## Portfolio Summary
Mid
|  | 2016 | 2017 | 2018 | 2019 | 2020 | 2021 | 2022 | 2023 | 2024 | 2025
| Total Budget | 6183130.57 | 6360961.76 | 6535543.44 | 6736328.61 | 6170724.99 | 6338562.45 | 6578198.77 | 6735910.55 | 6880883.38 | 7037487.96
| Total MWh Savings | 25931.9755 | 30760.208 | 30996.5272 | 31474.5524 | 25567.0745 | 25938.3971 | 26544.0231 | 26890.097 | 27204.863 | 27568.5614
| Total Net Summer Peak kW Savings | 3777.288 | 5034.0445 | 5085.8677 | 5192.0527 | 4632.1447 | 4691.3265 | 4781.4959 | 4838.0756 | 4889.4159 | 4947.6679
| Total Net Winter Peak kW Savings | 4038.4484 | 5326.4892 | 5397.3819 | 5493.205 | 4962.4365 | 5030.1894 | 5124.3938 | 5188.8971 | 5248.4952 | 5310.1819
Portfolio Cost-Effectiveness
| TRC Test | 1.3331 | 1.5895 | 1.6278 | 1.6581 | 1.655 | 1.6956 | 1.7318 | 1.7418 | 1.7515 | 1.7602
| RIM Test | 0.42267 | 0.44846 | 0.44945 | 0.45061 | 0.43852 | 0.43955 | 0.44022 | 0.43369 | 0.42733 | 0.42118
| Utility Cost Test | 1.5425 | 1.8111 | 1.8535 | 1.8918 | 1.7789 | 1.8217 | 1.8534 | 1.8649 | 1.8756 | 1.886
| Participant Cost Test | 9.3351 | 10.465 | 10.7507 | 10.937 | 13.2447 | 13.4862 | 13.7908 | 14.0365 | 14.2959 | 14.5399
|  | 6183.1306 | 6360.9618 | 6535.5434 | 6736.3286 | 6170.725 | 6338.5624 | 6578.1988 | 6735.9105 | 6880.8834 | 7037.488
Total Budget Categories
|  | 2016 | 2017 | 2018 | 2019 | 2020 | 2021 | 2022 | 2023 | 2024 | 2025
| Incentives | 1506361.24 | 1749619.56 | 1811238.64 | 1889694.87 | 1644513.96 | 1718968.5 | 1819121.09 | 1886958.63 | 1949988.17 | 2018103.72
| Delivery | 3079898.42 | 3156132.88 | 3222067.34 | 3299161.04 | 3034034.96 | 3097959.42 | 3201901.27 | 3263085.73 | 3319430.19 | 3379754.65
| Measure Costs | 537357.54 | 561022.54 | 579727.54 | 597950.04 | 562230.04 | 567690.04 | 572987.54 | 578437.54 | 583382.54 | 589005.04
| Marketing | 293621.4 | 309076.66 | 325536.39 | 341437.93 | 350594.8 | 363651.01 | 380034.15 | 392813.84 | 404614.21 | 417248.91
| IT Reporting | 300000 | 108750 | 108750 | 108750 | 105000 | 105000 | 105000 | 105000 | 105000 | 105000
| Vendor Costs | 28600 | 30600 | 34150 | 35700 | 37650 | 40600 | 43050 | 46000 | 47950 | 50400
| Evaluation | 287291.97 | 295760.12 | 304073.53 | 313634.73 | 286701.23 | 294693.48 | 306104.72 | 313614.81 | 320518.27 | 327975.64
| General Marketing/Education | 150000 | 150000 | 150000 | 150000 | 150000 | 150000 | 150000 | 150000 | 150000 | 150000
| Total Portfolio | 6183130.57 | 6360961.76 | 6535543.44 | 6736328.61 | 6170724.99 | 6338562.45 | 6578198.77 | 6735910.55 | 6880883.38 | 7037487.96
Total Budgets
Sector | Program Name | 2016 | 2017 | 2018 | 2019 | 2020 | 2021 | 2022 | 2023 | 2024 | 2025
Residential | Residential Efficient Products | 1180305.01 | 1155931.88 | 1131322.51 | 1093396.5 | 313117.88 | 333758.25 | 343531.13 | 355068 | 364840.88 | 374613.75
Residential | Appliance Recycling | 100032.19 | 98567.44 | 101827.69 | 105087.94 | 105087.94 | 105087.94 | 105087.94 | 105087.94 | 105087.94 | 105087.94
Residential | New Manufactured Homes | 178920 | 175045.5 | 182983.5 | 182983.5 | 202387.5 | 215617.5 | 228847.5 | 242077.5 | 255307.5 | 268537.5
Residential | Whole House Efficiency | 1483792.18 | 1514127.52 | 1627404.98 | 1702343.49 | 1812938.21 | 1872435.51 | 1928539.63 | 1987371.97 | 2040216.68 | 2096179.07
Residential | Residential Home Performance | 631050 | 626325 | 626325 | 626325 | 626325 | 626325 | 626325 | 626325 | 626325 | 626325
Residential | Targeted Energy Efficiency | 367720.55 | 367720.55 | 367720.55 | 367720.55 | 365956.55 | 365956.55 | 365956.55 | 365956.55 | 365956.55 | 365956.55
Commercial | Commercial Incentive Program | 857130.95 | 818663.88 | 844130.21 | 961793.72 | 949735.99 | 974956.77 | 1000539.28 | 1025402.85 | 1045279.08 | 1073669.39
Commercial | Express Install | 409742.06 | 447178.57 | 496427.58 | 496427.58 | 594925.59 | 644174.6 | 693423.61 | 742672.61 | 791921.62 | 841170.63
Commercial | New Construction | 74413 | 62600.5 | 62600.5 | 62600.5 | 62600.5 | 62600.5 | 62600.5 | 62600.5 | 62600.5 | 62600.5
Commercial | School Energy Manager | 225750 | 225750 | 225750 | 225750 | 225750 | 225750 | 225750 | 225750 | 225750 | 225750
Commercial | Bid For Efficiency | 303730.09 | 498506.38 | 498506.38 | 498506.38 | 498506.38 | 498506.38 | 498506.38 | 498506.38 | 498506.38 | 498506.38
Commercial | Retrocommissioning | 220544.54 | 220544.54 | 220544.54 | 263393.45 | 263393.45 | 263393.45 | 349091.25 | 349091.25 | 349091.25 | 349091.25
Industrial | Retrocommissioning | 0 | 0 | 0 | 0 | 0 | 0 | 0 | 0 | 0 | 0
n/a | General Marketing/Education | 150000 | 150000 | 150000 | 150000 | 150000 | 150000 | 150000 | 150000 | 150000 | 150000
| Total Portfolio | 6183130.57 | 6360961.76 | 6535543.44 | 6736328.61 | 6170724.99 | 6338562.45 | 6578198.77 | 6735910.55 | 6880883.38 | 7037487.96
Total Net MWh Savings
Sector | Program Name | 2016 | 2017 | 2018 | 2019 | 2020 | 2021 | 2022 | 2023 | 2024 | 2025
Residential | Residential Efficient Products | 7484.386 | 7359.3562 | 7147.3374 | 6846.179 | 640.2729 | 675.7533 | 692.894 | 714.2945 | 731.4352 | 748.5759
Residential | Appliance Recycling | 322.4501 | 333.6249 | 344.7996 | 355.9744 | 355.9744 | 355.9744 | 355.9744 | 355.9744 | 355.9744 | 355.9744
Residential | New Manufactured Homes | 271.6782 | 284.9774 | 298.2767 | 298.2767 | 331.5272 | 353.3748 | 375.2225 | 397.0701 | 418.9177 | 440.7654
Residential | Whole House Efficiency | 2596.4124 | 2810.3633 | 3013.3665 | 3167.3727 | 3178.8656 | 3287.8295 | 3378.7216 | 3482.3126 | 3580.0798 | 3670.2646
Residential | Residential Home Performance | 9604 | 11760 | 11760 | 11760 | 11760 | 11760 | 11760 | 11760 | 11760 | 11760
Residential | Targeted Energy Efficiency | 443.7981 | 443.7981 | 443.7981 | 443.7981 | 437.1725 | 437.1725 | 437.1725 | 437.1725 | 437.1725 | 437.1725
Commercial | Commercial Incentive Program | 3029.3023 | 3180.5193 | 3312.5249 | 3787.7231 | 3870.323 | 3986.4984 | 4095.7801 | 4206.1596 | 4295.3148 | 4440.985
Commercial | Express Install | 710.8417 | 799.6969 | 888.5521 | 888.5521 | 1066.2626 | 1155.1178 | 1243.973 | 1332.8282 | 1421.6834 | 1510.5386
Commercial | New Construction | 216.8848 | 216.8848 | 216.8848 | 216.8848 | 216.8848 | 216.8848 | 216.8848 | 216.8848 | 216.8848 | 216.8848
Commercial | School Energy Manager | 558.2 | 558.2 | 558.2 | 558.2 | 558.2 | 558.2 | 558.2 | 558.2 | 558.2 | 558.2
Commercial | Bid For Efficiency | 0 | 2318.7653 | 2318.7653 | 2318.7653 | 2318.7653 | 2318.7653 | 2318.7653 | 2318.7653 | 2318.7653 | 2318.7653
Commercial | Retrocommissioning | 694.0218 | 694.0218 | 694.0218 | 832.8262 | 832.8262 | 832.8262 | 1110.4349 | 1110.4349 | 1110.4349 | 1110.4349
Industrial | Retrocommissioning | 0 | 0 | 0 | 0 | 0 | 0 | 0 | 0 | 0 | 0
| Total Portfolio | 25931.9755 | 30760.208 | 30996.5272 | 31474.5524 | 25567.0745 | 25938.3971 | 26544.0231 | 26890.097 | 27204.863 | 27568.5614
| Portfolio as a % Kentucky Power Sales | 0.3928% | 0.4654% | 0.4686% | 0.4752% | 0.3854% | 0.3902% | 0.3984% | 0.4027% | 0.4066% | 0.4112%
| Forecast | 6601615.3296 | 6609766.3668 | 6614651.7715 | 6623979.8714 | 6633791.5976 | 6646853.5624 | 6662548.9287 | 6678261.4978 | 6690937.0881 | 6705162.7299
Total Net Summer kW Savings
Sector | Program Name | 2016 | 2017 | 2018 | 2019 | 2020 | 2021 | 2022 | 2023 | 2024 | 2025
Residential | Residential Efficient Products | 768.7543 | 756.2803 | 734.9591 | 704.387 | 73.2517 | 77.1022 | 78.8762 | 81.2946 | 83.0686 | 84.8426
Residential | Appliance Recycling | 39.4039 | 40.7674 | 42.1309 | 43.4945 | 43.4945 | 43.4945 | 43.4945 | 43.4945 | 43.4945 | 43.4945
Residential | New Manufactured Homes | 108.1549 | 113.8853 | 119.6157 | 119.6157 | 137.8391 | 145.583 | 153.3268 | 161.0707 | 168.8145 | 176.5583
Residential | Whole House Efficiency | 351.0685 | 377.1365 | 404.6614 | 423.3424 | 435.4328 | 448.956 | 461.4641 | 474.3772 | 484.7024 | 496.6737
Residential | Residential Home Performance | 1421 | 2352 | 2352 | 2352 | 2352 | 2352 | 2352 | 2352 | 2352 | 2352
Residential | Targeted Energy Efficiency | 68.8682 | 68.8682 | 68.8682 | 68.8682 | 68.1943 | 68.1943 | 68.1943 | 68.1943 | 68.1943 | 68.1943
Commercial | Commercial Incentive Program | 562.8109 | 589.1821 | 613.7094 | 713.0212 | 726.6119 | 746.6779 | 766.0216 | 785.5275 | 803.0265 | 825.7912
Commercial | Express Install | 111.9864 | 125.9847 | 139.983 | 139.983 | 167.9796 | 181.9779 | 195.9762 | 209.9745 | 223.9728 | 237.9711
Commercial | New Construction | 57.0374 | 57.0374 | 57.0374 | 57.0374 | 57.0374 | 57.0374 | 57.0374 | 57.0374 | 57.0374 | 57.0374
Commercial | School Energy Manager | 201.2 | 201.2 | 201.2 | 201.2 | 201.2 | 201.2 | 201.2 | 201.2 | 201.2 | 201.2
Commercial | Bid For Efficiency | 0 | 264.6992 | 264.6992 | 264.6992 | 264.6992 | 264.6992 | 264.6992 | 264.6992 | 264.6992 | 264.6992
Commercial | Retrocommissioning | 87.0035 | 87.0035 | 87.0035 | 104.4042 | 104.4042 | 104.4042 | 139.2056 | 139.2056 | 139.2056 | 139.2056
Industrial | Retrocommissioning | 0 | 0 | 0 | 0 | 0 | 0 | 0 | 0 | 0 | 0
| Total Portfolio | 3777.288 | 5034.0445 | 5085.8677 | 5192.0527 | 4632.1447 | 4691.3265 | 4781.4959 | 4838.0756 | 4889.4159 | 4947.6679
Total Net Winter kW Savings
Sector | Program Name | 2016 | 2017 | 2018 | 2019 | 2020 | 2021 | 2022 | 2023 | 2024 | 2025
Residential | Residential Efficient Products | 768.7543 | 756.2803 | 734.9591 | 704.387 | 73.2517 | 77.1022 | 78.8762 | 81.2946 | 83.0686 | 84.8426
Residential | Appliance Recycling | 39.4039 | 40.7674 | 42.1309 | 43.4945 | 43.4945 | 43.4945 | 43.4945 | 43.4945 | 43.4945 | 43.4945
Residential | New Manufactured Homes | 74.7773 | 78.5442 | 82.3112 | 82.3112 | 92.6811 | 98.4616 | 104.242 | 110.0225 | 115.8029 | 121.5834
Residential | Whole House Efficiency | 645.1433 | 704.3059 | 752.8637 | 786.3105 | 835.8086 | 859.9971 | 878.5037 | 901.4346 | 922.1118 | 940.3982
Residential | Residential Home Performance | 1421 | 2352 | 2352 | 2352 | 2352 | 2352 | 2352 | 2352 | 2352 | 2352
Residential | Targeted Energy Efficiency | 136.8256 | 137.1095 | 137.1095 | 137.1095 | 136.1518 | 136.1518 | 136.1518 | 136.1518 | 136.1518 | 136.1518
Commercial | Commercial Incentive Program | 516.5366 | 542.777 | 567.3043 | 641.4884 | 654.9483 | 674.8835 | 694.2272 | 713.6023 | 730.9705 | 752.818
Commercial | Express Install | 111.9864 | 125.9847 | 139.983 | 139.983 | 167.9796 | 181.9779 | 195.9762 | 209.9745 | 223.9728 | 237.9711
Commercial | New Construction | 35.8174 | 35.8174 | 35.8174 | 35.8174 | 35.8174 | 35.8174 | 35.8174 | 35.8174 | 35.8174 | 35.8174
Commercial | School Energy Manager | 201.2 | 201.2 | 201.2 | 201.2 | 201.2 | 201.2 | 201.2 | 201.2 | 201.2 | 201.2
Commercial | Bid For Efficiency | 0 | 264.6992 | 264.6992 | 264.6992 | 264.6992 | 264.6992 | 264.6992 | 264.6992 | 264.6992 | 264.6992
Commercial | Retrocommissioning | 87.0035 | 87.0035 | 87.0035 | 104.4042 | 104.4042 | 104.4042 | 139.2056 | 139.2056 | 139.2056 | 139.2056
Industrial | Retrocommissioning | 0 | 0 | 0 | 0 | 0 | 0 | 0 | 0 | 0 | 0
| Total Portfolio | 4038.4484 | 5326.4892 | 5397.3819 | 5493.205 | 4962.4365 | 5030.1894 | 5124.3938 | 5188.8971 | 5248.4952 | 5310.1819
Total Gross MWh Savings
Sector | Program Name | 2016 | 2017 | 2018 | 2019 | 2020 | 2021 | 2022 | 2023 | 2024 | 2025
Residential | Residential Efficient Products | 9473.9064 | 9315.6407 | 9047.2625 | 8666.0494 | 810.4721 | 855.384 | 877.081 | 904.1703 | 925.8674 | 947.5644
Residential | Appliance Recycling | 460.643 | 476.6069 | 492.5709 | 508.5348 | 508.5348 | 508.5348 | 508.5348 | 508.5348 | 508.5348 | 508.5348
Residential | New Manufactured Homes | 418.5571 | 439.0463 | 459.5356 | 459.5356 | 510.7625 | 544.4218 | 578.081 | 611.7402 | 645.3995 | 679.0587
Residential | Whole House Efficiency | 2899.5429 | 3151.5536 | 3402.7207 | 3592.1577 | 3630.3208 | 3776.8983 | 3901.5449 | 4042.4546 | 4171.626 | 4295.5265
Residential | Residential Home Performance | 9800 | 12000 | 12000 | 12000 | 12000 | 12000 | 12000 | 12000 | 12000 | 12000
Residential | Targeted Energy Efficiency | 526.8353 | 526.8353 | 526.8353 | 526.8353 | 518.9701 | 518.9701 | 518.9701 | 518.9701 | 518.9701 | 518.9701
Commercial | Commercial Incentive Program | 3629.4647 | 3810.6406 | 3968.799 | 4538.1431 | 4637.1076 | 4776.2995 | 4907.232 | 5039.4798 | 5146.2984 | 5320.8285
Commercial | Express Install | 851.673 | 958.1321 | 1064.5912 | 1064.5912 | 1277.5094 | 1383.9686 | 1490.4277 | 1596.8868 | 1703.3459 | 1809.8051
Commercial | New Construction | 259.8538 | 259.8538 | 259.8538 | 259.8538 | 259.8538 | 259.8538 | 259.8538 | 259.8538 | 259.8538 | 259.8538
Commercial | School Energy Manager | 558.2 | 558.2 | 558.2 | 558.2 | 558.2 | 558.2 | 558.2 | 558.2 | 558.2 | 558.2
Commercial | Bid For Efficiency | 0 | 2318.7653 | 2318.7653 | 2318.7653 | 2318.7653 | 2318.7653 | 2318.7653 | 2318.7653 | 2318.7653 | 2318.7653
Commercial | Retrocommissioning | 831.5207 | 831.5207 | 831.5207 | 997.8249 | 997.8249 | 997.8249 | 1330.4331 | 1330.4331 | 1330.4331 | 1330.4331
Industrial | Retrocommissioning | 0 | 0 | 0 | 0 | 0 | 0 | 0 | 0 | 0 | 0
| Total Portfolio | 29710.1968 | 34646.7955 | 34930.655 | 35490.4911 | 28028.3214 | 28499.121 | 29249.1239 | 29689.489 | 30087.2944 | 30547.5405
Total Gross Summer kW Savings
Sector | Program Name | 2016 | 2017 | 2018 | 2019 | 2020 | 2021 | 2022 | 2023 | 2024 | 2025
Residential | Residential Efficient Products | 973.1068 | 957.3168 | 930.3279 | 891.6291 | 92.7237 | 97.5977 | 99.8432 | 102.9046 | 105.1501 | 107.3957
Residential | Appliance Recycling | 56.2913 | 58.2392 | 60.1871 | 62.1349 | 62.1349 | 62.1349 | 62.1349 | 62.1349 | 62.1349 | 62.1349
Residential | New Manufactured Homes | 166.6273 | 175.4557 | 184.2841 | 184.2841 | 212.3599 | 224.2903 | 236.2207 | 248.1511 | 260.0816 | 272.012
Residential | Whole House Efficiency | 406.78 | 437.7228 | 472.7501 | 495.5912 | 511.7104 | 530.45 | 547.5505 | 565.6467 | 579.9038 | 596.438
Residential | Residential Home Performance | 1450 | 2400 | 2400 | 2400 | 2400 | 2400 | 2400 | 2400 | 2400 | 2400
Residential | Targeted Energy Efficiency | 81.7538 | 81.7538 | 81.7538 | 81.7538 | 80.9539 | 80.9539 | 80.9539 | 80.9539 | 80.9539 | 80.9539
Commercial | Commercial Incentive Program | 674.3144 | 705.9102 | 735.2969 | 854.2843 | 870.5675 | 894.6089 | 917.785 | 941.1554 | 962.1213 | 989.3961
Commercial | Express Install | 134.173 | 150.9447 | 167.7163 | 167.7163 | 201.2596 | 218.0312 | 234.8028 | 251.5745 | 268.3461 | 285.1177
Commercial | New Construction | 68.3376 | 68.3376 | 68.3376 | 68.3376 | 68.3376 | 68.3376 | 68.3376 | 68.3376 | 68.3376 | 68.3376
Commercial | School Energy Manager | 201.2 | 201.2 | 201.2 | 201.2 | 201.2 | 201.2 | 201.2 | 201.2 | 201.2 | 201.2
Commercial | Bid For Efficiency | 0 | 264.6992 | 264.6992 | 264.6992 | 264.6992 | 264.6992 | 264.6992 | 264.6992 | 264.6992 | 264.6992
Commercial | Retrocommissioning | 104.2406 | 104.2406 | 104.2406 | 125.0887 | 125.0887 | 125.0887 | 166.7849 | 166.7849 | 166.7849 | 166.7849
Industrial | Retrocommissioning | 0 | 0 | 0 | 0 | 0 | 0 | 0 | 0 | 0 | 0
| Total Portfolio | 4316.8248 | 5605.8206 | 5670.7935 | 5796.7192 | 5091.0353 | 5167.3924 | 5280.3128 | 5353.5428 | 5419.7134 | 5494.4701
Total Net Winter kW Savings
Sector | Program Name | 2016 | 2017 | 2018 | 2019 | 2020 | 2021 | 2022 | 2023 | 2024 | 2025
Residential | Residential Efficient Products | 973.1068 | 957.3168 | 930.3279 | 891.6291 | 92.7237 | 97.5977 | 99.8432 | 102.9046 | 105.1501 | 107.3957
Residential | Appliance Recycling | 56.2913 | 58.2392 | 60.1871 | 62.1349 | 62.1349 | 62.1349 | 62.1349 | 62.1349 | 62.1349 | 62.1349
Residential | New Manufactured Homes | 115.2045 | 121.008 | 126.8116 | 126.8116 | 142.7878 | 151.6934 | 160.599 | 169.5045 | 178.4101 | 187.3156
Residential | Whole House Efficiency | 711.4156 | 776.525 | 834.3034 | 872.6461 | 927.4644 | 957.6882 | 980.84 | 1009.7372 | 1034.1532 | 1057.0729
Residential | Residential Home Performance | 1450 | 2400 | 2400 | 2400 | 2400 | 2400 | 2400 | 2400 | 2400 | 2400
Residential | Targeted Energy Efficiency | 162.4265 | 162.7635 | 162.7635 | 162.7635 | 161.6266 | 161.6266 | 161.6266 | 161.6266 | 161.6266 | 161.6266
Commercial | Commercial Incentive Program | 618.8723 | 650.3114 | 679.6981 | 768.5795 | 784.706 | 808.5907 | 831.7668 | 854.9805 | 875.7897 | 901.9656
Commercial | Express Install | 134.173 | 150.9447 | 167.7163 | 167.7163 | 201.2596 | 218.0312 | 234.8028 | 251.5745 | 268.3461 | 285.1177
Commercial | New Construction | 42.9135 | 42.9135 | 42.9135 | 42.9135 | 42.9135 | 42.9135 | 42.9135 | 42.9135 | 42.9135 | 42.9135
Commercial | School Energy Manager | 201.2 | 201.2 | 201.2 | 201.2 | 201.2 | 201.2 | 201.2 | 201.2 | 201.2 | 201.2
Commercial | Bid For Efficiency | 0 | 264.6992 | 264.6992 | 264.6992 | 264.6992 | 264.6992 | 264.6992 | 264.6992 | 264.6992 | 264.6992
Commercial | Retrocommissioning | 104.2406 | 104.2406 | 104.2406 | 125.0887 | 125.0887 | 125.0887 | 166.7849 | 166.7849 | 166.7849 | 166.7849
Industrial | Retrocommissioning | 0 | 0 | 0 | 0 | 0 | 0 | 0 | 0 | 0 | 0
| Total Portfolio | 4569.8442 | 5890.162 | 5974.8612 | 6086.1824 | 5406.6044 | 5491.2642 | 5607.211 | 5688.0605 | 5761.2084 | 5838.2267
Avoided TRC Benefits (NPV)
Sector | Program Name | 2016 | 2017 | 2018 | 2019 | 2020 | 2021 | 2022 | 2023 | 2024 | 2025
Residential | Residential Efficient Products | 2670373.3275 | 2530010.1915 | 2385356.6089 | 2216508.1831 | 391515.938 | 398104.0006 | 392239.3138 | 385573.2265 | 378107.742 | 371294.7933
Residential | Appliance Recycling | 123874.9046 | 121852.9743 | 119189.8838 | 116072.3364 | 109718.1434 | 103557.134 | 97510.5818 | 90373.5875 | 83707.4054 | 77504.0718
Residential | New Manufactured Homes | 269322.3067 | 269000.0775 | 266918.0957 | 251178.6366 | 266282.265 | 266263.9983 | 265114.2349 | 261646.1944 | 253447.3245 | 244443.6825
Residential | Whole House Efficiency | 2042287.3272 | 2088687.9247 | 2130580.4028 | 2093312.7699 | 2046135.5759 | 2007866.2096 | 1954650.7613 | 1884246.3644 | 1810697.2954 | 1735273.8259
Residential | Residential Home Performance | 1087329.2295 | 1345817.4476 | 1282127.2118 | 1198171.7016 | 1132203.9488 | 1110676.0078 | 1081509.1322 | 1008375.983 | 940722.2209 | 876930.5851
Residential | Targeted Energy Efficiency | 389737.5788 | 367942.0916 | 346409.1649 | 325442.8165 | 303471.3154 | 285418.0899 | 268210.8193 | 249619.143 | 229958.8069 | 211604.7436
Commercial | Commercial Incentive Program | 1865643.0086 | 1853658.5135 | 1821419.918 | 1962906.3265 | 1890934.9118 | 1825535.7125 | 1778146.6929 | 1695314.9397 | 1608753.5905 | 1541008.588
Commercial | Express Install | 441511.1236 | 468827.9902 | 489995.0892 | 459387.8426 | 516768.7783 | 524760.1804 | 529371.8756 | 526610.6034 | 521804.9127 | 515231.5276
Commercial | New Construction | 150018.4619 | 142428.9482 | 134584.3276 | 126423.865 | 118703.8618 | 111417.0127 | 104492.8063 | 97210.8972 | 90455.6987 | 84174.9872
Commercial | School Energy Manager | 318748.9633 | 306849.34 | 293306.3396 | 277418.1571 | 262364.1087 | 247551.0485 | 233014.612 | 217040.5101 | 201911.8395 | 187254.3424
Commercial | Bid For Efficiency | 0 | 994791.0973 | 938368.0793 | 882501.3714 | 831023.4247 | 781277.8845 | 733100.4243 | 679265.4252 | 629223.642 | 581354.8356
Commercial | Retrocommissioning | 178907.8708 | 169334.7032 | 161753.1552 | 184406.8411 | 175692.2434 | 167195.078 | 211558.6217 | 196672.249 | 182626.6786 | 169352.9199
Industrial | Retrocommissioning | 0 | 0 | 0 | 0 | 0 | 0 | 0 | 0 | 0 | 0
| Total Portfolio | 9537754.1025 | 10659201.2997 | 10370008.2767 | 10093730.8476 | 8044814.5152 | 7829622.3568 | 7648919.876 | 7291949.1233 | 6931417.1572 | 6595428.9029
Avoided TRC Costs (NPV)
Sector | Program Name | 2016 | 2017 | 2018 | 2019 | 2020 | 2021 | 2022 | 2023 | 2024 | 2025
Residential | Residential Efficient Products | 1653025.01 | 1505151.1658 | 1366111.1074 | 1225163.5968 | 187501.1232 | 180923.3198 | 170491.738 | 161946.395 | 152488.1775 | 143539.023
Residential | Appliance Recycling | 119582.19 | 109916.2102 | 105072.0664 | 100337.8947 | 92836.6901 | 85896.2714 | 79474.7145 | 73533.2295 | 68035.9267 | 62949.599
Residential | New Manufactured Homes | 175271.6707 | 158651.9374 | 153649.9072 | 142163.1266 | 147544.1302 | 144911.2849 | 141847.4795 | 138431.8654 | 134734.1683 | 130815.6547
Residential | Whole House Efficiency | 1517845.1025 | 1436800.7643 | 1431138.2346 | 1384634.0831 | 1365539.7144 | 1306292.6373 | 1246651.6235 | 1189569.1948 | 1130727.5785 | 1075919.2232
Residential | Residential Home Performance | 631050 | 579501.2953 | 536178.1045 | 496093.731 | 459006.0428 | 424691.0092 | 392941.3483 | 363565.2741 | 336385.3388 | 311237.3601
Residential | Targeted Energy Efficiency | 367720.55 | 340229.9685 | 314794.5675 | 291260.7027 | 268193.4584 | 248143.4663 | 229592.4004 | 212428.2017 | 196547.1888 | 181853.4316
Commercial | Commercial Incentive Program | 1202899.7168 | 1093462.8521 | 1046757.0383 | 1112739.9054 | 1027565.6733 | 976313.6709 | 927667.4926 | 879939.5492 | 830343.9896 | 789195.1972
Commercial | Express Install | 438286.0849 | 443459.1025 | 455521.4151 | 421466.8904 | 467372.7868 | 468245.7924 | 466376.1332 | 462169.0041 | 455984.3618 | 448141.3899
Commercial | New Construction | 121262.8539 | 101267.9071 | 93697.1753 | 86692.4272 | 80211.3501 | 74214.7947 | 68666.5384 | 63533.0666 | 58783.3703 | 54388.7586
Commercial | School Energy Manager | 315750 | 292144.7076 | 270304.1336 | 250096.3487 | 231399.2863 | 214100.0058 | 198094.0099 | 183284.6131 | 169582.3585 | 156904.4768
Commercial | Bid For Efficiency | 303730.09 | 360538.4508 | 333584.799 | 308646.1871 | 285571.9718 | 264222.7718 | 244469.626 | 226193.2143 | 209283.1368 | 193637.2473
Commercial | Retrocommissioning | 158127.9607 | 146306.4033 | 135368.6189 | 149300.2401 | 138138.6381 | 127811.4712 | 156357.641 | 144668.4317 | 133853.1011 | 123846.3186
Industrial | Retrocommissioning | 0 | 0 | 0 | 0 | 0 | 0 | 0 | 0 | 0 | 0
| General Marketing & Education | 150000 | 138786.0844 | 128410.5148 | 118810.6169 | 109928.4021 | 101710.2166 | 94106.418 | 87071.0751 | 80561.6905 | 74538.9439
| Total Portfolio | 7154551.2295 | 6706216.8493 | 6370587.6826 | 6087405.7507 | 4860809.2675 | 4617476.7124 | 4416737.163 | 4186333.1146 | 3957310.3873 | 3746966.6238
Levelized Cost ($/kWh)
Sector | Program Name | 2016 | 2017 | 2018 | 2019 | 2020 | 2021 | 2022 | 2023 | 2024 | 2025
Residential | Residential Efficient Products | 0.030308 | 0.029931 | 0.029849 | 0.029738 | 0.051114 | 0.051636 | 0.051811 | 0.051977 | 0.052135 | 0.052286
Residential | Appliance Recycling | 0.047416 | 0.045156 | 0.045138 | 0.045121 | 0.045121 | 0.045121 | 0.045121 | 0.045121 | 0.045121 | 0.045121
Residential | New Manufactured Homes | 0.055069 | 0.051368 | 0.051309 | 0.051309 | 0.051116 | 0.051075 | 0.05104 | 0.051008 | 0.051613 | 0.052291
Residential | Whole House Efficiency | 0.045481 | 0.042803 | 0.042396 | 0.042394 | 0.043075 | 0.042661 | 0.04238 | 0.042066 | 0.041687 | 0.041502
Residential | Residential Home Performance | 0.032301 | 0.026181 | 0.026181 | 0.026181 | 0.026181 | 0.026181 | 0.026181 | 0.026181 | 0.026181 | 0.026181
Residential | Targeted Energy Efficiency | 0.059231 | 0.059231 | 0.059231 | 0.059231 | 0.059412 | 0.059412 | 0.059412 | 0.059412 | 0.059894 | 0.060423
Commercial | Commercial Incentive Program | 0.031163 | 0.028308 | 0.027981 | 0.027811 | 0.026748 | 0.026666 | 0.026638 | 0.026578 | 0.026519 | 0.026373
Commercial | Express Install | 0.059258 | 0.057487 | 0.057436 | 0.057436 | 0.05736 | 0.057331 | 0.057306 | 0.057284 | 0.057265 | 0.057249
Commercial | New Construction | 0.035272 | 0.029673 | 0.029673 | 0.029673 | 0.029673 | 0.029673 | 0.029673 | 0.029673 | 0.029673 | 0.029673
Commercial | School Energy Manager | 0.052968 | 0.052968 | 0.052968 | 0.052968 | 0.052968 | 0.052968 | 0.052968 | 0.052968 | 0.052968 | 0.052968
Commercial | Bid For Efficiency | 0 | 0.028157 | 0.028157 | 0.028157 | 0.028157 | 0.028157 | 0.028157 | 0.028157 | 0.028157 | 0.028157
Commercial | Retrocommissioning | 0.069841 | 0.069841 | 0.069841 | 0.069509 | 0.069509 | 0.069509 | 0.069093 | 0.069093 | 0.069093 | 0.069093
Industrial | Retrocommissioning | 0 | 0 | 0 | 0 | 0 | 0 | 0 | 0 | 0 | 0
| Total Portfolio | 0.042171 | 0.036631 | 0.036658 | 0.036602 | 0.038974 | 0.038971 | 0.039198 | 0.039184 | 0.03918 | 0.039173
First Year Cost ($/kWh)
Sector | Program Name | 2016 | 2017 | 2018 | 2019 | 2020 | 2021 | 2022 | 2023 | 2024 | 2025
Residential | Residential Efficient Products | 0.14925 | 0.13754 | 0.12824 | 0.11972 | 0.33919 | 0.31696 | 0.29438 | 0.27309 | 0.25354 | 0.23536
Residential | Appliance Recycling | 0.29361 | 0.25871 | 0.23927 | 0.2213 | 0.20476 | 0.18945 | 0.17529 | 0.16218 | 0.15006 | 0.13884
Residential | New Manufactured Homes | 0.62329 | 0.53788 | 0.49704 | 0.45988 | 0.42342 | 0.39157 | 0.36214 | 0.33493 | 0.30978 | 0.28653
Residential | Whole House Efficiency | 0.38833 | 0.34012 | 0.31124 | 0.29019 | 0.27927 | 0.25585 | 0.23482 | 0.21555 | 0.19729 | 0.18136
Residential | Residential Home Performance | 0.062187 | 0.046637 | 0.043151 | 0.039925 | 0.03694 | 0.034178 | 0.031623 | 0.029259 | 0.027072 | 0.025048
Residential | Targeted Energy Efficiency | 0.52357 | 0.48443 | 0.44821 | 0.41471 | 0.38571 | 0.35687 | 0.33019 | 0.30551 | 0.28267 | 0.26153
Commercial | Commercial Incentive Program | 0.26779 | 0.2254 | 0.20647 | 0.19035 | 0.1702 | 0.15695 | 0.14505 | 0.13393 | 0.1237 | 0.1137
Commercial | Express Install | 0.54554 | 0.48966 | 0.45266 | 0.41882 | 0.38699 | 0.35788 | 0.33098 | 0.30612 | 0.28314 | 0.2619
Commercial | New Construction | 0.32472 | 0.25275 | 0.23385 | 0.21637 | 0.2002 | 0.18523 | 0.17138 | 0.15857 | 0.14671 | 0.13575
Commercial | School Energy Manager | 0.38276 | 0.35414 | 0.32767 | 0.30317 | 0.28051 | 0.25954 | 0.24013 | 0.22218 | 0.20557 | 0.1902
Commercial | Bid For Efficiency | 0 | 0.18826 | 0.17418 | 0.16116 | 0.14911 | 0.13797 | 0.12765 | 0.11811 | 0.10928 | 0.10111
Commercial | Retrocommissioning | 0.30075 | 0.27827 | 0.25747 | 0.23708 | 0.21936 | 0.20296 | 0.18666 | 0.17271 | 0.1598 | 0.14785
Industrial | Retrocommissioning | 0 | 0 | 0 | 0 | 0 | 0 | 0 | 0 | 0 | 0
| Total Portfolio | 0.21 | 0.17001 | 0.15981 | 0.14959 | 0.15316 | 0.14323 | 0.13298 | 0.12416 | 0.11577 | 0.10793
Total Net MWh Savings
Sector | End Use | 2016 | 2017 | 2018 | 2019 | 2020 | 2021 | 2022 | 2023 | 2024 | 2025
Residential | Appliance | 106.241 | 110.5008 | 114.7607 | 116.87 | 116.87 | 121.1298 | 121.1298 | 125.3897 | 125.3897 | 125.3897
Residential | Appliance Recycle | 322.4501 | 333.6249 | 344.7996 | 355.9744 | 355.9744 | 355.9744 | 355.9744 | 355.9744 | 355.9744 | 355.9744
Residential | Behavioral | 9604 | 11760 | 11760 | 11760 | 11760 | 11760 | 11760 | 11760 | 11760 | 11760
Residential | Hot Water | 328.279 | 349.5629 | 365.3861 | 381.4266 | 439.098 | 445.2185 | 451.1414 | 457.3213 | 463.4418 | 469.6983
Residential | HVAC | 281.8684 | 323.2703 | 380.1184 | 420.6663 | 466.116 | 515.1264 | 559.9924 | 609.0029 | 649.592 | 694.458
Residential | Lighting | 7699.88 | 7592.7811 | 7394.2551 | 7108.7401 | 523.4029 | 554.6235 | 571.7642 | 588.9048 | 606.0455 | 623.1862
Residential | Shell | 2237.5327 | 2374.2072 | 2494.3867 | 2574.0519 | 2885.6303 | 2947.0636 | 2994.7669 | 3050.7679 | 3109.4258 | 3156.0884
Residential | Whole House | 142.4737 | 148.1726 | 153.8716 | 153.8716 | 156.7211 | 170.9684 | 185.2158 | 199.4632 | 213.7105 | 227.9579
Commercial | Bid for Efficiency | 0 | 2318.7653 | 2318.7653 | 2318.7653 | 2318.7653 | 2318.7653 | 2318.7653 | 2318.7653 | 2318.7653 | 2318.7653
Commercial | Compressed Air | 6.5758 | 6.5758 | 6.5758 | 6.5758 | 6.5758 | 6.5758 | 6.5758 | 8.2198 | 8.2198 | 8.2198
Commercial | Custom Project | 822.3855 | 904.6241 | 986.8626 | 1192.459 | 1274.6976 | 1315.8169 | 1356.9361 | 1398.0554 | 1439.1747 | 1480.294
Commercial | Express Install | 710.8417 | 799.6969 | 888.5521 | 888.5521 | 1066.2626 | 1155.1178 | 1243.973 | 1332.8282 | 1421.6834 | 1510.5386
Commercial | Food Service | 142.1046 | 142.1046 | 142.1046 | 169.0278 | 169.0278 | 169.0278 | 172.772 | 172.772 | 172.772 | 199.6952
Commercial | HVAC | 280.8198 | 292.9085 | 292.9085 | 350.6022 | 350.9026 | 362.9913 | 362.9913 | 375.0799 | 375.3803 | 391.3859
Commercial | Lighting | 1723.2724 | 1780.1621 | 1829.2597 | 2008.8195 | 2008.8805 | 2064.408 | 2128.8263 | 2184.3539 | 2232.0894 | 2287.617
Commercial | New Construction | 216.8848 | 216.8848 | 216.8848 | 216.8848 | 216.8848 | 216.8848 | 216.8848 | 216.8848 | 216.8848 | 216.8848
Commercial | Refrigeration | 54.1442 | 54.1442 | 54.8136 | 60.2388 | 60.2388 | 67.6786 | 67.6786 | 67.6786 | 67.6786 | 73.7732
Commercial | Retrocommissioning | 694.0218 | 694.0218 | 694.0218 | 832.8262 | 832.8262 | 832.8262 | 1110.4349 | 1110.4349 | 1110.4349 | 1110.4349
Commercial | School Energy Manager | 558.2 | 558.2 | 558.2 | 558.2 | 558.2 | 558.2 | 558.2 | 558.2 | 558.2 | 558.2
Industrial | Retrocommissioning | 0 | 0 | 0 | 0 | 0 | 0 | 0 | 0 | 0 | 0
| Total Portfolio | 25931.9755 | 30760.208 | 30996.5272 | 31474.5524 | 25567.0745 | 25938.3971 | 26544.0231 | 26890.097 | 27204.863 | 27568.5614
|  | 25931.9755 | 30760.208 | 30996.5272 | 31474.5524 | 25567.0745 | 25938.3971 | 26544.0231 | 26890.097 | 27204.863 | 27568.5614
Residential Efficient Products
Avoided TRC Benefits (NPV)
| Measure | 2016 | 2017 | 2018 | 2019 | 2020 | 2021 | 2022 | 2023 | 2024 | 2025
| Standard CFL | 2051045.7551 | 1911819.1039 | 1770947.8289 | 1608866.5223 | 0 | 0 | 0 | 0 | 0 | 0
| LED | 412821.4956 | 418663.6338 | 422205.0184 | 423986.7833 | 216628.2233 | 229969.5812 | 232207.8246 | 233117.6026 | 234053.2876 | 235026.9083
| Specialty LED | 144595.8706 | 138948.9048 | 133211.3949 | 127523.6443 | 122132.3837 | 117024.8032 | 112123.2504 | 106609.6092 | 101500.4112 | 96757.9495
| ENERGY STAR Clothes Washer | 42742.3555 | 40812.3935 | 38837.3432 | 36421.6715 | 34194.0672 | 32433.634 | 30374.8525 | 28532.3592 | 26498.6792 | 24622.5245
| ENERGY STAR Dehumidifier | 14754.8925 | 14744.88 | 14622.857 | 13754.2436 | 12944.7433 | 12723.9664 | 11942.0403 | 11558.5269 | 10724.4168 | 9951.9043
| ENERGY STAR Air Purifier | 4412.9581 | 5021.2756 | 5532.1665 | 5955.3182 | 5616.5205 | 5952.0158 | 5591.3459 | 5755.1286 | 5330.9473 | 4935.5067
|  | 2670373.3275 | 2530010.1915 | 2385356.6089 | 2216508.1831 | 391515.938 | 398104.0006 | 392239.3138 | 385573.2265 | 378107.742 | 371294.7933
Avoided TRC Costs (NPV)
| Measure | 2016 | 2017 | 2018 | 2019 | 2020 | 2021 | 2022 | 2023 | 2024 | 2025
| Standard CFL | 1253974.43 | 1119680.6717 | 993495.7335 | 866821.3664 | 0 | 0 | 0 | 0 | 0 | 0
| LED | 227817.96 | 223996.5026 | 220213.1436 | 215749.1656 | 54751.6728 | 55724.3154 | 53901.9604 | 52040.6402 | 50156.3658 | 48262.9723
| Specialty LED | 90014.49 | 84195.4663 | 78928.1906 | 73978.9435 | 69264.8821 | 64897.8988 | 60796.7487 | 56946.0794 | 53331.3719 | 49938.8562
| ENERGY STAR Clothes Washer | 62820 | 58850.1573 | 55122.7817 | 51001.8335 | 47188.9651 | 44193.5976 | 40889.7091 | 38288.6346 | 35426.1978 | 32777.7552
| ENERGY STAR Dehumidifier | 14402.5 | 13992.0707 | 13562.5046 | 12548.5793 | 11610.4546 | 11230.7607 | 10391.1554 | 10032.3293 | 9282.318 | 8588.3771
| ENERGY STAR Air Purifier | 3995.63 | 4436.2972 | 4788.7534 | 5063.7085 | 4685.1485 | 4876.754 | 4512.1706 | 4638.7115 | 4291.9241 | 3971.0622
|  | 1653025.01 | 1505151.1658 | 1366111.1074 | 1225163.5968 | 187501.1232 | 180923.3266 | 170491.7442 | 161946.395 | 152488.1775 | 143539.023

## Program Summary
Mid
Residential Efficient Products
| Incentive per Unit |  |  | Estimated Participation | [15 empty] | Annual Net MWh Savings | [10 empty] | Annual Net Summer Peak kW Savings | [10 empty] | Annual Net Winter Peak kW Savings | [15 empty] | Annual Gross MWh Savings | [10 empty] | Annual Gross Summer Peak kW Savings | [10 empty] | Annual Gross Winter Peak kW Savings | [10 empty] | Estimated Budget | [10 empty] | Cost Effectiveness
|  | Unit | 2016 |  | 2016 | 2017 | 2018 | 2019 | 2020 | 2021 | 2022 | 2023 | 2024 | 2025 |  | Unit | Net kWh Savings per Unit | Net Summer Peak kW Savings per Unit | Net Winter Peak kW Savings per Unit |  | 2016 | 2017 | 2018 | 2019 | 2020 | 2021 | 2022 | 2023 | 2024 | 2025 |  | 2016 | 2017 | 2018 | 2019 | 2020 | 2021 | 2022 | 2023 | 2024 | 2025 |  | 2016 | 2017 | 2018 | 2019 | 2020 | 2021 | 2022 | 2023 | 2024 | 2025 |  | Unit | Gross kWh Savings per Unit | Gross Summer Peak kW Savings per Unit | Gross Winter Peak kW Savings per Unit |  | 2016 | 2017 | 2018 | 2019 | 2020 | 2021 | 2022 | 2023 | 2024 | 2025 |  | 2016 | 2017 | 2018 | 2019 | 2020 | 2021 | 2022 | 2023 | 2024 | 2025 |  | 2016 | 2017 | 2018 | 2019 | 2020 | 2021 | 2022 | 2023 | 2024 | 2025 |  | 2016 | 2017 | 2018 | 2019 | 2020 | 2021 | 2022 | 2023 | 2024 | 2025 |  | 2016 | 2017 | 2018 | 2019 | 2020 | 2021 | 2022 | 2023 | 2024 | 2025
| Standard CFL | per bulb | 1 | Standard CFL | 46875 | 45625 | 43750 | 41250 | 0 | 0 | 0 | 0 | 0 | 0 | Standard CFL | per bulb | 17.3978 | 0.0017694 | 0.0017694 | Standard CFL | 6524.1718 | 6350.1939 | 6089.227 | 5741.2712 | 0 | 0 | 0 | 0 | 0 | 0 | Standard CFL | 663.5349 | 645.8406 | 619.2992 | 583.9107 | 0 | 0 | 0 | 0 | 0 | 0 | Standard CFL | 663.5349 | 645.8406 | 619.2992 | 583.9107 | 0 | 0 | 0 | 0 | 0 | 0 | Standard CFL | per bulb | 22.0225 | 0.0022398 | 0.0022398 | Standard CFL | 8258.4453 | 8038.2201 | 7707.8823 | 7267.4319 | 0 | 0 | 0 | 0 | 0 | 0 | Standard CFL | 839.9176 | 817.5198 | 783.9231 | 739.1275 | 0 | 0 | 0 | 0 | 0 | 0 | Standard CFL | 839.9176 | 817.5198 | 783.9231 | 739.1275 | 0 | 0 | 0 | 0 | 0 | 0 | Incentives | 548750 | 546250 | 538750 | 525500 | 208000 | 221500 | 228000 | 235500 | 242000 | 248500 | TRC Test | 1.6154 | 1.6809 | 1.7461 | 1.8092 | 2.0881 | 2.2004 | 2.3006 | 2.3809 | 2.4796 | 2.5867
| LED | per bulb | 3 | LED | 3750 | 4000 | 4250 | 4500 | 5000 | 5500 | 5750 | 6000 | 6250 | 6500 | LED | per bulb | 20.8137 | 0.0021168 | 0.0021168 | LED | 624.4105 | 666.0379 | 707.6653 | 749.2926 | 281.5969 | 309.7566 | 323.8364 | 337.9163 | 351.9961 | 366.076 | LED | 63.5051 | 67.7388 | 71.9724 | 76.2061 | 28.6396 | 31.5035 | 32.9355 | 34.3675 | 35.7994 | 37.2314 | LED | 63.5051 | 67.7388 | 71.9724 | 76.2061 | 28.6396 | 31.5035 | 32.9355 | 34.3675 | 35.7994 | 37.2314 | LED | per bulb | 26.3464 | 0.0026795 | 0.0026795 | LED | 790.3931 | 843.086 | 895.7788 | 948.4717 | 356.4518 | 392.097 | 409.9195 | 427.7421 | 445.5647 | 463.3873 | LED | 80.3862 | 85.7453 | 91.1044 | 96.4634 | 36.2526 | 39.8779 | 41.6905 | 43.5031 | 45.3158 | 47.1284 | LED | 80.3862 | 85.7453 | 91.1044 | 96.4634 | 36.2526 | 39.8779 | 41.6905 | 43.5031 | 45.3158 | 47.1284 | Delivery | 536625 | 527350 | 511825 | 489650 | 82275 | 88000 | 90625 | 93850 | 96475 | 99100 | RIM Test | 0.46943 | 0.47489 | 0.48193 | 0.48748 | 0.45249 | 0.46088 | 0.46861 | 0.47323 | 0.47948 | 0.48672
| Specialty LED | per bulb | 5 | Specialty LED | 1875 | 1900 | 1925 | 1950 | 1975 | 2000 | 2025 | 2050 | 2075 | 2100 | Specialty LED | per bulb | 30.6084 | 0.0034199 | 0.0034199 | Specialty LED | 229.5627 | 232.6235 | 235.6844 | 238.7452 | 241.806 | 244.8669 | 247.9277 | 250.9885 | 254.0494 | 257.1102 | Specialty LED | 25.6493 | 25.9913 | 26.3333 | 26.6753 | 27.0173 | 27.3593 | 27.7013 | 28.0433 | 28.3853 | 28.7272 | Specialty LED | 25.6493 | 25.9913 | 26.3333 | 26.6753 | 27.0173 | 27.3593 | 27.7013 | 28.0433 | 28.3853 | 28.7272 | Specialty LED | per bulb | 38.7448 | 0.004329 | 0.004329 | Specialty LED | 290.5857 | 294.4602 | 298.3346 | 302.2091 | 306.0836 | 309.9581 | 313.8325 | 317.707 | 321.5815 | 325.456 | Specialty LED | 32.4675 | 32.9004 | 33.3333 | 33.7662 | 34.1991 | 34.632 | 35.0649 | 35.4978 | 35.9307 | 36.3636 | Specialty LED | 32.4675 | 32.9004 | 33.3333 | 33.7662 | 34.1991 | 34.632 | 35.0649 | 35.4978 | 35.9307 | 36.3636 | Marketing | 23725 | 23537.5 | 23125 | 22430 | 7932.5 | 8365 | 8547.5 | 8810 | 8992.5 | 9175 | Utility Cost Test | 2.2624 | 2.3656 | 2.463 | 2.5593 | 1.7062 | 1.7591 | 1.8199 | 1.8707 | 1.9296 | 1.9945
| ENERGY STAR Clothes Washer | per unit | 50 | ENERGY STAR Clothes Washer | 800 | 810 | 820 | 820 | 820 | 830 | 830 | 840 | 840 | 840 | ENERGY STAR Clothes Washer | per unit | 87.8057 | 0.011311 | 0.011311 | ENERGY STAR Clothes Washer | 70.2445 | 71.1226 | 72.0006 | 72.0006 | 72.0006 | 72.8787 | 72.8787 | 73.7568 | 73.7568 | 73.7568 | ENERGY STAR Clothes Washer | 9.0484 | 9.1616 | 9.2747 | 9.2747 | 9.2747 | 9.3878 | 9.3878 | 9.5009 | 9.5009 | 9.5009 | ENERGY STAR Clothes Washer | 9.0484 | 9.1616 | 9.2747 | 9.2747 | 9.2747 | 9.3878 | 9.3878 | 9.5009 | 9.5009 | 9.5009 | ENERGY STAR Clothes Washer | per unit | 111.1464 | 0.014317 | 0.014317 | ENERGY STAR Clothes Washer | 88.9171 | 90.0286 | 91.1401 | 91.1401 | 91.1401 | 92.2515 | 92.2515 | 93.363 | 93.363 | 93.363 | ENERGY STAR Clothes Washer | 11.4537 | 11.5969 | 11.7401 | 11.7401 | 11.7401 | 11.8832 | 11.8832 | 12.0264 | 12.0264 | 12.0264 | ENERGY STAR Clothes Washer | 11.4537 | 11.5969 | 11.7401 | 11.7401 | 11.7401 | 11.8832 | 11.8832 | 12.0264 | 12.0264 | 12.0264 | IT Reporting | 15000 | 3750 | 3750 | 3750 | 0 | 0 | 0 | 0 | 0 | 0 | Participant Cost Test | 5.8246 | 5.9578 | 6.0904 | 6.2241 | 8.2751 | 8.72 | 9.0562 | 9.3569 | 9.7089 | 10.0701
| ENERGY STAR Dehumidifier | per unit | 25 | ENERGY STAR Dehumidifier | 200 | 210 | 220 | 220 | 220 | 230 | 230 | 240 | 240 | 240 | ENERGY STAR Dehumidifier | per unit | 127.2498 | 0.029063 | 0.029063 | ENERGY STAR Dehumidifier | 25.45 | 26.7225 | 27.995 | 27.995 | 27.995 | 29.2675 | 29.2675 | 30.5399 | 30.5399 | 30.5399 | ENERGY STAR Dehumidifier | 5.8126 | 6.1033 | 6.3939 | 6.3939 | 6.3939 | 6.6845 | 6.6845 | 6.9752 | 6.9752 | 6.9752 | ENERGY STAR Dehumidifier | 5.8126 | 6.1033 | 6.3939 | 6.3939 | 6.3939 | 6.6845 | 6.6845 | 6.9752 | 6.9752 | 6.9752 | ENERGY STAR Dehumidifier | per unit | 161.0757 | 0.036789 | 0.036789 | ENERGY STAR Dehumidifier | 32.2151 | 33.8259 | 35.4366 | 35.4366 | 35.4366 | 37.0474 | 37.0474 | 38.6582 | 38.6582 | 38.6582 | ENERGY STAR Dehumidifier | 7.3578 | 7.7257 | 8.0936 | 8.0936 | 8.0936 | 8.4614 | 8.4614 | 8.8293 | 8.8293 | 8.8293 | ENERGY STAR Dehumidifier | 7.3578 | 7.7257 | 8.0936 | 8.0936 | 8.0936 | 8.4614 | 8.4614 | 8.8293 | 8.8293 | 8.8293 | Evaluation | 56205.01 | 55044.38 | 53872.51 | 52066.5 | 14910.38 | 15893.25 | 16358.63 | 16908 | 17373.38 | 17838.75
| ENERGY STAR Air Purifier | per unit | 25 | ENERGY STAR Air Purifier | 50 | 60 | 70 | 80 | 80 | 90 | 90 | 100 | 100 | 100 | ENERGY STAR Air Purifier | per unit | 210.93 | 0.024079 | 0.024079 | ENERGY STAR Air Purifier | 10.5465 | 12.6558 | 14.7651 | 16.8744 | 16.8744 | 18.9837 | 18.9837 | 21.093 | 21.093 | 21.093 | ENERGY STAR Air Purifier | 1.2039 | 1.4447 | 1.6855 | 1.9263 | 1.9263 | 2.1671 | 2.1671 | 2.4079 | 2.4079 | 2.4079 | ENERGY STAR Air Purifier | 1.2039 | 1.4447 | 1.6855 | 1.9263 | 1.9263 | 2.1671 | 2.1671 | 2.4079 | 2.4079 | 2.4079 | ENERGY STAR Air Purifier | per unit | 267 | 0.030479 | 0.030479 | ENERGY STAR Air Purifier | 13.35 | 16.02 | 18.69 | 21.36 | 21.36 | 24.03 | 24.03 | 26.7 | 26.7 | 26.7 | ENERGY STAR Air Purifier | 1.524 | 1.8288 | 2.1336 | 2.4384 | 2.4384 | 2.7432 | 2.7432 | 3.0479 | 3.0479 | 3.0479 | ENERGY STAR Air Purifier | 1.524 | 1.8288 | 2.1336 | 2.4384 | 2.4384 | 2.7432 | 2.7432 | 3.0479 | 3.0479 | 3.0479 | Total | 1180305.01 | 1155931.88 | 1131322.51 | 1093396.5 | 313117.88 | 333758.25 | 343531.13 | 355068 | 364840.88 | 374613.75
[20 empty] | Total | 7484.386 | 7359.3562 | 7147.3374 | 6846.179 | 640.2729 | 675.7533 | 692.894 | 714.2945 | 731.4352 | 748.5759 | Total | 768.7543 | 756.2803 | 734.9591 | 704.387 | 73.2517 | 77.1022 | 78.8762 | 81.2946 | 83.0686 | 84.8426 | Total | 768.7543 | 756.2803 | 734.9591 | 704.387 | 73.2517 | 77.1022 | 78.8762 | 81.2946 | 83.0686 | 84.8426 | [5 empty] | Total | 9473.9064 | 9315.6407 | 9047.2625 | 8666.0494 | 810.4721 | 855.384 | 877.081 | 904.1703 | 925.8674 | 947.5644 | Total | 973.1068 | 957.3168 | 930.3279 | 891.6291 | 92.7237 | 97.5977 | 99.8432 | 102.9046 | 105.1501 | 107.3957 | Total | 973.1068 | 957.3168 | 930.3279 | 891.6291 | 92.7237 | 97.5977 | 99.8432 | 102.9046 | 105.1501 | 107.3957
Appliance Recycling
| Incentive per Unit |  |  | Estimated Participation | [15 empty] | Annual Net MWh Savings | [10 empty] | Annual Net Summer Peak kW Savings | [10 empty] | Annual Net Winter Peak kW Savings | [15 empty] | Annual Gross MWh Savings | [10 empty] | Annual Gross Summer Peak kW Savings | [10 empty] | Annual Gross Winter Peak kW Savings | [10 empty] | Estimated Budget | [10 empty] | Cost Effectiveness
|  | Unit |  |  | 2016 | 2017 | 2018 | 2019 | 2020 | 2021 | 2022 | 2023 | 2024 | 2025 |  | Unit | Net kWh Savings per Unit | Net Summer Peak kW Savings per Unit | Net Winter Peak kW Savings per Unit |  | 2016 | 2017 | 2018 | 2019 | 2020 | 2021 | 2022 | 2023 | 2024 | 2025 |  | 2016 | 2017 | 2018 | 2019 | 2020 | 2021 | 2022 | 2023 | 2024 | 2025 |  | 2016 | 2017 | 2018 | 2019 | 2020 | 2021 | 2022 | 2023 | 2024 | 2025 |  | Unit | Gross kWh Savings per Unit | Gross Summer Peak kW Savings per Unit | Gross Winter Peak kW Savings per Unit |  | 2016 | 2017 | 2018 | 2019 | 2020 | 2021 | 2022 | 2023 | 2024 | 2025 |  | 2016 | 2017 | 2018 | 2019 | 2020 | 2021 | 2022 | 2023 | 2024 | 2025 |  | 2016 | 2017 | 2018 | 2019 | 2020 | 2021 | 2022 | 2023 | 2024 | 2025 |  | 2016 | 2017 | 2018 | 2019 | 2020 | 2021 | 2022 | 2023 | 2024 | 2025 |  | 2016 | 2017 | 2018 | 2019 | 2020 | 2021 | 2022 | 2023 | 2024 | 2025
| Refrigerator Recycle | per unit | 50 | Refrigerator Recycle | 450 | 465 | 480 | 495 | 495 | 495 | 495 | 495 | 495 | 495 | Refrigerator Recycle | per unit | 574.413 | 0.070884 | 0.070884 | Refrigerator Recycle | 258.4858 | 267.102 | 275.7182 | 284.3344 | 284.3344 | 284.3344 | 284.3344 | 284.3344 | 284.3344 | 284.3344 | Refrigerator Recycle | 31.8976 | 32.9609 | 34.0241 | 35.0874 | 35.0874 | 35.0874 | 35.0874 | 35.0874 | 35.0874 | 35.0874 | Refrigerator Recycle | 31.8976 | 32.9609 | 34.0241 | 35.0874 | 35.0874 | 35.0874 | 35.0874 | 35.0874 | 35.0874 | 35.0874 | Refrigerator Recycle | per unit | 820.59 | 0.10126 | 0.10126 | Refrigerator Recycle | 369.2655 | 381.5744 | 393.8832 | 406.192 | 406.192 | 406.192 | 406.192 | 406.192 | 406.192 | 406.192 | Refrigerator Recycle | 45.568 | 47.087 | 48.6059 | 50.1248 | 50.1248 | 50.1248 | 50.1248 | 50.1248 | 50.1248 | 50.1248 | Refrigerator Recycle | 45.568 | 47.087 | 48.6059 | 50.1248 | 50.1248 | 50.1248 | 50.1248 | 50.1248 | 50.1248 | 50.1248 | Incentives | 28750 | 29750 | 30750 | 31750 | 31750 | 31750 | 31750 | 31750 | 31750 | 31750 | TRC Test | 1.0359 | 1.1086 | 1.1344 | 1.1568 | 1.1818 | 1.2056 | 1.2269 | 1.229 | 1.2303 | 1.2312
| Freezer Recycle | per unit | 50 | Freezer Recycle | 125 | 130 | 135 | 140 | 140 | 140 | 140 | 140 | 140 | 140 | Freezer Recycle | per unit | 511.714 | 0.06005 | 0.06005 | Freezer Recycle | 63.9642 | 66.5228 | 69.0814 | 71.64 | 71.64 | 71.64 | 71.64 | 71.64 | 71.64 | 71.64 | Freezer Recycle | 7.5063 | 7.8066 | 8.1068 | 8.4071 | 8.4071 | 8.4071 | 8.4071 | 8.4071 | 8.4071 | 8.4071 | Freezer Recycle | 7.5063 | 7.8066 | 8.1068 | 8.4071 | 8.4071 | 8.4071 | 8.4071 | 8.4071 | 8.4071 | 8.4071 | Freezer Recycle | per unit | 731.02 | 0.085786 | 0.085786 | Freezer Recycle | 91.3775 | 95.0326 | 98.6877 | 102.3428 | 102.3428 | 102.3428 | 102.3428 | 102.3428 | 102.3428 | 102.3428 | Freezer Recycle | 10.7233 | 11.1522 | 11.5812 | 12.0101 | 12.0101 | 12.0101 | 12.0101 | 12.0101 | 12.0101 | 12.0101 | Freezer Recycle | 10.7233 | 11.1522 | 11.5812 | 12.0101 | 12.0101 | 12.0101 | 12.0101 | 12.0101 | 12.0101 | 12.0101 | Delivery | 48875 | 50575 | 52275 | 53975 | 53975 | 53975 | 53975 | 53975 | 53975 | 53975 | RIM Test | 0.34109 | 0.34816 | 0.34912 | 0.34886 | 0.34925 | 0.34908 | 0.34803 | 0.34149 | 0.33483 | 0.32813
[20 empty] | Total | 322.4501 | 333.6249 | 344.7996 | 355.9744 | 355.9744 | 355.9744 | 355.9744 | 355.9744 | 355.9744 | 355.9744 | Total | 39.4039 | 40.7674 | 42.1309 | 43.4945 | 43.4945 | 43.4945 | 43.4945 | 43.4945 | 43.4945 | 43.4945 | Total | 39.4039 | 40.7674 | 42.1309 | 43.4945 | 43.4945 | 43.4945 | 43.4945 | 43.4945 | 43.4945 | 43.4945 | [5 empty] | Total | 460.643 | 476.607 | 492.5709 | 508.5349 | 508.5349 | 508.5349 | 508.5349 | 508.5349 | 508.5349 | 508.5349 | Total | 56.2913 | 58.2392 | 60.1871 | 62.1349 | 62.1349 | 62.1349 | 62.1349 | 62.1349 | 62.1349 | 62.1349 | Total | 56.2913 | 58.2392 | 60.1871 | 62.1349 | 62.1349 | 62.1349 | 62.1349 | 62.1349 | 62.1349 | 62.1349 | Marketing | 11643.75 | 12048.75 | 12453.75 | 12858.75 | 12858.75 | 12858.75 | 12858.75 | 12858.75 | 12858.75 | 12858.75 | Utility Cost Test | 1.2384 | 1.3361 | 1.3673 | 1.3945 | 1.4246 | 1.4533 | 1.479 | 1.4815 | 1.4831 | 1.4842
[91 empty] | IT Reporting | 6000 | 1500 | 1500 | 1500 | 1500 | 1500 | 1500 | 1500 | 1500 | 1500 | Participant Cost Test | 7.9613 | 8.1618 | 8.3675 | 8.5792 | 8.7973 | 9.0212 | 9.2513 | 9.4876 | 9.7304 | 9.9798
[91 empty] | Evaluation | 4763.44 | 4693.69 | 4848.94 | 5004.19 | 5004.19 | 5004.19 | 5004.19 | 5004.19 | 5004.19 | 5004.19
[91 empty] | Total | 100032.19 | 98567.44 | 101827.69 | 105087.94 | 105087.94 | 105087.94 | 105087.94 | 105087.94 | 105087.94 | 105087.94
New Manufactured Homes
| Incentive per Unit |  |  | Estimated Participation | [15 empty] | Annual Net MWh Savings | [10 empty] | Annual Net Summer Peak kW Savings | [10 empty] | Annual Net Winter Peak kW Savings | [15 empty] | Annual Gross MWh Savings | [10 empty] | Annual Gross Summer Peak kW Savings | [10 empty] | Annual Gross Winter Peak kW Savings | [10 empty] | Estimated Budget | [10 empty] | Cost Effectiveness
|  | Unit |  |  | 2016 | 2017 | 2018 | 2019 | 2020 | 2021 | 2022 | 2023 | 2024 | 2025 |  | Unit | Net kWh Savings per Unit | Net Summer Peak kW Savings per Unit | Net Winter Peak kW Savings per Unit |  | 2016 | 2017 | 2018 | 2019 | 2020 | 2021 | 2022 | 2023 | 2024 | 2025 |  | 2016 | 2017 | 2018 | 2019 | 2020 | 2021 | 2022 | 2023 | 2024 | 2025 |  | 2016 | 2017 | 2018 | 2019 | 2020 | 2021 | 2022 | 2023 | 2024 | 2025 |  | Unit | Gross kWh Savings per Unit | Gross Summer Peak kW Savings per Unit | Gross Winter Peak kW Savings per Unit | Eligible Measure | 2016 | 2017 | 2018 | 2019 | 2020 | 2021 | 2022 | 2023 | 2024 | 2025 |  | 2016 | 2017 | 2018 | 2019 | 2020 | 2021 | 2022 | 2023 | 2024 | 2025 |  | 2016 | 2017 | 2018 | 2019 | 2020 | 2021 | 2022 | 2023 | 2024 | 2025 |  | 2016 | 2017 | 2018 | 2019 | 2020 | 2021 | 2022 | 2023 | 2024 | 2025 |  | 2016 | 2017 | 2018 | 2019 | 2020 | 2021 | 2022 | 2023 | 2024 | 2025
| Upgraded Manufactured Home | per home | 450 | Upgraded Manufactured Home | 85 | 90 | 95 | 95 | 115 | 120 | 125 | 130 | 135 | 140 | Upgraded Manufactured Home | per home | 1520.0534 | 0.87762 | 0.48494 | Upgraded Manufactured Home | 129.2045 | 136.8048 | 144.4051 | 144.4051 | 174.8061 | 182.4064 | 190.0067 | 197.6069 | 205.2072 | 212.8075 | Upgraded Manufactured Home | 74.5973 | 78.9854 | 83.3735 | 83.3735 | 100.9258 | 105.3139 | 109.702 | 114.09 | 118.4781 | 122.8662 | Upgraded Manufactured Home | 41.2197 | 43.6444 | 46.069 | 46.069 | 55.7678 | 58.1925 | 60.6172 | 63.0419 | 65.4665 | 67.8912 | Upgraded Manufactured Home | per home | 2341.8481 | 1.3521 | 0.74711 | Upgraded Manufactured Home | 199.0571 | 210.7663 | 222.4756 | 222.4756 | 269.3125 | 281.0218 | 292.731 | 304.4402 | 316.1495 | 327.8587 | Upgraded Manufactured Home | 114.9273 | 121.6877 | 128.4481 | 128.4481 | 155.4899 | 162.2503 | 169.0107 | 175.7711 | 182.5316 | 189.292 | Upgraded Manufactured Home | 63.5045 | 67.24 | 70.9756 | 70.9756 | 85.9178 | 89.6534 | 93.389 | 97.1245 | 100.8601 | 104.5956 | Incentives | 98250 | 102900 | 107550 | 107550 | 117750 | 126000 | 134250 | 142500 | 150750 | 159000 | TRC Test | 1.5366 | 1.6955 | 1.7372 | 1.7668 | 1.8048 | 1.8374 | 1.869 | 1.8901 | 1.8811 | 1.8686
| Energy Star Manufactured Home | per home | 1200 | Energy Star Manufactured Home | 50 | 52 | 54 | 54 | 55 | 60 | 65 | 70 | 75 | 80 | Energy Star Manufactured Home | per home | 2849.4737 | 0.67115 | 0.67115 | Energy Star Manufactured Home | 142.4737 | 148.1726 | 153.8716 | 153.8716 | 156.7211 | 170.9684 | 185.2158 | 199.4632 | 213.7105 | 227.9579 | Energy Star Manufactured Home | 33.5576 | 34.8999 | 36.2422 | 36.2422 | 36.9133 | 40.2691 | 43.6249 | 46.9806 | 50.3364 | 53.6921 | Energy Star Manufactured Home | 33.5576 | 34.8999 | 36.2422 | 36.2422 | 36.9133 | 40.2691 | 43.6249 | 46.9806 | 50.3364 | 53.6921 | Energy Star Manufactured Home | per home | 4390 | 1.034 | 1.034 | Energy Star Manufactured Home | 219.5 | 228.28 | 237.06 | 237.06 | 241.45 | 263.4 | 285.35 | 307.3 | 329.25 | 351.2 | Energy Star Manufactured Home | 51.7 | 53.768 | 55.836 | 55.836 | 56.87 | 62.04 | 67.21 | 72.38 | 77.55 | 82.72 | Energy Star Manufactured Home | 51.7 | 53.768 | 55.836 | 55.836 | 56.87 | 62.04 | 67.21 | 72.38 | 77.55 | 82.72 | Delivery | 40500 | 42600 | 44700 | 44700 | 51000 | 54000 | 57000 | 60000 | 63000 | 66000 | RIM Test | 0.41536 | 0.42699 | 0.42899 | 0.42758 | 0.43292 | 0.42998 | 0.42686 | 0.42145 | 0.41552 | 0.40947
[20 empty] | Total | 271.6782 | 284.9774 | 298.2767 | 298.2767 | 331.5272 | 353.3748 | 375.2225 | 397.0701 | 418.9177 | 440.7654 | Total | 108.1549 | 113.8853 | 119.6157 | 119.6157 | 137.8391 | 145.583 | 153.3268 | 161.0707 | 168.8145 | 176.5583 | Total | 74.7773 | 78.5442 | 82.3112 | 82.3112 | 92.6811 | 98.4616 | 104.242 | 110.0225 | 115.8029 | 121.5834 | [5 empty] | Total | 418.5571 | 439.0463 | 459.5356 | 459.5356 | 510.7625 | 544.4218 | 578.081 | 611.7402 | 645.3995 | 679.0587 | Total | 166.6273 | 175.4557 | 184.2841 | 184.2841 | 212.3599 | 224.2903 | 236.2207 | 248.1511 | 260.0816 | 272.012 | Total | 115.2045 | 121.008 | 126.8116 | 126.8116 | 142.7878 | 151.6934 | 160.599 | 169.5045 | 178.4101 | 187.3156 | Marketing | 16650 | 17460 | 18270 | 18270 | 20250 | 21600 | 22950 | 24300 | 25650 | 27000 | Utility Cost Test | 1.5053 | 1.6609 | 1.7039 | 1.733 | 1.7953 | 1.8212 | 1.8465 | 1.862 | 1.8484 | 1.8318
[91 empty] | IT Reporting | 15000 | 3750 | 3750 | 3750 | 3750 | 3750 | 3750 | 3750 | 3750 | 3750 | Participant Cost Test | 8.2748 | 8.4618 | 8.6545 | 8.8627 | 8.9676 | 9.2124 | 9.4604 | 9.7118 | 9.8041 | 9.8827
[91 empty] | Evaluation | 8520 | 8335.5 | 8713.5 | 8713.5 | 9637.5 | 10267.5 | 10897.5 | 11527.5 | 12157.5 | 12787.5
[91 empty] | Total | 178920 | 175045.5 | 182983.5 | 182983.5 | 202387.5 | 215617.5 | 228847.5 | 242077.5 | 255307.5 | 268537.5
Whole House Efficiency
| Incentive per Unit |  |  | Estimated Participation | [15 empty] | Annual Net MWh Savings | [10 empty] | Annual Net Summer Peak kW Savings | [10 empty] | Annual Net Winter Peak kW Savings | [15 empty] | Annual Gross MWh Savings | [10 empty] | Annual Gross Summer Peak kW Savings | [10 empty] | Annual Gross Winter Peak kW Savings | [10 empty] | Estimated Budget | [10 empty] | Cost Effectiveness
[5 empty] | 2016 | 2017 | 2018 | 2019 | 2020 | 2021 | 2022 | 2023 | 2024 | 2025 |  | Unit | Net kWh Savings per Unit | Net Summer Peak kW Savings per Unit | Net Winter Peak kW Savings per Unit |  | 2016 | 2017 | 2018 | 2019 | 2020 | 2021 | 2022 | 2023 | 2024 | 2025 |  | 2016 | 2017 | 2018 | 2019 | 2020 | 2021 | 2022 | 2023 | 2024 | 2025 |  | 2016 | 2017 | 2018 | 2019 | 2020 | 2021 | 2022 | 2023 | 2024 | 2025 |  | Unit | Gross kWh Savings per Unit | Gross Summer Peak kW Savings per Unit | Gross Winter Peak kW Savings per Unit | Eligible Measure | 2016 | 2017 | 2018 | 2019 | 2020 | 2021 | 2022 | 2023 | 2024 | 2025 |  | 2016 | 2017 | 2018 | 2019 | 2020 | 2021 | 2022 | 2023 | 2024 | 2025 |  | 2016 | 2017 | 2018 | 2019 | 2020 | 2021 | 2022 | 2023 | 2024 | 2025 |  | 2016 | 2017 | 2018 | 2019 | 2020 | 2021 | 2022 | 2023 | 2024 | 2025 |  | 2016 | 2017 | 2018 | 2019 | 2020 | 2021 | 2022 | 2023 | 2024 | 2025
| Duct Sealing | 10% reduction | 200 | Home Energy Audit (Single Family) | 1600 | 1700 | 1800 | 1900 | 2000 | 2025 | 2050 | 2075 | 2100 | 2125 | Home Energy Audit (Single Family) | per home | 1144.509 | 0.14727 | 0.28538 | Home Energy Audit (Single Family) | 1831.2144 | 1944.6626 | 2059.8548 | 2173.313 | 1933.753 | 1958.1983 | 1981.3588 | 2006.3584 | 2029.3127 | 2054.2977 | Home Energy Audit (Single Family) | 235.6378 | 249.6498 | 264.9084 | 278.9249 | 258.1599 | 261.7504 | 264.1806 | 267.9339 | 270.3509 | 274.0106 | Home Energy Audit (Single Family) | 456.6114 | 495.3376 | 524.7378 | 553.5898 | 534.576 | 541.3383 | 547.7494 | 554.6527 | 560.9976 | 567.8822 | Home Energy Audit (Single Family) | per home | 1207.3084 | 0.15535 | 0.30104 | Home Energy Audit (Single Family) | 1931.6934 | 2051.3666 | 2172.8794 | 2292.5631 | 2039.8584 | 2065.645 | 2090.0764 | 2116.4476 | 2140.6615 | 2167.0174 | Home Energy Audit (Single Family) | 248.5673 | 263.3481 | 279.444 | 294.2295 | 272.3252 | 276.1126 | 278.6762 | 282.6354 | 285.1851 | 289.0456 | Home Energy Audit (Single Family) | 481.6658 | 522.5169 | 553.5303 | 583.9654 | 563.9083 | 571.0416 | 577.8045 | 585.0866 | 591.7797 | 599.0421 | Incentives | 188646 | 207788 | 238630 | 249630 | 270622 | 291006 | 310656 | 330498 | 349690 | 368940 | TRC Test | 1.3455 | 1.4537 | 1.4887 | 1.5118 | 1.4984 | 1.5371 | 1.5679 | 1.584 | 1.6014 | 1.6128
| Air Sealing | 20% reduction | 250 | Home Energy Audit (Multi-Family) | 175 | 200 | 200 | 200 | 400 | 410 | 420 | 430 | 440 | 450 | Home Energy Audit (Multi-Family) | per home | 1240.7138 | 0.15893 | 0.30842 | Home Energy Audit (Multi-Family) | 217.1249 | 248.9041 | 248.9041 | 248.9041 | 426.2071 | 437.24 | 449.2937 | 457.708 | 468.5291 | 479.3198 | Home Energy Audit (Multi-Family) | 27.8129 | 32.2887 | 32.2887 | 32.2887 | 57.2621 | 58.4912 | 60.7957 | 61.7985 | 62.9663 | 64.1633 | Home Energy Audit (Multi-Family) | 53.9735 | 61.896 | 61.896 | 61.896 | 116.4449 | 119.4679 | 122.7779 | 125.0228 | 127.9838 | 130.9428 | Home Energy Audit (Multi-Family) | per home | 1308.792 | 0.16765 | 0.32534 | Home Energy Audit (Multi-Family) | 229.0386 | 262.5615 | 262.5615 | 262.5615 | 449.5931 | 461.2314 | 473.9465 | 482.8225 | 494.2374 | 505.6201 | Home Energy Audit (Multi-Family) | 29.339 | 34.0604 | 34.0604 | 34.0604 | 60.4041 | 61.7007 | 64.1316 | 65.1894 | 66.4213 | 67.6839 | Home Energy Audit (Multi-Family) | 56.9351 | 65.2923 | 65.2923 | 65.2923 | 122.8342 | 126.0232 | 129.5148 | 131.8828 | 135.0063 | 138.1276 | Delivery | 655800 | 703050 | 747450 | 782100 | 882950 | 904800 | 925150 | 947000 | 965850 | 986200 | RIM Test | 0.34318 | 0.34782 | 0.34731 | 0.34541 | 0.33778 | 0.3369 | 0.33547 | 0.33031 | 0.32518 | 0.32004
| Air Sealing & Attic Insulation | 20% reduction & R-38 insulation | 450 | Weatherization | 150 | 165 | 180 | 180 | 200 | 210 | 220 | 230 | 240 | 250 | Weatherization | per measure | 2014.3925 | 0.21009 | 0.58002 | Weatherization | 302.1589 | 331.1006 | 363.6837 | 363.6837 | 398.4648 | 424.5603 | 436.9923 | 459.7792 | 484.8021 | 495.9654 | Weatherization | 31.5142 | 33.8786 | 37.2823 | 37.2823 | 40.1773 | 42.2249 | 44.1637 | 45.6647 | 47.4181 | 48.6982 | Weatherization | 87.0027 | 95.3926 | 104.8513 | 104.8513 | 114.9691 | 122.3605 | 125.6925 | 132.4636 | 139.9895 | 142.979 | Weatherization | per measure | 2124.9226 | 0.22162 | 0.61184 | Weatherization | 318.7384 | 349.2682 | 383.6391 | 383.6391 | 420.3286 | 447.856 | 460.9702 | 485.0074 | 511.4033 | 523.1791 | Weatherization | 33.2433 | 35.7375 | 39.328 | 39.328 | 42.3818 | 44.5418 | 46.587 | 48.1704 | 50.02 | 51.3703 | Weatherization | 91.7766 | 100.6268 | 110.6045 | 110.6045 | 121.2774 | 129.0745 | 132.5893 | 139.7319 | 147.6708 | 150.8242 | Measure Costs | 333397.5 | 357062.5 | 375767.5 | 393990 | 359950 | 365410 | 370707.5 | 376157.5 | 381102.5 | 386725 | Utility Cost Test | 1.3764 | 1.4909 | 1.5293 | 1.5525 | 1.54 | 1.5814 | 1.6155 | 1.6333 | 1.6525 | 1.6659
| Wall Insulation | R-13 | $0.30 per sq. ft., up to $250 | HVAC | 572 | 612 | 683 | 714 | 753 | 812 | 861 | 920 | 959 | 1008 | HVAC | per measure | 429.92 | 0.098083 | 0.083139 | HVAC | 245.9143 | 285.696 | 340.9239 | 381.4717 | 420.4407 | 467.8309 | 511.0767 | 558.467 | 597.4359 | 640.6817 | HVAC | 56.1036 | 61.3193 | 70.182 | 74.8466 | 79.8334 | 86.4895 | 92.3241 | 98.9801 | 103.967 | 109.8016 | HVAC | 47.5556 | 51.6796 | 61.3786 | 65.9734 | 69.8187 | 76.8304 | 82.2838 | 89.2955 | 93.1408 | 98.5942 | HVAC | per measure | 734.3924 | 0.16719 | 0.14168 | HVAC | 420.0724 | 488.3574 | 583.6406 | 653.3939 | 720.5406 | 802.1658 | 876.5518 | 958.1771 | 1025.3238 | 1099.7098 | HVAC | 95.6303 | 104.5768 | 119.9177 | 127.9733 | 136.5993 | 148.0949 | 158.1558 | 169.6514 | 178.2774 | 188.3382 | HVAC | 81.0382 | 88.089 | 104.8763 | 112.7839 | 119.4445 | 131.5489 | 140.9314 | 153.0359 | 159.6964 | 169.0789 | Marketing | 110691.9 | 119525.7 | 129912 | 135859.5 | 151435.8 | 157455.9 | 163140.9 | 169079.7 | 174471 | 180096 | Participant Cost Test | 24.2348 | 24.4606 | 23.9639 | 24.6778 | 24.7621 | 24.8556 | 24.8829 | 25.0886 | 25.347 | 25.5572
| Basement Sidewall Insulation | R-13 | $0.30 per sq. ft., up to $200 | [16 empty] | Total | 2596.4124 | 2810.3633 | 3013.3665 | 3167.3727 | 3178.8656 | 3287.8295 | 3378.7216 | 3482.3126 | 3580.0798 | 3670.2646 | Total | 351.0685 | 377.1365 | 404.6614 | 423.3424 | 435.4328 | 448.956 | 461.4641 | 474.3772 | 484.7024 | 496.6737 | Total | 645.1433 | 704.3059 | 752.8637 | 786.3105 | 835.8086 | 859.9971 | 878.5037 | 901.4346 | 922.1118 | 940.3982 | [5 empty] | Total | 2899.5429 | 3151.5536 | 3402.7207 | 3592.1577 | 3630.3208 | 3776.8983 | 3901.5449 | 4042.4546 | 4171.626 | 4295.5265 | Total | 406.78 | 437.7228 | 472.7501 | 495.5912 | 511.7104 | 530.45 | 547.5505 | 565.6467 | 579.9038 | 596.438 | Total | 711.4156 | 776.525 | 834.3034 | 872.6461 | 927.4644 | 957.6882 | 980.84 | 1009.7372 | 1034.1532 | 1057.0729 | IT Reporting | 96000 | 24000 | 24000 | 24000 | 24000 | 24000 | 24000 | 24000 | 24000 | 24000
| Crawlspace Insulation | R-19 | $0.30 per sq. ft., up to $200 | [87 empty] | Vendor Incentives | 28600 | 30600 | 34150 | 35700 | 37650 | 40600 | 43050 | 46000 | 47950 | 50400
[91 empty] | Evaluation | 70656.78 | 72101.32 | 77495.48 | 81063.99 | 86330.41 | 89163.61 | 91835.23 | 94636.77 | 97153.18 | 99818.07
| Incentive per Participant | [89 empty] | Total | 1483792.18 | 1514127.52 | 1627404.98 | 1702343.49 | 1812938.21 | 1872435.51 | 1928539.63 | 1987371.97 | 2040216.68 | 2096179.07
| Heat Pump (SEER 15, EER 12.5, HSPF 8.5) | 300
| Heat Pump (SEER 16, EER 13, HSPF 9) | 450
| Heat Pump (SEER 14 Replace Resistance Heat) | 300
| Heat Pump (SEER 15 Replace Resistance Heat) | 600
| Heat Pump (SEER 16 Replace Resistance Heat) | 900
| Heat Pump Ductless Mini Split (Replace Resistance Heat) | 400
| Smart Programmable Thermostat w/ Heat Pump | 45
Residential Home Performance
|  |  |  | Estimated Participation | [15 empty] | Annual Net MWh Savings | [10 empty] | Annual Net Summer Peak kW Savings | [10 empty] | Annual Net Winter Peak kW Savings | [15 empty] | Annual Gross MWh Savings | [10 empty] | Annual Gross Summer Peak kW Savings | [10 empty] | Annual Gross Winter Peak kW Savings | [10 empty] | Estimated Budget | [10 empty] | Cost Effectiveness
[5 empty] | 2016 | 2017 | 2018 | 2019 | 2020 | 2021 | 2022 | 2023 | 2024 | 2025 |  | Unit | Net kWh per Unit | Net Summer Peak kW per Unit | Net Winter Peak kW per Unit |  | 2016 | 2017 | 2018 | 2019 | 2020 | 2021 | 2022 | 2023 | 2024 | 2025 |  | 2016 | 2017 | 2018 | 2019 | 2020 | 2021 | 2022 | 2023 | 2024 | 2025 |  | 2016 | 2017 | 2018 | 2019 | 2020 | 2021 | 2022 | 2023 | 2024 | 2025 |  | Unit | Gross kWh Savings per Unit | Gross Summer Peak kW Savings per Unit | Gross Winter Peak kW Savings per Unit | Eligible Measure | 2016 | 2017 | 2018 | 2019 | 2020 | 2021 | 2022 | 2023 | 2024 | 2025 |  | 2016 | 2017 | 2018 | 2019 | 2020 | 2021 | 2022 | 2023 | 2024 | 2025 |  | 2016 | 2017 | 2018 | 2019 | 2020 | 2021 | 2022 | 2023 | 2024 | 2025 | Budget Categories | 2016 | 2017 | 2018 | 2019 | 2020 | 2021 | 2022 | 2023 | 2024 | 2025 |  | 2016 | 2017 | 2018 | 2019 | 2020 | 2021 | 2022 | 2023 | 2024 | 2025
|  |  |  | Behavioral Reports | 60000 | 65000 | 65000 | 65000 | 65000 | 65000 | 65000 | 65000 | 65000 | 65000 | Behavioral Reports | per Customer | 160.0667 | 0.023683 | 0.023683 | Behavioral Reports | 9604 | 11760 | 11760 | 11760 | 11760 | 11760 | 11760 | 11760 | 11760 | 11760 | Behavioral Reports | 1421 | 2352 | 2352 | 2352 | 2352 | 2352 | 2352 | 2352 | 2352 | 2352 | Behavioral Reports | 1421 | 2352 | 2352 | 2352 | 2352 | 2352 | 2352 | 2352 | 2352 | 2352 | Behavioral Reports | per Customer | 163.3333 | 0.024167 | 0.024167 | 0 | 9800 | 12000 | 12000 | 12000 | 12000 | 12000 | 12000 | 12000 | 12000 | 12000 | 0 | 1450 | 2400 | 2400 | 2400 | 2400 | 2400 | 2400 | 2400 | 2400 | 2400 | 0 | 1450 | 2400 | 2400 | 2400 | 2400 | 2400 | 2400 | 2400 | 2400 | 2400 | Delivery | 595000 | 595000 | 595000 | 595000 | 595000 | 595000 | 595000 | 595000 | 595000 | 595000 | TRC Test | 1.723 | 2.3224 | 2.3912 | 2.4152 | 2.4666 | 2.6153 | 2.7523 | 2.7736 | 2.7966 | 2.8176
[91 empty] | IT Reporting | 6000 | 1500 | 1500 | 1500 | 1500 | 1500 | 1500 | 1500 | 1500 | 1500 | RIM Test | 0.3752 | 0.41821 | 0.42119 | 0.41602 | 0.41549 | 0.43074 | 0.44319 | 0.43662 | 0.43033 | 0.42375
[91 empty] | Evaluation | 30050 | 29825 | 29825 | 29825 | 29825 | 29825 | 29825 | 29825 | 29825 | 29825 | Utility Cost Test | 1.723 | 2.3224 | 2.3912 | 2.4152 | 2.4666 | 2.6153 | 2.7523 | 2.7736 | 2.7966 | 2.8176
[91 empty] | Total | 631050 | 626325 | 626325 | 626325 | 626325 | 626325 | 626325 | 626325 | 626325 | 626325 | Participant Cost Test | n/a | n/a | n/a | n/a | n/a | n/a | n/a | n/a | n/a | n/a
Targeted Energy Efficiency
|  |  |  | Estimated Participation | [15 empty] | Annual Net MWh Savings | [10 empty] | Annual Net Summer Peak kW Savings | [10 empty] | Annual Net Winter Peak kW Savings | [15 empty] | Annual Gross MWh Savings | [10 empty] | Annual Gross Summer Peak kW Savings | [10 empty] | Annual Gross Winter Peak kW Savings | [10 empty] | Estimated Budget | [10 empty] | Cost Effectiveness
[5 empty] | 2016 | 2017 | 2018 | 2019 | 2020 | 2021 | 2022 | 2023 | 2024 | 2025 |  | Unit | Net kWh per Unit | Net Summer Peak kW per Unit | Net Winter Peak kW per Unit |  | 2016 | 2017 | 2018 | 2019 | 2020 | 2021 | 2022 | 2023 | 2024 | 2025 |  | 2016 | 2017 | 2018 | 2019 | 2020 | 2021 | 2022 | 2023 | 2024 | 2025 |  | 2016 | 2017 | 2018 | 2019 | 2020 | 2021 | 2022 | 2023 | 2024 | 2025 |  | Unit | Gross kWh Savings per Unit | Gross Summer Peak kW Savings per Unit | Gross Winter Peak kW Savings per Unit | Eligible Measure | 2016 | 2017 | 2018 | 2019 | 2020 | 2021 | 2022 | 2023 | 2024 | 2025 |  | 2016 | 2017 | 2018 | 2019 | 2020 | 2021 | 2022 | 2023 | 2024 | 2025 |  | 2016 | 2017 | 2018 | 2019 | 2020 | 2021 | 2022 | 2023 | 2024 | 2025 |  | 2016 | 2017 | 2018 | 2019 | 2020 | 2021 | 2022 | 2023 | 2024 | 2025 |  | 2016 | 2017 | 2018 | 2019 | 2020 | 2021 | 2022 | 2023 | 2024 | 2025
|  |  |  | Total | 175 | 175 | 175 | 175 | 175 | 175 | 175 | 175 | 175 | 175 |  | per Home | 2535.9891 | 0.8371 | 0.33454 |  | 443.7981 | 443.7981 | 443.7981 | 443.7981 | 437.1725 | 437.1725 | 437.1725 | 437.1725 | 437.1725 | 437.1725 |  | 68.8682 | 68.8682 | 68.8682 | 68.8682 | 68.1943 | 68.1943 | 68.1943 | 68.1943 | 68.1943 | 68.1943 | 0 | 136.8256 | 137.1095 | 137.1095 | 137.1095 | 136.1518 | 136.1518 | 136.1518 | 136.1518 | 136.1518 | 136.1518 |  | per Home | 3010.4874 | 0.46716 | 0.92815 | 0 | 526.8353 | 526.8353 | 526.8353 | 526.8353 | 518.9701 | 518.9701 | 518.9701 | 518.9701 | 518.9701 | 518.9701 | 0 | 81.7538 | 81.7538 | 81.7538 | 81.7538 | 80.9539 | 80.9539 | 80.9539 | 80.9539 | 80.9539 | 80.9539 | 0 | 162.4265 | 162.7635 | 162.7635 | 162.7635 | 161.6266 | 161.6266 | 161.6266 | 161.6266 | 161.6266 | 161.6266 | Delivery | 146250 | 146250 | 146250 | 146250 | 146250 | 146250 | 146250 | 146250 | 146250 | 146250 | TRC Test | 1.0599 | 1.0815 | 1.1004 | 1.1174 | 1.1315 | 1.1502 | 1.1682 | 1.1751 | 1.17 | 1.1636
[91 empty] | Measure Costs | 203960.04 | 203960.04 | 203960.04 | 203960.04 | 202280.04 | 202280.04 | 202280.04 | 202280.04 | 202280.04 | 202280.04 | RIM Test | 0.31722 | 0.3176 | 0.31706 | 0.3158 | 0.31414 | 0.31316 | 0.31189 | 0.30762 | 0.3031 | 0.29848
[91 empty] | Evaluation | 17510.51 | 17510.51 | 17510.51 | 17510.51 | 17426.51 | 17426.51 | 17426.51 | 17426.51 | 17426.51 | 17426.51 | Utility Cost Test | 1.0599 | 1.0815 | 1.1004 | 1.1174 | 1.1315 | 1.1502 | 1.1682 | 1.1751 | 1.17 | 1.1636
[91 empty] | Total | 367720.55 | 367720.55 | 367720.55 | 367720.55 | 365956.55 | 365956.55 | 365956.55 | 365956.55 | 365956.55 | 365956.55 | Participant Cost Test | n/a | n/a | n/a | n/a | n/a | n/a | n/a | n/a | n/a | n/a
Commercial Incentive Program
| Incentive per Unit |  |  | Estimated Participation | [15 empty] | Annual Net MWh Savings | [10 empty] | Annual Net Summer Peak kW Savings | [10 empty] | Annual Net Winter Peak kW Savings | [15 empty] | Annual Gross MWh Savings | [10 empty] | Annual Gross Summer Peak kW Savings | [10 empty] | Annual Gross Winter Peak kW Savings | [10 empty] | Estimated Budget | [10 empty] | Cost Effectiveness
|  |  | 2016 |  | 2016 | 2017 | 2018 | 2019 | 2020 | 2021 | 2022 | 2023 | 2024 | 2025 |  | Unit | Net kWh per Unit | Net Summer Peak kW per Unit | Net Winter Peak kW per Unit |  | 2016 | 2017 | 2018 | 2019 | 2020 | 2021 | 2022 | 2023 | 2024 | 2025 |  | 2016 | 2017 | 2018 | 2019 | 2020 | 2021 | 2022 | 2023 | 2024 | 2025 |  | 2016 | 2017 | 2018 | 2019 | 2020 | 2021 | 2022 | 2023 | 2024 | 2025 |  | Unit | Gross kWh Savings per Unit | Gross Summer Peak kW Savings per Unit | Gross Winter Peak kW Savings per Unit | Eligible Measure | 2016 | 2017 | 2018 | 2019 | 2020 | 2021 | 2022 | 2023 | 2024 | 2025 |  | 2016 | 2017 | 2018 | 2019 | 2020 | 2021 | 2022 | 2023 | 2024 | 2025 |  | 2016 | 2017 | 2018 | 2019 | 2020 | 2021 | 2022 | 2023 | 2024 | 2025 |  | 2016 | 2017 | 2018 | 2019 | 2020 | 2021 | 2022 | 2023 | 2024 | 2025 |  | 2016 | 2017 | 2018 | 2019 | 2020 | 2021 | 2022 | 2023 | 2024 | 2025
| Lighting Optimization - Remove 4ft Lamp from T8 System | per unit | 6 | Lighting Optimization - Remove 4ft Lamp from T8 System | 68 | 70 | 72 | 79 | 81 | 83 | 86 | 88 | 90 | 92 | Lighting Optimization - Remove 4ft Lamp from T8 System | per unit | 773.6244 | 0.17398 | 0.17398 | Lighting Optimization - Remove 4ft Lamp from T8 System | 52.6065 | 54.1537 | 55.701 | 61.1163 | 62.6636 | 64.2108 | 66.5317 | 68.0789 | 69.6262 | 71.1734 | Lighting Optimization - Remove 4ft Lamp from T8 System | 11.831 | 12.1789 | 12.5269 | 13.7448 | 14.0928 | 14.4407 | 14.9627 | 15.3107 | 15.6586 | 16.0066 | Lighting Optimization - Remove 4ft Lamp from T8 System | 11.831 | 12.1789 | 12.5269 | 13.7448 | 14.0928 | 14.4407 | 14.9627 | 15.3107 | 15.6586 | 16.0066 | Lighting Optimization - Remove 4ft Lamp from T8 System | per unit | 926.8941 | 0.20845 | 0.20845 | Lighting Optimization - Remove 4ft Lamp from T8 System | 63.0288 | 64.8826 | 66.7364 | 73.2246 | 75.0784 | 76.9322 | 79.7129 | 81.5667 | 83.4205 | 85.2743 | Lighting Optimization - Remove 4ft Lamp from T8 System | 14.1749 | 14.5918 | 15.0087 | 16.4679 | 16.8848 | 17.3017 | 17.9271 | 18.344 | 18.7609 | 19.1778 | Lighting Optimization - Remove 4ft Lamp from T8 System | 14.1749 | 14.5918 | 15.0087 | 16.4679 | 16.8848 | 17.3017 | 17.9271 | 18.344 | 18.7609 | 19.1778 | Incentives | 392931.84 | 409846.93 | 423924.01 | 486973.72 | 491000.81 | 504771.35 | 518660.89 | 532356.43 | 542893.97 | 558459.52 | TRC Test | 1.551 | 1.6952 | 1.7401 | 1.764 | 1.8402 | 1.8698 | 1.9168 | 1.9266 | 1.9375 | 1.9526
| Lighting Optimization - Remove 8ft Lamp from T8 System | per unit | 8 | Lighting Optimization - Remove 8ft Lamp from T8 System | 68 | 70 | 72 | 79 | 81 | 83 | 86 | 88 | 90 | 92 | Lighting Optimization - Remove 8ft Lamp from T8 System | per unit | 1602.5077 | 0.3604 | 0.3604 | Lighting Optimization - Remove 8ft Lamp from T8 System | 108.9705 | 112.1755 | 115.3806 | 126.5981 | 129.8031 | 133.0081 | 137.8157 | 141.0207 | 144.2257 | 147.4307 | Lighting Optimization - Remove 8ft Lamp from T8 System | 24.507 | 25.2278 | 25.9486 | 28.4714 | 29.1922 | 29.9129 | 30.9941 | 31.7149 | 32.4357 | 33.1565 | Lighting Optimization - Remove 8ft Lamp from T8 System | 24.507 | 25.2278 | 25.9486 | 28.4714 | 29.1922 | 29.9129 | 30.9941 | 31.7149 | 32.4357 | 33.1565 | Lighting Optimization - Remove 8ft Lamp from T8 System | per unit | 1919.9949 | 0.4318 | 0.4318 | Lighting Optimization - Remove 8ft Lamp from T8 System | 130.5597 | 134.3996 | 138.2396 | 151.6796 | 155.5196 | 159.3596 | 165.1196 | 168.9595 | 172.7995 | 176.6395 | Lighting Optimization - Remove 8ft Lamp from T8 System | 29.3623 | 30.2259 | 31.0895 | 34.1121 | 34.9757 | 35.8393 | 37.1347 | 37.9983 | 38.8619 | 39.7255 | Lighting Optimization - Remove 8ft Lamp from T8 System | 29.3623 | 30.2259 | 31.0895 | 34.1121 | 34.9757 | 35.8393 | 37.1347 | 37.9983 | 38.8619 | 39.7255 | Delivery | 282360 | 291940 | 300320 | 341030 | 326370 | 334840 | 343510 | 351740 | 358730 | 368200 | RIM Test | 0.59831 | 0.61507 | 0.61599 | 0.61559 | 0.61719 | 0.61339 | 0.61106 | 0.60103 | 0.59136 | 0.5815
| High Bay Fluorescent Fixture w/ HE Electronic Ballast (T5 ≤4 lamps) | per unit | 50 | High Bay Fluorescent Fixture w/ HE Electronic Ballast (T5 ≤4 lamps) | 45 | 47 | 48 | 53 | 54 | 56 | 57 | 59 | 60 | 62 | High Bay Fluorescent Fixture w/ HE Electronic Ballast (T5 ≤4 lamps) | per unit | 3177.3859 | 0.71458 | 0.71458 | High Bay Fluorescent Fixture w/ HE Electronic Ballast (T5 ≤4 lamps) | 142.9824 | 149.3371 | 152.5145 | 168.4015 | 171.5788 | 177.9336 | 181.111 | 187.4658 | 190.6432 | 196.9979 | High Bay Fluorescent Fixture w/ HE Electronic Ballast (T5 ≤4 lamps) | 32.1561 | 33.5853 | 34.2998 | 37.8727 | 38.5873 | 40.0165 | 40.7311 | 42.1602 | 42.8748 | 44.304 | High Bay Fluorescent Fixture w/ HE Electronic Ballast (T5 ≤4 lamps) | 32.1561 | 33.5853 | 34.2998 | 37.8727 | 38.5873 | 40.0165 | 40.7311 | 42.1602 | 42.8748 | 44.304 | High Bay Fluorescent Fixture w/ HE Electronic Ballast (T5 ≤4 lamps) | per unit | 3806.8864 | 0.85615 | 0.85615 | High Bay Fluorescent Fixture w/ HE Electronic Ballast (T5 ≤4 lamps) | 171.3099 | 178.9237 | 182.7305 | 201.765 | 205.5719 | 213.1856 | 216.9925 | 224.6063 | 228.4132 | 236.027 | High Bay Fluorescent Fixture w/ HE Electronic Ballast (T5 ≤4 lamps) | 38.5268 | 40.2391 | 41.0953 | 45.3761 | 46.2322 | 47.9445 | 48.8007 | 50.513 | 51.3691 | 53.0814 | High Bay Fluorescent Fixture w/ HE Electronic Ballast (T5 ≤4 lamps) | 38.5268 | 40.2391 | 41.0953 | 45.3761 | 46.2322 | 47.9445 | 48.8007 | 50.513 | 51.3691 | 53.0814 | Marketing | 54023.35 | 56142.95 | 57939.52 | 66240.3 | 65389.66 | 67168.91 | 68973.67 | 70727.71 | 72129.92 | 74132.76 | Utility Cost Test | 2.1766 | 2.4472 | 2.5205 | 2.5766 | 2.7168 | 2.7614 | 2.8327 | 2.8482 | 2.8656 | 2.8883
| High Bay Fluorescent Fixture w/ HE Electronic Ballast (T5 >4 lamps) | per unit | 50 | High Bay Fluorescent Fixture w/ HE Electronic Ballast (T5 >4 lamps) | 45 | 47 | 48 | 53 | 54 | 56 | 57 | 59 | 60 | 62 | High Bay Fluorescent Fixture w/ HE Electronic Ballast (T5 >4 lamps) | per unit | 2624.797 | 0.59031 | 0.59031 | High Bay Fluorescent Fixture w/ HE Electronic Ballast (T5 >4 lamps) | 118.1159 | 123.3655 | 125.9903 | 139.1142 | 141.739 | 146.9886 | 149.6134 | 154.863 | 157.4878 | 162.7374 | High Bay Fluorescent Fixture w/ HE Electronic Ballast (T5 >4 lamps) | 26.5637 | 27.7443 | 28.3347 | 31.2862 | 31.8765 | 33.0571 | 33.6474 | 34.828 | 35.4183 | 36.5989 | High Bay Fluorescent Fixture w/ HE Electronic Ballast (T5 >4 lamps) | 26.5637 | 27.7443 | 28.3347 | 31.2862 | 31.8765 | 33.0571 | 33.6474 | 34.828 | 35.4183 | 36.5989 | High Bay Fluorescent Fixture w/ HE Electronic Ballast (T5 >4 lamps) | per unit | 3144.8192 | 0.70726 | 0.70726 | High Bay Fluorescent Fixture w/ HE Electronic Ballast (T5 >4 lamps) | 141.5169 | 147.8065 | 150.9513 | 166.6754 | 169.8202 | 176.1099 | 179.2547 | 185.5443 | 188.6892 | 194.9788 | High Bay Fluorescent Fixture w/ HE Electronic Ballast (T5 >4 lamps) | 31.8265 | 33.241 | 33.9483 | 37.4846 | 38.1918 | 39.6063 | 40.3136 | 41.7281 | 42.4354 | 43.8499 | High Bay Fluorescent Fixture w/ HE Electronic Ballast (T5 >4 lamps) | 31.8265 | 33.241 | 33.9483 | 37.4846 | 38.1918 | 39.6063 | 40.3136 | 41.7281 | 42.4354 | 43.8499 | IT Reporting | 87000 | 21750 | 21750 | 21750 | 21750 | 21750 | 21750 | 21750 | 21750 | 21750 | Participant Cost Test | 6.4995 | 6.6753 | 6.8574 | 6.9307 | 7.1743 | 7.355 | 7.5907 | 7.7753 | 7.9687 | 8.19
| High Bay Fluorescent Fixture (HP T8 ≤4 lamps) | per unit | 100 | High Bay Fluorescent Fixture (HP T8 ≤4 lamps) | 60 | 62 | 64 | 70 | 72 | 74 | 76 | 78 | 80 | 82 | High Bay Fluorescent Fixture (HP T8 ≤4 lamps) | per unit | 4116.7869 | 0.92585 | 0.92585 | High Bay Fluorescent Fixture (HP T8 ≤4 lamps) | 247.0072 | 255.2408 | 263.4744 | 288.1751 | 296.4087 | 304.6422 | 312.8758 | 321.1094 | 329.343 | 337.5765 | High Bay Fluorescent Fixture (HP T8 ≤4 lamps) | 55.5508 | 57.4025 | 59.2542 | 64.8093 | 66.661 | 68.5127 | 70.3644 | 72.2161 | 74.0678 | 75.9195 | High Bay Fluorescent Fixture (HP T8 ≤4 lamps) | 55.5508 | 57.4025 | 59.2542 | 64.8093 | 66.661 | 68.5127 | 70.3644 | 72.2161 | 74.0678 | 75.9195 | High Bay Fluorescent Fixture (HP T8 ≤4 lamps) | per unit | 4932.4006 | 1.1093 | 1.1093 | High Bay Fluorescent Fixture (HP T8 ≤4 lamps) | 295.944 | 305.8088 | 315.6736 | 345.268 | 355.1328 | 364.9976 | 374.8624 | 384.7272 | 394.5921 | 404.4569 | High Bay Fluorescent Fixture (HP T8 ≤4 lamps) | 66.5565 | 68.7751 | 70.9936 | 77.6493 | 79.8678 | 82.0864 | 84.3049 | 86.5235 | 88.742 | 90.9606 | High Bay Fluorescent Fixture (HP T8 ≤4 lamps) | 66.5565 | 68.7751 | 70.9936 | 77.6493 | 79.8678 | 82.0864 | 84.3049 | 86.5235 | 88.742 | 90.9606 | Evaluation | 40815.76 | 38984 | 40196.68 | 45799.7 | 45225.52 | 46426.51 | 47644.72 | 48828.71 | 49775.19 | 51127.11
| High Bay Fluorescent Fixture (HP T8 >4 lamps) | per unit | 100 | High Bay Fluorescent Fixture (HP T8 >4 lamps) | 60 | 62 | 64 | 70 | 72 | 74 | 76 | 78 | 80 | 82 | High Bay Fluorescent Fixture (HP T8 >4 lamps) | per unit | 6879.7311 | 1.5472 | 1.5472 | High Bay Fluorescent Fixture (HP T8 >4 lamps) | 412.7839 | 426.5433 | 440.3028 | 481.5812 | 495.3406 | 509.1001 | 522.8596 | 536.619 | 550.3785 | 564.138 | High Bay Fluorescent Fixture (HP T8 >4 lamps) | 92.8333 | 95.9277 | 99.0222 | 108.3055 | 111.3999 | 114.4944 | 117.5888 | 120.6833 | 123.7777 | 126.8721 | High Bay Fluorescent Fixture (HP T8 >4 lamps) | 92.8333 | 95.9277 | 99.0222 | 108.3055 | 111.3999 | 114.4944 | 117.5888 | 120.6833 | 123.7777 | 126.8721 | High Bay Fluorescent Fixture (HP T8 >4 lamps) | per unit | 8242.7366 | 1.8538 | 1.8538 | High Bay Fluorescent Fixture (HP T8 >4 lamps) | 494.5642 | 511.0497 | 527.5351 | 576.9916 | 593.477 | 609.9625 | 626.448 | 642.9335 | 659.4189 | 675.9044 | High Bay Fluorescent Fixture (HP T8 >4 lamps) | 111.2253 | 114.9328 | 118.6403 | 129.7629 | 133.4704 | 137.1779 | 140.8854 | 144.5929 | 148.3004 | 152.0079 | High Bay Fluorescent Fixture (HP T8 >4 lamps) | 111.2253 | 114.9328 | 118.6403 | 129.7629 | 133.4704 | 137.1779 | 140.8854 | 144.5929 | 148.3004 | 152.0079 | Total | 857130.95 | 818663.88 | 844130.21 | 961793.72 | 949735.99 | 974956.77 | 1000539.28 | 1025402.85 | 1045279.08 | 1073669.39
| Low Wattage T8 Lamp | per unit | 1 | Low Wattage T8 Lamp | 105 | 109 | 112 | 123 | 126 | 130 | 133 | 137 | 140 | 144 | Low Wattage T8 Lamp | per unit | 165.7767 | 0.037282 | 0.037282 | Low Wattage T8 Lamp | 17.4065 | 18.0697 | 18.567 | 20.3905 | 20.8879 | 21.551 | 22.0483 | 22.7114 | 23.2087 | 23.8718 | Low Wattage T8 Lamp | 3.9147 | 4.0638 | 4.1756 | 4.5857 | 4.6976 | 4.8467 | 4.9586 | 5.1077 | 5.2195 | 5.3687 | Low Wattage T8 Lamp | 3.9147 | 4.0638 | 4.1756 | 4.5857 | 4.6976 | 4.8467 | 4.9586 | 5.1077 | 5.2195 | 5.3687 | Low Wattage T8 Lamp | per unit | 198.6202 | 0.044669 | 0.044669 | Low Wattage T8 Lamp | 20.8551 | 21.6496 | 22.2455 | 24.4303 | 25.0261 | 25.8206 | 26.4165 | 27.211 | 27.8068 | 28.6013 | Low Wattage T8 Lamp | 4.6902 | 4.8689 | 5.0029 | 5.4943 | 5.6283 | 5.8069 | 5.941 | 6.1196 | 6.2536 | 6.4323 | Low Wattage T8 Lamp | 4.6902 | 4.8689 | 5.0029 | 5.4943 | 5.6283 | 5.8069 | 5.941 | 6.1196 | 6.2536 | 6.4323
| Omnidirectional LED Bulb (<10W) | per unit | 15 | Omnidirectional LED Bulb (<10W) | 30 | 31 | 32 | 35 | 0 | 0 | 0 | 0 | 0 | 0 | Omnidirectional LED Bulb (<10W) | per unit | 536.0112 | 0.12055 | 0.12055 | Omnidirectional LED Bulb (<10W) | 16.0803 | 16.6163 | 17.1524 | 18.7604 | 0 | 0 | 0 | 0 | 0 | 0 | Omnidirectional LED Bulb (<10W) | 3.6164 | 3.7369 | 3.8575 | 4.2191 | 0 | 0 | 0 | 0 | 0 | 0 | Omnidirectional LED Bulb (<10W) | 3.6164 | 3.7369 | 3.8575 | 4.2191 | 0 | 0 | 0 | 0 | 0 | 0 | Omnidirectional LED Bulb (<10W) | per unit | 642.2052 | 0.14443 | 0.14443 | Omnidirectional LED Bulb (<10W) | 19.2662 | 19.9084 | 20.5506 | 22.4772 | 0 | 0 | 0 | 0 | 0 | 0 | Omnidirectional LED Bulb (<10W) | 4.3329 | 4.4773 | 4.6217 | 5.055 | 0 | 0 | 0 | 0 | 0 | 0 | Omnidirectional LED Bulb (<10W) | 4.3329 | 4.4773 | 4.6217 | 5.055 | 0 | 0 | 0 | 0 | 0 | 0
| Omnidirectional LED Bulb (≥10W) | per unit | 20 | Omnidirectional LED Bulb (≥10W) | 30 | 31 | 32 | 35 | 0 | 0 | 0 | 0 | 0 | 0 | Omnidirectional LED Bulb (≥10W) | per unit | 826.1203 | 0.18579 | 0.18579 | Omnidirectional LED Bulb (≥10W) | 24.7836 | 25.6097 | 26.4359 | 28.9142 | 0 | 0 | 0 | 0 | 0 | 0 | Omnidirectional LED Bulb (≥10W) | 5.5737 | 5.7595 | 5.9453 | 6.5027 | 0 | 0 | 0 | 0 | 0 | 0 | Omnidirectional LED Bulb (≥10W) | 5.5737 | 5.7595 | 5.9453 | 6.5027 | 0 | 0 | 0 | 0 | 0 | 0 | Omnidirectional LED Bulb (≥10W) | per unit | 989.7905 | 0.2226 | 0.2226 | Omnidirectional LED Bulb (≥10W) | 29.6937 | 30.6835 | 31.6733 | 34.6427 | 0 | 0 | 0 | 0 | 0 | 0 | Omnidirectional LED Bulb (≥10W) | 6.678 | 6.9006 | 7.1232 | 7.791 | 0 | 0 | 0 | 0 | 0 | 0 | Omnidirectional LED Bulb (≥10W) | 6.678 | 6.9006 | 7.1232 | 7.791 | 0 | 0 | 0 | 0 | 0 | 0
| Directional LED Bulb (<15W) | per unit | 20 | Directional LED Bulb (<15W) | 30 | 31 | 32 | 35 | 36 | 37 | 38 | 39 | 40 | 41 | Directional LED Bulb (<15W) | per unit | 911.7716 | 0.20505 | 0.20505 | Directional LED Bulb (<15W) | 27.3531 | 28.2649 | 29.1767 | 31.912 | 32.8238 | 33.7355 | 34.6473 | 35.5591 | 36.4709 | 37.3826 | Directional LED Bulb (<15W) | 6.1516 | 6.3567 | 6.5617 | 7.1769 | 7.3819 | 7.587 | 7.792 | 7.9971 | 8.2021 | 8.4072 | Directional LED Bulb (<15W) | 6.1516 | 6.3567 | 6.5617 | 7.1769 | 7.3819 | 7.587 | 7.792 | 7.9971 | 8.2021 | 8.4072 | Directional LED Bulb (<15W) | per unit | 1092.4109 | 0.24568 | 0.24568 | Directional LED Bulb (<15W) | 32.7723 | 33.8647 | 34.9571 | 38.2344 | 39.3268 | 40.4192 | 41.5116 | 42.604 | 43.6964 | 44.7888 | Directional LED Bulb (<15W) | 7.3704 | 7.616 | 7.8617 | 8.5987 | 8.8444 | 9.0901 | 9.3358 | 9.5815 | 9.8271 | 10.0728 | Directional LED Bulb (<15W) | 7.3704 | 7.616 | 7.8617 | 8.5987 | 8.8444 | 9.0901 | 9.3358 | 9.5815 | 9.8271 | 10.0728
| Directional LED Bulb (≥15W) | per unit | 25 | Directional LED Bulb (≥15W) | 30 | 31 | 32 | 35 | 36 | 37 | 38 | 39 | 40 | 41 | Directional LED Bulb (≥15W) | per unit | 1464.3604 | 0.32933 | 0.32933 | Directional LED Bulb (≥15W) | 43.9308 | 45.3952 | 46.8595 | 51.2526 | 52.717 | 54.1813 | 55.6457 | 57.1101 | 58.5744 | 60.0388 | Directional LED Bulb (≥15W) | 9.8798 | 10.2092 | 10.5385 | 11.5265 | 11.8558 | 12.1851 | 12.5145 | 12.8438 | 13.1731 | 13.5025 | Directional LED Bulb (≥15W) | 9.8798 | 10.2092 | 10.5385 | 11.5265 | 11.8558 | 12.1851 | 12.5145 | 12.8438 | 13.1731 | 13.5025 | Directional LED Bulb (≥15W) | per unit | 1754.4781 | 0.39457 | 0.39457 | Directional LED Bulb (≥15W) | 52.6343 | 54.3888 | 56.1433 | 61.4067 | 63.1612 | 64.9157 | 66.6702 | 68.4246 | 70.1791 | 71.9336 | Directional LED Bulb (≥15W) | 11.8372 | 12.2318 | 12.6264 | 13.8101 | 14.2047 | 14.5993 | 14.9938 | 15.3884 | 15.783 | 16.1776 | Directional LED Bulb (≥15W) | 11.8372 | 12.2318 | 12.6264 | 13.8101 | 14.2047 | 14.5993 | 14.9938 | 15.3884 | 15.783 | 16.1776
| LED High & Low-Bay Fixture | per unit | 100 | LED High & Low-Bay Fixture | 98 | 101 | 104 | 114 | 117 | 120 | 124 | 127 | 130 | 133 | LED High & Low-Bay Fixture | per unit | 3724.4488 | 0.83761 | 0.83761 | LED High & Low-Bay Fixture | 364.996 | 376.1693 | 387.3427 | 424.5872 | 435.7605 | 446.9339 | 461.8317 | 473.005 | 484.1783 | 495.3517 | LED High & Low-Bay Fixture | 82.086 | 84.5988 | 87.1117 | 95.4878 | 98.0006 | 100.5135 | 103.8639 | 106.3767 | 108.8896 | 111.4024 | LED High & Low-Bay Fixture | 82.086 | 84.5988 | 87.1117 | 95.4878 | 98.0006 | 100.5135 | 103.8639 | 106.3767 | 108.8896 | 111.4024 | LED High & Low-Bay Fixture | per unit | 4462.3329 | 1.0036 | 1.0036 | LED High & Low-Bay Fixture | 437.3086 | 450.6956 | 464.0826 | 508.706 | 522.093 | 535.48 | 553.3293 | 566.7163 | 580.1033 | 593.4903 | LED High & Low-Bay Fixture | 98.3488 | 101.3595 | 104.3701 | 114.4057 | 117.4164 | 120.4271 | 124.4413 | 127.452 | 130.4627 | 133.4734 | LED High & Low-Bay Fixture | 98.3488 | 101.3595 | 104.3701 | 114.4057 | 117.4164 | 120.4271 | 124.4413 | 127.452 | 130.4627 | 133.4734
| LED Wall Mounted Area Lights (<30W) | per unit | 50 | LED Wall Mounted Area Lights (<30W) | 8 | 8 | 8 | 9 | 9 | 9 | 10 | 10 | 10 | 10 | LED Wall Mounted Area Lights (<30W) | per unit | 2162.753 | 0 | 0 | LED Wall Mounted Area Lights (<30W) | 17.302 | 17.302 | 17.302 | 19.4648 | 19.4648 | 19.4648 | 21.6275 | 21.6275 | 21.6275 | 21.6275 | LED Wall Mounted Area Lights (<30W) | 0 | 0 | 0 | 0 | 0 | 0 | 0 | 0 | 0 | 0 | LED Wall Mounted Area Lights (<30W) | 0 | 0 | 0 | 0 | 0 | 0 | 0 | 0 | 0 | 0 | LED Wall Mounted Area Lights (<30W) | per unit | 2591.2355 | 0 | 0 | LED Wall Mounted Area Lights (<30W) | 20.7299 | 20.7299 | 20.7299 | 23.3211 | 23.3211 | 23.3211 | 25.9124 | 25.9124 | 25.9124 | 25.9124 | LED Wall Mounted Area Lights (<30W) | 0 | 0 | 0 | 0 | 0 | 0 | 0 | 0 | 0 | 0 | LED Wall Mounted Area Lights (<30W) | 0 | 0 | 0 | 0 | 0 | 0 | 0 | 0 | 0 | 0
| LED Wall Mounted Area Lights (30-75W) | per unit | 100 | LED Wall Mounted Area Lights (30-75W) | 8 | 8 | 8 | 9 | 9 | 9 | 10 | 10 | 10 | 10 | LED Wall Mounted Area Lights (30-75W) | per unit | 2668.1456 | 0 | 0 | LED Wall Mounted Area Lights (30-75W) | 21.3452 | 21.3452 | 21.3452 | 24.0133 | 24.0133 | 24.0133 | 26.6815 | 26.6815 | 26.6815 | 26.6815 | LED Wall Mounted Area Lights (30-75W) | 0 | 0 | 0 | 0 | 0 | 0 | 0 | 0 | 0 | 0 | LED Wall Mounted Area Lights (30-75W) | 0 | 0 | 0 | 0 | 0 | 0 | 0 | 0 | 0 | 0 | LED Wall Mounted Area Lights (30-75W) | per unit | 3196.756 | 0 | 0 | LED Wall Mounted Area Lights (30-75W) | 25.574 | 25.574 | 25.574 | 28.7708 | 28.7708 | 28.7708 | 31.9676 | 31.9676 | 31.9676 | 31.9676 | LED Wall Mounted Area Lights (30-75W) | 0 | 0 | 0 | 0 | 0 | 0 | 0 | 0 | 0 | 0 | LED Wall Mounted Area Lights (30-75W) | 0 | 0 | 0 | 0 | 0 | 0 | 0 | 0 | 0 | 0
| LED Wall Mounted Area Lights (≥75W) | per unit | 150 | LED Wall Mounted Area Lights (≥75W) | 8 | 8 | 8 | 9 | 9 | 9 | 10 | 10 | 10 | 10 | LED Wall Mounted Area Lights (≥75W) | per unit | 5004.8192 | 0 | 0 | LED Wall Mounted Area Lights (≥75W) | 40.0386 | 40.0386 | 40.0386 | 45.0434 | 45.0434 | 45.0434 | 50.0482 | 50.0482 | 50.0482 | 50.0482 | LED Wall Mounted Area Lights (≥75W) | 0 | 0 | 0 | 0 | 0 | 0 | 0 | 0 | 0 | 0 | LED Wall Mounted Area Lights (≥75W) | 0 | 0 | 0 | 0 | 0 | 0 | 0 | 0 | 0 | 0 | LED Wall Mounted Area Lights (≥75W) | per unit | 5996.369 | 0 | 0 | LED Wall Mounted Area Lights (≥75W) | 47.971 | 47.971 | 47.971 | 53.9673 | 53.9673 | 53.9673 | 59.9637 | 59.9637 | 59.9637 | 59.9637 | LED Wall Mounted Area Lights (≥75W) | 0 | 0 | 0 | 0 | 0 | 0 | 0 | 0 | 0 | 0 | LED Wall Mounted Area Lights (≥75W) | 0 | 0 | 0 | 0 | 0 | 0 | 0 | 0 | 0 | 0
| LED Flood Light (<15W) | per unit | 15 | LED Flood Light (<15W) | 38 | 39 | 40 | 44 | 45 | 46 | 48 | 49 | 50 | 51 | LED Flood Light (<15W) | per unit | 351.9333 | 0 | 0 | LED Flood Light (<15W) | 13.3735 | 13.7254 | 14.0773 | 15.4851 | 15.837 | 16.1889 | 16.8928 | 17.2447 | 17.5967 | 17.9486 | LED Flood Light (<15W) | 0 | 0 | 0 | 0 | 0 | 0 | 0 | 0 | 0 | 0 | LED Flood Light (<15W) | 0 | 0 | 0 | 0 | 0 | 0 | 0 | 0 | 0 | 0 | LED Flood Light (<15W) | per unit | 421.658 | 0 | 0 | LED Flood Light (<15W) | 16.023 | 16.4447 | 16.8663 | 18.553 | 18.9746 | 19.3963 | 20.2396 | 20.6612 | 21.0829 | 21.5046 | LED Flood Light (<15W) | 0 | 0 | 0 | 0 | 0 | 0 | 0 | 0 | 0 | 0 | LED Flood Light (<15W) | 0 | 0 | 0 | 0 | 0 | 0 | 0 | 0 | 0 | 0
| LED Flood Light (≥15W) | per unit | 20 | LED Flood Light (≥15W) | 38 | 39 | 40 | 44 | 45 | 46 | 48 | 49 | 50 | 51 | LED Flood Light (≥15W) | per unit | 394.4927 | 0 | 0 | LED Flood Light (≥15W) | 14.9907 | 15.3852 | 15.7797 | 17.3577 | 17.7522 | 18.1467 | 18.9356 | 19.3301 | 19.7246 | 20.1191 | LED Flood Light (≥15W) | 0 | 0 | 0 | 0 | 0 | 0 | 0 | 0 | 0 | 0 | LED Flood Light (≥15W) | 0 | 0 | 0 | 0 | 0 | 0 | 0 | 0 | 0 | 0 | LED Flood Light (≥15W) | per unit | 472.6492 | 0 | 0 | LED Flood Light (≥15W) | 17.9607 | 18.4333 | 18.906 | 20.7966 | 21.2692 | 21.7419 | 22.6872 | 23.1598 | 23.6325 | 24.1051 | LED Flood Light (≥15W) | 0 | 0 | 0 | 0 | 0 | 0 | 0 | 0 | 0 | 0 | LED Flood Light (≥15W) | 0 | 0 | 0 | 0 | 0 | 0 | 0 | 0 | 0 | 0
| LED Exit Sign | per unit | 15 | LED Exit Sign | 90 | 93 | 96 | 105 | 108 | 111 | 114 | 117 | 120 | 123 | LED Exit Sign | per unit | 131.6063 | 0.015024 | 0.015024 | LED Exit Sign | 11.8446 | 12.2394 | 12.6342 | 13.8187 | 14.2135 | 14.6083 | 15.0031 | 15.3979 | 15.7928 | 16.1876 | LED Exit Sign | 1.3521 | 1.3972 | 1.4423 | 1.5775 | 1.6225 | 1.6676 | 1.7127 | 1.7578 | 1.8028 | 1.8479 | LED Exit Sign | 1.3521 | 1.3972 | 1.4423 | 1.5775 | 1.6225 | 1.6676 | 1.7127 | 1.7578 | 1.8028 | 1.8479 | LED Exit Sign | per unit | 157.68 | 0.018 | 0.018 | LED Exit Sign | 14.1912 | 14.6642 | 15.1373 | 16.5564 | 17.0294 | 17.5025 | 17.9755 | 18.4486 | 18.9216 | 19.3946 | LED Exit Sign | 1.62 | 1.674 | 1.728 | 1.89 | 1.944 | 1.998 | 2.052 | 2.106 | 2.16 | 2.214 | LED Exit Sign | 1.62 | 1.674 | 1.728 | 1.89 | 1.944 | 1.998 | 2.052 | 2.106 | 2.16 | 2.214
| Photocell Occupancy Sensor | per unit | 30 | Photocell Occupancy Sensor | 15 | 16 | 16 | 18 | 18 | 19 | 19 | 20 | 20 | 21 | Photocell Occupancy Sensor | per unit | 1098.8022 | 0.24712 | 0.24712 | Photocell Occupancy Sensor | 16.482 | 17.5808 | 17.5808 | 19.7784 | 19.7784 | 20.8772 | 20.8772 | 21.976 | 21.976 | 23.0748 | Photocell Occupancy Sensor | 3.7067 | 3.9539 | 3.9539 | 4.4481 | 4.4481 | 4.6952 | 4.6952 | 4.9423 | 4.9423 | 5.1894 | Photocell Occupancy Sensor | 3.7067 | 3.9539 | 3.9539 | 4.4481 | 4.4481 | 4.6952 | 4.6952 | 4.9423 | 4.9423 | 5.1894 | Photocell Occupancy Sensor | per unit | 1316.4958 | 0.29607 | 0.29607 | Photocell Occupancy Sensor | 19.7474 | 21.0639 | 21.0639 | 23.6969 | 23.6969 | 25.0134 | 25.0134 | 26.3299 | 26.3299 | 27.6464 | Photocell Occupancy Sensor | 4.4411 | 4.7372 | 4.7372 | 5.3293 | 5.3293 | 5.6254 | 5.6254 | 5.9215 | 5.9215 | 6.2176 | Photocell Occupancy Sensor | 4.4411 | 4.7372 | 4.7372 | 5.3293 | 5.3293 | 5.6254 | 5.6254 | 5.9215 | 5.9215 | 6.2176
| Wall-Mount Occupancy Sensor | per unit | 20 | Wall-Mount Occupancy Sensor | 15 | 16 | 16 | 18 | 18 | 19 | 19 | 20 | 20 | 21 | Wall-Mount Occupancy Sensor | per unit | 725.2729 | 0.16311 | 0.16311 | Wall-Mount Occupancy Sensor | 10.8791 | 11.6044 | 11.6044 | 13.0549 | 13.0549 | 13.7802 | 13.7802 | 14.5055 | 14.5055 | 15.2307 | Wall-Mount Occupancy Sensor | 2.4467 | 2.6098 | 2.6098 | 2.936 | 2.936 | 3.0991 | 3.0991 | 3.2622 | 3.2622 | 3.4253 | Wall-Mount Occupancy Sensor | 2.4467 | 2.6098 | 2.6098 | 2.936 | 2.936 | 3.0991 | 3.0991 | 3.2622 | 3.2622 | 3.4253 | Wall-Mount Occupancy Sensor | per unit | 868.9632 | 0.19543 | 0.19543 | Wall-Mount Occupancy Sensor | 13.0344 | 13.9034 | 13.9034 | 15.6413 | 15.6413 | 16.5103 | 16.5103 | 17.3793 | 17.3793 | 18.2482 | Wall-Mount Occupancy Sensor | 2.9314 | 3.1268 | 3.1268 | 3.5177 | 3.5177 | 3.7131 | 3.7131 | 3.9085 | 3.9085 | 4.1039 | Wall-Mount Occupancy Sensor | 2.9314 | 3.1268 | 3.1268 | 3.5177 | 3.5177 | 3.7131 | 3.7131 | 3.9085 | 3.9085 | 4.1039
| Air Cooled Chiller (<150 Tons) | per Ton | 50 | Air Cooled Chiller (<150 Tons) | 1 | 1 | 1 | 2 | 2 | 2 | 2 | 2 | 2 | 2 | Air Cooled Chiller (<150 Tons) | per Ton | 8085.4011 | 6.5315 | 0 | Air Cooled Chiller (<150 Tons) | 8.0854 | 8.0854 | 8.0854 | 16.1708 | 16.1708 | 16.1708 | 16.1708 | 16.1708 | 16.1708 | 16.1708 | Air Cooled Chiller (<150 Tons) | 6.5315 | 6.5315 | 6.5315 | 13.063 | 13.063 | 13.063 | 13.063 | 13.063 | 13.063 | 13.063 | Air Cooled Chiller (<150 Tons) | 0 | 0 | 0 | 0 | 0 | 0 | 0 | 0 | 0 | 0 | Air Cooled Chiller (<150 Tons) | per Ton | 9687.2727 | 7.8255 | 0 | Air Cooled Chiller (<150 Tons) | 9.6873 | 9.6873 | 9.6873 | 19.3745 | 19.3745 | 19.3745 | 19.3745 | 19.3745 | 19.3745 | 19.3745 | Air Cooled Chiller (<150 Tons) | 7.8255 | 7.8255 | 7.8255 | 15.6511 | 15.6511 | 15.6511 | 15.6511 | 15.6511 | 15.6511 | 15.6511 | Air Cooled Chiller (<150 Tons) | 0 | 0 | 0 | 0 | 0 | 0 | 0 | 0 | 0 | 0
| Air Cooled Chiller (≥150 Tons) | per Ton | 50 | Air Cooled Chiller (≥150 Tons) | 1 | 1 | 1 | 2 | 2 | 2 | 2 | 2 | 2 | 2 | Air Cooled Chiller (≥150 Tons) | per Ton | 21213.636 | 17.4174 | 0 | Air Cooled Chiller (≥150 Tons) | 21.2136 | 21.2136 | 21.2136 | 42.4273 | 42.4273 | 42.4273 | 42.4273 | 42.4273 | 42.4273 | 42.4273 | Air Cooled Chiller (≥150 Tons) | 17.4174 | 17.4174 | 17.4174 | 34.8348 | 34.8348 | 34.8348 | 34.8348 | 34.8348 | 34.8348 | 34.8348 | Air Cooled Chiller (≥150 Tons) | 0 | 0 | 0 | 0 | 0 | 0 | 0 | 0 | 0 | 0 | Air Cooled Chiller (≥150 Tons) | per Ton | 25416.4605 | 20.8681 | 0 | Air Cooled Chiller (≥150 Tons) | 25.4165 | 25.4165 | 25.4165 | 50.8329 | 50.8329 | 50.8329 | 50.8329 | 50.8329 | 50.8329 | 50.8329 | Air Cooled Chiller (≥150 Tons) | 20.8681 | 20.8681 | 20.8681 | 41.7362 | 41.7362 | 41.7362 | 41.7362 | 41.7362 | 41.7362 | 41.7362 | Air Cooled Chiller (≥150 Tons) | 0 | 0 | 0 | 0 | 0 | 0 | 0 | 0 | 0 | 0
| Water Cooled Chiller, Rotary Screw & Roll (<75 Tons) | per Ton | 50 | Water Cooled Chiller, Rotary Screw & Roll (<75 Tons) | [10 empty] | Water Cooled Chiller, Rotary Screw & Roll (<75 Tons) | per Ton | 5558.7132 | 2.9719 | 0 | Water Cooled Chiller, Rotary Screw & Roll (<75 Tons) | 5.5587 | 5.5587 | 5.5587 | 5.5587 | 5.5587 | 5.5587 | 5.5587 | 5.5587 | 5.5587 | 5.5587 | Water Cooled Chiller, Rotary Screw & Roll (<75 Tons) | 2.9719 | 2.9719 | 2.9719 | 2.9719 | 2.9719 | 2.9719 | 2.9719 | 2.9719 | 2.9719 | 2.9719 | Water Cooled Chiller, Rotary Screw & Roll (<75 Tons) | 0 | 0 | 0 | 0 | 0 | 0 | 0 | 0 | 0 | 0 | Water Cooled Chiller, Rotary Screw & Roll (<75 Tons) | per Ton | 6660 | 3.5607 | 0 | Water Cooled Chiller, Rotary Screw & Roll (<75 Tons) | 6.66 | 6.66 | 6.66 | 6.66 | 6.66 | 6.66 | 6.66 | 6.66 | 6.66 | 6.66 | Water Cooled Chiller, Rotary Screw & Roll (<75 Tons) | 3.5607 | 3.5607 | 3.5607 | 3.5607 | 3.5607 | 3.5607 | 3.5607 | 3.5607 | 3.5607 | 3.5607 | Water Cooled Chiller, Rotary Screw & Roll (<75 Tons) | 0 | 0 | 0 | 0 | 0 | 0 | 0 | 0 | 0 | 0 | bar: 38 38 90 to 51 51 123
| Water Cooled Chiller, Rotary Screw & Roll (75 < 150 Tons) | per Ton | 50 | Water Cooled Chiller, Rotary Screw & Roll (75 < 150 Tons) | [10 empty] | Water Cooled Chiller, Rotary Screw & Roll (75 < 150 Tons) | per Ton | 10870.3725 | 5.8676 | 0 | Water Cooled Chiller, Rotary Screw & Roll (75 < 150 Tons) | 10.8704 | 10.8704 | 10.8704 | 10.8704 | 10.8704 | 10.8704 | 10.8704 | 10.8704 | 10.8704 | 10.8704 | Water Cooled Chiller, Rotary Screw & Roll (75 < 150 Tons) | 5.8676 | 5.8676 | 5.8676 | 5.8676 | 5.8676 | 5.8676 | 5.8676 | 5.8676 | 5.8676 | 5.8676 | Water Cooled Chiller, Rotary Screw & Roll (75 < 150 Tons) | 0 | 0 | 0 | 0 | 0 | 0 | 0 | 0 | 0 | 0 | Water Cooled Chiller, Rotary Screw & Roll (75 < 150 Tons) | per Ton | 13024 | 7.0301 | 0 | Water Cooled Chiller, Rotary Screw & Roll (75 < 150 Tons) | 13.024 | 13.024 | 13.024 | 13.024 | 13.024 | 13.024 | 13.024 | 13.024 | 13.024 | 13.024 | Water Cooled Chiller, Rotary Screw & Roll (75 < 150 Tons) | 7.0301 | 7.0301 | 7.0301 | 7.0301 | 7.0301 | 7.0301 | 7.0301 | 7.0301 | 7.0301 | 7.0301 | Water Cooled Chiller, Rotary Screw & Roll (75 < 150 Tons) | 0 | 0 | 0 | 0 | 0 | 0 | 0 | 0 | 0 | 0 | bar: 38 38 90 to 51 51 123
| Water Cooled Chiller, Centrifugal (<300 Tons) | per Ton | 25 | Water Cooled Chiller, Centrifugal (<300 Tons) | [10 empty] | Water Cooled Chiller, Centrifugal (<300 Tons) | per Ton | 35390.4743 | 7.2012 | 0 | Water Cooled Chiller, Centrifugal (<300 Tons) | 35.3905 | 35.3905 | 35.3905 | 35.3905 | 35.3905 | 35.3905 | 35.3905 | 35.3905 | 35.3905 | 35.3905 | Water Cooled Chiller, Centrifugal (<300 Tons) | 7.2012 | 7.2012 | 7.2012 | 7.2012 | 7.2012 | 7.2012 | 7.2012 | 7.2012 | 7.2012 | 7.2012 | Water Cooled Chiller, Centrifugal (<300 Tons) | 0 | 0 | 0 | 0 | 0 | 0 | 0 | 0 | 0 | 0 | Water Cooled Chiller, Centrifugal (<300 Tons) | per Ton | 42402 | 8.6279 | 0 | Water Cooled Chiller, Centrifugal (<300 Tons) | 42.402 | 42.402 | 42.402 | 42.402 | 42.402 | 42.402 | 42.402 | 42.402 | 42.402 | 42.402 | Water Cooled Chiller, Centrifugal (<300 Tons) | 8.6279 | 8.6279 | 8.6279 | 8.6279 | 8.6279 | 8.6279 | 8.6279 | 8.6279 | 8.6279 | 8.6279 | Water Cooled Chiller, Centrifugal (<300 Tons) | 0 | 0 | 0 | 0 | 0 | 0 | 0 | 0 | 0 | 0 | bar: 38 38 90 to 51 51 123
| Air Source Heat Pump (<65 kBtuh) | per Ton | 50 | Air Source Heat Pump (<65 kBtuh) | 4 | 4 | 4 | 5 | 5 | 5 | 5 | 5 | 5 | 6 | Air Source Heat Pump (<65 kBtuh) | per Ton | 685.0211 | 0.27634 | 0.065261 | Air Source Heat Pump (<65 kBtuh) | 2.7401 | 2.7401 | 2.7401 | 3.4251 | 3.4251 | 3.4251 | 3.4251 | 3.4251 | 3.4251 | 4.1101 | Air Source Heat Pump (<65 kBtuh) | 1.1054 | 1.1054 | 1.1054 | 1.3817 | 1.3817 | 1.3817 | 1.3817 | 1.3817 | 1.3817 | 1.658 | Air Source Heat Pump (<65 kBtuh) | 0.26104 | 0.26104 | 0.26104 | 0.3263 | 0.3263 | 0.3263 | 0.3263 | 0.3263 | 0.3263 | 0.39157 | Air Source Heat Pump (<65 kBtuh) | per Ton | 820.7368 | 0.33109 | 0.07819 | Air Source Heat Pump (<65 kBtuh) | 3.2829 | 3.2829 | 3.2829 | 4.1037 | 4.1037 | 4.1037 | 4.1037 | 4.1037 | 4.1037 | 4.9244 | Air Source Heat Pump (<65 kBtuh) | 1.3244 | 1.3244 | 1.3244 | 1.6554 | 1.6554 | 1.6554 | 1.6554 | 1.6554 | 1.6554 | 1.9865 | Air Source Heat Pump (<65 kBtuh) | 0.31276 | 0.31276 | 0.31276 | 0.39095 | 0.39095 | 0.39095 | 0.39095 | 0.39095 | 0.39095 | 0.46914
| Water Source Heat Pump | per Ton | 50 | Water Source Heat Pump | 4 | 4 | 4 | 5 | 5 | 5 | 5 | 5 | 5 | 6 | Water Source Heat Pump | per Ton | 3532.215 | 1.5385 | 0.83231 | Water Source Heat Pump | 14.1289 | 14.1289 | 14.1289 | 17.6611 | 17.6611 | 17.6611 | 17.6611 | 17.6611 | 17.6611 | 21.1933 | Water Source Heat Pump | 6.1538 | 6.1538 | 6.1538 | 7.6923 | 7.6923 | 7.6923 | 7.6923 | 7.6923 | 7.6923 | 9.2307 | Water Source Heat Pump | 3.3293 | 3.3293 | 3.3293 | 4.1616 | 4.1616 | 4.1616 | 4.1616 | 4.1616 | 4.1616 | 4.9939 | Water Source Heat Pump | per Ton | 4232.0139 | 1.8432 | 0.99721 | Water Source Heat Pump | 16.9281 | 16.9281 | 16.9281 | 21.1601 | 21.1601 | 21.1601 | 21.1601 | 21.1601 | 21.1601 | 25.3921 | Water Source Heat Pump | 7.373 | 7.373 | 7.373 | 9.2162 | 9.2162 | 9.2162 | 9.2162 | 9.2162 | 9.2162 | 11.0595 | Water Source Heat Pump | 3.9888 | 3.9888 | 3.9888 | 4.9861 | 4.9861 | 4.9861 | 4.9861 | 4.9861 | 4.9861 | 5.9833
| PTAC | per Ton | 40 | PTAC | 20 | 21 | 21 | 23 | 24 | 25 | 25 | 26 | 27 | 27 | PTAC | per Ton | 124.6868 | 0.076918 | 0 | PTAC | 2.4937 | 2.6184 | 2.6184 | 2.8678 | 2.9925 | 3.1172 | 3.1172 | 3.2419 | 3.3665 | 3.3665 | PTAC | 1.5384 | 1.6153 | 1.6153 | 1.7691 | 1.846 | 1.923 | 1.923 | 1.9999 | 2.0768 | 2.0768 | PTAC | 0 | 0 | 0 | 0 | 0 | 0 | 0 | 0 | 0 | 0 | PTAC | per Ton | 149.3896 | 0.092157 | 0 | PTAC | 2.9878 | 3.1372 | 3.1372 | 3.436 | 3.5854 | 3.7347 | 3.7347 | 3.8841 | 4.0335 | 4.0335 | PTAC | 1.8431 | 1.9353 | 1.9353 | 2.1196 | 2.2118 | 2.3039 | 2.3039 | 2.3961 | 2.4882 | 2.4882 | PTAC | 0 | 0 | 0 | 0 | 0 | 0 | 0 | 0 | 0 | 0
| PTHP | per Ton | 40 | PTHP | 20 | 21 | 21 | 23 | 24 | 25 | 25 | 26 | 27 | 27 | PTHP | per Ton | 175.7201 | 0.084686 | 0.030813 | PTHP | 3.5144 | 3.6901 | 3.6901 | 4.0416 | 4.2173 | 4.393 | 4.393 | 4.5687 | 4.7444 | 4.7444 | PTHP | 1.6937 | 1.7784 | 1.7784 | 1.9478 | 2.0325 | 2.1172 | 2.1172 | 2.2018 | 2.2865 | 2.2865 | PTHP | 0.61627 | 0.64708 | 0.64708 | 0.70871 | 0.73952 | 0.77034 | 0.77034 | 0.80115 | 0.83196 | 0.83196 | PTHP | per Ton | 210.5336 | 0.10146 | 0.036918 | PTHP | 4.2107 | 4.4212 | 4.4212 | 4.8423 | 5.0528 | 5.2633 | 5.2633 | 5.4739 | 5.6844 | 5.6844 | PTHP | 2.0293 | 2.1308 | 2.1308 | 2.3337 | 2.4351 | 2.5366 | 2.5366 | 2.6381 | 2.7395 | 2.7395 | PTHP | 0.73836 | 0.77528 | 0.77528 | 0.84912 | 0.88604 | 0.92296 | 0.92296 | 0.95987 | 0.99679 | 0.99679
| Variable Speed Drives for HVAC Systems (HVAC Application) | per Ton | 950 | Variable Speed Drives for HVAC Systems (HVAC Application) | 15 | 16 | 16 | 18 | 18 | 19 | 19 | 20 | 20 | 21 | Variable Speed Drives for HVAC Systems (HVAC Application) | per Ton | 5691.3189 | 0 | 0 | Variable Speed Drives for HVAC Systems (HVAC Application) | 85.3698 | 91.0611 | 91.0611 | 102.4437 | 102.4437 | 108.1351 | 108.1351 | 113.8264 | 113.8264 | 119.5177 | Variable Speed Drives for HVAC Systems (HVAC Application) | 0 | 0 | 0 | 0 | 0 | 0 | 0 | 0 | 0 | 0 | Variable Speed Drives for HVAC Systems (HVAC Application) | 0 | 0 | 0 | 0 | 0 | 0 | 0 | 0 | 0 | 0 | Variable Speed Drives for HVAC Systems (HVAC Application) | per unit | 6818.8774 | 0 | 0 | Variable Speed Drives for HVAC Systems (HVAC Application) | 102.2832 | 109.102 | 109.102 | 122.7398 | 122.7398 | 129.5587 | 129.5587 | 136.3775 | 136.3775 | 143.1964 | Variable Speed Drives for HVAC Systems (HVAC Application) | 0 | 0 | 0 | 0 | 0 | 0 | 0 | 0 | 0 | 0 | Variable Speed Drives for HVAC Systems (HVAC Application) | 0 | 0 | 0 | 0 | 0 | 0 | 0 | 0 | 0 | 0
| Variable Speed Drives for HVAC Systems (Pump Application) | per Ton | 950 | Variable Speed Drives for HVAC Systems (Pump Application) | 15 | 16 | 16 | 18 | 18 | 19 | 19 | 20 | 20 | 21 | Variable Speed Drives for HVAC Systems (Pump Application) | per Ton | 6096.9584 | 0 | 0 | Variable Speed Drives for HVAC Systems (Pump Application) | 91.4544 | 97.5513 | 97.5513 | 109.7453 | 109.7453 | 115.8422 | 115.8422 | 121.9392 | 121.9392 | 128.0361 | Variable Speed Drives for HVAC Systems (Pump Application) | 0 | 0 | 0 | 0 | 0 | 0 | 0 | 0 | 0 | 0 | Variable Speed Drives for HVAC Systems (Pump Application) | 0 | 0 | 0 | 0 | 0 | 0 | 0 | 0 | 0 | 0 | Variable Speed Drives for HVAC Systems (Pump Application) | per unit | 7304.8817 | 0 | 0 | Variable Speed Drives for HVAC Systems (Pump Application) | 109.5732 | 116.8781 | 116.8781 | 131.4879 | 131.4879 | 138.7928 | 138.7928 | 146.0976 | 146.0976 | 153.4025 | Variable Speed Drives for HVAC Systems (Pump Application) | 0 | 0 | 0 | 0 | 0 | 0 | 0 | 0 | 0 | 0 | Variable Speed Drives for HVAC Systems (Pump Application) | 0 | 0 | 0 | 0 | 0 | 0 | 0 | 0 | 0 | 0
| Automatic Door Closer for Walk-In Cooler | per Ton | 75 | Automatic Door Closer for Walk-In Cooler | 8 | 8 | 8 | 9 | 9 | 10 | 10 | 10 | 10 | 11 | Automatic Door Closer for Walk-In Cooler | per Ton | 1574.1341 | 0.22869 | 0.22869 | Automatic Door Closer for Walk-In Cooler | 12.5931 | 12.5931 | 12.5931 | 14.1672 | 14.1672 | 15.7413 | 15.7413 | 15.7413 | 15.7413 | 17.3155 | Automatic Door Closer for Walk-In Cooler | 1.8295 | 1.8295 | 1.8295 | 2.0582 | 2.0582 | 2.2869 | 2.2869 | 2.2869 | 2.2869 | 2.5156 | Automatic Door Closer for Walk-In Cooler | 1.8295 | 1.8295 | 1.8295 | 2.0582 | 2.0582 | 2.2869 | 2.2869 | 2.2869 | 2.2869 | 2.5156 | Automatic Door Closer for Walk-In Cooler | per unit | 1886 | 0.274 | 0.274 | Automatic Door Closer for Walk-In Cooler | 15.088 | 15.088 | 15.088 | 16.974 | 16.974 | 18.86 | 18.86 | 18.86 | 18.86 | 20.746 | Automatic Door Closer for Walk-In Cooler | 2.192 | 2.192 | 2.192 | 2.466 | 2.466 | 2.74 | 2.74 | 2.74 | 2.74 | 3.014 | Automatic Door Closer for Walk-In Cooler | 2.192 | 2.192 | 2.192 | 2.466 | 2.466 | 2.74 | 2.74 | 2.74 | 2.74 | 3.014
| Automatic Door Closer for Walk-In Freezer | per unit | 75 | Automatic Door Closer for Walk-In Freezer | 8 | 8 | 8 | 9 | 9 | 10 | 10 | 10 | 10 | 11 | Automatic Door Closer for Walk-In Freezer | per unit | 3851.0365 | 0.51581 | 0.51581 | Automatic Door Closer for Walk-In Freezer | 30.8083 | 30.8083 | 30.8083 | 34.6593 | 34.6593 | 38.5104 | 38.5104 | 38.5104 | 38.5104 | 42.3614 | Automatic Door Closer for Walk-In Freezer | 4.1265 | 4.1265 | 4.1265 | 4.6423 | 4.6423 | 5.1581 | 5.1581 | 5.1581 | 5.1581 | 5.6739 | Automatic Door Closer for Walk-In Freezer | 4.1265 | 4.1265 | 4.1265 | 4.6423 | 4.6423 | 5.1581 | 5.1581 | 5.1581 | 5.1581 | 5.6739 | Automatic Door Closer for Walk-In Freezer | per unit | 4614 | 0.618 | 0.618 | Automatic Door Closer for Walk-In Freezer | 36.912 | 36.912 | 36.912 | 41.526 | 41.526 | 46.14 | 46.14 | 46.14 | 46.14 | 50.754 | Automatic Door Closer for Walk-In Freezer | 4.944 | 4.944 | 4.944 | 5.562 | 5.562 | 6.18 | 6.18 | 6.18 | 6.18 | 6.798 | Automatic Door Closer for Walk-In Freezer | 4.944 | 4.944 | 4.944 | 5.562 | 5.562 | 6.18 | 6.18 | 6.18 | 6.18 | 6.798
| Beverage & Snack Machine Controls (Refrigerated) | per unit | 75 | Beverage & Snack Machine Controls (Refrigerated) | 5 | 5 | 5 | 5 | 5 | 6 | 6 | 6 | 6 | 6 | Beverage & Snack Machine Controls (Refrigerated) | per unit | 1345.3088 | 0 | 0 | Beverage & Snack Machine Controls (Refrigerated) | 6.7265 | 6.7265 | 6.7265 | 6.7265 | 6.7265 | 8.0719 | 8.0719 | 8.0719 | 8.0719 | 8.0719 | Beverage & Snack Machine Controls (Refrigerated) | 0 | 0 | 0 | 0 | 0 | 0 | 0 | 0 | 0 | 0 | Beverage & Snack Machine Controls (Refrigerated) | 0 | 0 | 0 | 0 | 0 | 0 | 0 | 0 | 0 | 0 | Beverage & Snack Machine Controls (Refrigerated) | per unit | 1611.84 | 0 | 0 | Beverage & Snack Machine Controls (Refrigerated) | 8.0592 | 8.0592 | 8.0592 | 8.0592 | 8.0592 | 9.671 | 9.671 | 9.671 | 9.671 | 9.671 | Beverage & Snack Machine Controls (Refrigerated) | 0 | 0 | 0 | 0 | 0 | 0 | 0 | 0 | 0 | 0 | Beverage & Snack Machine Controls (Refrigerated) | 0 | 0 | 0 | 0 | 0 | 0 | 0 | 0 | 0 | 0
| ECM for Walk-In Cooler or Freezer | per unit | 25 | ECM for Walk-In Cooler or Freezer | 6 | 6 | 7 | 7 | 7 | 8 | 8 | 8 | 8 | 9 | ECM for Walk-In Cooler or Freezer | per unit | 669.3826 | 0.07011 | 0.07011 | ECM for Walk-In Cooler or Freezer | 4.0163 | 4.0163 | 4.6857 | 4.6857 | 4.6857 | 5.3551 | 5.3551 | 5.3551 | 5.3551 | 6.0244 | ECM for Walk-In Cooler or Freezer | 0.42066 | 0.42066 | 0.49077 | 0.49077 | 0.49077 | 0.56088 | 0.56088 | 0.56088 | 0.56088 | 0.63099 | ECM for Walk-In Cooler or Freezer | 0.42066 | 0.42066 | 0.49077 | 0.49077 | 0.49077 | 0.56088 | 0.56088 | 0.56088 | 0.56088 | 0.63099 | ECM for Walk-In Cooler or Freezer | per unit | 802 | 0.084 | 0.084 | ECM for Walk-In Cooler or Freezer | 4.812 | 4.812 | 5.614 | 5.614 | 5.614 | 6.416 | 6.416 | 6.416 | 6.416 | 7.218 | ECM for Walk-In Cooler or Freezer | 0.504 | 0.504 | 0.588 | 0.588 | 0.588 | 0.672 | 0.672 | 0.672 | 0.672 | 0.756 | ECM for Walk-In Cooler or Freezer | 0.504 | 0.504 | 0.588 | 0.588 | 0.588 | 0.672 | 0.672 | 0.672 | 0.672 | 0.756
| ENERGY STAR Electric Steamer | per unit | 300 | ENERGY STAR Electric Steamer | 5 | 5 | 5 | 6 | 6 | 6 | 6 | 6 | 6 | 7 | ENERGY STAR Electric Steamer | per unit | 16637.3207 | 0.7597 | 0.7597 | ENERGY STAR Electric Steamer | 83.1866 | 83.1866 | 83.1866 | 99.8239 | 99.8239 | 99.8239 | 99.8239 | 99.8239 | 99.8239 | 116.4612 | ENERGY STAR Electric Steamer | 3.7985 | 3.7985 | 3.7985 | 4.5582 | 4.5582 | 4.5582 | 4.5582 | 4.5582 | 4.5582 | 5.3179 | ENERGY STAR Electric Steamer | 3.7985 | 3.7985 | 3.7985 | 4.5582 | 4.5582 | 4.5582 | 4.5582 | 4.5582 | 4.5582 | 5.3179 | ENERGY STAR Electric Steamer | per unit | 19933.4902 | 0.91021 | 0.91021 | ENERGY STAR Electric Steamer | 99.6675 | 99.6675 | 99.6675 | 119.6009 | 119.6009 | 119.6009 | 119.6009 | 119.6009 | 119.6009 | 139.5344 | ENERGY STAR Electric Steamer | 4.551 | 4.551 | 4.551 | 5.4612 | 5.4612 | 5.4612 | 5.4612 | 5.4612 | 5.4612 | 6.3714 | ENERGY STAR Electric Steamer | 4.551 | 4.551 | 4.551 | 5.4612 | 5.4612 | 5.4612 | 5.4612 | 5.4612 | 5.4612 | 6.3714
| ENERGY STAR Commercial Dishwasher | per unit | 25 | ENERGY STAR Commercial Dishwasher | 5 | 5 | 5 | 6 | 6 | 6 | 6 | 6 | 6 | 7 | ENERGY STAR Commercial Dishwasher | per unit | 4239.1655 | 0.013804 | 0.013804 | ENERGY STAR Commercial Dishwasher | 21.1958 | 21.1958 | 21.1958 | 25.435 | 25.435 | 25.435 | 25.435 | 25.435 | 25.435 | 29.6742 | ENERGY STAR Commercial Dishwasher | 0.06902 | 0.06902 | 0.06902 | 0.082824 | 0.082824 | 0.082824 | 0.082824 | 0.082824 | 0.082824 | 0.096628 | ENERGY STAR Commercial Dishwasher | 0.06902 | 0.06902 | 0.06902 | 0.082824 | 0.082824 | 0.082824 | 0.082824 | 0.082824 | 0.082824 | 0.096628 | ENERGY STAR Commercial Dishwasher | per unit | 5079.0248 | 0.016539 | 0.016539 | ENERGY STAR Commercial Dishwasher | 25.3951 | 25.3951 | 25.3951 | 30.4741 | 30.4741 | 30.4741 | 30.4741 | 30.4741 | 30.4741 | 35.5532 | ENERGY STAR Commercial Dishwasher | 0.082694 | 0.082694 | 0.082694 | 0.099233 | 0.099233 | 0.099233 | 0.099233 | 0.099233 | 0.099233 | 0.11577 | ENERGY STAR Commercial Dishwasher | 0.082694 | 0.082694 | 0.082694 | 0.099233 | 0.099233 | 0.099233 | 0.099233 | 0.099233 | 0.099233 | 0.11577
| High Efficiency Pre-Rinse Spray Valve | per unit | 50 | High Efficiency Pre-Rinse Spray Valve | 5 | 5 | 5 | 6 | 6 | 6 | 6 | 6 | 6 | 7 | High Efficiency Pre-Rinse Spray Valve | per unit | 4458.1627 | 0 | 0 | High Efficiency Pre-Rinse Spray Valve | 22.2908 | 22.2908 | 22.2908 | 26.749 | 26.749 | 26.749 | 26.749 | 26.749 | 26.749 | 31.2071 | High Efficiency Pre-Rinse Spray Valve | 0 | 0 | 0 | 0 | 0 | 0 | 0 | 0 | 0 | 0 | High Efficiency Pre-Rinse Spray Valve | 0 | 0 | 0 | 0 | 0 | 0 | 0 | 0 | 0 | 0 | High Efficiency Pre-Rinse Spray Valve | per unit | 5341.4095 | 0 | 0 | High Efficiency Pre-Rinse Spray Valve | 26.707 | 26.707 | 26.707 | 32.0485 | 32.0485 | 32.0485 | 32.0485 | 32.0485 | 32.0485 | 37.3899 | High Efficiency Pre-Rinse Spray Valve | 0 | 0 | 0 | 0 | 0 | 0 | 0 | 0 | 0 | 0 | High Efficiency Pre-Rinse Spray Valve | 0 | 0 | 0 | 0 | 0 | 0 | 0 | 0 | 0 | 0
| ENERGY STAR Electric Fryer | per unit | 100 | ENERGY STAR Electric Fryer | 5 | 5 | 5 | 6 | 6 | 6 | 6 | 6 | 6 | 7 | ENERGY STAR Electric Fryer | per unit | 1588.5856 | 0.27202 | 0.27202 | ENERGY STAR Electric Fryer | 7.9429 | 7.9429 | 7.9429 | 9.5315 | 9.5315 | 9.5315 | 9.5315 | 9.5315 | 9.5315 | 11.1201 | ENERGY STAR Electric Fryer | 1.3601 | 1.3601 | 1.3601 | 1.6321 | 1.6321 | 1.6321 | 1.6321 | 1.6321 | 1.6321 | 1.9041 | ENERGY STAR Electric Fryer | 1.3601 | 1.3601 | 1.3601 | 1.6321 | 1.6321 | 1.6321 | 1.6321 | 1.6321 | 1.6321 | 1.9041 | ENERGY STAR Electric Fryer | per unit | 1903.3146 | 0.32591 | 0.32591 | ENERGY STAR Electric Fryer | 9.5166 | 9.5166 | 9.5166 | 11.4199 | 11.4199 | 11.4199 | 11.4199 | 11.4199 | 11.4199 | 13.3232 | ENERGY STAR Electric Fryer | 1.6296 | 1.6296 | 1.6296 | 1.9555 | 1.9555 | 1.9555 | 1.9555 | 1.9555 | 1.9555 | 2.2814 | ENERGY STAR Electric Fryer | 1.6296 | 1.6296 | 1.6296 | 1.9555 | 1.9555 | 1.9555 | 1.9555 | 1.9555 | 1.9555 | 2.2814
| Demand Control Ventilation | per unit | 950 | Demand Control Ventilation | 2 | 2 | 2 | 2 | 2 | 2 | 3 | 3 | 3 | 3 | Demand Control Ventilation | per unit | 3744.2023 | 0.63433 | 0.63433 | Demand Control Ventilation | 7.4884 | 7.4884 | 7.4884 | 7.4884 | 7.4884 | 7.4884 | 11.2326 | 11.2326 | 11.2326 | 11.2326 | Demand Control Ventilation | 1.2687 | 1.2687 | 1.2687 | 1.2687 | 1.2687 | 1.2687 | 1.903 | 1.903 | 1.903 | 1.903 | Demand Control Ventilation | 1.2687 | 1.2687 | 1.2687 | 1.2687 | 1.2687 | 1.2687 | 1.903 | 1.903 | 1.903 | 1.903 | Demand Control Ventilation | per unit | 4486 | 0.76 | 0.76 | Demand Control Ventilation | 8.972 | 8.972 | 8.972 | 8.972 | 8.972 | 8.972 | 13.458 | 13.458 | 13.458 | 13.458 | Demand Control Ventilation | 1.52 | 1.52 | 1.52 | 1.52 | 1.52 | 1.52 | 2.28 | 2.28 | 2.28 | 2.28 | Demand Control Ventilation | 1.52 | 1.52 | 1.52 | 1.52 | 1.52 | 1.52 | 2.28 | 2.28 | 2.28 | 2.28
| No Air Loss Drain | per unit | 350 | No Air Loss Drain | 4 | 4 | 4 | 4 | 4 | 4 | 4 | 5 | 5 | 5 | No Air Loss Drain | per unit | 1643.9569 | 0.25452 | 0.25452 | No Air Loss Drain | 6.5758 | 6.5758 | 6.5758 | 6.5758 | 6.5758 | 6.5758 | 6.5758 | 8.2198 | 8.2198 | 8.2198 | No Air Loss Drain | 1.0181 | 1.0181 | 1.0181 | 1.0181 | 1.0181 | 1.0181 | 1.0181 | 1.2726 | 1.2726 | 1.2726 | No Air Loss Drain | 1.0181 | 1.0181 | 1.0181 | 1.0181 | 1.0181 | 1.0181 | 1.0181 | 1.2726 | 1.2726 | 1.2726 | No Air Loss Drain | per Drain | 1969.656 | 0.30495 | 0.30495 | No Air Loss Drain | 7.8786 | 7.8786 | 7.8786 | 7.8786 | 7.8786 | 7.8786 | 7.8786 | 9.8483 | 9.8483 | 9.8483 | No Air Loss Drain | 1.2198 | 1.2198 | 1.2198 | 1.2198 | 1.2198 | 1.2198 | 1.2198 | 1.5248 | 1.5248 | 1.5248 | No Air Loss Drain | 1.2198 | 1.2198 | 1.2198 | 1.2198 | 1.2198 | 1.2198 | 1.2198 | 1.5248 | 1.5248 | 1.5248
|  |  |  | Prescriptive | 150 | 155 | 160 | 175 | 180 | 185 | 190 | 195 | 200 | 205 | Prescriptive | per Project | 14712.7787 | 2.8436 | 2.5351 | Prescriptive | 2206.9168 | 2275.8952 | 2325.6622 | 2595.2641 | 2595.6254 | 2670.6815 | 2738.844 | 2808.1042 | 2856.1402 | 2960.691 | Prescriptive | 426.5415 | 439.2857 | 450.1861 | 515.4306 | 515.3943 | 528.6469 | 541.1771 | 553.8695 | 564.5551 | 580.5063 | Prescriptive | 380.2672 | 392.8807 | 403.781 | 443.8978 | 443.7307 | 456.8525 | 469.3827 | 481.9444 | 492.4991 | 507.5331 | Prescriptive | per project | 17627.6598 | 3.407 | 3.0374 | Prescriptive | 2644.149 | 2726.7933 | 2786.4201 | 3109.4352 | 3109.8682 | 3199.7943 | 3281.4611 | 3364.443 | 3421.9958 | 3547.2602 | Prescriptive | 511.0475 | 526.3166 | 539.3765 | 617.5472 | 617.5037 | 633.3818 | 648.3946 | 663.6016 | 676.4042 | 695.5156 | Prescriptive | 455.6054 | 470.7178 | 483.7777 | 531.8424 | 531.6422 | 547.3637 | 562.3764 | 577.4267 | 590.0726 | 608.0851
|  |  |  | Custom | 20 | 22 | 24 | 29 | 31 | 32 | 33 | 34 | 35 | 36 | Custom | per Project | 41119.2767 | 6.8135 | 6.8135 | Custom | 822.3855 | 904.6241 | 986.8626 | 1192.459 | 1274.6976 | 1315.8169 | 1356.9361 | 1398.0554 | 1439.1747 | 1480.294 | Custom | 136.2694 | 149.8963 | 163.5232 | 197.5906 | 211.2175 | 218.031 | 224.8445 | 231.6579 | 238.4714 | 245.2849 | Custom | 136.2694 | 149.8963 | 163.5232 | 197.5906 | 211.2175 | 218.031 | 224.8445 | 231.6579 | 238.4714 | 245.2849 | Custom | per project | 49265.7871 | 8.1633 | 8.1633 | Custom | 985.3157 | 1083.8473 | 1182.3789 | 1428.7078 | 1527.2394 | 1576.5052 | 1625.771 | 1675.0368 | 1724.3026 | 1773.5683 | Custom | 163.2669 | 179.5936 | 195.9203 | 236.737 | 253.0637 | 261.2271 | 269.3904 | 277.5538 | 285.7171 | 293.8805 | Custom | 163.2669 | 179.5936 | 195.9203 | 236.737 | 253.0637 | 261.2271 | 269.3904 | 277.5538 | 285.7171 | 293.8805
[20 empty] | Total | 3029.3023 | 3180.5193 | 3312.5249 | 3787.7231 | 3870.323 | 3986.4984 | 4095.7801 | 4206.1596 | 4295.3148 | 4440.985 | Total | 562.8109 | 589.1821 | 613.7094 | 713.0212 | 726.6119 | 746.6779 | 766.0216 | 785.5275 | 803.0265 | 825.7912 | Total | 516.5366 | 542.777 | 567.3043 | 641.4884 | 654.9483 | 674.8835 | 694.2272 | 713.6023 | 730.9705 | 752.818 | [5 empty] | Total | 3629.4647 | 3810.6406 | 3968.799 | 4538.1431 | 4637.1076 | 4776.2995 | 4907.232 | 5039.4798 | 5146.2984 | 5320.8285 | Total | 674.3144 | 705.9102 | 735.2969 | 854.2843 | 870.5675 | 894.6089 | 917.785 | 941.1554 | 962.1213 | 989.3961 | Total | 618.8723 | 650.3114 | 679.6981 | 768.5795 | 784.706 | 808.5907 | 831.7668 | 854.9805 | 875.7897 | 901.9656
Express Install
| Incentive per Unit |  |  | Estimated Participation | [15 empty] | Annual Net MWh Savings | [10 empty] | Annual Net Summer Peak kW Savings | [10 empty] | Annual Net Winter Peak kW Savings | [15 empty] | Annual Gross MWh Savings | [10 empty] | Annual Gross Summer Peak kW Savings | [10 empty] | Annual Gross Winter Peak kW Savings | [10 empty] | Estimated Budget | [10 empty] | Cost Effectiveness
|  | Unit | 2016 |  | 2016 | 2017 | 2018 | 2019 | 2020 | 2021 | 2022 | 2023 | 2024 | 2025 |  | Unit | Net kWh per Unit | Net Summer Peak kW per Unit | Net Winter Peak kW per Unit |  | 2016 | 2017 | 2018 | 2019 | 2020 | 2021 | 2022 | 2023 | 2024 | 2025 |  | 2016 | 2017 | 2018 | 2019 | 2020 | 2021 | 2022 | 2023 | 2024 | 2025 |  | 2016 | 2017 | 2018 | 2019 | 2020 | 2021 | 2022 | 2023 | 2024 | 2025 |  | Unit | Gross kWh Savings per Unit | Gross Summer Peak kW Savings per Unit | Gross Winter Peak kW Savings per Unit | Eligible Measure | 2016 | 2017 | 2018 | 2019 | 2020 | 2021 | 2022 | 2023 | 2024 | 2025 |  | 2016 | 2017 | 2018 | 2019 | 2020 | 2021 | 2022 | 2023 | 2024 | 2025 |  | 2016 | 2017 | 2018 | 2019 | 2020 | 2021 | 2022 | 2023 | 2024 | 2025 | Budget Categories | 2016 | 2017 | 2018 | 2019 | 2020 | 2021 | 2022 | 2023 | 2024 | 2025 |  | 2016 | 2017 | 2018 | 2019 | 2020 | 2021 | 2022 | 2023 | 2024 | 2025
| Express Install | per Customer | 70% of total cost | Express Install | 40 | 45 | 50 | 50 | 60 | 65 | 70 | 75 | 80 | 85 | Express Install | per Customer | 17771.0428 | 2.7997 | 2.7997 | Express Install | 710.8417 | 799.6969 | 888.5521 | 888.5521 | 1066.2626 | 1155.1178 | 1243.973 | 1332.8282 | 1421.6834 | 1510.5386 | Express Install | 111.9864 | 125.9847 | 139.983 | 139.983 | 167.9796 | 181.9779 | 195.9762 | 209.9745 | 223.9728 | 237.9711 | Express Install | 111.9864 | 125.9847 | 139.983 | 139.983 | 167.9796 | 181.9779 | 195.9762 | 209.9745 | 223.9728 | 237.9711 | Express Install | per project | 21291.8242 | 3.3543 | 3.3543 | Express Install | 851.673 | 958.1321 | 1064.5912 | 1064.5912 | 1277.5094 | 1383.9686 | 1490.4277 | 1596.8868 | 1703.3459 | 1809.8051 | Express Install | 134.173 | 150.9447 | 167.7163 | 167.7163 | 201.2596 | 218.0312 | 234.8028 | 251.5745 | 268.3461 | 285.1177 | Express Install | 134.173 | 150.9447 | 167.7163 | 167.7163 | 201.2596 | 218.0312 | 234.8028 | 251.5745 | 268.3461 | 285.1177 | Incentives | 148400 | 166950 | 185500 | 185500 | 222600 | 241150 | 259700 | 278250 | 296800 | 315350 | TRC Test | 1.0074 | 1.0572 | 1.0757 | 1.09 | 1.1057 | 1.1207 | 1.1351 | 1.1394 | 1.1443 | 1.1497
[91 empty] | Delivery | 199035.68 | 223915.14 | 248794.6 | 248794.6 | 298553.52 | 323432.98 | 348312.44 | 373191.9 | 398071.36 | 422950.82 | RIM Test | 0.45613 | 0.46395 | 0.46441 | 0.4631 | 0.46189 | 0.46043 | 0.45856 | 0.45259 | 0.44685 | 0.44128
[91 empty] | Marketing | 27794.85 | 31269.21 | 34743.57 | 34743.57 | 41692.28 | 45166.64 | 48641 | 52115.35 | 55589.71 | 59064.07 | Utility Cost Test | 1.0775 | 1.1331 | 1.153 | 1.1683 | 1.1853 | 1.2014 | 1.2168 | 1.2215 | 1.2268 | 1.2326
[91 empty] | IT Reporting | 15000 | 3750 | 3750 | 3750 | 3750 | 3750 | 3750 | 3750 | 3750 | 3750 | Participant Cost Test | 7.0043 | 7.1646 | 7.329 | 7.4978 | 7.6709 | 7.8485 | 8.0306 | 8.2176 | 8.4095 | 8.6064
[91 empty] | Evaluation | 19511.53 | 21294.22 | 23639.41 | 23639.41 | 28329.79 | 30674.98 | 33020.17 | 35365.36 | 37710.55 | 40055.74
[91 empty] | Total | 409742.06 | 447178.57 | 496427.58 | 496427.58 | 594925.59 | 644174.6 | 693423.61 | 742672.61 | 791921.62 | 841170.63
New Construction
| Incentive per Unit |  |  | Estimated Participation | [15 empty] | Annual Net MWh Savings | [10 empty] | Annual Net Summer Peak kW Savings | [10 empty] | Annual Net Winter Peak kW Savings | [15 empty] | Annual Gross MWh Savings | [10 empty] | Annual Gross Summer Peak kW Savings | [10 empty] | Annual Gross Winter Peak kW Savings | [10 empty] | Estimated Budget | [10 empty] | Cost Effectiveness
|  | Unit | 2016 |  | 2016 | 2017 | 2018 | 2019 | 2020 | 2021 | 2022 | 2023 | 2024 | 2025 |  | Unit | Net kWh per Unit | Net Summer Peak kW per Unit | Net Winter Peak kW per Unit |  | 2016 | 2017 | 2018 | 2019 | 2020 | 2021 | 2022 | 2023 | 2024 | 2025 |  | 2016 | 2017 | 2018 | 2019 | 2020 | 2021 | 2022 | 2023 | 2024 | 2025 |  | 2016 | 2017 | 2018 | 2019 | 2020 | 2021 | 2022 | 2023 | 2024 | 2025 |  | Unit | Gross kWh Savings per Unit | Gross Summer Peak kW Savings per Unit | Gross Winter Peak kW Savings per Unit | Eligible Measure | 2016 | 2017 | 2018 | 2019 | 2020 | 2021 | 2022 | 2023 | 2024 | 2025 |  | 2016 | 2017 | 2018 | 2019 | 2020 | 2021 | 2022 | 2023 | 2024 | 2025 |  | 2016 | 2017 | 2018 | 2019 | 2020 | 2021 | 2022 | 2023 | 2024 | 2025 |  | 2016 | 2017 | 2018 | 2019 | 2020 | 2021 | 2022 | 2023 | 2024 | 2025 |  | 2016 | 2017 | 2018 | 2019 | 2020 | 2021 | 2022 | 2023 | 2024 | 2025
| New Construction | per Customer | 0.08 | New Construction | 8 | 8 | 8 | 8 | 8 | 8 | 8 | 8 | 8 | 8 | New Construction | per Customer | 27110.6011 | 7.1297 | 4.4772 | New Construction | 216.8848 | 216.8848 | 216.8848 | 216.8848 | 216.8848 | 216.8848 | 216.8848 | 216.8848 | 216.8848 | 216.8848 | New Construction | 57.0374 | 57.0374 | 57.0374 | 57.0374 | 57.0374 | 57.0374 | 57.0374 | 57.0374 | 57.0374 | 57.0374 | New Construction | 35.8174 | 35.8174 | 35.8174 | 35.8174 | 35.8174 | 35.8174 | 35.8174 | 35.8174 | 35.8174 | 35.8174 | New Construction | per project | 32481.7265 | 8.5422 | 5.3642 | New Construction | 259.8538 | 259.8538 | 259.8538 | 259.8538 | 259.8538 | 259.8538 | 259.8538 | 259.8538 | 259.8538 | 259.8538 | New Construction | 68.3376 | 68.3376 | 68.3376 | 68.3376 | 68.3376 | 68.3376 | 68.3376 | 68.3376 | 68.3376 | 68.3376 | New Construction | 42.9135 | 42.9135 | 42.9135 | 42.9135 | 42.9135 | 42.9135 | 42.9135 | 42.9135 | 42.9135 | 42.9135 | Incentives | 17350.78 | 17350.78 | 17350.78 | 17350.78 | 17350.78 | 17350.78 | 17350.78 | 17350.78 | 17350.78 | 17350.78 | TRC Test | 1.2371 | 1.4065 | 1.4364 | 1.4583 | 1.4799 | 1.5013 | 1.5217 | 1.5301 | 1.5388 | 1.5477
[91 empty] | Delivery | 32532.72 | 32532.72 | 32532.72 | 32532.72 | 32532.72 | 32532.72 | 32532.72 | 32532.72 | 32532.72 | 32532.72 | RIM Test | 0.613 | 0.64808 | 0.64894 | 0.64588 | 0.64246 | 0.63875 | 0.63446 | 0.62506 | 0.61585 | 0.60673
[91 empty] | Marketing | 5986.02 | 5986.02 | 5986.02 | 5986.02 | 5986.02 | 5986.02 | 5986.02 | 5986.02 | 5986.02 | 5986.02 | Utility Cost Test | 2.016 | 2.459 | 2.5114 | 2.5497 | 2.5874 | 2.6248 | 2.6606 | 2.6752 | 2.6904 | 2.7059
[91 empty] | IT Reporting | 15000 | 3750 | 3750 | 3750 | 3750 | 3750 | 3750 | 3750 | 3750 | 3750 | Participant Cost Test | 5.455 | 5.5898 | 5.7281 | 5.87 | 6.0156 | 6.1649 | 6.3181 | 6.4753 | 6.6367 | 6.8023
[91 empty] | Evaluation | 3543.48 | 2980.98 | 2980.98 | 2980.98 | 2980.98 | 2980.98 | 2980.98 | 2980.98 | 2980.98 | 2980.98
[91 empty] | Total | 74413 | 62600.5 | 62600.5 | 62600.5 | 62600.5 | 62600.5 | 62600.5 | 62600.5 | 62600.5 | 62600.5
School Energy Manager
| Incentive per Unit |  |  | Estimated Participation | [15 empty] | Annual Net MWh Savings | [10 empty] | Annual Net Summer Peak kW Savings | [10 empty] | Annual Net Winter Peak kW Savings | [15 empty] | Annual Gross MWh Savings | [10 empty] | Annual Gross Summer Peak kW Savings | [10 empty] | Annual Gross Winter Peak kW Savings | [10 empty] | Estimated Budget | [10 empty] | Cost Effectiveness
|  | Unit | 2016 |  | 2016 | 2017 | 2018 | 2019 | 2020 | 2021 | 2022 | 2023 | 2024 | 2025 |  | Unit | Net kWh per Unit | Net Summer Peak kW per Unit | Net Winter Peak kW per Unit |  | 2016 | 2017 | 2018 | 2019 | 2020 | 2021 | 2022 | 2023 | 2024 | 2025 |  | 2016 | 2017 | 2018 | 2019 | 2020 | 2021 | 2022 | 2023 | 2024 | 2025 |  | 2016 | 2017 | 2018 | 2019 | 2020 | 2021 | 2022 | 2023 | 2024 | 2025 |  | Unit | Gross kWh Savings per Unit | Gross Summer Peak kW Savings per Unit | Gross Winter Peak kW Savings per Unit | Eligible Measure | 2016 | 2017 | 2018 | 2019 | 2020 | 2021 | 2022 | 2023 | 2024 | 2025 |  | 2016 | 2017 | 2018 | 2019 | 2020 | 2021 | 2022 | 2023 | 2024 | 2025 |  | 2016 | 2017 | 2018 | 2019 | 2020 | 2021 | 2022 | 2023 | 2024 | 2025 |  | 2016 | 2017 | 2018 | 2019 | 2020 | 2021 | 2022 | 2023 | 2024 | 2025 |  | 2016 | 2017 | 2018 | 2019 | 2020 | 2021 | 2022 | 2023 | 2024 | 2025
| School Energy Manager | per School District | n/a | School Energy Manager | 20 | 20 | 20 | 20 | 20 | 20 | 20 | 20 | 20 | 20 | School Energy Manager | per School District | 27910 | 10.06 | 10.06 | School Energy Manager | 558.2 | 558.2 | 558.2 | 558.2 | 558.2 | 558.2 | 558.2 | 558.2 | 558.2 | 558.2 | School Energy Manager | 201.2 | 201.2 | 201.2 | 201.2 | 201.2 | 201.2 | 201.2 | 201.2 | 201.2 | 201.2 | School Energy Manager | 201.2 | 201.2 | 201.2 | 201.2 | 201.2 | 201.2 | 201.2 | 201.2 | 201.2 | 201.2 | School Energy Manager | per School District | 27910 | 10.06 | 10.06 | School Energy Manager | 558.2 | 558.2 | 558.2 | 558.2 | 558.2 | 558.2 | 558.2 | 558.2 | 558.2 | 558.2 | School Energy Manager | 201.2 | 201.2 | 201.2 | 201.2 | 201.2 | 201.2 | 201.2 | 201.2 | 201.2 | 201.2 | School Energy Manager | 201.2 | 201.2 | 201.2 | 201.2 | 201.2 | 201.2 | 201.2 | 201.2 | 201.2 | 201.2 | Delivery | 200000 | 200000 | 200000 | 200000 | 200000 | 200000 | 200000 | 200000 | 200000 | 200000 | TRC Test | 1.0095 | 1.0503 | 1.0851 | 1.1092 | 1.1338 | 1.1562 | 1.1763 | 1.1842 | 1.1906 | 1.1934
[91 empty] | IT Reporting | 15000 | 15000 | 15000 | 15000 | 15000 | 15000 | 15000 | 15000 | 15000 | 15000 | RIM Test | 0.57611 | 0.58995 | 0.59977 | 0.60324 | 0.60657 | 0.6084 | 0.60867 | 0.60248 | 0.59552 | 0.58671
[91 empty] | Evaluation | 10750 | 10750 | 10750 | 10750 | 10750 | 10750 | 10750 | 10750 | 10750 | 10750 | Utility Cost Test | 1.412 | 1.4691 | 1.5177 | 1.5515 | 1.5858 | 1.6172 | 1.6452 | 1.6563 | 1.6653 | 1.6692
[91 empty] | Total | 225750 | 225750 | 225750 | 225750 | 225750 | 225750 | 225750 | 225750 | 225750 | 225750 | Participant Cost Test | 5.9485 | 6.1033 | 6.2619 | 6.4247 | 6.5916 | 6.763 | 6.9388 | 7.1192 | 7.3043 | 7.4943
Bid For Efficiency
| Incentive per Unit |  |  | Estimated Participation | [15 empty] | Annual Net MWh Savings | [10 empty] | Annual Net Summer Peak kW Savings | [10 empty] | Annual Net Winter Peak kW Savings | [15 empty] | Annual Gross MWh Savings | [10 empty] | Annual Gross Summer Peak kW Savings | [10 empty] | Annual Gross Winter Peak kW Savings | [10 empty] | Estimated Budget | [10 empty] | Cost Effectiveness
|  | Unit | 2016 |  | 2016 | 2017 | 2018 | 2019 | 2020 | 2021 | 2022 | 2023 | 2024 | 2025 |  | Unit | Net kWh per Unit | Net Summer Peak kW per Unit | Net Winter Peak kW per Unit |  | 2016 | 2017 | 2018 | 2019 | 2020 | 2021 | 2022 | 2023 | 2024 | 2025 |  | 2016 | 2017 | 2018 | 2019 | 2020 | 2021 | 2022 | 2023 | 2024 | 2025 |  | 2016 | 2017 | 2018 | 2019 | 2020 | 2021 | 2022 | 2023 | 2024 | 2025 |  | Unit | Gross kWh Savings per Unit | Gross Summer Peak kW Savings per Unit | Gross Winter Peak kW Savings per Unit | Eligible Measure | 2016 | 2017 | 2018 | 2019 | 2020 | 2021 | 2022 | 2023 | 2024 | 2025 |  | 2016 | 2017 | 2018 | 2019 | 2020 | 2021 | 2022 | 2023 | 2024 | 2025 |  | 2016 | 2017 | 2018 | 2019 | 2020 | 2021 | 2022 | 2023 | 2024 | 2025 |  | 2016 | 2017 | 2018 | 2019 | 2020 | 2021 | 2022 | 2023 | 2024 | 2025 |  | 2016 | 2017 | 2018 | 2019 | 2020 | 2021 | 2022 | 2023 | 2024 | 2025
| Bid For Efficiency | per RFP | 0.08 | Bid For Efficiency | 0 | 1 | 1 | 1 | 1 | 1 | 1 | 1 | 1 | 1 | Bid For Efficiency | per RFP | 2318765.3333 | 264.6992 | 264.6992 | Bid For Efficiency | 0 | 2318.7653 | 2318.7653 | 2318.7653 | 2318.7653 | 2318.7653 | 2318.7653 | 2318.7653 | 2318.7653 | 2318.7653 | Bid For Efficiency | 0 | 264.6992 | 264.6992 | 264.6992 | 264.6992 | 264.6992 | 264.6992 | 264.6992 | 264.6992 | 264.6992 | Bid For Efficiency | 0 | 264.6992 | 264.6992 | 264.6992 | 264.6992 | 264.6992 | 264.6992 | 264.6992 | 264.6992 | 264.6992 | Bid For Efficiency | per RFP | 2318765.3333 | 264.6992 | 264.6992 | Bid For Efficiency | 0 | 2318.7653 | 2318.7653 | 2318.7653 | 2318.7653 | 2318.7653 | 2318.7653 | 2318.7653 | 2318.7653 | 2318.7653 | Bid For Efficiency | 0 | 264.6992 | 264.6992 | 264.6992 | 264.6992 | 264.6992 | 264.6992 | 264.6992 | 264.6992 | 264.6992 | Bid For Efficiency | 0 | 264.6992 | 264.6992 | 264.6992 | 264.6992 | 264.6992 | 264.6992 | 264.6992 | 264.6992 | 264.6992 | Incentives | 0 | 185501.23 | 185501.23 | 185501.23 | 185501.23 | 185501.23 | 185501.23 | 185501.23 | 185501.23 | 185501.23 | TRC Test | 0 | 2.7592 | 2.813 | 2.8593 | 2.91 | 2.9569 | 2.9987 | 3.003 | 3.0066 | 3.0023
[91 empty] | Delivery | 231876.53 | 231876.53 | 231876.53 | 231876.53 | 231876.53 | 231876.53 | 231876.53 | 231876.53 | 231876.53 | 231876.53 | RIM Test | 0 | 0.5671 | 0.56686 | 0.56483 | 0.56346 | 0.56112 | 0.55763 | 0.54714 | 0.53665 | 0.52492
[91 empty] | Marketing | 33390.22 | 33390.22 | 33390.22 | 33390.22 | 33390.22 | 33390.22 | 33390.22 | 33390.22 | 33390.22 | 33390.22 | Utility Cost Test | 0 | 2.1568 | 2.1988 | 2.235 | 2.2747 | 2.3113 | 2.344 | 2.3474 | 2.3502 | 2.3468
[91 empty] | IT Reporting | 24000 | 24000 | 24000 | 24000 | 24000 | 24000 | 24000 | 24000 | 24000 | 24000 | Participant Cost Test | n/a | 32.1825 | 32.9563 | 33.7499 | 34.5641 | 35.3998 | 36.2572 | 37.1366 | 38.0396 | 38.9662
[91 empty] | Evaluation | 14463.34 | 23738.4 | 23738.4 | 23738.4 | 23738.4 | 23738.4 | 23738.4 | 23738.4 | 23738.4 | 23738.4
[91 empty] | Total | 303730.09 | 498506.38 | 498506.38 | 498506.38 | 498506.38 | 498506.38 | 498506.38 | 498506.38 | 498506.38 | 498506.38
Retrocommissioning
| Incentive per Unit |  |  | Estimated Participation | [15 empty] | Annual Net MWh Savings | [10 empty] | Annual Net Summer Peak kW Savings | [10 empty] | Annual Net Winter Peak kW Savings | [15 empty] | Annual Gross MWh Savings | [10 empty] | Annual Gross Summer Peak kW Savings | [10 empty] | Annual Gross Winter Peak kW Savings | [10 empty] | Estimated Budget | [10 empty] | Cost Effectiveness
|  | Unit | 2016 |  | 2016 | 2017 | 2018 | 2019 | 2020 | 2021 | 2022 | 2023 | 2024 | 2025 |  | Unit | Net kWh per Unit | Net Summer Peak kW per Unit | Net Winter Peak kW per Unit |  | 2016 | 2017 | 2018 | 2019 | 2020 | 2021 | 2022 | 2023 | 2024 | 2025 |  | 2016 | 2017 | 2018 | 2019 | 2020 | 2021 | 2022 | 2023 | 2024 | 2025 |  | 2016 | 2017 | 2018 | 2019 | 2020 | 2021 | 2022 | 2023 | 2024 | 2025 |  | Unit | Gross kWh Savings per Unit | Gross Summer Peak kW Savings per Unit | Gross Winter Peak kW Savings per Unit | Eligible Measure | 2016 | 2017 | 2018 | 2019 | 2020 | 2021 | 2022 | 2023 | 2024 | 2025 |  | 2016 | 2017 | 2018 | 2019 | 2020 | 2021 | 2022 | 2023 | 2024 | 2025 |  | 2016 | 2017 | 2018 | 2019 | 2020 | 2021 | 2022 | 2023 | 2024 | 2025 |  | 2016 | 2017 | 2018 | 2019 | 2020 | 2021 | 2022 | 2023 | 2024 | 2025 |  | 2016 | 2017 | 2018 | 2019 | 2020 | 2021 | 2022 | 2023 | 2024 | 2025
| RCx Lite | per kWh Saved | 0.12 | RCx Lite | 5 | 5 | 5 | 6 | 6 | 6 | 8 | 8 | 8 | 8 | RCx Lite | per kWh Saved | 138804.361 | 17.4007 | 17.4007 | RCx Lite | 694.0218 | 694.0218 | 694.0218 | 832.8262 | 832.8262 | 832.8262 | 1110.4349 | 1110.4349 | 1110.4349 | 1110.4349 | RCx Lite | 87.0035 | 87.0035 | 87.0035 | 104.4042 | 104.4042 | 104.4042 | 139.2056 | 139.2056 | 139.2056 | 139.2056 | RCx Lite | 87.0035 | 87.0035 | 87.0035 | 104.4042 | 104.4042 | 104.4042 | 139.2056 | 139.2056 | 139.2056 | 139.2056 | RCx Lite | per kWh Saved | 166304.1436 | 20.8481 | 20.8481 | RCx Lite | 831.5207 | 831.5207 | 831.5207 | 997.8249 | 997.8249 | 997.8249 | 1330.4331 | 1330.4331 | 1330.4331 | 1330.4331 | RCx Lite | 104.2406 | 104.2406 | 104.2406 | 125.0887 | 125.0887 | 125.0887 | 166.7849 | 166.7849 | 166.7849 | 166.7849 | RCx Lite | 104.2406 | 104.2406 | 104.2406 | 125.0887 | 125.0887 | 125.0887 | 166.7849 | 166.7849 | 166.7849 | 166.7849 | Incentives | 83282.62 | 83282.62 | 83282.62 | 99939.14 | 99939.14 | 99939.14 | 133252.19 | 133252.19 | 133252.19 | 133252.19 | TRC Test | 1.1314 | 1.1574 | 1.1949 | 1.2351 | 1.2719 | 1.3081 | 1.353 | 1.3595 | 1.3644 | 1.3674
| RCx Standard | per kWh Saved | 0.08 | RCx Standard | 0 | 0 | 0 | 0 | 0 | 0 | 0 | 0 | 0 | 0 | RCx Standard | per kWh Saved | #DIV/0! | #DIV/0! | #DIV/0! | RCx Standard | 0 | 0 | 0 | 0 | 0 | 0 | 0 | 0 | 0 | 0 | RCx Standard | 0 | 0 | 0 | 0 | 0 | 0 | 0 | 0 | 0 | 0 | RCx Standard | 0 | 0 | 0 | 0 | 0 | 0 | 0 | 0 | 0 | 0 | RCx Standard | per kWh Saved | #DIV/0! | #DIV/0! | #DIV/0! | RCx Standard | 0 | 0 | 0 | 0 | 0 | 0 | 0 | 0 | 0 | 0 | RCx Standard | 0 | 0 | 0 | 0 | 0 | 0 | 0 | 0 | 0 | 0 | RCx Standard | 0 | 0 | 0 | 0 | 0 | 0 | 0 | 0 | 0 | 0 | Delivery | 111043.49 | 111043.49 | 111043.49 | 133252.19 | 133252.19 | 133252.19 | 177669.58 | 177669.58 | 177669.58 | 177669.58 | RIM Test | 0.39759 | 0.40119 | 0.40848 | 0.4145 | 0.42077 | 0.42657 | 0.43233 | 0.42799 | 0.42313 | 0.41769
[91 empty] | Marketing | 9716.31 | 9716.31 | 9716.31 | 11659.57 | 11659.57 | 11659.57 | 15546.09 | 15546.09 | 15546.09 | 15546.09 | Utility Cost Test | 0.81121 | 0.82984 | 0.85674 | 0.88391 | 0.91018 | 0.93615 | 0.96597 | 0.97056 | 0.97407 | 0.97625
[91 empty] | IT Reporting | 6000 | 6000 | 6000 | 6000 | 6000 | 6000 | 6000 | 6000 | 6000 | 6000 | Participant Cost Test | 25.5738 | 26.1354 | 26.7109 | 27.3012 | 27.9066 | 28.5284 | 29.1665 | 29.8212 | 30.4926 | 31.1821
[91 empty] | Evaluation | 10502.12 | 10502.12 | 10502.12 | 12542.55 | 12542.55 | 12542.55 | 16623.39 | 16623.39 | 16623.39 | 16623.39
[91 empty] | Total | 220544.54 | 220544.54 | 220544.54 | 263393.45 | 263393.45 | 263393.45 | 349091.25 | 349091.25 | 349091.25 | 349091.25
Retrocommissioning
| Incentive per Unit |  |  | Estimated Participation | [15 empty] | Annual Net MWh Savings | [10 empty] | Annual Net Summer Peak kW Savings | [10 empty] | Annual Net Winter Peak kW Savings | [15 empty] | Annual Gross MWh Savings | [10 empty] | Annual Gross Summer Peak kW Savings | [10 empty] | Annual Gross Winter Peak kW Savings | [10 empty] | Estimated Budget | [10 empty] | Cost Effectiveness
|  | Unit | 2016 |  | 2016 | 2017 | 2018 | 2019 | 2020 | 2021 | 2022 | 2023 | 2024 | 2025 |  | Unit | Net kWh per Unit | Net Summer Peak kW per Unit | Net Winter Peak kW per Unit |  | 2016 | 2017 | 2018 | 2019 | 2020 | 2021 | 2022 | 2023 | 2024 | 2025 |  | 2016 | 2017 | 2018 | 2019 | 2020 | 2021 | 2022 | 2023 | 2024 | 2025 |  | 2016 | 2017 | 2018 | 2019 | 2020 | 2021 | 2022 | 2023 | 2024 | 2025 |  | Unit | Gross kWh Savings per Unit | Gross Summer Peak kW Savings per Unit | Gross Winter Peak kW Savings per Unit | Eligible Measure | 2016 | 2017 | 2018 | 2019 | 2020 | 2021 | 2022 | 2023 | 2024 | 2025 |  | 2016 | 2017 | 2018 | 2019 | 2020 | 2021 | 2022 | 2023 | 2024 | 2025 |  | 2016 | 2017 | 2018 | 2019 | 2020 | 2021 | 2022 | 2023 | 2024 | 2025 |  | 2016 | 2017 | 2018 | 2019 | 2020 | 2021 | 2022 | 2023 | 2024 | 2025 |  | 2016 | 2017 | 2018 | 2019 | 2020 | 2021 | 2022 | 2023 | 2024 | 2025
| Retrocommissioning (Large Customer) | per kWh Saved | 0.08 | Industrial Customer | 0 | 0 | 0 | 0 | 0 | 0 | 0 | 0 | 0 | 0 | Industrial Customer | per kWh Saved | #DIV/0! | #DIV/0! | #DIV/0! | Industrial Customer | 0 | 0 | 0 | 0 | 0 | 0 | 0 | 0 | 0 | 0 | Industrial Customer | 0 | 0 | 0 | 0 | 0 | 0 | 0 | 0 | 0 | 0 | Industrial Customer | 0 | 0 | 0 | 0 | 0 | 0 | 0 | 0 | 0 | 0 | Industrial Customer | per kWh Saved | #DIV/0! | #DIV/0! | #DIV/0! | Industrial Customer | 0 | 0 | 0 | 0 | 0 | 0 | 0 | 0 | 0 | 0 | Industrial Customer | 0 | 0 | 0 | 0 | 0 | 0 | 0 | 0 | 0 | 0 | Industrial Customer | 0 | 0 | 0 | 0 | 0 | 0 | 0 | 0 | 0 | 0 | Incentives | 0 | 0 | 0 | 0 | 0 | 0 | 0 | 0 | 0 | 0 | TRC Test | n/a | n/a | n/a | n/a | n/a | n/a | n/a | n/a | n/a | n/a
| Retrocommissioning (Mid-Sized Customer) | per kWh Saved | 0.12 | [87 empty] | Delivery | 0 | 0 | 0 | 0 | 0 | 0 | 0 | 0 | 0 | 0 | RIM Test | n/a | n/a | n/a | n/a | n/a | n/a | n/a | n/a | n/a | n/a
[91 empty] | Marketing | 0 | 0 | 0 | 0 | 0 | 0 | 0 | 0 | 0 | 0 | Utility Cost Test | n/a | n/a | n/a | n/a | n/a | n/a | n/a | n/a | n/a | n/a
[91 empty] | IT Reporting | 0 | 0 | 0 | 0 | 0 | 0 | 0 | 0 | 0 | 0 | Participant Cost Test | n/a | n/a | n/a | n/a | n/a | n/a | n/a | n/a | n/a | n/a
[91 empty] | Evaluation | 0 | 0 | 0 | 0 | 0 | 0 | 0 | 0 | 0 | 0
[91 empty] | Total | 0 | 0 | 0 | 0 | 0 | 0 | 0 | 0 | 0 | 0

## Programs
| Mid | [102 empty] | 567187.5
[24 empty] | 0.20811 | [59 empty] | 24.36% | [19 empty] | 49.81% | [9 empty] | 8.691% | [9 empty] | 7.175% | [9 empty] | 4.852% | [9 empty] | 0.4625% | [9 empty] | 4.646%
|  |  |  | Incremental Installations | [9 empty] | Incremental Participants | [9 empty] | Gross Incremental Energy Savings (kWh) | [9 empty] | Gross Incremental Summer Demand Savings (Peak kW) | [9 empty] | Gross Incremental Demand Winter Savings (Peak kW) | [9 empty] | Net Incremental Energy Savings (kWh) | [9 empty] | Net Incremental Summer Peak kW Savings | [9 empty] | Net Incremental Winter Peak kW Savings | [9 empty] | Total Incentive Costs | [9 empty] | Total Non-Incentives | [9 empty] | Delivery | [9 empty] | Measure Costs | [9 empty] | Marketing | [9 empty] | IT Reporting | [9 empty] | Vendor Incentives | [9 empty] | Evaluation | [9 empty] | Total Budget | [14 empty] | TRC Ratio | [9 empty] | Utility Cost Test | [9 empty] | Participant Cost Test | [9 empty] | Ratepayer Impact Measure Test
| Sector | Program | Tier | 2016 | 2017 | 2018 | 2019 | 2020 | 2021 | 2022 | 2023 | 2024 | 2025 | 2016 | 2017 | 2018 | 2019 | 2020 | 2021 | 2022 | 2023 | 2024 | 2025 | 2016 | 2017 | 2018 | 2019 | 2020 | 2021 | 2022 | 2023 | 2024 | 2025 | 2016 | 2017 | 2018 | 2019 | 2020 | 2021 | 2022 | 2023 | 2024 | 2025 | 2016 | 2017 | 2018 | 2019 | 2020 | 2021 | 2022 | 2023 | 2024 | 2025 | 2016 | 2017 | 2018 | 2019 | 2020 | 2021 | 2022 | 2023 | 2024 | 2025 | 2016 | 2017 | 2018 | 2019 | 2020 | 2021 | 2022 | 2023 | 2024 | 2025 | 2016 | 2017 | 2018 | 2019 | 2020 | 2021 | 2022 | 2023 | 2024 | 2025 | 2016 | 2017 | 2018 | 2019 | 2020 | 2021 | 2022 | 2023 | 2024 | 2025 | 2016 | 2017 | 2018 | 2019 | 2020 | 2021 | 2022 | 2023 | 2024 | 2025 | 2016 | 2017 | 2018 | 2019 | 2020 | 2021 | 2022 | 2023 | 2024 | 2025 | 2016 | 2017 | 2018 | 2019 | 2020 | 2021 | 2022 | 2023 | 2024 | 2025 | 2016 | 2017 | 2018 | 2019 | 2020 | 2021 | 2022 | 2023 | 2024 | 2025 | 2016 | 2017 | 2018 | 2019 | 2020 | 2021 | 2022 | 2023 | 2024 | 2025 | 2016 | 2017 | 2018 | 2019 | 2020 | 2021 | 2022 | 2023 | 2024 | 2025 | 2016 | 2017 | 2018 | 2019 | 2020 | 2021 | 2022 | 2023 | 2024 | 2025 | 2016 | 2017 | 2018 | 2019 | 2020 | 2021 | 2022 | 2023 | 2024 | 2025 | Delivery | Marketing | IT Reporting | Vendor Incentive | Eval | 2016 | 2017 | 2018 | 2019 | 2020 | 2021 | 2022 | 2023 | 2024 | 2025 | 2016 | 2017 | 2018 | 2019 | 2020 | 2021 | 2022 | 2023 | 2024 | 2025 | 2016 | 2017 | 2018 | 2019 | 2020 | 2021 | 2022 | 2023 | 2024 | 2025 | 2016 | 2017 | 2018 | 2019 | 2020 | 2021 | 2022 | 2023 | 2024 | 2025
|  |  |  | 674222.75 | 681612 | 678009 | 664720.75 | 349398.25 | 361315.75 | 368848.25 | 377649.5 | 386176 | 393828.5 | 117175 | 121450 | 120105 | 118062 | 77734 | 78414 | 78806 | 79236 | 79616 | 80006 | 29710196.8102 | 34646795.4997 | 34930655.0085 | 35490491.0604 | 28028321.3507 | 28499121.0452 | 29249123.8676 | 29689488.996 | 30087294.3704 | 30547540.4648 | 4316.8248 | 5605.8206 | 5670.7935 | 5796.7192 | 5091.0353 | 5167.3924 | 5280.3128 | 5353.5428 | 5419.7134 | 5494.4701 | 4569.8442 | 5890.162 | 5974.8612 | 6086.1824 | 5406.6044 | 5491.2642 | 5607.211 | 5688.0605 | 5761.2084 | 5838.2267 | 25931975.5192 | 30760208.0215 | 30996527.2091 | 31474552.382 | 25567074.5123 | 25938397.1291 | 26544023.1271 | 26890097.0167 | 27204863.027 | 27568561.4351 | 3777.288 | 5034.0445 | 5085.8677 | 5192.0527 | 4632.1447 | 4691.3265 | 4781.4959 | 4838.0756 | 4889.4159 | 4947.6679 | 4038.4484 | 5326.4892 | 5397.3819 | 5493.205 | 4962.4365 | 5030.1894 | 5124.3938 | 5188.8971 | 5248.4952 | 5310.1819 | 1506361.24 | 1749619.56 | 1811238.64 | 1889694.87 | 1644513.96 | 1718968.5 | 1819121.09 | 1886958.63 | 1949988.17 | 2018103.72 | 4676769.33 | 4611342.2 | 4724304.8 | 4846633.74 | 4526211.03 | 4619593.95 | 4759077.68 | 4848951.92 | 4930895.21 | 5019384.24 | 3079898.42 | 3156132.88 | 3222067.34 | 3299161.04 | 3034034.96 | 3097959.42 | 3201901.27 | 3263085.73 | 3319430.19 | 3379754.65 | 537357.54 | 561022.54 | 579727.54 | 597950.04 | 562230.04 | 567690.04 | 572987.54 | 578437.54 | 583382.54 | 589005.04 | 443621.4 | 459076.66 | 475536.39 | 491437.93 | 500594.8 | 513651.01 | 530034.15 | 542813.84 | 554614.21 | 567248.91 | 300000 | 108750 | 108750 | 108750 | 105000 | 105000 | 105000 | 105000 | 105000 | 105000 | 28600 | 30600 | 34150 | 35700 | 37650 | 40600 | 43050 | 46000 | 47950 | 50400 | 287291.97 | 295760.12 | 304073.53 | 313634.73 | 286701.23 | 294693.48 | 306104.72 | 313614.81 | 320518.27 | 327975.64 | 6183130.57 | 6360961.76 | 6535543.44 | 6736328.61 | 6170724.99 | 6338562.45 | 6578198.77 | 6735910.55 | 6880883.38 | 7037487.96 | [5 empty] | 1.3331 | 1.5895 | 1.6278 | 1.6581 | 1.655 | 1.6956 | 1.7318 | 1.7418 | 1.7515 | 1.7602 | 1.5425 | 1.8111 | 1.8535 | 1.8918 | 1.7789 | 1.8217 | 1.8534 | 1.8649 | 1.8756 | 1.886 | 9.3351 | 10.465 | 10.7507 | 10.937 | 13.2447 | 13.4862 | 13.7908 | 14.0365 | 14.2959 | 14.5399 | 0.42267 | 0.44846 | 0.44945 | 0.45061 | 0.43852 | 0.43955 | 0.44022 | 0.43369 | 0.42733 | 0.42118
Residential_Residential Total_ | Residential | Residential Total |  | 667445.75 | 674625 | 670843 | 656624.75 | 341694.25 | 353412.75 | 360739.25 | 369347.5 | 377712 | 385140.5 | 116932 | 121194 | 119837 | 117773 | 77428 | 78097 | 78476 | 78895 | 79264 | 79643 | 23579484.5999 | 25909682.9447 | 25928924.9092 | 25753112.7874 | 17979060.3327 | 18204208.9586 | 18384211.8428 | 18585870.0866 | 18770397.7763 | 18949654.5756 | 3134.5592 | 4110.4883 | 4129.303 | 4115.3931 | 3359.8827 | 3395.4268 | 3426.7033 | 3459.7912 | 3488.2243 | 3518.9345 | 3468.4447 | 4475.8525 | 4514.3935 | 4515.9852 | 3786.7374 | 3830.7408 | 3865.0437 | 3905.9078 | 3941.4749 | 3975.5457 | 20722724.8621 | 22992119.8772 | 23007578.2473 | 22871600.8315 | 16703812.6402 | 16870104.6495 | 16999984.9717 | 17146824.1588 | 17283579.7354 | 17412752.7811 | 2757.2498 | 3708.9376 | 3722.2352 | 3711.7077 | 3110.2124 | 3135.3299 | 3157.3558 | 3180.4313 | 3200.2743 | 3221.7634 | 3085.9044 | 4069.0073 | 4101.3744 | 4105.6127 | 3533.3877 | 3567.2072 | 3593.2681 | 3624.398 | 3652.6296 | 3678.4704 | 864396 | 886688 | 915680 | 914430 | 628122 | 670256 | 704656 | 740248 | 774190 | 808190 | 3077423.93 | 3051029.89 | 3121904.23 | 3163426.98 | 2797691.08 | 2848924.75 | 2893631.75 | 2941638.96 | 2983544.55 | 3028509.81 | 2023050 | 2064825 | 2097500 | 2111675 | 1811450 | 1842025 | 1868000 | 1896075 | 1920550 | 1946525 | 537357.54 | 561022.54 | 579727.54 | 597950.04 | 562230.04 | 567690.04 | 572987.54 | 578437.54 | 583382.54 | 589005.04 | 162710.65 | 172571.95 | 183760.75 | 189418.25 | 192477.05 | 200279.65 | 207497.15 | 215048.45 | 221972.25 | 229129.75 | 138000 | 34500 | 34500 | 34500 | 30750 | 30750 | 30750 | 30750 | 30750 | 30750 | 28600 | 30600 | 34150 | 35700 | 37650 | 40600 | 43050 | 46000 | 47950 | 50400 | 187705.74 | 187510.4 | 192265.94 | 194183.69 | 163133.99 | 167580.06 | 171347.06 | 175327.97 | 178939.76 | 182700.02 | 3941819.93 | 3937717.89 | 4037584.23 | 4077856.98 | 3425813.08 | 3519180.75 | 3598287.75 | 3681886.96 | 3757734.55 | 3836699.81 | [5 empty] | 1.4745 | 1.6278 | 1.6715 | 1.7036 | 1.6858 | 1.7449 | 1.7953 | 1.8135 | 1.831 | 1.8449 | 1.67 | 1.8454 | 1.8894 | 1.9197 | 1.6925 | 1.7483 | 1.7981 | 1.8153 | 1.8317 | 1.8447 | 11.2976 | 12.0928 | 12.5348 | 13.074 | 23.011 | 23.2115 | 23.399 | 23.6384 | 23.8975 | 24.131 | 0.39236 | 0.40286 | 0.40351 | 0.40165 | 0.36812 | 0.37151 | 0.3736 | 0.36861 | 0.36379 | 0.35901
Residential_Residential Efficient Products_ | Residential | Residential Efficient Products |  | 413550 | 405680 | 392810 | 374920 | 49020 | 53150 | 55250 | 57380 | 59480 | 61580 | 53550 | 52605 | 51035 | 48820 | 8095 | 8650 | 8925 | 9230 | 9505 | 9780 | 9473906.3585 | 9315640.7184 | 9047262.4739 | 8666049.4041 | 810472.0777 | 855383.9524 | 877081.0173 | 904170.303 | 925867.368 | 947564.4329 | 973.1068 | 957.3168 | 930.3279 | 891.6291 | 92.7237 | 97.5977 | 99.8432 | 102.9046 | 105.1501 | 107.3957 | 973.1068 | 957.3168 | 930.3279 | 891.6291 | 92.7237 | 97.5977 | 99.8432 | 102.9046 | 105.1501 | 107.3957 | 7484386.0232 | 7359356.1675 | 7147337.3543 | 6846179.0293 | 640272.9413 | 675753.3224 | 692894.0037 | 714294.5394 | 731435.2207 | 748575.902 | 768.7543 | 756.2803 | 734.9591 | 704.387 | 73.2517 | 77.1022 | 78.8762 | 81.2946 | 83.0686 | 84.8426 | 768.7543 | 756.2803 | 734.9591 | 704.387 | 73.2517 | 77.1022 | 78.8762 | 81.2946 | 83.0686 | 84.8426 | 548750 | 546250 | 538750 | 525500 | 208000 | 221500 | 228000 | 235500 | 242000 | 248500 | 631555.01 | 609681.88 | 592572.51 | 567896.5 | 105117.88 | 112258.25 | 115531.13 | 119568 | 122840.88 | 126113.75 | 536625 | 527350 | 511825 | 489650 | 82275 | 88000 | 90625 | 93850 | 96475 | 99100 | 0 | 0 | 0 | 0 | 0 | 0 | 0 | 0 | 0 | 0 | 23725 | 23537.5 | 23125 | 22430 | 7932.5 | 8365 | 8547.5 | 8810 | 8992.5 | 9175 | 15000 | 3750 | 3750 | 3750 | 0 | 0 | 0 | 0 | 0 | 0 | 0 | 0 | 0 | 0 | 0 | 0 | 0 | 0 | 0 | 0 | 56205.01 | 55044.38 | 53872.51 | 52066.5 | 14910.38 | 15893.25 | 16358.63 | 16908 | 17373.38 | 17838.75 | 1180305.01 | 1155931.88 | 1131322.51 | 1093396.5 | 313117.88 | 333758.25 | 343531.13 | 355068 | 364840.88 | 374613.75 | [5 empty] | 1.6154 | 1.6809 | 1.7461 | 1.8092 | 2.0881 | 2.2004 | 2.3006 | 2.3809 | 2.4796 | 2.5867 | 2.2624 | 2.3656 | 2.463 | 2.5593 | 1.7062 | 1.7591 | 1.8199 | 1.8707 | 1.9296 | 1.9945 | 5.8246 | 5.9578 | 6.0904 | 6.2241 | 8.2751 | 8.72 | 9.0562 | 9.3569 | 9.7089 | 10.0701 | 0.46943 | 0.47489 | 0.48193 | 0.48748 | 0.45249 | 0.46088 | 0.46861 | 0.47323 | 0.47948 | 0.48672
Residential_Residential Efficient Products_Lighting | Residential | Residential Efficient Products | Lighting | 412500 | 404600 | 391700 | 373800 | 47900 | 52000 | 54100 | 56200 | 58300 | 60400 | 52500 | 51525 | 49925 | 47700 | 6975 | 7500 | 7775 | 8050 | 8325 | 8600 | 9339424.0972 | 9175766.2362 | 8901995.7709 | 8518112.7012 | 662535.3747 | 702055.0286 | 723752.0935 | 745449.1584 | 767146.2233 | 788843.2882 | 952.7713 | 936.1655 | 908.3607 | 869.3571 | 70.4517 | 74.5099 | 76.7554 | 79.0009 | 81.2465 | 83.492 | 952.7713 | 936.1655 | 908.3607 | 869.3571 | 70.4517 | 74.5099 | 76.7554 | 79.0009 | 81.2465 | 83.492 | 7378145.0368 | 7248855.3266 | 7032576.659 | 6729309.0339 | 523402.946 | 554623.4726 | 571764.1539 | 588904.8351 | 606045.5164 | 623186.1977 | 752.6893 | 739.5707 | 717.605 | 686.7921 | 55.6568 | 58.8628 | 60.6368 | 62.4107 | 64.1847 | 65.9587 | 752.6893 | 739.5707 | 717.605 | 686.7921 | 55.6568 | 58.8628 | 60.6368 | 62.4107 | 64.1847 | 65.9587 | 502500 | 499000 | 490500 | 477000 | 159500 | 172000 | 178500 | 185000 | 191500 | 198000 | 603661.88 | 581024.75 | 563151.38 | 538229.25 | 75450.63 | 81827 | 85099.88 | 88372.75 | 91645.63 | 94918.5 | 515625 | 505750 | 489625 | 467250 | 59875 | 65000 | 67625 | 70250 | 72875 | 75500 | 0 | 0 | 0 | 0 | 0 | 0 | 0 | 0 | 0 | 0 | 20362.5 | 20095 | 19602.5 | 18885 | 4387.5 | 4740 | 4922.5 | 5105 | 5287.5 | 5470 | 15000 | 3750 | 3750 | 3750 | [6 empty] | 0 | 0 | 0 | 0 | 0 | 0 | 0 | 0 | 0 | 0 | 52674.38 | 51429.75 | 50173.88 | 48344.25 | 11188.13 | 12087 | 12552.38 | 13017.75 | 13483.13 | 13948.5 | 1106161.88 | 1080024.75 | 1053651.38 | 1015229.25 | 234950.63 | 253827 | 263599.88 | 273372.75 | 283145.63 | 292918.5 | 1.25 | 2% | 5% | 0% | 5% | 1.6595 | 1.7294 | 1.7997 | 1.868 | 2.7316 | 2.8767 | 3.002 | 3.1171 | 3.2424 | 3.3786 | 2.3581 | 2.4712 | 2.5791 | 2.6866 | 1.9674 | 2.0161 | 2.0821 | 2.1409 | 2.2066 | 2.2794 | 5.9372 | 6.0769 | 6.2173 | 6.3583 | 10.7872 | 11.4488 | 11.8849 | 12.3298 | 12.7841 | 13.2482 | 0.47558 | 0.48138 | 0.48894 | 0.495 | 0.48854 | 0.49766 | 0.50628 | 0.51258 | 0.51999 | 0.52849
Residential_Residential Efficient Products_Appliance | Residential | Residential Efficient Products | Appliance | 1050 | 1080 | 1110 | 1120 | 1120 | 1150 | 1150 | 1180 | 1180 | 1180 | 1050 | 1080 | 1110 | 1120 | 1120 | 1150 | 1150 | 1180 | 1180 | 1180 | 134482.2613 | 139874.4822 | 145266.703 | 147936.703 | 147936.703 | 153328.9238 | 153328.9238 | 158721.1447 | 158721.1447 | 158721.1447 | 20.3355 | 21.1513 | 21.9672 | 22.272 | 22.272 | 23.0878 | 23.0878 | 23.9037 | 23.9037 | 23.9037 | 20.3355 | 21.1513 | 21.9672 | 22.272 | 22.272 | 23.0878 | 23.0878 | 23.9037 | 23.9037 | 23.9037 | 106240.9864 | 110500.8409 | 114760.6954 | 116869.9954 | 116869.9954 | 121129.8498 | 121129.8498 | 125389.7043 | 125389.7043 | 125389.7043 | 16.065 | 16.7096 | 17.3541 | 17.5949 | 17.5949 | 18.2394 | 18.2394 | 18.8839 | 18.8839 | 18.8839 | 16.065 | 16.7096 | 17.3541 | 17.5949 | 17.5949 | 18.2394 | 18.2394 | 18.8839 | 18.8839 | 18.8839 | 46250 | 47250 | 48250 | 48500 | 48500 | 49500 | 49500 | 50500 | 50500 | 50500 | 27893.13 | 28657.13 | 29421.13 | 29667.25 | 29667.25 | 30431.25 | 30431.25 | 31195.25 | 31195.25 | 31195.25 | 21000 | 21600 | 22200 | 22400 | 22400 | 23000 | 23000 | 23600 | 23600 | 23600 | 0 | 0 | 0 | 0 | 0 | 0 | 0 | 0 | 0 | 0 | 3362.5 | 3442.5 | 3522.5 | 3545 | 3545 | 3625 | 3625 | 3705 | 3705 | 3705 | 0 | 0 | 0 | 0 | [6 empty] | 0 | 0 | 0 | 0 | 0 | 0 | 0 | 0 | 0 | 0 | 3530.63 | 3614.63 | 3698.63 | 3722.25 | 3722.25 | 3806.25 | 3806.25 | 3890.25 | 3890.25 | 3890.25 | 74143.13 | 75907.13 | 77671.13 | 78167.25 | 78167.25 | 79931.25 | 79931.25 | 81695.25 | 81695.25 | 81695.25 | 20 | 5% | 0% | 0% | 5% | 0.76227 | 0.7839 | 0.8029 | 0.81807 | 0.83099 | 0.84757 | 0.85868 | 0.86568 | 0.86844 | 0.87147 | 0.83501 | 0.86254 | 0.88721 | 0.9066 | 0.92092 | 0.943 | 0.95536 | 0.96677 | 0.96985 | 0.97323 | 3.7795 | 3.8685 | 3.9599 | 4.0525 | 4.1394 | 4.2388 | 4.331 | 4.436 | 4.5336 | 4.6339 | 0.30382 | 0.30647 | 0.30786 | 0.30764 | 0.30699 | 0.30691 | 0.30533 | 0.30161 | 0.29703 | 0.29255
Residential_Appliance Recycling_ | Residential | Appliance Recycling |  | 575 | 595 | 615 | 635 | 635 | 635 | 635 | 635 | 635 | 635 | 575 | 595 | 615 | 635 | 635 | 635 | 635 | 635 | 635 | 635 | 460643 | 476606.95 | 492570.9 | 508534.85 | 508534.85 | 508534.85 | 508534.85 | 508534.85 | 508534.85 | 508534.85 | 56.2913 | 58.2392 | 60.1871 | 62.1349 | 62.1349 | 62.1349 | 62.1349 | 62.1349 | 62.1349 | 62.1349 | 56.2913 | 58.2392 | 60.1871 | 62.1349 | 62.1349 | 62.1349 | 62.1349 | 62.1349 | 62.1349 | 62.1349 | 322450.1 | 333624.865 | 344799.63 | 355974.395 | 355974.395 | 355974.395 | 355974.395 | 355974.395 | 355974.395 | 355974.395 | 39.4039 | 40.7674 | 42.1309 | 43.4945 | 43.4945 | 43.4945 | 43.4945 | 43.4945 | 43.4945 | 43.4945 | 39.4039 | 40.7674 | 42.1309 | 43.4945 | 43.4945 | 43.4945 | 43.4945 | 43.4945 | 43.4945 | 43.4945 | 28750 | 29750 | 30750 | 31750 | 31750 | 31750 | 31750 | 31750 | 31750 | 31750 | 71282.19 | 68817.44 | 71077.69 | 73337.94 | 73337.94 | 73337.94 | 73337.94 | 73337.94 | 73337.94 | 73337.94 | 48875 | 50575 | 52275 | 53975 | 53975 | 53975 | 53975 | 53975 | 53975 | 53975 | 0 | 0 | 0 | 0 | 0 | 0 | 0 | 0 | 0 | 0 | 11643.75 | 12048.75 | 12453.75 | 12858.75 | 12858.75 | 12858.75 | 12858.75 | 12858.75 | 12858.75 | 12858.75 | 6000 | 1500 | 1500 | 1500 | 1500 | 1500 | 1500 | 1500 | 1500 | 1500 | 0 | 0 | 0 | 0 | 0 | 0 | 0 | 0 | 0 | 0 | 4763.44 | 4693.69 | 4848.94 | 5004.19 | 5004.19 | 5004.19 | 5004.19 | 5004.19 | 5004.19 | 5004.19 | 100032.19 | 98567.44 | 101827.69 | 105087.94 | 105087.94 | 105087.94 | 105087.94 | 105087.94 | 105087.94 | 105087.94 | 85 | 15% | 2% | 0% | 5% | 1.0359 | 1.1086 | 1.1344 | 1.1568 | 1.1818 | 1.2056 | 1.2269 | 1.229 | 1.2303 | 1.2312 | 1.2384 | 1.3361 | 1.3673 | 1.3945 | 1.4246 | 1.4533 | 1.479 | 1.4815 | 1.4831 | 1.4842 | 7.9613 | 8.1618 | 8.3675 | 8.5792 | 8.7973 | 9.0212 | 9.2513 | 9.4876 | 9.7304 | 9.9798 | 0.34109 | 0.34816 | 0.34912 | 0.34886 | 0.34925 | 0.34908 | 0.34803 | 0.34149 | 0.33483 | 0.32813
Residential_New Manufactured Homes_ | Residential | New Manufactured Homes |  | 68305 | 72322 | 76339 | 76339 | 92400 | 96420 | 100440 | 104460 | 108480 | 112500 | 135 | 142 | 149 | 149 | 170 | 180 | 190 | 200 | 210 | 220 | 418557.0862 | 439046.3266 | 459535.5669 | 459535.5669 | 510762.5284 | 544421.7688 | 578081.0091 | 611740.2495 | 645399.4898 | 679058.7302 | 166.6273 | 175.4557 | 184.2841 | 184.2841 | 212.3599 | 224.2903 | 236.2207 | 248.1511 | 260.0816 | 272.012 | 115.2045 | 121.008 | 126.8116 | 126.8116 | 142.7878 | 151.6934 | 160.599 | 169.5045 | 178.4101 | 187.3156 | 271678.227 | 284977.4416 | 298276.6562 | 298276.6562 | 331527.1984 | 353374.8341 | 375222.4698 | 397070.1055 | 418917.7413 | 440765.377 | 108.1549 | 113.8853 | 119.6157 | 119.6157 | 137.8391 | 145.583 | 153.3268 | 161.0707 | 168.8145 | 176.5583 | 74.7773 | 78.5442 | 82.3112 | 82.3112 | 92.6811 | 98.4616 | 104.242 | 110.0225 | 115.8029 | 121.5834 | 98250 | 102900 | 107550 | 107550 | 117750 | 126000 | 134250 | 142500 | 150750 | 159000 | 80670 | 72145.5 | 75433.5 | 75433.5 | 84637.5 | 89617.5 | 94597.5 | 99577.5 | 104557.5 | 109537.5 | 40500 | 42600 | 44700 | 44700 | 51000 | 54000 | 57000 | 60000 | 63000 | 66000 | 0 | 0 | 0 | 0 | 0 | 0 | 0 | 0 | 0 | 0 | 16650 | 17460 | 18270 | 18270 | 20250 | 21600 | 22950 | 24300 | 25650 | 27000 | 15000 | 3750 | 3750 | 3750 | 3750 | 3750 | 3750 | 3750 | 3750 | 3750 | 0 | 0 | 0 | 0 | 0 | 0 | 0 | 0 | 0 | 0 | 8520 | 8335.5 | 8713.5 | 8713.5 | 9637.5 | 10267.5 | 10897.5 | 11527.5 | 12157.5 | 12787.5 | 178920 | 175045.5 | 182983.5 | 182983.5 | 202387.5 | 215617.5 | 228847.5 | 242077.5 | 255307.5 | 268537.5 | [5 empty] | 1.5366 | 1.6955 | 1.7372 | 1.7668 | 1.8048 | 1.8374 | 1.869 | 1.8901 | 1.8811 | 1.8686 | 1.5053 | 1.6609 | 1.7039 | 1.733 | 1.7953 | 1.8212 | 1.8465 | 1.862 | 1.8484 | 1.8318 | 8.2748 | 8.4618 | 8.6545 | 8.8627 | 8.9676 | 9.2124 | 9.4604 | 9.7118 | 9.8041 | 9.8827 | 0.41536 | 0.42699 | 0.42899 | 0.42758 | 0.43292 | 0.42998 | 0.42686 | 0.42145 | 0.41552 | 0.40947
Residential_New Manufactured Homes_Tier 1 | Residential | New Manufactured Homes | Tier 1 | 68255 | 72270 | 76285 | 76285 | 92345 | 96360 | 100375 | 104390 | 108405 | 112420 | 85 | 90 | 95 | 95 | 115 | 120 | 125 | 130 | 135 | 140 | 199057.0862 | 210766.3266 | 222475.5669 | 222475.5669 | 269312.5284 | 281021.7688 | 292731.0091 | 304440.2495 | 316149.4898 | 327858.7302 | 114.9273 | 121.6877 | 128.4481 | 128.4481 | 155.4899 | 162.2503 | 169.0107 | 175.7711 | 182.5316 | 189.292 | 63.5045 | 67.24 | 70.9756 | 70.9756 | 85.9178 | 89.6534 | 93.389 | 97.1245 | 100.8601 | 104.5956 | 129204.5411 | 136804.8083 | 144405.0754 | 144405.0754 | 174806.1439 | 182406.411 | 190006.6781 | 197606.9453 | 205207.2124 | 212807.4795 | 74.5973 | 78.9854 | 83.3735 | 83.3735 | 100.9258 | 105.3139 | 109.702 | 114.09 | 118.4781 | 122.8662 | 41.2197 | 43.6444 | 46.069 | 46.069 | 55.7678 | 58.1925 | 60.6172 | 63.0419 | 65.4665 | 67.8912 | 38250 | 40500 | 42750 | 42750 | 51750 | 54000 | 56250 | 58500 | 60750 | 63000 | 46170 | 41242.5 | 43402.5 | 43402.5 | 52042.5 | 54202.5 | 56362.5 | 58522.5 | 60682.5 | 62842.5 | 25500 | 27000 | 28500 | 28500 | 34500 | 36000 | 37500 | 39000 | 40500 | 42000 | 0 | 0 | 0 | 0 | 0 | 0 | 0 | 0 | 0 | 0 | 7650 | 8100 | 8550 | 8550 | 10350 | 10800 | 11250 | 11700 | 12150 | 12600 | 9000 | 2250 | 2250 | 2250 | 2250 | 2250 | 2250 | 2250 | 2250 | 2250 | 0 | 0 | 0 | 0 | 0 | 0 | 0 | 0 | 0 | 0 | 4020 | 3892.5 | 4102.5 | 4102.5 | 4942.5 | 5152.5 | 5362.5 | 5572.5 | 5782.5 | 5992.5 | 84420 | 81742.5 | 86152.5 | 86152.5 | 103792.5 | 108202.5 | 112612.5 | 117022.5 | 121432.5 | 125842.5 | 300 | 12% | 3% | 0 | 5% | 1.5261 | 1.7041 | 1.7527 | 1.7854 | 1.8267 | 1.8614 | 1.8951 | 1.9191 | 1.9147 | 1.9067 | 1.7372 | 1.9619 | 2.0182 | 2.0558 | 2.1047 | 2.145 | 2.184 | 2.212 | 2.2071 | 2.1981 | 7.1634 | 7.3382 | 7.5176 | 7.702 | 7.8913 | 8.0852 | 8.2838 | 8.4871 | 8.5658 | 8.636 | 0.48326 | 0.50114 | 0.50468 | 0.50377 | 0.5035 | 0.50237 | 0.50075 | 0.4965 | 0.49125 | 0.48557
Residential_New Manufactured Homes_Tier 2 | Residential | New Manufactured Homes | Tier 2 | 50 | 52 | 54 | 54 | 55 | 60 | 65 | 70 | 75 | 80 | 50 | 52 | 54 | 54 | 55 | 60 | 65 | 70 | 75 | 80 | 219500 | 228280 | 237060 | 237060 | 241450 | 263400 | 285350 | 307300 | 329250 | 351200 | 51.7 | 53.768 | 55.836 | 55.836 | 56.87 | 62.04 | 67.21 | 72.38 | 77.55 | 82.72 | 51.7 | 53.768 | 55.836 | 55.836 | 56.87 | 62.04 | 67.21 | 72.38 | 77.55 | 82.72 | 142473.6859 | 148172.6334 | 153871.5808 | 153871.5808 | 156721.0545 | 170968.4231 | 185215.7917 | 199463.1603 | 213710.5289 | 227957.8975 | 33.5576 | 34.8999 | 36.2422 | 36.2422 | 36.9133 | 40.2691 | 43.6249 | 46.9806 | 50.3364 | 53.6921 | 33.5576 | 34.8999 | 36.2422 | 36.2422 | 36.9133 | 40.2691 | 43.6249 | 46.9806 | 50.3364 | 53.6921 | 60000 | 62400 | 64800 | 64800 | 66000 | 72000 | 78000 | 84000 | 90000 | 96000 | 34500 | 30903 | 32031 | 32031 | 32595 | 35415 | 38235 | 41055 | 43875 | 46695 | 15000 | 15600 | 16200 | 16200 | 16500 | 18000 | 19500 | 21000 | 22500 | 24000 | 0 | 0 | 0 | 0 | 0 | 0 | 0 | 0 | 0 | 0 | 9000 | 9360 | 9720 | 9720 | 9900 | 10800 | 11700 | 12600 | 13500 | 14400 | 6000 | 1500 | 1500 | 1500 | 1500 | 1500 | 1500 | 1500 | 1500 | 1500 | 0 | 0 | 0 | 0 | 0 | 0 | 0 | 0 | 0 | 0 | 4500 | 4443 | 4611 | 4611 | 4695 | 5115 | 5535 | 5955 | 6375 | 6795 | 94500 | 93303 | 96831 | 96831 | 98595 | 107415 | 116235 | 125055 | 133875 | 142695 | 300 | 12% | 2% | 0 | 5% | 1.5493 | 1.6851 | 1.718 | 1.7439 | 1.7727 | 1.8038 | 1.8339 | 1.8523 | 1.8386 | 1.8218 | 1.2981 | 1.3973 | 1.4244 | 1.4458 | 1.4696 | 1.495 | 1.5196 | 1.5345 | 1.5229 | 1.5088 | 9.5168 | 9.7401 | 9.9693 | 10.2049 | 10.4469 | 10.6944 | 10.9478 | 11.2069 | 11.2694 | 11.3169 | 0.35562 | 0.36125 | 0.36078 | 0.3589 | 0.35739 | 0.35587 | 0.3541 | 0.35006 | 0.34551 | 0.34084
Residential_Whole House Efficiency_ | Residential | Whole House Efficiency |  | 83078.75 | 89091 | 94142 | 97793.75 | 93038.25 | 96606.75 | 97813.25 | 100271.5 | 102516 | 103824.5 | 2497 | 2677 | 2863 | 2994 | 3353 | 3457 | 3551 | 3655 | 3739 | 3833 | 2899542.8542 | 3151553.6488 | 3402720.6674 | 3592157.6653 | 3630320.8051 | 3776898.3159 | 3901544.8948 | 4042454.6125 | 4171625.997 | 4295526.491 | 406.78 | 437.7228 | 472.7501 | 495.5912 | 511.7104 | 530.45 | 547.5505 | 565.6467 | 579.9038 | 596.438 | 711.4156 | 776.525 | 834.3034 | 872.6461 | 927.4644 | 957.6882 | 980.84 | 1009.7372 | 1034.1532 | 1057.0729 | 2596412.4119 | 2810363.3032 | 3013366.5068 | 3167372.6511 | 3178865.556 | 3287829.5485 | 3378721.5538 | 3482312.5694 | 3580079.829 | 3670264.5577 | 351.0685 | 377.1365 | 404.6614 | 423.3424 | 435.4328 | 448.956 | 461.4641 | 474.3772 | 484.7024 | 496.6737 | 645.1433 | 704.3059 | 752.8637 | 786.3105 | 835.8086 | 859.9971 | 878.5037 | 901.4346 | 922.1118 | 940.3982 | 188646 | 207788 | 238630 | 249630 | 270622 | 291006 | 310656 | 330498 | 349690 | 368940 | 1295146.18 | 1306339.52 | 1388774.98 | 1452713.49 | 1542316.21 | 1581429.51 | 1617883.63 | 1656873.97 | 1690526.68 | 1727239.07 | 655800 | 703050 | 747450 | 782100 | 882950 | 904800 | 925150 | 947000 | 965850 | 986200 | 333397.5 | 357062.5 | 375767.5 | 393990 | 359950 | 365410 | 370707.5 | 376157.5 | 381102.5 | 386725 | 110691.9 | 119525.7 | 129912 | 135859.5 | 151435.8 | 157455.9 | 163140.9 | 169079.7 | 174471 | 180096 | 96000 | 24000 | 24000 | 24000 | 24000 | 24000 | 24000 | 24000 | 24000 | 24000 | 28600 | 30600 | 34150 | 35700 | 37650 | 40600 | 43050 | 46000 | 47950 | 50400 | 70656.78 | 72101.32 | 77495.48 | 81063.99 | 86330.41 | 89163.61 | 91835.23 | 94636.77 | 97153.18 | 99818.07 | 1483792.18 | 1514127.52 | 1627404.98 | 1702343.49 | 1812938.21 | 1872435.51 | 1928539.63 | 1987371.97 | 2040216.68 | 2096179.07 | [5 empty] | 1.3455 | 1.4537 | 1.4887 | 1.5118 | 1.4984 | 1.5371 | 1.5679 | 1.584 | 1.6014 | 1.6128 | 1.3764 | 1.4909 | 1.5293 | 1.5525 | 1.54 | 1.5814 | 1.6155 | 1.6333 | 1.6525 | 1.6659 | 24.2348 | 24.4606 | 23.9639 | 24.6778 | 24.7621 | 24.8556 | 24.8829 | 25.0886 | 25.347 | 25.5572 | 0.34318 | 0.34782 | 0.34731 | 0.34541 | 0.33778 | 0.3369 | 0.33547 | 0.33031 | 0.32518 | 0.32004
Residential_Whole House Efficiency_Single Family | Residential | Whole House Efficiency | Single Family | 58155.75 | 61730.25 | 65428.25 | 69003 | 56702 | 57381.25 | 58087.5 | 58820.5 | 59476.5 | 60207 | 1600 | 1700 | 1800 | 1900 | 2000 | 2025 | 2050 | 2075 | 2100 | 2125 | 1931693.4352 | 2051366.5769 | 2172879.3902 | 2292563.1405 | 2039858.4089 | 2065645.0393 | 2090076.3515 | 2116447.6473 | 2140661.4756 | 2167017.3904 | 248.5673 | 263.3481 | 279.444 | 294.2295 | 272.3252 | 276.1126 | 278.6762 | 282.6354 | 285.1851 | 289.0456 | 481.6658 | 522.5169 | 553.5303 | 583.9654 | 563.9083 | 571.0416 | 577.8045 | 585.0866 | 591.7797 | 599.0421 | 1831214.3628 | 1944662.5797 | 2059854.7758 | 2173313.0496 | 1933753.0213 | 1958198.3329 | 1981358.8246 | 2006358.3896 | 2029312.7101 | 2054297.6942 | 235.6378 | 249.6498 | 264.9084 | 278.9249 | 258.1599 | 261.7504 | 264.1806 | 267.9339 | 270.3509 | 274.0106 | 456.6114 | 495.3376 | 524.7378 | 553.5898 | 534.576 | 541.3383 | 547.7494 | 554.6527 | 560.9976 | 567.8822 | 0 | 0 | 0 | 0 | 0 | 0 | 0 | 0 | 0 | 0 | 937854.75 | 945021 | 999941.25 | 1054354.88 | 1025317.13 | 1037896.13 | 1050383.25 | 1063172.25 | 1075507.13 | 1088269.88 | 480000 | 510000 | 540000 | 570000 | 600000 | 607500 | 615000 | 622500 | 630000 | 637500 | 295595 | 313820 | 332525 | 350747.5 | 289492.5 | 293072.5 | 296565 | 300345 | 303692.5 | 307447.5 | 57600 | 61200 | 64800 | 68400 | 72000 | 72900 | 73800 | 74700 | 75600 | 76500 | 60000 | 15000 | 15000 | 15000 | 15000 | 15000 | 15000 | 15000 | 15000 | 15000 | 0 | 0 | 0 | 0 | 0 | 0 | 0 | 0 | 0 | 0 | 44659.75 | 45001 | 47616.25 | 50207.38 | 48824.63 | 49423.63 | 50018.25 | 50627.25 | 51214.63 | 51822.38 | 937854.75 | 945021 | 999941.25 | 1054354.88 | 1025317.13 | 1037896.13 | 1050383.25 | 1063172.25 | 1075507.13 | 1088269.88 | 300 | 12% | 20% | 0% | 5% | 1.2256 | 1.3157 | 1.34 | 1.3606 | 1.309 | 1.3289 | 1.3464 | 1.3543 | 1.3613 | 1.3702 | 1.2256 | 1.3157 | 1.34 | 1.3606 | 1.309 | 1.3289 | 1.3464 | 1.3543 | 1.3613 | 1.3702 | n/a | n/a | n/a | n/a | n/a | n/a | n/a | n/a | n/a | n/a | 0.33425 | 0.33846 | 0.33759 | 0.33577 | 0.32317 | 0.32139 | 0.31907 | 0.31434 | 0.30951 | 0.30501
Residential_Whole House Efficiency_Multi-Family | Residential | Whole House Efficiency | Multi-Family | 8308 | 9488.75 | 9488.75 | 9488.75 | 15776.25 | 16215.5 | 16574.75 | 16991 | 17329.5 | 17767.5 | 175 | 200 | 200 | 200 | 400 | 410 | 420 | 430 | 440 | 450 | 229038.596 | 262561.5256 | 262561.5256 | 262561.5256 | 449593.1276 | 461231.4203 | 473946.5085 | 482822.5285 | 494237.4203 | 505620.1453 | 29.339 | 34.0604 | 34.0604 | 34.0604 | 60.4041 | 61.7007 | 64.1316 | 65.1894 | 66.4213 | 67.6839 | 56.9351 | 65.2923 | 65.2923 | 65.2923 | 122.8342 | 126.0232 | 129.5148 | 131.8828 | 135.0063 | 138.1276 | 217124.9118 | 248904.1107 | 248904.1107 | 248904.1107 | 426207.0666 | 437239.9812 | 449293.6808 | 457708.0052 | 468529.1394 | 479319.7799 | 27.8129 | 32.2887 | 32.2887 | 32.2887 | 57.2621 | 58.4912 | 60.7957 | 61.7985 | 62.9663 | 64.1633 | 53.9735 | 61.896 | 61.896 | 61.896 | 116.4449 | 119.4679 | 122.7779 | 125.0228 | 127.9838 | 130.9428 | 0 | 0 | 0 | 0 | 0 | 0 | 0 | 0 | 0 | 0 | 107732.63 | 117539.63 | 117539.63 | 117539.63 | 216675.38 | 222177.38 | 227600.63 | 232882.13 | 238087.5 | 243576.38 | 52500 | 60000 | 60000 | 60000 | 120000 | 123000 | 126000 | 129000 | 132000 | 135000 | 37802.5 | 43242.5 | 43242.5 | 43242.5 | 70457.5 | 72337.5 | 74142.5 | 75812.5 | 77410 | 79277.5 | 6300 | 7200 | 7200 | 7200 | 14400 | 14760 | 15120 | 15480 | 15840 | 16200 | 6000 | 1500 | 1500 | 1500 | 1500 | 1500 | 1500 | 1500 | 1500 | 1500 | 0 | 0 | 0 | 0 | 0 | 0 | 0 | 0 | 0 | 0 | 5130.13 | 5597.13 | 5597.13 | 5597.13 | 10317.88 | 10579.88 | 10838.13 | 11089.63 | 11337.5 | 11598.88 | 107732.63 | 117539.63 | 117539.63 | 117539.63 | 216675.38 | 222177.38 | 227600.63 | 232882.13 | 238087.5 | 243576.38 | 300 | 12% | 2% | 0% | 5% | 1.2317 | 1.3216 | 1.3443 | 1.3646 | 1.3252 | 1.3439 | 1.3702 | 1.3695 | 1.377 | 1.3837 | 1.2317 | 1.3216 | 1.3443 | 1.3646 | 1.3252 | 1.3439 | 1.3702 | 1.3695 | 1.377 | 1.3837 | n/a | n/a | n/a | n/a | n/a | n/a | n/a | n/a | n/a | n/a | 0.33429 | 0.33909 | 0.33805 | 0.33628 | 0.32475 | 0.3226 | 0.32135 | 0.31585 | 0.3108 | 0.3058
Residential_Whole House Efficiency_Building Shell | Residential | Whole House Efficiency | Building Shell | 14959 | 16112 | 17268 | 17268 | 18425 | 20714 | 20724 | 21872 | 23021 | 23030 | 150 | 165 | 180 | 180 | 200 | 210 | 220 | 230 | 240 | 250 | 318738.3843 | 349268.1668 | 383639.1442 | 383639.1442 | 420328.6398 | 447856.0065 | 460970.1876 | 485007.3685 | 511403.2592 | 523179.1161 | 33.2433 | 35.7375 | 39.328 | 39.328 | 42.3818 | 44.5418 | 46.587 | 48.1704 | 50.02 | 51.3703 | 91.7766 | 100.6268 | 110.6045 | 110.6045 | 121.2774 | 129.0745 | 132.5893 | 139.7319 | 147.6708 | 150.8242 | 302158.8709 | 331100.6145 | 363683.7493 | 363683.7493 | 398464.8021 | 424560.3037 | 436992.3368 | 459779.1985 | 484802.079 | 495965.4023 | 31.5142 | 33.8786 | 37.2823 | 37.2823 | 40.1773 | 42.2249 | 44.1637 | 45.6647 | 47.4181 | 48.6982 | 87.0027 | 95.3926 | 104.8513 | 104.8513 | 114.9691 | 122.3605 | 125.6925 | 132.4636 | 139.9895 | 142.979 | 40146 | 43638 | 48480 | 48480 | 52922 | 55856 | 58506 | 60898 | 63540 | 65790 | 63061.55 | 61226.76 | 66759.6 | 66759.6 | 73718.82 | 77346.37 | 80915 | 84430.09 | 87997.05 | 91482.68 | 37500 | 41250 | 45000 | 45000 | 50000 | 52500 | 55000 | 57500 | 60000 | 62500 | 0 | 0 | 0 | 0 | 0 | 0 | 0 | 0 | 0 | 0 | 11646.9 | 12733.2 | 14022 | 14022 | 15438.3 | 16253.4 | 17025.9 | 17759.7 | 18531 | 19243.5 | 9000 | 2250 | 2250 | 2250 | 2250 | 2250 | 2250 | 2250 | 2250 | 2250 | 0 | 0 | 0 | 0 | 0 | 0 | 0 | 0 | 0 | 0 | 4914.65 | 4993.56 | 5487.6 | 5487.6 | 6030.52 | 6342.97 | 6639.1 | 6920.39 | 7216.05 | 7489.18 | 103207.55 | 104864.76 | 115239.6 | 115239.6 | 126640.82 | 133202.37 | 139421 | 145328.09 | 151537.05 | 157272.68 | 250 | 15% | 3% | 0% | 5% | 1.9539 | 2.1044 | 2.1163 | 2.1453 | 2.1532 | 2.2414 | 2.2297 | 2.2628 | 2.2748 | 2.2414 | 2.3601 | 2.5786 | 2.5993 | 2.6349 | 2.6413 | 2.7471 | 2.7459 | 2.7818 | 2.79 | 2.7531 | 9.702 | 9.9659 | 10.0487 | 10.2997 | 10.5296 | 11.0393 | 11.0265 | 11.4358 | 11.7286 | 11.7291 | 0.36815 | 0.36908 | 0.36558 | 0.36227 | 0.35791 | 0.35622 | 0.35333 | 0.34741 | 0.34163 | 0.33666
Residential_Whole House Efficiency_HVAC | Residential | Whole House Efficiency | HVAC | 1656 | 1760 | 1957 | 2034 | 2135 | 2296 | 2427 | 2588 | 2689 | 2820 | 572 | 612 | 683 | 714 | 753 | 812 | 861 | 920 | 959 | 1008 | 420072.4386 | 488357.3795 | 583640.6075 | 653393.8551 | 720540.6288 | 802165.8498 | 876551.8472 | 958177.0682 | 1025323.8419 | 1099709.8392 | 95.6303 | 104.5768 | 119.9177 | 127.9733 | 136.5993 | 148.0949 | 158.1558 | 169.6514 | 178.2774 | 188.3382 | 81.0382 | 88.089 | 104.8763 | 112.7839 | 119.4445 | 131.5489 | 140.9314 | 153.0359 | 159.6964 | 169.0789 | 245914.2664 | 285695.9981 | 340923.871 | 381471.7416 | 420440.666 | 467830.9306 | 511076.7115 | 558466.9761 | 597435.9005 | 640681.6814 | 56.1036 | 61.3193 | 70.182 | 74.8466 | 79.8334 | 86.4895 | 92.3241 | 98.9801 | 103.967 | 109.8016 | 47.5556 | 51.6796 | 61.3786 | 65.9734 | 69.8187 | 76.8304 | 82.2838 | 89.2955 | 93.1408 | 98.5942 | 148500 | 164150 | 190150 | 201150 | 217700 | 235150 | 252150 | 269600 | 286150 | 303150 | 186497.25 | 182552.13 | 204534.5 | 214059.38 | 226604.88 | 244009.63 | 258984.75 | 276389.5 | 288935 | 303910.13 | 85800 | 91800 | 102450 | 107100 | 112950 | 121800 | 129150 | 138000 | 143850 | 151200 | 0 | 0 | 0 | 0 | 0 | 0 | 0 | 0 | 0 | 0 | 35145 | 38392.5 | 43890 | 46237.5 | 49597.5 | 53542.5 | 57195 | 61140 | 64500 | 68152.5 | 21000 | 5250 | 5250 | 5250 | 5250 | 5250 | 5250 | 5250 | 5250 | 5250 | 28600 | 30600 | 34150 | 35700 | 37650 | 40600 | 43050 | 46000 | 47950 | 50400 | 15952.25 | 16509.63 | 18794.5 | 19771.88 | 21157.38 | 22817.13 | 24339.75 | 25999.5 | 27385 | 28907.63 | 334997.25 | 346702.13 | 394684.5 | 415209.38 | 444304.88 | 479159.63 | 511134.75 | 545989.5 | 575085 | 607060.13 | 150 | 15% | 7% | 50 | 5% | 1.4861 | 1.6261 | 1.6751 | 1.7122 | 1.7775 | 1.8232 | 1.8732 | 1.8848 | 1.9091 | 1.9229 | 1.542 | 1.6971 | 1.7517 | 1.7925 | 1.8642 | 1.9145 | 1.9695 | 1.9835 | 2.0114 | 2.0276 | 12.4999 | 12.8093 | 13.0471 | 13.3632 | 13.7871 | 14.1915 | 14.6106 | 15.0257 | 15.4668 | 15.9056 | 0.35538 | 0.36184 | 0.36194 | 0.36063 | 0.36104 | 0.36044 | 0.3594 | 0.3524 | 0.34579 | 0.33869
Residential_Residential Home Performance_ | Residential | Residential Home Performance |  | 60000 | 65000 | 65000 | 65000 | 65000 | 65000 | 65000 | 65000 | 65000 | 65000 | 60000 | 65000 | 65000 | 65000 | 65000 | 65000 | 65000 | 65000 | 65000 | 65000 | 9800000 | 12000000 | 12000000 | 12000000 | 12000000 | 12000000 | 12000000 | 12000000 | 12000000 | 12000000 | 1450 | 2400 | 2400 | 2400 | 2400 | 2400 | 2400 | 2400 | 2400 | 2400 | 1450 | 2400 | 2400 | 2400 | 2400 | 2400 | 2400 | 2400 | 2400 | 2400 | 9604000 | 11760000 | 11760000 | 11760000 | 11760000 | 11760000 | 11760000 | 11760000 | 11760000 | 11760000 | 1421 | 2352 | 2352 | 2352 | 2352 | 2352 | 2352 | 2352 | 2352 | 2352 | 1421 | 2352 | 2352 | 2352 | 2352 | 2352 | 2352 | 2352 | 2352 | 2352 | 0 | 0 | 0 | 0 | 0 | 0 | 0 | 0 | 0 | 0 | 631050 | 626325 | 626325 | 626325 | 626325 | 626325 | 626325 | 626325 | 626325 | 626325 | 595000 | 595000 | 595000 | 595000 | 595000 | 595000 | 595000 | 595000 | 595000 | 595000 | 0 | 0 | 0 | 0 | 0 | 0 | 0 | 0 | 0 | 0 | 0 | 0 | 0 | 0 | 0 | 0 | 0 | 0 | 0 | 0 | 6000 | 1500 | 1500 | 1500 | 1500 | 1500 | 1500 | 1500 | 1500 | 1500 | 0 | 0 | 0 | 0 | 0 | 0 | 0 | 0 | 0 | 0 | 30050 | 29825 | 29825 | 29825 | 29825 | 29825 | 29825 | 29825 | 29825 | 29825 | 631050 | 626325 | 626325 | 626325 | 626325 | 626325 | 626325 | 626325 | 626325 | 626325 |  | 0% | 2% | 0% | 5% | 1.723 | 2.3224 | 2.3912 | 2.4152 | 2.4666 | 2.6153 | 2.7523 | 2.7736 | 2.7966 | 2.8176 | 1.723 | 2.3224 | 2.3912 | 2.4152 | 2.4666 | 2.6153 | 2.7523 | 2.7736 | 2.7966 | 2.8176 | n/a | n/a | n/a | n/a | n/a | n/a | n/a | n/a | n/a | n/a | 0.3752 | 0.41821 | 0.42119 | 0.41602 | 0.41549 | 0.43074 | 0.44319 | 0.43662 | 0.43033 | 0.42375
Residential_Targeted Energy Efficiency_ | Residential | Targeted Energy Efficiency |  | 41937 | 41937 | 41937 | 41937 | 41601 | 41601 | 41601 | 41601 | 41601 | 41601 | 175 | 175 | 175 | 175 | 175 | 175 | 175 | 175 | 175 | 175 | 526835.301 | 526835.301 | 526835.301 | 526835.301 | 518970.0716 | 518970.0716 | 518970.0716 | 518970.0716 | 518970.0716 | 518970.0716 | 81.7538 | 81.7538 | 81.7538 | 81.7538 | 80.9539 | 80.9539 | 80.9539 | 80.9539 | 80.9539 | 80.9539 | 162.4265 | 162.7635 | 162.7635 | 162.7635 | 161.6266 | 161.6266 | 161.6266 | 161.6266 | 161.6266 | 161.6266 | 443798.0999 | 443798.0999 | 443798.0999 | 443798.0999 | 437172.5495 | 437172.5495 | 437172.5495 | 437172.5495 | 437172.5495 | 437172.5495 | 68.8682 | 68.8682 | 68.8682 | 68.8682 | 68.1943 | 68.1943 | 68.1943 | 68.1943 | 68.1943 | 68.1943 | 136.8256 | 137.1095 | 137.1095 | 137.1095 | 136.1518 | 136.1518 | 136.1518 | 136.1518 | 136.1518 | 136.1518 | 0 | 0 | 0 | 0 | 0 | 0 | 0 | 0 | 0 | 0 | 367720.55 | 367720.55 | 367720.55 | 367720.55 | 365956.55 | 365956.55 | 365956.55 | 365956.55 | 365956.55 | 365956.55 | 146250 | 146250 | 146250 | 146250 | 146250 | 146250 | 146250 | 146250 | 146250 | 146250 | 203960.04 | 203960.04 | 203960.04 | 203960.04 | 202280.04 | 202280.04 | 202280.04 | 202280.04 | 202280.04 | 202280.04 | 0 | 0 | 0 | 0 | 0 | 0 | 0 | 0 | 0 | 0 | 0 | 0 | 0 | 0 | 0 | 0 | 0 | 0 | 0 | 0 | 0 | 0 | 0 | 0 | 0 | 0 | 0 | 0 | 0 | 0 | 17510.51 | 17510.51 | 17510.51 | 17510.51 | 17426.51 | 17426.51 | 17426.51 | 17426.51 | 17426.51 | 17426.51 | 367720.55 | 367720.55 | 367720.55 | 367720.55 | 365956.55 | 365956.55 | 365956.55 | 365956.55 | 365956.55 | 365956.55 | 0 | 0% | 0% | 0% | 5% | 1.0599 | 1.0815 | 1.1004 | 1.1174 | 1.1315 | 1.1502 | 1.1682 | 1.1751 | 1.17 | 1.1636 | 1.0599 | 1.0815 | 1.1004 | 1.1174 | 1.1315 | 1.1502 | 1.1682 | 1.1751 | 1.17 | 1.1636 | n/a | n/a | n/a | n/a | n/a | n/a | n/a | n/a | n/a | n/a | 0.31722 | 0.3176 | 0.31706 | 0.3158 | 0.31414 | 0.31316 | 0.31189 | 0.30762 | 0.3031 | 0.29848
Residential_Targeted Energy Efficiency_Tier 1 | Residential | Targeted Energy Efficiency | Tier 1 | 41817 | 41817 | 41817 | 41817 | 41481 | 41481 | 41481 | 41481 | 41481 | 41481 | 175 | 175 | 175 | 175 | 175 | 175 | 175 | 175 | 175 | 175 | 516850.7796 | 516850.7796 | 516850.7796 | 516850.7796 | 508985.5501 | 508985.5501 | 508985.5501 | 508985.5501 | 508985.5501 | 508985.5501 | 76.9401 | 76.9401 | 76.9401 | 76.9401 | 76.1402 | 76.1402 | 76.1402 | 76.1402 | 76.1402 | 76.1402 | 159.3275 | 159.6645 | 159.6645 | 159.6645 | 158.5276 | 158.5276 | 158.5276 | 158.5276 | 158.5276 | 158.5276 | 435387.2899 | 435387.2899 | 435387.2899 | 435387.2899 | 428761.7394 | 428761.7394 | 428761.7394 | 428761.7394 | 428761.7394 | 428761.7394 | 64.8132 | 64.8132 | 64.8132 | 64.8132 | 64.1393 | 64.1393 | 64.1393 | 64.1393 | 64.1393 | 64.1393 | 134.2151 | 134.4989 | 134.4989 | 134.4989 | 133.5412 | 133.5412 | 133.5412 | 133.5412 | 133.5412 | 133.5412 | 0 | 0 | 0 | 0 | 0 | 0 | 0 | 0 | 0 | 0 | 301768.22 | 301768.22 | 301768.22 | 301768.22 | 300004.22 | 300004.22 | 300004.22 | 300004.22 | 300004.22 | 300004.22 | 131250 | 131250 | 131250 | 131250 | 131250 | 131250 | 131250 | 131250 | 131250 | 131250 | 156148.3 | 156148.3 | 156148.3 | 156148.3 | 154468.3 | 154468.3 | 154468.3 | 154468.3 | 154468.3 | 154468.3 | 0 | 0 | 0 | 0 | 0 | 0 | 0 | 0 | 0 | 0 | 0 | 0 | 0 | 0 | 0 | 0 | 0 | 0 | 0 | 0 | 0 | 0 | 0 | 0 | 0 | 0 | 0 | 0 | 0 | 0 | 14369.92 | 14369.92 | 14369.92 | 14369.92 | 14285.92 | 14285.92 | 14285.92 | 14285.92 | 14285.92 | 14285.92 | 301768.22 | 301768.22 | 301768.22 | 301768.22 | 300004.22 | 300004.22 | 300004.22 | 300004.22 | 300004.22 | 300004.22 | 750 | 0% | 0% | 0% | 5% | 1.0487 | 1.068 | 1.0853 | 1.1004 | 1.1113 | 1.1279 | 1.144 | 1.1518 | 1.145 | 1.1372 | 1.0487 | 1.068 | 1.0853 | 1.1004 | 1.1113 | 1.1279 | 1.144 | 1.1518 | 1.145 | 1.1372 | n/a | n/a | n/a | n/a | n/a | n/a | n/a | n/a | n/a | n/a | 0.31548 | 0.31528 | 0.31432 | 0.31264 | 0.31026 | 0.30884 | 0.30721 | 0.30329 | 0.29903 | 0.29477
Residential_Targeted Energy Efficiency_Heat Pump | Residential | Targeted Energy Efficiency | Heat Pump | 120 | 120 | 120 | 120 | 120 | 120 | 120 | 120 | 120 | 120 | 20 | 20 | 20 | 20 | 20 | 20 | 20 | 20 | 20 | 20 | 9984.5214 | 9984.5214 | 9984.5214 | 9984.5214 | 9984.5214 | 9984.5214 | 9984.5214 | 9984.5214 | 9984.5214 | 9984.5214 | 4.8137 | 4.8137 | 4.8137 | 4.8137 | 4.8137 | 4.8137 | 4.8137 | 4.8137 | 4.8137 | 4.8137 | 3.099 | 3.099 | 3.099 | 3.099 | 3.099 | 3.099 | 3.099 | 3.099 | 3.099 | 3.099 | 8410.81 | 8410.81 | 8410.81 | 8410.81 | 8410.81 | 8410.81 | 8410.81 | 8410.81 | 8410.81 | 8410.81 | 4.055 | 4.055 | 4.055 | 4.055 | 4.055 | 4.055 | 4.055 | 4.055 | 4.055 | 4.055 | 2.6105 | 2.6105 | 2.6105 | 2.6105 | 2.6105 | 2.6105 | 2.6105 | 2.6105 | 2.6105 | 2.6105 | 0 | 0 | 0 | 0 | 0 | 0 | 0 | 0 | 0 | 0 | 65952.33 | 65952.33 | 65952.33 | 65952.33 | 65952.33 | 65952.33 | 65952.33 | 65952.33 | 65952.33 | 65952.33 | 15000 | 15000 | 15000 | 15000 | 15000 | 15000 | 15000 | 15000 | 15000 | 15000 | 47811.74 | 47811.74 | 47811.74 | 47811.74 | 47811.74 | 47811.74 | 47811.74 | 47811.74 | 47811.74 | 47811.74 | 0 | 0 | 0 | 0 | 0 | 0 | 0 | 0 | 0 | 0 | 0 | 0 | 0 | 0 | 0 | 0 | 0 | 0 | 0 | 0 | 0 | 0 | 0 | 0 | 0 | 0 | 0 | 0 | 0 | 0 | 3140.59 | 3140.59 | 3140.59 | 3140.59 | 3140.59 | 3140.59 | 3140.59 | 3140.59 | 3140.59 | 3140.59 | 65952.33 | 65952.33 | 65952.33 | 65952.33 | 65952.33 | 65952.33 | 65952.33 | 65952.33 | 65952.33 | 65952.33 | 750 | 0% | 0% | 0% | 5% | 1.1111 | 1.1429 | 1.1698 | 1.1949 | 1.2237 | 1.2519 | 1.2782 | 1.2811 | 1.2836 | 1.2839 | 1.1111 | 1.1429 | 1.1698 | 1.1949 | 1.2237 | 1.2519 | 1.2782 | 1.2811 | 1.2836 | 1.2839 | n/a | n/a | n/a | n/a | n/a | n/a | n/a | n/a | n/a | n/a | 0.32498 | 0.32792 | 0.32925 | 0.32983 | 0.33122 | 0.33223 | 0.33254 | 0.32671 | 0.32082 | 0.31445
Residential_Community Outreach_ | Residential | Community Outreach |  | 0 | 0 | 0 | 0 | 0 | 0 | 0 | 0 | 0 | 0 | [10 empty] | 0 | 0 | 0 | 0 | 0 | 0 | 0 | 0 | 0 | 0 | 0 | 0 | 0 | 0 | 0 | 0 | 0 | 0 | 0 | 0 | 0 | 0 | 0 | 0 | 0 | 0 | 0 | 0 | 0 | 0 | 0 | 0 | 0 | 0 | 0 | 0 | 0 | 0 | 0 | 0 | 0 | 0 | 0 | 0 | 0 | 0 | 0 | 0 | 0 | 0 | 0 | 0 | 0 | 0 | 0 | 0 | 0 | 0 | 0 | 0 | 0 | 0 | 0 | 0 | 0 | 0 | 0 | 0 | 0 | 0 | 0 | 0 | 0 | 0 | 0 | 0 | 0 | 0 | 0 | 0 | 0 | 0 | 0 | 0 | 0 | 0 | 0 | 0 | 0 | 0 | 0 | 0 | 0 | 0 | 0 | 0 | 0 | 0 | 0 | 0 | 0 | 0 | 0 | 0 | 0 | 0 | 0 | 0 | 0 | 0 | 0 | 0 | 0 | 0 | 0 | 0 | 0 | 0 | 0 | 0 | 0 | 0 | 0 | 0 | 0 | 0 | 0 | 0 | 0 | 0 | 0 | 0 | 0 | 0 | 0 | 0 | 0 | 0 | 0 | 0 | 0 | 0 | 0 | 0 | 0 | 0 | 0 | 0 | 0 | 0 | [5 empty] | n/a | n/a | n/a | n/a | n/a | n/a | n/a | n/a | n/a | n/a | n/a | n/a | n/a | n/a | n/a | n/a | n/a | n/a | n/a | n/a | n/a | n/a | n/a | n/a | n/a | n/a | n/a | n/a | n/a | n/a | n/a | n/a | n/a | n/a | n/a | n/a | n/a | n/a | n/a | n/a
Residential_Student Energy Education_ | Residential | Student Energy Education |  | 0 | 0 | 0 | 0 | 0 | 0 | 0 | 0 | 0 | 0 | [10 empty] | 0 | 0 | 0 | 0 | 0 | 0 | 0 | 0 | 0 | 0 | 0 | 0 | 0 | 0 | 0 | 0 | 0 | 0 | 0 | 0 | 0 | 0 | 0 | 0 | 0 | 0 | 0 | 0 | 0 | 0 | 0 | 0 | 0 | 0 | 0 | 0 | 0 | 0 | 0 | 0 | 0 | 0 | 0 | 0 | 0 | 0 | 0 | 0 | 0 | 0 | 0 | 0 | 0 | 0 | 0 | 0 | 0 | 0 | 0 | 0 | 0 | 0 | 0 | 0 | 0 | 0 | 0 | 0 | 0 | 0 | 0 | 0 | 0 | 0 | 0 | 0 | 0 | 0 | 0 | 0 | 0 | 0 | 0 | 0 | 0 | 0 | 0 | 0 | 0 | 0 | 0 | 0 | 0 | 0 | 0 | 0 | 0 | 0 | 0 | 0 | 0 | 0 | 0 | 0 | 0 | 0 | 0 | 0 | 0 | 0 | 0 | 0 | 0 | 0 | 0 | 0 | 0 | 0 | 0 | 0 | 0 | 0 | 0 | 0 | 0 | 0 | 0 | 0 | 0 | 0 | 0 | 0 | 0 | 0 | 0 | 0 | 0 | 0 | 0 | 0 | 0 | 0 | 0 | 0 | 0 | 0 | 0 | 0 | 0 | 0 | [5 empty] | n/a | n/a | n/a | n/a | n/a | n/a | n/a | n/a | n/a | n/a | n/a | n/a | n/a | n/a | n/a | n/a | n/a | n/a | n/a | n/a | n/a | n/a | n/a | n/a | n/a | n/a | n/a | n/a | n/a | n/a | n/a | n/a | n/a | n/a | n/a | n/a | n/a | n/a | n/a | n/a
Commercial_Commercial Total_ | Commercial | Commercial Total |  | 6777 | 6987 | 7166 | 8096 | 7704 | 7903 | 8109 | 8302 | 8464 | 8688 | 243 | 256 | 268 | 289 | 306 | 317 | 330 | 341 | 352 | 363 | 6130712.2103 | 8737112.5551 | 9001730.0993 | 9737378.2731 | 10049261.018 | 10294912.0866 | 10864912.0248 | 11103618.9094 | 11316896.5941 | 11597885.8892 | 1182.2656 | 1495.3323 | 1541.4905 | 1681.326 | 1731.1525 | 1771.9656 | 1853.6096 | 1893.7516 | 1931.4891 | 1975.5356 | 1101.3995 | 1414.3095 | 1460.4677 | 1570.1972 | 1619.867 | 1660.5234 | 1742.1673 | 1782.1527 | 1819.7335 | 1862.681 | 5209250.6571 | 7768088.1443 | 7988948.9619 | 8602951.5505 | 8863261.8721 | 9068292.4796 | 9544038.1554 | 9743272.8579 | 9921283.2916 | 10155808.654 | 1020.0382 | 1325.1069 | 1363.6325 | 1480.345 | 1521.9323 | 1555.9966 | 1624.14 | 1657.6442 | 1689.1415 | 1725.9045 | 952.5439 | 1257.4819 | 1296.0075 | 1387.5923 | 1429.0488 | 1462.9823 | 1531.1257 | 1564.4991 | 1595.8656 | 1631.7114 | 641965.24 | 862931.56 | 895558.64 | 975264.87 | 1016391.96 | 1048712.5 | 1114465.09 | 1146710.63 | 1175798.17 | 1209913.72 | 1449345.4 | 1410312.31 | 1452400.57 | 1533206.76 | 1578519.95 | 1620669.2 | 1715445.93 | 1757312.96 | 1797350.66 | 1840874.43 | 1056848.42 | 1091307.88 | 1124567.34 | 1187486.04 | 1222584.96 | 1255934.42 | 1333901.27 | 1367010.73 | 1398880.19 | 1433229.65 | 0 | 0 | 0 | 0 | 0 | 0 | 0 | 0 | 0 | 0 | 130910.75 | 136504.71 | 141775.64 | 152019.68 | 158117.75 | 163371.36 | 172537 | 177765.39 | 182641.96 | 188119.16 | 162000 | 74250 | 74250 | 74250 | 74250 | 74250 | 74250 | 74250 | 74250 | 74250 | 0 | 0 | 0 | 0 | 0 | 0 | 0 | 0 | 0 | 0 | 99586.23 | 108249.72 | 111807.59 | 119451.04 | 123567.24 | 127113.42 | 134757.66 | 138286.84 | 141578.51 | 145275.62 | 2091310.64 | 2273243.87 | 2347959.21 | 2508471.63 | 2594911.91 | 2669381.7 | 2829911.02 | 2904023.59 | 2973148.83 | 3050788.15 | [5 empty] | 1.1633 | 1.6149 | 1.6441 | 1.6716 | 1.7018 | 1.7214 | 1.7412 | 1.7411 | 1.7412 | 1.743 | 1.4129 | 1.8713 | 1.9101 | 1.9594 | 1.9958 | 2.0208 | 2.0219 | 2.0241 | 2.0258 | 2.0306 | 6.8394 | 8.5856 | 8.7338 | 8.7628 | 8.9657 | 9.1344 | 9.4459 | 9.623 | 9.8149 | 10.0181 | 0.5241 | 0.5671 | 0.56798 | 0.56886 | 0.56714 | 0.56434 | 0.5595 | 0.55025 | 0.54109 | 0.53181
Commercial_Commercial Incentive Program_ | Commercial | Commercial Incentive Program |  | 6704 | 6908 | 7082 | 8011 | 7609 | 7803 | 8002 | 8190 | 8347 | 8566 | 170 | 177 | 184 | 204 | 211 | 217 | 223 | 229 | 235 | 241 | 3629464.714 | 3810640.6046 | 3968799.0281 | 4538143.0583 | 4637107.5617 | 4776299.5095 | 4907232.0398 | 5039479.8036 | 5146298.3675 | 5320828.5419 | 674.3144 | 705.9102 | 735.2969 | 854.2843 | 870.5675 | 894.6089 | 917.785 | 941.1554 | 962.1213 | 989.3961 | 618.8723 | 650.3114 | 679.6981 | 768.5795 | 784.706 | 808.5907 | 831.7668 | 854.9805 | 875.7897 | 901.9656 | 3029302.3336 | 3180519.2737 | 3312524.8776 | 3787723.1052 | 3870322.9993 | 3986498.3931 | 4095780.1332 | 4206159.6219 | 4295314.8419 | 4440984.9906 | 562.8109 | 589.1821 | 613.7094 | 713.0212 | 726.6119 | 746.6779 | 766.0216 | 785.5275 | 803.0265 | 825.7912 | 516.5366 | 542.777 | 567.3043 | 641.4884 | 654.9483 | 674.8835 | 694.2272 | 713.6023 | 730.9705 | 752.818 | 392931.84 | 409846.93 | 423924.01 | 486973.72 | 491000.81 | 504771.35 | 518660.89 | 532356.43 | 542893.97 | 558459.52 | 464199.11 | 408816.95 | 420206.2 | 474820 | 458735.18 | 470185.42 | 481878.39 | 493046.42 | 502385.11 | 515209.87 | 282360 | 291940 | 300320 | 341030 | 326370 | 334840 | 343510 | 351740 | 358730 | 368200 | 0 | 0 | 0 | 0 | 0 | 0 | 0 | 0 | 0 | 0 | 54023.35 | 56142.95 | 57939.52 | 66240.3 | 65389.66 | 67168.91 | 68973.67 | 70727.71 | 72129.92 | 74132.76 | 87000 | 21750 | 21750 | 21750 | 21750 | 21750 | 21750 | 21750 | 21750 | 21750 | 0 | 0 | 0 | 0 | 0 | 0 | 0 | 0 | 0 | 0 | 40815.76 | 38984 | 40196.68 | 45799.7 | 45225.52 | 46426.51 | 47644.72 | 48828.71 | 49775.19 | 51127.11 | 857130.95 | 818663.88 | 844130.21 | 961793.72 | 949735.99 | 974956.77 | 1000539.28 | 1025402.85 | 1045279.08 | 1073669.39 | [5 empty] | 1.551 | 1.6952 | 1.7401 | 1.764 | 1.8402 | 1.8698 | 1.9168 | 1.9266 | 1.9375 | 1.9526 | 2.1766 | 2.4472 | 2.5205 | 2.5766 | 2.7168 | 2.7614 | 2.8327 | 2.8482 | 2.8656 | 2.8883 | 6.4995 | 6.6753 | 6.8574 | 6.9307 | 7.1743 | 7.355 | 7.5907 | 7.7753 | 7.9687 | 8.19 | 0.59831 | 0.61507 | 0.61599 | 0.61559 | 0.61719 | 0.61339 | 0.61106 | 0.60103 | 0.59136 | 0.5815
Commercial_Commercial Incentive Program_Prescriptive | Commercial | Commercial Incentive Program | Prescriptive | 6684 | 6886 | 7058 | 7982 | 7578 | 7771 | 7969 | 8156 | 8312 | 8530 | 150 | 155 | 160 | 175 | 180 | 185 | 190 | 195 | 200 | 205 | 2644148.9711 | 2726793.2874 | 2786420.1366 | 3109435.231 | 3109868.1601 | 3199794.3208 | 3281461.0639 | 3364443.0406 | 3421995.8174 | 3547260.2046 | 511.0475 | 526.3166 | 539.3765 | 617.5472 | 617.5037 | 633.3818 | 648.3946 | 663.6016 | 676.4042 | 695.5156 | 455.6054 | 470.7178 | 483.7777 | 531.8424 | 531.6422 | 547.3637 | 562.3764 | 577.4267 | 590.0726 | 608.0851 | 2206916.7989 | 2275895.1856 | 2325662.236 | 2595264.0799 | 2595625.4206 | 2670681.5376 | 2738844.001 | 2808104.213 | 2856140.1562 | 2960691.0282 | 426.5415 | 439.2857 | 450.1861 | 515.4306 | 515.3943 | 528.6469 | 541.1771 | 553.8695 | 564.5551 | 580.5063 | 380.2672 | 392.8807 | 403.781 | 443.8978 | 443.7307 | 456.8525 | 469.3827 | 481.9444 | 492.4991 | 507.5331 | 327141 | 337477 | 344975 | 391577 | 389025 | 399506 | 410106 | 420512 | 427760 | 440036 | 425773.13 | 377258.38 | 386065.03 | 434222.34 | 415554.93 | 425713.86 | 436115.54 | 445992.27 | 454039.66 | 465573.12 | 267360 | 275440 | 282320 | 319280 | 303120 | 310840 | 318760 | 326240 | 332480 | 341200 | 0 | 0 | 0 | 0 | 0 | 0 | 0 | 0 | 0 | 0 | 47560.08 | 49033.36 | 50183.6 | 56868.56 | 55371.6 | 56827.68 | 58309.28 | 59740.16 | 60819.2 | 62498.88 | 75000 | 18750 | 18750 | 18750 | 18750 | 18750 | 18750 | 18750 | 18750 | 18750 | 0 | 0 | 0 | 0 | 0 | 0 | 0 | 0 | 0 | 0 | 35853.05 | 34035.02 | 34811.43 | 39323.78 | 38313.33 | 39296.18 | 40296.26 | 41262.11 | 41990.46 | 43124.24 | 752914.13 | 714735.38 | 731040.03 | 825799.34 | 804579.93 | 825219.86 | 846221.54 | 866504.27 | 881799.66 | 905609.12 | 40 | 8% | 25% | 0% | 5% | 1.3537 | 1.4741 | 1.5034 | 1.5079 | 1.5713 | 1.5969 | 1.6454 | 1.6531 | 1.6602 | 1.6754 | 1.7935 | 1.9936 | 2.0324 | 2.0491 | 2.1487 | 2.1834 | 2.2505 | 2.2609 | 2.2698 | 2.2904 | 6.0746 | 6.2154 | 6.3597 | 6.3573 | 6.5702 | 6.7333 | 6.9709 | 7.135 | 7.3041 | 7.5171 | 0.57021 | 0.58791 | 0.58878 | 0.58854 | 0.59173 | 0.5891 | 0.58903 | 0.58014 | 0.57145 | 0.56262
Commercial_Commercial Incentive Program_Custom | Commercial | Commercial Incentive Program | Custom | 20 | 22 | 24 | 29 | 31 | 32 | 33 | 34 | 35 | 36 | 20 | 22 | 24 | 29 | 31 | 32 | 33 | 34 | 35 | 36 | 985315.7429 | 1083847.3172 | 1182378.8915 | 1428707.8273 | 1527239.4015 | 1576505.1887 | 1625770.9758 | 1675036.763 | 1724302.5501 | 1773568.3373 | 163.2669 | 179.5936 | 195.9203 | 236.737 | 253.0637 | 261.2271 | 269.3904 | 277.5538 | 285.7171 | 293.8805 | 163.2669 | 179.5936 | 195.9203 | 236.737 | 253.0637 | 261.2271 | 269.3904 | 277.5538 | 285.7171 | 293.8805 | 822385.5347 | 904624.0881 | 986862.6416 | 1192459.0253 | 1274697.5788 | 1315816.8555 | 1356936.1322 | 1398055.409 | 1439174.6857 | 1480293.9624 | 136.2694 | 149.8963 | 163.5232 | 197.5906 | 211.2175 | 218.031 | 224.8445 | 231.6579 | 238.4714 | 245.2849 | 136.2694 | 149.8963 | 163.5232 | 197.5906 | 211.2175 | 218.031 | 224.8445 | 231.6579 | 238.4714 | 245.2849 | 65790.84 | 72369.93 | 78949.01 | 95396.72 | 101975.81 | 105265.35 | 108554.89 | 111844.43 | 115133.97 | 118423.52 | 38425.98 | 31558.57 | 34141.17 | 40597.66 | 43180.25 | 44471.56 | 45762.85 | 47054.15 | 48345.45 | 49636.75 | 15000 | 16500 | 18000 | 21750 | 23250 | 24000 | 24750 | 25500 | 26250 | 27000 | 0 | 0 | 0 | 0 | 0 | 0 | 0 | 0 | 0 | 0 | 6463.27 | 7109.59 | 7755.92 | 9371.74 | 10018.06 | 10341.23 | 10664.39 | 10987.55 | 11310.72 | 11633.88 | 12000 | 3000 | 3000 | 3000 | 3000 | 3000 | 3000 | 3000 | 3000 | 3000 | 0 | 0 | 0 | 0 | 0 | 0 | 0 | 0 | 0 | 0 | 4962.71 | 4948.98 | 5385.25 | 6475.92 | 6912.19 | 7130.33 | 7348.46 | 7566.6 | 7784.73 | 8002.87 | 104216.82 | 103928.5 | 113090.18 | 135994.38 | 145156.06 | 149736.91 | 154317.74 | 158898.58 | 163479.42 | 168060.27 | 750 | 8% | 4% | 0% | 5% | 2.5092 | 2.6886 | 2.7377 | 2.781 | 2.82 | 2.8582 | 2.8949 | 2.9063 | 2.9192 | 2.9331 | 4.9443 | 5.5666 | 5.6757 | 5.7799 | 5.8655 | 5.9471 | 6.0254 | 6.0511 | 6.0796 | 6.1104 | 7.9552 | 8.1518 | 8.3534 | 8.5604 | 8.7727 | 8.9904 | 9.2138 | 9.4431 | 9.6785 | 9.92 | 0.68703 | 0.69405 | 0.68976 | 0.68319 | 0.67626 | 0.66923 | 0.66176 | 0.6486 | 0.63596 | 0.62376
Commercial_Express Install_ | Commercial | Express Install |  | 40 | 45 | 50 | 50 | 60 | 65 | 70 | 75 | 80 | 85 | 40 | 45 | 50 | 50 | 60 | 65 | 70 | 75 | 80 | 85 | 851672.9661 | 958132.0869 | 1064591.2076 | 1064591.2076 | 1277509.4492 | 1383968.5699 | 1490427.6907 | 1596886.8115 | 1703345.9322 | 1809805.053 | 134.173 | 150.9447 | 167.7163 | 167.7163 | 201.2596 | 218.0312 | 234.8028 | 251.5745 | 268.3461 | 285.1177 | 134.173 | 150.9447 | 167.7163 | 167.7163 | 201.2596 | 218.0312 | 234.8028 | 251.5745 | 268.3461 | 285.1177 | 710841.71 | 799696.9238 | 888552.1375 | 888552.1375 | 1066262.565 | 1155117.7788 | 1243972.9925 | 1332828.2063 | 1421683.42 | 1510538.6338 | 111.9864 | 125.9847 | 139.983 | 139.983 | 167.9796 | 181.9779 | 195.9762 | 209.9745 | 223.9728 | 237.9711 | 111.9864 | 125.9847 | 139.983 | 139.983 | 167.9796 | 181.9779 | 195.9762 | 209.9745 | 223.9728 | 237.9711 | 148400 | 166950 | 185500 | 185500 | 222600 | 241150 | 259700 | 278250 | 296800 | 315350 | 261342.06 | 280228.57 | 310927.58 | 310927.58 | 372325.59 | 403024.6 | 433723.61 | 464422.61 | 495121.62 | 525820.63 | 199035.68 | 223915.14 | 248794.6 | 248794.6 | 298553.52 | 323432.98 | 348312.44 | 373191.9 | 398071.36 | 422950.82 | 0 | 0 | 0 | 0 | 0 | 0 | 0 | 0 | 0 | 0 | 27794.85 | 31269.21 | 34743.57 | 34743.57 | 41692.28 | 45166.64 | 48641 | 52115.35 | 55589.71 | 59064.07 | 15000 | 3750 | 3750 | 3750 | 3750 | 3750 | 3750 | 3750 | 3750 | 3750 | 0 | 0 | 0 | 0 | 0 | 0 | 0 | 0 | 0 | 0 | 19511.53 | 21294.22 | 23639.41 | 23639.41 | 28329.79 | 30674.98 | 33020.17 | 35365.36 | 37710.55 | 40055.74 | 409742.06 | 447178.57 | 496427.58 | 496427.58 | 594925.59 | 644174.6 | 693423.61 | 742672.61 | 791921.62 | 841170.63 | 0.28 | 8% | 5% | 0% | 5% | 1.0074 | 1.0572 | 1.0757 | 1.09 | 1.1057 | 1.1207 | 1.1351 | 1.1394 | 1.1443 | 1.1497 | 1.0775 | 1.1331 | 1.153 | 1.1683 | 1.1853 | 1.2014 | 1.2168 | 1.2215 | 1.2268 | 1.2326 | 7.0043 | 7.1646 | 7.329 | 7.4978 | 7.6709 | 7.8485 | 8.0306 | 8.2176 | 8.4095 | 8.6064 | 0.45613 | 0.46395 | 0.46441 | 0.4631 | 0.46189 | 0.46043 | 0.45856 | 0.45259 | 0.44685 | 0.44128
Commercial_New Construction_ | Commercial | New Construction |  | 8 | 8 | 8 | 8 | 8 | 8 | 8 | 8 | 8 | 8 | 8 | 8 | 8 | 8 | 8 | 8 | 8 | 8 | 8 | 8 | 259853.8123 | 259853.8123 | 259853.8123 | 259853.8123 | 259853.8123 | 259853.8123 | 259853.8123 | 259853.8123 | 259853.8123 | 259853.8123 | 68.3376 | 68.3376 | 68.3376 | 68.3376 | 68.3376 | 68.3376 | 68.3376 | 68.3376 | 68.3376 | 68.3376 | 42.9135 | 42.9135 | 42.9135 | 42.9135 | 42.9135 | 42.9135 | 42.9135 | 42.9135 | 42.9135 | 42.9135 | 216884.8086 | 216884.8086 | 216884.8086 | 216884.8086 | 216884.8086 | 216884.8086 | 216884.8086 | 216884.8086 | 216884.8086 | 216884.8086 | 57.0374 | 57.0374 | 57.0374 | 57.0374 | 57.0374 | 57.0374 | 57.0374 | 57.0374 | 57.0374 | 57.0374 | 35.8174 | 35.8174 | 35.8174 | 35.8174 | 35.8174 | 35.8174 | 35.8174 | 35.8174 | 35.8174 | 35.8174 | 17350.78 | 17350.78 | 17350.78 | 17350.78 | 17350.78 | 17350.78 | 17350.78 | 17350.78 | 17350.78 | 17350.78 | 57062.22 | 45249.72 | 45249.72 | 45249.72 | 45249.72 | 45249.72 | 45249.72 | 45249.72 | 45249.72 | 45249.72 | 32532.72 | 32532.72 | 32532.72 | 32532.72 | 32532.72 | 32532.72 | 32532.72 | 32532.72 | 32532.72 | 32532.72 | 0 | 0 | 0 | 0 | 0 | 0 | 0 | 0 | 0 | 0 | 5986.02 | 5986.02 | 5986.02 | 5986.02 | 5986.02 | 5986.02 | 5986.02 | 5986.02 | 5986.02 | 5986.02 | 15000 | 3750 | 3750 | 3750 | 3750 | 3750 | 3750 | 3750 | 3750 | 3750 | 0 | 0 | 0 | 0 | 0 | 0 | 0 | 0 | 0 | 0 | 3543.48 | 2980.98 | 2980.98 | 2980.98 | 2980.98 | 2980.98 | 2980.98 | 2980.98 | 2980.98 | 2980.98 | 74413 | 62600.5 | 62600.5 | 62600.5 | 62600.5 | 62600.5 | 62600.5 | 62600.5 | 62600.5 | 62600.5 | 0.15 | 12% | 5% | 0% | 5% | 1.2371 | 1.4065 | 1.4364 | 1.4583 | 1.4799 | 1.5013 | 1.5217 | 1.5301 | 1.5388 | 1.5477 | 2.016 | 2.459 | 2.5114 | 2.5497 | 2.5874 | 2.6248 | 2.6606 | 2.6752 | 2.6904 | 2.7059 | 5.455 | 5.5898 | 5.7281 | 5.87 | 6.0156 | 6.1649 | 6.3181 | 6.4753 | 6.6367 | 6.8023 | 0.613 | 0.64808 | 0.64894 | 0.64588 | 0.64246 | 0.63875 | 0.63446 | 0.62506 | 0.61585 | 0.60673
Commercial_School Energy Manager_ | Commercial | School Energy Manager |  | 20 | 20 | 20 | 20 | 20 | 20 | 20 | 20 | 20 | 20 | 20 | 20 | 20 | 20 | 20 | 20 | 20 | 20 | 20 | 20 | 558200 | 558200 | 558200 | 558200 | 558200 | 558200 | 558200 | 558200 | 558200 | 558200 | 201.2 | 201.2 | 201.2 | 201.2 | 201.2 | 201.2 | 201.2 | 201.2 | 201.2 | 201.2 | 201.2 | 201.2 | 201.2 | 201.2 | 201.2 | 201.2 | 201.2 | 201.2 | 201.2 | 201.2 | 558200 | 558200 | 558200 | 558200 | 558200 | 558200 | 558200 | 558200 | 558200 | 558200 | 201.2 | 201.2 | 201.2 | 201.2 | 201.2 | 201.2 | 201.2 | 201.2 | 201.2 | 201.2 | 201.2 | 201.2 | 201.2 | 201.2 | 201.2 | 201.2 | 201.2 | 201.2 | 201.2 | 201.2 | 0 | 0 | 0 | 0 | 0 | 0 | 0 | 0 | 0 | 0 | 225750 | 225750 | 225750 | 225750 | 225750 | 225750 | 225750 | 225750 | 225750 | 225750 | 200000 | 200000 | 200000 | 200000 | 200000 | 200000 | 200000 | 200000 | 200000 | 200000 | 0 | 0 | 0 | 0 | 0 | 0 | 0 | 0 | 0 | 0 | 0 | 0 | 0 | 0 | 0 | 0 | 0 | 0 | 0 | 0 | 15000 | 15000 | 15000 | 15000 | 15000 | 15000 | 15000 | 15000 | 15000 | 15000 | 0 | 0 | 0 | 0 | 0 | 0 | 0 | 0 | 0 | 0 | 10750 | 10750 | 10750 | 10750 | 10750 | 10750 | 10750 | 10750 | 10750 | 10750 | 225750 | 225750 | 225750 | 225750 | 225750 | 225750 | 225750 | 225750 | 225750 | 225750 | 200000 | 0% | 5% | 0% | 5% | 1.0095 | 1.0503 | 1.0851 | 1.1092 | 1.1338 | 1.1562 | 1.1763 | 1.1842 | 1.1906 | 1.1934 | 1.412 | 1.4691 | 1.5177 | 1.5515 | 1.5858 | 1.6172 | 1.6452 | 1.6563 | 1.6653 | 1.6692 | 5.9485 | 6.1033 | 6.2619 | 6.4247 | 6.5916 | 6.763 | 6.9388 | 7.1192 | 7.3043 | 7.4943 | 0.57611 | 0.58995 | 0.59977 | 0.60324 | 0.60657 | 0.6084 | 0.60867 | 0.60248 | 0.59552 | 0.58671
Commercial_Bid For Efficiency_ | Commercial | Bid For Efficiency |  | 0 | 1 | 1 | 1 | 1 | 1 | 1 | 1 | 1 | 1 | 0 | 1 | 1 | 1 | 1 | 1 | 1 | 1 | 1 | 1 | 0 | 2318765.3333 | 2318765.3333 | 2318765.3333 | 2318765.3333 | 2318765.3333 | 2318765.3333 | 2318765.3333 | 2318765.3333 | 2318765.3333 | 0 | 264.6992 | 264.6992 | 264.6992 | 264.6992 | 264.6992 | 264.6992 | 264.6992 | 264.6992 | 264.6992 | 0 | 264.6992 | 264.6992 | 264.6992 | 264.6992 | 264.6992 | 264.6992 | 264.6992 | 264.6992 | 264.6992 | 0 | 2318765.3333 | 2318765.3333 | 2318765.3333 | 2318765.3333 | 2318765.3333 | 2318765.3333 | 2318765.3333 | 2318765.3333 | 2318765.3333 | 0 | 264.6992 | 264.6992 | 264.6992 | 264.6992 | 264.6992 | 264.6992 | 264.6992 | 264.6992 | 264.6992 | 0 | 264.6992 | 264.6992 | 264.6992 | 264.6992 | 264.6992 | 264.6992 | 264.6992 | 264.6992 | 264.6992 | 0 | 185501.23 | 185501.23 | 185501.23 | 185501.23 | 185501.23 | 185501.23 | 185501.23 | 185501.23 | 185501.23 | 303730.09 | 313005.15 | 313005.15 | 313005.15 | 313005.15 | 313005.15 | 313005.15 | 313005.15 | 313005.15 | 313005.15 | 231876.53 | 231876.53 | 231876.53 | 231876.53 | 231876.53 | 231876.53 | 231876.53 | 231876.53 | 231876.53 | 231876.53 | 0 | 0 | 0 | 0 | 0 | 0 | 0 | 0 | 0 | 0 | 33390.22 | 33390.22 | 33390.22 | 33390.22 | 33390.22 | 33390.22 | 33390.22 | 33390.22 | 33390.22 | 33390.22 | 24000 | 24000 | 24000 | 24000 | 24000 | 24000 | 24000 | 24000 | 24000 | 24000 | 0 | 0 | 0 | 0 | 0 | 0 | 0 | 0 | 0 | 0 | 14463.34 | 23738.4 | 23738.4 | 23738.4 | 23738.4 | 23738.4 | 23738.4 | 23738.4 | 23738.4 | 23738.4 | 303730.09 | 498506.38 | 498506.38 | 498506.38 | 498506.38 | 498506.38 | 498506.38 | 498506.38 | 498506.38 | 498506.38 | 0.1 | 8% | 8% | 0% | 5% | 0 | 2.7592 | 2.813 | 2.8593 | 2.91 | 2.9569 | 2.9987 | 3.003 | 3.0066 | 3.0023 | 0 | 2.1568 | 2.1988 | 2.235 | 2.2747 | 2.3113 | 2.344 | 2.3474 | 2.3502 | 2.3468 | n/a | 32.1825 | 32.9563 | 33.7499 | 34.5641 | 35.3998 | 36.2572 | 37.1366 | 38.0396 | 38.9662 | 0 | 0.5671 | 0.56686 | 0.56483 | 0.56346 | 0.56112 | 0.55763 | 0.54714 | 0.53665 | 0.52492
Commercial_Retrocommissioning_ | Commercial | Retrocommissioning |  | 5 | 5 | 5 | 6 | 6 | 6 | 8 | 8 | 8 | 8 | 5 | 5 | 5 | 6 | 6 | 6 | 8 | 8 | 8 | 8 | 831520.7179 | 831520.7179 | 831520.7179 | 997824.8615 | 997824.8615 | 997824.8615 | 1330433.1487 | 1330433.1487 | 1330433.1487 | 1330433.1487 | 104.2406 | 104.2406 | 104.2406 | 125.0887 | 125.0887 | 125.0887 | 166.7849 | 166.7849 | 166.7849 | 166.7849 | 104.2406 | 104.2406 | 104.2406 | 125.0887 | 125.0887 | 125.0887 | 166.7849 | 166.7849 | 166.7849 | 166.7849 | 694021.8048 | 694021.8048 | 694021.8048 | 832826.1658 | 832826.1658 | 832826.1658 | 1110434.8877 | 1110434.8877 | 1110434.8877 | 1110434.8877 | 87.0035 | 87.0035 | 87.0035 | 104.4042 | 104.4042 | 104.4042 | 139.2056 | 139.2056 | 139.2056 | 139.2056 | 87.0035 | 87.0035 | 87.0035 | 104.4042 | 104.4042 | 104.4042 | 139.2056 | 139.2056 | 139.2056 | 139.2056 | 83282.62 | 83282.62 | 83282.62 | 99939.14 | 99939.14 | 99939.14 | 133252.19 | 133252.19 | 133252.19 | 133252.19 | 137261.92 | 137261.92 | 137261.92 | 163454.31 | 163454.31 | 163454.31 | 215839.06 | 215839.06 | 215839.06 | 215839.06 | 111043.49 | 111043.49 | 111043.49 | 133252.19 | 133252.19 | 133252.19 | 177669.58 | 177669.58 | 177669.58 | 177669.58 | 0 | 0 | 0 | 0 | 0 | 0 | 0 | 0 | 0 | 0 | 9716.31 | 9716.31 | 9716.31 | 11659.57 | 11659.57 | 11659.57 | 15546.09 | 15546.09 | 15546.09 | 15546.09 | 6000 | 6000 | 6000 | 6000 | 6000 | 6000 | 6000 | 6000 | 6000 | 6000 | 0 | 0 | 0 | 0 | 0 | 0 | 0 | 0 | 0 | 0 | 10502.12 | 10502.12 | 10502.12 | 12542.55 | 12542.55 | 12542.55 | 16623.39 | 16623.39 | 16623.39 | 16623.39 | 220544.54 | 220544.54 | 220544.54 | 263393.45 | 263393.45 | 263393.45 | 349091.25 | 349091.25 | 349091.25 | 349091.25 | 0.16 | 5% | 2% | 0% | 5% | 1.1314 | 1.1574 | 1.1949 | 1.2351 | 1.2719 | 1.3081 | 1.353 | 1.3595 | 1.3644 | 1.3674 | 0.81121 | 0.82984 | 0.85674 | 0.88391 | 0.91018 | 0.93615 | 0.96597 | 0.97056 | 0.97407 | 0.97625 | 25.5738 | 26.1354 | 26.7109 | 27.3012 | 27.9066 | 28.5284 | 29.1665 | 29.8212 | 30.4926 | 31.1821 | 0.39759 | 0.40119 | 0.40848 | 0.4145 | 0.42077 | 0.42657 | 0.43233 | 0.42799 | 0.42313 | 0.41769
Commercial_Continuous Energy Management_ | Commercial | Continuous Energy Management |  | 0 | 0 | 0 | 0 | 0 | 0 | 0 | 0 | 0 | 0 | 0 | 0 | 0 | 0 | 0 | 0 | 0 | 0 | 0 | 0 | 0 | 0 | 0 | 0 | 0 | 0 | 0 | 0 | 0 | 0 | 0 | 0 | 0 | 0 | 0 | 0 | 0 | 0 | 0 | 0 | 0 | 0 | 0 | 0 | 0 | 0 | 0 | 0 | 0 | 0 | 0 | 0 | 0 | 0 | 0 | 0 | 0 | 0 | 0 | 0 | 0 | 0 | 0 | 0 | 0 | 0 | 0 | 0 | 0 | 0 | 0 | 0 | 0 | 0 | 0 | 0 | 0 | 0 | 0 | 0 | 0 | 0 | 0 | 0 | 0 | 0 | 0 | 0 | 0 | 0 | 0 | 0 | 0 | 0 | 0 | 0 | 0 | 0 | 0 | 0 | 0 | 0 | 0 | 0 | 0 | 0 | 0 | 0 | 0 | 0 | 0 | 0 | 0 | 0 | 0 | 0 | 0 | 0 | 0 | 0 | 0 | 0 | 0 | 0 | 0 | 0 | 0 | 0 | 0 | 0 | 0 | 0 | 0 | 0 | 0 | 0 | 0 | 0 | 0 | 0 | 0 | 0 | 0 | 0 | 0 | 0 | 0 | 0 | 0 | 0 | 0 | 0 | 0 | 0 | 0 | 0 | 0 | 0 | 0 | 0 | 0 | 0 | 0 | 0 | 0 | 0 | 0 | 0 | 0 | 0 | 0.1 | 5% | 0% | 0% | 5% | n/a | n/a | n/a | n/a | n/a | n/a | n/a | n/a | n/a | n/a | n/a | n/a | n/a | n/a | n/a | n/a | n/a | n/a | n/a | n/a | n/a | n/a | n/a | n/a | n/a | n/a | n/a | n/a | n/a | n/a | n/a | n/a | n/a | n/a | n/a | n/a | n/a | n/a | n/a | n/a
Industrial_Industrial Total_ | Industrial | Industrial Total |  | 0 | 0 | 0 | 0 | 0 | 0 | 0 | 0 | 0 | 0 | 0 | 0 | 0 | 0 | 0 | 0 | 0 | 0 | 0 | 0 | 0 | 0 | 0 | 0 | 0 | 0 | 0 | 0 | 0 | 0 | 0 | 0 | 0 | 0 | 0 | 0 | 0 | 0 | 0 | 0 | 0 | 0 | 0 | 0 | 0 | 0 | 0 | 0 | 0 | 0 | 0 | 0 | 0 | 0 | 0 | 0 | 0 | 0 | 0 | 0 | 0 | 0 | 0 | 0 | 0 | 0 | 0 | 0 | 0 | 0 | 0 | 0 | 0 | 0 | 0 | 0 | 0 | 0 | 0 | 0 | 0 | 0 | 0 | 0 | 0 | 0 | 0 | 0 | 0 | 0 | 0 | 0 | 0 | 0 | 0 | 0 | 0 | 0 | 0 | 0 | 0 | 0 | 0 | 0 | 0 | 0 | 0 | 0 | 0 | 0 | 0 | 0 | 0 | 0 | 0 | 0 | 0 | 0 | 0 | 0 | 0 | 0 | 0 | 0 | 0 | 0 | 0 | 0 | 0 | 0 | 0 | 0 | 0 | 0 | 0 | 0 | 0 | 0 | 0 | 0 | 0 | 0 | 0 | 0 | 0 | 0 | 0 | 0 | 0 | 0 | 0 | 0 | 0 | 0 | 0 | 0 | 0 | 0 | 0 | 0 | 0 | 0 | 0 | 0 | 0 | 0 | 0 | 0 | 0 | 0 | [5 empty] | n/a | n/a | n/a | n/a | n/a | n/a | n/a | n/a | n/a | n/a | n/a | n/a | n/a | n/a | n/a | n/a | n/a | n/a | n/a | n/a | n/a | n/a | n/a | n/a | n/a | n/a | n/a | n/a | n/a | n/a | n/a | n/a | n/a | n/a | n/a | n/a | n/a | n/a | n/a | n/a
Industrial_Retrocommissioning_ | Industrial | Retrocommissioning |  | 0 | 0 | 0 | 0 | 0 | 0 | 0 | 0 | 0 | 0 | 0 | 0 | 0 | 0 | 0 | 0 | 0 | 0 | 0 | 0 | 0 | 0 | 0 | 0 | 0 | 0 | 0 | 0 | 0 | 0 | 0 | 0 | 0 | 0 | 0 | 0 | 0 | 0 | 0 | 0 | 0 | 0 | 0 | 0 | 0 | 0 | 0 | 0 | 0 | 0 | 0 | 0 | 0 | 0 | 0 | 0 | 0 | 0 | 0 | 0 | 0 | 0 | 0 | 0 | 0 | 0 | 0 | 0 | 0 | 0 | 0 | 0 | 0 | 0 | 0 | 0 | 0 | 0 | 0 | 0 | 0 | 0 | 0 | 0 | 0 | 0 | 0 | 0 | 0 | 0 | 0 | 0 | 0 | 0 | 0 | 0 | 0 | 0 | 0 | 0 | 0 | 0 | 0 | 0 | 0 | 0 | 0 | 0 | 0 | 0 | 0 | 0 | 0 | 0 | 0 | 0 | 0 | 0 | 0 | 0 | 0 | 0 | 0 | 0 | 0 | 0 | 0 | 0 | 0 | 0 | 0 | 0 | 0 | 0 | 0 | 0 | 0 | 0 | 0 | 0 | 0 | 0 | 0 | 0 | 0 | 0 | 0 | 0 | 0 | 0 | 0 | 0 | 0 | 0 | 0 | 0 | 0 | 0 | 0 | 0 | 0 | 0 | 0 | 0 | 0 | 0 | 0 | 0 | 0 | 0 | 0.12 | 5% | 0% | 0% | 5% | n/a | n/a | n/a | n/a | n/a | n/a | n/a | n/a | n/a | n/a | n/a | n/a | n/a | n/a | n/a | n/a | n/a | n/a | n/a | n/a | n/a | n/a | n/a | n/a | n/a | n/a | n/a | n/a | n/a | n/a | n/a | n/a | n/a | n/a | n/a | n/a | n/a | n/a | n/a | n/a
Industrial_Continuous Energy Management_ | Industrial | Continuous Energy Management |  | 0 | 0 | 0 | 0 | 0 | 0 | 0 | 0 | 0 | 0 | 0 | 0 | 0 | 0 | 0 | 0 | 0 | 0 | 0 | 0 | 0 | 0 | 0 | 0 | 0 | 0 | 0 | 0 | 0 | 0 | 0 | 0 | 0 | 0 | 0 | 0 | 0 | 0 | 0 | 0 | 0 | 0 | 0 | 0 | 0 | 0 | 0 | 0 | 0 | 0 | 0 | 0 | 0 | 0 | 0 | 0 | 0 | 0 | 0 | 0 | 0 | 0 | 0 | 0 | 0 | 0 | 0 | 0 | 0 | 0 | 0 | 0 | 0 | 0 | 0 | 0 | 0 | 0 | 0 | 0 | 0 | 0 | 0 | 0 | 0 | 0 | 0 | 0 | 0 | 0 | 0 | 0 | 0 | 0 | 0 | 0 | 0 | 0 | 0 | 0 | 0 | 0 | 0 | 0 | 0 | 0 | 0 | 0 | 0 | 0 | 0 | 0 | 0 | 0 | 0 | 0 | 0 | 0 | 0 | 0 | 0 | 0 | 0 | 0 | 0 | 0 | 0 | 0 | 0 | 0 | 0 | 0 | 0 | 0 | 0 | 0 | 0 | 0 | 0 | 0 | 0 | 0 | 0 | 0 | 0 | 0 | 0 | 0 | 0 | 0 | 0 | 0 | 0 | 0 | 0 | 0 | 0 | 0 | 0 | 0 | 0 | 0 | 0 | 0 | 0 | 0 | 0 | 0 | 0 | 0 | 0.1 | 5% | 0% | 0% | 5% | n/a | n/a | n/a | n/a | n/a | n/a | n/a | n/a | n/a | n/a | n/a | n/a | n/a | n/a | n/a | n/a | n/a | n/a | n/a | n/a | n/a | n/a | n/a | n/a | n/a | n/a | n/a | n/a | n/a | n/a | n/a | n/a | n/a | n/a | n/a | n/a | n/a | n/a | n/a | n/a
n/a_General Marketing & Education_ | n/a | General Marketing & Education | [91 empty] | 150000 | 150000 | 150000 | 150000 | 150000 | 150000 | 150000 | 150000 | 150000 | 150000 | [20 empty] | 150000 | 150000 | 150000 | 150000 | 150000 | 150000 | 150000 | 150000 | 150000 | 150000 | [30 empty] | 150000 | 150000 | 150000 | 150000 | 150000 | 150000 | 150000 | 150000 | 150000 | 150000 | [5 empty] | 0 | 0 | 0 | 0 | 0 | 0 | 0 | 0 | 0 | 0 | 0 | 0 | 0 | 0 | 0 | 0 | 0 | 0 | 0 | 0 | n/a | n/a | n/a | n/a | n/a | n/a | n/a | n/a | n/a | n/a | 0 | 0 | 0 | 0 | 0 | 0 | 0 | 0 | 0 | 0

## Measures
| 2 |  |  |  | 4 | 5 | 7 | [25 empty] | 33 | 34 | 35 | 36 | 37 | [5 empty] | 51 | 52 | 53 | 54 | 55 | [36 empty] | 9 | 10 | 11 | 12 | 13 | 13 | 13 | 13 | 13 | 13 | 15 | 16 | 17 | 18 | 19 | 19 | 19 | 19 | 19 | 19 | 21 | 22 | 23 | 24 | 25 | 25 | 25 | 25 | 25 | 25 | 27 | 28 | 29 | 30 | 31 | 31 | 31 | 31 | 31 | 31 | 39 | 40 | 41 | 42 | 43 | 43 | 43 | 43 | 43 | 43 | 45 | 46 | 47 | 48 | 49 | 49 | 49 | 49 | 49 | 49 | [60 empty] | 57 | 58
Costs are distributed to 'Incremental Cost' or 'Direct Install' based on program type
[8 empty] | 6 |  |  | ISR | NTG Ratio | Incremental Installations | [9 empty] | Incremental Participants | [9 empty] | Per Unit Incremental Measure Cost ($) | [9 empty] | Per Unit Future Avoided Measure Cost ($) | [9 empty] | Direct Install Measure Cost ($) | [9 empty] | Incentive Unit | Per Unit Incentive Cost ($) | [9 empty] | Total Incentive Costs | [9 empty] | Total Gross Therm Savings | [9 empty] | Total Gross kWh Savings | [9 empty] | Total Gross Peak Summer kW Savings | [9 empty] | Total Gross Peak Winter kW Savings | [9 empty] | Total Gross Remaining kWh Savings | [9 empty] | Total Gross Remaining Peak Summer kW Savings | [9 empty] | Net Incremental Therm Savings | [9 empty] | Net Incremental kWh Savings | [9 empty] | Net Incremental Peak Summer kW Savings | [9 empty] | Net Incremental Peak Winter kW Savings | [9 empty] | Net Incremental Remaining kWh Savings | [9 empty] | Net Incremental Remaining Peak Summer kW Savings | [9 empty] | Measure Lifetime | Remaining Lifetime | TRC Ratio | [9 empty] | Net Incremental kWh Savings per Unit | [9 empty] | Net Incremental Peak Summer kW Savings per Unit | [9 empty] | Net Incremental Peak Winter kW Savings per Unit | [9 empty] | Total Non-Incentives | [9 empty] | Delivery | [9 empty] | Marketing | [9 empty] | IT Reporting | [9 empty] | Evaluation
Index | Sector | Program | Tier | Measure | Base Description | Unit Definition | End-Use | # Units | Market | % Customer |  |  | 2016 | 2017 | 2018 | 2019 | 2020 | 2021 | 2022 | 2023 | 2024 | 2025 | 2016 | 2017 | 2018 | 2019 | 2020 | 2021 | 2022 | 2023 | 2024 | 2025 | 2016 | 2017 | 2018 | 2019 | 2020 | 2021 | 2022 | 2023 | 2024 | 2025 | 2016 | 2017 | 2018 | 2019 | 2020 | 2021 | 2022 | 2023 | 2024 | 2025 | 2016 | 2017 | 2018 | 2019 | 2020 | 2021 | 2022 | 2023 | 2024 | 2025 |  | 2016 | 2017 | 2018 | 2019 | 2020 | 2021 | 2022 | 2023 | 2024 | 2025 | 2016 | 2017 | 2018 | 2019 | 2020 | 2021 | 2022 | 2023 | 2024 | 2025 | 2016 | 2017 | 2018 | 2019 | 2020 | 2021 | 2022 | 2023 | 2024 | 2025 | 2016 | 2017 | 2018 | 2019 | 2020 | 2021 | 2022 | 2023 | 2024 | 2025 | 2016 | 2017 | 2018 | 2019 | 2020 | 2021 | 2022 | 2023 | 2024 | 2025 | 2016 | 2017 | 2018 | 2019 | 2020 | 2021 | 2022 | 2023 | 2024 | 2025 | 2016 | 2017 | 2018 | 2019 | 2020 | 2021 | 2022 | 2023 | 2024 | 2025 | 2016 | 2017 | 2018 | 2019 | 2020 | 2021 | 2022 | 2023 | 2024 | 2025 | 2016 | 2017 | 2018 | 2019 | 2020 | 2021 | 2022 | 2023 | 2024 | 2025 | 2016 | 2017 | 2018 | 2019 | 2020 | 2021 | 2022 | 2023 | 2024 | 2025 | 2016 | 2017 | 2018 | 2019 | 2020 | 2021 | 2022 | 2023 | 2024 | 2025 | 2016 | 2017 | 2018 | 2019 | 2020 | 2021 | 2022 | 2023 | 2024 | 2025 | 2016 | 2017 | 2018 | 2019 | 2020 | 2021 | 2022 | 2023 | 2024 | 2025 | 2016 | 2017 | 2018 | 2019 | 2020 | 2021 | 2022 | 2023 | 2024 | 2025 |  |  | 2016 | 2017 | 2018 | 2019 | 2020 | 2021 | 2022 | 2023 | 2024 | 2025 | 2016 | 2017 | 2018 | 2019 | 2020 | 2021 | 2022 | 2023 | 2024 | 2025 | 2016 | 2017 | 2018 | 2019 | 2020 | 2021 | 2022 | 2023 | 2024 | 2025 | 2016 | 2017 | 2018 | 2019 | 2020 | 2021 | 2022 | 2023 | 2024 | 2025 | 2016 | 2017 | 2018 | 2019 | 2020 | 2021 | 2022 | 2023 | 2024 | 2025 | 2016 | 2017 | 2018 | 2019 | 2020 | 2021 | 2022 | 2023 | 2024 | 2025 | 2016 | 2017 | 2018 | 2019 | 2020 | 2021 | 2022 | 2023 | 2024 | 2025 | 2016 | 2017 | 2018 | 2019 | 2020 | 2021 | 2022 | 2023 | 2024 | 2025 | 2016 | 2017 | 2018 | 2019 | 2020 | 2021 | 2022 | 2023 | 2024 | 2025 | Delivery | Marketing | IT Reporting | Vendor Incentive | Eval
1 | Residential | Residential Efficient Products | Lighting | Standard CFL | Halogen Bulb | per bulb | Lighting | 8 |  |  | 98% | 79% | 375000 | 365000 | 350000 | 330000 | 0 | 0 | 0 | 0 | 0 | 0 | 46875 | 45625 | 43750 | 41250 | 0 | 0 | 0 | 0 | 0 | 0 | 2.4 | 2.4 | 2.4 | 2.4 | 0 | 0 | 0 | 0 | 0 | 0 | 0 | 0 | 0 | 0 | 0 | 0 | 0 | 0 | 0 | 0 | [10 empty] | Unit | 1 | 1 | 1 | 1 | 1 | 1 | 1 | 1 | 1 | 1 | 375000 | 365000 | 350000 | 330000 | 0 | 0 | 0 | 0 | 0 | 0 | -57292.9648 | -55765.1524 | -53473.4338 | -50417.809 | 0 | 0 | 0 | 0 | 0 | 0 | 8258445.328 | 8038220.1192 | 7707882.3061 | 7267431.8886 | 0 | 0 | 0 | 0 | 0 | 0 | 839.9176 | 817.5198 | 783.9231 | 739.1275 | 0 | 0 | 0 | 0 | 0 | 0 | 839.9176 | 817.5198 | 783.9231 | 739.1275 | 0 | 0 | 0 | 0 | 0 | 0 | 0 | 0 | 0 | 0 | 0 | 0 | 0 | 0 | 0 | 0 | 0 | 0 | 0 | 0 | 0 | 0 | 0 | 0 | 0 | 0 | -45261.4422 | -44054.4704 | -42244.0127 | -39830.0691 | 0 | 0 | 0 | 0 | 0 | 0 | 6524171.8091 | 6350193.8942 | 6089227.0218 | 5741271.192 | 0 | 0 | 0 | 0 | 0 | 0 | 663.5349 | 645.8406 | 619.2992 | 583.9107 | 0 | 0 | 0 | 0 | 0 | 0 | 663.5349 | 645.8406 | 619.2992 | 583.9107 | 0 | 0 | 0 | 0 | 0 | 0 | 0 | 0 | 0 | 0 | 0 | 0 | 0 | 0 | 0 | 0 | 0 | 0 | 0 | 0 | 0 | 0 | 0 | 0 | 0 | 0 | 5 | 0 | 1.6356 | 1.7075 | 1.7825 | 1.8561 | n/a | n/a | n/a | n/a | n/a | n/a | 17.3978 | 17.3978 | 17.3978 | 17.3978 | #DIV/0! | #DIV/0! | #DIV/0! | #DIV/0! | #DIV/0! | #DIV/0! | 0.0017694 | 0.0017694 | 0.0017694 | 0.0017694 | #DIV/0! | #DIV/0! | #DIV/0! | #DIV/0! | #DIV/0! | #DIV/0! | 0.0017694 | 0.0017694 | 0.0017694 | 0.0017694 | #DIV/0! | #DIV/0! | #DIV/0! | #DIV/0! | #DIV/0! | #DIV/0! | 542974.43 | 518110.87 | 496930.82 | 468693.62 | 0 | 0 | 0 | 0 | 0 | 0 | 468750 | 456250 | 437500 | 412500 | 0 | 0 | 0 | 0 | 0 | 0 | 16875 | 16425 | 15750 | 14850 | 0 | 0 | 0 | 0 | 0 | 0 | 13636.36 | 3382.97 | 3350.78 | 3310.59 | [6 empty] | 43713.07 | 42052.9 | 40330.04 | 38033.03 | 0 | 0 | 0 | 0 | 0 | 0 | 1.25 | 2% | 5% | 0% | 5%
4 | Residential | Residential Efficient Products | Lighting | LED | Halogen | per bulb | Lighting | 8 |  |  | 100% | 79% | 30000 | 32000 | 34000 | 36000 | 40000 | 44000 | 46000 | 48000 | 50000 | 52000 | 3750 | 4000 | 4250 | 4500 | 5000 | 5500 | 5750 | 6000 | 6250 | 6500 | 7.6 | 7.6 | 7.6 | 7.6 | 0.4 | 0.4 | 0.4 | 0.4 | 0.4 | 0.4 | 0 | 0 | 0 | 0 | 0 | 0 | 0 | 0 | 0 | 0 | [10 empty] | Unit | 3 | 3 | 3 | 3 | 3 | 3 | 3 | 3 | 3 | 3 | 90000 | 96000 | 102000 | 108000 | 120000 | 132000 | 138000 | 144000 | 150000 | 156000 | -5483.352 | -5848.9088 | -6214.4656 | -6580.0224 | -2472.8842 | -2720.1727 | -2843.8169 | -2967.4611 | -3091.1053 | -3214.7495 | 790393.0785 | 843085.9504 | 895778.8223 | 948471.6942 | 356451.7805 | 392096.9586 | 409919.5476 | 427742.1366 | 445564.7256 | 463387.3147 | 80.3862 | 85.7453 | 91.1044 | 96.4634 | 36.2526 | 39.8779 | 41.6905 | 43.5031 | 45.3158 | 47.1284 | 80.3862 | 85.7453 | 91.1044 | 96.4634 | 36.2526 | 39.8779 | 41.6905 | 43.5031 | 45.3158 | 47.1284 | 0 | 0 | 0 | 0 | 0 | 0 | 0 | 0 | 0 | 0 | 0 | 0 | 0 | 0 | 0 | 0 | 0 | 0 | 0 | 0 | -4331.8481 | -4620.638 | -4909.4278 | -5198.2177 | -1953.5785 | -2148.9364 | -2246.6153 | -2344.2943 | -2441.9732 | -2539.6521 | 624410.532 | 666037.9009 | 707665.2697 | 749292.6385 | 281596.9066 | 309756.5973 | 323836.4426 | 337916.2879 | 351996.1333 | 366075.9786 | 63.5051 | 67.7388 | 71.9724 | 76.2061 | 28.6396 | 31.5035 | 32.9355 | 34.3675 | 35.7994 | 37.2314 | 63.5051 | 67.7388 | 71.9724 | 76.2061 | 28.6396 | 31.5035 | 32.9355 | 34.3675 | 35.7994 | 37.2314 | 0 | 0 | 0 | 0 | 0 | 0 | 0 | 0 | 0 | 0 | 0 | 0 | 0 | 0 | 0 | 0 | 0 | 0 | 0 | 0 | 15 | 0 | 1.8121 | 1.8691 | 1.9173 | 1.9652 | 3.9566 | 4.1269 | 4.308 | 4.4795 | 4.6665 | 4.8697 | 20.8137 | 20.8137 | 20.8137 | 20.8137 | 7.0399 | 7.0399 | 7.0399 | 7.0399 | 7.0399 | 7.0399 | 0.0021168 | 0.0021168 | 0.0021168 | 0.0021168 | 0.00071599 | 0.00071599 | 0.00071599 | 0.00071599 | 0.00071599 | 0.00071599 | 0.0021168 | 0.0021168 | 0.0021168 | 0.0021168 | 0.00071599 | 0.00071599 | 0.00071599 | 0.00071599 | 0.00071599 | 0.00071599 | 47697.96 | 49967.42 | 53101.28 | 56242.22 | 62070 | 68277 | 71380.5 | 74484 | 77587.5 | 80691 | 37500 | 40000 | 42500 | 45000 | 50000 | 55000 | 57500 | 60000 | 62500 | 65000 | 2550 | 2720 | 2890 | 3060 | 3400 | 3740 | 3910 | 4080 | 4250 | 4420 | 1090.91 | 296.59 | 325.5 | 361.16 | [6 empty] | 6557.05 | 6950.83 | 7385.78 | 7821.06 | 8670 | 9537 | 9970.5 | 10404 | 10837.5 | 11271 | 1.25 | 2% | 5% | 0% | 5%
5 | Residential | Residential Efficient Products | Lighting | Specialty LED | Incandescent Bulb | per bulb | Lighting | 4 |  |  | 100% | 79% | 7500 | 7600 | 7700 | 7800 | 7900 | 8000 | 8100 | 8200 | 8300 | 8400 | 1875 | 1900 | 1925 | 1950 | 1975 | 2000 | 2025 | 2050 | 2075 | 2100 | 13 | 13 | 13 | 13 | 13 | 13 | 13 | 13 | 13 | 13 | 0 | 0 | 0 | 0 | 0 | 0 | 0 | 0 | 0 | 0 | [10 empty] | Unit | 5 | 5 | 5 | 5 | 5 | 5 | 5 | 5 | 5 | 5 | 37500 | 38000 | 38500 | 39000 | 39500 | 40000 | 40500 | 41000 | 41500 | 42000 | -2015.9382 | -2042.8174 | -2069.6966 | -2096.5758 | -2123.4549 | -2150.3341 | -2177.2133 | -2204.0925 | -2230.9717 | -2257.8508 | 290585.6906 | 294460.1665 | 298334.6424 | 302209.1183 | 306083.5941 | 309958.07 | 313832.5459 | 317707.0218 | 321581.4976 | 325455.9735 | 32.4675 | 32.9004 | 33.3333 | 33.7662 | 34.1991 | 34.632 | 35.0649 | 35.4978 | 35.9307 | 36.3636 | 32.4675 | 32.9004 | 33.3333 | 33.7662 | 34.1991 | 34.632 | 35.0649 | 35.4978 | 35.9307 | 36.3636 | 0 | 0 | 0 | 0 | 0 | 0 | 0 | 0 | 0 | 0 | 0 | 0 | 0 | 0 | 0 | 0 | 0 | 0 | 0 | 0 | -1592.5912 | -1613.8258 | -1635.0603 | -1656.2949 | -1677.5294 | -1698.764 | -1719.9985 | -1741.2331 | -1762.4676 | -1783.7022 | 229562.6956 | 232623.5315 | 235684.3675 | 238745.2034 | 241806.0394 | 244866.8753 | 247927.7113 | 250988.5472 | 254049.3831 | 257110.2191 | 25.6493 | 25.9913 | 26.3333 | 26.6753 | 27.0173 | 27.3593 | 27.7013 | 28.0433 | 28.3853 | 28.7272 | 25.6493 | 25.9913 | 26.3333 | 26.6753 | 27.0173 | 27.3593 | 27.7013 | 28.0433 | 28.3853 | 28.7272 | 0 | 0 | 0 | 0 | 0 | 0 | 0 | 0 | 0 | 0 | 0 | 0 | 0 | 0 | 0 | 0 | 0 | 0 | 0 | 0 | 15 | 0 | 1.6064 | 1.6503 | 1.6878 | 1.7238 | 1.7633 | 1.8032 | 1.8442 | 1.8721 | 1.9032 | 1.9375 | 30.6084 | 30.6084 | 30.6084 | 30.6084 | 30.6084 | 30.6084 | 30.6084 | 30.6084 | 30.6084 | 30.6084 | 0.0034199 | 0.0034199 | 0.0034199 | 0.0034199 | 0.0034199 | 0.0034199 | 0.0034199 | 0.0034199 | 0.0034199 | 0.0034199 | 0.0034199 | 0.0034199 | 0.0034199 | 0.0034199 | 0.0034199 | 0.0034199 | 0.0034199 | 0.0034199 | 0.0034199 | 0.0034199 | 12989.49 | 12946.46 | 13119.28 | 13293.41 | 13380.63 | 13550 | 13719.38 | 13888.75 | 14058.13 | 14227.5 | 9375 | 9500 | 9625 | 9750 | 9875 | 10000 | 10125 | 10250 | 10375 | 10500 | 937.5 | 950 | 962.5 | 975 | 987.5 | 1000 | 1012.5 | 1025 | 1037.5 | 1050 | 272.73 | 70.44 | 73.72 | 78.25 | [6 empty] | 2404.26 | 2426.02 | 2458.06 | 2490.16 | 2518.13 | 2550 | 2581.88 | 2613.75 | 2645.63 | 2677.5 | 1.25 | 2% | 5% | 0% | 5%
10 | Residential | Residential Efficient Products | Appliance | ENERGY STAR Clothes Washer | Standard Clothes Washer | per unit | Appliance | 1 |  |  | 100% | 79% | 800 | 810 | 820 | 820 | 820 | 830 | 830 | 840 | 840 | 840 | 800 | 810 | 820 | 820 | 820 | 830 | 830 | 840 | 840 | 840 | 65 | 65 | 65 | 65 | 65 | 65 | 65 | 65 | 65 | 65 | 0 | 0 | 0 | 0 | 0 | 0 | 0 | 0 | 0 | 0 | [10 empty] | Unit | 50 | 50 | 50 | 50 | 50 | 50 | 50 | 50 | 50 | 50 | 40000 | 40500 | 41000 | 41000 | 41000 | 41500 | 41500 | 42000 | 42000 | 42000 | 476.6054 | 482.563 | 488.5205 | 488.5205 | 488.5205 | 494.4781 | 494.4781 | 500.4357 | 500.4357 | 500.4357 | 88917.1262 | 90028.5903 | 91140.0543 | 91140.0543 | 91140.0543 | 92251.5184 | 92251.5184 | 93362.9825 | 93362.9825 | 93362.9825 | 11.4537 | 11.5969 | 11.7401 | 11.7401 | 11.7401 | 11.8832 | 11.8832 | 12.0264 | 12.0264 | 12.0264 | 11.4537 | 11.5969 | 11.7401 | 11.7401 | 11.7401 | 11.8832 | 11.8832 | 12.0264 | 12.0264 | 12.0264 | 0 | 0 | 0 | 0 | 0 | 0 | 0 | 0 | 0 | 0 | 0 | 0 | 0 | 0 | 0 | 0 | 0 | 0 | 0 | 0 | 376.5183 | 381.2248 | 385.9312 | 385.9312 | 385.9312 | 390.6377 | 390.6377 | 395.3442 | 395.3442 | 395.3442 | 70244.5297 | 71122.5863 | 72000.6429 | 72000.6429 | 72000.6429 | 72878.6996 | 72878.6996 | 73756.7562 | 73756.7562 | 73756.7562 | 9.0484 | 9.1616 | 9.2747 | 9.2747 | 9.2747 | 9.3878 | 9.3878 | 9.5009 | 9.5009 | 9.5009 | 9.0484 | 9.1616 | 9.2747 | 9.2747 | 9.2747 | 9.3878 | 9.3878 | 9.5009 | 9.5009 | 9.5009 | 0 | 0 | 0 | 0 | 0 | 0 | 0 | 0 | 0 | 0 | 0 | 0 | 0 | 0 | 0 | 0 | 0 | 0 | 0 | 0 | 14 | 0 | 0.68039 | 0.6935 | 0.70456 | 0.71412 | 0.72462 | 0.7339 | 0.74285 | 0.74519 | 0.748 | 0.7512 | 87.8057 | 87.8057 | 87.8057 | 87.8057 | 87.8057 | 87.8057 | 87.8057 | 87.8057 | 87.8057 | 87.8057 | 0.011311 | 0.011311 | 0.011311 | 0.011311 | 0.011311 | 0.011311 | 0.011311 | 0.011311 | 0.011311 | 0.011311 | 0.011311 | 0.011311 | 0.011311 | 0.011311 | 0.011311 | 0.011311 | 0.011311 | 0.011311 | 0.011311 | 0.011311 | 21740 | 22011.75 | 22283.5 | 22283.5 | 22283.5 | 22555.25 | 22555.25 | 22827 | 22827 | 22827 | 16000 | 16200 | 16400 | 16400 | 16400 | 16600 | 16600 | 16800 | 16800 | 16800 | 2800 | 2835 | 2870 | 2870 | 2870 | 2905 | 2905 | 2940 | 2940 | 2940 | [10 empty] | 2940 | 2976.75 | 3013.5 | 3013.5 | 3013.5 | 3050.25 | 3050.25 | 3087 | 3087 | 3087 | 20 | 5% | 0% | 0% | 5%
8 | Residential | Residential Efficient Products | Appliance | ENERGY STAR Dehumidifier | Standard Dehumidifier | per unit | Appliance | 1 |  |  | 100% | 79% | 200 | 210 | 220 | 220 | 220 | 230 | 230 | 240 | 240 | 240 | 200 | 210 | 220 | 220 | 220 | 230 | 230 | 240 | 240 | 240 | 60 | 60 | 60 | 60 | 60 | 60 | 60 | 60 | 60 | 60 | 0 | 0 | 0 | 0 | 0 | 0 | 0 | 0 | 0 | 0 | [10 empty] | Unit | 25 | 25 | 25 | 25 | 25 | 25 | 25 | 25 | 25 | 25 | 5000 | 5250 | 5500 | 5500 | 5500 | 5750 | 5750 | 6000 | 6000 | 6000 | 0 | 0 | 0 | 0 | 0 | 0 | 0 | 0 | 0 | 0 | 32215.1351 | 33825.8919 | 35436.6486 | 35436.6486 | 35436.6486 | 37047.4054 | 37047.4054 | 38658.1622 | 38658.1622 | 38658.1622 | 7.3578 | 7.7257 | 8.0936 | 8.0936 | 8.0936 | 8.4614 | 8.4614 | 8.8293 | 8.8293 | 8.8293 | 7.3578 | 7.7257 | 8.0936 | 8.0936 | 8.0936 | 8.4614 | 8.4614 | 8.8293 | 8.8293 | 8.8293 | 0 | 0 | 0 | 0 | 0 | 0 | 0 | 0 | 0 | 0 | 0 | 0 | 0 | 0 | 0 | 0 | 0 | 0 | 0 | 0 | 0 | 0 | 0 | 0 | 0 | 0 | 0 | 0 | 0 | 0 | 25449.9568 | 26722.4546 | 27994.9524 | 27994.9524 | 27994.9524 | 29267.4503 | 29267.4503 | 30539.9481 | 30539.9481 | 30539.9481 | 5.8126 | 6.1033 | 6.3939 | 6.3939 | 6.3939 | 6.6845 | 6.6845 | 6.9752 | 6.9752 | 6.9752 | 5.8126 | 6.1033 | 6.3939 | 6.3939 | 6.3939 | 6.6845 | 6.6845 | 6.9752 | 6.9752 | 6.9752 | 0 | 0 | 0 | 0 | 0 | 0 | 0 | 0 | 0 | 0 | 0 | 0 | 0 | 0 | 0 | 0 | 0 | 0 | 0 | 0 | 12 | 0 | 1.0245 | 1.0538 | 1.0782 | 1.0961 | 1.1149 | 1.133 | 1.1493 | 1.1521 | 1.1554 | 1.1588 | 127.2498 | 127.2498 | 127.2498 | 127.2498 | 127.2498 | 127.2498 | 127.2498 | 127.2498 | 127.2498 | 127.2498 | 0.029063 | 0.029063 | 0.029063 | 0.029063 | 0.029063 | 0.029063 | 0.029063 | 0.029063 | 0.029063 | 0.029063 | 0.029063 | 0.029063 | 0.029063 | 0.029063 | 0.029063 | 0.029063 | 0.029063 | 0.029063 | 0.029063 | 0.029063 | 4922.5 | 5168.63 | 5414.75 | 5414.75 | 5414.75 | 5660.88 | 5660.88 | 5907 | 5907 | 5907 | 4000 | 4200 | 4400 | 4400 | 4400 | 4600 | 4600 | 4800 | 4800 | 4800 | 450 | 472.5 | 495 | 495 | 495 | 517.5 | 517.5 | 540 | 540 | 540 | [10 empty] | 472.5 | 496.13 | 519.75 | 519.75 | 519.75 | 543.38 | 543.38 | 567 | 567 | 567 | 20 | 5% | 0% | 0% | 5%
19 | Residential | Appliance Recycling | 0 | Refrigerator Recycle | No Recycle | per unit | Appliance Recycle | 1 |  |  | 100% | 70% | 450 | 465 | 480 | 495 | 495 | 495 | 495 | 495 | 495 | 495 | 450 | 465 | 480 | 495 | 495 | 495 | 495 | 495 | 495 | 495 | 120 | 120 | 120 | 120 | 120 | 120 | 120 | 120 | 120 | 120 | 0 | 0 | 0 | 0 | 0 | 0 | 0 | 0 | 0 | 0 | [10 empty] | Unit | 50 | 50 | 50 | 50 | 50 | 50 | 50 | 50 | 50 | 50 | 22500 | 23250 | 24000 | 24750 | 24750 | 24750 | 24750 | 24750 | 24750 | 24750 | 0 | 0 | 0 | 0 | 0 | 0 | 0 | 0 | 0 | 0 | 369265.5 | 381574.35 | 393883.2 | 406192.05 | 406192.05 | 406192.05 | 406192.05 | 406192.05 | 406192.05 | 406192.05 | 45.568 | 47.087 | 48.6059 | 50.1248 | 50.1248 | 50.1248 | 50.1248 | 50.1248 | 50.1248 | 50.1248 | 45.568 | 47.087 | 48.6059 | 50.1248 | 50.1248 | 50.1248 | 50.1248 | 50.1248 | 50.1248 | 50.1248 | 0 | 0 | 0 | 0 | 0 | 0 | 0 | 0 | 0 | 0 | 0 | 0 | 0 | 0 | 0 | 0 | 0 | 0 | 0 | 0 | 0 | 0 | 0 | 0 | 0 | 0 | 0 | 0 | 0 | 0 | 258485.85 | 267102.045 | 275718.24 | 284334.435 | 284334.435 | 284334.435 | 284334.435 | 284334.435 | 284334.435 | 284334.435 | 31.8976 | 32.9609 | 34.0241 | 35.0874 | 35.0874 | 35.0874 | 35.0874 | 35.0874 | 35.0874 | 35.0874 | 31.8976 | 32.9609 | 34.0241 | 35.0874 | 35.0874 | 35.0874 | 35.0874 | 35.0874 | 35.0874 | 35.0874 | 0 | 0 | 0 | 0 | 0 | 0 | 0 | 0 | 0 | 0 | 0 | 0 | 0 | 0 | 0 | 0 | 0 | 0 | 0 | 0 | 8 | 0 | 2.6302 | 2.703 | 2.7652 | 2.8192 | 2.8803 | 2.9383 | 2.9903 | 2.9955 | 2.9989 | 3.001 | 574.413 | 574.413 | 574.413 | 574.413 | 574.413 | 574.413 | 574.413 | 574.413 | 574.413 | 574.413 | 0.070884 | 0.070884 | 0.070884 | 0.070884 | 0.070884 | 0.070884 | 0.070884 | 0.070884 | 0.070884 | 0.070884 | 0.070884 | 0.070884 | 0.070884 | 0.070884 | 0.070884 | 0.070884 | 0.070884 | 0.070884 | 0.070884 | 0.070884
20 | Residential | Appliance Recycling | 0 | Freezer Recycle | No Recycle | per unit | Appliance Recycle | 1 |  |  | 100% | 70% | 125 | 130 | 135 | 140 | 140 | 140 | 140 | 140 | 140 | 140 | 125 | 130 | 135 | 140 | 140 | 140 | 140 | 140 | 140 | 140 | 120 | 120 | 120 | 120 | 120 | 120 | 120 | 120 | 120 | 120 | 0 | 0 | 0 | 0 | 0 | 0 | 0 | 0 | 0 | 0 | [10 empty] | Unit | 50 | 50 | 50 | 50 | 50 | 50 | 50 | 50 | 50 | 50 | 6250 | 6500 | 6750 | 7000 | 7000 | 7000 | 7000 | 7000 | 7000 | 7000 | 0 | 0 | 0 | 0 | 0 | 0 | 0 | 0 | 0 | 0 | 91377.5 | 95032.6 | 98687.7 | 102342.8 | 102342.8 | 102342.8 | 102342.8 | 102342.8 | 102342.8 | 102342.8 | 10.7233 | 11.1522 | 11.5812 | 12.0101 | 12.0101 | 12.0101 | 12.0101 | 12.0101 | 12.0101 | 12.0101 | 10.7233 | 11.1522 | 11.5812 | 12.0101 | 12.0101 | 12.0101 | 12.0101 | 12.0101 | 12.0101 | 12.0101 | 0 | 0 | 0 | 0 | 0 | 0 | 0 | 0 | 0 | 0 | 0 | 0 | 0 | 0 | 0 | 0 | 0 | 0 | 0 | 0 | 0 | 0 | 0 | 0 | 0 | 0 | 0 | 0 | 0 | 0 | 63964.25 | 66522.82 | 69081.39 | 71639.96 | 71639.96 | 71639.96 | 71639.96 | 71639.96 | 71639.96 | 71639.96 | 7.5063 | 7.8066 | 8.1068 | 8.4071 | 8.4071 | 8.4071 | 8.4071 | 8.4071 | 8.4071 | 8.4071 | 7.5063 | 7.8066 | 8.1068 | 8.4071 | 8.4071 | 8.4071 | 8.4071 | 8.4071 | 8.4071 | 8.4071 | 0 | 0 | 0 | 0 | 0 | 0 | 0 | 0 | 0 | 0 | 0 | 0 | 0 | 0 | 0 | 0 | 0 | 0 | 0 | 0 | 8 | 0 | 2.3289 | 2.3919 | 2.4459 | 2.4932 | 2.5468 | 2.5978 | 2.6435 | 2.6475 | 2.6501 | 2.6517 | 511.714 | 511.714 | 511.714 | 511.714 | 511.714 | 511.714 | 511.714 | 511.714 | 511.714 | 511.714 | 0.06005 | 0.06005 | 0.06005 | 0.06005 | 0.06005 | 0.06005 | 0.06005 | 0.06005 | 0.06005 | 0.06005 | 0.06005 | 0.06005 | 0.06005 | 0.06005 | 0.06005 | 0.06005 | 0.06005 | 0.06005 | 0.06005 | 0.06005
93 | Residential | New Manufactured Homes | Tier 1 | Efficient Heat Pump (SEER 15, EER 12.5, HSPF 8.5) | Standard SEER 14 Heat Pump | Ton | HVAC | 3 | 20% |  | 100% | 64.91% | 255 | 270 | 285 | 285 | 345 | 360 | 375 | 390 | 405 | 420 | 85 | 90 | 95 | 95 | 115 | 120 | 125 | 130 | 135 | 140 | 152.3027 | 152.3027 | 152.3027 | 152.3027 | 152.3027 | 152.3027 | 152.3027 | 152.3027 | 152.3027 | 152.3027 | 0 | 0 | 0 | 0 | 0 | 0 | 0 | 0 | 0 | 0 | [10 empty] | Participant | 400 | 400 | 400 | 400 | 400 | 400 | 400 | 400 | 400 | 400 | 34000 | 36000 | 38000 | 38000 | 46000 | 48000 | 50000 | 52000 | 54000 | 56000 | 0 | 0 | 0 | 0 | 0 | 0 | 0 | 0 | 0 | 0 | 42434.216 | 44930.3464 | 47426.4767 | 47426.4767 | 57410.9982 | 59907.1285 | 62403.2589 | 64899.3892 | 67395.5196 | 69891.6499 | 20.4583 | 21.6617 | 22.8651 | 22.8651 | 27.6789 | 28.8823 | 30.0857 | 31.2891 | 32.4926 | 33.696 | 13.1707 | 13.9455 | 14.7202 | 14.7202 | 17.8192 | 18.594 | 19.3687 | 20.1435 | 20.9182 | 21.693 | 0 | 0 | 0 | 0 | 0 | 0 | 0 | 0 | 0 | 0 | 0 | 0 | 0 | 0 | 0 | 0 | 0 | 0 | 0 | 0 | 0 | 0 | 0 | 0 | 0 | 0 | 0 | 0 | 0 | 0 | 27543.3219 | 29163.5174 | 30783.7128 | 30783.7128 | 37264.4944 | 38884.6898 | 40504.8852 | 42125.0806 | 43745.276 | 45365.4714 | 13.2791 | 14.0602 | 14.8414 | 14.8414 | 17.9659 | 18.747 | 19.5281 | 20.3092 | 21.0904 | 21.8715 | 8.5489 | 9.0518 | 9.5546 | 9.5546 | 11.5662 | 12.069 | 12.5719 | 13.0748 | 13.5777 | 14.0805 | 0 | 0 | 0 | 0 | 0 | 0 | 0 | 0 | 0 | 0 | 0 | 0 | 0 | 0 | 0 | 0 | 0 | 0 | 0 | 0 | 18 | 0 | 1.0159 | 1.0478 | 1.0746 | 1.0932 | 1.1125 | 1.1315 | 1.1496 | 1.1608 | 1.1719 | 1.1826 | 108.013 | 108.013 | 108.013 | 108.013 | 108.013 | 108.013 | 108.013 | 108.013 | 108.013 | 108.013 | 0.052075 | 0.052075 | 0.052075 | 0.052075 | 0.052075 | 0.052075 | 0.052075 | 0.052075 | 0.052075 | 0.052075 | 0.033525 | 0.033525 | 0.033525 | 0.033525 | 0.033525 | 0.033525 | 0.033525 | 0.033525 | 0.033525 | 0.033525
58 | Residential | New Manufactured Homes | Tier 1 | Attic Insulation R-38 (ASHP) | No Attic Insulation | per sq. ft. | Shell | 800 | 20% |  | 100% | 64.91% | 68000 | 72000 | 76000 | 76000 | 92000 | 96000 | 100000 | 104000 | 108000 | 112000 | 85 | 90 | 95 | 95 | 115 | 120 | 125 | 130 | 135 | 140 | 0.56 | 0.56 | 0.56 | 0.56 | 0.56 | 0.56 | 0.56 | 0.56 | 0.56 | 0.56 | 0 | 0 | 0 | 0 | 0 | 0 | 0 | 0 | 0 | 0 | [10 empty] | Participant | 50 | 50 | 50 | 50 | 50 | 50 | 50 | 50 | 50 | 50 | 4250 | 4500 | 4750 | 4750 | 5750 | 6000 | 6250 | 6500 | 6750 | 7000 | 0 | 0 | 0 | 0 | 0 | 0 | 0 | 0 | 0 | 0 | 156622.8702 | 165835.9802 | 175049.0902 | 175049.0902 | 211901.5302 | 221114.6402 | 230327.7503 | 239540.8603 | 248753.9703 | 257967.0803 | 94.469 | 100.026 | 105.583 | 105.583 | 127.811 | 133.368 | 138.925 | 144.482 | 150.039 | 155.596 | 50.3338 | 53.2946 | 56.2554 | 56.2554 | 68.0986 | 71.0594 | 74.0202 | 76.981 | 79.9418 | 82.9027 | 0 | 0 | 0 | 0 | 0 | 0 | 0 | 0 | 0 | 0 | 0 | 0 | 0 | 0 | 0 | 0 | 0 | 0 | 0 | 0 | 0 | 0 | 0 | 0 | 0 | 0 | 0 | 0 | 0 | 0 | 101661.2192 | 107641.2909 | 113621.3626 | 113621.3626 | 137541.6495 | 143521.7212 | 149501.7929 | 155481.8646 | 161461.9364 | 167442.0081 | 61.3182 | 64.9252 | 68.5321 | 68.5321 | 82.9599 | 86.5669 | 90.1738 | 93.7808 | 97.3877 | 100.9947 | 32.6708 | 34.5926 | 36.5144 | 36.5144 | 44.2016 | 46.1235 | 48.0453 | 49.9671 | 51.8889 | 53.8107 | 0 | 0 | 0 | 0 | 0 | 0 | 0 | 0 | 0 | 0 | 0 | 0 | 0 | 0 | 0 | 0 | 0 | 0 | 0 | 0 | 25 | 0 | 4.8972 | 5.0591 | 5.198 | 5.2965 | 5.3979 | 5.4974 | 5.5938 | 5.6635 | 5.6322 | 5.5886 | 1.495 | 1.495 | 1.495 | 1.495 | 1.495 | 1.495 | 1.495 | 1.495 | 1.495 | 1.495 | 0.00090174 | 0.00090174 | 0.00090174 | 0.00090174 | 0.00090174 | 0.00090174 | 0.00090174 | 0.00090174 | 0.00090174 | 0.00090174 | 0.00048045 | 0.00048045 | 0.00048045 | 0.00048045 | 0.00048045 | 0.00048045 | 0.00048045 | 0.00048045 | 0.00048045 | 0.00048045
199 | Residential | New Manufactured Homes | Tier 2 | Energy Star Manufactured Home | Standard Manufactured Home | per home | Whole House | 1 | 20% |  | 100% | 64.91% | 50 | 52 | 54 | 54 | 55 | 60 | 65 | 70 | 75 | 80 | 50 | 52 | 54 | 54 | 55 | 60 | 65 | 70 | 75 | 80 | 1376.59 | 1376.59 | 1376.59 | 1376.59 | 1376.59 | 1376.59 | 1376.59 | 1376.59 | 1376.59 | 1376.59 | 0 | 0 | 0 | 0 | 0 | 0 | 0 | 0 | 0 | 0 | [10 empty] | Participant | 1200 | 1200 | 1200 | 1200 | 1200 | 1200 | 1200 | 1200 | 1200 | 1200 | 60000 | 62400 | 64800 | 64800 | 66000 | 72000 | 78000 | 84000 | 90000 | 96000 | 0 | 0 | 0 | 0 | 0 | 0 | 0 | 0 | 0 | 0 | 219500 | 228280 | 237060 | 237060 | 241450 | 263400 | 285350 | 307300 | 329250 | 351200 | 51.7 | 53.768 | 55.836 | 55.836 | 56.87 | 62.04 | 67.21 | 72.38 | 77.55 | 82.72 | 51.7 | 53.768 | 55.836 | 55.836 | 56.87 | 62.04 | 67.21 | 72.38 | 77.55 | 82.72 | 0 | 0 | 0 | 0 | 0 | 0 | 0 | 0 | 0 | 0 | 0 | 0 | 0 | 0 | 0 | 0 | 0 | 0 | 0 | 0 | 0 | 0 | 0 | 0 | 0 | 0 | 0 | 0 | 0 | 0 | 142473.6859 | 148172.6334 | 153871.5808 | 153871.5808 | 156721.0545 | 170968.4231 | 185215.7917 | 199463.1603 | 213710.5289 | 227957.8975 | 33.5576 | 34.8999 | 36.2422 | 36.2422 | 36.9133 | 40.2691 | 43.6249 | 46.9806 | 50.3364 | 53.6921 | 33.5576 | 34.8999 | 36.2422 | 36.2422 | 36.9133 | 40.2691 | 43.6249 | 46.9806 | 50.3364 | 53.6921 | 0 | 0 | 0 | 0 | 0 | 0 | 0 | 0 | 0 | 0 | 0 | 0 | 0 | 0 | 0 | 0 | 0 | 0 | 0 | 0 | 25 | 0 | 2.7458 | 2.8058 | 2.8585 | 2.9016 | 2.9484 | 2.9953 | 3.0412 | 3.0681 | 3.0424 | 3.0119 | 2849.4737 | 2849.4737 | 2849.4737 | 2849.4737 | 2849.4737 | 2849.4737 | 2849.4737 | 2849.4737 | 2849.4737 | 2849.4737 | 0.67115 | 0.67115 | 0.67115 | 0.67115 | 0.67115 | 0.67115 | 0.67115 | 0.67115 | 0.67115 | 0.67115 | 0.67115 | 0.67115 | 0.67115 | 0.67115 | 0.67115 | 0.67115 | 0.67115 | 0.67115 | 0.67115 | 0.67115
1 | Residential | Whole House Efficiency | Single Family | Standard CFL | Halogen Bulb | per bulb | Lighting | 4 | 100% | 100% | 95.9% | 94.8% | 6400 | 6800 | 7200 | 7600 | 0 | 0 | 0 | 0 | 0 | 0 | 1600 | 1700 | 1800 | 1900 | 0 | 0 | 0 | 0 | 0 | 0 | [20 empty] | 15360 | 16320 | 17280 | 18240 | 0 | 0 | 0 | 0 | 0 | 0 | Participant | 0 | 0 | 0 | 0 | 0 | 0 | 0 | 0 | 0 | 0 | 0 | 0 | 0 | 0 | 0 | 0 | 0 | 0 | 0 | 0 | -956.8471 | -1016.65 | -1076.453 | -1136.2559 | 0 | 0 | 0 | 0 | 0 | 0 | 137923.9022 | 146544.146 | 155164.3899 | 163784.6338 | 0 | 0 | 0 | 0 | 0 | 0 | 14.0274 | 14.9041 | 15.7809 | 16.6576 | 0 | 0 | 0 | 0 | 0 | 0 | 14.0274 | 14.9041 | 15.7809 | 16.6576 | 0 | 0 | 0 | 0 | 0 | 0 | 0 | 0 | 0 | 0 | 0 | 0 | 0 | 0 | 0 | 0 | 0 | 0 | 0 | 0 | 0 | 0 | 0 | 0 | 0 | 0 | -907.0757 | -963.7679 | -1020.4601 | -1077.1524 | 0 | 0 | 0 | 0 | 0 | 0 | 130749.6449 | 138921.4977 | 147093.3505 | 155265.2033 | 0 | 0 | 0 | 0 | 0 | 0 | 13.2978 | 14.1289 | 14.96 | 15.7911 | 0 | 0 | 0 | 0 | 0 | 0 | 13.2978 | 14.1289 | 14.96 | 15.7911 | 0 | 0 | 0 | 0 | 0 | 0 | 0 | 0 | 0 | 0 | 0 | 0 | 0 | 0 | 0 | 0 | 0 | 0 | 0 | 0 | 0 | 0 | 0 | 0 | 0 | 0 | 5 | 0 | n/a | n/a | n/a | n/a | n/a | n/a | n/a | n/a | n/a | n/a | 20.4296 | 20.4296 | 20.4296 | 20.4296 | #DIV/0! | #DIV/0! | #DIV/0! | #DIV/0! | #DIV/0! | #DIV/0! | 0.0020778 | 0.0020778 | 0.0020778 | 0.0020778 | #DIV/0! | #DIV/0! | #DIV/0! | #DIV/0! | #DIV/0! | #DIV/0! | 0.0020778 | 0.0020778 | 0.0020778 | 0.0020778 | #DIV/0! | #DIV/0! | #DIV/0! | #DIV/0! | #DIV/0! | #DIV/0!
4 | Residential | Whole House Efficiency | Single Family | LED | Halogen | per bulb | Lighting | 4 | 100% | 100% | 95.9% | 94.8% | 6400 | 6800 | 7200 | 7600 | 0 | 0 | 0 | 0 | 0 | 0 | 1600 | 1700 | 1800 | 1900 | 0 | 0 | 0 | 0 | 0 | 0 | [20 empty] | 48640 | 51680 | 54720 | 57760 | 0 | 0 | 0 | 0 | 0 | 0 | Participant | 0 | 0 | 0 | 0 | 0 | 0 | 0 | 0 | 0 | 0 | 0 | 0 | 0 | 0 | 0 | 0 | 0 | 0 | 0 | 0 | -1121.8207 | -1191.9345 | -1262.0483 | -1332.1621 | 0 | 0 | 0 | 0 | 0 | 0 | 161703.8853 | 171810.3781 | 181916.871 | 192023.3638 | 0 | 0 | 0 | 0 | 0 | 0 | 16.4459 | 17.4738 | 18.5017 | 19.5296 | 0 | 0 | 0 | 0 | 0 | 0 | 16.4459 | 17.4738 | 18.5017 | 19.5296 | 0 | 0 | 0 | 0 | 0 | 0 | 0 | 0 | 0 | 0 | 0 | 0 | 0 | 0 | 0 | 0 | 0 | 0 | 0 | 0 | 0 | 0 | 0 | 0 | 0 | 0 | -1063.468 | -1129.9348 | -1196.4015 | -1262.8683 | 0 | 0 | 0 | 0 | 0 | 0 | 153292.6871 | 162873.48 | 172454.273 | 182035.0659 | 0 | 0 | 0 | 0 | 0 | 0 | 15.5905 | 16.5649 | 17.5393 | 18.5137 | 0 | 0 | 0 | 0 | 0 | 0 | 15.5905 | 16.5649 | 17.5393 | 18.5137 | 0 | 0 | 0 | 0 | 0 | 0 | 0 | 0 | 0 | 0 | 0 | 0 | 0 | 0 | 0 | 0 | 0 | 0 | 0 | 0 | 0 | 0 | 0 | 0 | 0 | 0 | 15 | 0 | n/a | n/a | n/a | n/a | n/a | n/a | n/a | n/a | n/a | n/a | 23.952 | 23.952 | 23.952 | 23.952 | #DIV/0! | #DIV/0! | #DIV/0! | #DIV/0! | #DIV/0! | #DIV/0! | 0.002436 | 0.002436 | 0.002436 | 0.002436 | #DIV/0! | #DIV/0! | #DIV/0! | #DIV/0! | #DIV/0! | #DIV/0! | 0.002436 | 0.002436 | 0.002436 | 0.002436 | #DIV/0! | #DIV/0! | #DIV/0! | #DIV/0! | #DIV/0! | #DIV/0!
22 | Residential | Whole House Efficiency | Single Family | Pipe Insulated (Electric DHW) | No Pipe Insulation | per unit | Hot Water | 1 | 75.89% | 10.21% | 100% | 94.8% | 124 | 132 | 139 | 147 | 155 | 157 | 159 | 161 | 163 | 165 | 124 | 132 | 139 | 147 | 155 | 157 | 159 | 161 | 163 | 165 | [20 empty] | 1860 | 1980 | 2085 | 2205 | 2325 | 2355 | 2385 | 2415 | 2445 | 2475 | Participant | 0 | 0 | 0 | 0 | 0 | 0 | 0 | 0 | 0 | 0 | 0 | 0 | 0 | 0 | 0 | 0 | 0 | 0 | 0 | 0 | 0 | 0 | 0 | 0 | 0 | 0 | 0 | 0 | 0 | 0 | 10639.0291 | 11325.4181 | 11926.0084 | 12612.3974 | 13298.7864 | 13470.3836 | 13641.9809 | 13813.5781 | 13985.1754 | 14156.7726 | 1.2145 | 1.2929 | 1.3614 | 1.4398 | 1.5181 | 1.5377 | 1.5573 | 1.5769 | 1.5965 | 1.6161 | 1.2145 | 1.2929 | 1.3614 | 1.4398 | 1.5181 | 1.5377 | 1.5573 | 1.5769 | 1.5965 | 1.6161 | 0 | 0 | 0 | 0 | 0 | 0 | 0 | 0 | 0 | 0 | 0 | 0 | 0 | 0 | 0 | 0 | 0 | 0 | 0 | 0 | 0 | 0 | 0 | 0 | 0 | 0 | 0 | 0 | 0 | 0 | 10085.6288 | 10736.3145 | 11305.6645 | 11956.3503 | 12607.036 | 12769.7074 | 12932.3789 | 13095.0503 | 13257.7217 | 13420.3931 | 1.1513 | 1.2256 | 1.2906 | 1.3649 | 1.4392 | 1.4577 | 1.4763 | 1.4949 | 1.5134 | 1.532 | 1.1513 | 1.2256 | 1.2906 | 1.3649 | 1.4392 | 1.4577 | 1.4763 | 1.4949 | 1.5134 | 1.532 | 0 | 0 | 0 | 0 | 0 | 0 | 0 | 0 | 0 | 0 | 0 | 0 | 0 | 0 | 0 | 0 | 0 | 0 | 0 | 0 | 15 | 0 | n/a | n/a | n/a | n/a | n/a | n/a | n/a | n/a | n/a | n/a | 81.3357 | 81.3357 | 81.3357 | 81.3357 | 81.3357 | 81.3357 | 81.3357 | 81.3357 | 81.3357 | 81.3357 | 0.0092849 | 0.0092849 | 0.0092849 | 0.0092849 | 0.0092849 | 0.0092849 | 0.0092849 | 0.0092849 | 0.0092849 | 0.0092849 | 0.0092849 | 0.0092849 | 0.0092849 | 0.0092849 | 0.0092849 | 0.0092849 | 0.0092849 | 0.0092849 | 0.0092849 | 0.0092849
23 | Residential | Whole House Efficiency | Single Family | Pipe Insulated (Natural Gas DHW) | No Pipe Insulation | per unit | Hot Water | 1 | 23.92% | 10.21% | 100% | 94.8% | 39 | 42 | 44 | 46 | 49 | 49 | 50 | 51 | 51 | 52 | 39 | 42 | 44 | 46 | 49 | 49 | 50 | 51 | 51 | 52 | [20 empty] | 585 | 630 | 660 | 690 | 735 | 735 | 750 | 765 | 765 | 780 | Participant | 0 | 0 | 0 | 0 | 0 | 0 | 0 | 0 | 0 | 0 | 0 | 0 | 0 | 0 | 0 | 0 | 0 | 0 | 0 | 0 | 143.445 | 154.4792 | 161.8354 | 169.1915 | 180.2258 | 180.2258 | 183.9038 | 187.5819 | 187.5819 | 191.26 | 0 | 0 | 0 | 0 | 0 | 0 | 0 | 0 | 0 | 0 | 0 | 0 | 0 | 0 | 0 | 0 | 0 | 0 | 0 | 0 | 0 | 0 | 0 | 0 | 0 | 0 | 0 | 0 | 0 | 0 | 0 | 0 | 0 | 0 | 0 | 0 | 0 | 0 | 0 | 0 | 0 | 0 | 0 | 0 | 0 | 0 | 0 | 0 | 0 | 0 | 135.9836 | 146.4438 | 153.4173 | 160.3909 | 170.8511 | 170.8511 | 174.3379 | 177.8247 | 177.8247 | 181.3114 | 0 | 0 | 0 | 0 | 0 | 0 | 0 | 0 | 0 | 0 | 0 | 0 | 0 | 0 | 0 | 0 | 0 | 0 | 0 | 0 | 0 | 0 | 0 | 0 | 0 | 0 | 0 | 0 | 0 | 0 | 0 | 0 | 0 | 0 | 0 | 0 | 0 | 0 | 0 | 0 | 0 | 0 | 0 | 0 | 0 | 0 | 0 | 0 | 0 | 0 | 15 | 0 | n/a | n/a | n/a | n/a | n/a | n/a | n/a | n/a | n/a | n/a | 0 | 0 | 0 | 0 | 0 | 0 | 0 | 0 | 0 | 0 | 0 | 0 | 0 | 0 | 0 | 0 | 0 | 0 | 0 | 0 | 0 | 0 | 0 | 0 | 0 | 0 | 0 | 0 | 0 | 0
26 | Residential | Whole House Efficiency | Single Family | Water Heater Tank Wrap (Electric DHW) | No Tank Wrap | per unit | Hot Water | 1 | 75.89% | 12.62% | 100% | 94.8% | 153 | 163 | 172 | 182 | 192 | 194 | 196 | 199 | 201 | 204 | 153 | 163 | 172 | 182 | 192 | 194 | 196 | 199 | 201 | 204 | [20 empty] | 4590 | 4890 | 5160 | 5460 | 5760 | 5820 | 5880 | 5970 | 6030 | 6120 | Participant | 0 | 0 | 0 | 0 | 0 | 0 | 0 | 0 | 0 | 0 | 0 | 0 | 0 | 0 | 0 | 0 | 0 | 0 | 0 | 0 | 0 | 0 | 0 | 0 | 0 | 0 | 0 | 0 | 0 | 0 | 21930.7565 | 23364.1393 | 24654.1838 | 26087.5666 | 27520.9494 | 27807.6259 | 28094.3025 | 28524.3173 | 28810.9939 | 29241.0087 | 2.5035 | 2.6671 | 2.8144 | 2.978 | 3.1417 | 3.1744 | 3.2071 | 3.2562 | 3.2889 | 3.338 | 2.5035 | 2.6671 | 2.8144 | 2.978 | 3.1417 | 3.1744 | 3.2071 | 3.2562 | 3.2889 | 3.338 | 0 | 0 | 0 | 0 | 0 | 0 | 0 | 0 | 0 | 0 | 0 | 0 | 0 | 0 | 0 | 0 | 0 | 0 | 0 | 0 | 0 | 0 | 0 | 0 | 0 | 0 | 0 | 0 | 0 | 0 | 20790.0051 | 22148.8289 | 23371.7704 | 24730.5943 | 26089.4181 | 26361.1829 | 26632.9477 | 27040.5948 | 27312.3596 | 27720.0068 | 2.3733 | 2.5284 | 2.668 | 2.8231 | 2.9782 | 3.0093 | 3.0403 | 3.0868 | 3.1178 | 3.1644 | 2.3733 | 2.5284 | 2.668 | 2.8231 | 2.9782 | 3.0093 | 3.0403 | 3.0868 | 3.1178 | 3.1644 | 0 | 0 | 0 | 0 | 0 | 0 | 0 | 0 | 0 | 0 | 0 | 0 | 0 | 0 | 0 | 0 | 0 | 0 | 0 | 0 | 5 | 0 | n/a | n/a | n/a | n/a | n/a | n/a | n/a | n/a | n/a | n/a | 135.8824 | 135.8824 | 135.8824 | 135.8824 | 135.8824 | 135.8824 | 135.8824 | 135.8824 | 135.8824 | 135.8824 | 0.015512 | 0.015512 | 0.015512 | 0.015512 | 0.015512 | 0.015512 | 0.015512 | 0.015512 | 0.015512 | 0.015512 | 0.015512 | 0.015512 | 0.015512 | 0.015512 | 0.015512 | 0.015512 | 0.015512 | 0.015512 | 0.015512 | 0.015512
27 | Residential | Whole House Efficiency | Single Family | Low Flow Faucet Aerator - Single Family (Electric DHW) | Standard Faucet Aerator | per unit | Hot Water | 1 | 75.89% | 93.54% | 95% | 94.8% | 1136 | 1207 | 1278 | 1349 | 1420 | 1438 | 1455 | 1473 | 1491 | 1509 | 1136 | 1207 | 1278 | 1349 | 1420 | 1438 | 1455 | 1473 | 1491 | 1509 | [20 empty] | 9088 | 9656 | 10224 | 10792 | 11360 | 11504 | 11640 | 11784 | 11928 | 12072 | Participant | 0 | 0 | 0 | 0 | 0 | 0 | 0 | 0 | 0 | 0 | 0 | 0 | 0 | 0 | 0 | 0 | 0 | 0 | 0 | 0 | 0 | 0 | 0 | 0 | 0 | 0 | 0 | 0 | 0 | 0 | 77928.1585 | 82798.6684 | 87669.1783 | 92539.6882 | 97410.1981 | 98644.9753 | 99811.1537 | 101045.9309 | 102280.708 | 103515.4852 | 33.06 | 35.1262 | 37.1925 | 39.2587 | 41.3249 | 41.8488 | 42.3435 | 42.8674 | 43.3912 | 43.915 | 33.06 | 35.1262 | 37.1925 | 39.2587 | 41.3249 | 41.8488 | 42.3435 | 42.8674 | 43.3912 | 43.915 | 0 | 0 | 0 | 0 | 0 | 0 | 0 | 0 | 0 | 0 | 0 | 0 | 0 | 0 | 0 | 0 | 0 | 0 | 0 | 0 | 0 | 0 | 0 | 0 | 0 | 0 | 0 | 0 | 0 | 0 | 73874.6431 | 78491.8083 | 83108.9735 | 87726.1387 | 92343.3039 | 93513.8528 | 94619.3712 | 95789.9202 | 96960.4691 | 98131.018 | 31.3403 | 33.2991 | 35.2578 | 37.2166 | 39.1754 | 39.672 | 40.141 | 40.6376 | 41.1342 | 41.6307 | 31.3403 | 33.2991 | 35.2578 | 37.2166 | 39.1754 | 39.672 | 40.141 | 40.6376 | 41.1342 | 41.6307 | 0 | 0 | 0 | 0 | 0 | 0 | 0 | 0 | 0 | 0 | 0 | 0 | 0 | 0 | 0 | 0 | 0 | 0 | 0 | 0 | 9 | 0 | n/a | n/a | n/a | n/a | n/a | n/a | n/a | n/a | n/a | n/a | 65.0305 | 65.0305 | 65.0305 | 65.0305 | 65.0305 | 65.0305 | 65.0305 | 65.0305 | 65.0305 | 65.0305 | 0.027588 | 0.027588 | 0.027588 | 0.027588 | 0.027588 | 0.027588 | 0.027588 | 0.027588 | 0.027588 | 0.027588 | 0.027588 | 0.027588 | 0.027588 | 0.027588 | 0.027588 | 0.027588 | 0.027588 | 0.027588 | 0.027588 | 0.027588
28 | Residential | Whole House Efficiency | Single Family | Low Flow Faucet Aerator - Single Family (Natural Gas DHW) | Standard Faucet Aerator | per unit | Hot Water | 1 | 23.92% | 93.54% | 95% | 94.8% | 358 | 380 | 403 | 425 | 447 | 453 | 459 | 464 | 470 | 475 | 358 | 380 | 403 | 425 | 447 | 453 | 459 | 464 | 470 | 475 | [20 empty] | 2864 | 3040 | 3224 | 3400 | 3576 | 3624 | 3672 | 3712 | 3760 | 3800 | Participant | 0 | 0 | 0 | 0 | 0 | 0 | 0 | 0 | 0 | 0 | 0 | 0 | 0 | 0 | 0 | 0 | 0 | 0 | 0 | 0 | 1052.7848 | 1117.4811 | 1185.1181 | 1249.8144 | 1314.5106 | 1332.1551 | 1349.7995 | 1364.5032 | 1382.1476 | 1396.8513 | 0 | 0 | 0 | 0 | 0 | 0 | 0 | 0 | 0 | 0 | 0 | 0 | 0 | 0 | 0 | 0 | 0 | 0 | 0 | 0 | 0 | 11.0588 | 11.7281 | 12.3684 | 0 | 0 | 0 | 0 | 0 | 0 | 0 | 0 | 0 | 0 | 0 | 0 | 0 | 0 | 0 | 0 | 0 | 0 | 0 | 0 | 0 | 0 | 0 | 0 | 0 | 0 | 998.0231 | 1059.3541 | 1123.4729 | 1184.8039 | 1246.135 | 1262.8616 | 1279.5883 | 1293.5271 | 1310.2538 | 1324.1926 | 0 | 0 | 0 | 0 | 0 | 0 | 0 | 0 | 0 | 0 | 0 | 0 | 0 | 0 | 0 | 0 | 0 | 0 | 0 | 0 | 0 | 10.4836 | 11.1181 | 11.725 | 0 | 0 | 0 | 0 | 0 | 0 | 0 | 0 | 0 | 0 | 0 | 0 | 0 | 0 | 0 | 0 | 0 | 0 | 0 | 0 | 0 | 0 | 0 | 0 | 0 | 0 | 9 | 0 | n/a | n/a | n/a | n/a | n/a | n/a | n/a | n/a | n/a | n/a | 0 | 0 | 0 | 0 | 0 | 0 | 0 | 0 | 0 | 0 | 0 | 0 | 0 | 0 | 0 | 0 | 0 | 0 | 0 | 0 | 0 | 0.027588 | 0.027588 | 0.027588 | 0 | 0 | 0 | 0 | 0 | 0
31 | Residential | Whole House Efficiency | Single Family | Low Flow Showerhead - Single Family (Electric DHW) | Standard Showerhead | per unit | Hot Water | 1 | 75.89% | 93.54% | 98% | 94.8% | 1136 | 1207 | 1278 | 1349 | 1420 | 1438 | 1455 | 1473 | 1491 | 1509 | 1136 | 1207 | 1278 | 1349 | 1420 | 1438 | 1455 | 1473 | 1491 | 1509 | [20 empty] | 13632 | 14484 | 15336 | 16188 | 17040 | 17256 | 17460 | 17676 | 17892 | 18108 | Participant | 0 | 0 | 0 | 0 | 0 | 0 | 0 | 0 | 0 | 0 | 0 | 0 | 0 | 0 | 0 | 0 | 0 | 0 | 0 | 0 | 0 | 0 | 0 | 0 | 0 | 0 | 0 | 0 | 0 | 0 | 158884.9674 | 168815.2779 | 178745.5883 | 188675.8988 | 198606.2092 | 201123.7527 | 203501.4327 | 206018.9762 | 208536.5197 | 211054.0632 | 15.6106 | 16.5863 | 17.5619 | 18.5376 | 19.5132 | 19.7606 | 19.9942 | 20.2416 | 20.4889 | 20.7363 | 15.6106 | 16.5863 | 17.5619 | 18.5376 | 19.5132 | 19.7606 | 19.9942 | 20.2416 | 20.4889 | 20.7363 | 0 | 0 | 0 | 0 | 0 | 0 | 0 | 0 | 0 | 0 | 0 | 0 | 0 | 0 | 0 | 0 | 0 | 0 | 0 | 0 | 0 | 0 | 0 | 0 | 0 | 0 | 0 | 0 | 0 | 0 | 150620.3982 | 160034.173 | 169447.9479 | 178861.7228 | 188275.4977 | 190662.0885 | 192916.091 | 195302.6818 | 197689.2726 | 200075.8634 | 14.7986 | 15.7235 | 16.6484 | 17.5733 | 18.4982 | 18.7327 | 18.9542 | 19.1887 | 19.4232 | 19.6576 | 14.7986 | 15.7235 | 16.6484 | 17.5733 | 18.4982 | 18.7327 | 18.9542 | 19.1887 | 19.4232 | 19.6576 | 0 | 0 | 0 | 0 | 0 | 0 | 0 | 0 | 0 | 0 | 0 | 0 | 0 | 0 | 0 | 0 | 0 | 0 | 0 | 0 | 10 | 0 | n/a | n/a | n/a | n/a | n/a | n/a | n/a | n/a | n/a | n/a | 132.5884 | 132.5884 | 132.5884 | 132.5884 | 132.5884 | 132.5884 | 132.5884 | 132.5884 | 132.5884 | 132.5884 | 0.013027 | 0.013027 | 0.013027 | 0.013027 | 0.013027 | 0.013027 | 0.013027 | 0.013027 | 0.013027 | 0.013027 | 0.013027 | 0.013027 | 0.013027 | 0.013027 | 0.013027 | 0.013027 | 0.013027 | 0.013027 | 0.013027 | 0.013027
32 | Residential | Whole House Efficiency | Single Family | Low Flow Showerhead - Single Family (Natural Gas DHW) | Standard Showerhead | per unit | Hot Water | 1 | 23.92% | 93.54% | 98% | 94.8% | 358 | 380 | 403 | 425 | 447 | 453 | 459 | 464 | 470 | 475 | 358 | 380 | 403 | 425 | 447 | 453 | 459 | 464 | 470 | 475 | [20 empty] | 4296 | 4560 | 4836 | 5100 | 5364 | 5436 | 5508 | 5568 | 5640 | 5700 | Participant | 0 | 0 | 0 | 0 | 0 | 0 | 0 | 0 | 0 | 0 | 0 | 0 | 0 | 0 | 0 | 0 | 0 | 0 | 0 | 0 | 2146.4857 | 2278.3926 | 2416.2954 | 2548.2023 | 2680.1092 | 2716.0839 | 2752.0585 | 2782.0373 | 2818.012 | 2847.9908 | 0 | 0 | 0 | 0 | 0 | 0 | 0 | 0 | 0 | 0 | 0 | 0 | 0 | 0 | 0 | 0 | 0 | 0 | 0 | 0 | 0 | 0 | 0 | 0 | 0 | 0 | 0 | 0 | 0 | 0 | 0 | 0 | 0 | 0 | 0 | 0 | 0 | 0 | 0 | 0 | 0 | 0 | 0 | 0 | 0 | 0 | 0 | 0 | 0 | 0 | 2034.834 | 2159.8796 | 2290.6092 | 2415.6549 | 2540.7005 | 2574.8039 | 2608.9073 | 2637.3267 | 2671.4301 | 2699.8496 | 0 | 0 | 0 | 0 | 0 | 0 | 0 | 0 | 0 | 0 | 0 | 0 | 0 | 0 | 0 | 0 | 0 | 0 | 0 | 0 | 0 | 0 | 0 | 0 | 0 | 0 | 0 | 0 | 0 | 0 | 0 | 0 | 0 | 0 | 0 | 0 | 0 | 0 | 0 | 0 | 0 | 0 | 0 | 0 | 0 | 0 | 0 | 0 | 0 | 0 | 10 | 0 | n/a | n/a | n/a | n/a | n/a | n/a | n/a | n/a | n/a | n/a | 0 | 0 | 0 | 0 | 0 | 0 | 0 | 0 | 0 | 0 | 0 | 0 | 0 | 0 | 0 | 0 | 0 | 0 | 0 | 0 | 0 | 0 | 0 | 0 | 0 | 0 | 0 | 0 | 0 | 0
37 | Residential | Whole House Efficiency | Single Family | Weatherstrip/Caulk (ASHP) | No Weatherstrip/Caulk | per foot | Shell | 50 | 14.66% | 91.62% | 100% | 94.8% | 10750 | 11400 | 12100 | 12750 | 13450 | 13600 | 13750 | 13950 | 14100 | 14250 | 215 | 228 | 242 | 255 | 269 | 272 | 275 | 279 | 282 | 285 | [20 empty] | 29562.5 | 31350 | 33275 | 35062.5 | 36987.5 | 37400 | 37812.5 | 38362.5 | 38775 | 39187.5 | Participant | 0 | 0 | 0 | 0 | 0 | 0 | 0 | 0 | 0 | 0 | 0 | 0 | 0 | 0 | 0 | 0 | 0 | 0 | 0 | 0 | 0 | 0 | 0 | 0 | 0 | 0 | 0 | 0 | 0 | 0 | 15062.9631 | 15973.747 | 16954.5911 | 17865.3749 | 18846.219 | 19056.3999 | 19266.5808 | 19546.8219 | 19757.0028 | 19967.1837 | 10.042 | 10.6492 | 11.3031 | 11.9102 | 12.5641 | 12.7043 | 12.8444 | 13.0312 | 13.1713 | 13.3115 | 5.3504 | 5.674 | 6.0224 | 6.3459 | 6.6943 | 6.7689 | 6.8436 | 6.9431 | 7.0178 | 7.0924 | 0 | 0 | 0 | 0 | 0 | 0 | 0 | 0 | 0 | 0 | 0 | 0 | 0 | 0 | 0 | 0 | 0 | 0 | 0 | 0 | 0 | 0 | 0 | 0 | 0 | 0 | 0 | 0 | 0 | 0 | 14279.4472 | 15142.8557 | 16072.6801 | 16936.0886 | 17865.913 | 18065.1611 | 18264.4092 | 18530.0734 | 18729.3215 | 18928.5696 | 9.5196 | 10.0952 | 10.7151 | 11.2907 | 11.9106 | 12.0434 | 12.1763 | 12.3534 | 12.4862 | 12.619 | 5.0721 | 5.3788 | 5.7091 | 6.0158 | 6.3461 | 6.4168 | 6.4876 | 6.582 | 6.6527 | 6.7235 | 0 | 0 | 0 | 0 | 0 | 0 | 0 | 0 | 0 | 0 | 0 | 0 | 0 | 0 | 0 | 0 | 0 | 0 | 0 | 0 | 15 | 0 | n/a | n/a | n/a | n/a | n/a | n/a | n/a | n/a | n/a | n/a | 1.3283 | 1.3283 | 1.3283 | 1.3283 | 1.3283 | 1.3283 | 1.3283 | 1.3283 | 1.3283 | 1.3283 | 0.00088555 | 0.00088555 | 0.00088555 | 0.00088555 | 0.00088555 | 0.00088555 | 0.00088555 | 0.00088555 | 0.00088555 | 0.00088555 | 0.00047183 | 0.00047183 | 0.00047183 | 0.00047183 | 0.00047183 | 0.00047183 | 0.00047183 | 0.00047183 | 0.00047183 | 0.00047183
38 | Residential | Whole House Efficiency | Single Family | Weatherstrip/Caulk (CAC & Electric Heat) | No Weatherstrip/Caulk | per foot | Shell | 50 | 27.83% | 91.62% | 100% | 94.8% | 20400 | 21650 | 22950 | 24200 | 25500 | 25800 | 26150 | 26450 | 26750 | 27100 | 408 | 433 | 459 | 484 | 510 | 516 | 523 | 529 | 535 | 542 | [20 empty] | 56100 | 59537.5 | 63112.5 | 66550 | 70125 | 70950 | 71912.5 | 72737.5 | 73562.5 | 74525 | Participant | 0 | 0 | 0 | 0 | 0 | 0 | 0 | 0 | 0 | 0 | 0 | 0 | 0 | 0 | 0 | 0 | 0 | 0 | 0 | 0 | 0 | 0 | 0 | 0 | 0 | 0 | 0 | 0 | 0 | 0 | 69514.4181 | 73773.88 | 78203.7204 | 82463.1823 | 86893.0226 | 87915.2935 | 89107.9428 | 90130.2137 | 91152.4845 | 92345.1339 | 9.2547 | 9.8218 | 10.4115 | 10.9786 | 11.5684 | 11.7045 | 11.8633 | 11.9994 | 12.1355 | 12.2942 | 18.3891 | 19.5159 | 20.6877 | 21.8145 | 22.9864 | 23.2568 | 23.5723 | 23.8427 | 24.1132 | 24.4287 | 0 | 0 | 0 | 0 | 0 | 0 | 0 | 0 | 0 | 0 | 0 | 0 | 0 | 0 | 0 | 0 | 0 | 0 | 0 | 0 | 0 | 0 | 0 | 0 | 0 | 0 | 0 | 0 | 0 | 0 | 65898.5523 | 69936.4538 | 74135.8713 | 78173.7728 | 82373.1904 | 83342.2867 | 84472.8991 | 85441.9955 | 86411.0919 | 87541.7043 | 8.7733 | 9.3109 | 9.87 | 10.4076 | 10.9666 | 11.0957 | 11.2462 | 11.3752 | 11.5042 | 11.6547 | 17.4326 | 18.5008 | 19.6117 | 20.6798 | 21.7907 | 22.0471 | 22.3462 | 22.6025 | 22.8589 | 23.158 | 0 | 0 | 0 | 0 | 0 | 0 | 0 | 0 | 0 | 0 | 0 | 0 | 0 | 0 | 0 | 0 | 0 | 0 | 0 | 0 | 15 | 0 | n/a | n/a | n/a | n/a | n/a | n/a | n/a | n/a | n/a | n/a | 3.2303 | 3.2303 | 3.2303 | 3.2303 | 3.2303 | 3.2303 | 3.2303 | 3.2303 | 3.2303 | 3.2303 | 0.00043006 | 0.00043006 | 0.00043006 | 0.00043006 | 0.00043006 | 0.00043006 | 0.00043006 | 0.00043006 | 0.00043006 | 0.00043006 | 0.00085454 | 0.00085454 | 0.00085454 | 0.00085454 | 0.00085454 | 0.00085454 | 0.00085454 | 0.00085454 | 0.00085454 | 0.00085454
40 | Residential | Whole House Efficiency | Single Family | Door Sweep (ASHP) | No Weatherstrip/Caulk | per unit | Shell | 1.25 | 14.66% | 8.125% | 100% | 94.8% | 23.75 | 25 | 26.25 | 28.75 | 30 | 30 | 30 | 31.25 | 31.25 | 31.25 | 19 | 20 | 21 | 23 | 24 | 24 | 24 | 25 | 25 | 25 | [20 empty] | 237.5 | 250 | 262.5 | 287.5 | 300 | 300 | 300 | 312.5 | 312.5 | 312.5 | Participant | 0 | 0 | 0 | 0 | 0 | 0 | 0 | 0 | 0 | 0 | 0 | 0 | 0 | 0 | 0 | 0 | 0 | 0 | 0 | 0 | 0 | 0 | 0 | 0 | 0 | 0 | 0 | 0 | 0 | 0 | 201.5642 | 212.1728 | 222.7814 | 243.9987 | 254.6074 | 254.6074 | 254.6074 | 265.216 | 265.216 | 265.216 | 0.088743 | 0.093414 | 0.098084 | 0.10743 | 0.1121 | 0.1121 | 0.1121 | 0.11677 | 0.11677 | 0.11677 | 0.047283 | 0.049771 | 0.05226 | 0.057237 | 0.059726 | 0.059726 | 0.059726 | 0.062214 | 0.062214 | 0.062214 | 0 | 0 | 0 | 0 | 0 | 0 | 0 | 0 | 0 | 0 | 0 | 0 | 0 | 0 | 0 | 0 | 0 | 0 | 0 | 0 | 0 | 0 | 0 | 0 | 0 | 0 | 0 | 0 | 0 | 0 | 191.0796 | 201.1364 | 211.1932 | 231.3069 | 241.3637 | 241.3637 | 241.3637 | 251.4205 | 251.4205 | 251.4205 | 0.084127 | 0.088555 | 0.092982 | 0.10184 | 0.10627 | 0.10627 | 0.10627 | 0.11069 | 0.11069 | 0.11069 | 0.044823 | 0.047183 | 0.049542 | 0.05426 | 0.056619 | 0.056619 | 0.056619 | 0.058978 | 0.058978 | 0.058978 | 0 | 0 | 0 | 0 | 0 | 0 | 0 | 0 | 0 | 0 | 0 | 0 | 0 | 0 | 0 | 0 | 0 | 0 | 0 | 0 | 2 | 0 | n/a | n/a | n/a | n/a | n/a | n/a | n/a | n/a | n/a | n/a | 8.0455 | 8.0455 | 8.0455 | 8.0455 | 8.0455 | 8.0455 | 8.0455 | 8.0455 | 8.0455 | 8.0455 | 0.0035422 | 0.0035422 | 0.0035422 | 0.0035422 | 0.0035422 | 0.0035422 | 0.0035422 | 0.0035422 | 0.0035422 | 0.0035422 | 0.0018873 | 0.0018873 | 0.0018873 | 0.0018873 | 0.0018873 | 0.0018873 | 0.0018873 | 0.0018873 | 0.0018873 | 0.0018873
41 | Residential | Whole House Efficiency | Single Family | Door Sweep (CAC & Electric Heat) | No Weatherstrip/Caulk | per unit | Shell | 1.25 | 27.83% | 8.125% | 100% | 94.8% | 45 | 47.5 | 51.25 | 53.75 | 56.25 | 57.5 | 57.5 | 58.75 | 58.75 | 60 | 36 | 38 | 41 | 43 | 45 | 46 | 46 | 47 | 47 | 48 | [20 empty] | 450 | 475 | 512.5 | 537.5 | 562.5 | 575 | 575 | 587.5 | 587.5 | 600 | Participant | 0 | 0 | 0 | 0 | 0 | 0 | 0 | 0 | 0 | 0 | 0 | 0 | 0 | 0 | 0 | 0 | 0 | 0 | 0 | 0 | 0 | 0 | 0 | 0 | 0 | 0 | 0 | 0 | 0 | 0 | 613.3625 | 647.4382 | 698.5518 | 732.6274 | 766.7031 | 783.741 | 783.741 | 800.7788 | 800.7788 | 817.8167 | 0.16814 | 0.17749 | 0.1915 | 0.20084 | 0.21018 | 0.21485 | 0.21485 | 0.21952 | 0.21952 | 0.22419 | 0.16226 | 0.17127 | 0.18479 | 0.19381 | 0.20282 | 0.20733 | 0.20733 | 0.21184 | 0.21184 | 0.21634 | 0 | 0 | 0 | 0 | 0 | 0 | 0 | 0 | 0 | 0 | 0 | 0 | 0 | 0 | 0 | 0 | 0 | 0 | 0 | 0 | 0 | 0 | 0 | 0 | 0 | 0 | 0 | 0 | 0 | 0 | 581.4578 | 613.761 | 662.2158 | 694.5191 | 726.8223 | 742.9739 | 742.9739 | 759.1255 | 759.1255 | 775.2771 | 0.1594 | 0.16825 | 0.18154 | 0.19039 | 0.19925 | 0.20368 | 0.20368 | 0.2081 | 0.2081 | 0.21253 | 0.15382 | 0.16236 | 0.17518 | 0.18373 | 0.19227 | 0.19654 | 0.19654 | 0.20082 | 0.20082 | 0.20509 | 0 | 0 | 0 | 0 | 0 | 0 | 0 | 0 | 0 | 0 | 0 | 0 | 0 | 0 | 0 | 0 | 0 | 0 | 0 | 0 | 2 | 0 | n/a | n/a | n/a | n/a | n/a | n/a | n/a | n/a | n/a | n/a | 12.9213 | 12.9213 | 12.9213 | 12.9213 | 12.9213 | 12.9213 | 12.9213 | 12.9213 | 12.9213 | 12.9213 | 0.0035422 | 0.0035422 | 0.0035422 | 0.0035422 | 0.0035422 | 0.0035422 | 0.0035422 | 0.0035422 | 0.0035422 | 0.0035422 | 0.0034182 | 0.0034182 | 0.0034182 | 0.0034182 | 0.0034182 | 0.0034182 | 0.0034182 | 0.0034182 | 0.0034182 | 0.0034182
43 | Residential | Whole House Efficiency | Single Family | Foam (ASHP) | No Foam | per can | Shell | 1.25 | 14.66% | 8.75% | 100% | 94.8% | 26.25 | 27.5 | 28.75 | 30 | 32.5 | 32.5 | 32.5 | 33.75 | 33.75 | 33.75 | 21 | 22 | 23 | 24 | 26 | 26 | 26 | 27 | 27 | 27 | [20 empty] | 262.5 | 275 | 287.5 | 300 | 325 | 325 | 325 | 337.5 | 337.5 | 337.5 | Participant | 0 | 0 | 0 | 0 | 0 | 0 | 0 | 0 | 0 | 0 | 0 | 0 | 0 | 0 | 0 | 0 | 0 | 0 | 0 | 0 | 0 | 0 | 0 | 0 | 0 | 0 | 0 | 0 | 0 | 0 | 2206.8993 | 2311.9897 | 2417.0801 | 2522.1706 | 2732.3515 | 2732.3515 | 2732.3515 | 2837.4419 | 2837.4419 | 2837.4419 | 1.4713 | 1.5413 | 1.6114 | 1.6814 | 1.8216 | 1.8216 | 1.8216 | 1.8916 | 1.8916 | 1.8916 | 0.7839 | 0.82123 | 0.85856 | 0.89589 | 0.97054 | 0.97054 | 0.97054 | 1.0079 | 1.0079 | 1.0079 | 0 | 0 | 0 | 0 | 0 | 0 | 0 | 0 | 0 | 0 | 0 | 0 | 0 | 0 | 0 | 0 | 0 | 0 | 0 | 0 | 0 | 0 | 0 | 0 | 0 | 0 | 0 | 0 | 0 | 0 | 2092.1051 | 2191.7291 | 2291.3532 | 2390.9772 | 2590.2253 | 2590.2253 | 2590.2253 | 2689.8494 | 2689.8494 | 2689.8494 | 1.3947 | 1.4612 | 1.5276 | 1.594 | 1.7268 | 1.7268 | 1.7268 | 1.7932 | 1.7932 | 1.7932 | 0.74313 | 0.77851 | 0.8139 | 0.84929 | 0.92006 | 0.92006 | 0.92006 | 0.95545 | 0.95545 | 0.95545 | 0 | 0 | 0 | 0 | 0 | 0 | 0 | 0 | 0 | 0 | 0 | 0 | 0 | 0 | 0 | 0 | 0 | 0 | 0 | 0 | 5 | 0 | n/a | n/a | n/a | n/a | n/a | n/a | n/a | n/a | n/a | n/a | 79.6992 | 79.6992 | 79.6992 | 79.6992 | 79.6992 | 79.6992 | 79.6992 | 79.6992 | 79.6992 | 79.6992 | 0.053133 | 0.053133 | 0.053133 | 0.053133 | 0.053133 | 0.053133 | 0.053133 | 0.053133 | 0.053133 | 0.053133 | 0.02831 | 0.02831 | 0.02831 | 0.02831 | 0.02831 | 0.02831 | 0.02831 | 0.02831 | 0.02831 | 0.02831
44 | Residential | Whole House Efficiency | Single Family | Foam (CAC & Electric Heat) | No Foam | per can | Shell | 1.25 | 27.83% | 8.75% | 100% | 94.8% | 48.75 | 51.25 | 55 | 57.5 | 61.25 | 61.25 | 62.5 | 63.75 | 63.75 | 65 | 39 | 41 | 44 | 46 | 49 | 49 | 50 | 51 | 51 | 52 | [20 empty] | 487.5 | 512.5 | 550 | 575 | 612.5 | 612.5 | 625 | 637.5 | 637.5 | 650 | Participant | 0 | 0 | 0 | 0 | 0 | 0 | 0 | 0 | 0 | 0 | 0 | 0 | 0 | 0 | 0 | 0 | 0 | 0 | 0 | 0 | 0 | 0 | 0 | 0 | 0 | 0 | 0 | 0 | 0 | 0 | 9967.1408 | 10478.2763 | 11244.9794 | 11756.1148 | 12522.818 | 12522.818 | 12778.3857 | 13033.9534 | 13033.9534 | 13289.5211 | 1.327 | 1.395 | 1.4971 | 1.5651 | 1.6672 | 1.6672 | 1.7012 | 1.7353 | 1.7353 | 1.7693 | 2.6367 | 2.7719 | 2.9747 | 3.1099 | 3.3127 | 3.3127 | 3.3804 | 3.448 | 3.448 | 3.5156 | 0 | 0 | 0 | 0 | 0 | 0 | 0 | 0 | 0 | 0 | 0 | 0 | 0 | 0 | 0 | 0 | 0 | 0 | 0 | 0 | 0 | 0 | 0 | 0 | 0 | 0 | 0 | 0 | 0 | 0 | 9448.6895 | 9933.2377 | 10660.0599 | 11144.6081 | 11871.4304 | 11871.4304 | 12113.7045 | 12355.9786 | 12355.9786 | 12598.2526 | 1.2579 | 1.3224 | 1.4192 | 1.4837 | 1.5805 | 1.5805 | 1.6127 | 1.645 | 1.645 | 1.6773 | 2.4995 | 2.6277 | 2.82 | 2.9482 | 3.1404 | 3.1404 | 3.2045 | 3.2686 | 3.2686 | 3.3327 | 0 | 0 | 0 | 0 | 0 | 0 | 0 | 0 | 0 | 0 | 0 | 0 | 0 | 0 | 0 | 0 | 0 | 0 | 0 | 0 | 5 | 0 | n/a | n/a | n/a | n/a | n/a | n/a | n/a | n/a | n/a | n/a | 193.8193 | 193.8193 | 193.8193 | 193.8193 | 193.8193 | 193.8193 | 193.8193 | 193.8193 | 193.8193 | 193.8193 | 0.025804 | 0.025804 | 0.025804 | 0.025804 | 0.025804 | 0.025804 | 0.025804 | 0.025804 | 0.025804 | 0.025804 | 0.051272 | 0.051272 | 0.051272 | 0.051272 | 0.051272 | 0.051272 | 0.051272 | 0.051272 | 0.051272 | 0.051272
46 | Residential | Whole House Efficiency | Single Family | Duct Sealing - Tape (ASHP) | No Duct Sealing | per foot | Shell | 22 | 5.556% | 45.83% | 100% | 94.8% | 902 | 946 | 1012 | 1056 | 1122 | 1144 | 1144 | 1166 | 1166 | 1188 | 41 | 43 | 46 | 48 | 51 | 52 | 52 | 53 | 53 | 54 | [20 empty] | 9020 | 9460 | 10120 | 10560 | 11220 | 11440 | 11440 | 11660 | 11660 | 11880 | Participant | 0 | 0 | 0 | 0 | 0 | 0 | 0 | 0 | 0 | 0 | 0 | 0 | 0 | 0 | 0 | 0 | 0 | 0 | 0 | 0 | 0 | 0 | 0 | 0 | 0 | 0 | 0 | 0 | 0 | 0 | 63786.3333 | 66897.8617 | 71565.1544 | 74676.6829 | 79343.9756 | 80899.7398 | 80899.7398 | 82455.504 | 82455.504 | 84011.2682 | 50.5555 | 53.0216 | 56.7208 | 59.1869 | 62.8861 | 64.1192 | 64.1192 | 65.3522 | 65.3522 | 66.5853 | 17.8661 | 18.7376 | 20.0449 | 20.9164 | 22.2237 | 22.6594 | 22.6594 | 23.0952 | 23.0952 | 23.5309 | 0 | 0 | 0 | 0 | 0 | 0 | 0 | 0 | 0 | 0 | 0 | 0 | 0 | 0 | 0 | 0 | 0 | 0 | 0 | 0 | 0 | 0 | 0 | 0 | 0 | 0 | 0 | 0 | 0 | 0 | 60468.4199 | 63418.0989 | 67842.6174 | 70792.2964 | 75216.8149 | 76691.6545 | 76691.6545 | 78166.494 | 78166.494 | 79641.3335 | 47.9258 | 50.2637 | 53.7704 | 56.1083 | 59.615 | 60.784 | 60.784 | 61.9529 | 61.9529 | 63.1218 | 16.9368 | 17.7629 | 19.0022 | 19.8284 | 21.0677 | 21.4808 | 21.4808 | 21.8939 | 21.8939 | 22.3069 | 0 | 0 | 0 | 0 | 0 | 0 | 0 | 0 | 0 | 0 | 0 | 0 | 0 | 0 | 0 | 0 | 0 | 0 | 0 | 0 | 20 | 0 | n/a | n/a | n/a | n/a | n/a | n/a | n/a | n/a | n/a | n/a | 67.0382 | 67.0382 | 67.0382 | 67.0382 | 67.0382 | 67.0382 | 67.0382 | 67.0382 | 67.0382 | 67.0382 | 0.053133 | 0.053133 | 0.053133 | 0.053133 | 0.053133 | 0.053133 | 0.053133 | 0.053133 | 0.053133 | 0.053133 | 0.018777 | 0.018777 | 0.018777 | 0.018777 | 0.018777 | 0.018777 | 0.018777 | 0.018777 | 0.018777 | 0.018777
47 | Residential | Whole House Efficiency | Single Family | Duct Sealing - Tape (CAC & Electric Heat) | No Duct Sealing | per foot | Shell | 22 | 61.11% | 45.83% | 100% | 94.8% | 9856 | 10472 | 11088 | 11704 | 12320 | 12474 | 12628 | 12782 | 12936 | 13090 | 448 | 476 | 504 | 532 | 560 | 567 | 574 | 581 | 588 | 595 | [20 empty] | 98560 | 104720 | 110880 | 117040 | 123200 | 124740 | 126280 | 127820 | 129360 | 130900 | Participant | 0 | 0 | 0 | 0 | 0 | 0 | 0 | 0 | 0 | 0 | 0 | 0 | 0 | 0 | 0 | 0 | 0 | 0 | 0 | 0 | 0 | 0 | 0 | 0 | 0 | 0 | 0 | 0 | 0 | 0 | 1201330.0549 | 1276413.1834 | 1351496.3118 | 1426579.4402 | 1501662.5687 | 1520433.3508 | 1539204.1329 | 1557974.915 | 1576745.6971 | 1595516.4792 | 92.798 | 98.5979 | 104.3978 | 110.1977 | 115.9975 | 117.4475 | 118.8975 | 120.3474 | 121.7974 | 123.2474 | 353.5681 | 375.6661 | 397.7641 | 419.8621 | 441.9601 | 447.4846 | 453.0091 | 458.5336 | 464.0581 | 469.5826 | 0 | 0 | 0 | 0 | 0 | 0 | 0 | 0 | 0 | 0 | 0 | 0 | 0 | 0 | 0 | 0 | 0 | 0 | 0 | 0 | 0 | 0 | 0 | 0 | 0 | 0 | 0 | 0 | 0 | 0 | 1138841.6045 | 1210019.2047 | 1281196.805 | 1352374.4053 | 1423552.0056 | 1441346.4057 | 1459140.8057 | 1476935.2058 | 1494729.6059 | 1512524.0059 | 87.971 | 93.4692 | 98.9674 | 104.4656 | 109.9638 | 111.3384 | 112.7129 | 114.0874 | 115.462 | 116.8365 | 335.1769 | 356.1254 | 377.074 | 398.0226 | 418.9711 | 424.2083 | 429.4454 | 434.6825 | 439.9197 | 445.1568 | 0 | 0 | 0 | 0 | 0 | 0 | 0 | 0 | 0 | 0 | 0 | 0 | 0 | 0 | 0 | 0 | 0 | 0 | 0 | 0 | 20 | 0 | n/a | n/a | n/a | n/a | n/a | n/a | n/a | n/a | n/a | n/a | 115.5481 | 115.5481 | 115.5481 | 115.5481 | 115.5481 | 115.5481 | 115.5481 | 115.5481 | 115.5481 | 115.5481 | 0.0089256 | 0.0089256 | 0.0089256 | 0.0089256 | 0.0089256 | 0.0089256 | 0.0089256 | 0.0089256 | 0.0089256 | 0.0089256 | 0.034007 | 0.034007 | 0.034007 | 0.034007 | 0.034007 | 0.034007 | 0.034007 | 0.034007 | 0.034007 | 0.034007
1 | Residential | Whole House Efficiency | Multi-Family | Standard CFL | Halogen Bulb | per bulb | Lighting | 4 | 100% | 100% | 95.9% | 94.8% | 700 | 800 | 800 | 800 | 0 | 0 | 0 | 0 | 0 | 0 | 175 | 200 | 200 | 200 | 0 | 0 | 0 | 0 | 0 | 0 | [20 empty] | 1680 | 1920 | 1920 | 1920 | 0 | 0 | 0 | 0 | 0 | 0 | Participant | 0 | 0 | 0 | 0 | 0 | 0 | 0 | 0 | 0 | 0 | 0 | 0 | 0 | 0 | 0 | 0 | 0 | 0 | 0 | 0 | -104.6551 | -119.6059 | -119.6059 | -119.6059 | 0 | 0 | 0 | 0 | 0 | 0 | 15085.4268 | 17240.4878 | 17240.4878 | 17240.4878 | 0 | 0 | 0 | 0 | 0 | 0 | 1.5342 | 1.7534 | 1.7534 | 1.7534 | 0 | 0 | 0 | 0 | 0 | 0 | 1.5342 | 1.7534 | 1.7534 | 1.7534 | 0 | 0 | 0 | 0 | 0 | 0 | 0 | 0 | 0 | 0 | 0 | 0 | 0 | 0 | 0 | 0 | 0 | 0 | 0 | 0 | 0 | 0 | 0 | 0 | 0 | 0 | -99.2114 | -113.3845 | -113.3845 | -113.3845 | 0 | 0 | 0 | 0 | 0 | 0 | 14300.7424 | 16343.7056 | 16343.7056 | 16343.7056 | 0 | 0 | 0 | 0 | 0 | 0 | 1.4544 | 1.6622 | 1.6622 | 1.6622 | 0 | 0 | 0 | 0 | 0 | 0 | 1.4544 | 1.6622 | 1.6622 | 1.6622 | 0 | 0 | 0 | 0 | 0 | 0 | 0 | 0 | 0 | 0 | 0 | 0 | 0 | 0 | 0 | 0 | 0 | 0 | 0 | 0 | 0 | 0 | 0 | 0 | 0 | 0 | 5 | 0 | n/a | n/a | n/a | n/a | n/a | n/a | n/a | n/a | n/a | n/a | 20.4296 | 20.4296 | 20.4296 | 20.4296 | #DIV/0! | #DIV/0! | #DIV/0! | #DIV/0! | #DIV/0! | #DIV/0! | 0.0020778 | 0.0020778 | 0.0020778 | 0.0020778 | #DIV/0! | #DIV/0! | #DIV/0! | #DIV/0! | #DIV/0! | #DIV/0! | 0.0020778 | 0.0020778 | 0.0020778 | 0.0020778 | #DIV/0! | #DIV/0! | #DIV/0! | #DIV/0! | #DIV/0! | #DIV/0!
4 | Residential | Whole House Efficiency | Multi-Family | LED | Halogen | per bulb | Lighting | 4 | 100% | 100% | 95.9% | 94.8% | 700 | 800 | 800 | 800 | 0 | 0 | 0 | 0 | 0 | 0 | 175 | 200 | 200 | 200 | 0 | 0 | 0 | 0 | 0 | 0 | [20 empty] | 5320 | 6080 | 6080 | 6080 | 0 | 0 | 0 | 0 | 0 | 0 | Participant | 0 | 0 | 0 | 0 | 0 | 0 | 0 | 0 | 0 | 0 | 0 | 0 | 0 | 0 | 0 | 0 | 0 | 0 | 0 | 0 | -122.6991 | -140.2276 | -140.2276 | -140.2276 | 0 | 0 | 0 | 0 | 0 | 0 | 17686.3625 | 20212.9857 | 20212.9857 | 20212.9857 | 0 | 0 | 0 | 0 | 0 | 0 | 1.7988 | 2.0557 | 2.0557 | 2.0557 | 0 | 0 | 0 | 0 | 0 | 0 | 1.7988 | 2.0557 | 2.0557 | 2.0557 | 0 | 0 | 0 | 0 | 0 | 0 | 0 | 0 | 0 | 0 | 0 | 0 | 0 | 0 | 0 | 0 | 0 | 0 | 0 | 0 | 0 | 0 | 0 | 0 | 0 | 0 | -116.3168 | -132.9335 | -132.9335 | -132.9335 | 0 | 0 | 0 | 0 | 0 | 0 | 16766.3876 | 19161.5859 | 19161.5859 | 19161.5859 | 0 | 0 | 0 | 0 | 0 | 0 | 1.7052 | 1.9488 | 1.9488 | 1.9488 | 0 | 0 | 0 | 0 | 0 | 0 | 1.7052 | 1.9488 | 1.9488 | 1.9488 | 0 | 0 | 0 | 0 | 0 | 0 | 0 | 0 | 0 | 0 | 0 | 0 | 0 | 0 | 0 | 0 | 0 | 0 | 0 | 0 | 0 | 0 | 0 | 0 | 0 | 0 | 15 | 0 | n/a | n/a | n/a | n/a | n/a | n/a | n/a | n/a | n/a | n/a | 23.952 | 23.952 | 23.952 | 23.952 | #DIV/0! | #DIV/0! | #DIV/0! | #DIV/0! | #DIV/0! | #DIV/0! | 0.002436 | 0.002436 | 0.002436 | 0.002436 | #DIV/0! | #DIV/0! | #DIV/0! | #DIV/0! | #DIV/0! | #DIV/0! | 0.002436 | 0.002436 | 0.002436 | 0.002436 | #DIV/0! | #DIV/0! | #DIV/0! | #DIV/0! | #DIV/0! | #DIV/0!
22 | Residential | Whole House Efficiency | Multi-Family | Pipe Insulated (Electric DHW) | No Pipe Insulation | per unit | Hot Water | 1 | 93.33% | 10.21% | 100% | 94.8% | 17 | 19 | 19 | 19 | 38 | 39 | 40 | 41 | 42 | 43 | 17 | 19 | 19 | 19 | 38 | 39 | 40 | 41 | 42 | 43 | [20 empty] | 255 | 285 | 285 | 285 | 570 | 585 | 600 | 615 | 630 | 645 | Participant | 0 | 0 | 0 | 0 | 0 | 0 | 0 | 0 | 0 | 0 | 0 | 0 | 0 | 0 | 0 | 0 | 0 | 0 | 0 | 0 | 0 | 0 | 0 | 0 | 0 | 0 | 0 | 0 | 0 | 0 | 1458.5766 | 1630.1738 | 1630.1738 | 1630.1738 | 3260.3476 | 3346.1463 | 3431.9449 | 3517.7435 | 3603.5421 | 3689.3407 | 0.1665 | 0.18609 | 0.18609 | 0.18609 | 0.37219 | 0.38198 | 0.39177 | 0.40157 | 0.41136 | 0.42116 | 0.1665 | 0.18609 | 0.18609 | 0.18609 | 0.37219 | 0.38198 | 0.39177 | 0.40157 | 0.41136 | 0.42116 | 0 | 0 | 0 | 0 | 0 | 0 | 0 | 0 | 0 | 0 | 0 | 0 | 0 | 0 | 0 | 0 | 0 | 0 | 0 | 0 | 0 | 0 | 0 | 0 | 0 | 0 | 0 | 0 | 0 | 0 | 1382.7072 | 1545.3786 | 1545.3786 | 1545.3786 | 3090.7572 | 3172.0929 | 3253.4286 | 3334.7644 | 3416.1001 | 3497.4358 | 0.15784 | 0.17641 | 0.17641 | 0.17641 | 0.35283 | 0.36211 | 0.3714 | 0.38068 | 0.38997 | 0.39925 | 0.15784 | 0.17641 | 0.17641 | 0.17641 | 0.35283 | 0.36211 | 0.3714 | 0.38068 | 0.38997 | 0.39925 | 0 | 0 | 0 | 0 | 0 | 0 | 0 | 0 | 0 | 0 | 0 | 0 | 0 | 0 | 0 | 0 | 0 | 0 | 0 | 0 | 15 | 0 | n/a | n/a | n/a | n/a | n/a | n/a | n/a | n/a | n/a | n/a | 81.3357 | 81.3357 | 81.3357 | 81.3357 | 81.3357 | 81.3357 | 81.3357 | 81.3357 | 81.3357 | 81.3357 | 0.0092849 | 0.0092849 | 0.0092849 | 0.0092849 | 0.0092849 | 0.0092849 | 0.0092849 | 0.0092849 | 0.0092849 | 0.0092849 | 0.0092849 | 0.0092849 | 0.0092849 | 0.0092849 | 0.0092849 | 0.0092849 | 0.0092849 | 0.0092849 | 0.0092849 | 0.0092849
23 | Residential | Whole House Efficiency | Multi-Family | Pipe Insulated (Natural Gas DHW) | No Pipe Insulation | per unit | Hot Water | 1 | 6.667% | 10.21% | 100% | 94.8% | 1 | 1 | 1 | 1 | 3 | 3 | 3 | 3 | 3 | 3 | 1 | 1 | 1 | 1 | 3 | 3 | 3 | 3 | 3 | 3 | [20 empty] | 15 | 15 | 15 | 15 | 45 | 45 | 45 | 45 | 45 | 45 | Participant | 0 | 0 | 0 | 0 | 0 | 0 | 0 | 0 | 0 | 0 | 0 | 0 | 0 | 0 | 0 | 0 | 0 | 0 | 0 | 0 | 3.6781 | 3.6781 | 3.6781 | 3.6781 | 11.0342 | 11.0342 | 11.0342 | 11.0342 | 11.0342 | 11.0342 | 0 | 0 | 0 | 0 | 0 | 0 | 0 | 0 | 0 | 0 | 0 | 0 | 0 | 0 | 0 | 0 | 0 | 0 | 0 | 0 | 0 | 0 | 0 | 0 | 0 | 0 | 0 | 0 | 0 | 0 | 0 | 0 | 0 | 0 | 0 | 0 | 0 | 0 | 0 | 0 | 0 | 0 | 0 | 0 | 0 | 0 | 0 | 0 | 0 | 0 | 3.4868 | 3.4868 | 3.4868 | 3.4868 | 10.4603 | 10.4603 | 10.4603 | 10.4603 | 10.4603 | 10.4603 | 0 | 0 | 0 | 0 | 0 | 0 | 0 | 0 | 0 | 0 | 0 | 0 | 0 | 0 | 0 | 0 | 0 | 0 | 0 | 0 | 0 | 0 | 0 | 0 | 0 | 0 | 0 | 0 | 0 | 0 | 0 | 0 | 0 | 0 | 0 | 0 | 0 | 0 | 0 | 0 | 0 | 0 | 0 | 0 | 0 | 0 | 0 | 0 | 0 | 0 | 15 | 0 | n/a | n/a | n/a | n/a | n/a | n/a | n/a | n/a | n/a | n/a | 0 | 0 | 0 | 0 | 0 | 0 | 0 | 0 | 0 | 0 | 0 | 0 | 0 | 0 | 0 | 0 | 0 | 0 | 0 | 0 | 0 | 0 | 0 | 0 | 0 | 0 | 0 | 0 | 0 | 0
26 | Residential | Whole House Efficiency | Multi-Family | Water Heater Tank Wrap (Electric DHW) | No Tank Wrap | per unit | Hot Water | 1 | 93.33% | 12.62% | 100% | 94.8% | 21 | 24 | 24 | 24 | 47 | 48 | 49 | 51 | 52 | 53 | 21 | 24 | 24 | 24 | 47 | 48 | 49 | 51 | 52 | 53 | [20 empty] | 630 | 720 | 720 | 720 | 1410 | 1440 | 1470 | 1530 | 1560 | 1590 | Participant | 0 | 0 | 0 | 0 | 0 | 0 | 0 | 0 | 0 | 0 | 0 | 0 | 0 | 0 | 0 | 0 | 0 | 0 | 0 | 0 | 0 | 0 | 0 | 0 | 0 | 0 | 0 | 0 | 0 | 0 | 3010.1038 | 3440.1187 | 3440.1187 | 3440.1187 | 6736.8991 | 6880.2373 | 7023.5756 | 7310.2522 | 7453.5904 | 7596.9287 | 0.34362 | 0.39271 | 0.39271 | 0.39271 | 0.76905 | 0.78542 | 0.80178 | 0.8345 | 0.85087 | 0.86723 | 0.34362 | 0.39271 | 0.39271 | 0.39271 | 0.76905 | 0.78542 | 0.80178 | 0.8345 | 0.85087 | 0.86723 | 0 | 0 | 0 | 0 | 0 | 0 | 0 | 0 | 0 | 0 | 0 | 0 | 0 | 0 | 0 | 0 | 0 | 0 | 0 | 0 | 0 | 0 | 0 | 0 | 0 | 0 | 0 | 0 | 0 | 0 | 2853.5301 | 3261.1773 | 3261.1773 | 3261.1773 | 6386.4721 | 6522.3545 | 6658.2369 | 6930.0017 | 7065.8841 | 7201.7665 | 0.32575 | 0.37228 | 0.37228 | 0.37228 | 0.72905 | 0.74456 | 0.76007 | 0.7911 | 0.80661 | 0.82212 | 0.32575 | 0.37228 | 0.37228 | 0.37228 | 0.72905 | 0.74456 | 0.76007 | 0.7911 | 0.80661 | 0.82212 | 0 | 0 | 0 | 0 | 0 | 0 | 0 | 0 | 0 | 0 | 0 | 0 | 0 | 0 | 0 | 0 | 0 | 0 | 0 | 0 | 5 | 0 | n/a | n/a | n/a | n/a | n/a | n/a | n/a | n/a | n/a | n/a | 135.8824 | 135.8824 | 135.8824 | 135.8824 | 135.8824 | 135.8824 | 135.8824 | 135.8824 | 135.8824 | 135.8824 | 0.015512 | 0.015512 | 0.015512 | 0.015512 | 0.015512 | 0.015512 | 0.015512 | 0.015512 | 0.015512 | 0.015512 | 0.015512 | 0.015512 | 0.015512 | 0.015512 | 0.015512 | 0.015512 | 0.015512 | 0.015512 | 0.015512 | 0.015512
29 | Residential | Whole House Efficiency | Multi-Family | Low Flow Faucet Aerator - Multi-Family (Electric DHW) | Standard Faucet Aerator | per unit | Hot Water | 1 | 93.33% | 93.54% | 95% | 94.8% | 153 | 175 | 175 | 175 | 349 | 358 | 367 | 375 | 384 | 393 | 153 | 175 | 175 | 175 | 349 | 358 | 367 | 375 | 384 | 393 | [20 empty] | 1224 | 1400 | 1400 | 1400 | 2792 | 2864 | 2936 | 3000 | 3072 | 3144 | Participant | 0 | 0 | 0 | 0 | 0 | 0 | 0 | 0 | 0 | 0 | 0 | 0 | 0 | 0 | 0 | 0 | 0 | 0 | 0 | 0 | 0 | 0 | 0 | 0 | 0 | 0 | 0 | 0 | 0 | 0 | 10112.3522 | 11566.416 | 11566.416 | 11566.416 | 23066.7381 | 23661.5824 | 24256.4266 | 24785.1771 | 25380.0213 | 25974.8656 | 4.4526 | 5.0929 | 5.0929 | 5.0929 | 10.1566 | 10.4185 | 10.6805 | 10.9133 | 11.1752 | 11.4371 | 4.4526 | 5.0929 | 5.0929 | 5.0929 | 10.1566 | 10.4185 | 10.6805 | 10.9133 | 11.1752 | 11.4371 | 0 | 0 | 0 | 0 | 0 | 0 | 0 | 0 | 0 | 0 | 0 | 0 | 0 | 0 | 0 | 0 | 0 | 0 | 0 | 0 | 0 | 0 | 0 | 0 | 0 | 0 | 0 | 0 | 0 | 0 | 9586.3476 | 10964.7766 | 10964.7766 | 10964.7766 | 21866.8974 | 22430.8002 | 22994.703 | 23495.9499 | 24059.8527 | 24623.7555 | 4.221 | 4.828 | 4.828 | 4.828 | 9.6283 | 9.8766 | 10.1249 | 10.3456 | 10.5939 | 10.8422 | 4.221 | 4.828 | 4.828 | 4.828 | 9.6283 | 9.8766 | 10.1249 | 10.3456 | 10.5939 | 10.8422 | 0 | 0 | 0 | 0 | 0 | 0 | 0 | 0 | 0 | 0 | 0 | 0 | 0 | 0 | 0 | 0 | 0 | 0 | 0 | 0 | 9 | 0 | n/a | n/a | n/a | n/a | n/a | n/a | n/a | n/a | n/a | n/a | 62.6559 | 62.6559 | 62.6559 | 62.6559 | 62.6559 | 62.6559 | 62.6559 | 62.6559 | 62.6559 | 62.6559 | 0.027588 | 0.027588 | 0.027588 | 0.027588 | 0.027588 | 0.027588 | 0.027588 | 0.027588 | 0.027588 | 0.027588 | 0.027588 | 0.027588 | 0.027588 | 0.027588 | 0.027588 | 0.027588 | 0.027588 | 0.027588 | 0.027588 | 0.027588
30 | Residential | Whole House Efficiency | Multi-Family | Low Flow Faucet Aerator - Multi-Family (Natural Gas DHW) | Standard Faucet Aerator | per unit | Hot Water | 1 | 6.667% | 93.54% | 95% | 94.8% | 11 | 12 | 12 | 12 | 25 | 26 | 26 | 27 | 27 | 28 | 11 | 12 | 12 | 12 | 25 | 26 | 26 | 27 | 27 | 28 | [20 empty] | 88 | 96 | 96 | 96 | 200 | 208 | 208 | 216 | 216 | 224 | Participant | 0 | 0 | 0 | 0 | 0 | 0 | 0 | 0 | 0 | 0 | 0 | 0 | 0 | 0 | 0 | 0 | 0 | 0 | 0 | 0 | 36.2839 | 39.5824 | 39.5824 | 39.5824 | 82.4634 | 85.7619 | 85.7619 | 89.0604 | 89.0604 | 92.359 | 0 | 0 | 0 | 0 | 0 | 0 | 0 | 0 | 0 | 0 | 0 | 0 | 0 | 0 | 0 | 0 | 0 | 0 | 0 | 0 | 0 | 0 | 0 | 0 | 0 | 0 | 0 | 0 | 0 | 0 | 0 | 0 | 0 | 0 | 0 | 0 | 0 | 0 | 0 | 0 | 0 | 0 | 0 | 0 | 0 | 0 | 0 | 0 | 0 | 0 | 34.3965 | 37.5235 | 37.5235 | 37.5235 | 78.1739 | 81.3009 | 81.3009 | 84.4279 | 84.4279 | 87.5548 | 0 | 0 | 0 | 0 | 0 | 0 | 0 | 0 | 0 | 0 | 0 | 0 | 0 | 0 | 0 | 0 | 0 | 0 | 0 | 0 | 0 | 0 | 0 | 0 | 0 | 0 | 0 | 0 | 0 | 0 | 0 | 0 | 0 | 0 | 0 | 0 | 0 | 0 | 0 | 0 | 0 | 0 | 0 | 0 | 0 | 0 | 0 | 0 | 0 | 0 | 9 | 0 | n/a | n/a | n/a | n/a | n/a | n/a | n/a | n/a | n/a | n/a | 0 | 0 | 0 | 0 | 0 | 0 | 0 | 0 | 0 | 0 | 0 | 0 | 0 | 0 | 0 | 0 | 0 | 0 | 0 | 0 | 0 | 0 | 0 | 0 | 0 | 0 | 0 | 0 | 0 | 0
33 | Residential | Whole House Efficiency | Multi-Family | Low Flow Showerhead - Multi-Family (Electric DHW) | Standard Showerhead | per unit | Hot Water | 1 | 93.33% | 93.54% | 98% | 94.8% | 153 | 175 | 175 | 175 | 349 | 358 | 367 | 375 | 384 | 393 | 153 | 175 | 175 | 175 | 349 | 358 | 367 | 375 | 384 | 393 | [20 empty] | 1836 | 2100 | 2100 | 2100 | 4188 | 4296 | 4404 | 4500 | 4608 | 4716 | Participant | 0 | 0 | 0 | 0 | 0 | 0 | 0 | 0 | 0 | 0 | 0 | 0 | 0 | 0 | 0 | 0 | 0 | 0 | 0 | 0 | 0 | 0 | 0 | 0 | 0 | 0 | 0 | 0 | 0 | 0 | 24170.4601 | 27645.951 | 27645.951 | 27645.951 | 55133.9252 | 56555.717 | 57977.5088 | 59241.3237 | 60663.1154 | 62084.9072 | 2.895 | 3.3112 | 3.3112 | 3.3112 | 6.6035 | 6.7738 | 6.9441 | 7.0955 | 7.2658 | 7.4361 | 2.895 | 3.3112 | 3.3112 | 3.3112 | 6.6035 | 6.7738 | 6.9441 | 7.0955 | 7.2658 | 7.4361 | 0 | 0 | 0 | 0 | 0 | 0 | 0 | 0 | 0 | 0 | 0 | 0 | 0 | 0 | 0 | 0 | 0 | 0 | 0 | 0 | 0 | 0 | 0 | 0 | 0 | 0 | 0 | 0 | 0 | 0 | 22913.2081 | 26207.9177 | 26207.9177 | 26207.9177 | 52266.0759 | 53613.9117 | 54961.7475 | 56159.8237 | 57507.6595 | 58855.4952 | 2.7444 | 3.139 | 3.139 | 3.139 | 6.26 | 6.4215 | 6.5829 | 6.7264 | 6.8878 | 7.0493 | 2.7444 | 3.139 | 3.139 | 3.139 | 6.26 | 6.4215 | 6.5829 | 6.7264 | 6.8878 | 7.0493 | 0 | 0 | 0 | 0 | 0 | 0 | 0 | 0 | 0 | 0 | 0 | 0 | 0 | 0 | 0 | 0 | 0 | 0 | 0 | 0 | 10 | 0 | n/a | n/a | n/a | n/a | n/a | n/a | n/a | n/a | n/a | n/a | 149.7595 | 149.7595 | 149.7595 | 149.7595 | 149.7595 | 149.7595 | 149.7595 | 149.7595 | 149.7595 | 149.7595 | 0.017937 | 0.017937 | 0.017937 | 0.017937 | 0.017937 | 0.017937 | 0.017937 | 0.017937 | 0.017937 | 0.017937 | 0.017937 | 0.017937 | 0.017937 | 0.017937 | 0.017937 | 0.017937 | 0.017937 | 0.017937 | 0.017937 | 0.017937
34 | Residential | Whole House Efficiency | Multi-Family | Low Flow Showerhead - Multi-Family (Natural Gas DHW) | Standard Showerhead | per unit | Hot Water | 1 | 6.667% | 93.54% | 98% | 94.8% | 11 | 12 | 12 | 12 | 25 | 26 | 26 | 27 | 27 | 28 | 11 | 12 | 12 | 12 | 25 | 26 | 26 | 27 | 27 | 28 | [20 empty] | 132 | 144 | 144 | 144 | 300 | 312 | 312 | 324 | 324 | 336 | Participant | 0 | 0 | 0 | 0 | 0 | 0 | 0 | 0 | 0 | 0 | 0 | 0 | 0 | 0 | 0 | 0 | 0 | 0 | 0 | 0 | 86.7254 | 94.6096 | 94.6096 | 94.6096 | 197.1033 | 204.9874 | 204.9874 | 212.8715 | 212.8715 | 220.7556 | 0 | 0 | 0 | 0 | 0 | 0 | 0 | 0 | 0 | 0 | 0 | 0 | 0 | 0 | 0 | 0 | 0 | 0 | 0 | 0 | 0 | 0 | 0 | 0 | 0 | 0 | 0 | 0 | 0 | 0 | 0 | 0 | 0 | 0 | 0 | 0 | 0 | 0 | 0 | 0 | 0 | 0 | 0 | 0 | 0 | 0 | 0 | 0 | 0 | 0 | 82.2143 | 89.6883 | 89.6883 | 89.6883 | 186.8507 | 194.3247 | 194.3247 | 201.7988 | 201.7988 | 209.2728 | 0 | 0 | 0 | 0 | 0 | 0 | 0 | 0 | 0 | 0 | 0 | 0 | 0 | 0 | 0 | 0 | 0 | 0 | 0 | 0 | 0 | 0 | 0 | 0 | 0 | 0 | 0 | 0 | 0 | 0 | 0 | 0 | 0 | 0 | 0 | 0 | 0 | 0 | 0 | 0 | 0 | 0 | 0 | 0 | 0 | 0 | 0 | 0 | 0 | 0 | 10 | 0 | n/a | n/a | n/a | n/a | n/a | n/a | n/a | n/a | n/a | n/a | 0 | 0 | 0 | 0 | 0 | 0 | 0 | 0 | 0 | 0 | 0 | 0 | 0 | 0 | 0 | 0 | 0 | 0 | 0 | 0 | 0 | 0 | 0 | 0 | 0 | 0 | 0 | 0 | 0 | 0
37 | Residential | Whole House Efficiency | Multi-Family | Weatherstrip/Caulk (ASHP) | No Weatherstrip/Caulk | per foot | Shell | 50 | 5.556% | 91.62% | 100% | 94.8% | 450 | 500 | 500 | 500 | 1000 | 1050 | 1050 | 1100 | 1100 | 1150 | 9 | 10 | 10 | 10 | 20 | 21 | 21 | 22 | 22 | 23 | [20 empty] | 1237.5 | 1375 | 1375 | 1375 | 2750 | 2887.5 | 2887.5 | 3025 | 3025 | 3162.5 | Participant | 0 | 0 | 0 | 0 | 0 | 0 | 0 | 0 | 0 | 0 | 0 | 0 | 0 | 0 | 0 | 0 | 0 | 0 | 0 | 0 | 0 | 0 | 0 | 0 | 0 | 0 | 0 | 0 | 0 | 0 | 630.5426 | 700.6029 | 700.6029 | 700.6029 | 1401.2059 | 1471.2662 | 1471.2662 | 1541.3265 | 1541.3265 | 1611.3868 | 0.42036 | 0.46707 | 0.46707 | 0.46707 | 0.93414 | 0.98084 | 0.98084 | 1.0276 | 1.0276 | 1.0743 | 0.22397 | 0.24886 | 0.24886 | 0.24886 | 0.49771 | 0.5226 | 0.5226 | 0.54749 | 0.54749 | 0.57237 | 0 | 0 | 0 | 0 | 0 | 0 | 0 | 0 | 0 | 0 | 0 | 0 | 0 | 0 | 0 | 0 | 0 | 0 | 0 | 0 | 0 | 0 | 0 | 0 | 0 | 0 | 0 | 0 | 0 | 0 | 597.7443 | 664.1603 | 664.1603 | 664.1603 | 1328.3207 | 1394.7367 | 1394.7367 | 1461.1527 | 1461.1527 | 1527.5688 | 0.3985 | 0.44277 | 0.44277 | 0.44277 | 0.88555 | 0.92982 | 0.92982 | 0.9741 | 0.9741 | 1.0184 | 0.21232 | 0.23591 | 0.23591 | 0.23591 | 0.47183 | 0.49542 | 0.49542 | 0.51901 | 0.51901 | 0.5426 | 0 | 0 | 0 | 0 | 0 | 0 | 0 | 0 | 0 | 0 | 0 | 0 | 0 | 0 | 0 | 0 | 0 | 0 | 0 | 0 | 15 | 0 | n/a | n/a | n/a | n/a | n/a | n/a | n/a | n/a | n/a | n/a | 1.3283 | 1.3283 | 1.3283 | 1.3283 | 1.3283 | 1.3283 | 1.3283 | 1.3283 | 1.3283 | 1.3283 | 0.00088555 | 0.00088555 | 0.00088555 | 0.00088555 | 0.00088555 | 0.00088555 | 0.00088555 | 0.00088555 | 0.00088555 | 0.00088555 | 0.00047183 | 0.00047183 | 0.00047183 | 0.00047183 | 0.00047183 | 0.00047183 | 0.00047183 | 0.00047183 | 0.00047183 | 0.00047183
38 | Residential | Whole House Efficiency | Multi-Family | Weatherstrip/Caulk (CAC & Electric Heat) | No Weatherstrip/Caulk | per foot | Shell | 50 | 61.11% | 91.62% | 100% | 94.8% | 4900 | 5600 | 5600 | 5600 | 11200 | 11500 | 11750 | 12050 | 12300 | 12600 | 98 | 112 | 112 | 112 | 224 | 230 | 235 | 241 | 246 | 252 | [20 empty] | 13475 | 15400 | 15400 | 15400 | 30800 | 31625 | 32312.5 | 33137.5 | 33825 | 34650 | Participant | 0 | 0 | 0 | 0 | 0 | 0 | 0 | 0 | 0 | 0 | 0 | 0 | 0 | 0 | 0 | 0 | 0 | 0 | 0 | 0 | 0 | 0 | 0 | 0 | 0 | 0 | 0 | 0 | 0 | 0 | 16697.0906 | 19082.3893 | 19082.3893 | 19082.3893 | 38164.7786 | 39187.0494 | 40038.9418 | 41061.2127 | 41913.105 | 42935.3759 | 2.2229 | 2.5405 | 2.5405 | 2.5405 | 5.081 | 5.2171 | 5.3305 | 5.4666 | 5.58 | 5.7161 | 4.417 | 5.048 | 5.048 | 5.048 | 10.096 | 10.3664 | 10.5918 | 10.8622 | 11.0875 | 11.358 | 0 | 0 | 0 | 0 | 0 | 0 | 0 | 0 | 0 | 0 | 0 | 0 | 0 | 0 | 0 | 0 | 0 | 0 | 0 | 0 | 0 | 0 | 0 | 0 | 0 | 0 | 0 | 0 | 0 | 0 | 15828.5738 | 18089.7987 | 18089.7987 | 18089.7987 | 36179.5973 | 37148.6937 | 37956.274 | 38925.3703 | 39732.9506 | 40702.047 | 2.1073 | 2.4084 | 2.4084 | 2.4084 | 4.8167 | 4.9457 | 5.0533 | 5.1823 | 5.2898 | 5.4188 | 4.1872 | 4.7854 | 4.7854 | 4.7854 | 9.5708 | 9.8272 | 10.0408 | 10.2972 | 10.5108 | 10.7672 | 0 | 0 | 0 | 0 | 0 | 0 | 0 | 0 | 0 | 0 | 0 | 0 | 0 | 0 | 0 | 0 | 0 | 0 | 0 | 0 | 15 | 0 | n/a | n/a | n/a | n/a | n/a | n/a | n/a | n/a | n/a | n/a | 3.2303 | 3.2303 | 3.2303 | 3.2303 | 3.2303 | 3.2303 | 3.2303 | 3.2303 | 3.2303 | 3.2303 | 0.00043006 | 0.00043006 | 0.00043006 | 0.00043006 | 0.00043006 | 0.00043006 | 0.00043006 | 0.00043006 | 0.00043006 | 0.00043006 | 0.00085454 | 0.00085454 | 0.00085454 | 0.00085454 | 0.00085454 | 0.00085454 | 0.00085454 | 0.00085454 | 0.00085454 | 0.00085454
40 | Residential | Whole House Efficiency | Multi-Family | Door Sweep (ASHP) | No Weatherstrip/Caulk | per unit | Shell | 1.25 | 5.556% | 8.125% | 100% | 94.8% | 1.25 | 1.25 | 1.25 | 1.25 | 2.5 | 2.5 | 2.5 | 2.5 | 2.5 | 2.5 | 1 | 1 | 1 | 1 | 2 | 2 | 2 | 2 | 2 | 2 | [20 empty] | 12.5 | 12.5 | 12.5 | 12.5 | 25 | 25 | 25 | 25 | 25 | 25 | Participant | 0 | 0 | 0 | 0 | 0 | 0 | 0 | 0 | 0 | 0 | 0 | 0 | 0 | 0 | 0 | 0 | 0 | 0 | 0 | 0 | 0 | 0 | 0 | 0 | 0 | 0 | 0 | 0 | 0 | 0 | 10.6086 | 10.6086 | 10.6086 | 10.6086 | 21.2173 | 21.2173 | 21.2173 | 21.2173 | 21.2173 | 21.2173 | 0.0046707 | 0.0046707 | 0.0046707 | 0.0046707 | 0.0093414 | 0.0093414 | 0.0093414 | 0.0093414 | 0.0093414 | 0.0093414 | 0.0024886 | 0.0024886 | 0.0024886 | 0.0024886 | 0.0049771 | 0.0049771 | 0.0049771 | 0.0049771 | 0.0049771 | 0.0049771 | 0 | 0 | 0 | 0 | 0 | 0 | 0 | 0 | 0 | 0 | 0 | 0 | 0 | 0 | 0 | 0 | 0 | 0 | 0 | 0 | 0 | 0 | 0 | 0 | 0 | 0 | 0 | 0 | 0 | 0 | 10.0568 | 10.0568 | 10.0568 | 10.0568 | 20.1136 | 20.1136 | 20.1136 | 20.1136 | 20.1136 | 20.1136 | 0.0044277 | 0.0044277 | 0.0044277 | 0.0044277 | 0.0088555 | 0.0088555 | 0.0088555 | 0.0088555 | 0.0088555 | 0.0088555 | 0.0023591 | 0.0023591 | 0.0023591 | 0.0023591 | 0.0047183 | 0.0047183 | 0.0047183 | 0.0047183 | 0.0047183 | 0.0047183 | 0 | 0 | 0 | 0 | 0 | 0 | 0 | 0 | 0 | 0 | 0 | 0 | 0 | 0 | 0 | 0 | 0 | 0 | 0 | 0 | 2 | 0 | n/a | n/a | n/a | n/a | n/a | n/a | n/a | n/a | n/a | n/a | 8.0455 | 8.0455 | 8.0455 | 8.0455 | 8.0455 | 8.0455 | 8.0455 | 8.0455 | 8.0455 | 8.0455 | 0.0035422 | 0.0035422 | 0.0035422 | 0.0035422 | 0.0035422 | 0.0035422 | 0.0035422 | 0.0035422 | 0.0035422 | 0.0035422 | 0.0018873 | 0.0018873 | 0.0018873 | 0.0018873 | 0.0018873 | 0.0018873 | 0.0018873 | 0.0018873 | 0.0018873 | 0.0018873
41 | Residential | Whole House Efficiency | Multi-Family | Door Sweep (CAC & Electric Heat) | No Weatherstrip/Caulk | per unit | Shell | 1.25 | 61.11% | 8.125% | 100% | 94.8% | 11.25 | 12.5 | 12.5 | 12.5 | 25 | 25 | 26.25 | 26.25 | 27.5 | 27.5 | 9 | 10 | 10 | 10 | 20 | 20 | 21 | 21 | 22 | 22 | [20 empty] | 112.5 | 125 | 125 | 125 | 250 | 250 | 262.5 | 262.5 | 275 | 275 | Participant | 0 | 0 | 0 | 0 | 0 | 0 | 0 | 0 | 0 | 0 | 0 | 0 | 0 | 0 | 0 | 0 | 0 | 0 | 0 | 0 | 0 | 0 | 0 | 0 | 0 | 0 | 0 | 0 | 0 | 0 | 153.3406 | 170.3785 | 170.3785 | 170.3785 | 340.757 | 340.757 | 357.7948 | 357.7948 | 374.8326 | 374.8326 | 0.042036 | 0.046707 | 0.046707 | 0.046707 | 0.093414 | 0.093414 | 0.098084 | 0.098084 | 0.10276 | 0.10276 | 0.040564 | 0.045071 | 0.045071 | 0.045071 | 0.090143 | 0.090143 | 0.09465 | 0.09465 | 0.099157 | 0.099157 | 0 | 0 | 0 | 0 | 0 | 0 | 0 | 0 | 0 | 0 | 0 | 0 | 0 | 0 | 0 | 0 | 0 | 0 | 0 | 0 | 0 | 0 | 0 | 0 | 0 | 0 | 0 | 0 | 0 | 0 | 145.3645 | 161.5161 | 161.5161 | 161.5161 | 323.0321 | 323.0321 | 339.1837 | 339.1837 | 355.3353 | 355.3353 | 0.03985 | 0.044277 | 0.044277 | 0.044277 | 0.088555 | 0.088555 | 0.092982 | 0.092982 | 0.09741 | 0.09741 | 0.038454 | 0.042727 | 0.042727 | 0.042727 | 0.085454 | 0.085454 | 0.089727 | 0.089727 | 0.093999 | 0.093999 | 0 | 0 | 0 | 0 | 0 | 0 | 0 | 0 | 0 | 0 | 0 | 0 | 0 | 0 | 0 | 0 | 0 | 0 | 0 | 0 | 2 | 0 | n/a | n/a | n/a | n/a | n/a | n/a | n/a | n/a | n/a | n/a | 12.9213 | 12.9213 | 12.9213 | 12.9213 | 12.9213 | 12.9213 | 12.9213 | 12.9213 | 12.9213 | 12.9213 | 0.0035422 | 0.0035422 | 0.0035422 | 0.0035422 | 0.0035422 | 0.0035422 | 0.0035422 | 0.0035422 | 0.0035422 | 0.0035422 | 0.0034182 | 0.0034182 | 0.0034182 | 0.0034182 | 0.0034182 | 0.0034182 | 0.0034182 | 0.0034182 | 0.0034182 | 0.0034182
43 | Residential | Whole House Efficiency | Multi-Family | Foam (ASHP) | No Foam | per can | Shell | 1.25 | 5.556% | 8.75% | 100% | 94.8% | 1.25 | 1.25 | 1.25 | 1.25 | 2.5 | 2.5 | 2.5 | 2.5 | 2.5 | 2.5 | 1 | 1 | 1 | 1 | 2 | 2 | 2 | 2 | 2 | 2 | [20 empty] | 12.5 | 12.5 | 12.5 | 12.5 | 25 | 25 | 25 | 25 | 25 | 25 | Participant | 0 | 0 | 0 | 0 | 0 | 0 | 0 | 0 | 0 | 0 | 0 | 0 | 0 | 0 | 0 | 0 | 0 | 0 | 0 | 0 | 0 | 0 | 0 | 0 | 0 | 0 | 0 | 0 | 0 | 0 | 105.0904 | 105.0904 | 105.0904 | 105.0904 | 210.1809 | 210.1809 | 210.1809 | 210.1809 | 210.1809 | 210.1809 | 0.07006 | 0.07006 | 0.07006 | 0.07006 | 0.14012 | 0.14012 | 0.14012 | 0.14012 | 0.14012 | 0.14012 | 0.037329 | 0.037329 | 0.037329 | 0.037329 | 0.074657 | 0.074657 | 0.074657 | 0.074657 | 0.074657 | 0.074657 | 0 | 0 | 0 | 0 | 0 | 0 | 0 | 0 | 0 | 0 | 0 | 0 | 0 | 0 | 0 | 0 | 0 | 0 | 0 | 0 | 0 | 0 | 0 | 0 | 0 | 0 | 0 | 0 | 0 | 0 | 99.6241 | 99.6241 | 99.6241 | 99.6241 | 199.2481 | 199.2481 | 199.2481 | 199.2481 | 199.2481 | 199.2481 | 0.066416 | 0.066416 | 0.066416 | 0.066416 | 0.13283 | 0.13283 | 0.13283 | 0.13283 | 0.13283 | 0.13283 | 0.035387 | 0.035387 | 0.035387 | 0.035387 | 0.070774 | 0.070774 | 0.070774 | 0.070774 | 0.070774 | 0.070774 | 0 | 0 | 0 | 0 | 0 | 0 | 0 | 0 | 0 | 0 | 0 | 0 | 0 | 0 | 0 | 0 | 0 | 0 | 0 | 0 | 5 | 0 | n/a | n/a | n/a | n/a | n/a | n/a | n/a | n/a | n/a | n/a | 79.6992 | 79.6992 | 79.6992 | 79.6992 | 79.6992 | 79.6992 | 79.6992 | 79.6992 | 79.6992 | 79.6992 | 0.053133 | 0.053133 | 0.053133 | 0.053133 | 0.053133 | 0.053133 | 0.053133 | 0.053133 | 0.053133 | 0.053133 | 0.02831 | 0.02831 | 0.02831 | 0.02831 | 0.02831 | 0.02831 | 0.02831 | 0.02831 | 0.02831 | 0.02831
44 | Residential | Whole House Efficiency | Multi-Family | Foam (CAC & Electric Heat) | No Foam | per can | Shell | 1.25 | 61.11% | 8.75% | 100% | 94.8% | 11.25 | 13.75 | 13.75 | 13.75 | 26.25 | 27.5 | 27.5 | 28.75 | 30 | 30 | 9 | 11 | 11 | 11 | 21 | 22 | 22 | 23 | 24 | 24 | [20 empty] | 112.5 | 137.5 | 137.5 | 137.5 | 262.5 | 275 | 275 | 287.5 | 300 | 300 | Participant | 0 | 0 | 0 | 0 | 0 | 0 | 0 | 0 | 0 | 0 | 0 | 0 | 0 | 0 | 0 | 0 | 0 | 0 | 0 | 0 | 0 | 0 | 0 | 0 | 0 | 0 | 0 | 0 | 0 | 0 | 2300.1094 | 2811.2448 | 2811.2448 | 2811.2448 | 5366.922 | 5622.4897 | 5622.4897 | 5878.0574 | 6133.6251 | 6133.6251 | 0.30622 | 0.37427 | 0.37427 | 0.37427 | 0.71452 | 0.74854 | 0.74854 | 0.78257 | 0.81659 | 0.81659 | 0.60846 | 0.74368 | 0.74368 | 0.74368 | 1.4197 | 1.4874 | 1.4874 | 1.555 | 1.6226 | 1.6226 | 0 | 0 | 0 | 0 | 0 | 0 | 0 | 0 | 0 | 0 | 0 | 0 | 0 | 0 | 0 | 0 | 0 | 0 | 0 | 0 | 0 | 0 | 0 | 0 | 0 | 0 | 0 | 0 | 0 | 0 | 2180.4668 | 2665.015 | 2665.015 | 2665.015 | 5087.7559 | 5330.03 | 5330.03 | 5572.3041 | 5814.5781 | 5814.5781 | 0.29029 | 0.3548 | 0.3548 | 0.3548 | 0.67735 | 0.70961 | 0.70961 | 0.74186 | 0.77412 | 0.77412 | 0.57681 | 0.70499 | 0.70499 | 0.70499 | 1.3459 | 1.41 | 1.41 | 1.4741 | 1.5382 | 1.5382 | 0 | 0 | 0 | 0 | 0 | 0 | 0 | 0 | 0 | 0 | 0 | 0 | 0 | 0 | 0 | 0 | 0 | 0 | 0 | 0 | 5 | 0 | n/a | n/a | n/a | n/a | n/a | n/a | n/a | n/a | n/a | n/a | 193.8193 | 193.8193 | 193.8193 | 193.8193 | 193.8193 | 193.8193 | 193.8193 | 193.8193 | 193.8193 | 193.8193 | 0.025804 | 0.025804 | 0.025804 | 0.025804 | 0.025804 | 0.025804 | 0.025804 | 0.025804 | 0.025804 | 0.025804 | 0.051272 | 0.051272 | 0.051272 | 0.051272 | 0.051272 | 0.051272 | 0.051272 | 0.051272 | 0.051272 | 0.051272
46 | Residential | Whole House Efficiency | Multi-Family | Duct Sealing - Tape (ASHP) | No Duct Sealing | per foot | Shell | 22 | 5.556% | 45.83% | 100% | 94.8% | 88 | 110 | 110 | 110 | 220 | 220 | 242 | 242 | 242 | 242 | 4 | 5 | 5 | 5 | 10 | 10 | 11 | 11 | 11 | 11 | [20 empty] | 880 | 1100 | 1100 | 1100 | 2200 | 2200 | 2420 | 2420 | 2420 | 2420 | Participant | 0 | 0 | 0 | 0 | 0 | 0 | 0 | 0 | 0 | 0 | 0 | 0 | 0 | 0 | 0 | 0 | 0 | 0 | 0 | 0 | 0 | 0 | 0 | 0 | 0 | 0 | 0 | 0 | 0 | 0 | 6223.0569 | 7778.8211 | 7778.8211 | 7778.8211 | 15557.6423 | 15557.6423 | 17113.4065 | 17113.4065 | 17113.4065 | 17113.4065 | 4.9322 | 6.1653 | 6.1653 | 6.1653 | 12.3306 | 12.3306 | 13.5637 | 13.5637 | 13.5637 | 13.5637 | 1.743 | 2.1788 | 2.1788 | 2.1788 | 4.3576 | 4.3576 | 4.7933 | 4.7933 | 4.7933 | 4.7933 | 0 | 0 | 0 | 0 | 0 | 0 | 0 | 0 | 0 | 0 | 0 | 0 | 0 | 0 | 0 | 0 | 0 | 0 | 0 | 0 | 0 | 0 | 0 | 0 | 0 | 0 | 0 | 0 | 0 | 0 | 5899.358 | 7374.1975 | 7374.1975 | 7374.1975 | 14748.3951 | 14748.3951 | 16223.2346 | 16223.2346 | 16223.2346 | 16223.2346 | 4.6757 | 5.8446 | 5.8446 | 5.8446 | 11.6892 | 11.6892 | 12.8581 | 12.8581 | 12.8581 | 12.8581 | 1.6524 | 2.0655 | 2.0655 | 2.0655 | 4.1309 | 4.1309 | 4.544 | 4.544 | 4.544 | 4.544 | 0 | 0 | 0 | 0 | 0 | 0 | 0 | 0 | 0 | 0 | 0 | 0 | 0 | 0 | 0 | 0 | 0 | 0 | 0 | 0 | 20 | 0 | n/a | n/a | n/a | n/a | n/a | n/a | n/a | n/a | n/a | n/a | 67.0382 | 67.0382 | 67.0382 | 67.0382 | 67.0382 | 67.0382 | 67.0382 | 67.0382 | 67.0382 | 67.0382 | 0.053133 | 0.053133 | 0.053133 | 0.053133 | 0.053133 | 0.053133 | 0.053133 | 0.053133 | 0.053133 | 0.053133 | 0.018777 | 0.018777 | 0.018777 | 0.018777 | 0.018777 | 0.018777 | 0.018777 | 0.018777 | 0.018777 | 0.018777
47 | Residential | Whole House Efficiency | Multi-Family | Duct Sealing - Tape (CAC & Electric Heat) | No Duct Sealing | per foot | Shell | 22 | 61.11% | 45.83% | 100% | 94.8% | 1078 | 1232 | 1232 | 1232 | 2464 | 2530 | 2596 | 2640 | 2706 | 2772 | 49 | 56 | 56 | 56 | 112 | 115 | 118 | 120 | 123 | 126 | [20 empty] | 10780 | 12320 | 12320 | 12320 | 24640 | 25300 | 25960 | 26400 | 27060 | 27720 | Participant | 0 | 0 | 0 | 0 | 0 | 0 | 0 | 0 | 0 | 0 | 0 | 0 | 0 | 0 | 0 | 0 | 0 | 0 | 0 | 0 | 0 | 0 | 0 | 0 | 0 | 0 | 0 | 0 | 0 | 0 | 131395.4748 | 150166.2569 | 150166.2569 | 150166.2569 | 300332.5137 | 308377.1346 | 316421.7555 | 321784.8361 | 329829.457 | 337874.078 | 10.1498 | 11.5998 | 11.5998 | 11.5998 | 23.1995 | 23.8209 | 24.4423 | 24.8566 | 25.478 | 26.0994 | 38.6715 | 44.196 | 44.196 | 44.196 | 88.392 | 90.7597 | 93.1273 | 94.7057 | 97.0734 | 99.441 | 0 | 0 | 0 | 0 | 0 | 0 | 0 | 0 | 0 | 0 | 0 | 0 | 0 | 0 | 0 | 0 | 0 | 0 | 0 | 0 | 0 | 0 | 0 | 0 | 0 | 0 | 0 | 0 | 0 | 0 | 124560.8005 | 142355.2006 | 142355.2006 | 142355.2006 | 284710.4011 | 292336.5726 | 299962.744 | 305046.8583 | 312673.0298 | 320299.2013 | 9.6218 | 10.9964 | 10.9964 | 10.9964 | 21.9928 | 22.5819 | 23.1709 | 23.5637 | 24.1528 | 24.7419 | 36.66 | 41.8971 | 41.8971 | 41.8971 | 83.7942 | 86.0387 | 88.2832 | 89.7795 | 92.024 | 94.2685 | 0 | 0 | 0 | 0 | 0 | 0 | 0 | 0 | 0 | 0 | 0 | 0 | 0 | 0 | 0 | 0 | 0 | 0 | 0 | 0 | 20 | 0 | n/a | n/a | n/a | n/a | n/a | n/a | n/a | n/a | n/a | n/a | 115.5481 | 115.5481 | 115.5481 | 115.5481 | 115.5481 | 115.5481 | 115.5481 | 115.5481 | 115.5481 | 115.5481 | 0.0089256 | 0.0089256 | 0.0089256 | 0.0089256 | 0.0089256 | 0.0089256 | 0.0089256 | 0.0089256 | 0.0089256 | 0.0089256 | 0.034007 | 0.034007 | 0.034007 | 0.034007 | 0.034007 | 0.034007 | 0.034007 | 0.034007 | 0.034007 | 0.034007
49 | Residential | Whole House Efficiency | Building Shell | Duct Sealing 10% (ASHP) | No Duct Sealing | per unit | Shell | 1 | 5.556% | 45.83% | 100% | 94.8% | 4 | 4 | 5 | 5 | 5 | 5 | 6 | 6 | 6 | 6 | 4 | 4 | 5 | 5 | 5 | 5 | 6 | 6 | 6 | 6 | 647.46 | 647.46 | 647.46 | 647.46 | 647.46 | 647.46 | 647.46 | 647.46 | 647.46 | 647.46 | 0 | 0 | 0 | 0 | 0 | 0 | 0 | 0 | 0 | 0 | [10 empty] | Unit | 200 | 200 | 200 | 200 | 200 | 200 | 200 | 200 | 200 | 200 | 800 | 800 | 1000 | 1000 | 1000 | 1000 | 1200 | 1200 | 1200 | 1200 | 0 | 0 | 0 | 0 | 0 | 0 | 0 | 0 | 0 | 0 | 5160.0902 | 5160.0902 | 6450.1128 | 6450.1128 | 6450.1128 | 6450.1128 | 7740.1354 | 7740.1354 | 7740.1354 | 7740.1354 | 2.7126 | 2.7126 | 3.3908 | 3.3908 | 3.3908 | 3.3908 | 4.0689 | 4.0689 | 4.0689 | 4.0689 | 1.4453 | 1.4453 | 1.8066 | 1.8066 | 1.8066 | 1.8066 | 2.168 | 2.168 | 2.168 | 2.168 | 0 | 0 | 0 | 0 | 0 | 0 | 0 | 0 | 0 | 0 | 0 | 0 | 0 | 0 | 0 | 0 | 0 | 0 | 0 | 0 | 0 | 0 | 0 | 0 | 0 | 0 | 0 | 0 | 0 | 0 | 4891.6827 | 4891.6827 | 6114.6034 | 6114.6034 | 6114.6034 | 6114.6034 | 7337.524 | 7337.524 | 7337.524 | 7337.524 | 2.5715 | 2.5715 | 3.2144 | 3.2144 | 3.2144 | 3.2144 | 3.8573 | 3.8573 | 3.8573 | 3.8573 | 1.3701 | 1.3701 | 1.7127 | 1.7127 | 1.7127 | 1.7127 | 2.0552 | 2.0552 | 2.0552 | 2.0552 | 0 | 0 | 0 | 0 | 0 | 0 | 0 | 0 | 0 | 0 | 0 | 0 | 0 | 0 | 0 | 0 | 0 | 0 | 0 | 0 | 20 | 0 | 2.021 | 2.0861 | 2.1413 | 2.1796 | 2.2194 | 2.2584 | 2.296 | 2.3208 | 2.3452 | 2.3688 | 1222.9207 | 1222.9207 | 1222.9207 | 1222.9207 | 1222.9207 | 1222.9207 | 1222.9207 | 1222.9207 | 1222.9207 | 1222.9207 | 0.64288 | 0.64288 | 0.64288 | 0.64288 | 0.64288 | 0.64288 | 0.64288 | 0.64288 | 0.64288 | 0.64288 | 0.34253 | 0.34253 | 0.34253 | 0.34253 | 0.34253 | 0.34253 | 0.34253 | 0.34253 | 0.34253 | 0.34253
50 | Residential | Whole House Efficiency | Building Shell | Duct Sealing 10% (CAC & Electric Heat) | No Duct Sealing | per unit | Shell | 1 | 61.11% | 45.83% | 100% | 94.8% | 42 | 46 | 50 | 50 | 56 | 59 | 62 | 64 | 67 | 70 | 42 | 46 | 50 | 50 | 56 | 59 | 62 | 64 | 67 | 70 | 647.46 | 647.46 | 647.46 | 647.46 | 647.46 | 647.46 | 647.46 | 647.46 | 647.46 | 647.46 | 0 | 0 | 0 | 0 | 0 | 0 | 0 | 0 | 0 | 0 | [10 empty] | Unit | 200 | 200 | 200 | 200 | 200 | 200 | 200 | 200 | 200 | 200 | 8400 | 9200 | 10000 | 10000 | 11200 | 11800 | 12400 | 12800 | 13400 | 14000 | 0 | 0 | 0 | 0 | 0 | 0 | 0 | 0 | 0 | 0 | 93387.1545 | 102281.1692 | 111175.184 | 111175.184 | 124516.206 | 131186.7171 | 137857.2281 | 142304.2355 | 148974.7465 | 155645.2575 | 7.2138 | 7.9008 | 8.5878 | 8.5878 | 9.6184 | 10.1337 | 10.6489 | 10.9924 | 11.5077 | 12.023 | 27.4851 | 30.1028 | 32.7204 | 32.7204 | 36.6468 | 38.6101 | 40.5733 | 41.8821 | 43.8453 | 45.8086 | 0 | 0 | 0 | 0 | 0 | 0 | 0 | 0 | 0 | 0 | 0 | 0 | 0 | 0 | 0 | 0 | 0 | 0 | 0 | 0 | 0 | 0 | 0 | 0 | 0 | 0 | 0 | 0 | 0 | 0 | 88529.5231 | 96960.9063 | 105392.2895 | 105392.2895 | 118039.3642 | 124362.9016 | 130686.4389 | 134902.1305 | 141225.6679 | 147549.2052 | 6.8386 | 7.4898 | 8.1411 | 8.1411 | 9.1181 | 9.6065 | 10.095 | 10.4207 | 10.9091 | 11.3976 | 26.0555 | 28.5369 | 31.0184 | 31.0184 | 34.7406 | 36.6017 | 38.4628 | 39.7036 | 41.5647 | 43.4258 | 0 | 0 | 0 | 0 | 0 | 0 | 0 | 0 | 0 | 0 | 0 | 0 | 0 | 0 | 0 | 0 | 0 | 0 | 0 | 0 | 20 | 0 | 2.2509 | 2.2803 | 2.3064 | 2.3323 | 2.3628 | 2.394 | 2.4245 | 2.4352 | 2.4477 | 2.462 | 2107.8458 | 2107.8458 | 2107.8458 | 2107.8458 | 2107.8458 | 2107.8458 | 2107.8458 | 2107.8458 | 2107.8458 | 2107.8458 | 0.16282 | 0.16282 | 0.16282 | 0.16282 | 0.16282 | 0.16282 | 0.16282 | 0.16282 | 0.16282 | 0.16282 | 0.62037 | 0.62037 | 0.62037 | 0.62037 | 0.62037 | 0.62037 | 0.62037 | 0.62037 | 0.62037 | 0.62037
51 | Residential | Whole House Efficiency | Building Shell | Duct Sealing 10% (CAC & Gas Heat) | No Duct Sealing | per unit | Shell | 1 | 16.67% | 45.83% | 100% | 94.8% | 11 | 13 | 14 | 14 | 15 | 16 | 17 | 18 | 18 | 19 | 11 | 13 | 14 | 14 | 15 | 16 | 17 | 18 | 18 | 19 | 647.46 | 647.46 | 647.46 | 647.46 | 647.46 | 647.46 | 647.46 | 647.46 | 647.46 | 647.46 | 0 | 0 | 0 | 0 | 0 | 0 | 0 | 0 | 0 | 0 | [10 empty] | Unit | 200 | 200 | 200 | 200 | 200 | 200 | 200 | 200 | 200 | 200 | 2200 | 2600 | 2800 | 2800 | 3000 | 3200 | 3400 | 3600 | 3600 | 3800 | 2352.604 | 2780.3502 | 2994.2233 | 2994.2233 | 3208.0964 | 3421.9694 | 3635.8425 | 3849.7156 | 3849.7156 | 4063.5887 | 5165.1373 | 6104.2532 | 6573.8112 | 6573.8112 | 7043.3691 | 7512.927 | 7982.485 | 8452.0429 | 8452.0429 | 8921.6009 | 1.8893 | 2.2328 | 2.4046 | 2.4046 | 2.5764 | 2.7481 | 2.9199 | 3.0916 | 3.0916 | 3.2634 | 0 | 0 | 0 | 0 | 0 | 0 | 0 | 0 | 0 | 0 | 0 | 0 | 0 | 0 | 0 | 0 | 0 | 0 | 0 | 0 | 0 | 0 | 0 | 0 | 0 | 0 | 0 | 0 | 0 | 0 | 2230.2308 | 2635.7273 | 2838.4756 | 2838.4756 | 3041.2238 | 3243.9721 | 3446.7203 | 3649.4686 | 3649.4686 | 3852.2169 | 4896.4673 | 5786.734 | 6231.8674 | 6231.8674 | 6677.0008 | 7122.1342 | 7567.2676 | 8012.401 | 8012.401 | 8457.5344 | 1.7911 | 2.1167 | 2.2795 | 2.2795 | 2.4423 | 2.6052 | 2.768 | 2.9308 | 2.9308 | 3.0936 | 0 | 0 | 0 | 0 | 0 | 0 | 0 | 0 | 0 | 0 | 0 | 0 | 0 | 0 | 0 | 0 | 0 | 0 | 0 | 0 | 0 | 0 | 0 | 0 | 0 | 0 | 0 | 0 | 0 | 0 | 20 | 0 | 2.9741 | 3.0438 | 3.1121 | 3.1776 | 3.2451 | 3.3136 | 3.3831 | 3.4494 | 3.517 | 3.586 | 445.1334 | 445.1334 | 445.1334 | 445.1334 | 445.1334 | 445.1334 | 445.1334 | 445.1334 | 445.1334 | 445.1334 | 0.16282 | 0.16282 | 0.16282 | 0.16282 | 0.16282 | 0.16282 | 0.16282 | 0.16282 | 0.16282 | 0.16282 | 0 | 0 | 0 | 0 | 0 | 0 | 0 | 0 | 0 | 0
52 | Residential | Whole House Efficiency | Building Shell | Air Sealing 20% ACH Reduction (ASHP) | No Air Sealing | per unit | Shell | 1 | 5.556% | 50% | 100% | 94.8% | 4 | 5 | 5 | 5 | 6 | 6 | 6 | 6 | 7 | 7 | 4 | 5 | 5 | 5 | 6 | 6 | 6 | 6 | 7 | 7 | 201.2003 | 201.2003 | 201.2003 | 201.2003 | 201.2003 | 201.2003 | 201.2003 | 201.2003 | 201.2003 | 201.2003 | 0 | 0 | 0 | 0 | 0 | 0 | 0 | 0 | 0 | 0 | [10 empty] | Unit | 250 | 250 | 250 | 250 | 250 | 250 | 250 | 250 | 250 | 250 | 1000 | 1250 | 1250 | 1250 | 1500 | 1500 | 1500 | 1500 | 1750 | 1750 | 0 | 0 | 0 | 0 | 0 | 0 | 0 | 0 | 0 | 0 | 2419.0561 | 3023.8202 | 3023.8202 | 3023.8202 | 3628.5842 | 3628.5842 | 3628.5842 | 3628.5842 | 4233.3482 | 4233.3482 | 1.065 | 1.3313 | 1.3313 | 1.3313 | 1.5976 | 1.5976 | 1.5976 | 1.5976 | 1.8638 | 1.8638 | 0.56746 | 0.70933 | 0.70933 | 0.70933 | 0.85119 | 0.85119 | 0.85119 | 0.85119 | 0.99306 | 0.99306 | 0 | 0 | 0 | 0 | 0 | 0 | 0 | 0 | 0 | 0 | 0 | 0 | 0 | 0 | 0 | 0 | 0 | 0 | 0 | 0 | 0 | 0 | 0 | 0 | 0 | 0 | 0 | 0 | 0 | 0 | 2293.2264 | 2866.533 | 2866.533 | 2866.533 | 3439.8396 | 3439.8396 | 3439.8396 | 3439.8396 | 4013.1462 | 4013.1462 | 1.0096 | 1.2621 | 1.2621 | 1.2621 | 1.5145 | 1.5145 | 1.5145 | 1.5145 | 1.7669 | 1.7669 | 0.53795 | 0.67243 | 0.67243 | 0.67243 | 0.80692 | 0.80692 | 0.80692 | 0.80692 | 0.9414 | 0.9414 | 0 | 0 | 0 | 0 | 0 | 0 | 0 | 0 | 0 | 0 | 0 | 0 | 0 | 0 | 0 | 0 | 0 | 0 | 0 | 0 | 15 | 0 | 2.4358 | 2.5182 | 2.5866 | 2.6325 | 2.6769 | 2.7201 | 2.7613 | 2.7833 | 2.805 | 2.8257 | 573.3066 | 573.3066 | 573.3066 | 573.3066 | 573.3066 | 573.3066 | 573.3066 | 573.3066 | 573.3066 | 573.3066 | 0.25241 | 0.25241 | 0.25241 | 0.25241 | 0.25241 | 0.25241 | 0.25241 | 0.25241 | 0.25241 | 0.25241 | 0.13449 | 0.13449 | 0.13449 | 0.13449 | 0.13449 | 0.13449 | 0.13449 | 0.13449 | 0.13449 | 0.13449
53 | Residential | Whole House Efficiency | Building Shell | Air Sealing 20% ACH Reduction (CAC & Electric Heat) | No Air Sealing | per unit | Shell | 1 | 61.11% | 50% | 100% | 94.8% | 46 | 50 | 55 | 55 | 61 | 64 | 67 | 70 | 73 | 76 | 46 | 50 | 55 | 55 | 61 | 64 | 67 | 70 | 73 | 76 | 201.2003 | 201.2003 | 201.2003 | 201.2003 | 201.2003 | 201.2003 | 201.2003 | 201.2003 | 201.2003 | 201.2003 | 0 | 0 | 0 | 0 | 0 | 0 | 0 | 0 | 0 | 0 | [10 empty] | Unit | 250 | 250 | 250 | 250 | 250 | 250 | 250 | 250 | 250 | 250 | 11500 | 12500 | 13750 | 13750 | 15250 | 16000 | 16750 | 17500 | 18250 | 19000 | 0 | 0 | 0 | 0 | 0 | 0 | 0 | 0 | 0 | 0 | 44678.5209 | 48563.6096 | 53419.9706 | 53419.9706 | 59247.6037 | 62161.4203 | 65075.2369 | 67989.0535 | 70902.8701 | 73816.6866 | 5.9482 | 6.4655 | 7.112 | 7.112 | 7.8878 | 8.2758 | 8.6637 | 9.0516 | 9.4396 | 9.8275 | 11.8191 | 12.8469 | 14.1315 | 14.1315 | 15.6732 | 16.444 | 17.2148 | 17.9856 | 18.7564 | 19.5272 | 0 | 0 | 0 | 0 | 0 | 0 | 0 | 0 | 0 | 0 | 0 | 0 | 0 | 0 | 0 | 0 | 0 | 0 | 0 | 0 | 0 | 0 | 0 | 0 | 0 | 0 | 0 | 0 | 0 | 0 | 42354.5204 | 46037.5222 | 50641.2744 | 50641.2744 | 56165.7771 | 58928.0284 | 61690.2798 | 64452.5311 | 67214.7825 | 69977.0338 | 5.6388 | 6.1291 | 6.7421 | 6.7421 | 7.4776 | 7.8453 | 8.2131 | 8.5808 | 8.9485 | 9.3163 | 11.2043 | 12.1786 | 13.3965 | 13.3965 | 14.8579 | 15.5886 | 16.3193 | 17.0501 | 17.7808 | 18.5115 | 0 | 0 | 0 | 0 | 0 | 0 | 0 | 0 | 0 | 0 | 0 | 0 | 0 | 0 | 0 | 0 | 0 | 0 | 0 | 0 | 15 | 0 | 2.9195 | 2.9737 | 3.0195 | 3.058 | 3.0969 | 3.1363 | 3.1743 | 3.1836 | 3.1949 | 3.2078 | 920.7504 | 920.7504 | 920.7504 | 920.7504 | 920.7504 | 920.7504 | 920.7504 | 920.7504 | 920.7504 | 920.7504 | 0.12258 | 0.12258 | 0.12258 | 0.12258 | 0.12258 | 0.12258 | 0.12258 | 0.12258 | 0.12258 | 0.12258 | 0.24357 | 0.24357 | 0.24357 | 0.24357 | 0.24357 | 0.24357 | 0.24357 | 0.24357 | 0.24357 | 0.24357
54 | Residential | Whole House Efficiency | Building Shell | Air Sealing 20% ACH Reduction (CAC & Gas Heat) | No Air Sealing | per unit | Shell | 1 | 16.67% | 50% | 100% | 94.8% | 13 | 14 | 15 | 15 | 17 | 18 | 18 | 19 | 20 | 21 | 13 | 14 | 15 | 15 | 17 | 18 | 18 | 19 | 20 | 21 | 201.2003 | 201.2003 | 201.2003 | 201.2003 | 201.2003 | 201.2003 | 201.2003 | 201.2003 | 201.2003 | 201.2003 | 0 | 0 | 0 | 0 | 0 | 0 | 0 | 0 | 0 | 0 | [10 empty] | Unit | 250 | 250 | 250 | 250 | 250 | 250 | 250 | 250 | 250 | 250 | 3250 | 3500 | 3750 | 3750 | 4250 | 4500 | 4500 | 4750 | 5000 | 5250 | 485.3174 | 522.6495 | 559.9816 | 559.9816 | 634.6459 | 671.978 | 671.978 | 709.3101 | 746.6422 | 783.9743 | 3116.3523 | 3356.0717 | 3595.7911 | 3595.7911 | 4075.2299 | 4314.9494 | 4314.9494 | 4554.6688 | 4794.3882 | 5034.1076 | 1.681 | 1.8103 | 1.9396 | 1.9396 | 2.1983 | 2.3276 | 2.3276 | 2.4569 | 2.5862 | 2.7155 | 0 | 0 | 0 | 0 | 0 | 0 | 0 | 0 | 0 | 0 | 0 | 0 | 0 | 0 | 0 | 0 | 0 | 0 | 0 | 0 | 0 | 0 | 0 | 0 | 0 | 0 | 0 | 0 | 0 | 0 | 460.0731 | 495.4634 | 530.8536 | 530.8536 | 601.6341 | 637.0243 | 637.0243 | 672.4146 | 707.8048 | 743.195 | 2954.252 | 3181.5021 | 3408.7523 | 3408.7523 | 3863.2526 | 4090.5027 | 4090.5027 | 4317.7529 | 4545.003 | 4772.2532 | 1.5936 | 1.7162 | 1.8387 | 1.8387 | 2.0839 | 2.2065 | 2.2065 | 2.3291 | 2.4517 | 2.5742 | 0 | 0 | 0 | 0 | 0 | 0 | 0 | 0 | 0 | 0 | 0 | 0 | 0 | 0 | 0 | 0 | 0 | 0 | 0 | 0 | 0 | 0 | 0 | 0 | 0 | 0 | 0 | 0 | 0 | 0 | 15 | 0 | 2.1483 | 2.2119 | 2.2694 | 2.3163 | 2.3629 | 2.4094 | 2.4556 | 2.4946 | 2.534 | 2.5734 | 227.2502 | 227.2502 | 227.2502 | 227.2502 | 227.2502 | 227.2502 | 227.2502 | 227.2502 | 227.2502 | 227.2502 | 0.12258 | 0.12258 | 0.12258 | 0.12258 | 0.12258 | 0.12258 | 0.12258 | 0.12258 | 0.12258 | 0.12258 | 0 | 0 | 0 | 0 | 0 | 0 | 0 | 0 | 0 | 0
61 | Residential | Whole House Efficiency | Building Shell | Air Sealing 20% ACH Reduction & Attic Insulation R-38 (ASHP) | No Air Sealing/Base Insulation | per unit | Shell | 1 | 5.556% | 15% | 100% | 94.8% | 1 | 1 | 2 | 2 | 2 | 2 | 2 | 2 | 2 | 2 | 1 | 1 | 2 | 2 | 2 | 2 | 2 | 2 | 2 | 2 | 649.2003 | 649.2003 | 649.2003 | 649.2003 | 649.2003 | 649.2003 | 649.2003 | 649.2003 | 649.2003 | 649.2003 | 0 | 0 | 0 | 0 | 0 | 0 | 0 | 0 | 0 | 0 | [10 empty] | Unit | 450 | 450 | 450 | 450 | 450 | 450 | 450 | 450 | 450 | 450 | 450 | 450 | 900 | 900 | 900 | 900 | 900 | 900 | 900 | 900 | 0 | 0 | 0 | 0 | 0 | 0 | 0 | 0 | 0 | 0 | 883.9492 | 883.9492 | 1767.8984 | 1767.8984 | 1767.8984 | 1767.8984 | 1767.8984 | 1767.8984 | 1767.8984 | 1767.8984 | 0.43465 | 0.43465 | 0.86931 | 0.86931 | 0.86931 | 0.86931 | 0.86931 | 0.86931 | 0.86931 | 0.86931 | 0.23159 | 0.23159 | 0.46317 | 0.46317 | 0.46317 | 0.46317 | 0.46317 | 0.46317 | 0.46317 | 0.46317 | 0 | 0 | 0 | 0 | 0 | 0 | 0 | 0 | 0 | 0 | 0 | 0 | 0 | 0 | 0 | 0 | 0 | 0 | 0 | 0 | 0 | 0 | 0 | 0 | 0 | 0 | 0 | 0 | 0 | 0 | 837.9696 | 837.9696 | 1675.9393 | 1675.9393 | 1675.9393 | 1675.9393 | 1675.9393 | 1675.9393 | 1675.9393 | 1675.9393 | 0.41205 | 0.41205 | 0.82409 | 0.82409 | 0.82409 | 0.82409 | 0.82409 | 0.82409 | 0.82409 | 0.82409 | 0.21954 | 0.21954 | 0.43908 | 0.43908 | 0.43908 | 0.43908 | 0.43908 | 0.43908 | 0.43908 | 0.43908 | 0 | 0 | 0 | 0 | 0 | 0 | 0 | 0 | 0 | 0 | 0 | 0 | 0 | 0 | 0 | 0 | 0 | 0 | 0 | 0 | 20 | 0 | 1.3441 | 1.3861 | 1.4217 | 1.4467 | 1.4728 | 1.4984 | 1.523 | 1.539 | 1.5548 | 1.5701 | 837.9696 | 837.9696 | 837.9696 | 837.9696 | 837.9696 | 837.9696 | 837.9696 | 837.9696 | 837.9696 | 837.9696 | 0.41205 | 0.41205 | 0.41205 | 0.41205 | 0.41205 | 0.41205 | 0.41205 | 0.41205 | 0.41205 | 0.41205 | 0.21954 | 0.21954 | 0.21954 | 0.21954 | 0.21954 | 0.21954 | 0.21954 | 0.21954 | 0.21954 | 0.21954
62 | Residential | Whole House Efficiency | Building Shell | Air Sealing 20% ACH Reduction & Attic Insulation R-38 (CAC & Electric Heat) | No Air Sealing/Base Insulation | per unit | Shell | 1 | 61.11% | 15% | 100% | 94.8% | 14 | 15 | 17 | 17 | 18 | 19 | 20 | 21 | 22 | 23 | 14 | 15 | 17 | 17 | 18 | 19 | 20 | 21 | 22 | 23 | 649.2003 | 649.2003 | 649.2003 | 649.2003 | 649.2003 | 649.2003 | 649.2003 | 649.2003 | 649.2003 | 649.2003 | 0 | 0 | 0 | 0 | 0 | 0 | 0 | 0 | 0 | 0 | [10 empty] | Unit | 450 | 450 | 450 | 450 | 450 | 450 | 450 | 450 | 450 | 450 | 6300 | 6750 | 7650 | 7650 | 8100 | 8550 | 9000 | 9450 | 9900 | 10350 | 0 | 0 | 0 | 0 | 0 | 0 | 0 | 0 | 0 | 0 | 20751.5263 | 22233.7782 | 25198.282 | 25198.282 | 26680.5338 | 28162.7857 | 29645.0376 | 31127.2895 | 32609.5414 | 34091.7933 | 2.0447 | 2.1908 | 2.4829 | 2.4829 | 2.629 | 2.775 | 2.9211 | 3.0671 | 3.2132 | 3.3592 | 5.8721 | 6.2915 | 7.1304 | 7.1304 | 7.5498 | 7.9693 | 8.3887 | 8.8081 | 9.2276 | 9.647 | 0 | 0 | 0 | 0 | 0 | 0 | 0 | 0 | 0 | 0 | 0 | 0 | 0 | 0 | 0 | 0 | 0 | 0 | 0 | 0 | 0 | 0 | 0 | 0 | 0 | 0 | 0 | 0 | 0 | 0 | 19672.1138 | 21077.2648 | 23887.5667 | 23887.5667 | 25292.7177 | 26697.8687 | 28103.0197 | 29508.1707 | 30913.3217 | 32318.4727 | 1.9384 | 2.0768 | 2.3538 | 2.3538 | 2.4922 | 2.6307 | 2.7691 | 2.9076 | 3.046 | 3.1845 | 5.5666 | 5.9643 | 6.7595 | 6.7595 | 7.1571 | 7.5547 | 7.9523 | 8.35 | 8.7476 | 9.1452 | 0 | 0 | 0 | 0 | 0 | 0 | 0 | 0 | 0 | 0 | 0 | 0 | 0 | 0 | 0 | 0 | 0 | 0 | 0 | 0 | 20 | 0 | 1.5354 | 1.5575 | 1.5771 | 1.5956 | 1.617 | 1.6389 | 1.6603 | 1.6684 | 1.6777 | 1.688 | 1405.151 | 1405.151 | 1405.151 | 1405.151 | 1405.151 | 1405.151 | 1405.151 | 1405.151 | 1405.151 | 1405.151 | 0.13846 | 0.13846 | 0.13846 | 0.13846 | 0.13846 | 0.13846 | 0.13846 | 0.13846 | 0.13846 | 0.13846 | 0.39762 | 0.39762 | 0.39762 | 0.39762 | 0.39762 | 0.39762 | 0.39762 | 0.39762 | 0.39762 | 0.39762
63 | Residential | Whole House Efficiency | Building Shell | Air Sealing 20% ACH Reduction & Attic Insulation R-38 (CAC & Gas Heat) | No Air Sealing/Base Insulation | per unit | Shell | 1 | 16.67% | 15% | 100% | 94.8% | 4 | 4 | 5 | 5 | 5 | 5 | 6 | 6 | 6 | 6 | 4 | 4 | 5 | 5 | 5 | 5 | 6 | 6 | 6 | 6 | 649.2003 | 649.2003 | 649.2003 | 649.2003 | 649.2003 | 649.2003 | 649.2003 | 649.2003 | 649.2003 | 649.2003 | 0 | 0 | 0 | 0 | 0 | 0 | 0 | 0 | 0 | 0 | [10 empty] | Unit | 450 | 450 | 450 | 450 | 450 | 450 | 450 | 450 | 450 | 450 | 1800 | 1800 | 2250 | 2250 | 2250 | 2250 | 2700 | 2700 | 2700 | 2700 | 243.7065 | 243.7065 | 304.6332 | 304.6332 | 304.6332 | 304.6332 | 365.5598 | 365.5598 | 365.5598 | 365.5598 | 1152.0843 | 1152.0843 | 1440.1054 | 1440.1054 | 1440.1054 | 1440.1054 | 1728.1265 | 1728.1265 | 1728.1265 | 1728.1265 | 0.58421 | 0.58421 | 0.73027 | 0.73027 | 0.73027 | 0.73027 | 0.87632 | 0.87632 | 0.87632 | 0.87632 | 0 | 0 | 0 | 0 | 0 | 0 | 0 | 0 | 0 | 0 | 0 | 0 | 0 | 0 | 0 | 0 | 0 | 0 | 0 | 0 | 0 | 0 | 0 | 0 | 0 | 0 | 0 | 0 | 0 | 0 | 231.0299 | 231.0299 | 288.7873 | 288.7873 | 288.7873 | 288.7873 | 346.5448 | 346.5448 | 346.5448 | 346.5448 | 1092.1574 | 1092.1574 | 1365.1968 | 1365.1968 | 1365.1968 | 1365.1968 | 1638.2361 | 1638.2361 | 1638.2361 | 1638.2361 | 0.55383 | 0.55383 | 0.69228 | 0.69228 | 0.69228 | 0.69228 | 0.83074 | 0.83074 | 0.83074 | 0.83074 | 0 | 0 | 0 | 0 | 0 | 0 | 0 | 0 | 0 | 0 | 0 | 0 | 0 | 0 | 0 | 0 | 0 | 0 | 0 | 0 | 0 | 0 | 0 | 0 | 0 | 0 | 0 | 0 | 0 | 0 | 20 | 0 | 1.1057 | 1.1346 | 1.1617 | 1.1856 | 1.2101 | 1.2348 | 1.2596 | 1.2819 | 1.3045 | 1.3273 | 273.0394 | 273.0394 | 273.0394 | 273.0394 | 273.0394 | 273.0394 | 273.0394 | 273.0394 | 273.0394 | 273.0394 | 0.13846 | 0.13846 | 0.13846 | 0.13846 | 0.13846 | 0.13846 | 0.13846 | 0.13846 | 0.13846 | 0.13846 | 0 | 0 | 0 | 0 | 0 | 0 | 0 | 0 | 0 | 0
73 | Residential | Whole House Efficiency | Building Shell | Wall Insulation R-13 (ASHP) | Base Insulation | per sq. ft. | Shell | 600 | 5.556% | 10% | 100% | 94.8% | 600 | 600 | 600 | 600 | 600 | 600 | 600 | 600 | 600 | 600 | 1 | 1 | 1 | 1 | 1 | 1 | 1 | 1 | 1 | 1 | 0.15 | 0.15 | 0.15 | 0.15 | 0.15 | 0.15 | 0.15 | 0.15 | 0.15 | 0.15 | 0 | 0 | 0 | 0 | 0 | 0 | 0 | 0 | 0 | 0 | [10 empty] | Unit | 0.3 | 0.3 | 0.3 | 0.3 | 0.3 | 0.3 | 0.3 | 0.3 | 0.3 | 0.3 | 180 | 180 | 180 | 180 | 180 | 180 | 180 | 180 | 180 | 180 | 0 | 0 | 0 | 0 | 0 | 0 | 0 | 0 | 0 | 0 | 683.5413 | 683.5413 | 683.5413 | 683.5413 | 683.5413 | 683.5413 | 683.5413 | 683.5413 | 683.5413 | 683.5413 | 0.40554 | 0.40554 | 0.40554 | 0.40554 | 0.40554 | 0.40554 | 0.40554 | 0.40554 | 0.40554 | 0.40554 | 0.21608 | 0.21608 | 0.21608 | 0.21608 | 0.21608 | 0.21608 | 0.21608 | 0.21608 | 0.21608 | 0.21608 | 0 | 0 | 0 | 0 | 0 | 0 | 0 | 0 | 0 | 0 | 0 | 0 | 0 | 0 | 0 | 0 | 0 | 0 | 0 | 0 | 0 | 0 | 0 | 0 | 0 | 0 | 0 | 0 | 0 | 0 | 647.9862 | 647.9862 | 647.9862 | 647.9862 | 647.9862 | 647.9862 | 647.9862 | 647.9862 | 647.9862 | 647.9862 | 0.38445 | 0.38445 | 0.38445 | 0.38445 | 0.38445 | 0.38445 | 0.38445 | 0.38445 | 0.38445 | 0.38445 | 0.20484 | 0.20484 | 0.20484 | 0.20484 | 0.20484 | 0.20484 | 0.20484 | 0.20484 | 0.20484 | 0.20484 | 0 | 0 | 0 | 0 | 0 | 0 | 0 | 0 | 0 | 0 | 0 | 0 | 0 | 0 | 0 | 0 | 0 | 0 | 0 | 0 | 25 | 0 | 8.9757 | 9.2705 | 9.5236 | 9.7033 | 9.8885 | 10.0702 | 10.2464 | 10.3734 | 10.3155 | 10.2352 | 1.08 | 1.08 | 1.08 | 1.08 | 1.08 | 1.08 | 1.08 | 1.08 | 1.08 | 1.08 | 0.00064074 | 0.00064074 | 0.00064074 | 0.00064074 | 0.00064074 | 0.00064074 | 0.00064074 | 0.00064074 | 0.00064074 | 0.00064074 | 0.00034139 | 0.00034139 | 0.00034139 | 0.00034139 | 0.00034139 | 0.00034139 | 0.00034139 | 0.00034139 | 0.00034139 | 0.00034139
74 | Residential | Whole House Efficiency | Building Shell | Wall Insulation R-13 (CAC & Electric Heat) | Base Insulation | per sq. ft. | Shell | 600 | 61.11% | 10% | 100% | 94.8% | 5400 | 6000 | 6600 | 6600 | 7200 | 7800 | 7800 | 8400 | 9000 | 9000 | 9 | 10 | 11 | 11 | 12 | 13 | 13 | 14 | 15 | 15 | 0.15 | 0.15 | 0.15 | 0.15 | 0.15 | 0.15 | 0.15 | 0.15 | 0.15 | 0.15 | 0 | 0 | 0 | 0 | 0 | 0 | 0 | 0 | 0 | 0 | [10 empty] | Unit | 0.3 | 0.3 | 0.3 | 0.3 | 0.3 | 0.3 | 0.3 | 0.3 | 0.3 | 0.3 | 1620 | 1800 | 1980 | 1980 | 2160 | 2340 | 2340 | 2520 | 2700 | 2700 | 0 | 0 | 0 | 0 | 0 | 0 | 0 | 0 | 0 | 0 | 11175.9264 | 12417.696 | 13659.4656 | 13659.4656 | 14901.2352 | 16143.0048 | 16143.0048 | 17384.7743 | 18626.5439 | 18626.5439 | 0.4263 | 0.47367 | 0.52103 | 0.52103 | 0.5684 | 0.61577 | 0.61577 | 0.66313 | 0.7105 | 0.7105 | 3.5221 | 3.9134 | 4.3047 | 4.3047 | 4.6961 | 5.0874 | 5.0874 | 5.4788 | 5.8701 | 5.8701 | 0 | 0 | 0 | 0 | 0 | 0 | 0 | 0 | 0 | 0 | 0 | 0 | 0 | 0 | 0 | 0 | 0 | 0 | 0 | 0 | 0 | 0 | 0 | 0 | 0 | 0 | 0 | 0 | 0 | 0 | 10594.5988 | 11771.7764 | 12948.954 | 12948.954 | 14126.1317 | 15303.3093 | 15303.3093 | 16480.487 | 17657.6646 | 17657.6646 | 0.40413 | 0.44903 | 0.49393 | 0.49393 | 0.53883 | 0.58374 | 0.58374 | 0.62864 | 0.67354 | 0.67354 | 3.3389 | 3.7098 | 4.0808 | 4.0808 | 4.4518 | 4.8228 | 4.8228 | 5.1938 | 5.5648 | 5.5648 | 0 | 0 | 0 | 0 | 0 | 0 | 0 | 0 | 0 | 0 | 0 | 0 | 0 | 0 | 0 | 0 | 0 | 0 | 0 | 0 | 25 | 0 | 9.4375 | 9.5452 | 9.645 | 9.7544 | 9.8829 | 10.0159 | 10.1474 | 10.2002 | 10.0858 | 9.9618 | 1.962 | 1.962 | 1.962 | 1.962 | 1.962 | 1.962 | 1.962 | 1.962 | 1.962 | 1.962 | 7.4838e-05 | 7.4838e-05 | 7.4838e-05 | 7.4838e-05 | 7.4838e-05 | 7.4838e-05 | 7.4838e-05 | 7.4838e-05 | 7.4838e-05 | 7.4838e-05 | 0.00061831 | 0.00061831 | 0.00061831 | 0.00061831 | 0.00061831 | 0.00061831 | 0.00061831 | 0.00061831 | 0.00061831 | 0.00061831
75 | Residential | Whole House Efficiency | Building Shell | Wall Insulation R-13 (CAC & Gas Heat) | Base Insulation | per sq. ft. | Shell | 600 | 16.67% | 10% | 100% | 94.8% | 1800 | 1800 | 1800 | 1800 | 1800 | 2400 | 2400 | 2400 | 2400 | 2400 | 3 | 3 | 3 | 3 | 3 | 4 | 4 | 4 | 4 | 4 | 0.15 | 0.15 | 0.15 | 0.15 | 0.15 | 0.15 | 0.15 | 0.15 | 0.15 | 0.15 | 0 | 0 | 0 | 0 | 0 | 0 | 0 | 0 | 0 | 0 | [10 empty] | Unit | 0.3 | 0.3 | 0.3 | 0.3 | 0.3 | 0.3 | 0.3 | 0.3 | 0.3 | 0.3 | 540 | 540 | 540 | 540 | 540 | 720 | 720 | 720 | 720 | 720 | 170.4673 | 170.4673 | 170.4673 | 170.4673 | 170.4673 | 227.2897 | 227.2897 | 227.2897 | 227.2897 | 227.2897 | 382.5214 | 382.5214 | 382.5214 | 382.5214 | 382.5214 | 510.0285 | 510.0285 | 510.0285 | 510.0285 | 510.0285 | 0.1421 | 0.1421 | 0.1421 | 0.1421 | 0.1421 | 0.18947 | 0.18947 | 0.18947 | 0.18947 | 0.18947 | 0 | 0 | 0 | 0 | 0 | 0 | 0 | 0 | 0 | 0 | 0 | 0 | 0 | 0 | 0 | 0 | 0 | 0 | 0 | 0 | 0 | 0 | 0 | 0 | 0 | 0 | 0 | 0 | 0 | 0 | 161.6003 | 161.6003 | 161.6003 | 161.6003 | 161.6003 | 215.467 | 215.467 | 215.467 | 215.467 | 215.467 | 362.6241 | 362.6241 | 362.6241 | 362.6241 | 362.6241 | 483.4988 | 483.4988 | 483.4988 | 483.4988 | 483.4988 | 0.13471 | 0.13471 | 0.13471 | 0.13471 | 0.13471 | 0.17961 | 0.17961 | 0.17961 | 0.17961 | 0.17961 | 0 | 0 | 0 | 0 | 0 | 0 | 0 | 0 | 0 | 0 | 0 | 0 | 0 | 0 | 0 | 0 | 0 | 0 | 0 | 0 | 0 | 0 | 0 | 0 | 0 | 0 | 0 | 0 | 0 | 0 | 25 | 0 | 6.3788 | 6.5279 | 6.6746 | 6.816 | 6.9615 | 7.1094 | 7.2593 | 7.4034 | 7.4097 | 7.4043 | 0.20146 | 0.20146 | 0.20146 | 0.20146 | 0.20146 | 0.20146 | 0.20146 | 0.20146 | 0.20146 | 0.20146 | 7.4838e-05 | 7.4838e-05 | 7.4838e-05 | 7.4838e-05 | 7.4838e-05 | 7.4838e-05 | 7.4838e-05 | 7.4838e-05 | 7.4838e-05 | 7.4838e-05 | 0 | 0 | 0 | 0 | 0 | 0 | 0 | 0 | 0 | 0
76 | Residential | Whole House Efficiency | Building Shell | Basement Sidewall Insulation R-13 (ASHP) | Base Insulation | per sq. ft. | Shell | 240 | 5.556% | 10% | 100% | 94.8% | 240 | 240 | 240 | 240 | 240 | 240 | 240 | 240 | 240 | 240 | 1 | 1 | 1 | 1 | 1 | 1 | 1 | 1 | 1 | 1 | 0.27 | 0.27 | 0.27 | 0.27 | 0.27 | 0.27 | 0.27 | 0.27 | 0.27 | 0.27 | 0 | 0 | 0 | 0 | 0 | 0 | 0 | 0 | 0 | 0 | [10 empty] | Unit | 0.3 | 0.3 | 0.3 | 0.3 | 0.3 | 0.3 | 0.3 | 0.3 | 0.3 | 0.3 | 72 | 72 | 72 | 72 | 72 | 72 | 72 | 72 | 72 | 72 | 0 | 0 | 0 | 0 | 0 | 0 | 0 | 0 | 0 | 0 | 2989.0619 | 2989.0619 | 2989.0619 | 2989.0619 | 2989.0619 | 2989.0619 | 2989.0619 | 2989.0619 | 2989.0619 | 2989.0619 | 1.8414 | 1.8414 | 1.8414 | 1.8414 | 1.8414 | 1.8414 | 1.8414 | 1.8414 | 1.8414 | 1.8414 | 0.98109 | 0.98109 | 0.98109 | 0.98109 | 0.98109 | 0.98109 | 0.98109 | 0.98109 | 0.98109 | 0.98109 | 0 | 0 | 0 | 0 | 0 | 0 | 0 | 0 | 0 | 0 | 0 | 0 | 0 | 0 | 0 | 0 | 0 | 0 | 0 | 0 | 0 | 0 | 0 | 0 | 0 | 0 | 0 | 0 | 0 | 0 | 2833.5826 | 2833.5826 | 2833.5826 | 2833.5826 | 2833.5826 | 2833.5826 | 2833.5826 | 2833.5826 | 2833.5826 | 2833.5826 | 1.7456 | 1.7456 | 1.7456 | 1.7456 | 1.7456 | 1.7456 | 1.7456 | 1.7456 | 1.7456 | 1.7456 | 0.93005 | 0.93005 | 0.93005 | 0.93005 | 0.93005 | 0.93005 | 0.93005 | 0.93005 | 0.93005 | 0.93005 | 0 | 0 | 0 | 0 | 0 | 0 | 0 | 0 | 0 | 0 | 0 | 0 | 0 | 0 | 0 | 0 | 0 | 0 | 0 | 0 | 25 | 0 | 55.4542 | 57.3034 | 58.8895 | 60.0105 | 61.1641 | 62.2949 | 63.3908 | 64.1864 | 63.8358 | 63.3453 | 11.8066 | 11.8066 | 11.8066 | 11.8066 | 11.8066 | 11.8066 | 11.8066 | 11.8066 | 11.8066 | 11.8066 | 0.0072732 | 0.0072732 | 0.0072732 | 0.0072732 | 0.0072732 | 0.0072732 | 0.0072732 | 0.0072732 | 0.0072732 | 0.0072732 | 0.0038752 | 0.0038752 | 0.0038752 | 0.0038752 | 0.0038752 | 0.0038752 | 0.0038752 | 0.0038752 | 0.0038752 | 0.0038752
77 | Residential | Whole House Efficiency | Building Shell | Basement Sidewall Insulation R-13 (CAC & Electric Heat) | Base Insulation | per sq. ft. | Shell | 240 | 61.11% | 10% | 100% | 94.8% | 2160 | 2400 | 2640 | 2640 | 2880 | 3120 | 3120 | 3360 | 3600 | 3600 | 9 | 10 | 11 | 11 | 12 | 13 | 13 | 14 | 15 | 15 | 0.27 | 0.27 | 0.27 | 0.27 | 0.27 | 0.27 | 0.27 | 0.27 | 0.27 | 0.27 | 0 | 0 | 0 | 0 | 0 | 0 | 0 | 0 | 0 | 0 | [10 empty] | Unit | 0.3 | 0.3 | 0.3 | 0.3 | 0.3 | 0.3 | 0.3 | 0.3 | 0.3 | 0.3 | 648 | 720 | 792 | 792 | 864 | 936 | 936 | 1008 | 1080 | 1080 | 0 | 0 | 0 | 0 | 0 | 0 | 0 | 0 | 0 | 0 | 49713.1926 | 55236.8807 | 60760.5688 | 60760.5688 | 66284.2568 | 71807.9449 | 71807.9449 | 77331.633 | 82855.321 | 82855.321 | 1.2865 | 1.4295 | 1.5724 | 1.5724 | 1.7153 | 1.8583 | 1.8583 | 2.0012 | 2.1442 | 2.1442 | 15.9919 | 17.7688 | 19.5456 | 19.5456 | 21.3225 | 23.0994 | 23.0994 | 24.8763 | 26.6531 | 26.6531 | 0 | 0 | 0 | 0 | 0 | 0 | 0 | 0 | 0 | 0 | 0 | 0 | 0 | 0 | 0 | 0 | 0 | 0 | 0 | 0 | 0 | 0 | 0 | 0 | 0 | 0 | 0 | 0 | 0 | 0 | 47127.3085 | 52363.6761 | 57600.0437 | 57600.0437 | 62836.4113 | 68072.7789 | 68072.7789 | 73309.1465 | 78545.5141 | 78545.5141 | 1.2196 | 1.3551 | 1.4906 | 1.4906 | 1.6261 | 1.7616 | 1.7616 | 1.8971 | 2.0327 | 2.0327 | 15.16 | 16.8445 | 18.5289 | 18.5289 | 20.2134 | 21.8978 | 21.8978 | 23.5823 | 25.2667 | 25.2667 | 0 | 0 | 0 | 0 | 0 | 0 | 0 | 0 | 0 | 0 | 0 | 0 | 0 | 0 | 0 | 0 | 0 | 0 | 0 | 0 | 25 | 0 | 57.3684 | 57.9753 | 58.5428 | 59.1889 | 59.9548 | 60.7494 | 61.5357 | 61.8379 | 61.1302 | 60.3668 | 21.8182 | 21.8182 | 21.8182 | 21.8182 | 21.8182 | 21.8182 | 21.8182 | 21.8182 | 21.8182 | 21.8182 | 0.00056463 | 0.00056463 | 0.00056463 | 0.00056463 | 0.00056463 | 0.00056463 | 0.00056463 | 0.00056463 | 0.00056463 | 0.00056463 | 0.0070185 | 0.0070185 | 0.0070185 | 0.0070185 | 0.0070185 | 0.0070185 | 0.0070185 | 0.0070185 | 0.0070185 | 0.0070185
78 | Residential | Whole House Efficiency | Building Shell | Basement Sidewall Insulation R-13 (CAC & Gas Heat) | Base Insulation | per sq. ft. | Shell | 240 | 16.67% | 10% | 100% | 94.8% | 720 | 720 | 720 | 720 | 720 | 960 | 960 | 960 | 960 | 960 | 3 | 3 | 3 | 3 | 3 | 4 | 4 | 4 | 4 | 4 | 0.27 | 0.27 | 0.27 | 0.27 | 0.27 | 0.27 | 0.27 | 0.27 | 0.27 | 0.27 | 0 | 0 | 0 | 0 | 0 | 0 | 0 | 0 | 0 | 0 | [10 empty] | Unit | 0.3 | 0.3 | 0.3 | 0.3 | 0.3 | 0.3 | 0.3 | 0.3 | 0.3 | 0.3 | 216 | 216 | 216 | 216 | 216 | 288 | 288 | 288 | 288 | 288 | 784.5033 | 784.5033 | 784.5033 | 784.5033 | 784.5033 | 1046.0044 | 1046.0044 | 1046.0044 | 1046.0044 | 1046.0044 | 1402.853 | 1402.853 | 1402.853 | 1402.853 | 1402.853 | 1870.4707 | 1870.4707 | 1870.4707 | 1870.4707 | 1870.4707 | 0.42884 | 0.42884 | 0.42884 | 0.42884 | 0.42884 | 0.57178 | 0.57178 | 0.57178 | 0.57178 | 0.57178 | 0 | 0 | 0 | 0 | 0 | 0 | 0 | 0 | 0 | 0 | 0 | 0 | 0 | 0 | 0 | 0 | 0 | 0 | 0 | 0 | 0 | 0 | 0 | 0 | 0 | 0 | 0 | 0 | 0 | 0 | 743.6966 | 743.6966 | 743.6966 | 743.6966 | 743.6966 | 991.5954 | 991.5954 | 991.5954 | 991.5954 | 991.5954 | 1329.8822 | 1329.8822 | 1329.8822 | 1329.8822 | 1329.8822 | 1773.1762 | 1773.1762 | 1773.1762 | 1773.1762 | 1773.1762 | 0.40653 | 0.40653 | 0.40653 | 0.40653 | 0.40653 | 0.54204 | 0.54204 | 0.54204 | 0.54204 | 0.54204 | 0 | 0 | 0 | 0 | 0 | 0 | 0 | 0 | 0 | 0 | 0 | 0 | 0 | 0 | 0 | 0 | 0 | 0 | 0 | 0 | 0 | 0 | 0 | 0 | 0 | 0 | 0 | 0 | 0 | 0 | 25 | 0 | 38.538 | 39.4164 | 40.2896 | 41.148 | 42.031 | 42.9307 | 43.8449 | 44.7331 | 44.7874 | 44.7729 | 1.8471 | 1.8471 | 1.8471 | 1.8471 | 1.8471 | 1.8471 | 1.8471 | 1.8471 | 1.8471 | 1.8471 | 0.00056463 | 0.00056463 | 0.00056463 | 0.00056463 | 0.00056463 | 0.00056463 | 0.00056463 | 0.00056463 | 0.00056463 | 0.00056463 | 0 | 0 | 0 | 0 | 0 | 0 | 0 | 0 | 0 | 0
79 | Residential | Whole House Efficiency | Building Shell | Crawlspace Insulation R-19 (ASHP) | Base Insulation | per sq. ft. | Shell | 300 | 5.556% | 10% | 100% | 94.8% | 300 | 300 | 300 | 300 | 300 | 300 | 300 | 300 | 300 | 300 | 1 | 1 | 1 | 1 | 1 | 1 | 1 | 1 | 1 | 1 | 0.27 | 0.27 | 0.27 | 0.27 | 0.27 | 0.27 | 0.27 | 0.27 | 0.27 | 0.27 | 0 | 0 | 0 | 0 | 0 | 0 | 0 | 0 | 0 | 0 | [10 empty] | Unit | 0.3 | 0.3 | 0.3 | 0.3 | 0.3 | 0.3 | 0.3 | 0.3 | 0.3 | 0.3 | 90 | 90 | 90 | 90 | 90 | 90 | 90 | 90 | 90 | 90 | 0 | 0 | 0 | 0 | 0 | 0 | 0 | 0 | 0 | 0 | 4188.4138 | 4188.4138 | 4188.4138 | 4188.4138 | 4188.4138 | 4188.4138 | 4188.4138 | 4188.4138 | 4188.4138 | 4188.4138 | 2.5652 | 2.5652 | 2.5652 | 2.5652 | 2.5652 | 2.5652 | 2.5652 | 2.5652 | 2.5652 | 2.5652 | 1.3667 | 1.3667 | 1.3667 | 1.3667 | 1.3667 | 1.3667 | 1.3667 | 1.3667 | 1.3667 | 1.3667 | 0 | 0 | 0 | 0 | 0 | 0 | 0 | 0 | 0 | 0 | 0 | 0 | 0 | 0 | 0 | 0 | 0 | 0 | 0 | 0 | 0 | 0 | 0 | 0 | 0 | 0 | 0 | 0 | 0 | 0 | 3970.5491 | 3970.5491 | 3970.5491 | 3970.5491 | 3970.5491 | 3970.5491 | 3970.5491 | 3970.5491 | 3970.5491 | 3970.5491 | 2.4317 | 2.4317 | 2.4317 | 2.4317 | 2.4317 | 2.4317 | 2.4317 | 2.4317 | 2.4317 | 2.4317 | 1.2956 | 1.2956 | 1.2956 | 1.2956 | 1.2956 | 1.2956 | 1.2956 | 1.2956 | 1.2956 | 1.2956 | 0 | 0 | 0 | 0 | 0 | 0 | 0 | 0 | 0 | 0 | 0 | 0 | 0 | 0 | 0 | 0 | 0 | 0 | 0 | 0 | 25 | 0 | 61.9977 | 64.0602 | 65.8296 | 67.081 | 68.3692 | 69.632 | 70.8559 | 71.7435 | 71.3502 | 70.8008 | 13.2352 | 13.2352 | 13.2352 | 13.2352 | 13.2352 | 13.2352 | 13.2352 | 13.2352 | 13.2352 | 13.2352 | 0.0081058 | 0.0081058 | 0.0081058 | 0.0081058 | 0.0081058 | 0.0081058 | 0.0081058 | 0.0081058 | 0.0081058 | 0.0081058 | 0.0043188 | 0.0043188 | 0.0043188 | 0.0043188 | 0.0043188 | 0.0043188 | 0.0043188 | 0.0043188 | 0.0043188 | 0.0043188
80 | Residential | Whole House Efficiency | Building Shell | Crawlspace Insulation R-19 (CAC & Electric Heat) | Base Insulation | per sq. ft. | Shell | 300 | 61.11% | 10% | 100% | 94.8% | 2700 | 3000 | 3300 | 3300 | 3600 | 3900 | 3900 | 4200 | 4500 | 4500 | 9 | 10 | 11 | 11 | 12 | 13 | 13 | 14 | 15 | 15 | 0.27 | 0.27 | 0.27 | 0.27 | 0.27 | 0.27 | 0.27 | 0.27 | 0.27 | 0.27 | 0 | 0 | 0 | 0 | 0 | 0 | 0 | 0 | 0 | 0 | [10 empty] | Unit | 0.3 | 0.3 | 0.3 | 0.3 | 0.3 | 0.3 | 0.3 | 0.3 | 0.3 | 0.3 | 810 | 900 | 990 | 990 | 1080 | 1170 | 1170 | 1260 | 1350 | 1350 | 0 | 0 | 0 | 0 | 0 | 0 | 0 | 0 | 0 | 0 | 69474.3309 | 77193.701 | 84913.0711 | 84913.0711 | 92632.4412 | 100351.8113 | 100351.8113 | 108071.1814 | 115790.5515 | 115790.5515 | 1.9304 | 2.1449 | 2.3594 | 2.3594 | 2.5739 | 2.7884 | 2.7884 | 3.0029 | 3.2174 | 3.2174 | 22.2781 | 24.7534 | 27.2288 | 27.2288 | 29.7041 | 32.1795 | 32.1795 | 34.6548 | 37.1301 | 37.1301 | 0 | 0 | 0 | 0 | 0 | 0 | 0 | 0 | 0 | 0 | 0 | 0 | 0 | 0 | 0 | 0 | 0 | 0 | 0 | 0 | 0 | 0 | 0 | 0 | 0 | 0 | 0 | 0 | 0 | 0 | 65860.5503 | 73178.3892 | 80496.2281 | 80496.2281 | 87814.067 | 95131.906 | 95131.906 | 102449.7449 | 109767.5838 | 109767.5838 | 1.83 | 2.0333 | 2.2367 | 2.2367 | 2.44 | 2.6434 | 2.6434 | 2.8467 | 3.05 | 3.05 | 21.1193 | 23.4659 | 25.8124 | 25.8124 | 28.159 | 30.5056 | 30.5056 | 32.8522 | 35.1988 | 35.1988 | 0 | 0 | 0 | 0 | 0 | 0 | 0 | 0 | 0 | 0 | 0 | 0 | 0 | 0 | 0 | 0 | 0 | 0 | 0 | 0 | 25 | 0 | 64.301 | 64.9897 | 65.6327 | 66.3602 | 67.2214 | 68.1145 | 68.998 | 69.3401 | 68.549 | 67.6951 | 24.3928 | 24.3928 | 24.3928 | 24.3928 | 24.3928 | 24.3928 | 24.3928 | 24.3928 | 24.3928 | 24.3928 | 0.00067778 | 0.00067778 | 0.00067778 | 0.00067778 | 0.00067778 | 0.00067778 | 0.00067778 | 0.00067778 | 0.00067778 | 0.00067778 | 0.007822 | 0.007822 | 0.007822 | 0.007822 | 0.007822 | 0.007822 | 0.007822 | 0.007822 | 0.007822 | 0.007822
81 | Residential | Whole House Efficiency | Building Shell | Crawlspace Insulation R-19 (CAC & Gas Heat) | Base Insulation | per sq. ft. | Shell | 300 | 16.67% | 10% | 100% | 94.8% | 900 | 900 | 900 | 900 | 900 | 1200 | 1200 | 1200 | 1200 | 1200 | 3 | 3 | 3 | 3 | 3 | 4 | 4 | 4 | 4 | 4 | 0.27 | 0.27 | 0.27 | 0.27 | 0.27 | 0.27 | 0.27 | 0.27 | 0.27 | 0.27 | 0 | 0 | 0 | 0 | 0 | 0 | 0 | 0 | 0 | 0 | [10 empty] | Unit | 0.3 | 0.3 | 0.3 | 0.3 | 0.3 | 0.3 | 0.3 | 0.3 | 0.3 | 0.3 | 270 | 270 | 270 | 270 | 270 | 360 | 360 | 360 | 360 | 360 | 1078.9777 | 1078.9777 | 1078.9777 | 1078.9777 | 1078.9777 | 1438.637 | 1438.637 | 1438.637 | 1438.637 | 1438.637 | 2014.6718 | 2014.6718 | 2014.6718 | 2014.6718 | 2014.6718 | 2686.229 | 2686.229 | 2686.229 | 2686.229 | 2686.229 | 0.64348 | 0.64348 | 0.64348 | 0.64348 | 0.64348 | 0.85797 | 0.85797 | 0.85797 | 0.85797 | 0.85797 | 0 | 0 | 0 | 0 | 0 | 0 | 0 | 0 | 0 | 0 | 0 | 0 | 0 | 0 | 0 | 0 | 0 | 0 | 0 | 0 | 0 | 0 | 0 | 0 | 0 | 0 | 0 | 0 | 0 | 0 | 1022.8536 | 1022.8536 | 1022.8536 | 1022.8536 | 1022.8536 | 1363.8047 | 1363.8047 | 1363.8047 | 1363.8047 | 1363.8047 | 1909.8765 | 1909.8765 | 1909.8765 | 1909.8765 | 1909.8765 | 2546.502 | 2546.502 | 2546.502 | 2546.502 | 2546.502 | 0.61 | 0.61 | 0.61 | 0.61 | 0.61 | 0.81334 | 0.81334 | 0.81334 | 0.81334 | 0.81334 | 0 | 0 | 0 | 0 | 0 | 0 | 0 | 0 | 0 | 0 | 0 | 0 | 0 | 0 | 0 | 0 | 0 | 0 | 0 | 0 | 0 | 0 | 0 | 0 | 0 | 0 | 0 | 0 | 0 | 0 | 25 | 0 | 42.829 | 43.8099 | 44.7828 | 45.7361 | 46.7165 | 47.7151 | 48.7295 | 49.7129 | 49.77 | 49.7503 | 2.1221 | 2.1221 | 2.1221 | 2.1221 | 2.1221 | 2.1221 | 2.1221 | 2.1221 | 2.1221 | 2.1221 | 0.00067778 | 0.00067778 | 0.00067778 | 0.00067778 | 0.00067778 | 0.00067778 | 0.00067778 | 0.00067778 | 0.00067778 | 0.00067778 | 0 | 0 | 0 | 0 | 0 | 0 | 0 | 0 | 0 | 0
93 | Residential | Whole House Efficiency | HVAC | Efficient Heat Pump (SF SEER 15, EER 12.5, HSPF 8.5) | Standard SEER 14 Heat Pump | Ton | HVAC | 3 | 14.66% | SF | 100% | 59.08% | 675 | 690 | 705 | 705 | 720 | 735 | 750 | 765 | 780 | 795 | 225 | 230 | 235 | 235 | 240 | 245 | 250 | 255 | 260 | 265 | 152.3027 | 152.3027 | 152.3027 | 152.3027 | 152.3027 | 152.3027 | 152.3027 | 152.3027 | 152.3027 | 152.3027 | 0 | 0 | 0 | 0 | 0 | 0 | 0 | 0 | 0 | 0 | [10 empty] | Participant | 300 | 300 | 300 | 300 | 300 | 300 | 300 | 300 | 300 | 300 | 67500 | 69000 | 70500 | 70500 | 72000 | 73500 | 75000 | 76500 | 78000 | 79500 | 0 | 0 | 0 | 0 | 0 | 0 | 0 | 0 | 0 | 0 | 112325.866 | 114821.9963 | 117318.1267 | 117318.1267 | 119814.257 | 122310.3874 | 124806.5177 | 127302.6481 | 129798.7784 | 132294.9088 | 54.1543 | 55.3577 | 56.5611 | 56.5611 | 57.7646 | 58.968 | 60.1714 | 61.3749 | 62.5783 | 63.7817 | 34.8637 | 35.6385 | 36.4132 | 36.4132 | 37.1879 | 37.9627 | 38.7374 | 39.5122 | 40.2869 | 41.0617 | 0 | 0 | 0 | 0 | 0 | 0 | 0 | 0 | 0 | 0 | 0 | 0 | 0 | 0 | 0 | 0 | 0 | 0 | 0 | 0 | 0 | 0 | 0 | 0 | 0 | 0 | 0 | 0 | 0 | 0 | 66360.9285 | 67835.6158 | 69310.3031 | 69310.3031 | 70784.9904 | 72259.6777 | 73734.365 | 75209.0523 | 76683.7396 | 78158.4269 | 31.9938 | 32.7047 | 33.4157 | 33.4157 | 34.1267 | 34.8377 | 35.5486 | 36.2596 | 36.9706 | 37.6816 | 20.5971 | 21.0548 | 21.5125 | 21.5125 | 21.9702 | 22.428 | 22.8857 | 23.3434 | 23.8011 | 24.2588 | 0 | 0 | 0 | 0 | 0 | 0 | 0 | 0 | 0 | 0 | 0 | 0 | 0 | 0 | 0 | 0 | 0 | 0 | 0 | 0 | 18 | 0 | 1.0159 | 1.0478 | 1.0746 | 1.0932 | 1.1125 | 1.1315 | 1.1496 | 1.1608 | 1.1719 | 1.1826 | 98.3125 | 98.3125 | 98.3125 | 98.3125 | 98.3125 | 98.3125 | 98.3125 | 98.3125 | 98.3125 | 98.3125 | 0.047398 | 0.047398 | 0.047398 | 0.047398 | 0.047398 | 0.047398 | 0.047398 | 0.047398 | 0.047398 | 0.047398 | 0.030514 | 0.030514 | 0.030514 | 0.030514 | 0.030514 | 0.030514 | 0.030514 | 0.030514 | 0.030514 | 0.030514
94 | Residential | Whole House Efficiency | HVAC | Efficient Heat Pump (SF SEER 16, EER 13, HSPF 9) | Standard SEER 14 Heat Pump | Ton | HVAC | 3 | 14.66% | SF | 100% | 59.08% | 15 | 45 | 75 | 90 | 105 | 120 | 135 | 150 | 165 | 180 | 5 | 15 | 25 | 30 | 35 | 40 | 45 | 50 | 55 | 60 | 304.6053 | 304.6053 | 304.6053 | 304.6053 | 304.6053 | 304.6053 | 304.6053 | 304.6053 | 304.6053 | 304.6053 | 0 | 0 | 0 | 0 | 0 | 0 | 0 | 0 | 0 | 0 | [10 empty] | Participant | 450 | 450 | 450 | 450 | 450 | 450 | 450 | 450 | 450 | 450 | 2250 | 6750 | 11250 | 13500 | 15750 | 18000 | 20250 | 22500 | 24750 | 27000 | 0 | 0 | 0 | 0 | 0 | 0 | 0 | 0 | 0 | 0 | 5690.8362 | 17072.5087 | 28454.1812 | 34145.0174 | 39835.8537 | 45526.6899 | 51217.5261 | 56908.3624 | 62599.1986 | 68290.0348 | 1.6022 | 4.8066 | 8.011 | 9.6132 | 11.2154 | 12.8176 | 14.4198 | 16.022 | 17.6242 | 19.2264 | 1.9512 | 5.8537 | 9.7561 | 11.7073 | 13.6585 | 15.6098 | 17.561 | 19.5122 | 21.4634 | 23.4146 | 0 | 0 | 0 | 0 | 0 | 0 | 0 | 0 | 0 | 0 | 0 | 0 | 0 | 0 | 0 | 0 | 0 | 0 | 0 | 0 | 0 | 0 | 0 | 0 | 0 | 0 | 0 | 0 | 0 | 0 | 3362.0856 | 10086.2568 | 16810.428 | 20172.5136 | 23534.5992 | 26896.6848 | 30258.7704 | 33620.856 | 36982.9416 | 40345.0272 | 0.94656 | 2.8397 | 4.7328 | 5.6794 | 6.6259 | 7.5725 | 8.5191 | 9.4656 | 10.4122 | 11.3587 | 1.1528 | 3.4583 | 5.7638 | 6.9166 | 8.0693 | 9.2221 | 10.3748 | 11.5276 | 12.6804 | 13.8331 | 0 | 0 | 0 | 0 | 0 | 0 | 0 | 0 | 0 | 0 | 0 | 0 | 0 | 0 | 0 | 0 | 0 | 0 | 0 | 0 | 18 | 0 | 0.96972 | 0.99293 | 1.0127 | 1.0275 | 1.0437 | 1.0597 | 1.0752 | 1.083 | 1.0911 | 1.0994 | 224.139 | 224.139 | 224.139 | 224.139 | 224.139 | 224.139 | 224.139 | 224.139 | 224.139 | 224.139 | 0.063104 | 0.063104 | 0.063104 | 0.063104 | 0.063104 | 0.063104 | 0.063104 | 0.063104 | 0.063104 | 0.063104 | 0.076851 | 0.076851 | 0.076851 | 0.076851 | 0.076851 | 0.076851 | 0.076851 | 0.076851 | 0.076851 | 0.076851
100 | Residential | Whole House Efficiency | HVAC | Efficient Heat Pump (SF SEER 14 Replace Resistance Heat w/CAC) | Resistance Heat & CAC | Ton | HVAC | 3 | 27.83% | SF | 100% | 54.74% | 195 | 210 | 225 | 225 | 240 | 255 | 270 | 285 | 300 | 315 | 65 | 70 | 75 | 75 | 80 | 85 | 90 | 95 | 100 | 105 | 644.5597 | 644.5597 | 644.5597 | 644.5597 | 644.5597 | 644.5597 | 644.5597 | 644.5597 | 644.5597 | 644.5597 | 644.5597 | 644.5597 | 644.5597 | 644.5597 | 644.5597 | 644.5597 | 644.5597 | 644.5597 | 644.5597 | 644.5597 | [10 empty] | Participant | 300 | 300 | 300 | 300 | 300 | 300 | 300 | 300 | 300 | 300 | 19500 | 21000 | 22500 | 22500 | 24000 | 25500 | 27000 | 28500 | 30000 | 31500 | 0 | 0 | 0 | 0 | 0 | 0 | 0 | 0 | 0 | 0 | 0 | 0 | 0 | 0 | 0 | 0 | 0 | 0 | 0 | 0 | 0 | 0 | 0 | 0 | 0 | 0 | 0 | 0 | 0 | 0 | 0 | 0 | 0 | 0 | 0 | 0 | 0 | 0 | 0 | 0 | 884731.0058 | 952787.237 | 1020843.4682 | 1020843.4682 | 1088899.6994 | 1156955.9306 | 1225012.1618 | 1293068.393 | 1361124.6242 | 1429180.8554 | 63.9443 | 68.8631 | 73.7818 | 73.7818 | 78.7006 | 83.6194 | 88.5382 | 93.457 | 98.3758 | 103.2946 | 0 | 0 | 0 | 0 | 0 | 0 | 0 | 0 | 0 | 0 | 0 | 0 | 0 | 0 | 0 | 0 | 0 | 0 | 0 | 0 | 0 | 0 | 0 | 0 | 0 | 0 | 0 | 0 | 0 | 0 | 0 | 0 | 0 | 0 | 0 | 0 | 0 | 0 | 0 | 0 | 484302.6793 | 521556.7315 | 558810.7838 | 558810.7838 | 596064.836 | 633318.8883 | 670572.9405 | 707826.9928 | 745081.045 | 782335.0973 | 35.0032 | 37.6957 | 40.3883 | 40.3883 | 43.0808 | 45.7734 | 48.4659 | 51.1585 | 53.851 | 56.5436 | 18 | 6 | 5.3923 | 5.5447 | 5.6741 | 5.7987 | 5.9427 | 6.0839 | 6.2152 | 6.2242 | 6.2306 | 6.2254 | 2483.6035 | 2483.6035 | 2483.6035 | 2483.6035 | 2483.6035 | 2483.6035 | 2483.6035 | 2483.6035 | 2483.6035 | 2483.6035 | 0.1795 | 0.1795 | 0.1795 | 0.1795 | 0.1795 | 0.1795 | 0.1795 | 0.1795 | 0.1795 | 0.1795 | 0 | 0 | 0 | 0 | 0 | 0 | 0 | 0 | 0 | 0
101 | Residential | Whole House Efficiency | HVAC | Efficient Heat Pump (SF SEER 15 Replace Resistance Heat w/CAC) | Resistance Heat & CAC | Ton | HVAC | 3 | 27.83% | SF | 100% | 54.74% | 30 | 36 | 42 | 48 | 54 | 60 | 66 | 72 | 78 | 84 | 10 | 12 | 14 | 16 | 18 | 20 | 22 | 24 | 26 | 28 | 796.8623 | 796.8623 | 796.8623 | 796.8623 | 796.8623 | 796.8623 | 796.8623 | 796.8623 | 796.8623 | 796.8623 | 644.5597 | 644.5597 | 644.5597 | 644.5597 | 644.5597 | 644.5597 | 644.5597 | 644.5597 | 644.5597 | 644.5597 | [10 empty] | Participant | 600 | 600 | 600 | 600 | 600 | 600 | 600 | 600 | 600 | 600 | 6000 | 7200 | 8400 | 9600 | 10800 | 12000 | 13200 | 14400 | 15600 | 16800 | 0 | 0 | 0 | 0 | 0 | 0 | 0 | 0 | 0 | 0 | 4992.2607 | 5990.7129 | 6989.165 | 7987.6171 | 8986.0693 | 9984.5214 | 10982.9736 | 11981.4257 | 12979.8778 | 13978.33 | 2.4069 | 2.8882 | 3.3696 | 3.851 | 4.3323 | 4.8137 | 5.2951 | 5.7765 | 6.2578 | 6.7392 | 1.5495 | 1.8594 | 2.1693 | 2.4792 | 2.7891 | 3.099 | 3.4089 | 3.7188 | 4.0287 | 4.3386 | 141104.7231 | 169325.6678 | 197546.6124 | 225767.557 | 253988.5016 | 282209.4463 | 310430.3909 | 338651.3355 | 366872.2801 | 395093.2248 | 11.0677 | 13.2812 | 15.4948 | 17.7083 | 19.9218 | 22.1354 | 24.3489 | 26.5624 | 28.776 | 30.9895 | 0 | 0 | 0 | 0 | 0 | 0 | 0 | 0 | 0 | 0 | 2732.7687 | 3279.3225 | 3825.8762 | 4372.43 | 4918.9837 | 5465.5375 | 6012.0912 | 6558.645 | 7105.1987 | 7651.7525 | 1.3175 | 1.581 | 1.8445 | 2.108 | 2.3715 | 2.635 | 2.8985 | 3.162 | 3.4255 | 3.689 | 0.8482 | 1.0178 | 1.1875 | 1.3571 | 1.5268 | 1.6964 | 1.866 | 2.0357 | 2.2053 | 2.375 | 77240.8732 | 92689.0479 | 108137.2225 | 123585.3972 | 139033.5718 | 154481.7465 | 169929.9211 | 185378.0958 | 200826.2704 | 216274.4451 | 6.0585 | 7.2702 | 8.4818 | 9.6935 | 10.9052 | 12.1169 | 13.3286 | 14.5403 | 15.752 | 16.9637 | 18 | 6 | 3.6652 | 3.7665 | 3.8526 | 3.9342 | 4.0281 | 4.1201 | 4.2058 | 4.2141 | 4.2211 | 4.2211 | 2574.6958 | 2574.6958 | 2574.6958 | 2574.6958 | 2574.6958 | 2574.6958 | 2574.6958 | 2574.6958 | 2574.6958 | 2574.6958 | 0.20195 | 0.20195 | 0.20195 | 0.20195 | 0.20195 | 0.20195 | 0.20195 | 0.20195 | 0.20195 | 0.20195 | 0.028273 | 0.028273 | 0.028273 | 0.028273 | 0.028273 | 0.028273 | 0.028273 | 0.028273 | 0.028273 | 0.028273
102 | Residential | Whole House Efficiency | HVAC | Efficient Heat Pump (SF SEER 16 Replace Resistance Heat w/CAC) | Resistance Heat & CAC | Ton | HVAC | 3 | 27.83% | SF | 100% | 54.74% | 0 | 0 | 15 | 21 | 27 | 33 | 39 | 45 | 51 | 57 | 0 | 0 | 5 | 7 | 9 | 11 | 13 | 15 | 17 | 19 | 949.165 | 949.165 | 949.165 | 949.165 | 949.165 | 949.165 | 949.165 | 949.165 | 949.165 | 949.165 | 644.5597 | 644.5597 | 644.5597 | 644.5597 | 644.5597 | 644.5597 | 644.5597 | 644.5597 | 644.5597 | 644.5597 | [10 empty] | Participant | 900 | 900 | 900 | 900 | 900 | 900 | 900 | 900 | 900 | 900 | 0 | 0 | 4500 | 6300 | 8100 | 9900 | 11700 | 13500 | 15300 | 17100 | 0 | 0 | 0 | 0 | 0 | 0 | 0 | 0 | 0 | 0 | 0 | 0 | 5690.8362 | 7967.1707 | 10243.5052 | 12519.8397 | 14796.1742 | 17072.5087 | 19348.8432 | 21625.1777 | 0 | 0 | 1.6022 | 2.2431 | 2.884 | 3.5248 | 4.1657 | 4.8066 | 5.4475 | 6.0884 | 0 | 0 | 1.9512 | 2.7317 | 3.5122 | 4.2927 | 5.0732 | 5.8537 | 6.6341 | 7.4146 | 0 | 0 | 73747.0674 | 103245.8944 | 132744.7214 | 162243.5484 | 191742.3754 | 221241.2023 | 250740.0293 | 280238.8563 | 0 | 0 | 5.9326 | 8.3057 | 10.6787 | 13.0517 | 15.4248 | 17.7978 | 20.1709 | 22.5439 | 0 | 0 | 0 | 0 | 0 | 0 | 0 | 0 | 0 | 0 | 0 | 0 | 3115.1697 | 4361.2376 | 5607.3055 | 6853.3734 | 8099.4413 | 9345.5092 | 10591.577 | 11837.6449 | 0 | 0 | 0.87704 | 1.2279 | 1.5787 | 1.9295 | 2.2803 | 2.6311 | 2.982 | 3.3328 | 0 | 0 | 1.0681 | 1.4953 | 1.9226 | 2.3498 | 2.7771 | 3.2043 | 3.6315 | 4.0588 | 0 | 0 | 40369.222 | 56516.9108 | 72664.5995 | 88812.2883 | 104959.9771 | 121107.6659 | 137255.3547 | 153403.0435 | 0 | 0 | 3.2475 | 4.5465 | 5.8455 | 7.1445 | 8.4435 | 9.7426 | 11.0416 | 12.3406 | 18 | 6 | n/a | n/a | 3.0413 | 3.1032 | 3.1745 | 3.2445 | 3.3097 | 3.317 | 3.3235 | 3.3251 | #DIV/0! | #DIV/0! | 2691.2815 | 2691.2815 | 2691.2815 | 2691.2815 | 2691.2815 | 2691.2815 | 2691.2815 | 2691.2815 | #DIV/0! | #DIV/0! | 0.2165 | 0.2165 | 0.2165 | 0.2165 | 0.2165 | 0.2165 | 0.2165 | 0.2165 | #DIV/0! | #DIV/0! | 0.071207 | 0.071207 | 0.071207 | 0.071207 | 0.071207 | 0.071207 | 0.071207 | 0.071207
88 | Residential | Whole House Efficiency | HVAC | Heat Pump Ductless (SF Mini Split Replace Resistance Heat w/CAC) | Resistance Heat & CAC | Ton | HVAC | 1 |  | SF | 100% | 59.08% | 6 | 8 | 10 | 12 | 14 | 16 | 18 | 20 | 22 | 24 | 6 | 8 | 10 | 12 | 14 | 16 | 18 | 20 | 22 | 24 | 800.1253 | 800.1253 | 800.1253 | 800.1253 | 800.1253 | 800.1253 | 800.1253 | 800.1253 | 800.1253 | 800.1253 | 0 | 0 | 0 | 0 | 0 | 0 | 0 | 0 | 0 | 0 | [10 empty] | Participant | 400 | 400 | 400 | 400 | 400 | 400 | 400 | 400 | 400 | 400 | 2400 | 3200 | 4000 | 4800 | 5600 | 6400 | 7200 | 8000 | 8800 | 9600 | 0 | 0 | 0 | 0 | 0 | 0 | 0 | 0 | 0 | 0 | 37902.8943 | 50537.1924 | 63171.4905 | 75805.7886 | 88440.0867 | 101074.3848 | 113708.6829 | 126342.981 | 138977.2792 | 151611.5773 | 1.0286 | 1.3714 | 1.7143 | 2.0571 | 2.4 | 2.7429 | 3.0857 | 3.4286 | 3.7714 | 4.1143 | 1.5805 | 2.1073 | 2.6341 | 3.161 | 3.6878 | 4.2146 | 4.7415 | 5.2683 | 5.7951 | 6.322 | 0 | 0 | 0 | 0 | 0 | 0 | 0 | 0 | 0 | 0 | 0 | 0 | 0 | 0 | 0 | 0 | 0 | 0 | 0 | 0 | 0 | 0 | 0 | 0 | 0 | 0 | 0 | 0 | 0 | 0 | 22392.6274 | 29856.8365 | 37321.0456 | 44785.2547 | 52249.4638 | 59713.6729 | 67177.8821 | 74642.0912 | 82106.3003 | 89570.5094 | 0.60767 | 0.81023 | 1.0128 | 1.2153 | 1.4179 | 1.6205 | 1.823 | 2.0256 | 2.2281 | 2.4307 | 0.93374 | 1.245 | 1.5562 | 1.8675 | 2.1787 | 2.49 | 2.8012 | 3.1125 | 3.4237 | 3.7349 | 0 | 0 | 0 | 0 | 0 | 0 | 0 | 0 | 0 | 0 | 0 | 0 | 0 | 0 | 0 | 0 | 0 | 0 | 0 | 0 | 18 | 0 | 4.6331 | 4.6745 | 4.7117 | 4.7557 | 4.8104 | 4.8674 | 4.9232 | 4.9337 | 4.9491 | 4.969 | 3732.1046 | 3732.1046 | 3732.1046 | 3732.1046 | 3732.1046 | 3732.1046 | 3732.1046 | 3732.1046 | 3732.1046 | 3732.1046 | 0.10128 | 0.10128 | 0.10128 | 0.10128 | 0.10128 | 0.10128 | 0.10128 | 0.10128 | 0.10128 | 0.10128 | 0.15562 | 0.15562 | 0.15562 | 0.15562 | 0.15562 | 0.15562 | 0.15562 | 0.15562 | 0.15562 | 0.15562
89 | Residential | Whole House Efficiency | HVAC | Heat Pump Ductless (SF Mini Split Replace Resistance Heat/RAC) | Resistance Heat & RAC | Ton | HVAC | 1 |  | SF | 100% | 59.08% | 12 | 14 | 16 | 18 | 20 | 22 | 24 | 26 | 28 | 30 | 12 | 14 | 16 | 18 | 20 | 22 | 24 | 26 | 28 | 30 | 800.1253 | 800.1253 | 800.1253 | 800.1253 | 800.1253 | 800.1253 | 800.1253 | 800.1253 | 800.1253 | 800.1253 | 0 | 0 | 0 | 0 | 0 | 0 | 0 | 0 | 0 | 0 | [10 empty] | Participant | 400 | 400 | 400 | 400 | 400 | 400 | 400 | 400 | 400 | 400 | 4800 | 5600 | 6400 | 7200 | 8000 | 8800 | 9600 | 10400 | 11200 | 12000 | 0 | 0 | 0 | 0 | 0 | 0 | 0 | 0 | 0 | 0 | 75015.0546 | 87517.5637 | 100020.0727 | 112522.5818 | 125025.0909 | 137527.6 | 150030.1091 | 162532.6182 | 175035.1273 | 187537.6364 | 6.2649 | 7.3091 | 8.3532 | 9.3974 | 10.4416 | 11.4857 | 12.5299 | 13.574 | 14.6182 | 15.6623 | 0 | 0 | 0 | 0 | 0 | 0 | 0 | 0 | 0 | 0 | 0 | 0 | 0 | 0 | 0 | 0 | 0 | 0 | 0 | 0 | 0 | 0 | 0 | 0 | 0 | 0 | 0 | 0 | 0 | 0 | 0 | 0 | 0 | 0 | 0 | 0 | 0 | 0 | 0 | 0 | 44318.0974 | 51704.447 | 59090.7966 | 66477.1461 | 73863.4957 | 81249.8453 | 88636.1948 | 96022.5444 | 103408.894 | 110795.2436 | 3.7013 | 4.3181 | 4.935 | 5.5519 | 6.1688 | 6.7856 | 7.4025 | 8.0194 | 8.6363 | 9.2531 | 0 | 0 | 0 | 0 | 0 | 0 | 0 | 0 | 0 | 0 | 0 | 0 | 0 | 0 | 0 | 0 | 0 | 0 | 0 | 0 | 0 | 0 | 0 | 0 | 0 | 0 | 0 | 0 | 0 | 0 | 18 | 0 | 4.9168 | 4.9809 | 5.037 | 5.0915 | 5.1561 | 5.2223 | 5.2868 | 5.3059 | 5.329 | 5.3557 | 3693.1748 | 3693.1748 | 3693.1748 | 3693.1748 | 3693.1748 | 3693.1748 | 3693.1748 | 3693.1748 | 3693.1748 | 3693.1748 | 0.30844 | 0.30844 | 0.30844 | 0.30844 | 0.30844 | 0.30844 | 0.30844 | 0.30844 | 0.30844 | 0.30844 | 0 | 0 | 0 | 0 | 0 | 0 | 0 | 0 | 0 | 0
113 | Residential | Whole House Efficiency | HVAC | Smart Programmable Thermostat (SF ASHP) | Manual thermostat | Ton | HVAC | 3 | 30% | SF | 100% | 59.08% | 300 | 300 | 330 | 360 | 360 | 390 | 420 | 450 | 450 | 480 | 100 | 100 | 110 | 120 | 120 | 130 | 140 | 150 | 150 | 160 | 30 | 30 | 30 | 30 | 30 | 30 | 30 | 30 | 30 | 30 | 0 | 0 | 0 | 0 | 0 | 0 | 0 | 0 | 0 | 0 | [10 empty] | Participant | 45 | 45 | 45 | 45 | 45 | 45 | 45 | 45 | 45 | 45 | 4500 | 4500 | 4950 | 5400 | 5400 | 5850 | 6300 | 6750 | 6750 | 7200 | 0 | 0 | 0 | 0 | 0 | 0 | 0 | 0 | 0 | 0 | 72392.2369 | 72392.2369 | 79631.4606 | 86870.6843 | 86870.6843 | 94109.908 | 101349.1317 | 108588.3554 | 108588.3554 | 115827.5791 | 14.3486 | 14.3486 | 15.7834 | 17.2183 | 17.2183 | 18.6531 | 20.088 | 21.5229 | 21.5229 | 22.9577 | 27.2195 | 27.2195 | 29.9415 | 32.6634 | 32.6634 | 35.3854 | 38.1073 | 40.8293 | 40.8293 | 43.5512 | 0 | 0 | 0 | 0 | 0 | 0 | 0 | 0 | 0 | 0 | 0 | 0 | 0 | 0 | 0 | 0 | 0 | 0 | 0 | 0 | 0 | 0 | 0 | 0 | 0 | 0 | 0 | 0 | 0 | 0 | 42768.5646 | 42768.5646 | 47045.4211 | 51322.2776 | 51322.2776 | 55599.134 | 59875.9905 | 64152.8469 | 64152.8469 | 68429.7034 | 8.477 | 8.477 | 9.3247 | 10.1724 | 10.1724 | 11.0201 | 11.8678 | 12.7155 | 12.7155 | 13.5632 | 16.081 | 16.081 | 17.6891 | 19.2972 | 19.2972 | 20.9053 | 22.5134 | 24.1215 | 24.1215 | 25.7296 | 0 | 0 | 0 | 0 | 0 | 0 | 0 | 0 | 0 | 0 | 0 | 0 | 0 | 0 | 0 | 0 | 0 | 0 | 0 | 0 | 5 | 0 | 2.2123 | 2.2838 | 2.3718 | 2.4395 | 2.5154 | 2.5903 | 2.6604 | 2.6809 | 2.6971 | 2.7081 | 142.5619 | 142.5619 | 142.5619 | 142.5619 | 142.5619 | 142.5619 | 142.5619 | 142.5619 | 142.5619 | 142.5619 | 0.028257 | 0.028257 | 0.028257 | 0.028257 | 0.028257 | 0.028257 | 0.028257 | 0.028257 | 0.028257 | 0.028257 | 0.053603 | 0.053603 | 0.053603 | 0.053603 | 0.053603 | 0.053603 | 0.053603 | 0.053603 | 0.053603 | 0.053603
93 | Residential | Whole House Efficiency | HVAC | Efficient Heat Pump (MF SEER 15, EER 12.5, HSPF 8.5) | Standard SEER 14 Heat Pump | Ton | HVAC | 3 | 20% | Mobile Home | 100% | 57.25% | 45 | 51 | 57 | 57 | 63 | 69 | 75 | 81 | 87 | 93 | 15 | 17 | 19 | 19 | 21 | 23 | 25 | 27 | 29 | 31 | 152.3027 | 152.3027 | 152.3027 | 152.3027 | 152.3027 | 152.3027 | 152.3027 | 152.3027 | 152.3027 | 152.3027 | 0 | 0 | 0 | 0 | 0 | 0 | 0 | 0 | 0 | 0 | [10 empty] | Participant | 300 | 300 | 300 | 300 | 300 | 300 | 300 | 300 | 300 | 300 | 4500 | 5100 | 5700 | 5700 | 6300 | 6900 | 7500 | 8100 | 8700 | 9300 | 0 | 0 | 0 | 0 | 0 | 0 | 0 | 0 | 0 | 0 | 7488.3911 | 8486.8432 | 9485.2953 | 9485.2953 | 10483.7475 | 11482.1996 | 12480.6518 | 13479.1039 | 14477.5561 | 15476.0082 | 3.6103 | 4.0917 | 4.573 | 4.573 | 5.0544 | 5.5358 | 6.0171 | 6.4985 | 6.9799 | 7.4613 | 2.3242 | 2.6341 | 2.944 | 2.944 | 3.2539 | 3.5638 | 3.8737 | 4.1836 | 4.4935 | 4.8034 | 0 | 0 | 0 | 0 | 0 | 0 | 0 | 0 | 0 | 0 | 0 | 0 | 0 | 0 | 0 | 0 | 0 | 0 | 0 | 0 | 0 | 0 | 0 | 0 | 0 | 0 | 0 | 0 | 0 | 0 | 4287.1331 | 4858.7508 | 5430.3686 | 5430.3686 | 6001.9863 | 6573.6041 | 7145.2218 | 7716.8395 | 8288.4573 | 8860.075 | 2.0669 | 2.3425 | 2.6181 | 2.6181 | 2.8937 | 3.1693 | 3.4448 | 3.7204 | 3.996 | 4.2716 | 1.3306 | 1.5081 | 1.6855 | 1.6855 | 1.8629 | 2.0403 | 2.2177 | 2.3952 | 2.5726 | 2.75 | 0 | 0 | 0 | 0 | 0 | 0 | 0 | 0 | 0 | 0 | 0 | 0 | 0 | 0 | 0 | 0 | 0 | 0 | 0 | 0 | 18 | 0 | 1.0159 | 1.0478 | 1.0746 | 1.0932 | 1.1125 | 1.1315 | 1.1496 | 1.1608 | 1.1719 | 1.1826 | 95.2696 | 95.2696 | 95.2696 | 95.2696 | 95.2696 | 95.2696 | 95.2696 | 95.2696 | 95.2696 | 95.2696 | 0.045931 | 0.045931 | 0.045931 | 0.045931 | 0.045931 | 0.045931 | 0.045931 | 0.045931 | 0.045931 | 0.045931 | 0.02957 | 0.02957 | 0.02957 | 0.02957 | 0.02957 | 0.02957 | 0.02957 | 0.02957 | 0.02957 | 0.02957
94 | Residential | Whole House Efficiency | HVAC | Efficient Heat Pump (MF SEER 16, EER 13, HSPF 9) | Standard SEER 14 Heat Pump | Ton | HVAC | 3 | 20% | Mobile Home | 100% | 57.25% | 6 | 9 | 15 | 21 | 27 | 33 | 39 | 45 | 51 | 57 | 2 | 3 | 5 | 7 | 9 | 11 | 13 | 15 | 17 | 19 | 304.6053 | 304.6053 | 304.6053 | 304.6053 | 304.6053 | 304.6053 | 304.6053 | 304.6053 | 304.6053 | 304.6053 | 0 | 0 | 0 | 0 | 0 | 0 | 0 | 0 | 0 | 0 | [10 empty] | Participant | 450 | 450 | 450 | 450 | 450 | 450 | 450 | 450 | 450 | 450 | 900 | 1350 | 2250 | 3150 | 4050 | 4950 | 5850 | 6750 | 7650 | 8550 | 0 | 0 | 0 | 0 | 0 | 0 | 0 | 0 | 0 | 0 | 2276.3345 | 3414.5017 | 5690.8362 | 7967.1707 | 10243.5052 | 12519.8397 | 14796.1742 | 17072.5087 | 19348.8432 | 21625.1777 | 0.64088 | 0.96132 | 1.6022 | 2.2431 | 2.884 | 3.5248 | 4.1657 | 4.8066 | 5.4475 | 6.0884 | 0.78049 | 1.1707 | 1.9512 | 2.7317 | 3.5122 | 4.2927 | 5.0732 | 5.8537 | 6.6341 | 7.4146 | 0 | 0 | 0 | 0 | 0 | 0 | 0 | 0 | 0 | 0 | 0 | 0 | 0 | 0 | 0 | 0 | 0 | 0 | 0 | 0 | 0 | 0 | 0 | 0 | 0 | 0 | 0 | 0 | 0 | 0 | 1303.2104 | 1954.8156 | 3258.0259 | 4561.2363 | 5864.4467 | 7167.6571 | 8470.8674 | 9774.0778 | 11077.2882 | 12380.4985 | 0.36691 | 0.55036 | 0.91726 | 1.2842 | 1.6511 | 2.018 | 2.3849 | 2.7518 | 3.1187 | 3.4856 | 0.44683 | 0.67025 | 1.1171 | 1.5639 | 2.0107 | 2.4576 | 2.9044 | 3.3512 | 3.7981 | 4.2449 | 0 | 0 | 0 | 0 | 0 | 0 | 0 | 0 | 0 | 0 | 0 | 0 | 0 | 0 | 0 | 0 | 0 | 0 | 0 | 0 | 18 | 0 | 0.96972 | 0.99293 | 1.0127 | 1.0275 | 1.0437 | 1.0597 | 1.0752 | 1.083 | 1.0911 | 1.0994 | 217.2017 | 217.2017 | 217.2017 | 217.2017 | 217.2017 | 217.2017 | 217.2017 | 217.2017 | 217.2017 | 217.2017 | 0.061151 | 0.061151 | 0.061151 | 0.061151 | 0.061151 | 0.061151 | 0.061151 | 0.061151 | 0.061151 | 0.061151 | 0.074472 | 0.074472 | 0.074472 | 0.074472 | 0.074472 | 0.074472 | 0.074472 | 0.074472 | 0.074472 | 0.074472
100 | Residential | Whole House Efficiency | HVAC | Efficient Heat Pump (MF SEER 14 Replace Resistance Heat w/CAC) | Resistance Heat & CAC | Ton | HVAC | 3 | 61.11% | Mobile Home | 100% | 57.25% | 240 | 255 | 270 | 270 | 285 | 300 | 315 | 330 | 345 | 360 | 80 | 85 | 90 | 90 | 95 | 100 | 105 | 110 | 115 | 120 | 644.5597 | 644.5597 | 644.5597 | 644.5597 | 644.5597 | 644.5597 | 644.5597 | 644.5597 | 644.5597 | 644.5597 | 644.5597 | 644.5597 | 644.5597 | 644.5597 | 644.5597 | 644.5597 | 644.5597 | 644.5597 | 644.5597 | 644.5597 | [10 empty] | Participant | 300 | 300 | 300 | 300 | 300 | 300 | 300 | 300 | 300 | 300 | 24000 | 25500 | 27000 | 27000 | 28500 | 30000 | 31500 | 33000 | 34500 | 36000 | 0 | 0 | 0 | 0 | 0 | 0 | 0 | 0 | 0 | 0 | 0 | 0 | 0 | 0 | 0 | 0 | 0 | 0 | 0 | 0 | 0 | 0 | 0 | 0 | 0 | 0 | 0 | 0 | 0 | 0 | 0 | 0 | 0 | 0 | 0 | 0 | 0 | 0 | 0 | 0 | 1088899.6994 | 1156955.9306 | 1225012.1618 | 1225012.1618 | 1293068.393 | 1361124.6242 | 1429180.8554 | 1497237.0867 | 1565293.3179 | 1633349.5491 | 78.7006 | 83.6194 | 88.5382 | 88.5382 | 93.457 | 98.3758 | 103.2946 | 108.2134 | 113.1322 | 118.051 | 0 | 0 | 0 | 0 | 0 | 0 | 0 | 0 | 0 | 0 | 0 | 0 | 0 | 0 | 0 | 0 | 0 | 0 | 0 | 0 | 0 | 0 | 0 | 0 | 0 | 0 | 0 | 0 | 0 | 0 | 0 | 0 | 0 | 0 | 0 | 0 | 0 | 0 | 0 | 0 | 623399.3233 | 662361.781 | 701324.2387 | 701324.2387 | 740286.6964 | 779249.1541 | 818211.6118 | 857174.0695 | 896136.5272 | 935098.9849 | 45.0564 | 47.8724 | 50.6885 | 50.6885 | 53.5045 | 56.3205 | 59.1366 | 61.9526 | 64.7686 | 67.5846 | 18 | 6 | 5.3923 | 5.5447 | 5.6741 | 5.7987 | 5.9427 | 6.0839 | 6.2152 | 6.2242 | 6.2306 | 6.2254 | 2597.4972 | 2597.4972 | 2597.4972 | 2597.4972 | 2597.4972 | 2597.4972 | 2597.4972 | 2597.4972 | 2597.4972 | 2597.4972 | 0.18774 | 0.18774 | 0.18774 | 0.18774 | 0.18774 | 0.18774 | 0.18774 | 0.18774 | 0.18774 | 0.18774 | 0 | 0 | 0 | 0 | 0 | 0 | 0 | 0 | 0 | 0
101 | Residential | Whole House Efficiency | HVAC | Efficient Heat Pump (MF SEER 15 Replace Resistance Heat w/CAC) | Resistance Heat & CAC | Ton | HVAC | 3 | 61.11% | Mobile Home | 100% | 57.25% | 30 | 36 | 42 | 48 | 54 | 60 | 66 | 72 | 78 | 84 | 10 | 12 | 14 | 16 | 18 | 20 | 22 | 24 | 26 | 28 | 796.8623 | 796.8623 | 796.8623 | 796.8623 | 796.8623 | 796.8623 | 796.8623 | 796.8623 | 796.8623 | 796.8623 | 644.5597 | 644.5597 | 644.5597 | 644.5597 | 644.5597 | 644.5597 | 644.5597 | 644.5597 | 644.5597 | 644.5597 | [10 empty] | Participant | 600 | 600 | 600 | 600 | 600 | 600 | 600 | 600 | 600 | 600 | 6000 | 7200 | 8400 | 9600 | 10800 | 12000 | 13200 | 14400 | 15600 | 16800 | 0 | 0 | 0 | 0 | 0 | 0 | 0 | 0 | 0 | 0 | 4992.2607 | 5990.7129 | 6989.165 | 7987.6171 | 8986.0693 | 9984.5214 | 10982.9736 | 11981.4257 | 12979.8778 | 13978.33 | 2.4069 | 2.8882 | 3.3696 | 3.851 | 4.3323 | 4.8137 | 5.2951 | 5.7765 | 6.2578 | 6.7392 | 1.5495 | 1.8594 | 2.1693 | 2.4792 | 2.7891 | 3.099 | 3.4089 | 3.7188 | 4.0287 | 4.3386 | 141104.7231 | 169325.6678 | 197546.6124 | 225767.557 | 253988.5016 | 282209.4463 | 310430.3909 | 338651.3355 | 366872.2801 | 395093.2248 | 11.0677 | 13.2812 | 15.4948 | 17.7083 | 19.9218 | 22.1354 | 24.3489 | 26.5624 | 28.776 | 30.9895 | 0 | 0 | 0 | 0 | 0 | 0 | 0 | 0 | 0 | 0 | 2858.0887 | 3429.7065 | 4001.3242 | 4572.942 | 5144.5597 | 5716.1774 | 6287.7952 | 6859.4129 | 7431.0307 | 8002.6484 | 1.3779 | 1.6535 | 1.9291 | 2.2047 | 2.4803 | 2.7559 | 3.0315 | 3.307 | 3.5826 | 3.8582 | 0.88709 | 1.0645 | 1.2419 | 1.4193 | 1.5968 | 1.7742 | 1.9516 | 2.129 | 2.3064 | 2.4839 | 80783.0041 | 96939.605 | 113096.2058 | 129252.8066 | 145409.4074 | 161566.0083 | 177722.6091 | 193879.2099 | 210035.8107 | 226192.4116 | 6.3363 | 7.6035 | 8.8708 | 10.1381 | 11.4053 | 12.6726 | 13.9398 | 15.2071 | 16.4744 | 17.7416 | 18 | 6 | 3.6652 | 3.7665 | 3.8526 | 3.9342 | 4.0281 | 4.1201 | 4.2058 | 4.2141 | 4.2211 | 4.2211 | 2692.7668 | 2692.7668 | 2692.7668 | 2692.7668 | 2692.7668 | 2692.7668 | 2692.7668 | 2692.7668 | 2692.7668 | 2692.7668 | 0.21121 | 0.21121 | 0.21121 | 0.21121 | 0.21121 | 0.21121 | 0.21121 | 0.21121 | 0.21121 | 0.21121 | 0.02957 | 0.02957 | 0.02957 | 0.02957 | 0.02957 | 0.02957 | 0.02957 | 0.02957 | 0.02957 | 0.02957
102 | Residential | Whole House Efficiency | HVAC | Efficient Heat Pump (MF SEER 16 Replace Resistance Heat w/CAC) | Resistance Heat & CAC | Ton | HVAC | 3 | 61.11% | Mobile Home | 100% | 57.25% | 0 | 0 | 15 | 15 | 18 | 21 | 24 | 27 | 30 | 33 | 0 | 0 | 5 | 5 | 6 | 7 | 8 | 9 | 10 | 11 | 949.165 | 949.165 | 949.165 | 949.165 | 949.165 | 949.165 | 949.165 | 949.165 | 949.165 | 949.165 | 644.5597 | 644.5597 | 644.5597 | 644.5597 | 644.5597 | 644.5597 | 644.5597 | 644.5597 | 644.5597 | 644.5597 | [10 empty] | Participant | 900 | 900 | 900 | 900 | 900 | 900 | 900 | 900 | 900 | 900 | 0 | 0 | 4500 | 4500 | 5400 | 6300 | 7200 | 8100 | 9000 | 9900 | 0 | 0 | 0 | 0 | 0 | 0 | 0 | 0 | 0 | 0 | 0 | 0 | 5690.8362 | 5690.8362 | 6829.0035 | 7967.1707 | 9105.338 | 10243.5052 | 11381.6725 | 12519.8397 | 0 | 0 | 1.6022 | 1.6022 | 1.9226 | 2.2431 | 2.5635 | 2.884 | 3.2044 | 3.5248 | 0 | 0 | 1.9512 | 1.9512 | 2.3415 | 2.7317 | 3.122 | 3.5122 | 3.9024 | 4.2927 | 0 | 0 | 73747.0674 | 73747.0674 | 88496.4809 | 103245.8944 | 117995.3079 | 132744.7214 | 147494.1349 | 162243.5484 | 0 | 0 | 5.9326 | 5.9326 | 7.1191 | 8.3057 | 9.4922 | 10.6787 | 11.8652 | 13.0517 | 0 | 0 | 0 | 0 | 0 | 0 | 0 | 0 | 0 | 0 | 0 | 0 | 3258.0259 | 3258.0259 | 3909.6311 | 4561.2363 | 5212.8415 | 5864.4467 | 6516.0519 | 7167.6571 | 0 | 0 | 0.91726 | 0.91726 | 1.1007 | 1.2842 | 1.4676 | 1.6511 | 1.8345 | 2.018 | 0 | 0 | 1.1171 | 1.1171 | 1.3405 | 1.5639 | 1.7873 | 2.0107 | 2.2342 | 2.4576 | 0 | 0 | 42220.4836 | 42220.4836 | 50664.5804 | 59108.6771 | 67552.7738 | 75996.8706 | 84440.9673 | 92885.064 | 0 | 0 | 3.3964 | 3.3964 | 4.0757 | 4.755 | 5.4343 | 6.1136 | 6.7929 | 7.4722 | 18 | 6 | n/a | n/a | 3.0413 | 3.1032 | 3.1745 | 3.2445 | 3.3097 | 3.317 | 3.3235 | 3.3251 | #DIV/0! | #DIV/0! | 2814.6989 | 2814.6989 | 2814.6989 | 2814.6989 | 2814.6989 | 2814.6989 | 2814.6989 | 2814.6989 | #DIV/0! | #DIV/0! | 0.22643 | 0.22643 | 0.22643 | 0.22643 | 0.22643 | 0.22643 | 0.22643 | 0.22643 | #DIV/0! | #DIV/0! | 0.074472 | 0.074472 | 0.074472 | 0.074472 | 0.074472 | 0.074472 | 0.074472 | 0.074472
88 | Residential | Whole House Efficiency | HVAC | Heat Pump Ductless (MF Mini Split Replace Resistance Heat w/CAC) | Resistance Heat & CAC | Ton | HVAC | 1 |  | Mobile Home | 100% | 57.25% | 4 | 6 | 8 | 10 | 12 | 14 | 16 | 18 | 20 | 22 | 4 | 6 | 8 | 10 | 12 | 14 | 16 | 18 | 20 | 22 | 800.1253 | 800.1253 | 800.1253 | 800.1253 | 800.1253 | 800.1253 | 800.1253 | 800.1253 | 800.1253 | 800.1253 | 0 | 0 | 0 | 0 | 0 | 0 | 0 | 0 | 0 | 0 | [10 empty] | Participant | 400 | 400 | 400 | 400 | 400 | 400 | 400 | 400 | 400 | 400 | 1600 | 2400 | 3200 | 4000 | 4800 | 5600 | 6400 | 7200 | 8000 | 8800 | 0 | 0 | 0 | 0 | 0 | 0 | 0 | 0 | 0 | 0 | 25268.5962 | 37902.8943 | 50537.1924 | 63171.4905 | 75805.7886 | 88440.0867 | 101074.3848 | 113708.6829 | 126342.981 | 138977.2792 | 0.68571 | 1.0286 | 1.3714 | 1.7143 | 2.0571 | 2.4 | 2.7429 | 3.0857 | 3.4286 | 3.7714 | 1.0537 | 1.5805 | 2.1073 | 2.6341 | 3.161 | 3.6878 | 4.2146 | 4.7415 | 5.2683 | 5.7951 | 0 | 0 | 0 | 0 | 0 | 0 | 0 | 0 | 0 | 0 | 0 | 0 | 0 | 0 | 0 | 0 | 0 | 0 | 0 | 0 | 0 | 0 | 0 | 0 | 0 | 0 | 0 | 0 | 0 | 0 | 14466.3698 | 21699.5548 | 28932.7397 | 36165.9246 | 43399.1095 | 50632.2945 | 57865.4794 | 65098.6643 | 72331.8492 | 79565.0342 | 0.39257 | 0.58886 | 0.78515 | 0.98144 | 1.1777 | 1.374 | 1.5703 | 1.7666 | 1.9629 | 2.1592 | 0.60322 | 0.90484 | 1.2064 | 1.5081 | 1.8097 | 2.1113 | 2.4129 | 2.7145 | 3.0161 | 3.3177 | 0 | 0 | 0 | 0 | 0 | 0 | 0 | 0 | 0 | 0 | 0 | 0 | 0 | 0 | 0 | 0 | 0 | 0 | 0 | 0 | 18 | 0 | 4.6331 | 4.6745 | 4.7117 | 4.7557 | 4.8104 | 4.8674 | 4.9232 | 4.9337 | 4.9491 | 4.969 | 3616.5925 | 3616.5925 | 3616.5925 | 3616.5925 | 3616.5925 | 3616.5925 | 3616.5925 | 3616.5925 | 3616.5925 | 3616.5925 | 0.098144 | 0.098144 | 0.098144 | 0.098144 | 0.098144 | 0.098144 | 0.098144 | 0.098144 | 0.098144 | 0.098144 | 0.15081 | 0.15081 | 0.15081 | 0.15081 | 0.15081 | 0.15081 | 0.15081 | 0.15081 | 0.15081 | 0.15081
89 | Residential | Whole House Efficiency | HVAC | Heat Pump Ductless (MF Mini Split Replace Resistance Heat/RAC) | Resistance Heat & RAC | Ton | HVAC | 1 |  | Mobile Home | 100% | 57.25% | 8 | 10 | 12 | 14 | 16 | 18 | 20 | 22 | 24 | 26 | 8 | 10 | 12 | 14 | 16 | 18 | 20 | 22 | 24 | 26 | 800.1253 | 800.1253 | 800.1253 | 800.1253 | 800.1253 | 800.1253 | 800.1253 | 800.1253 | 800.1253 | 800.1253 | 0 | 0 | 0 | 0 | 0 | 0 | 0 | 0 | 0 | 0 | [10 empty] | Participant | 400 | 400 | 400 | 400 | 400 | 400 | 400 | 400 | 400 | 400 | 3200 | 4000 | 4800 | 5600 | 6400 | 7200 | 8000 | 8800 | 9600 | 10400 | 0 | 0 | 0 | 0 | 0 | 0 | 0 | 0 | 0 | 0 | 50010.0364 | 62512.5455 | 75015.0546 | 87517.5637 | 100020.0727 | 112522.5818 | 125025.0909 | 137527.6 | 150030.1091 | 162532.6182 | 4.1766 | 5.2208 | 6.2649 | 7.3091 | 8.3532 | 9.3974 | 10.4416 | 11.4857 | 12.5299 | 13.574 | 0 | 0 | 0 | 0 | 0 | 0 | 0 | 0 | 0 | 0 | 0 | 0 | 0 | 0 | 0 | 0 | 0 | 0 | 0 | 0 | 0 | 0 | 0 | 0 | 0 | 0 | 0 | 0 | 0 | 0 | 0 | 0 | 0 | 0 | 0 | 0 | 0 | 0 | 0 | 0 | 28630.9408 | 35788.676 | 42946.4112 | 50104.1464 | 57261.8816 | 64419.6168 | 71577.352 | 78735.0872 | 85892.8224 | 93050.5576 | 2.3911 | 2.9889 | 3.5867 | 4.1845 | 4.7823 | 5.38 | 5.9778 | 6.5756 | 7.1734 | 7.7712 | 0 | 0 | 0 | 0 | 0 | 0 | 0 | 0 | 0 | 0 | 0 | 0 | 0 | 0 | 0 | 0 | 0 | 0 | 0 | 0 | 0 | 0 | 0 | 0 | 0 | 0 | 0 | 0 | 0 | 0 | 18 | 0 | 4.9168 | 4.9809 | 5.037 | 5.0915 | 5.1561 | 5.2223 | 5.2868 | 5.3059 | 5.329 | 5.3557 | 3578.8676 | 3578.8676 | 3578.8676 | 3578.8676 | 3578.8676 | 3578.8676 | 3578.8676 | 3578.8676 | 3578.8676 | 3578.8676 | 0.29889 | 0.29889 | 0.29889 | 0.29889 | 0.29889 | 0.29889 | 0.29889 | 0.29889 | 0.29889 | 0.29889 | 0 | 0 | 0 | 0 | 0 | 0 | 0 | 0 | 0 | 0
113 | Residential | Whole House Efficiency | HVAC | Smart Programmable Thermostat (MF ASHP) | Manual thermostat | Ton | HVAC | 3 | 25% | Mobile Home | 100% | 57.25% | 90 | 90 | 120 | 120 | 120 | 150 | 150 | 180 | 180 | 180 | 30 | 30 | 40 | 40 | 40 | 50 | 50 | 60 | 60 | 60 | 30 | 30 | 30 | 30 | 30 | 30 | 30 | 30 | 30 | 30 | 0 | 0 | 0 | 0 | 0 | 0 | 0 | 0 | 0 | 0 | [10 empty] | Participant | 45 | 45 | 45 | 45 | 45 | 45 | 45 | 45 | 45 | 45 | 1350 | 1350 | 1800 | 1800 | 1800 | 2250 | 2250 | 2700 | 2700 | 2700 | 0 | 0 | 0 | 0 | 0 | 0 | 0 | 0 | 0 | 0 | 21717.6711 | 21717.6711 | 28956.8948 | 28956.8948 | 28956.8948 | 36196.1185 | 36196.1185 | 43435.3422 | 43435.3422 | 43435.3422 | 4.3046 | 4.3046 | 5.7394 | 5.7394 | 5.7394 | 7.1743 | 7.1743 | 8.6091 | 8.6091 | 8.6091 | 8.1659 | 8.1659 | 10.8878 | 10.8878 | 10.8878 | 13.6098 | 13.6098 | 16.3317 | 16.3317 | 16.3317 | 0 | 0 | 0 | 0 | 0 | 0 | 0 | 0 | 0 | 0 | 0 | 0 | 0 | 0 | 0 | 0 | 0 | 0 | 0 | 0 | 0 | 0 | 0 | 0 | 0 | 0 | 0 | 0 | 0 | 0 | 12433.4514 | 12433.4514 | 16577.9352 | 16577.9352 | 16577.9352 | 20722.4189 | 20722.4189 | 24866.9027 | 24866.9027 | 24866.9027 | 2.4644 | 2.4644 | 3.2858 | 3.2858 | 3.2858 | 4.1073 | 4.1073 | 4.9288 | 4.9288 | 4.9288 | 4.675 | 4.675 | 6.2333 | 6.2333 | 6.2333 | 7.7916 | 7.7916 | 9.35 | 9.35 | 9.35 | 0 | 0 | 0 | 0 | 0 | 0 | 0 | 0 | 0 | 0 | 0 | 0 | 0 | 0 | 0 | 0 | 0 | 0 | 0 | 0 | 5 | 0 | 2.2123 | 2.2838 | 2.3718 | 2.4395 | 2.5154 | 2.5903 | 2.6604 | 2.6809 | 2.6971 | 2.7081 | 138.1495 | 138.1495 | 138.1495 | 138.1495 | 138.1495 | 138.1495 | 138.1495 | 138.1495 | 138.1495 | 138.1495 | 0.027382 | 0.027382 | 0.027382 | 0.027382 | 0.027382 | 0.027382 | 0.027382 | 0.027382 | 0.027382 | 0.027382 | 0.051944 | 0.051944 | 0.051944 | 0.051944 | 0.051944 | 0.051944 | 0.051944 | 0.051944 | 0.051944 | 0.051944
115 | Residential | Residential Home Performance | 0 | Behavioral Reports | No Reports | per unit | Behavioral | 1 |  |  | 100% | 98% | 60000 | 65000 | 65000 | 65000 | 65000 | 65000 | 65000 | 65000 | 65000 | 65000 | 60000 | 65000 | 65000 | 65000 | 65000 | 65000 | 65000 | 65000 | 65000 | 65000 | [11 empty] | 0 | 0 | 0 | 0 | 0 | 0 | 0 | 0 | 0 | [10 empty] | Unit | 0 | 0 | 0 | 0 | 0 | 0 | 0 | 0 | 0 | 0 | 0 | 0 | 0 | 0 | 0 | 0 | 0 | 0 | 0 | 0 | 0 | 0 | 0 | 0 | 0 | 0 | 0 | 0 | 0 | 0 | 9800000 | 12000000 | 12000000 | 12000000 | 12000000 | 12000000 | 12000000 | 12000000 | 12000000 | 12000000 | 1450 | 2400 | 2400 | 2400 | 2400 | 2400 | 2400 | 2400 | 2400 | 2400 | 1450 | 2400 | 2400 | 2400 | 2400 | 2400 | 2400 | 2400 | 2400 | 2400 | 0 | 0 | 0 | 0 | 0 | 0 | 0 | 0 | 0 | 0 | 0 | 0 | 0 | 0 | 0 | 0 | 0 | 0 | 0 | 0 | 0 | 0 | 0 | 0 | 0 | 0 | 0 | 0 | 0 | 0 | 9604000 | 11760000 | 11760000 | 11760000 | 11760000 | 11760000 | 11760000 | 11760000 | 11760000 | 11760000 | 1421 | 2352 | 2352 | 2352 | 2352 | 2352 | 2352 | 2352 | 2352 | 2352 | 1421 | 2352 | 2352 | 2352 | 2352 | 2352 | 2352 | 2352 | 2352 | 2352 | 0 | 0 | 0 | 0 | 0 | 0 | 0 | 0 | 0 | 0 | 0 | 0 | 0 | 0 | 0 | 0 | 0 | 0 | 0 | 0 | 2 | 0 | n/a | n/a | n/a | n/a | n/a | n/a | n/a | n/a | n/a | n/a | 160.0667 | 180.9231 | 180.9231 | 180.9231 | 180.9231 | 180.9231 | 180.9231 | 180.9231 | 180.9231 | 180.9231 | 0.023683 | 0.036185 | 0.036185 | 0.036185 | 0.036185 | 0.036185 | 0.036185 | 0.036185 | 0.036185 | 0.036185 | 0.023683 | 0.036185 | 0.036185 | 0.036185 | 0.036185 | 0.036185 | 0.036185 | 0.036185 | 0.036185 | 0.036185
1 | Residential | Targeted Energy Efficiency | Tier 1 | Standard CFL | Halogen Bulb | per bulb | Lighting | 1 | 100% | 96.12% | 95.9% | 84.24% | 168 | 168 | 168 | 168 | 0 | 0 | 0 | 0 | 0 | 0 | 168 | 168 | 168 | 168 | 0 | 0 | 0 | 0 | 0 | 0 | [20 empty] | 403.2 | 403.2 | 403.2 | 403.2 | 0 | 0 | 0 | 0 | 0 | 0 | Unit | 0 | 0 | 0 | 0 | 0 | 0 | 0 | 0 | 0 | 0 | 0 | 0 | 0 | 0 | 0 | 0 | 0 | 0 | 0 | 0 | -25.1172 | -25.1172 | -25.1172 | -25.1172 | 0 | 0 | 0 | 0 | 0 | 0 | 3620.5024 | 3620.5024 | 3620.5024 | 3620.5024 | 0 | 0 | 0 | 0 | 0 | 0 | 0.36822 | 0.36822 | 0.36822 | 0.36822 | 0 | 0 | 0 | 0 | 0 | 0 | 0.36822 | 0.36822 | 0.36822 | 0.36822 | 0 | 0 | 0 | 0 | 0 | 0 | 0 | 0 | 0 | 0 | 0 | 0 | 0 | 0 | 0 | 0 | 0 | 0 | 0 | 0 | 0 | 0 | 0 | 0 | 0 | 0 | -21.1584 | -21.1584 | -21.1584 | -21.1584 | 0 | 0 | 0 | 0 | 0 | 0 | 3049.8566 | 3049.8566 | 3049.8566 | 3049.8566 | 0 | 0 | 0 | 0 | 0 | 0 | 0.31018 | 0.31018 | 0.31018 | 0.31018 | 0 | 0 | 0 | 0 | 0 | 0 | 0.31018 | 0.31018 | 0.31018 | 0.31018 | 0 | 0 | 0 | 0 | 0 | 0 | 0 | 0 | 0 | 0 | 0 | 0 | 0 | 0 | 0 | 0 | 0 | 0 | 0 | 0 | 0 | 0 | 0 | 0 | 0 | 0 | 5 | 0 | n/a | n/a | n/a | n/a | n/a | n/a | n/a | n/a | n/a | n/a | 18.1539 | 18.1539 | 18.1539 | 18.1539 | #DIV/0! | #DIV/0! | #DIV/0! | #DIV/0! | #DIV/0! | #DIV/0! | 0.0018463 | 0.0018463 | 0.0018463 | 0.0018463 | #DIV/0! | #DIV/0! | #DIV/0! | #DIV/0! | #DIV/0! | #DIV/0! | 0.0018463 | 0.0018463 | 0.0018463 | 0.0018463 | #DIV/0! | #DIV/0! | #DIV/0! | #DIV/0! | #DIV/0! | #DIV/0!
4 | Residential | Targeted Energy Efficiency | Tier 1 | LED | Halogen | per bulb | Lighting | 1 | 100% | 96.12% | 95.9% | 84.24% | 168 | 168 | 168 | 168 | 0 | 0 | 0 | 0 | 0 | 0 | 168 | 168 | 168 | 168 | 0 | 0 | 0 | 0 | 0 | 0 | [20 empty] | 1276.8 | 1276.8 | 1276.8 | 1276.8 | 0 | 0 | 0 | 0 | 0 | 0 | Unit | 0 | 0 | 0 | 0 | 0 | 0 | 0 | 0 | 0 | 0 | 0 | 0 | 0 | 0 | 0 | 0 | 0 | 0 | 0 | 0 | -29.4478 | -29.4478 | -29.4478 | -29.4478 | 0 | 0 | 0 | 0 | 0 | 0 | 4244.727 | 4244.727 | 4244.727 | 4244.727 | 0 | 0 | 0 | 0 | 0 | 0 | 0.43171 | 0.43171 | 0.43171 | 0.43171 | 0 | 0 | 0 | 0 | 0 | 0 | 0.43171 | 0.43171 | 0.43171 | 0.43171 | 0 | 0 | 0 | 0 | 0 | 0 | 0 | 0 | 0 | 0 | 0 | 0 | 0 | 0 | 0 | 0 | 0 | 0 | 0 | 0 | 0 | 0 | 0 | 0 | 0 | 0 | -24.8064 | -24.8064 | -24.8064 | -24.8064 | 0 | 0 | 0 | 0 | 0 | 0 | 3575.6939 | 3575.6939 | 3575.6939 | 3575.6939 | 0 | 0 | 0 | 0 | 0 | 0 | 0.36366 | 0.36366 | 0.36366 | 0.36366 | 0 | 0 | 0 | 0 | 0 | 0 | 0.36366 | 0.36366 | 0.36366 | 0.36366 | 0 | 0 | 0 | 0 | 0 | 0 | 0 | 0 | 0 | 0 | 0 | 0 | 0 | 0 | 0 | 0 | 0 | 0 | 0 | 0 | 0 | 0 | 0 | 0 | 0 | 0 | 15 | 0 | n/a | n/a | n/a | n/a | n/a | n/a | n/a | n/a | n/a | n/a | 21.2839 | 21.2839 | 21.2839 | 21.2839 | #DIV/0! | #DIV/0! | #DIV/0! | #DIV/0! | #DIV/0! | #DIV/0! | 0.0021647 | 0.0021647 | 0.0021647 | 0.0021647 | #DIV/0! | #DIV/0! | #DIV/0! | #DIV/0! | #DIV/0! | #DIV/0! | 0.0021647 | 0.0021647 | 0.0021647 | 0.0021647 | #DIV/0! | #DIV/0! | #DIV/0! | #DIV/0! | #DIV/0! | #DIV/0!
22 | Residential | Targeted Energy Efficiency | Tier 1 | Pipe Insulated (Electric DHW) | No Pipe Insulation | per unit | Hot Water | 1 | 89.35% | 78.52% | 100% | 84.24% | 123 | 123 | 123 | 123 | 123 | 123 | 123 | 123 | 123 | 123 | 123 | 123 | 123 | 123 | 123 | 123 | 123 | 123 | 123 | 123 | [20 empty] | 1845 | 1845 | 1845 | 1845 | 1845 | 1845 | 1845 | 1845 | 1845 | 1845 | Unit | 0 | 0 | 0 | 0 | 0 | 0 | 0 | 0 | 0 | 0 | 0 | 0 | 0 | 0 | 0 | 0 | 0 | 0 | 0 | 0 | 0 | 0 | 0 | 0 | 0 | 0 | 0 | 0 | 0 | 0 | 10553.2305 | 10553.2305 | 10553.2305 | 10553.2305 | 10553.2305 | 10553.2305 | 10553.2305 | 10553.2305 | 10553.2305 | 10553.2305 | 1.2047 | 1.2047 | 1.2047 | 1.2047 | 1.2047 | 1.2047 | 1.2047 | 1.2047 | 1.2047 | 1.2047 | 1.2047 | 1.2047 | 1.2047 | 1.2047 | 1.2047 | 1.2047 | 1.2047 | 1.2047 | 1.2047 | 1.2047 | 0 | 0 | 0 | 0 | 0 | 0 | 0 | 0 | 0 | 0 | 0 | 0 | 0 | 0 | 0 | 0 | 0 | 0 | 0 | 0 | 0 | 0 | 0 | 0 | 0 | 0 | 0 | 0 | 0 | 0 | 8889.882 | 8889.882 | 8889.882 | 8889.882 | 8889.882 | 8889.882 | 8889.882 | 8889.882 | 8889.882 | 8889.882 | 1.0148 | 1.0148 | 1.0148 | 1.0148 | 1.0148 | 1.0148 | 1.0148 | 1.0148 | 1.0148 | 1.0148 | 1.0148 | 1.0148 | 1.0148 | 1.0148 | 1.0148 | 1.0148 | 1.0148 | 1.0148 | 1.0148 | 1.0148 | 0 | 0 | 0 | 0 | 0 | 0 | 0 | 0 | 0 | 0 | 0 | 0 | 0 | 0 | 0 | 0 | 0 | 0 | 0 | 0 | 15 | 0 | n/a | n/a | n/a | n/a | n/a | n/a | n/a | n/a | n/a | n/a | 72.2755 | 72.2755 | 72.2755 | 72.2755 | 72.2755 | 72.2755 | 72.2755 | 72.2755 | 72.2755 | 72.2755 | 0.0082506 | 0.0082506 | 0.0082506 | 0.0082506 | 0.0082506 | 0.0082506 | 0.0082506 | 0.0082506 | 0.0082506 | 0.0082506 | 0.0082506 | 0.0082506 | 0.0082506 | 0.0082506 | 0.0082506 | 0.0082506 | 0.0082506 | 0.0082506 | 0.0082506 | 0.0082506
23 | Residential | Targeted Energy Efficiency | Tier 1 | Pipe Insulated (Natural Gas DHW) | No Pipe Insulation | per unit | Hot Water | 1 | 10.65% | 78.38% | 100% | 84.24% | 15 | 15 | 15 | 15 | 15 | 15 | 15 | 15 | 15 | 15 | 15 | 15 | 15 | 15 | 15 | 15 | 15 | 15 | 15 | 15 | [20 empty] | 225 | 225 | 225 | 225 | 225 | 225 | 225 | 225 | 225 | 225 | Unit | 0 | 0 | 0 | 0 | 0 | 0 | 0 | 0 | 0 | 0 | 0 | 0 | 0 | 0 | 0 | 0 | 0 | 0 | 0 | 0 | 55.1712 | 55.1712 | 55.1712 | 55.1712 | 55.1712 | 55.1712 | 55.1712 | 55.1712 | 55.1712 | 55.1712 | 0 | 0 | 0 | 0 | 0 | 0 | 0 | 0 | 0 | 0 | 0 | 0 | 0 | 0 | 0 | 0 | 0 | 0 | 0 | 0 | 0 | 0 | 0 | 0 | 0 | 0 | 0 | 0 | 0 | 0 | 0 | 0 | 0 | 0 | 0 | 0 | 0 | 0 | 0 | 0 | 0 | 0 | 0 | 0 | 0 | 0 | 0 | 0 | 0 | 0 | 46.4753 | 46.4753 | 46.4753 | 46.4753 | 46.4753 | 46.4753 | 46.4753 | 46.4753 | 46.4753 | 46.4753 | 0 | 0 | 0 | 0 | 0 | 0 | 0 | 0 | 0 | 0 | 0 | 0 | 0 | 0 | 0 | 0 | 0 | 0 | 0 | 0 | 0 | 0 | 0 | 0 | 0 | 0 | 0 | 0 | 0 | 0 | 0 | 0 | 0 | 0 | 0 | 0 | 0 | 0 | 0 | 0 | 0 | 0 | 0 | 0 | 0 | 0 | 0 | 0 | 0 | 0 | 15 | 0 | n/a | n/a | n/a | n/a | n/a | n/a | n/a | n/a | n/a | n/a | 0 | 0 | 0 | 0 | 0 | 0 | 0 | 0 | 0 | 0 | 0 | 0 | 0 | 0 | 0 | 0 | 0 | 0 | 0 | 0 | 0 | 0 | 0 | 0 | 0 | 0 | 0 | 0 | 0 | 0
26 | Residential | Targeted Energy Efficiency | Tier 1 | Water Heater Tank Wrap (Electric DHW) | No Tank Wrap | per unit | Hot Water | 1 | 89.35% | 60.4% | 100% | 84.24% | 94 | 94 | 94 | 94 | 94 | 94 | 94 | 94 | 94 | 94 | 94 | 94 | 94 | 94 | 94 | 94 | 94 | 94 | 94 | 94 | [20 empty] | 2820 | 2820 | 2820 | 2820 | 2820 | 2820 | 2820 | 2820 | 2820 | 2820 | Unit | 0 | 0 | 0 | 0 | 0 | 0 | 0 | 0 | 0 | 0 | 0 | 0 | 0 | 0 | 0 | 0 | 0 | 0 | 0 | 0 | 0 | 0 | 0 | 0 | 0 | 0 | 0 | 0 | 0 | 0 | 13473.7981 | 13473.7981 | 13473.7981 | 13473.7981 | 13473.7981 | 13473.7981 | 13473.7981 | 13473.7981 | 13473.7981 | 13473.7981 | 1.5381 | 1.5381 | 1.5381 | 1.5381 | 1.5381 | 1.5381 | 1.5381 | 1.5381 | 1.5381 | 1.5381 | 1.5381 | 1.5381 | 1.5381 | 1.5381 | 1.5381 | 1.5381 | 1.5381 | 1.5381 | 1.5381 | 1.5381 | 0 | 0 | 0 | 0 | 0 | 0 | 0 | 0 | 0 | 0 | 0 | 0 | 0 | 0 | 0 | 0 | 0 | 0 | 0 | 0 | 0 | 0 | 0 | 0 | 0 | 0 | 0 | 0 | 0 | 0 | 11350.124 | 11350.124 | 11350.124 | 11350.124 | 11350.124 | 11350.124 | 11350.124 | 11350.124 | 11350.124 | 11350.124 | 1.2957 | 1.2957 | 1.2957 | 1.2957 | 1.2957 | 1.2957 | 1.2957 | 1.2957 | 1.2957 | 1.2957 | 1.2957 | 1.2957 | 1.2957 | 1.2957 | 1.2957 | 1.2957 | 1.2957 | 1.2957 | 1.2957 | 1.2957 | 0 | 0 | 0 | 0 | 0 | 0 | 0 | 0 | 0 | 0 | 0 | 0 | 0 | 0 | 0 | 0 | 0 | 0 | 0 | 0 | 5 | 0 | n/a | n/a | n/a | n/a | n/a | n/a | n/a | n/a | n/a | n/a | 120.746 | 120.746 | 120.746 | 120.746 | 120.746 | 120.746 | 120.746 | 120.746 | 120.746 | 120.746 | 0.013784 | 0.013784 | 0.013784 | 0.013784 | 0.013784 | 0.013784 | 0.013784 | 0.013784 | 0.013784 | 0.013784 | 0.013784 | 0.013784 | 0.013784 | 0.013784 | 0.013784 | 0.013784 | 0.013784 | 0.013784 | 0.013784 | 0.013784
27 | Residential | Targeted Energy Efficiency | Tier 1 | Low Flow Faucet Aerator - Single Family (Electric DHW) | Standard Faucet Aerator | per unit | Hot Water | 1 | 89.35% | 56.38% | 100% | 84.24% | 88 | 88 | 88 | 88 | 88 | 88 | 88 | 88 | 88 | 88 | 88 | 88 | 88 | 88 | 88 | 88 | 88 | 88 | 88 | 88 | [20 empty] | 704 | 704 | 704 | 704 | 704 | 704 | 704 | 704 | 704 | 704 | Unit | 0 | 0 | 0 | 0 | 0 | 0 | 0 | 0 | 0 | 0 | 0 | 0 | 0 | 0 | 0 | 0 | 0 | 0 | 0 | 0 | 0 | 0 | 0 | 0 | 0 | 0 | 0 | 0 | 0 | 0 | 6354.4088 | 6354.4088 | 6354.4088 | 6354.4088 | 6354.4088 | 6354.4088 | 6354.4088 | 6354.4088 | 6354.4088 | 6354.4088 | 2.6958 | 2.6958 | 2.6958 | 2.6958 | 2.6958 | 2.6958 | 2.6958 | 2.6958 | 2.6958 | 2.6958 | 2.6958 | 2.6958 | 2.6958 | 2.6958 | 2.6958 | 2.6958 | 2.6958 | 2.6958 | 2.6958 | 2.6958 | 0 | 0 | 0 | 0 | 0 | 0 | 0 | 0 | 0 | 0 | 0 | 0 | 0 | 0 | 0 | 0 | 0 | 0 | 0 | 0 | 0 | 0 | 0 | 0 | 0 | 0 | 0 | 0 | 0 | 0 | 5352.858 | 5352.858 | 5352.858 | 5352.858 | 5352.858 | 5352.858 | 5352.858 | 5352.858 | 5352.858 | 5352.858 | 2.2709 | 2.2709 | 2.2709 | 2.2709 | 2.2709 | 2.2709 | 2.2709 | 2.2709 | 2.2709 | 2.2709 | 2.2709 | 2.2709 | 2.2709 | 2.2709 | 2.2709 | 2.2709 | 2.2709 | 2.2709 | 2.2709 | 2.2709 | 0 | 0 | 0 | 0 | 0 | 0 | 0 | 0 | 0 | 0 | 0 | 0 | 0 | 0 | 0 | 0 | 0 | 0 | 0 | 0 | 9 | 0 | n/a | n/a | n/a | n/a | n/a | n/a | n/a | n/a | n/a | n/a | 60.8279 | 60.8279 | 60.8279 | 60.8279 | 60.8279 | 60.8279 | 60.8279 | 60.8279 | 60.8279 | 60.8279 | 0.025805 | 0.025805 | 0.025805 | 0.025805 | 0.025805 | 0.025805 | 0.025805 | 0.025805 | 0.025805 | 0.025805 | 0.025805 | 0.025805 | 0.025805 | 0.025805 | 0.025805 | 0.025805 | 0.025805 | 0.025805 | 0.025805 | 0.025805
28 | Residential | Targeted Energy Efficiency | Tier 1 | Low Flow Faucet Aerator - Single Family (Natural Gas DHW) | Standard Faucet Aerator | per unit | Hot Water | 1 | 10.65% | 59.46% | 100% | 84.24% | 11 | 11 | 11 | 11 | 11 | 11 | 11 | 11 | 11 | 11 | 11 | 11 | 11 | 11 | 11 | 11 | 11 | 11 | 11 | 11 | [20 empty] | 88 | 88 | 88 | 88 | 88 | 88 | 88 | 88 | 88 | 88 | Unit | 0 | 0 | 0 | 0 | 0 | 0 | 0 | 0 | 0 | 0 | 0 | 0 | 0 | 0 | 0 | 0 | 0 | 0 | 0 | 0 | 34.0507 | 34.0507 | 34.0507 | 34.0507 | 34.0507 | 34.0507 | 34.0507 | 34.0507 | 34.0507 | 34.0507 | 0 | 0 | 0 | 0 | 0 | 0 | 0 | 0 | 0 | 0 | 0 | 0 | 0 | 0 | 0 | 0 | 0 | 0 | 0 | 0 | 0 | 0.33697 | 0.33697 | 0.33697 | 0 | 0 | 0 | 0 | 0 | 0 | 0 | 0 | 0 | 0 | 0 | 0 | 0 | 0 | 0 | 0 | 0 | 0 | 0 | 0 | 0 | 0 | 0 | 0 | 0 | 0 | 28.6838 | 28.6838 | 28.6838 | 28.6838 | 28.6838 | 28.6838 | 28.6838 | 28.6838 | 28.6838 | 28.6838 | 0 | 0 | 0 | 0 | 0 | 0 | 0 | 0 | 0 | 0 | 0 | 0 | 0 | 0 | 0 | 0 | 0 | 0 | 0 | 0 | 0 | 0.28386 | 0.28386 | 0.28386 | 0 | 0 | 0 | 0 | 0 | 0 | 0 | 0 | 0 | 0 | 0 | 0 | 0 | 0 | 0 | 0 | 0 | 0 | 0 | 0 | 0 | 0 | 0 | 0 | 0 | 0 | 9 | 0 | n/a | n/a | n/a | n/a | n/a | n/a | n/a | n/a | n/a | n/a | 0 | 0 | 0 | 0 | 0 | 0 | 0 | 0 | 0 | 0 | 0 | 0 | 0 | 0 | 0 | 0 | 0 | 0 | 0 | 0 | 0 | 0.025805 | 0.025805 | 0.025805 | 0 | 0 | 0 | 0 | 0 | 0
31 | Residential | Targeted Energy Efficiency | Tier 1 | Low Flow Showerhead - Single Family (Electric DHW) | Standard Showerhead | per unit | Hot Water | 1 | 89.35% | 56.38% | 100% | 84.24% | 88 | 88 | 88 | 88 | 88 | 88 | 88 | 88 | 88 | 88 | 88 | 88 | 88 | 88 | 88 | 88 | 88 | 88 | 88 | 88 | [20 empty] | 1056 | 1056 | 1056 | 1056 | 1056 | 1056 | 1056 | 1056 | 1056 | 1056 | Unit | 0 | 0 | 0 | 0 | 0 | 0 | 0 | 0 | 0 | 0 | 0 | 0 | 0 | 0 | 0 | 0 | 0 | 0 | 0 | 0 | 0 | 0 | 0 | 0 | 0 | 0 | 0 | 0 | 0 | 0 | 12559.1739 | 12559.1739 | 12559.1739 | 12559.1739 | 12559.1739 | 12559.1739 | 12559.1739 | 12559.1739 | 12559.1739 | 12559.1739 | 1.234 | 1.234 | 1.234 | 1.234 | 1.234 | 1.234 | 1.234 | 1.234 | 1.234 | 1.234 | 1.234 | 1.234 | 1.234 | 1.234 | 1.234 | 1.234 | 1.234 | 1.234 | 1.234 | 1.234 | 0 | 0 | 0 | 0 | 0 | 0 | 0 | 0 | 0 | 0 | 0 | 0 | 0 | 0 | 0 | 0 | 0 | 0 | 0 | 0 | 0 | 0 | 0 | 0 | 0 | 0 | 0 | 0 | 0 | 0 | 10579.6584 | 10579.6584 | 10579.6584 | 10579.6584 | 10579.6584 | 10579.6584 | 10579.6584 | 10579.6584 | 10579.6584 | 10579.6584 | 1.0395 | 1.0395 | 1.0395 | 1.0395 | 1.0395 | 1.0395 | 1.0395 | 1.0395 | 1.0395 | 1.0395 | 1.0395 | 1.0395 | 1.0395 | 1.0395 | 1.0395 | 1.0395 | 1.0395 | 1.0395 | 1.0395 | 1.0395 | 0 | 0 | 0 | 0 | 0 | 0 | 0 | 0 | 0 | 0 | 0 | 0 | 0 | 0 | 0 | 0 | 0 | 0 | 0 | 0 | 10 | 0 | n/a | n/a | n/a | n/a | n/a | n/a | n/a | n/a | n/a | n/a | 120.2234 | 120.2234 | 120.2234 | 120.2234 | 120.2234 | 120.2234 | 120.2234 | 120.2234 | 120.2234 | 120.2234 | 0.011812 | 0.011812 | 0.011812 | 0.011812 | 0.011812 | 0.011812 | 0.011812 | 0.011812 | 0.011812 | 0.011812 | 0.011812 | 0.011812 | 0.011812 | 0.011812 | 0.011812 | 0.011812 | 0.011812 | 0.011812 | 0.011812 | 0.011812
32 | Residential | Targeted Energy Efficiency | Tier 1 | Low Flow Showerhead - Single Family (Natural Gas DHW) | Standard Showerhead | per unit | Hot Water | 1 | 10.65% | 59.46% | 100% | 84.24% | 11 | 11 | 11 | 11 | 11 | 11 | 11 | 11 | 11 | 11 | 11 | 11 | 11 | 11 | 11 | 11 | 11 | 11 | 11 | 11 | [20 empty] | 132 | 132 | 132 | 132 | 132 | 132 | 132 | 132 | 132 | 132 | Unit | 0 | 0 | 0 | 0 | 0 | 0 | 0 | 0 | 0 | 0 | 0 | 0 | 0 | 0 | 0 | 0 | 0 | 0 | 0 | 0 | 67.2995 | 67.2995 | 67.2995 | 67.2995 | 67.2995 | 67.2995 | 67.2995 | 67.2995 | 67.2995 | 67.2995 | 0 | 0 | 0 | 0 | 0 | 0 | 0 | 0 | 0 | 0 | 0 | 0 | 0 | 0 | 0 | 0 | 0 | 0 | 0 | 0 | 0 | 0 | 0 | 0 | 0 | 0 | 0 | 0 | 0 | 0 | 0 | 0 | 0 | 0 | 0 | 0 | 0 | 0 | 0 | 0 | 0 | 0 | 0 | 0 | 0 | 0 | 0 | 0 | 0 | 0 | 56.692 | 56.692 | 56.692 | 56.692 | 56.692 | 56.692 | 56.692 | 56.692 | 56.692 | 56.692 | 0 | 0 | 0 | 0 | 0 | 0 | 0 | 0 | 0 | 0 | 0 | 0 | 0 | 0 | 0 | 0 | 0 | 0 | 0 | 0 | 0 | 0 | 0 | 0 | 0 | 0 | 0 | 0 | 0 | 0 | 0 | 0 | 0 | 0 | 0 | 0 | 0 | 0 | 0 | 0 | 0 | 0 | 0 | 0 | 0 | 0 | 0 | 0 | 0 | 0 | 10 | 0 | n/a | n/a | n/a | n/a | n/a | n/a | n/a | n/a | n/a | n/a | 0 | 0 | 0 | 0 | 0 | 0 | 0 | 0 | 0 | 0 | 0 | 0 | 0 | 0 | 0 | 0 | 0 | 0 | 0 | 0 | 0 | 0 | 0 | 0 | 0 | 0 | 0 | 0 | 0 | 0
52 | Residential | Targeted Energy Efficiency | Tier 1 | Air Sealing 20% ACH Reduction (ASHP) | No Air Sealing | per unit | Shell | 1 | 8.247% | 93.62% | 100% | 84.24% | 14 | 14 | 14 | 14 | 14 | 14 | 14 | 14 | 14 | 14 | 14 | 14 | 14 | 14 | 14 | 14 | 14 | 14 | 14 | 14 | [20 empty] | 2816.8038 | 2816.8038 | 2816.8038 | 2816.8038 | 2816.8038 | 2816.8038 | 2816.8038 | 2816.8038 | 2816.8038 | 2816.8038 | Unit | 0 | 0 | 0 | 0 | 0 | 0 | 0 | 0 | 0 | 0 | 0 | 0 | 0 | 0 | 0 | 0 | 0 | 0 | 0 | 0 | 0 | 0 | 0 | 0 | 0 | 0 | 0 | 0 | 0 | 0 | 8466.6965 | 8466.6965 | 8466.6965 | 8466.6965 | 8466.6965 | 8466.6965 | 8466.6965 | 8466.6965 | 8466.6965 | 8466.6965 | 3.7276 | 3.7276 | 3.7276 | 3.7276 | 3.7276 | 3.7276 | 3.7276 | 3.7276 | 3.7276 | 3.7276 | 1.9861 | 1.9861 | 1.9861 | 1.9861 | 1.9861 | 1.9861 | 1.9861 | 1.9861 | 1.9861 | 1.9861 | 0 | 0 | 0 | 0 | 0 | 0 | 0 | 0 | 0 | 0 | 0 | 0 | 0 | 0 | 0 | 0 | 0 | 0 | 0 | 0 | 0 | 0 | 0 | 0 | 0 | 0 | 0 | 0 | 0 | 0 | 7132.2172 | 7132.2172 | 7132.2172 | 7132.2172 | 7132.2172 | 7132.2172 | 7132.2172 | 7132.2172 | 7132.2172 | 7132.2172 | 3.1401 | 3.1401 | 3.1401 | 3.1401 | 3.1401 | 3.1401 | 3.1401 | 3.1401 | 3.1401 | 3.1401 | 1.6731 | 1.6731 | 1.6731 | 1.6731 | 1.6731 | 1.6731 | 1.6731 | 1.6731 | 1.6731 | 1.6731 | 0 | 0 | 0 | 0 | 0 | 0 | 0 | 0 | 0 | 0 | 0 | 0 | 0 | 0 | 0 | 0 | 0 | 0 | 0 | 0 | 15 | 0 | n/a | n/a | n/a | n/a | n/a | n/a | n/a | n/a | n/a | n/a | 509.4441 | 509.4441 | 509.4441 | 509.4441 | 509.4441 | 509.4441 | 509.4441 | 509.4441 | 509.4441 | 509.4441 | 0.22429 | 0.22429 | 0.22429 | 0.22429 | 0.22429 | 0.22429 | 0.22429 | 0.22429 | 0.22429 | 0.22429 | 0.11951 | 0.11951 | 0.11951 | 0.11951 | 0.11951 | 0.11951 | 0.11951 | 0.11951 | 0.11951 | 0.11951
53 | Residential | Targeted Energy Efficiency | Tier 1 | Air Sealing 20% ACH Reduction (CAC & Electric Heat) | No Air Sealing | per unit | Shell | 1 | 26.8% | 93.62% | 100% | 84.24% | 44 | 44 | 44 | 44 | 44 | 44 | 44 | 44 | 44 | 44 | 44 | 44 | 44 | 44 | 44 | 44 | 44 | 44 | 44 | 44 | [20 empty] | 8852.8118 | 8852.8118 | 8852.8118 | 8852.8118 | 8852.8118 | 8852.8118 | 8852.8118 | 8852.8118 | 8852.8118 | 8852.8118 | Unit | 0 | 0 | 0 | 0 | 0 | 0 | 0 | 0 | 0 | 0 | 0 | 0 | 0 | 0 | 0 | 0 | 0 | 0 | 0 | 0 | 0 | 0 | 0 | 0 | 0 | 0 | 0 | 0 | 0 | 0 | 42735.9765 | 42735.9765 | 42735.9765 | 42735.9765 | 42735.9765 | 42735.9765 | 42735.9765 | 42735.9765 | 42735.9765 | 42735.9765 | 5.6896 | 5.6896 | 5.6896 | 5.6896 | 5.6896 | 5.6896 | 5.6896 | 5.6896 | 5.6896 | 5.6896 | 11.3052 | 11.3052 | 11.3052 | 11.3052 | 11.3052 | 11.3052 | 11.3052 | 11.3052 | 11.3052 | 11.3052 | 0 | 0 | 0 | 0 | 0 | 0 | 0 | 0 | 0 | 0 | 0 | 0 | 0 | 0 | 0 | 0 | 0 | 0 | 0 | 0 | 0 | 0 | 0 | 0 | 0 | 0 | 0 | 0 | 0 | 0 | 36000.1411 | 36000.1411 | 36000.1411 | 36000.1411 | 36000.1411 | 36000.1411 | 36000.1411 | 36000.1411 | 36000.1411 | 36000.1411 | 4.7928 | 4.7928 | 4.7928 | 4.7928 | 4.7928 | 4.7928 | 4.7928 | 4.7928 | 4.7928 | 4.7928 | 9.5234 | 9.5234 | 9.5234 | 9.5234 | 9.5234 | 9.5234 | 9.5234 | 9.5234 | 9.5234 | 9.5234 | 0 | 0 | 0 | 0 | 0 | 0 | 0 | 0 | 0 | 0 | 0 | 0 | 0 | 0 | 0 | 0 | 0 | 0 | 0 | 0 | 15 | 0 | n/a | n/a | n/a | n/a | n/a | n/a | n/a | n/a | n/a | n/a | 818.185 | 818.185 | 818.185 | 818.185 | 818.185 | 818.185 | 818.185 | 818.185 | 818.185 | 818.185 | 0.10893 | 0.10893 | 0.10893 | 0.10893 | 0.10893 | 0.10893 | 0.10893 | 0.10893 | 0.10893 | 0.10893 | 0.21644 | 0.21644 | 0.21644 | 0.21644 | 0.21644 | 0.21644 | 0.21644 | 0.21644 | 0.21644 | 0.21644
49 | Residential | Targeted Energy Efficiency | Tier 1 | Duct Sealing 10% (ASHP) | No Duct Sealing | per unit | Shell | 1 | 8.247% | 45.3% | 100% | 84.24% | 7 | 7 | 7 | 7 | 7 | 7 | 7 | 7 | 7 | 7 | 7 | 7 | 7 | 7 | 7 | 7 | 7 | 7 | 7 | 7 | [20 empty] | 4532.22 | 4532.22 | 4532.22 | 4532.22 | 4532.22 | 4532.22 | 4532.22 | 4532.22 | 4532.22 | 4532.22 | Unit | 0 | 0 | 0 | 0 | 0 | 0 | 0 | 0 | 0 | 0 | 0 | 0 | 0 | 0 | 0 | 0 | 0 | 0 | 0 | 0 | 0 | 0 | 0 | 0 | 0 | 0 | 0 | 0 | 0 | 0 | 9030.1579 | 9030.1579 | 9030.1579 | 9030.1579 | 9030.1579 | 9030.1579 | 9030.1579 | 9030.1579 | 9030.1579 | 9030.1579 | 4.7471 | 4.7471 | 4.7471 | 4.7471 | 4.7471 | 4.7471 | 4.7471 | 4.7471 | 4.7471 | 4.7471 | 2.5293 | 2.5293 | 2.5293 | 2.5293 | 2.5293 | 2.5293 | 2.5293 | 2.5293 | 2.5293 | 2.5293 | 0 | 0 | 0 | 0 | 0 | 0 | 0 | 0 | 0 | 0 | 0 | 0 | 0 | 0 | 0 | 0 | 0 | 0 | 0 | 0 | 0 | 0 | 0 | 0 | 0 | 0 | 0 | 0 | 0 | 0 | 7606.8686 | 7606.8686 | 7606.8686 | 7606.8686 | 7606.8686 | 7606.8686 | 7606.8686 | 7606.8686 | 7606.8686 | 7606.8686 | 3.9989 | 3.9989 | 3.9989 | 3.9989 | 3.9989 | 3.9989 | 3.9989 | 3.9989 | 3.9989 | 3.9989 | 2.1306 | 2.1306 | 2.1306 | 2.1306 | 2.1306 | 2.1306 | 2.1306 | 2.1306 | 2.1306 | 2.1306 | 0 | 0 | 0 | 0 | 0 | 0 | 0 | 0 | 0 | 0 | 0 | 0 | 0 | 0 | 0 | 0 | 0 | 0 | 0 | 0 | 20 | 0 | n/a | n/a | n/a | n/a | n/a | n/a | n/a | n/a | n/a | n/a | 1086.6955 | 1086.6955 | 1086.6955 | 1086.6955 | 1086.6955 | 1086.6955 | 1086.6955 | 1086.6955 | 1086.6955 | 1086.6955 | 0.57127 | 0.57127 | 0.57127 | 0.57127 | 0.57127 | 0.57127 | 0.57127 | 0.57127 | 0.57127 | 0.57127 | 0.30438 | 0.30438 | 0.30438 | 0.30438 | 0.30438 | 0.30438 | 0.30438 | 0.30438 | 0.30438 | 0.30438
50 | Residential | Targeted Energy Efficiency | Tier 1 | Duct Sealing 10% (CAC & Electric Heat) | No Duct Sealing | per unit | Shell | 1 | 26.8% | 45.3% | 100% | 84.24% | 21 | 21 | 21 | 21 | 21 | 21 | 21 | 21 | 21 | 21 | 21 | 21 | 21 | 21 | 21 | 21 | 21 | 21 | 21 | 21 | [20 empty] | 13596.66 | 13596.66 | 13596.66 | 13596.66 | 13596.66 | 13596.66 | 13596.66 | 13596.66 | 13596.66 | 13596.66 | Unit | 0 | 0 | 0 | 0 | 0 | 0 | 0 | 0 | 0 | 0 | 0 | 0 | 0 | 0 | 0 | 0 | 0 | 0 | 0 | 0 | 0 | 0 | 0 | 0 | 0 | 0 | 0 | 0 | 0 | 0 | 46693.5773 | 46693.5773 | 46693.5773 | 46693.5773 | 46693.5773 | 46693.5773 | 46693.5773 | 46693.5773 | 46693.5773 | 46693.5773 | 3.6069 | 3.6069 | 3.6069 | 3.6069 | 3.6069 | 3.6069 | 3.6069 | 3.6069 | 3.6069 | 3.6069 | 13.7426 | 13.7426 | 13.7426 | 13.7426 | 13.7426 | 13.7426 | 13.7426 | 13.7426 | 13.7426 | 13.7426 | 0 | 0 | 0 | 0 | 0 | 0 | 0 | 0 | 0 | 0 | 0 | 0 | 0 | 0 | 0 | 0 | 0 | 0 | 0 | 0 | 0 | 0 | 0 | 0 | 0 | 0 | 0 | 0 | 0 | 0 | 39333.9642 | 39333.9642 | 39333.9642 | 39333.9642 | 39333.9642 | 39333.9642 | 39333.9642 | 39333.9642 | 39333.9642 | 39333.9642 | 3.0384 | 3.0384 | 3.0384 | 3.0384 | 3.0384 | 3.0384 | 3.0384 | 3.0384 | 3.0384 | 3.0384 | 11.5765 | 11.5765 | 11.5765 | 11.5765 | 11.5765 | 11.5765 | 11.5765 | 11.5765 | 11.5765 | 11.5765 | 0 | 0 | 0 | 0 | 0 | 0 | 0 | 0 | 0 | 0 | 0 | 0 | 0 | 0 | 0 | 0 | 0 | 0 | 0 | 0 | 20 | 0 | n/a | n/a | n/a | n/a | n/a | n/a | n/a | n/a | n/a | n/a | 1873.0459 | 1873.0459 | 1873.0459 | 1873.0459 | 1873.0459 | 1873.0459 | 1873.0459 | 1873.0459 | 1873.0459 | 1873.0459 | 0.14469 | 0.14469 | 0.14469 | 0.14469 | 0.14469 | 0.14469 | 0.14469 | 0.14469 | 0.14469 | 0.14469 | 0.55126 | 0.55126 | 0.55126 | 0.55126 | 0.55126 | 0.55126 | 0.55126 | 0.55126 | 0.55126 | 0.55126
67 | Residential | Targeted Energy Efficiency | Tier 1 | Attic Insulation R-38 (ASHP) | Base Insulation | per sq. ft. | Shell | 800 | 8.247% | 54.36% | 100% | 84.24% | 6400 | 6400 | 6400 | 6400 | 6400 | 6400 | 6400 | 6400 | 6400 | 6400 | 8 | 8 | 8 | 8 | 8 | 8 | 8 | 8 | 8 | 8 | [20 empty] | 3584 | 3584 | 3584 | 3584 | 3584 | 3584 | 3584 | 3584 | 3584 | 3584 | Unit | 0 | 0 | 0 | 0 | 0 | 0 | 0 | 0 | 0 | 0 | 0 | 0 | 0 | 0 | 0 | 0 | 0 | 0 | 0 | 0 | 0 | 0 | 0 | 0 | 0 | 0 | 0 | 0 | 0 | 0 | 2233.4812 | 2233.4812 | 2233.4812 | 2233.4812 | 2233.4812 | 2233.4812 | 2233.4812 | 2233.4812 | 2233.4812 | 2233.4812 | 1.3472 | 1.3472 | 1.3472 | 1.3472 | 1.3472 | 1.3472 | 1.3472 | 1.3472 | 1.3472 | 1.3472 | 0.71777 | 0.71777 | 0.71777 | 0.71777 | 0.71777 | 0.71777 | 0.71777 | 0.71777 | 0.71777 | 0.71777 | 0 | 0 | 0 | 0 | 0 | 0 | 0 | 0 | 0 | 0 | 0 | 0 | 0 | 0 | 0 | 0 | 0 | 0 | 0 | 0 | 0 | 0 | 0 | 0 | 0 | 0 | 0 | 0 | 0 | 0 | 1881.4508 | 1881.4508 | 1881.4508 | 1881.4508 | 1881.4508 | 1881.4508 | 1881.4508 | 1881.4508 | 1881.4508 | 1881.4508 | 1.1348 | 1.1348 | 1.1348 | 1.1348 | 1.1348 | 1.1348 | 1.1348 | 1.1348 | 1.1348 | 1.1348 | 0.60464 | 0.60464 | 0.60464 | 0.60464 | 0.60464 | 0.60464 | 0.60464 | 0.60464 | 0.60464 | 0.60464 | 0 | 0 | 0 | 0 | 0 | 0 | 0 | 0 | 0 | 0 | 0 | 0 | 0 | 0 | 0 | 0 | 0 | 0 | 0 | 0 | 25 | 0 | n/a | n/a | n/a | n/a | n/a | n/a | n/a | n/a | n/a | n/a | 0.29398 | 0.29398 | 0.29398 | 0.29398 | 0.29398 | 0.29398 | 0.29398 | 0.29398 | 0.29398 | 0.29398 | 0.00017732 | 0.00017732 | 0.00017732 | 0.00017732 | 0.00017732 | 0.00017732 | 0.00017732 | 0.00017732 | 0.00017732 | 0.00017732 | 9.4475e-05 | 9.4475e-05 | 9.4475e-05 | 9.4475e-05 | 9.4475e-05 | 9.4475e-05 | 9.4475e-05 | 9.4475e-05 | 9.4475e-05 | 9.4475e-05
68 | Residential | Targeted Energy Efficiency | Tier 1 | Attic Insulation R-38 (CAC & Electric Heat) | Base Insulation | per sq. ft. | Shell | 800 | 26.8% | 54.36% | 100% | 84.24% | 20000 | 20000 | 20000 | 20000 | 20000 | 20000 | 20000 | 20000 | 20000 | 20000 | 25 | 25 | 25 | 25 | 25 | 25 | 25 | 25 | 25 | 25 | [20 empty] | 11200 | 11200 | 11200 | 11200 | 11200 | 11200 | 11200 | 11200 | 11200 | 11200 | Unit | 0 | 0 | 0 | 0 | 0 | 0 | 0 | 0 | 0 | 0 | 0 | 0 | 0 | 0 | 0 | 0 | 0 | 0 | 0 | 0 | 0 | 0 | 0 | 0 | 0 | 0 | 0 | 0 | 0 | 0 | 12774.4922 | 12774.4922 | 12774.4922 | 12774.4922 | 12774.4922 | 12774.4922 | 12774.4922 | 12774.4922 | 12774.4922 | 12774.4922 | 0.41861 | 0.41861 | 0.41861 | 0.41861 | 0.41861 | 0.41861 | 0.41861 | 0.41861 | 0.41861 | 0.41861 | 4.0624 | 4.0624 | 4.0624 | 4.0624 | 4.0624 | 4.0624 | 4.0624 | 4.0624 | 4.0624 | 4.0624 | 0 | 0 | 0 | 0 | 0 | 0 | 0 | 0 | 0 | 0 | 0 | 0 | 0 | 0 | 0 | 0 | 0 | 0 | 0 | 0 | 0 | 0 | 0 | 0 | 0 | 0 | 0 | 0 | 0 | 0 | 10761.0393 | 10761.0393 | 10761.0393 | 10761.0393 | 10761.0393 | 10761.0393 | 10761.0393 | 10761.0393 | 10761.0393 | 10761.0393 | 0.35263 | 0.35263 | 0.35263 | 0.35263 | 0.35263 | 0.35263 | 0.35263 | 0.35263 | 0.35263 | 0.35263 | 3.4221 | 3.4221 | 3.4221 | 3.4221 | 3.4221 | 3.4221 | 3.4221 | 3.4221 | 3.4221 | 3.4221 | 0 | 0 | 0 | 0 | 0 | 0 | 0 | 0 | 0 | 0 | 0 | 0 | 0 | 0 | 0 | 0 | 0 | 0 | 0 | 0 | 25 | 0 | n/a | n/a | n/a | n/a | n/a | n/a | n/a | n/a | n/a | n/a | 0.53805 | 0.53805 | 0.53805 | 0.53805 | 0.53805 | 0.53805 | 0.53805 | 0.53805 | 0.53805 | 0.53805 | 1.7632e-05 | 1.7632e-05 | 1.7632e-05 | 1.7632e-05 | 1.7632e-05 | 1.7632e-05 | 1.7632e-05 | 1.7632e-05 | 1.7632e-05 | 1.7632e-05 | 0.00017111 | 0.00017111 | 0.00017111 | 0.00017111 | 0.00017111 | 0.00017111 | 0.00017111 | 0.00017111 | 0.00017111 | 0.00017111
76 | Residential | Targeted Energy Efficiency | Tier 1 | Basement Sidewall Insulation R-13 (ASHP) | Base Insulation | per sq. ft. | Shell | 240 | 8.247% | 3.02% | 100% | 84.24% | 0 | 0 | 0 | 0 | 0 | 0 | 0 | 0 | 0 | 0 | 0 | 0 | 0 | 0 | 0 | 0 | 0 | 0 | 0 | 0 | [20 empty] | 0 | 0 | 0 | 0 | 0 | 0 | 0 | 0 | 0 | 0 | Unit | 0 | 0 | 0 | 0 | 0 | 0 | 0 | 0 | 0 | 0 | 0 | 0 | 0 | 0 | 0 | 0 | 0 | 0 | 0 | 0 | 0 | 0 | 0 | 0 | 0 | 0 | 0 | 0 | 0 | 0 | 0 | 0 | 0 | 0 | 0 | 0 | 0 | 0 | 0 | 0 | 0 | 0 | 0 | 0 | 0 | 0 | 0 | 0 | 0 | 0 | 0 | 0 | 0 | 0 | 0 | 0 | 0 | 0 | 0 | 0 | 0 | 0 | 0 | 0 | 0 | 0 | 0 | 0 | 0 | 0 | 0 | 0 | 0 | 0 | 0 | 0 | 0 | 0 | 0 | 0 | 0 | 0 | 0 | 0 | 0 | 0 | 0 | 0 | 0 | 0 | 0 | 0 | 0 | 0 | 0 | 0 | 0 | 0 | 0 | 0 | 0 | 0 | 0 | 0 | 0 | 0 | 0 | 0 | 0 | 0 | 0 | 0 | 0 | 0 | 0 | 0 | 0 | 0 | 0 | 0 | 0 | 0 | 0 | 0 | 0 | 0 | 0 | 0 | 0 | 0 | 0 | 0 | 0 | 0 | 0 | 0 | 0 | 0 | 0 | 0 | 25 | 0 | n/a | n/a | n/a | n/a | n/a | n/a | n/a | n/a | n/a | n/a | #DIV/0! | #DIV/0! | #DIV/0! | #DIV/0! | #DIV/0! | #DIV/0! | #DIV/0! | #DIV/0! | #DIV/0! | #DIV/0! | #DIV/0! | #DIV/0! | #DIV/0! | #DIV/0! | #DIV/0! | #DIV/0! | #DIV/0! | #DIV/0! | #DIV/0! | #DIV/0! | #DIV/0! | #DIV/0! | #DIV/0! | #DIV/0! | #DIV/0! | #DIV/0! | #DIV/0! | #DIV/0! | #DIV/0! | #DIV/0!
77 | Residential | Targeted Energy Efficiency | Tier 1 | Basement Sidewall Insulation R-13 (CAC & Electric Heat) | Base Insulation | per sq. ft. | Shell | 240 | 26.8% | 3.02% | 100% | 84.24% | 240 | 240 | 240 | 240 | 240 | 240 | 240 | 240 | 240 | 240 | 1 | 1 | 1 | 1 | 1 | 1 | 1 | 1 | 1 | 1 | [20 empty] | 64.8 | 64.8 | 64.8 | 64.8 | 64.8 | 64.8 | 64.8 | 64.8 | 64.8 | 64.8 | Unit | 0 | 0 | 0 | 0 | 0 | 0 | 0 | 0 | 0 | 0 | 0 | 0 | 0 | 0 | 0 | 0 | 0 | 0 | 0 | 0 | 0 | 0 | 0 | 0 | 0 | 0 | 0 | 0 | 0 | 0 | 5523.6881 | 5523.6881 | 5523.6881 | 5523.6881 | 5523.6881 | 5523.6881 | 5523.6881 | 5523.6881 | 5523.6881 | 5523.6881 | 0.14295 | 0.14295 | 0.14295 | 0.14295 | 0.14295 | 0.14295 | 0.14295 | 0.14295 | 0.14295 | 0.14295 | 1.7769 | 1.7769 | 1.7769 | 1.7769 | 1.7769 | 1.7769 | 1.7769 | 1.7769 | 1.7769 | 1.7769 | 0 | 0 | 0 | 0 | 0 | 0 | 0 | 0 | 0 | 0 | 0 | 0 | 0 | 0 | 0 | 0 | 0 | 0 | 0 | 0 | 0 | 0 | 0 | 0 | 0 | 0 | 0 | 0 | 0 | 0 | 4653.0714 | 4653.0714 | 4653.0714 | 4653.0714 | 4653.0714 | 4653.0714 | 4653.0714 | 4653.0714 | 4653.0714 | 4653.0714 | 0.12042 | 0.12042 | 0.12042 | 0.12042 | 0.12042 | 0.12042 | 0.12042 | 0.12042 | 0.12042 | 0.12042 | 1.4968 | 1.4968 | 1.4968 | 1.4968 | 1.4968 | 1.4968 | 1.4968 | 1.4968 | 1.4968 | 1.4968 | 0 | 0 | 0 | 0 | 0 | 0 | 0 | 0 | 0 | 0 | 0 | 0 | 0 | 0 | 0 | 0 | 0 | 0 | 0 | 0 | 25 | 0 | n/a | n/a | n/a | n/a | n/a | n/a | n/a | n/a | n/a | n/a | 19.3878 | 19.3878 | 19.3878 | 19.3878 | 19.3878 | 19.3878 | 19.3878 | 19.3878 | 19.3878 | 19.3878 | 0.00050173 | 0.00050173 | 0.00050173 | 0.00050173 | 0.00050173 | 0.00050173 | 0.00050173 | 0.00050173 | 0.00050173 | 0.00050173 | 0.0062367 | 0.0062367 | 0.0062367 | 0.0062367 | 0.0062367 | 0.0062367 | 0.0062367 | 0.0062367 | 0.0062367 | 0.0062367
79 | Residential | Targeted Energy Efficiency | Tier 1 | Crawlspace Insulation R-19 (ASHP) | Base Insulation | per sq. ft. | Shell | 300 | 8.247% | 75.17% | 100% | 84.24% | 3300 | 3300 | 3300 | 3300 | 3300 | 3300 | 3300 | 3300 | 3300 | 3300 | 11 | 11 | 11 | 11 | 11 | 11 | 11 | 11 | 11 | 11 | [20 empty] | 891 | 891 | 891 | 891 | 891 | 891 | 891 | 891 | 891 | 891 | Unit | 0 | 0 | 0 | 0 | 0 | 0 | 0 | 0 | 0 | 0 | 0 | 0 | 0 | 0 | 0 | 0 | 0 | 0 | 0 | 0 | 0 | 0 | 0 | 0 | 0 | 0 | 0 | 0 | 0 | 0 | 46072.552 | 46072.552 | 46072.552 | 46072.552 | 46072.552 | 46072.552 | 46072.552 | 46072.552 | 46072.552 | 46072.552 | 28.2168 | 28.2168 | 28.2168 | 28.2168 | 28.2168 | 28.2168 | 28.2168 | 28.2168 | 28.2168 | 28.2168 | 15.0341 | 15.0341 | 15.0341 | 15.0341 | 15.0341 | 15.0341 | 15.0341 | 15.0341 | 15.0341 | 15.0341 | 0 | 0 | 0 | 0 | 0 | 0 | 0 | 0 | 0 | 0 | 0 | 0 | 0 | 0 | 0 | 0 | 0 | 0 | 0 | 0 | 0 | 0 | 0 | 0 | 0 | 0 | 0 | 0 | 0 | 0 | 38810.8219 | 38810.8219 | 38810.8219 | 38810.8219 | 38810.8219 | 38810.8219 | 38810.8219 | 38810.8219 | 38810.8219 | 38810.8219 | 23.7694 | 23.7694 | 23.7694 | 23.7694 | 23.7694 | 23.7694 | 23.7694 | 23.7694 | 23.7694 | 23.7694 | 12.6645 | 12.6645 | 12.6645 | 12.6645 | 12.6645 | 12.6645 | 12.6645 | 12.6645 | 12.6645 | 12.6645 | 0 | 0 | 0 | 0 | 0 | 0 | 0 | 0 | 0 | 0 | 0 | 0 | 0 | 0 | 0 | 0 | 0 | 0 | 0 | 0 | 25 | 0 | n/a | n/a | n/a | n/a | n/a | n/a | n/a | n/a | n/a | n/a | 11.7609 | 11.7609 | 11.7609 | 11.7609 | 11.7609 | 11.7609 | 11.7609 | 11.7609 | 11.7609 | 11.7609 | 0.0072029 | 0.0072029 | 0.0072029 | 0.0072029 | 0.0072029 | 0.0072029 | 0.0072029 | 0.0072029 | 0.0072029 | 0.0072029 | 0.0038377 | 0.0038377 | 0.0038377 | 0.0038377 | 0.0038377 | 0.0038377 | 0.0038377 | 0.0038377 | 0.0038377 | 0.0038377
80 | Residential | Targeted Energy Efficiency | Tier 1 | Crawlspace Insulation R-19 (CAC & Electric Heat) | Base Insulation | per sq. ft. | Shell | 300 | 26.8% | 75.17% | 100% | 84.24% | 10500 | 10500 | 10500 | 10500 | 10500 | 10500 | 10500 | 10500 | 10500 | 10500 | 35 | 35 | 35 | 35 | 35 | 35 | 35 | 35 | 35 | 35 | [20 empty] | 2835 | 2835 | 2835 | 2835 | 2835 | 2835 | 2835 | 2835 | 2835 | 2835 | Unit | 0 | 0 | 0 | 0 | 0 | 0 | 0 | 0 | 0 | 0 | 0 | 0 | 0 | 0 | 0 | 0 | 0 | 0 | 0 | 0 | 0 | 0 | 0 | 0 | 0 | 0 | 0 | 0 | 0 | 0 | 270177.9536 | 270177.9536 | 270177.9536 | 270177.9536 | 270177.9536 | 270177.9536 | 270177.9536 | 270177.9536 | 270177.9536 | 270177.9536 | 7.5072 | 7.5072 | 7.5072 | 7.5072 | 7.5072 | 7.5072 | 7.5072 | 7.5072 | 7.5072 | 7.5072 | 86.637 | 86.637 | 86.637 | 86.637 | 86.637 | 86.637 | 86.637 | 86.637 | 86.637 | 86.637 | 0 | 0 | 0 | 0 | 0 | 0 | 0 | 0 | 0 | 0 | 0 | 0 | 0 | 0 | 0 | 0 | 0 | 0 | 0 | 0 | 0 | 0 | 0 | 0 | 0 | 0 | 0 | 0 | 0 | 0 | 227593.8272 | 227593.8272 | 227593.8272 | 227593.8272 | 227593.8272 | 227593.8272 | 227593.8272 | 227593.8272 | 227593.8272 | 227593.8272 | 6.324 | 6.324 | 6.324 | 6.324 | 6.324 | 6.324 | 6.324 | 6.324 | 6.324 | 6.324 | 72.9817 | 72.9817 | 72.9817 | 72.9817 | 72.9817 | 72.9817 | 72.9817 | 72.9817 | 72.9817 | 72.9817 | 0 | 0 | 0 | 0 | 0 | 0 | 0 | 0 | 0 | 0 | 0 | 0 | 0 | 0 | 0 | 0 | 0 | 0 | 0 | 0 | 25 | 0 | n/a | n/a | n/a | n/a | n/a | n/a | n/a | n/a | n/a | n/a | 21.6756 | 21.6756 | 21.6756 | 21.6756 | 21.6756 | 21.6756 | 21.6756 | 21.6756 | 21.6756 | 21.6756 | 0.00060228 | 0.00060228 | 0.00060228 | 0.00060228 | 0.00060228 | 0.00060228 | 0.00060228 | 0.00060228 | 0.00060228 | 0.00060228 | 0.0069506 | 0.0069506 | 0.0069506 | 0.0069506 | 0.0069506 | 0.0069506 | 0.0069506 | 0.0069506 | 0.0069506 | 0.0069506
82 | Residential | Targeted Energy Efficiency | Tier 1 | Efficient Door (SF) | Standard Doors | per unit | Shell | 1 | 100% | 60% | 100% | 84.24% | 105 | 105 | 105 | 105 | 105 | 105 | 105 | 105 | 105 | 105 | 105 | 105 | 105 | 105 | 105 | 105 | 105 | 105 | 105 | 105 | [20 empty] | 29295 | 29295 | 29295 | 29295 | 29295 | 29295 | 29295 | 29295 | 29295 | 29295 | Unit | 0 | 0 | 0 | 0 | 0 | 0 | 0 | 0 | 0 | 0 | 0 | 0 | 0 | 0 | 0 | 0 | 0 | 0 | 0 | 0 | 0 | 0 | 0 | 0 | 0 | 0 | 0 | 0 | 0 | 0 | 11130 | 11130 | 11130 | 11130 | 11130 | 11130 | 11130 | 11130 | 11130 | 11130 | 7.0078 | 7.0078 | 7.0078 | 7.0078 | 7.0078 | 7.0078 | 7.0078 | 7.0078 | 7.0078 | 7.0078 | 7.0078 | 7.0078 | 7.0078 | 7.0078 | 7.0078 | 7.0078 | 7.0078 | 7.0078 | 7.0078 | 7.0078 | 0 | 0 | 0 | 0 | 0 | 0 | 0 | 0 | 0 | 0 | 0 | 0 | 0 | 0 | 0 | 0 | 0 | 0 | 0 | 0 | 0 | 0 | 0 | 0 | 0 | 0 | 0 | 0 | 0 | 0 | 9375.7439 | 9375.7439 | 9375.7439 | 9375.7439 | 9375.7439 | 9375.7439 | 9375.7439 | 9375.7439 | 9375.7439 | 9375.7439 | 5.9032 | 5.9032 | 5.9032 | 5.9032 | 5.9032 | 5.9032 | 5.9032 | 5.9032 | 5.9032 | 5.9032 | 5.9032 | 5.9032 | 5.9032 | 5.9032 | 5.9032 | 5.9032 | 5.9032 | 5.9032 | 5.9032 | 5.9032 | 0 | 0 | 0 | 0 | 0 | 0 | 0 | 0 | 0 | 0 | 0 | 0 | 0 | 0 | 0 | 0 | 0 | 0 | 0 | 0 | 25 | 0 | n/a | n/a | n/a | n/a | n/a | n/a | n/a | n/a | n/a | n/a | 89.2928 | 89.2928 | 89.2928 | 89.2928 | 89.2928 | 89.2928 | 89.2928 | 89.2928 | 89.2928 | 89.2928 | 0.056221 | 0.056221 | 0.056221 | 0.056221 | 0.056221 | 0.056221 | 0.056221 | 0.056221 | 0.056221 | 0.056221 | 0.056221 | 0.056221 | 0.056221 | 0.056221 | 0.056221 | 0.056221 | 0.056221 | 0.056221 | 0.056221 | 0.056221
84 | Residential | Targeted Energy Efficiency | Tier 1 | Efficient Window (SF) | Standard Window | per unit | Shell | 4 | 100% | 60% | 100% | 84.24% | 420 | 420 | 420 | 420 | 420 | 420 | 420 | 420 | 420 | 420 | 105 | 105 | 105 | 105 | 105 | 105 | 105 | 105 | 105 | 105 | [20 empty] | 69930 | 69930 | 69930 | 69930 | 69930 | 69930 | 69930 | 69930 | 69930 | 69930 | Unit | 0 | 0 | 0 | 0 | 0 | 0 | 0 | 0 | 0 | 0 | 0 | 0 | 0 | 0 | 0 | 0 | 0 | 0 | 0 | 0 | 0 | 0 | 0 | 0 | 0 | 0 | 0 | 0 | 0 | 0 | 11206.3636 | 11206.3636 | 11206.3636 | 11206.3636 | 11206.3636 | 11206.3636 | 11206.3636 | 11206.3636 | 11206.3636 | 11206.3636 | 7.0559 | 7.0559 | 7.0559 | 7.0559 | 7.0559 | 7.0559 | 7.0559 | 7.0559 | 7.0559 | 7.0559 | 7.0559 | 7.0559 | 7.0559 | 7.0559 | 7.0559 | 7.0559 | 7.0559 | 7.0559 | 7.0559 | 7.0559 | 0 | 0 | 0 | 0 | 0 | 0 | 0 | 0 | 0 | 0 | 0 | 0 | 0 | 0 | 0 | 0 | 0 | 0 | 0 | 0 | 0 | 0 | 0 | 0 | 0 | 0 | 0 | 0 | 0 | 0 | 9440.0715 | 9440.0715 | 9440.0715 | 9440.0715 | 9440.0715 | 9440.0715 | 9440.0715 | 9440.0715 | 9440.0715 | 9440.0715 | 5.9437 | 5.9437 | 5.9437 | 5.9437 | 5.9437 | 5.9437 | 5.9437 | 5.9437 | 5.9437 | 5.9437 | 5.9437 | 5.9437 | 5.9437 | 5.9437 | 5.9437 | 5.9437 | 5.9437 | 5.9437 | 5.9437 | 5.9437 | 0 | 0 | 0 | 0 | 0 | 0 | 0 | 0 | 0 | 0 | 0 | 0 | 0 | 0 | 0 | 0 | 0 | 0 | 0 | 0 | 25 | 0 | n/a | n/a | n/a | n/a | n/a | n/a | n/a | n/a | n/a | n/a | 22.4764 | 22.4764 | 22.4764 | 22.4764 | 22.4764 | 22.4764 | 22.4764 | 22.4764 | 22.4764 | 22.4764 | 0.014152 | 0.014152 | 0.014152 | 0.014152 | 0.014152 | 0.014152 | 0.014152 | 0.014152 | 0.014152 | 0.014152 | 0.014152 | 0.014152 | 0.014152 | 0.014152 | 0.014152 | 0.014152 | 0.014152 | 0.014152 | 0.014152 | 0.014152
93 | Residential | Targeted Energy Efficiency | Heat Pump | Efficient Heat Pump (SEER 15, EER 12.5, HSPF 8.5) | Standard SEER 14 Heat Pump | Ton | HVAC | 3 | 8.247% | 65% | 100% | 84.24% | 60 | 60 | 60 | 60 | 60 | 60 | 60 | 60 | 60 | 60 | 20 | 20 | 20 | 20 | 20 | 20 | 20 | 20 | 20 | 20 | [20 empty] | 9138.16 | 9138.16 | 9138.16 | 9138.16 | 9138.16 | 9138.16 | 9138.16 | 9138.16 | 9138.16 | 9138.16 | Unit | 0 | 0 | 0 | 0 | 0 | 0 | 0 | 0 | 0 | 0 | 0 | 0 | 0 | 0 | 0 | 0 | 0 | 0 | 0 | 0 | 0 | 0 | 0 | 0 | 0 | 0 | 0 | 0 | 0 | 0 | 9984.5214 | 9984.5214 | 9984.5214 | 9984.5214 | 9984.5214 | 9984.5214 | 9984.5214 | 9984.5214 | 9984.5214 | 9984.5214 | 4.8137 | 4.8137 | 4.8137 | 4.8137 | 4.8137 | 4.8137 | 4.8137 | 4.8137 | 4.8137 | 4.8137 | 3.099 | 3.099 | 3.099 | 3.099 | 3.099 | 3.099 | 3.099 | 3.099 | 3.099 | 3.099 | 0 | 0 | 0 | 0 | 0 | 0 | 0 | 0 | 0 | 0 | 0 | 0 | 0 | 0 | 0 | 0 | 0 | 0 | 0 | 0 | 0 | 0 | 0 | 0 | 0 | 0 | 0 | 0 | 0 | 0 | 8410.81 | 8410.81 | 8410.81 | 8410.81 | 8410.81 | 8410.81 | 8410.81 | 8410.81 | 8410.81 | 8410.81 | 4.055 | 4.055 | 4.055 | 4.055 | 4.055 | 4.055 | 4.055 | 4.055 | 4.055 | 4.055 | 2.6105 | 2.6105 | 2.6105 | 2.6105 | 2.6105 | 2.6105 | 2.6105 | 2.6105 | 2.6105 | 2.6105 | 0 | 0 | 0 | 0 | 0 | 0 | 0 | 0 | 0 | 0 | 0 | 0 | 0 | 0 | 0 | 0 | 0 | 0 | 0 | 0 | 18 | 0 | n/a | n/a | n/a | n/a | n/a | n/a | n/a | n/a | n/a | n/a | 140.1802 | 140.1802 | 140.1802 | 140.1802 | 140.1802 | 140.1802 | 140.1802 | 140.1802 | 140.1802 | 140.1802 | 0.067583 | 0.067583 | 0.067583 | 0.067583 | 0.067583 | 0.067583 | 0.067583 | 0.067583 | 0.067583 | 0.067583 | 0.043509 | 0.043509 | 0.043509 | 0.043509 | 0.043509 | 0.043509 | 0.043509 | 0.043509 | 0.043509 | 0.043509
100 | Residential | Targeted Energy Efficiency | Heat Pump | Efficient Heat Pump SEER 14 Replace Resistance Heat w/CAC | Resistance Heat & CAC | Ton | HVAC | 3 | 15% | 65% | 100% | 84.24% | 60 | 60 | 60 | 60 | 60 | 60 | 60 | 60 | 60 | 60 | 20 | 20 | 20 | 20 | 20 | 20 | 20 | 20 | 20 | 20 | [20 empty] | 38673.58 | 38673.58 | 38673.58 | 38673.58 | 38673.58 | 38673.58 | 38673.58 | 38673.58 | 38673.58 | 38673.58 | Unit | 0 | 0 | 0 | 0 | 0 | 0 | 0 | 0 | 0 | 0 | 0 | 0 | 0 | 0 | 0 | 0 | 0 | 0 | 0 | 0 | 0 | 0 | 0 | 0 | 0 | 0 | 0 | 0 | 0 | 0 | 0 | 0 | 0 | 0 | 0 | 0 | 0 | 0 | 0 | 0 | 0 | 0 | 0 | 0 | 0 | 0 | 0 | 0 | 0 | 0 | 0 | 0 | 0 | 0 | 0 | 0 | 0 | 0 | 0 | 0 | 272224.9248 | 272224.9248 | 272224.9248 | 272224.9248 | 272224.9248 | 272224.9248 | 272224.9248 | 272224.9248 | 272224.9248 | 272224.9248 | 19.6752 | 19.6752 | 19.6752 | 19.6752 | 19.6752 | 19.6752 | 19.6752 | 19.6752 | 19.6752 | 19.6752 | 0 | 0 | 0 | 0 | 0 | 0 | 0 | 0 | 0 | 0 | 0 | 0 | 0 | 0 | 0 | 0 | 0 | 0 | 0 | 0 | 0 | 0 | 0 | 0 | 0 | 0 | 0 | 0 | 0 | 0 | 0 | 0 | 0 | 0 | 0 | 0 | 0 | 0 | 0 | 0 | 229318.1649 | 229318.1649 | 229318.1649 | 229318.1649 | 229318.1649 | 229318.1649 | 229318.1649 | 229318.1649 | 229318.1649 | 229318.1649 | 16.5741 | 16.5741 | 16.5741 | 16.5741 | 16.5741 | 16.5741 | 16.5741 | 16.5741 | 16.5741 | 16.5741 | 18 | 6 | n/a | n/a | n/a | n/a | n/a | n/a | n/a | n/a | n/a | n/a | 3821.9694 | 3821.9694 | 3821.9694 | 3821.9694 | 3821.9694 | 3821.9694 | 3821.9694 | 3821.9694 | 3821.9694 | 3821.9694 | 0.27623 | 0.27623 | 0.27623 | 0.27623 | 0.27623 | 0.27623 | 0.27623 | 0.27623 | 0.27623 | 0.27623 | 0 | 0 | 0 | 0 | 0 | 0 | 0 | 0 | 0 | 0
1 | Residential | Community Outreach | 0 | Standard CFL | Halogen Bulb | per bulb | Lighting | 4 |  |  | 83.8% | 42.45% | 0 | 0 | 0 | 0 | 0 | 0 | 0 | 0 | 0 | 0 | 0 | 0 | 0 | 0 | 0 | 0 | 0 | 0 | 0 | 0 | [20 empty] | 0 | 0 | 0 | 0 | 0 | 0 | 0 | 0 | 0 | 0 | Unit | 0 | 0 | 0 | 0 | 0 | 0 | 0 | 0 | 0 | 0 | 0 | 0 | 0 | 0 | 0 | 0 | 0 | 0 | 0 | 0 | 0 | 0 | 0 | 0 | 0 | 0 | 0 | 0 | 0 | 0 | 0 | 0 | 0 | 0 | 0 | 0 | 0 | 0 | 0 | 0 | 0 | 0 | 0 | 0 | 0 | 0 | 0 | 0 | 0 | 0 | 0 | 0 | 0 | 0 | 0 | 0 | 0 | 0 | 0 | 0 | 0 | 0 | 0 | 0 | 0 | 0 | 0 | 0 | 0 | 0 | 0 | 0 | 0 | 0 | 0 | 0 | 0 | 0 | 0 | 0 | 0 | 0 | 0 | 0 | 0 | 0 | 0 | 0 | 0 | 0 | 0 | 0 | 0 | 0 | 0 | 0 | 0 | 0 | 0 | 0 | 0 | 0 | 0 | 0 | 0 | 0 | 0 | 0 | 0 | 0 | 0 | 0 | 0 | 0 | 0 | 0 | 0 | 0 | 0 | 0 | 0 | 0 | 0 | 0 | 0 | 0 | 0 | 0 | 0 | 0 | 0 | 0 | 0 | 0 | 0 | 0 | 0 | 0 | 0 | 0 | 5 | 0 | n/a | n/a | n/a | n/a | n/a | n/a | n/a | n/a | n/a | n/a | #DIV/0! | #DIV/0! | #DIV/0! | #DIV/0! | #DIV/0! | #DIV/0! | #DIV/0! | #DIV/0! | #DIV/0! | #DIV/0! | #DIV/0! | #DIV/0! | #DIV/0! | #DIV/0! | #DIV/0! | #DIV/0! | #DIV/0! | #DIV/0! | #DIV/0! | #DIV/0! | #DIV/0! | #DIV/0! | #DIV/0! | #DIV/0! | #DIV/0! | #DIV/0! | #DIV/0! | #DIV/0! | #DIV/0! | #DIV/0!
1 | Residential | Student Energy Education | 0 | Standard CFL | Halogen Bulb | per bulb | Lighting | 4 | 100% |  | 74.5% | 66.86% | 0 | 0 | 0 | 0 | 0 | 0 | 0 | 0 | 0 | 0 | 0 | 0 | 0 | 0 | 0 | 0 | 0 | 0 | 0 | 0 | [20 empty] | 0 | 0 | 0 | 0 | 0 | 0 | 0 | 0 | 0 | 0 | Unit | 0 | 0 | 0 | 0 | 0 | 0 | 0 | 0 | 0 | 0 | 0 | 0 | 0 | 0 | 0 | 0 | 0 | 0 | 0 | 0 | 0 | 0 | 0 | 0 | 0 | 0 | 0 | 0 | 0 | 0 | 0 | 0 | 0 | 0 | 0 | 0 | 0 | 0 | 0 | 0 | 0 | 0 | 0 | 0 | 0 | 0 | 0 | 0 | 0 | 0 | 0 | 0 | 0 | 0 | 0 | 0 | 0 | 0 | 0 | 0 | 0 | 0 | 0 | 0 | 0 | 0 | 0 | 0 | 0 | 0 | 0 | 0 | 0 | 0 | 0 | 0 | 0 | 0 | 0 | 0 | 0 | 0 | 0 | 0 | 0 | 0 | 0 | 0 | 0 | 0 | 0 | 0 | 0 | 0 | 0 | 0 | 0 | 0 | 0 | 0 | 0 | 0 | 0 | 0 | 0 | 0 | 0 | 0 | 0 | 0 | 0 | 0 | 0 | 0 | 0 | 0 | 0 | 0 | 0 | 0 | 0 | 0 | 0 | 0 | 0 | 0 | 0 | 0 | 0 | 0 | 0 | 0 | 0 | 0 | 0 | 0 | 0 | 0 | 0 | 0 | 5 | 0 | n/a | n/a | n/a | n/a | n/a | n/a | n/a | n/a | n/a | n/a | #DIV/0! | #DIV/0! | #DIV/0! | #DIV/0! | #DIV/0! | #DIV/0! | #DIV/0! | #DIV/0! | #DIV/0! | #DIV/0! | #DIV/0! | #DIV/0! | #DIV/0! | #DIV/0! | #DIV/0! | #DIV/0! | #DIV/0! | #DIV/0! | #DIV/0! | #DIV/0! | #DIV/0! | #DIV/0! | #DIV/0! | #DIV/0! | #DIV/0! | #DIV/0! | #DIV/0! | #DIV/0! | #DIV/0! | #DIV/0!
27 | Residential | Student Energy Education | 0 | Low Flow Faucet Aerator - Single Family (Electric DHW) | Standard Faucet Aerator | per unit | Hot Water | 1 | 89.35% |  | 74.5% | 66.86% | 0 | 0 | 0 | 0 | 0 | 0 | 0 | 0 | 0 | 0 | 0 | 0 | 0 | 0 | 0 | 0 | 0 | 0 | 0 | 0 | [20 empty] | 0 | 0 | 0 | 0 | 0 | 0 | 0 | 0 | 0 | 0 | Unit | 0 | 0 | 0 | 0 | 0 | 0 | 0 | 0 | 0 | 0 | 0 | 0 | 0 | 0 | 0 | 0 | 0 | 0 | 0 | 0 | 0 | 0 | 0 | 0 | 0 | 0 | 0 | 0 | 0 | 0 | 0 | 0 | 0 | 0 | 0 | 0 | 0 | 0 | 0 | 0 | 0 | 0 | 0 | 0 | 0 | 0 | 0 | 0 | 0 | 0 | 0 | 0 | 0 | 0 | 0 | 0 | 0 | 0 | 0 | 0 | 0 | 0 | 0 | 0 | 0 | 0 | 0 | 0 | 0 | 0 | 0 | 0 | 0 | 0 | 0 | 0 | 0 | 0 | 0 | 0 | 0 | 0 | 0 | 0 | 0 | 0 | 0 | 0 | 0 | 0 | 0 | 0 | 0 | 0 | 0 | 0 | 0 | 0 | 0 | 0 | 0 | 0 | 0 | 0 | 0 | 0 | 0 | 0 | 0 | 0 | 0 | 0 | 0 | 0 | 0 | 0 | 0 | 0 | 0 | 0 | 0 | 0 | 0 | 0 | 0 | 0 | 0 | 0 | 0 | 0 | 0 | 0 | 0 | 0 | 0 | 0 | 0 | 0 | 0 | 0 | 9 | 0 | n/a | n/a | n/a | n/a | n/a | n/a | n/a | n/a | n/a | n/a | #DIV/0! | #DIV/0! | #DIV/0! | #DIV/0! | #DIV/0! | #DIV/0! | #DIV/0! | #DIV/0! | #DIV/0! | #DIV/0! | #DIV/0! | #DIV/0! | #DIV/0! | #DIV/0! | #DIV/0! | #DIV/0! | #DIV/0! | #DIV/0! | #DIV/0! | #DIV/0! | #DIV/0! | #DIV/0! | #DIV/0! | #DIV/0! | #DIV/0! | #DIV/0! | #DIV/0! | #DIV/0! | #DIV/0! | #DIV/0!
28 | Residential | Student Energy Education | 0 | Low Flow Faucet Aerator - Single Family (Natural Gas DHW) | Standard Faucet Aerator | per unit | Hot Water | 1 | 10.65% |  | 74.5% | 66.86% | 0 | 0 | 0 | 0 | 0 | 0 | 0 | 0 | 0 | 0 | 0 | 0 | 0 | 0 | 0 | 0 | 0 | 0 | 0 | 0 | [20 empty] | 0 | 0 | 0 | 0 | 0 | 0 | 0 | 0 | 0 | 0 | Unit | 0 | 0 | 0 | 0 | 0 | 0 | 0 | 0 | 0 | 0 | 0 | 0 | 0 | 0 | 0 | 0 | 0 | 0 | 0 | 0 | 0 | 0 | 0 | 0 | 0 | 0 | 0 | 0 | 0 | 0 | 0 | 0 | 0 | 0 | 0 | 0 | 0 | 0 | 0 | 0 | 0 | 0 | 0 | 0 | 0 | 0 | 0 | 0 | 0 | 0 | 0 | 0 | 0 | 0 | 0 | 0 | 0 | 0 | 0 | 0 | 0 | 0 | 0 | 0 | 0 | 0 | 0 | 0 | 0 | 0 | 0 | 0 | 0 | 0 | 0 | 0 | 0 | 0 | 0 | 0 | 0 | 0 | 0 | 0 | 0 | 0 | 0 | 0 | 0 | 0 | 0 | 0 | 0 | 0 | 0 | 0 | 0 | 0 | 0 | 0 | 0 | 0 | 0 | 0 | 0 | 0 | 0 | 0 | 0 | 0 | 0 | 0 | 0 | 0 | 0 | 0 | 0 | 0 | 0 | 0 | 0 | 0 | 0 | 0 | 0 | 0 | 0 | 0 | 0 | 0 | 0 | 0 | 0 | 0 | 0 | 0 | 0 | 0 | 0 | 0 | 9 | 0 | n/a | n/a | n/a | n/a | n/a | n/a | n/a | n/a | n/a | n/a | #DIV/0! | #DIV/0! | #DIV/0! | #DIV/0! | #DIV/0! | #DIV/0! | #DIV/0! | #DIV/0! | #DIV/0! | #DIV/0! | #DIV/0! | #DIV/0! | #DIV/0! | #DIV/0! | #DIV/0! | #DIV/0! | #DIV/0! | #DIV/0! | #DIV/0! | #DIV/0! | #DIV/0! | #DIV/0! | #DIV/0! | #DIV/0! | #DIV/0! | #DIV/0! | #DIV/0! | #DIV/0! | #DIV/0! | #DIV/0!
31 | Residential | Student Energy Education | 0 | Low Flow Showerhead - Single Family (Electric DHW) | Standard Showerhead | per unit | Hot Water | 1 | 89.35% |  | 74.5% | 66.86% | 0 | 0 | 0 | 0 | 0 | 0 | 0 | 0 | 0 | 0 | 0 | 0 | 0 | 0 | 0 | 0 | 0 | 0 | 0 | 0 | [20 empty] | 0 | 0 | 0 | 0 | 0 | 0 | 0 | 0 | 0 | 0 | Unit | 0 | 0 | 0 | 0 | 0 | 0 | 0 | 0 | 0 | 0 | 0 | 0 | 0 | 0 | 0 | 0 | 0 | 0 | 0 | 0 | 0 | 0 | 0 | 0 | 0 | 0 | 0 | 0 | 0 | 0 | 0 | 0 | 0 | 0 | 0 | 0 | 0 | 0 | 0 | 0 | 0 | 0 | 0 | 0 | 0 | 0 | 0 | 0 | 0 | 0 | 0 | 0 | 0 | 0 | 0 | 0 | 0 | 0 | 0 | 0 | 0 | 0 | 0 | 0 | 0 | 0 | 0 | 0 | 0 | 0 | 0 | 0 | 0 | 0 | 0 | 0 | 0 | 0 | 0 | 0 | 0 | 0 | 0 | 0 | 0 | 0 | 0 | 0 | 0 | 0 | 0 | 0 | 0 | 0 | 0 | 0 | 0 | 0 | 0 | 0 | 0 | 0 | 0 | 0 | 0 | 0 | 0 | 0 | 0 | 0 | 0 | 0 | 0 | 0 | 0 | 0 | 0 | 0 | 0 | 0 | 0 | 0 | 0 | 0 | 0 | 0 | 0 | 0 | 0 | 0 | 0 | 0 | 0 | 0 | 0 | 0 | 0 | 0 | 0 | 0 | 10 | 0 | n/a | n/a | n/a | n/a | n/a | n/a | n/a | n/a | n/a | n/a | #DIV/0! | #DIV/0! | #DIV/0! | #DIV/0! | #DIV/0! | #DIV/0! | #DIV/0! | #DIV/0! | #DIV/0! | #DIV/0! | #DIV/0! | #DIV/0! | #DIV/0! | #DIV/0! | #DIV/0! | #DIV/0! | #DIV/0! | #DIV/0! | #DIV/0! | #DIV/0! | #DIV/0! | #DIV/0! | #DIV/0! | #DIV/0! | #DIV/0! | #DIV/0! | #DIV/0! | #DIV/0! | #DIV/0! | #DIV/0!
32 | Residential | Student Energy Education | 0 | Low Flow Showerhead - Single Family (Natural Gas DHW) | Standard Showerhead | per unit | Hot Water | 1 | 10.65% |  | 74.5% | 66.86% | 0 | 0 | 0 | 0 | 0 | 0 | 0 | 0 | 0 | 0 | 0 | 0 | 0 | 0 | 0 | 0 | 0 | 0 | 0 | 0 | [20 empty] | 0 | 0 | 0 | 0 | 0 | 0 | 0 | 0 | 0 | 0 | Unit | 0 | 0 | 0 | 0 | 0 | 0 | 0 | 0 | 0 | 0 | 0 | 0 | 0 | 0 | 0 | 0 | 0 | 0 | 0 | 0 | 0 | 0 | 0 | 0 | 0 | 0 | 0 | 0 | 0 | 0 | 0 | 0 | 0 | 0 | 0 | 0 | 0 | 0 | 0 | 0 | 0 | 0 | 0 | 0 | 0 | 0 | 0 | 0 | 0 | 0 | 0 | 0 | 0 | 0 | 0 | 0 | 0 | 0 | 0 | 0 | 0 | 0 | 0 | 0 | 0 | 0 | 0 | 0 | 0 | 0 | 0 | 0 | 0 | 0 | 0 | 0 | 0 | 0 | 0 | 0 | 0 | 0 | 0 | 0 | 0 | 0 | 0 | 0 | 0 | 0 | 0 | 0 | 0 | 0 | 0 | 0 | 0 | 0 | 0 | 0 | 0 | 0 | 0 | 0 | 0 | 0 | 0 | 0 | 0 | 0 | 0 | 0 | 0 | 0 | 0 | 0 | 0 | 0 | 0 | 0 | 0 | 0 | 0 | 0 | 0 | 0 | 0 | 0 | 0 | 0 | 0 | 0 | 0 | 0 | 0 | 0 | 0 | 0 | 0 | 0 | 10 | 0 | n/a | n/a | n/a | n/a | n/a | n/a | n/a | n/a | n/a | n/a | #DIV/0! | #DIV/0! | #DIV/0! | #DIV/0! | #DIV/0! | #DIV/0! | #DIV/0! | #DIV/0! | #DIV/0! | #DIV/0! | #DIV/0! | #DIV/0! | #DIV/0! | #DIV/0! | #DIV/0! | #DIV/0! | #DIV/0! | #DIV/0! | #DIV/0! | #DIV/0! | #DIV/0! | #DIV/0! | #DIV/0! | #DIV/0! | #DIV/0! | #DIV/0! | #DIV/0! | #DIV/0! | #DIV/0! | #DIV/0!
117 | Commercial | Commercial Incentive Program | Prescriptive | Lighting Optimization - Remove 4ft Lamp from T8 System | 0 | per unit | Lighting | 8 | 100% | 45% | 100% | 83.46% | 544 | 560 | 576 | 632 | 648 | 664 | 688 | 704 | 720 | 736 | 68 | 70 | 72 | 79 | 81 | 83 | 86 | 88 | 90 | 92 | 12 | 12 | 12 | 12 | 12 | 12 | 12 | 12 | 12 | 12 | 0 | 0 | 0 | 0 | 0 | 0 | 0 | 0 | 0 | 0 | [10 empty] | Unit | 6 | 6 | 6 | 6 | 6 | 6 | 6 | 6 | 6 | 6 | 3264 | 3360 | 3456 | 3792 | 3888 | 3984 | 4128 | 4224 | 4320 | 4416 | 0 | 0 | 0 | 0 | 0 | 0 | 0 | 0 | 0 | 0 | 63028.7974 | 64882.5856 | 66736.3738 | 73224.6323 | 75078.4205 | 76932.2086 | 79712.8909 | 81566.679 | 83420.4672 | 85274.2554 | 14.1749 | 14.5918 | 15.0087 | 16.4679 | 16.8848 | 17.3017 | 17.9271 | 18.344 | 18.7609 | 19.1778 | 14.1749 | 14.5918 | 15.0087 | 16.4679 | 16.8848 | 17.3017 | 17.9271 | 18.344 | 18.7609 | 19.1778 | 0 | 0 | 0 | 0 | 0 | 0 | 0 | 0 | 0 | 0 | 0 | 0 | 0 | 0 | 0 | 0 | 0 | 0 | 0 | 0 | 0 | 0 | 0 | 0 | 0 | 0 | 0 | 0 | 0 | 0 | 52606.458 | 54153.7068 | 55700.9556 | 61116.3262 | 62663.575 | 64210.8238 | 66531.6969 | 68078.9457 | 69626.1945 | 71173.4432 | 11.831 | 12.1789 | 12.5269 | 13.7448 | 14.0928 | 14.4407 | 14.9627 | 15.3107 | 15.6586 | 16.0066 | 11.831 | 12.1789 | 12.5269 | 13.7448 | 14.0928 | 14.4407 | 14.9627 | 15.3107 | 15.6586 | 16.0066 | 0 | 0 | 0 | 0 | 0 | 0 | 0 | 0 | 0 | 0 | 0 | 0 | 0 | 0 | 0 | 0 | 0 | 0 | 0 | 0 | 11 | 0 | 5.2447 | 5.4041 | 5.5366 | 5.6364 | 5.739 | 5.8355 | 5.9236 | 5.9472 | 5.9572 | 5.968 | 96.703 | 96.703 | 96.703 | 96.703 | 96.703 | 96.703 | 96.703 | 96.703 | 96.703 | 96.703 | 0.021748 | 0.021748 | 0.021748 | 0.021748 | 0.021748 | 0.021748 | 0.021748 | 0.021748 | 0.021748 | 0.021748 | 0.021748 | 0.021748 | 0.021748 | 0.021748 | 0.021748 | 0.021748 | 0.021748 | 0.021748 | 0.021748 | 0.021748
118 | Commercial | Commercial Incentive Program | Prescriptive | Lighting Optimization - Remove 8ft Lamp from T8 System | 0 | per unit | Lighting | 8 | 100% | 45% | 100% | 83.46% | 544 | 560 | 576 | 632 | 648 | 664 | 688 | 704 | 720 | 736 | 68 | 70 | 72 | 79 | 81 | 83 | 86 | 88 | 90 | 92 | 16 | 16 | 16 | 16 | 16 | 16 | 16 | 16 | 16 | 16 | 0 | 0 | 0 | 0 | 0 | 0 | 0 | 0 | 0 | 0 | [10 empty] | Unit | 8 | 8 | 8 | 8 | 8 | 8 | 8 | 8 | 8 | 8 | 4352 | 4480 | 4608 | 5056 | 5184 | 5312 | 5504 | 5632 | 5760 | 5888 | 0 | 0 | 0 | 0 | 0 | 0 | 0 | 0 | 0 | 0 | 130559.6518 | 134399.6416 | 138239.6314 | 151679.5955 | 155519.5853 | 159359.575 | 165119.5597 | 168959.5494 | 172799.5392 | 176639.529 | 29.3623 | 30.2259 | 31.0895 | 34.1121 | 34.9757 | 35.8393 | 37.1347 | 37.9983 | 38.8619 | 39.7255 | 29.3623 | 30.2259 | 31.0895 | 34.1121 | 34.9757 | 35.8393 | 37.1347 | 37.9983 | 38.8619 | 39.7255 | 0 | 0 | 0 | 0 | 0 | 0 | 0 | 0 | 0 | 0 | 0 | 0 | 0 | 0 | 0 | 0 | 0 | 0 | 0 | 0 | 0 | 0 | 0 | 0 | 0 | 0 | 0 | 0 | 0 | 0 | 108970.5202 | 112175.5355 | 115380.5508 | 126598.1044 | 129803.1197 | 133008.135 | 137815.6579 | 141020.6732 | 144225.6885 | 147430.7038 | 24.507 | 25.2278 | 25.9486 | 28.4714 | 29.1922 | 29.9129 | 30.9941 | 31.7149 | 32.4357 | 33.1565 | 24.507 | 25.2278 | 25.9486 | 28.4714 | 29.1922 | 29.9129 | 30.9941 | 31.7149 | 32.4357 | 33.1565 | 0 | 0 | 0 | 0 | 0 | 0 | 0 | 0 | 0 | 0 | 0 | 0 | 0 | 0 | 0 | 0 | 0 | 0 | 0 | 0 | 11 | 0 | 8.1481 | 8.3957 | 8.6015 | 8.7566 | 8.916 | 9.0659 | 9.2028 | 9.2394 | 9.2549 | 9.2717 | 200.3135 | 200.3135 | 200.3135 | 200.3135 | 200.3135 | 200.3135 | 200.3135 | 200.3135 | 200.3135 | 200.3135 | 0.04505 | 0.04505 | 0.04505 | 0.04505 | 0.04505 | 0.04505 | 0.04505 | 0.04505 | 0.04505 | 0.04505 | 0.04505 | 0.04505 | 0.04505 | 0.04505 | 0.04505 | 0.04505 | 0.04505 | 0.04505 | 0.04505 | 0.04505
119 | Commercial | Commercial Incentive Program | Prescriptive | High Bay Fluorescent Fixture w/ HE Electronic Ballast (T5 ≤4 lamps) | 250W Metal Halide | per unit | Lighting | 8 | 100% | 30% | 100% | 83.46% | 360 | 376 | 384 | 424 | 432 | 448 | 456 | 472 | 480 | 496 | 45 | 47 | 48 | 53 | 54 | 56 | 57 | 59 | 60 | 62 | 100 | 100 | 100 | 100 | 100 | 100 | 100 | 100 | 100 | 100 | 0 | 0 | 0 | 0 | 0 | 0 | 0 | 0 | 0 | 0 | [10 empty] | Unit | 50 | 50 | 50 | 50 | 50 | 50 | 50 | 50 | 50 | 50 | 18000 | 18800 | 19200 | 21200 | 21600 | 22400 | 22800 | 23600 | 24000 | 24800 | 0 | 0 | 0 | 0 | 0 | 0 | 0 | 0 | 0 | 0 | 171309.888 | 178923.6608 | 182730.5472 | 201764.9792 | 205571.8656 | 213185.6384 | 216992.5248 | 224606.2976 | 228413.184 | 236026.9568 | 38.5268 | 40.2391 | 41.0953 | 45.3761 | 46.2322 | 47.9445 | 48.8007 | 50.513 | 51.3691 | 53.0814 | 38.5268 | 40.2391 | 41.0953 | 45.3761 | 46.2322 | 47.9445 | 48.8007 | 50.513 | 51.3691 | 53.0814 | 0 | 0 | 0 | 0 | 0 | 0 | 0 | 0 | 0 | 0 | 0 | 0 | 0 | 0 | 0 | 0 | 0 | 0 | 0 | 0 | 0 | 0 | 0 | 0 | 0 | 0 | 0 | 0 | 0 | 0 | 142982.3636 | 149337.1353 | 152514.5212 | 168401.4505 | 171578.8363 | 177933.6081 | 181110.9939 | 187465.7656 | 190643.1515 | 196997.9232 | 32.1561 | 33.5853 | 34.2998 | 37.8727 | 38.5873 | 40.0165 | 40.7311 | 42.1602 | 42.8748 | 44.304 | 32.1561 | 33.5853 | 34.2998 | 37.8727 | 38.5873 | 40.0165 | 40.7311 | 42.1602 | 42.8748 | 44.304 | 0 | 0 | 0 | 0 | 0 | 0 | 0 | 0 | 0 | 0 | 0 | 0 | 0 | 0 | 0 | 0 | 0 | 0 | 0 | 0 | 15 | 0 | 3.1702 | 3.2466 | 3.3106 | 3.359 | 3.4069 | 3.4546 | 3.5003 | 3.5171 | 3.5352 | 3.5539 | 397.1732 | 397.1732 | 397.1732 | 397.1732 | 397.1732 | 397.1732 | 397.1732 | 397.1732 | 397.1732 | 397.1732 | 0.089323 | 0.089323 | 0.089323 | 0.089323 | 0.089323 | 0.089323 | 0.089323 | 0.089323 | 0.089323 | 0.089323 | 0.089323 | 0.089323 | 0.089323 | 0.089323 | 0.089323 | 0.089323 | 0.089323 | 0.089323 | 0.089323 | 0.089323
120 | Commercial | Commercial Incentive Program | Prescriptive | High Bay Fluorescent Fixture w/ HE Electronic Ballast (T5 >4 lamps) | 400W Metal Halide | per unit | Lighting | 8 | 100% | 30% | 100% | 83.46% | 360 | 376 | 384 | 424 | 432 | 448 | 456 | 472 | 480 | 496 | 45 | 47 | 48 | 53 | 54 | 56 | 57 | 59 | 60 | 62 | 100 | 100 | 100 | 100 | 100 | 100 | 100 | 100 | 100 | 100 | 0 | 0 | 0 | 0 | 0 | 0 | 0 | 0 | 0 | 0 | [10 empty] | Unit | 50 | 50 | 50 | 50 | 50 | 50 | 50 | 50 | 50 | 50 | 18000 | 18800 | 19200 | 21200 | 21600 | 22400 | 22800 | 23600 | 24000 | 24800 | 0 | 0 | 0 | 0 | 0 | 0 | 0 | 0 | 0 | 0 | 141516.864 | 147806.5024 | 150951.3216 | 166675.4176 | 169820.2368 | 176109.8752 | 179254.6944 | 185544.3328 | 188689.152 | 194978.7904 | 31.8265 | 33.241 | 33.9483 | 37.4846 | 38.1918 | 39.6063 | 40.3136 | 41.7281 | 42.4354 | 43.8499 | 31.8265 | 33.241 | 33.9483 | 37.4846 | 38.1918 | 39.6063 | 40.3136 | 41.7281 | 42.4354 | 43.8499 | 0 | 0 | 0 | 0 | 0 | 0 | 0 | 0 | 0 | 0 | 0 | 0 | 0 | 0 | 0 | 0 | 0 | 0 | 0 | 0 | 0 | 0 | 0 | 0 | 0 | 0 | 0 | 0 | 0 | 0 | 118115.8656 | 123365.4596 | 125990.2566 | 139114.2417 | 141739.0387 | 146988.6327 | 149613.4298 | 154863.0238 | 157487.8208 | 162737.4148 | 26.5637 | 27.7443 | 28.3347 | 31.2862 | 31.8765 | 33.0571 | 33.6474 | 34.828 | 35.4183 | 36.5989 | 26.5637 | 27.7443 | 28.3347 | 31.2862 | 31.8765 | 33.0571 | 33.6474 | 34.828 | 35.4183 | 36.5989 | 0 | 0 | 0 | 0 | 0 | 0 | 0 | 0 | 0 | 0 | 0 | 0 | 0 | 0 | 0 | 0 | 0 | 0 | 0 | 0 | 15 | 0 | 2.6188 | 2.682 | 2.7349 | 2.7748 | 2.8144 | 2.8538 | 2.8915 | 2.9054 | 2.9203 | 2.9359 | 328.0996 | 328.0996 | 328.0996 | 328.0996 | 328.0996 | 328.0996 | 328.0996 | 328.0996 | 328.0996 | 328.0996 | 0.073788 | 0.073788 | 0.073788 | 0.073788 | 0.073788 | 0.073788 | 0.073788 | 0.073788 | 0.073788 | 0.073788 | 0.073788 | 0.073788 | 0.073788 | 0.073788 | 0.073788 | 0.073788 | 0.073788 | 0.073788 | 0.073788 | 0.073788
121 | Commercial | Commercial Incentive Program | Prescriptive | High Bay Fluorescent Fixture (HP T8 ≤4 lamps) | 250W Metal Halide | per unit | Lighting | 8 | 100% | 40% | 100% | 83.46% | 480 | 496 | 512 | 560 | 576 | 592 | 608 | 624 | 640 | 656 | 60 | 62 | 64 | 70 | 72 | 74 | 76 | 78 | 80 | 82 | 200 | 200 | 200 | 200 | 200 | 200 | 200 | 200 | 200 | 200 | 0 | 0 | 0 | 0 | 0 | 0 | 0 | 0 | 0 | 0 | [10 empty] | Unit | 100 | 100 | 100 | 100 | 100 | 100 | 100 | 100 | 100 | 100 | 48000 | 49600 | 51200 | 56000 | 57600 | 59200 | 60800 | 62400 | 64000 | 65600 | 0 | 0 | 0 | 0 | 0 | 0 | 0 | 0 | 0 | 0 | 295944.0384 | 305808.8397 | 315673.641 | 345268.0448 | 355132.8461 | 364997.6474 | 374862.4486 | 384727.2499 | 394592.0512 | 404456.8525 | 66.5565 | 68.7751 | 70.9936 | 77.6493 | 79.8678 | 82.0864 | 84.3049 | 86.5235 | 88.742 | 90.9606 | 66.5565 | 68.7751 | 70.9936 | 77.6493 | 79.8678 | 82.0864 | 84.3049 | 86.5235 | 88.742 | 90.9606 | 0 | 0 | 0 | 0 | 0 | 0 | 0 | 0 | 0 | 0 | 0 | 0 | 0 | 0 | 0 | 0 | 0 | 0 | 0 | 0 | 0 | 0 | 0 | 0 | 0 | 0 | 0 | 0 | 0 | 0 | 247007.2137 | 255240.7875 | 263474.3613 | 288175.0826 | 296408.6564 | 304642.2302 | 312875.804 | 321109.3778 | 329342.9516 | 337576.5254 | 55.5508 | 57.4025 | 59.2542 | 64.8093 | 66.661 | 68.5127 | 70.3644 | 72.2161 | 74.0678 | 75.9195 | 55.5508 | 57.4025 | 59.2542 | 64.8093 | 66.661 | 68.5127 | 70.3644 | 72.2161 | 74.0678 | 75.9195 | 0 | 0 | 0 | 0 | 0 | 0 | 0 | 0 | 0 | 0 | 0 | 0 | 0 | 0 | 0 | 0 | 0 | 0 | 0 | 0 | 15 | 0 | 2.0537 | 2.1032 | 2.1447 | 2.176 | 2.2071 | 2.238 | 2.2676 | 2.2785 | 2.2902 | 2.3023 | 514.5984 | 514.5984 | 514.5984 | 514.5984 | 514.5984 | 514.5984 | 514.5984 | 514.5984 | 514.5984 | 514.5984 | 0.11573 | 0.11573 | 0.11573 | 0.11573 | 0.11573 | 0.11573 | 0.11573 | 0.11573 | 0.11573 | 0.11573 | 0.11573 | 0.11573 | 0.11573 | 0.11573 | 0.11573 | 0.11573 | 0.11573 | 0.11573 | 0.11573 | 0.11573
122 | Commercial | Commercial Incentive Program | Prescriptive | High Bay Fluorescent Fixture (HP T8 >4 lamps) | 400W Metal Halide | per unit | Lighting | 8 | 100% | 40% | 100% | 83.46% | 480 | 496 | 512 | 560 | 576 | 592 | 608 | 624 | 640 | 656 | 60 | 62 | 64 | 70 | 72 | 74 | 76 | 78 | 80 | 82 | 225 | 225 | 225 | 225 | 225 | 225 | 225 | 225 | 225 | 225 | 0 | 0 | 0 | 0 | 0 | 0 | 0 | 0 | 0 | 0 | [10 empty] | Unit | 100 | 100 | 100 | 100 | 100 | 100 | 100 | 100 | 100 | 100 | 48000 | 49600 | 51200 | 56000 | 57600 | 59200 | 60800 | 62400 | 64000 | 65600 | 0 | 0 | 0 | 0 | 0 | 0 | 0 | 0 | 0 | 0 | 494564.1984 | 511049.6717 | 527535.145 | 576991.5648 | 593477.0381 | 609962.5114 | 626447.9846 | 642933.4579 | 659418.9312 | 675904.4045 | 111.2253 | 114.9328 | 118.6403 | 129.7629 | 133.4704 | 137.1779 | 140.8854 | 144.5929 | 148.3004 | 152.0079 | 111.2253 | 114.9328 | 118.6403 | 129.7629 | 133.4704 | 137.1779 | 140.8854 | 144.5929 | 148.3004 | 152.0079 | 0 | 0 | 0 | 0 | 0 | 0 | 0 | 0 | 0 | 0 | 0 | 0 | 0 | 0 | 0 | 0 | 0 | 0 | 0 | 0 | 0 | 0 | 0 | 0 | 0 | 0 | 0 | 0 | 0 | 0 | 412783.8672 | 426543.3294 | 440302.7916 | 481581.1783 | 495340.6406 | 509100.1028 | 522859.5651 | 536619.0273 | 550378.4895 | 564137.9518 | 92.8333 | 95.9277 | 99.0222 | 108.3055 | 111.3999 | 114.4944 | 117.5888 | 120.6833 | 123.7777 | 126.8721 | 92.8333 | 95.9277 | 99.0222 | 108.3055 | 111.3999 | 114.4944 | 117.5888 | 120.6833 | 123.7777 | 126.8721 | 0 | 0 | 0 | 0 | 0 | 0 | 0 | 0 | 0 | 0 | 0 | 0 | 0 | 0 | 0 | 0 | 0 | 0 | 0 | 0 | 15 | 0 | 3.0507 | 3.1243 | 3.1859 | 3.2324 | 3.2785 | 3.3244 | 3.3684 | 3.3846 | 3.402 | 3.42 | 859.9664 | 859.9664 | 859.9664 | 859.9664 | 859.9664 | 859.9664 | 859.9664 | 859.9664 | 859.9664 | 859.9664 | 0.1934 | 0.1934 | 0.1934 | 0.1934 | 0.1934 | 0.1934 | 0.1934 | 0.1934 | 0.1934 | 0.1934 | 0.1934 | 0.1934 | 0.1934 | 0.1934 | 0.1934 | 0.1934 | 0.1934 | 0.1934 | 0.1934 | 0.1934
125 | Commercial | Commercial Incentive Program | Prescriptive | Low Wattage T8 Lamp | Standard T8 | per unit | Lighting | 8 | 100% | 70% | 100% | 83.46% | 840 | 872 | 896 | 984 | 1008 | 1040 | 1064 | 1096 | 1120 | 1152 | 105 | 109 | 112 | 123 | 126 | 130 | 133 | 137 | 140 | 144 | 2 | 2 | 2 | 2 | 2 | 2 | 2 | 2 | 2 | 2 | 0 | 0 | 0 | 0 | 0 | 0 | 0 | 0 | 0 | 0 | [10 empty] | Unit | 1 | 1 | 1 | 1 | 1 | 1 | 1 | 1 | 1 | 1 | 840 | 872 | 896 | 984 | 1008 | 1040 | 1064 | 1096 | 1120 | 1152 | 0 | 0 | 0 | 0 | 0 | 0 | 0 | 0 | 0 | 0 | 20855.1168 | 21649.5974 | 22245.4579 | 24430.2797 | 25026.1402 | 25820.6208 | 26416.4813 | 27210.9619 | 27806.8224 | 28601.303 | 4.6902 | 4.8689 | 5.0029 | 5.4943 | 5.6283 | 5.8069 | 5.941 | 6.1196 | 6.2536 | 6.4323 | 4.6902 | 4.8689 | 5.0029 | 5.4943 | 5.6283 | 5.8069 | 5.941 | 6.1196 | 6.2536 | 6.4323 | 0 | 0 | 0 | 0 | 0 | 0 | 0 | 0 | 0 | 0 | 0 | 0 | 0 | 0 | 0 | 0 | 0 | 0 | 0 | 0 | 0 | 0 | 0 | 0 | 0 | 0 | 0 | 0 | 0 | 0 | 17406.5486 | 18069.6552 | 18566.9852 | 20390.5284 | 20887.8583 | 21550.965 | 22048.2949 | 22711.4015 | 23208.7315 | 23871.8381 | 3.9147 | 4.0638 | 4.1756 | 4.5857 | 4.6976 | 4.8467 | 4.9586 | 5.1077 | 5.2195 | 5.3687 | 3.9147 | 4.0638 | 4.1756 | 4.5857 | 4.6976 | 4.8467 | 4.9586 | 5.1077 | 5.2195 | 5.3687 | 0 | 0 | 0 | 0 | 0 | 0 | 0 | 0 | 0 | 0 | 0 | 0 | 0 | 0 | 0 | 0 | 0 | 0 | 0 | 0 | 10 | 0 | 6.2835 | 6.4842 | 6.6557 | 6.7851 | 6.9209 | 7.0455 | 7.1569 | 7.1867 | 7.2112 | 7.2151 | 20.7221 | 20.7221 | 20.7221 | 20.7221 | 20.7221 | 20.7221 | 20.7221 | 20.7221 | 20.7221 | 20.7221 | 0.0046603 | 0.0046603 | 0.0046603 | 0.0046603 | 0.0046603 | 0.0046603 | 0.0046603 | 0.0046603 | 0.0046603 | 0.0046603 | 0.0046603 | 0.0046603 | 0.0046603 | 0.0046603 | 0.0046603 | 0.0046603 | 0.0046603 | 0.0046603 | 0.0046603 | 0.0046603
127 | Commercial | Commercial Incentive Program | Prescriptive | Omnidirectional LED Bulb (<10W) | Halogen/CFL (2020) | per unit | Lighting | 8 | 100% | 20% | 100% | 83.46% | 240 | 248 | 256 | 280 | 0 | 0 | 0 | 0 | 0 | 0 | 30 | 31 | 32 | 35 | 0 | 0 | 0 | 0 | 0 | 0 | 28.75 | 28.75 | 28.75 | 28.75 | 27.5 | 27.5 | 27.5 | 27.5 | 27.5 | 27.5 | 0 | 0 | 0 | 0 | 0 | 0 | 0 | 0 | 0 | 0 | [10 empty] | Unit | 15 | 15 | 15 | 15 | 15 | 15 | 15 | 15 | 15 | 15 | 3600 | 3720 | 3840 | 4200 | 0 | 0 | 0 | 0 | 0 | 0 | 0 | 0 | 0 | 0 | 0 | 0 | 0 | 0 | 0 | 0 | 19266.1555 | 19908.3607 | 20550.5659 | 22477.1814 | 0 | 0 | 0 | 0 | 0 | 0 | 4.3329 | 4.4773 | 4.6217 | 5.055 | 0 | 0 | 0 | 0 | 0 | 0 | 4.3329 | 4.4773 | 4.6217 | 5.055 | 0 | 0 | 0 | 0 | 0 | 0 | 0 | 0 | 0 | 0 | 0 | 0 | 0 | 0 | 0 | 0 | 0 | 0 | 0 | 0 | 0 | 0 | 0 | 0 | 0 | 0 | 0 | 0 | 0 | 0 | 0 | 0 | 0 | 0 | 0 | 0 | 16080.3354 | 16616.3466 | 17152.3577 | 18760.3913 | 0 | 0 | 0 | 0 | 0 | 0 | 3.6164 | 3.7369 | 3.8575 | 4.2191 | 0 | 0 | 0 | 0 | 0 | 0 | 3.6164 | 3.7369 | 3.8575 | 4.2191 | 0 | 0 | 0 | 0 | 0 | 0 | 0 | 0 | 0 | 0 | 0 | 0 | 0 | 0 | 0 | 0 | 0 | 0 | 0 | 0 | 0 | 0 | 0 | 0 | 0 | 0 | 8 | 0 | 1.1836 | 1.2268 | 1.2634 | 1.2917 | n/a | n/a | n/a | n/a | n/a | n/a | 67.0014 | 67.0014 | 67.0014 | 67.0014 | #DIV/0! | #DIV/0! | #DIV/0! | #DIV/0! | #DIV/0! | #DIV/0! | 0.015068 | 0.015068 | 0.015068 | 0.015068 | #DIV/0! | #DIV/0! | #DIV/0! | #DIV/0! | #DIV/0! | #DIV/0! | 0.015068 | 0.015068 | 0.015068 | 0.015068 | #DIV/0! | #DIV/0! | #DIV/0! | #DIV/0! | #DIV/0! | #DIV/0!
128 | Commercial | Commercial Incentive Program | Prescriptive | Omnidirectional LED Bulb (≥10W) | Halogen | per unit | Lighting | 8 | 100% | 20% | 100% | 83.46% | 240 | 248 | 256 | 280 | 0 | 0 | 0 | 0 | 0 | 0 | 30 | 31 | 32 | 35 | 0 | 0 | 0 | 0 | 0 | 0 | 38.75 | 38.75 | 38.75 | 38.75 | 37.5 | 37.5 | 37.5 | 37.5 | 37.5 | 37.5 | 0 | 0 | 0 | 0 | 0 | 0 | 0 | 0 | 0 | 0 | [10 empty] | Unit | 20 | 20 | 20 | 20 | 20 | 20 | 20 | 20 | 20 | 20 | 4800 | 4960 | 5120 | 5600 | 0 | 0 | 0 | 0 | 0 | 0 | 0 | 0 | 0 | 0 | 0 | 0 | 0 | 0 | 0 | 0 | 29693.7139 | 30683.5044 | 31673.2948 | 34642.6662 | 0 | 0 | 0 | 0 | 0 | 0 | 6.678 | 6.9006 | 7.1232 | 7.791 | 0 | 0 | 0 | 0 | 0 | 0 | 6.678 | 6.9006 | 7.1232 | 7.791 | 0 | 0 | 0 | 0 | 0 | 0 | 0 | 0 | 0 | 0 | 0 | 0 | 0 | 0 | 0 | 0 | 0 | 0 | 0 | 0 | 0 | 0 | 0 | 0 | 0 | 0 | 0 | 0 | 0 | 0 | 0 | 0 | 0 | 0 | 0 | 0 | 24783.6097 | 25609.73 | 26435.8503 | 28914.2113 | 0 | 0 | 0 | 0 | 0 | 0 | 5.5737 | 5.7595 | 5.9453 | 6.5027 | 0 | 0 | 0 | 0 | 0 | 0 | 5.5737 | 5.7595 | 5.9453 | 6.5027 | 0 | 0 | 0 | 0 | 0 | 0 | 0 | 0 | 0 | 0 | 0 | 0 | 0 | 0 | 0 | 0 | 0 | 0 | 0 | 0 | 0 | 0 | 0 | 0 | 0 | 0 | 8 | 0 | 1.3534 | 1.4029 | 1.4447 | 1.4771 | n/a | n/a | n/a | n/a | n/a | n/a | 103.265 | 103.265 | 103.265 | 103.265 | #DIV/0! | #DIV/0! | #DIV/0! | #DIV/0! | #DIV/0! | #DIV/0! | 0.023224 | 0.023224 | 0.023224 | 0.023224 | #DIV/0! | #DIV/0! | #DIV/0! | #DIV/0! | #DIV/0! | #DIV/0! | 0.023224 | 0.023224 | 0.023224 | 0.023224 | #DIV/0! | #DIV/0! | #DIV/0! | #DIV/0! | #DIV/0! | #DIV/0!
129 | Commercial | Commercial Incentive Program | Prescriptive | Directional LED Bulb (<15W) | Incandescent | per unit | Lighting | 8 | 100% | 20% | 100% | 83.46% | 240 | 248 | 256 | 280 | 288 | 296 | 304 | 312 | 320 | 328 | 30 | 31 | 32 | 35 | 36 | 37 | 38 | 39 | 40 | 41 | 40 | 40 | 40 | 40 | 40 | 40 | 40 | 40 | 40 | 40 | 0 | 0 | 0 | 0 | 0 | 0 | 0 | 0 | 0 | 0 | [10 empty] | Unit | 20 | 20 | 20 | 20 | 20 | 20 | 20 | 20 | 20 | 20 | 4800 | 4960 | 5120 | 5600 | 5760 | 5920 | 6080 | 6240 | 6400 | 6560 | 0 | 0 | 0 | 0 | 0 | 0 | 0 | 0 | 0 | 0 | 32772.3264 | 33864.7373 | 34957.1482 | 38234.3808 | 39326.7917 | 40419.2026 | 41511.6134 | 42604.0243 | 43696.4352 | 44788.8461 | 7.3704 | 7.616 | 7.8617 | 8.5987 | 8.8444 | 9.0901 | 9.3358 | 9.5815 | 9.8271 | 10.0728 | 7.3704 | 7.616 | 7.8617 | 8.5987 | 8.8444 | 9.0901 | 9.3358 | 9.5815 | 9.8271 | 10.0728 | 0 | 0 | 0 | 0 | 0 | 0 | 0 | 0 | 0 | 0 | 0 | 0 | 0 | 0 | 0 | 0 | 0 | 0 | 0 | 0 | 0 | 0 | 0 | 0 | 0 | 0 | 0 | 0 | 0 | 0 | 27353.1478 | 28264.9194 | 29176.691 | 31912.0058 | 32823.7774 | 33735.549 | 34647.3206 | 35559.0922 | 36470.8638 | 37382.6354 | 6.1516 | 6.3567 | 6.5617 | 7.1769 | 7.3819 | 7.587 | 7.792 | 7.9971 | 8.2021 | 8.4072 | 6.1516 | 6.3567 | 6.5617 | 7.1769 | 7.3819 | 7.587 | 7.792 | 7.9971 | 8.2021 | 8.4072 | 0 | 0 | 0 | 0 | 0 | 0 | 0 | 0 | 0 | 0 | 0 | 0 | 0 | 0 | 0 | 0 | 0 | 0 | 0 | 0 | 11 | 0 | 1.8544 | 1.9107 | 1.9576 | 1.9929 | 2.0292 | 2.0633 | 2.0944 | 2.1028 | 2.1063 | 2.1101 | 113.9714 | 113.9714 | 113.9714 | 113.9714 | 113.9714 | 113.9714 | 113.9714 | 113.9714 | 113.9714 | 113.9714 | 0.025632 | 0.025632 | 0.025632 | 0.025632 | 0.025632 | 0.025632 | 0.025632 | 0.025632 | 0.025632 | 0.025632 | 0.025632 | 0.025632 | 0.025632 | 0.025632 | 0.025632 | 0.025632 | 0.025632 | 0.025632 | 0.025632 | 0.025632
130 | Commercial | Commercial Incentive Program | Prescriptive | Directional LED Bulb (≥15W) | Incandescent | per unit | Lighting | 8 | 100% | 20% | 100% | 83.46% | 240 | 248 | 256 | 280 | 288 | 296 | 304 | 312 | 320 | 328 | 30 | 31 | 32 | 35 | 36 | 37 | 38 | 39 | 40 | 41 | 50 | 50 | 50 | 50 | 50 | 50 | 50 | 50 | 50 | 50 | 0 | 0 | 0 | 0 | 0 | 0 | 0 | 0 | 0 | 0 | [10 empty] | Unit | 25 | 25 | 25 | 25 | 25 | 25 | 25 | 25 | 25 | 25 | 6000 | 6200 | 6400 | 7000 | 7200 | 7400 | 7600 | 7800 | 8000 | 8200 | 0 | 0 | 0 | 0 | 0 | 0 | 0 | 0 | 0 | 0 | 52634.3424 | 54388.8205 | 56143.2986 | 61406.7328 | 63161.2109 | 64915.689 | 66670.167 | 68424.6451 | 70179.1232 | 71933.6013 | 11.8372 | 12.2318 | 12.6264 | 13.8101 | 14.2047 | 14.5993 | 14.9938 | 15.3884 | 15.783 | 16.1776 | 11.8372 | 12.2318 | 12.6264 | 13.8101 | 14.2047 | 14.5993 | 14.9938 | 15.3884 | 15.783 | 16.1776 | 0 | 0 | 0 | 0 | 0 | 0 | 0 | 0 | 0 | 0 | 0 | 0 | 0 | 0 | 0 | 0 | 0 | 0 | 0 | 0 | 0 | 0 | 0 | 0 | 0 | 0 | 0 | 0 | 0 | 0 | 43930.8132 | 45395.1736 | 46859.534 | 51252.6154 | 52716.9758 | 54181.3362 | 55645.6967 | 57110.0571 | 58574.4176 | 60038.778 | 9.8798 | 10.2092 | 10.5385 | 11.5265 | 11.8558 | 12.1851 | 12.5145 | 12.8438 | 13.1731 | 13.5025 | 9.8798 | 10.2092 | 10.5385 | 11.5265 | 11.8558 | 12.1851 | 12.5145 | 12.8438 | 13.1731 | 13.5025 | 0 | 0 | 0 | 0 | 0 | 0 | 0 | 0 | 0 | 0 | 0 | 0 | 0 | 0 | 0 | 0 | 0 | 0 | 0 | 0 | 11 | 0 | 2.3826 | 2.455 | 2.5152 | 2.5606 | 2.6072 | 2.651 | 2.691 | 2.7017 | 2.7063 | 2.7112 | 183.0451 | 183.0451 | 183.0451 | 183.0451 | 183.0451 | 183.0451 | 183.0451 | 183.0451 | 183.0451 | 183.0451 | 0.041166 | 0.041166 | 0.041166 | 0.041166 | 0.041166 | 0.041166 | 0.041166 | 0.041166 | 0.041166 | 0.041166 | 0.041166 | 0.041166 | 0.041166 | 0.041166 | 0.041166 | 0.041166 | 0.041166 | 0.041166 | 0.041166 | 0.041166
135 | Commercial | Commercial Incentive Program | Prescriptive | LED High & Low-Bay Fixture | Pulse Start MH | per unit | Lighting | 8 | 100% | 65% | 100% | 83.46% | 784 | 808 | 832 | 912 | 936 | 960 | 992 | 1016 | 1040 | 1064 | 98 | 101 | 104 | 114 | 117 | 120 | 124 | 127 | 130 | 133 | 200 | 200 | 200 | 200 | 200 | 200 | 200 | 200 | 200 | 200 | 0 | 0 | 0 | 0 | 0 | 0 | 0 | 0 | 0 | 0 | [10 empty] | Unit | 100 | 100 | 100 | 100 | 100 | 100 | 100 | 100 | 100 | 100 | 78400 | 80800 | 83200 | 91200 | 93600 | 96000 | 99200 | 101600 | 104000 | 106400 | 0 | 0 | 0 | 0 | 0 | 0 | 0 | 0 | 0 | 0 | 437308.6269 | 450695.6257 | 464082.6245 | 508705.9538 | 522092.9526 | 535479.9514 | 553329.2831 | 566716.2819 | 580103.2806 | 593490.2794 | 98.3488 | 101.3595 | 104.3701 | 114.4057 | 117.4164 | 120.4271 | 124.4413 | 127.452 | 130.4627 | 133.4734 | 98.3488 | 101.3595 | 104.3701 | 114.4057 | 117.4164 | 120.4271 | 124.4413 | 127.452 | 130.4627 | 133.4734 | 0 | 0 | 0 | 0 | 0 | 0 | 0 | 0 | 0 | 0 | 0 | 0 | 0 | 0 | 0 | 0 | 0 | 0 | 0 | 0 | 0 | 0 | 0 | 0 | 0 | 0 | 0 | 0 | 0 | 0 | 364995.9838 | 376169.3303 | 387342.6767 | 424587.1649 | 435760.5113 | 446933.8578 | 461831.653 | 473004.9995 | 484178.3459 | 495351.6924 | 82.086 | 84.5988 | 87.1117 | 95.4878 | 98.0006 | 100.5135 | 103.8639 | 106.3767 | 108.8896 | 111.4024 | 82.086 | 84.5988 | 87.1117 | 95.4878 | 98.0006 | 100.5135 | 103.8639 | 106.3767 | 108.8896 | 111.4024 | 0 | 0 | 0 | 0 | 0 | 0 | 0 | 0 | 0 | 0 | 0 | 0 | 0 | 0 | 0 | 0 | 0 | 0 | 0 | 0 | 11 | 0 | 1.515 | 1.561 | 1.5993 | 1.6281 | 1.6578 | 1.6856 | 1.7111 | 1.7179 | 1.7208 | 1.7239 | 465.5561 | 465.5561 | 465.5561 | 465.5561 | 465.5561 | 465.5561 | 465.5561 | 465.5561 | 465.5561 | 465.5561 | 0.1047 | 0.1047 | 0.1047 | 0.1047 | 0.1047 | 0.1047 | 0.1047 | 0.1047 | 0.1047 | 0.1047 | 0.1047 | 0.1047 | 0.1047 | 0.1047 | 0.1047 | 0.1047 | 0.1047 | 0.1047 | 0.1047 | 0.1047
136 | Commercial | Commercial Incentive Program | Prescriptive | LED Wall Mounted Area Lights (<30W) | 100W Metal Halide | per unit | Lighting | 5 | 100% | 5% | 100% | 83.46% | 40 | 40 | 40 | 45 | 45 | 45 | 50 | 50 | 50 | 50 | 8 | 8 | 8 | 9 | 9 | 9 | 10 | 10 | 10 | 10 | 125 | 125 | 125 | 125 | 125 | 125 | 125 | 125 | 125 | 125 | 0 | 0 | 0 | 0 | 0 | 0 | 0 | 0 | 0 | 0 | [10 empty] | Unit | 50 | 50 | 50 | 50 | 50 | 50 | 50 | 50 | 50 | 50 | 2000 | 2000 | 2000 | 2250 | 2250 | 2250 | 2500 | 2500 | 2500 | 2500 | 0 | 0 | 0 | 0 | 0 | 0 | 0 | 0 | 0 | 0 | 20729.884 | 20729.884 | 20729.884 | 23321.1195 | 23321.1195 | 23321.1195 | 25912.355 | 25912.355 | 25912.355 | 25912.355 | 0 | 0 | 0 | 0 | 0 | 0 | 0 | 0 | 0 | 0 | 0 | 0 | 0 | 0 | 0 | 0 | 0 | 0 | 0 | 0 | 0 | 0 | 0 | 0 | 0 | 0 | 0 | 0 | 0 | 0 | 0 | 0 | 0 | 0 | 0 | 0 | 0 | 0 | 0 | 0 | 0 | 0 | 0 | 0 | 0 | 0 | 0 | 0 | 0 | 0 | 17302.0241 | 17302.0241 | 17302.0241 | 19464.7771 | 19464.7771 | 19464.7771 | 21627.5301 | 21627.5301 | 21627.5301 | 21627.5301 | 0 | 0 | 0 | 0 | 0 | 0 | 0 | 0 | 0 | 0 | 0 | 0 | 0 | 0 | 0 | 0 | 0 | 0 | 0 | 0 | 0 | 0 | 0 | 0 | 0 | 0 | 0 | 0 | 0 | 0 | 0 | 0 | 0 | 0 | 0 | 0 | 0 | 0 | 0 | 0 | 10 | 0 | 1.6524 | 1.6717 | 1.6888 | 1.7098 | 1.7348 | 1.7582 | 1.7791 | 1.7749 | 1.7715 | 1.7641 | 432.5506 | 432.5506 | 432.5506 | 432.5506 | 432.5506 | 432.5506 | 432.5506 | 432.5506 | 432.5506 | 432.5506 | 0 | 0 | 0 | 0 | 0 | 0 | 0 | 0 | 0 | 0 | 0 | 0 | 0 | 0 | 0 | 0 | 0 | 0 | 0 | 0
137 | Commercial | Commercial Incentive Program | Prescriptive | LED Wall Mounted Area Lights (30-75W) | 175W Metal Halide | per unit | Lighting | 5 | 100% | 5% | 100% | 83.46% | 40 | 40 | 40 | 45 | 45 | 45 | 50 | 50 | 50 | 50 | 8 | 8 | 8 | 9 | 9 | 9 | 10 | 10 | 10 | 10 | 250 | 250 | 250 | 250 | 250 | 250 | 250 | 250 | 250 | 250 | 0 | 0 | 0 | 0 | 0 | 0 | 0 | 0 | 0 | 0 | [10 empty] | Unit | 100 | 100 | 100 | 100 | 100 | 100 | 100 | 100 | 100 | 100 | 4000 | 4000 | 4000 | 4500 | 4500 | 4500 | 5000 | 5000 | 5000 | 5000 | 0 | 0 | 0 | 0 | 0 | 0 | 0 | 0 | 0 | 0 | 25574.048 | 25574.048 | 25574.048 | 28770.804 | 28770.804 | 28770.804 | 31967.56 | 31967.56 | 31967.56 | 31967.56 | 0 | 0 | 0 | 0 | 0 | 0 | 0 | 0 | 0 | 0 | 0 | 0 | 0 | 0 | 0 | 0 | 0 | 0 | 0 | 0 | 0 | 0 | 0 | 0 | 0 | 0 | 0 | 0 | 0 | 0 | 0 | 0 | 0 | 0 | 0 | 0 | 0 | 0 | 0 | 0 | 0 | 0 | 0 | 0 | 0 | 0 | 0 | 0 | 0 | 0 | 21345.165 | 21345.165 | 21345.165 | 24013.3107 | 24013.3107 | 24013.3107 | 26681.4563 | 26681.4563 | 26681.4563 | 26681.4563 | 0 | 0 | 0 | 0 | 0 | 0 | 0 | 0 | 0 | 0 | 0 | 0 | 0 | 0 | 0 | 0 | 0 | 0 | 0 | 0 | 0 | 0 | 0 | 0 | 0 | 0 | 0 | 0 | 0 | 0 | 0 | 0 | 0 | 0 | 0 | 0 | 0 | 0 | 0 | 0 | 10 | 0 | 1.0193 | 1.0312 | 1.0417 | 1.0546 | 1.0701 | 1.0845 | 1.0974 | 1.0948 | 1.0927 | 1.0882 | 533.6291 | 533.6291 | 533.6291 | 533.6291 | 533.6291 | 533.6291 | 533.6291 | 533.6291 | 533.6291 | 533.6291 | 0 | 0 | 0 | 0 | 0 | 0 | 0 | 0 | 0 | 0 | 0 | 0 | 0 | 0 | 0 | 0 | 0 | 0 | 0 | 0
138 | Commercial | Commercial Incentive Program | Prescriptive | LED Wall Mounted Area Lights (≥75W) | 250W Metal Halide | per unit | Lighting | 5 | 100% | 5% | 100% | 83.46% | 40 | 40 | 40 | 45 | 45 | 45 | 50 | 50 | 50 | 50 | 8 | 8 | 8 | 9 | 9 | 9 | 10 | 10 | 10 | 10 | 375 | 375 | 375 | 375 | 375 | 375 | 375 | 375 | 375 | 375 | 0 | 0 | 0 | 0 | 0 | 0 | 0 | 0 | 0 | 0 | [10 empty] | Unit | 150 | 150 | 150 | 150 | 150 | 150 | 150 | 150 | 150 | 150 | 6000 | 6000 | 6000 | 6750 | 6750 | 6750 | 7500 | 7500 | 7500 | 7500 | 0 | 0 | 0 | 0 | 0 | 0 | 0 | 0 | 0 | 0 | 47970.952 | 47970.952 | 47970.952 | 53967.321 | 53967.321 | 53967.321 | 59963.69 | 59963.69 | 59963.69 | 59963.69 | 0 | 0 | 0 | 0 | 0 | 0 | 0 | 0 | 0 | 0 | 0 | 0 | 0 | 0 | 0 | 0 | 0 | 0 | 0 | 0 | 0 | 0 | 0 | 0 | 0 | 0 | 0 | 0 | 0 | 0 | 0 | 0 | 0 | 0 | 0 | 0 | 0 | 0 | 0 | 0 | 0 | 0 | 0 | 0 | 0 | 0 | 0 | 0 | 0 | 0 | 40038.5534 | 40038.5534 | 40038.5534 | 45043.3726 | 45043.3726 | 45043.3726 | 50048.1918 | 50048.1918 | 50048.1918 | 50048.1918 | 0 | 0 | 0 | 0 | 0 | 0 | 0 | 0 | 0 | 0 | 0 | 0 | 0 | 0 | 0 | 0 | 0 | 0 | 0 | 0 | 0 | 0 | 0 | 0 | 0 | 0 | 0 | 0 | 0 | 0 | 0 | 0 | 0 | 0 | 0 | 0 | 0 | 0 | 0 | 0 | 10 | 0 | 1.2746 | 1.2895 | 1.3027 | 1.3188 | 1.3382 | 1.3562 | 1.3723 | 1.3691 | 1.3665 | 1.3608 | 1000.9638 | 1000.9638 | 1000.9638 | 1000.9638 | 1000.9638 | 1000.9638 | 1000.9638 | 1000.9638 | 1000.9638 | 1000.9638 | 0 | 0 | 0 | 0 | 0 | 0 | 0 | 0 | 0 | 0 | 0 | 0 | 0 | 0 | 0 | 0 | 0 | 0 | 0 | 0
139 | Commercial | Commercial Incentive Program | Prescriptive | LED Flood Light (<15W) | Metal Halide | per unit | Lighting | 2 | 100% | 25% | 100% | 83.46% | 76 | 78 | 80 | 88 | 90 | 92 | 96 | 98 | 100 | 102 | 38 | 39 | 40 | 44 | 45 | 46 | 48 | 49 | 50 | 51 | 35 | 35 | 35 | 35 | 35 | 35 | 35 | 35 | 35 | 35 | 0 | 0 | 0 | 0 | 0 | 0 | 0 | 0 | 0 | 0 | [10 empty] | Unit | 15 | 15 | 15 | 15 | 15 | 15 | 15 | 15 | 15 | 15 | 1140 | 1170 | 1200 | 1320 | 1350 | 1380 | 1440 | 1470 | 1500 | 1530 | 0 | 0 | 0 | 0 | 0 | 0 | 0 | 0 | 0 | 0 | 16023.004 | 16444.662 | 16866.32 | 18552.952 | 18974.61 | 19396.268 | 20239.584 | 20661.242 | 21082.9 | 21504.558 | 0 | 0 | 0 | 0 | 0 | 0 | 0 | 0 | 0 | 0 | 0 | 0 | 0 | 0 | 0 | 0 | 0 | 0 | 0 | 0 | 0 | 0 | 0 | 0 | 0 | 0 | 0 | 0 | 0 | 0 | 0 | 0 | 0 | 0 | 0 | 0 | 0 | 0 | 0 | 0 | 0 | 0 | 0 | 0 | 0 | 0 | 0 | 0 | 0 | 0 | 13373.4661 | 13725.3994 | 14077.3328 | 15485.066 | 15836.9994 | 16188.9327 | 16892.7993 | 17244.7326 | 17596.666 | 17948.5993 | 0 | 0 | 0 | 0 | 0 | 0 | 0 | 0 | 0 | 0 | 0 | 0 | 0 | 0 | 0 | 0 | 0 | 0 | 0 | 0 | 0 | 0 | 0 | 0 | 0 | 0 | 0 | 0 | 0 | 0 | 0 | 0 | 0 | 0 | 0 | 0 | 0 | 0 | 0 | 0 | 10 | 0 | 2.4008 | 2.4289 | 2.4537 | 2.4841 | 2.5205 | 2.5545 | 2.5849 | 2.5788 | 2.5738 | 2.563 | 175.9667 | 175.9667 | 175.9667 | 175.9667 | 175.9667 | 175.9667 | 175.9667 | 175.9667 | 175.9667 | 175.9667 | 0 | 0 | 0 | 0 | 0 | 0 | 0 | 0 | 0 | 0 | 0 | 0 | 0 | 0 | 0 | 0 | 0 | 0 | 0 | 0
140 | Commercial | Commercial Incentive Program | Prescriptive | LED Flood Light (≥15W) | Metal Halide | per unit | Lighting | 2 | 100% | 25% | 100% | 83.46% | 76 | 78 | 80 | 88 | 90 | 92 | 96 | 98 | 100 | 102 | 38 | 39 | 40 | 44 | 45 | 46 | 48 | 49 | 50 | 51 | 45 | 45 | 45 | 45 | 45 | 45 | 45 | 45 | 45 | 45 | 0 | 0 | 0 | 0 | 0 | 0 | 0 | 0 | 0 | 0 | [10 empty] | Unit | 20 | 20 | 20 | 20 | 20 | 20 | 20 | 20 | 20 | 20 | 1520 | 1560 | 1600 | 1760 | 1800 | 1840 | 1920 | 1960 | 2000 | 2040 | 0 | 0 | 0 | 0 | 0 | 0 | 0 | 0 | 0 | 0 | 17960.6696 | 18433.3188 | 18905.968 | 20796.5648 | 21269.214 | 21741.8632 | 22687.1616 | 23159.8108 | 23632.46 | 24105.1092 | 0 | 0 | 0 | 0 | 0 | 0 | 0 | 0 | 0 | 0 | 0 | 0 | 0 | 0 | 0 | 0 | 0 | 0 | 0 | 0 | 0 | 0 | 0 | 0 | 0 | 0 | 0 | 0 | 0 | 0 | 0 | 0 | 0 | 0 | 0 | 0 | 0 | 0 | 0 | 0 | 0 | 0 | 0 | 0 | 0 | 0 | 0 | 0 | 0 | 0 | 14990.7225 | 15385.2152 | 15779.7079 | 17357.6787 | 17752.1714 | 18146.6641 | 18935.6495 | 19330.1422 | 19724.6349 | 20119.1276 | 0 | 0 | 0 | 0 | 0 | 0 | 0 | 0 | 0 | 0 | 0 | 0 | 0 | 0 | 0 | 0 | 0 | 0 | 0 | 0 | 0 | 0 | 0 | 0 | 0 | 0 | 0 | 0 | 0 | 0 | 0 | 0 | 0 | 0 | 0 | 0 | 0 | 0 | 0 | 0 | 10 | 0 | 2.0931 | 2.1176 | 2.1392 | 2.1657 | 2.1975 | 2.2271 | 2.2536 | 2.2482 | 2.2439 | 2.2345 | 197.2463 | 197.2463 | 197.2463 | 197.2463 | 197.2463 | 197.2463 | 197.2463 | 197.2463 | 197.2463 | 197.2463 | 0 | 0 | 0 | 0 | 0 | 0 | 0 | 0 | 0 | 0 | 0 | 0 | 0 | 0 | 0 | 0 | 0 | 0 | 0 | 0
141 | Commercial | Commercial Incentive Program | Prescriptive | LED Exit Sign | Std Fluorescent | per unit | Lighting | 2 | 100% | 60% | 100% | 83.46% | 180 | 186 | 192 | 210 | 216 | 222 | 228 | 234 | 240 | 246 | 90 | 93 | 96 | 105 | 108 | 111 | 114 | 117 | 120 | 123 | 30 | 30 | 30 | 30 | 30 | 30 | 30 | 30 | 30 | 30 | 0 | 0 | 0 | 0 | 0 | 0 | 0 | 0 | 0 | 0 | [10 empty] | Unit | 15 | 15 | 15 | 15 | 15 | 15 | 15 | 15 | 15 | 15 | 2700 | 2790 | 2880 | 3150 | 3240 | 3330 | 3420 | 3510 | 3600 | 3690 | 0 | 0 | 0 | 0 | 0 | 0 | 0 | 0 | 0 | 0 | 14191.2 | 14664.24 | 15137.28 | 16556.4 | 17029.44 | 17502.48 | 17975.52 | 18448.56 | 18921.6 | 19394.64 | 1.62 | 1.674 | 1.728 | 1.89 | 1.944 | 1.998 | 2.052 | 2.106 | 2.16 | 2.214 | 1.62 | 1.674 | 1.728 | 1.89 | 1.944 | 1.998 | 2.052 | 2.106 | 2.16 | 2.214 | 0 | 0 | 0 | 0 | 0 | 0 | 0 | 0 | 0 | 0 | 0 | 0 | 0 | 0 | 0 | 0 | 0 | 0 | 0 | 0 | 0 | 0 | 0 | 0 | 0 | 0 | 0 | 0 | 0 | 0 | 11844.5663 | 12239.3851 | 12634.204 | 13818.6606 | 14213.4795 | 14608.2984 | 15003.1173 | 15397.9361 | 15792.755 | 16187.5739 | 1.3521 | 1.3972 | 1.4423 | 1.5775 | 1.6225 | 1.6676 | 1.7127 | 1.7578 | 1.8028 | 1.8479 | 1.3521 | 1.3972 | 1.4423 | 1.5775 | 1.6225 | 1.6676 | 1.7127 | 1.7578 | 1.8028 | 1.8479 | 0 | 0 | 0 | 0 | 0 | 0 | 0 | 0 | 0 | 0 | 0 | 0 | 0 | 0 | 0 | 0 | 0 | 0 | 0 | 0 | 16 | 0 | 1.6128 | 1.6399 | 1.6628 | 1.6809 | 1.7023 | 1.724 | 1.745 | 1.7505 | 1.7572 | 1.765 | 65.8031 | 65.8031 | 65.8031 | 65.8031 | 65.8031 | 65.8031 | 65.8031 | 65.8031 | 65.8031 | 65.8031 | 0.0075118 | 0.0075118 | 0.0075118 | 0.0075118 | 0.0075118 | 0.0075118 | 0.0075118 | 0.0075118 | 0.0075118 | 0.0075118 | 0.0075118 | 0.0075118 | 0.0075118 | 0.0075118 | 0.0075118 | 0.0075118 | 0.0075118 | 0.0075118 | 0.0075118 | 0.0075118
142 | Commercial | Commercial Incentive Program | Prescriptive | Photocell Occupancy Sensor | No Control | per unit | Lighting | 2 | 100% | 10% | 100% | 83.46% | 30 | 32 | 32 | 36 | 36 | 38 | 38 | 40 | 40 | 42 | 15 | 16 | 16 | 18 | 18 | 19 | 19 | 20 | 20 | 21 | 66 | 66 | 66 | 66 | 66 | 66 | 66 | 66 | 66 | 66 | 0 | 0 | 0 | 0 | 0 | 0 | 0 | 0 | 0 | 0 | [10 empty] | Unit | 30 | 30 | 30 | 30 | 30 | 30 | 30 | 30 | 30 | 30 | 900 | 960 | 960 | 1080 | 1080 | 1140 | 1140 | 1200 | 1200 | 1260 | 0 | 0 | 0 | 0 | 0 | 0 | 0 | 0 | 0 | 0 | 19747.437 | 21063.9328 | 21063.9328 | 23696.9244 | 23696.9244 | 25013.4202 | 25013.4202 | 26329.916 | 26329.916 | 27646.4118 | 4.4411 | 4.7372 | 4.7372 | 5.3293 | 5.3293 | 5.6254 | 5.6254 | 5.9215 | 5.9215 | 6.2176 | 4.4411 | 4.7372 | 4.7372 | 5.3293 | 5.3293 | 5.6254 | 5.6254 | 5.9215 | 5.9215 | 6.2176 | 0 | 0 | 0 | 0 | 0 | 0 | 0 | 0 | 0 | 0 | 0 | 0 | 0 | 0 | 0 | 0 | 0 | 0 | 0 | 0 | 0 | 0 | 0 | 0 | 0 | 0 | 0 | 0 | 0 | 0 | 16482.0329 | 17580.8351 | 17580.8351 | 19778.4395 | 19778.4395 | 20877.2417 | 20877.2417 | 21976.0439 | 21976.0439 | 23074.8461 | 3.7067 | 3.9539 | 3.9539 | 4.4481 | 4.4481 | 4.6952 | 4.6952 | 4.9423 | 4.9423 | 5.1894 | 3.7067 | 3.9539 | 3.9539 | 4.4481 | 4.4481 | 4.6952 | 4.6952 | 4.9423 | 4.9423 | 5.1894 | 0 | 0 | 0 | 0 | 0 | 0 | 0 | 0 | 0 | 0 | 0 | 0 | 0 | 0 | 0 | 0 | 0 | 0 | 0 | 0 | 8 | 0 | 4.2277 | 4.3821 | 4.5129 | 4.6139 | 4.7251 | 4.8296 | 4.9232 | 4.946 | 4.9634 | 4.9762 | 549.4011 | 549.4011 | 549.4011 | 549.4011 | 549.4011 | 549.4011 | 549.4011 | 549.4011 | 549.4011 | 549.4011 | 0.12356 | 0.12356 | 0.12356 | 0.12356 | 0.12356 | 0.12356 | 0.12356 | 0.12356 | 0.12356 | 0.12356 | 0.12356 | 0.12356 | 0.12356 | 0.12356 | 0.12356 | 0.12356 | 0.12356 | 0.12356 | 0.12356 | 0.12356
143 | Commercial | Commercial Incentive Program | Prescriptive | Wall-Mount Occupancy Sensor | No Control | per unit | Lighting | 2 | 100% | 10% | 100% | 83.46% | 30 | 32 | 32 | 36 | 36 | 38 | 38 | 40 | 40 | 42 | 15 | 16 | 16 | 18 | 18 | 19 | 19 | 20 | 20 | 21 | 42 | 42 | 42 | 42 | 42 | 42 | 42 | 42 | 42 | 42 | 0 | 0 | 0 | 0 | 0 | 0 | 0 | 0 | 0 | 0 | [10 empty] | Unit | 20 | 20 | 20 | 20 | 20 | 20 | 20 | 20 | 20 | 20 | 600 | 640 | 640 | 720 | 720 | 760 | 760 | 800 | 800 | 840 | 0 | 0 | 0 | 0 | 0 | 0 | 0 | 0 | 0 | 0 | 13034.448 | 13903.4112 | 13903.4112 | 15641.3376 | 15641.3376 | 16510.3008 | 16510.3008 | 17379.264 | 17379.264 | 18248.2272 | 2.9314 | 3.1268 | 3.1268 | 3.5177 | 3.5177 | 3.7131 | 3.7131 | 3.9085 | 3.9085 | 4.1039 | 2.9314 | 3.1268 | 3.1268 | 3.5177 | 3.5177 | 3.7131 | 3.7131 | 3.9085 | 3.9085 | 4.1039 | 0 | 0 | 0 | 0 | 0 | 0 | 0 | 0 | 0 | 0 | 0 | 0 | 0 | 0 | 0 | 0 | 0 | 0 | 0 | 0 | 0 | 0 | 0 | 0 | 0 | 0 | 0 | 0 | 0 | 0 | 10879.0929 | 11604.3657 | 11604.3657 | 13054.9115 | 13054.9115 | 13780.1843 | 13780.1843 | 14505.4572 | 14505.4572 | 15230.73 | 2.4467 | 2.6098 | 2.6098 | 2.936 | 2.936 | 3.0991 | 3.0991 | 3.2622 | 3.2622 | 3.4253 | 2.4467 | 2.6098 | 2.6098 | 2.936 | 2.936 | 3.0991 | 3.0991 | 3.2622 | 3.2622 | 3.4253 | 0 | 0 | 0 | 0 | 0 | 0 | 0 | 0 | 0 | 0 | 0 | 0 | 0 | 0 | 0 | 0 | 0 | 0 | 0 | 0 | 8 | 0 | 4.3851 | 4.5452 | 4.6809 | 4.7857 | 4.901 | 5.0094 | 5.1065 | 5.1302 | 5.1482 | 5.1615 | 362.6364 | 362.6364 | 362.6364 | 362.6364 | 362.6364 | 362.6364 | 362.6364 | 362.6364 | 362.6364 | 362.6364 | 0.081555 | 0.081555 | 0.081555 | 0.081555 | 0.081555 | 0.081555 | 0.081555 | 0.081555 | 0.081555 | 0.081555 | 0.081555 | 0.081555 | 0.081555 | 0.081555 | 0.081555 | 0.081555 | 0.081555 | 0.081555 | 0.081555 | 0.081555
145 | Commercial | Commercial Incentive Program | Prescriptive | Air Cooled Chiller (<150 Tons) | Standard Chiller | per Ton | HVAC | 75 | 8.971% | 10% | 100% | 83.46% | 75 | 75 | 75 | 150 | 150 | 150 | 150 | 150 | 150 | 150 | 1 | 1 | 1 | 2 | 2 | 2 | 2 | 2 | 2 | 2 | 127 | 127 | 127 | 127 | 127 | 127 | 127 | 127 | 127 | 127 | 0 | 0 | 0 | 0 | 0 | 0 | 0 | 0 | 0 | 0 | [10 empty] | Unit | 50 | 50 | 50 | 50 | 50 | 50 | 50 | 50 | 50 | 50 | 3750 | 3750 | 3750 | 7500 | 7500 | 7500 | 7500 | 7500 | 7500 | 7500 | 0 | 0 | 0 | 0 | 0 | 0 | 0 | 0 | 0 | 0 | 9687.2727 | 9687.2727 | 9687.2727 | 19374.5455 | 19374.5455 | 19374.5455 | 19374.5455 | 19374.5455 | 19374.5455 | 19374.5455 | 7.8255 | 7.8255 | 7.8255 | 15.6511 | 15.6511 | 15.6511 | 15.6511 | 15.6511 | 15.6511 | 15.6511 | 0 | 0 | 0 | 0 | 0 | 0 | 0 | 0 | 0 | 0 | 0 | 0 | 0 | 0 | 0 | 0 | 0 | 0 | 0 | 0 | 0 | 0 | 0 | 0 | 0 | 0 | 0 | 0 | 0 | 0 | 0 | 0 | 0 | 0 | 0 | 0 | 0 | 0 | 0 | 0 | 8085.4011 | 8085.4011 | 8085.4011 | 16170.8021 | 16170.8021 | 16170.8021 | 16170.8021 | 16170.8021 | 16170.8021 | 16170.8021 | 6.5315 | 6.5315 | 6.5315 | 13.063 | 13.063 | 13.063 | 13.063 | 13.063 | 13.063 | 13.063 | 0 | 0 | 0 | 0 | 0 | 0 | 0 | 0 | 0 | 0 | 0 | 0 | 0 | 0 | 0 | 0 | 0 | 0 | 0 | 0 | 0 | 0 | 0 | 0 | 0 | 0 | 0 | 0 | 0 | 0 | 20 | 0 | 1.2613 | 1.3099 | 1.3509 | 1.378 | 1.4054 | 1.4321 | 1.4576 | 1.4762 | 1.4942 | 1.5112 | 107.8053 | 107.8053 | 107.8053 | 107.8053 | 107.8053 | 107.8053 | 107.8053 | 107.8053 | 107.8053 | 107.8053 | 0.087087 | 0.087087 | 0.087087 | 0.087087 | 0.087087 | 0.087087 | 0.087087 | 0.087087 | 0.087087 | 0.087087 | 0 | 0 | 0 | 0 | 0 | 0 | 0 | 0 | 0 | 0
146 | Commercial | Commercial Incentive Program | Prescriptive | Air Cooled Chiller (≥150 Tons) | Standard Chiller | per Ton | HVAC | 200 | 8.971% | 10% | 100% | 83.46% | 200 | 200 | 200 | 400 | 400 | 400 | 400 | 400 | 400 | 400 | 1 | 1 | 1 | 2 | 2 | 2 | 2 | 2 | 2 | 2 | 127 | 127 | 127 | 127 | 127 | 127 | 127 | 127 | 127 | 127 | 0 | 0 | 0 | 0 | 0 | 0 | 0 | 0 | 0 | 0 | [10 empty] | Unit | 50 | 50 | 50 | 50 | 50 | 50 | 50 | 50 | 50 | 50 | 10000 | 10000 | 10000 | 20000 | 20000 | 20000 | 20000 | 20000 | 20000 | 20000 | 0 | 0 | 0 | 0 | 0 | 0 | 0 | 0 | 0 | 0 | 25416.4605 | 25416.4605 | 25416.4605 | 50832.9211 | 50832.9211 | 50832.9211 | 50832.9211 | 50832.9211 | 50832.9211 | 50832.9211 | 20.8681 | 20.8681 | 20.8681 | 41.7362 | 41.7362 | 41.7362 | 41.7362 | 41.7362 | 41.7362 | 41.7362 | 0 | 0 | 0 | 0 | 0 | 0 | 0 | 0 | 0 | 0 | 0 | 0 | 0 | 0 | 0 | 0 | 0 | 0 | 0 | 0 | 0 | 0 | 0 | 0 | 0 | 0 | 0 | 0 | 0 | 0 | 0 | 0 | 0 | 0 | 0 | 0 | 0 | 0 | 0 | 0 | 21213.636 | 21213.636 | 21213.636 | 42427.2719 | 42427.2719 | 42427.2719 | 42427.2719 | 42427.2719 | 42427.2719 | 42427.2719 | 17.4174 | 17.4174 | 17.4174 | 34.8348 | 34.8348 | 34.8348 | 34.8348 | 34.8348 | 34.8348 | 34.8348 | 0 | 0 | 0 | 0 | 0 | 0 | 0 | 0 | 0 | 0 | 0 | 0 | 0 | 0 | 0 | 0 | 0 | 0 | 0 | 0 | 0 | 0 | 0 | 0 | 0 | 0 | 0 | 0 | 0 | 0 | 20 | 0 | 1.2516 | 1.3001 | 1.3411 | 1.368 | 1.3954 | 1.4219 | 1.4473 | 1.4659 | 1.4838 | 1.5008 | 106.0682 | 106.0682 | 106.0682 | 106.0682 | 106.0682 | 106.0682 | 106.0682 | 106.0682 | 106.0682 | 106.0682 | 0.087087 | 0.087087 | 0.087087 | 0.087087 | 0.087087 | 0.087087 | 0.087087 | 0.087087 | 0.087087 | 0.087087 | 0 | 0 | 0 | 0 | 0 | 0 | 0 | 0 | 0 | 0
147 | Commercial | Commercial Incentive Program | Prescriptive | Water Cooled Chiller, Rotary Screw & Roll (<75 Tons) | Standard Chiller | per Ton | HVAC | 50 | 4.716% | 12% | 100% | 83.46% | 50 | 50 | 50 | 50 | 50 | 50 | 50 | 50 | 50 | 50 | 1 | 1 | 1 | 1 | 1 | 1 | 1 | 1 | 1 | 1 | 128 | 128 | 128 | 128 | 128 | 128 | 128 | 128 | 128 | 128 | 0 | 0 | 0 | 0 | 0 | 0 | 0 | 0 | 0 | 0 | [10 empty] | Unit | 50 | 50 | 50 | 50 | 50 | 50 | 50 | 50 | 50 | 50 | 2500 | 2500 | 2500 | 2500 | 2500 | 2500 | 2500 | 2500 | 2500 | 2500 | 0 | 0 | 0 | 0 | 0 | 0 | 0 | 0 | 0 | 0 | 6660 | 6660 | 6660 | 6660 | 6660 | 6660 | 6660 | 6660 | 6660 | 6660 | 3.5607 | 3.5607 | 3.5607 | 3.5607 | 3.5607 | 3.5607 | 3.5607 | 3.5607 | 3.5607 | 3.5607 | 0 | 0 | 0 | 0 | 0 | 0 | 0 | 0 | 0 | 0 | 0 | 0 | 0 | 0 | 0 | 0 | 0 | 0 | 0 | 0 | 0 | 0 | 0 | 0 | 0 | 0 | 0 | 0 | 0 | 0 | 0 | 0 | 0 | 0 | 0 | 0 | 0 | 0 | 0 | 0 | 5558.7132 | 5558.7132 | 5558.7132 | 5558.7132 | 5558.7132 | 5558.7132 | 5558.7132 | 5558.7132 | 5558.7132 | 5558.7132 | 2.9719 | 2.9719 | 2.9719 | 2.9719 | 2.9719 | 2.9719 | 2.9719 | 2.9719 | 2.9719 | 2.9719 | 0 | 0 | 0 | 0 | 0 | 0 | 0 | 0 | 0 | 0 | 0 | 0 | 0 | 0 | 0 | 0 | 0 | 0 | 0 | 0 | 0 | 0 | 0 | 0 | 0 | 0 | 0 | 0 | 0 | 0 | 20 | 0 | 1.063 | 1.0975 | 1.1267 | 1.147 | 1.168 | 1.1886 | 1.2084 | 1.2216 | 1.2345 | 1.247 | 111.1743 | 111.1743 | 111.1743 | 111.1743 | 111.1743 | 111.1743 | 111.1743 | 111.1743 | 111.1743 | 111.1743 | 0.059438 | 0.059438 | 0.059438 | 0.059438 | 0.059438 | 0.059438 | 0.059438 | 0.059438 | 0.059438 | 0.059438 | 0 | 0 | 0 | 0 | 0 | 0 | 0 | 0 | 0 | 0
148 | Commercial | Commercial Incentive Program | Prescriptive | Water Cooled Chiller, Rotary Screw & Roll (75 < 150 Tons) | Standard Chiller | per Ton | HVAC | 100 | 4.716% | 10% | 100% | 83.46% | 100 | 100 | 100 | 100 | 100 | 100 | 100 | 100 | 100 | 100 | 1 | 1 | 1 | 1 | 1 | 1 | 1 | 1 | 1 | 1 | 128 | 128 | 128 | 128 | 128 | 128 | 128 | 128 | 128 | 128 | 0 | 0 | 0 | 0 | 0 | 0 | 0 | 0 | 0 | 0 | [10 empty] | Unit | 50 | 50 | 50 | 50 | 50 | 50 | 50 | 50 | 50 | 50 | 5000 | 5000 | 5000 | 5000 | 5000 | 5000 | 5000 | 5000 | 5000 | 5000 | 0 | 0 | 0 | 0 | 0 | 0 | 0 | 0 | 0 | 0 | 13024 | 13024 | 13024 | 13024 | 13024 | 13024 | 13024 | 13024 | 13024 | 13024 | 7.0301 | 7.0301 | 7.0301 | 7.0301 | 7.0301 | 7.0301 | 7.0301 | 7.0301 | 7.0301 | 7.0301 | 0 | 0 | 0 | 0 | 0 | 0 | 0 | 0 | 0 | 0 | 0 | 0 | 0 | 0 | 0 | 0 | 0 | 0 | 0 | 0 | 0 | 0 | 0 | 0 | 0 | 0 | 0 | 0 | 0 | 0 | 0 | 0 | 0 | 0 | 0 | 0 | 0 | 0 | 0 | 0 | 10870.3725 | 10870.3725 | 10870.3725 | 10870.3725 | 10870.3725 | 10870.3725 | 10870.3725 | 10870.3725 | 10870.3725 | 10870.3725 | 5.8676 | 5.8676 | 5.8676 | 5.8676 | 5.8676 | 5.8676 | 5.8676 | 5.8676 | 5.8676 | 5.8676 | 0 | 0 | 0 | 0 | 0 | 0 | 0 | 0 | 0 | 0 | 0 | 0 | 0 | 0 | 0 | 0 | 0 | 0 | 0 | 0 | 0 | 0 | 0 | 0 | 0 | 0 | 0 | 0 | 0 | 0 | 20 | 0 | 1.0436 | 1.0776 | 1.1064 | 1.1263 | 1.147 | 1.1673 | 1.1868 | 1.1997 | 1.2125 | 1.2248 | 108.7037 | 108.7037 | 108.7037 | 108.7037 | 108.7037 | 108.7037 | 108.7037 | 108.7037 | 108.7037 | 108.7037 | 0.058676 | 0.058676 | 0.058676 | 0.058676 | 0.058676 | 0.058676 | 0.058676 | 0.058676 | 0.058676 | 0.058676 | 0 | 0 | 0 | 0 | 0 | 0 | 0 | 0 | 0 | 0
149 | Commercial | Commercial Incentive Program | Prescriptive | Water Cooled Chiller, Rotary Screw & Roll (150 < 300 Tons) | Standard Chiller | per Ton | HVAC | 225 | 4.716% | 5% | 100% | 83.46% | 0 | 0 | 0 | 0 | 0 | 0 | 0 | 0 | 0 | 0 | 0 | 0 | 0 | 0 | 0 | 0 | 0 | 0 | 0 | 0 | 70 | 70 | 70 | 70 | 70 | 70 | 70 | 70 | 70 | 70 | 0 | 0 | 0 | 0 | 0 | 0 | 0 | 0 | 0 | 0 | [10 empty] | Unit | 35 | 35 | 35 | 35 | 35 | 35 | 35 | 35 | 35 | 35 | 0 | 0 | 0 | 0 | 0 | 0 | 0 | 0 | 0 | 0 | 0 | 0 | 0 | 0 | 0 | 0 | 0 | 0 | 0 | 0 | 0 | 0 | 0 | 0 | 0 | 0 | 0 | 0 | 0 | 0 | 0 | 0 | 0 | 0 | 0 | 0 | 0 | 0 | 0 | 0 | 0 | 0 | 0 | 0 | 0 | 0 | 0 | 0 | 0 | 0 | 0 | 0 | 0 | 0 | 0 | 0 | 0 | 0 | 0 | 0 | 0 | 0 | 0 | 0 | 0 | 0 | 0 | 0 | 0 | 0 | 0 | 0 | 0 | 0 | 0 | 0 | 0 | 0 | 0 | 0 | 0 | 0 | 0 | 0 | 0 | 0 | 0 | 0 | 0 | 0 | 0 | 0 | 0 | 0 | 0 | 0 | 0 | 0 | 0 | 0 | 0 | 0 | 0 | 0 | 0 | 0 | 0 | 0 | 0 | 0 | 0 | 0 | 0 | 0 | 0 | 0 | 0 | 0 | 0 | 0 | 0 | 0 | 0 | 0 | 0 | 0 | 0 | 0 | 0 | 0 | 20 | 0 | n/a | n/a | n/a | n/a | n/a | n/a | n/a | n/a | n/a | n/a | #DIV/0! | #DIV/0! | #DIV/0! | #DIV/0! | #DIV/0! | #DIV/0! | #DIV/0! | #DIV/0! | #DIV/0! | #DIV/0! | #DIV/0! | #DIV/0! | #DIV/0! | #DIV/0! | #DIV/0! | #DIV/0! | #DIV/0! | #DIV/0! | #DIV/0! | #DIV/0! | #DIV/0! | #DIV/0! | #DIV/0! | #DIV/0! | #DIV/0! | #DIV/0! | #DIV/0! | #DIV/0! | #DIV/0! | #DIV/0!
150 | Commercial | Commercial Incentive Program | Prescriptive | Water Cooled Chiller, Rotary Screw & Roll (≥300 Tons) | Standard Chiller | per Ton | HVAC | 350 | 4.716% | 5% | 100% | 83.46% | 0 | 0 | 0 | 0 | 0 | 0 | 0 | 0 | 0 | 0 | 0 | 0 | 0 | 0 | 0 | 0 | 0 | 0 | 0 | 0 | 48 | 48 | 48 | 48 | 48 | 48 | 48 | 48 | 48 | 48 | 0 | 0 | 0 | 0 | 0 | 0 | 0 | 0 | 0 | 0 | [10 empty] | Unit | 25 | 25 | 25 | 25 | 25 | 25 | 25 | 25 | 25 | 25 | 0 | 0 | 0 | 0 | 0 | 0 | 0 | 0 | 0 | 0 | 0 | 0 | 0 | 0 | 0 | 0 | 0 | 0 | 0 | 0 | 0 | 0 | 0 | 0 | 0 | 0 | 0 | 0 | 0 | 0 | 0 | 0 | 0 | 0 | 0 | 0 | 0 | 0 | 0 | 0 | 0 | 0 | 0 | 0 | 0 | 0 | 0 | 0 | 0 | 0 | 0 | 0 | 0 | 0 | 0 | 0 | 0 | 0 | 0 | 0 | 0 | 0 | 0 | 0 | 0 | 0 | 0 | 0 | 0 | 0 | 0 | 0 | 0 | 0 | 0 | 0 | 0 | 0 | 0 | 0 | 0 | 0 | 0 | 0 | 0 | 0 | 0 | 0 | 0 | 0 | 0 | 0 | 0 | 0 | 0 | 0 | 0 | 0 | 0 | 0 | 0 | 0 | 0 | 0 | 0 | 0 | 0 | 0 | 0 | 0 | 0 | 0 | 0 | 0 | 0 | 0 | 0 | 0 | 0 | 0 | 0 | 0 | 0 | 0 | 0 | 0 | 0 | 0 | 0 | 0 | 20 | 0 | n/a | n/a | n/a | n/a | n/a | n/a | n/a | n/a | n/a | n/a | #DIV/0! | #DIV/0! | #DIV/0! | #DIV/0! | #DIV/0! | #DIV/0! | #DIV/0! | #DIV/0! | #DIV/0! | #DIV/0! | #DIV/0! | #DIV/0! | #DIV/0! | #DIV/0! | #DIV/0! | #DIV/0! | #DIV/0! | #DIV/0! | #DIV/0! | #DIV/0! | #DIV/0! | #DIV/0! | #DIV/0! | #DIV/0! | #DIV/0! | #DIV/0! | #DIV/0! | #DIV/0! | #DIV/0! | #DIV/0!
151 | Commercial | Commercial Incentive Program | Prescriptive | Water Cooled Chiller, Centrifugal (<300 Tons) | Standard Chiller | per Ton | HVAC | 150 | 4.716% | 10% | 100% | 83.46% | 150 | 150 | 150 | 150 | 150 | 150 | 150 | 150 | 150 | 150 | 1 | 1 | 1 | 1 | 1 | 1 | 1 | 1 | 1 | 1 | 48 | 48 | 48 | 48 | 48 | 48 | 48 | 48 | 48 | 48 | 0 | 0 | 0 | 0 | 0 | 0 | 0 | 0 | 0 | 0 | [10 empty] | Unit | 25 | 25 | 25 | 25 | 25 | 25 | 25 | 25 | 25 | 25 | 3750 | 3750 | 3750 | 3750 | 3750 | 3750 | 3750 | 3750 | 3750 | 3750 | 0 | 0 | 0 | 0 | 0 | 0 | 0 | 0 | 0 | 0 | 42402 | 42402 | 42402 | 42402 | 42402 | 42402 | 42402 | 42402 | 42402 | 42402 | 8.6279 | 8.6279 | 8.6279 | 8.6279 | 8.6279 | 8.6279 | 8.6279 | 8.6279 | 8.6279 | 8.6279 | 0 | 0 | 0 | 0 | 0 | 0 | 0 | 0 | 0 | 0 | 0 | 0 | 0 | 0 | 0 | 0 | 0 | 0 | 0 | 0 | 0 | 0 | 0 | 0 | 0 | 0 | 0 | 0 | 0 | 0 | 0 | 0 | 0 | 0 | 0 | 0 | 0 | 0 | 0 | 0 | 35390.4743 | 35390.4743 | 35390.4743 | 35390.4743 | 35390.4743 | 35390.4743 | 35390.4743 | 35390.4743 | 35390.4743 | 35390.4743 | 7.2012 | 7.2012 | 7.2012 | 7.2012 | 7.2012 | 7.2012 | 7.2012 | 7.2012 | 7.2012 | 7.2012 | 0 | 0 | 0 | 0 | 0 | 0 | 0 | 0 | 0 | 0 | 0 | 0 | 0 | 0 | 0 | 0 | 0 | 0 | 0 | 0 | 0 | 0 | 0 | 0 | 0 | 0 | 0 | 0 | 0 | 0 | 20 | 0 | 4.4549 | 4.5453 | 4.6234 | 4.6872 | 4.7579 | 4.8288 | 4.8977 | 4.9314 | 4.9672 | 5.0044 | 235.9365 | 235.9365 | 235.9365 | 235.9365 | 235.9365 | 235.9365 | 235.9365 | 235.9365 | 235.9365 | 235.9365 | 0.048008 | 0.048008 | 0.048008 | 0.048008 | 0.048008 | 0.048008 | 0.048008 | 0.048008 | 0.048008 | 0.048008 | 0 | 0 | 0 | 0 | 0 | 0 | 0 | 0 | 0 | 0
152 | Commercial | Commercial Incentive Program | Prescriptive | Water Cooled Chiller, Centrifugal (300 < 600 Tons) | Standard Chiller | per Ton | HVAC | 450 | 4.716% | 5% | 100% | 83.46% | 0 | 0 | 0 | 0 | 0 | 0 | 0 | 0 | 0 | 0 | 0 | 0 | 0 | 0 | 0 | 0 | 0 | 0 | 0 | 0 | 48 | 48 | 48 | 48 | 48 | 48 | 48 | 48 | 48 | 48 | 0 | 0 | 0 | 0 | 0 | 0 | 0 | 0 | 0 | 0 | [10 empty] | Unit | 25 | 25 | 25 | 25 | 25 | 25 | 25 | 25 | 25 | 25 | 0 | 0 | 0 | 0 | 0 | 0 | 0 | 0 | 0 | 0 | 0 | 0 | 0 | 0 | 0 | 0 | 0 | 0 | 0 | 0 | 0 | 0 | 0 | 0 | 0 | 0 | 0 | 0 | 0 | 0 | 0 | 0 | 0 | 0 | 0 | 0 | 0 | 0 | 0 | 0 | 0 | 0 | 0 | 0 | 0 | 0 | 0 | 0 | 0 | 0 | 0 | 0 | 0 | 0 | 0 | 0 | 0 | 0 | 0 | 0 | 0 | 0 | 0 | 0 | 0 | 0 | 0 | 0 | 0 | 0 | 0 | 0 | 0 | 0 | 0 | 0 | 0 | 0 | 0 | 0 | 0 | 0 | 0 | 0 | 0 | 0 | 0 | 0 | 0 | 0 | 0 | 0 | 0 | 0 | 0 | 0 | 0 | 0 | 0 | 0 | 0 | 0 | 0 | 0 | 0 | 0 | 0 | 0 | 0 | 0 | 0 | 0 | 0 | 0 | 0 | 0 | 0 | 0 | 0 | 0 | 0 | 0 | 0 | 0 | 0 | 0 | 0 | 0 | 0 | 0 | 20 | 0 | n/a | n/a | n/a | n/a | n/a | n/a | n/a | n/a | n/a | n/a | #DIV/0! | #DIV/0! | #DIV/0! | #DIV/0! | #DIV/0! | #DIV/0! | #DIV/0! | #DIV/0! | #DIV/0! | #DIV/0! | #DIV/0! | #DIV/0! | #DIV/0! | #DIV/0! | #DIV/0! | #DIV/0! | #DIV/0! | #DIV/0! | #DIV/0! | #DIV/0! | #DIV/0! | #DIV/0! | #DIV/0! | #DIV/0! | #DIV/0! | #DIV/0! | #DIV/0! | #DIV/0! | #DIV/0! | #DIV/0!
153 | Commercial | Commercial Incentive Program | Prescriptive | Water Cooled Chiller, Centrifugal (≥600 Tons) | Standard Chiller | per Ton | HVAC | 750 | 4.716% | 5% | 100% | 83.46% | 0 | 0 | 0 | 0 | 0 | 0 | 0 | 0 | 0 | 0 | 0 | 0 | 0 | 0 | 0 | 0 | 0 | 0 | 0 | 0 | 48 | 48 | 48 | 48 | 48 | 48 | 48 | 48 | 48 | 48 | 0 | 0 | 0 | 0 | 0 | 0 | 0 | 0 | 0 | 0 | [10 empty] | Unit | 25 | 25 | 25 | 25 | 25 | 25 | 25 | 25 | 25 | 25 | 0 | 0 | 0 | 0 | 0 | 0 | 0 | 0 | 0 | 0 | 0 | 0 | 0 | 0 | 0 | 0 | 0 | 0 | 0 | 0 | 0 | 0 | 0 | 0 | 0 | 0 | 0 | 0 | 0 | 0 | 0 | 0 | 0 | 0 | 0 | 0 | 0 | 0 | 0 | 0 | 0 | 0 | 0 | 0 | 0 | 0 | 0 | 0 | 0 | 0 | 0 | 0 | 0 | 0 | 0 | 0 | 0 | 0 | 0 | 0 | 0 | 0 | 0 | 0 | 0 | 0 | 0 | 0 | 0 | 0 | 0 | 0 | 0 | 0 | 0 | 0 | 0 | 0 | 0 | 0 | 0 | 0 | 0 | 0 | 0 | 0 | 0 | 0 | 0 | 0 | 0 | 0 | 0 | 0 | 0 | 0 | 0 | 0 | 0 | 0 | 0 | 0 | 0 | 0 | 0 | 0 | 0 | 0 | 0 | 0 | 0 | 0 | 0 | 0 | 0 | 0 | 0 | 0 | 0 | 0 | 0 | 0 | 0 | 0 | 0 | 0 | 0 | 0 | 0 | 0 | 20 | 0 | n/a | n/a | n/a | n/a | n/a | n/a | n/a | n/a | n/a | n/a | #DIV/0! | #DIV/0! | #DIV/0! | #DIV/0! | #DIV/0! | #DIV/0! | #DIV/0! | #DIV/0! | #DIV/0! | #DIV/0! | #DIV/0! | #DIV/0! | #DIV/0! | #DIV/0! | #DIV/0! | #DIV/0! | #DIV/0! | #DIV/0! | #DIV/0! | #DIV/0! | #DIV/0! | #DIV/0! | #DIV/0! | #DIV/0! | #DIV/0! | #DIV/0! | #DIV/0! | #DIV/0! | #DIV/0! | #DIV/0!
154 | Commercial | Commercial Incentive Program | Prescriptive | Air Source Heat Pump (<65 kBtuh) | Standard Heat Pump | per Ton | HVAC | 5 | 6.818% | 40% | 100% | 83.46% | 20 | 20 | 20 | 25 | 25 | 25 | 25 | 25 | 25 | 30 | 4 | 4 | 4 | 5 | 5 | 5 | 5 | 5 | 5 | 6 | 100 | 100 | 100 | 100 | 100 | 100 | 100 | 100 | 100 | 100 | 0 | 0 | 0 | 0 | 0 | 0 | 0 | 0 | 0 | 0 | [10 empty] | Unit | 50 | 50 | 50 | 50 | 50 | 50 | 50 | 50 | 50 | 50 | 1000 | 1000 | 1000 | 1250 | 1250 | 1250 | 1250 | 1250 | 1250 | 1500 | 0 | 0 | 0 | 0 | 0 | 0 | 0 | 0 | 0 | 0 | 3282.9471 | 3282.9471 | 3282.9471 | 4103.6838 | 4103.6838 | 4103.6838 | 4103.6838 | 4103.6838 | 4103.6838 | 4924.4206 | 1.3244 | 1.3244 | 1.3244 | 1.6554 | 1.6554 | 1.6554 | 1.6554 | 1.6554 | 1.6554 | 1.9865 | 0.31276 | 0.31276 | 0.31276 | 0.39095 | 0.39095 | 0.39095 | 0.39095 | 0.39095 | 0.39095 | 0.46914 | 0 | 0 | 0 | 0 | 0 | 0 | 0 | 0 | 0 | 0 | 0 | 0 | 0 | 0 | 0 | 0 | 0 | 0 | 0 | 0 | 0 | 0 | 0 | 0 | 0 | 0 | 0 | 0 | 0 | 0 | 2740.0843 | 2740.0843 | 2740.0843 | 3425.1053 | 3425.1053 | 3425.1053 | 3425.1053 | 3425.1053 | 3425.1053 | 4110.1264 | 1.1054 | 1.1054 | 1.1054 | 1.3817 | 1.3817 | 1.3817 | 1.3817 | 1.3817 | 1.3817 | 1.658 | 0.26104 | 0.26104 | 0.26104 | 0.3263 | 0.3263 | 0.3263 | 0.3263 | 0.3263 | 0.3263 | 0.39157 | 0 | 0 | 0 | 0 | 0 | 0 | 0 | 0 | 0 | 0 | 0 | 0 | 0 | 0 | 0 | 0 | 0 | 0 | 0 | 0 | 15 | 0 | 1.2897 | 1.3315 | 1.3662 | 1.3899 | 1.4128 | 1.4352 | 1.4565 | 1.4675 | 1.4783 | 1.4889 | 137.0042 | 137.0042 | 137.0042 | 137.0042 | 137.0042 | 137.0042 | 137.0042 | 137.0042 | 137.0042 | 137.0042 | 0.055268 | 0.055268 | 0.055268 | 0.055268 | 0.055268 | 0.055268 | 0.055268 | 0.055268 | 0.055268 | 0.055268 | 0.013052 | 0.013052 | 0.013052 | 0.013052 | 0.013052 | 0.013052 | 0.013052 | 0.013052 | 0.013052 | 0.013052
155 | Commercial | Commercial Incentive Program | Prescriptive | Air Source Heat Pump (65<135 kBtuh) | Standard Heat Pump | per Ton | HVAC | 10 | 6.818% |  | 100% | 83.46% | 0 | 0 | 0 | 0 | 0 | 0 | 0 | 0 | 0 | 0 | 0 | 0 | 0 | 0 | 0 | 0 | 0 | 0 | 0 | 0 | 100 | 100 | 100 | 100 | 100 | 100 | 100 | 100 | 100 | 100 | 0 | 0 | 0 | 0 | 0 | 0 | 0 | 0 | 0 | 0 | [10 empty] | Unit | 50 | 50 | 50 | 50 | 50 | 50 | 50 | 50 | 50 | 50 | 0 | 0 | 0 | 0 | 0 | 0 | 0 | 0 | 0 | 0 | 0 | 0 | 0 | 0 | 0 | 0 | 0 | 0 | 0 | 0 | 0 | 0 | 0 | 0 | 0 | 0 | 0 | 0 | 0 | 0 | 0 | 0 | 0 | 0 | 0 | 0 | 0 | 0 | 0 | 0 | 0 | 0 | 0 | 0 | 0 | 0 | 0 | 0 | 0 | 0 | 0 | 0 | 0 | 0 | 0 | 0 | 0 | 0 | 0 | 0 | 0 | 0 | 0 | 0 | 0 | 0 | 0 | 0 | 0 | 0 | 0 | 0 | 0 | 0 | 0 | 0 | 0 | 0 | 0 | 0 | 0 | 0 | 0 | 0 | 0 | 0 | 0 | 0 | 0 | 0 | 0 | 0 | 0 | 0 | 0 | 0 | 0 | 0 | 0 | 0 | 0 | 0 | 0 | 0 | 0 | 0 | 0 | 0 | 0 | 0 | 0 | 0 | 0 | 0 | 0 | 0 | 0 | 0 | 0 | 0 | 0 | 0 | 0 | 0 | 0 | 0 | 0 | 0 | 0 | 0 | 15 | 0 | n/a | n/a | n/a | n/a | n/a | n/a | n/a | n/a | n/a | n/a | #DIV/0! | #DIV/0! | #DIV/0! | #DIV/0! | #DIV/0! | #DIV/0! | #DIV/0! | #DIV/0! | #DIV/0! | #DIV/0! | #DIV/0! | #DIV/0! | #DIV/0! | #DIV/0! | #DIV/0! | #DIV/0! | #DIV/0! | #DIV/0! | #DIV/0! | #DIV/0! | #DIV/0! | #DIV/0! | #DIV/0! | #DIV/0! | #DIV/0! | #DIV/0! | #DIV/0! | #DIV/0! | #DIV/0! | #DIV/0!
156 | Commercial | Commercial Incentive Program | Prescriptive | Air Source Heat Pump (135<240 kBtuh) | Standard Heat Pump | per Ton | HVAC | 20 | 6.818% |  | 100% | 83.46% | 0 | 0 | 0 | 0 | 0 | 0 | 0 | 0 | 0 | 0 | 0 | 0 | 0 | 0 | 0 | 0 | 0 | 0 | 0 | 0 | 100 | 100 | 100 | 100 | 100 | 100 | 100 | 100 | 100 | 100 | 0 | 0 | 0 | 0 | 0 | 0 | 0 | 0 | 0 | 0 | [10 empty] | Unit | 50 | 50 | 50 | 50 | 50 | 50 | 50 | 50 | 50 | 50 | 0 | 0 | 0 | 0 | 0 | 0 | 0 | 0 | 0 | 0 | 0 | 0 | 0 | 0 | 0 | 0 | 0 | 0 | 0 | 0 | 0 | 0 | 0 | 0 | 0 | 0 | 0 | 0 | 0 | 0 | 0 | 0 | 0 | 0 | 0 | 0 | 0 | 0 | 0 | 0 | 0 | 0 | 0 | 0 | 0 | 0 | 0 | 0 | 0 | 0 | 0 | 0 | 0 | 0 | 0 | 0 | 0 | 0 | 0 | 0 | 0 | 0 | 0 | 0 | 0 | 0 | 0 | 0 | 0 | 0 | 0 | 0 | 0 | 0 | 0 | 0 | 0 | 0 | 0 | 0 | 0 | 0 | 0 | 0 | 0 | 0 | 0 | 0 | 0 | 0 | 0 | 0 | 0 | 0 | 0 | 0 | 0 | 0 | 0 | 0 | 0 | 0 | 0 | 0 | 0 | 0 | 0 | 0 | 0 | 0 | 0 | 0 | 0 | 0 | 0 | 0 | 0 | 0 | 0 | 0 | 0 | 0 | 0 | 0 | 0 | 0 | 0 | 0 | 0 | 0 | 15 | 0 | n/a | n/a | n/a | n/a | n/a | n/a | n/a | n/a | n/a | n/a | #DIV/0! | #DIV/0! | #DIV/0! | #DIV/0! | #DIV/0! | #DIV/0! | #DIV/0! | #DIV/0! | #DIV/0! | #DIV/0! | #DIV/0! | #DIV/0! | #DIV/0! | #DIV/0! | #DIV/0! | #DIV/0! | #DIV/0! | #DIV/0! | #DIV/0! | #DIV/0! | #DIV/0! | #DIV/0! | #DIV/0! | #DIV/0! | #DIV/0! | #DIV/0! | #DIV/0! | #DIV/0! | #DIV/0! | #DIV/0!
157 | Commercial | Commercial Incentive Program | Prescriptive | Air Source Heat Pump (≥240 kBtuh) | Standard Heat Pump | per Ton | HVAC | 25 | 6.818% |  | 100% | 83.46% | 0 | 0 | 0 | 0 | 0 | 0 | 0 | 0 | 0 | 0 | 0 | 0 | 0 | 0 | 0 | 0 | 0 | 0 | 0 | 0 | 100 | 100 | 100 | 100 | 100 | 100 | 100 | 100 | 100 | 100 | 0 | 0 | 0 | 0 | 0 | 0 | 0 | 0 | 0 | 0 | [10 empty] | Unit | 50 | 50 | 50 | 50 | 50 | 50 | 50 | 50 | 50 | 50 | 0 | 0 | 0 | 0 | 0 | 0 | 0 | 0 | 0 | 0 | 0 | 0 | 0 | 0 | 0 | 0 | 0 | 0 | 0 | 0 | 0 | 0 | 0 | 0 | 0 | 0 | 0 | 0 | 0 | 0 | 0 | 0 | 0 | 0 | 0 | 0 | 0 | 0 | 0 | 0 | 0 | 0 | 0 | 0 | 0 | 0 | 0 | 0 | 0 | 0 | 0 | 0 | 0 | 0 | 0 | 0 | 0 | 0 | 0 | 0 | 0 | 0 | 0 | 0 | 0 | 0 | 0 | 0 | 0 | 0 | 0 | 0 | 0 | 0 | 0 | 0 | 0 | 0 | 0 | 0 | 0 | 0 | 0 | 0 | 0 | 0 | 0 | 0 | 0 | 0 | 0 | 0 | 0 | 0 | 0 | 0 | 0 | 0 | 0 | 0 | 0 | 0 | 0 | 0 | 0 | 0 | 0 | 0 | 0 | 0 | 0 | 0 | 0 | 0 | 0 | 0 | 0 | 0 | 0 | 0 | 0 | 0 | 0 | 0 | 0 | 0 | 0 | 0 | 0 | 0 | 15 | 0 | n/a | n/a | n/a | n/a | n/a | n/a | n/a | n/a | n/a | n/a | #DIV/0! | #DIV/0! | #DIV/0! | #DIV/0! | #DIV/0! | #DIV/0! | #DIV/0! | #DIV/0! | #DIV/0! | #DIV/0! | #DIV/0! | #DIV/0! | #DIV/0! | #DIV/0! | #DIV/0! | #DIV/0! | #DIV/0! | #DIV/0! | #DIV/0! | #DIV/0! | #DIV/0! | #DIV/0! | #DIV/0! | #DIV/0! | #DIV/0! | #DIV/0! | #DIV/0! | #DIV/0! | #DIV/0! | #DIV/0!
158 | Commercial | Commercial Incentive Program | Prescriptive | Water Source Heat Pump | Standard Heat Pump | per Ton | HVAC | 15 | 6.818% | 40% | 100% | 83.46% | 60 | 60 | 60 | 75 | 75 | 75 | 75 | 75 | 75 | 90 | 4 | 4 | 4 | 5 | 5 | 5 | 5 | 5 | 5 | 6 | 100 | 100 | 100 | 100 | 100 | 100 | 100 | 100 | 100 | 100 | 0 | 0 | 0 | 0 | 0 | 0 | 0 | 0 | 0 | 0 | [10 empty] | Unit | 50 | 50 | 50 | 50 | 50 | 50 | 50 | 50 | 50 | 50 | 3000 | 3000 | 3000 | 3750 | 3750 | 3750 | 3750 | 3750 | 3750 | 4500 | 0 | 0 | 0 | 0 | 0 | 0 | 0 | 0 | 0 | 0 | 16928.0557 | 16928.0557 | 16928.0557 | 21160.0696 | 21160.0696 | 21160.0696 | 21160.0696 | 21160.0696 | 21160.0696 | 25392.0835 | 7.373 | 7.373 | 7.373 | 9.2162 | 9.2162 | 9.2162 | 9.2162 | 9.2162 | 9.2162 | 11.0595 | 3.9888 | 3.9888 | 3.9888 | 4.9861 | 4.9861 | 4.9861 | 4.9861 | 4.9861 | 4.9861 | 5.9833 | 0 | 0 | 0 | 0 | 0 | 0 | 0 | 0 | 0 | 0 | 0 | 0 | 0 | 0 | 0 | 0 | 0 | 0 | 0 | 0 | 0 | 0 | 0 | 0 | 0 | 0 | 0 | 0 | 0 | 0 | 14128.8599 | 14128.8599 | 14128.8599 | 17661.0749 | 17661.0749 | 17661.0749 | 17661.0749 | 17661.0749 | 17661.0749 | 21193.2899 | 6.1538 | 6.1538 | 6.1538 | 7.6923 | 7.6923 | 7.6923 | 7.6923 | 7.6923 | 7.6923 | 9.2307 | 3.3293 | 3.3293 | 3.3293 | 4.1616 | 4.1616 | 4.1616 | 4.1616 | 4.1616 | 4.1616 | 4.9939 | 0 | 0 | 0 | 0 | 0 | 0 | 0 | 0 | 0 | 0 | 0 | 0 | 0 | 0 | 0 | 0 | 0 | 0 | 0 | 0 | 15 | 0 | 2.2774 | 2.354 | 2.4177 | 2.4605 | 2.5018 | 2.5421 | 2.5805 | 2.6009 | 2.6211 | 2.6404 | 235.481 | 235.481 | 235.481 | 235.481 | 235.481 | 235.481 | 235.481 | 235.481 | 235.481 | 235.481 | 0.10256 | 0.10256 | 0.10256 | 0.10256 | 0.10256 | 0.10256 | 0.10256 | 0.10256 | 0.10256 | 0.10256 | 0.055488 | 0.055488 | 0.055488 | 0.055488 | 0.055488 | 0.055488 | 0.055488 | 0.055488 | 0.055488 | 0.055488
165 | Commercial | Commercial Incentive Program | Prescriptive | PTAC | Standard PTAC | per Ton | HVAC | 1 | 44.51% | 30% | 100% | 83.46% | 20 | 21 | 21 | 23 | 24 | 25 | 25 | 26 | 27 | 27 | 20 | 21 | 21 | 23 | 24 | 25 | 25 | 26 | 27 | 27 | 84 | 84 | 84 | 84 | 84 | 84 | 84 | 84 | 84 | 84 | 0 | 0 | 0 | 0 | 0 | 0 | 0 | 0 | 0 | 0 | [10 empty] | Unit | 40 | 40 | 40 | 40 | 40 | 40 | 40 | 40 | 40 | 40 | 800 | 840 | 840 | 920 | 960 | 1000 | 1000 | 1040 | 1080 | 1080 | 0 | 0 | 0 | 0 | 0 | 0 | 0 | 0 | 0 | 0 | 2987.7928 | 3137.1824 | 3137.1824 | 3435.9617 | 3585.3513 | 3734.741 | 3734.741 | 3884.1306 | 4033.5202 | 4033.5202 | 1.8431 | 1.9353 | 1.9353 | 2.1196 | 2.2118 | 2.3039 | 2.3039 | 2.3961 | 2.4882 | 2.4882 | 0 | 0 | 0 | 0 | 0 | 0 | 0 | 0 | 0 | 0 | 0 | 0 | 0 | 0 | 0 | 0 | 0 | 0 | 0 | 0 | 0 | 0 | 0 | 0 | 0 | 0 | 0 | 0 | 0 | 0 | 0 | 0 | 0 | 0 | 0 | 0 | 0 | 0 | 0 | 0 | 2493.7362 | 2618.423 | 2618.423 | 2867.7967 | 2992.4835 | 3117.1703 | 3117.1703 | 3241.8571 | 3366.5439 | 3366.5439 | 1.5384 | 1.6153 | 1.6153 | 1.7691 | 1.846 | 1.923 | 1.923 | 1.9999 | 2.0768 | 2.0768 | 0 | 0 | 0 | 0 | 0 | 0 | 0 | 0 | 0 | 0 | 0 | 0 | 0 | 0 | 0 | 0 | 0 | 0 | 0 | 0 | 0 | 0 | 0 | 0 | 0 | 0 | 0 | 0 | 0 | 0 | 15 | 0 | 1.6515 | 1.7168 | 1.7708 | 1.8054 | 1.8385 | 1.8705 | 1.9008 | 1.9193 | 1.9371 | 1.9538 | 124.6868 | 124.6868 | 124.6868 | 124.6868 | 124.6868 | 124.6868 | 124.6868 | 124.6868 | 124.6868 | 124.6868 | 0.076918 | 0.076918 | 0.076918 | 0.076918 | 0.076918 | 0.076918 | 0.076918 | 0.076918 | 0.076918 | 0.076918 | 0 | 0 | 0 | 0 | 0 | 0 | 0 | 0 | 0 | 0
166 | Commercial | Commercial Incentive Program | Prescriptive | PTHP | Standard PTHP | per Ton | HVAC | 1 | 44.51% | 30% | 100% | 83.46% | 20 | 21 | 21 | 23 | 24 | 25 | 25 | 26 | 27 | 27 | 20 | 21 | 21 | 23 | 24 | 25 | 25 | 26 | 27 | 27 | 84 | 84 | 84 | 84 | 84 | 84 | 84 | 84 | 84 | 84 | 0 | 0 | 0 | 0 | 0 | 0 | 0 | 0 | 0 | 0 | [10 empty] | Unit | 40 | 40 | 40 | 40 | 40 | 40 | 40 | 40 | 40 | 40 | 800 | 840 | 840 | 920 | 960 | 1000 | 1000 | 1040 | 1080 | 1080 | 0 | 0 | 0 | 0 | 0 | 0 | 0 | 0 | 0 | 0 | 4210.673 | 4421.2066 | 4421.2066 | 4842.2739 | 5052.8076 | 5263.3412 | 5263.3412 | 5473.8749 | 5684.4085 | 5684.4085 | 2.0293 | 2.1308 | 2.1308 | 2.3337 | 2.4351 | 2.5366 | 2.5366 | 2.6381 | 2.7395 | 2.7395 | 0.73836 | 0.77528 | 0.77528 | 0.84912 | 0.88604 | 0.92296 | 0.92296 | 0.95987 | 0.99679 | 0.99679 | 0 | 0 | 0 | 0 | 0 | 0 | 0 | 0 | 0 | 0 | 0 | 0 | 0 | 0 | 0 | 0 | 0 | 0 | 0 | 0 | 0 | 0 | 0 | 0 | 0 | 0 | 0 | 0 | 0 | 0 | 3514.4029 | 3690.1231 | 3690.1231 | 4041.5634 | 4217.2835 | 4393.0037 | 4393.0037 | 4568.7238 | 4744.444 | 4744.444 | 1.6937 | 1.7784 | 1.7784 | 1.9478 | 2.0325 | 2.1172 | 2.1172 | 2.2018 | 2.2865 | 2.2865 | 0.61627 | 0.64708 | 0.64708 | 0.70871 | 0.73952 | 0.77034 | 0.77034 | 0.80115 | 0.83196 | 0.83196 | 0 | 0 | 0 | 0 | 0 | 0 | 0 | 0 | 0 | 0 | 0 | 0 | 0 | 0 | 0 | 0 | 0 | 0 | 0 | 0 | 15 | 0 | 2.101 | 2.1752 | 2.2367 | 2.2775 | 2.3168 | 2.355 | 2.3913 | 2.4114 | 2.4312 | 2.4499 | 175.7201 | 175.7201 | 175.7201 | 175.7201 | 175.7201 | 175.7201 | 175.7201 | 175.7201 | 175.7201 | 175.7201 | 0.084686 | 0.084686 | 0.084686 | 0.084686 | 0.084686 | 0.084686 | 0.084686 | 0.084686 | 0.084686 | 0.084686 | 0.030813 | 0.030813 | 0.030813 | 0.030813 | 0.030813 | 0.030813 | 0.030813 | 0.030813 | 0.030813 | 0.030813
172 | Commercial | Commercial Incentive Program | Prescriptive | Variable Speed Drives for HVAC Systems (HVAC Application) | No VSD on HVAC System | per unit | HVAC | 1 | 100% | 10% | 100% | 83.46% | 15 | 16 | 16 | 18 | 18 | 19 | 19 | 20 | 20 | 21 | 15 | 16 | 16 | 18 | 18 | 19 | 19 | 20 | 20 | 21 | 1898 | 1898 | 1898 | 1898 | 1898 | 1898 | 1898 | 1898 | 1898 | 1898 | 0 | 0 | 0 | 0 | 0 | 0 | 0 | 0 | 0 | 0 | [10 empty] | Unit | 950 | 950 | 950 | 950 | 950 | 950 | 950 | 950 | 950 | 950 | 14250 | 15200 | 15200 | 17100 | 17100 | 18050 | 18050 | 19000 | 19000 | 19950 | 0 | 0 | 0 | 0 | 0 | 0 | 0 | 0 | 0 | 0 | 102283.1613 | 109102.0387 | 109102.0387 | 122739.7935 | 122739.7935 | 129558.671 | 129558.671 | 136377.5484 | 136377.5484 | 143196.4258 | 0 | 0 | 0 | 0 | 0 | 0 | 0 | 0 | 0 | 0 | 0 | 0 | 0 | 0 | 0 | 0 | 0 | 0 | 0 | 0 | 0 | 0 | 0 | 0 | 0 | 0 | 0 | 0 | 0 | 0 | 0 | 0 | 0 | 0 | 0 | 0 | 0 | 0 | 0 | 0 | 0 | 0 | 0 | 0 | 0 | 0 | 0 | 0 | 0 | 0 | 85369.7841 | 91061.1031 | 91061.1031 | 102443.741 | 102443.741 | 108135.0599 | 108135.0599 | 113826.3789 | 113826.3789 | 119517.6978 | 0 | 0 | 0 | 0 | 0 | 0 | 0 | 0 | 0 | 0 | 0 | 0 | 0 | 0 | 0 | 0 | 0 | 0 | 0 | 0 | 0 | 0 | 0 | 0 | 0 | 0 | 0 | 0 | 0 | 0 | 0 | 0 | 0 | 0 | 0 | 0 | 0 | 0 | 0 | 0 | 15 | 0 | 1.8526 | 1.8677 | 1.8811 | 1.8984 | 1.917 | 1.9366 | 1.9557 | 1.9543 | 1.9551 | 1.9581 | 5691.3189 | 5691.3189 | 5691.3189 | 5691.3189 | 5691.3189 | 5691.3189 | 5691.3189 | 5691.3189 | 5691.3189 | 5691.3189 | 0 | 0 | 0 | 0 | 0 | 0 | 0 | 0 | 0 | 0 | 0 | 0 | 0 | 0 | 0 | 0 | 0 | 0 | 0 | 0
173 | Commercial | Commercial Incentive Program | Prescriptive | Variable Speed Drives for HVAC Systems (Pump Application) | No VSD on HVAC System | per unit | HVAC | 1 | 100% | 10% | 100% | 83.46% | 15 | 16 | 16 | 18 | 18 | 19 | 19 | 20 | 20 | 21 | 15 | 16 | 16 | 18 | 18 | 19 | 19 | 20 | 20 | 21 | 1898 | 1898 | 1898 | 1898 | 1898 | 1898 | 1898 | 1898 | 1898 | 1898 | 0 | 0 | 0 | 0 | 0 | 0 | 0 | 0 | 0 | 0 | [10 empty] | Unit | 950 | 950 | 950 | 950 | 950 | 950 | 950 | 950 | 950 | 950 | 14250 | 15200 | 15200 | 17100 | 17100 | 18050 | 18050 | 19000 | 19000 | 19950 | 0 | 0 | 0 | 0 | 0 | 0 | 0 | 0 | 0 | 0 | 109573.2258 | 116878.1075 | 116878.1075 | 131487.871 | 131487.871 | 138792.7527 | 138792.7527 | 146097.6344 | 146097.6344 | 153402.5161 | 0 | 0 | 0 | 0 | 0 | 0 | 0 | 0 | 0 | 0 | 0 | 0 | 0 | 0 | 0 | 0 | 0 | 0 | 0 | 0 | 0 | 0 | 0 | 0 | 0 | 0 | 0 | 0 | 0 | 0 | 0 | 0 | 0 | 0 | 0 | 0 | 0 | 0 | 0 | 0 | 0 | 0 | 0 | 0 | 0 | 0 | 0 | 0 | 0 | 0 | 91454.3755 | 97551.3338 | 97551.3338 | 109745.2505 | 109745.2505 | 115842.2089 | 115842.2089 | 121939.1673 | 121939.1673 | 128036.1256 | 0 | 0 | 0 | 0 | 0 | 0 | 0 | 0 | 0 | 0 | 0 | 0 | 0 | 0 | 0 | 0 | 0 | 0 | 0 | 0 | 0 | 0 | 0 | 0 | 0 | 0 | 0 | 0 | 0 | 0 | 0 | 0 | 0 | 0 | 0 | 0 | 0 | 0 | 0 | 0 | 10 | 0 | 1.5339 | 1.5519 | 1.5677 | 1.5872 | 1.6104 | 1.6322 | 1.6515 | 1.6477 | 1.6445 | 1.6376 | 6096.9584 | 6096.9584 | 6096.9584 | 6096.9584 | 6096.9584 | 6096.9584 | 6096.9584 | 6096.9584 | 6096.9584 | 6096.9584 | 0 | 0 | 0 | 0 | 0 | 0 | 0 | 0 | 0 | 0 | 0 | 0 | 0 | 0 | 0 | 0 | 0 | 0 | 0 | 0
182 | Commercial | Commercial Incentive Program | Prescriptive | Automatic Door Closer for Walk-In Cooler | Standard Cooler | per unit | Refrigeration | 2 | 10.37% | 50% | 100% | 83.46% | 16 | 16 | 16 | 18 | 18 | 20 | 20 | 20 | 20 | 22 | 8 | 8 | 8 | 9 | 9 | 10 | 10 | 10 | 10 | 11 | 156.82 | 156.82 | 156.82 | 156.82 | 156.82 | 156.82 | 156.82 | 156.82 | 156.82 | 156.82 | 0 | 0 | 0 | 0 | 0 | 0 | 0 | 0 | 0 | 0 | [10 empty] | Unit | 75 | 75 | 75 | 75 | 75 | 75 | 75 | 75 | 75 | 75 | 1200 | 1200 | 1200 | 1350 | 1350 | 1500 | 1500 | 1500 | 1500 | 1650 | 0 | 0 | 0 | 0 | 0 | 0 | 0 | 0 | 0 | 0 | 15088 | 15088 | 15088 | 16974 | 16974 | 18860 | 18860 | 18860 | 18860 | 20746 | 2.192 | 2.192 | 2.192 | 2.466 | 2.466 | 2.74 | 2.74 | 2.74 | 2.74 | 3.014 | 2.192 | 2.192 | 2.192 | 2.466 | 2.466 | 2.74 | 2.74 | 2.74 | 2.74 | 3.014 | 0 | 0 | 0 | 0 | 0 | 0 | 0 | 0 | 0 | 0 | 0 | 0 | 0 | 0 | 0 | 0 | 0 | 0 | 0 | 0 | 0 | 0 | 0 | 0 | 0 | 0 | 0 | 0 | 0 | 0 | 12593.0729 | 12593.0729 | 12593.0729 | 14167.207 | 14167.207 | 15741.3411 | 15741.3411 | 15741.3411 | 15741.3411 | 17315.4752 | 1.8295 | 1.8295 | 1.8295 | 2.0582 | 2.0582 | 2.2869 | 2.2869 | 2.2869 | 2.2869 | 2.5156 | 1.8295 | 1.8295 | 1.8295 | 2.0582 | 2.0582 | 2.2869 | 2.2869 | 2.2869 | 2.2869 | 2.5156 | 0 | 0 | 0 | 0 | 0 | 0 | 0 | 0 | 0 | 0 | 0 | 0 | 0 | 0 | 0 | 0 | 0 | 0 | 0 | 0 | 8 | 0 | 2.3638 | 2.4341 | 2.494 | 2.5444 | 2.6009 | 2.6545 | 2.7026 | 2.7091 | 2.7137 | 2.7169 | 787.0671 | 787.0671 | 787.0671 | 787.0671 | 787.0671 | 787.0671 | 787.0671 | 787.0671 | 787.0671 | 787.0671 | 0.11435 | 0.11435 | 0.11435 | 0.11435 | 0.11435 | 0.11435 | 0.11435 | 0.11435 | 0.11435 | 0.11435 | 0.11435 | 0.11435 | 0.11435 | 0.11435 | 0.11435 | 0.11435 | 0.11435 | 0.11435 | 0.11435 | 0.11435
183 | Commercial | Commercial Incentive Program | Prescriptive | Automatic Door Closer for Walk-In Freezer | Standard Freezer | per unit | Refrigeration | 2 | 10.37% | 50% | 100% | 83.46% | 16 | 16 | 16 | 18 | 18 | 20 | 20 | 20 | 20 | 22 | 8 | 8 | 8 | 9 | 9 | 10 | 10 | 10 | 10 | 11 | 156.82 | 156.82 | 156.82 | 156.82 | 156.82 | 156.82 | 156.82 | 156.82 | 156.82 | 156.82 | 0 | 0 | 0 | 0 | 0 | 0 | 0 | 0 | 0 | 0 | [10 empty] | Unit | 75 | 75 | 75 | 75 | 75 | 75 | 75 | 75 | 75 | 75 | 1200 | 1200 | 1200 | 1350 | 1350 | 1500 | 1500 | 1500 | 1500 | 1650 | 0 | 0 | 0 | 0 | 0 | 0 | 0 | 0 | 0 | 0 | 36912 | 36912 | 36912 | 41526 | 41526 | 46140 | 46140 | 46140 | 46140 | 50754 | 4.944 | 4.944 | 4.944 | 5.562 | 5.562 | 6.18 | 6.18 | 6.18 | 6.18 | 6.798 | 4.944 | 4.944 | 4.944 | 5.562 | 5.562 | 6.18 | 6.18 | 6.18 | 6.18 | 6.798 | 0 | 0 | 0 | 0 | 0 | 0 | 0 | 0 | 0 | 0 | 0 | 0 | 0 | 0 | 0 | 0 | 0 | 0 | 0 | 0 | 0 | 0 | 0 | 0 | 0 | 0 | 0 | 0 | 0 | 0 | 30808.2917 | 30808.2917 | 30808.2917 | 34659.3282 | 34659.3282 | 38510.3647 | 38510.3647 | 38510.3647 | 38510.3647 | 42361.4011 | 4.1265 | 4.1265 | 4.1265 | 4.6423 | 4.6423 | 5.1581 | 5.1581 | 5.1581 | 5.1581 | 5.6739 | 4.1265 | 4.1265 | 4.1265 | 4.6423 | 4.6423 | 5.1581 | 5.1581 | 5.1581 | 5.1581 | 5.6739 | 0 | 0 | 0 | 0 | 0 | 0 | 0 | 0 | 0 | 0 | 0 | 0 | 0 | 0 | 0 | 0 | 0 | 0 | 0 | 0 | 8 | 0 | 5.7183 | 5.8823 | 6.0223 | 6.1419 | 6.2767 | 6.4045 | 6.5192 | 6.5327 | 6.5418 | 6.5479 | 1925.5182 | 1925.5182 | 1925.5182 | 1925.5182 | 1925.5182 | 1925.5182 | 1925.5182 | 1925.5182 | 1925.5182 | 1925.5182 | 0.2579 | 0.2579 | 0.2579 | 0.2579 | 0.2579 | 0.2579 | 0.2579 | 0.2579 | 0.2579 | 0.2579 | 0.2579 | 0.2579 | 0.2579 | 0.2579 | 0.2579 | 0.2579 | 0.2579 | 0.2579 | 0.2579 | 0.2579
184 | Commercial | Commercial Incentive Program | Prescriptive | Beverage & Snack Machine Controls (Refrigerated) | Standard Machine | per unit | Refrigeration | 1 | 20.07% | 15% | 100% | 83.46% | 5 | 5 | 5 | 5 | 5 | 6 | 6 | 6 | 6 | 6 | 5 | 5 | 5 | 5 | 5 | 6 | 6 | 6 | 6 | 6 | 180 | 180 | 180 | 180 | 180 | 180 | 180 | 180 | 180 | 180 | 0 | 0 | 0 | 0 | 0 | 0 | 0 | 0 | 0 | 0 | [10 empty] | Unit | 75 | 75 | 75 | 75 | 75 | 75 | 75 | 75 | 75 | 75 | 375 | 375 | 375 | 375 | 375 | 450 | 450 | 450 | 450 | 450 | 0 | 0 | 0 | 0 | 0 | 0 | 0 | 0 | 0 | 0 | 8059.2 | 8059.2 | 8059.2 | 8059.2 | 8059.2 | 9671.04 | 9671.04 | 9671.04 | 9671.04 | 9671.04 | 0 | 0 | 0 | 0 | 0 | 0 | 0 | 0 | 0 | 0 | 0 | 0 | 0 | 0 | 0 | 0 | 0 | 0 | 0 | 0 | 0 | 0 | 0 | 0 | 0 | 0 | 0 | 0 | 0 | 0 | 0 | 0 | 0 | 0 | 0 | 0 | 0 | 0 | 0 | 0 | 0 | 0 | 0 | 0 | 0 | 0 | 0 | 0 | 0 | 0 | 6726.5438 | 6726.5438 | 6726.5438 | 6726.5438 | 6726.5438 | 8071.8526 | 8071.8526 | 8071.8526 | 8071.8526 | 8071.8526 | 0 | 0 | 0 | 0 | 0 | 0 | 0 | 0 | 0 | 0 | 0 | 0 | 0 | 0 | 0 | 0 | 0 | 0 | 0 | 0 | 0 | 0 | 0 | 0 | 0 | 0 | 0 | 0 | 0 | 0 | 0 | 0 | 0 | 0 | 0 | 0 | 0 | 0 | 0 | 0 | 5 | 0 | 2.0425 | 2.0497 | 2.0893 | 2.1375 | 2.1945 | 2.2511 | 2.3021 | 2.2981 | 2.2938 | 2.2895 | 1345.3088 | 1345.3088 | 1345.3088 | 1345.3088 | 1345.3088 | 1345.3088 | 1345.3088 | 1345.3088 | 1345.3088 | 1345.3088 | 0 | 0 | 0 | 0 | 0 | 0 | 0 | 0 | 0 | 0 | 0 | 0 | 0 | 0 | 0 | 0 | 0 | 0 | 0 | 0
188 | Commercial | Commercial Incentive Program | Prescriptive | ECM for Walk-In Cooler or Freezer | Standard Motor | per unit | Refrigeration | 2 | 10.37% | 40% | 100% | 83.46% | 12 | 12 | 14 | 14 | 14 | 16 | 16 | 16 | 16 | 18 | 6 | 6 | 7 | 7 | 7 | 8 | 8 | 8 | 8 | 9 | 50 | 50 | 50 | 50 | 50 | 50 | 50 | 50 | 50 | 50 | 0 | 0 | 0 | 0 | 0 | 0 | 0 | 0 | 0 | 0 | [10 empty] | Unit | 25 | 25 | 25 | 25 | 25 | 25 | 25 | 25 | 25 | 25 | 300 | 300 | 350 | 350 | 350 | 400 | 400 | 400 | 400 | 450 | 0 | 0 | 0 | 0 | 0 | 0 | 0 | 0 | 0 | 0 | 4812 | 4812 | 5614 | 5614 | 5614 | 6416 | 6416 | 6416 | 6416 | 7218 | 0.504 | 0.504 | 0.588 | 0.588 | 0.588 | 0.672 | 0.672 | 0.672 | 0.672 | 0.756 | 0.504 | 0.504 | 0.588 | 0.588 | 0.588 | 0.672 | 0.672 | 0.672 | 0.672 | 0.756 | 0 | 0 | 0 | 0 | 0 | 0 | 0 | 0 | 0 | 0 | 0 | 0 | 0 | 0 | 0 | 0 | 0 | 0 | 0 | 0 | 0 | 0 | 0 | 0 | 0 | 0 | 0 | 0 | 0 | 0 | 4016.2955 | 4016.2955 | 4685.6781 | 4685.6781 | 4685.6781 | 5355.0607 | 5355.0607 | 5355.0607 | 5355.0607 | 6024.4433 | 0.42066 | 0.42066 | 0.49077 | 0.49077 | 0.49077 | 0.56088 | 0.56088 | 0.56088 | 0.56088 | 0.63099 | 0.42066 | 0.42066 | 0.49077 | 0.49077 | 0.49077 | 0.56088 | 0.56088 | 0.56088 | 0.56088 | 0.63099 | 0 | 0 | 0 | 0 | 0 | 0 | 0 | 0 | 0 | 0 | 0 | 0 | 0 | 0 | 0 | 0 | 0 | 0 | 0 | 0 | 15 | 0 | 4.6978 | 4.7759 | 4.8422 | 4.9007 | 4.9604 | 5.0213 | 5.0799 | 5.0915 | 5.1066 | 5.125 | 334.6913 | 334.6913 | 334.6913 | 334.6913 | 334.6913 | 334.6913 | 334.6913 | 334.6913 | 334.6913 | 334.6913 | 0.035055 | 0.035055 | 0.035055 | 0.035055 | 0.035055 | 0.035055 | 0.035055 | 0.035055 | 0.035055 | 0.035055 | 0.035055 | 0.035055 | 0.035055 | 0.035055 | 0.035055 | 0.035055 | 0.035055 | 0.035055 | 0.035055 | 0.035055
193 | Commercial | Commercial Incentive Program | Prescriptive | ENERGY STAR Electric Steamer | Standard Steamer | per unit | Food Service | 2 | 16.22% | 20% | 100% | 83.46% | 10 | 10 | 10 | 12 | 12 | 12 | 12 | 12 | 12 | 14 | 5 | 5 | 5 | 6 | 6 | 6 | 6 | 6 | 6 | 7 | 630 | 630 | 630 | 630 | 630 | 630 | 630 | 630 | 630 | 630 | 0 | 0 | 0 | 0 | 0 | 0 | 0 | 0 | 0 | 0 | [10 empty] | Unit | 300 | 300 | 300 | 300 | 300 | 300 | 300 | 300 | 300 | 300 | 3000 | 3000 | 3000 | 3600 | 3600 | 3600 | 3600 | 3600 | 3600 | 4200 | 0 | 0 | 0 | 0 | 0 | 0 | 0 | 0 | 0 | 0 | 99667.4511 | 99667.4511 | 99667.4511 | 119600.9414 | 119600.9414 | 119600.9414 | 119600.9414 | 119600.9414 | 119600.9414 | 139534.4316 | 4.551 | 4.551 | 4.551 | 5.4612 | 5.4612 | 5.4612 | 5.4612 | 5.4612 | 5.4612 | 6.3714 | 4.551 | 4.551 | 4.551 | 5.4612 | 5.4612 | 5.4612 | 5.4612 | 5.4612 | 5.4612 | 6.3714 | 0 | 0 | 0 | 0 | 0 | 0 | 0 | 0 | 0 | 0 | 0 | 0 | 0 | 0 | 0 | 0 | 0 | 0 | 0 | 0 | 0 | 0 | 0 | 0 | 0 | 0 | 0 | 0 | 0 | 0 | 83186.6036 | 83186.6036 | 83186.6036 | 99823.9243 | 99823.9243 | 99823.9243 | 99823.9243 | 99823.9243 | 99823.9243 | 116461.245 | 3.7985 | 3.7985 | 3.7985 | 4.5582 | 4.5582 | 4.5582 | 4.5582 | 4.5582 | 4.5582 | 5.3179 | 3.7985 | 3.7985 | 3.7985 | 4.5582 | 4.5582 | 4.5582 | 4.5582 | 4.5582 | 4.5582 | 5.3179 | 0 | 0 | 0 | 0 | 0 | 0 | 0 | 0 | 0 | 0 | 0 | 0 | 0 | 0 | 0 | 0 | 0 | 0 | 0 | 0 | 12 | 0 | 7.5444 | 7.6545 | 7.7481 | 7.8397 | 7.9454 | 8.0501 | 8.1454 | 8.1276 | 8.1179 | 8.1158 | 8318.6604 | 8318.6604 | 8318.6604 | 8318.6604 | 8318.6604 | 8318.6604 | 8318.6604 | 8318.6604 | 8318.6604 | 8318.6604 | 0.37985 | 0.37985 | 0.37985 | 0.37985 | 0.37985 | 0.37985 | 0.37985 | 0.37985 | 0.37985 | 0.37985 | 0.37985 | 0.37985 | 0.37985 | 0.37985 | 0.37985 | 0.37985 | 0.37985 | 0.37985 | 0.37985 | 0.37985
194 | Commercial | Commercial Incentive Program | Prescriptive | ENERGY STAR Commercial Dishwasher | Standard Dishwasher | per unit | Food Service | 2 | 16.22% | 20% | 100% | 83.46% | 10 | 10 | 10 | 12 | 12 | 12 | 12 | 12 | 12 | 14 | 5 | 5 | 5 | 6 | 6 | 6 | 6 | 6 | 6 | 7 | 50 | 50 | 50 | 50 | 50 | 50 | 50 | 50 | 50 | 50 | 0 | 0 | 0 | 0 | 0 | 0 | 0 | 0 | 0 | 0 | [10 empty] | Unit | 25 | 25 | 25 | 25 | 25 | 25 | 25 | 25 | 25 | 25 | 250 | 250 | 250 | 300 | 300 | 300 | 300 | 300 | 300 | 350 | 0 | 0 | 0 | 0 | 0 | 0 | 0 | 0 | 0 | 0 | 25395.124 | 25395.124 | 25395.124 | 30474.1487 | 30474.1487 | 30474.1487 | 30474.1487 | 30474.1487 | 30474.1487 | 35553.1735 | 0.082694 | 0.082694 | 0.082694 | 0.099233 | 0.099233 | 0.099233 | 0.099233 | 0.099233 | 0.099233 | 0.11577 | 0.082694 | 0.082694 | 0.082694 | 0.099233 | 0.099233 | 0.099233 | 0.099233 | 0.099233 | 0.099233 | 0.11577 | 0 | 0 | 0 | 0 | 0 | 0 | 0 | 0 | 0 | 0 | 0 | 0 | 0 | 0 | 0 | 0 | 0 | 0 | 0 | 0 | 0 | 0 | 0 | 0 | 0 | 0 | 0 | 0 | 0 | 0 | 21195.8276 | 21195.8276 | 21195.8276 | 25434.9931 | 25434.9931 | 25434.9931 | 25434.9931 | 25434.9931 | 25434.9931 | 29674.1586 | 0.06902 | 0.06902 | 0.06902 | 0.082824 | 0.082824 | 0.082824 | 0.082824 | 0.082824 | 0.082824 | 0.096628 | 0.06902 | 0.06902 | 0.06902 | 0.082824 | 0.082824 | 0.082824 | 0.082824 | 0.082824 | 0.082824 | 0.096628 | 0 | 0 | 0 | 0 | 0 | 0 | 0 | 0 | 0 | 0 | 0 | 0 | 0 | 0 | 0 | 0 | 0 | 0 | 0 | 0 | 10 | 0 | 20.3218 | 20.5672 | 20.7835 | 21.044 | 21.3546 | 21.6445 | 21.9033 | 21.8544 | 21.8144 | 21.7254 | 2119.5828 | 2119.5828 | 2119.5828 | 2119.5828 | 2119.5828 | 2119.5828 | 2119.5828 | 2119.5828 | 2119.5828 | 2119.5828 | 0.006902 | 0.006902 | 0.006902 | 0.006902 | 0.006902 | 0.006902 | 0.006902 | 0.006902 | 0.006902 | 0.006902 | 0.006902 | 0.006902 | 0.006902 | 0.006902 | 0.006902 | 0.006902 | 0.006902 | 0.006902 | 0.006902 | 0.006902
195 | Commercial | Commercial Incentive Program | Prescriptive | High Efficiency Pre-Rinse Spray Valve | Standard Spray Valve | per unit | Food Service | 2 | 16.22% | 20% | 100% | 83.46% | 10 | 10 | 10 | 12 | 12 | 12 | 12 | 12 | 12 | 14 | 5 | 5 | 5 | 6 | 6 | 6 | 6 | 6 | 6 | 7 | 100 | 100 | 100 | 100 | 100 | 100 | 100 | 100 | 100 | 100 | 0 | 0 | 0 | 0 | 0 | 0 | 0 | 0 | 0 | 0 | [10 empty] | Unit | 50 | 50 | 50 | 50 | 50 | 50 | 50 | 50 | 50 | 50 | 500 | 500 | 500 | 600 | 600 | 600 | 600 | 600 | 600 | 700 | 0 | 0 | 0 | 0 | 0 | 0 | 0 | 0 | 0 | 0 | 26707.0477 | 26707.0477 | 26707.0477 | 32048.4572 | 32048.4572 | 32048.4572 | 32048.4572 | 32048.4572 | 32048.4572 | 37389.8668 | 0 | 0 | 0 | 0 | 0 | 0 | 0 | 0 | 0 | 0 | 0 | 0 | 0 | 0 | 0 | 0 | 0 | 0 | 0 | 0 | 0 | 0 | 0 | 0 | 0 | 0 | 0 | 0 | 0 | 0 | 0 | 0 | 0 | 0 | 0 | 0 | 0 | 0 | 0 | 0 | 0 | 0 | 0 | 0 | 0 | 0 | 0 | 0 | 0 | 0 | 22290.8137 | 22290.8137 | 22290.8137 | 26748.9765 | 26748.9765 | 26748.9765 | 26748.9765 | 26748.9765 | 26748.9765 | 31207.1392 | 0 | 0 | 0 | 0 | 0 | 0 | 0 | 0 | 0 | 0 | 0 | 0 | 0 | 0 | 0 | 0 | 0 | 0 | 0 | 0 | 0 | 0 | 0 | 0 | 0 | 0 | 0 | 0 | 0 | 0 | 0 | 0 | 0 | 0 | 0 | 0 | 0 | 0 | 0 | 0 | 5 | 0 | 6.0918 | 6.1133 | 6.2313 | 6.3749 | 6.545 | 6.7138 | 6.8659 | 6.8539 | 6.8411 | 6.8283 | 2229.0814 | 2229.0814 | 2229.0814 | 2229.0814 | 2229.0814 | 2229.0814 | 2229.0814 | 2229.0814 | 2229.0814 | 2229.0814 | 0 | 0 | 0 | 0 | 0 | 0 | 0 | 0 | 0 | 0 | 0 | 0 | 0 | 0 | 0 | 0 | 0 | 0 | 0 | 0
196 | Commercial | Commercial Incentive Program | Prescriptive | ENERGY STAR Electric Fryer | Standard Fryer | per unit | Food Service | 2 | 16.22% | 20% | 100% | 83.46% | 10 | 10 | 10 | 12 | 12 | 12 | 12 | 12 | 12 | 14 | 5 | 5 | 5 | 6 | 6 | 6 | 6 | 6 | 6 | 7 | 210 | 210 | 210 | 210 | 210 | 210 | 210 | 210 | 210 | 210 | 0 | 0 | 0 | 0 | 0 | 0 | 0 | 0 | 0 | 0 | [10 empty] | Unit | 100 | 100 | 100 | 100 | 100 | 100 | 100 | 100 | 100 | 100 | 1000 | 1000 | 1000 | 1200 | 1200 | 1200 | 1200 | 1200 | 1200 | 1400 | 0 | 0 | 0 | 0 | 0 | 0 | 0 | 0 | 0 | 0 | 9516.5728 | 9516.5728 | 9516.5728 | 11419.8874 | 11419.8874 | 11419.8874 | 11419.8874 | 11419.8874 | 11419.8874 | 13323.2019 | 1.6296 | 1.6296 | 1.6296 | 1.9555 | 1.9555 | 1.9555 | 1.9555 | 1.9555 | 1.9555 | 2.2814 | 1.6296 | 1.6296 | 1.6296 | 1.9555 | 1.9555 | 1.9555 | 1.9555 | 1.9555 | 1.9555 | 2.2814 | 0 | 0 | 0 | 0 | 0 | 0 | 0 | 0 | 0 | 0 | 0 | 0 | 0 | 0 | 0 | 0 | 0 | 0 | 0 | 0 | 0 | 0 | 0 | 0 | 0 | 0 | 0 | 0 | 0 | 0 | 7942.9278 | 7942.9278 | 7942.9278 | 9531.5134 | 9531.5134 | 9531.5134 | 9531.5134 | 9531.5134 | 9531.5134 | 11120.0989 | 1.3601 | 1.3601 | 1.3601 | 1.6321 | 1.6321 | 1.6321 | 1.6321 | 1.6321 | 1.6321 | 1.9041 | 1.3601 | 1.3601 | 1.3601 | 1.6321 | 1.6321 | 1.6321 | 1.6321 | 1.6321 | 1.6321 | 1.9041 | 0 | 0 | 0 | 0 | 0 | 0 | 0 | 0 | 0 | 0 | 0 | 0 | 0 | 0 | 0 | 0 | 0 | 0 | 0 | 0 | 12 | 0 | 2.4815 | 2.543 | 2.5944 | 2.6341 | 2.6768 | 2.718 | 2.7552 | 2.7587 | 2.7635 | 2.7693 | 794.2928 | 794.2928 | 794.2928 | 794.2928 | 794.2928 | 794.2928 | 794.2928 | 794.2928 | 794.2928 | 794.2928 | 0.13601 | 0.13601 | 0.13601 | 0.13601 | 0.13601 | 0.13601 | 0.13601 | 0.13601 | 0.13601 | 0.13601 | 0.13601 | 0.13601 | 0.13601 | 0.13601 | 0.13601 | 0.13601 | 0.13601 | 0.13601 | 0.13601 | 0.13601
197 | Commercial | Commercial Incentive Program | Prescriptive | Demand Control Ventilation | Standard Cooking Ventilation | per unit | Food Service | 1 | 16.22% | 8.134% | 100% | 83.46% | 2 | 2 | 2 | 2 | 2 | 2 | 3 | 3 | 3 | 3 | 2 | 2 | 2 | 2 | 2 | 2 | 3 | 3 | 3 | 3 | 1988 | 1988 | 1988 | 1988 | 1988 | 1988 | 1988 | 1988 | 1988 | 1988 | 0 | 0 | 0 | 0 | 0 | 0 | 0 | 0 | 0 | 0 | [10 empty] | Unit | 950 | 950 | 950 | 950 | 950 | 950 | 950 | 950 | 950 | 950 | 1900 | 1900 | 1900 | 1900 | 1900 | 1900 | 2850 | 2850 | 2850 | 2850 | 11838.125 | 11838.125 | 11838.125 | 11838.125 | 11838.125 | 11838.125 | 17757.1875 | 17757.1875 | 17757.1875 | 17757.1875 | 8972 | 8972 | 8972 | 8972 | 8972 | 8972 | 13458 | 13458 | 13458 | 13458 | 1.52 | 1.52 | 1.52 | 1.52 | 1.52 | 1.52 | 2.28 | 2.28 | 2.28 | 2.28 | 1.52 | 1.52 | 1.52 | 1.52 | 1.52 | 1.52 | 2.28 | 2.28 | 2.28 | 2.28 | 0 | 0 | 0 | 0 | 0 | 0 | 0 | 0 | 0 | 0 | 0 | 0 | 0 | 0 | 0 | 0 | 0 | 0 | 0 | 0 | 9880.5919 | 9880.5919 | 9880.5919 | 9880.5919 | 9880.5919 | 9880.5919 | 14820.8879 | 14820.8879 | 14820.8879 | 14820.8879 | 7488.4047 | 7488.4047 | 7488.4047 | 7488.4047 | 7488.4047 | 7488.4047 | 11232.607 | 11232.607 | 11232.607 | 11232.607 | 1.2687 | 1.2687 | 1.2687 | 1.2687 | 1.2687 | 1.2687 | 1.903 | 1.903 | 1.903 | 1.903 | 1.2687 | 1.2687 | 1.2687 | 1.2687 | 1.2687 | 1.2687 | 1.903 | 1.903 | 1.903 | 1.903 | 0 | 0 | 0 | 0 | 0 | 0 | 0 | 0 | 0 | 0 | 0 | 0 | 0 | 0 | 0 | 0 | 0 | 0 | 0 | 0 | 15 | 0 | 19.1299 | 19.5565 | 19.9872 | 20.422 | 20.8662 | 21.3199 | 21.7826 | 22.2417 | 22.7118 | 23.1928 | 3744.2023 | 3744.2023 | 3744.2023 | 3744.2023 | 3744.2023 | 3744.2023 | 3744.2023 | 3744.2023 | 3744.2023 | 3744.2023 | 0.63433 | 0.63433 | 0.63433 | 0.63433 | 0.63433 | 0.63433 | 0.63433 | 0.63433 | 0.63433 | 0.63433 | 0.63433 | 0.63433 | 0.63433 | 0.63433 | 0.63433 | 0.63433 | 0.63433 | 0.63433 | 0.63433 | 0.63433
198 | Commercial | Commercial Incentive Program | Prescriptive | No Air Loss Drain | Timed Drain | per Drain | Compressed Air | 1 | 58.38% | 4% | 100% | 83.46% | 4 | 4 | 4 | 4 | 4 | 4 | 4 | 5 | 5 | 5 | 4 | 4 | 4 | 4 | 4 | 4 | 4 | 5 | 5 | 5 | 700 | 700 | 700 | 700 | 700 | 700 | 700 | 700 | 700 | 700 | 0 | 0 | 0 | 0 | 0 | 0 | 0 | 0 | 0 | 0 | [10 empty] | Unit | 350 | 350 | 350 | 350 | 350 | 350 | 350 | 350 | 350 | 350 | 1400 | 1400 | 1400 | 1400 | 1400 | 1400 | 1400 | 1750 | 1750 | 1750 | 0 | 0 | 0 | 0 | 0 | 0 | 0 | 0 | 0 | 0 | 7878.624 | 7878.624 | 7878.624 | 7878.624 | 7878.624 | 7878.624 | 7878.624 | 9848.28 | 9848.28 | 9848.28 | 1.2198 | 1.2198 | 1.2198 | 1.2198 | 1.2198 | 1.2198 | 1.2198 | 1.5248 | 1.5248 | 1.5248 | 1.2198 | 1.2198 | 1.2198 | 1.2198 | 1.2198 | 1.2198 | 1.2198 | 1.5248 | 1.5248 | 1.5248 | 0 | 0 | 0 | 0 | 0 | 0 | 0 | 0 | 0 | 0 | 0 | 0 | 0 | 0 | 0 | 0 | 0 | 0 | 0 | 0 | 0 | 0 | 0 | 0 | 0 | 0 | 0 | 0 | 0 | 0 | 6575.8276 | 6575.8276 | 6575.8276 | 6575.8276 | 6575.8276 | 6575.8276 | 6575.8276 | 8219.7844 | 8219.7844 | 8219.7844 | 1.0181 | 1.0181 | 1.0181 | 1.0181 | 1.0181 | 1.0181 | 1.0181 | 1.2726 | 1.2726 | 1.2726 | 1.0181 | 1.0181 | 1.0181 | 1.0181 | 1.0181 | 1.0181 | 1.0181 | 1.2726 | 1.2726 | 1.2726 | 0 | 0 | 0 | 0 | 0 | 0 | 0 | 0 | 0 | 0 | 0 | 0 | 0 | 0 | 0 | 0 | 0 | 0 | 0 | 0 | 10 | 0 | 1.3299 | 1.3653 | 1.3957 | 1.4203 | 1.4468 | 1.4712 | 1.493 | 1.4968 | 1.4999 | 1.4989 | 1643.9569 | 1643.9569 | 1643.9569 | 1643.9569 | 1643.9569 | 1643.9569 | 1643.9569 | 1643.9569 | 1643.9569 | 1643.9569 | 0.25452 | 0.25452 | 0.25452 | 0.25452 | 0.25452 | 0.25452 | 0.25452 | 0.25452 | 0.25452 | 0.25452 | 0.25452 | 0.25452 | 0.25452 | 0.25452 | 0.25452 | 0.25452 | 0.25452 | 0.25452 | 0.25452 | 0.25452
213 | Commercial | Commercial Incentive Program | Custom | Custom Project | No Program | per Customer | Custom Project | 1 |  |  | 100% | 83.46% | 20 | 22 | 24 | 29 | 31 | 32 | 33 | 34 | 35 | 36 | 20 | 22 | 24 | 29 | 31 | 32 | 33 | 34 | 35 | 36 | 10000 | 10000 | 10000 | 10000 | 10000 | 10000 | 10000 | 10000 | 10000 | 10000 | 0 | 0 | 0 | 0 | 0 | 0 | 0 | 0 | 0 | 0 | [10 empty] | Energy | 0.08 | 0.08 | 0.08 | 0.08 | 0.08 | 0.08 | 0.08 | 0.08 | 0.08 | 0.08 | 65790.84 | 72369.93 | 78949.01 | 95396.72 | 101975.81 | 105265.35 | 108554.89 | 111844.43 | 115133.97 | 118423.52 | 0 | 0 | 0 | 0 | 0 | 0 | 0 | 0 | 0 | 0 | 985315.7429 | 1083847.3172 | 1182378.8915 | 1428707.8273 | 1527239.4015 | 1576505.1887 | 1625770.9758 | 1675036.763 | 1724302.5501 | 1773568.3373 | 163.2669 | 179.5936 | 195.9203 | 236.737 | 253.0637 | 261.2271 | 269.3904 | 277.5538 | 285.7171 | 293.8805 | 163.2669 | 179.5936 | 195.9203 | 236.737 | 253.0637 | 261.2271 | 269.3904 | 277.5538 | 285.7171 | 293.8805 | 0 | 0 | 0 | 0 | 0 | 0 | 0 | 0 | 0 | 0 | 0 | 0 | 0 | 0 | 0 | 0 | 0 | 0 | 0 | 0 | 0 | 0 | 0 | 0 | 0 | 0 | 0 | 0 | 0 | 0 | 822385.5347 | 904624.0881 | 986862.6416 | 1192459.0253 | 1274697.5788 | 1315816.8555 | 1356936.1322 | 1398055.409 | 1439174.6857 | 1480293.9624 | 136.2694 | 149.8963 | 163.5232 | 197.5906 | 211.2175 | 218.031 | 224.8445 | 231.6579 | 238.4714 | 245.2849 | 136.2694 | 149.8963 | 163.5232 | 197.5906 | 211.2175 | 218.031 | 224.8445 | 231.6579 | 238.4714 | 245.2849 | 0 | 0 | 0 | 0 | 0 | 0 | 0 | 0 | 0 | 0 | 0 | 0 | 0 | 0 | 0 | 0 | 0 | 0 | 0 | 0 | 15 | 0 | 3.0869 | 3.1506 | 3.2043 | 3.2474 | 3.2907 | 3.3341 | 3.3759 | 3.3882 | 3.4023 | 3.4177 | 41119.2767 | 41119.2767 | 41119.2767 | 41119.2767 | 41119.2767 | 41119.2767 | 41119.2767 | 41119.2767 | 41119.2767 | 41119.2767 | 6.8135 | 6.8135 | 6.8135 | 6.8135 | 6.8135 | 6.8135 | 6.8135 | 6.8135 | 6.8135 | 6.8135 | 6.8135 | 6.8135 | 6.8135 | 6.8135 | 6.8135 | 6.8135 | 6.8135 | 6.8135 | 6.8135 | 6.8135
209 | Commercial | Express Install | 0 | Express Install | No Program | per Customer | Express Install | 1 |  |  | 100% | 83.46% | 40 | 45 | 50 | 50 | 60 | 65 | 70 | 75 | 80 | 85 | 40 | 45 | 50 | 50 | 60 | 65 | 70 | 75 | 80 | 85 | 5300 | 5300 | 5300 | 5300 | 5300 | 5300 | 5300 | 5300 | 5300 | 5300 | 0 | 0 | 0 | 0 | 0 | 0 | 0 | 0 | 0 | 0 | [10 empty] | Cost | 0.7 | 0.7 | 0.7 | 0.7 | 0.7 | 0.7 | 0.7 | 0.7 | 0.7 | 0.7 | 148400 | 166950 | 185500 | 185500 | 222600 | 241150 | 259700 | 278250 | 296800 | 315350 | 0 | 0 | 0 | 0 | 0 | 0 | 0 | 0 | 0 | 0 | 851672.9661 | 958132.0869 | 1064591.2076 | 1064591.2076 | 1277509.4492 | 1383968.5699 | 1490427.6907 | 1596886.8115 | 1703345.9322 | 1809805.053 | 134.173 | 150.9447 | 167.7163 | 167.7163 | 201.2596 | 218.0312 | 234.8028 | 251.5745 | 268.3461 | 285.1177 | 134.173 | 150.9447 | 167.7163 | 167.7163 | 201.2596 | 218.0312 | 234.8028 | 251.5745 | 268.3461 | 285.1177 | 0 | 0 | 0 | 0 | 0 | 0 | 0 | 0 | 0 | 0 | 0 | 0 | 0 | 0 | 0 | 0 | 0 | 0 | 0 | 0 | 0 | 0 | 0 | 0 | 0 | 0 | 0 | 0 | 0 | 0 | 710841.71 | 799696.9238 | 888552.1375 | 888552.1375 | 1066262.565 | 1155117.7788 | 1243972.9925 | 1332828.2063 | 1421683.42 | 1510538.6338 | 111.9864 | 125.9847 | 139.983 | 139.983 | 167.9796 | 181.9779 | 195.9762 | 209.9745 | 223.9728 | 237.9711 | 111.9864 | 125.9847 | 139.983 | 139.983 | 167.9796 | 181.9779 | 195.9762 | 209.9745 | 223.9728 | 237.9711 | 0 | 0 | 0 | 0 | 0 | 0 | 0 | 0 | 0 | 0 | 0 | 0 | 0 | 0 | 0 | 0 | 0 | 0 | 0 | 0 | 15 | 0 | 2.4952 | 2.5455 | 2.5878 | 2.6222 | 2.6567 | 2.6915 | 2.725 | 2.7344 | 2.7454 | 2.7575 | 17771.0428 | 17771.0428 | 17771.0428 | 17771.0428 | 17771.0428 | 17771.0428 | 17771.0428 | 17771.0428 | 17771.0428 | 17771.0428 | 2.7997 | 2.7997 | 2.7997 | 2.7997 | 2.7997 | 2.7997 | 2.7997 | 2.7997 | 2.7997 | 2.7997 | 2.7997 | 2.7997 | 2.7997 | 2.7997 | 2.7997 | 2.7997 | 2.7997 | 2.7997 | 2.7997 | 2.7997
210 | Commercial | New Construction | 0 | New Construction | No Program | per Customer | New Construction | 1 |  |  | 100% | 83.46% | 8 | 8 | 8 | 8 | 8 | 8 | 8 | 8 | 8 | 8 | 8 | 8 | 8 | 8 | 8 | 8 | 8 | 8 | 8 | 8 | 9615 | 9615 | 9615 | 9615 | 9615 | 9615 | 9615 | 9615 | 9615 | 9615 | 0 | 0 | 0 | 0 | 0 | 0 | 0 | 0 | 0 | 0 | [10 empty] | Energy | 0.08 | 0.08 | 0.08 | 0.08 | 0.08 | 0.08 | 0.08 | 0.08 | 0.08 | 0.08 | 17350.78 | 17350.78 | 17350.78 | 17350.78 | 17350.78 | 17350.78 | 17350.78 | 17350.78 | 17350.78 | 17350.78 | 0 | 0 | 0 | 0 | 0 | 0 | 0 | 0 | 0 | 0 | 259853.8123 | 259853.8123 | 259853.8123 | 259853.8123 | 259853.8123 | 259853.8123 | 259853.8123 | 259853.8123 | 259853.8123 | 259853.8123 | 68.3376 | 68.3376 | 68.3376 | 68.3376 | 68.3376 | 68.3376 | 68.3376 | 68.3376 | 68.3376 | 68.3376 | 42.9135 | 42.9135 | 42.9135 | 42.9135 | 42.9135 | 42.9135 | 42.9135 | 42.9135 | 42.9135 | 42.9135 | 0 | 0 | 0 | 0 | 0 | 0 | 0 | 0 | 0 | 0 | 0 | 0 | 0 | 0 | 0 | 0 | 0 | 0 | 0 | 0 | 0 | 0 | 0 | 0 | 0 | 0 | 0 | 0 | 0 | 0 | 216884.8086 | 216884.8086 | 216884.8086 | 216884.8086 | 216884.8086 | 216884.8086 | 216884.8086 | 216884.8086 | 216884.8086 | 216884.8086 | 57.0374 | 57.0374 | 57.0374 | 57.0374 | 57.0374 | 57.0374 | 57.0374 | 57.0374 | 57.0374 | 57.0374 | 35.8174 | 35.8174 | 35.8174 | 35.8174 | 35.8174 | 35.8174 | 35.8174 | 35.8174 | 35.8174 | 35.8174 | 0 | 0 | 0 | 0 | 0 | 0 | 0 | 0 | 0 | 0 | 0 | 0 | 0 | 0 | 0 | 0 | 0 | 0 | 0 | 0 | 15 | 0 | 2.3367 | 2.3978 | 2.4488 | 2.4861 | 2.5229 | 2.5594 | 2.5943 | 2.6085 | 2.6234 | 2.6385 | 27110.6011 | 27110.6011 | 27110.6011 | 27110.6011 | 27110.6011 | 27110.6011 | 27110.6011 | 27110.6011 | 27110.6011 | 27110.6011 | 7.1297 | 7.1297 | 7.1297 | 7.1297 | 7.1297 | 7.1297 | 7.1297 | 7.1297 | 7.1297 | 7.1297 | 4.4772 | 4.4772 | 4.4772 | 4.4772 | 4.4772 | 4.4772 | 4.4772 | 4.4772 | 4.4772 | 4.4772
212 | Commercial | School Energy Manager | 0 | School Energy Manager | No Program | per School District | School Energy Manager | 1 |  |  | 100% | 100% | 20 | 20 | 20 | 20 | 20 | 20 | 20 | 20 | 20 | 20 | 20 | 20 | 20 | 20 | 20 | 20 | 20 | 20 | 20 | 20 | 4500 | 4500 | 4500 | 4500 | 4500 | 4500 | 4500 | 4500 | 4500 | 4500 | 0 | 0 | 0 | 0 | 0 | 0 | 0 | 0 | 0 | 0 | [10 empty] | Unit | 0 | 0 | 0 | 0 | 0 | 0 | 0 | 0 | 0 | 0 | 0 | 0 | 0 | 0 | 0 | 0 | 0 | 0 | 0 | 0 | 0 | 0 | 0 | 0 | 0 | 0 | 0 | 0 | 0 | 0 | 558200 | 558200 | 558200 | 558200 | 558200 | 558200 | 558200 | 558200 | 558200 | 558200 | 201.2 | 201.2 | 201.2 | 201.2 | 201.2 | 201.2 | 201.2 | 201.2 | 201.2 | 201.2 | 201.2 | 201.2 | 201.2 | 201.2 | 201.2 | 201.2 | 201.2 | 201.2 | 201.2 | 201.2 | 0 | 0 | 0 | 0 | 0 | 0 | 0 | 0 | 0 | 0 | 0 | 0 | 0 | 0 | 0 | 0 | 0 | 0 | 0 | 0 | 0 | 0 | 0 | 0 | 0 | 0 | 0 | 0 | 0 | 0 | 558200 | 558200 | 558200 | 558200 | 558200 | 558200 | 558200 | 558200 | 558200 | 558200 | 201.2 | 201.2 | 201.2 | 201.2 | 201.2 | 201.2 | 201.2 | 201.2 | 201.2 | 201.2 | 201.2 | 201.2 | 201.2 | 201.2 | 201.2 | 201.2 | 201.2 | 201.2 | 201.2 | 201.2 | 0 | 0 | 0 | 0 | 0 | 0 | 0 | 0 | 0 | 0 | 0 | 0 | 0 | 0 | 0 | 0 | 0 | 0 | 0 | 0 | 10 | 0 | 3.5417 | 3.6849 | 3.8069 | 3.8916 | 3.9778 | 4.0565 | 4.1268 | 4.1545 | 4.1772 | 4.1869 | 27910 | 27910 | 27910 | 27910 | 27910 | 27910 | 27910 | 27910 | 27910 | 27910 | 10.06 | 10.06 | 10.06 | 10.06 | 10.06 | 10.06 | 10.06 | 10.06 | 10.06 | 10.06 | 10.06 | 10.06 | 10.06 | 10.06 | 10.06 | 10.06 | 10.06 | 10.06 | 10.06 | 10.06
211 | Commercial | Bid For Efficiency | 0 | Bid for Efficiency | No Program | per RFP | Bid for Efficiency | 1 |  |  | 100% | 100% | 0 | 1 | 1 | 1 | 1 | 1 | 1 | 1 | 1 | 1 | 0 | 1 | 1 | 1 | 1 | 1 | 1 | 1 | 1 | 1 | 76664.8076 | 76664.8076 | 76664.8076 | 76664.8076 | 76664.8076 | 76664.8076 | 76664.8076 | 76664.8076 | 76664.8076 | 76664.8076 | 0 | 0 | 0 | 0 | 0 | 0 | 0 | 0 | 0 | 0 | [10 empty] | Energy | 0.08 | 0.08 | 0.08 | 0.08 | 0.08 | 0.08 | 0.08 | 0.08 | 0.08 | 0.08 | 0 | 185501.23 | 185501.23 | 185501.23 | 185501.23 | 185501.23 | 185501.23 | 185501.23 | 185501.23 | 185501.23 | 0 | 0 | 0 | 0 | 0 | 0 | 0 | 0 | 0 | 0 | 0 | 2318765.3333 | 2318765.3333 | 2318765.3333 | 2318765.3333 | 2318765.3333 | 2318765.3333 | 2318765.3333 | 2318765.3333 | 2318765.3333 | 0 | 264.6992 | 264.6992 | 264.6992 | 264.6992 | 264.6992 | 264.6992 | 264.6992 | 264.6992 | 264.6992 | 0 | 264.6992 | 264.6992 | 264.6992 | 264.6992 | 264.6992 | 264.6992 | 264.6992 | 264.6992 | 264.6992 | 0 | 0 | 0 | 0 | 0 | 0 | 0 | 0 | 0 | 0 | 0 | 0 | 0 | 0 | 0 | 0 | 0 | 0 | 0 | 0 | 0 | 0 | 0 | 0 | 0 | 0 | 0 | 0 | 0 | 0 | 0 | 2318765.3333 | 2318765.3333 | 2318765.3333 | 2318765.3333 | 2318765.3333 | 2318765.3333 | 2318765.3333 | 2318765.3333 | 2318765.3333 | 0 | 264.6992 | 264.6992 | 264.6992 | 264.6992 | 264.6992 | 264.6992 | 264.6992 | 264.6992 | 264.6992 | 0 | 264.6992 | 264.6992 | 264.6992 | 264.6992 | 264.6992 | 264.6992 | 264.6992 | 264.6992 | 264.6992 | 0 | 0 | 0 | 0 | 0 | 0 | 0 | 0 | 0 | 0 | 0 | 0 | 0 | 0 | 0 | 0 | 0 | 0 | 0 | 0 | 10 | 0 | n/a | 14.0243 | 14.2978 | 14.533 | 14.791 | 15.0292 | 15.2419 | 15.2637 | 15.2817 | 15.26 | #DIV/0! | 2318765.3333 | 2318765.3333 | 2318765.3333 | 2318765.3333 | 2318765.3333 | 2318765.3333 | 2318765.3333 | 2318765.3333 | 2318765.3333 | #DIV/0! | 264.6992 | 264.6992 | 264.6992 | 264.6992 | 264.6992 | 264.6992 | 264.6992 | 264.6992 | 264.6992 | #DIV/0! | 264.6992 | 264.6992 | 264.6992 | 264.6992 | 264.6992 | 264.6992 | 264.6992 | 264.6992 | 264.6992
201 | Commercial | Retrocommissioning | 0 | Retrocommissioning (Large Customer) | No Retrocommissioning | per Customer | Retrocommissioning | 1 |  |  | 100% | 83.46% | 0 | 0 | 0 | 0 | 0 | 0 | 0 | 0 | 0 | 0 | 0 | 0 | 0 | 0 | 0 | 0 | 0 | 0 | 0 | 0 | 7500 | 7500 | 7500 | 7500 | 7500 | 7500 | 7500 | 7500 | 7500 | 7500 | 0 | 0 | 0 | 0 | 0 | 0 | 0 | 0 | 0 | 0 | [10 empty] | Energy | 0.08 | 0.08 | 0.08 | 0.08 | 0.08 | 0.08 | 0.08 | 0.08 | 0.08 | 0.08 | 0 | 0 | 0 | 0 | 0 | 0 | 0 | 0 | 0 | 0 | 0 | 0 | 0 | 0 | 0 | 0 | 0 | 0 | 0 | 0 | 0 | 0 | 0 | 0 | 0 | 0 | 0 | 0 | 0 | 0 | 0 | 0 | 0 | 0 | 0 | 0 | 0 | 0 | 0 | 0 | 0 | 0 | 0 | 0 | 0 | 0 | 0 | 0 | 0 | 0 | 0 | 0 | 0 | 0 | 0 | 0 | 0 | 0 | 0 | 0 | 0 | 0 | 0 | 0 | 0 | 0 | 0 | 0 | 0 | 0 | 0 | 0 | 0 | 0 | 0 | 0 | 0 | 0 | 0 | 0 | 0 | 0 | 0 | 0 | 0 | 0 | 0 | 0 | 0 | 0 | 0 | 0 | 0 | 0 | 0 | 0 | 0 | 0 | 0 | 0 | 0 | 0 | 0 | 0 | 0 | 0 | 0 | 0 | 0 | 0 | 0 | 0 | 0 | 0 | 0 | 0 | 0 | 0 | 0 | 0 | 0 | 0 | 0 | 0 | 0 | 0 | 0 | 0 | 0 | 0 | 5 | 0 | n/a | n/a | n/a | n/a | n/a | n/a | n/a | n/a | n/a | n/a | #DIV/0! | #DIV/0! | #DIV/0! | #DIV/0! | #DIV/0! | #DIV/0! | #DIV/0! | #DIV/0! | #DIV/0! | #DIV/0! | #DIV/0! | #DIV/0! | #DIV/0! | #DIV/0! | #DIV/0! | #DIV/0! | #DIV/0! | #DIV/0! | #DIV/0! | #DIV/0! | #DIV/0! | #DIV/0! | #DIV/0! | #DIV/0! | #DIV/0! | #DIV/0! | #DIV/0! | #DIV/0! | #DIV/0! | #DIV/0!
202 | Commercial | Retrocommissioning | 0 | Retrocommissioning (Mid-Sized Customer) | No Retrocommissioning | per Customer | Retrocommissioning | 1 |  |  | 100% | 83.46% | 5 | 5 | 5 | 6 | 6 | 6 | 8 | 8 | 8 | 8 | 5 | 5 | 5 | 6 | 6 | 6 | 8 | 8 | 8 | 8 | 5000 | 5000 | 5000 | 5000 | 5000 | 5000 | 5000 | 5000 | 5000 | 5000 | 0 | 0 | 0 | 0 | 0 | 0 | 0 | 0 | 0 | 0 | [10 empty] | Energy | 0.12 | 0.12 | 0.12 | 0.12 | 0.12 | 0.12 | 0.12 | 0.12 | 0.12 | 0.12 | 83282.62 | 83282.62 | 83282.62 | 99939.14 | 99939.14 | 99939.14 | 133252.19 | 133252.19 | 133252.19 | 133252.19 | 0 | 0 | 0 | 0 | 0 | 0 | 0 | 0 | 0 | 0 | 831520.7179 | 831520.7179 | 831520.7179 | 997824.8615 | 997824.8615 | 997824.8615 | 1330433.1487 | 1330433.1487 | 1330433.1487 | 1330433.1487 | 104.2406 | 104.2406 | 104.2406 | 125.0887 | 125.0887 | 125.0887 | 166.7849 | 166.7849 | 166.7849 | 166.7849 | 104.2406 | 104.2406 | 104.2406 | 125.0887 | 125.0887 | 125.0887 | 166.7849 | 166.7849 | 166.7849 | 166.7849 | 0 | 0 | 0 | 0 | 0 | 0 | 0 | 0 | 0 | 0 | 0 | 0 | 0 | 0 | 0 | 0 | 0 | 0 | 0 | 0 | 0 | 0 | 0 | 0 | 0 | 0 | 0 | 0 | 0 | 0 | 694021.8048 | 694021.8048 | 694021.8048 | 832826.1658 | 832826.1658 | 832826.1658 | 1110434.8877 | 1110434.8877 | 1110434.8877 | 1110434.8877 | 87.0035 | 87.0035 | 87.0035 | 104.4042 | 104.4042 | 104.4042 | 139.2056 | 139.2056 | 139.2056 | 139.2056 | 87.0035 | 87.0035 | 87.0035 | 104.4042 | 104.4042 | 104.4042 | 139.2056 | 139.2056 | 139.2056 | 139.2056 | 0 | 0 | 0 | 0 | 0 | 0 | 0 | 0 | 0 | 0 | 0 | 0 | 0 | 0 | 0 | 0 | 0 | 0 | 0 | 0 | 5 | 0 | 8.5741 | 8.771 | 9.0553 | 9.298 | 9.5744 | 9.8476 | 10.1005 | 10.1485 | 10.1851 | 10.208 | 138804.361 | 138804.361 | 138804.361 | 138804.361 | 138804.361 | 138804.361 | 138804.361 | 138804.361 | 138804.361 | 138804.361 | 17.4007 | 17.4007 | 17.4007 | 17.4007 | 17.4007 | 17.4007 | 17.4007 | 17.4007 | 17.4007 | 17.4007 | 17.4007 | 17.4007 | 17.4007 | 17.4007 | 17.4007 | 17.4007 | 17.4007 | 17.4007 | 17.4007 | 17.4007
204 | Industrial | Retrocommissioning | 0 | Retrocommissioning (Large Customer) | No Retrocommissioning | per Customer | Retrocommissioning | 1 |  |  | 100% | 83.46% | 0 | 0 | 0 | 0 | 0 | 0 | 0 | 0 | 0 | 0 | 0 | 0 | 0 | 0 | 0 | 0 | 0 | 0 | 0 | 0 | 7500 | 7500 | 7500 | 7500 | 7500 | 7500 | 7500 | 7500 | 7500 | 7500 | 0 | 0 | 0 | 0 | 0 | 0 | 0 | 0 | 0 | 0 | [10 empty] | Energy | 0.08 | 0.08 | 0.08 | 0.08 | 0.08 | 0.08 | 0.08 | 0.08 | 0.08 | 0.08 | 0 | 0 | 0 | 0 | 0 | 0 | 0 | 0 | 0 | 0 | 0 | 0 | 0 | 0 | 0 | 0 | 0 | 0 | 0 | 0 | 0 | 0 | 0 | 0 | 0 | 0 | 0 | 0 | 0 | 0 | 0 | 0 | 0 | 0 | 0 | 0 | 0 | 0 | 0 | 0 | 0 | 0 | 0 | 0 | 0 | 0 | 0 | 0 | 0 | 0 | 0 | 0 | 0 | 0 | 0 | 0 | 0 | 0 | 0 | 0 | 0 | 0 | 0 | 0 | 0 | 0 | 0 | 0 | 0 | 0 | 0 | 0 | 0 | 0 | 0 | 0 | 0 | 0 | 0 | 0 | 0 | 0 | 0 | 0 | 0 | 0 | 0 | 0 | 0 | 0 | 0 | 0 | 0 | 0 | 0 | 0 | 0 | 0 | 0 | 0 | 0 | 0 | 0 | 0 | 0 | 0 | 0 | 0 | 0 | 0 | 0 | 0 | 0 | 0 | 0 | 0 | 0 | 0 | 0 | 0 | 0 | 0 | 0 | 0 | 0 | 0 | 0 | 0 | 0 | 0 | 5 | 0 | n/a | n/a | n/a | n/a | n/a | n/a | n/a | n/a | n/a | n/a | #DIV/0! | #DIV/0! | #DIV/0! | #DIV/0! | #DIV/0! | #DIV/0! | #DIV/0! | #DIV/0! | #DIV/0! | #DIV/0! | #DIV/0! | #DIV/0! | #DIV/0! | #DIV/0! | #DIV/0! | #DIV/0! | #DIV/0! | #DIV/0! | #DIV/0! | #DIV/0! | #DIV/0! | #DIV/0! | #DIV/0! | #DIV/0! | #DIV/0! | #DIV/0! | #DIV/0! | #DIV/0! | #DIV/0! | #DIV/0!
205 | Industrial | Retrocommissioning | 0 | Retrocommissioning (Mid-Sized Customer) | No Retrocommissioning | per Customer | Retrocommissioning | 1 |  |  | 100% | 83.46% | 0 | 0 | 0 | 0 | 0 | 0 | 0 | 0 | 0 | 0 | 0 | 0 | 0 | 0 | 0 | 0 | 0 | 0 | 0 | 0 | 5000 | 5000 | 5000 | 5000 | 5000 | 5000 | 5000 | 5000 | 5000 | 5000 | 0 | 0 | 0 | 0 | 0 | 0 | 0 | 0 | 0 | 0 | [10 empty] | Energy | 0.12 | 0.12 | 0.12 | 0.12 | 0.12 | 0.12 | 0.12 | 0.12 | 0.12 | 0.12 | 0 | 0 | 0 | 0 | 0 | 0 | 0 | 0 | 0 | 0 | 0 | 0 | 0 | 0 | 0 | 0 | 0 | 0 | 0 | 0 | 0 | 0 | 0 | 0 | 0 | 0 | 0 | 0 | 0 | 0 | 0 | 0 | 0 | 0 | 0 | 0 | 0 | 0 | 0 | 0 | 0 | 0 | 0 | 0 | 0 | 0 | 0 | 0 | 0 | 0 | 0 | 0 | 0 | 0 | 0 | 0 | 0 | 0 | 0 | 0 | 0 | 0 | 0 | 0 | 0 | 0 | 0 | 0 | 0 | 0 | 0 | 0 | 0 | 0 | 0 | 0 | 0 | 0 | 0 | 0 | 0 | 0 | 0 | 0 | 0 | 0 | 0 | 0 | 0 | 0 | 0 | 0 | 0 | 0 | 0 | 0 | 0 | 0 | 0 | 0 | 0 | 0 | 0 | 0 | 0 | 0 | 0 | 0 | 0 | 0 | 0 | 0 | 0 | 0 | 0 | 0 | 0 | 0 | 0 | 0 | 0 | 0 | 0 | 0 | 0 | 0 | 0 | 0 | 0 | 0 | 5 | 0 | n/a | n/a | n/a | n/a | n/a | n/a | n/a | n/a | n/a | n/a | #DIV/0! | #DIV/0! | #DIV/0! | #DIV/0! | #DIV/0! | #DIV/0! | #DIV/0! | #DIV/0! | #DIV/0! | #DIV/0! | #DIV/0! | #DIV/0! | #DIV/0! | #DIV/0! | #DIV/0! | #DIV/0! | #DIV/0! | #DIV/0! | #DIV/0! | #DIV/0! | #DIV/0! | #DIV/0! | #DIV/0! | #DIV/0! | #DIV/0! | #DIV/0! | #DIV/0! | #DIV/0! | #DIV/0! | #DIV/0!
207 | Commercial | Continuous Energy Management | 0 | Continuous Energy Management | No Program | per Customer | Continuous Energy Management | 1 |  |  | 100% | 100% | 0 | 0 | 0 | 0 | 0 | 0 | 0 | 0 | 0 | 0 | 0 | 0 | 0 | 0 | 0 | 0 | 0 | 0 | 0 | 0 | 34516.1033 | 34516.1033 | 34516.1033 | 34516.1033 | 34516.1033 | 34516.1033 | 34516.1033 | 34516.1033 | 34516.1033 | 34516.1033 | 0 | 0 | 0 | 0 | 0 | 0 | 0 | 0 | 0 | 0 | [10 empty] | Unit | 0 | 0 | 0 | 0 | 0 | 0 | 0 | 0 | 0 | 0 | 0 | 0 | 0 | 0 | 0 | 0 | 0 | 0 | 0 | 0 | 0 | 0 | 0 | 0 | 0 | 0 | 0 | 0 | 0 | 0 | 0 | 0 | 0 | 0 | 0 | 0 | 0 | 0 | 0 | 0 | 0 | 0 | 0 | 0 | 0 | 0 | 0 | 0 | 0 | 0 | 0 | 0 | 0 | 0 | 0 | 0 | 0 | 0 | 0 | 0 | 0 | 0 | 0 | 0 | 0 | 0 | 0 | 0 | 0 | 0 | 0 | 0 | 0 | 0 | 0 | 0 | 0 | 0 | 0 | 0 | 0 | 0 | 0 | 0 | 0 | 0 | 0 | 0 | 0 | 0 | 0 | 0 | 0 | 0 | 0 | 0 | 0 | 0 | 0 | 0 | 0 | 0 | 0 | 0 | 0 | 0 | 0 | 0 | 0 | 0 | 0 | 0 | 0 | 0 | 0 | 0 | 0 | 0 | 0 | 0 | 0 | 0 | 0 | 0 | 0 | 0 | 0 | 0 | 0 | 0 | 0 | 0 | 0 | 0 | 0 | 0 | 0 | 0 | 0 | 0 | 3 | 0 | n/a | n/a | n/a | n/a | n/a | n/a | n/a | n/a | n/a | n/a | #DIV/0! | #DIV/0! | #DIV/0! | #DIV/0! | #DIV/0! | #DIV/0! | #DIV/0! | #DIV/0! | #DIV/0! | #DIV/0! | #DIV/0! | #DIV/0! | #DIV/0! | #DIV/0! | #DIV/0! | #DIV/0! | #DIV/0! | #DIV/0! | #DIV/0! | #DIV/0! | #DIV/0! | #DIV/0! | #DIV/0! | #DIV/0! | #DIV/0! | #DIV/0! | #DIV/0! | #DIV/0! | #DIV/0! | #DIV/0!
208 | Industrial | Continuous Energy Management | 0 | Continuous Energy Management | No Program | per Customer | Continuous Energy Management | 1 |  |  | 100% | 100% | 0 | 0 | 0 | 0 | 0 | 0 | 0 | 0 | 0 | 0 | 0 | 0 | 0 | 0 | 0 | 0 | 0 | 0 | 0 | 0 | 184549.1346 | 184549.1346 | 184549.1346 | 184549.1346 | 184549.1346 | 184549.1346 | 184549.1346 | 184549.1346 | 184549.1346 | 184549.1346 | 0 | 0 | 0 | 0 | 0 | 0 | 0 | 0 | 0 | 0 | [10 empty] | Unit | 0 | 0 | 0 | 0 | 0 | 0 | 0 | 0 | 0 | 0 | 0 | 0 | 0 | 0 | 0 | 0 | 0 | 0 | 0 | 0 | 0 | 0 | 0 | 0 | 0 | 0 | 0 | 0 | 0 | 0 | 0 | 0 | 0 | 0 | 0 | 0 | 0 | 0 | 0 | 0 | 0 | 0 | 0 | 0 | 0 | 0 | 0 | 0 | 0 | 0 | 0 | 0 | 0 | 0 | 0 | 0 | 0 | 0 | 0 | 0 | 0 | 0 | 0 | 0 | 0 | 0 | 0 | 0 | 0 | 0 | 0 | 0 | 0 | 0 | 0 | 0 | 0 | 0 | 0 | 0 | 0 | 0 | 0 | 0 | 0 | 0 | 0 | 0 | 0 | 0 | 0 | 0 | 0 | 0 | 0 | 0 | 0 | 0 | 0 | 0 | 0 | 0 | 0 | 0 | 0 | 0 | 0 | 0 | 0 | 0 | 0 | 0 | 0 | 0 | 0 | 0 | 0 | 0 | 0 | 0 | 0 | 0 | 0 | 0 | 0 | 0 | 0 | 0 | 0 | 0 | 0 | 0 | 0 | 0 | 0 | 0 | 0 | 0 | 0 | 0 | 3 | 0 | n/a | n/a | n/a | n/a | n/a | n/a | n/a | n/a | n/a | n/a | #DIV/0! | #DIV/0! | #DIV/0! | #DIV/0! | #DIV/0! | #DIV/0! | #DIV/0! | #DIV/0! | #DIV/0! | #DIV/0! | #DIV/0! | #DIV/0! | #DIV/0! | #DIV/0! | #DIV/0! | #DIV/0! | #DIV/0! | #DIV/0! | #DIV/0! | #DIV/0! | #DIV/0! | #DIV/0! | #DIV/0! | #DIV/0! | #DIV/0! | #DIV/0! | #DIV/0! | #DIV/0! | #DIV/0! | #DIV/0!
9 | Residential | Residential Efficient Products | Appliance | ENERGY STAR Air Purifier | Standard Air Purifier | per unit | Appliance | 1 |  |  | 100% | 79% | 50 | 60 | 70 | 80 | 80 | 90 | 90 | 100 | 100 | 100 | 50 | 60 | 70 | 80 | 80 | 90 | 90 | 100 | 100 | 100 | 70 | 70 | 70 | 70 | 70 | 70 | 70 | 70 | 70 | 70 | 0 | 0 | 0 | 0 | 0 | 0 | 0 | 0 | 0 | 0 | [10 empty] | Unit | 25 | 25 | 25 | 25 | 25 | 25 | 25 | 25 | 25 | 25 | 1250 | 1500 | 1750 | 2000 | 2000 | 2250 | 2250 | 2500 | 2500 | 2500 | 0 | 0 | 0 | 0 | 0 | 0 | 0 | 0 | 0 | 0 | 13350 | 16020 | 18690 | 21360 | 21360 | 24030 | 24030 | 26700 | 26700 | 26700 | 1.524 | 1.8288 | 2.1336 | 2.4384 | 2.4384 | 2.7432 | 2.7432 | 3.0479 | 3.0479 | 3.0479 | 1.524 | 1.8288 | 2.1336 | 2.4384 | 2.4384 | 2.7432 | 2.7432 | 3.0479 | 3.0479 | 3.0479 | 0 | 0 | 0 | 0 | 0 | 0 | 0 | 0 | 0 | 0 | 0 | 0 | 0 | 0 | 0 | 0 | 0 | 0 | 0 | 0 | 0 | 0 | 0 | 0 | 0 | 0 | 0 | 0 | 0 | 0 | 10546.5 | 12655.8 | 14765.1 | 16874.4 | 16874.4 | 18983.7 | 18983.7 | 21093 | 21093 | 21093 | 1.2039 | 1.4447 | 1.6855 | 1.9263 | 1.9263 | 2.1671 | 2.1671 | 2.4079 | 2.4079 | 2.4079 | 1.2039 | 1.4447 | 1.6855 | 1.9263 | 1.9263 | 2.1671 | 2.1671 | 2.4079 | 2.4079 | 2.4079 | 0 | 0 | 0 | 0 | 0 | 0 | 0 | 0 | 0 | 0 | 0 | 0 | 0 | 0 | 0 | 0 | 0 | 0 | 0 | 0 | 9 | 0 | 1.1044 | 1.1319 | 1.1552 | 1.1761 | 1.1988 | 1.2205 | 1.2392 | 1.2407 | 1.2421 | 1.2429 | 210.93 | 210.93 | 210.93 | 210.93 | 210.93 | 210.93 | 210.93 | 210.93 | 210.93 | 210.93 | 0.024079 | 0.024079 | 0.024079 | 0.024079 | 0.024079 | 0.024079 | 0.024079 | 0.024079 | 0.024079 | 0.024079 | 0.024079 | 0.024079 | 0.024079 | 0.024079 | 0.024079 | 0.024079 | 0.024079 | 0.024079 | 0.024079 | 0.024079 | 1230.63 | 1476.75 | 1722.88 | 1969 | 1969 | 2215.13 | 2215.13 | 2461.25 | 2461.25 | 2461.25 | 1000 | 1200 | 1400 | 1600 | 1600 | 1800 | 1800 | 2000 | 2000 | 2000 | 112.5 | 135 | 157.5 | 180 | 180 | 202.5 | 202.5 | 225 | 225 | 225 | [10 empty] | 118.13 | 141.75 | 165.38 | 189 | 189 | 212.63 | 212.63 | 236.25 | 236.25 | 236.25 | 20 | 5% | 0% | 0% | 5%
0 | #N/A | 0 | 0 | 0 | #N/A | #N/A | #N/A | [5 empty] | 0 | 0 | 0 | 0 | 0 | 0 | 0 | 0 | 0 | 0 | 0 | 0 | 0 | 0 | 0 | 0 | 0 | 0 | 0 | 0 | #N/A | #N/A | #N/A | #N/A | #N/A | #N/A | #N/A | #N/A | #N/A | #N/A | #N/A | #N/A | #N/A | #N/A | #N/A | #N/A | #N/A | #N/A | #N/A | #N/A | [10 empty] | 0 | 0 | 0 | 0 | 0 | 0 | 0 | 0 | 0 | 0 | 0 | 0 | 0 | 0 | 0 | 0 | 0 | 0 | 0 | 0 | 0 | #N/A | #N/A | #N/A | #N/A | #N/A | #N/A | #N/A | #N/A | #N/A | #N/A | #N/A | #N/A | #N/A | #N/A | #N/A | #N/A | #N/A | #N/A | #N/A | #N/A | #N/A | #N/A | #N/A | #N/A | #N/A | #N/A | #N/A | #N/A | #N/A | #N/A | #N/A | #N/A | #N/A | #N/A | #N/A | #N/A | #N/A | #N/A | #N/A | #N/A | #N/A | #N/A | #N/A | #N/A | #N/A | #N/A | #N/A | #N/A | #N/A | #N/A | #N/A | #N/A | #N/A | #N/A | #N/A | #N/A | #N/A | #N/A | #N/A | #N/A | #N/A | #N/A | #N/A | #N/A | #N/A | #N/A | #N/A | #N/A | #N/A | #N/A | #N/A | #N/A | #N/A | #N/A | #N/A | #N/A | #N/A | #N/A | #N/A | #N/A | #N/A | #N/A | #N/A | #N/A | #N/A | #N/A | #N/A | #N/A | #N/A | #N/A | #N/A | #N/A | #N/A | #N/A | #N/A | #N/A | #N/A | #N/A | #N/A | #N/A | #N/A | #N/A | #N/A | #N/A | #N/A | #N/A | #N/A | #N/A | #N/A | #N/A | #N/A | #N/A | #N/A | #N/A | #N/A | #N/A | #N/A | #N/A | #N/A | #N/A | #N/A | #N/A | #N/A | #N/A | #N/A | #N/A | #N/A | #N/A | #N/A | #N/A | #N/A | #N/A | #N/A | #N/A | #N/A | #N/A | #N/A | #N/A | #N/A | #N/A | #N/A | #N/A | #N/A | #N/A | #N/A | #N/A | #N/A | #N/A | #N/A | #N/A | #N/A | #N/A | #N/A | #N/A | #N/A | #N/A | #N/A | #N/A | #N/A | #N/A | #N/A | #N/A
0 | #N/A | 0 | 0 | 0 | #N/A | #N/A | #N/A | [5 empty] | 0 | 0 | 0 | 0 | 0 | 0 | 0 | 0 | 0 | 0 | 0 | 0 | 0 | 0 | 0 | 0 | 0 | 0 | 0 | 0 | #N/A | #N/A | #N/A | #N/A | #N/A | #N/A | #N/A | #N/A | #N/A | #N/A | #N/A | #N/A | #N/A | #N/A | #N/A | #N/A | #N/A | #N/A | #N/A | #N/A | [10 empty] | 0 | 0 | 0 | 0 | 0 | 0 | 0 | 0 | 0 | 0 | 0 | 0 | 0 | 0 | 0 | 0 | 0 | 0 | 0 | 0 | 0 | #N/A | #N/A | #N/A | #N/A | #N/A | #N/A | #N/A | #N/A | #N/A | #N/A | #N/A | #N/A | #N/A | #N/A | #N/A | #N/A | #N/A | #N/A | #N/A | #N/A | #N/A | #N/A | #N/A | #N/A | #N/A | #N/A | #N/A | #N/A | #N/A | #N/A | #N/A | #N/A | #N/A | #N/A | #N/A | #N/A | #N/A | #N/A | #N/A | #N/A | #N/A | #N/A | #N/A | #N/A | #N/A | #N/A | #N/A | #N/A | #N/A | #N/A | #N/A | #N/A | #N/A | #N/A | #N/A | #N/A | #N/A | #N/A | #N/A | #N/A | #N/A | #N/A | #N/A | #N/A | #N/A | #N/A | #N/A | #N/A | #N/A | #N/A | #N/A | #N/A | #N/A | #N/A | #N/A | #N/A | #N/A | #N/A | #N/A | #N/A | #N/A | #N/A | #N/A | #N/A | #N/A | #N/A | #N/A | #N/A | #N/A | #N/A | #N/A | #N/A | #N/A | #N/A | #N/A | #N/A | #N/A | #N/A | #N/A | #N/A | #N/A | #N/A | #N/A | #N/A | #N/A | #N/A | #N/A | #N/A | #N/A | #N/A | #N/A | #N/A | #N/A | #N/A | #N/A | #N/A | #N/A | #N/A | #N/A | #N/A | #N/A | #N/A | #N/A | #N/A | #N/A | #N/A | #N/A | #N/A | #N/A | #N/A | #N/A | #N/A | #N/A | #N/A | #N/A | #N/A | #N/A | #N/A | #N/A | #N/A | #N/A | #N/A | #N/A | #N/A | #N/A | #N/A | #N/A | #N/A | #N/A | #N/A | #N/A | #N/A | #N/A | #N/A | #N/A | #N/A | #N/A | #N/A | #N/A | #N/A | #N/A | #N/A
0 | #N/A | 0 | 0 | 0 | #N/A | #N/A | #N/A | [5 empty] | 0 | 0 | 0 | 0 | 0 | 0 | 0 | 0 | 0 | 0 | 0 | 0 | 0 | 0 | 0 | 0 | 0 | 0 | 0 | 0 | #N/A | #N/A | #N/A | #N/A | #N/A | #N/A | #N/A | #N/A | #N/A | #N/A | #N/A | #N/A | #N/A | #N/A | #N/A | #N/A | #N/A | #N/A | #N/A | #N/A | [10 empty] | 0 | 0 | 0 | 0 | 0 | 0 | 0 | 0 | 0 | 0 | 0 | 0 | 0 | 0 | 0 | 0 | 0 | 0 | 0 | 0 | 0 | #N/A | #N/A | #N/A | #N/A | #N/A | #N/A | #N/A | #N/A | #N/A | #N/A | #N/A | #N/A | #N/A | #N/A | #N/A | #N/A | #N/A | #N/A | #N/A | #N/A | #N/A | #N/A | #N/A | #N/A | #N/A | #N/A | #N/A | #N/A | #N/A | #N/A | #N/A | #N/A | #N/A | #N/A | #N/A | #N/A | #N/A | #N/A | #N/A | #N/A | #N/A | #N/A | #N/A | #N/A | #N/A | #N/A | #N/A | #N/A | #N/A | #N/A | #N/A | #N/A | #N/A | #N/A | #N/A | #N/A | #N/A | #N/A | #N/A | #N/A | #N/A | #N/A | #N/A | #N/A | #N/A | #N/A | #N/A | #N/A | #N/A | #N/A | #N/A | #N/A | #N/A | #N/A | #N/A | #N/A | #N/A | #N/A | #N/A | #N/A | #N/A | #N/A | #N/A | #N/A | #N/A | #N/A | #N/A | #N/A | #N/A | #N/A | #N/A | #N/A | #N/A | #N/A | #N/A | #N/A | #N/A | #N/A | #N/A | #N/A | #N/A | #N/A | #N/A | #N/A | #N/A | #N/A | #N/A | #N/A | #N/A | #N/A | #N/A | #N/A | #N/A | #N/A | #N/A | #N/A | #N/A | #N/A | #N/A | #N/A | #N/A | #N/A | #N/A | #N/A | #N/A | #N/A | #N/A | #N/A | #N/A | #N/A | #N/A | #N/A | #N/A | #N/A | #N/A | #N/A | #N/A | #N/A | #N/A | #N/A | #N/A | #N/A | #N/A | #N/A | #N/A | #N/A | #N/A | #N/A | #N/A | #N/A | #N/A | #N/A | #N/A | #N/A | #N/A | #N/A | #N/A | #N/A | #N/A | #N/A | #N/A | #N/A
0 | #N/A | 0 | 0 | 0 | #N/A | #N/A | #N/A | [5 empty] | 0 | 0 | 0 | 0 | 0 | 0 | 0 | 0 | 0 | 0 | 0 | 0 | 0 | 0 | 0 | 0 | 0 | 0 | 0 | 0 | #N/A | #N/A | #N/A | #N/A | #N/A | #N/A | #N/A | #N/A | #N/A | #N/A | #N/A | #N/A | #N/A | #N/A | #N/A | #N/A | #N/A | #N/A | #N/A | #N/A | [10 empty] | 0 | 0 | 0 | 0 | 0 | 0 | 0 | 0 | 0 | 0 | 0 | 0 | 0 | 0 | 0 | 0 | 0 | 0 | 0 | 0 | 0 | #N/A | #N/A | #N/A | #N/A | #N/A | #N/A | #N/A | #N/A | #N/A | #N/A | #N/A | #N/A | #N/A | #N/A | #N/A | #N/A | #N/A | #N/A | #N/A | #N/A | #N/A | #N/A | #N/A | #N/A | #N/A | #N/A | #N/A | #N/A | #N/A | #N/A | #N/A | #N/A | #N/A | #N/A | #N/A | #N/A | #N/A | #N/A | #N/A | #N/A | #N/A | #N/A | #N/A | #N/A | #N/A | #N/A | #N/A | #N/A | #N/A | #N/A | #N/A | #N/A | #N/A | #N/A | #N/A | #N/A | #N/A | #N/A | #N/A | #N/A | #N/A | #N/A | #N/A | #N/A | #N/A | #N/A | #N/A | #N/A | #N/A | #N/A | #N/A | #N/A | #N/A | #N/A | #N/A | #N/A | #N/A | #N/A | #N/A | #N/A | #N/A | #N/A | #N/A | #N/A | #N/A | #N/A | #N/A | #N/A | #N/A | #N/A | #N/A | #N/A | #N/A | #N/A | #N/A | #N/A | #N/A | #N/A | #N/A | #N/A | #N/A | #N/A | #N/A | #N/A | #N/A | #N/A | #N/A | #N/A | #N/A | #N/A | #N/A | #N/A | #N/A | #N/A | #N/A | #N/A | #N/A | #N/A | #N/A | #N/A | #N/A | #N/A | #N/A | #N/A | #N/A | #N/A | #N/A | #N/A | #N/A | #N/A | #N/A | #N/A | #N/A | #N/A | #N/A | #N/A | #N/A | #N/A | #N/A | #N/A | #N/A | #N/A | #N/A | #N/A | #N/A | #N/A | #N/A | #N/A | #N/A | #N/A | #N/A | #N/A | #N/A | #N/A | #N/A | #N/A | #N/A | #N/A | #N/A | #N/A | #N/A | #N/A
0 | #N/A | 0 | 0 | 0 | #N/A | #N/A | #N/A | [5 empty] | 0 | 0 | 0 | 0 | 0 | 0 | 0 | 0 | 0 | 0 | 0 | 0 | 0 | 0 | 0 | 0 | 0 | 0 | 0 | 0 | #N/A | #N/A | #N/A | #N/A | #N/A | #N/A | #N/A | #N/A | #N/A | #N/A | #N/A | #N/A | #N/A | #N/A | #N/A | #N/A | #N/A | #N/A | #N/A | #N/A | [10 empty] | 0 | 0 | 0 | 0 | 0 | 0 | 0 | 0 | 0 | 0 | 0 | 0 | 0 | 0 | 0 | 0 | 0 | 0 | 0 | 0 | 0 | #N/A | #N/A | #N/A | #N/A | #N/A | #N/A | #N/A | #N/A | #N/A | #N/A | #N/A | #N/A | #N/A | #N/A | #N/A | #N/A | #N/A | #N/A | #N/A | #N/A | #N/A | #N/A | #N/A | #N/A | #N/A | #N/A | #N/A | #N/A | #N/A | #N/A | #N/A | #N/A | #N/A | #N/A | #N/A | #N/A | #N/A | #N/A | #N/A | #N/A | #N/A | #N/A | #N/A | #N/A | #N/A | #N/A | #N/A | #N/A | #N/A | #N/A | #N/A | #N/A | #N/A | #N/A | #N/A | #N/A | #N/A | #N/A | #N/A | #N/A | #N/A | #N/A | #N/A | #N/A | #N/A | #N/A | #N/A | #N/A | #N/A | #N/A | #N/A | #N/A | #N/A | #N/A | #N/A | #N/A | #N/A | #N/A | #N/A | #N/A | #N/A | #N/A | #N/A | #N/A | #N/A | #N/A | #N/A | #N/A | #N/A | #N/A | #N/A | #N/A | #N/A | #N/A | #N/A | #N/A | #N/A | #N/A | #N/A | #N/A | #N/A | #N/A | #N/A | #N/A | #N/A | #N/A | #N/A | #N/A | #N/A | #N/A | #N/A | #N/A | #N/A | #N/A | #N/A | #N/A | #N/A | #N/A | #N/A | #N/A | #N/A | #N/A | #N/A | #N/A | #N/A | #N/A | #N/A | #N/A | #N/A | #N/A | #N/A | #N/A | #N/A | #N/A | #N/A | #N/A | #N/A | #N/A | #N/A | #N/A | #N/A | #N/A | #N/A | #N/A | #N/A | #N/A | #N/A | #N/A | #N/A | #N/A | #N/A | #N/A | #N/A | #N/A | #N/A | #N/A | #N/A | #N/A | #N/A | #N/A | #N/A | #N/A
0 | #N/A | 0 | 0 | 0 | #N/A | #N/A | #N/A | [5 empty] | 0 | 0 | 0 | 0 | 0 | 0 | 0 | 0 | 0 | 0 | 0 | 0 | 0 | 0 | 0 | 0 | 0 | 0 | 0 | 0 | #N/A | #N/A | #N/A | #N/A | #N/A | #N/A | #N/A | #N/A | #N/A | #N/A | #N/A | #N/A | #N/A | #N/A | #N/A | #N/A | #N/A | #N/A | #N/A | #N/A | [10 empty] | 0 | 0 | 0 | 0 | 0 | 0 | 0 | 0 | 0 | 0 | 0 | 0 | 0 | 0 | 0 | 0 | 0 | 0 | 0 | 0 | 0 | #N/A | #N/A | #N/A | #N/A | #N/A | #N/A | #N/A | #N/A | #N/A | #N/A | #N/A | #N/A | #N/A | #N/A | #N/A | #N/A | #N/A | #N/A | #N/A | #N/A | #N/A | #N/A | #N/A | #N/A | #N/A | #N/A | #N/A | #N/A | #N/A | #N/A | #N/A | #N/A | #N/A | #N/A | #N/A | #N/A | #N/A | #N/A | #N/A | #N/A | #N/A | #N/A | #N/A | #N/A | #N/A | #N/A | #N/A | #N/A | #N/A | #N/A | #N/A | #N/A | #N/A | #N/A | #N/A | #N/A | #N/A | #N/A | #N/A | #N/A | #N/A | #N/A | #N/A | #N/A | #N/A | #N/A | #N/A | #N/A | #N/A | #N/A | #N/A | #N/A | #N/A | #N/A | #N/A | #N/A | #N/A | #N/A | #N/A | #N/A | #N/A | #N/A | #N/A | #N/A | #N/A | #N/A | #N/A | #N/A | #N/A | #N/A | #N/A | #N/A | #N/A | #N/A | #N/A | #N/A | #N/A | #N/A | #N/A | #N/A | #N/A | #N/A | #N/A | #N/A | #N/A | #N/A | #N/A | #N/A | #N/A | #N/A | #N/A | #N/A | #N/A | #N/A | #N/A | #N/A | #N/A | #N/A | #N/A | #N/A | #N/A | #N/A | #N/A | #N/A | #N/A | #N/A | #N/A | #N/A | #N/A | #N/A | #N/A | #N/A | #N/A | #N/A | #N/A | #N/A | #N/A | #N/A | #N/A | #N/A | #N/A | #N/A | #N/A | #N/A | #N/A | #N/A | #N/A | #N/A | #N/A | #N/A | #N/A | #N/A | #N/A | #N/A | #N/A | #N/A | #N/A | #N/A | #N/A | #N/A | #N/A | #N/A
0 | #N/A | 0 | 0 | 0 | #N/A | #N/A | #N/A | [5 empty] | 0 | 0 | 0 | 0 | 0 | 0 | 0 | 0 | 0 | 0 | 0 | 0 | 0 | 0 | 0 | 0 | 0 | 0 | 0 | 0 | #N/A | #N/A | #N/A | #N/A | #N/A | #N/A | #N/A | #N/A | #N/A | #N/A | #N/A | #N/A | #N/A | #N/A | #N/A | #N/A | #N/A | #N/A | #N/A | #N/A | [10 empty] | 0 | 0 | 0 | 0 | 0 | 0 | 0 | 0 | 0 | 0 | 0 | 0 | 0 | 0 | 0 | 0 | 0 | 0 | 0 | 0 | 0 | #N/A | #N/A | #N/A | #N/A | #N/A | #N/A | #N/A | #N/A | #N/A | #N/A | #N/A | #N/A | #N/A | #N/A | #N/A | #N/A | #N/A | #N/A | #N/A | #N/A | #N/A | #N/A | #N/A | #N/A | #N/A | #N/A | #N/A | #N/A | #N/A | #N/A | #N/A | #N/A | #N/A | #N/A | #N/A | #N/A | #N/A | #N/A | #N/A | #N/A | #N/A | #N/A | #N/A | #N/A | #N/A | #N/A | #N/A | #N/A | #N/A | #N/A | #N/A | #N/A | #N/A | #N/A | #N/A | #N/A | #N/A | #N/A | #N/A | #N/A | #N/A | #N/A | #N/A | #N/A | #N/A | #N/A | #N/A | #N/A | #N/A | #N/A | #N/A | #N/A | #N/A | #N/A | #N/A | #N/A | #N/A | #N/A | #N/A | #N/A | #N/A | #N/A | #N/A | #N/A | #N/A | #N/A | #N/A | #N/A | #N/A | #N/A | #N/A | #N/A | #N/A | #N/A | #N/A | #N/A | #N/A | #N/A | #N/A | #N/A | #N/A | #N/A | #N/A | #N/A | #N/A | #N/A | #N/A | #N/A | #N/A | #N/A | #N/A | #N/A | #N/A | #N/A | #N/A | #N/A | #N/A | #N/A | #N/A | #N/A | #N/A | #N/A | #N/A | #N/A | #N/A | #N/A | #N/A | #N/A | #N/A | #N/A | #N/A | #N/A | #N/A | #N/A | #N/A | #N/A | #N/A | #N/A | #N/A | #N/A | #N/A | #N/A | #N/A | #N/A | #N/A | #N/A | #N/A | #N/A | #N/A | #N/A | #N/A | #N/A | #N/A | #N/A | #N/A | #N/A | #N/A | #N/A | #N/A | #N/A | #N/A | #N/A

## 2016
Year | 2016
[7 empty] | Net Annual Savings with Line Losses |  |  |  |  | Costs per Unit |  | Total Costs |  | B/C Ratio -- Cost Tests |  |  |  |  | Levelized Cost $/kWh | First Year Cost $/kWh | Net Present Value | [6 empty] | Net kWh Savings | [31 empty] | Net kW Savings | [31 empty] | Net Therm Savings
Sector | Program | Tier | Measure | Measure Life | Remaining Life | NTG | Therms | kWh | kW | Remaining kWh | Remaining kW | Incremental Cost | Future Avoided Cost | Total Incentives | Admin | TRC | RIM | Utility | Societal | Participant |  |  | Avoided Energy & Demand Cost | Avoided Environmental Costs | Participant Bill Savings | Lost Utility Revenue | Participant Incentives | Incremental Cost | Program Delivery Costs | 2016 | 2017 | 2018 | 2019 | 2020 | 2021 | 2022 | 2023 | 2024 | 2025 | 2026 | 2027 | 2028 | 2029 | 2030 | 2031 | 2032 | 2033 | 2034 | 2035 | 2036 | 2037 | 2038 | 2039 | 2040 | 2041 | 2042 | 2043 | 2044 | 2045 | 2046 | 2047 | 2016 | 2017 | 2018 | 2019 | 2020 | 2021 | 2022 | 2023 | 2024 | 2025 | 2026 | 2027 | 2028 | 2029 | 2030 | 2031 | 2032 | 2033 | 2034 | 2035 | 2036 | 2037 | 2038 | 2039 | 2040 | 2041 | 2042 | 2043 | 2044 | 2045 | 2046 | 2047 | 2016 | 2017 | 2018 | 2019 | 2020 | 2021 | 2022 | 2023 | 2024 | 2025 | 2026 | 2027 | 2028 | 2029 | 2030 | 2031 | 2032 | 2033 | 2034 | 2035 | 2036 | 2037 | 2038 | 2039 | 2040 | 2041 | 2042 | 2043 | 2044 | 2045 | 2046 | 2047
0 | 0 | 0 | [5 empty] | 29444140.8822 |  | 0 | [5 empty] | 1.3331 | 0.42267 | 1.5425 | 1.5667 | 9.3351 | 0.042171 | 0.21 | 9537754.1025 | 1671463.558 | 21623964.7965 | 16382518.5348 | 1506361.24 | 2477781.8995 | 4676769.33 | 28973647.3274 | 28973647.3274 | 18825022.3867 | 18825022.3867 | 18825022.3867 | 10901187.3271 | 9327422.086 | 9327422.086 | 8868774.1947 | 8763789.4497 | 7721980.3537 | 7090281.1148 | 6967102.523 | 6967102.523 | 6892881.7283 | 2638924.6991 | 2626409.6588 | 2626409.6588 | 2386912.589 | 2386912.589 | 719852.902 | 719852.902 | 719852.902 | 719852.902 | 719852.902 | 0 | 0 | 0 | 0 | 0 | 0 | 0 | 4157.9918 | 4157.9918 | 2636.2926 | 2636.2926 | 2636.2926 | 1797.3902 | 1683.545 | 1683.545 | 1618.5529 | 1576.759 | 1336.0942 | 1192.1397 | 1180.3934 | 1180.3934 | 1170.7057 | 452.6335 | 451.1859 | 451.1859 | 384.2743 | 384.2743 | 158.0178 | 158.0178 | 158.0178 | 158.0178 | 158.0178 | 0 | 0 | 0 | 0 | 0 | 0 | 0 | -36865.5495 | -36865.5495 | -36865.5495 | -36865.5495 | -36865.5495 | 12043.569 | 12043.569 | 12043.569 | 12043.569 | 10922.4007 | 8625.6135 | 8625.6135 | 8625.6135 | 8625.6135 | 8227.782 | 4637.8783 | 4637.8783 | 4637.8783 | 4637.8783 | 4637.8783 | 2037.2953 | 2037.2953 | 2037.2953 | 2037.2953 | 2037.2953 | 0 | 0 | 0 | 0 | 0 | 0 | 0
Residential | Residential Total | [6 empty] | 23206707.5151 |  | 0 |  |  |  | 864396 | 3077423.93 | 1.4745 | 0.39236 | 1.67 | 1.7367 | 11.2976 | 0.038393 | 0.16986 | 6582924.6743 | 1170452.5908 | 14806142.6883 | 12835953.1273 | 864396 | 1387070.5932 | 3077423.93 | 23469521.5944 | 23469521.5944 | 13320896.6538 | 13320896.6538 | 13320896.6538 | 6161029.1437 | 4587263.9025 | 4587263.9025 | 4246561.1777 | 4141576.4327 | 3947041.2444 | 3947041.2444 | 3920150.6663 | 3920150.6663 | 3845929.8716 | 2540699.2588 | 2540699.2588 | 2540699.2588 | 2301202.189 | 2301202.189 | 719852.902 | 719852.902 | 719852.902 | 719852.902 | 719852.902 | 0 | 0 | 0 | 0 | 0 | 0 | 0 | 3065.8898 | 3065.8898 | 1544.1905 | 1544.1905 | 1544.1905 | 798.4383 | 684.5931 | 684.5931 | 642.4054 | 600.6114 | 580.7162 | 580.7162 | 574.4929 | 574.4929 | 564.8051 | 408.3711 | 408.3711 | 408.3711 | 341.4595 | 341.4595 | 158.0178 | 158.0178 | 158.0178 | 158.0178 | 158.0178 | 0 | 0 | 0 | 0 | 0 | 0 | 0 | -47305.4426 | -47305.4426 | -47305.4426 | -47305.4426 | -47305.4426 | 1603.6758 | 1603.6758 | 1603.6758 | 1603.6758 | 482.5076 | -1814.2796 | -1814.2796 | -1814.2796 | -1814.2796 | -2212.1111 | 4637.8783 | 4637.8783 | 4637.8783 | 4637.8783 | 4637.8783 | 2037.2953 | 2037.2953 | 2037.2953 | 2037.2953 | 2037.2953 | 0 | 0 | 0 | 0 | 0 | 0 | 0
Residential | Residential Efficient Products | 0 | [5 empty] | 7908047.5135 |  | 0 |  |  |  | 548750 | 631555.01 | 1.6154 | 0.46943 | 2.2624 | 1.884 | 5.8246 | 0.030308 | 0.14925 | 2670373.3275 | 443951.2625 | 5400909.6531 | 4508240.6915 | 548750 | 1021470 | 631555.01 | 7908047.5135 | 7908047.5135 | 7908047.5135 | 7908047.5135 | 7908047.5135 | 1014568.1429 | 1014568.1429 | 1014568.1429 | 1014568.1429 | 1003424.6472 | 1003424.6472 | 1003424.6472 | 976534.0691 | 976534.0691 | 902313.2744 | 0 | 0 | 0 | 0 | 0 | 0 | 0 | 0 | 0 | 0 | 0 | 0 | 0 | 0 | 0 | 0 | 0 | 823.0655 | 823.0655 | 823.0655 | 823.0655 | 823.0655 | 112.653 | 112.653 | 112.653 | 112.653 | 111.364 | 111.364 | 111.364 | 105.1407 | 105.1407 | 95.453 | 0 | 0 | 0 | 0 | 0 | 0 | 0 | 0 | 0 | 0 | 0 | 0 | 0 | 0 | 0 | 0 | 0 | -53685.4803 | -53685.4803 | -53685.4803 | -53685.4803 | -53685.4803 | -5861.9669 | -5861.9669 | -5861.9669 | -5861.9669 | -5861.9669 | -5861.9669 | -5861.9669 | -5861.9669 | -5861.9669 | -6259.7984 | 0 | 0 | 0 | 0 | 0 | 0 | 0 | 0 | 0 | 0 | 0 | 0 | 0 | 0 | 0 | 0 | 0
Residential | Residential Efficient Products | Lighting | [5 empty] | 7795792.645 |  | 0 |  |  |  | 502500 | 603661.88 | 1.6595 | 0.47558 | 2.3581 | 1.9351 | 5.9372 | 0.029116 | 0.14189 | 2608463.1214 | 433105.546 | 5245616.3744 | 4378614.4761 | 502500 | 968145 | 603661.88 | 7795792.645 | 7795792.645 | 7795792.645 | 7795792.645 | 7795792.645 | 902313.2744 | 902313.2744 | 902313.2744 | 902313.2744 | 902313.2744 | 902313.2744 | 902313.2744 | 902313.2744 | 902313.2744 | 902313.2744 | 0 | 0 | 0 | 0 | 0 | 0 | 0 | 0 | 0 | 0 | 0 | 0 | 0 | 0 | 0 | 0 | 0 | 805.8655 | 805.8655 | 805.8655 | 805.8655 | 805.8655 | 95.453 | 95.453 | 95.453 | 95.453 | 95.453 | 95.453 | 95.453 | 95.453 | 95.453 | 95.453 | 0 | 0 | 0 | 0 | 0 | 0 | 0 | 0 | 0 | 0 | 0 | 0 | 0 | 0 | 0 | 0 | 0 | -54083.3118 | -54083.3118 | -54083.3118 | -54083.3118 | -54083.3118 | -6259.7984 | -6259.7984 | -6259.7984 | -6259.7984 | -6259.7984 | -6259.7984 | -6259.7984 | -6259.7984 | -6259.7984 | -6259.7984 | 0 | 0 | 0 | 0 | 0 | 0 | 0 | 0 | 0 | 0 | 0 | 0 | 0 | 0 | 0 | 0 | 0
Residential | Residential Efficient Products | Appliance | [5 empty] | 112254.8685 |  | 0 |  |  |  | 46250 | 27893.13 | 0.76227 | 0.30382 | 0.83501 | 0.89581 | 3.7795 | 0.077932 | 0.66049 | 61910.2061 | 10845.7165 | 155293.2787 | 129626.2154 | 46250 | 53325 | 27893.13 | 112254.8685 | 112254.8685 | 112254.8685 | 112254.8685 | 112254.8685 | 112254.8685 | 112254.8685 | 112254.8685 | 112254.8685 | 101111.3728 | 101111.3728 | 101111.3728 | 74220.7947 | 74220.7947 | 0 | 0 | 0 | 0 | 0 | 0 | 0 | 0 | 0 | 0 | 0 | 0 | 0 | 0 | 0 | 0 | 0 | 0 | 17.2 | 17.2 | 17.2 | 17.2 | 17.2 | 17.2 | 17.2 | 17.2 | 17.2 | 15.911 | 15.911 | 15.911 | 9.6877 | 9.6877 | 0 | 0 | 0 | 0 | 0 | 0 | 0 | 0 | 0 | 0 | 0 | 0 | 0 | 0 | 0 | 0 | 0 | 0 | 397.8315 | 397.8315 | 397.8315 | 397.8315 | 397.8315 | 397.8315 | 397.8315 | 397.8315 | 397.8315 | 397.8315 | 397.8315 | 397.8315 | 397.8315 | 397.8315 | 0 | 0 | 0 | 0 | 0 | 0 | 0 | 0 | 0 | 0 | 0 | 0 | 0 | 0 | 0 | 0 | 0 | 0
Residential | Appliance Recycling | 0 | [5 empty] | 340702.7248 |  | 0 |  |  |  | 28750 | 71282.19 | 1.0359 | 0.34109 | 1.2384 | 1.237 | 7.9613 | 0.047416 | 0.29361 | 123874.9046 | 24050.4005 | 355781.2143 | 263144.4072 | 28750 | 48300 | 71282.19 | 340702.7248 | 340702.7248 | 340702.7248 | 340702.7248 | 340702.7248 | 340702.7248 | 340702.7248 | 340702.7248 | 0 | 0 | 0 | 0 | 0 | 0 | 0 | 0 | 0 | 0 | 0 | 0 | 0 | 0 | 0 | 0 | 0 | 0 | 0 | 0 | 0 | 0 | 0 | 0 | 42.1878 | 42.1878 | 42.1878 | 42.1878 | 42.1878 | 42.1878 | 42.1878 | 42.1878 | 0 | 0 | 0 | 0 | 0 | 0 | 0 | 0 | 0 | 0 | 0 | 0 | 0 | 0 | 0 | 0 | 0 | 0 | 0 | 0 | 0 | 0 | 0 | 0 | 0 | 0 | 0 | 0 | 0 | 0 | 0 | 0 | 0 | 0 | 0 | 0 | 0 | 0 | 0 | 0 | 0 | 0 | 0 | 0 | 0 | 0 | 0 | 0 | 0 | 0 | 0 | 0 | 0 | 0 | 0 | 0
Residential | New Manufactured Homes | 0 | [5 empty] | 287056.8569 |  | 0 |  |  |  | 98250 | 80670 | 1.5366 | 0.41536 | 1.5053 | 1.7479 | 8.2748 | 0.055069 | 0.62329 | 269322.3067 | 37038.8888 | 684562.4459 | 469489.9467 | 98250 | 94601.6707 | 80670 | 287056.8569 | 287056.8569 | 287056.8569 | 287056.8569 | 287056.8569 | 287056.8569 | 287056.8569 | 287056.8569 | 287056.8569 | 287056.8569 | 287056.8569 | 287056.8569 | 287056.8569 | 287056.8569 | 287056.8569 | 287056.8569 | 287056.8569 | 287056.8569 | 257954.4165 | 257954.4165 | 257954.4165 | 257954.4165 | 257954.4165 | 257954.4165 | 257954.4165 | 0 | 0 | 0 | 0 | 0 | 0 | 0 | 115.7959 | 115.7959 | 115.7959 | 115.7959 | 115.7959 | 115.7959 | 115.7959 | 115.7959 | 115.7959 | 115.7959 | 115.7959 | 115.7959 | 115.7959 | 115.7959 | 115.7959 | 115.7959 | 115.7959 | 115.7959 | 101.5786 | 101.5786 | 101.5786 | 101.5786 | 101.5786 | 101.5786 | 101.5786 | 0 | 0 | 0 | 0 | 0 | 0 | 0 | 0 | 0 | 0 | 0 | 0 | 0 | 0 | 0 | 0 | 0 | 0 | 0 | 0 | 0 | 0 | 0 | 0 | 0 | 0 | 0 | 0 | 0 | 0 | 0 | 0 | 0 | 0 | 0 | 0 | 0 | 0 | 0
Residential | New Manufactured Homes | Tier 1 | [5 empty] | 136518.2992 |  | 0 |  |  |  | 38250 | 46170 | 1.5261 | 0.48326 | 1.7372 | 1.7069 | 7.1634 | 0.055393 | 0.61838 | 146651.893 | 17373.8322 | 319388.0154 | 219044.2424 | 38250 | 49925.6225 | 46170 | 136518.2992 | 136518.2992 | 136518.2992 | 136518.2992 | 136518.2992 | 136518.2992 | 136518.2992 | 136518.2992 | 136518.2992 | 136518.2992 | 136518.2992 | 136518.2992 | 136518.2992 | 136518.2992 | 136518.2992 | 136518.2992 | 136518.2992 | 136518.2992 | 107415.8587 | 107415.8587 | 107415.8587 | 107415.8587 | 107415.8587 | 107415.8587 | 107415.8587 | 0 | 0 | 0 | 0 | 0 | 0 | 0 | 79.8675 | 79.8675 | 79.8675 | 79.8675 | 79.8675 | 79.8675 | 79.8675 | 79.8675 | 79.8675 | 79.8675 | 79.8675 | 79.8675 | 79.8675 | 79.8675 | 79.8675 | 79.8675 | 79.8675 | 79.8675 | 65.6502 | 65.6502 | 65.6502 | 65.6502 | 65.6502 | 65.6502 | 65.6502 | 0 | 0 | 0 | 0 | 0 | 0 | 0 | 0 | 0 | 0 | 0 | 0 | 0 | 0 | 0 | 0 | 0 | 0 | 0 | 0 | 0 | 0 | 0 | 0 | 0 | 0 | 0 | 0 | 0 | 0 | 0 | 0 | 0 | 0 | 0 | 0 | 0 | 0 | 0
Residential | New Manufactured Homes | Tier 2 | [5 empty] | 150538.5578 |  | 0 |  |  |  | 60000 | 34500 | 1.5493 | 0.35562 | 1.2981 | 1.7977 | 9.5168 | 0.054782 | 0.62775 | 122670.4137 | 19665.0566 | 365174.4305 | 250445.7043 | 60000 | 44676.0481 | 34500 | 150538.5578 | 150538.5578 | 150538.5578 | 150538.5578 | 150538.5578 | 150538.5578 | 150538.5578 | 150538.5578 | 150538.5578 | 150538.5578 | 150538.5578 | 150538.5578 | 150538.5578 | 150538.5578 | 150538.5578 | 150538.5578 | 150538.5578 | 150538.5578 | 150538.5578 | 150538.5578 | 150538.5578 | 150538.5578 | 150538.5578 | 150538.5578 | 150538.5578 | 0 | 0 | 0 | 0 | 0 | 0 | 0 | 35.9284 | 35.9284 | 35.9284 | 35.9284 | 35.9284 | 35.9284 | 35.9284 | 35.9284 | 35.9284 | 35.9284 | 35.9284 | 35.9284 | 35.9284 | 35.9284 | 35.9284 | 35.9284 | 35.9284 | 35.9284 | 35.9284 | 35.9284 | 35.9284 | 35.9284 | 35.9284 | 35.9284 | 35.9284 | 0 | 0 | 0 | 0 | 0 | 0 | 0 | 0 | 0 | 0 | 0 | 0 | 0 | 0 | 0 | 0 | 0 | 0 | 0 | 0 | 0 | 0 | 0 | 0 | 0 | 0 | 0 | 0 | 0 | 0 | 0 | 0 | 0 | 0 | 0 | 0 | 0 | 0 | 0
Residential | Whole House Efficiency | 0 | [5 empty] | 3820924.1645 | [5 empty] | 188646 | 1295146.18 | 1.3455 | 0.34318 | 1.3764 | 1.5905 | 24.2348 | 0.045481 | 0.38833 | 2042287.3272 | 371919.6337 | 5208416.3456 | 4467268.8367 | 188646 | 222698.9225 | 1295146.18 | 4074851.3311 | 4074851.3311 | 4073870.8444 | 4073870.8444 | 4073870.8444 | 3822697.8114 | 2491231.5294 | 2491231.5294 | 2491231.5294 | 2403046.1421 | 2219689.4848 | 2219689.4848 | 2219689.4848 | 2219689.4848 | 2219689.4848 | 1875517.2598 | 1875517.2598 | 1875517.2598 | 1674009.5432 | 1674009.5432 | 142258.2239 | 142258.2239 | 142258.2239 | 142258.2239 | 142258.2239 | 0 | 0 | 0 | 0 | 0 | 0 | 0 | 471.971 | 471.971 | 471.6629 | 471.6629 | 471.6629 | 438.0424 | 341.9422 | 341.9422 | 341.9422 | 303.8685 | 285.0862 | 285.0862 | 285.0862 | 285.0862 | 285.0862 | 234.0745 | 234.0745 | 234.0745 | 185.7216 | 185.7216 | 9.8143 | 9.8143 | 9.8143 | 9.8143 | 9.8143 | 0 | 0 | 0 | 0 | 0 | 0 | 0 | 6289.2895 | 6289.2895 | 6289.2895 | 6289.2895 | 6289.2895 | 7352.5385 | 7352.5385 | 7352.5385 | 7352.5385 | 6261.6777 | 4024.7917 | 4024.7917 | 4024.7917 | 4024.7917 | 4024.7917 | 4637.8783 | 4637.8783 | 4637.8783 | 4637.8783 | 4637.8783 | 2037.2953 | 2037.2953 | 2037.2953 | 2037.2953 | 2037.2953 | 0 | 0 | 0 | 0 | 0 | 0 | 0
Residential | Whole House Efficiency | Single Family | [5 empty] | 1934872.165 |  | 0 |  |  |  | 0 | 937854.75 | 1.2256 | 0.33425 | 1.2256 | 1.4463 | n/a | 0.051658 | 0.48471 | 1149445.6189 | 206968.3648 | 2496954.2768 | 2501063.1808 | 0 | 0 | 937854.75 | 1934872.165 | 1934872.165 | 1934055.8973 | 1934055.8973 | 1934055.8973 | 1761744.1139 | 1761744.1139 | 1761744.1139 | 1761744.1139 | 1683687.7195 | 1524541.2963 | 1524541.2963 | 1524541.2963 | 1524541.2963 | 1524541.2963 | 1267198.2212 | 1267198.2212 | 1267198.2212 | 1267198.2212 | 1267198.2212 | 0 | 0 | 0 | 0 | 0 | 0 | 0 | 0 | 0 | 0 | 0 | 0 | 252.2852 | 252.2852 | 252.0244 | 252.0244 | 252.0244 | 232.4062 | 232.4062 | 232.4062 | 232.4062 | 198.8517 | 183.0076 | 183.0076 | 183.0076 | 183.0076 | 183.0076 | 145.4977 | 145.4977 | 145.4977 | 145.4977 | 145.4977 | 0 | 0 | 0 | 0 | 0 | 0 | 0 | 0 | 0 | 0 | 0 | 0 | 1266.1278 | 1266.1278 | 1266.1278 | 1266.1278 | 1266.1278 | 2224.5494 | 2224.5494 | 2224.5494 | 2224.5494 | 1170.0322 | -979.9857 | -979.9857 | -979.9857 | -979.9857 | -979.9857 | 0 | 0 | 0 | 0 | 0 | 0 | 0 | 0 | 0 | 0 | 0 | 0 | 0 | 0 | 0 | 0 | 0
Residential | Whole House Efficiency | Multi-Family | [5 empty] | 229415.4942 |  | 0 |  |  |  | 0 | 107732.63 | 1.2317 | 0.33429 | 1.2317 | 1.4563 | n/a | 0.050764 | 0.4696 | 132697.7401 | 24193.5337 | 288747.3641 | 289222.5171 | 0 | 0 | 107732.63 | 229415.4942 | 229415.4942 | 229251.2752 | 229251.2752 | 229251.2752 | 208716.8094 | 208716.8094 | 208716.8094 | 208716.8094 | 198587.8166 | 174377.5824 | 174377.5824 | 174377.5824 | 174377.5824 | 174377.5824 | 137844.9921 | 137844.9921 | 137844.9921 | 137844.9921 | 137844.9921 | 0 | 0 | 0 | 0 | 0 | 0 | 0 | 0 | 0 | 0 | 0 | 0 | 29.7779 | 29.7779 | 29.7305 | 29.7305 | 29.7305 | 27.4426 | 27.4426 | 27.4426 | 27.4426 | 22.9234 | 19.9851 | 19.9851 | 19.9851 | 19.9851 | 19.9851 | 15.3076 | 15.3076 | 15.3076 | 15.3076 | 15.3076 | 0 | 0 | 0 | 0 | 0 | 0 | 0 | 0 | 0 | 0 | 0 | 0 | -100.8326 | -100.8326 | -100.8326 | -100.8326 | -100.8326 | 3.9948 | 3.9948 | 3.9948 | 3.9948 | -32.3488 | -119.2169 | -119.2169 | -119.2169 | -119.2169 | -119.2169 | 0 | 0 | 0 | 0 | 0 | 0 | 0 | 0 | 0 | 0 | 0 | 0 | 0 | 0 | 0 | 0 | 0
Residential | Whole House Efficiency | Building Shell | [5 empty] | 319262.8895 |  | 0 |  |  |  | 40146 | 63061.55 | 1.9539 | 0.36815 | 2.3601 | 2.2675 | 9.702 | 0.030092 | 0.32327 | 243579.3333 | 39099.0953 | 557503.9616 | 558421.3713 | 40146 | 61600.9845 | 63061.55 | 319262.8895 | 319262.8895 | 319262.8895 | 319262.8895 | 319262.8895 | 319262.8895 | 319262.8895 | 319262.8895 | 319262.8895 | 319262.8895 | 319262.8895 | 319262.8895 | 319262.8895 | 319262.8895 | 319262.8895 | 268966.3298 | 268966.3298 | 268966.3298 | 268966.3298 | 268966.3298 | 142258.2239 | 142258.2239 | 142258.2239 | 142258.2239 | 142258.2239 | 0 | 0 | 0 | 0 | 0 | 0 | 0 | 33.7406 | 33.7406 | 33.7406 | 33.7406 | 33.7406 | 33.7406 | 33.7406 | 33.7406 | 33.7406 | 33.7406 | 33.7406 | 33.7406 | 33.7406 | 33.7406 | 33.7406 | 24.9163 | 24.9163 | 24.9163 | 24.9163 | 24.9163 | 9.8143 | 9.8143 | 9.8143 | 9.8143 | 9.8143 | 0 | 0 | 0 | 0 | 0 | 0 | 0 | 5123.9943 | 5123.9943 | 5123.9943 | 5123.9943 | 5123.9943 | 5123.9943 | 5123.9943 | 5123.9943 | 5123.9943 | 5123.9943 | 5123.9943 | 5123.9943 | 5123.9943 | 5123.9943 | 5123.9943 | 4637.8783 | 4637.8783 | 4637.8783 | 4637.8783 | 4637.8783 | 2037.2953 | 2037.2953 | 2037.2953 | 2037.2953 | 2037.2953 | 0 | 0 | 0 | 0 | 0 | 0 | 0
Residential | Whole House Efficiency | HVAC | [7 empty] | 1337373.6158 |  |  |  | 148500 | 186497.25 | 1.4861 | 0.35538 | 1.542 | 1.7786 | 12.4999 | 0.037567 | 0.25049 | 516564.6349 | 101658.64 | 1865210.7431 | 1118561.7675 | 148500 | 161097.938 | 186497.25 | 1591300.7824 | 1591300.7824 | 1591300.7824 | 1591300.7824 | 1591300.7824 | 1532973.9986 | 201507.7166 | 201507.7166 | 201507.7166 | 201507.7166 | 201507.7166 | 201507.7166 | 201507.7166 | 201507.7166 | 201507.7166 | 201507.7166 | 201507.7166 | 201507.7166 | 0 | 0 | 0 | 0 | 0 | 0 | 0 | 0 | 0 | 0 | 0 | 0 | 0 | 0 | 156.1674 | 156.1674 | 156.1674 | 156.1674 | 156.1674 | 144.453 | 48.3529 | 48.3529 | 48.3529 | 48.3529 | 48.3529 | 48.3529 | 48.3529 | 48.3529 | 48.3529 | 48.3529 | 48.3529 | 48.3529 | 0 | 0 | 0 | 0 | 0 | 0 | 0 | 0 | 0 | 0 | 0 | 0 | 0 | 0 | 0 | 0 | 0 | 0 | 0 | 0 | 0 | 0 | 0 | 0 | 0 | 0 | 0 | 0 | 0 | 0 | 0 | 0 | 0 | 0 | 0 | 0 | 0 | 0 | 0 | 0 | 0 | 0 | 0 | 0 | 0 | 0
Residential | Residential Home Performance | 0 | [5 empty] | 10147644.4539 |  | 0 |  |  |  | 0 | 631050 | 1.723 | 0.3752 | 1.723 | 2.076 | n/a | 0.032301 | 0.062187 | 1087329.2295 | 222717.8866 | 2189268.9081 | 2266930.8666 | 0 | 0 | 631050 | 10147644.4539 | 10147644.4539 | 0 | 0 | 0 | 0 | 0 | 0 | 0 | 0 | 0 | 0 | 0 | 0 | 0 | 0 | 0 | 0 | 0 | 0 | 0 | 0 | 0 | 0 | 0 | 0 | 0 | 0 | 0 | 0 | 0 | 0 | 1521.3911 | 1521.3911 | 0 | 0 | 0 | 0 | 0 | 0 | 0 | 0 | 0 | 0 | 0 | 0 | 0 | 0 | 0 | 0 | 0 | 0 | 0 | 0 | 0 | 0 | 0 | 0 | 0 | 0 | 0 | 0 | 0 | 0 | 0 | 0 | 0 | 0 | 0 | 0 | 0 | 0 | 0 | 0 | 0 | 0 | 0 | 0 | 0 | 0 | 0 | 0 | 0 | 0 | 0 | 0 | 0 | 0 | 0 | 0 | 0 | 0 | 0 | 0 | 0 | 0
Residential | Targeted Energy Efficiency | 0 | [5 empty] | 702331.8015 | [5 empty] | 0 | 367720.55 | 1.0599 | 0.31722 | 1.0599 | 1.2523 | n/a | 0.059231 | 0.52357 | 389737.5788 | 70774.5186 | 967204.1213 | 860878.3785 | 0 | 0 | 367720.55 | 711218.7142 | 711218.7142 | 711218.7142 | 711218.7142 | 711218.7142 | 696003.6077 | 453704.6485 | 453704.6485 | 453704.6485 | 448048.7864 | 436870.2554 | 436870.2554 | 436870.2554 | 436870.2554 | 436870.2554 | 378125.1421 | 378125.1421 | 378125.1421 | 369238.2294 | 369238.2294 | 319640.2616 | 319640.2616 | 319640.2616 | 319640.2616 | 319640.2616 | 0 | 0 | 0 | 0 | 0 | 0 | 0 | 91.4786 | 91.4786 | 91.4786 | 91.4786 | 91.4786 | 89.7592 | 72.0143 | 72.0143 | 72.0143 | 69.583 | 68.4701 | 68.4701 | 68.4701 | 68.4701 | 68.4701 | 58.5008 | 58.5008 | 58.5008 | 54.1593 | 54.1593 | 46.6249 | 46.6249 | 46.6249 | 46.6249 | 46.6249 | 0 | 0 | 0 | 0 | 0 | 0 | 0 | 90.7481 | 90.7481 | 90.7481 | 90.7481 | 90.7481 | 113.1042 | 113.1042 | 113.1042 | 113.1042 | 82.7967 | 22.8956 | 22.8956 | 22.8956 | 22.8956 | 22.8956 | 0 | 0 | 0 | 0 | 0 | 0 | 0 | 0 | 0 | 0 | 0 | 0 | 0 | 0 | 0 | 0 | 0
Residential | Targeted Energy Efficiency | Tier 1 | [5 empty] | 460032.8423 |  | 0 |  |  |  | 0 | 301768.22 | 1.0487 | 0.31548 | 1.0487 | 1.2342 | n/a | 0.061446 | 0.65597 | 316458.2594 | 55986.3087 | 787962.7117 | 701341.1612 | 0 | 0 | 301768.22 | 460032.8423 | 460032.8423 | 460032.8423 | 460032.8423 | 460032.8423 | 444817.7358 | 444817.7358 | 444817.7358 | 444817.7358 | 439161.8737 | 427983.3427 | 427983.3427 | 427983.3427 | 427983.3427 | 427983.3427 | 369238.2294 | 369238.2294 | 369238.2294 | 369238.2294 | 369238.2294 | 319640.2616 | 319640.2616 | 319640.2616 | 319640.2616 | 319640.2616 | 0 | 0 | 0 | 0 | 0 | 0 | 0 | 69.3921 | 69.3921 | 69.3921 | 69.3921 | 69.3921 | 67.6728 | 67.6728 | 67.6728 | 67.6728 | 65.2415 | 64.1286 | 64.1286 | 64.1286 | 64.1286 | 64.1286 | 54.1593 | 54.1593 | 54.1593 | 54.1593 | 54.1593 | 46.6249 | 46.6249 | 46.6249 | 46.6249 | 46.6249 | 0 | 0 | 0 | 0 | 0 | 0 | 0 | 90.7481 | 90.7481 | 90.7481 | 90.7481 | 90.7481 | 113.1042 | 113.1042 | 113.1042 | 113.1042 | 82.7967 | 22.8956 | 22.8956 | 22.8956 | 22.8956 | 22.8956 | 0 | 0 | 0 | 0 | 0 | 0 | 0 | 0 | 0 | 0 | 0 | 0 | 0 | 0 | 0 | 0 | 0
Residential | Targeted Energy Efficiency | Heat Pump | [7 empty] | 242298.9592 |  |  |  | 0 | 65952.33 | 1.1111 | 0.32498 | 1.1111 | 1.3353 | n/a | 0.050842 | 0.27219 | 73279.3195 | 14788.21 | 179241.4096 | 159537.2173 | 0 | 0 | 65952.33 | 251185.8719 | 251185.8719 | 251185.8719 | 251185.8719 | 251185.8719 | 251185.8719 | 8886.9127 | 8886.9127 | 8886.9127 | 8886.9127 | 8886.9127 | 8886.9127 | 8886.9127 | 8886.9127 | 8886.9127 | 8886.9127 | 8886.9127 | 8886.9127 | 0 | 0 | 0 | 0 | 0 | 0 | 0 | 0 | 0 | 0 | 0 | 0 | 0 | 0 | 22.0865 | 22.0865 | 22.0865 | 22.0865 | 22.0865 | 22.0865 | 4.3415 | 4.3415 | 4.3415 | 4.3415 | 4.3415 | 4.3415 | 4.3415 | 4.3415 | 4.3415 | 4.3415 | 4.3415 | 4.3415 | 0 | 0 | 0 | 0 | 0 | 0 | 0 | 0 | 0 | 0 | 0 | 0 | 0 | 0 | 0 | 0 | 0 | 0 | 0 | 0 | 0 | 0 | 0 | 0 | 0 | 0 | 0 | 0 | 0 | 0 | 0 | 0 | 0 | 0 | 0 | 0 | 0 | 0 | 0 | 0 | 0 | 0 | 0 | 0 | 0 | 0
Residential | Community Outreach | 0 | [5 empty] | 0 |  | 0 |  |  |  | 0 | 0 | n/a | n/a | n/a | n/a | n/a | 0 | 0 | 0 | 0 | 0 | 0 | 0 | 0 | 0 | 0 | 0 | 0 | 0 | 0 | 0 | 0 | 0 | 0 | 0 | 0 | 0 | 0 | 0 | 0 | 0 | 0 | 0 | 0 | 0 | 0 | 0 | 0 | 0 | 0 | 0 | 0 | 0 | 0 | 0 | 0 | 0 | 0 | 0 | 0 | 0 | 0 | 0 | 0 | 0 | 0 | 0 | 0 | 0 | 0 | 0 | 0 | 0 | 0 | 0 | 0 | 0 | 0 | 0 | 0 | 0 | 0 | 0 | 0 | 0 | 0 | 0 | 0 | 0 | 0 | 0 | 0 | 0 | 0 | 0 | 0 | 0 | 0 | 0 | 0 | 0 | 0 | 0 | 0 | 0 | 0 | 0 | 0 | 0 | 0 | 0 | 0 | 0 | 0 | 0 | 0 | 0 | 0 | 0 | 0 | 0
Residential | Student Energy Education | 0 | [5 empty] | 0 |  | 0 |  |  |  | 0 | 0 | n/a | n/a | n/a | n/a | n/a | 0 | 0 | 0 | 0 | 0 | 0 | 0 | 0 | 0 | 0 | 0 | 0 | 0 | 0 | 0 | 0 | 0 | 0 | 0 | 0 | 0 | 0 | 0 | 0 | 0 | 0 | 0 | 0 | 0 | 0 | 0 | 0 | 0 | 0 | 0 | 0 | 0 | 0 | 0 | 0 | 0 | 0 | 0 | 0 | 0 | 0 | 0 | 0 | 0 | 0 | 0 | 0 | 0 | 0 | 0 | 0 | 0 | 0 | 0 | 0 | 0 | 0 | 0 | 0 | 0 | 0 | 0 | 0 | 0 | 0 | 0 | 0 | 0 | 0 | 0 | 0 | 0 | 0 | 0 | 0 | 0 | 0 | 0 | 0 | 0 | 0 | 0 | 0 | 0 | 0 | 0 | 0 | 0 | 0 | 0 | 0 | 0 | 0 | 0 | 0 | 0 | 0 | 0 | 0 | 0
Commercial | Commercial Total | [6 empty] | 5504125.733 |  | 0 |  |  |  | 641965.24 | 1449345.4 | 1.1633 | 0.5241 | 1.4129 | 1.3605 | 6.8394 | 0.047586 | 0.37995 | 2954829.4282 | 501010.9672 | 6817822.1081 | 3546565.4075 | 641965.24 | 1090711.3063 | 1449345.4 | 5504125.733 | 5504125.733 | 5504125.733 | 5504125.733 | 5504125.733 | 4740158.1834 | 4740158.1834 | 4740158.1834 | 4622213.0169 | 4622213.0169 | 3774939.1093 | 3143239.8704 | 3046951.8567 | 3046951.8567 | 3046951.8567 | 98225.4403 | 85710.4 | 85710.4 | 85710.4 | 85710.4 | 0 | 0 | 0 | 0 | 0 | 0 | 0 | 0 | 0 | 0 | 0 | 0 | 1092.102 | 1092.102 | 1092.102 | 1092.102 | 1092.102 | 998.9519 | 998.9519 | 998.9519 | 976.1476 | 976.1476 | 755.378 | 611.4236 | 605.9006 | 605.9006 | 605.9006 | 44.2624 | 42.8148 | 42.8148 | 42.8148 | 42.8148 | 0 | 0 | 0 | 0 | 0 | 0 | 0 | 0 | 0 | 0 | 0 | 0 | 10439.8931 | 10439.8931 | 10439.8931 | 10439.8931 | 10439.8931 | 10439.8931 | 10439.8931 | 10439.8931 | 10439.8931 | 10439.8931 | 10439.8931 | 10439.8931 | 10439.8931 | 10439.8931 | 10439.8931 | 0 | 0 | 0 | 0 | 0 | 0 | 0 | 0 | 0 | 0 | 0 | 0 | 0 | 0 | 0 | 0 | 0
Commercial | Commercial Incentive Program | 0 | [5 empty] | 3200779.1571 |  | 0 |  |  |  | 392931.84 | 464199.11 | 1.551 | 0.59831 | 2.1766 | 1.8116 | 6.4995 | 0.031163 | 0.26779 | 1865643.0086 | 313550.1069 | 4408289.0235 | 2261075.9185 | 392931.84 | 738700.6068 | 464199.11 | 3200779.1571 | 3200779.1571 | 3200779.1571 | 3200779.1571 | 3200779.1571 | 3170119.2417 | 3170119.2417 | 3170119.2417 | 3052174.0752 | 3052174.0752 | 2794697.6618 | 2162998.4229 | 2066710.4092 | 2066710.4092 | 2066710.4092 | 98225.4403 | 85710.4 | 85710.4 | 85710.4 | 85710.4 | 0 | 0 | 0 | 0 | 0 | 0 | 0 | 0 | 0 | 0 | 0 | 0 | 602.5724 | 602.5724 | 602.5724 | 602.5724 | 602.5724 | 602.5724 | 602.5724 | 602.5724 | 579.7682 | 579.7682 | 574.413 | 430.4586 | 424.9356 | 424.9356 | 424.9356 | 44.2624 | 42.8148 | 42.8148 | 42.8148 | 42.8148 | 0 | 0 | 0 | 0 | 0 | 0 | 0 | 0 | 0 | 0 | 0 | 0 | 10439.8931 | 10439.8931 | 10439.8931 | 10439.8931 | 10439.8931 | 10439.8931 | 10439.8931 | 10439.8931 | 10439.8931 | 10439.8931 | 10439.8931 | 10439.8931 | 10439.8931 | 10439.8931 | 10439.8931 | 0 | 0 | 0 | 0 | 0 | 0 | 0 | 0 | 0 | 0 | 0 | 0 | 0 | 0 | 0 | 0 | 0
Commercial | Commercial Incentive Program | Prescriptive | [5 empty] | 2331841.6301 |  | 0 |  |  |  | 327141 | 425773.13 | 1.3537 | 0.57021 | 1.7935 | 1.5766 | 6.0746 | 0.038601 | 0.32288 | 1350358.8745 | 222355.8506 | 3146135.6919 | 1615270.5234 | 327141 | 571772.2815 | 425773.13 | 2331841.6301 | 2331841.6301 | 2331841.6301 | 2331841.6301 | 2331841.6301 | 2301181.7147 | 2301181.7147 | 2301181.7147 | 2183236.5482 | 2183236.5482 | 1925760.1347 | 1294060.8959 | 1197772.8822 | 1197772.8822 | 1197772.8822 | 98225.4403 | 85710.4 | 85710.4 | 85710.4 | 85710.4 | 0 | 0 | 0 | 0 | 0 | 0 | 0 | 0 | 0 | 0 | 0 | 0 | 456.6759 | 456.6759 | 456.6759 | 456.6759 | 456.6759 | 456.6759 | 456.6759 | 456.6759 | 433.8716 | 433.8716 | 428.5165 | 284.562 | 279.039 | 279.039 | 279.039 | 44.2624 | 42.8148 | 42.8148 | 42.8148 | 42.8148 | 0 | 0 | 0 | 0 | 0 | 0 | 0 | 0 | 0 | 0 | 0 | 0 | 10439.8931 | 10439.8931 | 10439.8931 | 10439.8931 | 10439.8931 | 10439.8931 | 10439.8931 | 10439.8931 | 10439.8931 | 10439.8931 | 10439.8931 | 10439.8931 | 10439.8931 | 10439.8931 | 10439.8931 | 0 | 0 | 0 | 0 | 0 | 0 | 0 | 0 | 0 | 0 | 0 | 0 | 0 | 0 | 0 | 0 | 0
Commercial | Commercial Incentive Program | Custom | [5 empty] | 868937.5271 |  | 0 |  |  |  | 65790.84 | 38425.98 | 2.5092 | 0.68703 | 4.9443 | 2.9533 | 7.9552 | 0.013028 | 0.11994 | 515284.134 | 91194.2564 | 1262153.3316 | 645805.3951 | 65790.84 | 166928.3254 | 38425.98 | 868937.5271 | 868937.5271 | 868937.5271 | 868937.5271 | 868937.5271 | 868937.5271 | 868937.5271 | 868937.5271 | 868937.5271 | 868937.5271 | 868937.5271 | 868937.5271 | 868937.5271 | 868937.5271 | 868937.5271 | 0 | 0 | 0 | 0 | 0 | 0 | 0 | 0 | 0 | 0 | 0 | 0 | 0 | 0 | 0 | 0 | 0 | 145.8966 | 145.8966 | 145.8966 | 145.8966 | 145.8966 | 145.8966 | 145.8966 | 145.8966 | 145.8966 | 145.8966 | 145.8966 | 145.8966 | 145.8966 | 145.8966 | 145.8966 | 0 | 0 | 0 | 0 | 0 | 0 | 0 | 0 | 0 | 0 | 0 | 0 | 0 | 0 | 0 | 0 | 0 | 0 | 0 | 0 | 0 | 0 | 0 | 0 | 0 | 0 | 0 | 0 | 0 | 0 | 0 | 0 | 0 | 0 | 0 | 0 | 0 | 0 | 0 | 0 | 0 | 0 | 0 | 0 | 0 | 0 | 0 | 0 | 0
Commercial | Express Install | 0 | [5 empty] | 751079.6477 |  | 0 |  |  |  | 148400 | 261342.06 | 1.0074 | 0.45613 | 1.0775 | 1.1872 | 7.0043 | 0.059258 | 0.54554 | 441511.1236 | 78825.1719 | 1090961.8357 | 558211.9238 | 148400 | 176944.0249 | 261342.06 | 751079.6477 | 751079.6477 | 751079.6477 | 751079.6477 | 751079.6477 | 751079.6477 | 751079.6477 | 751079.6477 | 751079.6477 | 751079.6477 | 751079.6477 | 751079.6477 | 751079.6477 | 751079.6477 | 751079.6477 | 0 | 0 | 0 | 0 | 0 | 0 | 0 | 0 | 0 | 0 | 0 | 0 | 0 | 0 | 0 | 0 | 0 | 119.898 | 119.898 | 119.898 | 119.898 | 119.898 | 119.898 | 119.898 | 119.898 | 119.898 | 119.898 | 119.898 | 119.898 | 119.898 | 119.898 | 119.898 | 0 | 0 | 0 | 0 | 0 | 0 | 0 | 0 | 0 | 0 | 0 | 0 | 0 | 0 | 0 | 0 | 0 | 0 | 0 | 0 | 0 | 0 | 0 | 0 | 0 | 0 | 0 | 0 | 0 | 0 | 0 | 0 | 0 | 0 | 0 | 0 | 0 | 0 | 0 | 0 | 0 | 0 | 0 | 0 | 0 | 0 | 0 | 0 | 0
Commercial | New Construction | 0 | [5 empty] | 229161.7998 |  | 0 |  |  |  | 17350.78 | 57062.22 | 1.2371 | 0.613 | 2.016 | 1.4355 | 5.455 | 0.035272 | 0.32472 | 150018.4619 | 24050.3365 | 332863.2038 | 170315.9572 | 17350.78 | 64200.6339 | 57062.22 | 229161.7998 | 229161.7998 | 229161.7998 | 229161.7998 | 229161.7998 | 229161.7998 | 229161.7998 | 229161.7998 | 229161.7998 | 229161.7998 | 229161.7998 | 229161.7998 | 229161.7998 | 229161.7998 | 229161.7998 | 0 | 0 | 0 | 0 | 0 | 0 | 0 | 0 | 0 | 0 | 0 | 0 | 0 | 0 | 0 | 0 | 0 | 61.067 | 61.067 | 61.067 | 61.067 | 61.067 | 61.067 | 61.067 | 61.067 | 61.067 | 61.067 | 61.067 | 61.067 | 61.067 | 61.067 | 61.067 | 0 | 0 | 0 | 0 | 0 | 0 | 0 | 0 | 0 | 0 | 0 | 0 | 0 | 0 | 0 | 0 | 0 | 0 | 0 | 0 | 0 | 0 | 0 | 0 | 0 | 0 | 0 | 0 | 0 | 0 | 0 | 0 | 0 | 0 | 0 | 0 | 0 | 0 | 0 | 0 | 0 | 0 | 0 | 0 | 0 | 0 | 0 | 0 | 0
Commercial | School Energy Manager | 0 | [5 empty] | 589797.4942 |  | 0 |  |  |  | 0 | 225750 | 1.0095 | 0.57611 | 1.412 | 1.1634 | 5.9485 | 0.052968 | 0.38276 | 318748.9633 | 48586.4684 | 535366.7598 | 327530.3794 | 0 | 90000 | 225750 | 589797.4942 | 589797.4942 | 589797.4942 | 589797.4942 | 589797.4942 | 589797.4942 | 589797.4942 | 589797.4942 | 589797.4942 | 589797.4942 | 0 | 0 | 0 | 0 | 0 | 0 | 0 | 0 | 0 | 0 | 0 | 0 | 0 | 0 | 0 | 0 | 0 | 0 | 0 | 0 | 0 | 0 | 215.4144 | 215.4144 | 215.4144 | 215.4144 | 215.4144 | 215.4144 | 215.4144 | 215.4144 | 215.4144 | 215.4144 | 0 | 0 | 0 | 0 | 0 | 0 | 0 | 0 | 0 | 0 | 0 | 0 | 0 | 0 | 0 | 0 | 0 | 0 | 0 | 0 | 0 | 0 | 0 | 0 | 0 | 0 | 0 | 0 | 0 | 0 | 0 | 0 | 0 | 0 | 0 | 0 | 0 | 0 | 0 | 0 | 0 | 0 | 0 | 0 | 0 | 0 | 0 | 0 | 0 | 0 | 0 | 0 | 0 | 0
Commercial | Bid For Efficiency | 0 | [5 empty] | 0 |  | 0 |  |  |  | 0 | 303730.09 | 0 | 0 | 0 | 0 | n/a | 0 | 0 | 0 | 0 | 0 | 0 | 0 | 0 | 303730.09 | 0 | 0 | 0 | 0 | 0 | 0 | 0 | 0 | 0 | 0 | 0 | 0 | 0 | 0 | 0 | 0 | 0 | 0 | 0 | 0 | 0 | 0 | 0 | 0 | 0 | 0 | 0 | 0 | 0 | 0 | 0 | 0 | 0 | 0 | 0 | 0 | 0 | 0 | 0 | 0 | 0 | 0 | 0 | 0 | 0 | 0 | 0 | 0 | 0 | 0 | 0 | 0 | 0 | 0 | 0 | 0 | 0 | 0 | 0 | 0 | 0 | 0 | 0 | 0 | 0 | 0 | 0 | 0 | 0 | 0 | 0 | 0 | 0 | 0 | 0 | 0 | 0 | 0 | 0 | 0 | 0 | 0 | 0 | 0 | 0 | 0 | 0 | 0 | 0 | 0 | 0 | 0 | 0 | 0 | 0 | 0
Commercial | Retrocommissioning | 0 | [5 empty] | 733307.6341 |  | 0 |  |  |  | 83282.62 | 137261.92 | 1.1314 | 0.39759 | 0.81121 | 1.3591 | 25.5738 | 0.069841 | 0.30075 | 178907.8708 | 35998.8835 | 450341.2854 | 229431.2286 | 83282.62 | 20866.0407 | 137261.92 | 733307.6341 | 733307.6341 | 733307.6341 | 733307.6341 | 733307.6341 | 0 | 0 | 0 | 0 | 0 | 0 | 0 | 0 | 0 | 0 | 0 | 0 | 0 | 0 | 0 | 0 | 0 | 0 | 0 | 0 | 0 | 0 | 0 | 0 | 0 | 0 | 0 | 93.1502 | 93.1502 | 93.1502 | 93.1502 | 93.1502 | 0 | 0 | 0 | 0 | 0 | 0 | 0 | 0 | 0 | 0 | 0 | 0 | 0 | 0 | 0 | 0 | 0 | 0 | 0 | 0 | 0 | 0 | 0 | 0 | 0 | 0 | 0 | 0 | 0 | 0 | 0 | 0 | 0 | 0 | 0 | 0 | 0 | 0 | 0 | 0 | 0 | 0 | 0 | 0 | 0 | 0 | 0 | 0 | 0 | 0 | 0 | 0 | 0 | 0 | 0 | 0 | 0 | 0 | 0
Commercial | Continuous Energy Management | 0 | [5 empty] | 0 |  | 0 |  |  |  | 0 | 0 | n/a | n/a | n/a | n/a | n/a | 0 | 0 | 0 | 0 | 0 | 0 | 0 | 0 | 0 | 0 | 0 | 0 | 0 | 0 | 0 | 0 | 0 | 0 | 0 | 0 | 0 | 0 | 0 | 0 | 0 | 0 | 0 | 0 | 0 | 0 | 0 | 0 | 0 | 0 | 0 | 0 | 0 | 0 | 0 | 0 | 0 | 0 | 0 | 0 | 0 | 0 | 0 | 0 | 0 | 0 | 0 | 0 | 0 | 0 | 0 | 0 | 0 | 0 | 0 | 0 | 0 | 0 | 0 | 0 | 0 | 0 | 0 | 0 | 0 | 0 | 0 | 0 | 0 | 0 | 0 | 0 | 0 | 0 | 0 | 0 | 0 | 0 | 0 | 0 | 0 | 0 | 0 | 0 | 0 | 0 | 0 | 0 | 0 | 0 | 0 | 0 | 0 | 0 | 0 | 0 | 0 | 0 | 0 | 0 | 0
Industrial | Industrial Total | [6 empty] | 733307.6341 |  | 0 |  |  |  | 0 | 0 | n/a | n/a | n/a | n/a | n/a | 0 | 0 | 0 | 0 | 0 | 0 | 0 | 0 | 0 | 0 | 0 | 0 | 0 | 0 | 0 | 0 | 0 | 0 | 0 | 0 | 0 | 0 | 0 | 0 | 0 | 0 | 0 | 0 | 0 | 0 | 0 | 0 | 0 | 0 | 0 | 0 | 0 | 0 | 0 | 0 | 0 | 0 | 0 | 0 | 0 | 0 | 0 | 0 | 0 | 0 | 0 | 0 | 0 | 0 | 0 | 0 | 0 | 0 | 0 | 0 | 0 | 0 | 0 | 0 | 0 | 0 | 0 | 0 | 0 | 0 | 0 | 0 | 0 | 0 | 0 | 0 | 0 | 0 | 0 | 0 | 0 | 0 | 0 | 0 | 0 | 0 | 0 | 0 | 0 | 0 | 0 | 0 | 0 | 0 | 0 | 0 | 0 | 0 | 0 | 0 | 0 | 0 | 0 | 0 | 0
Industrial | Retrocommissioning | 0 | [5 empty] | 733307.6341 |  | 0 |  |  |  | 0 | 0 | n/a | n/a | n/a | n/a | n/a | 0 | 0 | 0 | 0 | 0 | 0 | 0 | 0 | 0 | 0 | 0 | 0 | 0 | 0 | 0 | 0 | 0 | 0 | 0 | 0 | 0 | 0 | 0 | 0 | 0 | 0 | 0 | 0 | 0 | 0 | 0 | 0 | 0 | 0 | 0 | 0 | 0 | 0 | 0 | 0 | 0 | 0 | 0 | 0 | 0 | 0 | 0 | 0 | 0 | 0 | 0 | 0 | 0 | 0 | 0 | 0 | 0 | 0 | 0 | 0 | 0 | 0 | 0 | 0 | 0 | 0 | 0 | 0 | 0 | 0 | 0 | 0 | 0 | 0 | 0 | 0 | 0 | 0 | 0 | 0 | 0 | 0 | 0 | 0 | 0 | 0 | 0 | 0 | 0 | 0 | 0 | 0 | 0 | 0 | 0 | 0 | 0 | 0 | 0 | 0 | 0 | 0 | 0 | 0 | 0
Industrial | Continuous Energy Management | 0 | [5 empty] | 0 |  | 0 |  |  |  | 0 | 0 | n/a | n/a | n/a | n/a | n/a | 0 | 0 | 0 | 0 | 0 | 0 | 0 | 0 | 0 | 0 | 0 | 0 | 0 | 0 | 0 | 0 | 0 | 0 | 0 | 0 | 0 | 0 | 0 | 0 | 0 | 0 | 0 | 0 | 0 | 0 | 0 | 0 | 0 | 0 | 0 | 0 | 0 | 0 | 0 | 0 | 0 | 0 | 0 | 0 | 0 | 0 | 0 | 0 | 0 | 0 | 0 | 0 | 0 | 0 | 0 | 0 | 0 | 0 | 0 | 0 | 0 | 0 | 0 | 0 | 0 | 0 | 0 | 0 | 0 | 0 | 0 | 0 | 0 | 0 | 0 | 0 | 0 | 0 | 0 | 0 | 0 | 0 | 0 | 0 | 0 | 0 | 0 | 0 | 0 | 0 | 0 | 0 | 0 | 0 | 0 | 0 | 0 | 0 | 0 | 0 | 0 | 0 | 0 | 0 | 0
n/a | General Marketing & Education | [6 empty] | 0 |  | 0 |  |  |  | 0 | 150000 | 0 | 0 | 0 | 0 | n/a | 0 | 0 | 0 | 0 | 0 | 0 | 0 | 0 | 150000 | 0 | 0 | 0 | 0 | 0 | 0 | 0 | 0 | 0 | 0 | 0 | 0 | 0 | 0 | 0 | 0 | 0 | 0 | 0 | 0 | 0 | 0 | 0 | 0 | 0 | 0 | 0 | 0 | 0 | 0 | 0 | 0 | 0 | 0 | 0 | 0 | 0 | 0 | 0 | 0 | 0 | 0 | 0 | 0 | 0 | 0 | 0 | 0 | 0 | 0 | 0 | 0 | 0 | 0 | 0 | 0 | 0 | 0 | 0 | 0 | 0 | 0 | 0 | 0 | 0 | 0 | 0 | 0 | 0 | 0 | 0 | 0 | 0 | 0 | 0 | 0 | 0 | 0 | 0 | 0 | 0 | 0 | 0 | 0 | 0 | 0 | 0 | 0 | 0 | 0 | 0 | 0 | 0 | 0 | 0 | 0
Residential | Residential Efficient Products | Lighting | Standard CFL | 5 | 0 | 79% | -47823.5134 | 6893479.3706 | 710.4124 | 0 | 0 | 711000 | 0 | 375000 | 542974.43 | 1.6356 | 0.4819 | 2.2343 | 1.9055 | 6.1521 | 0.030924 | 0.13317 | 2051045.7551 | 338408.5332 | 3999135.748 | 3338153.6941 | 375000 | 711000 | 542974.43 | 6893479.3706 | 6893479.3706 | 6893479.3706 | 6893479.3706 | 6893479.3706 | 0 | 0 | 0 | 0 | 0 | 0 | 0 | 0 | 0 | 0 | 0 | 0 | 0 | 0 | 0 | 0 | 0 | 0 | 0 | 0 | 0 | 0 | 0 | 0 | 0 | 0 | 0 | 710.4124 | 710.4124 | 710.4124 | 710.4124 | 710.4124 | 0 | 0 | 0 | 0 | 0 | 0 | 0 | 0 | 0 | 0 | 0 | 0 | 0 | 0 | 0 | 0 | 0 | 0 | 0 | 0 | 0 | 0 | 0 | 0 | 0 | 0 | 0 | -47823.5134 | -47823.5134 | -47823.5134 | -47823.5134 | -47823.5134 | 0 | 0 | 0 | 0 | 0 | 0 | 0 | 0 | 0 | 0 | 0 | 0 | 0 | 0 | 0 | 0 | 0 | 0 | 0 | 0 | 0 | 0 | 0 | 0 | 0 | 0 | 0
Residential | Residential Efficient Products | Lighting | LED | 15 | 0 | 79% | -4577.0569 | 659755.9426 | 67.9916 | 0 | 0 | 180120 | 0 | 90000 | 47697.96 | 1.8121 | 0.45947 | 2.998 | 2.116 | 5.5597 | 0.022671 | 0.20871 | 412821.4956 | 69240.8265 | 911405.1892 | 760767.0234 | 90000 | 180120 | 47697.96 | 659755.9426 | 659755.9426 | 659755.9426 | 659755.9426 | 659755.9426 | 659755.9426 | 659755.9426 | 659755.9426 | 659755.9426 | 659755.9426 | 659755.9426 | 659755.9426 | 659755.9426 | 659755.9426 | 659755.9426 | 0 | 0 | 0 | 0 | 0 | 0 | 0 | 0 | 0 | 0 | 0 | 0 | 0 | 0 | 0 | 0 | 0 | 67.9916 | 67.9916 | 67.9916 | 67.9916 | 67.9916 | 67.9916 | 67.9916 | 67.9916 | 67.9916 | 67.9916 | 67.9916 | 67.9916 | 67.9916 | 67.9916 | 67.9916 | 0 | 0 | 0 | 0 | 0 | 0 | 0 | 0 | 0 | 0 | 0 | 0 | 0 | 0 | 0 | 0 | 0 | -4577.0569 | -4577.0569 | -4577.0569 | -4577.0569 | -4577.0569 | -4577.0569 | -4577.0569 | -4577.0569 | -4577.0569 | -4577.0569 | -4577.0569 | -4577.0569 | -4577.0569 | -4577.0569 | -4577.0569 | 0 | 0 | 0 | 0 | 0 | 0 | 0 | 0 | 0 | 0 | 0 | 0 | 0 | 0 | 0 | 0 | 0
Residential | Residential Efficient Products | Lighting | Specialty LED | 15 | 0 | 79% | -1682.7415 | 242557.3318 | 27.4614 | 0 | 0 | 77025 | 0 | 37500 | 12989.49 | 1.6064 | 0.43793 | 2.8639 | 1.8892 | 4.8371 | 0.022611 | 0.20815 | 144595.8706 | 25456.1862 | 335075.4372 | 279693.7586 | 37500 | 77025 | 12989.49 | 242557.3318 | 242557.3318 | 242557.3318 | 242557.3318 | 242557.3318 | 242557.3318 | 242557.3318 | 242557.3318 | 242557.3318 | 242557.3318 | 242557.3318 | 242557.3318 | 242557.3318 | 242557.3318 | 242557.3318 | 0 | 0 | 0 | 0 | 0 | 0 | 0 | 0 | 0 | 0 | 0 | 0 | 0 | 0 | 0 | 0 | 0 | 27.4614 | 27.4614 | 27.4614 | 27.4614 | 27.4614 | 27.4614 | 27.4614 | 27.4614 | 27.4614 | 27.4614 | 27.4614 | 27.4614 | 27.4614 | 27.4614 | 27.4614 | 0 | 0 | 0 | 0 | 0 | 0 | 0 | 0 | 0 | 0 | 0 | 0 | 0 | 0 | 0 | 0 | 0 | -1682.7415 | -1682.7415 | -1682.7415 | -1682.7415 | -1682.7415 | -1682.7415 | -1682.7415 | -1682.7415 | -1682.7415 | -1682.7415 | -1682.7415 | -1682.7415 | -1682.7415 | -1682.7415 | -1682.7415 | 0 | 0 | 0 | 0 | 0 | 0 | 0 | 0 | 0 | 0 | 0 | 0 | 0 | 0 | 0 | 0 | 0
Residential | Residential Efficient Products | Appliance | ENERGY STAR Clothes Washer | 14 | 0 | 79% | 397.8315 | 74220.7947 | 9.6877 | 0 | 0 | 41080 | 0 | 40000 | 21740 | 0.68039 | 0.27841 | 0.6923 | 0.79985 | 3.6503 | 0.093791 | 0.83184 | 42742.3555 | 7504.3104 | 109953.6369 | 91780.3651 | 40000 | 41080 | 21740 | 74220.7947 | 74220.7947 | 74220.7947 | 74220.7947 | 74220.7947 | 74220.7947 | 74220.7947 | 74220.7947 | 74220.7947 | 74220.7947 | 74220.7947 | 74220.7947 | 74220.7947 | 74220.7947 | 0 | 0 | 0 | 0 | 0 | 0 | 0 | 0 | 0 | 0 | 0 | 0 | 0 | 0 | 0 | 0 | 0 | 0 | 9.6877 | 9.6877 | 9.6877 | 9.6877 | 9.6877 | 9.6877 | 9.6877 | 9.6877 | 9.6877 | 9.6877 | 9.6877 | 9.6877 | 9.6877 | 9.6877 | 0 | 0 | 0 | 0 | 0 | 0 | 0 | 0 | 0 | 0 | 0 | 0 | 0 | 0 | 0 | 0 | 0 | 0 | 397.8315 | 397.8315 | 397.8315 | 397.8315 | 397.8315 | 397.8315 | 397.8315 | 397.8315 | 397.8315 | 397.8315 | 397.8315 | 397.8315 | 397.8315 | 397.8315 | 0 | 0 | 0 | 0 | 0 | 0 | 0 | 0 | 0 | 0 | 0 | 0 | 0 | 0 | 0 | 0 | 0 | 0
Residential | Residential Efficient Products | Appliance | ENERGY STAR Dehumidifier | 12 | 0 | 79% | 0 | 26890.5781 | 6.2233 | 0 | 0 | 9480 | 0 | 5000 | 4922.5 | 1.0245 | 0.38513 | 1.487 | 1.1971 | 4.115 | 0.045491 | 0.369 | 14754.8925 | 2486.5522 | 34009.8396 | 28388.6517 | 5000 | 9480 | 4922.5 | 26890.5781 | 26890.5781 | 26890.5781 | 26890.5781 | 26890.5781 | 26890.5781 | 26890.5781 | 26890.5781 | 26890.5781 | 26890.5781 | 26890.5781 | 26890.5781 | 0 | 0 | 0 | 0 | 0 | 0 | 0 | 0 | 0 | 0 | 0 | 0 | 0 | 0 | 0 | 0 | 0 | 0 | 0 | 0 | 6.2233 | 6.2233 | 6.2233 | 6.2233 | 6.2233 | 6.2233 | 6.2233 | 6.2233 | 6.2233 | 6.2233 | 6.2233 | 6.2233 | 0 | 0 | 0 | 0 | 0 | 0 | 0 | 0 | 0 | 0 | 0 | 0 | 0 | 0 | 0 | 0 | 0 | 0 | 0 | 0 | 0 | 0 | 0 | 0 | 0 | 0 | 0 | 0 | 0 | 0 | 0 | 0 | 0 | 0 | 0 | 0 | 0 | 0 | 0 | 0 | 0 | 0 | 0 | 0 | 0 | 0 | 0 | 0 | 0 | 0 | 0 | 0
Residential | Appliance Recycling | 0 | Refrigerator Recycle | 8 | 0 | 70% | 0 | 273117.7116 | 34.1511 | 0 | 0 | 37800 | 0 | 22500 |  | 2.6302 | 0.42589 | 4.4188 | 3.1402 | 8.1403 | 0.013304 | 0.082382 | 99421.9137 | 19279.5357 | 285205.0894 | 210944.595 | 22500 | 37800 |  | 273117.7116 | 273117.7116 | 273117.7116 | 273117.7116 | 273117.7116 | 273117.7116 | 273117.7116 | 273117.7116 | 0 | 0 | 0 | 0 | 0 | 0 | 0 | 0 | 0 | 0 | 0 | 0 | 0 | 0 | 0 | 0 | 0 | 0 | 0 | 0 | 0 | 0 | 0 | 0 | 34.1511 | 34.1511 | 34.1511 | 34.1511 | 34.1511 | 34.1511 | 34.1511 | 34.1511 | 0 | 0 | 0 | 0 | 0 | 0 | 0 | 0 | 0 | 0 | 0 | 0 | 0 | 0 | 0 | 0 | 0 | 0 | 0 | 0 | 0 | 0 | 0 | 0 | 0 | 0 | 0 | 0 | 0 | 0 | 0 | 0 | 0 | 0 | 0 | 0 | 0 | 0 | 0 | 0 | 0 | 0 | 0 | 0 | 0 | 0 | 0 | 0 | 0 | 0 | 0 | 0 | 0 | 0 | 0 | 0
Residential | Appliance Recycling | 0 | Freezer Recycle | 8 | 0 | 70% | 0 | 67585.0132 | 8.0366 | 0 | 0 | 10500 | 0 | 6250 |  | 2.3289 | 0.41836 | 3.9125 | 2.7832 | 7.3168 | 0.014934 | 0.092476 | 24452.9908 | 4770.8648 | 70576.1249 | 52199.8121 | 6250 | 10500 |  | 67585.0132 | 67585.0132 | 67585.0132 | 67585.0132 | 67585.0132 | 67585.0132 | 67585.0132 | 67585.0132 | 0 | 0 | 0 | 0 | 0 | 0 | 0 | 0 | 0 | 0 | 0 | 0 | 0 | 0 | 0 | 0 | 0 | 0 | 0 | 0 | 0 | 0 | 0 | 0 | 8.0366 | 8.0366 | 8.0366 | 8.0366 | 8.0366 | 8.0366 | 8.0366 | 8.0366 | 0 | 0 | 0 | 0 | 0 | 0 | 0 | 0 | 0 | 0 | 0 | 0 | 0 | 0 | 0 | 0 | 0 | 0 | 0 | 0 | 0 | 0 | 0 | 0 | 0 | 0 | 0 | 0 | 0 | 0 | 0 | 0 | 0 | 0 | 0 | 0 | 0 | 0 | 0 | 0 | 0 | 0 | 0 | 0 | 0 | 0 | 0 | 0 | 0 | 0 | 0 | 0 | 0 | 0 | 0 | 0
Residential | New Manufactured Homes | Tier 1 | Efficient Heat Pump (SEER 15, EER 12.5, HSPF 8.5) | 18 | 0 | 64.91% | 0 | 29102.4405 | 14.2173 | 0 | 0 | 25208.5475 | 0 | 34000 |  | 1.0159 | 0.34448 | 0.75319 | 1.1484 | 3.6821 | 0.11598 | 1.1683 | 25608.4848 | 3341.9525 | 58820.0546 | 40340.256 | 34000 | 25208.5475 |  | 29102.4405 | 29102.4405 | 29102.4405 | 29102.4405 | 29102.4405 | 29102.4405 | 29102.4405 | 29102.4405 | 29102.4405 | 29102.4405 | 29102.4405 | 29102.4405 | 29102.4405 | 29102.4405 | 29102.4405 | 29102.4405 | 29102.4405 | 29102.4405 | 0 | 0 | 0 | 0 | 0 | 0 | 0 | 0 | 0 | 0 | 0 | 0 | 0 | 0 | 14.2173 | 14.2173 | 14.2173 | 14.2173 | 14.2173 | 14.2173 | 14.2173 | 14.2173 | 14.2173 | 14.2173 | 14.2173 | 14.2173 | 14.2173 | 14.2173 | 14.2173 | 14.2173 | 14.2173 | 14.2173 | 0 | 0 | 0 | 0 | 0 | 0 | 0 | 0 | 0 | 0 | 0 | 0 | 0 | 0 | 0 | 0 | 0 | 0 | 0 | 0 | 0 | 0 | 0 | 0 | 0 | 0 | 0 | 0 | 0 | 0 | 0 | 0 | 0 | 0 | 0 | 0 | 0 | 0 | 0 | 0 | 0 | 0 | 0 | 0 | 0 | 0
Residential | New Manufactured Homes | Tier 1 | Attic Insulation R-38 (ASHP) | 25 | 0 | 64.91% | 0 | 107415.8587 | 65.6502 | 0 | 0 | 24717.075 | 0 | 4250 |  | 4.8972 | 0.66161 | 28.4808 | 5.4649 | 10.714 | 0.0034529 | 0.039566 | 121043.4082 | 14031.8797 | 260567.9609 | 178703.9865 | 4250 | 24717.075 |  | 107415.8587 | 107415.8587 | 107415.8587 | 107415.8587 | 107415.8587 | 107415.8587 | 107415.8587 | 107415.8587 | 107415.8587 | 107415.8587 | 107415.8587 | 107415.8587 | 107415.8587 | 107415.8587 | 107415.8587 | 107415.8587 | 107415.8587 | 107415.8587 | 107415.8587 | 107415.8587 | 107415.8587 | 107415.8587 | 107415.8587 | 107415.8587 | 107415.8587 | 0 | 0 | 0 | 0 | 0 | 0 | 0 | 65.6502 | 65.6502 | 65.6502 | 65.6502 | 65.6502 | 65.6502 | 65.6502 | 65.6502 | 65.6502 | 65.6502 | 65.6502 | 65.6502 | 65.6502 | 65.6502 | 65.6502 | 65.6502 | 65.6502 | 65.6502 | 65.6502 | 65.6502 | 65.6502 | 65.6502 | 65.6502 | 65.6502 | 65.6502 | 0 | 0 | 0 | 0 | 0 | 0 | 0 | 0 | 0 | 0 | 0 | 0 | 0 | 0 | 0 | 0 | 0 | 0 | 0 | 0 | 0 | 0 | 0 | 0 | 0 | 0 | 0 | 0 | 0 | 0 | 0 | 0 | 0 | 0 | 0 | 0 | 0 | 0 | 0
Residential | New Manufactured Homes | Tier 2 | Energy Star Manufactured Home | 25 | 0 | 64.91% | 0 | 150538.5578 | 35.9284 | 0 | 0 | 44676.0481 | 0 | 60000 |  | 2.7458 | 0.39514 | 2.0445 | 3.1859 | 9.5168 | 0.034783 | 0.39857 | 122670.4137 | 19665.0566 | 365174.4305 | 250445.7043 | 60000 | 44676.0481 |  | 150538.5578 | 150538.5578 | 150538.5578 | 150538.5578 | 150538.5578 | 150538.5578 | 150538.5578 | 150538.5578 | 150538.5578 | 150538.5578 | 150538.5578 | 150538.5578 | 150538.5578 | 150538.5578 | 150538.5578 | 150538.5578 | 150538.5578 | 150538.5578 | 150538.5578 | 150538.5578 | 150538.5578 | 150538.5578 | 150538.5578 | 150538.5578 | 150538.5578 | 0 | 0 | 0 | 0 | 0 | 0 | 0 | 35.9284 | 35.9284 | 35.9284 | 35.9284 | 35.9284 | 35.9284 | 35.9284 | 35.9284 | 35.9284 | 35.9284 | 35.9284 | 35.9284 | 35.9284 | 35.9284 | 35.9284 | 35.9284 | 35.9284 | 35.9284 | 35.9284 | 35.9284 | 35.9284 | 35.9284 | 35.9284 | 35.9284 | 35.9284 | 0 | 0 | 0 | 0 | 0 | 0 | 0 | 0 | 0 | 0 | 0 | 0 | 0 | 0 | 0 | 0 | 0 | 0 | 0 | 0 | 0 | 0 | 0 | 0 | 0 | 0 | 0 | 0 | 0 | 0 | 0 | 0 | 0 | 0 | 0 | 0 | 0 | 0 | 0
Residential | Whole House Efficiency | Single Family | Standard CFL | 5 | 0 | 94.8% | -958.4216 | 138150.8651 | 14.2372 | 0 | 0 | 0 | 0 | 0 |  | n/a | 0.59125 | n/a | n/a | n/a | 0 | 0 | 39554.336 | 6781.9789 | 66789.3757 | 66899.282 | 0 | 0 |  | 138150.8651 | 138150.8651 | 138150.8651 | 138150.8651 | 138150.8651 | 0 | 0 | 0 | 0 | 0 | 0 | 0 | 0 | 0 | 0 | 0 | 0 | 0 | 0 | 0 | 0 | 0 | 0 | 0 | 0 | 0 | 0 | 0 | 0 | 0 | 0 | 0 | 14.2372 | 14.2372 | 14.2372 | 14.2372 | 14.2372 | 0 | 0 | 0 | 0 | 0 | 0 | 0 | 0 | 0 | 0 | 0 | 0 | 0 | 0 | 0 | 0 | 0 | 0 | 0 | 0 | 0 | 0 | 0 | 0 | 0 | 0 | 0 | -958.4216 | -958.4216 | -958.4216 | -958.4216 | -958.4216 | 0 | 0 | 0 | 0 | 0 | 0 | 0 | 0 | 0 | 0 | 0 | 0 | 0 | 0 | 0 | 0 | 0 | 0 | 0 | 0 | 0 | 0 | 0 | 0 | 0 | 0 | 0
Residential | Whole House Efficiency | Single Family | LED | 15 | 0 | 94.8% | -1123.6667 | 161969.9798 | 16.6919 | 0 | 0 | 0 | 0 | 0 |  | n/a | 0.52988 | n/a | n/a | n/a | 0 | 0 | 98964.0737 | 16998.612 | 186461.3496 | 186768.1842 | 0 | 0 |  | 161969.9798 | 161969.9798 | 161969.9798 | 161969.9798 | 161969.9798 | 161969.9798 | 161969.9798 | 161969.9798 | 161969.9798 | 161969.9798 | 161969.9798 | 161969.9798 | 161969.9798 | 161969.9798 | 161969.9798 | 0 | 0 | 0 | 0 | 0 | 0 | 0 | 0 | 0 | 0 | 0 | 0 | 0 | 0 | 0 | 0 | 0 | 16.6919 | 16.6919 | 16.6919 | 16.6919 | 16.6919 | 16.6919 | 16.6919 | 16.6919 | 16.6919 | 16.6919 | 16.6919 | 16.6919 | 16.6919 | 16.6919 | 16.6919 | 0 | 0 | 0 | 0 | 0 | 0 | 0 | 0 | 0 | 0 | 0 | 0 | 0 | 0 | 0 | 0 | 0 | -1123.6667 | -1123.6667 | -1123.6667 | -1123.6667 | -1123.6667 | -1123.6667 | -1123.6667 | -1123.6667 | -1123.6667 | -1123.6667 | -1123.6667 | -1123.6667 | -1123.6667 | -1123.6667 | -1123.6667 | 0 | 0 | 0 | 0 | 0 | 0 | 0 | 0 | 0 | 0 | 0 | 0 | 0 | 0 | 0 | 0 | 0
Residential | Whole House Efficiency | Single Family | Pipe Insulated (Electric DHW) | 15 | 0 | 94.8% | 0 | 10656.5363 | 1.2327 | 0 | 0 | 0 | 0 | 0 |  | n/a | 0.45428 | n/a | n/a | n/a | 0 | 0 | 5971.3719 | 1118.3944 | 13123.0879 | 13144.6828 | 0 | 0 |  | 10656.5363 | 10656.5363 | 10656.5363 | 10656.5363 | 10656.5363 | 10656.5363 | 10656.5363 | 10656.5363 | 10656.5363 | 10656.5363 | 10656.5363 | 10656.5363 | 10656.5363 | 10656.5363 | 10656.5363 | 0 | 0 | 0 | 0 | 0 | 0 | 0 | 0 | 0 | 0 | 0 | 0 | 0 | 0 | 0 | 0 | 0 | 1.2327 | 1.2327 | 1.2327 | 1.2327 | 1.2327 | 1.2327 | 1.2327 | 1.2327 | 1.2327 | 1.2327 | 1.2327 | 1.2327 | 1.2327 | 1.2327 | 1.2327 | 0 | 0 | 0 | 0 | 0 | 0 | 0 | 0 | 0 | 0 | 0 | 0 | 0 | 0 | 0 | 0 | 0 | 0 | 0 | 0 | 0 | 0 | 0 | 0 | 0 | 0 | 0 | 0 | 0 | 0 | 0 | 0 | 0 | 0 | 0 | 0 | 0 | 0 | 0 | 0 | 0 | 0 | 0 | 0 | 0 | 0 | 0 | 0 | 0
Residential | Whole House Efficiency | Single Family | Pipe Insulated (Natural Gas DHW) | 15 | 0 | 94.8% | 143.681 | 0 | 0 | 0 | 0 | 0 | 0 | 0 |  | n/a | 0.48588 | n/a | n/a | n/a | 0 | 0 | 808.871 | 0 | 1662.0343 | 1664.7693 | 0 | 0 |  | 0 | 0 | 0 | 0 | 0 | 0 | 0 | 0 | 0 | 0 | 0 | 0 | 0 | 0 | 0 | 0 | 0 | 0 | 0 | 0 | 0 | 0 | 0 | 0 | 0 | 0 | 0 | 0 | 0 | 0 | 0 | 0 | 0 | 0 | 0 | 0 | 0 | 0 | 0 | 0 | 0 | 0 | 0 | 0 | 0 | 0 | 0 | 0 | 0 | 0 | 0 | 0 | 0 | 0 | 0 | 0 | 0 | 0 | 0 | 0 | 0 | 0 | 0 | 0 | 143.681 | 143.681 | 143.681 | 143.681 | 143.681 | 143.681 | 143.681 | 143.681 | 143.681 | 143.681 | 143.681 | 143.681 | 143.681 | 143.681 | 143.681 | 0 | 0 | 0 | 0 | 0 | 0 | 0 | 0 | 0 | 0 | 0 | 0 | 0 | 0 | 0 | 0 | 0
Residential | Whole House Efficiency | Single Family | Water Heater Tank Wrap (Electric DHW) | 5 | 0 | 94.8% | 0 | 21966.845 | 2.541 | 0 | 0 | 0 | 0 | 0 |  | n/a | 0.46549 | n/a | n/a | n/a | 0 | 0 | 5304.1617 | 1078.3767 | 11376.0608 | 11394.7808 | 0 | 0 |  | 21966.845 | 21966.845 | 21966.845 | 21966.845 | 21966.845 | 0 | 0 | 0 | 0 | 0 | 0 | 0 | 0 | 0 | 0 | 0 | 0 | 0 | 0 | 0 | 0 | 0 | 0 | 0 | 0 | 0 | 0 | 0 | 0 | 0 | 0 | 0 | 2.541 | 2.541 | 2.541 | 2.541 | 2.541 | 0 | 0 | 0 | 0 | 0 | 0 | 0 | 0 | 0 | 0 | 0 | 0 | 0 | 0 | 0 | 0 | 0 | 0 | 0 | 0 | 0 | 0 | 0 | 0 | 0 | 0 | 0 | 0 | 0 | 0 | 0 | 0 | 0 | 0 | 0 | 0 | 0 | 0 | 0 | 0 | 0 | 0 | 0 | 0 | 0 | 0 | 0 | 0 | 0 | 0 | 0 | 0 | 0 | 0 | 0 | 0 | 0 | 0 | 0
Residential | Whole House Efficiency | Single Family | Low Flow Faucet Aerator - Single Family (Electric DHW) | 9 | 0 | 94.8% | 0 | 78056.3945 | 33.5544 | 0 | 0 | 0 | 0 | 0 |  | n/a | 0.61656 | n/a | n/a | n/a | 0 | 0 | 40844.0063 | 5987.9606 | 66135.6272 | 66244.4578 | 0 | 0 |  | 78056.3945 | 78056.3945 | 78056.3945 | 78056.3945 | 78056.3945 | 78056.3945 | 78056.3945 | 78056.3945 | 78056.3945 | 0 | 0 | 0 | 0 | 0 | 0 | 0 | 0 | 0 | 0 | 0 | 0 | 0 | 0 | 0 | 0 | 0 | 0 | 0 | 0 | 0 | 0 | 0 | 33.5544 | 33.5544 | 33.5544 | 33.5544 | 33.5544 | 33.5544 | 33.5544 | 33.5544 | 33.5544 | 0 | 0 | 0 | 0 | 0 | 0 | 0 | 0 | 0 | 0 | 0 | 0 | 0 | 0 | 0 | 0 | 0 | 0 | 0 | 0 | 0 | 0 | 0 | 0 | 0 | 0 | 0 | 0 | 0 | 0 | 0 | 0 | 0 | 0 | 0 | 0 | 0 | 0 | 0 | 0 | 0 | 0 | 0 | 0 | 0 | 0 | 0 | 0 | 0 | 0 | 0 | 0 | 0 | 0 | 0
Residential | Whole House Efficiency | Single Family | Low Flow Faucet Aerator - Single Family (Natural Gas DHW) | 9 | 0 | 94.8% | 1054.5172 | 0 | 0 | 0 | 0 | 0 | 0 | 0 |  | n/a | 0.48588 | n/a | n/a | n/a | 0 | 0 | 4131.1481 | 0 | 8488.5108 | 8502.4792 | 0 | 0 |  | 0 | 0 | 0 | 0 | 0 | 0 | 0 | 0 | 0 | 0 | 0 | 0 | 0 | 0 | 0 | 0 | 0 | 0 | 0 | 0 | 0 | 0 | 0 | 0 | 0 | 0 | 0 | 0 | 0 | 0 | 0 | 0 | 0 | 0 | 0 | 0 | 0 | 0 | 0 | 0 | 0 | 0 | 0 | 0 | 0 | 0 | 0 | 0 | 0 | 0 | 0 | 0 | 0 | 0 | 0 | 0 | 0 | 0 | 0 | 0 | 0 | 0 | 0 | 0 | 1054.5172 | 1054.5172 | 1054.5172 | 1054.5172 | 1054.5172 | 1054.5172 | 1054.5172 | 1054.5172 | 1054.5172 | 0 | 0 | 0 | 0 | 0 | 0 | 0 | 0 | 0 | 0 | 0 | 0 | 0 | 0 | 0 | 0 | 0 | 0 | 0 | 0 | 0 | 0 | 0
Residential | Whole House Efficiency | Single Family | Low Flow Showerhead - Single Family (Electric DHW) | 10 | 0 | 94.8% | 0 | 159146.4232 | 15.8441 | 0 | 0 | 0 | 0 | 0 |  | n/a | 0.45776 | n/a | n/a | n/a | 0 | 0 | 67111.611 | 13110.1992 | 146367.4052 | 146608.2625 | 0 | 0 |  | 159146.4232 | 159146.4232 | 159146.4232 | 159146.4232 | 159146.4232 | 159146.4232 | 159146.4232 | 159146.4232 | 159146.4232 | 159146.4232 | 0 | 0 | 0 | 0 | 0 | 0 | 0 | 0 | 0 | 0 | 0 | 0 | 0 | 0 | 0 | 0 | 0 | 0 | 0 | 0 | 0 | 0 | 15.8441 | 15.8441 | 15.8441 | 15.8441 | 15.8441 | 15.8441 | 15.8441 | 15.8441 | 15.8441 | 15.8441 | 0 | 0 | 0 | 0 | 0 | 0 | 0 | 0 | 0 | 0 | 0 | 0 | 0 | 0 | 0 | 0 | 0 | 0 | 0 | 0 | 0 | 0 | 0 | 0 | 0 | 0 | 0 | 0 | 0 | 0 | 0 | 0 | 0 | 0 | 0 | 0 | 0 | 0 | 0 | 0 | 0 | 0 | 0 | 0 | 0 | 0 | 0 | 0 | 0 | 0 | 0 | 0 | 0 | 0
Residential | Whole House Efficiency | Single Family | Low Flow Showerhead - Single Family (Natural Gas DHW) | 10 | 0 | 94.8% | 2150.0179 | 0 | 0 | 0 | 0 | 0 | 0 | 0 |  | n/a | 0.48588 | n/a | n/a | n/a | 0 | 0 | 9124.5626 | 0 | 18748.7707 | 18779.6231 | 0 | 0 |  | 0 | 0 | 0 | 0 | 0 | 0 | 0 | 0 | 0 | 0 | 0 | 0 | 0 | 0 | 0 | 0 | 0 | 0 | 0 | 0 | 0 | 0 | 0 | 0 | 0 | 0 | 0 | 0 | 0 | 0 | 0 | 0 | 0 | 0 | 0 | 0 | 0 | 0 | 0 | 0 | 0 | 0 | 0 | 0 | 0 | 0 | 0 | 0 | 0 | 0 | 0 | 0 | 0 | 0 | 0 | 0 | 0 | 0 | 0 | 0 | 0 | 0 | 0 | 0 | 2150.0179 | 2150.0179 | 2150.0179 | 2150.0179 | 2150.0179 | 2150.0179 | 2150.0179 | 2150.0179 | 2150.0179 | 2150.0179 | 0 | 0 | 0 | 0 | 0 | 0 | 0 | 0 | 0 | 0 | 0 | 0 | 0 | 0 | 0 | 0 | 0 | 0 | 0 | 0 | 0 | 0
Residential | Whole House Efficiency | Single Family | Weatherstrip/Caulk (ASHP) | 15 | 0 | 94.8% | 0 | 15087.7502 | 10.1922 | 0 | 0 | 0 | 0 | 0 |  | n/a | 0.73807 | n/a | n/a | n/a | 0 | 0 | 13735.8098 | 1583.4466 | 18579.9463 | 18610.5208 | 0 | 0 |  | 15087.7502 | 15087.7502 | 15087.7502 | 15087.7502 | 15087.7502 | 15087.7502 | 15087.7502 | 15087.7502 | 15087.7502 | 15087.7502 | 15087.7502 | 15087.7502 | 15087.7502 | 15087.7502 | 15087.7502 | 0 | 0 | 0 | 0 | 0 | 0 | 0 | 0 | 0 | 0 | 0 | 0 | 0 | 0 | 0 | 0 | 0 | 10.1922 | 10.1922 | 10.1922 | 10.1922 | 10.1922 | 10.1922 | 10.1922 | 10.1922 | 10.1922 | 10.1922 | 10.1922 | 10.1922 | 10.1922 | 10.1922 | 10.1922 | 0 | 0 | 0 | 0 | 0 | 0 | 0 | 0 | 0 | 0 | 0 | 0 | 0 | 0 | 0 | 0 | 0 | 0 | 0 | 0 | 0 | 0 | 0 | 0 | 0 | 0 | 0 | 0 | 0 | 0 | 0 | 0 | 0 | 0 | 0 | 0 | 0 | 0 | 0 | 0 | 0 | 0 | 0 | 0 | 0 | 0 | 0 | 0 | 0
Residential | Whole House Efficiency | Single Family | Weatherstrip/Caulk (CAC & Electric Heat) | 15 | 0 | 94.8% | 0 | 69628.8087 | 9.3931 | 0 | 0 | 0 | 0 | 0 |  | n/a | 0.46403 | n/a | n/a | n/a | 0 | 0 | 39853.591 | 7307.4844 | 85745.0253 | 85886.1244 | 0 | 0 |  | 69628.8087 | 69628.8087 | 69628.8087 | 69628.8087 | 69628.8087 | 69628.8087 | 69628.8087 | 69628.8087 | 69628.8087 | 69628.8087 | 69628.8087 | 69628.8087 | 69628.8087 | 69628.8087 | 69628.8087 | 0 | 0 | 0 | 0 | 0 | 0 | 0 | 0 | 0 | 0 | 0 | 0 | 0 | 0 | 0 | 0 | 0 | 9.3931 | 9.3931 | 9.3931 | 9.3931 | 9.3931 | 9.3931 | 9.3931 | 9.3931 | 9.3931 | 9.3931 | 9.3931 | 9.3931 | 9.3931 | 9.3931 | 9.3931 | 0 | 0 | 0 | 0 | 0 | 0 | 0 | 0 | 0 | 0 | 0 | 0 | 0 | 0 | 0 | 0 | 0 | 0 | 0 | 0 | 0 | 0 | 0 | 0 | 0 | 0 | 0 | 0 | 0 | 0 | 0 | 0 | 0 | 0 | 0 | 0 | 0 | 0 | 0 | 0 | 0 | 0 | 0 | 0 | 0 | 0 | 0 | 0 | 0
Residential | Whole House Efficiency | Single Family | Door Sweep (ASHP) | 2 | 0 | 94.8% | 0 | 201.8959 | 0.09007 | 0 | 0 | 0 | 0 | 0 |  | n/a | 0.56962 | n/a | n/a | n/a | 0 | 0 | 25.6912 | 4.4312 | 45.0284 | 45.1025 | 0 | 0 |  | 201.8959 | 201.8959 | 0 | 0 | 0 | 0 | 0 | 0 | 0 | 0 | 0 | 0 | 0 | 0 | 0 | 0 | 0 | 0 | 0 | 0 | 0 | 0 | 0 | 0 | 0 | 0 | 0 | 0 | 0 | 0 | 0 | 0 | 0.09007 | 0.09007 | 0 | 0 | 0 | 0 | 0 | 0 | 0 | 0 | 0 | 0 | 0 | 0 | 0 | 0 | 0 | 0 | 0 | 0 | 0 | 0 | 0 | 0 | 0 | 0 | 0 | 0 | 0 | 0 | 0 | 0 | 0 | 0 | 0 | 0 | 0 | 0 | 0 | 0 | 0 | 0 | 0 | 0 | 0 | 0 | 0 | 0 | 0 | 0 | 0 | 0 | 0 | 0 | 0 | 0 | 0 | 0 | 0 | 0 | 0 | 0 | 0 | 0
Residential | Whole House Efficiency | Single Family | Door Sweep (CAC & Electric Heat) | 2 | 0 | 94.8% | 0 | 614.3718 | 0.17066 | 0 | 0 | 0 | 0 | 0 |  | n/a | 0.51848 | n/a | n/a | n/a | 0 | 0 | 71.1606 | 13.4841 | 137.022 | 137.2475 | 0 | 0 |  | 614.3718 | 614.3718 | 0 | 0 | 0 | 0 | 0 | 0 | 0 | 0 | 0 | 0 | 0 | 0 | 0 | 0 | 0 | 0 | 0 | 0 | 0 | 0 | 0 | 0 | 0 | 0 | 0 | 0 | 0 | 0 | 0 | 0 | 0.17066 | 0.17066 | 0 | 0 | 0 | 0 | 0 | 0 | 0 | 0 | 0 | 0 | 0 | 0 | 0 | 0 | 0 | 0 | 0 | 0 | 0 | 0 | 0 | 0 | 0 | 0 | 0 | 0 | 0 | 0 | 0 | 0 | 0 | 0 | 0 | 0 | 0 | 0 | 0 | 0 | 0 | 0 | 0 | 0 | 0 | 0 | 0 | 0 | 0 | 0 | 0 | 0 | 0 | 0 | 0 | 0 | 0 | 0 | 0 | 0 | 0 | 0 | 0 | 0
Residential | Whole House Efficiency | Single Family | Foam (ASHP) | 5 | 0 | 94.8% | 0 | 2210.5309 | 1.4933 | 0 | 0 | 0 | 0 | 0 |  | n/a | 0.70422 | n/a | n/a | n/a | 0 | 0 | 807.5042 | 108.5174 | 1144.7767 | 1146.6605 | 0 | 0 |  | 2210.5309 | 2210.5309 | 2210.5309 | 2210.5309 | 2210.5309 | 0 | 0 | 0 | 0 | 0 | 0 | 0 | 0 | 0 | 0 | 0 | 0 | 0 | 0 | 0 | 0 | 0 | 0 | 0 | 0 | 0 | 0 | 0 | 0 | 0 | 0 | 0 | 1.4933 | 1.4933 | 1.4933 | 1.4933 | 1.4933 | 0 | 0 | 0 | 0 | 0 | 0 | 0 | 0 | 0 | 0 | 0 | 0 | 0 | 0 | 0 | 0 | 0 | 0 | 0 | 0 | 0 | 0 | 0 | 0 | 0 | 0 | 0 | 0 | 0 | 0 | 0 | 0 | 0 | 0 | 0 | 0 | 0 | 0 | 0 | 0 | 0 | 0 | 0 | 0 | 0 | 0 | 0 | 0 | 0 | 0 | 0 | 0 | 0 | 0 | 0 | 0 | 0 | 0 | 0
Residential | Whole House Efficiency | Single Family | Foam (CAC & Electric Heat) | 5 | 0 | 94.8% | 0 | 9983.5424 | 1.3468 | 0 | 0 | 0 | 0 | 0 |  | n/a | 0.47369 | n/a | n/a | n/a | 0 | 0 | 2453.1147 | 490.1031 | 5170.2184 | 5178.7263 | 0 | 0 |  | 9983.5424 | 9983.5424 | 9983.5424 | 9983.5424 | 9983.5424 | 0 | 0 | 0 | 0 | 0 | 0 | 0 | 0 | 0 | 0 | 0 | 0 | 0 | 0 | 0 | 0 | 0 | 0 | 0 | 0 | 0 | 0 | 0 | 0 | 0 | 0 | 0 | 1.3468 | 1.3468 | 1.3468 | 1.3468 | 1.3468 | 0 | 0 | 0 | 0 | 0 | 0 | 0 | 0 | 0 | 0 | 0 | 0 | 0 | 0 | 0 | 0 | 0 | 0 | 0 | 0 | 0 | 0 | 0 | 0 | 0 | 0 | 0 | 0 | 0 | 0 | 0 | 0 | 0 | 0 | 0 | 0 | 0 | 0 | 0 | 0 | 0 | 0 | 0 | 0 | 0 | 0 | 0 | 0 | 0 | 0 | 0 | 0 | 0 | 0 | 0 | 0 | 0 | 0 | 0
Residential | Whole House Efficiency | Single Family | Duct Sealing - Tape (ASHP) | 20 | 0 | 94.8% | 0 | 63891.2979 | 51.3117 | 0 | 0 | 0 | 0 | 0 |  | n/a | 0.78752 | n/a | n/a | n/a | 0 | 0 | 74253.0769 | 7683.1701 | 94131.9012 | 94286.8015 | 0 | 0 |  | 63891.2979 | 63891.2979 | 63891.2979 | 63891.2979 | 63891.2979 | 63891.2979 | 63891.2979 | 63891.2979 | 63891.2979 | 63891.2979 | 63891.2979 | 63891.2979 | 63891.2979 | 63891.2979 | 63891.2979 | 63891.2979 | 63891.2979 | 63891.2979 | 63891.2979 | 63891.2979 | 0 | 0 | 0 | 0 | 0 | 0 | 0 | 0 | 0 | 0 | 0 | 0 | 51.3117 | 51.3117 | 51.3117 | 51.3117 | 51.3117 | 51.3117 | 51.3117 | 51.3117 | 51.3117 | 51.3117 | 51.3117 | 51.3117 | 51.3117 | 51.3117 | 51.3117 | 51.3117 | 51.3117 | 51.3117 | 51.3117 | 51.3117 | 0 | 0 | 0 | 0 | 0 | 0 | 0 | 0 | 0 | 0 | 0 | 0 | 0 | 0 | 0 | 0 | 0 | 0 | 0 | 0 | 0 | 0 | 0 | 0 | 0 | 0 | 0 | 0 | 0 | 0 | 0 | 0 | 0 | 0 | 0 | 0 | 0 | 0 | 0 | 0 | 0 | 0 | 0 | 0
Residential | Whole House Efficiency | Single Family | Duct Sealing - Tape (CAC & Electric Heat) | 20 | 0 | 94.8% | 0 | 1203306.9233 | 94.186 | 0 | 0 | 0 | 0 | 0 |  | n/a | 0.42034 | n/a | n/a | n/a | 0 | 0 | 746431.528 | 144702.206 | 1772848.1361 | 1775765.4754 | 0 | 0 |  | 1203306.9233 | 1203306.9233 | 1203306.9233 | 1203306.9233 | 1203306.9233 | 1203306.9233 | 1203306.9233 | 1203306.9233 | 1203306.9233 | 1203306.9233 | 1203306.9233 | 1203306.9233 | 1203306.9233 | 1203306.9233 | 1203306.9233 | 1203306.9233 | 1203306.9233 | 1203306.9233 | 1203306.9233 | 1203306.9233 | 0 | 0 | 0 | 0 | 0 | 0 | 0 | 0 | 0 | 0 | 0 | 0 | 94.186 | 94.186 | 94.186 | 94.186 | 94.186 | 94.186 | 94.186 | 94.186 | 94.186 | 94.186 | 94.186 | 94.186 | 94.186 | 94.186 | 94.186 | 94.186 | 94.186 | 94.186 | 94.186 | 94.186 | 0 | 0 | 0 | 0 | 0 | 0 | 0 | 0 | 0 | 0 | 0 | 0 | 0 | 0 | 0 | 0 | 0 | 0 | 0 | 0 | 0 | 0 | 0 | 0 | 0 | 0 | 0 | 0 | 0 | 0 | 0 | 0 | 0 | 0 | 0 | 0 | 0 | 0 | 0 | 0 | 0 | 0 | 0 | 0
Residential | Whole House Efficiency | Multi-Family | Standard CFL | 5 | 0 | 94.8% | -104.8274 | 15110.2509 | 1.5572 | 0 | 0 | 0 | 0 | 0 |  | n/a | 0.59125 | n/a | n/a | n/a | 0 | 0 | 4326.2555 | 741.7789 | 7305.088 | 7317.109 | 0 | 0 |  | 15110.2509 | 15110.2509 | 15110.2509 | 15110.2509 | 15110.2509 | 0 | 0 | 0 | 0 | 0 | 0 | 0 | 0 | 0 | 0 | 0 | 0 | 0 | 0 | 0 | 0 | 0 | 0 | 0 | 0 | 0 | 0 | 0 | 0 | 0 | 0 | 0 | 1.5572 | 1.5572 | 1.5572 | 1.5572 | 1.5572 | 0 | 0 | 0 | 0 | 0 | 0 | 0 | 0 | 0 | 0 | 0 | 0 | 0 | 0 | 0 | 0 | 0 | 0 | 0 | 0 | 0 | 0 | 0 | 0 | 0 | 0 | 0 | -104.8274 | -104.8274 | -104.8274 | -104.8274 | -104.8274 | 0 | 0 | 0 | 0 | 0 | 0 | 0 | 0 | 0 | 0 | 0 | 0 | 0 | 0 | 0 | 0 | 0 | 0 | 0 | 0 | 0 | 0 | 0 | 0 | 0 | 0 | 0
Residential | Whole House Efficiency | Multi-Family | LED | 15 | 0 | 94.8% | -122.901 | 17715.4665 | 1.8257 | 0 | 0 | 0 | 0 | 0 |  | n/a | 0.52988 | n/a | n/a | n/a | 0 | 0 | 10824.1956 | 1859.2232 | 20394.2101 | 20427.7701 | 0 | 0 |  | 17715.4665 | 17715.4665 | 17715.4665 | 17715.4665 | 17715.4665 | 17715.4665 | 17715.4665 | 17715.4665 | 17715.4665 | 17715.4665 | 17715.4665 | 17715.4665 | 17715.4665 | 17715.4665 | 17715.4665 | 0 | 0 | 0 | 0 | 0 | 0 | 0 | 0 | 0 | 0 | 0 | 0 | 0 | 0 | 0 | 0 | 0 | 1.8257 | 1.8257 | 1.8257 | 1.8257 | 1.8257 | 1.8257 | 1.8257 | 1.8257 | 1.8257 | 1.8257 | 1.8257 | 1.8257 | 1.8257 | 1.8257 | 1.8257 | 0 | 0 | 0 | 0 | 0 | 0 | 0 | 0 | 0 | 0 | 0 | 0 | 0 | 0 | 0 | 0 | 0 | -122.901 | -122.901 | -122.901 | -122.901 | -122.901 | -122.901 | -122.901 | -122.901 | -122.901 | -122.901 | -122.901 | -122.901 | -122.901 | -122.901 | -122.901 | 0 | 0 | 0 | 0 | 0 | 0 | 0 | 0 | 0 | 0 | 0 | 0 | 0 | 0 | 0 | 0 | 0
Residential | Whole House Efficiency | Multi-Family | Pipe Insulated (Electric DHW) | 15 | 0 | 94.8% | 0 | 1460.9768 | 0.16899 | 0 | 0 | 0 | 0 | 0 |  | n/a | 0.45428 | n/a | n/a | n/a | 0 | 0 | 818.6558 | 153.3283 | 1799.133 | 1802.0936 | 0 | 0 |  | 1460.9768 | 1460.9768 | 1460.9768 | 1460.9768 | 1460.9768 | 1460.9768 | 1460.9768 | 1460.9768 | 1460.9768 | 1460.9768 | 1460.9768 | 1460.9768 | 1460.9768 | 1460.9768 | 1460.9768 | 0 | 0 | 0 | 0 | 0 | 0 | 0 | 0 | 0 | 0 | 0 | 0 | 0 | 0 | 0 | 0 | 0 | 0.16899 | 0.16899 | 0.16899 | 0.16899 | 0.16899 | 0.16899 | 0.16899 | 0.16899 | 0.16899 | 0.16899 | 0.16899 | 0.16899 | 0.16899 | 0.16899 | 0.16899 | 0 | 0 | 0 | 0 | 0 | 0 | 0 | 0 | 0 | 0 | 0 | 0 | 0 | 0 | 0 | 0 | 0 | 0 | 0 | 0 | 0 | 0 | 0 | 0 | 0 | 0 | 0 | 0 | 0 | 0 | 0 | 0 | 0 | 0 | 0 | 0 | 0 | 0 | 0 | 0 | 0 | 0 | 0 | 0 | 0 | 0 | 0 | 0 | 0
Residential | Whole House Efficiency | Multi-Family | Pipe Insulated (Natural Gas DHW) | 15 | 0 | 94.8% | 3.6841 | 0 | 0 | 0 | 0 | 0 | 0 | 0 |  | n/a | 0.48588 | n/a | n/a | n/a | 0 | 0 | 20.7403 | 0 | 42.6163 | 42.6864 | 0 | 0 |  | 0 | 0 | 0 | 0 | 0 | 0 | 0 | 0 | 0 | 0 | 0 | 0 | 0 | 0 | 0 | 0 | 0 | 0 | 0 | 0 | 0 | 0 | 0 | 0 | 0 | 0 | 0 | 0 | 0 | 0 | 0 | 0 | 0 | 0 | 0 | 0 | 0 | 0 | 0 | 0 | 0 | 0 | 0 | 0 | 0 | 0 | 0 | 0 | 0 | 0 | 0 | 0 | 0 | 0 | 0 | 0 | 0 | 0 | 0 | 0 | 0 | 0 | 0 | 0 | 3.6841 | 3.6841 | 3.6841 | 3.6841 | 3.6841 | 3.6841 | 3.6841 | 3.6841 | 3.6841 | 3.6841 | 3.6841 | 3.6841 | 3.6841 | 3.6841 | 3.6841 | 0 | 0 | 0 | 0 | 0 | 0 | 0 | 0 | 0 | 0 | 0 | 0 | 0 | 0 | 0 | 0 | 0
Residential | Whole House Efficiency | Multi-Family | Water Heater Tank Wrap (Electric DHW) | 5 | 0 | 94.8% | 0 | 3015.0572 | 0.34876 | 0 | 0 | 0 | 0 | 0 |  | n/a | 0.46549 | n/a | n/a | n/a | 0 | 0 | 728.0222 | 148.0125 | 1561.4201 | 1563.9895 | 0 | 0 |  | 3015.0572 | 3015.0572 | 3015.0572 | 3015.0572 | 3015.0572 | 0 | 0 | 0 | 0 | 0 | 0 | 0 | 0 | 0 | 0 | 0 | 0 | 0 | 0 | 0 | 0 | 0 | 0 | 0 | 0 | 0 | 0 | 0 | 0 | 0 | 0 | 0 | 0.34876 | 0.34876 | 0.34876 | 0.34876 | 0.34876 | 0 | 0 | 0 | 0 | 0 | 0 | 0 | 0 | 0 | 0 | 0 | 0 | 0 | 0 | 0 | 0 | 0 | 0 | 0 | 0 | 0 | 0 | 0 | 0 | 0 | 0 | 0 | 0 | 0 | 0 | 0 | 0 | 0 | 0 | 0 | 0 | 0 | 0 | 0 | 0 | 0 | 0 | 0 | 0 | 0 | 0 | 0 | 0 | 0 | 0 | 0 | 0 | 0 | 0 | 0 | 0 | 0 | 0 | 0
Residential | Whole House Efficiency | Multi-Family | Low Flow Faucet Aerator - Multi-Family (Electric DHW) | 9 | 0 | 94.8% | 0 | 10128.9928 | 4.5192 | 0 | 0 | 0 | 0 | 0 |  | n/a | 0.62434 | n/a | n/a | n/a | 0 | 0 | 5366.9583 | 777.0281 | 8582.0937 | 8596.2161 | 0 | 0 |  | 10128.9928 | 10128.9928 | 10128.9928 | 10128.9928 | 10128.9928 | 10128.9928 | 10128.9928 | 10128.9928 | 10128.9928 | 0 | 0 | 0 | 0 | 0 | 0 | 0 | 0 | 0 | 0 | 0 | 0 | 0 | 0 | 0 | 0 | 0 | 0 | 0 | 0 | 0 | 0 | 0 | 4.5192 | 4.5192 | 4.5192 | 4.5192 | 4.5192 | 4.5192 | 4.5192 | 4.5192 | 4.5192 | 0 | 0 | 0 | 0 | 0 | 0 | 0 | 0 | 0 | 0 | 0 | 0 | 0 | 0 | 0 | 0 | 0 | 0 | 0 | 0 | 0 | 0 | 0 | 0 | 0 | 0 | 0 | 0 | 0 | 0 | 0 | 0 | 0 | 0 | 0 | 0 | 0 | 0 | 0 | 0 | 0 | 0 | 0 | 0 | 0 | 0 | 0 | 0 | 0 | 0 | 0 | 0 | 0 | 0 | 0
Residential | Whole House Efficiency | Multi-Family | Low Flow Faucet Aerator - Multi-Family (Natural Gas DHW) | 9 | 0 | 94.8% | 36.3436 | 0 | 0 | 0 | 0 | 0 | 0 | 0 |  | n/a | 0.48588 | n/a | n/a | n/a | 0 | 0 | 142.3787 | 0 | 292.5537 | 293.0351 | 0 | 0 |  | 0 | 0 | 0 | 0 | 0 | 0 | 0 | 0 | 0 | 0 | 0 | 0 | 0 | 0 | 0 | 0 | 0 | 0 | 0 | 0 | 0 | 0 | 0 | 0 | 0 | 0 | 0 | 0 | 0 | 0 | 0 | 0 | 0 | 0 | 0 | 0 | 0 | 0 | 0 | 0 | 0 | 0 | 0 | 0 | 0 | 0 | 0 | 0 | 0 | 0 | 0 | 0 | 0 | 0 | 0 | 0 | 0 | 0 | 0 | 0 | 0 | 0 | 0 | 0 | 36.3436 | 36.3436 | 36.3436 | 36.3436 | 36.3436 | 36.3436 | 36.3436 | 36.3436 | 36.3436 | 0 | 0 | 0 | 0 | 0 | 0 | 0 | 0 | 0 | 0 | 0 | 0 | 0 | 0 | 0 | 0 | 0 | 0 | 0 | 0 | 0 | 0 | 0
Residential | Whole House Efficiency | Multi-Family | Low Flow Showerhead - Multi-Family (Electric DHW) | 10 | 0 | 94.8% | 0 | 24210.2342 | 2.9383 | 0 | 0 | 0 | 0 | 0 |  | n/a | 0.46834 | n/a | n/a | n/a | 0 | 0 | 10445.357 | 1994.396 | 22266.2193 | 22302.8598 | 0 | 0 |  | 24210.2342 | 24210.2342 | 24210.2342 | 24210.2342 | 24210.2342 | 24210.2342 | 24210.2342 | 24210.2342 | 24210.2342 | 24210.2342 | 0 | 0 | 0 | 0 | 0 | 0 | 0 | 0 | 0 | 0 | 0 | 0 | 0 | 0 | 0 | 0 | 0 | 0 | 0 | 0 | 0 | 0 | 2.9383 | 2.9383 | 2.9383 | 2.9383 | 2.9383 | 2.9383 | 2.9383 | 2.9383 | 2.9383 | 2.9383 | 0 | 0 | 0 | 0 | 0 | 0 | 0 | 0 | 0 | 0 | 0 | 0 | 0 | 0 | 0 | 0 | 0 | 0 | 0 | 0 | 0 | 0 | 0 | 0 | 0 | 0 | 0 | 0 | 0 | 0 | 0 | 0 | 0 | 0 | 0 | 0 | 0 | 0 | 0 | 0 | 0 | 0 | 0 | 0 | 0 | 0 | 0 | 0 | 0 | 0 | 0 | 0 | 0 | 0
Residential | Whole House Efficiency | Multi-Family | Low Flow Showerhead - Multi-Family (Natural Gas DHW) | 10 | 0 | 94.8% | 86.8681 | 0 | 0 | 0 | 0 | 0 | 0 | 0 |  | n/a | 0.48588 | n/a | n/a | n/a | 0 | 0 | 368.6638 | 0 | 757.515 | 758.7616 | 0 | 0 |  | 0 | 0 | 0 | 0 | 0 | 0 | 0 | 0 | 0 | 0 | 0 | 0 | 0 | 0 | 0 | 0 | 0 | 0 | 0 | 0 | 0 | 0 | 0 | 0 | 0 | 0 | 0 | 0 | 0 | 0 | 0 | 0 | 0 | 0 | 0 | 0 | 0 | 0 | 0 | 0 | 0 | 0 | 0 | 0 | 0 | 0 | 0 | 0 | 0 | 0 | 0 | 0 | 0 | 0 | 0 | 0 | 0 | 0 | 0 | 0 | 0 | 0 | 0 | 0 | 86.8681 | 86.8681 | 86.8681 | 86.8681 | 86.8681 | 86.8681 | 86.8681 | 86.8681 | 86.8681 | 86.8681 | 0 | 0 | 0 | 0 | 0 | 0 | 0 | 0 | 0 | 0 | 0 | 0 | 0 | 0 | 0 | 0 | 0 | 0 | 0 | 0 | 0 | 0
Residential | Whole House Efficiency | Multi-Family | Weatherstrip/Caulk (ASHP) | 15 | 0 | 94.8% | 0 | 631.5802 | 0.42665 | 0 | 0 | 0 | 0 | 0 |  | n/a | 0.73807 | n/a | n/a | n/a | 0 | 0 | 574.9874 | 66.2838 | 777.7652 | 779.0451 | 0 | 0 |  | 631.5802 | 631.5802 | 631.5802 | 631.5802 | 631.5802 | 631.5802 | 631.5802 | 631.5802 | 631.5802 | 631.5802 | 631.5802 | 631.5802 | 631.5802 | 631.5802 | 631.5802 | 0 | 0 | 0 | 0 | 0 | 0 | 0 | 0 | 0 | 0 | 0 | 0 | 0 | 0 | 0 | 0 | 0 | 0.42665 | 0.42665 | 0.42665 | 0.42665 | 0.42665 | 0.42665 | 0.42665 | 0.42665 | 0.42665 | 0.42665 | 0.42665 | 0.42665 | 0.42665 | 0.42665 | 0.42665 | 0 | 0 | 0 | 0 | 0 | 0 | 0 | 0 | 0 | 0 | 0 | 0 | 0 | 0 | 0 | 0 | 0 | 0 | 0 | 0 | 0 | 0 | 0 | 0 | 0 | 0 | 0 | 0 | 0 | 0 | 0 | 0 | 0 | 0 | 0 | 0 | 0 | 0 | 0 | 0 | 0 | 0 | 0 | 0 | 0 | 0 | 0 | 0 | 0
Residential | Whole House Efficiency | Multi-Family | Weatherstrip/Caulk (CAC & Electric Heat) | 15 | 0 | 94.8% | 0 | 16724.5668 | 2.2562 | 0 | 0 | 0 | 0 | 0 |  | n/a | 0.46403 | n/a | n/a | n/a | 0 | 0 | 9572.6763 | 1755.2291 | 20595.6188 | 20629.5103 | 0 | 0 |  | 16724.5668 | 16724.5668 | 16724.5668 | 16724.5668 | 16724.5668 | 16724.5668 | 16724.5668 | 16724.5668 | 16724.5668 | 16724.5668 | 16724.5668 | 16724.5668 | 16724.5668 | 16724.5668 | 16724.5668 | 0 | 0 | 0 | 0 | 0 | 0 | 0 | 0 | 0 | 0 | 0 | 0 | 0 | 0 | 0 | 0 | 0 | 2.2562 | 2.2562 | 2.2562 | 2.2562 | 2.2562 | 2.2562 | 2.2562 | 2.2562 | 2.2562 | 2.2562 | 2.2562 | 2.2562 | 2.2562 | 2.2562 | 2.2562 | 0 | 0 | 0 | 0 | 0 | 0 | 0 | 0 | 0 | 0 | 0 | 0 | 0 | 0 | 0 | 0 | 0 | 0 | 0 | 0 | 0 | 0 | 0 | 0 | 0 | 0 | 0 | 0 | 0 | 0 | 0 | 0 | 0 | 0 | 0 | 0 | 0 | 0 | 0 | 0 | 0 | 0 | 0 | 0 | 0 | 0 | 0 | 0 | 0
Residential | Whole House Efficiency | Multi-Family | Door Sweep (ASHP) | 2 | 0 | 94.8% | 0 | 10.6261 | 0.0047405 | 0 | 0 | 0 | 0 | 0 |  | n/a | 0.56962 | n/a | n/a | n/a | 0 | 0 | 1.3522 | 0.23322 | 2.3699 | 2.3738 | 0 | 0 |  | 10.6261 | 10.6261 | 0 | 0 | 0 | 0 | 0 | 0 | 0 | 0 | 0 | 0 | 0 | 0 | 0 | 0 | 0 | 0 | 0 | 0 | 0 | 0 | 0 | 0 | 0 | 0 | 0 | 0 | 0 | 0 | 0 | 0 | 0.0047405 | 0.0047405 | 0 | 0 | 0 | 0 | 0 | 0 | 0 | 0 | 0 | 0 | 0 | 0 | 0 | 0 | 0 | 0 | 0 | 0 | 0 | 0 | 0 | 0 | 0 | 0 | 0 | 0 | 0 | 0 | 0 | 0 | 0 | 0 | 0 | 0 | 0 | 0 | 0 | 0 | 0 | 0 | 0 | 0 | 0 | 0 | 0 | 0 | 0 | 0 | 0 | 0 | 0 | 0 | 0 | 0 | 0 | 0 | 0 | 0 | 0 | 0 | 0 | 0
Residential | Whole House Efficiency | Multi-Family | Door Sweep (CAC & Electric Heat) | 2 | 0 | 94.8% | 0 | 153.593 | 0.042665 | 0 | 0 | 0 | 0 | 0 |  | n/a | 0.51848 | n/a | n/a | n/a | 0 | 0 | 17.7902 | 3.371 | 34.2555 | 34.3119 | 0 | 0 |  | 153.593 | 153.593 | 0 | 0 | 0 | 0 | 0 | 0 | 0 | 0 | 0 | 0 | 0 | 0 | 0 | 0 | 0 | 0 | 0 | 0 | 0 | 0 | 0 | 0 | 0 | 0 | 0 | 0 | 0 | 0 | 0 | 0 | 0.042665 | 0.042665 | 0 | 0 | 0 | 0 | 0 | 0 | 0 | 0 | 0 | 0 | 0 | 0 | 0 | 0 | 0 | 0 | 0 | 0 | 0 | 0 | 0 | 0 | 0 | 0 | 0 | 0 | 0 | 0 | 0 | 0 | 0 | 0 | 0 | 0 | 0 | 0 | 0 | 0 | 0 | 0 | 0 | 0 | 0 | 0 | 0 | 0 | 0 | 0 | 0 | 0 | 0 | 0 | 0 | 0 | 0 | 0 | 0 | 0 | 0 | 0 | 0 | 0
Residential | Whole House Efficiency | Multi-Family | Foam (ASHP) | 5 | 0 | 94.8% | 0 | 105.2634 | 0.071108 | 0 | 0 | 0 | 0 | 0 |  | n/a | 0.70422 | n/a | n/a | n/a | 0 | 0 | 38.4526 | 5.1675 | 54.5132 | 54.6029 | 0 | 0 |  | 105.2634 | 105.2634 | 105.2634 | 105.2634 | 105.2634 | 0 | 0 | 0 | 0 | 0 | 0 | 0 | 0 | 0 | 0 | 0 | 0 | 0 | 0 | 0 | 0 | 0 | 0 | 0 | 0 | 0 | 0 | 0 | 0 | 0 | 0 | 0 | 0.071108 | 0.071108 | 0.071108 | 0.071108 | 0.071108 | 0 | 0 | 0 | 0 | 0 | 0 | 0 | 0 | 0 | 0 | 0 | 0 | 0 | 0 | 0 | 0 | 0 | 0 | 0 | 0 | 0 | 0 | 0 | 0 | 0 | 0 | 0 | 0 | 0 | 0 | 0 | 0 | 0 | 0 | 0 | 0 | 0 | 0 | 0 | 0 | 0 | 0 | 0 | 0 | 0 | 0 | 0 | 0 | 0 | 0 | 0 | 0 | 0 | 0 | 0 | 0 | 0 | 0 | 0
Residential | Whole House Efficiency | Multi-Family | Foam (CAC & Electric Heat) | 5 | 0 | 94.8% | 0 | 2303.8944 | 0.3108 | 0 | 0 | 0 | 0 | 0 |  | n/a | 0.47369 | n/a | n/a | n/a | 0 | 0 | 566.1034 | 113.1007 | 1193.1273 | 1195.0907 | 0 | 0 |  | 2303.8944 | 2303.8944 | 2303.8944 | 2303.8944 | 2303.8944 | 0 | 0 | 0 | 0 | 0 | 0 | 0 | 0 | 0 | 0 | 0 | 0 | 0 | 0 | 0 | 0 | 0 | 0 | 0 | 0 | 0 | 0 | 0 | 0 | 0 | 0 | 0 | 0.3108 | 0.3108 | 0.3108 | 0.3108 | 0.3108 | 0 | 0 | 0 | 0 | 0 | 0 | 0 | 0 | 0 | 0 | 0 | 0 | 0 | 0 | 0 | 0 | 0 | 0 | 0 | 0 | 0 | 0 | 0 | 0 | 0 | 0 | 0 | 0 | 0 | 0 | 0 | 0 | 0 | 0 | 0 | 0 | 0 | 0 | 0 | 0 | 0 | 0 | 0 | 0 | 0 | 0 | 0 | 0 | 0 | 0 | 0 | 0 | 0 | 0 | 0 | 0 | 0 | 0 | 0
Residential | Whole House Efficiency | Multi-Family | Duct Sealing - Tape (ASHP) | 20 | 0 | 94.8% | 0 | 6233.2974 | 5.006 | 0 | 0 | 0 | 0 | 0 |  | n/a | 0.78752 | n/a | n/a | n/a | 0 | 0 | 7244.2026 | 749.5776 | 9183.6001 | 9198.7123 | 0 | 0 |  | 6233.2974 | 6233.2974 | 6233.2974 | 6233.2974 | 6233.2974 | 6233.2974 | 6233.2974 | 6233.2974 | 6233.2974 | 6233.2974 | 6233.2974 | 6233.2974 | 6233.2974 | 6233.2974 | 6233.2974 | 6233.2974 | 6233.2974 | 6233.2974 | 6233.2974 | 6233.2974 | 0 | 0 | 0 | 0 | 0 | 0 | 0 | 0 | 0 | 0 | 0 | 0 | 5.006 | 5.006 | 5.006 | 5.006 | 5.006 | 5.006 | 5.006 | 5.006 | 5.006 | 5.006 | 5.006 | 5.006 | 5.006 | 5.006 | 5.006 | 5.006 | 5.006 | 5.006 | 5.006 | 5.006 | 0 | 0 | 0 | 0 | 0 | 0 | 0 | 0 | 0 | 0 | 0 | 0 | 0 | 0 | 0 | 0 | 0 | 0 | 0 | 0 | 0 | 0 | 0 | 0 | 0 | 0 | 0 | 0 | 0 | 0 | 0 | 0 | 0 | 0 | 0 | 0 | 0 | 0 | 0 | 0 | 0 | 0 | 0 | 0
Residential | Whole House Efficiency | Multi-Family | Duct Sealing - Tape (CAC & Electric Heat) | 20 | 0 | 94.8% | 0 | 131611.6947 | 10.3016 | 0 | 0 | 0 | 0 | 0 |  | n/a | 0.42034 | n/a | n/a | n/a | 0 | 0 | 81640.9484 | 15826.8038 | 193905.2649 | 194224.3489 | 0 | 0 |  | 131611.6947 | 131611.6947 | 131611.6947 | 131611.6947 | 131611.6947 | 131611.6947 | 131611.6947 | 131611.6947 | 131611.6947 | 131611.6947 | 131611.6947 | 131611.6947 | 131611.6947 | 131611.6947 | 131611.6947 | 131611.6947 | 131611.6947 | 131611.6947 | 131611.6947 | 131611.6947 | 0 | 0 | 0 | 0 | 0 | 0 | 0 | 0 | 0 | 0 | 0 | 0 | 10.3016 | 10.3016 | 10.3016 | 10.3016 | 10.3016 | 10.3016 | 10.3016 | 10.3016 | 10.3016 | 10.3016 | 10.3016 | 10.3016 | 10.3016 | 10.3016 | 10.3016 | 10.3016 | 10.3016 | 10.3016 | 10.3016 | 10.3016 | 0 | 0 | 0 | 0 | 0 | 0 | 0 | 0 | 0 | 0 | 0 | 0 | 0 | 0 | 0 | 0 | 0 | 0 | 0 | 0 | 0 | 0 | 0 | 0 | 0 | 0 | 0 | 0 | 0 | 0 | 0 | 0 | 0 | 0 | 0 | 0 | 0 | 0 | 0 | 0 | 0 | 0 | 0 | 0
Residential | Whole House Efficiency | Building Shell | Duct Sealing 10% (ASHP) | 20 | 0 | 94.8% | 0 | 5168.5815 | 2.7532 | 0 | 0 | 2455.1267 | 0 | 800 |  | 2.021 | 0.58878 | 6.2024 | 2.2742 | 3.4275 | 0.014673 | 0.15478 | 4961.9116 | 621.5415 | 7614.9401 | 7627.4709 | 800 | 2455.1267 |  | 5168.5815 | 5168.5815 | 5168.5815 | 5168.5815 | 5168.5815 | 5168.5815 | 5168.5815 | 5168.5815 | 5168.5815 | 5168.5815 | 5168.5815 | 5168.5815 | 5168.5815 | 5168.5815 | 5168.5815 | 5168.5815 | 5168.5815 | 5168.5815 | 5168.5815 | 5168.5815 | 0 | 0 | 0 | 0 | 0 | 0 | 0 | 0 | 0 | 0 | 0 | 0 | 2.7532 | 2.7532 | 2.7532 | 2.7532 | 2.7532 | 2.7532 | 2.7532 | 2.7532 | 2.7532 | 2.7532 | 2.7532 | 2.7532 | 2.7532 | 2.7532 | 2.7532 | 2.7532 | 2.7532 | 2.7532 | 2.7532 | 2.7532 | 0 | 0 | 0 | 0 | 0 | 0 | 0 | 0 | 0 | 0 | 0 | 0 | 0 | 0 | 0 | 0 | 0 | 0 | 0 | 0 | 0 | 0 | 0 | 0 | 0 | 0 | 0 | 0 | 0 | 0 | 0 | 0 | 0 | 0 | 0 | 0 | 0 | 0 | 0 | 0 | 0 | 0 | 0 | 0
Residential | Whole House Efficiency | Building Shell | Duct Sealing 10% (CAC & Electric Heat) | 20 | 0 | 94.8% | 0 | 93540.8293 | 7.3217 | 0 | 0 | 25778.8308 | 0 | 8400 |  | 2.2509 | 0.39623 | 6.9077 | 2.6872 | 5.6719 | 0.008513 | 0.0898 | 58024.9501 | 11248.6383 | 137814.9511 | 138041.7348 | 8400 | 25778.8308 |  | 93540.8293 | 93540.8293 | 93540.8293 | 93540.8293 | 93540.8293 | 93540.8293 | 93540.8293 | 93540.8293 | 93540.8293 | 93540.8293 | 93540.8293 | 93540.8293 | 93540.8293 | 93540.8293 | 93540.8293 | 93540.8293 | 93540.8293 | 93540.8293 | 93540.8293 | 93540.8293 | 0 | 0 | 0 | 0 | 0 | 0 | 0 | 0 | 0 | 0 | 0 | 0 | 7.3217 | 7.3217 | 7.3217 | 7.3217 | 7.3217 | 7.3217 | 7.3217 | 7.3217 | 7.3217 | 7.3217 | 7.3217 | 7.3217 | 7.3217 | 7.3217 | 7.3217 | 7.3217 | 7.3217 | 7.3217 | 7.3217 | 7.3217 | 0 | 0 | 0 | 0 | 0 | 0 | 0 | 0 | 0 | 0 | 0 | 0 | 0 | 0 | 0 | 0 | 0 | 0 | 0 | 0 | 0 | 0 | 0 | 0 | 0 | 0 | 0 | 0 | 0 | 0 | 0 | 0 | 0 | 0 | 0 | 0 | 0 | 0 | 0 | 0 | 0 | 0 | 0 | 0
Residential | Whole House Efficiency | Building Shell | Duct Sealing 10% (CAC & Gas Heat) | 20 | 0 | 94.8% | 2356.4754 | 5173.6369 | 1.9176 | 0 | 0 | 6751.5985 | 0 | 2200 |  | 2.9741 | 0.47549 | 9.1272 | 3.0662 | 6.245 | 0.040312 | 0.42523 | 20079.7321 | 622.1494 | 39963.5644 | 40029.3271 | 2200 | 6751.5985 |  | 5173.6369 | 5173.6369 | 5173.6369 | 5173.6369 | 5173.6369 | 5173.6369 | 5173.6369 | 5173.6369 | 5173.6369 | 5173.6369 | 5173.6369 | 5173.6369 | 5173.6369 | 5173.6369 | 5173.6369 | 5173.6369 | 5173.6369 | 5173.6369 | 5173.6369 | 5173.6369 | 0 | 0 | 0 | 0 | 0 | 0 | 0 | 0 | 0 | 0 | 0 | 0 | 1.9176 | 1.9176 | 1.9176 | 1.9176 | 1.9176 | 1.9176 | 1.9176 | 1.9176 | 1.9176 | 1.9176 | 1.9176 | 1.9176 | 1.9176 | 1.9176 | 1.9176 | 1.9176 | 1.9176 | 1.9176 | 1.9176 | 1.9176 | 0 | 0 | 0 | 0 | 0 | 0 | 0 | 0 | 0 | 0 | 0 | 0 | 2356.4754 | 2356.4754 | 2356.4754 | 2356.4754 | 2356.4754 | 2356.4754 | 2356.4754 | 2356.4754 | 2356.4754 | 2356.4754 | 2356.4754 | 2356.4754 | 2356.4754 | 2356.4754 | 2356.4754 | 2356.4754 | 2356.4754 | 2356.4754 | 2356.4754 | 2356.4754 | 0 | 0 | 0 | 0 | 0 | 0 | 0 | 0 | 0 | 0 | 0 | 0
Residential | Whole House Efficiency | Building Shell | Air Sealing 20% ACH Reduction (ASHP) | 15 | 0 | 94.8% | 0 | 2423.0369 | 1.081 | 0 | 0 | 762.9385 | 0 | 1000 |  | 2.4358 | 0.4659 | 1.8584 | 2.7691 | 5.2217 | 0.04483 | 0.41271 | 1858.3753 | 254.2957 | 2983.8706 | 2988.7808 | 1000 | 762.9385 |  | 2423.0369 | 2423.0369 | 2423.0369 | 2423.0369 | 2423.0369 | 2423.0369 | 2423.0369 | 2423.0369 | 2423.0369 | 2423.0369 | 2423.0369 | 2423.0369 | 2423.0369 | 2423.0369 | 2423.0369 | 0 | 0 | 0 | 0 | 0 | 0 | 0 | 0 | 0 | 0 | 0 | 0 | 0 | 0 | 0 | 0 | 0 | 1.081 | 1.081 | 1.081 | 1.081 | 1.081 | 1.081 | 1.081 | 1.081 | 1.081 | 1.081 | 1.081 | 1.081 | 1.081 | 1.081 | 1.081 | 0 | 0 | 0 | 0 | 0 | 0 | 0 | 0 | 0 | 0 | 0 | 0 | 0 | 0 | 0 | 0 | 0 | 0 | 0 | 0 | 0 | 0 | 0 | 0 | 0 | 0 | 0 | 0 | 0 | 0 | 0 | 0 | 0 | 0 | 0 | 0 | 0 | 0 | 0 | 0 | 0 | 0 | 0 | 0 | 0 | 0 | 0 | 0 | 0
Residential | Whole House Efficiency | Building Shell | Air Sealing 20% ACH Reduction (CAC & Electric Heat) | 15 | 0 | 94.8% | 0 | 44752.0423 | 6.0372 | 0 | 0 | 8773.7927 | 0 | 11500 |  | 2.9195 | 0.38402 | 2.2274 | 3.4548 | 7.592 | 0.027913 | 0.25697 | 25614.8227 | 4696.6889 | 55110.3067 | 55200.9944 | 11500 | 8773.7927 |  | 44752.0423 | 44752.0423 | 44752.0423 | 44752.0423 | 44752.0423 | 44752.0423 | 44752.0423 | 44752.0423 | 44752.0423 | 44752.0423 | 44752.0423 | 44752.0423 | 44752.0423 | 44752.0423 | 44752.0423 | 0 | 0 | 0 | 0 | 0 | 0 | 0 | 0 | 0 | 0 | 0 | 0 | 0 | 0 | 0 | 0 | 0 | 6.0372 | 6.0372 | 6.0372 | 6.0372 | 6.0372 | 6.0372 | 6.0372 | 6.0372 | 6.0372 | 6.0372 | 6.0372 | 6.0372 | 6.0372 | 6.0372 | 6.0372 | 0 | 0 | 0 | 0 | 0 | 0 | 0 | 0 | 0 | 0 | 0 | 0 | 0 | 0 | 0 | 0 | 0 | 0 | 0 | 0 | 0 | 0 | 0 | 0 | 0 | 0 | 0 | 0 | 0 | 0 | 0 | 0 | 0 | 0 | 0 | 0 | 0 | 0 | 0 | 0 | 0 | 0 | 0 | 0 | 0 | 0 | 0 | 0 | 0
Residential | Whole House Efficiency | Building Shell | Air Sealing 20% ACH Reduction (CAC & Gas Heat) | 15 | 0 | 94.8% | 486.116 | 3121.4805 | 1.7062 | 0 | 0 | 2479.5501 | 0 | 3250 |  | 2.1483 | 0.41835 | 1.639 | 2.2804 | 5.1288 | 0.1131 | 1.0412 | 5326.782 | 327.5967 | 9467.1355 | 9482.7143 | 3250 | 2479.5501 |  | 3121.4805 | 3121.4805 | 3121.4805 | 3121.4805 | 3121.4805 | 3121.4805 | 3121.4805 | 3121.4805 | 3121.4805 | 3121.4805 | 3121.4805 | 3121.4805 | 3121.4805 | 3121.4805 | 3121.4805 | 0 | 0 | 0 | 0 | 0 | 0 | 0 | 0 | 0 | 0 | 0 | 0 | 0 | 0 | 0 | 0 | 0 | 1.7062 | 1.7062 | 1.7062 | 1.7062 | 1.7062 | 1.7062 | 1.7062 | 1.7062 | 1.7062 | 1.7062 | 1.7062 | 1.7062 | 1.7062 | 1.7062 | 1.7062 | 0 | 0 | 0 | 0 | 0 | 0 | 0 | 0 | 0 | 0 | 0 | 0 | 0 | 0 | 0 | 0 | 0 | 486.116 | 486.116 | 486.116 | 486.116 | 486.116 | 486.116 | 486.116 | 486.116 | 486.116 | 486.116 | 486.116 | 486.116 | 486.116 | 486.116 | 486.116 | 0 | 0 | 0 | 0 | 0 | 0 | 0 | 0 | 0 | 0 | 0 | 0 | 0 | 0 | 0 | 0 | 0
Residential | Whole House Efficiency | Building Shell | Air Sealing 20% ACH Reduction & Attic Insulation R-38 (ASHP) | 20 | 0 | 94.8% | 0 | 885.4038 | 0.44116 | 0 | 0 | 615.4314 | 0 | 450 |  | 1.3441 | 0.47091 | 1.8383 | 1.5171 | 2.8508 | 0.048181 | 0.50824 | 827.2146 | 106.4732 | 1304.4772 | 1306.6238 | 450 | 615.4314 |  | 885.4038 | 885.4038 | 885.4038 | 885.4038 | 885.4038 | 885.4038 | 885.4038 | 885.4038 | 885.4038 | 885.4038 | 885.4038 | 885.4038 | 885.4038 | 885.4038 | 885.4038 | 885.4038 | 885.4038 | 885.4038 | 885.4038 | 885.4038 | 0 | 0 | 0 | 0 | 0 | 0 | 0 | 0 | 0 | 0 | 0 | 0 | 0.44116 | 0.44116 | 0.44116 | 0.44116 | 0.44116 | 0.44116 | 0.44116 | 0.44116 | 0.44116 | 0.44116 | 0.44116 | 0.44116 | 0.44116 | 0.44116 | 0.44116 | 0.44116 | 0.44116 | 0.44116 | 0.44116 | 0.44116 | 0 | 0 | 0 | 0 | 0 | 0 | 0 | 0 | 0 | 0 | 0 | 0 | 0 | 0 | 0 | 0 | 0 | 0 | 0 | 0 | 0 | 0 | 0 | 0 | 0 | 0 | 0 | 0 | 0 | 0 | 0 | 0 | 0 | 0 | 0 | 0 | 0 | 0 | 0 | 0 | 0 | 0 | 0 | 0
Residential | Whole House Efficiency | Building Shell | Air Sealing 20% ACH Reduction & Attic Insulation R-38 (CAC & Electric Heat) | 20 | 0 | 94.8% | 0 | 20785.6743 | 2.0753 | 0 | 0 | 8616.04 | 0 | 6300 |  | 1.5354 | 0.35779 | 2.0998 | 1.8255 | 4.2855 | 0.028733 | 0.30309 | 13228.8984 | 2499.5559 | 30623.8112 | 30674.2047 | 6300 | 8616.04 |  | 20785.6743 | 20785.6743 | 20785.6743 | 20785.6743 | 20785.6743 | 20785.6743 | 20785.6743 | 20785.6743 | 20785.6743 | 20785.6743 | 20785.6743 | 20785.6743 | 20785.6743 | 20785.6743 | 20785.6743 | 20785.6743 | 20785.6743 | 20785.6743 | 20785.6743 | 20785.6743 | 0 | 0 | 0 | 0 | 0 | 0 | 0 | 0 | 0 | 0 | 0 | 0 | 2.0753 | 2.0753 | 2.0753 | 2.0753 | 2.0753 | 2.0753 | 2.0753 | 2.0753 | 2.0753 | 2.0753 | 2.0753 | 2.0753 | 2.0753 | 2.0753 | 2.0753 | 2.0753 | 2.0753 | 2.0753 | 2.0753 | 2.0753 | 0 | 0 | 0 | 0 | 0 | 0 | 0 | 0 | 0 | 0 | 0 | 0 | 0 | 0 | 0 | 0 | 0 | 0 | 0 | 0 | 0 | 0 | 0 | 0 | 0 | 0 | 0 | 0 | 0 | 0 | 0 | 0 | 0 | 0 | 0 | 0 | 0 | 0 | 0 | 0 | 0 | 0 | 0 | 0
Residential | Whole House Efficiency | Building Shell | Air Sealing 20% ACH Reduction & Attic Insulation R-38 (CAC & Gas Heat) | 20 | 0 | 94.8% | 244.1076 | 1153.9801 | 0.59295 | 0 | 0 | 2461.7257 | 0 | 1800 |  | 1.1057 | 0.39688 | 1.5123 | 1.1621 | 2.7828 | 0.14787 | 1.5598 | 2722.0514 | 138.7705 | 5050.4006 | 5058.7114 | 1800 | 2461.7257 |  | 1153.9801 | 1153.9801 | 1153.9801 | 1153.9801 | 1153.9801 | 1153.9801 | 1153.9801 | 1153.9801 | 1153.9801 | 1153.9801 | 1153.9801 | 1153.9801 | 1153.9801 | 1153.9801 | 1153.9801 | 1153.9801 | 1153.9801 | 1153.9801 | 1153.9801 | 1153.9801 | 0 | 0 | 0 | 0 | 0 | 0 | 0 | 0 | 0 | 0 | 0 | 0 | 0.59295 | 0.59295 | 0.59295 | 0.59295 | 0.59295 | 0.59295 | 0.59295 | 0.59295 | 0.59295 | 0.59295 | 0.59295 | 0.59295 | 0.59295 | 0.59295 | 0.59295 | 0.59295 | 0.59295 | 0.59295 | 0.59295 | 0.59295 | 0 | 0 | 0 | 0 | 0 | 0 | 0 | 0 | 0 | 0 | 0 | 0 | 244.1076 | 244.1076 | 244.1076 | 244.1076 | 244.1076 | 244.1076 | 244.1076 | 244.1076 | 244.1076 | 244.1076 | 244.1076 | 244.1076 | 244.1076 | 244.1076 | 244.1076 | 244.1076 | 244.1076 | 244.1076 | 244.1076 | 244.1076 | 0 | 0 | 0 | 0 | 0 | 0 | 0 | 0 | 0 | 0 | 0 | 0
Residential | Whole House Efficiency | Building Shell | Wall Insulation R-13 (ASHP) | 25 | 0 | 94.8% | 0 | 684.6661 | 0.41161 | 0 | 0 | 85.3186 | 0 | 180 |  | 8.9757 | 0.58056 | 4.2544 | 10.024 | 15.4384 | 0.022943 | 0.2629 | 765.7942 | 89.4389 | 1137.1837 | 1139.055 | 180 | 85.3186 |  | 684.6661 | 684.6661 | 684.6661 | 684.6661 | 684.6661 | 684.6661 | 684.6661 | 684.6661 | 684.6661 | 684.6661 | 684.6661 | 684.6661 | 684.6661 | 684.6661 | 684.6661 | 684.6661 | 684.6661 | 684.6661 | 684.6661 | 684.6661 | 684.6661 | 684.6661 | 684.6661 | 684.6661 | 684.6661 | 0 | 0 | 0 | 0 | 0 | 0 | 0 | 0.41161 | 0.41161 | 0.41161 | 0.41161 | 0.41161 | 0.41161 | 0.41161 | 0.41161 | 0.41161 | 0.41161 | 0.41161 | 0.41161 | 0.41161 | 0.41161 | 0.41161 | 0.41161 | 0.41161 | 0.41161 | 0.41161 | 0.41161 | 0.41161 | 0.41161 | 0.41161 | 0.41161 | 0.41161 | 0 | 0 | 0 | 0 | 0 | 0 | 0 | 0 | 0 | 0 | 0 | 0 | 0 | 0 | 0 | 0 | 0 | 0 | 0 | 0 | 0 | 0 | 0 | 0 | 0 | 0 | 0 | 0 | 0 | 0 | 0 | 0 | 0 | 0 | 0 | 0 | 0 | 0 | 0
Residential | Whole House Efficiency | Building Shell | Wall Insulation R-13 (CAC & Electric Heat) | 25 | 0 | 94.8% | 0 | 11194.3171 | 0.43268 | 0 | 0 | 767.867 | 0 | 1620 |  | 9.4375 | 0.35798 | 4.4733 | 11.3419 | 26.3236 | 0.012629 | 0.14472 | 7246.7462 | 1462.3289 | 18592.9957 | 18623.5917 | 1620 | 767.867 |  | 11194.3171 | 11194.3171 | 11194.3171 | 11194.3171 | 11194.3171 | 11194.3171 | 11194.3171 | 11194.3171 | 11194.3171 | 11194.3171 | 11194.3171 | 11194.3171 | 11194.3171 | 11194.3171 | 11194.3171 | 11194.3171 | 11194.3171 | 11194.3171 | 11194.3171 | 11194.3171 | 11194.3171 | 11194.3171 | 11194.3171 | 11194.3171 | 11194.3171 | 0 | 0 | 0 | 0 | 0 | 0 | 0 | 0.43268 | 0.43268 | 0.43268 | 0.43268 | 0.43268 | 0.43268 | 0.43268 | 0.43268 | 0.43268 | 0.43268 | 0.43268 | 0.43268 | 0.43268 | 0.43268 | 0.43268 | 0.43268 | 0.43268 | 0.43268 | 0.43268 | 0.43268 | 0.43268 | 0.43268 | 0.43268 | 0.43268 | 0.43268 | 0 | 0 | 0 | 0 | 0 | 0 | 0 | 0 | 0 | 0 | 0 | 0 | 0 | 0 | 0 | 0 | 0 | 0 | 0 | 0 | 0 | 0 | 0 | 0 | 0 | 0 | 0 | 0 | 0 | 0 | 0 | 0 | 0 | 0 | 0 | 0 | 0 | 0 | 0
Residential | Whole House Efficiency | Building Shell | Wall Insulation R-13 (CAC & Gas Heat) | 25 | 0 | 94.8% | 170.7478 | 383.1508 | 0.14423 | 0 | 0 | 255.9557 | 0 | 540 |  | 6.3788 | 0.42918 | 3.0235 | 6.5743 | 14.8415 | 0.12299 | 1.4094 | 1632.6781 | 50.0515 | 3258.7771 | 3264.1397 | 540 | 255.9557 |  | 383.1508 | 383.1508 | 383.1508 | 383.1508 | 383.1508 | 383.1508 | 383.1508 | 383.1508 | 383.1508 | 383.1508 | 383.1508 | 383.1508 | 383.1508 | 383.1508 | 383.1508 | 383.1508 | 383.1508 | 383.1508 | 383.1508 | 383.1508 | 383.1508 | 383.1508 | 383.1508 | 383.1508 | 383.1508 | 0 | 0 | 0 | 0 | 0 | 0 | 0 | 0.14423 | 0.14423 | 0.14423 | 0.14423 | 0.14423 | 0.14423 | 0.14423 | 0.14423 | 0.14423 | 0.14423 | 0.14423 | 0.14423 | 0.14423 | 0.14423 | 0.14423 | 0.14423 | 0.14423 | 0.14423 | 0.14423 | 0.14423 | 0.14423 | 0.14423 | 0.14423 | 0.14423 | 0.14423 | 0 | 0 | 0 | 0 | 0 | 0 | 0 | 170.7478 | 170.7478 | 170.7478 | 170.7478 | 170.7478 | 170.7478 | 170.7478 | 170.7478 | 170.7478 | 170.7478 | 170.7478 | 170.7478 | 170.7478 | 170.7478 | 170.7478 | 170.7478 | 170.7478 | 170.7478 | 170.7478 | 170.7478 | 170.7478 | 170.7478 | 170.7478 | 170.7478 | 170.7478 | 0 | 0 | 0 | 0 | 0 | 0 | 0
Residential | Whole House Efficiency | Building Shell | Basement Sidewall Insulation R-13 (ASHP) | 25 | 0 | 94.8% | 0 | 2993.9806 | 1.8689 | 0 | 0 | 61.4294 | 0 | 72 |  | 55.4542 | 0.67416 | 47.3127 | 61.821 | 82.1235 | 0.0020987 | 0.024048 | 3406.5153 | 391.1078 | 4972.7971 | 4980.9801 | 72 | 61.4294 |  | 2993.9806 | 2993.9806 | 2993.9806 | 2993.9806 | 2993.9806 | 2993.9806 | 2993.9806 | 2993.9806 | 2993.9806 | 2993.9806 | 2993.9806 | 2993.9806 | 2993.9806 | 2993.9806 | 2993.9806 | 2993.9806 | 2993.9806 | 2993.9806 | 2993.9806 | 2993.9806 | 2993.9806 | 2993.9806 | 2993.9806 | 2993.9806 | 2993.9806 | 0 | 0 | 0 | 0 | 0 | 0 | 0 | 1.8689 | 1.8689 | 1.8689 | 1.8689 | 1.8689 | 1.8689 | 1.8689 | 1.8689 | 1.8689 | 1.8689 | 1.8689 | 1.8689 | 1.8689 | 1.8689 | 1.8689 | 1.8689 | 1.8689 | 1.8689 | 1.8689 | 1.8689 | 1.8689 | 1.8689 | 1.8689 | 1.8689 | 1.8689 | 0 | 0 | 0 | 0 | 0 | 0 | 0 | 0 | 0 | 0 | 0 | 0 | 0 | 0 | 0 | 0 | 0 | 0 | 0 | 0 | 0 | 0 | 0 | 0 | 0 | 0 | 0 | 0 | 0 | 0 | 0 | 0 | 0 | 0 | 0 | 0 | 0 | 0 | 0
Residential | Whole House Efficiency | Building Shell | Basement Sidewall Insulation R-13 (CAC & Electric Heat) | 25 | 0 | 94.8% | 0 | 49794.999 | 1.3058 | 0 | 0 | 552.8642 | 0 | 648 |  | 57.3684 | 0.37989 | 48.9459 | 69.134 | 150.7677 | 0.0011357 | 0.013013 | 31716.9197 | 6504.7885 | 82706.0902 | 82842.1886 | 648 | 552.8642 |  | 49794.999 | 49794.999 | 49794.999 | 49794.999 | 49794.999 | 49794.999 | 49794.999 | 49794.999 | 49794.999 | 49794.999 | 49794.999 | 49794.999 | 49794.999 | 49794.999 | 49794.999 | 49794.999 | 49794.999 | 49794.999 | 49794.999 | 49794.999 | 49794.999 | 49794.999 | 49794.999 | 49794.999 | 49794.999 | 0 | 0 | 0 | 0 | 0 | 0 | 0 | 1.3058 | 1.3058 | 1.3058 | 1.3058 | 1.3058 | 1.3058 | 1.3058 | 1.3058 | 1.3058 | 1.3058 | 1.3058 | 1.3058 | 1.3058 | 1.3058 | 1.3058 | 1.3058 | 1.3058 | 1.3058 | 1.3058 | 1.3058 | 1.3058 | 1.3058 | 1.3058 | 1.3058 | 1.3058 | 0 | 0 | 0 | 0 | 0 | 0 | 0 | 0 | 0 | 0 | 0 | 0 | 0 | 0 | 0 | 0 | 0 | 0 | 0 | 0 | 0 | 0 | 0 | 0 | 0 | 0 | 0 | 0 | 0 | 0 | 0 | 0 | 0 | 0 | 0 | 0 | 0 | 0 | 0
Residential | Whole House Efficiency | Building Shell | Basement Sidewall Insulation R-13 (CAC & Gas Heat) | 25 | 0 | 94.8% | 785.7943 | 1405.1615 | 0.43525 | 0 | 0 | 184.2881 | 0 | 216 |  | 38.538 | 0.48505 | 32.8801 | 39.5341 | 79.3232 | 0.013415 | 0.15372 | 7102.1013 | 183.5582 | 14402.3121 | 14426.0121 | 216 | 184.2881 |  | 1405.1615 | 1405.1615 | 1405.1615 | 1405.1615 | 1405.1615 | 1405.1615 | 1405.1615 | 1405.1615 | 1405.1615 | 1405.1615 | 1405.1615 | 1405.1615 | 1405.1615 | 1405.1615 | 1405.1615 | 1405.1615 | 1405.1615 | 1405.1615 | 1405.1615 | 1405.1615 | 1405.1615 | 1405.1615 | 1405.1615 | 1405.1615 | 1405.1615 | 0 | 0 | 0 | 0 | 0 | 0 | 0 | 0.43525 | 0.43525 | 0.43525 | 0.43525 | 0.43525 | 0.43525 | 0.43525 | 0.43525 | 0.43525 | 0.43525 | 0.43525 | 0.43525 | 0.43525 | 0.43525 | 0.43525 | 0.43525 | 0.43525 | 0.43525 | 0.43525 | 0.43525 | 0.43525 | 0.43525 | 0.43525 | 0.43525 | 0.43525 | 0 | 0 | 0 | 0 | 0 | 0 | 0 | 785.7943 | 785.7943 | 785.7943 | 785.7943 | 785.7943 | 785.7943 | 785.7943 | 785.7943 | 785.7943 | 785.7943 | 785.7943 | 785.7943 | 785.7943 | 785.7943 | 785.7943 | 785.7943 | 785.7943 | 785.7943 | 785.7943 | 785.7943 | 785.7943 | 785.7943 | 785.7943 | 785.7943 | 785.7943 | 0 | 0 | 0 | 0 | 0 | 0 | 0
Residential | Whole House Efficiency | Building Shell | Crawlspace Insulation R-19 (ASHP) | 25 | 0 | 94.8% | 0 | 4195.3061 | 2.6035 | 0 | 0 | 76.7867 | 0 | 90 |  | 61.9977 | 0.67339 | 52.8955 | 69.1348 | 91.9185 | 0.0018721 | 0.021453 | 4760.5977 | 548.0385 | 6968.1168 | 6979.5833 | 90 | 76.7867 |  | 4195.3061 | 4195.3061 | 4195.3061 | 4195.3061 | 4195.3061 | 4195.3061 | 4195.3061 | 4195.3061 | 4195.3061 | 4195.3061 | 4195.3061 | 4195.3061 | 4195.3061 | 4195.3061 | 4195.3061 | 4195.3061 | 4195.3061 | 4195.3061 | 4195.3061 | 4195.3061 | 4195.3061 | 4195.3061 | 4195.3061 | 4195.3061 | 4195.3061 | 0 | 0 | 0 | 0 | 0 | 0 | 0 | 2.6035 | 2.6035 | 2.6035 | 2.6035 | 2.6035 | 2.6035 | 2.6035 | 2.6035 | 2.6035 | 2.6035 | 2.6035 | 2.6035 | 2.6035 | 2.6035 | 2.6035 | 2.6035 | 2.6035 | 2.6035 | 2.6035 | 2.6035 | 2.6035 | 2.6035 | 2.6035 | 2.6035 | 2.6035 | 0 | 0 | 0 | 0 | 0 | 0 | 0 | 0 | 0 | 0 | 0 | 0 | 0 | 0 | 0 | 0 | 0 | 0 | 0 | 0 | 0 | 0 | 0 | 0 | 0 | 0 | 0 | 0 | 0 | 0 | 0 | 0 | 0 | 0 | 0 | 0 | 0 | 0 | 0
Residential | Whole House Efficiency | Building Shell | Crawlspace Insulation R-19 (CAC & Electric Heat) | 25 | 0 | 94.8% | 0 | 69588.6555 | 1.9593 | 0 | 0 | 691.0803 | 0 | 810 |  | 64.301 | 0.38117 | 54.8607 | 77.455 | 168.4204 | 0.0010158 | 0.01164 | 44437.1397 | 9090.4607 | 115582.001 | 115772.1989 | 810 | 691.0803 |  | 69588.6555 | 69588.6555 | 69588.6555 | 69588.6555 | 69588.6555 | 69588.6555 | 69588.6555 | 69588.6555 | 69588.6555 | 69588.6555 | 69588.6555 | 69588.6555 | 69588.6555 | 69588.6555 | 69588.6555 | 69588.6555 | 69588.6555 | 69588.6555 | 69588.6555 | 69588.6555 | 69588.6555 | 69588.6555 | 69588.6555 | 69588.6555 | 69588.6555 | 0 | 0 | 0 | 0 | 0 | 0 | 0 | 1.9593 | 1.9593 | 1.9593 | 1.9593 | 1.9593 | 1.9593 | 1.9593 | 1.9593 | 1.9593 | 1.9593 | 1.9593 | 1.9593 | 1.9593 | 1.9593 | 1.9593 | 1.9593 | 1.9593 | 1.9593 | 1.9593 | 1.9593 | 1.9593 | 1.9593 | 1.9593 | 1.9593 | 1.9593 | 0 | 0 | 0 | 0 | 0 | 0 | 0 | 0 | 0 | 0 | 0 | 0 | 0 | 0 | 0 | 0 | 0 | 0 | 0 | 0 | 0 | 0 | 0 | 0 | 0 | 0 | 0 | 0 | 0 | 0 | 0 | 0 | 0 | 0 | 0 | 0 | 0 | 0 | 0
Residential | Whole House Efficiency | Building Shell | Crawlspace Insulation R-19 (CAC & Gas Heat) | 25 | 0 | 94.8% | 1080.7532 | 2017.9871 | 0.6531 | 0 | 0 | 230.3601 | 0 | 270 |  | 42.829 | 0.48714 | 36.5411 | 43.9734 | 87.7766 | 0.011676 | 0.1338 | 9866.1029 | 263.6124 | 19950.2306 | 19983.06 | 270 | 230.3601 |  | 2017.9871 | 2017.9871 | 2017.9871 | 2017.9871 | 2017.9871 | 2017.9871 | 2017.9871 | 2017.9871 | 2017.9871 | 2017.9871 | 2017.9871 | 2017.9871 | 2017.9871 | 2017.9871 | 2017.9871 | 2017.9871 | 2017.9871 | 2017.9871 | 2017.9871 | 2017.9871 | 2017.9871 | 2017.9871 | 2017.9871 | 2017.9871 | 2017.9871 | 0 | 0 | 0 | 0 | 0 | 0 | 0 | 0.6531 | 0.6531 | 0.6531 | 0.6531 | 0.6531 | 0.6531 | 0.6531 | 0.6531 | 0.6531 | 0.6531 | 0.6531 | 0.6531 | 0.6531 | 0.6531 | 0.6531 | 0.6531 | 0.6531 | 0.6531 | 0.6531 | 0.6531 | 0.6531 | 0.6531 | 0.6531 | 0.6531 | 0.6531 | 0 | 0 | 0 | 0 | 0 | 0 | 0 | 1080.7532 | 1080.7532 | 1080.7532 | 1080.7532 | 1080.7532 | 1080.7532 | 1080.7532 | 1080.7532 | 1080.7532 | 1080.7532 | 1080.7532 | 1080.7532 | 1080.7532 | 1080.7532 | 1080.7532 | 1080.7532 | 1080.7532 | 1080.7532 | 1080.7532 | 1080.7532 | 1080.7532 | 1080.7532 | 1080.7532 | 1080.7532 | 1080.7532 | 0 | 0 | 0 | 0 | 0 | 0 | 0
Residential | Whole House Efficiency | HVAC | Efficient Heat Pump (SF SEER 15, EER 12.5, HSPF 8.5) | 18 | 0 | 59.08% | 0 | 70117.3582 | 34.2541 | 0 | 0 | 60735.6884 | 0 | 67500 |  | 1.0159 | 0.37463 | 0.91406 | 1.1484 | 3.6749 | 0.095568 | 0.96267 | 61699.2689 | 8051.8636 | 155700.1445 | 97192.9546 | 67500 | 60735.6884 |  | 70117.3582 | 70117.3582 | 70117.3582 | 70117.3582 | 70117.3582 | 70117.3582 | 70117.3582 | 70117.3582 | 70117.3582 | 70117.3582 | 70117.3582 | 70117.3582 | 70117.3582 | 70117.3582 | 70117.3582 | 70117.3582 | 70117.3582 | 70117.3582 | 0 | 0 | 0 | 0 | 0 | 0 | 0 | 0 | 0 | 0 | 0 | 0 | 0 | 0 | 34.2541 | 34.2541 | 34.2541 | 34.2541 | 34.2541 | 34.2541 | 34.2541 | 34.2541 | 34.2541 | 34.2541 | 34.2541 | 34.2541 | 34.2541 | 34.2541 | 34.2541 | 34.2541 | 34.2541 | 34.2541 | 0 | 0 | 0 | 0 | 0 | 0 | 0 | 0 | 0 | 0 | 0 | 0 | 0 | 0 | 0 | 0 | 0 | 0 | 0 | 0 | 0 | 0 | 0 | 0 | 0 | 0 | 0 | 0 | 0 | 0 | 0 | 0 | 0 | 0 | 0 | 0 | 0 | 0 | 0 | 0 | 0 | 0 | 0 | 0 | 0 | 0
Residential | Whole House Efficiency | HVAC | Efficient Heat Pump (SF SEER 16, EER 13, HSPF 9) | 18 | 0 | 59.08% | 0 | 3552.4 | 1.0134 | 0 | 0 | 2699.3639 | 0 | 2250 |  | 0.96972 | 0.36487 | 1.1634 | 1.1208 | 3.7558 | 0.062877 | 0.63337 | 2617.6386 | 407.9366 | 7888.3347 | 4924.148 | 2250 | 2699.3639 |  | 3552.4 | 3552.4 | 3552.4 | 3552.4 | 3552.4 | 3552.4 | 3552.4 | 3552.4 | 3552.4 | 3552.4 | 3552.4 | 3552.4 | 3552.4 | 3552.4 | 3552.4 | 3552.4 | 3552.4 | 3552.4 | 0 | 0 | 0 | 0 | 0 | 0 | 0 | 0 | 0 | 0 | 0 | 0 | 0 | 0 | 1.0134 | 1.0134 | 1.0134 | 1.0134 | 1.0134 | 1.0134 | 1.0134 | 1.0134 | 1.0134 | 1.0134 | 1.0134 | 1.0134 | 1.0134 | 1.0134 | 1.0134 | 1.0134 | 1.0134 | 1.0134 | 0 | 0 | 0 | 0 | 0 | 0 | 0 | 0 | 0 | 0 | 0 | 0 | 0 | 0 | 0 | 0 | 0 | 0 | 0 | 0 | 0 | 0 | 0 | 0 | 0 | 0 | 0 | 0 | 0 | 0 | 0 | 0 | 0 | 0 | 0 | 0 | 0 | 0 | 0 | 0 | 0 | 0 | 0 | 0 | 0 | 0
Residential | Whole House Efficiency | HVAC | Efficient Heat Pump (SF SEER 14 Replace Resistance Heat w/CAC) | 18 | 6 | 54.74% | 0 | 0 | 0 | 511717.1384 | 37.4761 | 68802.3642 | 68802.3642 | 19500 |  | 5.3923 | 0.4184 | 7.0895 | 6.5265 | 21.7282 | 0.0076454 | 0.038107 | 138245.2006 | 29076.3222 | 537554.5395 | 310914.6949 | 19500 | 25637.4039 |  | 511717.1384 | 511717.1384 | 511717.1384 | 511717.1384 | 511717.1384 | 511717.1384 | 0 | 0 | 0 | 0 | 0 | 0 | 0 | 0 | 0 | 0 | 0 | 0 | 0 | 0 | 0 | 0 | 0 | 0 | 0 | 0 | 0 | 0 | 0 | 0 | 0 | 0 | 37.4761 | 37.4761 | 37.4761 | 37.4761 | 37.4761 | 37.4761 | 0 | 0 | 0 | 0 | 0 | 0 | 0 | 0 | 0 | 0 | 0 | 0 | 0 | 0 | 0 | 0 | 0 | 0 | 0 | 0 | 0 | 0 | 0 | 0 | 0 | 0 | 0 | 0 | 0 | 0 | 0 | 0 | 0 | 0 | 0 | 0 | 0 | 0 | 0 | 0 | 0 | 0 | 0 | 0 | 0 | 0 | 0 | 0 | 0 | 0 | 0 | 0 | 0 | 0 | 0 | 0 | 0 | 0
Residential | Whole House Efficiency | HVAC | Efficient Heat Pump (SF SEER 15 Replace Resistance Heat w/CAC) | 18 | 6 | 54.74% | 0 | 2887.46 | 1.4106 | 81613.1736 | 6.4865 | 13086.0983 | 10584.9791 | 6000 |  | 3.6652 | 0.40846 | 3.9372 | 4.4107 | 14.8356 | 0.014236 | 0.073518 | 23623.4692 | 4804.8592 | 89620.7048 | 51835.4735 | 6000 | 6445.3352 |  | 81613.1736 | 81613.1736 | 81613.1736 | 81613.1736 | 81613.1736 | 81613.1736 | 2887.46 | 2887.46 | 2887.46 | 2887.46 | 2887.46 | 2887.46 | 2887.46 | 2887.46 | 2887.46 | 2887.46 | 2887.46 | 2887.46 | 0 | 0 | 0 | 0 | 0 | 0 | 0 | 0 | 0 | 0 | 0 | 0 | 0 | 0 | 6.4865 | 6.4865 | 6.4865 | 6.4865 | 6.4865 | 6.4865 | 1.4106 | 1.4106 | 1.4106 | 1.4106 | 1.4106 | 1.4106 | 1.4106 | 1.4106 | 1.4106 | 1.4106 | 1.4106 | 1.4106 | 0 | 0 | 0 | 0 | 0 | 0 | 0 | 0 | 0 | 0 | 0 | 0 | 0 | 0 | 0 | 0 | 0 | 0 | 0 | 0 | 0 | 0 | 0 | 0 | 0 | 0 | 0 | 0 | 0 | 0 | 0 | 0 | 0 | 0 | 0 | 0 | 0 | 0 | 0 | 0 | 0 | 0 | 0 | 0 | 0 | 0
Residential | Whole House Efficiency | HVAC | Efficient Heat Pump (SF SEER 16 Replace Resistance Heat w/CAC) | 18 | 6 | 54.74% | 0 | 0 | 0 | 0 | 0 | 0 | 0 | 0 |  | n/a | n/a | n/a | n/a | n/a | 0 | 0 | 0 | 0 | 0 | 0 | 0 | 0 |  | 0 | 0 | 0 | 0 | 0 | 0 | 0 | 0 | 0 | 0 | 0 | 0 | 0 | 0 | 0 | 0 | 0 | 0 | 0 | 0 | 0 | 0 | 0 | 0 | 0 | 0 | 0 | 0 | 0 | 0 | 0 | 0 | 0 | 0 | 0 | 0 | 0 | 0 | 0 | 0 | 0 | 0 | 0 | 0 | 0 | 0 | 0 | 0 | 0 | 0 | 0 | 0 | 0 | 0 | 0 | 0 | 0 | 0 | 0 | 0 | 0 | 0 | 0 | 0 | 0 | 0 | 0 | 0 | 0 | 0 | 0 | 0 | 0 | 0 | 0 | 0 | 0 | 0 | 0 | 0 | 0 | 0 | 0 | 0 | 0 | 0 | 0 | 0 | 0 | 0 | 0 | 0 | 0 | 0 | 0 | 0
Residential | Whole House Efficiency | HVAC | Heat Pump Ductless (SF Mini Split Replace Resistance Heat w/CAC) | 18 | 0 | 59.08% | 0 | 23660.1854 | 0.6506 | 0 | 0 | 2836.2331 | 0 | 2400 |  | 4.6331 | 0.37335 | 5.4753 | 5.5911 | 19.3704 | 0.01007 | 0.10144 | 13140.6702 | 2716.9961 | 52538.9773 | 32796.4913 | 2400 | 2836.2331 |  | 23660.1854 | 23660.1854 | 23660.1854 | 23660.1854 | 23660.1854 | 23660.1854 | 23660.1854 | 23660.1854 | 23660.1854 | 23660.1854 | 23660.1854 | 23660.1854 | 23660.1854 | 23660.1854 | 23660.1854 | 23660.1854 | 23660.1854 | 23660.1854 | 0 | 0 | 0 | 0 | 0 | 0 | 0 | 0 | 0 | 0 | 0 | 0 | 0 | 0 | 0.6506 | 0.6506 | 0.6506 | 0.6506 | 0.6506 | 0.6506 | 0.6506 | 0.6506 | 0.6506 | 0.6506 | 0.6506 | 0.6506 | 0.6506 | 0.6506 | 0.6506 | 0.6506 | 0.6506 | 0.6506 | 0 | 0 | 0 | 0 | 0 | 0 | 0 | 0 | 0 | 0 | 0 | 0 | 0 | 0 | 0 | 0 | 0 | 0 | 0 | 0 | 0 | 0 | 0 | 0 | 0 | 0 | 0 | 0 | 0 | 0 | 0 | 0 | 0 | 0 | 0 | 0 | 0 | 0 | 0 | 0 | 0 | 0 | 0 | 0 | 0 | 0
Residential | Whole House Efficiency | HVAC | Heat Pump Ductless (SF Mini Split Replace Resistance Heat/RAC) | 18 | 0 | 59.08% | 0 | 46826.7696 | 3.9627 | 0 | 0 | 5672.4663 | 0 | 4800 |  | 4.9168 | 0.4001 | 5.8105 | 5.8648 | 19.1772 | 0.010176 | 0.10251 | 27890.4113 | 5377.3099 | 103981.881 | 64908.7789 | 4800 | 5672.4663 |  | 46826.7696 | 46826.7696 | 46826.7696 | 46826.7696 | 46826.7696 | 46826.7696 | 46826.7696 | 46826.7696 | 46826.7696 | 46826.7696 | 46826.7696 | 46826.7696 | 46826.7696 | 46826.7696 | 46826.7696 | 46826.7696 | 46826.7696 | 46826.7696 | 0 | 0 | 0 | 0 | 0 | 0 | 0 | 0 | 0 | 0 | 0 | 0 | 0 | 0 | 3.9627 | 3.9627 | 3.9627 | 3.9627 | 3.9627 | 3.9627 | 3.9627 | 3.9627 | 3.9627 | 3.9627 | 3.9627 | 3.9627 | 3.9627 | 3.9627 | 3.9627 | 3.9627 | 3.9627 | 3.9627 | 0 | 0 | 0 | 0 | 0 | 0 | 0 | 0 | 0 | 0 | 0 | 0 | 0 | 0 | 0 | 0 | 0 | 0 | 0 | 0 | 0 | 0 | 0 | 0 | 0 | 0 | 0 | 0 | 0 | 0 | 0 | 0 | 0 | 0 | 0 | 0 | 0 | 0 | 0 | 0 | 0 | 0 | 0 | 0 | 0 | 0
Residential | Whole House Efficiency | HVAC | Smart Programmable Thermostat (SF ASHP) | 5 | 0 | 59.08% | 0 | 45189.5239 | 9.0759 | 0 | 0 | 5317.1044 | 0 | 4500 |  | 2.2123 | 0.42099 | 2.614 | 2.6295 | 7.9088 | 0.023125 | 0.099581 | 11762.868 | 2218.4038 | 37551.7592 | 23440.9958 | 4500 | 5317.1044 |  | 45189.5239 | 45189.5239 | 45189.5239 | 45189.5239 | 45189.5239 | 0 | 0 | 0 | 0 | 0 | 0 | 0 | 0 | 0 | 0 | 0 | 0 | 0 | 0 | 0 | 0 | 0 | 0 | 0 | 0 | 0 | 0 | 0 | 0 | 0 | 0 | 0 | 9.0759 | 9.0759 | 9.0759 | 9.0759 | 9.0759 | 0 | 0 | 0 | 0 | 0 | 0 | 0 | 0 | 0 | 0 | 0 | 0 | 0 | 0 | 0 | 0 | 0 | 0 | 0 | 0 | 0 | 0 | 0 | 0 | 0 | 0 | 0 | 0 | 0 | 0 | 0 | 0 | 0 | 0 | 0 | 0 | 0 | 0 | 0 | 0 | 0 | 0 | 0 | 0 | 0 | 0 | 0 | 0 | 0 | 0 | 0 | 0 | 0 | 0 | 0 | 0 | 0 | 0 | 0
Residential | Whole House Efficiency | HVAC | Efficient Heat Pump (MF SEER 15, EER 12.5, HSPF 8.5) | 18 | 0 | 57.25% | 0 | 4529.8107 | 2.2129 | 0 | 0 | 3923.7242 | 0 | 4500 |  | 1.0159 | 0.36979 | 0.88577 | 1.1484 | 3.7923 | 0.09862 | 0.99342 | 3985.9746 | 520.1767 | 10380.0096 | 6278.9828 | 4500 | 3923.7242 |  | 4529.8107 | 4529.8107 | 4529.8107 | 4529.8107 | 4529.8107 | 4529.8107 | 4529.8107 | 4529.8107 | 4529.8107 | 4529.8107 | 4529.8107 | 4529.8107 | 4529.8107 | 4529.8107 | 4529.8107 | 4529.8107 | 4529.8107 | 4529.8107 | 0 | 0 | 0 | 0 | 0 | 0 | 0 | 0 | 0 | 0 | 0 | 0 | 0 | 0 | 2.2129 | 2.2129 | 2.2129 | 2.2129 | 2.2129 | 2.2129 | 2.2129 | 2.2129 | 2.2129 | 2.2129 | 2.2129 | 2.2129 | 2.2129 | 2.2129 | 2.2129 | 2.2129 | 2.2129 | 2.2129 | 0 | 0 | 0 | 0 | 0 | 0 | 0 | 0 | 0 | 0 | 0 | 0 | 0 | 0 | 0 | 0 | 0 | 0 | 0 | 0 | 0 | 0 | 0 | 0 | 0 | 0 | 0 | 0 | 0 | 0 | 0 | 0 | 0 | 0 | 0 | 0 | 0 | 0 | 0 | 0 | 0 | 0 | 0 | 0 | 0 | 0
Residential | Whole House Efficiency | HVAC | Efficient Heat Pump (MF SEER 16, EER 13, HSPF 9) | 18 | 0 | 57.25% | 0 | 1376.98 | 0.39283 | 0 | 0 | 1046.3264 | 0 | 900 |  | 0.96972 | 0.36125 | 1.1274 | 1.1208 | 3.8758 | 0.064886 | 0.6536 | 1014.6481 | 158.1243 | 3155.3339 | 1908.6964 | 900 | 1046.3264 |  | 1376.98 | 1376.98 | 1376.98 | 1376.98 | 1376.98 | 1376.98 | 1376.98 | 1376.98 | 1376.98 | 1376.98 | 1376.98 | 1376.98 | 1376.98 | 1376.98 | 1376.98 | 1376.98 | 1376.98 | 1376.98 | 0 | 0 | 0 | 0 | 0 | 0 | 0 | 0 | 0 | 0 | 0 | 0 | 0 | 0 | 0.39283 | 0.39283 | 0.39283 | 0.39283 | 0.39283 | 0.39283 | 0.39283 | 0.39283 | 0.39283 | 0.39283 | 0.39283 | 0.39283 | 0.39283 | 0.39283 | 0.39283 | 0.39283 | 0.39283 | 0.39283 | 0 | 0 | 0 | 0 | 0 | 0 | 0 | 0 | 0 | 0 | 0 | 0 | 0 | 0 | 0 | 0 | 0 | 0 | 0 | 0 | 0 | 0 | 0 | 0 | 0 | 0 | 0 | 0 | 0 | 0 | 0 | 0 | 0 | 0 | 0 | 0 | 0 | 0 | 0 | 0 | 0 | 0 | 0 | 0 | 0 | 0
Residential | Whole House Efficiency | HVAC | Efficient Heat Pump (MF SEER 14 Replace Resistance Heat w/CAC) | 18 | 6 | 57.25% | 0 | 0 | 0 | 658687.4933 | 48.2396 | 88563.1013 | 88563.1013 | 24000 |  | 5.3923 | 0.41948 | 7.4146 | 6.5265 | 20.7755 | 0.0073102 | 0.036436 | 177950.6251 | 37427.337 | 661605.5871 | 400212.5503 | 24000 | 33000.7264 |  | 658687.4933 | 658687.4933 | 658687.4933 | 658687.4933 | 658687.4933 | 658687.4933 | 0 | 0 | 0 | 0 | 0 | 0 | 0 | 0 | 0 | 0 | 0 | 0 | 0 | 0 | 0 | 0 | 0 | 0 | 0 | 0 | 0 | 0 | 0 | 0 | 0 | 0 | 48.2396 | 48.2396 | 48.2396 | 48.2396 | 48.2396 | 48.2396 | 0 | 0 | 0 | 0 | 0 | 0 | 0 | 0 | 0 | 0 | 0 | 0 | 0 | 0 | 0 | 0 | 0 | 0 | 0 | 0 | 0 | 0 | 0 | 0 | 0 | 0 | 0 | 0 | 0 | 0 | 0 | 0 | 0 | 0 | 0 | 0 | 0 | 0 | 0 | 0 | 0 | 0 | 0 | 0 | 0 | 0 | 0 | 0 | 0 | 0 | 0 | 0 | 0 | 0 | 0 | 0 | 0 | 0
Residential | Whole House Efficiency | HVAC | Efficient Heat Pump (MF SEER 15 Replace Resistance Heat w/CAC) | 18 | 6 | 57.25% | 0 | 3019.8738 | 1.4753 | 85355.8105 | 6.7839 | 13686.2038 | 11070.3877 | 6000 |  | 3.6652 | 0.41033 | 4.1178 | 4.4107 | 14.1851 | 0.013611 | 0.070294 | 24706.8001 | 5025.2016 | 89620.7048 | 54212.5573 | 6000 | 6740.9069 |  | 85355.8105 | 85355.8105 | 85355.8105 | 85355.8105 | 85355.8105 | 85355.8105 | 3019.8738 | 3019.8738 | 3019.8738 | 3019.8738 | 3019.8738 | 3019.8738 | 3019.8738 | 3019.8738 | 3019.8738 | 3019.8738 | 3019.8738 | 3019.8738 | 0 | 0 | 0 | 0 | 0 | 0 | 0 | 0 | 0 | 0 | 0 | 0 | 0 | 0 | 6.7839 | 6.7839 | 6.7839 | 6.7839 | 6.7839 | 6.7839 | 1.4753 | 1.4753 | 1.4753 | 1.4753 | 1.4753 | 1.4753 | 1.4753 | 1.4753 | 1.4753 | 1.4753 | 1.4753 | 1.4753 | 0 | 0 | 0 | 0 | 0 | 0 | 0 | 0 | 0 | 0 | 0 | 0 | 0 | 0 | 0 | 0 | 0 | 0 | 0 | 0 | 0 | 0 | 0 | 0 | 0 | 0 | 0 | 0 | 0 | 0 | 0 | 0 | 0 | 0 | 0 | 0 | 0 | 0 | 0 | 0 | 0 | 0 | 0 | 0 | 0 | 0
Residential | Whole House Efficiency | HVAC | Efficient Heat Pump (MF SEER 16 Replace Resistance Heat w/CAC) | 18 | 6 | 57.25% | 0 | 0 | 0 | 0 | 0 | 0 | 0 | 0 |  | n/a | n/a | n/a | n/a | n/a | 0 | 0 | 0 | 0 | 0 | 0 | 0 | 0 |  | 0 | 0 | 0 | 0 | 0 | 0 | 0 | 0 | 0 | 0 | 0 | 0 | 0 | 0 | 0 | 0 | 0 | 0 | 0 | 0 | 0 | 0 | 0 | 0 | 0 | 0 | 0 | 0 | 0 | 0 | 0 | 0 | 0 | 0 | 0 | 0 | 0 | 0 | 0 | 0 | 0 | 0 | 0 | 0 | 0 | 0 | 0 | 0 | 0 | 0 | 0 | 0 | 0 | 0 | 0 | 0 | 0 | 0 | 0 | 0 | 0 | 0 | 0 | 0 | 0 | 0 | 0 | 0 | 0 | 0 | 0 | 0 | 0 | 0 | 0 | 0 | 0 | 0 | 0 | 0 | 0 | 0 | 0 | 0 | 0 | 0 | 0 | 0 | 0 | 0 | 0 | 0 | 0 | 0 | 0 | 0
Residential | Whole House Efficiency | HVAC | Heat Pump Ductless (MF Mini Split Replace Resistance Heat w/CAC) | 18 | 0 | 57.25% | 0 | 15285.2538 | 0.42031 | 0 | 0 | 1832.2994 | 0 | 1600 |  | 4.6331 | 0.37254 | 5.3058 | 5.5911 | 19.9891 | 0.010392 | 0.10468 | 8489.3029 | 1755.2683 | 35025.9849 | 21187.6063 | 1600 | 1832.2994 |  | 15285.2538 | 15285.2538 | 15285.2538 | 15285.2538 | 15285.2538 | 15285.2538 | 15285.2538 | 15285.2538 | 15285.2538 | 15285.2538 | 15285.2538 | 15285.2538 | 15285.2538 | 15285.2538 | 15285.2538 | 15285.2538 | 15285.2538 | 15285.2538 | 0 | 0 | 0 | 0 | 0 | 0 | 0 | 0 | 0 | 0 | 0 | 0 | 0 | 0 | 0.42031 | 0.42031 | 0.42031 | 0.42031 | 0.42031 | 0.42031 | 0.42031 | 0.42031 | 0.42031 | 0.42031 | 0.42031 | 0.42031 | 0.42031 | 0.42031 | 0.42031 | 0.42031 | 0.42031 | 0.42031 | 0 | 0 | 0 | 0 | 0 | 0 | 0 | 0 | 0 | 0 | 0 | 0 | 0 | 0 | 0 | 0 | 0 | 0 | 0 | 0 | 0 | 0 | 0 | 0 | 0 | 0 | 0 | 0 | 0 | 0 | 0 | 0 | 0 | 0 | 0 | 0 | 0 | 0 | 0 | 0 | 0 | 0 | 0 | 0 | 0 | 0
Residential | Whole House Efficiency | HVAC | Heat Pump Ductless (MF Mini Split Replace Resistance Heat/RAC) | 18 | 0 | 57.25% | 0 | 30251.6251 | 2.5601 | 0 | 0 | 3664.5988 | 0 | 3200 |  | 4.9168 | 0.39922 | 5.6307 | 5.8648 | 19.7897 | 0.010501 | 0.10578 | 18018.1182 | 3473.9181 | 69321.254 | 41933.1946 | 3200 | 3664.5988 |  | 30251.6251 | 30251.6251 | 30251.6251 | 30251.6251 | 30251.6251 | 30251.6251 | 30251.6251 | 30251.6251 | 30251.6251 | 30251.6251 | 30251.6251 | 30251.6251 | 30251.6251 | 30251.6251 | 30251.6251 | 30251.6251 | 30251.6251 | 30251.6251 | 0 | 0 | 0 | 0 | 0 | 0 | 0 | 0 | 0 | 0 | 0 | 0 | 0 | 0 | 2.5601 | 2.5601 | 2.5601 | 2.5601 | 2.5601 | 2.5601 | 2.5601 | 2.5601 | 2.5601 | 2.5601 | 2.5601 | 2.5601 | 2.5601 | 2.5601 | 2.5601 | 2.5601 | 2.5601 | 2.5601 | 0 | 0 | 0 | 0 | 0 | 0 | 0 | 0 | 0 | 0 | 0 | 0 | 0 | 0 | 0 | 0 | 0 | 0 | 0 | 0 | 0 | 0 | 0 | 0 | 0 | 0 | 0 | 0 | 0 | 0 | 0 | 0 | 0 | 0 | 0 | 0 | 0 | 0 | 0 | 0 | 0 | 0 | 0 | 0 | 0 | 0
Residential | Whole House Efficiency | HVAC | Smart Programmable Thermostat (MF ASHP) | 5 | 0 | 57.25% | 0 | 13137.2599 | 2.6385 | 0 | 0 | 1545.7605 | 0 | 1350 |  | 2.2123 | 0.41884 | 2.5331 | 2.6295 | 8.1614 | 0.023863 | 0.10276 | 3419.6389 | 644.9226 | 11265.5278 | 6814.6426 | 1350 | 1545.7605 |  | 13137.2599 | 13137.2599 | 13137.2599 | 13137.2599 | 13137.2599 | 0 | 0 | 0 | 0 | 0 | 0 | 0 | 0 | 0 | 0 | 0 | 0 | 0 | 0 | 0 | 0 | 0 | 0 | 0 | 0 | 0 | 0 | 0 | 0 | 0 | 0 | 0 | 2.6385 | 2.6385 | 2.6385 | 2.6385 | 2.6385 | 0 | 0 | 0 | 0 | 0 | 0 | 0 | 0 | 0 | 0 | 0 | 0 | 0 | 0 | 0 | 0 | 0 | 0 | 0 | 0 | 0 | 0 | 0 | 0 | 0 | 0 | 0 | 0 | 0 | 0 | 0 | 0 | 0 | 0 | 0 | 0 | 0 | 0 | 0 | 0 | 0 | 0 | 0 | 0 | 0 | 0 | 0 | 0 | 0 | 0 | 0 | 0 | 0 | 0 | 0 | 0 | 0 | 0 | 0
Residential | Residential Home Performance | 0 | Behavioral Reports | 2 | 0 | 98% | 0 | 10147644.4539 | 1521.3911 | 0 | 0 | 0 | 0 | 0 |  | n/a | 0.47965 | n/a | n/a | n/a | 0 | 0 | 1087329.2295 | 222717.8866 | 2189268.9081 | 2266930.8666 | 0 | 0 |  | 10147644.4539 | 10147644.4539 | 0 | 0 | 0 | 0 | 0 | 0 | 0 | 0 | 0 | 0 | 0 | 0 | 0 | 0 | 0 | 0 | 0 | 0 | 0 | 0 | 0 | 0 | 0 | 0 | 0 | 0 | 0 | 0 | 0 | 0 | 1521.3911 | 1521.3911 | 0 | 0 | 0 | 0 | 0 | 0 | 0 | 0 | 0 | 0 | 0 | 0 | 0 | 0 | 0 | 0 | 0 | 0 | 0 | 0 | 0 | 0 | 0 | 0 | 0 | 0 | 0 | 0 | 0 | 0 | 0 | 0 | 0 | 0 | 0 | 0 | 0 | 0 | 0 | 0 | 0 | 0 | 0 | 0 | 0 | 0 | 0 | 0 | 0 | 0 | 0 | 0 | 0 | 0 | 0 | 0 | 0 | 0 | 0 | 0 | 0 | 0
Residential | Targeted Energy Efficiency | Tier 1 | Standard CFL | 5 | 0 | 84.24% | -22.3561 | 3222.4969 | 0.3321 | 0 | 0 | 0 | 0 | 0 |  | n/a | 0.60792 | n/a | n/a | n/a | 0 | 0 | 948.6541 | 158.1959 | 1753.2211 | 1560.4877 | 0 | 0 |  | 3222.4969 | 3222.4969 | 3222.4969 | 3222.4969 | 3222.4969 | 0 | 0 | 0 | 0 | 0 | 0 | 0 | 0 | 0 | 0 | 0 | 0 | 0 | 0 | 0 | 0 | 0 | 0 | 0 | 0 | 0 | 0 | 0 | 0 | 0 | 0 | 0 | 0.3321 | 0.3321 | 0.3321 | 0.3321 | 0.3321 | 0 | 0 | 0 | 0 | 0 | 0 | 0 | 0 | 0 | 0 | 0 | 0 | 0 | 0 | 0 | 0 | 0 | 0 | 0 | 0 | 0 | 0 | 0 | 0 | 0 | 0 | 0 | -22.3561 | -22.3561 | -22.3561 | -22.3561 | -22.3561 | 0 | 0 | 0 | 0 | 0 | 0 | 0 | 0 | 0 | 0 | 0 | 0 | 0 | 0 | 0 | 0 | 0 | 0 | 0 | 0 | 0 | 0 | 0 | 0 | 0 | 0 | 0
Residential | Targeted Energy Efficiency | Tier 1 | LED | 15 | 0 | 84.24% | -26.2106 | 3778.0998 | 0.38935 | 0 | 0 | 0 | 0 | 0 |  | n/a | 0.54049 | n/a | n/a | n/a | 0 | 0 | 2354.6524 | 396.5084 | 4894.6104 | 4356.5409 | 0 | 0 |  | 3778.0998 | 3778.0998 | 3778.0998 | 3778.0998 | 3778.0998 | 3778.0998 | 3778.0998 | 3778.0998 | 3778.0998 | 3778.0998 | 3778.0998 | 3778.0998 | 3778.0998 | 3778.0998 | 3778.0998 | 0 | 0 | 0 | 0 | 0 | 0 | 0 | 0 | 0 | 0 | 0 | 0 | 0 | 0 | 0 | 0 | 0 | 0.38935 | 0.38935 | 0.38935 | 0.38935 | 0.38935 | 0.38935 | 0.38935 | 0.38935 | 0.38935 | 0.38935 | 0.38935 | 0.38935 | 0.38935 | 0.38935 | 0.38935 | 0 | 0 | 0 | 0 | 0 | 0 | 0 | 0 | 0 | 0 | 0 | 0 | 0 | 0 | 0 | 0 | 0 | -26.2106 | -26.2106 | -26.2106 | -26.2106 | -26.2106 | -26.2106 | -26.2106 | -26.2106 | -26.2106 | -26.2106 | -26.2106 | -26.2106 | -26.2106 | -26.2106 | -26.2106 | 0 | 0 | 0 | 0 | 0 | 0 | 0 | 0 | 0 | 0 | 0 | 0 | 0 | 0 | 0 | 0 | 0
Residential | Targeted Energy Efficiency | Tier 1 | Pipe Insulated (Electric DHW) | 15 | 0 | 84.24% | 0 | 9393.103 | 1.0865 | 0 | 0 | 0 | 0 | 0 |  | n/a | 0.45428 | n/a | n/a | n/a | 0 | 0 | 5263.4092 | 985.7982 | 13017.2566 | 11586.2562 | 0 | 0 |  | 9393.103 | 9393.103 | 9393.103 | 9393.103 | 9393.103 | 9393.103 | 9393.103 | 9393.103 | 9393.103 | 9393.103 | 9393.103 | 9393.103 | 9393.103 | 9393.103 | 9393.103 | 0 | 0 | 0 | 0 | 0 | 0 | 0 | 0 | 0 | 0 | 0 | 0 | 0 | 0 | 0 | 0 | 0 | 1.0865 | 1.0865 | 1.0865 | 1.0865 | 1.0865 | 1.0865 | 1.0865 | 1.0865 | 1.0865 | 1.0865 | 1.0865 | 1.0865 | 1.0865 | 1.0865 | 1.0865 | 0 | 0 | 0 | 0 | 0 | 0 | 0 | 0 | 0 | 0 | 0 | 0 | 0 | 0 | 0 | 0 | 0 | 0 | 0 | 0 | 0 | 0 | 0 | 0 | 0 | 0 | 0 | 0 | 0 | 0 | 0 | 0 | 0 | 0 | 0 | 0 | 0 | 0 | 0 | 0 | 0 | 0 | 0 | 0 | 0 | 0 | 0 | 0 | 0
Residential | Targeted Energy Efficiency | Tier 1 | Pipe Insulated (Natural Gas DHW) | 15 | 0 | 84.24% | 49.1061 | 0 | 0 | 0 | 0 | 0 | 0 | 0 |  | n/a | 0.48588 | n/a | n/a | n/a | 0 | 0 | 276.4493 | 0 | 639.244 | 568.9712 | 0 | 0 |  | 0 | 0 | 0 | 0 | 0 | 0 | 0 | 0 | 0 | 0 | 0 | 0 | 0 | 0 | 0 | 0 | 0 | 0 | 0 | 0 | 0 | 0 | 0 | 0 | 0 | 0 | 0 | 0 | 0 | 0 | 0 | 0 | 0 | 0 | 0 | 0 | 0 | 0 | 0 | 0 | 0 | 0 | 0 | 0 | 0 | 0 | 0 | 0 | 0 | 0 | 0 | 0 | 0 | 0 | 0 | 0 | 0 | 0 | 0 | 0 | 0 | 0 | 0 | 0 | 49.1061 | 49.1061 | 49.1061 | 49.1061 | 49.1061 | 49.1061 | 49.1061 | 49.1061 | 49.1061 | 49.1061 | 49.1061 | 49.1061 | 49.1061 | 49.1061 | 49.1061 | 0 | 0 | 0 | 0 | 0 | 0 | 0 | 0 | 0 | 0 | 0 | 0 | 0 | 0 | 0 | 0 | 0
Residential | Targeted Energy Efficiency | Tier 1 | Water Heater Tank Wrap (Electric DHW) | 5 | 0 | 84.24% | 0 | 11992.6096 | 1.3872 | 0 | 0 | 0 | 0 | 0 |  | n/a | 0.46549 | n/a | n/a | n/a | 0 | 0 | 2895.7614 | 588.7305 | 6989.2138 | 6220.8824 | 0 | 0 |  | 11992.6096 | 11992.6096 | 11992.6096 | 11992.6096 | 11992.6096 | 0 | 0 | 0 | 0 | 0 | 0 | 0 | 0 | 0 | 0 | 0 | 0 | 0 | 0 | 0 | 0 | 0 | 0 | 0 | 0 | 0 | 0 | 0 | 0 | 0 | 0 | 0 | 1.3872 | 1.3872 | 1.3872 | 1.3872 | 1.3872 | 0 | 0 | 0 | 0 | 0 | 0 | 0 | 0 | 0 | 0 | 0 | 0 | 0 | 0 | 0 | 0 | 0 | 0 | 0 | 0 | 0 | 0 | 0 | 0 | 0 | 0 | 0 | 0 | 0 | 0 | 0 | 0 | 0 | 0 | 0 | 0 | 0 | 0 | 0 | 0 | 0 | 0 | 0 | 0 | 0 | 0 | 0 | 0 | 0 | 0 | 0 | 0 | 0 | 0 | 0 | 0 | 0 | 0 | 0
Residential | Targeted Energy Efficiency | Tier 1 | Low Flow Faucet Aerator - Single Family (Electric DHW) | 9 | 0 | 84.24% | 0 | 5655.8621 | 2.4313 | 0 | 0 | 0 | 0 | 0 |  | n/a | 0.61656 | n/a | n/a | n/a | 0 | 0 | 2959.5021 | 433.8796 | 5392.8236 | 4799.9849 | 0 | 0 |  | 5655.8621 | 5655.8621 | 5655.8621 | 5655.8621 | 5655.8621 | 5655.8621 | 5655.8621 | 5655.8621 | 5655.8621 | 0 | 0 | 0 | 0 | 0 | 0 | 0 | 0 | 0 | 0 | 0 | 0 | 0 | 0 | 0 | 0 | 0 | 0 | 0 | 0 | 0 | 0 | 0 | 2.4313 | 2.4313 | 2.4313 | 2.4313 | 2.4313 | 2.4313 | 2.4313 | 2.4313 | 2.4313 | 0 | 0 | 0 | 0 | 0 | 0 | 0 | 0 | 0 | 0 | 0 | 0 | 0 | 0 | 0 | 0 | 0 | 0 | 0 | 0 | 0 | 0 | 0 | 0 | 0 | 0 | 0 | 0 | 0 | 0 | 0 | 0 | 0 | 0 | 0 | 0 | 0 | 0 | 0 | 0 | 0 | 0 | 0 | 0 | 0 | 0 | 0 | 0 | 0 | 0 | 0 | 0 | 0 | 0 | 0
Residential | Targeted Energy Efficiency | Tier 1 | Low Flow Faucet Aerator - Single Family (Natural Gas DHW) | 9 | 0 | 84.24% | 30.3074 | 0 | 0 | 0 | 0 | 0 | 0 | 0 |  | n/a | 0.48588 | n/a | n/a | n/a | 0 | 0 | 118.7316 | 0 | 274.5475 | 244.3662 | 0 | 0 |  | 0 | 0 | 0 | 0 | 0 | 0 | 0 | 0 | 0 | 0 | 0 | 0 | 0 | 0 | 0 | 0 | 0 | 0 | 0 | 0 | 0 | 0 | 0 | 0 | 0 | 0 | 0 | 0 | 0 | 0 | 0 | 0 | 0 | 0 | 0 | 0 | 0 | 0 | 0 | 0 | 0 | 0 | 0 | 0 | 0 | 0 | 0 | 0 | 0 | 0 | 0 | 0 | 0 | 0 | 0 | 0 | 0 | 0 | 0 | 0 | 0 | 0 | 0 | 0 | 30.3074 | 30.3074 | 30.3074 | 30.3074 | 30.3074 | 30.3074 | 30.3074 | 30.3074 | 30.3074 | 0 | 0 | 0 | 0 | 0 | 0 | 0 | 0 | 0 | 0 | 0 | 0 | 0 | 0 | 0 | 0 | 0 | 0 | 0 | 0 | 0 | 0 | 0
Residential | Targeted Energy Efficiency | Tier 1 | Low Flow Showerhead - Single Family (Electric DHW) | 10 | 0 | 84.24% | 0 | 11178.531 | 1.1129 | 0 | 0 | 0 | 0 | 0 |  | n/a | 0.45776 | n/a | n/a | n/a | 0 | 0 | 4713.9559 | 920.8675 | 11569.7144 | 10297.8438 | 0 | 0 |  | 11178.531 | 11178.531 | 11178.531 | 11178.531 | 11178.531 | 11178.531 | 11178.531 | 11178.531 | 11178.531 | 11178.531 | 0 | 0 | 0 | 0 | 0 | 0 | 0 | 0 | 0 | 0 | 0 | 0 | 0 | 0 | 0 | 0 | 0 | 0 | 0 | 0 | 0 | 0 | 1.1129 | 1.1129 | 1.1129 | 1.1129 | 1.1129 | 1.1129 | 1.1129 | 1.1129 | 1.1129 | 1.1129 | 0 | 0 | 0 | 0 | 0 | 0 | 0 | 0 | 0 | 0 | 0 | 0 | 0 | 0 | 0 | 0 | 0 | 0 | 0 | 0 | 0 | 0 | 0 | 0 | 0 | 0 | 0 | 0 | 0 | 0 | 0 | 0 | 0 | 0 | 0 | 0 | 0 | 0 | 0 | 0 | 0 | 0 | 0 | 0 | 0 | 0 | 0 | 0 | 0 | 0 | 0 | 0 | 0 | 0
Residential | Targeted Energy Efficiency | Tier 1 | Low Flow Showerhead - Single Family (Natural Gas DHW) | 10 | 0 | 84.24% | 59.9012 | 0 | 0 | 0 | 0 | 0 | 0 | 0 |  | n/a | 0.48588 | n/a | n/a | n/a | 0 | 0 | 254.2174 | 0 | 587.8363 | 523.2148 | 0 | 0 |  | 0 | 0 | 0 | 0 | 0 | 0 | 0 | 0 | 0 | 0 | 0 | 0 | 0 | 0 | 0 | 0 | 0 | 0 | 0 | 0 | 0 | 0 | 0 | 0 | 0 | 0 | 0 | 0 | 0 | 0 | 0 | 0 | 0 | 0 | 0 | 0 | 0 | 0 | 0 | 0 | 0 | 0 | 0 | 0 | 0 | 0 | 0 | 0 | 0 | 0 | 0 | 0 | 0 | 0 | 0 | 0 | 0 | 0 | 0 | 0 | 0 | 0 | 0 | 0 | 59.9012 | 59.9012 | 59.9012 | 59.9012 | 59.9012 | 59.9012 | 59.9012 | 59.9012 | 59.9012 | 59.9012 | 0 | 0 | 0 | 0 | 0 | 0 | 0 | 0 | 0 | 0 | 0 | 0 | 0 | 0 | 0 | 0 | 0 | 0 | 0 | 0 | 0 | 0
Residential | Targeted Energy Efficiency | Tier 1 | Air Sealing 20% ACH Reduction (ASHP) | 15 | 0 | 84.24% | 0 | 7535.9438 | 3.362 | 0 | 0 | 0 | 0 | 0 |  | n/a | 0.62178 | n/a | n/a | n/a | 0 | 0 | 5779.7767 | 790.8909 | 10443.5472 | 9295.4773 | 0 | 0 |  | 7535.9438 | 7535.9438 | 7535.9438 | 7535.9438 | 7535.9438 | 7535.9438 | 7535.9438 | 7535.9438 | 7535.9438 | 7535.9438 | 7535.9438 | 7535.9438 | 7535.9438 | 7535.9438 | 7535.9438 | 0 | 0 | 0 | 0 | 0 | 0 | 0 | 0 | 0 | 0 | 0 | 0 | 0 | 0 | 0 | 0 | 0 | 3.362 | 3.362 | 3.362 | 3.362 | 3.362 | 3.362 | 3.362 | 3.362 | 3.362 | 3.362 | 3.362 | 3.362 | 3.362 | 3.362 | 3.362 | 0 | 0 | 0 | 0 | 0 | 0 | 0 | 0 | 0 | 0 | 0 | 0 | 0 | 0 | 0 | 0 | 0 | 0 | 0 | 0 | 0 | 0 | 0 | 0 | 0 | 0 | 0 | 0 | 0 | 0 | 0 | 0 | 0 | 0 | 0 | 0 | 0 | 0 | 0 | 0 | 0 | 0 | 0 | 0 | 0 | 0 | 0 | 0 | 0
Residential | Targeted Energy Efficiency | Tier 1 | Air Sealing 20% ACH Reduction (CAC & Electric Heat) | 15 | 0 | 84.24% | 0 | 38037.9667 | 5.1314 | 0 | 0 | 0 | 0 | 0 |  | n/a | 0.46403 | n/a | n/a | n/a | 0 | 0 | 21771.8728 | 3992.0523 | 52714.2064 | 46919.2795 | 0 | 0 |  | 38037.9667 | 38037.9667 | 38037.9667 | 38037.9667 | 38037.9667 | 38037.9667 | 38037.9667 | 38037.9667 | 38037.9667 | 38037.9667 | 38037.9667 | 38037.9667 | 38037.9667 | 38037.9667 | 38037.9667 | 0 | 0 | 0 | 0 | 0 | 0 | 0 | 0 | 0 | 0 | 0 | 0 | 0 | 0 | 0 | 0 | 0 | 5.1314 | 5.1314 | 5.1314 | 5.1314 | 5.1314 | 5.1314 | 5.1314 | 5.1314 | 5.1314 | 5.1314 | 5.1314 | 5.1314 | 5.1314 | 5.1314 | 5.1314 | 0 | 0 | 0 | 0 | 0 | 0 | 0 | 0 | 0 | 0 | 0 | 0 | 0 | 0 | 0 | 0 | 0 | 0 | 0 | 0 | 0 | 0 | 0 | 0 | 0 | 0 | 0 | 0 | 0 | 0 | 0 | 0 | 0 | 0 | 0 | 0 | 0 | 0 | 0 | 0 | 0 | 0 | 0 | 0 | 0 | 0 | 0 | 0 | 0
Residential | Targeted Energy Efficiency | Tier 1 | Duct Sealing 10% (ASHP) | 20 | 0 | 84.24% | 0 | 8037.4634 | 4.2814 | 0 | 0 | 0 | 0 | 0 |  | n/a | 0.65053 | n/a | n/a | n/a | 0 | 0 | 7716.0789 | 966.5354 | 13326.1451 | 11861.1883 | 0 | 0 |  | 8037.4634 | 8037.4634 | 8037.4634 | 8037.4634 | 8037.4634 | 8037.4634 | 8037.4634 | 8037.4634 | 8037.4634 | 8037.4634 | 8037.4634 | 8037.4634 | 8037.4634 | 8037.4634 | 8037.4634 | 8037.4634 | 8037.4634 | 8037.4634 | 8037.4634 | 8037.4634 | 0 | 0 | 0 | 0 | 0 | 0 | 0 | 0 | 0 | 0 | 0 | 0 | 4.2814 | 4.2814 | 4.2814 | 4.2814 | 4.2814 | 4.2814 | 4.2814 | 4.2814 | 4.2814 | 4.2814 | 4.2814 | 4.2814 | 4.2814 | 4.2814 | 4.2814 | 4.2814 | 4.2814 | 4.2814 | 4.2814 | 4.2814 | 0 | 0 | 0 | 0 | 0 | 0 | 0 | 0 | 0 | 0 | 0 | 0 | 0 | 0 | 0 | 0 | 0 | 0 | 0 | 0 | 0 | 0 | 0 | 0 | 0 | 0 | 0 | 0 | 0 | 0 | 0 | 0 | 0 | 0 | 0 | 0 | 0 | 0 | 0 | 0 | 0 | 0 | 0 | 0
Residential | Targeted Energy Efficiency | Tier 1 | Duct Sealing 10% (CAC & Electric Heat) | 20 | 0 | 84.24% | 0 | 41560.5043 | 3.2531 | 0 | 0 | 0 | 0 | 0 |  | n/a | 0.42034 | n/a | n/a | n/a | 0 | 0 | 25780.68 | 4997.8077 | 68907.4756 | 61332.406 | 0 | 0 |  | 41560.5043 | 41560.5043 | 41560.5043 | 41560.5043 | 41560.5043 | 41560.5043 | 41560.5043 | 41560.5043 | 41560.5043 | 41560.5043 | 41560.5043 | 41560.5043 | 41560.5043 | 41560.5043 | 41560.5043 | 41560.5043 | 41560.5043 | 41560.5043 | 41560.5043 | 41560.5043 | 0 | 0 | 0 | 0 | 0 | 0 | 0 | 0 | 0 | 0 | 0 | 0 | 3.2531 | 3.2531 | 3.2531 | 3.2531 | 3.2531 | 3.2531 | 3.2531 | 3.2531 | 3.2531 | 3.2531 | 3.2531 | 3.2531 | 3.2531 | 3.2531 | 3.2531 | 3.2531 | 3.2531 | 3.2531 | 3.2531 | 3.2531 | 0 | 0 | 0 | 0 | 0 | 0 | 0 | 0 | 0 | 0 | 0 | 0 | 0 | 0 | 0 | 0 | 0 | 0 | 0 | 0 | 0 | 0 | 0 | 0 | 0 | 0 | 0 | 0 | 0 | 0 | 0 | 0 | 0 | 0 | 0 | 0 | 0 | 0 | 0 | 0 | 0 | 0 | 0 | 0
Residential | Targeted Energy Efficiency | Tier 1 | Attic Insulation R-38 (ASHP) | 25 | 0 | 84.24% | 0 | 1987.9523 | 1.215 | 0 | 0 | 0 | 0 | 0 |  | n/a | 0.67734 | n/a | n/a | n/a | 0 | 0 | 2240.1583 | 259.6889 | 3715.7641 | 3307.2864 | 0 | 0 |  | 1987.9523 | 1987.9523 | 1987.9523 | 1987.9523 | 1987.9523 | 1987.9523 | 1987.9523 | 1987.9523 | 1987.9523 | 1987.9523 | 1987.9523 | 1987.9523 | 1987.9523 | 1987.9523 | 1987.9523 | 1987.9523 | 1987.9523 | 1987.9523 | 1987.9523 | 1987.9523 | 1987.9523 | 1987.9523 | 1987.9523 | 1987.9523 | 1987.9523 | 0 | 0 | 0 | 0 | 0 | 0 | 0 | 1.215 | 1.215 | 1.215 | 1.215 | 1.215 | 1.215 | 1.215 | 1.215 | 1.215 | 1.215 | 1.215 | 1.215 | 1.215 | 1.215 | 1.215 | 1.215 | 1.215 | 1.215 | 1.215 | 1.215 | 1.215 | 1.215 | 1.215 | 1.215 | 1.215 | 0 | 0 | 0 | 0 | 0 | 0 | 0 | 0 | 0 | 0 | 0 | 0 | 0 | 0 | 0 | 0 | 0 | 0 | 0 | 0 | 0 | 0 | 0 | 0 | 0 | 0 | 0 | 0 | 0 | 0 | 0 | 0 | 0 | 0 | 0 | 0 | 0 | 0 | 0
Residential | Targeted Energy Efficiency | Tier 1 | Attic Insulation R-38 (CAC & Electric Heat) | 25 | 0 | 84.24% | 0 | 11370.1791 | 0.37755 | 0 | 0 | 0 | 0 | 0 |  | n/a | 0.38637 | n/a | n/a | n/a | 0 | 0 | 7308.7264 | 1485.302 | 21252.4734 | 18916.1672 | 0 | 0 |  | 11370.1791 | 11370.1791 | 11370.1791 | 11370.1791 | 11370.1791 | 11370.1791 | 11370.1791 | 11370.1791 | 11370.1791 | 11370.1791 | 11370.1791 | 11370.1791 | 11370.1791 | 11370.1791 | 11370.1791 | 11370.1791 | 11370.1791 | 11370.1791 | 11370.1791 | 11370.1791 | 11370.1791 | 11370.1791 | 11370.1791 | 11370.1791 | 11370.1791 | 0 | 0 | 0 | 0 | 0 | 0 | 0 | 0.37755 | 0.37755 | 0.37755 | 0.37755 | 0.37755 | 0.37755 | 0.37755 | 0.37755 | 0.37755 | 0.37755 | 0.37755 | 0.37755 | 0.37755 | 0.37755 | 0.37755 | 0.37755 | 0.37755 | 0.37755 | 0.37755 | 0.37755 | 0.37755 | 0.37755 | 0.37755 | 0.37755 | 0.37755 | 0 | 0 | 0 | 0 | 0 | 0 | 0 | 0 | 0 | 0 | 0 | 0 | 0 | 0 | 0 | 0 | 0 | 0 | 0 | 0 | 0 | 0 | 0 | 0 | 0 | 0 | 0 | 0 | 0 | 0 | 0 | 0 | 0 | 0 | 0 | 0 | 0 | 0 | 0
Residential | Targeted Energy Efficiency | Tier 1 | Basement Sidewall Insulation R-13 (ASHP) | 25 | 0 | 84.24% | 0 | 0 | 0 | 0 | 0 | 0 | 0 | 0 |  | n/a | n/a | n/a | n/a | n/a | 0 | 0 | 0 | 0 | 0 | 0 | 0 | 0 |  | 0 | 0 | 0 | 0 | 0 | 0 | 0 | 0 | 0 | 0 | 0 | 0 | 0 | 0 | 0 | 0 | 0 | 0 | 0 | 0 | 0 | 0 | 0 | 0 | 0 | 0 | 0 | 0 | 0 | 0 | 0 | 0 | 0 | 0 | 0 | 0 | 0 | 0 | 0 | 0 | 0 | 0 | 0 | 0 | 0 | 0 | 0 | 0 | 0 | 0 | 0 | 0 | 0 | 0 | 0 | 0 | 0 | 0 | 0 | 0 | 0 | 0 | 0 | 0 | 0 | 0 | 0 | 0 | 0 | 0 | 0 | 0 | 0 | 0 | 0 | 0 | 0 | 0 | 0 | 0 | 0 | 0 | 0 | 0 | 0 | 0 | 0 | 0 | 0 | 0 | 0 | 0 | 0 | 0 | 0 | 0
Residential | Targeted Energy Efficiency | Tier 1 | Basement Sidewall Insulation R-13 (CAC & Electric Heat) | 25 | 0 | 84.24% | 0 | 4916.4634 | 0.12892 | 0 | 0 | 0 | 0 | 0 |  | n/a | 0.38286 | n/a | n/a | n/a | 0 | 0 | 3131.5409 | 642.2443 | 9189.5656 | 8179.3472 | 0 | 0 |  | 4916.4634 | 4916.4634 | 4916.4634 | 4916.4634 | 4916.4634 | 4916.4634 | 4916.4634 | 4916.4634 | 4916.4634 | 4916.4634 | 4916.4634 | 4916.4634 | 4916.4634 | 4916.4634 | 4916.4634 | 4916.4634 | 4916.4634 | 4916.4634 | 4916.4634 | 4916.4634 | 4916.4634 | 4916.4634 | 4916.4634 | 4916.4634 | 4916.4634 | 0 | 0 | 0 | 0 | 0 | 0 | 0 | 0.12892 | 0.12892 | 0.12892 | 0.12892 | 0.12892 | 0.12892 | 0.12892 | 0.12892 | 0.12892 | 0.12892 | 0.12892 | 0.12892 | 0.12892 | 0.12892 | 0.12892 | 0.12892 | 0.12892 | 0.12892 | 0.12892 | 0.12892 | 0.12892 | 0.12892 | 0.12892 | 0.12892 | 0.12892 | 0 | 0 | 0 | 0 | 0 | 0 | 0 | 0 | 0 | 0 | 0 | 0 | 0 | 0 | 0 | 0 | 0 | 0 | 0 | 0 | 0 | 0 | 0 | 0 | 0 | 0 | 0 | 0 | 0 | 0 | 0 | 0 | 0 | 0 | 0 | 0 | 0 | 0 | 0
Residential | Targeted Energy Efficiency | Tier 1 | Crawlspace Insulation R-19 (ASHP) | 25 | 0 | 84.24% | 0 | 41007.749 | 25.4487 | 0 | 0 | 0 | 0 | 0 |  | n/a | 0.68207 | n/a | n/a | n/a | 0 | 0 | 46533.2901 | 5356.898 | 76649.2845 | 68223.1499 | 0 | 0 |  | 41007.749 | 41007.749 | 41007.749 | 41007.749 | 41007.749 | 41007.749 | 41007.749 | 41007.749 | 41007.749 | 41007.749 | 41007.749 | 41007.749 | 41007.749 | 41007.749 | 41007.749 | 41007.749 | 41007.749 | 41007.749 | 41007.749 | 41007.749 | 41007.749 | 41007.749 | 41007.749 | 41007.749 | 41007.749 | 0 | 0 | 0 | 0 | 0 | 0 | 0 | 25.4487 | 25.4487 | 25.4487 | 25.4487 | 25.4487 | 25.4487 | 25.4487 | 25.4487 | 25.4487 | 25.4487 | 25.4487 | 25.4487 | 25.4487 | 25.4487 | 25.4487 | 25.4487 | 25.4487 | 25.4487 | 25.4487 | 25.4487 | 25.4487 | 25.4487 | 25.4487 | 25.4487 | 25.4487 | 0 | 0 | 0 | 0 | 0 | 0 | 0 | 0 | 0 | 0 | 0 | 0 | 0 | 0 | 0 | 0 | 0 | 0 | 0 | 0 | 0 | 0 | 0 | 0 | 0 | 0 | 0 | 0 | 0 | 0 | 0 | 0 | 0 | 0 | 0 | 0 | 0 | 0 | 0
Residential | Targeted Energy Efficiency | Tier 1 | Crawlspace Insulation R-19 (CAC & Electric Heat) | 25 | 0 | 84.24% | 0 | 240477.0135 | 6.7707 | 0 | 0 | 0 | 0 | 0 |  | n/a | 0.38383 | n/a | n/a | n/a | 0 | 0 | 153561.1021 | 31413.8394 | 449485.5595 | 400073.1501 | 0 | 0 |  | 240477.0135 | 240477.0135 | 240477.0135 | 240477.0135 | 240477.0135 | 240477.0135 | 240477.0135 | 240477.0135 | 240477.0135 | 240477.0135 | 240477.0135 | 240477.0135 | 240477.0135 | 240477.0135 | 240477.0135 | 240477.0135 | 240477.0135 | 240477.0135 | 240477.0135 | 240477.0135 | 240477.0135 | 240477.0135 | 240477.0135 | 240477.0135 | 240477.0135 | 0 | 0 | 0 | 0 | 0 | 0 | 0 | 6.7707 | 6.7707 | 6.7707 | 6.7707 | 6.7707 | 6.7707 | 6.7707 | 6.7707 | 6.7707 | 6.7707 | 6.7707 | 6.7707 | 6.7707 | 6.7707 | 6.7707 | 6.7707 | 6.7707 | 6.7707 | 6.7707 | 6.7707 | 6.7707 | 6.7707 | 6.7707 | 6.7707 | 6.7707 | 0 | 0 | 0 | 0 | 0 | 0 | 0 | 0 | 0 | 0 | 0 | 0 | 0 | 0 | 0 | 0 | 0 | 0 | 0 | 0 | 0 | 0 | 0 | 0 | 0 | 0 | 0 | 0 | 0 | 0 | 0 | 0 | 0 | 0 | 0 | 0 | 0 | 0 | 0
Residential | Targeted Energy Efficiency | Tier 1 | Efficient Door (SF) | 25 | 0 | 84.24% | 0 | 9906.4677 | 6.3203 | 0 | 0 | 0 | 0 | 0 |  | n/a | 0.69084 | n/a | n/a | n/a | 0 | 0 | 11385.7906 | 1294.0953 | 18516.5896 | 16481.0419 | 0 | 0 |  | 9906.4677 | 9906.4677 | 9906.4677 | 9906.4677 | 9906.4677 | 9906.4677 | 9906.4677 | 9906.4677 | 9906.4677 | 9906.4677 | 9906.4677 | 9906.4677 | 9906.4677 | 9906.4677 | 9906.4677 | 9906.4677 | 9906.4677 | 9906.4677 | 9906.4677 | 9906.4677 | 9906.4677 | 9906.4677 | 9906.4677 | 9906.4677 | 9906.4677 | 0 | 0 | 0 | 0 | 0 | 0 | 0 | 6.3203 | 6.3203 | 6.3203 | 6.3203 | 6.3203 | 6.3203 | 6.3203 | 6.3203 | 6.3203 | 6.3203 | 6.3203 | 6.3203 | 6.3203 | 6.3203 | 6.3203 | 6.3203 | 6.3203 | 6.3203 | 6.3203 | 6.3203 | 6.3203 | 6.3203 | 6.3203 | 6.3203 | 6.3203 | 0 | 0 | 0 | 0 | 0 | 0 | 0 | 0 | 0 | 0 | 0 | 0 | 0 | 0 | 0 | 0 | 0 | 0 | 0 | 0 | 0 | 0 | 0 | 0 | 0 | 0 | 0 | 0 | 0 | 0 | 0 | 0 | 0 | 0 | 0 | 0 | 0 | 0 | 0
Residential | Targeted Energy Efficiency | Tier 1 | Efficient Window (SF) | 25 | 0 | 84.24% | 0 | 9974.4366 | 6.3637 | 0 | 0 | 0 | 0 | 0 |  | n/a | 0.69084 | n/a | n/a | n/a | 0 | 0 | 11463.9092 | 1302.9742 | 18643.6331 | 16594.1193 | 0 | 0 |  | 9974.4366 | 9974.4366 | 9974.4366 | 9974.4366 | 9974.4366 | 9974.4366 | 9974.4366 | 9974.4366 | 9974.4366 | 9974.4366 | 9974.4366 | 9974.4366 | 9974.4366 | 9974.4366 | 9974.4366 | 9974.4366 | 9974.4366 | 9974.4366 | 9974.4366 | 9974.4366 | 9974.4366 | 9974.4366 | 9974.4366 | 9974.4366 | 9974.4366 | 0 | 0 | 0 | 0 | 0 | 0 | 0 | 6.3637 | 6.3637 | 6.3637 | 6.3637 | 6.3637 | 6.3637 | 6.3637 | 6.3637 | 6.3637 | 6.3637 | 6.3637 | 6.3637 | 6.3637 | 6.3637 | 6.3637 | 6.3637 | 6.3637 | 6.3637 | 6.3637 | 6.3637 | 6.3637 | 6.3637 | 6.3637 | 6.3637 | 6.3637 | 0 | 0 | 0 | 0 | 0 | 0 | 0 | 0 | 0 | 0 | 0 | 0 | 0 | 0 | 0 | 0 | 0 | 0 | 0 | 0 | 0 | 0 | 0 | 0 | 0 | 0 | 0 | 0 | 0 | 0 | 0 | 0 | 0 | 0 | 0 | 0 | 0 | 0 | 0
Residential | Targeted Energy Efficiency | Heat Pump | Efficient Heat Pump (SEER 15, EER 12.5, HSPF 8.5) | 18 | 0 | 84.24% | 0 | 8886.9127 | 4.3415 | 0 | 0 | 0 | 0 | 0 |  | n/a | 0.63481 | n/a | n/a | n/a | 0 | 0 | 7819.9754 | 1020.5206 | 13840.0128 | 12318.566 | 0 | 0 |  | 8886.9127 | 8886.9127 | 8886.9127 | 8886.9127 | 8886.9127 | 8886.9127 | 8886.9127 | 8886.9127 | 8886.9127 | 8886.9127 | 8886.9127 | 8886.9127 | 8886.9127 | 8886.9127 | 8886.9127 | 8886.9127 | 8886.9127 | 8886.9127 | 0 | 0 | 0 | 0 | 0 | 0 | 0 | 0 | 0 | 0 | 0 | 0 | 0 | 0 | 4.3415 | 4.3415 | 4.3415 | 4.3415 | 4.3415 | 4.3415 | 4.3415 | 4.3415 | 4.3415 | 4.3415 | 4.3415 | 4.3415 | 4.3415 | 4.3415 | 4.3415 | 4.3415 | 4.3415 | 4.3415 | 0 | 0 | 0 | 0 | 0 | 0 | 0 | 0 | 0 | 0 | 0 | 0 | 0 | 0 | 0 | 0 | 0 | 0 | 0 | 0 | 0 | 0 | 0 | 0 | 0 | 0 | 0 | 0 | 0 | 0 | 0 | 0 | 0 | 0 | 0 | 0 | 0 | 0 | 0 | 0 | 0 | 0 | 0 | 0 | 0 | 0
Residential | Targeted Energy Efficiency | Heat Pump | Efficient Heat Pump SEER 14 Replace Resistance Heat w/CAC | 18 | 6 | 84.24% | 0 | 0 | 0 | 242298.9592 | 17.745 | 0 | 0 | 0 |  | n/a | 0.44464 | n/a | n/a | n/a | 0 | 0 | 65459.3441 | 13767.6894 | 165401.3968 | 147218.6513 | 0 | 0 |  | 242298.9592 | 242298.9592 | 242298.9592 | 242298.9592 | 242298.9592 | 242298.9592 | 0 | 0 | 0 | 0 | 0 | 0 | 0 | 0 | 0 | 0 | 0 | 0 | 0 | 0 | 0 | 0 | 0 | 0 | 0 | 0 | 0 | 0 | 0 | 0 | 0 | 0 | 17.745 | 17.745 | 17.745 | 17.745 | 17.745 | 17.745 | 0 | 0 | 0 | 0 | 0 | 0 | 0 | 0 | 0 | 0 | 0 | 0 | 0 | 0 | 0 | 0 | 0 | 0 | 0 | 0 | 0 | 0 | 0 | 0 | 0 | 0 | 0 | 0 | 0 | 0 | 0 | 0 | 0 | 0 | 0 | 0 | 0 | 0 | 0 | 0 | 0 | 0 | 0 | 0 | 0 | 0 | 0 | 0 | 0 | 0 | 0 | 0 | 0 | 0 | 0 | 0 | 0 | 0
Residential | Community Outreach | 0 | Standard CFL | 5 | 0 | 42.45% | 0 | 0 | 0 | 0 | 0 | 0 | 0 | 0 |  | n/a | n/a | n/a | n/a | n/a | 0 | 0 | 0 | 0 | 0 | 0 | 0 | 0 |  | 0 | 0 | 0 | 0 | 0 | 0 | 0 | 0 | 0 | 0 | 0 | 0 | 0 | 0 | 0 | 0 | 0 | 0 | 0 | 0 | 0 | 0 | 0 | 0 | 0 | 0 | 0 | 0 | 0 | 0 | 0 | 0 | 0 | 0 | 0 | 0 | 0 | 0 | 0 | 0 | 0 | 0 | 0 | 0 | 0 | 0 | 0 | 0 | 0 | 0 | 0 | 0 | 0 | 0 | 0 | 0 | 0 | 0 | 0 | 0 | 0 | 0 | 0 | 0 | 0 | 0 | 0 | 0 | 0 | 0 | 0 | 0 | 0 | 0 | 0 | 0 | 0 | 0 | 0 | 0 | 0 | 0 | 0 | 0 | 0 | 0 | 0 | 0 | 0 | 0 | 0 | 0 | 0 | 0 | 0 | 0
Residential | Student Energy Education | 0 | Standard CFL | 5 | 0 | 66.86% | 0 | 0 | 0 | 0 | 0 | 0 | 0 | 0 |  | n/a | n/a | n/a | n/a | n/a | 0 | 0 | 0 | 0 | 0 | 0 | 0 | 0 |  | 0 | 0 | 0 | 0 | 0 | 0 | 0 | 0 | 0 | 0 | 0 | 0 | 0 | 0 | 0 | 0 | 0 | 0 | 0 | 0 | 0 | 0 | 0 | 0 | 0 | 0 | 0 | 0 | 0 | 0 | 0 | 0 | 0 | 0 | 0 | 0 | 0 | 0 | 0 | 0 | 0 | 0 | 0 | 0 | 0 | 0 | 0 | 0 | 0 | 0 | 0 | 0 | 0 | 0 | 0 | 0 | 0 | 0 | 0 | 0 | 0 | 0 | 0 | 0 | 0 | 0 | 0 | 0 | 0 | 0 | 0 | 0 | 0 | 0 | 0 | 0 | 0 | 0 | 0 | 0 | 0 | 0 | 0 | 0 | 0 | 0 | 0 | 0 | 0 | 0 | 0 | 0 | 0 | 0 | 0 | 0
Residential | Student Energy Education | 0 | Low Flow Faucet Aerator - Single Family (Electric DHW) | 9 | 0 | 66.86% | 0 | 0 | 0 | 0 | 0 | 0 | 0 | 0 |  | n/a | n/a | n/a | n/a | n/a | 0 | 0 | 0 | 0 | 0 | 0 | 0 | 0 |  | 0 | 0 | 0 | 0 | 0 | 0 | 0 | 0 | 0 | 0 | 0 | 0 | 0 | 0 | 0 | 0 | 0 | 0 | 0 | 0 | 0 | 0 | 0 | 0 | 0 | 0 | 0 | 0 | 0 | 0 | 0 | 0 | 0 | 0 | 0 | 0 | 0 | 0 | 0 | 0 | 0 | 0 | 0 | 0 | 0 | 0 | 0 | 0 | 0 | 0 | 0 | 0 | 0 | 0 | 0 | 0 | 0 | 0 | 0 | 0 | 0 | 0 | 0 | 0 | 0 | 0 | 0 | 0 | 0 | 0 | 0 | 0 | 0 | 0 | 0 | 0 | 0 | 0 | 0 | 0 | 0 | 0 | 0 | 0 | 0 | 0 | 0 | 0 | 0 | 0 | 0 | 0 | 0 | 0 | 0 | 0
Residential | Student Energy Education | 0 | Low Flow Faucet Aerator - Single Family (Natural Gas DHW) | 9 | 0 | 66.86% | 0 | 0 | 0 | 0 | 0 | 0 | 0 | 0 |  | n/a | n/a | n/a | n/a | n/a | 0 | 0 | 0 | 0 | 0 | 0 | 0 | 0 |  | 0 | 0 | 0 | 0 | 0 | 0 | 0 | 0 | 0 | 0 | 0 | 0 | 0 | 0 | 0 | 0 | 0 | 0 | 0 | 0 | 0 | 0 | 0 | 0 | 0 | 0 | 0 | 0 | 0 | 0 | 0 | 0 | 0 | 0 | 0 | 0 | 0 | 0 | 0 | 0 | 0 | 0 | 0 | 0 | 0 | 0 | 0 | 0 | 0 | 0 | 0 | 0 | 0 | 0 | 0 | 0 | 0 | 0 | 0 | 0 | 0 | 0 | 0 | 0 | 0 | 0 | 0 | 0 | 0 | 0 | 0 | 0 | 0 | 0 | 0 | 0 | 0 | 0 | 0 | 0 | 0 | 0 | 0 | 0 | 0 | 0 | 0 | 0 | 0 | 0 | 0 | 0 | 0 | 0 | 0 | 0
Residential | Student Energy Education | 0 | Low Flow Showerhead - Single Family (Electric DHW) | 10 | 0 | 66.86% | 0 | 0 | 0 | 0 | 0 | 0 | 0 | 0 |  | n/a | n/a | n/a | n/a | n/a | 0 | 0 | 0 | 0 | 0 | 0 | 0 | 0 |  | 0 | 0 | 0 | 0 | 0 | 0 | 0 | 0 | 0 | 0 | 0 | 0 | 0 | 0 | 0 | 0 | 0 | 0 | 0 | 0 | 0 | 0 | 0 | 0 | 0 | 0 | 0 | 0 | 0 | 0 | 0 | 0 | 0 | 0 | 0 | 0 | 0 | 0 | 0 | 0 | 0 | 0 | 0 | 0 | 0 | 0 | 0 | 0 | 0 | 0 | 0 | 0 | 0 | 0 | 0 | 0 | 0 | 0 | 0 | 0 | 0 | 0 | 0 | 0 | 0 | 0 | 0 | 0 | 0 | 0 | 0 | 0 | 0 | 0 | 0 | 0 | 0 | 0 | 0 | 0 | 0 | 0 | 0 | 0 | 0 | 0 | 0 | 0 | 0 | 0 | 0 | 0 | 0 | 0 | 0 | 0
Residential | Student Energy Education | 0 | Low Flow Showerhead - Single Family (Natural Gas DHW) | 10 | 0 | 66.86% | 0 | 0 | 0 | 0 | 0 | 0 | 0 | 0 |  | n/a | n/a | n/a | n/a | n/a | 0 | 0 | 0 | 0 | 0 | 0 | 0 | 0 |  | 0 | 0 | 0 | 0 | 0 | 0 | 0 | 0 | 0 | 0 | 0 | 0 | 0 | 0 | 0 | 0 | 0 | 0 | 0 | 0 | 0 | 0 | 0 | 0 | 0 | 0 | 0 | 0 | 0 | 0 | 0 | 0 | 0 | 0 | 0 | 0 | 0 | 0 | 0 | 0 | 0 | 0 | 0 | 0 | 0 | 0 | 0 | 0 | 0 | 0 | 0 | 0 | 0 | 0 | 0 | 0 | 0 | 0 | 0 | 0 | 0 | 0 | 0 | 0 | 0 | 0 | 0 | 0 | 0 | 0 | 0 | 0 | 0 | 0 | 0 | 0 | 0 | 0 | 0 | 0 | 0 | 0 | 0 | 0 | 0 | 0 | 0 | 0 | 0 | 0 | 0 | 0 | 0 | 0 | 0 | 0
Commercial | Commercial Incentive Program | Prescriptive | Lighting Optimization - Remove 4ft Lamp from T8 System | 11 | 0 | 83.46% | 0 | 55584.3016 | 12.6668 | 0 | 0 | 5448.5405 | 0 | 3264 |  | 5.2447 | 0.78423 | 8.755 | 6.1386 | 12.5181 | 0.0076401 | 0.058722 | 28576.2323 | 4870.2783 | 64941.3456 | 33174.4166 | 3264 | 5448.5405 |  | 55584.3016 | 55584.3016 | 55584.3016 | 55584.3016 | 55584.3016 | 55584.3016 | 55584.3016 | 55584.3016 | 55584.3016 | 55584.3016 | 55584.3016 | 0 | 0 | 0 | 0 | 0 | 0 | 0 | 0 | 0 | 0 | 0 | 0 | 0 | 0 | 0 | 0 | 0 | 0 | 0 | 0 | 0 | 12.6668 | 12.6668 | 12.6668 | 12.6668 | 12.6668 | 12.6668 | 12.6668 | 12.6668 | 12.6668 | 12.6668 | 12.6668 | 0 | 0 | 0 | 0 | 0 | 0 | 0 | 0 | 0 | 0 | 0 | 0 | 0 | 0 | 0 | 0 | 0 | 0 | 0 | 0 | 0 | 0 | 0 | 0 | 0 | 0 | 0 | 0 | 0 | 0 | 0 | 0 | 0 | 0 | 0 | 0 | 0 | 0 | 0 | 0 | 0 | 0 | 0 | 0 | 0 | 0 | 0 | 0 | 0 | 0 | 0 | 0 | 0
Commercial | Commercial Incentive Program | Prescriptive | Lighting Optimization - Remove 8ft Lamp from T8 System | 11 | 0 | 83.46% | 0 | 115138.9104 | 26.2384 | 0 | 0 | 7264.7207 | 0 | 4352 |  | 8.1481 | 0.81009 | 13.6015 | 9.5368 | 19.1161 | 0.0049178 | 0.037798 | 59193.624 | 10088.4335 | 134521.3588 | 68718.4344 | 4352 | 7264.7207 |  | 115138.9104 | 115138.9104 | 115138.9104 | 115138.9104 | 115138.9104 | 115138.9104 | 115138.9104 | 115138.9104 | 115138.9104 | 115138.9104 | 115138.9104 | 0 | 0 | 0 | 0 | 0 | 0 | 0 | 0 | 0 | 0 | 0 | 0 | 0 | 0 | 0 | 0 | 0 | 0 | 0 | 0 | 0 | 26.2384 | 26.2384 | 26.2384 | 26.2384 | 26.2384 | 26.2384 | 26.2384 | 26.2384 | 26.2384 | 26.2384 | 26.2384 | 0 | 0 | 0 | 0 | 0 | 0 | 0 | 0 | 0 | 0 | 0 | 0 | 0 | 0 | 0 | 0 | 0 | 0 | 0 | 0 | 0 | 0 | 0 | 0 | 0 | 0 | 0 | 0 | 0 | 0 | 0 | 0 | 0 | 0 | 0 | 0 | 0 | 0 | 0 | 0 | 0 | 0 | 0 | 0 | 0 | 0 | 0 | 0 | 0 | 0 | 0 | 0 | 0
Commercial | Commercial Incentive Program | Prescriptive | High Bay Fluorescent Fixture w/ HE Electronic Ballast (T5 ≤4 lamps) | 15 | 0 | 83.46% | 0 | 151076.0297 | 34.4279 | 0 | 0 | 30047.0986 | 0 | 18000 |  | 3.1702 | 0.73114 | 5.2919 | 3.6979 | 7.9023 | 0.012942 | 0.11915 | 95254.7099 | 15855.3012 | 219441.684 | 112281.6221 | 18000 | 30047.0986 |  | 151076.0297 | 151076.0297 | 151076.0297 | 151076.0297 | 151076.0297 | 151076.0297 | 151076.0297 | 151076.0297 | 151076.0297 | 151076.0297 | 151076.0297 | 151076.0297 | 151076.0297 | 151076.0297 | 151076.0297 | 0 | 0 | 0 | 0 | 0 | 0 | 0 | 0 | 0 | 0 | 0 | 0 | 0 | 0 | 0 | 0 | 0 | 34.4279 | 34.4279 | 34.4279 | 34.4279 | 34.4279 | 34.4279 | 34.4279 | 34.4279 | 34.4279 | 34.4279 | 34.4279 | 34.4279 | 34.4279 | 34.4279 | 34.4279 | 0 | 0 | 0 | 0 | 0 | 0 | 0 | 0 | 0 | 0 | 0 | 0 | 0 | 0 | 0 | 0 | 0 | 0 | 0 | 0 | 0 | 0 | 0 | 0 | 0 | 0 | 0 | 0 | 0 | 0 | 0 | 0 | 0 | 0 | 0 | 0 | 0 | 0 | 0 | 0 | 0 | 0 | 0 | 0 | 0 | 0 | 0 | 0 | 0
Commercial | Commercial Incentive Program | Prescriptive | High Bay Fluorescent Fixture w/ HE Electronic Ballast (T5 >4 lamps) | 15 | 0 | 83.46% | 0 | 124801.9376 | 28.4404 | 0 | 0 | 30047.0986 | 0 | 18000 |  | 2.6188 | 0.71048 | 4.3716 | 3.0548 | 6.6322 | 0.015667 | 0.14423 | 78688.6734 | 13097.8575 | 181277.9128 | 92754.3835 | 18000 | 30047.0986 |  | 124801.9376 | 124801.9376 | 124801.9376 | 124801.9376 | 124801.9376 | 124801.9376 | 124801.9376 | 124801.9376 | 124801.9376 | 124801.9376 | 124801.9376 | 124801.9376 | 124801.9376 | 124801.9376 | 124801.9376 | 0 | 0 | 0 | 0 | 0 | 0 | 0 | 0 | 0 | 0 | 0 | 0 | 0 | 0 | 0 | 0 | 0 | 28.4404 | 28.4404 | 28.4404 | 28.4404 | 28.4404 | 28.4404 | 28.4404 | 28.4404 | 28.4404 | 28.4404 | 28.4404 | 28.4404 | 28.4404 | 28.4404 | 28.4404 | 0 | 0 | 0 | 0 | 0 | 0 | 0 | 0 | 0 | 0 | 0 | 0 | 0 | 0 | 0 | 0 | 0 | 0 | 0 | 0 | 0 | 0 | 0 | 0 | 0 | 0 | 0 | 0 | 0 | 0 | 0 | 0 | 0 | 0 | 0 | 0 | 0 | 0 | 0 | 0 | 0 | 0 | 0 | 0 | 0 | 0 | 0 | 0 | 0
Commercial | Commercial Incentive Program | Prescriptive | High Bay Fluorescent Fixture (HP T8 ≤4 lamps) | 15 | 0 | 83.46% | 0 | 260989.3151 | 59.4754 | 0 | 0 | 80125.5962 | 0 | 48000 |  | 2.0537 | 0.68007 | 3.4282 | 2.3956 | 5.3303 | 0.019978 | 0.18392 | 164555.9627 | 27390.6072 | 379093.4599 | 193970.5704 | 48000 | 80125.5962 |  | 260989.3151 | 260989.3151 | 260989.3151 | 260989.3151 | 260989.3151 | 260989.3151 | 260989.3151 | 260989.3151 | 260989.3151 | 260989.3151 | 260989.3151 | 260989.3151 | 260989.3151 | 260989.3151 | 260989.3151 | 0 | 0 | 0 | 0 | 0 | 0 | 0 | 0 | 0 | 0 | 0 | 0 | 0 | 0 | 0 | 0 | 0 | 59.4754 | 59.4754 | 59.4754 | 59.4754 | 59.4754 | 59.4754 | 59.4754 | 59.4754 | 59.4754 | 59.4754 | 59.4754 | 59.4754 | 59.4754 | 59.4754 | 59.4754 | 0 | 0 | 0 | 0 | 0 | 0 | 0 | 0 | 0 | 0 | 0 | 0 | 0 | 0 | 0 | 0 | 0 | 0 | 0 | 0 | 0 | 0 | 0 | 0 | 0 | 0 | 0 | 0 | 0 | 0 | 0 | 0 | 0 | 0 | 0 | 0 | 0 | 0 | 0 | 0 | 0 | 0 | 0 | 0 | 0 | 0 | 0 | 0 | 0
Commercial | Commercial Incentive Program | Prescriptive | High Bay Fluorescent Fixture (HP T8 >4 lamps) | 15 | 0 | 83.46% | 0 | 436149.9292 | 99.3918 | 0 | 0 | 90141.2957 | 0 | 48000 |  | 3.0507 | 0.73893 | 5.7291 | 3.5585 | 7.5606 | 0.011954 | 0.11005 | 274996.2061 | 45773.5651 | 633518.6007 | 324152.1612 | 48000 | 90141.2957 |  | 436149.9292 | 436149.9292 | 436149.9292 | 436149.9292 | 436149.9292 | 436149.9292 | 436149.9292 | 436149.9292 | 436149.9292 | 436149.9292 | 436149.9292 | 436149.9292 | 436149.9292 | 436149.9292 | 436149.9292 | 0 | 0 | 0 | 0 | 0 | 0 | 0 | 0 | 0 | 0 | 0 | 0 | 0 | 0 | 0 | 0 | 0 | 99.3918 | 99.3918 | 99.3918 | 99.3918 | 99.3918 | 99.3918 | 99.3918 | 99.3918 | 99.3918 | 99.3918 | 99.3918 | 99.3918 | 99.3918 | 99.3918 | 99.3918 | 0 | 0 | 0 | 0 | 0 | 0 | 0 | 0 | 0 | 0 | 0 | 0 | 0 | 0 | 0 | 0 | 0 | 0 | 0 | 0 | 0 | 0 | 0 | 0 | 0 | 0 | 0 | 0 | 0 | 0 | 0 | 0 | 0 | 0 | 0 | 0 | 0 | 0 | 0 | 0 | 0 | 0 | 0 | 0 | 0 | 0 | 0 | 0 | 0
Commercial | Commercial Incentive Program | Prescriptive | Low Wattage T8 Lamp | 10 | 0 | 83.46% | 0 | 18391.8645 | 4.1912 | 0 | 0 | 1402.1979 | 0 | 840 |  | 6.2835 | 0.79709 | 10.4889 | 7.364 | 14.8638 | 0.0063204 | 0.045672 | 8810.6487 | 1515.0891 | 20002.0357 | 10213.496 | 840 | 1402.1979 |  | 18391.8645 | 18391.8645 | 18391.8645 | 18391.8645 | 18391.8645 | 18391.8645 | 18391.8645 | 18391.8645 | 18391.8645 | 18391.8645 | 0 | 0 | 0 | 0 | 0 | 0 | 0 | 0 | 0 | 0 | 0 | 0 | 0 | 0 | 0 | 0 | 0 | 0 | 0 | 0 | 0 | 0 | 4.1912 | 4.1912 | 4.1912 | 4.1912 | 4.1912 | 4.1912 | 4.1912 | 4.1912 | 4.1912 | 4.1912 | 0 | 0 | 0 | 0 | 0 | 0 | 0 | 0 | 0 | 0 | 0 | 0 | 0 | 0 | 0 | 0 | 0 | 0 | 0 | 0 | 0 | 0 | 0 | 0 | 0 | 0 | 0 | 0 | 0 | 0 | 0 | 0 | 0 | 0 | 0 | 0 | 0 | 0 | 0 | 0 | 0 | 0 | 0 | 0 | 0 | 0 | 0 | 0 | 0 | 0 | 0 | 0 | 0 | 0
Commercial | Commercial Incentive Program | Prescriptive | Omnidirectional LED Bulb (<10W) | 8 | 0 | 83.46% | 0 | 16990.5796 | 3.8719 | 0 | 0 | 5759.0272 | 0 | 3600 |  | 1.1836 | 0.59209 | 1.8934 | 1.3919 | 3.3181 | 0.034218 | 0.21188 | 6816.3386 | 1199.3747 | 15509.3069 | 7912.3516 | 3600 | 5759.0272 |  | 16990.5796 | 16990.5796 | 16990.5796 | 16990.5796 | 16990.5796 | 16990.5796 | 16990.5796 | 16990.5796 | 0 | 0 | 0 | 0 | 0 | 0 | 0 | 0 | 0 | 0 | 0 | 0 | 0 | 0 | 0 | 0 | 0 | 0 | 0 | 0 | 0 | 0 | 0 | 0 | 3.8719 | 3.8719 | 3.8719 | 3.8719 | 3.8719 | 3.8719 | 3.8719 | 3.8719 | 0 | 0 | 0 | 0 | 0 | 0 | 0 | 0 | 0 | 0 | 0 | 0 | 0 | 0 | 0 | 0 | 0 | 0 | 0 | 0 | 0 | 0 | 0 | 0 | 0 | 0 | 0 | 0 | 0 | 0 | 0 | 0 | 0 | 0 | 0 | 0 | 0 | 0 | 0 | 0 | 0 | 0 | 0 | 0 | 0 | 0 | 0 | 0 | 0 | 0 | 0 | 0 | 0 | 0 | 0 | 0
Commercial | Commercial Incentive Program | Prescriptive | Omnidirectional LED Bulb (≥10W) | 8 | 0 | 83.46% | 0 | 26186.5118 | 5.9675 | 0 | 0 | 7762.1671 | 0 | 4800 |  | 1.3534 | 0.61816 | 2.1887 | 1.5916 | 3.6979 | 0.029602 | 0.1833 | 10505.5941 | 1848.5209 | 23903.5193 | 12194.8099 | 4800 | 7762.1671 |  | 26186.5118 | 26186.5118 | 26186.5118 | 26186.5118 | 26186.5118 | 26186.5118 | 26186.5118 | 26186.5118 | 0 | 0 | 0 | 0 | 0 | 0 | 0 | 0 | 0 | 0 | 0 | 0 | 0 | 0 | 0 | 0 | 0 | 0 | 0 | 0 | 0 | 0 | 0 | 0 | 5.9675 | 5.9675 | 5.9675 | 5.9675 | 5.9675 | 5.9675 | 5.9675 | 5.9675 | 0 | 0 | 0 | 0 | 0 | 0 | 0 | 0 | 0 | 0 | 0 | 0 | 0 | 0 | 0 | 0 | 0 | 0 | 0 | 0 | 0 | 0 | 0 | 0 | 0 | 0 | 0 | 0 | 0 | 0 | 0 | 0 | 0 | 0 | 0 | 0 | 0 | 0 | 0 | 0 | 0 | 0 | 0 | 0 | 0 | 0 | 0 | 0 | 0 | 0 | 0 | 0 | 0 | 0 | 0 | 0
Commercial | Commercial Incentive Program | Prescriptive | Directional LED Bulb (<15W) | 11 | 0 | 83.46% | 0 | 28901.5013 | 6.5862 | 0 | 0 | 8012.5596 | 0 | 4800 |  | 1.8544 | 0.67387 | 3.0955 | 2.1704 | 4.8133 | 0.021608 | 0.16608 | 14858.4401 | 2532.3401 | 33766.7711 | 17249.3027 | 4800 | 8012.5596 |  | 28901.5013 | 28901.5013 | 28901.5013 | 28901.5013 | 28901.5013 | 28901.5013 | 28901.5013 | 28901.5013 | 28901.5013 | 28901.5013 | 28901.5013 | 0 | 0 | 0 | 0 | 0 | 0 | 0 | 0 | 0 | 0 | 0 | 0 | 0 | 0 | 0 | 0 | 0 | 0 | 0 | 0 | 0 | 6.5862 | 6.5862 | 6.5862 | 6.5862 | 6.5862 | 6.5862 | 6.5862 | 6.5862 | 6.5862 | 6.5862 | 6.5862 | 0 | 0 | 0 | 0 | 0 | 0 | 0 | 0 | 0 | 0 | 0 | 0 | 0 | 0 | 0 | 0 | 0 | 0 | 0 | 0 | 0 | 0 | 0 | 0 | 0 | 0 | 0 | 0 | 0 | 0 | 0 | 0 | 0 | 0 | 0 | 0 | 0 | 0 | 0 | 0 | 0 | 0 | 0 | 0 | 0 | 0 | 0 | 0 | 0 | 0 | 0 | 0 | 0
Commercial | Commercial Incentive Program | Prescriptive | Directional LED Bulb (≥15W) | 11 | 0 | 83.46% | 0 | 46417.5627 | 10.5778 | 0 | 0 | 10015.6995 | 0 | 6000 |  | 2.3826 | 0.70805 | 3.9773 | 2.7887 | 6.0137 | 0.016818 | 0.12926 | 23863.5553 | 4067.0916 | 54231.4808 | 27703.4256 | 6000 | 10015.6995 |  | 46417.5627 | 46417.5627 | 46417.5627 | 46417.5627 | 46417.5627 | 46417.5627 | 46417.5627 | 46417.5627 | 46417.5627 | 46417.5627 | 46417.5627 | 0 | 0 | 0 | 0 | 0 | 0 | 0 | 0 | 0 | 0 | 0 | 0 | 0 | 0 | 0 | 0 | 0 | 0 | 0 | 0 | 0 | 10.5778 | 10.5778 | 10.5778 | 10.5778 | 10.5778 | 10.5778 | 10.5778 | 10.5778 | 10.5778 | 10.5778 | 10.5778 | 0 | 0 | 0 | 0 | 0 | 0 | 0 | 0 | 0 | 0 | 0 | 0 | 0 | 0 | 0 | 0 | 0 | 0 | 0 | 0 | 0 | 0 | 0 | 0 | 0 | 0 | 0 | 0 | 0 | 0 | 0 | 0 | 0 | 0 | 0 | 0 | 0 | 0 | 0 | 0 | 0 | 0 | 0 | 0 | 0 | 0 | 0 | 0 | 0 | 0 | 0 | 0 | 0
Commercial | Commercial Incentive Program | Prescriptive | LED High & Low-Bay Fixture | 11 | 0 | 83.46% | 0 | 385656.9628 | 87.8852 | 0 | 0 | 130871.8071 | 0 | 78400 |  | 1.515 | 0.64254 | 2.5289 | 1.7732 | 4.042 | 0.02645 | 0.20329 | 198268.6232 | 33791.1365 | 450578.3362 | 230171.9081 | 78400 | 130871.8071 |  | 385656.9628 | 385656.9628 | 385656.9628 | 385656.9628 | 385656.9628 | 385656.9628 | 385656.9628 | 385656.9628 | 385656.9628 | 385656.9628 | 385656.9628 | 0 | 0 | 0 | 0 | 0 | 0 | 0 | 0 | 0 | 0 | 0 | 0 | 0 | 0 | 0 | 0 | 0 | 0 | 0 | 0 | 0 | 87.8852 | 87.8852 | 87.8852 | 87.8852 | 87.8852 | 87.8852 | 87.8852 | 87.8852 | 87.8852 | 87.8852 | 87.8852 | 0 | 0 | 0 | 0 | 0 | 0 | 0 | 0 | 0 | 0 | 0 | 0 | 0 | 0 | 0 | 0 | 0 | 0 | 0 | 0 | 0 | 0 | 0 | 0 | 0 | 0 | 0 | 0 | 0 | 0 | 0 | 0 | 0 | 0 | 0 | 0 | 0 | 0 | 0 | 0 | 0 | 0 | 0 | 0 | 0 | 0 | 0 | 0 | 0 | 0 | 0 | 0 | 0
Commercial | Commercial Incentive Program | Prescriptive | LED Wall Mounted Area Lights (<30W) | 10 | 0 | 83.46% | 0 | 18281.4233 | 0 | 0 | 0 | 4173.2081 | 0 | 2000 |  | 1.6524 | 0.56745 | 3.4479 | 2.0133 | 5.2434 | 0.01514 | 0.1094 | 6895.7877 | 1505.9911 | 19881.9255 | 10152.165 | 2000 | 4173.2081 |  | 18281.4233 | 18281.4233 | 18281.4233 | 18281.4233 | 18281.4233 | 18281.4233 | 18281.4233 | 18281.4233 | 18281.4233 | 18281.4233 | 0 | 0 | 0 | 0 | 0 | 0 | 0 | 0 | 0 | 0 | 0 | 0 | 0 | 0 | 0 | 0 | 0 | 0 | 0 | 0 | 0 | 0 | 0 | 0 | 0 | 0 | 0 | 0 | 0 | 0 | 0 | 0 | 0 | 0 | 0 | 0 | 0 | 0 | 0 | 0 | 0 | 0 | 0 | 0 | 0 | 0 | 0 | 0 | 0 | 0 | 0 | 0 | 0 | 0 | 0 | 0 | 0 | 0 | 0 | 0 | 0 | 0 | 0 | 0 | 0 | 0 | 0 | 0 | 0 | 0 | 0 | 0 | 0 | 0 | 0 | 0 | 0 | 0 | 0 | 0 | 0 | 0 | 0 | 0 | 0 | 0
Commercial | Commercial Incentive Program | Prescriptive | LED Wall Mounted Area Lights (30-75W) | 10 | 0 | 83.46% | 0 | 22553.4304 | 0 | 0 | 0 | 8346.4163 | 0 | 4000 |  | 1.0193 | 0.51482 | 2.1268 | 1.2419 | 3.418 | 0.024544 | 0.17736 | 8507.197 | 1857.9115 | 24527.9384 | 12524.5253 | 4000 | 8346.4163 |  | 22553.4304 | 22553.4304 | 22553.4304 | 22553.4304 | 22553.4304 | 22553.4304 | 22553.4304 | 22553.4304 | 22553.4304 | 22553.4304 | 0 | 0 | 0 | 0 | 0 | 0 | 0 | 0 | 0 | 0 | 0 | 0 | 0 | 0 | 0 | 0 | 0 | 0 | 0 | 0 | 0 | 0 | 0 | 0 | 0 | 0 | 0 | 0 | 0 | 0 | 0 | 0 | 0 | 0 | 0 | 0 | 0 | 0 | 0 | 0 | 0 | 0 | 0 | 0 | 0 | 0 | 0 | 0 | 0 | 0 | 0 | 0 | 0 | 0 | 0 | 0 | 0 | 0 | 0 | 0 | 0 | 0 | 0 | 0 | 0 | 0 | 0 | 0 | 0 | 0 | 0 | 0 | 0 | 0 | 0 | 0 | 0 | 0 | 0 | 0 | 0 | 0 | 0 | 0 | 0 | 0
Commercial | Commercial Incentive Program | Prescriptive | LED Wall Mounted Area Lights (≥75W) | 10 | 0 | 83.46% | 0 | 42304.9776 | 0 | 0 | 0 | 12519.6244 | 0 | 6000 |  | 1.2746 | 0.54106 | 2.6596 | 1.553 | 4.1542 | 0.019627 | 0.14183 | 15957.5182 | 3485.0088 | 46008.6943 | 23493.0896 | 6000 | 12519.6244 |  | 42304.9776 | 42304.9776 | 42304.9776 | 42304.9776 | 42304.9776 | 42304.9776 | 42304.9776 | 42304.9776 | 42304.9776 | 42304.9776 | 0 | 0 | 0 | 0 | 0 | 0 | 0 | 0 | 0 | 0 | 0 | 0 | 0 | 0 | 0 | 0 | 0 | 0 | 0 | 0 | 0 | 0 | 0 | 0 | 0 | 0 | 0 | 0 | 0 | 0 | 0 | 0 | 0 | 0 | 0 | 0 | 0 | 0 | 0 | 0 | 0 | 0 | 0 | 0 | 0 | 0 | 0 | 0 | 0 | 0 | 0 | 0 | 0 | 0 | 0 | 0 | 0 | 0 | 0 | 0 | 0 | 0 | 0 | 0 | 0 | 0 | 0 | 0 | 0 | 0 | 0 | 0 | 0 | 0 | 0 | 0 | 0 | 0 | 0 | 0 | 0 | 0 | 0 | 0 | 0 | 0
Commercial | Commercial Incentive Program | Prescriptive | LED Flood Light (<15W) | 10 | 0 | 83.46% | 0 | 14130.4851 | 0 | 0 | 0 | 2220.1467 | 0 | 1140 |  | 2.4008 | 0.59308 | 4.6755 | 2.9251 | 7.4354 | 0.011165 | 0.080677 | 5330.046 | 1164.0442 | 15367.581 | 7847.0377 | 1140 | 2220.1467 |  | 14130.4851 | 14130.4851 | 14130.4851 | 14130.4851 | 14130.4851 | 14130.4851 | 14130.4851 | 14130.4851 | 14130.4851 | 14130.4851 | 0 | 0 | 0 | 0 | 0 | 0 | 0 | 0 | 0 | 0 | 0 | 0 | 0 | 0 | 0 | 0 | 0 | 0 | 0 | 0 | 0 | 0 | 0 | 0 | 0 | 0 | 0 | 0 | 0 | 0 | 0 | 0 | 0 | 0 | 0 | 0 | 0 | 0 | 0 | 0 | 0 | 0 | 0 | 0 | 0 | 0 | 0 | 0 | 0 | 0 | 0 | 0 | 0 | 0 | 0 | 0 | 0 | 0 | 0 | 0 | 0 | 0 | 0 | 0 | 0 | 0 | 0 | 0 | 0 | 0 | 0 | 0 | 0 | 0 | 0 | 0 | 0 | 0 | 0 | 0 | 0 | 0 | 0 | 0 | 0 | 0
Commercial | Commercial Incentive Program | Prescriptive | LED Flood Light (≥15W) | 10 | 0 | 83.46% | 0 | 15839.288 | 0 | 0 | 0 | 2854.4744 | 0 | 1520 |  | 2.0931 | 0.57916 | 3.9307 | 2.5502 | 6.5672 | 0.01328 | 0.095964 | 5974.6096 | 1304.8124 | 17225.9862 | 8795.9818 | 1520 | 2854.4744 |  | 15839.288 | 15839.288 | 15839.288 | 15839.288 | 15839.288 | 15839.288 | 15839.288 | 15839.288 | 15839.288 | 15839.288 | 0 | 0 | 0 | 0 | 0 | 0 | 0 | 0 | 0 | 0 | 0 | 0 | 0 | 0 | 0 | 0 | 0 | 0 | 0 | 0 | 0 | 0 | 0 | 0 | 0 | 0 | 0 | 0 | 0 | 0 | 0 | 0 | 0 | 0 | 0 | 0 | 0 | 0 | 0 | 0 | 0 | 0 | 0 | 0 | 0 | 0 | 0 | 0 | 0 | 0 | 0 | 0 | 0 | 0 | 0 | 0 | 0 | 0 | 0 | 0 | 0 | 0 | 0 | 0 | 0 | 0 | 0 | 0 | 0 | 0 | 0 | 0 | 0 | 0 | 0 | 0 | 0 | 0 | 0 | 0 | 0 | 0 | 0 | 0 | 0 | 0
Commercial | Commercial Incentive Program | Prescriptive | LED Exit Sign | 16 | 0 | 83.46% | 0 | 12515.0403 | 1.4476 | 0 | 0 | 4507.0648 | 0 | 2700 |  | 1.6128 | 0.58602 | 2.6922 | 1.9141 | 4.8053 | 0.022667 | 0.21574 | 7268.9294 | 1357.9221 | 18957.8601 | 9703.8481 | 2700 | 4507.0648 |  | 12515.0403 | 12515.0403 | 12515.0403 | 12515.0403 | 12515.0403 | 12515.0403 | 12515.0403 | 12515.0403 | 12515.0403 | 12515.0403 | 12515.0403 | 12515.0403 | 12515.0403 | 12515.0403 | 12515.0403 | 12515.0403 | 0 | 0 | 0 | 0 | 0 | 0 | 0 | 0 | 0 | 0 | 0 | 0 | 0 | 0 | 0 | 0 | 1.4476 | 1.4476 | 1.4476 | 1.4476 | 1.4476 | 1.4476 | 1.4476 | 1.4476 | 1.4476 | 1.4476 | 1.4476 | 1.4476 | 1.4476 | 1.4476 | 1.4476 | 1.4476 | 0 | 0 | 0 | 0 | 0 | 0 | 0 | 0 | 0 | 0 | 0 | 0 | 0 | 0 | 0 | 0 | 0 | 0 | 0 | 0 | 0 | 0 | 0 | 0 | 0 | 0 | 0 | 0 | 0 | 0 | 0 | 0 | 0 | 0 | 0 | 0 | 0 | 0 | 0 | 0 | 0 | 0 | 0 | 0 | 0 | 0 | 0 | 0
Commercial | Commercial Incentive Program | Prescriptive | Photocell Occupancy Sensor | 8 | 0 | 83.46% | 0 | 17415.0156 | 3.9686 | 0 | 0 | 1652.5904 | 0 | 900 |  | 4.2277 | 0.77543 | 7.7629 | 4.9716 | 10.1639 | 0.008346 | 0.05168 | 6986.6153 | 1229.3359 | 15896.7397 | 8110.0074 | 900 | 1652.5904 |  | 17415.0156 | 17415.0156 | 17415.0156 | 17415.0156 | 17415.0156 | 17415.0156 | 17415.0156 | 17415.0156 | 0 | 0 | 0 | 0 | 0 | 0 | 0 | 0 | 0 | 0 | 0 | 0 | 0 | 0 | 0 | 0 | 0 | 0 | 0 | 0 | 0 | 0 | 0 | 0 | 3.9686 | 3.9686 | 3.9686 | 3.9686 | 3.9686 | 3.9686 | 3.9686 | 3.9686 | 0 | 0 | 0 | 0 | 0 | 0 | 0 | 0 | 0 | 0 | 0 | 0 | 0 | 0 | 0 | 0 | 0 | 0 | 0 | 0 | 0 | 0 | 0 | 0 | 0 | 0 | 0 | 0 | 0 | 0 | 0 | 0 | 0 | 0 | 0 | 0 | 0 | 0 | 0 | 0 | 0 | 0 | 0 | 0 | 0 | 0 | 0 | 0 | 0 | 0 | 0 | 0 | 0 | 0 | 0 | 0
Commercial | Commercial Incentive Program | Prescriptive | Wall-Mount Occupancy Sensor | 8 | 0 | 83.46% | 0 | 11494.9153 | 2.6195 | 0 | 0 | 1051.6484 | 0 | 600 |  | 4.3851 | 0.77465 | 7.6859 | 5.1567 | 10.548 | 0.0084295 | 0.052197 | 4611.5693 | 811.4327 | 10492.7656 | 5353.0729 | 600 | 1051.6484 |  | 11494.9153 | 11494.9153 | 11494.9153 | 11494.9153 | 11494.9153 | 11494.9153 | 11494.9153 | 11494.9153 | 0 | 0 | 0 | 0 | 0 | 0 | 0 | 0 | 0 | 0 | 0 | 0 | 0 | 0 | 0 | 0 | 0 | 0 | 0 | 0 | 0 | 0 | 0 | 0 | 2.6195 | 2.6195 | 2.6195 | 2.6195 | 2.6195 | 2.6195 | 2.6195 | 2.6195 | 0 | 0 | 0 | 0 | 0 | 0 | 0 | 0 | 0 | 0 | 0 | 0 | 0 | 0 | 0 | 0 | 0 | 0 | 0 | 0 | 0 | 0 | 0 | 0 | 0 | 0 | 0 | 0 | 0 | 0 | 0 | 0 | 0 | 0 | 0 | 0 | 0 | 0 | 0 | 0 | 0 | 0 | 0 | 0 | 0 | 0 | 0 | 0 | 0 | 0 | 0 | 0 | 0 | 0 | 0 | 0
Commercial | Commercial Incentive Program | Prescriptive | Air Cooled Chiller (<150 Tons) | 20 | 0 | 83.46% | 0 | 8543.0836 | 6.993 | 0 | 0 | 7949.9615 | 0 | 3750 |  | 1.2613 | 0.88399 | 2.6739 | 1.3905 | 2.335 | 0.041612 | 0.43895 | 10027.2148 | 1027.3381 | 14812.7643 | 7593.1752 | 3750 | 7949.9615 |  | 8543.0836 | 8543.0836 | 8543.0836 | 8543.0836 | 8543.0836 | 8543.0836 | 8543.0836 | 8543.0836 | 8543.0836 | 8543.0836 | 8543.0836 | 8543.0836 | 8543.0836 | 8543.0836 | 8543.0836 | 8543.0836 | 8543.0836 | 8543.0836 | 8543.0836 | 8543.0836 | 0 | 0 | 0 | 0 | 0 | 0 | 0 | 0 | 0 | 0 | 0 | 0 | 6.993 | 6.993 | 6.993 | 6.993 | 6.993 | 6.993 | 6.993 | 6.993 | 6.993 | 6.993 | 6.993 | 6.993 | 6.993 | 6.993 | 6.993 | 6.993 | 6.993 | 6.993 | 6.993 | 6.993 | 0 | 0 | 0 | 0 | 0 | 0 | 0 | 0 | 0 | 0 | 0 | 0 | 0 | 0 | 0 | 0 | 0 | 0 | 0 | 0 | 0 | 0 | 0 | 0 | 0 | 0 | 0 | 0 | 0 | 0 | 0 | 0 | 0 | 0 | 0 | 0 | 0 | 0 | 0 | 0 | 0 | 0 | 0 | 0
Commercial | Commercial Incentive Program | Prescriptive | Air Cooled Chiller (≥150 Tons) | 20 | 0 | 83.46% | 0 | 22414.456 | 18.6479 | 0 | 0 | 21199.8973 | 0 | 10000 |  | 1.2516 | 0.88673 | 2.6533 | 1.3787 | 2.3049 | 0.042294 | 0.44614 | 26533.0013 | 2695.4231 | 38864.1931 | 19922.1848 | 10000 | 21199.8973 |  | 22414.456 | 22414.456 | 22414.456 | 22414.456 | 22414.456 | 22414.456 | 22414.456 | 22414.456 | 22414.456 | 22414.456 | 22414.456 | 22414.456 | 22414.456 | 22414.456 | 22414.456 | 22414.456 | 22414.456 | 22414.456 | 22414.456 | 22414.456 | 0 | 0 | 0 | 0 | 0 | 0 | 0 | 0 | 0 | 0 | 0 | 0 | 18.6479 | 18.6479 | 18.6479 | 18.6479 | 18.6479 | 18.6479 | 18.6479 | 18.6479 | 18.6479 | 18.6479 | 18.6479 | 18.6479 | 18.6479 | 18.6479 | 18.6479 | 18.6479 | 18.6479 | 18.6479 | 18.6479 | 18.6479 | 0 | 0 | 0 | 0 | 0 | 0 | 0 | 0 | 0 | 0 | 0 | 0 | 0 | 0 | 0 | 0 | 0 | 0 | 0 | 0 | 0 | 0 | 0 | 0 | 0 | 0 | 0 | 0 | 0 | 0 | 0 | 0 | 0 | 0 | 0 | 0 | 0 | 0 | 0 | 0 | 0 | 0 | 0 | 0
Commercial | Commercial Incentive Program | Prescriptive | Water Cooled Chiller, Rotary Screw & Roll (<75 Tons) | 20 | 0 | 83.46% | 0 | 5873.37 | 3.1819 | 0 | 0 | 5341.7064 | 0 | 2500 |  | 1.063 | 0.73551 | 2.2713 | 1.1952 | 2.3745 | 0.040351 | 0.42565 | 5678.3264 | 706.2949 | 10183.7754 | 5220.3079 | 2500 | 5341.7064 |  | 5873.37 | 5873.37 | 5873.37 | 5873.37 | 5873.37 | 5873.37 | 5873.37 | 5873.37 | 5873.37 | 5873.37 | 5873.37 | 5873.37 | 5873.37 | 5873.37 | 5873.37 | 5873.37 | 5873.37 | 5873.37 | 5873.37 | 5873.37 | 0 | 0 | 0 | 0 | 0 | 0 | 0 | 0 | 0 | 0 | 0 | 0 | 3.1819 | 3.1819 | 3.1819 | 3.1819 | 3.1819 | 3.1819 | 3.1819 | 3.1819 | 3.1819 | 3.1819 | 3.1819 | 3.1819 | 3.1819 | 3.1819 | 3.1819 | 3.1819 | 3.1819 | 3.1819 | 3.1819 | 3.1819 | 0 | 0 | 0 | 0 | 0 | 0 | 0 | 0 | 0 | 0 | 0 | 0 | 0 | 0 | 0 | 0 | 0 | 0 | 0 | 0 | 0 | 0 | 0 | 0 | 0 | 0 | 0 | 0 | 0 | 0 | 0 | 0 | 0 | 0 | 0 | 0 | 0 | 0 | 0 | 0 | 0 | 0 | 0 | 0
Commercial | Commercial Incentive Program | Prescriptive | Water Cooled Chiller, Rotary Screw & Roll (75 < 150 Tons) | 20 | 0 | 83.46% | 0 | 11485.7013 | 6.2822 | 0 | 0 | 10683.4128 | 0 | 5000 |  | 1.0436 | 0.73307 | 2.2298 | 1.1729 | 2.3321 | 0.041268 | 0.43532 | 11149.0096 | 1381.199 | 19914.9386 | 10208.6022 | 5000 | 10683.4128 |  | 11485.7013 | 11485.7013 | 11485.7013 | 11485.7013 | 11485.7013 | 11485.7013 | 11485.7013 | 11485.7013 | 11485.7013 | 11485.7013 | 11485.7013 | 11485.7013 | 11485.7013 | 11485.7013 | 11485.7013 | 11485.7013 | 11485.7013 | 11485.7013 | 11485.7013 | 11485.7013 | 0 | 0 | 0 | 0 | 0 | 0 | 0 | 0 | 0 | 0 | 0 | 0 | 6.2822 | 6.2822 | 6.2822 | 6.2822 | 6.2822 | 6.2822 | 6.2822 | 6.2822 | 6.2822 | 6.2822 | 6.2822 | 6.2822 | 6.2822 | 6.2822 | 6.2822 | 6.2822 | 6.2822 | 6.2822 | 6.2822 | 6.2822 | 0 | 0 | 0 | 0 | 0 | 0 | 0 | 0 | 0 | 0 | 0 | 0 | 0 | 0 | 0 | 0 | 0 | 0 | 0 | 0 | 0 | 0 | 0 | 0 | 0 | 0 | 0 | 0 | 0 | 0 | 0 | 0 | 0 | 0 | 0 | 0 | 0 | 0 | 0 | 0 | 0 | 0 | 0 | 0
Commercial | Commercial Incentive Program | Prescriptive | Water Cooled Chiller, Rotary Screw & Roll (150 < 300 Tons) | 20 | 0 | 83.46% | 0 | 0 | 0 | 0 | 0 | 0 | 0 | 0 |  | n/a | n/a | n/a | n/a | n/a | 0 | 0 | 0 | 0 | 0 | 0 | 0 | 0 |  | 0 | 0 | 0 | 0 | 0 | 0 | 0 | 0 | 0 | 0 | 0 | 0 | 0 | 0 | 0 | 0 | 0 | 0 | 0 | 0 | 0 | 0 | 0 | 0 | 0 | 0 | 0 | 0 | 0 | 0 | 0 | 0 | 0 | 0 | 0 | 0 | 0 | 0 | 0 | 0 | 0 | 0 | 0 | 0 | 0 | 0 | 0 | 0 | 0 | 0 | 0 | 0 | 0 | 0 | 0 | 0 | 0 | 0 | 0 | 0 | 0 | 0 | 0 | 0 | 0 | 0 | 0 | 0 | 0 | 0 | 0 | 0 | 0 | 0 | 0 | 0 | 0 | 0 | 0 | 0 | 0 | 0 | 0 | 0 | 0 | 0 | 0 | 0 | 0 | 0 | 0 | 0 | 0 | 0 | 0 | 0
Commercial | Commercial Incentive Program | Prescriptive | Water Cooled Chiller, Rotary Screw & Roll (≥300 Tons) | 20 | 0 | 83.46% | 0 | 0 | 0 | 0 | 0 | 0 | 0 | 0 |  | n/a | n/a | n/a | n/a | n/a | 0 | 0 | 0 | 0 | 0 | 0 | 0 | 0 |  | 0 | 0 | 0 | 0 | 0 | 0 | 0 | 0 | 0 | 0 | 0 | 0 | 0 | 0 | 0 | 0 | 0 | 0 | 0 | 0 | 0 | 0 | 0 | 0 | 0 | 0 | 0 | 0 | 0 | 0 | 0 | 0 | 0 | 0 | 0 | 0 | 0 | 0 | 0 | 0 | 0 | 0 | 0 | 0 | 0 | 0 | 0 | 0 | 0 | 0 | 0 | 0 | 0 | 0 | 0 | 0 | 0 | 0 | 0 | 0 | 0 | 0 | 0 | 0 | 0 | 0 | 0 | 0 | 0 | 0 | 0 | 0 | 0 | 0 | 0 | 0 | 0 | 0 | 0 | 0 | 0 | 0 | 0 | 0 | 0 | 0 | 0 | 0 | 0 | 0 | 0 | 0 | 0 | 0 | 0 | 0
Commercial | Commercial Incentive Program | Prescriptive | Water Cooled Chiller, Centrifugal (<300 Tons) | 20 | 0 | 83.46% | 0 | 37393.789 | 7.7099 | 0 | 0 | 6009.4197 | 0 | 3750 |  | 4.4549 | 0.72383 | 7.1391 | 5.2032 | 11.4132 | 0.0095069 | 0.10028 | 26771.5941 | 4496.7445 | 64836.7036 | 33235.9605 | 3750 | 6009.4197 |  | 37393.789 | 37393.789 | 37393.789 | 37393.789 | 37393.789 | 37393.789 | 37393.789 | 37393.789 | 37393.789 | 37393.789 | 37393.789 | 37393.789 | 37393.789 | 37393.789 | 37393.789 | 37393.789 | 37393.789 | 37393.789 | 37393.789 | 37393.789 | 0 | 0 | 0 | 0 | 0 | 0 | 0 | 0 | 0 | 0 | 0 | 0 | 7.7099 | 7.7099 | 7.7099 | 7.7099 | 7.7099 | 7.7099 | 7.7099 | 7.7099 | 7.7099 | 7.7099 | 7.7099 | 7.7099 | 7.7099 | 7.7099 | 7.7099 | 7.7099 | 7.7099 | 7.7099 | 7.7099 | 7.7099 | 0 | 0 | 0 | 0 | 0 | 0 | 0 | 0 | 0 | 0 | 0 | 0 | 0 | 0 | 0 | 0 | 0 | 0 | 0 | 0 | 0 | 0 | 0 | 0 | 0 | 0 | 0 | 0 | 0 | 0 | 0 | 0 | 0 | 0 | 0 | 0 | 0 | 0 | 0 | 0 | 0 | 0 | 0 | 0
Commercial | Commercial Incentive Program | Prescriptive | Water Cooled Chiller, Centrifugal (300 < 600 Tons) | 20 | 0 | 83.46% | 0 | 0 | 0 | 0 | 0 | 0 | 0 | 0 |  | n/a | n/a | n/a | n/a | n/a | 0 | 0 | 0 | 0 | 0 | 0 | 0 | 0 |  | 0 | 0 | 0 | 0 | 0 | 0 | 0 | 0 | 0 | 0 | 0 | 0 | 0 | 0 | 0 | 0 | 0 | 0 | 0 | 0 | 0 | 0 | 0 | 0 | 0 | 0 | 0 | 0 | 0 | 0 | 0 | 0 | 0 | 0 | 0 | 0 | 0 | 0 | 0 | 0 | 0 | 0 | 0 | 0 | 0 | 0 | 0 | 0 | 0 | 0 | 0 | 0 | 0 | 0 | 0 | 0 | 0 | 0 | 0 | 0 | 0 | 0 | 0 | 0 | 0 | 0 | 0 | 0 | 0 | 0 | 0 | 0 | 0 | 0 | 0 | 0 | 0 | 0 | 0 | 0 | 0 | 0 | 0 | 0 | 0 | 0 | 0 | 0 | 0 | 0 | 0 | 0 | 0 | 0 | 0 | 0
Commercial | Commercial Incentive Program | Prescriptive | Water Cooled Chiller, Centrifugal (≥600 Tons) | 20 | 0 | 83.46% | 0 | 0 | 0 | 0 | 0 | 0 | 0 | 0 |  | n/a | n/a | n/a | n/a | n/a | 0 | 0 | 0 | 0 | 0 | 0 | 0 | 0 |  | 0 | 0 | 0 | 0 | 0 | 0 | 0 | 0 | 0 | 0 | 0 | 0 | 0 | 0 | 0 | 0 | 0 | 0 | 0 | 0 | 0 | 0 | 0 | 0 | 0 | 0 | 0 | 0 | 0 | 0 | 0 | 0 | 0 | 0 | 0 | 0 | 0 | 0 | 0 | 0 | 0 | 0 | 0 | 0 | 0 | 0 | 0 | 0 | 0 | 0 | 0 | 0 | 0 | 0 | 0 | 0 | 0 | 0 | 0 | 0 | 0 | 0 | 0 | 0 | 0 | 0 | 0 | 0 | 0 | 0 | 0 | 0 | 0 | 0 | 0 | 0 | 0 | 0 | 0 | 0 | 0 | 0 | 0 | 0 | 0 | 0 | 0 | 0 | 0 | 0 | 0 | 0 | 0 | 0 | 0 | 0
Commercial | Commercial Incentive Program | Prescriptive | Air Source Heat Pump (<65 kBtuh) | 15 | 0 | 83.46% | 0 | 2895.1896 | 1.1835 | 0 | 0 | 1669.2833 | 0 | 1000 |  | 1.2897 | 0.68307 | 2.1529 | 1.4717 | 3.1183 | 0.037519 | 0.3454 | 2152.8715 | 303.8477 | 4205.3348 | 2151.7416 | 1000 | 1669.2833 |  | 2895.1896 | 2895.1896 | 2895.1896 | 2895.1896 | 2895.1896 | 2895.1896 | 2895.1896 | 2895.1896 | 2895.1896 | 2895.1896 | 2895.1896 | 2895.1896 | 2895.1896 | 2895.1896 | 2895.1896 | 0 | 0 | 0 | 0 | 0 | 0 | 0 | 0 | 0 | 0 | 0 | 0 | 0 | 0 | 0 | 0 | 0 | 1.1835 | 1.1835 | 1.1835 | 1.1835 | 1.1835 | 1.1835 | 1.1835 | 1.1835 | 1.1835 | 1.1835 | 1.1835 | 1.1835 | 1.1835 | 1.1835 | 1.1835 | 0 | 0 | 0 | 0 | 0 | 0 | 0 | 0 | 0 | 0 | 0 | 0 | 0 | 0 | 0 | 0 | 0 | 0 | 0 | 0 | 0 | 0 | 0 | 0 | 0 | 0 | 0 | 0 | 0 | 0 | 0 | 0 | 0 | 0 | 0 | 0 | 0 | 0 | 0 | 0 | 0 | 0 | 0 | 0 | 0 | 0 | 0 | 0 | 0
Commercial | Commercial Incentive Program | Prescriptive | Air Source Heat Pump (65<135 kBtuh) | 15 | 0 | 83.46% | 0 | 0 | 0 | 0 | 0 | 0 | 0 | 0 |  | n/a | n/a | n/a | n/a | n/a | 0 | 0 | 0 | 0 | 0 | 0 | 0 | 0 |  | 0 | 0 | 0 | 0 | 0 | 0 | 0 | 0 | 0 | 0 | 0 | 0 | 0 | 0 | 0 | 0 | 0 | 0 | 0 | 0 | 0 | 0 | 0 | 0 | 0 | 0 | 0 | 0 | 0 | 0 | 0 | 0 | 0 | 0 | 0 | 0 | 0 | 0 | 0 | 0 | 0 | 0 | 0 | 0 | 0 | 0 | 0 | 0 | 0 | 0 | 0 | 0 | 0 | 0 | 0 | 0 | 0 | 0 | 0 | 0 | 0 | 0 | 0 | 0 | 0 | 0 | 0 | 0 | 0 | 0 | 0 | 0 | 0 | 0 | 0 | 0 | 0 | 0 | 0 | 0 | 0 | 0 | 0 | 0 | 0 | 0 | 0 | 0 | 0 | 0 | 0 | 0 | 0 | 0 | 0 | 0
Commercial | Commercial Incentive Program | Prescriptive | Air Source Heat Pump (135<240 kBtuh) | 15 | 0 | 83.46% | 0 | 0 | 0 | 0 | 0 | 0 | 0 | 0 |  | n/a | n/a | n/a | n/a | n/a | 0 | 0 | 0 | 0 | 0 | 0 | 0 | 0 |  | 0 | 0 | 0 | 0 | 0 | 0 | 0 | 0 | 0 | 0 | 0 | 0 | 0 | 0 | 0 | 0 | 0 | 0 | 0 | 0 | 0 | 0 | 0 | 0 | 0 | 0 | 0 | 0 | 0 | 0 | 0 | 0 | 0 | 0 | 0 | 0 | 0 | 0 | 0 | 0 | 0 | 0 | 0 | 0 | 0 | 0 | 0 | 0 | 0 | 0 | 0 | 0 | 0 | 0 | 0 | 0 | 0 | 0 | 0 | 0 | 0 | 0 | 0 | 0 | 0 | 0 | 0 | 0 | 0 | 0 | 0 | 0 | 0 | 0 | 0 | 0 | 0 | 0 | 0 | 0 | 0 | 0 | 0 | 0 | 0 | 0 | 0 | 0 | 0 | 0 | 0 | 0 | 0 | 0 | 0 | 0
Commercial | Commercial Incentive Program | Prescriptive | Air Source Heat Pump (≥240 kBtuh) | 15 | 0 | 83.46% | 0 | 0 | 0 | 0 | 0 | 0 | 0 | 0 |  | n/a | n/a | n/a | n/a | n/a | 0 | 0 | 0 | 0 | 0 | 0 | 0 | 0 |  | 0 | 0 | 0 | 0 | 0 | 0 | 0 | 0 | 0 | 0 | 0 | 0 | 0 | 0 | 0 | 0 | 0 | 0 | 0 | 0 | 0 | 0 | 0 | 0 | 0 | 0 | 0 | 0 | 0 | 0 | 0 | 0 | 0 | 0 | 0 | 0 | 0 | 0 | 0 | 0 | 0 | 0 | 0 | 0 | 0 | 0 | 0 | 0 | 0 | 0 | 0 | 0 | 0 | 0 | 0 | 0 | 0 | 0 | 0 | 0 | 0 | 0 | 0 | 0 | 0 | 0 | 0 | 0 | 0 | 0 | 0 | 0 | 0 | 0 | 0 | 0 | 0 | 0 | 0 | 0 | 0 | 0 | 0 | 0 | 0 | 0 | 0 | 0 | 0 | 0 | 0 | 0 | 0 | 0 | 0 | 0
Commercial | Commercial Incentive Program | Prescriptive | Water Source Heat Pump | 15 | 0 | 83.46% | 0 | 14928.6388 | 6.5886 | 0 | 0 | 5007.8498 | 0 | 3000 |  | 2.2774 | 0.80914 | 3.8017 | 2.5903 | 4.9291 | 0.021829 | 0.20096 | 11405.0114 | 1566.748 | 21684.2185 | 11095.1538 | 3000 | 5007.8498 |  | 14928.6388 | 14928.6388 | 14928.6388 | 14928.6388 | 14928.6388 | 14928.6388 | 14928.6388 | 14928.6388 | 14928.6388 | 14928.6388 | 14928.6388 | 14928.6388 | 14928.6388 | 14928.6388 | 14928.6388 | 0 | 0 | 0 | 0 | 0 | 0 | 0 | 0 | 0 | 0 | 0 | 0 | 0 | 0 | 0 | 0 | 0 | 6.5886 | 6.5886 | 6.5886 | 6.5886 | 6.5886 | 6.5886 | 6.5886 | 6.5886 | 6.5886 | 6.5886 | 6.5886 | 6.5886 | 6.5886 | 6.5886 | 6.5886 | 0 | 0 | 0 | 0 | 0 | 0 | 0 | 0 | 0 | 0 | 0 | 0 | 0 | 0 | 0 | 0 | 0 | 0 | 0 | 0 | 0 | 0 | 0 | 0 | 0 | 0 | 0 | 0 | 0 | 0 | 0 | 0 | 0 | 0 | 0 | 0 | 0 | 0 | 0 | 0 | 0 | 0 | 0 | 0 | 0 | 0 | 0 | 0 | 0
Commercial | Commercial Incentive Program | Prescriptive | PTAC | 15 | 0 | 83.46% | 0 | 2634.8968 | 1.647 | 0 | 0 | 1402.1979 | 0 | 800 |  | 1.6515 | 0.83954 | 2.8946 | 1.8487 | 3.3 | 0.03298 | 0.30362 | 2315.7047 | 276.5302 | 3827.253 | 1958.2887 | 800 | 1402.1979 |  | 2634.8968 | 2634.8968 | 2634.8968 | 2634.8968 | 2634.8968 | 2634.8968 | 2634.8968 | 2634.8968 | 2634.8968 | 2634.8968 | 2634.8968 | 2634.8968 | 2634.8968 | 2634.8968 | 2634.8968 | 0 | 0 | 0 | 0 | 0 | 0 | 0 | 0 | 0 | 0 | 0 | 0 | 0 | 0 | 0 | 0 | 0 | 1.647 | 1.647 | 1.647 | 1.647 | 1.647 | 1.647 | 1.647 | 1.647 | 1.647 | 1.647 | 1.647 | 1.647 | 1.647 | 1.647 | 1.647 | 0 | 0 | 0 | 0 | 0 | 0 | 0 | 0 | 0 | 0 | 0 | 0 | 0 | 0 | 0 | 0 | 0 | 0 | 0 | 0 | 0 | 0 | 0 | 0 | 0 | 0 | 0 | 0 | 0 | 0 | 0 | 0 | 0 | 0 | 0 | 0 | 0 | 0 | 0 | 0 | 0 | 0 | 0 | 0 | 0 | 0 | 0 | 0 | 0
Commercial | Commercial Incentive Program | Prescriptive | PTHP | 15 | 0 | 83.46% | 0 | 3713.3394 | 1.8134 | 0 | 0 | 1402.1979 | 0 | 800 |  | 2.101 | 0.82758 | 3.6825 | 2.3789 | 4.4171 | 0.023402 | 0.21544 | 2946.0144 | 389.7118 | 5393.7177 | 2759.8009 | 800 | 1402.1979 |  | 3713.3394 | 3713.3394 | 3713.3394 | 3713.3394 | 3713.3394 | 3713.3394 | 3713.3394 | 3713.3394 | 3713.3394 | 3713.3394 | 3713.3394 | 3713.3394 | 3713.3394 | 3713.3394 | 3713.3394 | 0 | 0 | 0 | 0 | 0 | 0 | 0 | 0 | 0 | 0 | 0 | 0 | 0 | 0 | 0 | 0 | 0 | 1.8134 | 1.8134 | 1.8134 | 1.8134 | 1.8134 | 1.8134 | 1.8134 | 1.8134 | 1.8134 | 1.8134 | 1.8134 | 1.8134 | 1.8134 | 1.8134 | 1.8134 | 0 | 0 | 0 | 0 | 0 | 0 | 0 | 0 | 0 | 0 | 0 | 0 | 0 | 0 | 0 | 0 | 0 | 0 | 0 | 0 | 0 | 0 | 0 | 0 | 0 | 0 | 0 | 0 | 0 | 0 | 0 | 0 | 0 | 0 | 0 | 0 | 0 | 0 | 0 | 0 | 0 | 0 | 0 | 0 | 0 | 0 | 0 | 0 | 0
Commercial | Commercial Incentive Program | Prescriptive | Variable Speed Drives for HVAC Systems (HVAC Application) | 15 | 0 | 83.46% | 0 | 90202.23 | 0 | 0 | 0 | 23762.2471 | 0 | 14250 |  | 1.8526 | 0.54153 | 3.0892 | 2.2509 | 6.1135 | 0.01716 | 0.15798 | 44020.9096 | 9466.6475 | 131020.9785 | 67039.4418 | 14250 | 23762.2471 |  | 90202.23 | 90202.23 | 90202.23 | 90202.23 | 90202.23 | 90202.23 | 90202.23 | 90202.23 | 90202.23 | 90202.23 | 90202.23 | 90202.23 | 90202.23 | 90202.23 | 90202.23 | 0 | 0 | 0 | 0 | 0 | 0 | 0 | 0 | 0 | 0 | 0 | 0 | 0 | 0 | 0 | 0 | 0 | 0 | 0 | 0 | 0 | 0 | 0 | 0 | 0 | 0 | 0 | 0 | 0 | 0 | 0 | 0 | 0 | 0 | 0 | 0 | 0 | 0 | 0 | 0 | 0 | 0 | 0 | 0 | 0 | 0 | 0 | 0 | 0 | 0 | 0 | 0 | 0 | 0 | 0 | 0 | 0 | 0 | 0 | 0 | 0 | 0 | 0 | 0 | 0 | 0 | 0 | 0 | 0 | 0 | 0 | 0 | 0 | 0 | 0 | 0 | 0 | 0 | 0 | 0 | 0
Commercial | Commercial Incentive Program | Prescriptive | Variable Speed Drives for HVAC Systems (Pump Application) | 10 | 0 | 83.46% | 0 | 96631.2459 | 0 | 0 | 0 | 23762.2471 | 0 | 14250 |  | 1.5339 | 0.53672 | 2.5579 | 1.8689 | 5.0223 | 0.020407 | 0.14747 | 36449.4903 | 7960.3101 | 105091.1194 | 53661.9246 | 14250 | 23762.2471 |  | 96631.2459 | 96631.2459 | 96631.2459 | 96631.2459 | 96631.2459 | 96631.2459 | 96631.2459 | 96631.2459 | 96631.2459 | 96631.2459 | 0 | 0 | 0 | 0 | 0 | 0 | 0 | 0 | 0 | 0 | 0 | 0 | 0 | 0 | 0 | 0 | 0 | 0 | 0 | 0 | 0 | 0 | 0 | 0 | 0 | 0 | 0 | 0 | 0 | 0 | 0 | 0 | 0 | 0 | 0 | 0 | 0 | 0 | 0 | 0 | 0 | 0 | 0 | 0 | 0 | 0 | 0 | 0 | 0 | 0 | 0 | 0 | 0 | 0 | 0 | 0 | 0 | 0 | 0 | 0 | 0 | 0 | 0 | 0 | 0 | 0 | 0 | 0 | 0 | 0 | 0 | 0 | 0 | 0 | 0 | 0 | 0 | 0 | 0 | 0 | 0 | 0 | 0 | 0 | 0 | 0
Commercial | Commercial Incentive Program | Prescriptive | Automatic Door Closer for Walk-In Cooler | 8 | 0 | 83.46% | 0 | 13305.9169 | 1.9588 | 0 | 0 | 2094.216 | 0 | 1200 |  | 2.3638 | 0.66928 | 4.1252 | 2.8123 | 6.3727 | 0.014564 | 0.090185 | 4950.28 | 939.2723 | 12145.8805 | 6196.4392 | 1200 | 2094.216 |  | 13305.9169 | 13305.9169 | 13305.9169 | 13305.9169 | 13305.9169 | 13305.9169 | 13305.9169 | 13305.9169 | 0 | 0 | 0 | 0 | 0 | 0 | 0 | 0 | 0 | 0 | 0 | 0 | 0 | 0 | 0 | 0 | 0 | 0 | 0 | 0 | 0 | 0 | 0 | 0 | 1.9588 | 1.9588 | 1.9588 | 1.9588 | 1.9588 | 1.9588 | 1.9588 | 1.9588 | 0 | 0 | 0 | 0 | 0 | 0 | 0 | 0 | 0 | 0 | 0 | 0 | 0 | 0 | 0 | 0 | 0 | 0 | 0 | 0 | 0 | 0 | 0 | 0 | 0 | 0 | 0 | 0 | 0 | 0 | 0 | 0 | 0 | 0 | 0 | 0 | 0 | 0 | 0 | 0 | 0 | 0 | 0 | 0 | 0 | 0 | 0 | 0 | 0 | 0 | 0 | 0 | 0 | 0 | 0 | 0
Commercial | Commercial Incentive Program | Prescriptive | Automatic Door Closer for Walk-In Freezer | 8 | 0 | 83.46% | 0 | 32552.2273 | 4.418 | 0 | 0 | 2094.216 | 0 | 1200 |  | 5.7183 | 0.73203 | 9.9795 | 6.8156 | 14.7617 | 0.0059533 | 0.036864 | 11975.4447 | 2297.8804 | 29714.259 | 15159.2631 | 1200 | 2094.216 |  | 32552.2273 | 32552.2273 | 32552.2273 | 32552.2273 | 32552.2273 | 32552.2273 | 32552.2273 | 32552.2273 | 0 | 0 | 0 | 0 | 0 | 0 | 0 | 0 | 0 | 0 | 0 | 0 | 0 | 0 | 0 | 0 | 0 | 0 | 0 | 0 | 0 | 0 | 0 | 0 | 4.418 | 4.418 | 4.418 | 4.418 | 4.418 | 4.418 | 4.418 | 4.418 | 0 | 0 | 0 | 0 | 0 | 0 | 0 | 0 | 0 | 0 | 0 | 0 | 0 | 0 | 0 | 0 | 0 | 0 | 0 | 0 | 0 | 0 | 0 | 0 | 0 | 0 | 0 | 0 | 0 | 0 | 0 | 0 | 0 | 0 | 0 | 0 | 0 | 0 | 0 | 0 | 0 | 0 | 0 | 0 | 0 | 0 | 0 | 0 | 0 | 0 | 0 | 0 | 0 | 0 | 0 | 0
Commercial | Commercial Incentive Program | Prescriptive | Beverage & Snack Machine Controls (Refrigerated) | 5 | 0 | 83.46% | 0 | 7107.3068 | 0 | 0 | 0 | 751.1775 | 0 | 375 |  | 2.0425 | 0.59042 | 4.0915 | 2.507 | 6.3098 | 0.012253 | 0.052763 | 1534.2975 | 348.9056 | 4364.7625 | 2223.6754 | 375 | 751.1775 |  | 7107.3068 | 7107.3068 | 7107.3068 | 7107.3068 | 7107.3068 | 0 | 0 | 0 | 0 | 0 | 0 | 0 | 0 | 0 | 0 | 0 | 0 | 0 | 0 | 0 | 0 | 0 | 0 | 0 | 0 | 0 | 0 | 0 | 0 | 0 | 0 | 0 | 0 | 0 | 0 | 0 | 0 | 0 | 0 | 0 | 0 | 0 | 0 | 0 | 0 | 0 | 0 | 0 | 0 | 0 | 0 | 0 | 0 | 0 | 0 | 0 | 0 | 0 | 0 | 0 | 0 | 0 | 0 | 0 | 0 | 0 | 0 | 0 | 0 | 0 | 0 | 0 | 0 | 0 | 0 | 0 | 0 | 0 | 0 | 0 | 0 | 0 | 0 | 0 | 0 | 0 | 0 | 0 | 0 | 0 | 0 | 0 | 0 | 0 | 0 | 0
Commercial | Commercial Incentive Program | Prescriptive | ECM for Walk-In Cooler or Freezer | 15 | 0 | 83.46% | 0 | 4243.6421 | 0.45038 | 0 | 0 | 500.785 | 0 | 300 |  | 4.6978 | 0.68114 | 7.842 | 5.5872 | 12.9077 | 0.0076791 | 0.070694 | 2352.599 | 445.3666 | 6163.9955 | 3153.9287 | 300 | 500.785 |  | 4243.6421 | 4243.6421 | 4243.6421 | 4243.6421 | 4243.6421 | 4243.6421 | 4243.6421 | 4243.6421 | 4243.6421 | 4243.6421 | 4243.6421 | 4243.6421 | 4243.6421 | 4243.6421 | 4243.6421 | 0 | 0 | 0 | 0 | 0 | 0 | 0 | 0 | 0 | 0 | 0 | 0 | 0 | 0 | 0 | 0 | 0 | 0.45038 | 0.45038 | 0.45038 | 0.45038 | 0.45038 | 0.45038 | 0.45038 | 0.45038 | 0.45038 | 0.45038 | 0.45038 | 0.45038 | 0.45038 | 0.45038 | 0.45038 | 0 | 0 | 0 | 0 | 0 | 0 | 0 | 0 | 0 | 0 | 0 | 0 | 0 | 0 | 0 | 0 | 0 | 0 | 0 | 0 | 0 | 0 | 0 | 0 | 0 | 0 | 0 | 0 | 0 | 0 | 0 | 0 | 0 | 0 | 0 | 0 | 0 | 0 | 0 | 0 | 0 | 0 | 0 | 0 | 0 | 0 | 0 | 0 | 0
Commercial | Commercial Incentive Program | Prescriptive | ENERGY STAR Electric Steamer | 12 | 0 | 83.46% | 0 | 87895.4682 | 4.0668 | 0 | 0 | 5258.2422 | 0 | 3000 |  | 7.5444 | 0.67323 | 13.2234 | 9.0901 | 21.3822 | 0.0042079 | 0.034131 | 39670.3253 | 8127.6302 | 109432.894 | 55925.2312 | 3000 | 5258.2422 |  | 87895.4682 | 87895.4682 | 87895.4682 | 87895.4682 | 87895.4682 | 87895.4682 | 87895.4682 | 87895.4682 | 87895.4682 | 87895.4682 | 87895.4682 | 87895.4682 | 0 | 0 | 0 | 0 | 0 | 0 | 0 | 0 | 0 | 0 | 0 | 0 | 0 | 0 | 0 | 0 | 0 | 0 | 0 | 0 | 4.0668 | 4.0668 | 4.0668 | 4.0668 | 4.0668 | 4.0668 | 4.0668 | 4.0668 | 4.0668 | 4.0668 | 4.0668 | 4.0668 | 0 | 0 | 0 | 0 | 0 | 0 | 0 | 0 | 0 | 0 | 0 | 0 | 0 | 0 | 0 | 0 | 0 | 0 | 0 | 0 | 0 | 0 | 0 | 0 | 0 | 0 | 0 | 0 | 0 | 0 | 0 | 0 | 0 | 0 | 0 | 0 | 0 | 0 | 0 | 0 | 0 | 0 | 0 | 0 | 0 | 0 | 0 | 0 | 0 | 0 | 0 | 0
Commercial | Commercial Incentive Program | Prescriptive | ENERGY STAR Commercial Dishwasher | 10 | 0 | 83.46% | 0 | 22395.6395 | 0.073896 | 0 | 0 | 417.3208 | 0 | 250 |  | 20.3218 | 0.66846 | 33.9228 | 24.7426 | 58.9626 | 0.0015448 | 0.011163 | 8480.7048 | 1844.9129 | 24356.3333 | 12436.8998 | 250 | 417.3208 |  | 22395.6395 | 22395.6395 | 22395.6395 | 22395.6395 | 22395.6395 | 22395.6395 | 22395.6395 | 22395.6395 | 22395.6395 | 22395.6395 | 0 | 0 | 0 | 0 | 0 | 0 | 0 | 0 | 0 | 0 | 0 | 0 | 0 | 0 | 0 | 0 | 0 | 0 | 0 | 0 | 0 | 0 | 0.073896 | 0.073896 | 0.073896 | 0.073896 | 0.073896 | 0.073896 | 0.073896 | 0.073896 | 0.073896 | 0.073896 | 0 | 0 | 0 | 0 | 0 | 0 | 0 | 0 | 0 | 0 | 0 | 0 | 0 | 0 | 0 | 0 | 0 | 0 | 0 | 0 | 0 | 0 | 0 | 0 | 0 | 0 | 0 | 0 | 0 | 0 | 0 | 0 | 0 | 0 | 0 | 0 | 0 | 0 | 0 | 0 | 0 | 0 | 0 | 0 | 0 | 0 | 0 | 0 | 0 | 0 | 0 | 0 | 0 | 0
Commercial | Commercial Incentive Program | Prescriptive | High Efficiency Pre-Rinse Spray Valve | 5 | 0 | 83.46% | 0 | 23552.6085 | 0 | 0 | 0 | 834.6416 | 0 | 500 |  | 6.0918 | 0.64614 | 10.1689 | 7.4771 | 17.9289 | 0.0049298 | 0.021229 | 5084.4447 | 1156.2236 | 14464.2051 | 7368.9454 | 500 | 834.6416 |  | 23552.6085 | 23552.6085 | 23552.6085 | 23552.6085 | 23552.6085 | 0 | 0 | 0 | 0 | 0 | 0 | 0 | 0 | 0 | 0 | 0 | 0 | 0 | 0 | 0 | 0 | 0 | 0 | 0 | 0 | 0 | 0 | 0 | 0 | 0 | 0 | 0 | 0 | 0 | 0 | 0 | 0 | 0 | 0 | 0 | 0 | 0 | 0 | 0 | 0 | 0 | 0 | 0 | 0 | 0 | 0 | 0 | 0 | 0 | 0 | 0 | 0 | 0 | 0 | 0 | 0 | 0 | 0 | 0 | 0 | 0 | 0 | 0 | 0 | 0 | 0 | 0 | 0 | 0 | 0 | 0 | 0 | 0 | 0 | 0 | 0 | 0 | 0 | 0 | 0 | 0 | 0 | 0 | 0 | 0 | 0 | 0 | 0 | 0 | 0 | 0
Commercial | Commercial Incentive Program | Prescriptive | ENERGY STAR Electric Fryer | 12 | 0 | 83.46% | 0 | 8392.5455 | 1.4562 | 0 | 0 | 1752.7474 | 0 | 1000 |  | 2.4815 | 0.68603 | 4.3494 | 2.9242 | 6.532 | 0.01469 | 0.11915 | 4349.3811 | 776.0526 | 10449.0091 | 5339.9232 | 1000 | 1752.7474 |  | 8392.5455 | 8392.5455 | 8392.5455 | 8392.5455 | 8392.5455 | 8392.5455 | 8392.5455 | 8392.5455 | 8392.5455 | 8392.5455 | 8392.5455 | 8392.5455 | 0 | 0 | 0 | 0 | 0 | 0 | 0 | 0 | 0 | 0 | 0 | 0 | 0 | 0 | 0 | 0 | 0 | 0 | 0 | 0 | 1.4562 | 1.4562 | 1.4562 | 1.4562 | 1.4562 | 1.4562 | 1.4562 | 1.4562 | 1.4562 | 1.4562 | 1.4562 | 1.4562 | 0 | 0 | 0 | 0 | 0 | 0 | 0 | 0 | 0 | 0 | 0 | 0 | 0 | 0 | 0 | 0 | 0 | 0 | 0 | 0 | 0 | 0 | 0 | 0 | 0 | 0 | 0 | 0 | 0 | 0 | 0 | 0 | 0 | 0 | 0 | 0 | 0 | 0 | 0 | 0 | 0 | 0 | 0 | 0 | 0 | 0 | 0 | 0 | 0 | 0 | 0 | 0
Commercial | Commercial Incentive Program | Prescriptive | Demand Control Ventilation | 15 | 0 | 83.46% | 10439.8931 | 7912.2936 | 1.3583 | 0 | 0 | 3318.5351 | 0 | 1900 |  | 19.1299 | 0.85575 | 33.4123 | 19.3802 | 39.2968 | 0.026084 | 0.24013 | 63483.3782 | 830.3885 | 128507.7057 | 72284.5819 | 1900 | 3318.5351 |  | 7912.2936 | 7912.2936 | 7912.2936 | 7912.2936 | 7912.2936 | 7912.2936 | 7912.2936 | 7912.2936 | 7912.2936 | 7912.2936 | 7912.2936 | 7912.2936 | 7912.2936 | 7912.2936 | 7912.2936 | 0 | 0 | 0 | 0 | 0 | 0 | 0 | 0 | 0 | 0 | 0 | 0 | 0 | 0 | 0 | 0 | 0 | 1.3583 | 1.3583 | 1.3583 | 1.3583 | 1.3583 | 1.3583 | 1.3583 | 1.3583 | 1.3583 | 1.3583 | 1.3583 | 1.3583 | 1.3583 | 1.3583 | 1.3583 | 0 | 0 | 0 | 0 | 0 | 0 | 0 | 0 | 0 | 0 | 0 | 0 | 0 | 0 | 0 | 0 | 0 | 10439.8931 | 10439.8931 | 10439.8931 | 10439.8931 | 10439.8931 | 10439.8931 | 10439.8931 | 10439.8931 | 10439.8931 | 10439.8931 | 10439.8931 | 10439.8931 | 10439.8931 | 10439.8931 | 10439.8931 | 0 | 0 | 0 | 0 | 0 | 0 | 0 | 0 | 0 | 0 | 0 | 0 | 0 | 0 | 0 | 0 | 0
Commercial | Commercial Incentive Program | Prescriptive | No Air Loss Drain | 10 | 0 | 83.46% | 0 | 6948.0591 | 1.09 | 0 | 0 | 2336.9966 | 0 | 1400 |  | 1.3299 | 0.59105 | 2.22 | 1.5748 | 3.8324 | 0.027884 | 0.2015 | 3107.9903 | 572.3688 | 7556.3479 | 3858.4437 | 1400 | 2336.9966 |  | 6948.0591 | 6948.0591 | 6948.0591 | 6948.0591 | 6948.0591 | 6948.0591 | 6948.0591 | 6948.0591 | 6948.0591 | 6948.0591 | 0 | 0 | 0 | 0 | 0 | 0 | 0 | 0 | 0 | 0 | 0 | 0 | 0 | 0 | 0 | 0 | 0 | 0 | 0 | 0 | 0 | 0 | 1.09 | 1.09 | 1.09 | 1.09 | 1.09 | 1.09 | 1.09 | 1.09 | 1.09 | 1.09 | 0 | 0 | 0 | 0 | 0 | 0 | 0 | 0 | 0 | 0 | 0 | 0 | 0 | 0 | 0 | 0 | 0 | 0 | 0 | 0 | 0 | 0 | 0 | 0 | 0 | 0 | 0 | 0 | 0 | 0 | 0 | 0 | 0 | 0 | 0 | 0 | 0 | 0 | 0 | 0 | 0 | 0 | 0 | 0 | 0 | 0 | 0 | 0 | 0 | 0 | 0 | 0 | 0 | 0
Commercial | Commercial Incentive Program | Custom | Custom Project | 15 | 0 | 83.46% | 0 | 868937.5271 | 145.8966 | 0 | 0 | 166928.3254 | 0 | 65790.84 |  | 3.0869 | 0.72412 | 7.8322 | 3.6332 | 7.9552 | 0.0082244 | 0.075714 | 515284.134 | 91194.2564 | 1262153.3316 | 645805.3951 | 65790.84 | 166928.3254 |  | 868937.5271 | 868937.5271 | 868937.5271 | 868937.5271 | 868937.5271 | 868937.5271 | 868937.5271 | 868937.5271 | 868937.5271 | 868937.5271 | 868937.5271 | 868937.5271 | 868937.5271 | 868937.5271 | 868937.5271 | 0 | 0 | 0 | 0 | 0 | 0 | 0 | 0 | 0 | 0 | 0 | 0 | 0 | 0 | 0 | 0 | 0 | 145.8966 | 145.8966 | 145.8966 | 145.8966 | 145.8966 | 145.8966 | 145.8966 | 145.8966 | 145.8966 | 145.8966 | 145.8966 | 145.8966 | 145.8966 | 145.8966 | 145.8966 | 0 | 0 | 0 | 0 | 0 | 0 | 0 | 0 | 0 | 0 | 0 | 0 | 0 | 0 | 0 | 0 | 0 | 0 | 0 | 0 | 0 | 0 | 0 | 0 | 0 | 0 | 0 | 0 | 0 | 0 | 0 | 0 | 0 | 0 | 0 | 0 | 0 | 0 | 0 | 0 | 0 | 0 | 0 | 0 | 0 | 0 | 0 | 0 | 0
Commercial | Express Install | 0 | Express Install | 15 | 0 | 83.46% | 0 | 751079.6477 | 119.898 | 0 | 0 | 176944.0249 | 0 | 148400 |  | 2.4952 | 0.62483 | 2.9751 | 2.9407 | 7.0043 | 0.021462 | 0.19758 | 441511.1236 | 78825.1719 | 1090961.8357 | 558211.9238 | 148400 | 176944.0249 |  | 751079.6477 | 751079.6477 | 751079.6477 | 751079.6477 | 751079.6477 | 751079.6477 | 751079.6477 | 751079.6477 | 751079.6477 | 751079.6477 | 751079.6477 | 751079.6477 | 751079.6477 | 751079.6477 | 751079.6477 | 0 | 0 | 0 | 0 | 0 | 0 | 0 | 0 | 0 | 0 | 0 | 0 | 0 | 0 | 0 | 0 | 0 | 119.898 | 119.898 | 119.898 | 119.898 | 119.898 | 119.898 | 119.898 | 119.898 | 119.898 | 119.898 | 119.898 | 119.898 | 119.898 | 119.898 | 119.898 | 0 | 0 | 0 | 0 | 0 | 0 | 0 | 0 | 0 | 0 | 0 | 0 | 0 | 0 | 0 | 0 | 0 | 0 | 0 | 0 | 0 | 0 | 0 | 0 | 0 | 0 | 0 | 0 | 0 | 0 | 0 | 0 | 0 | 0 | 0 | 0 | 0 | 0 | 0 | 0 | 0 | 0 | 0 | 0 | 0 | 0 | 0 | 0 | 0
Commercial | New Construction | 0 | New Construction | 15 | 0 | 83.46% | 0 | 229161.7998 | 61.067 | 0 | 0 | 64200.6339 | 0 | 17350.78 |  | 2.3367 | 0.79939 | 8.6462 | 2.7113 | 5.455 | 0.0082244 | 0.075714 | 150018.4619 | 24050.3365 | 332863.2038 | 170315.9572 | 17350.78 | 64200.6339 |  | 229161.7998 | 229161.7998 | 229161.7998 | 229161.7998 | 229161.7998 | 229161.7998 | 229161.7998 | 229161.7998 | 229161.7998 | 229161.7998 | 229161.7998 | 229161.7998 | 229161.7998 | 229161.7998 | 229161.7998 | 0 | 0 | 0 | 0 | 0 | 0 | 0 | 0 | 0 | 0 | 0 | 0 | 0 | 0 | 0 | 0 | 0 | 61.067 | 61.067 | 61.067 | 61.067 | 61.067 | 61.067 | 61.067 | 61.067 | 61.067 | 61.067 | 61.067 | 61.067 | 61.067 | 61.067 | 61.067 | 0 | 0 | 0 | 0 | 0 | 0 | 0 | 0 | 0 | 0 | 0 | 0 | 0 | 0 | 0 | 0 | 0 | 0 | 0 | 0 | 0 | 0 | 0 | 0 | 0 | 0 | 0 | 0 | 0 | 0 | 0 | 0 | 0 | 0 | 0 | 0 | 0 | 0 | 0 | 0 | 0 | 0 | 0 | 0 | 0 | 0 | 0 | 0 | 0
Commercial | School Energy Manager | 0 | School Energy Manager | 10 | 0 | 100% | 0 | 589797.4942 | 215.4144 | 0 | 0 | 90000 | 0 | 0 |  | 3.5417 | 0.97319 | n/a | 4.0815 | 5.9485 | 0 | 0 | 318748.9633 | 48586.4684 | 535366.7598 | 327530.3794 | 0 | 90000 |  | 589797.4942 | 589797.4942 | 589797.4942 | 589797.4942 | 589797.4942 | 589797.4942 | 589797.4942 | 589797.4942 | 589797.4942 | 589797.4942 | 0 | 0 | 0 | 0 | 0 | 0 | 0 | 0 | 0 | 0 | 0 | 0 | 0 | 0 | 0 | 0 | 0 | 0 | 0 | 0 | 0 | 0 | 215.4144 | 215.4144 | 215.4144 | 215.4144 | 215.4144 | 215.4144 | 215.4144 | 215.4144 | 215.4144 | 215.4144 | 0 | 0 | 0 | 0 | 0 | 0 | 0 | 0 | 0 | 0 | 0 | 0 | 0 | 0 | 0 | 0 | 0 | 0 | 0 | 0 | 0 | 0 | 0 | 0 | 0 | 0 | 0 | 0 | 0 | 0 | 0 | 0 | 0 | 0 | 0 | 0 | 0 | 0 | 0 | 0 | 0 | 0 | 0 | 0 | 0 | 0 | 0 | 0 | 0 | 0 | 0 | 0 | 0 | 0
Commercial | Bid For Efficiency | 0 | Bid for Efficiency | 10 | 0 | 100% | 0 | 0 | 0 | 0 | 0 | 0 | 0 | 0 |  | n/a | n/a | n/a | n/a | n/a | 0 | 0 | 0 | 0 | 0 | 0 | 0 | 0 |  | 0 | 0 | 0 | 0 | 0 | 0 | 0 | 0 | 0 | 0 | 0 | 0 | 0 | 0 | 0 | 0 | 0 | 0 | 0 | 0 | 0 | 0 | 0 | 0 | 0 | 0 | 0 | 0 | 0 | 0 | 0 | 0 | 0 | 0 | 0 | 0 | 0 | 0 | 0 | 0 | 0 | 0 | 0 | 0 | 0 | 0 | 0 | 0 | 0 | 0 | 0 | 0 | 0 | 0 | 0 | 0 | 0 | 0 | 0 | 0 | 0 | 0 | 0 | 0 | 0 | 0 | 0 | 0 | 0 | 0 | 0 | 0 | 0 | 0 | 0 | 0 | 0 | 0 | 0 | 0 | 0 | 0 | 0 | 0 | 0 | 0 | 0 | 0 | 0 | 0 | 0 | 0 | 0 | 0 | 0 | 0
Commercial | Retrocommissioning | 0 | Retrocommissioning (Large Customer) | 5 | 0 | 83.46% | 0 | 0 | 0 | 0 | 0 | 0 | 0 | 0 |  | n/a | n/a | n/a | n/a | n/a | 0 | 0 | 0 | 0 | 0 | 0 | 0 | 0 |  | 0 | 0 | 0 | 0 | 0 | 0 | 0 | 0 | 0 | 0 | 0 | 0 | 0 | 0 | 0 | 0 | 0 | 0 | 0 | 0 | 0 | 0 | 0 | 0 | 0 | 0 | 0 | 0 | 0 | 0 | 0 | 0 | 0 | 0 | 0 | 0 | 0 | 0 | 0 | 0 | 0 | 0 | 0 | 0 | 0 | 0 | 0 | 0 | 0 | 0 | 0 | 0 | 0 | 0 | 0 | 0 | 0 | 0 | 0 | 0 | 0 | 0 | 0 | 0 | 0 | 0 | 0 | 0 | 0 | 0 | 0 | 0 | 0 | 0 | 0 | 0 | 0 | 0 | 0 | 0 | 0 | 0 | 0 | 0 | 0 | 0 | 0 | 0 | 0 | 0 | 0 | 0 | 0 | 0 | 0 | 0
Commercial | Retrocommissioning | 0 | Retrocommissioning (Mid-Sized Customer) | 5 | 0 | 83.46% | 0 | 733307.6341 | 93.1502 | 0 | 0 | 20866.0407 | 0 | 83282.62 |  | 8.5741 | 0.57211 | 2.1482 | 10.2994 | 25.5738 | 0.026374 | 0.11357 | 178907.8708 | 35998.8835 | 450341.2854 | 229431.2286 | 83282.62 | 20866.0407 |  | 733307.6341 | 733307.6341 | 733307.6341 | 733307.6341 | 733307.6341 | 0 | 0 | 0 | 0 | 0 | 0 | 0 | 0 | 0 | 0 | 0 | 0 | 0 | 0 | 0 | 0 | 0 | 0 | 0 | 0 | 0 | 0 | 0 | 0 | 0 | 0 | 0 | 93.1502 | 93.1502 | 93.1502 | 93.1502 | 93.1502 | 0 | 0 | 0 | 0 | 0 | 0 | 0 | 0 | 0 | 0 | 0 | 0 | 0 | 0 | 0 | 0 | 0 | 0 | 0 | 0 | 0 | 0 | 0 | 0 | 0 | 0 | 0 | 0 | 0 | 0 | 0 | 0 | 0 | 0 | 0 | 0 | 0 | 0 | 0 | 0 | 0 | 0 | 0 | 0 | 0 | 0 | 0 | 0 | 0 | 0 | 0 | 0 | 0 | 0 | 0 | 0 | 0 | 0 | 0
Industrial | Retrocommissioning | 0 | Retrocommissioning (Large Customer) | 5 | 0 | 83.46% | 0 | 0 | 0 | 0 | 0 | 0 | 0 | 0 |  | n/a | n/a | n/a | n/a | n/a | 0 | 0 | 0 | 0 | 0 | 0 | 0 | 0 |  | 0 | 0 | 0 | 0 | 0 | 0 | 0 | 0 | 0 | 0 | 0 | 0 | 0 | 0 | 0 | 0 | 0 | 0 | 0 | 0 | 0 | 0 | 0 | 0 | 0 | 0 | 0 | 0 | 0 | 0 | 0 | 0 | 0 | 0 | 0 | 0 | 0 | 0 | 0 | 0 | 0 | 0 | 0 | 0 | 0 | 0 | 0 | 0 | 0 | 0 | 0 | 0 | 0 | 0 | 0 | 0 | 0 | 0 | 0 | 0 | 0 | 0 | 0 | 0 | 0 | 0 | 0 | 0 | 0 | 0 | 0 | 0 | 0 | 0 | 0 | 0 | 0 | 0 | 0 | 0 | 0 | 0 | 0 | 0 | 0 | 0 | 0 | 0 | 0 | 0 | 0 | 0 | 0 | 0 | 0 | 0
Industrial | Retrocommissioning | 0 | Retrocommissioning (Mid-Sized Customer) | 5 | 0 | 83.46% | 0 | 0 | 0 | 0 | 0 | 0 | 0 | 0 |  | n/a | n/a | n/a | n/a | n/a | 0 | 0 | 0 | 0 | 0 | 0 | 0 | 0 |  | 0 | 0 | 0 | 0 | 0 | 0 | 0 | 0 | 0 | 0 | 0 | 0 | 0 | 0 | 0 | 0 | 0 | 0 | 0 | 0 | 0 | 0 | 0 | 0 | 0 | 0 | 0 | 0 | 0 | 0 | 0 | 0 | 0 | 0 | 0 | 0 | 0 | 0 | 0 | 0 | 0 | 0 | 0 | 0 | 0 | 0 | 0 | 0 | 0 | 0 | 0 | 0 | 0 | 0 | 0 | 0 | 0 | 0 | 0 | 0 | 0 | 0 | 0 | 0 | 0 | 0 | 0 | 0 | 0 | 0 | 0 | 0 | 0 | 0 | 0 | 0 | 0 | 0 | 0 | 0 | 0 | 0 | 0 | 0 | 0 | 0 | 0 | 0 | 0 | 0 | 0 | 0 | 0 | 0 | 0 | 0
Commercial | Continuous Energy Management | 0 | Continuous Energy Management | 3 | 0 | 100% | 0 | 0 | 0 | 0 | 0 | 0 | 0 | 0 |  | n/a | n/a | n/a | n/a | n/a | 0 | 0 | 0 | 0 | 0 | 0 | 0 | 0 |  | 0 | 0 | 0 | 0 | 0 | 0 | 0 | 0 | 0 | 0 | 0 | 0 | 0 | 0 | 0 | 0 | 0 | 0 | 0 | 0 | 0 | 0 | 0 | 0 | 0 | 0 | 0 | 0 | 0 | 0 | 0 | 0 | 0 | 0 | 0 | 0 | 0 | 0 | 0 | 0 | 0 | 0 | 0 | 0 | 0 | 0 | 0 | 0 | 0 | 0 | 0 | 0 | 0 | 0 | 0 | 0 | 0 | 0 | 0 | 0 | 0 | 0 | 0 | 0 | 0 | 0 | 0 | 0 | 0 | 0 | 0 | 0 | 0 | 0 | 0 | 0 | 0 | 0 | 0 | 0 | 0 | 0 | 0 | 0 | 0 | 0 | 0 | 0 | 0 | 0 | 0 | 0 | 0 | 0 | 0 | 0
Industrial | Continuous Energy Management | 0 | Continuous Energy Management | 3 | 0 | 100% | 0 | 0 | 0 | 0 | 0 | 0 | 0 | 0 |  | n/a | n/a | n/a | n/a | n/a | 0 | 0 | 0 | 0 | 0 | 0 | 0 | 0 |  | 0 | 0 | 0 | 0 | 0 | 0 | 0 | 0 | 0 | 0 | 0 | 0 | 0 | 0 | 0 | 0 | 0 | 0 | 0 | 0 | 0 | 0 | 0 | 0 | 0 | 0 | 0 | 0 | 0 | 0 | 0 | 0 | 0 | 0 | 0 | 0 | 0 | 0 | 0 | 0 | 0 | 0 | 0 | 0 | 0 | 0 | 0 | 0 | 0 | 0 | 0 | 0 | 0 | 0 | 0 | 0 | 0 | 0 | 0 | 0 | 0 | 0 | 0 | 0 | 0 | 0 | 0 | 0 | 0 | 0 | 0 | 0 | 0 | 0 | 0 | 0 | 0 | 0 | 0 | 0 | 0 | 0 | 0 | 0 | 0 | 0 | 0 | 0 | 0 | 0 | 0 | 0 | 0 | 0 | 0 | 0
Residential | Residential Efficient Products | Appliance | ENERGY STAR Air Purifier | 9 | 0 | 79% | 0 | 11143.4957 | 1.289 | 0 | 0 | 2765 | 0 | 1250 | 1230.63 | 1.1044 | 0.36966 | 1.779 | 1.3184 | 4.5497 | 0.033081 | 0.22261 | 4412.9581 | 854.8539 | 11329.8022 | 9457.1986 | 1250 | 2765 | 1230.63 | 11143.4957 | 11143.4957 | 11143.4957 | 11143.4957 | 11143.4957 | 11143.4957 | 11143.4957 | 11143.4957 | 11143.4957 | 0 | 0 | 0 | 0 | 0 | 0 | 0 | 0 | 0 | 0 | 0 | 0 | 0 | 0 | 0 | 0 | 0 | 0 | 0 | 0 | 0 | 0 | 0 | 1.289 | 1.289 | 1.289 | 1.289 | 1.289 | 1.289 | 1.289 | 1.289 | 1.289 | 0 | 0 | 0 | 0 | 0 | 0 | 0 | 0 | 0 | 0 | 0 | 0 | 0 | 0 | 0 | 0 | 0 | 0 | 0 | 0 | 0 | 0 | 0 | 0 | 0 | 0 | 0 | 0 | 0 | 0 | 0 | 0 | 0 | 0 | 0 | 0 | 0 | 0 | 0 | 0 | 0 | 0 | 0 | 0 | 0 | 0 | 0 | 0 | 0 | 0 | 0 | 0 | 0 | 0 | 0
#N/A | 0 | 0 | 0 | #N/A | #N/A | 0% | #N/A | #N/A | #N/A | #N/A | #N/A | #N/A | #N/A | 0 |  | #N/A | #N/A | n/a | #N/A | #N/A | 0 | 0 | #N/A | #N/A | #N/A | #N/A | 0 | #N/A |  | #N/A | #N/A | #N/A | #N/A | #N/A | #N/A | #N/A | #N/A | #N/A | #N/A | #N/A | #N/A | #N/A | #N/A | #N/A | #N/A | #N/A | #N/A | #N/A | #N/A | #N/A | #N/A | #N/A | #N/A | #N/A | #N/A | #N/A | #N/A | #N/A | #N/A | #N/A | #N/A | #N/A | #N/A | #N/A | #N/A | #N/A | #N/A | #N/A | #N/A | #N/A | #N/A | #N/A | #N/A | #N/A | #N/A | #N/A | #N/A | #N/A | #N/A | #N/A | #N/A | #N/A | #N/A | #N/A | #N/A | #N/A | #N/A | #N/A | #N/A | #N/A | #N/A | #N/A | #N/A | #N/A | #N/A | #N/A | #N/A | #N/A | #N/A | #N/A | #N/A | #N/A | #N/A | #N/A | #N/A | #N/A | #N/A | #N/A | #N/A | #N/A | #N/A | #N/A | #N/A | #N/A | #N/A | #N/A | #N/A | #N/A | #N/A | #N/A | #N/A | #N/A | #N/A | #N/A | #N/A
#N/A | 0 | 0 | 0 | #N/A | #N/A | 0% | #N/A | #N/A | #N/A | #N/A | #N/A | #N/A | #N/A | 0 |  | #N/A | #N/A | n/a | #N/A | #N/A | 0 | 0 | #N/A | #N/A | #N/A | #N/A | 0 | #N/A |  | #N/A | #N/A | #N/A | #N/A | #N/A | #N/A | #N/A | #N/A | #N/A | #N/A | #N/A | #N/A | #N/A | #N/A | #N/A | #N/A | #N/A | #N/A | #N/A | #N/A | #N/A | #N/A | #N/A | #N/A | #N/A | #N/A | #N/A | #N/A | #N/A | #N/A | #N/A | #N/A | #N/A | #N/A | #N/A | #N/A | #N/A | #N/A | #N/A | #N/A | #N/A | #N/A | #N/A | #N/A | #N/A | #N/A | #N/A | #N/A | #N/A | #N/A | #N/A | #N/A | #N/A | #N/A | #N/A | #N/A | #N/A | #N/A | #N/A | #N/A | #N/A | #N/A | #N/A | #N/A | #N/A | #N/A | #N/A | #N/A | #N/A | #N/A | #N/A | #N/A | #N/A | #N/A | #N/A | #N/A | #N/A | #N/A | #N/A | #N/A | #N/A | #N/A | #N/A | #N/A | #N/A | #N/A | #N/A | #N/A | #N/A | #N/A | #N/A | #N/A | #N/A | #N/A | #N/A | #N/A
#N/A | 0 | 0 | 0 | #N/A | #N/A | 0% | #N/A | #N/A | #N/A | #N/A | #N/A | #N/A | #N/A | 0 |  | #N/A | #N/A | n/a | #N/A | #N/A | 0 | 0 | #N/A | #N/A | #N/A | #N/A | 0 | #N/A |  | #N/A | #N/A | #N/A | #N/A | #N/A | #N/A | #N/A | #N/A | #N/A | #N/A | #N/A | #N/A | #N/A | #N/A | #N/A | #N/A | #N/A | #N/A | #N/A | #N/A | #N/A | #N/A | #N/A | #N/A | #N/A | #N/A | #N/A | #N/A | #N/A | #N/A | #N/A | #N/A | #N/A | #N/A | #N/A | #N/A | #N/A | #N/A | #N/A | #N/A | #N/A | #N/A | #N/A | #N/A | #N/A | #N/A | #N/A | #N/A | #N/A | #N/A | #N/A | #N/A | #N/A | #N/A | #N/A | #N/A | #N/A | #N/A | #N/A | #N/A | #N/A | #N/A | #N/A | #N/A | #N/A | #N/A | #N/A | #N/A | #N/A | #N/A | #N/A | #N/A | #N/A | #N/A | #N/A | #N/A | #N/A | #N/A | #N/A | #N/A | #N/A | #N/A | #N/A | #N/A | #N/A | #N/A | #N/A | #N/A | #N/A | #N/A | #N/A | #N/A | #N/A | #N/A | #N/A | #N/A
#N/A | 0 | 0 | 0 | #N/A | #N/A | 0% | #N/A | #N/A | #N/A | #N/A | #N/A | #N/A | #N/A | 0 |  | #N/A | #N/A | n/a | #N/A | #N/A | 0 | 0 | #N/A | #N/A | #N/A | #N/A | 0 | #N/A |  | #N/A | #N/A | #N/A | #N/A | #N/A | #N/A | #N/A | #N/A | #N/A | #N/A | #N/A | #N/A | #N/A | #N/A | #N/A | #N/A | #N/A | #N/A | #N/A | #N/A | #N/A | #N/A | #N/A | #N/A | #N/A | #N/A | #N/A | #N/A | #N/A | #N/A | #N/A | #N/A | #N/A | #N/A | #N/A | #N/A | #N/A | #N/A | #N/A | #N/A | #N/A | #N/A | #N/A | #N/A | #N/A | #N/A | #N/A | #N/A | #N/A | #N/A | #N/A | #N/A | #N/A | #N/A | #N/A | #N/A | #N/A | #N/A | #N/A | #N/A | #N/A | #N/A | #N/A | #N/A | #N/A | #N/A | #N/A | #N/A | #N/A | #N/A | #N/A | #N/A | #N/A | #N/A | #N/A | #N/A | #N/A | #N/A | #N/A | #N/A | #N/A | #N/A | #N/A | #N/A | #N/A | #N/A | #N/A | #N/A | #N/A | #N/A | #N/A | #N/A | #N/A | #N/A | #N/A | #N/A
#N/A | 0 | 0 | 0 | #N/A | #N/A | 0% | #N/A | #N/A | #N/A | #N/A | #N/A | #N/A | #N/A | 0 |  | #N/A | #N/A | n/a | #N/A | #N/A | 0 | 0 | #N/A | #N/A | #N/A | #N/A | 0 | #N/A |  | #N/A | #N/A | #N/A | #N/A | #N/A | #N/A | #N/A | #N/A | #N/A | #N/A | #N/A | #N/A | #N/A | #N/A | #N/A | #N/A | #N/A | #N/A | #N/A | #N/A | #N/A | #N/A | #N/A | #N/A | #N/A | #N/A | #N/A | #N/A | #N/A | #N/A | #N/A | #N/A | #N/A | #N/A | #N/A | #N/A | #N/A | #N/A | #N/A | #N/A | #N/A | #N/A | #N/A | #N/A | #N/A | #N/A | #N/A | #N/A | #N/A | #N/A | #N/A | #N/A | #N/A | #N/A | #N/A | #N/A | #N/A | #N/A | #N/A | #N/A | #N/A | #N/A | #N/A | #N/A | #N/A | #N/A | #N/A | #N/A | #N/A | #N/A | #N/A | #N/A | #N/A | #N/A | #N/A | #N/A | #N/A | #N/A | #N/A | #N/A | #N/A | #N/A | #N/A | #N/A | #N/A | #N/A | #N/A | #N/A | #N/A | #N/A | #N/A | #N/A | #N/A | #N/A | #N/A | #N/A
#N/A | 0 | 0 | 0 | #N/A | #N/A | 0% | #N/A | #N/A | #N/A | #N/A | #N/A | #N/A | #N/A | 0 |  | #N/A | #N/A | n/a | #N/A | #N/A | 0 | 0 | #N/A | #N/A | #N/A | #N/A | 0 | #N/A |  | #N/A | #N/A | #N/A | #N/A | #N/A | #N/A | #N/A | #N/A | #N/A | #N/A | #N/A | #N/A | #N/A | #N/A | #N/A | #N/A | #N/A | #N/A | #N/A | #N/A | #N/A | #N/A | #N/A | #N/A | #N/A | #N/A | #N/A | #N/A | #N/A | #N/A | #N/A | #N/A | #N/A | #N/A | #N/A | #N/A | #N/A | #N/A | #N/A | #N/A | #N/A | #N/A | #N/A | #N/A | #N/A | #N/A | #N/A | #N/A | #N/A | #N/A | #N/A | #N/A | #N/A | #N/A | #N/A | #N/A | #N/A | #N/A | #N/A | #N/A | #N/A | #N/A | #N/A | #N/A | #N/A | #N/A | #N/A | #N/A | #N/A | #N/A | #N/A | #N/A | #N/A | #N/A | #N/A | #N/A | #N/A | #N/A | #N/A | #N/A | #N/A | #N/A | #N/A | #N/A | #N/A | #N/A | #N/A | #N/A | #N/A | #N/A | #N/A | #N/A | #N/A | #N/A | #N/A | #N/A
#N/A | 0 | 0 | 0 | #N/A | #N/A | 0% | #N/A | #N/A | #N/A | #N/A | #N/A | #N/A | #N/A | 0 |  | #N/A | #N/A | n/a | #N/A | #N/A | 0 | 0 | #N/A | #N/A | #N/A | #N/A | 0 | #N/A |  | #N/A | #N/A | #N/A | #N/A | #N/A | #N/A | #N/A | #N/A | #N/A | #N/A | #N/A | #N/A | #N/A | #N/A | #N/A | #N/A | #N/A | #N/A | #N/A | #N/A | #N/A | #N/A | #N/A | #N/A | #N/A | #N/A | #N/A | #N/A | #N/A | #N/A | #N/A | #N/A | #N/A | #N/A | #N/A | #N/A | #N/A | #N/A | #N/A | #N/A | #N/A | #N/A | #N/A | #N/A | #N/A | #N/A | #N/A | #N/A | #N/A | #N/A | #N/A | #N/A | #N/A | #N/A | #N/A | #N/A | #N/A | #N/A | #N/A | #N/A | #N/A | #N/A | #N/A | #N/A | #N/A | #N/A | #N/A | #N/A | #N/A | #N/A | #N/A | #N/A | #N/A | #N/A | #N/A | #N/A | #N/A | #N/A | #N/A | #N/A | #N/A | #N/A | #N/A | #N/A | #N/A | #N/A | #N/A | #N/A | #N/A | #N/A | #N/A | #N/A | #N/A | #N/A | #N/A | #N/A
0 | 0 | 0 | 0 | 0 | 0 | 0% | 0 | 0 | 0 | 0 | 0 | 0 | 0 | 0 |  | n/a | n/a | n/a | n/a | n/a | 0 | 0 | 0 | 0 | #DIV/0! | 0 | 0 | 0 |  | 0 | 0 | 0 | 0 | 0 | 0 | 0 | 0 | 0 | 0 | 0 | 0 | 0 | 0 | 0 | 0 | 0 | 0 | 0 | 0 | 0 | 0 | 0 | 0 | 0 | 0 | 0 | 0 | 0 | 0 | 0 | 0 | 0 | 0 | 0 | 0 | 0 | 0 | 0 | 0 | 0 | 0 | 0 | 0 | 0 | 0 | 0 | 0 | 0 | 0 | 0 | 0 | 0 | 0 | 0 | 0 | 0 | 0 | 0 | 0 | 0 | 0 | 0 | 0 | 0 | 0 | 0 | 0 | 0 | 0 | 0 | 0 | 0 | 0 | 0 | 0 | 0 | 0 | 0 | 0 | 0 | 0 | 0 | 0 | 0 | 0 | 0 | 0 | 0 | 0 | 0 | 0 | 0 | 0 | 0 | 0
0 | 0 | 0 | 0 | 0 | 0 | 0% | 0 | 0 | 0 | 0 | 0 | 0 | 0 | 0 |  | n/a | n/a | n/a | n/a | n/a | 0 | 0 | 0 | 0 | #DIV/0! | 0 | 0 | 0 |  | 0 | 0 | 0 | 0 | 0 | 0 | 0 | 0 | 0 | 0 | 0 | 0 | 0 | 0 | 0 | 0 | 0 | 0 | 0 | 0 | 0 | 0 | 0 | 0 | 0 | 0 | 0 | 0 | 0 | 0 | 0 | 0 | 0 | 0 | 0 | 0 | 0 | 0 | 0 | 0 | 0 | 0 | 0 | 0 | 0 | 0 | 0 | 0 | 0 | 0 | 0 | 0 | 0 | 0 | 0 | 0 | 0 | 0 | 0 | 0 | 0 | 0 | 0 | 0 | 0 | 0 | 0 | 0 | 0 | 0 | 0 | 0 | 0 | 0 | 0 | 0 | 0 | 0 | 0 | 0 | 0 | 0 | 0 | 0 | 0 | 0 | 0 | 0 | 0 | 0 | 0 | 0 | 0 | 0 | 0 | 0
0 | 0 | 0 | 0 | 0 | 0 | 0% | 0 | 0 | 0 | 0 | 0 | 0 | 0 | 0 |  | n/a | n/a | n/a | n/a | n/a | 0 | 0 | 0 | 0 | #DIV/0! | 0 | 0 | 0 |  | 0 | 0 | 0 | 0 | 0 | 0 | 0 | 0 | 0 | 0 | 0 | 0 | 0 | 0 | 0 | 0 | 0 | 0 | 0 | 0 | 0 | 0 | 0 | 0 | 0 | 0 | 0 | 0 | 0 | 0 | 0 | 0 | 0 | 0 | 0 | 0 | 0 | 0 | 0 | 0 | 0 | 0 | 0 | 0 | 0 | 0 | 0 | 0 | 0 | 0 | 0 | 0 | 0 | 0 | 0 | 0 | 0 | 0 | 0 | 0 | 0 | 0 | 0 | 0 | 0 | 0 | 0 | 0 | 0 | 0 | 0 | 0 | 0 | 0 | 0 | 0 | 0 | 0 | 0 | 0 | 0 | 0 | 0 | 0 | 0 | 0 | 0 | 0 | 0 | 0 | 0 | 0 | 0 | 0 | 0 | 0
0 | 0 | 0 | 0 | 0 | 0 | 0% | 0 | 0 | 0 | 0 | 0 | 0 | 0 | 0 |  | n/a | n/a | n/a | n/a | n/a | 0 | 0 | 0 | 0 | #DIV/0! | 0 | 0 | 0 |  | 0 | 0 | 0 | 0 | 0 | 0 | 0 | 0 | 0 | 0 | 0 | 0 | 0 | 0 | 0 | 0 | 0 | 0 | 0 | 0 | 0 | 0 | 0 | 0 | 0 | 0 | 0 | 0 | 0 | 0 | 0 | 0 | 0 | 0 | 0 | 0 | 0 | 0 | 0 | 0 | 0 | 0 | 0 | 0 | 0 | 0 | 0 | 0 | 0 | 0 | 0 | 0 | 0 | 0 | 0 | 0 | 0 | 0 | 0 | 0 | 0 | 0 | 0 | 0 | 0 | 0 | 0 | 0 | 0 | 0 | 0 | 0 | 0 | 0 | 0 | 0 | 0 | 0 | 0 | 0 | 0 | 0 | 0 | 0 | 0 | 0 | 0 | 0 | 0 | 0 | 0 | 0 | 0 | 0 | 0 | 0
0 | 0 | 0 | 0 | 0 | 0 | 0% | 0 | 0 | 0 | 0 | 0 | 0 | 0 | 0 |  | n/a | n/a | n/a | n/a | n/a | 0 | 0 | 0 | 0 | #DIV/0! | 0 | 0 | 0 |  | 0 | 0 | 0 | 0 | 0 | 0 | 0 | 0 | 0 | 0 | 0 | 0 | 0 | 0 | 0 | 0 | 0 | 0 | 0 | 0 | 0 | 0 | 0 | 0 | 0 | 0 | 0 | 0 | 0 | 0 | 0 | 0 | 0 | 0 | 0 | 0 | 0 | 0 | 0 | 0 | 0 | 0 | 0 | 0 | 0 | 0 | 0 | 0 | 0 | 0 | 0 | 0 | 0 | 0 | 0 | 0 | 0 | 0 | 0 | 0 | 0 | 0 | 0 | 0 | 0 | 0 | 0 | 0 | 0 | 0 | 0 | 0 | 0 | 0 | 0 | 0 | 0 | 0 | 0 | 0 | 0 | 0 | 0 | 0 | 0 | 0 | 0 | 0 | 0 | 0 | 0 | 0 | 0 | 0 | 0 | 0
0 | 0 | 0 | 0 | 0 | 0 | 0% | 0 | 0 | 0 | 0 | 0 | 0 | 0 | 0 |  | n/a | n/a | n/a | n/a | n/a | 0 | 0 | 0 | 0 | #DIV/0! | 0 | 0 | 0 |  | 0 | 0 | 0 | 0 | 0 | 0 | 0 | 0 | 0 | 0 | 0 | 0 | 0 | 0 | 0 | 0 | 0 | 0 | 0 | 0 | 0 | 0 | 0 | 0 | 0 | 0 | 0 | 0 | 0 | 0 | 0 | 0 | 0 | 0 | 0 | 0 | 0 | 0 | 0 | 0 | 0 | 0 | 0 | 0 | 0 | 0 | 0 | 0 | 0 | 0 | 0 | 0 | 0 | 0 | 0 | 0 | 0 | 0 | 0 | 0 | 0 | 0 | 0 | 0 | 0 | 0 | 0 | 0 | 0 | 0 | 0 | 0 | 0 | 0 | 0 | 0 | 0 | 0 | 0 | 0 | 0 | 0 | 0 | 0 | 0 | 0 | 0 | 0 | 0 | 0 | 0 | 0 | 0 | 0 | 0 | 0
0 | 0 | 0 | 0 | 0 | 0 | 0% | 0 | 0 | 0 | 0 | 0 | 0 | 0 | 0 |  | n/a | n/a | n/a | n/a | n/a | 0 | 0 | 0 | 0 | #DIV/0! | 0 | 0 | 0 |  | 0 | 0 | 0 | 0 | 0 | 0 | 0 | 0 | 0 | 0 | 0 | 0 | 0 | 0 | 0 | 0 | 0 | 0 | 0 | 0 | 0 | 0 | 0 | 0 | 0 | 0 | 0 | 0 | 0 | 0 | 0 | 0 | 0 | 0 | 0 | 0 | 0 | 0 | 0 | 0 | 0 | 0 | 0 | 0 | 0 | 0 | 0 | 0 | 0 | 0 | 0 | 0 | 0 | 0 | 0 | 0 | 0 | 0 | 0 | 0 | 0 | 0 | 0 | 0 | 0 | 0 | 0 | 0 | 0 | 0 | 0 | 0 | 0 | 0 | 0 | 0 | 0 | 0 | 0 | 0 | 0 | 0 | 0 | 0 | 0 | 0 | 0 | 0 | 0 | 0 | 0 | 0 | 0 | 0 | 0 | 0
0 | 0 | 0 | 0 | 0 | 0 | 0% | 0 | 0 | 0 | 0 | 0 | 0 | 0 | 0 |  | n/a | n/a | n/a | n/a | n/a | 0 | 0 | 0 | 0 | #DIV/0! | 0 | 0 | 0 |  | 0 | 0 | 0 | 0 | 0 | 0 | 0 | 0 | 0 | 0 | 0 | 0 | 0 | 0 | 0 | 0 | 0 | 0 | 0 | 0 | 0 | 0 | 0 | 0 | 0 | 0 | 0 | 0 | 0 | 0 | 0 | 0 | 0 | 0 | 0 | 0 | 0 | 0 | 0 | 0 | 0 | 0 | 0 | 0 | 0 | 0 | 0 | 0 | 0 | 0 | 0 | 0 | 0 | 0 | 0 | 0 | 0 | 0 | 0 | 0 | 0 | 0 | 0 | 0 | 0 | 0 | 0 | 0 | 0 | 0 | 0 | 0 | 0 | 0 | 0 | 0 | 0 | 0 | 0 | 0 | 0 | 0 | 0 | 0 | 0 | 0 | 0 | 0 | 0 | 0 | 0 | 0 | 0 | 0 | 0 | 0
0 | 0 | 0 | 0 | 0 | 0 | 0% | 0 | 0 | 0 | 0 | 0 | 0 | 0 | 0 |  | n/a | n/a | n/a | n/a | n/a | 0 | 0 | 0 | 0 | #DIV/0! | 0 | 0 | 0 |  | 0 | 0 | 0 | 0 | 0 | 0 | 0 | 0 | 0 | 0 | 0 | 0 | 0 | 0 | 0 | 0 | 0 | 0 | 0 | 0 | 0 | 0 | 0 | 0 | 0 | 0 | 0 | 0 | 0 | 0 | 0 | 0 | 0 | 0 | 0 | 0 | 0 | 0 | 0 | 0 | 0 | 0 | 0 | 0 | 0 | 0 | 0 | 0 | 0 | 0 | 0 | 0 | 0 | 0 | 0 | 0 | 0 | 0 | 0 | 0 | 0 | 0 | 0 | 0 | 0 | 0 | 0 | 0 | 0 | 0 | 0 | 0 | 0 | 0 | 0 | 0 | 0 | 0 | 0 | 0 | 0 | 0 | 0 | 0 | 0 | 0 | 0 | 0 | 0 | 0 | 0 | 0 | 0 | 0 | 0 | 0
0 | 0 | 0 | 0 | 0 | 0 | 0% | 0 | 0 | 0 | 0 | 0 | 0 | 0 | 0 |  | n/a | n/a | n/a | n/a | n/a | 0 | 0 | 0 | 0 | #DIV/0! | 0 | 0 | 0 |  | 0 | 0 | 0 | 0 | 0 | 0 | 0 | 0 | 0 | 0 | 0 | 0 | 0 | 0 | 0 | 0 | 0 | 0 | 0 | 0 | 0 | 0 | 0 | 0 | 0 | 0 | 0 | 0 | 0 | 0 | 0 | 0 | 0 | 0 | 0 | 0 | 0 | 0 | 0 | 0 | 0 | 0 | 0 | 0 | 0 | 0 | 0 | 0 | 0 | 0 | 0 | 0 | 0 | 0 | 0 | 0 | 0 | 0 | 0 | 0 | 0 | 0 | 0 | 0 | 0 | 0 | 0 | 0 | 0 | 0 | 0 | 0 | 0 | 0 | 0 | 0 | 0 | 0 | 0 | 0 | 0 | 0 | 0 | 0 | 0 | 0 | 0 | 0 | 0 | 0 | 0 | 0 | 0 | 0 | 0 | 0
0 | 0 | 0 | 0 | 0 | 0 | 0% | 0 | 0 | 0 | 0 | 0 | 0 | 0 | 0 |  | n/a | n/a | n/a | n/a | n/a | 0 | 0 | 0 | 0 | #DIV/0! | 0 | 0 | 0 |  | 0 | 0 | 0 | 0 | 0 | 0 | 0 | 0 | 0 | 0 | 0 | 0 | 0 | 0 | 0 | 0 | 0 | 0 | 0 | 0 | 0 | 0 | 0 | 0 | 0 | 0 | 0 | 0 | 0 | 0 | 0 | 0 | 0 | 0 | 0 | 0 | 0 | 0 | 0 | 0 | 0 | 0 | 0 | 0 | 0 | 0 | 0 | 0 | 0 | 0 | 0 | 0 | 0 | 0 | 0 | 0 | 0 | 0 | 0 | 0 | 0 | 0 | 0 | 0 | 0 | 0 | 0 | 0 | 0 | 0 | 0 | 0 | 0 | 0 | 0 | 0 | 0 | 0 | 0 | 0 | 0 | 0 | 0 | 0 | 0 | 0 | 0 | 0 | 0 | 0 | 0 | 0 | 0 | 0 | 0 | 0
0 | 0 | 0 | 0 | 0 | 0 | 0% | 0 | 0 | 0 | 0 | 0 | 0 | 0 | 0 |  | n/a | n/a | n/a | n/a | n/a | 0 | 0 | 0 | 0 | #DIV/0! | 0 | 0 | 0 |  | 0 | 0 | 0 | 0 | 0 | 0 | 0 | 0 | 0 | 0 | 0 | 0 | 0 | 0 | 0 | 0 | 0 | 0 | 0 | 0 | 0 | 0 | 0 | 0 | 0 | 0 | 0 | 0 | 0 | 0 | 0 | 0 | 0 | 0 | 0 | 0 | 0 | 0 | 0 | 0 | 0 | 0 | 0 | 0 | 0 | 0 | 0 | 0 | 0 | 0 | 0 | 0 | 0 | 0 | 0 | 0 | 0 | 0 | 0 | 0 | 0 | 0 | 0 | 0 | 0 | 0 | 0 | 0 | 0 | 0 | 0 | 0 | 0 | 0 | 0 | 0 | 0 | 0 | 0 | 0 | 0 | 0 | 0 | 0 | 0 | 0 | 0 | 0 | 0 | 0 | 0 | 0 | 0 | 0 | 0 | 0
0 | 0 | 0 | 0 | 0 | 0 | 0% | 0 | 0 | 0 | 0 | 0 | 0 | 0 | 0 |  | n/a | n/a | n/a | n/a | n/a | 0 | 0 | 0 | 0 | #DIV/0! | 0 | 0 | 0 |  | 0 | 0 | 0 | 0 | 0 | 0 | 0 | 0 | 0 | 0 | 0 | 0 | 0 | 0 | 0 | 0 | 0 | 0 | 0 | 0 | 0 | 0 | 0 | 0 | 0 | 0 | 0 | 0 | 0 | 0 | 0 | 0 | 0 | 0 | 0 | 0 | 0 | 0 | 0 | 0 | 0 | 0 | 0 | 0 | 0 | 0 | 0 | 0 | 0 | 0 | 0 | 0 | 0 | 0 | 0 | 0 | 0 | 0 | 0 | 0 | 0 | 0 | 0 | 0 | 0 | 0 | 0 | 0 | 0 | 0 | 0 | 0 | 0 | 0 | 0 | 0 | 0 | 0 | 0 | 0 | 0 | 0 | 0 | 0 | 0 | 0 | 0 | 0 | 0 | 0 | 0 | 0 | 0 | 0 | 0 | 0
0 | 0 | 0 | 0 | 0 | 0 | 0% | 0 | 0 | 0 | 0 | 0 | 0 | 0 | 0 |  | n/a | n/a | n/a | n/a | n/a | 0 | 0 | 0 | 0 | #DIV/0! | 0 | 0 | 0 |  | 0 | 0 | 0 | 0 | 0 | 0 | 0 | 0 | 0 | 0 | 0 | 0 | 0 | 0 | 0 | 0 | 0 | 0 | 0 | 0 | 0 | 0 | 0 | 0 | 0 | 0 | 0 | 0 | 0 | 0 | 0 | 0 | 0 | 0 | 0 | 0 | 0 | 0 | 0 | 0 | 0 | 0 | 0 | 0 | 0 | 0 | 0 | 0 | 0 | 0 | 0 | 0 | 0 | 0 | 0 | 0 | 0 | 0 | 0 | 0 | 0 | 0 | 0 | 0 | 0 | 0 | 0 | 0 | 0 | 0 | 0 | 0 | 0 | 0 | 0 | 0 | 0 | 0 | 0 | 0 | 0 | 0 | 0 | 0 | 0 | 0 | 0 | 0 | 0 | 0 | 0 | 0 | 0 | 0 | 0 | 0
0 | 0 | 0 | 0 | 0 | 0 | 0% | 0 | 0 | 0 | 0 | 0 | 0 | 0 | 0 |  | n/a | n/a | n/a | n/a | n/a | 0 | 0 | 0 | 0 | #DIV/0! | 0 | 0 | 0 |  | 0 | 0 | 0 | 0 | 0 | 0 | 0 | 0 | 0 | 0 | 0 | 0 | 0 | 0 | 0 | 0 | 0 | 0 | 0 | 0 | 0 | 0 | 0 | 0 | 0 | 0 | 0 | 0 | 0 | 0 | 0 | 0 | 0 | 0 | 0 | 0 | 0 | 0 | 0 | 0 | 0 | 0 | 0 | 0 | 0 | 0 | 0 | 0 | 0 | 0 | 0 | 0 | 0 | 0 | 0 | 0 | 0 | 0 | 0 | 0 | 0 | 0 | 0 | 0 | 0 | 0 | 0 | 0 | 0 | 0 | 0 | 0 | 0 | 0 | 0 | 0 | 0 | 0 | 0 | 0 | 0 | 0 | 0 | 0 | 0 | 0 | 0 | 0 | 0 | 0 | 0 | 0 | 0 | 0 | 0 | 0
0 | 0 | 0 | 0 | 0 | 0 | 0% | 0 | 0 | 0 | 0 | 0 | 0 | 0 | 0 |  | n/a | n/a | n/a | n/a | n/a | 0 | 0 | 0 | 0 | #DIV/0! | 0 | 0 | 0 |  | 0 | 0 | 0 | 0 | 0 | 0 | 0 | 0 | 0 | 0 | 0 | 0 | 0 | 0 | 0 | 0 | 0 | 0 | 0 | 0 | 0 | 0 | 0 | 0 | 0 | 0 | 0 | 0 | 0 | 0 | 0 | 0 | 0 | 0 | 0 | 0 | 0 | 0 | 0 | 0 | 0 | 0 | 0 | 0 | 0 | 0 | 0 | 0 | 0 | 0 | 0 | 0 | 0 | 0 | 0 | 0 | 0 | 0 | 0 | 0 | 0 | 0 | 0 | 0 | 0 | 0 | 0 | 0 | 0 | 0 | 0 | 0 | 0 | 0 | 0 | 0 | 0 | 0 | 0 | 0 | 0 | 0 | 0 | 0 | 0 | 0 | 0 | 0 | 0 | 0 | 0 | 0 | 0 | 0 | 0 | 0
0 | 0 | 0 | 0 | 0 | 0 | 0% | 0 | 0 | 0 | 0 | 0 | 0 | 0 | 0 |  | n/a | n/a | n/a | n/a | n/a | 0 | 0 | 0 | 0 | #DIV/0! | 0 | 0 | 0 |  | 0 | 0 | 0 | 0 | 0 | 0 | 0 | 0 | 0 | 0 | 0 | 0 | 0 | 0 | 0 | 0 | 0 | 0 | 0 | 0 | 0 | 0 | 0 | 0 | 0 | 0 | 0 | 0 | 0 | 0 | 0 | 0 | 0 | 0 | 0 | 0 | 0 | 0 | 0 | 0 | 0 | 0 | 0 | 0 | 0 | 0 | 0 | 0 | 0 | 0 | 0 | 0 | 0 | 0 | 0 | 0 | 0 | 0 | 0 | 0 | 0 | 0 | 0 | 0 | 0 | 0 | 0 | 0 | 0 | 0 | 0 | 0 | 0 | 0 | 0 | 0 | 0 | 0 | 0 | 0 | 0 | 0 | 0 | 0 | 0 | 0 | 0 | 0 | 0 | 0 | 0 | 0 | 0 | 0 | 0 | 0
0 | 0 | 0 | 0 | 0 | 0 | 0% | 0 | 0 | 0 | 0 | 0 | 0 | 0 | 0 |  | n/a | n/a | n/a | n/a | n/a | 0 | 0 | 0 | 0 | #DIV/0! | 0 | 0 | 0 |  | 0 | 0 | 0 | 0 | 0 | 0 | 0 | 0 | 0 | 0 | 0 | 0 | 0 | 0 | 0 | 0 | 0 | 0 | 0 | 0 | 0 | 0 | 0 | 0 | 0 | 0 | 0 | 0 | 0 | 0 | 0 | 0 | 0 | 0 | 0 | 0 | 0 | 0 | 0 | 0 | 0 | 0 | 0 | 0 | 0 | 0 | 0 | 0 | 0 | 0 | 0 | 0 | 0 | 0 | 0 | 0 | 0 | 0 | 0 | 0 | 0 | 0 | 0 | 0 | 0 | 0 | 0 | 0 | 0 | 0 | 0 | 0 | 0 | 0 | 0 | 0 | 0 | 0 | 0 | 0 | 0 | 0 | 0 | 0 | 0 | 0 | 0 | 0 | 0 | 0 | 0 | 0 | 0 | 0 | 0 | 0
0 | 0 | 0 | 0 | 0 | 0 | 0% | 0 | 0 | 0 | 0 | 0 | 0 | 0 | 0 |  | n/a | n/a | n/a | n/a | n/a | 0 | 0 | 0 | 0 | #DIV/0! | 0 | 0 | 0 |  | 0 | 0 | 0 | 0 | 0 | 0 | 0 | 0 | 0 | 0 | 0 | 0 | 0 | 0 | 0 | 0 | 0 | 0 | 0 | 0 | 0 | 0 | 0 | 0 | 0 | 0 | 0 | 0 | 0 | 0 | 0 | 0 | 0 | 0 | 0 | 0 | 0 | 0 | 0 | 0 | 0 | 0 | 0 | 0 | 0 | 0 | 0 | 0 | 0 | 0 | 0 | 0 | 0 | 0 | 0 | 0 | 0 | 0 | 0 | 0 | 0 | 0 | 0 | 0 | 0 | 0 | 0 | 0 | 0 | 0 | 0 | 0 | 0 | 0 | 0 | 0 | 0 | 0 | 0 | 0 | 0 | 0 | 0 | 0 | 0 | 0 | 0 | 0 | 0 | 0 | 0 | 0 | 0 | 0 | 0 | 0
0 | 0 | 0 | 0 | 0 | 0 | 0% | 0 | 0 | 0 | 0 | 0 | 0 | 0 | 0 |  | n/a | n/a | n/a | n/a | n/a | 0 | 0 | 0 | 0 | #DIV/0! | 0 | 0 | 0 |  | 0 | 0 | 0 | 0 | 0 | 0 | 0 | 0 | 0 | 0 | 0 | 0 | 0 | 0 | 0 | 0 | 0 | 0 | 0 | 0 | 0 | 0 | 0 | 0 | 0 | 0 | 0 | 0 | 0 | 0 | 0 | 0 | 0 | 0 | 0 | 0 | 0 | 0 | 0 | 0 | 0 | 0 | 0 | 0 | 0 | 0 | 0 | 0 | 0 | 0 | 0 | 0 | 0 | 0 | 0 | 0 | 0 | 0 | 0 | 0 | 0 | 0 | 0 | 0 | 0 | 0 | 0 | 0 | 0 | 0 | 0 | 0 | 0 | 0 | 0 | 0 | 0 | 0 | 0 | 0 | 0 | 0 | 0 | 0 | 0 | 0 | 0 | 0 | 0 | 0 | 0 | 0 | 0 | 0 | 0 | 0
0 | 0 | 0 | 0 | 0 | 0 | 0% | 0 | 0 | 0 | 0 | 0 | 0 | 0 | 0 |  | n/a | n/a | n/a | n/a | n/a | 0 | 0 | 0 | 0 | #DIV/0! | 0 | 0 | 0 |  | 0 | 0 | 0 | 0 | 0 | 0 | 0 | 0 | 0 | 0 | 0 | 0 | 0 | 0 | 0 | 0 | 0 | 0 | 0 | 0 | 0 | 0 | 0 | 0 | 0 | 0 | 0 | 0 | 0 | 0 | 0 | 0 | 0 | 0 | 0 | 0 | 0 | 0 | 0 | 0 | 0 | 0 | 0 | 0 | 0 | 0 | 0 | 0 | 0 | 0 | 0 | 0 | 0 | 0 | 0 | 0 | 0 | 0 | 0 | 0 | 0 | 0 | 0 | 0 | 0 | 0 | 0 | 0 | 0 | 0 | 0 | 0 | 0 | 0 | 0 | 0 | 0 | 0 | 0 | 0 | 0 | 0 | 0 | 0 | 0 | 0 | 0 | 0 | 0 | 0 | 0 | 0 | 0 | 0 | 0 | 0
0 | 0 | 0 | 0 | 0 | 0 | 0% | 0 | 0 | 0 | 0 | 0 | 0 | 0 | 0 |  | n/a | n/a | n/a | n/a | n/a | 0 | 0 | 0 | 0 | #DIV/0! | 0 | 0 | 0 |  | 0 | 0 | 0 | 0 | 0 | 0 | 0 | 0 | 0 | 0 | 0 | 0 | 0 | 0 | 0 | 0 | 0 | 0 | 0 | 0 | 0 | 0 | 0 | 0 | 0 | 0 | 0 | 0 | 0 | 0 | 0 | 0 | 0 | 0 | 0 | 0 | 0 | 0 | 0 | 0 | 0 | 0 | 0 | 0 | 0 | 0 | 0 | 0 | 0 | 0 | 0 | 0 | 0 | 0 | 0 | 0 | 0 | 0 | 0 | 0 | 0 | 0 | 0 | 0 | 0 | 0 | 0 | 0 | 0 | 0 | 0 | 0 | 0 | 0 | 0 | 0 | 0 | 0 | 0 | 0 | 0 | 0 | 0 | 0 | 0 | 0 | 0 | 0 | 0 | 0 | 0 | 0 | 0 | 0 | 0 | 0
0 | 0 | 0 | 0 | 0 | 0 | 0% | 0 | 0 | 0 | 0 | 0 | 0 | 0 | 0 |  | n/a | n/a | n/a | n/a | n/a | 0 | 0 | 0 | 0 | #DIV/0! | 0 | 0 | 0 |  | 0 | 0 | 0 | 0 | 0 | 0 | 0 | 0 | 0 | 0 | 0 | 0 | 0 | 0 | 0 | 0 | 0 | 0 | 0 | 0 | 0 | 0 | 0 | 0 | 0 | 0 | 0 | 0 | 0 | 0 | 0 | 0 | 0 | 0 | 0 | 0 | 0 | 0 | 0 | 0 | 0 | 0 | 0 | 0 | 0 | 0 | 0 | 0 | 0 | 0 | 0 | 0 | 0 | 0 | 0 | 0 | 0 | 0 | 0 | 0 | 0 | 0 | 0 | 0 | 0 | 0 | 0 | 0 | 0 | 0 | 0 | 0 | 0 | 0 | 0 | 0 | 0 | 0 | 0 | 0 | 0 | 0 | 0 | 0 | 0 | 0 | 0 | 0 | 0 | 0 | 0 | 0 | 0 | 0 | 0 | 0
0 | 0 | 0 | 0 | 0 | 0 | 0% | 0 | 0 | 0 | 0 | 0 | 0 | 0 | 0 |  | n/a | n/a | n/a | n/a | n/a | 0 | 0 | 0 | 0 | #DIV/0! | 0 | 0 | 0 |  | 0 | 0 | 0 | 0 | 0 | 0 | 0 | 0 | 0 | 0 | 0 | 0 | 0 | 0 | 0 | 0 | 0 | 0 | 0 | 0 | 0 | 0 | 0 | 0 | 0 | 0 | 0 | 0 | 0 | 0 | 0 | 0 | 0 | 0 | 0 | 0 | 0 | 0 | 0 | 0 | 0 | 0 | 0 | 0 | 0 | 0 | 0 | 0 | 0 | 0 | 0 | 0 | 0 | 0 | 0 | 0 | 0 | 0 | 0 | 0 | 0 | 0 | 0 | 0 | 0 | 0 | 0 | 0 | 0 | 0 | 0 | 0 | 0 | 0 | 0 | 0 | 0 | 0 | 0 | 0 | 0 | 0 | 0 | 0 | 0 | 0 | 0 | 0 | 0 | 0 | 0 | 0 | 0 | 0 | 0 | 0

## 2017
Year | 2017
[7 empty] | Net Annual Savings with Line Losses |  |  |  |  | Costs per Unit |  | Total Costs |  | B/C Ratio -- Cost Tests |  |  |  |  | Levelized Cost $/kWh | First Year Cost $/kWh | Net Present Value | [6 empty] | Net kWh Savings | [31 empty] | Net kW Savings | [31 empty] | Net Therm Savings
Sector | Program | Tier | Measure | Measure Life | Remaining Life | NTG | Therms | kWh | kW | Remaining kWh | Remaining kW | Incremental Cost | Future Avoided Cost | Total Incentives | Admin | TRC | RIM | Utility | Societal | Participant |  |  | Avoided Energy & Demand Cost | Avoided Environmental Costs | Participant Bill Savings | Lost Utility Revenue | Participant Incentives | Incremental Cost | Program Delivery Costs | 2016 | 2017 | 2018 | 2019 | 2020 | 2021 | 2022 | 2023 | 2024 | 2025 | 2026 | 2027 | 2028 | 2029 | 2030 | 2031 | 2032 | 2033 | 2034 | 2035 | 2036 | 2037 | 2038 | 2039 | 2040 | 2041 | 2042 | 2043 | 2044 | 2045 | 2046 | 2047 | 2016 | 2017 | 2018 | 2019 | 2020 | 2021 | 2022 | 2023 | 2024 | 2025 | 2026 | 2027 | 2028 | 2029 | 2030 | 2031 | 2032 | 2033 | 2034 | 2035 | 2036 | 2037 | 2038 | 2039 | 2040 | 2041 | 2042 | 2043 | 2044 | 2045 | 2046 | 2047 | 2016 | 2017 | 2018 | 2019 | 2020 | 2021 | 2022 | 2023 | 2024 | 2025 | 2026 | 2027 | 2028 | 2029 | 2030 | 2031 | 2032 | 2033 | 2034 | 2035 | 2036 | 2037 | 2038 | 2039 | 2040 | 2041 | 2042 | 2043 | 2044 | 2045 | 2046 | 2047
0 | 0 | 0 | [5 empty] | 34617571.5334 |  | 0 | [5 empty] | 1.5895 | 0.44846 | 1.8111 | 1.8626 | 10.465 | 0.036631 | 0.17001 | 10659201.2997 | 1831598.1872 | 23911808.7328 | 17882886.8252 | 1618818.9859 | 2439615.9981 | 4266600.8512 | 0 | 34187930.13 | 34187930.13 | 21761200.7331 | 21761200.7331 | 21761200.7331 | 14007403.0733 | 12320894.6769 | 12320894.6769 | 11847072.8963 | 11733524.471 | 8220334.6421 | 7569297.6714 | 7444774.5507 | 7444774.5507 | 7369625.9961 | 2819953.5084 | 2807021.3001 | 2807021.3001 | 2523778.7039 | 2523778.7039 | 746701.6877 | 746701.6877 | 746701.6877 | 746701.6877 | 746701.6877 | 0 | 0 | 0 | 0 | 0 | 0 | 0 | 5511.5106 | 5511.5106 | 2993.0189 | 2993.0189 | 2993.0189 | 2171.5234 | 2049.7036 | 2049.7036 | 1982.4845 | 1937.6858 | 1412.0488 | 1263.6876 | 1251.6301 | 1251.6301 | 1241.8213 | 477.1191 | 475.6232 | 475.6232 | 402.2911 | 402.2911 | 163.7276 | 163.7276 | 163.7276 | 163.7276 | 163.7276 | 0 | 0 | 0 | 0 | 0 | 0 | 0 | -35390.4959 | -35390.4959 | -35390.4959 | -35390.4959 | -35390.4959 | 12318.2055 | 12318.2055 | 12318.2055 | 12318.2055 | 11128.9306 | 8692.1223 | 8692.1223 | 8692.1223 | 8692.1223 | 8289.3179 | 5066.3283 | 5066.3283 | 5066.3283 | 5066.3283 | 5066.3283 | 2037.2953 | 2037.2953 | 2037.2953 | 2037.2953 | 2037.2953 | 0 | 0 | 0 | 0 | 0 | 0
Residential | Residential Total | [6 empty] | 25676455.0097 |  | 0 |  |  |  | 886688 | 3051029.89 | 1.6278 | 0.40286 | 1.8454 | 1.908 | 12.0928 | 0.03589 | 0.14189 | 6723310.7073 | 1157252.6683 | 14988720.6854 | 13045786.3686 | 820399.7039 | 1307314.7298 | 2822936.6118 | 0 | 25980121.2405 | 25980121.2405 | 13553391.8436 | 13553391.8436 | 13553391.8436 | 6563561.7333 | 4877053.337 | 4877053.337 | 4524543.2879 | 4410994.8627 | 4203031.8127 | 4203031.8127 | 4174796.7057 | 4174796.7057 | 4099648.1511 | 2721310.9001 | 2721310.9001 | 2721310.9001 | 2438068.3038 | 2438068.3038 | 746701.6877 | 746701.6877 | 746701.6877 | 746701.6877 | 746701.6877 | 0 | 0 | 0 | 0 | 0 | 0 | 0 | 4092.7873 | 4092.7873 | 1574.2956 | 1574.2956 | 1574.2956 | 845.9502 | 724.1304 | 724.1304 | 680.4828 | 635.6841 | 614.3761 | 614.3761 | 607.8416 | 607.8416 | 598.0328 | 432.8084 | 432.8084 | 432.8084 | 359.4763 | 359.4763 | 163.7276 | 163.7276 | 163.7276 | 163.7276 | 163.7276 | 0 | 0 | 0 | 0 | 0 | 0 | 0 | -45830.3891 | -45830.3891 | -45830.3891 | -45830.3891 | -45830.3891 | 1878.3124 | 1878.3124 | 1878.3124 | 1878.3124 | 689.0374 | -1747.7709 | -1747.7709 | -1747.7709 | -1747.7709 | -2150.5753 | 5066.3283 | 5066.3283 | 5066.3283 | 5066.3283 | 5066.3283 | 2037.2953 | 2037.2953 | 2037.2953 | 2037.2953 | 2037.2953 | 0 | 0 | 0 | 0 | 0 | 0
Residential | Residential Efficient Products | 0 | [5 empty] | 7775940.2121 |  | 0 |  |  |  | 546250 | 609681.88 | 1.6809 | 0.47489 | 2.3656 | 1.9515 | 5.9578 | 0.029931 | 0.13754 | 2530010.1915 | 407357.1504 | 5101135.3909 | 4258013.4865 | 505412.6573 | 941048.7602 | 564102.4056 | 0 | 7775940.2121 | 7775940.2121 | 7775940.2121 | 7775940.2121 | 7775940.2121 | 1066286.9581 | 1066286.9581 | 1066286.9581 | 1066286.9581 | 1052914.7633 | 1052914.7633 | 1052914.7633 | 1024679.6563 | 1024679.6563 | 949531.1017 | 0 | 0 | 0 | 0 | 0 | 0 | 0 | 0 | 0 | 0 | 0 | 0 | 0 | 0 | 0 | 0 | 0 | 809.7101 | 809.7101 | 809.7101 | 809.7101 | 809.7101 | 118.242 | 118.242 | 118.242 | 118.242 | 116.6952 | 116.6952 | 116.6952 | 110.1608 | 110.1608 | 100.352 | 0 | 0 | 0 | 0 | 0 | 0 | 0 | 0 | 0 | 0 | 0 | 0 | 0 | 0 | 0 | 0 | 0 | -52732.7874 | -52732.7874 | -52732.7874 | -52732.7874 | -52732.7874 | -6184.5677 | -6184.5677 | -6184.5677 | -6184.5677 | -6184.5677 | -6184.5677 | -6184.5677 | -6184.5677 | -6184.5677 | -6587.3721 | 0 | 0 | 0 | 0 | 0 | 0 | 0 | 0 | 0 | 0 | 0 | 0 | 0 | 0 | 0 | 0
Residential | Residential Efficient Products | Lighting | [5 empty] | 7659184.3557 |  | 0 |  |  |  | 499000 | 581024.75 | 1.7294 | 0.48138 | 2.4712 | 2.0075 | 6.0769 | 0.028697 | 0.13047 | 2469431.6424 | 396962.2403 | 4948472.5849 | 4130582.976 | 461695.0407 | 890284.9741 | 537587.6665 | 0 | 7659184.3557 | 7659184.3557 | 7659184.3557 | 7659184.3557 | 7659184.3557 | 949531.1017 | 949531.1017 | 949531.1017 | 949531.1017 | 949531.1017 | 949531.1017 | 949531.1017 | 949531.1017 | 949531.1017 | 949531.1017 | 0 | 0 | 0 | 0 | 0 | 0 | 0 | 0 | 0 | 0 | 0 | 0 | 0 | 0 | 0 | 0 | 0 | 791.8201 | 791.8201 | 791.8201 | 791.8201 | 791.8201 | 100.352 | 100.352 | 100.352 | 100.352 | 100.352 | 100.352 | 100.352 | 100.352 | 100.352 | 100.352 | 0 | 0 | 0 | 0 | 0 | 0 | 0 | 0 | 0 | 0 | 0 | 0 | 0 | 0 | 0 | 0 | 0 | -53135.5917 | -53135.5917 | -53135.5917 | -53135.5917 | -53135.5917 | -6587.3721 | -6587.3721 | -6587.3721 | -6587.3721 | -6587.3721 | -6587.3721 | -6587.3721 | -6587.3721 | -6587.3721 | -6587.3721 | 0 | 0 | 0 | 0 | 0 | 0 | 0 | 0 | 0 | 0 | 0 | 0 | 0 | 0 | 0 | 0
Residential | Residential Efficient Products | Appliance | [5 empty] | 116755.8565 |  | 0 |  |  |  | 47250 | 28657.13 | 0.7839 | 0.30647 | 0.86254 | 0.91841 | 3.8685 | 0.077023 | 0.60153 | 60578.5491 | 10394.9101 | 152662.806 | 127430.5105 | 43717.6166 | 50763.7861 | 26514.7391 | 0 | 116755.8565 | 116755.8565 | 116755.8565 | 116755.8565 | 116755.8565 | 116755.8565 | 116755.8565 | 116755.8565 | 116755.8565 | 103383.6617 | 103383.6617 | 103383.6617 | 75148.5546 | 75148.5546 | 0 | 0 | 0 | 0 | 0 | 0 | 0 | 0 | 0 | 0 | 0 | 0 | 0 | 0 | 0 | 0 | 0 | 0 | 17.8901 | 17.8901 | 17.8901 | 17.8901 | 17.8901 | 17.8901 | 17.8901 | 17.8901 | 17.8901 | 16.3433 | 16.3433 | 16.3433 | 9.8088 | 9.8088 | 0 | 0 | 0 | 0 | 0 | 0 | 0 | 0 | 0 | 0 | 0 | 0 | 0 | 0 | 0 | 0 | 0 | 0 | 402.8044 | 402.8044 | 402.8044 | 402.8044 | 402.8044 | 402.8044 | 402.8044 | 402.8044 | 402.8044 | 402.8044 | 402.8044 | 402.8044 | 402.8044 | 402.8044 | 0 | 0 | 0 | 0 | 0 | 0 | 0 | 0 | 0 | 0 | 0 | 0 | 0 | 0 | 0 | 0 | 0
Residential | Appliance Recycling | 0 | [5 empty] | 352510.049 |  | 0 |  |  |  | 29750 | 68817.44 | 1.1086 | 0.34816 | 1.3361 | 1.3181 | 8.1618 | 0.045156 | 0.25871 | 121852.9743 | 23023.581 | 349903.2346 | 258796.9109 | 27525.9067 | 46243.5233 | 63672.6869 | 0 | 352510.049 | 352510.049 | 352510.049 | 352510.049 | 352510.049 | 352510.049 | 352510.049 | 352510.049 | 0 | 0 | 0 | 0 | 0 | 0 | 0 | 0 | 0 | 0 | 0 | 0 | 0 | 0 | 0 | 0 | 0 | 0 | 0 | 0 | 0 | 0 | 0 | 0 | 43.6476 | 43.6476 | 43.6476 | 43.6476 | 43.6476 | 43.6476 | 43.6476 | 43.6476 | 0 | 0 | 0 | 0 | 0 | 0 | 0 | 0 | 0 | 0 | 0 | 0 | 0 | 0 | 0 | 0 | 0 | 0 | 0 | 0 | 0 | 0 | 0 | 0 | 0 | 0 | 0 | 0 | 0 | 0 | 0 | 0 | 0 | 0 | 0 | 0 | 0 | 0 | 0 | 0 | 0 | 0 | 0 | 0 | 0 | 0 | 0 | 0 | 0 | 0 | 0 | 0 | 0 | 0 | 0
Residential | New Manufactured Homes | 0 | [5 empty] | 301108.8874 |  | 0 |  |  |  | 102900 | 72145.5 | 1.6955 | 0.42699 | 1.6609 | 1.9221 | 8.4618 | 0.051368 | 0.53788 | 269000.0775 | 35943.2654 | 682427.8047 | 468025.9567 | 95207.2539 | 91899.9944 | 66751.943 | 0 | 301108.8874 | 301108.8874 | 301108.8874 | 301108.8874 | 301108.8874 | 301108.8874 | 301108.8874 | 301108.8874 | 301108.8874 | 301108.8874 | 301108.8874 | 301108.8874 | 301108.8874 | 301108.8874 | 301108.8874 | 301108.8874 | 301108.8874 | 301108.8874 | 270294.5387 | 270294.5387 | 270294.5387 | 270294.5387 | 270294.5387 | 270294.5387 | 270294.5387 | 0 | 0 | 0 | 0 | 0 | 0 | 0 | 121.9311 | 121.9311 | 121.9311 | 121.9311 | 121.9311 | 121.9311 | 121.9311 | 121.9311 | 121.9311 | 121.9311 | 121.9311 | 121.9311 | 121.9311 | 121.9311 | 121.9311 | 121.9311 | 121.9311 | 121.9311 | 106.8775 | 106.8775 | 106.8775 | 106.8775 | 106.8775 | 106.8775 | 106.8775 | 0 | 0 | 0 | 0 | 0 | 0 | 0 | 0 | 0 | 0 | 0 | 0 | 0 | 0 | 0 | 0 | 0 | 0 | 0 | 0 | 0 | 0 | 0 | 0 | 0 | 0 | 0 | 0 | 0 | 0 | 0 | 0 | 0 | 0 | 0 | 0 | 0 | 0
Residential | New Manufactured Homes | Tier 1 | [5 empty] | 144548.7874 |  | 0 |  |  |  | 40500 | 41242.5 | 1.7041 | 0.50114 | 1.9619 | 1.8996 | 7.3382 | 0.050656 | 0.52322 | 148378.6271 | 17020.561 | 321440.6684 | 220452.0028 | 37472.2428 | 48910.4588 | 38159.2339 | 0 | 144548.7874 | 144548.7874 | 144548.7874 | 144548.7874 | 144548.7874 | 144548.7874 | 144548.7874 | 144548.7874 | 144548.7874 | 144548.7874 | 144548.7874 | 144548.7874 | 144548.7874 | 144548.7874 | 144548.7874 | 144548.7874 | 144548.7874 | 144548.7874 | 113734.4386 | 113734.4386 | 113734.4386 | 113734.4386 | 113734.4386 | 113734.4386 | 113734.4386 | 0 | 0 | 0 | 0 | 0 | 0 | 0 | 84.5656 | 84.5656 | 84.5656 | 84.5656 | 84.5656 | 84.5656 | 84.5656 | 84.5656 | 84.5656 | 84.5656 | 84.5656 | 84.5656 | 84.5656 | 84.5656 | 84.5656 | 84.5656 | 84.5656 | 84.5656 | 69.512 | 69.512 | 69.512 | 69.512 | 69.512 | 69.512 | 69.512 | 0 | 0 | 0 | 0 | 0 | 0 | 0 | 0 | 0 | 0 | 0 | 0 | 0 | 0 | 0 | 0 | 0 | 0 | 0 | 0 | 0 | 0 | 0 | 0 | 0 | 0 | 0 | 0 | 0 | 0 | 0 | 0 | 0 | 0 | 0 | 0 | 0 | 0
Residential | New Manufactured Homes | Tier 2 | [5 empty] | 156560.1001 |  | 0 |  |  |  | 62400 | 30903 | 1.6851 | 0.36125 | 1.3973 | 1.9494 | 9.7401 | 0.052008 | 0.5514 | 120621.4505 | 18922.7043 | 360987.1363 | 247573.9539 | 57735.0111 | 42989.5356 | 28592.7091 | 0 | 156560.1001 | 156560.1001 | 156560.1001 | 156560.1001 | 156560.1001 | 156560.1001 | 156560.1001 | 156560.1001 | 156560.1001 | 156560.1001 | 156560.1001 | 156560.1001 | 156560.1001 | 156560.1001 | 156560.1001 | 156560.1001 | 156560.1001 | 156560.1001 | 156560.1001 | 156560.1001 | 156560.1001 | 156560.1001 | 156560.1001 | 156560.1001 | 156560.1001 | 0 | 0 | 0 | 0 | 0 | 0 | 0 | 37.3655 | 37.3655 | 37.3655 | 37.3655 | 37.3655 | 37.3655 | 37.3655 | 37.3655 | 37.3655 | 37.3655 | 37.3655 | 37.3655 | 37.3655 | 37.3655 | 37.3655 | 37.3655 | 37.3655 | 37.3655 | 37.3655 | 37.3655 | 37.3655 | 37.3655 | 37.3655 | 37.3655 | 37.3655 | 0 | 0 | 0 | 0 | 0 | 0 | 0 | 0 | 0 | 0 | 0 | 0 | 0 | 0 | 0 | 0 | 0 | 0 | 0 | 0 | 0 | 0 | 0 | 0 | 0 | 0 | 0 | 0 | 0 | 0 | 0 | 0 | 0 | 0 | 0 | 0 | 0 | 0
Residential | Whole House Efficiency | 0 | [5 empty] | 4118876.9732 | [5 empty] | 207788 | 1306339.52 | 1.4537 | 0.34782 | 1.4909 | 1.7134 | 24.4606 | 0.042803 | 0.34012 | 2088687.9247 | 373117.5149 | 5387768.2009 | 4604135.7514 | 192253.886 | 228122.4519 | 1208678.3124 | 0 | 4413656.2913 | 4413656.2913 | 4412613.9808 | 4412613.9808 | 4412613.9808 | 4147652.231 | 2703442.7939 | 2703442.7939 | 2703442.7939 | 2608922.4255 | 2412137.9066 | 2412137.9066 | 2412137.9066 | 2412137.9066 | 2412137.9066 | 2042076.8706 | 2042076.8706 | 2042076.8706 | 1798535.5358 | 1798535.5358 | 156766.8874 | 156766.8874 | 156766.8874 | 156766.8874 | 156766.8874 | 0 | 0 | 0 | 0 | 0 | 0 | 0 | 507.8553 | 507.8553 | 507.5282 | 507.5282 | 507.5282 | 472.3703 | 368.2955 | 368.2955 | 368.2955 | 327.4748 | 307.2797 | 307.2797 | 307.2797 | 307.2797 | 307.2797 | 252.3765 | 252.3765 | 252.3765 | 198.4394 | 198.4394 | 10.2252 | 10.2252 | 10.2252 | 10.2252 | 10.2252 | 0 | 0 | 0 | 0 | 0 | 0 | 0 | 6811.6502 | 6811.6502 | 6811.6502 | 6811.6502 | 6811.6502 | 7949.7759 | 7949.7759 | 7949.7759 | 7949.7759 | 6790.8084 | 4413.9012 | 4413.9012 | 4413.9012 | 4413.9012 | 4413.9012 | 5066.3283 | 5066.3283 | 5066.3283 | 5066.3283 | 5066.3283 | 2037.2953 | 2037.2953 | 2037.2953 | 2037.2953 | 2037.2953 | 0 | 0 | 0 | 0 | 0 | 0
Residential | Whole House Efficiency | Single Family | [5 empty] | 2054742.2368 |  | 0 |  |  |  | 0 | 945021 | 1.3157 | 0.33846 | 1.3157 | 1.5482 | n/a | 0.049017 | 0.42554 | 1150376.5342 | 203353.4318 | 2520304.4916 | 2524451.82 | 0 | 0 | 874371.7617 | 0 | 2054742.2368 | 2054742.2368 | 2053881.2112 | 2053881.2112 | 2053881.2112 | 1870882.0173 | 1870882.0173 | 1870882.0173 | 1870882.0173 | 1787947.0982 | 1618854.0236 | 1618854.0236 | 1618854.0236 | 1618854.0236 | 1618854.0236 | 1345521.5526 | 1345521.5526 | 1345521.5526 | 1345521.5526 | 1345521.5526 | 0 | 0 | 0 | 0 | 0 | 0 | 0 | 0 | 0 | 0 | 0 | 0 | 267.2871 | 267.2871 | 267.0122 | 267.0122 | 267.0122 | 246.1978 | 246.1978 | 246.1978 | 246.1978 | 210.5462 | 193.7119 | 193.7119 | 193.7119 | 193.7119 | 193.7119 | 153.8874 | 153.8874 | 153.8874 | 153.8874 | 153.8874 | 0 | 0 | 0 | 0 | 0 | 0 | 0 | 0 | 0 | 0 | 0 | 0 | 1343.9764 | 1343.9764 | 1343.9764 | 1343.9764 | 1343.9764 | 2362.2994 | 2362.2994 | 2362.2994 | 2362.2994 | 1242.9794 | -1039.1625 | -1039.1625 | -1039.1625 | -1039.1625 | -1039.1625 | 0 | 0 | 0 | 0 | 0 | 0 | 0 | 0 | 0 | 0 | 0 | 0 | 0 | 0 | 0 | 0
Residential | Whole House Efficiency | Multi-Family | [5 empty] | 262993.588 |  | 0 |  |  |  | 0 | 117539.63 | 1.3216 | 0.33909 | 1.3216 | 1.5576 | n/a | 0.048313 | 0.41352 | 143728.1289 | 25661.3438 | 314593.3275 | 315111.0117 | 0 | 0 | 108752.4334 | 0 | 262993.588 | 262993.588 | 262812.303 | 262812.303 | 262812.303 | 239176.531 | 239176.531 | 239176.531 | 239176.531 | 227591.0817 | 199899.6374 | 199899.6374 | 199899.6374 | 199899.6374 | 199899.6374 | 158204.9871 | 158204.9871 | 158204.9871 | 158204.9871 | 158204.9871 | 0 | 0 | 0 | 0 | 0 | 0 | 0 | 0 | 0 | 0 | 0 | 0 | 34.5699 | 34.5699 | 34.5177 | 34.5177 | 34.5177 | 31.8885 | 31.8885 | 31.8885 | 31.8885 | 26.7195 | 23.3587 | 23.3587 | 23.3587 | 23.3587 | 23.3587 | 18.0308 | 18.0308 | 18.0308 | 18.0308 | 18.0308 | 0 | 0 | 0 | 0 | 0 | 0 | 0 | 0 | 0 | 0 | 0 | 0 | -122.1641 | -122.1641 | -122.1641 | -122.1641 | -122.1641 | -2.3614 | -2.3614 | -2.3614 | -2.3614 | -42.009 | -136.7742 | -136.7742 | -136.7742 | -136.7742 | -136.7742 | 0 | 0 | 0 | 0 | 0 | 0 | 0 | 0 | 0 | 0 | 0 | 0 | 0 | 0 | 0 | 0
Residential | Whole House Efficiency | Building Shell | [5 empty] | 349842.9107 |  | 0 |  |  |  | 43638 | 61226.76 | 2.1044 | 0.36908 | 2.5786 | 2.4379 | 9.9659 | 0.027896 | 0.27734 | 250184.6187 | 39650.74 | 579881.0677 | 580835.3005 | 40375.6477 | 62238.2017 | 56649.4819 | 0 | 349842.9107 | 349842.9107 | 349842.9107 | 349842.9107 | 349842.9107 | 349842.9107 | 349842.9107 | 349842.9107 | 349842.9107 | 349842.9107 | 349842.9107 | 349842.9107 | 349842.9107 | 349842.9107 | 349842.9107 | 294808.996 | 294808.996 | 294808.996 | 294808.996 | 294808.996 | 156766.8874 | 156766.8874 | 156766.8874 | 156766.8874 | 156766.8874 | 0 | 0 | 0 | 0 | 0 | 0 | 0 | 36.2721 | 36.2721 | 36.2721 | 36.2721 | 36.2721 | 36.2721 | 36.2721 | 36.2721 | 36.2721 | 36.2721 | 36.2721 | 36.2721 | 36.2721 | 36.2721 | 36.2721 | 26.5213 | 26.5213 | 26.5213 | 26.5213 | 26.5213 | 10.2252 | 10.2252 | 10.2252 | 10.2252 | 10.2252 | 0 | 0 | 0 | 0 | 0 | 0 | 0 | 5589.8379 | 5589.8379 | 5589.8379 | 5589.8379 | 5589.8379 | 5589.8379 | 5589.8379 | 5589.8379 | 5589.8379 | 5589.8379 | 5589.8379 | 5589.8379 | 5589.8379 | 5589.8379 | 5589.8379 | 5066.3283 | 5066.3283 | 5066.3283 | 5066.3283 | 5066.3283 | 2037.2953 | 2037.2953 | 2037.2953 | 2037.2953 | 2037.2953 | 0 | 0 | 0 | 0 | 0 | 0
Residential | Whole House Efficiency | HVAC | [7 empty] | 1451298.2377 |  |  |  | 164150 | 182552.13 | 1.6261 | 0.36184 | 1.6971 | 1.9381 | 12.8093 | 0.035011 | 0.22103 | 544398.6429 | 104451.9993 | 1972989.3141 | 1183737.6192 | 151878.2383 | 165884.2502 | 168904.6355 | 0 | 1746077.5558 | 1746077.5558 | 1746077.5558 | 1746077.5558 | 1746077.5558 | 1687750.772 | 243541.3348 | 243541.3348 | 243541.3348 | 243541.3348 | 243541.3348 | 243541.3348 | 243541.3348 | 243541.3348 | 243541.3348 | 243541.3348 | 243541.3348 | 243541.3348 | 0 | 0 | 0 | 0 | 0 | 0 | 0 | 0 | 0 | 0 | 0 | 0 | 0 | 0 | 169.7263 | 169.7263 | 169.7263 | 169.7263 | 169.7263 | 158.0119 | 53.9371 | 53.9371 | 53.9371 | 53.9371 | 53.9371 | 53.9371 | 53.9371 | 53.9371 | 53.9371 | 53.9371 | 53.9371 | 53.9371 | 0 | 0 | 0 | 0 | 0 | 0 | 0 | 0 | 0 | 0 | 0 | 0 | 0 | 0 | 0 | 0 | 0 | 0 | 0 | 0 | 0 | 0 | 0 | 0 | 0 | 0 | 0 | 0 | 0 | 0 | 0 | 0 | 0 | 0 | 0 | 0 | 0 | 0 | 0 | 0 | 0 | 0 | 0 | 0 | 0
Residential | Residential Home Performance | 0 | [5 empty] | 12425687.0864 |  | 0 |  |  |  | 0 | 626325 | 2.3224 | 0.41821 | 2.3224 | 2.7578 | n/a | 0.026181 | 0.046637 | 1345817.4476 | 252327.7012 | 2548142.3438 | 2638534.9513 | 0 | 0 | 579501.2953 | 0 | 12425687.0864 | 12425687.0864 | 0 | 0 | 0 | 0 | 0 | 0 | 0 | 0 | 0 | 0 | 0 | 0 | 0 | 0 | 0 | 0 | 0 | 0 | 0 | 0 | 0 | 0 | 0 | 0 | 0 | 0 | 0 | 0 | 0 | 0 | 2518.1646 | 2518.1646 | 0 | 0 | 0 | 0 | 0 | 0 | 0 | 0 | 0 | 0 | 0 | 0 | 0 | 0 | 0 | 0 | 0 | 0 | 0 | 0 | 0 | 0 | 0 | 0 | 0 | 0 | 0 | 0 | 0 | 0 | 0 | 0 | 0 | 0 | 0 | 0 | 0 | 0 | 0 | 0 | 0 | 0 | 0 | 0 | 0 | 0 | 0 | 0 | 0 | 0 | 0 | 0 | 0 | 0 | 0 | 0 | 0 | 0 | 0 | 0 | 0
Residential | Targeted Energy Efficiency | 0 | [5 empty] | 702331.8015 | [5 empty] | 0 | 367720.55 | 1.0815 | 0.3176 | 1.0815 | 1.2739 | n/a | 0.059231 | 0.48443 | 367942.0916 | 65483.4554 | 919343.7105 | 818279.3118 | 0 | 0 | 340229.9685 | 0 | 711218.7142 | 711218.7142 | 711218.7142 | 711218.7142 | 711218.7142 | 696003.6077 | 453704.6485 | 453704.6485 | 453704.6485 | 448048.7864 | 436870.2554 | 436870.2554 | 436870.2554 | 436870.2554 | 436870.2554 | 378125.1421 | 378125.1421 | 378125.1421 | 369238.2294 | 369238.2294 | 319640.2616 | 319640.2616 | 319640.2616 | 319640.2616 | 319640.2616 | 0 | 0 | 0 | 0 | 0 | 0 | 0 | 91.4786 | 91.4786 | 91.4786 | 91.4786 | 91.4786 | 89.7592 | 72.0143 | 72.0143 | 72.0143 | 69.583 | 68.4701 | 68.4701 | 68.4701 | 68.4701 | 68.4701 | 58.5008 | 58.5008 | 58.5008 | 54.1593 | 54.1593 | 46.6249 | 46.6249 | 46.6249 | 46.6249 | 46.6249 | 0 | 0 | 0 | 0 | 0 | 0 | 0 | 90.7481 | 90.7481 | 90.7481 | 90.7481 | 90.7481 | 113.1042 | 113.1042 | 113.1042 | 113.1042 | 82.7967 | 22.8956 | 22.8956 | 22.8956 | 22.8956 | 22.8956 | 0 | 0 | 0 | 0 | 0 | 0 | 0 | 0 | 0 | 0 | 0 | 0 | 0 | 0 | 0 | 0
Residential | Targeted Energy Efficiency | Tier 1 | [5 empty] | 460032.8423 |  | 0 |  |  |  | 0 | 301768.22 | 1.068 | 0.31528 | 1.068 | 1.2536 | n/a | 0.061446 | 0.60693 | 298202.6907 | 51800.8037 | 748965.9767 | 666631.3774 | 0 | 0 | 279208.1976 | 0 | 460032.8423 | 460032.8423 | 460032.8423 | 460032.8423 | 460032.8423 | 444817.7358 | 444817.7358 | 444817.7358 | 444817.7358 | 439161.8737 | 427983.3427 | 427983.3427 | 427983.3427 | 427983.3427 | 427983.3427 | 369238.2294 | 369238.2294 | 369238.2294 | 369238.2294 | 369238.2294 | 319640.2616 | 319640.2616 | 319640.2616 | 319640.2616 | 319640.2616 | 0 | 0 | 0 | 0 | 0 | 0 | 0 | 69.3921 | 69.3921 | 69.3921 | 69.3921 | 69.3921 | 67.6728 | 67.6728 | 67.6728 | 67.6728 | 65.2415 | 64.1286 | 64.1286 | 64.1286 | 64.1286 | 64.1286 | 54.1593 | 54.1593 | 54.1593 | 54.1593 | 54.1593 | 46.6249 | 46.6249 | 46.6249 | 46.6249 | 46.6249 | 0 | 0 | 0 | 0 | 0 | 0 | 0 | 90.7481 | 90.7481 | 90.7481 | 90.7481 | 90.7481 | 113.1042 | 113.1042 | 113.1042 | 113.1042 | 82.7967 | 22.8956 | 22.8956 | 22.8956 | 22.8956 | 22.8956 | 0 | 0 | 0 | 0 | 0 | 0 | 0 | 0 | 0 | 0 | 0 | 0 | 0 | 0 | 0 | 0
Residential | Targeted Energy Efficiency | Heat Pump | [7 empty] | 242298.9592 |  |  |  | 0 | 65952.33 | 1.1429 | 0.32792 | 1.1429 | 1.3671 | n/a | 0.050842 | 0.25184 | 69739.4009 | 13682.6517 | 170377.7338 | 151647.9344 | 0 | 0 | 61021.7709 | 0 | 251185.8719 | 251185.8719 | 251185.8719 | 251185.8719 | 251185.8719 | 251185.8719 | 8886.9127 | 8886.9127 | 8886.9127 | 8886.9127 | 8886.9127 | 8886.9127 | 8886.9127 | 8886.9127 | 8886.9127 | 8886.9127 | 8886.9127 | 8886.9127 | 0 | 0 | 0 | 0 | 0 | 0 | 0 | 0 | 0 | 0 | 0 | 0 | 0 | 0 | 22.0865 | 22.0865 | 22.0865 | 22.0865 | 22.0865 | 22.0865 | 4.3415 | 4.3415 | 4.3415 | 4.3415 | 4.3415 | 4.3415 | 4.3415 | 4.3415 | 4.3415 | 4.3415 | 4.3415 | 4.3415 | 0 | 0 | 0 | 0 | 0 | 0 | 0 | 0 | 0 | 0 | 0 | 0 | 0 | 0 | 0 | 0 | 0 | 0 | 0 | 0 | 0 | 0 | 0 | 0 | 0 | 0 | 0 | 0 | 0 | 0 | 0 | 0 | 0 | 0 | 0 | 0 | 0 | 0 | 0 | 0 | 0 | 0 | 0 | 0 | 0
Residential | Community Outreach | 0 | [5 empty] | 0 |  | 0 |  |  |  | 0 | 0 | n/a | n/a | n/a | n/a | n/a | 0 | 0 | 0 | 0 | 0 | 0 | 0 | 0 | 0 | 0 | 0 | 0 | 0 | 0 | 0 | 0 | 0 | 0 | 0 | 0 | 0 | 0 | 0 | 0 | 0 | 0 | 0 | 0 | 0 | 0 | 0 | 0 | 0 | 0 | 0 | 0 | 0 | 0 | 0 | 0 | 0 | 0 | 0 | 0 | 0 | 0 | 0 | 0 | 0 | 0 | 0 | 0 | 0 | 0 | 0 | 0 | 0 | 0 | 0 | 0 | 0 | 0 | 0 | 0 | 0 | 0 | 0 | 0 | 0 | 0 | 0 | 0 | 0 | 0 | 0 | 0 | 0 | 0 | 0 | 0 | 0 | 0 | 0 | 0 | 0 | 0 | 0 | 0 | 0 | 0 | 0 | 0 | 0 | 0 | 0 | 0 | 0 | 0 | 0 | 0 | 0 | 0 | 0 | 0 | 0
Residential | Student Energy Education | 0 | [5 empty] | 0 |  | 0 |  |  |  | 0 | 0 | n/a | n/a | n/a | n/a | n/a | 0 | 0 | 0 | 0 | 0 | 0 | 0 | 0 | 0 | 0 | 0 | 0 | 0 | 0 | 0 | 0 | 0 | 0 | 0 | 0 | 0 | 0 | 0 | 0 | 0 | 0 | 0 | 0 | 0 | 0 | 0 | 0 | 0 | 0 | 0 | 0 | 0 | 0 | 0 | 0 | 0 | 0 | 0 | 0 | 0 | 0 | 0 | 0 | 0 | 0 | 0 | 0 | 0 | 0 | 0 | 0 | 0 | 0 | 0 | 0 | 0 | 0 | 0 | 0 | 0 | 0 | 0 | 0 | 0 | 0 | 0 | 0 | 0 | 0 | 0 | 0 | 0 | 0 | 0 | 0 | 0 | 0 | 0 | 0 | 0 | 0 | 0 | 0 | 0 | 0 | 0 | 0 | 0 | 0 | 0 | 0 | 0 | 0 | 0 | 0 | 0 | 0 | 0 | 0 | 0
Commercial | Commercial Total | [6 empty] | 8207808.8895 |  | 0 |  |  |  | 862931.56 | 1410312.31 | 1.6149 | 0.5671 | 1.8713 | 1.8916 | 8.5856 | 0.035557 | 0.25626 | 3935890.5924 | 674345.5189 | 8923088.0474 | 4837100.4566 | 798419.282 | 1132301.2683 | 1304878.1551 | 0 | 8207808.8895 | 8207808.8895 | 8207808.8895 | 8207808.8895 | 8207808.8895 | 7443841.34 | 7443841.34 | 7443841.34 | 7322529.6083 | 7322529.6083 | 4017302.8294 | 3366265.8587 | 3269977.845 | 3269977.845 | 3269977.845 | 98642.6083 | 85710.4 | 85710.4 | 85710.4 | 85710.4 | 0 | 0 | 0 | 0 | 0 | 0 | 0 | 0 | 0 | 0 | 0 | 0 | 1418.7233 | 1418.7233 | 1418.7233 | 1418.7233 | 1418.7233 | 1325.5732 | 1325.5732 | 1325.5732 | 1302.0017 | 1302.0017 | 797.6727 | 649.3115 | 643.7885 | 643.7885 | 643.7885 | 44.3107 | 42.8148 | 42.8148 | 42.8148 | 42.8148 | 0 | 0 | 0 | 0 | 0 | 0 | 0 | 0 | 0 | 0 | 0 | 0 | 10439.8931 | 10439.8931 | 10439.8931 | 10439.8931 | 10439.8931 | 10439.8931 | 10439.8931 | 10439.8931 | 10439.8931 | 10439.8931 | 10439.8931 | 10439.8931 | 10439.8931 | 10439.8931 | 10439.8931 | 0 | 0 | 0 | 0 | 0 | 0 | 0 | 0 | 0 | 0 | 0 | 0 | 0 | 0 | 0 | 0
Commercial | Commercial Incentive Program | 0 | [5 empty] | 3360555.8901 |  | 0 |  |  |  | 409846.93 | 408816.95 | 1.6952 | 0.61507 | 2.4472 | 1.9742 | 6.6753 | 0.028308 | 0.2254 | 1853658.5135 | 305042.7644 | 4395062.1126 | 2256261.661 | 379207.0041 | 715208.8273 | 378254.0248 | 0 | 3360555.8901 | 3360555.8901 | 3360555.8901 | 3360555.8901 | 3360555.8901 | 3329895.9747 | 3329895.9747 | 3329895.9747 | 3208584.2431 | 3208584.2431 | 2943176.4259 | 2292139.4552 | 2195851.4415 | 2195851.4415 | 2195851.4415 | 98642.6083 | 85710.4 | 85710.4 | 85710.4 | 85710.4 | 0 | 0 | 0 | 0 | 0 | 0 | 0 | 0 | 0 | 0 | 0 | 0 | 630.8067 | 630.8067 | 630.8067 | 630.8067 | 630.8067 | 630.8067 | 630.8067 | 630.8067 | 607.2352 | 607.2352 | 601.7204 | 453.3592 | 447.8362 | 447.8362 | 447.8362 | 44.3107 | 42.8148 | 42.8148 | 42.8148 | 42.8148 | 0 | 0 | 0 | 0 | 0 | 0 | 0 | 0 | 0 | 0 | 0 | 0 | 10439.8931 | 10439.8931 | 10439.8931 | 10439.8931 | 10439.8931 | 10439.8931 | 10439.8931 | 10439.8931 | 10439.8931 | 10439.8931 | 10439.8931 | 10439.8931 | 10439.8931 | 10439.8931 | 10439.8931 | 0 | 0 | 0 | 0 | 0 | 0 | 0 | 0 | 0 | 0 | 0 | 0 | 0 | 0 | 0 | 0
Commercial | Commercial Incentive Program | Prescriptive | [5 empty] | 2404724.6103 |  | 0 |  |  |  | 337477 | 377258.38 | 1.4741 | 0.58791 | 1.9936 | 1.7114 | 6.2154 | 0.035522 | 0.275 | 1318384.8454 | 212228.4768 | 3077079.9283 | 1581187.578 | 312247.4093 | 545315.0839 | 349054.7557 | 0 | 2404724.6103 | 2404724.6103 | 2404724.6103 | 2404724.6103 | 2404724.6103 | 2374064.695 | 2374064.695 | 2374064.695 | 2252752.9633 | 2252752.9633 | 1987345.1461 | 1336308.1755 | 1240020.1618 | 1240020.1618 | 1240020.1618 | 98642.6083 | 85710.4 | 85710.4 | 85710.4 | 85710.4 | 0 | 0 | 0 | 0 | 0 | 0 | 0 | 0 | 0 | 0 | 0 | 0 | 470.3205 | 470.3205 | 470.3205 | 470.3205 | 470.3205 | 470.3205 | 470.3205 | 470.3205 | 446.749 | 446.749 | 441.2342 | 292.873 | 287.35 | 287.35 | 287.35 | 44.3107 | 42.8148 | 42.8148 | 42.8148 | 42.8148 | 0 | 0 | 0 | 0 | 0 | 0 | 0 | 0 | 0 | 0 | 0 | 0 | 10439.8931 | 10439.8931 | 10439.8931 | 10439.8931 | 10439.8931 | 10439.8931 | 10439.8931 | 10439.8931 | 10439.8931 | 10439.8931 | 10439.8931 | 10439.8931 | 10439.8931 | 10439.8931 | 10439.8931 | 0 | 0 | 0 | 0 | 0 | 0 | 0 | 0 | 0 | 0 | 0 | 0 | 0 | 0 | 0 | 0
Commercial | Commercial Incentive Program | Custom | [5 empty] | 955831.2798 |  | 0 |  |  |  | 72369.93 | 31558.57 | 2.6886 | 0.69405 | 5.5666 | 3.1547 | 8.1518 | 0.011811 | 0.1006 | 535273.6681 | 92814.2876 | 1317982.1843 | 675074.0831 | 66959.5947 | 169893.7434 | 29199.2691 | 0 | 955831.2798 | 955831.2798 | 955831.2798 | 955831.2798 | 955831.2798 | 955831.2798 | 955831.2798 | 955831.2798 | 955831.2798 | 955831.2798 | 955831.2798 | 955831.2798 | 955831.2798 | 955831.2798 | 955831.2798 | 0 | 0 | 0 | 0 | 0 | 0 | 0 | 0 | 0 | 0 | 0 | 0 | 0 | 0 | 0 | 0 | 0 | 160.4862 | 160.4862 | 160.4862 | 160.4862 | 160.4862 | 160.4862 | 160.4862 | 160.4862 | 160.4862 | 160.4862 | 160.4862 | 160.4862 | 160.4862 | 160.4862 | 160.4862 | 0 | 0 | 0 | 0 | 0 | 0 | 0 | 0 | 0 | 0 | 0 | 0 | 0 | 0 | 0 | 0 | 0 | 0 | 0 | 0 | 0 | 0 | 0 | 0 | 0 | 0 | 0 | 0 | 0 | 0 | 0 | 0 | 0 | 0 | 0 | 0 | 0 | 0 | 0 | 0 | 0 | 0 | 0 | 0 | 0 | 0 | 0 | 0
Commercial | Express Install | 0 | [5 empty] | 844964.6036 |  | 0 |  |  |  | 166950 | 280228.57 | 1.0572 | 0.46395 | 1.1331 | 1.2422 | 7.1646 | 0.057487 | 0.48966 | 468827.9902 | 82048.7772 | 1165109.6982 | 596772.3772 | 154468.9119 | 184180.2628 | 259278.8397 | 0 | 844964.6036 | 844964.6036 | 844964.6036 | 844964.6036 | 844964.6036 | 844964.6036 | 844964.6036 | 844964.6036 | 844964.6036 | 844964.6036 | 844964.6036 | 844964.6036 | 844964.6036 | 844964.6036 | 844964.6036 | 0 | 0 | 0 | 0 | 0 | 0 | 0 | 0 | 0 | 0 | 0 | 0 | 0 | 0 | 0 | 0 | 0 | 134.8853 | 134.8853 | 134.8853 | 134.8853 | 134.8853 | 134.8853 | 134.8853 | 134.8853 | 134.8853 | 134.8853 | 134.8853 | 134.8853 | 134.8853 | 134.8853 | 134.8853 | 0 | 0 | 0 | 0 | 0 | 0 | 0 | 0 | 0 | 0 | 0 | 0 | 0 | 0 | 0 | 0 | 0 | 0 | 0 | 0 | 0 | 0 | 0 | 0 | 0 | 0 | 0 | 0 | 0 | 0 | 0 | 0 | 0 | 0 | 0 | 0 | 0 | 0 | 0 | 0 | 0 | 0 | 0 | 0 | 0 | 0 | 0 | 0
Commercial | New Construction | 0 | [5 empty] | 229161.7998 |  | 0 |  |  |  | 17350.78 | 45249.72 | 1.4065 | 0.64808 | 2.459 | 1.6262 | 5.5898 | 0.029673 | 0.25275 | 142428.9482 | 22252.3469 | 315987.953 | 161849.8946 | 16053.6454 | 59401.0307 | 41866.8764 | 0 | 229161.7998 | 229161.7998 | 229161.7998 | 229161.7998 | 229161.7998 | 229161.7998 | 229161.7998 | 229161.7998 | 229161.7998 | 229161.7998 | 229161.7998 | 229161.7998 | 229161.7998 | 229161.7998 | 229161.7998 | 0 | 0 | 0 | 0 | 0 | 0 | 0 | 0 | 0 | 0 | 0 | 0 | 0 | 0 | 0 | 0 | 0 | 61.067 | 61.067 | 61.067 | 61.067 | 61.067 | 61.067 | 61.067 | 61.067 | 61.067 | 61.067 | 61.067 | 61.067 | 61.067 | 61.067 | 61.067 | 0 | 0 | 0 | 0 | 0 | 0 | 0 | 0 | 0 | 0 | 0 | 0 | 0 | 0 | 0 | 0 | 0 | 0 | 0 | 0 | 0 | 0 | 0 | 0 | 0 | 0 | 0 | 0 | 0 | 0 | 0 | 0 | 0 | 0 | 0 | 0 | 0 | 0 | 0 | 0 | 0 | 0 | 0 | 0 | 0 | 0 | 0 | 0
Commercial | School Energy Manager | 0 | [5 empty] | 589797.4942 |  | 0 |  |  |  | 0 | 225750 | 1.0503 | 0.58995 | 1.4691 | 1.2042 | 6.1033 | 0.052968 | 0.35414 | 306849.34 | 44954.1714 | 508228.5934 | 311250.8055 | 0 | 83271.6506 | 208873.057 | 0 | 589797.4942 | 589797.4942 | 589797.4942 | 589797.4942 | 589797.4942 | 589797.4942 | 589797.4942 | 589797.4942 | 589797.4942 | 589797.4942 | 0 | 0 | 0 | 0 | 0 | 0 | 0 | 0 | 0 | 0 | 0 | 0 | 0 | 0 | 0 | 0 | 0 | 0 | 0 | 0 | 0 | 0 | 215.4144 | 215.4144 | 215.4144 | 215.4144 | 215.4144 | 215.4144 | 215.4144 | 215.4144 | 215.4144 | 215.4144 | 0 | 0 | 0 | 0 | 0 | 0 | 0 | 0 | 0 | 0 | 0 | 0 | 0 | 0 | 0 | 0 | 0 | 0 | 0 | 0 | 0 | 0 | 0 | 0 | 0 | 0 | 0 | 0 | 0 | 0 | 0 | 0 | 0 | 0 | 0 | 0 | 0 | 0 | 0 | 0 | 0 | 0 | 0 | 0 | 0 | 0 | 0 | 0 | 0 | 0 | 0 | 0 | 0
Commercial | Bid For Efficiency | 0 | [5 empty] | 2450021.4676 |  | 0 |  |  |  | 185501.23 | 313005.15 | 2.7592 | 0.5671 | 2.1568 | 3.2771 | 32.1825 | 0.028157 | 0.18826 | 994791.0973 | 186739.8318 | 2111183.8834 | 1292937.2585 | 171633.2624 | 70933.3897 | 289605.0611 | 0 | 2450021.4676 | 2450021.4676 | 2450021.4676 | 2450021.4676 | 2450021.4676 | 2450021.4676 | 2450021.4676 | 2450021.4676 | 2450021.4676 | 2450021.4676 | 0 | 0 | 0 | 0 | 0 | 0 | 0 | 0 | 0 | 0 | 0 | 0 | 0 | 0 | 0 | 0 | 0 | 0 | 0 | 0 | 0 | 0 | 283.3998 | 283.3998 | 283.3998 | 283.3998 | 283.3998 | 283.3998 | 283.3998 | 283.3998 | 283.3998 | 283.3998 | 0 | 0 | 0 | 0 | 0 | 0 | 0 | 0 | 0 | 0 | 0 | 0 | 0 | 0 | 0 | 0 | 0 | 0 | 0 | 0 | 0 | 0 | 0 | 0 | 0 | 0 | 0 | 0 | 0 | 0 | 0 | 0 | 0 | 0 | 0 | 0 | 0 | 0 | 0 | 0 | 0 | 0 | 0 | 0 | 0 | 0 | 0 | 0 | 0 | 0 | 0 | 0 | 0
Commercial | Retrocommissioning | 0 | [5 empty] | 733307.6341 |  | 0 |  |  |  | 83282.62 | 137261.92 | 1.1574 | 0.40119 | 0.82984 | 1.3851 | 26.1354 | 0.069841 | 0.27827 | 169334.7032 | 33307.6272 | 427515.8069 | 218028.4598 | 77056.4582 | 19306.1072 | 127000.2961 | 0 | 733307.6341 | 733307.6341 | 733307.6341 | 733307.6341 | 733307.6341 | 0 | 0 | 0 | 0 | 0 | 0 | 0 | 0 | 0 | 0 | 0 | 0 | 0 | 0 | 0 | 0 | 0 | 0 | 0 | 0 | 0 | 0 | 0 | 0 | 0 | 0 | 0 | 93.1502 | 93.1502 | 93.1502 | 93.1502 | 93.1502 | 0 | 0 | 0 | 0 | 0 | 0 | 0 | 0 | 0 | 0 | 0 | 0 | 0 | 0 | 0 | 0 | 0 | 0 | 0 | 0 | 0 | 0 | 0 | 0 | 0 | 0 | 0 | 0 | 0 | 0 | 0 | 0 | 0 | 0 | 0 | 0 | 0 | 0 | 0 | 0 | 0 | 0 | 0 | 0 | 0 | 0 | 0 | 0 | 0 | 0 | 0 | 0 | 0 | 0 | 0 | 0 | 0 | 0
Commercial | Continuous Energy Management | 0 | [5 empty] | 0 |  | 0 |  |  |  | 0 | 0 | n/a | n/a | n/a | n/a | n/a | 0 | 0 | 0 | 0 | 0 | 0 | 0 | 0 | 0 | 0 | 0 | 0 | 0 | 0 | 0 | 0 | 0 | 0 | 0 | 0 | 0 | 0 | 0 | 0 | 0 | 0 | 0 | 0 | 0 | 0 | 0 | 0 | 0 | 0 | 0 | 0 | 0 | 0 | 0 | 0 | 0 | 0 | 0 | 0 | 0 | 0 | 0 | 0 | 0 | 0 | 0 | 0 | 0 | 0 | 0 | 0 | 0 | 0 | 0 | 0 | 0 | 0 | 0 | 0 | 0 | 0 | 0 | 0 | 0 | 0 | 0 | 0 | 0 | 0 | 0 | 0 | 0 | 0 | 0 | 0 | 0 | 0 | 0 | 0 | 0 | 0 | 0 | 0 | 0 | 0 | 0 | 0 | 0 | 0 | 0 | 0 | 0 | 0 | 0 | 0 | 0 | 0 | 0 | 0 | 0
Industrial | Industrial Total | [6 empty] | 733307.6341 |  | 0 |  |  |  | 0 | 0 | n/a | n/a | n/a | n/a | n/a | 0 | 0 | 0 | 0 | 0 | 0 | 0 | 0 | 0 | 0 | 0 | 0 | 0 | 0 | 0 | 0 | 0 | 0 | 0 | 0 | 0 | 0 | 0 | 0 | 0 | 0 | 0 | 0 | 0 | 0 | 0 | 0 | 0 | 0 | 0 | 0 | 0 | 0 | 0 | 0 | 0 | 0 | 0 | 0 | 0 | 0 | 0 | 0 | 0 | 0 | 0 | 0 | 0 | 0 | 0 | 0 | 0 | 0 | 0 | 0 | 0 | 0 | 0 | 0 | 0 | 0 | 0 | 0 | 0 | 0 | 0 | 0 | 0 | 0 | 0 | 0 | 0 | 0 | 0 | 0 | 0 | 0 | 0 | 0 | 0 | 0 | 0 | 0 | 0 | 0 | 0 | 0 | 0 | 0 | 0 | 0 | 0 | 0 | 0 | 0 | 0 | 0 | 0 | 0 | 0
Industrial | Retrocommissioning | 0 | [5 empty] | 733307.6341 |  | 0 |  |  |  | 0 | 0 | n/a | n/a | n/a | n/a | n/a | 0 | 0 | 0 | 0 | 0 | 0 | 0 | 0 | 0 | 0 | 0 | 0 | 0 | 0 | 0 | 0 | 0 | 0 | 0 | 0 | 0 | 0 | 0 | 0 | 0 | 0 | 0 | 0 | 0 | 0 | 0 | 0 | 0 | 0 | 0 | 0 | 0 | 0 | 0 | 0 | 0 | 0 | 0 | 0 | 0 | 0 | 0 | 0 | 0 | 0 | 0 | 0 | 0 | 0 | 0 | 0 | 0 | 0 | 0 | 0 | 0 | 0 | 0 | 0 | 0 | 0 | 0 | 0 | 0 | 0 | 0 | 0 | 0 | 0 | 0 | 0 | 0 | 0 | 0 | 0 | 0 | 0 | 0 | 0 | 0 | 0 | 0 | 0 | 0 | 0 | 0 | 0 | 0 | 0 | 0 | 0 | 0 | 0 | 0 | 0 | 0 | 0 | 0 | 0 | 0
Industrial | Continuous Energy Management | 0 | [5 empty] | 0 |  | 0 |  |  |  | 0 | 0 | n/a | n/a | n/a | n/a | n/a | 0 | 0 | 0 | 0 | 0 | 0 | 0 | 0 | 0 | 0 | 0 | 0 | 0 | 0 | 0 | 0 | 0 | 0 | 0 | 0 | 0 | 0 | 0 | 0 | 0 | 0 | 0 | 0 | 0 | 0 | 0 | 0 | 0 | 0 | 0 | 0 | 0 | 0 | 0 | 0 | 0 | 0 | 0 | 0 | 0 | 0 | 0 | 0 | 0 | 0 | 0 | 0 | 0 | 0 | 0 | 0 | 0 | 0 | 0 | 0 | 0 | 0 | 0 | 0 | 0 | 0 | 0 | 0 | 0 | 0 | 0 | 0 | 0 | 0 | 0 | 0 | 0 | 0 | 0 | 0 | 0 | 0 | 0 | 0 | 0 | 0 | 0 | 0 | 0 | 0 | 0 | 0 | 0 | 0 | 0 | 0 | 0 | 0 | 0 | 0 | 0 | 0 | 0 | 0 | 0
n/a | General Marketing & Education | [6 empty] | 0 |  | 0 |  |  |  | 0 | 150000 | 0 | 0 | 0 | 0 | n/a | 0 | 0 | 0 | 0 | 0 | 0 | 0 | 0 | 138786.0844 | 0 | 0 | 0 | 0 | 0 | 0 | 0 | 0 | 0 | 0 | 0 | 0 | 0 | 0 | 0 | 0 | 0 | 0 | 0 | 0 | 0 | 0 | 0 | 0 | 0 | 0 | 0 | 0 | 0 | 0 | 0 | 0 | 0 | 0 | 0 | 0 | 0 | 0 | 0 | 0 | 0 | 0 | 0 | 0 | 0 | 0 | 0 | 0 | 0 | 0 | 0 | 0 | 0 | 0 | 0 | 0 | 0 | 0 | 0 | 0 | 0 | 0 | 0 | 0 | 0 | 0 | 0 | 0 | 0 | 0 | 0 | 0 | 0 | 0 | 0 | 0 | 0 | 0 | 0 | 0 | 0 | 0 | 0 | 0 | 0 | 0 | 0 | 0 | 0 | 0 | 0 | 0 | 0 | 0 | 0 | 0
Residential | Residential Efficient Products | Lighting | Standard CFL | 5 | 0 | 79% | -46548.2197 | 6709653.254 | 691.4681 | 0 | 0 | 692040 | 0 | 365000 | 518110.87 | 1.7075 | 0.48938 | 2.3398 | 1.9797 | 6.3079 | 0.030564 | 0.12178 | 1911819.1039 | 304759.7203 | 3701244.3098 | 3089498.1176 | 337712.8053 | 640303.4789 | 479377.1928 | 0 | 6709653.254 | 6709653.254 | 6709653.254 | 6709653.254 | 6709653.254 | 0 | 0 | 0 | 0 | 0 | 0 | 0 | 0 | 0 | 0 | 0 | 0 | 0 | 0 | 0 | 0 | 0 | 0 | 0 | 0 | 0 | 0 | 0 | 0 | 0 | 0 | 0 | 691.4681 | 691.4681 | 691.4681 | 691.4681 | 691.4681 | 0 | 0 | 0 | 0 | 0 | 0 | 0 | 0 | 0 | 0 | 0 | 0 | 0 | 0 | 0 | 0 | 0 | 0 | 0 | 0 | 0 | 0 | 0 | 0 | 0 | 0 | 0 | -46548.2197 | -46548.2197 | -46548.2197 | -46548.2197 | -46548.2197 | 0 | 0 | 0 | 0 | 0 | 0 | 0 | 0 | 0 | 0 | 0 | 0 | 0 | 0 | 0 | 0 | 0 | 0 | 0 | 0 | 0 | 0 | 0 | 0 | 0 | 0
Residential | Residential Efficient Products | Lighting | LED | 15 | 0 | 79% | -4882.194 | 703739.6721 | 72.5244 | 0 | 0 | 192128 | 0 | 96000 | 49967.42 | 1.8691 | 0.46177 | 3.0999 | 2.1741 | 5.6997 | 0.02253 | 0.19191 | 418663.6338 | 68335.3827 | 924376.2693 | 771594.2275 | 88823.094 | 177764.6188 | 46231.8838 | 0 | 703739.6721 | 703739.6721 | 703739.6721 | 703739.6721 | 703739.6721 | 703739.6721 | 703739.6721 | 703739.6721 | 703739.6721 | 703739.6721 | 703739.6721 | 703739.6721 | 703739.6721 | 703739.6721 | 703739.6721 | 0 | 0 | 0 | 0 | 0 | 0 | 0 | 0 | 0 | 0 | 0 | 0 | 0 | 0 | 0 | 0 | 0 | 72.5244 | 72.5244 | 72.5244 | 72.5244 | 72.5244 | 72.5244 | 72.5244 | 72.5244 | 72.5244 | 72.5244 | 72.5244 | 72.5244 | 72.5244 | 72.5244 | 72.5244 | 0 | 0 | 0 | 0 | 0 | 0 | 0 | 0 | 0 | 0 | 0 | 0 | 0 | 0 | 0 | 0 | 0 | -4882.194 | -4882.194 | -4882.194 | -4882.194 | -4882.194 | -4882.194 | -4882.194 | -4882.194 | -4882.194 | -4882.194 | -4882.194 | -4882.194 | -4882.194 | -4882.194 | -4882.194 | 0 | 0 | 0 | 0 | 0 | 0 | 0 | 0 | 0 | 0 | 0 | 0 | 0 | 0 | 0 | 0
Residential | Residential Efficient Products | Lighting | Specialty LED | 15 | 0 | 79% | -1705.1781 | 245791.4296 | 27.8276 | 0 | 0 | 78052 | 0 | 38000 | 12946.46 | 1.6503 | 0.43884 | 2.9477 | 1.9338 | 4.9574 | 0.022515 | 0.19178 | 138948.9048 | 23867.1373 | 322852.0058 | 269490.6309 | 35159.1414 | 72216.8764 | 11978.5899 | 0 | 245791.4296 | 245791.4296 | 245791.4296 | 245791.4296 | 245791.4296 | 245791.4296 | 245791.4296 | 245791.4296 | 245791.4296 | 245791.4296 | 245791.4296 | 245791.4296 | 245791.4296 | 245791.4296 | 245791.4296 | 0 | 0 | 0 | 0 | 0 | 0 | 0 | 0 | 0 | 0 | 0 | 0 | 0 | 0 | 0 | 0 | 0 | 27.8276 | 27.8276 | 27.8276 | 27.8276 | 27.8276 | 27.8276 | 27.8276 | 27.8276 | 27.8276 | 27.8276 | 27.8276 | 27.8276 | 27.8276 | 27.8276 | 27.8276 | 0 | 0 | 0 | 0 | 0 | 0 | 0 | 0 | 0 | 0 | 0 | 0 | 0 | 0 | 0 | 0 | 0 | -1705.1781 | -1705.1781 | -1705.1781 | -1705.1781 | -1705.1781 | -1705.1781 | -1705.1781 | -1705.1781 | -1705.1781 | -1705.1781 | -1705.1781 | -1705.1781 | -1705.1781 | -1705.1781 | -1705.1781 | 0 | 0 | 0 | 0 | 0 | 0 | 0 | 0 | 0 | 0 | 0 | 0 | 0 | 0 | 0 | 0
Residential | Residential Efficient Products | Appliance | ENERGY STAR Clothes Washer | 14 | 0 | 79% | 402.8044 | 75148.5546 | 9.8088 | 0 | 0 | 41593.5 | 0 | 40500 | 22011.75 | 0.6935 | 0.27925 | 0.70563 | 0.81295 | 3.7228 | 0.093791 | 0.76965 | 40812.3935 | 7030.0835 | 105795.8104 | 88309.7493 | 37472.2428 | 38483.9933 | 20366.164 | 0 | 75148.5546 | 75148.5546 | 75148.5546 | 75148.5546 | 75148.5546 | 75148.5546 | 75148.5546 | 75148.5546 | 75148.5546 | 75148.5546 | 75148.5546 | 75148.5546 | 75148.5546 | 75148.5546 | 0 | 0 | 0 | 0 | 0 | 0 | 0 | 0 | 0 | 0 | 0 | 0 | 0 | 0 | 0 | 0 | 0 | 0 | 9.8088 | 9.8088 | 9.8088 | 9.8088 | 9.8088 | 9.8088 | 9.8088 | 9.8088 | 9.8088 | 9.8088 | 9.8088 | 9.8088 | 9.8088 | 9.8088 | 0 | 0 | 0 | 0 | 0 | 0 | 0 | 0 | 0 | 0 | 0 | 0 | 0 | 0 | 0 | 0 | 0 | 0 | 402.8044 | 402.8044 | 402.8044 | 402.8044 | 402.8044 | 402.8044 | 402.8044 | 402.8044 | 402.8044 | 402.8044 | 402.8044 | 402.8044 | 402.8044 | 402.8044 | 0 | 0 | 0 | 0 | 0 | 0 | 0 | 0 | 0 | 0 | 0 | 0 | 0 | 0 | 0 | 0 | 0
Residential | Residential Efficient Products | Appliance | ENERGY STAR Dehumidifier | 12 | 0 | 79% | 0 | 28235.1071 | 6.5345 | 0 | 0 | 9954 | 0 | 5250 | 5168.63 | 1.0538 | 0.3883 | 1.5296 | 1.2264 | 4.213 | 0.045491 | 0.34141 | 14744.88 | 2415.6919 | 33943.7165 | 28333.4575 | 4857.513 | 9209.8446 | 4782.2261 | 0 | 28235.1071 | 28235.1071 | 28235.1071 | 28235.1071 | 28235.1071 | 28235.1071 | 28235.1071 | 28235.1071 | 28235.1071 | 28235.1071 | 28235.1071 | 28235.1071 | 0 | 0 | 0 | 0 | 0 | 0 | 0 | 0 | 0 | 0 | 0 | 0 | 0 | 0 | 0 | 0 | 0 | 0 | 0 | 0 | 6.5345 | 6.5345 | 6.5345 | 6.5345 | 6.5345 | 6.5345 | 6.5345 | 6.5345 | 6.5345 | 6.5345 | 6.5345 | 6.5345 | 0 | 0 | 0 | 0 | 0 | 0 | 0 | 0 | 0 | 0 | 0 | 0 | 0 | 0 | 0 | 0 | 0 | 0 | 0 | 0 | 0 | 0 | 0 | 0 | 0 | 0 | 0 | 0 | 0 | 0 | 0 | 0 | 0 | 0 | 0 | 0 | 0 | 0 | 0 | 0 | 0 | 0 | 0 | 0 | 0 | 0 | 0 | 0 | 0 | 0 | 0
Residential | Appliance Recycling | 0 | Refrigerator Recycle | 8 | 0 | 70% | 0 | 282221.6353 | 35.2895 | 0 | 0 | 39060 | 0 | 23250 |  | 2.703 | 0.42712 | 4.541 | 3.213 | 8.3466 | 0.013304 | 0.076223 | 97685.7495 | 18432.8154 | 280134.6042 | 207194.3413 | 21511.8431 | 36139.8964 |  | 0 | 282221.6353 | 282221.6353 | 282221.6353 | 282221.6353 | 282221.6353 | 282221.6353 | 282221.6353 | 282221.6353 | 0 | 0 | 0 | 0 | 0 | 0 | 0 | 0 | 0 | 0 | 0 | 0 | 0 | 0 | 0 | 0 | 0 | 0 | 0 | 0 | 0 | 0 | 0 | 0 | 35.2895 | 35.2895 | 35.2895 | 35.2895 | 35.2895 | 35.2895 | 35.2895 | 35.2895 | 0 | 0 | 0 | 0 | 0 | 0 | 0 | 0 | 0 | 0 | 0 | 0 | 0 | 0 | 0 | 0 | 0 | 0 | 0 | 0 | 0 | 0 | 0 | 0 | 0 | 0 | 0 | 0 | 0 | 0 | 0 | 0 | 0 | 0 | 0 | 0 | 0 | 0 | 0 | 0 | 0 | 0 | 0 | 0 | 0 | 0 | 0 | 0 | 0 | 0 | 0 | 0 | 0 | 0 | 0
Residential | Appliance Recycling | 0 | Freezer Recycle | 8 | 0 | 70% | 0 | 70288.4137 | 8.3581 | 0 | 0 | 10920 | 0 | 6500 |  | 2.3919 | 0.41945 | 4.0185 | 2.8463 | 7.5005 | 0.014934 | 0.085563 | 24167.2248 | 4590.7655 | 69768.6304 | 51602.5696 | 6014.0637 | 10103.6269 |  | 0 | 70288.4137 | 70288.4137 | 70288.4137 | 70288.4137 | 70288.4137 | 70288.4137 | 70288.4137 | 70288.4137 | 0 | 0 | 0 | 0 | 0 | 0 | 0 | 0 | 0 | 0 | 0 | 0 | 0 | 0 | 0 | 0 | 0 | 0 | 0 | 0 | 0 | 0 | 0 | 0 | 8.3581 | 8.3581 | 8.3581 | 8.3581 | 8.3581 | 8.3581 | 8.3581 | 8.3581 | 0 | 0 | 0 | 0 | 0 | 0 | 0 | 0 | 0 | 0 | 0 | 0 | 0 | 0 | 0 | 0 | 0 | 0 | 0 | 0 | 0 | 0 | 0 | 0 | 0 | 0 | 0 | 0 | 0 | 0 | 0 | 0 | 0 | 0 | 0 | 0 | 0 | 0 | 0 | 0 | 0 | 0 | 0 | 0 | 0 | 0 | 0 | 0 | 0 | 0 | 0 | 0 | 0 | 0 | 0
Residential | New Manufactured Homes | Tier 1 | Efficient Heat Pump (SEER 15, EER 12.5, HSPF 8.5) | 18 | 0 | 64.91% | 0 | 30814.3487 | 15.0536 | 0 | 0 | 26691.4033 | 0 | 36000 |  | 1.0478 | 0.3501 | 0.77684 | 1.1803 | 3.7458 | 0.11598 | 1.0809 | 25875.4979 | 3273.9988 | 59198.4413 | 40599.763 | 33308.6603 | 24695.969 |  | 0 | 30814.3487 | 30814.3487 | 30814.3487 | 30814.3487 | 30814.3487 | 30814.3487 | 30814.3487 | 30814.3487 | 30814.3487 | 30814.3487 | 30814.3487 | 30814.3487 | 30814.3487 | 30814.3487 | 30814.3487 | 30814.3487 | 30814.3487 | 30814.3487 | 0 | 0 | 0 | 0 | 0 | 0 | 0 | 0 | 0 | 0 | 0 | 0 | 0 | 0 | 15.0536 | 15.0536 | 15.0536 | 15.0536 | 15.0536 | 15.0536 | 15.0536 | 15.0536 | 15.0536 | 15.0536 | 15.0536 | 15.0536 | 15.0536 | 15.0536 | 15.0536 | 15.0536 | 15.0536 | 15.0536 | 0 | 0 | 0 | 0 | 0 | 0 | 0 | 0 | 0 | 0 | 0 | 0 | 0 | 0 | 0 | 0 | 0 | 0 | 0 | 0 | 0 | 0 | 0 | 0 | 0 | 0 | 0 | 0 | 0 | 0 | 0 | 0 | 0 | 0 | 0 | 0 | 0 | 0 | 0 | 0 | 0 | 0 | 0 | 0 | 0
Residential | New Manufactured Homes | Tier 1 | Attic Insulation R-38 (ASHP) | 25 | 0 | 64.91% | 0 | 113734.4386 | 69.512 | 0 | 0 | 26171.0206 | 0 | 4500 |  | 5.0591 | 0.66572 | 29.4225 | 5.6268 | 11.0019 | 0.0034529 | 0.036608 | 122503.1292 | 13746.5622 | 262242.227 | 179852.2398 | 4163.5825 | 24214.4898 |  | 0 | 113734.4386 | 113734.4386 | 113734.4386 | 113734.4386 | 113734.4386 | 113734.4386 | 113734.4386 | 113734.4386 | 113734.4386 | 113734.4386 | 113734.4386 | 113734.4386 | 113734.4386 | 113734.4386 | 113734.4386 | 113734.4386 | 113734.4386 | 113734.4386 | 113734.4386 | 113734.4386 | 113734.4386 | 113734.4386 | 113734.4386 | 113734.4386 | 113734.4386 | 0 | 0 | 0 | 0 | 0 | 0 | 0 | 69.512 | 69.512 | 69.512 | 69.512 | 69.512 | 69.512 | 69.512 | 69.512 | 69.512 | 69.512 | 69.512 | 69.512 | 69.512 | 69.512 | 69.512 | 69.512 | 69.512 | 69.512 | 69.512 | 69.512 | 69.512 | 69.512 | 69.512 | 69.512 | 69.512 | 0 | 0 | 0 | 0 | 0 | 0 | 0 | 0 | 0 | 0 | 0 | 0 | 0 | 0 | 0 | 0 | 0 | 0 | 0 | 0 | 0 | 0 | 0 | 0 | 0 | 0 | 0 | 0 | 0 | 0 | 0 | 0 | 0 | 0 | 0 | 0 | 0 | 0
Residential | New Manufactured Homes | Tier 2 | Energy Star Manufactured Home | 25 | 0 | 64.91% | 0 | 156560.1001 | 37.3655 | 0 | 0 | 46463.0901 | 0 | 62400 |  | 2.8058 | 0.39508 | 2.0892 | 3.246 | 9.7401 | 0.034783 | 0.36877 | 120621.4505 | 18922.7043 | 360987.1363 | 247573.9539 | 57735.0111 | 42989.5356 |  | 0 | 156560.1001 | 156560.1001 | 156560.1001 | 156560.1001 | 156560.1001 | 156560.1001 | 156560.1001 | 156560.1001 | 156560.1001 | 156560.1001 | 156560.1001 | 156560.1001 | 156560.1001 | 156560.1001 | 156560.1001 | 156560.1001 | 156560.1001 | 156560.1001 | 156560.1001 | 156560.1001 | 156560.1001 | 156560.1001 | 156560.1001 | 156560.1001 | 156560.1001 | 0 | 0 | 0 | 0 | 0 | 0 | 0 | 37.3655 | 37.3655 | 37.3655 | 37.3655 | 37.3655 | 37.3655 | 37.3655 | 37.3655 | 37.3655 | 37.3655 | 37.3655 | 37.3655 | 37.3655 | 37.3655 | 37.3655 | 37.3655 | 37.3655 | 37.3655 | 37.3655 | 37.3655 | 37.3655 | 37.3655 | 37.3655 | 37.3655 | 37.3655 | 0 | 0 | 0 | 0 | 0 | 0 | 0 | 0 | 0 | 0 | 0 | 0 | 0 | 0 | 0 | 0 | 0 | 0 | 0 | 0 | 0 | 0 | 0 | 0 | 0 | 0 | 0 | 0 | 0 | 0 | 0 | 0 | 0 | 0 | 0 | 0 | 0 | 0
Residential | Whole House Efficiency | Single Family | Standard CFL | 5 | 0 | 94.8% | -1018.323 | 146785.2942 | 15.1271 | 0 | 0 | 0 | 0 | 0 |  | n/a | 0.59444 | n/a | n/a | n/a | 0 | 0 | 40177.1959 | 6667.1471 | 67477.088 | 67588.1261 | 0 | 0 |  | 0 | 146785.2942 | 146785.2942 | 146785.2942 | 146785.2942 | 146785.2942 | 0 | 0 | 0 | 0 | 0 | 0 | 0 | 0 | 0 | 0 | 0 | 0 | 0 | 0 | 0 | 0 | 0 | 0 | 0 | 0 | 0 | 0 | 0 | 0 | 0 | 0 | 0 | 15.1271 | 15.1271 | 15.1271 | 15.1271 | 15.1271 | 0 | 0 | 0 | 0 | 0 | 0 | 0 | 0 | 0 | 0 | 0 | 0 | 0 | 0 | 0 | 0 | 0 | 0 | 0 | 0 | 0 | 0 | 0 | 0 | 0 | 0 | 0 | -1018.323 | -1018.323 | -1018.323 | -1018.323 | -1018.323 | 0 | 0 | 0 | 0 | 0 | 0 | 0 | 0 | 0 | 0 | 0 | 0 | 0 | 0 | 0 | 0 | 0 | 0 | 0 | 0 | 0 | 0 | 0 | 0 | 0 | 0
Residential | Whole House Efficiency | Single Family | LED | 15 | 0 | 94.8% | -1193.8959 | 172093.1035 | 17.7352 | 0 | 0 | 0 | 0 | 0 |  | n/a | 0.52917 | n/a | n/a | n/a | 0 | 0 | 99847.8549 | 16710.7931 | 188376.329 | 188686.3147 | 0 | 0 |  | 0 | 172093.1035 | 172093.1035 | 172093.1035 | 172093.1035 | 172093.1035 | 172093.1035 | 172093.1035 | 172093.1035 | 172093.1035 | 172093.1035 | 172093.1035 | 172093.1035 | 172093.1035 | 172093.1035 | 172093.1035 | 0 | 0 | 0 | 0 | 0 | 0 | 0 | 0 | 0 | 0 | 0 | 0 | 0 | 0 | 0 | 0 | 0 | 17.7352 | 17.7352 | 17.7352 | 17.7352 | 17.7352 | 17.7352 | 17.7352 | 17.7352 | 17.7352 | 17.7352 | 17.7352 | 17.7352 | 17.7352 | 17.7352 | 17.7352 | 0 | 0 | 0 | 0 | 0 | 0 | 0 | 0 | 0 | 0 | 0 | 0 | 0 | 0 | 0 | 0 | 0 | -1193.8959 | -1193.8959 | -1193.8959 | -1193.8959 | -1193.8959 | -1193.8959 | -1193.8959 | -1193.8959 | -1193.8959 | -1193.8959 | -1193.8959 | -1193.8959 | -1193.8959 | -1193.8959 | -1193.8959 | 0 | 0 | 0 | 0 | 0 | 0 | 0 | 0 | 0 | 0 | 0 | 0 | 0 | 0 | 0 | 0
Residential | Whole House Efficiency | Single Family | Pipe Insulated (Electric DHW) | 15 | 0 | 94.8% | 0 | 11344.0548 | 1.3122 | 0 | 0 | 0 | 0 | 0 |  | n/a | 0.44984 | n/a | n/a | n/a | 0 | 0 | 5983.0452 | 1101.5442 | 13278.5894 | 13300.4402 | 0 | 0 |  | 0 | 11344.0548 | 11344.0548 | 11344.0548 | 11344.0548 | 11344.0548 | 11344.0548 | 11344.0548 | 11344.0548 | 11344.0548 | 11344.0548 | 11344.0548 | 11344.0548 | 11344.0548 | 11344.0548 | 11344.0548 | 0 | 0 | 0 | 0 | 0 | 0 | 0 | 0 | 0 | 0 | 0 | 0 | 0 | 0 | 0 | 0 | 0 | 1.3122 | 1.3122 | 1.3122 | 1.3122 | 1.3122 | 1.3122 | 1.3122 | 1.3122 | 1.3122 | 1.3122 | 1.3122 | 1.3122 | 1.3122 | 1.3122 | 1.3122 | 0 | 0 | 0 | 0 | 0 | 0 | 0 | 0 | 0 | 0 | 0 | 0 | 0 | 0 | 0 | 0 | 0 | 0 | 0 | 0 | 0 | 0 | 0 | 0 | 0 | 0 | 0 | 0 | 0 | 0 | 0 | 0 | 0 | 0 | 0 | 0 | 0 | 0 | 0 | 0 | 0 | 0 | 0 | 0 | 0 | 0 | 0 | 0
Residential | Whole House Efficiency | Single Family | Pipe Insulated (Natural Gas DHW) | 15 | 0 | 94.8% | 154.7334 | 0 | 0 | 0 | 0 | 0 | 0 | 0 |  | n/a | 0.48588 | n/a | n/a | n/a | 0 | 0 | 824.0308 | 0 | 1693.1841 | 1695.9704 | 0 | 0 |  | 0 | 0 | 0 | 0 | 0 | 0 | 0 | 0 | 0 | 0 | 0 | 0 | 0 | 0 | 0 | 0 | 0 | 0 | 0 | 0 | 0 | 0 | 0 | 0 | 0 | 0 | 0 | 0 | 0 | 0 | 0 | 0 | 0 | 0 | 0 | 0 | 0 | 0 | 0 | 0 | 0 | 0 | 0 | 0 | 0 | 0 | 0 | 0 | 0 | 0 | 0 | 0 | 0 | 0 | 0 | 0 | 0 | 0 | 0 | 0 | 0 | 0 | 0 | 0 | 0 | 154.7334 | 154.7334 | 154.7334 | 154.7334 | 154.7334 | 154.7334 | 154.7334 | 154.7334 | 154.7334 | 154.7334 | 154.7334 | 154.7334 | 154.7334 | 154.7334 | 154.7334 | 0 | 0 | 0 | 0 | 0 | 0 | 0 | 0 | 0 | 0 | 0 | 0 | 0 | 0 | 0 | 0
Residential | Whole House Efficiency | Single Family | Water Heater Tank Wrap (Electric DHW) | 5 | 0 | 94.8% | 0 | 23402.5865 | 2.707 | 0 | 0 | 0 | 0 | 0 |  | n/a | 0.4628 | n/a | n/a | n/a | 0 | 0 | 5340.3478 | 1062.9708 | 11520.1869 | 11539.1442 | 0 | 0 |  | 0 | 23402.5865 | 23402.5865 | 23402.5865 | 23402.5865 | 23402.5865 | 0 | 0 | 0 | 0 | 0 | 0 | 0 | 0 | 0 | 0 | 0 | 0 | 0 | 0 | 0 | 0 | 0 | 0 | 0 | 0 | 0 | 0 | 0 | 0 | 0 | 0 | 0 | 2.707 | 2.707 | 2.707 | 2.707 | 2.707 | 0 | 0 | 0 | 0 | 0 | 0 | 0 | 0 | 0 | 0 | 0 | 0 | 0 | 0 | 0 | 0 | 0 | 0 | 0 | 0 | 0 | 0 | 0 | 0 | 0 | 0 | 0 | 0 | 0 | 0 | 0 | 0 | 0 | 0 | 0 | 0 | 0 | 0 | 0 | 0 | 0 | 0 | 0 | 0 | 0 | 0 | 0 | 0 | 0 | 0 | 0 | 0 | 0 | 0 | 0 | 0 | 0 | 0
Residential | Whole House Efficiency | Single Family | Low Flow Faucet Aerator - Single Family (Electric DHW) | 9 | 0 | 94.8% | 0 | 82934.9191 | 35.6516 | 0 | 0 | 0 | 0 | 0 |  | n/a | 0.62806 | n/a | n/a | n/a | 0 | 0 | 42019.2709 | 5886.573 | 66793.4024 | 66903.3154 | 0 | 0 |  | 0 | 82934.9191 | 82934.9191 | 82934.9191 | 82934.9191 | 82934.9191 | 82934.9191 | 82934.9191 | 82934.9191 | 82934.9191 | 0 | 0 | 0 | 0 | 0 | 0 | 0 | 0 | 0 | 0 | 0 | 0 | 0 | 0 | 0 | 0 | 0 | 0 | 0 | 0 | 0 | 0 | 0 | 35.6516 | 35.6516 | 35.6516 | 35.6516 | 35.6516 | 35.6516 | 35.6516 | 35.6516 | 35.6516 | 0 | 0 | 0 | 0 | 0 | 0 | 0 | 0 | 0 | 0 | 0 | 0 | 0 | 0 | 0 | 0 | 0 | 0 | 0 | 0 | 0 | 0 | 0 | 0 | 0 | 0 | 0 | 0 | 0 | 0 | 0 | 0 | 0 | 0 | 0 | 0 | 0 | 0 | 0 | 0 | 0 | 0 | 0 | 0 | 0 | 0 | 0 | 0 | 0 | 0 | 0 | 0 | 0 | 0
Residential | Whole House Efficiency | Single Family | Low Flow Faucet Aerator - Single Family (Natural Gas DHW) | 9 | 0 | 94.8% | 1119.32 | 0 | 0 | 0 | 0 | 0 | 0 | 0 |  | n/a | 0.48588 | n/a | n/a | n/a | 0 | 0 | 4148.1156 | 0 | 8523.375 | 8537.4008 | 0 | 0 |  | 0 | 0 | 0 | 0 | 0 | 0 | 0 | 0 | 0 | 0 | 0 | 0 | 0 | 0 | 0 | 0 | 0 | 0 | 0 | 0 | 0 | 0 | 0 | 0 | 0 | 0 | 0 | 0 | 0 | 0 | 0 | 0 | 0 | 0 | 0 | 0 | 0 | 0 | 0 | 0 | 0 | 0 | 0 | 0 | 0 | 0 | 0 | 0 | 0 | 0 | 0 | 0 | 0 | 0 | 0 | 0 | 0 | 0 | 0 | 0 | 0 | 0 | 0 | 0 | 0 | 1119.32 | 1119.32 | 1119.32 | 1119.32 | 1119.32 | 1119.32 | 1119.32 | 1119.32 | 1119.32 | 0 | 0 | 0 | 0 | 0 | 0 | 0 | 0 | 0 | 0 | 0 | 0 | 0 | 0 | 0 | 0 | 0 | 0 | 0 | 0 | 0 | 0
Residential | Whole House Efficiency | Single Family | Low Flow Showerhead - Single Family (Electric DHW) | 10 | 0 | 94.8% | 0 | 169093.0746 | 16.8343 | 0 | 0 | 0 | 0 | 0 |  | n/a | 0.45527 | n/a | n/a | n/a | 0 | 0 | 67410.1754 | 12888.2186 | 147823.4161 | 148066.6694 | 0 | 0 |  | 0 | 169093.0746 | 169093.0746 | 169093.0746 | 169093.0746 | 169093.0746 | 169093.0746 | 169093.0746 | 169093.0746 | 169093.0746 | 169093.0746 | 0 | 0 | 0 | 0 | 0 | 0 | 0 | 0 | 0 | 0 | 0 | 0 | 0 | 0 | 0 | 0 | 0 | 0 | 0 | 0 | 0 | 0 | 16.8343 | 16.8343 | 16.8343 | 16.8343 | 16.8343 | 16.8343 | 16.8343 | 16.8343 | 16.8343 | 16.8343 | 0 | 0 | 0 | 0 | 0 | 0 | 0 | 0 | 0 | 0 | 0 | 0 | 0 | 0 | 0 | 0 | 0 | 0 | 0 | 0 | 0 | 0 | 0 | 0 | 0 | 0 | 0 | 0 | 0 | 0 | 0 | 0 | 0 | 0 | 0 | 0 | 0 | 0 | 0 | 0 | 0 | 0 | 0 | 0 | 0 | 0 | 0 | 0 | 0 | 0 | 0 | 0 | 0
Residential | Whole House Efficiency | Single Family | Low Flow Showerhead - Single Family (Natural Gas DHW) | 10 | 0 | 94.8% | 2282.1419 | 0 | 0 | 0 | 0 | 0 | 0 | 0 |  | n/a | 0.48588 | n/a | n/a | n/a | 0 | 0 | 9162.0392 | 0 | 18825.7761 | 18856.7552 | 0 | 0 |  | 0 | 0 | 0 | 0 | 0 | 0 | 0 | 0 | 0 | 0 | 0 | 0 | 0 | 0 | 0 | 0 | 0 | 0 | 0 | 0 | 0 | 0 | 0 | 0 | 0 | 0 | 0 | 0 | 0 | 0 | 0 | 0 | 0 | 0 | 0 | 0 | 0 | 0 | 0 | 0 | 0 | 0 | 0 | 0 | 0 | 0 | 0 | 0 | 0 | 0 | 0 | 0 | 0 | 0 | 0 | 0 | 0 | 0 | 0 | 0 | 0 | 0 | 0 | 0 | 0 | 2282.1419 | 2282.1419 | 2282.1419 | 2282.1419 | 2282.1419 | 2282.1419 | 2282.1419 | 2282.1419 | 2282.1419 | 2282.1419 | 0 | 0 | 0 | 0 | 0 | 0 | 0 | 0 | 0 | 0 | 0 | 0 | 0 | 0 | 0 | 0 | 0 | 0 | 0 | 0 | 0
Residential | Whole House Efficiency | Single Family | Weatherstrip/Caulk (ASHP) | 15 | 0 | 94.8% | 0 | 16000.0328 | 10.8084 | 0 | 0 | 0 | 0 | 0 |  | n/a | 0.7478 | n/a | n/a | n/a | 0 | 0 | 14028.3292 | 1553.6546 | 18728.5648 | 18759.3839 | 0 | 0 |  | 0 | 16000.0328 | 16000.0328 | 16000.0328 | 16000.0328 | 16000.0328 | 16000.0328 | 16000.0328 | 16000.0328 | 16000.0328 | 16000.0328 | 16000.0328 | 16000.0328 | 16000.0328 | 16000.0328 | 16000.0328 | 0 | 0 | 0 | 0 | 0 | 0 | 0 | 0 | 0 | 0 | 0 | 0 | 0 | 0 | 0 | 0 | 0 | 10.8084 | 10.8084 | 10.8084 | 10.8084 | 10.8084 | 10.8084 | 10.8084 | 10.8084 | 10.8084 | 10.8084 | 10.8084 | 10.8084 | 10.8084 | 10.8084 | 10.8084 | 0 | 0 | 0 | 0 | 0 | 0 | 0 | 0 | 0 | 0 | 0 | 0 | 0 | 0 | 0 | 0 | 0 | 0 | 0 | 0 | 0 | 0 | 0 | 0 | 0 | 0 | 0 | 0 | 0 | 0 | 0 | 0 | 0 | 0 | 0 | 0 | 0 | 0 | 0 | 0 | 0 | 0 | 0 | 0 | 0 | 0 | 0 | 0
Residential | Whole House Efficiency | Single Family | Weatherstrip/Caulk (CAC & Electric Heat) | 15 | 0 | 94.8% | 0 | 73895.2798 | 9.9687 | 0 | 0 | 0 | 0 | 0 |  | n/a | 0.46007 | n/a | n/a | n/a | 0 | 0 | 39860.356 | 7175.469 | 86496.8561 | 86639.1924 | 0 | 0 |  | 0 | 73895.2798 | 73895.2798 | 73895.2798 | 73895.2798 | 73895.2798 | 73895.2798 | 73895.2798 | 73895.2798 | 73895.2798 | 73895.2798 | 73895.2798 | 73895.2798 | 73895.2798 | 73895.2798 | 73895.2798 | 0 | 0 | 0 | 0 | 0 | 0 | 0 | 0 | 0 | 0 | 0 | 0 | 0 | 0 | 0 | 0 | 0 | 9.9687 | 9.9687 | 9.9687 | 9.9687 | 9.9687 | 9.9687 | 9.9687 | 9.9687 | 9.9687 | 9.9687 | 9.9687 | 9.9687 | 9.9687 | 9.9687 | 9.9687 | 0 | 0 | 0 | 0 | 0 | 0 | 0 | 0 | 0 | 0 | 0 | 0 | 0 | 0 | 0 | 0 | 0 | 0 | 0 | 0 | 0 | 0 | 0 | 0 | 0 | 0 | 0 | 0 | 0 | 0 | 0 | 0 | 0 | 0 | 0 | 0 | 0 | 0 | 0 | 0 | 0 | 0 | 0 | 0 | 0 | 0 | 0 | 0
Residential | Whole House Efficiency | Single Family | Door Sweep (ASHP) | 2 | 0 | 94.8% | 0 | 212.522 | 0.094811 | 0 | 0 | 0 | 0 | 0 |  | n/a | 0.61407 | n/a | n/a | n/a | 0 | 0 | 27.7116 | 4.3157 | 45.0539 | 45.128 | 0 | 0 |  | 0 | 212.522 | 212.522 | 0 | 0 | 0 | 0 | 0 | 0 | 0 | 0 | 0 | 0 | 0 | 0 | 0 | 0 | 0 | 0 | 0 | 0 | 0 | 0 | 0 | 0 | 0 | 0 | 0 | 0 | 0 | 0 | 0 | 0 | 0.094811 | 0.094811 | 0 | 0 | 0 | 0 | 0 | 0 | 0 | 0 | 0 | 0 | 0 | 0 | 0 | 0 | 0 | 0 | 0 | 0 | 0 | 0 | 0 | 0 | 0 | 0 | 0 | 0 | 0 | 0 | 0 | 0 | 0 | 0 | 0 | 0 | 0 | 0 | 0 | 0 | 0 | 0 | 0 | 0 | 0 | 0 | 0 | 0 | 0 | 0 | 0 | 0 | 0 | 0 | 0 | 0 | 0 | 0 | 0 | 0 | 0 | 0 | 0
Residential | Whole House Efficiency | Single Family | Door Sweep (CAC & Electric Heat) | 2 | 0 | 94.8% | 0 | 648.5036 | 0.18014 | 0 | 0 | 0 | 0 | 0 |  | n/a | 0.54215 | n/a | n/a | n/a | 0 | 0 | 74.6581 | 13.1691 | 137.4804 | 137.7066 | 0 | 0 |  | 0 | 648.5036 | 648.5036 | 0 | 0 | 0 | 0 | 0 | 0 | 0 | 0 | 0 | 0 | 0 | 0 | 0 | 0 | 0 | 0 | 0 | 0 | 0 | 0 | 0 | 0 | 0 | 0 | 0 | 0 | 0 | 0 | 0 | 0 | 0.18014 | 0.18014 | 0 | 0 | 0 | 0 | 0 | 0 | 0 | 0 | 0 | 0 | 0 | 0 | 0 | 0 | 0 | 0 | 0 | 0 | 0 | 0 | 0 | 0 | 0 | 0 | 0 | 0 | 0 | 0 | 0 | 0 | 0 | 0 | 0 | 0 | 0 | 0 | 0 | 0 | 0 | 0 | 0 | 0 | 0 | 0 | 0 | 0 | 0 | 0 | 0 | 0 | 0 | 0 | 0 | 0 | 0 | 0 | 0 | 0 | 0 | 0 | 0
Residential | Whole House Efficiency | Single Family | Foam (ASHP) | 5 | 0 | 94.8% | 0 | 2315.7942 | 1.5644 | 0 | 0 | 0 | 0 | 0 |  | n/a | 0.73522 | n/a | n/a | n/a | 0 | 0 | 839.5079 | 105.1859 | 1139.9758 | 1141.8517 | 0 | 0 |  | 0 | 2315.7942 | 2315.7942 | 2315.7942 | 2315.7942 | 2315.7942 | 0 | 0 | 0 | 0 | 0 | 0 | 0 | 0 | 0 | 0 | 0 | 0 | 0 | 0 | 0 | 0 | 0 | 0 | 0 | 0 | 0 | 0 | 0 | 0 | 0 | 0 | 0 | 1.5644 | 1.5644 | 1.5644 | 1.5644 | 1.5644 | 0 | 0 | 0 | 0 | 0 | 0 | 0 | 0 | 0 | 0 | 0 | 0 | 0 | 0 | 0 | 0 | 0 | 0 | 0 | 0 | 0 | 0 | 0 | 0 | 0 | 0 | 0 | 0 | 0 | 0 | 0 | 0 | 0 | 0 | 0 | 0 | 0 | 0 | 0 | 0 | 0 | 0 | 0 | 0 | 0 | 0 | 0 | 0 | 0 | 0 | 0 | 0 | 0 | 0 | 0 | 0 | 0 | 0
Residential | Whole House Efficiency | Single Family | Foam (CAC & Electric Heat) | 5 | 0 | 94.8% | 0 | 10495.519 | 1.4159 | 0 | 0 | 0 | 0 | 0 |  | n/a | 0.47216 | n/a | n/a | n/a | 0 | 0 | 2443.4465 | 476.7178 | 5166.5375 | 5175.0394 | 0 | 0 |  | 0 | 10495.519 | 10495.519 | 10495.519 | 10495.519 | 10495.519 | 0 | 0 | 0 | 0 | 0 | 0 | 0 | 0 | 0 | 0 | 0 | 0 | 0 | 0 | 0 | 0 | 0 | 0 | 0 | 0 | 0 | 0 | 0 | 0 | 0 | 0 | 0 | 1.4159 | 1.4159 | 1.4159 | 1.4159 | 1.4159 | 0 | 0 | 0 | 0 | 0 | 0 | 0 | 0 | 0 | 0 | 0 | 0 | 0 | 0 | 0 | 0 | 0 | 0 | 0 | 0 | 0 | 0 | 0 | 0 | 0 | 0 | 0 | 0 | 0 | 0 | 0 | 0 | 0 | 0 | 0 | 0 | 0 | 0 | 0 | 0 | 0 | 0 | 0 | 0 | 0 | 0 | 0 | 0 | 0 | 0 | 0 | 0 | 0 | 0 | 0 | 0 | 0 | 0
Residential | Whole House Efficiency | Single Family | Duct Sealing - Tape (ASHP) | 20 | 0 | 94.8% | 0 | 67007.9466 | 53.8147 | 0 | 0 | 0 | 0 | 0 |  | n/a | 0.79591 | n/a | n/a | n/a | 0 | 0 | 74809.9606 | 7455.5504 | 93838.4411 | 93992.8585 | 0 | 0 |  | 0 | 67007.9466 | 67007.9466 | 67007.9466 | 67007.9466 | 67007.9466 | 67007.9466 | 67007.9466 | 67007.9466 | 67007.9466 | 67007.9466 | 67007.9466 | 67007.9466 | 67007.9466 | 67007.9466 | 67007.9466 | 67007.9466 | 67007.9466 | 67007.9466 | 67007.9466 | 67007.9466 | 0 | 0 | 0 | 0 | 0 | 0 | 0 | 0 | 0 | 0 | 0 | 0 | 53.8147 | 53.8147 | 53.8147 | 53.8147 | 53.8147 | 53.8147 | 53.8147 | 53.8147 | 53.8147 | 53.8147 | 53.8147 | 53.8147 | 53.8147 | 53.8147 | 53.8147 | 53.8147 | 53.8147 | 53.8147 | 53.8147 | 53.8147 | 0 | 0 | 0 | 0 | 0 | 0 | 0 | 0 | 0 | 0 | 0 | 0 | 0 | 0 | 0 | 0 | 0 | 0 | 0 | 0 | 0 | 0 | 0 | 0 | 0 | 0 | 0 | 0 | 0 | 0 | 0 | 0 | 0 | 0 | 0 | 0 | 0 | 0 | 0 | 0 | 0 | 0 | 0
Residential | Whole House Efficiency | Single Family | Duct Sealing - Tape (CAC & Electric Heat) | 20 | 0 | 94.8% | 0 | 1278513.606 | 100.0727 | 0 | 0 | 0 | 0 | 0 |  | n/a | 0.41451 | n/a | n/a | n/a | 0 | 0 | 743380.4887 | 142252.1224 | 1790440.235 | 1793386.5233 | 0 | 0 |  | 0 | 1278513.606 | 1278513.606 | 1278513.606 | 1278513.606 | 1278513.606 | 1278513.606 | 1278513.606 | 1278513.606 | 1278513.606 | 1278513.606 | 1278513.606 | 1278513.606 | 1278513.606 | 1278513.606 | 1278513.606 | 1278513.606 | 1278513.606 | 1278513.606 | 1278513.606 | 1278513.606 | 0 | 0 | 0 | 0 | 0 | 0 | 0 | 0 | 0 | 0 | 0 | 0 | 100.0727 | 100.0727 | 100.0727 | 100.0727 | 100.0727 | 100.0727 | 100.0727 | 100.0727 | 100.0727 | 100.0727 | 100.0727 | 100.0727 | 100.0727 | 100.0727 | 100.0727 | 100.0727 | 100.0727 | 100.0727 | 100.0727 | 100.0727 | 0 | 0 | 0 | 0 | 0 | 0 | 0 | 0 | 0 | 0 | 0 | 0 | 0 | 0 | 0 | 0 | 0 | 0 | 0 | 0 | 0 | 0 | 0 | 0 | 0 | 0 | 0 | 0 | 0 | 0 | 0 | 0 | 0 | 0 | 0 | 0 | 0 | 0 | 0 | 0 | 0 | 0 | 0
Residential | Whole House Efficiency | Multi-Family | Standard CFL | 5 | 0 | 94.8% | -119.8027 | 17268.8581 | 1.7797 | 0 | 0 | 0 | 0 | 0 |  | n/a | 0.59444 | n/a | n/a | n/a | 0 | 0 | 4726.7289 | 784.3702 | 7938.4809 | 7951.5442 | 0 | 0 |  | 0 | 17268.8581 | 17268.8581 | 17268.8581 | 17268.8581 | 17268.8581 | 0 | 0 | 0 | 0 | 0 | 0 | 0 | 0 | 0 | 0 | 0 | 0 | 0 | 0 | 0 | 0 | 0 | 0 | 0 | 0 | 0 | 0 | 0 | 0 | 0 | 0 | 0 | 1.7797 | 1.7797 | 1.7797 | 1.7797 | 1.7797 | 0 | 0 | 0 | 0 | 0 | 0 | 0 | 0 | 0 | 0 | 0 | 0 | 0 | 0 | 0 | 0 | 0 | 0 | 0 | 0 | 0 | 0 | 0 | 0 | 0 | 0 | 0 | -119.8027 | -119.8027 | -119.8027 | -119.8027 | -119.8027 | 0 | 0 | 0 | 0 | 0 | 0 | 0 | 0 | 0 | 0 | 0 | 0 | 0 | 0 | 0 | 0 | 0 | 0 | 0 | 0 | 0 | 0 | 0 | 0 | 0 | 0
Residential | Whole House Efficiency | Multi-Family | LED | 15 | 0 | 94.8% | -140.4583 | 20246.2475 | 2.0865 | 0 | 0 | 0 | 0 | 0 |  | n/a | 0.52917 | n/a | n/a | n/a | 0 | 0 | 11746.8065 | 1965.9757 | 22161.9211 | 22198.39 | 0 | 0 |  | 0 | 20246.2475 | 20246.2475 | 20246.2475 | 20246.2475 | 20246.2475 | 20246.2475 | 20246.2475 | 20246.2475 | 20246.2475 | 20246.2475 | 20246.2475 | 20246.2475 | 20246.2475 | 20246.2475 | 20246.2475 | 0 | 0 | 0 | 0 | 0 | 0 | 0 | 0 | 0 | 0 | 0 | 0 | 0 | 0 | 0 | 0 | 0 | 2.0865 | 2.0865 | 2.0865 | 2.0865 | 2.0865 | 2.0865 | 2.0865 | 2.0865 | 2.0865 | 2.0865 | 2.0865 | 2.0865 | 2.0865 | 2.0865 | 2.0865 | 0 | 0 | 0 | 0 | 0 | 0 | 0 | 0 | 0 | 0 | 0 | 0 | 0 | 0 | 0 | 0 | 0 | -140.4583 | -140.4583 | -140.4583 | -140.4583 | -140.4583 | -140.4583 | -140.4583 | -140.4583 | -140.4583 | -140.4583 | -140.4583 | -140.4583 | -140.4583 | -140.4583 | -140.4583 | 0 | 0 | 0 | 0 | 0 | 0 | 0 | 0 | 0 | 0 | 0 | 0 | 0 | 0 | 0 | 0
Residential | Whole House Efficiency | Multi-Family | Pipe Insulated (Electric DHW) | 15 | 0 | 94.8% | 0 | 1632.8564 | 0.18888 | 0 | 0 | 0 | 0 | 0 |  | n/a | 0.44984 | n/a | n/a | n/a | 0 | 0 | 861.1959 | 158.5556 | 1911.3121 | 1914.4573 | 0 | 0 |  | 0 | 1632.8564 | 1632.8564 | 1632.8564 | 1632.8564 | 1632.8564 | 1632.8564 | 1632.8564 | 1632.8564 | 1632.8564 | 1632.8564 | 1632.8564 | 1632.8564 | 1632.8564 | 1632.8564 | 1632.8564 | 0 | 0 | 0 | 0 | 0 | 0 | 0 | 0 | 0 | 0 | 0 | 0 | 0 | 0 | 0 | 0 | 0 | 0.18888 | 0.18888 | 0.18888 | 0.18888 | 0.18888 | 0.18888 | 0.18888 | 0.18888 | 0.18888 | 0.18888 | 0.18888 | 0.18888 | 0.18888 | 0.18888 | 0.18888 | 0 | 0 | 0 | 0 | 0 | 0 | 0 | 0 | 0 | 0 | 0 | 0 | 0 | 0 | 0 | 0 | 0 | 0 | 0 | 0 | 0 | 0 | 0 | 0 | 0 | 0 | 0 | 0 | 0 | 0 | 0 | 0 | 0 | 0 | 0 | 0 | 0 | 0 | 0 | 0 | 0 | 0 | 0 | 0 | 0 | 0 | 0 | 0
Residential | Whole House Efficiency | Multi-Family | Pipe Insulated (Natural Gas DHW) | 15 | 0 | 94.8% | 3.6841 | 0 | 0 | 0 | 0 | 0 | 0 | 0 |  | n/a | 0.48588 | n/a | n/a | n/a | 0 | 0 | 19.6198 | 0 | 40.3139 | 40.3802 | 0 | 0 |  | 0 | 0 | 0 | 0 | 0 | 0 | 0 | 0 | 0 | 0 | 0 | 0 | 0 | 0 | 0 | 0 | 0 | 0 | 0 | 0 | 0 | 0 | 0 | 0 | 0 | 0 | 0 | 0 | 0 | 0 | 0 | 0 | 0 | 0 | 0 | 0 | 0 | 0 | 0 | 0 | 0 | 0 | 0 | 0 | 0 | 0 | 0 | 0 | 0 | 0 | 0 | 0 | 0 | 0 | 0 | 0 | 0 | 0 | 0 | 0 | 0 | 0 | 0 | 0 | 0 | 3.6841 | 3.6841 | 3.6841 | 3.6841 | 3.6841 | 3.6841 | 3.6841 | 3.6841 | 3.6841 | 3.6841 | 3.6841 | 3.6841 | 3.6841 | 3.6841 | 3.6841 | 0 | 0 | 0 | 0 | 0 | 0 | 0 | 0 | 0 | 0 | 0 | 0 | 0 | 0 | 0 | 0
Residential | Whole House Efficiency | Multi-Family | Water Heater Tank Wrap (Electric DHW) | 5 | 0 | 94.8% | 0 | 3445.7796 | 0.39858 | 0 | 0 | 0 | 0 | 0 |  | n/a | 0.4628 | n/a | n/a | n/a | 0 | 0 | 786.3089 | 156.511 | 1696.2238 | 1699.0151 | 0 | 0 |  | 0 | 3445.7796 | 3445.7796 | 3445.7796 | 3445.7796 | 3445.7796 | 0 | 0 | 0 | 0 | 0 | 0 | 0 | 0 | 0 | 0 | 0 | 0 | 0 | 0 | 0 | 0 | 0 | 0 | 0 | 0 | 0 | 0 | 0 | 0 | 0 | 0 | 0 | 0.39858 | 0.39858 | 0.39858 | 0.39858 | 0.39858 | 0 | 0 | 0 | 0 | 0 | 0 | 0 | 0 | 0 | 0 | 0 | 0 | 0 | 0 | 0 | 0 | 0 | 0 | 0 | 0 | 0 | 0 | 0 | 0 | 0 | 0 | 0 | 0 | 0 | 0 | 0 | 0 | 0 | 0 | 0 | 0 | 0 | 0 | 0 | 0 | 0 | 0 | 0 | 0 | 0 | 0 | 0 | 0 | 0 | 0 | 0 | 0 | 0 | 0 | 0 | 0 | 0 | 0
Residential | Whole House Efficiency | Multi-Family | Low Flow Faucet Aerator - Multi-Family (Electric DHW) | 9 | 0 | 94.8% | 0 | 11585.4493 | 5.169 | 0 | 0 | 0 | 0 | 0 |  | n/a | 0.63649 | n/a | n/a | n/a | 0 | 0 | 5948.5961 | 822.3146 | 9330.5882 | 9345.9423 | 0 | 0 |  | 0 | 11585.4493 | 11585.4493 | 11585.4493 | 11585.4493 | 11585.4493 | 11585.4493 | 11585.4493 | 11585.4493 | 11585.4493 | 0 | 0 | 0 | 0 | 0 | 0 | 0 | 0 | 0 | 0 | 0 | 0 | 0 | 0 | 0 | 0 | 0 | 0 | 0 | 0 | 0 | 0 | 0 | 5.169 | 5.169 | 5.169 | 5.169 | 5.169 | 5.169 | 5.169 | 5.169 | 5.169 | 0 | 0 | 0 | 0 | 0 | 0 | 0 | 0 | 0 | 0 | 0 | 0 | 0 | 0 | 0 | 0 | 0 | 0 | 0 | 0 | 0 | 0 | 0 | 0 | 0 | 0 | 0 | 0 | 0 | 0 | 0 | 0 | 0 | 0 | 0 | 0 | 0 | 0 | 0 | 0 | 0 | 0 | 0 | 0 | 0 | 0 | 0 | 0 | 0 | 0 | 0 | 0 | 0 | 0
Residential | Whole House Efficiency | Multi-Family | Low Flow Faucet Aerator - Multi-Family (Natural Gas DHW) | 9 | 0 | 94.8% | 39.6476 | 0 | 0 | 0 | 0 | 0 | 0 | 0 |  | n/a | 0.48588 | n/a | n/a | n/a | 0 | 0 | 146.9308 | 0 | 301.9074 | 302.4042 | 0 | 0 |  | 0 | 0 | 0 | 0 | 0 | 0 | 0 | 0 | 0 | 0 | 0 | 0 | 0 | 0 | 0 | 0 | 0 | 0 | 0 | 0 | 0 | 0 | 0 | 0 | 0 | 0 | 0 | 0 | 0 | 0 | 0 | 0 | 0 | 0 | 0 | 0 | 0 | 0 | 0 | 0 | 0 | 0 | 0 | 0 | 0 | 0 | 0 | 0 | 0 | 0 | 0 | 0 | 0 | 0 | 0 | 0 | 0 | 0 | 0 | 0 | 0 | 0 | 0 | 0 | 0 | 39.6476 | 39.6476 | 39.6476 | 39.6476 | 39.6476 | 39.6476 | 39.6476 | 39.6476 | 39.6476 | 0 | 0 | 0 | 0 | 0 | 0 | 0 | 0 | 0 | 0 | 0 | 0 | 0 | 0 | 0 | 0 | 0 | 0 | 0 | 0 | 0 | 0
Residential | Whole House Efficiency | Multi-Family | Low Flow Showerhead - Multi-Family (Electric DHW) | 10 | 0 | 94.8% | 0 | 27691.4443 | 3.3608 | 0 | 0 | 0 | 0 | 0 |  | n/a | 0.46667 | n/a | n/a | n/a | 0 | 0 | 11315.8022 | 2110.6328 | 24208.2291 | 24248.0654 | 0 | 0 |  | 0 | 27691.4443 | 27691.4443 | 27691.4443 | 27691.4443 | 27691.4443 | 27691.4443 | 27691.4443 | 27691.4443 | 27691.4443 | 27691.4443 | 0 | 0 | 0 | 0 | 0 | 0 | 0 | 0 | 0 | 0 | 0 | 0 | 0 | 0 | 0 | 0 | 0 | 0 | 0 | 0 | 0 | 0 | 3.3608 | 3.3608 | 3.3608 | 3.3608 | 3.3608 | 3.3608 | 3.3608 | 3.3608 | 3.3608 | 3.3608 | 0 | 0 | 0 | 0 | 0 | 0 | 0 | 0 | 0 | 0 | 0 | 0 | 0 | 0 | 0 | 0 | 0 | 0 | 0 | 0 | 0 | 0 | 0 | 0 | 0 | 0 | 0 | 0 | 0 | 0 | 0 | 0 | 0 | 0 | 0 | 0 | 0 | 0 | 0 | 0 | 0 | 0 | 0 | 0 | 0 | 0 | 0 | 0 | 0 | 0 | 0 | 0 | 0
Residential | Whole House Efficiency | Multi-Family | Low Flow Showerhead - Multi-Family (Natural Gas DHW) | 10 | 0 | 94.8% | 94.7652 | 0 | 0 | 0 | 0 | 0 | 0 | 0 |  | n/a | 0.48588 | n/a | n/a | n/a | 0 | 0 | 380.4509 | 0 | 781.7346 | 783.021 | 0 | 0 |  | 0 | 0 | 0 | 0 | 0 | 0 | 0 | 0 | 0 | 0 | 0 | 0 | 0 | 0 | 0 | 0 | 0 | 0 | 0 | 0 | 0 | 0 | 0 | 0 | 0 | 0 | 0 | 0 | 0 | 0 | 0 | 0 | 0 | 0 | 0 | 0 | 0 | 0 | 0 | 0 | 0 | 0 | 0 | 0 | 0 | 0 | 0 | 0 | 0 | 0 | 0 | 0 | 0 | 0 | 0 | 0 | 0 | 0 | 0 | 0 | 0 | 0 | 0 | 0 | 0 | 94.7652 | 94.7652 | 94.7652 | 94.7652 | 94.7652 | 94.7652 | 94.7652 | 94.7652 | 94.7652 | 94.7652 | 0 | 0 | 0 | 0 | 0 | 0 | 0 | 0 | 0 | 0 | 0 | 0 | 0 | 0 | 0 | 0 | 0 | 0 | 0 | 0 | 0
Residential | Whole House Efficiency | Multi-Family | Weatherstrip/Caulk (ASHP) | 15 | 0 | 94.8% | 0 | 701.7558 | 0.47405 | 0 | 0 | 0 | 0 | 0 |  | n/a | 0.7478 | n/a | n/a | n/a | 0 | 0 | 615.2776 | 68.1427 | 821.4283 | 822.78 | 0 | 0 |  | 0 | 701.7558 | 701.7558 | 701.7558 | 701.7558 | 701.7558 | 701.7558 | 701.7558 | 701.7558 | 701.7558 | 701.7558 | 701.7558 | 701.7558 | 701.7558 | 701.7558 | 701.7558 | 0 | 0 | 0 | 0 | 0 | 0 | 0 | 0 | 0 | 0 | 0 | 0 | 0 | 0 | 0 | 0 | 0 | 0.47405 | 0.47405 | 0.47405 | 0.47405 | 0.47405 | 0.47405 | 0.47405 | 0.47405 | 0.47405 | 0.47405 | 0.47405 | 0.47405 | 0.47405 | 0.47405 | 0.47405 | 0 | 0 | 0 | 0 | 0 | 0 | 0 | 0 | 0 | 0 | 0 | 0 | 0 | 0 | 0 | 0 | 0 | 0 | 0 | 0 | 0 | 0 | 0 | 0 | 0 | 0 | 0 | 0 | 0 | 0 | 0 | 0 | 0 | 0 | 0 | 0 | 0 | 0 | 0 | 0 | 0 | 0 | 0 | 0 | 0 | 0 | 0 | 0
Residential | Whole House Efficiency | Multi-Family | Weatherstrip/Caulk (CAC & Electric Heat) | 15 | 0 | 94.8% | 0 | 19113.7906 | 2.5785 | 0 | 0 | 0 | 0 | 0 |  | n/a | 0.46007 | n/a | n/a | n/a | 0 | 0 | 10310.2999 | 1856.0105 | 22373.3207 | 22410.1375 | 0 | 0 |  | 0 | 19113.7906 | 19113.7906 | 19113.7906 | 19113.7906 | 19113.7906 | 19113.7906 | 19113.7906 | 19113.7906 | 19113.7906 | 19113.7906 | 19113.7906 | 19113.7906 | 19113.7906 | 19113.7906 | 19113.7906 | 0 | 0 | 0 | 0 | 0 | 0 | 0 | 0 | 0 | 0 | 0 | 0 | 0 | 0 | 0 | 0 | 0 | 2.5785 | 2.5785 | 2.5785 | 2.5785 | 2.5785 | 2.5785 | 2.5785 | 2.5785 | 2.5785 | 2.5785 | 2.5785 | 2.5785 | 2.5785 | 2.5785 | 2.5785 | 0 | 0 | 0 | 0 | 0 | 0 | 0 | 0 | 0 | 0 | 0 | 0 | 0 | 0 | 0 | 0 | 0 | 0 | 0 | 0 | 0 | 0 | 0 | 0 | 0 | 0 | 0 | 0 | 0 | 0 | 0 | 0 | 0 | 0 | 0 | 0 | 0 | 0 | 0 | 0 | 0 | 0 | 0 | 0 | 0 | 0 | 0 | 0
Residential | Whole House Efficiency | Multi-Family | Door Sweep (ASHP) | 2 | 0 | 94.8% | 0 | 10.6261 | 0.0047405 | 0 | 0 | 0 | 0 | 0 |  | n/a | 0.61407 | n/a | n/a | n/a | 0 | 0 | 1.3856 | 0.21578 | 2.2527 | 2.2564 | 0 | 0 |  | 0 | 10.6261 | 10.6261 | 0 | 0 | 0 | 0 | 0 | 0 | 0 | 0 | 0 | 0 | 0 | 0 | 0 | 0 | 0 | 0 | 0 | 0 | 0 | 0 | 0 | 0 | 0 | 0 | 0 | 0 | 0 | 0 | 0 | 0 | 0.0047405 | 0.0047405 | 0 | 0 | 0 | 0 | 0 | 0 | 0 | 0 | 0 | 0 | 0 | 0 | 0 | 0 | 0 | 0 | 0 | 0 | 0 | 0 | 0 | 0 | 0 | 0 | 0 | 0 | 0 | 0 | 0 | 0 | 0 | 0 | 0 | 0 | 0 | 0 | 0 | 0 | 0 | 0 | 0 | 0 | 0 | 0 | 0 | 0 | 0 | 0 | 0 | 0 | 0 | 0 | 0 | 0 | 0 | 0 | 0 | 0 | 0 | 0 | 0
Residential | Whole House Efficiency | Multi-Family | Door Sweep (CAC & Electric Heat) | 2 | 0 | 94.8% | 0 | 170.6588 | 0.047405 | 0 | 0 | 0 | 0 | 0 |  | n/a | 0.54215 | n/a | n/a | n/a | 0 | 0 | 19.6469 | 3.4656 | 36.1791 | 36.2386 | 0 | 0 |  | 0 | 170.6588 | 170.6588 | 0 | 0 | 0 | 0 | 0 | 0 | 0 | 0 | 0 | 0 | 0 | 0 | 0 | 0 | 0 | 0 | 0 | 0 | 0 | 0 | 0 | 0 | 0 | 0 | 0 | 0 | 0 | 0 | 0 | 0 | 0.047405 | 0.047405 | 0 | 0 | 0 | 0 | 0 | 0 | 0 | 0 | 0 | 0 | 0 | 0 | 0 | 0 | 0 | 0 | 0 | 0 | 0 | 0 | 0 | 0 | 0 | 0 | 0 | 0 | 0 | 0 | 0 | 0 | 0 | 0 | 0 | 0 | 0 | 0 | 0 | 0 | 0 | 0 | 0 | 0 | 0 | 0 | 0 | 0 | 0 | 0 | 0 | 0 | 0 | 0 | 0 | 0 | 0 | 0 | 0 | 0 | 0 | 0 | 0
Residential | Whole House Efficiency | Multi-Family | Foam (ASHP) | 5 | 0 | 94.8% | 0 | 105.2634 | 0.071108 | 0 | 0 | 0 | 0 | 0 |  | n/a | 0.73522 | n/a | n/a | n/a | 0 | 0 | 38.1594 | 4.7812 | 51.8171 | 51.9024 | 0 | 0 |  | 0 | 105.2634 | 105.2634 | 105.2634 | 105.2634 | 105.2634 | 0 | 0 | 0 | 0 | 0 | 0 | 0 | 0 | 0 | 0 | 0 | 0 | 0 | 0 | 0 | 0 | 0 | 0 | 0 | 0 | 0 | 0 | 0 | 0 | 0 | 0 | 0 | 0.071108 | 0.071108 | 0.071108 | 0.071108 | 0.071108 | 0 | 0 | 0 | 0 | 0 | 0 | 0 | 0 | 0 | 0 | 0 | 0 | 0 | 0 | 0 | 0 | 0 | 0 | 0 | 0 | 0 | 0 | 0 | 0 | 0 | 0 | 0 | 0 | 0 | 0 | 0 | 0 | 0 | 0 | 0 | 0 | 0 | 0 | 0 | 0 | 0 | 0 | 0 | 0 | 0 | 0 | 0 | 0 | 0 | 0 | 0 | 0 | 0 | 0 | 0 | 0 | 0 | 0
Residential | Whole House Efficiency | Multi-Family | Foam (CAC & Electric Heat) | 5 | 0 | 94.8% | 0 | 2815.8709 | 0.37987 | 0 | 0 | 0 | 0 | 0 |  | n/a | 0.47216 | n/a | n/a | n/a | 0 | 0 | 655.5588 | 127.8999 | 1386.1442 | 1388.4252 | 0 | 0 |  | 0 | 2815.8709 | 2815.8709 | 2815.8709 | 2815.8709 | 2815.8709 | 0 | 0 | 0 | 0 | 0 | 0 | 0 | 0 | 0 | 0 | 0 | 0 | 0 | 0 | 0 | 0 | 0 | 0 | 0 | 0 | 0 | 0 | 0 | 0 | 0 | 0 | 0 | 0.37987 | 0.37987 | 0.37987 | 0.37987 | 0.37987 | 0 | 0 | 0 | 0 | 0 | 0 | 0 | 0 | 0 | 0 | 0 | 0 | 0 | 0 | 0 | 0 | 0 | 0 | 0 | 0 | 0 | 0 | 0 | 0 | 0 | 0 | 0 | 0 | 0 | 0 | 0 | 0 | 0 | 0 | 0 | 0 | 0 | 0 | 0 | 0 | 0 | 0 | 0 | 0 | 0 | 0 | 0 | 0 | 0 | 0 | 0 | 0 | 0 | 0 | 0 | 0 | 0 | 0
Residential | Whole House Efficiency | Multi-Family | Duct Sealing - Tape (ASHP) | 20 | 0 | 94.8% | 0 | 7791.6217 | 6.2575 | 0 | 0 | 0 | 0 | 0 |  | n/a | 0.79591 | n/a | n/a | n/a | 0 | 0 | 8698.8326 | 866.9245 | 10911.4466 | 10929.4021 | 0 | 0 |  | 0 | 7791.6217 | 7791.6217 | 7791.6217 | 7791.6217 | 7791.6217 | 7791.6217 | 7791.6217 | 7791.6217 | 7791.6217 | 7791.6217 | 7791.6217 | 7791.6217 | 7791.6217 | 7791.6217 | 7791.6217 | 7791.6217 | 7791.6217 | 7791.6217 | 7791.6217 | 7791.6217 | 0 | 0 | 0 | 0 | 0 | 0 | 0 | 0 | 0 | 0 | 0 | 0 | 6.2575 | 6.2575 | 6.2575 | 6.2575 | 6.2575 | 6.2575 | 6.2575 | 6.2575 | 6.2575 | 6.2575 | 6.2575 | 6.2575 | 6.2575 | 6.2575 | 6.2575 | 6.2575 | 6.2575 | 6.2575 | 6.2575 | 6.2575 | 0 | 0 | 0 | 0 | 0 | 0 | 0 | 0 | 0 | 0 | 0 | 0 | 0 | 0 | 0 | 0 | 0 | 0 | 0 | 0 | 0 | 0 | 0 | 0 | 0 | 0 | 0 | 0 | 0 | 0 | 0 | 0 | 0 | 0 | 0 | 0 | 0 | 0 | 0 | 0 | 0 | 0 | 0
Residential | Whole House Efficiency | Multi-Family | Duct Sealing - Tape (CAC & Electric Heat) | 20 | 0 | 94.8% | 0 | 150413.3654 | 11.7733 | 0 | 0 | 0 | 0 | 0 |  | n/a | 0.41451 | n/a | n/a | n/a | 0 | 0 | 87456.5281 | 16735.5438 | 210640.0276 | 210986.6498 | 0 | 0 |  | 0 | 150413.3654 | 150413.3654 | 150413.3654 | 150413.3654 | 150413.3654 | 150413.3654 | 150413.3654 | 150413.3654 | 150413.3654 | 150413.3654 | 150413.3654 | 150413.3654 | 150413.3654 | 150413.3654 | 150413.3654 | 150413.3654 | 150413.3654 | 150413.3654 | 150413.3654 | 150413.3654 | 0 | 0 | 0 | 0 | 0 | 0 | 0 | 0 | 0 | 0 | 0 | 0 | 11.7733 | 11.7733 | 11.7733 | 11.7733 | 11.7733 | 11.7733 | 11.7733 | 11.7733 | 11.7733 | 11.7733 | 11.7733 | 11.7733 | 11.7733 | 11.7733 | 11.7733 | 11.7733 | 11.7733 | 11.7733 | 11.7733 | 11.7733 | 0 | 0 | 0 | 0 | 0 | 0 | 0 | 0 | 0 | 0 | 0 | 0 | 0 | 0 | 0 | 0 | 0 | 0 | 0 | 0 | 0 | 0 | 0 | 0 | 0 | 0 | 0 | 0 | 0 | 0 | 0 | 0 | 0 | 0 | 0 | 0 | 0 | 0 | 0 | 0 | 0 | 0 | 0
Residential | Whole House Efficiency | Building Shell | Duct Sealing 10% (ASHP) | 20 | 0 | 94.8% | 0 | 5168.5815 | 2.7532 | 0 | 0 | 2455.1267 | 0 | 800 |  | 2.0861 | 0.59307 | 6.402 | 2.3392 | 3.5122 | 0.014673 | 0.14321 | 4738.7244 | 575.0754 | 7238.1211 | 7250.0319 | 740.1925 | 2271.5828 |  | 0 | 5168.5815 | 5168.5815 | 5168.5815 | 5168.5815 | 5168.5815 | 5168.5815 | 5168.5815 | 5168.5815 | 5168.5815 | 5168.5815 | 5168.5815 | 5168.5815 | 5168.5815 | 5168.5815 | 5168.5815 | 5168.5815 | 5168.5815 | 5168.5815 | 5168.5815 | 5168.5815 | 0 | 0 | 0 | 0 | 0 | 0 | 0 | 0 | 0 | 0 | 0 | 0 | 2.7532 | 2.7532 | 2.7532 | 2.7532 | 2.7532 | 2.7532 | 2.7532 | 2.7532 | 2.7532 | 2.7532 | 2.7532 | 2.7532 | 2.7532 | 2.7532 | 2.7532 | 2.7532 | 2.7532 | 2.7532 | 2.7532 | 2.7532 | 0 | 0 | 0 | 0 | 0 | 0 | 0 | 0 | 0 | 0 | 0 | 0 | 0 | 0 | 0 | 0 | 0 | 0 | 0 | 0 | 0 | 0 | 0 | 0 | 0 | 0 | 0 | 0 | 0 | 0 | 0 | 0 | 0 | 0 | 0 | 0 | 0 | 0 | 0 | 0 | 0 | 0 | 0
Residential | Whole House Efficiency | Building Shell | Duct Sealing 10% (CAC & Electric Heat) | 20 | 0 | 94.8% | 0 | 102449.4797 | 8.019 | 0 | 0 | 28233.9575 | 0 | 9200 |  | 2.2803 | 0.39133 | 6.998 | 2.7166 | 5.8179 | 0.008513 | 0.083087 | 59568.3487 | 11398.9056 | 143471.0351 | 143707.1263 | 8512.2132 | 26123.2027 |  | 0 | 102449.4797 | 102449.4797 | 102449.4797 | 102449.4797 | 102449.4797 | 102449.4797 | 102449.4797 | 102449.4797 | 102449.4797 | 102449.4797 | 102449.4797 | 102449.4797 | 102449.4797 | 102449.4797 | 102449.4797 | 102449.4797 | 102449.4797 | 102449.4797 | 102449.4797 | 102449.4797 | 0 | 0 | 0 | 0 | 0 | 0 | 0 | 0 | 0 | 0 | 0 | 0 | 8.019 | 8.019 | 8.019 | 8.019 | 8.019 | 8.019 | 8.019 | 8.019 | 8.019 | 8.019 | 8.019 | 8.019 | 8.019 | 8.019 | 8.019 | 8.019 | 8.019 | 8.019 | 8.019 | 8.019 | 0 | 0 | 0 | 0 | 0 | 0 | 0 | 0 | 0 | 0 | 0 | 0 | 0 | 0 | 0 | 0 | 0 | 0 | 0 | 0 | 0 | 0 | 0 | 0 | 0 | 0 | 0 | 0 | 0 | 0 | 0 | 0 | 0 | 0 | 0 | 0 | 0 | 0 | 0 | 0 | 0 | 0 | 0
Residential | Whole House Efficiency | Building Shell | Duct Sealing 10% (CAC & Gas Heat) | 20 | 0 | 94.8% | 2784.9254 | 6114.2982 | 2.2662 | 0 | 0 | 7979.1619 | 0 | 2600 |  | 3.0438 | 0.4761 | 9.341 | 3.1359 | 6.3832 | 0.040312 | 0.39344 | 22471.0092 | 680.2993 | 44718.9778 | 44792.5659 | 2405.6255 | 7382.6442 |  | 0 | 6114.2982 | 6114.2982 | 6114.2982 | 6114.2982 | 6114.2982 | 6114.2982 | 6114.2982 | 6114.2982 | 6114.2982 | 6114.2982 | 6114.2982 | 6114.2982 | 6114.2982 | 6114.2982 | 6114.2982 | 6114.2982 | 6114.2982 | 6114.2982 | 6114.2982 | 6114.2982 | 0 | 0 | 0 | 0 | 0 | 0 | 0 | 0 | 0 | 0 | 0 | 0 | 2.2662 | 2.2662 | 2.2662 | 2.2662 | 2.2662 | 2.2662 | 2.2662 | 2.2662 | 2.2662 | 2.2662 | 2.2662 | 2.2662 | 2.2662 | 2.2662 | 2.2662 | 2.2662 | 2.2662 | 2.2662 | 2.2662 | 2.2662 | 0 | 0 | 0 | 0 | 0 | 0 | 0 | 0 | 0 | 0 | 0 | 0 | 2784.9254 | 2784.9254 | 2784.9254 | 2784.9254 | 2784.9254 | 2784.9254 | 2784.9254 | 2784.9254 | 2784.9254 | 2784.9254 | 2784.9254 | 2784.9254 | 2784.9254 | 2784.9254 | 2784.9254 | 2784.9254 | 2784.9254 | 2784.9254 | 2784.9254 | 2784.9254 | 0 | 0 | 0 | 0 | 0 | 0 | 0 | 0 | 0 | 0 | 0
Residential | Whole House Efficiency | Building Shell | Air Sealing 20% ACH Reduction (ASHP) | 15 | 0 | 94.8% | 0 | 3028.7961 | 1.3512 | 0 | 0 | 953.6731 | 0 | 1250 |  | 2.5182 | 0.47199 | 1.9212 | 2.8515 | 5.3286 | 0.04483 | 0.38185 | 2221.9847 | 294.1058 | 3545.3054 | 3551.1395 | 1156.5507 | 882.3771 |  | 0 | 3028.7961 | 3028.7961 | 3028.7961 | 3028.7961 | 3028.7961 | 3028.7961 | 3028.7961 | 3028.7961 | 3028.7961 | 3028.7961 | 3028.7961 | 3028.7961 | 3028.7961 | 3028.7961 | 3028.7961 | 0 | 0 | 0 | 0 | 0 | 0 | 0 | 0 | 0 | 0 | 0 | 0 | 0 | 0 | 0 | 0 | 0 | 1.3512 | 1.3512 | 1.3512 | 1.3512 | 1.3512 | 1.3512 | 1.3512 | 1.3512 | 1.3512 | 1.3512 | 1.3512 | 1.3512 | 1.3512 | 1.3512 | 1.3512 | 0 | 0 | 0 | 0 | 0 | 0 | 0 | 0 | 0 | 0 | 0 | 0 | 0 | 0 | 0 | 0 | 0 | 0 | 0 | 0 | 0 | 0 | 0 | 0 | 0 | 0 | 0 | 0 | 0 | 0 | 0 | 0 | 0 | 0 | 0 | 0 | 0 | 0 | 0 | 0 | 0 | 0 | 0 | 0 | 0 | 0 | 0 | 0
Residential | Whole House Efficiency | Building Shell | Air Sealing 20% ACH Reduction (CAC & Electric Heat) | 15 | 0 | 94.8% | 0 | 48643.5243 | 6.5622 | 0 | 0 | 9536.7312 | 0 | 12500 |  | 2.9737 | 0.38251 | 2.2687 | 3.509 | 7.7636 | 0.027913 | 0.23776 | 26239.1346 | 4723.4425 | 56938.8455 | 57032.5421 | 11565.507 | 8823.7705 |  | 0 | 48643.5243 | 48643.5243 | 48643.5243 | 48643.5243 | 48643.5243 | 48643.5243 | 48643.5243 | 48643.5243 | 48643.5243 | 48643.5243 | 48643.5243 | 48643.5243 | 48643.5243 | 48643.5243 | 48643.5243 | 0 | 0 | 0 | 0 | 0 | 0 | 0 | 0 | 0 | 0 | 0 | 0 | 0 | 0 | 0 | 0 | 0 | 6.5622 | 6.5622 | 6.5622 | 6.5622 | 6.5622 | 6.5622 | 6.5622 | 6.5622 | 6.5622 | 6.5622 | 6.5622 | 6.5622 | 6.5622 | 6.5622 | 6.5622 | 0 | 0 | 0 | 0 | 0 | 0 | 0 | 0 | 0 | 0 | 0 | 0 | 0 | 0 | 0 | 0 | 0 | 0 | 0 | 0 | 0 | 0 | 0 | 0 | 0 | 0 | 0 | 0 | 0 | 0 | 0 | 0 | 0 | 0 | 0 | 0 | 0 | 0 | 0 | 0 | 0 | 0 | 0 | 0 | 0 | 0 | 0 | 0
Residential | Whole House Efficiency | Building Shell | Air Sealing 20% ACH Reduction (CAC & Gas Heat) | 15 | 0 | 94.8% | 523.5096 | 3361.5944 | 1.8374 | 0 | 0 | 2670.2847 | 0 | 3500 |  | 2.2119 | 0.42305 | 1.6875 | 2.344 | 5.222 | 0.1131 | 0.96334 | 5464.8136 | 326.4216 | 9663.4061 | 9679.3079 | 3238.342 | 2470.6558 |  | 0 | 3361.5944 | 3361.5944 | 3361.5944 | 3361.5944 | 3361.5944 | 3361.5944 | 3361.5944 | 3361.5944 | 3361.5944 | 3361.5944 | 3361.5944 | 3361.5944 | 3361.5944 | 3361.5944 | 3361.5944 | 0 | 0 | 0 | 0 | 0 | 0 | 0 | 0 | 0 | 0 | 0 | 0 | 0 | 0 | 0 | 0 | 0 | 1.8374 | 1.8374 | 1.8374 | 1.8374 | 1.8374 | 1.8374 | 1.8374 | 1.8374 | 1.8374 | 1.8374 | 1.8374 | 1.8374 | 1.8374 | 1.8374 | 1.8374 | 0 | 0 | 0 | 0 | 0 | 0 | 0 | 0 | 0 | 0 | 0 | 0 | 0 | 0 | 0 | 0 | 0 | 523.5096 | 523.5096 | 523.5096 | 523.5096 | 523.5096 | 523.5096 | 523.5096 | 523.5096 | 523.5096 | 523.5096 | 523.5096 | 523.5096 | 523.5096 | 523.5096 | 523.5096 | 0 | 0 | 0 | 0 | 0 | 0 | 0 | 0 | 0 | 0 | 0 | 0 | 0 | 0 | 0 | 0
Residential | Whole House Efficiency | Building Shell | Air Sealing 20% ACH Reduction & Attic Insulation R-38 (ASHP) | 20 | 0 | 94.8% | 0 | 885.4038 | 0.44116 | 0 | 0 | 615.4314 | 0 | 450 |  | 1.3861 | 0.47594 | 1.8957 | 1.5591 | 2.9087 | 0.048181 | 0.47025 | 789.2703 | 98.5133 | 1239.9262 | 1241.9666 | 416.3583 | 569.4221 |  | 0 | 885.4038 | 885.4038 | 885.4038 | 885.4038 | 885.4038 | 885.4038 | 885.4038 | 885.4038 | 885.4038 | 885.4038 | 885.4038 | 885.4038 | 885.4038 | 885.4038 | 885.4038 | 885.4038 | 885.4038 | 885.4038 | 885.4038 | 885.4038 | 0 | 0 | 0 | 0 | 0 | 0 | 0 | 0 | 0 | 0 | 0 | 0 | 0.44116 | 0.44116 | 0.44116 | 0.44116 | 0.44116 | 0.44116 | 0.44116 | 0.44116 | 0.44116 | 0.44116 | 0.44116 | 0.44116 | 0.44116 | 0.44116 | 0.44116 | 0.44116 | 0.44116 | 0.44116 | 0.44116 | 0.44116 | 0 | 0 | 0 | 0 | 0 | 0 | 0 | 0 | 0 | 0 | 0 | 0 | 0 | 0 | 0 | 0 | 0 | 0 | 0 | 0 | 0 | 0 | 0 | 0 | 0 | 0 | 0 | 0 | 0 | 0 | 0 | 0 | 0 | 0 | 0 | 0 | 0 | 0 | 0 | 0 | 0 | 0 | 0
Residential | Whole House Efficiency | Building Shell | Air Sealing 20% ACH Reduction & Attic Insulation R-38 (CAC & Electric Heat) | 20 | 0 | 94.8% | 0 | 22270.3654 | 2.2236 | 0 | 0 | 9231.4715 | 0 | 6750 |  | 1.5575 | 0.35491 | 2.1301 | 1.8476 | 4.3826 | 0.028733 | 0.28043 | 13303.4932 | 2477.8827 | 31187.59 | 31238.9113 | 6245.3738 | 8541.3319 |  | 0 | 22270.3654 | 22270.3654 | 22270.3654 | 22270.3654 | 22270.3654 | 22270.3654 | 22270.3654 | 22270.3654 | 22270.3654 | 22270.3654 | 22270.3654 | 22270.3654 | 22270.3654 | 22270.3654 | 22270.3654 | 22270.3654 | 22270.3654 | 22270.3654 | 22270.3654 | 22270.3654 | 0 | 0 | 0 | 0 | 0 | 0 | 0 | 0 | 0 | 0 | 0 | 0 | 2.2236 | 2.2236 | 2.2236 | 2.2236 | 2.2236 | 2.2236 | 2.2236 | 2.2236 | 2.2236 | 2.2236 | 2.2236 | 2.2236 | 2.2236 | 2.2236 | 2.2236 | 2.2236 | 2.2236 | 2.2236 | 2.2236 | 2.2236 | 0 | 0 | 0 | 0 | 0 | 0 | 0 | 0 | 0 | 0 | 0 | 0 | 0 | 0 | 0 | 0 | 0 | 0 | 0 | 0 | 0 | 0 | 0 | 0 | 0 | 0 | 0 | 0 | 0 | 0 | 0 | 0 | 0 | 0 | 0 | 0 | 0 | 0 | 0 | 0 | 0 | 0 | 0
Residential | Whole House Efficiency | Building Shell | Air Sealing 20% ACH Reduction & Attic Insulation R-38 (CAC & Gas Heat) | 20 | 0 | 94.8% | 244.1076 | 1153.9801 | 0.59295 | 0 | 0 | 2461.7257 | 0 | 1800 |  | 1.1346 | 0.40014 | 1.5518 | 1.191 | 2.8321 | 0.14787 | 1.4432 | 2584.3401 | 128.3961 | 4785.2719 | 4793.1464 | 1665.433 | 2277.6885 |  | 0 | 1153.9801 | 1153.9801 | 1153.9801 | 1153.9801 | 1153.9801 | 1153.9801 | 1153.9801 | 1153.9801 | 1153.9801 | 1153.9801 | 1153.9801 | 1153.9801 | 1153.9801 | 1153.9801 | 1153.9801 | 1153.9801 | 1153.9801 | 1153.9801 | 1153.9801 | 1153.9801 | 0 | 0 | 0 | 0 | 0 | 0 | 0 | 0 | 0 | 0 | 0 | 0 | 0.59295 | 0.59295 | 0.59295 | 0.59295 | 0.59295 | 0.59295 | 0.59295 | 0.59295 | 0.59295 | 0.59295 | 0.59295 | 0.59295 | 0.59295 | 0.59295 | 0.59295 | 0.59295 | 0.59295 | 0.59295 | 0.59295 | 0.59295 | 0 | 0 | 0 | 0 | 0 | 0 | 0 | 0 | 0 | 0 | 0 | 0 | 244.1076 | 244.1076 | 244.1076 | 244.1076 | 244.1076 | 244.1076 | 244.1076 | 244.1076 | 244.1076 | 244.1076 | 244.1076 | 244.1076 | 244.1076 | 244.1076 | 244.1076 | 244.1076 | 244.1076 | 244.1076 | 244.1076 | 244.1076 | 0 | 0 | 0 | 0 | 0 | 0 | 0 | 0 | 0 | 0 | 0
Residential | Whole House Efficiency | Building Shell | Wall Insulation R-13 (ASHP) | 25 | 0 | 94.8% | 0 | 684.6661 | 0.41161 | 0 | 0 | 85.3186 | 0 | 180 |  | 9.2705 | 0.58581 | 4.3942 | 10.3188 | 15.8025 | 0.022943 | 0.24325 | 731.817 | 82.7525 | 1080.9078 | 1082.6865 | 166.5433 | 78.9402 |  | 0 | 684.6661 | 684.6661 | 684.6661 | 684.6661 | 684.6661 | 684.6661 | 684.6661 | 684.6661 | 684.6661 | 684.6661 | 684.6661 | 684.6661 | 684.6661 | 684.6661 | 684.6661 | 684.6661 | 684.6661 | 684.6661 | 684.6661 | 684.6661 | 684.6661 | 684.6661 | 684.6661 | 684.6661 | 684.6661 | 0 | 0 | 0 | 0 | 0 | 0 | 0 | 0.41161 | 0.41161 | 0.41161 | 0.41161 | 0.41161 | 0.41161 | 0.41161 | 0.41161 | 0.41161 | 0.41161 | 0.41161 | 0.41161 | 0.41161 | 0.41161 | 0.41161 | 0.41161 | 0.41161 | 0.41161 | 0.41161 | 0.41161 | 0.41161 | 0.41161 | 0.41161 | 0.41161 | 0.41161 | 0 | 0 | 0 | 0 | 0 | 0 | 0 | 0 | 0 | 0 | 0 | 0 | 0 | 0 | 0 | 0 | 0 | 0 | 0 | 0 | 0 | 0 | 0 | 0 | 0 | 0 | 0 | 0 | 0 | 0 | 0 | 0 | 0 | 0 | 0 | 0 | 0 | 0
Residential | Whole House Efficiency | Building Shell | Wall Insulation R-13 (CAC & Electric Heat) | 25 | 0 | 94.8% | 0 | 12438.1301 | 0.48075 | 0 | 0 | 853.1856 | 0 | 1800 |  | 9.5452 | 0.35319 | 4.5243 | 11.4496 | 26.9849 | 0.012629 | 0.1339 | 7534.9946 | 1503.34 | 19636.5363 | 19668.8495 | 1665.433 | 789.4019 |  | 0 | 12438.1301 | 12438.1301 | 12438.1301 | 12438.1301 | 12438.1301 | 12438.1301 | 12438.1301 | 12438.1301 | 12438.1301 | 12438.1301 | 12438.1301 | 12438.1301 | 12438.1301 | 12438.1301 | 12438.1301 | 12438.1301 | 12438.1301 | 12438.1301 | 12438.1301 | 12438.1301 | 12438.1301 | 12438.1301 | 12438.1301 | 12438.1301 | 12438.1301 | 0 | 0 | 0 | 0 | 0 | 0 | 0 | 0.48075 | 0.48075 | 0.48075 | 0.48075 | 0.48075 | 0.48075 | 0.48075 | 0.48075 | 0.48075 | 0.48075 | 0.48075 | 0.48075 | 0.48075 | 0.48075 | 0.48075 | 0.48075 | 0.48075 | 0.48075 | 0.48075 | 0.48075 | 0.48075 | 0.48075 | 0.48075 | 0.48075 | 0.48075 | 0 | 0 | 0 | 0 | 0 | 0 | 0 | 0 | 0 | 0 | 0 | 0 | 0 | 0 | 0 | 0 | 0 | 0 | 0 | 0 | 0 | 0 | 0 | 0 | 0 | 0 | 0 | 0 | 0 | 0 | 0 | 0 | 0 | 0 | 0 | 0 | 0 | 0
Residential | Whole House Efficiency | Building Shell | Wall Insulation R-13 (CAC & Gas Heat) | 25 | 0 | 94.8% | 170.7478 | 383.1508 | 0.14423 | 0 | 0 | 255.9557 | 0 | 540 |  | 6.5279 | 0.43059 | 3.0942 | 6.7235 | 15.1391 | 0.12299 | 1.304 | 1545.9486 | 46.3097 | 3085.6088 | 3090.6864 | 499.6299 | 236.8206 |  | 0 | 383.1508 | 383.1508 | 383.1508 | 383.1508 | 383.1508 | 383.1508 | 383.1508 | 383.1508 | 383.1508 | 383.1508 | 383.1508 | 383.1508 | 383.1508 | 383.1508 | 383.1508 | 383.1508 | 383.1508 | 383.1508 | 383.1508 | 383.1508 | 383.1508 | 383.1508 | 383.1508 | 383.1508 | 383.1508 | 0 | 0 | 0 | 0 | 0 | 0 | 0 | 0.14423 | 0.14423 | 0.14423 | 0.14423 | 0.14423 | 0.14423 | 0.14423 | 0.14423 | 0.14423 | 0.14423 | 0.14423 | 0.14423 | 0.14423 | 0.14423 | 0.14423 | 0.14423 | 0.14423 | 0.14423 | 0.14423 | 0.14423 | 0.14423 | 0.14423 | 0.14423 | 0.14423 | 0.14423 | 0 | 0 | 0 | 0 | 0 | 0 | 0 | 170.7478 | 170.7478 | 170.7478 | 170.7478 | 170.7478 | 170.7478 | 170.7478 | 170.7478 | 170.7478 | 170.7478 | 170.7478 | 170.7478 | 170.7478 | 170.7478 | 170.7478 | 170.7478 | 170.7478 | 170.7478 | 170.7478 | 170.7478 | 170.7478 | 170.7478 | 170.7478 | 170.7478 | 170.7478 | 0 | 0 | 0 | 0 | 0 | 0
Residential | Whole House Efficiency | Building Shell | Basement Sidewall Insulation R-13 (ASHP) | 25 | 0 | 94.8% | 0 | 2993.9806 | 1.8689 | 0 | 0 | 61.4294 | 0 | 72 |  | 57.3034 | 0.67837 | 48.8904 | 63.6702 | 84.3347 | 0.0020987 | 0.02225 | 3256.9474 | 361.8688 | 4726.7079 | 4734.486 | 66.6173 | 56.8369 |  | 0 | 2993.9806 | 2993.9806 | 2993.9806 | 2993.9806 | 2993.9806 | 2993.9806 | 2993.9806 | 2993.9806 | 2993.9806 | 2993.9806 | 2993.9806 | 2993.9806 | 2993.9806 | 2993.9806 | 2993.9806 | 2993.9806 | 2993.9806 | 2993.9806 | 2993.9806 | 2993.9806 | 2993.9806 | 2993.9806 | 2993.9806 | 2993.9806 | 2993.9806 | 0 | 0 | 0 | 0 | 0 | 0 | 0 | 1.8689 | 1.8689 | 1.8689 | 1.8689 | 1.8689 | 1.8689 | 1.8689 | 1.8689 | 1.8689 | 1.8689 | 1.8689 | 1.8689 | 1.8689 | 1.8689 | 1.8689 | 1.8689 | 1.8689 | 1.8689 | 1.8689 | 1.8689 | 1.8689 | 1.8689 | 1.8689 | 1.8689 | 1.8689 | 0 | 0 | 0 | 0 | 0 | 0 | 0 | 0 | 0 | 0 | 0 | 0 | 0 | 0 | 0 | 0 | 0 | 0 | 0 | 0 | 0 | 0 | 0 | 0 | 0 | 0 | 0 | 0 | 0 | 0 | 0 | 0 | 0 | 0 | 0 | 0 | 0 | 0
Residential | Whole House Efficiency | Building Shell | Basement Sidewall Insulation R-13 (CAC & Electric Heat) | 25 | 0 | 94.8% | 0 | 55327.7766 | 1.4508 | 0 | 0 | 614.2936 | 0 | 720 |  | 57.9753 | 0.37378 | 49.4637 | 69.7409 | 154.8538 | 0.0011357 | 0.01204 | 32951.383 | 6687.2157 | 87348.0085 | 87491.7455 | 666.1732 | 568.3694 |  | 0 | 55327.7766 | 55327.7766 | 55327.7766 | 55327.7766 | 55327.7766 | 55327.7766 | 55327.7766 | 55327.7766 | 55327.7766 | 55327.7766 | 55327.7766 | 55327.7766 | 55327.7766 | 55327.7766 | 55327.7766 | 55327.7766 | 55327.7766 | 55327.7766 | 55327.7766 | 55327.7766 | 55327.7766 | 55327.7766 | 55327.7766 | 55327.7766 | 55327.7766 | 0 | 0 | 0 | 0 | 0 | 0 | 0 | 1.4508 | 1.4508 | 1.4508 | 1.4508 | 1.4508 | 1.4508 | 1.4508 | 1.4508 | 1.4508 | 1.4508 | 1.4508 | 1.4508 | 1.4508 | 1.4508 | 1.4508 | 1.4508 | 1.4508 | 1.4508 | 1.4508 | 1.4508 | 1.4508 | 1.4508 | 1.4508 | 1.4508 | 1.4508 | 0 | 0 | 0 | 0 | 0 | 0 | 0 | 0 | 0 | 0 | 0 | 0 | 0 | 0 | 0 | 0 | 0 | 0 | 0 | 0 | 0 | 0 | 0 | 0 | 0 | 0 | 0 | 0 | 0 | 0 | 0 | 0 | 0 | 0 | 0 | 0 | 0 | 0
Residential | Whole House Efficiency | Building Shell | Basement Sidewall Insulation R-13 (CAC & Gas Heat) | 25 | 0 | 94.8% | 785.7943 | 1405.1615 | 0.43525 | 0 | 0 | 184.2881 | 0 | 216 |  | 39.4164 | 0.48502 | 33.6295 | 40.4125 | 81.1366 | 0.013415 | 0.14223 | 6720.9269 | 169.8355 | 13634.8145 | 13657.2515 | 199.852 | 170.5108 |  | 0 | 1405.1615 | 1405.1615 | 1405.1615 | 1405.1615 | 1405.1615 | 1405.1615 | 1405.1615 | 1405.1615 | 1405.1615 | 1405.1615 | 1405.1615 | 1405.1615 | 1405.1615 | 1405.1615 | 1405.1615 | 1405.1615 | 1405.1615 | 1405.1615 | 1405.1615 | 1405.1615 | 1405.1615 | 1405.1615 | 1405.1615 | 1405.1615 | 1405.1615 | 0 | 0 | 0 | 0 | 0 | 0 | 0 | 0.43525 | 0.43525 | 0.43525 | 0.43525 | 0.43525 | 0.43525 | 0.43525 | 0.43525 | 0.43525 | 0.43525 | 0.43525 | 0.43525 | 0.43525 | 0.43525 | 0.43525 | 0.43525 | 0.43525 | 0.43525 | 0.43525 | 0.43525 | 0.43525 | 0.43525 | 0.43525 | 0.43525 | 0.43525 | 0 | 0 | 0 | 0 | 0 | 0 | 0 | 785.7943 | 785.7943 | 785.7943 | 785.7943 | 785.7943 | 785.7943 | 785.7943 | 785.7943 | 785.7943 | 785.7943 | 785.7943 | 785.7943 | 785.7943 | 785.7943 | 785.7943 | 785.7943 | 785.7943 | 785.7943 | 785.7943 | 785.7943 | 785.7943 | 785.7943 | 785.7943 | 785.7943 | 785.7943 | 0 | 0 | 0 | 0 | 0 | 0
Residential | Whole House Efficiency | Building Shell | Crawlspace Insulation R-19 (ASHP) | 25 | 0 | 94.8% | 0 | 4195.3061 | 2.6035 | 0 | 0 | 76.7867 | 0 | 90 |  | 64.0602 | 0.67752 | 54.6553 | 71.1974 | 94.3972 | 0.0018721 | 0.019849 | 4551.2348 | 507.0675 | 6623.285 | 6634.1841 | 83.2717 | 71.0462 |  | 0 | 4195.3061 | 4195.3061 | 4195.3061 | 4195.3061 | 4195.3061 | 4195.3061 | 4195.3061 | 4195.3061 | 4195.3061 | 4195.3061 | 4195.3061 | 4195.3061 | 4195.3061 | 4195.3061 | 4195.3061 | 4195.3061 | 4195.3061 | 4195.3061 | 4195.3061 | 4195.3061 | 4195.3061 | 4195.3061 | 4195.3061 | 4195.3061 | 4195.3061 | 0 | 0 | 0 | 0 | 0 | 0 | 0 | 2.6035 | 2.6035 | 2.6035 | 2.6035 | 2.6035 | 2.6035 | 2.6035 | 2.6035 | 2.6035 | 2.6035 | 2.6035 | 2.6035 | 2.6035 | 2.6035 | 2.6035 | 2.6035 | 2.6035 | 2.6035 | 2.6035 | 2.6035 | 2.6035 | 2.6035 | 2.6035 | 2.6035 | 2.6035 | 0 | 0 | 0 | 0 | 0 | 0 | 0 | 0 | 0 | 0 | 0 | 0 | 0 | 0 | 0 | 0 | 0 | 0 | 0 | 0 | 0 | 0 | 0 | 0 | 0 | 0 | 0 | 0 | 0 | 0 | 0 | 0 | 0 | 0 | 0 | 0 | 0 | 0
Residential | Whole House Efficiency | Building Shell | Crawlspace Insulation R-19 (CAC & Electric Heat) | 25 | 0 | 94.8% | 0 | 77320.7284 | 2.177 | 0 | 0 | 767.867 | 0 | 900 |  | 64.9897 | 0.37507 | 55.4483 | 78.1437 | 172.9887 | 0.0010158 | 0.01077 | 46172.6801 | 9345.4033 | 122069.0953 | 122269.9681 | 832.7165 | 710.4617 |  | 0 | 77320.7284 | 77320.7284 | 77320.7284 | 77320.7284 | 77320.7284 | 77320.7284 | 77320.7284 | 77320.7284 | 77320.7284 | 77320.7284 | 77320.7284 | 77320.7284 | 77320.7284 | 77320.7284 | 77320.7284 | 77320.7284 | 77320.7284 | 77320.7284 | 77320.7284 | 77320.7284 | 77320.7284 | 77320.7284 | 77320.7284 | 77320.7284 | 77320.7284 | 0 | 0 | 0 | 0 | 0 | 0 | 0 | 2.177 | 2.177 | 2.177 | 2.177 | 2.177 | 2.177 | 2.177 | 2.177 | 2.177 | 2.177 | 2.177 | 2.177 | 2.177 | 2.177 | 2.177 | 2.177 | 2.177 | 2.177 | 2.177 | 2.177 | 2.177 | 2.177 | 2.177 | 2.177 | 2.177 | 0 | 0 | 0 | 0 | 0 | 0 | 0 | 0 | 0 | 0 | 0 | 0 | 0 | 0 | 0 | 0 | 0 | 0 | 0 | 0 | 0 | 0 | 0 | 0 | 0 | 0 | 0 | 0 | 0 | 0 | 0 | 0 | 0 | 0 | 0 | 0 | 0 | 0
Residential | Whole House Efficiency | Building Shell | Crawlspace Insulation R-19 (CAC & Gas Heat) | 25 | 0 | 94.8% | 1080.7532 | 2017.9871 | 0.6531 | 0 | 0 | 230.3601 | 0 | 270 |  | 43.8099 | 0.48713 | 37.3779 | 44.9542 | 89.7887 | 0.011676 | 0.12379 | 9337.5673 | 243.9049 | 18887.6243 | 18918.7052 | 249.815 | 213.1385 |  | 0 | 2017.9871 | 2017.9871 | 2017.9871 | 2017.9871 | 2017.9871 | 2017.9871 | 2017.9871 | 2017.9871 | 2017.9871 | 2017.9871 | 2017.9871 | 2017.9871 | 2017.9871 | 2017.9871 | 2017.9871 | 2017.9871 | 2017.9871 | 2017.9871 | 2017.9871 | 2017.9871 | 2017.9871 | 2017.9871 | 2017.9871 | 2017.9871 | 2017.9871 | 0 | 0 | 0 | 0 | 0 | 0 | 0 | 0.6531 | 0.6531 | 0.6531 | 0.6531 | 0.6531 | 0.6531 | 0.6531 | 0.6531 | 0.6531 | 0.6531 | 0.6531 | 0.6531 | 0.6531 | 0.6531 | 0.6531 | 0.6531 | 0.6531 | 0.6531 | 0.6531 | 0.6531 | 0.6531 | 0.6531 | 0.6531 | 0.6531 | 0.6531 | 0 | 0 | 0 | 0 | 0 | 0 | 0 | 1080.7532 | 1080.7532 | 1080.7532 | 1080.7532 | 1080.7532 | 1080.7532 | 1080.7532 | 1080.7532 | 1080.7532 | 1080.7532 | 1080.7532 | 1080.7532 | 1080.7532 | 1080.7532 | 1080.7532 | 1080.7532 | 1080.7532 | 1080.7532 | 1080.7532 | 1080.7532 | 1080.7532 | 1080.7532 | 1080.7532 | 1080.7532 | 1080.7532 | 0 | 0 | 0 | 0 | 0 | 0
Residential | Whole House Efficiency | HVAC | Efficient Heat Pump (SF SEER 15, EER 12.5, HSPF 8.5) | 18 | 0 | 59.08% | 0 | 71675.5217 | 35.0153 | 0 | 0 | 62085.3704 | 0 | 69000 |  | 1.0478 | 0.38026 | 0.94276 | 1.1803 | 3.745 | 0.095568 | 0.8907 | 60187.5388 | 7615.4644 | 151284.9056 | 94436.8229 | 63841.5988 | 57443.903 |  | 0 | 71675.5217 | 71675.5217 | 71675.5217 | 71675.5217 | 71675.5217 | 71675.5217 | 71675.5217 | 71675.5217 | 71675.5217 | 71675.5217 | 71675.5217 | 71675.5217 | 71675.5217 | 71675.5217 | 71675.5217 | 71675.5217 | 71675.5217 | 71675.5217 | 0 | 0 | 0 | 0 | 0 | 0 | 0 | 0 | 0 | 0 | 0 | 0 | 0 | 0 | 35.0153 | 35.0153 | 35.0153 | 35.0153 | 35.0153 | 35.0153 | 35.0153 | 35.0153 | 35.0153 | 35.0153 | 35.0153 | 35.0153 | 35.0153 | 35.0153 | 35.0153 | 35.0153 | 35.0153 | 35.0153 | 0 | 0 | 0 | 0 | 0 | 0 | 0 | 0 | 0 | 0 | 0 | 0 | 0 | 0 | 0 | 0 | 0 | 0 | 0 | 0 | 0 | 0 | 0 | 0 | 0 | 0 | 0 | 0 | 0 | 0 | 0 | 0 | 0 | 0 | 0 | 0 | 0 | 0 | 0 | 0 | 0 | 0 | 0 | 0 | 0
Residential | Whole House Efficiency | HVAC | Efficient Heat Pump (SF SEER 16, EER 13, HSPF 9) | 18 | 0 | 59.08% | 0 | 10657.1999 | 3.0403 | 0 | 0 | 8098.0918 | 0 | 6750 |  | 0.99293 | 0.36672 | 1.1912 | 1.1441 | 3.8357 | 0.062877 | 0.58602 | 7439.702 | 1132.3186 | 22494.06 | 14041.5037 | 6245.3738 | 7492.683 |  | 0 | 10657.1999 | 10657.1999 | 10657.1999 | 10657.1999 | 10657.1999 | 10657.1999 | 10657.1999 | 10657.1999 | 10657.1999 | 10657.1999 | 10657.1999 | 10657.1999 | 10657.1999 | 10657.1999 | 10657.1999 | 10657.1999 | 10657.1999 | 10657.1999 | 0 | 0 | 0 | 0 | 0 | 0 | 0 | 0 | 0 | 0 | 0 | 0 | 0 | 0 | 3.0403 | 3.0403 | 3.0403 | 3.0403 | 3.0403 | 3.0403 | 3.0403 | 3.0403 | 3.0403 | 3.0403 | 3.0403 | 3.0403 | 3.0403 | 3.0403 | 3.0403 | 3.0403 | 3.0403 | 3.0403 | 0 | 0 | 0 | 0 | 0 | 0 | 0 | 0 | 0 | 0 | 0 | 0 | 0 | 0 | 0 | 0 | 0 | 0 | 0 | 0 | 0 | 0 | 0 | 0 | 0 | 0 | 0 | 0 | 0 | 0 | 0 | 0 | 0 | 0 | 0 | 0 | 0 | 0 | 0 | 0 | 0 | 0 | 0 | 0 | 0
Residential | Whole House Efficiency | HVAC | Efficient Heat Pump (SF SEER 14 Replace Resistance Heat w/CAC) | 18 | 6 | 54.74% | 0 | 0 | 0 | 551079.9952 | 40.3588 | 74094.8537 | 74094.8537 | 21000 |  | 5.5447 | 0.41942 | 7.2898 | 6.6788 | 22.3018 | 0.0076454 | 0.035258 | 141641.271 | 28972.0229 | 550278.8361 | 318274.2658 | 19430.0518 | 25545.4403 |  | 0 | 551079.9952 | 551079.9952 | 551079.9952 | 551079.9952 | 551079.9952 | 551079.9952 | 0 | 0 | 0 | 0 | 0 | 0 | 0 | 0 | 0 | 0 | 0 | 0 | 0 | 0 | 0 | 0 | 0 | 0 | 0 | 0 | 0 | 0 | 0 | 0 | 0 | 0 | 40.3588 | 40.3588 | 40.3588 | 40.3588 | 40.3588 | 40.3588 | 0 | 0 | 0 | 0 | 0 | 0 | 0 | 0 | 0 | 0 | 0 | 0 | 0 | 0 | 0 | 0 | 0 | 0 | 0 | 0 | 0 | 0 | 0 | 0 | 0 | 0 | 0 | 0 | 0 | 0 | 0 | 0 | 0 | 0 | 0 | 0 | 0 | 0 | 0 | 0 | 0 | 0 | 0 | 0 | 0 | 0 | 0 | 0 | 0 | 0 | 0 | 0 | 0 | 0 | 0 | 0 | 0
Residential | Whole House Efficiency | HVAC | Efficient Heat Pump (SF SEER 15 Replace Resistance Heat w/CAC) | 18 | 6 | 54.74% | 0 | 3464.952 | 1.6927 | 97935.8083 | 7.7838 | 15703.3179 | 12701.9749 | 7200 |  | 3.7665 | 0.4097 | 4.0461 | 4.512 | 15.216 | 0.014236 | 0.068021 | 26953.7396 | 5334.7808 | 102226.6403 | 59126.5859 | 6661.7321 | 7156.1826 |  | 0 | 97935.8083 | 97935.8083 | 97935.8083 | 97935.8083 | 97935.8083 | 97935.8083 | 3464.952 | 3464.952 | 3464.952 | 3464.952 | 3464.952 | 3464.952 | 3464.952 | 3464.952 | 3464.952 | 3464.952 | 3464.952 | 3464.952 | 0 | 0 | 0 | 0 | 0 | 0 | 0 | 0 | 0 | 0 | 0 | 0 | 0 | 0 | 7.7838 | 7.7838 | 7.7838 | 7.7838 | 7.7838 | 7.7838 | 1.6927 | 1.6927 | 1.6927 | 1.6927 | 1.6927 | 1.6927 | 1.6927 | 1.6927 | 1.6927 | 1.6927 | 1.6927 | 1.6927 | 0 | 0 | 0 | 0 | 0 | 0 | 0 | 0 | 0 | 0 | 0 | 0 | 0 | 0 | 0 | 0 | 0 | 0 | 0 | 0 | 0 | 0 | 0 | 0 | 0 | 0 | 0 | 0 | 0 | 0 | 0 | 0 | 0 | 0 | 0 | 0 | 0 | 0 | 0 | 0 | 0 | 0 | 0 | 0 | 0
Residential | Whole House Efficiency | HVAC | Efficient Heat Pump (SF SEER 16 Replace Resistance Heat w/CAC) | 18 | 6 | 54.74% | 0 | 0 | 0 | 0 | 0 | 0 | 0 | 0 |  | n/a | n/a | n/a | n/a | n/a | 0 | 0 | 0 | 0 | 0 | 0 | 0 | 0 |  | 0 | 0 | 0 | 0 | 0 | 0 | 0 | 0 | 0 | 0 | 0 | 0 | 0 | 0 | 0 | 0 | 0 | 0 | 0 | 0 | 0 | 0 | 0 | 0 | 0 | 0 | 0 | 0 | 0 | 0 | 0 | 0 | 0 | 0 | 0 | 0 | 0 | 0 | 0 | 0 | 0 | 0 | 0 | 0 | 0 | 0 | 0 | 0 | 0 | 0 | 0 | 0 | 0 | 0 | 0 | 0 | 0 | 0 | 0 | 0 | 0 | 0 | 0 | 0 | 0 | 0 | 0 | 0 | 0 | 0 | 0 | 0 | 0 | 0 | 0 | 0 | 0 | 0 | 0 | 0 | 0 | 0 | 0 | 0 | 0 | 0 | 0 | 0 | 0 | 0 | 0 | 0 | 0 | 0 | 0 | 0
Residential | Whole House Efficiency | HVAC | Heat Pump Ductless (SF Mini Split Replace Resistance Heat w/CAC) | 18 | 0 | 59.08% | 0 | 31546.9139 | 0.86747 | 0 | 0 | 3781.6442 | 0 | 3200 |  | 4.6745 | 0.36733 | 5.5241 | 5.6324 | 19.8765 | 0.01007 | 0.093853 | 16355.6279 | 3351.8333 | 66585.7992 | 41564.9618 | 2960.7698 | 3498.9306 |  | 0 | 31546.9139 | 31546.9139 | 31546.9139 | 31546.9139 | 31546.9139 | 31546.9139 | 31546.9139 | 31546.9139 | 31546.9139 | 31546.9139 | 31546.9139 | 31546.9139 | 31546.9139 | 31546.9139 | 31546.9139 | 31546.9139 | 31546.9139 | 31546.9139 | 0 | 0 | 0 | 0 | 0 | 0 | 0 | 0 | 0 | 0 | 0 | 0 | 0 | 0 | 0.86747 | 0.86747 | 0.86747 | 0.86747 | 0.86747 | 0.86747 | 0.86747 | 0.86747 | 0.86747 | 0.86747 | 0.86747 | 0.86747 | 0.86747 | 0.86747 | 0.86747 | 0.86747 | 0.86747 | 0.86747 | 0 | 0 | 0 | 0 | 0 | 0 | 0 | 0 | 0 | 0 | 0 | 0 | 0 | 0 | 0 | 0 | 0 | 0 | 0 | 0 | 0 | 0 | 0 | 0 | 0 | 0 | 0 | 0 | 0 | 0 | 0 | 0 | 0 | 0 | 0 | 0 | 0 | 0 | 0 | 0 | 0 | 0 | 0 | 0 | 0
Residential | Whole House Efficiency | HVAC | Heat Pump Ductless (SF Mini Split Replace Resistance Heat/RAC) | 18 | 0 | 59.08% | 0 | 54631.2312 | 4.6232 | 0 | 0 | 6617.8773 | 0 | 5600 |  | 4.9809 | 0.39526 | 5.8862 | 5.9289 | 19.678 | 0.010176 | 0.094842 | 30498.6452 | 5804.5227 | 115309.6687 | 71979.9422 | 5181.3472 | 6123.1286 |  | 0 | 54631.2312 | 54631.2312 | 54631.2312 | 54631.2312 | 54631.2312 | 54631.2312 | 54631.2312 | 54631.2312 | 54631.2312 | 54631.2312 | 54631.2312 | 54631.2312 | 54631.2312 | 54631.2312 | 54631.2312 | 54631.2312 | 54631.2312 | 54631.2312 | 0 | 0 | 0 | 0 | 0 | 0 | 0 | 0 | 0 | 0 | 0 | 0 | 0 | 0 | 4.6232 | 4.6232 | 4.6232 | 4.6232 | 4.6232 | 4.6232 | 4.6232 | 4.6232 | 4.6232 | 4.6232 | 4.6232 | 4.6232 | 4.6232 | 4.6232 | 4.6232 | 4.6232 | 4.6232 | 4.6232 | 0 | 0 | 0 | 0 | 0 | 0 | 0 | 0 | 0 | 0 | 0 | 0 | 0 | 0 | 0 | 0 | 0 | 0 | 0 | 0 | 0 | 0 | 0 | 0 | 0 | 0 | 0 | 0 | 0 | 0 | 0 | 0 | 0 | 0 | 0 | 0 | 0 | 0 | 0 | 0 | 0 | 0 | 0 | 0 | 0
Residential | Whole House Efficiency | HVAC | Smart Programmable Thermostat (SF ASHP) | 5 | 0 | 59.08% | 0 | 45189.5239 | 9.0759 | 0 | 0 | 5317.1044 | 0 | 4500 |  | 2.2838 | 0.42485 | 2.6985 | 2.701 | 8.1019 | 0.023125 | 0.092136 | 11235.3835 | 2052.5571 | 35694.5356 | 22281.6581 | 4163.5825 | 4919.6007 |  | 0 | 45189.5239 | 45189.5239 | 45189.5239 | 45189.5239 | 45189.5239 | 0 | 0 | 0 | 0 | 0 | 0 | 0 | 0 | 0 | 0 | 0 | 0 | 0 | 0 | 0 | 0 | 0 | 0 | 0 | 0 | 0 | 0 | 0 | 0 | 0 | 0 | 0 | 9.0759 | 9.0759 | 9.0759 | 9.0759 | 9.0759 | 0 | 0 | 0 | 0 | 0 | 0 | 0 | 0 | 0 | 0 | 0 | 0 | 0 | 0 | 0 | 0 | 0 | 0 | 0 | 0 | 0 | 0 | 0 | 0 | 0 | 0 | 0 | 0 | 0 | 0 | 0 | 0 | 0 | 0 | 0 | 0 | 0 | 0 | 0 | 0 | 0 | 0 | 0 | 0 | 0 | 0 | 0 | 0 | 0 | 0 | 0 | 0 | 0 | 0 | 0 | 0 | 0 | 0
Residential | Whole House Efficiency | HVAC | Efficient Heat Pump (MF SEER 15, EER 12.5, HSPF 8.5) | 18 | 0 | 57.25% | 0 | 5133.7855 | 2.508 | 0 | 0 | 4446.8874 | 0 | 5100 |  | 1.0478 | 0.37543 | 0.91358 | 1.1803 | 3.8646 | 0.09862 | 0.91915 | 4310.9545 | 545.4604 | 11181.9278 | 6764.072 | 4718.7269 | 4114.4406 |  | 0 | 5133.7855 | 5133.7855 | 5133.7855 | 5133.7855 | 5133.7855 | 5133.7855 | 5133.7855 | 5133.7855 | 5133.7855 | 5133.7855 | 5133.7855 | 5133.7855 | 5133.7855 | 5133.7855 | 5133.7855 | 5133.7855 | 5133.7855 | 5133.7855 | 0 | 0 | 0 | 0 | 0 | 0 | 0 | 0 | 0 | 0 | 0 | 0 | 0 | 0 | 2.508 | 2.508 | 2.508 | 2.508 | 2.508 | 2.508 | 2.508 | 2.508 | 2.508 | 2.508 | 2.508 | 2.508 | 2.508 | 2.508 | 2.508 | 2.508 | 2.508 | 2.508 | 0 | 0 | 0 | 0 | 0 | 0 | 0 | 0 | 0 | 0 | 0 | 0 | 0 | 0 | 0 | 0 | 0 | 0 | 0 | 0 | 0 | 0 | 0 | 0 | 0 | 0 | 0 | 0 | 0 | 0 | 0 | 0 | 0 | 0 | 0 | 0 | 0 | 0 | 0 | 0 | 0 | 0 | 0 | 0 | 0
Residential | Whole House Efficiency | HVAC | Efficient Heat Pump (MF SEER 16, EER 13, HSPF 9) | 18 | 0 | 57.25% | 0 | 2065.4699 | 0.58924 | 0 | 0 | 1569.4897 | 0 | 1350 |  | 0.99293 | 0.36315 | 1.1544 | 1.1441 | 3.9582 | 0.064886 | 0.60474 | 1441.8873 | 219.4545 | 4498.812 | 2721.3812 | 1249.0748 | 1452.1555 |  | 0 | 2065.4699 | 2065.4699 | 2065.4699 | 2065.4699 | 2065.4699 | 2065.4699 | 2065.4699 | 2065.4699 | 2065.4699 | 2065.4699 | 2065.4699 | 2065.4699 | 2065.4699 | 2065.4699 | 2065.4699 | 2065.4699 | 2065.4699 | 2065.4699 | 0 | 0 | 0 | 0 | 0 | 0 | 0 | 0 | 0 | 0 | 0 | 0 | 0 | 0 | 0.58924 | 0.58924 | 0.58924 | 0.58924 | 0.58924 | 0.58924 | 0.58924 | 0.58924 | 0.58924 | 0.58924 | 0.58924 | 0.58924 | 0.58924 | 0.58924 | 0.58924 | 0.58924 | 0.58924 | 0.58924 | 0 | 0 | 0 | 0 | 0 | 0 | 0 | 0 | 0 | 0 | 0 | 0 | 0 | 0 | 0 | 0 | 0 | 0 | 0 | 0 | 0 | 0 | 0 | 0 | 0 | 0 | 0 | 0 | 0 | 0 | 0 | 0 | 0 | 0 | 0 | 0 | 0 | 0 | 0 | 0 | 0 | 0 | 0 | 0 | 0
Residential | Whole House Efficiency | HVAC | Efficient Heat Pump (MF SEER 14 Replace Resistance Heat w/CAC) | 18 | 6 | 57.25% | 0 | 0 | 0 | 699855.4616 | 51.2545 | 94098.2952 | 94098.2952 | 25500 |  | 5.5447 | 0.42048 | 7.6241 | 6.6788 | 21.3239 | 0.0073102 | 0.033712 | 179880.2678 | 36793.621 | 668195.7295 | 404199.0005 | 23593.6343 | 32441.9614 |  | 0 | 699855.4616 | 699855.4616 | 699855.4616 | 699855.4616 | 699855.4616 | 699855.4616 | 0 | 0 | 0 | 0 | 0 | 0 | 0 | 0 | 0 | 0 | 0 | 0 | 0 | 0 | 0 | 0 | 0 | 0 | 0 | 0 | 0 | 0 | 0 | 0 | 0 | 0 | 51.2545 | 51.2545 | 51.2545 | 51.2545 | 51.2545 | 51.2545 | 0 | 0 | 0 | 0 | 0 | 0 | 0 | 0 | 0 | 0 | 0 | 0 | 0 | 0 | 0 | 0 | 0 | 0 | 0 | 0 | 0 | 0 | 0 | 0 | 0 | 0 | 0 | 0 | 0 | 0 | 0 | 0 | 0 | 0 | 0 | 0 | 0 | 0 | 0 | 0 | 0 | 0 | 0 | 0 | 0 | 0 | 0 | 0 | 0 | 0 | 0 | 0 | 0 | 0 | 0 | 0 | 0
Residential | Whole House Efficiency | HVAC | Efficient Heat Pump (MF SEER 15 Replace Resistance Heat w/CAC) | 18 | 6 | 57.25% | 0 | 3623.8486 | 1.7703 | 102426.9726 | 8.1407 | 16423.4445 | 13284.4652 | 7200 |  | 3.7665 | 0.41153 | 4.2316 | 4.512 | 14.5488 | 0.013611 | 0.065039 | 28189.7908 | 5579.4244 | 102226.6403 | 61838.0274 | 6661.7321 | 7484.3526 |  | 0 | 102426.9726 | 102426.9726 | 102426.9726 | 102426.9726 | 102426.9726 | 102426.9726 | 3623.8486 | 3623.8486 | 3623.8486 | 3623.8486 | 3623.8486 | 3623.8486 | 3623.8486 | 3623.8486 | 3623.8486 | 3623.8486 | 3623.8486 | 3623.8486 | 0 | 0 | 0 | 0 | 0 | 0 | 0 | 0 | 0 | 0 | 0 | 0 | 0 | 0 | 8.1407 | 8.1407 | 8.1407 | 8.1407 | 8.1407 | 8.1407 | 1.7703 | 1.7703 | 1.7703 | 1.7703 | 1.7703 | 1.7703 | 1.7703 | 1.7703 | 1.7703 | 1.7703 | 1.7703 | 1.7703 | 0 | 0 | 0 | 0 | 0 | 0 | 0 | 0 | 0 | 0 | 0 | 0 | 0 | 0 | 0 | 0 | 0 | 0 | 0 | 0 | 0 | 0 | 0 | 0 | 0 | 0 | 0 | 0 | 0 | 0 | 0 | 0 | 0 | 0 | 0 | 0 | 0 | 0 | 0 | 0 | 0 | 0 | 0 | 0 | 0
Residential | Whole House Efficiency | HVAC | Efficient Heat Pump (MF SEER 16 Replace Resistance Heat w/CAC) | 18 | 6 | 57.25% | 0 | 0 | 0 | 0 | 0 | 0 | 0 | 0 |  | n/a | n/a | n/a | n/a | n/a | 0 | 0 | 0 | 0 | 0 | 0 | 0 | 0 |  | 0 | 0 | 0 | 0 | 0 | 0 | 0 | 0 | 0 | 0 | 0 | 0 | 0 | 0 | 0 | 0 | 0 | 0 | 0 | 0 | 0 | 0 | 0 | 0 | 0 | 0 | 0 | 0 | 0 | 0 | 0 | 0 | 0 | 0 | 0 | 0 | 0 | 0 | 0 | 0 | 0 | 0 | 0 | 0 | 0 | 0 | 0 | 0 | 0 | 0 | 0 | 0 | 0 | 0 | 0 | 0 | 0 | 0 | 0 | 0 | 0 | 0 | 0 | 0 | 0 | 0 | 0 | 0 | 0 | 0 | 0 | 0 | 0 | 0 | 0 | 0 | 0 | 0 | 0 | 0 | 0 | 0 | 0 | 0 | 0 | 0 | 0 | 0 | 0 | 0 | 0 | 0 | 0 | 0 | 0 | 0
Residential | Whole House Efficiency | HVAC | Heat Pump Ductless (MF Mini Split Replace Resistance Heat w/CAC) | 18 | 0 | 57.25% | 0 | 22927.8807 | 0.63046 | 0 | 0 | 2748.4491 | 0 | 2400 |  | 4.6745 | 0.36655 | 5.3531 | 5.6324 | 20.5114 | 0.010392 | 0.096851 | 11887.0546 | 2436.0682 | 49939.3494 | 30208.8658 | 2220.5774 | 2542.9766 |  | 0 | 22927.8807 | 22927.8807 | 22927.8807 | 22927.8807 | 22927.8807 | 22927.8807 | 22927.8807 | 22927.8807 | 22927.8807 | 22927.8807 | 22927.8807 | 22927.8807 | 22927.8807 | 22927.8807 | 22927.8807 | 22927.8807 | 22927.8807 | 22927.8807 | 0 | 0 | 0 | 0 | 0 | 0 | 0 | 0 | 0 | 0 | 0 | 0 | 0 | 0 | 0.63046 | 0.63046 | 0.63046 | 0.63046 | 0.63046 | 0.63046 | 0.63046 | 0.63046 | 0.63046 | 0.63046 | 0.63046 | 0.63046 | 0.63046 | 0.63046 | 0.63046 | 0.63046 | 0.63046 | 0.63046 | 0 | 0 | 0 | 0 | 0 | 0 | 0 | 0 | 0 | 0 | 0 | 0 | 0 | 0 | 0 | 0 | 0 | 0 | 0 | 0 | 0 | 0 | 0 | 0 | 0 | 0 | 0 | 0 | 0 | 0 | 0 | 0 | 0 | 0 | 0 | 0 | 0 | 0 | 0 | 0 | 0 | 0 | 0 | 0 | 0
Residential | Whole House Efficiency | HVAC | Heat Pump Ductless (MF Mini Split Replace Resistance Heat/RAC) | 18 | 0 | 57.25% | 0 | 37814.5314 | 3.2001 | 0 | 0 | 4580.7485 | 0 | 4000 |  | 4.9809 | 0.39441 | 5.7041 | 5.9289 | 20.3065 | 0.010501 | 0.097871 | 21110.4884 | 4017.7624 | 82364.0491 | 49822.9259 | 3700.9623 | 4238.2943 |  | 0 | 37814.5314 | 37814.5314 | 37814.5314 | 37814.5314 | 37814.5314 | 37814.5314 | 37814.5314 | 37814.5314 | 37814.5314 | 37814.5314 | 37814.5314 | 37814.5314 | 37814.5314 | 37814.5314 | 37814.5314 | 37814.5314 | 37814.5314 | 37814.5314 | 0 | 0 | 0 | 0 | 0 | 0 | 0 | 0 | 0 | 0 | 0 | 0 | 0 | 0 | 3.2001 | 3.2001 | 3.2001 | 3.2001 | 3.2001 | 3.2001 | 3.2001 | 3.2001 | 3.2001 | 3.2001 | 3.2001 | 3.2001 | 3.2001 | 3.2001 | 3.2001 | 3.2001 | 3.2001 | 3.2001 | 0 | 0 | 0 | 0 | 0 | 0 | 0 | 0 | 0 | 0 | 0 | 0 | 0 | 0 | 0 | 0 | 0 | 0 | 0 | 0 | 0 | 0 | 0 | 0 | 0 | 0 | 0 | 0 | 0 | 0 | 0 | 0 | 0 | 0 | 0 | 0 | 0 | 0 | 0 | 0 | 0 | 0 | 0 | 0 | 0
Residential | Whole House Efficiency | HVAC | Smart Programmable Thermostat (MF ASHP) | 5 | 0 | 57.25% | 0 | 13137.2599 | 2.6385 | 0 | 0 | 1545.7605 | 0 | 1350 |  | 2.2838 | 0.42273 | 2.615 | 2.701 | 8.3607 | 0.023863 | 0.095079 | 3266.2914 | 596.7086 | 10708.3607 | 6477.606 | 1249.0748 | 1430.2003 |  | 0 | 13137.2599 | 13137.2599 | 13137.2599 | 13137.2599 | 13137.2599 | 0 | 0 | 0 | 0 | 0 | 0 | 0 | 0 | 0 | 0 | 0 | 0 | 0 | 0 | 0 | 0 | 0 | 0 | 0 | 0 | 0 | 0 | 0 | 0 | 0 | 0 | 0 | 2.6385 | 2.6385 | 2.6385 | 2.6385 | 2.6385 | 0 | 0 | 0 | 0 | 0 | 0 | 0 | 0 | 0 | 0 | 0 | 0 | 0 | 0 | 0 | 0 | 0 | 0 | 0 | 0 | 0 | 0 | 0 | 0 | 0 | 0 | 0 | 0 | 0 | 0 | 0 | 0 | 0 | 0 | 0 | 0 | 0 | 0 | 0 | 0 | 0 | 0 | 0 | 0 | 0 | 0 | 0 | 0 | 0 | 0 | 0 | 0 | 0 | 0 | 0 | 0 | 0 | 0
Residential | Residential Home Performance | 0 | Behavioral Reports | 2 | 0 | 98% | 0 | 12425687.0864 | 2518.1646 | 0 | 0 | 0 | 0 | 0 |  | n/a | 0.51006 | n/a | n/a | n/a | 0 | 0 | 1345817.4476 | 252327.7012 | 2548142.3438 | 2638534.9513 | 0 | 0 |  | 0 | 12425687.0864 | 12425687.0864 | 0 | 0 | 0 | 0 | 0 | 0 | 0 | 0 | 0 | 0 | 0 | 0 | 0 | 0 | 0 | 0 | 0 | 0 | 0 | 0 | 0 | 0 | 0 | 0 | 0 | 0 | 0 | 0 | 0 | 0 | 2518.1646 | 2518.1646 | 0 | 0 | 0 | 0 | 0 | 0 | 0 | 0 | 0 | 0 | 0 | 0 | 0 | 0 | 0 | 0 | 0 | 0 | 0 | 0 | 0 | 0 | 0 | 0 | 0 | 0 | 0 | 0 | 0 | 0 | 0 | 0 | 0 | 0 | 0 | 0 | 0 | 0 | 0 | 0 | 0 | 0 | 0 | 0 | 0 | 0 | 0 | 0 | 0 | 0 | 0 | 0 | 0 | 0 | 0 | 0 | 0 | 0 | 0 | 0 | 0
Residential | Targeted Energy Efficiency | Tier 1 | Standard CFL | 5 | 0 | 84.24% | -22.3561 | 3222.4969 | 0.3321 | 0 | 0 | 0 | 0 | 0 |  | n/a | 0.61197 | n/a | n/a | n/a | 0 | 0 | 908.0552 | 146.3693 | 1667.081 | 1483.8171 | 0 | 0 |  | 0 | 3222.4969 | 3222.4969 | 3222.4969 | 3222.4969 | 3222.4969 | 0 | 0 | 0 | 0 | 0 | 0 | 0 | 0 | 0 | 0 | 0 | 0 | 0 | 0 | 0 | 0 | 0 | 0 | 0 | 0 | 0 | 0 | 0 | 0 | 0 | 0 | 0 | 0.3321 | 0.3321 | 0.3321 | 0.3321 | 0.3321 | 0 | 0 | 0 | 0 | 0 | 0 | 0 | 0 | 0 | 0 | 0 | 0 | 0 | 0 | 0 | 0 | 0 | 0 | 0 | 0 | 0 | 0 | 0 | 0 | 0 | 0 | 0 | -22.3561 | -22.3561 | -22.3561 | -22.3561 | -22.3561 | 0 | 0 | 0 | 0 | 0 | 0 | 0 | 0 | 0 | 0 | 0 | 0 | 0 | 0 | 0 | 0 | 0 | 0 | 0 | 0 | 0 | 0 | 0 | 0 | 0 | 0
Residential | Targeted Energy Efficiency | Tier 1 | LED | 15 | 0 | 84.24% | -26.2106 | 3778.0998 | 0.38935 | 0 | 0 | 0 | 0 | 0 |  | n/a | 0.54033 | n/a | n/a | n/a | 0 | 0 | 2238.2649 | 366.8656 | 4654.0034 | 4142.384 | 0 | 0 |  | 0 | 3778.0998 | 3778.0998 | 3778.0998 | 3778.0998 | 3778.0998 | 3778.0998 | 3778.0998 | 3778.0998 | 3778.0998 | 3778.0998 | 3778.0998 | 3778.0998 | 3778.0998 | 3778.0998 | 3778.0998 | 0 | 0 | 0 | 0 | 0 | 0 | 0 | 0 | 0 | 0 | 0 | 0 | 0 | 0 | 0 | 0 | 0 | 0.38935 | 0.38935 | 0.38935 | 0.38935 | 0.38935 | 0.38935 | 0.38935 | 0.38935 | 0.38935 | 0.38935 | 0.38935 | 0.38935 | 0.38935 | 0.38935 | 0.38935 | 0 | 0 | 0 | 0 | 0 | 0 | 0 | 0 | 0 | 0 | 0 | 0 | 0 | 0 | 0 | 0 | 0 | -26.2106 | -26.2106 | -26.2106 | -26.2106 | -26.2106 | -26.2106 | -26.2106 | -26.2106 | -26.2106 | -26.2106 | -26.2106 | -26.2106 | -26.2106 | -26.2106 | -26.2106 | 0 | 0 | 0 | 0 | 0 | 0 | 0 | 0 | 0 | 0 | 0 | 0 | 0 | 0 | 0 | 0
Residential | Targeted Energy Efficiency | Tier 1 | Pipe Insulated (Electric DHW) | 15 | 0 | 84.24% | 0 | 9393.103 | 1.0865 | 0 | 0 | 0 | 0 | 0 |  | n/a | 0.44984 | n/a | n/a | n/a | 0 | 0 | 4954.0804 | 912.1005 | 12373.231 | 11013.029 | 0 | 0 |  | 0 | 9393.103 | 9393.103 | 9393.103 | 9393.103 | 9393.103 | 9393.103 | 9393.103 | 9393.103 | 9393.103 | 9393.103 | 9393.103 | 9393.103 | 9393.103 | 9393.103 | 9393.103 | 0 | 0 | 0 | 0 | 0 | 0 | 0 | 0 | 0 | 0 | 0 | 0 | 0 | 0 | 0 | 0 | 0 | 1.0865 | 1.0865 | 1.0865 | 1.0865 | 1.0865 | 1.0865 | 1.0865 | 1.0865 | 1.0865 | 1.0865 | 1.0865 | 1.0865 | 1.0865 | 1.0865 | 1.0865 | 0 | 0 | 0 | 0 | 0 | 0 | 0 | 0 | 0 | 0 | 0 | 0 | 0 | 0 | 0 | 0 | 0 | 0 | 0 | 0 | 0 | 0 | 0 | 0 | 0 | 0 | 0 | 0 | 0 | 0 | 0 | 0 | 0 | 0 | 0 | 0 | 0 | 0 | 0 | 0 | 0 | 0 | 0 | 0 | 0 | 0 | 0 | 0
Residential | Targeted Energy Efficiency | Tier 1 | Pipe Insulated (Natural Gas DHW) | 15 | 0 | 84.24% | 49.1061 | 0 | 0 | 0 | 0 | 0 | 0 | 0 |  | n/a | 0.48588 | n/a | n/a | n/a | 0 | 0 | 261.514 | 0 | 604.7086 | 538.2324 | 0 | 0 |  | 0 | 0 | 0 | 0 | 0 | 0 | 0 | 0 | 0 | 0 | 0 | 0 | 0 | 0 | 0 | 0 | 0 | 0 | 0 | 0 | 0 | 0 | 0 | 0 | 0 | 0 | 0 | 0 | 0 | 0 | 0 | 0 | 0 | 0 | 0 | 0 | 0 | 0 | 0 | 0 | 0 | 0 | 0 | 0 | 0 | 0 | 0 | 0 | 0 | 0 | 0 | 0 | 0 | 0 | 0 | 0 | 0 | 0 | 0 | 0 | 0 | 0 | 0 | 0 | 0 | 49.1061 | 49.1061 | 49.1061 | 49.1061 | 49.1061 | 49.1061 | 49.1061 | 49.1061 | 49.1061 | 49.1061 | 49.1061 | 49.1061 | 49.1061 | 49.1061 | 49.1061 | 0 | 0 | 0 | 0 | 0 | 0 | 0 | 0 | 0 | 0 | 0 | 0 | 0 | 0 | 0 | 0
Residential | Targeted Energy Efficiency | Tier 1 | Water Heater Tank Wrap (Electric DHW) | 5 | 0 | 84.24% | 0 | 11992.6096 | 1.3872 | 0 | 0 | 0 | 0 | 0 |  | n/a | 0.4628 | n/a | n/a | n/a | 0 | 0 | 2736.6508 | 544.7173 | 6643.5434 | 5913.2118 | 0 | 0 |  | 0 | 11992.6096 | 11992.6096 | 11992.6096 | 11992.6096 | 11992.6096 | 0 | 0 | 0 | 0 | 0 | 0 | 0 | 0 | 0 | 0 | 0 | 0 | 0 | 0 | 0 | 0 | 0 | 0 | 0 | 0 | 0 | 0 | 0 | 0 | 0 | 0 | 0 | 1.3872 | 1.3872 | 1.3872 | 1.3872 | 1.3872 | 0 | 0 | 0 | 0 | 0 | 0 | 0 | 0 | 0 | 0 | 0 | 0 | 0 | 0 | 0 | 0 | 0 | 0 | 0 | 0 | 0 | 0 | 0 | 0 | 0 | 0 | 0 | 0 | 0 | 0 | 0 | 0 | 0 | 0 | 0 | 0 | 0 | 0 | 0 | 0 | 0 | 0 | 0 | 0 | 0 | 0 | 0 | 0 | 0 | 0 | 0 | 0 | 0 | 0 | 0 | 0 | 0 | 0
Residential | Targeted Energy Efficiency | Tier 1 | Low Flow Faucet Aerator - Single Family (Electric DHW) | 9 | 0 | 84.24% | 0 | 5655.8621 | 2.4313 | 0 | 0 | 0 | 0 | 0 |  | n/a | 0.62806 | n/a | n/a | n/a | 0 | 0 | 2865.5626 | 401.443 | 5126.0798 | 4562.5646 | 0 | 0 |  | 0 | 5655.8621 | 5655.8621 | 5655.8621 | 5655.8621 | 5655.8621 | 5655.8621 | 5655.8621 | 5655.8621 | 5655.8621 | 0 | 0 | 0 | 0 | 0 | 0 | 0 | 0 | 0 | 0 | 0 | 0 | 0 | 0 | 0 | 0 | 0 | 0 | 0 | 0 | 0 | 0 | 0 | 2.4313 | 2.4313 | 2.4313 | 2.4313 | 2.4313 | 2.4313 | 2.4313 | 2.4313 | 2.4313 | 0 | 0 | 0 | 0 | 0 | 0 | 0 | 0 | 0 | 0 | 0 | 0 | 0 | 0 | 0 | 0 | 0 | 0 | 0 | 0 | 0 | 0 | 0 | 0 | 0 | 0 | 0 | 0 | 0 | 0 | 0 | 0 | 0 | 0 | 0 | 0 | 0 | 0 | 0 | 0 | 0 | 0 | 0 | 0 | 0 | 0 | 0 | 0 | 0 | 0 | 0 | 0 | 0 | 0
Residential | Targeted Energy Efficiency | Tier 1 | Low Flow Faucet Aerator - Single Family (Natural Gas DHW) | 9 | 0 | 84.24% | 30.3074 | 0 | 0 | 0 | 0 | 0 | 0 | 0 |  | n/a | 0.48588 | n/a | n/a | n/a | 0 | 0 | 112.3171 | 0 | 259.715 | 231.1643 | 0 | 0 |  | 0 | 0 | 0 | 0 | 0 | 0 | 0 | 0 | 0 | 0 | 0 | 0 | 0 | 0 | 0 | 0 | 0 | 0 | 0 | 0 | 0 | 0 | 0 | 0 | 0 | 0 | 0 | 0 | 0 | 0 | 0 | 0 | 0 | 0 | 0 | 0 | 0 | 0 | 0 | 0 | 0 | 0 | 0 | 0 | 0 | 0 | 0 | 0 | 0 | 0 | 0 | 0 | 0 | 0 | 0 | 0 | 0 | 0 | 0 | 0 | 0 | 0 | 0 | 0 | 0 | 30.3074 | 30.3074 | 30.3074 | 30.3074 | 30.3074 | 30.3074 | 30.3074 | 30.3074 | 30.3074 | 0 | 0 | 0 | 0 | 0 | 0 | 0 | 0 | 0 | 0 | 0 | 0 | 0 | 0 | 0 | 0 | 0 | 0 | 0 | 0 | 0 | 0
Residential | Targeted Energy Efficiency | Tier 1 | Low Flow Showerhead - Single Family (Electric DHW) | 10 | 0 | 84.24% | 0 | 11178.531 | 1.1129 | 0 | 0 | 0 | 0 | 0 |  | n/a | 0.45527 | n/a | n/a | n/a | 0 | 0 | 4456.4021 | 852.024 | 10997.4643 | 9788.5017 | 0 | 0 |  | 0 | 11178.531 | 11178.531 | 11178.531 | 11178.531 | 11178.531 | 11178.531 | 11178.531 | 11178.531 | 11178.531 | 11178.531 | 0 | 0 | 0 | 0 | 0 | 0 | 0 | 0 | 0 | 0 | 0 | 0 | 0 | 0 | 0 | 0 | 0 | 0 | 0 | 0 | 0 | 0 | 1.1129 | 1.1129 | 1.1129 | 1.1129 | 1.1129 | 1.1129 | 1.1129 | 1.1129 | 1.1129 | 1.1129 | 0 | 0 | 0 | 0 | 0 | 0 | 0 | 0 | 0 | 0 | 0 | 0 | 0 | 0 | 0 | 0 | 0 | 0 | 0 | 0 | 0 | 0 | 0 | 0 | 0 | 0 | 0 | 0 | 0 | 0 | 0 | 0 | 0 | 0 | 0 | 0 | 0 | 0 | 0 | 0 | 0 | 0 | 0 | 0 | 0 | 0 | 0 | 0 | 0 | 0 | 0 | 0 | 0
Residential | Targeted Energy Efficiency | Tier 1 | Low Flow Showerhead - Single Family (Natural Gas DHW) | 10 | 0 | 84.24% | 59.9012 | 0 | 0 | 0 | 0 | 0 | 0 | 0 |  | n/a | 0.48588 | n/a | n/a | n/a | 0 | 0 | 240.4832 | 0 | 556.0782 | 494.948 | 0 | 0 |  | 0 | 0 | 0 | 0 | 0 | 0 | 0 | 0 | 0 | 0 | 0 | 0 | 0 | 0 | 0 | 0 | 0 | 0 | 0 | 0 | 0 | 0 | 0 | 0 | 0 | 0 | 0 | 0 | 0 | 0 | 0 | 0 | 0 | 0 | 0 | 0 | 0 | 0 | 0 | 0 | 0 | 0 | 0 | 0 | 0 | 0 | 0 | 0 | 0 | 0 | 0 | 0 | 0 | 0 | 0 | 0 | 0 | 0 | 0 | 0 | 0 | 0 | 0 | 0 | 0 | 59.9012 | 59.9012 | 59.9012 | 59.9012 | 59.9012 | 59.9012 | 59.9012 | 59.9012 | 59.9012 | 59.9012 | 0 | 0 | 0 | 0 | 0 | 0 | 0 | 0 | 0 | 0 | 0 | 0 | 0 | 0 | 0 | 0 | 0 | 0 | 0 | 0 | 0
Residential | Targeted Energy Efficiency | Tier 1 | Air Sealing 20% ACH Reduction (ASHP) | 15 | 0 | 84.24% | 0 | 7535.9438 | 3.362 | 0 | 0 | 0 | 0 | 0 |  | n/a | 0.62571 | n/a | n/a | n/a | 0 | 0 | 5528.5174 | 731.7644 | 9926.8553 | 8835.5859 | 0 | 0 |  | 0 | 7535.9438 | 7535.9438 | 7535.9438 | 7535.9438 | 7535.9438 | 7535.9438 | 7535.9438 | 7535.9438 | 7535.9438 | 7535.9438 | 7535.9438 | 7535.9438 | 7535.9438 | 7535.9438 | 7535.9438 | 0 | 0 | 0 | 0 | 0 | 0 | 0 | 0 | 0 | 0 | 0 | 0 | 0 | 0 | 0 | 0 | 0 | 3.362 | 3.362 | 3.362 | 3.362 | 3.362 | 3.362 | 3.362 | 3.362 | 3.362 | 3.362 | 3.362 | 3.362 | 3.362 | 3.362 | 3.362 | 0 | 0 | 0 | 0 | 0 | 0 | 0 | 0 | 0 | 0 | 0 | 0 | 0 | 0 | 0 | 0 | 0 | 0 | 0 | 0 | 0 | 0 | 0 | 0 | 0 | 0 | 0 | 0 | 0 | 0 | 0 | 0 | 0 | 0 | 0 | 0 | 0 | 0 | 0 | 0 | 0 | 0 | 0 | 0 | 0 | 0 | 0 | 0
Residential | Targeted Energy Efficiency | Tier 1 | Air Sealing 20% ACH Reduction (CAC & Electric Heat) | 15 | 0 | 84.24% | 0 | 38037.9667 | 5.1314 | 0 | 0 | 0 | 0 | 0 |  | n/a | 0.46007 | n/a | n/a | n/a | 0 | 0 | 20518.3186 | 3693.6087 | 50106.184 | 44597.9597 | 0 | 0 |  | 0 | 38037.9667 | 38037.9667 | 38037.9667 | 38037.9667 | 38037.9667 | 38037.9667 | 38037.9667 | 38037.9667 | 38037.9667 | 38037.9667 | 38037.9667 | 38037.9667 | 38037.9667 | 38037.9667 | 38037.9667 | 0 | 0 | 0 | 0 | 0 | 0 | 0 | 0 | 0 | 0 | 0 | 0 | 0 | 0 | 0 | 0 | 0 | 5.1314 | 5.1314 | 5.1314 | 5.1314 | 5.1314 | 5.1314 | 5.1314 | 5.1314 | 5.1314 | 5.1314 | 5.1314 | 5.1314 | 5.1314 | 5.1314 | 5.1314 | 0 | 0 | 0 | 0 | 0 | 0 | 0 | 0 | 0 | 0 | 0 | 0 | 0 | 0 | 0 | 0 | 0 | 0 | 0 | 0 | 0 | 0 | 0 | 0 | 0 | 0 | 0 | 0 | 0 | 0 | 0 | 0 | 0 | 0 | 0 | 0 | 0 | 0 | 0 | 0 | 0 | 0 | 0 | 0 | 0 | 0 | 0 | 0
Residential | Targeted Energy Efficiency | Tier 1 | Duct Sealing 10% (ASHP) | 20 | 0 | 84.24% | 0 | 8037.4634 | 4.2814 | 0 | 0 | 0 | 0 | 0 |  | n/a | 0.65361 | n/a | n/a | n/a | 0 | 0 | 7369.009 | 894.2777 | 12666.7119 | 11274.2472 | 0 | 0 |  | 0 | 8037.4634 | 8037.4634 | 8037.4634 | 8037.4634 | 8037.4634 | 8037.4634 | 8037.4634 | 8037.4634 | 8037.4634 | 8037.4634 | 8037.4634 | 8037.4634 | 8037.4634 | 8037.4634 | 8037.4634 | 8037.4634 | 8037.4634 | 8037.4634 | 8037.4634 | 8037.4634 | 0 | 0 | 0 | 0 | 0 | 0 | 0 | 0 | 0 | 0 | 0 | 0 | 4.2814 | 4.2814 | 4.2814 | 4.2814 | 4.2814 | 4.2814 | 4.2814 | 4.2814 | 4.2814 | 4.2814 | 4.2814 | 4.2814 | 4.2814 | 4.2814 | 4.2814 | 4.2814 | 4.2814 | 4.2814 | 4.2814 | 4.2814 | 0 | 0 | 0 | 0 | 0 | 0 | 0 | 0 | 0 | 0 | 0 | 0 | 0 | 0 | 0 | 0 | 0 | 0 | 0 | 0 | 0 | 0 | 0 | 0 | 0 | 0 | 0 | 0 | 0 | 0 | 0 | 0 | 0 | 0 | 0 | 0 | 0 | 0 | 0 | 0 | 0 | 0 | 0
Residential | Targeted Energy Efficiency | Tier 1 | Duct Sealing 10% (CAC & Electric Heat) | 20 | 0 | 84.24% | 0 | 41560.5043 | 3.2531 | 0 | 0 | 0 | 0 | 0 |  | n/a | 0.41451 | n/a | n/a | n/a | 0 | 0 | 24164.9896 | 4624.1744 | 65497.6465 | 58297.4229 | 0 | 0 |  | 0 | 41560.5043 | 41560.5043 | 41560.5043 | 41560.5043 | 41560.5043 | 41560.5043 | 41560.5043 | 41560.5043 | 41560.5043 | 41560.5043 | 41560.5043 | 41560.5043 | 41560.5043 | 41560.5043 | 41560.5043 | 41560.5043 | 41560.5043 | 41560.5043 | 41560.5043 | 41560.5043 | 0 | 0 | 0 | 0 | 0 | 0 | 0 | 0 | 0 | 0 | 0 | 0 | 3.2531 | 3.2531 | 3.2531 | 3.2531 | 3.2531 | 3.2531 | 3.2531 | 3.2531 | 3.2531 | 3.2531 | 3.2531 | 3.2531 | 3.2531 | 3.2531 | 3.2531 | 3.2531 | 3.2531 | 3.2531 | 3.2531 | 3.2531 | 0 | 0 | 0 | 0 | 0 | 0 | 0 | 0 | 0 | 0 | 0 | 0 | 0 | 0 | 0 | 0 | 0 | 0 | 0 | 0 | 0 | 0 | 0 | 0 | 0 | 0 | 0 | 0 | 0 | 0 | 0 | 0 | 0 | 0 | 0 | 0 | 0 | 0 | 0 | 0 | 0 | 0 | 0
Residential | Targeted Energy Efficiency | Tier 1 | Attic Insulation R-38 (ASHP) | 25 | 0 | 84.24% | 0 | 1987.9523 | 1.215 | 0 | 0 | 0 | 0 | 0 |  | n/a | 0.68113 | n/a | n/a | n/a | 0 | 0 | 2141.2194 | 240.2747 | 3531.8818 | 3143.6184 | 0 | 0 |  | 0 | 1987.9523 | 1987.9523 | 1987.9523 | 1987.9523 | 1987.9523 | 1987.9523 | 1987.9523 | 1987.9523 | 1987.9523 | 1987.9523 | 1987.9523 | 1987.9523 | 1987.9523 | 1987.9523 | 1987.9523 | 1987.9523 | 1987.9523 | 1987.9523 | 1987.9523 | 1987.9523 | 1987.9523 | 1987.9523 | 1987.9523 | 1987.9523 | 1987.9523 | 0 | 0 | 0 | 0 | 0 | 0 | 0 | 1.215 | 1.215 | 1.215 | 1.215 | 1.215 | 1.215 | 1.215 | 1.215 | 1.215 | 1.215 | 1.215 | 1.215 | 1.215 | 1.215 | 1.215 | 1.215 | 1.215 | 1.215 | 1.215 | 1.215 | 1.215 | 1.215 | 1.215 | 1.215 | 1.215 | 0 | 0 | 0 | 0 | 0 | 0 | 0 | 0 | 0 | 0 | 0 | 0 | 0 | 0 | 0 | 0 | 0 | 0 | 0 | 0 | 0 | 0 | 0 | 0 | 0 | 0 | 0 | 0 | 0 | 0 | 0 | 0 | 0 | 0 | 0 | 0 | 0 | 0
Residential | Targeted Energy Efficiency | Tier 1 | Attic Insulation R-38 (CAC & Electric Heat) | 25 | 0 | 84.24% | 0 | 11370.1791 | 0.37755 | 0 | 0 | 0 | 0 | 0 |  | n/a | 0.38026 | n/a | n/a | n/a | 0 | 0 | 6837.0541 | 1374.2616 | 20200.7506 | 17980.0614 | 0 | 0 |  | 0 | 11370.1791 | 11370.1791 | 11370.1791 | 11370.1791 | 11370.1791 | 11370.1791 | 11370.1791 | 11370.1791 | 11370.1791 | 11370.1791 | 11370.1791 | 11370.1791 | 11370.1791 | 11370.1791 | 11370.1791 | 11370.1791 | 11370.1791 | 11370.1791 | 11370.1791 | 11370.1791 | 11370.1791 | 11370.1791 | 11370.1791 | 11370.1791 | 11370.1791 | 0 | 0 | 0 | 0 | 0 | 0 | 0 | 0.37755 | 0.37755 | 0.37755 | 0.37755 | 0.37755 | 0.37755 | 0.37755 | 0.37755 | 0.37755 | 0.37755 | 0.37755 | 0.37755 | 0.37755 | 0.37755 | 0.37755 | 0.37755 | 0.37755 | 0.37755 | 0.37755 | 0.37755 | 0.37755 | 0.37755 | 0.37755 | 0.37755 | 0.37755 | 0 | 0 | 0 | 0 | 0 | 0 | 0 | 0 | 0 | 0 | 0 | 0 | 0 | 0 | 0 | 0 | 0 | 0 | 0 | 0 | 0 | 0 | 0 | 0 | 0 | 0 | 0 | 0 | 0 | 0 | 0 | 0 | 0 | 0 | 0 | 0 | 0 | 0
Residential | Targeted Energy Efficiency | Tier 1 | Basement Sidewall Insulation R-13 (ASHP) | 25 | 0 | 84.24% | 0 | 0 | 0 | 0 | 0 | 0 | 0 | 0 |  | n/a | n/a | n/a | n/a | n/a | 0 | 0 | 0 | 0 | 0 | 0 | 0 | 0 |  | 0 | 0 | 0 | 0 | 0 | 0 | 0 | 0 | 0 | 0 | 0 | 0 | 0 | 0 | 0 | 0 | 0 | 0 | 0 | 0 | 0 | 0 | 0 | 0 | 0 | 0 | 0 | 0 | 0 | 0 | 0 | 0 | 0 | 0 | 0 | 0 | 0 | 0 | 0 | 0 | 0 | 0 | 0 | 0 | 0 | 0 | 0 | 0 | 0 | 0 | 0 | 0 | 0 | 0 | 0 | 0 | 0 | 0 | 0 | 0 | 0 | 0 | 0 | 0 | 0 | 0 | 0 | 0 | 0 | 0 | 0 | 0 | 0 | 0 | 0 | 0 | 0 | 0 | 0 | 0 | 0 | 0 | 0 | 0 | 0 | 0 | 0 | 0 | 0 | 0 | 0 | 0 | 0 | 0 | 0 | 0
Residential | Targeted Energy Efficiency | Tier 1 | Basement Sidewall Insulation R-13 (CAC & Electric Heat) | 25 | 0 | 84.24% | 0 | 4916.4634 | 0.12892 | 0 | 0 | 0 | 0 | 0 |  | n/a | 0.37662 | n/a | n/a | n/a | 0 | 0 | 2928.082 | 594.2305 | 8734.8009 | 7774.5752 | 0 | 0 |  | 0 | 4916.4634 | 4916.4634 | 4916.4634 | 4916.4634 | 4916.4634 | 4916.4634 | 4916.4634 | 4916.4634 | 4916.4634 | 4916.4634 | 4916.4634 | 4916.4634 | 4916.4634 | 4916.4634 | 4916.4634 | 4916.4634 | 4916.4634 | 4916.4634 | 4916.4634 | 4916.4634 | 4916.4634 | 4916.4634 | 4916.4634 | 4916.4634 | 4916.4634 | 0 | 0 | 0 | 0 | 0 | 0 | 0 | 0.12892 | 0.12892 | 0.12892 | 0.12892 | 0.12892 | 0.12892 | 0.12892 | 0.12892 | 0.12892 | 0.12892 | 0.12892 | 0.12892 | 0.12892 | 0.12892 | 0.12892 | 0.12892 | 0.12892 | 0.12892 | 0.12892 | 0.12892 | 0.12892 | 0.12892 | 0.12892 | 0.12892 | 0.12892 | 0 | 0 | 0 | 0 | 0 | 0 | 0 | 0 | 0 | 0 | 0 | 0 | 0 | 0 | 0 | 0 | 0 | 0 | 0 | 0 | 0 | 0 | 0 | 0 | 0 | 0 | 0 | 0 | 0 | 0 | 0 | 0 | 0 | 0 | 0 | 0 | 0 | 0
Residential | Targeted Energy Efficiency | Tier 1 | Crawlspace Insulation R-19 (ASHP) | 25 | 0 | 84.24% | 0 | 41007.749 | 25.4487 | 0 | 0 | 0 | 0 | 0 |  | n/a | 0.68603 | n/a | n/a | n/a | 0 | 0 | 44486.8356 | 4956.4194 | 72856.1355 | 64846.9857 | 0 | 0 |  | 0 | 41007.749 | 41007.749 | 41007.749 | 41007.749 | 41007.749 | 41007.749 | 41007.749 | 41007.749 | 41007.749 | 41007.749 | 41007.749 | 41007.749 | 41007.749 | 41007.749 | 41007.749 | 41007.749 | 41007.749 | 41007.749 | 41007.749 | 41007.749 | 41007.749 | 41007.749 | 41007.749 | 41007.749 | 41007.749 | 0 | 0 | 0 | 0 | 0 | 0 | 0 | 25.4487 | 25.4487 | 25.4487 | 25.4487 | 25.4487 | 25.4487 | 25.4487 | 25.4487 | 25.4487 | 25.4487 | 25.4487 | 25.4487 | 25.4487 | 25.4487 | 25.4487 | 25.4487 | 25.4487 | 25.4487 | 25.4487 | 25.4487 | 25.4487 | 25.4487 | 25.4487 | 25.4487 | 25.4487 | 0 | 0 | 0 | 0 | 0 | 0 | 0 | 0 | 0 | 0 | 0 | 0 | 0 | 0 | 0 | 0 | 0 | 0 | 0 | 0 | 0 | 0 | 0 | 0 | 0 | 0 | 0 | 0 | 0 | 0 | 0 | 0 | 0 | 0 | 0 | 0 | 0 | 0
Residential | Targeted Energy Efficiency | Tier 1 | Crawlspace Insulation R-19 (CAC & Electric Heat) | 25 | 0 | 84.24% | 0 | 240477.0135 | 6.7707 | 0 | 0 | 0 | 0 | 0 |  | n/a | 0.37763 | n/a | n/a | n/a | 0 | 0 | 143602.737 | 29065.3584 | 427241.8335 | 380274.6998 | 0 | 0 |  | 0 | 240477.0135 | 240477.0135 | 240477.0135 | 240477.0135 | 240477.0135 | 240477.0135 | 240477.0135 | 240477.0135 | 240477.0135 | 240477.0135 | 240477.0135 | 240477.0135 | 240477.0135 | 240477.0135 | 240477.0135 | 240477.0135 | 240477.0135 | 240477.0135 | 240477.0135 | 240477.0135 | 240477.0135 | 240477.0135 | 240477.0135 | 240477.0135 | 240477.0135 | 0 | 0 | 0 | 0 | 0 | 0 | 0 | 6.7707 | 6.7707 | 6.7707 | 6.7707 | 6.7707 | 6.7707 | 6.7707 | 6.7707 | 6.7707 | 6.7707 | 6.7707 | 6.7707 | 6.7707 | 6.7707 | 6.7707 | 6.7707 | 6.7707 | 6.7707 | 6.7707 | 6.7707 | 6.7707 | 6.7707 | 6.7707 | 6.7707 | 6.7707 | 0 | 0 | 0 | 0 | 0 | 0 | 0 | 0 | 0 | 0 | 0 | 0 | 0 | 0 | 0 | 0 | 0 | 0 | 0 | 0 | 0 | 0 | 0 | 0 | 0 | 0 | 0 | 0 | 0 | 0 | 0 | 0 | 0 | 0 | 0 | 0 | 0 | 0
Residential | Targeted Energy Efficiency | Tier 1 | Efficient Door (SF) | 25 | 0 | 84.24% | 0 | 9906.4677 | 6.3203 | 0 | 0 | 0 | 0 | 0 |  | n/a | 0.69509 | n/a | n/a | n/a | 0 | 0 | 10888.944 | 1197.3495 | 17600.2577 | 15665.4433 | 0 | 0 |  | 0 | 9906.4677 | 9906.4677 | 9906.4677 | 9906.4677 | 9906.4677 | 9906.4677 | 9906.4677 | 9906.4677 | 9906.4677 | 9906.4677 | 9906.4677 | 9906.4677 | 9906.4677 | 9906.4677 | 9906.4677 | 9906.4677 | 9906.4677 | 9906.4677 | 9906.4677 | 9906.4677 | 9906.4677 | 9906.4677 | 9906.4677 | 9906.4677 | 9906.4677 | 0 | 0 | 0 | 0 | 0 | 0 | 0 | 6.3203 | 6.3203 | 6.3203 | 6.3203 | 6.3203 | 6.3203 | 6.3203 | 6.3203 | 6.3203 | 6.3203 | 6.3203 | 6.3203 | 6.3203 | 6.3203 | 6.3203 | 6.3203 | 6.3203 | 6.3203 | 6.3203 | 6.3203 | 6.3203 | 6.3203 | 6.3203 | 6.3203 | 6.3203 | 0 | 0 | 0 | 0 | 0 | 0 | 0 | 0 | 0 | 0 | 0 | 0 | 0 | 0 | 0 | 0 | 0 | 0 | 0 | 0 | 0 | 0 | 0 | 0 | 0 | 0 | 0 | 0 | 0 | 0 | 0 | 0 | 0 | 0 | 0 | 0 | 0 | 0
Residential | Targeted Energy Efficiency | Tier 1 | Efficient Window (SF) | 25 | 0 | 84.24% | 0 | 9974.4366 | 6.3637 | 0 | 0 | 0 | 0 | 0 |  | n/a | 0.69509 | n/a | n/a | n/a | 0 | 0 | 10963.6538 | 1205.5646 | 17721.0142 | 15772.9249 | 0 | 0 |  | 0 | 9974.4366 | 9974.4366 | 9974.4366 | 9974.4366 | 9974.4366 | 9974.4366 | 9974.4366 | 9974.4366 | 9974.4366 | 9974.4366 | 9974.4366 | 9974.4366 | 9974.4366 | 9974.4366 | 9974.4366 | 9974.4366 | 9974.4366 | 9974.4366 | 9974.4366 | 9974.4366 | 9974.4366 | 9974.4366 | 9974.4366 | 9974.4366 | 9974.4366 | 0 | 0 | 0 | 0 | 0 | 0 | 0 | 6.3637 | 6.3637 | 6.3637 | 6.3637 | 6.3637 | 6.3637 | 6.3637 | 6.3637 | 6.3637 | 6.3637 | 6.3637 | 6.3637 | 6.3637 | 6.3637 | 6.3637 | 6.3637 | 6.3637 | 6.3637 | 6.3637 | 6.3637 | 6.3637 | 6.3637 | 6.3637 | 6.3637 | 6.3637 | 0 | 0 | 0 | 0 | 0 | 0 | 0 | 0 | 0 | 0 | 0 | 0 | 0 | 0 | 0 | 0 | 0 | 0 | 0 | 0 | 0 | 0 | 0 | 0 | 0 | 0 | 0 | 0 | 0 | 0 | 0 | 0 | 0 | 0 | 0 | 0 | 0 | 0
Residential | Targeted Energy Efficiency | Heat Pump | Efficient Heat Pump (SEER 15, EER 12.5, HSPF 8.5) | 18 | 0 | 84.24% | 0 | 8886.9127 | 4.3415 | 0 | 0 | 0 | 0 | 0 |  | n/a | 0.63733 | n/a | n/a | n/a | 0 | 0 | 7462.5394 | 944.2271 | 13155.2092 | 11709.0435 | 0 | 0 |  | 0 | 8886.9127 | 8886.9127 | 8886.9127 | 8886.9127 | 8886.9127 | 8886.9127 | 8886.9127 | 8886.9127 | 8886.9127 | 8886.9127 | 8886.9127 | 8886.9127 | 8886.9127 | 8886.9127 | 8886.9127 | 8886.9127 | 8886.9127 | 8886.9127 | 0 | 0 | 0 | 0 | 0 | 0 | 0 | 0 | 0 | 0 | 0 | 0 | 0 | 0 | 4.3415 | 4.3415 | 4.3415 | 4.3415 | 4.3415 | 4.3415 | 4.3415 | 4.3415 | 4.3415 | 4.3415 | 4.3415 | 4.3415 | 4.3415 | 4.3415 | 4.3415 | 4.3415 | 4.3415 | 4.3415 | 0 | 0 | 0 | 0 | 0 | 0 | 0 | 0 | 0 | 0 | 0 | 0 | 0 | 0 | 0 | 0 | 0 | 0 | 0 | 0 | 0 | 0 | 0 | 0 | 0 | 0 | 0 | 0 | 0 | 0 | 0 | 0 | 0 | 0 | 0 | 0 | 0 | 0 | 0 | 0 | 0 | 0 | 0 | 0 | 0
Residential | Targeted Energy Efficiency | Heat Pump | Efficient Heat Pump SEER 14 Replace Resistance Heat w/CAC | 18 | 6 | 84.24% | 0 | 0 | 0 | 242298.9592 | 17.745 | 0 | 0 | 0 |  | n/a | 0.44503 | n/a | n/a | n/a | 0 | 0 | 62276.8615 | 12738.4247 | 157222.5246 | 139938.8909 | 0 | 0 |  | 0 | 242298.9592 | 242298.9592 | 242298.9592 | 242298.9592 | 242298.9592 | 242298.9592 | 0 | 0 | 0 | 0 | 0 | 0 | 0 | 0 | 0 | 0 | 0 | 0 | 0 | 0 | 0 | 0 | 0 | 0 | 0 | 0 | 0 | 0 | 0 | 0 | 0 | 0 | 17.745 | 17.745 | 17.745 | 17.745 | 17.745 | 17.745 | 0 | 0 | 0 | 0 | 0 | 0 | 0 | 0 | 0 | 0 | 0 | 0 | 0 | 0 | 0 | 0 | 0 | 0 | 0 | 0 | 0 | 0 | 0 | 0 | 0 | 0 | 0 | 0 | 0 | 0 | 0 | 0 | 0 | 0 | 0 | 0 | 0 | 0 | 0 | 0 | 0 | 0 | 0 | 0 | 0 | 0 | 0 | 0 | 0 | 0 | 0 | 0 | 0 | 0 | 0 | 0 | 0
Residential | Community Outreach | 0 | Standard CFL | 5 | 0 | 42.45% | 0 | 0 | 0 | 0 | 0 | 0 | 0 | 0 |  | n/a | n/a | n/a | n/a | n/a | 0 | 0 | 0 | 0 | 0 | 0 | 0 | 0 |  | 0 | 0 | 0 | 0 | 0 | 0 | 0 | 0 | 0 | 0 | 0 | 0 | 0 | 0 | 0 | 0 | 0 | 0 | 0 | 0 | 0 | 0 | 0 | 0 | 0 | 0 | 0 | 0 | 0 | 0 | 0 | 0 | 0 | 0 | 0 | 0 | 0 | 0 | 0 | 0 | 0 | 0 | 0 | 0 | 0 | 0 | 0 | 0 | 0 | 0 | 0 | 0 | 0 | 0 | 0 | 0 | 0 | 0 | 0 | 0 | 0 | 0 | 0 | 0 | 0 | 0 | 0 | 0 | 0 | 0 | 0 | 0 | 0 | 0 | 0 | 0 | 0 | 0 | 0 | 0 | 0 | 0 | 0 | 0 | 0 | 0 | 0 | 0 | 0 | 0 | 0 | 0 | 0 | 0 | 0 | 0
Residential | Student Energy Education | 0 | Standard CFL | 5 | 0 | 66.86% | 0 | 0 | 0 | 0 | 0 | 0 | 0 | 0 |  | n/a | n/a | n/a | n/a | n/a | 0 | 0 | 0 | 0 | 0 | 0 | 0 | 0 |  | 0 | 0 | 0 | 0 | 0 | 0 | 0 | 0 | 0 | 0 | 0 | 0 | 0 | 0 | 0 | 0 | 0 | 0 | 0 | 0 | 0 | 0 | 0 | 0 | 0 | 0 | 0 | 0 | 0 | 0 | 0 | 0 | 0 | 0 | 0 | 0 | 0 | 0 | 0 | 0 | 0 | 0 | 0 | 0 | 0 | 0 | 0 | 0 | 0 | 0 | 0 | 0 | 0 | 0 | 0 | 0 | 0 | 0 | 0 | 0 | 0 | 0 | 0 | 0 | 0 | 0 | 0 | 0 | 0 | 0 | 0 | 0 | 0 | 0 | 0 | 0 | 0 | 0 | 0 | 0 | 0 | 0 | 0 | 0 | 0 | 0 | 0 | 0 | 0 | 0 | 0 | 0 | 0 | 0 | 0 | 0
Residential | Student Energy Education | 0 | Low Flow Faucet Aerator - Single Family (Electric DHW) | 9 | 0 | 66.86% | 0 | 0 | 0 | 0 | 0 | 0 | 0 | 0 |  | n/a | n/a | n/a | n/a | n/a | 0 | 0 | 0 | 0 | 0 | 0 | 0 | 0 |  | 0 | 0 | 0 | 0 | 0 | 0 | 0 | 0 | 0 | 0 | 0 | 0 | 0 | 0 | 0 | 0 | 0 | 0 | 0 | 0 | 0 | 0 | 0 | 0 | 0 | 0 | 0 | 0 | 0 | 0 | 0 | 0 | 0 | 0 | 0 | 0 | 0 | 0 | 0 | 0 | 0 | 0 | 0 | 0 | 0 | 0 | 0 | 0 | 0 | 0 | 0 | 0 | 0 | 0 | 0 | 0 | 0 | 0 | 0 | 0 | 0 | 0 | 0 | 0 | 0 | 0 | 0 | 0 | 0 | 0 | 0 | 0 | 0 | 0 | 0 | 0 | 0 | 0 | 0 | 0 | 0 | 0 | 0 | 0 | 0 | 0 | 0 | 0 | 0 | 0 | 0 | 0 | 0 | 0 | 0 | 0
Residential | Student Energy Education | 0 | Low Flow Faucet Aerator - Single Family (Natural Gas DHW) | 9 | 0 | 66.86% | 0 | 0 | 0 | 0 | 0 | 0 | 0 | 0 |  | n/a | n/a | n/a | n/a | n/a | 0 | 0 | 0 | 0 | 0 | 0 | 0 | 0 |  | 0 | 0 | 0 | 0 | 0 | 0 | 0 | 0 | 0 | 0 | 0 | 0 | 0 | 0 | 0 | 0 | 0 | 0 | 0 | 0 | 0 | 0 | 0 | 0 | 0 | 0 | 0 | 0 | 0 | 0 | 0 | 0 | 0 | 0 | 0 | 0 | 0 | 0 | 0 | 0 | 0 | 0 | 0 | 0 | 0 | 0 | 0 | 0 | 0 | 0 | 0 | 0 | 0 | 0 | 0 | 0 | 0 | 0 | 0 | 0 | 0 | 0 | 0 | 0 | 0 | 0 | 0 | 0 | 0 | 0 | 0 | 0 | 0 | 0 | 0 | 0 | 0 | 0 | 0 | 0 | 0 | 0 | 0 | 0 | 0 | 0 | 0 | 0 | 0 | 0 | 0 | 0 | 0 | 0 | 0 | 0
Residential | Student Energy Education | 0 | Low Flow Showerhead - Single Family (Electric DHW) | 10 | 0 | 66.86% | 0 | 0 | 0 | 0 | 0 | 0 | 0 | 0 |  | n/a | n/a | n/a | n/a | n/a | 0 | 0 | 0 | 0 | 0 | 0 | 0 | 0 |  | 0 | 0 | 0 | 0 | 0 | 0 | 0 | 0 | 0 | 0 | 0 | 0 | 0 | 0 | 0 | 0 | 0 | 0 | 0 | 0 | 0 | 0 | 0 | 0 | 0 | 0 | 0 | 0 | 0 | 0 | 0 | 0 | 0 | 0 | 0 | 0 | 0 | 0 | 0 | 0 | 0 | 0 | 0 | 0 | 0 | 0 | 0 | 0 | 0 | 0 | 0 | 0 | 0 | 0 | 0 | 0 | 0 | 0 | 0 | 0 | 0 | 0 | 0 | 0 | 0 | 0 | 0 | 0 | 0 | 0 | 0 | 0 | 0 | 0 | 0 | 0 | 0 | 0 | 0 | 0 | 0 | 0 | 0 | 0 | 0 | 0 | 0 | 0 | 0 | 0 | 0 | 0 | 0 | 0 | 0 | 0
Residential | Student Energy Education | 0 | Low Flow Showerhead - Single Family (Natural Gas DHW) | 10 | 0 | 66.86% | 0 | 0 | 0 | 0 | 0 | 0 | 0 | 0 |  | n/a | n/a | n/a | n/a | n/a | 0 | 0 | 0 | 0 | 0 | 0 | 0 | 0 |  | 0 | 0 | 0 | 0 | 0 | 0 | 0 | 0 | 0 | 0 | 0 | 0 | 0 | 0 | 0 | 0 | 0 | 0 | 0 | 0 | 0 | 0 | 0 | 0 | 0 | 0 | 0 | 0 | 0 | 0 | 0 | 0 | 0 | 0 | 0 | 0 | 0 | 0 | 0 | 0 | 0 | 0 | 0 | 0 | 0 | 0 | 0 | 0 | 0 | 0 | 0 | 0 | 0 | 0 | 0 | 0 | 0 | 0 | 0 | 0 | 0 | 0 | 0 | 0 | 0 | 0 | 0 | 0 | 0 | 0 | 0 | 0 | 0 | 0 | 0 | 0 | 0 | 0 | 0 | 0 | 0 | 0 | 0 | 0 | 0 | 0 | 0 | 0 | 0 | 0 | 0 | 0 | 0 | 0 | 0 | 0
Commercial | Commercial Incentive Program | Prescriptive | Lighting Optimization - Remove 4ft Lamp from T8 System | 11 | 0 | 83.46% | 0 | 57219.134 | 13.0394 | 0 | 0 | 5608.7917 | 0 | 3360 |  | 5.4041 | 0.78862 | 9.021 | 6.298 | 12.8281 | 0.0076401 | 0.054332 | 28044.5441 | 4638.7137 | 63462.5535 | 32452.6317 | 3108.8083 | 5189.4816 |  | 0 | 57219.134 | 57219.134 | 57219.134 | 57219.134 | 57219.134 | 57219.134 | 57219.134 | 57219.134 | 57219.134 | 57219.134 | 57219.134 | 0 | 0 | 0 | 0 | 0 | 0 | 0 | 0 | 0 | 0 | 0 | 0 | 0 | 0 | 0 | 0 | 0 | 0 | 0 | 0 | 0 | 13.0394 | 13.0394 | 13.0394 | 13.0394 | 13.0394 | 13.0394 | 13.0394 | 13.0394 | 13.0394 | 13.0394 | 13.0394 | 0 | 0 | 0 | 0 | 0 | 0 | 0 | 0 | 0 | 0 | 0 | 0 | 0 | 0 | 0 | 0 | 0 | 0 | 0 | 0 | 0 | 0 | 0 | 0 | 0 | 0 | 0 | 0 | 0 | 0 | 0 | 0 | 0 | 0 | 0 | 0 | 0 | 0 | 0 | 0 | 0 | 0 | 0 | 0 | 0 | 0 | 0 | 0 | 0 | 0 | 0 | 0
Commercial | Commercial Incentive Program | Prescriptive | Lighting Optimization - Remove 8ft Lamp from T8 System | 11 | 0 | 83.46% | 0 | 118525.3489 | 27.0101 | 0 | 0 | 7478.389 | 0 | 4480 |  | 8.3957 | 0.81398 | 14.0148 | 9.7844 | 19.5978 | 0.0049178 | 0.034972 | 58092.2699 | 9608.764 | 131458.1466 | 67223.3085 | 4145.0777 | 6919.3088 |  | 0 | 118525.3489 | 118525.3489 | 118525.3489 | 118525.3489 | 118525.3489 | 118525.3489 | 118525.3489 | 118525.3489 | 118525.3489 | 118525.3489 | 118525.3489 | 0 | 0 | 0 | 0 | 0 | 0 | 0 | 0 | 0 | 0 | 0 | 0 | 0 | 0 | 0 | 0 | 0 | 0 | 0 | 0 | 0 | 27.0101 | 27.0101 | 27.0101 | 27.0101 | 27.0101 | 27.0101 | 27.0101 | 27.0101 | 27.0101 | 27.0101 | 27.0101 | 0 | 0 | 0 | 0 | 0 | 0 | 0 | 0 | 0 | 0 | 0 | 0 | 0 | 0 | 0 | 0 | 0 | 0 | 0 | 0 | 0 | 0 | 0 | 0 | 0 | 0 | 0 | 0 | 0 | 0 | 0 | 0 | 0 | 0 | 0 | 0 | 0 | 0 | 0 | 0 | 0 | 0 | 0 | 0 | 0 | 0 | 0 | 0 | 0 | 0 | 0 | 0
Commercial | Commercial Incentive Program | Prescriptive | High Bay Fluorescent Fixture w/ HE Electronic Ballast (T5 ≤4 lamps) | 15 | 0 | 83.46% | 0 | 157790.5199 | 35.958 | 0 | 0 | 31382.5252 | 0 | 18800 |  | 3.2466 | 0.7317 | 5.4195 | 3.7743 | 8.0922 | 0.012942 | 0.11024 | 94270.0099 | 15321.9663 | 217575.1082 | 111442.5661 | 17394.5226 | 29036.3852 |  | 0 | 157790.5199 | 157790.5199 | 157790.5199 | 157790.5199 | 157790.5199 | 157790.5199 | 157790.5199 | 157790.5199 | 157790.5199 | 157790.5199 | 157790.5199 | 157790.5199 | 157790.5199 | 157790.5199 | 157790.5199 | 0 | 0 | 0 | 0 | 0 | 0 | 0 | 0 | 0 | 0 | 0 | 0 | 0 | 0 | 0 | 0 | 0 | 35.958 | 35.958 | 35.958 | 35.958 | 35.958 | 35.958 | 35.958 | 35.958 | 35.958 | 35.958 | 35.958 | 35.958 | 35.958 | 35.958 | 35.958 | 0 | 0 | 0 | 0 | 0 | 0 | 0 | 0 | 0 | 0 | 0 | 0 | 0 | 0 | 0 | 0 | 0 | 0 | 0 | 0 | 0 | 0 | 0 | 0 | 0 | 0 | 0 | 0 | 0 | 0 | 0 | 0 | 0 | 0 | 0 | 0 | 0 | 0 | 0 | 0 | 0 | 0 | 0 | 0 | 0 | 0 | 0 | 0
Commercial | Commercial Incentive Program | Prescriptive | High Bay Fluorescent Fixture w/ HE Electronic Ballast (T5 >4 lamps) | 15 | 0 | 83.46% | 0 | 130348.6904 | 29.7044 | 0 | 0 | 31382.5252 | 0 | 18800 |  | 2.682 | 0.71148 | 4.477 | 3.1179 | 6.7891 | 0.015667 | 0.13345 | 77875.2255 | 12657.2765 | 179735.9589 | 92061.2502 | 17394.5226 | 29036.3852 |  | 0 | 130348.6904 | 130348.6904 | 130348.6904 | 130348.6904 | 130348.6904 | 130348.6904 | 130348.6904 | 130348.6904 | 130348.6904 | 130348.6904 | 130348.6904 | 130348.6904 | 130348.6904 | 130348.6904 | 130348.6904 | 0 | 0 | 0 | 0 | 0 | 0 | 0 | 0 | 0 | 0 | 0 | 0 | 0 | 0 | 0 | 0 | 0 | 29.7044 | 29.7044 | 29.7044 | 29.7044 | 29.7044 | 29.7044 | 29.7044 | 29.7044 | 29.7044 | 29.7044 | 29.7044 | 29.7044 | 29.7044 | 29.7044 | 29.7044 | 0 | 0 | 0 | 0 | 0 | 0 | 0 | 0 | 0 | 0 | 0 | 0 | 0 | 0 | 0 | 0 | 0 | 0 | 0 | 0 | 0 | 0 | 0 | 0 | 0 | 0 | 0 | 0 | 0 | 0 | 0 | 0 | 0 | 0 | 0 | 0 | 0 | 0 | 0 | 0 | 0 | 0 | 0 | 0 | 0 | 0 | 0 | 0
Commercial | Commercial Incentive Program | Prescriptive | High Bay Fluorescent Fixture (HP T8 ≤4 lamps) | 15 | 0 | 83.46% | 0 | 269688.9589 | 61.4579 | 0 | 0 | 82796.4494 | 0 | 49600 |  | 2.1032 | 0.68167 | 3.5109 | 2.4451 | 5.4533 | 0.019978 | 0.17017 | 161122.3591 | 26187.6642 | 371870.2774 | 190472.9742 | 45891.9319 | 76606.6334 |  | 0 | 269688.9589 | 269688.9589 | 269688.9589 | 269688.9589 | 269688.9589 | 269688.9589 | 269688.9589 | 269688.9589 | 269688.9589 | 269688.9589 | 269688.9589 | 269688.9589 | 269688.9589 | 269688.9589 | 269688.9589 | 0 | 0 | 0 | 0 | 0 | 0 | 0 | 0 | 0 | 0 | 0 | 0 | 0 | 0 | 0 | 0 | 0 | 61.4579 | 61.4579 | 61.4579 | 61.4579 | 61.4579 | 61.4579 | 61.4579 | 61.4579 | 61.4579 | 61.4579 | 61.4579 | 61.4579 | 61.4579 | 61.4579 | 61.4579 | 0 | 0 | 0 | 0 | 0 | 0 | 0 | 0 | 0 | 0 | 0 | 0 | 0 | 0 | 0 | 0 | 0 | 0 | 0 | 0 | 0 | 0 | 0 | 0 | 0 | 0 | 0 | 0 | 0 | 0 | 0 | 0 | 0 | 0 | 0 | 0 | 0 | 0 | 0 | 0 | 0 | 0 | 0 | 0 | 0 | 0 | 0 | 0
Commercial | Commercial Incentive Program | Prescriptive | High Bay Fluorescent Fixture (HP T8 >4 lamps) | 15 | 0 | 83.46% | 0 | 450688.2602 | 102.7048 | 0 | 0 | 93146.0056 | 0 | 49600 |  | 3.1243 | 0.73932 | 5.8672 | 3.6321 | 7.7433 | 0.011954 | 0.10183 | 269258.1706 | 43763.2778 | 621447.6447 | 318307.185 | 45891.9319 | 86182.4626 |  | 0 | 450688.2602 | 450688.2602 | 450688.2602 | 450688.2602 | 450688.2602 | 450688.2602 | 450688.2602 | 450688.2602 | 450688.2602 | 450688.2602 | 450688.2602 | 450688.2602 | 450688.2602 | 450688.2602 | 450688.2602 | 0 | 0 | 0 | 0 | 0 | 0 | 0 | 0 | 0 | 0 | 0 | 0 | 0 | 0 | 0 | 0 | 0 | 102.7048 | 102.7048 | 102.7048 | 102.7048 | 102.7048 | 102.7048 | 102.7048 | 102.7048 | 102.7048 | 102.7048 | 102.7048 | 102.7048 | 102.7048 | 102.7048 | 102.7048 | 0 | 0 | 0 | 0 | 0 | 0 | 0 | 0 | 0 | 0 | 0 | 0 | 0 | 0 | 0 | 0 | 0 | 0 | 0 | 0 | 0 | 0 | 0 | 0 | 0 | 0 | 0 | 0 | 0 | 0 | 0 | 0 | 0 | 0 | 0 | 0 | 0 | 0 | 0 | 0 | 0 | 0 | 0 | 0 | 0 | 0 | 0 | 0
Commercial | Commercial Incentive Program | Prescriptive | Low Wattage T8 Lamp | 10 | 0 | 83.46% | 0 | 19092.5069 | 4.3509 | 0 | 0 | 1455.615 | 0 | 872 |  | 6.4842 | 0.80247 | 10.8239 | 7.5647 | 15.2349 | 0.0063204 | 0.042258 | 8732.8148 | 1455.2246 | 19711.4734 | 10075.5907 | 806.8098 | 1346.794 |  | 0 | 19092.5069 | 19092.5069 | 19092.5069 | 19092.5069 | 19092.5069 | 19092.5069 | 19092.5069 | 19092.5069 | 19092.5069 | 19092.5069 | 0 | 0 | 0 | 0 | 0 | 0 | 0 | 0 | 0 | 0 | 0 | 0 | 0 | 0 | 0 | 0 | 0 | 0 | 0 | 0 | 0 | 0 | 4.3509 | 4.3509 | 4.3509 | 4.3509 | 4.3509 | 4.3509 | 4.3509 | 4.3509 | 4.3509 | 4.3509 | 0 | 0 | 0 | 0 | 0 | 0 | 0 | 0 | 0 | 0 | 0 | 0 | 0 | 0 | 0 | 0 | 0 | 0 | 0 | 0 | 0 | 0 | 0 | 0 | 0 | 0 | 0 | 0 | 0 | 0 | 0 | 0 | 0 | 0 | 0 | 0 | 0 | 0 | 0 | 0 | 0 | 0 | 0 | 0 | 0 | 0 | 0 | 0 | 0 | 0 | 0 | 0 | 0
Commercial | Commercial Incentive Program | Prescriptive | Omnidirectional LED Bulb (<10W) | 8 | 0 | 83.46% | 0 | 17556.9322 | 4.001 | 0 | 0 | 5950.9948 | 0 | 3720 |  | 1.2268 | 0.60249 | 1.9626 | 1.4351 | 3.3881 | 0.034218 | 0.19604 | 6754.9635 | 1146.7005 | 15213.5662 | 7769.7577 | 3441.8949 | 5506.1018 |  | 0 | 17556.9322 | 17556.9322 | 17556.9322 | 17556.9322 | 17556.9322 | 17556.9322 | 17556.9322 | 17556.9322 | 0 | 0 | 0 | 0 | 0 | 0 | 0 | 0 | 0 | 0 | 0 | 0 | 0 | 0 | 0 | 0 | 0 | 0 | 0 | 0 | 0 | 0 | 0 | 0 | 4.001 | 4.001 | 4.001 | 4.001 | 4.001 | 4.001 | 4.001 | 4.001 | 0 | 0 | 0 | 0 | 0 | 0 | 0 | 0 | 0 | 0 | 0 | 0 | 0 | 0 | 0 | 0 | 0 | 0 | 0 | 0 | 0 | 0 | 0 | 0 | 0 | 0 | 0 | 0 | 0 | 0 | 0 | 0 | 0 | 0 | 0 | 0 | 0 | 0 | 0 | 0 | 0 | 0 | 0 | 0 | 0 | 0 | 0 | 0 | 0 | 0 | 0 | 0 | 0 | 0 | 0
Commercial | Commercial Incentive Program | Prescriptive | Omnidirectional LED Bulb (≥10W) | 8 | 0 | 83.46% | 0 | 27059.3955 | 6.1664 | 0 | 0 | 8020.906 | 0 | 4960 |  | 1.4029 | 0.62852 | 2.2686 | 1.641 | 3.7779 | 0.029602 | 0.1696 | 10411.0005 | 1767.3374 | 23447.7129 | 11975.0389 | 4589.1932 | 7421.2676 |  | 0 | 27059.3955 | 27059.3955 | 27059.3955 | 27059.3955 | 27059.3955 | 27059.3955 | 27059.3955 | 27059.3955 | 0 | 0 | 0 | 0 | 0 | 0 | 0 | 0 | 0 | 0 | 0 | 0 | 0 | 0 | 0 | 0 | 0 | 0 | 0 | 0 | 0 | 0 | 0 | 0 | 6.1664 | 6.1664 | 6.1664 | 6.1664 | 6.1664 | 6.1664 | 6.1664 | 6.1664 | 0 | 0 | 0 | 0 | 0 | 0 | 0 | 0 | 0 | 0 | 0 | 0 | 0 | 0 | 0 | 0 | 0 | 0 | 0 | 0 | 0 | 0 | 0 | 0 | 0 | 0 | 0 | 0 | 0 | 0 | 0 | 0 | 0 | 0 | 0 | 0 | 0 | 0 | 0 | 0 | 0 | 0 | 0 | 0 | 0 | 0 | 0 | 0 | 0 | 0 | 0 | 0 | 0 | 0 | 0
Commercial | Commercial Incentive Program | Prescriptive | Directional LED Bulb (<15W) | 11 | 0 | 83.46% | 0 | 29864.8847 | 6.8057 | 0 | 0 | 8279.6449 | 0 | 4960 |  | 1.9107 | 0.67995 | 3.1896 | 2.2268 | 4.9229 | 0.021608 | 0.15367 | 14637.535 | 2421.1245 | 33123.5675 | 16938.2868 | 4589.1932 | 7660.6633 |  | 0 | 29864.8847 | 29864.8847 | 29864.8847 | 29864.8847 | 29864.8847 | 29864.8847 | 29864.8847 | 29864.8847 | 29864.8847 | 29864.8847 | 29864.8847 | 0 | 0 | 0 | 0 | 0 | 0 | 0 | 0 | 0 | 0 | 0 | 0 | 0 | 0 | 0 | 0 | 0 | 0 | 0 | 0 | 0 | 6.8057 | 6.8057 | 6.8057 | 6.8057 | 6.8057 | 6.8057 | 6.8057 | 6.8057 | 6.8057 | 6.8057 | 6.8057 | 0 | 0 | 0 | 0 | 0 | 0 | 0 | 0 | 0 | 0 | 0 | 0 | 0 | 0 | 0 | 0 | 0 | 0 | 0 | 0 | 0 | 0 | 0 | 0 | 0 | 0 | 0 | 0 | 0 | 0 | 0 | 0 | 0 | 0 | 0 | 0 | 0 | 0 | 0 | 0 | 0 | 0 | 0 | 0 | 0 | 0 | 0 | 0 | 0 | 0 | 0 | 0
Commercial | Commercial Incentive Program | Prescriptive | Directional LED Bulb (≥15W) | 11 | 0 | 83.46% | 0 | 47964.8148 | 10.9304 | 0 | 0 | 10349.5562 | 0 | 6200 |  | 2.455 | 0.71368 | 4.0981 | 2.8611 | 6.1546 | 0.016818 | 0.1196 | 23508.7683 | 3888.4727 | 53198.4568 | 27203.9152 | 5736.4915 | 9575.8292 |  | 0 | 47964.8148 | 47964.8148 | 47964.8148 | 47964.8148 | 47964.8148 | 47964.8148 | 47964.8148 | 47964.8148 | 47964.8148 | 47964.8148 | 47964.8148 | 0 | 0 | 0 | 0 | 0 | 0 | 0 | 0 | 0 | 0 | 0 | 0 | 0 | 0 | 0 | 0 | 0 | 0 | 0 | 0 | 0 | 10.9304 | 10.9304 | 10.9304 | 10.9304 | 10.9304 | 10.9304 | 10.9304 | 10.9304 | 10.9304 | 10.9304 | 10.9304 | 0 | 0 | 0 | 0 | 0 | 0 | 0 | 0 | 0 | 0 | 0 | 0 | 0 | 0 | 0 | 0 | 0 | 0 | 0 | 0 | 0 | 0 | 0 | 0 | 0 | 0 | 0 | 0 | 0 | 0 | 0 | 0 | 0 | 0 | 0 | 0 | 0 | 0 | 0 | 0 | 0 | 0 | 0 | 0 | 0 | 0 | 0 | 0 | 0 | 0 | 0 | 0
Commercial | Commercial Incentive Program | Prescriptive | LED High & Low-Bay Fixture | 11 | 0 | 83.46% | 0 | 397462.7882 | 90.5756 | 0 | 0 | 134878.0869 | 0 | 80800 |  | 1.561 | 0.64895 | 2.6058 | 1.8192 | 4.1315 | 0.02645 | 0.18809 | 194806.5606 | 32222.0198 | 440831.6192 | 225426.5765 | 74759.4375 | 124794.677 |  | 0 | 397462.7882 | 397462.7882 | 397462.7882 | 397462.7882 | 397462.7882 | 397462.7882 | 397462.7882 | 397462.7882 | 397462.7882 | 397462.7882 | 397462.7882 | 0 | 0 | 0 | 0 | 0 | 0 | 0 | 0 | 0 | 0 | 0 | 0 | 0 | 0 | 0 | 0 | 0 | 0 | 0 | 0 | 0 | 90.5756 | 90.5756 | 90.5756 | 90.5756 | 90.5756 | 90.5756 | 90.5756 | 90.5756 | 90.5756 | 90.5756 | 90.5756 | 0 | 0 | 0 | 0 | 0 | 0 | 0 | 0 | 0 | 0 | 0 | 0 | 0 | 0 | 0 | 0 | 0 | 0 | 0 | 0 | 0 | 0 | 0 | 0 | 0 | 0 | 0 | 0 | 0 | 0 | 0 | 0 | 0 | 0 | 0 | 0 | 0 | 0 | 0 | 0 | 0 | 0 | 0 | 0 | 0 | 0 | 0 | 0 | 0 | 0 | 0 | 0
Commercial | Commercial Incentive Program | Prescriptive | LED Wall Mounted Area Lights (<30W) | 10 | 0 | 83.46% | 0 | 18281.4233 | 0 | 0 | 0 | 4173.2081 | 0 | 2000 |  | 1.6717 | 0.5614 | 3.4883 | 2.0326 | 5.3674 | 0.01514 | 0.10122 | 6454.9612 | 1393.4041 | 18874.0949 | 9647.5617 | 1850.4811 | 3861.2214 |  | 0 | 18281.4233 | 18281.4233 | 18281.4233 | 18281.4233 | 18281.4233 | 18281.4233 | 18281.4233 | 18281.4233 | 18281.4233 | 18281.4233 | 0 | 0 | 0 | 0 | 0 | 0 | 0 | 0 | 0 | 0 | 0 | 0 | 0 | 0 | 0 | 0 | 0 | 0 | 0 | 0 | 0 | 0 | 0 | 0 | 0 | 0 | 0 | 0 | 0 | 0 | 0 | 0 | 0 | 0 | 0 | 0 | 0 | 0 | 0 | 0 | 0 | 0 | 0 | 0 | 0 | 0 | 0 | 0 | 0 | 0 | 0 | 0 | 0 | 0 | 0 | 0 | 0 | 0 | 0 | 0 | 0 | 0 | 0 | 0 | 0 | 0 | 0 | 0 | 0 | 0 | 0 | 0 | 0 | 0 | 0 | 0 | 0 | 0 | 0 | 0 | 0 | 0 | 0 | 0 | 0
Commercial | Commercial Incentive Program | Prescriptive | LED Wall Mounted Area Lights (30-75W) | 10 | 0 | 83.46% | 0 | 22553.4304 | 0 | 0 | 0 | 8346.4163 | 0 | 4000 |  | 1.0312 | 0.51037 | 2.1517 | 1.2538 | 3.4944 | 0.024544 | 0.1641 | 7963.358 | 1719.0151 | 23284.5977 | 11902.0061 | 3700.9623 | 7722.4429 |  | 0 | 22553.4304 | 22553.4304 | 22553.4304 | 22553.4304 | 22553.4304 | 22553.4304 | 22553.4304 | 22553.4304 | 22553.4304 | 22553.4304 | 0 | 0 | 0 | 0 | 0 | 0 | 0 | 0 | 0 | 0 | 0 | 0 | 0 | 0 | 0 | 0 | 0 | 0 | 0 | 0 | 0 | 0 | 0 | 0 | 0 | 0 | 0 | 0 | 0 | 0 | 0 | 0 | 0 | 0 | 0 | 0 | 0 | 0 | 0 | 0 | 0 | 0 | 0 | 0 | 0 | 0 | 0 | 0 | 0 | 0 | 0 | 0 | 0 | 0 | 0 | 0 | 0 | 0 | 0 | 0 | 0 | 0 | 0 | 0 | 0 | 0 | 0 | 0 | 0 | 0 | 0 | 0 | 0 | 0 | 0 | 0 | 0 | 0 | 0 | 0 | 0 | 0 | 0 | 0 | 0
Commercial | Commercial Incentive Program | Prescriptive | LED Wall Mounted Area Lights (≥75W) | 10 | 0 | 83.46% | 0 | 42304.9776 | 0 | 0 | 0 | 12519.6244 | 0 | 6000 |  | 1.2895 | 0.53584 | 2.6907 | 1.5679 | 4.2498 | 0.019627 | 0.13122 | 14937.4032 | 3224.4715 | 43676.477 | 22325.3888 | 5551.4434 | 11583.6643 |  | 0 | 42304.9776 | 42304.9776 | 42304.9776 | 42304.9776 | 42304.9776 | 42304.9776 | 42304.9776 | 42304.9776 | 42304.9776 | 42304.9776 | 0 | 0 | 0 | 0 | 0 | 0 | 0 | 0 | 0 | 0 | 0 | 0 | 0 | 0 | 0 | 0 | 0 | 0 | 0 | 0 | 0 | 0 | 0 | 0 | 0 | 0 | 0 | 0 | 0 | 0 | 0 | 0 | 0 | 0 | 0 | 0 | 0 | 0 | 0 | 0 | 0 | 0 | 0 | 0 | 0 | 0 | 0 | 0 | 0 | 0 | 0 | 0 | 0 | 0 | 0 | 0 | 0 | 0 | 0 | 0 | 0 | 0 | 0 | 0 | 0 | 0 | 0 | 0 | 0 | 0 | 0 | 0 | 0 | 0 | 0 | 0 | 0 | 0 | 0 | 0 | 0 | 0 | 0 | 0 | 0
Commercial | Commercial Incentive Program | Prescriptive | LED Flood Light (<15W) | 10 | 0 | 83.46% | 0 | 14502.34 | 0 | 0 | 0 | 2278.5716 | 0 | 1170 |  | 2.4289 | 0.58617 | 4.7302 | 2.9532 | 7.6154 | 0.011165 | 0.074645 | 5120.6102 | 1105.3636 | 14972.4963 | 7653.2455 | 1082.5315 | 2108.2269 |  | 0 | 14502.34 | 14502.34 | 14502.34 | 14502.34 | 14502.34 | 14502.34 | 14502.34 | 14502.34 | 14502.34 | 14502.34 | 0 | 0 | 0 | 0 | 0 | 0 | 0 | 0 | 0 | 0 | 0 | 0 | 0 | 0 | 0 | 0 | 0 | 0 | 0 | 0 | 0 | 0 | 0 | 0 | 0 | 0 | 0 | 0 | 0 | 0 | 0 | 0 | 0 | 0 | 0 | 0 | 0 | 0 | 0 | 0 | 0 | 0 | 0 | 0 | 0 | 0 | 0 | 0 | 0 | 0 | 0 | 0 | 0 | 0 | 0 | 0 | 0 | 0 | 0 | 0 | 0 | 0 | 0 | 0 | 0 | 0 | 0 | 0 | 0 | 0 | 0 | 0 | 0 | 0 | 0 | 0 | 0 | 0 | 0 | 0 | 0 | 0 | 0 | 0 | 0
Commercial | Commercial Incentive Program | Prescriptive | LED Flood Light (≥15W) | 10 | 0 | 83.46% | 0 | 16256.1114 | 0 | 0 | 0 | 2929.5921 | 0 | 1560 |  | 2.1176 | 0.57272 | 3.9767 | 2.5747 | 6.7242 | 0.01328 | 0.08879 | 5739.8468 | 1239.0355 | 16783.1238 | 8578.7542 | 1443.3753 | 2710.5775 |  | 0 | 16256.1114 | 16256.1114 | 16256.1114 | 16256.1114 | 16256.1114 | 16256.1114 | 16256.1114 | 16256.1114 | 16256.1114 | 16256.1114 | 0 | 0 | 0 | 0 | 0 | 0 | 0 | 0 | 0 | 0 | 0 | 0 | 0 | 0 | 0 | 0 | 0 | 0 | 0 | 0 | 0 | 0 | 0 | 0 | 0 | 0 | 0 | 0 | 0 | 0 | 0 | 0 | 0 | 0 | 0 | 0 | 0 | 0 | 0 | 0 | 0 | 0 | 0 | 0 | 0 | 0 | 0 | 0 | 0 | 0 | 0 | 0 | 0 | 0 | 0 | 0 | 0 | 0 | 0 | 0 | 0 | 0 | 0 | 0 | 0 | 0 | 0 | 0 | 0 | 0 | 0 | 0 | 0 | 0 | 0 | 0 | 0 | 0 | 0 | 0 | 0 | 0 | 0 | 0 | 0
Commercial | Commercial Incentive Program | Prescriptive | LED Exit Sign | 16 | 0 | 83.46% | 0 | 12932.2083 | 1.4959 | 0 | 0 | 4657.3003 | 0 | 2790 |  | 1.6399 | 0.58352 | 2.7375 | 1.9412 | 4.9147 | 0.022667 | 0.19961 | 7066.6425 | 1298.2847 | 18596.5697 | 9528.8725 | 2581.4212 | 4309.1231 |  | 0 | 12932.2083 | 12932.2083 | 12932.2083 | 12932.2083 | 12932.2083 | 12932.2083 | 12932.2083 | 12932.2083 | 12932.2083 | 12932.2083 | 12932.2083 | 12932.2083 | 12932.2083 | 12932.2083 | 12932.2083 | 12932.2083 | 0 | 0 | 0 | 0 | 0 | 0 | 0 | 0 | 0 | 0 | 0 | 0 | 0 | 0 | 0 | 0 | 1.4959 | 1.4959 | 1.4959 | 1.4959 | 1.4959 | 1.4959 | 1.4959 | 1.4959 | 1.4959 | 1.4959 | 1.4959 | 1.4959 | 1.4959 | 1.4959 | 1.4959 | 1.4959 | 0 | 0 | 0 | 0 | 0 | 0 | 0 | 0 | 0 | 0 | 0 | 0 | 0 | 0 | 0 | 0 | 0 | 0 | 0 | 0 | 0 | 0 | 0 | 0 | 0 | 0 | 0 | 0 | 0 | 0 | 0 | 0 | 0 | 0 | 0 | 0 | 0 | 0 | 0 | 0 | 0 | 0 | 0 | 0 | 0 | 0 | 0
Commercial | Commercial Incentive Program | Prescriptive | Photocell Occupancy Sensor | 8 | 0 | 83.46% | 0 | 18576.0167 | 4.2332 | 0 | 0 | 1762.7631 | 0 | 960 |  | 4.3821 | 0.78462 | 8.0464 | 5.1259 | 10.4139 | 0.008346 | 0.047816 | 7147.0524 | 1213.2602 | 16096.631 | 8220.7498 | 888.2309 | 1630.9799 |  | 0 | 18576.0167 | 18576.0167 | 18576.0167 | 18576.0167 | 18576.0167 | 18576.0167 | 18576.0167 | 18576.0167 | 0 | 0 | 0 | 0 | 0 | 0 | 0 | 0 | 0 | 0 | 0 | 0 | 0 | 0 | 0 | 0 | 0 | 0 | 0 | 0 | 0 | 0 | 0 | 0 | 4.2332 | 4.2332 | 4.2332 | 4.2332 | 4.2332 | 4.2332 | 4.2332 | 4.2332 | 0 | 0 | 0 | 0 | 0 | 0 | 0 | 0 | 0 | 0 | 0 | 0 | 0 | 0 | 0 | 0 | 0 | 0 | 0 | 0 | 0 | 0 | 0 | 0 | 0 | 0 | 0 | 0 | 0 | 0 | 0 | 0 | 0 | 0 | 0 | 0 | 0 | 0 | 0 | 0 | 0 | 0 | 0 | 0 | 0 | 0 | 0 | 0 | 0 | 0 | 0 | 0 | 0 | 0 | 0
Commercial | Commercial Incentive Program | Prescriptive | Wall-Mount Occupancy Sensor | 8 | 0 | 83.46% | 0 | 12261.243 | 2.7941 | 0 | 0 | 1121.7583 | 0 | 640 |  | 4.5452 | 0.78385 | 7.9666 | 5.3168 | 10.8073 | 0.0084295 | 0.048295 | 4717.467 | 800.8218 | 10624.7054 | 5426.1693 | 592.154 | 1037.8963 |  | 0 | 12261.243 | 12261.243 | 12261.243 | 12261.243 | 12261.243 | 12261.243 | 12261.243 | 12261.243 | 0 | 0 | 0 | 0 | 0 | 0 | 0 | 0 | 0 | 0 | 0 | 0 | 0 | 0 | 0 | 0 | 0 | 0 | 0 | 0 | 0 | 0 | 0 | 0 | 2.7941 | 2.7941 | 2.7941 | 2.7941 | 2.7941 | 2.7941 | 2.7941 | 2.7941 | 0 | 0 | 0 | 0 | 0 | 0 | 0 | 0 | 0 | 0 | 0 | 0 | 0 | 0 | 0 | 0 | 0 | 0 | 0 | 0 | 0 | 0 | 0 | 0 | 0 | 0 | 0 | 0 | 0 | 0 | 0 | 0 | 0 | 0 | 0 | 0 | 0 | 0 | 0 | 0 | 0 | 0 | 0 | 0 | 0 | 0 | 0 | 0 | 0 | 0 | 0 | 0 | 0 | 0 | 0
Commercial | Commercial Incentive Program | Prescriptive | Air Cooled Chiller (<150 Tons) | 20 | 0 | 83.46% | 0 | 8543.0836 | 6.993 | 0 | 0 | 7949.9615 | 0 | 3750 |  | 1.3099 | 0.90172 | 2.777 | 1.4391 | 2.3834 | 0.041612 | 0.40614 | 9635.169 | 950.5349 | 14061.6733 | 7215.7259 | 3469.6521 | 7355.6268 |  | 0 | 8543.0836 | 8543.0836 | 8543.0836 | 8543.0836 | 8543.0836 | 8543.0836 | 8543.0836 | 8543.0836 | 8543.0836 | 8543.0836 | 8543.0836 | 8543.0836 | 8543.0836 | 8543.0836 | 8543.0836 | 8543.0836 | 8543.0836 | 8543.0836 | 8543.0836 | 8543.0836 | 0 | 0 | 0 | 0 | 0 | 0 | 0 | 0 | 0 | 0 | 0 | 0 | 6.993 | 6.993 | 6.993 | 6.993 | 6.993 | 6.993 | 6.993 | 6.993 | 6.993 | 6.993 | 6.993 | 6.993 | 6.993 | 6.993 | 6.993 | 6.993 | 6.993 | 6.993 | 6.993 | 6.993 | 0 | 0 | 0 | 0 | 0 | 0 | 0 | 0 | 0 | 0 | 0 | 0 | 0 | 0 | 0 | 0 | 0 | 0 | 0 | 0 | 0 | 0 | 0 | 0 | 0 | 0 | 0 | 0 | 0 | 0 | 0 | 0 | 0 | 0 | 0 | 0 | 0 | 0 | 0 | 0 | 0 | 0 | 0
Commercial | Commercial Incentive Program | Prescriptive | Air Cooled Chiller (≥150 Tons) | 20 | 0 | 83.46% | 0 | 22414.456 | 18.6479 | 0 | 0 | 21199.8973 | 0 | 10000 |  | 1.3001 | 0.90481 | 2.7562 | 1.4272 | 2.3526 | 0.042294 | 0.41279 | 25501.5448 | 2493.9147 | 36893.5585 | 18931.8726 | 9252.4056 | 19615.0049 |  | 0 | 22414.456 | 22414.456 | 22414.456 | 22414.456 | 22414.456 | 22414.456 | 22414.456 | 22414.456 | 22414.456 | 22414.456 | 22414.456 | 22414.456 | 22414.456 | 22414.456 | 22414.456 | 22414.456 | 22414.456 | 22414.456 | 22414.456 | 22414.456 | 0 | 0 | 0 | 0 | 0 | 0 | 0 | 0 | 0 | 0 | 0 | 0 | 18.6479 | 18.6479 | 18.6479 | 18.6479 | 18.6479 | 18.6479 | 18.6479 | 18.6479 | 18.6479 | 18.6479 | 18.6479 | 18.6479 | 18.6479 | 18.6479 | 18.6479 | 18.6479 | 18.6479 | 18.6479 | 18.6479 | 18.6479 | 0 | 0 | 0 | 0 | 0 | 0 | 0 | 0 | 0 | 0 | 0 | 0 | 0 | 0 | 0 | 0 | 0 | 0 | 0 | 0 | 0 | 0 | 0 | 0 | 0 | 0 | 0 | 0 | 0 | 0 | 0 | 0 | 0 | 0 | 0 | 0 | 0 | 0 | 0 | 0 | 0 | 0 | 0
Commercial | Commercial Incentive Program | Prescriptive | Water Cooled Chiller, Rotary Screw & Roll (<75 Tons) | 20 | 0 | 83.46% | 0 | 5873.37 | 3.1819 | 0 | 0 | 5341.7064 | 0 | 2500 |  | 1.0975 | 0.74571 | 2.345 | 1.2297 | 2.424 | 0.040351 | 0.39383 | 5424.2008 | 653.4927 | 9667.4004 | 4960.8116 | 2313.1014 | 4942.3634 |  | 0 | 5873.37 | 5873.37 | 5873.37 | 5873.37 | 5873.37 | 5873.37 | 5873.37 | 5873.37 | 5873.37 | 5873.37 | 5873.37 | 5873.37 | 5873.37 | 5873.37 | 5873.37 | 5873.37 | 5873.37 | 5873.37 | 5873.37 | 5873.37 | 0 | 0 | 0 | 0 | 0 | 0 | 0 | 0 | 0 | 0 | 0 | 0 | 3.1819 | 3.1819 | 3.1819 | 3.1819 | 3.1819 | 3.1819 | 3.1819 | 3.1819 | 3.1819 | 3.1819 | 3.1819 | 3.1819 | 3.1819 | 3.1819 | 3.1819 | 3.1819 | 3.1819 | 3.1819 | 3.1819 | 3.1819 | 0 | 0 | 0 | 0 | 0 | 0 | 0 | 0 | 0 | 0 | 0 | 0 | 0 | 0 | 0 | 0 | 0 | 0 | 0 | 0 | 0 | 0 | 0 | 0 | 0 | 0 | 0 | 0 | 0 | 0 | 0 | 0 | 0 | 0 | 0 | 0 | 0 | 0 | 0 | 0 | 0 | 0 | 0
Commercial | Commercial Incentive Program | Prescriptive | Water Cooled Chiller, Rotary Screw & Roll (75 < 150 Tons) | 20 | 0 | 83.46% | 0 | 11485.7013 | 6.2822 | 0 | 0 | 10683.4128 | 0 | 5000 |  | 1.0776 | 0.74344 | 2.3024 | 1.2069 | 2.3806 | 0.041268 | 0.40278 | 10651.4858 | 1277.9413 | 18905.1385 | 9701.1426 | 4626.2028 | 9884.7269 |  | 0 | 11485.7013 | 11485.7013 | 11485.7013 | 11485.7013 | 11485.7013 | 11485.7013 | 11485.7013 | 11485.7013 | 11485.7013 | 11485.7013 | 11485.7013 | 11485.7013 | 11485.7013 | 11485.7013 | 11485.7013 | 11485.7013 | 11485.7013 | 11485.7013 | 11485.7013 | 11485.7013 | 0 | 0 | 0 | 0 | 0 | 0 | 0 | 0 | 0 | 0 | 0 | 0 | 6.2822 | 6.2822 | 6.2822 | 6.2822 | 6.2822 | 6.2822 | 6.2822 | 6.2822 | 6.2822 | 6.2822 | 6.2822 | 6.2822 | 6.2822 | 6.2822 | 6.2822 | 6.2822 | 6.2822 | 6.2822 | 6.2822 | 6.2822 | 0 | 0 | 0 | 0 | 0 | 0 | 0 | 0 | 0 | 0 | 0 | 0 | 0 | 0 | 0 | 0 | 0 | 0 | 0 | 0 | 0 | 0 | 0 | 0 | 0 | 0 | 0 | 0 | 0 | 0 | 0 | 0 | 0 | 0 | 0 | 0 | 0 | 0 | 0 | 0 | 0 | 0 | 0
Commercial | Commercial Incentive Program | Prescriptive | Water Cooled Chiller, Rotary Screw & Roll (150 < 300 Tons) | 20 | 0 | 83.46% | 0 | 0 | 0 | 0 | 0 | 0 | 0 | 0 |  | n/a | n/a | n/a | n/a | n/a | 0 | 0 | 0 | 0 | 0 | 0 | 0 | 0 |  | 0 | 0 | 0 | 0 | 0 | 0 | 0 | 0 | 0 | 0 | 0 | 0 | 0 | 0 | 0 | 0 | 0 | 0 | 0 | 0 | 0 | 0 | 0 | 0 | 0 | 0 | 0 | 0 | 0 | 0 | 0 | 0 | 0 | 0 | 0 | 0 | 0 | 0 | 0 | 0 | 0 | 0 | 0 | 0 | 0 | 0 | 0 | 0 | 0 | 0 | 0 | 0 | 0 | 0 | 0 | 0 | 0 | 0 | 0 | 0 | 0 | 0 | 0 | 0 | 0 | 0 | 0 | 0 | 0 | 0 | 0 | 0 | 0 | 0 | 0 | 0 | 0 | 0 | 0 | 0 | 0 | 0 | 0 | 0 | 0 | 0 | 0 | 0 | 0 | 0 | 0 | 0 | 0 | 0 | 0 | 0
Commercial | Commercial Incentive Program | Prescriptive | Water Cooled Chiller, Rotary Screw & Roll (≥300 Tons) | 20 | 0 | 83.46% | 0 | 0 | 0 | 0 | 0 | 0 | 0 | 0 |  | n/a | n/a | n/a | n/a | n/a | 0 | 0 | 0 | 0 | 0 | 0 | 0 | 0 |  | 0 | 0 | 0 | 0 | 0 | 0 | 0 | 0 | 0 | 0 | 0 | 0 | 0 | 0 | 0 | 0 | 0 | 0 | 0 | 0 | 0 | 0 | 0 | 0 | 0 | 0 | 0 | 0 | 0 | 0 | 0 | 0 | 0 | 0 | 0 | 0 | 0 | 0 | 0 | 0 | 0 | 0 | 0 | 0 | 0 | 0 | 0 | 0 | 0 | 0 | 0 | 0 | 0 | 0 | 0 | 0 | 0 | 0 | 0 | 0 | 0 | 0 | 0 | 0 | 0 | 0 | 0 | 0 | 0 | 0 | 0 | 0 | 0 | 0 | 0 | 0 | 0 | 0 | 0 | 0 | 0 | 0 | 0 | 0 | 0 | 0 | 0 | 0 | 0 | 0 | 0 | 0 | 0 | 0 | 0 | 0
Commercial | Commercial Incentive Program | Prescriptive | Water Cooled Chiller, Centrifugal (<300 Tons) | 20 | 0 | 83.46% | 0 | 37393.789 | 7.7099 | 0 | 0 | 6009.4197 | 0 | 3750 |  | 4.5453 | 0.72097 | 7.2839 | 5.2936 | 11.6937 | 0.0095069 | 0.092787 | 25272.5642 | 4160.5704 | 61549.1157 | 31583.8337 | 3469.6521 | 5560.1589 |  | 0 | 37393.789 | 37393.789 | 37393.789 | 37393.789 | 37393.789 | 37393.789 | 37393.789 | 37393.789 | 37393.789 | 37393.789 | 37393.789 | 37393.789 | 37393.789 | 37393.789 | 37393.789 | 37393.789 | 37393.789 | 37393.789 | 37393.789 | 37393.789 | 0 | 0 | 0 | 0 | 0 | 0 | 0 | 0 | 0 | 0 | 0 | 0 | 7.7099 | 7.7099 | 7.7099 | 7.7099 | 7.7099 | 7.7099 | 7.7099 | 7.7099 | 7.7099 | 7.7099 | 7.7099 | 7.7099 | 7.7099 | 7.7099 | 7.7099 | 7.7099 | 7.7099 | 7.7099 | 7.7099 | 7.7099 | 0 | 0 | 0 | 0 | 0 | 0 | 0 | 0 | 0 | 0 | 0 | 0 | 0 | 0 | 0 | 0 | 0 | 0 | 0 | 0 | 0 | 0 | 0 | 0 | 0 | 0 | 0 | 0 | 0 | 0 | 0 | 0 | 0 | 0 | 0 | 0 | 0 | 0 | 0 | 0 | 0 | 0 | 0
Commercial | Commercial Incentive Program | Prescriptive | Water Cooled Chiller, Centrifugal (300 < 600 Tons) | 20 | 0 | 83.46% | 0 | 0 | 0 | 0 | 0 | 0 | 0 | 0 |  | n/a | n/a | n/a | n/a | n/a | 0 | 0 | 0 | 0 | 0 | 0 | 0 | 0 |  | 0 | 0 | 0 | 0 | 0 | 0 | 0 | 0 | 0 | 0 | 0 | 0 | 0 | 0 | 0 | 0 | 0 | 0 | 0 | 0 | 0 | 0 | 0 | 0 | 0 | 0 | 0 | 0 | 0 | 0 | 0 | 0 | 0 | 0 | 0 | 0 | 0 | 0 | 0 | 0 | 0 | 0 | 0 | 0 | 0 | 0 | 0 | 0 | 0 | 0 | 0 | 0 | 0 | 0 | 0 | 0 | 0 | 0 | 0 | 0 | 0 | 0 | 0 | 0 | 0 | 0 | 0 | 0 | 0 | 0 | 0 | 0 | 0 | 0 | 0 | 0 | 0 | 0 | 0 | 0 | 0 | 0 | 0 | 0 | 0 | 0 | 0 | 0 | 0 | 0 | 0 | 0 | 0 | 0 | 0 | 0
Commercial | Commercial Incentive Program | Prescriptive | Water Cooled Chiller, Centrifugal (≥600 Tons) | 20 | 0 | 83.46% | 0 | 0 | 0 | 0 | 0 | 0 | 0 | 0 |  | n/a | n/a | n/a | n/a | n/a | 0 | 0 | 0 | 0 | 0 | 0 | 0 | 0 |  | 0 | 0 | 0 | 0 | 0 | 0 | 0 | 0 | 0 | 0 | 0 | 0 | 0 | 0 | 0 | 0 | 0 | 0 | 0 | 0 | 0 | 0 | 0 | 0 | 0 | 0 | 0 | 0 | 0 | 0 | 0 | 0 | 0 | 0 | 0 | 0 | 0 | 0 | 0 | 0 | 0 | 0 | 0 | 0 | 0 | 0 | 0 | 0 | 0 | 0 | 0 | 0 | 0 | 0 | 0 | 0 | 0 | 0 | 0 | 0 | 0 | 0 | 0 | 0 | 0 | 0 | 0 | 0 | 0 | 0 | 0 | 0 | 0 | 0 | 0 | 0 | 0 | 0 | 0 | 0 | 0 | 0 | 0 | 0 | 0 | 0 | 0 | 0 | 0 | 0 | 0 | 0 | 0 | 0 | 0 | 0
Commercial | Commercial Incentive Program | Prescriptive | Air Source Heat Pump (<65 kBtuh) | 15 | 0 | 83.46% | 0 | 2895.1896 | 1.1835 | 0 | 0 | 1669.2833 | 0 | 1000 |  | 1.3315 | 0.69241 | 2.2226 | 1.5135 | 3.1838 | 0.037519 | 0.31958 | 2056.4758 | 281.1322 | 3992.1358 | 2044.7829 | 925.2406 | 1544.4886 |  | 0 | 2895.1896 | 2895.1896 | 2895.1896 | 2895.1896 | 2895.1896 | 2895.1896 | 2895.1896 | 2895.1896 | 2895.1896 | 2895.1896 | 2895.1896 | 2895.1896 | 2895.1896 | 2895.1896 | 2895.1896 | 0 | 0 | 0 | 0 | 0 | 0 | 0 | 0 | 0 | 0 | 0 | 0 | 0 | 0 | 0 | 0 | 0 | 1.1835 | 1.1835 | 1.1835 | 1.1835 | 1.1835 | 1.1835 | 1.1835 | 1.1835 | 1.1835 | 1.1835 | 1.1835 | 1.1835 | 1.1835 | 1.1835 | 1.1835 | 0 | 0 | 0 | 0 | 0 | 0 | 0 | 0 | 0 | 0 | 0 | 0 | 0 | 0 | 0 | 0 | 0 | 0 | 0 | 0 | 0 | 0 | 0 | 0 | 0 | 0 | 0 | 0 | 0 | 0 | 0 | 0 | 0 | 0 | 0 | 0 | 0 | 0 | 0 | 0 | 0 | 0 | 0 | 0 | 0 | 0 | 0 | 0
Commercial | Commercial Incentive Program | Prescriptive | Air Source Heat Pump (65<135 kBtuh) | 15 | 0 | 83.46% | 0 | 0 | 0 | 0 | 0 | 0 | 0 | 0 |  | n/a | n/a | n/a | n/a | n/a | 0 | 0 | 0 | 0 | 0 | 0 | 0 | 0 |  | 0 | 0 | 0 | 0 | 0 | 0 | 0 | 0 | 0 | 0 | 0 | 0 | 0 | 0 | 0 | 0 | 0 | 0 | 0 | 0 | 0 | 0 | 0 | 0 | 0 | 0 | 0 | 0 | 0 | 0 | 0 | 0 | 0 | 0 | 0 | 0 | 0 | 0 | 0 | 0 | 0 | 0 | 0 | 0 | 0 | 0 | 0 | 0 | 0 | 0 | 0 | 0 | 0 | 0 | 0 | 0 | 0 | 0 | 0 | 0 | 0 | 0 | 0 | 0 | 0 | 0 | 0 | 0 | 0 | 0 | 0 | 0 | 0 | 0 | 0 | 0 | 0 | 0 | 0 | 0 | 0 | 0 | 0 | 0 | 0 | 0 | 0 | 0 | 0 | 0 | 0 | 0 | 0 | 0 | 0 | 0
Commercial | Commercial Incentive Program | Prescriptive | Air Source Heat Pump (135<240 kBtuh) | 15 | 0 | 83.46% | 0 | 0 | 0 | 0 | 0 | 0 | 0 | 0 |  | n/a | n/a | n/a | n/a | n/a | 0 | 0 | 0 | 0 | 0 | 0 | 0 | 0 |  | 0 | 0 | 0 | 0 | 0 | 0 | 0 | 0 | 0 | 0 | 0 | 0 | 0 | 0 | 0 | 0 | 0 | 0 | 0 | 0 | 0 | 0 | 0 | 0 | 0 | 0 | 0 | 0 | 0 | 0 | 0 | 0 | 0 | 0 | 0 | 0 | 0 | 0 | 0 | 0 | 0 | 0 | 0 | 0 | 0 | 0 | 0 | 0 | 0 | 0 | 0 | 0 | 0 | 0 | 0 | 0 | 0 | 0 | 0 | 0 | 0 | 0 | 0 | 0 | 0 | 0 | 0 | 0 | 0 | 0 | 0 | 0 | 0 | 0 | 0 | 0 | 0 | 0 | 0 | 0 | 0 | 0 | 0 | 0 | 0 | 0 | 0 | 0 | 0 | 0 | 0 | 0 | 0 | 0 | 0 | 0
Commercial | Commercial Incentive Program | Prescriptive | Air Source Heat Pump (≥240 kBtuh) | 15 | 0 | 83.46% | 0 | 0 | 0 | 0 | 0 | 0 | 0 | 0 |  | n/a | n/a | n/a | n/a | n/a | 0 | 0 | 0 | 0 | 0 | 0 | 0 | 0 |  | 0 | 0 | 0 | 0 | 0 | 0 | 0 | 0 | 0 | 0 | 0 | 0 | 0 | 0 | 0 | 0 | 0 | 0 | 0 | 0 | 0 | 0 | 0 | 0 | 0 | 0 | 0 | 0 | 0 | 0 | 0 | 0 | 0 | 0 | 0 | 0 | 0 | 0 | 0 | 0 | 0 | 0 | 0 | 0 | 0 | 0 | 0 | 0 | 0 | 0 | 0 | 0 | 0 | 0 | 0 | 0 | 0 | 0 | 0 | 0 | 0 | 0 | 0 | 0 | 0 | 0 | 0 | 0 | 0 | 0 | 0 | 0 | 0 | 0 | 0 | 0 | 0 | 0 | 0 | 0 | 0 | 0 | 0 | 0 | 0 | 0 | 0 | 0 | 0 | 0 | 0 | 0 | 0 | 0 | 0 | 0
Commercial | Commercial Incentive Program | Prescriptive | Water Source Heat Pump | 15 | 0 | 83.46% | 0 | 14928.6388 | 6.5886 | 0 | 0 | 5007.8498 | 0 | 3000 |  | 2.354 | 0.81891 | 3.9296 | 2.6669 | 5.0417 | 0.021829 | 0.18593 | 10907.3575 | 1449.6188 | 20584.8881 | 10543.6361 | 2775.7217 | 4633.4657 |  | 0 | 14928.6388 | 14928.6388 | 14928.6388 | 14928.6388 | 14928.6388 | 14928.6388 | 14928.6388 | 14928.6388 | 14928.6388 | 14928.6388 | 14928.6388 | 14928.6388 | 14928.6388 | 14928.6388 | 14928.6388 | 0 | 0 | 0 | 0 | 0 | 0 | 0 | 0 | 0 | 0 | 0 | 0 | 0 | 0 | 0 | 0 | 0 | 6.5886 | 6.5886 | 6.5886 | 6.5886 | 6.5886 | 6.5886 | 6.5886 | 6.5886 | 6.5886 | 6.5886 | 6.5886 | 6.5886 | 6.5886 | 6.5886 | 6.5886 | 0 | 0 | 0 | 0 | 0 | 0 | 0 | 0 | 0 | 0 | 0 | 0 | 0 | 0 | 0 | 0 | 0 | 0 | 0 | 0 | 0 | 0 | 0 | 0 | 0 | 0 | 0 | 0 | 0 | 0 | 0 | 0 | 0 | 0 | 0 | 0 | 0 | 0 | 0 | 0 | 0 | 0 | 0 | 0 | 0 | 0 | 0 | 0
Commercial | Commercial Incentive Program | Prescriptive | PTAC | 15 | 0 | 83.46% | 0 | 2766.6416 | 1.7294 | 0 | 0 | 1472.3078 | 0 | 840 |  | 1.7168 | 0.85627 | 3.009 | 1.914 | 3.371 | 0.03298 | 0.28092 | 2338.6318 | 268.6498 | 3814.8828 | 1953.9934 | 777.2021 | 1362.2389 |  | 0 | 2766.6416 | 2766.6416 | 2766.6416 | 2766.6416 | 2766.6416 | 2766.6416 | 2766.6416 | 2766.6416 | 2766.6416 | 2766.6416 | 2766.6416 | 2766.6416 | 2766.6416 | 2766.6416 | 2766.6416 | 0 | 0 | 0 | 0 | 0 | 0 | 0 | 0 | 0 | 0 | 0 | 0 | 0 | 0 | 0 | 0 | 0 | 1.7294 | 1.7294 | 1.7294 | 1.7294 | 1.7294 | 1.7294 | 1.7294 | 1.7294 | 1.7294 | 1.7294 | 1.7294 | 1.7294 | 1.7294 | 1.7294 | 1.7294 | 0 | 0 | 0 | 0 | 0 | 0 | 0 | 0 | 0 | 0 | 0 | 0 | 0 | 0 | 0 | 0 | 0 | 0 | 0 | 0 | 0 | 0 | 0 | 0 | 0 | 0 | 0 | 0 | 0 | 0 | 0 | 0 | 0 | 0 | 0 | 0 | 0 | 0 | 0 | 0 | 0 | 0 | 0 | 0 | 0 | 0 | 0 | 0
Commercial | Commercial Incentive Program | Prescriptive | PTHP | 15 | 0 | 83.46% | 0 | 3899.0064 | 1.9041 | 0 | 0 | 1472.3078 | 0 | 840 |  | 2.1752 | 0.83918 | 3.8125 | 2.4531 | 4.5172 | 0.023402 | 0.19933 | 2963.1124 | 378.606 | 5376.2845 | 2753.7477 | 777.2021 | 1362.2389 |  | 0 | 3899.0064 | 3899.0064 | 3899.0064 | 3899.0064 | 3899.0064 | 3899.0064 | 3899.0064 | 3899.0064 | 3899.0064 | 3899.0064 | 3899.0064 | 3899.0064 | 3899.0064 | 3899.0064 | 3899.0064 | 0 | 0 | 0 | 0 | 0 | 0 | 0 | 0 | 0 | 0 | 0 | 0 | 0 | 0 | 0 | 0 | 0 | 1.9041 | 1.9041 | 1.9041 | 1.9041 | 1.9041 | 1.9041 | 1.9041 | 1.9041 | 1.9041 | 1.9041 | 1.9041 | 1.9041 | 1.9041 | 1.9041 | 1.9041 | 0 | 0 | 0 | 0 | 0 | 0 | 0 | 0 | 0 | 0 | 0 | 0 | 0 | 0 | 0 | 0 | 0 | 0 | 0 | 0 | 0 | 0 | 0 | 0 | 0 | 0 | 0 | 0 | 0 | 0 | 0 | 0 | 0 | 0 | 0 | 0 | 0 | 0 | 0 | 0 | 0 | 0 | 0 | 0 | 0 | 0 | 0 | 0
Commercial | Commercial Incentive Program | Prescriptive | Variable Speed Drives for HVAC Systems (HVAC Application) | 15 | 0 | 83.46% | 0 | 96215.712 | 0 | 0 | 0 | 25346.3969 | 0 | 15200 |  | 1.8677 | 0.53404 | 3.1145 | 2.2661 | 6.2569 | 0.01716 | 0.14617 | 43800.9183 | 9342.8547 | 132670.4795 | 67954.1828 | 14063.6566 | 23451.5145 |  | 0 | 96215.712 | 96215.712 | 96215.712 | 96215.712 | 96215.712 | 96215.712 | 96215.712 | 96215.712 | 96215.712 | 96215.712 | 96215.712 | 96215.712 | 96215.712 | 96215.712 | 96215.712 | 0 | 0 | 0 | 0 | 0 | 0 | 0 | 0 | 0 | 0 | 0 | 0 | 0 | 0 | 0 | 0 | 0 | 0 | 0 | 0 | 0 | 0 | 0 | 0 | 0 | 0 | 0 | 0 | 0 | 0 | 0 | 0 | 0 | 0 | 0 | 0 | 0 | 0 | 0 | 0 | 0 | 0 | 0 | 0 | 0 | 0 | 0 | 0 | 0 | 0 | 0 | 0 | 0 | 0 | 0 | 0 | 0 | 0 | 0 | 0 | 0 | 0 | 0 | 0 | 0 | 0 | 0 | 0 | 0 | 0 | 0 | 0 | 0 | 0 | 0 | 0 | 0 | 0 | 0 | 0
Commercial | Commercial Incentive Program | Prescriptive | Variable Speed Drives for HVAC Systems (Pump Application) | 10 | 0 | 83.46% | 0 | 103073.329 | 0 | 0 | 0 | 25346.3969 | 0 | 15200 |  | 1.5519 | 0.53163 | 2.5878 | 1.8869 | 5.1373 | 0.020407 | 0.13644 | 36394.0123 | 7856.2153 | 106414.8982 | 54394.3591 | 14063.6566 | 23451.5145 |  | 0 | 103073.329 | 103073.329 | 103073.329 | 103073.329 | 103073.329 | 103073.329 | 103073.329 | 103073.329 | 103073.329 | 103073.329 | 0 | 0 | 0 | 0 | 0 | 0 | 0 | 0 | 0 | 0 | 0 | 0 | 0 | 0 | 0 | 0 | 0 | 0 | 0 | 0 | 0 | 0 | 0 | 0 | 0 | 0 | 0 | 0 | 0 | 0 | 0 | 0 | 0 | 0 | 0 | 0 | 0 | 0 | 0 | 0 | 0 | 0 | 0 | 0 | 0 | 0 | 0 | 0 | 0 | 0 | 0 | 0 | 0 | 0 | 0 | 0 | 0 | 0 | 0 | 0 | 0 | 0 | 0 | 0 | 0 | 0 | 0 | 0 | 0 | 0 | 0 | 0 | 0 | 0 | 0 | 0 | 0 | 0 | 0 | 0 | 0 | 0 | 0 | 0 | 0
Commercial | Commercial Incentive Program | Prescriptive | Automatic Door Closer for Walk-In Cooler | 8 | 0 | 83.46% | 0 | 13305.9169 | 1.9588 | 0 | 0 | 2094.216 | 0 | 1200 |  | 2.4341 | 0.67388 | 4.2479 | 2.8826 | 6.5235 | 0.014564 | 0.083443 | 4716.3569 | 869.0528 | 11529.9442 | 5888.486 | 1110.2887 | 1937.6536 |  | 0 | 13305.9169 | 13305.9169 | 13305.9169 | 13305.9169 | 13305.9169 | 13305.9169 | 13305.9169 | 13305.9169 | 0 | 0 | 0 | 0 | 0 | 0 | 0 | 0 | 0 | 0 | 0 | 0 | 0 | 0 | 0 | 0 | 0 | 0 | 0 | 0 | 0 | 0 | 0 | 0 | 1.9588 | 1.9588 | 1.9588 | 1.9588 | 1.9588 | 1.9588 | 1.9588 | 1.9588 | 0 | 0 | 0 | 0 | 0 | 0 | 0 | 0 | 0 | 0 | 0 | 0 | 0 | 0 | 0 | 0 | 0 | 0 | 0 | 0 | 0 | 0 | 0 | 0 | 0 | 0 | 0 | 0 | 0 | 0 | 0 | 0 | 0 | 0 | 0 | 0 | 0 | 0 | 0 | 0 | 0 | 0 | 0 | 0 | 0 | 0 | 0 | 0 | 0 | 0 | 0 | 0 | 0 | 0 | 0
Commercial | Commercial Incentive Program | Prescriptive | Automatic Door Closer for Walk-In Freezer | 8 | 0 | 83.46% | 0 | 32552.2273 | 4.418 | 0 | 0 | 2094.216 | 0 | 1200 |  | 5.8823 | 0.73458 | 10.2657 | 6.9796 | 15.1305 | 0.0059533 | 0.034108 | 11397.8633 | 2126.0921 | 28207.4032 | 14405.8719 | 1110.2887 | 1937.6536 |  | 0 | 32552.2273 | 32552.2273 | 32552.2273 | 32552.2273 | 32552.2273 | 32552.2273 | 32552.2273 | 32552.2273 | 0 | 0 | 0 | 0 | 0 | 0 | 0 | 0 | 0 | 0 | 0 | 0 | 0 | 0 | 0 | 0 | 0 | 0 | 0 | 0 | 0 | 0 | 0 | 0 | 4.418 | 4.418 | 4.418 | 4.418 | 4.418 | 4.418 | 4.418 | 4.418 | 0 | 0 | 0 | 0 | 0 | 0 | 0 | 0 | 0 | 0 | 0 | 0 | 0 | 0 | 0 | 0 | 0 | 0 | 0 | 0 | 0 | 0 | 0 | 0 | 0 | 0 | 0 | 0 | 0 | 0 | 0 | 0 | 0 | 0 | 0 | 0 | 0 | 0 | 0 | 0 | 0 | 0 | 0 | 0 | 0 | 0 | 0 | 0 | 0 | 0 | 0 | 0 | 0 | 0 | 0
Commercial | Commercial Incentive Program | Prescriptive | Beverage & Snack Machine Controls (Refrigerated) | 5 | 0 | 83.46% | 0 | 7107.3068 | 0 | 0 | 0 | 751.1775 | 0 | 375 |  | 2.0497 | 0.57908 | 4.1059 | 2.5142 | 6.461 | 0.012253 | 0.048818 | 1424.6089 | 322.8216 | 4143.5352 | 2113.1584 | 346.9652 | 695.0199 |  | 0 | 7107.3068 | 7107.3068 | 7107.3068 | 7107.3068 | 7107.3068 | 0 | 0 | 0 | 0 | 0 | 0 | 0 | 0 | 0 | 0 | 0 | 0 | 0 | 0 | 0 | 0 | 0 | 0 | 0 | 0 | 0 | 0 | 0 | 0 | 0 | 0 | 0 | 0 | 0 | 0 | 0 | 0 | 0 | 0 | 0 | 0 | 0 | 0 | 0 | 0 | 0 | 0 | 0 | 0 | 0 | 0 | 0 | 0 | 0 | 0 | 0 | 0 | 0 | 0 | 0 | 0 | 0 | 0 | 0 | 0 | 0 | 0 | 0 | 0 | 0 | 0 | 0 | 0 | 0 | 0 | 0 | 0 | 0 | 0 | 0 | 0 | 0 | 0 | 0 | 0 | 0 | 0 | 0 | 0 | 0 | 0 | 0 | 0 | 0 | 0
Commercial | Commercial Incentive Program | Prescriptive | ECM for Walk-In Cooler or Freezer | 15 | 0 | 83.46% | 0 | 4243.6421 | 0.45038 | 0 | 0 | 500.785 | 0 | 300 |  | 4.7759 | 0.67575 | 7.9723 | 5.6652 | 13.2278 | 0.0076791 | 0.065409 | 2212.8998 | 412.0713 | 5851.4979 | 2997.1532 | 277.5722 | 463.3466 |  | 0 | 4243.6421 | 4243.6421 | 4243.6421 | 4243.6421 | 4243.6421 | 4243.6421 | 4243.6421 | 4243.6421 | 4243.6421 | 4243.6421 | 4243.6421 | 4243.6421 | 4243.6421 | 4243.6421 | 4243.6421 | 0 | 0 | 0 | 0 | 0 | 0 | 0 | 0 | 0 | 0 | 0 | 0 | 0 | 0 | 0 | 0 | 0 | 0.45038 | 0.45038 | 0.45038 | 0.45038 | 0.45038 | 0.45038 | 0.45038 | 0.45038 | 0.45038 | 0.45038 | 0.45038 | 0.45038 | 0.45038 | 0.45038 | 0.45038 | 0 | 0 | 0 | 0 | 0 | 0 | 0 | 0 | 0 | 0 | 0 | 0 | 0 | 0 | 0 | 0 | 0 | 0 | 0 | 0 | 0 | 0 | 0 | 0 | 0 | 0 | 0 | 0 | 0 | 0 | 0 | 0 | 0 | 0 | 0 | 0 | 0 | 0 | 0 | 0 | 0 | 0 | 0 | 0 | 0 | 0 | 0 | 0
Commercial | Commercial Incentive Program | Prescriptive | ENERGY STAR Electric Steamer | 12 | 0 | 83.46% | 0 | 87895.4682 | 4.0668 | 0 | 0 | 5258.2422 | 0 | 3000 |  | 7.6545 | 0.66594 | 13.4165 | 9.2002 | 21.9232 | 0.0042079 | 0.03158 | 37240.3436 | 7520.0131 | 103883.7726 | 53145.5953 | 2775.7217 | 4865.139 |  | 0 | 87895.4682 | 87895.4682 | 87895.4682 | 87895.4682 | 87895.4682 | 87895.4682 | 87895.4682 | 87895.4682 | 87895.4682 | 87895.4682 | 87895.4682 | 87895.4682 | 0 | 0 | 0 | 0 | 0 | 0 | 0 | 0 | 0 | 0 | 0 | 0 | 0 | 0 | 0 | 0 | 0 | 0 | 0 | 0 | 4.0668 | 4.0668 | 4.0668 | 4.0668 | 4.0668 | 4.0668 | 4.0668 | 4.0668 | 4.0668 | 4.0668 | 4.0668 | 4.0668 | 0 | 0 | 0 | 0 | 0 | 0 | 0 | 0 | 0 | 0 | 0 | 0 | 0 | 0 | 0 | 0 | 0 | 0 | 0 | 0 | 0 | 0 | 0 | 0 | 0 | 0 | 0 | 0 | 0 | 0 | 0 | 0 | 0 | 0 | 0 | 0 | 0 | 0 | 0 | 0 | 0 | 0 | 0 | 0 | 0 | 0 | 0 | 0 | 0 | 0 | 0
Commercial | Commercial Incentive Program | Prescriptive | ENERGY STAR Commercial Dishwasher | 10 | 0 | 83.46% | 0 | 22395.6395 | 0.073896 | 0 | 0 | 417.3208 | 0 | 250 |  | 20.5672 | 0.65904 | 34.3326 | 24.9881 | 60.4809 | 0.0015448 | 0.010328 | 7941.4674 | 1706.9883 | 23121.6914 | 11818.7359 | 231.3101 | 386.1221 |  | 0 | 22395.6395 | 22395.6395 | 22395.6395 | 22395.6395 | 22395.6395 | 22395.6395 | 22395.6395 | 22395.6395 | 22395.6395 | 22395.6395 | 0 | 0 | 0 | 0 | 0 | 0 | 0 | 0 | 0 | 0 | 0 | 0 | 0 | 0 | 0 | 0 | 0 | 0 | 0 | 0 | 0 | 0 | 0.073896 | 0.073896 | 0.073896 | 0.073896 | 0.073896 | 0.073896 | 0.073896 | 0.073896 | 0.073896 | 0.073896 | 0 | 0 | 0 | 0 | 0 | 0 | 0 | 0 | 0 | 0 | 0 | 0 | 0 | 0 | 0 | 0 | 0 | 0 | 0 | 0 | 0 | 0 | 0 | 0 | 0 | 0 | 0 | 0 | 0 | 0 | 0 | 0 | 0 | 0 | 0 | 0 | 0 | 0 | 0 | 0 | 0 | 0 | 0 | 0 | 0 | 0 | 0 | 0 | 0 | 0 | 0 | 0 | 0
Commercial | Commercial Incentive Program | Prescriptive | High Efficiency Pre-Rinse Spray Valve | 5 | 0 | 83.46% | 0 | 23552.6085 | 0 | 0 | 0 | 834.6416 | 0 | 500 |  | 6.1133 | 0.63238 | 10.2048 | 7.4986 | 18.3798 | 0.0049298 | 0.019642 | 4720.9521 | 1069.785 | 13731.0891 | 7002.7076 | 462.6203 | 772.2443 |  | 0 | 23552.6085 | 23552.6085 | 23552.6085 | 23552.6085 | 23552.6085 | 0 | 0 | 0 | 0 | 0 | 0 | 0 | 0 | 0 | 0 | 0 | 0 | 0 | 0 | 0 | 0 | 0 | 0 | 0 | 0 | 0 | 0 | 0 | 0 | 0 | 0 | 0 | 0 | 0 | 0 | 0 | 0 | 0 | 0 | 0 | 0 | 0 | 0 | 0 | 0 | 0 | 0 | 0 | 0 | 0 | 0 | 0 | 0 | 0 | 0 | 0 | 0 | 0 | 0 | 0 | 0 | 0 | 0 | 0 | 0 | 0 | 0 | 0 | 0 | 0 | 0 | 0 | 0 | 0 | 0 | 0 | 0 | 0 | 0 | 0 | 0 | 0 | 0 | 0 | 0 | 0 | 0 | 0 | 0 | 0 | 0 | 0 | 0 | 0 | 0
Commercial | Commercial Incentive Program | Prescriptive | ENERGY STAR Electric Fryer | 12 | 0 | 83.46% | 0 | 8392.5455 | 1.4562 | 0 | 0 | 1752.7474 | 0 | 1000 |  | 2.543 | 0.68737 | 4.4573 | 2.9858 | 6.687 | 0.01469 | 0.11025 | 4124.066 | 718.0353 | 9919.1609 | 5074.5145 | 925.2406 | 1621.713 |  | 0 | 8392.5455 | 8392.5455 | 8392.5455 | 8392.5455 | 8392.5455 | 8392.5455 | 8392.5455 | 8392.5455 | 8392.5455 | 8392.5455 | 8392.5455 | 8392.5455 | 0 | 0 | 0 | 0 | 0 | 0 | 0 | 0 | 0 | 0 | 0 | 0 | 0 | 0 | 0 | 0 | 0 | 0 | 0 | 0 | 1.4562 | 1.4562 | 1.4562 | 1.4562 | 1.4562 | 1.4562 | 1.4562 | 1.4562 | 1.4562 | 1.4562 | 1.4562 | 1.4562 | 0 | 0 | 0 | 0 | 0 | 0 | 0 | 0 | 0 | 0 | 0 | 0 | 0 | 0 | 0 | 0 | 0 | 0 | 0 | 0 | 0 | 0 | 0 | 0 | 0 | 0 | 0 | 0 | 0 | 0 | 0 | 0 | 0 | 0 | 0 | 0 | 0 | 0 | 0 | 0 | 0 | 0 | 0 | 0 | 0 | 0 | 0 | 0 | 0 | 0 | 0
Commercial | Commercial Incentive Program | Prescriptive | Demand Control Ventilation | 15 | 0 | 83.46% | 10439.8931 | 7912.2936 | 1.3583 | 0 | 0 | 3318.5351 | 0 | 1900 |  | 19.5565 | 0.85583 | 34.1573 | 19.8067 | 40.177 | 0.026084 | 0.22218 | 60047.0509 | 768.3091 | 121603.2869 | 68404.7737 | 1757.9571 | 3070.4433 |  | 0 | 7912.2936 | 7912.2936 | 7912.2936 | 7912.2936 | 7912.2936 | 7912.2936 | 7912.2936 | 7912.2936 | 7912.2936 | 7912.2936 | 7912.2936 | 7912.2936 | 7912.2936 | 7912.2936 | 7912.2936 | 0 | 0 | 0 | 0 | 0 | 0 | 0 | 0 | 0 | 0 | 0 | 0 | 0 | 0 | 0 | 0 | 0 | 1.3583 | 1.3583 | 1.3583 | 1.3583 | 1.3583 | 1.3583 | 1.3583 | 1.3583 | 1.3583 | 1.3583 | 1.3583 | 1.3583 | 1.3583 | 1.3583 | 1.3583 | 0 | 0 | 0 | 0 | 0 | 0 | 0 | 0 | 0 | 0 | 0 | 0 | 0 | 0 | 0 | 0 | 0 | 10439.8931 | 10439.8931 | 10439.8931 | 10439.8931 | 10439.8931 | 10439.8931 | 10439.8931 | 10439.8931 | 10439.8931 | 10439.8931 | 10439.8931 | 10439.8931 | 10439.8931 | 10439.8931 | 10439.8931 | 0 | 0 | 0 | 0 | 0 | 0 | 0 | 0 | 0 | 0 | 0 | 0 | 0 | 0 | 0 | 0
Commercial | Commercial Incentive Program | Prescriptive | No Air Loss Drain | 10 | 0 | 83.46% | 0 | 6948.0591 | 1.09 | 0 | 0 | 2336.9966 | 0 | 1400 |  | 1.3653 | 0.59496 | 2.2791 | 1.6102 | 3.9165 | 0.027884 | 0.18643 | 2952.2007 | 529.5788 | 7173.3106 | 3666.6636 | 1295.3368 | 2162.284 |  | 0 | 6948.0591 | 6948.0591 | 6948.0591 | 6948.0591 | 6948.0591 | 6948.0591 | 6948.0591 | 6948.0591 | 6948.0591 | 6948.0591 | 0 | 0 | 0 | 0 | 0 | 0 | 0 | 0 | 0 | 0 | 0 | 0 | 0 | 0 | 0 | 0 | 0 | 0 | 0 | 0 | 0 | 0 | 1.09 | 1.09 | 1.09 | 1.09 | 1.09 | 1.09 | 1.09 | 1.09 | 1.09 | 1.09 | 0 | 0 | 0 | 0 | 0 | 0 | 0 | 0 | 0 | 0 | 0 | 0 | 0 | 0 | 0 | 0 | 0 | 0 | 0 | 0 | 0 | 0 | 0 | 0 | 0 | 0 | 0 | 0 | 0 | 0 | 0 | 0 | 0 | 0 | 0 | 0 | 0 | 0 | 0 | 0 | 0 | 0 | 0 | 0 | 0 | 0 | 0 | 0 | 0 | 0 | 0 | 0 | 0
Commercial | Commercial Incentive Program | Custom | Custom Project | 15 | 0 | 83.46% | 0 | 955831.2798 | 160.4862 | 0 | 0 | 183621.1579 | 0 | 72369.93 |  | 3.1506 | 0.72136 | 7.994 | 3.6969 | 8.1518 | 0.0082244 | 0.070054 | 535273.6681 | 92814.2876 | 1317982.1843 | 675074.0831 | 66959.5947 | 169893.7434 |  | 0 | 955831.2798 | 955831.2798 | 955831.2798 | 955831.2798 | 955831.2798 | 955831.2798 | 955831.2798 | 955831.2798 | 955831.2798 | 955831.2798 | 955831.2798 | 955831.2798 | 955831.2798 | 955831.2798 | 955831.2798 | 0 | 0 | 0 | 0 | 0 | 0 | 0 | 0 | 0 | 0 | 0 | 0 | 0 | 0 | 0 | 0 | 0 | 160.4862 | 160.4862 | 160.4862 | 160.4862 | 160.4862 | 160.4862 | 160.4862 | 160.4862 | 160.4862 | 160.4862 | 160.4862 | 160.4862 | 160.4862 | 160.4862 | 160.4862 | 0 | 0 | 0 | 0 | 0 | 0 | 0 | 0 | 0 | 0 | 0 | 0 | 0 | 0 | 0 | 0 | 0 | 0 | 0 | 0 | 0 | 0 | 0 | 0 | 0 | 0 | 0 | 0 | 0 | 0 | 0 | 0 | 0 | 0 | 0 | 0 | 0 | 0 | 0 | 0 | 0 | 0 | 0 | 0 | 0 | 0 | 0 | 0
Commercial | Express Install | 0 | Express Install | 15 | 0 | 83.46% | 0 | 844964.6036 | 134.8853 | 0 | 0 | 199062.028 | 0 | 166950 |  | 2.5455 | 0.62407 | 3.0351 | 2.991 | 7.1646 | 0.021462 | 0.18281 | 468827.9902 | 82048.7772 | 1165109.6982 | 596772.3772 | 154468.9119 | 184180.2628 |  | 0 | 844964.6036 | 844964.6036 | 844964.6036 | 844964.6036 | 844964.6036 | 844964.6036 | 844964.6036 | 844964.6036 | 844964.6036 | 844964.6036 | 844964.6036 | 844964.6036 | 844964.6036 | 844964.6036 | 844964.6036 | 0 | 0 | 0 | 0 | 0 | 0 | 0 | 0 | 0 | 0 | 0 | 0 | 0 | 0 | 0 | 0 | 0 | 134.8853 | 134.8853 | 134.8853 | 134.8853 | 134.8853 | 134.8853 | 134.8853 | 134.8853 | 134.8853 | 134.8853 | 134.8853 | 134.8853 | 134.8853 | 134.8853 | 134.8853 | 0 | 0 | 0 | 0 | 0 | 0 | 0 | 0 | 0 | 0 | 0 | 0 | 0 | 0 | 0 | 0 | 0 | 0 | 0 | 0 | 0 | 0 | 0 | 0 | 0 | 0 | 0 | 0 | 0 | 0 | 0 | 0 | 0 | 0 | 0 | 0 | 0 | 0 | 0 | 0 | 0 | 0 | 0 | 0 | 0 | 0 | 0 | 0
Commercial | New Construction | 0 | New Construction | 15 | 0 | 83.46% | 0 | 229161.7998 | 61.067 | 0 | 0 | 64200.6339 | 0 | 17350.78 |  | 2.3978 | 0.8006 | 8.8721 | 2.7724 | 5.5898 | 0.0082244 | 0.070054 | 142428.9482 | 22252.3469 | 315987.953 | 161849.8946 | 16053.6454 | 59401.0307 |  | 0 | 229161.7998 | 229161.7998 | 229161.7998 | 229161.7998 | 229161.7998 | 229161.7998 | 229161.7998 | 229161.7998 | 229161.7998 | 229161.7998 | 229161.7998 | 229161.7998 | 229161.7998 | 229161.7998 | 229161.7998 | 0 | 0 | 0 | 0 | 0 | 0 | 0 | 0 | 0 | 0 | 0 | 0 | 0 | 0 | 0 | 0 | 0 | 61.067 | 61.067 | 61.067 | 61.067 | 61.067 | 61.067 | 61.067 | 61.067 | 61.067 | 61.067 | 61.067 | 61.067 | 61.067 | 61.067 | 61.067 | 0 | 0 | 0 | 0 | 0 | 0 | 0 | 0 | 0 | 0 | 0 | 0 | 0 | 0 | 0 | 0 | 0 | 0 | 0 | 0 | 0 | 0 | 0 | 0 | 0 | 0 | 0 | 0 | 0 | 0 | 0 | 0 | 0 | 0 | 0 | 0 | 0 | 0 | 0 | 0 | 0 | 0 | 0 | 0 | 0 | 0 | 0 | 0
Commercial | School Energy Manager | 0 | School Energy Manager | 10 | 0 | 100% | 0 | 589797.4942 | 215.4144 | 0 | 0 | 90000 | 0 | 0 |  | 3.6849 | 0.98586 | n/a | 4.2248 | 6.1033 | 0 | 0 | 306849.34 | 44954.1714 | 508228.5934 | 311250.8055 | 0 | 83271.6506 |  | 0 | 589797.4942 | 589797.4942 | 589797.4942 | 589797.4942 | 589797.4942 | 589797.4942 | 589797.4942 | 589797.4942 | 589797.4942 | 589797.4942 | 0 | 0 | 0 | 0 | 0 | 0 | 0 | 0 | 0 | 0 | 0 | 0 | 0 | 0 | 0 | 0 | 0 | 0 | 0 | 0 | 0 | 0 | 215.4144 | 215.4144 | 215.4144 | 215.4144 | 215.4144 | 215.4144 | 215.4144 | 215.4144 | 215.4144 | 215.4144 | 0 | 0 | 0 | 0 | 0 | 0 | 0 | 0 | 0 | 0 | 0 | 0 | 0 | 0 | 0 | 0 | 0 | 0 | 0 | 0 | 0 | 0 | 0 | 0 | 0 | 0 | 0 | 0 | 0 | 0 | 0 | 0 | 0 | 0 | 0 | 0 | 0 | 0 | 0 | 0 | 0 | 0 | 0 | 0 | 0 | 0 | 0 | 0 | 0 | 0 | 0 | 0 | 0
Commercial | Bid For Efficiency | 0 | Bid for Efficiency | 10 | 0 | 100% | 0 | 2450021.4676 | 283.3998 | 0 | 0 | 76664.8076 | 0 | 185501.23 |  | 14.0243 | 0.67924 | 5.796 | 16.6569 | 32.1825 | 0.010478 | 0.070054 | 994791.0973 | 186739.8318 | 2111183.8834 | 1292937.2585 | 171633.2624 | 70933.3897 |  | 0 | 2450021.4676 | 2450021.4676 | 2450021.4676 | 2450021.4676 | 2450021.4676 | 2450021.4676 | 2450021.4676 | 2450021.4676 | 2450021.4676 | 2450021.4676 | 0 | 0 | 0 | 0 | 0 | 0 | 0 | 0 | 0 | 0 | 0 | 0 | 0 | 0 | 0 | 0 | 0 | 0 | 0 | 0 | 0 | 0 | 283.3998 | 283.3998 | 283.3998 | 283.3998 | 283.3998 | 283.3998 | 283.3998 | 283.3998 | 283.3998 | 283.3998 | 0 | 0 | 0 | 0 | 0 | 0 | 0 | 0 | 0 | 0 | 0 | 0 | 0 | 0 | 0 | 0 | 0 | 0 | 0 | 0 | 0 | 0 | 0 | 0 | 0 | 0 | 0 | 0 | 0 | 0 | 0 | 0 | 0 | 0 | 0 | 0 | 0 | 0 | 0 | 0 | 0 | 0 | 0 | 0 | 0 | 0 | 0 | 0 | 0 | 0 | 0 | 0 | 0
Commercial | Retrocommissioning | 0 | Retrocommissioning (Large Customer) | 5 | 0 | 83.46% | 0 | 0 | 0 | 0 | 0 | 0 | 0 | 0 |  | n/a | n/a | n/a | n/a | n/a | 0 | 0 | 0 | 0 | 0 | 0 | 0 | 0 |  | 0 | 0 | 0 | 0 | 0 | 0 | 0 | 0 | 0 | 0 | 0 | 0 | 0 | 0 | 0 | 0 | 0 | 0 | 0 | 0 | 0 | 0 | 0 | 0 | 0 | 0 | 0 | 0 | 0 | 0 | 0 | 0 | 0 | 0 | 0 | 0 | 0 | 0 | 0 | 0 | 0 | 0 | 0 | 0 | 0 | 0 | 0 | 0 | 0 | 0 | 0 | 0 | 0 | 0 | 0 | 0 | 0 | 0 | 0 | 0 | 0 | 0 | 0 | 0 | 0 | 0 | 0 | 0 | 0 | 0 | 0 | 0 | 0 | 0 | 0 | 0 | 0 | 0 | 0 | 0 | 0 | 0 | 0 | 0 | 0 | 0 | 0 | 0 | 0 | 0 | 0 | 0 | 0 | 0 | 0 | 0
Commercial | Retrocommissioning | 0 | Retrocommissioning (Mid-Sized Customer) | 5 | 0 | 83.46% | 0 | 733307.6341 | 93.1502 | 0 | 0 | 20866.0407 | 0 | 83282.62 |  | 8.771 | 0.57385 | 2.1975 | 10.4963 | 26.1354 | 0.026374 | 0.10508 | 169334.7032 | 33307.6272 | 427515.8069 | 218028.4598 | 77056.4582 | 19306.1072 |  | 0 | 733307.6341 | 733307.6341 | 733307.6341 | 733307.6341 | 733307.6341 | 0 | 0 | 0 | 0 | 0 | 0 | 0 | 0 | 0 | 0 | 0 | 0 | 0 | 0 | 0 | 0 | 0 | 0 | 0 | 0 | 0 | 0 | 0 | 0 | 0 | 0 | 0 | 93.1502 | 93.1502 | 93.1502 | 93.1502 | 93.1502 | 0 | 0 | 0 | 0 | 0 | 0 | 0 | 0 | 0 | 0 | 0 | 0 | 0 | 0 | 0 | 0 | 0 | 0 | 0 | 0 | 0 | 0 | 0 | 0 | 0 | 0 | 0 | 0 | 0 | 0 | 0 | 0 | 0 | 0 | 0 | 0 | 0 | 0 | 0 | 0 | 0 | 0 | 0 | 0 | 0 | 0 | 0 | 0 | 0 | 0 | 0 | 0 | 0 | 0 | 0 | 0 | 0 | 0
Industrial | Retrocommissioning | 0 | Retrocommissioning (Large Customer) | 5 | 0 | 83.46% | 0 | 0 | 0 | 0 | 0 | 0 | 0 | 0 |  | n/a | n/a | n/a | n/a | n/a | 0 | 0 | 0 | 0 | 0 | 0 | 0 | 0 |  | 0 | 0 | 0 | 0 | 0 | 0 | 0 | 0 | 0 | 0 | 0 | 0 | 0 | 0 | 0 | 0 | 0 | 0 | 0 | 0 | 0 | 0 | 0 | 0 | 0 | 0 | 0 | 0 | 0 | 0 | 0 | 0 | 0 | 0 | 0 | 0 | 0 | 0 | 0 | 0 | 0 | 0 | 0 | 0 | 0 | 0 | 0 | 0 | 0 | 0 | 0 | 0 | 0 | 0 | 0 | 0 | 0 | 0 | 0 | 0 | 0 | 0 | 0 | 0 | 0 | 0 | 0 | 0 | 0 | 0 | 0 | 0 | 0 | 0 | 0 | 0 | 0 | 0 | 0 | 0 | 0 | 0 | 0 | 0 | 0 | 0 | 0 | 0 | 0 | 0 | 0 | 0 | 0 | 0 | 0 | 0
Industrial | Retrocommissioning | 0 | Retrocommissioning (Mid-Sized Customer) | 5 | 0 | 83.46% | 0 | 0 | 0 | 0 | 0 | 0 | 0 | 0 |  | n/a | n/a | n/a | n/a | n/a | 0 | 0 | 0 | 0 | 0 | 0 | 0 | 0 |  | 0 | 0 | 0 | 0 | 0 | 0 | 0 | 0 | 0 | 0 | 0 | 0 | 0 | 0 | 0 | 0 | 0 | 0 | 0 | 0 | 0 | 0 | 0 | 0 | 0 | 0 | 0 | 0 | 0 | 0 | 0 | 0 | 0 | 0 | 0 | 0 | 0 | 0 | 0 | 0 | 0 | 0 | 0 | 0 | 0 | 0 | 0 | 0 | 0 | 0 | 0 | 0 | 0 | 0 | 0 | 0 | 0 | 0 | 0 | 0 | 0 | 0 | 0 | 0 | 0 | 0 | 0 | 0 | 0 | 0 | 0 | 0 | 0 | 0 | 0 | 0 | 0 | 0 | 0 | 0 | 0 | 0 | 0 | 0 | 0 | 0 | 0 | 0 | 0 | 0 | 0 | 0 | 0 | 0 | 0 | 0
Commercial | Continuous Energy Management | 0 | Continuous Energy Management | 3 | 0 | 100% | 0 | 0 | 0 | 0 | 0 | 0 | 0 | 0 |  | n/a | n/a | n/a | n/a | n/a | 0 | 0 | 0 | 0 | 0 | 0 | 0 | 0 |  | 0 | 0 | 0 | 0 | 0 | 0 | 0 | 0 | 0 | 0 | 0 | 0 | 0 | 0 | 0 | 0 | 0 | 0 | 0 | 0 | 0 | 0 | 0 | 0 | 0 | 0 | 0 | 0 | 0 | 0 | 0 | 0 | 0 | 0 | 0 | 0 | 0 | 0 | 0 | 0 | 0 | 0 | 0 | 0 | 0 | 0 | 0 | 0 | 0 | 0 | 0 | 0 | 0 | 0 | 0 | 0 | 0 | 0 | 0 | 0 | 0 | 0 | 0 | 0 | 0 | 0 | 0 | 0 | 0 | 0 | 0 | 0 | 0 | 0 | 0 | 0 | 0 | 0 | 0 | 0 | 0 | 0 | 0 | 0 | 0 | 0 | 0 | 0 | 0 | 0 | 0 | 0 | 0 | 0 | 0 | 0
Industrial | Continuous Energy Management | 0 | Continuous Energy Management | 3 | 0 | 100% | 0 | 0 | 0 | 0 | 0 | 0 | 0 | 0 |  | n/a | n/a | n/a | n/a | n/a | 0 | 0 | 0 | 0 | 0 | 0 | 0 | 0 |  | 0 | 0 | 0 | 0 | 0 | 0 | 0 | 0 | 0 | 0 | 0 | 0 | 0 | 0 | 0 | 0 | 0 | 0 | 0 | 0 | 0 | 0 | 0 | 0 | 0 | 0 | 0 | 0 | 0 | 0 | 0 | 0 | 0 | 0 | 0 | 0 | 0 | 0 | 0 | 0 | 0 | 0 | 0 | 0 | 0 | 0 | 0 | 0 | 0 | 0 | 0 | 0 | 0 | 0 | 0 | 0 | 0 | 0 | 0 | 0 | 0 | 0 | 0 | 0 | 0 | 0 | 0 | 0 | 0 | 0 | 0 | 0 | 0 | 0 | 0 | 0 | 0 | 0 | 0 | 0 | 0 | 0 | 0 | 0 | 0 | 0 | 0 | 0 | 0 | 0 | 0 | 0 | 0 | 0 | 0 | 0
Residential | Residential Efficient Products | Appliance | ENERGY STAR Air Purifier | 9 | 0 | 79% | 0 | 13372.1948 | 1.5468 | 0 | 0 | 3318 | 0 | 1500 | 1476.75 | 1.1319 | 0.37081 | 1.8231 | 1.3458 | 4.6617 | 0.033081 | 0.20597 | 5021.2756 | 949.1346 | 12923.2792 | 10787.3038 | 1387.8608 | 3069.9482 | 1366.349 | 0 | 13372.1948 | 13372.1948 | 13372.1948 | 13372.1948 | 13372.1948 | 13372.1948 | 13372.1948 | 13372.1948 | 13372.1948 | 0 | 0 | 0 | 0 | 0 | 0 | 0 | 0 | 0 | 0 | 0 | 0 | 0 | 0 | 0 | 0 | 0 | 0 | 0 | 0 | 0 | 0 | 0 | 1.5468 | 1.5468 | 1.5468 | 1.5468 | 1.5468 | 1.5468 | 1.5468 | 1.5468 | 1.5468 | 0 | 0 | 0 | 0 | 0 | 0 | 0 | 0 | 0 | 0 | 0 | 0 | 0 | 0 | 0 | 0 | 0 | 0 | 0 | 0 | 0 | 0 | 0 | 0 | 0 | 0 | 0 | 0 | 0 | 0 | 0 | 0 | 0 | 0 | 0 | 0 | 0 | 0 | 0 | 0 | 0 | 0 | 0 | 0 | 0 | 0 | 0 | 0 | 0 | 0 | 0 | 0 | 0 | 0
#N/A | 0 | 0 | 0 | #N/A | #N/A | 0% | #N/A | #N/A | #N/A | #N/A | #N/A | #N/A | #N/A | 0 |  | #N/A | #N/A | n/a | #N/A | #N/A | 0 | 0 | #N/A | #N/A | #N/A | #N/A | 0 | #N/A |  | #N/A | #N/A | #N/A | #N/A | #N/A | #N/A | #N/A | #N/A | #N/A | #N/A | #N/A | #N/A | #N/A | #N/A | #N/A | #N/A | #N/A | #N/A | #N/A | #N/A | #N/A | #N/A | #N/A | #N/A | #N/A | #N/A | #N/A | #N/A | #N/A | #N/A | #N/A | #N/A | #N/A | #N/A | #N/A | #N/A | #N/A | #N/A | #N/A | #N/A | #N/A | #N/A | #N/A | #N/A | #N/A | #N/A | #N/A | #N/A | #N/A | #N/A | #N/A | #N/A | #N/A | #N/A | #N/A | #N/A | #N/A | #N/A | #N/A | #N/A | #N/A | #N/A | #N/A | #N/A | #N/A | #N/A | #N/A | #N/A | #N/A | #N/A | #N/A | #N/A | #N/A | #N/A | #N/A | #N/A | #N/A | #N/A | #N/A | #N/A | #N/A | #N/A | #N/A | #N/A | #N/A | #N/A | #N/A | #N/A | #N/A | #N/A | #N/A | #N/A | #N/A | #N/A | #N/A | #N/A
#N/A | 0 | 0 | 0 | #N/A | #N/A | 0% | #N/A | #N/A | #N/A | #N/A | #N/A | #N/A | #N/A | 0 |  | #N/A | #N/A | n/a | #N/A | #N/A | 0 | 0 | #N/A | #N/A | #N/A | #N/A | 0 | #N/A |  | #N/A | #N/A | #N/A | #N/A | #N/A | #N/A | #N/A | #N/A | #N/A | #N/A | #N/A | #N/A | #N/A | #N/A | #N/A | #N/A | #N/A | #N/A | #N/A | #N/A | #N/A | #N/A | #N/A | #N/A | #N/A | #N/A | #N/A | #N/A | #N/A | #N/A | #N/A | #N/A | #N/A | #N/A | #N/A | #N/A | #N/A | #N/A | #N/A | #N/A | #N/A | #N/A | #N/A | #N/A | #N/A | #N/A | #N/A | #N/A | #N/A | #N/A | #N/A | #N/A | #N/A | #N/A | #N/A | #N/A | #N/A | #N/A | #N/A | #N/A | #N/A | #N/A | #N/A | #N/A | #N/A | #N/A | #N/A | #N/A | #N/A | #N/A | #N/A | #N/A | #N/A | #N/A | #N/A | #N/A | #N/A | #N/A | #N/A | #N/A | #N/A | #N/A | #N/A | #N/A | #N/A | #N/A | #N/A | #N/A | #N/A | #N/A | #N/A | #N/A | #N/A | #N/A | #N/A | #N/A
#N/A | 0 | 0 | 0 | #N/A | #N/A | 0% | #N/A | #N/A | #N/A | #N/A | #N/A | #N/A | #N/A | 0 |  | #N/A | #N/A | n/a | #N/A | #N/A | 0 | 0 | #N/A | #N/A | #N/A | #N/A | 0 | #N/A |  | #N/A | #N/A | #N/A | #N/A | #N/A | #N/A | #N/A | #N/A | #N/A | #N/A | #N/A | #N/A | #N/A | #N/A | #N/A | #N/A | #N/A | #N/A | #N/A | #N/A | #N/A | #N/A | #N/A | #N/A | #N/A | #N/A | #N/A | #N/A | #N/A | #N/A | #N/A | #N/A | #N/A | #N/A | #N/A | #N/A | #N/A | #N/A | #N/A | #N/A | #N/A | #N/A | #N/A | #N/A | #N/A | #N/A | #N/A | #N/A | #N/A | #N/A | #N/A | #N/A | #N/A | #N/A | #N/A | #N/A | #N/A | #N/A | #N/A | #N/A | #N/A | #N/A | #N/A | #N/A | #N/A | #N/A | #N/A | #N/A | #N/A | #N/A | #N/A | #N/A | #N/A | #N/A | #N/A | #N/A | #N/A | #N/A | #N/A | #N/A | #N/A | #N/A | #N/A | #N/A | #N/A | #N/A | #N/A | #N/A | #N/A | #N/A | #N/A | #N/A | #N/A | #N/A | #N/A | #N/A
#N/A | 0 | 0 | 0 | #N/A | #N/A | 0% | #N/A | #N/A | #N/A | #N/A | #N/A | #N/A | #N/A | 0 |  | #N/A | #N/A | n/a | #N/A | #N/A | 0 | 0 | #N/A | #N/A | #N/A | #N/A | 0 | #N/A |  | #N/A | #N/A | #N/A | #N/A | #N/A | #N/A | #N/A | #N/A | #N/A | #N/A | #N/A | #N/A | #N/A | #N/A | #N/A | #N/A | #N/A | #N/A | #N/A | #N/A | #N/A | #N/A | #N/A | #N/A | #N/A | #N/A | #N/A | #N/A | #N/A | #N/A | #N/A | #N/A | #N/A | #N/A | #N/A | #N/A | #N/A | #N/A | #N/A | #N/A | #N/A | #N/A | #N/A | #N/A | #N/A | #N/A | #N/A | #N/A | #N/A | #N/A | #N/A | #N/A | #N/A | #N/A | #N/A | #N/A | #N/A | #N/A | #N/A | #N/A | #N/A | #N/A | #N/A | #N/A | #N/A | #N/A | #N/A | #N/A | #N/A | #N/A | #N/A | #N/A | #N/A | #N/A | #N/A | #N/A | #N/A | #N/A | #N/A | #N/A | #N/A | #N/A | #N/A | #N/A | #N/A | #N/A | #N/A | #N/A | #N/A | #N/A | #N/A | #N/A | #N/A | #N/A | #N/A | #N/A
#N/A | 0 | 0 | 0 | #N/A | #N/A | 0% | #N/A | #N/A | #N/A | #N/A | #N/A | #N/A | #N/A | 0 |  | #N/A | #N/A | n/a | #N/A | #N/A | 0 | 0 | #N/A | #N/A | #N/A | #N/A | 0 | #N/A |  | #N/A | #N/A | #N/A | #N/A | #N/A | #N/A | #N/A | #N/A | #N/A | #N/A | #N/A | #N/A | #N/A | #N/A | #N/A | #N/A | #N/A | #N/A | #N/A | #N/A | #N/A | #N/A | #N/A | #N/A | #N/A | #N/A | #N/A | #N/A | #N/A | #N/A | #N/A | #N/A | #N/A | #N/A | #N/A | #N/A | #N/A | #N/A | #N/A | #N/A | #N/A | #N/A | #N/A | #N/A | #N/A | #N/A | #N/A | #N/A | #N/A | #N/A | #N/A | #N/A | #N/A | #N/A | #N/A | #N/A | #N/A | #N/A | #N/A | #N/A | #N/A | #N/A | #N/A | #N/A | #N/A | #N/A | #N/A | #N/A | #N/A | #N/A | #N/A | #N/A | #N/A | #N/A | #N/A | #N/A | #N/A | #N/A | #N/A | #N/A | #N/A | #N/A | #N/A | #N/A | #N/A | #N/A | #N/A | #N/A | #N/A | #N/A | #N/A | #N/A | #N/A | #N/A | #N/A | #N/A
#N/A | 0 | 0 | 0 | #N/A | #N/A | 0% | #N/A | #N/A | #N/A | #N/A | #N/A | #N/A | #N/A | 0 |  | #N/A | #N/A | n/a | #N/A | #N/A | 0 | 0 | #N/A | #N/A | #N/A | #N/A | 0 | #N/A |  | #N/A | #N/A | #N/A | #N/A | #N/A | #N/A | #N/A | #N/A | #N/A | #N/A | #N/A | #N/A | #N/A | #N/A | #N/A | #N/A | #N/A | #N/A | #N/A | #N/A | #N/A | #N/A | #N/A | #N/A | #N/A | #N/A | #N/A | #N/A | #N/A | #N/A | #N/A | #N/A | #N/A | #N/A | #N/A | #N/A | #N/A | #N/A | #N/A | #N/A | #N/A | #N/A | #N/A | #N/A | #N/A | #N/A | #N/A | #N/A | #N/A | #N/A | #N/A | #N/A | #N/A | #N/A | #N/A | #N/A | #N/A | #N/A | #N/A | #N/A | #N/A | #N/A | #N/A | #N/A | #N/A | #N/A | #N/A | #N/A | #N/A | #N/A | #N/A | #N/A | #N/A | #N/A | #N/A | #N/A | #N/A | #N/A | #N/A | #N/A | #N/A | #N/A | #N/A | #N/A | #N/A | #N/A | #N/A | #N/A | #N/A | #N/A | #N/A | #N/A | #N/A | #N/A | #N/A | #N/A
#N/A | 0 | 0 | 0 | #N/A | #N/A | 0% | #N/A | #N/A | #N/A | #N/A | #N/A | #N/A | #N/A | 0 |  | #N/A | #N/A | n/a | #N/A | #N/A | 0 | 0 | #N/A | #N/A | #N/A | #N/A | 0 | #N/A |  | #N/A | #N/A | #N/A | #N/A | #N/A | #N/A | #N/A | #N/A | #N/A | #N/A | #N/A | #N/A | #N/A | #N/A | #N/A | #N/A | #N/A | #N/A | #N/A | #N/A | #N/A | #N/A | #N/A | #N/A | #N/A | #N/A | #N/A | #N/A | #N/A | #N/A | #N/A | #N/A | #N/A | #N/A | #N/A | #N/A | #N/A | #N/A | #N/A | #N/A | #N/A | #N/A | #N/A | #N/A | #N/A | #N/A | #N/A | #N/A | #N/A | #N/A | #N/A | #N/A | #N/A | #N/A | #N/A | #N/A | #N/A | #N/A | #N/A | #N/A | #N/A | #N/A | #N/A | #N/A | #N/A | #N/A | #N/A | #N/A | #N/A | #N/A | #N/A | #N/A | #N/A | #N/A | #N/A | #N/A | #N/A | #N/A | #N/A | #N/A | #N/A | #N/A | #N/A | #N/A | #N/A | #N/A | #N/A | #N/A | #N/A | #N/A | #N/A | #N/A | #N/A | #N/A | #N/A | #N/A
0 | 0 | 0 | 0 | 0 | 0 | 0% | 0 | 0 | 0 | 0 | 0 | 0 | 0 | 0 |  | n/a | n/a | n/a | n/a | n/a | 0 | 0 | 0 | 0 | #DIV/0! | 0 | 0 | 0 |  | 0 | 0 | 0 | 0 | 0 | 0 | 0 | 0 | 0 | 0 | 0 | 0 | 0 | 0 | 0 | 0 | 0 | 0 | 0 | 0 | 0 | 0 | 0 | 0 | 0 | 0 | 0 | 0 | 0 | 0 | 0 | 0 | 0 | 0 | 0 | 0 | 0 | 0 | 0 | 0 | 0 | 0 | 0 | 0 | 0 | 0 | 0 | 0 | 0 | 0 | 0 | 0 | 0 | 0 | 0 | 0 | 0 | 0 | 0 | 0 | 0 | 0 | 0 | 0 | 0 | 0 | 0 | 0 | 0 | 0 | 0 | 0 | 0 | 0 | 0 | 0 | 0 | 0 | 0 | 0 | 0 | 0 | 0 | 0 | 0 | 0 | 0 | 0 | 0 | 0 | 0 | 0 | 0 | 0 | 0 | 0
0 | 0 | 0 | 0 | 0 | 0 | 0% | 0 | 0 | 0 | 0 | 0 | 0 | 0 | 0 |  | n/a | n/a | n/a | n/a | n/a | 0 | 0 | 0 | 0 | #DIV/0! | 0 | 0 | 0 |  | 0 | 0 | 0 | 0 | 0 | 0 | 0 | 0 | 0 | 0 | 0 | 0 | 0 | 0 | 0 | 0 | 0 | 0 | 0 | 0 | 0 | 0 | 0 | 0 | 0 | 0 | 0 | 0 | 0 | 0 | 0 | 0 | 0 | 0 | 0 | 0 | 0 | 0 | 0 | 0 | 0 | 0 | 0 | 0 | 0 | 0 | 0 | 0 | 0 | 0 | 0 | 0 | 0 | 0 | 0 | 0 | 0 | 0 | 0 | 0 | 0 | 0 | 0 | 0 | 0 | 0 | 0 | 0 | 0 | 0 | 0 | 0 | 0 | 0 | 0 | 0 | 0 | 0 | 0 | 0 | 0 | 0 | 0 | 0 | 0 | 0 | 0 | 0 | 0 | 0 | 0 | 0 | 0 | 0 | 0 | 0
0 | 0 | 0 | 0 | 0 | 0 | 0% | 0 | 0 | 0 | 0 | 0 | 0 | 0 | 0 |  | n/a | n/a | n/a | n/a | n/a | 0 | 0 | 0 | 0 | #DIV/0! | 0 | 0 | 0 |  | 0 | 0 | 0 | 0 | 0 | 0 | 0 | 0 | 0 | 0 | 0 | 0 | 0 | 0 | 0 | 0 | 0 | 0 | 0 | 0 | 0 | 0 | 0 | 0 | 0 | 0 | 0 | 0 | 0 | 0 | 0 | 0 | 0 | 0 | 0 | 0 | 0 | 0 | 0 | 0 | 0 | 0 | 0 | 0 | 0 | 0 | 0 | 0 | 0 | 0 | 0 | 0 | 0 | 0 | 0 | 0 | 0 | 0 | 0 | 0 | 0 | 0 | 0 | 0 | 0 | 0 | 0 | 0 | 0 | 0 | 0 | 0 | 0 | 0 | 0 | 0 | 0 | 0 | 0 | 0 | 0 | 0 | 0 | 0 | 0 | 0 | 0 | 0 | 0 | 0 | 0 | 0 | 0 | 0 | 0 | 0
0 | 0 | 0 | 0 | 0 | 0 | 0% | 0 | 0 | 0 | 0 | 0 | 0 | 0 | 0 |  | n/a | n/a | n/a | n/a | n/a | 0 | 0 | 0 | 0 | #DIV/0! | 0 | 0 | 0 |  | 0 | 0 | 0 | 0 | 0 | 0 | 0 | 0 | 0 | 0 | 0 | 0 | 0 | 0 | 0 | 0 | 0 | 0 | 0 | 0 | 0 | 0 | 0 | 0 | 0 | 0 | 0 | 0 | 0 | 0 | 0 | 0 | 0 | 0 | 0 | 0 | 0 | 0 | 0 | 0 | 0 | 0 | 0 | 0 | 0 | 0 | 0 | 0 | 0 | 0 | 0 | 0 | 0 | 0 | 0 | 0 | 0 | 0 | 0 | 0 | 0 | 0 | 0 | 0 | 0 | 0 | 0 | 0 | 0 | 0 | 0 | 0 | 0 | 0 | 0 | 0 | 0 | 0 | 0 | 0 | 0 | 0 | 0 | 0 | 0 | 0 | 0 | 0 | 0 | 0 | 0 | 0 | 0 | 0 | 0 | 0
0 | 0 | 0 | 0 | 0 | 0 | 0% | 0 | 0 | 0 | 0 | 0 | 0 | 0 | 0 |  | n/a | n/a | n/a | n/a | n/a | 0 | 0 | 0 | 0 | #DIV/0! | 0 | 0 | 0 |  | 0 | 0 | 0 | 0 | 0 | 0 | 0 | 0 | 0 | 0 | 0 | 0 | 0 | 0 | 0 | 0 | 0 | 0 | 0 | 0 | 0 | 0 | 0 | 0 | 0 | 0 | 0 | 0 | 0 | 0 | 0 | 0 | 0 | 0 | 0 | 0 | 0 | 0 | 0 | 0 | 0 | 0 | 0 | 0 | 0 | 0 | 0 | 0 | 0 | 0 | 0 | 0 | 0 | 0 | 0 | 0 | 0 | 0 | 0 | 0 | 0 | 0 | 0 | 0 | 0 | 0 | 0 | 0 | 0 | 0 | 0 | 0 | 0 | 0 | 0 | 0 | 0 | 0 | 0 | 0 | 0 | 0 | 0 | 0 | 0 | 0 | 0 | 0 | 0 | 0 | 0 | 0 | 0 | 0 | 0 | 0
0 | 0 | 0 | 0 | 0 | 0 | 0% | 0 | 0 | 0 | 0 | 0 | 0 | 0 | 0 |  | n/a | n/a | n/a | n/a | n/a | 0 | 0 | 0 | 0 | #DIV/0! | 0 | 0 | 0 |  | 0 | 0 | 0 | 0 | 0 | 0 | 0 | 0 | 0 | 0 | 0 | 0 | 0 | 0 | 0 | 0 | 0 | 0 | 0 | 0 | 0 | 0 | 0 | 0 | 0 | 0 | 0 | 0 | 0 | 0 | 0 | 0 | 0 | 0 | 0 | 0 | 0 | 0 | 0 | 0 | 0 | 0 | 0 | 0 | 0 | 0 | 0 | 0 | 0 | 0 | 0 | 0 | 0 | 0 | 0 | 0 | 0 | 0 | 0 | 0 | 0 | 0 | 0 | 0 | 0 | 0 | 0 | 0 | 0 | 0 | 0 | 0 | 0 | 0 | 0 | 0 | 0 | 0 | 0 | 0 | 0 | 0 | 0 | 0 | 0 | 0 | 0 | 0 | 0 | 0 | 0 | 0 | 0 | 0 | 0 | 0
0 | 0 | 0 | 0 | 0 | 0 | 0% | 0 | 0 | 0 | 0 | 0 | 0 | 0 | 0 |  | n/a | n/a | n/a | n/a | n/a | 0 | 0 | 0 | 0 | #DIV/0! | 0 | 0 | 0 |  | 0 | 0 | 0 | 0 | 0 | 0 | 0 | 0 | 0 | 0 | 0 | 0 | 0 | 0 | 0 | 0 | 0 | 0 | 0 | 0 | 0 | 0 | 0 | 0 | 0 | 0 | 0 | 0 | 0 | 0 | 0 | 0 | 0 | 0 | 0 | 0 | 0 | 0 | 0 | 0 | 0 | 0 | 0 | 0 | 0 | 0 | 0 | 0 | 0 | 0 | 0 | 0 | 0 | 0 | 0 | 0 | 0 | 0 | 0 | 0 | 0 | 0 | 0 | 0 | 0 | 0 | 0 | 0 | 0 | 0 | 0 | 0 | 0 | 0 | 0 | 0 | 0 | 0 | 0 | 0 | 0 | 0 | 0 | 0 | 0 | 0 | 0 | 0 | 0 | 0 | 0 | 0 | 0 | 0 | 0 | 0
0 | 0 | 0 | 0 | 0 | 0 | 0% | 0 | 0 | 0 | 0 | 0 | 0 | 0 | 0 |  | n/a | n/a | n/a | n/a | n/a | 0 | 0 | 0 | 0 | #DIV/0! | 0 | 0 | 0 |  | 0 | 0 | 0 | 0 | 0 | 0 | 0 | 0 | 0 | 0 | 0 | 0 | 0 | 0 | 0 | 0 | 0 | 0 | 0 | 0 | 0 | 0 | 0 | 0 | 0 | 0 | 0 | 0 | 0 | 0 | 0 | 0 | 0 | 0 | 0 | 0 | 0 | 0 | 0 | 0 | 0 | 0 | 0 | 0 | 0 | 0 | 0 | 0 | 0 | 0 | 0 | 0 | 0 | 0 | 0 | 0 | 0 | 0 | 0 | 0 | 0 | 0 | 0 | 0 | 0 | 0 | 0 | 0 | 0 | 0 | 0 | 0 | 0 | 0 | 0 | 0 | 0 | 0 | 0 | 0 | 0 | 0 | 0 | 0 | 0 | 0 | 0 | 0 | 0 | 0 | 0 | 0 | 0 | 0 | 0 | 0
0 | 0 | 0 | 0 | 0 | 0 | 0% | 0 | 0 | 0 | 0 | 0 | 0 | 0 | 0 |  | n/a | n/a | n/a | n/a | n/a | 0 | 0 | 0 | 0 | #DIV/0! | 0 | 0 | 0 |  | 0 | 0 | 0 | 0 | 0 | 0 | 0 | 0 | 0 | 0 | 0 | 0 | 0 | 0 | 0 | 0 | 0 | 0 | 0 | 0 | 0 | 0 | 0 | 0 | 0 | 0 | 0 | 0 | 0 | 0 | 0 | 0 | 0 | 0 | 0 | 0 | 0 | 0 | 0 | 0 | 0 | 0 | 0 | 0 | 0 | 0 | 0 | 0 | 0 | 0 | 0 | 0 | 0 | 0 | 0 | 0 | 0 | 0 | 0 | 0 | 0 | 0 | 0 | 0 | 0 | 0 | 0 | 0 | 0 | 0 | 0 | 0 | 0 | 0 | 0 | 0 | 0 | 0 | 0 | 0 | 0 | 0 | 0 | 0 | 0 | 0 | 0 | 0 | 0 | 0 | 0 | 0 | 0 | 0 | 0 | 0
0 | 0 | 0 | 0 | 0 | 0 | 0% | 0 | 0 | 0 | 0 | 0 | 0 | 0 | 0 |  | n/a | n/a | n/a | n/a | n/a | 0 | 0 | 0 | 0 | #DIV/0! | 0 | 0 | 0 |  | 0 | 0 | 0 | 0 | 0 | 0 | 0 | 0 | 0 | 0 | 0 | 0 | 0 | 0 | 0 | 0 | 0 | 0 | 0 | 0 | 0 | 0 | 0 | 0 | 0 | 0 | 0 | 0 | 0 | 0 | 0 | 0 | 0 | 0 | 0 | 0 | 0 | 0 | 0 | 0 | 0 | 0 | 0 | 0 | 0 | 0 | 0 | 0 | 0 | 0 | 0 | 0 | 0 | 0 | 0 | 0 | 0 | 0 | 0 | 0 | 0 | 0 | 0 | 0 | 0 | 0 | 0 | 0 | 0 | 0 | 0 | 0 | 0 | 0 | 0 | 0 | 0 | 0 | 0 | 0 | 0 | 0 | 0 | 0 | 0 | 0 | 0 | 0 | 0 | 0 | 0 | 0 | 0 | 0 | 0 | 0
0 | 0 | 0 | 0 | 0 | 0 | 0% | 0 | 0 | 0 | 0 | 0 | 0 | 0 | 0 |  | n/a | n/a | n/a | n/a | n/a | 0 | 0 | 0 | 0 | #DIV/0! | 0 | 0 | 0 |  | 0 | 0 | 0 | 0 | 0 | 0 | 0 | 0 | 0 | 0 | 0 | 0 | 0 | 0 | 0 | 0 | 0 | 0 | 0 | 0 | 0 | 0 | 0 | 0 | 0 | 0 | 0 | 0 | 0 | 0 | 0 | 0 | 0 | 0 | 0 | 0 | 0 | 0 | 0 | 0 | 0 | 0 | 0 | 0 | 0 | 0 | 0 | 0 | 0 | 0 | 0 | 0 | 0 | 0 | 0 | 0 | 0 | 0 | 0 | 0 | 0 | 0 | 0 | 0 | 0 | 0 | 0 | 0 | 0 | 0 | 0 | 0 | 0 | 0 | 0 | 0 | 0 | 0 | 0 | 0 | 0 | 0 | 0 | 0 | 0 | 0 | 0 | 0 | 0 | 0 | 0 | 0 | 0 | 0 | 0 | 0
0 | 0 | 0 | 0 | 0 | 0 | 0% | 0 | 0 | 0 | 0 | 0 | 0 | 0 | 0 |  | n/a | n/a | n/a | n/a | n/a | 0 | 0 | 0 | 0 | #DIV/0! | 0 | 0 | 0 |  | 0 | 0 | 0 | 0 | 0 | 0 | 0 | 0 | 0 | 0 | 0 | 0 | 0 | 0 | 0 | 0 | 0 | 0 | 0 | 0 | 0 | 0 | 0 | 0 | 0 | 0 | 0 | 0 | 0 | 0 | 0 | 0 | 0 | 0 | 0 | 0 | 0 | 0 | 0 | 0 | 0 | 0 | 0 | 0 | 0 | 0 | 0 | 0 | 0 | 0 | 0 | 0 | 0 | 0 | 0 | 0 | 0 | 0 | 0 | 0 | 0 | 0 | 0 | 0 | 0 | 0 | 0 | 0 | 0 | 0 | 0 | 0 | 0 | 0 | 0 | 0 | 0 | 0 | 0 | 0 | 0 | 0 | 0 | 0 | 0 | 0 | 0 | 0 | 0 | 0 | 0 | 0 | 0 | 0 | 0 | 0
0 | 0 | 0 | 0 | 0 | 0 | 0% | 0 | 0 | 0 | 0 | 0 | 0 | 0 | 0 |  | n/a | n/a | n/a | n/a | n/a | 0 | 0 | 0 | 0 | #DIV/0! | 0 | 0 | 0 |  | 0 | 0 | 0 | 0 | 0 | 0 | 0 | 0 | 0 | 0 | 0 | 0 | 0 | 0 | 0 | 0 | 0 | 0 | 0 | 0 | 0 | 0 | 0 | 0 | 0 | 0 | 0 | 0 | 0 | 0 | 0 | 0 | 0 | 0 | 0 | 0 | 0 | 0 | 0 | 0 | 0 | 0 | 0 | 0 | 0 | 0 | 0 | 0 | 0 | 0 | 0 | 0 | 0 | 0 | 0 | 0 | 0 | 0 | 0 | 0 | 0 | 0 | 0 | 0 | 0 | 0 | 0 | 0 | 0 | 0 | 0 | 0 | 0 | 0 | 0 | 0 | 0 | 0 | 0 | 0 | 0 | 0 | 0 | 0 | 0 | 0 | 0 | 0 | 0 | 0 | 0 | 0 | 0 | 0 | 0 | 0
0 | 0 | 0 | 0 | 0 | 0 | 0% | 0 | 0 | 0 | 0 | 0 | 0 | 0 | 0 |  | n/a | n/a | n/a | n/a | n/a | 0 | 0 | 0 | 0 | #DIV/0! | 0 | 0 | 0 |  | 0 | 0 | 0 | 0 | 0 | 0 | 0 | 0 | 0 | 0 | 0 | 0 | 0 | 0 | 0 | 0 | 0 | 0 | 0 | 0 | 0 | 0 | 0 | 0 | 0 | 0 | 0 | 0 | 0 | 0 | 0 | 0 | 0 | 0 | 0 | 0 | 0 | 0 | 0 | 0 | 0 | 0 | 0 | 0 | 0 | 0 | 0 | 0 | 0 | 0 | 0 | 0 | 0 | 0 | 0 | 0 | 0 | 0 | 0 | 0 | 0 | 0 | 0 | 0 | 0 | 0 | 0 | 0 | 0 | 0 | 0 | 0 | 0 | 0 | 0 | 0 | 0 | 0 | 0 | 0 | 0 | 0 | 0 | 0 | 0 | 0 | 0 | 0 | 0 | 0 | 0 | 0 | 0 | 0 | 0 | 0
0 | 0 | 0 | 0 | 0 | 0 | 0% | 0 | 0 | 0 | 0 | 0 | 0 | 0 | 0 |  | n/a | n/a | n/a | n/a | n/a | 0 | 0 | 0 | 0 | #DIV/0! | 0 | 0 | 0 |  | 0 | 0 | 0 | 0 | 0 | 0 | 0 | 0 | 0 | 0 | 0 | 0 | 0 | 0 | 0 | 0 | 0 | 0 | 0 | 0 | 0 | 0 | 0 | 0 | 0 | 0 | 0 | 0 | 0 | 0 | 0 | 0 | 0 | 0 | 0 | 0 | 0 | 0 | 0 | 0 | 0 | 0 | 0 | 0 | 0 | 0 | 0 | 0 | 0 | 0 | 0 | 0 | 0 | 0 | 0 | 0 | 0 | 0 | 0 | 0 | 0 | 0 | 0 | 0 | 0 | 0 | 0 | 0 | 0 | 0 | 0 | 0 | 0 | 0 | 0 | 0 | 0 | 0 | 0 | 0 | 0 | 0 | 0 | 0 | 0 | 0 | 0 | 0 | 0 | 0 | 0 | 0 | 0 | 0 | 0 | 0
0 | 0 | 0 | 0 | 0 | 0 | 0% | 0 | 0 | 0 | 0 | 0 | 0 | 0 | 0 |  | n/a | n/a | n/a | n/a | n/a | 0 | 0 | 0 | 0 | #DIV/0! | 0 | 0 | 0 |  | 0 | 0 | 0 | 0 | 0 | 0 | 0 | 0 | 0 | 0 | 0 | 0 | 0 | 0 | 0 | 0 | 0 | 0 | 0 | 0 | 0 | 0 | 0 | 0 | 0 | 0 | 0 | 0 | 0 | 0 | 0 | 0 | 0 | 0 | 0 | 0 | 0 | 0 | 0 | 0 | 0 | 0 | 0 | 0 | 0 | 0 | 0 | 0 | 0 | 0 | 0 | 0 | 0 | 0 | 0 | 0 | 0 | 0 | 0 | 0 | 0 | 0 | 0 | 0 | 0 | 0 | 0 | 0 | 0 | 0 | 0 | 0 | 0 | 0 | 0 | 0 | 0 | 0 | 0 | 0 | 0 | 0 | 0 | 0 | 0 | 0 | 0 | 0 | 0 | 0 | 0 | 0 | 0 | 0 | 0 | 0
0 | 0 | 0 | 0 | 0 | 0 | 0% | 0 | 0 | 0 | 0 | 0 | 0 | 0 | 0 |  | n/a | n/a | n/a | n/a | n/a | 0 | 0 | 0 | 0 | #DIV/0! | 0 | 0 | 0 |  | 0 | 0 | 0 | 0 | 0 | 0 | 0 | 0 | 0 | 0 | 0 | 0 | 0 | 0 | 0 | 0 | 0 | 0 | 0 | 0 | 0 | 0 | 0 | 0 | 0 | 0 | 0 | 0 | 0 | 0 | 0 | 0 | 0 | 0 | 0 | 0 | 0 | 0 | 0 | 0 | 0 | 0 | 0 | 0 | 0 | 0 | 0 | 0 | 0 | 0 | 0 | 0 | 0 | 0 | 0 | 0 | 0 | 0 | 0 | 0 | 0 | 0 | 0 | 0 | 0 | 0 | 0 | 0 | 0 | 0 | 0 | 0 | 0 | 0 | 0 | 0 | 0 | 0 | 0 | 0 | 0 | 0 | 0 | 0 | 0 | 0 | 0 | 0 | 0 | 0 | 0 | 0 | 0 | 0 | 0 | 0
0 | 0 | 0 | 0 | 0 | 0 | 0% | 0 | 0 | 0 | 0 | 0 | 0 | 0 | 0 |  | n/a | n/a | n/a | n/a | n/a | 0 | 0 | 0 | 0 | #DIV/0! | 0 | 0 | 0 |  | 0 | 0 | 0 | 0 | 0 | 0 | 0 | 0 | 0 | 0 | 0 | 0 | 0 | 0 | 0 | 0 | 0 | 0 | 0 | 0 | 0 | 0 | 0 | 0 | 0 | 0 | 0 | 0 | 0 | 0 | 0 | 0 | 0 | 0 | 0 | 0 | 0 | 0 | 0 | 0 | 0 | 0 | 0 | 0 | 0 | 0 | 0 | 0 | 0 | 0 | 0 | 0 | 0 | 0 | 0 | 0 | 0 | 0 | 0 | 0 | 0 | 0 | 0 | 0 | 0 | 0 | 0 | 0 | 0 | 0 | 0 | 0 | 0 | 0 | 0 | 0 | 0 | 0 | 0 | 0 | 0 | 0 | 0 | 0 | 0 | 0 | 0 | 0 | 0 | 0 | 0 | 0 | 0 | 0 | 0 | 0
0 | 0 | 0 | 0 | 0 | 0 | 0% | 0 | 0 | 0 | 0 | 0 | 0 | 0 | 0 |  | n/a | n/a | n/a | n/a | n/a | 0 | 0 | 0 | 0 | #DIV/0! | 0 | 0 | 0 |  | 0 | 0 | 0 | 0 | 0 | 0 | 0 | 0 | 0 | 0 | 0 | 0 | 0 | 0 | 0 | 0 | 0 | 0 | 0 | 0 | 0 | 0 | 0 | 0 | 0 | 0 | 0 | 0 | 0 | 0 | 0 | 0 | 0 | 0 | 0 | 0 | 0 | 0 | 0 | 0 | 0 | 0 | 0 | 0 | 0 | 0 | 0 | 0 | 0 | 0 | 0 | 0 | 0 | 0 | 0 | 0 | 0 | 0 | 0 | 0 | 0 | 0 | 0 | 0 | 0 | 0 | 0 | 0 | 0 | 0 | 0 | 0 | 0 | 0 | 0 | 0 | 0 | 0 | 0 | 0 | 0 | 0 | 0 | 0 | 0 | 0 | 0 | 0 | 0 | 0 | 0 | 0 | 0 | 0 | 0 | 0
0 | 0 | 0 | 0 | 0 | 0 | 0% | 0 | 0 | 0 | 0 | 0 | 0 | 0 | 0 |  | n/a | n/a | n/a | n/a | n/a | 0 | 0 | 0 | 0 | #DIV/0! | 0 | 0 | 0 |  | 0 | 0 | 0 | 0 | 0 | 0 | 0 | 0 | 0 | 0 | 0 | 0 | 0 | 0 | 0 | 0 | 0 | 0 | 0 | 0 | 0 | 0 | 0 | 0 | 0 | 0 | 0 | 0 | 0 | 0 | 0 | 0 | 0 | 0 | 0 | 0 | 0 | 0 | 0 | 0 | 0 | 0 | 0 | 0 | 0 | 0 | 0 | 0 | 0 | 0 | 0 | 0 | 0 | 0 | 0 | 0 | 0 | 0 | 0 | 0 | 0 | 0 | 0 | 0 | 0 | 0 | 0 | 0 | 0 | 0 | 0 | 0 | 0 | 0 | 0 | 0 | 0 | 0 | 0 | 0 | 0 | 0 | 0 | 0 | 0 | 0 | 0 | 0 | 0 | 0 | 0 | 0 | 0 | 0 | 0 | 0
0 | 0 | 0 | 0 | 0 | 0 | 0% | 0 | 0 | 0 | 0 | 0 | 0 | 0 | 0 |  | n/a | n/a | n/a | n/a | n/a | 0 | 0 | 0 | 0 | #DIV/0! | 0 | 0 | 0 |  | 0 | 0 | 0 | 0 | 0 | 0 | 0 | 0 | 0 | 0 | 0 | 0 | 0 | 0 | 0 | 0 | 0 | 0 | 0 | 0 | 0 | 0 | 0 | 0 | 0 | 0 | 0 | 0 | 0 | 0 | 0 | 0 | 0 | 0 | 0 | 0 | 0 | 0 | 0 | 0 | 0 | 0 | 0 | 0 | 0 | 0 | 0 | 0 | 0 | 0 | 0 | 0 | 0 | 0 | 0 | 0 | 0 | 0 | 0 | 0 | 0 | 0 | 0 | 0 | 0 | 0 | 0 | 0 | 0 | 0 | 0 | 0 | 0 | 0 | 0 | 0 | 0 | 0 | 0 | 0 | 0 | 0 | 0 | 0 | 0 | 0 | 0 | 0 | 0 | 0 | 0 | 0 | 0 | 0 | 0 | 0
0 | 0 | 0 | 0 | 0 | 0 | 0% | 0 | 0 | 0 | 0 | 0 | 0 | 0 | 0 |  | n/a | n/a | n/a | n/a | n/a | 0 | 0 | 0 | 0 | #DIV/0! | 0 | 0 | 0 |  | 0 | 0 | 0 | 0 | 0 | 0 | 0 | 0 | 0 | 0 | 0 | 0 | 0 | 0 | 0 | 0 | 0 | 0 | 0 | 0 | 0 | 0 | 0 | 0 | 0 | 0 | 0 | 0 | 0 | 0 | 0 | 0 | 0 | 0 | 0 | 0 | 0 | 0 | 0 | 0 | 0 | 0 | 0 | 0 | 0 | 0 | 0 | 0 | 0 | 0 | 0 | 0 | 0 | 0 | 0 | 0 | 0 | 0 | 0 | 0 | 0 | 0 | 0 | 0 | 0 | 0 | 0 | 0 | 0 | 0 | 0 | 0 | 0 | 0 | 0 | 0 | 0 | 0 | 0 | 0 | 0 | 0 | 0 | 0 | 0 | 0 | 0 | 0 | 0 | 0 | 0 | 0 | 0 | 0 | 0 | 0
0 | 0 | 0 | 0 | 0 | 0 | 0% | 0 | 0 | 0 | 0 | 0 | 0 | 0 | 0 |  | n/a | n/a | n/a | n/a | n/a | 0 | 0 | 0 | 0 | #DIV/0! | 0 | 0 | 0 |  | 0 | 0 | 0 | 0 | 0 | 0 | 0 | 0 | 0 | 0 | 0 | 0 | 0 | 0 | 0 | 0 | 0 | 0 | 0 | 0 | 0 | 0 | 0 | 0 | 0 | 0 | 0 | 0 | 0 | 0 | 0 | 0 | 0 | 0 | 0 | 0 | 0 | 0 | 0 | 0 | 0 | 0 | 0 | 0 | 0 | 0 | 0 | 0 | 0 | 0 | 0 | 0 | 0 | 0 | 0 | 0 | 0 | 0 | 0 | 0 | 0 | 0 | 0 | 0 | 0 | 0 | 0 | 0 | 0 | 0 | 0 | 0 | 0 | 0 | 0 | 0 | 0 | 0 | 0 | 0 | 0 | 0 | 0 | 0 | 0 | 0 | 0 | 0 | 0 | 0 | 0 | 0 | 0 | 0 | 0 | 0
0 | 0 | 0 | 0 | 0 | 0 | 0% | 0 | 0 | 0 | 0 | 0 | 0 | 0 | 0 |  | n/a | n/a | n/a | n/a | n/a | 0 | 0 | 0 | 0 | #DIV/0! | 0 | 0 | 0 |  | 0 | 0 | 0 | 0 | 0 | 0 | 0 | 0 | 0 | 0 | 0 | 0 | 0 | 0 | 0 | 0 | 0 | 0 | 0 | 0 | 0 | 0 | 0 | 0 | 0 | 0 | 0 | 0 | 0 | 0 | 0 | 0 | 0 | 0 | 0 | 0 | 0 | 0 | 0 | 0 | 0 | 0 | 0 | 0 | 0 | 0 | 0 | 0 | 0 | 0 | 0 | 0 | 0 | 0 | 0 | 0 | 0 | 0 | 0 | 0 | 0 | 0 | 0 | 0 | 0 | 0 | 0 | 0 | 0 | 0 | 0 | 0 | 0 | 0 | 0 | 0 | 0 | 0 | 0 | 0 | 0 | 0 | 0 | 0 | 0 | 0 | 0 | 0 | 0 | 0 | 0 | 0 | 0 | 0 | 0 | 0

## 2018
Year | 2018
[7 empty] | Net Annual Savings with Line Losses |  |  |  |  | Costs per Unit |  | Total Costs |  | B/C Ratio -- Cost Tests |  |  |  |  | Levelized Cost $/kWh | First Year Cost $/kWh | Net Present Value | [6 empty] | Net kWh Savings | [31 empty] | Net kW Savings | [31 empty] | Net Therm Savings
Sector | Program | Tier | Measure | Measure Life | Remaining Life | NTG | Therms | kWh | kW | Remaining kWh | Remaining kW | Incremental Cost | Future Avoided Cost | Total Incentives | Admin | TRC | RIM | Utility | Societal | Participant |  |  | Avoided Energy & Demand Cost | Avoided Environmental Costs | Participant Bill Savings | Lost Utility Revenue | Participant Incentives | Incremental Cost | Program Delivery Costs | 2016 | 2017 | 2018 | 2019 | 2020 | 2021 | 2022 | 2023 | 2024 | 2025 | 2026 | 2027 | 2028 | 2029 | 2030 | 2031 | 2032 | 2033 | 2034 | 2035 | 2036 | 2037 | 2038 | 2039 | 2040 | 2041 | 2042 | 2043 | 2044 | 2045 | 2046 | 2047 | 2016 | 2017 | 2018 | 2019 | 2020 | 2021 | 2022 | 2023 | 2024 | 2025 | 2026 | 2027 | 2028 | 2029 | 2030 | 2031 | 2032 | 2033 | 2034 | 2035 | 2036 | 2037 | 2038 | 2039 | 2040 | 2041 | 2042 | 2043 | 2044 | 2045 | 2046 | 2047 | 2016 | 2017 | 2018 | 2019 | 2020 | 2021 | 2022 | 2023 | 2024 | 2025 | 2026 | 2027 | 2028 | 2029 | 2030 | 2031 | 2032 | 2033 | 2034 | 2035 | 2036 | 2037 | 2038 | 2039 | 2040 | 2041 | 2042 | 2043 | 2044 | 2045 | 2046 | 2047
0 | 0 | 0 | [5 empty] | 35010103.1154 |  | 0 | [5 empty] | 1.6278 | 0.44945 | 1.8535 | 1.9009 | 10.7507 | 0.036658 | 0.15981 | 10370008.2767 | 1739925.0401 | 23458351.0048 | 17477669.5595 | 1550547.2411 | 2326251.6068 | 4044336.0759 | 0 | 0 | 34630900.3925 | 34630900.3925 | 22204109.1718 | 22204109.1718 | 22204109.1718 | 14706352.8232 | 12826570.4465 | 12826570.4465 | 12339502.1053 | 12218846.4562 | 8694395.8158 | 8024021.1133 | 7898153.4636 | 7898153.4636 | 7822077.1491 | 2993083.4987 | 2979734.1224 | 2979734.1224 | 2645323.5526 | 2645323.5526 | 773550.4735 | 773550.4735 | 773550.4735 | 773550.4735 | 773550.4735 | 0 | 0 | 0 | 0 | 0 | 0 | 0 | 5580.162 | 5580.162 | 3061.6513 | 3061.6513 | 3061.6513 | 2265.5712 | 2130.5845 | 2130.5845 | 2061.5776 | 2014.4239 | 1487.6769 | 1334.9089 | 1322.5403 | 1322.5403 | 1312.6104 | 503.5021 | 501.9579 | 501.9579 | 420.0878 | 420.0878 | 169.4374 | 169.4374 | 169.4374 | 169.4374 | 169.4374 | 0 | 0 | 0 | 0 | 0 | 0 | 0 | -33404.395 | -33404.395 | -33404.395 | -33404.395 | -33404.395 | 12451.2672 | 12451.2672 | 12451.2672 | 12451.2672 | 11194.244 | 8619.306 | 8619.306 | 8619.306 | 8619.306 | 8211.5287 | 5341.5803 | 5341.5803 | 5341.5803 | 5341.5803 | 5341.5803 | 2037.2953 | 2037.2953 | 2037.2953 | 2037.2953 | 2037.2953 | 0 | 0 | 0 | 0 | 0
Residential | Residential Total | [6 empty] | 25835623.7168 |  | 0 |  |  |  | 915680 | 3121904.23 | 1.6715 | 0.40351 | 1.8894 | 1.9519 | 12.5348 | 0.035973 | 0.13379 | 6530581.3679 | 1095380.3344 | 14688731.2337 | 12727890.5693 | 783886.2679 | 1234375.1257 | 2672568.8619 | 0 | 0 | 26189728.628 | 26189728.628 | 13762937.4074 | 13762937.4074 | 13762937.4074 | 7029148.6083 | 5149366.2317 | 5149366.2317 | 4785048.8584 | 4664393.2093 | 4446483.5079 | 4446483.5079 | 4416903.872 | 4416903.872 | 4340827.5574 | 2894023.7224 | 2894023.7224 | 2894023.7224 | 2559613.1526 | 2559613.1526 | 773550.4735 | 773550.4735 | 773550.4735 | 773550.4735 | 773550.4735 | 0 | 0 | 0 | 0 | 0 | 0 | 0 | 4120.1913 | 4120.1913 | 1601.6806 | 1601.6806 | 1601.6806 | 898.7507 | 763.7639 | 763.7639 | 718.6565 | 671.5028 | 649.2046 | 649.2046 | 642.3589 | 642.3589 | 632.429 | 459.1431 | 459.1431 | 459.1431 | 377.273 | 377.273 | 169.4374 | 169.4374 | 169.4374 | 169.4374 | 169.4374 | 0 | 0 | 0 | 0 | 0 | 0 | 0 | -43844.2882 | -43844.2882 | -43844.2882 | -43844.2882 | -43844.2882 | 2011.3741 | 2011.3741 | 2011.3741 | 2011.3741 | 754.3508 | -1820.5871 | -1820.5871 | -1820.5871 | -1820.5871 | -2228.3644 | 5341.5803 | 5341.5803 | 5341.5803 | 5341.5803 | 5341.5803 | 2037.2953 | 2037.2953 | 2037.2953 | 2037.2953 | 2037.2953 | 0 | 0 | 0 | 0 | 0
Residential | Residential Efficient Products | 0 | [5 empty] | 7551919.8526 |  | 0 |  |  |  | 538750 | 592572.51 | 1.7461 | 0.48193 | 2.463 | 2.0169 | 6.0904 | 0.029849 | 0.12824 | 2385356.6089 | 369890.6312 | 4769414.8939 | 3981120.1594 | 461207.7656 | 858827.5004 | 507283.6071 | 0 | 0 | 7551919.8526 | 7551919.8526 | 7551919.8526 | 7551919.8526 | 7551919.8526 | 1118005.7734 | 1118005.7734 | 1118005.7734 | 1118005.7734 | 1102404.8794 | 1102404.8794 | 1102404.8794 | 1072825.2435 | 1072825.2435 | 996748.9289 | 0 | 0 | 0 | 0 | 0 | 0 | 0 | 0 | 0 | 0 | 0 | 0 | 0 | 0 | 0 | 0 | 0 | 786.8826 | 786.8826 | 786.8826 | 786.8826 | 786.8826 | 123.831 | 123.831 | 123.831 | 123.831 | 122.0264 | 122.0264 | 122.0264 | 115.1808 | 115.1808 | 105.2509 | 0 | 0 | 0 | 0 | 0 | 0 | 0 | 0 | 0 | 0 | 0 | 0 | 0 | 0 | 0 | 0 | 0 | -51142.4476 | -51142.4476 | -51142.4476 | -51142.4476 | -51142.4476 | -6507.1685 | -6507.1685 | -6507.1685 | -6507.1685 | -6507.1685 | -6507.1685 | -6507.1685 | -6507.1685 | -6507.1685 | -6914.9457 | 0 | 0 | 0 | 0 | 0 | 0 | 0 | 0 | 0 | 0 | 0 | 0 | 0 | 0 | 0
Residential | Residential Efficient Products | Lighting | [5 empty] | 7430663.0081 |  | 0 |  |  |  | 490500 | 563151.38 | 1.7997 | 0.48894 | 2.5791 | 2.0782 | 6.2173 | 0.028568 | 0.12139 | 2326364.2422 | 359939.74 | 4619506.053 | 3855988.4354 | 419902.3834 | 810540.0104 | 482097.0574 | 0 | 0 | 7430663.0081 | 7430663.0081 | 7430663.0081 | 7430663.0081 | 7430663.0081 | 996748.9289 | 996748.9289 | 996748.9289 | 996748.9289 | 996748.9289 | 996748.9289 | 996748.9289 | 996748.9289 | 996748.9289 | 996748.9289 | 0 | 0 | 0 | 0 | 0 | 0 | 0 | 0 | 0 | 0 | 0 | 0 | 0 | 0 | 0 | 0 | 0 | 768.3025 | 768.3025 | 768.3025 | 768.3025 | 768.3025 | 105.2509 | 105.2509 | 105.2509 | 105.2509 | 105.2509 | 105.2509 | 105.2509 | 105.2509 | 105.2509 | 105.2509 | 0 | 0 | 0 | 0 | 0 | 0 | 0 | 0 | 0 | 0 | 0 | 0 | 0 | 0 | 0 | 0 | 0 | -51550.2249 | -51550.2249 | -51550.2249 | -51550.2249 | -51550.2249 | -6914.9457 | -6914.9457 | -6914.9457 | -6914.9457 | -6914.9457 | -6914.9457 | -6914.9457 | -6914.9457 | -6914.9457 | -6914.9457 | 0 | 0 | 0 | 0 | 0 | 0 | 0 | 0 | 0 | 0 | 0 | 0 | 0 | 0 | 0
Residential | Residential Efficient Products | Appliance | [5 empty] | 121256.8444 |  | 0 |  |  |  | 48250 | 29421.13 | 0.8029 | 0.30786 | 0.88721 | 0.93833 | 3.9599 | 0.076175 | 0.54836 | 58992.3667 | 9950.8913 | 149908.8408 | 125131.724 | 41305.3823 | 48287.49 | 25186.5497 | 0 | 0 | 121256.8444 | 121256.8444 | 121256.8444 | 121256.8444 | 121256.8444 | 121256.8444 | 121256.8444 | 121256.8444 | 121256.8444 | 105655.9505 | 105655.9505 | 105655.9505 | 76076.3145 | 76076.3145 | 0 | 0 | 0 | 0 | 0 | 0 | 0 | 0 | 0 | 0 | 0 | 0 | 0 | 0 | 0 | 0 | 0 | 0 | 18.5801 | 18.5801 | 18.5801 | 18.5801 | 18.5801 | 18.5801 | 18.5801 | 18.5801 | 18.5801 | 16.7755 | 16.7755 | 16.7755 | 9.9299 | 9.9299 | 0 | 0 | 0 | 0 | 0 | 0 | 0 | 0 | 0 | 0 | 0 | 0 | 0 | 0 | 0 | 0 | 0 | 0 | 407.7773 | 407.7773 | 407.7773 | 407.7773 | 407.7773 | 407.7773 | 407.7773 | 407.7773 | 407.7773 | 407.7773 | 407.7773 | 407.7773 | 407.7773 | 407.7773 | 0 | 0 | 0 | 0 | 0 | 0 | 0 | 0 | 0 | 0 | 0 | 0 | 0 | 0 | 0 | 0
Residential | Appliance Recycling | 0 | [5 empty] | 364317.3733 |  | 0 |  |  |  | 30750 | 71077.69 | 1.1344 | 0.34912 | 1.3673 | 1.3439 | 8.3675 | 0.045138 | 0.23927 | 119189.8838 | 22015.8733 | 343726.5196 | 254228.4629 | 26324.1555 | 44224.5813 | 60847.4851 | 0 | 0 | 364317.3733 | 364317.3733 | 364317.3733 | 364317.3733 | 364317.3733 | 364317.3733 | 364317.3733 | 364317.3733 | 0 | 0 | 0 | 0 | 0 | 0 | 0 | 0 | 0 | 0 | 0 | 0 | 0 | 0 | 0 | 0 | 0 | 0 | 0 | 0 | 0 | 0 | 0 | 0 | 45.1074 | 45.1074 | 45.1074 | 45.1074 | 45.1074 | 45.1074 | 45.1074 | 45.1074 | 0 | 0 | 0 | 0 | 0 | 0 | 0 | 0 | 0 | 0 | 0 | 0 | 0 | 0 | 0 | 0 | 0 | 0 | 0 | 0 | 0 | 0 | 0 | 0 | 0 | 0 | 0 | 0 | 0 | 0 | 0 | 0 | 0 | 0 | 0 | 0 | 0 | 0 | 0 | 0 | 0 | 0 | 0 | 0 | 0 | 0 | 0 | 0 | 0 | 0 | 0 | 0 | 0 | 0
Residential | New Manufactured Homes | 0 | [5 empty] | 315160.9179 |  | 0 |  |  |  | 107550 | 75433.5 | 1.7372 | 0.42899 | 1.7039 | 1.9637 | 8.6545 | 0.051309 | 0.49704 | 266918.0957 | 34804.4489 | 678818.0862 | 465550.322 | 92070.3391 | 89073.5434 | 64576.3638 | 0 | 0 | 315160.9179 | 315160.9179 | 315160.9179 | 315160.9179 | 315160.9179 | 315160.9179 | 315160.9179 | 315160.9179 | 315160.9179 | 315160.9179 | 315160.9179 | 315160.9179 | 315160.9179 | 315160.9179 | 315160.9179 | 315160.9179 | 315160.9179 | 315160.9179 | 282634.6609 | 282634.6609 | 282634.6609 | 282634.6609 | 282634.6609 | 282634.6609 | 282634.6609 | 0 | 0 | 0 | 0 | 0 | 0 | 0 | 128.0663 | 128.0663 | 128.0663 | 128.0663 | 128.0663 | 128.0663 | 128.0663 | 128.0663 | 128.0663 | 128.0663 | 128.0663 | 128.0663 | 128.0663 | 128.0663 | 128.0663 | 128.0663 | 128.0663 | 128.0663 | 112.1764 | 112.1764 | 112.1764 | 112.1764 | 112.1764 | 112.1764 | 112.1764 | 0 | 0 | 0 | 0 | 0 | 0 | 0 | 0 | 0 | 0 | 0 | 0 | 0 | 0 | 0 | 0 | 0 | 0 | 0 | 0 | 0 | 0 | 0 | 0 | 0 | 0 | 0 | 0 | 0 | 0 | 0 | 0 | 0 | 0 | 0 | 0 | 0
Residential | New Manufactured Homes | Tier 1 | [5 empty] | 152579.2755 |  | 0 |  |  |  | 42750 | 43402.5 | 1.7527 | 0.50468 | 2.0182 | 1.9485 | 7.5176 | 0.050579 | 0.48337 | 148847.2041 | 16623.0087 | 322503.1533 | 221180.6814 | 36596.9967 | 47768.0482 | 37155.5825 | 0 | 0 | 152579.2755 | 152579.2755 | 152579.2755 | 152579.2755 | 152579.2755 | 152579.2755 | 152579.2755 | 152579.2755 | 152579.2755 | 152579.2755 | 152579.2755 | 152579.2755 | 152579.2755 | 152579.2755 | 152579.2755 | 152579.2755 | 152579.2755 | 152579.2755 | 120053.0186 | 120053.0186 | 120053.0186 | 120053.0186 | 120053.0186 | 120053.0186 | 120053.0186 | 0 | 0 | 0 | 0 | 0 | 0 | 0 | 89.2637 | 89.2637 | 89.2637 | 89.2637 | 89.2637 | 89.2637 | 89.2637 | 89.2637 | 89.2637 | 89.2637 | 89.2637 | 89.2637 | 89.2637 | 89.2637 | 89.2637 | 89.2637 | 89.2637 | 89.2637 | 73.3738 | 73.3738 | 73.3738 | 73.3738 | 73.3738 | 73.3738 | 73.3738 | 0 | 0 | 0 | 0 | 0 | 0 | 0 | 0 | 0 | 0 | 0 | 0 | 0 | 0 | 0 | 0 | 0 | 0 | 0 | 0 | 0 | 0 | 0 | 0 | 0 | 0 | 0 | 0 | 0 | 0 | 0 | 0 | 0 | 0 | 0 | 0 | 0
Residential | New Manufactured Homes | Tier 2 | [5 empty] | 162581.6424 |  | 0 |  |  |  | 64800 | 32031 | 1.718 | 0.36078 | 1.4244 | 1.9825 | 9.9693 | 0.051976 | 0.50986 | 118070.8916 | 18181.4403 | 356314.9329 | 244369.6406 | 55473.3424 | 41305.4952 | 27420.7813 | 0 | 0 | 162581.6424 | 162581.6424 | 162581.6424 | 162581.6424 | 162581.6424 | 162581.6424 | 162581.6424 | 162581.6424 | 162581.6424 | 162581.6424 | 162581.6424 | 162581.6424 | 162581.6424 | 162581.6424 | 162581.6424 | 162581.6424 | 162581.6424 | 162581.6424 | 162581.6424 | 162581.6424 | 162581.6424 | 162581.6424 | 162581.6424 | 162581.6424 | 162581.6424 | 0 | 0 | 0 | 0 | 0 | 0 | 0 | 38.8026 | 38.8026 | 38.8026 | 38.8026 | 38.8026 | 38.8026 | 38.8026 | 38.8026 | 38.8026 | 38.8026 | 38.8026 | 38.8026 | 38.8026 | 38.8026 | 38.8026 | 38.8026 | 38.8026 | 38.8026 | 38.8026 | 38.8026 | 38.8026 | 38.8026 | 38.8026 | 38.8026 | 38.8026 | 0 | 0 | 0 | 0 | 0 | 0 | 0 | 0 | 0 | 0 | 0 | 0 | 0 | 0 | 0 | 0 | 0 | 0 | 0 | 0 | 0 | 0 | 0 | 0 | 0 | 0 | 0 | 0 | 0 | 0 | 0 | 0 | 0 | 0 | 0 | 0 | 0
Residential | Whole House Efficiency | 0 | [5 empty] | 4476206.6851 | [5 empty] | 238630 | 1388774.98 | 1.4887 | 0.34731 | 1.5293 | 1.7505 | 23.9639 | 0.042396 | 0.31124 | 2130580.4028 | 374617.6076 | 5600965.225 | 4741329.6527 | 204284.0076 | 242249.5006 | 1188888.734 | 0 | 0 | 4821424.6837 | 4821424.6837 | 4820320.5494 | 4820320.5494 | 4820320.5494 | 4535660.9361 | 2898177.5186 | 2898177.5186 | 2898177.5186 | 2798778.6255 | 2592047.4552 | 2592047.4552 | 2592047.4552 | 2592047.4552 | 2592047.4552 | 2200737.6624 | 2200737.6624 | 2200737.6624 | 1907740.2623 | 1907740.2623 | 171275.5509 | 171275.5509 | 171275.5509 | 171275.5509 | 171275.5509 | 0 | 0 | 0 | 0 | 0 | 0 | 0 | 550.4918 | 550.4918 | 550.1457 | 550.1457 | 550.1457 | 511.9867 | 394.7449 | 394.7449 | 394.7449 | 351.8271 | 330.6418 | 330.6418 | 330.6418 | 330.6418 | 330.6418 | 272.576 | 272.576 | 272.576 | 210.9372 | 210.9372 | 10.6361 | 10.6361 | 10.6361 | 10.6361 | 10.6361 | 0 | 0 | 0 | 0 | 0 | 0 | 0 | 7207.4113 | 7207.4113 | 7207.4113 | 7207.4113 | 7207.4113 | 8405.4384 | 8405.4384 | 8405.4384 | 8405.4384 | 7178.7226 | 4663.6858 | 4663.6858 | 4663.6858 | 4663.6858 | 4663.6858 | 5341.5803 | 5341.5803 | 5341.5803 | 5341.5803 | 5341.5803 | 2037.2953 | 2037.2953 | 2037.2953 | 2037.2953 | 2037.2953 | 0 | 0 | 0 | 0 | 0
Residential | Whole House Efficiency | Single Family | [5 empty] | 2176455.0075 |  | 0 |  |  |  | 0 | 999941.25 | 1.34 | 0.33759 | 1.34 | 1.5728 | n/a | 0.048964 | 0.39331 | 1147027.1928 | 199301.6428 | 2537511.0489 | 2541686.6918 | 0 | 0 | 856019.8045 | 0 | 0 | 2176455.0075 | 2176455.0075 | 2175532.1582 | 2175532.1582 | 2175532.1582 | 1981733.1397 | 1981733.1397 | 1981733.1397 | 1981733.1397 | 1893919.6959 | 1714879.9698 | 1714879.9698 | 1714879.9698 | 1714879.9698 | 1714879.9698 | 1425403.2084 | 1425403.2084 | 1425403.2084 | 1425403.2084 | 1425403.2084 | 0 | 0 | 0 | 0 | 0 | 0 | 0 | 0 | 0 | 0 | 0 | 0 | 283.6237 | 283.6237 | 283.3298 | 283.3298 | 283.3298 | 261.3015 | 261.3015 | 261.3015 | 261.3015 | 223.5527 | 205.7281 | 205.7281 | 205.7281 | 205.7281 | 205.7281 | 163.5285 | 163.5285 | 163.5285 | 163.5285 | 163.5285 | 0 | 0 | 0 | 0 | 0 | 0 | 0 | 0 | 0 | 0 | 0 | 0 | 1427.0921 | 1427.0921 | 1427.0921 | 1427.0921 | 1427.0921 | 2505.3164 | 2505.3164 | 2505.3164 | 2505.3164 | 1318.2481 | -1102.0234 | -1102.0234 | -1102.0234 | -1102.0234 | -1102.0234 | 0 | 0 | 0 | 0 | 0 | 0 | 0 | 0 | 0 | 0 | 0 | 0 | 0 | 0 | 0
Residential | Whole House Efficiency | Multi-Family | [5 empty] | 262993.588 |  | 0 |  |  |  | 0 | 117539.63 | 1.3443 | 0.33805 | 1.3443 | 1.5803 | n/a | 0.048313 | 0.3826 | 135265.5106 | 23742.9162 | 299026.2225 | 299518.29 | 0 | 0 | 100622.1626 | 0 | 0 | 262993.588 | 262993.588 | 262812.303 | 262812.303 | 262812.303 | 239176.531 | 239176.531 | 239176.531 | 239176.531 | 227591.0817 | 199899.6374 | 199899.6374 | 199899.6374 | 199899.6374 | 199899.6374 | 158204.9871 | 158204.9871 | 158204.9871 | 158204.9871 | 158204.9871 | 0 | 0 | 0 | 0 | 0 | 0 | 0 | 0 | 0 | 0 | 0 | 0 | 34.5699 | 34.5699 | 34.5177 | 34.5177 | 34.5177 | 31.8885 | 31.8885 | 31.8885 | 31.8885 | 26.7195 | 23.3587 | 23.3587 | 23.3587 | 23.3587 | 23.3587 | 18.0308 | 18.0308 | 18.0308 | 18.0308 | 18.0308 | 0 | 0 | 0 | 0 | 0 | 0 | 0 | 0 | 0 | 0 | 0 | 0 | -122.1641 | -122.1641 | -122.1641 | -122.1641 | -122.1641 | -2.3614 | -2.3614 | -2.3614 | -2.3614 | -42.009 | -136.7742 | -136.7742 | -136.7742 | -136.7742 | -136.7742 | 0 | 0 | 0 | 0 | 0 | 0 | 0 | 0 | 0 | 0 | 0 | 0 | 0 | 0 | 0
Residential | Whole House Efficiency | Building Shell | [5 empty] | 384270.4478 |  | 0 |  |  |  | 48480 | 66759.6 | 2.1163 | 0.36558 | 2.5993 | 2.4488 | 10.0487 | 0.027912 | 0.25673 | 256424.961 | 40292.6548 | 601776.9962 | 602767.2602 | 41502.2784 | 64016.414 | 57150.8974 | 0 | 0 | 384270.4478 | 384270.4478 | 384270.4478 | 384270.4478 | 384270.4478 | 384270.4478 | 384270.4478 | 384270.4478 | 384270.4478 | 384270.4478 | 384270.4478 | 384270.4478 | 384270.4478 | 384270.4478 | 384270.4478 | 324132.0668 | 324132.0668 | 324132.0668 | 324132.0668 | 324132.0668 | 171275.5509 | 171275.5509 | 171275.5509 | 171275.5509 | 171275.5509 | 0 | 0 | 0 | 0 | 0 | 0 | 0 | 39.9162 | 39.9162 | 39.9162 | 39.9162 | 39.9162 | 39.9162 | 39.9162 | 39.9162 | 39.9162 | 39.9162 | 39.9162 | 39.9162 | 39.9162 | 39.9162 | 39.9162 | 29.378 | 29.378 | 29.378 | 29.378 | 29.378 | 10.6361 | 10.6361 | 10.6361 | 10.6361 | 10.6361 | 0 | 0 | 0 | 0 | 0 | 0 | 0 | 5902.4834 | 5902.4834 | 5902.4834 | 5902.4834 | 5902.4834 | 5902.4834 | 5902.4834 | 5902.4834 | 5902.4834 | 5902.4834 | 5902.4834 | 5902.4834 | 5902.4834 | 5902.4834 | 5902.4834 | 5341.5803 | 5341.5803 | 5341.5803 | 5341.5803 | 5341.5803 | 2037.2953 | 2037.2953 | 2037.2953 | 2037.2953 | 2037.2953 | 0 | 0 | 0 | 0 | 0
Residential | Whole House Efficiency | HVAC | [7 empty] | 1652487.6418 |  |  |  | 190150 | 204534.5 | 1.6751 | 0.36194 | 1.7517 | 1.9901 | 13.0471 | 0.034614 | 0.20447 | 591862.7385 | 111280.3937 | 2162650.9574 | 1297357.4108 | 162781.7292 | 178233.0866 | 175095.8696 | 0 | 0 | 1997705.6403 | 1997705.6403 | 1997705.6403 | 1997705.6403 | 1997705.6403 | 1930480.8176 | 292997.4001 | 292997.4001 | 292997.4001 | 292997.4001 | 292997.4001 | 292997.4001 | 292997.4001 | 292997.4001 | 292997.4001 | 292997.4001 | 292997.4001 | 292997.4001 | 0 | 0 | 0 | 0 | 0 | 0 | 0 | 0 | 0 | 0 | 0 | 0 | 0 | 0 | 192.382 | 192.382 | 192.382 | 192.382 | 192.382 | 178.8805 | 61.6388 | 61.6388 | 61.6388 | 61.6388 | 61.6388 | 61.6388 | 61.6388 | 61.6388 | 61.6388 | 61.6388 | 61.6388 | 61.6388 | 0 | 0 | 0 | 0 | 0 | 0 | 0 | 0 | 0 | 0 | 0 | 0 | 0 | 0 | 0 | 0 | 0 | 0 | 0 | 0 | 0 | 0 | 0 | 0 | 0 | 0 | 0 | 0 | 0 | 0 | 0 | 0 | 0 | 0 | 0 | 0 | 0 | 0 | 0 | 0 | 0 | 0 | 0 | 0
Residential | Residential Home Performance | 0 | [5 empty] | 12425687.0864 |  | 0 |  |  |  | 0 | 626325 | 2.3912 | 0.42119 | 2.3912 | 2.8267 | n/a | 0.026181 | 0.043151 | 1282127.2118 | 233463.8242 | 2421972.9512 | 2507889.8353 | 0 | 0 | 536178.1045 | 0 | 0 | 12425687.0864 | 12425687.0864 | 0 | 0 | 0 | 0 | 0 | 0 | 0 | 0 | 0 | 0 | 0 | 0 | 0 | 0 | 0 | 0 | 0 | 0 | 0 | 0 | 0 | 0 | 0 | 0 | 0 | 0 | 0 | 0 | 0 | 0 | 2518.1646 | 2518.1646 | 0 | 0 | 0 | 0 | 0 | 0 | 0 | 0 | 0 | 0 | 0 | 0 | 0 | 0 | 0 | 0 | 0 | 0 | 0 | 0 | 0 | 0 | 0 | 0 | 0 | 0 | 0 | 0 | 0 | 0 | 0 | 0 | 0 | 0 | 0 | 0 | 0 | 0 | 0 | 0 | 0 | 0 | 0 | 0 | 0 | 0 | 0 | 0 | 0 | 0 | 0 | 0 | 0 | 0 | 0 | 0 | 0 | 0 | 0 | 0
Residential | Targeted Energy Efficiency | 0 | [5 empty] | 702331.8015 | [5 empty] | 0 | 367720.55 | 1.1004 | 0.31706 | 1.1004 | 1.2929 | n/a | 0.059231 | 0.44821 | 346409.1649 | 60587.9491 | 873833.5578 | 777772.137 | 0 | 0 | 314794.5675 | 0 | 0 | 711218.7142 | 711218.7142 | 711218.7142 | 711218.7142 | 711218.7142 | 696003.6077 | 453704.6485 | 453704.6485 | 453704.6485 | 448048.7864 | 436870.2554 | 436870.2554 | 436870.2554 | 436870.2554 | 436870.2554 | 378125.1421 | 378125.1421 | 378125.1421 | 369238.2294 | 369238.2294 | 319640.2616 | 319640.2616 | 319640.2616 | 319640.2616 | 319640.2616 | 0 | 0 | 0 | 0 | 0 | 0 | 0 | 91.4786 | 91.4786 | 91.4786 | 91.4786 | 91.4786 | 89.7592 | 72.0143 | 72.0143 | 72.0143 | 69.583 | 68.4701 | 68.4701 | 68.4701 | 68.4701 | 68.4701 | 58.5008 | 58.5008 | 58.5008 | 54.1593 | 54.1593 | 46.6249 | 46.6249 | 46.6249 | 46.6249 | 46.6249 | 0 | 0 | 0 | 0 | 0 | 0 | 0 | 90.7481 | 90.7481 | 90.7481 | 90.7481 | 90.7481 | 113.1042 | 113.1042 | 113.1042 | 113.1042 | 82.7967 | 22.8956 | 22.8956 | 22.8956 | 22.8956 | 22.8956 | 0 | 0 | 0 | 0 | 0 | 0 | 0 | 0 | 0 | 0 | 0 | 0 | 0 | 0 | 0
Residential | Targeted Energy Efficiency | Tier 1 | [5 empty] | 460032.8423 |  | 0 |  |  |  | 0 | 301768.22 | 1.0853 | 0.31432 | 1.0853 | 1.2708 | n/a | 0.061446 | 0.56156 | 280361.2069 | 47928.2048 | 711888.0972 | 633629.5073 | 0 | 0 | 258334.7498 | 0 | 0 | 460032.8423 | 460032.8423 | 460032.8423 | 460032.8423 | 460032.8423 | 444817.7358 | 444817.7358 | 444817.7358 | 444817.7358 | 439161.8737 | 427983.3427 | 427983.3427 | 427983.3427 | 427983.3427 | 427983.3427 | 369238.2294 | 369238.2294 | 369238.2294 | 369238.2294 | 369238.2294 | 319640.2616 | 319640.2616 | 319640.2616 | 319640.2616 | 319640.2616 | 0 | 0 | 0 | 0 | 0 | 0 | 0 | 69.3921 | 69.3921 | 69.3921 | 69.3921 | 69.3921 | 67.6728 | 67.6728 | 67.6728 | 67.6728 | 65.2415 | 64.1286 | 64.1286 | 64.1286 | 64.1286 | 64.1286 | 54.1593 | 54.1593 | 54.1593 | 54.1593 | 54.1593 | 46.6249 | 46.6249 | 46.6249 | 46.6249 | 46.6249 | 0 | 0 | 0 | 0 | 0 | 0 | 0 | 90.7481 | 90.7481 | 90.7481 | 90.7481 | 90.7481 | 113.1042 | 113.1042 | 113.1042 | 113.1042 | 82.7967 | 22.8956 | 22.8956 | 22.8956 | 22.8956 | 22.8956 | 0 | 0 | 0 | 0 | 0 | 0 | 0 | 0 | 0 | 0 | 0 | 0 | 0 | 0 | 0
Residential | Targeted Energy Efficiency | Heat Pump | [7 empty] | 242298.9592 |  |  |  | 0 | 65952.33 | 1.1698 | 0.32925 | 1.1698 | 1.394 | n/a | 0.050842 | 0.23302 | 66047.958 | 12659.7444 | 161945.4606 | 144142.6297 | 0 | 0 | 56459.8176 | 0 | 0 | 251185.8719 | 251185.8719 | 251185.8719 | 251185.8719 | 251185.8719 | 251185.8719 | 8886.9127 | 8886.9127 | 8886.9127 | 8886.9127 | 8886.9127 | 8886.9127 | 8886.9127 | 8886.9127 | 8886.9127 | 8886.9127 | 8886.9127 | 8886.9127 | 0 | 0 | 0 | 0 | 0 | 0 | 0 | 0 | 0 | 0 | 0 | 0 | 0 | 0 | 22.0865 | 22.0865 | 22.0865 | 22.0865 | 22.0865 | 22.0865 | 4.3415 | 4.3415 | 4.3415 | 4.3415 | 4.3415 | 4.3415 | 4.3415 | 4.3415 | 4.3415 | 4.3415 | 4.3415 | 4.3415 | 0 | 0 | 0 | 0 | 0 | 0 | 0 | 0 | 0 | 0 | 0 | 0 | 0 | 0 | 0 | 0 | 0 | 0 | 0 | 0 | 0 | 0 | 0 | 0 | 0 | 0 | 0 | 0 | 0 | 0 | 0 | 0 | 0 | 0 | 0 | 0 | 0 | 0 | 0 | 0 | 0 | 0 | 0 | 0
Residential | Community Outreach | 0 | [5 empty] | 0 |  | 0 |  |  |  | 0 | 0 | n/a | n/a | n/a | n/a | n/a | 0 | 0 | 0 | 0 | 0 | 0 | 0 | 0 | 0 | 0 | 0 | 0 | 0 | 0 | 0 | 0 | 0 | 0 | 0 | 0 | 0 | 0 | 0 | 0 | 0 | 0 | 0 | 0 | 0 | 0 | 0 | 0 | 0 | 0 | 0 | 0 | 0 | 0 | 0 | 0 | 0 | 0 | 0 | 0 | 0 | 0 | 0 | 0 | 0 | 0 | 0 | 0 | 0 | 0 | 0 | 0 | 0 | 0 | 0 | 0 | 0 | 0 | 0 | 0 | 0 | 0 | 0 | 0 | 0 | 0 | 0 | 0 | 0 | 0 | 0 | 0 | 0 | 0 | 0 | 0 | 0 | 0 | 0 | 0 | 0 | 0 | 0 | 0 | 0 | 0 | 0 | 0 | 0 | 0 | 0 | 0 | 0 | 0 | 0 | 0 | 0 | 0 | 0 | 0 | 0
Residential | Student Energy Education | 0 | [5 empty] | 0 |  | 0 |  |  |  | 0 | 0 | n/a | n/a | n/a | n/a | n/a | 0 | 0 | 0 | 0 | 0 | 0 | 0 | 0 | 0 | 0 | 0 | 0 | 0 | 0 | 0 | 0 | 0 | 0 | 0 | 0 | 0 | 0 | 0 | 0 | 0 | 0 | 0 | 0 | 0 | 0 | 0 | 0 | 0 | 0 | 0 | 0 | 0 | 0 | 0 | 0 | 0 | 0 | 0 | 0 | 0 | 0 | 0 | 0 | 0 | 0 | 0 | 0 | 0 | 0 | 0 | 0 | 0 | 0 | 0 | 0 | 0 | 0 | 0 | 0 | 0 | 0 | 0 | 0 | 0 | 0 | 0 | 0 | 0 | 0 | 0 | 0 | 0 | 0 | 0 | 0 | 0 | 0 | 0 | 0 | 0 | 0 | 0 | 0 | 0 | 0 | 0 | 0 | 0 | 0 | 0 | 0 | 0 | 0 | 0 | 0 | 0 | 0 | 0 | 0 | 0
Commercial | Commercial Total | [6 empty] | 8441171.7644 |  | 0 |  |  |  | 895558.64 | 1452400.57 | 1.6441 | 0.56798 | 1.9101 | 1.9201 | 8.7338 | 0.035551 | 0.23812 | 3839426.9088 | 644544.7056 | 8769619.7711 | 4749778.9902 | 766660.9732 | 1091876.4811 | 1243356.6991 | 0 | 0 | 8441171.7644 | 8441171.7644 | 8441171.7644 | 8441171.7644 | 8441171.7644 | 7677204.2149 | 7677204.2149 | 7677204.2149 | 7554453.2469 | 7554453.2469 | 4247912.3078 | 3577537.6054 | 3481249.5917 | 3481249.5917 | 3481249.5917 | 99059.7763 | 85710.4 | 85710.4 | 85710.4 | 85710.4 | 0 | 0 | 0 | 0 | 0 | 0 | 0 | 0 | 0 | 0 | 0 | 0 | 1459.9707 | 1459.9707 | 1459.9707 | 1459.9707 | 1459.9707 | 1366.8205 | 1366.8205 | 1366.8205 | 1342.9211 | 1342.9211 | 838.4723 | 685.7044 | 680.1814 | 680.1814 | 680.1814 | 44.3589 | 42.8148 | 42.8148 | 42.8148 | 42.8148 | 0 | 0 | 0 | 0 | 0 | 0 | 0 | 0 | 0 | 0 | 0 | 0 | 10439.8931 | 10439.8931 | 10439.8931 | 10439.8931 | 10439.8931 | 10439.8931 | 10439.8931 | 10439.8931 | 10439.8931 | 10439.8931 | 10439.8931 | 10439.8931 | 10439.8931 | 10439.8931 | 10439.8931 | 0 | 0 | 0 | 0 | 0 | 0 | 0 | 0 | 0 | 0 | 0 | 0 | 0 | 0 | 0
Commercial | Commercial Incentive Program | 0 | [5 empty] | 3500033.8091 |  | 0 |  |  |  | 423924.01 | 420206.2 | 1.7401 | 0.61599 | 2.5205 | 2.0213 | 6.8574 | 0.027981 | 0.20647 | 1821419.918 | 294415.8333 | 4348313.9684 | 2234277.0032 | 362908.669 | 687031.0753 | 359725.9631 | 0 | 0 | 3500033.8091 | 3500033.8091 | 3500033.8091 | 3500033.8091 | 3500033.8091 | 3469373.8937 | 3469373.8937 | 3469373.8937 | 3346622.9257 | 3346622.9257 | 3079900.9484 | 2409526.246 | 2313238.2322 | 2313238.2322 | 2313238.2322 | 99059.7763 | 85710.4 | 85710.4 | 85710.4 | 85710.4 | 0 | 0 | 0 | 0 | 0 | 0 | 0 | 0 | 0 | 0 | 0 | 0 | 657.0668 | 657.0668 | 657.0668 | 657.0668 | 657.0668 | 657.0668 | 657.0668 | 657.0668 | 633.1674 | 633.1674 | 627.5328 | 474.7649 | 469.2419 | 469.2419 | 469.2419 | 44.3589 | 42.8148 | 42.8148 | 42.8148 | 42.8148 | 0 | 0 | 0 | 0 | 0 | 0 | 0 | 0 | 0 | 0 | 0 | 0 | 10439.8931 | 10439.8931 | 10439.8931 | 10439.8931 | 10439.8931 | 10439.8931 | 10439.8931 | 10439.8931 | 10439.8931 | 10439.8931 | 10439.8931 | 10439.8931 | 10439.8931 | 10439.8931 | 10439.8931 | 0 | 0 | 0 | 0 | 0 | 0 | 0 | 0 | 0 | 0 | 0 | 0 | 0 | 0 | 0
Commercial | Commercial Incentive Program | Prescriptive | [5 empty] | 2457308.7766 |  | 0 |  |  |  | 344975 | 386065.03 | 1.5034 | 0.58878 | 2.0324 | 1.7406 | 6.3597 | 0.035541 | 0.25468 | 1271935.7792 | 200733.422 | 2983429.5182 | 1534453.524 | 295322.7823 | 515548.2577 | 330498.7283 | 0 | 0 | 2457308.7766 | 2457308.7766 | 2457308.7766 | 2457308.7766 | 2457308.7766 | 2426648.8612 | 2426648.8612 | 2426648.8612 | 2303897.8932 | 2303897.8932 | 2037175.9159 | 1366801.2135 | 1270513.1998 | 1270513.1998 | 1270513.1998 | 99059.7763 | 85710.4 | 85710.4 | 85710.4 | 85710.4 | 0 | 0 | 0 | 0 | 0 | 0 | 0 | 0 | 0 | 0 | 0 | 0 | 481.991 | 481.991 | 481.991 | 481.991 | 481.991 | 481.991 | 481.991 | 481.991 | 458.0915 | 458.0915 | 452.457 | 299.689 | 294.166 | 294.166 | 294.166 | 44.3589 | 42.8148 | 42.8148 | 42.8148 | 42.8148 | 0 | 0 | 0 | 0 | 0 | 0 | 0 | 0 | 0 | 0 | 0 | 0 | 10439.8931 | 10439.8931 | 10439.8931 | 10439.8931 | 10439.8931 | 10439.8931 | 10439.8931 | 10439.8931 | 10439.8931 | 10439.8931 | 10439.8931 | 10439.8931 | 10439.8931 | 10439.8931 | 10439.8931 | 0 | 0 | 0 | 0 | 0 | 0 | 0 | 0 | 0 | 0 | 0 | 0 | 0 | 0 | 0
Commercial | Commercial Incentive Program | Custom | [5 empty] | 1042725.0325 |  | 0 |  |  |  | 78949.01 | 34141.17 | 2.7377 | 0.68976 | 5.6757 | 3.2045 | 8.3534 | 0.011781 | 0.092846 | 549484.1388 | 93682.4112 | 1364884.4502 | 699823.4792 | 67585.8868 | 171482.8176 | 29227.2348 | 0 | 0 | 1042725.0325 | 1042725.0325 | 1042725.0325 | 1042725.0325 | 1042725.0325 | 1042725.0325 | 1042725.0325 | 1042725.0325 | 1042725.0325 | 1042725.0325 | 1042725.0325 | 1042725.0325 | 1042725.0325 | 1042725.0325 | 1042725.0325 | 0 | 0 | 0 | 0 | 0 | 0 | 0 | 0 | 0 | 0 | 0 | 0 | 0 | 0 | 0 | 0 | 0 | 175.0759 | 175.0759 | 175.0759 | 175.0759 | 175.0759 | 175.0759 | 175.0759 | 175.0759 | 175.0759 | 175.0759 | 175.0759 | 175.0759 | 175.0759 | 175.0759 | 175.0759 | 0 | 0 | 0 | 0 | 0 | 0 | 0 | 0 | 0 | 0 | 0 | 0 | 0 | 0 | 0 | 0 | 0 | 0 | 0 | 0 | 0 | 0 | 0 | 0 | 0 | 0 | 0 | 0 | 0 | 0 | 0 | 0 | 0 | 0 | 0 | 0 | 0 | 0 | 0 | 0 | 0 | 0 | 0 | 0 | 0 | 0 | 0
Commercial | Express Install | 0 | [5 empty] | 938849.5596 |  | 0 |  |  |  | 185500 | 310927.58 | 1.0757 | 0.46441 | 1.153 | 1.2609 | 7.329 | 0.057436 | 0.45266 | 489995.0892 | 84349.8408 | 1228915.7017 | 630107.5977 | 158801.0033 | 189345.611 | 266175.8041 | 0 | 0 | 938849.5596 | 938849.5596 | 938849.5596 | 938849.5596 | 938849.5596 | 938849.5596 | 938849.5596 | 938849.5596 | 938849.5596 | 938849.5596 | 938849.5596 | 938849.5596 | 938849.5596 | 938849.5596 | 938849.5596 | 0 | 0 | 0 | 0 | 0 | 0 | 0 | 0 | 0 | 0 | 0 | 0 | 0 | 0 | 0 | 0 | 0 | 149.8726 | 149.8726 | 149.8726 | 149.8726 | 149.8726 | 149.8726 | 149.8726 | 149.8726 | 149.8726 | 149.8726 | 149.8726 | 149.8726 | 149.8726 | 149.8726 | 149.8726 | 0 | 0 | 0 | 0 | 0 | 0 | 0 | 0 | 0 | 0 | 0 | 0 | 0 | 0 | 0 | 0 | 0 | 0 | 0 | 0 | 0 | 0 | 0 | 0 | 0 | 0 | 0 | 0 | 0 | 0 | 0 | 0 | 0 | 0 | 0 | 0 | 0 | 0 | 0 | 0 | 0 | 0 | 0 | 0 | 0 | 0 | 0
Commercial | New Construction | 0 | [5 empty] | 229161.7998 |  | 0 |  |  |  | 17350.78 | 45249.72 | 1.4364 | 0.64894 | 2.5114 | 1.6561 | 5.7281 | 0.029673 | 0.23385 | 134584.3276 | 20588.7739 | 299963.4299 | 153801.6285 | 14853.4839 | 54960.243 | 38736.9323 | 0 | 0 | 229161.7998 | 229161.7998 | 229161.7998 | 229161.7998 | 229161.7998 | 229161.7998 | 229161.7998 | 229161.7998 | 229161.7998 | 229161.7998 | 229161.7998 | 229161.7998 | 229161.7998 | 229161.7998 | 229161.7998 | 0 | 0 | 0 | 0 | 0 | 0 | 0 | 0 | 0 | 0 | 0 | 0 | 0 | 0 | 0 | 0 | 0 | 61.067 | 61.067 | 61.067 | 61.067 | 61.067 | 61.067 | 61.067 | 61.067 | 61.067 | 61.067 | 61.067 | 61.067 | 61.067 | 61.067 | 61.067 | 0 | 0 | 0 | 0 | 0 | 0 | 0 | 0 | 0 | 0 | 0 | 0 | 0 | 0 | 0 | 0 | 0 | 0 | 0 | 0 | 0 | 0 | 0 | 0 | 0 | 0 | 0 | 0 | 0 | 0 | 0 | 0 | 0 | 0 | 0 | 0 | 0 | 0 | 0 | 0 | 0 | 0 | 0 | 0 | 0 | 0 | 0
Commercial | School Energy Manager | 0 | [5 empty] | 589797.4942 |  | 0 |  |  |  | 0 | 225750 | 1.0851 | 0.59977 | 1.5177 | 1.239 | 6.2619 | 0.052968 | 0.32767 | 293306.3396 | 41593.4228 | 482458.1826 | 295771.6606 | 0 | 77046.3089 | 193257.8248 | 0 | 0 | 589797.4942 | 589797.4942 | 589797.4942 | 589797.4942 | 589797.4942 | 589797.4942 | 589797.4942 | 589797.4942 | 589797.4942 | 589797.4942 | 0 | 0 | 0 | 0 | 0 | 0 | 0 | 0 | 0 | 0 | 0 | 0 | 0 | 0 | 0 | 0 | 0 | 0 | 0 | 0 | 0 | 0 | 215.4144 | 215.4144 | 215.4144 | 215.4144 | 215.4144 | 215.4144 | 215.4144 | 215.4144 | 215.4144 | 215.4144 | 0 | 0 | 0 | 0 | 0 | 0 | 0 | 0 | 0 | 0 | 0 | 0 | 0 | 0 | 0 | 0 | 0 | 0 | 0 | 0 | 0 | 0 | 0 | 0 | 0 | 0 | 0 | 0 | 0 | 0 | 0 | 0 | 0 | 0 | 0 | 0 | 0 | 0 | 0 | 0 | 0 | 0 | 0 | 0 | 0 | 0 | 0 | 0 | 0 | 0 | 0 | 0
Commercial | Bid For Efficiency | 0 | [5 empty] | 2450021.4676 |  | 0 |  |  |  | 185501.23 | 313005.15 | 2.813 | 0.56686 | 2.1988 | 3.3309 | 32.9563 | 0.028157 | 0.17418 | 938368.0793 | 172779.267 | 2004133.48 | 1228636.8204 | 158802.0563 | 65630.4494 | 267954.3496 | 0 | 0 | 2450021.4676 | 2450021.4676 | 2450021.4676 | 2450021.4676 | 2450021.4676 | 2450021.4676 | 2450021.4676 | 2450021.4676 | 2450021.4676 | 2450021.4676 | 0 | 0 | 0 | 0 | 0 | 0 | 0 | 0 | 0 | 0 | 0 | 0 | 0 | 0 | 0 | 0 | 0 | 0 | 0 | 0 | 0 | 0 | 283.3998 | 283.3998 | 283.3998 | 283.3998 | 283.3998 | 283.3998 | 283.3998 | 283.3998 | 283.3998 | 283.3998 | 0 | 0 | 0 | 0 | 0 | 0 | 0 | 0 | 0 | 0 | 0 | 0 | 0 | 0 | 0 | 0 | 0 | 0 | 0 | 0 | 0 | 0 | 0 | 0 | 0 | 0 | 0 | 0 | 0 | 0 | 0 | 0 | 0 | 0 | 0 | 0 | 0 | 0 | 0 | 0 | 0 | 0 | 0 | 0 | 0 | 0 | 0 | 0 | 0 | 0 | 0 | 0
Commercial | Retrocommissioning | 0 | [5 empty] | 733307.6341 |  | 0 |  |  |  | 83282.62 | 137261.92 | 1.1949 | 0.40848 | 0.85674 | 1.4226 | 26.7109 | 0.069841 | 0.25747 | 161753.1552 | 30817.5678 | 405835.0085 | 207184.2799 | 71295.7607 | 17862.7935 | 117505.8254 | 0 | 0 | 733307.6341 | 733307.6341 | 733307.6341 | 733307.6341 | 733307.6341 | 0 | 0 | 0 | 0 | 0 | 0 | 0 | 0 | 0 | 0 | 0 | 0 | 0 | 0 | 0 | 0 | 0 | 0 | 0 | 0 | 0 | 0 | 0 | 0 | 0 | 0 | 0 | 93.1502 | 93.1502 | 93.1502 | 93.1502 | 93.1502 | 0 | 0 | 0 | 0 | 0 | 0 | 0 | 0 | 0 | 0 | 0 | 0 | 0 | 0 | 0 | 0 | 0 | 0 | 0 | 0 | 0 | 0 | 0 | 0 | 0 | 0 | 0 | 0 | 0 | 0 | 0 | 0 | 0 | 0 | 0 | 0 | 0 | 0 | 0 | 0 | 0 | 0 | 0 | 0 | 0 | 0 | 0 | 0 | 0 | 0 | 0 | 0 | 0 | 0 | 0 | 0 | 0
Commercial | Continuous Energy Management | 0 | [5 empty] | 0 |  | 0 |  |  |  | 0 | 0 | n/a | n/a | n/a | n/a | n/a | 0 | 0 | 0 | 0 | 0 | 0 | 0 | 0 | 0 | 0 | 0 | 0 | 0 | 0 | 0 | 0 | 0 | 0 | 0 | 0 | 0 | 0 | 0 | 0 | 0 | 0 | 0 | 0 | 0 | 0 | 0 | 0 | 0 | 0 | 0 | 0 | 0 | 0 | 0 | 0 | 0 | 0 | 0 | 0 | 0 | 0 | 0 | 0 | 0 | 0 | 0 | 0 | 0 | 0 | 0 | 0 | 0 | 0 | 0 | 0 | 0 | 0 | 0 | 0 | 0 | 0 | 0 | 0 | 0 | 0 | 0 | 0 | 0 | 0 | 0 | 0 | 0 | 0 | 0 | 0 | 0 | 0 | 0 | 0 | 0 | 0 | 0 | 0 | 0 | 0 | 0 | 0 | 0 | 0 | 0 | 0 | 0 | 0 | 0 | 0 | 0 | 0 | 0 | 0 | 0
Industrial | Industrial Total | [6 empty] | 733307.6341 |  | 0 |  |  |  | 0 | 0 | n/a | n/a | n/a | n/a | n/a | 0 | 0 | 0 | 0 | 0 | 0 | 0 | 0 | 0 | 0 | 0 | 0 | 0 | 0 | 0 | 0 | 0 | 0 | 0 | 0 | 0 | 0 | 0 | 0 | 0 | 0 | 0 | 0 | 0 | 0 | 0 | 0 | 0 | 0 | 0 | 0 | 0 | 0 | 0 | 0 | 0 | 0 | 0 | 0 | 0 | 0 | 0 | 0 | 0 | 0 | 0 | 0 | 0 | 0 | 0 | 0 | 0 | 0 | 0 | 0 | 0 | 0 | 0 | 0 | 0 | 0 | 0 | 0 | 0 | 0 | 0 | 0 | 0 | 0 | 0 | 0 | 0 | 0 | 0 | 0 | 0 | 0 | 0 | 0 | 0 | 0 | 0 | 0 | 0 | 0 | 0 | 0 | 0 | 0 | 0 | 0 | 0 | 0 | 0 | 0 | 0 | 0 | 0 | 0 | 0
Industrial | Retrocommissioning | 0 | [5 empty] | 733307.6341 |  | 0 |  |  |  | 0 | 0 | n/a | n/a | n/a | n/a | n/a | 0 | 0 | 0 | 0 | 0 | 0 | 0 | 0 | 0 | 0 | 0 | 0 | 0 | 0 | 0 | 0 | 0 | 0 | 0 | 0 | 0 | 0 | 0 | 0 | 0 | 0 | 0 | 0 | 0 | 0 | 0 | 0 | 0 | 0 | 0 | 0 | 0 | 0 | 0 | 0 | 0 | 0 | 0 | 0 | 0 | 0 | 0 | 0 | 0 | 0 | 0 | 0 | 0 | 0 | 0 | 0 | 0 | 0 | 0 | 0 | 0 | 0 | 0 | 0 | 0 | 0 | 0 | 0 | 0 | 0 | 0 | 0 | 0 | 0 | 0 | 0 | 0 | 0 | 0 | 0 | 0 | 0 | 0 | 0 | 0 | 0 | 0 | 0 | 0 | 0 | 0 | 0 | 0 | 0 | 0 | 0 | 0 | 0 | 0 | 0 | 0 | 0 | 0 | 0 | 0
Industrial | Continuous Energy Management | 0 | [5 empty] | 0 |  | 0 |  |  |  | 0 | 0 | n/a | n/a | n/a | n/a | n/a | 0 | 0 | 0 | 0 | 0 | 0 | 0 | 0 | 0 | 0 | 0 | 0 | 0 | 0 | 0 | 0 | 0 | 0 | 0 | 0 | 0 | 0 | 0 | 0 | 0 | 0 | 0 | 0 | 0 | 0 | 0 | 0 | 0 | 0 | 0 | 0 | 0 | 0 | 0 | 0 | 0 | 0 | 0 | 0 | 0 | 0 | 0 | 0 | 0 | 0 | 0 | 0 | 0 | 0 | 0 | 0 | 0 | 0 | 0 | 0 | 0 | 0 | 0 | 0 | 0 | 0 | 0 | 0 | 0 | 0 | 0 | 0 | 0 | 0 | 0 | 0 | 0 | 0 | 0 | 0 | 0 | 0 | 0 | 0 | 0 | 0 | 0 | 0 | 0 | 0 | 0 | 0 | 0 | 0 | 0 | 0 | 0 | 0 | 0 | 0 | 0 | 0 | 0 | 0 | 0
n/a | General Marketing & Education | [6 empty] | 0 |  | 0 |  |  |  | 0 | 150000 | 0 | 0 | 0 | 0 | n/a | 0 | 0 | 0 | 0 | 0 | 0 | 0 | 0 | 128410.5148 | 0 | 0 | 0 | 0 | 0 | 0 | 0 | 0 | 0 | 0 | 0 | 0 | 0 | 0 | 0 | 0 | 0 | 0 | 0 | 0 | 0 | 0 | 0 | 0 | 0 | 0 | 0 | 0 | 0 | 0 | 0 | 0 | 0 | 0 | 0 | 0 | 0 | 0 | 0 | 0 | 0 | 0 | 0 | 0 | 0 | 0 | 0 | 0 | 0 | 0 | 0 | 0 | 0 | 0 | 0 | 0 | 0 | 0 | 0 | 0 | 0 | 0 | 0 | 0 | 0 | 0 | 0 | 0 | 0 | 0 | 0 | 0 | 0 | 0 | 0 | 0 | 0 | 0 | 0 | 0 | 0 | 0 | 0 | 0 | 0 | 0 | 0 | 0 | 0 | 0 | 0 | 0 | 0 | 0 | 0 | 0
Residential | Residential Efficient Products | Lighting | Standard CFL | 5 | 0 | 79% | -44635.2792 | 6433914.0792 | 663.0516 | 0 | 0 | 663600 | 0 | 350000 | 496930.82 | 1.7825 | 0.5 | 2.4426 | 2.0547 | 6.4678 | 0.030569 | 0.11269 | 1770947.8289 | 270387.998 | 3374647.193 | 2816881.3722 | 299624.5345 | 568088.1174 | 425407.6161 | 0 | 0 | 6433914.0792 | 6433914.0792 | 6433914.0792 | 6433914.0792 | 6433914.0792 | 0 | 0 | 0 | 0 | 0 | 0 | 0 | 0 | 0 | 0 | 0 | 0 | 0 | 0 | 0 | 0 | 0 | 0 | 0 | 0 | 0 | 0 | 0 | 0 | 0 | 0 | 0 | 663.0516 | 663.0516 | 663.0516 | 663.0516 | 663.0516 | 0 | 0 | 0 | 0 | 0 | 0 | 0 | 0 | 0 | 0 | 0 | 0 | 0 | 0 | 0 | 0 | 0 | 0 | 0 | 0 | 0 | 0 | 0 | 0 | 0 | 0 | 0 | -44635.2792 | -44635.2792 | -44635.2792 | -44635.2792 | -44635.2792 | 0 | 0 | 0 | 0 | 0 | 0 | 0 | 0 | 0 | 0 | 0 | 0 | 0 | 0 | 0 | 0 | 0 | 0 | 0 | 0 | 0 | 0 | 0 | 0 | 0
Residential | Residential Efficient Products | Lighting | LED | 15 | 0 | 79% | -5187.3311 | 747723.4016 | 77.0572 | 0 | 0 | 204136 | 0 | 102000 | 53101.28 | 1.9173 | 0.4628 | 3.1798 | 2.2223 | 5.8434 | 0.022532 | 0.17758 | 422205.0184 | 67178.3347 | 933846.1014 | 779498.8741 | 87319.1501 | 174754.7256 | 45458.418 | 0 | 0 | 747723.4016 | 747723.4016 | 747723.4016 | 747723.4016 | 747723.4016 | 747723.4016 | 747723.4016 | 747723.4016 | 747723.4016 | 747723.4016 | 747723.4016 | 747723.4016 | 747723.4016 | 747723.4016 | 747723.4016 | 0 | 0 | 0 | 0 | 0 | 0 | 0 | 0 | 0 | 0 | 0 | 0 | 0 | 0 | 0 | 0 | 0 | 77.0572 | 77.0572 | 77.0572 | 77.0572 | 77.0572 | 77.0572 | 77.0572 | 77.0572 | 77.0572 | 77.0572 | 77.0572 | 77.0572 | 77.0572 | 77.0572 | 77.0572 | 0 | 0 | 0 | 0 | 0 | 0 | 0 | 0 | 0 | 0 | 0 | 0 | 0 | 0 | 0 | 0 | 0 | -5187.3311 | -5187.3311 | -5187.3311 | -5187.3311 | -5187.3311 | -5187.3311 | -5187.3311 | -5187.3311 | -5187.3311 | -5187.3311 | -5187.3311 | -5187.3311 | -5187.3311 | -5187.3311 | -5187.3311 | 0 | 0 | 0 | 0 | 0 | 0 | 0 | 0 | 0 | 0 | 0 | 0 | 0 | 0 | 0
Residential | Residential Efficient Products | Lighting | Specialty LED | 15 | 0 | 79% | -1727.6146 | 249025.5273 | 28.1937 | 0 | 0 | 79079 | 0 | 38500 | 13119.28 | 1.6878 | 0.43849 | 3.0145 | 1.9712 | 5.081 | 0.022516 | 0.17745 | 133211.3949 | 22373.4073 | 311012.7587 | 259608.189 | 32958.6988 | 67697.1673 | 11231.0233 | 0 | 0 | 249025.5273 | 249025.5273 | 249025.5273 | 249025.5273 | 249025.5273 | 249025.5273 | 249025.5273 | 249025.5273 | 249025.5273 | 249025.5273 | 249025.5273 | 249025.5273 | 249025.5273 | 249025.5273 | 249025.5273 | 0 | 0 | 0 | 0 | 0 | 0 | 0 | 0 | 0 | 0 | 0 | 0 | 0 | 0 | 0 | 0 | 0 | 28.1937 | 28.1937 | 28.1937 | 28.1937 | 28.1937 | 28.1937 | 28.1937 | 28.1937 | 28.1937 | 28.1937 | 28.1937 | 28.1937 | 28.1937 | 28.1937 | 28.1937 | 0 | 0 | 0 | 0 | 0 | 0 | 0 | 0 | 0 | 0 | 0 | 0 | 0 | 0 | 0 | 0 | 0 | -1727.6146 | -1727.6146 | -1727.6146 | -1727.6146 | -1727.6146 | -1727.6146 | -1727.6146 | -1727.6146 | -1727.6146 | -1727.6146 | -1727.6146 | -1727.6146 | -1727.6146 | -1727.6146 | -1727.6146 | 0 | 0 | 0 | 0 | 0 | 0 | 0 | 0 | 0 | 0 | 0 | 0 | 0 | 0 | 0
Residential | Residential Efficient Products | Appliance | ENERGY STAR Clothes Washer | 14 | 0 | 79% | 407.7773 | 76076.3145 | 9.9299 | 0 | 0 | 42107 | 0 | 41000 | 22283.5 | 0.70456 | 0.27914 | 0.71689 | 0.82402 | 3.7972 | 0.093791 | 0.71212 | 38837.3432 | 6584.8211 | 101777.8456 | 84955.8786 | 35098.874 | 36046.5436 | 19076.238 | 0 | 0 | 76076.3145 | 76076.3145 | 76076.3145 | 76076.3145 | 76076.3145 | 76076.3145 | 76076.3145 | 76076.3145 | 76076.3145 | 76076.3145 | 76076.3145 | 76076.3145 | 76076.3145 | 76076.3145 | 0 | 0 | 0 | 0 | 0 | 0 | 0 | 0 | 0 | 0 | 0 | 0 | 0 | 0 | 0 | 0 | 0 | 0 | 9.9299 | 9.9299 | 9.9299 | 9.9299 | 9.9299 | 9.9299 | 9.9299 | 9.9299 | 9.9299 | 9.9299 | 9.9299 | 9.9299 | 9.9299 | 9.9299 | 0 | 0 | 0 | 0 | 0 | 0 | 0 | 0 | 0 | 0 | 0 | 0 | 0 | 0 | 0 | 0 | 0 | 0 | 407.7773 | 407.7773 | 407.7773 | 407.7773 | 407.7773 | 407.7773 | 407.7773 | 407.7773 | 407.7773 | 407.7773 | 407.7773 | 407.7773 | 407.7773 | 407.7773 | 0 | 0 | 0 | 0 | 0 | 0 | 0 | 0 | 0 | 0 | 0 | 0 | 0 | 0 | 0 | 0
Residential | Residential Efficient Products | Appliance | ENERGY STAR Dehumidifier | 12 | 0 | 79% | 0 | 29579.636 | 6.8456 | 0 | 0 | 10428 | 0 | 5500 | 5414.75 | 1.0782 | 0.38935 | 1.565 | 1.2508 | 4.3136 | 0.045491 | 0.31589 | 14622.857 | 2341.5293 | 33799.9384 | 28213.4432 | 4708.3855 | 8927.099 | 4635.4056 | 0 | 0 | 29579.636 | 29579.636 | 29579.636 | 29579.636 | 29579.636 | 29579.636 | 29579.636 | 29579.636 | 29579.636 | 29579.636 | 29579.636 | 29579.636 | 0 | 0 | 0 | 0 | 0 | 0 | 0 | 0 | 0 | 0 | 0 | 0 | 0 | 0 | 0 | 0 | 0 | 0 | 0 | 0 | 6.8456 | 6.8456 | 6.8456 | 6.8456 | 6.8456 | 6.8456 | 6.8456 | 6.8456 | 6.8456 | 6.8456 | 6.8456 | 6.8456 | 0 | 0 | 0 | 0 | 0 | 0 | 0 | 0 | 0 | 0 | 0 | 0 | 0 | 0 | 0 | 0 | 0 | 0 | 0 | 0 | 0 | 0 | 0 | 0 | 0 | 0 | 0 | 0 | 0 | 0 | 0 | 0 | 0 | 0 | 0 | 0 | 0 | 0 | 0 | 0 | 0 | 0 | 0 | 0 | 0 | 0 | 0 | 0 | 0 | 0
Residential | Appliance Recycling | 0 | Refrigerator Recycle | 8 | 0 | 70% | 0 | 291325.559 | 36.4279 | 0 | 0 | 40320 | 0 | 24000 |  | 2.7652 | 0.4264 | 4.6455 | 3.2752 | 8.5583 | 0.013304 | 0.070525 | 95445.5655 | 17604.943 | 274860.1297 | 203293.2122 | 20545.6824 | 34516.7464 |  | 0 | 0 | 291325.559 | 291325.559 | 291325.559 | 291325.559 | 291325.559 | 291325.559 | 291325.559 | 291325.559 | 0 | 0 | 0 | 0 | 0 | 0 | 0 | 0 | 0 | 0 | 0 | 0 | 0 | 0 | 0 | 0 | 0 | 0 | 0 | 0 | 0 | 0 | 0 | 0 | 36.4279 | 36.4279 | 36.4279 | 36.4279 | 36.4279 | 36.4279 | 36.4279 | 36.4279 | 0 | 0 | 0 | 0 | 0 | 0 | 0 | 0 | 0 | 0 | 0 | 0 | 0 | 0 | 0 | 0 | 0 | 0 | 0 | 0 | 0 | 0 | 0 | 0 | 0 | 0 | 0 | 0 | 0 | 0 | 0 | 0 | 0 | 0 | 0 | 0 | 0 | 0 | 0 | 0 | 0 | 0 | 0 | 0 | 0 | 0 | 0 | 0 | 0 | 0 | 0 | 0 | 0 | 0
Residential | Appliance Recycling | 0 | Freezer Recycle | 8 | 0 | 70% | 0 | 72991.8143 | 8.6795 | 0 | 0 | 11340 | 0 | 6750 |  | 2.4459 | 0.41867 | 4.1091 | 2.9003 | 7.6891 | 0.014934 | 0.079166 | 23744.3184 | 4410.9303 | 68866.3899 | 50935.2507 | 5778.4732 | 9707.8349 |  | 0 | 0 | 72991.8143 | 72991.8143 | 72991.8143 | 72991.8143 | 72991.8143 | 72991.8143 | 72991.8143 | 72991.8143 | 0 | 0 | 0 | 0 | 0 | 0 | 0 | 0 | 0 | 0 | 0 | 0 | 0 | 0 | 0 | 0 | 0 | 0 | 0 | 0 | 0 | 0 | 0 | 0 | 8.6795 | 8.6795 | 8.6795 | 8.6795 | 8.6795 | 8.6795 | 8.6795 | 8.6795 | 0 | 0 | 0 | 0 | 0 | 0 | 0 | 0 | 0 | 0 | 0 | 0 | 0 | 0 | 0 | 0 | 0 | 0 | 0 | 0 | 0 | 0 | 0 | 0 | 0 | 0 | 0 | 0 | 0 | 0 | 0 | 0 | 0 | 0 | 0 | 0 | 0 | 0 | 0 | 0 | 0 | 0 | 0 | 0 | 0 | 0 | 0 | 0 | 0 | 0 | 0 | 0 | 0 | 0
Residential | New Manufactured Homes | Tier 1 | Efficient Heat Pump (SEER 15, EER 12.5, HSPF 8.5) | 18 | 0 | 64.91% | 0 | 32526.257 | 15.8899 | 0 | 0 | 28174.259 | 0 | 38000 |  | 1.0746 | 0.35378 | 0.79677 | 1.2072 | 3.8113 | 0.11598 | 1.0001 | 25919.5005 | 3197.5274 | 59394.2154 | 40734.0297 | 32530.6637 | 24119.1407 |  | 0 | 0 | 32526.257 | 32526.257 | 32526.257 | 32526.257 | 32526.257 | 32526.257 | 32526.257 | 32526.257 | 32526.257 | 32526.257 | 32526.257 | 32526.257 | 32526.257 | 32526.257 | 32526.257 | 32526.257 | 32526.257 | 32526.257 | 0 | 0 | 0 | 0 | 0 | 0 | 0 | 0 | 0 | 0 | 0 | 0 | 0 | 0 | 15.8899 | 15.8899 | 15.8899 | 15.8899 | 15.8899 | 15.8899 | 15.8899 | 15.8899 | 15.8899 | 15.8899 | 15.8899 | 15.8899 | 15.8899 | 15.8899 | 15.8899 | 15.8899 | 15.8899 | 15.8899 | 0 | 0 | 0 | 0 | 0 | 0 | 0 | 0 | 0 | 0 | 0 | 0 | 0 | 0 | 0 | 0 | 0 | 0 | 0 | 0 | 0 | 0 | 0 | 0 | 0 | 0 | 0 | 0 | 0 | 0 | 0 | 0 | 0 | 0 | 0 | 0 | 0 | 0 | 0 | 0 | 0 | 0 | 0 | 0
Residential | New Manufactured Homes | Tier 1 | Attic Insulation R-38 (ASHP) | 25 | 0 | 64.91% | 0 | 120053.0186 | 73.3738 | 0 | 0 | 27624.9662 | 0 | 4750 |  | 5.198 | 0.66623 | 30.2306 | 5.7657 | 11.2976 | 0.0034529 | 0.033871 | 122927.7036 | 13425.4812 | 263108.9379 | 180446.6517 | 4066.333 | 23648.9075 |  | 0 | 0 | 120053.0186 | 120053.0186 | 120053.0186 | 120053.0186 | 120053.0186 | 120053.0186 | 120053.0186 | 120053.0186 | 120053.0186 | 120053.0186 | 120053.0186 | 120053.0186 | 120053.0186 | 120053.0186 | 120053.0186 | 120053.0186 | 120053.0186 | 120053.0186 | 120053.0186 | 120053.0186 | 120053.0186 | 120053.0186 | 120053.0186 | 120053.0186 | 120053.0186 | 0 | 0 | 0 | 0 | 0 | 0 | 0 | 73.3738 | 73.3738 | 73.3738 | 73.3738 | 73.3738 | 73.3738 | 73.3738 | 73.3738 | 73.3738 | 73.3738 | 73.3738 | 73.3738 | 73.3738 | 73.3738 | 73.3738 | 73.3738 | 73.3738 | 73.3738 | 73.3738 | 73.3738 | 73.3738 | 73.3738 | 73.3738 | 73.3738 | 73.3738 | 0 | 0 | 0 | 0 | 0 | 0 | 0 | 0 | 0 | 0 | 0 | 0 | 0 | 0 | 0 | 0 | 0 | 0 | 0 | 0 | 0 | 0 | 0 | 0 | 0 | 0 | 0 | 0 | 0 | 0 | 0 | 0 | 0 | 0 | 0 | 0 | 0
Residential | New Manufactured Homes | Tier 2 | Energy Star Manufactured Home | 25 | 0 | 64.91% | 0 | 162581.6424 | 38.8026 | 0 | 0 | 48250.132 | 0 | 64800 |  | 2.8585 | 0.39378 | 2.1284 | 3.2986 | 9.9693 | 0.034783 | 0.3412 | 118070.8916 | 18181.4403 | 356314.9329 | 244369.6406 | 55473.3424 | 41305.4952 |  | 0 | 0 | 162581.6424 | 162581.6424 | 162581.6424 | 162581.6424 | 162581.6424 | 162581.6424 | 162581.6424 | 162581.6424 | 162581.6424 | 162581.6424 | 162581.6424 | 162581.6424 | 162581.6424 | 162581.6424 | 162581.6424 | 162581.6424 | 162581.6424 | 162581.6424 | 162581.6424 | 162581.6424 | 162581.6424 | 162581.6424 | 162581.6424 | 162581.6424 | 162581.6424 | 0 | 0 | 0 | 0 | 0 | 0 | 0 | 38.8026 | 38.8026 | 38.8026 | 38.8026 | 38.8026 | 38.8026 | 38.8026 | 38.8026 | 38.8026 | 38.8026 | 38.8026 | 38.8026 | 38.8026 | 38.8026 | 38.8026 | 38.8026 | 38.8026 | 38.8026 | 38.8026 | 38.8026 | 38.8026 | 38.8026 | 38.8026 | 38.8026 | 38.8026 | 0 | 0 | 0 | 0 | 0 | 0 | 0 | 0 | 0 | 0 | 0 | 0 | 0 | 0 | 0 | 0 | 0 | 0 | 0 | 0 | 0 | 0 | 0 | 0 | 0 | 0 | 0 | 0 | 0 | 0 | 0 | 0 | 0 | 0 | 0 | 0 | 0
Residential | Whole House Efficiency | Single Family | Standard CFL | 5 | 0 | 94.8% | -1078.2243 | 155419.7232 | 16.0169 | 0 | 0 | 0 | 0 | 0 |  | n/a | 0.60306 | n/a | n/a | n/a | 0 | 0 | 41035.5399 | 6531.5805 | 67933.7141 | 68045.5035 | 0 | 0 |  | 0 | 0 | 155419.7232 | 155419.7232 | 155419.7232 | 155419.7232 | 155419.7232 | 0 | 0 | 0 | 0 | 0 | 0 | 0 | 0 | 0 | 0 | 0 | 0 | 0 | 0 | 0 | 0 | 0 | 0 | 0 | 0 | 0 | 0 | 0 | 0 | 0 | 0 | 0 | 16.0169 | 16.0169 | 16.0169 | 16.0169 | 16.0169 | 0 | 0 | 0 | 0 | 0 | 0 | 0 | 0 | 0 | 0 | 0 | 0 | 0 | 0 | 0 | 0 | 0 | 0 | 0 | 0 | 0 | 0 | 0 | 0 | 0 | 0 | 0 | -1078.2243 | -1078.2243 | -1078.2243 | -1078.2243 | -1078.2243 | 0 | 0 | 0 | 0 | 0 | 0 | 0 | 0 | 0 | 0 | 0 | 0 | 0 | 0 | 0 | 0 | 0 | 0 | 0 | 0 | 0 | 0 | 0 | 0 | 0
Residential | Whole House Efficiency | Single Family | LED | 15 | 0 | 94.8% | -1264.1251 | 182216.2272 | 18.7784 | 0 | 0 | 0 | 0 | 0 |  | n/a | 0.52752 | n/a | n/a | n/a | 0 | 0 | 100207.6431 | 16371.0039 | 189647.6636 | 189959.7414 | 0 | 0 |  | 0 | 0 | 182216.2272 | 182216.2272 | 182216.2272 | 182216.2272 | 182216.2272 | 182216.2272 | 182216.2272 | 182216.2272 | 182216.2272 | 182216.2272 | 182216.2272 | 182216.2272 | 182216.2272 | 182216.2272 | 182216.2272 | 0 | 0 | 0 | 0 | 0 | 0 | 0 | 0 | 0 | 0 | 0 | 0 | 0 | 0 | 0 | 0 | 0 | 18.7784 | 18.7784 | 18.7784 | 18.7784 | 18.7784 | 18.7784 | 18.7784 | 18.7784 | 18.7784 | 18.7784 | 18.7784 | 18.7784 | 18.7784 | 18.7784 | 18.7784 | 0 | 0 | 0 | 0 | 0 | 0 | 0 | 0 | 0 | 0 | 0 | 0 | 0 | 0 | 0 | 0 | 0 | -1264.1251 | -1264.1251 | -1264.1251 | -1264.1251 | -1264.1251 | -1264.1251 | -1264.1251 | -1264.1251 | -1264.1251 | -1264.1251 | -1264.1251 | -1264.1251 | -1264.1251 | -1264.1251 | -1264.1251 | 0 | 0 | 0 | 0 | 0 | 0 | 0 | 0 | 0 | 0 | 0 | 0 | 0 | 0 | 0
Residential | Whole House Efficiency | Single Family | Pipe Insulated (Electric DHW) | 15 | 0 | 94.8% | 0 | 11945.6335 | 1.3818 | 0 | 0 | 0 | 0 | 0 |  | n/a | 0.44418 | n/a | n/a | n/a | 0 | 0 | 5913.2024 | 1073.2415 | 13290.6703 | 13312.541 | 0 | 0 |  | 0 | 0 | 11945.6335 | 11945.6335 | 11945.6335 | 11945.6335 | 11945.6335 | 11945.6335 | 11945.6335 | 11945.6335 | 11945.6335 | 11945.6335 | 11945.6335 | 11945.6335 | 11945.6335 | 11945.6335 | 11945.6335 | 0 | 0 | 0 | 0 | 0 | 0 | 0 | 0 | 0 | 0 | 0 | 0 | 0 | 0 | 0 | 0 | 0 | 1.3818 | 1.3818 | 1.3818 | 1.3818 | 1.3818 | 1.3818 | 1.3818 | 1.3818 | 1.3818 | 1.3818 | 1.3818 | 1.3818 | 1.3818 | 1.3818 | 1.3818 | 0 | 0 | 0 | 0 | 0 | 0 | 0 | 0 | 0 | 0 | 0 | 0 | 0 | 0 | 0 | 0 | 0 | 0 | 0 | 0 | 0 | 0 | 0 | 0 | 0 | 0 | 0 | 0 | 0 | 0 | 0 | 0 | 0 | 0 | 0 | 0 | 0 | 0 | 0 | 0 | 0 | 0 | 0 | 0 | 0 | 0 | 0
Residential | Whole House Efficiency | Single Family | Pipe Insulated (Natural Gas DHW) | 15 | 0 | 94.8% | 162.1017 | 0 | 0 | 0 | 0 | 0 | 0 | 0 |  | n/a | 0.48588 | n/a | n/a | n/a | 0 | 0 | 816.6319 | 0 | 1677.9812 | 1680.7425 | 0 | 0 |  | 0 | 0 | 0 | 0 | 0 | 0 | 0 | 0 | 0 | 0 | 0 | 0 | 0 | 0 | 0 | 0 | 0 | 0 | 0 | 0 | 0 | 0 | 0 | 0 | 0 | 0 | 0 | 0 | 0 | 0 | 0 | 0 | 0 | 0 | 0 | 0 | 0 | 0 | 0 | 0 | 0 | 0 | 0 | 0 | 0 | 0 | 0 | 0 | 0 | 0 | 0 | 0 | 0 | 0 | 0 | 0 | 0 | 0 | 0 | 0 | 0 | 0 | 0 | 0 | 0 | 0 | 162.1017 | 162.1017 | 162.1017 | 162.1017 | 162.1017 | 162.1017 | 162.1017 | 162.1017 | 162.1017 | 162.1017 | 162.1017 | 162.1017 | 162.1017 | 162.1017 | 162.1017 | 0 | 0 | 0 | 0 | 0 | 0 | 0 | 0 | 0 | 0 | 0 | 0 | 0 | 0 | 0
Residential | Whole House Efficiency | Single Family | Water Heater Tank Wrap (Electric DHW) | 5 | 0 | 94.8% | 0 | 24694.7539 | 2.8565 | 0 | 0 | 0 | 0 | 0 |  | n/a | 0.46463 | n/a | n/a | n/a | 0 | 0 | 5377.5486 | 1037.8076 | 11554.7066 | 11573.7207 | 0 | 0 |  | 0 | 0 | 24694.7539 | 24694.7539 | 24694.7539 | 24694.7539 | 24694.7539 | 0 | 0 | 0 | 0 | 0 | 0 | 0 | 0 | 0 | 0 | 0 | 0 | 0 | 0 | 0 | 0 | 0 | 0 | 0 | 0 | 0 | 0 | 0 | 0 | 0 | 0 | 0 | 2.8565 | 2.8565 | 2.8565 | 2.8565 | 2.8565 | 0 | 0 | 0 | 0 | 0 | 0 | 0 | 0 | 0 | 0 | 0 | 0 | 0 | 0 | 0 | 0 | 0 | 0 | 0 | 0 | 0 | 0 | 0 | 0 | 0 | 0 | 0 | 0 | 0 | 0 | 0 | 0 | 0 | 0 | 0 | 0 | 0 | 0 | 0 | 0 | 0 | 0 | 0 | 0 | 0 | 0 | 0 | 0 | 0 | 0 | 0 | 0 | 0 | 0 | 0 | 0 | 0
Residential | Whole House Efficiency | Single Family | Low Flow Faucet Aerator - Single Family (Electric DHW) | 9 | 0 | 94.8% | 0 | 87813.4438 | 37.7488 | 0 | 0 | 0 | 0 | 0 |  | n/a | 0.63431 | n/a | n/a | n/a | 0 | 0 | 42710.3244 | 5766.8783 | 67222.6847 | 67333.3041 | 0 | 0 |  | 0 | 0 | 87813.4438 | 87813.4438 | 87813.4438 | 87813.4438 | 87813.4438 | 87813.4438 | 87813.4438 | 87813.4438 | 87813.4438 | 0 | 0 | 0 | 0 | 0 | 0 | 0 | 0 | 0 | 0 | 0 | 0 | 0 | 0 | 0 | 0 | 0 | 0 | 0 | 0 | 0 | 0 | 0 | 37.7488 | 37.7488 | 37.7488 | 37.7488 | 37.7488 | 37.7488 | 37.7488 | 37.7488 | 37.7488 | 0 | 0 | 0 | 0 | 0 | 0 | 0 | 0 | 0 | 0 | 0 | 0 | 0 | 0 | 0 | 0 | 0 | 0 | 0 | 0 | 0 | 0 | 0 | 0 | 0 | 0 | 0 | 0 | 0 | 0 | 0 | 0 | 0 | 0 | 0 | 0 | 0 | 0 | 0 | 0 | 0 | 0 | 0 | 0 | 0 | 0 | 0 | 0 | 0 | 0 | 0 | 0 | 0
Residential | Whole House Efficiency | Single Family | Low Flow Faucet Aerator - Single Family (Natural Gas DHW) | 9 | 0 | 94.8% | 1187.0683 | 0 | 0 | 0 | 0 | 0 | 0 | 0 |  | n/a | 0.48588 | n/a | n/a | n/a | 0 | 0 | 4161.5185 | 0 | 8550.9146 | 8564.9857 | 0 | 0 |  | 0 | 0 | 0 | 0 | 0 | 0 | 0 | 0 | 0 | 0 | 0 | 0 | 0 | 0 | 0 | 0 | 0 | 0 | 0 | 0 | 0 | 0 | 0 | 0 | 0 | 0 | 0 | 0 | 0 | 0 | 0 | 0 | 0 | 0 | 0 | 0 | 0 | 0 | 0 | 0 | 0 | 0 | 0 | 0 | 0 | 0 | 0 | 0 | 0 | 0 | 0 | 0 | 0 | 0 | 0 | 0 | 0 | 0 | 0 | 0 | 0 | 0 | 0 | 0 | 0 | 0 | 1187.0683 | 1187.0683 | 1187.0683 | 1187.0683 | 1187.0683 | 1187.0683 | 1187.0683 | 1187.0683 | 1187.0683 | 0 | 0 | 0 | 0 | 0 | 0 | 0 | 0 | 0 | 0 | 0 | 0 | 0 | 0 | 0 | 0 | 0 | 0 | 0 | 0 | 0
Residential | Whole House Efficiency | Single Family | Low Flow Showerhead - Single Family (Electric DHW) | 10 | 0 | 94.8% | 0 | 179039.7261 | 17.8246 | 0 | 0 | 0 | 0 | 0 |  | n/a | 0.4513 | n/a | n/a | n/a | 0 | 0 | 67251.4861 | 12626.1557 | 148772.6686 | 149017.4839 | 0 | 0 |  | 0 | 0 | 179039.7261 | 179039.7261 | 179039.7261 | 179039.7261 | 179039.7261 | 179039.7261 | 179039.7261 | 179039.7261 | 179039.7261 | 179039.7261 | 0 | 0 | 0 | 0 | 0 | 0 | 0 | 0 | 0 | 0 | 0 | 0 | 0 | 0 | 0 | 0 | 0 | 0 | 0 | 0 | 0 | 0 | 17.8246 | 17.8246 | 17.8246 | 17.8246 | 17.8246 | 17.8246 | 17.8246 | 17.8246 | 17.8246 | 17.8246 | 0 | 0 | 0 | 0 | 0 | 0 | 0 | 0 | 0 | 0 | 0 | 0 | 0 | 0 | 0 | 0 | 0 | 0 | 0 | 0 | 0 | 0 | 0 | 0 | 0 | 0 | 0 | 0 | 0 | 0 | 0 | 0 | 0 | 0 | 0 | 0 | 0 | 0 | 0 | 0 | 0 | 0 | 0 | 0 | 0 | 0 | 0 | 0 | 0 | 0 | 0 | 0
Residential | Whole House Efficiency | Single Family | Low Flow Showerhead - Single Family (Natural Gas DHW) | 10 | 0 | 94.8% | 2420.2715 | 0 | 0 | 0 | 0 | 0 | 0 | 0 |  | n/a | 0.48588 | n/a | n/a | n/a | 0 | 0 | 9191.6424 | 0 | 18886.6034 | 18917.6826 | 0 | 0 |  | 0 | 0 | 0 | 0 | 0 | 0 | 0 | 0 | 0 | 0 | 0 | 0 | 0 | 0 | 0 | 0 | 0 | 0 | 0 | 0 | 0 | 0 | 0 | 0 | 0 | 0 | 0 | 0 | 0 | 0 | 0 | 0 | 0 | 0 | 0 | 0 | 0 | 0 | 0 | 0 | 0 | 0 | 0 | 0 | 0 | 0 | 0 | 0 | 0 | 0 | 0 | 0 | 0 | 0 | 0 | 0 | 0 | 0 | 0 | 0 | 0 | 0 | 0 | 0 | 0 | 0 | 2420.2715 | 2420.2715 | 2420.2715 | 2420.2715 | 2420.2715 | 2420.2715 | 2420.2715 | 2420.2715 | 2420.2715 | 2420.2715 | 0 | 0 | 0 | 0 | 0 | 0 | 0 | 0 | 0 | 0 | 0 | 0 | 0 | 0 | 0 | 0 | 0 | 0 | 0 | 0
Residential | Whole House Efficiency | Single Family | Weatherstrip/Caulk (ASHP) | 15 | 0 | 94.8% | 0 | 16982.491 | 11.4721 | 0 | 0 | 0 | 0 | 0 |  | n/a | 0.75159 | n/a | n/a | n/a | 0 | 0 | 14224.3335 | 1525.772 | 18894.6605 | 18925.7529 | 0 | 0 |  | 0 | 0 | 16982.491 | 16982.491 | 16982.491 | 16982.491 | 16982.491 | 16982.491 | 16982.491 | 16982.491 | 16982.491 | 16982.491 | 16982.491 | 16982.491 | 16982.491 | 16982.491 | 16982.491 | 0 | 0 | 0 | 0 | 0 | 0 | 0 | 0 | 0 | 0 | 0 | 0 | 0 | 0 | 0 | 0 | 0 | 11.4721 | 11.4721 | 11.4721 | 11.4721 | 11.4721 | 11.4721 | 11.4721 | 11.4721 | 11.4721 | 11.4721 | 11.4721 | 11.4721 | 11.4721 | 11.4721 | 11.4721 | 0 | 0 | 0 | 0 | 0 | 0 | 0 | 0 | 0 | 0 | 0 | 0 | 0 | 0 | 0 | 0 | 0 | 0 | 0 | 0 | 0 | 0 | 0 | 0 | 0 | 0 | 0 | 0 | 0 | 0 | 0 | 0 | 0 | 0 | 0 | 0 | 0 | 0 | 0 | 0 | 0 | 0 | 0 | 0 | 0 | 0 | 0
Residential | Whole House Efficiency | Single Family | Weatherstrip/Caulk (CAC & Electric Heat) | 15 | 0 | 94.8% | 0 | 78332.4098 | 10.5673 | 0 | 0 | 0 | 0 | 0 |  | n/a | 0.45474 | n/a | n/a | n/a | 0 | 0 | 39697.0537 | 7037.6838 | 87152.3671 | 87295.7821 | 0 | 0 |  | 0 | 0 | 78332.4098 | 78332.4098 | 78332.4098 | 78332.4098 | 78332.4098 | 78332.4098 | 78332.4098 | 78332.4098 | 78332.4098 | 78332.4098 | 78332.4098 | 78332.4098 | 78332.4098 | 78332.4098 | 78332.4098 | 0 | 0 | 0 | 0 | 0 | 0 | 0 | 0 | 0 | 0 | 0 | 0 | 0 | 0 | 0 | 0 | 0 | 10.5673 | 10.5673 | 10.5673 | 10.5673 | 10.5673 | 10.5673 | 10.5673 | 10.5673 | 10.5673 | 10.5673 | 10.5673 | 10.5673 | 10.5673 | 10.5673 | 10.5673 | 0 | 0 | 0 | 0 | 0 | 0 | 0 | 0 | 0 | 0 | 0 | 0 | 0 | 0 | 0 | 0 | 0 | 0 | 0 | 0 | 0 | 0 | 0 | 0 | 0 | 0 | 0 | 0 | 0 | 0 | 0 | 0 | 0 | 0 | 0 | 0 | 0 | 0 | 0 | 0 | 0 | 0 | 0 | 0 | 0 | 0 | 0
Residential | Whole House Efficiency | Single Family | Door Sweep (ASHP) | 2 | 0 | 94.8% | 0 | 223.1481 | 0.099551 | 0 | 0 | 0 | 0 | 0 |  | n/a | 0.63608 | n/a | n/a | n/a | 0 | 0 | 28.6478 | 4.1927 | 44.9642 | 45.0382 | 0 | 0 |  | 0 | 0 | 223.1481 | 223.1481 | 0 | 0 | 0 | 0 | 0 | 0 | 0 | 0 | 0 | 0 | 0 | 0 | 0 | 0 | 0 | 0 | 0 | 0 | 0 | 0 | 0 | 0 | 0 | 0 | 0 | 0 | 0 | 0 | 0 | 0 | 0.099551 | 0.099551 | 0 | 0 | 0 | 0 | 0 | 0 | 0 | 0 | 0 | 0 | 0 | 0 | 0 | 0 | 0 | 0 | 0 | 0 | 0 | 0 | 0 | 0 | 0 | 0 | 0 | 0 | 0 | 0 | 0 | 0 | 0 | 0 | 0 | 0 | 0 | 0 | 0 | 0 | 0 | 0 | 0 | 0 | 0 | 0 | 0 | 0 | 0 | 0 | 0 | 0 | 0 | 0 | 0 | 0 | 0 | 0 | 0 | 0 | 0 | 0
Residential | Whole House Efficiency | Single Family | Door Sweep (CAC & Electric Heat) | 2 | 0 | 94.8% | 0 | 699.7013 | 0.19436 | 0 | 0 | 0 | 0 | 0 |  | n/a | 0.54976 | n/a | n/a | n/a | 0 | 0 | 77.6375 | 13.1466 | 140.9895 | 141.2215 | 0 | 0 |  | 0 | 0 | 699.7013 | 699.7013 | 0 | 0 | 0 | 0 | 0 | 0 | 0 | 0 | 0 | 0 | 0 | 0 | 0 | 0 | 0 | 0 | 0 | 0 | 0 | 0 | 0 | 0 | 0 | 0 | 0 | 0 | 0 | 0 | 0 | 0 | 0.19436 | 0.19436 | 0 | 0 | 0 | 0 | 0 | 0 | 0 | 0 | 0 | 0 | 0 | 0 | 0 | 0 | 0 | 0 | 0 | 0 | 0 | 0 | 0 | 0 | 0 | 0 | 0 | 0 | 0 | 0 | 0 | 0 | 0 | 0 | 0 | 0 | 0 | 0 | 0 | 0 | 0 | 0 | 0 | 0 | 0 | 0 | 0 | 0 | 0 | 0 | 0 | 0 | 0 | 0 | 0 | 0 | 0 | 0 | 0 | 0 | 0 | 0
Residential | Whole House Efficiency | Single Family | Foam (ASHP) | 5 | 0 | 94.8% | 0 | 2421.0576 | 1.6355 | 0 | 0 | 0 | 0 | 0 |  | n/a | 0.76124 | n/a | n/a | n/a | 0 | 0 | 863.7654 | 101.746 | 1132.8159 | 1134.68 | 0 | 0 |  | 0 | 0 | 2421.0576 | 2421.0576 | 2421.0576 | 2421.0576 | 2421.0576 | 0 | 0 | 0 | 0 | 0 | 0 | 0 | 0 | 0 | 0 | 0 | 0 | 0 | 0 | 0 | 0 | 0 | 0 | 0 | 0 | 0 | 0 | 0 | 0 | 0 | 0 | 0 | 1.6355 | 1.6355 | 1.6355 | 1.6355 | 1.6355 | 0 | 0 | 0 | 0 | 0 | 0 | 0 | 0 | 0 | 0 | 0 | 0 | 0 | 0 | 0 | 0 | 0 | 0 | 0 | 0 | 0 | 0 | 0 | 0 | 0 | 0 | 0 | 0 | 0 | 0 | 0 | 0 | 0 | 0 | 0 | 0 | 0 | 0 | 0 | 0 | 0 | 0 | 0 | 0 | 0 | 0 | 0 | 0 | 0 | 0 | 0 | 0 | 0 | 0 | 0 | 0 | 0
Residential | Whole House Efficiency | Single Family | Foam (CAC & Electric Heat) | 5 | 0 | 94.8% | 0 | 11263.4838 | 1.5195 | 0 | 0 | 0 | 0 | 0 |  | n/a | 0.47482 | n/a | n/a | n/a | 0 | 0 | 2506.5273 | 473.3527 | 5270.1983 | 5278.8708 | 0 | 0 |  | 0 | 0 | 11263.4838 | 11263.4838 | 11263.4838 | 11263.4838 | 11263.4838 | 0 | 0 | 0 | 0 | 0 | 0 | 0 | 0 | 0 | 0 | 0 | 0 | 0 | 0 | 0 | 0 | 0 | 0 | 0 | 0 | 0 | 0 | 0 | 0 | 0 | 0 | 0 | 1.5195 | 1.5195 | 1.5195 | 1.5195 | 1.5195 | 0 | 0 | 0 | 0 | 0 | 0 | 0 | 0 | 0 | 0 | 0 | 0 | 0 | 0 | 0 | 0 | 0 | 0 | 0 | 0 | 0 | 0 | 0 | 0 | 0 | 0 | 0 | 0 | 0 | 0 | 0 | 0 | 0 | 0 | 0 | 0 | 0 | 0 | 0 | 0 | 0 | 0 | 0 | 0 | 0 | 0 | 0 | 0 | 0 | 0 | 0 | 0 | 0 | 0 | 0 | 0 | 0
Residential | Whole House Efficiency | Single Family | Duct Sealing - Tape (ASHP) | 20 | 0 | 94.8% | 0 | 71682.9196 | 57.5692 | 0 | 0 | 0 | 0 | 0 |  | n/a | 0.79885 | n/a | n/a | n/a | 0 | 0 | 76348.836 | 7379.4459 | 95416.2913 | 95573.3051 | 0 | 0 |  | 0 | 0 | 71682.9196 | 71682.9196 | 71682.9196 | 71682.9196 | 71682.9196 | 71682.9196 | 71682.9196 | 71682.9196 | 71682.9196 | 71682.9196 | 71682.9196 | 71682.9196 | 71682.9196 | 71682.9196 | 71682.9196 | 71682.9196 | 71682.9196 | 71682.9196 | 71682.9196 | 71682.9196 | 0 | 0 | 0 | 0 | 0 | 0 | 0 | 0 | 0 | 0 | 0 | 0 | 57.5692 | 57.5692 | 57.5692 | 57.5692 | 57.5692 | 57.5692 | 57.5692 | 57.5692 | 57.5692 | 57.5692 | 57.5692 | 57.5692 | 57.5692 | 57.5692 | 57.5692 | 57.5692 | 57.5692 | 57.5692 | 57.5692 | 57.5692 | 0 | 0 | 0 | 0 | 0 | 0 | 0 | 0 | 0 | 0 | 0 | 0 | 0 | 0 | 0 | 0 | 0 | 0 | 0 | 0 | 0 | 0 | 0 | 0 | 0 | 0 | 0 | 0 | 0 | 0 | 0 | 0 | 0 | 0 | 0 | 0 | 0 | 0 | 0 | 0 | 0 | 0
Residential | Whole House Efficiency | Single Family | Duct Sealing - Tape (CAC & Electric Heat) | 20 | 0 | 94.8% | 0 | 1353720.2887 | 105.9593 | 0 | 0 | 0 | 0 | 0 |  | n/a | 0.40812 | n/a | n/a | n/a | 0 | 0 | 736614.8542 | 139359.6357 | 1801921.155 | 1804886.3359 | 0 | 0 |  | 0 | 0 | 1353720.2887 | 1353720.2887 | 1353720.2887 | 1353720.2887 | 1353720.2887 | 1353720.2887 | 1353720.2887 | 1353720.2887 | 1353720.2887 | 1353720.2887 | 1353720.2887 | 1353720.2887 | 1353720.2887 | 1353720.2887 | 1353720.2887 | 1353720.2887 | 1353720.2887 | 1353720.2887 | 1353720.2887 | 1353720.2887 | 0 | 0 | 0 | 0 | 0 | 0 | 0 | 0 | 0 | 0 | 0 | 0 | 105.9593 | 105.9593 | 105.9593 | 105.9593 | 105.9593 | 105.9593 | 105.9593 | 105.9593 | 105.9593 | 105.9593 | 105.9593 | 105.9593 | 105.9593 | 105.9593 | 105.9593 | 105.9593 | 105.9593 | 105.9593 | 105.9593 | 105.9593 | 0 | 0 | 0 | 0 | 0 | 0 | 0 | 0 | 0 | 0 | 0 | 0 | 0 | 0 | 0 | 0 | 0 | 0 | 0 | 0 | 0 | 0 | 0 | 0 | 0 | 0 | 0 | 0 | 0 | 0 | 0 | 0 | 0 | 0 | 0 | 0 | 0 | 0 | 0 | 0 | 0 | 0
Residential | Whole House Efficiency | Multi-Family | Standard CFL | 5 | 0 | 94.8% | -119.8027 | 17268.8581 | 1.7797 | 0 | 0 | 0 | 0 | 0 |  | n/a | 0.60306 | n/a | n/a | n/a | 0 | 0 | 4559.5044 | 725.7312 | 7548.1905 | 7560.6115 | 0 | 0 |  | 0 | 0 | 17268.8581 | 17268.8581 | 17268.8581 | 17268.8581 | 17268.8581 | 0 | 0 | 0 | 0 | 0 | 0 | 0 | 0 | 0 | 0 | 0 | 0 | 0 | 0 | 0 | 0 | 0 | 0 | 0 | 0 | 0 | 0 | 0 | 0 | 0 | 0 | 0 | 1.7797 | 1.7797 | 1.7797 | 1.7797 | 1.7797 | 0 | 0 | 0 | 0 | 0 | 0 | 0 | 0 | 0 | 0 | 0 | 0 | 0 | 0 | 0 | 0 | 0 | 0 | 0 | 0 | 0 | 0 | 0 | 0 | 0 | 0 | 0 | -119.8027 | -119.8027 | -119.8027 | -119.8027 | -119.8027 | 0 | 0 | 0 | 0 | 0 | 0 | 0 | 0 | 0 | 0 | 0 | 0 | 0 | 0 | 0 | 0 | 0 | 0 | 0 | 0 | 0 | 0 | 0 | 0 | 0
Residential | Whole House Efficiency | Multi-Family | LED | 15 | 0 | 94.8% | -140.4583 | 20246.2475 | 2.0865 | 0 | 0 | 0 | 0 | 0 |  | n/a | 0.52752 | n/a | n/a | n/a | 0 | 0 | 11134.1826 | 1819.0004 | 21071.9626 | 21106.6379 | 0 | 0 |  | 0 | 0 | 20246.2475 | 20246.2475 | 20246.2475 | 20246.2475 | 20246.2475 | 20246.2475 | 20246.2475 | 20246.2475 | 20246.2475 | 20246.2475 | 20246.2475 | 20246.2475 | 20246.2475 | 20246.2475 | 20246.2475 | 0 | 0 | 0 | 0 | 0 | 0 | 0 | 0 | 0 | 0 | 0 | 0 | 0 | 0 | 0 | 0 | 0 | 2.0865 | 2.0865 | 2.0865 | 2.0865 | 2.0865 | 2.0865 | 2.0865 | 2.0865 | 2.0865 | 2.0865 | 2.0865 | 2.0865 | 2.0865 | 2.0865 | 2.0865 | 0 | 0 | 0 | 0 | 0 | 0 | 0 | 0 | 0 | 0 | 0 | 0 | 0 | 0 | 0 | 0 | 0 | -140.4583 | -140.4583 | -140.4583 | -140.4583 | -140.4583 | -140.4583 | -140.4583 | -140.4583 | -140.4583 | -140.4583 | -140.4583 | -140.4583 | -140.4583 | -140.4583 | -140.4583 | 0 | 0 | 0 | 0 | 0 | 0 | 0 | 0 | 0 | 0 | 0 | 0 | 0 | 0 | 0
Residential | Whole House Efficiency | Multi-Family | Pipe Insulated (Electric DHW) | 15 | 0 | 94.8% | 0 | 1632.8564 | 0.18888 | 0 | 0 | 0 | 0 | 0 |  | n/a | 0.44418 | n/a | n/a | n/a | 0 | 0 | 808.2795 | 146.7021 | 1816.7103 | 1819.6998 | 0 | 0 |  | 0 | 0 | 1632.8564 | 1632.8564 | 1632.8564 | 1632.8564 | 1632.8564 | 1632.8564 | 1632.8564 | 1632.8564 | 1632.8564 | 1632.8564 | 1632.8564 | 1632.8564 | 1632.8564 | 1632.8564 | 1632.8564 | 0 | 0 | 0 | 0 | 0 | 0 | 0 | 0 | 0 | 0 | 0 | 0 | 0 | 0 | 0 | 0 | 0 | 0.18888 | 0.18888 | 0.18888 | 0.18888 | 0.18888 | 0.18888 | 0.18888 | 0.18888 | 0.18888 | 0.18888 | 0.18888 | 0.18888 | 0.18888 | 0.18888 | 0.18888 | 0 | 0 | 0 | 0 | 0 | 0 | 0 | 0 | 0 | 0 | 0 | 0 | 0 | 0 | 0 | 0 | 0 | 0 | 0 | 0 | 0 | 0 | 0 | 0 | 0 | 0 | 0 | 0 | 0 | 0 | 0 | 0 | 0 | 0 | 0 | 0 | 0 | 0 | 0 | 0 | 0 | 0 | 0 | 0 | 0 | 0 | 0
Residential | Whole House Efficiency | Multi-Family | Pipe Insulated (Natural Gas DHW) | 15 | 0 | 94.8% | 3.6841 | 0 | 0 | 0 | 0 | 0 | 0 | 0 |  | n/a | 0.48588 | n/a | n/a | n/a | 0 | 0 | 18.5598 | 0 | 38.1359 | 38.1987 | 0 | 0 |  | 0 | 0 | 0 | 0 | 0 | 0 | 0 | 0 | 0 | 0 | 0 | 0 | 0 | 0 | 0 | 0 | 0 | 0 | 0 | 0 | 0 | 0 | 0 | 0 | 0 | 0 | 0 | 0 | 0 | 0 | 0 | 0 | 0 | 0 | 0 | 0 | 0 | 0 | 0 | 0 | 0 | 0 | 0 | 0 | 0 | 0 | 0 | 0 | 0 | 0 | 0 | 0 | 0 | 0 | 0 | 0 | 0 | 0 | 0 | 0 | 0 | 0 | 0 | 0 | 0 | 0 | 3.6841 | 3.6841 | 3.6841 | 3.6841 | 3.6841 | 3.6841 | 3.6841 | 3.6841 | 3.6841 | 3.6841 | 3.6841 | 3.6841 | 3.6841 | 3.6841 | 3.6841 | 0 | 0 | 0 | 0 | 0 | 0 | 0 | 0 | 0 | 0 | 0 | 0 | 0 | 0 | 0
Residential | Whole House Efficiency | Multi-Family | Water Heater Tank Wrap (Electric DHW) | 5 | 0 | 94.8% | 0 | 3445.7796 | 0.39858 | 0 | 0 | 0 | 0 | 0 |  | n/a | 0.46463 | n/a | n/a | n/a | 0 | 0 | 750.3556 | 144.8104 | 1612.2846 | 1614.9378 | 0 | 0 |  | 0 | 0 | 3445.7796 | 3445.7796 | 3445.7796 | 3445.7796 | 3445.7796 | 0 | 0 | 0 | 0 | 0 | 0 | 0 | 0 | 0 | 0 | 0 | 0 | 0 | 0 | 0 | 0 | 0 | 0 | 0 | 0 | 0 | 0 | 0 | 0 | 0 | 0 | 0 | 0.39858 | 0.39858 | 0.39858 | 0.39858 | 0.39858 | 0 | 0 | 0 | 0 | 0 | 0 | 0 | 0 | 0 | 0 | 0 | 0 | 0 | 0 | 0 | 0 | 0 | 0 | 0 | 0 | 0 | 0 | 0 | 0 | 0 | 0 | 0 | 0 | 0 | 0 | 0 | 0 | 0 | 0 | 0 | 0 | 0 | 0 | 0 | 0 | 0 | 0 | 0 | 0 | 0 | 0 | 0 | 0 | 0 | 0 | 0 | 0 | 0 | 0 | 0 | 0 | 0
Residential | Whole House Efficiency | Multi-Family | Low Flow Faucet Aerator - Multi-Family (Electric DHW) | 9 | 0 | 94.8% | 0 | 11585.4493 | 5.169 | 0 | 0 | 0 | 0 | 0 |  | n/a | 0.64322 | n/a | n/a | n/a | 0 | 0 | 5714.0391 | 760.8388 | 8868.8585 | 8883.4528 | 0 | 0 |  | 0 | 0 | 11585.4493 | 11585.4493 | 11585.4493 | 11585.4493 | 11585.4493 | 11585.4493 | 11585.4493 | 11585.4493 | 11585.4493 | 0 | 0 | 0 | 0 | 0 | 0 | 0 | 0 | 0 | 0 | 0 | 0 | 0 | 0 | 0 | 0 | 0 | 0 | 0 | 0 | 0 | 0 | 0 | 5.169 | 5.169 | 5.169 | 5.169 | 5.169 | 5.169 | 5.169 | 5.169 | 5.169 | 0 | 0 | 0 | 0 | 0 | 0 | 0 | 0 | 0 | 0 | 0 | 0 | 0 | 0 | 0 | 0 | 0 | 0 | 0 | 0 | 0 | 0 | 0 | 0 | 0 | 0 | 0 | 0 | 0 | 0 | 0 | 0 | 0 | 0 | 0 | 0 | 0 | 0 | 0 | 0 | 0 | 0 | 0 | 0 | 0 | 0 | 0 | 0 | 0 | 0 | 0 | 0 | 0
Residential | Whole House Efficiency | Multi-Family | Low Flow Faucet Aerator - Multi-Family (Natural Gas DHW) | 9 | 0 | 94.8% | 39.6476 | 0 | 0 | 0 | 0 | 0 | 0 | 0 |  | n/a | 0.48588 | n/a | n/a | n/a | 0 | 0 | 138.9929 | 0 | 285.5967 | 286.0667 | 0 | 0 |  | 0 | 0 | 0 | 0 | 0 | 0 | 0 | 0 | 0 | 0 | 0 | 0 | 0 | 0 | 0 | 0 | 0 | 0 | 0 | 0 | 0 | 0 | 0 | 0 | 0 | 0 | 0 | 0 | 0 | 0 | 0 | 0 | 0 | 0 | 0 | 0 | 0 | 0 | 0 | 0 | 0 | 0 | 0 | 0 | 0 | 0 | 0 | 0 | 0 | 0 | 0 | 0 | 0 | 0 | 0 | 0 | 0 | 0 | 0 | 0 | 0 | 0 | 0 | 0 | 0 | 0 | 39.6476 | 39.6476 | 39.6476 | 39.6476 | 39.6476 | 39.6476 | 39.6476 | 39.6476 | 39.6476 | 0 | 0 | 0 | 0 | 0 | 0 | 0 | 0 | 0 | 0 | 0 | 0 | 0 | 0 | 0 | 0 | 0 | 0 | 0 | 0 | 0
Residential | Whole House Efficiency | Multi-Family | Low Flow Showerhead - Multi-Family (Electric DHW) | 10 | 0 | 94.8% | 0 | 27691.4443 | 3.3608 | 0 | 0 | 0 | 0 | 0 |  | n/a | 0.4633 | n/a | n/a | n/a | 0 | 0 | 10678.1219 | 1952.8431 | 23010.145 | 23048.0098 | 0 | 0 |  | 0 | 0 | 27691.4443 | 27691.4443 | 27691.4443 | 27691.4443 | 27691.4443 | 27691.4443 | 27691.4443 | 27691.4443 | 27691.4443 | 27691.4443 | 0 | 0 | 0 | 0 | 0 | 0 | 0 | 0 | 0 | 0 | 0 | 0 | 0 | 0 | 0 | 0 | 0 | 0 | 0 | 0 | 0 | 0 | 3.3608 | 3.3608 | 3.3608 | 3.3608 | 3.3608 | 3.3608 | 3.3608 | 3.3608 | 3.3608 | 3.3608 | 0 | 0 | 0 | 0 | 0 | 0 | 0 | 0 | 0 | 0 | 0 | 0 | 0 | 0 | 0 | 0 | 0 | 0 | 0 | 0 | 0 | 0 | 0 | 0 | 0 | 0 | 0 | 0 | 0 | 0 | 0 | 0 | 0 | 0 | 0 | 0 | 0 | 0 | 0 | 0 | 0 | 0 | 0 | 0 | 0 | 0 | 0 | 0 | 0 | 0 | 0 | 0
Residential | Whole House Efficiency | Multi-Family | Low Flow Showerhead - Multi-Family (Natural Gas DHW) | 10 | 0 | 94.8% | 94.7652 | 0 | 0 | 0 | 0 | 0 | 0 | 0 |  | n/a | 0.48588 | n/a | n/a | n/a | 0 | 0 | 359.8969 | 0 | 739.5012 | 740.7181 | 0 | 0 |  | 0 | 0 | 0 | 0 | 0 | 0 | 0 | 0 | 0 | 0 | 0 | 0 | 0 | 0 | 0 | 0 | 0 | 0 | 0 | 0 | 0 | 0 | 0 | 0 | 0 | 0 | 0 | 0 | 0 | 0 | 0 | 0 | 0 | 0 | 0 | 0 | 0 | 0 | 0 | 0 | 0 | 0 | 0 | 0 | 0 | 0 | 0 | 0 | 0 | 0 | 0 | 0 | 0 | 0 | 0 | 0 | 0 | 0 | 0 | 0 | 0 | 0 | 0 | 0 | 0 | 0 | 94.7652 | 94.7652 | 94.7652 | 94.7652 | 94.7652 | 94.7652 | 94.7652 | 94.7652 | 94.7652 | 94.7652 | 0 | 0 | 0 | 0 | 0 | 0 | 0 | 0 | 0 | 0 | 0 | 0 | 0 | 0 | 0 | 0 | 0 | 0 | 0 | 0
Residential | Whole House Efficiency | Multi-Family | Weatherstrip/Caulk (ASHP) | 15 | 0 | 94.8% | 0 | 701.7558 | 0.47405 | 0 | 0 | 0 | 0 | 0 |  | n/a | 0.75159 | n/a | n/a | n/a | 0 | 0 | 587.7824 | 63.0484 | 780.7711 | 782.0559 | 0 | 0 |  | 0 | 0 | 701.7558 | 701.7558 | 701.7558 | 701.7558 | 701.7558 | 701.7558 | 701.7558 | 701.7558 | 701.7558 | 701.7558 | 701.7558 | 701.7558 | 701.7558 | 701.7558 | 701.7558 | 0 | 0 | 0 | 0 | 0 | 0 | 0 | 0 | 0 | 0 | 0 | 0 | 0 | 0 | 0 | 0 | 0 | 0.47405 | 0.47405 | 0.47405 | 0.47405 | 0.47405 | 0.47405 | 0.47405 | 0.47405 | 0.47405 | 0.47405 | 0.47405 | 0.47405 | 0.47405 | 0.47405 | 0.47405 | 0 | 0 | 0 | 0 | 0 | 0 | 0 | 0 | 0 | 0 | 0 | 0 | 0 | 0 | 0 | 0 | 0 | 0 | 0 | 0 | 0 | 0 | 0 | 0 | 0 | 0 | 0 | 0 | 0 | 0 | 0 | 0 | 0 | 0 | 0 | 0 | 0 | 0 | 0 | 0 | 0 | 0 | 0 | 0 | 0 | 0 | 0
Residential | Whole House Efficiency | Multi-Family | Weatherstrip/Caulk (CAC & Electric Heat) | 15 | 0 | 94.8% | 0 | 19113.7906 | 2.5785 | 0 | 0 | 0 | 0 | 0 |  | n/a | 0.45474 | n/a | n/a | n/a | 0 | 0 | 9686.4271 | 1717.2562 | 21265.9371 | 21300.9316 | 0 | 0 |  | 0 | 0 | 19113.7906 | 19113.7906 | 19113.7906 | 19113.7906 | 19113.7906 | 19113.7906 | 19113.7906 | 19113.7906 | 19113.7906 | 19113.7906 | 19113.7906 | 19113.7906 | 19113.7906 | 19113.7906 | 19113.7906 | 0 | 0 | 0 | 0 | 0 | 0 | 0 | 0 | 0 | 0 | 0 | 0 | 0 | 0 | 0 | 0 | 0 | 2.5785 | 2.5785 | 2.5785 | 2.5785 | 2.5785 | 2.5785 | 2.5785 | 2.5785 | 2.5785 | 2.5785 | 2.5785 | 2.5785 | 2.5785 | 2.5785 | 2.5785 | 0 | 0 | 0 | 0 | 0 | 0 | 0 | 0 | 0 | 0 | 0 | 0 | 0 | 0 | 0 | 0 | 0 | 0 | 0 | 0 | 0 | 0 | 0 | 0 | 0 | 0 | 0 | 0 | 0 | 0 | 0 | 0 | 0 | 0 | 0 | 0 | 0 | 0 | 0 | 0 | 0 | 0 | 0 | 0 | 0 | 0 | 0
Residential | Whole House Efficiency | Multi-Family | Door Sweep (ASHP) | 2 | 0 | 94.8% | 0 | 10.6261 | 0.0047405 | 0 | 0 | 0 | 0 | 0 |  | n/a | 0.63608 | n/a | n/a | n/a | 0 | 0 | 1.3642 | 0.19965 | 2.1412 | 2.1447 | 0 | 0 |  | 0 | 0 | 10.6261 | 10.6261 | 0 | 0 | 0 | 0 | 0 | 0 | 0 | 0 | 0 | 0 | 0 | 0 | 0 | 0 | 0 | 0 | 0 | 0 | 0 | 0 | 0 | 0 | 0 | 0 | 0 | 0 | 0 | 0 | 0 | 0 | 0.0047405 | 0.0047405 | 0 | 0 | 0 | 0 | 0 | 0 | 0 | 0 | 0 | 0 | 0 | 0 | 0 | 0 | 0 | 0 | 0 | 0 | 0 | 0 | 0 | 0 | 0 | 0 | 0 | 0 | 0 | 0 | 0 | 0 | 0 | 0 | 0 | 0 | 0 | 0 | 0 | 0 | 0 | 0 | 0 | 0 | 0 | 0 | 0 | 0 | 0 | 0 | 0 | 0 | 0 | 0 | 0 | 0 | 0 | 0 | 0 | 0 | 0 | 0
Residential | Whole House Efficiency | Multi-Family | Door Sweep (CAC & Electric Heat) | 2 | 0 | 94.8% | 0 | 170.6588 | 0.047405 | 0 | 0 | 0 | 0 | 0 |  | n/a | 0.54976 | n/a | n/a | n/a | 0 | 0 | 18.936 | 3.2065 | 34.3877 | 34.4443 | 0 | 0 |  | 0 | 0 | 170.6588 | 170.6588 | 0 | 0 | 0 | 0 | 0 | 0 | 0 | 0 | 0 | 0 | 0 | 0 | 0 | 0 | 0 | 0 | 0 | 0 | 0 | 0 | 0 | 0 | 0 | 0 | 0 | 0 | 0 | 0 | 0 | 0 | 0.047405 | 0.047405 | 0 | 0 | 0 | 0 | 0 | 0 | 0 | 0 | 0 | 0 | 0 | 0 | 0 | 0 | 0 | 0 | 0 | 0 | 0 | 0 | 0 | 0 | 0 | 0 | 0 | 0 | 0 | 0 | 0 | 0 | 0 | 0 | 0 | 0 | 0 | 0 | 0 | 0 | 0 | 0 | 0 | 0 | 0 | 0 | 0 | 0 | 0 | 0 | 0 | 0 | 0 | 0 | 0 | 0 | 0 | 0 | 0 | 0 | 0 | 0
Residential | Whole House Efficiency | Multi-Family | Foam (ASHP) | 5 | 0 | 94.8% | 0 | 105.2634 | 0.071108 | 0 | 0 | 0 | 0 | 0 |  | n/a | 0.76124 | n/a | n/a | n/a | 0 | 0 | 37.555 | 4.4237 | 49.2529 | 49.3339 | 0 | 0 |  | 0 | 0 | 105.2634 | 105.2634 | 105.2634 | 105.2634 | 105.2634 | 0 | 0 | 0 | 0 | 0 | 0 | 0 | 0 | 0 | 0 | 0 | 0 | 0 | 0 | 0 | 0 | 0 | 0 | 0 | 0 | 0 | 0 | 0 | 0 | 0 | 0 | 0 | 0.071108 | 0.071108 | 0.071108 | 0.071108 | 0.071108 | 0 | 0 | 0 | 0 | 0 | 0 | 0 | 0 | 0 | 0 | 0 | 0 | 0 | 0 | 0 | 0 | 0 | 0 | 0 | 0 | 0 | 0 | 0 | 0 | 0 | 0 | 0 | 0 | 0 | 0 | 0 | 0 | 0 | 0 | 0 | 0 | 0 | 0 | 0 | 0 | 0 | 0 | 0 | 0 | 0 | 0 | 0 | 0 | 0 | 0 | 0 | 0 | 0 | 0 | 0 | 0 | 0
Residential | Whole House Efficiency | Multi-Family | Foam (CAC & Electric Heat) | 5 | 0 | 94.8% | 0 | 2815.8709 | 0.37987 | 0 | 0 | 0 | 0 | 0 |  | n/a | 0.47482 | n/a | n/a | n/a | 0 | 0 | 626.6318 | 118.3382 | 1317.5496 | 1319.7177 | 0 | 0 |  | 0 | 0 | 2815.8709 | 2815.8709 | 2815.8709 | 2815.8709 | 2815.8709 | 0 | 0 | 0 | 0 | 0 | 0 | 0 | 0 | 0 | 0 | 0 | 0 | 0 | 0 | 0 | 0 | 0 | 0 | 0 | 0 | 0 | 0 | 0 | 0 | 0 | 0 | 0 | 0.37987 | 0.37987 | 0.37987 | 0.37987 | 0.37987 | 0 | 0 | 0 | 0 | 0 | 0 | 0 | 0 | 0 | 0 | 0 | 0 | 0 | 0 | 0 | 0 | 0 | 0 | 0 | 0 | 0 | 0 | 0 | 0 | 0 | 0 | 0 | 0 | 0 | 0 | 0 | 0 | 0 | 0 | 0 | 0 | 0 | 0 | 0 | 0 | 0 | 0 | 0 | 0 | 0 | 0 | 0 | 0 | 0 | 0 | 0 | 0 | 0 | 0 | 0 | 0 | 0
Residential | Whole House Efficiency | Multi-Family | Duct Sealing - Tape (ASHP) | 20 | 0 | 94.8% | 0 | 7791.6217 | 6.2575 | 0 | 0 | 0 | 0 | 0 |  | n/a | 0.79885 | n/a | n/a | n/a | 0 | 0 | 8298.7865 | 802.1137 | 10371.336 | 10388.4027 | 0 | 0 |  | 0 | 0 | 7791.6217 | 7791.6217 | 7791.6217 | 7791.6217 | 7791.6217 | 7791.6217 | 7791.6217 | 7791.6217 | 7791.6217 | 7791.6217 | 7791.6217 | 7791.6217 | 7791.6217 | 7791.6217 | 7791.6217 | 7791.6217 | 7791.6217 | 7791.6217 | 7791.6217 | 7791.6217 | 0 | 0 | 0 | 0 | 0 | 0 | 0 | 0 | 0 | 0 | 0 | 0 | 6.2575 | 6.2575 | 6.2575 | 6.2575 | 6.2575 | 6.2575 | 6.2575 | 6.2575 | 6.2575 | 6.2575 | 6.2575 | 6.2575 | 6.2575 | 6.2575 | 6.2575 | 6.2575 | 6.2575 | 6.2575 | 6.2575 | 6.2575 | 0 | 0 | 0 | 0 | 0 | 0 | 0 | 0 | 0 | 0 | 0 | 0 | 0 | 0 | 0 | 0 | 0 | 0 | 0 | 0 | 0 | 0 | 0 | 0 | 0 | 0 | 0 | 0 | 0 | 0 | 0 | 0 | 0 | 0 | 0 | 0 | 0 | 0 | 0 | 0 | 0 | 0
Residential | Whole House Efficiency | Multi-Family | Duct Sealing - Tape (CAC & Electric Heat) | 20 | 0 | 94.8% | 0 | 150413.3654 | 11.7733 | 0 | 0 | 0 | 0 | 0 |  | n/a | 0.40812 | n/a | n/a | n/a | 0 | 0 | 81846.0949 | 15484.404 | 200213.4617 | 200542.9262 | 0 | 0 |  | 0 | 0 | 150413.3654 | 150413.3654 | 150413.3654 | 150413.3654 | 150413.3654 | 150413.3654 | 150413.3654 | 150413.3654 | 150413.3654 | 150413.3654 | 150413.3654 | 150413.3654 | 150413.3654 | 150413.3654 | 150413.3654 | 150413.3654 | 150413.3654 | 150413.3654 | 150413.3654 | 150413.3654 | 0 | 0 | 0 | 0 | 0 | 0 | 0 | 0 | 0 | 0 | 0 | 0 | 11.7733 | 11.7733 | 11.7733 | 11.7733 | 11.7733 | 11.7733 | 11.7733 | 11.7733 | 11.7733 | 11.7733 | 11.7733 | 11.7733 | 11.7733 | 11.7733 | 11.7733 | 11.7733 | 11.7733 | 11.7733 | 11.7733 | 11.7733 | 0 | 0 | 0 | 0 | 0 | 0 | 0 | 0 | 0 | 0 | 0 | 0 | 0 | 0 | 0 | 0 | 0 | 0 | 0 | 0 | 0 | 0 | 0 | 0 | 0 | 0 | 0 | 0 | 0 | 0 | 0 | 0 | 0 | 0 | 0 | 0 | 0 | 0 | 0 | 0 | 0 | 0
Residential | Whole House Efficiency | Building Shell | Duct Sealing 10% (ASHP) | 20 | 0 | 94.8% | 0 | 6460.7269 | 3.4415 | 0 | 0 | 3068.9084 | 0 | 1000 |  | 2.1413 | 0.59404 | 6.5714 | 2.3944 | 3.5992 | 0.014673 | 0.1325 | 5625.5415 | 665.1038 | 8599.7976 | 8613.9491 | 856.0701 | 2627.2007 |  | 0 | 0 | 6460.7269 | 6460.7269 | 6460.7269 | 6460.7269 | 6460.7269 | 6460.7269 | 6460.7269 | 6460.7269 | 6460.7269 | 6460.7269 | 6460.7269 | 6460.7269 | 6460.7269 | 6460.7269 | 6460.7269 | 6460.7269 | 6460.7269 | 6460.7269 | 6460.7269 | 6460.7269 | 0 | 0 | 0 | 0 | 0 | 0 | 0 | 0 | 0 | 0 | 0 | 0 | 3.4415 | 3.4415 | 3.4415 | 3.4415 | 3.4415 | 3.4415 | 3.4415 | 3.4415 | 3.4415 | 3.4415 | 3.4415 | 3.4415 | 3.4415 | 3.4415 | 3.4415 | 3.4415 | 3.4415 | 3.4415 | 3.4415 | 3.4415 | 0 | 0 | 0 | 0 | 0 | 0 | 0 | 0 | 0 | 0 | 0 | 0 | 0 | 0 | 0 | 0 | 0 | 0 | 0 | 0 | 0 | 0 | 0 | 0 | 0 | 0 | 0 | 0 | 0 | 0 | 0 | 0 | 0 | 0 | 0 | 0 | 0 | 0 | 0 | 0 | 0 | 0
Residential | Whole House Efficiency | Building Shell | Duct Sealing 10% (CAC & Electric Heat) | 20 | 0 | 94.8% | 0 | 111358.1301 | 8.7163 | 0 | 0 | 30689.0842 | 0 | 10000 |  | 2.3064 | 0.38587 | 7.0782 | 2.7428 | 5.9679 | 0.008513 | 0.076875 | 60594.536 | 11463.8368 | 148227.4973 | 148471.4155 | 8560.701 | 26272.0074 |  | 0 | 0 | 111358.1301 | 111358.1301 | 111358.1301 | 111358.1301 | 111358.1301 | 111358.1301 | 111358.1301 | 111358.1301 | 111358.1301 | 111358.1301 | 111358.1301 | 111358.1301 | 111358.1301 | 111358.1301 | 111358.1301 | 111358.1301 | 111358.1301 | 111358.1301 | 111358.1301 | 111358.1301 | 0 | 0 | 0 | 0 | 0 | 0 | 0 | 0 | 0 | 0 | 0 | 0 | 8.7163 | 8.7163 | 8.7163 | 8.7163 | 8.7163 | 8.7163 | 8.7163 | 8.7163 | 8.7163 | 8.7163 | 8.7163 | 8.7163 | 8.7163 | 8.7163 | 8.7163 | 8.7163 | 8.7163 | 8.7163 | 8.7163 | 8.7163 | 0 | 0 | 0 | 0 | 0 | 0 | 0 | 0 | 0 | 0 | 0 | 0 | 0 | 0 | 0 | 0 | 0 | 0 | 0 | 0 | 0 | 0 | 0 | 0 | 0 | 0 | 0 | 0 | 0 | 0 | 0 | 0 | 0 | 0 | 0 | 0 | 0 | 0 | 0 | 0 | 0 | 0
Residential | Whole House Efficiency | Building Shell | Duct Sealing 10% (CAC & Gas Heat) | 20 | 0 | 94.8% | 2999.1505 | 6584.6288 | 2.4406 | 0 | 0 | 8592.9436 | 0 | 2800 |  | 3.1121 | 0.47623 | 9.5506 | 3.2042 | 6.5246 | 0.040312 | 0.36403 | 22892.8617 | 677.859 | 45598.8338 | 45673.8697 | 2396.9963 | 7356.1621 |  | 0 | 0 | 6584.6288 | 6584.6288 | 6584.6288 | 6584.6288 | 6584.6288 | 6584.6288 | 6584.6288 | 6584.6288 | 6584.6288 | 6584.6288 | 6584.6288 | 6584.6288 | 6584.6288 | 6584.6288 | 6584.6288 | 6584.6288 | 6584.6288 | 6584.6288 | 6584.6288 | 6584.6288 | 0 | 0 | 0 | 0 | 0 | 0 | 0 | 0 | 0 | 0 | 0 | 0 | 2.4406 | 2.4406 | 2.4406 | 2.4406 | 2.4406 | 2.4406 | 2.4406 | 2.4406 | 2.4406 | 2.4406 | 2.4406 | 2.4406 | 2.4406 | 2.4406 | 2.4406 | 2.4406 | 2.4406 | 2.4406 | 2.4406 | 2.4406 | 0 | 0 | 0 | 0 | 0 | 0 | 0 | 0 | 0 | 0 | 0 | 0 | 2999.1505 | 2999.1505 | 2999.1505 | 2999.1505 | 2999.1505 | 2999.1505 | 2999.1505 | 2999.1505 | 2999.1505 | 2999.1505 | 2999.1505 | 2999.1505 | 2999.1505 | 2999.1505 | 2999.1505 | 2999.1505 | 2999.1505 | 2999.1505 | 2999.1505 | 2999.1505 | 0 | 0 | 0 | 0 | 0 | 0 | 0 | 0 | 0 | 0
Residential | Whole House Efficiency | Building Shell | Air Sealing 20% ACH Reduction (ASHP) | 15 | 0 | 94.8% | 0 | 3028.7961 | 1.3512 | 0 | 0 | 953.6731 | 0 | 1250 |  | 2.5866 | 0.47503 | 1.9734 | 2.9199 | 5.4383 | 0.04483 | 0.3533 | 2111.7208 | 272.1186 | 3369.828 | 3375.3733 | 1070.0876 | 816.411 |  | 0 | 0 | 3028.7961 | 3028.7961 | 3028.7961 | 3028.7961 | 3028.7961 | 3028.7961 | 3028.7961 | 3028.7961 | 3028.7961 | 3028.7961 | 3028.7961 | 3028.7961 | 3028.7961 | 3028.7961 | 3028.7961 | 0 | 0 | 0 | 0 | 0 | 0 | 0 | 0 | 0 | 0 | 0 | 0 | 0 | 0 | 0 | 0 | 0 | 1.3512 | 1.3512 | 1.3512 | 1.3512 | 1.3512 | 1.3512 | 1.3512 | 1.3512 | 1.3512 | 1.3512 | 1.3512 | 1.3512 | 1.3512 | 1.3512 | 1.3512 | 0 | 0 | 0 | 0 | 0 | 0 | 0 | 0 | 0 | 0 | 0 | 0 | 0 | 0 | 0 | 0 | 0 | 0 | 0 | 0 | 0 | 0 | 0 | 0 | 0 | 0 | 0 | 0 | 0 | 0 | 0 | 0 | 0 | 0 | 0 | 0 | 0 | 0 | 0 | 0 | 0 | 0 | 0 | 0 | 0 | 0 | 0
Residential | Whole House Efficiency | Building Shell | Air Sealing 20% ACH Reduction (CAC & Electric Heat) | 15 | 0 | 94.8% | 0 | 53507.8767 | 7.2184 | 0 | 0 | 10490.4043 | 0 | 13750 |  | 3.0195 | 0.37978 | 2.3037 | 3.5548 | 7.9398 | 0.027913 | 0.21999 | 27116.5545 | 4807.3526 | 59532.6778 | 59630.6427 | 11770.9639 | 8980.5215 |  | 0 | 0 | 53507.8767 | 53507.8767 | 53507.8767 | 53507.8767 | 53507.8767 | 53507.8767 | 53507.8767 | 53507.8767 | 53507.8767 | 53507.8767 | 53507.8767 | 53507.8767 | 53507.8767 | 53507.8767 | 53507.8767 | 0 | 0 | 0 | 0 | 0 | 0 | 0 | 0 | 0 | 0 | 0 | 0 | 0 | 0 | 0 | 0 | 0 | 7.2184 | 7.2184 | 7.2184 | 7.2184 | 7.2184 | 7.2184 | 7.2184 | 7.2184 | 7.2184 | 7.2184 | 7.2184 | 7.2184 | 7.2184 | 7.2184 | 7.2184 | 0 | 0 | 0 | 0 | 0 | 0 | 0 | 0 | 0 | 0 | 0 | 0 | 0 | 0 | 0 | 0 | 0 | 0 | 0 | 0 | 0 | 0 | 0 | 0 | 0 | 0 | 0 | 0 | 0 | 0 | 0 | 0 | 0 | 0 | 0 | 0 | 0 | 0 | 0 | 0 | 0 | 0 | 0 | 0 | 0 | 0 | 0
Residential | Whole House Efficiency | Building Shell | Air Sealing 20% ACH Reduction (CAC & Gas Heat) | 15 | 0 | 94.8% | 560.9031 | 3601.7082 | 1.9686 | 0 | 0 | 2861.0194 | 0 | 3750 |  | 2.2694 | 0.42626 | 1.7314 | 2.4015 | 5.3174 | 0.1131 | 0.89132 | 5558.2808 | 323.5913 | 9813.3867 | 9829.5353 | 3210.2629 | 2449.2331 |  | 0 | 0 | 3601.7082 | 3601.7082 | 3601.7082 | 3601.7082 | 3601.7082 | 3601.7082 | 3601.7082 | 3601.7082 | 3601.7082 | 3601.7082 | 3601.7082 | 3601.7082 | 3601.7082 | 3601.7082 | 3601.7082 | 0 | 0 | 0 | 0 | 0 | 0 | 0 | 0 | 0 | 0 | 0 | 0 | 0 | 0 | 0 | 0 | 0 | 1.9686 | 1.9686 | 1.9686 | 1.9686 | 1.9686 | 1.9686 | 1.9686 | 1.9686 | 1.9686 | 1.9686 | 1.9686 | 1.9686 | 1.9686 | 1.9686 | 1.9686 | 0 | 0 | 0 | 0 | 0 | 0 | 0 | 0 | 0 | 0 | 0 | 0 | 0 | 0 | 0 | 0 | 0 | 560.9031 | 560.9031 | 560.9031 | 560.9031 | 560.9031 | 560.9031 | 560.9031 | 560.9031 | 560.9031 | 560.9031 | 560.9031 | 560.9031 | 560.9031 | 560.9031 | 560.9031 | 0 | 0 | 0 | 0 | 0 | 0 | 0 | 0 | 0 | 0 | 0 | 0 | 0 | 0 | 0
Residential | Whole House Efficiency | Building Shell | Air Sealing 20% ACH Reduction & Attic Insulation R-38 (ASHP) | 20 | 0 | 94.8% | 0 | 1770.8076 | 0.88231 | 0 | 0 | 1230.8629 | 0 | 900 |  | 1.4217 | 0.4784 | 1.9444 | 1.5947 | 2.9682 | 0.048181 | 0.43509 | 1498.0808 | 182.297 | 2357.1011 | 2360.9799 | 770.4631 | 1053.7049 |  | 0 | 0 | 1770.8076 | 1770.8076 | 1770.8076 | 1770.8076 | 1770.8076 | 1770.8076 | 1770.8076 | 1770.8076 | 1770.8076 | 1770.8076 | 1770.8076 | 1770.8076 | 1770.8076 | 1770.8076 | 1770.8076 | 1770.8076 | 1770.8076 | 1770.8076 | 1770.8076 | 1770.8076 | 0 | 0 | 0 | 0 | 0 | 0 | 0 | 0 | 0 | 0 | 0 | 0 | 0.88231 | 0.88231 | 0.88231 | 0.88231 | 0.88231 | 0.88231 | 0.88231 | 0.88231 | 0.88231 | 0.88231 | 0.88231 | 0.88231 | 0.88231 | 0.88231 | 0.88231 | 0.88231 | 0.88231 | 0.88231 | 0.88231 | 0.88231 | 0 | 0 | 0 | 0 | 0 | 0 | 0 | 0 | 0 | 0 | 0 | 0 | 0 | 0 | 0 | 0 | 0 | 0 | 0 | 0 | 0 | 0 | 0 | 0 | 0 | 0 | 0 | 0 | 0 | 0 | 0 | 0 | 0 | 0 | 0 | 0 | 0 | 0 | 0 | 0 | 0 | 0
Residential | Whole House Efficiency | Building Shell | Air Sealing 20% ACH Reduction & Attic Insulation R-38 (CAC & Electric Heat) | 20 | 0 | 94.8% | 0 | 25239.7474 | 2.52 | 0 | 0 | 10462.3343 | 0 | 7650 |  | 1.5771 | 0.35137 | 2.1569 | 1.8672 | 4.4823 | 0.028733 | 0.25947 | 14125.2987 | 2598.3226 | 33596.3309 | 33651.6159 | 6548.9363 | 8956.4916 |  | 0 | 0 | 25239.7474 | 25239.7474 | 25239.7474 | 25239.7474 | 25239.7474 | 25239.7474 | 25239.7474 | 25239.7474 | 25239.7474 | 25239.7474 | 25239.7474 | 25239.7474 | 25239.7474 | 25239.7474 | 25239.7474 | 25239.7474 | 25239.7474 | 25239.7474 | 25239.7474 | 25239.7474 | 0 | 0 | 0 | 0 | 0 | 0 | 0 | 0 | 0 | 0 | 0 | 0 | 2.52 | 2.52 | 2.52 | 2.52 | 2.52 | 2.52 | 2.52 | 2.52 | 2.52 | 2.52 | 2.52 | 2.52 | 2.52 | 2.52 | 2.52 | 2.52 | 2.52 | 2.52 | 2.52 | 2.52 | 0 | 0 | 0 | 0 | 0 | 0 | 0 | 0 | 0 | 0 | 0 | 0 | 0 | 0 | 0 | 0 | 0 | 0 | 0 | 0 | 0 | 0 | 0 | 0 | 0 | 0 | 0 | 0 | 0 | 0 | 0 | 0 | 0 | 0 | 0 | 0 | 0 | 0 | 0 | 0 | 0 | 0
Residential | Whole House Efficiency | Building Shell | Air Sealing 20% ACH Reduction & Attic Insulation R-38 (CAC & Gas Heat) | 20 | 0 | 94.8% | 305.1345 | 1442.4752 | 0.74119 | 0 | 0 | 3077.1572 | 0 | 2250 |  | 1.1617 | 0.40251 | 1.5888 | 1.2181 | 2.8827 | 0.14787 | 1.3353 | 3060.2885 | 148.4966 | 5667.5751 | 5676.9015 | 1926.1577 | 2634.2622 |  | 0 | 0 | 1442.4752 | 1442.4752 | 1442.4752 | 1442.4752 | 1442.4752 | 1442.4752 | 1442.4752 | 1442.4752 | 1442.4752 | 1442.4752 | 1442.4752 | 1442.4752 | 1442.4752 | 1442.4752 | 1442.4752 | 1442.4752 | 1442.4752 | 1442.4752 | 1442.4752 | 1442.4752 | 0 | 0 | 0 | 0 | 0 | 0 | 0 | 0 | 0 | 0 | 0 | 0 | 0.74119 | 0.74119 | 0.74119 | 0.74119 | 0.74119 | 0.74119 | 0.74119 | 0.74119 | 0.74119 | 0.74119 | 0.74119 | 0.74119 | 0.74119 | 0.74119 | 0.74119 | 0.74119 | 0.74119 | 0.74119 | 0.74119 | 0.74119 | 0 | 0 | 0 | 0 | 0 | 0 | 0 | 0 | 0 | 0 | 0 | 0 | 305.1345 | 305.1345 | 305.1345 | 305.1345 | 305.1345 | 305.1345 | 305.1345 | 305.1345 | 305.1345 | 305.1345 | 305.1345 | 305.1345 | 305.1345 | 305.1345 | 305.1345 | 305.1345 | 305.1345 | 305.1345 | 305.1345 | 305.1345 | 0 | 0 | 0 | 0 | 0 | 0 | 0 | 0 | 0 | 0
Residential | Whole House Efficiency | Building Shell | Wall Insulation R-13 (ASHP) | 25 | 0 | 94.8% | 0 | 684.6661 | 0.41161 | 0 | 0 | 85.3186 | 0 | 180 |  | 9.5236 | 0.5879 | 4.5141 | 10.5719 | 16.1763 | 0.022943 | 0.22506 | 695.5892 | 76.5659 | 1027.4023 | 1029.0929 | 154.0926 | 73.0387 |  | 0 | 0 | 684.6661 | 684.6661 | 684.6661 | 684.6661 | 684.6661 | 684.6661 | 684.6661 | 684.6661 | 684.6661 | 684.6661 | 684.6661 | 684.6661 | 684.6661 | 684.6661 | 684.6661 | 684.6661 | 684.6661 | 684.6661 | 684.6661 | 684.6661 | 684.6661 | 684.6661 | 684.6661 | 684.6661 | 684.6661 | 0 | 0 | 0 | 0 | 0 | 0 | 0 | 0.41161 | 0.41161 | 0.41161 | 0.41161 | 0.41161 | 0.41161 | 0.41161 | 0.41161 | 0.41161 | 0.41161 | 0.41161 | 0.41161 | 0.41161 | 0.41161 | 0.41161 | 0.41161 | 0.41161 | 0.41161 | 0.41161 | 0.41161 | 0.41161 | 0.41161 | 0.41161 | 0.41161 | 0.41161 | 0 | 0 | 0 | 0 | 0 | 0 | 0 | 0 | 0 | 0 | 0 | 0 | 0 | 0 | 0 | 0 | 0 | 0 | 0 | 0 | 0 | 0 | 0 | 0 | 0 | 0 | 0 | 0 | 0 | 0 | 0 | 0 | 0 | 0 | 0 | 0 | 0
Residential | Whole House Efficiency | Building Shell | Wall Insulation R-13 (CAC & Electric Heat) | 25 | 0 | 94.8% | 0 | 13681.9431 | 0.52883 | 0 | 0 | 938.5041 | 0 | 1980 |  | 9.645 | 0.34812 | 4.5717 | 11.5494 | 27.664 | 0.012629 | 0.12389 | 7749.0387 | 1530.0462 | 20530.9692 | 20564.7543 | 1695.0188 | 803.4253 |  | 0 | 0 | 13681.9431 | 13681.9431 | 13681.9431 | 13681.9431 | 13681.9431 | 13681.9431 | 13681.9431 | 13681.9431 | 13681.9431 | 13681.9431 | 13681.9431 | 13681.9431 | 13681.9431 | 13681.9431 | 13681.9431 | 13681.9431 | 13681.9431 | 13681.9431 | 13681.9431 | 13681.9431 | 13681.9431 | 13681.9431 | 13681.9431 | 13681.9431 | 13681.9431 | 0 | 0 | 0 | 0 | 0 | 0 | 0 | 0.52883 | 0.52883 | 0.52883 | 0.52883 | 0.52883 | 0.52883 | 0.52883 | 0.52883 | 0.52883 | 0.52883 | 0.52883 | 0.52883 | 0.52883 | 0.52883 | 0.52883 | 0.52883 | 0.52883 | 0.52883 | 0.52883 | 0.52883 | 0.52883 | 0.52883 | 0.52883 | 0.52883 | 0.52883 | 0 | 0 | 0 | 0 | 0 | 0 | 0 | 0 | 0 | 0 | 0 | 0 | 0 | 0 | 0 | 0 | 0 | 0 | 0 | 0 | 0 | 0 | 0 | 0 | 0 | 0 | 0 | 0 | 0 | 0 | 0 | 0 | 0 | 0 | 0 | 0 | 0
Residential | Whole House Efficiency | Building Shell | Wall Insulation R-13 (CAC & Gas Heat) | 25 | 0 | 94.8% | 170.7478 | 383.1508 | 0.14423 | 0 | 0 | 255.9557 | 0 | 540 |  | 6.6746 | 0.43158 | 3.1637 | 6.8702 | 15.4435 | 0.12299 | 1.2065 | 1462.5144 | 42.8476 | 2921.6449 | 2926.4526 | 462.2779 | 219.116 |  | 0 | 0 | 383.1508 | 383.1508 | 383.1508 | 383.1508 | 383.1508 | 383.1508 | 383.1508 | 383.1508 | 383.1508 | 383.1508 | 383.1508 | 383.1508 | 383.1508 | 383.1508 | 383.1508 | 383.1508 | 383.1508 | 383.1508 | 383.1508 | 383.1508 | 383.1508 | 383.1508 | 383.1508 | 383.1508 | 383.1508 | 0 | 0 | 0 | 0 | 0 | 0 | 0 | 0.14423 | 0.14423 | 0.14423 | 0.14423 | 0.14423 | 0.14423 | 0.14423 | 0.14423 | 0.14423 | 0.14423 | 0.14423 | 0.14423 | 0.14423 | 0.14423 | 0.14423 | 0.14423 | 0.14423 | 0.14423 | 0.14423 | 0.14423 | 0.14423 | 0.14423 | 0.14423 | 0.14423 | 0.14423 | 0 | 0 | 0 | 0 | 0 | 0 | 0 | 170.7478 | 170.7478 | 170.7478 | 170.7478 | 170.7478 | 170.7478 | 170.7478 | 170.7478 | 170.7478 | 170.7478 | 170.7478 | 170.7478 | 170.7478 | 170.7478 | 170.7478 | 170.7478 | 170.7478 | 170.7478 | 170.7478 | 170.7478 | 170.7478 | 170.7478 | 170.7478 | 170.7478 | 170.7478 | 0 | 0 | 0 | 0 | 0
Residential | Whole House Efficiency | Building Shell | Basement Sidewall Insulation R-13 (ASHP) | 25 | 0 | 94.8% | 0 | 2993.9806 | 1.8689 | 0 | 0 | 61.4294 | 0 | 72 |  | 58.8895 | 0.67888 | 50.2437 | 65.2563 | 86.605 | 0.0020987 | 0.020587 | 3096.8731 | 334.8157 | 4492.7334 | 4500.1265 | 61.637 | 52.5878 |  | 0 | 0 | 2993.9806 | 2993.9806 | 2993.9806 | 2993.9806 | 2993.9806 | 2993.9806 | 2993.9806 | 2993.9806 | 2993.9806 | 2993.9806 | 2993.9806 | 2993.9806 | 2993.9806 | 2993.9806 | 2993.9806 | 2993.9806 | 2993.9806 | 2993.9806 | 2993.9806 | 2993.9806 | 2993.9806 | 2993.9806 | 2993.9806 | 2993.9806 | 2993.9806 | 0 | 0 | 0 | 0 | 0 | 0 | 0 | 1.8689 | 1.8689 | 1.8689 | 1.8689 | 1.8689 | 1.8689 | 1.8689 | 1.8689 | 1.8689 | 1.8689 | 1.8689 | 1.8689 | 1.8689 | 1.8689 | 1.8689 | 1.8689 | 1.8689 | 1.8689 | 1.8689 | 1.8689 | 1.8689 | 1.8689 | 1.8689 | 1.8689 | 1.8689 | 0 | 0 | 0 | 0 | 0 | 0 | 0 | 0 | 0 | 0 | 0 | 0 | 0 | 0 | 0 | 0 | 0 | 0 | 0 | 0 | 0 | 0 | 0 | 0 | 0 | 0 | 0 | 0 | 0 | 0 | 0 | 0 | 0 | 0 | 0 | 0 | 0
Residential | Whole House Efficiency | Building Shell | Basement Sidewall Insulation R-13 (CAC & Electric Heat) | 25 | 0 | 94.8% | 0 | 60860.5543 | 1.5959 | 0 | 0 | 675.723 | 0 | 792 |  | 58.5428 | 0.36748 | 49.9479 | 70.3084 | 159.0493 | 0.0011357 | 0.01114 | 33865.0277 | 6806.0115 | 91326.6598 | 91476.9439 | 678.0075 | 578.4662 |  | 0 | 0 | 60860.5543 | 60860.5543 | 60860.5543 | 60860.5543 | 60860.5543 | 60860.5543 | 60860.5543 | 60860.5543 | 60860.5543 | 60860.5543 | 60860.5543 | 60860.5543 | 60860.5543 | 60860.5543 | 60860.5543 | 60860.5543 | 60860.5543 | 60860.5543 | 60860.5543 | 60860.5543 | 60860.5543 | 60860.5543 | 60860.5543 | 60860.5543 | 60860.5543 | 0 | 0 | 0 | 0 | 0 | 0 | 0 | 1.5959 | 1.5959 | 1.5959 | 1.5959 | 1.5959 | 1.5959 | 1.5959 | 1.5959 | 1.5959 | 1.5959 | 1.5959 | 1.5959 | 1.5959 | 1.5959 | 1.5959 | 1.5959 | 1.5959 | 1.5959 | 1.5959 | 1.5959 | 1.5959 | 1.5959 | 1.5959 | 1.5959 | 1.5959 | 0 | 0 | 0 | 0 | 0 | 0 | 0 | 0 | 0 | 0 | 0 | 0 | 0 | 0 | 0 | 0 | 0 | 0 | 0 | 0 | 0 | 0 | 0 | 0 | 0 | 0 | 0 | 0 | 0 | 0 | 0 | 0 | 0 | 0 | 0 | 0 | 0
Residential | Whole House Efficiency | Building Shell | Basement Sidewall Insulation R-13 (CAC & Gas Heat) | 25 | 0 | 94.8% | 785.7943 | 1405.1615 | 0.43525 | 0 | 0 | 184.2881 | 0 | 216 |  | 40.2896 | 0.48468 | 34.3745 | 41.2856 | 82.9922 | 0.013415 | 0.13159 | 6356.2222 | 157.1387 | 12908.2273 | 12929.4686 | 184.9111 | 157.7635 |  | 0 | 0 | 1405.1615 | 1405.1615 | 1405.1615 | 1405.1615 | 1405.1615 | 1405.1615 | 1405.1615 | 1405.1615 | 1405.1615 | 1405.1615 | 1405.1615 | 1405.1615 | 1405.1615 | 1405.1615 | 1405.1615 | 1405.1615 | 1405.1615 | 1405.1615 | 1405.1615 | 1405.1615 | 1405.1615 | 1405.1615 | 1405.1615 | 1405.1615 | 1405.1615 | 0 | 0 | 0 | 0 | 0 | 0 | 0 | 0.43525 | 0.43525 | 0.43525 | 0.43525 | 0.43525 | 0.43525 | 0.43525 | 0.43525 | 0.43525 | 0.43525 | 0.43525 | 0.43525 | 0.43525 | 0.43525 | 0.43525 | 0.43525 | 0.43525 | 0.43525 | 0.43525 | 0.43525 | 0.43525 | 0.43525 | 0.43525 | 0.43525 | 0.43525 | 0 | 0 | 0 | 0 | 0 | 0 | 0 | 785.7943 | 785.7943 | 785.7943 | 785.7943 | 785.7943 | 785.7943 | 785.7943 | 785.7943 | 785.7943 | 785.7943 | 785.7943 | 785.7943 | 785.7943 | 785.7943 | 785.7943 | 785.7943 | 785.7943 | 785.7943 | 785.7943 | 785.7943 | 785.7943 | 785.7943 | 785.7943 | 785.7943 | 785.7943 | 0 | 0 | 0 | 0 | 0
Residential | Whole House Efficiency | Building Shell | Crawlspace Insulation R-19 (ASHP) | 25 | 0 | 94.8% | 0 | 4195.3061 | 2.6035 | 0 | 0 | 76.7867 | 0 | 90 |  | 65.8296 | 0.67796 | 56.1649 | 72.9668 | 96.9422 | 0.0018721 | 0.018365 | 4327.2967 | 469.1594 | 6295.429 | 6305.7885 | 77.0463 | 65.7348 |  | 0 | 0 | 4195.3061 | 4195.3061 | 4195.3061 | 4195.3061 | 4195.3061 | 4195.3061 | 4195.3061 | 4195.3061 | 4195.3061 | 4195.3061 | 4195.3061 | 4195.3061 | 4195.3061 | 4195.3061 | 4195.3061 | 4195.3061 | 4195.3061 | 4195.3061 | 4195.3061 | 4195.3061 | 4195.3061 | 4195.3061 | 4195.3061 | 4195.3061 | 4195.3061 | 0 | 0 | 0 | 0 | 0 | 0 | 0 | 2.6035 | 2.6035 | 2.6035 | 2.6035 | 2.6035 | 2.6035 | 2.6035 | 2.6035 | 2.6035 | 2.6035 | 2.6035 | 2.6035 | 2.6035 | 2.6035 | 2.6035 | 2.6035 | 2.6035 | 2.6035 | 2.6035 | 2.6035 | 2.6035 | 2.6035 | 2.6035 | 2.6035 | 2.6035 | 0 | 0 | 0 | 0 | 0 | 0 | 0 | 0 | 0 | 0 | 0 | 0 | 0 | 0 | 0 | 0 | 0 | 0 | 0 | 0 | 0 | 0 | 0 | 0 | 0 | 0 | 0 | 0 | 0 | 0 | 0 | 0 | 0 | 0 | 0 | 0 | 0
Residential | Whole House Efficiency | Building Shell | Crawlspace Insulation R-19 (CAC & Electric Heat) | 25 | 0 | 94.8% | 0 | 85052.8012 | 2.3947 | 0 | 0 | 844.6537 | 0 | 990 |  | 65.6327 | 0.36879 | 55.9969 | 78.7867 | 177.6792 | 0.0010158 | 0.0099645 | 47457.863 | 9511.4209 | 127629.2721 | 127839.2945 | 847.5094 | 723.0828 |  | 0 | 0 | 85052.8012 | 85052.8012 | 85052.8012 | 85052.8012 | 85052.8012 | 85052.8012 | 85052.8012 | 85052.8012 | 85052.8012 | 85052.8012 | 85052.8012 | 85052.8012 | 85052.8012 | 85052.8012 | 85052.8012 | 85052.8012 | 85052.8012 | 85052.8012 | 85052.8012 | 85052.8012 | 85052.8012 | 85052.8012 | 85052.8012 | 85052.8012 | 85052.8012 | 0 | 0 | 0 | 0 | 0 | 0 | 0 | 2.3947 | 2.3947 | 2.3947 | 2.3947 | 2.3947 | 2.3947 | 2.3947 | 2.3947 | 2.3947 | 2.3947 | 2.3947 | 2.3947 | 2.3947 | 2.3947 | 2.3947 | 2.3947 | 2.3947 | 2.3947 | 2.3947 | 2.3947 | 2.3947 | 2.3947 | 2.3947 | 2.3947 | 2.3947 | 0 | 0 | 0 | 0 | 0 | 0 | 0 | 0 | 0 | 0 | 0 | 0 | 0 | 0 | 0 | 0 | 0 | 0 | 0 | 0 | 0 | 0 | 0 | 0 | 0 | 0 | 0 | 0 | 0 | 0 | 0 | 0 | 0 | 0 | 0 | 0 | 0
Residential | Whole House Efficiency | Building Shell | Crawlspace Insulation R-19 (CAC & Gas Heat) | 25 | 0 | 94.8% | 1080.7532 | 2017.9871 | 0.6531 | 0 | 0 | 230.3601 | 0 | 270 |  | 44.7828 | 0.48679 | 38.2081 | 45.9272 | 91.8477 | 0.011676 | 0.11454 | 8831.3726 | 225.6707 | 17881.6301 | 17911.0555 | 231.1389 | 197.2044 |  | 0 | 0 | 2017.9871 | 2017.9871 | 2017.9871 | 2017.9871 | 2017.9871 | 2017.9871 | 2017.9871 | 2017.9871 | 2017.9871 | 2017.9871 | 2017.9871 | 2017.9871 | 2017.9871 | 2017.9871 | 2017.9871 | 2017.9871 | 2017.9871 | 2017.9871 | 2017.9871 | 2017.9871 | 2017.9871 | 2017.9871 | 2017.9871 | 2017.9871 | 2017.9871 | 0 | 0 | 0 | 0 | 0 | 0 | 0 | 0.6531 | 0.6531 | 0.6531 | 0.6531 | 0.6531 | 0.6531 | 0.6531 | 0.6531 | 0.6531 | 0.6531 | 0.6531 | 0.6531 | 0.6531 | 0.6531 | 0.6531 | 0.6531 | 0.6531 | 0.6531 | 0.6531 | 0.6531 | 0.6531 | 0.6531 | 0.6531 | 0.6531 | 0.6531 | 0 | 0 | 0 | 0 | 0 | 0 | 0 | 1080.7532 | 1080.7532 | 1080.7532 | 1080.7532 | 1080.7532 | 1080.7532 | 1080.7532 | 1080.7532 | 1080.7532 | 1080.7532 | 1080.7532 | 1080.7532 | 1080.7532 | 1080.7532 | 1080.7532 | 1080.7532 | 1080.7532 | 1080.7532 | 1080.7532 | 1080.7532 | 1080.7532 | 1080.7532 | 1080.7532 | 1080.7532 | 1080.7532 | 0 | 0 | 0 | 0 | 0
Residential | Whole House Efficiency | HVAC | Efficient Heat Pump (SF SEER 15, EER 12.5, HSPF 8.5) | 18 | 0 | 59.08% | 0 | 73233.6852 | 35.7765 | 0 | 0 | 63435.0524 | 0 | 70500 |  | 1.0746 | 0.38377 | 0.96695 | 1.2072 | 3.8169 | 0.095568 | 0.82411 | 58358.4069 | 7199.3134 | 146922.5327 | 91713.6918 | 60352.9419 | 54304.8515 |  | 0 | 0 | 73233.6852 | 73233.6852 | 73233.6852 | 73233.6852 | 73233.6852 | 73233.6852 | 73233.6852 | 73233.6852 | 73233.6852 | 73233.6852 | 73233.6852 | 73233.6852 | 73233.6852 | 73233.6852 | 73233.6852 | 73233.6852 | 73233.6852 | 73233.6852 | 0 | 0 | 0 | 0 | 0 | 0 | 0 | 0 | 0 | 0 | 0 | 0 | 0 | 0 | 35.7765 | 35.7765 | 35.7765 | 35.7765 | 35.7765 | 35.7765 | 35.7765 | 35.7765 | 35.7765 | 35.7765 | 35.7765 | 35.7765 | 35.7765 | 35.7765 | 35.7765 | 35.7765 | 35.7765 | 35.7765 | 0 | 0 | 0 | 0 | 0 | 0 | 0 | 0 | 0 | 0 | 0 | 0 | 0 | 0 | 0 | 0 | 0 | 0 | 0 | 0 | 0 | 0 | 0 | 0 | 0 | 0 | 0 | 0 | 0 | 0 | 0 | 0 | 0 | 0 | 0 | 0 | 0 | 0 | 0 | 0 | 0 | 0 | 0 | 0
Residential | Whole House Efficiency | HVAC | Efficient Heat Pump (SF SEER 16, EER 13, HSPF 9) | 18 | 0 | 59.08% | 0 | 17761.9998 | 5.0672 | 0 | 0 | 13496.8197 | 0 | 11250 |  | 1.0127 | 0.36707 | 1.2149 | 1.1638 | 3.9176 | 0.062877 | 0.54221 | 11700.4229 | 1746.1118 | 35634.3942 | 22244.1159 | 9630.7886 | 11554.2237 |  | 0 | 0 | 17761.9998 | 17761.9998 | 17761.9998 | 17761.9998 | 17761.9998 | 17761.9998 | 17761.9998 | 17761.9998 | 17761.9998 | 17761.9998 | 17761.9998 | 17761.9998 | 17761.9998 | 17761.9998 | 17761.9998 | 17761.9998 | 17761.9998 | 17761.9998 | 0 | 0 | 0 | 0 | 0 | 0 | 0 | 0 | 0 | 0 | 0 | 0 | 0 | 0 | 5.0672 | 5.0672 | 5.0672 | 5.0672 | 5.0672 | 5.0672 | 5.0672 | 5.0672 | 5.0672 | 5.0672 | 5.0672 | 5.0672 | 5.0672 | 5.0672 | 5.0672 | 5.0672 | 5.0672 | 5.0672 | 0 | 0 | 0 | 0 | 0 | 0 | 0 | 0 | 0 | 0 | 0 | 0 | 0 | 0 | 0 | 0 | 0 | 0 | 0 | 0 | 0 | 0 | 0 | 0 | 0 | 0 | 0 | 0 | 0 | 0 | 0 | 0 | 0 | 0 | 0 | 0 | 0 | 0 | 0 | 0 | 0 | 0 | 0 | 0
Residential | Whole House Efficiency | HVAC | Efficient Heat Pump (SF SEER 14 Replace Resistance Heat w/CAC) | 18 | 6 | 54.74% | 0 | 0 | 0 | 590442.852 | 43.2416 | 79387.3433 | 79387.3433 | 22500 |  | 5.6741 | 0.41844 | 7.46 | 6.8082 | 22.8901 | 0.0076454 | 0.032622 | 143690.8709 | 28720.8116 | 560405.3072 | 324131.2877 | 19261.5772 | 25323.9402 |  | 0 | 0 | 590442.852 | 590442.852 | 590442.852 | 590442.852 | 590442.852 | 590442.852 | 0 | 0 | 0 | 0 | 0 | 0 | 0 | 0 | 0 | 0 | 0 | 0 | 0 | 0 | 0 | 0 | 0 | 0 | 0 | 0 | 0 | 0 | 0 | 0 | 0 | 0 | 43.2416 | 43.2416 | 43.2416 | 43.2416 | 43.2416 | 43.2416 | 0 | 0 | 0 | 0 | 0 | 0 | 0 | 0 | 0 | 0 | 0 | 0 | 0 | 0 | 0 | 0 | 0 | 0 | 0 | 0 | 0 | 0 | 0 | 0 | 0 | 0 | 0 | 0 | 0 | 0 | 0 | 0 | 0 | 0 | 0 | 0 | 0 | 0 | 0 | 0 | 0 | 0 | 0 | 0 | 0 | 0 | 0 | 0 | 0 | 0 | 0 | 0 | 0 | 0 | 0 | 0
Residential | Whole House Efficiency | HVAC | Efficient Heat Pump (SF SEER 15 Replace Resistance Heat w/CAC) | 18 | 6 | 54.74% | 0 | 4042.444 | 1.9748 | 114258.443 | 9.0811 | 18320.5376 | 14818.9707 | 8400 |  | 3.8526 | 0.40903 | 4.1386 | 4.5981 | 15.6061 | 0.014236 | 0.062936 | 29760.3026 | 5758.6148 | 113361.8224 | 65567.0334 | 7190.9888 | 7724.7222 |  | 0 | 0 | 114258.443 | 114258.443 | 114258.443 | 114258.443 | 114258.443 | 114258.443 | 4042.444 | 4042.444 | 4042.444 | 4042.444 | 4042.444 | 4042.444 | 4042.444 | 4042.444 | 4042.444 | 4042.444 | 4042.444 | 4042.444 | 0 | 0 | 0 | 0 | 0 | 0 | 0 | 0 | 0 | 0 | 0 | 0 | 0 | 0 | 9.0811 | 9.0811 | 9.0811 | 9.0811 | 9.0811 | 9.0811 | 1.9748 | 1.9748 | 1.9748 | 1.9748 | 1.9748 | 1.9748 | 1.9748 | 1.9748 | 1.9748 | 1.9748 | 1.9748 | 1.9748 | 0 | 0 | 0 | 0 | 0 | 0 | 0 | 0 | 0 | 0 | 0 | 0 | 0 | 0 | 0 | 0 | 0 | 0 | 0 | 0 | 0 | 0 | 0 | 0 | 0 | 0 | 0 | 0 | 0 | 0 | 0 | 0 | 0 | 0 | 0 | 0 | 0 | 0 | 0 | 0 | 0 | 0 | 0 | 0
Residential | Whole House Efficiency | HVAC | Efficient Heat Pump (SF SEER 16 Replace Resistance Heat w/CAC) | 18 | 6 | 54.74% | 0 | 3291.5072 | 0.93901 | 42654.364 | 3.4769 | 7793.6087 | 5292.4896 | 4500 |  | 3.0413 | 0.39368 | 3.0232 | 3.6258 | 12.6233 | 0.01962 | 0.090315 | 11646.4267 | 2238.2958 | 44487.2326 | 25730.8484 | 3852.3154 | 3829.396 |  | 0 | 0 | 42654.364 | 42654.364 | 42654.364 | 42654.364 | 42654.364 | 42654.364 | 3291.5072 | 3291.5072 | 3291.5072 | 3291.5072 | 3291.5072 | 3291.5072 | 3291.5072 | 3291.5072 | 3291.5072 | 3291.5072 | 3291.5072 | 3291.5072 | 0 | 0 | 0 | 0 | 0 | 0 | 0 | 0 | 0 | 0 | 0 | 0 | 0 | 0 | 3.4769 | 3.4769 | 3.4769 | 3.4769 | 3.4769 | 3.4769 | 0.93901 | 0.93901 | 0.93901 | 0.93901 | 0.93901 | 0.93901 | 0.93901 | 0.93901 | 0.93901 | 0.93901 | 0.93901 | 0.93901 | 0 | 0 | 0 | 0 | 0 | 0 | 0 | 0 | 0 | 0 | 0 | 0 | 0 | 0 | 0 | 0 | 0 | 0 | 0 | 0 | 0 | 0 | 0 | 0 | 0 | 0 | 0 | 0 | 0 | 0 | 0 | 0 | 0 | 0 | 0 | 0 | 0 | 0 | 0 | 0 | 0 | 0 | 0 | 0
Residential | Whole House Efficiency | HVAC | Heat Pump Ductless (SF Mini Split Replace Resistance Heat w/CAC) | 18 | 0 | 59.08% | 0 | 39433.6424 | 1.0843 | 0 | 0 | 4727.0552 | 0 | 4000 |  | 4.7117 | 0.36105 | 5.5681 | 5.6697 | 20.3961 | 0.01007 | 0.086837 | 19066.796 | 3876.5651 | 79112.3729 | 49384.4453 | 3424.2804 | 4046.6907 |  | 0 | 0 | 39433.6424 | 39433.6424 | 39433.6424 | 39433.6424 | 39433.6424 | 39433.6424 | 39433.6424 | 39433.6424 | 39433.6424 | 39433.6424 | 39433.6424 | 39433.6424 | 39433.6424 | 39433.6424 | 39433.6424 | 39433.6424 | 39433.6424 | 39433.6424 | 0 | 0 | 0 | 0 | 0 | 0 | 0 | 0 | 0 | 0 | 0 | 0 | 0 | 0 | 1.0843 | 1.0843 | 1.0843 | 1.0843 | 1.0843 | 1.0843 | 1.0843 | 1.0843 | 1.0843 | 1.0843 | 1.0843 | 1.0843 | 1.0843 | 1.0843 | 1.0843 | 1.0843 | 1.0843 | 1.0843 | 0 | 0 | 0 | 0 | 0 | 0 | 0 | 0 | 0 | 0 | 0 | 0 | 0 | 0 | 0 | 0 | 0 | 0 | 0 | 0 | 0 | 0 | 0 | 0 | 0 | 0 | 0 | 0 | 0 | 0 | 0 | 0 | 0 | 0 | 0 | 0 | 0 | 0 | 0 | 0 | 0 | 0 | 0 | 0
Residential | Whole House Efficiency | HVAC | Heat Pump Ductless (SF Mini Split Replace Resistance Heat/RAC) | 18 | 0 | 59.08% | 0 | 62435.6928 | 5.2837 | 0 | 0 | 7563.2884 | 0 | 6400 |  | 5.037 | 0.38978 | 5.9525 | 5.985 | 20.1922 | 0.010176 | 0.087752 | 32613.0484 | 6137.8056 | 125259.4363 | 78190.9018 | 5478.8486 | 6474.705 |  | 0 | 0 | 62435.6928 | 62435.6928 | 62435.6928 | 62435.6928 | 62435.6928 | 62435.6928 | 62435.6928 | 62435.6928 | 62435.6928 | 62435.6928 | 62435.6928 | 62435.6928 | 62435.6928 | 62435.6928 | 62435.6928 | 62435.6928 | 62435.6928 | 62435.6928 | 0 | 0 | 0 | 0 | 0 | 0 | 0 | 0 | 0 | 0 | 0 | 0 | 0 | 0 | 5.2837 | 5.2837 | 5.2837 | 5.2837 | 5.2837 | 5.2837 | 5.2837 | 5.2837 | 5.2837 | 5.2837 | 5.2837 | 5.2837 | 5.2837 | 5.2837 | 5.2837 | 5.2837 | 5.2837 | 5.2837 | 0 | 0 | 0 | 0 | 0 | 0 | 0 | 0 | 0 | 0 | 0 | 0 | 0 | 0 | 0 | 0 | 0 | 0 | 0 | 0 | 0 | 0 | 0 | 0 | 0 | 0 | 0 | 0 | 0 | 0 | 0 | 0 | 0 | 0 | 0 | 0 | 0 | 0 | 0 | 0 | 0 | 0 | 0 | 0
Residential | Whole House Efficiency | HVAC | Smart Programmable Thermostat (SF ASHP) | 5 | 0 | 59.08% | 0 | 49708.4763 | 9.9835 | 0 | 0 | 5848.8148 | 0 | 4950 |  | 2.3718 | 0.4313 | 2.8025 | 2.7891 | 8.3001 | 0.023125 | 0.085248 | 11875.7433 | 2089.02 | 37320.9746 | 23296.9327 | 4237.547 | 5006.9955 |  | 0 | 0 | 49708.4763 | 49708.4763 | 49708.4763 | 49708.4763 | 49708.4763 | 0 | 0 | 0 | 0 | 0 | 0 | 0 | 0 | 0 | 0 | 0 | 0 | 0 | 0 | 0 | 0 | 0 | 0 | 0 | 0 | 0 | 0 | 0 | 0 | 0 | 0 | 0 | 9.9835 | 9.9835 | 9.9835 | 9.9835 | 9.9835 | 0 | 0 | 0 | 0 | 0 | 0 | 0 | 0 | 0 | 0 | 0 | 0 | 0 | 0 | 0 | 0 | 0 | 0 | 0 | 0 | 0 | 0 | 0 | 0 | 0 | 0 | 0 | 0 | 0 | 0 | 0 | 0 | 0 | 0 | 0 | 0 | 0 | 0 | 0 | 0 | 0 | 0 | 0 | 0 | 0 | 0 | 0 | 0 | 0 | 0 | 0 | 0 | 0 | 0 | 0 | 0 | 0
Residential | Whole House Efficiency | HVAC | Efficient Heat Pump (MF SEER 15, EER 12.5, HSPF 8.5) | 18 | 0 | 57.25% | 0 | 5737.7603 | 2.803 | 0 | 0 | 4970.0506 | 0 | 5700 |  | 1.0746 | 0.37896 | 0.93702 | 1.2072 | 3.9388 | 0.09862 | 0.85044 | 4572.3023 | 564.0565 | 11878.8431 | 7185.6438 | 4879.5996 | 4254.7117 |  | 0 | 0 | 5737.7603 | 5737.7603 | 5737.7603 | 5737.7603 | 5737.7603 | 5737.7603 | 5737.7603 | 5737.7603 | 5737.7603 | 5737.7603 | 5737.7603 | 5737.7603 | 5737.7603 | 5737.7603 | 5737.7603 | 5737.7603 | 5737.7603 | 5737.7603 | 0 | 0 | 0 | 0 | 0 | 0 | 0 | 0 | 0 | 0 | 0 | 0 | 0 | 0 | 2.803 | 2.803 | 2.803 | 2.803 | 2.803 | 2.803 | 2.803 | 2.803 | 2.803 | 2.803 | 2.803 | 2.803 | 2.803 | 2.803 | 2.803 | 2.803 | 2.803 | 2.803 | 0 | 0 | 0 | 0 | 0 | 0 | 0 | 0 | 0 | 0 | 0 | 0 | 0 | 0 | 0 | 0 | 0 | 0 | 0 | 0 | 0 | 0 | 0 | 0 | 0 | 0 | 0 | 0 | 0 | 0 | 0 | 0 | 0 | 0 | 0 | 0 | 0 | 0 | 0 | 0 | 0 | 0 | 0 | 0
Residential | Whole House Efficiency | HVAC | Efficient Heat Pump (MF SEER 16, EER 13, HSPF 9) | 18 | 0 | 57.25% | 0 | 3442.4499 | 0.98207 | 0 | 0 | 2615.8161 | 0 | 2250 |  | 1.0127 | 0.36356 | 1.1773 | 1.1638 | 4.0428 | 0.064886 | 0.55953 | 2267.6568 | 338.4136 | 7126.8788 | 4311.128 | 1926.1577 | 2239.322 |  | 0 | 0 | 3442.4499 | 3442.4499 | 3442.4499 | 3442.4499 | 3442.4499 | 3442.4499 | 3442.4499 | 3442.4499 | 3442.4499 | 3442.4499 | 3442.4499 | 3442.4499 | 3442.4499 | 3442.4499 | 3442.4499 | 3442.4499 | 3442.4499 | 3442.4499 | 0 | 0 | 0 | 0 | 0 | 0 | 0 | 0 | 0 | 0 | 0 | 0 | 0 | 0 | 0.98207 | 0.98207 | 0.98207 | 0.98207 | 0.98207 | 0.98207 | 0.98207 | 0.98207 | 0.98207 | 0.98207 | 0.98207 | 0.98207 | 0.98207 | 0.98207 | 0.98207 | 0.98207 | 0.98207 | 0.98207 | 0 | 0 | 0 | 0 | 0 | 0 | 0 | 0 | 0 | 0 | 0 | 0 | 0 | 0 | 0 | 0 | 0 | 0 | 0 | 0 | 0 | 0 | 0 | 0 | 0 | 0 | 0 | 0 | 0 | 0 | 0 | 0 | 0 | 0 | 0 | 0 | 0 | 0 | 0 | 0 | 0 | 0 | 0 | 0
Residential | Whole House Efficiency | HVAC | Efficient Heat Pump (MF SEER 14 Replace Resistance Heat w/CAC) | 18 | 6 | 57.25% | 0 | 0 | 0 | 741023.43 | 54.2695 | 99633.489 | 99633.489 | 27000 |  | 5.6741 | 0.41948 | 7.8021 | 6.8082 | 21.8864 | 0.0073102 | 0.031192 | 180336.3384 | 36045.4771 | 672486.3686 | 406794.4556 | 23113.8927 | 31782.302 |  | 0 | 0 | 741023.43 | 741023.43 | 741023.43 | 741023.43 | 741023.43 | 741023.43 | 0 | 0 | 0 | 0 | 0 | 0 | 0 | 0 | 0 | 0 | 0 | 0 | 0 | 0 | 0 | 0 | 0 | 0 | 0 | 0 | 0 | 0 | 0 | 0 | 0 | 0 | 54.2695 | 54.2695 | 54.2695 | 54.2695 | 54.2695 | 54.2695 | 0 | 0 | 0 | 0 | 0 | 0 | 0 | 0 | 0 | 0 | 0 | 0 | 0 | 0 | 0 | 0 | 0 | 0 | 0 | 0 | 0 | 0 | 0 | 0 | 0 | 0 | 0 | 0 | 0 | 0 | 0 | 0 | 0 | 0 | 0 | 0 | 0 | 0 | 0 | 0 | 0 | 0 | 0 | 0 | 0 | 0 | 0 | 0 | 0 | 0 | 0 | 0 | 0 | 0 | 0 | 0
Residential | Whole House Efficiency | HVAC | Efficient Heat Pump (MF SEER 15 Replace Resistance Heat w/CAC) | 18 | 6 | 57.25% | 0 | 4227.8233 | 2.0654 | 119498.1347 | 9.4975 | 19160.6853 | 15498.5427 | 8400 |  | 3.8526 | 0.41081 | 4.3283 | 4.5981 | 14.9218 | 0.013611 | 0.060177 | 31125.0578 | 6022.6948 | 113361.8224 | 68573.8224 | 7190.9888 | 8078.9644 |  | 0 | 0 | 119498.1347 | 119498.1347 | 119498.1347 | 119498.1347 | 119498.1347 | 119498.1347 | 4227.8233 | 4227.8233 | 4227.8233 | 4227.8233 | 4227.8233 | 4227.8233 | 4227.8233 | 4227.8233 | 4227.8233 | 4227.8233 | 4227.8233 | 4227.8233 | 0 | 0 | 0 | 0 | 0 | 0 | 0 | 0 | 0 | 0 | 0 | 0 | 0 | 0 | 9.4975 | 9.4975 | 9.4975 | 9.4975 | 9.4975 | 9.4975 | 2.0654 | 2.0654 | 2.0654 | 2.0654 | 2.0654 | 2.0654 | 2.0654 | 2.0654 | 2.0654 | 2.0654 | 2.0654 | 2.0654 | 0 | 0 | 0 | 0 | 0 | 0 | 0 | 0 | 0 | 0 | 0 | 0 | 0 | 0 | 0 | 0 | 0 | 0 | 0 | 0 | 0 | 0 | 0 | 0 | 0 | 0 | 0 | 0 | 0 | 0 | 0 | 0 | 0 | 0 | 0 | 0 | 0 | 0 | 0 | 0 | 0 | 0 | 0 | 0
Residential | Whole House Efficiency | HVAC | Efficient Heat Pump (MF SEER 16 Replace Resistance Heat w/CAC) | 18 | 6 | 57.25% | 0 | 3442.4499 | 0.98207 | 44610.4182 | 3.6364 | 8151.0099 | 5535.1938 | 4500 |  | 3.0413 | 0.39595 | 3.1619 | 3.6258 | 12.0698 | 0.01876 | 0.086355 | 12180.5114 | 2340.9401 | 44487.2326 | 26910.8199 | 3852.3154 | 4005.0054 |  | 0 | 0 | 44610.4182 | 44610.4182 | 44610.4182 | 44610.4182 | 44610.4182 | 44610.4182 | 3442.4499 | 3442.4499 | 3442.4499 | 3442.4499 | 3442.4499 | 3442.4499 | 3442.4499 | 3442.4499 | 3442.4499 | 3442.4499 | 3442.4499 | 3442.4499 | 0 | 0 | 0 | 0 | 0 | 0 | 0 | 0 | 0 | 0 | 0 | 0 | 0 | 0 | 3.6364 | 3.6364 | 3.6364 | 3.6364 | 3.6364 | 3.6364 | 0.98207 | 0.98207 | 0.98207 | 0.98207 | 0.98207 | 0.98207 | 0.98207 | 0.98207 | 0.98207 | 0.98207 | 0.98207 | 0.98207 | 0 | 0 | 0 | 0 | 0 | 0 | 0 | 0 | 0 | 0 | 0 | 0 | 0 | 0 | 0 | 0 | 0 | 0 | 0 | 0 | 0 | 0 | 0 | 0 | 0 | 0 | 0 | 0 | 0 | 0 | 0 | 0 | 0 | 0 | 0 | 0 | 0 | 0 | 0 | 0 | 0 | 0 | 0 | 0
Residential | Whole House Efficiency | HVAC | Heat Pump Ductless (MF Mini Split Replace Resistance Heat w/CAC) | 18 | 0 | 57.25% | 0 | 30570.5077 | 0.84062 | 0 | 0 | 3664.5988 | 0 | 3200 |  | 4.7117 | 0.36031 | 5.3958 | 5.6697 | 21.0475 | 0.010392 | 0.08961 | 14781.3288 | 3005.2655 | 63289.8983 | 38284.7608 | 2739.4243 | 3137.1535 |  | 0 | 0 | 30570.5077 | 30570.5077 | 30570.5077 | 30570.5077 | 30570.5077 | 30570.5077 | 30570.5077 | 30570.5077 | 30570.5077 | 30570.5077 | 30570.5077 | 30570.5077 | 30570.5077 | 30570.5077 | 30570.5077 | 30570.5077 | 30570.5077 | 30570.5077 | 0 | 0 | 0 | 0 | 0 | 0 | 0 | 0 | 0 | 0 | 0 | 0 | 0 | 0 | 0.84062 | 0.84062 | 0.84062 | 0.84062 | 0.84062 | 0.84062 | 0.84062 | 0.84062 | 0.84062 | 0.84062 | 0.84062 | 0.84062 | 0.84062 | 0.84062 | 0.84062 | 0.84062 | 0.84062 | 0.84062 | 0 | 0 | 0 | 0 | 0 | 0 | 0 | 0 | 0 | 0 | 0 | 0 | 0 | 0 | 0 | 0 | 0 | 0 | 0 | 0 | 0 | 0 | 0 | 0 | 0 | 0 | 0 | 0 | 0 | 0 | 0 | 0 | 0 | 0 | 0 | 0 | 0 | 0 | 0 | 0 | 0 | 0 | 0 | 0
Residential | Whole House Efficiency | HVAC | Heat Pump Ductless (MF Mini Split Replace Resistance Heat/RAC) | 18 | 0 | 57.25% | 0 | 45377.4377 | 3.8401 | 0 | 0 | 5496.8982 | 0 | 4800 |  | 5.037 | 0.38897 | 5.7683 | 5.985 | 20.8371 | 0.010501 | 0.090555 | 23702.7332 | 4460.8761 | 93944.5772 | 56828.1157 | 4109.1365 | 4705.7302 |  | 0 | 0 | 45377.4377 | 45377.4377 | 45377.4377 | 45377.4377 | 45377.4377 | 45377.4377 | 45377.4377 | 45377.4377 | 45377.4377 | 45377.4377 | 45377.4377 | 45377.4377 | 45377.4377 | 45377.4377 | 45377.4377 | 45377.4377 | 45377.4377 | 45377.4377 | 0 | 0 | 0 | 0 | 0 | 0 | 0 | 0 | 0 | 0 | 0 | 0 | 0 | 0 | 3.8401 | 3.8401 | 3.8401 | 3.8401 | 3.8401 | 3.8401 | 3.8401 | 3.8401 | 3.8401 | 3.8401 | 3.8401 | 3.8401 | 3.8401 | 3.8401 | 3.8401 | 3.8401 | 3.8401 | 3.8401 | 0 | 0 | 0 | 0 | 0 | 0 | 0 | 0 | 0 | 0 | 0 | 0 | 0 | 0 | 0 | 0 | 0 | 0 | 0 | 0 | 0 | 0 | 0 | 0 | 0 | 0 | 0 | 0 | 0 | 0 | 0 | 0 | 0 | 0 | 0 | 0 | 0 | 0 | 0 | 0 | 0 | 0 | 0 | 0
Residential | Whole House Efficiency | HVAC | Smart Programmable Thermostat (MF ASHP) | 5 | 0 | 57.25% | 0 | 17516.3465 | 3.518 | 0 | 0 | 2061.014 | 0 | 1800 |  | 2.3718 | 0.42919 | 2.7158 | 2.7891 | 8.5652 | 0.023863 | 0.087971 | 4184.792 | 736.132 | 13571.2635 | 8209.4076 | 1540.9262 | 1764.3725 |  | 0 | 0 | 17516.3465 | 17516.3465 | 17516.3465 | 17516.3465 | 17516.3465 | 0 | 0 | 0 | 0 | 0 | 0 | 0 | 0 | 0 | 0 | 0 | 0 | 0 | 0 | 0 | 0 | 0 | 0 | 0 | 0 | 0 | 0 | 0 | 0 | 0 | 0 | 0 | 3.518 | 3.518 | 3.518 | 3.518 | 3.518 | 0 | 0 | 0 | 0 | 0 | 0 | 0 | 0 | 0 | 0 | 0 | 0 | 0 | 0 | 0 | 0 | 0 | 0 | 0 | 0 | 0 | 0 | 0 | 0 | 0 | 0 | 0 | 0 | 0 | 0 | 0 | 0 | 0 | 0 | 0 | 0 | 0 | 0 | 0 | 0 | 0 | 0 | 0 | 0 | 0 | 0 | 0 | 0 | 0 | 0 | 0 | 0 | 0 | 0 | 0 | 0 | 0
Residential | Residential Home Performance | 0 | Behavioral Reports | 2 | 0 | 98% | 0 | 12425687.0864 | 2518.1646 | 0 | 0 | 0 | 0 | 0 |  | n/a | 0.51124 | n/a | n/a | n/a | 0 | 0 | 1282127.2118 | 233463.8242 | 2421972.9512 | 2507889.8353 | 0 | 0 |  | 0 | 0 | 12425687.0864 | 12425687.0864 | 0 | 0 | 0 | 0 | 0 | 0 | 0 | 0 | 0 | 0 | 0 | 0 | 0 | 0 | 0 | 0 | 0 | 0 | 0 | 0 | 0 | 0 | 0 | 0 | 0 | 0 | 0 | 0 | 0 | 0 | 2518.1646 | 2518.1646 | 0 | 0 | 0 | 0 | 0 | 0 | 0 | 0 | 0 | 0 | 0 | 0 | 0 | 0 | 0 | 0 | 0 | 0 | 0 | 0 | 0 | 0 | 0 | 0 | 0 | 0 | 0 | 0 | 0 | 0 | 0 | 0 | 0 | 0 | 0 | 0 | 0 | 0 | 0 | 0 | 0 | 0 | 0 | 0 | 0 | 0 | 0 | 0 | 0 | 0 | 0 | 0 | 0 | 0 | 0 | 0 | 0 | 0 | 0 | 0
Residential | Targeted Energy Efficiency | Tier 1 | Standard CFL | 5 | 0 | 84.24% | -22.3561 | 3222.4969 | 0.3321 | 0 | 0 | 0 | 0 | 0 |  | n/a | 0.6215 | n/a | n/a | n/a | 0 | 0 | 876.8499 | 135.4268 | 1585.12 | 1410.8661 | 0 | 0 |  | 0 | 0 | 3222.4969 | 3222.4969 | 3222.4969 | 3222.4969 | 3222.4969 | 0 | 0 | 0 | 0 | 0 | 0 | 0 | 0 | 0 | 0 | 0 | 0 | 0 | 0 | 0 | 0 | 0 | 0 | 0 | 0 | 0 | 0 | 0 | 0 | 0 | 0 | 0 | 0.3321 | 0.3321 | 0.3321 | 0.3321 | 0.3321 | 0 | 0 | 0 | 0 | 0 | 0 | 0 | 0 | 0 | 0 | 0 | 0 | 0 | 0 | 0 | 0 | 0 | 0 | 0 | 0 | 0 | 0 | 0 | 0 | 0 | 0 | 0 | -22.3561 | -22.3561 | -22.3561 | -22.3561 | -22.3561 | 0 | 0 | 0 | 0 | 0 | 0 | 0 | 0 | 0 | 0 | 0 | 0 | 0 | 0 | 0 | 0 | 0 | 0 | 0 | 0 | 0 | 0 | 0 | 0 | 0
Residential | Targeted Energy Efficiency | Tier 1 | LED | 15 | 0 | 84.24% | -26.2106 | 3778.0998 | 0.38935 | 0 | 0 | 0 | 0 | 0 |  | n/a | 0.53926 | n/a | n/a | n/a | 0 | 0 | 2123.9447 | 339.439 | 4425.1121 | 3938.655 | 0 | 0 |  | 0 | 0 | 3778.0998 | 3778.0998 | 3778.0998 | 3778.0998 | 3778.0998 | 3778.0998 | 3778.0998 | 3778.0998 | 3778.0998 | 3778.0998 | 3778.0998 | 3778.0998 | 3778.0998 | 3778.0998 | 3778.0998 | 0 | 0 | 0 | 0 | 0 | 0 | 0 | 0 | 0 | 0 | 0 | 0 | 0 | 0 | 0 | 0 | 0 | 0.38935 | 0.38935 | 0.38935 | 0.38935 | 0.38935 | 0.38935 | 0.38935 | 0.38935 | 0.38935 | 0.38935 | 0.38935 | 0.38935 | 0.38935 | 0.38935 | 0.38935 | 0 | 0 | 0 | 0 | 0 | 0 | 0 | 0 | 0 | 0 | 0 | 0 | 0 | 0 | 0 | 0 | 0 | -26.2106 | -26.2106 | -26.2106 | -26.2106 | -26.2106 | -26.2106 | -26.2106 | -26.2106 | -26.2106 | -26.2106 | -26.2106 | -26.2106 | -26.2106 | -26.2106 | -26.2106 | 0 | 0 | 0 | 0 | 0 | 0 | 0 | 0 | 0 | 0 | 0 | 0 | 0 | 0 | 0
Residential | Targeted Energy Efficiency | Tier 1 | Pipe Insulated (Electric DHW) | 15 | 0 | 84.24% | 0 | 9393.103 | 1.0865 | 0 | 0 | 0 | 0 | 0 |  | n/a | 0.44418 | n/a | n/a | n/a | 0 | 0 | 4649.6755 | 843.9124 | 11760.809 | 10467.9312 | 0 | 0 |  | 0 | 0 | 9393.103 | 9393.103 | 9393.103 | 9393.103 | 9393.103 | 9393.103 | 9393.103 | 9393.103 | 9393.103 | 9393.103 | 9393.103 | 9393.103 | 9393.103 | 9393.103 | 9393.103 | 0 | 0 | 0 | 0 | 0 | 0 | 0 | 0 | 0 | 0 | 0 | 0 | 0 | 0 | 0 | 0 | 0 | 1.0865 | 1.0865 | 1.0865 | 1.0865 | 1.0865 | 1.0865 | 1.0865 | 1.0865 | 1.0865 | 1.0865 | 1.0865 | 1.0865 | 1.0865 | 1.0865 | 1.0865 | 0 | 0 | 0 | 0 | 0 | 0 | 0 | 0 | 0 | 0 | 0 | 0 | 0 | 0 | 0 | 0 | 0 | 0 | 0 | 0 | 0 | 0 | 0 | 0 | 0 | 0 | 0 | 0 | 0 | 0 | 0 | 0 | 0 | 0 | 0 | 0 | 0 | 0 | 0 | 0 | 0 | 0 | 0 | 0 | 0 | 0 | 0
Residential | Targeted Energy Efficiency | Tier 1 | Pipe Insulated (Natural Gas DHW) | 15 | 0 | 84.24% | 49.1061 | 0 | 0 | 0 | 0 | 0 | 0 | 0 |  | n/a | 0.48588 | n/a | n/a | n/a | 0 | 0 | 247.3857 | 0 | 572.0391 | 509.1542 | 0 | 0 |  | 0 | 0 | 0 | 0 | 0 | 0 | 0 | 0 | 0 | 0 | 0 | 0 | 0 | 0 | 0 | 0 | 0 | 0 | 0 | 0 | 0 | 0 | 0 | 0 | 0 | 0 | 0 | 0 | 0 | 0 | 0 | 0 | 0 | 0 | 0 | 0 | 0 | 0 | 0 | 0 | 0 | 0 | 0 | 0 | 0 | 0 | 0 | 0 | 0 | 0 | 0 | 0 | 0 | 0 | 0 | 0 | 0 | 0 | 0 | 0 | 0 | 0 | 0 | 0 | 0 | 0 | 49.1061 | 49.1061 | 49.1061 | 49.1061 | 49.1061 | 49.1061 | 49.1061 | 49.1061 | 49.1061 | 49.1061 | 49.1061 | 49.1061 | 49.1061 | 49.1061 | 49.1061 | 0 | 0 | 0 | 0 | 0 | 0 | 0 | 0 | 0 | 0 | 0 | 0 | 0 | 0 | 0
Residential | Targeted Energy Efficiency | Tier 1 | Water Heater Tank Wrap (Electric DHW) | 5 | 0 | 84.24% | 0 | 11992.6096 | 1.3872 | 0 | 0 | 0 | 0 | 0 |  | n/a | 0.46463 | n/a | n/a | n/a | 0 | 0 | 2611.5199 | 503.9946 | 6314.7815 | 5620.5911 | 0 | 0 |  | 0 | 0 | 11992.6096 | 11992.6096 | 11992.6096 | 11992.6096 | 11992.6096 | 0 | 0 | 0 | 0 | 0 | 0 | 0 | 0 | 0 | 0 | 0 | 0 | 0 | 0 | 0 | 0 | 0 | 0 | 0 | 0 | 0 | 0 | 0 | 0 | 0 | 0 | 0 | 1.3872 | 1.3872 | 1.3872 | 1.3872 | 1.3872 | 0 | 0 | 0 | 0 | 0 | 0 | 0 | 0 | 0 | 0 | 0 | 0 | 0 | 0 | 0 | 0 | 0 | 0 | 0 | 0 | 0 | 0 | 0 | 0 | 0 | 0 | 0 | 0 | 0 | 0 | 0 | 0 | 0 | 0 | 0 | 0 | 0 | 0 | 0 | 0 | 0 | 0 | 0 | 0 | 0 | 0 | 0 | 0 | 0 | 0 | 0 | 0 | 0 | 0 | 0 | 0 | 0
Residential | Targeted Energy Efficiency | Tier 1 | Low Flow Faucet Aerator - Single Family (Electric DHW) | 9 | 0 | 84.24% | 0 | 5655.8621 | 2.4313 | 0 | 0 | 0 | 0 | 0 |  | n/a | 0.63431 | n/a | n/a | n/a | 0 | 0 | 2750.8738 | 371.4314 | 4872.4127 | 4336.7834 | 0 | 0 |  | 0 | 0 | 5655.8621 | 5655.8621 | 5655.8621 | 5655.8621 | 5655.8621 | 5655.8621 | 5655.8621 | 5655.8621 | 5655.8621 | 0 | 0 | 0 | 0 | 0 | 0 | 0 | 0 | 0 | 0 | 0 | 0 | 0 | 0 | 0 | 0 | 0 | 0 | 0 | 0 | 0 | 0 | 0 | 2.4313 | 2.4313 | 2.4313 | 2.4313 | 2.4313 | 2.4313 | 2.4313 | 2.4313 | 2.4313 | 0 | 0 | 0 | 0 | 0 | 0 | 0 | 0 | 0 | 0 | 0 | 0 | 0 | 0 | 0 | 0 | 0 | 0 | 0 | 0 | 0 | 0 | 0 | 0 | 0 | 0 | 0 | 0 | 0 | 0 | 0 | 0 | 0 | 0 | 0 | 0 | 0 | 0 | 0 | 0 | 0 | 0 | 0 | 0 | 0 | 0 | 0 | 0 | 0 | 0 | 0 | 0 | 0
Residential | Targeted Energy Efficiency | Tier 1 | Low Flow Faucet Aerator - Single Family (Natural Gas DHW) | 9 | 0 | 84.24% | 30.3074 | 0 | 0 | 0 | 0 | 0 | 0 | 0 |  | n/a | 0.48588 | n/a | n/a | n/a | 0 | 0 | 106.2491 | 0 | 245.6838 | 218.6756 | 0 | 0 |  | 0 | 0 | 0 | 0 | 0 | 0 | 0 | 0 | 0 | 0 | 0 | 0 | 0 | 0 | 0 | 0 | 0 | 0 | 0 | 0 | 0 | 0 | 0 | 0 | 0 | 0 | 0 | 0 | 0 | 0 | 0 | 0 | 0 | 0 | 0 | 0 | 0 | 0 | 0 | 0 | 0 | 0 | 0 | 0 | 0 | 0 | 0 | 0 | 0 | 0 | 0 | 0 | 0 | 0 | 0 | 0 | 0 | 0 | 0 | 0 | 0 | 0 | 0 | 0 | 0 | 0 | 30.3074 | 30.3074 | 30.3074 | 30.3074 | 30.3074 | 30.3074 | 30.3074 | 30.3074 | 30.3074 | 0 | 0 | 0 | 0 | 0 | 0 | 0 | 0 | 0 | 0 | 0 | 0 | 0 | 0 | 0 | 0 | 0 | 0 | 0 | 0 | 0
Residential | Targeted Energy Efficiency | Tier 1 | Low Flow Showerhead - Single Family (Electric DHW) | 10 | 0 | 84.24% | 0 | 11178.531 | 1.1129 | 0 | 0 | 0 | 0 | 0 |  | n/a | 0.4513 | n/a | n/a | n/a | 0 | 0 | 4198.9163 | 788.3271 | 10453.1912 | 9304.0612 | 0 | 0 |  | 0 | 0 | 11178.531 | 11178.531 | 11178.531 | 11178.531 | 11178.531 | 11178.531 | 11178.531 | 11178.531 | 11178.531 | 11178.531 | 0 | 0 | 0 | 0 | 0 | 0 | 0 | 0 | 0 | 0 | 0 | 0 | 0 | 0 | 0 | 0 | 0 | 0 | 0 | 0 | 0 | 0 | 1.1129 | 1.1129 | 1.1129 | 1.1129 | 1.1129 | 1.1129 | 1.1129 | 1.1129 | 1.1129 | 1.1129 | 0 | 0 | 0 | 0 | 0 | 0 | 0 | 0 | 0 | 0 | 0 | 0 | 0 | 0 | 0 | 0 | 0 | 0 | 0 | 0 | 0 | 0 | 0 | 0 | 0 | 0 | 0 | 0 | 0 | 0 | 0 | 0 | 0 | 0 | 0 | 0 | 0 | 0 | 0 | 0 | 0 | 0 | 0 | 0 | 0 | 0 | 0 | 0 | 0 | 0 | 0 | 0
Residential | Targeted Energy Efficiency | Tier 1 | Low Flow Showerhead - Single Family (Natural Gas DHW) | 10 | 0 | 84.24% | 59.9012 | 0 | 0 | 0 | 0 | 0 | 0 | 0 |  | n/a | 0.48588 | n/a | n/a | n/a | 0 | 0 | 227.491 | 0 | 526.0359 | 468.2083 | 0 | 0 |  | 0 | 0 | 0 | 0 | 0 | 0 | 0 | 0 | 0 | 0 | 0 | 0 | 0 | 0 | 0 | 0 | 0 | 0 | 0 | 0 | 0 | 0 | 0 | 0 | 0 | 0 | 0 | 0 | 0 | 0 | 0 | 0 | 0 | 0 | 0 | 0 | 0 | 0 | 0 | 0 | 0 | 0 | 0 | 0 | 0 | 0 | 0 | 0 | 0 | 0 | 0 | 0 | 0 | 0 | 0 | 0 | 0 | 0 | 0 | 0 | 0 | 0 | 0 | 0 | 0 | 0 | 59.9012 | 59.9012 | 59.9012 | 59.9012 | 59.9012 | 59.9012 | 59.9012 | 59.9012 | 59.9012 | 59.9012 | 0 | 0 | 0 | 0 | 0 | 0 | 0 | 0 | 0 | 0 | 0 | 0 | 0 | 0 | 0 | 0 | 0 | 0 | 0 | 0
Residential | Targeted Energy Efficiency | Tier 1 | Air Sealing 20% ACH Reduction (ASHP) | 15 | 0 | 84.24% | 0 | 7535.9438 | 3.362 | 0 | 0 | 0 | 0 | 0 |  | n/a | 0.62563 | n/a | n/a | n/a | 0 | 0 | 5254.1699 | 677.0581 | 9435.5184 | 8398.2621 | 0 | 0 |  | 0 | 0 | 7535.9438 | 7535.9438 | 7535.9438 | 7535.9438 | 7535.9438 | 7535.9438 | 7535.9438 | 7535.9438 | 7535.9438 | 7535.9438 | 7535.9438 | 7535.9438 | 7535.9438 | 7535.9438 | 7535.9438 | 0 | 0 | 0 | 0 | 0 | 0 | 0 | 0 | 0 | 0 | 0 | 0 | 0 | 0 | 0 | 0 | 0 | 3.362 | 3.362 | 3.362 | 3.362 | 3.362 | 3.362 | 3.362 | 3.362 | 3.362 | 3.362 | 3.362 | 3.362 | 3.362 | 3.362 | 3.362 | 0 | 0 | 0 | 0 | 0 | 0 | 0 | 0 | 0 | 0 | 0 | 0 | 0 | 0 | 0 | 0 | 0 | 0 | 0 | 0 | 0 | 0 | 0 | 0 | 0 | 0 | 0 | 0 | 0 | 0 | 0 | 0 | 0 | 0 | 0 | 0 | 0 | 0 | 0 | 0 | 0 | 0 | 0 | 0 | 0 | 0 | 0
Residential | Targeted Energy Efficiency | Tier 1 | Air Sealing 20% ACH Reduction (CAC & Electric Heat) | 15 | 0 | 84.24% | 0 | 38037.9667 | 5.1314 | 0 | 0 | 0 | 0 | 0 |  | n/a | 0.45474 | n/a | n/a | n/a | 0 | 0 | 19276.7618 | 3417.4766 | 47626.1422 | 42390.5515 | 0 | 0 |  | 0 | 0 | 38037.9667 | 38037.9667 | 38037.9667 | 38037.9667 | 38037.9667 | 38037.9667 | 38037.9667 | 38037.9667 | 38037.9667 | 38037.9667 | 38037.9667 | 38037.9667 | 38037.9667 | 38037.9667 | 38037.9667 | 0 | 0 | 0 | 0 | 0 | 0 | 0 | 0 | 0 | 0 | 0 | 0 | 0 | 0 | 0 | 0 | 0 | 5.1314 | 5.1314 | 5.1314 | 5.1314 | 5.1314 | 5.1314 | 5.1314 | 5.1314 | 5.1314 | 5.1314 | 5.1314 | 5.1314 | 5.1314 | 5.1314 | 5.1314 | 0 | 0 | 0 | 0 | 0 | 0 | 0 | 0 | 0 | 0 | 0 | 0 | 0 | 0 | 0 | 0 | 0 | 0 | 0 | 0 | 0 | 0 | 0 | 0 | 0 | 0 | 0 | 0 | 0 | 0 | 0 | 0 | 0 | 0 | 0 | 0 | 0 | 0 | 0 | 0 | 0 | 0 | 0 | 0 | 0 | 0 | 0
Residential | Targeted Energy Efficiency | Tier 1 | Duct Sealing 10% (ASHP) | 20 | 0 | 84.24% | 0 | 8037.4634 | 4.2814 | 0 | 0 | 0 | 0 | 0 |  | n/a | 0.65307 | n/a | n/a | n/a | 0 | 0 | 6998.4516 | 827.422 | 12039.7166 | 10716.1782 | 0 | 0 |  | 0 | 0 | 8037.4634 | 8037.4634 | 8037.4634 | 8037.4634 | 8037.4634 | 8037.4634 | 8037.4634 | 8037.4634 | 8037.4634 | 8037.4634 | 8037.4634 | 8037.4634 | 8037.4634 | 8037.4634 | 8037.4634 | 8037.4634 | 8037.4634 | 8037.4634 | 8037.4634 | 8037.4634 | 0 | 0 | 0 | 0 | 0 | 0 | 0 | 0 | 0 | 0 | 0 | 0 | 4.2814 | 4.2814 | 4.2814 | 4.2814 | 4.2814 | 4.2814 | 4.2814 | 4.2814 | 4.2814 | 4.2814 | 4.2814 | 4.2814 | 4.2814 | 4.2814 | 4.2814 | 4.2814 | 4.2814 | 4.2814 | 4.2814 | 4.2814 | 0 | 0 | 0 | 0 | 0 | 0 | 0 | 0 | 0 | 0 | 0 | 0 | 0 | 0 | 0 | 0 | 0 | 0 | 0 | 0 | 0 | 0 | 0 | 0 | 0 | 0 | 0 | 0 | 0 | 0 | 0 | 0 | 0 | 0 | 0 | 0 | 0 | 0 | 0 | 0 | 0 | 0
Residential | Targeted Energy Efficiency | Tier 1 | Duct Sealing 10% (CAC & Electric Heat) | 20 | 0 | 84.24% | 0 | 41560.5043 | 3.2531 | 0 | 0 | 0 | 0 | 0 |  | n/a | 0.40812 | n/a | n/a | n/a | 0 | 0 | 22614.7788 | 4278.4738 | 62255.5489 | 55411.7324 | 0 | 0 |  | 0 | 0 | 41560.5043 | 41560.5043 | 41560.5043 | 41560.5043 | 41560.5043 | 41560.5043 | 41560.5043 | 41560.5043 | 41560.5043 | 41560.5043 | 41560.5043 | 41560.5043 | 41560.5043 | 41560.5043 | 41560.5043 | 41560.5043 | 41560.5043 | 41560.5043 | 41560.5043 | 41560.5043 | 0 | 0 | 0 | 0 | 0 | 0 | 0 | 0 | 0 | 0 | 0 | 0 | 3.2531 | 3.2531 | 3.2531 | 3.2531 | 3.2531 | 3.2531 | 3.2531 | 3.2531 | 3.2531 | 3.2531 | 3.2531 | 3.2531 | 3.2531 | 3.2531 | 3.2531 | 3.2531 | 3.2531 | 3.2531 | 3.2531 | 3.2531 | 0 | 0 | 0 | 0 | 0 | 0 | 0 | 0 | 0 | 0 | 0 | 0 | 0 | 0 | 0 | 0 | 0 | 0 | 0 | 0 | 0 | 0 | 0 | 0 | 0 | 0 | 0 | 0 | 0 | 0 | 0 | 0 | 0 | 0 | 0 | 0 | 0 | 0 | 0 | 0 | 0 | 0
Residential | Targeted Energy Efficiency | Tier 1 | Attic Insulation R-38 (ASHP) | 25 | 0 | 84.24% | 0 | 1987.9523 | 1.215 | 0 | 0 | 0 | 0 | 0 |  | n/a | 0.68124 | n/a | n/a | n/a | 0 | 0 | 2035.5541 | 222.3119 | 3357.0518 | 2988.0077 | 0 | 0 |  | 0 | 0 | 1987.9523 | 1987.9523 | 1987.9523 | 1987.9523 | 1987.9523 | 1987.9523 | 1987.9523 | 1987.9523 | 1987.9523 | 1987.9523 | 1987.9523 | 1987.9523 | 1987.9523 | 1987.9523 | 1987.9523 | 1987.9523 | 1987.9523 | 1987.9523 | 1987.9523 | 1987.9523 | 1987.9523 | 1987.9523 | 1987.9523 | 1987.9523 | 1987.9523 | 0 | 0 | 0 | 0 | 0 | 0 | 0 | 1.215 | 1.215 | 1.215 | 1.215 | 1.215 | 1.215 | 1.215 | 1.215 | 1.215 | 1.215 | 1.215 | 1.215 | 1.215 | 1.215 | 1.215 | 1.215 | 1.215 | 1.215 | 1.215 | 1.215 | 1.215 | 1.215 | 1.215 | 1.215 | 1.215 | 0 | 0 | 0 | 0 | 0 | 0 | 0 | 0 | 0 | 0 | 0 | 0 | 0 | 0 | 0 | 0 | 0 | 0 | 0 | 0 | 0 | 0 | 0 | 0 | 0 | 0 | 0 | 0 | 0 | 0 | 0 | 0 | 0 | 0 | 0 | 0 | 0
Residential | Targeted Energy Efficiency | Tier 1 | Attic Insulation R-38 (CAC & Electric Heat) | 25 | 0 | 84.24% | 0 | 11370.1791 | 0.37755 | 0 | 0 | 0 | 0 | 0 |  | n/a | 0.37392 | n/a | n/a | n/a | 0 | 0 | 6390.2321 | 1271.5226 | 19200.8029 | 17090.0389 | 0 | 0 |  | 0 | 0 | 11370.1791 | 11370.1791 | 11370.1791 | 11370.1791 | 11370.1791 | 11370.1791 | 11370.1791 | 11370.1791 | 11370.1791 | 11370.1791 | 11370.1791 | 11370.1791 | 11370.1791 | 11370.1791 | 11370.1791 | 11370.1791 | 11370.1791 | 11370.1791 | 11370.1791 | 11370.1791 | 11370.1791 | 11370.1791 | 11370.1791 | 11370.1791 | 11370.1791 | 0 | 0 | 0 | 0 | 0 | 0 | 0 | 0.37755 | 0.37755 | 0.37755 | 0.37755 | 0.37755 | 0.37755 | 0.37755 | 0.37755 | 0.37755 | 0.37755 | 0.37755 | 0.37755 | 0.37755 | 0.37755 | 0.37755 | 0.37755 | 0.37755 | 0.37755 | 0.37755 | 0.37755 | 0.37755 | 0.37755 | 0.37755 | 0.37755 | 0.37755 | 0 | 0 | 0 | 0 | 0 | 0 | 0 | 0 | 0 | 0 | 0 | 0 | 0 | 0 | 0 | 0 | 0 | 0 | 0 | 0 | 0 | 0 | 0 | 0 | 0 | 0 | 0 | 0 | 0 | 0 | 0 | 0 | 0 | 0 | 0 | 0 | 0
Residential | Targeted Energy Efficiency | Tier 1 | Basement Sidewall Insulation R-13 (ASHP) | 25 | 0 | 84.24% | 0 | 0 | 0 | 0 | 0 | 0 | 0 | 0 |  | n/a | n/a | n/a | n/a | n/a | 0 | 0 | 0 | 0 | 0 | 0 | 0 | 0 |  | 0 | 0 | 0 | 0 | 0 | 0 | 0 | 0 | 0 | 0 | 0 | 0 | 0 | 0 | 0 | 0 | 0 | 0 | 0 | 0 | 0 | 0 | 0 | 0 | 0 | 0 | 0 | 0 | 0 | 0 | 0 | 0 | 0 | 0 | 0 | 0 | 0 | 0 | 0 | 0 | 0 | 0 | 0 | 0 | 0 | 0 | 0 | 0 | 0 | 0 | 0 | 0 | 0 | 0 | 0 | 0 | 0 | 0 | 0 | 0 | 0 | 0 | 0 | 0 | 0 | 0 | 0 | 0 | 0 | 0 | 0 | 0 | 0 | 0 | 0 | 0 | 0 | 0 | 0 | 0 | 0 | 0 | 0 | 0 | 0 | 0 | 0 | 0 | 0 | 0 | 0 | 0 | 0 | 0 | 0 | 0
Residential | Targeted Energy Efficiency | Tier 1 | Basement Sidewall Insulation R-13 (CAC & Electric Heat) | 25 | 0 | 84.24% | 0 | 4916.4634 | 0.12892 | 0 | 0 | 0 | 0 | 0 |  | n/a | 0.3702 | n/a | n/a | n/a | 0 | 0 | 2735.6992 | 549.8061 | 8302.4236 | 7389.7297 | 0 | 0 |  | 0 | 0 | 4916.4634 | 4916.4634 | 4916.4634 | 4916.4634 | 4916.4634 | 4916.4634 | 4916.4634 | 4916.4634 | 4916.4634 | 4916.4634 | 4916.4634 | 4916.4634 | 4916.4634 | 4916.4634 | 4916.4634 | 4916.4634 | 4916.4634 | 4916.4634 | 4916.4634 | 4916.4634 | 4916.4634 | 4916.4634 | 4916.4634 | 4916.4634 | 4916.4634 | 0 | 0 | 0 | 0 | 0 | 0 | 0 | 0.12892 | 0.12892 | 0.12892 | 0.12892 | 0.12892 | 0.12892 | 0.12892 | 0.12892 | 0.12892 | 0.12892 | 0.12892 | 0.12892 | 0.12892 | 0.12892 | 0.12892 | 0.12892 | 0.12892 | 0.12892 | 0.12892 | 0.12892 | 0.12892 | 0.12892 | 0.12892 | 0.12892 | 0.12892 | 0 | 0 | 0 | 0 | 0 | 0 | 0 | 0 | 0 | 0 | 0 | 0 | 0 | 0 | 0 | 0 | 0 | 0 | 0 | 0 | 0 | 0 | 0 | 0 | 0 | 0 | 0 | 0 | 0 | 0 | 0 | 0 | 0 | 0 | 0 | 0 | 0
Residential | Targeted Energy Efficiency | Tier 1 | Crawlspace Insulation R-19 (ASHP) | 25 | 0 | 84.24% | 0 | 41007.749 | 25.4487 | 0 | 0 | 0 | 0 | 0 |  | n/a | 0.68624 | n/a | n/a | n/a | 0 | 0 | 42297.9136 | 4585.8802 | 69249.7186 | 61637.0259 | 0 | 0 |  | 0 | 0 | 41007.749 | 41007.749 | 41007.749 | 41007.749 | 41007.749 | 41007.749 | 41007.749 | 41007.749 | 41007.749 | 41007.749 | 41007.749 | 41007.749 | 41007.749 | 41007.749 | 41007.749 | 41007.749 | 41007.749 | 41007.749 | 41007.749 | 41007.749 | 41007.749 | 41007.749 | 41007.749 | 41007.749 | 41007.749 | 0 | 0 | 0 | 0 | 0 | 0 | 0 | 25.4487 | 25.4487 | 25.4487 | 25.4487 | 25.4487 | 25.4487 | 25.4487 | 25.4487 | 25.4487 | 25.4487 | 25.4487 | 25.4487 | 25.4487 | 25.4487 | 25.4487 | 25.4487 | 25.4487 | 25.4487 | 25.4487 | 25.4487 | 25.4487 | 25.4487 | 25.4487 | 25.4487 | 25.4487 | 0 | 0 | 0 | 0 | 0 | 0 | 0 | 0 | 0 | 0 | 0 | 0 | 0 | 0 | 0 | 0 | 0 | 0 | 0 | 0 | 0 | 0 | 0 | 0 | 0 | 0 | 0 | 0 | 0 | 0 | 0 | 0 | 0 | 0 | 0 | 0 | 0
Residential | Targeted Energy Efficiency | Tier 1 | Crawlspace Insulation R-19 (CAC & Electric Heat) | 25 | 0 | 84.24% | 0 | 240477.0135 | 6.7707 | 0 | 0 | 0 | 0 | 0 |  | n/a | 0.37123 | n/a | n/a | n/a | 0 | 0 | 134181.6495 | 26892.4486 | 406093.1384 | 361450.9025 | 0 | 0 |  | 0 | 0 | 240477.0135 | 240477.0135 | 240477.0135 | 240477.0135 | 240477.0135 | 240477.0135 | 240477.0135 | 240477.0135 | 240477.0135 | 240477.0135 | 240477.0135 | 240477.0135 | 240477.0135 | 240477.0135 | 240477.0135 | 240477.0135 | 240477.0135 | 240477.0135 | 240477.0135 | 240477.0135 | 240477.0135 | 240477.0135 | 240477.0135 | 240477.0135 | 240477.0135 | 0 | 0 | 0 | 0 | 0 | 0 | 0 | 6.7707 | 6.7707 | 6.7707 | 6.7707 | 6.7707 | 6.7707 | 6.7707 | 6.7707 | 6.7707 | 6.7707 | 6.7707 | 6.7707 | 6.7707 | 6.7707 | 6.7707 | 6.7707 | 6.7707 | 6.7707 | 6.7707 | 6.7707 | 6.7707 | 6.7707 | 6.7707 | 6.7707 | 6.7707 | 0 | 0 | 0 | 0 | 0 | 0 | 0 | 0 | 0 | 0 | 0 | 0 | 0 | 0 | 0 | 0 | 0 | 0 | 0 | 0 | 0 | 0 | 0 | 0 | 0 | 0 | 0 | 0 | 0 | 0 | 0 | 0 | 0 | 0 | 0 | 0 | 0
Residential | Targeted Energy Efficiency | Tier 1 | Efficient Door (SF) | 25 | 0 | 84.24% | 0 | 9906.4677 | 6.3203 | 0 | 0 | 0 | 0 | 0 |  | n/a | 0.6955 | n/a | n/a | n/a | 0 | 0 | 10356.0186 | 1107.8363 | 16729.0357 | 14889.9956 | 0 | 0 |  | 0 | 0 | 9906.4677 | 9906.4677 | 9906.4677 | 9906.4677 | 9906.4677 | 9906.4677 | 9906.4677 | 9906.4677 | 9906.4677 | 9906.4677 | 9906.4677 | 9906.4677 | 9906.4677 | 9906.4677 | 9906.4677 | 9906.4677 | 9906.4677 | 9906.4677 | 9906.4677 | 9906.4677 | 9906.4677 | 9906.4677 | 9906.4677 | 9906.4677 | 9906.4677 | 0 | 0 | 0 | 0 | 0 | 0 | 0 | 6.3203 | 6.3203 | 6.3203 | 6.3203 | 6.3203 | 6.3203 | 6.3203 | 6.3203 | 6.3203 | 6.3203 | 6.3203 | 6.3203 | 6.3203 | 6.3203 | 6.3203 | 6.3203 | 6.3203 | 6.3203 | 6.3203 | 6.3203 | 6.3203 | 6.3203 | 6.3203 | 6.3203 | 6.3203 | 0 | 0 | 0 | 0 | 0 | 0 | 0 | 0 | 0 | 0 | 0 | 0 | 0 | 0 | 0 | 0 | 0 | 0 | 0 | 0 | 0 | 0 | 0 | 0 | 0 | 0 | 0 | 0 | 0 | 0 | 0 | 0 | 0 | 0 | 0 | 0 | 0
Residential | Targeted Energy Efficiency | Tier 1 | Efficient Window (SF) | 25 | 0 | 84.24% | 0 | 9974.4366 | 6.3637 | 0 | 0 | 0 | 0 | 0 |  | n/a | 0.6955 | n/a | n/a | n/a | 0 | 0 | 10427.0719 | 1115.4373 | 16843.8147 | 14992.1568 | 0 | 0 |  | 0 | 0 | 9974.4366 | 9974.4366 | 9974.4366 | 9974.4366 | 9974.4366 | 9974.4366 | 9974.4366 | 9974.4366 | 9974.4366 | 9974.4366 | 9974.4366 | 9974.4366 | 9974.4366 | 9974.4366 | 9974.4366 | 9974.4366 | 9974.4366 | 9974.4366 | 9974.4366 | 9974.4366 | 9974.4366 | 9974.4366 | 9974.4366 | 9974.4366 | 9974.4366 | 0 | 0 | 0 | 0 | 0 | 0 | 0 | 6.3637 | 6.3637 | 6.3637 | 6.3637 | 6.3637 | 6.3637 | 6.3637 | 6.3637 | 6.3637 | 6.3637 | 6.3637 | 6.3637 | 6.3637 | 6.3637 | 6.3637 | 6.3637 | 6.3637 | 6.3637 | 6.3637 | 6.3637 | 6.3637 | 6.3637 | 6.3637 | 6.3637 | 6.3637 | 0 | 0 | 0 | 0 | 0 | 0 | 0 | 0 | 0 | 0 | 0 | 0 | 0 | 0 | 0 | 0 | 0 | 0 | 0 | 0 | 0 | 0 | 0 | 0 | 0 | 0 | 0 | 0 | 0 | 0 | 0 | 0 | 0 | 0 | 0 | 0 | 0
Residential | Targeted Energy Efficiency | Heat Pump | Efficient Heat Pump (SEER 15, EER 12.5, HSPF 8.5) | 18 | 0 | 84.24% | 0 | 8886.9127 | 4.3415 | 0 | 0 | 0 | 0 | 0 |  | n/a | 0.63631 | n/a | n/a | n/a | 0 | 0 | 7081.7967 | 873.6372 | 12504.0453 | 11129.4628 | 0 | 0 |  | 0 | 0 | 8886.9127 | 8886.9127 | 8886.9127 | 8886.9127 | 8886.9127 | 8886.9127 | 8886.9127 | 8886.9127 | 8886.9127 | 8886.9127 | 8886.9127 | 8886.9127 | 8886.9127 | 8886.9127 | 8886.9127 | 8886.9127 | 8886.9127 | 8886.9127 | 0 | 0 | 0 | 0 | 0 | 0 | 0 | 0 | 0 | 0 | 0 | 0 | 0 | 0 | 4.3415 | 4.3415 | 4.3415 | 4.3415 | 4.3415 | 4.3415 | 4.3415 | 4.3415 | 4.3415 | 4.3415 | 4.3415 | 4.3415 | 4.3415 | 4.3415 | 4.3415 | 4.3415 | 4.3415 | 4.3415 | 0 | 0 | 0 | 0 | 0 | 0 | 0 | 0 | 0 | 0 | 0 | 0 | 0 | 0 | 0 | 0 | 0 | 0 | 0 | 0 | 0 | 0 | 0 | 0 | 0 | 0 | 0 | 0 | 0 | 0 | 0 | 0 | 0 | 0 | 0 | 0 | 0 | 0 | 0 | 0 | 0 | 0 | 0 | 0
Residential | Targeted Energy Efficiency | Heat Pump | Efficient Heat Pump SEER 14 Replace Resistance Heat w/CAC | 18 | 6 | 84.24% | 0 | 0 | 0 | 242298.9592 | 17.745 | 0 | 0 | 0 |  | n/a | 0.44331 | n/a | n/a | n/a | 0 | 0 | 58966.1613 | 11786.1072 | 149441.4152 | 133013.1669 | 0 | 0 |  | 0 | 0 | 242298.9592 | 242298.9592 | 242298.9592 | 242298.9592 | 242298.9592 | 242298.9592 | 0 | 0 | 0 | 0 | 0 | 0 | 0 | 0 | 0 | 0 | 0 | 0 | 0 | 0 | 0 | 0 | 0 | 0 | 0 | 0 | 0 | 0 | 0 | 0 | 0 | 0 | 17.745 | 17.745 | 17.745 | 17.745 | 17.745 | 17.745 | 0 | 0 | 0 | 0 | 0 | 0 | 0 | 0 | 0 | 0 | 0 | 0 | 0 | 0 | 0 | 0 | 0 | 0 | 0 | 0 | 0 | 0 | 0 | 0 | 0 | 0 | 0 | 0 | 0 | 0 | 0 | 0 | 0 | 0 | 0 | 0 | 0 | 0 | 0 | 0 | 0 | 0 | 0 | 0 | 0 | 0 | 0 | 0 | 0 | 0 | 0 | 0 | 0 | 0 | 0 | 0
Residential | Community Outreach | 0 | Standard CFL | 5 | 0 | 42.45% | 0 | 0 | 0 | 0 | 0 | 0 | 0 | 0 |  | n/a | n/a | n/a | n/a | n/a | 0 | 0 | 0 | 0 | 0 | 0 | 0 | 0 |  | 0 | 0 | 0 | 0 | 0 | 0 | 0 | 0 | 0 | 0 | 0 | 0 | 0 | 0 | 0 | 0 | 0 | 0 | 0 | 0 | 0 | 0 | 0 | 0 | 0 | 0 | 0 | 0 | 0 | 0 | 0 | 0 | 0 | 0 | 0 | 0 | 0 | 0 | 0 | 0 | 0 | 0 | 0 | 0 | 0 | 0 | 0 | 0 | 0 | 0 | 0 | 0 | 0 | 0 | 0 | 0 | 0 | 0 | 0 | 0 | 0 | 0 | 0 | 0 | 0 | 0 | 0 | 0 | 0 | 0 | 0 | 0 | 0 | 0 | 0 | 0 | 0 | 0 | 0 | 0 | 0 | 0 | 0 | 0 | 0 | 0 | 0 | 0 | 0 | 0 | 0 | 0 | 0 | 0 | 0 | 0
Residential | Student Energy Education | 0 | Standard CFL | 5 | 0 | 66.86% | 0 | 0 | 0 | 0 | 0 | 0 | 0 | 0 |  | n/a | n/a | n/a | n/a | n/a | 0 | 0 | 0 | 0 | 0 | 0 | 0 | 0 |  | 0 | 0 | 0 | 0 | 0 | 0 | 0 | 0 | 0 | 0 | 0 | 0 | 0 | 0 | 0 | 0 | 0 | 0 | 0 | 0 | 0 | 0 | 0 | 0 | 0 | 0 | 0 | 0 | 0 | 0 | 0 | 0 | 0 | 0 | 0 | 0 | 0 | 0 | 0 | 0 | 0 | 0 | 0 | 0 | 0 | 0 | 0 | 0 | 0 | 0 | 0 | 0 | 0 | 0 | 0 | 0 | 0 | 0 | 0 | 0 | 0 | 0 | 0 | 0 | 0 | 0 | 0 | 0 | 0 | 0 | 0 | 0 | 0 | 0 | 0 | 0 | 0 | 0 | 0 | 0 | 0 | 0 | 0 | 0 | 0 | 0 | 0 | 0 | 0 | 0 | 0 | 0 | 0 | 0 | 0 | 0
Residential | Student Energy Education | 0 | Low Flow Faucet Aerator - Single Family (Electric DHW) | 9 | 0 | 66.86% | 0 | 0 | 0 | 0 | 0 | 0 | 0 | 0 |  | n/a | n/a | n/a | n/a | n/a | 0 | 0 | 0 | 0 | 0 | 0 | 0 | 0 |  | 0 | 0 | 0 | 0 | 0 | 0 | 0 | 0 | 0 | 0 | 0 | 0 | 0 | 0 | 0 | 0 | 0 | 0 | 0 | 0 | 0 | 0 | 0 | 0 | 0 | 0 | 0 | 0 | 0 | 0 | 0 | 0 | 0 | 0 | 0 | 0 | 0 | 0 | 0 | 0 | 0 | 0 | 0 | 0 | 0 | 0 | 0 | 0 | 0 | 0 | 0 | 0 | 0 | 0 | 0 | 0 | 0 | 0 | 0 | 0 | 0 | 0 | 0 | 0 | 0 | 0 | 0 | 0 | 0 | 0 | 0 | 0 | 0 | 0 | 0 | 0 | 0 | 0 | 0 | 0 | 0 | 0 | 0 | 0 | 0 | 0 | 0 | 0 | 0 | 0 | 0 | 0 | 0 | 0 | 0 | 0
Residential | Student Energy Education | 0 | Low Flow Faucet Aerator - Single Family (Natural Gas DHW) | 9 | 0 | 66.86% | 0 | 0 | 0 | 0 | 0 | 0 | 0 | 0 |  | n/a | n/a | n/a | n/a | n/a | 0 | 0 | 0 | 0 | 0 | 0 | 0 | 0 |  | 0 | 0 | 0 | 0 | 0 | 0 | 0 | 0 | 0 | 0 | 0 | 0 | 0 | 0 | 0 | 0 | 0 | 0 | 0 | 0 | 0 | 0 | 0 | 0 | 0 | 0 | 0 | 0 | 0 | 0 | 0 | 0 | 0 | 0 | 0 | 0 | 0 | 0 | 0 | 0 | 0 | 0 | 0 | 0 | 0 | 0 | 0 | 0 | 0 | 0 | 0 | 0 | 0 | 0 | 0 | 0 | 0 | 0 | 0 | 0 | 0 | 0 | 0 | 0 | 0 | 0 | 0 | 0 | 0 | 0 | 0 | 0 | 0 | 0 | 0 | 0 | 0 | 0 | 0 | 0 | 0 | 0 | 0 | 0 | 0 | 0 | 0 | 0 | 0 | 0 | 0 | 0 | 0 | 0 | 0 | 0
Residential | Student Energy Education | 0 | Low Flow Showerhead - Single Family (Electric DHW) | 10 | 0 | 66.86% | 0 | 0 | 0 | 0 | 0 | 0 | 0 | 0 |  | n/a | n/a | n/a | n/a | n/a | 0 | 0 | 0 | 0 | 0 | 0 | 0 | 0 |  | 0 | 0 | 0 | 0 | 0 | 0 | 0 | 0 | 0 | 0 | 0 | 0 | 0 | 0 | 0 | 0 | 0 | 0 | 0 | 0 | 0 | 0 | 0 | 0 | 0 | 0 | 0 | 0 | 0 | 0 | 0 | 0 | 0 | 0 | 0 | 0 | 0 | 0 | 0 | 0 | 0 | 0 | 0 | 0 | 0 | 0 | 0 | 0 | 0 | 0 | 0 | 0 | 0 | 0 | 0 | 0 | 0 | 0 | 0 | 0 | 0 | 0 | 0 | 0 | 0 | 0 | 0 | 0 | 0 | 0 | 0 | 0 | 0 | 0 | 0 | 0 | 0 | 0 | 0 | 0 | 0 | 0 | 0 | 0 | 0 | 0 | 0 | 0 | 0 | 0 | 0 | 0 | 0 | 0 | 0 | 0
Residential | Student Energy Education | 0 | Low Flow Showerhead - Single Family (Natural Gas DHW) | 10 | 0 | 66.86% | 0 | 0 | 0 | 0 | 0 | 0 | 0 | 0 |  | n/a | n/a | n/a | n/a | n/a | 0 | 0 | 0 | 0 | 0 | 0 | 0 | 0 |  | 0 | 0 | 0 | 0 | 0 | 0 | 0 | 0 | 0 | 0 | 0 | 0 | 0 | 0 | 0 | 0 | 0 | 0 | 0 | 0 | 0 | 0 | 0 | 0 | 0 | 0 | 0 | 0 | 0 | 0 | 0 | 0 | 0 | 0 | 0 | 0 | 0 | 0 | 0 | 0 | 0 | 0 | 0 | 0 | 0 | 0 | 0 | 0 | 0 | 0 | 0 | 0 | 0 | 0 | 0 | 0 | 0 | 0 | 0 | 0 | 0 | 0 | 0 | 0 | 0 | 0 | 0 | 0 | 0 | 0 | 0 | 0 | 0 | 0 | 0 | 0 | 0 | 0 | 0 | 0 | 0 | 0 | 0 | 0 | 0 | 0 | 0 | 0 | 0 | 0 | 0 | 0 | 0 | 0 | 0 | 0
Commercial | Commercial Incentive Program | Prescriptive | Lighting Optimization - Remove 4ft Lamp from T8 System | 11 | 0 | 83.46% | 0 | 58853.9664 | 13.4119 | 0 | 0 | 5769.0429 | 0 | 3456 |  | 5.5366 | 0.78849 | 9.2422 | 6.4305 | 13.1458 | 0.0076401 | 0.05027 | 27343.6349 | 4414.5525 | 61964.7689 | 31720.0219 | 2958.5783 | 4938.7051 |  | 0 | 0 | 58853.9664 | 58853.9664 | 58853.9664 | 58853.9664 | 58853.9664 | 58853.9664 | 58853.9664 | 58853.9664 | 58853.9664 | 58853.9664 | 58853.9664 | 0 | 0 | 0 | 0 | 0 | 0 | 0 | 0 | 0 | 0 | 0 | 0 | 0 | 0 | 0 | 0 | 0 | 0 | 0 | 0 | 0 | 13.4119 | 13.4119 | 13.4119 | 13.4119 | 13.4119 | 13.4119 | 13.4119 | 13.4119 | 13.4119 | 13.4119 | 13.4119 | 0 | 0 | 0 | 0 | 0 | 0 | 0 | 0 | 0 | 0 | 0 | 0 | 0 | 0 | 0 | 0 | 0 | 0 | 0 | 0 | 0 | 0 | 0 | 0 | 0 | 0 | 0 | 0 | 0 | 0 | 0 | 0 | 0 | 0 | 0 | 0 | 0 | 0 | 0 | 0 | 0 | 0 | 0 | 0 | 0 | 0 | 0 | 0 | 0 | 0 | 0
Commercial | Commercial Incentive Program | Prescriptive | Lighting Optimization - Remove 8ft Lamp from T8 System | 11 | 0 | 83.46% | 0 | 121911.7874 | 27.7818 | 0 | 0 | 7692.0572 | 0 | 4608 |  | 8.6015 | 0.81321 | 14.3583 | 9.9902 | 20.0914 | 0.0049178 | 0.032358 | 56640.3865 | 9144.4302 | 128355.5928 | 65705.7596 | 3944.771 | 6584.9402 |  | 0 | 0 | 121911.7874 | 121911.7874 | 121911.7874 | 121911.7874 | 121911.7874 | 121911.7874 | 121911.7874 | 121911.7874 | 121911.7874 | 121911.7874 | 121911.7874 | 0 | 0 | 0 | 0 | 0 | 0 | 0 | 0 | 0 | 0 | 0 | 0 | 0 | 0 | 0 | 0 | 0 | 0 | 0 | 0 | 0 | 27.7818 | 27.7818 | 27.7818 | 27.7818 | 27.7818 | 27.7818 | 27.7818 | 27.7818 | 27.7818 | 27.7818 | 27.7818 | 0 | 0 | 0 | 0 | 0 | 0 | 0 | 0 | 0 | 0 | 0 | 0 | 0 | 0 | 0 | 0 | 0 | 0 | 0 | 0 | 0 | 0 | 0 | 0 | 0 | 0 | 0 | 0 | 0 | 0 | 0 | 0 | 0 | 0 | 0 | 0 | 0 | 0 | 0 | 0 | 0 | 0 | 0 | 0 | 0 | 0 | 0 | 0 | 0 | 0 | 0
Commercial | Commercial Incentive Program | Prescriptive | High Bay Fluorescent Fixture w/ HE Electronic Ballast (T5 ≤4 lamps) | 15 | 0 | 83.46% | 0 | 161147.765 | 36.7231 | 0 | 0 | 32050.2385 | 0 | 19200 |  | 3.3106 | 0.72906 | 5.5264 | 3.8383 | 8.287 | 0.012942 | 0.102 | 90834.6231 | 14478.1325 | 210935.8381 | 108154.1021 | 16436.5459 | 27437.2508 |  | 0 | 0 | 161147.765 | 161147.765 | 161147.765 | 161147.765 | 161147.765 | 161147.765 | 161147.765 | 161147.765 | 161147.765 | 161147.765 | 161147.765 | 161147.765 | 161147.765 | 161147.765 | 161147.765 | 0 | 0 | 0 | 0 | 0 | 0 | 0 | 0 | 0 | 0 | 0 | 0 | 0 | 0 | 0 | 0 | 0 | 36.7231 | 36.7231 | 36.7231 | 36.7231 | 36.7231 | 36.7231 | 36.7231 | 36.7231 | 36.7231 | 36.7231 | 36.7231 | 36.7231 | 36.7231 | 36.7231 | 36.7231 | 0 | 0 | 0 | 0 | 0 | 0 | 0 | 0 | 0 | 0 | 0 | 0 | 0 | 0 | 0 | 0 | 0 | 0 | 0 | 0 | 0 | 0 | 0 | 0 | 0 | 0 | 0 | 0 | 0 | 0 | 0 | 0 | 0 | 0 | 0 | 0 | 0 | 0 | 0 | 0 | 0 | 0 | 0 | 0 | 0 | 0 | 0
Commercial | Commercial Incentive Program | Prescriptive | High Bay Fluorescent Fixture w/ HE Electronic Ballast (T5 >4 lamps) | 15 | 0 | 83.46% | 0 | 133122.0667 | 30.3364 | 0 | 0 | 32050.2385 | 0 | 19200 |  | 2.7349 | 0.70936 | 4.5653 | 3.1708 | 6.95 | 0.015667 | 0.12347 | 75037.2973 | 11960.1964 | 174251.3445 | 89344.693 | 16436.5459 | 27437.2508 |  | 0 | 0 | 133122.0667 | 133122.0667 | 133122.0667 | 133122.0667 | 133122.0667 | 133122.0667 | 133122.0667 | 133122.0667 | 133122.0667 | 133122.0667 | 133122.0667 | 133122.0667 | 133122.0667 | 133122.0667 | 133122.0667 | 0 | 0 | 0 | 0 | 0 | 0 | 0 | 0 | 0 | 0 | 0 | 0 | 0 | 0 | 0 | 0 | 0 | 30.3364 | 30.3364 | 30.3364 | 30.3364 | 30.3364 | 30.3364 | 30.3364 | 30.3364 | 30.3364 | 30.3364 | 30.3364 | 30.3364 | 30.3364 | 30.3364 | 30.3364 | 0 | 0 | 0 | 0 | 0 | 0 | 0 | 0 | 0 | 0 | 0 | 0 | 0 | 0 | 0 | 0 | 0 | 0 | 0 | 0 | 0 | 0 | 0 | 0 | 0 | 0 | 0 | 0 | 0 | 0 | 0 | 0 | 0 | 0 | 0 | 0 | 0 | 0 | 0 | 0 | 0 | 0 | 0 | 0 | 0 | 0 | 0
Commercial | Commercial Incentive Program | Prescriptive | High Bay Fluorescent Fixture (HP T8 ≤4 lamps) | 15 | 0 | 83.46% | 0 | 278388.6027 | 63.4404 | 0 | 0 | 85467.3026 | 0 | 51200 |  | 2.1447 | 0.68028 | 3.5801 | 2.4866 | 5.5795 | 0.019978 | 0.15744 | 156920.1025 | 25011.4985 | 364399.303 | 186840.1299 | 43830.789 | 73166.0022 |  | 0 | 0 | 278388.6027 | 278388.6027 | 278388.6027 | 278388.6027 | 278388.6027 | 278388.6027 | 278388.6027 | 278388.6027 | 278388.6027 | 278388.6027 | 278388.6027 | 278388.6027 | 278388.6027 | 278388.6027 | 278388.6027 | 0 | 0 | 0 | 0 | 0 | 0 | 0 | 0 | 0 | 0 | 0 | 0 | 0 | 0 | 0 | 0 | 0 | 63.4404 | 63.4404 | 63.4404 | 63.4404 | 63.4404 | 63.4404 | 63.4404 | 63.4404 | 63.4404 | 63.4404 | 63.4404 | 63.4404 | 63.4404 | 63.4404 | 63.4404 | 0 | 0 | 0 | 0 | 0 | 0 | 0 | 0 | 0 | 0 | 0 | 0 | 0 | 0 | 0 | 0 | 0 | 0 | 0 | 0 | 0 | 0 | 0 | 0 | 0 | 0 | 0 | 0 | 0 | 0 | 0 | 0 | 0 | 0 | 0 | 0 | 0 | 0 | 0 | 0 | 0 | 0 | 0 | 0 | 0 | 0 | 0
Commercial | Commercial Incentive Program | Prescriptive | High Bay Fluorescent Fixture (HP T8 >4 lamps) | 15 | 0 | 83.46% | 0 | 465226.5912 | 106.0179 | 0 | 0 | 96150.7154 | 0 | 51200 |  | 3.1859 | 0.73648 | 5.9829 | 3.6937 | 7.9307 | 0.011954 | 0.094214 | 262235.6075 | 41797.7391 | 608962.5935 | 312236.1903 | 43830.789 | 82311.7524 |  | 0 | 0 | 465226.5912 | 465226.5912 | 465226.5912 | 465226.5912 | 465226.5912 | 465226.5912 | 465226.5912 | 465226.5912 | 465226.5912 | 465226.5912 | 465226.5912 | 465226.5912 | 465226.5912 | 465226.5912 | 465226.5912 | 0 | 0 | 0 | 0 | 0 | 0 | 0 | 0 | 0 | 0 | 0 | 0 | 0 | 0 | 0 | 0 | 0 | 106.0179 | 106.0179 | 106.0179 | 106.0179 | 106.0179 | 106.0179 | 106.0179 | 106.0179 | 106.0179 | 106.0179 | 106.0179 | 106.0179 | 106.0179 | 106.0179 | 106.0179 | 0 | 0 | 0 | 0 | 0 | 0 | 0 | 0 | 0 | 0 | 0 | 0 | 0 | 0 | 0 | 0 | 0 | 0 | 0 | 0 | 0 | 0 | 0 | 0 | 0 | 0 | 0 | 0 | 0 | 0 | 0 | 0 | 0 | 0 | 0 | 0 | 0 | 0 | 0 | 0 | 0 | 0 | 0 | 0 | 0 | 0 | 0
Commercial | Commercial Incentive Program | Prescriptive | Low Wattage T8 Lamp | 10 | 0 | 83.46% | 0 | 19617.9888 | 4.4706 | 0 | 0 | 1495.6778 | 0 | 896 |  | 6.6557 | 0.80358 | 11.1102 | 7.7362 | 15.6154 | 0.0063204 | 0.039099 | 8521.9683 | 1383.4906 | 19226.9853 | 9838.0295 | 767.0388 | 1280.405 |  | 0 | 0 | 19617.9888 | 19617.9888 | 19617.9888 | 19617.9888 | 19617.9888 | 19617.9888 | 19617.9888 | 19617.9888 | 19617.9888 | 19617.9888 | 0 | 0 | 0 | 0 | 0 | 0 | 0 | 0 | 0 | 0 | 0 | 0 | 0 | 0 | 0 | 0 | 0 | 0 | 0 | 0 | 0 | 0 | 4.4706 | 4.4706 | 4.4706 | 4.4706 | 4.4706 | 4.4706 | 4.4706 | 4.4706 | 4.4706 | 4.4706 | 0 | 0 | 0 | 0 | 0 | 0 | 0 | 0 | 0 | 0 | 0 | 0 | 0 | 0 | 0 | 0 | 0 | 0 | 0 | 0 | 0 | 0 | 0 | 0 | 0 | 0 | 0 | 0 | 0 | 0 | 0 | 0 | 0 | 0 | 0 | 0 | 0 | 0 | 0 | 0 | 0 | 0 | 0 | 0 | 0 | 0 | 0 | 0 | 0 | 0 | 0 | 0
Commercial | Commercial Incentive Program | Prescriptive | Omnidirectional LED Bulb (<10W) | 8 | 0 | 83.46% | 0 | 18123.2849 | 4.13 | 0 | 0 | 6142.9624 | 0 | 3840 |  | 1.2634 | 0.60907 | 2.0212 | 1.4717 | 3.46 | 0.034218 | 0.18139 | 6644.1857 | 1095.1988 | 14907.8989 | 7621.5132 | 3287.3092 | 5258.8064 |  | 0 | 0 | 18123.2849 | 18123.2849 | 18123.2849 | 18123.2849 | 18123.2849 | 18123.2849 | 18123.2849 | 18123.2849 | 0 | 0 | 0 | 0 | 0 | 0 | 0 | 0 | 0 | 0 | 0 | 0 | 0 | 0 | 0 | 0 | 0 | 0 | 0 | 0 | 0 | 0 | 0 | 0 | 4.13 | 4.13 | 4.13 | 4.13 | 4.13 | 4.13 | 4.13 | 4.13 | 0 | 0 | 0 | 0 | 0 | 0 | 0 | 0 | 0 | 0 | 0 | 0 | 0 | 0 | 0 | 0 | 0 | 0 | 0 | 0 | 0 | 0 | 0 | 0 | 0 | 0 | 0 | 0 | 0 | 0 | 0 | 0 | 0 | 0 | 0 | 0 | 0 | 0 | 0 | 0 | 0 | 0 | 0 | 0 | 0 | 0 | 0 | 0 | 0 | 0 | 0 | 0 | 0 | 0
Commercial | Commercial Incentive Program | Prescriptive | Omnidirectional LED Bulb (≥10W) | 8 | 0 | 83.46% | 0 | 27932.2793 | 6.3653 | 0 | 0 | 8279.6449 | 0 | 5120 |  | 1.4447 | 0.63487 | 2.3363 | 1.6829 | 3.86 | 0.029602 | 0.15692 | 10240.2655 | 1687.961 | 22976.6071 | 11746.5589 | 4383.0789 | 7087.9565 |  | 0 | 0 | 27932.2793 | 27932.2793 | 27932.2793 | 27932.2793 | 27932.2793 | 27932.2793 | 27932.2793 | 27932.2793 | 0 | 0 | 0 | 0 | 0 | 0 | 0 | 0 | 0 | 0 | 0 | 0 | 0 | 0 | 0 | 0 | 0 | 0 | 0 | 0 | 0 | 0 | 0 | 0 | 6.3653 | 6.3653 | 6.3653 | 6.3653 | 6.3653 | 6.3653 | 6.3653 | 6.3653 | 0 | 0 | 0 | 0 | 0 | 0 | 0 | 0 | 0 | 0 | 0 | 0 | 0 | 0 | 0 | 0 | 0 | 0 | 0 | 0 | 0 | 0 | 0 | 0 | 0 | 0 | 0 | 0 | 0 | 0 | 0 | 0 | 0 | 0 | 0 | 0 | 0 | 0 | 0 | 0 | 0 | 0 | 0 | 0 | 0 | 0 | 0 | 0 | 0 | 0 | 0 | 0 | 0 | 0
Commercial | Commercial Incentive Program | Prescriptive | Directional LED Bulb (<15W) | 11 | 0 | 83.46% | 0 | 30828.2681 | 7.0253 | 0 | 0 | 8546.7303 | 0 | 5120 |  | 1.9576 | 0.6821 | 3.2678 | 2.2736 | 5.0352 | 0.021608 | 0.14218 | 14322.8564 | 2312.3846 | 32457.7361 | 16615.2496 | 4383.0789 | 7316.6002 |  | 0 | 0 | 30828.2681 | 30828.2681 | 30828.2681 | 30828.2681 | 30828.2681 | 30828.2681 | 30828.2681 | 30828.2681 | 30828.2681 | 30828.2681 | 30828.2681 | 0 | 0 | 0 | 0 | 0 | 0 | 0 | 0 | 0 | 0 | 0 | 0 | 0 | 0 | 0 | 0 | 0 | 0 | 0 | 0 | 0 | 7.0253 | 7.0253 | 7.0253 | 7.0253 | 7.0253 | 7.0253 | 7.0253 | 7.0253 | 7.0253 | 7.0253 | 7.0253 | 0 | 0 | 0 | 0 | 0 | 0 | 0 | 0 | 0 | 0 | 0 | 0 | 0 | 0 | 0 | 0 | 0 | 0 | 0 | 0 | 0 | 0 | 0 | 0 | 0 | 0 | 0 | 0 | 0 | 0 | 0 | 0 | 0 | 0 | 0 | 0 | 0 | 0 | 0 | 0 | 0 | 0 | 0 | 0 | 0 | 0 | 0 | 0 | 0 | 0 | 0
Commercial | Commercial Incentive Program | Prescriptive | Directional LED Bulb (≥15W) | 11 | 0 | 83.46% | 0 | 49512.0669 | 11.283 | 0 | 0 | 10683.4128 | 0 | 6400 |  | 2.5152 | 0.71519 | 4.1986 | 2.9213 | 6.2989 | 0.016818 | 0.11066 | 23003.3754 | 3713.8299 | 52129.0913 | 26685.0978 | 5478.8486 | 9145.7503 |  | 0 | 0 | 49512.0669 | 49512.0669 | 49512.0669 | 49512.0669 | 49512.0669 | 49512.0669 | 49512.0669 | 49512.0669 | 49512.0669 | 49512.0669 | 49512.0669 | 0 | 0 | 0 | 0 | 0 | 0 | 0 | 0 | 0 | 0 | 0 | 0 | 0 | 0 | 0 | 0 | 0 | 0 | 0 | 0 | 0 | 11.283 | 11.283 | 11.283 | 11.283 | 11.283 | 11.283 | 11.283 | 11.283 | 11.283 | 11.283 | 11.283 | 0 | 0 | 0 | 0 | 0 | 0 | 0 | 0 | 0 | 0 | 0 | 0 | 0 | 0 | 0 | 0 | 0 | 0 | 0 | 0 | 0 | 0 | 0 | 0 | 0 | 0 | 0 | 0 | 0 | 0 | 0 | 0 | 0 | 0 | 0 | 0 | 0 | 0 | 0 | 0 | 0 | 0 | 0 | 0 | 0 | 0 | 0 | 0 | 0 | 0 | 0
Commercial | Commercial Incentive Program | Prescriptive | LED High & Low-Bay Fixture | 11 | 0 | 83.46% | 0 | 409268.6136 | 93.2659 | 0 | 0 | 138884.3667 | 0 | 83200 |  | 1.5993 | 0.65162 | 2.6697 | 1.8575 | 4.2233 | 0.02645 | 0.17403 | 190146.7687 | 30698.6579 | 430901.0359 | 220580.0251 | 71225.0322 | 118894.7535 |  | 0 | 0 | 409268.6136 | 409268.6136 | 409268.6136 | 409268.6136 | 409268.6136 | 409268.6136 | 409268.6136 | 409268.6136 | 409268.6136 | 409268.6136 | 409268.6136 | 0 | 0 | 0 | 0 | 0 | 0 | 0 | 0 | 0 | 0 | 0 | 0 | 0 | 0 | 0 | 0 | 0 | 0 | 0 | 0 | 0 | 93.2659 | 93.2659 | 93.2659 | 93.2659 | 93.2659 | 93.2659 | 93.2659 | 93.2659 | 93.2659 | 93.2659 | 93.2659 | 0 | 0 | 0 | 0 | 0 | 0 | 0 | 0 | 0 | 0 | 0 | 0 | 0 | 0 | 0 | 0 | 0 | 0 | 0 | 0 | 0 | 0 | 0 | 0 | 0 | 0 | 0 | 0 | 0 | 0 | 0 | 0 | 0 | 0 | 0 | 0 | 0 | 0 | 0 | 0 | 0 | 0 | 0 | 0 | 0 | 0 | 0 | 0 | 0 | 0 | 0
Commercial | Commercial Incentive Program | Prescriptive | LED Wall Mounted Area Lights (<30W) | 10 | 0 | 83.46% | 0 | 18281.4233 | 0 | 0 | 0 | 4173.2081 | 0 | 2000 |  | 1.6888 | 0.55454 | 3.5239 | 2.0497 | 5.4944 | 0.01514 | 0.093655 | 6033.3755 | 1289.234 | 17917.0587 | 9167.7685 | 1712.1402 | 3572.5587 |  | 0 | 0 | 18281.4233 | 18281.4233 | 18281.4233 | 18281.4233 | 18281.4233 | 18281.4233 | 18281.4233 | 18281.4233 | 18281.4233 | 18281.4233 | 0 | 0 | 0 | 0 | 0 | 0 | 0 | 0 | 0 | 0 | 0 | 0 | 0 | 0 | 0 | 0 | 0 | 0 | 0 | 0 | 0 | 0 | 0 | 0 | 0 | 0 | 0 | 0 | 0 | 0 | 0 | 0 | 0 | 0 | 0 | 0 | 0 | 0 | 0 | 0 | 0 | 0 | 0 | 0 | 0 | 0 | 0 | 0 | 0 | 0 | 0 | 0 | 0 | 0 | 0 | 0 | 0 | 0 | 0 | 0 | 0 | 0 | 0 | 0 | 0 | 0 | 0 | 0 | 0 | 0 | 0 | 0 | 0 | 0 | 0 | 0 | 0 | 0 | 0 | 0 | 0 | 0 | 0 | 0
Commercial | Commercial Incentive Program | Prescriptive | LED Wall Mounted Area Lights (30-75W) | 10 | 0 | 83.46% | 0 | 22553.4304 | 0 | 0 | 0 | 8346.4163 | 0 | 4000 |  | 1.0417 | 0.50516 | 2.1737 | 1.2643 | 3.5728 | 0.024544 | 0.15183 | 7443.2561 | 1590.5025 | 22103.921 | 11310.0948 | 3424.2804 | 7145.1174 |  | 0 | 0 | 22553.4304 | 22553.4304 | 22553.4304 | 22553.4304 | 22553.4304 | 22553.4304 | 22553.4304 | 22553.4304 | 22553.4304 | 22553.4304 | 0 | 0 | 0 | 0 | 0 | 0 | 0 | 0 | 0 | 0 | 0 | 0 | 0 | 0 | 0 | 0 | 0 | 0 | 0 | 0 | 0 | 0 | 0 | 0 | 0 | 0 | 0 | 0 | 0 | 0 | 0 | 0 | 0 | 0 | 0 | 0 | 0 | 0 | 0 | 0 | 0 | 0 | 0 | 0 | 0 | 0 | 0 | 0 | 0 | 0 | 0 | 0 | 0 | 0 | 0 | 0 | 0 | 0 | 0 | 0 | 0 | 0 | 0 | 0 | 0 | 0 | 0 | 0 | 0 | 0 | 0 | 0 | 0 | 0 | 0 | 0 | 0 | 0 | 0 | 0 | 0 | 0 | 0 | 0
Commercial | Commercial Incentive Program | Prescriptive | LED Wall Mounted Area Lights (≥75W) | 10 | 0 | 83.46% | 0 | 42304.9776 | 0 | 0 | 0 | 12519.6244 | 0 | 6000 |  | 1.3027 | 0.52983 | 2.7182 | 1.5811 | 4.3478 | 0.019627 | 0.12141 | 13961.8132 | 2983.4118 | 41461.8028 | 21215.1011 | 5136.4206 | 10717.6761 |  | 0 | 0 | 42304.9776 | 42304.9776 | 42304.9776 | 42304.9776 | 42304.9776 | 42304.9776 | 42304.9776 | 42304.9776 | 42304.9776 | 42304.9776 | 0 | 0 | 0 | 0 | 0 | 0 | 0 | 0 | 0 | 0 | 0 | 0 | 0 | 0 | 0 | 0 | 0 | 0 | 0 | 0 | 0 | 0 | 0 | 0 | 0 | 0 | 0 | 0 | 0 | 0 | 0 | 0 | 0 | 0 | 0 | 0 | 0 | 0 | 0 | 0 | 0 | 0 | 0 | 0 | 0 | 0 | 0 | 0 | 0 | 0 | 0 | 0 | 0 | 0 | 0 | 0 | 0 | 0 | 0 | 0 | 0 | 0 | 0 | 0 | 0 | 0 | 0 | 0 | 0 | 0 | 0 | 0 | 0 | 0 | 0 | 0 | 0 | 0 | 0 | 0 | 0 | 0 | 0 | 0
Commercial | Commercial Incentive Program | Prescriptive | LED Flood Light (<15W) | 10 | 0 | 83.46% | 0 | 14874.1949 | 0 | 0 | 0 | 2336.9966 | 0 | 1200 |  | 2.4537 | 0.57844 | 4.7785 | 2.978 | 7.8 | 0.011165 | 0.069065 | 4908.8959 | 1048.951 | 14577.7393 | 7459.1116 | 1027.2841 | 2000.6329 |  | 0 | 0 | 14874.1949 | 14874.1949 | 14874.1949 | 14874.1949 | 14874.1949 | 14874.1949 | 14874.1949 | 14874.1949 | 14874.1949 | 14874.1949 | 0 | 0 | 0 | 0 | 0 | 0 | 0 | 0 | 0 | 0 | 0 | 0 | 0 | 0 | 0 | 0 | 0 | 0 | 0 | 0 | 0 | 0 | 0 | 0 | 0 | 0 | 0 | 0 | 0 | 0 | 0 | 0 | 0 | 0 | 0 | 0 | 0 | 0 | 0 | 0 | 0 | 0 | 0 | 0 | 0 | 0 | 0 | 0 | 0 | 0 | 0 | 0 | 0 | 0 | 0 | 0 | 0 | 0 | 0 | 0 | 0 | 0 | 0 | 0 | 0 | 0 | 0 | 0 | 0 | 0 | 0 | 0 | 0 | 0 | 0 | 0 | 0 | 0 | 0 | 0 | 0 | 0 | 0 | 0
Commercial | Commercial Incentive Program | Prescriptive | LED Flood Light (≥15W) | 10 | 0 | 83.46% | 0 | 16672.9347 | 0 | 0 | 0 | 3004.7099 | 0 | 1600 |  | 2.1392 | 0.56547 | 4.0173 | 2.5963 | 6.8852 | 0.01328 | 0.082152 | 5502.5298 | 1175.8009 | 16340.6287 | 8361.1437 | 1369.7122 | 2572.2423 |  | 0 | 0 | 16672.9347 | 16672.9347 | 16672.9347 | 16672.9347 | 16672.9347 | 16672.9347 | 16672.9347 | 16672.9347 | 16672.9347 | 16672.9347 | 0 | 0 | 0 | 0 | 0 | 0 | 0 | 0 | 0 | 0 | 0 | 0 | 0 | 0 | 0 | 0 | 0 | 0 | 0 | 0 | 0 | 0 | 0 | 0 | 0 | 0 | 0 | 0 | 0 | 0 | 0 | 0 | 0 | 0 | 0 | 0 | 0 | 0 | 0 | 0 | 0 | 0 | 0 | 0 | 0 | 0 | 0 | 0 | 0 | 0 | 0 | 0 | 0 | 0 | 0 | 0 | 0 | 0 | 0 | 0 | 0 | 0 | 0 | 0 | 0 | 0 | 0 | 0 | 0 | 0 | 0 | 0 | 0 | 0 | 0 | 0 | 0 | 0 | 0 | 0 | 0 | 0 | 0 | 0
Commercial | Commercial Incentive Program | Prescriptive | LED Exit Sign | 16 | 0 | 83.46% | 0 | 13349.3763 | 1.5442 | 0 | 0 | 4807.5358 | 0 | 2880 |  | 1.6628 | 0.57933 | 2.7757 | 1.9641 | 5.0269 | 0.022667 | 0.18469 | 6843.3948 | 1239.9749 | 18222.9771 | 9347.126 | 2465.4819 | 4115.5876 |  | 0 | 0 | 13349.3763 | 13349.3763 | 13349.3763 | 13349.3763 | 13349.3763 | 13349.3763 | 13349.3763 | 13349.3763 | 13349.3763 | 13349.3763 | 13349.3763 | 13349.3763 | 13349.3763 | 13349.3763 | 13349.3763 | 13349.3763 | 0 | 0 | 0 | 0 | 0 | 0 | 0 | 0 | 0 | 0 | 0 | 0 | 0 | 0 | 0 | 0 | 1.5442 | 1.5442 | 1.5442 | 1.5442 | 1.5442 | 1.5442 | 1.5442 | 1.5442 | 1.5442 | 1.5442 | 1.5442 | 1.5442 | 1.5442 | 1.5442 | 1.5442 | 1.5442 | 0 | 0 | 0 | 0 | 0 | 0 | 0 | 0 | 0 | 0 | 0 | 0 | 0 | 0 | 0 | 0 | 0 | 0 | 0 | 0 | 0 | 0 | 0 | 0 | 0 | 0 | 0 | 0 | 0 | 0 | 0 | 0 | 0 | 0 | 0 | 0 | 0 | 0 | 0 | 0 | 0 | 0 | 0 | 0 | 0 | 0
Commercial | Commercial Incentive Program | Prescriptive | Photocell Occupancy Sensor | 8 | 0 | 83.46% | 0 | 18576.0167 | 4.2332 | 0 | 0 | 1762.7631 | 0 | 960 |  | 4.5129 | 0.78879 | 8.2866 | 5.2568 | 10.6704 | 0.008346 | 0.044241 | 6810.1619 | 1122.5576 | 15280.3082 | 7811.9037 | 821.8273 | 1509.0488 |  | 0 | 0 | 18576.0167 | 18576.0167 | 18576.0167 | 18576.0167 | 18576.0167 | 18576.0167 | 18576.0167 | 18576.0167 | 0 | 0 | 0 | 0 | 0 | 0 | 0 | 0 | 0 | 0 | 0 | 0 | 0 | 0 | 0 | 0 | 0 | 0 | 0 | 0 | 0 | 0 | 0 | 0 | 4.2332 | 4.2332 | 4.2332 | 4.2332 | 4.2332 | 4.2332 | 4.2332 | 4.2332 | 0 | 0 | 0 | 0 | 0 | 0 | 0 | 0 | 0 | 0 | 0 | 0 | 0 | 0 | 0 | 0 | 0 | 0 | 0 | 0 | 0 | 0 | 0 | 0 | 0 | 0 | 0 | 0 | 0 | 0 | 0 | 0 | 0 | 0 | 0 | 0 | 0 | 0 | 0 | 0 | 0 | 0 | 0 | 0 | 0 | 0 | 0 | 0 | 0 | 0 | 0 | 0 | 0 | 0
Commercial | Commercial Incentive Program | Prescriptive | Wall-Mount Occupancy Sensor | 8 | 0 | 83.46% | 0 | 12261.243 | 2.7941 | 0 | 0 | 1121.7583 | 0 | 640 |  | 4.6809 | 0.78803 | 8.2045 | 5.4525 | 11.0733 | 0.0084295 | 0.044684 | 4495.0998 | 740.9528 | 10085.8852 | 5156.3072 | 547.8849 | 960.3038 |  | 0 | 0 | 12261.243 | 12261.243 | 12261.243 | 12261.243 | 12261.243 | 12261.243 | 12261.243 | 12261.243 | 0 | 0 | 0 | 0 | 0 | 0 | 0 | 0 | 0 | 0 | 0 | 0 | 0 | 0 | 0 | 0 | 0 | 0 | 0 | 0 | 0 | 0 | 0 | 0 | 2.7941 | 2.7941 | 2.7941 | 2.7941 | 2.7941 | 2.7941 | 2.7941 | 2.7941 | 0 | 0 | 0 | 0 | 0 | 0 | 0 | 0 | 0 | 0 | 0 | 0 | 0 | 0 | 0 | 0 | 0 | 0 | 0 | 0 | 0 | 0 | 0 | 0 | 0 | 0 | 0 | 0 | 0 | 0 | 0 | 0 | 0 | 0 | 0 | 0 | 0 | 0 | 0 | 0 | 0 | 0 | 0 | 0 | 0 | 0 | 0 | 0 | 0 | 0 | 0 | 0 | 0 | 0
Commercial | Commercial Incentive Program | Prescriptive | Air Cooled Chiller (<150 Tons) | 20 | 0 | 83.46% | 0 | 8543.0836 | 6.993 | 0 | 0 | 7949.9615 | 0 | 3750 |  | 1.3509 | 0.91326 | 2.8639 | 1.4801 | 2.4331 | 0.041612 | 0.37577 | 9193.9844 | 879.4734 | 13348.6033 | 6856.9133 | 3210.2629 | 6805.7243 |  | 0 | 0 | 8543.0836 | 8543.0836 | 8543.0836 | 8543.0836 | 8543.0836 | 8543.0836 | 8543.0836 | 8543.0836 | 8543.0836 | 8543.0836 | 8543.0836 | 8543.0836 | 8543.0836 | 8543.0836 | 8543.0836 | 8543.0836 | 8543.0836 | 8543.0836 | 8543.0836 | 8543.0836 | 0 | 0 | 0 | 0 | 0 | 0 | 0 | 0 | 0 | 0 | 0 | 0 | 6.993 | 6.993 | 6.993 | 6.993 | 6.993 | 6.993 | 6.993 | 6.993 | 6.993 | 6.993 | 6.993 | 6.993 | 6.993 | 6.993 | 6.993 | 6.993 | 6.993 | 6.993 | 6.993 | 6.993 | 0 | 0 | 0 | 0 | 0 | 0 | 0 | 0 | 0 | 0 | 0 | 0 | 0 | 0 | 0 | 0 | 0 | 0 | 0 | 0 | 0 | 0 | 0 | 0 | 0 | 0 | 0 | 0 | 0 | 0 | 0 | 0 | 0 | 0 | 0 | 0 | 0 | 0 | 0 | 0 | 0 | 0
Commercial | Commercial Incentive Program | Prescriptive | Air Cooled Chiller (≥150 Tons) | 20 | 0 | 83.46% | 0 | 22414.456 | 18.6479 | 0 | 0 | 21199.8973 | 0 | 10000 |  | 1.3411 | 0.91665 | 2.843 | 1.4682 | 2.4015 | 0.042294 | 0.38193 | 24338.1888 | 2307.4711 | 35022.6795 | 17990.4572 | 8560.701 | 18148.5982 |  | 0 | 0 | 22414.456 | 22414.456 | 22414.456 | 22414.456 | 22414.456 | 22414.456 | 22414.456 | 22414.456 | 22414.456 | 22414.456 | 22414.456 | 22414.456 | 22414.456 | 22414.456 | 22414.456 | 22414.456 | 22414.456 | 22414.456 | 22414.456 | 22414.456 | 0 | 0 | 0 | 0 | 0 | 0 | 0 | 0 | 0 | 0 | 0 | 0 | 18.6479 | 18.6479 | 18.6479 | 18.6479 | 18.6479 | 18.6479 | 18.6479 | 18.6479 | 18.6479 | 18.6479 | 18.6479 | 18.6479 | 18.6479 | 18.6479 | 18.6479 | 18.6479 | 18.6479 | 18.6479 | 18.6479 | 18.6479 | 0 | 0 | 0 | 0 | 0 | 0 | 0 | 0 | 0 | 0 | 0 | 0 | 0 | 0 | 0 | 0 | 0 | 0 | 0 | 0 | 0 | 0 | 0 | 0 | 0 | 0 | 0 | 0 | 0 | 0 | 0 | 0 | 0 | 0 | 0 | 0 | 0 | 0 | 0 | 0 | 0 | 0
Commercial | Commercial Incentive Program | Prescriptive | Water Cooled Chiller, Rotary Screw & Roll (<75 Tons) | 20 | 0 | 83.46% | 0 | 5873.37 | 3.1819 | 0 | 0 | 5341.7064 | 0 | 2500 |  | 1.1267 | 0.7517 | 2.4075 | 1.259 | 2.4749 | 0.040351 | 0.36439 | 5152.3846 | 604.638 | 9177.1647 | 4714.1279 | 2140.1752 | 4572.8751 |  | 0 | 0 | 5873.37 | 5873.37 | 5873.37 | 5873.37 | 5873.37 | 5873.37 | 5873.37 | 5873.37 | 5873.37 | 5873.37 | 5873.37 | 5873.37 | 5873.37 | 5873.37 | 5873.37 | 5873.37 | 5873.37 | 5873.37 | 5873.37 | 5873.37 | 0 | 0 | 0 | 0 | 0 | 0 | 0 | 0 | 0 | 0 | 0 | 0 | 3.1819 | 3.1819 | 3.1819 | 3.1819 | 3.1819 | 3.1819 | 3.1819 | 3.1819 | 3.1819 | 3.1819 | 3.1819 | 3.1819 | 3.1819 | 3.1819 | 3.1819 | 3.1819 | 3.1819 | 3.1819 | 3.1819 | 3.1819 | 0 | 0 | 0 | 0 | 0 | 0 | 0 | 0 | 0 | 0 | 0 | 0 | 0 | 0 | 0 | 0 | 0 | 0 | 0 | 0 | 0 | 0 | 0 | 0 | 0 | 0 | 0 | 0 | 0 | 0 | 0 | 0 | 0 | 0 | 0 | 0 | 0 | 0 | 0 | 0 | 0 | 0
Commercial | Commercial Incentive Program | Prescriptive | Water Cooled Chiller, Rotary Screw & Roll (75 < 150 Tons) | 20 | 0 | 83.46% | 0 | 11485.7013 | 6.2822 | 0 | 0 | 10683.4128 | 0 | 5000 |  | 1.1064 | 0.74959 | 2.364 | 1.2357 | 2.4303 | 0.041268 | 0.37267 | 10118.775 | 1182.4032 | 17946.4555 | 9218.739 | 4280.3505 | 9145.7503 |  | 0 | 0 | 11485.7013 | 11485.7013 | 11485.7013 | 11485.7013 | 11485.7013 | 11485.7013 | 11485.7013 | 11485.7013 | 11485.7013 | 11485.7013 | 11485.7013 | 11485.7013 | 11485.7013 | 11485.7013 | 11485.7013 | 11485.7013 | 11485.7013 | 11485.7013 | 11485.7013 | 11485.7013 | 0 | 0 | 0 | 0 | 0 | 0 | 0 | 0 | 0 | 0 | 0 | 0 | 6.2822 | 6.2822 | 6.2822 | 6.2822 | 6.2822 | 6.2822 | 6.2822 | 6.2822 | 6.2822 | 6.2822 | 6.2822 | 6.2822 | 6.2822 | 6.2822 | 6.2822 | 6.2822 | 6.2822 | 6.2822 | 6.2822 | 6.2822 | 0 | 0 | 0 | 0 | 0 | 0 | 0 | 0 | 0 | 0 | 0 | 0 | 0 | 0 | 0 | 0 | 0 | 0 | 0 | 0 | 0 | 0 | 0 | 0 | 0 | 0 | 0 | 0 | 0 | 0 | 0 | 0 | 0 | 0 | 0 | 0 | 0 | 0 | 0 | 0 | 0 | 0
Commercial | Commercial Incentive Program | Prescriptive | Water Cooled Chiller, Rotary Screw & Roll (150 < 300 Tons) | 20 | 0 | 83.46% | 0 | 0 | 0 | 0 | 0 | 0 | 0 | 0 |  | n/a | n/a | n/a | n/a | n/a | 0 | 0 | 0 | 0 | 0 | 0 | 0 | 0 |  | 0 | 0 | 0 | 0 | 0 | 0 | 0 | 0 | 0 | 0 | 0 | 0 | 0 | 0 | 0 | 0 | 0 | 0 | 0 | 0 | 0 | 0 | 0 | 0 | 0 | 0 | 0 | 0 | 0 | 0 | 0 | 0 | 0 | 0 | 0 | 0 | 0 | 0 | 0 | 0 | 0 | 0 | 0 | 0 | 0 | 0 | 0 | 0 | 0 | 0 | 0 | 0 | 0 | 0 | 0 | 0 | 0 | 0 | 0 | 0 | 0 | 0 | 0 | 0 | 0 | 0 | 0 | 0 | 0 | 0 | 0 | 0 | 0 | 0 | 0 | 0 | 0 | 0 | 0 | 0 | 0 | 0 | 0 | 0 | 0 | 0 | 0 | 0 | 0 | 0 | 0 | 0 | 0 | 0 | 0 | 0
Commercial | Commercial Incentive Program | Prescriptive | Water Cooled Chiller, Rotary Screw & Roll (≥300 Tons) | 20 | 0 | 83.46% | 0 | 0 | 0 | 0 | 0 | 0 | 0 | 0 |  | n/a | n/a | n/a | n/a | n/a | 0 | 0 | 0 | 0 | 0 | 0 | 0 | 0 |  | 0 | 0 | 0 | 0 | 0 | 0 | 0 | 0 | 0 | 0 | 0 | 0 | 0 | 0 | 0 | 0 | 0 | 0 | 0 | 0 | 0 | 0 | 0 | 0 | 0 | 0 | 0 | 0 | 0 | 0 | 0 | 0 | 0 | 0 | 0 | 0 | 0 | 0 | 0 | 0 | 0 | 0 | 0 | 0 | 0 | 0 | 0 | 0 | 0 | 0 | 0 | 0 | 0 | 0 | 0 | 0 | 0 | 0 | 0 | 0 | 0 | 0 | 0 | 0 | 0 | 0 | 0 | 0 | 0 | 0 | 0 | 0 | 0 | 0 | 0 | 0 | 0 | 0 | 0 | 0 | 0 | 0 | 0 | 0 | 0 | 0 | 0 | 0 | 0 | 0 | 0 | 0 | 0 | 0 | 0 | 0
Commercial | Commercial Incentive Program | Prescriptive | Water Cooled Chiller, Centrifugal (<300 Tons) | 20 | 0 | 83.46% | 0 | 37393.789 | 7.7099 | 0 | 0 | 6009.4197 | 0 | 3750 |  | 4.6234 | 0.71591 | 7.4091 | 5.3717 | 11.9814 | 0.0095069 | 0.08585 | 23785.1061 | 3849.5285 | 58427.9488 | 30013.2808 | 3210.2629 | 5144.4845 |  | 0 | 0 | 37393.789 | 37393.789 | 37393.789 | 37393.789 | 37393.789 | 37393.789 | 37393.789 | 37393.789 | 37393.789 | 37393.789 | 37393.789 | 37393.789 | 37393.789 | 37393.789 | 37393.789 | 37393.789 | 37393.789 | 37393.789 | 37393.789 | 37393.789 | 0 | 0 | 0 | 0 | 0 | 0 | 0 | 0 | 0 | 0 | 0 | 0 | 7.7099 | 7.7099 | 7.7099 | 7.7099 | 7.7099 | 7.7099 | 7.7099 | 7.7099 | 7.7099 | 7.7099 | 7.7099 | 7.7099 | 7.7099 | 7.7099 | 7.7099 | 7.7099 | 7.7099 | 7.7099 | 7.7099 | 7.7099 | 0 | 0 | 0 | 0 | 0 | 0 | 0 | 0 | 0 | 0 | 0 | 0 | 0 | 0 | 0 | 0 | 0 | 0 | 0 | 0 | 0 | 0 | 0 | 0 | 0 | 0 | 0 | 0 | 0 | 0 | 0 | 0 | 0 | 0 | 0 | 0 | 0 | 0 | 0 | 0 | 0 | 0
Commercial | Commercial Incentive Program | Prescriptive | Water Cooled Chiller, Centrifugal (300 < 600 Tons) | 20 | 0 | 83.46% | 0 | 0 | 0 | 0 | 0 | 0 | 0 | 0 |  | n/a | n/a | n/a | n/a | n/a | 0 | 0 | 0 | 0 | 0 | 0 | 0 | 0 |  | 0 | 0 | 0 | 0 | 0 | 0 | 0 | 0 | 0 | 0 | 0 | 0 | 0 | 0 | 0 | 0 | 0 | 0 | 0 | 0 | 0 | 0 | 0 | 0 | 0 | 0 | 0 | 0 | 0 | 0 | 0 | 0 | 0 | 0 | 0 | 0 | 0 | 0 | 0 | 0 | 0 | 0 | 0 | 0 | 0 | 0 | 0 | 0 | 0 | 0 | 0 | 0 | 0 | 0 | 0 | 0 | 0 | 0 | 0 | 0 | 0 | 0 | 0 | 0 | 0 | 0 | 0 | 0 | 0 | 0 | 0 | 0 | 0 | 0 | 0 | 0 | 0 | 0 | 0 | 0 | 0 | 0 | 0 | 0 | 0 | 0 | 0 | 0 | 0 | 0 | 0 | 0 | 0 | 0 | 0 | 0
Commercial | Commercial Incentive Program | Prescriptive | Water Cooled Chiller, Centrifugal (≥600 Tons) | 20 | 0 | 83.46% | 0 | 0 | 0 | 0 | 0 | 0 | 0 | 0 |  | n/a | n/a | n/a | n/a | n/a | 0 | 0 | 0 | 0 | 0 | 0 | 0 | 0 |  | 0 | 0 | 0 | 0 | 0 | 0 | 0 | 0 | 0 | 0 | 0 | 0 | 0 | 0 | 0 | 0 | 0 | 0 | 0 | 0 | 0 | 0 | 0 | 0 | 0 | 0 | 0 | 0 | 0 | 0 | 0 | 0 | 0 | 0 | 0 | 0 | 0 | 0 | 0 | 0 | 0 | 0 | 0 | 0 | 0 | 0 | 0 | 0 | 0 | 0 | 0 | 0 | 0 | 0 | 0 | 0 | 0 | 0 | 0 | 0 | 0 | 0 | 0 | 0 | 0 | 0 | 0 | 0 | 0 | 0 | 0 | 0 | 0 | 0 | 0 | 0 | 0 | 0 | 0 | 0 | 0 | 0 | 0 | 0 | 0 | 0 | 0 | 0 | 0 | 0 | 0 | 0 | 0 | 0 | 0 | 0
Commercial | Commercial Incentive Program | Prescriptive | Air Source Heat Pump (<65 kBtuh) | 15 | 0 | 83.46% | 0 | 2895.1896 | 1.1835 | 0 | 0 | 1669.2833 | 0 | 1000 |  | 1.3662 | 0.69749 | 2.2806 | 1.5483 | 3.251 | 0.037519 | 0.29569 | 1952.3844 | 260.1149 | 3789.6849 | 1943.1025 | 856.0701 | 1429.0235 |  | 0 | 0 | 2895.1896 | 2895.1896 | 2895.1896 | 2895.1896 | 2895.1896 | 2895.1896 | 2895.1896 | 2895.1896 | 2895.1896 | 2895.1896 | 2895.1896 | 2895.1896 | 2895.1896 | 2895.1896 | 2895.1896 | 0 | 0 | 0 | 0 | 0 | 0 | 0 | 0 | 0 | 0 | 0 | 0 | 0 | 0 | 0 | 0 | 0 | 1.1835 | 1.1835 | 1.1835 | 1.1835 | 1.1835 | 1.1835 | 1.1835 | 1.1835 | 1.1835 | 1.1835 | 1.1835 | 1.1835 | 1.1835 | 1.1835 | 1.1835 | 0 | 0 | 0 | 0 | 0 | 0 | 0 | 0 | 0 | 0 | 0 | 0 | 0 | 0 | 0 | 0 | 0 | 0 | 0 | 0 | 0 | 0 | 0 | 0 | 0 | 0 | 0 | 0 | 0 | 0 | 0 | 0 | 0 | 0 | 0 | 0 | 0 | 0 | 0 | 0 | 0 | 0 | 0 | 0 | 0 | 0 | 0
Commercial | Commercial Incentive Program | Prescriptive | Air Source Heat Pump (65<135 kBtuh) | 15 | 0 | 83.46% | 0 | 0 | 0 | 0 | 0 | 0 | 0 | 0 |  | n/a | n/a | n/a | n/a | n/a | 0 | 0 | 0 | 0 | 0 | 0 | 0 | 0 |  | 0 | 0 | 0 | 0 | 0 | 0 | 0 | 0 | 0 | 0 | 0 | 0 | 0 | 0 | 0 | 0 | 0 | 0 | 0 | 0 | 0 | 0 | 0 | 0 | 0 | 0 | 0 | 0 | 0 | 0 | 0 | 0 | 0 | 0 | 0 | 0 | 0 | 0 | 0 | 0 | 0 | 0 | 0 | 0 | 0 | 0 | 0 | 0 | 0 | 0 | 0 | 0 | 0 | 0 | 0 | 0 | 0 | 0 | 0 | 0 | 0 | 0 | 0 | 0 | 0 | 0 | 0 | 0 | 0 | 0 | 0 | 0 | 0 | 0 | 0 | 0 | 0 | 0 | 0 | 0 | 0 | 0 | 0 | 0 | 0 | 0 | 0 | 0 | 0 | 0 | 0 | 0 | 0 | 0 | 0 | 0
Commercial | Commercial Incentive Program | Prescriptive | Air Source Heat Pump (135<240 kBtuh) | 15 | 0 | 83.46% | 0 | 0 | 0 | 0 | 0 | 0 | 0 | 0 |  | n/a | n/a | n/a | n/a | n/a | 0 | 0 | 0 | 0 | 0 | 0 | 0 | 0 |  | 0 | 0 | 0 | 0 | 0 | 0 | 0 | 0 | 0 | 0 | 0 | 0 | 0 | 0 | 0 | 0 | 0 | 0 | 0 | 0 | 0 | 0 | 0 | 0 | 0 | 0 | 0 | 0 | 0 | 0 | 0 | 0 | 0 | 0 | 0 | 0 | 0 | 0 | 0 | 0 | 0 | 0 | 0 | 0 | 0 | 0 | 0 | 0 | 0 | 0 | 0 | 0 | 0 | 0 | 0 | 0 | 0 | 0 | 0 | 0 | 0 | 0 | 0 | 0 | 0 | 0 | 0 | 0 | 0 | 0 | 0 | 0 | 0 | 0 | 0 | 0 | 0 | 0 | 0 | 0 | 0 | 0 | 0 | 0 | 0 | 0 | 0 | 0 | 0 | 0 | 0 | 0 | 0 | 0 | 0 | 0
Commercial | Commercial Incentive Program | Prescriptive | Air Source Heat Pump (≥240 kBtuh) | 15 | 0 | 83.46% | 0 | 0 | 0 | 0 | 0 | 0 | 0 | 0 |  | n/a | n/a | n/a | n/a | n/a | 0 | 0 | 0 | 0 | 0 | 0 | 0 | 0 |  | 0 | 0 | 0 | 0 | 0 | 0 | 0 | 0 | 0 | 0 | 0 | 0 | 0 | 0 | 0 | 0 | 0 | 0 | 0 | 0 | 0 | 0 | 0 | 0 | 0 | 0 | 0 | 0 | 0 | 0 | 0 | 0 | 0 | 0 | 0 | 0 | 0 | 0 | 0 | 0 | 0 | 0 | 0 | 0 | 0 | 0 | 0 | 0 | 0 | 0 | 0 | 0 | 0 | 0 | 0 | 0 | 0 | 0 | 0 | 0 | 0 | 0 | 0 | 0 | 0 | 0 | 0 | 0 | 0 | 0 | 0 | 0 | 0 | 0 | 0 | 0 | 0 | 0 | 0 | 0 | 0 | 0 | 0 | 0 | 0 | 0 | 0 | 0 | 0 | 0 | 0 | 0 | 0 | 0 | 0 | 0
Commercial | Commercial Incentive Program | Prescriptive | Water Source Heat Pump | 15 | 0 | 83.46% | 0 | 14928.6388 | 6.5886 | 0 | 0 | 5007.8498 | 0 | 3000 |  | 2.4177 | 0.82341 | 4.0358 | 2.7305 | 5.1572 | 0.021829 | 0.17203 | 10364.742 | 1341.2461 | 19540.978 | 10019.3355 | 2568.2103 | 4287.0704 |  | 0 | 0 | 14928.6388 | 14928.6388 | 14928.6388 | 14928.6388 | 14928.6388 | 14928.6388 | 14928.6388 | 14928.6388 | 14928.6388 | 14928.6388 | 14928.6388 | 14928.6388 | 14928.6388 | 14928.6388 | 14928.6388 | 0 | 0 | 0 | 0 | 0 | 0 | 0 | 0 | 0 | 0 | 0 | 0 | 0 | 0 | 0 | 0 | 0 | 6.5886 | 6.5886 | 6.5886 | 6.5886 | 6.5886 | 6.5886 | 6.5886 | 6.5886 | 6.5886 | 6.5886 | 6.5886 | 6.5886 | 6.5886 | 6.5886 | 6.5886 | 0 | 0 | 0 | 0 | 0 | 0 | 0 | 0 | 0 | 0 | 0 | 0 | 0 | 0 | 0 | 0 | 0 | 0 | 0 | 0 | 0 | 0 | 0 | 0 | 0 | 0 | 0 | 0 | 0 | 0 | 0 | 0 | 0 | 0 | 0 | 0 | 0 | 0 | 0 | 0 | 0 | 0 | 0 | 0 | 0 | 0 | 0
Commercial | Commercial Incentive Program | Prescriptive | PTAC | 15 | 0 | 83.46% | 0 | 2766.6416 | 1.7294 | 0 | 0 | 1472.3078 | 0 | 840 |  | 1.7708 | 0.86645 | 3.1038 | 1.968 | 3.4438 | 0.03298 | 0.25992 | 2231.9213 | 248.5657 | 3621.4208 | 1856.8277 | 719.0989 | 1260.3987 |  | 0 | 0 | 2766.6416 | 2766.6416 | 2766.6416 | 2766.6416 | 2766.6416 | 2766.6416 | 2766.6416 | 2766.6416 | 2766.6416 | 2766.6416 | 2766.6416 | 2766.6416 | 2766.6416 | 2766.6416 | 2766.6416 | 0 | 0 | 0 | 0 | 0 | 0 | 0 | 0 | 0 | 0 | 0 | 0 | 0 | 0 | 0 | 0 | 0 | 1.7294 | 1.7294 | 1.7294 | 1.7294 | 1.7294 | 1.7294 | 1.7294 | 1.7294 | 1.7294 | 1.7294 | 1.7294 | 1.7294 | 1.7294 | 1.7294 | 1.7294 | 0 | 0 | 0 | 0 | 0 | 0 | 0 | 0 | 0 | 0 | 0 | 0 | 0 | 0 | 0 | 0 | 0 | 0 | 0 | 0 | 0 | 0 | 0 | 0 | 0 | 0 | 0 | 0 | 0 | 0 | 0 | 0 | 0 | 0 | 0 | 0 | 0 | 0 | 0 | 0 | 0 | 0 | 0 | 0 | 0 | 0 | 0
Commercial | Commercial Incentive Program | Prescriptive | PTHP | 15 | 0 | 83.46% | 0 | 3899.0064 | 1.9041 | 0 | 0 | 1472.3078 | 0 | 840 |  | 2.2367 | 0.8451 | 3.9204 | 2.5147 | 4.6198 | 0.023402 | 0.18443 | 2819.1767 | 350.3017 | 5103.64 | 2616.8128 | 719.0989 | 1260.3987 |  | 0 | 0 | 3899.0064 | 3899.0064 | 3899.0064 | 3899.0064 | 3899.0064 | 3899.0064 | 3899.0064 | 3899.0064 | 3899.0064 | 3899.0064 | 3899.0064 | 3899.0064 | 3899.0064 | 3899.0064 | 3899.0064 | 0 | 0 | 0 | 0 | 0 | 0 | 0 | 0 | 0 | 0 | 0 | 0 | 0 | 0 | 0 | 0 | 0 | 1.9041 | 1.9041 | 1.9041 | 1.9041 | 1.9041 | 1.9041 | 1.9041 | 1.9041 | 1.9041 | 1.9041 | 1.9041 | 1.9041 | 1.9041 | 1.9041 | 1.9041 | 0 | 0 | 0 | 0 | 0 | 0 | 0 | 0 | 0 | 0 | 0 | 0 | 0 | 0 | 0 | 0 | 0 | 0 | 0 | 0 | 0 | 0 | 0 | 0 | 0 | 0 | 0 | 0 | 0 | 0 | 0 | 0 | 0 | 0 | 0 | 0 | 0 | 0 | 0 | 0 | 0 | 0 | 0 | 0 | 0 | 0 | 0
Commercial | Commercial Incentive Program | Prescriptive | Variable Speed Drives for HVAC Systems (HVAC Application) | 15 | 0 | 83.46% | 0 | 96215.712 | 0 | 0 | 0 | 25346.3969 | 0 | 15200 |  | 1.8811 | 0.52608 | 3.1368 | 2.2795 | 6.4039 | 0.01716 | 0.13524 | 40817.4781 | 8644.3881 | 125942.4345 | 64575.0435 | 13012.2655 | 21698.2925 |  | 0 | 0 | 96215.712 | 96215.712 | 96215.712 | 96215.712 | 96215.712 | 96215.712 | 96215.712 | 96215.712 | 96215.712 | 96215.712 | 96215.712 | 96215.712 | 96215.712 | 96215.712 | 96215.712 | 0 | 0 | 0 | 0 | 0 | 0 | 0 | 0 | 0 | 0 | 0 | 0 | 0 | 0 | 0 | 0 | 0 | 0 | 0 | 0 | 0 | 0 | 0 | 0 | 0 | 0 | 0 | 0 | 0 | 0 | 0 | 0 | 0 | 0 | 0 | 0 | 0 | 0 | 0 | 0 | 0 | 0 | 0 | 0 | 0 | 0 | 0 | 0 | 0 | 0 | 0 | 0 | 0 | 0 | 0 | 0 | 0 | 0 | 0 | 0 | 0 | 0 | 0 | 0 | 0 | 0 | 0 | 0 | 0 | 0 | 0 | 0 | 0 | 0 | 0 | 0 | 0 | 0 | 0
Commercial | Commercial Incentive Program | Prescriptive | Variable Speed Drives for HVAC Systems (Pump Application) | 10 | 0 | 83.46% | 0 | 103073.329 | 0 | 0 | 0 | 25346.3969 | 0 | 15200 |  | 1.5677 | 0.52575 | 2.6142 | 1.9027 | 5.2553 | 0.020407 | 0.12624 | 34017.0507 | 7268.8891 | 101018.9884 | 51689.2153 | 13012.2655 | 21698.2925 |  | 0 | 0 | 103073.329 | 103073.329 | 103073.329 | 103073.329 | 103073.329 | 103073.329 | 103073.329 | 103073.329 | 103073.329 | 103073.329 | 0 | 0 | 0 | 0 | 0 | 0 | 0 | 0 | 0 | 0 | 0 | 0 | 0 | 0 | 0 | 0 | 0 | 0 | 0 | 0 | 0 | 0 | 0 | 0 | 0 | 0 | 0 | 0 | 0 | 0 | 0 | 0 | 0 | 0 | 0 | 0 | 0 | 0 | 0 | 0 | 0 | 0 | 0 | 0 | 0 | 0 | 0 | 0 | 0 | 0 | 0 | 0 | 0 | 0 | 0 | 0 | 0 | 0 | 0 | 0 | 0 | 0 | 0 | 0 | 0 | 0 | 0 | 0 | 0 | 0 | 0 | 0 | 0 | 0 | 0 | 0 | 0 | 0 | 0 | 0 | 0 | 0 | 0 | 0
Commercial | Commercial Incentive Program | Prescriptive | Automatic Door Closer for Walk-In Cooler | 8 | 0 | 83.46% | 0 | 13305.9169 | 1.9588 | 0 | 0 | 2094.216 | 0 | 1200 |  | 2.494 | 0.67511 | 4.3524 | 2.9425 | 6.6781 | 0.014564 | 0.077205 | 4471.1772 | 804.0829 | 10945.2158 | 5595.6313 | 1027.2841 | 1792.7957 |  | 0 | 0 | 13305.9169 | 13305.9169 | 13305.9169 | 13305.9169 | 13305.9169 | 13305.9169 | 13305.9169 | 13305.9169 | 0 | 0 | 0 | 0 | 0 | 0 | 0 | 0 | 0 | 0 | 0 | 0 | 0 | 0 | 0 | 0 | 0 | 0 | 0 | 0 | 0 | 0 | 0 | 0 | 1.9588 | 1.9588 | 1.9588 | 1.9588 | 1.9588 | 1.9588 | 1.9588 | 1.9588 | 0 | 0 | 0 | 0 | 0 | 0 | 0 | 0 | 0 | 0 | 0 | 0 | 0 | 0 | 0 | 0 | 0 | 0 | 0 | 0 | 0 | 0 | 0 | 0 | 0 | 0 | 0 | 0 | 0 | 0 | 0 | 0 | 0 | 0 | 0 | 0 | 0 | 0 | 0 | 0 | 0 | 0 | 0 | 0 | 0 | 0 | 0 | 0 | 0 | 0 | 0 | 0 | 0 | 0
Commercial | Commercial Incentive Program | Prescriptive | Automatic Door Closer for Walk-In Freezer | 8 | 0 | 83.46% | 0 | 32552.2273 | 4.418 | 0 | 0 | 2094.216 | 0 | 1200 |  | 6.0223 | 0.73364 | 10.5099 | 7.1195 | 15.5088 | 0.0059533 | 0.031558 | 10796.6964 | 1967.1467 | 26776.8959 | 13689.4183 | 1027.2841 | 1792.7957 |  | 0 | 0 | 32552.2273 | 32552.2273 | 32552.2273 | 32552.2273 | 32552.2273 | 32552.2273 | 32552.2273 | 32552.2273 | 0 | 0 | 0 | 0 | 0 | 0 | 0 | 0 | 0 | 0 | 0 | 0 | 0 | 0 | 0 | 0 | 0 | 0 | 0 | 0 | 0 | 0 | 0 | 0 | 4.418 | 4.418 | 4.418 | 4.418 | 4.418 | 4.418 | 4.418 | 4.418 | 0 | 0 | 0 | 0 | 0 | 0 | 0 | 0 | 0 | 0 | 0 | 0 | 0 | 0 | 0 | 0 | 0 | 0 | 0 | 0 | 0 | 0 | 0 | 0 | 0 | 0 | 0 | 0 | 0 | 0 | 0 | 0 | 0 | 0 | 0 | 0 | 0 | 0 | 0 | 0 | 0 | 0 | 0 | 0 | 0 | 0 | 0 | 0 | 0 | 0 | 0 | 0 | 0 | 0
Commercial | Commercial Incentive Program | Prescriptive | Beverage & Snack Machine Controls (Refrigerated) | 5 | 0 | 83.46% | 0 | 7107.3068 | 0 | 0 | 0 | 751.1775 | 0 | 375 |  | 2.0893 | 0.57686 | 4.1852 | 2.5538 | 6.6159 | 0.012253 | 0.045168 | 1343.5614 | 298.6876 | 3933.4023 | 2008.0553 | 321.0263 | 643.0606 |  | 0 | 0 | 7107.3068 | 7107.3068 | 7107.3068 | 7107.3068 | 7107.3068 | 0 | 0 | 0 | 0 | 0 | 0 | 0 | 0 | 0 | 0 | 0 | 0 | 0 | 0 | 0 | 0 | 0 | 0 | 0 | 0 | 0 | 0 | 0 | 0 | 0 | 0 | 0 | 0 | 0 | 0 | 0 | 0 | 0 | 0 | 0 | 0 | 0 | 0 | 0 | 0 | 0 | 0 | 0 | 0 | 0 | 0 | 0 | 0 | 0 | 0 | 0 | 0 | 0 | 0 | 0 | 0 | 0 | 0 | 0 | 0 | 0 | 0 | 0 | 0 | 0 | 0 | 0 | 0 | 0 | 0 | 0 | 0 | 0 | 0 | 0 | 0 | 0 | 0 | 0 | 0 | 0 | 0 | 0 | 0 | 0 | 0 | 0 | 0 | 0
Commercial | Commercial Incentive Program | Prescriptive | ECM for Walk-In Cooler or Freezer | 15 | 0 | 83.46% | 0 | 4950.9158 | 0.52544 | 0 | 0 | 584.2491 | 0 | 350 |  | 4.8422 | 0.66857 | 8.0829 | 5.7315 | 13.5561 | 0.0076791 | 0.060519 | 2421.8423 | 444.8092 | 6480.5464 | 3322.8004 | 299.6245 | 500.1582 |  | 0 | 0 | 4950.9158 | 4950.9158 | 4950.9158 | 4950.9158 | 4950.9158 | 4950.9158 | 4950.9158 | 4950.9158 | 4950.9158 | 4950.9158 | 4950.9158 | 4950.9158 | 4950.9158 | 4950.9158 | 4950.9158 | 0 | 0 | 0 | 0 | 0 | 0 | 0 | 0 | 0 | 0 | 0 | 0 | 0 | 0 | 0 | 0 | 0 | 0.52544 | 0.52544 | 0.52544 | 0.52544 | 0.52544 | 0.52544 | 0.52544 | 0.52544 | 0.52544 | 0.52544 | 0.52544 | 0.52544 | 0.52544 | 0.52544 | 0.52544 | 0 | 0 | 0 | 0 | 0 | 0 | 0 | 0 | 0 | 0 | 0 | 0 | 0 | 0 | 0 | 0 | 0 | 0 | 0 | 0 | 0 | 0 | 0 | 0 | 0 | 0 | 0 | 0 | 0 | 0 | 0 | 0 | 0 | 0 | 0 | 0 | 0 | 0 | 0 | 0 | 0 | 0 | 0 | 0 | 0 | 0 | 0
Commercial | Commercial Incentive Program | Prescriptive | ENERGY STAR Electric Steamer | 12 | 0 | 83.46% | 0 | 87895.4682 | 4.0668 | 0 | 0 | 5258.2422 | 0 | 3000 |  | 7.7481 | 0.65719 | 13.5805 | 9.2938 | 22.478 | 0.0042079 | 0.029219 | 34877.6385 | 6957.8211 | 98614.9027 | 50502.771 | 2568.2103 | 4501.424 |  | 0 | 0 | 87895.4682 | 87895.4682 | 87895.4682 | 87895.4682 | 87895.4682 | 87895.4682 | 87895.4682 | 87895.4682 | 87895.4682 | 87895.4682 | 87895.4682 | 87895.4682 | 0 | 0 | 0 | 0 | 0 | 0 | 0 | 0 | 0 | 0 | 0 | 0 | 0 | 0 | 0 | 0 | 0 | 0 | 0 | 0 | 4.0668 | 4.0668 | 4.0668 | 4.0668 | 4.0668 | 4.0668 | 4.0668 | 4.0668 | 4.0668 | 4.0668 | 4.0668 | 4.0668 | 0 | 0 | 0 | 0 | 0 | 0 | 0 | 0 | 0 | 0 | 0 | 0 | 0 | 0 | 0 | 0 | 0 | 0 | 0 | 0 | 0 | 0 | 0 | 0 | 0 | 0 | 0 | 0 | 0 | 0 | 0 | 0 | 0 | 0 | 0 | 0 | 0 | 0 | 0 | 0 | 0 | 0 | 0 | 0 | 0 | 0 | 0 | 0 | 0 | 0
Commercial | Commercial Incentive Program | Prescriptive | ENERGY STAR Commercial Dishwasher | 10 | 0 | 83.46% | 0 | 22395.6395 | 0.073896 | 0 | 0 | 417.3208 | 0 | 250 |  | 20.7835 | 0.64876 | 34.6935 | 25.2043 | 62.0376 | 0.0015448 | 0.0095562 | 7425.0242 | 1579.3748 | 21949.2751 | 11230.9658 | 214.0175 | 357.2559 |  | 0 | 0 | 22395.6395 | 22395.6395 | 22395.6395 | 22395.6395 | 22395.6395 | 22395.6395 | 22395.6395 | 22395.6395 | 22395.6395 | 22395.6395 | 0 | 0 | 0 | 0 | 0 | 0 | 0 | 0 | 0 | 0 | 0 | 0 | 0 | 0 | 0 | 0 | 0 | 0 | 0 | 0 | 0 | 0 | 0.073896 | 0.073896 | 0.073896 | 0.073896 | 0.073896 | 0.073896 | 0.073896 | 0.073896 | 0.073896 | 0.073896 | 0 | 0 | 0 | 0 | 0 | 0 | 0 | 0 | 0 | 0 | 0 | 0 | 0 | 0 | 0 | 0 | 0 | 0 | 0 | 0 | 0 | 0 | 0 | 0 | 0 | 0 | 0 | 0 | 0 | 0 | 0 | 0 | 0 | 0 | 0 | 0 | 0 | 0 | 0 | 0 | 0 | 0 | 0 | 0 | 0 | 0 | 0 | 0 | 0 | 0 | 0 | 0
Commercial | Commercial Incentive Program | Prescriptive | High Efficiency Pre-Rinse Spray Valve | 5 | 0 | 83.46% | 0 | 23552.6085 | 0 | 0 | 0 | 834.6416 | 0 | 500 |  | 6.2313 | 0.62865 | 10.4019 | 7.6166 | 18.8419 | 0.0049298 | 0.018174 | 4452.3723 | 989.8085 | 13034.7383 | 6654.4108 | 428.035 | 714.5117 |  | 0 | 0 | 23552.6085 | 23552.6085 | 23552.6085 | 23552.6085 | 23552.6085 | 0 | 0 | 0 | 0 | 0 | 0 | 0 | 0 | 0 | 0 | 0 | 0 | 0 | 0 | 0 | 0 | 0 | 0 | 0 | 0 | 0 | 0 | 0 | 0 | 0 | 0 | 0 | 0 | 0 | 0 | 0 | 0 | 0 | 0 | 0 | 0 | 0 | 0 | 0 | 0 | 0 | 0 | 0 | 0 | 0 | 0 | 0 | 0 | 0 | 0 | 0 | 0 | 0 | 0 | 0 | 0 | 0 | 0 | 0 | 0 | 0 | 0 | 0 | 0 | 0 | 0 | 0 | 0 | 0 | 0 | 0 | 0 | 0 | 0 | 0 | 0 | 0 | 0 | 0 | 0 | 0 | 0 | 0 | 0 | 0 | 0 | 0 | 0 | 0
Commercial | Commercial Incentive Program | Prescriptive | ENERGY STAR Electric Fryer | 12 | 0 | 83.46% | 0 | 8392.5455 | 1.4562 | 0 | 0 | 1752.7474 | 0 | 1000 |  | 2.5944 | 0.68557 | 4.5473 | 3.0371 | 6.8459 | 0.01469 | 0.102 | 3892.8063 | 664.3554 | 9416.072 | 4822.169 | 856.0701 | 1500.4747 |  | 0 | 0 | 8392.5455 | 8392.5455 | 8392.5455 | 8392.5455 | 8392.5455 | 8392.5455 | 8392.5455 | 8392.5455 | 8392.5455 | 8392.5455 | 8392.5455 | 8392.5455 | 0 | 0 | 0 | 0 | 0 | 0 | 0 | 0 | 0 | 0 | 0 | 0 | 0 | 0 | 0 | 0 | 0 | 0 | 0 | 0 | 1.4562 | 1.4562 | 1.4562 | 1.4562 | 1.4562 | 1.4562 | 1.4562 | 1.4562 | 1.4562 | 1.4562 | 1.4562 | 1.4562 | 0 | 0 | 0 | 0 | 0 | 0 | 0 | 0 | 0 | 0 | 0 | 0 | 0 | 0 | 0 | 0 | 0 | 0 | 0 | 0 | 0 | 0 | 0 | 0 | 0 | 0 | 0 | 0 | 0 | 0 | 0 | 0 | 0 | 0 | 0 | 0 | 0 | 0 | 0 | 0 | 0 | 0 | 0 | 0 | 0 | 0 | 0 | 0 | 0 | 0
Commercial | Commercial Incentive Program | Prescriptive | Demand Control Ventilation | 15 | 0 | 83.46% | 10439.8931 | 7912.2936 | 1.3583 | 0 | 0 | 3318.5351 | 0 | 1900 |  | 19.9872 | 0.85566 | 34.9096 | 20.2374 | 41.0773 | 0.026084 | 0.20557 | 56781.6027 | 710.8708 | 115069.7764 | 64733.2065 | 1626.5332 | 2840.8987 |  | 0 | 0 | 7912.2936 | 7912.2936 | 7912.2936 | 7912.2936 | 7912.2936 | 7912.2936 | 7912.2936 | 7912.2936 | 7912.2936 | 7912.2936 | 7912.2936 | 7912.2936 | 7912.2936 | 7912.2936 | 7912.2936 | 0 | 0 | 0 | 0 | 0 | 0 | 0 | 0 | 0 | 0 | 0 | 0 | 0 | 0 | 0 | 0 | 0 | 1.3583 | 1.3583 | 1.3583 | 1.3583 | 1.3583 | 1.3583 | 1.3583 | 1.3583 | 1.3583 | 1.3583 | 1.3583 | 1.3583 | 1.3583 | 1.3583 | 1.3583 | 0 | 0 | 0 | 0 | 0 | 0 | 0 | 0 | 0 | 0 | 0 | 0 | 0 | 0 | 0 | 0 | 0 | 10439.8931 | 10439.8931 | 10439.8931 | 10439.8931 | 10439.8931 | 10439.8931 | 10439.8931 | 10439.8931 | 10439.8931 | 10439.8931 | 10439.8931 | 10439.8931 | 10439.8931 | 10439.8931 | 10439.8931 | 0 | 0 | 0 | 0 | 0 | 0 | 0 | 0 | 0 | 0 | 0 | 0 | 0 | 0 | 0
Commercial | Commercial Incentive Program | Prescriptive | No Air Loss Drain | 10 | 0 | 83.46% | 0 | 6948.0591 | 1.09 | 0 | 0 | 2336.9966 | 0 | 1400 |  | 1.3957 | 0.59628 | 2.3298 | 1.6406 | 4.0028 | 0.027884 | 0.17249 | 2792.2671 | 489.9878 | 6809.5783 | 3484.3129 | 1198.4981 | 2000.6329 |  | 0 | 0 | 6948.0591 | 6948.0591 | 6948.0591 | 6948.0591 | 6948.0591 | 6948.0591 | 6948.0591 | 6948.0591 | 6948.0591 | 6948.0591 | 0 | 0 | 0 | 0 | 0 | 0 | 0 | 0 | 0 | 0 | 0 | 0 | 0 | 0 | 0 | 0 | 0 | 0 | 0 | 0 | 0 | 0 | 1.09 | 1.09 | 1.09 | 1.09 | 1.09 | 1.09 | 1.09 | 1.09 | 1.09 | 1.09 | 0 | 0 | 0 | 0 | 0 | 0 | 0 | 0 | 0 | 0 | 0 | 0 | 0 | 0 | 0 | 0 | 0 | 0 | 0 | 0 | 0 | 0 | 0 | 0 | 0 | 0 | 0 | 0 | 0 | 0 | 0 | 0 | 0 | 0 | 0 | 0 | 0 | 0 | 0 | 0 | 0 | 0 | 0 | 0 | 0 | 0 | 0 | 0 | 0 | 0 | 0 | 0
Commercial | Commercial Incentive Program | Custom | Custom Project | 15 | 0 | 83.46% | 0 | 1042725.0325 | 175.0759 | 0 | 0 | 200313.9905 | 0 | 78949.01 |  | 3.2043 | 0.71602 | 8.1302 | 3.7506 | 8.3534 | 0.0082244 | 0.064817 | 549484.1388 | 93682.4112 | 1364884.4502 | 699823.4792 | 67585.8868 | 171482.8176 |  | 0 | 0 | 1042725.0325 | 1042725.0325 | 1042725.0325 | 1042725.0325 | 1042725.0325 | 1042725.0325 | 1042725.0325 | 1042725.0325 | 1042725.0325 | 1042725.0325 | 1042725.0325 | 1042725.0325 | 1042725.0325 | 1042725.0325 | 1042725.0325 | 0 | 0 | 0 | 0 | 0 | 0 | 0 | 0 | 0 | 0 | 0 | 0 | 0 | 0 | 0 | 0 | 0 | 175.0759 | 175.0759 | 175.0759 | 175.0759 | 175.0759 | 175.0759 | 175.0759 | 175.0759 | 175.0759 | 175.0759 | 175.0759 | 175.0759 | 175.0759 | 175.0759 | 175.0759 | 0 | 0 | 0 | 0 | 0 | 0 | 0 | 0 | 0 | 0 | 0 | 0 | 0 | 0 | 0 | 0 | 0 | 0 | 0 | 0 | 0 | 0 | 0 | 0 | 0 | 0 | 0 | 0 | 0 | 0 | 0 | 0 | 0 | 0 | 0 | 0 | 0 | 0 | 0 | 0 | 0 | 0 | 0 | 0 | 0 | 0 | 0
Commercial | Express Install | 0 | Express Install | 15 | 0 | 83.46% | 0 | 938849.5596 | 149.8726 | 0 | 0 | 221180.0311 | 0 | 185500 |  | 2.5878 | 0.62111 | 3.0856 | 3.0333 | 7.329 | 0.021462 | 0.16914 | 489995.0892 | 84349.8408 | 1228915.7017 | 630107.5977 | 158801.0033 | 189345.611 |  | 0 | 0 | 938849.5596 | 938849.5596 | 938849.5596 | 938849.5596 | 938849.5596 | 938849.5596 | 938849.5596 | 938849.5596 | 938849.5596 | 938849.5596 | 938849.5596 | 938849.5596 | 938849.5596 | 938849.5596 | 938849.5596 | 0 | 0 | 0 | 0 | 0 | 0 | 0 | 0 | 0 | 0 | 0 | 0 | 0 | 0 | 0 | 0 | 0 | 149.8726 | 149.8726 | 149.8726 | 149.8726 | 149.8726 | 149.8726 | 149.8726 | 149.8726 | 149.8726 | 149.8726 | 149.8726 | 149.8726 | 149.8726 | 149.8726 | 149.8726 | 0 | 0 | 0 | 0 | 0 | 0 | 0 | 0 | 0 | 0 | 0 | 0 | 0 | 0 | 0 | 0 | 0 | 0 | 0 | 0 | 0 | 0 | 0 | 0 | 0 | 0 | 0 | 0 | 0 | 0 | 0 | 0 | 0 | 0 | 0 | 0 | 0 | 0 | 0 | 0 | 0 | 0 | 0 | 0 | 0 | 0 | 0
Commercial | New Construction | 0 | New Construction | 15 | 0 | 83.46% | 0 | 229161.7998 | 61.067 | 0 | 0 | 64200.6339 | 0 | 17350.78 |  | 2.4488 | 0.79799 | 9.0608 | 2.8234 | 5.7281 | 0.0082244 | 0.064817 | 134584.3276 | 20588.7739 | 299963.4299 | 153801.6285 | 14853.4839 | 54960.243 |  | 0 | 0 | 229161.7998 | 229161.7998 | 229161.7998 | 229161.7998 | 229161.7998 | 229161.7998 | 229161.7998 | 229161.7998 | 229161.7998 | 229161.7998 | 229161.7998 | 229161.7998 | 229161.7998 | 229161.7998 | 229161.7998 | 0 | 0 | 0 | 0 | 0 | 0 | 0 | 0 | 0 | 0 | 0 | 0 | 0 | 0 | 0 | 0 | 0 | 61.067 | 61.067 | 61.067 | 61.067 | 61.067 | 61.067 | 61.067 | 61.067 | 61.067 | 61.067 | 61.067 | 61.067 | 61.067 | 61.067 | 61.067 | 0 | 0 | 0 | 0 | 0 | 0 | 0 | 0 | 0 | 0 | 0 | 0 | 0 | 0 | 0 | 0 | 0 | 0 | 0 | 0 | 0 | 0 | 0 | 0 | 0 | 0 | 0 | 0 | 0 | 0 | 0 | 0 | 0 | 0 | 0 | 0 | 0 | 0 | 0 | 0 | 0 | 0 | 0 | 0 | 0 | 0 | 0
Commercial | School Energy Manager | 0 | School Energy Manager | 10 | 0 | 100% | 0 | 589797.4942 | 215.4144 | 0 | 0 | 90000 | 0 | 0 |  | 3.8069 | 0.99166 | n/a | 4.3467 | 6.2619 | 0 | 0 | 293306.3396 | 41593.4228 | 482458.1826 | 295771.6606 | 0 | 77046.3089 |  | 0 | 0 | 589797.4942 | 589797.4942 | 589797.4942 | 589797.4942 | 589797.4942 | 589797.4942 | 589797.4942 | 589797.4942 | 589797.4942 | 589797.4942 | 0 | 0 | 0 | 0 | 0 | 0 | 0 | 0 | 0 | 0 | 0 | 0 | 0 | 0 | 0 | 0 | 0 | 0 | 0 | 0 | 0 | 0 | 215.4144 | 215.4144 | 215.4144 | 215.4144 | 215.4144 | 215.4144 | 215.4144 | 215.4144 | 215.4144 | 215.4144 | 0 | 0 | 0 | 0 | 0 | 0 | 0 | 0 | 0 | 0 | 0 | 0 | 0 | 0 | 0 | 0 | 0 | 0 | 0 | 0 | 0 | 0 | 0 | 0 | 0 | 0 | 0 | 0 | 0 | 0 | 0 | 0 | 0 | 0 | 0 | 0 | 0 | 0 | 0 | 0 | 0 | 0 | 0 | 0 | 0 | 0 | 0 | 0 | 0 | 0 | 0 | 0
Commercial | Bid For Efficiency | 0 | Bid for Efficiency | 10 | 0 | 100% | 0 | 2450021.4676 | 283.3998 | 0 | 0 | 76664.8076 | 0 | 185501.23 |  | 14.2978 | 0.67633 | 5.909 | 16.9304 | 32.9563 | 0.010478 | 0.064817 | 938368.0793 | 172779.267 | 2004133.48 | 1228636.8204 | 158802.0563 | 65630.4494 |  | 0 | 0 | 2450021.4676 | 2450021.4676 | 2450021.4676 | 2450021.4676 | 2450021.4676 | 2450021.4676 | 2450021.4676 | 2450021.4676 | 2450021.4676 | 2450021.4676 | 0 | 0 | 0 | 0 | 0 | 0 | 0 | 0 | 0 | 0 | 0 | 0 | 0 | 0 | 0 | 0 | 0 | 0 | 0 | 0 | 0 | 0 | 283.3998 | 283.3998 | 283.3998 | 283.3998 | 283.3998 | 283.3998 | 283.3998 | 283.3998 | 283.3998 | 283.3998 | 0 | 0 | 0 | 0 | 0 | 0 | 0 | 0 | 0 | 0 | 0 | 0 | 0 | 0 | 0 | 0 | 0 | 0 | 0 | 0 | 0 | 0 | 0 | 0 | 0 | 0 | 0 | 0 | 0 | 0 | 0 | 0 | 0 | 0 | 0 | 0 | 0 | 0 | 0 | 0 | 0 | 0 | 0 | 0 | 0 | 0 | 0 | 0 | 0 | 0 | 0 | 0
Commercial | Retrocommissioning | 0 | Retrocommissioning (Large Customer) | 5 | 0 | 83.46% | 0 | 0 | 0 | 0 | 0 | 0 | 0 | 0 |  | n/a | n/a | n/a | n/a | n/a | 0 | 0 | 0 | 0 | 0 | 0 | 0 | 0 |  | 0 | 0 | 0 | 0 | 0 | 0 | 0 | 0 | 0 | 0 | 0 | 0 | 0 | 0 | 0 | 0 | 0 | 0 | 0 | 0 | 0 | 0 | 0 | 0 | 0 | 0 | 0 | 0 | 0 | 0 | 0 | 0 | 0 | 0 | 0 | 0 | 0 | 0 | 0 | 0 | 0 | 0 | 0 | 0 | 0 | 0 | 0 | 0 | 0 | 0 | 0 | 0 | 0 | 0 | 0 | 0 | 0 | 0 | 0 | 0 | 0 | 0 | 0 | 0 | 0 | 0 | 0 | 0 | 0 | 0 | 0 | 0 | 0 | 0 | 0 | 0 | 0 | 0 | 0 | 0 | 0 | 0 | 0 | 0 | 0 | 0 | 0 | 0 | 0 | 0 | 0 | 0 | 0 | 0 | 0 | 0
Commercial | Retrocommissioning | 0 | Retrocommissioning (Mid-Sized Customer) | 5 | 0 | 83.46% | 0 | 733307.6341 | 93.1502 | 0 | 0 | 20866.0407 | 0 | 83282.62 |  | 9.0553 | 0.58084 | 2.2688 | 10.7805 | 26.7109 | 0.026374 | 0.097225 | 161753.1552 | 30817.5678 | 405835.0085 | 207184.2799 | 71295.7607 | 17862.7935 |  | 0 | 0 | 733307.6341 | 733307.6341 | 733307.6341 | 733307.6341 | 733307.6341 | 0 | 0 | 0 | 0 | 0 | 0 | 0 | 0 | 0 | 0 | 0 | 0 | 0 | 0 | 0 | 0 | 0 | 0 | 0 | 0 | 0 | 0 | 0 | 0 | 0 | 0 | 0 | 93.1502 | 93.1502 | 93.1502 | 93.1502 | 93.1502 | 0 | 0 | 0 | 0 | 0 | 0 | 0 | 0 | 0 | 0 | 0 | 0 | 0 | 0 | 0 | 0 | 0 | 0 | 0 | 0 | 0 | 0 | 0 | 0 | 0 | 0 | 0 | 0 | 0 | 0 | 0 | 0 | 0 | 0 | 0 | 0 | 0 | 0 | 0 | 0 | 0 | 0 | 0 | 0 | 0 | 0 | 0 | 0 | 0 | 0 | 0 | 0 | 0 | 0 | 0 | 0 | 0
Industrial | Retrocommissioning | 0 | Retrocommissioning (Large Customer) | 5 | 0 | 83.46% | 0 | 0 | 0 | 0 | 0 | 0 | 0 | 0 |  | n/a | n/a | n/a | n/a | n/a | 0 | 0 | 0 | 0 | 0 | 0 | 0 | 0 |  | 0 | 0 | 0 | 0 | 0 | 0 | 0 | 0 | 0 | 0 | 0 | 0 | 0 | 0 | 0 | 0 | 0 | 0 | 0 | 0 | 0 | 0 | 0 | 0 | 0 | 0 | 0 | 0 | 0 | 0 | 0 | 0 | 0 | 0 | 0 | 0 | 0 | 0 | 0 | 0 | 0 | 0 | 0 | 0 | 0 | 0 | 0 | 0 | 0 | 0 | 0 | 0 | 0 | 0 | 0 | 0 | 0 | 0 | 0 | 0 | 0 | 0 | 0 | 0 | 0 | 0 | 0 | 0 | 0 | 0 | 0 | 0 | 0 | 0 | 0 | 0 | 0 | 0 | 0 | 0 | 0 | 0 | 0 | 0 | 0 | 0 | 0 | 0 | 0 | 0 | 0 | 0 | 0 | 0 | 0 | 0
Industrial | Retrocommissioning | 0 | Retrocommissioning (Mid-Sized Customer) | 5 | 0 | 83.46% | 0 | 0 | 0 | 0 | 0 | 0 | 0 | 0 |  | n/a | n/a | n/a | n/a | n/a | 0 | 0 | 0 | 0 | 0 | 0 | 0 | 0 |  | 0 | 0 | 0 | 0 | 0 | 0 | 0 | 0 | 0 | 0 | 0 | 0 | 0 | 0 | 0 | 0 | 0 | 0 | 0 | 0 | 0 | 0 | 0 | 0 | 0 | 0 | 0 | 0 | 0 | 0 | 0 | 0 | 0 | 0 | 0 | 0 | 0 | 0 | 0 | 0 | 0 | 0 | 0 | 0 | 0 | 0 | 0 | 0 | 0 | 0 | 0 | 0 | 0 | 0 | 0 | 0 | 0 | 0 | 0 | 0 | 0 | 0 | 0 | 0 | 0 | 0 | 0 | 0 | 0 | 0 | 0 | 0 | 0 | 0 | 0 | 0 | 0 | 0 | 0 | 0 | 0 | 0 | 0 | 0 | 0 | 0 | 0 | 0 | 0 | 0 | 0 | 0 | 0 | 0 | 0 | 0
Commercial | Continuous Energy Management | 0 | Continuous Energy Management | 3 | 0 | 100% | 0 | 0 | 0 | 0 | 0 | 0 | 0 | 0 |  | n/a | n/a | n/a | n/a | n/a | 0 | 0 | 0 | 0 | 0 | 0 | 0 | 0 |  | 0 | 0 | 0 | 0 | 0 | 0 | 0 | 0 | 0 | 0 | 0 | 0 | 0 | 0 | 0 | 0 | 0 | 0 | 0 | 0 | 0 | 0 | 0 | 0 | 0 | 0 | 0 | 0 | 0 | 0 | 0 | 0 | 0 | 0 | 0 | 0 | 0 | 0 | 0 | 0 | 0 | 0 | 0 | 0 | 0 | 0 | 0 | 0 | 0 | 0 | 0 | 0 | 0 | 0 | 0 | 0 | 0 | 0 | 0 | 0 | 0 | 0 | 0 | 0 | 0 | 0 | 0 | 0 | 0 | 0 | 0 | 0 | 0 | 0 | 0 | 0 | 0 | 0 | 0 | 0 | 0 | 0 | 0 | 0 | 0 | 0 | 0 | 0 | 0 | 0 | 0 | 0 | 0 | 0 | 0 | 0
Industrial | Continuous Energy Management | 0 | Continuous Energy Management | 3 | 0 | 100% | 0 | 0 | 0 | 0 | 0 | 0 | 0 | 0 |  | n/a | n/a | n/a | n/a | n/a | 0 | 0 | 0 | 0 | 0 | 0 | 0 | 0 |  | 0 | 0 | 0 | 0 | 0 | 0 | 0 | 0 | 0 | 0 | 0 | 0 | 0 | 0 | 0 | 0 | 0 | 0 | 0 | 0 | 0 | 0 | 0 | 0 | 0 | 0 | 0 | 0 | 0 | 0 | 0 | 0 | 0 | 0 | 0 | 0 | 0 | 0 | 0 | 0 | 0 | 0 | 0 | 0 | 0 | 0 | 0 | 0 | 0 | 0 | 0 | 0 | 0 | 0 | 0 | 0 | 0 | 0 | 0 | 0 | 0 | 0 | 0 | 0 | 0 | 0 | 0 | 0 | 0 | 0 | 0 | 0 | 0 | 0 | 0 | 0 | 0 | 0 | 0 | 0 | 0 | 0 | 0 | 0 | 0 | 0 | 0 | 0 | 0 | 0 | 0 | 0 | 0 | 0 | 0 | 0
Residential | Residential Efficient Products | Appliance | ENERGY STAR Air Purifier | 9 | 0 | 79% | 0 | 15600.8939 | 1.8046 | 0 | 0 | 3871 | 0 | 1750 | 1722.88 | 1.1552 | 0.37041 | 1.8608 | 1.3692 | 4.7767 | 0.033081 | 0.19057 | 5532.1665 | 1024.5408 | 14331.0568 | 11962.4022 | 1498.1227 | 3313.8474 | 1474.9061 | 0 | 0 | 15600.8939 | 15600.8939 | 15600.8939 | 15600.8939 | 15600.8939 | 15600.8939 | 15600.8939 | 15600.8939 | 15600.8939 | 0 | 0 | 0 | 0 | 0 | 0 | 0 | 0 | 0 | 0 | 0 | 0 | 0 | 0 | 0 | 0 | 0 | 0 | 0 | 0 | 0 | 0 | 0 | 1.8046 | 1.8046 | 1.8046 | 1.8046 | 1.8046 | 1.8046 | 1.8046 | 1.8046 | 1.8046 | 0 | 0 | 0 | 0 | 0 | 0 | 0 | 0 | 0 | 0 | 0 | 0 | 0 | 0 | 0 | 0 | 0 | 0 | 0 | 0 | 0 | 0 | 0 | 0 | 0 | 0 | 0 | 0 | 0 | 0 | 0 | 0 | 0 | 0 | 0 | 0 | 0 | 0 | 0 | 0 | 0 | 0 | 0 | 0 | 0 | 0 | 0 | 0 | 0 | 0 | 0 | 0 | 0
#N/A | 0 | 0 | 0 | #N/A | #N/A | 0% | #N/A | #N/A | #N/A | #N/A | #N/A | #N/A | #N/A | 0 |  | #N/A | #N/A | n/a | #N/A | #N/A | 0 | 0 | #N/A | #N/A | #N/A | #N/A | 0 | #N/A |  | #N/A | #N/A | #N/A | #N/A | #N/A | #N/A | #N/A | #N/A | #N/A | #N/A | #N/A | #N/A | #N/A | #N/A | #N/A | #N/A | #N/A | #N/A | #N/A | #N/A | #N/A | #N/A | #N/A | #N/A | #N/A | #N/A | #N/A | #N/A | #N/A | #N/A | #N/A | #N/A | #N/A | #N/A | #N/A | #N/A | #N/A | #N/A | #N/A | #N/A | #N/A | #N/A | #N/A | #N/A | #N/A | #N/A | #N/A | #N/A | #N/A | #N/A | #N/A | #N/A | #N/A | #N/A | #N/A | #N/A | #N/A | #N/A | #N/A | #N/A | #N/A | #N/A | #N/A | #N/A | #N/A | #N/A | #N/A | #N/A | #N/A | #N/A | #N/A | #N/A | #N/A | #N/A | #N/A | #N/A | #N/A | #N/A | #N/A | #N/A | #N/A | #N/A | #N/A | #N/A | #N/A | #N/A | #N/A | #N/A | #N/A | #N/A | #N/A | #N/A | #N/A | #N/A | #N/A | #N/A
#N/A | 0 | 0 | 0 | #N/A | #N/A | 0% | #N/A | #N/A | #N/A | #N/A | #N/A | #N/A | #N/A | 0 |  | #N/A | #N/A | n/a | #N/A | #N/A | 0 | 0 | #N/A | #N/A | #N/A | #N/A | 0 | #N/A |  | #N/A | #N/A | #N/A | #N/A | #N/A | #N/A | #N/A | #N/A | #N/A | #N/A | #N/A | #N/A | #N/A | #N/A | #N/A | #N/A | #N/A | #N/A | #N/A | #N/A | #N/A | #N/A | #N/A | #N/A | #N/A | #N/A | #N/A | #N/A | #N/A | #N/A | #N/A | #N/A | #N/A | #N/A | #N/A | #N/A | #N/A | #N/A | #N/A | #N/A | #N/A | #N/A | #N/A | #N/A | #N/A | #N/A | #N/A | #N/A | #N/A | #N/A | #N/A | #N/A | #N/A | #N/A | #N/A | #N/A | #N/A | #N/A | #N/A | #N/A | #N/A | #N/A | #N/A | #N/A | #N/A | #N/A | #N/A | #N/A | #N/A | #N/A | #N/A | #N/A | #N/A | #N/A | #N/A | #N/A | #N/A | #N/A | #N/A | #N/A | #N/A | #N/A | #N/A | #N/A | #N/A | #N/A | #N/A | #N/A | #N/A | #N/A | #N/A | #N/A | #N/A | #N/A | #N/A | #N/A
#N/A | 0 | 0 | 0 | #N/A | #N/A | 0% | #N/A | #N/A | #N/A | #N/A | #N/A | #N/A | #N/A | 0 |  | #N/A | #N/A | n/a | #N/A | #N/A | 0 | 0 | #N/A | #N/A | #N/A | #N/A | 0 | #N/A |  | #N/A | #N/A | #N/A | #N/A | #N/A | #N/A | #N/A | #N/A | #N/A | #N/A | #N/A | #N/A | #N/A | #N/A | #N/A | #N/A | #N/A | #N/A | #N/A | #N/A | #N/A | #N/A | #N/A | #N/A | #N/A | #N/A | #N/A | #N/A | #N/A | #N/A | #N/A | #N/A | #N/A | #N/A | #N/A | #N/A | #N/A | #N/A | #N/A | #N/A | #N/A | #N/A | #N/A | #N/A | #N/A | #N/A | #N/A | #N/A | #N/A | #N/A | #N/A | #N/A | #N/A | #N/A | #N/A | #N/A | #N/A | #N/A | #N/A | #N/A | #N/A | #N/A | #N/A | #N/A | #N/A | #N/A | #N/A | #N/A | #N/A | #N/A | #N/A | #N/A | #N/A | #N/A | #N/A | #N/A | #N/A | #N/A | #N/A | #N/A | #N/A | #N/A | #N/A | #N/A | #N/A | #N/A | #N/A | #N/A | #N/A | #N/A | #N/A | #N/A | #N/A | #N/A | #N/A | #N/A
#N/A | 0 | 0 | 0 | #N/A | #N/A | 0% | #N/A | #N/A | #N/A | #N/A | #N/A | #N/A | #N/A | 0 |  | #N/A | #N/A | n/a | #N/A | #N/A | 0 | 0 | #N/A | #N/A | #N/A | #N/A | 0 | #N/A |  | #N/A | #N/A | #N/A | #N/A | #N/A | #N/A | #N/A | #N/A | #N/A | #N/A | #N/A | #N/A | #N/A | #N/A | #N/A | #N/A | #N/A | #N/A | #N/A | #N/A | #N/A | #N/A | #N/A | #N/A | #N/A | #N/A | #N/A | #N/A | #N/A | #N/A | #N/A | #N/A | #N/A | #N/A | #N/A | #N/A | #N/A | #N/A | #N/A | #N/A | #N/A | #N/A | #N/A | #N/A | #N/A | #N/A | #N/A | #N/A | #N/A | #N/A | #N/A | #N/A | #N/A | #N/A | #N/A | #N/A | #N/A | #N/A | #N/A | #N/A | #N/A | #N/A | #N/A | #N/A | #N/A | #N/A | #N/A | #N/A | #N/A | #N/A | #N/A | #N/A | #N/A | #N/A | #N/A | #N/A | #N/A | #N/A | #N/A | #N/A | #N/A | #N/A | #N/A | #N/A | #N/A | #N/A | #N/A | #N/A | #N/A | #N/A | #N/A | #N/A | #N/A | #N/A | #N/A | #N/A
#N/A | 0 | 0 | 0 | #N/A | #N/A | 0% | #N/A | #N/A | #N/A | #N/A | #N/A | #N/A | #N/A | 0 |  | #N/A | #N/A | n/a | #N/A | #N/A | 0 | 0 | #N/A | #N/A | #N/A | #N/A | 0 | #N/A |  | #N/A | #N/A | #N/A | #N/A | #N/A | #N/A | #N/A | #N/A | #N/A | #N/A | #N/A | #N/A | #N/A | #N/A | #N/A | #N/A | #N/A | #N/A | #N/A | #N/A | #N/A | #N/A | #N/A | #N/A | #N/A | #N/A | #N/A | #N/A | #N/A | #N/A | #N/A | #N/A | #N/A | #N/A | #N/A | #N/A | #N/A | #N/A | #N/A | #N/A | #N/A | #N/A | #N/A | #N/A | #N/A | #N/A | #N/A | #N/A | #N/A | #N/A | #N/A | #N/A | #N/A | #N/A | #N/A | #N/A | #N/A | #N/A | #N/A | #N/A | #N/A | #N/A | #N/A | #N/A | #N/A | #N/A | #N/A | #N/A | #N/A | #N/A | #N/A | #N/A | #N/A | #N/A | #N/A | #N/A | #N/A | #N/A | #N/A | #N/A | #N/A | #N/A | #N/A | #N/A | #N/A | #N/A | #N/A | #N/A | #N/A | #N/A | #N/A | #N/A | #N/A | #N/A | #N/A | #N/A
#N/A | 0 | 0 | 0 | #N/A | #N/A | 0% | #N/A | #N/A | #N/A | #N/A | #N/A | #N/A | #N/A | 0 |  | #N/A | #N/A | n/a | #N/A | #N/A | 0 | 0 | #N/A | #N/A | #N/A | #N/A | 0 | #N/A |  | #N/A | #N/A | #N/A | #N/A | #N/A | #N/A | #N/A | #N/A | #N/A | #N/A | #N/A | #N/A | #N/A | #N/A | #N/A | #N/A | #N/A | #N/A | #N/A | #N/A | #N/A | #N/A | #N/A | #N/A | #N/A | #N/A | #N/A | #N/A | #N/A | #N/A | #N/A | #N/A | #N/A | #N/A | #N/A | #N/A | #N/A | #N/A | #N/A | #N/A | #N/A | #N/A | #N/A | #N/A | #N/A | #N/A | #N/A | #N/A | #N/A | #N/A | #N/A | #N/A | #N/A | #N/A | #N/A | #N/A | #N/A | #N/A | #N/A | #N/A | #N/A | #N/A | #N/A | #N/A | #N/A | #N/A | #N/A | #N/A | #N/A | #N/A | #N/A | #N/A | #N/A | #N/A | #N/A | #N/A | #N/A | #N/A | #N/A | #N/A | #N/A | #N/A | #N/A | #N/A | #N/A | #N/A | #N/A | #N/A | #N/A | #N/A | #N/A | #N/A | #N/A | #N/A | #N/A | #N/A
#N/A | 0 | 0 | 0 | #N/A | #N/A | 0% | #N/A | #N/A | #N/A | #N/A | #N/A | #N/A | #N/A | 0 |  | #N/A | #N/A | n/a | #N/A | #N/A | 0 | 0 | #N/A | #N/A | #N/A | #N/A | 0 | #N/A |  | #N/A | #N/A | #N/A | #N/A | #N/A | #N/A | #N/A | #N/A | #N/A | #N/A | #N/A | #N/A | #N/A | #N/A | #N/A | #N/A | #N/A | #N/A | #N/A | #N/A | #N/A | #N/A | #N/A | #N/A | #N/A | #N/A | #N/A | #N/A | #N/A | #N/A | #N/A | #N/A | #N/A | #N/A | #N/A | #N/A | #N/A | #N/A | #N/A | #N/A | #N/A | #N/A | #N/A | #N/A | #N/A | #N/A | #N/A | #N/A | #N/A | #N/A | #N/A | #N/A | #N/A | #N/A | #N/A | #N/A | #N/A | #N/A | #N/A | #N/A | #N/A | #N/A | #N/A | #N/A | #N/A | #N/A | #N/A | #N/A | #N/A | #N/A | #N/A | #N/A | #N/A | #N/A | #N/A | #N/A | #N/A | #N/A | #N/A | #N/A | #N/A | #N/A | #N/A | #N/A | #N/A | #N/A | #N/A | #N/A | #N/A | #N/A | #N/A | #N/A | #N/A | #N/A | #N/A | #N/A
0 | 0 | 0 | 0 | 0 | 0 | 0% | 0 | 0 | 0 | 0 | 0 | 0 | 0 | 0 |  | n/a | n/a | n/a | n/a | n/a | 0 | 0 | 0 | 0 | #DIV/0! | 0 | 0 | 0 |  | 0 | 0 | 0 | 0 | 0 | 0 | 0 | 0 | 0 | 0 | 0 | 0 | 0 | 0 | 0 | 0 | 0 | 0 | 0 | 0 | 0 | 0 | 0 | 0 | 0 | 0 | 0 | 0 | 0 | 0 | 0 | 0 | 0 | 0 | 0 | 0 | 0 | 0 | 0 | 0 | 0 | 0 | 0 | 0 | 0 | 0 | 0 | 0 | 0 | 0 | 0 | 0 | 0 | 0 | 0 | 0 | 0 | 0 | 0 | 0 | 0 | 0 | 0 | 0 | 0 | 0 | 0 | 0 | 0 | 0 | 0 | 0 | 0 | 0 | 0 | 0 | 0 | 0 | 0 | 0 | 0 | 0 | 0 | 0 | 0 | 0 | 0 | 0 | 0 | 0 | 0 | 0 | 0 | 0 | 0 | 0
0 | 0 | 0 | 0 | 0 | 0 | 0% | 0 | 0 | 0 | 0 | 0 | 0 | 0 | 0 |  | n/a | n/a | n/a | n/a | n/a | 0 | 0 | 0 | 0 | #DIV/0! | 0 | 0 | 0 |  | 0 | 0 | 0 | 0 | 0 | 0 | 0 | 0 | 0 | 0 | 0 | 0 | 0 | 0 | 0 | 0 | 0 | 0 | 0 | 0 | 0 | 0 | 0 | 0 | 0 | 0 | 0 | 0 | 0 | 0 | 0 | 0 | 0 | 0 | 0 | 0 | 0 | 0 | 0 | 0 | 0 | 0 | 0 | 0 | 0 | 0 | 0 | 0 | 0 | 0 | 0 | 0 | 0 | 0 | 0 | 0 | 0 | 0 | 0 | 0 | 0 | 0 | 0 | 0 | 0 | 0 | 0 | 0 | 0 | 0 | 0 | 0 | 0 | 0 | 0 | 0 | 0 | 0 | 0 | 0 | 0 | 0 | 0 | 0 | 0 | 0 | 0 | 0 | 0 | 0 | 0 | 0 | 0 | 0 | 0 | 0
0 | 0 | 0 | 0 | 0 | 0 | 0% | 0 | 0 | 0 | 0 | 0 | 0 | 0 | 0 |  | n/a | n/a | n/a | n/a | n/a | 0 | 0 | 0 | 0 | #DIV/0! | 0 | 0 | 0 |  | 0 | 0 | 0 | 0 | 0 | 0 | 0 | 0 | 0 | 0 | 0 | 0 | 0 | 0 | 0 | 0 | 0 | 0 | 0 | 0 | 0 | 0 | 0 | 0 | 0 | 0 | 0 | 0 | 0 | 0 | 0 | 0 | 0 | 0 | 0 | 0 | 0 | 0 | 0 | 0 | 0 | 0 | 0 | 0 | 0 | 0 | 0 | 0 | 0 | 0 | 0 | 0 | 0 | 0 | 0 | 0 | 0 | 0 | 0 | 0 | 0 | 0 | 0 | 0 | 0 | 0 | 0 | 0 | 0 | 0 | 0 | 0 | 0 | 0 | 0 | 0 | 0 | 0 | 0 | 0 | 0 | 0 | 0 | 0 | 0 | 0 | 0 | 0 | 0 | 0 | 0 | 0 | 0 | 0 | 0 | 0
0 | 0 | 0 | 0 | 0 | 0 | 0% | 0 | 0 | 0 | 0 | 0 | 0 | 0 | 0 |  | n/a | n/a | n/a | n/a | n/a | 0 | 0 | 0 | 0 | #DIV/0! | 0 | 0 | 0 |  | 0 | 0 | 0 | 0 | 0 | 0 | 0 | 0 | 0 | 0 | 0 | 0 | 0 | 0 | 0 | 0 | 0 | 0 | 0 | 0 | 0 | 0 | 0 | 0 | 0 | 0 | 0 | 0 | 0 | 0 | 0 | 0 | 0 | 0 | 0 | 0 | 0 | 0 | 0 | 0 | 0 | 0 | 0 | 0 | 0 | 0 | 0 | 0 | 0 | 0 | 0 | 0 | 0 | 0 | 0 | 0 | 0 | 0 | 0 | 0 | 0 | 0 | 0 | 0 | 0 | 0 | 0 | 0 | 0 | 0 | 0 | 0 | 0 | 0 | 0 | 0 | 0 | 0 | 0 | 0 | 0 | 0 | 0 | 0 | 0 | 0 | 0 | 0 | 0 | 0 | 0 | 0 | 0 | 0 | 0 | 0
0 | 0 | 0 | 0 | 0 | 0 | 0% | 0 | 0 | 0 | 0 | 0 | 0 | 0 | 0 |  | n/a | n/a | n/a | n/a | n/a | 0 | 0 | 0 | 0 | #DIV/0! | 0 | 0 | 0 |  | 0 | 0 | 0 | 0 | 0 | 0 | 0 | 0 | 0 | 0 | 0 | 0 | 0 | 0 | 0 | 0 | 0 | 0 | 0 | 0 | 0 | 0 | 0 | 0 | 0 | 0 | 0 | 0 | 0 | 0 | 0 | 0 | 0 | 0 | 0 | 0 | 0 | 0 | 0 | 0 | 0 | 0 | 0 | 0 | 0 | 0 | 0 | 0 | 0 | 0 | 0 | 0 | 0 | 0 | 0 | 0 | 0 | 0 | 0 | 0 | 0 | 0 | 0 | 0 | 0 | 0 | 0 | 0 | 0 | 0 | 0 | 0 | 0 | 0 | 0 | 0 | 0 | 0 | 0 | 0 | 0 | 0 | 0 | 0 | 0 | 0 | 0 | 0 | 0 | 0 | 0 | 0 | 0 | 0 | 0 | 0
0 | 0 | 0 | 0 | 0 | 0 | 0% | 0 | 0 | 0 | 0 | 0 | 0 | 0 | 0 |  | n/a | n/a | n/a | n/a | n/a | 0 | 0 | 0 | 0 | #DIV/0! | 0 | 0 | 0 |  | 0 | 0 | 0 | 0 | 0 | 0 | 0 | 0 | 0 | 0 | 0 | 0 | 0 | 0 | 0 | 0 | 0 | 0 | 0 | 0 | 0 | 0 | 0 | 0 | 0 | 0 | 0 | 0 | 0 | 0 | 0 | 0 | 0 | 0 | 0 | 0 | 0 | 0 | 0 | 0 | 0 | 0 | 0 | 0 | 0 | 0 | 0 | 0 | 0 | 0 | 0 | 0 | 0 | 0 | 0 | 0 | 0 | 0 | 0 | 0 | 0 | 0 | 0 | 0 | 0 | 0 | 0 | 0 | 0 | 0 | 0 | 0 | 0 | 0 | 0 | 0 | 0 | 0 | 0 | 0 | 0 | 0 | 0 | 0 | 0 | 0 | 0 | 0 | 0 | 0 | 0 | 0 | 0 | 0 | 0 | 0
0 | 0 | 0 | 0 | 0 | 0 | 0% | 0 | 0 | 0 | 0 | 0 | 0 | 0 | 0 |  | n/a | n/a | n/a | n/a | n/a | 0 | 0 | 0 | 0 | #DIV/0! | 0 | 0 | 0 |  | 0 | 0 | 0 | 0 | 0 | 0 | 0 | 0 | 0 | 0 | 0 | 0 | 0 | 0 | 0 | 0 | 0 | 0 | 0 | 0 | 0 | 0 | 0 | 0 | 0 | 0 | 0 | 0 | 0 | 0 | 0 | 0 | 0 | 0 | 0 | 0 | 0 | 0 | 0 | 0 | 0 | 0 | 0 | 0 | 0 | 0 | 0 | 0 | 0 | 0 | 0 | 0 | 0 | 0 | 0 | 0 | 0 | 0 | 0 | 0 | 0 | 0 | 0 | 0 | 0 | 0 | 0 | 0 | 0 | 0 | 0 | 0 | 0 | 0 | 0 | 0 | 0 | 0 | 0 | 0 | 0 | 0 | 0 | 0 | 0 | 0 | 0 | 0 | 0 | 0 | 0 | 0 | 0 | 0 | 0 | 0
0 | 0 | 0 | 0 | 0 | 0 | 0% | 0 | 0 | 0 | 0 | 0 | 0 | 0 | 0 |  | n/a | n/a | n/a | n/a | n/a | 0 | 0 | 0 | 0 | #DIV/0! | 0 | 0 | 0 |  | 0 | 0 | 0 | 0 | 0 | 0 | 0 | 0 | 0 | 0 | 0 | 0 | 0 | 0 | 0 | 0 | 0 | 0 | 0 | 0 | 0 | 0 | 0 | 0 | 0 | 0 | 0 | 0 | 0 | 0 | 0 | 0 | 0 | 0 | 0 | 0 | 0 | 0 | 0 | 0 | 0 | 0 | 0 | 0 | 0 | 0 | 0 | 0 | 0 | 0 | 0 | 0 | 0 | 0 | 0 | 0 | 0 | 0 | 0 | 0 | 0 | 0 | 0 | 0 | 0 | 0 | 0 | 0 | 0 | 0 | 0 | 0 | 0 | 0 | 0 | 0 | 0 | 0 | 0 | 0 | 0 | 0 | 0 | 0 | 0 | 0 | 0 | 0 | 0 | 0 | 0 | 0 | 0 | 0 | 0 | 0
0 | 0 | 0 | 0 | 0 | 0 | 0% | 0 | 0 | 0 | 0 | 0 | 0 | 0 | 0 |  | n/a | n/a | n/a | n/a | n/a | 0 | 0 | 0 | 0 | #DIV/0! | 0 | 0 | 0 |  | 0 | 0 | 0 | 0 | 0 | 0 | 0 | 0 | 0 | 0 | 0 | 0 | 0 | 0 | 0 | 0 | 0 | 0 | 0 | 0 | 0 | 0 | 0 | 0 | 0 | 0 | 0 | 0 | 0 | 0 | 0 | 0 | 0 | 0 | 0 | 0 | 0 | 0 | 0 | 0 | 0 | 0 | 0 | 0 | 0 | 0 | 0 | 0 | 0 | 0 | 0 | 0 | 0 | 0 | 0 | 0 | 0 | 0 | 0 | 0 | 0 | 0 | 0 | 0 | 0 | 0 | 0 | 0 | 0 | 0 | 0 | 0 | 0 | 0 | 0 | 0 | 0 | 0 | 0 | 0 | 0 | 0 | 0 | 0 | 0 | 0 | 0 | 0 | 0 | 0 | 0 | 0 | 0 | 0 | 0 | 0
0 | 0 | 0 | 0 | 0 | 0 | 0% | 0 | 0 | 0 | 0 | 0 | 0 | 0 | 0 |  | n/a | n/a | n/a | n/a | n/a | 0 | 0 | 0 | 0 | #DIV/0! | 0 | 0 | 0 |  | 0 | 0 | 0 | 0 | 0 | 0 | 0 | 0 | 0 | 0 | 0 | 0 | 0 | 0 | 0 | 0 | 0 | 0 | 0 | 0 | 0 | 0 | 0 | 0 | 0 | 0 | 0 | 0 | 0 | 0 | 0 | 0 | 0 | 0 | 0 | 0 | 0 | 0 | 0 | 0 | 0 | 0 | 0 | 0 | 0 | 0 | 0 | 0 | 0 | 0 | 0 | 0 | 0 | 0 | 0 | 0 | 0 | 0 | 0 | 0 | 0 | 0 | 0 | 0 | 0 | 0 | 0 | 0 | 0 | 0 | 0 | 0 | 0 | 0 | 0 | 0 | 0 | 0 | 0 | 0 | 0 | 0 | 0 | 0 | 0 | 0 | 0 | 0 | 0 | 0 | 0 | 0 | 0 | 0 | 0 | 0
0 | 0 | 0 | 0 | 0 | 0 | 0% | 0 | 0 | 0 | 0 | 0 | 0 | 0 | 0 |  | n/a | n/a | n/a | n/a | n/a | 0 | 0 | 0 | 0 | #DIV/0! | 0 | 0 | 0 |  | 0 | 0 | 0 | 0 | 0 | 0 | 0 | 0 | 0 | 0 | 0 | 0 | 0 | 0 | 0 | 0 | 0 | 0 | 0 | 0 | 0 | 0 | 0 | 0 | 0 | 0 | 0 | 0 | 0 | 0 | 0 | 0 | 0 | 0 | 0 | 0 | 0 | 0 | 0 | 0 | 0 | 0 | 0 | 0 | 0 | 0 | 0 | 0 | 0 | 0 | 0 | 0 | 0 | 0 | 0 | 0 | 0 | 0 | 0 | 0 | 0 | 0 | 0 | 0 | 0 | 0 | 0 | 0 | 0 | 0 | 0 | 0 | 0 | 0 | 0 | 0 | 0 | 0 | 0 | 0 | 0 | 0 | 0 | 0 | 0 | 0 | 0 | 0 | 0 | 0 | 0 | 0 | 0 | 0 | 0 | 0
0 | 0 | 0 | 0 | 0 | 0 | 0% | 0 | 0 | 0 | 0 | 0 | 0 | 0 | 0 |  | n/a | n/a | n/a | n/a | n/a | 0 | 0 | 0 | 0 | #DIV/0! | 0 | 0 | 0 |  | 0 | 0 | 0 | 0 | 0 | 0 | 0 | 0 | 0 | 0 | 0 | 0 | 0 | 0 | 0 | 0 | 0 | 0 | 0 | 0 | 0 | 0 | 0 | 0 | 0 | 0 | 0 | 0 | 0 | 0 | 0 | 0 | 0 | 0 | 0 | 0 | 0 | 0 | 0 | 0 | 0 | 0 | 0 | 0 | 0 | 0 | 0 | 0 | 0 | 0 | 0 | 0 | 0 | 0 | 0 | 0 | 0 | 0 | 0 | 0 | 0 | 0 | 0 | 0 | 0 | 0 | 0 | 0 | 0 | 0 | 0 | 0 | 0 | 0 | 0 | 0 | 0 | 0 | 0 | 0 | 0 | 0 | 0 | 0 | 0 | 0 | 0 | 0 | 0 | 0 | 0 | 0 | 0 | 0 | 0 | 0
0 | 0 | 0 | 0 | 0 | 0 | 0% | 0 | 0 | 0 | 0 | 0 | 0 | 0 | 0 |  | n/a | n/a | n/a | n/a | n/a | 0 | 0 | 0 | 0 | #DIV/0! | 0 | 0 | 0 |  | 0 | 0 | 0 | 0 | 0 | 0 | 0 | 0 | 0 | 0 | 0 | 0 | 0 | 0 | 0 | 0 | 0 | 0 | 0 | 0 | 0 | 0 | 0 | 0 | 0 | 0 | 0 | 0 | 0 | 0 | 0 | 0 | 0 | 0 | 0 | 0 | 0 | 0 | 0 | 0 | 0 | 0 | 0 | 0 | 0 | 0 | 0 | 0 | 0 | 0 | 0 | 0 | 0 | 0 | 0 | 0 | 0 | 0 | 0 | 0 | 0 | 0 | 0 | 0 | 0 | 0 | 0 | 0 | 0 | 0 | 0 | 0 | 0 | 0 | 0 | 0 | 0 | 0 | 0 | 0 | 0 | 0 | 0 | 0 | 0 | 0 | 0 | 0 | 0 | 0 | 0 | 0 | 0 | 0 | 0 | 0
0 | 0 | 0 | 0 | 0 | 0 | 0% | 0 | 0 | 0 | 0 | 0 | 0 | 0 | 0 |  | n/a | n/a | n/a | n/a | n/a | 0 | 0 | 0 | 0 | #DIV/0! | 0 | 0 | 0 |  | 0 | 0 | 0 | 0 | 0 | 0 | 0 | 0 | 0 | 0 | 0 | 0 | 0 | 0 | 0 | 0 | 0 | 0 | 0 | 0 | 0 | 0 | 0 | 0 | 0 | 0 | 0 | 0 | 0 | 0 | 0 | 0 | 0 | 0 | 0 | 0 | 0 | 0 | 0 | 0 | 0 | 0 | 0 | 0 | 0 | 0 | 0 | 0 | 0 | 0 | 0 | 0 | 0 | 0 | 0 | 0 | 0 | 0 | 0 | 0 | 0 | 0 | 0 | 0 | 0 | 0 | 0 | 0 | 0 | 0 | 0 | 0 | 0 | 0 | 0 | 0 | 0 | 0 | 0 | 0 | 0 | 0 | 0 | 0 | 0 | 0 | 0 | 0 | 0 | 0 | 0 | 0 | 0 | 0 | 0 | 0
0 | 0 | 0 | 0 | 0 | 0 | 0% | 0 | 0 | 0 | 0 | 0 | 0 | 0 | 0 |  | n/a | n/a | n/a | n/a | n/a | 0 | 0 | 0 | 0 | #DIV/0! | 0 | 0 | 0 |  | 0 | 0 | 0 | 0 | 0 | 0 | 0 | 0 | 0 | 0 | 0 | 0 | 0 | 0 | 0 | 0 | 0 | 0 | 0 | 0 | 0 | 0 | 0 | 0 | 0 | 0 | 0 | 0 | 0 | 0 | 0 | 0 | 0 | 0 | 0 | 0 | 0 | 0 | 0 | 0 | 0 | 0 | 0 | 0 | 0 | 0 | 0 | 0 | 0 | 0 | 0 | 0 | 0 | 0 | 0 | 0 | 0 | 0 | 0 | 0 | 0 | 0 | 0 | 0 | 0 | 0 | 0 | 0 | 0 | 0 | 0 | 0 | 0 | 0 | 0 | 0 | 0 | 0 | 0 | 0 | 0 | 0 | 0 | 0 | 0 | 0 | 0 | 0 | 0 | 0 | 0 | 0 | 0 | 0 | 0 | 0
0 | 0 | 0 | 0 | 0 | 0 | 0% | 0 | 0 | 0 | 0 | 0 | 0 | 0 | 0 |  | n/a | n/a | n/a | n/a | n/a | 0 | 0 | 0 | 0 | #DIV/0! | 0 | 0 | 0 |  | 0 | 0 | 0 | 0 | 0 | 0 | 0 | 0 | 0 | 0 | 0 | 0 | 0 | 0 | 0 | 0 | 0 | 0 | 0 | 0 | 0 | 0 | 0 | 0 | 0 | 0 | 0 | 0 | 0 | 0 | 0 | 0 | 0 | 0 | 0 | 0 | 0 | 0 | 0 | 0 | 0 | 0 | 0 | 0 | 0 | 0 | 0 | 0 | 0 | 0 | 0 | 0 | 0 | 0 | 0 | 0 | 0 | 0 | 0 | 0 | 0 | 0 | 0 | 0 | 0 | 0 | 0 | 0 | 0 | 0 | 0 | 0 | 0 | 0 | 0 | 0 | 0 | 0 | 0 | 0 | 0 | 0 | 0 | 0 | 0 | 0 | 0 | 0 | 0 | 0 | 0 | 0 | 0 | 0 | 0 | 0
0 | 0 | 0 | 0 | 0 | 0 | 0% | 0 | 0 | 0 | 0 | 0 | 0 | 0 | 0 |  | n/a | n/a | n/a | n/a | n/a | 0 | 0 | 0 | 0 | #DIV/0! | 0 | 0 | 0 |  | 0 | 0 | 0 | 0 | 0 | 0 | 0 | 0 | 0 | 0 | 0 | 0 | 0 | 0 | 0 | 0 | 0 | 0 | 0 | 0 | 0 | 0 | 0 | 0 | 0 | 0 | 0 | 0 | 0 | 0 | 0 | 0 | 0 | 0 | 0 | 0 | 0 | 0 | 0 | 0 | 0 | 0 | 0 | 0 | 0 | 0 | 0 | 0 | 0 | 0 | 0 | 0 | 0 | 0 | 0 | 0 | 0 | 0 | 0 | 0 | 0 | 0 | 0 | 0 | 0 | 0 | 0 | 0 | 0 | 0 | 0 | 0 | 0 | 0 | 0 | 0 | 0 | 0 | 0 | 0 | 0 | 0 | 0 | 0 | 0 | 0 | 0 | 0 | 0 | 0 | 0 | 0 | 0 | 0 | 0 | 0
0 | 0 | 0 | 0 | 0 | 0 | 0% | 0 | 0 | 0 | 0 | 0 | 0 | 0 | 0 |  | n/a | n/a | n/a | n/a | n/a | 0 | 0 | 0 | 0 | #DIV/0! | 0 | 0 | 0 |  | 0 | 0 | 0 | 0 | 0 | 0 | 0 | 0 | 0 | 0 | 0 | 0 | 0 | 0 | 0 | 0 | 0 | 0 | 0 | 0 | 0 | 0 | 0 | 0 | 0 | 0 | 0 | 0 | 0 | 0 | 0 | 0 | 0 | 0 | 0 | 0 | 0 | 0 | 0 | 0 | 0 | 0 | 0 | 0 | 0 | 0 | 0 | 0 | 0 | 0 | 0 | 0 | 0 | 0 | 0 | 0 | 0 | 0 | 0 | 0 | 0 | 0 | 0 | 0 | 0 | 0 | 0 | 0 | 0 | 0 | 0 | 0 | 0 | 0 | 0 | 0 | 0 | 0 | 0 | 0 | 0 | 0 | 0 | 0 | 0 | 0 | 0 | 0 | 0 | 0 | 0 | 0 | 0 | 0 | 0 | 0
0 | 0 | 0 | 0 | 0 | 0 | 0% | 0 | 0 | 0 | 0 | 0 | 0 | 0 | 0 |  | n/a | n/a | n/a | n/a | n/a | 0 | 0 | 0 | 0 | #DIV/0! | 0 | 0 | 0 |  | 0 | 0 | 0 | 0 | 0 | 0 | 0 | 0 | 0 | 0 | 0 | 0 | 0 | 0 | 0 | 0 | 0 | 0 | 0 | 0 | 0 | 0 | 0 | 0 | 0 | 0 | 0 | 0 | 0 | 0 | 0 | 0 | 0 | 0 | 0 | 0 | 0 | 0 | 0 | 0 | 0 | 0 | 0 | 0 | 0 | 0 | 0 | 0 | 0 | 0 | 0 | 0 | 0 | 0 | 0 | 0 | 0 | 0 | 0 | 0 | 0 | 0 | 0 | 0 | 0 | 0 | 0 | 0 | 0 | 0 | 0 | 0 | 0 | 0 | 0 | 0 | 0 | 0 | 0 | 0 | 0 | 0 | 0 | 0 | 0 | 0 | 0 | 0 | 0 | 0 | 0 | 0 | 0 | 0 | 0 | 0
0 | 0 | 0 | 0 | 0 | 0 | 0% | 0 | 0 | 0 | 0 | 0 | 0 | 0 | 0 |  | n/a | n/a | n/a | n/a | n/a | 0 | 0 | 0 | 0 | #DIV/0! | 0 | 0 | 0 |  | 0 | 0 | 0 | 0 | 0 | 0 | 0 | 0 | 0 | 0 | 0 | 0 | 0 | 0 | 0 | 0 | 0 | 0 | 0 | 0 | 0 | 0 | 0 | 0 | 0 | 0 | 0 | 0 | 0 | 0 | 0 | 0 | 0 | 0 | 0 | 0 | 0 | 0 | 0 | 0 | 0 | 0 | 0 | 0 | 0 | 0 | 0 | 0 | 0 | 0 | 0 | 0 | 0 | 0 | 0 | 0 | 0 | 0 | 0 | 0 | 0 | 0 | 0 | 0 | 0 | 0 | 0 | 0 | 0 | 0 | 0 | 0 | 0 | 0 | 0 | 0 | 0 | 0 | 0 | 0 | 0 | 0 | 0 | 0 | 0 | 0 | 0 | 0 | 0 | 0 | 0 | 0 | 0 | 0 | 0 | 0
0 | 0 | 0 | 0 | 0 | 0 | 0% | 0 | 0 | 0 | 0 | 0 | 0 | 0 | 0 |  | n/a | n/a | n/a | n/a | n/a | 0 | 0 | 0 | 0 | #DIV/0! | 0 | 0 | 0 |  | 0 | 0 | 0 | 0 | 0 | 0 | 0 | 0 | 0 | 0 | 0 | 0 | 0 | 0 | 0 | 0 | 0 | 0 | 0 | 0 | 0 | 0 | 0 | 0 | 0 | 0 | 0 | 0 | 0 | 0 | 0 | 0 | 0 | 0 | 0 | 0 | 0 | 0 | 0 | 0 | 0 | 0 | 0 | 0 | 0 | 0 | 0 | 0 | 0 | 0 | 0 | 0 | 0 | 0 | 0 | 0 | 0 | 0 | 0 | 0 | 0 | 0 | 0 | 0 | 0 | 0 | 0 | 0 | 0 | 0 | 0 | 0 | 0 | 0 | 0 | 0 | 0 | 0 | 0 | 0 | 0 | 0 | 0 | 0 | 0 | 0 | 0 | 0 | 0 | 0 | 0 | 0 | 0 | 0 | 0 | 0
0 | 0 | 0 | 0 | 0 | 0 | 0% | 0 | 0 | 0 | 0 | 0 | 0 | 0 | 0 |  | n/a | n/a | n/a | n/a | n/a | 0 | 0 | 0 | 0 | #DIV/0! | 0 | 0 | 0 |  | 0 | 0 | 0 | 0 | 0 | 0 | 0 | 0 | 0 | 0 | 0 | 0 | 0 | 0 | 0 | 0 | 0 | 0 | 0 | 0 | 0 | 0 | 0 | 0 | 0 | 0 | 0 | 0 | 0 | 0 | 0 | 0 | 0 | 0 | 0 | 0 | 0 | 0 | 0 | 0 | 0 | 0 | 0 | 0 | 0 | 0 | 0 | 0 | 0 | 0 | 0 | 0 | 0 | 0 | 0 | 0 | 0 | 0 | 0 | 0 | 0 | 0 | 0 | 0 | 0 | 0 | 0 | 0 | 0 | 0 | 0 | 0 | 0 | 0 | 0 | 0 | 0 | 0 | 0 | 0 | 0 | 0 | 0 | 0 | 0 | 0 | 0 | 0 | 0 | 0 | 0 | 0 | 0 | 0 | 0 | 0
0 | 0 | 0 | 0 | 0 | 0 | 0% | 0 | 0 | 0 | 0 | 0 | 0 | 0 | 0 |  | n/a | n/a | n/a | n/a | n/a | 0 | 0 | 0 | 0 | #DIV/0! | 0 | 0 | 0 |  | 0 | 0 | 0 | 0 | 0 | 0 | 0 | 0 | 0 | 0 | 0 | 0 | 0 | 0 | 0 | 0 | 0 | 0 | 0 | 0 | 0 | 0 | 0 | 0 | 0 | 0 | 0 | 0 | 0 | 0 | 0 | 0 | 0 | 0 | 0 | 0 | 0 | 0 | 0 | 0 | 0 | 0 | 0 | 0 | 0 | 0 | 0 | 0 | 0 | 0 | 0 | 0 | 0 | 0 | 0 | 0 | 0 | 0 | 0 | 0 | 0 | 0 | 0 | 0 | 0 | 0 | 0 | 0 | 0 | 0 | 0 | 0 | 0 | 0 | 0 | 0 | 0 | 0 | 0 | 0 | 0 | 0 | 0 | 0 | 0 | 0 | 0 | 0 | 0 | 0 | 0 | 0 | 0 | 0 | 0 | 0
0 | 0 | 0 | 0 | 0 | 0 | 0% | 0 | 0 | 0 | 0 | 0 | 0 | 0 | 0 |  | n/a | n/a | n/a | n/a | n/a | 0 | 0 | 0 | 0 | #DIV/0! | 0 | 0 | 0 |  | 0 | 0 | 0 | 0 | 0 | 0 | 0 | 0 | 0 | 0 | 0 | 0 | 0 | 0 | 0 | 0 | 0 | 0 | 0 | 0 | 0 | 0 | 0 | 0 | 0 | 0 | 0 | 0 | 0 | 0 | 0 | 0 | 0 | 0 | 0 | 0 | 0 | 0 | 0 | 0 | 0 | 0 | 0 | 0 | 0 | 0 | 0 | 0 | 0 | 0 | 0 | 0 | 0 | 0 | 0 | 0 | 0 | 0 | 0 | 0 | 0 | 0 | 0 | 0 | 0 | 0 | 0 | 0 | 0 | 0 | 0 | 0 | 0 | 0 | 0 | 0 | 0 | 0 | 0 | 0 | 0 | 0 | 0 | 0 | 0 | 0 | 0 | 0 | 0 | 0 | 0 | 0 | 0 | 0 | 0 | 0

## 2019
Year | 2019
[7 empty] | Net Annual Savings with Line Losses |  |  |  |  | Costs per Unit |  | Total Costs |  | B/C Ratio -- Cost Tests |  |  |  |  | Levelized Cost $/kWh | First Year Cost $/kWh | Net Present Value | [6 empty] | Net kWh Savings | [31 empty] | Net kW Savings | [31 empty] | Net Therm Savings
Sector | Program | Tier | Measure | Measure Life | Remaining Life | NTG | Therms | kWh | kW | Remaining kWh | Remaining kW | Incremental Cost | Future Avoided Cost | Total Incentives | Admin | TRC | RIM | Utility | Societal | Participant |  |  | Avoided Energy & Demand Cost | Avoided Environmental Costs | Participant Bill Savings | Lost Utility Revenue | Participant Incentives | Incremental Cost | Program Delivery Costs | 2016 | 2017 | 2018 | 2019 | 2020 | 2021 | 2022 | 2023 | 2024 | 2025 | 2026 | 2027 | 2028 | 2029 | 2030 | 2031 | 2032 | 2033 | 2034 | 2035 | 2036 | 2037 | 2038 | 2039 | 2040 | 2041 | 2042 | 2043 | 2044 | 2045 | 2046 | 2047 | 2016 | 2017 | 2018 | 2019 | 2020 | 2021 | 2022 | 2023 | 2024 | 2025 | 2026 | 2027 | 2028 | 2029 | 2030 | 2031 | 2032 | 2033 | 2034 | 2035 | 2036 | 2037 | 2038 | 2039 | 2040 | 2041 | 2042 | 2043 | 2044 | 2045 | 2046 | 2047 | 2016 | 2017 | 2018 | 2019 | 2020 | 2021 | 2022 | 2023 | 2024 | 2025 | 2026 | 2027 | 2028 | 2029 | 2030 | 2031 | 2032 | 2033 | 2034 | 2035 | 2036 | 2037 | 2038 | 2039 | 2040 | 2041 | 2042 | 2043 | 2044 | 2045 | 2046 | 2047
0 | 0 | 0 | [5 empty] | 35669461.3466 |  | 0 | [5 empty] | 1.6581 | 0.45061 | 1.8918 | 1.9311 | 10.937 | 0.036602 | 0.14959 | 10093730.8476 | 1661816.026 | 23095425.0363 | 17064699.8042 | 1496772.0889 | 2248528.7858 | 3838876.9648 | 0 | 0 | 0 | 35183942.1524 | 35183942.1524 | 22757095.5478 | 22757095.5478 | 22757095.5478 | 15460413.0209 | 13532673.1715 | 13532673.1715 | 13019892.8713 | 12892129.9985 | 9324895.4539 | 8590061.6455 | 8444936.3931 | 8444936.3931 | 8368860.0785 | 3141940.0466 | 3127339.1662 | 3127339.1662 | 2754604.4236 | 2754604.4236 | 773550.4735 | 773550.4735 | 773550.4735 | 773550.4735 | 773550.4735 | 0 | 0 | 0 | 0 | 0 | 0 | 0 | 5696.9408 | 5696.9408 | 3178.4112 | 3178.4112 | 3178.4112 | 2399.4861 | 2261.4072 | 2261.4072 | 2188.2811 | 2138.7724 | 1610.5813 | 1443.1241 | 1429.6509 | 1429.6509 | 1419.721 | 541.7639 | 540.0749 | 540.0749 | 454.1183 | 454.1183 | 169.4374 | 169.4374 | 169.4374 | 169.4374 | 169.4374 | 0 | 0 | 0 | 0 | 0 | 0 | 0 | -31107.2169 | -31107.2169 | -31107.2169 | -31107.2169 | -31107.2169 | 12257.7594 | 12257.7594 | 12257.7594 | 12257.7594 | 10935.9334 | 8228.8714 | 8228.8714 | 8228.8714 | 8228.8714 | 7821.0942 | 5341.5803 | 5341.5803 | 5341.5803 | 5341.5803 | 5341.5803 | 2037.2953 | 2037.2953 | 2037.2953 | 2037.2953 | 2037.2953 | 0 | 0 | 0 | 0
Residential | Residential Total | [6 empty] | 25699561.5746 |  | 0 |  |  |  | 914430 | 3163426.98 | 1.7036 | 0.40165 | 1.9197 | 1.9839 | 13.074 | 0.036103 | 0.12568 | 6200686.444 | 1019886.6746 | 14101510.2535 | 12208018.6408 | 724293.283 | 1133995.0608 | 2505658.0742 | 0 | 0 | 0 | 26094011.5414 | 26094011.5414 | 13667164.9368 | 13667164.9368 | 13667164.9368 | 7285822.0079 | 5358082.1585 | 5358082.1585 | 4981957.461 | 4854194.5881 | 4626338.2353 | 4626338.2353 | 4596758.5993 | 4596758.5993 | 4520682.2848 | 3010671.2266 | 3010671.2266 | 3010671.2266 | 2637936.484 | 2637936.484 | 773550.4735 | 773550.4735 | 773550.4735 | 773550.4735 | 773550.4735 | 0 | 0 | 0 | 0 | 0 | 0 | 0 | 4112.0121 | 4112.0121 | 1593.4824 | 1593.4824 | 1593.4824 | 926.3375 | 788.2587 | 788.2587 | 741.6914 | 692.1828 | 668.8943 | 668.8943 | 662.0486 | 662.0486 | 652.1187 | 471.6193 | 471.6193 | 471.6193 | 385.6626 | 385.6626 | 169.4374 | 169.4374 | 169.4374 | 169.4374 | 169.4374 | 0 | 0 | 0 | 0 | 0 | 0 | 0 | -41547.11 | -41547.11 | -41547.11 | -41547.11 | -41547.11 | 1817.8662 | 1817.8662 | 1817.8662 | 1817.8662 | 496.0402 | -2211.0217 | -2211.0217 | -2211.0217 | -2211.0217 | -2618.799 | 5341.5803 | 5341.5803 | 5341.5803 | 5341.5803 | 5341.5803 | 2037.2953 | 2037.2953 | 2037.2953 | 2037.2953 | 2037.2953 | 0 | 0 | 0 | 0
Residential | Residential Efficient Products | 0 | [5 empty] | 7233714.1459 |  | 0 |  |  |  | 525500 | 567896.5 | 1.8092 | 0.48748 | 2.5593 | 2.0801 | 6.2241 | 0.029738 | 0.11972 | 2216508.1831 | 332002.6665 | 4409614.4916 | 3680788.0083 | 416233.1947 | 775349.3734 | 449814.2235 | 0 | 0 | 0 | 7233714.1459 | 7233714.1459 | 7233714.1459 | 7233714.1459 | 7233714.1459 | 1167452.2997 | 1167452.2997 | 1167452.2997 | 1167452.2997 | 1149622.7067 | 1149622.7067 | 1149622.7067 | 1120043.0707 | 1120043.0707 | 1043966.7562 | 0 | 0 | 0 | 0 | 0 | 0 | 0 | 0 | 0 | 0 | 0 | 0 | 0 | 0 | 0 | 0 | 0 | 754.1507 | 754.1507 | 754.1507 | 754.1507 | 754.1507 | 128.9877 | 128.9877 | 128.9877 | 128.9877 | 126.9253 | 126.9253 | 126.9253 | 120.0797 | 120.0797 | 110.1498 | 0 | 0 | 0 | 0 | 0 | 0 | 0 | 0 | 0 | 0 | 0 | 0 | 0 | 0 | 0 | 0 | 0 | -48919.4339 | -48919.4339 | -48919.4339 | -48919.4339 | -48919.4339 | -6834.7421 | -6834.7421 | -6834.7421 | -6834.7421 | -6834.7421 | -6834.7421 | -6834.7421 | -6834.7421 | -6834.7421 | -7242.5194 | 0 | 0 | 0 | 0 | 0 | 0 | 0 | 0 | 0 | 0 | 0 | 0 | 0 | 0
Residential | Residential Efficient Products | Lighting | [5 empty] | 7110228.6023 |  | 0 |  |  |  | 477000 | 538229.25 | 1.868 | 0.495 | 2.6866 | 2.1469 | 6.3583 | 0.028411 | 0.1131 | 2160376.9499 | 322660.2773 | 4265198.9348 | 3560241.6315 | 377817.7619 | 730233.8138 | 426315.6616 | 0 | 0 | 0 | 7110228.6023 | 7110228.6023 | 7110228.6023 | 7110228.6023 | 7110228.6023 | 1043966.7562 | 1043966.7562 | 1043966.7562 | 1043966.7562 | 1043966.7562 | 1043966.7562 | 1043966.7562 | 1043966.7562 | 1043966.7562 | 1043966.7562 | 0 | 0 | 0 | 0 | 0 | 0 | 0 | 0 | 0 | 0 | 0 | 0 | 0 | 0 | 0 | 0 | 0 | 735.3128 | 735.3128 | 735.3128 | 735.3128 | 735.3128 | 110.1498 | 110.1498 | 110.1498 | 110.1498 | 110.1498 | 110.1498 | 110.1498 | 110.1498 | 110.1498 | 110.1498 | 0 | 0 | 0 | 0 | 0 | 0 | 0 | 0 | 0 | 0 | 0 | 0 | 0 | 0 | 0 | 0 | 0 | -49327.2112 | -49327.2112 | -49327.2112 | -49327.2112 | -49327.2112 | -7242.5194 | -7242.5194 | -7242.5194 | -7242.5194 | -7242.5194 | -7242.5194 | -7242.5194 | -7242.5194 | -7242.5194 | -7242.5194 | 0 | 0 | 0 | 0 | 0 | 0 | 0 | 0 | 0 | 0 | 0 | 0 | 0 | 0
Residential | Residential Efficient Products | Appliance | [5 empty] | 123485.5436 |  | 0 |  |  |  | 48500 | 29667.25 | 0.81807 | 0.30764 | 0.9066 | 0.95423 | 4.0525 | 0.07555 | 0.50139 | 56131.2332 | 9342.3892 | 144415.5568 | 120546.3767 | 38415.4328 | 45115.5595 | 23498.5618 | 0 | 0 | 0 | 123485.5436 | 123485.5436 | 123485.5436 | 123485.5436 | 123485.5436 | 123485.5436 | 123485.5436 | 123485.5436 | 123485.5436 | 105655.9505 | 105655.9505 | 105655.9505 | 76076.3145 | 76076.3145 | 0 | 0 | 0 | 0 | 0 | 0 | 0 | 0 | 0 | 0 | 0 | 0 | 0 | 0 | 0 | 0 | 0 | 0 | 18.8379 | 18.8379 | 18.8379 | 18.8379 | 18.8379 | 18.8379 | 18.8379 | 18.8379 | 18.8379 | 16.7755 | 16.7755 | 16.7755 | 9.9299 | 9.9299 | 0 | 0 | 0 | 0 | 0 | 0 | 0 | 0 | 0 | 0 | 0 | 0 | 0 | 0 | 0 | 0 | 0 | 0 | 407.7773 | 407.7773 | 407.7773 | 407.7773 | 407.7773 | 407.7773 | 407.7773 | 407.7773 | 407.7773 | 407.7773 | 407.7773 | 407.7773 | 407.7773 | 407.7773 | 0 | 0 | 0 | 0 | 0 | 0 | 0 | 0 | 0 | 0 | 0 | 0 | 0 | 0 | 0
Residential | Appliance Recycling | 0 | [5 empty] | 376124.6975 |  | 0 |  |  |  | 31750 | 73337.94 | 1.1568 | 0.34886 | 1.3945 | 1.3664 | 8.5792 | 0.045121 | 0.2213 | 116072.3364 | 21030.1587 | 337314.5674 | 249486.0277 | 25148.2473 | 42249.0554 | 58088.8393 | 0 | 0 | 0 | 376124.6975 | 376124.6975 | 376124.6975 | 376124.6975 | 376124.6975 | 376124.6975 | 376124.6975 | 376124.6975 | 0 | 0 | 0 | 0 | 0 | 0 | 0 | 0 | 0 | 0 | 0 | 0 | 0 | 0 | 0 | 0 | 0 | 0 | 0 | 0 | 0 | 0 | 0 | 0 | 46.5673 | 46.5673 | 46.5673 | 46.5673 | 46.5673 | 46.5673 | 46.5673 | 46.5673 | 0 | 0 | 0 | 0 | 0 | 0 | 0 | 0 | 0 | 0 | 0 | 0 | 0 | 0 | 0 | 0 | 0 | 0 | 0 | 0 | 0 | 0 | 0 | 0 | 0 | 0 | 0 | 0 | 0 | 0 | 0 | 0 | 0 | 0 | 0 | 0 | 0 | 0 | 0 | 0 | 0 | 0 | 0 | 0 | 0 | 0 | 0 | 0 | 0 | 0 | 0 | 0 | 0
Residential | New Manufactured Homes | 0 | [5 empty] | 315160.9179 |  | 0 |  |  |  | 107550 | 75433.5 | 1.7668 | 0.42758 | 1.733 | 1.9934 | 8.8627 | 0.051309 | 0.45988 | 251178.6366 | 32202.4879 | 645223.5573 | 442510.3588 | 85187.2123 | 82414.4554 | 59748.6712 | 0 | 0 | 0 | 315160.9179 | 315160.9179 | 315160.9179 | 315160.9179 | 315160.9179 | 315160.9179 | 315160.9179 | 315160.9179 | 315160.9179 | 315160.9179 | 315160.9179 | 315160.9179 | 315160.9179 | 315160.9179 | 315160.9179 | 315160.9179 | 315160.9179 | 315160.9179 | 282634.6609 | 282634.6609 | 282634.6609 | 282634.6609 | 282634.6609 | 282634.6609 | 282634.6609 | 0 | 0 | 0 | 0 | 0 | 0 | 0 | 128.0663 | 128.0663 | 128.0663 | 128.0663 | 128.0663 | 128.0663 | 128.0663 | 128.0663 | 128.0663 | 128.0663 | 128.0663 | 128.0663 | 128.0663 | 128.0663 | 128.0663 | 128.0663 | 128.0663 | 128.0663 | 112.1764 | 112.1764 | 112.1764 | 112.1764 | 112.1764 | 112.1764 | 112.1764 | 0 | 0 | 0 | 0 | 0 | 0 | 0 | 0 | 0 | 0 | 0 | 0 | 0 | 0 | 0 | 0 | 0 | 0 | 0 | 0 | 0 | 0 | 0 | 0 | 0 | 0 | 0 | 0 | 0 | 0 | 0 | 0 | 0 | 0 | 0 | 0
Residential | New Manufactured Homes | Tier 1 | [5 empty] | 152579.2755 |  | 0 |  |  |  | 42750 | 43402.5 | 1.7854 | 0.50377 | 2.0558 | 1.9811 | 7.702 | 0.050579 | 0.44724 | 140286.7948 | 15380.2819 | 306542.6131 | 210234.5461 | 33861.0258 | 44196.9358 | 34377.852 | 0 | 0 | 0 | 152579.2755 | 152579.2755 | 152579.2755 | 152579.2755 | 152579.2755 | 152579.2755 | 152579.2755 | 152579.2755 | 152579.2755 | 152579.2755 | 152579.2755 | 152579.2755 | 152579.2755 | 152579.2755 | 152579.2755 | 152579.2755 | 152579.2755 | 152579.2755 | 120053.0186 | 120053.0186 | 120053.0186 | 120053.0186 | 120053.0186 | 120053.0186 | 120053.0186 | 0 | 0 | 0 | 0 | 0 | 0 | 0 | 89.2637 | 89.2637 | 89.2637 | 89.2637 | 89.2637 | 89.2637 | 89.2637 | 89.2637 | 89.2637 | 89.2637 | 89.2637 | 89.2637 | 89.2637 | 89.2637 | 89.2637 | 89.2637 | 89.2637 | 89.2637 | 73.3738 | 73.3738 | 73.3738 | 73.3738 | 73.3738 | 73.3738 | 73.3738 | 0 | 0 | 0 | 0 | 0 | 0 | 0 | 0 | 0 | 0 | 0 | 0 | 0 | 0 | 0 | 0 | 0 | 0 | 0 | 0 | 0 | 0 | 0 | 0 | 0 | 0 | 0 | 0 | 0 | 0 | 0 | 0 | 0 | 0 | 0 | 0
Residential | New Manufactured Homes | Tier 2 | [5 empty] | 162581.6424 |  | 0 |  |  |  | 64800 | 32031 | 1.7439 | 0.3589 | 1.4458 | 2.0085 | 10.2049 | 0.051976 | 0.47174 | 110891.8417 | 16822.206 | 338680.9442 | 232275.8127 | 51326.1865 | 38217.5197 | 25370.8191 | 0 | 0 | 0 | 162581.6424 | 162581.6424 | 162581.6424 | 162581.6424 | 162581.6424 | 162581.6424 | 162581.6424 | 162581.6424 | 162581.6424 | 162581.6424 | 162581.6424 | 162581.6424 | 162581.6424 | 162581.6424 | 162581.6424 | 162581.6424 | 162581.6424 | 162581.6424 | 162581.6424 | 162581.6424 | 162581.6424 | 162581.6424 | 162581.6424 | 162581.6424 | 162581.6424 | 0 | 0 | 0 | 0 | 0 | 0 | 0 | 38.8026 | 38.8026 | 38.8026 | 38.8026 | 38.8026 | 38.8026 | 38.8026 | 38.8026 | 38.8026 | 38.8026 | 38.8026 | 38.8026 | 38.8026 | 38.8026 | 38.8026 | 38.8026 | 38.8026 | 38.8026 | 38.8026 | 38.8026 | 38.8026 | 38.8026 | 38.8026 | 38.8026 | 38.8026 | 0 | 0 | 0 | 0 | 0 | 0 | 0 | 0 | 0 | 0 | 0 | 0 | 0 | 0 | 0 | 0 | 0 | 0 | 0 | 0 | 0 | 0 | 0 | 0 | 0 | 0 | 0 | 0 | 0 | 0 | 0 | 0 | 0 | 0 | 0 | 0
Residential | Whole House Efficiency | 0 | [5 empty] | 4646542.9254 | [5 empty] | 249630 | 1452713.49 | 1.5118 | 0.34541 | 1.5525 | 1.7737 | 24.6778 | 0.042394 | 0.29019 | 2093312.7699 | 362582.7333 | 5576430.7779 | 4711941.8877 | 197724.6287 | 233982.1766 | 1150651.9065 | 0 | 0 | 0 | 5032105.9795 | 5032105.9795 | 5030946.4613 | 5030946.4613 | 5030946.4613 | 4731080.485 | 3045639.5948 | 3045639.5948 | 3045639.5948 | 2941362.1771 | 2724684.3553 | 2724684.3553 | 2724684.3553 | 2724684.3553 | 2724684.3553 | 2317385.1666 | 2317385.1666 | 2317385.1666 | 1986063.5937 | 1986063.5937 | 171275.5509 | 171275.5509 | 171275.5509 | 171275.5509 | 171275.5509 | 0 | 0 | 0 | 0 | 0 | 0 | 0 | 573.5846 | 573.5846 | 573.2196 | 573.2196 | 573.2196 | 532.957 | 412.6231 | 412.6231 | 412.6231 | 367.6082 | 345.4326 | 345.4326 | 345.4326 | 345.4326 | 345.4326 | 285.0522 | 285.0522 | 285.0522 | 219.3269 | 219.3269 | 10.6361 | 10.6361 | 10.6361 | 10.6361 | 10.6361 | 0 | 0 | 0 | 0 | 0 | 0 | 0 | 7281.5758 | 7281.5758 | 7281.5758 | 7281.5758 | 7281.5758 | 8539.5042 | 8539.5042 | 8539.5042 | 8539.5042 | 7247.9856 | 4600.8249 | 4600.8249 | 4600.8249 | 4600.8249 | 4600.8249 | 5341.5803 | 5341.5803 | 5341.5803 | 5341.5803 | 5341.5803 | 2037.2953 | 2037.2953 | 2037.2953 | 2037.2953 | 2037.2953 | 0 | 0 | 0 | 0
Residential | Whole House Efficiency | Single Family | [5 empty] | 2296335.7053 |  | 0 |  |  |  | 0 | 1054354.88 | 1.3606 | 0.33577 | 1.3606 | 1.5935 | n/a | 0.048935 | 0.36368 | 1136236.8169 | 194553.3472 | 2544619.1119 | 2548806.4516 | 0 | 0 | 835123.6918 | 0 | 0 | 0 | 2296335.7053 | 2296335.7053 | 2295357.472 | 2295357.472 | 2295357.472 | 2090871.0431 | 2090871.0431 | 2090871.0431 | 2090871.0431 | 1998179.0746 | 1809192.6971 | 1809192.6971 | 1809192.6971 | 1809192.6971 | 1809192.6971 | 1503726.5397 | 1503726.5397 | 1503726.5397 | 1503726.5397 | 1503726.5397 | 0 | 0 | 0 | 0 | 0 | 0 | 0 | 0 | 0 | 0 | 0 | 0 | 298.6304 | 298.6304 | 298.3175 | 298.3175 | 298.3175 | 275.0931 | 275.0931 | 275.0931 | 275.0931 | 235.2472 | 216.4323 | 216.4323 | 216.4323 | 216.4323 | 216.4323 | 171.9181 | 171.9181 | 171.9181 | 171.9181 | 171.9181 | 0 | 0 | 0 | 0 | 0 | 0 | 0 | 0 | 0 | 0 | 0 | 0 | 1501.2566 | 1501.2566 | 1501.2566 | 1501.2566 | 1501.2566 | 2639.3822 | 2639.3822 | 2639.3822 | 2639.3822 | 1387.5112 | -1164.8843 | -1164.8843 | -1164.8843 | -1164.8843 | -1164.8843 | 0 | 0 | 0 | 0 | 0 | 0 | 0 | 0 | 0 | 0 | 0 | 0 | 0 | 0
Residential | Whole House Efficiency | Multi-Family | [5 empty] | 262993.588 |  | 0 |  |  |  | 0 | 117539.63 | 1.3646 | 0.33628 | 1.3646 | 1.6006 | n/a | 0.048313 | 0.354 | 127048.0902 | 21967.9091 | 284233.5369 | 284701.262 | 0 | 0 | 93099.7064 | 0 | 0 | 0 | 262993.588 | 262993.588 | 262812.303 | 262812.303 | 262812.303 | 239176.531 | 239176.531 | 239176.531 | 239176.531 | 227591.0817 | 199899.6374 | 199899.6374 | 199899.6374 | 199899.6374 | 199899.6374 | 158204.9871 | 158204.9871 | 158204.9871 | 158204.9871 | 158204.9871 | 0 | 0 | 0 | 0 | 0 | 0 | 0 | 0 | 0 | 0 | 0 | 0 | 34.5699 | 34.5699 | 34.5177 | 34.5177 | 34.5177 | 31.8885 | 31.8885 | 31.8885 | 31.8885 | 26.7195 | 23.3587 | 23.3587 | 23.3587 | 23.3587 | 23.3587 | 18.0308 | 18.0308 | 18.0308 | 18.0308 | 18.0308 | 0 | 0 | 0 | 0 | 0 | 0 | 0 | 0 | 0 | 0 | 0 | 0 | -122.1641 | -122.1641 | -122.1641 | -122.1641 | -122.1641 | -2.3614 | -2.3614 | -2.3614 | -2.3614 | -42.009 | -136.7742 | -136.7742 | -136.7742 | -136.7742 | -136.7742 | 0 | 0 | 0 | 0 | 0 | 0 | 0 | 0 | 0 | 0 | 0 | 0 | 0 | 0
Residential | Whole House Efficiency | Building Shell | [5 empty] | 384270.4478 |  | 0 |  |  |  | 48480 | 66759.6 | 2.1453 | 0.36227 | 2.6349 | 2.4778 | 10.2997 | 0.027912 | 0.23754 | 240505.1148 | 37280.3986 | 571658.7992 | 572599.5017 | 38399.5914 | 59230.5829 | 52878.3284 | 0 | 0 | 0 | 384270.4478 | 384270.4478 | 384270.4478 | 384270.4478 | 384270.4478 | 384270.4478 | 384270.4478 | 384270.4478 | 384270.4478 | 384270.4478 | 384270.4478 | 384270.4478 | 384270.4478 | 384270.4478 | 384270.4478 | 324132.0668 | 324132.0668 | 324132.0668 | 324132.0668 | 324132.0668 | 171275.5509 | 171275.5509 | 171275.5509 | 171275.5509 | 171275.5509 | 0 | 0 | 0 | 0 | 0 | 0 | 0 | 39.9162 | 39.9162 | 39.9162 | 39.9162 | 39.9162 | 39.9162 | 39.9162 | 39.9162 | 39.9162 | 39.9162 | 39.9162 | 39.9162 | 39.9162 | 39.9162 | 39.9162 | 29.378 | 29.378 | 29.378 | 29.378 | 29.378 | 10.6361 | 10.6361 | 10.6361 | 10.6361 | 10.6361 | 0 | 0 | 0 | 0 | 0 | 0 | 0 | 5902.4834 | 5902.4834 | 5902.4834 | 5902.4834 | 5902.4834 | 5902.4834 | 5902.4834 | 5902.4834 | 5902.4834 | 5902.4834 | 5902.4834 | 5902.4834 | 5902.4834 | 5902.4834 | 5902.4834 | 5341.5803 | 5341.5803 | 5341.5803 | 5341.5803 | 5341.5803 | 2037.2953 | 2037.2953 | 2037.2953 | 2037.2953 | 2037.2953 | 0 | 0 | 0 | 0
Residential | Whole House Efficiency | HVAC | [7 empty] | 1702943.1842 |  |  |  | 201150 | 214059.38 | 1.7122 | 0.36063 | 1.7925 | 2.0282 | 13.3632 | 0.034465 | 0.19312 | 589522.748 | 108781.0783 | 2175919.33 | 1305834.6725 | 159325.0373 | 174751.5937 | 169550.18 | 0 | 0 | 0 | 2088506.2383 | 2088506.2383 | 2088506.2383 | 2088506.2383 | 2088506.2383 | 2016762.4631 | 331321.5729 | 331321.5729 | 331321.5729 | 331321.5729 | 331321.5729 | 331321.5729 | 331321.5729 | 331321.5729 | 331321.5729 | 331321.5729 | 331321.5729 | 331321.5729 | 0 | 0 | 0 | 0 | 0 | 0 | 0 | 0 | 0 | 0 | 0 | 0 | 0 | 0 | 200.4682 | 200.4682 | 200.4682 | 200.4682 | 200.4682 | 186.0592 | 65.7253 | 65.7253 | 65.7253 | 65.7253 | 65.7253 | 65.7253 | 65.7253 | 65.7253 | 65.7253 | 65.7253 | 65.7253 | 65.7253 | 0 | 0 | 0 | 0 | 0 | 0 | 0 | 0 | 0 | 0 | 0 | 0 | 0 | 0 | 0 | 0 | 0 | 0 | 0 | 0 | 0 | 0 | 0 | 0 | 0 | 0 | 0 | 0 | 0 | 0 | 0 | 0 | 0 | 0 | 0 | 0 | 0 | 0 | 0 | 0 | 0 | 0 | 0
Residential | Residential Home Performance | 0 | [5 empty] | 12425687.0864 |  | 0 |  |  |  | 0 | 626325 | 2.4152 | 0.41602 | 2.4152 | 2.8506 | n/a | 0.026181 | 0.039925 | 1198171.7016 | 216010.2001 | 2302338.157 | 2384011.1255 | 0 | 0 | 496093.731 | 0 | 0 | 0 | 12425687.0864 | 12425687.0864 | 0 | 0 | 0 | 0 | 0 | 0 | 0 | 0 | 0 | 0 | 0 | 0 | 0 | 0 | 0 | 0 | 0 | 0 | 0 | 0 | 0 | 0 | 0 | 0 | 0 | 0 | 0 | 0 | 0 | 0 | 2518.1646 | 2518.1646 | 0 | 0 | 0 | 0 | 0 | 0 | 0 | 0 | 0 | 0 | 0 | 0 | 0 | 0 | 0 | 0 | 0 | 0 | 0 | 0 | 0 | 0 | 0 | 0 | 0 | 0 | 0 | 0 | 0 | 0 | 0 | 0 | 0 | 0 | 0 | 0 | 0 | 0 | 0 | 0 | 0 | 0 | 0 | 0 | 0 | 0 | 0 | 0 | 0 | 0 | 0 | 0 | 0 | 0 | 0 | 0 | 0 | 0 | 0
Residential | Targeted Energy Efficiency | 0 | [5 empty] | 702331.8015 | [5 empty] | 0 | 367720.55 | 1.1174 | 0.3158 | 1.1174 | 1.3098 | n/a | 0.059231 | 0.41471 | 325442.8165 | 56058.4281 | 830588.7023 | 739281.2329 | 0 | 0 | 291260.7027 | 0 | 0 | 0 | 711218.7142 | 711218.7142 | 711218.7142 | 711218.7142 | 711218.7142 | 696003.6077 | 453704.6485 | 453704.6485 | 453704.6485 | 448048.7864 | 436870.2554 | 436870.2554 | 436870.2554 | 436870.2554 | 436870.2554 | 378125.1421 | 378125.1421 | 378125.1421 | 369238.2294 | 369238.2294 | 319640.2616 | 319640.2616 | 319640.2616 | 319640.2616 | 319640.2616 | 0 | 0 | 0 | 0 | 0 | 0 | 0 | 91.4786 | 91.4786 | 91.4786 | 91.4786 | 91.4786 | 89.7592 | 72.0143 | 72.0143 | 72.0143 | 69.583 | 68.4701 | 68.4701 | 68.4701 | 68.4701 | 68.4701 | 58.5008 | 58.5008 | 58.5008 | 54.1593 | 54.1593 | 46.6249 | 46.6249 | 46.6249 | 46.6249 | 46.6249 | 0 | 0 | 0 | 0 | 0 | 0 | 0 | 90.7481 | 90.7481 | 90.7481 | 90.7481 | 90.7481 | 113.1042 | 113.1042 | 113.1042 | 113.1042 | 82.7967 | 22.8956 | 22.8956 | 22.8956 | 22.8956 | 22.8956 | 0 | 0 | 0 | 0 | 0 | 0 | 0 | 0 | 0 | 0 | 0 | 0 | 0 | 0
Residential | Targeted Energy Efficiency | Tier 1 | [5 empty] | 460032.8423 |  | 0 |  |  |  | 0 | 301768.22 | 1.1004 | 0.31264 | 1.1004 | 1.2859 | n/a | 0.061446 | 0.51958 | 263022.1629 | 44345.1191 | 676653.9039 | 602268.645 | 0 | 0 | 239021.7893 | 0 | 0 | 0 | 460032.8423 | 460032.8423 | 460032.8423 | 460032.8423 | 460032.8423 | 444817.7358 | 444817.7358 | 444817.7358 | 444817.7358 | 439161.8737 | 427983.3427 | 427983.3427 | 427983.3427 | 427983.3427 | 427983.3427 | 369238.2294 | 369238.2294 | 369238.2294 | 369238.2294 | 369238.2294 | 319640.2616 | 319640.2616 | 319640.2616 | 319640.2616 | 319640.2616 | 0 | 0 | 0 | 0 | 0 | 0 | 0 | 69.3921 | 69.3921 | 69.3921 | 69.3921 | 69.3921 | 67.6728 | 67.6728 | 67.6728 | 67.6728 | 65.2415 | 64.1286 | 64.1286 | 64.1286 | 64.1286 | 64.1286 | 54.1593 | 54.1593 | 54.1593 | 54.1593 | 54.1593 | 46.6249 | 46.6249 | 46.6249 | 46.6249 | 46.6249 | 0 | 0 | 0 | 0 | 0 | 0 | 0 | 90.7481 | 90.7481 | 90.7481 | 90.7481 | 90.7481 | 113.1042 | 113.1042 | 113.1042 | 113.1042 | 82.7967 | 22.8956 | 22.8956 | 22.8956 | 22.8956 | 22.8956 | 0 | 0 | 0 | 0 | 0 | 0 | 0 | 0 | 0 | 0 | 0 | 0 | 0 | 0
Residential | Targeted Energy Efficiency | Heat Pump | [7 empty] | 242298.9592 |  |  |  | 0 | 65952.33 | 1.1949 | 0.32983 | 1.1949 | 1.4191 | n/a | 0.050842 | 0.2156 | 62420.6536 | 11713.309 | 153934.7985 | 137012.5879 | 0 | 0 | 52238.9134 | 0 | 0 | 0 | 251185.8719 | 251185.8719 | 251185.8719 | 251185.8719 | 251185.8719 | 251185.8719 | 8886.9127 | 8886.9127 | 8886.9127 | 8886.9127 | 8886.9127 | 8886.9127 | 8886.9127 | 8886.9127 | 8886.9127 | 8886.9127 | 8886.9127 | 8886.9127 | 0 | 0 | 0 | 0 | 0 | 0 | 0 | 0 | 0 | 0 | 0 | 0 | 0 | 0 | 22.0865 | 22.0865 | 22.0865 | 22.0865 | 22.0865 | 22.0865 | 4.3415 | 4.3415 | 4.3415 | 4.3415 | 4.3415 | 4.3415 | 4.3415 | 4.3415 | 4.3415 | 4.3415 | 4.3415 | 4.3415 | 0 | 0 | 0 | 0 | 0 | 0 | 0 | 0 | 0 | 0 | 0 | 0 | 0 | 0 | 0 | 0 | 0 | 0 | 0 | 0 | 0 | 0 | 0 | 0 | 0 | 0 | 0 | 0 | 0 | 0 | 0 | 0 | 0 | 0 | 0 | 0 | 0 | 0 | 0 | 0 | 0 | 0 | 0
Residential | Community Outreach | 0 | [5 empty] | 0 |  | 0 |  |  |  | 0 | 0 | n/a | n/a | n/a | n/a | n/a | 0 | 0 | 0 | 0 | 0 | 0 | 0 | 0 | 0 | 0 | 0 | 0 | 0 | 0 | 0 | 0 | 0 | 0 | 0 | 0 | 0 | 0 | 0 | 0 | 0 | 0 | 0 | 0 | 0 | 0 | 0 | 0 | 0 | 0 | 0 | 0 | 0 | 0 | 0 | 0 | 0 | 0 | 0 | 0 | 0 | 0 | 0 | 0 | 0 | 0 | 0 | 0 | 0 | 0 | 0 | 0 | 0 | 0 | 0 | 0 | 0 | 0 | 0 | 0 | 0 | 0 | 0 | 0 | 0 | 0 | 0 | 0 | 0 | 0 | 0 | 0 | 0 | 0 | 0 | 0 | 0 | 0 | 0 | 0 | 0 | 0 | 0 | 0 | 0 | 0 | 0 | 0 | 0 | 0 | 0 | 0 | 0 | 0 | 0 | 0 | 0 | 0 | 0 | 0 | 0
Residential | Student Energy Education | 0 | [5 empty] | 0 |  | 0 |  |  |  | 0 | 0 | n/a | n/a | n/a | n/a | n/a | 0 | 0 | 0 | 0 | 0 | 0 | 0 | 0 | 0 | 0 | 0 | 0 | 0 | 0 | 0 | 0 | 0 | 0 | 0 | 0 | 0 | 0 | 0 | 0 | 0 | 0 | 0 | 0 | 0 | 0 | 0 | 0 | 0 | 0 | 0 | 0 | 0 | 0 | 0 | 0 | 0 | 0 | 0 | 0 | 0 | 0 | 0 | 0 | 0 | 0 | 0 | 0 | 0 | 0 | 0 | 0 | 0 | 0 | 0 | 0 | 0 | 0 | 0 | 0 | 0 | 0 | 0 | 0 | 0 | 0 | 0 | 0 | 0 | 0 | 0 | 0 | 0 | 0 | 0 | 0 | 0 | 0 | 0 | 0 | 0 | 0 | 0 | 0 | 0 | 0 | 0 | 0 | 0 | 0 | 0 | 0 | 0 | 0 | 0 | 0 | 0 | 0 | 0 | 0 | 0
Commercial | Commercial Total | [6 empty] | 9089930.611 |  | 0 |  |  |  | 975264.87 | 1533206.76 | 1.6716 | 0.56886 | 1.9594 | 1.9472 | 8.7628 | 0.035285 | 0.21858 | 3893044.4036 | 641929.3513 | 8993914.7827 | 4856681.1633 | 772478.8059 | 1114533.7251 | 1214408.2737 | 0 | 0 | 0 | 9089930.611 | 9089930.611 | 9089930.611 | 9089930.611 | 9089930.611 | 8174591.013 | 8174591.013 | 8174591.013 | 8037935.4103 | 8037935.4103 | 4698557.2186 | 3963723.4102 | 3848177.7937 | 3848177.7937 | 3848177.7937 | 131268.82 | 116667.9397 | 116667.9397 | 116667.9397 | 116667.9397 | 0 | 0 | 0 | 0 | 0 | 0 | 0 | 0 | 0 | 0 | 0 | 0 | 1584.9288 | 1584.9288 | 1584.9288 | 1584.9288 | 1584.9288 | 1473.1486 | 1473.1486 | 1473.1486 | 1446.5897 | 1446.5897 | 941.6871 | 774.2299 | 767.6023 | 767.6023 | 767.6023 | 70.1446 | 68.4557 | 68.4557 | 68.4557 | 68.4557 | 0 | 0 | 0 | 0 | 0 | 0 | 0 | 0 | 0 | 0 | 0 | 0 | 10439.8931 | 10439.8931 | 10439.8931 | 10439.8931 | 10439.8931 | 10439.8931 | 10439.8931 | 10439.8931 | 10439.8931 | 10439.8931 | 10439.8931 | 10439.8931 | 10439.8931 | 10439.8931 | 10439.8931 | 0 | 0 | 0 | 0 | 0 | 0 | 0 | 0 | 0 | 0 | 0 | 0 | 0 | 0
Commercial | Commercial Incentive Program | 0 | [5 empty] | 4002131.1289 |  | 0 |  |  |  | 486973.72 | 474820 | 1.764 | 0.61559 | 2.5766 | 2.0447 | 6.9307 | 0.027811 | 0.19035 | 1962906.3265 | 312273.1837 | 4719764.5926 | 2426858.909 | 385717.654 | 736648.8578 | 376091.0476 | 0 | 0 | 0 | 4002131.1289 | 4002131.1289 | 4002131.1289 | 4002131.1289 | 4002131.1289 | 3966760.6918 | 3966760.6918 | 3966760.6918 | 3830105.0891 | 3830105.0891 | 3530545.8592 | 2795712.0507 | 2680166.4343 | 2680166.4343 | 2680166.4343 | 131268.82 | 116667.9397 | 116667.9397 | 116667.9397 | 116667.9397 | 0 | 0 | 0 | 0 | 0 | 0 | 0 | 0 | 0 | 0 | 0 | 0 | 763.3949 | 763.3949 | 763.3949 | 763.3949 | 763.3949 | 763.3949 | 763.3949 | 763.3949 | 736.836 | 736.836 | 730.7475 | 563.2904 | 556.6627 | 556.6627 | 556.6627 | 70.1446 | 68.4557 | 68.4557 | 68.4557 | 68.4557 | 0 | 0 | 0 | 0 | 0 | 0 | 0 | 0 | 0 | 0 | 0 | 0 | 10439.8931 | 10439.8931 | 10439.8931 | 10439.8931 | 10439.8931 | 10439.8931 | 10439.8931 | 10439.8931 | 10439.8931 | 10439.8931 | 10439.8931 | 10439.8931 | 10439.8931 | 10439.8931 | 10439.8931 | 0 | 0 | 0 | 0 | 0 | 0 | 0 | 0 | 0 | 0 | 0 | 0 | 0 | 0
Commercial | Commercial Incentive Program | Prescriptive | [5 empty] | 2742171.7146 |  | 0 |  |  |  | 391577 | 434222.34 | 1.5079 | 0.58854 | 2.0491 | 1.7414 | 6.3573 | 0.035929 | 0.23853 | 1340315.4089 | 207536.3404 | 3154150.7659 | 1623281.5437 | 310156.6997 | 544931.237 | 343934.8274 | 0 | 0 | 0 | 2742171.7146 | 2742171.7146 | 2742171.7146 | 2742171.7146 | 2742171.7146 | 2706801.2775 | 2706801.2775 | 2706801.2775 | 2570145.6749 | 2570145.6749 | 2270586.4449 | 1535752.6365 | 1420207.02 | 1420207.02 | 1420207.02 | 131268.82 | 116667.9397 | 116667.9397 | 116667.9397 | 116667.9397 | 0 | 0 | 0 | 0 | 0 | 0 | 0 | 0 | 0 | 0 | 0 | 0 | 551.8449 | 551.8449 | 551.8449 | 551.8449 | 551.8449 | 551.8449 | 551.8449 | 551.8449 | 525.2859 | 525.2859 | 519.1975 | 351.7403 | 345.1127 | 345.1127 | 345.1127 | 70.1446 | 68.4557 | 68.4557 | 68.4557 | 68.4557 | 0 | 0 | 0 | 0 | 0 | 0 | 0 | 0 | 0 | 0 | 0 | 0 | 10439.8931 | 10439.8931 | 10439.8931 | 10439.8931 | 10439.8931 | 10439.8931 | 10439.8931 | 10439.8931 | 10439.8931 | 10439.8931 | 10439.8931 | 10439.8931 | 10439.8931 | 10439.8931 | 10439.8931 | 0 | 0 | 0 | 0 | 0 | 0 | 0 | 0 | 0 | 0 | 0 | 0 | 0 | 0
Commercial | Commercial Incentive Program | Custom | [5 empty] | 1259959.4142 |  | 0 |  |  |  | 95396.72 | 40597.66 | 2.781 | 0.68319 | 5.7799 | 3.2488 | 8.5604 | 0.011724 | 0.085493 | 622590.9176 | 104736.8433 | 1565613.8267 | 803577.3653 | 75560.9544 | 191717.6208 | 32156.2202 | 0 | 0 | 0 | 1259959.4142 | 1259959.4142 | 1259959.4142 | 1259959.4142 | 1259959.4142 | 1259959.4142 | 1259959.4142 | 1259959.4142 | 1259959.4142 | 1259959.4142 | 1259959.4142 | 1259959.4142 | 1259959.4142 | 1259959.4142 | 1259959.4142 | 0 | 0 | 0 | 0 | 0 | 0 | 0 | 0 | 0 | 0 | 0 | 0 | 0 | 0 | 0 | 0 | 0 | 211.55 | 211.55 | 211.55 | 211.55 | 211.55 | 211.55 | 211.55 | 211.55 | 211.55 | 211.55 | 211.55 | 211.55 | 211.55 | 211.55 | 211.55 | 0 | 0 | 0 | 0 | 0 | 0 | 0 | 0 | 0 | 0 | 0 | 0 | 0 | 0 | 0 | 0 | 0 | 0 | 0 | 0 | 0 | 0 | 0 | 0 | 0 | 0 | 0 | 0 | 0 | 0 | 0 | 0 | 0 | 0 | 0 | 0 | 0 | 0 | 0 | 0 | 0 | 0 | 0 | 0 | 0 | 0
Commercial | Express Install | 0 | [5 empty] | 938849.5596 |  | 0 |  |  |  | 185500 | 310927.58 | 1.09 | 0.4631 | 1.1683 | 1.2751 | 7.4978 | 0.057436 | 0.41882 | 459387.8426 | 78043.8942 | 1166605.7137 | 598779.8075 | 146929.1296 | 175190.2397 | 246276.6507 | 0 | 0 | 0 | 938849.5596 | 938849.5596 | 938849.5596 | 938849.5596 | 938849.5596 | 938849.5596 | 938849.5596 | 938849.5596 | 938849.5596 | 938849.5596 | 938849.5596 | 938849.5596 | 938849.5596 | 938849.5596 | 938849.5596 | 0 | 0 | 0 | 0 | 0 | 0 | 0 | 0 | 0 | 0 | 0 | 0 | 0 | 0 | 0 | 0 | 0 | 149.8726 | 149.8726 | 149.8726 | 149.8726 | 149.8726 | 149.8726 | 149.8726 | 149.8726 | 149.8726 | 149.8726 | 149.8726 | 149.8726 | 149.8726 | 149.8726 | 149.8726 | 0 | 0 | 0 | 0 | 0 | 0 | 0 | 0 | 0 | 0 | 0 | 0 | 0 | 0 | 0 | 0 | 0 | 0 | 0 | 0 | 0 | 0 | 0 | 0 | 0 | 0 | 0 | 0 | 0 | 0 | 0 | 0 | 0 | 0 | 0 | 0 | 0 | 0 | 0 | 0 | 0 | 0 | 0 | 0 | 0 | 0
Commercial | New Construction | 0 | [5 empty] | 229161.7998 |  | 0 |  |  |  | 17350.78 | 45249.72 | 1.4583 | 0.64588 | 2.5497 | 1.678 | 5.87 | 0.029673 | 0.21637 | 126423.865 | 19049.5688 | 284754.3169 | 146154.8946 | 13743.0458 | 50851.4462 | 35840.981 | 0 | 0 | 0 | 229161.7998 | 229161.7998 | 229161.7998 | 229161.7998 | 229161.7998 | 229161.7998 | 229161.7998 | 229161.7998 | 229161.7998 | 229161.7998 | 229161.7998 | 229161.7998 | 229161.7998 | 229161.7998 | 229161.7998 | 0 | 0 | 0 | 0 | 0 | 0 | 0 | 0 | 0 | 0 | 0 | 0 | 0 | 0 | 0 | 0 | 0 | 61.067 | 61.067 | 61.067 | 61.067 | 61.067 | 61.067 | 61.067 | 61.067 | 61.067 | 61.067 | 61.067 | 61.067 | 61.067 | 61.067 | 61.067 | 0 | 0 | 0 | 0 | 0 | 0 | 0 | 0 | 0 | 0 | 0 | 0 | 0 | 0 | 0 | 0 | 0 | 0 | 0 | 0 | 0 | 0 | 0 | 0 | 0 | 0 | 0 | 0 | 0 | 0 | 0 | 0 | 0 | 0 | 0 | 0 | 0 | 0 | 0 | 0 | 0 | 0 | 0 | 0 | 0 | 0
Commercial | School Energy Manager | 0 | [5 empty] | 589797.4942 |  | 0 |  |  |  | 0 | 225750 | 1.1092 | 0.60324 | 1.5515 | 1.2631 | 6.4247 | 0.052968 | 0.30317 | 277418.1571 | 38483.9219 | 457990.9373 | 281067.9323 | 0 | 71286.3702 | 178809.9785 | 0 | 0 | 0 | 589797.4942 | 589797.4942 | 589797.4942 | 589797.4942 | 589797.4942 | 589797.4942 | 589797.4942 | 589797.4942 | 589797.4942 | 589797.4942 | 0 | 0 | 0 | 0 | 0 | 0 | 0 | 0 | 0 | 0 | 0 | 0 | 0 | 0 | 0 | 0 | 0 | 0 | 0 | 0 | 0 | 0 | 215.4144 | 215.4144 | 215.4144 | 215.4144 | 215.4144 | 215.4144 | 215.4144 | 215.4144 | 215.4144 | 215.4144 | 0 | 0 | 0 | 0 | 0 | 0 | 0 | 0 | 0 | 0 | 0 | 0 | 0 | 0 | 0 | 0 | 0 | 0 | 0 | 0 | 0 | 0 | 0 | 0 | 0 | 0 | 0 | 0 | 0 | 0 | 0 | 0 | 0 | 0 | 0 | 0 | 0 | 0 | 0 | 0 | 0 | 0 | 0 | 0 | 0 | 0 | 0 | 0 | 0 | 0 | 0
Commercial | Bid For Efficiency | 0 | [5 empty] | 2450021.4676 |  | 0 |  |  |  | 185501.23 | 313005.15 | 2.8593 | 0.56483 | 2.235 | 3.3772 | 33.7499 | 0.028157 | 0.16116 | 882501.3714 | 159862.3862 | 1902496.4321 | 1167557.4665 | 146930.1039 | 60723.9539 | 247922.2332 | 0 | 0 | 0 | 2450021.4676 | 2450021.4676 | 2450021.4676 | 2450021.4676 | 2450021.4676 | 2450021.4676 | 2450021.4676 | 2450021.4676 | 2450021.4676 | 2450021.4676 | 0 | 0 | 0 | 0 | 0 | 0 | 0 | 0 | 0 | 0 | 0 | 0 | 0 | 0 | 0 | 0 | 0 | 0 | 0 | 0 | 0 | 0 | 283.3998 | 283.3998 | 283.3998 | 283.3998 | 283.3998 | 283.3998 | 283.3998 | 283.3998 | 283.3998 | 283.3998 | 0 | 0 | 0 | 0 | 0 | 0 | 0 | 0 | 0 | 0 | 0 | 0 | 0 | 0 | 0 | 0 | 0 | 0 | 0 | 0 | 0 | 0 | 0 | 0 | 0 | 0 | 0 | 0 | 0 | 0 | 0 | 0 | 0 | 0 | 0 | 0 | 0 | 0 | 0 | 0 | 0 | 0 | 0 | 0 | 0 | 0 | 0 | 0 | 0 | 0 | 0
Commercial | Retrocommissioning | 0 | [5 empty] | 879969.161 |  | 0 |  |  |  | 99939.14 | 163454.31 | 1.2351 | 0.4145 | 0.88391 | 1.4643 | 27.3012 | 0.069509 | 0.23708 | 184406.8411 | 34216.3965 | 462302.7901 | 236262.1534 | 79158.8725 | 19832.8573 | 129467.3827 | 0 | 0 | 0 | 879969.161 | 879969.161 | 879969.161 | 879969.161 | 879969.161 | 0 | 0 | 0 | 0 | 0 | 0 | 0 | 0 | 0 | 0 | 0 | 0 | 0 | 0 | 0 | 0 | 0 | 0 | 0 | 0 | 0 | 0 | 0 | 0 | 0 | 0 | 0 | 111.7802 | 111.7802 | 111.7802 | 111.7802 | 111.7802 | 0 | 0 | 0 | 0 | 0 | 0 | 0 | 0 | 0 | 0 | 0 | 0 | 0 | 0 | 0 | 0 | 0 | 0 | 0 | 0 | 0 | 0 | 0 | 0 | 0 | 0 | 0 | 0 | 0 | 0 | 0 | 0 | 0 | 0 | 0 | 0 | 0 | 0 | 0 | 0 | 0 | 0 | 0 | 0 | 0 | 0 | 0 | 0 | 0 | 0 | 0 | 0 | 0 | 0 | 0 | 0
Commercial | Continuous Energy Management | 0 | [5 empty] | 0 |  | 0 |  |  |  | 0 | 0 | n/a | n/a | n/a | n/a | n/a | 0 | 0 | 0 | 0 | 0 | 0 | 0 | 0 | 0 | 0 | 0 | 0 | 0 | 0 | 0 | 0 | 0 | 0 | 0 | 0 | 0 | 0 | 0 | 0 | 0 | 0 | 0 | 0 | 0 | 0 | 0 | 0 | 0 | 0 | 0 | 0 | 0 | 0 | 0 | 0 | 0 | 0 | 0 | 0 | 0 | 0 | 0 | 0 | 0 | 0 | 0 | 0 | 0 | 0 | 0 | 0 | 0 | 0 | 0 | 0 | 0 | 0 | 0 | 0 | 0 | 0 | 0 | 0 | 0 | 0 | 0 | 0 | 0 | 0 | 0 | 0 | 0 | 0 | 0 | 0 | 0 | 0 | 0 | 0 | 0 | 0 | 0 | 0 | 0 | 0 | 0 | 0 | 0 | 0 | 0 | 0 | 0 | 0 | 0 | 0 | 0 | 0 | 0 | 0 | 0
Industrial | Industrial Total | [6 empty] | 879969.161 |  | 0 |  |  |  | 0 | 0 | n/a | n/a | n/a | n/a | n/a | 0 | 0 | 0 | 0 | 0 | 0 | 0 | 0 | 0 | 0 | 0 | 0 | 0 | 0 | 0 | 0 | 0 | 0 | 0 | 0 | 0 | 0 | 0 | 0 | 0 | 0 | 0 | 0 | 0 | 0 | 0 | 0 | 0 | 0 | 0 | 0 | 0 | 0 | 0 | 0 | 0 | 0 | 0 | 0 | 0 | 0 | 0 | 0 | 0 | 0 | 0 | 0 | 0 | 0 | 0 | 0 | 0 | 0 | 0 | 0 | 0 | 0 | 0 | 0 | 0 | 0 | 0 | 0 | 0 | 0 | 0 | 0 | 0 | 0 | 0 | 0 | 0 | 0 | 0 | 0 | 0 | 0 | 0 | 0 | 0 | 0 | 0 | 0 | 0 | 0 | 0 | 0 | 0 | 0 | 0 | 0 | 0 | 0 | 0 | 0 | 0 | 0 | 0 | 0 | 0
Industrial | Retrocommissioning | 0 | [5 empty] | 879969.161 |  | 0 |  |  |  | 0 | 0 | n/a | n/a | n/a | n/a | n/a | 0 | 0 | 0 | 0 | 0 | 0 | 0 | 0 | 0 | 0 | 0 | 0 | 0 | 0 | 0 | 0 | 0 | 0 | 0 | 0 | 0 | 0 | 0 | 0 | 0 | 0 | 0 | 0 | 0 | 0 | 0 | 0 | 0 | 0 | 0 | 0 | 0 | 0 | 0 | 0 | 0 | 0 | 0 | 0 | 0 | 0 | 0 | 0 | 0 | 0 | 0 | 0 | 0 | 0 | 0 | 0 | 0 | 0 | 0 | 0 | 0 | 0 | 0 | 0 | 0 | 0 | 0 | 0 | 0 | 0 | 0 | 0 | 0 | 0 | 0 | 0 | 0 | 0 | 0 | 0 | 0 | 0 | 0 | 0 | 0 | 0 | 0 | 0 | 0 | 0 | 0 | 0 | 0 | 0 | 0 | 0 | 0 | 0 | 0 | 0 | 0 | 0 | 0 | 0 | 0
Industrial | Continuous Energy Management | 0 | [5 empty] | 0 |  | 0 |  |  |  | 0 | 0 | n/a | n/a | n/a | n/a | n/a | 0 | 0 | 0 | 0 | 0 | 0 | 0 | 0 | 0 | 0 | 0 | 0 | 0 | 0 | 0 | 0 | 0 | 0 | 0 | 0 | 0 | 0 | 0 | 0 | 0 | 0 | 0 | 0 | 0 | 0 | 0 | 0 | 0 | 0 | 0 | 0 | 0 | 0 | 0 | 0 | 0 | 0 | 0 | 0 | 0 | 0 | 0 | 0 | 0 | 0 | 0 | 0 | 0 | 0 | 0 | 0 | 0 | 0 | 0 | 0 | 0 | 0 | 0 | 0 | 0 | 0 | 0 | 0 | 0 | 0 | 0 | 0 | 0 | 0 | 0 | 0 | 0 | 0 | 0 | 0 | 0 | 0 | 0 | 0 | 0 | 0 | 0 | 0 | 0 | 0 | 0 | 0 | 0 | 0 | 0 | 0 | 0 | 0 | 0 | 0 | 0 | 0 | 0 | 0 | 0
n/a | General Marketing & Education | [6 empty] | 0 |  | 0 |  |  |  | 0 | 150000 | 0 | 0 | 0 | 0 | n/a | 0 | 0 | 0 | 0 | 0 | 0 | 0 | 0 | 118810.6169 | 0 | 0 | 0 | 0 | 0 | 0 | 0 | 0 | 0 | 0 | 0 | 0 | 0 | 0 | 0 | 0 | 0 | 0 | 0 | 0 | 0 | 0 | 0 | 0 | 0 | 0 | 0 | 0 | 0 | 0 | 0 | 0 | 0 | 0 | 0 | 0 | 0 | 0 | 0 | 0 | 0 | 0 | 0 | 0 | 0 | 0 | 0 | 0 | 0 | 0 | 0 | 0 | 0 | 0 | 0 | 0 | 0 | 0 | 0 | 0 | 0 | 0 | 0 | 0 | 0 | 0 | 0 | 0 | 0 | 0 | 0 | 0 | 0 | 0 | 0 | 0 | 0 | 0 | 0 | 0 | 0 | 0 | 0 | 0 | 0 | 0 | 0 | 0 | 0 | 0 | 0 | 0 | 0 | 0 | 0 | 0
Residential | Residential Efficient Products | Lighting | Standard CFL | 5 | 0 | 79% | -42084.6918 | 6066261.8461 | 625.1629 | 0 | 0 | 625680 | 0 | 330000 | 468693.62 | 1.8561 | 0.50945 | 2.5432 | 2.1282 | 6.6323 | 0.030575 | 0.10429 | 1608866.5223 | 235878.2895 | 3025477.7862 | 2525423.1126 | 261383.3573 | 495582.8454 | 371238.521 | 0 | 0 | 0 | 6066261.8461 | 6066261.8461 | 6066261.8461 | 6066261.8461 | 6066261.8461 | 0 | 0 | 0 | 0 | 0 | 0 | 0 | 0 | 0 | 0 | 0 | 0 | 0 | 0 | 0 | 0 | 0 | 0 | 0 | 0 | 0 | 0 | 0 | 0 | 0 | 0 | 0 | 625.1629 | 625.1629 | 625.1629 | 625.1629 | 625.1629 | 0 | 0 | 0 | 0 | 0 | 0 | 0 | 0 | 0 | 0 | 0 | 0 | 0 | 0 | 0 | 0 | 0 | 0 | 0 | 0 | 0 | 0 | 0 | 0 | 0 | 0 | 0 | -42084.6918 | -42084.6918 | -42084.6918 | -42084.6918 | -42084.6918 | 0 | 0 | 0 | 0 | 0 | 0 | 0 | 0 | 0 | 0 | 0 | 0 | 0 | 0 | 0 | 0 | 0 | 0 | 0 | 0 | 0 | 0 | 0 | 0
Residential | Residential Efficient Products | Lighting | LED | 15 | 0 | 79% | -5492.4683 | 791707.1311 | 81.5899 | 0 | 0 | 216144 | 0 | 108000 | 56242.22 | 1.9652 | 0.46344 | 3.2591 | 2.2702 | 5.9912 | 0.022534 | 0.16432 | 423986.7833 | 65812.3625 | 940160.2763 | 784769.4345 | 85543.6442 | 171201.3466 | 44547.819 | 0 | 0 | 0 | 791707.1311 | 791707.1311 | 791707.1311 | 791707.1311 | 791707.1311 | 791707.1311 | 791707.1311 | 791707.1311 | 791707.1311 | 791707.1311 | 791707.1311 | 791707.1311 | 791707.1311 | 791707.1311 | 791707.1311 | 0 | 0 | 0 | 0 | 0 | 0 | 0 | 0 | 0 | 0 | 0 | 0 | 0 | 0 | 0 | 0 | 0 | 81.5899 | 81.5899 | 81.5899 | 81.5899 | 81.5899 | 81.5899 | 81.5899 | 81.5899 | 81.5899 | 81.5899 | 81.5899 | 81.5899 | 81.5899 | 81.5899 | 81.5899 | 0 | 0 | 0 | 0 | 0 | 0 | 0 | 0 | 0 | 0 | 0 | 0 | 0 | 0 | 0 | 0 | 0 | -5492.4683 | -5492.4683 | -5492.4683 | -5492.4683 | -5492.4683 | -5492.4683 | -5492.4683 | -5492.4683 | -5492.4683 | -5492.4683 | -5492.4683 | -5492.4683 | -5492.4683 | -5492.4683 | -5492.4683 | 0 | 0 | 0 | 0 | 0 | 0 | 0 | 0 | 0 | 0 | 0 | 0 | 0 | 0
Residential | Residential Efficient Products | Lighting | Specialty LED | 15 | 0 | 79% | -1750.0512 | 252259.6251 | 28.5599 | 0 | 0 | 80106 | 0 | 39000 | 13293.41 | 1.7238 | 0.43752 | 3.0788 | 2.0072 | 5.2081 | 0.022518 | 0.1642 | 127523.6443 | 20969.6253 | 299560.8723 | 250049.0845 | 30890.7604 | 63449.6219 | 10529.3216 | 0 | 0 | 0 | 252259.6251 | 252259.6251 | 252259.6251 | 252259.6251 | 252259.6251 | 252259.6251 | 252259.6251 | 252259.6251 | 252259.6251 | 252259.6251 | 252259.6251 | 252259.6251 | 252259.6251 | 252259.6251 | 252259.6251 | 0 | 0 | 0 | 0 | 0 | 0 | 0 | 0 | 0 | 0 | 0 | 0 | 0 | 0 | 0 | 0 | 0 | 28.5599 | 28.5599 | 28.5599 | 28.5599 | 28.5599 | 28.5599 | 28.5599 | 28.5599 | 28.5599 | 28.5599 | 28.5599 | 28.5599 | 28.5599 | 28.5599 | 28.5599 | 0 | 0 | 0 | 0 | 0 | 0 | 0 | 0 | 0 | 0 | 0 | 0 | 0 | 0 | 0 | 0 | 0 | -1750.0512 | -1750.0512 | -1750.0512 | -1750.0512 | -1750.0512 | -1750.0512 | -1750.0512 | -1750.0512 | -1750.0512 | -1750.0512 | -1750.0512 | -1750.0512 | -1750.0512 | -1750.0512 | -1750.0512 | 0 | 0 | 0 | 0 | 0 | 0 | 0 | 0 | 0 | 0 | 0 | 0 | 0 | 0
Residential | Residential Efficient Products | Appliance | ENERGY STAR Clothes Washer | 14 | 0 | 79% | 407.7773 | 76076.3145 | 9.9299 | 0 | 0 | 42107 | 0 | 41000 | 22283.5 | 0.71412 | 0.27833 | 0.72662 | 0.83358 | 3.8737 | 0.093791 | 0.65888 | 36421.6715 | 6092.5436 | 96719.8262 | 80733.8549 | 32474.902 | 33351.7243 | 17650.1092 | 0 | 0 | 0 | 76076.3145 | 76076.3145 | 76076.3145 | 76076.3145 | 76076.3145 | 76076.3145 | 76076.3145 | 76076.3145 | 76076.3145 | 76076.3145 | 76076.3145 | 76076.3145 | 76076.3145 | 76076.3145 | 0 | 0 | 0 | 0 | 0 | 0 | 0 | 0 | 0 | 0 | 0 | 0 | 0 | 0 | 0 | 0 | 0 | 0 | 9.9299 | 9.9299 | 9.9299 | 9.9299 | 9.9299 | 9.9299 | 9.9299 | 9.9299 | 9.9299 | 9.9299 | 9.9299 | 9.9299 | 9.9299 | 9.9299 | 0 | 0 | 0 | 0 | 0 | 0 | 0 | 0 | 0 | 0 | 0 | 0 | 0 | 0 | 0 | 0 | 0 | 0 | 407.7773 | 407.7773 | 407.7773 | 407.7773 | 407.7773 | 407.7773 | 407.7773 | 407.7773 | 407.7773 | 407.7773 | 407.7773 | 407.7773 | 407.7773 | 407.7773 | 0 | 0 | 0 | 0 | 0 | 0 | 0 | 0 | 0 | 0 | 0 | 0 | 0 | 0 | 0
Residential | Residential Efficient Products | Appliance | ENERGY STAR Dehumidifier | 12 | 0 | 79% | 0 | 29579.636 | 6.8456 | 0 | 0 | 10428 | 0 | 5500 | 5414.75 | 1.0961 | 0.38785 | 1.591 | 1.2687 | 4.4171 | 0.045491 | 0.29227 | 13754.2436 | 2166.4779 | 32127.598 | 26817.5092 | 4356.3893 | 8259.7141 | 4288.8653 | 0 | 0 | 0 | 29579.636 | 29579.636 | 29579.636 | 29579.636 | 29579.636 | 29579.636 | 29579.636 | 29579.636 | 29579.636 | 29579.636 | 29579.636 | 29579.636 | 0 | 0 | 0 | 0 | 0 | 0 | 0 | 0 | 0 | 0 | 0 | 0 | 0 | 0 | 0 | 0 | 0 | 0 | 0 | 0 | 6.8456 | 6.8456 | 6.8456 | 6.8456 | 6.8456 | 6.8456 | 6.8456 | 6.8456 | 6.8456 | 6.8456 | 6.8456 | 6.8456 | 0 | 0 | 0 | 0 | 0 | 0 | 0 | 0 | 0 | 0 | 0 | 0 | 0 | 0 | 0 | 0 | 0 | 0 | 0 | 0 | 0 | 0 | 0 | 0 | 0 | 0 | 0 | 0 | 0 | 0 | 0 | 0 | 0 | 0 | 0 | 0 | 0 | 0 | 0 | 0 | 0 | 0 | 0 | 0 | 0 | 0 | 0 | 0 | 0
Residential | Appliance Recycling | 0 | Refrigerator Recycle | 8 | 0 | 70% | 0 | 300429.4828 | 37.5663 | 0 | 0 | 41580 | 0 | 24750 |  | 2.8192 | 0.4242 | 4.7363 | 3.3293 | 8.7761 | 0.013304 | 0.065252 | 92848.7788 | 16797.8326 | 269429.9037 | 199276.8854 | 19603.7518 | 32934.303 |  | 0 | 0 | 0 | 300429.4828 | 300429.4828 | 300429.4828 | 300429.4828 | 300429.4828 | 300429.4828 | 300429.4828 | 300429.4828 | 0 | 0 | 0 | 0 | 0 | 0 | 0 | 0 | 0 | 0 | 0 | 0 | 0 | 0 | 0 | 0 | 0 | 0 | 0 | 0 | 0 | 0 | 0 | 0 | 37.5663 | 37.5663 | 37.5663 | 37.5663 | 37.5663 | 37.5663 | 37.5663 | 37.5663 | 0 | 0 | 0 | 0 | 0 | 0 | 0 | 0 | 0 | 0 | 0 | 0 | 0 | 0 | 0 | 0 | 0 | 0 | 0 | 0 | 0 | 0 | 0 | 0 | 0 | 0 | 0 | 0 | 0 | 0 | 0 | 0 | 0 | 0 | 0 | 0 | 0 | 0 | 0 | 0 | 0 | 0 | 0 | 0 | 0 | 0 | 0 | 0 | 0 | 0 | 0 | 0 | 0
Residential | Appliance Recycling | 0 | Freezer Recycle | 8 | 0 | 70% | 0 | 75695.2148 | 9.001 | 0 | 0 | 11760 | 0 | 7000 |  | 2.4932 | 0.41654 | 4.1886 | 2.9476 | 7.8831 | 0.014934 | 0.073248 | 23223.5576 | 4232.3261 | 67884.6638 | 50209.1423 | 5544.4955 | 9314.7524 |  | 0 | 0 | 0 | 75695.2148 | 75695.2148 | 75695.2148 | 75695.2148 | 75695.2148 | 75695.2148 | 75695.2148 | 75695.2148 | 0 | 0 | 0 | 0 | 0 | 0 | 0 | 0 | 0 | 0 | 0 | 0 | 0 | 0 | 0 | 0 | 0 | 0 | 0 | 0 | 0 | 0 | 0 | 0 | 9.001 | 9.001 | 9.001 | 9.001 | 9.001 | 9.001 | 9.001 | 9.001 | 0 | 0 | 0 | 0 | 0 | 0 | 0 | 0 | 0 | 0 | 0 | 0 | 0 | 0 | 0 | 0 | 0 | 0 | 0 | 0 | 0 | 0 | 0 | 0 | 0 | 0 | 0 | 0 | 0 | 0 | 0 | 0 | 0 | 0 | 0 | 0 | 0 | 0 | 0 | 0 | 0 | 0 | 0 | 0 | 0 | 0 | 0 | 0 | 0 | 0 | 0 | 0 | 0
Residential | New Manufactured Homes | Tier 1 | Efficient Heat Pump (SEER 15, EER 12.5, HSPF 8.5) | 18 | 0 | 64.91% | 0 | 32526.257 | 15.8899 | 0 | 0 | 28174.259 | 0 | 38000 |  | 1.0932 | 0.35449 | 0.81049 | 1.2257 | 3.8785 | 0.11598 | 0.92537 | 24394.7894 | 2958.4821 | 56454.909 | 38718.1803 | 30098.6896 | 22316.0073 |  | 0 | 0 | 0 | 32526.257 | 32526.257 | 32526.257 | 32526.257 | 32526.257 | 32526.257 | 32526.257 | 32526.257 | 32526.257 | 32526.257 | 32526.257 | 32526.257 | 32526.257 | 32526.257 | 32526.257 | 32526.257 | 32526.257 | 32526.257 | 0 | 0 | 0 | 0 | 0 | 0 | 0 | 0 | 0 | 0 | 0 | 0 | 0 | 0 | 15.8899 | 15.8899 | 15.8899 | 15.8899 | 15.8899 | 15.8899 | 15.8899 | 15.8899 | 15.8899 | 15.8899 | 15.8899 | 15.8899 | 15.8899 | 15.8899 | 15.8899 | 15.8899 | 15.8899 | 15.8899 | 0 | 0 | 0 | 0 | 0 | 0 | 0 | 0 | 0 | 0 | 0 | 0 | 0 | 0 | 0 | 0 | 0 | 0 | 0 | 0 | 0 | 0 | 0 | 0 | 0 | 0 | 0 | 0 | 0 | 0 | 0 | 0 | 0 | 0 | 0 | 0 | 0 | 0 | 0 | 0 | 0 | 0 | 0
Residential | New Manufactured Homes | Tier 1 | Attic Insulation R-38 (ASHP) | 25 | 0 | 64.91% | 0 | 120053.0186 | 73.3738 | 0 | 0 | 27624.9662 | 0 | 4750 |  | 5.2965 | 0.66119 | 30.8032 | 5.8642 | 11.6014 | 0.0034529 | 0.031339 | 115892.0054 | 12421.7998 | 250087.7041 | 171516.3658 | 3762.3362 | 21880.9285 |  | 0 | 0 | 0 | 120053.0186 | 120053.0186 | 120053.0186 | 120053.0186 | 120053.0186 | 120053.0186 | 120053.0186 | 120053.0186 | 120053.0186 | 120053.0186 | 120053.0186 | 120053.0186 | 120053.0186 | 120053.0186 | 120053.0186 | 120053.0186 | 120053.0186 | 120053.0186 | 120053.0186 | 120053.0186 | 120053.0186 | 120053.0186 | 120053.0186 | 120053.0186 | 120053.0186 | 0 | 0 | 0 | 0 | 0 | 0 | 0 | 73.3738 | 73.3738 | 73.3738 | 73.3738 | 73.3738 | 73.3738 | 73.3738 | 73.3738 | 73.3738 | 73.3738 | 73.3738 | 73.3738 | 73.3738 | 73.3738 | 73.3738 | 73.3738 | 73.3738 | 73.3738 | 73.3738 | 73.3738 | 73.3738 | 73.3738 | 73.3738 | 73.3738 | 73.3738 | 0 | 0 | 0 | 0 | 0 | 0 | 0 | 0 | 0 | 0 | 0 | 0 | 0 | 0 | 0 | 0 | 0 | 0 | 0 | 0 | 0 | 0 | 0 | 0 | 0 | 0 | 0 | 0 | 0 | 0 | 0 | 0 | 0 | 0 | 0 | 0
Residential | New Manufactured Homes | Tier 2 | Energy Star Manufactured Home | 25 | 0 | 64.91% | 0 | 162581.6424 | 38.8026 | 0 | 0 | 48250.132 | 0 | 64800 |  | 2.9016 | 0.39101 | 2.1605 | 3.3418 | 10.2049 | 0.034783 | 0.31569 | 110891.8417 | 16822.206 | 338680.9442 | 232275.8127 | 51326.1865 | 38217.5197 |  | 0 | 0 | 0 | 162581.6424 | 162581.6424 | 162581.6424 | 162581.6424 | 162581.6424 | 162581.6424 | 162581.6424 | 162581.6424 | 162581.6424 | 162581.6424 | 162581.6424 | 162581.6424 | 162581.6424 | 162581.6424 | 162581.6424 | 162581.6424 | 162581.6424 | 162581.6424 | 162581.6424 | 162581.6424 | 162581.6424 | 162581.6424 | 162581.6424 | 162581.6424 | 162581.6424 | 0 | 0 | 0 | 0 | 0 | 0 | 0 | 38.8026 | 38.8026 | 38.8026 | 38.8026 | 38.8026 | 38.8026 | 38.8026 | 38.8026 | 38.8026 | 38.8026 | 38.8026 | 38.8026 | 38.8026 | 38.8026 | 38.8026 | 38.8026 | 38.8026 | 38.8026 | 38.8026 | 38.8026 | 38.8026 | 38.8026 | 38.8026 | 38.8026 | 38.8026 | 0 | 0 | 0 | 0 | 0 | 0 | 0 | 0 | 0 | 0 | 0 | 0 | 0 | 0 | 0 | 0 | 0 | 0 | 0 | 0 | 0 | 0 | 0 | 0 | 0 | 0 | 0 | 0 | 0 | 0 | 0 | 0 | 0 | 0 | 0 | 0
Residential | Whole House Efficiency | Single Family | Standard CFL | 5 | 0 | 94.8% | -1138.1257 | 164054.1523 | 16.9067 | 0 | 0 | 0 | 0 | 0 |  | n/a | 0.61011 | n/a | n/a | n/a | 0 | 0 | 41668.7559 | 6379.0212 | 68184.5773 | 68296.7795 | 0 | 0 |  | 0 | 0 | 0 | 164054.1523 | 164054.1523 | 164054.1523 | 164054.1523 | 164054.1523 | 0 | 0 | 0 | 0 | 0 | 0 | 0 | 0 | 0 | 0 | 0 | 0 | 0 | 0 | 0 | 0 | 0 | 0 | 0 | 0 | 0 | 0 | 0 | 0 | 0 | 0 | 0 | 16.9067 | 16.9067 | 16.9067 | 16.9067 | 16.9067 | 0 | 0 | 0 | 0 | 0 | 0 | 0 | 0 | 0 | 0 | 0 | 0 | 0 | 0 | 0 | 0 | 0 | 0 | 0 | 0 | 0 | 0 | 0 | 0 | 0 | 0 | 0 | -1138.1257 | -1138.1257 | -1138.1257 | -1138.1257 | -1138.1257 | 0 | 0 | 0 | 0 | 0 | 0 | 0 | 0 | 0 | 0 | 0 | 0 | 0 | 0 | 0 | 0 | 0 | 0 | 0 | 0 | 0 | 0 | 0 | 0
Residential | Whole House Efficiency | Single Family | LED | 15 | 0 | 94.8% | -1334.3543 | 192339.351 | 19.8217 | 0 | 0 | 0 | 0 | 0 |  | n/a | 0.52542 | n/a | n/a | n/a | 0 | 0 | 100173.9795 | 15988.6233 | 190340.671 | 190653.8893 | 0 | 0 |  | 0 | 0 | 0 | 192339.351 | 192339.351 | 192339.351 | 192339.351 | 192339.351 | 192339.351 | 192339.351 | 192339.351 | 192339.351 | 192339.351 | 192339.351 | 192339.351 | 192339.351 | 192339.351 | 192339.351 | 0 | 0 | 0 | 0 | 0 | 0 | 0 | 0 | 0 | 0 | 0 | 0 | 0 | 0 | 0 | 0 | 0 | 19.8217 | 19.8217 | 19.8217 | 19.8217 | 19.8217 | 19.8217 | 19.8217 | 19.8217 | 19.8217 | 19.8217 | 19.8217 | 19.8217 | 19.8217 | 19.8217 | 19.8217 | 0 | 0 | 0 | 0 | 0 | 0 | 0 | 0 | 0 | 0 | 0 | 0 | 0 | 0 | 0 | 0 | 0 | -1334.3543 | -1334.3543 | -1334.3543 | -1334.3543 | -1334.3543 | -1334.3543 | -1334.3543 | -1334.3543 | -1334.3543 | -1334.3543 | -1334.3543 | -1334.3543 | -1334.3543 | -1334.3543 | -1334.3543 | 0 | 0 | 0 | 0 | 0 | 0 | 0 | 0 | 0 | 0 | 0 | 0 | 0 | 0
Residential | Whole House Efficiency | Single Family | Pipe Insulated (Electric DHW) | 15 | 0 | 94.8% | 0 | 12633.152 | 1.4613 | 0 | 0 | 0 | 0 | 0 |  | n/a | 0.4377 | n/a | n/a | n/a | 0 | 0 | 5857.3217 | 1050.158 | 13360.0859 | 13382.0708 | 0 | 0 |  | 0 | 0 | 0 | 12633.152 | 12633.152 | 12633.152 | 12633.152 | 12633.152 | 12633.152 | 12633.152 | 12633.152 | 12633.152 | 12633.152 | 12633.152 | 12633.152 | 12633.152 | 12633.152 | 12633.152 | 0 | 0 | 0 | 0 | 0 | 0 | 0 | 0 | 0 | 0 | 0 | 0 | 0 | 0 | 0 | 0 | 0 | 1.4613 | 1.4613 | 1.4613 | 1.4613 | 1.4613 | 1.4613 | 1.4613 | 1.4613 | 1.4613 | 1.4613 | 1.4613 | 1.4613 | 1.4613 | 1.4613 | 1.4613 | 0 | 0 | 0 | 0 | 0 | 0 | 0 | 0 | 0 | 0 | 0 | 0 | 0 | 0 | 0 | 0 | 0 | 0 | 0 | 0 | 0 | 0 | 0 | 0 | 0 | 0 | 0 | 0 | 0 | 0 | 0 | 0 | 0 | 0 | 0 | 0 | 0 | 0 | 0 | 0 | 0 | 0 | 0 | 0 | 0 | 0
Residential | Whole House Efficiency | Single Family | Pipe Insulated (Natural Gas DHW) | 15 | 0 | 94.8% | 169.47 | 0 | 0 | 0 | 0 | 0 | 0 | 0 |  | n/a | 0.48588 | n/a | n/a | n/a | 0 | 0 | 807.6274 | 0 | 1659.4791 | 1662.2098 | 0 | 0 |  | 0 | 0 | 0 | 0 | 0 | 0 | 0 | 0 | 0 | 0 | 0 | 0 | 0 | 0 | 0 | 0 | 0 | 0 | 0 | 0 | 0 | 0 | 0 | 0 | 0 | 0 | 0 | 0 | 0 | 0 | 0 | 0 | 0 | 0 | 0 | 0 | 0 | 0 | 0 | 0 | 0 | 0 | 0 | 0 | 0 | 0 | 0 | 0 | 0 | 0 | 0 | 0 | 0 | 0 | 0 | 0 | 0 | 0 | 0 | 0 | 0 | 0 | 0 | 0 | 0 | 0 | 0 | 169.47 | 169.47 | 169.47 | 169.47 | 169.47 | 169.47 | 169.47 | 169.47 | 169.47 | 169.47 | 169.47 | 169.47 | 169.47 | 169.47 | 169.47 | 0 | 0 | 0 | 0 | 0 | 0 | 0 | 0 | 0 | 0 | 0 | 0 | 0 | 0
Residential | Whole House Efficiency | Single Family | Water Heater Tank Wrap (Electric DHW) | 5 | 0 | 94.8% | 0 | 26130.4954 | 3.0226 | 0 | 0 | 0 | 0 | 0 |  | n/a | 0.46426 | n/a | n/a | n/a | 0 | 0 | 5404.3919 | 1016.0486 | 11621.8279 | 11640.9524 | 0 | 0 |  | 0 | 0 | 0 | 26130.4954 | 26130.4954 | 26130.4954 | 26130.4954 | 26130.4954 | 0 | 0 | 0 | 0 | 0 | 0 | 0 | 0 | 0 | 0 | 0 | 0 | 0 | 0 | 0 | 0 | 0 | 0 | 0 | 0 | 0 | 0 | 0 | 0 | 0 | 0 | 0 | 3.0226 | 3.0226 | 3.0226 | 3.0226 | 3.0226 | 0 | 0 | 0 | 0 | 0 | 0 | 0 | 0 | 0 | 0 | 0 | 0 | 0 | 0 | 0 | 0 | 0 | 0 | 0 | 0 | 0 | 0 | 0 | 0 | 0 | 0 | 0 | 0 | 0 | 0 | 0 | 0 | 0 | 0 | 0 | 0 | 0 | 0 | 0 | 0 | 0 | 0 | 0 | 0 | 0 | 0 | 0 | 0 | 0 | 0 | 0 | 0 | 0 | 0 | 0 | 0
Residential | Whole House Efficiency | Single Family | Low Flow Faucet Aerator - Single Family (Electric DHW) | 9 | 0 | 94.8% | 0 | 92691.9684 | 39.8459 | 0 | 0 | 0 | 0 | 0 |  | n/a | 0.63313 | n/a | n/a | n/a | 0 | 0 | 42773.3752 | 5632.1802 | 67447.1043 | 67558.0929 | 0 | 0 |  | 0 | 0 | 0 | 92691.9684 | 92691.9684 | 92691.9684 | 92691.9684 | 92691.9684 | 92691.9684 | 92691.9684 | 92691.9684 | 92691.9684 | 0 | 0 | 0 | 0 | 0 | 0 | 0 | 0 | 0 | 0 | 0 | 0 | 0 | 0 | 0 | 0 | 0 | 0 | 0 | 0 | 0 | 0 | 0 | 39.8459 | 39.8459 | 39.8459 | 39.8459 | 39.8459 | 39.8459 | 39.8459 | 39.8459 | 39.8459 | 0 | 0 | 0 | 0 | 0 | 0 | 0 | 0 | 0 | 0 | 0 | 0 | 0 | 0 | 0 | 0 | 0 | 0 | 0 | 0 | 0 | 0 | 0 | 0 | 0 | 0 | 0 | 0 | 0 | 0 | 0 | 0 | 0 | 0 | 0 | 0 | 0 | 0 | 0 | 0 | 0 | 0 | 0 | 0 | 0 | 0 | 0 | 0 | 0 | 0 | 0 | 0
Residential | Whole House Efficiency | Single Family | Low Flow Faucet Aerator - Single Family (Natural Gas DHW) | 9 | 0 | 94.8% | 1251.871 | 0 | 0 | 0 | 0 | 0 | 0 | 0 |  | n/a | 0.48588 | n/a | n/a | n/a | 0 | 0 | 4151.5974 | 0 | 8530.5292 | 8544.5667 | 0 | 0 |  | 0 | 0 | 0 | 0 | 0 | 0 | 0 | 0 | 0 | 0 | 0 | 0 | 0 | 0 | 0 | 0 | 0 | 0 | 0 | 0 | 0 | 0 | 0 | 0 | 0 | 0 | 0 | 0 | 0 | 0 | 0 | 0 | 0 | 0 | 0 | 0 | 0 | 0 | 0 | 0 | 0 | 0 | 0 | 0 | 0 | 0 | 0 | 0 | 0 | 0 | 0 | 0 | 0 | 0 | 0 | 0 | 0 | 0 | 0 | 0 | 0 | 0 | 0 | 0 | 0 | 0 | 0 | 1251.871 | 1251.871 | 1251.871 | 1251.871 | 1251.871 | 1251.871 | 1251.871 | 1251.871 | 1251.871 | 0 | 0 | 0 | 0 | 0 | 0 | 0 | 0 | 0 | 0 | 0 | 0 | 0 | 0 | 0 | 0 | 0 | 0 | 0 | 0
Residential | Whole House Efficiency | Single Family | Low Flow Showerhead - Single Family (Electric DHW) | 10 | 0 | 94.8% | 0 | 188986.3775 | 18.8149 | 0 | 0 | 0 | 0 | 0 |  | n/a | 0.4463 | n/a | n/a | n/a | 0 | 0 | 66728.7842 | 12331.2443 | 149268.6867 | 149514.3182 | 0 | 0 |  | 0 | 0 | 0 | 188986.3775 | 188986.3775 | 188986.3775 | 188986.3775 | 188986.3775 | 188986.3775 | 188986.3775 | 188986.3775 | 188986.3775 | 188986.3775 | 0 | 0 | 0 | 0 | 0 | 0 | 0 | 0 | 0 | 0 | 0 | 0 | 0 | 0 | 0 | 0 | 0 | 0 | 0 | 0 | 0 | 0 | 18.8149 | 18.8149 | 18.8149 | 18.8149 | 18.8149 | 18.8149 | 18.8149 | 18.8149 | 18.8149 | 18.8149 | 0 | 0 | 0 | 0 | 0 | 0 | 0 | 0 | 0 | 0 | 0 | 0 | 0 | 0 | 0 | 0 | 0 | 0 | 0 | 0 | 0 | 0 | 0 | 0 | 0 | 0 | 0 | 0 | 0 | 0 | 0 | 0 | 0 | 0 | 0 | 0 | 0 | 0 | 0 | 0 | 0 | 0 | 0 | 0 | 0 | 0 | 0 | 0 | 0 | 0 | 0
Residential | Whole House Efficiency | Single Family | Low Flow Showerhead - Single Family (Natural Gas DHW) | 10 | 0 | 94.8% | 2552.3955 | 0 | 0 | 0 | 0 | 0 | 0 | 0 |  | n/a | 0.48588 | n/a | n/a | n/a | 0 | 0 | 9169.7295 | 0 | 18841.5777 | 18872.5828 | 0 | 0 |  | 0 | 0 | 0 | 0 | 0 | 0 | 0 | 0 | 0 | 0 | 0 | 0 | 0 | 0 | 0 | 0 | 0 | 0 | 0 | 0 | 0 | 0 | 0 | 0 | 0 | 0 | 0 | 0 | 0 | 0 | 0 | 0 | 0 | 0 | 0 | 0 | 0 | 0 | 0 | 0 | 0 | 0 | 0 | 0 | 0 | 0 | 0 | 0 | 0 | 0 | 0 | 0 | 0 | 0 | 0 | 0 | 0 | 0 | 0 | 0 | 0 | 0 | 0 | 0 | 0 | 0 | 0 | 2552.3955 | 2552.3955 | 2552.3955 | 2552.3955 | 2552.3955 | 2552.3955 | 2552.3955 | 2552.3955 | 2552.3955 | 2552.3955 | 0 | 0 | 0 | 0 | 0 | 0 | 0 | 0 | 0 | 0 | 0 | 0 | 0 | 0 | 0 | 0 | 0 | 0 | 0
Residential | Whole House Efficiency | Single Family | Weatherstrip/Caulk (ASHP) | 15 | 0 | 94.8% | 0 | 17894.7735 | 12.0884 | 0 | 0 | 0 | 0 | 0 |  | n/a | 0.74622 | n/a | n/a | n/a | 0 | 0 | 14145.0582 | 1487.5416 | 18924.4706 | 18955.612 | 0 | 0 |  | 0 | 0 | 0 | 17894.7735 | 17894.7735 | 17894.7735 | 17894.7735 | 17894.7735 | 17894.7735 | 17894.7735 | 17894.7735 | 17894.7735 | 17894.7735 | 17894.7735 | 17894.7735 | 17894.7735 | 17894.7735 | 17894.7735 | 0 | 0 | 0 | 0 | 0 | 0 | 0 | 0 | 0 | 0 | 0 | 0 | 0 | 0 | 0 | 0 | 0 | 12.0884 | 12.0884 | 12.0884 | 12.0884 | 12.0884 | 12.0884 | 12.0884 | 12.0884 | 12.0884 | 12.0884 | 12.0884 | 12.0884 | 12.0884 | 12.0884 | 12.0884 | 0 | 0 | 0 | 0 | 0 | 0 | 0 | 0 | 0 | 0 | 0 | 0 | 0 | 0 | 0 | 0 | 0 | 0 | 0 | 0 | 0 | 0 | 0 | 0 | 0 | 0 | 0 | 0 | 0 | 0 | 0 | 0 | 0 | 0 | 0 | 0 | 0 | 0 | 0 | 0 | 0 | 0 | 0 | 0 | 0 | 0
Residential | Whole House Efficiency | Single Family | Weatherstrip/Caulk (CAC & Electric Heat) | 15 | 0 | 94.8% | 0 | 82598.8809 | 11.1428 | 0 | 0 | 0 | 0 | 0 |  | n/a | 0.4483 | n/a | n/a | n/a | 0 | 0 | 39223.9469 | 6866.2101 | 87351.767 | 87495.5101 | 0 | 0 |  | 0 | 0 | 0 | 82598.8809 | 82598.8809 | 82598.8809 | 82598.8809 | 82598.8809 | 82598.8809 | 82598.8809 | 82598.8809 | 82598.8809 | 82598.8809 | 82598.8809 | 82598.8809 | 82598.8809 | 82598.8809 | 82598.8809 | 0 | 0 | 0 | 0 | 0 | 0 | 0 | 0 | 0 | 0 | 0 | 0 | 0 | 0 | 0 | 0 | 0 | 11.1428 | 11.1428 | 11.1428 | 11.1428 | 11.1428 | 11.1428 | 11.1428 | 11.1428 | 11.1428 | 11.1428 | 11.1428 | 11.1428 | 11.1428 | 11.1428 | 11.1428 | 0 | 0 | 0 | 0 | 0 | 0 | 0 | 0 | 0 | 0 | 0 | 0 | 0 | 0 | 0 | 0 | 0 | 0 | 0 | 0 | 0 | 0 | 0 | 0 | 0 | 0 | 0 | 0 | 0 | 0 | 0 | 0 | 0 | 0 | 0 | 0 | 0 | 0 | 0 | 0 | 0 | 0 | 0 | 0 | 0 | 0
Residential | Whole House Efficiency | Single Family | Door Sweep (ASHP) | 2 | 0 | 94.8% | 0 | 244.4002 | 0.10903 | 0 | 0 | 0 | 0 | 0 |  | n/a | 0.6307 | n/a | n/a | n/a | 0 | 0 | 29.5744 | 4.2487 | 46.814 | 46.891 | 0 | 0 |  | 0 | 0 | 0 | 244.4002 | 244.4002 | 0 | 0 | 0 | 0 | 0 | 0 | 0 | 0 | 0 | 0 | 0 | 0 | 0 | 0 | 0 | 0 | 0 | 0 | 0 | 0 | 0 | 0 | 0 | 0 | 0 | 0 | 0 | 0 | 0 | 0 | 0.10903 | 0.10903 | 0 | 0 | 0 | 0 | 0 | 0 | 0 | 0 | 0 | 0 | 0 | 0 | 0 | 0 | 0 | 0 | 0 | 0 | 0 | 0 | 0 | 0 | 0 | 0 | 0 | 0 | 0 | 0 | 0 | 0 | 0 | 0 | 0 | 0 | 0 | 0 | 0 | 0 | 0 | 0 | 0 | 0 | 0 | 0 | 0 | 0 | 0 | 0 | 0 | 0 | 0 | 0 | 0 | 0 | 0 | 0 | 0 | 0 | 0
Residential | Whole House Efficiency | Single Family | Door Sweep (CAC & Electric Heat) | 2 | 0 | 94.8% | 0 | 733.833 | 0.20384 | 0 | 0 | 0 | 0 | 0 |  | n/a | 0.54212 | n/a | n/a | n/a | 0 | 0 | 76.327 | 12.7571 | 140.563 | 140.7943 | 0 | 0 |  | 0 | 0 | 0 | 733.833 | 733.833 | 0 | 0 | 0 | 0 | 0 | 0 | 0 | 0 | 0 | 0 | 0 | 0 | 0 | 0 | 0 | 0 | 0 | 0 | 0 | 0 | 0 | 0 | 0 | 0 | 0 | 0 | 0 | 0 | 0 | 0 | 0.20384 | 0.20384 | 0 | 0 | 0 | 0 | 0 | 0 | 0 | 0 | 0 | 0 | 0 | 0 | 0 | 0 | 0 | 0 | 0 | 0 | 0 | 0 | 0 | 0 | 0 | 0 | 0 | 0 | 0 | 0 | 0 | 0 | 0 | 0 | 0 | 0 | 0 | 0 | 0 | 0 | 0 | 0 | 0 | 0 | 0 | 0 | 0 | 0 | 0 | 0 | 0 | 0 | 0 | 0 | 0 | 0 | 0 | 0 | 0 | 0 | 0
Residential | Whole House Efficiency | Single Family | Foam (ASHP) | 5 | 0 | 94.8% | 0 | 2526.321 | 1.7066 | 0 | 0 | 0 | 0 | 0 |  | n/a | 0.76722 | n/a | n/a | n/a | 0 | 0 | 863.4689 | 98.2325 | 1123.6093 | 1125.4583 | 0 | 0 |  | 0 | 0 | 0 | 2526.321 | 2526.321 | 2526.321 | 2526.321 | 2526.321 | 0 | 0 | 0 | 0 | 0 | 0 | 0 | 0 | 0 | 0 | 0 | 0 | 0 | 0 | 0 | 0 | 0 | 0 | 0 | 0 | 0 | 0 | 0 | 0 | 0 | 0 | 0 | 1.7066 | 1.7066 | 1.7066 | 1.7066 | 1.7066 | 0 | 0 | 0 | 0 | 0 | 0 | 0 | 0 | 0 | 0 | 0 | 0 | 0 | 0 | 0 | 0 | 0 | 0 | 0 | 0 | 0 | 0 | 0 | 0 | 0 | 0 | 0 | 0 | 0 | 0 | 0 | 0 | 0 | 0 | 0 | 0 | 0 | 0 | 0 | 0 | 0 | 0 | 0 | 0 | 0 | 0 | 0 | 0 | 0 | 0 | 0 | 0 | 0 | 0 | 0 | 0
Residential | Whole House Efficiency | Single Family | Foam (CAC & Electric Heat) | 5 | 0 | 94.8% | 0 | 11775.4603 | 1.5885 | 0 | 0 | 0 | 0 | 0 |  | n/a | 0.47466 | n/a | n/a | n/a | 0 | 0 | 2490.0289 | 457.8727 | 5237.2667 | 5245.885 | 0 | 0 |  | 0 | 0 | 0 | 11775.4603 | 11775.4603 | 11775.4603 | 11775.4603 | 11775.4603 | 0 | 0 | 0 | 0 | 0 | 0 | 0 | 0 | 0 | 0 | 0 | 0 | 0 | 0 | 0 | 0 | 0 | 0 | 0 | 0 | 0 | 0 | 0 | 0 | 0 | 0 | 0 | 1.5885 | 1.5885 | 1.5885 | 1.5885 | 1.5885 | 0 | 0 | 0 | 0 | 0 | 0 | 0 | 0 | 0 | 0 | 0 | 0 | 0 | 0 | 0 | 0 | 0 | 0 | 0 | 0 | 0 | 0 | 0 | 0 | 0 | 0 | 0 | 0 | 0 | 0 | 0 | 0 | 0 | 0 | 0 | 0 | 0 | 0 | 0 | 0 | 0 | 0 | 0 | 0 | 0 | 0 | 0 | 0 | 0 | 0 | 0 | 0 | 0 | 0 | 0 | 0
Residential | Whole House Efficiency | Single Family | Duct Sealing - Tape (ASHP) | 20 | 0 | 94.8% | 0 | 74799.5683 | 60.0722 | 0 | 0 | 0 | 0 | 0 |  | n/a | 0.79311 | n/a | n/a | n/a | 0 | 0 | 75181.5066 | 7124.6219 | 94637.6705 | 94793.4031 | 0 | 0 |  | 0 | 0 | 0 | 74799.5683 | 74799.5683 | 74799.5683 | 74799.5683 | 74799.5683 | 74799.5683 | 74799.5683 | 74799.5683 | 74799.5683 | 74799.5683 | 74799.5683 | 74799.5683 | 74799.5683 | 74799.5683 | 74799.5683 | 74799.5683 | 74799.5683 | 74799.5683 | 74799.5683 | 74799.5683 | 0 | 0 | 0 | 0 | 0 | 0 | 0 | 0 | 0 | 0 | 0 | 0 | 60.0722 | 60.0722 | 60.0722 | 60.0722 | 60.0722 | 60.0722 | 60.0722 | 60.0722 | 60.0722 | 60.0722 | 60.0722 | 60.0722 | 60.0722 | 60.0722 | 60.0722 | 60.0722 | 60.0722 | 60.0722 | 60.0722 | 60.0722 | 0 | 0 | 0 | 0 | 0 | 0 | 0 | 0 | 0 | 0 | 0 | 0 | 0 | 0 | 0 | 0 | 0 | 0 | 0 | 0 | 0 | 0 | 0 | 0 | 0 | 0 | 0 | 0 | 0 | 0 | 0 | 0 | 0 | 0 | 0 | 0 | 0 | 0 | 0 | 0 | 0
Residential | Whole House Efficiency | Single Family | Duct Sealing - Tape (CAC & Electric Heat) | 20 | 0 | 94.8% | 0 | 1428926.9714 | 111.8459 | 0 | 0 | 0 | 0 | 0 |  | n/a | 0.40173 | n/a | n/a | n/a | 0 | 0 | 727491.3432 | 136104.5871 | 1807902.4117 | 1810877.4352 | 0 | 0 |  | 0 | 0 | 0 | 1428926.9714 | 1428926.9714 | 1428926.9714 | 1428926.9714 | 1428926.9714 | 1428926.9714 | 1428926.9714 | 1428926.9714 | 1428926.9714 | 1428926.9714 | 1428926.9714 | 1428926.9714 | 1428926.9714 | 1428926.9714 | 1428926.9714 | 1428926.9714 | 1428926.9714 | 1428926.9714 | 1428926.9714 | 1428926.9714 | 0 | 0 | 0 | 0 | 0 | 0 | 0 | 0 | 0 | 0 | 0 | 0 | 111.8459 | 111.8459 | 111.8459 | 111.8459 | 111.8459 | 111.8459 | 111.8459 | 111.8459 | 111.8459 | 111.8459 | 111.8459 | 111.8459 | 111.8459 | 111.8459 | 111.8459 | 111.8459 | 111.8459 | 111.8459 | 111.8459 | 111.8459 | 0 | 0 | 0 | 0 | 0 | 0 | 0 | 0 | 0 | 0 | 0 | 0 | 0 | 0 | 0 | 0 | 0 | 0 | 0 | 0 | 0 | 0 | 0 | 0 | 0 | 0 | 0 | 0 | 0 | 0 | 0 | 0 | 0 | 0 | 0 | 0 | 0 | 0 | 0 | 0 | 0
Residential | Whole House Efficiency | Multi-Family | Standard CFL | 5 | 0 | 94.8% | -119.8027 | 17268.8581 | 1.7797 | 0 | 0 | 0 | 0 | 0 |  | n/a | 0.61011 | n/a | n/a | n/a | 0 | 0 | 4386.1848 | 671.4759 | 7177.3239 | 7189.1347 | 0 | 0 |  | 0 | 0 | 0 | 17268.8581 | 17268.8581 | 17268.8581 | 17268.8581 | 17268.8581 | 0 | 0 | 0 | 0 | 0 | 0 | 0 | 0 | 0 | 0 | 0 | 0 | 0 | 0 | 0 | 0 | 0 | 0 | 0 | 0 | 0 | 0 | 0 | 0 | 0 | 0 | 0 | 1.7797 | 1.7797 | 1.7797 | 1.7797 | 1.7797 | 0 | 0 | 0 | 0 | 0 | 0 | 0 | 0 | 0 | 0 | 0 | 0 | 0 | 0 | 0 | 0 | 0 | 0 | 0 | 0 | 0 | 0 | 0 | 0 | 0 | 0 | 0 | -119.8027 | -119.8027 | -119.8027 | -119.8027 | -119.8027 | 0 | 0 | 0 | 0 | 0 | 0 | 0 | 0 | 0 | 0 | 0 | 0 | 0 | 0 | 0 | 0 | 0 | 0 | 0 | 0 | 0 | 0 | 0 | 0
Residential | Whole House Efficiency | Multi-Family | LED | 15 | 0 | 94.8% | -140.4583 | 20246.2475 | 2.0865 | 0 | 0 | 0 | 0 | 0 |  | n/a | 0.52542 | n/a | n/a | n/a | 0 | 0 | 10544.6294 | 1683.013 | 20035.8601 | 20068.8304 | 0 | 0 |  | 0 | 0 | 0 | 20246.2475 | 20246.2475 | 20246.2475 | 20246.2475 | 20246.2475 | 20246.2475 | 20246.2475 | 20246.2475 | 20246.2475 | 20246.2475 | 20246.2475 | 20246.2475 | 20246.2475 | 20246.2475 | 20246.2475 | 0 | 0 | 0 | 0 | 0 | 0 | 0 | 0 | 0 | 0 | 0 | 0 | 0 | 0 | 0 | 0 | 0 | 2.0865 | 2.0865 | 2.0865 | 2.0865 | 2.0865 | 2.0865 | 2.0865 | 2.0865 | 2.0865 | 2.0865 | 2.0865 | 2.0865 | 2.0865 | 2.0865 | 2.0865 | 0 | 0 | 0 | 0 | 0 | 0 | 0 | 0 | 0 | 0 | 0 | 0 | 0 | 0 | 0 | 0 | 0 | -140.4583 | -140.4583 | -140.4583 | -140.4583 | -140.4583 | -140.4583 | -140.4583 | -140.4583 | -140.4583 | -140.4583 | -140.4583 | -140.4583 | -140.4583 | -140.4583 | -140.4583 | 0 | 0 | 0 | 0 | 0 | 0 | 0 | 0 | 0 | 0 | 0 | 0 | 0 | 0
Residential | Whole House Efficiency | Multi-Family | Pipe Insulated (Electric DHW) | 15 | 0 | 94.8% | 0 | 1632.8564 | 0.18888 | 0 | 0 | 0 | 0 | 0 |  | n/a | 0.4377 | n/a | n/a | n/a | 0 | 0 | 757.0688 | 135.7347 | 1726.8138 | 1729.6554 | 0 | 0 |  | 0 | 0 | 0 | 1632.8564 | 1632.8564 | 1632.8564 | 1632.8564 | 1632.8564 | 1632.8564 | 1632.8564 | 1632.8564 | 1632.8564 | 1632.8564 | 1632.8564 | 1632.8564 | 1632.8564 | 1632.8564 | 1632.8564 | 0 | 0 | 0 | 0 | 0 | 0 | 0 | 0 | 0 | 0 | 0 | 0 | 0 | 0 | 0 | 0 | 0 | 0.18888 | 0.18888 | 0.18888 | 0.18888 | 0.18888 | 0.18888 | 0.18888 | 0.18888 | 0.18888 | 0.18888 | 0.18888 | 0.18888 | 0.18888 | 0.18888 | 0.18888 | 0 | 0 | 0 | 0 | 0 | 0 | 0 | 0 | 0 | 0 | 0 | 0 | 0 | 0 | 0 | 0 | 0 | 0 | 0 | 0 | 0 | 0 | 0 | 0 | 0 | 0 | 0 | 0 | 0 | 0 | 0 | 0 | 0 | 0 | 0 | 0 | 0 | 0 | 0 | 0 | 0 | 0 | 0 | 0 | 0 | 0
Residential | Whole House Efficiency | Multi-Family | Pipe Insulated (Natural Gas DHW) | 15 | 0 | 94.8% | 3.6841 | 0 | 0 | 0 | 0 | 0 | 0 | 0 |  | n/a | 0.48588 | n/a | n/a | n/a | 0 | 0 | 17.5571 | 0 | 36.0756 | 36.135 | 0 | 0 |  | 0 | 0 | 0 | 0 | 0 | 0 | 0 | 0 | 0 | 0 | 0 | 0 | 0 | 0 | 0 | 0 | 0 | 0 | 0 | 0 | 0 | 0 | 0 | 0 | 0 | 0 | 0 | 0 | 0 | 0 | 0 | 0 | 0 | 0 | 0 | 0 | 0 | 0 | 0 | 0 | 0 | 0 | 0 | 0 | 0 | 0 | 0 | 0 | 0 | 0 | 0 | 0 | 0 | 0 | 0 | 0 | 0 | 0 | 0 | 0 | 0 | 0 | 0 | 0 | 0 | 0 | 0 | 3.6841 | 3.6841 | 3.6841 | 3.6841 | 3.6841 | 3.6841 | 3.6841 | 3.6841 | 3.6841 | 3.6841 | 3.6841 | 3.6841 | 3.6841 | 3.6841 | 3.6841 | 0 | 0 | 0 | 0 | 0 | 0 | 0 | 0 | 0 | 0 | 0 | 0 | 0 | 0
Residential | Whole House Efficiency | Multi-Family | Water Heater Tank Wrap (Electric DHW) | 5 | 0 | 94.8% | 0 | 3445.7796 | 0.39858 | 0 | 0 | 0 | 0 | 0 |  | n/a | 0.46426 | n/a | n/a | n/a | 0 | 0 | 712.6671 | 133.9844 | 1532.5487 | 1535.0707 | 0 | 0 |  | 0 | 0 | 0 | 3445.7796 | 3445.7796 | 3445.7796 | 3445.7796 | 3445.7796 | 0 | 0 | 0 | 0 | 0 | 0 | 0 | 0 | 0 | 0 | 0 | 0 | 0 | 0 | 0 | 0 | 0 | 0 | 0 | 0 | 0 | 0 | 0 | 0 | 0 | 0 | 0 | 0.39858 | 0.39858 | 0.39858 | 0.39858 | 0.39858 | 0 | 0 | 0 | 0 | 0 | 0 | 0 | 0 | 0 | 0 | 0 | 0 | 0 | 0 | 0 | 0 | 0 | 0 | 0 | 0 | 0 | 0 | 0 | 0 | 0 | 0 | 0 | 0 | 0 | 0 | 0 | 0 | 0 | 0 | 0 | 0 | 0 | 0 | 0 | 0 | 0 | 0 | 0 | 0 | 0 | 0 | 0 | 0 | 0 | 0 | 0 | 0 | 0 | 0 | 0 | 0
Residential | Whole House Efficiency | Multi-Family | Low Flow Faucet Aerator - Multi-Family (Electric DHW) | 9 | 0 | 94.8% | 0 | 11585.4493 | 5.169 | 0 | 0 | 0 | 0 | 0 |  | n/a | 0.6422 | n/a | n/a | n/a | 0 | 0 | 5422.7484 | 703.9589 | 8430.1263 | 8443.9987 | 0 | 0 |  | 0 | 0 | 0 | 11585.4493 | 11585.4493 | 11585.4493 | 11585.4493 | 11585.4493 | 11585.4493 | 11585.4493 | 11585.4493 | 11585.4493 | 0 | 0 | 0 | 0 | 0 | 0 | 0 | 0 | 0 | 0 | 0 | 0 | 0 | 0 | 0 | 0 | 0 | 0 | 0 | 0 | 0 | 0 | 0 | 5.169 | 5.169 | 5.169 | 5.169 | 5.169 | 5.169 | 5.169 | 5.169 | 5.169 | 0 | 0 | 0 | 0 | 0 | 0 | 0 | 0 | 0 | 0 | 0 | 0 | 0 | 0 | 0 | 0 | 0 | 0 | 0 | 0 | 0 | 0 | 0 | 0 | 0 | 0 | 0 | 0 | 0 | 0 | 0 | 0 | 0 | 0 | 0 | 0 | 0 | 0 | 0 | 0 | 0 | 0 | 0 | 0 | 0 | 0 | 0 | 0 | 0 | 0 | 0 | 0
Residential | Whole House Efficiency | Multi-Family | Low Flow Faucet Aerator - Multi-Family (Natural Gas DHW) | 9 | 0 | 94.8% | 39.6476 | 0 | 0 | 0 | 0 | 0 | 0 | 0 |  | n/a | 0.48588 | n/a | n/a | n/a | 0 | 0 | 131.4837 | 0 | 270.1673 | 270.6119 | 0 | 0 |  | 0 | 0 | 0 | 0 | 0 | 0 | 0 | 0 | 0 | 0 | 0 | 0 | 0 | 0 | 0 | 0 | 0 | 0 | 0 | 0 | 0 | 0 | 0 | 0 | 0 | 0 | 0 | 0 | 0 | 0 | 0 | 0 | 0 | 0 | 0 | 0 | 0 | 0 | 0 | 0 | 0 | 0 | 0 | 0 | 0 | 0 | 0 | 0 | 0 | 0 | 0 | 0 | 0 | 0 | 0 | 0 | 0 | 0 | 0 | 0 | 0 | 0 | 0 | 0 | 0 | 0 | 0 | 39.6476 | 39.6476 | 39.6476 | 39.6476 | 39.6476 | 39.6476 | 39.6476 | 39.6476 | 39.6476 | 0 | 0 | 0 | 0 | 0 | 0 | 0 | 0 | 0 | 0 | 0 | 0 | 0 | 0 | 0 | 0 | 0 | 0 | 0 | 0
Residential | Whole House Efficiency | Multi-Family | Low Flow Showerhead - Multi-Family (Electric DHW) | 10 | 0 | 94.8% | 0 | 27691.4443 | 3.3608 | 0 | 0 | 0 | 0 | 0 |  | n/a | 0.45847 | n/a | n/a | n/a | 0 | 0 | 10044.0746 | 1806.8496 | 21871.7644 | 21907.7558 | 0 | 0 |  | 0 | 0 | 0 | 27691.4443 | 27691.4443 | 27691.4443 | 27691.4443 | 27691.4443 | 27691.4443 | 27691.4443 | 27691.4443 | 27691.4443 | 27691.4443 | 0 | 0 | 0 | 0 | 0 | 0 | 0 | 0 | 0 | 0 | 0 | 0 | 0 | 0 | 0 | 0 | 0 | 0 | 0 | 0 | 0 | 0 | 3.3608 | 3.3608 | 3.3608 | 3.3608 | 3.3608 | 3.3608 | 3.3608 | 3.3608 | 3.3608 | 3.3608 | 0 | 0 | 0 | 0 | 0 | 0 | 0 | 0 | 0 | 0 | 0 | 0 | 0 | 0 | 0 | 0 | 0 | 0 | 0 | 0 | 0 | 0 | 0 | 0 | 0 | 0 | 0 | 0 | 0 | 0 | 0 | 0 | 0 | 0 | 0 | 0 | 0 | 0 | 0 | 0 | 0 | 0 | 0 | 0 | 0 | 0 | 0 | 0 | 0 | 0 | 0
Residential | Whole House Efficiency | Multi-Family | Low Flow Showerhead - Multi-Family (Natural Gas DHW) | 10 | 0 | 94.8% | 94.7652 | 0 | 0 | 0 | 0 | 0 | 0 | 0 |  | n/a | 0.48588 | n/a | n/a | n/a | 0 | 0 | 340.4534 | 0 | 699.5494 | 700.7006 | 0 | 0 |  | 0 | 0 | 0 | 0 | 0 | 0 | 0 | 0 | 0 | 0 | 0 | 0 | 0 | 0 | 0 | 0 | 0 | 0 | 0 | 0 | 0 | 0 | 0 | 0 | 0 | 0 | 0 | 0 | 0 | 0 | 0 | 0 | 0 | 0 | 0 | 0 | 0 | 0 | 0 | 0 | 0 | 0 | 0 | 0 | 0 | 0 | 0 | 0 | 0 | 0 | 0 | 0 | 0 | 0 | 0 | 0 | 0 | 0 | 0 | 0 | 0 | 0 | 0 | 0 | 0 | 0 | 0 | 94.7652 | 94.7652 | 94.7652 | 94.7652 | 94.7652 | 94.7652 | 94.7652 | 94.7652 | 94.7652 | 94.7652 | 0 | 0 | 0 | 0 | 0 | 0 | 0 | 0 | 0 | 0 | 0 | 0 | 0 | 0 | 0 | 0 | 0 | 0 | 0
Residential | Whole House Efficiency | Multi-Family | Weatherstrip/Caulk (ASHP) | 15 | 0 | 94.8% | 0 | 701.7558 | 0.47405 | 0 | 0 | 0 | 0 | 0 |  | n/a | 0.74622 | n/a | n/a | n/a | 0 | 0 | 554.7082 | 58.335 | 742.1361 | 743.3573 | 0 | 0 |  | 0 | 0 | 0 | 701.7558 | 701.7558 | 701.7558 | 701.7558 | 701.7558 | 701.7558 | 701.7558 | 701.7558 | 701.7558 | 701.7558 | 701.7558 | 701.7558 | 701.7558 | 701.7558 | 701.7558 | 0 | 0 | 0 | 0 | 0 | 0 | 0 | 0 | 0 | 0 | 0 | 0 | 0 | 0 | 0 | 0 | 0 | 0.47405 | 0.47405 | 0.47405 | 0.47405 | 0.47405 | 0.47405 | 0.47405 | 0.47405 | 0.47405 | 0.47405 | 0.47405 | 0.47405 | 0.47405 | 0.47405 | 0.47405 | 0 | 0 | 0 | 0 | 0 | 0 | 0 | 0 | 0 | 0 | 0 | 0 | 0 | 0 | 0 | 0 | 0 | 0 | 0 | 0 | 0 | 0 | 0 | 0 | 0 | 0 | 0 | 0 | 0 | 0 | 0 | 0 | 0 | 0 | 0 | 0 | 0 | 0 | 0 | 0 | 0 | 0 | 0 | 0 | 0 | 0
Residential | Whole House Efficiency | Multi-Family | Weatherstrip/Caulk (CAC & Electric Heat) | 15 | 0 | 94.8% | 0 | 19113.7906 | 2.5785 | 0 | 0 | 0 | 0 | 0 |  | n/a | 0.4483 | n/a | n/a | n/a | 0 | 0 | 9076.6158 | 1588.8751 | 20213.632 | 20246.8949 | 0 | 0 |  | 0 | 0 | 0 | 19113.7906 | 19113.7906 | 19113.7906 | 19113.7906 | 19113.7906 | 19113.7906 | 19113.7906 | 19113.7906 | 19113.7906 | 19113.7906 | 19113.7906 | 19113.7906 | 19113.7906 | 19113.7906 | 19113.7906 | 0 | 0 | 0 | 0 | 0 | 0 | 0 | 0 | 0 | 0 | 0 | 0 | 0 | 0 | 0 | 0 | 0 | 2.5785 | 2.5785 | 2.5785 | 2.5785 | 2.5785 | 2.5785 | 2.5785 | 2.5785 | 2.5785 | 2.5785 | 2.5785 | 2.5785 | 2.5785 | 2.5785 | 2.5785 | 0 | 0 | 0 | 0 | 0 | 0 | 0 | 0 | 0 | 0 | 0 | 0 | 0 | 0 | 0 | 0 | 0 | 0 | 0 | 0 | 0 | 0 | 0 | 0 | 0 | 0 | 0 | 0 | 0 | 0 | 0 | 0 | 0 | 0 | 0 | 0 | 0 | 0 | 0 | 0 | 0 | 0 | 0 | 0 | 0 | 0
Residential | Whole House Efficiency | Multi-Family | Door Sweep (ASHP) | 2 | 0 | 94.8% | 0 | 10.6261 | 0.0047405 | 0 | 0 | 0 | 0 | 0 |  | n/a | 0.6307 | n/a | n/a | n/a | 0 | 0 | 1.2858 | 0.18473 | 2.0354 | 2.0387 | 0 | 0 |  | 0 | 0 | 0 | 10.6261 | 10.6261 | 0 | 0 | 0 | 0 | 0 | 0 | 0 | 0 | 0 | 0 | 0 | 0 | 0 | 0 | 0 | 0 | 0 | 0 | 0 | 0 | 0 | 0 | 0 | 0 | 0 | 0 | 0 | 0 | 0 | 0 | 0.0047405 | 0.0047405 | 0 | 0 | 0 | 0 | 0 | 0 | 0 | 0 | 0 | 0 | 0 | 0 | 0 | 0 | 0 | 0 | 0 | 0 | 0 | 0 | 0 | 0 | 0 | 0 | 0 | 0 | 0 | 0 | 0 | 0 | 0 | 0 | 0 | 0 | 0 | 0 | 0 | 0 | 0 | 0 | 0 | 0 | 0 | 0 | 0 | 0 | 0 | 0 | 0 | 0 | 0 | 0 | 0 | 0 | 0 | 0 | 0 | 0 | 0
Residential | Whole House Efficiency | Multi-Family | Door Sweep (CAC & Electric Heat) | 2 | 0 | 94.8% | 0 | 170.6588 | 0.047405 | 0 | 0 | 0 | 0 | 0 |  | n/a | 0.54212 | n/a | n/a | n/a | 0 | 0 | 17.7505 | 2.9668 | 32.6891 | 32.7429 | 0 | 0 |  | 0 | 0 | 0 | 170.6588 | 170.6588 | 0 | 0 | 0 | 0 | 0 | 0 | 0 | 0 | 0 | 0 | 0 | 0 | 0 | 0 | 0 | 0 | 0 | 0 | 0 | 0 | 0 | 0 | 0 | 0 | 0 | 0 | 0 | 0 | 0 | 0 | 0.047405 | 0.047405 | 0 | 0 | 0 | 0 | 0 | 0 | 0 | 0 | 0 | 0 | 0 | 0 | 0 | 0 | 0 | 0 | 0 | 0 | 0 | 0 | 0 | 0 | 0 | 0 | 0 | 0 | 0 | 0 | 0 | 0 | 0 | 0 | 0 | 0 | 0 | 0 | 0 | 0 | 0 | 0 | 0 | 0 | 0 | 0 | 0 | 0 | 0 | 0 | 0 | 0 | 0 | 0 | 0 | 0 | 0 | 0 | 0 | 0 | 0
Residential | Whole House Efficiency | Multi-Family | Foam (ASHP) | 5 | 0 | 94.8% | 0 | 105.2634 | 0.071108 | 0 | 0 | 0 | 0 | 0 |  | n/a | 0.76722 | n/a | n/a | n/a | 0 | 0 | 35.9779 | 4.093 | 46.8171 | 46.8941 | 0 | 0 |  | 0 | 0 | 0 | 105.2634 | 105.2634 | 105.2634 | 105.2634 | 105.2634 | 0 | 0 | 0 | 0 | 0 | 0 | 0 | 0 | 0 | 0 | 0 | 0 | 0 | 0 | 0 | 0 | 0 | 0 | 0 | 0 | 0 | 0 | 0 | 0 | 0 | 0 | 0 | 0.071108 | 0.071108 | 0.071108 | 0.071108 | 0.071108 | 0 | 0 | 0 | 0 | 0 | 0 | 0 | 0 | 0 | 0 | 0 | 0 | 0 | 0 | 0 | 0 | 0 | 0 | 0 | 0 | 0 | 0 | 0 | 0 | 0 | 0 | 0 | 0 | 0 | 0 | 0 | 0 | 0 | 0 | 0 | 0 | 0 | 0 | 0 | 0 | 0 | 0 | 0 | 0 | 0 | 0 | 0 | 0 | 0 | 0 | 0 | 0 | 0 | 0 | 0 | 0
Residential | Whole House Efficiency | Multi-Family | Foam (CAC & Electric Heat) | 5 | 0 | 94.8% | 0 | 2815.8709 | 0.37987 | 0 | 0 | 0 | 0 | 0 |  | n/a | 0.47466 | n/a | n/a | n/a | 0 | 0 | 595.4417 | 109.4913 | 1252.3899 | 1254.4508 | 0 | 0 |  | 0 | 0 | 0 | 2815.8709 | 2815.8709 | 2815.8709 | 2815.8709 | 2815.8709 | 0 | 0 | 0 | 0 | 0 | 0 | 0 | 0 | 0 | 0 | 0 | 0 | 0 | 0 | 0 | 0 | 0 | 0 | 0 | 0 | 0 | 0 | 0 | 0 | 0 | 0 | 0 | 0.37987 | 0.37987 | 0.37987 | 0.37987 | 0.37987 | 0 | 0 | 0 | 0 | 0 | 0 | 0 | 0 | 0 | 0 | 0 | 0 | 0 | 0 | 0 | 0 | 0 | 0 | 0 | 0 | 0 | 0 | 0 | 0 | 0 | 0 | 0 | 0 | 0 | 0 | 0 | 0 | 0 | 0 | 0 | 0 | 0 | 0 | 0 | 0 | 0 | 0 | 0 | 0 | 0 | 0 | 0 | 0 | 0 | 0 | 0 | 0 | 0 | 0 | 0 | 0
Residential | Whole House Efficiency | Multi-Family | Duct Sealing - Tape (ASHP) | 20 | 0 | 94.8% | 0 | 7791.6217 | 6.2575 | 0 | 0 | 0 | 0 | 0 |  | n/a | 0.79311 | n/a | n/a | n/a | 0 | 0 | 7831.4069 | 742.1481 | 9858.0907 | 9874.3128 | 0 | 0 |  | 0 | 0 | 0 | 7791.6217 | 7791.6217 | 7791.6217 | 7791.6217 | 7791.6217 | 7791.6217 | 7791.6217 | 7791.6217 | 7791.6217 | 7791.6217 | 7791.6217 | 7791.6217 | 7791.6217 | 7791.6217 | 7791.6217 | 7791.6217 | 7791.6217 | 7791.6217 | 7791.6217 | 7791.6217 | 0 | 0 | 0 | 0 | 0 | 0 | 0 | 0 | 0 | 0 | 0 | 0 | 6.2575 | 6.2575 | 6.2575 | 6.2575 | 6.2575 | 6.2575 | 6.2575 | 6.2575 | 6.2575 | 6.2575 | 6.2575 | 6.2575 | 6.2575 | 6.2575 | 6.2575 | 6.2575 | 6.2575 | 6.2575 | 6.2575 | 6.2575 | 0 | 0 | 0 | 0 | 0 | 0 | 0 | 0 | 0 | 0 | 0 | 0 | 0 | 0 | 0 | 0 | 0 | 0 | 0 | 0 | 0 | 0 | 0 | 0 | 0 | 0 | 0 | 0 | 0 | 0 | 0 | 0 | 0 | 0 | 0 | 0 | 0 | 0 | 0 | 0 | 0
Residential | Whole House Efficiency | Multi-Family | Duct Sealing - Tape (CAC & Electric Heat) | 20 | 0 | 94.8% | 0 | 150413.3654 | 11.7733 | 0 | 0 | 0 | 0 | 0 |  | n/a | 0.40173 | n/a | n/a | n/a | 0 | 0 | 76578.0361 | 14326.7986 | 190305.517 | 190618.6774 | 0 | 0 |  | 0 | 0 | 0 | 150413.3654 | 150413.3654 | 150413.3654 | 150413.3654 | 150413.3654 | 150413.3654 | 150413.3654 | 150413.3654 | 150413.3654 | 150413.3654 | 150413.3654 | 150413.3654 | 150413.3654 | 150413.3654 | 150413.3654 | 150413.3654 | 150413.3654 | 150413.3654 | 150413.3654 | 150413.3654 | 0 | 0 | 0 | 0 | 0 | 0 | 0 | 0 | 0 | 0 | 0 | 0 | 11.7733 | 11.7733 | 11.7733 | 11.7733 | 11.7733 | 11.7733 | 11.7733 | 11.7733 | 11.7733 | 11.7733 | 11.7733 | 11.7733 | 11.7733 | 11.7733 | 11.7733 | 11.7733 | 11.7733 | 11.7733 | 11.7733 | 11.7733 | 0 | 0 | 0 | 0 | 0 | 0 | 0 | 0 | 0 | 0 | 0 | 0 | 0 | 0 | 0 | 0 | 0 | 0 | 0 | 0 | 0 | 0 | 0 | 0 | 0 | 0 | 0 | 0 | 0 | 0 | 0 | 0 | 0 | 0 | 0 | 0 | 0 | 0 | 0 | 0 | 0
Residential | Whole House Efficiency | Building Shell | Duct Sealing 10% (ASHP) | 20 | 0 | 94.8% | 0 | 6460.7269 | 3.4415 | 0 | 0 | 3068.9084 | 0 | 1000 |  | 2.1796 | 0.59001 | 6.689 | 2.4328 | 3.6886 | 0.014673 | 0.1226 | 5298.1627 | 615.381 | 8174.2202 | 8187.6714 | 792.0708 | 2430.7927 |  | 0 | 0 | 0 | 6460.7269 | 6460.7269 | 6460.7269 | 6460.7269 | 6460.7269 | 6460.7269 | 6460.7269 | 6460.7269 | 6460.7269 | 6460.7269 | 6460.7269 | 6460.7269 | 6460.7269 | 6460.7269 | 6460.7269 | 6460.7269 | 6460.7269 | 6460.7269 | 6460.7269 | 6460.7269 | 0 | 0 | 0 | 0 | 0 | 0 | 0 | 0 | 0 | 0 | 0 | 0 | 3.4415 | 3.4415 | 3.4415 | 3.4415 | 3.4415 | 3.4415 | 3.4415 | 3.4415 | 3.4415 | 3.4415 | 3.4415 | 3.4415 | 3.4415 | 3.4415 | 3.4415 | 3.4415 | 3.4415 | 3.4415 | 3.4415 | 3.4415 | 0 | 0 | 0 | 0 | 0 | 0 | 0 | 0 | 0 | 0 | 0 | 0 | 0 | 0 | 0 | 0 | 0 | 0 | 0 | 0 | 0 | 0 | 0 | 0 | 0 | 0 | 0 | 0 | 0 | 0 | 0 | 0 | 0 | 0 | 0 | 0 | 0 | 0 | 0 | 0 | 0
Residential | Whole House Efficiency | Building Shell | Duct Sealing 10% (CAC & Electric Heat) | 20 | 0 | 94.8% | 0 | 111358.1301 | 8.7163 | 0 | 0 | 30689.0842 | 0 | 10000 |  | 2.3323 | 0.38038 | 7.1577 | 2.7687 | 6.122 | 0.008513 | 0.071128 | 56694.3429 | 10606.8068 | 140892.1771 | 141124.0246 | 7920.7078 | 24307.9269 |  | 0 | 0 | 0 | 111358.1301 | 111358.1301 | 111358.1301 | 111358.1301 | 111358.1301 | 111358.1301 | 111358.1301 | 111358.1301 | 111358.1301 | 111358.1301 | 111358.1301 | 111358.1301 | 111358.1301 | 111358.1301 | 111358.1301 | 111358.1301 | 111358.1301 | 111358.1301 | 111358.1301 | 111358.1301 | 0 | 0 | 0 | 0 | 0 | 0 | 0 | 0 | 0 | 0 | 0 | 0 | 8.7163 | 8.7163 | 8.7163 | 8.7163 | 8.7163 | 8.7163 | 8.7163 | 8.7163 | 8.7163 | 8.7163 | 8.7163 | 8.7163 | 8.7163 | 8.7163 | 8.7163 | 8.7163 | 8.7163 | 8.7163 | 8.7163 | 8.7163 | 0 | 0 | 0 | 0 | 0 | 0 | 0 | 0 | 0 | 0 | 0 | 0 | 0 | 0 | 0 | 0 | 0 | 0 | 0 | 0 | 0 | 0 | 0 | 0 | 0 | 0 | 0 | 0 | 0 | 0 | 0 | 0 | 0 | 0 | 0 | 0 | 0 | 0 | 0 | 0 | 0
Residential | Whole House Efficiency | Building Shell | Duct Sealing 10% (CAC & Gas Heat) | 20 | 0 | 94.8% | 2999.1505 | 6584.6288 | 2.4406 | 0 | 0 | 8592.9436 | 0 | 2800 |  | 3.1776 | 0.47571 | 9.7518 | 3.2698 | 6.6693 | 0.040312 | 0.33681 | 21627.4749 | 627.1826 | 43175.1209 | 43246.1684 | 2217.7982 | 6806.2195 |  | 0 | 0 | 0 | 6584.6288 | 6584.6288 | 6584.6288 | 6584.6288 | 6584.6288 | 6584.6288 | 6584.6288 | 6584.6288 | 6584.6288 | 6584.6288 | 6584.6288 | 6584.6288 | 6584.6288 | 6584.6288 | 6584.6288 | 6584.6288 | 6584.6288 | 6584.6288 | 6584.6288 | 6584.6288 | 0 | 0 | 0 | 0 | 0 | 0 | 0 | 0 | 0 | 0 | 0 | 0 | 2.4406 | 2.4406 | 2.4406 | 2.4406 | 2.4406 | 2.4406 | 2.4406 | 2.4406 | 2.4406 | 2.4406 | 2.4406 | 2.4406 | 2.4406 | 2.4406 | 2.4406 | 2.4406 | 2.4406 | 2.4406 | 2.4406 | 2.4406 | 0 | 0 | 0 | 0 | 0 | 0 | 0 | 0 | 0 | 0 | 0 | 0 | 2999.1505 | 2999.1505 | 2999.1505 | 2999.1505 | 2999.1505 | 2999.1505 | 2999.1505 | 2999.1505 | 2999.1505 | 2999.1505 | 2999.1505 | 2999.1505 | 2999.1505 | 2999.1505 | 2999.1505 | 2999.1505 | 2999.1505 | 2999.1505 | 2999.1505 | 2999.1505 | 0 | 0 | 0 | 0 | 0 | 0 | 0 | 0 | 0
Residential | Whole House Efficiency | Building Shell | Air Sealing 20% ACH Reduction (ASHP) | 15 | 0 | 94.8% | 0 | 3028.7961 | 1.3512 | 0 | 0 | 953.6731 | 0 | 1250 |  | 2.6325 | 0.47364 | 2.0084 | 2.9658 | 5.5511 | 0.04483 | 0.32689 | 1988.5408 | 251.7752 | 3203.0784 | 3208.3492 | 990.0885 | 755.3766 |  | 0 | 0 | 0 | 3028.7961 | 3028.7961 | 3028.7961 | 3028.7961 | 3028.7961 | 3028.7961 | 3028.7961 | 3028.7961 | 3028.7961 | 3028.7961 | 3028.7961 | 3028.7961 | 3028.7961 | 3028.7961 | 3028.7961 | 0 | 0 | 0 | 0 | 0 | 0 | 0 | 0 | 0 | 0 | 0 | 0 | 0 | 0 | 0 | 0 | 0 | 1.3512 | 1.3512 | 1.3512 | 1.3512 | 1.3512 | 1.3512 | 1.3512 | 1.3512 | 1.3512 | 1.3512 | 1.3512 | 1.3512 | 1.3512 | 1.3512 | 1.3512 | 0 | 0 | 0 | 0 | 0 | 0 | 0 | 0 | 0 | 0 | 0 | 0 | 0 | 0 | 0 | 0 | 0 | 0 | 0 | 0 | 0 | 0 | 0 | 0 | 0 | 0 | 0 | 0 | 0 | 0 | 0 | 0 | 0 | 0 | 0 | 0 | 0 | 0 | 0 | 0 | 0 | 0 | 0 | 0 | 0 | 0
Residential | Whole House Efficiency | Building Shell | Air Sealing 20% ACH Reduction (CAC & Electric Heat) | 15 | 0 | 94.8% | 0 | 53507.8767 | 7.2184 | 0 | 0 | 10490.4043 | 0 | 13750 |  | 3.058 | 0.37604 | 2.3331 | 3.5933 | 8.1209 | 0.027913 | 0.20354 | 25409.4255 | 4447.9576 | 56586.8148 | 56679.9322 | 10890.9732 | 8309.1427 |  | 0 | 0 | 0 | 53507.8767 | 53507.8767 | 53507.8767 | 53507.8767 | 53507.8767 | 53507.8767 | 53507.8767 | 53507.8767 | 53507.8767 | 53507.8767 | 53507.8767 | 53507.8767 | 53507.8767 | 53507.8767 | 53507.8767 | 0 | 0 | 0 | 0 | 0 | 0 | 0 | 0 | 0 | 0 | 0 | 0 | 0 | 0 | 0 | 0 | 0 | 7.2184 | 7.2184 | 7.2184 | 7.2184 | 7.2184 | 7.2184 | 7.2184 | 7.2184 | 7.2184 | 7.2184 | 7.2184 | 7.2184 | 7.2184 | 7.2184 | 7.2184 | 0 | 0 | 0 | 0 | 0 | 0 | 0 | 0 | 0 | 0 | 0 | 0 | 0 | 0 | 0 | 0 | 0 | 0 | 0 | 0 | 0 | 0 | 0 | 0 | 0 | 0 | 0 | 0 | 0 | 0 | 0 | 0 | 0 | 0 | 0 | 0 | 0 | 0 | 0 | 0 | 0 | 0 | 0 | 0 | 0 | 0
Residential | Whole House Efficiency | Building Shell | Air Sealing 20% ACH Reduction (CAC & Gas Heat) | 15 | 0 | 94.8% | 560.9031 | 3601.7082 | 1.9686 | 0 | 0 | 2861.0194 | 0 | 3750 |  | 2.3163 | 0.4272 | 1.7672 | 2.4484 | 5.4153 | 0.1131 | 0.82468 | 5248.9501 | 299.3998 | 9301.4172 | 9316.7233 | 2970.2654 | 2266.1298 |  | 0 | 0 | 0 | 3601.7082 | 3601.7082 | 3601.7082 | 3601.7082 | 3601.7082 | 3601.7082 | 3601.7082 | 3601.7082 | 3601.7082 | 3601.7082 | 3601.7082 | 3601.7082 | 3601.7082 | 3601.7082 | 3601.7082 | 0 | 0 | 0 | 0 | 0 | 0 | 0 | 0 | 0 | 0 | 0 | 0 | 0 | 0 | 0 | 0 | 0 | 1.9686 | 1.9686 | 1.9686 | 1.9686 | 1.9686 | 1.9686 | 1.9686 | 1.9686 | 1.9686 | 1.9686 | 1.9686 | 1.9686 | 1.9686 | 1.9686 | 1.9686 | 0 | 0 | 0 | 0 | 0 | 0 | 0 | 0 | 0 | 0 | 0 | 0 | 0 | 0 | 0 | 0 | 0 | 560.9031 | 560.9031 | 560.9031 | 560.9031 | 560.9031 | 560.9031 | 560.9031 | 560.9031 | 560.9031 | 560.9031 | 560.9031 | 560.9031 | 560.9031 | 560.9031 | 560.9031 | 0 | 0 | 0 | 0 | 0 | 0 | 0 | 0 | 0 | 0 | 0 | 0 | 0 | 0
Residential | Whole House Efficiency | Building Shell | Air Sealing 20% ACH Reduction & Attic Insulation R-38 (ASHP) | 20 | 0 | 94.8% | 0 | 1770.8076 | 0.88231 | 0 | 0 | 1230.8629 | 0 | 900 |  | 1.4467 | 0.47699 | 1.9786 | 1.6197 | 3.0293 | 0.048181 | 0.40256 | 1410.4495 | 168.6685 | 2240.4555 | 2244.1423 | 712.8637 | 974.9305 |  | 0 | 0 | 0 | 1770.8076 | 1770.8076 | 1770.8076 | 1770.8076 | 1770.8076 | 1770.8076 | 1770.8076 | 1770.8076 | 1770.8076 | 1770.8076 | 1770.8076 | 1770.8076 | 1770.8076 | 1770.8076 | 1770.8076 | 1770.8076 | 1770.8076 | 1770.8076 | 1770.8076 | 1770.8076 | 0 | 0 | 0 | 0 | 0 | 0 | 0 | 0 | 0 | 0 | 0 | 0 | 0.88231 | 0.88231 | 0.88231 | 0.88231 | 0.88231 | 0.88231 | 0.88231 | 0.88231 | 0.88231 | 0.88231 | 0.88231 | 0.88231 | 0.88231 | 0.88231 | 0.88231 | 0.88231 | 0.88231 | 0.88231 | 0.88231 | 0.88231 | 0 | 0 | 0 | 0 | 0 | 0 | 0 | 0 | 0 | 0 | 0 | 0 | 0 | 0 | 0 | 0 | 0 | 0 | 0 | 0 | 0 | 0 | 0 | 0 | 0 | 0 | 0 | 0 | 0 | 0 | 0 | 0 | 0 | 0 | 0 | 0 | 0 | 0 | 0 | 0 | 0
Residential | Whole House Efficiency | Building Shell | Air Sealing 20% ACH Reduction & Attic Insulation R-38 (CAC & Electric Heat) | 20 | 0 | 94.8% | 0 | 25239.7474 | 2.52 | 0 | 0 | 10462.3343 | 0 | 7650 |  | 1.5956 | 0.34754 | 2.1822 | 1.8857 | 4.5847 | 0.028733 | 0.24007 | 13222.5554 | 2404.0735 | 31933.7525 | 31986.3016 | 6059.3415 | 8286.9093 |  | 0 | 0 | 0 | 25239.7474 | 25239.7474 | 25239.7474 | 25239.7474 | 25239.7474 | 25239.7474 | 25239.7474 | 25239.7474 | 25239.7474 | 25239.7474 | 25239.7474 | 25239.7474 | 25239.7474 | 25239.7474 | 25239.7474 | 25239.7474 | 25239.7474 | 25239.7474 | 25239.7474 | 25239.7474 | 0 | 0 | 0 | 0 | 0 | 0 | 0 | 0 | 0 | 0 | 0 | 0 | 2.52 | 2.52 | 2.52 | 2.52 | 2.52 | 2.52 | 2.52 | 2.52 | 2.52 | 2.52 | 2.52 | 2.52 | 2.52 | 2.52 | 2.52 | 2.52 | 2.52 | 2.52 | 2.52 | 2.52 | 0 | 0 | 0 | 0 | 0 | 0 | 0 | 0 | 0 | 0 | 0 | 0 | 0 | 0 | 0 | 0 | 0 | 0 | 0 | 0 | 0 | 0 | 0 | 0 | 0 | 0 | 0 | 0 | 0 | 0 | 0 | 0 | 0 | 0 | 0 | 0 | 0 | 0 | 0 | 0 | 0
Residential | Whole House Efficiency | Building Shell | Air Sealing 20% ACH Reduction & Attic Insulation R-38 (CAC & Gas Heat) | 20 | 0 | 94.8% | 305.1345 | 1442.4752 | 0.74119 | 0 | 0 | 3077.1572 | 0 | 2250 |  | 1.1856 | 0.40351 | 1.6214 | 1.2419 | 2.9345 | 0.14787 | 1.2355 | 2889.5988 | 137.395 | 5370.0967 | 5378.9335 | 1782.1593 | 2437.3263 |  | 0 | 0 | 0 | 1442.4752 | 1442.4752 | 1442.4752 | 1442.4752 | 1442.4752 | 1442.4752 | 1442.4752 | 1442.4752 | 1442.4752 | 1442.4752 | 1442.4752 | 1442.4752 | 1442.4752 | 1442.4752 | 1442.4752 | 1442.4752 | 1442.4752 | 1442.4752 | 1442.4752 | 1442.4752 | 0 | 0 | 0 | 0 | 0 | 0 | 0 | 0 | 0 | 0 | 0 | 0 | 0.74119 | 0.74119 | 0.74119 | 0.74119 | 0.74119 | 0.74119 | 0.74119 | 0.74119 | 0.74119 | 0.74119 | 0.74119 | 0.74119 | 0.74119 | 0.74119 | 0.74119 | 0.74119 | 0.74119 | 0.74119 | 0.74119 | 0.74119 | 0 | 0 | 0 | 0 | 0 | 0 | 0 | 0 | 0 | 0 | 0 | 0 | 305.1345 | 305.1345 | 305.1345 | 305.1345 | 305.1345 | 305.1345 | 305.1345 | 305.1345 | 305.1345 | 305.1345 | 305.1345 | 305.1345 | 305.1345 | 305.1345 | 305.1345 | 305.1345 | 305.1345 | 305.1345 | 305.1345 | 305.1345 | 0 | 0 | 0 | 0 | 0 | 0 | 0 | 0 | 0
Residential | Whole House Efficiency | Building Shell | Wall Insulation R-13 (ASHP) | 25 | 0 | 94.8% | 0 | 684.6661 | 0.41161 | 0 | 0 | 85.3186 | 0 | 180 |  | 9.7033 | 0.58509 | 4.5993 | 10.7515 | 16.5605 | 0.022943 | 0.20824 | 655.7299 | 70.8419 | 976.5562 | 978.1632 | 142.5727 | 67.5783 |  | 0 | 0 | 0 | 684.6661 | 684.6661 | 684.6661 | 684.6661 | 684.6661 | 684.6661 | 684.6661 | 684.6661 | 684.6661 | 684.6661 | 684.6661 | 684.6661 | 684.6661 | 684.6661 | 684.6661 | 684.6661 | 684.6661 | 684.6661 | 684.6661 | 684.6661 | 684.6661 | 684.6661 | 684.6661 | 684.6661 | 684.6661 | 0 | 0 | 0 | 0 | 0 | 0 | 0 | 0.41161 | 0.41161 | 0.41161 | 0.41161 | 0.41161 | 0.41161 | 0.41161 | 0.41161 | 0.41161 | 0.41161 | 0.41161 | 0.41161 | 0.41161 | 0.41161 | 0.41161 | 0.41161 | 0.41161 | 0.41161 | 0.41161 | 0.41161 | 0.41161 | 0.41161 | 0.41161 | 0.41161 | 0.41161 | 0 | 0 | 0 | 0 | 0 | 0 | 0 | 0 | 0 | 0 | 0 | 0 | 0 | 0 | 0 | 0 | 0 | 0 | 0 | 0 | 0 | 0 | 0 | 0 | 0 | 0 | 0 | 0 | 0 | 0 | 0 | 0 | 0 | 0 | 0 | 0
Residential | Whole House Efficiency | Building Shell | Wall Insulation R-13 (CAC & Electric Heat) | 25 | 0 | 94.8% | 0 | 13681.9431 | 0.52883 | 0 | 0 | 938.5041 | 0 | 1980 |  | 9.7544 | 0.3434 | 4.6235 | 11.6588 | 28.362 | 0.012629 | 0.11463 | 7251.0324 | 1415.6608 | 19514.8937 | 19547.0067 | 1568.3001 | 743.3617 |  | 0 | 0 | 0 | 13681.9431 | 13681.9431 | 13681.9431 | 13681.9431 | 13681.9431 | 13681.9431 | 13681.9431 | 13681.9431 | 13681.9431 | 13681.9431 | 13681.9431 | 13681.9431 | 13681.9431 | 13681.9431 | 13681.9431 | 13681.9431 | 13681.9431 | 13681.9431 | 13681.9431 | 13681.9431 | 13681.9431 | 13681.9431 | 13681.9431 | 13681.9431 | 13681.9431 | 0 | 0 | 0 | 0 | 0 | 0 | 0 | 0.52883 | 0.52883 | 0.52883 | 0.52883 | 0.52883 | 0.52883 | 0.52883 | 0.52883 | 0.52883 | 0.52883 | 0.52883 | 0.52883 | 0.52883 | 0.52883 | 0.52883 | 0.52883 | 0.52883 | 0.52883 | 0.52883 | 0.52883 | 0.52883 | 0.52883 | 0.52883 | 0.52883 | 0.52883 | 0 | 0 | 0 | 0 | 0 | 0 | 0 | 0 | 0 | 0 | 0 | 0 | 0 | 0 | 0 | 0 | 0 | 0 | 0 | 0 | 0 | 0 | 0 | 0 | 0 | 0 | 0 | 0 | 0 | 0 | 0 | 0 | 0 | 0 | 0 | 0
Residential | Whole House Efficiency | Building Shell | Wall Insulation R-13 (CAC & Gas Heat) | 25 | 0 | 94.8% | 170.7478 | 383.1508 | 0.14423 | 0 | 0 | 255.9557 | 0 | 540 |  | 6.816 | 0.43201 | 3.2307 | 7.0116 | 15.7552 | 0.12299 | 1.1163 | 1381.8476 | 39.6443 | 2766.4098 | 2770.9621 | 427.7182 | 202.735 |  | 0 | 0 | 0 | 383.1508 | 383.1508 | 383.1508 | 383.1508 | 383.1508 | 383.1508 | 383.1508 | 383.1508 | 383.1508 | 383.1508 | 383.1508 | 383.1508 | 383.1508 | 383.1508 | 383.1508 | 383.1508 | 383.1508 | 383.1508 | 383.1508 | 383.1508 | 383.1508 | 383.1508 | 383.1508 | 383.1508 | 383.1508 | 0 | 0 | 0 | 0 | 0 | 0 | 0 | 0.14423 | 0.14423 | 0.14423 | 0.14423 | 0.14423 | 0.14423 | 0.14423 | 0.14423 | 0.14423 | 0.14423 | 0.14423 | 0.14423 | 0.14423 | 0.14423 | 0.14423 | 0.14423 | 0.14423 | 0.14423 | 0.14423 | 0.14423 | 0.14423 | 0.14423 | 0.14423 | 0.14423 | 0.14423 | 0 | 0 | 0 | 0 | 0 | 0 | 0 | 170.7478 | 170.7478 | 170.7478 | 170.7478 | 170.7478 | 170.7478 | 170.7478 | 170.7478 | 170.7478 | 170.7478 | 170.7478 | 170.7478 | 170.7478 | 170.7478 | 170.7478 | 170.7478 | 170.7478 | 170.7478 | 170.7478 | 170.7478 | 170.7478 | 170.7478 | 170.7478 | 170.7478 | 170.7478 | 0 | 0 | 0 | 0
Residential | Whole House Efficiency | Building Shell | Basement Sidewall Insulation R-13 (ASHP) | 25 | 0 | 94.8% | 0 | 2993.9806 | 1.8689 | 0 | 0 | 61.4294 | 0 | 72 |  | 60.0105 | 0.67365 | 51.2001 | 66.3773 | 88.9383 | 0.0020987 | 0.019048 | 2919.8969 | 309.785 | 4270.3885 | 4277.4157 | 57.0291 | 48.6564 |  | 0 | 0 | 0 | 2993.9806 | 2993.9806 | 2993.9806 | 2993.9806 | 2993.9806 | 2993.9806 | 2993.9806 | 2993.9806 | 2993.9806 | 2993.9806 | 2993.9806 | 2993.9806 | 2993.9806 | 2993.9806 | 2993.9806 | 2993.9806 | 2993.9806 | 2993.9806 | 2993.9806 | 2993.9806 | 2993.9806 | 2993.9806 | 2993.9806 | 2993.9806 | 2993.9806 | 0 | 0 | 0 | 0 | 0 | 0 | 0 | 1.8689 | 1.8689 | 1.8689 | 1.8689 | 1.8689 | 1.8689 | 1.8689 | 1.8689 | 1.8689 | 1.8689 | 1.8689 | 1.8689 | 1.8689 | 1.8689 | 1.8689 | 1.8689 | 1.8689 | 1.8689 | 1.8689 | 1.8689 | 1.8689 | 1.8689 | 1.8689 | 1.8689 | 1.8689 | 0 | 0 | 0 | 0 | 0 | 0 | 0 | 0 | 0 | 0 | 0 | 0 | 0 | 0 | 0 | 0 | 0 | 0 | 0 | 0 | 0 | 0 | 0 | 0 | 0 | 0 | 0 | 0 | 0 | 0 | 0 | 0 | 0 | 0 | 0 | 0
Residential | Whole House Efficiency | Building Shell | Basement Sidewall Insulation R-13 (CAC & Electric Heat) | 25 | 0 | 94.8% | 0 | 60860.5543 | 1.5959 | 0 | 0 | 675.723 | 0 | 792 |  | 59.1889 | 0.36173 | 50.4991 | 70.9545 | 163.3612 | 0.0011357 | 0.010307 | 31679.1154 | 6297.1979 | 86806.913 | 86949.7595 | 627.3201 | 535.2204 |  | 0 | 0 | 0 | 60860.5543 | 60860.5543 | 60860.5543 | 60860.5543 | 60860.5543 | 60860.5543 | 60860.5543 | 60860.5543 | 60860.5543 | 60860.5543 | 60860.5543 | 60860.5543 | 60860.5543 | 60860.5543 | 60860.5543 | 60860.5543 | 60860.5543 | 60860.5543 | 60860.5543 | 60860.5543 | 60860.5543 | 60860.5543 | 60860.5543 | 60860.5543 | 60860.5543 | 0 | 0 | 0 | 0 | 0 | 0 | 0 | 1.5959 | 1.5959 | 1.5959 | 1.5959 | 1.5959 | 1.5959 | 1.5959 | 1.5959 | 1.5959 | 1.5959 | 1.5959 | 1.5959 | 1.5959 | 1.5959 | 1.5959 | 1.5959 | 1.5959 | 1.5959 | 1.5959 | 1.5959 | 1.5959 | 1.5959 | 1.5959 | 1.5959 | 1.5959 | 0 | 0 | 0 | 0 | 0 | 0 | 0 | 0 | 0 | 0 | 0 | 0 | 0 | 0 | 0 | 0 | 0 | 0 | 0 | 0 | 0 | 0 | 0 | 0 | 0 | 0 | 0 | 0 | 0 | 0 | 0 | 0 | 0 | 0 | 0 | 0
Residential | Whole House Efficiency | Building Shell | Basement Sidewall Insulation R-13 (CAC & Gas Heat) | 25 | 0 | 94.8% | 785.7943 | 1405.1615 | 0.43525 | 0 | 0 | 184.2881 | 0 | 216 |  | 41.148 | 0.48393 | 35.1069 | 42.1441 | 84.8912 | 0.013415 | 0.12176 | 6006.3479 | 145.3911 | 12220.4196 | 12240.5291 | 171.0873 | 145.9692 |  | 0 | 0 | 0 | 1405.1615 | 1405.1615 | 1405.1615 | 1405.1615 | 1405.1615 | 1405.1615 | 1405.1615 | 1405.1615 | 1405.1615 | 1405.1615 | 1405.1615 | 1405.1615 | 1405.1615 | 1405.1615 | 1405.1615 | 1405.1615 | 1405.1615 | 1405.1615 | 1405.1615 | 1405.1615 | 1405.1615 | 1405.1615 | 1405.1615 | 1405.1615 | 1405.1615 | 0 | 0 | 0 | 0 | 0 | 0 | 0 | 0.43525 | 0.43525 | 0.43525 | 0.43525 | 0.43525 | 0.43525 | 0.43525 | 0.43525 | 0.43525 | 0.43525 | 0.43525 | 0.43525 | 0.43525 | 0.43525 | 0.43525 | 0.43525 | 0.43525 | 0.43525 | 0.43525 | 0.43525 | 0.43525 | 0.43525 | 0.43525 | 0.43525 | 0.43525 | 0 | 0 | 0 | 0 | 0 | 0 | 0 | 785.7943 | 785.7943 | 785.7943 | 785.7943 | 785.7943 | 785.7943 | 785.7943 | 785.7943 | 785.7943 | 785.7943 | 785.7943 | 785.7943 | 785.7943 | 785.7943 | 785.7943 | 785.7943 | 785.7943 | 785.7943 | 785.7943 | 785.7943 | 785.7943 | 785.7943 | 785.7943 | 785.7943 | 785.7943 | 0 | 0 | 0 | 0
Residential | Whole House Efficiency | Building Shell | Crawlspace Insulation R-19 (ASHP) | 25 | 0 | 94.8% | 0 | 4195.3061 | 2.6035 | 0 | 0 | 76.7867 | 0 | 90 |  | 67.081 | 0.6727 | 57.2326 | 74.2182 | 99.5578 | 0.0018721 | 0.016992 | 4079.9008 | 434.0853 | 5983.8688 | 5993.7157 | 71.2864 | 60.8205 |  | 0 | 0 | 0 | 4195.3061 | 4195.3061 | 4195.3061 | 4195.3061 | 4195.3061 | 4195.3061 | 4195.3061 | 4195.3061 | 4195.3061 | 4195.3061 | 4195.3061 | 4195.3061 | 4195.3061 | 4195.3061 | 4195.3061 | 4195.3061 | 4195.3061 | 4195.3061 | 4195.3061 | 4195.3061 | 4195.3061 | 4195.3061 | 4195.3061 | 4195.3061 | 4195.3061 | 0 | 0 | 0 | 0 | 0 | 0 | 0 | 2.6035 | 2.6035 | 2.6035 | 2.6035 | 2.6035 | 2.6035 | 2.6035 | 2.6035 | 2.6035 | 2.6035 | 2.6035 | 2.6035 | 2.6035 | 2.6035 | 2.6035 | 2.6035 | 2.6035 | 2.6035 | 2.6035 | 2.6035 | 2.6035 | 2.6035 | 2.6035 | 2.6035 | 2.6035 | 0 | 0 | 0 | 0 | 0 | 0 | 0 | 0 | 0 | 0 | 0 | 0 | 0 | 0 | 0 | 0 | 0 | 0 | 0 | 0 | 0 | 0 | 0 | 0 | 0 | 0 | 0 | 0 | 0 | 0 | 0 | 0 | 0 | 0 | 0 | 0
Residential | Whole House Efficiency | Building Shell | Crawlspace Insulation R-19 (CAC & Electric Heat) | 25 | 0 | 94.8% | 0 | 85052.8012 | 2.3947 | 0 | 0 | 844.6537 | 0 | 990 |  | 66.3602 | 0.36302 | 56.6176 | 79.5142 | 182.4999 | 0.0010158 | 0.0092196 | 44396.6679 | 8800.3524 | 121312.9128 | 121512.5412 | 784.1501 | 669.0255 |  | 0 | 0 | 0 | 85052.8012 | 85052.8012 | 85052.8012 | 85052.8012 | 85052.8012 | 85052.8012 | 85052.8012 | 85052.8012 | 85052.8012 | 85052.8012 | 85052.8012 | 85052.8012 | 85052.8012 | 85052.8012 | 85052.8012 | 85052.8012 | 85052.8012 | 85052.8012 | 85052.8012 | 85052.8012 | 85052.8012 | 85052.8012 | 85052.8012 | 85052.8012 | 85052.8012 | 0 | 0 | 0 | 0 | 0 | 0 | 0 | 2.3947 | 2.3947 | 2.3947 | 2.3947 | 2.3947 | 2.3947 | 2.3947 | 2.3947 | 2.3947 | 2.3947 | 2.3947 | 2.3947 | 2.3947 | 2.3947 | 2.3947 | 2.3947 | 2.3947 | 2.3947 | 2.3947 | 2.3947 | 2.3947 | 2.3947 | 2.3947 | 2.3947 | 2.3947 | 0 | 0 | 0 | 0 | 0 | 0 | 0 | 0 | 0 | 0 | 0 | 0 | 0 | 0 | 0 | 0 | 0 | 0 | 0 | 0 | 0 | 0 | 0 | 0 | 0 | 0 | 0 | 0 | 0 | 0 | 0 | 0 | 0 | 0 | 0 | 0
Residential | Whole House Efficiency | Building Shell | Crawlspace Insulation R-19 (CAC & Gas Heat) | 25 | 0 | 94.8% | 1080.7532 | 2017.9871 | 0.6531 | 0 | 0 | 230.3601 | 0 | 270 |  | 45.7361 | 0.486 | 39.0214 | 46.8804 | 93.955 | 0.011676 | 0.10598 | 8345.0756 | 208.7997 | 16929.3036 | 16957.1619 | 213.8591 | 182.4615 |  | 0 | 0 | 0 | 2017.9871 | 2017.9871 | 2017.9871 | 2017.9871 | 2017.9871 | 2017.9871 | 2017.9871 | 2017.9871 | 2017.9871 | 2017.9871 | 2017.9871 | 2017.9871 | 2017.9871 | 2017.9871 | 2017.9871 | 2017.9871 | 2017.9871 | 2017.9871 | 2017.9871 | 2017.9871 | 2017.9871 | 2017.9871 | 2017.9871 | 2017.9871 | 2017.9871 | 0 | 0 | 0 | 0 | 0 | 0 | 0 | 0.6531 | 0.6531 | 0.6531 | 0.6531 | 0.6531 | 0.6531 | 0.6531 | 0.6531 | 0.6531 | 0.6531 | 0.6531 | 0.6531 | 0.6531 | 0.6531 | 0.6531 | 0.6531 | 0.6531 | 0.6531 | 0.6531 | 0.6531 | 0.6531 | 0.6531 | 0.6531 | 0.6531 | 0.6531 | 0 | 0 | 0 | 0 | 0 | 0 | 0 | 1080.7532 | 1080.7532 | 1080.7532 | 1080.7532 | 1080.7532 | 1080.7532 | 1080.7532 | 1080.7532 | 1080.7532 | 1080.7532 | 1080.7532 | 1080.7532 | 1080.7532 | 1080.7532 | 1080.7532 | 1080.7532 | 1080.7532 | 1080.7532 | 1080.7532 | 1080.7532 | 1080.7532 | 1080.7532 | 1080.7532 | 1080.7532 | 1080.7532 | 0 | 0 | 0 | 0
Residential | Whole House Efficiency | HVAC | Efficient Heat Pump (SF SEER 15, EER 12.5, HSPF 8.5) | 18 | 0 | 59.08% | 0 | 73233.6852 | 35.7765 | 0 | 0 | 63435.0524 | 0 | 70500 |  | 1.0932 | 0.38405 | 0.98361 | 1.2257 | 3.8908 | 0.095568 | 0.7625 | 54925.4816 | 6661.0968 | 139651.617 | 87174.9562 | 55840.99 | 50245.0514 |  | 0 | 0 | 0 | 73233.6852 | 73233.6852 | 73233.6852 | 73233.6852 | 73233.6852 | 73233.6852 | 73233.6852 | 73233.6852 | 73233.6852 | 73233.6852 | 73233.6852 | 73233.6852 | 73233.6852 | 73233.6852 | 73233.6852 | 73233.6852 | 73233.6852 | 73233.6852 | 0 | 0 | 0 | 0 | 0 | 0 | 0 | 0 | 0 | 0 | 0 | 0 | 0 | 0 | 35.7765 | 35.7765 | 35.7765 | 35.7765 | 35.7765 | 35.7765 | 35.7765 | 35.7765 | 35.7765 | 35.7765 | 35.7765 | 35.7765 | 35.7765 | 35.7765 | 35.7765 | 35.7765 | 35.7765 | 35.7765 | 0 | 0 | 0 | 0 | 0 | 0 | 0 | 0 | 0 | 0 | 0 | 0 | 0 | 0 | 0 | 0 | 0 | 0 | 0 | 0 | 0 | 0 | 0 | 0 | 0 | 0 | 0 | 0 | 0 | 0 | 0 | 0 | 0 | 0 | 0 | 0 | 0 | 0 | 0 | 0 | 0 | 0 | 0
Residential | Whole House Efficiency | HVAC | Efficient Heat Pump (SF SEER 16, EER 13, HSPF 9) | 18 | 0 | 59.08% | 0 | 21314.3998 | 6.0806 | 0 | 0 | 16196.1836 | 0 | 13500 |  | 1.0275 | 0.36549 | 1.2327 | 1.1786 | 4.0019 | 0.062877 | 0.50168 | 13181.4182 | 1938.6882 | 40645.0992 | 25371.9564 | 10692.9555 | 12828.5238 |  | 0 | 0 | 0 | 21314.3998 | 21314.3998 | 21314.3998 | 21314.3998 | 21314.3998 | 21314.3998 | 21314.3998 | 21314.3998 | 21314.3998 | 21314.3998 | 21314.3998 | 21314.3998 | 21314.3998 | 21314.3998 | 21314.3998 | 21314.3998 | 21314.3998 | 21314.3998 | 0 | 0 | 0 | 0 | 0 | 0 | 0 | 0 | 0 | 0 | 0 | 0 | 0 | 0 | 6.0806 | 6.0806 | 6.0806 | 6.0806 | 6.0806 | 6.0806 | 6.0806 | 6.0806 | 6.0806 | 6.0806 | 6.0806 | 6.0806 | 6.0806 | 6.0806 | 6.0806 | 6.0806 | 6.0806 | 6.0806 | 0 | 0 | 0 | 0 | 0 | 0 | 0 | 0 | 0 | 0 | 0 | 0 | 0 | 0 | 0 | 0 | 0 | 0 | 0 | 0 | 0 | 0 | 0 | 0 | 0 | 0 | 0 | 0 | 0 | 0 | 0 | 0 | 0 | 0 | 0 | 0 | 0 | 0 | 0 | 0 | 0 | 0 | 0
Residential | Whole House Efficiency | HVAC | Efficient Heat Pump (SF SEER 14 Replace Resistance Heat w/CAC) | 18 | 6 | 54.74% | 0 | 0 | 0 | 590442.852 | 43.2416 | 79387.3433 | 79387.3433 | 22500 |  | 5.7987 | 0.41687 | 7.6237 | 6.9328 | 23.4951 | 0.0076454 | 0.030183 | 135866.8757 | 26573.6599 | 532685.8292 | 308098.6949 | 17821.5925 | 23430.7367 |  | 0 | 0 | 0 | 590442.852 | 590442.852 | 590442.852 | 590442.852 | 590442.852 | 590442.852 | 0 | 0 | 0 | 0 | 0 | 0 | 0 | 0 | 0 | 0 | 0 | 0 | 0 | 0 | 0 | 0 | 0 | 0 | 0 | 0 | 0 | 0 | 0 | 0 | 0 | 0 | 43.2416 | 43.2416 | 43.2416 | 43.2416 | 43.2416 | 43.2416 | 0 | 0 | 0 | 0 | 0 | 0 | 0 | 0 | 0 | 0 | 0 | 0 | 0 | 0 | 0 | 0 | 0 | 0 | 0 | 0 | 0 | 0 | 0 | 0 | 0 | 0 | 0 | 0 | 0 | 0 | 0 | 0 | 0 | 0 | 0 | 0 | 0 | 0 | 0 | 0 | 0 | 0 | 0 | 0 | 0 | 0 | 0 | 0 | 0 | 0 | 0 | 0 | 0 | 0 | 0
Residential | Whole House Efficiency | HVAC | Efficient Heat Pump (SF SEER 15 Replace Resistance Heat w/CAC) | 18 | 6 | 54.74% | 0 | 4619.936 | 2.257 | 130581.0777 | 10.3784 | 20937.7572 | 16935.9666 | 9600 |  | 3.9342 | 0.40765 | 4.2262 | 4.6797 | 16.0073 | 0.014236 | 0.058231 | 32135.6708 | 6089.2617 | 123147.8388 | 71227.1405 | 7603.8795 | 8168.2586 |  | 0 | 0 | 0 | 130581.0777 | 130581.0777 | 130581.0777 | 130581.0777 | 130581.0777 | 130581.0777 | 4619.936 | 4619.936 | 4619.936 | 4619.936 | 4619.936 | 4619.936 | 4619.936 | 4619.936 | 4619.936 | 4619.936 | 4619.936 | 4619.936 | 0 | 0 | 0 | 0 | 0 | 0 | 0 | 0 | 0 | 0 | 0 | 0 | 0 | 0 | 10.3784 | 10.3784 | 10.3784 | 10.3784 | 10.3784 | 10.3784 | 2.257 | 2.257 | 2.257 | 2.257 | 2.257 | 2.257 | 2.257 | 2.257 | 2.257 | 2.257 | 2.257 | 2.257 | 0 | 0 | 0 | 0 | 0 | 0 | 0 | 0 | 0 | 0 | 0 | 0 | 0 | 0 | 0 | 0 | 0 | 0 | 0 | 0 | 0 | 0 | 0 | 0 | 0 | 0 | 0 | 0 | 0 | 0 | 0 | 0 | 0 | 0 | 0 | 0 | 0 | 0 | 0 | 0 | 0 | 0 | 0
Residential | Whole House Efficiency | HVAC | Efficient Heat Pump (SF SEER 16 Replace Resistance Heat w/CAC) | 18 | 6 | 54.74% | 0 | 4608.11 | 1.3146 | 59716.1095 | 4.8677 | 10911.0522 | 7409.4854 | 6300 |  | 3.1032 | 0.39237 | 3.0848 | 3.6878 | 12.9409 | 0.01962 | 0.083563 | 15393.217 | 2899.3469 | 59201.2005 | 34241.2199 | 4990.0459 | 4960.3575 |  | 0 | 0 | 0 | 59716.1095 | 59716.1095 | 59716.1095 | 59716.1095 | 59716.1095 | 59716.1095 | 4608.11 | 4608.11 | 4608.11 | 4608.11 | 4608.11 | 4608.11 | 4608.11 | 4608.11 | 4608.11 | 4608.11 | 4608.11 | 4608.11 | 0 | 0 | 0 | 0 | 0 | 0 | 0 | 0 | 0 | 0 | 0 | 0 | 0 | 0 | 4.8677 | 4.8677 | 4.8677 | 4.8677 | 4.8677 | 4.8677 | 1.3146 | 1.3146 | 1.3146 | 1.3146 | 1.3146 | 1.3146 | 1.3146 | 1.3146 | 1.3146 | 1.3146 | 1.3146 | 1.3146 | 0 | 0 | 0 | 0 | 0 | 0 | 0 | 0 | 0 | 0 | 0 | 0 | 0 | 0 | 0 | 0 | 0 | 0 | 0 | 0 | 0 | 0 | 0 | 0 | 0 | 0 | 0 | 0 | 0 | 0 | 0 | 0 | 0 | 0 | 0 | 0 | 0 | 0 | 0 | 0 | 0 | 0 | 0
Residential | Whole House Efficiency | HVAC | Heat Pump Ductless (SF Mini Split Replace Resistance Heat w/CAC) | 18 | 0 | 59.08% | 0 | 47320.3708 | 1.3012 | 0 | 0 | 5672.4663 | 0 | 4800 |  | 4.7557 | 0.35535 | 5.6201 | 5.7136 | 20.9301 | 0.01007 | 0.080345 | 21367.248 | 4304.1064 | 90236.703 | 56328.604 | 3801.9397 | 4492.9948 |  | 0 | 0 | 0 | 47320.3708 | 47320.3708 | 47320.3708 | 47320.3708 | 47320.3708 | 47320.3708 | 47320.3708 | 47320.3708 | 47320.3708 | 47320.3708 | 47320.3708 | 47320.3708 | 47320.3708 | 47320.3708 | 47320.3708 | 47320.3708 | 47320.3708 | 47320.3708 | 0 | 0 | 0 | 0 | 0 | 0 | 0 | 0 | 0 | 0 | 0 | 0 | 0 | 0 | 1.3012 | 1.3012 | 1.3012 | 1.3012 | 1.3012 | 1.3012 | 1.3012 | 1.3012 | 1.3012 | 1.3012 | 1.3012 | 1.3012 | 1.3012 | 1.3012 | 1.3012 | 1.3012 | 1.3012 | 1.3012 | 0 | 0 | 0 | 0 | 0 | 0 | 0 | 0 | 0 | 0 | 0 | 0 | 0 | 0 | 0 | 0 | 0 | 0 | 0 | 0 | 0 | 0 | 0 | 0 | 0 | 0 | 0 | 0 | 0 | 0 | 0 | 0 | 0 | 0 | 0 | 0 | 0 | 0 | 0 | 0 | 0 | 0 | 0
Residential | Whole House Efficiency | HVAC | Heat Pump Ductless (SF Mini Split Replace Resistance Heat/RAC) | 18 | 0 | 59.08% | 0 | 70240.1544 | 5.9441 | 0 | 0 | 8508.6994 | 0 | 7200 |  | 5.0915 | 0.3842 | 6.017 | 6.0395 | 20.7206 | 0.010176 | 0.081192 | 34314.263 | 6388.815 | 133943.159 | 83611.5562 | 5702.9096 | 6739.4922 |  | 0 | 0 | 0 | 70240.1544 | 70240.1544 | 70240.1544 | 70240.1544 | 70240.1544 | 70240.1544 | 70240.1544 | 70240.1544 | 70240.1544 | 70240.1544 | 70240.1544 | 70240.1544 | 70240.1544 | 70240.1544 | 70240.1544 | 70240.1544 | 70240.1544 | 70240.1544 | 0 | 0 | 0 | 0 | 0 | 0 | 0 | 0 | 0 | 0 | 0 | 0 | 0 | 0 | 5.9441 | 5.9441 | 5.9441 | 5.9441 | 5.9441 | 5.9441 | 5.9441 | 5.9441 | 5.9441 | 5.9441 | 5.9441 | 5.9441 | 5.9441 | 5.9441 | 5.9441 | 5.9441 | 5.9441 | 5.9441 | 0 | 0 | 0 | 0 | 0 | 0 | 0 | 0 | 0 | 0 | 0 | 0 | 0 | 0 | 0 | 0 | 0 | 0 | 0 | 0 | 0 | 0 | 0 | 0 | 0 | 0 | 0 | 0 | 0 | 0 | 0 | 0 | 0 | 0 | 0 | 0 | 0 | 0 | 0 | 0 | 0 | 0 | 0
Residential | Whole House Efficiency | HVAC | Smart Programmable Thermostat (SF ASHP) | 5 | 0 | 59.08% | 0 | 54227.4287 | 10.891 | 0 | 0 | 6380.5253 | 0 | 5400 |  | 2.4395 | 0.43358 | 2.8825 | 2.8567 | 8.5039 | 0.023125 | 0.078875 | 12328.8681 | 2108.5593 | 38700.2806 | 24157.9392 | 4277.1822 | 5053.8276 |  | 0 | 0 | 0 | 54227.4287 | 54227.4287 | 54227.4287 | 54227.4287 | 54227.4287 | 0 | 0 | 0 | 0 | 0 | 0 | 0 | 0 | 0 | 0 | 0 | 0 | 0 | 0 | 0 | 0 | 0 | 0 | 0 | 0 | 0 | 0 | 0 | 0 | 0 | 0 | 0 | 10.891 | 10.891 | 10.891 | 10.891 | 10.891 | 0 | 0 | 0 | 0 | 0 | 0 | 0 | 0 | 0 | 0 | 0 | 0 | 0 | 0 | 0 | 0 | 0 | 0 | 0 | 0 | 0 | 0 | 0 | 0 | 0 | 0 | 0 | 0 | 0 | 0 | 0 | 0 | 0 | 0 | 0 | 0 | 0 | 0 | 0 | 0 | 0 | 0 | 0 | 0 | 0 | 0 | 0 | 0 | 0 | 0 | 0 | 0 | 0 | 0 | 0 | 0
Residential | Whole House Efficiency | HVAC | Efficient Heat Pump (MF SEER 15, EER 12.5, HSPF 8.5) | 18 | 0 | 57.25% | 0 | 5737.7603 | 2.803 | 0 | 0 | 4970.0506 | 0 | 5700 |  | 1.0932 | 0.37932 | 0.95316 | 1.2257 | 4.0151 | 0.09862 | 0.78686 | 4303.3372 | 521.8879 | 11290.9818 | 6830.04 | 4514.8034 | 3936.6319 |  | 0 | 0 | 0 | 5737.7603 | 5737.7603 | 5737.7603 | 5737.7603 | 5737.7603 | 5737.7603 | 5737.7603 | 5737.7603 | 5737.7603 | 5737.7603 | 5737.7603 | 5737.7603 | 5737.7603 | 5737.7603 | 5737.7603 | 5737.7603 | 5737.7603 | 5737.7603 | 0 | 0 | 0 | 0 | 0 | 0 | 0 | 0 | 0 | 0 | 0 | 0 | 0 | 0 | 2.803 | 2.803 | 2.803 | 2.803 | 2.803 | 2.803 | 2.803 | 2.803 | 2.803 | 2.803 | 2.803 | 2.803 | 2.803 | 2.803 | 2.803 | 2.803 | 2.803 | 2.803 | 0 | 0 | 0 | 0 | 0 | 0 | 0 | 0 | 0 | 0 | 0 | 0 | 0 | 0 | 0 | 0 | 0 | 0 | 0 | 0 | 0 | 0 | 0 | 0 | 0 | 0 | 0 | 0 | 0 | 0 | 0 | 0 | 0 | 0 | 0 | 0 | 0 | 0 | 0 | 0 | 0 | 0 | 0
Residential | Whole House Efficiency | HVAC | Efficient Heat Pump (MF SEER 16, EER 13, HSPF 9) | 18 | 0 | 57.25% | 0 | 4819.4299 | 1.3749 | 0 | 0 | 3662.1426 | 0 | 3150 |  | 1.0275 | 0.36206 | 1.1946 | 1.1786 | 4.1297 | 0.064886 | 0.5177 | 2980.4696 | 438.3596 | 9483.8565 | 5736.8899 | 2495.023 | 2900.6761 |  | 0 | 0 | 0 | 4819.4299 | 4819.4299 | 4819.4299 | 4819.4299 | 4819.4299 | 4819.4299 | 4819.4299 | 4819.4299 | 4819.4299 | 4819.4299 | 4819.4299 | 4819.4299 | 4819.4299 | 4819.4299 | 4819.4299 | 4819.4299 | 4819.4299 | 4819.4299 | 0 | 0 | 0 | 0 | 0 | 0 | 0 | 0 | 0 | 0 | 0 | 0 | 0 | 0 | 1.3749 | 1.3749 | 1.3749 | 1.3749 | 1.3749 | 1.3749 | 1.3749 | 1.3749 | 1.3749 | 1.3749 | 1.3749 | 1.3749 | 1.3749 | 1.3749 | 1.3749 | 1.3749 | 1.3749 | 1.3749 | 0 | 0 | 0 | 0 | 0 | 0 | 0 | 0 | 0 | 0 | 0 | 0 | 0 | 0 | 0 | 0 | 0 | 0 | 0 | 0 | 0 | 0 | 0 | 0 | 0 | 0 | 0 | 0 | 0 | 0 | 0 | 0 | 0 | 0 | 0 | 0 | 0 | 0 | 0 | 0 | 0 | 0 | 0
Residential | Whole House Efficiency | HVAC | Efficient Heat Pump (MF SEER 14 Replace Resistance Heat w/CAC) | 18 | 6 | 57.25% | 0 | 0 | 0 | 741023.43 | 54.2695 | 99633.489 | 99633.489 | 27000 |  | 5.7987 | 0.41787 | 7.9733 | 6.9328 | 22.4649 | 0.0073102 | 0.02886 | 170516.9906 | 33350.7375 | 639222.9951 | 386673.0724 | 21385.911 | 29406.275 |  | 0 | 0 | 0 | 741023.43 | 741023.43 | 741023.43 | 741023.43 | 741023.43 | 741023.43 | 0 | 0 | 0 | 0 | 0 | 0 | 0 | 0 | 0 | 0 | 0 | 0 | 0 | 0 | 0 | 0 | 0 | 0 | 0 | 0 | 0 | 0 | 0 | 0 | 0 | 0 | 54.2695 | 54.2695 | 54.2695 | 54.2695 | 54.2695 | 54.2695 | 0 | 0 | 0 | 0 | 0 | 0 | 0 | 0 | 0 | 0 | 0 | 0 | 0 | 0 | 0 | 0 | 0 | 0 | 0 | 0 | 0 | 0 | 0 | 0 | 0 | 0 | 0 | 0 | 0 | 0 | 0 | 0 | 0 | 0 | 0 | 0 | 0 | 0 | 0 | 0 | 0 | 0 | 0 | 0 | 0 | 0 | 0 | 0 | 0 | 0 | 0 | 0 | 0 | 0 | 0
Residential | Whole House Efficiency | HVAC | Efficient Heat Pump (MF SEER 15 Replace Resistance Heat w/CAC) | 18 | 6 | 57.25% | 0 | 4831.7981 | 2.3605 | 136569.2968 | 10.8543 | 21897.926 | 17712.6203 | 9600 |  | 3.9342 | 0.40938 | 4.42 | 4.6797 | 15.3054 | 0.013611 | 0.055678 | 33609.3563 | 6368.5046 | 123147.8388 | 74493.4922 | 7603.8795 | 8542.8406 |  | 0 | 0 | 0 | 136569.2968 | 136569.2968 | 136569.2968 | 136569.2968 | 136569.2968 | 136569.2968 | 4831.7981 | 4831.7981 | 4831.7981 | 4831.7981 | 4831.7981 | 4831.7981 | 4831.7981 | 4831.7981 | 4831.7981 | 4831.7981 | 4831.7981 | 4831.7981 | 0 | 0 | 0 | 0 | 0 | 0 | 0 | 0 | 0 | 0 | 0 | 0 | 0 | 0 | 10.8543 | 10.8543 | 10.8543 | 10.8543 | 10.8543 | 10.8543 | 2.3605 | 2.3605 | 2.3605 | 2.3605 | 2.3605 | 2.3605 | 2.3605 | 2.3605 | 2.3605 | 2.3605 | 2.3605 | 2.3605 | 0 | 0 | 0 | 0 | 0 | 0 | 0 | 0 | 0 | 0 | 0 | 0 | 0 | 0 | 0 | 0 | 0 | 0 | 0 | 0 | 0 | 0 | 0 | 0 | 0 | 0 | 0 | 0 | 0 | 0 | 0 | 0 | 0 | 0 | 0 | 0 | 0 | 0 | 0 | 0 | 0 | 0 | 0
Residential | Whole House Efficiency | HVAC | Efficient Heat Pump (MF SEER 16 Replace Resistance Heat w/CAC) | 18 | 6 | 57.25% | 0 | 3442.4499 | 0.98207 | 44610.4182 | 3.6364 | 8151.0099 | 5535.1938 | 4500 |  | 3.1032 | 0.39457 | 3.2262 | 3.6878 | 12.3734 | 0.01876 | 0.079899 | 11499.3735 | 2165.9327 | 42286.5718 | 25579.6158 | 3564.3185 | 3705.5935 |  | 0 | 0 | 0 | 44610.4182 | 44610.4182 | 44610.4182 | 44610.4182 | 44610.4182 | 44610.4182 | 3442.4499 | 3442.4499 | 3442.4499 | 3442.4499 | 3442.4499 | 3442.4499 | 3442.4499 | 3442.4499 | 3442.4499 | 3442.4499 | 3442.4499 | 3442.4499 | 0 | 0 | 0 | 0 | 0 | 0 | 0 | 0 | 0 | 0 | 0 | 0 | 0 | 0 | 3.6364 | 3.6364 | 3.6364 | 3.6364 | 3.6364 | 3.6364 | 0.98207 | 0.98207 | 0.98207 | 0.98207 | 0.98207 | 0.98207 | 0.98207 | 0.98207 | 0.98207 | 0.98207 | 0.98207 | 0.98207 | 0 | 0 | 0 | 0 | 0 | 0 | 0 | 0 | 0 | 0 | 0 | 0 | 0 | 0 | 0 | 0 | 0 | 0 | 0 | 0 | 0 | 0 | 0 | 0 | 0 | 0 | 0 | 0 | 0 | 0 | 0 | 0 | 0 | 0 | 0 | 0 | 0 | 0 | 0 | 0 | 0 | 0 | 0
Residential | Whole House Efficiency | HVAC | Heat Pump Ductless (MF Mini Split Replace Resistance Heat w/CAC) | 18 | 0 | 57.25% | 0 | 38213.1346 | 1.0508 | 0 | 0 | 4580.7485 | 0 | 4000 |  | 4.7557 | 0.35463 | 5.4461 | 5.7136 | 21.5986 | 0.010392 | 0.082911 | 17254.9265 | 3475.7419 | 75197.2525 | 45487.6513 | 3168.2831 | 3628.277 |  | 0 | 0 | 0 | 38213.1346 | 38213.1346 | 38213.1346 | 38213.1346 | 38213.1346 | 38213.1346 | 38213.1346 | 38213.1346 | 38213.1346 | 38213.1346 | 38213.1346 | 38213.1346 | 38213.1346 | 38213.1346 | 38213.1346 | 38213.1346 | 38213.1346 | 38213.1346 | 0 | 0 | 0 | 0 | 0 | 0 | 0 | 0 | 0 | 0 | 0 | 0 | 0 | 0 | 1.0508 | 1.0508 | 1.0508 | 1.0508 | 1.0508 | 1.0508 | 1.0508 | 1.0508 | 1.0508 | 1.0508 | 1.0508 | 1.0508 | 1.0508 | 1.0508 | 1.0508 | 1.0508 | 1.0508 | 1.0508 | 0 | 0 | 0 | 0 | 0 | 0 | 0 | 0 | 0 | 0 | 0 | 0 | 0 | 0 | 0 | 0 | 0 | 0 | 0 | 0 | 0 | 0 | 0 | 0 | 0 | 0 | 0 | 0 | 0 | 0 | 0 | 0 | 0 | 0 | 0 | 0 | 0 | 0 | 0 | 0 | 0 | 0 | 0
Residential | Whole House Efficiency | HVAC | Heat Pump Ductless (MF Mini Split Replace Resistance Heat/RAC) | 18 | 0 | 57.25% | 0 | 52940.344 | 4.4801 | 0 | 0 | 6413.0479 | 0 | 5600 |  | 5.0915 | 0.38341 | 5.8307 | 6.0395 | 21.3824 | 0.010501 | 0.083785 | 25862.8259 | 4815.2808 | 104178.0126 | 63018.4341 | 4435.5964 | 5079.5879 |  | 0 | 0 | 0 | 52940.344 | 52940.344 | 52940.344 | 52940.344 | 52940.344 | 52940.344 | 52940.344 | 52940.344 | 52940.344 | 52940.344 | 52940.344 | 52940.344 | 52940.344 | 52940.344 | 52940.344 | 52940.344 | 52940.344 | 52940.344 | 0 | 0 | 0 | 0 | 0 | 0 | 0 | 0 | 0 | 0 | 0 | 0 | 0 | 0 | 4.4801 | 4.4801 | 4.4801 | 4.4801 | 4.4801 | 4.4801 | 4.4801 | 4.4801 | 4.4801 | 4.4801 | 4.4801 | 4.4801 | 4.4801 | 4.4801 | 4.4801 | 4.4801 | 4.4801 | 4.4801 | 0 | 0 | 0 | 0 | 0 | 0 | 0 | 0 | 0 | 0 | 0 | 0 | 0 | 0 | 0 | 0 | 0 | 0 | 0 | 0 | 0 | 0 | 0 | 0 | 0 | 0 | 0 | 0 | 0 | 0 | 0 | 0 | 0 | 0 | 0 | 0 | 0 | 0 | 0 | 0 | 0 | 0 | 0
Residential | Whole House Efficiency | HVAC | Smart Programmable Thermostat (MF ASHP) | 5 | 0 | 57.25% | 0 | 17516.3465 | 3.518 | 0 | 0 | 2061.014 | 0 | 1800 |  | 2.4395 | 0.43151 | 2.7933 | 2.8567 | 8.7756 | 0.023863 | 0.081394 | 3982.4261 | 681.0992 | 12900.0935 | 7803.4095 | 1425.7274 | 1632.469 |  | 0 | 0 | 0 | 17516.3465 | 17516.3465 | 17516.3465 | 17516.3465 | 17516.3465 | 0 | 0 | 0 | 0 | 0 | 0 | 0 | 0 | 0 | 0 | 0 | 0 | 0 | 0 | 0 | 0 | 0 | 0 | 0 | 0 | 0 | 0 | 0 | 0 | 0 | 0 | 0 | 3.518 | 3.518 | 3.518 | 3.518 | 3.518 | 0 | 0 | 0 | 0 | 0 | 0 | 0 | 0 | 0 | 0 | 0 | 0 | 0 | 0 | 0 | 0 | 0 | 0 | 0 | 0 | 0 | 0 | 0 | 0 | 0 | 0 | 0 | 0 | 0 | 0 | 0 | 0 | 0 | 0 | 0 | 0 | 0 | 0 | 0 | 0 | 0 | 0 | 0 | 0 | 0 | 0 | 0 | 0 | 0 | 0 | 0 | 0 | 0 | 0 | 0 | 0
Residential | Residential Home Performance | 0 | Behavioral Reports | 2 | 0 | 98% | 0 | 12425687.0864 | 2518.1646 | 0 | 0 | 0 | 0 | 0 |  | n/a | 0.50259 | n/a | n/a | n/a | 0 | 0 | 1198171.7016 | 216010.2001 | 2302338.157 | 2384011.1255 | 0 | 0 |  | 0 | 0 | 0 | 12425687.0864 | 12425687.0864 | 0 | 0 | 0 | 0 | 0 | 0 | 0 | 0 | 0 | 0 | 0 | 0 | 0 | 0 | 0 | 0 | 0 | 0 | 0 | 0 | 0 | 0 | 0 | 0 | 0 | 0 | 0 | 0 | 0 | 0 | 2518.1646 | 2518.1646 | 0 | 0 | 0 | 0 | 0 | 0 | 0 | 0 | 0 | 0 | 0 | 0 | 0 | 0 | 0 | 0 | 0 | 0 | 0 | 0 | 0 | 0 | 0 | 0 | 0 | 0 | 0 | 0 | 0 | 0 | 0 | 0 | 0 | 0 | 0 | 0 | 0 | 0 | 0 | 0 | 0 | 0 | 0 | 0 | 0 | 0 | 0 | 0 | 0 | 0 | 0 | 0 | 0 | 0 | 0 | 0 | 0 | 0 | 0
Residential | Targeted Energy Efficiency | Tier 1 | Standard CFL | 5 | 0 | 84.24% | -22.3561 | 3222.4969 | 0.3321 | 0 | 0 | 0 | 0 | 0 |  | n/a | 0.6295 | n/a | n/a | n/a | 0 | 0 | 844.5071 | 125.3024 | 1507.238 | 1341.5458 | 0 | 0 |  | 0 | 0 | 0 | 3222.4969 | 3222.4969 | 3222.4969 | 3222.4969 | 3222.4969 | 0 | 0 | 0 | 0 | 0 | 0 | 0 | 0 | 0 | 0 | 0 | 0 | 0 | 0 | 0 | 0 | 0 | 0 | 0 | 0 | 0 | 0 | 0 | 0 | 0 | 0 | 0 | 0.3321 | 0.3321 | 0.3321 | 0.3321 | 0.3321 | 0 | 0 | 0 | 0 | 0 | 0 | 0 | 0 | 0 | 0 | 0 | 0 | 0 | 0 | 0 | 0 | 0 | 0 | 0 | 0 | 0 | 0 | 0 | 0 | 0 | 0 | 0 | -22.3561 | -22.3561 | -22.3561 | -22.3561 | -22.3561 | 0 | 0 | 0 | 0 | 0 | 0 | 0 | 0 | 0 | 0 | 0 | 0 | 0 | 0 | 0 | 0 | 0 | 0 | 0 | 0 | 0 | 0 | 0 | 0
Residential | Targeted Energy Efficiency | Tier 1 | LED | 15 | 0 | 84.24% | -26.2106 | 3778.0998 | 0.38935 | 0 | 0 | 0 | 0 | 0 |  | n/a | 0.53777 | n/a | n/a | n/a | 0 | 0 | 2013.9297 | 314.0627 | 4207.5306 | 3744.9925 | 0 | 0 |  | 0 | 0 | 0 | 3778.0998 | 3778.0998 | 3778.0998 | 3778.0998 | 3778.0998 | 3778.0998 | 3778.0998 | 3778.0998 | 3778.0998 | 3778.0998 | 3778.0998 | 3778.0998 | 3778.0998 | 3778.0998 | 3778.0998 | 0 | 0 | 0 | 0 | 0 | 0 | 0 | 0 | 0 | 0 | 0 | 0 | 0 | 0 | 0 | 0 | 0 | 0.38935 | 0.38935 | 0.38935 | 0.38935 | 0.38935 | 0.38935 | 0.38935 | 0.38935 | 0.38935 | 0.38935 | 0.38935 | 0.38935 | 0.38935 | 0.38935 | 0.38935 | 0 | 0 | 0 | 0 | 0 | 0 | 0 | 0 | 0 | 0 | 0 | 0 | 0 | 0 | 0 | 0 | 0 | -26.2106 | -26.2106 | -26.2106 | -26.2106 | -26.2106 | -26.2106 | -26.2106 | -26.2106 | -26.2106 | -26.2106 | -26.2106 | -26.2106 | -26.2106 | -26.2106 | -26.2106 | 0 | 0 | 0 | 0 | 0 | 0 | 0 | 0 | 0 | 0 | 0 | 0 | 0 | 0
Residential | Targeted Energy Efficiency | Tier 1 | Pipe Insulated (Electric DHW) | 15 | 0 | 84.24% | 0 | 9393.103 | 1.0865 | 0 | 0 | 0 | 0 | 0 |  | n/a | 0.4377 | n/a | n/a | n/a | 0 | 0 | 4355.0831 | 780.8219 | 11178.8474 | 9949.9452 | 0 | 0 |  | 0 | 0 | 0 | 9393.103 | 9393.103 | 9393.103 | 9393.103 | 9393.103 | 9393.103 | 9393.103 | 9393.103 | 9393.103 | 9393.103 | 9393.103 | 9393.103 | 9393.103 | 9393.103 | 9393.103 | 0 | 0 | 0 | 0 | 0 | 0 | 0 | 0 | 0 | 0 | 0 | 0 | 0 | 0 | 0 | 0 | 0 | 1.0865 | 1.0865 | 1.0865 | 1.0865 | 1.0865 | 1.0865 | 1.0865 | 1.0865 | 1.0865 | 1.0865 | 1.0865 | 1.0865 | 1.0865 | 1.0865 | 1.0865 | 0 | 0 | 0 | 0 | 0 | 0 | 0 | 0 | 0 | 0 | 0 | 0 | 0 | 0 | 0 | 0 | 0 | 0 | 0 | 0 | 0 | 0 | 0 | 0 | 0 | 0 | 0 | 0 | 0 | 0 | 0 | 0 | 0 | 0 | 0 | 0 | 0 | 0 | 0 | 0 | 0 | 0 | 0 | 0 | 0 | 0
Residential | Targeted Energy Efficiency | Tier 1 | Pipe Insulated (Natural Gas DHW) | 15 | 0 | 84.24% | 49.1061 | 0 | 0 | 0 | 0 | 0 | 0 | 0 |  | n/a | 0.48588 | n/a | n/a | n/a | 0 | 0 | 234.0206 | 0 | 541.1345 | 481.647 | 0 | 0 |  | 0 | 0 | 0 | 0 | 0 | 0 | 0 | 0 | 0 | 0 | 0 | 0 | 0 | 0 | 0 | 0 | 0 | 0 | 0 | 0 | 0 | 0 | 0 | 0 | 0 | 0 | 0 | 0 | 0 | 0 | 0 | 0 | 0 | 0 | 0 | 0 | 0 | 0 | 0 | 0 | 0 | 0 | 0 | 0 | 0 | 0 | 0 | 0 | 0 | 0 | 0 | 0 | 0 | 0 | 0 | 0 | 0 | 0 | 0 | 0 | 0 | 0 | 0 | 0 | 0 | 0 | 0 | 49.1061 | 49.1061 | 49.1061 | 49.1061 | 49.1061 | 49.1061 | 49.1061 | 49.1061 | 49.1061 | 49.1061 | 49.1061 | 49.1061 | 49.1061 | 49.1061 | 49.1061 | 0 | 0 | 0 | 0 | 0 | 0 | 0 | 0 | 0 | 0 | 0 | 0 | 0 | 0
Residential | Targeted Energy Efficiency | Tier 1 | Water Heater Tank Wrap (Electric DHW) | 5 | 0 | 84.24% | 0 | 11992.6096 | 1.3872 | 0 | 0 | 0 | 0 | 0 |  | n/a | 0.46426 | n/a | n/a | n/a | 0 | 0 | 2480.3496 | 466.3162 | 6002.4826 | 5342.6235 | 0 | 0 |  | 0 | 0 | 0 | 11992.6096 | 11992.6096 | 11992.6096 | 11992.6096 | 11992.6096 | 0 | 0 | 0 | 0 | 0 | 0 | 0 | 0 | 0 | 0 | 0 | 0 | 0 | 0 | 0 | 0 | 0 | 0 | 0 | 0 | 0 | 0 | 0 | 0 | 0 | 0 | 0 | 1.3872 | 1.3872 | 1.3872 | 1.3872 | 1.3872 | 0 | 0 | 0 | 0 | 0 | 0 | 0 | 0 | 0 | 0 | 0 | 0 | 0 | 0 | 0 | 0 | 0 | 0 | 0 | 0 | 0 | 0 | 0 | 0 | 0 | 0 | 0 | 0 | 0 | 0 | 0 | 0 | 0 | 0 | 0 | 0 | 0 | 0 | 0 | 0 | 0 | 0 | 0 | 0 | 0 | 0 | 0 | 0 | 0 | 0 | 0 | 0 | 0 | 0 | 0 | 0
Residential | Targeted Energy Efficiency | Tier 1 | Low Flow Faucet Aerator - Single Family (Electric DHW) | 9 | 0 | 84.24% | 0 | 5655.8621 | 2.4313 | 0 | 0 | 0 | 0 | 0 |  | n/a | 0.63313 | n/a | n/a | n/a | 0 | 0 | 2609.9382 | 343.6634 | 4631.3801 | 4122.2477 | 0 | 0 |  | 0 | 0 | 0 | 5655.8621 | 5655.8621 | 5655.8621 | 5655.8621 | 5655.8621 | 5655.8621 | 5655.8621 | 5655.8621 | 5655.8621 | 0 | 0 | 0 | 0 | 0 | 0 | 0 | 0 | 0 | 0 | 0 | 0 | 0 | 0 | 0 | 0 | 0 | 0 | 0 | 0 | 0 | 0 | 0 | 2.4313 | 2.4313 | 2.4313 | 2.4313 | 2.4313 | 2.4313 | 2.4313 | 2.4313 | 2.4313 | 0 | 0 | 0 | 0 | 0 | 0 | 0 | 0 | 0 | 0 | 0 | 0 | 0 | 0 | 0 | 0 | 0 | 0 | 0 | 0 | 0 | 0 | 0 | 0 | 0 | 0 | 0 | 0 | 0 | 0 | 0 | 0 | 0 | 0 | 0 | 0 | 0 | 0 | 0 | 0 | 0 | 0 | 0 | 0 | 0 | 0 | 0 | 0 | 0 | 0 | 0 | 0
Residential | Targeted Energy Efficiency | Tier 1 | Low Flow Faucet Aerator - Single Family (Natural Gas DHW) | 9 | 0 | 84.24% | 30.3074 | 0 | 0 | 0 | 0 | 0 | 0 | 0 |  | n/a | 0.48588 | n/a | n/a | n/a | 0 | 0 | 100.509 | 0 | 232.4107 | 206.8616 | 0 | 0 |  | 0 | 0 | 0 | 0 | 0 | 0 | 0 | 0 | 0 | 0 | 0 | 0 | 0 | 0 | 0 | 0 | 0 | 0 | 0 | 0 | 0 | 0 | 0 | 0 | 0 | 0 | 0 | 0 | 0 | 0 | 0 | 0 | 0 | 0 | 0 | 0 | 0 | 0 | 0 | 0 | 0 | 0 | 0 | 0 | 0 | 0 | 0 | 0 | 0 | 0 | 0 | 0 | 0 | 0 | 0 | 0 | 0 | 0 | 0 | 0 | 0 | 0 | 0 | 0 | 0 | 0 | 0 | 30.3074 | 30.3074 | 30.3074 | 30.3074 | 30.3074 | 30.3074 | 30.3074 | 30.3074 | 30.3074 | 0 | 0 | 0 | 0 | 0 | 0 | 0 | 0 | 0 | 0 | 0 | 0 | 0 | 0 | 0 | 0 | 0 | 0 | 0 | 0
Residential | Targeted Energy Efficiency | Tier 1 | Low Flow Showerhead - Single Family (Electric DHW) | 10 | 0 | 84.24% | 0 | 11178.531 | 1.1129 | 0 | 0 | 0 | 0 | 0 |  | n/a | 0.4463 | n/a | n/a | n/a | 0 | 0 | 3947.0029 | 729.3922 | 9936.0406 | 8843.7615 | 0 | 0 |  | 0 | 0 | 0 | 11178.531 | 11178.531 | 11178.531 | 11178.531 | 11178.531 | 11178.531 | 11178.531 | 11178.531 | 11178.531 | 11178.531 | 0 | 0 | 0 | 0 | 0 | 0 | 0 | 0 | 0 | 0 | 0 | 0 | 0 | 0 | 0 | 0 | 0 | 0 | 0 | 0 | 0 | 0 | 1.1129 | 1.1129 | 1.1129 | 1.1129 | 1.1129 | 1.1129 | 1.1129 | 1.1129 | 1.1129 | 1.1129 | 0 | 0 | 0 | 0 | 0 | 0 | 0 | 0 | 0 | 0 | 0 | 0 | 0 | 0 | 0 | 0 | 0 | 0 | 0 | 0 | 0 | 0 | 0 | 0 | 0 | 0 | 0 | 0 | 0 | 0 | 0 | 0 | 0 | 0 | 0 | 0 | 0 | 0 | 0 | 0 | 0 | 0 | 0 | 0 | 0 | 0 | 0 | 0 | 0 | 0 | 0
Residential | Targeted Energy Efficiency | Tier 1 | Low Flow Showerhead - Single Family (Natural Gas DHW) | 10 | 0 | 84.24% | 59.9012 | 0 | 0 | 0 | 0 | 0 | 0 | 0 |  | n/a | 0.48588 | n/a | n/a | n/a | 0 | 0 | 215.2008 | 0 | 497.6167 | 442.9132 | 0 | 0 |  | 0 | 0 | 0 | 0 | 0 | 0 | 0 | 0 | 0 | 0 | 0 | 0 | 0 | 0 | 0 | 0 | 0 | 0 | 0 | 0 | 0 | 0 | 0 | 0 | 0 | 0 | 0 | 0 | 0 | 0 | 0 | 0 | 0 | 0 | 0 | 0 | 0 | 0 | 0 | 0 | 0 | 0 | 0 | 0 | 0 | 0 | 0 | 0 | 0 | 0 | 0 | 0 | 0 | 0 | 0 | 0 | 0 | 0 | 0 | 0 | 0 | 0 | 0 | 0 | 0 | 0 | 0 | 59.9012 | 59.9012 | 59.9012 | 59.9012 | 59.9012 | 59.9012 | 59.9012 | 59.9012 | 59.9012 | 59.9012 | 0 | 0 | 0 | 0 | 0 | 0 | 0 | 0 | 0 | 0 | 0 | 0 | 0 | 0 | 0 | 0 | 0 | 0 | 0
Residential | Targeted Energy Efficiency | Tier 1 | Air Sealing 20% ACH Reduction (ASHP) | 15 | 0 | 84.24% | 0 | 7535.9438 | 3.362 | 0 | 0 | 0 | 0 | 0 |  | n/a | 0.6198 | n/a | n/a | n/a | 0 | 0 | 4947.686 | 626.4416 | 8968.6194 | 7982.6899 | 0 | 0 |  | 0 | 0 | 0 | 7535.9438 | 7535.9438 | 7535.9438 | 7535.9438 | 7535.9438 | 7535.9438 | 7535.9438 | 7535.9438 | 7535.9438 | 7535.9438 | 7535.9438 | 7535.9438 | 7535.9438 | 7535.9438 | 7535.9438 | 0 | 0 | 0 | 0 | 0 | 0 | 0 | 0 | 0 | 0 | 0 | 0 | 0 | 0 | 0 | 0 | 0 | 3.362 | 3.362 | 3.362 | 3.362 | 3.362 | 3.362 | 3.362 | 3.362 | 3.362 | 3.362 | 3.362 | 3.362 | 3.362 | 3.362 | 3.362 | 0 | 0 | 0 | 0 | 0 | 0 | 0 | 0 | 0 | 0 | 0 | 0 | 0 | 0 | 0 | 0 | 0 | 0 | 0 | 0 | 0 | 0 | 0 | 0 | 0 | 0 | 0 | 0 | 0 | 0 | 0 | 0 | 0 | 0 | 0 | 0 | 0 | 0 | 0 | 0 | 0 | 0 | 0 | 0 | 0 | 0
Residential | Targeted Energy Efficiency | Tier 1 | Air Sealing 20% ACH Reduction (CAC & Electric Heat) | 15 | 0 | 84.24% | 0 | 38037.9667 | 5.1314 | 0 | 0 | 0 | 0 | 0 |  | n/a | 0.4483 | n/a | n/a | n/a | 0 | 0 | 18063.1888 | 3161.988 | 45269.4519 | 40292.9345 | 0 | 0 |  | 0 | 0 | 0 | 38037.9667 | 38037.9667 | 38037.9667 | 38037.9667 | 38037.9667 | 38037.9667 | 38037.9667 | 38037.9667 | 38037.9667 | 38037.9667 | 38037.9667 | 38037.9667 | 38037.9667 | 38037.9667 | 38037.9667 | 0 | 0 | 0 | 0 | 0 | 0 | 0 | 0 | 0 | 0 | 0 | 0 | 0 | 0 | 0 | 0 | 0 | 5.1314 | 5.1314 | 5.1314 | 5.1314 | 5.1314 | 5.1314 | 5.1314 | 5.1314 | 5.1314 | 5.1314 | 5.1314 | 5.1314 | 5.1314 | 5.1314 | 5.1314 | 0 | 0 | 0 | 0 | 0 | 0 | 0 | 0 | 0 | 0 | 0 | 0 | 0 | 0 | 0 | 0 | 0 | 0 | 0 | 0 | 0 | 0 | 0 | 0 | 0 | 0 | 0 | 0 | 0 | 0 | 0 | 0 | 0 | 0 | 0 | 0 | 0 | 0 | 0 | 0 | 0 | 0 | 0 | 0 | 0 | 0
Residential | Targeted Energy Efficiency | Tier 1 | Duct Sealing 10% (ASHP) | 20 | 0 | 84.24% | 0 | 8037.4634 | 4.2814 | 0 | 0 | 0 | 0 | 0 |  | n/a | 0.64709 | n/a | n/a | n/a | 0 | 0 | 6591.1761 | 765.5644 | 11443.9083 | 10185.8677 | 0 | 0 |  | 0 | 0 | 0 | 8037.4634 | 8037.4634 | 8037.4634 | 8037.4634 | 8037.4634 | 8037.4634 | 8037.4634 | 8037.4634 | 8037.4634 | 8037.4634 | 8037.4634 | 8037.4634 | 8037.4634 | 8037.4634 | 8037.4634 | 8037.4634 | 8037.4634 | 8037.4634 | 8037.4634 | 8037.4634 | 0 | 0 | 0 | 0 | 0 | 0 | 0 | 0 | 0 | 0 | 0 | 0 | 4.2814 | 4.2814 | 4.2814 | 4.2814 | 4.2814 | 4.2814 | 4.2814 | 4.2814 | 4.2814 | 4.2814 | 4.2814 | 4.2814 | 4.2814 | 4.2814 | 4.2814 | 4.2814 | 4.2814 | 4.2814 | 4.2814 | 4.2814 | 0 | 0 | 0 | 0 | 0 | 0 | 0 | 0 | 0 | 0 | 0 | 0 | 0 | 0 | 0 | 0 | 0 | 0 | 0 | 0 | 0 | 0 | 0 | 0 | 0 | 0 | 0 | 0 | 0 | 0 | 0 | 0 | 0 | 0 | 0 | 0 | 0 | 0 | 0 | 0 | 0
Residential | Targeted Energy Efficiency | Tier 1 | Duct Sealing 10% (CAC & Electric Heat) | 20 | 0 | 84.24% | 0 | 41560.5043 | 3.2531 | 0 | 0 | 0 | 0 | 0 |  | n/a | 0.40173 | n/a | n/a | n/a | 0 | 0 | 21159.1689 | 3958.6175 | 59174.7144 | 52669.5772 | 0 | 0 |  | 0 | 0 | 0 | 41560.5043 | 41560.5043 | 41560.5043 | 41560.5043 | 41560.5043 | 41560.5043 | 41560.5043 | 41560.5043 | 41560.5043 | 41560.5043 | 41560.5043 | 41560.5043 | 41560.5043 | 41560.5043 | 41560.5043 | 41560.5043 | 41560.5043 | 41560.5043 | 41560.5043 | 41560.5043 | 0 | 0 | 0 | 0 | 0 | 0 | 0 | 0 | 0 | 0 | 0 | 0 | 3.2531 | 3.2531 | 3.2531 | 3.2531 | 3.2531 | 3.2531 | 3.2531 | 3.2531 | 3.2531 | 3.2531 | 3.2531 | 3.2531 | 3.2531 | 3.2531 | 3.2531 | 3.2531 | 3.2531 | 3.2531 | 3.2531 | 3.2531 | 0 | 0 | 0 | 0 | 0 | 0 | 0 | 0 | 0 | 0 | 0 | 0 | 0 | 0 | 0 | 0 | 0 | 0 | 0 | 0 | 0 | 0 | 0 | 0 | 0 | 0 | 0 | 0 | 0 | 0 | 0 | 0 | 0 | 0 | 0 | 0 | 0 | 0 | 0 | 0 | 0
Residential | Targeted Energy Efficiency | Tier 1 | Attic Insulation R-38 (ASHP) | 25 | 0 | 84.24% | 0 | 1987.9523 | 1.215 | 0 | 0 | 0 | 0 | 0 |  | n/a | 0.67569 | n/a | n/a | n/a | 0 | 0 | 1919.0503 | 205.692 | 3190.9117 | 2840.1315 | 0 | 0 |  | 0 | 0 | 0 | 1987.9523 | 1987.9523 | 1987.9523 | 1987.9523 | 1987.9523 | 1987.9523 | 1987.9523 | 1987.9523 | 1987.9523 | 1987.9523 | 1987.9523 | 1987.9523 | 1987.9523 | 1987.9523 | 1987.9523 | 1987.9523 | 1987.9523 | 1987.9523 | 1987.9523 | 1987.9523 | 1987.9523 | 1987.9523 | 1987.9523 | 1987.9523 | 1987.9523 | 0 | 0 | 0 | 0 | 0 | 0 | 0 | 1.215 | 1.215 | 1.215 | 1.215 | 1.215 | 1.215 | 1.215 | 1.215 | 1.215 | 1.215 | 1.215 | 1.215 | 1.215 | 1.215 | 1.215 | 1.215 | 1.215 | 1.215 | 1.215 | 1.215 | 1.215 | 1.215 | 1.215 | 1.215 | 1.215 | 0 | 0 | 0 | 0 | 0 | 0 | 0 | 0 | 0 | 0 | 0 | 0 | 0 | 0 | 0 | 0 | 0 | 0 | 0 | 0 | 0 | 0 | 0 | 0 | 0 | 0 | 0 | 0 | 0 | 0 | 0 | 0 | 0 | 0 | 0 | 0
Residential | Targeted Energy Efficiency | Tier 1 | Attic Insulation R-38 (CAC & Electric Heat) | 25 | 0 | 84.24% | 0 | 11370.1791 | 0.37755 | 0 | 0 | 0 | 0 | 0 |  | n/a | 0.36805 | n/a | n/a | n/a | 0 | 0 | 5978.7732 | 1176.4643 | 18250.5572 | 16244.2547 | 0 | 0 |  | 0 | 0 | 0 | 11370.1791 | 11370.1791 | 11370.1791 | 11370.1791 | 11370.1791 | 11370.1791 | 11370.1791 | 11370.1791 | 11370.1791 | 11370.1791 | 11370.1791 | 11370.1791 | 11370.1791 | 11370.1791 | 11370.1791 | 11370.1791 | 11370.1791 | 11370.1791 | 11370.1791 | 11370.1791 | 11370.1791 | 11370.1791 | 11370.1791 | 11370.1791 | 11370.1791 | 0 | 0 | 0 | 0 | 0 | 0 | 0 | 0.37755 | 0.37755 | 0.37755 | 0.37755 | 0.37755 | 0.37755 | 0.37755 | 0.37755 | 0.37755 | 0.37755 | 0.37755 | 0.37755 | 0.37755 | 0.37755 | 0.37755 | 0.37755 | 0.37755 | 0.37755 | 0.37755 | 0.37755 | 0.37755 | 0.37755 | 0.37755 | 0.37755 | 0.37755 | 0 | 0 | 0 | 0 | 0 | 0 | 0 | 0 | 0 | 0 | 0 | 0 | 0 | 0 | 0 | 0 | 0 | 0 | 0 | 0 | 0 | 0 | 0 | 0 | 0 | 0 | 0 | 0 | 0 | 0 | 0 | 0 | 0 | 0 | 0 | 0
Residential | Targeted Energy Efficiency | Tier 1 | Basement Sidewall Insulation R-13 (ASHP) | 25 | 0 | 84.24% | 0 | 0 | 0 | 0 | 0 | 0 | 0 | 0 |  | n/a | n/a | n/a | n/a | n/a | 0 | 0 | 0 | 0 | 0 | 0 | 0 | 0 |  | 0 | 0 | 0 | 0 | 0 | 0 | 0 | 0 | 0 | 0 | 0 | 0 | 0 | 0 | 0 | 0 | 0 | 0 | 0 | 0 | 0 | 0 | 0 | 0 | 0 | 0 | 0 | 0 | 0 | 0 | 0 | 0 | 0 | 0 | 0 | 0 | 0 | 0 | 0 | 0 | 0 | 0 | 0 | 0 | 0 | 0 | 0 | 0 | 0 | 0 | 0 | 0 | 0 | 0 | 0 | 0 | 0 | 0 | 0 | 0 | 0 | 0 | 0 | 0 | 0 | 0 | 0 | 0 | 0 | 0 | 0 | 0 | 0 | 0 | 0 | 0 | 0 | 0 | 0 | 0 | 0 | 0 | 0 | 0 | 0 | 0 | 0 | 0 | 0 | 0 | 0 | 0 | 0 | 0 | 0 | 0
Residential | Targeted Energy Efficiency | Tier 1 | Basement Sidewall Insulation R-13 (CAC & Electric Heat) | 25 | 0 | 84.24% | 0 | 4916.4634 | 0.12892 | 0 | 0 | 0 | 0 | 0 |  | n/a | 0.36434 | n/a | n/a | n/a | 0 | 0 | 2559.1159 | 508.7029 | 7891.5375 | 7024.0127 | 0 | 0 |  | 0 | 0 | 0 | 4916.4634 | 4916.4634 | 4916.4634 | 4916.4634 | 4916.4634 | 4916.4634 | 4916.4634 | 4916.4634 | 4916.4634 | 4916.4634 | 4916.4634 | 4916.4634 | 4916.4634 | 4916.4634 | 4916.4634 | 4916.4634 | 4916.4634 | 4916.4634 | 4916.4634 | 4916.4634 | 4916.4634 | 4916.4634 | 4916.4634 | 4916.4634 | 4916.4634 | 0 | 0 | 0 | 0 | 0 | 0 | 0 | 0.12892 | 0.12892 | 0.12892 | 0.12892 | 0.12892 | 0.12892 | 0.12892 | 0.12892 | 0.12892 | 0.12892 | 0.12892 | 0.12892 | 0.12892 | 0.12892 | 0.12892 | 0.12892 | 0.12892 | 0.12892 | 0.12892 | 0.12892 | 0.12892 | 0.12892 | 0.12892 | 0.12892 | 0.12892 | 0 | 0 | 0 | 0 | 0 | 0 | 0 | 0 | 0 | 0 | 0 | 0 | 0 | 0 | 0 | 0 | 0 | 0 | 0 | 0 | 0 | 0 | 0 | 0 | 0 | 0 | 0 | 0 | 0 | 0 | 0 | 0 | 0 | 0 | 0 | 0
Residential | Targeted Energy Efficiency | Tier 1 | Crawlspace Insulation R-19 (ASHP) | 25 | 0 | 84.24% | 0 | 41007.749 | 25.4487 | 0 | 0 | 0 | 0 | 0 |  | n/a | 0.6807 | n/a | n/a | n/a | 0 | 0 | 39879.6992 | 4243.0424 | 65822.5572 | 58586.6159 | 0 | 0 |  | 0 | 0 | 0 | 41007.749 | 41007.749 | 41007.749 | 41007.749 | 41007.749 | 41007.749 | 41007.749 | 41007.749 | 41007.749 | 41007.749 | 41007.749 | 41007.749 | 41007.749 | 41007.749 | 41007.749 | 41007.749 | 41007.749 | 41007.749 | 41007.749 | 41007.749 | 41007.749 | 41007.749 | 41007.749 | 41007.749 | 41007.749 | 0 | 0 | 0 | 0 | 0 | 0 | 0 | 25.4487 | 25.4487 | 25.4487 | 25.4487 | 25.4487 | 25.4487 | 25.4487 | 25.4487 | 25.4487 | 25.4487 | 25.4487 | 25.4487 | 25.4487 | 25.4487 | 25.4487 | 25.4487 | 25.4487 | 25.4487 | 25.4487 | 25.4487 | 25.4487 | 25.4487 | 25.4487 | 25.4487 | 25.4487 | 0 | 0 | 0 | 0 | 0 | 0 | 0 | 0 | 0 | 0 | 0 | 0 | 0 | 0 | 0 | 0 | 0 | 0 | 0 | 0 | 0 | 0 | 0 | 0 | 0 | 0 | 0 | 0 | 0 | 0 | 0 | 0 | 0 | 0 | 0 | 0
Residential | Targeted Energy Efficiency | Tier 1 | Crawlspace Insulation R-19 (CAC & Electric Heat) | 25 | 0 | 84.24% | 0 | 240477.0135 | 6.7707 | 0 | 0 | 0 | 0 | 0 |  | n/a | 0.36537 | n/a | n/a | n/a | 0 | 0 | 125526.4725 | 24881.9843 | 385995.6315 | 343562.7351 | 0 | 0 |  | 0 | 0 | 0 | 240477.0135 | 240477.0135 | 240477.0135 | 240477.0135 | 240477.0135 | 240477.0135 | 240477.0135 | 240477.0135 | 240477.0135 | 240477.0135 | 240477.0135 | 240477.0135 | 240477.0135 | 240477.0135 | 240477.0135 | 240477.0135 | 240477.0135 | 240477.0135 | 240477.0135 | 240477.0135 | 240477.0135 | 240477.0135 | 240477.0135 | 240477.0135 | 240477.0135 | 0 | 0 | 0 | 0 | 0 | 0 | 0 | 6.7707 | 6.7707 | 6.7707 | 6.7707 | 6.7707 | 6.7707 | 6.7707 | 6.7707 | 6.7707 | 6.7707 | 6.7707 | 6.7707 | 6.7707 | 6.7707 | 6.7707 | 6.7707 | 6.7707 | 6.7707 | 6.7707 | 6.7707 | 6.7707 | 6.7707 | 6.7707 | 6.7707 | 6.7707 | 0 | 0 | 0 | 0 | 0 | 0 | 0 | 0 | 0 | 0 | 0 | 0 | 0 | 0 | 0 | 0 | 0 | 0 | 0 | 0 | 0 | 0 | 0 | 0 | 0 | 0 | 0 | 0 | 0 | 0 | 0 | 0 | 0 | 0 | 0 | 0
Residential | Targeted Energy Efficiency | Tier 1 | Efficient Door (SF) | 25 | 0 | 84.24% | 0 | 9906.4677 | 6.3203 | 0 | 0 | 0 | 0 | 0 |  | n/a | 0.68997 | n/a | n/a | n/a | 0 | 0 | 9765.1459 | 1025.0151 | 15901.1175 | 14153.0913 | 0 | 0 |  | 0 | 0 | 0 | 9906.4677 | 9906.4677 | 9906.4677 | 9906.4677 | 9906.4677 | 9906.4677 | 9906.4677 | 9906.4677 | 9906.4677 | 9906.4677 | 9906.4677 | 9906.4677 | 9906.4677 | 9906.4677 | 9906.4677 | 9906.4677 | 9906.4677 | 9906.4677 | 9906.4677 | 9906.4677 | 9906.4677 | 9906.4677 | 9906.4677 | 9906.4677 | 9906.4677 | 0 | 0 | 0 | 0 | 0 | 0 | 0 | 6.3203 | 6.3203 | 6.3203 | 6.3203 | 6.3203 | 6.3203 | 6.3203 | 6.3203 | 6.3203 | 6.3203 | 6.3203 | 6.3203 | 6.3203 | 6.3203 | 6.3203 | 6.3203 | 6.3203 | 6.3203 | 6.3203 | 6.3203 | 6.3203 | 6.3203 | 6.3203 | 6.3203 | 6.3203 | 0 | 0 | 0 | 0 | 0 | 0 | 0 | 0 | 0 | 0 | 0 | 0 | 0 | 0 | 0 | 0 | 0 | 0 | 0 | 0 | 0 | 0 | 0 | 0 | 0 | 0 | 0 | 0 | 0 | 0 | 0 | 0 | 0 | 0 | 0 | 0
Residential | Targeted Energy Efficiency | Tier 1 | Efficient Window (SF) | 25 | 0 | 84.24% | 0 | 9974.4366 | 6.3637 | 0 | 0 | 0 | 0 | 0 |  | n/a | 0.68997 | n/a | n/a | n/a | 0 | 0 | 9832.1452 | 1032.0478 | 16010.2161 | 14250.1966 | 0 | 0 |  | 0 | 0 | 0 | 9974.4366 | 9974.4366 | 9974.4366 | 9974.4366 | 9974.4366 | 9974.4366 | 9974.4366 | 9974.4366 | 9974.4366 | 9974.4366 | 9974.4366 | 9974.4366 | 9974.4366 | 9974.4366 | 9974.4366 | 9974.4366 | 9974.4366 | 9974.4366 | 9974.4366 | 9974.4366 | 9974.4366 | 9974.4366 | 9974.4366 | 9974.4366 | 9974.4366 | 0 | 0 | 0 | 0 | 0 | 0 | 0 | 6.3637 | 6.3637 | 6.3637 | 6.3637 | 6.3637 | 6.3637 | 6.3637 | 6.3637 | 6.3637 | 6.3637 | 6.3637 | 6.3637 | 6.3637 | 6.3637 | 6.3637 | 6.3637 | 6.3637 | 6.3637 | 6.3637 | 6.3637 | 6.3637 | 6.3637 | 6.3637 | 6.3637 | 6.3637 | 0 | 0 | 0 | 0 | 0 | 0 | 0 | 0 | 0 | 0 | 0 | 0 | 0 | 0 | 0 | 0 | 0 | 0 | 0 | 0 | 0 | 0 | 0 | 0 | 0 | 0 | 0 | 0 | 0 | 0 | 0 | 0 | 0 | 0 | 0 | 0
Residential | Targeted Energy Efficiency | Heat Pump | Efficient Heat Pump (SEER 15, EER 12.5, HSPF 8.5) | 18 | 0 | 84.24% | 0 | 8886.9127 | 4.3415 | 0 | 0 | 0 | 0 | 0 |  | n/a | 0.63006 | n/a | n/a | n/a | 0 | 0 | 6665.211 | 808.3246 | 11885.244 | 10578.6869 | 0 | 0 |  | 0 | 0 | 0 | 8886.9127 | 8886.9127 | 8886.9127 | 8886.9127 | 8886.9127 | 8886.9127 | 8886.9127 | 8886.9127 | 8886.9127 | 8886.9127 | 8886.9127 | 8886.9127 | 8886.9127 | 8886.9127 | 8886.9127 | 8886.9127 | 8886.9127 | 8886.9127 | 0 | 0 | 0 | 0 | 0 | 0 | 0 | 0 | 0 | 0 | 0 | 0 | 0 | 0 | 4.3415 | 4.3415 | 4.3415 | 4.3415 | 4.3415 | 4.3415 | 4.3415 | 4.3415 | 4.3415 | 4.3415 | 4.3415 | 4.3415 | 4.3415 | 4.3415 | 4.3415 | 4.3415 | 4.3415 | 4.3415 | 0 | 0 | 0 | 0 | 0 | 0 | 0 | 0 | 0 | 0 | 0 | 0 | 0 | 0 | 0 | 0 | 0 | 0 | 0 | 0 | 0 | 0 | 0 | 0 | 0 | 0 | 0 | 0 | 0 | 0 | 0 | 0 | 0 | 0 | 0 | 0 | 0 | 0 | 0 | 0 | 0 | 0 | 0
Residential | Targeted Energy Efficiency | Heat Pump | Efficient Heat Pump SEER 14 Replace Resistance Heat w/CAC | 18 | 6 | 84.24% | 0 | 0 | 0 | 242298.9592 | 17.745 | 0 | 0 | 0 |  | n/a | 0.44098 | n/a | n/a | n/a | 0 | 0 | 55755.4426 | 10904.9845 | 142049.5545 | 126433.901 | 0 | 0 |  | 0 | 0 | 0 | 242298.9592 | 242298.9592 | 242298.9592 | 242298.9592 | 242298.9592 | 242298.9592 | 0 | 0 | 0 | 0 | 0 | 0 | 0 | 0 | 0 | 0 | 0 | 0 | 0 | 0 | 0 | 0 | 0 | 0 | 0 | 0 | 0 | 0 | 0 | 0 | 0 | 0 | 17.745 | 17.745 | 17.745 | 17.745 | 17.745 | 17.745 | 0 | 0 | 0 | 0 | 0 | 0 | 0 | 0 | 0 | 0 | 0 | 0 | 0 | 0 | 0 | 0 | 0 | 0 | 0 | 0 | 0 | 0 | 0 | 0 | 0 | 0 | 0 | 0 | 0 | 0 | 0 | 0 | 0 | 0 | 0 | 0 | 0 | 0 | 0 | 0 | 0 | 0 | 0 | 0 | 0 | 0 | 0 | 0 | 0 | 0 | 0 | 0 | 0 | 0 | 0
Residential | Community Outreach | 0 | Standard CFL | 5 | 0 | 42.45% | 0 | 0 | 0 | 0 | 0 | 0 | 0 | 0 |  | n/a | n/a | n/a | n/a | n/a | 0 | 0 | 0 | 0 | 0 | 0 | 0 | 0 |  | 0 | 0 | 0 | 0 | 0 | 0 | 0 | 0 | 0 | 0 | 0 | 0 | 0 | 0 | 0 | 0 | 0 | 0 | 0 | 0 | 0 | 0 | 0 | 0 | 0 | 0 | 0 | 0 | 0 | 0 | 0 | 0 | 0 | 0 | 0 | 0 | 0 | 0 | 0 | 0 | 0 | 0 | 0 | 0 | 0 | 0 | 0 | 0 | 0 | 0 | 0 | 0 | 0 | 0 | 0 | 0 | 0 | 0 | 0 | 0 | 0 | 0 | 0 | 0 | 0 | 0 | 0 | 0 | 0 | 0 | 0 | 0 | 0 | 0 | 0 | 0 | 0 | 0 | 0 | 0 | 0 | 0 | 0 | 0 | 0 | 0 | 0 | 0 | 0 | 0 | 0 | 0 | 0 | 0 | 0 | 0
Residential | Student Energy Education | 0 | Standard CFL | 5 | 0 | 66.86% | 0 | 0 | 0 | 0 | 0 | 0 | 0 | 0 |  | n/a | n/a | n/a | n/a | n/a | 0 | 0 | 0 | 0 | 0 | 0 | 0 | 0 |  | 0 | 0 | 0 | 0 | 0 | 0 | 0 | 0 | 0 | 0 | 0 | 0 | 0 | 0 | 0 | 0 | 0 | 0 | 0 | 0 | 0 | 0 | 0 | 0 | 0 | 0 | 0 | 0 | 0 | 0 | 0 | 0 | 0 | 0 | 0 | 0 | 0 | 0 | 0 | 0 | 0 | 0 | 0 | 0 | 0 | 0 | 0 | 0 | 0 | 0 | 0 | 0 | 0 | 0 | 0 | 0 | 0 | 0 | 0 | 0 | 0 | 0 | 0 | 0 | 0 | 0 | 0 | 0 | 0 | 0 | 0 | 0 | 0 | 0 | 0 | 0 | 0 | 0 | 0 | 0 | 0 | 0 | 0 | 0 | 0 | 0 | 0 | 0 | 0 | 0 | 0 | 0 | 0 | 0 | 0 | 0
Residential | Student Energy Education | 0 | Low Flow Faucet Aerator - Single Family (Electric DHW) | 9 | 0 | 66.86% | 0 | 0 | 0 | 0 | 0 | 0 | 0 | 0 |  | n/a | n/a | n/a | n/a | n/a | 0 | 0 | 0 | 0 | 0 | 0 | 0 | 0 |  | 0 | 0 | 0 | 0 | 0 | 0 | 0 | 0 | 0 | 0 | 0 | 0 | 0 | 0 | 0 | 0 | 0 | 0 | 0 | 0 | 0 | 0 | 0 | 0 | 0 | 0 | 0 | 0 | 0 | 0 | 0 | 0 | 0 | 0 | 0 | 0 | 0 | 0 | 0 | 0 | 0 | 0 | 0 | 0 | 0 | 0 | 0 | 0 | 0 | 0 | 0 | 0 | 0 | 0 | 0 | 0 | 0 | 0 | 0 | 0 | 0 | 0 | 0 | 0 | 0 | 0 | 0 | 0 | 0 | 0 | 0 | 0 | 0 | 0 | 0 | 0 | 0 | 0 | 0 | 0 | 0 | 0 | 0 | 0 | 0 | 0 | 0 | 0 | 0 | 0 | 0 | 0 | 0 | 0 | 0 | 0
Residential | Student Energy Education | 0 | Low Flow Faucet Aerator - Single Family (Natural Gas DHW) | 9 | 0 | 66.86% | 0 | 0 | 0 | 0 | 0 | 0 | 0 | 0 |  | n/a | n/a | n/a | n/a | n/a | 0 | 0 | 0 | 0 | 0 | 0 | 0 | 0 |  | 0 | 0 | 0 | 0 | 0 | 0 | 0 | 0 | 0 | 0 | 0 | 0 | 0 | 0 | 0 | 0 | 0 | 0 | 0 | 0 | 0 | 0 | 0 | 0 | 0 | 0 | 0 | 0 | 0 | 0 | 0 | 0 | 0 | 0 | 0 | 0 | 0 | 0 | 0 | 0 | 0 | 0 | 0 | 0 | 0 | 0 | 0 | 0 | 0 | 0 | 0 | 0 | 0 | 0 | 0 | 0 | 0 | 0 | 0 | 0 | 0 | 0 | 0 | 0 | 0 | 0 | 0 | 0 | 0 | 0 | 0 | 0 | 0 | 0 | 0 | 0 | 0 | 0 | 0 | 0 | 0 | 0 | 0 | 0 | 0 | 0 | 0 | 0 | 0 | 0 | 0 | 0 | 0 | 0 | 0 | 0
Residential | Student Energy Education | 0 | Low Flow Showerhead - Single Family (Electric DHW) | 10 | 0 | 66.86% | 0 | 0 | 0 | 0 | 0 | 0 | 0 | 0 |  | n/a | n/a | n/a | n/a | n/a | 0 | 0 | 0 | 0 | 0 | 0 | 0 | 0 |  | 0 | 0 | 0 | 0 | 0 | 0 | 0 | 0 | 0 | 0 | 0 | 0 | 0 | 0 | 0 | 0 | 0 | 0 | 0 | 0 | 0 | 0 | 0 | 0 | 0 | 0 | 0 | 0 | 0 | 0 | 0 | 0 | 0 | 0 | 0 | 0 | 0 | 0 | 0 | 0 | 0 | 0 | 0 | 0 | 0 | 0 | 0 | 0 | 0 | 0 | 0 | 0 | 0 | 0 | 0 | 0 | 0 | 0 | 0 | 0 | 0 | 0 | 0 | 0 | 0 | 0 | 0 | 0 | 0 | 0 | 0 | 0 | 0 | 0 | 0 | 0 | 0 | 0 | 0 | 0 | 0 | 0 | 0 | 0 | 0 | 0 | 0 | 0 | 0 | 0 | 0 | 0 | 0 | 0 | 0 | 0
Residential | Student Energy Education | 0 | Low Flow Showerhead - Single Family (Natural Gas DHW) | 10 | 0 | 66.86% | 0 | 0 | 0 | 0 | 0 | 0 | 0 | 0 |  | n/a | n/a | n/a | n/a | n/a | 0 | 0 | 0 | 0 | 0 | 0 | 0 | 0 |  | 0 | 0 | 0 | 0 | 0 | 0 | 0 | 0 | 0 | 0 | 0 | 0 | 0 | 0 | 0 | 0 | 0 | 0 | 0 | 0 | 0 | 0 | 0 | 0 | 0 | 0 | 0 | 0 | 0 | 0 | 0 | 0 | 0 | 0 | 0 | 0 | 0 | 0 | 0 | 0 | 0 | 0 | 0 | 0 | 0 | 0 | 0 | 0 | 0 | 0 | 0 | 0 | 0 | 0 | 0 | 0 | 0 | 0 | 0 | 0 | 0 | 0 | 0 | 0 | 0 | 0 | 0 | 0 | 0 | 0 | 0 | 0 | 0 | 0 | 0 | 0 | 0 | 0 | 0 | 0 | 0 | 0 | 0 | 0 | 0 | 0 | 0 | 0 | 0 | 0 | 0 | 0 | 0 | 0 | 0 | 0
Commercial | Commercial Incentive Program | Prescriptive | Lighting Optimization - Remove 4ft Lamp from T8 System | 11 | 0 | 83.46% | 0 | 64575.8797 | 14.7158 | 0 | 0 | 6329.9221 | 0 | 3792 |  | 5.6364 | 0.78331 | 9.4088 | 6.5303 | 13.472 | 0.0076401 | 0.046512 | 28259.6647 | 4481.6294 | 64541.4299 | 33073.5725 | 3003.5324 | 5013.7463 |  | 0 | 0 | 0 | 64575.8797 | 64575.8797 | 64575.8797 | 64575.8797 | 64575.8797 | 64575.8797 | 64575.8797 | 64575.8797 | 64575.8797 | 64575.8797 | 64575.8797 | 0 | 0 | 0 | 0 | 0 | 0 | 0 | 0 | 0 | 0 | 0 | 0 | 0 | 0 | 0 | 0 | 0 | 0 | 0 | 0 | 0 | 14.7158 | 14.7158 | 14.7158 | 14.7158 | 14.7158 | 14.7158 | 14.7158 | 14.7158 | 14.7158 | 14.7158 | 14.7158 | 0 | 0 | 0 | 0 | 0 | 0 | 0 | 0 | 0 | 0 | 0 | 0 | 0 | 0 | 0 | 0 | 0 | 0 | 0 | 0 | 0 | 0 | 0 | 0 | 0 | 0 | 0 | 0 | 0 | 0 | 0 | 0 | 0 | 0 | 0 | 0 | 0 | 0 | 0 | 0 | 0 | 0 | 0 | 0 | 0 | 0 | 0 | 0 | 0 | 0
Commercial | Commercial Incentive Program | Prescriptive | Lighting Optimization - Remove 8ft Lamp from T8 System | 11 | 0 | 83.46% | 0 | 133764.3223 | 30.4828 | 0 | 0 | 8439.8961 | 0 | 5056 |  | 8.7566 | 0.80726 | 14.6173 | 10.1453 | 20.598 | 0.0049178 | 0.029939 | 58537.8768 | 9283.3753 | 133692.9619 | 68509.5429 | 4004.7099 | 6684.9951 |  | 0 | 0 | 0 | 133764.3223 | 133764.3223 | 133764.3223 | 133764.3223 | 133764.3223 | 133764.3223 | 133764.3223 | 133764.3223 | 133764.3223 | 133764.3223 | 133764.3223 | 0 | 0 | 0 | 0 | 0 | 0 | 0 | 0 | 0 | 0 | 0 | 0 | 0 | 0 | 0 | 0 | 0 | 0 | 0 | 0 | 0 | 30.4828 | 30.4828 | 30.4828 | 30.4828 | 30.4828 | 30.4828 | 30.4828 | 30.4828 | 30.4828 | 30.4828 | 30.4828 | 0 | 0 | 0 | 0 | 0 | 0 | 0 | 0 | 0 | 0 | 0 | 0 | 0 | 0 | 0 | 0 | 0 | 0 | 0 | 0 | 0 | 0 | 0 | 0 | 0 | 0 | 0 | 0 | 0 | 0 | 0 | 0 | 0 | 0 | 0 | 0 | 0 | 0 | 0 | 0 | 0 | 0 | 0 | 0 | 0 | 0 | 0 | 0 | 0 | 0
Commercial | Commercial Incentive Program | Prescriptive | High Bay Fluorescent Fixture w/ HE Electronic Ballast (T5 ≤4 lamps) | 15 | 0 | 83.46% | 0 | 177933.9905 | 40.5484 | 0 | 0 | 35388.805 | 0 | 21200 |  | 3.359 | 0.72273 | 5.6071 | 3.8867 | 8.4869 | 0.012942 | 0.094372 | 94153.7421 | 14791.1467 | 221099.1185 | 113482.804 | 16791.9005 | 28030.4383 |  | 0 | 0 | 0 | 177933.9905 | 177933.9905 | 177933.9905 | 177933.9905 | 177933.9905 | 177933.9905 | 177933.9905 | 177933.9905 | 177933.9905 | 177933.9905 | 177933.9905 | 177933.9905 | 177933.9905 | 177933.9905 | 177933.9905 | 0 | 0 | 0 | 0 | 0 | 0 | 0 | 0 | 0 | 0 | 0 | 0 | 0 | 0 | 0 | 0 | 0 | 40.5484 | 40.5484 | 40.5484 | 40.5484 | 40.5484 | 40.5484 | 40.5484 | 40.5484 | 40.5484 | 40.5484 | 40.5484 | 40.5484 | 40.5484 | 40.5484 | 40.5484 | 0 | 0 | 0 | 0 | 0 | 0 | 0 | 0 | 0 | 0 | 0 | 0 | 0 | 0 | 0 | 0 | 0 | 0 | 0 | 0 | 0 | 0 | 0 | 0 | 0 | 0 | 0 | 0 | 0 | 0 | 0 | 0 | 0 | 0 | 0 | 0 | 0 | 0 | 0 | 0 | 0 | 0 | 0 | 0 | 0 | 0
Commercial | Commercial Incentive Program | Prescriptive | High Bay Fluorescent Fixture w/ HE Electronic Ballast (T5 >4 lamps) | 15 | 0 | 83.46% | 0 | 146988.9487 | 33.4965 | 0 | 0 | 35388.805 | 0 | 21200 |  | 2.7748 | 0.70364 | 4.6319 | 3.2107 | 7.1151 | 0.015667 | 0.11424 | 77779.1782 | 12218.7733 | 182647.0979 | 93746.6642 | 16791.9005 | 28030.4383 |  | 0 | 0 | 0 | 146988.9487 | 146988.9487 | 146988.9487 | 146988.9487 | 146988.9487 | 146988.9487 | 146988.9487 | 146988.9487 | 146988.9487 | 146988.9487 | 146988.9487 | 146988.9487 | 146988.9487 | 146988.9487 | 146988.9487 | 0 | 0 | 0 | 0 | 0 | 0 | 0 | 0 | 0 | 0 | 0 | 0 | 0 | 0 | 0 | 0 | 0 | 33.4965 | 33.4965 | 33.4965 | 33.4965 | 33.4965 | 33.4965 | 33.4965 | 33.4965 | 33.4965 | 33.4965 | 33.4965 | 33.4965 | 33.4965 | 33.4965 | 33.4965 | 0 | 0 | 0 | 0 | 0 | 0 | 0 | 0 | 0 | 0 | 0 | 0 | 0 | 0 | 0 | 0 | 0 | 0 | 0 | 0 | 0 | 0 | 0 | 0 | 0 | 0 | 0 | 0 | 0 | 0 | 0 | 0 | 0 | 0 | 0 | 0 | 0 | 0 | 0 | 0 | 0 | 0 | 0 | 0 | 0 | 0
Commercial | Commercial Incentive Program | Prescriptive | High Bay Fluorescent Fixture (HP T8 ≤4 lamps) | 15 | 0 | 83.46% | 0 | 304487.5343 | 69.388 | 0 | 0 | 93479.8622 | 0 | 56000 |  | 2.176 | 0.67541 | 3.6324 | 2.5179 | 5.709 | 0.019978 | 0.14567 | 161119.5291 | 25311.1829 | 378353.3726 | 194196.1684 | 44355.9637 | 74042.6673 |  | 0 | 0 | 0 | 304487.5343 | 304487.5343 | 304487.5343 | 304487.5343 | 304487.5343 | 304487.5343 | 304487.5343 | 304487.5343 | 304487.5343 | 304487.5343 | 304487.5343 | 304487.5343 | 304487.5343 | 304487.5343 | 304487.5343 | 0 | 0 | 0 | 0 | 0 | 0 | 0 | 0 | 0 | 0 | 0 | 0 | 0 | 0 | 0 | 0 | 0 | 69.388 | 69.388 | 69.388 | 69.388 | 69.388 | 69.388 | 69.388 | 69.388 | 69.388 | 69.388 | 69.388 | 69.388 | 69.388 | 69.388 | 69.388 | 0 | 0 | 0 | 0 | 0 | 0 | 0 | 0 | 0 | 0 | 0 | 0 | 0 | 0 | 0 | 0 | 0 | 0 | 0 | 0 | 0 | 0 | 0 | 0 | 0 | 0 | 0 | 0 | 0 | 0 | 0 | 0 | 0 | 0 | 0 | 0 | 0 | 0 | 0 | 0 | 0 | 0 | 0 | 0 | 0 | 0
Commercial | Commercial Incentive Program | Prescriptive | High Bay Fluorescent Fixture (HP T8 >4 lamps) | 15 | 0 | 83.46% | 0 | 508841.5841 | 115.9571 | 0 | 0 | 105164.845 | 0 | 56000 |  | 3.2324 | 0.72991 | 6.0703 | 3.7402 | 8.1231 | 0.011954 | 0.08717 | 269253.4412 | 42298.554 | 632281.8105 | 324529.1673 | 44355.9637 | 83298.0008 |  | 0 | 0 | 0 | 508841.5841 | 508841.5841 | 508841.5841 | 508841.5841 | 508841.5841 | 508841.5841 | 508841.5841 | 508841.5841 | 508841.5841 | 508841.5841 | 508841.5841 | 508841.5841 | 508841.5841 | 508841.5841 | 508841.5841 | 0 | 0 | 0 | 0 | 0 | 0 | 0 | 0 | 0 | 0 | 0 | 0 | 0 | 0 | 0 | 0 | 0 | 115.9571 | 115.9571 | 115.9571 | 115.9571 | 115.9571 | 115.9571 | 115.9571 | 115.9571 | 115.9571 | 115.9571 | 115.9571 | 115.9571 | 115.9571 | 115.9571 | 115.9571 | 0 | 0 | 0 | 0 | 0 | 0 | 0 | 0 | 0 | 0 | 0 | 0 | 0 | 0 | 0 | 0 | 0 | 0 | 0 | 0 | 0 | 0 | 0 | 0 | 0 | 0 | 0 | 0 | 0 | 0 | 0 | 0 | 0 | 0 | 0 | 0 | 0 | 0 | 0 | 0 | 0 | 0 | 0 | 0 | 0 | 0
Commercial | Commercial Incentive Program | Prescriptive | Low Wattage T8 Lamp | 10 | 0 | 83.46% | 0 | 21544.7555 | 4.9097 | 0 | 0 | 1642.5747 | 0 | 984 |  | 6.7851 | 0.79913 | 11.3262 | 7.8656 | 16.0056 | 0.0063204 | 0.036176 | 8827.6072 | 1405.782 | 20044.5122 | 10267.1509 | 779.3976 | 1301.0354 |  | 0 | 0 | 0 | 21544.7555 | 21544.7555 | 21544.7555 | 21544.7555 | 21544.7555 | 21544.7555 | 21544.7555 | 21544.7555 | 21544.7555 | 21544.7555 | 0 | 0 | 0 | 0 | 0 | 0 | 0 | 0 | 0 | 0 | 0 | 0 | 0 | 0 | 0 | 0 | 0 | 0 | 0 | 0 | 0 | 0 | 4.9097 | 4.9097 | 4.9097 | 4.9097 | 4.9097 | 4.9097 | 4.9097 | 4.9097 | 4.9097 | 4.9097 | 0 | 0 | 0 | 0 | 0 | 0 | 0 | 0 | 0 | 0 | 0 | 0 | 0 | 0 | 0 | 0 | 0 | 0 | 0 | 0 | 0 | 0 | 0 | 0 | 0 | 0 | 0 | 0 | 0 | 0 | 0 | 0 | 0 | 0 | 0 | 0 | 0 | 0 | 0 | 0 | 0 | 0 | 0 | 0 | 0 | 0 | 0 | 0 | 0 | 0 | 0
Commercial | Commercial Incentive Program | Prescriptive | Omnidirectional LED Bulb (<10W) | 8 | 0 | 83.46% | 0 | 19822.3428 | 4.5172 | 0 | 0 | 6718.8651 | 0 | 4200 |  | 1.2917 | 0.61115 | 2.0664 | 1.5 | 3.5337 | 0.034218 | 0.16783 | 6874.3343 | 1108.3213 | 15478.9539 | 7921.5891 | 3326.6973 | 5321.8167 |  | 0 | 0 | 0 | 19822.3428 | 19822.3428 | 19822.3428 | 19822.3428 | 19822.3428 | 19822.3428 | 19822.3428 | 19822.3428 | 0 | 0 | 0 | 0 | 0 | 0 | 0 | 0 | 0 | 0 | 0 | 0 | 0 | 0 | 0 | 0 | 0 | 0 | 0 | 0 | 0 | 0 | 0 | 0 | 4.5172 | 4.5172 | 4.5172 | 4.5172 | 4.5172 | 4.5172 | 4.5172 | 4.5172 | 0 | 0 | 0 | 0 | 0 | 0 | 0 | 0 | 0 | 0 | 0 | 0 | 0 | 0 | 0 | 0 | 0 | 0 | 0 | 0 | 0 | 0 | 0 | 0 | 0 | 0 | 0 | 0 | 0 | 0 | 0 | 0 | 0 | 0 | 0 | 0 | 0 | 0 | 0 | 0 | 0 | 0 | 0 | 0 | 0 | 0 | 0 | 0 | 0 | 0 | 0 | 0 | 0
Commercial | Commercial Incentive Program | Prescriptive | Omnidirectional LED Bulb (≥10W) | 8 | 0 | 83.46% | 0 | 30550.9305 | 6.9621 | 0 | 0 | 9055.8617 | 0 | 5600 |  | 1.4771 | 0.63654 | 2.3886 | 1.7152 | 3.9443 | 0.029602 | 0.14519 | 10594.9792 | 1708.1859 | 23856.7383 | 12209.0472 | 4435.5964 | 7172.8834 |  | 0 | 0 | 0 | 30550.9305 | 30550.9305 | 30550.9305 | 30550.9305 | 30550.9305 | 30550.9305 | 30550.9305 | 30550.9305 | 0 | 0 | 0 | 0 | 0 | 0 | 0 | 0 | 0 | 0 | 0 | 0 | 0 | 0 | 0 | 0 | 0 | 0 | 0 | 0 | 0 | 0 | 0 | 0 | 6.9621 | 6.9621 | 6.9621 | 6.9621 | 6.9621 | 6.9621 | 6.9621 | 6.9621 | 0 | 0 | 0 | 0 | 0 | 0 | 0 | 0 | 0 | 0 | 0 | 0 | 0 | 0 | 0 | 0 | 0 | 0 | 0 | 0 | 0 | 0 | 0 | 0 | 0 | 0 | 0 | 0 | 0 | 0 | 0 | 0 | 0 | 0 | 0 | 0 | 0 | 0 | 0 | 0 | 0 | 0 | 0 | 0 | 0 | 0 | 0 | 0 | 0 | 0 | 0 | 0 | 0
Commercial | Commercial Incentive Program | Prescriptive | Directional LED Bulb (<15W) | 11 | 0 | 83.46% | 0 | 33718.4182 | 7.6839 | 0 | 0 | 9347.9862 | 0 | 5600 |  | 1.9929 | 0.67984 | 3.3267 | 2.3089 | 5.1505 | 0.021608 | 0.13155 | 14755.8376 | 2340.0913 | 33700.4302 | 17269.4287 | 4435.5964 | 7404.2667 |  | 0 | 0 | 0 | 33718.4182 | 33718.4182 | 33718.4182 | 33718.4182 | 33718.4182 | 33718.4182 | 33718.4182 | 33718.4182 | 33718.4182 | 33718.4182 | 33718.4182 | 0 | 0 | 0 | 0 | 0 | 0 | 0 | 0 | 0 | 0 | 0 | 0 | 0 | 0 | 0 | 0 | 0 | 0 | 0 | 0 | 0 | 7.6839 | 7.6839 | 7.6839 | 7.6839 | 7.6839 | 7.6839 | 7.6839 | 7.6839 | 7.6839 | 7.6839 | 7.6839 | 0 | 0 | 0 | 0 | 0 | 0 | 0 | 0 | 0 | 0 | 0 | 0 | 0 | 0 | 0 | 0 | 0 | 0 | 0 | 0 | 0 | 0 | 0 | 0 | 0 | 0 | 0 | 0 | 0 | 0 | 0 | 0 | 0 | 0 | 0 | 0 | 0 | 0 | 0 | 0 | 0 | 0 | 0 | 0 | 0 | 0 | 0 | 0 | 0 | 0
Commercial | Commercial Incentive Program | Prescriptive | Directional LED Bulb (≥15W) | 11 | 0 | 83.46% | 0 | 54153.8232 | 12.3408 | 0 | 0 | 11684.9828 | 0 | 7000 |  | 2.5606 | 0.7121 | 4.2743 | 2.9666 | 6.447 | 0.016818 | 0.10238 | 23698.7694 | 3758.3285 | 54124.9333 | 27735.7491 | 5544.4955 | 9255.3334 |  | 0 | 0 | 0 | 54153.8232 | 54153.8232 | 54153.8232 | 54153.8232 | 54153.8232 | 54153.8232 | 54153.8232 | 54153.8232 | 54153.8232 | 54153.8232 | 54153.8232 | 0 | 0 | 0 | 0 | 0 | 0 | 0 | 0 | 0 | 0 | 0 | 0 | 0 | 0 | 0 | 0 | 0 | 0 | 0 | 0 | 0 | 12.3408 | 12.3408 | 12.3408 | 12.3408 | 12.3408 | 12.3408 | 12.3408 | 12.3408 | 12.3408 | 12.3408 | 12.3408 | 0 | 0 | 0 | 0 | 0 | 0 | 0 | 0 | 0 | 0 | 0 | 0 | 0 | 0 | 0 | 0 | 0 | 0 | 0 | 0 | 0 | 0 | 0 | 0 | 0 | 0 | 0 | 0 | 0 | 0 | 0 | 0 | 0 | 0 | 0 | 0 | 0 | 0 | 0 | 0 | 0 | 0 | 0 | 0 | 0 | 0 | 0 | 0 | 0 | 0
Commercial | Commercial Incentive Program | Prescriptive | LED High & Low-Bay Fixture | 11 | 0 | 83.46% | 0 | 448621.3649 | 102.2338 | 0 | 0 | 152238.6327 | 0 | 91200 |  | 1.6281 | 0.65007 | 2.7178 | 1.8863 | 4.3175 | 0.02645 | 0.16102 | 196325.4607 | 31134.7631 | 448382.0349 | 229768.6268 | 72236.8551 | 120583.7725 |  | 0 | 0 | 0 | 448621.3649 | 448621.3649 | 448621.3649 | 448621.3649 | 448621.3649 | 448621.3649 | 448621.3649 | 448621.3649 | 448621.3649 | 448621.3649 | 448621.3649 | 0 | 0 | 0 | 0 | 0 | 0 | 0 | 0 | 0 | 0 | 0 | 0 | 0 | 0 | 0 | 0 | 0 | 0 | 0 | 0 | 0 | 102.2338 | 102.2338 | 102.2338 | 102.2338 | 102.2338 | 102.2338 | 102.2338 | 102.2338 | 102.2338 | 102.2338 | 102.2338 | 0 | 0 | 0 | 0 | 0 | 0 | 0 | 0 | 0 | 0 | 0 | 0 | 0 | 0 | 0 | 0 | 0 | 0 | 0 | 0 | 0 | 0 | 0 | 0 | 0 | 0 | 0 | 0 | 0 | 0 | 0 | 0 | 0 | 0 | 0 | 0 | 0 | 0 | 0 | 0 | 0 | 0 | 0 | 0 | 0 | 0 | 0 | 0 | 0 | 0
Commercial | Commercial Incentive Program | Prescriptive | LED Wall Mounted Area Lights (<30W) | 10 | 0 | 83.46% | 0 | 20566.6012 | 0 | 0 | 0 | 4694.8592 | 0 | 2250 |  | 1.7098 | 0.5489 | 3.5676 | 2.0706 | 5.6248 | 0.01514 | 0.086653 | 6358.0022 | 1341.958 | 19134.4704 | 9801.0116 | 1782.1593 | 3718.6607 |  | 0 | 0 | 0 | 20566.6012 | 20566.6012 | 20566.6012 | 20566.6012 | 20566.6012 | 20566.6012 | 20566.6012 | 20566.6012 | 20566.6012 | 20566.6012 | 0 | 0 | 0 | 0 | 0 | 0 | 0 | 0 | 0 | 0 | 0 | 0 | 0 | 0 | 0 | 0 | 0 | 0 | 0 | 0 | 0 | 0 | 0 | 0 | 0 | 0 | 0 | 0 | 0 | 0 | 0 | 0 | 0 | 0 | 0 | 0 | 0 | 0 | 0 | 0 | 0 | 0 | 0 | 0 | 0 | 0 | 0 | 0 | 0 | 0 | 0 | 0 | 0 | 0 | 0 | 0 | 0 | 0 | 0 | 0 | 0 | 0 | 0 | 0 | 0 | 0 | 0 | 0 | 0 | 0 | 0 | 0 | 0 | 0 | 0 | 0 | 0 | 0 | 0 | 0 | 0 | 0 | 0
Commercial | Commercial Incentive Program | Prescriptive | LED Wall Mounted Area Lights (30-75W) | 10 | 0 | 83.46% | 0 | 25372.6092 | 0 | 0 | 0 | 9389.7183 | 0 | 4500 |  | 1.0546 | 0.50102 | 2.2006 | 1.2772 | 3.6532 | 0.024544 | 0.14048 | 7843.7416 | 1655.5471 | 23605.8178 | 12091.3142 | 3564.3185 | 7437.3215 |  | 0 | 0 | 0 | 25372.6092 | 25372.6092 | 25372.6092 | 25372.6092 | 25372.6092 | 25372.6092 | 25372.6092 | 25372.6092 | 25372.6092 | 25372.6092 | 0 | 0 | 0 | 0 | 0 | 0 | 0 | 0 | 0 | 0 | 0 | 0 | 0 | 0 | 0 | 0 | 0 | 0 | 0 | 0 | 0 | 0 | 0 | 0 | 0 | 0 | 0 | 0 | 0 | 0 | 0 | 0 | 0 | 0 | 0 | 0 | 0 | 0 | 0 | 0 | 0 | 0 | 0 | 0 | 0 | 0 | 0 | 0 | 0 | 0 | 0 | 0 | 0 | 0 | 0 | 0 | 0 | 0 | 0 | 0 | 0 | 0 | 0 | 0 | 0 | 0 | 0 | 0 | 0 | 0 | 0 | 0 | 0 | 0 | 0 | 0 | 0 | 0 | 0 | 0 | 0 | 0 | 0
Commercial | Commercial Incentive Program | Prescriptive | LED Wall Mounted Area Lights (≥75W) | 10 | 0 | 83.46% | 0 | 47593.0998 | 0 | 0 | 0 | 14084.5775 | 0 | 6750 |  | 1.3188 | 0.52496 | 2.7519 | 1.5972 | 4.4483 | 0.019627 | 0.11234 | 14713.0306 | 3105.4203 | 44279.011 | 22680.4866 | 5346.4778 | 11155.9822 |  | 0 | 0 | 0 | 47593.0998 | 47593.0998 | 47593.0998 | 47593.0998 | 47593.0998 | 47593.0998 | 47593.0998 | 47593.0998 | 47593.0998 | 47593.0998 | 0 | 0 | 0 | 0 | 0 | 0 | 0 | 0 | 0 | 0 | 0 | 0 | 0 | 0 | 0 | 0 | 0 | 0 | 0 | 0 | 0 | 0 | 0 | 0 | 0 | 0 | 0 | 0 | 0 | 0 | 0 | 0 | 0 | 0 | 0 | 0 | 0 | 0 | 0 | 0 | 0 | 0 | 0 | 0 | 0 | 0 | 0 | 0 | 0 | 0 | 0 | 0 | 0 | 0 | 0 | 0 | 0 | 0 | 0 | 0 | 0 | 0 | 0 | 0 | 0 | 0 | 0 | 0 | 0 | 0 | 0 | 0 | 0 | 0 | 0 | 0 | 0 | 0 | 0 | 0 | 0 | 0 | 0
Commercial | Commercial Incentive Program | Prescriptive | LED Flood Light (<15W) | 10 | 0 | 83.46% | 0 | 16361.6144 | 0 | 0 | 0 | 2570.6962 | 0 | 1320 |  | 2.4841 | 0.57201 | 4.8378 | 3.0084 | 7.9894 | 0.011165 | 0.063902 | 5058.0637 | 1067.5852 | 15222.2929 | 7797.1256 | 1045.5334 | 2036.1734 |  | 0 | 0 | 0 | 16361.6144 | 16361.6144 | 16361.6144 | 16361.6144 | 16361.6144 | 16361.6144 | 16361.6144 | 16361.6144 | 16361.6144 | 16361.6144 | 0 | 0 | 0 | 0 | 0 | 0 | 0 | 0 | 0 | 0 | 0 | 0 | 0 | 0 | 0 | 0 | 0 | 0 | 0 | 0 | 0 | 0 | 0 | 0 | 0 | 0 | 0 | 0 | 0 | 0 | 0 | 0 | 0 | 0 | 0 | 0 | 0 | 0 | 0 | 0 | 0 | 0 | 0 | 0 | 0 | 0 | 0 | 0 | 0 | 0 | 0 | 0 | 0 | 0 | 0 | 0 | 0 | 0 | 0 | 0 | 0 | 0 | 0 | 0 | 0 | 0 | 0 | 0 | 0 | 0 | 0 | 0 | 0 | 0 | 0 | 0 | 0 | 0 | 0 | 0 | 0 | 0 | 0
Commercial | Commercial Incentive Program | Prescriptive | LED Flood Light (≥15W) | 10 | 0 | 83.46% | 0 | 18340.2282 | 0 | 0 | 0 | 3305.1808 | 0 | 1760 |  | 2.1657 | 0.55947 | 4.0671 | 2.6228 | 7.0503 | 0.01328 | 0.07601 | 5669.7366 | 1196.6886 | 17063.1283 | 8740.0338 | 1394.0446 | 2617.9372 |  | 0 | 0 | 0 | 18340.2282 | 18340.2282 | 18340.2282 | 18340.2282 | 18340.2282 | 18340.2282 | 18340.2282 | 18340.2282 | 18340.2282 | 18340.2282 | 0 | 0 | 0 | 0 | 0 | 0 | 0 | 0 | 0 | 0 | 0 | 0 | 0 | 0 | 0 | 0 | 0 | 0 | 0 | 0 | 0 | 0 | 0 | 0 | 0 | 0 | 0 | 0 | 0 | 0 | 0 | 0 | 0 | 0 | 0 | 0 | 0 | 0 | 0 | 0 | 0 | 0 | 0 | 0 | 0 | 0 | 0 | 0 | 0 | 0 | 0 | 0 | 0 | 0 | 0 | 0 | 0 | 0 | 0 | 0 | 0 | 0 | 0 | 0 | 0 | 0 | 0 | 0 | 0 | 0 | 0 | 0 | 0 | 0 | 0 | 0 | 0 | 0 | 0 | 0 | 0 | 0 | 0
Commercial | Commercial Incentive Program | Prescriptive | LED Exit Sign | 16 | 0 | 83.46% | 0 | 14600.8804 | 1.6889 | 0 | 0 | 5258.2422 | 0 | 3150 |  | 1.6809 | 0.57336 | 2.8059 | 1.9822 | 5.142 | 0.022667 | 0.17088 | 7000.8323 | 1254.8321 | 18920.7415 | 9715.1432 | 2495.023 | 4164.9 |  | 0 | 0 | 0 | 14600.8804 | 14600.8804 | 14600.8804 | 14600.8804 | 14600.8804 | 14600.8804 | 14600.8804 | 14600.8804 | 14600.8804 | 14600.8804 | 14600.8804 | 14600.8804 | 14600.8804 | 14600.8804 | 14600.8804 | 14600.8804 | 0 | 0 | 0 | 0 | 0 | 0 | 0 | 0 | 0 | 0 | 0 | 0 | 0 | 0 | 0 | 0 | 1.6889 | 1.6889 | 1.6889 | 1.6889 | 1.6889 | 1.6889 | 1.6889 | 1.6889 | 1.6889 | 1.6889 | 1.6889 | 1.6889 | 1.6889 | 1.6889 | 1.6889 | 1.6889 | 0 | 0 | 0 | 0 | 0 | 0 | 0 | 0 | 0 | 0 | 0 | 0 | 0 | 0 | 0 | 0 | 0 | 0 | 0 | 0 | 0 | 0 | 0 | 0 | 0 | 0 | 0 | 0 | 0 | 0 | 0 | 0 | 0 | 0 | 0 | 0 | 0 | 0 | 0 | 0 | 0 | 0 | 0 | 0 | 0
Commercial | Commercial Incentive Program | Prescriptive | Photocell Occupancy Sensor | 8 | 0 | 83.46% | 0 | 20898.0188 | 4.7623 | 0 | 0 | 1983.1085 | 0 | 1080 |  | 4.6139 | 0.78717 | 8.4721 | 5.3578 | 10.9338 | 0.008346 | 0.040934 | 7247.3758 | 1168.4653 | 16318.9323 | 8351.4608 | 855.4364 | 1570.7623 |  | 0 | 0 | 0 | 20898.0188 | 20898.0188 | 20898.0188 | 20898.0188 | 20898.0188 | 20898.0188 | 20898.0188 | 20898.0188 | 0 | 0 | 0 | 0 | 0 | 0 | 0 | 0 | 0 | 0 | 0 | 0 | 0 | 0 | 0 | 0 | 0 | 0 | 0 | 0 | 0 | 0 | 0 | 0 | 4.7623 | 4.7623 | 4.7623 | 4.7623 | 4.7623 | 4.7623 | 4.7623 | 4.7623 | 0 | 0 | 0 | 0 | 0 | 0 | 0 | 0 | 0 | 0 | 0 | 0 | 0 | 0 | 0 | 0 | 0 | 0 | 0 | 0 | 0 | 0 | 0 | 0 | 0 | 0 | 0 | 0 | 0 | 0 | 0 | 0 | 0 | 0 | 0 | 0 | 0 | 0 | 0 | 0 | 0 | 0 | 0 | 0 | 0 | 0 | 0 | 0 | 0 | 0 | 0 | 0 | 0
Commercial | Commercial Incentive Program | Prescriptive | Wall-Mount Occupancy Sensor | 8 | 0 | 83.46% | 0 | 13793.8984 | 3.1434 | 0 | 0 | 1261.9781 | 0 | 720 |  | 4.7857 | 0.78644 | 8.3882 | 5.5573 | 11.3465 | 0.0084295 | 0.041344 | 4783.6862 | 771.2545 | 10771.437 | 5512.446 | 570.291 | 999.576 |  | 0 | 0 | 0 | 13793.8984 | 13793.8984 | 13793.8984 | 13793.8984 | 13793.8984 | 13793.8984 | 13793.8984 | 13793.8984 | 0 | 0 | 0 | 0 | 0 | 0 | 0 | 0 | 0 | 0 | 0 | 0 | 0 | 0 | 0 | 0 | 0 | 0 | 0 | 0 | 0 | 0 | 0 | 0 | 3.1434 | 3.1434 | 3.1434 | 3.1434 | 3.1434 | 3.1434 | 3.1434 | 3.1434 | 0 | 0 | 0 | 0 | 0 | 0 | 0 | 0 | 0 | 0 | 0 | 0 | 0 | 0 | 0 | 0 | 0 | 0 | 0 | 0 | 0 | 0 | 0 | 0 | 0 | 0 | 0 | 0 | 0 | 0 | 0 | 0 | 0 | 0 | 0 | 0 | 0 | 0 | 0 | 0 | 0 | 0 | 0 | 0 | 0 | 0 | 0 | 0 | 0 | 0 | 0 | 0 | 0
Commercial | Commercial Incentive Program | Prescriptive | Air Cooled Chiller (<150 Tons) | 20 | 0 | 83.46% | 0 | 17086.1673 | 13.9859 | 0 | 0 | 15899.923 | 0 | 7500 |  | 1.378 | 0.91469 | 2.9213 | 1.5072 | 2.4841 | 0.041612 | 0.34768 | 17353.9702 | 1627.449 | 25343.6121 | 13031.9919 | 5940.5308 | 12593.8644 |  | 0 | 0 | 0 | 17086.1673 | 17086.1673 | 17086.1673 | 17086.1673 | 17086.1673 | 17086.1673 | 17086.1673 | 17086.1673 | 17086.1673 | 17086.1673 | 17086.1673 | 17086.1673 | 17086.1673 | 17086.1673 | 17086.1673 | 17086.1673 | 17086.1673 | 17086.1673 | 17086.1673 | 17086.1673 | 0 | 0 | 0 | 0 | 0 | 0 | 0 | 0 | 0 | 0 | 0 | 0 | 13.9859 | 13.9859 | 13.9859 | 13.9859 | 13.9859 | 13.9859 | 13.9859 | 13.9859 | 13.9859 | 13.9859 | 13.9859 | 13.9859 | 13.9859 | 13.9859 | 13.9859 | 13.9859 | 13.9859 | 13.9859 | 13.9859 | 13.9859 | 0 | 0 | 0 | 0 | 0 | 0 | 0 | 0 | 0 | 0 | 0 | 0 | 0 | 0 | 0 | 0 | 0 | 0 | 0 | 0 | 0 | 0 | 0 | 0 | 0 | 0 | 0 | 0 | 0 | 0 | 0 | 0 | 0 | 0 | 0 | 0 | 0 | 0 | 0 | 0 | 0
Commercial | Commercial Incentive Program | Prescriptive | Air Cooled Chiller (≥150 Tons) | 20 | 0 | 83.46% | 0 | 44828.912 | 37.2958 | 0 | 0 | 42399.7946 | 0 | 20000 |  | 1.368 | 0.91824 | 2.9002 | 1.4952 | 2.4517 | 0.042294 | 0.35337 | 45942.7834 | 4269.9317 | 66493.9384 | 34191.9875 | 15841.4156 | 33583.6384 |  | 0 | 0 | 0 | 44828.912 | 44828.912 | 44828.912 | 44828.912 | 44828.912 | 44828.912 | 44828.912 | 44828.912 | 44828.912 | 44828.912 | 44828.912 | 44828.912 | 44828.912 | 44828.912 | 44828.912 | 44828.912 | 44828.912 | 44828.912 | 44828.912 | 44828.912 | 0 | 0 | 0 | 0 | 0 | 0 | 0 | 0 | 0 | 0 | 0 | 0 | 37.2958 | 37.2958 | 37.2958 | 37.2958 | 37.2958 | 37.2958 | 37.2958 | 37.2958 | 37.2958 | 37.2958 | 37.2958 | 37.2958 | 37.2958 | 37.2958 | 37.2958 | 37.2958 | 37.2958 | 37.2958 | 37.2958 | 37.2958 | 0 | 0 | 0 | 0 | 0 | 0 | 0 | 0 | 0 | 0 | 0 | 0 | 0 | 0 | 0 | 0 | 0 | 0 | 0 | 0 | 0 | 0 | 0 | 0 | 0 | 0 | 0 | 0 | 0 | 0 | 0 | 0 | 0 | 0 | 0 | 0 | 0 | 0 | 0 | 0 | 0
Commercial | Commercial Incentive Program | Prescriptive | Water Cooled Chiller, Rotary Screw & Roll (<75 Tons) | 20 | 0 | 83.46% | 0 | 5873.37 | 3.1819 | 0 | 0 | 5341.7064 | 0 | 2500 |  | 1.147 | 0.75124 | 2.4508 | 1.2792 | 2.5271 | 0.040351 | 0.33714 | 4852.9346 | 559.4356 | 8711.8666 | 4479.7472 | 1980.1769 | 4231.0096 |  | 0 | 0 | 0 | 5873.37 | 5873.37 | 5873.37 | 5873.37 | 5873.37 | 5873.37 | 5873.37 | 5873.37 | 5873.37 | 5873.37 | 5873.37 | 5873.37 | 5873.37 | 5873.37 | 5873.37 | 5873.37 | 5873.37 | 5873.37 | 5873.37 | 5873.37 | 0 | 0 | 0 | 0 | 0 | 0 | 0 | 0 | 0 | 0 | 0 | 0 | 3.1819 | 3.1819 | 3.1819 | 3.1819 | 3.1819 | 3.1819 | 3.1819 | 3.1819 | 3.1819 | 3.1819 | 3.1819 | 3.1819 | 3.1819 | 3.1819 | 3.1819 | 3.1819 | 3.1819 | 3.1819 | 3.1819 | 3.1819 | 0 | 0 | 0 | 0 | 0 | 0 | 0 | 0 | 0 | 0 | 0 | 0 | 0 | 0 | 0 | 0 | 0 | 0 | 0 | 0 | 0 | 0 | 0 | 0 | 0 | 0 | 0 | 0 | 0 | 0 | 0 | 0 | 0 | 0 | 0 | 0 | 0 | 0 | 0 | 0 | 0
Commercial | Commercial Incentive Program | Prescriptive | Water Cooled Chiller, Rotary Screw & Roll (75 < 150 Tons) | 20 | 0 | 83.46% | 0 | 11485.7013 | 6.2822 | 0 | 0 | 10683.4128 | 0 | 5000 |  | 1.1263 | 0.74926 | 2.4066 | 1.2556 | 2.4813 | 0.041268 | 0.34481 | 9531.1235 | 1094.0074 | 17036.5392 | 8760.3946 | 3960.3539 | 8462.0191 |  | 0 | 0 | 0 | 11485.7013 | 11485.7013 | 11485.7013 | 11485.7013 | 11485.7013 | 11485.7013 | 11485.7013 | 11485.7013 | 11485.7013 | 11485.7013 | 11485.7013 | 11485.7013 | 11485.7013 | 11485.7013 | 11485.7013 | 11485.7013 | 11485.7013 | 11485.7013 | 11485.7013 | 11485.7013 | 0 | 0 | 0 | 0 | 0 | 0 | 0 | 0 | 0 | 0 | 0 | 0 | 6.2822 | 6.2822 | 6.2822 | 6.2822 | 6.2822 | 6.2822 | 6.2822 | 6.2822 | 6.2822 | 6.2822 | 6.2822 | 6.2822 | 6.2822 | 6.2822 | 6.2822 | 6.2822 | 6.2822 | 6.2822 | 6.2822 | 6.2822 | 0 | 0 | 0 | 0 | 0 | 0 | 0 | 0 | 0 | 0 | 0 | 0 | 0 | 0 | 0 | 0 | 0 | 0 | 0 | 0 | 0 | 0 | 0 | 0 | 0 | 0 | 0 | 0 | 0 | 0 | 0 | 0 | 0 | 0 | 0 | 0 | 0 | 0 | 0 | 0 | 0
Commercial | Commercial Incentive Program | Prescriptive | Water Cooled Chiller, Rotary Screw & Roll (150 < 300 Tons) | 20 | 0 | 83.46% | 0 | 0 | 0 | 0 | 0 | 0 | 0 | 0 |  | n/a | n/a | n/a | n/a | n/a | 0 | 0 | 0 | 0 | 0 | 0 | 0 | 0 |  | 0 | 0 | 0 | 0 | 0 | 0 | 0 | 0 | 0 | 0 | 0 | 0 | 0 | 0 | 0 | 0 | 0 | 0 | 0 | 0 | 0 | 0 | 0 | 0 | 0 | 0 | 0 | 0 | 0 | 0 | 0 | 0 | 0 | 0 | 0 | 0 | 0 | 0 | 0 | 0 | 0 | 0 | 0 | 0 | 0 | 0 | 0 | 0 | 0 | 0 | 0 | 0 | 0 | 0 | 0 | 0 | 0 | 0 | 0 | 0 | 0 | 0 | 0 | 0 | 0 | 0 | 0 | 0 | 0 | 0 | 0 | 0 | 0 | 0 | 0 | 0 | 0 | 0 | 0 | 0 | 0 | 0 | 0 | 0 | 0 | 0 | 0 | 0 | 0 | 0 | 0 | 0 | 0 | 0 | 0 | 0
Commercial | Commercial Incentive Program | Prescriptive | Water Cooled Chiller, Rotary Screw & Roll (≥300 Tons) | 20 | 0 | 83.46% | 0 | 0 | 0 | 0 | 0 | 0 | 0 | 0 |  | n/a | n/a | n/a | n/a | n/a | 0 | 0 | 0 | 0 | 0 | 0 | 0 | 0 |  | 0 | 0 | 0 | 0 | 0 | 0 | 0 | 0 | 0 | 0 | 0 | 0 | 0 | 0 | 0 | 0 | 0 | 0 | 0 | 0 | 0 | 0 | 0 | 0 | 0 | 0 | 0 | 0 | 0 | 0 | 0 | 0 | 0 | 0 | 0 | 0 | 0 | 0 | 0 | 0 | 0 | 0 | 0 | 0 | 0 | 0 | 0 | 0 | 0 | 0 | 0 | 0 | 0 | 0 | 0 | 0 | 0 | 0 | 0 | 0 | 0 | 0 | 0 | 0 | 0 | 0 | 0 | 0 | 0 | 0 | 0 | 0 | 0 | 0 | 0 | 0 | 0 | 0 | 0 | 0 | 0 | 0 | 0 | 0 | 0 | 0 | 0 | 0 | 0 | 0 | 0 | 0 | 0 | 0 | 0 | 0
Commercial | Commercial Incentive Program | Prescriptive | Water Cooled Chiller, Centrifugal (<300 Tons) | 20 | 0 | 83.46% | 0 | 37393.789 | 7.7099 | 0 | 0 | 6009.4197 | 0 | 3750 |  | 4.6872 | 0.70847 | 7.5114 | 5.4355 | 12.2767 | 0.0095069 | 0.079432 | 22310.7197 | 3561.7399 | 55465.551 | 28521.0573 | 2970.2654 | 4759.8858 |  | 0 | 0 | 0 | 37393.789 | 37393.789 | 37393.789 | 37393.789 | 37393.789 | 37393.789 | 37393.789 | 37393.789 | 37393.789 | 37393.789 | 37393.789 | 37393.789 | 37393.789 | 37393.789 | 37393.789 | 37393.789 | 37393.789 | 37393.789 | 37393.789 | 37393.789 | 0 | 0 | 0 | 0 | 0 | 0 | 0 | 0 | 0 | 0 | 0 | 0 | 7.7099 | 7.7099 | 7.7099 | 7.7099 | 7.7099 | 7.7099 | 7.7099 | 7.7099 | 7.7099 | 7.7099 | 7.7099 | 7.7099 | 7.7099 | 7.7099 | 7.7099 | 7.7099 | 7.7099 | 7.7099 | 7.7099 | 7.7099 | 0 | 0 | 0 | 0 | 0 | 0 | 0 | 0 | 0 | 0 | 0 | 0 | 0 | 0 | 0 | 0 | 0 | 0 | 0 | 0 | 0 | 0 | 0 | 0 | 0 | 0 | 0 | 0 | 0 | 0 | 0 | 0 | 0 | 0 | 0 | 0 | 0 | 0 | 0 | 0 | 0
Commercial | Commercial Incentive Program | Prescriptive | Water Cooled Chiller, Centrifugal (300 < 600 Tons) | 20 | 0 | 83.46% | 0 | 0 | 0 | 0 | 0 | 0 | 0 | 0 |  | n/a | n/a | n/a | n/a | n/a | 0 | 0 | 0 | 0 | 0 | 0 | 0 | 0 |  | 0 | 0 | 0 | 0 | 0 | 0 | 0 | 0 | 0 | 0 | 0 | 0 | 0 | 0 | 0 | 0 | 0 | 0 | 0 | 0 | 0 | 0 | 0 | 0 | 0 | 0 | 0 | 0 | 0 | 0 | 0 | 0 | 0 | 0 | 0 | 0 | 0 | 0 | 0 | 0 | 0 | 0 | 0 | 0 | 0 | 0 | 0 | 0 | 0 | 0 | 0 | 0 | 0 | 0 | 0 | 0 | 0 | 0 | 0 | 0 | 0 | 0 | 0 | 0 | 0 | 0 | 0 | 0 | 0 | 0 | 0 | 0 | 0 | 0 | 0 | 0 | 0 | 0 | 0 | 0 | 0 | 0 | 0 | 0 | 0 | 0 | 0 | 0 | 0 | 0 | 0 | 0 | 0 | 0 | 0 | 0
Commercial | Commercial Incentive Program | Prescriptive | Water Cooled Chiller, Centrifugal (≥600 Tons) | 20 | 0 | 83.46% | 0 | 0 | 0 | 0 | 0 | 0 | 0 | 0 |  | n/a | n/a | n/a | n/a | n/a | 0 | 0 | 0 | 0 | 0 | 0 | 0 | 0 |  | 0 | 0 | 0 | 0 | 0 | 0 | 0 | 0 | 0 | 0 | 0 | 0 | 0 | 0 | 0 | 0 | 0 | 0 | 0 | 0 | 0 | 0 | 0 | 0 | 0 | 0 | 0 | 0 | 0 | 0 | 0 | 0 | 0 | 0 | 0 | 0 | 0 | 0 | 0 | 0 | 0 | 0 | 0 | 0 | 0 | 0 | 0 | 0 | 0 | 0 | 0 | 0 | 0 | 0 | 0 | 0 | 0 | 0 | 0 | 0 | 0 | 0 | 0 | 0 | 0 | 0 | 0 | 0 | 0 | 0 | 0 | 0 | 0 | 0 | 0 | 0 | 0 | 0 | 0 | 0 | 0 | 0 | 0 | 0 | 0 | 0 | 0 | 0 | 0 | 0 | 0 | 0 | 0 | 0 | 0 | 0
Commercial | Commercial Incentive Program | Prescriptive | Air Source Heat Pump (<65 kBtuh) | 15 | 0 | 83.46% | 0 | 3618.987 | 1.4793 | 0 | 0 | 2086.6041 | 0 | 1250 |  | 1.3899 | 0.69647 | 2.3201 | 1.5719 | 3.32 | 0.037519 | 0.27358 | 2297.1056 | 300.8361 | 4496.9195 | 2308.1188 | 990.0885 | 1652.7381 |  | 0 | 0 | 0 | 3618.987 | 3618.987 | 3618.987 | 3618.987 | 3618.987 | 3618.987 | 3618.987 | 3618.987 | 3618.987 | 3618.987 | 3618.987 | 3618.987 | 3618.987 | 3618.987 | 3618.987 | 0 | 0 | 0 | 0 | 0 | 0 | 0 | 0 | 0 | 0 | 0 | 0 | 0 | 0 | 0 | 0 | 0 | 1.4793 | 1.4793 | 1.4793 | 1.4793 | 1.4793 | 1.4793 | 1.4793 | 1.4793 | 1.4793 | 1.4793 | 1.4793 | 1.4793 | 1.4793 | 1.4793 | 1.4793 | 0 | 0 | 0 | 0 | 0 | 0 | 0 | 0 | 0 | 0 | 0 | 0 | 0 | 0 | 0 | 0 | 0 | 0 | 0 | 0 | 0 | 0 | 0 | 0 | 0 | 0 | 0 | 0 | 0 | 0 | 0 | 0 | 0 | 0 | 0 | 0 | 0 | 0 | 0 | 0 | 0 | 0 | 0 | 0 | 0 | 0
Commercial | Commercial Incentive Program | Prescriptive | Air Source Heat Pump (65<135 kBtuh) | 15 | 0 | 83.46% | 0 | 0 | 0 | 0 | 0 | 0 | 0 | 0 |  | n/a | n/a | n/a | n/a | n/a | 0 | 0 | 0 | 0 | 0 | 0 | 0 | 0 |  | 0 | 0 | 0 | 0 | 0 | 0 | 0 | 0 | 0 | 0 | 0 | 0 | 0 | 0 | 0 | 0 | 0 | 0 | 0 | 0 | 0 | 0 | 0 | 0 | 0 | 0 | 0 | 0 | 0 | 0 | 0 | 0 | 0 | 0 | 0 | 0 | 0 | 0 | 0 | 0 | 0 | 0 | 0 | 0 | 0 | 0 | 0 | 0 | 0 | 0 | 0 | 0 | 0 | 0 | 0 | 0 | 0 | 0 | 0 | 0 | 0 | 0 | 0 | 0 | 0 | 0 | 0 | 0 | 0 | 0 | 0 | 0 | 0 | 0 | 0 | 0 | 0 | 0 | 0 | 0 | 0 | 0 | 0 | 0 | 0 | 0 | 0 | 0 | 0 | 0 | 0 | 0 | 0 | 0 | 0 | 0
Commercial | Commercial Incentive Program | Prescriptive | Air Source Heat Pump (135<240 kBtuh) | 15 | 0 | 83.46% | 0 | 0 | 0 | 0 | 0 | 0 | 0 | 0 |  | n/a | n/a | n/a | n/a | n/a | 0 | 0 | 0 | 0 | 0 | 0 | 0 | 0 |  | 0 | 0 | 0 | 0 | 0 | 0 | 0 | 0 | 0 | 0 | 0 | 0 | 0 | 0 | 0 | 0 | 0 | 0 | 0 | 0 | 0 | 0 | 0 | 0 | 0 | 0 | 0 | 0 | 0 | 0 | 0 | 0 | 0 | 0 | 0 | 0 | 0 | 0 | 0 | 0 | 0 | 0 | 0 | 0 | 0 | 0 | 0 | 0 | 0 | 0 | 0 | 0 | 0 | 0 | 0 | 0 | 0 | 0 | 0 | 0 | 0 | 0 | 0 | 0 | 0 | 0 | 0 | 0 | 0 | 0 | 0 | 0 | 0 | 0 | 0 | 0 | 0 | 0 | 0 | 0 | 0 | 0 | 0 | 0 | 0 | 0 | 0 | 0 | 0 | 0 | 0 | 0 | 0 | 0 | 0 | 0
Commercial | Commercial Incentive Program | Prescriptive | Air Source Heat Pump (≥240 kBtuh) | 15 | 0 | 83.46% | 0 | 0 | 0 | 0 | 0 | 0 | 0 | 0 |  | n/a | n/a | n/a | n/a | n/a | 0 | 0 | 0 | 0 | 0 | 0 | 0 | 0 |  | 0 | 0 | 0 | 0 | 0 | 0 | 0 | 0 | 0 | 0 | 0 | 0 | 0 | 0 | 0 | 0 | 0 | 0 | 0 | 0 | 0 | 0 | 0 | 0 | 0 | 0 | 0 | 0 | 0 | 0 | 0 | 0 | 0 | 0 | 0 | 0 | 0 | 0 | 0 | 0 | 0 | 0 | 0 | 0 | 0 | 0 | 0 | 0 | 0 | 0 | 0 | 0 | 0 | 0 | 0 | 0 | 0 | 0 | 0 | 0 | 0 | 0 | 0 | 0 | 0 | 0 | 0 | 0 | 0 | 0 | 0 | 0 | 0 | 0 | 0 | 0 | 0 | 0 | 0 | 0 | 0 | 0 | 0 | 0 | 0 | 0 | 0 | 0 | 0 | 0 | 0 | 0 | 0 | 0 | 0 | 0
Commercial | Commercial Incentive Program | Prescriptive | Water Source Heat Pump | 15 | 0 | 83.46% | 0 | 18660.7985 | 8.2357 | 0 | 0 | 6259.8122 | 0 | 3750 |  | 2.4605 | 0.82031 | 4.1072 | 2.7733 | 5.2757 | 0.021829 | 0.15917 | 12199.5155 | 1551.2191 | 23187.7343 | 11901.4907 | 2970.2654 | 4958.2143 |  | 0 | 0 | 0 | 18660.7985 | 18660.7985 | 18660.7985 | 18660.7985 | 18660.7985 | 18660.7985 | 18660.7985 | 18660.7985 | 18660.7985 | 18660.7985 | 18660.7985 | 18660.7985 | 18660.7985 | 18660.7985 | 18660.7985 | 0 | 0 | 0 | 0 | 0 | 0 | 0 | 0 | 0 | 0 | 0 | 0 | 0 | 0 | 0 | 0 | 0 | 8.2357 | 8.2357 | 8.2357 | 8.2357 | 8.2357 | 8.2357 | 8.2357 | 8.2357 | 8.2357 | 8.2357 | 8.2357 | 8.2357 | 8.2357 | 8.2357 | 8.2357 | 0 | 0 | 0 | 0 | 0 | 0 | 0 | 0 | 0 | 0 | 0 | 0 | 0 | 0 | 0 | 0 | 0 | 0 | 0 | 0 | 0 | 0 | 0 | 0 | 0 | 0 | 0 | 0 | 0 | 0 | 0 | 0 | 0 | 0 | 0 | 0 | 0 | 0 | 0 | 0 | 0 | 0 | 0 | 0 | 0 | 0
Commercial | Commercial Incentive Program | Prescriptive | PTAC | 15 | 0 | 83.46% | 0 | 3030.1313 | 1.8941 | 0 | 0 | 1612.5276 | 0 | 920 |  | 1.8054 | 0.8665 | 3.1645 | 2.0027 | 3.5185 | 0.03298 | 0.24049 | 2305.9776 | 251.8862 | 3765.2129 | 1932.5582 | 728.7051 | 1277.236 |  | 0 | 0 | 0 | 3030.1313 | 3030.1313 | 3030.1313 | 3030.1313 | 3030.1313 | 3030.1313 | 3030.1313 | 3030.1313 | 3030.1313 | 3030.1313 | 3030.1313 | 3030.1313 | 3030.1313 | 3030.1313 | 3030.1313 | 0 | 0 | 0 | 0 | 0 | 0 | 0 | 0 | 0 | 0 | 0 | 0 | 0 | 0 | 0 | 0 | 0 | 1.8941 | 1.8941 | 1.8941 | 1.8941 | 1.8941 | 1.8941 | 1.8941 | 1.8941 | 1.8941 | 1.8941 | 1.8941 | 1.8941 | 1.8941 | 1.8941 | 1.8941 | 0 | 0 | 0 | 0 | 0 | 0 | 0 | 0 | 0 | 0 | 0 | 0 | 0 | 0 | 0 | 0 | 0 | 0 | 0 | 0 | 0 | 0 | 0 | 0 | 0 | 0 | 0 | 0 | 0 | 0 | 0 | 0 | 0 | 0 | 0 | 0 | 0 | 0 | 0 | 0 | 0 | 0 | 0 | 0 | 0 | 0
Commercial | Commercial Incentive Program | Prescriptive | PTHP | 15 | 0 | 83.46% | 0 | 4270.3403 | 2.0854 | 0 | 0 | 1612.5276 | 0 | 920 |  | 2.2775 | 0.84262 | 3.9919 | 2.5554 | 4.725 | 0.023402 | 0.17064 | 2908.9186 | 354.9812 | 5306.2851 | 2723.5392 | 728.7051 | 1277.236 |  | 0 | 0 | 0 | 4270.3403 | 4270.3403 | 4270.3403 | 4270.3403 | 4270.3403 | 4270.3403 | 4270.3403 | 4270.3403 | 4270.3403 | 4270.3403 | 4270.3403 | 4270.3403 | 4270.3403 | 4270.3403 | 4270.3403 | 0 | 0 | 0 | 0 | 0 | 0 | 0 | 0 | 0 | 0 | 0 | 0 | 0 | 0 | 0 | 0 | 0 | 2.0854 | 2.0854 | 2.0854 | 2.0854 | 2.0854 | 2.0854 | 2.0854 | 2.0854 | 2.0854 | 2.0854 | 2.0854 | 2.0854 | 2.0854 | 2.0854 | 2.0854 | 0 | 0 | 0 | 0 | 0 | 0 | 0 | 0 | 0 | 0 | 0 | 0 | 0 | 0 | 0 | 0 | 0 | 0 | 0 | 0 | 0 | 0 | 0 | 0 | 0 | 0 | 0 | 0 | 0 | 0 | 0 | 0 | 0 | 0 | 0 | 0 | 0 | 0 | 0 | 0 | 0 | 0 | 0 | 0 | 0 | 0
Commercial | Commercial Incentive Program | Prescriptive | Variable Speed Drives for HVAC Systems (HVAC Application) | 15 | 0 | 83.46% | 0 | 108242.676 | 0 | 0 | 0 | 28514.6965 | 0 | 17100 |  | 1.8984 | 0.51923 | 3.1657 | 2.2968 | 6.5549 | 0.01716 | 0.12513 | 42877.5264 | 8997.9059 | 134501.3404 | 69035.0525 | 13544.4103 | 22585.6579 |  | 0 | 0 | 0 | 108242.676 | 108242.676 | 108242.676 | 108242.676 | 108242.676 | 108242.676 | 108242.676 | 108242.676 | 108242.676 | 108242.676 | 108242.676 | 108242.676 | 108242.676 | 108242.676 | 108242.676 | 0 | 0 | 0 | 0 | 0 | 0 | 0 | 0 | 0 | 0 | 0 | 0 | 0 | 0 | 0 | 0 | 0 | 0 | 0 | 0 | 0 | 0 | 0 | 0 | 0 | 0 | 0 | 0 | 0 | 0 | 0 | 0 | 0 | 0 | 0 | 0 | 0 | 0 | 0 | 0 | 0 | 0 | 0 | 0 | 0 | 0 | 0 | 0 | 0 | 0 | 0 | 0 | 0 | 0 | 0 | 0 | 0 | 0 | 0 | 0 | 0 | 0 | 0 | 0 | 0 | 0 | 0 | 0 | 0 | 0 | 0 | 0 | 0 | 0 | 0 | 0 | 0 | 0
Commercial | Commercial Incentive Program | Prescriptive | Variable Speed Drives for HVAC Systems (Pump Application) | 10 | 0 | 83.46% | 0 | 115957.4951 | 0 | 0 | 0 | 28514.6965 | 0 | 17100 |  | 1.5872 | 0.52101 | 2.6467 | 1.9222 | 5.3763 | 0.020407 | 0.1168 | 35847.3429 | 7566.1549 | 107882.9331 | 55259.5318 | 13544.4103 | 22585.6579 |  | 0 | 0 | 0 | 115957.4951 | 115957.4951 | 115957.4951 | 115957.4951 | 115957.4951 | 115957.4951 | 115957.4951 | 115957.4951 | 115957.4951 | 115957.4951 | 0 | 0 | 0 | 0 | 0 | 0 | 0 | 0 | 0 | 0 | 0 | 0 | 0 | 0 | 0 | 0 | 0 | 0 | 0 | 0 | 0 | 0 | 0 | 0 | 0 | 0 | 0 | 0 | 0 | 0 | 0 | 0 | 0 | 0 | 0 | 0 | 0 | 0 | 0 | 0 | 0 | 0 | 0 | 0 | 0 | 0 | 0 | 0 | 0 | 0 | 0 | 0 | 0 | 0 | 0 | 0 | 0 | 0 | 0 | 0 | 0 | 0 | 0 | 0 | 0 | 0 | 0 | 0 | 0 | 0 | 0 | 0 | 0 | 0 | 0 | 0 | 0 | 0 | 0 | 0 | 0 | 0 | 0
Commercial | Commercial Incentive Program | Prescriptive | Automatic Door Closer for Walk-In Cooler | 8 | 0 | 83.46% | 0 | 14969.1565 | 2.2036 | 0 | 0 | 2355.993 | 0 | 1350 |  | 2.5444 | 0.67335 | 4.4404 | 2.9929 | 6.8369 | 0.014564 | 0.071433 | 4748.0664 | 836.9664 | 11689.1775 | 5982.1136 | 1069.2956 | 1866.1132 |  | 0 | 0 | 0 | 14969.1565 | 14969.1565 | 14969.1565 | 14969.1565 | 14969.1565 | 14969.1565 | 14969.1565 | 14969.1565 | 0 | 0 | 0 | 0 | 0 | 0 | 0 | 0 | 0 | 0 | 0 | 0 | 0 | 0 | 0 | 0 | 0 | 0 | 0 | 0 | 0 | 0 | 0 | 0 | 2.2036 | 2.2036 | 2.2036 | 2.2036 | 2.2036 | 2.2036 | 2.2036 | 2.2036 | 0 | 0 | 0 | 0 | 0 | 0 | 0 | 0 | 0 | 0 | 0 | 0 | 0 | 0 | 0 | 0 | 0 | 0 | 0 | 0 | 0 | 0 | 0 | 0 | 0 | 0 | 0 | 0 | 0 | 0 | 0 | 0 | 0 | 0 | 0 | 0 | 0 | 0 | 0 | 0 | 0 | 0 | 0 | 0 | 0 | 0 | 0 | 0 | 0 | 0 | 0 | 0 | 0
Commercial | Commercial Incentive Program | Prescriptive | Automatic Door Closer for Walk-In Freezer | 8 | 0 | 83.46% | 0 | 36621.2557 | 4.9702 | 0 | 0 | 2355.993 | 0 | 1350 |  | 6.1419 | 0.72983 | 10.7187 | 7.2391 | 15.8973 | 0.0059533 | 0.029199 | 11461.4466 | 2047.5944 | 28596.9592 | 14634.927 | 1069.2956 | 1866.1132 |  | 0 | 0 | 0 | 36621.2557 | 36621.2557 | 36621.2557 | 36621.2557 | 36621.2557 | 36621.2557 | 36621.2557 | 36621.2557 | 0 | 0 | 0 | 0 | 0 | 0 | 0 | 0 | 0 | 0 | 0 | 0 | 0 | 0 | 0 | 0 | 0 | 0 | 0 | 0 | 0 | 0 | 0 | 0 | 4.9702 | 4.9702 | 4.9702 | 4.9702 | 4.9702 | 4.9702 | 4.9702 | 4.9702 | 0 | 0 | 0 | 0 | 0 | 0 | 0 | 0 | 0 | 0 | 0 | 0 | 0 | 0 | 0 | 0 | 0 | 0 | 0 | 0 | 0 | 0 | 0 | 0 | 0 | 0 | 0 | 0 | 0 | 0 | 0 | 0 | 0 | 0 | 0 | 0 | 0 | 0 | 0 | 0 | 0 | 0 | 0 | 0 | 0 | 0 | 0 | 0 | 0 | 0 | 0 | 0 | 0
Commercial | Commercial Incentive Program | Prescriptive | Beverage & Snack Machine Controls (Refrigerated) | 5 | 0 | 83.46% | 0 | 7107.3068 | 0 | 0 | 0 | 751.1775 | 0 | 375 |  | 2.1375 | 0.5767 | 4.2817 | 2.6019 | 6.7748 | 0.012253 | 0.041792 | 1271.7648 | 276.3579 | 3733.9124 | 1908.2346 | 297.0265 | 594.9857 |  | 0 | 0 | 0 | 7107.3068 | 7107.3068 | 7107.3068 | 7107.3068 | 7107.3068 | 0 | 0 | 0 | 0 | 0 | 0 | 0 | 0 | 0 | 0 | 0 | 0 | 0 | 0 | 0 | 0 | 0 | 0 | 0 | 0 | 0 | 0 | 0 | 0 | 0 | 0 | 0 | 0 | 0 | 0 | 0 | 0 | 0 | 0 | 0 | 0 | 0 | 0 | 0 | 0 | 0 | 0 | 0 | 0 | 0 | 0 | 0 | 0 | 0 | 0 | 0 | 0 | 0 | 0 | 0 | 0 | 0 | 0 | 0 | 0 | 0 | 0 | 0 | 0 | 0 | 0 | 0 | 0 | 0 | 0 | 0 | 0 | 0 | 0 | 0 | 0 | 0 | 0 | 0 | 0 | 0 | 0 | 0 | 0 | 0 | 0 | 0 | 0
Commercial | Commercial Incentive Program | Prescriptive | ECM for Walk-In Cooler or Freezer | 15 | 0 | 83.46% | 0 | 4950.9158 | 0.52544 | 0 | 0 | 584.2491 | 0 | 350 |  | 4.9007 | 0.66027 | 8.1807 | 5.7901 | 13.8929 | 0.0076791 | 0.055995 | 2267.8991 | 411.5556 | 6151.9618 | 3157.5968 | 277.2248 | 462.7667 |  | 0 | 0 | 0 | 4950.9158 | 4950.9158 | 4950.9158 | 4950.9158 | 4950.9158 | 4950.9158 | 4950.9158 | 4950.9158 | 4950.9158 | 4950.9158 | 4950.9158 | 4950.9158 | 4950.9158 | 4950.9158 | 4950.9158 | 0 | 0 | 0 | 0 | 0 | 0 | 0 | 0 | 0 | 0 | 0 | 0 | 0 | 0 | 0 | 0 | 0 | 0.52544 | 0.52544 | 0.52544 | 0.52544 | 0.52544 | 0.52544 | 0.52544 | 0.52544 | 0.52544 | 0.52544 | 0.52544 | 0.52544 | 0.52544 | 0.52544 | 0.52544 | 0 | 0 | 0 | 0 | 0 | 0 | 0 | 0 | 0 | 0 | 0 | 0 | 0 | 0 | 0 | 0 | 0 | 0 | 0 | 0 | 0 | 0 | 0 | 0 | 0 | 0 | 0 | 0 | 0 | 0 | 0 | 0 | 0 | 0 | 0 | 0 | 0 | 0 | 0 | 0 | 0 | 0 | 0 | 0 | 0 | 0
Commercial | Commercial Incentive Program | Prescriptive | ENERGY STAR Electric Steamer | 12 | 0 | 83.46% | 0 | 105474.5618 | 4.8802 | 0 | 0 | 6309.8907 | 0 | 3600 |  | 7.8397 | 0.64826 | 13.741 | 9.3854 | 23.0476 | 0.0042079 | 0.027035 | 39181.8064 | 7725.19 | 112337.7197 | 57590.304 | 2851.4548 | 4997.88 |  | 0 | 0 | 0 | 105474.5618 | 105474.5618 | 105474.5618 | 105474.5618 | 105474.5618 | 105474.5618 | 105474.5618 | 105474.5618 | 105474.5618 | 105474.5618 | 105474.5618 | 105474.5618 | 0 | 0 | 0 | 0 | 0 | 0 | 0 | 0 | 0 | 0 | 0 | 0 | 0 | 0 | 0 | 0 | 0 | 0 | 0 | 0 | 4.8802 | 4.8802 | 4.8802 | 4.8802 | 4.8802 | 4.8802 | 4.8802 | 4.8802 | 4.8802 | 4.8802 | 4.8802 | 4.8802 | 0 | 0 | 0 | 0 | 0 | 0 | 0 | 0 | 0 | 0 | 0 | 0 | 0 | 0 | 0 | 0 | 0 | 0 | 0 | 0 | 0 | 0 | 0 | 0 | 0 | 0 | 0 | 0 | 0 | 0 | 0 | 0 | 0 | 0 | 0 | 0 | 0 | 0 | 0 | 0 | 0 | 0 | 0 | 0 | 0 | 0 | 0 | 0 | 0
Commercial | Commercial Incentive Program | Prescriptive | ENERGY STAR Commercial Dishwasher | 10 | 0 | 83.46% | 0 | 26874.7674 | 0.088676 | 0 | 0 | 500.785 | 0 | 300 |  | 21.044 | 0.63989 | 35.1284 | 25.4649 | 63.6343 | 0.0015448 | 0.0088418 | 8347.2645 | 1753.562 | 25003.375 | 12807.1675 | 237.6212 | 396.6571 |  | 0 | 0 | 0 | 26874.7674 | 26874.7674 | 26874.7674 | 26874.7674 | 26874.7674 | 26874.7674 | 26874.7674 | 26874.7674 | 26874.7674 | 26874.7674 | 0 | 0 | 0 | 0 | 0 | 0 | 0 | 0 | 0 | 0 | 0 | 0 | 0 | 0 | 0 | 0 | 0 | 0 | 0 | 0 | 0 | 0 | 0.088676 | 0.088676 | 0.088676 | 0.088676 | 0.088676 | 0.088676 | 0.088676 | 0.088676 | 0.088676 | 0.088676 | 0 | 0 | 0 | 0 | 0 | 0 | 0 | 0 | 0 | 0 | 0 | 0 | 0 | 0 | 0 | 0 | 0 | 0 | 0 | 0 | 0 | 0 | 0 | 0 | 0 | 0 | 0 | 0 | 0 | 0 | 0 | 0 | 0 | 0 | 0 | 0 | 0 | 0 | 0 | 0 | 0 | 0 | 0 | 0 | 0 | 0 | 0 | 0 | 0 | 0 | 0
Commercial | Commercial Incentive Program | Prescriptive | High Efficiency Pre-Rinse Spray Valve | 5 | 0 | 83.46% | 0 | 28263.1303 | 0 | 0 | 0 | 1001.57 | 0 | 600 |  | 6.3749 | 0.62718 | 10.6416 | 7.7602 | 19.316 | 0.0049298 | 0.016815 | 5057.3382 | 1098.9731 | 14848.3885 | 7588.3432 | 475.2425 | 793.3143 |  | 0 | 0 | 0 | 28263.1303 | 28263.1303 | 28263.1303 | 28263.1303 | 28263.1303 | 0 | 0 | 0 | 0 | 0 | 0 | 0 | 0 | 0 | 0 | 0 | 0 | 0 | 0 | 0 | 0 | 0 | 0 | 0 | 0 | 0 | 0 | 0 | 0 | 0 | 0 | 0 | 0 | 0 | 0 | 0 | 0 | 0 | 0 | 0 | 0 | 0 | 0 | 0 | 0 | 0 | 0 | 0 | 0 | 0 | 0 | 0 | 0 | 0 | 0 | 0 | 0 | 0 | 0 | 0 | 0 | 0 | 0 | 0 | 0 | 0 | 0 | 0 | 0 | 0 | 0 | 0 | 0 | 0 | 0 | 0 | 0 | 0 | 0 | 0 | 0 | 0 | 0 | 0 | 0 | 0 | 0 | 0 | 0 | 0 | 0 | 0 | 0
Commercial | Commercial Incentive Program | Prescriptive | ENERGY STAR Electric Fryer | 12 | 0 | 83.46% | 0 | 10071.0546 | 1.7474 | 0 | 0 | 2103.2969 | 0 | 1200 |  | 2.6341 | 0.68043 | 4.617 | 3.0769 | 7.0091 | 0.01469 | 0.094378 | 4388.3505 | 737.6263 | 10726.3713 | 5498.9098 | 950.4849 | 1665.96 |  | 0 | 0 | 0 | 10071.0546 | 10071.0546 | 10071.0546 | 10071.0546 | 10071.0546 | 10071.0546 | 10071.0546 | 10071.0546 | 10071.0546 | 10071.0546 | 10071.0546 | 10071.0546 | 0 | 0 | 0 | 0 | 0 | 0 | 0 | 0 | 0 | 0 | 0 | 0 | 0 | 0 | 0 | 0 | 0 | 0 | 0 | 0 | 1.7474 | 1.7474 | 1.7474 | 1.7474 | 1.7474 | 1.7474 | 1.7474 | 1.7474 | 1.7474 | 1.7474 | 1.7474 | 1.7474 | 0 | 0 | 0 | 0 | 0 | 0 | 0 | 0 | 0 | 0 | 0 | 0 | 0 | 0 | 0 | 0 | 0 | 0 | 0 | 0 | 0 | 0 | 0 | 0 | 0 | 0 | 0 | 0 | 0 | 0 | 0 | 0 | 0 | 0 | 0 | 0 | 0 | 0 | 0 | 0 | 0 | 0 | 0 | 0 | 0 | 0 | 0 | 0 | 0
Commercial | Commercial Incentive Program | Prescriptive | Demand Control Ventilation | 15 | 0 | 83.46% | 10439.8931 | 7912.2936 | 1.3583 | 0 | 0 | 3318.5351 | 0 | 1900 |  | 20.422 | 0.85526 | 35.669 | 20.6722 | 41.998 | 0.026084 | 0.1902 | 53679.5763 | 657.7265 | 108887.5035 | 61258.8479 | 1504.9345 | 2628.5147 |  | 0 | 0 | 0 | 7912.2936 | 7912.2936 | 7912.2936 | 7912.2936 | 7912.2936 | 7912.2936 | 7912.2936 | 7912.2936 | 7912.2936 | 7912.2936 | 7912.2936 | 7912.2936 | 7912.2936 | 7912.2936 | 7912.2936 | 0 | 0 | 0 | 0 | 0 | 0 | 0 | 0 | 0 | 0 | 0 | 0 | 0 | 0 | 0 | 0 | 0 | 1.3583 | 1.3583 | 1.3583 | 1.3583 | 1.3583 | 1.3583 | 1.3583 | 1.3583 | 1.3583 | 1.3583 | 1.3583 | 1.3583 | 1.3583 | 1.3583 | 1.3583 | 0 | 0 | 0 | 0 | 0 | 0 | 0 | 0 | 0 | 0 | 0 | 0 | 0 | 0 | 0 | 0 | 0 | 10439.8931 | 10439.8931 | 10439.8931 | 10439.8931 | 10439.8931 | 10439.8931 | 10439.8931 | 10439.8931 | 10439.8931 | 10439.8931 | 10439.8931 | 10439.8931 | 10439.8931 | 10439.8931 | 10439.8931 | 0 | 0 | 0 | 0 | 0 | 0 | 0 | 0 | 0 | 0 | 0 | 0 | 0 | 0
Commercial | Commercial Incentive Program | Prescriptive | No Air Loss Drain | 10 | 0 | 83.46% | 0 | 6948.0591 | 1.09 | 0 | 0 | 2336.9966 | 0 | 1400 |  | 1.4203 | 0.59482 | 2.3709 | 1.6652 | 4.0912 | 0.027884 | 0.1596 | 2629.0887 | 453.3566 | 6464.2393 | 3311.0968 | 1108.8991 | 1851.0667 |  | 0 | 0 | 0 | 6948.0591 | 6948.0591 | 6948.0591 | 6948.0591 | 6948.0591 | 6948.0591 | 6948.0591 | 6948.0591 | 6948.0591 | 6948.0591 | 0 | 0 | 0 | 0 | 0 | 0 | 0 | 0 | 0 | 0 | 0 | 0 | 0 | 0 | 0 | 0 | 0 | 0 | 0 | 0 | 0 | 0 | 1.09 | 1.09 | 1.09 | 1.09 | 1.09 | 1.09 | 1.09 | 1.09 | 1.09 | 1.09 | 0 | 0 | 0 | 0 | 0 | 0 | 0 | 0 | 0 | 0 | 0 | 0 | 0 | 0 | 0 | 0 | 0 | 0 | 0 | 0 | 0 | 0 | 0 | 0 | 0 | 0 | 0 | 0 | 0 | 0 | 0 | 0 | 0 | 0 | 0 | 0 | 0 | 0 | 0 | 0 | 0 | 0 | 0 | 0 | 0 | 0 | 0 | 0 | 0 | 0 | 0
Commercial | Commercial Incentive Program | Custom | Custom Project | 15 | 0 | 83.46% | 0 | 1259959.4142 | 211.55 | 0 | 0 | 242046.0718 | 0 | 95396.72 |  | 3.2474 | 0.70818 | 8.2396 | 3.7937 | 8.5604 | 0.0082244 | 0.059971 | 622590.9176 | 104736.8433 | 1565613.8267 | 803577.3653 | 75560.9544 | 191717.6208 |  | 0 | 0 | 0 | 1259959.4142 | 1259959.4142 | 1259959.4142 | 1259959.4142 | 1259959.4142 | 1259959.4142 | 1259959.4142 | 1259959.4142 | 1259959.4142 | 1259959.4142 | 1259959.4142 | 1259959.4142 | 1259959.4142 | 1259959.4142 | 1259959.4142 | 0 | 0 | 0 | 0 | 0 | 0 | 0 | 0 | 0 | 0 | 0 | 0 | 0 | 0 | 0 | 0 | 0 | 211.55 | 211.55 | 211.55 | 211.55 | 211.55 | 211.55 | 211.55 | 211.55 | 211.55 | 211.55 | 211.55 | 211.55 | 211.55 | 211.55 | 211.55 | 0 | 0 | 0 | 0 | 0 | 0 | 0 | 0 | 0 | 0 | 0 | 0 | 0 | 0 | 0 | 0 | 0 | 0 | 0 | 0 | 0 | 0 | 0 | 0 | 0 | 0 | 0 | 0 | 0 | 0 | 0 | 0 | 0 | 0 | 0 | 0 | 0 | 0 | 0 | 0 | 0 | 0 | 0 | 0 | 0 | 0
Commercial | Express Install | 0 | Express Install | 15 | 0 | 83.46% | 0 | 938849.5596 | 149.8726 | 0 | 0 | 221180.0311 | 0 | 185500 |  | 2.6222 | 0.61604 | 3.1266 | 3.0677 | 7.4978 | 0.021462 | 0.1565 | 459387.8426 | 78043.8942 | 1166605.7137 | 598779.8075 | 146929.1296 | 175190.2397 |  | 0 | 0 | 0 | 938849.5596 | 938849.5596 | 938849.5596 | 938849.5596 | 938849.5596 | 938849.5596 | 938849.5596 | 938849.5596 | 938849.5596 | 938849.5596 | 938849.5596 | 938849.5596 | 938849.5596 | 938849.5596 | 938849.5596 | 0 | 0 | 0 | 0 | 0 | 0 | 0 | 0 | 0 | 0 | 0 | 0 | 0 | 0 | 0 | 0 | 0 | 149.8726 | 149.8726 | 149.8726 | 149.8726 | 149.8726 | 149.8726 | 149.8726 | 149.8726 | 149.8726 | 149.8726 | 149.8726 | 149.8726 | 149.8726 | 149.8726 | 149.8726 | 0 | 0 | 0 | 0 | 0 | 0 | 0 | 0 | 0 | 0 | 0 | 0 | 0 | 0 | 0 | 0 | 0 | 0 | 0 | 0 | 0 | 0 | 0 | 0 | 0 | 0 | 0 | 0 | 0 | 0 | 0 | 0 | 0 | 0 | 0 | 0 | 0 | 0 | 0 | 0 | 0 | 0 | 0 | 0 | 0 | 0
Commercial | New Construction | 0 | New Construction | 15 | 0 | 83.46% | 0 | 229161.7998 | 61.067 | 0 | 0 | 64200.6339 | 0 | 17350.78 |  | 2.4861 | 0.79065 | 9.1991 | 2.8608 | 5.87 | 0.0082244 | 0.059971 | 126423.865 | 19049.5688 | 284754.3169 | 146154.8946 | 13743.0458 | 50851.4462 |  | 0 | 0 | 0 | 229161.7998 | 229161.7998 | 229161.7998 | 229161.7998 | 229161.7998 | 229161.7998 | 229161.7998 | 229161.7998 | 229161.7998 | 229161.7998 | 229161.7998 | 229161.7998 | 229161.7998 | 229161.7998 | 229161.7998 | 0 | 0 | 0 | 0 | 0 | 0 | 0 | 0 | 0 | 0 | 0 | 0 | 0 | 0 | 0 | 0 | 0 | 61.067 | 61.067 | 61.067 | 61.067 | 61.067 | 61.067 | 61.067 | 61.067 | 61.067 | 61.067 | 61.067 | 61.067 | 61.067 | 61.067 | 61.067 | 0 | 0 | 0 | 0 | 0 | 0 | 0 | 0 | 0 | 0 | 0 | 0 | 0 | 0 | 0 | 0 | 0 | 0 | 0 | 0 | 0 | 0 | 0 | 0 | 0 | 0 | 0 | 0 | 0 | 0 | 0 | 0 | 0 | 0 | 0 | 0 | 0 | 0 | 0 | 0 | 0 | 0 | 0 | 0 | 0 | 0
Commercial | School Energy Manager | 0 | School Energy Manager | 10 | 0 | 100% | 0 | 589797.4942 | 215.4144 | 0 | 0 | 90000 | 0 | 0 |  | 3.8916 | 0.98701 | n/a | 4.4315 | 6.4247 | 0 | 0 | 277418.1571 | 38483.9219 | 457990.9373 | 281067.9323 | 0 | 71286.3702 |  | 0 | 0 | 0 | 589797.4942 | 589797.4942 | 589797.4942 | 589797.4942 | 589797.4942 | 589797.4942 | 589797.4942 | 589797.4942 | 589797.4942 | 589797.4942 | 0 | 0 | 0 | 0 | 0 | 0 | 0 | 0 | 0 | 0 | 0 | 0 | 0 | 0 | 0 | 0 | 0 | 0 | 0 | 0 | 0 | 0 | 215.4144 | 215.4144 | 215.4144 | 215.4144 | 215.4144 | 215.4144 | 215.4144 | 215.4144 | 215.4144 | 215.4144 | 0 | 0 | 0 | 0 | 0 | 0 | 0 | 0 | 0 | 0 | 0 | 0 | 0 | 0 | 0 | 0 | 0 | 0 | 0 | 0 | 0 | 0 | 0 | 0 | 0 | 0 | 0 | 0 | 0 | 0 | 0 | 0 | 0 | 0 | 0 | 0 | 0 | 0 | 0 | 0 | 0 | 0 | 0 | 0 | 0 | 0 | 0 | 0 | 0 | 0 | 0
Commercial | Bid For Efficiency | 0 | Bid for Efficiency | 10 | 0 | 100% | 0 | 2450021.4676 | 283.3998 | 0 | 0 | 76664.8076 | 0 | 185501.23 |  | 14.533 | 0.67137 | 6.0063 | 17.1656 | 33.7499 | 0.010478 | 0.059971 | 882501.3714 | 159862.3862 | 1902496.4321 | 1167557.4665 | 146930.1039 | 60723.9539 |  | 0 | 0 | 0 | 2450021.4676 | 2450021.4676 | 2450021.4676 | 2450021.4676 | 2450021.4676 | 2450021.4676 | 2450021.4676 | 2450021.4676 | 2450021.4676 | 2450021.4676 | 0 | 0 | 0 | 0 | 0 | 0 | 0 | 0 | 0 | 0 | 0 | 0 | 0 | 0 | 0 | 0 | 0 | 0 | 0 | 0 | 0 | 0 | 283.3998 | 283.3998 | 283.3998 | 283.3998 | 283.3998 | 283.3998 | 283.3998 | 283.3998 | 283.3998 | 283.3998 | 0 | 0 | 0 | 0 | 0 | 0 | 0 | 0 | 0 | 0 | 0 | 0 | 0 | 0 | 0 | 0 | 0 | 0 | 0 | 0 | 0 | 0 | 0 | 0 | 0 | 0 | 0 | 0 | 0 | 0 | 0 | 0 | 0 | 0 | 0 | 0 | 0 | 0 | 0 | 0 | 0 | 0 | 0 | 0 | 0 | 0 | 0 | 0 | 0 | 0 | 0
Commercial | Retrocommissioning | 0 | Retrocommissioning (Large Customer) | 5 | 0 | 83.46% | 0 | 0 | 0 | 0 | 0 | 0 | 0 | 0 |  | n/a | n/a | n/a | n/a | n/a | 0 | 0 | 0 | 0 | 0 | 0 | 0 | 0 |  | 0 | 0 | 0 | 0 | 0 | 0 | 0 | 0 | 0 | 0 | 0 | 0 | 0 | 0 | 0 | 0 | 0 | 0 | 0 | 0 | 0 | 0 | 0 | 0 | 0 | 0 | 0 | 0 | 0 | 0 | 0 | 0 | 0 | 0 | 0 | 0 | 0 | 0 | 0 | 0 | 0 | 0 | 0 | 0 | 0 | 0 | 0 | 0 | 0 | 0 | 0 | 0 | 0 | 0 | 0 | 0 | 0 | 0 | 0 | 0 | 0 | 0 | 0 | 0 | 0 | 0 | 0 | 0 | 0 | 0 | 0 | 0 | 0 | 0 | 0 | 0 | 0 | 0 | 0 | 0 | 0 | 0 | 0 | 0 | 0 | 0 | 0 | 0 | 0 | 0 | 0 | 0 | 0 | 0 | 0 | 0
Commercial | Retrocommissioning | 0 | Retrocommissioning (Mid-Sized Customer) | 5 | 0 | 83.46% | 0 | 879969.161 | 111.7802 | 0 | 0 | 25039.2488 | 0 | 99939.14 |  | 9.298 | 0.58464 | 2.3296 | 11.0233 | 27.3012 | 0.026374 | 0.089956 | 184406.8411 | 34216.3965 | 462302.7901 | 236262.1534 | 79158.8725 | 19832.8573 |  | 0 | 0 | 0 | 879969.161 | 879969.161 | 879969.161 | 879969.161 | 879969.161 | 0 | 0 | 0 | 0 | 0 | 0 | 0 | 0 | 0 | 0 | 0 | 0 | 0 | 0 | 0 | 0 | 0 | 0 | 0 | 0 | 0 | 0 | 0 | 0 | 0 | 0 | 0 | 111.7802 | 111.7802 | 111.7802 | 111.7802 | 111.7802 | 0 | 0 | 0 | 0 | 0 | 0 | 0 | 0 | 0 | 0 | 0 | 0 | 0 | 0 | 0 | 0 | 0 | 0 | 0 | 0 | 0 | 0 | 0 | 0 | 0 | 0 | 0 | 0 | 0 | 0 | 0 | 0 | 0 | 0 | 0 | 0 | 0 | 0 | 0 | 0 | 0 | 0 | 0 | 0 | 0 | 0 | 0 | 0 | 0 | 0 | 0 | 0 | 0 | 0 | 0 | 0
Industrial | Retrocommissioning | 0 | Retrocommissioning (Large Customer) | 5 | 0 | 83.46% | 0 | 0 | 0 | 0 | 0 | 0 | 0 | 0 |  | n/a | n/a | n/a | n/a | n/a | 0 | 0 | 0 | 0 | 0 | 0 | 0 | 0 |  | 0 | 0 | 0 | 0 | 0 | 0 | 0 | 0 | 0 | 0 | 0 | 0 | 0 | 0 | 0 | 0 | 0 | 0 | 0 | 0 | 0 | 0 | 0 | 0 | 0 | 0 | 0 | 0 | 0 | 0 | 0 | 0 | 0 | 0 | 0 | 0 | 0 | 0 | 0 | 0 | 0 | 0 | 0 | 0 | 0 | 0 | 0 | 0 | 0 | 0 | 0 | 0 | 0 | 0 | 0 | 0 | 0 | 0 | 0 | 0 | 0 | 0 | 0 | 0 | 0 | 0 | 0 | 0 | 0 | 0 | 0 | 0 | 0 | 0 | 0 | 0 | 0 | 0 | 0 | 0 | 0 | 0 | 0 | 0 | 0 | 0 | 0 | 0 | 0 | 0 | 0 | 0 | 0 | 0 | 0 | 0
Industrial | Retrocommissioning | 0 | Retrocommissioning (Mid-Sized Customer) | 5 | 0 | 83.46% | 0 | 0 | 0 | 0 | 0 | 0 | 0 | 0 |  | n/a | n/a | n/a | n/a | n/a | 0 | 0 | 0 | 0 | 0 | 0 | 0 | 0 |  | 0 | 0 | 0 | 0 | 0 | 0 | 0 | 0 | 0 | 0 | 0 | 0 | 0 | 0 | 0 | 0 | 0 | 0 | 0 | 0 | 0 | 0 | 0 | 0 | 0 | 0 | 0 | 0 | 0 | 0 | 0 | 0 | 0 | 0 | 0 | 0 | 0 | 0 | 0 | 0 | 0 | 0 | 0 | 0 | 0 | 0 | 0 | 0 | 0 | 0 | 0 | 0 | 0 | 0 | 0 | 0 | 0 | 0 | 0 | 0 | 0 | 0 | 0 | 0 | 0 | 0 | 0 | 0 | 0 | 0 | 0 | 0 | 0 | 0 | 0 | 0 | 0 | 0 | 0 | 0 | 0 | 0 | 0 | 0 | 0 | 0 | 0 | 0 | 0 | 0 | 0 | 0 | 0 | 0 | 0 | 0
Commercial | Continuous Energy Management | 0 | Continuous Energy Management | 3 | 0 | 100% | 0 | 0 | 0 | 0 | 0 | 0 | 0 | 0 |  | n/a | n/a | n/a | n/a | n/a | 0 | 0 | 0 | 0 | 0 | 0 | 0 | 0 |  | 0 | 0 | 0 | 0 | 0 | 0 | 0 | 0 | 0 | 0 | 0 | 0 | 0 | 0 | 0 | 0 | 0 | 0 | 0 | 0 | 0 | 0 | 0 | 0 | 0 | 0 | 0 | 0 | 0 | 0 | 0 | 0 | 0 | 0 | 0 | 0 | 0 | 0 | 0 | 0 | 0 | 0 | 0 | 0 | 0 | 0 | 0 | 0 | 0 | 0 | 0 | 0 | 0 | 0 | 0 | 0 | 0 | 0 | 0 | 0 | 0 | 0 | 0 | 0 | 0 | 0 | 0 | 0 | 0 | 0 | 0 | 0 | 0 | 0 | 0 | 0 | 0 | 0 | 0 | 0 | 0 | 0 | 0 | 0 | 0 | 0 | 0 | 0 | 0 | 0 | 0 | 0 | 0 | 0 | 0 | 0
Industrial | Continuous Energy Management | 0 | Continuous Energy Management | 3 | 0 | 100% | 0 | 0 | 0 | 0 | 0 | 0 | 0 | 0 |  | n/a | n/a | n/a | n/a | n/a | 0 | 0 | 0 | 0 | 0 | 0 | 0 | 0 |  | 0 | 0 | 0 | 0 | 0 | 0 | 0 | 0 | 0 | 0 | 0 | 0 | 0 | 0 | 0 | 0 | 0 | 0 | 0 | 0 | 0 | 0 | 0 | 0 | 0 | 0 | 0 | 0 | 0 | 0 | 0 | 0 | 0 | 0 | 0 | 0 | 0 | 0 | 0 | 0 | 0 | 0 | 0 | 0 | 0 | 0 | 0 | 0 | 0 | 0 | 0 | 0 | 0 | 0 | 0 | 0 | 0 | 0 | 0 | 0 | 0 | 0 | 0 | 0 | 0 | 0 | 0 | 0 | 0 | 0 | 0 | 0 | 0 | 0 | 0 | 0 | 0 | 0 | 0 | 0 | 0 | 0 | 0 | 0 | 0 | 0 | 0 | 0 | 0 | 0 | 0 | 0 | 0 | 0 | 0 | 0
Residential | Residential Efficient Products | Appliance | ENERGY STAR Air Purifier | 9 | 0 | 79% | 0 | 17829.593 | 2.0624 | 0 | 0 | 4424 | 0 | 2000 | 1969 | 1.1761 | 0.36901 | 1.8943 | 1.39 | 4.8949 | 0.033081 | 0.17632 | 5955.3182 | 1083.3677 | 15568.1327 | 12995.0127 | 1584.1416 | 3504.1211 | 1559.5874 | 0 | 0 | 0 | 17829.593 | 17829.593 | 17829.593 | 17829.593 | 17829.593 | 17829.593 | 17829.593 | 17829.593 | 17829.593 | 0 | 0 | 0 | 0 | 0 | 0 | 0 | 0 | 0 | 0 | 0 | 0 | 0 | 0 | 0 | 0 | 0 | 0 | 0 | 0 | 0 | 0 | 0 | 2.0624 | 2.0624 | 2.0624 | 2.0624 | 2.0624 | 2.0624 | 2.0624 | 2.0624 | 2.0624 | 0 | 0 | 0 | 0 | 0 | 0 | 0 | 0 | 0 | 0 | 0 | 0 | 0 | 0 | 0 | 0 | 0 | 0 | 0 | 0 | 0 | 0 | 0 | 0 | 0 | 0 | 0 | 0 | 0 | 0 | 0 | 0 | 0 | 0 | 0 | 0 | 0 | 0 | 0 | 0 | 0 | 0 | 0 | 0 | 0 | 0 | 0 | 0 | 0 | 0 | 0 | 0
#N/A | 0 | 0 | 0 | #N/A | #N/A | 0% | #N/A | #N/A | #N/A | #N/A | #N/A | #N/A | #N/A | 0 |  | #N/A | #N/A | n/a | #N/A | #N/A | 0 | 0 | #N/A | #N/A | #N/A | #N/A | 0 | #N/A |  | #N/A | #N/A | #N/A | #N/A | #N/A | #N/A | #N/A | #N/A | #N/A | #N/A | #N/A | #N/A | #N/A | #N/A | #N/A | #N/A | #N/A | #N/A | #N/A | #N/A | #N/A | #N/A | #N/A | #N/A | #N/A | #N/A | #N/A | #N/A | #N/A | #N/A | #N/A | #N/A | #N/A | #N/A | #N/A | #N/A | #N/A | #N/A | #N/A | #N/A | #N/A | #N/A | #N/A | #N/A | #N/A | #N/A | #N/A | #N/A | #N/A | #N/A | #N/A | #N/A | #N/A | #N/A | #N/A | #N/A | #N/A | #N/A | #N/A | #N/A | #N/A | #N/A | #N/A | #N/A | #N/A | #N/A | #N/A | #N/A | #N/A | #N/A | #N/A | #N/A | #N/A | #N/A | #N/A | #N/A | #N/A | #N/A | #N/A | #N/A | #N/A | #N/A | #N/A | #N/A | #N/A | #N/A | #N/A | #N/A | #N/A | #N/A | #N/A | #N/A | #N/A | #N/A | #N/A | #N/A
#N/A | 0 | 0 | 0 | #N/A | #N/A | 0% | #N/A | #N/A | #N/A | #N/A | #N/A | #N/A | #N/A | 0 |  | #N/A | #N/A | n/a | #N/A | #N/A | 0 | 0 | #N/A | #N/A | #N/A | #N/A | 0 | #N/A |  | #N/A | #N/A | #N/A | #N/A | #N/A | #N/A | #N/A | #N/A | #N/A | #N/A | #N/A | #N/A | #N/A | #N/A | #N/A | #N/A | #N/A | #N/A | #N/A | #N/A | #N/A | #N/A | #N/A | #N/A | #N/A | #N/A | #N/A | #N/A | #N/A | #N/A | #N/A | #N/A | #N/A | #N/A | #N/A | #N/A | #N/A | #N/A | #N/A | #N/A | #N/A | #N/A | #N/A | #N/A | #N/A | #N/A | #N/A | #N/A | #N/A | #N/A | #N/A | #N/A | #N/A | #N/A | #N/A | #N/A | #N/A | #N/A | #N/A | #N/A | #N/A | #N/A | #N/A | #N/A | #N/A | #N/A | #N/A | #N/A | #N/A | #N/A | #N/A | #N/A | #N/A | #N/A | #N/A | #N/A | #N/A | #N/A | #N/A | #N/A | #N/A | #N/A | #N/A | #N/A | #N/A | #N/A | #N/A | #N/A | #N/A | #N/A | #N/A | #N/A | #N/A | #N/A | #N/A | #N/A
#N/A | 0 | 0 | 0 | #N/A | #N/A | 0% | #N/A | #N/A | #N/A | #N/A | #N/A | #N/A | #N/A | 0 |  | #N/A | #N/A | n/a | #N/A | #N/A | 0 | 0 | #N/A | #N/A | #N/A | #N/A | 0 | #N/A |  | #N/A | #N/A | #N/A | #N/A | #N/A | #N/A | #N/A | #N/A | #N/A | #N/A | #N/A | #N/A | #N/A | #N/A | #N/A | #N/A | #N/A | #N/A | #N/A | #N/A | #N/A | #N/A | #N/A | #N/A | #N/A | #N/A | #N/A | #N/A | #N/A | #N/A | #N/A | #N/A | #N/A | #N/A | #N/A | #N/A | #N/A | #N/A | #N/A | #N/A | #N/A | #N/A | #N/A | #N/A | #N/A | #N/A | #N/A | #N/A | #N/A | #N/A | #N/A | #N/A | #N/A | #N/A | #N/A | #N/A | #N/A | #N/A | #N/A | #N/A | #N/A | #N/A | #N/A | #N/A | #N/A | #N/A | #N/A | #N/A | #N/A | #N/A | #N/A | #N/A | #N/A | #N/A | #N/A | #N/A | #N/A | #N/A | #N/A | #N/A | #N/A | #N/A | #N/A | #N/A | #N/A | #N/A | #N/A | #N/A | #N/A | #N/A | #N/A | #N/A | #N/A | #N/A | #N/A | #N/A
#N/A | 0 | 0 | 0 | #N/A | #N/A | 0% | #N/A | #N/A | #N/A | #N/A | #N/A | #N/A | #N/A | 0 |  | #N/A | #N/A | n/a | #N/A | #N/A | 0 | 0 | #N/A | #N/A | #N/A | #N/A | 0 | #N/A |  | #N/A | #N/A | #N/A | #N/A | #N/A | #N/A | #N/A | #N/A | #N/A | #N/A | #N/A | #N/A | #N/A | #N/A | #N/A | #N/A | #N/A | #N/A | #N/A | #N/A | #N/A | #N/A | #N/A | #N/A | #N/A | #N/A | #N/A | #N/A | #N/A | #N/A | #N/A | #N/A | #N/A | #N/A | #N/A | #N/A | #N/A | #N/A | #N/A | #N/A | #N/A | #N/A | #N/A | #N/A | #N/A | #N/A | #N/A | #N/A | #N/A | #N/A | #N/A | #N/A | #N/A | #N/A | #N/A | #N/A | #N/A | #N/A | #N/A | #N/A | #N/A | #N/A | #N/A | #N/A | #N/A | #N/A | #N/A | #N/A | #N/A | #N/A | #N/A | #N/A | #N/A | #N/A | #N/A | #N/A | #N/A | #N/A | #N/A | #N/A | #N/A | #N/A | #N/A | #N/A | #N/A | #N/A | #N/A | #N/A | #N/A | #N/A | #N/A | #N/A | #N/A | #N/A | #N/A | #N/A
#N/A | 0 | 0 | 0 | #N/A | #N/A | 0% | #N/A | #N/A | #N/A | #N/A | #N/A | #N/A | #N/A | 0 |  | #N/A | #N/A | n/a | #N/A | #N/A | 0 | 0 | #N/A | #N/A | #N/A | #N/A | 0 | #N/A |  | #N/A | #N/A | #N/A | #N/A | #N/A | #N/A | #N/A | #N/A | #N/A | #N/A | #N/A | #N/A | #N/A | #N/A | #N/A | #N/A | #N/A | #N/A | #N/A | #N/A | #N/A | #N/A | #N/A | #N/A | #N/A | #N/A | #N/A | #N/A | #N/A | #N/A | #N/A | #N/A | #N/A | #N/A | #N/A | #N/A | #N/A | #N/A | #N/A | #N/A | #N/A | #N/A | #N/A | #N/A | #N/A | #N/A | #N/A | #N/A | #N/A | #N/A | #N/A | #N/A | #N/A | #N/A | #N/A | #N/A | #N/A | #N/A | #N/A | #N/A | #N/A | #N/A | #N/A | #N/A | #N/A | #N/A | #N/A | #N/A | #N/A | #N/A | #N/A | #N/A | #N/A | #N/A | #N/A | #N/A | #N/A | #N/A | #N/A | #N/A | #N/A | #N/A | #N/A | #N/A | #N/A | #N/A | #N/A | #N/A | #N/A | #N/A | #N/A | #N/A | #N/A | #N/A | #N/A | #N/A
#N/A | 0 | 0 | 0 | #N/A | #N/A | 0% | #N/A | #N/A | #N/A | #N/A | #N/A | #N/A | #N/A | 0 |  | #N/A | #N/A | n/a | #N/A | #N/A | 0 | 0 | #N/A | #N/A | #N/A | #N/A | 0 | #N/A |  | #N/A | #N/A | #N/A | #N/A | #N/A | #N/A | #N/A | #N/A | #N/A | #N/A | #N/A | #N/A | #N/A | #N/A | #N/A | #N/A | #N/A | #N/A | #N/A | #N/A | #N/A | #N/A | #N/A | #N/A | #N/A | #N/A | #N/A | #N/A | #N/A | #N/A | #N/A | #N/A | #N/A | #N/A | #N/A | #N/A | #N/A | #N/A | #N/A | #N/A | #N/A | #N/A | #N/A | #N/A | #N/A | #N/A | #N/A | #N/A | #N/A | #N/A | #N/A | #N/A | #N/A | #N/A | #N/A | #N/A | #N/A | #N/A | #N/A | #N/A | #N/A | #N/A | #N/A | #N/A | #N/A | #N/A | #N/A | #N/A | #N/A | #N/A | #N/A | #N/A | #N/A | #N/A | #N/A | #N/A | #N/A | #N/A | #N/A | #N/A | #N/A | #N/A | #N/A | #N/A | #N/A | #N/A | #N/A | #N/A | #N/A | #N/A | #N/A | #N/A | #N/A | #N/A | #N/A | #N/A
#N/A | 0 | 0 | 0 | #N/A | #N/A | 0% | #N/A | #N/A | #N/A | #N/A | #N/A | #N/A | #N/A | 0 |  | #N/A | #N/A | n/a | #N/A | #N/A | 0 | 0 | #N/A | #N/A | #N/A | #N/A | 0 | #N/A |  | #N/A | #N/A | #N/A | #N/A | #N/A | #N/A | #N/A | #N/A | #N/A | #N/A | #N/A | #N/A | #N/A | #N/A | #N/A | #N/A | #N/A | #N/A | #N/A | #N/A | #N/A | #N/A | #N/A | #N/A | #N/A | #N/A | #N/A | #N/A | #N/A | #N/A | #N/A | #N/A | #N/A | #N/A | #N/A | #N/A | #N/A | #N/A | #N/A | #N/A | #N/A | #N/A | #N/A | #N/A | #N/A | #N/A | #N/A | #N/A | #N/A | #N/A | #N/A | #N/A | #N/A | #N/A | #N/A | #N/A | #N/A | #N/A | #N/A | #N/A | #N/A | #N/A | #N/A | #N/A | #N/A | #N/A | #N/A | #N/A | #N/A | #N/A | #N/A | #N/A | #N/A | #N/A | #N/A | #N/A | #N/A | #N/A | #N/A | #N/A | #N/A | #N/A | #N/A | #N/A | #N/A | #N/A | #N/A | #N/A | #N/A | #N/A | #N/A | #N/A | #N/A | #N/A | #N/A | #N/A
0 | 0 | 0 | 0 | 0 | 0 | 0% | 0 | 0 | 0 | 0 | 0 | 0 | 0 | 0 |  | n/a | n/a | n/a | n/a | n/a | 0 | 0 | 0 | 0 | #DIV/0! | 0 | 0 | 0 |  | 0 | 0 | 0 | 0 | 0 | 0 | 0 | 0 | 0 | 0 | 0 | 0 | 0 | 0 | 0 | 0 | 0 | 0 | 0 | 0 | 0 | 0 | 0 | 0 | 0 | 0 | 0 | 0 | 0 | 0 | 0 | 0 | 0 | 0 | 0 | 0 | 0 | 0 | 0 | 0 | 0 | 0 | 0 | 0 | 0 | 0 | 0 | 0 | 0 | 0 | 0 | 0 | 0 | 0 | 0 | 0 | 0 | 0 | 0 | 0 | 0 | 0 | 0 | 0 | 0 | 0 | 0 | 0 | 0 | 0 | 0 | 0 | 0 | 0 | 0 | 0 | 0 | 0 | 0 | 0 | 0 | 0 | 0 | 0 | 0 | 0 | 0 | 0 | 0 | 0 | 0 | 0 | 0 | 0 | 0 | 0
0 | 0 | 0 | 0 | 0 | 0 | 0% | 0 | 0 | 0 | 0 | 0 | 0 | 0 | 0 |  | n/a | n/a | n/a | n/a | n/a | 0 | 0 | 0 | 0 | #DIV/0! | 0 | 0 | 0 |  | 0 | 0 | 0 | 0 | 0 | 0 | 0 | 0 | 0 | 0 | 0 | 0 | 0 | 0 | 0 | 0 | 0 | 0 | 0 | 0 | 0 | 0 | 0 | 0 | 0 | 0 | 0 | 0 | 0 | 0 | 0 | 0 | 0 | 0 | 0 | 0 | 0 | 0 | 0 | 0 | 0 | 0 | 0 | 0 | 0 | 0 | 0 | 0 | 0 | 0 | 0 | 0 | 0 | 0 | 0 | 0 | 0 | 0 | 0 | 0 | 0 | 0 | 0 | 0 | 0 | 0 | 0 | 0 | 0 | 0 | 0 | 0 | 0 | 0 | 0 | 0 | 0 | 0 | 0 | 0 | 0 | 0 | 0 | 0 | 0 | 0 | 0 | 0 | 0 | 0 | 0 | 0 | 0 | 0 | 0 | 0
0 | 0 | 0 | 0 | 0 | 0 | 0% | 0 | 0 | 0 | 0 | 0 | 0 | 0 | 0 |  | n/a | n/a | n/a | n/a | n/a | 0 | 0 | 0 | 0 | #DIV/0! | 0 | 0 | 0 |  | 0 | 0 | 0 | 0 | 0 | 0 | 0 | 0 | 0 | 0 | 0 | 0 | 0 | 0 | 0 | 0 | 0 | 0 | 0 | 0 | 0 | 0 | 0 | 0 | 0 | 0 | 0 | 0 | 0 | 0 | 0 | 0 | 0 | 0 | 0 | 0 | 0 | 0 | 0 | 0 | 0 | 0 | 0 | 0 | 0 | 0 | 0 | 0 | 0 | 0 | 0 | 0 | 0 | 0 | 0 | 0 | 0 | 0 | 0 | 0 | 0 | 0 | 0 | 0 | 0 | 0 | 0 | 0 | 0 | 0 | 0 | 0 | 0 | 0 | 0 | 0 | 0 | 0 | 0 | 0 | 0 | 0 | 0 | 0 | 0 | 0 | 0 | 0 | 0 | 0 | 0 | 0 | 0 | 0 | 0 | 0
0 | 0 | 0 | 0 | 0 | 0 | 0% | 0 | 0 | 0 | 0 | 0 | 0 | 0 | 0 |  | n/a | n/a | n/a | n/a | n/a | 0 | 0 | 0 | 0 | #DIV/0! | 0 | 0 | 0 |  | 0 | 0 | 0 | 0 | 0 | 0 | 0 | 0 | 0 | 0 | 0 | 0 | 0 | 0 | 0 | 0 | 0 | 0 | 0 | 0 | 0 | 0 | 0 | 0 | 0 | 0 | 0 | 0 | 0 | 0 | 0 | 0 | 0 | 0 | 0 | 0 | 0 | 0 | 0 | 0 | 0 | 0 | 0 | 0 | 0 | 0 | 0 | 0 | 0 | 0 | 0 | 0 | 0 | 0 | 0 | 0 | 0 | 0 | 0 | 0 | 0 | 0 | 0 | 0 | 0 | 0 | 0 | 0 | 0 | 0 | 0 | 0 | 0 | 0 | 0 | 0 | 0 | 0 | 0 | 0 | 0 | 0 | 0 | 0 | 0 | 0 | 0 | 0 | 0 | 0 | 0 | 0 | 0 | 0 | 0 | 0
0 | 0 | 0 | 0 | 0 | 0 | 0% | 0 | 0 | 0 | 0 | 0 | 0 | 0 | 0 |  | n/a | n/a | n/a | n/a | n/a | 0 | 0 | 0 | 0 | #DIV/0! | 0 | 0 | 0 |  | 0 | 0 | 0 | 0 | 0 | 0 | 0 | 0 | 0 | 0 | 0 | 0 | 0 | 0 | 0 | 0 | 0 | 0 | 0 | 0 | 0 | 0 | 0 | 0 | 0 | 0 | 0 | 0 | 0 | 0 | 0 | 0 | 0 | 0 | 0 | 0 | 0 | 0 | 0 | 0 | 0 | 0 | 0 | 0 | 0 | 0 | 0 | 0 | 0 | 0 | 0 | 0 | 0 | 0 | 0 | 0 | 0 | 0 | 0 | 0 | 0 | 0 | 0 | 0 | 0 | 0 | 0 | 0 | 0 | 0 | 0 | 0 | 0 | 0 | 0 | 0 | 0 | 0 | 0 | 0 | 0 | 0 | 0 | 0 | 0 | 0 | 0 | 0 | 0 | 0 | 0 | 0 | 0 | 0 | 0 | 0
0 | 0 | 0 | 0 | 0 | 0 | 0% | 0 | 0 | 0 | 0 | 0 | 0 | 0 | 0 |  | n/a | n/a | n/a | n/a | n/a | 0 | 0 | 0 | 0 | #DIV/0! | 0 | 0 | 0 |  | 0 | 0 | 0 | 0 | 0 | 0 | 0 | 0 | 0 | 0 | 0 | 0 | 0 | 0 | 0 | 0 | 0 | 0 | 0 | 0 | 0 | 0 | 0 | 0 | 0 | 0 | 0 | 0 | 0 | 0 | 0 | 0 | 0 | 0 | 0 | 0 | 0 | 0 | 0 | 0 | 0 | 0 | 0 | 0 | 0 | 0 | 0 | 0 | 0 | 0 | 0 | 0 | 0 | 0 | 0 | 0 | 0 | 0 | 0 | 0 | 0 | 0 | 0 | 0 | 0 | 0 | 0 | 0 | 0 | 0 | 0 | 0 | 0 | 0 | 0 | 0 | 0 | 0 | 0 | 0 | 0 | 0 | 0 | 0 | 0 | 0 | 0 | 0 | 0 | 0 | 0 | 0 | 0 | 0 | 0 | 0
0 | 0 | 0 | 0 | 0 | 0 | 0% | 0 | 0 | 0 | 0 | 0 | 0 | 0 | 0 |  | n/a | n/a | n/a | n/a | n/a | 0 | 0 | 0 | 0 | #DIV/0! | 0 | 0 | 0 |  | 0 | 0 | 0 | 0 | 0 | 0 | 0 | 0 | 0 | 0 | 0 | 0 | 0 | 0 | 0 | 0 | 0 | 0 | 0 | 0 | 0 | 0 | 0 | 0 | 0 | 0 | 0 | 0 | 0 | 0 | 0 | 0 | 0 | 0 | 0 | 0 | 0 | 0 | 0 | 0 | 0 | 0 | 0 | 0 | 0 | 0 | 0 | 0 | 0 | 0 | 0 | 0 | 0 | 0 | 0 | 0 | 0 | 0 | 0 | 0 | 0 | 0 | 0 | 0 | 0 | 0 | 0 | 0 | 0 | 0 | 0 | 0 | 0 | 0 | 0 | 0 | 0 | 0 | 0 | 0 | 0 | 0 | 0 | 0 | 0 | 0 | 0 | 0 | 0 | 0 | 0 | 0 | 0 | 0 | 0 | 0
0 | 0 | 0 | 0 | 0 | 0 | 0% | 0 | 0 | 0 | 0 | 0 | 0 | 0 | 0 |  | n/a | n/a | n/a | n/a | n/a | 0 | 0 | 0 | 0 | #DIV/0! | 0 | 0 | 0 |  | 0 | 0 | 0 | 0 | 0 | 0 | 0 | 0 | 0 | 0 | 0 | 0 | 0 | 0 | 0 | 0 | 0 | 0 | 0 | 0 | 0 | 0 | 0 | 0 | 0 | 0 | 0 | 0 | 0 | 0 | 0 | 0 | 0 | 0 | 0 | 0 | 0 | 0 | 0 | 0 | 0 | 0 | 0 | 0 | 0 | 0 | 0 | 0 | 0 | 0 | 0 | 0 | 0 | 0 | 0 | 0 | 0 | 0 | 0 | 0 | 0 | 0 | 0 | 0 | 0 | 0 | 0 | 0 | 0 | 0 | 0 | 0 | 0 | 0 | 0 | 0 | 0 | 0 | 0 | 0 | 0 | 0 | 0 | 0 | 0 | 0 | 0 | 0 | 0 | 0 | 0 | 0 | 0 | 0 | 0 | 0
0 | 0 | 0 | 0 | 0 | 0 | 0% | 0 | 0 | 0 | 0 | 0 | 0 | 0 | 0 |  | n/a | n/a | n/a | n/a | n/a | 0 | 0 | 0 | 0 | #DIV/0! | 0 | 0 | 0 |  | 0 | 0 | 0 | 0 | 0 | 0 | 0 | 0 | 0 | 0 | 0 | 0 | 0 | 0 | 0 | 0 | 0 | 0 | 0 | 0 | 0 | 0 | 0 | 0 | 0 | 0 | 0 | 0 | 0 | 0 | 0 | 0 | 0 | 0 | 0 | 0 | 0 | 0 | 0 | 0 | 0 | 0 | 0 | 0 | 0 | 0 | 0 | 0 | 0 | 0 | 0 | 0 | 0 | 0 | 0 | 0 | 0 | 0 | 0 | 0 | 0 | 0 | 0 | 0 | 0 | 0 | 0 | 0 | 0 | 0 | 0 | 0 | 0 | 0 | 0 | 0 | 0 | 0 | 0 | 0 | 0 | 0 | 0 | 0 | 0 | 0 | 0 | 0 | 0 | 0 | 0 | 0 | 0 | 0 | 0 | 0
0 | 0 | 0 | 0 | 0 | 0 | 0% | 0 | 0 | 0 | 0 | 0 | 0 | 0 | 0 |  | n/a | n/a | n/a | n/a | n/a | 0 | 0 | 0 | 0 | #DIV/0! | 0 | 0 | 0 |  | 0 | 0 | 0 | 0 | 0 | 0 | 0 | 0 | 0 | 0 | 0 | 0 | 0 | 0 | 0 | 0 | 0 | 0 | 0 | 0 | 0 | 0 | 0 | 0 | 0 | 0 | 0 | 0 | 0 | 0 | 0 | 0 | 0 | 0 | 0 | 0 | 0 | 0 | 0 | 0 | 0 | 0 | 0 | 0 | 0 | 0 | 0 | 0 | 0 | 0 | 0 | 0 | 0 | 0 | 0 | 0 | 0 | 0 | 0 | 0 | 0 | 0 | 0 | 0 | 0 | 0 | 0 | 0 | 0 | 0 | 0 | 0 | 0 | 0 | 0 | 0 | 0 | 0 | 0 | 0 | 0 | 0 | 0 | 0 | 0 | 0 | 0 | 0 | 0 | 0 | 0 | 0 | 0 | 0 | 0 | 0
0 | 0 | 0 | 0 | 0 | 0 | 0% | 0 | 0 | 0 | 0 | 0 | 0 | 0 | 0 |  | n/a | n/a | n/a | n/a | n/a | 0 | 0 | 0 | 0 | #DIV/0! | 0 | 0 | 0 |  | 0 | 0 | 0 | 0 | 0 | 0 | 0 | 0 | 0 | 0 | 0 | 0 | 0 | 0 | 0 | 0 | 0 | 0 | 0 | 0 | 0 | 0 | 0 | 0 | 0 | 0 | 0 | 0 | 0 | 0 | 0 | 0 | 0 | 0 | 0 | 0 | 0 | 0 | 0 | 0 | 0 | 0 | 0 | 0 | 0 | 0 | 0 | 0 | 0 | 0 | 0 | 0 | 0 | 0 | 0 | 0 | 0 | 0 | 0 | 0 | 0 | 0 | 0 | 0 | 0 | 0 | 0 | 0 | 0 | 0 | 0 | 0 | 0 | 0 | 0 | 0 | 0 | 0 | 0 | 0 | 0 | 0 | 0 | 0 | 0 | 0 | 0 | 0 | 0 | 0 | 0 | 0 | 0 | 0 | 0 | 0
0 | 0 | 0 | 0 | 0 | 0 | 0% | 0 | 0 | 0 | 0 | 0 | 0 | 0 | 0 |  | n/a | n/a | n/a | n/a | n/a | 0 | 0 | 0 | 0 | #DIV/0! | 0 | 0 | 0 |  | 0 | 0 | 0 | 0 | 0 | 0 | 0 | 0 | 0 | 0 | 0 | 0 | 0 | 0 | 0 | 0 | 0 | 0 | 0 | 0 | 0 | 0 | 0 | 0 | 0 | 0 | 0 | 0 | 0 | 0 | 0 | 0 | 0 | 0 | 0 | 0 | 0 | 0 | 0 | 0 | 0 | 0 | 0 | 0 | 0 | 0 | 0 | 0 | 0 | 0 | 0 | 0 | 0 | 0 | 0 | 0 | 0 | 0 | 0 | 0 | 0 | 0 | 0 | 0 | 0 | 0 | 0 | 0 | 0 | 0 | 0 | 0 | 0 | 0 | 0 | 0 | 0 | 0 | 0 | 0 | 0 | 0 | 0 | 0 | 0 | 0 | 0 | 0 | 0 | 0 | 0 | 0 | 0 | 0 | 0 | 0
0 | 0 | 0 | 0 | 0 | 0 | 0% | 0 | 0 | 0 | 0 | 0 | 0 | 0 | 0 |  | n/a | n/a | n/a | n/a | n/a | 0 | 0 | 0 | 0 | #DIV/0! | 0 | 0 | 0 |  | 0 | 0 | 0 | 0 | 0 | 0 | 0 | 0 | 0 | 0 | 0 | 0 | 0 | 0 | 0 | 0 | 0 | 0 | 0 | 0 | 0 | 0 | 0 | 0 | 0 | 0 | 0 | 0 | 0 | 0 | 0 | 0 | 0 | 0 | 0 | 0 | 0 | 0 | 0 | 0 | 0 | 0 | 0 | 0 | 0 | 0 | 0 | 0 | 0 | 0 | 0 | 0 | 0 | 0 | 0 | 0 | 0 | 0 | 0 | 0 | 0 | 0 | 0 | 0 | 0 | 0 | 0 | 0 | 0 | 0 | 0 | 0 | 0 | 0 | 0 | 0 | 0 | 0 | 0 | 0 | 0 | 0 | 0 | 0 | 0 | 0 | 0 | 0 | 0 | 0 | 0 | 0 | 0 | 0 | 0 | 0
0 | 0 | 0 | 0 | 0 | 0 | 0% | 0 | 0 | 0 | 0 | 0 | 0 | 0 | 0 |  | n/a | n/a | n/a | n/a | n/a | 0 | 0 | 0 | 0 | #DIV/0! | 0 | 0 | 0 |  | 0 | 0 | 0 | 0 | 0 | 0 | 0 | 0 | 0 | 0 | 0 | 0 | 0 | 0 | 0 | 0 | 0 | 0 | 0 | 0 | 0 | 0 | 0 | 0 | 0 | 0 | 0 | 0 | 0 | 0 | 0 | 0 | 0 | 0 | 0 | 0 | 0 | 0 | 0 | 0 | 0 | 0 | 0 | 0 | 0 | 0 | 0 | 0 | 0 | 0 | 0 | 0 | 0 | 0 | 0 | 0 | 0 | 0 | 0 | 0 | 0 | 0 | 0 | 0 | 0 | 0 | 0 | 0 | 0 | 0 | 0 | 0 | 0 | 0 | 0 | 0 | 0 | 0 | 0 | 0 | 0 | 0 | 0 | 0 | 0 | 0 | 0 | 0 | 0 | 0 | 0 | 0 | 0 | 0 | 0 | 0
0 | 0 | 0 | 0 | 0 | 0 | 0% | 0 | 0 | 0 | 0 | 0 | 0 | 0 | 0 |  | n/a | n/a | n/a | n/a | n/a | 0 | 0 | 0 | 0 | #DIV/0! | 0 | 0 | 0 |  | 0 | 0 | 0 | 0 | 0 | 0 | 0 | 0 | 0 | 0 | 0 | 0 | 0 | 0 | 0 | 0 | 0 | 0 | 0 | 0 | 0 | 0 | 0 | 0 | 0 | 0 | 0 | 0 | 0 | 0 | 0 | 0 | 0 | 0 | 0 | 0 | 0 | 0 | 0 | 0 | 0 | 0 | 0 | 0 | 0 | 0 | 0 | 0 | 0 | 0 | 0 | 0 | 0 | 0 | 0 | 0 | 0 | 0 | 0 | 0 | 0 | 0 | 0 | 0 | 0 | 0 | 0 | 0 | 0 | 0 | 0 | 0 | 0 | 0 | 0 | 0 | 0 | 0 | 0 | 0 | 0 | 0 | 0 | 0 | 0 | 0 | 0 | 0 | 0 | 0 | 0 | 0 | 0 | 0 | 0 | 0
0 | 0 | 0 | 0 | 0 | 0 | 0% | 0 | 0 | 0 | 0 | 0 | 0 | 0 | 0 |  | n/a | n/a | n/a | n/a | n/a | 0 | 0 | 0 | 0 | #DIV/0! | 0 | 0 | 0 |  | 0 | 0 | 0 | 0 | 0 | 0 | 0 | 0 | 0 | 0 | 0 | 0 | 0 | 0 | 0 | 0 | 0 | 0 | 0 | 0 | 0 | 0 | 0 | 0 | 0 | 0 | 0 | 0 | 0 | 0 | 0 | 0 | 0 | 0 | 0 | 0 | 0 | 0 | 0 | 0 | 0 | 0 | 0 | 0 | 0 | 0 | 0 | 0 | 0 | 0 | 0 | 0 | 0 | 0 | 0 | 0 | 0 | 0 | 0 | 0 | 0 | 0 | 0 | 0 | 0 | 0 | 0 | 0 | 0 | 0 | 0 | 0 | 0 | 0 | 0 | 0 | 0 | 0 | 0 | 0 | 0 | 0 | 0 | 0 | 0 | 0 | 0 | 0 | 0 | 0 | 0 | 0 | 0 | 0 | 0 | 0
0 | 0 | 0 | 0 | 0 | 0 | 0% | 0 | 0 | 0 | 0 | 0 | 0 | 0 | 0 |  | n/a | n/a | n/a | n/a | n/a | 0 | 0 | 0 | 0 | #DIV/0! | 0 | 0 | 0 |  | 0 | 0 | 0 | 0 | 0 | 0 | 0 | 0 | 0 | 0 | 0 | 0 | 0 | 0 | 0 | 0 | 0 | 0 | 0 | 0 | 0 | 0 | 0 | 0 | 0 | 0 | 0 | 0 | 0 | 0 | 0 | 0 | 0 | 0 | 0 | 0 | 0 | 0 | 0 | 0 | 0 | 0 | 0 | 0 | 0 | 0 | 0 | 0 | 0 | 0 | 0 | 0 | 0 | 0 | 0 | 0 | 0 | 0 | 0 | 0 | 0 | 0 | 0 | 0 | 0 | 0 | 0 | 0 | 0 | 0 | 0 | 0 | 0 | 0 | 0 | 0 | 0 | 0 | 0 | 0 | 0 | 0 | 0 | 0 | 0 | 0 | 0 | 0 | 0 | 0 | 0 | 0 | 0 | 0 | 0 | 0
0 | 0 | 0 | 0 | 0 | 0 | 0% | 0 | 0 | 0 | 0 | 0 | 0 | 0 | 0 |  | n/a | n/a | n/a | n/a | n/a | 0 | 0 | 0 | 0 | #DIV/0! | 0 | 0 | 0 |  | 0 | 0 | 0 | 0 | 0 | 0 | 0 | 0 | 0 | 0 | 0 | 0 | 0 | 0 | 0 | 0 | 0 | 0 | 0 | 0 | 0 | 0 | 0 | 0 | 0 | 0 | 0 | 0 | 0 | 0 | 0 | 0 | 0 | 0 | 0 | 0 | 0 | 0 | 0 | 0 | 0 | 0 | 0 | 0 | 0 | 0 | 0 | 0 | 0 | 0 | 0 | 0 | 0 | 0 | 0 | 0 | 0 | 0 | 0 | 0 | 0 | 0 | 0 | 0 | 0 | 0 | 0 | 0 | 0 | 0 | 0 | 0 | 0 | 0 | 0 | 0 | 0 | 0 | 0 | 0 | 0 | 0 | 0 | 0 | 0 | 0 | 0 | 0 | 0 | 0 | 0 | 0 | 0 | 0 | 0 | 0
0 | 0 | 0 | 0 | 0 | 0 | 0% | 0 | 0 | 0 | 0 | 0 | 0 | 0 | 0 |  | n/a | n/a | n/a | n/a | n/a | 0 | 0 | 0 | 0 | #DIV/0! | 0 | 0 | 0 |  | 0 | 0 | 0 | 0 | 0 | 0 | 0 | 0 | 0 | 0 | 0 | 0 | 0 | 0 | 0 | 0 | 0 | 0 | 0 | 0 | 0 | 0 | 0 | 0 | 0 | 0 | 0 | 0 | 0 | 0 | 0 | 0 | 0 | 0 | 0 | 0 | 0 | 0 | 0 | 0 | 0 | 0 | 0 | 0 | 0 | 0 | 0 | 0 | 0 | 0 | 0 | 0 | 0 | 0 | 0 | 0 | 0 | 0 | 0 | 0 | 0 | 0 | 0 | 0 | 0 | 0 | 0 | 0 | 0 | 0 | 0 | 0 | 0 | 0 | 0 | 0 | 0 | 0 | 0 | 0 | 0 | 0 | 0 | 0 | 0 | 0 | 0 | 0 | 0 | 0 | 0 | 0 | 0 | 0 | 0 | 0
0 | 0 | 0 | 0 | 0 | 0 | 0% | 0 | 0 | 0 | 0 | 0 | 0 | 0 | 0 |  | n/a | n/a | n/a | n/a | n/a | 0 | 0 | 0 | 0 | #DIV/0! | 0 | 0 | 0 |  | 0 | 0 | 0 | 0 | 0 | 0 | 0 | 0 | 0 | 0 | 0 | 0 | 0 | 0 | 0 | 0 | 0 | 0 | 0 | 0 | 0 | 0 | 0 | 0 | 0 | 0 | 0 | 0 | 0 | 0 | 0 | 0 | 0 | 0 | 0 | 0 | 0 | 0 | 0 | 0 | 0 | 0 | 0 | 0 | 0 | 0 | 0 | 0 | 0 | 0 | 0 | 0 | 0 | 0 | 0 | 0 | 0 | 0 | 0 | 0 | 0 | 0 | 0 | 0 | 0 | 0 | 0 | 0 | 0 | 0 | 0 | 0 | 0 | 0 | 0 | 0 | 0 | 0 | 0 | 0 | 0 | 0 | 0 | 0 | 0 | 0 | 0 | 0 | 0 | 0 | 0 | 0 | 0 | 0 | 0 | 0
0 | 0 | 0 | 0 | 0 | 0 | 0% | 0 | 0 | 0 | 0 | 0 | 0 | 0 | 0 |  | n/a | n/a | n/a | n/a | n/a | 0 | 0 | 0 | 0 | #DIV/0! | 0 | 0 | 0 |  | 0 | 0 | 0 | 0 | 0 | 0 | 0 | 0 | 0 | 0 | 0 | 0 | 0 | 0 | 0 | 0 | 0 | 0 | 0 | 0 | 0 | 0 | 0 | 0 | 0 | 0 | 0 | 0 | 0 | 0 | 0 | 0 | 0 | 0 | 0 | 0 | 0 | 0 | 0 | 0 | 0 | 0 | 0 | 0 | 0 | 0 | 0 | 0 | 0 | 0 | 0 | 0 | 0 | 0 | 0 | 0 | 0 | 0 | 0 | 0 | 0 | 0 | 0 | 0 | 0 | 0 | 0 | 0 | 0 | 0 | 0 | 0 | 0 | 0 | 0 | 0 | 0 | 0 | 0 | 0 | 0 | 0 | 0 | 0 | 0 | 0 | 0 | 0 | 0 | 0 | 0 | 0 | 0 | 0 | 0 | 0
0 | 0 | 0 | 0 | 0 | 0 | 0% | 0 | 0 | 0 | 0 | 0 | 0 | 0 | 0 |  | n/a | n/a | n/a | n/a | n/a | 0 | 0 | 0 | 0 | #DIV/0! | 0 | 0 | 0 |  | 0 | 0 | 0 | 0 | 0 | 0 | 0 | 0 | 0 | 0 | 0 | 0 | 0 | 0 | 0 | 0 | 0 | 0 | 0 | 0 | 0 | 0 | 0 | 0 | 0 | 0 | 0 | 0 | 0 | 0 | 0 | 0 | 0 | 0 | 0 | 0 | 0 | 0 | 0 | 0 | 0 | 0 | 0 | 0 | 0 | 0 | 0 | 0 | 0 | 0 | 0 | 0 | 0 | 0 | 0 | 0 | 0 | 0 | 0 | 0 | 0 | 0 | 0 | 0 | 0 | 0 | 0 | 0 | 0 | 0 | 0 | 0 | 0 | 0 | 0 | 0 | 0 | 0 | 0 | 0 | 0 | 0 | 0 | 0 | 0 | 0 | 0 | 0 | 0 | 0 | 0 | 0 | 0 | 0 | 0 | 0
0 | 0 | 0 | 0 | 0 | 0 | 0% | 0 | 0 | 0 | 0 | 0 | 0 | 0 | 0 |  | n/a | n/a | n/a | n/a | n/a | 0 | 0 | 0 | 0 | #DIV/0! | 0 | 0 | 0 |  | 0 | 0 | 0 | 0 | 0 | 0 | 0 | 0 | 0 | 0 | 0 | 0 | 0 | 0 | 0 | 0 | 0 | 0 | 0 | 0 | 0 | 0 | 0 | 0 | 0 | 0 | 0 | 0 | 0 | 0 | 0 | 0 | 0 | 0 | 0 | 0 | 0 | 0 | 0 | 0 | 0 | 0 | 0 | 0 | 0 | 0 | 0 | 0 | 0 | 0 | 0 | 0 | 0 | 0 | 0 | 0 | 0 | 0 | 0 | 0 | 0 | 0 | 0 | 0 | 0 | 0 | 0 | 0 | 0 | 0 | 0 | 0 | 0 | 0 | 0 | 0 | 0 | 0 | 0 | 0 | 0 | 0 | 0 | 0 | 0 | 0 | 0 | 0 | 0 | 0 | 0 | 0 | 0 | 0 | 0 | 0
0 | 0 | 0 | 0 | 0 | 0 | 0% | 0 | 0 | 0 | 0 | 0 | 0 | 0 | 0 |  | n/a | n/a | n/a | n/a | n/a | 0 | 0 | 0 | 0 | #DIV/0! | 0 | 0 | 0 |  | 0 | 0 | 0 | 0 | 0 | 0 | 0 | 0 | 0 | 0 | 0 | 0 | 0 | 0 | 0 | 0 | 0 | 0 | 0 | 0 | 0 | 0 | 0 | 0 | 0 | 0 | 0 | 0 | 0 | 0 | 0 | 0 | 0 | 0 | 0 | 0 | 0 | 0 | 0 | 0 | 0 | 0 | 0 | 0 | 0 | 0 | 0 | 0 | 0 | 0 | 0 | 0 | 0 | 0 | 0 | 0 | 0 | 0 | 0 | 0 | 0 | 0 | 0 | 0 | 0 | 0 | 0 | 0 | 0 | 0 | 0 | 0 | 0 | 0 | 0 | 0 | 0 | 0 | 0 | 0 | 0 | 0 | 0 | 0 | 0 | 0 | 0 | 0 | 0 | 0 | 0 | 0 | 0 | 0 | 0 | 0

## 2020
Year | 2020
[7 empty] | Net Annual Savings with Line Losses |  |  |  |  | Costs per Unit |  | Total Costs |  | B/C Ratio -- Cost Tests |  |  |  |  | Levelized Cost $/kWh | First Year Cost $/kWh | Net Present Value | [6 empty] | Net kWh Savings | [31 empty] | Net kW Savings | [31 empty] | Net Therm Savings
Sector | Program | Tier | Measure | Measure Life | Remaining Life | NTG | Therms | kWh | kW | Remaining kWh | Remaining kW | Incremental Cost | Future Avoided Cost | Total Incentives | Admin | TRC | RIM | Utility | Societal | Participant |  |  | Avoided Energy & Demand Cost | Avoided Environmental Costs | Participant Bill Savings | Lost Utility Revenue | Participant Incentives | Incremental Cost | Program Delivery Costs | 2016 | 2017 | 2018 | 2019 | 2020 | 2021 | 2022 | 2023 | 2024 | 2025 | 2026 | 2027 | 2028 | 2029 | 2030 | 2031 | 2032 | 2033 | 2034 | 2035 | 2036 | 2037 | 2038 | 2039 | 2040 | 2041 | 2042 | 2043 | 2044 | 2045 | 2046 | 2047 | 2016 | 2017 | 2018 | 2019 | 2020 | 2021 | 2022 | 2023 | 2024 | 2025 | 2026 | 2027 | 2028 | 2029 | 2030 | 2031 | 2032 | 2033 | 2034 | 2035 | 2036 | 2037 | 2038 | 2039 | 2040 | 2041 | 2042 | 2043 | 2044 | 2045 | 2046 | 2047 | 2016 | 2017 | 2018 | 2019 | 2020 | 2021 | 2022 | 2023 | 2024 | 2025 | 2026 | 2027 | 2028 | 2029 | 2030 | 2031 | 2032 | 2033 | 2034 | 2035 | 2036 | 2037 | 2038 | 2039 | 2040 | 2041 | 2042 | 2043 | 2044 | 2045 | 2046 | 2047
0 | 0 | 0 | [5 empty] | 29526318.1703 |  | 0 | [5 empty] | 1.655 | 0.43852 | 1.7789 | 1.9272 | 13.2447 | 0.038974 | 0.15316 | 8044814.5152 | 1322757.8384 | 19241316.0363 | 13823132.0927 | 1205191.9452 | 1543748.2949 | 3317060.9725 | 0 | 0 | 0 | 0 | 29078787.2176 | 29078787.2176 | 16651714.5702 | 16651714.5702 | 16651714.5702 | 15597457.8121 | 13532996.0711 | 13532996.0711 | 13070589.0442 | 12926428.4 | 9320399.8365 | 8566228.2963 | 8421103.0438 | 8421103.0438 | 8345026.7293 | 3486578.0432 | 3471559.9948 | 3471559.9948 | 3050802.8181 | 3050802.8181 | 816344.2278 | 816344.2278 | 816344.2278 | 816344.2278 | 816344.2278 | 0 | 0 | 0 | 0 | 0 | 0 | 0 | 5106.997 | 5106.997 | 2588.401 | 2588.401 | 2588.401 | 2452.447 | 2304.8474 | 2304.8474 | 2243.2006 | 2186.4553 | 1653.8126 | 1481.9486 | 1468.4754 | 1468.4754 | 1458.5455 | 596.1135 | 594.3764 | 594.3764 | 499.7352 | 499.7352 | 186.0139 | 186.0139 | 186.0139 | 186.0139 | 186.0139 | 0 | 0 | 0 | 0 | 0 | 0 | 0 | 17814.6247 | 17814.6247 | 17814.6247 | 17814.6247 | 17814.6247 | 17814.6247 | 17814.6247 | 17814.6247 | 17814.6247 | 16385.0444 | 13443.1961 | 13443.1961 | 13443.1961 | 13443.1961 | 13035.4189 | 5555.8053 | 5555.8053 | 5555.8053 | 5555.8053 | 5555.8053 | 2037.2953 | 2037.2953 | 2037.2953 | 2037.2953 | 2037.2953 | 0 | 0 | 0
Residential | Residential Total | [6 empty] | 19281372.9389 |  | 0 |  |  |  | 628122 | 2797691.08 | 1.6858 | 0.36812 | 1.6925 | 1.9662 | 23.011 | 0.040502 | 0.13021 | 4249327.1864 | 706662.1454 | 10362127.9828 | 9032543.525 | 460322.985 | 470316.4267 | 2050304.7324 | 0 | 0 | 0 | 0 | 19713811.1472 | 19713811.1472 | 7286738.4998 | 7286738.4998 | 7286738.4998 | 7147821.3398 | 5083359.5988 | 5083359.5988 | 4707234.9013 | 4563074.2571 | 4297738.0453 | 4297738.0453 | 4268158.4094 | 4268158.4094 | 4192082.0948 | 3354892.0552 | 3354892.0552 | 3354892.0552 | 2934134.8785 | 2934134.8785 | 816344.2278 | 816344.2278 | 816344.2278 | 816344.2278 | 816344.2278 | 0 | 0 | 0 | 0 | 0 | 0 | 0 | 3477.5429 | 3477.5429 | 958.9469 | 958.9469 | 958.9469 | 934.7731 | 787.1735 | 787.1735 | 740.6063 | 683.861 | 656.2407 | 656.2407 | 649.395 | 649.395 | 639.4651 | 525.9207 | 525.9207 | 525.9207 | 431.2796 | 431.2796 | 186.0139 | 186.0139 | 186.0139 | 186.0139 | 186.0139 | 0 | 0 | 0 | 0 | 0 | 0 | 0 | 7374.7316 | 7374.7316 | 7374.7316 | 7374.7316 | 7374.7316 | 7374.7316 | 7374.7316 | 7374.7316 | 7374.7316 | 5945.1513 | 3003.303 | 3003.303 | 3003.303 | 3003.303 | 2595.5257 | 5555.8053 | 5555.8053 | 5555.8053 | 5555.8053 | 5555.8053 | 2037.2953 | 2037.2953 | 2037.2953 | 2037.2953 | 2037.2953 | 0 | 0 | 0
Residential | Residential Efficient Products | 0 | [5 empty] | 676516.2601 |  | 0 |  |  |  | 208000 | 105117.88 | 2.0881 | 0.45249 | 1.7062 | 2.361 | 8.2751 | 0.051114 | 0.33919 | 391515.938 | 51178.9971 | 761677.1681 | 635786.233 | 152434.0508 | 110464.8527 | 77036.2705 | 0 | 0 | 0 | 0 | 676516.2601 | 676516.2601 | 676516.2601 | 676516.2601 | 676516.2601 | 676516.2601 | 676516.2601 | 676516.2601 | 676516.2601 | 658686.6671 | 658686.6671 | 658686.6671 | 629107.0311 | 629107.0311 | 553030.7166 | 0 | 0 | 0 | 0 | 0 | 0 | 0 | 0 | 0 | 0 | 0 | 0 | 0 | 0 | 0 | 0 | 0 | 78.4268 | 78.4268 | 78.4268 | 78.4268 | 78.4268 | 78.4268 | 78.4268 | 78.4268 | 78.4268 | 76.3644 | 76.3644 | 76.3644 | 69.5188 | 69.5188 | 59.5889 | 0 | 0 | 0 | 0 | 0 | 0 | 0 | 0 | 0 | 0 | 0 | 0 | 0 | 0 | 0 | 0 | 0 | -3428.8733 | -3428.8733 | -3428.8733 | -3428.8733 | -3428.8733 | -3428.8733 | -3428.8733 | -3428.8733 | -3428.8733 | -3428.8733 | -3428.8733 | -3428.8733 | -3428.8733 | -3428.8733 | -3836.6506 | 0 | 0 | 0 | 0 | 0 | 0 | 0 | 0 | 0 | 0 | 0 | 0 | 0
Residential | Residential Efficient Products | Lighting | [5 empty] | 553030.7166 |  | 0 |  |  |  | 159500 | 75450.63 | 2.7316 | 0.48854 | 1.9674 | 3.0746 | 10.7872 | 0.046148 | 0.31135 | 338760.607 | 42535.0397 | 624429.8062 | 521223.2832 | 116890.5342 | 68722.107 | 55294.4479 | 0 | 0 | 0 | 0 | 553030.7166 | 553030.7166 | 553030.7166 | 553030.7166 | 553030.7166 | 553030.7166 | 553030.7166 | 553030.7166 | 553030.7166 | 553030.7166 | 553030.7166 | 553030.7166 | 553030.7166 | 553030.7166 | 553030.7166 | 0 | 0 | 0 | 0 | 0 | 0 | 0 | 0 | 0 | 0 | 0 | 0 | 0 | 0 | 0 | 0 | 0 | 59.5889 | 59.5889 | 59.5889 | 59.5889 | 59.5889 | 59.5889 | 59.5889 | 59.5889 | 59.5889 | 59.5889 | 59.5889 | 59.5889 | 59.5889 | 59.5889 | 59.5889 | 0 | 0 | 0 | 0 | 0 | 0 | 0 | 0 | 0 | 0 | 0 | 0 | 0 | 0 | 0 | 0 | 0 | -3836.6506 | -3836.6506 | -3836.6506 | -3836.6506 | -3836.6506 | -3836.6506 | -3836.6506 | -3836.6506 | -3836.6506 | -3836.6506 | -3836.6506 | -3836.6506 | -3836.6506 | -3836.6506 | -3836.6506 | 0 | 0 | 0 | 0 | 0 | 0 | 0 | 0 | 0 | 0 | 0 | 0 | 0
Residential | Residential Efficient Products | Appliance | [5 empty] | 123485.5436 |  | 0 |  |  |  | 48500 | 29667.25 | 0.83099 | 0.30699 | 0.92092 | 0.96715 | 4.1394 | 0.07555 | 0.4639 | 52755.331 | 8643.9574 | 137247.3619 | 114562.9498 | 35543.5167 | 41742.7457 | 21741.8226 | 0 | 0 | 0 | 0 | 123485.5436 | 123485.5436 | 123485.5436 | 123485.5436 | 123485.5436 | 123485.5436 | 123485.5436 | 123485.5436 | 123485.5436 | 105655.9505 | 105655.9505 | 105655.9505 | 76076.3145 | 76076.3145 | 0 | 0 | 0 | 0 | 0 | 0 | 0 | 0 | 0 | 0 | 0 | 0 | 0 | 0 | 0 | 0 | 0 | 0 | 18.8379 | 18.8379 | 18.8379 | 18.8379 | 18.8379 | 18.8379 | 18.8379 | 18.8379 | 18.8379 | 16.7755 | 16.7755 | 16.7755 | 9.9299 | 9.9299 | 0 | 0 | 0 | 0 | 0 | 0 | 0 | 0 | 0 | 0 | 0 | 0 | 0 | 0 | 0 | 0 | 0 | 0 | 407.7773 | 407.7773 | 407.7773 | 407.7773 | 407.7773 | 407.7773 | 407.7773 | 407.7773 | 407.7773 | 407.7773 | 407.7773 | 407.7773 | 407.7773 | 407.7773 | 0 | 0 | 0 | 0 | 0 | 0 | 0 | 0 | 0 | 0 | 0 | 0 | 0 | 0
Residential | Appliance Recycling | 0 | [5 empty] | 376124.6975 |  | 0 |  |  |  | 31750 | 73337.94 | 1.1818 | 0.34925 | 1.4246 | 1.3914 | 8.7973 | 0.045121 | 0.20476 | 109718.1434 | 19457.9559 | 320623.1435 | 237140.6461 | 23268.1784 | 39090.5398 | 53746.1504 | 0 | 0 | 0 | 0 | 376124.6975 | 376124.6975 | 376124.6975 | 376124.6975 | 376124.6975 | 376124.6975 | 376124.6975 | 376124.6975 | 0 | 0 | 0 | 0 | 0 | 0 | 0 | 0 | 0 | 0 | 0 | 0 | 0 | 0 | 0 | 0 | 0 | 0 | 0 | 0 | 0 | 0 | 0 | 0 | 46.5673 | 46.5673 | 46.5673 | 46.5673 | 46.5673 | 46.5673 | 46.5673 | 46.5673 | 0 | 0 | 0 | 0 | 0 | 0 | 0 | 0 | 0 | 0 | 0 | 0 | 0 | 0 | 0 | 0 | 0 | 0 | 0 | 0 | 0 | 0 | 0 | 0 | 0 | 0 | 0 | 0 | 0 | 0 | 0 | 0 | 0 | 0 | 0 | 0 | 0 | 0 | 0 | 0 | 0 | 0 | 0 | 0 | 0 | 0 | 0 | 0 | 0 | 0 | 0 | 0
Residential | New Manufactured Homes | 0 | [5 empty] | 350293.6418 |  | 0 |  |  |  | 117750 | 84637.5 | 1.8048 | 0.43292 | 1.7953 | 2.029 | 8.9676 | 0.051116 | 0.42342 | 266282.265 | 33079.1676 | 680587.0061 | 466763.4912 | 86293.7956 | 85517.0294 | 62027.1009 | 0 | 0 | 0 | 0 | 350293.6418 | 350293.6418 | 350293.6418 | 350293.6418 | 350293.6418 | 350293.6418 | 350293.6418 | 350293.6418 | 350293.6418 | 350293.6418 | 350293.6418 | 350293.6418 | 350293.6418 | 350293.6418 | 350293.6418 | 350293.6418 | 350293.6418 | 350293.6418 | 310919.7518 | 310919.7518 | 310919.7518 | 310919.7518 | 310919.7518 | 310919.7518 | 310919.7518 | 0 | 0 | 0 | 0 | 0 | 0 | 0 | 147.5772 | 147.5772 | 147.5772 | 147.5772 | 147.5772 | 147.5772 | 147.5772 | 147.5772 | 147.5772 | 147.5772 | 147.5772 | 147.5772 | 147.5772 | 147.5772 | 147.5772 | 147.5772 | 147.5772 | 147.5772 | 128.3421 | 128.3421 | 128.3421 | 128.3421 | 128.3421 | 128.3421 | 128.3421 | 0 | 0 | 0 | 0 | 0 | 0 | 0 | 0 | 0 | 0 | 0 | 0 | 0 | 0 | 0 | 0 | 0 | 0 | 0 | 0 | 0 | 0 | 0 | 0 | 0 | 0 | 0 | 0 | 0 | 0 | 0 | 0 | 0 | 0 | 0
Residential | New Manufactured Homes | Tier 1 | [5 empty] | 184701.2283 |  | 0 |  |  |  | 51750 | 52042.5 | 1.8267 | 0.5035 | 2.1047 | 2.0233 | 7.8913 | 0.050338 | 0.41183 | 160094.8153 | 17226.3471 | 352709.5726 | 241896.9949 | 37925.2987 | 49501.8078 | 38139.6591 | 0 | 0 | 0 | 0 | 184701.2283 | 184701.2283 | 184701.2283 | 184701.2283 | 184701.2283 | 184701.2283 | 184701.2283 | 184701.2283 | 184701.2283 | 184701.2283 | 184701.2283 | 184701.2283 | 184701.2283 | 184701.2283 | 184701.2283 | 184701.2283 | 184701.2283 | 184701.2283 | 145327.3383 | 145327.3383 | 145327.3383 | 145327.3383 | 145327.3383 | 145327.3383 | 145327.3383 | 0 | 0 | 0 | 0 | 0 | 0 | 0 | 108.056 | 108.056 | 108.056 | 108.056 | 108.056 | 108.056 | 108.056 | 108.056 | 108.056 | 108.056 | 108.056 | 108.056 | 108.056 | 108.056 | 108.056 | 108.056 | 108.056 | 108.056 | 88.8209 | 88.8209 | 88.8209 | 88.8209 | 88.8209 | 88.8209 | 88.8209 | 0 | 0 | 0 | 0 | 0 | 0 | 0 | 0 | 0 | 0 | 0 | 0 | 0 | 0 | 0 | 0 | 0 | 0 | 0 | 0 | 0 | 0 | 0 | 0 | 0 | 0 | 0 | 0 | 0 | 0 | 0 | 0 | 0 | 0 | 0
Residential | New Manufactured Homes | Tier 2 | [5 empty] | 165592.4135 |  | 0 |  |  |  | 66000 | 32595 | 1.7727 | 0.35739 | 1.4696 | 2.0373 | 10.4469 | 0.05196 | 0.43635 | 106187.4497 | 15852.8205 | 327877.4334 | 224866.4964 | 48368.4969 | 36015.2216 | 23887.4418 | 0 | 0 | 0 | 0 | 165592.4135 | 165592.4135 | 165592.4135 | 165592.4135 | 165592.4135 | 165592.4135 | 165592.4135 | 165592.4135 | 165592.4135 | 165592.4135 | 165592.4135 | 165592.4135 | 165592.4135 | 165592.4135 | 165592.4135 | 165592.4135 | 165592.4135 | 165592.4135 | 165592.4135 | 165592.4135 | 165592.4135 | 165592.4135 | 165592.4135 | 165592.4135 | 165592.4135 | 0 | 0 | 0 | 0 | 0 | 0 | 0 | 39.5212 | 39.5212 | 39.5212 | 39.5212 | 39.5212 | 39.5212 | 39.5212 | 39.5212 | 39.5212 | 39.5212 | 39.5212 | 39.5212 | 39.5212 | 39.5212 | 39.5212 | 39.5212 | 39.5212 | 39.5212 | 39.5212 | 39.5212 | 39.5212 | 39.5212 | 39.5212 | 39.5212 | 39.5212 | 0 | 0 | 0 | 0 | 0 | 0 | 0 | 0 | 0 | 0 | 0 | 0 | 0 | 0 | 0 | 0 | 0 | 0 | 0 | 0 | 0 | 0 | 0 | 0 | 0 | 0 | 0 | 0 | 0 | 0 | 0 | 0 | 0 | 0 | 0
Residential | Whole House Efficiency | 0 | [5 empty] | 4757420.0482 | [5 empty] | 270622 | 1542316.21 | 1.4984 | 0.33778 | 1.54 | 1.7559 | 24.7621 | 0.043075 | 0.27927 | 2046135.5759 | 351623.6126 | 5626819.4886 | 4728991.8829 | 198326.9601 | 235244.0049 | 1130295.7095 | 0 | 0 | 0 | 0 | 5180971.3438 | 5180971.3438 | 5179585.7828 | 5179585.7828 | 5179585.7828 | 5052661.2324 | 3230498.4506 | 3230498.4506 | 3230498.4506 | 3109823.2615 | 2855665.5808 | 2855665.5808 | 2855665.5808 | 2855665.5808 | 2855665.5808 | 2626473.2713 | 2626473.2713 | 2626473.2713 | 2253976.8973 | 2253976.8973 | 185784.2144 | 185784.2144 | 185784.2144 | 185784.2144 | 185784.2144 | 0 | 0 | 0 | 0 | 0 | 0 | 0 | 596.0499 | 596.0499 | 595.6185 | 595.6185 | 595.6185 | 572.8319 | 442.9773 | 442.9773 | 442.9773 | 390.7257 | 364.2183 | 364.2183 | 364.2183 | 364.2183 | 364.2183 | 319.8427 | 319.8427 | 319.8427 | 248.7782 | 248.7782 | 11.0469 | 11.0469 | 11.0469 | 11.0469 | 11.0469 | 0 | 0 | 0 | 0 | 0 | 0 | 0 | 10664.2902 | 10664.2902 | 10664.2902 | 10664.2902 | 10664.2902 | 10664.2902 | 10664.2902 | 10664.2902 | 10664.2902 | 9265.0174 | 6383.0702 | 6383.0702 | 6383.0702 | 6383.0702 | 6383.0702 | 5555.8053 | 5555.8053 | 5555.8053 | 5555.8053 | 5555.8053 | 2037.2953 | 2037.2953 | 2037.2953 | 2037.2953 | 2037.2953 | 0 | 0 | 0
Residential | Whole House Efficiency | Single Family | [5 empty] | 2043215.1314 |  | 0 |  |  |  | 0 | 1025317.13 | 1.309 | 0.32317 | 1.309 | 1.5323 | n/a | 0.051054 | 0.36776 | 983571.0782 | 167785.1156 | 2288327.3979 | 2292092.9926 | 0 | 0 | 751409.8247 | 0 | 0 | 0 | 0 | 2043215.1314 | 2043215.1314 | 2042192.1402 | 2042192.1402 | 2042192.1402 | 1999345.6305 | 1999345.6305 | 1999345.6305 | 1999345.6305 | 1901775.1374 | 1702842.1085 | 1702842.1085 | 1702842.1085 | 1702842.1085 | 1702842.1085 | 1583608.1955 | 1583608.1955 | 1583608.1955 | 1583608.1955 | 1583608.1955 | 0 | 0 | 0 | 0 | 0 | 0 | 0 | 0 | 0 | 0 | 0 | 0 | 276.3985 | 276.3985 | 276.0714 | 276.0714 | 276.0714 | 269.3418 | 269.3418 | 269.3418 | 269.3418 | 227.3987 | 207.5936 | 207.5936 | 207.5936 | 207.5936 | 207.5936 | 181.5593 | 181.5593 | 181.5593 | 181.5593 | 181.5593 | 0 | 0 | 0 | 0 | 0 | 0 | 0 | 0 | 0 | 0 | 0 | 0 | 4181.7156 | 4181.7156 | 4181.7156 | 4181.7156 | 4181.7156 | 4181.7156 | 4181.7156 | 4181.7156 | 4181.7156 | 2865.0419 | 180.5223 | 180.5223 | 180.5223 | 180.5223 | 180.5223 | 0 | 0 | 0 | 0 | 0 | 0 | 0 | 0 | 0 | 0 | 0 | 0 | 0
Residential | Whole House Efficiency | Multi-Family | [5 empty] | 450332.9629 |  | 0 |  |  |  | 0 | 216675.38 | 1.3252 | 0.32475 | 1.3252 | 1.5536 | n/a | 0.049914 | 0.35261 | 210428.2497 | 36266.6142 | 488365.9243 | 489169.5629 | 0 | 0 | 158791.8553 | 0 | 0 | 0 | 0 | 450332.9629 | 450332.9629 | 449970.393 | 449970.393 | 449970.393 | 437636.1276 | 437636.1276 | 437636.1276 | 437636.1276 | 414531.4316 | 359306.7799 | 359306.7799 | 359306.7799 | 359306.7799 | 359306.7799 | 316409.9742 | 316409.9742 | 316409.9742 | 316409.9742 | 316409.9742 | 0 | 0 | 0 | 0 | 0 | 0 | 0 | 0 | 0 | 0 | 0 | 0 | 61.3075 | 61.3075 | 61.2033 | 61.2033 | 61.2033 | 59.5553 | 59.5553 | 59.5553 | 59.5553 | 49.2467 | 42.5444 | 42.5444 | 42.5444 | 42.5444 | 42.5444 | 36.0616 | 36.0616 | 36.0616 | 36.0616 | 36.0616 | 0 | 0 | 0 | 0 | 0 | 0 | 0 | 0 | 0 | 0 | 0 | 0 | 291.0791 | 291.0791 | 291.0791 | 291.0791 | 291.0791 | 291.0791 | 291.0791 | 291.0791 | 291.0791 | 208.48 | 11.0524 | 11.0524 | 11.0524 | 11.0524 | 11.0524 | 0 | 0 | 0 | 0 | 0 | 0 | 0 | 0 | 0 | 0 | 0 | 0 | 0
Residential | Whole House Efficiency | Building Shell | [5 empty] | 421020.3185 |  | 0 |  |  |  | 52922 | 73718.82 | 2.1532 | 0.35791 | 2.6413 | 2.4849 | 10.5296 | 0.028016 | 0.22044 | 245141.0712 | 37764.7465 | 591141.5432 | 592114.3059 | 38784.206 | 59824.1035 | 54025.2806 | 0 | 0 | 0 | 0 | 421020.3185 | 421020.3185 | 421020.3185 | 421020.3185 | 421020.3185 | 421020.3185 | 421020.3185 | 421020.3185 | 421020.3185 | 421020.3185 | 421020.3185 | 421020.3185 | 421020.3185 | 421020.3185 | 421020.3185 | 353958.7276 | 353958.7276 | 353958.7276 | 353958.7276 | 353958.7276 | 185784.2144 | 185784.2144 | 185784.2144 | 185784.2144 | 185784.2144 | 0 | 0 | 0 | 0 | 0 | 0 | 0 | 43.0158 | 43.0158 | 43.0158 | 43.0158 | 43.0158 | 43.0158 | 43.0158 | 43.0158 | 43.0158 | 43.0158 | 43.0158 | 43.0158 | 43.0158 | 43.0158 | 43.0158 | 31.1573 | 31.1573 | 31.1573 | 31.1573 | 31.1573 | 11.0469 | 11.0469 | 11.0469 | 11.0469 | 11.0469 | 0 | 0 | 0 | 0 | 0 | 0 | 0 | 6191.4955 | 6191.4955 | 6191.4955 | 6191.4955 | 6191.4955 | 6191.4955 | 6191.4955 | 6191.4955 | 6191.4955 | 6191.4955 | 6191.4955 | 6191.4955 | 6191.4955 | 6191.4955 | 6191.4955 | 5555.8053 | 5555.8053 | 5555.8053 | 5555.8053 | 5555.8053 | 2037.2953 | 2037.2953 | 2037.2953 | 2037.2953 | 2037.2953 | 0 | 0 | 0
Residential | Whole House Efficiency | HVAC | [7 empty] | 1842851.6354 |  |  |  | 217700 | 226604.88 | 1.7775 | 0.36104 | 1.8642 | 2.0991 | 13.7871 | 0.033804 | 0.17669 | 606995.1769 | 109807.1363 | 2258984.6231 | 1355615.0216 | 159542.7542 | 175419.9014 | 166068.749 | 0 | 0 | 0 | 0 | 2266402.931 | 2266402.931 | 2266402.931 | 2266402.931 | 2266402.931 | 2194659.1558 | 372496.374 | 372496.374 | 372496.374 | 372496.374 | 372496.374 | 372496.374 | 372496.374 | 372496.374 | 372496.374 | 372496.374 | 372496.374 | 372496.374 | 0 | 0 | 0 | 0 | 0 | 0 | 0 | 0 | 0 | 0 | 0 | 0 | 0 | 0 | 215.3281 | 215.3281 | 215.3281 | 215.3281 | 215.3281 | 200.9191 | 71.0645 | 71.0645 | 71.0645 | 71.0645 | 71.0645 | 71.0645 | 71.0645 | 71.0645 | 71.0645 | 71.0645 | 71.0645 | 71.0645 | 0 | 0 | 0 | 0 | 0 | 0 | 0 | 0 | 0 | 0 | 0 | 0 | 0 | 0 | 0 | 0 | 0 | 0 | 0 | 0 | 0 | 0 | 0 | 0 | 0 | 0 | 0 | 0 | 0 | 0 | 0 | 0 | 0 | 0 | 0 | 0 | 0 | 0 | 0 | 0 | 0 | 0
Residential | Residential Home Performance | 0 | [5 empty] | 12425687.0864 |  | 0 |  |  |  | 0 | 626325 | 2.4666 | 0.41549 | 2.4666 | 2.9021 | n/a | 0.026181 | 0.03694 | 1132203.9488 | 199861.399 | 2188380.8377 | 2266011.2929 | 0 | 0 | 459006.0428 | 0 | 0 | 0 | 0 | 12425687.0864 | 12425687.0864 | 0 | 0 | 0 | 0 | 0 | 0 | 0 | 0 | 0 | 0 | 0 | 0 | 0 | 0 | 0 | 0 | 0 | 0 | 0 | 0 | 0 | 0 | 0 | 0 | 0 | 0 | 0 | 0 | 0 | 0 | 2518.1646 | 2518.1646 | 0 | 0 | 0 | 0 | 0 | 0 | 0 | 0 | 0 | 0 | 0 | 0 | 0 | 0 | 0 | 0 | 0 | 0 | 0 | 0 | 0 | 0 | 0 | 0 | 0 | 0 | 0 | 0 | 0 | 0 | 0 | 0 | 0 | 0 | 0 | 0 | 0 | 0 | 0 | 0 | 0 | 0 | 0 | 0 | 0 | 0 | 0 | 0 | 0 | 0 | 0 | 0 | 0 | 0 | 0 | 0 | 0 | 0
Residential | Targeted Energy Efficiency | 0 | [5 empty] | 695331.2048 | [5 empty] | 0 | 365956.55 | 1.1315 | 0.31414 | 1.1315 | 1.3234 | n/a | 0.059412 | 0.38571 | 303471.3154 | 51461.0132 | 784040.3389 | 697849.9789 | 0 | 0 | 268193.4584 | 0 | 0 | 0 | 0 | 704218.1175 | 704218.1175 | 704218.1175 | 704218.1175 | 704218.1175 | 692225.5079 | 449926.5487 | 449926.5487 | 449926.5487 | 444270.6866 | 433092.1556 | 433092.1556 | 433092.1556 | 433092.1556 | 433092.1556 | 378125.1421 | 378125.1421 | 378125.1421 | 369238.2294 | 369238.2294 | 319640.2616 | 319640.2616 | 319640.2616 | 319640.2616 | 319640.2616 | 0 | 0 | 0 | 0 | 0 | 0 | 0 | 90.7571 | 90.7571 | 90.7571 | 90.7571 | 90.7571 | 89.3699 | 71.6249 | 71.6249 | 71.6249 | 69.1936 | 68.0807 | 68.0807 | 68.0807 | 68.0807 | 68.0807 | 58.5008 | 58.5008 | 58.5008 | 54.1593 | 54.1593 | 46.6249 | 46.6249 | 46.6249 | 46.6249 | 46.6249 | 0 | 0 | 0 | 0 | 0 | 0 | 0 | 139.3147 | 139.3147 | 139.3147 | 139.3147 | 139.3147 | 139.3147 | 139.3147 | 139.3147 | 139.3147 | 109.0073 | 49.1061 | 49.1061 | 49.1061 | 49.1061 | 49.1061 | 0 | 0 | 0 | 0 | 0 | 0 | 0 | 0 | 0 | 0 | 0 | 0 | 0
Residential | Targeted Energy Efficiency | Tier 1 | [5 empty] | 453032.2457 |  | 0 |  |  |  | 0 | 300004.22 | 1.1113 | 0.31026 | 1.1113 | 1.2961 | n/a | 0.061699 | 0.48531 | 244326.1761 | 40623.3846 | 637722.4462 | 567616.9625 | 0 | 0 | 219859.8968 | 0 | 0 | 0 | 0 | 453032.2457 | 453032.2457 | 453032.2457 | 453032.2457 | 453032.2457 | 441039.636 | 441039.636 | 441039.636 | 441039.636 | 435383.7739 | 424205.2429 | 424205.2429 | 424205.2429 | 424205.2429 | 424205.2429 | 369238.2294 | 369238.2294 | 369238.2294 | 369238.2294 | 369238.2294 | 319640.2616 | 319640.2616 | 319640.2616 | 319640.2616 | 319640.2616 | 0 | 0 | 0 | 0 | 0 | 0 | 0 | 68.6706 | 68.6706 | 68.6706 | 68.6706 | 68.6706 | 67.2834 | 67.2834 | 67.2834 | 67.2834 | 64.8521 | 63.7392 | 63.7392 | 63.7392 | 63.7392 | 63.7392 | 54.1593 | 54.1593 | 54.1593 | 54.1593 | 54.1593 | 46.6249 | 46.6249 | 46.6249 | 46.6249 | 46.6249 | 0 | 0 | 0 | 0 | 0 | 0 | 0 | 139.3147 | 139.3147 | 139.3147 | 139.3147 | 139.3147 | 139.3147 | 139.3147 | 139.3147 | 139.3147 | 109.0073 | 49.1061 | 49.1061 | 49.1061 | 49.1061 | 49.1061 | 0 | 0 | 0 | 0 | 0 | 0 | 0 | 0 | 0 | 0 | 0 | 0 | 0
Residential | Targeted Energy Efficiency | Heat Pump | [7 empty] | 242298.9592 |  |  |  | 0 | 65952.33 | 1.2237 | 0.33122 | 1.2237 | 1.4479 | n/a | 0.050842 | 0.19948 | 59145.1392 | 10837.6286 | 146317.8927 | 130233.0164 | 0 | 0 | 48333.5617 | 0 | 0 | 0 | 0 | 251185.8719 | 251185.8719 | 251185.8719 | 251185.8719 | 251185.8719 | 251185.8719 | 8886.9127 | 8886.9127 | 8886.9127 | 8886.9127 | 8886.9127 | 8886.9127 | 8886.9127 | 8886.9127 | 8886.9127 | 8886.9127 | 8886.9127 | 8886.9127 | 0 | 0 | 0 | 0 | 0 | 0 | 0 | 0 | 0 | 0 | 0 | 0 | 0 | 0 | 22.0865 | 22.0865 | 22.0865 | 22.0865 | 22.0865 | 22.0865 | 4.3415 | 4.3415 | 4.3415 | 4.3415 | 4.3415 | 4.3415 | 4.3415 | 4.3415 | 4.3415 | 4.3415 | 4.3415 | 4.3415 | 0 | 0 | 0 | 0 | 0 | 0 | 0 | 0 | 0 | 0 | 0 | 0 | 0 | 0 | 0 | 0 | 0 | 0 | 0 | 0 | 0 | 0 | 0 | 0 | 0 | 0 | 0 | 0 | 0 | 0 | 0 | 0 | 0 | 0 | 0 | 0 | 0 | 0 | 0 | 0 | 0 | 0
Residential | Community Outreach | 0 | [5 empty] | 0 |  | 0 |  |  |  | 0 | 0 | n/a | n/a | n/a | n/a | n/a | 0 | 0 | 0 | 0 | 0 | 0 | 0 | 0 | 0 | 0 | 0 | 0 | 0 | 0 | 0 | 0 | 0 | 0 | 0 | 0 | 0 | 0 | 0 | 0 | 0 | 0 | 0 | 0 | 0 | 0 | 0 | 0 | 0 | 0 | 0 | 0 | 0 | 0 | 0 | 0 | 0 | 0 | 0 | 0 | 0 | 0 | 0 | 0 | 0 | 0 | 0 | 0 | 0 | 0 | 0 | 0 | 0 | 0 | 0 | 0 | 0 | 0 | 0 | 0 | 0 | 0 | 0 | 0 | 0 | 0 | 0 | 0 | 0 | 0 | 0 | 0 | 0 | 0 | 0 | 0 | 0 | 0 | 0 | 0 | 0 | 0 | 0 | 0 | 0 | 0 | 0 | 0 | 0 | 0 | 0 | 0 | 0 | 0 | 0 | 0 | 0 | 0 | 0 | 0 | 0
Residential | Student Energy Education | 0 | [5 empty] | 0 |  | 0 |  |  |  | 0 | 0 | n/a | n/a | n/a | n/a | n/a | 0 | 0 | 0 | 0 | 0 | 0 | 0 | 0 | 0 | 0 | 0 | 0 | 0 | 0 | 0 | 0 | 0 | 0 | 0 | 0 | 0 | 0 | 0 | 0 | 0 | 0 | 0 | 0 | 0 | 0 | 0 | 0 | 0 | 0 | 0 | 0 | 0 | 0 | 0 | 0 | 0 | 0 | 0 | 0 | 0 | 0 | 0 | 0 | 0 | 0 | 0 | 0 | 0 | 0 | 0 | 0 | 0 | 0 | 0 | 0 | 0 | 0 | 0 | 0 | 0 | 0 | 0 | 0 | 0 | 0 | 0 | 0 | 0 | 0 | 0 | 0 | 0 | 0 | 0 | 0 | 0 | 0 | 0 | 0 | 0 | 0 | 0 | 0 | 0 | 0 | 0 | 0 | 0 | 0 | 0 | 0 | 0 | 0 | 0 | 0 | 0 | 0 | 0 | 0 | 0
Commercial | Commercial Total | [6 empty] | 9364976.0704 |  | 0 |  |  |  | 1016391.96 | 1578519.95 | 1.7018 | 0.56714 | 1.9958 | 1.9781 | 8.9657 | 0.035188 | 0.20306 | 3795487.3288 | 616095.693 | 8879188.0535 | 4790588.5677 | 744868.9601 | 1073431.8682 | 1156827.8381 | 0 | 0 | 0 | 0 | 9364976.0704 | 9364976.0704 | 9364976.0704 | 9364976.0704 | 9364976.0704 | 8449636.4723 | 8449636.4723 | 8449636.4723 | 8363354.143 | 8363354.143 | 5022661.7912 | 4268490.2509 | 4152944.6345 | 4152944.6345 | 4152944.6345 | 131685.988 | 116667.9397 | 116667.9397 | 116667.9397 | 116667.9397 | 0 | 0 | 0 | 0 | 0 | 0 | 0 | 0 | 0 | 0 | 0 | 0 | 1629.4541 | 1629.4541 | 1629.4541 | 1629.4541 | 1629.4541 | 1517.6739 | 1517.6739 | 1517.6739 | 1502.5943 | 1502.5943 | 997.5719 | 825.708 | 819.0804 | 819.0804 | 819.0804 | 70.1928 | 68.4557 | 68.4557 | 68.4557 | 68.4557 | 0 | 0 | 0 | 0 | 0 | 0 | 0 | 0 | 0 | 0 | 0 | 0 | 10439.8931 | 10439.8931 | 10439.8931 | 10439.8931 | 10439.8931 | 10439.8931 | 10439.8931 | 10439.8931 | 10439.8931 | 10439.8931 | 10439.8931 | 10439.8931 | 10439.8931 | 10439.8931 | 10439.8931 | 0 | 0 | 0 | 0 | 0 | 0 | 0 | 0 | 0 | 0 | 0 | 0 | 0
Commercial | Commercial Incentive Program | 0 | [5 empty] | 4089406.6763 |  | 0 |  |  |  | 491000.81 | 458735.18 | 1.8402 | 0.61719 | 2.7168 | 2.1289 | 7.1743 | 0.026748 | 0.1702 | 1890934.9118 | 296642.5597 | 4600303.331 | 2367761.0383 | 359832.8963 | 691378.8379 | 336186.8354 | 0 | 0 | 0 | 0 | 4089406.6763 | 4089406.6763 | 4089406.6763 | 4089406.6763 | 4089406.6763 | 4054036.2392 | 4054036.2392 | 4054036.2392 | 3967753.9099 | 3967753.9099 | 3666880.5198 | 2912708.9796 | 2797163.3631 | 2797163.3631 | 2797163.3631 | 131685.988 | 116667.9397 | 116667.9397 | 116667.9397 | 116667.9397 | 0 | 0 | 0 | 0 | 0 | 0 | 0 | 0 | 0 | 0 | 0 | 0 | 777.9457 | 777.9457 | 777.9457 | 777.9457 | 777.9457 | 777.9457 | 777.9457 | 777.9457 | 762.8661 | 762.8661 | 756.6579 | 584.7939 | 578.1663 | 578.1663 | 578.1663 | 70.1928 | 68.4557 | 68.4557 | 68.4557 | 68.4557 | 0 | 0 | 0 | 0 | 0 | 0 | 0 | 0 | 0 | 0 | 0 | 0 | 10439.8931 | 10439.8931 | 10439.8931 | 10439.8931 | 10439.8931 | 10439.8931 | 10439.8931 | 10439.8931 | 10439.8931 | 10439.8931 | 10439.8931 | 10439.8931 | 10439.8931 | 10439.8931 | 10439.8931 | 0 | 0 | 0 | 0 | 0 | 0 | 0 | 0 | 0 | 0 | 0 | 0 | 0
Commercial | Commercial Incentive Program | Prescriptive | [5 empty] | 2742553.5093 |  | 0 |  |  |  | 389025 | 415554.93 | 1.5713 | 0.59173 | 2.1487 | 1.8108 | 6.5702 | 0.034819 | 0.215 | 1266966.5878 | 193052.558 | 3011580.5445 | 1551469.8492 | 285099.3107 | 501760.4759 | 304541.9295 | 0 | 0 | 0 | 0 | 2742553.5093 | 2742553.5093 | 2742553.5093 | 2742553.5093 | 2742553.5093 | 2707183.0722 | 2707183.0722 | 2707183.0722 | 2620900.7429 | 2620900.7429 | 2320027.3529 | 1565855.8126 | 1450310.1962 | 1450310.1962 | 1450310.1962 | 131685.988 | 116667.9397 | 116667.9397 | 116667.9397 | 116667.9397 | 0 | 0 | 0 | 0 | 0 | 0 | 0 | 0 | 0 | 0 | 0 | 0 | 551.806 | 551.806 | 551.806 | 551.806 | 551.806 | 551.806 | 551.806 | 551.806 | 536.7264 | 536.7264 | 530.5182 | 358.6543 | 352.0267 | 352.0267 | 352.0267 | 70.1928 | 68.4557 | 68.4557 | 68.4557 | 68.4557 | 0 | 0 | 0 | 0 | 0 | 0 | 0 | 0 | 0 | 0 | 0 | 0 | 10439.8931 | 10439.8931 | 10439.8931 | 10439.8931 | 10439.8931 | 10439.8931 | 10439.8931 | 10439.8931 | 10439.8931 | 10439.8931 | 10439.8931 | 10439.8931 | 10439.8931 | 10439.8931 | 10439.8931 | 0 | 0 | 0 | 0 | 0 | 0 | 0 | 0 | 0 | 0 | 0 | 0 | 0
Commercial | Commercial Incentive Program | Custom | [5 empty] | 1346853.167 |  | 0 |  |  |  | 101975.81 | 43180.25 | 2.82 | 0.67626 | 5.8655 | 3.2882 | 8.7727 | 0.011707 | 0.078983 | 623968.324 | 103590.0017 | 1588722.7865 | 816291.1891 | 74733.5856 | 189618.362 | 31644.9059 | 0 | 0 | 0 | 0 | 1346853.167 | 1346853.167 | 1346853.167 | 1346853.167 | 1346853.167 | 1346853.167 | 1346853.167 | 1346853.167 | 1346853.167 | 1346853.167 | 1346853.167 | 1346853.167 | 1346853.167 | 1346853.167 | 1346853.167 | 0 | 0 | 0 | 0 | 0 | 0 | 0 | 0 | 0 | 0 | 0 | 0 | 0 | 0 | 0 | 0 | 0 | 226.1397 | 226.1397 | 226.1397 | 226.1397 | 226.1397 | 226.1397 | 226.1397 | 226.1397 | 226.1397 | 226.1397 | 226.1397 | 226.1397 | 226.1397 | 226.1397 | 226.1397 | 0 | 0 | 0 | 0 | 0 | 0 | 0 | 0 | 0 | 0 | 0 | 0 | 0 | 0 | 0 | 0 | 0 | 0 | 0 | 0 | 0 | 0 | 0 | 0 | 0 | 0 | 0 | 0 | 0 | 0 | 0 | 0 | 0 | 0 | 0 | 0 | 0 | 0 | 0 | 0 | 0 | 0 | 0 | 0 | 0
Commercial | Express Install | 0 | [5 empty] | 1126619.4715 |  | 0 |  |  |  | 222600 | 372325.59 | 1.1057 | 0.46189 | 1.1853 | 1.2911 | 7.6709 | 0.05736 | 0.38699 | 516768.7783 | 86651.2519 | 1328939.2415 | 682813.5172 | 163133.7486 | 194511.7391 | 272861.0477 | 0 | 0 | 0 | 0 | 1126619.4715 | 1126619.4715 | 1126619.4715 | 1126619.4715 | 1126619.4715 | 1126619.4715 | 1126619.4715 | 1126619.4715 | 1126619.4715 | 1126619.4715 | 1126619.4715 | 1126619.4715 | 1126619.4715 | 1126619.4715 | 1126619.4715 | 0 | 0 | 0 | 0 | 0 | 0 | 0 | 0 | 0 | 0 | 0 | 0 | 0 | 0 | 0 | 0 | 0 | 179.8471 | 179.8471 | 179.8471 | 179.8471 | 179.8471 | 179.8471 | 179.8471 | 179.8471 | 179.8471 | 179.8471 | 179.8471 | 179.8471 | 179.8471 | 179.8471 | 179.8471 | 0 | 0 | 0 | 0 | 0 | 0 | 0 | 0 | 0 | 0 | 0 | 0 | 0 | 0 | 0 | 0 | 0 | 0 | 0 | 0 | 0 | 0 | 0 | 0 | 0 | 0 | 0 | 0 | 0 | 0 | 0 | 0 | 0 | 0 | 0 | 0 | 0 | 0 | 0 | 0 | 0 | 0 | 0 | 0 | 0
Commercial | New Construction | 0 | [5 empty] | 229161.7998 |  | 0 |  |  |  | 17350.78 | 45249.72 | 1.4799 | 0.64246 | 2.5874 | 1.6996 | 6.0156 | 0.029673 | 0.2002 | 118703.8618 | 17625.4337 | 270314.9698 | 138888.7539 | 12715.6235 | 47049.8207 | 33161.5294 | 0 | 0 | 0 | 0 | 229161.7998 | 229161.7998 | 229161.7998 | 229161.7998 | 229161.7998 | 229161.7998 | 229161.7998 | 229161.7998 | 229161.7998 | 229161.7998 | 229161.7998 | 229161.7998 | 229161.7998 | 229161.7998 | 229161.7998 | 0 | 0 | 0 | 0 | 0 | 0 | 0 | 0 | 0 | 0 | 0 | 0 | 0 | 0 | 0 | 0 | 0 | 61.067 | 61.067 | 61.067 | 61.067 | 61.067 | 61.067 | 61.067 | 61.067 | 61.067 | 61.067 | 61.067 | 61.067 | 61.067 | 61.067 | 61.067 | 0 | 0 | 0 | 0 | 0 | 0 | 0 | 0 | 0 | 0 | 0 | 0 | 0 | 0 | 0 | 0 | 0 | 0 | 0 | 0 | 0 | 0 | 0 | 0 | 0 | 0 | 0 | 0 | 0 | 0 | 0 | 0 | 0 | 0 | 0 | 0 | 0 | 0 | 0 | 0 | 0 | 0 | 0 | 0 | 0
Commercial | School Energy Manager | 0 | [5 empty] | 589797.4942 |  | 0 |  |  |  | 0 | 225750 | 1.1338 | 0.60657 | 1.5858 | 1.2877 | 6.5916 | 0.052968 | 0.28051 | 262364.1087 | 35606.8855 | 434764.9475 | 267094.6794 | 0 | 65957.0412 | 165442.2451 | 0 | 0 | 0 | 0 | 589797.4942 | 589797.4942 | 589797.4942 | 589797.4942 | 589797.4942 | 589797.4942 | 589797.4942 | 589797.4942 | 589797.4942 | 589797.4942 | 0 | 0 | 0 | 0 | 0 | 0 | 0 | 0 | 0 | 0 | 0 | 0 | 0 | 0 | 0 | 0 | 0 | 0 | 0 | 0 | 0 | 0 | 215.4144 | 215.4144 | 215.4144 | 215.4144 | 215.4144 | 215.4144 | 215.4144 | 215.4144 | 215.4144 | 215.4144 | 0 | 0 | 0 | 0 | 0 | 0 | 0 | 0 | 0 | 0 | 0 | 0 | 0 | 0 | 0 | 0 | 0 | 0 | 0 | 0 | 0 | 0 | 0 | 0 | 0 | 0 | 0 | 0 | 0 | 0 | 0 | 0 | 0 | 0 | 0 | 0 | 0 | 0 | 0 | 0 | 0 | 0 | 0 | 0 | 0 | 0 | 0 | 0 | 0 | 0
Commercial | Bid For Efficiency | 0 | [5 empty] | 2450021.4676 |  | 0 |  |  |  | 185501.23 | 313005.15 | 2.91 | 0.56346 | 2.2747 | 3.428 | 34.5641 | 0.028157 | 0.14911 | 831023.4247 | 147911.1642 | 1806015.565 | 1109512.5105 | 135945.692 | 56184.2653 | 229387.7065 | 0 | 0 | 0 | 0 | 2450021.4676 | 2450021.4676 | 2450021.4676 | 2450021.4676 | 2450021.4676 | 2450021.4676 | 2450021.4676 | 2450021.4676 | 2450021.4676 | 2450021.4676 | 0 | 0 | 0 | 0 | 0 | 0 | 0 | 0 | 0 | 0 | 0 | 0 | 0 | 0 | 0 | 0 | 0 | 0 | 0 | 0 | 0 | 0 | 283.3998 | 283.3998 | 283.3998 | 283.3998 | 283.3998 | 283.3998 | 283.3998 | 283.3998 | 283.3998 | 283.3998 | 0 | 0 | 0 | 0 | 0 | 0 | 0 | 0 | 0 | 0 | 0 | 0 | 0 | 0 | 0 | 0 | 0 | 0 | 0 | 0 | 0 | 0 | 0 | 0 | 0 | 0 | 0 | 0 | 0 | 0 | 0 | 0 | 0 | 0 | 0 | 0 | 0 | 0 | 0 | 0 | 0 | 0 | 0 | 0 | 0 | 0 | 0 | 0 | 0 | 0
Commercial | Retrocommissioning | 0 | [5 empty] | 879969.161 |  | 0 |  |  |  | 99939.14 | 163454.31 | 1.2719 | 0.42077 | 0.91018 | 1.501 | 27.9066 | 0.069509 | 0.21936 | 175692.2434 | 31658.3979 | 438849.9988 | 224518.0683 | 73240.9998 | 18350.1641 | 119788.474 | 0 | 0 | 0 | 0 | 879969.161 | 879969.161 | 879969.161 | 879969.161 | 879969.161 | 0 | 0 | 0 | 0 | 0 | 0 | 0 | 0 | 0 | 0 | 0 | 0 | 0 | 0 | 0 | 0 | 0 | 0 | 0 | 0 | 0 | 0 | 0 | 0 | 0 | 0 | 0 | 111.7802 | 111.7802 | 111.7802 | 111.7802 | 111.7802 | 0 | 0 | 0 | 0 | 0 | 0 | 0 | 0 | 0 | 0 | 0 | 0 | 0 | 0 | 0 | 0 | 0 | 0 | 0 | 0 | 0 | 0 | 0 | 0 | 0 | 0 | 0 | 0 | 0 | 0 | 0 | 0 | 0 | 0 | 0 | 0 | 0 | 0 | 0 | 0 | 0 | 0 | 0 | 0 | 0 | 0 | 0 | 0 | 0 | 0 | 0 | 0 | 0 | 0 | 0
Commercial | Continuous Energy Management | 0 | [5 empty] | 0 |  | 0 |  |  |  | 0 | 0 | n/a | n/a | n/a | n/a | n/a | 0 | 0 | 0 | 0 | 0 | 0 | 0 | 0 | 0 | 0 | 0 | 0 | 0 | 0 | 0 | 0 | 0 | 0 | 0 | 0 | 0 | 0 | 0 | 0 | 0 | 0 | 0 | 0 | 0 | 0 | 0 | 0 | 0 | 0 | 0 | 0 | 0 | 0 | 0 | 0 | 0 | 0 | 0 | 0 | 0 | 0 | 0 | 0 | 0 | 0 | 0 | 0 | 0 | 0 | 0 | 0 | 0 | 0 | 0 | 0 | 0 | 0 | 0 | 0 | 0 | 0 | 0 | 0 | 0 | 0 | 0 | 0 | 0 | 0 | 0 | 0 | 0 | 0 | 0 | 0 | 0 | 0 | 0 | 0 | 0 | 0 | 0 | 0 | 0 | 0 | 0 | 0 | 0 | 0 | 0 | 0 | 0 | 0 | 0 | 0 | 0 | 0 | 0 | 0 | 0
Industrial | Industrial Total | [6 empty] | 879969.161 |  | 0 |  |  |  | 0 | 0 | n/a | n/a | n/a | n/a | n/a | 0 | 0 | 0 | 0 | 0 | 0 | 0 | 0 | 0 | 0 | 0 | 0 | 0 | 0 | 0 | 0 | 0 | 0 | 0 | 0 | 0 | 0 | 0 | 0 | 0 | 0 | 0 | 0 | 0 | 0 | 0 | 0 | 0 | 0 | 0 | 0 | 0 | 0 | 0 | 0 | 0 | 0 | 0 | 0 | 0 | 0 | 0 | 0 | 0 | 0 | 0 | 0 | 0 | 0 | 0 | 0 | 0 | 0 | 0 | 0 | 0 | 0 | 0 | 0 | 0 | 0 | 0 | 0 | 0 | 0 | 0 | 0 | 0 | 0 | 0 | 0 | 0 | 0 | 0 | 0 | 0 | 0 | 0 | 0 | 0 | 0 | 0 | 0 | 0 | 0 | 0 | 0 | 0 | 0 | 0 | 0 | 0 | 0 | 0 | 0 | 0 | 0 | 0 | 0 | 0
Industrial | Retrocommissioning | 0 | [5 empty] | 879969.161 |  | 0 |  |  |  | 0 | 0 | n/a | n/a | n/a | n/a | n/a | 0 | 0 | 0 | 0 | 0 | 0 | 0 | 0 | 0 | 0 | 0 | 0 | 0 | 0 | 0 | 0 | 0 | 0 | 0 | 0 | 0 | 0 | 0 | 0 | 0 | 0 | 0 | 0 | 0 | 0 | 0 | 0 | 0 | 0 | 0 | 0 | 0 | 0 | 0 | 0 | 0 | 0 | 0 | 0 | 0 | 0 | 0 | 0 | 0 | 0 | 0 | 0 | 0 | 0 | 0 | 0 | 0 | 0 | 0 | 0 | 0 | 0 | 0 | 0 | 0 | 0 | 0 | 0 | 0 | 0 | 0 | 0 | 0 | 0 | 0 | 0 | 0 | 0 | 0 | 0 | 0 | 0 | 0 | 0 | 0 | 0 | 0 | 0 | 0 | 0 | 0 | 0 | 0 | 0 | 0 | 0 | 0 | 0 | 0 | 0 | 0 | 0 | 0 | 0 | 0
Industrial | Continuous Energy Management | 0 | [5 empty] | 0 |  | 0 |  |  |  | 0 | 0 | n/a | n/a | n/a | n/a | n/a | 0 | 0 | 0 | 0 | 0 | 0 | 0 | 0 | 0 | 0 | 0 | 0 | 0 | 0 | 0 | 0 | 0 | 0 | 0 | 0 | 0 | 0 | 0 | 0 | 0 | 0 | 0 | 0 | 0 | 0 | 0 | 0 | 0 | 0 | 0 | 0 | 0 | 0 | 0 | 0 | 0 | 0 | 0 | 0 | 0 | 0 | 0 | 0 | 0 | 0 | 0 | 0 | 0 | 0 | 0 | 0 | 0 | 0 | 0 | 0 | 0 | 0 | 0 | 0 | 0 | 0 | 0 | 0 | 0 | 0 | 0 | 0 | 0 | 0 | 0 | 0 | 0 | 0 | 0 | 0 | 0 | 0 | 0 | 0 | 0 | 0 | 0 | 0 | 0 | 0 | 0 | 0 | 0 | 0 | 0 | 0 | 0 | 0 | 0 | 0 | 0 | 0 | 0 | 0 | 0
n/a | General Marketing & Education | [6 empty] | 0 |  | 0 |  |  |  | 0 | 150000 | 0 | 0 | 0 | 0 | n/a | 0 | 0 | 0 | 0 | 0 | 0 | 0 | 0 | 109928.4021 | 0 | 0 | 0 | 0 | 0 | 0 | 0 | 0 | 0 | 0 | 0 | 0 | 0 | 0 | 0 | 0 | 0 | 0 | 0 | 0 | 0 | 0 | 0 | 0 | 0 | 0 | 0 | 0 | 0 | 0 | 0 | 0 | 0 | 0 | 0 | 0 | 0 | 0 | 0 | 0 | 0 | 0 | 0 | 0 | 0 | 0 | 0 | 0 | 0 | 0 | 0 | 0 | 0 | 0 | 0 | 0 | 0 | 0 | 0 | 0 | 0 | 0 | 0 | 0 | 0 | 0 | 0 | 0 | 0 | 0 | 0 | 0 | 0 | 0 | 0 | 0 | 0 | 0 | 0 | 0 | 0 | 0 | 0 | 0 | 0 | 0 | 0 | 0 | 0 | 0 | 0 | 0 | 0 | 0 | 0 | 0
Residential | Residential Efficient Products | Lighting | Standard CFL | 5 | 0 | 79% | 0 | 0 | 0 | 0 | 0 | 0 | 0 | 0 | 0 | n/a | n/a | n/a | n/a | n/a | 0 | 0 | 0 | 0 | 0 | 0 | 0 | 0 | 0 | 0 | 0 | 0 | 0 | 0 | 0 | 0 | 0 | 0 | 0 | 0 | 0 | 0 | 0 | 0 | 0 | 0 | 0 | 0 | 0 | 0 | 0 | 0 | 0 | 0 | 0 | 0 | 0 | 0 | 0 | 0 | 0 | 0 | 0 | 0 | 0 | 0 | 0 | 0 | 0 | 0 | 0 | 0 | 0 | 0 | 0 | 0 | 0 | 0 | 0 | 0 | 0 | 0 | 0 | 0 | 0 | 0 | 0 | 0 | 0 | 0 | 0 | 0 | 0 | 0 | 0 | 0 | 0 | 0 | 0 | 0 | 0 | 0 | 0 | 0 | 0 | 0 | 0 | 0 | 0 | 0 | 0 | 0 | 0 | 0 | 0 | 0 | 0 | 0 | 0 | 0 | 0 | 0 | 0 | 0 | 0
Residential | Residential Efficient Products | Lighting | LED | 15 | 0 | 79% | -2064.1629 | 297536.9937 | 30.6629 | 0 | 0 | 12640 | 0 | 120000 | 62070 | 3.9566 | 0.52344 | 1.6235 | 4.3745 | 45.7605 | 0.06647 | 0.44845 | 216628.2233 | 22884.3488 | 335950.539 | 280424.2225 | 87942.7216 | 9263.3 | 45488.3728 | 0 | 0 | 0 | 0 | 297536.9937 | 297536.9937 | 297536.9937 | 297536.9937 | 297536.9937 | 297536.9937 | 297536.9937 | 297536.9937 | 297536.9937 | 297536.9937 | 297536.9937 | 297536.9937 | 297536.9937 | 297536.9937 | 297536.9937 | 0 | 0 | 0 | 0 | 0 | 0 | 0 | 0 | 0 | 0 | 0 | 0 | 0 | 0 | 0 | 0 | 0 | 30.6629 | 30.6629 | 30.6629 | 30.6629 | 30.6629 | 30.6629 | 30.6629 | 30.6629 | 30.6629 | 30.6629 | 30.6629 | 30.6629 | 30.6629 | 30.6629 | 30.6629 | 0 | 0 | 0 | 0 | 0 | 0 | 0 | 0 | 0 | 0 | 0 | 0 | 0 | 0 | 0 | 0 | 0 | -2064.1629 | -2064.1629 | -2064.1629 | -2064.1629 | -2064.1629 | -2064.1629 | -2064.1629 | -2064.1629 | -2064.1629 | -2064.1629 | -2064.1629 | -2064.1629 | -2064.1629 | -2064.1629 | -2064.1629 | 0 | 0 | 0 | 0 | 0 | 0 | 0 | 0 | 0 | 0 | 0 | 0 | 0
Residential | Residential Efficient Products | Lighting | Specialty LED | 15 | 0 | 79% | -1772.4877 | 255493.7229 | 28.926 | 0 | 0 | 81133 | 0 | 39500 | 13380.63 | 1.7633 | 0.43688 | 3.1515 | 2.047 | 5.3386 | 0.022482 | 0.15168 | 122132.3837 | 19650.6908 | 288479.2672 | 240799.0606 | 28947.8125 | 59458.807 | 9806.0752 | 0 | 0 | 0 | 0 | 255493.7229 | 255493.7229 | 255493.7229 | 255493.7229 | 255493.7229 | 255493.7229 | 255493.7229 | 255493.7229 | 255493.7229 | 255493.7229 | 255493.7229 | 255493.7229 | 255493.7229 | 255493.7229 | 255493.7229 | 0 | 0 | 0 | 0 | 0 | 0 | 0 | 0 | 0 | 0 | 0 | 0 | 0 | 0 | 0 | 0 | 0 | 28.926 | 28.926 | 28.926 | 28.926 | 28.926 | 28.926 | 28.926 | 28.926 | 28.926 | 28.926 | 28.926 | 28.926 | 28.926 | 28.926 | 28.926 | 0 | 0 | 0 | 0 | 0 | 0 | 0 | 0 | 0 | 0 | 0 | 0 | 0 | 0 | 0 | 0 | 0 | -1772.4877 | -1772.4877 | -1772.4877 | -1772.4877 | -1772.4877 | -1772.4877 | -1772.4877 | -1772.4877 | -1772.4877 | -1772.4877 | -1772.4877 | -1772.4877 | -1772.4877 | -1772.4877 | -1772.4877 | 0 | 0 | 0 | 0 | 0 | 0 | 0 | 0 | 0 | 0 | 0 | 0 | 0
Residential | Residential Efficient Products | Appliance | ENERGY STAR Clothes Washer | 14 | 0 | 79% | 407.7773 | 76076.3145 | 9.9299 | 0 | 0 | 42107 | 0 | 41000 | 22283.5 | 0.72462 | 0.27778 | 0.7373 | 0.84408 | 3.9522 | 0.093791 | 0.60962 | 34194.0672 | 5637.0685 | 91912.0121 | 76720.6822 | 30047.0966 | 30858.3682 | 16330.597 | 0 | 0 | 0 | 0 | 76076.3145 | 76076.3145 | 76076.3145 | 76076.3145 | 76076.3145 | 76076.3145 | 76076.3145 | 76076.3145 | 76076.3145 | 76076.3145 | 76076.3145 | 76076.3145 | 76076.3145 | 76076.3145 | 0 | 0 | 0 | 0 | 0 | 0 | 0 | 0 | 0 | 0 | 0 | 0 | 0 | 0 | 0 | 0 | 0 | 0 | 9.9299 | 9.9299 | 9.9299 | 9.9299 | 9.9299 | 9.9299 | 9.9299 | 9.9299 | 9.9299 | 9.9299 | 9.9299 | 9.9299 | 9.9299 | 9.9299 | 0 | 0 | 0 | 0 | 0 | 0 | 0 | 0 | 0 | 0 | 0 | 0 | 0 | 0 | 0 | 0 | 0 | 0 | 407.7773 | 407.7773 | 407.7773 | 407.7773 | 407.7773 | 407.7773 | 407.7773 | 407.7773 | 407.7773 | 407.7773 | 407.7773 | 407.7773 | 407.7773 | 407.7773 | 0 | 0 | 0 | 0 | 0 | 0 | 0 | 0 | 0 | 0 | 0 | 0 | 0 | 0
Residential | Residential Efficient Products | Appliance | ENERGY STAR Dehumidifier | 12 | 0 | 79% | 0 | 29579.636 | 6.8456 | 0 | 0 | 10428 | 0 | 5500 | 5414.75 | 1.1149 | 0.38653 | 1.6183 | 1.2876 | 4.5233 | 0.045491 | 0.27042 | 12944.7433 | 2004.5132 | 30537.6327 | 25490.3353 | 4030.7081 | 7642.2225 | 3968.2321 | 0 | 0 | 0 | 0 | 29579.636 | 29579.636 | 29579.636 | 29579.636 | 29579.636 | 29579.636 | 29579.636 | 29579.636 | 29579.636 | 29579.636 | 29579.636 | 29579.636 | 0 | 0 | 0 | 0 | 0 | 0 | 0 | 0 | 0 | 0 | 0 | 0 | 0 | 0 | 0 | 0 | 0 | 0 | 0 | 0 | 6.8456 | 6.8456 | 6.8456 | 6.8456 | 6.8456 | 6.8456 | 6.8456 | 6.8456 | 6.8456 | 6.8456 | 6.8456 | 6.8456 | 0 | 0 | 0 | 0 | 0 | 0 | 0 | 0 | 0 | 0 | 0 | 0 | 0 | 0 | 0 | 0 | 0 | 0 | 0 | 0 | 0 | 0 | 0 | 0 | 0 | 0 | 0 | 0 | 0 | 0 | 0 | 0 | 0 | 0 | 0 | 0 | 0 | 0 | 0 | 0 | 0 | 0 | 0 | 0 | 0 | 0 | 0 | 0
Residential | Appliance Recycling | 0 | Refrigerator Recycle | 8 | 0 | 70% | 0 | 300429.4828 | 37.5663 | 0 | 0 | 41580 | 0 | 24750 |  | 2.8803 | 0.42287 | 4.8389 | 3.3903 | 8.9996 | 0.013304 | 0.060374 | 87768.7315 | 15542.0361 | 256097.6341 | 189416.0158 | 18138.1863 | 30472.153 |  | 0 | 0 | 0 | 0 | 300429.4828 | 300429.4828 | 300429.4828 | 300429.4828 | 300429.4828 | 300429.4828 | 300429.4828 | 300429.4828 | 0 | 0 | 0 | 0 | 0 | 0 | 0 | 0 | 0 | 0 | 0 | 0 | 0 | 0 | 0 | 0 | 0 | 0 | 0 | 0 | 0 | 0 | 0 | 0 | 37.5663 | 37.5663 | 37.5663 | 37.5663 | 37.5663 | 37.5663 | 37.5663 | 37.5663 | 0 | 0 | 0 | 0 | 0 | 0 | 0 | 0 | 0 | 0 | 0 | 0 | 0 | 0 | 0 | 0 | 0 | 0 | 0 | 0 | 0 | 0 | 0 | 0 | 0 | 0 | 0 | 0 | 0 | 0 | 0 | 0 | 0 | 0 | 0 | 0 | 0 | 0 | 0 | 0 | 0 | 0 | 0 | 0 | 0 | 0 | 0 | 0 | 0 | 0 | 0 | 0
Residential | Appliance Recycling | 0 | Freezer Recycle | 8 | 0 | 70% | 0 | 75695.2148 | 9.001 | 0 | 0 | 11760 | 0 | 7000 |  | 2.5468 | 0.41528 | 4.2786 | 3.0012 | 8.0822 | 0.014934 | 0.067772 | 21949.4119 | 3915.9198 | 64525.5094 | 47724.6303 | 5129.9921 | 8618.3867 |  | 0 | 0 | 0 | 0 | 75695.2148 | 75695.2148 | 75695.2148 | 75695.2148 | 75695.2148 | 75695.2148 | 75695.2148 | 75695.2148 | 0 | 0 | 0 | 0 | 0 | 0 | 0 | 0 | 0 | 0 | 0 | 0 | 0 | 0 | 0 | 0 | 0 | 0 | 0 | 0 | 0 | 0 | 0 | 0 | 9.001 | 9.001 | 9.001 | 9.001 | 9.001 | 9.001 | 9.001 | 9.001 | 0 | 0 | 0 | 0 | 0 | 0 | 0 | 0 | 0 | 0 | 0 | 0 | 0 | 0 | 0 | 0 | 0 | 0 | 0 | 0 | 0 | 0 | 0 | 0 | 0 | 0 | 0 | 0 | 0 | 0 | 0 | 0 | 0 | 0 | 0 | 0 | 0 | 0 | 0 | 0 | 0 | 0 | 0 | 0 | 0 | 0 | 0 | 0 | 0 | 0 | 0 | 0
Residential | New Manufactured Homes | Tier 1 | Efficient Heat Pump (SEER 15, EER 12.5, HSPF 8.5) | 18 | 0 | 64.91% | 0 | 39373.89 | 19.2351 | 0 | 0 | 34105.682 | 0 | 46000 |  | 1.1125 | 0.35531 | 0.82485 | 1.2451 | 3.9476 | 0.11598 | 0.85619 | 27806.8788 | 3313.5829 | 64957.5334 | 44549.4916 | 33711.3766 | 24994.5541 |  | 0 | 0 | 0 | 0 | 39373.89 | 39373.89 | 39373.89 | 39373.89 | 39373.89 | 39373.89 | 39373.89 | 39373.89 | 39373.89 | 39373.89 | 39373.89 | 39373.89 | 39373.89 | 39373.89 | 39373.89 | 39373.89 | 39373.89 | 39373.89 | 0 | 0 | 0 | 0 | 0 | 0 | 0 | 0 | 0 | 0 | 0 | 0 | 0 | 0 | 19.2351 | 19.2351 | 19.2351 | 19.2351 | 19.2351 | 19.2351 | 19.2351 | 19.2351 | 19.2351 | 19.2351 | 19.2351 | 19.2351 | 19.2351 | 19.2351 | 19.2351 | 19.2351 | 19.2351 | 19.2351 | 0 | 0 | 0 | 0 | 0 | 0 | 0 | 0 | 0 | 0 | 0 | 0 | 0 | 0 | 0 | 0 | 0 | 0 | 0 | 0 | 0 | 0 | 0 | 0 | 0 | 0 | 0 | 0 | 0 | 0 | 0 | 0 | 0 | 0 | 0 | 0 | 0 | 0 | 0 | 0 | 0 | 0
Residential | New Manufactured Homes | Tier 1 | Attic Insulation R-38 (ASHP) | 25 | 0 | 64.91% | 0 | 145327.3383 | 88.8209 | 0 | 0 | 33440.7485 | 0 | 5750 |  | 5.3979 | 0.65632 | 31.3931 | 5.9656 | 11.9135 | 0.0034529 | 0.028996 | 132287.9365 | 13912.7642 | 287752.0392 | 197347.5033 | 4213.9221 | 24507.2536 |  | 0 | 0 | 0 | 0 | 145327.3383 | 145327.3383 | 145327.3383 | 145327.3383 | 145327.3383 | 145327.3383 | 145327.3383 | 145327.3383 | 145327.3383 | 145327.3383 | 145327.3383 | 145327.3383 | 145327.3383 | 145327.3383 | 145327.3383 | 145327.3383 | 145327.3383 | 145327.3383 | 145327.3383 | 145327.3383 | 145327.3383 | 145327.3383 | 145327.3383 | 145327.3383 | 145327.3383 | 0 | 0 | 0 | 0 | 0 | 0 | 0 | 88.8209 | 88.8209 | 88.8209 | 88.8209 | 88.8209 | 88.8209 | 88.8209 | 88.8209 | 88.8209 | 88.8209 | 88.8209 | 88.8209 | 88.8209 | 88.8209 | 88.8209 | 88.8209 | 88.8209 | 88.8209 | 88.8209 | 88.8209 | 88.8209 | 88.8209 | 88.8209 | 88.8209 | 88.8209 | 0 | 0 | 0 | 0 | 0 | 0 | 0 | 0 | 0 | 0 | 0 | 0 | 0 | 0 | 0 | 0 | 0 | 0 | 0 | 0 | 0 | 0 | 0 | 0 | 0 | 0 | 0 | 0 | 0 | 0 | 0 | 0 | 0 | 0 | 0
Residential | New Manufactured Homes | Tier 2 | Energy Star Manufactured Home | 25 | 0 | 64.91% | 0 | 165592.4135 | 39.5212 | 0 | 0 | 49143.6529 | 0 | 66000 |  | 2.9484 | 0.38863 | 2.1954 | 3.3886 | 10.4469 | 0.034783 | 0.29209 | 106187.4497 | 15852.8205 | 327877.4334 | 224866.4964 | 48368.4969 | 36015.2216 |  | 0 | 0 | 0 | 0 | 165592.4135 | 165592.4135 | 165592.4135 | 165592.4135 | 165592.4135 | 165592.4135 | 165592.4135 | 165592.4135 | 165592.4135 | 165592.4135 | 165592.4135 | 165592.4135 | 165592.4135 | 165592.4135 | 165592.4135 | 165592.4135 | 165592.4135 | 165592.4135 | 165592.4135 | 165592.4135 | 165592.4135 | 165592.4135 | 165592.4135 | 165592.4135 | 165592.4135 | 0 | 0 | 0 | 0 | 0 | 0 | 0 | 39.5212 | 39.5212 | 39.5212 | 39.5212 | 39.5212 | 39.5212 | 39.5212 | 39.5212 | 39.5212 | 39.5212 | 39.5212 | 39.5212 | 39.5212 | 39.5212 | 39.5212 | 39.5212 | 39.5212 | 39.5212 | 39.5212 | 39.5212 | 39.5212 | 39.5212 | 39.5212 | 39.5212 | 39.5212 | 0 | 0 | 0 | 0 | 0 | 0 | 0 | 0 | 0 | 0 | 0 | 0 | 0 | 0 | 0 | 0 | 0 | 0 | 0 | 0 | 0 | 0 | 0 | 0 | 0 | 0 | 0 | 0 | 0 | 0 | 0 | 0 | 0 | 0 | 0
Residential | Whole House Efficiency | Single Family | Standard CFL | 5 | 0 | 94.8% | 0 | 0 | 0 | 0 | 0 | 0 | 0 | 0 |  | n/a | n/a | n/a | n/a | n/a | 0 | 0 | 0 | 0 | 0 | 0 | 0 | 0 |  | 0 | 0 | 0 | 0 | 0 | 0 | 0 | 0 | 0 | 0 | 0 | 0 | 0 | 0 | 0 | 0 | 0 | 0 | 0 | 0 | 0 | 0 | 0 | 0 | 0 | 0 | 0 | 0 | 0 | 0 | 0 | 0 | 0 | 0 | 0 | 0 | 0 | 0 | 0 | 0 | 0 | 0 | 0 | 0 | 0 | 0 | 0 | 0 | 0 | 0 | 0 | 0 | 0 | 0 | 0 | 0 | 0 | 0 | 0 | 0 | 0 | 0 | 0 | 0 | 0 | 0 | 0 | 0 | 0 | 0 | 0 | 0 | 0 | 0 | 0 | 0 | 0 | 0 | 0 | 0 | 0 | 0 | 0 | 0 | 0 | 0 | 0 | 0 | 0 | 0 | 0 | 0 | 0 | 0 | 0 | 0
Residential | Whole House Efficiency | Single Family | LED | 15 | 0 | 94.8% | 0 | 0 | 0 | 0 | 0 | 0 | 0 | 0 |  | n/a | n/a | n/a | n/a | n/a | 0 | 0 | 0 | 0 | 0 | 0 | 0 | 0 |  | 0 | 0 | 0 | 0 | 0 | 0 | 0 | 0 | 0 | 0 | 0 | 0 | 0 | 0 | 0 | 0 | 0 | 0 | 0 | 0 | 0 | 0 | 0 | 0 | 0 | 0 | 0 | 0 | 0 | 0 | 0 | 0 | 0 | 0 | 0 | 0 | 0 | 0 | 0 | 0 | 0 | 0 | 0 | 0 | 0 | 0 | 0 | 0 | 0 | 0 | 0 | 0 | 0 | 0 | 0 | 0 | 0 | 0 | 0 | 0 | 0 | 0 | 0 | 0 | 0 | 0 | 0 | 0 | 0 | 0 | 0 | 0 | 0 | 0 | 0 | 0 | 0 | 0 | 0 | 0 | 0 | 0 | 0 | 0 | 0 | 0 | 0 | 0 | 0 | 0 | 0 | 0 | 0 | 0 | 0 | 0
Residential | Whole House Efficiency | Single Family | Pipe Insulated (Electric DHW) | 15 | 0 | 94.8% | 0 | 13320.6704 | 1.5408 | 0 | 0 | 0 | 0 | 0 |  | n/a | 0.43133 | n/a | n/a | n/a | 0 | 0 | 5785.0314 | 1024.5276 | 13389.9372 | 13411.9712 | 0 | 0 |  | 0 | 0 | 0 | 0 | 13320.6704 | 13320.6704 | 13320.6704 | 13320.6704 | 13320.6704 | 13320.6704 | 13320.6704 | 13320.6704 | 13320.6704 | 13320.6704 | 13320.6704 | 13320.6704 | 13320.6704 | 13320.6704 | 13320.6704 | 0 | 0 | 0 | 0 | 0 | 0 | 0 | 0 | 0 | 0 | 0 | 0 | 0 | 0 | 0 | 0 | 0 | 1.5408 | 1.5408 | 1.5408 | 1.5408 | 1.5408 | 1.5408 | 1.5408 | 1.5408 | 1.5408 | 1.5408 | 1.5408 | 1.5408 | 1.5408 | 1.5408 | 1.5408 | 0 | 0 | 0 | 0 | 0 | 0 | 0 | 0 | 0 | 0 | 0 | 0 | 0 | 0 | 0 | 0 | 0 | 0 | 0 | 0 | 0 | 0 | 0 | 0 | 0 | 0 | 0 | 0 | 0 | 0 | 0 | 0 | 0 | 0 | 0 | 0 | 0 | 0 | 0 | 0 | 0 | 0 | 0 | 0 | 0
Residential | Whole House Efficiency | Single Family | Pipe Insulated (Natural Gas DHW) | 15 | 0 | 94.8% | 180.5223 | 0 | 0 | 0 | 0 | 0 | 0 | 0 |  | n/a | 0.48588 | n/a | n/a | n/a | 0 | 0 | 813.8208 | 0 | 1672.2051 | 1674.9568 | 0 | 0 |  | 0 | 0 | 0 | 0 | 0 | 0 | 0 | 0 | 0 | 0 | 0 | 0 | 0 | 0 | 0 | 0 | 0 | 0 | 0 | 0 | 0 | 0 | 0 | 0 | 0 | 0 | 0 | 0 | 0 | 0 | 0 | 0 | 0 | 0 | 0 | 0 | 0 | 0 | 0 | 0 | 0 | 0 | 0 | 0 | 0 | 0 | 0 | 0 | 0 | 0 | 0 | 0 | 0 | 0 | 0 | 0 | 0 | 0 | 0 | 0 | 0 | 0 | 0 | 0 | 0 | 0 | 0 | 0 | 180.5223 | 180.5223 | 180.5223 | 180.5223 | 180.5223 | 180.5223 | 180.5223 | 180.5223 | 180.5223 | 180.5223 | 180.5223 | 180.5223 | 180.5223 | 180.5223 | 180.5223 | 0 | 0 | 0 | 0 | 0 | 0 | 0 | 0 | 0 | 0 | 0 | 0 | 0
Residential | Whole House Efficiency | Single Family | Water Heater Tank Wrap (Electric DHW) | 5 | 0 | 94.8% | 0 | 27566.2369 | 3.1887 | 0 | 0 | 0 | 0 | 0 |  | n/a | 0.46524 | n/a | n/a | n/a | 0 | 0 | 5430.6644 | 991.7426 | 11653.7036 | 11672.8805 | 0 | 0 |  | 0 | 0 | 0 | 0 | 27566.2369 | 27566.2369 | 27566.2369 | 27566.2369 | 27566.2369 | 0 | 0 | 0 | 0 | 0 | 0 | 0 | 0 | 0 | 0 | 0 | 0 | 0 | 0 | 0 | 0 | 0 | 0 | 0 | 0 | 0 | 0 | 0 | 0 | 0 | 0 | 0 | 3.1887 | 3.1887 | 3.1887 | 3.1887 | 3.1887 | 0 | 0 | 0 | 0 | 0 | 0 | 0 | 0 | 0 | 0 | 0 | 0 | 0 | 0 | 0 | 0 | 0 | 0 | 0 | 0 | 0 | 0 | 0 | 0 | 0 | 0 | 0 | 0 | 0 | 0 | 0 | 0 | 0 | 0 | 0 | 0 | 0 | 0 | 0 | 0 | 0 | 0 | 0 | 0 | 0 | 0 | 0 | 0 | 0 | 0 | 0 | 0 | 0 | 0 | 0
Residential | Whole House Efficiency | Single Family | Low Flow Faucet Aerator - Single Family (Electric DHW) | 9 | 0 | 94.8% | 0 | 97570.4931 | 41.9431 | 0 | 0 | 0 | 0 | 0 |  | n/a | 0.63172 | n/a | n/a | n/a | 0 | 0 | 42701.0285 | 5485.3912 | 67483.5468 | 67594.5954 | 0 | 0 |  | 0 | 0 | 0 | 0 | 97570.4931 | 97570.4931 | 97570.4931 | 97570.4931 | 97570.4931 | 97570.4931 | 97570.4931 | 97570.4931 | 97570.4931 | 0 | 0 | 0 | 0 | 0 | 0 | 0 | 0 | 0 | 0 | 0 | 0 | 0 | 0 | 0 | 0 | 0 | 0 | 0 | 0 | 0 | 0 | 0 | 41.9431 | 41.9431 | 41.9431 | 41.9431 | 41.9431 | 41.9431 | 41.9431 | 41.9431 | 41.9431 | 0 | 0 | 0 | 0 | 0 | 0 | 0 | 0 | 0 | 0 | 0 | 0 | 0 | 0 | 0 | 0 | 0 | 0 | 0 | 0 | 0 | 0 | 0 | 0 | 0 | 0 | 0 | 0 | 0 | 0 | 0 | 0 | 0 | 0 | 0 | 0 | 0 | 0 | 0 | 0 | 0 | 0 | 0 | 0 | 0 | 0 | 0 | 0 | 0 | 0 | 0
Residential | Whole House Efficiency | Single Family | Low Flow Faucet Aerator - Single Family (Natural Gas DHW) | 9 | 0 | 94.8% | 1316.6737 | 0 | 0 | 0 | 0 | 0 | 0 | 0 |  | n/a | 0.48588 | n/a | n/a | n/a | 0 | 0 | 4130.602 | 0 | 8487.3886 | 8501.3552 | 0 | 0 |  | 0 | 0 | 0 | 0 | 0 | 0 | 0 | 0 | 0 | 0 | 0 | 0 | 0 | 0 | 0 | 0 | 0 | 0 | 0 | 0 | 0 | 0 | 0 | 0 | 0 | 0 | 0 | 0 | 0 | 0 | 0 | 0 | 0 | 0 | 0 | 0 | 0 | 0 | 0 | 0 | 0 | 0 | 0 | 0 | 0 | 0 | 0 | 0 | 0 | 0 | 0 | 0 | 0 | 0 | 0 | 0 | 0 | 0 | 0 | 0 | 0 | 0 | 0 | 0 | 0 | 0 | 0 | 0 | 1316.6737 | 1316.6737 | 1316.6737 | 1316.6737 | 1316.6737 | 1316.6737 | 1316.6737 | 1316.6737 | 1316.6737 | 0 | 0 | 0 | 0 | 0 | 0 | 0 | 0 | 0 | 0 | 0 | 0 | 0 | 0 | 0 | 0 | 0 | 0 | 0
Residential | Whole House Efficiency | Single Family | Low Flow Showerhead - Single Family (Electric DHW) | 10 | 0 | 94.8% | 0 | 198933.029 | 19.8051 | 0 | 0 | 0 | 0 | 0 |  | n/a | 0.44199 | n/a | n/a | n/a | 0 | 0 | 66118.9728 | 12009.8604 | 149348.2913 | 149594.0538 | 0 | 0 |  | 0 | 0 | 0 | 0 | 198933.029 | 198933.029 | 198933.029 | 198933.029 | 198933.029 | 198933.029 | 198933.029 | 198933.029 | 198933.029 | 198933.029 | 0 | 0 | 0 | 0 | 0 | 0 | 0 | 0 | 0 | 0 | 0 | 0 | 0 | 0 | 0 | 0 | 0 | 0 | 0 | 0 | 0 | 0 | 19.8051 | 19.8051 | 19.8051 | 19.8051 | 19.8051 | 19.8051 | 19.8051 | 19.8051 | 19.8051 | 19.8051 | 0 | 0 | 0 | 0 | 0 | 0 | 0 | 0 | 0 | 0 | 0 | 0 | 0 | 0 | 0 | 0 | 0 | 0 | 0 | 0 | 0 | 0 | 0 | 0 | 0 | 0 | 0 | 0 | 0 | 0 | 0 | 0 | 0 | 0 | 0 | 0 | 0 | 0 | 0 | 0 | 0 | 0 | 0 | 0 | 0 | 0 | 0 | 0 | 0 | 0
Residential | Whole House Efficiency | Single Family | Low Flow Showerhead - Single Family (Natural Gas DHW) | 10 | 0 | 94.8% | 2684.5195 | 0 | 0 | 0 | 0 | 0 | 0 | 0 |  | n/a | 0.48588 | n/a | n/a | n/a | 0 | 0 | 9123.3563 | 0 | 18746.2921 | 18777.1404 | 0 | 0 |  | 0 | 0 | 0 | 0 | 0 | 0 | 0 | 0 | 0 | 0 | 0 | 0 | 0 | 0 | 0 | 0 | 0 | 0 | 0 | 0 | 0 | 0 | 0 | 0 | 0 | 0 | 0 | 0 | 0 | 0 | 0 | 0 | 0 | 0 | 0 | 0 | 0 | 0 | 0 | 0 | 0 | 0 | 0 | 0 | 0 | 0 | 0 | 0 | 0 | 0 | 0 | 0 | 0 | 0 | 0 | 0 | 0 | 0 | 0 | 0 | 0 | 0 | 0 | 0 | 0 | 0 | 0 | 0 | 2684.5195 | 2684.5195 | 2684.5195 | 2684.5195 | 2684.5195 | 2684.5195 | 2684.5195 | 2684.5195 | 2684.5195 | 2684.5195 | 0 | 0 | 0 | 0 | 0 | 0 | 0 | 0 | 0 | 0 | 0 | 0 | 0 | 0 | 0 | 0 | 0 | 0
Residential | Whole House Efficiency | Single Family | Weatherstrip/Caulk (ASHP) | 15 | 0 | 94.8% | 0 | 18877.2317 | 12.7521 | 0 | 0 | 0 | 0 | 0 |  | n/a | 0.73995 | n/a | n/a | n/a | 0 | 0 | 14063.9609 | 1451.8973 | 18975.3923 | 19006.6175 | 0 | 0 |  | 0 | 0 | 0 | 0 | 18877.2317 | 18877.2317 | 18877.2317 | 18877.2317 | 18877.2317 | 18877.2317 | 18877.2317 | 18877.2317 | 18877.2317 | 18877.2317 | 18877.2317 | 18877.2317 | 18877.2317 | 18877.2317 | 18877.2317 | 0 | 0 | 0 | 0 | 0 | 0 | 0 | 0 | 0 | 0 | 0 | 0 | 0 | 0 | 0 | 0 | 0 | 12.7521 | 12.7521 | 12.7521 | 12.7521 | 12.7521 | 12.7521 | 12.7521 | 12.7521 | 12.7521 | 12.7521 | 12.7521 | 12.7521 | 12.7521 | 12.7521 | 12.7521 | 0 | 0 | 0 | 0 | 0 | 0 | 0 | 0 | 0 | 0 | 0 | 0 | 0 | 0 | 0 | 0 | 0 | 0 | 0 | 0 | 0 | 0 | 0 | 0 | 0 | 0 | 0 | 0 | 0 | 0 | 0 | 0 | 0 | 0 | 0 | 0 | 0 | 0 | 0 | 0 | 0 | 0 | 0 | 0 | 0
Residential | Whole House Efficiency | Single Family | Weatherstrip/Caulk (CAC & Electric Heat) | 15 | 0 | 94.8% | 0 | 87036.0109 | 11.7414 | 0 | 0 | 0 | 0 | 0 |  | n/a | 0.44193 | n/a | n/a | n/a | 0 | 0 | 38727.8272 | 6694.1674 | 87488.5933 | 87632.5616 | 0 | 0 |  | 0 | 0 | 0 | 0 | 87036.0109 | 87036.0109 | 87036.0109 | 87036.0109 | 87036.0109 | 87036.0109 | 87036.0109 | 87036.0109 | 87036.0109 | 87036.0109 | 87036.0109 | 87036.0109 | 87036.0109 | 87036.0109 | 87036.0109 | 0 | 0 | 0 | 0 | 0 | 0 | 0 | 0 | 0 | 0 | 0 | 0 | 0 | 0 | 0 | 0 | 0 | 11.7414 | 11.7414 | 11.7414 | 11.7414 | 11.7414 | 11.7414 | 11.7414 | 11.7414 | 11.7414 | 11.7414 | 11.7414 | 11.7414 | 11.7414 | 11.7414 | 11.7414 | 0 | 0 | 0 | 0 | 0 | 0 | 0 | 0 | 0 | 0 | 0 | 0 | 0 | 0 | 0 | 0 | 0 | 0 | 0 | 0 | 0 | 0 | 0 | 0 | 0 | 0 | 0 | 0 | 0 | 0 | 0 | 0 | 0 | 0 | 0 | 0 | 0 | 0 | 0 | 0 | 0 | 0 | 0 | 0 | 0
Residential | Whole House Efficiency | Single Family | Door Sweep (ASHP) | 2 | 0 | 94.8% | 0 | 255.0263 | 0.11377 | 0 | 0 | 0 | 0 | 0 |  | n/a | 0.6306 | n/a | n/a | n/a | 0 | 0 | 29.3279 | 4.102 | 46.4315 | 46.5079 | 0 | 0 |  | 0 | 0 | 0 | 0 | 255.0263 | 255.0263 | 0 | 0 | 0 | 0 | 0 | 0 | 0 | 0 | 0 | 0 | 0 | 0 | 0 | 0 | 0 | 0 | 0 | 0 | 0 | 0 | 0 | 0 | 0 | 0 | 0 | 0 | 0 | 0 | 0 | 0 | 0.11377 | 0.11377 | 0 | 0 | 0 | 0 | 0 | 0 | 0 | 0 | 0 | 0 | 0 | 0 | 0 | 0 | 0 | 0 | 0 | 0 | 0 | 0 | 0 | 0 | 0 | 0 | 0 | 0 | 0 | 0 | 0 | 0 | 0 | 0 | 0 | 0 | 0 | 0 | 0 | 0 | 0 | 0 | 0 | 0 | 0 | 0 | 0 | 0 | 0 | 0 | 0 | 0 | 0 | 0 | 0 | 0 | 0 | 0 | 0 | 0
Residential | Whole House Efficiency | Single Family | Door Sweep (CAC & Electric Heat) | 2 | 0 | 94.8% | 0 | 767.9648 | 0.21332 | 0 | 0 | 0 | 0 | 0 |  | n/a | 0.54005 | n/a | n/a | n/a | 0 | 0 | 75.6343 | 12.3524 | 139.8199 | 140.05 | 0 | 0 |  | 0 | 0 | 0 | 0 | 767.9648 | 767.9648 | 0 | 0 | 0 | 0 | 0 | 0 | 0 | 0 | 0 | 0 | 0 | 0 | 0 | 0 | 0 | 0 | 0 | 0 | 0 | 0 | 0 | 0 | 0 | 0 | 0 | 0 | 0 | 0 | 0 | 0 | 0.21332 | 0.21332 | 0 | 0 | 0 | 0 | 0 | 0 | 0 | 0 | 0 | 0 | 0 | 0 | 0 | 0 | 0 | 0 | 0 | 0 | 0 | 0 | 0 | 0 | 0 | 0 | 0 | 0 | 0 | 0 | 0 | 0 | 0 | 0 | 0 | 0 | 0 | 0 | 0 | 0 | 0 | 0 | 0 | 0 | 0 | 0 | 0 | 0 | 0 | 0 | 0 | 0 | 0 | 0 | 0 | 0 | 0 | 0 | 0 | 0
Residential | Whole House Efficiency | Single Family | Foam (ASHP) | 5 | 0 | 94.8% | 0 | 2736.8477 | 1.8488 | 0 | 0 | 0 | 0 | 0 |  | n/a | 0.77415 | n/a | n/a | n/a | 0 | 0 | 897.1726 | 98.4628 | 1157.01 | 1158.9139 | 0 | 0 |  | 0 | 0 | 0 | 0 | 2736.8477 | 2736.8477 | 2736.8477 | 2736.8477 | 2736.8477 | 0 | 0 | 0 | 0 | 0 | 0 | 0 | 0 | 0 | 0 | 0 | 0 | 0 | 0 | 0 | 0 | 0 | 0 | 0 | 0 | 0 | 0 | 0 | 0 | 0 | 0 | 0 | 1.8488 | 1.8488 | 1.8488 | 1.8488 | 1.8488 | 0 | 0 | 0 | 0 | 0 | 0 | 0 | 0 | 0 | 0 | 0 | 0 | 0 | 0 | 0 | 0 | 0 | 0 | 0 | 0 | 0 | 0 | 0 | 0 | 0 | 0 | 0 | 0 | 0 | 0 | 0 | 0 | 0 | 0 | 0 | 0 | 0 | 0 | 0 | 0 | 0 | 0 | 0 | 0 | 0 | 0 | 0 | 0 | 0 | 0 | 0 | 0 | 0 | 0 | 0
Residential | Whole House Efficiency | Single Family | Foam (CAC & Electric Heat) | 5 | 0 | 94.8% | 0 | 12543.4251 | 1.6921 | 0 | 0 | 0 | 0 | 0 |  | n/a | 0.47585 | n/a | n/a | n/a | 0 | 0 | 2527.4672 | 451.2712 | 5302.768 | 5311.494 | 0 | 0 |  | 0 | 0 | 0 | 0 | 12543.4251 | 12543.4251 | 12543.4251 | 12543.4251 | 12543.4251 | 0 | 0 | 0 | 0 | 0 | 0 | 0 | 0 | 0 | 0 | 0 | 0 | 0 | 0 | 0 | 0 | 0 | 0 | 0 | 0 | 0 | 0 | 0 | 0 | 0 | 0 | 0 | 1.6921 | 1.6921 | 1.6921 | 1.6921 | 1.6921 | 0 | 0 | 0 | 0 | 0 | 0 | 0 | 0 | 0 | 0 | 0 | 0 | 0 | 0 | 0 | 0 | 0 | 0 | 0 | 0 | 0 | 0 | 0 | 0 | 0 | 0 | 0 | 0 | 0 | 0 | 0 | 0 | 0 | 0 | 0 | 0 | 0 | 0 | 0 | 0 | 0 | 0 | 0 | 0 | 0 | 0 | 0 | 0 | 0 | 0 | 0 | 0 | 0 | 0 | 0
Residential | Whole House Efficiency | Single Family | Duct Sealing - Tape (ASHP) | 20 | 0 | 94.8% | 0 | 79474.5413 | 63.8267 | 0 | 0 | 0 | 0 | 0 |  | n/a | 0.78736 | n/a | n/a | n/a | 0 | 0 | 75376.3744 | 7003.9885 | 95575.5215 | 95732.7973 | 0 | 0 |  | 0 | 0 | 0 | 0 | 79474.5413 | 79474.5413 | 79474.5413 | 79474.5413 | 79474.5413 | 79474.5413 | 79474.5413 | 79474.5413 | 79474.5413 | 79474.5413 | 79474.5413 | 79474.5413 | 79474.5413 | 79474.5413 | 79474.5413 | 79474.5413 | 79474.5413 | 79474.5413 | 79474.5413 | 79474.5413 | 0 | 0 | 0 | 0 | 0 | 0 | 0 | 0 | 0 | 0 | 0 | 0 | 63.8267 | 63.8267 | 63.8267 | 63.8267 | 63.8267 | 63.8267 | 63.8267 | 63.8267 | 63.8267 | 63.8267 | 63.8267 | 63.8267 | 63.8267 | 63.8267 | 63.8267 | 63.8267 | 63.8267 | 63.8267 | 63.8267 | 63.8267 | 0 | 0 | 0 | 0 | 0 | 0 | 0 | 0 | 0 | 0 | 0 | 0 | 0 | 0 | 0 | 0 | 0 | 0 | 0 | 0 | 0 | 0 | 0 | 0 | 0 | 0 | 0 | 0 | 0 | 0 | 0 | 0 | 0 | 0 | 0 | 0 | 0 | 0 | 0 | 0
Residential | Whole House Efficiency | Single Family | Duct Sealing - Tape (CAC & Electric Heat) | 20 | 0 | 94.8% | 0 | 1504133.6541 | 117.7326 | 0 | 0 | 0 | 0 | 0 |  | n/a | 0.39616 | n/a | n/a | n/a | 0 | 0 | 717769.8374 | 132557.3523 | 1808860.497 | 1811837.097 | 0 | 0 |  | 0 | 0 | 0 | 0 | 1504133.6541 | 1504133.6541 | 1504133.6541 | 1504133.6541 | 1504133.6541 | 1504133.6541 | 1504133.6541 | 1504133.6541 | 1504133.6541 | 1504133.6541 | 1504133.6541 | 1504133.6541 | 1504133.6541 | 1504133.6541 | 1504133.6541 | 1504133.6541 | 1504133.6541 | 1504133.6541 | 1504133.6541 | 1504133.6541 | 0 | 0 | 0 | 0 | 0 | 0 | 0 | 0 | 0 | 0 | 0 | 0 | 117.7326 | 117.7326 | 117.7326 | 117.7326 | 117.7326 | 117.7326 | 117.7326 | 117.7326 | 117.7326 | 117.7326 | 117.7326 | 117.7326 | 117.7326 | 117.7326 | 117.7326 | 117.7326 | 117.7326 | 117.7326 | 117.7326 | 117.7326 | 0 | 0 | 0 | 0 | 0 | 0 | 0 | 0 | 0 | 0 | 0 | 0 | 0 | 0 | 0 | 0 | 0 | 0 | 0 | 0 | 0 | 0 | 0 | 0 | 0 | 0 | 0 | 0 | 0 | 0 | 0 | 0 | 0 | 0 | 0 | 0 | 0 | 0 | 0 | 0
Residential | Whole House Efficiency | Multi-Family | Standard CFL | 5 | 0 | 94.8% | 0 | 0 | 0 | 0 | 0 | 0 | 0 | 0 |  | n/a | n/a | n/a | n/a | n/a | 0 | 0 | 0 | 0 | 0 | 0 | 0 | 0 |  | 0 | 0 | 0 | 0 | 0 | 0 | 0 | 0 | 0 | 0 | 0 | 0 | 0 | 0 | 0 | 0 | 0 | 0 | 0 | 0 | 0 | 0 | 0 | 0 | 0 | 0 | 0 | 0 | 0 | 0 | 0 | 0 | 0 | 0 | 0 | 0 | 0 | 0 | 0 | 0 | 0 | 0 | 0 | 0 | 0 | 0 | 0 | 0 | 0 | 0 | 0 | 0 | 0 | 0 | 0 | 0 | 0 | 0 | 0 | 0 | 0 | 0 | 0 | 0 | 0 | 0 | 0 | 0 | 0 | 0 | 0 | 0 | 0 | 0 | 0 | 0 | 0 | 0 | 0 | 0 | 0 | 0 | 0 | 0 | 0 | 0 | 0 | 0 | 0 | 0 | 0 | 0 | 0 | 0 | 0 | 0
Residential | Whole House Efficiency | Multi-Family | LED | 15 | 0 | 94.8% | 0 | 0 | 0 | 0 | 0 | 0 | 0 | 0 |  | n/a | n/a | n/a | n/a | n/a | 0 | 0 | 0 | 0 | 0 | 0 | 0 | 0 |  | 0 | 0 | 0 | 0 | 0 | 0 | 0 | 0 | 0 | 0 | 0 | 0 | 0 | 0 | 0 | 0 | 0 | 0 | 0 | 0 | 0 | 0 | 0 | 0 | 0 | 0 | 0 | 0 | 0 | 0 | 0 | 0 | 0 | 0 | 0 | 0 | 0 | 0 | 0 | 0 | 0 | 0 | 0 | 0 | 0 | 0 | 0 | 0 | 0 | 0 | 0 | 0 | 0 | 0 | 0 | 0 | 0 | 0 | 0 | 0 | 0 | 0 | 0 | 0 | 0 | 0 | 0 | 0 | 0 | 0 | 0 | 0 | 0 | 0 | 0 | 0 | 0 | 0 | 0 | 0 | 0 | 0 | 0 | 0 | 0 | 0 | 0 | 0 | 0 | 0 | 0 | 0 | 0 | 0 | 0 | 0
Residential | Whole House Efficiency | Multi-Family | Pipe Insulated (Electric DHW) | 15 | 0 | 94.8% | 0 | 3265.7128 | 0.37775 | 0 | 0 | 0 | 0 | 0 |  | n/a | 0.43133 | n/a | n/a | n/a | 0 | 0 | 1418.2658 | 251.1745 | 3282.6943 | 3288.0962 | 0 | 0 |  | 0 | 0 | 0 | 0 | 3265.7128 | 3265.7128 | 3265.7128 | 3265.7128 | 3265.7128 | 3265.7128 | 3265.7128 | 3265.7128 | 3265.7128 | 3265.7128 | 3265.7128 | 3265.7128 | 3265.7128 | 3265.7128 | 3265.7128 | 0 | 0 | 0 | 0 | 0 | 0 | 0 | 0 | 0 | 0 | 0 | 0 | 0 | 0 | 0 | 0 | 0 | 0.37775 | 0.37775 | 0.37775 | 0.37775 | 0.37775 | 0.37775 | 0.37775 | 0.37775 | 0.37775 | 0.37775 | 0.37775 | 0.37775 | 0.37775 | 0.37775 | 0.37775 | 0 | 0 | 0 | 0 | 0 | 0 | 0 | 0 | 0 | 0 | 0 | 0 | 0 | 0 | 0 | 0 | 0 | 0 | 0 | 0 | 0 | 0 | 0 | 0 | 0 | 0 | 0 | 0 | 0 | 0 | 0 | 0 | 0 | 0 | 0 | 0 | 0 | 0 | 0 | 0 | 0 | 0 | 0 | 0 | 0
Residential | Whole House Efficiency | Multi-Family | Pipe Insulated (Natural Gas DHW) | 15 | 0 | 94.8% | 11.0524 | 0 | 0 | 0 | 0 | 0 | 0 | 0 |  | n/a | 0.48588 | n/a | n/a | n/a | 0 | 0 | 49.8258 | 0 | 102.3799 | 102.5484 | 0 | 0 |  | 0 | 0 | 0 | 0 | 0 | 0 | 0 | 0 | 0 | 0 | 0 | 0 | 0 | 0 | 0 | 0 | 0 | 0 | 0 | 0 | 0 | 0 | 0 | 0 | 0 | 0 | 0 | 0 | 0 | 0 | 0 | 0 | 0 | 0 | 0 | 0 | 0 | 0 | 0 | 0 | 0 | 0 | 0 | 0 | 0 | 0 | 0 | 0 | 0 | 0 | 0 | 0 | 0 | 0 | 0 | 0 | 0 | 0 | 0 | 0 | 0 | 0 | 0 | 0 | 0 | 0 | 0 | 0 | 11.0524 | 11.0524 | 11.0524 | 11.0524 | 11.0524 | 11.0524 | 11.0524 | 11.0524 | 11.0524 | 11.0524 | 11.0524 | 11.0524 | 11.0524 | 11.0524 | 11.0524 | 0 | 0 | 0 | 0 | 0 | 0 | 0 | 0 | 0 | 0 | 0 | 0 | 0
Residential | Whole House Efficiency | Multi-Family | Water Heater Tank Wrap (Electric DHW) | 5 | 0 | 94.8% | 0 | 6747.9851 | 0.78056 | 0 | 0 | 0 | 0 | 0 |  | n/a | 0.46524 | n/a | n/a | n/a | 0 | 0 | 1329.3814 | 242.7703 | 2852.7295 | 2857.4239 | 0 | 0 |  | 0 | 0 | 0 | 0 | 6747.9851 | 6747.9851 | 6747.9851 | 6747.9851 | 6747.9851 | 0 | 0 | 0 | 0 | 0 | 0 | 0 | 0 | 0 | 0 | 0 | 0 | 0 | 0 | 0 | 0 | 0 | 0 | 0 | 0 | 0 | 0 | 0 | 0 | 0 | 0 | 0 | 0.78056 | 0.78056 | 0.78056 | 0.78056 | 0.78056 | 0 | 0 | 0 | 0 | 0 | 0 | 0 | 0 | 0 | 0 | 0 | 0 | 0 | 0 | 0 | 0 | 0 | 0 | 0 | 0 | 0 | 0 | 0 | 0 | 0 | 0 | 0 | 0 | 0 | 0 | 0 | 0 | 0 | 0 | 0 | 0 | 0 | 0 | 0 | 0 | 0 | 0 | 0 | 0 | 0 | 0 | 0 | 0 | 0 | 0 | 0 | 0 | 0 | 0 | 0
Residential | Whole House Efficiency | Multi-Family | Low Flow Faucet Aerator - Multi-Family (Electric DHW) | 9 | 0 | 94.8% | 0 | 23104.696 | 10.3085 | 0 | 0 | 0 | 0 | 0 |  | n/a | 0.6409 | n/a | n/a | n/a | 0 | 0 | 10258.5211 | 1298.9408 | 15980.1061 | 16006.4024 | 0 | 0 |  | 0 | 0 | 0 | 0 | 23104.696 | 23104.696 | 23104.696 | 23104.696 | 23104.696 | 23104.696 | 23104.696 | 23104.696 | 23104.696 | 0 | 0 | 0 | 0 | 0 | 0 | 0 | 0 | 0 | 0 | 0 | 0 | 0 | 0 | 0 | 0 | 0 | 0 | 0 | 0 | 0 | 0 | 0 | 10.3085 | 10.3085 | 10.3085 | 10.3085 | 10.3085 | 10.3085 | 10.3085 | 10.3085 | 10.3085 | 0 | 0 | 0 | 0 | 0 | 0 | 0 | 0 | 0 | 0 | 0 | 0 | 0 | 0 | 0 | 0 | 0 | 0 | 0 | 0 | 0 | 0 | 0 | 0 | 0 | 0 | 0 | 0 | 0 | 0 | 0 | 0 | 0 | 0 | 0 | 0 | 0 | 0 | 0 | 0 | 0 | 0 | 0 | 0 | 0 | 0 | 0 | 0 | 0 | 0 | 0
Residential | Whole House Efficiency | Multi-Family | Low Flow Faucet Aerator - Multi-Family (Natural Gas DHW) | 9 | 0 | 94.8% | 82.5991 | 0 | 0 | 0 | 0 | 0 | 0 | 0 |  | n/a | 0.48588 | n/a | n/a | n/a | 0 | 0 | 259.1256 | 0 | 532.4405 | 533.3166 | 0 | 0 |  | 0 | 0 | 0 | 0 | 0 | 0 | 0 | 0 | 0 | 0 | 0 | 0 | 0 | 0 | 0 | 0 | 0 | 0 | 0 | 0 | 0 | 0 | 0 | 0 | 0 | 0 | 0 | 0 | 0 | 0 | 0 | 0 | 0 | 0 | 0 | 0 | 0 | 0 | 0 | 0 | 0 | 0 | 0 | 0 | 0 | 0 | 0 | 0 | 0 | 0 | 0 | 0 | 0 | 0 | 0 | 0 | 0 | 0 | 0 | 0 | 0 | 0 | 0 | 0 | 0 | 0 | 0 | 0 | 82.5991 | 82.5991 | 82.5991 | 82.5991 | 82.5991 | 82.5991 | 82.5991 | 82.5991 | 82.5991 | 0 | 0 | 0 | 0 | 0 | 0 | 0 | 0 | 0 | 0 | 0 | 0 | 0 | 0 | 0 | 0 | 0 | 0 | 0
Residential | Whole House Efficiency | Multi-Family | Low Flow Showerhead - Multi-Family (Electric DHW) | 10 | 0 | 94.8% | 0 | 55224.6518 | 6.7023 | 0 | 0 | 0 | 0 | 0 |  | n/a | 0.45427 | n/a | n/a | n/a | 0 | 0 | 18864.7327 | 3333.9881 | 41459.7185 | 41527.9432 | 0 | 0 |  | 0 | 0 | 0 | 0 | 55224.6518 | 55224.6518 | 55224.6518 | 55224.6518 | 55224.6518 | 55224.6518 | 55224.6518 | 55224.6518 | 55224.6518 | 55224.6518 | 0 | 0 | 0 | 0 | 0 | 0 | 0 | 0 | 0 | 0 | 0 | 0 | 0 | 0 | 0 | 0 | 0 | 0 | 0 | 0 | 0 | 0 | 6.7023 | 6.7023 | 6.7023 | 6.7023 | 6.7023 | 6.7023 | 6.7023 | 6.7023 | 6.7023 | 6.7023 | 0 | 0 | 0 | 0 | 0 | 0 | 0 | 0 | 0 | 0 | 0 | 0 | 0 | 0 | 0 | 0 | 0 | 0 | 0 | 0 | 0 | 0 | 0 | 0 | 0 | 0 | 0 | 0 | 0 | 0 | 0 | 0 | 0 | 0 | 0 | 0 | 0 | 0 | 0 | 0 | 0 | 0 | 0 | 0 | 0 | 0 | 0 | 0 | 0 | 0
Residential | Whole House Efficiency | Multi-Family | Low Flow Showerhead - Multi-Family (Natural Gas DHW) | 10 | 0 | 94.8% | 197.4276 | 0 | 0 | 0 | 0 | 0 | 0 | 0 |  | n/a | 0.48588 | n/a | n/a | n/a | 0 | 0 | 670.9589 | 0 | 1378.6584 | 1380.9271 | 0 | 0 |  | 0 | 0 | 0 | 0 | 0 | 0 | 0 | 0 | 0 | 0 | 0 | 0 | 0 | 0 | 0 | 0 | 0 | 0 | 0 | 0 | 0 | 0 | 0 | 0 | 0 | 0 | 0 | 0 | 0 | 0 | 0 | 0 | 0 | 0 | 0 | 0 | 0 | 0 | 0 | 0 | 0 | 0 | 0 | 0 | 0 | 0 | 0 | 0 | 0 | 0 | 0 | 0 | 0 | 0 | 0 | 0 | 0 | 0 | 0 | 0 | 0 | 0 | 0 | 0 | 0 | 0 | 0 | 0 | 197.4276 | 197.4276 | 197.4276 | 197.4276 | 197.4276 | 197.4276 | 197.4276 | 197.4276 | 197.4276 | 197.4276 | 0 | 0 | 0 | 0 | 0 | 0 | 0 | 0 | 0 | 0 | 0 | 0 | 0 | 0 | 0 | 0 | 0 | 0
Residential | Whole House Efficiency | Multi-Family | Weatherstrip/Caulk (ASHP) | 15 | 0 | 94.8% | 0 | 1403.5117 | 0.94811 | 0 | 0 | 0 | 0 | 0 |  | n/a | 0.73995 | n/a | n/a | n/a | 0 | 0 | 1045.6476 | 107.9478 | 1410.8098 | 1413.1314 | 0 | 0 |  | 0 | 0 | 0 | 0 | 1403.5117 | 1403.5117 | 1403.5117 | 1403.5117 | 1403.5117 | 1403.5117 | 1403.5117 | 1403.5117 | 1403.5117 | 1403.5117 | 1403.5117 | 1403.5117 | 1403.5117 | 1403.5117 | 1403.5117 | 0 | 0 | 0 | 0 | 0 | 0 | 0 | 0 | 0 | 0 | 0 | 0 | 0 | 0 | 0 | 0 | 0 | 0.94811 | 0.94811 | 0.94811 | 0.94811 | 0.94811 | 0.94811 | 0.94811 | 0.94811 | 0.94811 | 0.94811 | 0.94811 | 0.94811 | 0.94811 | 0.94811 | 0.94811 | 0 | 0 | 0 | 0 | 0 | 0 | 0 | 0 | 0 | 0 | 0 | 0 | 0 | 0 | 0 | 0 | 0 | 0 | 0 | 0 | 0 | 0 | 0 | 0 | 0 | 0 | 0 | 0 | 0 | 0 | 0 | 0 | 0 | 0 | 0 | 0 | 0 | 0 | 0 | 0 | 0 | 0 | 0 | 0 | 0
Residential | Whole House Efficiency | Multi-Family | Weatherstrip/Caulk (CAC & Electric Heat) | 15 | 0 | 94.8% | 0 | 38227.5812 | 5.157 | 0 | 0 | 0 | 0 | 0 |  | n/a | 0.44193 | n/a | n/a | n/a | 0 | 0 | 17009.8692 | 2940.1833 | 38426.3626 | 38489.5957 | 0 | 0 |  | 0 | 0 | 0 | 0 | 38227.5812 | 38227.5812 | 38227.5812 | 38227.5812 | 38227.5812 | 38227.5812 | 38227.5812 | 38227.5812 | 38227.5812 | 38227.5812 | 38227.5812 | 38227.5812 | 38227.5812 | 38227.5812 | 38227.5812 | 0 | 0 | 0 | 0 | 0 | 0 | 0 | 0 | 0 | 0 | 0 | 0 | 0 | 0 | 0 | 0 | 0 | 5.157 | 5.157 | 5.157 | 5.157 | 5.157 | 5.157 | 5.157 | 5.157 | 5.157 | 5.157 | 5.157 | 5.157 | 5.157 | 5.157 | 5.157 | 0 | 0 | 0 | 0 | 0 | 0 | 0 | 0 | 0 | 0 | 0 | 0 | 0 | 0 | 0 | 0 | 0 | 0 | 0 | 0 | 0 | 0 | 0 | 0 | 0 | 0 | 0 | 0 | 0 | 0 | 0 | 0 | 0 | 0 | 0 | 0 | 0 | 0 | 0 | 0 | 0 | 0 | 0 | 0 | 0
Residential | Whole House Efficiency | Multi-Family | Door Sweep (ASHP) | 2 | 0 | 94.8% | 0 | 21.2522 | 0.0094811 | 0 | 0 | 0 | 0 | 0 |  | n/a | 0.6306 | n/a | n/a | n/a | 0 | 0 | 2.444 | 0.34183 | 3.8693 | 3.8757 | 0 | 0 |  | 0 | 0 | 0 | 0 | 21.2522 | 21.2522 | 0 | 0 | 0 | 0 | 0 | 0 | 0 | 0 | 0 | 0 | 0 | 0 | 0 | 0 | 0 | 0 | 0 | 0 | 0 | 0 | 0 | 0 | 0 | 0 | 0 | 0 | 0 | 0 | 0 | 0 | 0.0094811 | 0.0094811 | 0 | 0 | 0 | 0 | 0 | 0 | 0 | 0 | 0 | 0 | 0 | 0 | 0 | 0 | 0 | 0 | 0 | 0 | 0 | 0 | 0 | 0 | 0 | 0 | 0 | 0 | 0 | 0 | 0 | 0 | 0 | 0 | 0 | 0 | 0 | 0 | 0 | 0 | 0 | 0 | 0 | 0 | 0 | 0 | 0 | 0 | 0 | 0 | 0 | 0 | 0 | 0 | 0 | 0 | 0 | 0 | 0 | 0
Residential | Whole House Efficiency | Multi-Family | Door Sweep (CAC & Electric Heat) | 2 | 0 | 94.8% | 0 | 341.3177 | 0.094811 | 0 | 0 | 0 | 0 | 0 |  | n/a | 0.54005 | n/a | n/a | n/a | 0 | 0 | 33.6152 | 5.4899 | 62.1422 | 62.2444 | 0 | 0 |  | 0 | 0 | 0 | 0 | 341.3177 | 341.3177 | 0 | 0 | 0 | 0 | 0 | 0 | 0 | 0 | 0 | 0 | 0 | 0 | 0 | 0 | 0 | 0 | 0 | 0 | 0 | 0 | 0 | 0 | 0 | 0 | 0 | 0 | 0 | 0 | 0 | 0 | 0.094811 | 0.094811 | 0 | 0 | 0 | 0 | 0 | 0 | 0 | 0 | 0 | 0 | 0 | 0 | 0 | 0 | 0 | 0 | 0 | 0 | 0 | 0 | 0 | 0 | 0 | 0 | 0 | 0 | 0 | 0 | 0 | 0 | 0 | 0 | 0 | 0 | 0 | 0 | 0 | 0 | 0 | 0 | 0 | 0 | 0 | 0 | 0 | 0 | 0 | 0 | 0 | 0 | 0 | 0 | 0 | 0 | 0 | 0 | 0 | 0
Residential | Whole House Efficiency | Multi-Family | Foam (ASHP) | 5 | 0 | 94.8% | 0 | 210.5267 | 0.14222 | 0 | 0 | 0 | 0 | 0 |  | n/a | 0.77415 | n/a | n/a | n/a | 0 | 0 | 69.0133 | 7.5741 | 89.0008 | 89.1472 | 0 | 0 |  | 0 | 0 | 0 | 0 | 210.5267 | 210.5267 | 210.5267 | 210.5267 | 210.5267 | 0 | 0 | 0 | 0 | 0 | 0 | 0 | 0 | 0 | 0 | 0 | 0 | 0 | 0 | 0 | 0 | 0 | 0 | 0 | 0 | 0 | 0 | 0 | 0 | 0 | 0 | 0 | 0.14222 | 0.14222 | 0.14222 | 0.14222 | 0.14222 | 0 | 0 | 0 | 0 | 0 | 0 | 0 | 0 | 0 | 0 | 0 | 0 | 0 | 0 | 0 | 0 | 0 | 0 | 0 | 0 | 0 | 0 | 0 | 0 | 0 | 0 | 0 | 0 | 0 | 0 | 0 | 0 | 0 | 0 | 0 | 0 | 0 | 0 | 0 | 0 | 0 | 0 | 0 | 0 | 0 | 0 | 0 | 0 | 0 | 0 | 0 | 0 | 0 | 0 | 0
Residential | Whole House Efficiency | Multi-Family | Foam (CAC & Electric Heat) | 5 | 0 | 94.8% | 0 | 5375.7536 | 0.72521 | 0 | 0 | 0 | 0 | 0 |  | n/a | 0.47585 | n/a | n/a | n/a | 0 | 0 | 1083.2002 | 193.4019 | 2272.6148 | 2276.3546 | 0 | 0 |  | 0 | 0 | 0 | 0 | 5375.7536 | 5375.7536 | 5375.7536 | 5375.7536 | 5375.7536 | 0 | 0 | 0 | 0 | 0 | 0 | 0 | 0 | 0 | 0 | 0 | 0 | 0 | 0 | 0 | 0 | 0 | 0 | 0 | 0 | 0 | 0 | 0 | 0 | 0 | 0 | 0 | 0.72521 | 0.72521 | 0.72521 | 0.72521 | 0.72521 | 0 | 0 | 0 | 0 | 0 | 0 | 0 | 0 | 0 | 0 | 0 | 0 | 0 | 0 | 0 | 0 | 0 | 0 | 0 | 0 | 0 | 0 | 0 | 0 | 0 | 0 | 0 | 0 | 0 | 0 | 0 | 0 | 0 | 0 | 0 | 0 | 0 | 0 | 0 | 0 | 0 | 0 | 0 | 0 | 0 | 0 | 0 | 0 | 0 | 0 | 0 | 0 | 0 | 0 | 0
Residential | Whole House Efficiency | Multi-Family | Duct Sealing - Tape (ASHP) | 20 | 0 | 94.8% | 0 | 15583.2434 | 12.515 | 0 | 0 | 0 | 0 | 0 |  | n/a | 0.78736 | n/a | n/a | n/a | 0 | 0 | 14779.6813 | 1373.3311 | 18740.2983 | 18771.1367 | 0 | 0 |  | 0 | 0 | 0 | 0 | 15583.2434 | 15583.2434 | 15583.2434 | 15583.2434 | 15583.2434 | 15583.2434 | 15583.2434 | 15583.2434 | 15583.2434 | 15583.2434 | 15583.2434 | 15583.2434 | 15583.2434 | 15583.2434 | 15583.2434 | 15583.2434 | 15583.2434 | 15583.2434 | 15583.2434 | 15583.2434 | 0 | 0 | 0 | 0 | 0 | 0 | 0 | 0 | 0 | 0 | 0 | 0 | 12.515 | 12.515 | 12.515 | 12.515 | 12.515 | 12.515 | 12.515 | 12.515 | 12.515 | 12.515 | 12.515 | 12.515 | 12.515 | 12.515 | 12.515 | 12.515 | 12.515 | 12.515 | 12.515 | 12.515 | 0 | 0 | 0 | 0 | 0 | 0 | 0 | 0 | 0 | 0 | 0 | 0 | 0 | 0 | 0 | 0 | 0 | 0 | 0 | 0 | 0 | 0 | 0 | 0 | 0 | 0 | 0 | 0 | 0 | 0 | 0 | 0 | 0 | 0 | 0 | 0 | 0 | 0 | 0 | 0
Residential | Whole House Efficiency | Multi-Family | Duct Sealing - Tape (CAC & Electric Heat) | 20 | 0 | 94.8% | 0 | 300826.7308 | 23.5465 | 0 | 0 | 0 | 0 | 0 |  | n/a | 0.39616 | n/a | n/a | n/a | 0 | 0 | 143553.9675 | 26511.4705 | 361772.0994 | 362367.4194 | 0 | 0 |  | 0 | 0 | 0 | 0 | 300826.7308 | 300826.7308 | 300826.7308 | 300826.7308 | 300826.7308 | 300826.7308 | 300826.7308 | 300826.7308 | 300826.7308 | 300826.7308 | 300826.7308 | 300826.7308 | 300826.7308 | 300826.7308 | 300826.7308 | 300826.7308 | 300826.7308 | 300826.7308 | 300826.7308 | 300826.7308 | 0 | 0 | 0 | 0 | 0 | 0 | 0 | 0 | 0 | 0 | 0 | 0 | 23.5465 | 23.5465 | 23.5465 | 23.5465 | 23.5465 | 23.5465 | 23.5465 | 23.5465 | 23.5465 | 23.5465 | 23.5465 | 23.5465 | 23.5465 | 23.5465 | 23.5465 | 23.5465 | 23.5465 | 23.5465 | 23.5465 | 23.5465 | 0 | 0 | 0 | 0 | 0 | 0 | 0 | 0 | 0 | 0 | 0 | 0 | 0 | 0 | 0 | 0 | 0 | 0 | 0 | 0 | 0 | 0 | 0 | 0 | 0 | 0 | 0 | 0 | 0 | 0 | 0 | 0 | 0 | 0 | 0 | 0 | 0 | 0 | 0 | 0
Residential | Whole House Efficiency | Building Shell | Duct Sealing 10% (ASHP) | 20 | 0 | 94.8% | 0 | 6460.7269 | 3.4415 | 0 | 0 | 3068.9084 | 0 | 1000 |  | 2.2194 | 0.5862 | 6.8113 | 2.4726 | 3.7804 | 0.014673 | 0.11343 | 4991.6862 | 569.3755 | 7769.6245 | 7782.4099 | 732.856 | 2249.068 |  | 0 | 0 | 0 | 0 | 6460.7269 | 6460.7269 | 6460.7269 | 6460.7269 | 6460.7269 | 6460.7269 | 6460.7269 | 6460.7269 | 6460.7269 | 6460.7269 | 6460.7269 | 6460.7269 | 6460.7269 | 6460.7269 | 6460.7269 | 6460.7269 | 6460.7269 | 6460.7269 | 6460.7269 | 6460.7269 | 0 | 0 | 0 | 0 | 0 | 0 | 0 | 0 | 0 | 0 | 0 | 0 | 3.4415 | 3.4415 | 3.4415 | 3.4415 | 3.4415 | 3.4415 | 3.4415 | 3.4415 | 3.4415 | 3.4415 | 3.4415 | 3.4415 | 3.4415 | 3.4415 | 3.4415 | 3.4415 | 3.4415 | 3.4415 | 3.4415 | 3.4415 | 0 | 0 | 0 | 0 | 0 | 0 | 0 | 0 | 0 | 0 | 0 | 0 | 0 | 0 | 0 | 0 | 0 | 0 | 0 | 0 | 0 | 0 | 0 | 0 | 0 | 0 | 0 | 0 | 0 | 0 | 0 | 0 | 0 | 0 | 0 | 0 | 0 | 0 | 0 | 0
Residential | Whole House Efficiency | Building Shell | Duct Sealing 10% (CAC & Electric Heat) | 20 | 0 | 94.8% | 0 | 124721.1057 | 9.7623 | 0 | 0 | 34371.7744 | 0 | 11200 |  | 2.3628 | 0.37563 | 7.2511 | 2.7991 | 6.2802 | 0.008513 | 0.065811 | 59516.6843 | 10991.5096 | 149988.7199 | 150235.5363 | 8207.9874 | 25189.5615 |  | 0 | 0 | 0 | 0 | 124721.1057 | 124721.1057 | 124721.1057 | 124721.1057 | 124721.1057 | 124721.1057 | 124721.1057 | 124721.1057 | 124721.1057 | 124721.1057 | 124721.1057 | 124721.1057 | 124721.1057 | 124721.1057 | 124721.1057 | 124721.1057 | 124721.1057 | 124721.1057 | 124721.1057 | 124721.1057 | 0 | 0 | 0 | 0 | 0 | 0 | 0 | 0 | 0 | 0 | 0 | 0 | 9.7623 | 9.7623 | 9.7623 | 9.7623 | 9.7623 | 9.7623 | 9.7623 | 9.7623 | 9.7623 | 9.7623 | 9.7623 | 9.7623 | 9.7623 | 9.7623 | 9.7623 | 9.7623 | 9.7623 | 9.7623 | 9.7623 | 9.7623 | 0 | 0 | 0 | 0 | 0 | 0 | 0 | 0 | 0 | 0 | 0 | 0 | 0 | 0 | 0 | 0 | 0 | 0 | 0 | 0 | 0 | 0 | 0 | 0 | 0 | 0 | 0 | 0 | 0 | 0 | 0 | 0 | 0 | 0 | 0 | 0 | 0 | 0 | 0 | 0
Residential | Whole House Efficiency | Building Shell | Duct Sealing 10% (CAC & Gas Heat) | 20 | 0 | 94.8% | 3213.3755 | 7054.9594 | 2.6149 | 0 | 0 | 9206.7253 | 0 | 3000 |  | 3.2451 | 0.47525 | 9.9588 | 3.3372 | 6.8175 | 0.040312 | 0.31163 | 21895.0788 | 621.7444 | 43800.3224 | 43872.3987 | 2198.568 | 6747.204 |  | 0 | 0 | 0 | 0 | 7054.9594 | 7054.9594 | 7054.9594 | 7054.9594 | 7054.9594 | 7054.9594 | 7054.9594 | 7054.9594 | 7054.9594 | 7054.9594 | 7054.9594 | 7054.9594 | 7054.9594 | 7054.9594 | 7054.9594 | 7054.9594 | 7054.9594 | 7054.9594 | 7054.9594 | 7054.9594 | 0 | 0 | 0 | 0 | 0 | 0 | 0 | 0 | 0 | 0 | 0 | 0 | 2.6149 | 2.6149 | 2.6149 | 2.6149 | 2.6149 | 2.6149 | 2.6149 | 2.6149 | 2.6149 | 2.6149 | 2.6149 | 2.6149 | 2.6149 | 2.6149 | 2.6149 | 2.6149 | 2.6149 | 2.6149 | 2.6149 | 2.6149 | 0 | 0 | 0 | 0 | 0 | 0 | 0 | 0 | 0 | 0 | 0 | 0 | 3213.3755 | 3213.3755 | 3213.3755 | 3213.3755 | 3213.3755 | 3213.3755 | 3213.3755 | 3213.3755 | 3213.3755 | 3213.3755 | 3213.3755 | 3213.3755 | 3213.3755 | 3213.3755 | 3213.3755 | 3213.3755 | 3213.3755 | 3213.3755 | 3213.3755 | 3213.3755 | 0 | 0 | 0 | 0 | 0 | 0 | 0 | 0
Residential | Whole House Efficiency | Building Shell | Air Sealing 20% ACH Reduction (ASHP) | 15 | 0 | 94.8% | 0 | 3634.5553 | 1.6215 | 0 | 0 | 1144.4077 | 0 | 1500 |  | 2.6769 | 0.47177 | 2.0423 | 3.0102 | 5.6669 | 0.04483 | 0.30245 | 2245.0573 | 279.5432 | 3653.4548 | 3659.4668 | 1099.284 | 838.6861 |  | 0 | 0 | 0 | 0 | 3634.5553 | 3634.5553 | 3634.5553 | 3634.5553 | 3634.5553 | 3634.5553 | 3634.5553 | 3634.5553 | 3634.5553 | 3634.5553 | 3634.5553 | 3634.5553 | 3634.5553 | 3634.5553 | 3634.5553 | 0 | 0 | 0 | 0 | 0 | 0 | 0 | 0 | 0 | 0 | 0 | 0 | 0 | 0 | 0 | 0 | 0 | 1.6215 | 1.6215 | 1.6215 | 1.6215 | 1.6215 | 1.6215 | 1.6215 | 1.6215 | 1.6215 | 1.6215 | 1.6215 | 1.6215 | 1.6215 | 1.6215 | 1.6215 | 0 | 0 | 0 | 0 | 0 | 0 | 0 | 0 | 0 | 0 | 0 | 0 | 0 | 0 | 0 | 0 | 0 | 0 | 0 | 0 | 0 | 0 | 0 | 0 | 0 | 0 | 0 | 0 | 0 | 0 | 0 | 0 | 0 | 0 | 0 | 0 | 0 | 0 | 0 | 0 | 0 | 0 | 0 | 0 | 0
Residential | Whole House Efficiency | Building Shell | Air Sealing 20% ACH Reduction (CAC & Electric Heat) | 15 | 0 | 94.8% | 0 | 59345.0996 | 8.0058 | 0 | 0 | 11634.8121 | 0 | 15250 |  | 3.0969 | 0.3723 | 2.3628 | 3.6322 | 8.3069 | 0.027913 | 0.18832 | 26406.3891 | 4564.3869 | 59653.6909 | 59751.855 | 11176.0542 | 8526.642 |  | 0 | 0 | 0 | 0 | 59345.0996 | 59345.0996 | 59345.0996 | 59345.0996 | 59345.0996 | 59345.0996 | 59345.0996 | 59345.0996 | 59345.0996 | 59345.0996 | 59345.0996 | 59345.0996 | 59345.0996 | 59345.0996 | 59345.0996 | 0 | 0 | 0 | 0 | 0 | 0 | 0 | 0 | 0 | 0 | 0 | 0 | 0 | 0 | 0 | 0 | 0 | 8.0058 | 8.0058 | 8.0058 | 8.0058 | 8.0058 | 8.0058 | 8.0058 | 8.0058 | 8.0058 | 8.0058 | 8.0058 | 8.0058 | 8.0058 | 8.0058 | 8.0058 | 0 | 0 | 0 | 0 | 0 | 0 | 0 | 0 | 0 | 0 | 0 | 0 | 0 | 0 | 0 | 0 | 0 | 0 | 0 | 0 | 0 | 0 | 0 | 0 | 0 | 0 | 0 | 0 | 0 | 0 | 0 | 0 | 0 | 0 | 0 | 0 | 0 | 0 | 0 | 0 | 0 | 0 | 0 | 0 | 0
Residential | Whole House Efficiency | Building Shell | Air Sealing 20% ACH Reduction (CAC & Gas Heat) | 15 | 0 | 94.8% | 635.6902 | 4081.936 | 2.2311 | 0 | 0 | 3242.4886 | 0 | 4250 |  | 2.3629 | 0.42787 | 1.8027 | 2.495 | 5.5155 | 0.1131 | 0.76303 | 5614.7951 | 313.9524 | 9991.6541 | 10008.096 | 3114.6381 | 2376.2773 |  | 0 | 0 | 0 | 0 | 4081.936 | 4081.936 | 4081.936 | 4081.936 | 4081.936 | 4081.936 | 4081.936 | 4081.936 | 4081.936 | 4081.936 | 4081.936 | 4081.936 | 4081.936 | 4081.936 | 4081.936 | 0 | 0 | 0 | 0 | 0 | 0 | 0 | 0 | 0 | 0 | 0 | 0 | 0 | 0 | 0 | 0 | 0 | 2.2311 | 2.2311 | 2.2311 | 2.2311 | 2.2311 | 2.2311 | 2.2311 | 2.2311 | 2.2311 | 2.2311 | 2.2311 | 2.2311 | 2.2311 | 2.2311 | 2.2311 | 0 | 0 | 0 | 0 | 0 | 0 | 0 | 0 | 0 | 0 | 0 | 0 | 0 | 0 | 0 | 0 | 0 | 635.6902 | 635.6902 | 635.6902 | 635.6902 | 635.6902 | 635.6902 | 635.6902 | 635.6902 | 635.6902 | 635.6902 | 635.6902 | 635.6902 | 635.6902 | 635.6902 | 635.6902 | 0 | 0 | 0 | 0 | 0 | 0 | 0 | 0 | 0 | 0 | 0 | 0 | 0
Residential | Whole House Efficiency | Building Shell | Air Sealing 20% ACH Reduction & Attic Insulation R-38 (ASHP) | 20 | 0 | 94.8% | 0 | 1770.8076 | 0.88231 | 0 | 0 | 1230.8629 | 0 | 900 |  | 1.4728 | 0.47573 | 2.0142 | 1.6458 | 3.092 | 0.048181 | 0.37247 | 1328.5297 | 156.059 | 2129.5607 | 2133.065 | 659.5704 | 902.0453 |  | 0 | 0 | 0 | 0 | 1770.8076 | 1770.8076 | 1770.8076 | 1770.8076 | 1770.8076 | 1770.8076 | 1770.8076 | 1770.8076 | 1770.8076 | 1770.8076 | 1770.8076 | 1770.8076 | 1770.8076 | 1770.8076 | 1770.8076 | 1770.8076 | 1770.8076 | 1770.8076 | 1770.8076 | 1770.8076 | 0 | 0 | 0 | 0 | 0 | 0 | 0 | 0 | 0 | 0 | 0 | 0 | 0.88231 | 0.88231 | 0.88231 | 0.88231 | 0.88231 | 0.88231 | 0.88231 | 0.88231 | 0.88231 | 0.88231 | 0.88231 | 0.88231 | 0.88231 | 0.88231 | 0.88231 | 0.88231 | 0.88231 | 0.88231 | 0.88231 | 0.88231 | 0 | 0 | 0 | 0 | 0 | 0 | 0 | 0 | 0 | 0 | 0 | 0 | 0 | 0 | 0 | 0 | 0 | 0 | 0 | 0 | 0 | 0 | 0 | 0 | 0 | 0 | 0 | 0 | 0 | 0 | 0 | 0 | 0 | 0 | 0 | 0 | 0 | 0 | 0 | 0
Residential | Whole House Efficiency | Building Shell | Air Sealing 20% ACH Reduction & Attic Insulation R-38 (CAC & Electric Heat) | 20 | 0 | 94.8% | 0 | 26724.4384 | 2.6683 | 0 | 0 | 11077.7658 | 0 | 8100 |  | 1.617 | 0.34431 | 2.2115 | 1.9071 | 4.6899 | 0.028733 | 0.22212 | 13127.6469 | 2355.1902 | 32138.6207 | 32191.5069 | 5936.1337 | 8118.4073 |  | 0 | 0 | 0 | 0 | 26724.4384 | 26724.4384 | 26724.4384 | 26724.4384 | 26724.4384 | 26724.4384 | 26724.4384 | 26724.4384 | 26724.4384 | 26724.4384 | 26724.4384 | 26724.4384 | 26724.4384 | 26724.4384 | 26724.4384 | 26724.4384 | 26724.4384 | 26724.4384 | 26724.4384 | 26724.4384 | 0 | 0 | 0 | 0 | 0 | 0 | 0 | 0 | 0 | 0 | 0 | 0 | 2.6683 | 2.6683 | 2.6683 | 2.6683 | 2.6683 | 2.6683 | 2.6683 | 2.6683 | 2.6683 | 2.6683 | 2.6683 | 2.6683 | 2.6683 | 2.6683 | 2.6683 | 2.6683 | 2.6683 | 2.6683 | 2.6683 | 2.6683 | 0 | 0 | 0 | 0 | 0 | 0 | 0 | 0 | 0 | 0 | 0 | 0 | 0 | 0 | 0 | 0 | 0 | 0 | 0 | 0 | 0 | 0 | 0 | 0 | 0 | 0 | 0 | 0 | 0 | 0 | 0 | 0 | 0 | 0 | 0 | 0 | 0 | 0 | 0 | 0
Residential | Whole House Efficiency | Building Shell | Air Sealing 20% ACH Reduction & Attic Insulation R-38 (CAC & Gas Heat) | 20 | 0 | 94.8% | 305.1345 | 1442.4752 | 0.74119 | 0 | 0 | 3077.1572 | 0 | 2250 |  | 1.2101 | 0.40455 | 1.655 | 1.2665 | 2.9875 | 0.14787 | 1.1431 | 2728.8914 | 127.1235 | 5088.2408 | 5096.6138 | 1648.926 | 2255.1131 |  | 0 | 0 | 0 | 0 | 1442.4752 | 1442.4752 | 1442.4752 | 1442.4752 | 1442.4752 | 1442.4752 | 1442.4752 | 1442.4752 | 1442.4752 | 1442.4752 | 1442.4752 | 1442.4752 | 1442.4752 | 1442.4752 | 1442.4752 | 1442.4752 | 1442.4752 | 1442.4752 | 1442.4752 | 1442.4752 | 0 | 0 | 0 | 0 | 0 | 0 | 0 | 0 | 0 | 0 | 0 | 0 | 0.74119 | 0.74119 | 0.74119 | 0.74119 | 0.74119 | 0.74119 | 0.74119 | 0.74119 | 0.74119 | 0.74119 | 0.74119 | 0.74119 | 0.74119 | 0.74119 | 0.74119 | 0.74119 | 0.74119 | 0.74119 | 0.74119 | 0.74119 | 0 | 0 | 0 | 0 | 0 | 0 | 0 | 0 | 0 | 0 | 0 | 0 | 305.1345 | 305.1345 | 305.1345 | 305.1345 | 305.1345 | 305.1345 | 305.1345 | 305.1345 | 305.1345 | 305.1345 | 305.1345 | 305.1345 | 305.1345 | 305.1345 | 305.1345 | 305.1345 | 305.1345 | 305.1345 | 305.1345 | 305.1345 | 0 | 0 | 0 | 0 | 0 | 0 | 0 | 0
Residential | Whole House Efficiency | Building Shell | Wall Insulation R-13 (ASHP) | 25 | 0 | 94.8% | 0 | 684.6661 | 0.41161 | 0 | 0 | 85.3186 | 0 | 180 |  | 9.8885 | 0.58238 | 4.6871 | 10.9368 | 16.955 | 0.022943 | 0.19267 | 618.291 | 65.5458 | 928.2161 | 929.7435 | 131.9141 | 62.5262 |  | 0 | 0 | 0 | 0 | 684.6661 | 684.6661 | 684.6661 | 684.6661 | 684.6661 | 684.6661 | 684.6661 | 684.6661 | 684.6661 | 684.6661 | 684.6661 | 684.6661 | 684.6661 | 684.6661 | 684.6661 | 684.6661 | 684.6661 | 684.6661 | 684.6661 | 684.6661 | 684.6661 | 684.6661 | 684.6661 | 684.6661 | 684.6661 | 0 | 0 | 0 | 0 | 0 | 0 | 0 | 0.41161 | 0.41161 | 0.41161 | 0.41161 | 0.41161 | 0.41161 | 0.41161 | 0.41161 | 0.41161 | 0.41161 | 0.41161 | 0.41161 | 0.41161 | 0.41161 | 0.41161 | 0.41161 | 0.41161 | 0.41161 | 0.41161 | 0.41161 | 0.41161 | 0.41161 | 0.41161 | 0.41161 | 0.41161 | 0 | 0 | 0 | 0 | 0 | 0 | 0 | 0 | 0 | 0 | 0 | 0 | 0 | 0 | 0 | 0 | 0 | 0 | 0 | 0 | 0 | 0 | 0 | 0 | 0 | 0 | 0 | 0 | 0 | 0 | 0 | 0 | 0 | 0 | 0
Residential | Whole House Efficiency | Building Shell | Wall Insulation R-13 (CAC & Electric Heat) | 25 | 0 | 94.8% | 0 | 14925.7561 | 0.5769 | 0 | 0 | 1023.8227 | 0 | 2160 |  | 9.8829 | 0.33935 | 4.6844 | 11.7873 | 29.0786 | 0.012629 | 0.10606 | 7415.3185 | 1428.902 | 20235.1573 | 20268.4556 | 1582.969 | 750.3146 |  | 0 | 0 | 0 | 0 | 14925.7561 | 14925.7561 | 14925.7561 | 14925.7561 | 14925.7561 | 14925.7561 | 14925.7561 | 14925.7561 | 14925.7561 | 14925.7561 | 14925.7561 | 14925.7561 | 14925.7561 | 14925.7561 | 14925.7561 | 14925.7561 | 14925.7561 | 14925.7561 | 14925.7561 | 14925.7561 | 14925.7561 | 14925.7561 | 14925.7561 | 14925.7561 | 14925.7561 | 0 | 0 | 0 | 0 | 0 | 0 | 0 | 0.5769 | 0.5769 | 0.5769 | 0.5769 | 0.5769 | 0.5769 | 0.5769 | 0.5769 | 0.5769 | 0.5769 | 0.5769 | 0.5769 | 0.5769 | 0.5769 | 0.5769 | 0.5769 | 0.5769 | 0.5769 | 0.5769 | 0.5769 | 0.5769 | 0.5769 | 0.5769 | 0.5769 | 0.5769 | 0 | 0 | 0 | 0 | 0 | 0 | 0 | 0 | 0 | 0 | 0 | 0 | 0 | 0 | 0 | 0 | 0 | 0 | 0 | 0 | 0 | 0 | 0 | 0 | 0 | 0 | 0 | 0 | 0 | 0 | 0 | 0 | 0 | 0 | 0
Residential | Whole House Efficiency | Building Shell | Wall Insulation R-13 (CAC & Gas Heat) | 25 | 0 | 94.8% | 170.7478 | 383.1508 | 0.14423 | 0 | 0 | 255.9557 | 0 | 540 |  | 6.9615 | 0.43247 | 3.2997 | 7.157 | 16.0742 | 0.12299 | 1.0329 | 1305.8237 | 36.6806 | 2619.4264 | 2623.7368 | 395.7422 | 187.5786 |  | 0 | 0 | 0 | 0 | 383.1508 | 383.1508 | 383.1508 | 383.1508 | 383.1508 | 383.1508 | 383.1508 | 383.1508 | 383.1508 | 383.1508 | 383.1508 | 383.1508 | 383.1508 | 383.1508 | 383.1508 | 383.1508 | 383.1508 | 383.1508 | 383.1508 | 383.1508 | 383.1508 | 383.1508 | 383.1508 | 383.1508 | 383.1508 | 0 | 0 | 0 | 0 | 0 | 0 | 0 | 0.14423 | 0.14423 | 0.14423 | 0.14423 | 0.14423 | 0.14423 | 0.14423 | 0.14423 | 0.14423 | 0.14423 | 0.14423 | 0.14423 | 0.14423 | 0.14423 | 0.14423 | 0.14423 | 0.14423 | 0.14423 | 0.14423 | 0.14423 | 0.14423 | 0.14423 | 0.14423 | 0.14423 | 0.14423 | 0 | 0 | 0 | 0 | 0 | 0 | 0 | 170.7478 | 170.7478 | 170.7478 | 170.7478 | 170.7478 | 170.7478 | 170.7478 | 170.7478 | 170.7478 | 170.7478 | 170.7478 | 170.7478 | 170.7478 | 170.7478 | 170.7478 | 170.7478 | 170.7478 | 170.7478 | 170.7478 | 170.7478 | 170.7478 | 170.7478 | 170.7478 | 170.7478 | 170.7478 | 0 | 0 | 0
Residential | Whole House Efficiency | Building Shell | Basement Sidewall Insulation R-13 (ASHP) | 25 | 0 | 94.8% | 0 | 2993.9806 | 1.8689 | 0 | 0 | 61.4294 | 0 | 72 |  | 61.1641 | 0.66859 | 52.1844 | 67.5309 | 91.3343 | 0.0020987 | 0.017624 | 2753.5409 | 286.6257 | 4059.0016 | 4065.6809 | 52.7656 | 45.0189 |  | 0 | 0 | 0 | 0 | 2993.9806 | 2993.9806 | 2993.9806 | 2993.9806 | 2993.9806 | 2993.9806 | 2993.9806 | 2993.9806 | 2993.9806 | 2993.9806 | 2993.9806 | 2993.9806 | 2993.9806 | 2993.9806 | 2993.9806 | 2993.9806 | 2993.9806 | 2993.9806 | 2993.9806 | 2993.9806 | 2993.9806 | 2993.9806 | 2993.9806 | 2993.9806 | 2993.9806 | 0 | 0 | 0 | 0 | 0 | 0 | 0 | 1.8689 | 1.8689 | 1.8689 | 1.8689 | 1.8689 | 1.8689 | 1.8689 | 1.8689 | 1.8689 | 1.8689 | 1.8689 | 1.8689 | 1.8689 | 1.8689 | 1.8689 | 1.8689 | 1.8689 | 1.8689 | 1.8689 | 1.8689 | 1.8689 | 1.8689 | 1.8689 | 1.8689 | 1.8689 | 0 | 0 | 0 | 0 | 0 | 0 | 0 | 0 | 0 | 0 | 0 | 0 | 0 | 0 | 0 | 0 | 0 | 0 | 0 | 0 | 0 | 0 | 0 | 0 | 0 | 0 | 0 | 0 | 0 | 0 | 0 | 0 | 0 | 0 | 0
Residential | Whole House Efficiency | Building Shell | Basement Sidewall Insulation R-13 (CAC & Electric Heat) | 25 | 0 | 94.8% | 0 | 66393.332 | 1.741 | 0 | 0 | 737.1523 | 0 | 864 |  | 59.9548 | 0.35674 | 51.1526 | 71.7204 | 167.7889 | 0.0011357 | 0.0095369 | 32389.1823 | 6356.0978 | 90010.818 | 90158.9368 | 633.1876 | 540.2265 |  | 0 | 0 | 0 | 0 | 66393.332 | 66393.332 | 66393.332 | 66393.332 | 66393.332 | 66393.332 | 66393.332 | 66393.332 | 66393.332 | 66393.332 | 66393.332 | 66393.332 | 66393.332 | 66393.332 | 66393.332 | 66393.332 | 66393.332 | 66393.332 | 66393.332 | 66393.332 | 66393.332 | 66393.332 | 66393.332 | 66393.332 | 66393.332 | 0 | 0 | 0 | 0 | 0 | 0 | 0 | 1.741 | 1.741 | 1.741 | 1.741 | 1.741 | 1.741 | 1.741 | 1.741 | 1.741 | 1.741 | 1.741 | 1.741 | 1.741 | 1.741 | 1.741 | 1.741 | 1.741 | 1.741 | 1.741 | 1.741 | 1.741 | 1.741 | 1.741 | 1.741 | 1.741 | 0 | 0 | 0 | 0 | 0 | 0 | 0 | 0 | 0 | 0 | 0 | 0 | 0 | 0 | 0 | 0 | 0 | 0 | 0 | 0 | 0 | 0 | 0 | 0 | 0 | 0 | 0 | 0 | 0 | 0 | 0 | 0 | 0 | 0 | 0
Residential | Whole House Efficiency | Building Shell | Basement Sidewall Insulation R-13 (CAC & Gas Heat) | 25 | 0 | 94.8% | 785.7943 | 1405.1615 | 0.43525 | 0 | 0 | 184.2881 | 0 | 216 |  | 42.031 | 0.48325 | 35.8603 | 43.0271 | 86.8345 | 0.013415 | 0.11265 | 5676.5678 | 134.5217 | 11569.2762 | 11588.3142 | 158.2969 | 135.0566 |  | 0 | 0 | 0 | 0 | 1405.1615 | 1405.1615 | 1405.1615 | 1405.1615 | 1405.1615 | 1405.1615 | 1405.1615 | 1405.1615 | 1405.1615 | 1405.1615 | 1405.1615 | 1405.1615 | 1405.1615 | 1405.1615 | 1405.1615 | 1405.1615 | 1405.1615 | 1405.1615 | 1405.1615 | 1405.1615 | 1405.1615 | 1405.1615 | 1405.1615 | 1405.1615 | 1405.1615 | 0 | 0 | 0 | 0 | 0 | 0 | 0 | 0.43525 | 0.43525 | 0.43525 | 0.43525 | 0.43525 | 0.43525 | 0.43525 | 0.43525 | 0.43525 | 0.43525 | 0.43525 | 0.43525 | 0.43525 | 0.43525 | 0.43525 | 0.43525 | 0.43525 | 0.43525 | 0.43525 | 0.43525 | 0.43525 | 0.43525 | 0.43525 | 0.43525 | 0.43525 | 0 | 0 | 0 | 0 | 0 | 0 | 0 | 785.7943 | 785.7943 | 785.7943 | 785.7943 | 785.7943 | 785.7943 | 785.7943 | 785.7943 | 785.7943 | 785.7943 | 785.7943 | 785.7943 | 785.7943 | 785.7943 | 785.7943 | 785.7943 | 785.7943 | 785.7943 | 785.7943 | 785.7943 | 785.7943 | 785.7943 | 785.7943 | 785.7943 | 785.7943 | 0 | 0 | 0
Residential | Whole House Efficiency | Building Shell | Crawlspace Insulation R-19 (ASHP) | 25 | 0 | 94.8% | 0 | 4195.3061 | 2.6035 | 0 | 0 | 76.7867 | 0 | 90 |  | 68.3692 | 0.6676 | 58.3316 | 75.5063 | 102.2437 | 0.0018721 | 0.015722 | 3847.3784 | 401.6333 | 5687.6636 | 5697.023 | 65.957 | 56.2736 |  | 0 | 0 | 0 | 0 | 4195.3061 | 4195.3061 | 4195.3061 | 4195.3061 | 4195.3061 | 4195.3061 | 4195.3061 | 4195.3061 | 4195.3061 | 4195.3061 | 4195.3061 | 4195.3061 | 4195.3061 | 4195.3061 | 4195.3061 | 4195.3061 | 4195.3061 | 4195.3061 | 4195.3061 | 4195.3061 | 4195.3061 | 4195.3061 | 4195.3061 | 4195.3061 | 4195.3061 | 0 | 0 | 0 | 0 | 0 | 0 | 0 | 2.6035 | 2.6035 | 2.6035 | 2.6035 | 2.6035 | 2.6035 | 2.6035 | 2.6035 | 2.6035 | 2.6035 | 2.6035 | 2.6035 | 2.6035 | 2.6035 | 2.6035 | 2.6035 | 2.6035 | 2.6035 | 2.6035 | 2.6035 | 2.6035 | 2.6035 | 2.6035 | 2.6035 | 2.6035 | 0 | 0 | 0 | 0 | 0 | 0 | 0 | 0 | 0 | 0 | 0 | 0 | 0 | 0 | 0 | 0 | 0 | 0 | 0 | 0 | 0 | 0 | 0 | 0 | 0 | 0 | 0 | 0 | 0 | 0 | 0 | 0 | 0 | 0 | 0
Residential | Whole House Efficiency | Building Shell | Crawlspace Insulation R-19 (CAC & Electric Heat) | 25 | 0 | 94.8% | 0 | 92784.8741 | 2.6124 | 0 | 0 | 921.4404 | 0 | 1080 |  | 67.2214 | 0.35802 | 57.3523 | 80.3754 | 187.4501 | 0.0010158 | 0.0085303 | 45393.491 | 8882.6651 | 125790.3793 | 125997.3757 | 791.4845 | 675.2831 |  | 0 | 0 | 0 | 0 | 92784.8741 | 92784.8741 | 92784.8741 | 92784.8741 | 92784.8741 | 92784.8741 | 92784.8741 | 92784.8741 | 92784.8741 | 92784.8741 | 92784.8741 | 92784.8741 | 92784.8741 | 92784.8741 | 92784.8741 | 92784.8741 | 92784.8741 | 92784.8741 | 92784.8741 | 92784.8741 | 92784.8741 | 92784.8741 | 92784.8741 | 92784.8741 | 92784.8741 | 0 | 0 | 0 | 0 | 0 | 0 | 0 | 2.6124 | 2.6124 | 2.6124 | 2.6124 | 2.6124 | 2.6124 | 2.6124 | 2.6124 | 2.6124 | 2.6124 | 2.6124 | 2.6124 | 2.6124 | 2.6124 | 2.6124 | 2.6124 | 2.6124 | 2.6124 | 2.6124 | 2.6124 | 2.6124 | 2.6124 | 2.6124 | 2.6124 | 2.6124 | 0 | 0 | 0 | 0 | 0 | 0 | 0 | 0 | 0 | 0 | 0 | 0 | 0 | 0 | 0 | 0 | 0 | 0 | 0 | 0 | 0 | 0 | 0 | 0 | 0 | 0 | 0 | 0 | 0 | 0 | 0 | 0 | 0 | 0 | 0
Residential | Whole House Efficiency | Building Shell | Crawlspace Insulation R-19 (CAC & Gas Heat) | 25 | 0 | 94.8% | 1080.7532 | 2017.9871 | 0.6531 | 0 | 0 | 230.3601 | 0 | 270 |  | 46.7165 | 0.48528 | 39.8579 | 47.8609 | 96.1113 | 0.011676 | 0.098054 | 7886.7189 | 193.1899 | 16027.7163 | 16054.091 | 197.8711 | 168.8208 |  | 0 | 0 | 0 | 0 | 2017.9871 | 2017.9871 | 2017.9871 | 2017.9871 | 2017.9871 | 2017.9871 | 2017.9871 | 2017.9871 | 2017.9871 | 2017.9871 | 2017.9871 | 2017.9871 | 2017.9871 | 2017.9871 | 2017.9871 | 2017.9871 | 2017.9871 | 2017.9871 | 2017.9871 | 2017.9871 | 2017.9871 | 2017.9871 | 2017.9871 | 2017.9871 | 2017.9871 | 0 | 0 | 0 | 0 | 0 | 0 | 0 | 0.6531 | 0.6531 | 0.6531 | 0.6531 | 0.6531 | 0.6531 | 0.6531 | 0.6531 | 0.6531 | 0.6531 | 0.6531 | 0.6531 | 0.6531 | 0.6531 | 0.6531 | 0.6531 | 0.6531 | 0.6531 | 0.6531 | 0.6531 | 0.6531 | 0.6531 | 0.6531 | 0.6531 | 0.6531 | 0 | 0 | 0 | 0 | 0 | 0 | 0 | 1080.7532 | 1080.7532 | 1080.7532 | 1080.7532 | 1080.7532 | 1080.7532 | 1080.7532 | 1080.7532 | 1080.7532 | 1080.7532 | 1080.7532 | 1080.7532 | 1080.7532 | 1080.7532 | 1080.7532 | 1080.7532 | 1080.7532 | 1080.7532 | 1080.7532 | 1080.7532 | 1080.7532 | 1080.7532 | 1080.7532 | 1080.7532 | 1080.7532 | 0 | 0 | 0
Residential | Whole House Efficiency | HVAC | Efficient Heat Pump (SF SEER 15, EER 12.5, HSPF 8.5) | 18 | 0 | 59.08% | 0 | 74791.8487 | 36.5377 | 0 | 0 | 64784.7343 | 0 | 72000 |  | 1.1125 | 0.38446 | 1.001 | 1.2451 | 3.9667 | 0.095568 | 0.7055 | 52819.9747 | 6294.2471 | 135563.548 | 84623.0543 | 52765.633 | 47477.8822 |  | 0 | 0 | 0 | 0 | 74791.8487 | 74791.8487 | 74791.8487 | 74791.8487 | 74791.8487 | 74791.8487 | 74791.8487 | 74791.8487 | 74791.8487 | 74791.8487 | 74791.8487 | 74791.8487 | 74791.8487 | 74791.8487 | 74791.8487 | 74791.8487 | 74791.8487 | 74791.8487 | 0 | 0 | 0 | 0 | 0 | 0 | 0 | 0 | 0 | 0 | 0 | 0 | 0 | 0 | 36.5377 | 36.5377 | 36.5377 | 36.5377 | 36.5377 | 36.5377 | 36.5377 | 36.5377 | 36.5377 | 36.5377 | 36.5377 | 36.5377 | 36.5377 | 36.5377 | 36.5377 | 36.5377 | 36.5377 | 36.5377 | 0 | 0 | 0 | 0 | 0 | 0 | 0 | 0 | 0 | 0 | 0 | 0 | 0 | 0 | 0 | 0 | 0 | 0 | 0 | 0 | 0 | 0 | 0 | 0 | 0 | 0 | 0 | 0 | 0 | 0 | 0 | 0 | 0 | 0 | 0 | 0 | 0 | 0 | 0 | 0 | 0 | 0
Residential | Whole House Efficiency | HVAC | Efficient Heat Pump (SF SEER 16, EER 13, HSPF 9) | 18 | 0 | 59.08% | 0 | 24866.7998 | 7.094 | 0 | 0 | 18895.5475 | 0 | 15750 |  | 1.0437 | 0.36424 | 1.2521 | 1.1948 | 4.0884 | 0.062877 | 0.46417 | 14452.2541 | 2092.7118 | 45072.1792 | 28135.4798 | 11542.4822 | 13847.7156 |  | 0 | 0 | 0 | 0 | 24866.7998 | 24866.7998 | 24866.7998 | 24866.7998 | 24866.7998 | 24866.7998 | 24866.7998 | 24866.7998 | 24866.7998 | 24866.7998 | 24866.7998 | 24866.7998 | 24866.7998 | 24866.7998 | 24866.7998 | 24866.7998 | 24866.7998 | 24866.7998 | 0 | 0 | 0 | 0 | 0 | 0 | 0 | 0 | 0 | 0 | 0 | 0 | 0 | 0 | 7.094 | 7.094 | 7.094 | 7.094 | 7.094 | 7.094 | 7.094 | 7.094 | 7.094 | 7.094 | 7.094 | 7.094 | 7.094 | 7.094 | 7.094 | 7.094 | 7.094 | 7.094 | 0 | 0 | 0 | 0 | 0 | 0 | 0 | 0 | 0 | 0 | 0 | 0 | 0 | 0 | 0 | 0 | 0 | 0 | 0 | 0 | 0 | 0 | 0 | 0 | 0 | 0 | 0 | 0 | 0 | 0 | 0 | 0 | 0 | 0 | 0 | 0 | 0 | 0 | 0 | 0 | 0 | 0
Residential | Whole House Efficiency | HVAC | Efficient Heat Pump (SF SEER 14 Replace Resistance Heat w/CAC) | 18 | 6 | 54.74% | 0 | 0 | 0 | 629805.7088 | 46.1244 | 84679.8328 | 84679.8328 | 24000 |  | 5.9427 | 0.41647 | 7.8131 | 7.0769 | 24.1162 | 0.0076454 | 0.027927 | 137421.8754 | 26226.1632 | 540083.7213 | 312377.5414 | 17588.5443 | 23124.3392 |  | 0 | 0 | 0 | 0 | 629805.7088 | 629805.7088 | 629805.7088 | 629805.7088 | 629805.7088 | 629805.7088 | 0 | 0 | 0 | 0 | 0 | 0 | 0 | 0 | 0 | 0 | 0 | 0 | 0 | 0 | 0 | 0 | 0 | 0 | 0 | 0 | 0 | 0 | 0 | 0 | 0 | 0 | 46.1244 | 46.1244 | 46.1244 | 46.1244 | 46.1244 | 46.1244 | 0 | 0 | 0 | 0 | 0 | 0 | 0 | 0 | 0 | 0 | 0 | 0 | 0 | 0 | 0 | 0 | 0 | 0 | 0 | 0 | 0 | 0 | 0 | 0 | 0 | 0 | 0 | 0 | 0 | 0 | 0 | 0 | 0 | 0 | 0 | 0 | 0 | 0 | 0 | 0 | 0 | 0 | 0 | 0 | 0 | 0 | 0 | 0 | 0 | 0 | 0 | 0 | 0 | 0
Residential | Whole House Efficiency | HVAC | Efficient Heat Pump (SF SEER 15 Replace Resistance Heat w/CAC) | 18 | 6 | 54.74% | 0 | 5197.4279 | 2.5391 | 146903.7124 | 11.6757 | 23554.9769 | 19052.9624 | 10800 |  | 4.0281 | 0.40733 | 4.3271 | 4.7736 | 16.4192 | 0.014236 | 0.053878 | 34248.3716 | 6338.2859 | 131686.1034 | 76165.5639 | 7914.8449 | 8502.3047 |  | 0 | 0 | 0 | 0 | 146903.7124 | 146903.7124 | 146903.7124 | 146903.7124 | 146903.7124 | 146903.7124 | 5197.4279 | 5197.4279 | 5197.4279 | 5197.4279 | 5197.4279 | 5197.4279 | 5197.4279 | 5197.4279 | 5197.4279 | 5197.4279 | 5197.4279 | 5197.4279 | 0 | 0 | 0 | 0 | 0 | 0 | 0 | 0 | 0 | 0 | 0 | 0 | 0 | 0 | 11.6757 | 11.6757 | 11.6757 | 11.6757 | 11.6757 | 11.6757 | 2.5391 | 2.5391 | 2.5391 | 2.5391 | 2.5391 | 2.5391 | 2.5391 | 2.5391 | 2.5391 | 2.5391 | 2.5391 | 2.5391 | 0 | 0 | 0 | 0 | 0 | 0 | 0 | 0 | 0 | 0 | 0 | 0 | 0 | 0 | 0 | 0 | 0 | 0 | 0 | 0 | 0 | 0 | 0 | 0 | 0 | 0 | 0 | 0 | 0 | 0 | 0 | 0 | 0 | 0 | 0 | 0 | 0 | 0 | 0 | 0 | 0 | 0
Residential | Whole House Efficiency | HVAC | Efficient Heat Pump (SF SEER 16 Replace Resistance Heat w/CAC) | 18 | 6 | 54.74% | 0 | 5924.7129 | 1.6902 | 76777.8551 | 6.2585 | 14028.4957 | 9526.4812 | 8100 |  | 3.1745 | 0.39204 | 3.1556 | 3.759 | 13.2669 | 0.01962 | 0.077316 | 18732.27 | 3449.0486 | 72349.4076 | 41845.9753 | 5936.1337 | 5900.8166 |  | 0 | 0 | 0 | 0 | 76777.8551 | 76777.8551 | 76777.8551 | 76777.8551 | 76777.8551 | 76777.8551 | 5924.7129 | 5924.7129 | 5924.7129 | 5924.7129 | 5924.7129 | 5924.7129 | 5924.7129 | 5924.7129 | 5924.7129 | 5924.7129 | 5924.7129 | 5924.7129 | 0 | 0 | 0 | 0 | 0 | 0 | 0 | 0 | 0 | 0 | 0 | 0 | 0 | 0 | 6.2585 | 6.2585 | 6.2585 | 6.2585 | 6.2585 | 6.2585 | 1.6902 | 1.6902 | 1.6902 | 1.6902 | 1.6902 | 1.6902 | 1.6902 | 1.6902 | 1.6902 | 1.6902 | 1.6902 | 1.6902 | 0 | 0 | 0 | 0 | 0 | 0 | 0 | 0 | 0 | 0 | 0 | 0 | 0 | 0 | 0 | 0 | 0 | 0 | 0 | 0 | 0 | 0 | 0 | 0 | 0 | 0 | 0 | 0 | 0 | 0 | 0 | 0 | 0 | 0 | 0 | 0 | 0 | 0 | 0 | 0 | 0 | 0
Residential | Whole House Efficiency | HVAC | Heat Pump Ductless (SF Mini Split Replace Resistance Heat w/CAC) | 18 | 0 | 59.08% | 0 | 55207.0993 | 1.5181 | 0 | 0 | 6617.8773 | 0 | 5600 |  | 4.8104 | 0.35047 | 5.6847 | 5.7683 | 21.4784 | 0.01007 | 0.074338 | 23330.1121 | 4646.0561 | 100065.3198 | 62463.9375 | 4103.9937 | 4849.9512 |  | 0 | 0 | 0 | 0 | 55207.0993 | 55207.0993 | 55207.0993 | 55207.0993 | 55207.0993 | 55207.0993 | 55207.0993 | 55207.0993 | 55207.0993 | 55207.0993 | 55207.0993 | 55207.0993 | 55207.0993 | 55207.0993 | 55207.0993 | 55207.0993 | 55207.0993 | 55207.0993 | 0 | 0 | 0 | 0 | 0 | 0 | 0 | 0 | 0 | 0 | 0 | 0 | 0 | 0 | 1.5181 | 1.5181 | 1.5181 | 1.5181 | 1.5181 | 1.5181 | 1.5181 | 1.5181 | 1.5181 | 1.5181 | 1.5181 | 1.5181 | 1.5181 | 1.5181 | 1.5181 | 1.5181 | 1.5181 | 1.5181 | 0 | 0 | 0 | 0 | 0 | 0 | 0 | 0 | 0 | 0 | 0 | 0 | 0 | 0 | 0 | 0 | 0 | 0 | 0 | 0 | 0 | 0 | 0 | 0 | 0 | 0 | 0 | 0 | 0 | 0 | 0 | 0 | 0 | 0 | 0 | 0 | 0 | 0 | 0 | 0 | 0 | 0
Residential | Whole House Efficiency | HVAC | Heat Pump Ductless (SF Mini Split Replace Resistance Heat/RAC) | 18 | 0 | 59.08% | 0 | 78044.616 | 6.6046 | 0 | 0 | 9454.1105 | 0 | 8000 |  | 5.1561 | 0.37937 | 6.0933 | 6.1041 | 21.2632 | 0.010176 | 0.075122 | 35724.0593 | 6567.9898 | 141459.3333 | 88303.3899 | 5862.8481 | 6928.5017 |  | 0 | 0 | 0 | 0 | 78044.616 | 78044.616 | 78044.616 | 78044.616 | 78044.616 | 78044.616 | 78044.616 | 78044.616 | 78044.616 | 78044.616 | 78044.616 | 78044.616 | 78044.616 | 78044.616 | 78044.616 | 78044.616 | 78044.616 | 78044.616 | 0 | 0 | 0 | 0 | 0 | 0 | 0 | 0 | 0 | 0 | 0 | 0 | 0 | 0 | 6.6046 | 6.6046 | 6.6046 | 6.6046 | 6.6046 | 6.6046 | 6.6046 | 6.6046 | 6.6046 | 6.6046 | 6.6046 | 6.6046 | 6.6046 | 6.6046 | 6.6046 | 6.6046 | 6.6046 | 6.6046 | 0 | 0 | 0 | 0 | 0 | 0 | 0 | 0 | 0 | 0 | 0 | 0 | 0 | 0 | 0 | 0 | 0 | 0 | 0 | 0 | 0 | 0 | 0 | 0 | 0 | 0 | 0 | 0 | 0 | 0 | 0 | 0 | 0 | 0 | 0 | 0 | 0 | 0 | 0 | 0 | 0 | 0
Residential | Whole House Efficiency | HVAC | Smart Programmable Thermostat (SF ASHP) | 5 | 0 | 59.08% | 0 | 54227.4287 | 10.891 | 0 | 0 | 6380.5253 | 0 | 5400 |  | 2.5154 | 0.43693 | 2.9722 | 2.9326 | 8.7131 | 0.023125 | 0.072978 | 11762.1122 | 1950.9246 | 36785.2573 | 22962.521 | 3957.4225 | 4676.0063 |  | 0 | 0 | 0 | 0 | 54227.4287 | 54227.4287 | 54227.4287 | 54227.4287 | 54227.4287 | 0 | 0 | 0 | 0 | 0 | 0 | 0 | 0 | 0 | 0 | 0 | 0 | 0 | 0 | 0 | 0 | 0 | 0 | 0 | 0 | 0 | 0 | 0 | 0 | 0 | 0 | 0 | 10.891 | 10.891 | 10.891 | 10.891 | 10.891 | 0 | 0 | 0 | 0 | 0 | 0 | 0 | 0 | 0 | 0 | 0 | 0 | 0 | 0 | 0 | 0 | 0 | 0 | 0 | 0 | 0 | 0 | 0 | 0 | 0 | 0 | 0 | 0 | 0 | 0 | 0 | 0 | 0 | 0 | 0 | 0 | 0 | 0 | 0 | 0 | 0 | 0 | 0 | 0 | 0 | 0 | 0 | 0 | 0 | 0 | 0 | 0 | 0 | 0 | 0
Residential | Whole House Efficiency | HVAC | Efficient Heat Pump (MF SEER 15, EER 12.5, HSPF 8.5) | 18 | 0 | 57.25% | 0 | 6341.735 | 3.0981 | 0 | 0 | 5493.2138 | 0 | 6300 |  | 1.1125 | 0.3798 | 0.97005 | 1.2451 | 4.0934 | 0.09862 | 0.72803 | 4478.7004 | 533.7005 | 11861.8105 | 7175.3406 | 4616.9929 | 4025.7348 |  | 0 | 0 | 0 | 0 | 6341.735 | 6341.735 | 6341.735 | 6341.735 | 6341.735 | 6341.735 | 6341.735 | 6341.735 | 6341.735 | 6341.735 | 6341.735 | 6341.735 | 6341.735 | 6341.735 | 6341.735 | 6341.735 | 6341.735 | 6341.735 | 0 | 0 | 0 | 0 | 0 | 0 | 0 | 0 | 0 | 0 | 0 | 0 | 0 | 0 | 3.0981 | 3.0981 | 3.0981 | 3.0981 | 3.0981 | 3.0981 | 3.0981 | 3.0981 | 3.0981 | 3.0981 | 3.0981 | 3.0981 | 3.0981 | 3.0981 | 3.0981 | 3.0981 | 3.0981 | 3.0981 | 0 | 0 | 0 | 0 | 0 | 0 | 0 | 0 | 0 | 0 | 0 | 0 | 0 | 0 | 0 | 0 | 0 | 0 | 0 | 0 | 0 | 0 | 0 | 0 | 0 | 0 | 0 | 0 | 0 | 0 | 0 | 0 | 0 | 0 | 0 | 0 | 0 | 0 | 0 | 0 | 0 | 0
Residential | Whole House Efficiency | HVAC | Efficient Heat Pump (MF SEER 16, EER 13, HSPF 9) | 18 | 0 | 57.25% | 0 | 6196.4098 | 1.7677 | 0 | 0 | 4708.469 | 0 | 4050 |  | 1.0437 | 0.36089 | 1.2133 | 1.1948 | 4.219 | 0.064886 | 0.479 | 3601.2712 | 521.4704 | 11589.9889 | 7010.9127 | 2968.0669 | 3450.6298 |  | 0 | 0 | 0 | 0 | 6196.4098 | 6196.4098 | 6196.4098 | 6196.4098 | 6196.4098 | 6196.4098 | 6196.4098 | 6196.4098 | 6196.4098 | 6196.4098 | 6196.4098 | 6196.4098 | 6196.4098 | 6196.4098 | 6196.4098 | 6196.4098 | 6196.4098 | 6196.4098 | 0 | 0 | 0 | 0 | 0 | 0 | 0 | 0 | 0 | 0 | 0 | 0 | 0 | 0 | 1.7677 | 1.7677 | 1.7677 | 1.7677 | 1.7677 | 1.7677 | 1.7677 | 1.7677 | 1.7677 | 1.7677 | 1.7677 | 1.7677 | 1.7677 | 1.7677 | 1.7677 | 1.7677 | 1.7677 | 1.7677 | 0 | 0 | 0 | 0 | 0 | 0 | 0 | 0 | 0 | 0 | 0 | 0 | 0 | 0 | 0 | 0 | 0 | 0 | 0 | 0 | 0 | 0 | 0 | 0 | 0 | 0 | 0 | 0 | 0 | 0 | 0 | 0 | 0 | 0 | 0 | 0 | 0 | 0 | 0 | 0 | 0 | 0
Residential | Whole House Efficiency | HVAC | Efficient Heat Pump (MF SEER 14 Replace Resistance Heat w/CAC) | 18 | 6 | 57.25% | 0 | 0 | 0 | 782191.3983 | 57.2845 | 105168.6828 | 105168.6828 | 28500 |  | 5.9427 | 0.41745 | 8.1714 | 7.0769 | 23.0588 | 0.0073102 | 0.026702 | 170672.0142 | 32571.7582 | 641349.419 | 387959.3698 | 20886.3964 | 28719.4272 |  | 0 | 0 | 0 | 0 | 782191.3983 | 782191.3983 | 782191.3983 | 782191.3983 | 782191.3983 | 782191.3983 | 0 | 0 | 0 | 0 | 0 | 0 | 0 | 0 | 0 | 0 | 0 | 0 | 0 | 0 | 0 | 0 | 0 | 0 | 0 | 0 | 0 | 0 | 0 | 0 | 0 | 0 | 57.2845 | 57.2845 | 57.2845 | 57.2845 | 57.2845 | 57.2845 | 0 | 0 | 0 | 0 | 0 | 0 | 0 | 0 | 0 | 0 | 0 | 0 | 0 | 0 | 0 | 0 | 0 | 0 | 0 | 0 | 0 | 0 | 0 | 0 | 0 | 0 | 0 | 0 | 0 | 0 | 0 | 0 | 0 | 0 | 0 | 0 | 0 | 0 | 0 | 0 | 0 | 0 | 0 | 0 | 0 | 0 | 0 | 0 | 0 | 0 | 0 | 0 | 0 | 0
Residential | Whole House Efficiency | HVAC | Efficient Heat Pump (MF SEER 15 Replace Resistance Heat w/CAC) | 18 | 6 | 57.25% | 0 | 5435.7729 | 2.6555 | 153640.4589 | 12.2111 | 24635.1668 | 19926.6978 | 10800 |  | 4.0281 | 0.40902 | 4.5255 | 4.7736 | 15.6992 | 0.013611 | 0.051515 | 35818.9418 | 6628.9486 | 131686.1034 | 79658.383 | 7914.8449 | 8892.2055 |  | 0 | 0 | 0 | 0 | 153640.4589 | 153640.4589 | 153640.4589 | 153640.4589 | 153640.4589 | 153640.4589 | 5435.7729 | 5435.7729 | 5435.7729 | 5435.7729 | 5435.7729 | 5435.7729 | 5435.7729 | 5435.7729 | 5435.7729 | 5435.7729 | 5435.7729 | 5435.7729 | 0 | 0 | 0 | 0 | 0 | 0 | 0 | 0 | 0 | 0 | 0 | 0 | 0 | 0 | 12.2111 | 12.2111 | 12.2111 | 12.2111 | 12.2111 | 12.2111 | 2.6555 | 2.6555 | 2.6555 | 2.6555 | 2.6555 | 2.6555 | 2.6555 | 2.6555 | 2.6555 | 2.6555 | 2.6555 | 2.6555 | 0 | 0 | 0 | 0 | 0 | 0 | 0 | 0 | 0 | 0 | 0 | 0 | 0 | 0 | 0 | 0 | 0 | 0 | 0 | 0 | 0 | 0 | 0 | 0 | 0 | 0 | 0 | 0 | 0 | 0 | 0 | 0 | 0 | 0 | 0 | 0 | 0 | 0 | 0 | 0 | 0 | 0
Residential | Whole House Efficiency | HVAC | Efficient Heat Pump (MF SEER 16 Replace Resistance Heat w/CAC) | 18 | 6 | 57.25% | 0 | 4130.9399 | 1.1785 | 53532.5019 | 4.3637 | 9781.2119 | 6642.2326 | 5400 |  | 3.1745 | 0.39418 | 3.3003 | 3.759 | 12.6852 | 0.01876 | 0.073926 | 13060.866 | 2404.8106 | 48232.9384 | 29176.6389 | 3957.4225 | 4114.2784 |  | 0 | 0 | 0 | 0 | 53532.5019 | 53532.5019 | 53532.5019 | 53532.5019 | 53532.5019 | 53532.5019 | 4130.9399 | 4130.9399 | 4130.9399 | 4130.9399 | 4130.9399 | 4130.9399 | 4130.9399 | 4130.9399 | 4130.9399 | 4130.9399 | 4130.9399 | 4130.9399 | 0 | 0 | 0 | 0 | 0 | 0 | 0 | 0 | 0 | 0 | 0 | 0 | 0 | 0 | 4.3637 | 4.3637 | 4.3637 | 4.3637 | 4.3637 | 4.3637 | 1.1785 | 1.1785 | 1.1785 | 1.1785 | 1.1785 | 1.1785 | 1.1785 | 1.1785 | 1.1785 | 1.1785 | 1.1785 | 1.1785 | 0 | 0 | 0 | 0 | 0 | 0 | 0 | 0 | 0 | 0 | 0 | 0 | 0 | 0 | 0 | 0 | 0 | 0 | 0 | 0 | 0 | 0 | 0 | 0 | 0 | 0 | 0 | 0 | 0 | 0 | 0 | 0 | 0 | 0 | 0 | 0 | 0 | 0 | 0 | 0 | 0 | 0
Residential | Whole House Efficiency | HVAC | Heat Pump Ductless (MF Mini Split Replace Resistance Heat w/CAC) | 18 | 0 | 57.25% | 0 | 45855.7615 | 1.2609 | 0 | 0 | 5496.8982 | 0 | 4800 |  | 4.8104 | 0.34978 | 5.5088 | 5.7683 | 22.1644 | 0.010392 | 0.076712 | 19378.3058 | 3859.0769 | 85770.2741 | 51883.3891 | 3517.7089 | 4028.4349 |  | 0 | 0 | 0 | 0 | 45855.7615 | 45855.7615 | 45855.7615 | 45855.7615 | 45855.7615 | 45855.7615 | 45855.7615 | 45855.7615 | 45855.7615 | 45855.7615 | 45855.7615 | 45855.7615 | 45855.7615 | 45855.7615 | 45855.7615 | 45855.7615 | 45855.7615 | 45855.7615 | 0 | 0 | 0 | 0 | 0 | 0 | 0 | 0 | 0 | 0 | 0 | 0 | 0 | 0 | 1.2609 | 1.2609 | 1.2609 | 1.2609 | 1.2609 | 1.2609 | 1.2609 | 1.2609 | 1.2609 | 1.2609 | 1.2609 | 1.2609 | 1.2609 | 1.2609 | 1.2609 | 1.2609 | 1.2609 | 1.2609 | 0 | 0 | 0 | 0 | 0 | 0 | 0 | 0 | 0 | 0 | 0 | 0 | 0 | 0 | 0 | 0 | 0 | 0 | 0 | 0 | 0 | 0 | 0 | 0 | 0 | 0 | 0 | 0 | 0 | 0 | 0 | 0 | 0 | 0 | 0 | 0 | 0 | 0 | 0 | 0 | 0 | 0
Residential | Whole House Efficiency | HVAC | Heat Pump Ductless (MF Mini Split Replace Resistance Heat/RAC) | 18 | 0 | 57.25% | 0 | 60503.2502 | 5.1201 | 0 | 0 | 7329.1976 | 0 | 6400 |  | 5.1561 | 0.37862 | 5.9047 | 6.1041 | 21.9423 | 0.010501 | 0.077521 | 27694.6932 | 5091.7635 | 113167.4666 | 68456.2545 | 4690.2785 | 5371.2465 |  | 0 | 0 | 0 | 0 | 60503.2502 | 60503.2502 | 60503.2502 | 60503.2502 | 60503.2502 | 60503.2502 | 60503.2502 | 60503.2502 | 60503.2502 | 60503.2502 | 60503.2502 | 60503.2502 | 60503.2502 | 60503.2502 | 60503.2502 | 60503.2502 | 60503.2502 | 60503.2502 | 0 | 0 | 0 | 0 | 0 | 0 | 0 | 0 | 0 | 0 | 0 | 0 | 0 | 0 | 5.1201 | 5.1201 | 5.1201 | 5.1201 | 5.1201 | 5.1201 | 5.1201 | 5.1201 | 5.1201 | 5.1201 | 5.1201 | 5.1201 | 5.1201 | 5.1201 | 5.1201 | 5.1201 | 5.1201 | 5.1201 | 0 | 0 | 0 | 0 | 0 | 0 | 0 | 0 | 0 | 0 | 0 | 0 | 0 | 0 | 0 | 0 | 0 | 0 | 0 | 0 | 0 | 0 | 0 | 0 | 0 | 0 | 0 | 0 | 0 | 0 | 0 | 0 | 0 | 0 | 0 | 0 | 0 | 0 | 0 | 0 | 0 | 0
Residential | Whole House Efficiency | HVAC | Smart Programmable Thermostat (MF ASHP) | 5 | 0 | 57.25% | 0 | 17516.3465 | 3.518 | 0 | 0 | 2061.014 | 0 | 1800 |  | 2.5154 | 0.43489 | 2.8802 | 2.9326 | 8.9914 | 0.023863 | 0.075309 | 3799.3546 | 630.1806 | 12261.7524 | 7417.2699 | 1319.1408 | 1510.4265 |  | 0 | 0 | 0 | 0 | 17516.3465 | 17516.3465 | 17516.3465 | 17516.3465 | 17516.3465 | 0 | 0 | 0 | 0 | 0 | 0 | 0 | 0 | 0 | 0 | 0 | 0 | 0 | 0 | 0 | 0 | 0 | 0 | 0 | 0 | 0 | 0 | 0 | 0 | 0 | 0 | 0 | 3.518 | 3.518 | 3.518 | 3.518 | 3.518 | 0 | 0 | 0 | 0 | 0 | 0 | 0 | 0 | 0 | 0 | 0 | 0 | 0 | 0 | 0 | 0 | 0 | 0 | 0 | 0 | 0 | 0 | 0 | 0 | 0 | 0 | 0 | 0 | 0 | 0 | 0 | 0 | 0 | 0 | 0 | 0 | 0 | 0 | 0 | 0 | 0 | 0 | 0 | 0 | 0 | 0 | 0 | 0 | 0 | 0 | 0 | 0 | 0 | 0 | 0
Residential | Residential Home Performance | 0 | Behavioral Reports | 2 | 0 | 98% | 0 | 12425687.0864 | 2518.1646 | 0 | 0 | 0 | 0 | 0 |  | n/a | 0.49965 | n/a | n/a | n/a | 0 | 0 | 1132203.9488 | 199861.399 | 2188380.8377 | 2266011.2929 | 0 | 0 |  | 0 | 0 | 0 | 0 | 12425687.0864 | 12425687.0864 | 0 | 0 | 0 | 0 | 0 | 0 | 0 | 0 | 0 | 0 | 0 | 0 | 0 | 0 | 0 | 0 | 0 | 0 | 0 | 0 | 0 | 0 | 0 | 0 | 0 | 0 | 0 | 0 | 0 | 0 | 2518.1646 | 2518.1646 | 0 | 0 | 0 | 0 | 0 | 0 | 0 | 0 | 0 | 0 | 0 | 0 | 0 | 0 | 0 | 0 | 0 | 0 | 0 | 0 | 0 | 0 | 0 | 0 | 0 | 0 | 0 | 0 | 0 | 0 | 0 | 0 | 0 | 0 | 0 | 0 | 0 | 0 | 0 | 0 | 0 | 0 | 0 | 0 | 0 | 0 | 0 | 0 | 0 | 0 | 0 | 0 | 0 | 0 | 0 | 0 | 0 | 0
Residential | Targeted Energy Efficiency | Tier 1 | Standard CFL | 5 | 0 | 84.24% | 0 | 0 | 0 | 0 | 0 | 0 | 0 | 0 |  | n/a | n/a | n/a | n/a | n/a | 0 | 0 | 0 | 0 | 0 | 0 | 0 | 0 |  | 0 | 0 | 0 | 0 | 0 | 0 | 0 | 0 | 0 | 0 | 0 | 0 | 0 | 0 | 0 | 0 | 0 | 0 | 0 | 0 | 0 | 0 | 0 | 0 | 0 | 0 | 0 | 0 | 0 | 0 | 0 | 0 | 0 | 0 | 0 | 0 | 0 | 0 | 0 | 0 | 0 | 0 | 0 | 0 | 0 | 0 | 0 | 0 | 0 | 0 | 0 | 0 | 0 | 0 | 0 | 0 | 0 | 0 | 0 | 0 | 0 | 0 | 0 | 0 | 0 | 0 | 0 | 0 | 0 | 0 | 0 | 0 | 0 | 0 | 0 | 0 | 0 | 0 | 0 | 0 | 0 | 0 | 0 | 0 | 0 | 0 | 0 | 0 | 0 | 0 | 0 | 0 | 0 | 0 | 0 | 0
Residential | Targeted Energy Efficiency | Tier 1 | LED | 15 | 0 | 84.24% | 0 | 0 | 0 | 0 | 0 | 0 | 0 | 0 |  | n/a | n/a | n/a | n/a | n/a | 0 | 0 | 0 | 0 | 0 | 0 | 0 | 0 |  | 0 | 0 | 0 | 0 | 0 | 0 | 0 | 0 | 0 | 0 | 0 | 0 | 0 | 0 | 0 | 0 | 0 | 0 | 0 | 0 | 0 | 0 | 0 | 0 | 0 | 0 | 0 | 0 | 0 | 0 | 0 | 0 | 0 | 0 | 0 | 0 | 0 | 0 | 0 | 0 | 0 | 0 | 0 | 0 | 0 | 0 | 0 | 0 | 0 | 0 | 0 | 0 | 0 | 0 | 0 | 0 | 0 | 0 | 0 | 0 | 0 | 0 | 0 | 0 | 0 | 0 | 0 | 0 | 0 | 0 | 0 | 0 | 0 | 0 | 0 | 0 | 0 | 0 | 0 | 0 | 0 | 0 | 0 | 0 | 0 | 0 | 0 | 0 | 0 | 0 | 0 | 0 | 0 | 0 | 0 | 0
Residential | Targeted Energy Efficiency | Tier 1 | Pipe Insulated (Electric DHW) | 15 | 0 | 84.24% | 0 | 9393.103 | 1.0865 | 0 | 0 | 0 | 0 | 0 |  | n/a | 0.43133 | n/a | n/a | n/a | 0 | 0 | 4079.3289 | 722.4481 | 10625.5631 | 9457.484 | 0 | 0 |  | 0 | 0 | 0 | 0 | 9393.103 | 9393.103 | 9393.103 | 9393.103 | 9393.103 | 9393.103 | 9393.103 | 9393.103 | 9393.103 | 9393.103 | 9393.103 | 9393.103 | 9393.103 | 9393.103 | 9393.103 | 0 | 0 | 0 | 0 | 0 | 0 | 0 | 0 | 0 | 0 | 0 | 0 | 0 | 0 | 0 | 0 | 0 | 1.0865 | 1.0865 | 1.0865 | 1.0865 | 1.0865 | 1.0865 | 1.0865 | 1.0865 | 1.0865 | 1.0865 | 1.0865 | 1.0865 | 1.0865 | 1.0865 | 1.0865 | 0 | 0 | 0 | 0 | 0 | 0 | 0 | 0 | 0 | 0 | 0 | 0 | 0 | 0 | 0 | 0 | 0 | 0 | 0 | 0 | 0 | 0 | 0 | 0 | 0 | 0 | 0 | 0 | 0 | 0 | 0 | 0 | 0 | 0 | 0 | 0 | 0 | 0 | 0 | 0 | 0 | 0 | 0 | 0 | 0
Residential | Targeted Energy Efficiency | Tier 1 | Pipe Insulated (Natural Gas DHW) | 15 | 0 | 84.24% | 49.1061 | 0 | 0 | 0 | 0 | 0 | 0 | 0 |  | n/a | 0.48588 | n/a | n/a | n/a | 0 | 0 | 221.3775 | 0 | 511.8995 | 455.6259 | 0 | 0 |  | 0 | 0 | 0 | 0 | 0 | 0 | 0 | 0 | 0 | 0 | 0 | 0 | 0 | 0 | 0 | 0 | 0 | 0 | 0 | 0 | 0 | 0 | 0 | 0 | 0 | 0 | 0 | 0 | 0 | 0 | 0 | 0 | 0 | 0 | 0 | 0 | 0 | 0 | 0 | 0 | 0 | 0 | 0 | 0 | 0 | 0 | 0 | 0 | 0 | 0 | 0 | 0 | 0 | 0 | 0 | 0 | 0 | 0 | 0 | 0 | 0 | 0 | 0 | 0 | 0 | 0 | 0 | 0 | 49.1061 | 49.1061 | 49.1061 | 49.1061 | 49.1061 | 49.1061 | 49.1061 | 49.1061 | 49.1061 | 49.1061 | 49.1061 | 49.1061 | 49.1061 | 49.1061 | 49.1061 | 0 | 0 | 0 | 0 | 0 | 0 | 0 | 0 | 0 | 0 | 0 | 0 | 0
Residential | Targeted Energy Efficiency | Tier 1 | Water Heater Tank Wrap (Electric DHW) | 5 | 0 | 84.24% | 0 | 11992.6096 | 1.3872 | 0 | 0 | 0 | 0 | 0 |  | n/a | 0.46524 | n/a | n/a | n/a | 0 | 0 | 2362.5945 | 431.4547 | 5705.459 | 5078.2521 | 0 | 0 |  | 0 | 0 | 0 | 0 | 11992.6096 | 11992.6096 | 11992.6096 | 11992.6096 | 11992.6096 | 0 | 0 | 0 | 0 | 0 | 0 | 0 | 0 | 0 | 0 | 0 | 0 | 0 | 0 | 0 | 0 | 0 | 0 | 0 | 0 | 0 | 0 | 0 | 0 | 0 | 0 | 0 | 1.3872 | 1.3872 | 1.3872 | 1.3872 | 1.3872 | 0 | 0 | 0 | 0 | 0 | 0 | 0 | 0 | 0 | 0 | 0 | 0 | 0 | 0 | 0 | 0 | 0 | 0 | 0 | 0 | 0 | 0 | 0 | 0 | 0 | 0 | 0 | 0 | 0 | 0 | 0 | 0 | 0 | 0 | 0 | 0 | 0 | 0 | 0 | 0 | 0 | 0 | 0 | 0 | 0 | 0 | 0 | 0 | 0 | 0 | 0 | 0 | 0 | 0 | 0
Residential | Targeted Energy Efficiency | Tier 1 | Low Flow Faucet Aerator - Single Family (Electric DHW) | 9 | 0 | 84.24% | 0 | 5655.8621 | 2.4313 | 0 | 0 | 0 | 0 | 0 |  | n/a | 0.63172 | n/a | n/a | n/a | 0 | 0 | 2475.2476 | 317.9713 | 4402.1884 | 3918.2513 | 0 | 0 |  | 0 | 0 | 0 | 0 | 5655.8621 | 5655.8621 | 5655.8621 | 5655.8621 | 5655.8621 | 5655.8621 | 5655.8621 | 5655.8621 | 5655.8621 | 0 | 0 | 0 | 0 | 0 | 0 | 0 | 0 | 0 | 0 | 0 | 0 | 0 | 0 | 0 | 0 | 0 | 0 | 0 | 0 | 0 | 0 | 0 | 2.4313 | 2.4313 | 2.4313 | 2.4313 | 2.4313 | 2.4313 | 2.4313 | 2.4313 | 2.4313 | 0 | 0 | 0 | 0 | 0 | 0 | 0 | 0 | 0 | 0 | 0 | 0 | 0 | 0 | 0 | 0 | 0 | 0 | 0 | 0 | 0 | 0 | 0 | 0 | 0 | 0 | 0 | 0 | 0 | 0 | 0 | 0 | 0 | 0 | 0 | 0 | 0 | 0 | 0 | 0 | 0 | 0 | 0 | 0 | 0 | 0 | 0 | 0 | 0 | 0 | 0
Residential | Targeted Energy Efficiency | Tier 1 | Low Flow Faucet Aerator - Single Family (Natural Gas DHW) | 9 | 0 | 84.24% | 30.3074 | 0 | 0 | 0 | 0 | 0 | 0 | 0 |  | n/a | 0.48588 | n/a | n/a | n/a | 0 | 0 | 95.079 | 0 | 219.8546 | 195.6858 | 0 | 0 |  | 0 | 0 | 0 | 0 | 0 | 0 | 0 | 0 | 0 | 0 | 0 | 0 | 0 | 0 | 0 | 0 | 0 | 0 | 0 | 0 | 0 | 0 | 0 | 0 | 0 | 0 | 0 | 0 | 0 | 0 | 0 | 0 | 0 | 0 | 0 | 0 | 0 | 0 | 0 | 0 | 0 | 0 | 0 | 0 | 0 | 0 | 0 | 0 | 0 | 0 | 0 | 0 | 0 | 0 | 0 | 0 | 0 | 0 | 0 | 0 | 0 | 0 | 0 | 0 | 0 | 0 | 0 | 0 | 30.3074 | 30.3074 | 30.3074 | 30.3074 | 30.3074 | 30.3074 | 30.3074 | 30.3074 | 30.3074 | 0 | 0 | 0 | 0 | 0 | 0 | 0 | 0 | 0 | 0 | 0 | 0 | 0 | 0 | 0 | 0 | 0 | 0 | 0
Residential | Targeted Energy Efficiency | Tier 1 | Low Flow Showerhead - Single Family (Electric DHW) | 10 | 0 | 84.24% | 0 | 11178.531 | 1.1129 | 0 | 0 | 0 | 0 | 0 |  | n/a | 0.44199 | n/a | n/a | n/a | 0 | 0 | 3715.386 | 674.8633 | 9444.2725 | 8406.0539 | 0 | 0 |  | 0 | 0 | 0 | 0 | 11178.531 | 11178.531 | 11178.531 | 11178.531 | 11178.531 | 11178.531 | 11178.531 | 11178.531 | 11178.531 | 11178.531 | 0 | 0 | 0 | 0 | 0 | 0 | 0 | 0 | 0 | 0 | 0 | 0 | 0 | 0 | 0 | 0 | 0 | 0 | 0 | 0 | 0 | 0 | 1.1129 | 1.1129 | 1.1129 | 1.1129 | 1.1129 | 1.1129 | 1.1129 | 1.1129 | 1.1129 | 1.1129 | 0 | 0 | 0 | 0 | 0 | 0 | 0 | 0 | 0 | 0 | 0 | 0 | 0 | 0 | 0 | 0 | 0 | 0 | 0 | 0 | 0 | 0 | 0 | 0 | 0 | 0 | 0 | 0 | 0 | 0 | 0 | 0 | 0 | 0 | 0 | 0 | 0 | 0 | 0 | 0 | 0 | 0 | 0 | 0 | 0 | 0 | 0 | 0 | 0 | 0
Residential | Targeted Energy Efficiency | Tier 1 | Low Flow Showerhead - Single Family (Natural Gas DHW) | 10 | 0 | 84.24% | 59.9012 | 0 | 0 | 0 | 0 | 0 | 0 | 0 |  | n/a | 0.48588 | n/a | n/a | n/a | 0 | 0 | 203.5745 | 0 | 470.7328 | 418.9847 | 0 | 0 |  | 0 | 0 | 0 | 0 | 0 | 0 | 0 | 0 | 0 | 0 | 0 | 0 | 0 | 0 | 0 | 0 | 0 | 0 | 0 | 0 | 0 | 0 | 0 | 0 | 0 | 0 | 0 | 0 | 0 | 0 | 0 | 0 | 0 | 0 | 0 | 0 | 0 | 0 | 0 | 0 | 0 | 0 | 0 | 0 | 0 | 0 | 0 | 0 | 0 | 0 | 0 | 0 | 0 | 0 | 0 | 0 | 0 | 0 | 0 | 0 | 0 | 0 | 0 | 0 | 0 | 0 | 0 | 0 | 59.9012 | 59.9012 | 59.9012 | 59.9012 | 59.9012 | 59.9012 | 59.9012 | 59.9012 | 59.9012 | 59.9012 | 0 | 0 | 0 | 0 | 0 | 0 | 0 | 0 | 0 | 0 | 0 | 0 | 0 | 0 | 0 | 0 | 0 | 0
Residential | Targeted Energy Efficiency | Tier 1 | Air Sealing 20% ACH Reduction (ASHP) | 15 | 0 | 84.24% | 0 | 7535.9438 | 3.362 | 0 | 0 | 0 | 0 | 0 |  | n/a | 0.61349 | n/a | n/a | n/a | 0 | 0 | 4654.9369 | 579.6092 | 8524.7278 | 7587.5957 | 0 | 0 |  | 0 | 0 | 0 | 0 | 7535.9438 | 7535.9438 | 7535.9438 | 7535.9438 | 7535.9438 | 7535.9438 | 7535.9438 | 7535.9438 | 7535.9438 | 7535.9438 | 7535.9438 | 7535.9438 | 7535.9438 | 7535.9438 | 7535.9438 | 0 | 0 | 0 | 0 | 0 | 0 | 0 | 0 | 0 | 0 | 0 | 0 | 0 | 0 | 0 | 0 | 0 | 3.362 | 3.362 | 3.362 | 3.362 | 3.362 | 3.362 | 3.362 | 3.362 | 3.362 | 3.362 | 3.362 | 3.362 | 3.362 | 3.362 | 3.362 | 0 | 0 | 0 | 0 | 0 | 0 | 0 | 0 | 0 | 0 | 0 | 0 | 0 | 0 | 0 | 0 | 0 | 0 | 0 | 0 | 0 | 0 | 0 | 0 | 0 | 0 | 0 | 0 | 0 | 0 | 0 | 0 | 0 | 0 | 0 | 0 | 0 | 0 | 0 | 0 | 0 | 0 | 0 | 0 | 0
Residential | Targeted Energy Efficiency | Tier 1 | Air Sealing 20% ACH Reduction (CAC & Electric Heat) | 15 | 0 | 84.24% | 0 | 38037.9667 | 5.1314 | 0 | 0 | 0 | 0 | 0 |  | n/a | 0.44193 | n/a | n/a | n/a | 0 | 0 | 16925.4977 | 2925.5996 | 43028.8918 | 38298.6815 | 0 | 0 |  | 0 | 0 | 0 | 0 | 38037.9667 | 38037.9667 | 38037.9667 | 38037.9667 | 38037.9667 | 38037.9667 | 38037.9667 | 38037.9667 | 38037.9667 | 38037.9667 | 38037.9667 | 38037.9667 | 38037.9667 | 38037.9667 | 38037.9667 | 0 | 0 | 0 | 0 | 0 | 0 | 0 | 0 | 0 | 0 | 0 | 0 | 0 | 0 | 0 | 0 | 0 | 5.1314 | 5.1314 | 5.1314 | 5.1314 | 5.1314 | 5.1314 | 5.1314 | 5.1314 | 5.1314 | 5.1314 | 5.1314 | 5.1314 | 5.1314 | 5.1314 | 5.1314 | 0 | 0 | 0 | 0 | 0 | 0 | 0 | 0 | 0 | 0 | 0 | 0 | 0 | 0 | 0 | 0 | 0 | 0 | 0 | 0 | 0 | 0 | 0 | 0 | 0 | 0 | 0 | 0 | 0 | 0 | 0 | 0 | 0 | 0 | 0 | 0 | 0 | 0 | 0 | 0 | 0 | 0 | 0 | 0 | 0
Residential | Targeted Energy Efficiency | Tier 1 | Duct Sealing 10% (ASHP) | 20 | 0 | 84.24% | 0 | 8037.4634 | 4.2814 | 0 | 0 | 0 | 0 | 0 |  | n/a | 0.64141 | n/a | n/a | n/a | 0 | 0 | 6209.9042 | 708.3312 | 10877.4743 | 9681.7023 | 0 | 0 |  | 0 | 0 | 0 | 0 | 8037.4634 | 8037.4634 | 8037.4634 | 8037.4634 | 8037.4634 | 8037.4634 | 8037.4634 | 8037.4634 | 8037.4634 | 8037.4634 | 8037.4634 | 8037.4634 | 8037.4634 | 8037.4634 | 8037.4634 | 8037.4634 | 8037.4634 | 8037.4634 | 8037.4634 | 8037.4634 | 0 | 0 | 0 | 0 | 0 | 0 | 0 | 0 | 0 | 0 | 0 | 0 | 4.2814 | 4.2814 | 4.2814 | 4.2814 | 4.2814 | 4.2814 | 4.2814 | 4.2814 | 4.2814 | 4.2814 | 4.2814 | 4.2814 | 4.2814 | 4.2814 | 4.2814 | 4.2814 | 4.2814 | 4.2814 | 4.2814 | 4.2814 | 0 | 0 | 0 | 0 | 0 | 0 | 0 | 0 | 0 | 0 | 0 | 0 | 0 | 0 | 0 | 0 | 0 | 0 | 0 | 0 | 0 | 0 | 0 | 0 | 0 | 0 | 0 | 0 | 0 | 0 | 0 | 0 | 0 | 0 | 0 | 0 | 0 | 0 | 0 | 0
Residential | Targeted Energy Efficiency | Tier 1 | Duct Sealing 10% (CAC & Electric Heat) | 20 | 0 | 84.24% | 0 | 41560.5043 | 3.2531 | 0 | 0 | 0 | 0 | 0 |  | n/a | 0.39616 | n/a | n/a | n/a | 0 | 0 | 19832.5969 | 3662.6735 | 56245.7699 | 50062.6147 | 0 | 0 |  | 0 | 0 | 0 | 0 | 41560.5043 | 41560.5043 | 41560.5043 | 41560.5043 | 41560.5043 | 41560.5043 | 41560.5043 | 41560.5043 | 41560.5043 | 41560.5043 | 41560.5043 | 41560.5043 | 41560.5043 | 41560.5043 | 41560.5043 | 41560.5043 | 41560.5043 | 41560.5043 | 41560.5043 | 41560.5043 | 0 | 0 | 0 | 0 | 0 | 0 | 0 | 0 | 0 | 0 | 0 | 0 | 3.2531 | 3.2531 | 3.2531 | 3.2531 | 3.2531 | 3.2531 | 3.2531 | 3.2531 | 3.2531 | 3.2531 | 3.2531 | 3.2531 | 3.2531 | 3.2531 | 3.2531 | 3.2531 | 3.2531 | 3.2531 | 3.2531 | 3.2531 | 0 | 0 | 0 | 0 | 0 | 0 | 0 | 0 | 0 | 0 | 0 | 0 | 0 | 0 | 0 | 0 | 0 | 0 | 0 | 0 | 0 | 0 | 0 | 0 | 0 | 0 | 0 | 0 | 0 | 0 | 0 | 0 | 0 | 0 | 0 | 0 | 0 | 0 | 0 | 0
Residential | Targeted Energy Efficiency | Tier 1 | Attic Insulation R-38 (ASHP) | 25 | 0 | 84.24% | 0 | 1987.9523 | 1.215 | 0 | 0 | 0 | 0 | 0 |  | n/a | 0.67033 | n/a | n/a | n/a | 0 | 0 | 1809.5846 | 190.3146 | 3032.9596 | 2699.5432 | 0 | 0 |  | 0 | 0 | 0 | 0 | 1987.9523 | 1987.9523 | 1987.9523 | 1987.9523 | 1987.9523 | 1987.9523 | 1987.9523 | 1987.9523 | 1987.9523 | 1987.9523 | 1987.9523 | 1987.9523 | 1987.9523 | 1987.9523 | 1987.9523 | 1987.9523 | 1987.9523 | 1987.9523 | 1987.9523 | 1987.9523 | 1987.9523 | 1987.9523 | 1987.9523 | 1987.9523 | 1987.9523 | 0 | 0 | 0 | 0 | 0 | 0 | 0 | 1.215 | 1.215 | 1.215 | 1.215 | 1.215 | 1.215 | 1.215 | 1.215 | 1.215 | 1.215 | 1.215 | 1.215 | 1.215 | 1.215 | 1.215 | 1.215 | 1.215 | 1.215 | 1.215 | 1.215 | 1.215 | 1.215 | 1.215 | 1.215 | 1.215 | 0 | 0 | 0 | 0 | 0 | 0 | 0 | 0 | 0 | 0 | 0 | 0 | 0 | 0 | 0 | 0 | 0 | 0 | 0 | 0 | 0 | 0 | 0 | 0 | 0 | 0 | 0 | 0 | 0 | 0 | 0 | 0 | 0 | 0 | 0
Residential | Targeted Energy Efficiency | Tier 1 | Attic Insulation R-38 (CAC & Electric Heat) | 25 | 0 | 84.24% | 0 | 11370.1791 | 0.37755 | 0 | 0 | 0 | 0 | 0 |  | n/a | 0.36296 | n/a | n/a | n/a | 0 | 0 | 5604.1376 | 1088.5125 | 17347.1432 | 15440.1539 | 0 | 0 |  | 0 | 0 | 0 | 0 | 11370.1791 | 11370.1791 | 11370.1791 | 11370.1791 | 11370.1791 | 11370.1791 | 11370.1791 | 11370.1791 | 11370.1791 | 11370.1791 | 11370.1791 | 11370.1791 | 11370.1791 | 11370.1791 | 11370.1791 | 11370.1791 | 11370.1791 | 11370.1791 | 11370.1791 | 11370.1791 | 11370.1791 | 11370.1791 | 11370.1791 | 11370.1791 | 11370.1791 | 0 | 0 | 0 | 0 | 0 | 0 | 0 | 0.37755 | 0.37755 | 0.37755 | 0.37755 | 0.37755 | 0.37755 | 0.37755 | 0.37755 | 0.37755 | 0.37755 | 0.37755 | 0.37755 | 0.37755 | 0.37755 | 0.37755 | 0.37755 | 0.37755 | 0.37755 | 0.37755 | 0.37755 | 0.37755 | 0.37755 | 0.37755 | 0.37755 | 0.37755 | 0 | 0 | 0 | 0 | 0 | 0 | 0 | 0 | 0 | 0 | 0 | 0 | 0 | 0 | 0 | 0 | 0 | 0 | 0 | 0 | 0 | 0 | 0 | 0 | 0 | 0 | 0 | 0 | 0 | 0 | 0 | 0 | 0 | 0 | 0
Residential | Targeted Energy Efficiency | Tier 1 | Basement Sidewall Insulation R-13 (ASHP) | 25 | 0 | 84.24% | 0 | 0 | 0 | 0 | 0 | 0 | 0 | 0 |  | n/a | n/a | n/a | n/a | n/a | 0 | 0 | 0 | 0 | 0 | 0 | 0 | 0 |  | 0 | 0 | 0 | 0 | 0 | 0 | 0 | 0 | 0 | 0 | 0 | 0 | 0 | 0 | 0 | 0 | 0 | 0 | 0 | 0 | 0 | 0 | 0 | 0 | 0 | 0 | 0 | 0 | 0 | 0 | 0 | 0 | 0 | 0 | 0 | 0 | 0 | 0 | 0 | 0 | 0 | 0 | 0 | 0 | 0 | 0 | 0 | 0 | 0 | 0 | 0 | 0 | 0 | 0 | 0 | 0 | 0 | 0 | 0 | 0 | 0 | 0 | 0 | 0 | 0 | 0 | 0 | 0 | 0 | 0 | 0 | 0 | 0 | 0 | 0 | 0 | 0 | 0 | 0 | 0 | 0 | 0 | 0 | 0 | 0 | 0 | 0 | 0 | 0 | 0 | 0 | 0 | 0 | 0 | 0 | 0
Residential | Targeted Energy Efficiency | Tier 1 | Basement Sidewall Insulation R-13 (CAC & Electric Heat) | 25 | 0 | 84.24% | 0 | 4916.4634 | 0.12892 | 0 | 0 | 0 | 0 | 0 |  | n/a | 0.35925 | n/a | n/a | n/a | 0 | 0 | 2398.4371 | 470.6726 | 7500.9015 | 6676.3197 | 0 | 0 |  | 0 | 0 | 0 | 0 | 4916.4634 | 4916.4634 | 4916.4634 | 4916.4634 | 4916.4634 | 4916.4634 | 4916.4634 | 4916.4634 | 4916.4634 | 4916.4634 | 4916.4634 | 4916.4634 | 4916.4634 | 4916.4634 | 4916.4634 | 4916.4634 | 4916.4634 | 4916.4634 | 4916.4634 | 4916.4634 | 4916.4634 | 4916.4634 | 4916.4634 | 4916.4634 | 4916.4634 | 0 | 0 | 0 | 0 | 0 | 0 | 0 | 0.12892 | 0.12892 | 0.12892 | 0.12892 | 0.12892 | 0.12892 | 0.12892 | 0.12892 | 0.12892 | 0.12892 | 0.12892 | 0.12892 | 0.12892 | 0.12892 | 0.12892 | 0.12892 | 0.12892 | 0.12892 | 0.12892 | 0.12892 | 0.12892 | 0.12892 | 0.12892 | 0.12892 | 0.12892 | 0 | 0 | 0 | 0 | 0 | 0 | 0 | 0 | 0 | 0 | 0 | 0 | 0 | 0 | 0 | 0 | 0 | 0 | 0 | 0 | 0 | 0 | 0 | 0 | 0 | 0 | 0 | 0 | 0 | 0 | 0 | 0 | 0 | 0 | 0
Residential | Targeted Energy Efficiency | Tier 1 | Crawlspace Insulation R-19 (ASHP) | 25 | 0 | 84.24% | 0 | 41007.749 | 25.4487 | 0 | 0 | 0 | 0 | 0 |  | n/a | 0.67533 | n/a | n/a | n/a | 0 | 0 | 37606.8685 | 3925.8349 | 62564.2995 | 55686.5418 | 0 | 0 |  | 0 | 0 | 0 | 0 | 41007.749 | 41007.749 | 41007.749 | 41007.749 | 41007.749 | 41007.749 | 41007.749 | 41007.749 | 41007.749 | 41007.749 | 41007.749 | 41007.749 | 41007.749 | 41007.749 | 41007.749 | 41007.749 | 41007.749 | 41007.749 | 41007.749 | 41007.749 | 41007.749 | 41007.749 | 41007.749 | 41007.749 | 41007.749 | 0 | 0 | 0 | 0 | 0 | 0 | 0 | 25.4487 | 25.4487 | 25.4487 | 25.4487 | 25.4487 | 25.4487 | 25.4487 | 25.4487 | 25.4487 | 25.4487 | 25.4487 | 25.4487 | 25.4487 | 25.4487 | 25.4487 | 25.4487 | 25.4487 | 25.4487 | 25.4487 | 25.4487 | 25.4487 | 25.4487 | 25.4487 | 25.4487 | 25.4487 | 0 | 0 | 0 | 0 | 0 | 0 | 0 | 0 | 0 | 0 | 0 | 0 | 0 | 0 | 0 | 0 | 0 | 0 | 0 | 0 | 0 | 0 | 0 | 0 | 0 | 0 | 0 | 0 | 0 | 0 | 0 | 0 | 0 | 0 | 0
Residential | Targeted Energy Efficiency | Tier 1 | Crawlspace Insulation R-19 (CAC & Electric Heat) | 25 | 0 | 84.24% | 0 | 240477.0135 | 6.7707 | 0 | 0 | 0 | 0 | 0 |  | n/a | 0.36027 | n/a | n/a | n/a | 0 | 0 | 117649.4687 | 23021.8211 | 366888.6063 | 326556.1648 | 0 | 0 |  | 0 | 0 | 0 | 0 | 240477.0135 | 240477.0135 | 240477.0135 | 240477.0135 | 240477.0135 | 240477.0135 | 240477.0135 | 240477.0135 | 240477.0135 | 240477.0135 | 240477.0135 | 240477.0135 | 240477.0135 | 240477.0135 | 240477.0135 | 240477.0135 | 240477.0135 | 240477.0135 | 240477.0135 | 240477.0135 | 240477.0135 | 240477.0135 | 240477.0135 | 240477.0135 | 240477.0135 | 0 | 0 | 0 | 0 | 0 | 0 | 0 | 6.7707 | 6.7707 | 6.7707 | 6.7707 | 6.7707 | 6.7707 | 6.7707 | 6.7707 | 6.7707 | 6.7707 | 6.7707 | 6.7707 | 6.7707 | 6.7707 | 6.7707 | 6.7707 | 6.7707 | 6.7707 | 6.7707 | 6.7707 | 6.7707 | 6.7707 | 6.7707 | 6.7707 | 6.7707 | 0 | 0 | 0 | 0 | 0 | 0 | 0 | 0 | 0 | 0 | 0 | 0 | 0 | 0 | 0 | 0 | 0 | 0 | 0 | 0 | 0 | 0 | 0 | 0 | 0 | 0 | 0 | 0 | 0 | 0 | 0 | 0 | 0 | 0 | 0
Residential | Targeted Energy Efficiency | Tier 1 | Efficient Door (SF) | 25 | 0 | 84.24% | 0 | 9906.4677 | 6.3203 | 0 | 0 | 0 | 0 | 0 |  | n/a | 0.68459 | n/a | n/a | n/a | 0 | 0 | 9209.4846 | 948.3856 | 15114.0022 | 13452.5044 | 0 | 0 |  | 0 | 0 | 0 | 0 | 9906.4677 | 9906.4677 | 9906.4677 | 9906.4677 | 9906.4677 | 9906.4677 | 9906.4677 | 9906.4677 | 9906.4677 | 9906.4677 | 9906.4677 | 9906.4677 | 9906.4677 | 9906.4677 | 9906.4677 | 9906.4677 | 9906.4677 | 9906.4677 | 9906.4677 | 9906.4677 | 9906.4677 | 9906.4677 | 9906.4677 | 9906.4677 | 9906.4677 | 0 | 0 | 0 | 0 | 0 | 0 | 0 | 6.3203 | 6.3203 | 6.3203 | 6.3203 | 6.3203 | 6.3203 | 6.3203 | 6.3203 | 6.3203 | 6.3203 | 6.3203 | 6.3203 | 6.3203 | 6.3203 | 6.3203 | 6.3203 | 6.3203 | 6.3203 | 6.3203 | 6.3203 | 6.3203 | 6.3203 | 6.3203 | 6.3203 | 6.3203 | 0 | 0 | 0 | 0 | 0 | 0 | 0 | 0 | 0 | 0 | 0 | 0 | 0 | 0 | 0 | 0 | 0 | 0 | 0 | 0 | 0 | 0 | 0 | 0 | 0 | 0 | 0 | 0 | 0 | 0 | 0 | 0 | 0 | 0 | 0
Residential | Targeted Energy Efficiency | Tier 1 | Efficient Window (SF) | 25 | 0 | 84.24% | 0 | 9974.4366 | 6.3637 | 0 | 0 | 0 | 0 | 0 |  | n/a | 0.68459 | n/a | n/a | n/a | 0 | 0 | 9272.6714 | 954.8925 | 15217.7003 | 13544.8029 | 0 | 0 |  | 0 | 0 | 0 | 0 | 9974.4366 | 9974.4366 | 9974.4366 | 9974.4366 | 9974.4366 | 9974.4366 | 9974.4366 | 9974.4366 | 9974.4366 | 9974.4366 | 9974.4366 | 9974.4366 | 9974.4366 | 9974.4366 | 9974.4366 | 9974.4366 | 9974.4366 | 9974.4366 | 9974.4366 | 9974.4366 | 9974.4366 | 9974.4366 | 9974.4366 | 9974.4366 | 9974.4366 | 0 | 0 | 0 | 0 | 0 | 0 | 0 | 6.3637 | 6.3637 | 6.3637 | 6.3637 | 6.3637 | 6.3637 | 6.3637 | 6.3637 | 6.3637 | 6.3637 | 6.3637 | 6.3637 | 6.3637 | 6.3637 | 6.3637 | 6.3637 | 6.3637 | 6.3637 | 6.3637 | 6.3637 | 6.3637 | 6.3637 | 6.3637 | 6.3637 | 6.3637 | 0 | 0 | 0 | 0 | 0 | 0 | 0 | 0 | 0 | 0 | 0 | 0 | 0 | 0 | 0 | 0 | 0 | 0 | 0 | 0 | 0 | 0 | 0 | 0 | 0 | 0 | 0 | 0 | 0 | 0 | 0 | 0 | 0 | 0 | 0
Residential | Targeted Energy Efficiency | Heat Pump | Efficient Heat Pump (SEER 15, EER 12.5, HSPF 8.5) | 18 | 0 | 84.24% | 0 | 8886.9127 | 4.3415 | 0 | 0 | 0 | 0 | 0 |  | n/a | 0.62418 | n/a | n/a | n/a | 0 | 0 | 6276.172 | 747.8947 | 11296.9623 | 10055.0757 | 0 | 0 |  | 0 | 0 | 0 | 0 | 8886.9127 | 8886.9127 | 8886.9127 | 8886.9127 | 8886.9127 | 8886.9127 | 8886.9127 | 8886.9127 | 8886.9127 | 8886.9127 | 8886.9127 | 8886.9127 | 8886.9127 | 8886.9127 | 8886.9127 | 8886.9127 | 8886.9127 | 8886.9127 | 0 | 0 | 0 | 0 | 0 | 0 | 0 | 0 | 0 | 0 | 0 | 0 | 0 | 0 | 4.3415 | 4.3415 | 4.3415 | 4.3415 | 4.3415 | 4.3415 | 4.3415 | 4.3415 | 4.3415 | 4.3415 | 4.3415 | 4.3415 | 4.3415 | 4.3415 | 4.3415 | 4.3415 | 4.3415 | 4.3415 | 0 | 0 | 0 | 0 | 0 | 0 | 0 | 0 | 0 | 0 | 0 | 0 | 0 | 0 | 0 | 0 | 0 | 0 | 0 | 0 | 0 | 0 | 0 | 0 | 0 | 0 | 0 | 0 | 0 | 0 | 0 | 0 | 0 | 0 | 0 | 0 | 0 | 0 | 0 | 0 | 0 | 0
Residential | Targeted Energy Efficiency | Heat Pump | Efficient Heat Pump SEER 14 Replace Resistance Heat w/CAC | 18 | 6 | 84.24% | 0 | 0 | 0 | 242298.9592 | 17.745 | 0 | 0 | 0 |  | n/a | 0.43992 | n/a | n/a | n/a | 0 | 0 | 52868.9672 | 10089.734 | 135020.9303 | 120177.9407 | 0 | 0 |  | 0 | 0 | 0 | 0 | 242298.9592 | 242298.9592 | 242298.9592 | 242298.9592 | 242298.9592 | 242298.9592 | 0 | 0 | 0 | 0 | 0 | 0 | 0 | 0 | 0 | 0 | 0 | 0 | 0 | 0 | 0 | 0 | 0 | 0 | 0 | 0 | 0 | 0 | 0 | 0 | 0 | 0 | 17.745 | 17.745 | 17.745 | 17.745 | 17.745 | 17.745 | 0 | 0 | 0 | 0 | 0 | 0 | 0 | 0 | 0 | 0 | 0 | 0 | 0 | 0 | 0 | 0 | 0 | 0 | 0 | 0 | 0 | 0 | 0 | 0 | 0 | 0 | 0 | 0 | 0 | 0 | 0 | 0 | 0 | 0 | 0 | 0 | 0 | 0 | 0 | 0 | 0 | 0 | 0 | 0 | 0 | 0 | 0 | 0 | 0 | 0 | 0 | 0 | 0 | 0
Residential | Community Outreach | 0 | Standard CFL | 5 | 0 | 42.45% | 0 | 0 | 0 | 0 | 0 | 0 | 0 | 0 |  | n/a | n/a | n/a | n/a | n/a | 0 | 0 | 0 | 0 | 0 | 0 | 0 | 0 |  | 0 | 0 | 0 | 0 | 0 | 0 | 0 | 0 | 0 | 0 | 0 | 0 | 0 | 0 | 0 | 0 | 0 | 0 | 0 | 0 | 0 | 0 | 0 | 0 | 0 | 0 | 0 | 0 | 0 | 0 | 0 | 0 | 0 | 0 | 0 | 0 | 0 | 0 | 0 | 0 | 0 | 0 | 0 | 0 | 0 | 0 | 0 | 0 | 0 | 0 | 0 | 0 | 0 | 0 | 0 | 0 | 0 | 0 | 0 | 0 | 0 | 0 | 0 | 0 | 0 | 0 | 0 | 0 | 0 | 0 | 0 | 0 | 0 | 0 | 0 | 0 | 0 | 0 | 0 | 0 | 0 | 0 | 0 | 0 | 0 | 0 | 0 | 0 | 0 | 0 | 0 | 0 | 0 | 0 | 0 | 0
Residential | Student Energy Education | 0 | Standard CFL | 5 | 0 | 66.86% | 0 | 0 | 0 | 0 | 0 | 0 | 0 | 0 |  | n/a | n/a | n/a | n/a | n/a | 0 | 0 | 0 | 0 | 0 | 0 | 0 | 0 |  | 0 | 0 | 0 | 0 | 0 | 0 | 0 | 0 | 0 | 0 | 0 | 0 | 0 | 0 | 0 | 0 | 0 | 0 | 0 | 0 | 0 | 0 | 0 | 0 | 0 | 0 | 0 | 0 | 0 | 0 | 0 | 0 | 0 | 0 | 0 | 0 | 0 | 0 | 0 | 0 | 0 | 0 | 0 | 0 | 0 | 0 | 0 | 0 | 0 | 0 | 0 | 0 | 0 | 0 | 0 | 0 | 0 | 0 | 0 | 0 | 0 | 0 | 0 | 0 | 0 | 0 | 0 | 0 | 0 | 0 | 0 | 0 | 0 | 0 | 0 | 0 | 0 | 0 | 0 | 0 | 0 | 0 | 0 | 0 | 0 | 0 | 0 | 0 | 0 | 0 | 0 | 0 | 0 | 0 | 0 | 0
Residential | Student Energy Education | 0 | Low Flow Faucet Aerator - Single Family (Electric DHW) | 9 | 0 | 66.86% | 0 | 0 | 0 | 0 | 0 | 0 | 0 | 0 |  | n/a | n/a | n/a | n/a | n/a | 0 | 0 | 0 | 0 | 0 | 0 | 0 | 0 |  | 0 | 0 | 0 | 0 | 0 | 0 | 0 | 0 | 0 | 0 | 0 | 0 | 0 | 0 | 0 | 0 | 0 | 0 | 0 | 0 | 0 | 0 | 0 | 0 | 0 | 0 | 0 | 0 | 0 | 0 | 0 | 0 | 0 | 0 | 0 | 0 | 0 | 0 | 0 | 0 | 0 | 0 | 0 | 0 | 0 | 0 | 0 | 0 | 0 | 0 | 0 | 0 | 0 | 0 | 0 | 0 | 0 | 0 | 0 | 0 | 0 | 0 | 0 | 0 | 0 | 0 | 0 | 0 | 0 | 0 | 0 | 0 | 0 | 0 | 0 | 0 | 0 | 0 | 0 | 0 | 0 | 0 | 0 | 0 | 0 | 0 | 0 | 0 | 0 | 0 | 0 | 0 | 0 | 0 | 0 | 0
Residential | Student Energy Education | 0 | Low Flow Faucet Aerator - Single Family (Natural Gas DHW) | 9 | 0 | 66.86% | 0 | 0 | 0 | 0 | 0 | 0 | 0 | 0 |  | n/a | n/a | n/a | n/a | n/a | 0 | 0 | 0 | 0 | 0 | 0 | 0 | 0 |  | 0 | 0 | 0 | 0 | 0 | 0 | 0 | 0 | 0 | 0 | 0 | 0 | 0 | 0 | 0 | 0 | 0 | 0 | 0 | 0 | 0 | 0 | 0 | 0 | 0 | 0 | 0 | 0 | 0 | 0 | 0 | 0 | 0 | 0 | 0 | 0 | 0 | 0 | 0 | 0 | 0 | 0 | 0 | 0 | 0 | 0 | 0 | 0 | 0 | 0 | 0 | 0 | 0 | 0 | 0 | 0 | 0 | 0 | 0 | 0 | 0 | 0 | 0 | 0 | 0 | 0 | 0 | 0 | 0 | 0 | 0 | 0 | 0 | 0 | 0 | 0 | 0 | 0 | 0 | 0 | 0 | 0 | 0 | 0 | 0 | 0 | 0 | 0 | 0 | 0 | 0 | 0 | 0 | 0 | 0 | 0
Residential | Student Energy Education | 0 | Low Flow Showerhead - Single Family (Electric DHW) | 10 | 0 | 66.86% | 0 | 0 | 0 | 0 | 0 | 0 | 0 | 0 |  | n/a | n/a | n/a | n/a | n/a | 0 | 0 | 0 | 0 | 0 | 0 | 0 | 0 |  | 0 | 0 | 0 | 0 | 0 | 0 | 0 | 0 | 0 | 0 | 0 | 0 | 0 | 0 | 0 | 0 | 0 | 0 | 0 | 0 | 0 | 0 | 0 | 0 | 0 | 0 | 0 | 0 | 0 | 0 | 0 | 0 | 0 | 0 | 0 | 0 | 0 | 0 | 0 | 0 | 0 | 0 | 0 | 0 | 0 | 0 | 0 | 0 | 0 | 0 | 0 | 0 | 0 | 0 | 0 | 0 | 0 | 0 | 0 | 0 | 0 | 0 | 0 | 0 | 0 | 0 | 0 | 0 | 0 | 0 | 0 | 0 | 0 | 0 | 0 | 0 | 0 | 0 | 0 | 0 | 0 | 0 | 0 | 0 | 0 | 0 | 0 | 0 | 0 | 0 | 0 | 0 | 0 | 0 | 0 | 0
Residential | Student Energy Education | 0 | Low Flow Showerhead - Single Family (Natural Gas DHW) | 10 | 0 | 66.86% | 0 | 0 | 0 | 0 | 0 | 0 | 0 | 0 |  | n/a | n/a | n/a | n/a | n/a | 0 | 0 | 0 | 0 | 0 | 0 | 0 | 0 |  | 0 | 0 | 0 | 0 | 0 | 0 | 0 | 0 | 0 | 0 | 0 | 0 | 0 | 0 | 0 | 0 | 0 | 0 | 0 | 0 | 0 | 0 | 0 | 0 | 0 | 0 | 0 | 0 | 0 | 0 | 0 | 0 | 0 | 0 | 0 | 0 | 0 | 0 | 0 | 0 | 0 | 0 | 0 | 0 | 0 | 0 | 0 | 0 | 0 | 0 | 0 | 0 | 0 | 0 | 0 | 0 | 0 | 0 | 0 | 0 | 0 | 0 | 0 | 0 | 0 | 0 | 0 | 0 | 0 | 0 | 0 | 0 | 0 | 0 | 0 | 0 | 0 | 0 | 0 | 0 | 0 | 0 | 0 | 0 | 0 | 0 | 0 | 0 | 0 | 0 | 0 | 0 | 0 | 0 | 0 | 0
Commercial | Commercial Incentive Program | Prescriptive | Lighting Optimization - Remove 4ft Lamp from T8 System | 11 | 0 | 83.46% | 0 | 66210.7121 | 15.0884 | 0 | 0 | 6490.1733 | 0 | 3888 |  | 5.739 | 0.77826 | 9.5801 | 6.6329 | 13.8066 | 0.0076401 | 0.043034 | 27296.8958 | 4251.5622 | 62819.8988 | 32224.9891 | 2849.3442 | 4756.3625 |  | 0 | 0 | 0 | 0 | 66210.7121 | 66210.7121 | 66210.7121 | 66210.7121 | 66210.7121 | 66210.7121 | 66210.7121 | 66210.7121 | 66210.7121 | 66210.7121 | 66210.7121 | 0 | 0 | 0 | 0 | 0 | 0 | 0 | 0 | 0 | 0 | 0 | 0 | 0 | 0 | 0 | 0 | 0 | 0 | 0 | 0 | 0 | 15.0884 | 15.0884 | 15.0884 | 15.0884 | 15.0884 | 15.0884 | 15.0884 | 15.0884 | 15.0884 | 15.0884 | 15.0884 | 0 | 0 | 0 | 0 | 0 | 0 | 0 | 0 | 0 | 0 | 0 | 0 | 0 | 0 | 0 | 0 | 0 | 0 | 0 | 0 | 0 | 0 | 0 | 0 | 0 | 0 | 0 | 0 | 0 | 0 | 0 | 0 | 0 | 0 | 0 | 0 | 0 | 0 | 0 | 0 | 0 | 0 | 0 | 0 | 0 | 0 | 0 | 0 | 0
Commercial | Commercial Incentive Program | Prescriptive | Lighting Optimization - Remove 8ft Lamp from T8 System | 11 | 0 | 83.46% | 0 | 137150.7609 | 31.2545 | 0 | 0 | 8653.5644 | 0 | 5184 |  | 8.916 | 0.80146 | 14.8833 | 10.3047 | 21.1179 | 0.0049178 | 0.0277 | 56543.5699 | 8806.8074 | 130126.9332 | 66751.7631 | 3799.1256 | 6341.8167 |  | 0 | 0 | 0 | 0 | 137150.7609 | 137150.7609 | 137150.7609 | 137150.7609 | 137150.7609 | 137150.7609 | 137150.7609 | 137150.7609 | 137150.7609 | 137150.7609 | 137150.7609 | 0 | 0 | 0 | 0 | 0 | 0 | 0 | 0 | 0 | 0 | 0 | 0 | 0 | 0 | 0 | 0 | 0 | 0 | 0 | 0 | 0 | 31.2545 | 31.2545 | 31.2545 | 31.2545 | 31.2545 | 31.2545 | 31.2545 | 31.2545 | 31.2545 | 31.2545 | 31.2545 | 0 | 0 | 0 | 0 | 0 | 0 | 0 | 0 | 0 | 0 | 0 | 0 | 0 | 0 | 0 | 0 | 0 | 0 | 0 | 0 | 0 | 0 | 0 | 0 | 0 | 0 | 0 | 0 | 0 | 0 | 0 | 0 | 0 | 0 | 0 | 0 | 0 | 0 | 0 | 0 | 0 | 0 | 0 | 0 | 0 | 0 | 0 | 0 | 0
Commercial | Commercial Incentive Program | Prescriptive | High Bay Fluorescent Fixture w/ HE Electronic Ballast (T5 ≤4 lamps) | 15 | 0 | 83.46% | 0 | 181291.2356 | 41.3135 | 0 | 0 | 36056.5183 | 0 | 21600 |  | 3.4069 | 0.71615 | 5.687 | 3.9345 | 8.6919 | 0.012942 | 0.087316 | 90023.8286 | 13943.5834 | 213847.7483 | 109875.7028 | 15829.6899 | 26424.2363 |  | 0 | 0 | 0 | 0 | 181291.2356 | 181291.2356 | 181291.2356 | 181291.2356 | 181291.2356 | 181291.2356 | 181291.2356 | 181291.2356 | 181291.2356 | 181291.2356 | 181291.2356 | 181291.2356 | 181291.2356 | 181291.2356 | 181291.2356 | 0 | 0 | 0 | 0 | 0 | 0 | 0 | 0 | 0 | 0 | 0 | 0 | 0 | 0 | 0 | 0 | 0 | 41.3135 | 41.3135 | 41.3135 | 41.3135 | 41.3135 | 41.3135 | 41.3135 | 41.3135 | 41.3135 | 41.3135 | 41.3135 | 41.3135 | 41.3135 | 41.3135 | 41.3135 | 0 | 0 | 0 | 0 | 0 | 0 | 0 | 0 | 0 | 0 | 0 | 0 | 0 | 0 | 0 | 0 | 0 | 0 | 0 | 0 | 0 | 0 | 0 | 0 | 0 | 0 | 0 | 0 | 0 | 0 | 0 | 0 | 0 | 0 | 0 | 0 | 0 | 0 | 0 | 0 | 0 | 0 | 0 | 0 | 0
Commercial | Commercial Incentive Program | Prescriptive | High Bay Fluorescent Fixture w/ HE Electronic Ballast (T5 >4 lamps) | 15 | 0 | 83.46% | 0 | 149762.3251 | 34.1285 | 0 | 0 | 36056.5183 | 0 | 21600 |  | 2.8144 | 0.69765 | 4.698 | 3.2503 | 7.2845 | 0.015667 | 0.1057 | 74367.5106 | 11518.6123 | 176656.8356 | 90766.8849 | 15829.6899 | 26424.2363 |  | 0 | 0 | 0 | 0 | 149762.3251 | 149762.3251 | 149762.3251 | 149762.3251 | 149762.3251 | 149762.3251 | 149762.3251 | 149762.3251 | 149762.3251 | 149762.3251 | 149762.3251 | 149762.3251 | 149762.3251 | 149762.3251 | 149762.3251 | 0 | 0 | 0 | 0 | 0 | 0 | 0 | 0 | 0 | 0 | 0 | 0 | 0 | 0 | 0 | 0 | 0 | 34.1285 | 34.1285 | 34.1285 | 34.1285 | 34.1285 | 34.1285 | 34.1285 | 34.1285 | 34.1285 | 34.1285 | 34.1285 | 34.1285 | 34.1285 | 34.1285 | 34.1285 | 0 | 0 | 0 | 0 | 0 | 0 | 0 | 0 | 0 | 0 | 0 | 0 | 0 | 0 | 0 | 0 | 0 | 0 | 0 | 0 | 0 | 0 | 0 | 0 | 0 | 0 | 0 | 0 | 0 | 0 | 0 | 0 | 0 | 0 | 0 | 0 | 0 | 0 | 0 | 0 | 0 | 0 | 0 | 0 | 0
Commercial | Commercial Incentive Program | Prescriptive | High Bay Fluorescent Fixture (HP T8 ≤4 lamps) | 15 | 0 | 83.46% | 0 | 313187.1781 | 71.3705 | 0 | 0 | 96150.7154 | 0 | 57600 |  | 2.2071 | 0.67027 | 3.6842 | 2.5489 | 5.8418 | 0.019978 | 0.13478 | 155519.4257 | 24088.0455 | 369429.7333 | 189814.2576 | 42212.5064 | 70464.63 |  | 0 | 0 | 0 | 0 | 313187.1781 | 313187.1781 | 313187.1781 | 313187.1781 | 313187.1781 | 313187.1781 | 313187.1781 | 313187.1781 | 313187.1781 | 313187.1781 | 313187.1781 | 313187.1781 | 313187.1781 | 313187.1781 | 313187.1781 | 0 | 0 | 0 | 0 | 0 | 0 | 0 | 0 | 0 | 0 | 0 | 0 | 0 | 0 | 0 | 0 | 0 | 71.3705 | 71.3705 | 71.3705 | 71.3705 | 71.3705 | 71.3705 | 71.3705 | 71.3705 | 71.3705 | 71.3705 | 71.3705 | 71.3705 | 71.3705 | 71.3705 | 71.3705 | 0 | 0 | 0 | 0 | 0 | 0 | 0 | 0 | 0 | 0 | 0 | 0 | 0 | 0 | 0 | 0 | 0 | 0 | 0 | 0 | 0 | 0 | 0 | 0 | 0 | 0 | 0 | 0 | 0 | 0 | 0 | 0 | 0 | 0 | 0 | 0 | 0 | 0 | 0 | 0 | 0 | 0 | 0 | 0 | 0
Commercial | Commercial Incentive Program | Prescriptive | High Bay Fluorescent Fixture (HP T8 >4 lamps) | 15 | 0 | 83.46% | 0 | 523379.9151 | 119.2701 | 0 | 0 | 108169.5548 | 0 | 57600 |  | 3.2785 | 0.7231 | 6.1568 | 3.7863 | 8.3204 | 0.011954 | 0.080654 | 259894.8792 | 40254.5189 | 617369.1516 | 317206.3768 | 42212.5064 | 79272.7088 |  | 0 | 0 | 0 | 0 | 523379.9151 | 523379.9151 | 523379.9151 | 523379.9151 | 523379.9151 | 523379.9151 | 523379.9151 | 523379.9151 | 523379.9151 | 523379.9151 | 523379.9151 | 523379.9151 | 523379.9151 | 523379.9151 | 523379.9151 | 0 | 0 | 0 | 0 | 0 | 0 | 0 | 0 | 0 | 0 | 0 | 0 | 0 | 0 | 0 | 0 | 0 | 119.2701 | 119.2701 | 119.2701 | 119.2701 | 119.2701 | 119.2701 | 119.2701 | 119.2701 | 119.2701 | 119.2701 | 119.2701 | 119.2701 | 119.2701 | 119.2701 | 119.2701 | 0 | 0 | 0 | 0 | 0 | 0 | 0 | 0 | 0 | 0 | 0 | 0 | 0 | 0 | 0 | 0 | 0 | 0 | 0 | 0 | 0 | 0 | 0 | 0 | 0 | 0 | 0 | 0 | 0 | 0 | 0 | 0 | 0 | 0 | 0 | 0 | 0 | 0 | 0 | 0 | 0 | 0 | 0 | 0 | 0
Commercial | Commercial Incentive Program | Prescriptive | Low Wattage T8 Lamp | 10 | 0 | 83.46% | 0 | 22070.2374 | 5.0295 | 0 | 0 | 1682.6375 | 0 | 1008 |  | 6.9209 | 0.79513 | 11.553 | 8.0014 | 16.4061 | 0.0063204 | 0.033471 | 8534.4082 | 1332.4106 | 19492.0969 | 9994.6898 | 738.7189 | 1233.131 |  | 0 | 0 | 0 | 0 | 22070.2374 | 22070.2374 | 22070.2374 | 22070.2374 | 22070.2374 | 22070.2374 | 22070.2374 | 22070.2374 | 22070.2374 | 22070.2374 | 0 | 0 | 0 | 0 | 0 | 0 | 0 | 0 | 0 | 0 | 0 | 0 | 0 | 0 | 0 | 0 | 0 | 0 | 0 | 0 | 0 | 0 | 5.0295 | 5.0295 | 5.0295 | 5.0295 | 5.0295 | 5.0295 | 5.0295 | 5.0295 | 5.0295 | 5.0295 | 0 | 0 | 0 | 0 | 0 | 0 | 0 | 0 | 0 | 0 | 0 | 0 | 0 | 0 | 0 | 0 | 0 | 0 | 0 | 0 | 0 | 0 | 0 | 0 | 0 | 0 | 0 | 0 | 0 | 0 | 0 | 0 | 0 | 0 | 0 | 0 | 0 | 0 | 0 | 0 | 0 | 0 | 0 | 0 | 0 | 0 | 0 | 0 | 0 | 0
Commercial | Commercial Incentive Program | Prescriptive | Omnidirectional LED Bulb (<10W) | 8 | 0 | 83.46% | 0 | 0 | 0 | 0 | 0 | 0 | 0 | 0 |  | n/a | n/a | n/a | n/a | n/a | 0 | 0 | 0 | 0 | 0 | 0 | 0 | 0 |  | 0 | 0 | 0 | 0 | 0 | 0 | 0 | 0 | 0 | 0 | 0 | 0 | 0 | 0 | 0 | 0 | 0 | 0 | 0 | 0 | 0 | 0 | 0 | 0 | 0 | 0 | 0 | 0 | 0 | 0 | 0 | 0 | 0 | 0 | 0 | 0 | 0 | 0 | 0 | 0 | 0 | 0 | 0 | 0 | 0 | 0 | 0 | 0 | 0 | 0 | 0 | 0 | 0 | 0 | 0 | 0 | 0 | 0 | 0 | 0 | 0 | 0 | 0 | 0 | 0 | 0 | 0 | 0 | 0 | 0 | 0 | 0 | 0 | 0 | 0 | 0 | 0 | 0 | 0 | 0 | 0 | 0 | 0 | 0 | 0 | 0 | 0 | 0 | 0 | 0 | 0 | 0 | 0 | 0 | 0 | 0
Commercial | Commercial Incentive Program | Prescriptive | Omnidirectional LED Bulb (≥10W) | 8 | 0 | 83.46% | 0 | 0 | 0 | 0 | 0 | 0 | 0 | 0 |  | n/a | n/a | n/a | n/a | n/a | 0 | 0 | 0 | 0 | 0 | 0 | 0 | 0 |  | 0 | 0 | 0 | 0 | 0 | 0 | 0 | 0 | 0 | 0 | 0 | 0 | 0 | 0 | 0 | 0 | 0 | 0 | 0 | 0 | 0 | 0 | 0 | 0 | 0 | 0 | 0 | 0 | 0 | 0 | 0 | 0 | 0 | 0 | 0 | 0 | 0 | 0 | 0 | 0 | 0 | 0 | 0 | 0 | 0 | 0 | 0 | 0 | 0 | 0 | 0 | 0 | 0 | 0 | 0 | 0 | 0 | 0 | 0 | 0 | 0 | 0 | 0 | 0 | 0 | 0 | 0 | 0 | 0 | 0 | 0 | 0 | 0 | 0 | 0 | 0 | 0 | 0 | 0 | 0 | 0 | 0 | 0 | 0 | 0 | 0 | 0 | 0 | 0 | 0 | 0 | 0 | 0 | 0 | 0 | 0
Commercial | Commercial Incentive Program | Prescriptive | Directional LED Bulb (<15W) | 11 | 0 | 83.46% | 0 | 34681.8016 | 7.9034 | 0 | 0 | 9615.0715 | 0 | 5760 |  | 2.0292 | 0.67762 | 3.3872 | 2.3452 | 5.2689 | 0.021608 | 0.12171 | 14298.374 | 2227.0088 | 32905.6613 | 16879.7562 | 4221.2506 | 7046.463 |  | 0 | 0 | 0 | 0 | 34681.8016 | 34681.8016 | 34681.8016 | 34681.8016 | 34681.8016 | 34681.8016 | 34681.8016 | 34681.8016 | 34681.8016 | 34681.8016 | 34681.8016 | 0 | 0 | 0 | 0 | 0 | 0 | 0 | 0 | 0 | 0 | 0 | 0 | 0 | 0 | 0 | 0 | 0 | 0 | 0 | 0 | 0 | 7.9034 | 7.9034 | 7.9034 | 7.9034 | 7.9034 | 7.9034 | 7.9034 | 7.9034 | 7.9034 | 7.9034 | 7.9034 | 0 | 0 | 0 | 0 | 0 | 0 | 0 | 0 | 0 | 0 | 0 | 0 | 0 | 0 | 0 | 0 | 0 | 0 | 0 | 0 | 0 | 0 | 0 | 0 | 0 | 0 | 0 | 0 | 0 | 0 | 0 | 0 | 0 | 0 | 0 | 0 | 0 | 0 | 0 | 0 | 0 | 0 | 0 | 0 | 0 | 0 | 0 | 0 | 0
Commercial | Commercial Incentive Program | Prescriptive | Directional LED Bulb (≥15W) | 11 | 0 | 83.46% | 0 | 55701.0753 | 12.6934 | 0 | 0 | 12018.8394 | 0 | 7200 |  | 2.6072 | 0.70906 | 4.3521 | 3.0132 | 6.5991 | 0.016818 | 0.09473 | 22964.0552 | 3576.7111 | 52848.4863 | 27109.9114 | 5276.5633 | 8808.0788 |  | 0 | 0 | 0 | 0 | 55701.0753 | 55701.0753 | 55701.0753 | 55701.0753 | 55701.0753 | 55701.0753 | 55701.0753 | 55701.0753 | 55701.0753 | 55701.0753 | 55701.0753 | 0 | 0 | 0 | 0 | 0 | 0 | 0 | 0 | 0 | 0 | 0 | 0 | 0 | 0 | 0 | 0 | 0 | 0 | 0 | 0 | 0 | 12.6934 | 12.6934 | 12.6934 | 12.6934 | 12.6934 | 12.6934 | 12.6934 | 12.6934 | 12.6934 | 12.6934 | 12.6934 | 0 | 0 | 0 | 0 | 0 | 0 | 0 | 0 | 0 | 0 | 0 | 0 | 0 | 0 | 0 | 0 | 0 | 0 | 0 | 0 | 0 | 0 | 0 | 0 | 0 | 0 | 0 | 0 | 0 | 0 | 0 | 0 | 0 | 0 | 0 | 0 | 0 | 0 | 0 | 0 | 0 | 0 | 0 | 0 | 0 | 0 | 0 | 0 | 0
Commercial | Commercial Incentive Program | Prescriptive | LED High & Low-Bay Fixture | 11 | 0 | 83.46% | 0 | 460427.1903 | 104.9242 | 0 | 0 | 156244.9126 | 0 | 93600 |  | 1.6578 | 0.64855 | 2.7673 | 1.916 | 4.4142 | 0.02645 | 0.14898 | 189821.7469 | 29565.2285 | 436847.5817 | 224091.5509 | 68595.3229 | 114505.0238 |  | 0 | 0 | 0 | 0 | 460427.1903 | 460427.1903 | 460427.1903 | 460427.1903 | 460427.1903 | 460427.1903 | 460427.1903 | 460427.1903 | 460427.1903 | 460427.1903 | 460427.1903 | 0 | 0 | 0 | 0 | 0 | 0 | 0 | 0 | 0 | 0 | 0 | 0 | 0 | 0 | 0 | 0 | 0 | 0 | 0 | 0 | 0 | 104.9242 | 104.9242 | 104.9242 | 104.9242 | 104.9242 | 104.9242 | 104.9242 | 104.9242 | 104.9242 | 104.9242 | 104.9242 | 0 | 0 | 0 | 0 | 0 | 0 | 0 | 0 | 0 | 0 | 0 | 0 | 0 | 0 | 0 | 0 | 0 | 0 | 0 | 0 | 0 | 0 | 0 | 0 | 0 | 0 | 0 | 0 | 0 | 0 | 0 | 0 | 0 | 0 | 0 | 0 | 0 | 0 | 0 | 0 | 0 | 0 | 0 | 0 | 0 | 0 | 0 | 0 | 0
Commercial | Commercial Incentive Program | Prescriptive | LED Wall Mounted Area Lights (<30W) | 10 | 0 | 83.46% | 0 | 20566.6012 | 0 | 0 | 0 | 4694.8592 | 0 | 2250 |  | 1.7348 | 0.54447 | 3.6199 | 2.0957 | 5.7585 | 0.01514 | 0.080175 | 5968.8923 | 1241.634 | 18164.1084 | 9313.7557 | 1648.926 | 3440.6558 |  | 0 | 0 | 0 | 0 | 20566.6012 | 20566.6012 | 20566.6012 | 20566.6012 | 20566.6012 | 20566.6012 | 20566.6012 | 20566.6012 | 20566.6012 | 20566.6012 | 0 | 0 | 0 | 0 | 0 | 0 | 0 | 0 | 0 | 0 | 0 | 0 | 0 | 0 | 0 | 0 | 0 | 0 | 0 | 0 | 0 | 0 | 0 | 0 | 0 | 0 | 0 | 0 | 0 | 0 | 0 | 0 | 0 | 0 | 0 | 0 | 0 | 0 | 0 | 0 | 0 | 0 | 0 | 0 | 0 | 0 | 0 | 0 | 0 | 0 | 0 | 0 | 0 | 0 | 0 | 0 | 0 | 0 | 0 | 0 | 0 | 0 | 0 | 0 | 0 | 0 | 0 | 0 | 0 | 0 | 0 | 0 | 0 | 0 | 0 | 0 | 0 | 0 | 0 | 0 | 0 | 0
Commercial | Commercial Incentive Program | Prescriptive | LED Wall Mounted Area Lights (30-75W) | 10 | 0 | 83.46% | 0 | 25372.6092 | 0 | 0 | 0 | 9389.7183 | 0 | 4500 |  | 1.0701 | 0.49795 | 2.2329 | 1.2927 | 3.7357 | 0.024544 | 0.12998 | 7363.7045 | 1531.7793 | 22408.7013 | 11490.1962 | 3297.8521 | 6881.3115 |  | 0 | 0 | 0 | 0 | 25372.6092 | 25372.6092 | 25372.6092 | 25372.6092 | 25372.6092 | 25372.6092 | 25372.6092 | 25372.6092 | 25372.6092 | 25372.6092 | 0 | 0 | 0 | 0 | 0 | 0 | 0 | 0 | 0 | 0 | 0 | 0 | 0 | 0 | 0 | 0 | 0 | 0 | 0 | 0 | 0 | 0 | 0 | 0 | 0 | 0 | 0 | 0 | 0 | 0 | 0 | 0 | 0 | 0 | 0 | 0 | 0 | 0 | 0 | 0 | 0 | 0 | 0 | 0 | 0 | 0 | 0 | 0 | 0 | 0 | 0 | 0 | 0 | 0 | 0 | 0 | 0 | 0 | 0 | 0 | 0 | 0 | 0 | 0 | 0 | 0 | 0 | 0 | 0 | 0 | 0 | 0 | 0 | 0 | 0 | 0 | 0 | 0 | 0 | 0 | 0 | 0
Commercial | Commercial Incentive Program | Prescriptive | LED Wall Mounted Area Lights (≥75W) | 10 | 0 | 83.46% | 0 | 47593.0998 | 0 | 0 | 0 | 14084.5775 | 0 | 6750 |  | 1.3382 | 0.52124 | 2.7922 | 1.6165 | 4.5515 | 0.019627 | 0.10394 | 13812.5929 | 2873.2609 | 42033.4996 | 21552.9294 | 4946.7781 | 10321.9673 |  | 0 | 0 | 0 | 0 | 47593.0998 | 47593.0998 | 47593.0998 | 47593.0998 | 47593.0998 | 47593.0998 | 47593.0998 | 47593.0998 | 47593.0998 | 47593.0998 | 0 | 0 | 0 | 0 | 0 | 0 | 0 | 0 | 0 | 0 | 0 | 0 | 0 | 0 | 0 | 0 | 0 | 0 | 0 | 0 | 0 | 0 | 0 | 0 | 0 | 0 | 0 | 0 | 0 | 0 | 0 | 0 | 0 | 0 | 0 | 0 | 0 | 0 | 0 | 0 | 0 | 0 | 0 | 0 | 0 | 0 | 0 | 0 | 0 | 0 | 0 | 0 | 0 | 0 | 0 | 0 | 0 | 0 | 0 | 0 | 0 | 0 | 0 | 0 | 0 | 0 | 0 | 0 | 0 | 0 | 0 | 0 | 0 | 0 | 0 | 0 | 0 | 0 | 0 | 0 | 0 | 0
Commercial | Commercial Incentive Program | Prescriptive | LED Flood Light (<15W) | 10 | 0 | 83.46% | 0 | 16733.4693 | 0 | 0 | 0 | 2629.1211 | 0 | 1350 |  | 2.5205 | 0.56686 | 4.9087 | 3.0448 | 8.1837 | 0.011165 | 0.059124 | 4856.4309 | 1010.2225 | 14778.7448 | 7577.8901 | 989.3556 | 1926.7672 |  | 0 | 0 | 0 | 0 | 16733.4693 | 16733.4693 | 16733.4693 | 16733.4693 | 16733.4693 | 16733.4693 | 16733.4693 | 16733.4693 | 16733.4693 | 16733.4693 | 0 | 0 | 0 | 0 | 0 | 0 | 0 | 0 | 0 | 0 | 0 | 0 | 0 | 0 | 0 | 0 | 0 | 0 | 0 | 0 | 0 | 0 | 0 | 0 | 0 | 0 | 0 | 0 | 0 | 0 | 0 | 0 | 0 | 0 | 0 | 0 | 0 | 0 | 0 | 0 | 0 | 0 | 0 | 0 | 0 | 0 | 0 | 0 | 0 | 0 | 0 | 0 | 0 | 0 | 0 | 0 | 0 | 0 | 0 | 0 | 0 | 0 | 0 | 0 | 0 | 0 | 0 | 0 | 0 | 0 | 0 | 0 | 0 | 0 | 0 | 0 | 0 | 0 | 0 | 0 | 0 | 0
Commercial | Commercial Incentive Program | Prescriptive | LED Flood Light (≥15W) | 10 | 0 | 83.46% | 0 | 18757.0516 | 0 | 0 | 0 | 3380.2986 | 0 | 1800 |  | 2.1975 | 0.55472 | 4.1267 | 2.6546 | 7.2197 | 0.01328 | 0.070328 | 5443.7202 | 1132.389 | 16565.9418 | 8494.2861 | 1319.1408 | 2477.2721 |  | 0 | 0 | 0 | 0 | 18757.0516 | 18757.0516 | 18757.0516 | 18757.0516 | 18757.0516 | 18757.0516 | 18757.0516 | 18757.0516 | 18757.0516 | 18757.0516 | 0 | 0 | 0 | 0 | 0 | 0 | 0 | 0 | 0 | 0 | 0 | 0 | 0 | 0 | 0 | 0 | 0 | 0 | 0 | 0 | 0 | 0 | 0 | 0 | 0 | 0 | 0 | 0 | 0 | 0 | 0 | 0 | 0 | 0 | 0 | 0 | 0 | 0 | 0 | 0 | 0 | 0 | 0 | 0 | 0 | 0 | 0 | 0 | 0 | 0 | 0 | 0 | 0 | 0 | 0 | 0 | 0 | 0 | 0 | 0 | 0 | 0 | 0 | 0 | 0 | 0 | 0 | 0 | 0 | 0 | 0 | 0 | 0 | 0 | 0 | 0 | 0 | 0 | 0 | 0 | 0 | 0
Commercial | Commercial Incentive Program | Prescriptive | LED Exit Sign | 16 | 0 | 83.46% | 0 | 15018.0484 | 1.7372 | 0 | 0 | 5408.4777 | 0 | 3240 |  | 1.7023 | 0.5684 | 2.8415 | 2.0035 | 5.2601 | 0.022667 | 0.15811 | 6747.1235 | 1194.1936 | 18474.4876 | 9495.9198 | 2374.4535 | 3963.6354 |  | 0 | 0 | 0 | 0 | 15018.0484 | 15018.0484 | 15018.0484 | 15018.0484 | 15018.0484 | 15018.0484 | 15018.0484 | 15018.0484 | 15018.0484 | 15018.0484 | 15018.0484 | 15018.0484 | 15018.0484 | 15018.0484 | 15018.0484 | 15018.0484 | 0 | 0 | 0 | 0 | 0 | 0 | 0 | 0 | 0 | 0 | 0 | 0 | 0 | 0 | 0 | 0 | 1.7372 | 1.7372 | 1.7372 | 1.7372 | 1.7372 | 1.7372 | 1.7372 | 1.7372 | 1.7372 | 1.7372 | 1.7372 | 1.7372 | 1.7372 | 1.7372 | 1.7372 | 1.7372 | 0 | 0 | 0 | 0 | 0 | 0 | 0 | 0 | 0 | 0 | 0 | 0 | 0 | 0 | 0 | 0 | 0 | 0 | 0 | 0 | 0 | 0 | 0 | 0 | 0 | 0 | 0 | 0 | 0 | 0 | 0 | 0 | 0 | 0 | 0 | 0 | 0 | 0 | 0 | 0 | 0 | 0 | 0 | 0
Commercial | Commercial Incentive Program | Prescriptive | Photocell Occupancy Sensor | 8 | 0 | 83.46% | 0 | 20898.0188 | 4.7623 | 0 | 0 | 1983.1085 | 0 | 1080 |  | 4.7251 | 0.78682 | 8.6762 | 5.469 | 11.204 | 0.008346 | 0.037874 | 6867.1151 | 1081.1115 | 15491.644 | 7936.2454 | 791.4845 | 1453.333 |  | 0 | 0 | 0 | 0 | 20898.0188 | 20898.0188 | 20898.0188 | 20898.0188 | 20898.0188 | 20898.0188 | 20898.0188 | 20898.0188 | 0 | 0 | 0 | 0 | 0 | 0 | 0 | 0 | 0 | 0 | 0 | 0 | 0 | 0 | 0 | 0 | 0 | 0 | 0 | 0 | 0 | 0 | 0 | 0 | 4.7623 | 4.7623 | 4.7623 | 4.7623 | 4.7623 | 4.7623 | 4.7623 | 4.7623 | 0 | 0 | 0 | 0 | 0 | 0 | 0 | 0 | 0 | 0 | 0 | 0 | 0 | 0 | 0 | 0 | 0 | 0 | 0 | 0 | 0 | 0 | 0 | 0 | 0 | 0 | 0 | 0 | 0 | 0 | 0 | 0 | 0 | 0 | 0 | 0 | 0 | 0 | 0 | 0 | 0 | 0 | 0 | 0 | 0 | 0 | 0 | 0 | 0 | 0 | 0 | 0
Commercial | Commercial Incentive Program | Prescriptive | Wall-Mount Occupancy Sensor | 8 | 0 | 83.46% | 0 | 13793.8984 | 3.1434 | 0 | 0 | 1261.9781 | 0 | 720 |  | 4.901 | 0.7861 | 8.5902 | 5.6726 | 11.6268 | 0.0084295 | 0.038253 | 4532.6923 | 713.596 | 10225.379 | 5238.3799 | 527.6563 | 924.8483 |  | 0 | 0 | 0 | 0 | 13793.8984 | 13793.8984 | 13793.8984 | 13793.8984 | 13793.8984 | 13793.8984 | 13793.8984 | 13793.8984 | 0 | 0 | 0 | 0 | 0 | 0 | 0 | 0 | 0 | 0 | 0 | 0 | 0 | 0 | 0 | 0 | 0 | 0 | 0 | 0 | 0 | 0 | 0 | 0 | 3.1434 | 3.1434 | 3.1434 | 3.1434 | 3.1434 | 3.1434 | 3.1434 | 3.1434 | 0 | 0 | 0 | 0 | 0 | 0 | 0 | 0 | 0 | 0 | 0 | 0 | 0 | 0 | 0 | 0 | 0 | 0 | 0 | 0 | 0 | 0 | 0 | 0 | 0 | 0 | 0 | 0 | 0 | 0 | 0 | 0 | 0 | 0 | 0 | 0 | 0 | 0 | 0 | 0 | 0 | 0 | 0 | 0 | 0 | 0 | 0 | 0 | 0 | 0 | 0 | 0
Commercial | Commercial Incentive Program | Prescriptive | Air Cooled Chiller (<150 Tons) | 20 | 0 | 83.46% | 0 | 17086.1673 | 13.9859 | 0 | 0 | 15899.923 | 0 | 7500 |  | 1.4054 | 0.91589 | 2.9795 | 1.5347 | 2.5364 | 0.041612 | 0.32169 | 16376.653 | 1505.7818 | 24058.5723 | 12384.0807 | 5496.4201 | 11652.3542 |  | 0 | 0 | 0 | 0 | 17086.1673 | 17086.1673 | 17086.1673 | 17086.1673 | 17086.1673 | 17086.1673 | 17086.1673 | 17086.1673 | 17086.1673 | 17086.1673 | 17086.1673 | 17086.1673 | 17086.1673 | 17086.1673 | 17086.1673 | 17086.1673 | 17086.1673 | 17086.1673 | 17086.1673 | 17086.1673 | 0 | 0 | 0 | 0 | 0 | 0 | 0 | 0 | 0 | 0 | 0 | 0 | 13.9859 | 13.9859 | 13.9859 | 13.9859 | 13.9859 | 13.9859 | 13.9859 | 13.9859 | 13.9859 | 13.9859 | 13.9859 | 13.9859 | 13.9859 | 13.9859 | 13.9859 | 13.9859 | 13.9859 | 13.9859 | 13.9859 | 13.9859 | 0 | 0 | 0 | 0 | 0 | 0 | 0 | 0 | 0 | 0 | 0 | 0 | 0 | 0 | 0 | 0 | 0 | 0 | 0 | 0 | 0 | 0 | 0 | 0 | 0 | 0 | 0 | 0 | 0 | 0 | 0 | 0 | 0 | 0 | 0 | 0 | 0 | 0 | 0 | 0
Commercial | Commercial Incentive Program | Prescriptive | Air Cooled Chiller (≥150 Tons) | 20 | 0 | 83.46% | 0 | 44828.912 | 37.2958 | 0 | 0 | 42399.7946 | 0 | 20000 |  | 1.3954 | 0.91959 | 2.9582 | 1.5225 | 2.5031 | 0.042294 | 0.32696 | 43358.0767 | 3950.714 | 63122.3843 | 32492.0653 | 14657.1203 | 31072.9445 |  | 0 | 0 | 0 | 0 | 44828.912 | 44828.912 | 44828.912 | 44828.912 | 44828.912 | 44828.912 | 44828.912 | 44828.912 | 44828.912 | 44828.912 | 44828.912 | 44828.912 | 44828.912 | 44828.912 | 44828.912 | 44828.912 | 44828.912 | 44828.912 | 44828.912 | 44828.912 | 0 | 0 | 0 | 0 | 0 | 0 | 0 | 0 | 0 | 0 | 0 | 0 | 37.2958 | 37.2958 | 37.2958 | 37.2958 | 37.2958 | 37.2958 | 37.2958 | 37.2958 | 37.2958 | 37.2958 | 37.2958 | 37.2958 | 37.2958 | 37.2958 | 37.2958 | 37.2958 | 37.2958 | 37.2958 | 37.2958 | 37.2958 | 0 | 0 | 0 | 0 | 0 | 0 | 0 | 0 | 0 | 0 | 0 | 0 | 0 | 0 | 0 | 0 | 0 | 0 | 0 | 0 | 0 | 0 | 0 | 0 | 0 | 0 | 0 | 0 | 0 | 0 | 0 | 0 | 0 | 0 | 0 | 0 | 0 | 0 | 0 | 0
Commercial | Commercial Incentive Program | Prescriptive | Water Cooled Chiller, Rotary Screw & Roll (<75 Tons) | 20 | 0 | 83.46% | 0 | 5873.37 | 3.1819 | 0 | 0 | 5341.7064 | 0 | 2500 |  | 1.168 | 0.75092 | 2.4957 | 1.3003 | 2.5806 | 0.040351 | 0.31194 | 4572.502 | 517.6125 | 8270.1342 | 4257.0277 | 1832.14 | 3914.7017 |  | 0 | 0 | 0 | 0 | 5873.37 | 5873.37 | 5873.37 | 5873.37 | 5873.37 | 5873.37 | 5873.37 | 5873.37 | 5873.37 | 5873.37 | 5873.37 | 5873.37 | 5873.37 | 5873.37 | 5873.37 | 5873.37 | 5873.37 | 5873.37 | 5873.37 | 5873.37 | 0 | 0 | 0 | 0 | 0 | 0 | 0 | 0 | 0 | 0 | 0 | 0 | 3.1819 | 3.1819 | 3.1819 | 3.1819 | 3.1819 | 3.1819 | 3.1819 | 3.1819 | 3.1819 | 3.1819 | 3.1819 | 3.1819 | 3.1819 | 3.1819 | 3.1819 | 3.1819 | 3.1819 | 3.1819 | 3.1819 | 3.1819 | 0 | 0 | 0 | 0 | 0 | 0 | 0 | 0 | 0 | 0 | 0 | 0 | 0 | 0 | 0 | 0 | 0 | 0 | 0 | 0 | 0 | 0 | 0 | 0 | 0 | 0 | 0 | 0 | 0 | 0 | 0 | 0 | 0 | 0 | 0 | 0 | 0 | 0 | 0 | 0
Commercial | Commercial Incentive Program | Prescriptive | Water Cooled Chiller, Rotary Screw & Roll (75 < 150 Tons) | 20 | 0 | 83.46% | 0 | 11485.7013 | 6.2822 | 0 | 0 | 10683.4128 | 0 | 5000 |  | 1.147 | 0.74907 | 2.4509 | 1.2763 | 2.5337 | 0.041268 | 0.31903 | 8980.6788 | 1012.22 | 16172.7069 | 8324.8542 | 3664.2801 | 7829.4033 |  | 0 | 0 | 0 | 0 | 11485.7013 | 11485.7013 | 11485.7013 | 11485.7013 | 11485.7013 | 11485.7013 | 11485.7013 | 11485.7013 | 11485.7013 | 11485.7013 | 11485.7013 | 11485.7013 | 11485.7013 | 11485.7013 | 11485.7013 | 11485.7013 | 11485.7013 | 11485.7013 | 11485.7013 | 11485.7013 | 0 | 0 | 0 | 0 | 0 | 0 | 0 | 0 | 0 | 0 | 0 | 0 | 6.2822 | 6.2822 | 6.2822 | 6.2822 | 6.2822 | 6.2822 | 6.2822 | 6.2822 | 6.2822 | 6.2822 | 6.2822 | 6.2822 | 6.2822 | 6.2822 | 6.2822 | 6.2822 | 6.2822 | 6.2822 | 6.2822 | 6.2822 | 0 | 0 | 0 | 0 | 0 | 0 | 0 | 0 | 0 | 0 | 0 | 0 | 0 | 0 | 0 | 0 | 0 | 0 | 0 | 0 | 0 | 0 | 0 | 0 | 0 | 0 | 0 | 0 | 0 | 0 | 0 | 0 | 0 | 0 | 0 | 0 | 0 | 0 | 0 | 0
Commercial | Commercial Incentive Program | Prescriptive | Water Cooled Chiller, Rotary Screw & Roll (150 < 300 Tons) | 20 | 0 | 83.46% | 0 | 0 | 0 | 0 | 0 | 0 | 0 | 0 |  | n/a | n/a | n/a | n/a | n/a | 0 | 0 | 0 | 0 | 0 | 0 | 0 | 0 |  | 0 | 0 | 0 | 0 | 0 | 0 | 0 | 0 | 0 | 0 | 0 | 0 | 0 | 0 | 0 | 0 | 0 | 0 | 0 | 0 | 0 | 0 | 0 | 0 | 0 | 0 | 0 | 0 | 0 | 0 | 0 | 0 | 0 | 0 | 0 | 0 | 0 | 0 | 0 | 0 | 0 | 0 | 0 | 0 | 0 | 0 | 0 | 0 | 0 | 0 | 0 | 0 | 0 | 0 | 0 | 0 | 0 | 0 | 0 | 0 | 0 | 0 | 0 | 0 | 0 | 0 | 0 | 0 | 0 | 0 | 0 | 0 | 0 | 0 | 0 | 0 | 0 | 0 | 0 | 0 | 0 | 0 | 0 | 0 | 0 | 0 | 0 | 0 | 0 | 0 | 0 | 0 | 0 | 0 | 0 | 0
Commercial | Commercial Incentive Program | Prescriptive | Water Cooled Chiller, Rotary Screw & Roll (≥300 Tons) | 20 | 0 | 83.46% | 0 | 0 | 0 | 0 | 0 | 0 | 0 | 0 |  | n/a | n/a | n/a | n/a | n/a | 0 | 0 | 0 | 0 | 0 | 0 | 0 | 0 |  | 0 | 0 | 0 | 0 | 0 | 0 | 0 | 0 | 0 | 0 | 0 | 0 | 0 | 0 | 0 | 0 | 0 | 0 | 0 | 0 | 0 | 0 | 0 | 0 | 0 | 0 | 0 | 0 | 0 | 0 | 0 | 0 | 0 | 0 | 0 | 0 | 0 | 0 | 0 | 0 | 0 | 0 | 0 | 0 | 0 | 0 | 0 | 0 | 0 | 0 | 0 | 0 | 0 | 0 | 0 | 0 | 0 | 0 | 0 | 0 | 0 | 0 | 0 | 0 | 0 | 0 | 0 | 0 | 0 | 0 | 0 | 0 | 0 | 0 | 0 | 0 | 0 | 0 | 0 | 0 | 0 | 0 | 0 | 0 | 0 | 0 | 0 | 0 | 0 | 0 | 0 | 0 | 0 | 0 | 0 | 0
Commercial | Commercial Incentive Program | Prescriptive | Water Cooled Chiller, Centrifugal (<300 Tons) | 20 | 0 | 83.46% | 0 | 37393.789 | 7.7099 | 0 | 0 | 6009.4197 | 0 | 3750 |  | 4.7579 | 0.70194 | 7.6245 | 5.5061 | 12.5797 | 0.0095069 | 0.073494 | 20953.8077 | 3295.4662 | 52653.1878 | 27103.0766 | 2748.2101 | 4404.0394 |  | 0 | 0 | 0 | 0 | 37393.789 | 37393.789 | 37393.789 | 37393.789 | 37393.789 | 37393.789 | 37393.789 | 37393.789 | 37393.789 | 37393.789 | 37393.789 | 37393.789 | 37393.789 | 37393.789 | 37393.789 | 37393.789 | 37393.789 | 37393.789 | 37393.789 | 37393.789 | 0 | 0 | 0 | 0 | 0 | 0 | 0 | 0 | 0 | 0 | 0 | 0 | 7.7099 | 7.7099 | 7.7099 | 7.7099 | 7.7099 | 7.7099 | 7.7099 | 7.7099 | 7.7099 | 7.7099 | 7.7099 | 7.7099 | 7.7099 | 7.7099 | 7.7099 | 7.7099 | 7.7099 | 7.7099 | 7.7099 | 7.7099 | 0 | 0 | 0 | 0 | 0 | 0 | 0 | 0 | 0 | 0 | 0 | 0 | 0 | 0 | 0 | 0 | 0 | 0 | 0 | 0 | 0 | 0 | 0 | 0 | 0 | 0 | 0 | 0 | 0 | 0 | 0 | 0 | 0 | 0 | 0 | 0 | 0 | 0 | 0 | 0
Commercial | Commercial Incentive Program | Prescriptive | Water Cooled Chiller, Centrifugal (300 < 600 Tons) | 20 | 0 | 83.46% | 0 | 0 | 0 | 0 | 0 | 0 | 0 | 0 |  | n/a | n/a | n/a | n/a | n/a | 0 | 0 | 0 | 0 | 0 | 0 | 0 | 0 |  | 0 | 0 | 0 | 0 | 0 | 0 | 0 | 0 | 0 | 0 | 0 | 0 | 0 | 0 | 0 | 0 | 0 | 0 | 0 | 0 | 0 | 0 | 0 | 0 | 0 | 0 | 0 | 0 | 0 | 0 | 0 | 0 | 0 | 0 | 0 | 0 | 0 | 0 | 0 | 0 | 0 | 0 | 0 | 0 | 0 | 0 | 0 | 0 | 0 | 0 | 0 | 0 | 0 | 0 | 0 | 0 | 0 | 0 | 0 | 0 | 0 | 0 | 0 | 0 | 0 | 0 | 0 | 0 | 0 | 0 | 0 | 0 | 0 | 0 | 0 | 0 | 0 | 0 | 0 | 0 | 0 | 0 | 0 | 0 | 0 | 0 | 0 | 0 | 0 | 0 | 0 | 0 | 0 | 0 | 0 | 0
Commercial | Commercial Incentive Program | Prescriptive | Water Cooled Chiller, Centrifugal (≥600 Tons) | 20 | 0 | 83.46% | 0 | 0 | 0 | 0 | 0 | 0 | 0 | 0 |  | n/a | n/a | n/a | n/a | n/a | 0 | 0 | 0 | 0 | 0 | 0 | 0 | 0 |  | 0 | 0 | 0 | 0 | 0 | 0 | 0 | 0 | 0 | 0 | 0 | 0 | 0 | 0 | 0 | 0 | 0 | 0 | 0 | 0 | 0 | 0 | 0 | 0 | 0 | 0 | 0 | 0 | 0 | 0 | 0 | 0 | 0 | 0 | 0 | 0 | 0 | 0 | 0 | 0 | 0 | 0 | 0 | 0 | 0 | 0 | 0 | 0 | 0 | 0 | 0 | 0 | 0 | 0 | 0 | 0 | 0 | 0 | 0 | 0 | 0 | 0 | 0 | 0 | 0 | 0 | 0 | 0 | 0 | 0 | 0 | 0 | 0 | 0 | 0 | 0 | 0 | 0 | 0 | 0 | 0 | 0 | 0 | 0 | 0 | 0 | 0 | 0 | 0 | 0 | 0 | 0 | 0 | 0 | 0 | 0
Commercial | Commercial Incentive Program | Prescriptive | Air Source Heat Pump (<65 kBtuh) | 15 | 0 | 83.46% | 0 | 3618.987 | 1.4793 | 0 | 0 | 2086.6041 | 0 | 1250 |  | 1.4128 | 0.69479 | 2.3583 | 1.5948 | 3.3907 | 0.037519 | 0.25313 | 2160.4014 | 278.3458 | 4268.8893 | 2193.3699 | 916.07 | 1529.1803 |  | 0 | 0 | 0 | 0 | 3618.987 | 3618.987 | 3618.987 | 3618.987 | 3618.987 | 3618.987 | 3618.987 | 3618.987 | 3618.987 | 3618.987 | 3618.987 | 3618.987 | 3618.987 | 3618.987 | 3618.987 | 0 | 0 | 0 | 0 | 0 | 0 | 0 | 0 | 0 | 0 | 0 | 0 | 0 | 0 | 0 | 0 | 0 | 1.4793 | 1.4793 | 1.4793 | 1.4793 | 1.4793 | 1.4793 | 1.4793 | 1.4793 | 1.4793 | 1.4793 | 1.4793 | 1.4793 | 1.4793 | 1.4793 | 1.4793 | 0 | 0 | 0 | 0 | 0 | 0 | 0 | 0 | 0 | 0 | 0 | 0 | 0 | 0 | 0 | 0 | 0 | 0 | 0 | 0 | 0 | 0 | 0 | 0 | 0 | 0 | 0 | 0 | 0 | 0 | 0 | 0 | 0 | 0 | 0 | 0 | 0 | 0 | 0 | 0 | 0 | 0 | 0 | 0 | 0
Commercial | Commercial Incentive Program | Prescriptive | Air Source Heat Pump (65<135 kBtuh) | 15 | 0 | 83.46% | 0 | 0 | 0 | 0 | 0 | 0 | 0 | 0 |  | n/a | n/a | n/a | n/a | n/a | 0 | 0 | 0 | 0 | 0 | 0 | 0 | 0 |  | 0 | 0 | 0 | 0 | 0 | 0 | 0 | 0 | 0 | 0 | 0 | 0 | 0 | 0 | 0 | 0 | 0 | 0 | 0 | 0 | 0 | 0 | 0 | 0 | 0 | 0 | 0 | 0 | 0 | 0 | 0 | 0 | 0 | 0 | 0 | 0 | 0 | 0 | 0 | 0 | 0 | 0 | 0 | 0 | 0 | 0 | 0 | 0 | 0 | 0 | 0 | 0 | 0 | 0 | 0 | 0 | 0 | 0 | 0 | 0 | 0 | 0 | 0 | 0 | 0 | 0 | 0 | 0 | 0 | 0 | 0 | 0 | 0 | 0 | 0 | 0 | 0 | 0 | 0 | 0 | 0 | 0 | 0 | 0 | 0 | 0 | 0 | 0 | 0 | 0 | 0 | 0 | 0 | 0 | 0 | 0
Commercial | Commercial Incentive Program | Prescriptive | Air Source Heat Pump (135<240 kBtuh) | 15 | 0 | 83.46% | 0 | 0 | 0 | 0 | 0 | 0 | 0 | 0 |  | n/a | n/a | n/a | n/a | n/a | 0 | 0 | 0 | 0 | 0 | 0 | 0 | 0 |  | 0 | 0 | 0 | 0 | 0 | 0 | 0 | 0 | 0 | 0 | 0 | 0 | 0 | 0 | 0 | 0 | 0 | 0 | 0 | 0 | 0 | 0 | 0 | 0 | 0 | 0 | 0 | 0 | 0 | 0 | 0 | 0 | 0 | 0 | 0 | 0 | 0 | 0 | 0 | 0 | 0 | 0 | 0 | 0 | 0 | 0 | 0 | 0 | 0 | 0 | 0 | 0 | 0 | 0 | 0 | 0 | 0 | 0 | 0 | 0 | 0 | 0 | 0 | 0 | 0 | 0 | 0 | 0 | 0 | 0 | 0 | 0 | 0 | 0 | 0 | 0 | 0 | 0 | 0 | 0 | 0 | 0 | 0 | 0 | 0 | 0 | 0 | 0 | 0 | 0 | 0 | 0 | 0 | 0 | 0 | 0
Commercial | Commercial Incentive Program | Prescriptive | Air Source Heat Pump (≥240 kBtuh) | 15 | 0 | 83.46% | 0 | 0 | 0 | 0 | 0 | 0 | 0 | 0 |  | n/a | n/a | n/a | n/a | n/a | 0 | 0 | 0 | 0 | 0 | 0 | 0 | 0 |  | 0 | 0 | 0 | 0 | 0 | 0 | 0 | 0 | 0 | 0 | 0 | 0 | 0 | 0 | 0 | 0 | 0 | 0 | 0 | 0 | 0 | 0 | 0 | 0 | 0 | 0 | 0 | 0 | 0 | 0 | 0 | 0 | 0 | 0 | 0 | 0 | 0 | 0 | 0 | 0 | 0 | 0 | 0 | 0 | 0 | 0 | 0 | 0 | 0 | 0 | 0 | 0 | 0 | 0 | 0 | 0 | 0 | 0 | 0 | 0 | 0 | 0 | 0 | 0 | 0 | 0 | 0 | 0 | 0 | 0 | 0 | 0 | 0 | 0 | 0 | 0 | 0 | 0 | 0 | 0 | 0 | 0 | 0 | 0 | 0 | 0 | 0 | 0 | 0 | 0 | 0 | 0 | 0 | 0 | 0 | 0
Commercial | Commercial Incentive Program | Prescriptive | Water Source Heat Pump | 15 | 0 | 83.46% | 0 | 18660.7985 | 8.2357 | 0 | 0 | 6259.8122 | 0 | 3750 |  | 2.5018 | 0.81641 | 4.1762 | 2.8147 | 5.3973 | 0.021829 | 0.14727 | 11477.1638 | 1435.2508 | 22011.9286 | 11309.804 | 2748.2101 | 4587.541 |  | 0 | 0 | 0 | 0 | 18660.7985 | 18660.7985 | 18660.7985 | 18660.7985 | 18660.7985 | 18660.7985 | 18660.7985 | 18660.7985 | 18660.7985 | 18660.7985 | 18660.7985 | 18660.7985 | 18660.7985 | 18660.7985 | 18660.7985 | 0 | 0 | 0 | 0 | 0 | 0 | 0 | 0 | 0 | 0 | 0 | 0 | 0 | 0 | 0 | 0 | 0 | 8.2357 | 8.2357 | 8.2357 | 8.2357 | 8.2357 | 8.2357 | 8.2357 | 8.2357 | 8.2357 | 8.2357 | 8.2357 | 8.2357 | 8.2357 | 8.2357 | 8.2357 | 0 | 0 | 0 | 0 | 0 | 0 | 0 | 0 | 0 | 0 | 0 | 0 | 0 | 0 | 0 | 0 | 0 | 0 | 0 | 0 | 0 | 0 | 0 | 0 | 0 | 0 | 0 | 0 | 0 | 0 | 0 | 0 | 0 | 0 | 0 | 0 | 0 | 0 | 0 | 0 | 0 | 0 | 0 | 0 | 0
Commercial | Commercial Incentive Program | Prescriptive | PTAC | 15 | 0 | 83.46% | 0 | 3161.8761 | 1.9765 | 0 | 0 | 1682.6375 | 0 | 960 |  | 1.8385 | 0.86537 | 3.2225 | 2.0357 | 3.5951 | 0.03298 | 0.22251 | 2267.1571 | 243.1882 | 3729.6899 | 1916.3274 | 703.5418 | 1233.131 |  | 0 | 0 | 0 | 0 | 3161.8761 | 3161.8761 | 3161.8761 | 3161.8761 | 3161.8761 | 3161.8761 | 3161.8761 | 3161.8761 | 3161.8761 | 3161.8761 | 3161.8761 | 3161.8761 | 3161.8761 | 3161.8761 | 3161.8761 | 0 | 0 | 0 | 0 | 0 | 0 | 0 | 0 | 0 | 0 | 0 | 0 | 0 | 0 | 0 | 0 | 0 | 1.9765 | 1.9765 | 1.9765 | 1.9765 | 1.9765 | 1.9765 | 1.9765 | 1.9765 | 1.9765 | 1.9765 | 1.9765 | 1.9765 | 1.9765 | 1.9765 | 1.9765 | 0 | 0 | 0 | 0 | 0 | 0 | 0 | 0 | 0 | 0 | 0 | 0 | 0 | 0 | 0 | 0 | 0 | 0 | 0 | 0 | 0 | 0 | 0 | 0 | 0 | 0 | 0 | 0 | 0 | 0 | 0 | 0 | 0 | 0 | 0 | 0 | 0 | 0 | 0 | 0 | 0 | 0 | 0 | 0 | 0
Commercial | Commercial Incentive Program | Prescriptive | PTHP | 15 | 0 | 83.46% | 0 | 4456.0073 | 2.1761 | 0 | 0 | 1682.6375 | 0 | 960 |  | 2.3168 | 0.83922 | 4.0607 | 2.5947 | 4.833 | 0.023402 | 0.15789 | 2856.8876 | 342.7232 | 5256.2228 | 2700.6652 | 703.5418 | 1233.131 |  | 0 | 0 | 0 | 0 | 4456.0073 | 4456.0073 | 4456.0073 | 4456.0073 | 4456.0073 | 4456.0073 | 4456.0073 | 4456.0073 | 4456.0073 | 4456.0073 | 4456.0073 | 4456.0073 | 4456.0073 | 4456.0073 | 4456.0073 | 0 | 0 | 0 | 0 | 0 | 0 | 0 | 0 | 0 | 0 | 0 | 0 | 0 | 0 | 0 | 0 | 0 | 2.1761 | 2.1761 | 2.1761 | 2.1761 | 2.1761 | 2.1761 | 2.1761 | 2.1761 | 2.1761 | 2.1761 | 2.1761 | 2.1761 | 2.1761 | 2.1761 | 2.1761 | 0 | 0 | 0 | 0 | 0 | 0 | 0 | 0 | 0 | 0 | 0 | 0 | 0 | 0 | 0 | 0 | 0 | 0 | 0 | 0 | 0 | 0 | 0 | 0 | 0 | 0 | 0 | 0 | 0 | 0 | 0 | 0 | 0 | 0 | 0 | 0 | 0 | 0 | 0 | 0 | 0 | 0 | 0 | 0 | 0
Commercial | Commercial Incentive Program | Prescriptive | Variable Speed Drives for HVAC Systems (HVAC Application) | 15 | 0 | 83.46% | 0 | 108242.676 | 0 | 0 | 0 | 28514.6965 | 0 | 17100 |  | 1.917 | 0.5127 | 3.1966 | 2.3154 | 6.7097 | 0.01716 | 0.11578 | 40059.4081 | 8325.2275 | 127681.0346 | 65602.9513 | 12531.8378 | 20897.1668 |  | 0 | 0 | 0 | 0 | 108242.676 | 108242.676 | 108242.676 | 108242.676 | 108242.676 | 108242.676 | 108242.676 | 108242.676 | 108242.676 | 108242.676 | 108242.676 | 108242.676 | 108242.676 | 108242.676 | 108242.676 | 0 | 0 | 0 | 0 | 0 | 0 | 0 | 0 | 0 | 0 | 0 | 0 | 0 | 0 | 0 | 0 | 0 | 0 | 0 | 0 | 0 | 0 | 0 | 0 | 0 | 0 | 0 | 0 | 0 | 0 | 0 | 0 | 0 | 0 | 0 | 0 | 0 | 0 | 0 | 0 | 0 | 0 | 0 | 0 | 0 | 0 | 0 | 0 | 0 | 0 | 0 | 0 | 0 | 0 | 0 | 0 | 0 | 0 | 0 | 0 | 0 | 0 | 0 | 0 | 0 | 0 | 0 | 0 | 0 | 0 | 0 | 0 | 0 | 0 | 0 | 0 | 0
Commercial | Commercial Incentive Program | Prescriptive | Variable Speed Drives for HVAC Systems (Pump Application) | 10 | 0 | 83.46% | 0 | 115957.4951 | 0 | 0 | 0 | 28514.6965 | 0 | 17100 |  | 1.6104 | 0.51739 | 2.6854 | 1.9454 | 5.5004 | 0.020407 | 0.10807 | 33653.4851 | 7000.5134 | 102411.8906 | 52512.3119 | 12531.8378 | 20897.1668 |  | 0 | 0 | 0 | 0 | 115957.4951 | 115957.4951 | 115957.4951 | 115957.4951 | 115957.4951 | 115957.4951 | 115957.4951 | 115957.4951 | 115957.4951 | 115957.4951 | 0 | 0 | 0 | 0 | 0 | 0 | 0 | 0 | 0 | 0 | 0 | 0 | 0 | 0 | 0 | 0 | 0 | 0 | 0 | 0 | 0 | 0 | 0 | 0 | 0 | 0 | 0 | 0 | 0 | 0 | 0 | 0 | 0 | 0 | 0 | 0 | 0 | 0 | 0 | 0 | 0 | 0 | 0 | 0 | 0 | 0 | 0 | 0 | 0 | 0 | 0 | 0 | 0 | 0 | 0 | 0 | 0 | 0 | 0 | 0 | 0 | 0 | 0 | 0 | 0 | 0 | 0 | 0 | 0 | 0 | 0 | 0 | 0 | 0 | 0 | 0 | 0 | 0 | 0 | 0 | 0 | 0
Commercial | Commercial Incentive Program | Prescriptive | Automatic Door Closer for Walk-In Cooler | 8 | 0 | 83.46% | 0 | 14969.1565 | 2.2036 | 0 | 0 | 2355.993 | 0 | 1350 |  | 2.6009 | 0.67287 | 4.5391 | 3.0495 | 6.9998 | 0.014564 | 0.066093 | 4490.7965 | 774.3953 | 11096.5946 | 5684.6968 | 989.3556 | 1726.6036 |  | 0 | 0 | 0 | 0 | 14969.1565 | 14969.1565 | 14969.1565 | 14969.1565 | 14969.1565 | 14969.1565 | 14969.1565 | 14969.1565 | 0 | 0 | 0 | 0 | 0 | 0 | 0 | 0 | 0 | 0 | 0 | 0 | 0 | 0 | 0 | 0 | 0 | 0 | 0 | 0 | 0 | 0 | 0 | 0 | 2.2036 | 2.2036 | 2.2036 | 2.2036 | 2.2036 | 2.2036 | 2.2036 | 2.2036 | 0 | 0 | 0 | 0 | 0 | 0 | 0 | 0 | 0 | 0 | 0 | 0 | 0 | 0 | 0 | 0 | 0 | 0 | 0 | 0 | 0 | 0 | 0 | 0 | 0 | 0 | 0 | 0 | 0 | 0 | 0 | 0 | 0 | 0 | 0 | 0 | 0 | 0 | 0 | 0 | 0 | 0 | 0 | 0 | 0 | 0 | 0 | 0 | 0 | 0 | 0 | 0
Commercial | Commercial Incentive Program | Prescriptive | Automatic Door Closer for Walk-In Freezer | 8 | 0 | 83.46% | 0 | 36621.2557 | 4.9702 | 0 | 0 | 2355.993 | 0 | 1350 |  | 6.2767 | 0.7275 | 10.9539 | 7.3739 | 16.2959 | 0.0059533 | 0.027016 | 10837.3146 | 1894.5174 | 27147.2363 | 13907.3122 | 989.3556 | 1726.6036 |  | 0 | 0 | 0 | 0 | 36621.2557 | 36621.2557 | 36621.2557 | 36621.2557 | 36621.2557 | 36621.2557 | 36621.2557 | 36621.2557 | 0 | 0 | 0 | 0 | 0 | 0 | 0 | 0 | 0 | 0 | 0 | 0 | 0 | 0 | 0 | 0 | 0 | 0 | 0 | 0 | 0 | 0 | 0 | 0 | 4.9702 | 4.9702 | 4.9702 | 4.9702 | 4.9702 | 4.9702 | 4.9702 | 4.9702 | 0 | 0 | 0 | 0 | 0 | 0 | 0 | 0 | 0 | 0 | 0 | 0 | 0 | 0 | 0 | 0 | 0 | 0 | 0 | 0 | 0 | 0 | 0 | 0 | 0 | 0 | 0 | 0 | 0 | 0 | 0 | 0 | 0 | 0 | 0 | 0 | 0 | 0 | 0 | 0 | 0 | 0 | 0 | 0 | 0 | 0 | 0 | 0 | 0 | 0 | 0 | 0
Commercial | Commercial Incentive Program | Prescriptive | Beverage & Snack Machine Controls (Refrigerated) | 5 | 0 | 83.46% | 0 | 7107.3068 | 0 | 0 | 0 | 751.1775 | 0 | 375 |  | 2.1945 | 0.57853 | 4.3959 | 2.659 | 6.9378 | 0.012253 | 0.038667 | 1208.0837 | 255.6975 | 3544.4897 | 1813.3804 | 274.821 | 550.5049 |  | 0 | 0 | 0 | 0 | 7107.3068 | 7107.3068 | 7107.3068 | 7107.3068 | 7107.3068 | 0 | 0 | 0 | 0 | 0 | 0 | 0 | 0 | 0 | 0 | 0 | 0 | 0 | 0 | 0 | 0 | 0 | 0 | 0 | 0 | 0 | 0 | 0 | 0 | 0 | 0 | 0 | 0 | 0 | 0 | 0 | 0 | 0 | 0 | 0 | 0 | 0 | 0 | 0 | 0 | 0 | 0 | 0 | 0 | 0 | 0 | 0 | 0 | 0 | 0 | 0 | 0 | 0 | 0 | 0 | 0 | 0 | 0 | 0 | 0 | 0 | 0 | 0 | 0 | 0 | 0 | 0 | 0 | 0 | 0 | 0 | 0 | 0 | 0 | 0 | 0 | 0 | 0 | 0 | 0 | 0 | 0 | 0 | 0 | 0 | 0 | 0
Commercial | Commercial Incentive Program | Prescriptive | ECM for Walk-In Cooler or Freezer | 15 | 0 | 83.46% | 0 | 4950.9158 | 0.52544 | 0 | 0 | 584.2491 | 0 | 350 |  | 4.9604 | 0.65208 | 8.2804 | 5.8498 | 14.2385 | 0.0076791 | 0.051809 | 2123.9113 | 380.7879 | 5840.0076 | 3000.6158 | 256.4996 | 428.1705 |  | 0 | 0 | 0 | 0 | 4950.9158 | 4950.9158 | 4950.9158 | 4950.9158 | 4950.9158 | 4950.9158 | 4950.9158 | 4950.9158 | 4950.9158 | 4950.9158 | 4950.9158 | 4950.9158 | 4950.9158 | 4950.9158 | 4950.9158 | 0 | 0 | 0 | 0 | 0 | 0 | 0 | 0 | 0 | 0 | 0 | 0 | 0 | 0 | 0 | 0 | 0 | 0.52544 | 0.52544 | 0.52544 | 0.52544 | 0.52544 | 0.52544 | 0.52544 | 0.52544 | 0.52544 | 0.52544 | 0.52544 | 0.52544 | 0.52544 | 0.52544 | 0.52544 | 0 | 0 | 0 | 0 | 0 | 0 | 0 | 0 | 0 | 0 | 0 | 0 | 0 | 0 | 0 | 0 | 0 | 0 | 0 | 0 | 0 | 0 | 0 | 0 | 0 | 0 | 0 | 0 | 0 | 0 | 0 | 0 | 0 | 0 | 0 | 0 | 0 | 0 | 0 | 0 | 0 | 0 | 0 | 0 | 0
Commercial | Commercial Incentive Program | Prescriptive | ENERGY STAR Electric Steamer | 12 | 0 | 83.46% | 0 | 105474.5618 | 4.8802 | 0 | 0 | 6309.8907 | 0 | 3600 |  | 7.9454 | 0.64048 | 13.9262 | 9.4911 | 23.6321 | 0.0042079 | 0.025013 | 36741.3245 | 7147.6592 | 106642.0459 | 54727.1393 | 2638.2816 | 4624.2413 |  | 0 | 0 | 0 | 0 | 105474.5618 | 105474.5618 | 105474.5618 | 105474.5618 | 105474.5618 | 105474.5618 | 105474.5618 | 105474.5618 | 105474.5618 | 105474.5618 | 105474.5618 | 105474.5618 | 0 | 0 | 0 | 0 | 0 | 0 | 0 | 0 | 0 | 0 | 0 | 0 | 0 | 0 | 0 | 0 | 0 | 0 | 0 | 0 | 4.8802 | 4.8802 | 4.8802 | 4.8802 | 4.8802 | 4.8802 | 4.8802 | 4.8802 | 4.8802 | 4.8802 | 4.8802 | 4.8802 | 0 | 0 | 0 | 0 | 0 | 0 | 0 | 0 | 0 | 0 | 0 | 0 | 0 | 0 | 0 | 0 | 0 | 0 | 0 | 0 | 0 | 0 | 0 | 0 | 0 | 0 | 0 | 0 | 0 | 0 | 0 | 0 | 0 | 0 | 0 | 0 | 0 | 0 | 0 | 0 | 0 | 0 | 0 | 0 | 0 | 0 | 0 | 0
Commercial | Commercial Incentive Program | Prescriptive | ENERGY STAR Commercial Dishwasher | 10 | 0 | 83.46% | 0 | 26874.7674 | 0.088676 | 0 | 0 | 500.785 | 0 | 300 |  | 21.3546 | 0.63253 | 35.6469 | 25.7754 | 65.2726 | 0.0015448 | 0.0081808 | 7837.2038 | 1622.4667 | 23735.3846 | 12170.461 | 219.8568 | 367.0033 |  | 0 | 0 | 0 | 0 | 26874.7674 | 26874.7674 | 26874.7674 | 26874.7674 | 26874.7674 | 26874.7674 | 26874.7674 | 26874.7674 | 26874.7674 | 26874.7674 | 0 | 0 | 0 | 0 | 0 | 0 | 0 | 0 | 0 | 0 | 0 | 0 | 0 | 0 | 0 | 0 | 0 | 0 | 0 | 0 | 0 | 0 | 0.088676 | 0.088676 | 0.088676 | 0.088676 | 0.088676 | 0.088676 | 0.088676 | 0.088676 | 0.088676 | 0.088676 | 0 | 0 | 0 | 0 | 0 | 0 | 0 | 0 | 0 | 0 | 0 | 0 | 0 | 0 | 0 | 0 | 0 | 0 | 0 | 0 | 0 | 0 | 0 | 0 | 0 | 0 | 0 | 0 | 0 | 0 | 0 | 0 | 0 | 0 | 0 | 0 | 0 | 0 | 0 | 0 | 0 | 0 | 0 | 0 | 0 | 0 | 0 | 0 | 0 | 0
Commercial | Commercial Incentive Program | Prescriptive | High Efficiency Pre-Rinse Spray Valve | 5 | 0 | 83.46% | 0 | 28263.1303 | 0 | 0 | 0 | 1001.57 | 0 | 600 |  | 6.545 | 0.62792 | 10.9255 | 7.9303 | 19.8021 | 0.0049298 | 0.015558 | 4804.1022 | 1016.8145 | 14095.1243 | 7211.1429 | 439.7136 | 734.0066 |  | 0 | 0 | 0 | 0 | 28263.1303 | 28263.1303 | 28263.1303 | 28263.1303 | 28263.1303 | 0 | 0 | 0 | 0 | 0 | 0 | 0 | 0 | 0 | 0 | 0 | 0 | 0 | 0 | 0 | 0 | 0 | 0 | 0 | 0 | 0 | 0 | 0 | 0 | 0 | 0 | 0 | 0 | 0 | 0 | 0 | 0 | 0 | 0 | 0 | 0 | 0 | 0 | 0 | 0 | 0 | 0 | 0 | 0 | 0 | 0 | 0 | 0 | 0 | 0 | 0 | 0 | 0 | 0 | 0 | 0 | 0 | 0 | 0 | 0 | 0 | 0 | 0 | 0 | 0 | 0 | 0 | 0 | 0 | 0 | 0 | 0 | 0 | 0 | 0 | 0 | 0 | 0 | 0 | 0 | 0 | 0 | 0 | 0 | 0 | 0 | 0
Commercial | Commercial Incentive Program | Prescriptive | ENERGY STAR Electric Fryer | 12 | 0 | 83.46% | 0 | 10071.0546 | 1.7474 | 0 | 0 | 2103.2969 | 0 | 1200 |  | 2.6768 | 0.67585 | 4.6918 | 3.1196 | 7.1765 | 0.01469 | 0.087322 | 4126.06 | 682.4818 | 10182.5298 | 5225.5255 | 879.4272 | 1541.4138 |  | 0 | 0 | 0 | 0 | 10071.0546 | 10071.0546 | 10071.0546 | 10071.0546 | 10071.0546 | 10071.0546 | 10071.0546 | 10071.0546 | 10071.0546 | 10071.0546 | 10071.0546 | 10071.0546 | 0 | 0 | 0 | 0 | 0 | 0 | 0 | 0 | 0 | 0 | 0 | 0 | 0 | 0 | 0 | 0 | 0 | 0 | 0 | 0 | 1.7474 | 1.7474 | 1.7474 | 1.7474 | 1.7474 | 1.7474 | 1.7474 | 1.7474 | 1.7474 | 1.7474 | 1.7474 | 1.7474 | 0 | 0 | 0 | 0 | 0 | 0 | 0 | 0 | 0 | 0 | 0 | 0 | 0 | 0 | 0 | 0 | 0 | 0 | 0 | 0 | 0 | 0 | 0 | 0 | 0 | 0 | 0 | 0 | 0 | 0 | 0 | 0 | 0 | 0 | 0 | 0 | 0 | 0 | 0 | 0 | 0 | 0 | 0 | 0 | 0 | 0 | 0 | 0
Commercial | Commercial Incentive Program | Prescriptive | Demand Control Ventilation | 15 | 0 | 83.46% | 10439.8931 | 7912.2936 | 1.3583 | 0 | 0 | 3318.5351 | 0 | 1900 |  | 20.8662 | 0.85485 | 36.4448 | 21.1164 | 42.9398 | 0.026084 | 0.17598 | 50746.6803 | 608.5552 | 103037.4374 | 57971.0696 | 1392.4264 | 2432.0084 |  | 0 | 0 | 0 | 0 | 7912.2936 | 7912.2936 | 7912.2936 | 7912.2936 | 7912.2936 | 7912.2936 | 7912.2936 | 7912.2936 | 7912.2936 | 7912.2936 | 7912.2936 | 7912.2936 | 7912.2936 | 7912.2936 | 7912.2936 | 0 | 0 | 0 | 0 | 0 | 0 | 0 | 0 | 0 | 0 | 0 | 0 | 0 | 0 | 0 | 0 | 0 | 1.3583 | 1.3583 | 1.3583 | 1.3583 | 1.3583 | 1.3583 | 1.3583 | 1.3583 | 1.3583 | 1.3583 | 1.3583 | 1.3583 | 1.3583 | 1.3583 | 1.3583 | 0 | 0 | 0 | 0 | 0 | 0 | 0 | 0 | 0 | 0 | 0 | 0 | 0 | 0 | 0 | 0 | 0 | 10439.8931 | 10439.8931 | 10439.8931 | 10439.8931 | 10439.8931 | 10439.8931 | 10439.8931 | 10439.8931 | 10439.8931 | 10439.8931 | 10439.8931 | 10439.8931 | 10439.8931 | 10439.8931 | 10439.8931 | 0 | 0 | 0 | 0 | 0 | 0 | 0 | 0 | 0 | 0 | 0 | 0 | 0
Commercial | Commercial Incentive Program | Prescriptive | No Air Loss Drain | 10 | 0 | 83.46% | 0 | 6948.0591 | 1.09 | 0 | 0 | 2336.9966 | 0 | 1400 |  | 1.4468 | 0.59387 | 2.4151 | 1.6917 | 4.182 | 0.027884 | 0.14767 | 2477.9238 | 419.4639 | 6136.4198 | 3146.4861 | 1025.9984 | 1712.682 |  | 0 | 0 | 0 | 0 | 6948.0591 | 6948.0591 | 6948.0591 | 6948.0591 | 6948.0591 | 6948.0591 | 6948.0591 | 6948.0591 | 6948.0591 | 6948.0591 | 0 | 0 | 0 | 0 | 0 | 0 | 0 | 0 | 0 | 0 | 0 | 0 | 0 | 0 | 0 | 0 | 0 | 0 | 0 | 0 | 0 | 0 | 1.09 | 1.09 | 1.09 | 1.09 | 1.09 | 1.09 | 1.09 | 1.09 | 1.09 | 1.09 | 0 | 0 | 0 | 0 | 0 | 0 | 0 | 0 | 0 | 0 | 0 | 0 | 0 | 0 | 0 | 0 | 0 | 0 | 0 | 0 | 0 | 0 | 0 | 0 | 0 | 0 | 0 | 0 | 0 | 0 | 0 | 0 | 0 | 0 | 0 | 0 | 0 | 0 | 0 | 0 | 0 | 0 | 0 | 0 | 0 | 0 | 0 | 0 | 0 | 0
Commercial | Commercial Incentive Program | Custom | Custom Project | 15 | 0 | 83.46% | 0 | 1346853.167 | 226.1397 | 0 | 0 | 258738.9043 | 0 | 101975.81 |  | 3.2907 | 0.70028 | 8.3492 | 3.837 | 8.7727 | 0.0082244 | 0.055488 | 623968.324 | 103590.0017 | 1588722.7865 | 816291.1891 | 74733.5856 | 189618.362 |  | 0 | 0 | 0 | 0 | 1346853.167 | 1346853.167 | 1346853.167 | 1346853.167 | 1346853.167 | 1346853.167 | 1346853.167 | 1346853.167 | 1346853.167 | 1346853.167 | 1346853.167 | 1346853.167 | 1346853.167 | 1346853.167 | 1346853.167 | 0 | 0 | 0 | 0 | 0 | 0 | 0 | 0 | 0 | 0 | 0 | 0 | 0 | 0 | 0 | 0 | 0 | 226.1397 | 226.1397 | 226.1397 | 226.1397 | 226.1397 | 226.1397 | 226.1397 | 226.1397 | 226.1397 | 226.1397 | 226.1397 | 226.1397 | 226.1397 | 226.1397 | 226.1397 | 0 | 0 | 0 | 0 | 0 | 0 | 0 | 0 | 0 | 0 | 0 | 0 | 0 | 0 | 0 | 0 | 0 | 0 | 0 | 0 | 0 | 0 | 0 | 0 | 0 | 0 | 0 | 0 | 0 | 0 | 0 | 0 | 0 | 0 | 0 | 0 | 0 | 0 | 0 | 0 | 0 | 0 | 0 | 0 | 0
Commercial | Express Install | 0 | Express Install | 15 | 0 | 83.46% | 0 | 1126619.4715 | 179.8471 | 0 | 0 | 265416.0374 | 0 | 222600 |  | 2.6567 | 0.61088 | 3.1678 | 3.1022 | 7.6709 | 0.021462 | 0.1448 | 516768.7783 | 86651.2519 | 1328939.2415 | 682813.5172 | 163133.7486 | 194511.7391 |  | 0 | 0 | 0 | 0 | 1126619.4715 | 1126619.4715 | 1126619.4715 | 1126619.4715 | 1126619.4715 | 1126619.4715 | 1126619.4715 | 1126619.4715 | 1126619.4715 | 1126619.4715 | 1126619.4715 | 1126619.4715 | 1126619.4715 | 1126619.4715 | 1126619.4715 | 0 | 0 | 0 | 0 | 0 | 0 | 0 | 0 | 0 | 0 | 0 | 0 | 0 | 0 | 0 | 0 | 0 | 179.8471 | 179.8471 | 179.8471 | 179.8471 | 179.8471 | 179.8471 | 179.8471 | 179.8471 | 179.8471 | 179.8471 | 179.8471 | 179.8471 | 179.8471 | 179.8471 | 179.8471 | 0 | 0 | 0 | 0 | 0 | 0 | 0 | 0 | 0 | 0 | 0 | 0 | 0 | 0 | 0 | 0 | 0 | 0 | 0 | 0 | 0 | 0 | 0 | 0 | 0 | 0 | 0 | 0 | 0 | 0 | 0 | 0 | 0 | 0 | 0 | 0 | 0 | 0 | 0 | 0 | 0 | 0 | 0 | 0 | 0
Commercial | New Construction | 0 | New Construction | 15 | 0 | 83.46% | 0 | 229161.7998 | 61.067 | 0 | 0 | 64200.6339 | 0 | 17350.78 |  | 2.5229 | 0.78298 | 9.3353 | 2.8976 | 6.0156 | 0.0082244 | 0.055488 | 118703.8618 | 17625.4337 | 270314.9698 | 138888.7539 | 12715.6235 | 47049.8207 |  | 0 | 0 | 0 | 0 | 229161.7998 | 229161.7998 | 229161.7998 | 229161.7998 | 229161.7998 | 229161.7998 | 229161.7998 | 229161.7998 | 229161.7998 | 229161.7998 | 229161.7998 | 229161.7998 | 229161.7998 | 229161.7998 | 229161.7998 | 0 | 0 | 0 | 0 | 0 | 0 | 0 | 0 | 0 | 0 | 0 | 0 | 0 | 0 | 0 | 0 | 0 | 61.067 | 61.067 | 61.067 | 61.067 | 61.067 | 61.067 | 61.067 | 61.067 | 61.067 | 61.067 | 61.067 | 61.067 | 61.067 | 61.067 | 61.067 | 0 | 0 | 0 | 0 | 0 | 0 | 0 | 0 | 0 | 0 | 0 | 0 | 0 | 0 | 0 | 0 | 0 | 0 | 0 | 0 | 0 | 0 | 0 | 0 | 0 | 0 | 0 | 0 | 0 | 0 | 0 | 0 | 0 | 0 | 0 | 0 | 0 | 0 | 0 | 0 | 0 | 0 | 0 | 0 | 0
Commercial | School Energy Manager | 0 | School Energy Manager | 10 | 0 | 100% | 0 | 589797.4942 | 215.4144 | 0 | 0 | 90000 | 0 | 0 |  | 3.9778 | 0.98229 | n/a | 4.5177 | 6.5916 | 0 | 0 | 262364.1087 | 35606.8855 | 434764.9475 | 267094.6794 | 0 | 65957.0412 |  | 0 | 0 | 0 | 0 | 589797.4942 | 589797.4942 | 589797.4942 | 589797.4942 | 589797.4942 | 589797.4942 | 589797.4942 | 589797.4942 | 589797.4942 | 589797.4942 | 0 | 0 | 0 | 0 | 0 | 0 | 0 | 0 | 0 | 0 | 0 | 0 | 0 | 0 | 0 | 0 | 0 | 0 | 0 | 0 | 0 | 0 | 215.4144 | 215.4144 | 215.4144 | 215.4144 | 215.4144 | 215.4144 | 215.4144 | 215.4144 | 215.4144 | 215.4144 | 0 | 0 | 0 | 0 | 0 | 0 | 0 | 0 | 0 | 0 | 0 | 0 | 0 | 0 | 0 | 0 | 0 | 0 | 0 | 0 | 0 | 0 | 0 | 0 | 0 | 0 | 0 | 0 | 0 | 0 | 0 | 0 | 0 | 0 | 0 | 0 | 0 | 0 | 0 | 0 | 0 | 0 | 0 | 0 | 0 | 0 | 0 | 0 | 0 | 0
Commercial | Bid For Efficiency | 0 | Bid for Efficiency | 10 | 0 | 100% | 0 | 2450021.4676 | 283.3998 | 0 | 0 | 76664.8076 | 0 | 185501.23 |  | 14.791 | 0.66724 | 6.1129 | 17.4236 | 34.5641 | 0.010478 | 0.055488 | 831023.4247 | 147911.1642 | 1806015.565 | 1109512.5105 | 135945.692 | 56184.2653 |  | 0 | 0 | 0 | 0 | 2450021.4676 | 2450021.4676 | 2450021.4676 | 2450021.4676 | 2450021.4676 | 2450021.4676 | 2450021.4676 | 2450021.4676 | 2450021.4676 | 2450021.4676 | 0 | 0 | 0 | 0 | 0 | 0 | 0 | 0 | 0 | 0 | 0 | 0 | 0 | 0 | 0 | 0 | 0 | 0 | 0 | 0 | 0 | 0 | 283.3998 | 283.3998 | 283.3998 | 283.3998 | 283.3998 | 283.3998 | 283.3998 | 283.3998 | 283.3998 | 283.3998 | 0 | 0 | 0 | 0 | 0 | 0 | 0 | 0 | 0 | 0 | 0 | 0 | 0 | 0 | 0 | 0 | 0 | 0 | 0 | 0 | 0 | 0 | 0 | 0 | 0 | 0 | 0 | 0 | 0 | 0 | 0 | 0 | 0 | 0 | 0 | 0 | 0 | 0 | 0 | 0 | 0 | 0 | 0 | 0 | 0 | 0 | 0 | 0 | 0 | 0
Commercial | Retrocommissioning | 0 | Retrocommissioning (Large Customer) | 5 | 0 | 83.46% | 0 | 0 | 0 | 0 | 0 | 0 | 0 | 0 |  | n/a | n/a | n/a | n/a | n/a | 0 | 0 | 0 | 0 | 0 | 0 | 0 | 0 |  | 0 | 0 | 0 | 0 | 0 | 0 | 0 | 0 | 0 | 0 | 0 | 0 | 0 | 0 | 0 | 0 | 0 | 0 | 0 | 0 | 0 | 0 | 0 | 0 | 0 | 0 | 0 | 0 | 0 | 0 | 0 | 0 | 0 | 0 | 0 | 0 | 0 | 0 | 0 | 0 | 0 | 0 | 0 | 0 | 0 | 0 | 0 | 0 | 0 | 0 | 0 | 0 | 0 | 0 | 0 | 0 | 0 | 0 | 0 | 0 | 0 | 0 | 0 | 0 | 0 | 0 | 0 | 0 | 0 | 0 | 0 | 0 | 0 | 0 | 0 | 0 | 0 | 0 | 0 | 0 | 0 | 0 | 0 | 0 | 0 | 0 | 0 | 0 | 0 | 0 | 0 | 0 | 0 | 0 | 0 | 0
Commercial | Retrocommissioning | 0 | Retrocommissioning (Mid-Sized Customer) | 5 | 0 | 83.46% | 0 | 879969.161 | 111.7802 | 0 | 0 | 25039.2488 | 0 | 99939.14 |  | 9.5744 | 0.59005 | 2.3988 | 11.2997 | 27.9066 | 0.026374 | 0.083231 | 175692.2434 | 31658.3979 | 438849.9988 | 224518.0683 | 73240.9998 | 18350.1641 |  | 0 | 0 | 0 | 0 | 879969.161 | 879969.161 | 879969.161 | 879969.161 | 879969.161 | 0 | 0 | 0 | 0 | 0 | 0 | 0 | 0 | 0 | 0 | 0 | 0 | 0 | 0 | 0 | 0 | 0 | 0 | 0 | 0 | 0 | 0 | 0 | 0 | 0 | 0 | 0 | 111.7802 | 111.7802 | 111.7802 | 111.7802 | 111.7802 | 0 | 0 | 0 | 0 | 0 | 0 | 0 | 0 | 0 | 0 | 0 | 0 | 0 | 0 | 0 | 0 | 0 | 0 | 0 | 0 | 0 | 0 | 0 | 0 | 0 | 0 | 0 | 0 | 0 | 0 | 0 | 0 | 0 | 0 | 0 | 0 | 0 | 0 | 0 | 0 | 0 | 0 | 0 | 0 | 0 | 0 | 0 | 0 | 0 | 0 | 0 | 0 | 0 | 0 | 0
Industrial | Retrocommissioning | 0 | Retrocommissioning (Large Customer) | 5 | 0 | 83.46% | 0 | 0 | 0 | 0 | 0 | 0 | 0 | 0 |  | n/a | n/a | n/a | n/a | n/a | 0 | 0 | 0 | 0 | 0 | 0 | 0 | 0 |  | 0 | 0 | 0 | 0 | 0 | 0 | 0 | 0 | 0 | 0 | 0 | 0 | 0 | 0 | 0 | 0 | 0 | 0 | 0 | 0 | 0 | 0 | 0 | 0 | 0 | 0 | 0 | 0 | 0 | 0 | 0 | 0 | 0 | 0 | 0 | 0 | 0 | 0 | 0 | 0 | 0 | 0 | 0 | 0 | 0 | 0 | 0 | 0 | 0 | 0 | 0 | 0 | 0 | 0 | 0 | 0 | 0 | 0 | 0 | 0 | 0 | 0 | 0 | 0 | 0 | 0 | 0 | 0 | 0 | 0 | 0 | 0 | 0 | 0 | 0 | 0 | 0 | 0 | 0 | 0 | 0 | 0 | 0 | 0 | 0 | 0 | 0 | 0 | 0 | 0 | 0 | 0 | 0 | 0 | 0 | 0
Industrial | Retrocommissioning | 0 | Retrocommissioning (Mid-Sized Customer) | 5 | 0 | 83.46% | 0 | 0 | 0 | 0 | 0 | 0 | 0 | 0 |  | n/a | n/a | n/a | n/a | n/a | 0 | 0 | 0 | 0 | 0 | 0 | 0 | 0 |  | 0 | 0 | 0 | 0 | 0 | 0 | 0 | 0 | 0 | 0 | 0 | 0 | 0 | 0 | 0 | 0 | 0 | 0 | 0 | 0 | 0 | 0 | 0 | 0 | 0 | 0 | 0 | 0 | 0 | 0 | 0 | 0 | 0 | 0 | 0 | 0 | 0 | 0 | 0 | 0 | 0 | 0 | 0 | 0 | 0 | 0 | 0 | 0 | 0 | 0 | 0 | 0 | 0 | 0 | 0 | 0 | 0 | 0 | 0 | 0 | 0 | 0 | 0 | 0 | 0 | 0 | 0 | 0 | 0 | 0 | 0 | 0 | 0 | 0 | 0 | 0 | 0 | 0 | 0 | 0 | 0 | 0 | 0 | 0 | 0 | 0 | 0 | 0 | 0 | 0 | 0 | 0 | 0 | 0 | 0 | 0
Commercial | Continuous Energy Management | 0 | Continuous Energy Management | 3 | 0 | 100% | 0 | 0 | 0 | 0 | 0 | 0 | 0 | 0 |  | n/a | n/a | n/a | n/a | n/a | 0 | 0 | 0 | 0 | 0 | 0 | 0 | 0 |  | 0 | 0 | 0 | 0 | 0 | 0 | 0 | 0 | 0 | 0 | 0 | 0 | 0 | 0 | 0 | 0 | 0 | 0 | 0 | 0 | 0 | 0 | 0 | 0 | 0 | 0 | 0 | 0 | 0 | 0 | 0 | 0 | 0 | 0 | 0 | 0 | 0 | 0 | 0 | 0 | 0 | 0 | 0 | 0 | 0 | 0 | 0 | 0 | 0 | 0 | 0 | 0 | 0 | 0 | 0 | 0 | 0 | 0 | 0 | 0 | 0 | 0 | 0 | 0 | 0 | 0 | 0 | 0 | 0 | 0 | 0 | 0 | 0 | 0 | 0 | 0 | 0 | 0 | 0 | 0 | 0 | 0 | 0 | 0 | 0 | 0 | 0 | 0 | 0 | 0 | 0 | 0 | 0 | 0 | 0 | 0
Industrial | Continuous Energy Management | 0 | Continuous Energy Management | 3 | 0 | 100% | 0 | 0 | 0 | 0 | 0 | 0 | 0 | 0 |  | n/a | n/a | n/a | n/a | n/a | 0 | 0 | 0 | 0 | 0 | 0 | 0 | 0 |  | 0 | 0 | 0 | 0 | 0 | 0 | 0 | 0 | 0 | 0 | 0 | 0 | 0 | 0 | 0 | 0 | 0 | 0 | 0 | 0 | 0 | 0 | 0 | 0 | 0 | 0 | 0 | 0 | 0 | 0 | 0 | 0 | 0 | 0 | 0 | 0 | 0 | 0 | 0 | 0 | 0 | 0 | 0 | 0 | 0 | 0 | 0 | 0 | 0 | 0 | 0 | 0 | 0 | 0 | 0 | 0 | 0 | 0 | 0 | 0 | 0 | 0 | 0 | 0 | 0 | 0 | 0 | 0 | 0 | 0 | 0 | 0 | 0 | 0 | 0 | 0 | 0 | 0 | 0 | 0 | 0 | 0 | 0 | 0 | 0 | 0 | 0 | 0 | 0 | 0 | 0 | 0 | 0 | 0 | 0 | 0
Residential | Residential Efficient Products | Appliance | ENERGY STAR Air Purifier | 9 | 0 | 79% | 0 | 17829.593 | 2.0624 | 0 | 0 | 4424 | 0 | 2000 | 1969 | 1.1988 | 0.36804 | 1.9309 | 1.4127 | 5.0162 | 0.033081 | 0.16314 | 5616.5205 | 1002.3757 | 14797.7171 | 12351.9323 | 1465.712 | 3242.155 | 1442.9935 | 0 | 0 | 0 | 0 | 17829.593 | 17829.593 | 17829.593 | 17829.593 | 17829.593 | 17829.593 | 17829.593 | 17829.593 | 17829.593 | 0 | 0 | 0 | 0 | 0 | 0 | 0 | 0 | 0 | 0 | 0 | 0 | 0 | 0 | 0 | 0 | 0 | 0 | 0 | 0 | 0 | 0 | 0 | 2.0624 | 2.0624 | 2.0624 | 2.0624 | 2.0624 | 2.0624 | 2.0624 | 2.0624 | 2.0624 | 0 | 0 | 0 | 0 | 0 | 0 | 0 | 0 | 0 | 0 | 0 | 0 | 0 | 0 | 0 | 0 | 0 | 0 | 0 | 0 | 0 | 0 | 0 | 0 | 0 | 0 | 0 | 0 | 0 | 0 | 0 | 0 | 0 | 0 | 0 | 0 | 0 | 0 | 0 | 0 | 0 | 0 | 0 | 0 | 0 | 0 | 0 | 0 | 0 | 0 | 0
#N/A | 0 | 0 | 0 | #N/A | #N/A | 0% | #N/A | #N/A | #N/A | #N/A | #N/A | #N/A | #N/A | 0 |  | #N/A | #N/A | n/a | #N/A | #N/A | 0 | 0 | #N/A | #N/A | #N/A | #N/A | 0 | #N/A |  | #N/A | #N/A | #N/A | #N/A | #N/A | #N/A | #N/A | #N/A | #N/A | #N/A | #N/A | #N/A | #N/A | #N/A | #N/A | #N/A | #N/A | #N/A | #N/A | #N/A | #N/A | #N/A | #N/A | #N/A | #N/A | #N/A | #N/A | #N/A | #N/A | #N/A | #N/A | #N/A | #N/A | #N/A | #N/A | #N/A | #N/A | #N/A | #N/A | #N/A | #N/A | #N/A | #N/A | #N/A | #N/A | #N/A | #N/A | #N/A | #N/A | #N/A | #N/A | #N/A | #N/A | #N/A | #N/A | #N/A | #N/A | #N/A | #N/A | #N/A | #N/A | #N/A | #N/A | #N/A | #N/A | #N/A | #N/A | #N/A | #N/A | #N/A | #N/A | #N/A | #N/A | #N/A | #N/A | #N/A | #N/A | #N/A | #N/A | #N/A | #N/A | #N/A | #N/A | #N/A | #N/A | #N/A | #N/A | #N/A | #N/A | #N/A | #N/A | #N/A | #N/A | #N/A | #N/A | #N/A
#N/A | 0 | 0 | 0 | #N/A | #N/A | 0% | #N/A | #N/A | #N/A | #N/A | #N/A | #N/A | #N/A | 0 |  | #N/A | #N/A | n/a | #N/A | #N/A | 0 | 0 | #N/A | #N/A | #N/A | #N/A | 0 | #N/A |  | #N/A | #N/A | #N/A | #N/A | #N/A | #N/A | #N/A | #N/A | #N/A | #N/A | #N/A | #N/A | #N/A | #N/A | #N/A | #N/A | #N/A | #N/A | #N/A | #N/A | #N/A | #N/A | #N/A | #N/A | #N/A | #N/A | #N/A | #N/A | #N/A | #N/A | #N/A | #N/A | #N/A | #N/A | #N/A | #N/A | #N/A | #N/A | #N/A | #N/A | #N/A | #N/A | #N/A | #N/A | #N/A | #N/A | #N/A | #N/A | #N/A | #N/A | #N/A | #N/A | #N/A | #N/A | #N/A | #N/A | #N/A | #N/A | #N/A | #N/A | #N/A | #N/A | #N/A | #N/A | #N/A | #N/A | #N/A | #N/A | #N/A | #N/A | #N/A | #N/A | #N/A | #N/A | #N/A | #N/A | #N/A | #N/A | #N/A | #N/A | #N/A | #N/A | #N/A | #N/A | #N/A | #N/A | #N/A | #N/A | #N/A | #N/A | #N/A | #N/A | #N/A | #N/A | #N/A | #N/A
#N/A | 0 | 0 | 0 | #N/A | #N/A | 0% | #N/A | #N/A | #N/A | #N/A | #N/A | #N/A | #N/A | 0 |  | #N/A | #N/A | n/a | #N/A | #N/A | 0 | 0 | #N/A | #N/A | #N/A | #N/A | 0 | #N/A |  | #N/A | #N/A | #N/A | #N/A | #N/A | #N/A | #N/A | #N/A | #N/A | #N/A | #N/A | #N/A | #N/A | #N/A | #N/A | #N/A | #N/A | #N/A | #N/A | #N/A | #N/A | #N/A | #N/A | #N/A | #N/A | #N/A | #N/A | #N/A | #N/A | #N/A | #N/A | #N/A | #N/A | #N/A | #N/A | #N/A | #N/A | #N/A | #N/A | #N/A | #N/A | #N/A | #N/A | #N/A | #N/A | #N/A | #N/A | #N/A | #N/A | #N/A | #N/A | #N/A | #N/A | #N/A | #N/A | #N/A | #N/A | #N/A | #N/A | #N/A | #N/A | #N/A | #N/A | #N/A | #N/A | #N/A | #N/A | #N/A | #N/A | #N/A | #N/A | #N/A | #N/A | #N/A | #N/A | #N/A | #N/A | #N/A | #N/A | #N/A | #N/A | #N/A | #N/A | #N/A | #N/A | #N/A | #N/A | #N/A | #N/A | #N/A | #N/A | #N/A | #N/A | #N/A | #N/A | #N/A
#N/A | 0 | 0 | 0 | #N/A | #N/A | 0% | #N/A | #N/A | #N/A | #N/A | #N/A | #N/A | #N/A | 0 |  | #N/A | #N/A | n/a | #N/A | #N/A | 0 | 0 | #N/A | #N/A | #N/A | #N/A | 0 | #N/A |  | #N/A | #N/A | #N/A | #N/A | #N/A | #N/A | #N/A | #N/A | #N/A | #N/A | #N/A | #N/A | #N/A | #N/A | #N/A | #N/A | #N/A | #N/A | #N/A | #N/A | #N/A | #N/A | #N/A | #N/A | #N/A | #N/A | #N/A | #N/A | #N/A | #N/A | #N/A | #N/A | #N/A | #N/A | #N/A | #N/A | #N/A | #N/A | #N/A | #N/A | #N/A | #N/A | #N/A | #N/A | #N/A | #N/A | #N/A | #N/A | #N/A | #N/A | #N/A | #N/A | #N/A | #N/A | #N/A | #N/A | #N/A | #N/A | #N/A | #N/A | #N/A | #N/A | #N/A | #N/A | #N/A | #N/A | #N/A | #N/A | #N/A | #N/A | #N/A | #N/A | #N/A | #N/A | #N/A | #N/A | #N/A | #N/A | #N/A | #N/A | #N/A | #N/A | #N/A | #N/A | #N/A | #N/A | #N/A | #N/A | #N/A | #N/A | #N/A | #N/A | #N/A | #N/A | #N/A | #N/A
#N/A | 0 | 0 | 0 | #N/A | #N/A | 0% | #N/A | #N/A | #N/A | #N/A | #N/A | #N/A | #N/A | 0 |  | #N/A | #N/A | n/a | #N/A | #N/A | 0 | 0 | #N/A | #N/A | #N/A | #N/A | 0 | #N/A |  | #N/A | #N/A | #N/A | #N/A | #N/A | #N/A | #N/A | #N/A | #N/A | #N/A | #N/A | #N/A | #N/A | #N/A | #N/A | #N/A | #N/A | #N/A | #N/A | #N/A | #N/A | #N/A | #N/A | #N/A | #N/A | #N/A | #N/A | #N/A | #N/A | #N/A | #N/A | #N/A | #N/A | #N/A | #N/A | #N/A | #N/A | #N/A | #N/A | #N/A | #N/A | #N/A | #N/A | #N/A | #N/A | #N/A | #N/A | #N/A | #N/A | #N/A | #N/A | #N/A | #N/A | #N/A | #N/A | #N/A | #N/A | #N/A | #N/A | #N/A | #N/A | #N/A | #N/A | #N/A | #N/A | #N/A | #N/A | #N/A | #N/A | #N/A | #N/A | #N/A | #N/A | #N/A | #N/A | #N/A | #N/A | #N/A | #N/A | #N/A | #N/A | #N/A | #N/A | #N/A | #N/A | #N/A | #N/A | #N/A | #N/A | #N/A | #N/A | #N/A | #N/A | #N/A | #N/A | #N/A
#N/A | 0 | 0 | 0 | #N/A | #N/A | 0% | #N/A | #N/A | #N/A | #N/A | #N/A | #N/A | #N/A | 0 |  | #N/A | #N/A | n/a | #N/A | #N/A | 0 | 0 | #N/A | #N/A | #N/A | #N/A | 0 | #N/A |  | #N/A | #N/A | #N/A | #N/A | #N/A | #N/A | #N/A | #N/A | #N/A | #N/A | #N/A | #N/A | #N/A | #N/A | #N/A | #N/A | #N/A | #N/A | #N/A | #N/A | #N/A | #N/A | #N/A | #N/A | #N/A | #N/A | #N/A | #N/A | #N/A | #N/A | #N/A | #N/A | #N/A | #N/A | #N/A | #N/A | #N/A | #N/A | #N/A | #N/A | #N/A | #N/A | #N/A | #N/A | #N/A | #N/A | #N/A | #N/A | #N/A | #N/A | #N/A | #N/A | #N/A | #N/A | #N/A | #N/A | #N/A | #N/A | #N/A | #N/A | #N/A | #N/A | #N/A | #N/A | #N/A | #N/A | #N/A | #N/A | #N/A | #N/A | #N/A | #N/A | #N/A | #N/A | #N/A | #N/A | #N/A | #N/A | #N/A | #N/A | #N/A | #N/A | #N/A | #N/A | #N/A | #N/A | #N/A | #N/A | #N/A | #N/A | #N/A | #N/A | #N/A | #N/A | #N/A | #N/A
#N/A | 0 | 0 | 0 | #N/A | #N/A | 0% | #N/A | #N/A | #N/A | #N/A | #N/A | #N/A | #N/A | 0 |  | #N/A | #N/A | n/a | #N/A | #N/A | 0 | 0 | #N/A | #N/A | #N/A | #N/A | 0 | #N/A |  | #N/A | #N/A | #N/A | #N/A | #N/A | #N/A | #N/A | #N/A | #N/A | #N/A | #N/A | #N/A | #N/A | #N/A | #N/A | #N/A | #N/A | #N/A | #N/A | #N/A | #N/A | #N/A | #N/A | #N/A | #N/A | #N/A | #N/A | #N/A | #N/A | #N/A | #N/A | #N/A | #N/A | #N/A | #N/A | #N/A | #N/A | #N/A | #N/A | #N/A | #N/A | #N/A | #N/A | #N/A | #N/A | #N/A | #N/A | #N/A | #N/A | #N/A | #N/A | #N/A | #N/A | #N/A | #N/A | #N/A | #N/A | #N/A | #N/A | #N/A | #N/A | #N/A | #N/A | #N/A | #N/A | #N/A | #N/A | #N/A | #N/A | #N/A | #N/A | #N/A | #N/A | #N/A | #N/A | #N/A | #N/A | #N/A | #N/A | #N/A | #N/A | #N/A | #N/A | #N/A | #N/A | #N/A | #N/A | #N/A | #N/A | #N/A | #N/A | #N/A | #N/A | #N/A | #N/A | #N/A
0 | 0 | 0 | 0 | 0 | 0 | 0% | 0 | 0 | 0 | 0 | 0 | 0 | 0 | 0 |  | n/a | n/a | n/a | n/a | n/a | 0 | 0 | 0 | 0 | #DIV/0! | 0 | 0 | 0 |  | 0 | 0 | 0 | 0 | 0 | 0 | 0 | 0 | 0 | 0 | 0 | 0 | 0 | 0 | 0 | 0 | 0 | 0 | 0 | 0 | 0 | 0 | 0 | 0 | 0 | 0 | 0 | 0 | 0 | 0 | 0 | 0 | 0 | 0 | 0 | 0 | 0 | 0 | 0 | 0 | 0 | 0 | 0 | 0 | 0 | 0 | 0 | 0 | 0 | 0 | 0 | 0 | 0 | 0 | 0 | 0 | 0 | 0 | 0 | 0 | 0 | 0 | 0 | 0 | 0 | 0 | 0 | 0 | 0 | 0 | 0 | 0 | 0 | 0 | 0 | 0 | 0 | 0 | 0 | 0 | 0 | 0 | 0 | 0 | 0 | 0 | 0 | 0 | 0 | 0 | 0 | 0 | 0 | 0 | 0 | 0
0 | 0 | 0 | 0 | 0 | 0 | 0% | 0 | 0 | 0 | 0 | 0 | 0 | 0 | 0 |  | n/a | n/a | n/a | n/a | n/a | 0 | 0 | 0 | 0 | #DIV/0! | 0 | 0 | 0 |  | 0 | 0 | 0 | 0 | 0 | 0 | 0 | 0 | 0 | 0 | 0 | 0 | 0 | 0 | 0 | 0 | 0 | 0 | 0 | 0 | 0 | 0 | 0 | 0 | 0 | 0 | 0 | 0 | 0 | 0 | 0 | 0 | 0 | 0 | 0 | 0 | 0 | 0 | 0 | 0 | 0 | 0 | 0 | 0 | 0 | 0 | 0 | 0 | 0 | 0 | 0 | 0 | 0 | 0 | 0 | 0 | 0 | 0 | 0 | 0 | 0 | 0 | 0 | 0 | 0 | 0 | 0 | 0 | 0 | 0 | 0 | 0 | 0 | 0 | 0 | 0 | 0 | 0 | 0 | 0 | 0 | 0 | 0 | 0 | 0 | 0 | 0 | 0 | 0 | 0 | 0 | 0 | 0 | 0 | 0 | 0
0 | 0 | 0 | 0 | 0 | 0 | 0% | 0 | 0 | 0 | 0 | 0 | 0 | 0 | 0 |  | n/a | n/a | n/a | n/a | n/a | 0 | 0 | 0 | 0 | #DIV/0! | 0 | 0 | 0 |  | 0 | 0 | 0 | 0 | 0 | 0 | 0 | 0 | 0 | 0 | 0 | 0 | 0 | 0 | 0 | 0 | 0 | 0 | 0 | 0 | 0 | 0 | 0 | 0 | 0 | 0 | 0 | 0 | 0 | 0 | 0 | 0 | 0 | 0 | 0 | 0 | 0 | 0 | 0 | 0 | 0 | 0 | 0 | 0 | 0 | 0 | 0 | 0 | 0 | 0 | 0 | 0 | 0 | 0 | 0 | 0 | 0 | 0 | 0 | 0 | 0 | 0 | 0 | 0 | 0 | 0 | 0 | 0 | 0 | 0 | 0 | 0 | 0 | 0 | 0 | 0 | 0 | 0 | 0 | 0 | 0 | 0 | 0 | 0 | 0 | 0 | 0 | 0 | 0 | 0 | 0 | 0 | 0 | 0 | 0 | 0
0 | 0 | 0 | 0 | 0 | 0 | 0% | 0 | 0 | 0 | 0 | 0 | 0 | 0 | 0 |  | n/a | n/a | n/a | n/a | n/a | 0 | 0 | 0 | 0 | #DIV/0! | 0 | 0 | 0 |  | 0 | 0 | 0 | 0 | 0 | 0 | 0 | 0 | 0 | 0 | 0 | 0 | 0 | 0 | 0 | 0 | 0 | 0 | 0 | 0 | 0 | 0 | 0 | 0 | 0 | 0 | 0 | 0 | 0 | 0 | 0 | 0 | 0 | 0 | 0 | 0 | 0 | 0 | 0 | 0 | 0 | 0 | 0 | 0 | 0 | 0 | 0 | 0 | 0 | 0 | 0 | 0 | 0 | 0 | 0 | 0 | 0 | 0 | 0 | 0 | 0 | 0 | 0 | 0 | 0 | 0 | 0 | 0 | 0 | 0 | 0 | 0 | 0 | 0 | 0 | 0 | 0 | 0 | 0 | 0 | 0 | 0 | 0 | 0 | 0 | 0 | 0 | 0 | 0 | 0 | 0 | 0 | 0 | 0 | 0 | 0
0 | 0 | 0 | 0 | 0 | 0 | 0% | 0 | 0 | 0 | 0 | 0 | 0 | 0 | 0 |  | n/a | n/a | n/a | n/a | n/a | 0 | 0 | 0 | 0 | #DIV/0! | 0 | 0 | 0 |  | 0 | 0 | 0 | 0 | 0 | 0 | 0 | 0 | 0 | 0 | 0 | 0 | 0 | 0 | 0 | 0 | 0 | 0 | 0 | 0 | 0 | 0 | 0 | 0 | 0 | 0 | 0 | 0 | 0 | 0 | 0 | 0 | 0 | 0 | 0 | 0 | 0 | 0 | 0 | 0 | 0 | 0 | 0 | 0 | 0 | 0 | 0 | 0 | 0 | 0 | 0 | 0 | 0 | 0 | 0 | 0 | 0 | 0 | 0 | 0 | 0 | 0 | 0 | 0 | 0 | 0 | 0 | 0 | 0 | 0 | 0 | 0 | 0 | 0 | 0 | 0 | 0 | 0 | 0 | 0 | 0 | 0 | 0 | 0 | 0 | 0 | 0 | 0 | 0 | 0 | 0 | 0 | 0 | 0 | 0 | 0
0 | 0 | 0 | 0 | 0 | 0 | 0% | 0 | 0 | 0 | 0 | 0 | 0 | 0 | 0 |  | n/a | n/a | n/a | n/a | n/a | 0 | 0 | 0 | 0 | #DIV/0! | 0 | 0 | 0 |  | 0 | 0 | 0 | 0 | 0 | 0 | 0 | 0 | 0 | 0 | 0 | 0 | 0 | 0 | 0 | 0 | 0 | 0 | 0 | 0 | 0 | 0 | 0 | 0 | 0 | 0 | 0 | 0 | 0 | 0 | 0 | 0 | 0 | 0 | 0 | 0 | 0 | 0 | 0 | 0 | 0 | 0 | 0 | 0 | 0 | 0 | 0 | 0 | 0 | 0 | 0 | 0 | 0 | 0 | 0 | 0 | 0 | 0 | 0 | 0 | 0 | 0 | 0 | 0 | 0 | 0 | 0 | 0 | 0 | 0 | 0 | 0 | 0 | 0 | 0 | 0 | 0 | 0 | 0 | 0 | 0 | 0 | 0 | 0 | 0 | 0 | 0 | 0 | 0 | 0 | 0 | 0 | 0 | 0 | 0 | 0
0 | 0 | 0 | 0 | 0 | 0 | 0% | 0 | 0 | 0 | 0 | 0 | 0 | 0 | 0 |  | n/a | n/a | n/a | n/a | n/a | 0 | 0 | 0 | 0 | #DIV/0! | 0 | 0 | 0 |  | 0 | 0 | 0 | 0 | 0 | 0 | 0 | 0 | 0 | 0 | 0 | 0 | 0 | 0 | 0 | 0 | 0 | 0 | 0 | 0 | 0 | 0 | 0 | 0 | 0 | 0 | 0 | 0 | 0 | 0 | 0 | 0 | 0 | 0 | 0 | 0 | 0 | 0 | 0 | 0 | 0 | 0 | 0 | 0 | 0 | 0 | 0 | 0 | 0 | 0 | 0 | 0 | 0 | 0 | 0 | 0 | 0 | 0 | 0 | 0 | 0 | 0 | 0 | 0 | 0 | 0 | 0 | 0 | 0 | 0 | 0 | 0 | 0 | 0 | 0 | 0 | 0 | 0 | 0 | 0 | 0 | 0 | 0 | 0 | 0 | 0 | 0 | 0 | 0 | 0 | 0 | 0 | 0 | 0 | 0 | 0
0 | 0 | 0 | 0 | 0 | 0 | 0% | 0 | 0 | 0 | 0 | 0 | 0 | 0 | 0 |  | n/a | n/a | n/a | n/a | n/a | 0 | 0 | 0 | 0 | #DIV/0! | 0 | 0 | 0 |  | 0 | 0 | 0 | 0 | 0 | 0 | 0 | 0 | 0 | 0 | 0 | 0 | 0 | 0 | 0 | 0 | 0 | 0 | 0 | 0 | 0 | 0 | 0 | 0 | 0 | 0 | 0 | 0 | 0 | 0 | 0 | 0 | 0 | 0 | 0 | 0 | 0 | 0 | 0 | 0 | 0 | 0 | 0 | 0 | 0 | 0 | 0 | 0 | 0 | 0 | 0 | 0 | 0 | 0 | 0 | 0 | 0 | 0 | 0 | 0 | 0 | 0 | 0 | 0 | 0 | 0 | 0 | 0 | 0 | 0 | 0 | 0 | 0 | 0 | 0 | 0 | 0 | 0 | 0 | 0 | 0 | 0 | 0 | 0 | 0 | 0 | 0 | 0 | 0 | 0 | 0 | 0 | 0 | 0 | 0 | 0
0 | 0 | 0 | 0 | 0 | 0 | 0% | 0 | 0 | 0 | 0 | 0 | 0 | 0 | 0 |  | n/a | n/a | n/a | n/a | n/a | 0 | 0 | 0 | 0 | #DIV/0! | 0 | 0 | 0 |  | 0 | 0 | 0 | 0 | 0 | 0 | 0 | 0 | 0 | 0 | 0 | 0 | 0 | 0 | 0 | 0 | 0 | 0 | 0 | 0 | 0 | 0 | 0 | 0 | 0 | 0 | 0 | 0 | 0 | 0 | 0 | 0 | 0 | 0 | 0 | 0 | 0 | 0 | 0 | 0 | 0 | 0 | 0 | 0 | 0 | 0 | 0 | 0 | 0 | 0 | 0 | 0 | 0 | 0 | 0 | 0 | 0 | 0 | 0 | 0 | 0 | 0 | 0 | 0 | 0 | 0 | 0 | 0 | 0 | 0 | 0 | 0 | 0 | 0 | 0 | 0 | 0 | 0 | 0 | 0 | 0 | 0 | 0 | 0 | 0 | 0 | 0 | 0 | 0 | 0 | 0 | 0 | 0 | 0 | 0 | 0
0 | 0 | 0 | 0 | 0 | 0 | 0% | 0 | 0 | 0 | 0 | 0 | 0 | 0 | 0 |  | n/a | n/a | n/a | n/a | n/a | 0 | 0 | 0 | 0 | #DIV/0! | 0 | 0 | 0 |  | 0 | 0 | 0 | 0 | 0 | 0 | 0 | 0 | 0 | 0 | 0 | 0 | 0 | 0 | 0 | 0 | 0 | 0 | 0 | 0 | 0 | 0 | 0 | 0 | 0 | 0 | 0 | 0 | 0 | 0 | 0 | 0 | 0 | 0 | 0 | 0 | 0 | 0 | 0 | 0 | 0 | 0 | 0 | 0 | 0 | 0 | 0 | 0 | 0 | 0 | 0 | 0 | 0 | 0 | 0 | 0 | 0 | 0 | 0 | 0 | 0 | 0 | 0 | 0 | 0 | 0 | 0 | 0 | 0 | 0 | 0 | 0 | 0 | 0 | 0 | 0 | 0 | 0 | 0 | 0 | 0 | 0 | 0 | 0 | 0 | 0 | 0 | 0 | 0 | 0 | 0 | 0 | 0 | 0 | 0 | 0
0 | 0 | 0 | 0 | 0 | 0 | 0% | 0 | 0 | 0 | 0 | 0 | 0 | 0 | 0 |  | n/a | n/a | n/a | n/a | n/a | 0 | 0 | 0 | 0 | #DIV/0! | 0 | 0 | 0 |  | 0 | 0 | 0 | 0 | 0 | 0 | 0 | 0 | 0 | 0 | 0 | 0 | 0 | 0 | 0 | 0 | 0 | 0 | 0 | 0 | 0 | 0 | 0 | 0 | 0 | 0 | 0 | 0 | 0 | 0 | 0 | 0 | 0 | 0 | 0 | 0 | 0 | 0 | 0 | 0 | 0 | 0 | 0 | 0 | 0 | 0 | 0 | 0 | 0 | 0 | 0 | 0 | 0 | 0 | 0 | 0 | 0 | 0 | 0 | 0 | 0 | 0 | 0 | 0 | 0 | 0 | 0 | 0 | 0 | 0 | 0 | 0 | 0 | 0 | 0 | 0 | 0 | 0 | 0 | 0 | 0 | 0 | 0 | 0 | 0 | 0 | 0 | 0 | 0 | 0 | 0 | 0 | 0 | 0 | 0 | 0
0 | 0 | 0 | 0 | 0 | 0 | 0% | 0 | 0 | 0 | 0 | 0 | 0 | 0 | 0 |  | n/a | n/a | n/a | n/a | n/a | 0 | 0 | 0 | 0 | #DIV/0! | 0 | 0 | 0 |  | 0 | 0 | 0 | 0 | 0 | 0 | 0 | 0 | 0 | 0 | 0 | 0 | 0 | 0 | 0 | 0 | 0 | 0 | 0 | 0 | 0 | 0 | 0 | 0 | 0 | 0 | 0 | 0 | 0 | 0 | 0 | 0 | 0 | 0 | 0 | 0 | 0 | 0 | 0 | 0 | 0 | 0 | 0 | 0 | 0 | 0 | 0 | 0 | 0 | 0 | 0 | 0 | 0 | 0 | 0 | 0 | 0 | 0 | 0 | 0 | 0 | 0 | 0 | 0 | 0 | 0 | 0 | 0 | 0 | 0 | 0 | 0 | 0 | 0 | 0 | 0 | 0 | 0 | 0 | 0 | 0 | 0 | 0 | 0 | 0 | 0 | 0 | 0 | 0 | 0 | 0 | 0 | 0 | 0 | 0 | 0
0 | 0 | 0 | 0 | 0 | 0 | 0% | 0 | 0 | 0 | 0 | 0 | 0 | 0 | 0 |  | n/a | n/a | n/a | n/a | n/a | 0 | 0 | 0 | 0 | #DIV/0! | 0 | 0 | 0 |  | 0 | 0 | 0 | 0 | 0 | 0 | 0 | 0 | 0 | 0 | 0 | 0 | 0 | 0 | 0 | 0 | 0 | 0 | 0 | 0 | 0 | 0 | 0 | 0 | 0 | 0 | 0 | 0 | 0 | 0 | 0 | 0 | 0 | 0 | 0 | 0 | 0 | 0 | 0 | 0 | 0 | 0 | 0 | 0 | 0 | 0 | 0 | 0 | 0 | 0 | 0 | 0 | 0 | 0 | 0 | 0 | 0 | 0 | 0 | 0 | 0 | 0 | 0 | 0 | 0 | 0 | 0 | 0 | 0 | 0 | 0 | 0 | 0 | 0 | 0 | 0 | 0 | 0 | 0 | 0 | 0 | 0 | 0 | 0 | 0 | 0 | 0 | 0 | 0 | 0 | 0 | 0 | 0 | 0 | 0 | 0
0 | 0 | 0 | 0 | 0 | 0 | 0% | 0 | 0 | 0 | 0 | 0 | 0 | 0 | 0 |  | n/a | n/a | n/a | n/a | n/a | 0 | 0 | 0 | 0 | #DIV/0! | 0 | 0 | 0 |  | 0 | 0 | 0 | 0 | 0 | 0 | 0 | 0 | 0 | 0 | 0 | 0 | 0 | 0 | 0 | 0 | 0 | 0 | 0 | 0 | 0 | 0 | 0 | 0 | 0 | 0 | 0 | 0 | 0 | 0 | 0 | 0 | 0 | 0 | 0 | 0 | 0 | 0 | 0 | 0 | 0 | 0 | 0 | 0 | 0 | 0 | 0 | 0 | 0 | 0 | 0 | 0 | 0 | 0 | 0 | 0 | 0 | 0 | 0 | 0 | 0 | 0 | 0 | 0 | 0 | 0 | 0 | 0 | 0 | 0 | 0 | 0 | 0 | 0 | 0 | 0 | 0 | 0 | 0 | 0 | 0 | 0 | 0 | 0 | 0 | 0 | 0 | 0 | 0 | 0 | 0 | 0 | 0 | 0 | 0 | 0
0 | 0 | 0 | 0 | 0 | 0 | 0% | 0 | 0 | 0 | 0 | 0 | 0 | 0 | 0 |  | n/a | n/a | n/a | n/a | n/a | 0 | 0 | 0 | 0 | #DIV/0! | 0 | 0 | 0 |  | 0 | 0 | 0 | 0 | 0 | 0 | 0 | 0 | 0 | 0 | 0 | 0 | 0 | 0 | 0 | 0 | 0 | 0 | 0 | 0 | 0 | 0 | 0 | 0 | 0 | 0 | 0 | 0 | 0 | 0 | 0 | 0 | 0 | 0 | 0 | 0 | 0 | 0 | 0 | 0 | 0 | 0 | 0 | 0 | 0 | 0 | 0 | 0 | 0 | 0 | 0 | 0 | 0 | 0 | 0 | 0 | 0 | 0 | 0 | 0 | 0 | 0 | 0 | 0 | 0 | 0 | 0 | 0 | 0 | 0 | 0 | 0 | 0 | 0 | 0 | 0 | 0 | 0 | 0 | 0 | 0 | 0 | 0 | 0 | 0 | 0 | 0 | 0 | 0 | 0 | 0 | 0 | 0 | 0 | 0 | 0
0 | 0 | 0 | 0 | 0 | 0 | 0% | 0 | 0 | 0 | 0 | 0 | 0 | 0 | 0 |  | n/a | n/a | n/a | n/a | n/a | 0 | 0 | 0 | 0 | #DIV/0! | 0 | 0 | 0 |  | 0 | 0 | 0 | 0 | 0 | 0 | 0 | 0 | 0 | 0 | 0 | 0 | 0 | 0 | 0 | 0 | 0 | 0 | 0 | 0 | 0 | 0 | 0 | 0 | 0 | 0 | 0 | 0 | 0 | 0 | 0 | 0 | 0 | 0 | 0 | 0 | 0 | 0 | 0 | 0 | 0 | 0 | 0 | 0 | 0 | 0 | 0 | 0 | 0 | 0 | 0 | 0 | 0 | 0 | 0 | 0 | 0 | 0 | 0 | 0 | 0 | 0 | 0 | 0 | 0 | 0 | 0 | 0 | 0 | 0 | 0 | 0 | 0 | 0 | 0 | 0 | 0 | 0 | 0 | 0 | 0 | 0 | 0 | 0 | 0 | 0 | 0 | 0 | 0 | 0 | 0 | 0 | 0 | 0 | 0 | 0
0 | 0 | 0 | 0 | 0 | 0 | 0% | 0 | 0 | 0 | 0 | 0 | 0 | 0 | 0 |  | n/a | n/a | n/a | n/a | n/a | 0 | 0 | 0 | 0 | #DIV/0! | 0 | 0 | 0 |  | 0 | 0 | 0 | 0 | 0 | 0 | 0 | 0 | 0 | 0 | 0 | 0 | 0 | 0 | 0 | 0 | 0 | 0 | 0 | 0 | 0 | 0 | 0 | 0 | 0 | 0 | 0 | 0 | 0 | 0 | 0 | 0 | 0 | 0 | 0 | 0 | 0 | 0 | 0 | 0 | 0 | 0 | 0 | 0 | 0 | 0 | 0 | 0 | 0 | 0 | 0 | 0 | 0 | 0 | 0 | 0 | 0 | 0 | 0 | 0 | 0 | 0 | 0 | 0 | 0 | 0 | 0 | 0 | 0 | 0 | 0 | 0 | 0 | 0 | 0 | 0 | 0 | 0 | 0 | 0 | 0 | 0 | 0 | 0 | 0 | 0 | 0 | 0 | 0 | 0 | 0 | 0 | 0 | 0 | 0 | 0
0 | 0 | 0 | 0 | 0 | 0 | 0% | 0 | 0 | 0 | 0 | 0 | 0 | 0 | 0 |  | n/a | n/a | n/a | n/a | n/a | 0 | 0 | 0 | 0 | #DIV/0! | 0 | 0 | 0 |  | 0 | 0 | 0 | 0 | 0 | 0 | 0 | 0 | 0 | 0 | 0 | 0 | 0 | 0 | 0 | 0 | 0 | 0 | 0 | 0 | 0 | 0 | 0 | 0 | 0 | 0 | 0 | 0 | 0 | 0 | 0 | 0 | 0 | 0 | 0 | 0 | 0 | 0 | 0 | 0 | 0 | 0 | 0 | 0 | 0 | 0 | 0 | 0 | 0 | 0 | 0 | 0 | 0 | 0 | 0 | 0 | 0 | 0 | 0 | 0 | 0 | 0 | 0 | 0 | 0 | 0 | 0 | 0 | 0 | 0 | 0 | 0 | 0 | 0 | 0 | 0 | 0 | 0 | 0 | 0 | 0 | 0 | 0 | 0 | 0 | 0 | 0 | 0 | 0 | 0 | 0 | 0 | 0 | 0 | 0 | 0
0 | 0 | 0 | 0 | 0 | 0 | 0% | 0 | 0 | 0 | 0 | 0 | 0 | 0 | 0 |  | n/a | n/a | n/a | n/a | n/a | 0 | 0 | 0 | 0 | #DIV/0! | 0 | 0 | 0 |  | 0 | 0 | 0 | 0 | 0 | 0 | 0 | 0 | 0 | 0 | 0 | 0 | 0 | 0 | 0 | 0 | 0 | 0 | 0 | 0 | 0 | 0 | 0 | 0 | 0 | 0 | 0 | 0 | 0 | 0 | 0 | 0 | 0 | 0 | 0 | 0 | 0 | 0 | 0 | 0 | 0 | 0 | 0 | 0 | 0 | 0 | 0 | 0 | 0 | 0 | 0 | 0 | 0 | 0 | 0 | 0 | 0 | 0 | 0 | 0 | 0 | 0 | 0 | 0 | 0 | 0 | 0 | 0 | 0 | 0 | 0 | 0 | 0 | 0 | 0 | 0 | 0 | 0 | 0 | 0 | 0 | 0 | 0 | 0 | 0 | 0 | 0 | 0 | 0 | 0 | 0 | 0 | 0 | 0 | 0 | 0
0 | 0 | 0 | 0 | 0 | 0 | 0% | 0 | 0 | 0 | 0 | 0 | 0 | 0 | 0 |  | n/a | n/a | n/a | n/a | n/a | 0 | 0 | 0 | 0 | #DIV/0! | 0 | 0 | 0 |  | 0 | 0 | 0 | 0 | 0 | 0 | 0 | 0 | 0 | 0 | 0 | 0 | 0 | 0 | 0 | 0 | 0 | 0 | 0 | 0 | 0 | 0 | 0 | 0 | 0 | 0 | 0 | 0 | 0 | 0 | 0 | 0 | 0 | 0 | 0 | 0 | 0 | 0 | 0 | 0 | 0 | 0 | 0 | 0 | 0 | 0 | 0 | 0 | 0 | 0 | 0 | 0 | 0 | 0 | 0 | 0 | 0 | 0 | 0 | 0 | 0 | 0 | 0 | 0 | 0 | 0 | 0 | 0 | 0 | 0 | 0 | 0 | 0 | 0 | 0 | 0 | 0 | 0 | 0 | 0 | 0 | 0 | 0 | 0 | 0 | 0 | 0 | 0 | 0 | 0 | 0 | 0 | 0 | 0 | 0 | 0
0 | 0 | 0 | 0 | 0 | 0 | 0% | 0 | 0 | 0 | 0 | 0 | 0 | 0 | 0 |  | n/a | n/a | n/a | n/a | n/a | 0 | 0 | 0 | 0 | #DIV/0! | 0 | 0 | 0 |  | 0 | 0 | 0 | 0 | 0 | 0 | 0 | 0 | 0 | 0 | 0 | 0 | 0 | 0 | 0 | 0 | 0 | 0 | 0 | 0 | 0 | 0 | 0 | 0 | 0 | 0 | 0 | 0 | 0 | 0 | 0 | 0 | 0 | 0 | 0 | 0 | 0 | 0 | 0 | 0 | 0 | 0 | 0 | 0 | 0 | 0 | 0 | 0 | 0 | 0 | 0 | 0 | 0 | 0 | 0 | 0 | 0 | 0 | 0 | 0 | 0 | 0 | 0 | 0 | 0 | 0 | 0 | 0 | 0 | 0 | 0 | 0 | 0 | 0 | 0 | 0 | 0 | 0 | 0 | 0 | 0 | 0 | 0 | 0 | 0 | 0 | 0 | 0 | 0 | 0 | 0 | 0 | 0 | 0 | 0 | 0
0 | 0 | 0 | 0 | 0 | 0 | 0% | 0 | 0 | 0 | 0 | 0 | 0 | 0 | 0 |  | n/a | n/a | n/a | n/a | n/a | 0 | 0 | 0 | 0 | #DIV/0! | 0 | 0 | 0 |  | 0 | 0 | 0 | 0 | 0 | 0 | 0 | 0 | 0 | 0 | 0 | 0 | 0 | 0 | 0 | 0 | 0 | 0 | 0 | 0 | 0 | 0 | 0 | 0 | 0 | 0 | 0 | 0 | 0 | 0 | 0 | 0 | 0 | 0 | 0 | 0 | 0 | 0 | 0 | 0 | 0 | 0 | 0 | 0 | 0 | 0 | 0 | 0 | 0 | 0 | 0 | 0 | 0 | 0 | 0 | 0 | 0 | 0 | 0 | 0 | 0 | 0 | 0 | 0 | 0 | 0 | 0 | 0 | 0 | 0 | 0 | 0 | 0 | 0 | 0 | 0 | 0 | 0 | 0 | 0 | 0 | 0 | 0 | 0 | 0 | 0 | 0 | 0 | 0 | 0 | 0 | 0 | 0 | 0 | 0 | 0
0 | 0 | 0 | 0 | 0 | 0 | 0% | 0 | 0 | 0 | 0 | 0 | 0 | 0 | 0 |  | n/a | n/a | n/a | n/a | n/a | 0 | 0 | 0 | 0 | #DIV/0! | 0 | 0 | 0 |  | 0 | 0 | 0 | 0 | 0 | 0 | 0 | 0 | 0 | 0 | 0 | 0 | 0 | 0 | 0 | 0 | 0 | 0 | 0 | 0 | 0 | 0 | 0 | 0 | 0 | 0 | 0 | 0 | 0 | 0 | 0 | 0 | 0 | 0 | 0 | 0 | 0 | 0 | 0 | 0 | 0 | 0 | 0 | 0 | 0 | 0 | 0 | 0 | 0 | 0 | 0 | 0 | 0 | 0 | 0 | 0 | 0 | 0 | 0 | 0 | 0 | 0 | 0 | 0 | 0 | 0 | 0 | 0 | 0 | 0 | 0 | 0 | 0 | 0 | 0 | 0 | 0 | 0 | 0 | 0 | 0 | 0 | 0 | 0 | 0 | 0 | 0 | 0 | 0 | 0 | 0 | 0 | 0 | 0 | 0 | 0
0 | 0 | 0 | 0 | 0 | 0 | 0% | 0 | 0 | 0 | 0 | 0 | 0 | 0 | 0 |  | n/a | n/a | n/a | n/a | n/a | 0 | 0 | 0 | 0 | #DIV/0! | 0 | 0 | 0 |  | 0 | 0 | 0 | 0 | 0 | 0 | 0 | 0 | 0 | 0 | 0 | 0 | 0 | 0 | 0 | 0 | 0 | 0 | 0 | 0 | 0 | 0 | 0 | 0 | 0 | 0 | 0 | 0 | 0 | 0 | 0 | 0 | 0 | 0 | 0 | 0 | 0 | 0 | 0 | 0 | 0 | 0 | 0 | 0 | 0 | 0 | 0 | 0 | 0 | 0 | 0 | 0 | 0 | 0 | 0 | 0 | 0 | 0 | 0 | 0 | 0 | 0 | 0 | 0 | 0 | 0 | 0 | 0 | 0 | 0 | 0 | 0 | 0 | 0 | 0 | 0 | 0 | 0 | 0 | 0 | 0 | 0 | 0 | 0 | 0 | 0 | 0 | 0 | 0 | 0 | 0 | 0 | 0 | 0 | 0 | 0

## 2021
Year | 2021
[7 empty] | Net Annual Savings with Line Losses |  |  |  |  | Costs per Unit |  | Total Costs |  | B/C Ratio -- Cost Tests |  |  |  |  | Levelized Cost $/kWh | First Year Cost $/kWh | Net Present Value | [6 empty] | Net kWh Savings | [31 empty] | Net kW Savings | [31 empty] | Net Therm Savings
Sector | Program | Tier | Measure | Measure Life | Remaining Life | NTG | Therms | kWh | kW | Remaining kWh | Remaining kW | Incremental Cost | Future Avoided Cost | Total Incentives | Admin | TRC | RIM | Utility | Societal | Participant |  |  | Avoided Energy & Demand Cost | Avoided Environmental Costs | Participant Bill Savings | Lost Utility Revenue | Participant Incentives | Incremental Cost | Program Delivery Costs | 2016 | 2017 | 2018 | 2019 | 2020 | 2021 | 2022 | 2023 | 2024 | 2025 | 2026 | 2027 | 2028 | 2029 | 2030 | 2031 | 2032 | 2033 | 2034 | 2035 | 2036 | 2037 | 2038 | 2039 | 2040 | 2041 | 2042 | 2043 | 2044 | 2045 | 2046 | 2047 | 2016 | 2017 | 2018 | 2019 | 2020 | 2021 | 2022 | 2023 | 2024 | 2025 | 2026 | 2027 | 2028 | 2029 | 2030 | 2031 | 2032 | 2033 | 2034 | 2035 | 2036 | 2037 | 2038 | 2039 | 2040 | 2041 | 2042 | 2043 | 2044 | 2045 | 2046 | 2047 | 2016 | 2017 | 2018 | 2019 | 2020 | 2021 | 2022 | 2023 | 2024 | 2025 | 2026 | 2027 | 2028 | 2029 | 2030 | 2031 | 2032 | 2033 | 2034 | 2035 | 2036 | 2037 | 2038 | 2039 | 2040 | 2041 | 2042 | 2043 | 2044 | 2045 | 2046 | 2047
0 | 0 | 0 | [5 empty] | 30008495.5028 |  | 0 | [5 empty] | 1.6956 | 0.43955 | 1.8217 | 1.9679 | 13.4862 | 0.038971 | 0.14323 | 7829622.3568 | 1257280.0905 | 18862404.9814 | 13514738.4531 | 1165577.7226 | 1485077.3721 | 3132399.3403 | 0 | 0 | 0 | 0 | 0 | 29607850.8306 | 29607850.8306 | 17180761.1173 | 17180761.1173 | 17180761.1173 | 16115498.1482 | 13914314.5156 | 13914314.5156 | 13444247.892 | 13296025.9165 | 9678120.1315 | 8904610.8594 | 8758141.0781 | 8758141.0781 | 8681137.0036 | 3604086.1496 | 3588650.9332 | 3588650.9332 | 3125007.0471 | 3125007.0471 | 853494.0935 | 853494.0935 | 853494.0935 | 853494.0935 | 853494.0935 | 0 | 0 | 0 | 0 | 0 | 0 | 0 | 5179.8806 | 5179.8806 | 2661.2799 | 2661.2799 | 2661.2799 | 2523.4544 | 2366.3342 | 2366.3342 | 2303.451 | 2245.6504 | 1712.4242 | 1536.1534 | 1522.369 | 1522.369 | 1512.318 | 614.813 | 613.0276 | 613.0276 | 512.211 | 512.211 | 194.2902 | 194.2902 | 194.2902 | 194.2902 | 194.2902 | 0 | 0 | 0 | 0 | 0 | 0 | 0 | 18586.3701 | 18586.3701 | 18586.3701 | 18586.3701 | 18586.3701 | 18586.3701 | 18586.3701 | 18586.3701 | 18586.3701 | 17135.8124 | 14150.0332 | 14150.0332 | 14150.0332 | 14150.0332 | 13737.2831 | 6449.1288 | 6449.1288 | 6449.1288 | 6449.1288 | 6449.1288 | 2716.3938 | 2716.3938 | 2716.3938 | 2716.3938 | 2716.3938 | 0 | 0
Residential | Residential Total | [6 empty] | 19546913.6922 |  | 0 |  |  |  | 670256 | 2848924.75 | 1.7449 | 0.37151 | 1.7483 | 2.0262 | 23.2115 | 0.040456 | 0.12208 | 4171885.4402 | 672406.8258 | 10201738.0263 | 8843268.4299 | 454479.2194 | 459092.9672 | 1931765.0218 | 0 | 0 | 0 | 0 | 0 | 20026238.181 | 20026238.181 | 7599148.4677 | 7599148.4677 | 7599148.4677 | 7450646.5579 | 5249462.9254 | 5249462.9254 | 4873338.2278 | 4725116.2523 | 4455834.2229 | 4455834.2229 | 4424910.058 | 4424910.058 | 4347905.9836 | 3471982.9935 | 3471982.9935 | 3471982.9935 | 3008339.1075 | 3008339.1075 | 853494.0935 | 853494.0935 | 853494.0935 | 853494.0935 | 853494.0935 | 0 | 0 | 0 | 0 | 0 | 0 | 0 | 3513.9556 | 3513.9556 | 995.3549 | 995.3549 | 995.3549 | 969.3096 | 812.1894 | 812.1894 | 765.6221 | 707.8215 | 679.7773 | 679.7773 | 672.6205 | 672.6205 | 662.5695 | 544.572 | 544.572 | 544.572 | 443.7553 | 443.7553 | 194.2902 | 194.2902 | 194.2902 | 194.2902 | 194.2902 | 0 | 0 | 0 | 0 | 0 | 0 | 0 | 8146.477 | 8146.477 | 8146.477 | 8146.477 | 8146.477 | 8146.477 | 8146.477 | 8146.477 | 8146.477 | 6695.9193 | 3710.1401 | 3710.1401 | 3710.1401 | 3710.1401 | 3297.3899 | 6449.1288 | 6449.1288 | 6449.1288 | 6449.1288 | 6449.1288 | 2716.3938 | 2716.3938 | 2716.3938 | 2716.3938 | 2716.3938 | 0 | 0
Residential | Residential Efficient Products | 0 | [5 empty] | 714005.0452 |  | 0 |  |  |  | 221500 | 112258.25 | 2.2004 | 0.46088 | 1.7591 | 2.4766 | 8.72 | 0.051636 | 0.31696 | 398104.0006 | 49964.2217 | 763702.0933 | 637476.4761 | 150192.0864 | 104804.5804 | 76118.7395 | 0 | 0 | 0 | 0 | 0 | 714005.0452 | 714005.0452 | 714005.0452 | 714005.0452 | 714005.0452 | 714005.0452 | 714005.0452 | 714005.0452 | 714005.0452 | 693946.7531 | 693946.7531 | 693946.7531 | 663022.5882 | 663022.5882 | 586018.5137 | 0 | 0 | 0 | 0 | 0 | 0 | 0 | 0 | 0 | 0 | 0 | 0 | 0 | 0 | 0 | 0 | 0 | 82.5493 | 82.5493 | 82.5493 | 82.5493 | 82.5493 | 82.5493 | 82.5493 | 82.5493 | 82.5493 | 80.2291 | 80.2291 | 80.2291 | 73.0723 | 73.0723 | 63.0213 | 0 | 0 | 0 | 0 | 0 | 0 | 0 | 0 | 0 | 0 | 0 | 0 | 0 | 0 | 0 | 0 | 0 | -3652.7533 | -3652.7533 | -3652.7533 | -3652.7533 | -3652.7533 | -3652.7533 | -3652.7533 | -3652.7533 | -3652.7533 | -3652.7533 | -3652.7533 | -3652.7533 | -3652.7533 | -3652.7533 | -4065.5035 | 0 | 0 | 0 | 0 | 0 | 0 | 0 | 0 | 0 | 0 | 0 | 0
Residential | Residential Efficient Products | Lighting | [5 empty] | 586018.5137 |  | 0 |  |  |  | 172000 | 81827 | 2.8767 | 0.49766 | 2.0161 | 3.2224 | 11.4488 | 0.047049 | 0.2937 | 346994.3844 | 41702.6439 | 629125.6591 | 525142.9997 | 116627.715 | 65137.935 | 55484.2793 | 0 | 0 | 0 | 0 | 0 | 586018.5137 | 586018.5137 | 586018.5137 | 586018.5137 | 586018.5137 | 586018.5137 | 586018.5137 | 586018.5137 | 586018.5137 | 586018.5137 | 586018.5137 | 586018.5137 | 586018.5137 | 586018.5137 | 586018.5137 | 0 | 0 | 0 | 0 | 0 | 0 | 0 | 0 | 0 | 0 | 0 | 0 | 0 | 0 | 0 | 0 | 0 | 63.0213 | 63.0213 | 63.0213 | 63.0213 | 63.0213 | 63.0213 | 63.0213 | 63.0213 | 63.0213 | 63.0213 | 63.0213 | 63.0213 | 63.0213 | 63.0213 | 63.0213 | 0 | 0 | 0 | 0 | 0 | 0 | 0 | 0 | 0 | 0 | 0 | 0 | 0 | 0 | 0 | 0 | 0 | -4065.5035 | -4065.5035 | -4065.5035 | -4065.5035 | -4065.5035 | -4065.5035 | -4065.5035 | -4065.5035 | -4065.5035 | -4065.5035 | -4065.5035 | -4065.5035 | -4065.5035 | -4065.5035 | -4065.5035 | 0 | 0 | 0 | 0 | 0 | 0 | 0 | 0 | 0 | 0 | 0 | 0
Residential | Residential Efficient Products | Appliance | [5 empty] | 127986.5315 |  | 0 |  |  |  | 49500 | 30431.25 | 0.84757 | 0.30691 | 0.943 | 0.98458 | 4.2388 | 0.074788 | 0.42347 | 51109.6162 | 8261.5779 | 134576.4343 | 112333.4764 | 33564.3715 | 39666.6454 | 20634.4602 | 0 | 0 | 0 | 0 | 0 | 127986.5315 | 127986.5315 | 127986.5315 | 127986.5315 | 127986.5315 | 127986.5315 | 127986.5315 | 127986.5315 | 127986.5315 | 107928.2394 | 107928.2394 | 107928.2394 | 77004.0745 | 77004.0745 | 0 | 0 | 0 | 0 | 0 | 0 | 0 | 0 | 0 | 0 | 0 | 0 | 0 | 0 | 0 | 0 | 0 | 0 | 19.528 | 19.528 | 19.528 | 19.528 | 19.528 | 19.528 | 19.528 | 19.528 | 19.528 | 17.2078 | 17.2078 | 17.2078 | 10.051 | 10.051 | 0 | 0 | 0 | 0 | 0 | 0 | 0 | 0 | 0 | 0 | 0 | 0 | 0 | 0 | 0 | 0 | 0 | 0 | 412.7502 | 412.7502 | 412.7502 | 412.7502 | 412.7502 | 412.7502 | 412.7502 | 412.7502 | 412.7502 | 412.7502 | 412.7502 | 412.7502 | 412.7502 | 412.7502 | 0 | 0 | 0 | 0 | 0 | 0 | 0 | 0 | 0 | 0 | 0 | 0 | 0
Residential | Appliance Recycling | 0 | [5 empty] | 376124.6975 |  | 0 |  |  |  | 31750 | 73337.94 | 1.2056 | 0.34908 | 1.4533 | 1.4152 | 9.0212 | 0.045121 | 0.18945 | 103557.134 | 18003.29 | 304753.0147 | 225402.7142 | 21528.6625 | 36168.153 | 49728.1184 | 0 | 0 | 0 | 0 | 0 | 376124.6975 | 376124.6975 | 376124.6975 | 376124.6975 | 376124.6975 | 376124.6975 | 376124.6975 | 376124.6975 | 0 | 0 | 0 | 0 | 0 | 0 | 0 | 0 | 0 | 0 | 0 | 0 | 0 | 0 | 0 | 0 | 0 | 0 | 0 | 0 | 0 | 0 | 0 | 0 | 46.5673 | 46.5673 | 46.5673 | 46.5673 | 46.5673 | 46.5673 | 46.5673 | 46.5673 | 0 | 0 | 0 | 0 | 0 | 0 | 0 | 0 | 0 | 0 | 0 | 0 | 0 | 0 | 0 | 0 | 0 | 0 | 0 | 0 | 0 | 0 | 0 | 0 | 0 | 0 | 0 | 0 | 0 | 0 | 0 | 0 | 0 | 0 | 0 | 0 | 0 | 0 | 0 | 0 | 0 | 0 | 0 | 0 | 0 | 0 | 0 | 0 | 0 | 0 | 0
Residential | New Manufactured Homes | 0 | [5 empty] | 373377.9858 |  | 0 |  |  |  | 126000 | 89617.5 | 1.8374 | 0.42998 | 1.8212 | 2.0626 | 9.2124 | 0.051075 | 0.39157 | 266263.9983 | 32632.5913 | 689740.3798 | 473041.1025 | 85436.5819 | 84144.516 | 60766.7689 | 0 | 0 | 0 | 0 | 0 | 373377.9858 | 373377.9858 | 373377.9858 | 373377.9858 | 373377.9858 | 373377.9858 | 373377.9858 | 373377.9858 | 373377.9858 | 373377.9858 | 373377.9858 | 373377.9858 | 373377.9858 | 373377.9858 | 373377.9858 | 373377.9858 | 373377.9858 | 373377.9858 | 332292.1875 | 332292.1875 | 332292.1875 | 332292.1875 | 332292.1875 | 332292.1875 | 332292.1875 | 0 | 0 | 0 | 0 | 0 | 0 | 0 | 155.8682 | 155.8682 | 155.8682 | 155.8682 | 155.8682 | 155.8682 | 155.8682 | 155.8682 | 155.8682 | 155.8682 | 155.8682 | 155.8682 | 155.8682 | 155.8682 | 155.8682 | 155.8682 | 155.8682 | 155.8682 | 135.7967 | 135.7967 | 135.7967 | 135.7967 | 135.7967 | 135.7967 | 135.7967 | 0 | 0 | 0 | 0 | 0 | 0 | 0 | 0 | 0 | 0 | 0 | 0 | 0 | 0 | 0 | 0 | 0 | 0 | 0 | 0 | 0 | 0 | 0 | 0 | 0 | 0 | 0 | 0 | 0 | 0 | 0 | 0 | 0 | 0
Residential | New Manufactured Homes | Tier 1 | [5 empty] | 192731.7165 |  | 0 |  |  |  | 54000 | 54202.5 | 1.8614 | 0.50237 | 2.145 | 2.0582 | 8.0852 | 0.05029 | 0.38068 | 157377.0049 | 16631.494 | 349796.6522 | 239899.2416 | 36615.678 | 47792.4318 | 36752.9868 | 0 | 0 | 0 | 0 | 0 | 192731.7165 | 192731.7165 | 192731.7165 | 192731.7165 | 192731.7165 | 192731.7165 | 192731.7165 | 192731.7165 | 192731.7165 | 192731.7165 | 192731.7165 | 192731.7165 | 192731.7165 | 192731.7165 | 192731.7165 | 192731.7165 | 192731.7165 | 192731.7165 | 151645.9182 | 151645.9182 | 151645.9182 | 151645.9182 | 151645.9182 | 151645.9182 | 151645.9182 | 0 | 0 | 0 | 0 | 0 | 0 | 0 | 112.7541 | 112.7541 | 112.7541 | 112.7541 | 112.7541 | 112.7541 | 112.7541 | 112.7541 | 112.7541 | 112.7541 | 112.7541 | 112.7541 | 112.7541 | 112.7541 | 112.7541 | 112.7541 | 112.7541 | 112.7541 | 92.6827 | 92.6827 | 92.6827 | 92.6827 | 92.6827 | 92.6827 | 92.6827 | 0 | 0 | 0 | 0 | 0 | 0 | 0 | 0 | 0 | 0 | 0 | 0 | 0 | 0 | 0 | 0 | 0 | 0 | 0 | 0 | 0 | 0 | 0 | 0 | 0 | 0 | 0 | 0 | 0 | 0 | 0 | 0 | 0 | 0
Residential | New Manufactured Homes | Tier 2 | [5 empty] | 180646.2693 |  | 0 |  |  |  | 72000 | 35415 | 1.8038 | 0.35587 | 1.495 | 2.0689 | 10.6944 | 0.051891 | 0.40319 | 108886.9935 | 16001.0973 | 339943.7276 | 233141.8609 | 48820.9039 | 36352.0842 | 24013.7821 | 0 | 0 | 0 | 0 | 0 | 180646.2693 | 180646.2693 | 180646.2693 | 180646.2693 | 180646.2693 | 180646.2693 | 180646.2693 | 180646.2693 | 180646.2693 | 180646.2693 | 180646.2693 | 180646.2693 | 180646.2693 | 180646.2693 | 180646.2693 | 180646.2693 | 180646.2693 | 180646.2693 | 180646.2693 | 180646.2693 | 180646.2693 | 180646.2693 | 180646.2693 | 180646.2693 | 180646.2693 | 0 | 0 | 0 | 0 | 0 | 0 | 0 | 43.114 | 43.114 | 43.114 | 43.114 | 43.114 | 43.114 | 43.114 | 43.114 | 43.114 | 43.114 | 43.114 | 43.114 | 43.114 | 43.114 | 43.114 | 43.114 | 43.114 | 43.114 | 43.114 | 43.114 | 43.114 | 43.114 | 43.114 | 43.114 | 43.114 | 0 | 0 | 0 | 0 | 0 | 0 | 0 | 0 | 0 | 0 | 0 | 0 | 0 | 0 | 0 | 0 | 0 | 0 | 0 | 0 | 0 | 0 | 0 | 0 | 0 | 0 | 0 | 0 | 0 | 0 | 0 | 0 | 0 | 0
Residential | Whole House Efficiency | 0 | [5 empty] | 4962387.6724 | [5 empty] | 291006 | 1581429.51 | 1.5371 | 0.3369 | 1.5814 | 1.7968 | 24.8556 | 0.042661 | 0.25585 | 2007866.2096 | 339273.0326 | 5618288.4772 | 4690223.7694 | 197321.8885 | 233975.7178 | 1072316.9195 | 0 | 0 | 0 | 0 | 0 | 5432825.2485 | 5432825.2485 | 5431422.6216 | 5431422.6216 | 5431422.6216 | 5294913.3215 | 3336028.6481 | 3336028.6481 | 3336028.6481 | 3213520.8269 | 2955417.3285 | 2955417.3285 | 2955417.3285 | 2955417.3285 | 2955417.3285 | 2720479.8657 | 2720479.8657 | 2720479.8657 | 2306808.6906 | 2306808.6906 | 201561.6444 | 201561.6444 | 201561.6444 | 201561.6444 | 201561.6444 | 0 | 0 | 0 | 0 | 0 | 0 | 0 | 620.0492 | 620.0492 | 619.613 | 619.613 | 619.613 | 594.955 | 455.5797 | 455.5797 | 455.5797 | 402.5306 | 375.5993 | 375.5993 | 375.5993 | 375.5993 | 375.5993 | 330.203 | 330.203 | 330.203 | 253.7993 | 253.7993 | 11.8686 | 11.8686 | 11.8686 | 11.8686 | 11.8686 | 0 | 0 | 0 | 0 | 0 | 0 | 0 | 11659.9155 | 11659.9155 | 11659.9155 | 11659.9155 | 11659.9155 | 11659.9155 | 11659.9155 | 11659.9155 | 11659.9155 | 10239.6653 | 7313.7872 | 7313.7872 | 7313.7872 | 7313.7872 | 7313.7872 | 6449.1288 | 6449.1288 | 6449.1288 | 6449.1288 | 6449.1288 | 2716.3938 | 2716.3938 | 2716.3938 | 2716.3938 | 2716.3938 | 0 | 0
Residential | Whole House Efficiency | Single Family | [5 empty] | 2069044.1954 |  | 0 |  |  |  | 0 | 1037896.13 | 1.3289 | 0.32139 | 1.3289 | 1.5523 | n/a | 0.051031 | 0.34014 | 935246.2354 | 157216.8378 | 2202605.6616 | 2206230.1955 | 0 | 0 | 703764.2676 | 0 | 0 | 0 | 0 | 0 | 2069044.1954 | 2069044.1954 | 2068004.1383 | 2068004.1383 | 2068004.1383 | 2024870.4803 | 2024870.4803 | 2024870.4803 | 2024870.4803 | 1926063.1782 | 1724608.4629 | 1724608.4629 | 1724608.4629 | 1724608.4629 | 1724608.4629 | 1603968.1905 | 1603968.1905 | 1603968.1905 | 1603968.1905 | 1603968.1905 | 0 | 0 | 0 | 0 | 0 | 0 | 0 | 0 | 0 | 0 | 0 | 0 | 280.2425 | 280.2425 | 279.9107 | 279.9107 | 279.9107 | 273.1479 | 273.1479 | 273.1479 | 273.1479 | 230.6732 | 210.617 | 210.617 | 210.617 | 210.617 | 210.617 | 184.2824 | 184.2824 | 184.2824 | 184.2824 | 184.2824 | 0 | 0 | 0 | 0 | 0 | 0 | 0 | 0 | 0 | 0 | 0 | 0 | 4235.4229 | 4235.4229 | 4235.4229 | 4235.4229 | 4235.4229 | 4235.4229 | 4235.4229 | 4235.4229 | 4235.4229 | 2901.0757 | 180.5223 | 180.5223 | 180.5223 | 180.5223 | 180.5223 | 0 | 0 | 0 | 0 | 0 | 0 | 0 | 0 | 0 | 0 | 0 | 0
Residential | Whole House Efficiency | Multi-Family | [5 empty] | 461990.4072 |  | 0 |  |  |  | 0 | 222177.38 | 1.3439 | 0.3226 | 1.3439 | 1.5724 | n/a | 0.049896 | 0.32609 | 202464.6797 | 34420.2015 | 476159.1786 | 476942.7302 | 0 | 0 | 150651.3962 | 0 | 0 | 0 | 0 | 0 | 461990.4072 | 461990.4072 | 461627.8373 | 461627.8373 | 461627.8373 | 448894.0095 | 448894.0095 | 448894.0095 | 448894.0095 | 425193.4904 | 368544.7072 | 368544.7072 | 368544.7072 | 368544.7072 | 368544.7072 | 324467.8331 | 324467.8331 | 324467.8331 | 324467.8331 | 324467.8331 | 0 | 0 | 0 | 0 | 0 | 0 | 0 | 0 | 0 | 0 | 0 | 0 | 62.6236 | 62.6236 | 62.5193 | 62.5193 | 62.5193 | 60.8201 | 60.8201 | 60.8201 | 60.8201 | 50.2458 | 43.3706 | 43.3706 | 43.3706 | 43.3706 | 43.3706 | 36.6923 | 36.6923 | 36.6923 | 36.6923 | 36.6923 | 0 | 0 | 0 | 0 | 0 | 0 | 0 | 0 | 0 | 0 | 0 | 0 | 302.2801 | 302.2801 | 302.2801 | 302.2801 | 302.2801 | 302.2801 | 302.2801 | 302.2801 | 302.2801 | 216.3771 | 11.0524 | 11.0524 | 11.0524 | 11.0524 | 11.0524 | 0 | 0 | 0 | 0 | 0 | 0 | 0 | 0 | 0 | 0 | 0 | 0
Residential | Whole House Efficiency | Building Shell | [5 empty] | 448592.9833 |  | 0 |  |  |  | 55856 | 77346.37 | 2.2414 | 0.35622 | 2.7471 | 2.578 | 11.0393 | 0.027628 | 0.20134 | 248120.4572 | 37267.9986 | 605213.2771 | 606209.1958 | 37874.1724 | 58254.2024 | 52446.1069 | 0 | 0 | 0 | 0 | 0 | 448592.9833 | 448592.9833 | 448592.9833 | 448592.9833 | 448592.9833 | 448592.9833 | 448592.9833 | 448592.9833 | 448592.9833 | 448592.9833 | 448592.9833 | 448592.9833 | 448592.9833 | 448592.9833 | 448592.9833 | 378372.6671 | 378372.6671 | 378372.6671 | 378372.6671 | 378372.6671 | 201561.6444 | 201561.6444 | 201561.6444 | 201561.6444 | 201561.6444 | 0 | 0 | 0 | 0 | 0 | 0 | 0 | 45.208 | 45.208 | 45.208 | 45.208 | 45.208 | 45.208 | 45.208 | 45.208 | 45.208 | 45.208 | 45.208 | 45.208 | 45.208 | 45.208 | 45.208 | 32.8246 | 32.8246 | 32.8246 | 32.8246 | 32.8246 | 11.8686 | 11.8686 | 11.8686 | 11.8686 | 11.8686 | 0 | 0 | 0 | 0 | 0 | 0 | 0 | 7122.2125 | 7122.2125 | 7122.2125 | 7122.2125 | 7122.2125 | 7122.2125 | 7122.2125 | 7122.2125 | 7122.2125 | 7122.2125 | 7122.2125 | 7122.2125 | 7122.2125 | 7122.2125 | 7122.2125 | 6449.1288 | 6449.1288 | 6449.1288 | 6449.1288 | 6449.1288 | 2716.3938 | 2716.3938 | 2716.3938 | 2716.3938 | 2716.3938 | 0 | 0
Residential | Whole House Efficiency | HVAC | [7 empty] | 1982760.0866 |  |  |  | 235150 | 244009.63 | 1.8232 | 0.36044 | 1.9145 | 2.1467 | 14.1915 | 0.033559 | 0.16386 | 622034.8373 | 110367.9947 | 2334310.3598 | 1400841.648 | 159447.7162 | 175721.5154 | 165455.1487 | 0 | 0 | 0 | 0 | 0 | 2453197.6626 | 2453197.6626 | 2453197.6626 | 2453197.6626 | 2453197.6626 | 2372555.8484 | 413671.175 | 413671.175 | 413671.175 | 413671.175 | 413671.175 | 413671.175 | 413671.175 | 413671.175 | 413671.175 | 413671.175 | 413671.175 | 413671.175 | 0 | 0 | 0 | 0 | 0 | 0 | 0 | 0 | 0 | 0 | 0 | 0 | 0 | 0 | 231.9751 | 231.9751 | 231.9751 | 231.9751 | 231.9751 | 215.779 | 76.4037 | 76.4037 | 76.4037 | 76.4037 | 76.4037 | 76.4037 | 76.4037 | 76.4037 | 76.4037 | 76.4037 | 76.4037 | 76.4037 | 0 | 0 | 0 | 0 | 0 | 0 | 0 | 0 | 0 | 0 | 0 | 0 | 0 | 0 | 0 | 0 | 0 | 0 | 0 | 0 | 0 | 0 | 0 | 0 | 0 | 0 | 0 | 0 | 0 | 0 | 0 | 0 | 0 | 0 | 0 | 0 | 0 | 0 | 0 | 0 | 0
Residential | Residential Home Performance | 0 | [5 empty] | 12425687.0864 |  | 0 |  |  |  | 0 | 626325 | 2.6153 | 0.43074 | 2.6153 | 3.0507 | n/a | 0.026181 | 0.034178 | 1110676.0078 | 184919.8733 | 2080076.2664 | 2153864.7335 | 0 | 0 | 424691.0092 | 0 | 0 | 0 | 0 | 0 | 12425687.0864 | 12425687.0864 | 0 | 0 | 0 | 0 | 0 | 0 | 0 | 0 | 0 | 0 | 0 | 0 | 0 | 0 | 0 | 0 | 0 | 0 | 0 | 0 | 0 | 0 | 0 | 0 | 0 | 0 | 0 | 0 | 0 | 0 | 2518.1646 | 2518.1646 | 0 | 0 | 0 | 0 | 0 | 0 | 0 | 0 | 0 | 0 | 0 | 0 | 0 | 0 | 0 | 0 | 0 | 0 | 0 | 0 | 0 | 0 | 0 | 0 | 0 | 0 | 0 | 0 | 0 | 0 | 0 | 0 | 0 | 0 | 0 | 0 | 0 | 0 | 0 | 0 | 0 | 0 | 0 | 0 | 0 | 0 | 0 | 0 | 0 | 0 | 0 | 0 | 0 | 0 | 0 | 0 | 0
Residential | Targeted Energy Efficiency | 0 | [5 empty] | 695331.2048 | [5 empty] | 0 | 365956.55 | 1.1502 | 0.31316 | 1.1502 | 1.3421 | n/a | 0.059412 | 0.35687 | 285418.0899 | 47613.8168 | 745177.7949 | 663259.6343 | 0 | 0 | 248143.4663 | 0 | 0 | 0 | 0 | 0 | 704218.1175 | 704218.1175 | 704218.1175 | 704218.1175 | 704218.1175 | 692225.5079 | 449926.5487 | 449926.5487 | 449926.5487 | 444270.6866 | 433092.1556 | 433092.1556 | 433092.1556 | 433092.1556 | 433092.1556 | 378125.1421 | 378125.1421 | 378125.1421 | 369238.2294 | 369238.2294 | 319640.2616 | 319640.2616 | 319640.2616 | 319640.2616 | 319640.2616 | 0 | 0 | 0 | 0 | 0 | 0 | 0 | 90.7571 | 90.7571 | 90.7571 | 90.7571 | 90.7571 | 89.3699 | 71.6249 | 71.6249 | 71.6249 | 69.1936 | 68.0807 | 68.0807 | 68.0807 | 68.0807 | 68.0807 | 58.5008 | 58.5008 | 58.5008 | 54.1593 | 54.1593 | 46.6249 | 46.6249 | 46.6249 | 46.6249 | 46.6249 | 0 | 0 | 0 | 0 | 0 | 0 | 0 | 139.3147 | 139.3147 | 139.3147 | 139.3147 | 139.3147 | 139.3147 | 139.3147 | 139.3147 | 139.3147 | 109.0073 | 49.1061 | 49.1061 | 49.1061 | 49.1061 | 49.1061 | 0 | 0 | 0 | 0 | 0 | 0 | 0 | 0 | 0 | 0 | 0 | 0
Residential | Targeted Energy Efficiency | Tier 1 | [5 empty] | 453032.2457 |  | 0 |  |  |  | 0 | 300004.22 | 1.1279 | 0.30884 | 1.1279 | 1.3126 | n/a | 0.061699 | 0.44903 | 229433.8392 | 37586.4032 | 606100.9408 | 539471.6416 | 0 | 0 | 203423.2946 | 0 | 0 | 0 | 0 | 0 | 453032.2457 | 453032.2457 | 453032.2457 | 453032.2457 | 453032.2457 | 441039.636 | 441039.636 | 441039.636 | 441039.636 | 435383.7739 | 424205.2429 | 424205.2429 | 424205.2429 | 424205.2429 | 424205.2429 | 369238.2294 | 369238.2294 | 369238.2294 | 369238.2294 | 369238.2294 | 319640.2616 | 319640.2616 | 319640.2616 | 319640.2616 | 319640.2616 | 0 | 0 | 0 | 0 | 0 | 0 | 0 | 68.6706 | 68.6706 | 68.6706 | 68.6706 | 68.6706 | 67.2834 | 67.2834 | 67.2834 | 67.2834 | 64.8521 | 63.7392 | 63.7392 | 63.7392 | 63.7392 | 63.7392 | 54.1593 | 54.1593 | 54.1593 | 54.1593 | 54.1593 | 46.6249 | 46.6249 | 46.6249 | 46.6249 | 46.6249 | 0 | 0 | 0 | 0 | 0 | 0 | 0 | 139.3147 | 139.3147 | 139.3147 | 139.3147 | 139.3147 | 139.3147 | 139.3147 | 139.3147 | 139.3147 | 109.0073 | 49.1061 | 49.1061 | 49.1061 | 49.1061 | 49.1061 | 0 | 0 | 0 | 0 | 0 | 0 | 0 | 0 | 0 | 0 | 0 | 0
Residential | Targeted Energy Efficiency | Heat Pump | [7 empty] | 242298.9592 |  |  |  | 0 | 65952.33 | 1.2519 | 0.33223 | 1.2519 | 1.4761 | n/a | 0.050842 | 0.18457 | 55984.2507 | 10027.4136 | 139076.8541 | 123787.9927 | 0 | 0 | 44720.1718 | 0 | 0 | 0 | 0 | 0 | 251185.8719 | 251185.8719 | 251185.8719 | 251185.8719 | 251185.8719 | 251185.8719 | 8886.9127 | 8886.9127 | 8886.9127 | 8886.9127 | 8886.9127 | 8886.9127 | 8886.9127 | 8886.9127 | 8886.9127 | 8886.9127 | 8886.9127 | 8886.9127 | 0 | 0 | 0 | 0 | 0 | 0 | 0 | 0 | 0 | 0 | 0 | 0 | 0 | 0 | 22.0865 | 22.0865 | 22.0865 | 22.0865 | 22.0865 | 22.0865 | 4.3415 | 4.3415 | 4.3415 | 4.3415 | 4.3415 | 4.3415 | 4.3415 | 4.3415 | 4.3415 | 4.3415 | 4.3415 | 4.3415 | 0 | 0 | 0 | 0 | 0 | 0 | 0 | 0 | 0 | 0 | 0 | 0 | 0 | 0 | 0 | 0 | 0 | 0 | 0 | 0 | 0 | 0 | 0 | 0 | 0 | 0 | 0 | 0 | 0 | 0 | 0 | 0 | 0 | 0 | 0 | 0 | 0 | 0 | 0 | 0 | 0
Residential | Community Outreach | 0 | [5 empty] | 0 |  | 0 |  |  |  | 0 | 0 | n/a | n/a | n/a | n/a | n/a | 0 | 0 | 0 | 0 | 0 | 0 | 0 | 0 | 0 | 0 | 0 | 0 | 0 | 0 | 0 | 0 | 0 | 0 | 0 | 0 | 0 | 0 | 0 | 0 | 0 | 0 | 0 | 0 | 0 | 0 | 0 | 0 | 0 | 0 | 0 | 0 | 0 | 0 | 0 | 0 | 0 | 0 | 0 | 0 | 0 | 0 | 0 | 0 | 0 | 0 | 0 | 0 | 0 | 0 | 0 | 0 | 0 | 0 | 0 | 0 | 0 | 0 | 0 | 0 | 0 | 0 | 0 | 0 | 0 | 0 | 0 | 0 | 0 | 0 | 0 | 0 | 0 | 0 | 0 | 0 | 0 | 0 | 0 | 0 | 0 | 0 | 0 | 0 | 0 | 0 | 0 | 0 | 0 | 0 | 0 | 0 | 0 | 0 | 0 | 0 | 0 | 0 | 0 | 0 | 0
Residential | Student Energy Education | 0 | [5 empty] | 0 |  | 0 |  |  |  | 0 | 0 | n/a | n/a | n/a | n/a | n/a | 0 | 0 | 0 | 0 | 0 | 0 | 0 | 0 | 0 | 0 | 0 | 0 | 0 | 0 | 0 | 0 | 0 | 0 | 0 | 0 | 0 | 0 | 0 | 0 | 0 | 0 | 0 | 0 | 0 | 0 | 0 | 0 | 0 | 0 | 0 | 0 | 0 | 0 | 0 | 0 | 0 | 0 | 0 | 0 | 0 | 0 | 0 | 0 | 0 | 0 | 0 | 0 | 0 | 0 | 0 | 0 | 0 | 0 | 0 | 0 | 0 | 0 | 0 | 0 | 0 | 0 | 0 | 0 | 0 | 0 | 0 | 0 | 0 | 0 | 0 | 0 | 0 | 0 | 0 | 0 | 0 | 0 | 0 | 0 | 0 | 0 | 0 | 0 | 0 | 0 | 0 | 0 | 0 | 0 | 0 | 0 | 0 | 0 | 0 | 0 | 0 | 0 | 0 | 0 | 0
Commercial | Commercial Total | [6 empty] | 9581612.6497 |  | 0 |  |  |  | 1048712.5 | 1620669.2 | 1.7214 | 0.56434 | 2.0208 | 1.9966 | 9.1344 | 0.03528 | 0.18891 | 3657736.9166 | 584873.2647 | 8660666.9552 | 4671470.0232 | 711098.5032 | 1025984.4049 | 1098924.102 | 0 | 0 | 0 | 0 | 0 | 9581612.6497 | 9581612.6497 | 9581612.6497 | 9581612.6497 | 9581612.6497 | 8664851.5902 | 8664851.5902 | 8664851.5902 | 8570909.6641 | 8570909.6641 | 5222285.9086 | 4448776.6365 | 4333231.0201 | 4333231.0201 | 4333231.0201 | 132103.156 | 116667.9397 | 116667.9397 | 116667.9397 | 116667.9397 | 0 | 0 | 0 | 0 | 0 | 0 | 0 | 0 | 0 | 0 | 0 | 0 | 1665.925 | 1665.925 | 1665.925 | 1665.925 | 1665.925 | 1554.1448 | 1554.1448 | 1554.1448 | 1537.8289 | 1537.8289 | 1032.6468 | 856.3761 | 849.7485 | 849.7485 | 849.7485 | 70.2411 | 68.4557 | 68.4557 | 68.4557 | 68.4557 | 0 | 0 | 0 | 0 | 0 | 0 | 0 | 0 | 0 | 0 | 0 | 0 | 10439.8931 | 10439.8931 | 10439.8931 | 10439.8931 | 10439.8931 | 10439.8931 | 10439.8931 | 10439.8931 | 10439.8931 | 10439.8931 | 10439.8931 | 10439.8931 | 10439.8931 | 10439.8931 | 10439.8931 | 0 | 0 | 0 | 0 | 0 | 0 | 0 | 0 | 0 | 0 | 0 | 0
Commercial | Commercial Incentive Program | 0 | [5 empty] | 4212158.2996 |  | 0 |  |  |  | 504771.35 | 470185.42 | 1.8698 | 0.61339 | 2.7614 | 2.1593 | 7.355 | 0.026666 | 0.15695 | 1825535.7125 | 282621.1635 | 4493621.8787 | 2315040.6515 | 342269.3555 | 657495.9316 | 318817.7393 | 0 | 0 | 0 | 0 | 0 | 4212158.2996 | 4212158.2996 | 4212158.2996 | 4212158.2996 | 4212158.2996 | 4175366.4012 | 4175366.4012 | 4175366.4012 | 4081424.4751 | 4081424.4751 | 3772619.6813 | 2999110.4092 | 2883564.7928 | 2883564.7928 | 2883564.7928 | 132103.156 | 116667.9397 | 116667.9397 | 116667.9397 | 116667.9397 | 0 | 0 | 0 | 0 | 0 | 0 | 0 | 0 | 0 | 0 | 0 | 0 | 799.4293 | 799.4293 | 799.4293 | 799.4293 | 799.4293 | 799.4293 | 799.4293 | 799.4293 | 783.1134 | 783.1134 | 776.7456 | 600.4748 | 593.8472 | 593.8472 | 593.8472 | 70.2411 | 68.4557 | 68.4557 | 68.4557 | 68.4557 | 0 | 0 | 0 | 0 | 0 | 0 | 0 | 0 | 0 | 0 | 0 | 0 | 10439.8931 | 10439.8931 | 10439.8931 | 10439.8931 | 10439.8931 | 10439.8931 | 10439.8931 | 10439.8931 | 10439.8931 | 10439.8931 | 10439.8931 | 10439.8931 | 10439.8931 | 10439.8931 | 10439.8931 | 0 | 0 | 0 | 0 | 0 | 0 | 0 | 0 | 0 | 0 | 0 | 0
Commercial | Commercial Incentive Program | Prescriptive | [5 empty] | 2821858.2563 |  | 0 |  |  |  | 399506 | 425713.86 | 1.5969 | 0.5891 | 2.1834 | 1.837 | 6.7333 | 0.034728 | 0.19829 | 1221720.7081 | 183683.6962 | 2936810.6461 | 1514314.138 | 270892.2785 | 476393.893 | 288662.9926 | 0 | 0 | 0 | 0 | 0 | 2821858.2563 | 2821858.2563 | 2821858.2563 | 2821858.2563 | 2821858.2563 | 2785066.3578 | 2785066.3578 | 2785066.3578 | 2691124.4318 | 2691124.4318 | 2382319.638 | 1608810.3659 | 1493264.7495 | 1493264.7495 | 1493264.7495 | 132103.156 | 116667.9397 | 116667.9397 | 116667.9397 | 116667.9397 | 0 | 0 | 0 | 0 | 0 | 0 | 0 | 0 | 0 | 0 | 0 | 0 | 565.9948 | 565.9948 | 565.9948 | 565.9948 | 565.9948 | 565.9948 | 565.9948 | 565.9948 | 549.6789 | 549.6789 | 543.3111 | 367.0403 | 360.4127 | 360.4127 | 360.4127 | 70.2411 | 68.4557 | 68.4557 | 68.4557 | 68.4557 | 0 | 0 | 0 | 0 | 0 | 0 | 0 | 0 | 0 | 0 | 0 | 0 | 10439.8931 | 10439.8931 | 10439.8931 | 10439.8931 | 10439.8931 | 10439.8931 | 10439.8931 | 10439.8931 | 10439.8931 | 10439.8931 | 10439.8931 | 10439.8931 | 10439.8931 | 10439.8931 | 10439.8931 | 0 | 0 | 0 | 0 | 0 | 0 | 0 | 0 | 0 | 0 | 0 | 0
Commercial | Commercial Incentive Program | Custom | [5 empty] | 1390300.0433 |  | 0 |  |  |  | 105265.35 | 44471.56 | 2.8582 | 0.66923 | 5.9471 | 3.3265 | 8.9904 | 0.011699 | 0.073029 | 603815.0044 | 98937.4673 | 1556811.2326 | 800726.5134 | 71377.077 | 181102.0386 | 30154.7467 | 0 | 0 | 0 | 0 | 0 | 1390300.0433 | 1390300.0433 | 1390300.0433 | 1390300.0433 | 1390300.0433 | 1390300.0433 | 1390300.0433 | 1390300.0433 | 1390300.0433 | 1390300.0433 | 1390300.0433 | 1390300.0433 | 1390300.0433 | 1390300.0433 | 1390300.0433 | 0 | 0 | 0 | 0 | 0 | 0 | 0 | 0 | 0 | 0 | 0 | 0 | 0 | 0 | 0 | 0 | 0 | 233.4345 | 233.4345 | 233.4345 | 233.4345 | 233.4345 | 233.4345 | 233.4345 | 233.4345 | 233.4345 | 233.4345 | 233.4345 | 233.4345 | 233.4345 | 233.4345 | 233.4345 | 0 | 0 | 0 | 0 | 0 | 0 | 0 | 0 | 0 | 0 | 0 | 0 | 0 | 0 | 0 | 0 | 0 | 0 | 0 | 0 | 0 | 0 | 0 | 0 | 0 | 0 | 0 | 0 | 0 | 0 | 0 | 0 | 0 | 0 | 0 | 0 | 0 | 0 | 0 | 0 | 0 | 0 | 0 | 0
Commercial | Express Install | 0 | [5 empty] | 1220504.4275 |  | 0 |  |  |  | 241150 | 403024.6 | 1.1207 | 0.46043 | 1.2014 | 1.3062 | 7.8485 | 0.057331 | 0.35788 | 524760.1804 | 86854.3575 | 1366679.8122 | 702934.7798 | 163516.1248 | 194967.6635 | 273278.129 | 0 | 0 | 0 | 0 | 0 | 1220504.4275 | 1220504.4275 | 1220504.4275 | 1220504.4275 | 1220504.4275 | 1220504.4275 | 1220504.4275 | 1220504.4275 | 1220504.4275 | 1220504.4275 | 1220504.4275 | 1220504.4275 | 1220504.4275 | 1220504.4275 | 1220504.4275 | 0 | 0 | 0 | 0 | 0 | 0 | 0 | 0 | 0 | 0 | 0 | 0 | 0 | 0 | 0 | 0 | 0 | 194.8343 | 194.8343 | 194.8343 | 194.8343 | 194.8343 | 194.8343 | 194.8343 | 194.8343 | 194.8343 | 194.8343 | 194.8343 | 194.8343 | 194.8343 | 194.8343 | 194.8343 | 0 | 0 | 0 | 0 | 0 | 0 | 0 | 0 | 0 | 0 | 0 | 0 | 0 | 0 | 0 | 0 | 0 | 0 | 0 | 0 | 0 | 0 | 0 | 0 | 0 | 0 | 0 | 0 | 0 | 0 | 0 | 0 | 0 | 0 | 0 | 0 | 0 | 0 | 0 | 0 | 0 | 0 | 0 | 0
Commercial | New Construction | 0 | [5 empty] | 229161.7998 |  | 0 |  |  |  | 17350.78 | 45249.72 | 1.5013 | 0.63875 | 2.6248 | 1.721 | 6.1649 | 0.029673 | 0.18523 | 111417.0127 | 16307.7662 | 256607.6767 | 131982.9701 | 11765.0106 | 43532.4025 | 30682.3921 | 0 | 0 | 0 | 0 | 0 | 229161.7998 | 229161.7998 | 229161.7998 | 229161.7998 | 229161.7998 | 229161.7998 | 229161.7998 | 229161.7998 | 229161.7998 | 229161.7998 | 229161.7998 | 229161.7998 | 229161.7998 | 229161.7998 | 229161.7998 | 0 | 0 | 0 | 0 | 0 | 0 | 0 | 0 | 0 | 0 | 0 | 0 | 0 | 0 | 0 | 0 | 0 | 61.067 | 61.067 | 61.067 | 61.067 | 61.067 | 61.067 | 61.067 | 61.067 | 61.067 | 61.067 | 61.067 | 61.067 | 61.067 | 61.067 | 61.067 | 0 | 0 | 0 | 0 | 0 | 0 | 0 | 0 | 0 | 0 | 0 | 0 | 0 | 0 | 0 | 0 | 0 | 0 | 0 | 0 | 0 | 0 | 0 | 0 | 0 | 0 | 0 | 0 | 0 | 0 | 0 | 0 | 0 | 0 | 0 | 0 | 0 | 0 | 0 | 0 | 0 | 0 | 0 | 0
Commercial | School Energy Manager | 0 | [5 empty] | 589797.4942 |  | 0 |  |  |  | 0 | 225750 | 1.1562 | 0.6084 | 1.6172 | 1.3101 | 6.763 | 0.052968 | 0.25954 | 247551.0485 | 32944.9348 | 412719.547 | 253814.0182 | 0 | 61026.1299 | 153073.8759 | 0 | 0 | 0 | 0 | 0 | 589797.4942 | 589797.4942 | 589797.4942 | 589797.4942 | 589797.4942 | 589797.4942 | 589797.4942 | 589797.4942 | 589797.4942 | 589797.4942 | 0 | 0 | 0 | 0 | 0 | 0 | 0 | 0 | 0 | 0 | 0 | 0 | 0 | 0 | 0 | 0 | 0 | 0 | 0 | 0 | 0 | 0 | 215.4144 | 215.4144 | 215.4144 | 215.4144 | 215.4144 | 215.4144 | 215.4144 | 215.4144 | 215.4144 | 215.4144 | 0 | 0 | 0 | 0 | 0 | 0 | 0 | 0 | 0 | 0 | 0 | 0 | 0 | 0 | 0 | 0 | 0 | 0 | 0 | 0 | 0 | 0 | 0 | 0 | 0 | 0 | 0 | 0 | 0 | 0 | 0 | 0 | 0 | 0 | 0 | 0 | 0 | 0 | 0 | 0 | 0 | 0 | 0 | 0 | 0 | 0 | 0 | 0 | 0
Commercial | Bid For Efficiency | 0 | [5 empty] | 2450021.4676 |  | 0 |  |  |  | 185501.23 | 313005.15 | 2.9569 | 0.56112 | 2.3113 | 3.4748 | 35.3998 | 0.028157 | 0.13797 | 781277.8845 | 136853.4087 | 1714438.8712 | 1054344.5836 | 125782.4685 | 51983.9612 | 212238.8106 | 0 | 0 | 0 | 0 | 0 | 2450021.4676 | 2450021.4676 | 2450021.4676 | 2450021.4676 | 2450021.4676 | 2450021.4676 | 2450021.4676 | 2450021.4676 | 2450021.4676 | 2450021.4676 | 0 | 0 | 0 | 0 | 0 | 0 | 0 | 0 | 0 | 0 | 0 | 0 | 0 | 0 | 0 | 0 | 0 | 0 | 0 | 0 | 0 | 0 | 283.3998 | 283.3998 | 283.3998 | 283.3998 | 283.3998 | 283.3998 | 283.3998 | 283.3998 | 283.3998 | 283.3998 | 0 | 0 | 0 | 0 | 0 | 0 | 0 | 0 | 0 | 0 | 0 | 0 | 0 | 0 | 0 | 0 | 0 | 0 | 0 | 0 | 0 | 0 | 0 | 0 | 0 | 0 | 0 | 0 | 0 | 0 | 0 | 0 | 0 | 0 | 0 | 0 | 0 | 0 | 0 | 0 | 0 | 0 | 0 | 0 | 0 | 0 | 0 | 0 | 0
Commercial | Retrocommissioning | 0 | [5 empty] | 879969.161 |  | 0 |  |  |  | 99939.14 | 163454.31 | 1.3081 | 0.42657 | 0.93615 | 1.5373 | 28.5284 | 0.069509 | 0.20296 | 167195.078 | 29291.6339 | 416599.1694 | 213353.0201 | 67765.5438 | 16978.3161 | 110833.1551 | 0 | 0 | 0 | 0 | 0 | 879969.161 | 879969.161 | 879969.161 | 879969.161 | 879969.161 | 0 | 0 | 0 | 0 | 0 | 0 | 0 | 0 | 0 | 0 | 0 | 0 | 0 | 0 | 0 | 0 | 0 | 0 | 0 | 0 | 0 | 0 | 0 | 0 | 0 | 0 | 0 | 111.7802 | 111.7802 | 111.7802 | 111.7802 | 111.7802 | 0 | 0 | 0 | 0 | 0 | 0 | 0 | 0 | 0 | 0 | 0 | 0 | 0 | 0 | 0 | 0 | 0 | 0 | 0 | 0 | 0 | 0 | 0 | 0 | 0 | 0 | 0 | 0 | 0 | 0 | 0 | 0 | 0 | 0 | 0 | 0 | 0 | 0 | 0 | 0 | 0 | 0 | 0 | 0 | 0 | 0 | 0 | 0 | 0 | 0 | 0 | 0 | 0 | 0
Commercial | Continuous Energy Management | 0 | [5 empty] | 0 |  | 0 |  |  |  | 0 | 0 | n/a | n/a | n/a | n/a | n/a | 0 | 0 | 0 | 0 | 0 | 0 | 0 | 0 | 0 | 0 | 0 | 0 | 0 | 0 | 0 | 0 | 0 | 0 | 0 | 0 | 0 | 0 | 0 | 0 | 0 | 0 | 0 | 0 | 0 | 0 | 0 | 0 | 0 | 0 | 0 | 0 | 0 | 0 | 0 | 0 | 0 | 0 | 0 | 0 | 0 | 0 | 0 | 0 | 0 | 0 | 0 | 0 | 0 | 0 | 0 | 0 | 0 | 0 | 0 | 0 | 0 | 0 | 0 | 0 | 0 | 0 | 0 | 0 | 0 | 0 | 0 | 0 | 0 | 0 | 0 | 0 | 0 | 0 | 0 | 0 | 0 | 0 | 0 | 0 | 0 | 0 | 0 | 0 | 0 | 0 | 0 | 0 | 0 | 0 | 0 | 0 | 0 | 0 | 0 | 0 | 0 | 0 | 0 | 0 | 0
Industrial | Industrial Total | [6 empty] | 879969.161 |  | 0 |  |  |  | 0 | 0 | n/a | n/a | n/a | n/a | n/a | 0 | 0 | 0 | 0 | 0 | 0 | 0 | 0 | 0 | 0 | 0 | 0 | 0 | 0 | 0 | 0 | 0 | 0 | 0 | 0 | 0 | 0 | 0 | 0 | 0 | 0 | 0 | 0 | 0 | 0 | 0 | 0 | 0 | 0 | 0 | 0 | 0 | 0 | 0 | 0 | 0 | 0 | 0 | 0 | 0 | 0 | 0 | 0 | 0 | 0 | 0 | 0 | 0 | 0 | 0 | 0 | 0 | 0 | 0 | 0 | 0 | 0 | 0 | 0 | 0 | 0 | 0 | 0 | 0 | 0 | 0 | 0 | 0 | 0 | 0 | 0 | 0 | 0 | 0 | 0 | 0 | 0 | 0 | 0 | 0 | 0 | 0 | 0 | 0 | 0 | 0 | 0 | 0 | 0 | 0 | 0 | 0 | 0 | 0 | 0 | 0 | 0 | 0 | 0 | 0
Industrial | Retrocommissioning | 0 | [5 empty] | 879969.161 |  | 0 |  |  |  | 0 | 0 | n/a | n/a | n/a | n/a | n/a | 0 | 0 | 0 | 0 | 0 | 0 | 0 | 0 | 0 | 0 | 0 | 0 | 0 | 0 | 0 | 0 | 0 | 0 | 0 | 0 | 0 | 0 | 0 | 0 | 0 | 0 | 0 | 0 | 0 | 0 | 0 | 0 | 0 | 0 | 0 | 0 | 0 | 0 | 0 | 0 | 0 | 0 | 0 | 0 | 0 | 0 | 0 | 0 | 0 | 0 | 0 | 0 | 0 | 0 | 0 | 0 | 0 | 0 | 0 | 0 | 0 | 0 | 0 | 0 | 0 | 0 | 0 | 0 | 0 | 0 | 0 | 0 | 0 | 0 | 0 | 0 | 0 | 0 | 0 | 0 | 0 | 0 | 0 | 0 | 0 | 0 | 0 | 0 | 0 | 0 | 0 | 0 | 0 | 0 | 0 | 0 | 0 | 0 | 0 | 0 | 0 | 0 | 0 | 0 | 0
Industrial | Continuous Energy Management | 0 | [5 empty] | 0 |  | 0 |  |  |  | 0 | 0 | n/a | n/a | n/a | n/a | n/a | 0 | 0 | 0 | 0 | 0 | 0 | 0 | 0 | 0 | 0 | 0 | 0 | 0 | 0 | 0 | 0 | 0 | 0 | 0 | 0 | 0 | 0 | 0 | 0 | 0 | 0 | 0 | 0 | 0 | 0 | 0 | 0 | 0 | 0 | 0 | 0 | 0 | 0 | 0 | 0 | 0 | 0 | 0 | 0 | 0 | 0 | 0 | 0 | 0 | 0 | 0 | 0 | 0 | 0 | 0 | 0 | 0 | 0 | 0 | 0 | 0 | 0 | 0 | 0 | 0 | 0 | 0 | 0 | 0 | 0 | 0 | 0 | 0 | 0 | 0 | 0 | 0 | 0 | 0 | 0 | 0 | 0 | 0 | 0 | 0 | 0 | 0 | 0 | 0 | 0 | 0 | 0 | 0 | 0 | 0 | 0 | 0 | 0 | 0 | 0 | 0 | 0 | 0 | 0 | 0
n/a | General Marketing & Education | [6 empty] | 0 |  | 0 |  |  |  | 0 | 150000 | 0 | 0 | 0 | 0 | n/a | 0 | 0 | 0 | 0 | 0 | 0 | 0 | 0 | 101710.2166 | 0 | 0 | 0 | 0 | 0 | 0 | 0 | 0 | 0 | 0 | 0 | 0 | 0 | 0 | 0 | 0 | 0 | 0 | 0 | 0 | 0 | 0 | 0 | 0 | 0 | 0 | 0 | 0 | 0 | 0 | 0 | 0 | 0 | 0 | 0 | 0 | 0 | 0 | 0 | 0 | 0 | 0 | 0 | 0 | 0 | 0 | 0 | 0 | 0 | 0 | 0 | 0 | 0 | 0 | 0 | 0 | 0 | 0 | 0 | 0 | 0 | 0 | 0 | 0 | 0 | 0 | 0 | 0 | 0 | 0 | 0 | 0 | 0 | 0 | 0 | 0 | 0 | 0 | 0 | 0 | 0 | 0 | 0 | 0 | 0 | 0 | 0 | 0 | 0 | 0 | 0 | 0 | 0 | 0 | 0 | 0
Residential | Residential Efficient Products | Lighting | Standard CFL | 5 | 0 | 79% | 0 | 0 | 0 | 0 | 0 | 0 | 0 | 0 | 0 | n/a | n/a | n/a | n/a | n/a | 0 | 0 | 0 | 0 | 0 | 0 | 0 | 0 | 0 | 0 | 0 | 0 | 0 | 0 | 0 | 0 | 0 | 0 | 0 | 0 | 0 | 0 | 0 | 0 | 0 | 0 | 0 | 0 | 0 | 0 | 0 | 0 | 0 | 0 | 0 | 0 | 0 | 0 | 0 | 0 | 0 | 0 | 0 | 0 | 0 | 0 | 0 | 0 | 0 | 0 | 0 | 0 | 0 | 0 | 0 | 0 | 0 | 0 | 0 | 0 | 0 | 0 | 0 | 0 | 0 | 0 | 0 | 0 | 0 | 0 | 0 | 0 | 0 | 0 | 0 | 0 | 0 | 0 | 0 | 0 | 0 | 0 | 0 | 0 | 0 | 0 | 0 | 0 | 0 | 0 | 0 | 0 | 0 | 0 | 0 | 0 | 0 | 0 | 0 | 0 | 0 | 0 | 0 | 0 | 0
Residential | Residential Efficient Products | Lighting | LED | 15 | 0 | 79% | -2270.5792 | 327290.6931 | 33.7292 | 0 | 0 | 13904 | 0 | 132000 | 68277 | 4.1269 | 0.53594 | 1.6934 | 4.5449 | 46.7626 | 0.06647 | 0.41493 | 229969.5812 | 23290.8806 | 351365.9862 | 293291.7857 | 89504.9906 | 9427.859 | 46296.4564 | 0 | 0 | 0 | 0 | 0 | 327290.6931 | 327290.6931 | 327290.6931 | 327290.6931 | 327290.6931 | 327290.6931 | 327290.6931 | 327290.6931 | 327290.6931 | 327290.6931 | 327290.6931 | 327290.6931 | 327290.6931 | 327290.6931 | 327290.6931 | 0 | 0 | 0 | 0 | 0 | 0 | 0 | 0 | 0 | 0 | 0 | 0 | 0 | 0 | 0 | 0 | 0 | 33.7292 | 33.7292 | 33.7292 | 33.7292 | 33.7292 | 33.7292 | 33.7292 | 33.7292 | 33.7292 | 33.7292 | 33.7292 | 33.7292 | 33.7292 | 33.7292 | 33.7292 | 0 | 0 | 0 | 0 | 0 | 0 | 0 | 0 | 0 | 0 | 0 | 0 | 0 | 0 | 0 | 0 | 0 | -2270.5792 | -2270.5792 | -2270.5792 | -2270.5792 | -2270.5792 | -2270.5792 | -2270.5792 | -2270.5792 | -2270.5792 | -2270.5792 | -2270.5792 | -2270.5792 | -2270.5792 | -2270.5792 | -2270.5792 | 0 | 0 | 0 | 0 | 0 | 0 | 0 | 0 | 0 | 0 | 0 | 0
Residential | Residential Efficient Products | Lighting | Specialty LED | 15 | 0 | 79% | -1794.9243 | 258727.8206 | 29.2922 | 0 | 0 | 82160 | 0 | 40000 | 13550 | 1.8032 | 0.4364 | 3.2229 | 2.0869 | 5.4727 | 0.022482 | 0.14034 | 117024.8032 | 18411.7633 | 277759.6729 | 231851.214 | 27122.7244 | 55710.0759 | 9187.8229 | 0 | 0 | 0 | 0 | 0 | 258727.8206 | 258727.8206 | 258727.8206 | 258727.8206 | 258727.8206 | 258727.8206 | 258727.8206 | 258727.8206 | 258727.8206 | 258727.8206 | 258727.8206 | 258727.8206 | 258727.8206 | 258727.8206 | 258727.8206 | 0 | 0 | 0 | 0 | 0 | 0 | 0 | 0 | 0 | 0 | 0 | 0 | 0 | 0 | 0 | 0 | 0 | 29.2922 | 29.2922 | 29.2922 | 29.2922 | 29.2922 | 29.2922 | 29.2922 | 29.2922 | 29.2922 | 29.2922 | 29.2922 | 29.2922 | 29.2922 | 29.2922 | 29.2922 | 0 | 0 | 0 | 0 | 0 | 0 | 0 | 0 | 0 | 0 | 0 | 0 | 0 | 0 | 0 | 0 | 0 | -1794.9243 | -1794.9243 | -1794.9243 | -1794.9243 | -1794.9243 | -1794.9243 | -1794.9243 | -1794.9243 | -1794.9243 | -1794.9243 | -1794.9243 | -1794.9243 | -1794.9243 | -1794.9243 | -1794.9243 | 0 | 0 | 0 | 0 | 0 | 0 | 0 | 0 | 0 | 0 | 0 | 0
Residential | Residential Efficient Products | Appliance | ENERGY STAR Clothes Washer | 14 | 0 | 79% | 412.7502 | 77004.0745 | 10.051 | 0 | 0 | 42620.5 | 0 | 41500 | 22555.25 | 0.7339 | 0.27667 | 0.74674 | 0.85336 | 4.0328 | 0.093791 | 0.56405 | 32433.634 | 5279.2498 | 88407.7477 | 73795.6069 | 28139.8266 | 28899.6019 | 15293.9957 | 0 | 0 | 0 | 0 | 0 | 77004.0745 | 77004.0745 | 77004.0745 | 77004.0745 | 77004.0745 | 77004.0745 | 77004.0745 | 77004.0745 | 77004.0745 | 77004.0745 | 77004.0745 | 77004.0745 | 77004.0745 | 77004.0745 | 0 | 0 | 0 | 0 | 0 | 0 | 0 | 0 | 0 | 0 | 0 | 0 | 0 | 0 | 0 | 0 | 0 | 0 | 10.051 | 10.051 | 10.051 | 10.051 | 10.051 | 10.051 | 10.051 | 10.051 | 10.051 | 10.051 | 10.051 | 10.051 | 10.051 | 10.051 | 0 | 0 | 0 | 0 | 0 | 0 | 0 | 0 | 0 | 0 | 0 | 0 | 0 | 0 | 0 | 0 | 0 | 0 | 412.7502 | 412.7502 | 412.7502 | 412.7502 | 412.7502 | 412.7502 | 412.7502 | 412.7502 | 412.7502 | 412.7502 | 412.7502 | 412.7502 | 412.7502 | 412.7502 | 0 | 0 | 0 | 0 | 0 | 0 | 0 | 0 | 0 | 0 | 0 | 0 | 0
Residential | Residential Efficient Products | Appliance | ENERGY STAR Dehumidifier | 12 | 0 | 79% | 0 | 30924.1649 | 7.1568 | 0 | 0 | 10902 | 0 | 5750 | 5660.88 | 1.133 | 0.38479 | 1.6445 | 1.3056 | 4.6324 | 0.045491 | 0.2502 | 12723.9664 | 1938.9596 | 30345.3756 | 25329.8547 | 3898.8916 | 7392.2985 | 3838.4622 | 0 | 0 | 0 | 0 | 0 | 30924.1649 | 30924.1649 | 30924.1649 | 30924.1649 | 30924.1649 | 30924.1649 | 30924.1649 | 30924.1649 | 30924.1649 | 30924.1649 | 30924.1649 | 30924.1649 | 0 | 0 | 0 | 0 | 0 | 0 | 0 | 0 | 0 | 0 | 0 | 0 | 0 | 0 | 0 | 0 | 0 | 0 | 0 | 0 | 7.1568 | 7.1568 | 7.1568 | 7.1568 | 7.1568 | 7.1568 | 7.1568 | 7.1568 | 7.1568 | 7.1568 | 7.1568 | 7.1568 | 0 | 0 | 0 | 0 | 0 | 0 | 0 | 0 | 0 | 0 | 0 | 0 | 0 | 0 | 0 | 0 | 0 | 0 | 0 | 0 | 0 | 0 | 0 | 0 | 0 | 0 | 0 | 0 | 0 | 0 | 0 | 0 | 0 | 0 | 0 | 0 | 0 | 0 | 0 | 0 | 0 | 0 | 0 | 0 | 0 | 0 | 0
Residential | Appliance Recycling | 0 | Refrigerator Recycle | 8 | 0 | 70% | 0 | 300429.4828 | 37.5663 | 0 | 0 | 41580 | 0 | 24750 |  | 2.9383 | 0.4209 | 4.9363 | 3.4483 | 9.229 | 0.013304 | 0.055861 | 82842.422 | 14380.1222 | 243421.3737 | 180040.3464 | 16782.1857 | 28194.072 |  | 0 | 0 | 0 | 0 | 0 | 300429.4828 | 300429.4828 | 300429.4828 | 300429.4828 | 300429.4828 | 300429.4828 | 300429.4828 | 300429.4828 | 0 | 0 | 0 | 0 | 0 | 0 | 0 | 0 | 0 | 0 | 0 | 0 | 0 | 0 | 0 | 0 | 0 | 0 | 0 | 0 | 0 | 0 | 0 | 0 | 37.5663 | 37.5663 | 37.5663 | 37.5663 | 37.5663 | 37.5663 | 37.5663 | 37.5663 | 0 | 0 | 0 | 0 | 0 | 0 | 0 | 0 | 0 | 0 | 0 | 0 | 0 | 0 | 0 | 0 | 0 | 0 | 0 | 0 | 0 | 0 | 0 | 0 | 0 | 0 | 0 | 0 | 0 | 0 | 0 | 0 | 0 | 0 | 0 | 0 | 0 | 0 | 0 | 0 | 0 | 0 | 0 | 0 | 0 | 0 | 0 | 0 | 0 | 0 | 0
Residential | Appliance Recycling | 0 | Freezer Recycle | 8 | 0 | 70% | 0 | 75695.2148 | 9.001 | 0 | 0 | 11760 | 0 | 7000 |  | 2.5978 | 0.41339 | 4.3642 | 3.0521 | 8.2866 | 0.014934 | 0.062705 | 20714.7119 | 3623.1678 | 61331.641 | 45362.3678 | 4746.4768 | 7974.081 |  | 0 | 0 | 0 | 0 | 0 | 75695.2148 | 75695.2148 | 75695.2148 | 75695.2148 | 75695.2148 | 75695.2148 | 75695.2148 | 75695.2148 | 0 | 0 | 0 | 0 | 0 | 0 | 0 | 0 | 0 | 0 | 0 | 0 | 0 | 0 | 0 | 0 | 0 | 0 | 0 | 0 | 0 | 0 | 0 | 0 | 9.001 | 9.001 | 9.001 | 9.001 | 9.001 | 9.001 | 9.001 | 9.001 | 0 | 0 | 0 | 0 | 0 | 0 | 0 | 0 | 0 | 0 | 0 | 0 | 0 | 0 | 0 | 0 | 0 | 0 | 0 | 0 | 0 | 0 | 0 | 0 | 0 | 0 | 0 | 0 | 0 | 0 | 0 | 0 | 0 | 0 | 0 | 0 | 0 | 0 | 0 | 0 | 0 | 0 | 0 | 0 | 0 | 0 | 0 | 0 | 0 | 0 | 0
Residential | New Manufactured Homes | Tier 1 | Efficient Heat Pump (SEER 15, EER 12.5, HSPF 8.5) | 18 | 0 | 64.91% | 0 | 41085.7983 | 20.0714 | 0 | 0 | 35588.5377 | 0 | 48000 |  | 1.1315 | 0.35583 | 0.8389 | 1.264 | 4.0186 | 0.11598 | 0.79218 | 27303.7529 | 3199.1596 | 64426.3597 | 44185.1994 | 32547.2693 | 24131.4525 |  | 0 | 0 | 0 | 0 | 0 | 41085.7983 | 41085.7983 | 41085.7983 | 41085.7983 | 41085.7983 | 41085.7983 | 41085.7983 | 41085.7983 | 41085.7983 | 41085.7983 | 41085.7983 | 41085.7983 | 41085.7983 | 41085.7983 | 41085.7983 | 41085.7983 | 41085.7983 | 41085.7983 | 0 | 0 | 0 | 0 | 0 | 0 | 0 | 0 | 0 | 0 | 0 | 0 | 0 | 0 | 20.0714 | 20.0714 | 20.0714 | 20.0714 | 20.0714 | 20.0714 | 20.0714 | 20.0714 | 20.0714 | 20.0714 | 20.0714 | 20.0714 | 20.0714 | 20.0714 | 20.0714 | 20.0714 | 20.0714 | 20.0714 | 0 | 0 | 0 | 0 | 0 | 0 | 0 | 0 | 0 | 0 | 0 | 0 | 0 | 0 | 0 | 0 | 0 | 0 | 0 | 0 | 0 | 0 | 0 | 0 | 0 | 0 | 0 | 0 | 0 | 0 | 0 | 0 | 0 | 0 | 0 | 0 | 0 | 0 | 0 | 0 | 0
Residential | New Manufactured Homes | Tier 1 | Attic Insulation R-38 (ASHP) | 25 | 0 | 64.91% | 0 | 151645.9182 | 92.6827 | 0 | 0 | 34894.6941 | 0 | 6000 |  | 5.4974 | 0.65107 | 31.9715 | 6.0651 | 12.2327 | 0.0034529 | 0.026828 | 130073.252 | 13432.3344 | 285370.2925 | 195714.0422 | 4068.4087 | 23660.9793 |  | 0 | 0 | 0 | 0 | 0 | 151645.9182 | 151645.9182 | 151645.9182 | 151645.9182 | 151645.9182 | 151645.9182 | 151645.9182 | 151645.9182 | 151645.9182 | 151645.9182 | 151645.9182 | 151645.9182 | 151645.9182 | 151645.9182 | 151645.9182 | 151645.9182 | 151645.9182 | 151645.9182 | 151645.9182 | 151645.9182 | 151645.9182 | 151645.9182 | 151645.9182 | 151645.9182 | 151645.9182 | 0 | 0 | 0 | 0 | 0 | 0 | 0 | 92.6827 | 92.6827 | 92.6827 | 92.6827 | 92.6827 | 92.6827 | 92.6827 | 92.6827 | 92.6827 | 92.6827 | 92.6827 | 92.6827 | 92.6827 | 92.6827 | 92.6827 | 92.6827 | 92.6827 | 92.6827 | 92.6827 | 92.6827 | 92.6827 | 92.6827 | 92.6827 | 92.6827 | 92.6827 | 0 | 0 | 0 | 0 | 0 | 0 | 0 | 0 | 0 | 0 | 0 | 0 | 0 | 0 | 0 | 0 | 0 | 0 | 0 | 0 | 0 | 0 | 0 | 0 | 0 | 0 | 0 | 0 | 0 | 0 | 0 | 0 | 0 | 0
Residential | New Manufactured Homes | Tier 2 | Energy Star Manufactured Home | 25 | 0 | 64.91% | 0 | 180646.2693 | 43.114 | 0 | 0 | 53611.2578 | 0 | 72000 |  | 2.9953 | 0.38618 | 2.2303 | 3.4355 | 10.6944 | 0.034783 | 0.27026 | 108886.9935 | 16001.0973 | 339943.7276 | 233141.8609 | 48820.9039 | 36352.0842 |  | 0 | 0 | 0 | 0 | 0 | 180646.2693 | 180646.2693 | 180646.2693 | 180646.2693 | 180646.2693 | 180646.2693 | 180646.2693 | 180646.2693 | 180646.2693 | 180646.2693 | 180646.2693 | 180646.2693 | 180646.2693 | 180646.2693 | 180646.2693 | 180646.2693 | 180646.2693 | 180646.2693 | 180646.2693 | 180646.2693 | 180646.2693 | 180646.2693 | 180646.2693 | 180646.2693 | 180646.2693 | 0 | 0 | 0 | 0 | 0 | 0 | 0 | 43.114 | 43.114 | 43.114 | 43.114 | 43.114 | 43.114 | 43.114 | 43.114 | 43.114 | 43.114 | 43.114 | 43.114 | 43.114 | 43.114 | 43.114 | 43.114 | 43.114 | 43.114 | 43.114 | 43.114 | 43.114 | 43.114 | 43.114 | 43.114 | 43.114 | 0 | 0 | 0 | 0 | 0 | 0 | 0 | 0 | 0 | 0 | 0 | 0 | 0 | 0 | 0 | 0 | 0 | 0 | 0 | 0 | 0 | 0 | 0 | 0 | 0 | 0 | 0 | 0 | 0 | 0 | 0 | 0 | 0 | 0
Residential | Whole House Efficiency | Single Family | Standard CFL | 5 | 0 | 94.8% | 0 | 0 | 0 | 0 | 0 | 0 | 0 | 0 |  | n/a | n/a | n/a | n/a | n/a | 0 | 0 | 0 | 0 | 0 | 0 | 0 | 0 |  | 0 | 0 | 0 | 0 | 0 | 0 | 0 | 0 | 0 | 0 | 0 | 0 | 0 | 0 | 0 | 0 | 0 | 0 | 0 | 0 | 0 | 0 | 0 | 0 | 0 | 0 | 0 | 0 | 0 | 0 | 0 | 0 | 0 | 0 | 0 | 0 | 0 | 0 | 0 | 0 | 0 | 0 | 0 | 0 | 0 | 0 | 0 | 0 | 0 | 0 | 0 | 0 | 0 | 0 | 0 | 0 | 0 | 0 | 0 | 0 | 0 | 0 | 0 | 0 | 0 | 0 | 0 | 0 | 0 | 0 | 0 | 0 | 0 | 0 | 0 | 0 | 0 | 0 | 0 | 0 | 0 | 0 | 0 | 0 | 0 | 0 | 0 | 0 | 0 | 0 | 0 | 0 | 0 | 0 | 0 | 0
Residential | Whole House Efficiency | Single Family | LED | 15 | 0 | 94.8% | 0 | 0 | 0 | 0 | 0 | 0 | 0 | 0 |  | n/a | n/a | n/a | n/a | n/a | 0 | 0 | 0 | 0 | 0 | 0 | 0 | 0 |  | 0 | 0 | 0 | 0 | 0 | 0 | 0 | 0 | 0 | 0 | 0 | 0 | 0 | 0 | 0 | 0 | 0 | 0 | 0 | 0 | 0 | 0 | 0 | 0 | 0 | 0 | 0 | 0 | 0 | 0 | 0 | 0 | 0 | 0 | 0 | 0 | 0 | 0 | 0 | 0 | 0 | 0 | 0 | 0 | 0 | 0 | 0 | 0 | 0 | 0 | 0 | 0 | 0 | 0 | 0 | 0 | 0 | 0 | 0 | 0 | 0 | 0 | 0 | 0 | 0 | 0 | 0 | 0 | 0 | 0 | 0 | 0 | 0 | 0 | 0 | 0 | 0 | 0 | 0 | 0 | 0 | 0 | 0 | 0 | 0 | 0 | 0 | 0 | 0 | 0 | 0 | 0 | 0 | 0 | 0 | 0
Residential | Whole House Efficiency | Single Family | Pipe Insulated (Electric DHW) | 15 | 0 | 94.8% | 0 | 13492.5501 | 1.5607 | 0 | 0 | 0 | 0 | 0 |  | n/a | 0.42509 | n/a | n/a | n/a | 0 | 0 | 5488.9492 | 960.1659 | 12891.3113 | 12912.5248 | 0 | 0 |  | 0 | 0 | 0 | 0 | 0 | 13492.5501 | 13492.5501 | 13492.5501 | 13492.5501 | 13492.5501 | 13492.5501 | 13492.5501 | 13492.5501 | 13492.5501 | 13492.5501 | 13492.5501 | 13492.5501 | 13492.5501 | 13492.5501 | 13492.5501 | 0 | 0 | 0 | 0 | 0 | 0 | 0 | 0 | 0 | 0 | 0 | 0 | 0 | 0 | 0 | 0 | 0 | 1.5607 | 1.5607 | 1.5607 | 1.5607 | 1.5607 | 1.5607 | 1.5607 | 1.5607 | 1.5607 | 1.5607 | 1.5607 | 1.5607 | 1.5607 | 1.5607 | 1.5607 | 0 | 0 | 0 | 0 | 0 | 0 | 0 | 0 | 0 | 0 | 0 | 0 | 0 | 0 | 0 | 0 | 0 | 0 | 0 | 0 | 0 | 0 | 0 | 0 | 0 | 0 | 0 | 0 | 0 | 0 | 0 | 0 | 0 | 0 | 0 | 0 | 0 | 0 | 0 | 0 | 0 | 0 | 0 | 0
Residential | Whole House Efficiency | Single Family | Pipe Insulated (Natural Gas DHW) | 15 | 0 | 94.8% | 180.5223 | 0 | 0 | 0 | 0 | 0 | 0 | 0 |  | n/a | 0.48588 | n/a | n/a | n/a | 0 | 0 | 769.8539 | 0 | 1581.8637 | 1584.4668 | 0 | 0 |  | 0 | 0 | 0 | 0 | 0 | 0 | 0 | 0 | 0 | 0 | 0 | 0 | 0 | 0 | 0 | 0 | 0 | 0 | 0 | 0 | 0 | 0 | 0 | 0 | 0 | 0 | 0 | 0 | 0 | 0 | 0 | 0 | 0 | 0 | 0 | 0 | 0 | 0 | 0 | 0 | 0 | 0 | 0 | 0 | 0 | 0 | 0 | 0 | 0 | 0 | 0 | 0 | 0 | 0 | 0 | 0 | 0 | 0 | 0 | 0 | 0 | 0 | 0 | 0 | 0 | 0 | 0 | 0 | 0 | 180.5223 | 180.5223 | 180.5223 | 180.5223 | 180.5223 | 180.5223 | 180.5223 | 180.5223 | 180.5223 | 180.5223 | 180.5223 | 180.5223 | 180.5223 | 180.5223 | 180.5223 | 0 | 0 | 0 | 0 | 0 | 0 | 0 | 0 | 0 | 0 | 0 | 0
Residential | Whole House Efficiency | Single Family | Water Heater Tank Wrap (Electric DHW) | 5 | 0 | 94.8% | 0 | 27853.3852 | 3.2219 | 0 | 0 | 0 | 0 | 0 |  | n/a | 0.4657 | n/a | n/a | n/a | 0 | 0 | 5220.7764 | 927.1588 | 11192.2877 | 11210.7054 | 0 | 0 |  | 0 | 0 | 0 | 0 | 0 | 27853.3852 | 27853.3852 | 27853.3852 | 27853.3852 | 27853.3852 | 0 | 0 | 0 | 0 | 0 | 0 | 0 | 0 | 0 | 0 | 0 | 0 | 0 | 0 | 0 | 0 | 0 | 0 | 0 | 0 | 0 | 0 | 0 | 0 | 0 | 0 | 0 | 3.2219 | 3.2219 | 3.2219 | 3.2219 | 3.2219 | 0 | 0 | 0 | 0 | 0 | 0 | 0 | 0 | 0 | 0 | 0 | 0 | 0 | 0 | 0 | 0 | 0 | 0 | 0 | 0 | 0 | 0 | 0 | 0 | 0 | 0 | 0 | 0 | 0 | 0 | 0 | 0 | 0 | 0 | 0 | 0 | 0 | 0 | 0 | 0 | 0 | 0 | 0 | 0 | 0 | 0 | 0 | 0 | 0 | 0 | 0 | 0 | 0 | 0
Residential | Whole House Efficiency | Single Family | Low Flow Faucet Aerator - Single Family (Electric DHW) | 9 | 0 | 94.8% | 0 | 98807.3022 | 42.4747 | 0 | 0 | 0 | 0 | 0 |  | n/a | 0.62885 | n/a | n/a | n/a | 0 | 0 | 40914.7224 | 5139.6413 | 64955.8935 | 65062.7828 | 0 | 0 |  | 0 | 0 | 0 | 0 | 0 | 98807.3022 | 98807.3022 | 98807.3022 | 98807.3022 | 98807.3022 | 98807.3022 | 98807.3022 | 98807.3022 | 98807.3022 | 0 | 0 | 0 | 0 | 0 | 0 | 0 | 0 | 0 | 0 | 0 | 0 | 0 | 0 | 0 | 0 | 0 | 0 | 0 | 0 | 0 | 0 | 0 | 42.4747 | 42.4747 | 42.4747 | 42.4747 | 42.4747 | 42.4747 | 42.4747 | 42.4747 | 42.4747 | 0 | 0 | 0 | 0 | 0 | 0 | 0 | 0 | 0 | 0 | 0 | 0 | 0 | 0 | 0 | 0 | 0 | 0 | 0 | 0 | 0 | 0 | 0 | 0 | 0 | 0 | 0 | 0 | 0 | 0 | 0 | 0 | 0 | 0 | 0 | 0 | 0 | 0 | 0 | 0 | 0 | 0 | 0 | 0 | 0 | 0 | 0 | 0 | 0 | 0
Residential | Whole House Efficiency | Single Family | Low Flow Faucet Aerator - Single Family (Natural Gas DHW) | 9 | 0 | 94.8% | 1334.3472 | 0 | 0 | 0 | 0 | 0 | 0 | 0 |  | n/a | 0.48588 | n/a | n/a | n/a | 0 | 0 | 3959.8939 | 0 | 8136.6248 | 8150.0141 | 0 | 0 |  | 0 | 0 | 0 | 0 | 0 | 0 | 0 | 0 | 0 | 0 | 0 | 0 | 0 | 0 | 0 | 0 | 0 | 0 | 0 | 0 | 0 | 0 | 0 | 0 | 0 | 0 | 0 | 0 | 0 | 0 | 0 | 0 | 0 | 0 | 0 | 0 | 0 | 0 | 0 | 0 | 0 | 0 | 0 | 0 | 0 | 0 | 0 | 0 | 0 | 0 | 0 | 0 | 0 | 0 | 0 | 0 | 0 | 0 | 0 | 0 | 0 | 0 | 0 | 0 | 0 | 0 | 0 | 0 | 0 | 1334.3472 | 1334.3472 | 1334.3472 | 1334.3472 | 1334.3472 | 1334.3472 | 1334.3472 | 1334.3472 | 1334.3472 | 0 | 0 | 0 | 0 | 0 | 0 | 0 | 0 | 0 | 0 | 0 | 0 | 0 | 0 | 0 | 0 | 0 | 0
Residential | Whole House Efficiency | Single Family | Low Flow Showerhead - Single Family (Electric DHW) | 10 | 0 | 94.8% | 0 | 201454.7152 | 20.0562 | 0 | 0 | 0 | 0 | 0 |  | n/a | 0.43703 | n/a | n/a | n/a | 0 | 0 | 62929.3308 | 11252.8665 | 143755.0429 | 143991.6013 | 0 | 0 |  | 0 | 0 | 0 | 0 | 0 | 201454.7152 | 201454.7152 | 201454.7152 | 201454.7152 | 201454.7152 | 201454.7152 | 201454.7152 | 201454.7152 | 201454.7152 | 201454.7152 | 0 | 0 | 0 | 0 | 0 | 0 | 0 | 0 | 0 | 0 | 0 | 0 | 0 | 0 | 0 | 0 | 0 | 0 | 0 | 0 | 0 | 0 | 20.0562 | 20.0562 | 20.0562 | 20.0562 | 20.0562 | 20.0562 | 20.0562 | 20.0562 | 20.0562 | 20.0562 | 0 | 0 | 0 | 0 | 0 | 0 | 0 | 0 | 0 | 0 | 0 | 0 | 0 | 0 | 0 | 0 | 0 | 0 | 0 | 0 | 0 | 0 | 0 | 0 | 0 | 0 | 0 | 0 | 0 | 0 | 0 | 0 | 0 | 0 | 0 | 0 | 0 | 0 | 0 | 0 | 0 | 0 | 0 | 0 | 0 | 0 | 0 | 0 | 0
Residential | Whole House Efficiency | Single Family | Low Flow Showerhead - Single Family (Natural Gas DHW) | 10 | 0 | 94.8% | 2720.5534 | 0 | 0 | 0 | 0 | 0 | 0 | 0 |  | n/a | 0.48588 | n/a | n/a | n/a | 0 | 0 | 8746.3094 | 0 | 17971.5518 | 18001.1252 | 0 | 0 |  | 0 | 0 | 0 | 0 | 0 | 0 | 0 | 0 | 0 | 0 | 0 | 0 | 0 | 0 | 0 | 0 | 0 | 0 | 0 | 0 | 0 | 0 | 0 | 0 | 0 | 0 | 0 | 0 | 0 | 0 | 0 | 0 | 0 | 0 | 0 | 0 | 0 | 0 | 0 | 0 | 0 | 0 | 0 | 0 | 0 | 0 | 0 | 0 | 0 | 0 | 0 | 0 | 0 | 0 | 0 | 0 | 0 | 0 | 0 | 0 | 0 | 0 | 0 | 0 | 0 | 0 | 0 | 0 | 0 | 2720.5534 | 2720.5534 | 2720.5534 | 2720.5534 | 2720.5534 | 2720.5534 | 2720.5534 | 2720.5534 | 2720.5534 | 2720.5534 | 0 | 0 | 0 | 0 | 0 | 0 | 0 | 0 | 0 | 0 | 0 | 0 | 0 | 0 | 0 | 0 | 0
Residential | Whole House Efficiency | Single Family | Weatherstrip/Caulk (ASHP) | 15 | 0 | 94.8% | 0 | 19087.7585 | 12.8943 | 0 | 0 | 0 | 0 | 0 |  | n/a | 0.73301 | n/a | n/a | n/a | 0 | 0 | 13390.128 | 1358.3359 | 18237.1927 | 18267.2033 | 0 | 0 |  | 0 | 0 | 0 | 0 | 0 | 19087.7585 | 19087.7585 | 19087.7585 | 19087.7585 | 19087.7585 | 19087.7585 | 19087.7585 | 19087.7585 | 19087.7585 | 19087.7585 | 19087.7585 | 19087.7585 | 19087.7585 | 19087.7585 | 19087.7585 | 0 | 0 | 0 | 0 | 0 | 0 | 0 | 0 | 0 | 0 | 0 | 0 | 0 | 0 | 0 | 0 | 0 | 12.8943 | 12.8943 | 12.8943 | 12.8943 | 12.8943 | 12.8943 | 12.8943 | 12.8943 | 12.8943 | 12.8943 | 12.8943 | 12.8943 | 12.8943 | 12.8943 | 12.8943 | 0 | 0 | 0 | 0 | 0 | 0 | 0 | 0 | 0 | 0 | 0 | 0 | 0 | 0 | 0 | 0 | 0 | 0 | 0 | 0 | 0 | 0 | 0 | 0 | 0 | 0 | 0 | 0 | 0 | 0 | 0 | 0 | 0 | 0 | 0 | 0 | 0 | 0 | 0 | 0 | 0 | 0 | 0 | 0
Residential | Whole House Efficiency | Single Family | Weatherstrip/Caulk (CAC & Electric Heat) | 15 | 0 | 94.8% | 0 | 88059.9639 | 11.8796 | 0 | 0 | 0 | 0 | 0 |  | n/a | 0.43566 | n/a | n/a | n/a | 0 | 0 | 36715.3452 | 6266.5824 | 84135.9418 | 84274.3931 | 0 | 0 |  | 0 | 0 | 0 | 0 | 0 | 88059.9639 | 88059.9639 | 88059.9639 | 88059.9639 | 88059.9639 | 88059.9639 | 88059.9639 | 88059.9639 | 88059.9639 | 88059.9639 | 88059.9639 | 88059.9639 | 88059.9639 | 88059.9639 | 88059.9639 | 0 | 0 | 0 | 0 | 0 | 0 | 0 | 0 | 0 | 0 | 0 | 0 | 0 | 0 | 0 | 0 | 0 | 11.8796 | 11.8796 | 11.8796 | 11.8796 | 11.8796 | 11.8796 | 11.8796 | 11.8796 | 11.8796 | 11.8796 | 11.8796 | 11.8796 | 11.8796 | 11.8796 | 11.8796 | 0 | 0 | 0 | 0 | 0 | 0 | 0 | 0 | 0 | 0 | 0 | 0 | 0 | 0 | 0 | 0 | 0 | 0 | 0 | 0 | 0 | 0 | 0 | 0 | 0 | 0 | 0 | 0 | 0 | 0 | 0 | 0 | 0 | 0 | 0 | 0 | 0 | 0 | 0 | 0 | 0 | 0 | 0 | 0
Residential | Whole House Efficiency | Single Family | Door Sweep (ASHP) | 2 | 0 | 94.8% | 0 | 255.0263 | 0.11377 | 0 | 0 | 0 | 0 | 0 |  | n/a | 0.64905 | n/a | n/a | n/a | 0 | 0 | 28.6918 | 3.7953 | 44.1336 | 44.2062 | 0 | 0 |  | 0 | 0 | 0 | 0 | 0 | 255.0263 | 255.0263 | 0 | 0 | 0 | 0 | 0 | 0 | 0 | 0 | 0 | 0 | 0 | 0 | 0 | 0 | 0 | 0 | 0 | 0 | 0 | 0 | 0 | 0 | 0 | 0 | 0 | 0 | 0 | 0 | 0 | 0 | 0.11377 | 0.11377 | 0 | 0 | 0 | 0 | 0 | 0 | 0 | 0 | 0 | 0 | 0 | 0 | 0 | 0 | 0 | 0 | 0 | 0 | 0 | 0 | 0 | 0 | 0 | 0 | 0 | 0 | 0 | 0 | 0 | 0 | 0 | 0 | 0 | 0 | 0 | 0 | 0 | 0 | 0 | 0 | 0 | 0 | 0 | 0 | 0 | 0 | 0 | 0 | 0 | 0 | 0 | 0 | 0 | 0 | 0 | 0 | 0
Residential | Whole House Efficiency | Single Family | Door Sweep (CAC & Electric Heat) | 2 | 0 | 94.8% | 0 | 785.0307 | 0.21807 | 0 | 0 | 0 | 0 | 0 |  | n/a | 0.55682 | n/a | n/a | n/a | 0 | 0 | 75.7705 | 11.6829 | 135.8534 | 136.077 | 0 | 0 |  | 0 | 0 | 0 | 0 | 0 | 785.0307 | 785.0307 | 0 | 0 | 0 | 0 | 0 | 0 | 0 | 0 | 0 | 0 | 0 | 0 | 0 | 0 | 0 | 0 | 0 | 0 | 0 | 0 | 0 | 0 | 0 | 0 | 0 | 0 | 0 | 0 | 0 | 0 | 0.21807 | 0.21807 | 0 | 0 | 0 | 0 | 0 | 0 | 0 | 0 | 0 | 0 | 0 | 0 | 0 | 0 | 0 | 0 | 0 | 0 | 0 | 0 | 0 | 0 | 0 | 0 | 0 | 0 | 0 | 0 | 0 | 0 | 0 | 0 | 0 | 0 | 0 | 0 | 0 | 0 | 0 | 0 | 0 | 0 | 0 | 0 | 0 | 0 | 0 | 0 | 0 | 0 | 0 | 0 | 0 | 0 | 0 | 0 | 0
Residential | Whole House Efficiency | Single Family | Foam (ASHP) | 5 | 0 | 94.8% | 0 | 2736.8477 | 1.8488 | 0 | 0 | 0 | 0 | 0 |  | n/a | 0.7797 | n/a | n/a | n/a | 0 | 0 | 858.8763 | 91.1018 | 1099.7438 | 1101.5535 | 0 | 0 |  | 0 | 0 | 0 | 0 | 0 | 2736.8477 | 2736.8477 | 2736.8477 | 2736.8477 | 2736.8477 | 0 | 0 | 0 | 0 | 0 | 0 | 0 | 0 | 0 | 0 | 0 | 0 | 0 | 0 | 0 | 0 | 0 | 0 | 0 | 0 | 0 | 0 | 0 | 0 | 0 | 0 | 0 | 1.8488 | 1.8488 | 1.8488 | 1.8488 | 1.8488 | 0 | 0 | 0 | 0 | 0 | 0 | 0 | 0 | 0 | 0 | 0 | 0 | 0 | 0 | 0 | 0 | 0 | 0 | 0 | 0 | 0 | 0 | 0 | 0 | 0 | 0 | 0 | 0 | 0 | 0 | 0 | 0 | 0 | 0 | 0 | 0 | 0 | 0 | 0 | 0 | 0 | 0 | 0 | 0 | 0 | 0 | 0 | 0 | 0 | 0 | 0 | 0 | 0 | 0
Residential | Whole House Efficiency | Single Family | Foam (CAC & Electric Heat) | 5 | 0 | 94.8% | 0 | 12543.4251 | 1.6921 | 0 | 0 | 0 | 0 | 0 |  | n/a | 0.47648 | n/a | n/a | n/a | 0 | 0 | 2405.5642 | 417.5344 | 5040.3074 | 5048.6015 | 0 | 0 |  | 0 | 0 | 0 | 0 | 0 | 12543.4251 | 12543.4251 | 12543.4251 | 12543.4251 | 12543.4251 | 0 | 0 | 0 | 0 | 0 | 0 | 0 | 0 | 0 | 0 | 0 | 0 | 0 | 0 | 0 | 0 | 0 | 0 | 0 | 0 | 0 | 0 | 0 | 0 | 0 | 0 | 0 | 1.6921 | 1.6921 | 1.6921 | 1.6921 | 1.6921 | 0 | 0 | 0 | 0 | 0 | 0 | 0 | 0 | 0 | 0 | 0 | 0 | 0 | 0 | 0 | 0 | 0 | 0 | 0 | 0 | 0 | 0 | 0 | 0 | 0 | 0 | 0 | 0 | 0 | 0 | 0 | 0 | 0 | 0 | 0 | 0 | 0 | 0 | 0 | 0 | 0 | 0 | 0 | 0 | 0 | 0 | 0 | 0 | 0 | 0 | 0 | 0 | 0 | 0
Residential | Whole House Efficiency | Single Family | Duct Sealing - Tape (ASHP) | 20 | 0 | 94.8% | 0 | 81032.8657 | 65.0782 | 0 | 0 | 0 | 0 | 0 |  | n/a | 0.78091 | n/a | n/a | n/a | 0 | 0 | 72451.1285 | 6607.4404 | 92625.227 | 92777.648 | 0 | 0 |  | 0 | 0 | 0 | 0 | 0 | 81032.8657 | 81032.8657 | 81032.8657 | 81032.8657 | 81032.8657 | 81032.8657 | 81032.8657 | 81032.8657 | 81032.8657 | 81032.8657 | 81032.8657 | 81032.8657 | 81032.8657 | 81032.8657 | 81032.8657 | 81032.8657 | 81032.8657 | 81032.8657 | 81032.8657 | 81032.8657 | 0 | 0 | 0 | 0 | 0 | 0 | 0 | 0 | 0 | 0 | 0 | 0 | 65.0782 | 65.0782 | 65.0782 | 65.0782 | 65.0782 | 65.0782 | 65.0782 | 65.0782 | 65.0782 | 65.0782 | 65.0782 | 65.0782 | 65.0782 | 65.0782 | 65.0782 | 65.0782 | 65.0782 | 65.0782 | 65.0782 | 65.0782 | 0 | 0 | 0 | 0 | 0 | 0 | 0 | 0 | 0 | 0 | 0 | 0 | 0 | 0 | 0 | 0 | 0 | 0 | 0 | 0 | 0 | 0 | 0 | 0 | 0 | 0 | 0 | 0 | 0 | 0 | 0 | 0 | 0 | 0 | 0 | 0 | 0 | 0 | 0
Residential | Whole House Efficiency | Single Family | Duct Sealing - Tape (CAC & Electric Heat) | 20 | 0 | 94.8% | 0 | 1522935.3248 | 119.2042 | 0 | 0 | 0 | 0 | 0 |  | n/a | 0.39072 | n/a | n/a | n/a | 0 | 0 | 681290.8949 | 124180.5322 | 1740802.6862 | 1743667.2926 | 0 | 0 |  | 0 | 0 | 0 | 0 | 0 | 1522935.3248 | 1522935.3248 | 1522935.3248 | 1522935.3248 | 1522935.3248 | 1522935.3248 | 1522935.3248 | 1522935.3248 | 1522935.3248 | 1522935.3248 | 1522935.3248 | 1522935.3248 | 1522935.3248 | 1522935.3248 | 1522935.3248 | 1522935.3248 | 1522935.3248 | 1522935.3248 | 1522935.3248 | 1522935.3248 | 0 | 0 | 0 | 0 | 0 | 0 | 0 | 0 | 0 | 0 | 0 | 0 | 119.2042 | 119.2042 | 119.2042 | 119.2042 | 119.2042 | 119.2042 | 119.2042 | 119.2042 | 119.2042 | 119.2042 | 119.2042 | 119.2042 | 119.2042 | 119.2042 | 119.2042 | 119.2042 | 119.2042 | 119.2042 | 119.2042 | 119.2042 | 0 | 0 | 0 | 0 | 0 | 0 | 0 | 0 | 0 | 0 | 0 | 0 | 0 | 0 | 0 | 0 | 0 | 0 | 0 | 0 | 0 | 0 | 0 | 0 | 0 | 0 | 0 | 0 | 0 | 0 | 0 | 0 | 0 | 0 | 0 | 0 | 0 | 0 | 0
Residential | Whole House Efficiency | Multi-Family | Standard CFL | 5 | 0 | 94.8% | 0 | 0 | 0 | 0 | 0 | 0 | 0 | 0 |  | n/a | n/a | n/a | n/a | n/a | 0 | 0 | 0 | 0 | 0 | 0 | 0 | 0 |  | 0 | 0 | 0 | 0 | 0 | 0 | 0 | 0 | 0 | 0 | 0 | 0 | 0 | 0 | 0 | 0 | 0 | 0 | 0 | 0 | 0 | 0 | 0 | 0 | 0 | 0 | 0 | 0 | 0 | 0 | 0 | 0 | 0 | 0 | 0 | 0 | 0 | 0 | 0 | 0 | 0 | 0 | 0 | 0 | 0 | 0 | 0 | 0 | 0 | 0 | 0 | 0 | 0 | 0 | 0 | 0 | 0 | 0 | 0 | 0 | 0 | 0 | 0 | 0 | 0 | 0 | 0 | 0 | 0 | 0 | 0 | 0 | 0 | 0 | 0 | 0 | 0 | 0 | 0 | 0 | 0 | 0 | 0 | 0 | 0 | 0 | 0 | 0 | 0 | 0 | 0 | 0 | 0 | 0 | 0 | 0
Residential | Whole House Efficiency | Multi-Family | LED | 15 | 0 | 94.8% | 0 | 0 | 0 | 0 | 0 | 0 | 0 | 0 |  | n/a | n/a | n/a | n/a | n/a | 0 | 0 | 0 | 0 | 0 | 0 | 0 | 0 |  | 0 | 0 | 0 | 0 | 0 | 0 | 0 | 0 | 0 | 0 | 0 | 0 | 0 | 0 | 0 | 0 | 0 | 0 | 0 | 0 | 0 | 0 | 0 | 0 | 0 | 0 | 0 | 0 | 0 | 0 | 0 | 0 | 0 | 0 | 0 | 0 | 0 | 0 | 0 | 0 | 0 | 0 | 0 | 0 | 0 | 0 | 0 | 0 | 0 | 0 | 0 | 0 | 0 | 0 | 0 | 0 | 0 | 0 | 0 | 0 | 0 | 0 | 0 | 0 | 0 | 0 | 0 | 0 | 0 | 0 | 0 | 0 | 0 | 0 | 0 | 0 | 0 | 0 | 0 | 0 | 0 | 0 | 0 | 0 | 0 | 0 | 0 | 0 | 0 | 0 | 0 | 0 | 0 | 0 | 0 | 0
Residential | Whole House Efficiency | Multi-Family | Pipe Insulated (Electric DHW) | 15 | 0 | 94.8% | 0 | 3351.6526 | 0.38769 | 0 | 0 | 0 | 0 | 0 |  | n/a | 0.42509 | n/a | n/a | n/a | 0 | 0 | 1363.4969 | 238.5126 | 3202.3003 | 3207.5699 | 0 | 0 |  | 0 | 0 | 0 | 0 | 0 | 3351.6526 | 3351.6526 | 3351.6526 | 3351.6526 | 3351.6526 | 3351.6526 | 3351.6526 | 3351.6526 | 3351.6526 | 3351.6526 | 3351.6526 | 3351.6526 | 3351.6526 | 3351.6526 | 3351.6526 | 0 | 0 | 0 | 0 | 0 | 0 | 0 | 0 | 0 | 0 | 0 | 0 | 0 | 0 | 0 | 0 | 0 | 0.38769 | 0.38769 | 0.38769 | 0.38769 | 0.38769 | 0.38769 | 0.38769 | 0.38769 | 0.38769 | 0.38769 | 0.38769 | 0.38769 | 0.38769 | 0.38769 | 0.38769 | 0 | 0 | 0 | 0 | 0 | 0 | 0 | 0 | 0 | 0 | 0 | 0 | 0 | 0 | 0 | 0 | 0 | 0 | 0 | 0 | 0 | 0 | 0 | 0 | 0 | 0 | 0 | 0 | 0 | 0 | 0 | 0 | 0 | 0 | 0 | 0 | 0 | 0 | 0 | 0 | 0 | 0 | 0 | 0
Residential | Whole House Efficiency | Multi-Family | Pipe Insulated (Natural Gas DHW) | 15 | 0 | 94.8% | 11.0524 | 0 | 0 | 0 | 0 | 0 | 0 | 0 |  | n/a | 0.48588 | n/a | n/a | n/a | 0 | 0 | 47.1339 | 0 | 96.8488 | 97.0082 | 0 | 0 |  | 0 | 0 | 0 | 0 | 0 | 0 | 0 | 0 | 0 | 0 | 0 | 0 | 0 | 0 | 0 | 0 | 0 | 0 | 0 | 0 | 0 | 0 | 0 | 0 | 0 | 0 | 0 | 0 | 0 | 0 | 0 | 0 | 0 | 0 | 0 | 0 | 0 | 0 | 0 | 0 | 0 | 0 | 0 | 0 | 0 | 0 | 0 | 0 | 0 | 0 | 0 | 0 | 0 | 0 | 0 | 0 | 0 | 0 | 0 | 0 | 0 | 0 | 0 | 0 | 0 | 0 | 0 | 0 | 0 | 11.0524 | 11.0524 | 11.0524 | 11.0524 | 11.0524 | 11.0524 | 11.0524 | 11.0524 | 11.0524 | 11.0524 | 11.0524 | 11.0524 | 11.0524 | 11.0524 | 11.0524 | 0 | 0 | 0 | 0 | 0 | 0 | 0 | 0 | 0 | 0 | 0 | 0
Residential | Whole House Efficiency | Multi-Family | Water Heater Tank Wrap (Electric DHW) | 5 | 0 | 94.8% | 0 | 6891.5592 | 0.79716 | 0 | 0 | 0 | 0 | 0 |  | n/a | 0.4657 | n/a | n/a | n/a | 0 | 0 | 1291.7385 | 229.4001 | 2769.2258 | 2773.7828 | 0 | 0 |  | 0 | 0 | 0 | 0 | 0 | 6891.5592 | 6891.5592 | 6891.5592 | 6891.5592 | 6891.5592 | 0 | 0 | 0 | 0 | 0 | 0 | 0 | 0 | 0 | 0 | 0 | 0 | 0 | 0 | 0 | 0 | 0 | 0 | 0 | 0 | 0 | 0 | 0 | 0 | 0 | 0 | 0 | 0.79716 | 0.79716 | 0.79716 | 0.79716 | 0.79716 | 0 | 0 | 0 | 0 | 0 | 0 | 0 | 0 | 0 | 0 | 0 | 0 | 0 | 0 | 0 | 0 | 0 | 0 | 0 | 0 | 0 | 0 | 0 | 0 | 0 | 0 | 0 | 0 | 0 | 0 | 0 | 0 | 0 | 0 | 0 | 0 | 0 | 0 | 0 | 0 | 0 | 0 | 0 | 0 | 0 | 0 | 0 | 0 | 0 | 0 | 0 | 0 | 0 | 0
Residential | Whole House Efficiency | Multi-Family | Low Flow Faucet Aerator - Multi-Family (Electric DHW) | 9 | 0 | 94.8% | 0 | 23700.5191 | 10.5744 | 0 | 0 | 0 | 0 | 0 |  | n/a | 0.63809 | n/a | n/a | n/a | 0 | 0 | 9958.2678 | 1232.8255 | 15580.7148 | 15606.3539 | 0 | 0 |  | 0 | 0 | 0 | 0 | 0 | 23700.5191 | 23700.5191 | 23700.5191 | 23700.5191 | 23700.5191 | 23700.5191 | 23700.5191 | 23700.5191 | 23700.5191 | 0 | 0 | 0 | 0 | 0 | 0 | 0 | 0 | 0 | 0 | 0 | 0 | 0 | 0 | 0 | 0 | 0 | 0 | 0 | 0 | 0 | 0 | 0 | 10.5744 | 10.5744 | 10.5744 | 10.5744 | 10.5744 | 10.5744 | 10.5744 | 10.5744 | 10.5744 | 0 | 0 | 0 | 0 | 0 | 0 | 0 | 0 | 0 | 0 | 0 | 0 | 0 | 0 | 0 | 0 | 0 | 0 | 0 | 0 | 0 | 0 | 0 | 0 | 0 | 0 | 0 | 0 | 0 | 0 | 0 | 0 | 0 | 0 | 0 | 0 | 0 | 0 | 0 | 0 | 0 | 0 | 0 | 0 | 0 | 0 | 0 | 0 | 0 | 0
Residential | Whole House Efficiency | Multi-Family | Low Flow Faucet Aerator - Multi-Family (Natural Gas DHW) | 9 | 0 | 94.8% | 85.903 | 0 | 0 | 0 | 0 | 0 | 0 | 0 |  | n/a | 0.48588 | n/a | n/a | n/a | 0 | 0 | 254.9313 | 0 | 523.8222 | 524.6842 | 0 | 0 |  | 0 | 0 | 0 | 0 | 0 | 0 | 0 | 0 | 0 | 0 | 0 | 0 | 0 | 0 | 0 | 0 | 0 | 0 | 0 | 0 | 0 | 0 | 0 | 0 | 0 | 0 | 0 | 0 | 0 | 0 | 0 | 0 | 0 | 0 | 0 | 0 | 0 | 0 | 0 | 0 | 0 | 0 | 0 | 0 | 0 | 0 | 0 | 0 | 0 | 0 | 0 | 0 | 0 | 0 | 0 | 0 | 0 | 0 | 0 | 0 | 0 | 0 | 0 | 0 | 0 | 0 | 0 | 0 | 0 | 85.903 | 85.903 | 85.903 | 85.903 | 85.903 | 85.903 | 85.903 | 85.903 | 85.903 | 0 | 0 | 0 | 0 | 0 | 0 | 0 | 0 | 0 | 0 | 0 | 0 | 0 | 0 | 0 | 0 | 0 | 0
Residential | Whole House Efficiency | Multi-Family | Low Flow Showerhead - Multi-Family (Electric DHW) | 10 | 0 | 94.8% | 0 | 56648.7832 | 6.8751 | 0 | 0 | 0 | 0 | 0 |  | n/a | 0.44936 | n/a | n/a | n/a | 0 | 0 | 18194.7954 | 3164.2903 | 40423.7163 | 40490.2362 | 0 | 0 |  | 0 | 0 | 0 | 0 | 0 | 56648.7832 | 56648.7832 | 56648.7832 | 56648.7832 | 56648.7832 | 56648.7832 | 56648.7832 | 56648.7832 | 56648.7832 | 56648.7832 | 0 | 0 | 0 | 0 | 0 | 0 | 0 | 0 | 0 | 0 | 0 | 0 | 0 | 0 | 0 | 0 | 0 | 0 | 0 | 0 | 0 | 0 | 6.8751 | 6.8751 | 6.8751 | 6.8751 | 6.8751 | 6.8751 | 6.8751 | 6.8751 | 6.8751 | 6.8751 | 0 | 0 | 0 | 0 | 0 | 0 | 0 | 0 | 0 | 0 | 0 | 0 | 0 | 0 | 0 | 0 | 0 | 0 | 0 | 0 | 0 | 0 | 0 | 0 | 0 | 0 | 0 | 0 | 0 | 0 | 0 | 0 | 0 | 0 | 0 | 0 | 0 | 0 | 0 | 0 | 0 | 0 | 0 | 0 | 0 | 0 | 0 | 0 | 0
Residential | Whole House Efficiency | Multi-Family | Low Flow Showerhead - Multi-Family (Natural Gas DHW) | 10 | 0 | 94.8% | 205.3247 | 0 | 0 | 0 | 0 | 0 | 0 | 0 |  | n/a | 0.48588 | n/a | n/a | n/a | 0 | 0 | 660.0986 | 0 | 1356.343 | 1358.575 | 0 | 0 |  | 0 | 0 | 0 | 0 | 0 | 0 | 0 | 0 | 0 | 0 | 0 | 0 | 0 | 0 | 0 | 0 | 0 | 0 | 0 | 0 | 0 | 0 | 0 | 0 | 0 | 0 | 0 | 0 | 0 | 0 | 0 | 0 | 0 | 0 | 0 | 0 | 0 | 0 | 0 | 0 | 0 | 0 | 0 | 0 | 0 | 0 | 0 | 0 | 0 | 0 | 0 | 0 | 0 | 0 | 0 | 0 | 0 | 0 | 0 | 0 | 0 | 0 | 0 | 0 | 0 | 0 | 0 | 0 | 0 | 205.3247 | 205.3247 | 205.3247 | 205.3247 | 205.3247 | 205.3247 | 205.3247 | 205.3247 | 205.3247 | 205.3247 | 0 | 0 | 0 | 0 | 0 | 0 | 0 | 0 | 0 | 0 | 0 | 0 | 0 | 0 | 0 | 0 | 0
Residential | Whole House Efficiency | Multi-Family | Weatherstrip/Caulk (ASHP) | 15 | 0 | 94.8% | 0 | 1473.6872 | 0.99551 | 0 | 0 | 0 | 0 | 0 |  | n/a | 0.73301 | n/a | n/a | n/a | 0 | 0 | 1033.7966 | 104.8715 | 1408.0186 | 1410.3355 | 0 | 0 |  | 0 | 0 | 0 | 0 | 0 | 1473.6872 | 1473.6872 | 1473.6872 | 1473.6872 | 1473.6872 | 1473.6872 | 1473.6872 | 1473.6872 | 1473.6872 | 1473.6872 | 1473.6872 | 1473.6872 | 1473.6872 | 1473.6872 | 1473.6872 | 0 | 0 | 0 | 0 | 0 | 0 | 0 | 0 | 0 | 0 | 0 | 0 | 0 | 0 | 0 | 0 | 0 | 0.99551 | 0.99551 | 0.99551 | 0.99551 | 0.99551 | 0.99551 | 0.99551 | 0.99551 | 0.99551 | 0.99551 | 0.99551 | 0.99551 | 0.99551 | 0.99551 | 0.99551 | 0 | 0 | 0 | 0 | 0 | 0 | 0 | 0 | 0 | 0 | 0 | 0 | 0 | 0 | 0 | 0 | 0 | 0 | 0 | 0 | 0 | 0 | 0 | 0 | 0 | 0 | 0 | 0 | 0 | 0 | 0 | 0 | 0 | 0 | 0 | 0 | 0 | 0 | 0 | 0 | 0 | 0 | 0 | 0
Residential | Whole House Efficiency | Multi-Family | Weatherstrip/Caulk (CAC & Electric Heat) | 15 | 0 | 94.8% | 0 | 39251.5343 | 5.2951 | 0 | 0 | 0 | 0 | 0 |  | n/a | 0.43566 | n/a | n/a | n/a | 0 | 0 | 16365.3671 | 2793.2441 | 37502.4547 | 37564.1675 | 0 | 0 |  | 0 | 0 | 0 | 0 | 0 | 39251.5343 | 39251.5343 | 39251.5343 | 39251.5343 | 39251.5343 | 39251.5343 | 39251.5343 | 39251.5343 | 39251.5343 | 39251.5343 | 39251.5343 | 39251.5343 | 39251.5343 | 39251.5343 | 39251.5343 | 0 | 0 | 0 | 0 | 0 | 0 | 0 | 0 | 0 | 0 | 0 | 0 | 0 | 0 | 0 | 0 | 0 | 5.2951 | 5.2951 | 5.2951 | 5.2951 | 5.2951 | 5.2951 | 5.2951 | 5.2951 | 5.2951 | 5.2951 | 5.2951 | 5.2951 | 5.2951 | 5.2951 | 5.2951 | 0 | 0 | 0 | 0 | 0 | 0 | 0 | 0 | 0 | 0 | 0 | 0 | 0 | 0 | 0 | 0 | 0 | 0 | 0 | 0 | 0 | 0 | 0 | 0 | 0 | 0 | 0 | 0 | 0 | 0 | 0 | 0 | 0 | 0 | 0 | 0 | 0 | 0 | 0 | 0 | 0 | 0 | 0 | 0
Residential | Whole House Efficiency | Multi-Family | Door Sweep (ASHP) | 2 | 0 | 94.8% | 0 | 21.2522 | 0.0094811 | 0 | 0 | 0 | 0 | 0 |  | n/a | 0.64905 | n/a | n/a | n/a | 0 | 0 | 2.391 | 0.31628 | 3.6778 | 3.6838 | 0 | 0 |  | 0 | 0 | 0 | 0 | 0 | 21.2522 | 21.2522 | 0 | 0 | 0 | 0 | 0 | 0 | 0 | 0 | 0 | 0 | 0 | 0 | 0 | 0 | 0 | 0 | 0 | 0 | 0 | 0 | 0 | 0 | 0 | 0 | 0 | 0 | 0 | 0 | 0 | 0 | 0.0094811 | 0.0094811 | 0 | 0 | 0 | 0 | 0 | 0 | 0 | 0 | 0 | 0 | 0 | 0 | 0 | 0 | 0 | 0 | 0 | 0 | 0 | 0 | 0 | 0 | 0 | 0 | 0 | 0 | 0 | 0 | 0 | 0 | 0 | 0 | 0 | 0 | 0 | 0 | 0 | 0 | 0 | 0 | 0 | 0 | 0 | 0 | 0 | 0 | 0 | 0 | 0 | 0 | 0 | 0 | 0 | 0 | 0 | 0 | 0
Residential | Whole House Efficiency | Multi-Family | Door Sweep (CAC & Electric Heat) | 2 | 0 | 94.8% | 0 | 341.3177 | 0.094811 | 0 | 0 | 0 | 0 | 0 |  | n/a | 0.55682 | n/a | n/a | n/a | 0 | 0 | 32.9437 | 5.0795 | 59.0667 | 59.1639 | 0 | 0 |  | 0 | 0 | 0 | 0 | 0 | 341.3177 | 341.3177 | 0 | 0 | 0 | 0 | 0 | 0 | 0 | 0 | 0 | 0 | 0 | 0 | 0 | 0 | 0 | 0 | 0 | 0 | 0 | 0 | 0 | 0 | 0 | 0 | 0 | 0 | 0 | 0 | 0 | 0 | 0.094811 | 0.094811 | 0 | 0 | 0 | 0 | 0 | 0 | 0 | 0 | 0 | 0 | 0 | 0 | 0 | 0 | 0 | 0 | 0 | 0 | 0 | 0 | 0 | 0 | 0 | 0 | 0 | 0 | 0 | 0 | 0 | 0 | 0 | 0 | 0 | 0 | 0 | 0 | 0 | 0 | 0 | 0 | 0 | 0 | 0 | 0 | 0 | 0 | 0 | 0 | 0 | 0 | 0 | 0 | 0 | 0 | 0 | 0 | 0
Residential | Whole House Efficiency | Multi-Family | Foam (ASHP) | 5 | 0 | 94.8% | 0 | 210.5267 | 0.14222 | 0 | 0 | 0 | 0 | 0 |  | n/a | 0.7797 | n/a | n/a | n/a | 0 | 0 | 66.0674 | 7.0078 | 84.5957 | 84.7349 | 0 | 0 |  | 0 | 0 | 0 | 0 | 0 | 210.5267 | 210.5267 | 210.5267 | 210.5267 | 210.5267 | 0 | 0 | 0 | 0 | 0 | 0 | 0 | 0 | 0 | 0 | 0 | 0 | 0 | 0 | 0 | 0 | 0 | 0 | 0 | 0 | 0 | 0 | 0 | 0 | 0 | 0 | 0 | 0.14222 | 0.14222 | 0.14222 | 0.14222 | 0.14222 | 0 | 0 | 0 | 0 | 0 | 0 | 0 | 0 | 0 | 0 | 0 | 0 | 0 | 0 | 0 | 0 | 0 | 0 | 0 | 0 | 0 | 0 | 0 | 0 | 0 | 0 | 0 | 0 | 0 | 0 | 0 | 0 | 0 | 0 | 0 | 0 | 0 | 0 | 0 | 0 | 0 | 0 | 0 | 0 | 0 | 0 | 0 | 0 | 0 | 0 | 0 | 0 | 0 | 0
Residential | Whole House Efficiency | Multi-Family | Foam (CAC & Electric Heat) | 5 | 0 | 94.8% | 0 | 5631.7419 | 0.75974 | 0 | 0 | 0 | 0 | 0 |  | n/a | 0.47648 | n/a | n/a | n/a | 0 | 0 | 1080.0492 | 187.4644 | 2262.9951 | 2266.719 | 0 | 0 |  | 0 | 0 | 0 | 0 | 0 | 5631.7419 | 5631.7419 | 5631.7419 | 5631.7419 | 5631.7419 | 0 | 0 | 0 | 0 | 0 | 0 | 0 | 0 | 0 | 0 | 0 | 0 | 0 | 0 | 0 | 0 | 0 | 0 | 0 | 0 | 0 | 0 | 0 | 0 | 0 | 0 | 0 | 0.75974 | 0.75974 | 0.75974 | 0.75974 | 0.75974 | 0 | 0 | 0 | 0 | 0 | 0 | 0 | 0 | 0 | 0 | 0 | 0 | 0 | 0 | 0 | 0 | 0 | 0 | 0 | 0 | 0 | 0 | 0 | 0 | 0 | 0 | 0 | 0 | 0 | 0 | 0 | 0 | 0 | 0 | 0 | 0 | 0 | 0 | 0 | 0 | 0 | 0 | 0 | 0 | 0 | 0 | 0 | 0 | 0 | 0 | 0 | 0 | 0 | 0
Residential | Whole House Efficiency | Multi-Family | Duct Sealing - Tape (ASHP) | 20 | 0 | 94.8% | 0 | 15583.2434 | 12.515 | 0 | 0 | 0 | 0 | 0 |  | n/a | 0.78091 | n/a | n/a | n/a | 0 | 0 | 13932.9093 | 1270.6616 | 17812.5437 | 17841.8554 | 0 | 0 |  | 0 | 0 | 0 | 0 | 0 | 15583.2434 | 15583.2434 | 15583.2434 | 15583.2434 | 15583.2434 | 15583.2434 | 15583.2434 | 15583.2434 | 15583.2434 | 15583.2434 | 15583.2434 | 15583.2434 | 15583.2434 | 15583.2434 | 15583.2434 | 15583.2434 | 15583.2434 | 15583.2434 | 15583.2434 | 15583.2434 | 0 | 0 | 0 | 0 | 0 | 0 | 0 | 0 | 0 | 0 | 0 | 0 | 12.515 | 12.515 | 12.515 | 12.515 | 12.515 | 12.515 | 12.515 | 12.515 | 12.515 | 12.515 | 12.515 | 12.515 | 12.515 | 12.515 | 12.515 | 12.515 | 12.515 | 12.515 | 12.515 | 12.515 | 0 | 0 | 0 | 0 | 0 | 0 | 0 | 0 | 0 | 0 | 0 | 0 | 0 | 0 | 0 | 0 | 0 | 0 | 0 | 0 | 0 | 0 | 0 | 0 | 0 | 0 | 0 | 0 | 0 | 0 | 0 | 0 | 0 | 0 | 0 | 0 | 0 | 0 | 0
Residential | Whole House Efficiency | Multi-Family | Duct Sealing - Tape (CAC & Electric Heat) | 20 | 0 | 94.8% | 0 | 308884.5897 | 24.1772 | 0 | 0 | 0 | 0 | 0 |  | n/a | 0.39072 | n/a | n/a | n/a | 0 | 0 | 138180.693 | 25186.5277 | 353072.8552 | 353653.86 | 0 | 0 |  | 0 | 0 | 0 | 0 | 0 | 308884.5897 | 308884.5897 | 308884.5897 | 308884.5897 | 308884.5897 | 308884.5897 | 308884.5897 | 308884.5897 | 308884.5897 | 308884.5897 | 308884.5897 | 308884.5897 | 308884.5897 | 308884.5897 | 308884.5897 | 308884.5897 | 308884.5897 | 308884.5897 | 308884.5897 | 308884.5897 | 0 | 0 | 0 | 0 | 0 | 0 | 0 | 0 | 0 | 0 | 0 | 0 | 24.1772 | 24.1772 | 24.1772 | 24.1772 | 24.1772 | 24.1772 | 24.1772 | 24.1772 | 24.1772 | 24.1772 | 24.1772 | 24.1772 | 24.1772 | 24.1772 | 24.1772 | 24.1772 | 24.1772 | 24.1772 | 24.1772 | 24.1772 | 0 | 0 | 0 | 0 | 0 | 0 | 0 | 0 | 0 | 0 | 0 | 0 | 0 | 0 | 0 | 0 | 0 | 0 | 0 | 0 | 0 | 0 | 0 | 0 | 0 | 0 | 0 | 0 | 0 | 0 | 0 | 0 | 0 | 0 | 0 | 0 | 0 | 0 | 0
Residential | Whole House Efficiency | Building Shell | Duct Sealing 10% (ASHP) | 20 | 0 | 94.8% | 0 | 6460.7269 | 3.4415 | 0 | 0 | 3068.9084 | 0 | 1000 |  | 2.2584 | 0.58199 | 6.931 | 2.5116 | 3.8747 | 0.014673 | 0.10495 | 4699.6612 | 526.8093 | 7384.9825 | 7397.135 | 678.0681 | 2080.9289 |  | 0 | 0 | 0 | 0 | 0 | 6460.7269 | 6460.7269 | 6460.7269 | 6460.7269 | 6460.7269 | 6460.7269 | 6460.7269 | 6460.7269 | 6460.7269 | 6460.7269 | 6460.7269 | 6460.7269 | 6460.7269 | 6460.7269 | 6460.7269 | 6460.7269 | 6460.7269 | 6460.7269 | 6460.7269 | 6460.7269 | 0 | 0 | 0 | 0 | 0 | 0 | 0 | 0 | 0 | 0 | 0 | 0 | 3.4415 | 3.4415 | 3.4415 | 3.4415 | 3.4415 | 3.4415 | 3.4415 | 3.4415 | 3.4415 | 3.4415 | 3.4415 | 3.4415 | 3.4415 | 3.4415 | 3.4415 | 3.4415 | 3.4415 | 3.4415 | 3.4415 | 3.4415 | 0 | 0 | 0 | 0 | 0 | 0 | 0 | 0 | 0 | 0 | 0 | 0 | 0 | 0 | 0 | 0 | 0 | 0 | 0 | 0 | 0 | 0 | 0 | 0 | 0 | 0 | 0 | 0 | 0 | 0 | 0 | 0 | 0 | 0 | 0 | 0 | 0 | 0 | 0
Residential | Whole House Efficiency | Building Shell | Duct Sealing 10% (CAC & Electric Heat) | 20 | 0 | 94.8% | 0 | 131402.5935 | 10.2852 | 0 | 0 | 36213.1194 | 0 | 11800 |  | 2.394 | 0.37099 | 7.3468 | 2.8303 | 6.4428 | 0.008513 | 0.060891 | 58783.4487 | 10714.6008 | 150200.7236 | 150447.8889 | 8001.2037 | 24554.9614 |  | 0 | 0 | 0 | 0 | 0 | 131402.5935 | 131402.5935 | 131402.5935 | 131402.5935 | 131402.5935 | 131402.5935 | 131402.5935 | 131402.5935 | 131402.5935 | 131402.5935 | 131402.5935 | 131402.5935 | 131402.5935 | 131402.5935 | 131402.5935 | 131402.5935 | 131402.5935 | 131402.5935 | 131402.5935 | 131402.5935 | 0 | 0 | 0 | 0 | 0 | 0 | 0 | 0 | 0 | 0 | 0 | 0 | 10.2852 | 10.2852 | 10.2852 | 10.2852 | 10.2852 | 10.2852 | 10.2852 | 10.2852 | 10.2852 | 10.2852 | 10.2852 | 10.2852 | 10.2852 | 10.2852 | 10.2852 | 10.2852 | 10.2852 | 10.2852 | 10.2852 | 10.2852 | 0 | 0 | 0 | 0 | 0 | 0 | 0 | 0 | 0 | 0 | 0 | 0 | 0 | 0 | 0 | 0 | 0 | 0 | 0 | 0 | 0 | 0 | 0 | 0 | 0 | 0 | 0 | 0 | 0 | 0 | 0 | 0 | 0 | 0 | 0 | 0 | 0 | 0 | 0
Residential | Whole House Efficiency | Building Shell | Duct Sealing 10% (CAC & Gas Heat) | 20 | 0 | 94.8% | 3427.6005 | 7525.2901 | 2.7892 | 0 | 0 | 9820.507 | 0 | 3200 |  | 3.3136 | 0.47473 | 10.1692 | 3.4058 | 6.9691 | 0.040312 | 0.28834 | 22065.351 | 613.6141 | 44237.1635 | 44309.9587 | 2169.818 | 6658.9726 |  | 0 | 0 | 0 | 0 | 0 | 7525.2901 | 7525.2901 | 7525.2901 | 7525.2901 | 7525.2901 | 7525.2901 | 7525.2901 | 7525.2901 | 7525.2901 | 7525.2901 | 7525.2901 | 7525.2901 | 7525.2901 | 7525.2901 | 7525.2901 | 7525.2901 | 7525.2901 | 7525.2901 | 7525.2901 | 7525.2901 | 0 | 0 | 0 | 0 | 0 | 0 | 0 | 0 | 0 | 0 | 0 | 0 | 2.7892 | 2.7892 | 2.7892 | 2.7892 | 2.7892 | 2.7892 | 2.7892 | 2.7892 | 2.7892 | 2.7892 | 2.7892 | 2.7892 | 2.7892 | 2.7892 | 2.7892 | 2.7892 | 2.7892 | 2.7892 | 2.7892 | 2.7892 | 0 | 0 | 0 | 0 | 0 | 0 | 0 | 0 | 0 | 0 | 0 | 0 | 3427.6005 | 3427.6005 | 3427.6005 | 3427.6005 | 3427.6005 | 3427.6005 | 3427.6005 | 3427.6005 | 3427.6005 | 3427.6005 | 3427.6005 | 3427.6005 | 3427.6005 | 3427.6005 | 3427.6005 | 3427.6005 | 3427.6005 | 3427.6005 | 3427.6005 | 3427.6005 | 0 | 0 | 0 | 0 | 0 | 0 | 0
Residential | Whole House Efficiency | Building Shell | Air Sealing 20% ACH Reduction (ASHP) | 15 | 0 | 94.8% | 0 | 3634.5553 | 1.6215 | 0 | 0 | 1144.4077 | 0 | 1500 |  | 2.7201 | 0.46954 | 2.0753 | 3.0534 | 5.7858 | 0.04483 | 0.27984 | 2110.7769 | 258.6447 | 3472.5966 | 3478.311 | 1017.1022 | 775.9864 |  | 0 | 0 | 0 | 0 | 0 | 3634.5553 | 3634.5553 | 3634.5553 | 3634.5553 | 3634.5553 | 3634.5553 | 3634.5553 | 3634.5553 | 3634.5553 | 3634.5553 | 3634.5553 | 3634.5553 | 3634.5553 | 3634.5553 | 3634.5553 | 0 | 0 | 0 | 0 | 0 | 0 | 0 | 0 | 0 | 0 | 0 | 0 | 0 | 0 | 0 | 0 | 0 | 1.6215 | 1.6215 | 1.6215 | 1.6215 | 1.6215 | 1.6215 | 1.6215 | 1.6215 | 1.6215 | 1.6215 | 1.6215 | 1.6215 | 1.6215 | 1.6215 | 1.6215 | 0 | 0 | 0 | 0 | 0 | 0 | 0 | 0 | 0 | 0 | 0 | 0 | 0 | 0 | 0 | 0 | 0 | 0 | 0 | 0 | 0 | 0 | 0 | 0 | 0 | 0 | 0 | 0 | 0 | 0 | 0 | 0 | 0 | 0 | 0 | 0 | 0 | 0 | 0 | 0 | 0 | 0 | 0 | 0
Residential | Whole House Efficiency | Building Shell | Air Sealing 20% ACH Reduction (CAC & Electric Heat) | 15 | 0 | 94.8% | 0 | 62263.7111 | 8.3996 | 0 | 0 | 12207.0159 | 0 | 16000 |  | 3.1363 | 0.36856 | 2.3928 | 3.6716 | 8.4978 | 0.027913 | 0.17424 | 25959.9657 | 4430.8521 | 59489.1905 | 59587.0839 | 10849.0898 | 8277.1882 |  | 0 | 0 | 0 | 0 | 0 | 62263.7111 | 62263.7111 | 62263.7111 | 62263.7111 | 62263.7111 | 62263.7111 | 62263.7111 | 62263.7111 | 62263.7111 | 62263.7111 | 62263.7111 | 62263.7111 | 62263.7111 | 62263.7111 | 62263.7111 | 0 | 0 | 0 | 0 | 0 | 0 | 0 | 0 | 0 | 0 | 0 | 0 | 0 | 0 | 0 | 0 | 0 | 8.3996 | 8.3996 | 8.3996 | 8.3996 | 8.3996 | 8.3996 | 8.3996 | 8.3996 | 8.3996 | 8.3996 | 8.3996 | 8.3996 | 8.3996 | 8.3996 | 8.3996 | 0 | 0 | 0 | 0 | 0 | 0 | 0 | 0 | 0 | 0 | 0 | 0 | 0 | 0 | 0 | 0 | 0 | 0 | 0 | 0 | 0 | 0 | 0 | 0 | 0 | 0 | 0 | 0 | 0 | 0 | 0 | 0 | 0 | 0 | 0 | 0 | 0 | 0 | 0 | 0 | 0 | 0 | 0 | 0
Residential | Whole House Efficiency | Building Shell | Air Sealing 20% ACH Reduction (CAC & Gas Heat) | 15 | 0 | 94.8% | 673.0837 | 4322.0499 | 2.3624 | 0 | 0 | 3433.2232 | 0 | 4500 |  | 2.4094 | 0.42832 | 1.8382 | 2.5415 | 5.6181 | 0.1131 | 0.70599 | 5609.0226 | 307.5686 | 10027.4891 | 10043.99 | 3051.3065 | 2327.9592 |  | 0 | 0 | 0 | 0 | 0 | 4322.0499 | 4322.0499 | 4322.0499 | 4322.0499 | 4322.0499 | 4322.0499 | 4322.0499 | 4322.0499 | 4322.0499 | 4322.0499 | 4322.0499 | 4322.0499 | 4322.0499 | 4322.0499 | 4322.0499 | 0 | 0 | 0 | 0 | 0 | 0 | 0 | 0 | 0 | 0 | 0 | 0 | 0 | 0 | 0 | 0 | 0 | 2.3624 | 2.3624 | 2.3624 | 2.3624 | 2.3624 | 2.3624 | 2.3624 | 2.3624 | 2.3624 | 2.3624 | 2.3624 | 2.3624 | 2.3624 | 2.3624 | 2.3624 | 0 | 0 | 0 | 0 | 0 | 0 | 0 | 0 | 0 | 0 | 0 | 0 | 0 | 0 | 0 | 0 | 0 | 673.0837 | 673.0837 | 673.0837 | 673.0837 | 673.0837 | 673.0837 | 673.0837 | 673.0837 | 673.0837 | 673.0837 | 673.0837 | 673.0837 | 673.0837 | 673.0837 | 673.0837 | 0 | 0 | 0 | 0 | 0 | 0 | 0 | 0 | 0 | 0 | 0 | 0
Residential | Whole House Efficiency | Building Shell | Air Sealing 20% ACH Reduction & Attic Insulation R-38 (ASHP) | 20 | 0 | 94.8% | 0 | 1770.8076 | 0.88231 | 0 | 0 | 1230.8629 | 0 | 900 |  | 1.4984 | 0.4741 | 2.0492 | 1.6714 | 3.1564 | 0.048181 | 0.34462 | 1250.5491 | 144.3921 | 2024.1349 | 2027.4658 | 610.2613 | 834.6089 |  | 0 | 0 | 0 | 0 | 0 | 1770.8076 | 1770.8076 | 1770.8076 | 1770.8076 | 1770.8076 | 1770.8076 | 1770.8076 | 1770.8076 | 1770.8076 | 1770.8076 | 1770.8076 | 1770.8076 | 1770.8076 | 1770.8076 | 1770.8076 | 1770.8076 | 1770.8076 | 1770.8076 | 1770.8076 | 1770.8076 | 0 | 0 | 0 | 0 | 0 | 0 | 0 | 0 | 0 | 0 | 0 | 0 | 0.88231 | 0.88231 | 0.88231 | 0.88231 | 0.88231 | 0.88231 | 0.88231 | 0.88231 | 0.88231 | 0.88231 | 0.88231 | 0.88231 | 0.88231 | 0.88231 | 0.88231 | 0.88231 | 0.88231 | 0.88231 | 0.88231 | 0.88231 | 0 | 0 | 0 | 0 | 0 | 0 | 0 | 0 | 0 | 0 | 0 | 0 | 0 | 0 | 0 | 0 | 0 | 0 | 0 | 0 | 0 | 0 | 0 | 0 | 0 | 0 | 0 | 0 | 0 | 0 | 0 | 0 | 0 | 0 | 0 | 0 | 0 | 0 | 0
Residential | Whole House Efficiency | Building Shell | Air Sealing 20% ACH Reduction & Attic Insulation R-38 (CAC & Electric Heat) | 20 | 0 | 94.8% | 0 | 28209.1295 | 2.8165 | 0 | 0 | 11693.1972 | 0 | 8550 |  | 1.6389 | 0.34111 | 2.2414 | 1.929 | 4.798 | 0.028733 | 0.20552 | 12994.513 | 2300.1796 | 32244.6578 | 32297.7185 | 5797.4823 | 7928.7841 |  | 0 | 0 | 0 | 0 | 0 | 28209.1295 | 28209.1295 | 28209.1295 | 28209.1295 | 28209.1295 | 28209.1295 | 28209.1295 | 28209.1295 | 28209.1295 | 28209.1295 | 28209.1295 | 28209.1295 | 28209.1295 | 28209.1295 | 28209.1295 | 28209.1295 | 28209.1295 | 28209.1295 | 28209.1295 | 28209.1295 | 0 | 0 | 0 | 0 | 0 | 0 | 0 | 0 | 0 | 0 | 0 | 0 | 2.8165 | 2.8165 | 2.8165 | 2.8165 | 2.8165 | 2.8165 | 2.8165 | 2.8165 | 2.8165 | 2.8165 | 2.8165 | 2.8165 | 2.8165 | 2.8165 | 2.8165 | 2.8165 | 2.8165 | 2.8165 | 2.8165 | 2.8165 | 0 | 0 | 0 | 0 | 0 | 0 | 0 | 0 | 0 | 0 | 0 | 0 | 0 | 0 | 0 | 0 | 0 | 0 | 0 | 0 | 0 | 0 | 0 | 0 | 0 | 0 | 0 | 0 | 0 | 0 | 0 | 0 | 0 | 0 | 0 | 0 | 0 | 0 | 0
Residential | Whole House Efficiency | Building Shell | Air Sealing 20% ACH Reduction & Attic Insulation R-38 (CAC & Gas Heat) | 20 | 0 | 94.8% | 305.1345 | 1442.4752 | 0.74119 | 0 | 0 | 3077.1572 | 0 | 2250 |  | 1.2348 | 0.40543 | 1.6887 | 1.2912 | 3.0418 | 0.14787 | 1.0577 | 2576.4366 | 117.6198 | 4821.1869 | 4829.1205 | 1525.6532 | 2086.5221 |  | 0 | 0 | 0 | 0 | 0 | 1442.4752 | 1442.4752 | 1442.4752 | 1442.4752 | 1442.4752 | 1442.4752 | 1442.4752 | 1442.4752 | 1442.4752 | 1442.4752 | 1442.4752 | 1442.4752 | 1442.4752 | 1442.4752 | 1442.4752 | 1442.4752 | 1442.4752 | 1442.4752 | 1442.4752 | 1442.4752 | 0 | 0 | 0 | 0 | 0 | 0 | 0 | 0 | 0 | 0 | 0 | 0 | 0.74119 | 0.74119 | 0.74119 | 0.74119 | 0.74119 | 0.74119 | 0.74119 | 0.74119 | 0.74119 | 0.74119 | 0.74119 | 0.74119 | 0.74119 | 0.74119 | 0.74119 | 0.74119 | 0.74119 | 0.74119 | 0.74119 | 0.74119 | 0 | 0 | 0 | 0 | 0 | 0 | 0 | 0 | 0 | 0 | 0 | 0 | 305.1345 | 305.1345 | 305.1345 | 305.1345 | 305.1345 | 305.1345 | 305.1345 | 305.1345 | 305.1345 | 305.1345 | 305.1345 | 305.1345 | 305.1345 | 305.1345 | 305.1345 | 305.1345 | 305.1345 | 305.1345 | 305.1345 | 305.1345 | 0 | 0 | 0 | 0 | 0 | 0 | 0
Residential | Whole House Efficiency | Building Shell | Wall Insulation R-13 (ASHP) | 25 | 0 | 94.8% | 0 | 684.6661 | 0.41161 | 0 | 0 | 85.3186 | 0 | 180 |  | 10.0702 | 0.57929 | 4.7732 | 11.1185 | 17.3587 | 0.022943 | 0.17827 | 582.5818 | 60.6456 | 882.1776 | 883.6293 | 122.0523 | 57.8518 |  | 0 | 0 | 0 | 0 | 0 | 684.6661 | 684.6661 | 684.6661 | 684.6661 | 684.6661 | 684.6661 | 684.6661 | 684.6661 | 684.6661 | 684.6661 | 684.6661 | 684.6661 | 684.6661 | 684.6661 | 684.6661 | 684.6661 | 684.6661 | 684.6661 | 684.6661 | 684.6661 | 684.6661 | 684.6661 | 684.6661 | 684.6661 | 684.6661 | 0 | 0 | 0 | 0 | 0 | 0 | 0 | 0.41161 | 0.41161 | 0.41161 | 0.41161 | 0.41161 | 0.41161 | 0.41161 | 0.41161 | 0.41161 | 0.41161 | 0.41161 | 0.41161 | 0.41161 | 0.41161 | 0.41161 | 0.41161 | 0.41161 | 0.41161 | 0.41161 | 0.41161 | 0.41161 | 0.41161 | 0.41161 | 0.41161 | 0.41161 | 0 | 0 | 0 | 0 | 0 | 0 | 0 | 0 | 0 | 0 | 0 | 0 | 0 | 0 | 0 | 0 | 0 | 0 | 0 | 0 | 0 | 0 | 0 | 0 | 0 | 0 | 0 | 0 | 0 | 0 | 0 | 0 | 0 | 0
Residential | Whole House Efficiency | Building Shell | Wall Insulation R-13 (CAC & Electric Heat) | 25 | 0 | 94.8% | 0 | 16169.5691 | 0.62498 | 0 | 0 | 1109.1412 | 0 | 2340 |  | 10.0159 | 0.33546 | 4.7475 | 11.9203 | 29.812 | 0.012629 | 0.098127 | 7532.7031 | 1432.2513 | 20834.1428 | 20868.4268 | 1586.6794 | 752.0733 |  | 0 | 0 | 0 | 0 | 0 | 16169.5691 | 16169.5691 | 16169.5691 | 16169.5691 | 16169.5691 | 16169.5691 | 16169.5691 | 16169.5691 | 16169.5691 | 16169.5691 | 16169.5691 | 16169.5691 | 16169.5691 | 16169.5691 | 16169.5691 | 16169.5691 | 16169.5691 | 16169.5691 | 16169.5691 | 16169.5691 | 16169.5691 | 16169.5691 | 16169.5691 | 16169.5691 | 16169.5691 | 0 | 0 | 0 | 0 | 0 | 0 | 0 | 0.62498 | 0.62498 | 0.62498 | 0.62498 | 0.62498 | 0.62498 | 0.62498 | 0.62498 | 0.62498 | 0.62498 | 0.62498 | 0.62498 | 0.62498 | 0.62498 | 0.62498 | 0.62498 | 0.62498 | 0.62498 | 0.62498 | 0.62498 | 0.62498 | 0.62498 | 0.62498 | 0.62498 | 0.62498 | 0 | 0 | 0 | 0 | 0 | 0 | 0 | 0 | 0 | 0 | 0 | 0 | 0 | 0 | 0 | 0 | 0 | 0 | 0 | 0 | 0 | 0 | 0 | 0 | 0 | 0 | 0 | 0 | 0 | 0 | 0 | 0 | 0 | 0
Residential | Whole House Efficiency | Building Shell | Wall Insulation R-13 (CAC & Gas Heat) | 25 | 0 | 94.8% | 227.6638 | 510.8678 | 0.1923 | 0 | 0 | 341.2742 | 0 | 720 |  | 7.1094 | 0.43287 | 3.3698 | 7.3049 | 16.4003 | 0.12299 | 0.95565 | 1645.1616 | 45.2511 | 3306.9471 | 3312.3889 | 488.209 | 231.4072 |  | 0 | 0 | 0 | 0 | 0 | 510.8678 | 510.8678 | 510.8678 | 510.8678 | 510.8678 | 510.8678 | 510.8678 | 510.8678 | 510.8678 | 510.8678 | 510.8678 | 510.8678 | 510.8678 | 510.8678 | 510.8678 | 510.8678 | 510.8678 | 510.8678 | 510.8678 | 510.8678 | 510.8678 | 510.8678 | 510.8678 | 510.8678 | 510.8678 | 0 | 0 | 0 | 0 | 0 | 0 | 0 | 0.1923 | 0.1923 | 0.1923 | 0.1923 | 0.1923 | 0.1923 | 0.1923 | 0.1923 | 0.1923 | 0.1923 | 0.1923 | 0.1923 | 0.1923 | 0.1923 | 0.1923 | 0.1923 | 0.1923 | 0.1923 | 0.1923 | 0.1923 | 0.1923 | 0.1923 | 0.1923 | 0.1923 | 0.1923 | 0 | 0 | 0 | 0 | 0 | 0 | 0 | 227.6638 | 227.6638 | 227.6638 | 227.6638 | 227.6638 | 227.6638 | 227.6638 | 227.6638 | 227.6638 | 227.6638 | 227.6638 | 227.6638 | 227.6638 | 227.6638 | 227.6638 | 227.6638 | 227.6638 | 227.6638 | 227.6638 | 227.6638 | 227.6638 | 227.6638 | 227.6638 | 227.6638 | 227.6638 | 0 | 0
Residential | Whole House Efficiency | Building Shell | Basement Sidewall Insulation R-13 (ASHP) | 25 | 0 | 94.8% | 0 | 2993.9806 | 1.8689 | 0 | 0 | 61.4294 | 0 | 72 |  | 62.2949 | 0.66315 | 53.1491 | 68.6617 | 93.7861 | 0.0020987 | 0.016306 | 2594.7885 | 265.1977 | 3857.6797 | 3864.0277 | 48.8209 | 41.6533 |  | 0 | 0 | 0 | 0 | 0 | 2993.9806 | 2993.9806 | 2993.9806 | 2993.9806 | 2993.9806 | 2993.9806 | 2993.9806 | 2993.9806 | 2993.9806 | 2993.9806 | 2993.9806 | 2993.9806 | 2993.9806 | 2993.9806 | 2993.9806 | 2993.9806 | 2993.9806 | 2993.9806 | 2993.9806 | 2993.9806 | 2993.9806 | 2993.9806 | 2993.9806 | 2993.9806 | 2993.9806 | 0 | 0 | 0 | 0 | 0 | 0 | 0 | 1.8689 | 1.8689 | 1.8689 | 1.8689 | 1.8689 | 1.8689 | 1.8689 | 1.8689 | 1.8689 | 1.8689 | 1.8689 | 1.8689 | 1.8689 | 1.8689 | 1.8689 | 1.8689 | 1.8689 | 1.8689 | 1.8689 | 1.8689 | 1.8689 | 1.8689 | 1.8689 | 1.8689 | 1.8689 | 0 | 0 | 0 | 0 | 0 | 0 | 0 | 0 | 0 | 0 | 0 | 0 | 0 | 0 | 0 | 0 | 0 | 0 | 0 | 0 | 0 | 0 | 0 | 0 | 0 | 0 | 0 | 0 | 0 | 0 | 0 | 0 | 0 | 0
Residential | Whole House Efficiency | Building Shell | Basement Sidewall Insulation R-13 (CAC & Electric Heat) | 25 | 0 | 94.8% | 0 | 71926.1096 | 1.8861 | 0 | 0 | 798.5817 | 0 | 936 |  | 60.7494 | 0.35196 | 51.8305 | 72.515 | 172.3198 | 0.0011357 | 0.0088239 | 32895.3651 | 6370.9961 | 92675.2485 | 92827.7518 | 634.6718 | 541.4928 |  | 0 | 0 | 0 | 0 | 0 | 71926.1096 | 71926.1096 | 71926.1096 | 71926.1096 | 71926.1096 | 71926.1096 | 71926.1096 | 71926.1096 | 71926.1096 | 71926.1096 | 71926.1096 | 71926.1096 | 71926.1096 | 71926.1096 | 71926.1096 | 71926.1096 | 71926.1096 | 71926.1096 | 71926.1096 | 71926.1096 | 71926.1096 | 71926.1096 | 71926.1096 | 71926.1096 | 71926.1096 | 0 | 0 | 0 | 0 | 0 | 0 | 0 | 1.8861 | 1.8861 | 1.8861 | 1.8861 | 1.8861 | 1.8861 | 1.8861 | 1.8861 | 1.8861 | 1.8861 | 1.8861 | 1.8861 | 1.8861 | 1.8861 | 1.8861 | 1.8861 | 1.8861 | 1.8861 | 1.8861 | 1.8861 | 1.8861 | 1.8861 | 1.8861 | 1.8861 | 1.8861 | 0 | 0 | 0 | 0 | 0 | 0 | 0 | 0 | 0 | 0 | 0 | 0 | 0 | 0 | 0 | 0 | 0 | 0 | 0 | 0 | 0 | 0 | 0 | 0 | 0 | 0 | 0 | 0 | 0 | 0 | 0 | 0 | 0 | 0
Residential | Whole House Efficiency | Building Shell | Basement Sidewall Insulation R-13 (CAC & Gas Heat) | 25 | 0 | 94.8% | 1047.7257 | 1873.5487 | 0.58034 | 0 | 0 | 245.7174 | 0 | 288 |  | 42.9307 | 0.48255 | 36.6278 | 43.9267 | 88.8216 | 0.013415 | 0.10423 | 7152.8163 | 165.9532 | 14603.5666 | 14627.5978 | 195.2836 | 166.6132 |  | 0 | 0 | 0 | 0 | 0 | 1873.5487 | 1873.5487 | 1873.5487 | 1873.5487 | 1873.5487 | 1873.5487 | 1873.5487 | 1873.5487 | 1873.5487 | 1873.5487 | 1873.5487 | 1873.5487 | 1873.5487 | 1873.5487 | 1873.5487 | 1873.5487 | 1873.5487 | 1873.5487 | 1873.5487 | 1873.5487 | 1873.5487 | 1873.5487 | 1873.5487 | 1873.5487 | 1873.5487 | 0 | 0 | 0 | 0 | 0 | 0 | 0 | 0.58034 | 0.58034 | 0.58034 | 0.58034 | 0.58034 | 0.58034 | 0.58034 | 0.58034 | 0.58034 | 0.58034 | 0.58034 | 0.58034 | 0.58034 | 0.58034 | 0.58034 | 0.58034 | 0.58034 | 0.58034 | 0.58034 | 0.58034 | 0.58034 | 0.58034 | 0.58034 | 0.58034 | 0.58034 | 0 | 0 | 0 | 0 | 0 | 0 | 0 | 1047.7257 | 1047.7257 | 1047.7257 | 1047.7257 | 1047.7257 | 1047.7257 | 1047.7257 | 1047.7257 | 1047.7257 | 1047.7257 | 1047.7257 | 1047.7257 | 1047.7257 | 1047.7257 | 1047.7257 | 1047.7257 | 1047.7257 | 1047.7257 | 1047.7257 | 1047.7257 | 1047.7257 | 1047.7257 | 1047.7257 | 1047.7257 | 1047.7257 | 0 | 0
Residential | Whole House Efficiency | Building Shell | Crawlspace Insulation R-19 (ASHP) | 25 | 0 | 94.8% | 0 | 4195.3061 | 2.6035 | 0 | 0 | 76.7867 | 0 | 90 |  | 69.632 | 0.66213 | 59.409 | 76.7691 | 104.9922 | 0.0018721 | 0.014546 | 3625.5017 | 371.6075 | 5405.5619 | 5414.4571 | 61.0261 | 52.0666 |  | 0 | 0 | 0 | 0 | 0 | 4195.3061 | 4195.3061 | 4195.3061 | 4195.3061 | 4195.3061 | 4195.3061 | 4195.3061 | 4195.3061 | 4195.3061 | 4195.3061 | 4195.3061 | 4195.3061 | 4195.3061 | 4195.3061 | 4195.3061 | 4195.3061 | 4195.3061 | 4195.3061 | 4195.3061 | 4195.3061 | 4195.3061 | 4195.3061 | 4195.3061 | 4195.3061 | 4195.3061 | 0 | 0 | 0 | 0 | 0 | 0 | 0 | 2.6035 | 2.6035 | 2.6035 | 2.6035 | 2.6035 | 2.6035 | 2.6035 | 2.6035 | 2.6035 | 2.6035 | 2.6035 | 2.6035 | 2.6035 | 2.6035 | 2.6035 | 2.6035 | 2.6035 | 2.6035 | 2.6035 | 2.6035 | 2.6035 | 2.6035 | 2.6035 | 2.6035 | 2.6035 | 0 | 0 | 0 | 0 | 0 | 0 | 0 | 0 | 0 | 0 | 0 | 0 | 0 | 0 | 0 | 0 | 0 | 0 | 0 | 0 | 0 | 0 | 0 | 0 | 0 | 0 | 0 | 0 | 0 | 0 | 0 | 0 | 0 | 0
Residential | Whole House Efficiency | Building Shell | Crawlspace Insulation R-19 (CAC & Electric Heat) | 25 | 0 | 94.8% | 0 | 100516.9469 | 2.8301 | 0 | 0 | 998.2271 | 0 | 1170 |  | 68.1145 | 0.35323 | 58.1143 | 81.2684 | 192.5156 | 0.0010158 | 0.0078926 | 46104.3541 | 8903.4855 | 129513.9287 | 129727.0524 | 793.3397 | 676.866 |  | 0 | 0 | 0 | 0 | 0 | 100516.9469 | 100516.9469 | 100516.9469 | 100516.9469 | 100516.9469 | 100516.9469 | 100516.9469 | 100516.9469 | 100516.9469 | 100516.9469 | 100516.9469 | 100516.9469 | 100516.9469 | 100516.9469 | 100516.9469 | 100516.9469 | 100516.9469 | 100516.9469 | 100516.9469 | 100516.9469 | 100516.9469 | 100516.9469 | 100516.9469 | 100516.9469 | 100516.9469 | 0 | 0 | 0 | 0 | 0 | 0 | 0 | 2.8301 | 2.8301 | 2.8301 | 2.8301 | 2.8301 | 2.8301 | 2.8301 | 2.8301 | 2.8301 | 2.8301 | 2.8301 | 2.8301 | 2.8301 | 2.8301 | 2.8301 | 2.8301 | 2.8301 | 2.8301 | 2.8301 | 2.8301 | 2.8301 | 2.8301 | 2.8301 | 2.8301 | 2.8301 | 0 | 0 | 0 | 0 | 0 | 0 | 0 | 0 | 0 | 0 | 0 | 0 | 0 | 0 | 0 | 0 | 0 | 0 | 0 | 0 | 0 | 0 | 0 | 0 | 0 | 0 | 0 | 0 | 0 | 0 | 0 | 0 | 0 | 0
Residential | Whole House Efficiency | Building Shell | Crawlspace Insulation R-19 (CAC & Gas Heat) | 25 | 0 | 94.8% | 1441.0043 | 2690.6494 | 0.8708 | 0 | 0 | 307.1468 | 0 | 360 |  | 47.7151 | 0.48453 | 40.7099 | 48.8595 | 98.3164 | 0.011676 | 0.090723 | 9937.4601 | 238.3295 | 20231.8987 | 20265.1917 | 244.1045 | 208.2664 |  | 0 | 0 | 0 | 0 | 0 | 2690.6494 | 2690.6494 | 2690.6494 | 2690.6494 | 2690.6494 | 2690.6494 | 2690.6494 | 2690.6494 | 2690.6494 | 2690.6494 | 2690.6494 | 2690.6494 | 2690.6494 | 2690.6494 | 2690.6494 | 2690.6494 | 2690.6494 | 2690.6494 | 2690.6494 | 2690.6494 | 2690.6494 | 2690.6494 | 2690.6494 | 2690.6494 | 2690.6494 | 0 | 0 | 0 | 0 | 0 | 0 | 0 | 0.8708 | 0.8708 | 0.8708 | 0.8708 | 0.8708 | 0.8708 | 0.8708 | 0.8708 | 0.8708 | 0.8708 | 0.8708 | 0.8708 | 0.8708 | 0.8708 | 0.8708 | 0.8708 | 0.8708 | 0.8708 | 0.8708 | 0.8708 | 0.8708 | 0.8708 | 0.8708 | 0.8708 | 0.8708 | 0 | 0 | 0 | 0 | 0 | 0 | 0 | 1441.0043 | 1441.0043 | 1441.0043 | 1441.0043 | 1441.0043 | 1441.0043 | 1441.0043 | 1441.0043 | 1441.0043 | 1441.0043 | 1441.0043 | 1441.0043 | 1441.0043 | 1441.0043 | 1441.0043 | 1441.0043 | 1441.0043 | 1441.0043 | 1441.0043 | 1441.0043 | 1441.0043 | 1441.0043 | 1441.0043 | 1441.0043 | 1441.0043 | 0 | 0
Residential | Whole House Efficiency | HVAC | Efficient Heat Pump (SF SEER 15, EER 12.5, HSPF 8.5) | 18 | 0 | 59.08% | 0 | 76350.0122 | 37.2989 | 0 | 0 | 66134.4163 | 0 | 73500 |  | 1.1315 | 0.38454 | 1.0181 | 1.264 | 4.0446 | 0.095568 | 0.65276 | 50738.7455 | 5945.0196 | 131537.1511 | 82109.6499 | 49838.0061 | 44843.6387 |  | 0 | 0 | 0 | 0 | 0 | 76350.0122 | 76350.0122 | 76350.0122 | 76350.0122 | 76350.0122 | 76350.0122 | 76350.0122 | 76350.0122 | 76350.0122 | 76350.0122 | 76350.0122 | 76350.0122 | 76350.0122 | 76350.0122 | 76350.0122 | 76350.0122 | 76350.0122 | 76350.0122 | 0 | 0 | 0 | 0 | 0 | 0 | 0 | 0 | 0 | 0 | 0 | 0 | 0 | 0 | 37.2989 | 37.2989 | 37.2989 | 37.2989 | 37.2989 | 37.2989 | 37.2989 | 37.2989 | 37.2989 | 37.2989 | 37.2989 | 37.2989 | 37.2989 | 37.2989 | 37.2989 | 37.2989 | 37.2989 | 37.2989 | 0 | 0 | 0 | 0 | 0 | 0 | 0 | 0 | 0 | 0 | 0 | 0 | 0 | 0 | 0 | 0 | 0 | 0 | 0 | 0 | 0 | 0 | 0 | 0 | 0 | 0 | 0 | 0 | 0 | 0 | 0 | 0 | 0 | 0 | 0 | 0 | 0 | 0 | 0 | 0 | 0
Residential | Whole House Efficiency | HVAC | Efficient Heat Pump (SF SEER 16, EER 13, HSPF 9) | 18 | 0 | 59.08% | 0 | 28419.1997 | 8.1075 | 0 | 0 | 21594.9114 | 0 | 18000 |  | 1.0597 | 0.36281 | 1.2713 | 1.2108 | 4.1772 | 0.062877 | 0.42947 | 15516.8766 | 2212.8706 | 48961.0998 | 30563.0671 | 12205.226 | 14642.8208 |  | 0 | 0 | 0 | 0 | 0 | 28419.1997 | 28419.1997 | 28419.1997 | 28419.1997 | 28419.1997 | 28419.1997 | 28419.1997 | 28419.1997 | 28419.1997 | 28419.1997 | 28419.1997 | 28419.1997 | 28419.1997 | 28419.1997 | 28419.1997 | 28419.1997 | 28419.1997 | 28419.1997 | 0 | 0 | 0 | 0 | 0 | 0 | 0 | 0 | 0 | 0 | 0 | 0 | 0 | 0 | 8.1075 | 8.1075 | 8.1075 | 8.1075 | 8.1075 | 8.1075 | 8.1075 | 8.1075 | 8.1075 | 8.1075 | 8.1075 | 8.1075 | 8.1075 | 8.1075 | 8.1075 | 8.1075 | 8.1075 | 8.1075 | 0 | 0 | 0 | 0 | 0 | 0 | 0 | 0 | 0 | 0 | 0 | 0 | 0 | 0 | 0 | 0 | 0 | 0 | 0 | 0 | 0 | 0 | 0 | 0 | 0 | 0 | 0 | 0 | 0 | 0 | 0 | 0 | 0 | 0 | 0 | 0 | 0 | 0 | 0 | 0 | 0
Residential | Whole House Efficiency | HVAC | Efficient Heat Pump (SF SEER 14 Replace Resistance Heat w/CAC) | 18 | 6 | 54.74% | 0 | 0 | 0 | 669168.5656 | 49.0072 | 89972.3224 | 89972.3224 | 25500 |  | 6.0839 | 0.41562 | 7.9987 | 7.218 | 24.7542 | 0.0076454 | 0.025839 | 138303.9354 | 25782.1044 | 545441.2919 | 315476.2919 | 17290.7368 | 22732.8002 |  | 0 | 0 | 0 | 0 | 0 | 669168.5656 | 669168.5656 | 669168.5656 | 669168.5656 | 669168.5656 | 669168.5656 | 0 | 0 | 0 | 0 | 0 | 0 | 0 | 0 | 0 | 0 | 0 | 0 | 0 | 0 | 0 | 0 | 0 | 0 | 0 | 0 | 0 | 0 | 0 | 0 | 0 | 0 | 49.0072 | 49.0072 | 49.0072 | 49.0072 | 49.0072 | 49.0072 | 0 | 0 | 0 | 0 | 0 | 0 | 0 | 0 | 0 | 0 | 0 | 0 | 0 | 0 | 0 | 0 | 0 | 0 | 0 | 0 | 0 | 0 | 0 | 0 | 0 | 0 | 0 | 0 | 0 | 0 | 0 | 0 | 0 | 0 | 0 | 0 | 0 | 0 | 0 | 0 | 0 | 0 | 0 | 0 | 0 | 0 | 0 | 0 | 0 | 0 | 0 | 0 | 0
Residential | Whole House Efficiency | HVAC | Efficient Heat Pump (SF SEER 15 Replace Resistance Heat w/CAC) | 18 | 6 | 54.74% | 0 | 5774.9199 | 2.8212 | 163226.3471 | 12.973 | 26172.1966 | 21169.9582 | 12000 |  | 4.1201 | 0.40657 | 4.4259 | 4.8656 | 16.8422 | 0.014236 | 0.04985 | 36012.8909 | 6516.0436 | 139076.8541 | 80440.28 | 8136.8173 | 8740.7525 |  | 0 | 0 | 0 | 0 | 0 | 163226.3471 | 163226.3471 | 163226.3471 | 163226.3471 | 163226.3471 | 163226.3471 | 5774.9199 | 5774.9199 | 5774.9199 | 5774.9199 | 5774.9199 | 5774.9199 | 5774.9199 | 5774.9199 | 5774.9199 | 5774.9199 | 5774.9199 | 5774.9199 | 0 | 0 | 0 | 0 | 0 | 0 | 0 | 0 | 0 | 0 | 0 | 0 | 0 | 0 | 12.973 | 12.973 | 12.973 | 12.973 | 12.973 | 12.973 | 2.8212 | 2.8212 | 2.8212 | 2.8212 | 2.8212 | 2.8212 | 2.8212 | 2.8212 | 2.8212 | 2.8212 | 2.8212 | 2.8212 | 0 | 0 | 0 | 0 | 0 | 0 | 0 | 0 | 0 | 0 | 0 | 0 | 0 | 0 | 0 | 0 | 0 | 0 | 0 | 0 | 0 | 0 | 0 | 0 | 0 | 0 | 0 | 0 | 0 | 0 | 0 | 0 | 0 | 0 | 0 | 0 | 0 | 0 | 0 | 0 | 0
Residential | Whole House Efficiency | HVAC | Efficient Heat Pump (SF SEER 16 Replace Resistance Heat w/CAC) | 18 | 6 | 54.74% | 0 | 7241.3157 | 2.0658 | 93839.6007 | 7.6493 | 17145.9392 | 11643.477 | 9900 |  | 3.2445 | 0.39131 | 3.2252 | 3.829 | 13.6018 | 0.01962 | 0.071536 | 21650.0847 | 3900.3551 | 84050.8226 | 48613.9246 | 6712.8743 | 6672.9359 |  | 0 | 0 | 0 | 0 | 0 | 93839.6007 | 93839.6007 | 93839.6007 | 93839.6007 | 93839.6007 | 93839.6007 | 7241.3157 | 7241.3157 | 7241.3157 | 7241.3157 | 7241.3157 | 7241.3157 | 7241.3157 | 7241.3157 | 7241.3157 | 7241.3157 | 7241.3157 | 7241.3157 | 0 | 0 | 0 | 0 | 0 | 0 | 0 | 0 | 0 | 0 | 0 | 0 | 0 | 0 | 7.6493 | 7.6493 | 7.6493 | 7.6493 | 7.6493 | 7.6493 | 2.0658 | 2.0658 | 2.0658 | 2.0658 | 2.0658 | 2.0658 | 2.0658 | 2.0658 | 2.0658 | 2.0658 | 2.0658 | 2.0658 | 0 | 0 | 0 | 0 | 0 | 0 | 0 | 0 | 0 | 0 | 0 | 0 | 0 | 0 | 0 | 0 | 0 | 0 | 0 | 0 | 0 | 0 | 0 | 0 | 0 | 0 | 0 | 0 | 0 | 0 | 0 | 0 | 0 | 0 | 0 | 0 | 0 | 0 | 0 | 0 | 0
Residential | Whole House Efficiency | HVAC | Heat Pump Ductless (SF Mini Split Replace Resistance Heat w/CAC) | 18 | 0 | 59.08% | 0 | 63093.8278 | 1.7349 | 0 | 0 | 7563.2884 | 0 | 6400 |  | 4.8674 | 0.34577 | 5.7521 | 5.8253 | 22.0416 | 0.01007 | 0.068781 | 24961.8583 | 4912.8223 | 108699.1621 | 67853.4549 | 4339.6359 | 5128.4247 |  | 0 | 0 | 0 | 0 | 0 | 63093.8278 | 63093.8278 | 63093.8278 | 63093.8278 | 63093.8278 | 63093.8278 | 63093.8278 | 63093.8278 | 63093.8278 | 63093.8278 | 63093.8278 | 63093.8278 | 63093.8278 | 63093.8278 | 63093.8278 | 63093.8278 | 63093.8278 | 63093.8278 | 0 | 0 | 0 | 0 | 0 | 0 | 0 | 0 | 0 | 0 | 0 | 0 | 0 | 0 | 1.7349 | 1.7349 | 1.7349 | 1.7349 | 1.7349 | 1.7349 | 1.7349 | 1.7349 | 1.7349 | 1.7349 | 1.7349 | 1.7349 | 1.7349 | 1.7349 | 1.7349 | 1.7349 | 1.7349 | 1.7349 | 0 | 0 | 0 | 0 | 0 | 0 | 0 | 0 | 0 | 0 | 0 | 0 | 0 | 0 | 0 | 0 | 0 | 0 | 0 | 0 | 0 | 0 | 0 | 0 | 0 | 0 | 0 | 0 | 0 | 0 | 0 | 0 | 0 | 0 | 0 | 0 | 0 | 0 | 0 | 0 | 0
Residential | Whole House Efficiency | HVAC | Heat Pump Ductless (SF Mini Split Replace Resistance Heat/RAC) | 18 | 0 | 59.08% | 0 | 85849.0777 | 7.265 | 0 | 0 | 10399.5215 | 0 | 8800 |  | 5.2223 | 0.37465 | 6.1715 | 6.1702 | 21.8205 | 0.010176 | 0.069506 | 36825.3305 | 6684.6676 | 147902.309 | 92325.2991 | 5966.9994 | 7051.5839 |  | 0 | 0 | 0 | 0 | 0 | 85849.0777 | 85849.0777 | 85849.0777 | 85849.0777 | 85849.0777 | 85849.0777 | 85849.0777 | 85849.0777 | 85849.0777 | 85849.0777 | 85849.0777 | 85849.0777 | 85849.0777 | 85849.0777 | 85849.0777 | 85849.0777 | 85849.0777 | 85849.0777 | 0 | 0 | 0 | 0 | 0 | 0 | 0 | 0 | 0 | 0 | 0 | 0 | 0 | 0 | 7.265 | 7.265 | 7.265 | 7.265 | 7.265 | 7.265 | 7.265 | 7.265 | 7.265 | 7.265 | 7.265 | 7.265 | 7.265 | 7.265 | 7.265 | 7.265 | 7.265 | 7.265 | 0 | 0 | 0 | 0 | 0 | 0 | 0 | 0 | 0 | 0 | 0 | 0 | 0 | 0 | 0 | 0 | 0 | 0 | 0 | 0 | 0 | 0 | 0 | 0 | 0 | 0 | 0 | 0 | 0 | 0 | 0 | 0 | 0 | 0 | 0 | 0 | 0 | 0 | 0 | 0 | 0
Residential | Whole House Efficiency | HVAC | Smart Programmable Thermostat (SF ASHP) | 5 | 0 | 59.08% | 0 | 58746.3811 | 11.7986 | 0 | 0 | 6912.2357 | 0 | 5850 |  | 2.5903 | 0.4397 | 3.0607 | 3.0075 | 8.9279 | 0.023125 | 0.067522 | 12140.737 | 1955.4975 | 37878.2845 | 23644.8232 | 3966.6984 | 4686.9666 |  | 0 | 0 | 0 | 0 | 0 | 58746.3811 | 58746.3811 | 58746.3811 | 58746.3811 | 58746.3811 | 0 | 0 | 0 | 0 | 0 | 0 | 0 | 0 | 0 | 0 | 0 | 0 | 0 | 0 | 0 | 0 | 0 | 0 | 0 | 0 | 0 | 0 | 0 | 0 | 0 | 0 | 0 | 11.7986 | 11.7986 | 11.7986 | 11.7986 | 11.7986 | 0 | 0 | 0 | 0 | 0 | 0 | 0 | 0 | 0 | 0 | 0 | 0 | 0 | 0 | 0 | 0 | 0 | 0 | 0 | 0 | 0 | 0 | 0 | 0 | 0 | 0 | 0 | 0 | 0 | 0 | 0 | 0 | 0 | 0 | 0 | 0 | 0 | 0 | 0 | 0 | 0 | 0 | 0 | 0 | 0 | 0 | 0 | 0 | 0 | 0 | 0 | 0 | 0 | 0
Residential | Whole House Efficiency | HVAC | Efficient Heat Pump (MF SEER 15, EER 12.5, HSPF 8.5) | 18 | 0 | 57.25% | 0 | 6945.7098 | 3.3932 | 0 | 0 | 6016.3771 | 0 | 6900 |  | 1.1315 | 0.37995 | 0.98656 | 1.264 | 4.1738 | 0.09862 | 0.67361 | 4615.8028 | 540.8301 | 12348.3856 | 7469.6753 | 4678.67 | 4079.5134 |  | 0 | 0 | 0 | 0 | 0 | 6945.7098 | 6945.7098 | 6945.7098 | 6945.7098 | 6945.7098 | 6945.7098 | 6945.7098 | 6945.7098 | 6945.7098 | 6945.7098 | 6945.7098 | 6945.7098 | 6945.7098 | 6945.7098 | 6945.7098 | 6945.7098 | 6945.7098 | 6945.7098 | 0 | 0 | 0 | 0 | 0 | 0 | 0 | 0 | 0 | 0 | 0 | 0 | 0 | 0 | 3.3932 | 3.3932 | 3.3932 | 3.3932 | 3.3932 | 3.3932 | 3.3932 | 3.3932 | 3.3932 | 3.3932 | 3.3932 | 3.3932 | 3.3932 | 3.3932 | 3.3932 | 3.3932 | 3.3932 | 3.3932 | 0 | 0 | 0 | 0 | 0 | 0 | 0 | 0 | 0 | 0 | 0 | 0 | 0 | 0 | 0 | 0 | 0 | 0 | 0 | 0 | 0 | 0 | 0 | 0 | 0 | 0 | 0 | 0 | 0 | 0 | 0 | 0 | 0 | 0 | 0 | 0 | 0 | 0 | 0 | 0 | 0
Residential | Whole House Efficiency | HVAC | Efficient Heat Pump (MF SEER 16, EER 13, HSPF 9) | 18 | 0 | 57.25% | 0 | 7573.3898 | 2.1605 | 0 | 0 | 5754.7955 | 0 | 4950 |  | 1.0597 | 0.35954 | 1.232 | 1.2108 | 4.3106 | 0.064886 | 0.44319 | 4135.0691 | 589.7046 | 13464.3025 | 8144.7057 | 3356.4371 | 3902.1433 |  | 0 | 0 | 0 | 0 | 0 | 7573.3898 | 7573.3898 | 7573.3898 | 7573.3898 | 7573.3898 | 7573.3898 | 7573.3898 | 7573.3898 | 7573.3898 | 7573.3898 | 7573.3898 | 7573.3898 | 7573.3898 | 7573.3898 | 7573.3898 | 7573.3898 | 7573.3898 | 7573.3898 | 0 | 0 | 0 | 0 | 0 | 0 | 0 | 0 | 0 | 0 | 0 | 0 | 0 | 0 | 2.1605 | 2.1605 | 2.1605 | 2.1605 | 2.1605 | 2.1605 | 2.1605 | 2.1605 | 2.1605 | 2.1605 | 2.1605 | 2.1605 | 2.1605 | 2.1605 | 2.1605 | 2.1605 | 2.1605 | 2.1605 | 0 | 0 | 0 | 0 | 0 | 0 | 0 | 0 | 0 | 0 | 0 | 0 | 0 | 0 | 0 | 0 | 0 | 0 | 0 | 0 | 0 | 0 | 0 | 0 | 0 | 0 | 0 | 0 | 0 | 0 | 0 | 0 | 0 | 0 | 0 | 0 | 0 | 0 | 0 | 0 | 0
Residential | Whole House Efficiency | HVAC | Efficient Heat Pump (MF SEER 14 Replace Resistance Heat w/CAC) | 18 | 6 | 57.25% | 0 | 0 | 0 | 823359.3666 | 60.2995 | 110703.8767 | 110703.8767 | 30000 |  | 6.0839 | 0.41657 | 8.3655 | 7.218 | 23.6688 | 0.0073102 | 0.024706 | 170172.1308 | 31722.8546 | 641695.6375 | 388168.8012 | 20342.0433 | 27970.9253 |  | 0 | 0 | 0 | 0 | 0 | 823359.3666 | 823359.3666 | 823359.3666 | 823359.3666 | 823359.3666 | 823359.3666 | 0 | 0 | 0 | 0 | 0 | 0 | 0 | 0 | 0 | 0 | 0 | 0 | 0 | 0 | 0 | 0 | 0 | 0 | 0 | 0 | 0 | 0 | 0 | 0 | 0 | 0 | 60.2995 | 60.2995 | 60.2995 | 60.2995 | 60.2995 | 60.2995 | 0 | 0 | 0 | 0 | 0 | 0 | 0 | 0 | 0 | 0 | 0 | 0 | 0 | 0 | 0 | 0 | 0 | 0 | 0 | 0 | 0 | 0 | 0 | 0 | 0 | 0 | 0 | 0 | 0 | 0 | 0 | 0 | 0 | 0 | 0 | 0 | 0 | 0 | 0 | 0 | 0 | 0 | 0 | 0 | 0 | 0 | 0 | 0 | 0 | 0 | 0 | 0 | 0
Residential | Whole House Efficiency | HVAC | Efficient Heat Pump (MF SEER 15 Replace Resistance Heat w/CAC) | 18 | 6 | 57.25% | 0 | 6039.7476 | 2.9506 | 170711.621 | 13.5679 | 27372.4076 | 22140.7753 | 12000 |  | 4.1201 | 0.40822 | 4.6289 | 4.8656 | 16.1037 | 0.013611 | 0.047664 | 37664.3789 | 6814.8579 | 139076.8541 | 84129.13 | 8136.8173 | 9141.588 |  | 0 | 0 | 0 | 0 | 0 | 170711.621 | 170711.621 | 170711.621 | 170711.621 | 170711.621 | 170711.621 | 6039.7476 | 6039.7476 | 6039.7476 | 6039.7476 | 6039.7476 | 6039.7476 | 6039.7476 | 6039.7476 | 6039.7476 | 6039.7476 | 6039.7476 | 6039.7476 | 0 | 0 | 0 | 0 | 0 | 0 | 0 | 0 | 0 | 0 | 0 | 0 | 0 | 0 | 13.5679 | 13.5679 | 13.5679 | 13.5679 | 13.5679 | 13.5679 | 2.9506 | 2.9506 | 2.9506 | 2.9506 | 2.9506 | 2.9506 | 2.9506 | 2.9506 | 2.9506 | 2.9506 | 2.9506 | 2.9506 | 0 | 0 | 0 | 0 | 0 | 0 | 0 | 0 | 0 | 0 | 0 | 0 | 0 | 0 | 0 | 0 | 0 | 0 | 0 | 0 | 0 | 0 | 0 | 0 | 0 | 0 | 0 | 0 | 0 | 0 | 0 | 0 | 0 | 0 | 0 | 0 | 0 | 0 | 0 | 0 | 0
Residential | Whole House Efficiency | HVAC | Efficient Heat Pump (MF SEER 16 Replace Resistance Heat w/CAC) | 18 | 6 | 57.25% | 0 | 4819.4299 | 1.3749 | 62454.5855 | 5.091 | 11411.4139 | 7749.2714 | 6300 |  | 3.2445 | 0.39341 | 3.3731 | 3.829 | 13.0054 | 0.01876 | 0.068399 | 14409.1307 | 2595.8664 | 53486.8871 | 32354.8106 | 4271.8291 | 4441.1469 |  | 0 | 0 | 0 | 0 | 0 | 62454.5855 | 62454.5855 | 62454.5855 | 62454.5855 | 62454.5855 | 62454.5855 | 4819.4299 | 4819.4299 | 4819.4299 | 4819.4299 | 4819.4299 | 4819.4299 | 4819.4299 | 4819.4299 | 4819.4299 | 4819.4299 | 4819.4299 | 4819.4299 | 0 | 0 | 0 | 0 | 0 | 0 | 0 | 0 | 0 | 0 | 0 | 0 | 0 | 0 | 5.091 | 5.091 | 5.091 | 5.091 | 5.091 | 5.091 | 1.3749 | 1.3749 | 1.3749 | 1.3749 | 1.3749 | 1.3749 | 1.3749 | 1.3749 | 1.3749 | 1.3749 | 1.3749 | 1.3749 | 0 | 0 | 0 | 0 | 0 | 0 | 0 | 0 | 0 | 0 | 0 | 0 | 0 | 0 | 0 | 0 | 0 | 0 | 0 | 0 | 0 | 0 | 0 | 0 | 0 | 0 | 0 | 0 | 0 | 0 | 0 | 0 | 0 | 0 | 0 | 0 | 0 | 0 | 0 | 0 | 0
Residential | Whole House Efficiency | HVAC | Heat Pump Ductless (MF Mini Split Replace Resistance Heat w/CAC) | 18 | 0 | 57.25% | 0 | 53498.3884 | 1.4711 | 0 | 0 | 6413.0479 | 0 | 5600 |  | 4.8674 | 0.3451 | 5.574 | 5.8253 | 22.7456 | 0.010392 | 0.070977 | 21165.6074 | 4165.6702 | 95111.7669 | 57534.1616 | 3797.1814 | 4348.4833 |  | 0 | 0 | 0 | 0 | 0 | 53498.3884 | 53498.3884 | 53498.3884 | 53498.3884 | 53498.3884 | 53498.3884 | 53498.3884 | 53498.3884 | 53498.3884 | 53498.3884 | 53498.3884 | 53498.3884 | 53498.3884 | 53498.3884 | 53498.3884 | 53498.3884 | 53498.3884 | 53498.3884 | 0 | 0 | 0 | 0 | 0 | 0 | 0 | 0 | 0 | 0 | 0 | 0 | 0 | 0 | 1.4711 | 1.4711 | 1.4711 | 1.4711 | 1.4711 | 1.4711 | 1.4711 | 1.4711 | 1.4711 | 1.4711 | 1.4711 | 1.4711 | 1.4711 | 1.4711 | 1.4711 | 1.4711 | 1.4711 | 1.4711 | 0 | 0 | 0 | 0 | 0 | 0 | 0 | 0 | 0 | 0 | 0 | 0 | 0 | 0 | 0 | 0 | 0 | 0 | 0 | 0 | 0 | 0 | 0 | 0 | 0 | 0 | 0 | 0 | 0 | 0 | 0 | 0 | 0 | 0 | 0 | 0 | 0 | 0 | 0 | 0 | 0
Residential | Whole House Efficiency | HVAC | Heat Pump Ductless (MF Mini Split Replace Resistance Heat/RAC) | 18 | 0 | 57.25% | 0 | 68066.1565 | 5.7601 | 0 | 0 | 8245.3473 | 0 | 7200 |  | 5.2223 | 0.37393 | 5.9805 | 6.1702 | 22.5175 | 0.010501 | 0.071726 | 29197.2702 | 5299.9944 | 121010.9801 | 73200.8827 | 4882.0904 | 5590.9071 |  | 0 | 0 | 0 | 0 | 0 | 68066.1565 | 68066.1565 | 68066.1565 | 68066.1565 | 68066.1565 | 68066.1565 | 68066.1565 | 68066.1565 | 68066.1565 | 68066.1565 | 68066.1565 | 68066.1565 | 68066.1565 | 68066.1565 | 68066.1565 | 68066.1565 | 68066.1565 | 68066.1565 | 0 | 0 | 0 | 0 | 0 | 0 | 0 | 0 | 0 | 0 | 0 | 0 | 0 | 0 | 5.7601 | 5.7601 | 5.7601 | 5.7601 | 5.7601 | 5.7601 | 5.7601 | 5.7601 | 5.7601 | 5.7601 | 5.7601 | 5.7601 | 5.7601 | 5.7601 | 5.7601 | 5.7601 | 5.7601 | 5.7601 | 0 | 0 | 0 | 0 | 0 | 0 | 0 | 0 | 0 | 0 | 0 | 0 | 0 | 0 | 0 | 0 | 0 | 0 | 0 | 0 | 0 | 0 | 0 | 0 | 0 | 0 | 0 | 0 | 0 | 0 | 0 | 0 | 0 | 0 | 0 | 0 | 0 | 0 | 0 | 0 | 0
Residential | Whole House Efficiency | HVAC | Smart Programmable Thermostat (MF ASHP) | 5 | 0 | 57.25% | 0 | 21895.4331 | 4.3975 | 0 | 0 | 2576.2675 | 0 | 2250 |  | 2.5903 | 0.43769 | 2.9659 | 3.0075 | 9.2131 | 0.023863 | 0.069679 | 4524.9884 | 728.8358 | 14568.571 | 8812.69 | 1525.6532 | 1746.8849 |  | 0 | 0 | 0 | 0 | 0 | 21895.4331 | 21895.4331 | 21895.4331 | 21895.4331 | 21895.4331 | 0 | 0 | 0 | 0 | 0 | 0 | 0 | 0 | 0 | 0 | 0 | 0 | 0 | 0 | 0 | 0 | 0 | 0 | 0 | 0 | 0 | 0 | 0 | 0 | 0 | 0 | 0 | 4.3975 | 4.3975 | 4.3975 | 4.3975 | 4.3975 | 0 | 0 | 0 | 0 | 0 | 0 | 0 | 0 | 0 | 0 | 0 | 0 | 0 | 0 | 0 | 0 | 0 | 0 | 0 | 0 | 0 | 0 | 0 | 0 | 0 | 0 | 0 | 0 | 0 | 0 | 0 | 0 | 0 | 0 | 0 | 0 | 0 | 0 | 0 | 0 | 0 | 0 | 0 | 0 | 0 | 0 | 0 | 0 | 0 | 0 | 0 | 0 | 0 | 0
Residential | Residential Home Performance | 0 | Behavioral Reports | 2 | 0 | 98% | 0 | 12425687.0864 | 2518.1646 | 0 | 0 | 0 | 0 | 0 |  | n/a | 0.51567 | n/a | n/a | n/a | 0 | 0 | 1110676.0078 | 184919.8733 | 2080076.2664 | 2153864.7335 | 0 | 0 |  | 0 | 0 | 0 | 0 | 0 | 12425687.0864 | 12425687.0864 | 0 | 0 | 0 | 0 | 0 | 0 | 0 | 0 | 0 | 0 | 0 | 0 | 0 | 0 | 0 | 0 | 0 | 0 | 0 | 0 | 0 | 0 | 0 | 0 | 0 | 0 | 0 | 0 | 0 | 0 | 2518.1646 | 2518.1646 | 0 | 0 | 0 | 0 | 0 | 0 | 0 | 0 | 0 | 0 | 0 | 0 | 0 | 0 | 0 | 0 | 0 | 0 | 0 | 0 | 0 | 0 | 0 | 0 | 0 | 0 | 0 | 0 | 0 | 0 | 0 | 0 | 0 | 0 | 0 | 0 | 0 | 0 | 0 | 0 | 0 | 0 | 0 | 0 | 0 | 0 | 0 | 0 | 0 | 0 | 0 | 0 | 0 | 0 | 0 | 0 | 0
Residential | Targeted Energy Efficiency | Tier 1 | Standard CFL | 5 | 0 | 84.24% | 0 | 0 | 0 | 0 | 0 | 0 | 0 | 0 |  | n/a | n/a | n/a | n/a | n/a | 0 | 0 | 0 | 0 | 0 | 0 | 0 | 0 |  | 0 | 0 | 0 | 0 | 0 | 0 | 0 | 0 | 0 | 0 | 0 | 0 | 0 | 0 | 0 | 0 | 0 | 0 | 0 | 0 | 0 | 0 | 0 | 0 | 0 | 0 | 0 | 0 | 0 | 0 | 0 | 0 | 0 | 0 | 0 | 0 | 0 | 0 | 0 | 0 | 0 | 0 | 0 | 0 | 0 | 0 | 0 | 0 | 0 | 0 | 0 | 0 | 0 | 0 | 0 | 0 | 0 | 0 | 0 | 0 | 0 | 0 | 0 | 0 | 0 | 0 | 0 | 0 | 0 | 0 | 0 | 0 | 0 | 0 | 0 | 0 | 0 | 0 | 0 | 0 | 0 | 0 | 0 | 0 | 0 | 0 | 0 | 0 | 0 | 0 | 0 | 0 | 0 | 0 | 0 | 0
Residential | Targeted Energy Efficiency | Tier 1 | LED | 15 | 0 | 84.24% | 0 | 0 | 0 | 0 | 0 | 0 | 0 | 0 |  | n/a | n/a | n/a | n/a | n/a | 0 | 0 | 0 | 0 | 0 | 0 | 0 | 0 |  | 0 | 0 | 0 | 0 | 0 | 0 | 0 | 0 | 0 | 0 | 0 | 0 | 0 | 0 | 0 | 0 | 0 | 0 | 0 | 0 | 0 | 0 | 0 | 0 | 0 | 0 | 0 | 0 | 0 | 0 | 0 | 0 | 0 | 0 | 0 | 0 | 0 | 0 | 0 | 0 | 0 | 0 | 0 | 0 | 0 | 0 | 0 | 0 | 0 | 0 | 0 | 0 | 0 | 0 | 0 | 0 | 0 | 0 | 0 | 0 | 0 | 0 | 0 | 0 | 0 | 0 | 0 | 0 | 0 | 0 | 0 | 0 | 0 | 0 | 0 | 0 | 0 | 0 | 0 | 0 | 0 | 0 | 0 | 0 | 0 | 0 | 0 | 0 | 0 | 0 | 0 | 0 | 0 | 0 | 0 | 0
Residential | Targeted Energy Efficiency | Tier 1 | Pipe Insulated (Electric DHW) | 15 | 0 | 84.24% | 0 | 9393.103 | 1.0865 | 0 | 0 | 0 | 0 | 0 |  | n/a | 0.42509 | n/a | n/a | n/a | 0 | 0 | 3821.2395 | 668.4383 | 10099.5623 | 8989.3071 | 0 | 0 |  | 0 | 0 | 0 | 0 | 0 | 9393.103 | 9393.103 | 9393.103 | 9393.103 | 9393.103 | 9393.103 | 9393.103 | 9393.103 | 9393.103 | 9393.103 | 9393.103 | 9393.103 | 9393.103 | 9393.103 | 9393.103 | 0 | 0 | 0 | 0 | 0 | 0 | 0 | 0 | 0 | 0 | 0 | 0 | 0 | 0 | 0 | 0 | 0 | 1.0865 | 1.0865 | 1.0865 | 1.0865 | 1.0865 | 1.0865 | 1.0865 | 1.0865 | 1.0865 | 1.0865 | 1.0865 | 1.0865 | 1.0865 | 1.0865 | 1.0865 | 0 | 0 | 0 | 0 | 0 | 0 | 0 | 0 | 0 | 0 | 0 | 0 | 0 | 0 | 0 | 0 | 0 | 0 | 0 | 0 | 0 | 0 | 0 | 0 | 0 | 0 | 0 | 0 | 0 | 0 | 0 | 0 | 0 | 0 | 0 | 0 | 0 | 0 | 0 | 0 | 0 | 0 | 0 | 0
Residential | Targeted Energy Efficiency | Tier 1 | Pipe Insulated (Natural Gas DHW) | 15 | 0 | 84.24% | 49.1061 | 0 | 0 | 0 | 0 | 0 | 0 | 0 |  | n/a | 0.48588 | n/a | n/a | n/a | 0 | 0 | 209.4176 | 0 | 484.244 | 431.0106 | 0 | 0 |  | 0 | 0 | 0 | 0 | 0 | 0 | 0 | 0 | 0 | 0 | 0 | 0 | 0 | 0 | 0 | 0 | 0 | 0 | 0 | 0 | 0 | 0 | 0 | 0 | 0 | 0 | 0 | 0 | 0 | 0 | 0 | 0 | 0 | 0 | 0 | 0 | 0 | 0 | 0 | 0 | 0 | 0 | 0 | 0 | 0 | 0 | 0 | 0 | 0 | 0 | 0 | 0 | 0 | 0 | 0 | 0 | 0 | 0 | 0 | 0 | 0 | 0 | 0 | 0 | 0 | 0 | 0 | 0 | 0 | 49.1061 | 49.1061 | 49.1061 | 49.1061 | 49.1061 | 49.1061 | 49.1061 | 49.1061 | 49.1061 | 49.1061 | 49.1061 | 49.1061 | 49.1061 | 49.1061 | 49.1061 | 0 | 0 | 0 | 0 | 0 | 0 | 0 | 0 | 0 | 0 | 0 | 0
Residential | Targeted Energy Efficiency | Tier 1 | Water Heater Tank Wrap (Electric DHW) | 5 | 0 | 84.24% | 0 | 11992.6096 | 1.3872 | 0 | 0 | 0 | 0 | 0 |  | n/a | 0.4657 | n/a | n/a | n/a | 0 | 0 | 2247.868 | 399.1994 | 5423.0672 | 4826.9039 | 0 | 0 |  | 0 | 0 | 0 | 0 | 0 | 11992.6096 | 11992.6096 | 11992.6096 | 11992.6096 | 11992.6096 | 0 | 0 | 0 | 0 | 0 | 0 | 0 | 0 | 0 | 0 | 0 | 0 | 0 | 0 | 0 | 0 | 0 | 0 | 0 | 0 | 0 | 0 | 0 | 0 | 0 | 0 | 0 | 1.3872 | 1.3872 | 1.3872 | 1.3872 | 1.3872 | 0 | 0 | 0 | 0 | 0 | 0 | 0 | 0 | 0 | 0 | 0 | 0 | 0 | 0 | 0 | 0 | 0 | 0 | 0 | 0 | 0 | 0 | 0 | 0 | 0 | 0 | 0 | 0 | 0 | 0 | 0 | 0 | 0 | 0 | 0 | 0 | 0 | 0 | 0 | 0 | 0 | 0 | 0 | 0 | 0 | 0 | 0 | 0 | 0 | 0 | 0 | 0 | 0 | 0
Residential | Targeted Energy Efficiency | Tier 1 | Low Flow Faucet Aerator - Single Family (Electric DHW) | 9 | 0 | 84.24% | 0 | 5655.8621 | 2.4313 | 0 | 0 | 0 | 0 | 0 |  | n/a | 0.62885 | n/a | n/a | n/a | 0 | 0 | 2342.0134 | 294.1999 | 4184.2608 | 3724.2807 | 0 | 0 |  | 0 | 0 | 0 | 0 | 0 | 5655.8621 | 5655.8621 | 5655.8621 | 5655.8621 | 5655.8621 | 5655.8621 | 5655.8621 | 5655.8621 | 5655.8621 | 0 | 0 | 0 | 0 | 0 | 0 | 0 | 0 | 0 | 0 | 0 | 0 | 0 | 0 | 0 | 0 | 0 | 0 | 0 | 0 | 0 | 0 | 0 | 2.4313 | 2.4313 | 2.4313 | 2.4313 | 2.4313 | 2.4313 | 2.4313 | 2.4313 | 2.4313 | 0 | 0 | 0 | 0 | 0 | 0 | 0 | 0 | 0 | 0 | 0 | 0 | 0 | 0 | 0 | 0 | 0 | 0 | 0 | 0 | 0 | 0 | 0 | 0 | 0 | 0 | 0 | 0 | 0 | 0 | 0 | 0 | 0 | 0 | 0 | 0 | 0 | 0 | 0 | 0 | 0 | 0 | 0 | 0 | 0 | 0 | 0 | 0 | 0 | 0
Residential | Targeted Energy Efficiency | Tier 1 | Low Flow Faucet Aerator - Single Family (Natural Gas DHW) | 9 | 0 | 84.24% | 30.3074 | 0 | 0 | 0 | 0 | 0 | 0 | 0 |  | n/a | 0.48588 | n/a | n/a | n/a | 0 | 0 | 89.9423 | 0 | 207.9769 | 185.1138 | 0 | 0 |  | 0 | 0 | 0 | 0 | 0 | 0 | 0 | 0 | 0 | 0 | 0 | 0 | 0 | 0 | 0 | 0 | 0 | 0 | 0 | 0 | 0 | 0 | 0 | 0 | 0 | 0 | 0 | 0 | 0 | 0 | 0 | 0 | 0 | 0 | 0 | 0 | 0 | 0 | 0 | 0 | 0 | 0 | 0 | 0 | 0 | 0 | 0 | 0 | 0 | 0 | 0 | 0 | 0 | 0 | 0 | 0 | 0 | 0 | 0 | 0 | 0 | 0 | 0 | 0 | 0 | 0 | 0 | 0 | 0 | 30.3074 | 30.3074 | 30.3074 | 30.3074 | 30.3074 | 30.3074 | 30.3074 | 30.3074 | 30.3074 | 0 | 0 | 0 | 0 | 0 | 0 | 0 | 0 | 0 | 0 | 0 | 0 | 0 | 0 | 0 | 0 | 0 | 0
Residential | Targeted Energy Efficiency | Tier 1 | Low Flow Showerhead - Single Family (Electric DHW) | 10 | 0 | 84.24% | 0 | 11178.531 | 1.1129 | 0 | 0 | 0 | 0 | 0 |  | n/a | 0.43703 | n/a | n/a | n/a | 0 | 0 | 3491.8889 | 624.4109 | 8976.7845 | 7989.9573 | 0 | 0 |  | 0 | 0 | 0 | 0 | 0 | 11178.531 | 11178.531 | 11178.531 | 11178.531 | 11178.531 | 11178.531 | 11178.531 | 11178.531 | 11178.531 | 11178.531 | 0 | 0 | 0 | 0 | 0 | 0 | 0 | 0 | 0 | 0 | 0 | 0 | 0 | 0 | 0 | 0 | 0 | 0 | 0 | 0 | 0 | 0 | 1.1129 | 1.1129 | 1.1129 | 1.1129 | 1.1129 | 1.1129 | 1.1129 | 1.1129 | 1.1129 | 1.1129 | 0 | 0 | 0 | 0 | 0 | 0 | 0 | 0 | 0 | 0 | 0 | 0 | 0 | 0 | 0 | 0 | 0 | 0 | 0 | 0 | 0 | 0 | 0 | 0 | 0 | 0 | 0 | 0 | 0 | 0 | 0 | 0 | 0 | 0 | 0 | 0 | 0 | 0 | 0 | 0 | 0 | 0 | 0 | 0 | 0 | 0 | 0 | 0 | 0
Residential | Targeted Energy Efficiency | Tier 1 | Low Flow Showerhead - Single Family (Natural Gas DHW) | 10 | 0 | 84.24% | 59.9012 | 0 | 0 | 0 | 0 | 0 | 0 | 0 |  | n/a | 0.48588 | n/a | n/a | n/a | 0 | 0 | 192.5763 | 0 | 445.3013 | 396.3489 | 0 | 0 |  | 0 | 0 | 0 | 0 | 0 | 0 | 0 | 0 | 0 | 0 | 0 | 0 | 0 | 0 | 0 | 0 | 0 | 0 | 0 | 0 | 0 | 0 | 0 | 0 | 0 | 0 | 0 | 0 | 0 | 0 | 0 | 0 | 0 | 0 | 0 | 0 | 0 | 0 | 0 | 0 | 0 | 0 | 0 | 0 | 0 | 0 | 0 | 0 | 0 | 0 | 0 | 0 | 0 | 0 | 0 | 0 | 0 | 0 | 0 | 0 | 0 | 0 | 0 | 0 | 0 | 0 | 0 | 0 | 0 | 59.9012 | 59.9012 | 59.9012 | 59.9012 | 59.9012 | 59.9012 | 59.9012 | 59.9012 | 59.9012 | 59.9012 | 0 | 0 | 0 | 0 | 0 | 0 | 0 | 0 | 0 | 0 | 0 | 0 | 0 | 0 | 0 | 0 | 0
Residential | Targeted Energy Efficiency | Tier 1 | Air Sealing 20% ACH Reduction (ASHP) | 15 | 0 | 84.24% | 0 | 7535.9438 | 3.362 | 0 | 0 | 0 | 0 | 0 |  | n/a | 0.60684 | n/a | n/a | n/a | 0 | 0 | 4376.5178 | 536.2779 | 8102.7254 | 7211.9845 | 0 | 0 |  | 0 | 0 | 0 | 0 | 0 | 7535.9438 | 7535.9438 | 7535.9438 | 7535.9438 | 7535.9438 | 7535.9438 | 7535.9438 | 7535.9438 | 7535.9438 | 7535.9438 | 7535.9438 | 7535.9438 | 7535.9438 | 7535.9438 | 7535.9438 | 0 | 0 | 0 | 0 | 0 | 0 | 0 | 0 | 0 | 0 | 0 | 0 | 0 | 0 | 0 | 0 | 0 | 3.362 | 3.362 | 3.362 | 3.362 | 3.362 | 3.362 | 3.362 | 3.362 | 3.362 | 3.362 | 3.362 | 3.362 | 3.362 | 3.362 | 3.362 | 0 | 0 | 0 | 0 | 0 | 0 | 0 | 0 | 0 | 0 | 0 | 0 | 0 | 0 | 0 | 0 | 0 | 0 | 0 | 0 | 0 | 0 | 0 | 0 | 0 | 0 | 0 | 0 | 0 | 0 | 0 | 0 | 0 | 0 | 0 | 0 | 0 | 0 | 0 | 0 | 0 | 0 | 0 | 0
Residential | Targeted Energy Efficiency | Tier 1 | Air Sealing 20% ACH Reduction (CAC & Electric Heat) | 15 | 0 | 84.24% | 0 | 38037.9667 | 5.1314 | 0 | 0 | 0 | 0 | 0 |  | n/a | 0.43566 | n/a | n/a | n/a | 0 | 0 | 15859.3873 | 2706.8834 | 40898.8185 | 36402.7694 | 0 | 0 |  | 0 | 0 | 0 | 0 | 0 | 38037.9667 | 38037.9667 | 38037.9667 | 38037.9667 | 38037.9667 | 38037.9667 | 38037.9667 | 38037.9667 | 38037.9667 | 38037.9667 | 38037.9667 | 38037.9667 | 38037.9667 | 38037.9667 | 38037.9667 | 0 | 0 | 0 | 0 | 0 | 0 | 0 | 0 | 0 | 0 | 0 | 0 | 0 | 0 | 0 | 0 | 0 | 5.1314 | 5.1314 | 5.1314 | 5.1314 | 5.1314 | 5.1314 | 5.1314 | 5.1314 | 5.1314 | 5.1314 | 5.1314 | 5.1314 | 5.1314 | 5.1314 | 5.1314 | 0 | 0 | 0 | 0 | 0 | 0 | 0 | 0 | 0 | 0 | 0 | 0 | 0 | 0 | 0 | 0 | 0 | 0 | 0 | 0 | 0 | 0 | 0 | 0 | 0 | 0 | 0 | 0 | 0 | 0 | 0 | 0 | 0 | 0 | 0 | 0 | 0 | 0 | 0 | 0 | 0 | 0 | 0 | 0
Residential | Targeted Energy Efficiency | Tier 1 | Duct Sealing 10% (ASHP) | 20 | 0 | 84.24% | 0 | 8037.4634 | 4.2814 | 0 | 0 | 0 | 0 | 0 |  | n/a | 0.63534 | n/a | n/a | n/a | 0 | 0 | 5846.6107 | 655.3768 | 10338.9755 | 9202.4013 | 0 | 0 |  | 0 | 0 | 0 | 0 | 0 | 8037.4634 | 8037.4634 | 8037.4634 | 8037.4634 | 8037.4634 | 8037.4634 | 8037.4634 | 8037.4634 | 8037.4634 | 8037.4634 | 8037.4634 | 8037.4634 | 8037.4634 | 8037.4634 | 8037.4634 | 8037.4634 | 8037.4634 | 8037.4634 | 8037.4634 | 8037.4634 | 0 | 0 | 0 | 0 | 0 | 0 | 0 | 0 | 0 | 0 | 0 | 0 | 4.2814 | 4.2814 | 4.2814 | 4.2814 | 4.2814 | 4.2814 | 4.2814 | 4.2814 | 4.2814 | 4.2814 | 4.2814 | 4.2814 | 4.2814 | 4.2814 | 4.2814 | 4.2814 | 4.2814 | 4.2814 | 4.2814 | 4.2814 | 0 | 0 | 0 | 0 | 0 | 0 | 0 | 0 | 0 | 0 | 0 | 0 | 0 | 0 | 0 | 0 | 0 | 0 | 0 | 0 | 0 | 0 | 0 | 0 | 0 | 0 | 0 | 0 | 0 | 0 | 0 | 0 | 0 | 0 | 0 | 0 | 0 | 0 | 0
Residential | Targeted Energy Efficiency | Tier 1 | Duct Sealing 10% (CAC & Electric Heat) | 20 | 0 | 84.24% | 0 | 41560.5043 | 3.2531 | 0 | 0 | 0 | 0 | 0 |  | n/a | 0.39072 | n/a | n/a | n/a | 0 | 0 | 18592.2493 | 3388.8541 | 53461.2745 | 47584.2217 | 0 | 0 |  | 0 | 0 | 0 | 0 | 0 | 41560.5043 | 41560.5043 | 41560.5043 | 41560.5043 | 41560.5043 | 41560.5043 | 41560.5043 | 41560.5043 | 41560.5043 | 41560.5043 | 41560.5043 | 41560.5043 | 41560.5043 | 41560.5043 | 41560.5043 | 41560.5043 | 41560.5043 | 41560.5043 | 41560.5043 | 41560.5043 | 0 | 0 | 0 | 0 | 0 | 0 | 0 | 0 | 0 | 0 | 0 | 0 | 3.2531 | 3.2531 | 3.2531 | 3.2531 | 3.2531 | 3.2531 | 3.2531 | 3.2531 | 3.2531 | 3.2531 | 3.2531 | 3.2531 | 3.2531 | 3.2531 | 3.2531 | 3.2531 | 3.2531 | 3.2531 | 3.2531 | 3.2531 | 0 | 0 | 0 | 0 | 0 | 0 | 0 | 0 | 0 | 0 | 0 | 0 | 0 | 0 | 0 | 0 | 0 | 0 | 0 | 0 | 0 | 0 | 0 | 0 | 0 | 0 | 0 | 0 | 0 | 0 | 0 | 0 | 0 | 0 | 0 | 0 | 0 | 0 | 0
Residential | Targeted Energy Efficiency | Tier 1 | Attic Insulation R-38 (ASHP) | 25 | 0 | 84.24% | 0 | 1987.9523 | 1.215 | 0 | 0 | 0 | 0 | 0 |  | n/a | 0.66461 | n/a | n/a | n/a | 0 | 0 | 1705.1526 | 176.0868 | 2882.5282 | 2565.6489 | 0 | 0 |  | 0 | 0 | 0 | 0 | 0 | 1987.9523 | 1987.9523 | 1987.9523 | 1987.9523 | 1987.9523 | 1987.9523 | 1987.9523 | 1987.9523 | 1987.9523 | 1987.9523 | 1987.9523 | 1987.9523 | 1987.9523 | 1987.9523 | 1987.9523 | 1987.9523 | 1987.9523 | 1987.9523 | 1987.9523 | 1987.9523 | 1987.9523 | 1987.9523 | 1987.9523 | 1987.9523 | 1987.9523 | 0 | 0 | 0 | 0 | 0 | 0 | 0 | 1.215 | 1.215 | 1.215 | 1.215 | 1.215 | 1.215 | 1.215 | 1.215 | 1.215 | 1.215 | 1.215 | 1.215 | 1.215 | 1.215 | 1.215 | 1.215 | 1.215 | 1.215 | 1.215 | 1.215 | 1.215 | 1.215 | 1.215 | 1.215 | 1.215 | 0 | 0 | 0 | 0 | 0 | 0 | 0 | 0 | 0 | 0 | 0 | 0 | 0 | 0 | 0 | 0 | 0 | 0 | 0 | 0 | 0 | 0 | 0 | 0 | 0 | 0 | 0 | 0 | 0 | 0 | 0 | 0 | 0 | 0
Residential | Targeted Energy Efficiency | Tier 1 | Attic Insulation R-38 (CAC & Electric Heat) | 25 | 0 | 84.24% | 0 | 11370.1791 | 0.37755 | 0 | 0 | 0 | 0 | 0 |  | n/a | 0.35807 | n/a | n/a | n/a | 0 | 0 | 5254.4866 | 1007.1359 | 16486.7445 | 14674.3397 | 0 | 0 |  | 0 | 0 | 0 | 0 | 0 | 11370.1791 | 11370.1791 | 11370.1791 | 11370.1791 | 11370.1791 | 11370.1791 | 11370.1791 | 11370.1791 | 11370.1791 | 11370.1791 | 11370.1791 | 11370.1791 | 11370.1791 | 11370.1791 | 11370.1791 | 11370.1791 | 11370.1791 | 11370.1791 | 11370.1791 | 11370.1791 | 11370.1791 | 11370.1791 | 11370.1791 | 11370.1791 | 11370.1791 | 0 | 0 | 0 | 0 | 0 | 0 | 0 | 0.37755 | 0.37755 | 0.37755 | 0.37755 | 0.37755 | 0.37755 | 0.37755 | 0.37755 | 0.37755 | 0.37755 | 0.37755 | 0.37755 | 0.37755 | 0.37755 | 0.37755 | 0.37755 | 0.37755 | 0.37755 | 0.37755 | 0.37755 | 0.37755 | 0.37755 | 0.37755 | 0.37755 | 0.37755 | 0 | 0 | 0 | 0 | 0 | 0 | 0 | 0 | 0 | 0 | 0 | 0 | 0 | 0 | 0 | 0 | 0 | 0 | 0 | 0 | 0 | 0 | 0 | 0 | 0 | 0 | 0 | 0 | 0 | 0 | 0 | 0 | 0 | 0
Residential | Targeted Energy Efficiency | Tier 1 | Basement Sidewall Insulation R-13 (ASHP) | 25 | 0 | 84.24% | 0 | 0 | 0 | 0 | 0 | 0 | 0 | 0 |  | n/a | n/a | n/a | n/a | n/a | 0 | 0 | 0 | 0 | 0 | 0 | 0 | 0 |  | 0 | 0 | 0 | 0 | 0 | 0 | 0 | 0 | 0 | 0 | 0 | 0 | 0 | 0 | 0 | 0 | 0 | 0 | 0 | 0 | 0 | 0 | 0 | 0 | 0 | 0 | 0 | 0 | 0 | 0 | 0 | 0 | 0 | 0 | 0 | 0 | 0 | 0 | 0 | 0 | 0 | 0 | 0 | 0 | 0 | 0 | 0 | 0 | 0 | 0 | 0 | 0 | 0 | 0 | 0 | 0 | 0 | 0 | 0 | 0 | 0 | 0 | 0 | 0 | 0 | 0 | 0 | 0 | 0 | 0 | 0 | 0 | 0 | 0 | 0 | 0 | 0 | 0 | 0 | 0 | 0 | 0 | 0 | 0 | 0 | 0 | 0 | 0 | 0 | 0 | 0 | 0 | 0 | 0 | 0 | 0
Residential | Targeted Energy Efficiency | Tier 1 | Basement Sidewall Insulation R-13 (CAC & Electric Heat) | 25 | 0 | 84.24% | 0 | 4916.4634 | 0.12892 | 0 | 0 | 0 | 0 | 0 |  | n/a | 0.35437 | n/a | n/a | n/a | 0 | 0 | 2248.5417 | 435.4854 | 7128.8653 | 6345.1818 | 0 | 0 |  | 0 | 0 | 0 | 0 | 0 | 4916.4634 | 4916.4634 | 4916.4634 | 4916.4634 | 4916.4634 | 4916.4634 | 4916.4634 | 4916.4634 | 4916.4634 | 4916.4634 | 4916.4634 | 4916.4634 | 4916.4634 | 4916.4634 | 4916.4634 | 4916.4634 | 4916.4634 | 4916.4634 | 4916.4634 | 4916.4634 | 4916.4634 | 4916.4634 | 4916.4634 | 4916.4634 | 4916.4634 | 0 | 0 | 0 | 0 | 0 | 0 | 0 | 0.12892 | 0.12892 | 0.12892 | 0.12892 | 0.12892 | 0.12892 | 0.12892 | 0.12892 | 0.12892 | 0.12892 | 0.12892 | 0.12892 | 0.12892 | 0.12892 | 0.12892 | 0.12892 | 0.12892 | 0.12892 | 0.12892 | 0.12892 | 0.12892 | 0.12892 | 0.12892 | 0.12892 | 0.12892 | 0 | 0 | 0 | 0 | 0 | 0 | 0 | 0 | 0 | 0 | 0 | 0 | 0 | 0 | 0 | 0 | 0 | 0 | 0 | 0 | 0 | 0 | 0 | 0 | 0 | 0 | 0 | 0 | 0 | 0 | 0 | 0 | 0 | 0
Residential | Targeted Energy Efficiency | Tier 1 | Crawlspace Insulation R-19 (ASHP) | 25 | 0 | 84.24% | 0 | 41007.749 | 25.4487 | 0 | 0 | 0 | 0 | 0 |  | n/a | 0.6696 | n/a | n/a | n/a | 0 | 0 | 35438.0968 | 3632.3417 | 59461.181 | 52924.5523 | 0 | 0 |  | 0 | 0 | 0 | 0 | 0 | 41007.749 | 41007.749 | 41007.749 | 41007.749 | 41007.749 | 41007.749 | 41007.749 | 41007.749 | 41007.749 | 41007.749 | 41007.749 | 41007.749 | 41007.749 | 41007.749 | 41007.749 | 41007.749 | 41007.749 | 41007.749 | 41007.749 | 41007.749 | 41007.749 | 41007.749 | 41007.749 | 41007.749 | 41007.749 | 0 | 0 | 0 | 0 | 0 | 0 | 0 | 25.4487 | 25.4487 | 25.4487 | 25.4487 | 25.4487 | 25.4487 | 25.4487 | 25.4487 | 25.4487 | 25.4487 | 25.4487 | 25.4487 | 25.4487 | 25.4487 | 25.4487 | 25.4487 | 25.4487 | 25.4487 | 25.4487 | 25.4487 | 25.4487 | 25.4487 | 25.4487 | 25.4487 | 25.4487 | 0 | 0 | 0 | 0 | 0 | 0 | 0 | 0 | 0 | 0 | 0 | 0 | 0 | 0 | 0 | 0 | 0 | 0 | 0 | 0 | 0 | 0 | 0 | 0 | 0 | 0 | 0 | 0 | 0 | 0 | 0 | 0 | 0 | 0
Residential | Targeted Energy Efficiency | Tier 1 | Crawlspace Insulation R-19 (CAC & Electric Heat) | 25 | 0 | 84.24% | 0 | 240477.0135 | 6.7707 | 0 | 0 | 0 | 0 | 0 |  | n/a | 0.3554 | n/a | n/a | n/a | 0 | 0 | 110300.1806 | 21300.7227 | 348691.3464 | 310359.3485 | 0 | 0 |  | 0 | 0 | 0 | 0 | 0 | 240477.0135 | 240477.0135 | 240477.0135 | 240477.0135 | 240477.0135 | 240477.0135 | 240477.0135 | 240477.0135 | 240477.0135 | 240477.0135 | 240477.0135 | 240477.0135 | 240477.0135 | 240477.0135 | 240477.0135 | 240477.0135 | 240477.0135 | 240477.0135 | 240477.0135 | 240477.0135 | 240477.0135 | 240477.0135 | 240477.0135 | 240477.0135 | 240477.0135 | 0 | 0 | 0 | 0 | 0 | 0 | 0 | 6.7707 | 6.7707 | 6.7707 | 6.7707 | 6.7707 | 6.7707 | 6.7707 | 6.7707 | 6.7707 | 6.7707 | 6.7707 | 6.7707 | 6.7707 | 6.7707 | 6.7707 | 6.7707 | 6.7707 | 6.7707 | 6.7707 | 6.7707 | 6.7707 | 6.7707 | 6.7707 | 6.7707 | 6.7707 | 0 | 0 | 0 | 0 | 0 | 0 | 0 | 0 | 0 | 0 | 0 | 0 | 0 | 0 | 0 | 0 | 0 | 0 | 0 | 0 | 0 | 0 | 0 | 0 | 0 | 0 | 0 | 0 | 0 | 0 | 0 | 0 | 0 | 0
Residential | Targeted Energy Efficiency | Tier 1 | Efficient Door (SF) | 25 | 0 | 84.24% | 0 | 9906.4677 | 6.3203 | 0 | 0 | 0 | 0 | 0 |  | n/a | 0.67883 | n/a | n/a | n/a | 0 | 0 | 8679.0612 | 877.4848 | 14364.3648 | 12785.2754 | 0 | 0 |  | 0 | 0 | 0 | 0 | 0 | 9906.4677 | 9906.4677 | 9906.4677 | 9906.4677 | 9906.4677 | 9906.4677 | 9906.4677 | 9906.4677 | 9906.4677 | 9906.4677 | 9906.4677 | 9906.4677 | 9906.4677 | 9906.4677 | 9906.4677 | 9906.4677 | 9906.4677 | 9906.4677 | 9906.4677 | 9906.4677 | 9906.4677 | 9906.4677 | 9906.4677 | 9906.4677 | 9906.4677 | 0 | 0 | 0 | 0 | 0 | 0 | 0 | 6.3203 | 6.3203 | 6.3203 | 6.3203 | 6.3203 | 6.3203 | 6.3203 | 6.3203 | 6.3203 | 6.3203 | 6.3203 | 6.3203 | 6.3203 | 6.3203 | 6.3203 | 6.3203 | 6.3203 | 6.3203 | 6.3203 | 6.3203 | 6.3203 | 6.3203 | 6.3203 | 6.3203 | 6.3203 | 0 | 0 | 0 | 0 | 0 | 0 | 0 | 0 | 0 | 0 | 0 | 0 | 0 | 0 | 0 | 0 | 0 | 0 | 0 | 0 | 0 | 0 | 0 | 0 | 0 | 0 | 0 | 0 | 0 | 0 | 0 | 0 | 0 | 0
Residential | Targeted Energy Efficiency | Tier 1 | Efficient Window (SF) | 25 | 0 | 84.24% | 0 | 9974.4366 | 6.3637 | 0 | 0 | 0 | 0 | 0 |  | n/a | 0.67883 | n/a | n/a | n/a | 0 | 0 | 8738.6087 | 883.5053 | 14462.9196 | 12872.996 | 0 | 0 |  | 0 | 0 | 0 | 0 | 0 | 9974.4366 | 9974.4366 | 9974.4366 | 9974.4366 | 9974.4366 | 9974.4366 | 9974.4366 | 9974.4366 | 9974.4366 | 9974.4366 | 9974.4366 | 9974.4366 | 9974.4366 | 9974.4366 | 9974.4366 | 9974.4366 | 9974.4366 | 9974.4366 | 9974.4366 | 9974.4366 | 9974.4366 | 9974.4366 | 9974.4366 | 9974.4366 | 9974.4366 | 0 | 0 | 0 | 0 | 0 | 0 | 0 | 6.3637 | 6.3637 | 6.3637 | 6.3637 | 6.3637 | 6.3637 | 6.3637 | 6.3637 | 6.3637 | 6.3637 | 6.3637 | 6.3637 | 6.3637 | 6.3637 | 6.3637 | 6.3637 | 6.3637 | 6.3637 | 6.3637 | 6.3637 | 6.3637 | 6.3637 | 6.3637 | 6.3637 | 6.3637 | 0 | 0 | 0 | 0 | 0 | 0 | 0 | 0 | 0 | 0 | 0 | 0 | 0 | 0 | 0 | 0 | 0 | 0 | 0 | 0 | 0 | 0 | 0 | 0 | 0 | 0 | 0 | 0 | 0 | 0 | 0 | 0 | 0 | 0
Residential | Targeted Energy Efficiency | Heat Pump | Efficient Heat Pump (SEER 15, EER 12.5, HSPF 8.5) | 18 | 0 | 84.24% | 0 | 8886.9127 | 4.3415 | 0 | 0 | 0 | 0 | 0 |  | n/a | 0.61794 | n/a | n/a | n/a | 0 | 0 | 5905.838 | 691.9825 | 10737.7266 | 9557.3173 | 0 | 0 |  | 0 | 0 | 0 | 0 | 0 | 8886.9127 | 8886.9127 | 8886.9127 | 8886.9127 | 8886.9127 | 8886.9127 | 8886.9127 | 8886.9127 | 8886.9127 | 8886.9127 | 8886.9127 | 8886.9127 | 8886.9127 | 8886.9127 | 8886.9127 | 8886.9127 | 8886.9127 | 8886.9127 | 0 | 0 | 0 | 0 | 0 | 0 | 0 | 0 | 0 | 0 | 0 | 0 | 0 | 0 | 4.3415 | 4.3415 | 4.3415 | 4.3415 | 4.3415 | 4.3415 | 4.3415 | 4.3415 | 4.3415 | 4.3415 | 4.3415 | 4.3415 | 4.3415 | 4.3415 | 4.3415 | 4.3415 | 4.3415 | 4.3415 | 0 | 0 | 0 | 0 | 0 | 0 | 0 | 0 | 0 | 0 | 0 | 0 | 0 | 0 | 0 | 0 | 0 | 0 | 0 | 0 | 0 | 0 | 0 | 0 | 0 | 0 | 0 | 0 | 0 | 0 | 0 | 0 | 0 | 0 | 0 | 0 | 0 | 0 | 0 | 0 | 0
Residential | Targeted Energy Efficiency | Heat Pump | Efficient Heat Pump SEER 14 Replace Resistance Heat w/CAC | 18 | 6 | 84.24% | 0 | 0 | 0 | 242298.9592 | 17.745 | 0 | 0 | 0 |  | n/a | 0.4384 | n/a | n/a | n/a | 0 | 0 | 50078.4127 | 9335.4311 | 128339.1275 | 114230.6754 | 0 | 0 |  | 0 | 0 | 0 | 0 | 0 | 242298.9592 | 242298.9592 | 242298.9592 | 242298.9592 | 242298.9592 | 242298.9592 | 0 | 0 | 0 | 0 | 0 | 0 | 0 | 0 | 0 | 0 | 0 | 0 | 0 | 0 | 0 | 0 | 0 | 0 | 0 | 0 | 0 | 0 | 0 | 0 | 0 | 0 | 17.745 | 17.745 | 17.745 | 17.745 | 17.745 | 17.745 | 0 | 0 | 0 | 0 | 0 | 0 | 0 | 0 | 0 | 0 | 0 | 0 | 0 | 0 | 0 | 0 | 0 | 0 | 0 | 0 | 0 | 0 | 0 | 0 | 0 | 0 | 0 | 0 | 0 | 0 | 0 | 0 | 0 | 0 | 0 | 0 | 0 | 0 | 0 | 0 | 0 | 0 | 0 | 0 | 0 | 0 | 0 | 0 | 0 | 0 | 0 | 0 | 0
Residential | Community Outreach | 0 | Standard CFL | 5 | 0 | 42.45% | 0 | 0 | 0 | 0 | 0 | 0 | 0 | 0 |  | n/a | n/a | n/a | n/a | n/a | 0 | 0 | 0 | 0 | 0 | 0 | 0 | 0 |  | 0 | 0 | 0 | 0 | 0 | 0 | 0 | 0 | 0 | 0 | 0 | 0 | 0 | 0 | 0 | 0 | 0 | 0 | 0 | 0 | 0 | 0 | 0 | 0 | 0 | 0 | 0 | 0 | 0 | 0 | 0 | 0 | 0 | 0 | 0 | 0 | 0 | 0 | 0 | 0 | 0 | 0 | 0 | 0 | 0 | 0 | 0 | 0 | 0 | 0 | 0 | 0 | 0 | 0 | 0 | 0 | 0 | 0 | 0 | 0 | 0 | 0 | 0 | 0 | 0 | 0 | 0 | 0 | 0 | 0 | 0 | 0 | 0 | 0 | 0 | 0 | 0 | 0 | 0 | 0 | 0 | 0 | 0 | 0 | 0 | 0 | 0 | 0 | 0 | 0 | 0 | 0 | 0 | 0 | 0 | 0
Residential | Student Energy Education | 0 | Standard CFL | 5 | 0 | 66.86% | 0 | 0 | 0 | 0 | 0 | 0 | 0 | 0 |  | n/a | n/a | n/a | n/a | n/a | 0 | 0 | 0 | 0 | 0 | 0 | 0 | 0 |  | 0 | 0 | 0 | 0 | 0 | 0 | 0 | 0 | 0 | 0 | 0 | 0 | 0 | 0 | 0 | 0 | 0 | 0 | 0 | 0 | 0 | 0 | 0 | 0 | 0 | 0 | 0 | 0 | 0 | 0 | 0 | 0 | 0 | 0 | 0 | 0 | 0 | 0 | 0 | 0 | 0 | 0 | 0 | 0 | 0 | 0 | 0 | 0 | 0 | 0 | 0 | 0 | 0 | 0 | 0 | 0 | 0 | 0 | 0 | 0 | 0 | 0 | 0 | 0 | 0 | 0 | 0 | 0 | 0 | 0 | 0 | 0 | 0 | 0 | 0 | 0 | 0 | 0 | 0 | 0 | 0 | 0 | 0 | 0 | 0 | 0 | 0 | 0 | 0 | 0 | 0 | 0 | 0 | 0 | 0 | 0
Residential | Student Energy Education | 0 | Low Flow Faucet Aerator - Single Family (Electric DHW) | 9 | 0 | 66.86% | 0 | 0 | 0 | 0 | 0 | 0 | 0 | 0 |  | n/a | n/a | n/a | n/a | n/a | 0 | 0 | 0 | 0 | 0 | 0 | 0 | 0 |  | 0 | 0 | 0 | 0 | 0 | 0 | 0 | 0 | 0 | 0 | 0 | 0 | 0 | 0 | 0 | 0 | 0 | 0 | 0 | 0 | 0 | 0 | 0 | 0 | 0 | 0 | 0 | 0 | 0 | 0 | 0 | 0 | 0 | 0 | 0 | 0 | 0 | 0 | 0 | 0 | 0 | 0 | 0 | 0 | 0 | 0 | 0 | 0 | 0 | 0 | 0 | 0 | 0 | 0 | 0 | 0 | 0 | 0 | 0 | 0 | 0 | 0 | 0 | 0 | 0 | 0 | 0 | 0 | 0 | 0 | 0 | 0 | 0 | 0 | 0 | 0 | 0 | 0 | 0 | 0 | 0 | 0 | 0 | 0 | 0 | 0 | 0 | 0 | 0 | 0 | 0 | 0 | 0 | 0 | 0 | 0
Residential | Student Energy Education | 0 | Low Flow Faucet Aerator - Single Family (Natural Gas DHW) | 9 | 0 | 66.86% | 0 | 0 | 0 | 0 | 0 | 0 | 0 | 0 |  | n/a | n/a | n/a | n/a | n/a | 0 | 0 | 0 | 0 | 0 | 0 | 0 | 0 |  | 0 | 0 | 0 | 0 | 0 | 0 | 0 | 0 | 0 | 0 | 0 | 0 | 0 | 0 | 0 | 0 | 0 | 0 | 0 | 0 | 0 | 0 | 0 | 0 | 0 | 0 | 0 | 0 | 0 | 0 | 0 | 0 | 0 | 0 | 0 | 0 | 0 | 0 | 0 | 0 | 0 | 0 | 0 | 0 | 0 | 0 | 0 | 0 | 0 | 0 | 0 | 0 | 0 | 0 | 0 | 0 | 0 | 0 | 0 | 0 | 0 | 0 | 0 | 0 | 0 | 0 | 0 | 0 | 0 | 0 | 0 | 0 | 0 | 0 | 0 | 0 | 0 | 0 | 0 | 0 | 0 | 0 | 0 | 0 | 0 | 0 | 0 | 0 | 0 | 0 | 0 | 0 | 0 | 0 | 0 | 0
Residential | Student Energy Education | 0 | Low Flow Showerhead - Single Family (Electric DHW) | 10 | 0 | 66.86% | 0 | 0 | 0 | 0 | 0 | 0 | 0 | 0 |  | n/a | n/a | n/a | n/a | n/a | 0 | 0 | 0 | 0 | 0 | 0 | 0 | 0 |  | 0 | 0 | 0 | 0 | 0 | 0 | 0 | 0 | 0 | 0 | 0 | 0 | 0 | 0 | 0 | 0 | 0 | 0 | 0 | 0 | 0 | 0 | 0 | 0 | 0 | 0 | 0 | 0 | 0 | 0 | 0 | 0 | 0 | 0 | 0 | 0 | 0 | 0 | 0 | 0 | 0 | 0 | 0 | 0 | 0 | 0 | 0 | 0 | 0 | 0 | 0 | 0 | 0 | 0 | 0 | 0 | 0 | 0 | 0 | 0 | 0 | 0 | 0 | 0 | 0 | 0 | 0 | 0 | 0 | 0 | 0 | 0 | 0 | 0 | 0 | 0 | 0 | 0 | 0 | 0 | 0 | 0 | 0 | 0 | 0 | 0 | 0 | 0 | 0 | 0 | 0 | 0 | 0 | 0 | 0 | 0
Residential | Student Energy Education | 0 | Low Flow Showerhead - Single Family (Natural Gas DHW) | 10 | 0 | 66.86% | 0 | 0 | 0 | 0 | 0 | 0 | 0 | 0 |  | n/a | n/a | n/a | n/a | n/a | 0 | 0 | 0 | 0 | 0 | 0 | 0 | 0 |  | 0 | 0 | 0 | 0 | 0 | 0 | 0 | 0 | 0 | 0 | 0 | 0 | 0 | 0 | 0 | 0 | 0 | 0 | 0 | 0 | 0 | 0 | 0 | 0 | 0 | 0 | 0 | 0 | 0 | 0 | 0 | 0 | 0 | 0 | 0 | 0 | 0 | 0 | 0 | 0 | 0 | 0 | 0 | 0 | 0 | 0 | 0 | 0 | 0 | 0 | 0 | 0 | 0 | 0 | 0 | 0 | 0 | 0 | 0 | 0 | 0 | 0 | 0 | 0 | 0 | 0 | 0 | 0 | 0 | 0 | 0 | 0 | 0 | 0 | 0 | 0 | 0 | 0 | 0 | 0 | 0 | 0 | 0 | 0 | 0 | 0 | 0 | 0 | 0 | 0 | 0 | 0 | 0 | 0 | 0 | 0
Commercial | Commercial Incentive Program | Prescriptive | Lighting Optimization - Remove 4ft Lamp from T8 System | 11 | 0 | 83.46% | 0 | 67845.5445 | 15.4609 | 0 | 0 | 6650.4245 | 0 | 3984 |  | 5.8355 | 0.77215 | 9.7412 | 6.7294 | 14.15 | 0.0076401 | 0.039817 | 26314.9929 | 4030.8466 | 61107.3205 | 31378.7792 | 2701.4234 | 4509.4408 |  | 0 | 0 | 0 | 0 | 0 | 67845.5445 | 67845.5445 | 67845.5445 | 67845.5445 | 67845.5445 | 67845.5445 | 67845.5445 | 67845.5445 | 67845.5445 | 67845.5445 | 67845.5445 | 0 | 0 | 0 | 0 | 0 | 0 | 0 | 0 | 0 | 0 | 0 | 0 | 0 | 0 | 0 | 0 | 0 | 0 | 0 | 0 | 0 | 15.4609 | 15.4609 | 15.4609 | 15.4609 | 15.4609 | 15.4609 | 15.4609 | 15.4609 | 15.4609 | 15.4609 | 15.4609 | 0 | 0 | 0 | 0 | 0 | 0 | 0 | 0 | 0 | 0 | 0 | 0 | 0 | 0 | 0 | 0 | 0 | 0 | 0 | 0 | 0 | 0 | 0 | 0 | 0 | 0 | 0 | 0 | 0 | 0 | 0 | 0 | 0 | 0 | 0 | 0 | 0 | 0 | 0 | 0 | 0 | 0 | 0 | 0 | 0 | 0 | 0 | 0
Commercial | Commercial Incentive Program | Prescriptive | Lighting Optimization - Remove 8ft Lamp from T8 System | 11 | 0 | 83.46% | 0 | 140537.1994 | 32.0262 | 0 | 0 | 8867.2326 | 0 | 5312 |  | 9.0659 | 0.79459 | 15.1336 | 10.4546 | 21.6515 | 0.0049178 | 0.025629 | 54509.6282 | 8349.6109 | 126579.4497 | 64998.8998 | 3601.8978 | 6012.5877 |  | 0 | 0 | 0 | 0 | 0 | 140537.1994 | 140537.1994 | 140537.1994 | 140537.1994 | 140537.1994 | 140537.1994 | 140537.1994 | 140537.1994 | 140537.1994 | 140537.1994 | 140537.1994 | 0 | 0 | 0 | 0 | 0 | 0 | 0 | 0 | 0 | 0 | 0 | 0 | 0 | 0 | 0 | 0 | 0 | 0 | 0 | 0 | 0 | 32.0262 | 32.0262 | 32.0262 | 32.0262 | 32.0262 | 32.0262 | 32.0262 | 32.0262 | 32.0262 | 32.0262 | 32.0262 | 0 | 0 | 0 | 0 | 0 | 0 | 0 | 0 | 0 | 0 | 0 | 0 | 0 | 0 | 0 | 0 | 0 | 0 | 0 | 0 | 0 | 0 | 0 | 0 | 0 | 0 | 0 | 0 | 0 | 0 | 0 | 0 | 0 | 0 | 0 | 0 | 0 | 0 | 0 | 0 | 0 | 0 | 0 | 0 | 0 | 0 | 0 | 0
Commercial | Commercial Incentive Program | Prescriptive | High Bay Fluorescent Fixture w/ HE Electronic Ballast (T5 ≤4 lamps) | 15 | 0 | 83.46% | 0 | 188005.7258 | 42.8436 | 0 | 0 | 37391.9449 | 0 | 22400 |  | 3.4546 | 0.70939 | 5.7666 | 3.9822 | 8.9023 | 0.012942 | 0.080789 | 87587.7921 | 13378.99 | 210522.4892 | 108279.6265 | 15188.7257 | 25354.2854 |  | 0 | 0 | 0 | 0 | 0 | 188005.7258 | 188005.7258 | 188005.7258 | 188005.7258 | 188005.7258 | 188005.7258 | 188005.7258 | 188005.7258 | 188005.7258 | 188005.7258 | 188005.7258 | 188005.7258 | 188005.7258 | 188005.7258 | 188005.7258 | 0 | 0 | 0 | 0 | 0 | 0 | 0 | 0 | 0 | 0 | 0 | 0 | 0 | 0 | 0 | 0 | 0 | 42.8436 | 42.8436 | 42.8436 | 42.8436 | 42.8436 | 42.8436 | 42.8436 | 42.8436 | 42.8436 | 42.8436 | 42.8436 | 42.8436 | 42.8436 | 42.8436 | 42.8436 | 0 | 0 | 0 | 0 | 0 | 0 | 0 | 0 | 0 | 0 | 0 | 0 | 0 | 0 | 0 | 0 | 0 | 0 | 0 | 0 | 0 | 0 | 0 | 0 | 0 | 0 | 0 | 0 | 0 | 0 | 0 | 0 | 0 | 0 | 0 | 0 | 0 | 0 | 0 | 0 | 0 | 0 | 0 | 0
Commercial | Commercial Incentive Program | Prescriptive | High Bay Fluorescent Fixture w/ HE Electronic Ballast (T5 >4 lamps) | 15 | 0 | 83.46% | 0 | 155309.0779 | 35.3925 | 0 | 0 | 37391.9449 | 0 | 22400 |  | 2.8538 | 0.69149 | 4.7637 | 3.2897 | 7.4583 | 0.015667 | 0.097797 | 72355.1326 | 11052.2091 | 173909.8823 | 89448.3871 | 15188.7257 | 25354.2854 |  | 0 | 0 | 0 | 0 | 0 | 155309.0779 | 155309.0779 | 155309.0779 | 155309.0779 | 155309.0779 | 155309.0779 | 155309.0779 | 155309.0779 | 155309.0779 | 155309.0779 | 155309.0779 | 155309.0779 | 155309.0779 | 155309.0779 | 155309.0779 | 0 | 0 | 0 | 0 | 0 | 0 | 0 | 0 | 0 | 0 | 0 | 0 | 0 | 0 | 0 | 0 | 0 | 35.3925 | 35.3925 | 35.3925 | 35.3925 | 35.3925 | 35.3925 | 35.3925 | 35.3925 | 35.3925 | 35.3925 | 35.3925 | 35.3925 | 35.3925 | 35.3925 | 35.3925 | 0 | 0 | 0 | 0 | 0 | 0 | 0 | 0 | 0 | 0 | 0 | 0 | 0 | 0 | 0 | 0 | 0 | 0 | 0 | 0 | 0 | 0 | 0 | 0 | 0 | 0 | 0 | 0 | 0 | 0 | 0 | 0 | 0 | 0 | 0 | 0 | 0 | 0 | 0 | 0 | 0 | 0 | 0 | 0
Commercial | Commercial Incentive Program | Prescriptive | High Bay Fluorescent Fixture (HP T8 ≤4 lamps) | 15 | 0 | 83.46% | 0 | 321886.8219 | 73.353 | 0 | 0 | 98821.5686 | 0 | 59200 |  | 2.238 | 0.66493 | 3.7358 | 2.5798 | 5.9781 | 0.019978 | 0.12471 | 149960.0924 | 22906.3266 | 360438.0381 | 185386.8263 | 40141.6321 | 67007.7543 |  | 0 | 0 | 0 | 0 | 0 | 321886.8219 | 321886.8219 | 321886.8219 | 321886.8219 | 321886.8219 | 321886.8219 | 321886.8219 | 321886.8219 | 321886.8219 | 321886.8219 | 321886.8219 | 321886.8219 | 321886.8219 | 321886.8219 | 321886.8219 | 0 | 0 | 0 | 0 | 0 | 0 | 0 | 0 | 0 | 0 | 0 | 0 | 0 | 0 | 0 | 0 | 0 | 73.353 | 73.353 | 73.353 | 73.353 | 73.353 | 73.353 | 73.353 | 73.353 | 73.353 | 73.353 | 73.353 | 73.353 | 73.353 | 73.353 | 73.353 | 0 | 0 | 0 | 0 | 0 | 0 | 0 | 0 | 0 | 0 | 0 | 0 | 0 | 0 | 0 | 0 | 0 | 0 | 0 | 0 | 0 | 0 | 0 | 0 | 0 | 0 | 0 | 0 | 0 | 0 | 0 | 0 | 0 | 0 | 0 | 0 | 0 | 0 | 0 | 0 | 0 | 0 | 0 | 0
Commercial | Commercial Incentive Program | Prescriptive | High Bay Fluorescent Fixture (HP T8 >4 lamps) | 15 | 0 | 83.46% | 0 | 537918.246 | 122.5832 | 0 | 0 | 111174.2647 | 0 | 59200 |  | 3.3244 | 0.71612 | 6.243 | 3.8322 | 8.5229 | 0.011954 | 0.074624 | 250604.4498 | 38279.7002 | 602342.7617 | 309807.5151 | 40141.6321 | 75383.7236 |  | 0 | 0 | 0 | 0 | 0 | 537918.246 | 537918.246 | 537918.246 | 537918.246 | 537918.246 | 537918.246 | 537918.246 | 537918.246 | 537918.246 | 537918.246 | 537918.246 | 537918.246 | 537918.246 | 537918.246 | 537918.246 | 0 | 0 | 0 | 0 | 0 | 0 | 0 | 0 | 0 | 0 | 0 | 0 | 0 | 0 | 0 | 0 | 0 | 122.5832 | 122.5832 | 122.5832 | 122.5832 | 122.5832 | 122.5832 | 122.5832 | 122.5832 | 122.5832 | 122.5832 | 122.5832 | 122.5832 | 122.5832 | 122.5832 | 122.5832 | 0 | 0 | 0 | 0 | 0 | 0 | 0 | 0 | 0 | 0 | 0 | 0 | 0 | 0 | 0 | 0 | 0 | 0 | 0 | 0 | 0 | 0 | 0 | 0 | 0 | 0 | 0 | 0 | 0 | 0 | 0 | 0 | 0 | 0 | 0 | 0 | 0 | 0 | 0 | 0 | 0 | 0 | 0 | 0
Commercial | Commercial Incentive Program | Prescriptive | Low Wattage T8 Lamp | 10 | 0 | 83.46% | 0 | 22770.8798 | 5.1891 | 0 | 0 | 1736.0546 | 0 | 1040 |  | 7.0455 | 0.78955 | 11.761 | 8.126 | 16.817 | 0.0063204 | 0.030969 | 8293.7372 | 1271.9368 | 19091.141 | 9799.2422 | 705.1908 | 1177.1633 |  | 0 | 0 | 0 | 0 | 0 | 22770.8798 | 22770.8798 | 22770.8798 | 22770.8798 | 22770.8798 | 22770.8798 | 22770.8798 | 22770.8798 | 22770.8798 | 22770.8798 | 0 | 0 | 0 | 0 | 0 | 0 | 0 | 0 | 0 | 0 | 0 | 0 | 0 | 0 | 0 | 0 | 0 | 0 | 0 | 0 | 0 | 0 | 5.1891 | 5.1891 | 5.1891 | 5.1891 | 5.1891 | 5.1891 | 5.1891 | 5.1891 | 5.1891 | 5.1891 | 0 | 0 | 0 | 0 | 0 | 0 | 0 | 0 | 0 | 0 | 0 | 0 | 0 | 0 | 0 | 0 | 0 | 0 | 0 | 0 | 0 | 0 | 0 | 0 | 0 | 0 | 0 | 0 | 0 | 0 | 0 | 0 | 0 | 0 | 0 | 0 | 0 | 0 | 0 | 0 | 0 | 0 | 0 | 0 | 0 | 0 | 0 | 0 | 0
Commercial | Commercial Incentive Program | Prescriptive | Omnidirectional LED Bulb (<10W) | 8 | 0 | 83.46% | 0 | 0 | 0 | 0 | 0 | 0 | 0 | 0 |  | n/a | n/a | n/a | n/a | n/a | 0 | 0 | 0 | 0 | 0 | 0 | 0 | 0 |  | 0 | 0 | 0 | 0 | 0 | 0 | 0 | 0 | 0 | 0 | 0 | 0 | 0 | 0 | 0 | 0 | 0 | 0 | 0 | 0 | 0 | 0 | 0 | 0 | 0 | 0 | 0 | 0 | 0 | 0 | 0 | 0 | 0 | 0 | 0 | 0 | 0 | 0 | 0 | 0 | 0 | 0 | 0 | 0 | 0 | 0 | 0 | 0 | 0 | 0 | 0 | 0 | 0 | 0 | 0 | 0 | 0 | 0 | 0 | 0 | 0 | 0 | 0 | 0 | 0 | 0 | 0 | 0 | 0 | 0 | 0 | 0 | 0 | 0 | 0 | 0 | 0 | 0 | 0 | 0 | 0 | 0 | 0 | 0 | 0 | 0 | 0 | 0 | 0 | 0 | 0 | 0 | 0 | 0 | 0 | 0
Commercial | Commercial Incentive Program | Prescriptive | Omnidirectional LED Bulb (≥10W) | 8 | 0 | 83.46% | 0 | 0 | 0 | 0 | 0 | 0 | 0 | 0 |  | n/a | n/a | n/a | n/a | n/a | 0 | 0 | 0 | 0 | 0 | 0 | 0 | 0 |  | 0 | 0 | 0 | 0 | 0 | 0 | 0 | 0 | 0 | 0 | 0 | 0 | 0 | 0 | 0 | 0 | 0 | 0 | 0 | 0 | 0 | 0 | 0 | 0 | 0 | 0 | 0 | 0 | 0 | 0 | 0 | 0 | 0 | 0 | 0 | 0 | 0 | 0 | 0 | 0 | 0 | 0 | 0 | 0 | 0 | 0 | 0 | 0 | 0 | 0 | 0 | 0 | 0 | 0 | 0 | 0 | 0 | 0 | 0 | 0 | 0 | 0 | 0 | 0 | 0 | 0 | 0 | 0 | 0 | 0 | 0 | 0 | 0 | 0 | 0 | 0 | 0 | 0 | 0 | 0 | 0 | 0 | 0 | 0 | 0 | 0 | 0 | 0 | 0 | 0 | 0 | 0 | 0 | 0 | 0 | 0
Commercial | Commercial Incentive Program | Prescriptive | Directional LED Bulb (<15W) | 11 | 0 | 83.46% | 0 | 35645.185 | 8.123 | 0 | 0 | 9882.1569 | 0 | 5920 |  | 2.0633 | 0.67441 | 3.4442 | 2.3793 | 5.3903 | 0.021608 | 0.11261 | 13825.5621 | 2117.7555 | 32105.0079 | 16486.0109 | 4014.1632 | 6700.7754 |  | 0 | 0 | 0 | 0 | 0 | 35645.185 | 35645.185 | 35645.185 | 35645.185 | 35645.185 | 35645.185 | 35645.185 | 35645.185 | 35645.185 | 35645.185 | 35645.185 | 0 | 0 | 0 | 0 | 0 | 0 | 0 | 0 | 0 | 0 | 0 | 0 | 0 | 0 | 0 | 0 | 0 | 0 | 0 | 0 | 0 | 8.123 | 8.123 | 8.123 | 8.123 | 8.123 | 8.123 | 8.123 | 8.123 | 8.123 | 8.123 | 8.123 | 0 | 0 | 0 | 0 | 0 | 0 | 0 | 0 | 0 | 0 | 0 | 0 | 0 | 0 | 0 | 0 | 0 | 0 | 0 | 0 | 0 | 0 | 0 | 0 | 0 | 0 | 0 | 0 | 0 | 0 | 0 | 0 | 0 | 0 | 0 | 0 | 0 | 0 | 0 | 0 | 0 | 0 | 0 | 0 | 0 | 0 | 0 | 0
Commercial | Commercial Incentive Program | Prescriptive | Directional LED Bulb (≥15W) | 11 | 0 | 83.46% | 0 | 57248.3274 | 13.046 | 0 | 0 | 12352.6961 | 0 | 7400 |  | 2.651 | 0.70502 | 4.4253 | 3.0571 | 6.7551 | 0.016818 | 0.087648 | 22204.6907 | 3401.2436 | 51562.5885 | 26477.5327 | 5017.704 | 8375.9693 |  | 0 | 0 | 0 | 0 | 0 | 57248.3274 | 57248.3274 | 57248.3274 | 57248.3274 | 57248.3274 | 57248.3274 | 57248.3274 | 57248.3274 | 57248.3274 | 57248.3274 | 57248.3274 | 0 | 0 | 0 | 0 | 0 | 0 | 0 | 0 | 0 | 0 | 0 | 0 | 0 | 0 | 0 | 0 | 0 | 0 | 0 | 0 | 0 | 13.046 | 13.046 | 13.046 | 13.046 | 13.046 | 13.046 | 13.046 | 13.046 | 13.046 | 13.046 | 13.046 | 0 | 0 | 0 | 0 | 0 | 0 | 0 | 0 | 0 | 0 | 0 | 0 | 0 | 0 | 0 | 0 | 0 | 0 | 0 | 0 | 0 | 0 | 0 | 0 | 0 | 0 | 0 | 0 | 0 | 0 | 0 | 0 | 0 | 0 | 0 | 0 | 0 | 0 | 0 | 0 | 0 | 0 | 0 | 0 | 0 | 0 | 0 | 0
Commercial | Commercial Incentive Program | Prescriptive | LED High & Low-Bay Fixture | 11 | 0 | 83.46% | 0 | 472233.0157 | 107.6146 | 0 | 0 | 160251.1924 | 0 | 96000 |  | 1.6856 | 0.64607 | 2.8138 | 1.9438 | 4.5134 | 0.02645 | 0.13784 | 183163.2209 | 28056.3576 | 425332.1932 | 218409.2652 | 65094.5386 | 108661.2232 |  | 0 | 0 | 0 | 0 | 0 | 472233.0157 | 472233.0157 | 472233.0157 | 472233.0157 | 472233.0157 | 472233.0157 | 472233.0157 | 472233.0157 | 472233.0157 | 472233.0157 | 472233.0157 | 0 | 0 | 0 | 0 | 0 | 0 | 0 | 0 | 0 | 0 | 0 | 0 | 0 | 0 | 0 | 0 | 0 | 0 | 0 | 0 | 0 | 107.6146 | 107.6146 | 107.6146 | 107.6146 | 107.6146 | 107.6146 | 107.6146 | 107.6146 | 107.6146 | 107.6146 | 107.6146 | 0 | 0 | 0 | 0 | 0 | 0 | 0 | 0 | 0 | 0 | 0 | 0 | 0 | 0 | 0 | 0 | 0 | 0 | 0 | 0 | 0 | 0 | 0 | 0 | 0 | 0 | 0 | 0 | 0 | 0 | 0 | 0 | 0 | 0 | 0 | 0 | 0 | 0 | 0 | 0 | 0 | 0 | 0 | 0 | 0 | 0 | 0 | 0
Commercial | Commercial Incentive Program | Prescriptive | LED Wall Mounted Area Lights (<30W) | 10 | 0 | 83.46% | 0 | 20566.6012 | 0 | 0 | 0 | 4694.8592 | 0 | 2250 |  | 1.7582 | 0.53942 | 3.6687 | 2.1191 | 5.8957 | 0.01514 | 0.074181 | 5597.1707 | 1148.8101 | 17243.0704 | 8850.6508 | 1525.6532 | 3183.4343 |  | 0 | 0 | 0 | 0 | 0 | 20566.6012 | 20566.6012 | 20566.6012 | 20566.6012 | 20566.6012 | 20566.6012 | 20566.6012 | 20566.6012 | 20566.6012 | 20566.6012 | 0 | 0 | 0 | 0 | 0 | 0 | 0 | 0 | 0 | 0 | 0 | 0 | 0 | 0 | 0 | 0 | 0 | 0 | 0 | 0 | 0 | 0 | 0 | 0 | 0 | 0 | 0 | 0 | 0 | 0 | 0 | 0 | 0 | 0 | 0 | 0 | 0 | 0 | 0 | 0 | 0 | 0 | 0 | 0 | 0 | 0 | 0 | 0 | 0 | 0 | 0 | 0 | 0 | 0 | 0 | 0 | 0 | 0 | 0 | 0 | 0 | 0 | 0 | 0 | 0 | 0 | 0 | 0 | 0 | 0 | 0 | 0 | 0 | 0 | 0 | 0 | 0 | 0 | 0 | 0 | 0
Commercial | Commercial Incentive Program | Prescriptive | LED Wall Mounted Area Lights (30-75W) | 10 | 0 | 83.46% | 0 | 25372.6092 | 0 | 0 | 0 | 9389.7183 | 0 | 4500 |  | 1.0845 | 0.49428 | 2.263 | 1.3071 | 3.8204 | 0.024544 | 0.12026 | 6905.1188 | 1417.2643 | 21272.435 | 10918.8729 | 3051.3065 | 6366.8685 |  | 0 | 0 | 0 | 0 | 0 | 25372.6092 | 25372.6092 | 25372.6092 | 25372.6092 | 25372.6092 | 25372.6092 | 25372.6092 | 25372.6092 | 25372.6092 | 25372.6092 | 0 | 0 | 0 | 0 | 0 | 0 | 0 | 0 | 0 | 0 | 0 | 0 | 0 | 0 | 0 | 0 | 0 | 0 | 0 | 0 | 0 | 0 | 0 | 0 | 0 | 0 | 0 | 0 | 0 | 0 | 0 | 0 | 0 | 0 | 0 | 0 | 0 | 0 | 0 | 0 | 0 | 0 | 0 | 0 | 0 | 0 | 0 | 0 | 0 | 0 | 0 | 0 | 0 | 0 | 0 | 0 | 0 | 0 | 0 | 0 | 0 | 0 | 0 | 0 | 0 | 0 | 0 | 0 | 0 | 0 | 0 | 0 | 0 | 0 | 0 | 0 | 0 | 0 | 0 | 0 | 0
Commercial | Commercial Incentive Program | Prescriptive | LED Wall Mounted Area Lights (≥75W) | 10 | 0 | 83.46% | 0 | 47593.0998 | 0 | 0 | 0 | 14084.5775 | 0 | 6750 |  | 1.3562 | 0.51689 | 2.8299 | 1.6346 | 4.6573 | 0.019627 | 0.096169 | 12952.3931 | 2658.4575 | 39902.1288 | 20481.2601 | 4576.9597 | 9550.3028 |  | 0 | 0 | 0 | 0 | 0 | 47593.0998 | 47593.0998 | 47593.0998 | 47593.0998 | 47593.0998 | 47593.0998 | 47593.0998 | 47593.0998 | 47593.0998 | 47593.0998 | 0 | 0 | 0 | 0 | 0 | 0 | 0 | 0 | 0 | 0 | 0 | 0 | 0 | 0 | 0 | 0 | 0 | 0 | 0 | 0 | 0 | 0 | 0 | 0 | 0 | 0 | 0 | 0 | 0 | 0 | 0 | 0 | 0 | 0 | 0 | 0 | 0 | 0 | 0 | 0 | 0 | 0 | 0 | 0 | 0 | 0 | 0 | 0 | 0 | 0 | 0 | 0 | 0 | 0 | 0 | 0 | 0 | 0 | 0 | 0 | 0 | 0 | 0 | 0 | 0 | 0 | 0 | 0 | 0 | 0 | 0 | 0 | 0 | 0 | 0 | 0 | 0 | 0 | 0 | 0 | 0
Commercial | Commercial Incentive Program | Prescriptive | LED Flood Light (<15W) | 10 | 0 | 83.46% | 0 | 17105.3241 | 0 | 0 | 0 | 2687.546 | 0 | 1380 |  | 2.5545 | 0.56108 | 4.9749 | 3.0788 | 8.3831 | 0.011165 | 0.054704 | 4655.1891 | 955.47 | 14341.1303 | 7361.1216 | 935.734 | 1822.3393 |  | 0 | 0 | 0 | 0 | 0 | 17105.3241 | 17105.3241 | 17105.3241 | 17105.3241 | 17105.3241 | 17105.3241 | 17105.3241 | 17105.3241 | 17105.3241 | 17105.3241 | 0 | 0 | 0 | 0 | 0 | 0 | 0 | 0 | 0 | 0 | 0 | 0 | 0 | 0 | 0 | 0 | 0 | 0 | 0 | 0 | 0 | 0 | 0 | 0 | 0 | 0 | 0 | 0 | 0 | 0 | 0 | 0 | 0 | 0 | 0 | 0 | 0 | 0 | 0 | 0 | 0 | 0 | 0 | 0 | 0 | 0 | 0 | 0 | 0 | 0 | 0 | 0 | 0 | 0 | 0 | 0 | 0 | 0 | 0 | 0 | 0 | 0 | 0 | 0 | 0 | 0 | 0 | 0 | 0 | 0 | 0 | 0 | 0 | 0 | 0 | 0 | 0 | 0 | 0 | 0 | 0
Commercial | Commercial Incentive Program | Prescriptive | LED Flood Light (≥15W) | 10 | 0 | 83.46% | 0 | 19173.875 | 0 | 0 | 0 | 3455.4163 | 0 | 1840 |  | 2.2271 | 0.54934 | 4.1824 | 2.6842 | 7.3935 | 0.01328 | 0.06507 | 5218.1423 | 1071.0152 | 16075.4065 | 8251.3037 | 1247.6453 | 2343.0076 |  | 0 | 0 | 0 | 0 | 0 | 19173.875 | 19173.875 | 19173.875 | 19173.875 | 19173.875 | 19173.875 | 19173.875 | 19173.875 | 19173.875 | 19173.875 | 0 | 0 | 0 | 0 | 0 | 0 | 0 | 0 | 0 | 0 | 0 | 0 | 0 | 0 | 0 | 0 | 0 | 0 | 0 | 0 | 0 | 0 | 0 | 0 | 0 | 0 | 0 | 0 | 0 | 0 | 0 | 0 | 0 | 0 | 0 | 0 | 0 | 0 | 0 | 0 | 0 | 0 | 0 | 0 | 0 | 0 | 0 | 0 | 0 | 0 | 0 | 0 | 0 | 0 | 0 | 0 | 0 | 0 | 0 | 0 | 0 | 0 | 0 | 0 | 0 | 0 | 0 | 0 | 0 | 0 | 0 | 0 | 0 | 0 | 0 | 0 | 0 | 0 | 0 | 0 | 0
Commercial | Commercial Incentive Program | Prescriptive | LED Exit Sign | 16 | 0 | 83.46% | 0 | 15435.2164 | 1.7854 | 0 | 0 | 5558.7132 | 0 | 3330 |  | 1.724 | 0.56345 | 2.8778 | 2.0253 | 5.3812 | 0.022667 | 0.14629 | 6497.9482 | 1135.6085 | 18024.7626 | 9274.4331 | 2257.9668 | 3769.1862 |  | 0 | 0 | 0 | 0 | 0 | 15435.2164 | 15435.2164 | 15435.2164 | 15435.2164 | 15435.2164 | 15435.2164 | 15435.2164 | 15435.2164 | 15435.2164 | 15435.2164 | 15435.2164 | 15435.2164 | 15435.2164 | 15435.2164 | 15435.2164 | 15435.2164 | 0 | 0 | 0 | 0 | 0 | 0 | 0 | 0 | 0 | 0 | 0 | 0 | 0 | 0 | 0 | 0 | 1.7854 | 1.7854 | 1.7854 | 1.7854 | 1.7854 | 1.7854 | 1.7854 | 1.7854 | 1.7854 | 1.7854 | 1.7854 | 1.7854 | 1.7854 | 1.7854 | 1.7854 | 1.7854 | 0 | 0 | 0 | 0 | 0 | 0 | 0 | 0 | 0 | 0 | 0 | 0 | 0 | 0 | 0 | 0 | 0 | 0 | 0 | 0 | 0 | 0 | 0 | 0 | 0 | 0 | 0 | 0 | 0 | 0 | 0 | 0 | 0 | 0 | 0 | 0 | 0 | 0 | 0 | 0 | 0 | 0 | 0
Commercial | Commercial Incentive Program | Prescriptive | Photocell Occupancy Sensor | 8 | 0 | 83.46% | 0 | 22059.0198 | 5.0269 | 0 | 0 | 2093.2812 | 0 | 1140 |  | 4.8296 | 0.7849 | 8.8681 | 5.5735 | 11.4809 | 0.008346 | 0.035042 | 6855.0505 | 1055.8598 | 15522.8975 | 7960.6488 | 772.9976 | 1419.3872 |  | 0 | 0 | 0 | 0 | 0 | 22059.0198 | 22059.0198 | 22059.0198 | 22059.0198 | 22059.0198 | 22059.0198 | 22059.0198 | 22059.0198 | 0 | 0 | 0 | 0 | 0 | 0 | 0 | 0 | 0 | 0 | 0 | 0 | 0 | 0 | 0 | 0 | 0 | 0 | 0 | 0 | 0 | 0 | 0 | 0 | 5.0269 | 5.0269 | 5.0269 | 5.0269 | 5.0269 | 5.0269 | 5.0269 | 5.0269 | 0 | 0 | 0 | 0 | 0 | 0 | 0 | 0 | 0 | 0 | 0 | 0 | 0 | 0 | 0 | 0 | 0 | 0 | 0 | 0 | 0 | 0 | 0 | 0 | 0 | 0 | 0 | 0 | 0 | 0 | 0 | 0 | 0 | 0 | 0 | 0 | 0 | 0 | 0 | 0 | 0 | 0 | 0 | 0 | 0 | 0 | 0 | 0 | 0 | 0 | 0
Commercial | Commercial Incentive Program | Prescriptive | Wall-Mount Occupancy Sensor | 8 | 0 | 83.46% | 0 | 14560.2261 | 3.318 | 0 | 0 | 1332.088 | 0 | 760 |  | 5.0094 | 0.78421 | 8.7802 | 5.781 | 11.9141 | 0.0084295 | 0.035393 | 4524.7289 | 696.9284 | 10246.0082 | 5254.4876 | 515.3318 | 903.2464 |  | 0 | 0 | 0 | 0 | 0 | 14560.2261 | 14560.2261 | 14560.2261 | 14560.2261 | 14560.2261 | 14560.2261 | 14560.2261 | 14560.2261 | 0 | 0 | 0 | 0 | 0 | 0 | 0 | 0 | 0 | 0 | 0 | 0 | 0 | 0 | 0 | 0 | 0 | 0 | 0 | 0 | 0 | 0 | 0 | 0 | 3.318 | 3.318 | 3.318 | 3.318 | 3.318 | 3.318 | 3.318 | 3.318 | 0 | 0 | 0 | 0 | 0 | 0 | 0 | 0 | 0 | 0 | 0 | 0 | 0 | 0 | 0 | 0 | 0 | 0 | 0 | 0 | 0 | 0 | 0 | 0 | 0 | 0 | 0 | 0 | 0 | 0 | 0 | 0 | 0 | 0 | 0 | 0 | 0 | 0 | 0 | 0 | 0 | 0 | 0 | 0 | 0 | 0 | 0 | 0 | 0 | 0 | 0
Commercial | Commercial Incentive Program | Prescriptive | Air Cooled Chiller (<150 Tons) | 20 | 0 | 83.46% | 0 | 17086.1673 | 13.9859 | 0 | 0 | 15899.923 | 0 | 7500 |  | 1.4321 | 0.91607 | 3.0359 | 1.5613 | 2.5901 | 0.041612 | 0.29764 | 15439.2974 | 1393.2104 | 22838.5293 | 11768.3379 | 5085.5108 | 10781.2307 |  | 0 | 0 | 0 | 0 | 0 | 17086.1673 | 17086.1673 | 17086.1673 | 17086.1673 | 17086.1673 | 17086.1673 | 17086.1673 | 17086.1673 | 17086.1673 | 17086.1673 | 17086.1673 | 17086.1673 | 17086.1673 | 17086.1673 | 17086.1673 | 17086.1673 | 17086.1673 | 17086.1673 | 17086.1673 | 17086.1673 | 0 | 0 | 0 | 0 | 0 | 0 | 0 | 0 | 0 | 0 | 0 | 0 | 13.9859 | 13.9859 | 13.9859 | 13.9859 | 13.9859 | 13.9859 | 13.9859 | 13.9859 | 13.9859 | 13.9859 | 13.9859 | 13.9859 | 13.9859 | 13.9859 | 13.9859 | 13.9859 | 13.9859 | 13.9859 | 13.9859 | 13.9859 | 0 | 0 | 0 | 0 | 0 | 0 | 0 | 0 | 0 | 0 | 0 | 0 | 0 | 0 | 0 | 0 | 0 | 0 | 0 | 0 | 0 | 0 | 0 | 0 | 0 | 0 | 0 | 0 | 0 | 0 | 0 | 0 | 0 | 0 | 0 | 0 | 0 | 0 | 0
Commercial | Commercial Incentive Program | Prescriptive | Air Cooled Chiller (≥150 Tons) | 20 | 0 | 83.46% | 0 | 44828.912 | 37.2958 | 0 | 0 | 42399.7946 | 0 | 20000 |  | 1.4219 | 0.9199 | 3.0143 | 1.549 | 2.5559 | 0.042294 | 0.30251 | 40878.4317 | 3655.3608 | 59921.3622 | 30876.5433 | 13561.3622 | 28749.9486 |  | 0 | 0 | 0 | 0 | 0 | 44828.912 | 44828.912 | 44828.912 | 44828.912 | 44828.912 | 44828.912 | 44828.912 | 44828.912 | 44828.912 | 44828.912 | 44828.912 | 44828.912 | 44828.912 | 44828.912 | 44828.912 | 44828.912 | 44828.912 | 44828.912 | 44828.912 | 44828.912 | 0 | 0 | 0 | 0 | 0 | 0 | 0 | 0 | 0 | 0 | 0 | 0 | 37.2958 | 37.2958 | 37.2958 | 37.2958 | 37.2958 | 37.2958 | 37.2958 | 37.2958 | 37.2958 | 37.2958 | 37.2958 | 37.2958 | 37.2958 | 37.2958 | 37.2958 | 37.2958 | 37.2958 | 37.2958 | 37.2958 | 37.2958 | 0 | 0 | 0 | 0 | 0 | 0 | 0 | 0 | 0 | 0 | 0 | 0 | 0 | 0 | 0 | 0 | 0 | 0 | 0 | 0 | 0 | 0 | 0 | 0 | 0 | 0 | 0 | 0 | 0 | 0 | 0 | 0 | 0 | 0 | 0 | 0 | 0 | 0 | 0
Commercial | Commercial Incentive Program | Prescriptive | Water Cooled Chiller, Rotary Screw & Roll (<75 Tons) | 20 | 0 | 83.46% | 0 | 5873.37 | 3.1819 | 0 | 0 | 5341.7064 | 0 | 2500 |  | 1.1886 | 0.74997 | 2.5397 | 1.3208 | 2.6355 | 0.040351 | 0.28862 | 4305.2261 | 478.9161 | 7850.7444 | 4045.3662 | 1695.1703 | 3622.0408 |  | 0 | 0 | 0 | 0 | 0 | 5873.37 | 5873.37 | 5873.37 | 5873.37 | 5873.37 | 5873.37 | 5873.37 | 5873.37 | 5873.37 | 5873.37 | 5873.37 | 5873.37 | 5873.37 | 5873.37 | 5873.37 | 5873.37 | 5873.37 | 5873.37 | 5873.37 | 5873.37 | 0 | 0 | 0 | 0 | 0 | 0 | 0 | 0 | 0 | 0 | 0 | 0 | 3.1819 | 3.1819 | 3.1819 | 3.1819 | 3.1819 | 3.1819 | 3.1819 | 3.1819 | 3.1819 | 3.1819 | 3.1819 | 3.1819 | 3.1819 | 3.1819 | 3.1819 | 3.1819 | 3.1819 | 3.1819 | 3.1819 | 3.1819 | 0 | 0 | 0 | 0 | 0 | 0 | 0 | 0 | 0 | 0 | 0 | 0 | 0 | 0 | 0 | 0 | 0 | 0 | 0 | 0 | 0 | 0 | 0 | 0 | 0 | 0 | 0 | 0 | 0 | 0 | 0 | 0 | 0 | 0 | 0 | 0 | 0 | 0 | 0
Commercial | Commercial Incentive Program | Prescriptive | Water Cooled Chiller, Rotary Screw & Roll (75 < 150 Tons) | 20 | 0 | 83.46% | 0 | 11485.7013 | 6.2822 | 0 | 0 | 10683.4128 | 0 | 5000 |  | 1.1673 | 0.74823 | 2.4941 | 1.2966 | 2.5873 | 0.041268 | 0.29518 | 8455.9841 | 936.547 | 15352.5669 | 7910.9383 | 3390.3406 | 7244.0815 |  | 0 | 0 | 0 | 0 | 0 | 11485.7013 | 11485.7013 | 11485.7013 | 11485.7013 | 11485.7013 | 11485.7013 | 11485.7013 | 11485.7013 | 11485.7013 | 11485.7013 | 11485.7013 | 11485.7013 | 11485.7013 | 11485.7013 | 11485.7013 | 11485.7013 | 11485.7013 | 11485.7013 | 11485.7013 | 11485.7013 | 0 | 0 | 0 | 0 | 0 | 0 | 0 | 0 | 0 | 0 | 0 | 0 | 6.2822 | 6.2822 | 6.2822 | 6.2822 | 6.2822 | 6.2822 | 6.2822 | 6.2822 | 6.2822 | 6.2822 | 6.2822 | 6.2822 | 6.2822 | 6.2822 | 6.2822 | 6.2822 | 6.2822 | 6.2822 | 6.2822 | 6.2822 | 0 | 0 | 0 | 0 | 0 | 0 | 0 | 0 | 0 | 0 | 0 | 0 | 0 | 0 | 0 | 0 | 0 | 0 | 0 | 0 | 0 | 0 | 0 | 0 | 0 | 0 | 0 | 0 | 0 | 0 | 0 | 0 | 0 | 0 | 0 | 0 | 0 | 0 | 0
Commercial | Commercial Incentive Program | Prescriptive | Water Cooled Chiller, Rotary Screw & Roll (150 < 300 Tons) | 20 | 0 | 83.46% | 0 | 0 | 0 | 0 | 0 | 0 | 0 | 0 |  | n/a | n/a | n/a | n/a | n/a | 0 | 0 | 0 | 0 | 0 | 0 | 0 | 0 |  | 0 | 0 | 0 | 0 | 0 | 0 | 0 | 0 | 0 | 0 | 0 | 0 | 0 | 0 | 0 | 0 | 0 | 0 | 0 | 0 | 0 | 0 | 0 | 0 | 0 | 0 | 0 | 0 | 0 | 0 | 0 | 0 | 0 | 0 | 0 | 0 | 0 | 0 | 0 | 0 | 0 | 0 | 0 | 0 | 0 | 0 | 0 | 0 | 0 | 0 | 0 | 0 | 0 | 0 | 0 | 0 | 0 | 0 | 0 | 0 | 0 | 0 | 0 | 0 | 0 | 0 | 0 | 0 | 0 | 0 | 0 | 0 | 0 | 0 | 0 | 0 | 0 | 0 | 0 | 0 | 0 | 0 | 0 | 0 | 0 | 0 | 0 | 0 | 0 | 0 | 0 | 0 | 0 | 0 | 0 | 0
Commercial | Commercial Incentive Program | Prescriptive | Water Cooled Chiller, Rotary Screw & Roll (≥300 Tons) | 20 | 0 | 83.46% | 0 | 0 | 0 | 0 | 0 | 0 | 0 | 0 |  | n/a | n/a | n/a | n/a | n/a | 0 | 0 | 0 | 0 | 0 | 0 | 0 | 0 |  | 0 | 0 | 0 | 0 | 0 | 0 | 0 | 0 | 0 | 0 | 0 | 0 | 0 | 0 | 0 | 0 | 0 | 0 | 0 | 0 | 0 | 0 | 0 | 0 | 0 | 0 | 0 | 0 | 0 | 0 | 0 | 0 | 0 | 0 | 0 | 0 | 0 | 0 | 0 | 0 | 0 | 0 | 0 | 0 | 0 | 0 | 0 | 0 | 0 | 0 | 0 | 0 | 0 | 0 | 0 | 0 | 0 | 0 | 0 | 0 | 0 | 0 | 0 | 0 | 0 | 0 | 0 | 0 | 0 | 0 | 0 | 0 | 0 | 0 | 0 | 0 | 0 | 0 | 0 | 0 | 0 | 0 | 0 | 0 | 0 | 0 | 0 | 0 | 0 | 0 | 0 | 0 | 0 | 0 | 0 | 0
Commercial | Commercial Incentive Program | Prescriptive | Water Cooled Chiller, Centrifugal (<300 Tons) | 20 | 0 | 83.46% | 0 | 37393.789 | 7.7099 | 0 | 0 | 6009.4197 | 0 | 3750 |  | 4.8288 | 0.69531 | 7.7381 | 5.577 | 12.8904 | 0.0095069 | 0.067999 | 19676.1823 | 3049.099 | 49983.073 | 25755.4979 | 2542.7554 | 4074.7959 |  | 0 | 0 | 0 | 0 | 0 | 37393.789 | 37393.789 | 37393.789 | 37393.789 | 37393.789 | 37393.789 | 37393.789 | 37393.789 | 37393.789 | 37393.789 | 37393.789 | 37393.789 | 37393.789 | 37393.789 | 37393.789 | 37393.789 | 37393.789 | 37393.789 | 37393.789 | 37393.789 | 0 | 0 | 0 | 0 | 0 | 0 | 0 | 0 | 0 | 0 | 0 | 0 | 7.7099 | 7.7099 | 7.7099 | 7.7099 | 7.7099 | 7.7099 | 7.7099 | 7.7099 | 7.7099 | 7.7099 | 7.7099 | 7.7099 | 7.7099 | 7.7099 | 7.7099 | 7.7099 | 7.7099 | 7.7099 | 7.7099 | 7.7099 | 0 | 0 | 0 | 0 | 0 | 0 | 0 | 0 | 0 | 0 | 0 | 0 | 0 | 0 | 0 | 0 | 0 | 0 | 0 | 0 | 0 | 0 | 0 | 0 | 0 | 0 | 0 | 0 | 0 | 0 | 0 | 0 | 0 | 0 | 0 | 0 | 0 | 0 | 0
Commercial | Commercial Incentive Program | Prescriptive | Water Cooled Chiller, Centrifugal (300 < 600 Tons) | 20 | 0 | 83.46% | 0 | 0 | 0 | 0 | 0 | 0 | 0 | 0 |  | n/a | n/a | n/a | n/a | n/a | 0 | 0 | 0 | 0 | 0 | 0 | 0 | 0 |  | 0 | 0 | 0 | 0 | 0 | 0 | 0 | 0 | 0 | 0 | 0 | 0 | 0 | 0 | 0 | 0 | 0 | 0 | 0 | 0 | 0 | 0 | 0 | 0 | 0 | 0 | 0 | 0 | 0 | 0 | 0 | 0 | 0 | 0 | 0 | 0 | 0 | 0 | 0 | 0 | 0 | 0 | 0 | 0 | 0 | 0 | 0 | 0 | 0 | 0 | 0 | 0 | 0 | 0 | 0 | 0 | 0 | 0 | 0 | 0 | 0 | 0 | 0 | 0 | 0 | 0 | 0 | 0 | 0 | 0 | 0 | 0 | 0 | 0 | 0 | 0 | 0 | 0 | 0 | 0 | 0 | 0 | 0 | 0 | 0 | 0 | 0 | 0 | 0 | 0 | 0 | 0 | 0 | 0 | 0 | 0
Commercial | Commercial Incentive Program | Prescriptive | Water Cooled Chiller, Centrifugal (≥600 Tons) | 20 | 0 | 83.46% | 0 | 0 | 0 | 0 | 0 | 0 | 0 | 0 |  | n/a | n/a | n/a | n/a | n/a | 0 | 0 | 0 | 0 | 0 | 0 | 0 | 0 |  | 0 | 0 | 0 | 0 | 0 | 0 | 0 | 0 | 0 | 0 | 0 | 0 | 0 | 0 | 0 | 0 | 0 | 0 | 0 | 0 | 0 | 0 | 0 | 0 | 0 | 0 | 0 | 0 | 0 | 0 | 0 | 0 | 0 | 0 | 0 | 0 | 0 | 0 | 0 | 0 | 0 | 0 | 0 | 0 | 0 | 0 | 0 | 0 | 0 | 0 | 0 | 0 | 0 | 0 | 0 | 0 | 0 | 0 | 0 | 0 | 0 | 0 | 0 | 0 | 0 | 0 | 0 | 0 | 0 | 0 | 0 | 0 | 0 | 0 | 0 | 0 | 0 | 0 | 0 | 0 | 0 | 0 | 0 | 0 | 0 | 0 | 0 | 0 | 0 | 0 | 0 | 0 | 0 | 0 | 0 | 0
Commercial | Commercial Incentive Program | Prescriptive | Air Source Heat Pump (<65 kBtuh) | 15 | 0 | 83.46% | 0 | 3618.987 | 1.4793 | 0 | 0 | 2086.6041 | 0 | 1250 |  | 1.4352 | 0.69258 | 2.3957 | 1.6172 | 3.4632 | 0.037519 | 0.23421 | 2030.5703 | 257.5368 | 4052.4199 | 2084.3118 | 847.5851 | 1414.8597 |  | 0 | 0 | 0 | 0 | 0 | 3618.987 | 3618.987 | 3618.987 | 3618.987 | 3618.987 | 3618.987 | 3618.987 | 3618.987 | 3618.987 | 3618.987 | 3618.987 | 3618.987 | 3618.987 | 3618.987 | 3618.987 | 0 | 0 | 0 | 0 | 0 | 0 | 0 | 0 | 0 | 0 | 0 | 0 | 0 | 0 | 0 | 0 | 0 | 1.4793 | 1.4793 | 1.4793 | 1.4793 | 1.4793 | 1.4793 | 1.4793 | 1.4793 | 1.4793 | 1.4793 | 1.4793 | 1.4793 | 1.4793 | 1.4793 | 1.4793 | 0 | 0 | 0 | 0 | 0 | 0 | 0 | 0 | 0 | 0 | 0 | 0 | 0 | 0 | 0 | 0 | 0 | 0 | 0 | 0 | 0 | 0 | 0 | 0 | 0 | 0 | 0 | 0 | 0 | 0 | 0 | 0 | 0 | 0 | 0 | 0 | 0 | 0 | 0 | 0 | 0 | 0 | 0 | 0
Commercial | Commercial Incentive Program | Prescriptive | Air Source Heat Pump (65<135 kBtuh) | 15 | 0 | 83.46% | 0 | 0 | 0 | 0 | 0 | 0 | 0 | 0 |  | n/a | n/a | n/a | n/a | n/a | 0 | 0 | 0 | 0 | 0 | 0 | 0 | 0 |  | 0 | 0 | 0 | 0 | 0 | 0 | 0 | 0 | 0 | 0 | 0 | 0 | 0 | 0 | 0 | 0 | 0 | 0 | 0 | 0 | 0 | 0 | 0 | 0 | 0 | 0 | 0 | 0 | 0 | 0 | 0 | 0 | 0 | 0 | 0 | 0 | 0 | 0 | 0 | 0 | 0 | 0 | 0 | 0 | 0 | 0 | 0 | 0 | 0 | 0 | 0 | 0 | 0 | 0 | 0 | 0 | 0 | 0 | 0 | 0 | 0 | 0 | 0 | 0 | 0 | 0 | 0 | 0 | 0 | 0 | 0 | 0 | 0 | 0 | 0 | 0 | 0 | 0 | 0 | 0 | 0 | 0 | 0 | 0 | 0 | 0 | 0 | 0 | 0 | 0 | 0 | 0 | 0 | 0 | 0 | 0
Commercial | Commercial Incentive Program | Prescriptive | Air Source Heat Pump (135<240 kBtuh) | 15 | 0 | 83.46% | 0 | 0 | 0 | 0 | 0 | 0 | 0 | 0 |  | n/a | n/a | n/a | n/a | n/a | 0 | 0 | 0 | 0 | 0 | 0 | 0 | 0 |  | 0 | 0 | 0 | 0 | 0 | 0 | 0 | 0 | 0 | 0 | 0 | 0 | 0 | 0 | 0 | 0 | 0 | 0 | 0 | 0 | 0 | 0 | 0 | 0 | 0 | 0 | 0 | 0 | 0 | 0 | 0 | 0 | 0 | 0 | 0 | 0 | 0 | 0 | 0 | 0 | 0 | 0 | 0 | 0 | 0 | 0 | 0 | 0 | 0 | 0 | 0 | 0 | 0 | 0 | 0 | 0 | 0 | 0 | 0 | 0 | 0 | 0 | 0 | 0 | 0 | 0 | 0 | 0 | 0 | 0 | 0 | 0 | 0 | 0 | 0 | 0 | 0 | 0 | 0 | 0 | 0 | 0 | 0 | 0 | 0 | 0 | 0 | 0 | 0 | 0 | 0 | 0 | 0 | 0 | 0 | 0
Commercial | Commercial Incentive Program | Prescriptive | Air Source Heat Pump (≥240 kBtuh) | 15 | 0 | 83.46% | 0 | 0 | 0 | 0 | 0 | 0 | 0 | 0 |  | n/a | n/a | n/a | n/a | n/a | 0 | 0 | 0 | 0 | 0 | 0 | 0 | 0 |  | 0 | 0 | 0 | 0 | 0 | 0 | 0 | 0 | 0 | 0 | 0 | 0 | 0 | 0 | 0 | 0 | 0 | 0 | 0 | 0 | 0 | 0 | 0 | 0 | 0 | 0 | 0 | 0 | 0 | 0 | 0 | 0 | 0 | 0 | 0 | 0 | 0 | 0 | 0 | 0 | 0 | 0 | 0 | 0 | 0 | 0 | 0 | 0 | 0 | 0 | 0 | 0 | 0 | 0 | 0 | 0 | 0 | 0 | 0 | 0 | 0 | 0 | 0 | 0 | 0 | 0 | 0 | 0 | 0 | 0 | 0 | 0 | 0 | 0 | 0 | 0 | 0 | 0 | 0 | 0 | 0 | 0 | 0 | 0 | 0 | 0 | 0 | 0 | 0 | 0 | 0 | 0 | 0 | 0 | 0 | 0
Commercial | Commercial Incentive Program | Prescriptive | Water Source Heat Pump | 15 | 0 | 83.46% | 0 | 18660.7985 | 8.2357 | 0 | 0 | 6259.8122 | 0 | 3750 |  | 2.5421 | 0.8119 | 4.2435 | 2.855 | 5.522 | 0.021829 | 0.13626 | 10790.291 | 1327.9523 | 20895.7346 | 10747.4614 | 2542.7554 | 4244.579 |  | 0 | 0 | 0 | 0 | 0 | 18660.7985 | 18660.7985 | 18660.7985 | 18660.7985 | 18660.7985 | 18660.7985 | 18660.7985 | 18660.7985 | 18660.7985 | 18660.7985 | 18660.7985 | 18660.7985 | 18660.7985 | 18660.7985 | 18660.7985 | 0 | 0 | 0 | 0 | 0 | 0 | 0 | 0 | 0 | 0 | 0 | 0 | 0 | 0 | 0 | 0 | 0 | 8.2357 | 8.2357 | 8.2357 | 8.2357 | 8.2357 | 8.2357 | 8.2357 | 8.2357 | 8.2357 | 8.2357 | 8.2357 | 8.2357 | 8.2357 | 8.2357 | 8.2357 | 0 | 0 | 0 | 0 | 0 | 0 | 0 | 0 | 0 | 0 | 0 | 0 | 0 | 0 | 0 | 0 | 0 | 0 | 0 | 0 | 0 | 0 | 0 | 0 | 0 | 0 | 0 | 0 | 0 | 0 | 0 | 0 | 0 | 0 | 0 | 0 | 0 | 0 | 0 | 0 | 0 | 0 | 0 | 0
Commercial | Commercial Incentive Program | Prescriptive | PTAC | 15 | 0 | 83.46% | 0 | 3293.621 | 2.0588 | 0 | 0 | 1752.7474 | 0 | 1000 |  | 1.8705 | 0.86332 | 3.2785 | 2.0677 | 3.6737 | 0.03298 | 0.20587 | 2223.047 | 234.3829 | 3688.086 | 1896.9212 | 678.0681 | 1188.4821 |  | 0 | 0 | 0 | 0 | 0 | 3293.621 | 3293.621 | 3293.621 | 3293.621 | 3293.621 | 3293.621 | 3293.621 | 3293.621 | 3293.621 | 3293.621 | 3293.621 | 3293.621 | 3293.621 | 3293.621 | 3293.621 | 0 | 0 | 0 | 0 | 0 | 0 | 0 | 0 | 0 | 0 | 0 | 0 | 0 | 0 | 0 | 0 | 0 | 2.0588 | 2.0588 | 2.0588 | 2.0588 | 2.0588 | 2.0588 | 2.0588 | 2.0588 | 2.0588 | 2.0588 | 2.0588 | 2.0588 | 2.0588 | 2.0588 | 2.0588 | 0 | 0 | 0 | 0 | 0 | 0 | 0 | 0 | 0 | 0 | 0 | 0 | 0 | 0 | 0 | 0 | 0 | 0 | 0 | 0 | 0 | 0 | 0 | 0 | 0 | 0 | 0 | 0 | 0 | 0 | 0 | 0 | 0 | 0 | 0 | 0 | 0 | 0 | 0 | 0 | 0 | 0 | 0 | 0
Commercial | Commercial Incentive Program | Prescriptive | PTHP | 15 | 0 | 83.46% | 0 | 4641.6742 | 2.2667 | 0 | 0 | 1752.7474 | 0 | 1000 |  | 2.355 | 0.83512 | 4.1276 | 2.6329 | 4.9438 | 0.023402 | 0.14608 | 2798.82 | 330.3139 | 5197.5907 | 2673.3162 | 678.0681 | 1188.4821 |  | 0 | 0 | 0 | 0 | 0 | 4641.6742 | 4641.6742 | 4641.6742 | 4641.6742 | 4641.6742 | 4641.6742 | 4641.6742 | 4641.6742 | 4641.6742 | 4641.6742 | 4641.6742 | 4641.6742 | 4641.6742 | 4641.6742 | 4641.6742 | 0 | 0 | 0 | 0 | 0 | 0 | 0 | 0 | 0 | 0 | 0 | 0 | 0 | 0 | 0 | 0 | 0 | 2.2667 | 2.2667 | 2.2667 | 2.2667 | 2.2667 | 2.2667 | 2.2667 | 2.2667 | 2.2667 | 2.2667 | 2.2667 | 2.2667 | 2.2667 | 2.2667 | 2.2667 | 0 | 0 | 0 | 0 | 0 | 0 | 0 | 0 | 0 | 0 | 0 | 0 | 0 | 0 | 0 | 0 | 0 | 0 | 0 | 0 | 0 | 0 | 0 | 0 | 0 | 0 | 0 | 0 | 0 | 0 | 0 | 0 | 0 | 0 | 0 | 0 | 0 | 0 | 0 | 0 | 0 | 0 | 0 | 0
Commercial | Commercial Incentive Program | Prescriptive | Variable Speed Drives for HVAC Systems (HVAC Application) | 15 | 0 | 83.46% | 0 | 114256.158 | 0 | 0 | 0 | 30098.8463 | 0 | 18050 |  | 1.9366 | 0.50644 | 3.2293 | 2.335 | 6.8685 | 0.01716 | 0.10712 | 39524.2831 | 8130.7736 | 127940.2032 | 65804.4538 | 12239.1294 | 20409.0679 |  | 0 | 0 | 0 | 0 | 0 | 114256.158 | 114256.158 | 114256.158 | 114256.158 | 114256.158 | 114256.158 | 114256.158 | 114256.158 | 114256.158 | 114256.158 | 114256.158 | 114256.158 | 114256.158 | 114256.158 | 114256.158 | 0 | 0 | 0 | 0 | 0 | 0 | 0 | 0 | 0 | 0 | 0 | 0 | 0 | 0 | 0 | 0 | 0 | 0 | 0 | 0 | 0 | 0 | 0 | 0 | 0 | 0 | 0 | 0 | 0 | 0 | 0 | 0 | 0 | 0 | 0 | 0 | 0 | 0 | 0 | 0 | 0 | 0 | 0 | 0 | 0 | 0 | 0 | 0 | 0 | 0 | 0 | 0 | 0 | 0 | 0 | 0 | 0 | 0 | 0 | 0 | 0 | 0 | 0 | 0 | 0 | 0 | 0 | 0 | 0 | 0 | 0 | 0 | 0 | 0 | 0 | 0
Commercial | Commercial Incentive Program | Prescriptive | Variable Speed Drives for HVAC Systems (Pump Application) | 10 | 0 | 83.46% | 0 | 122399.5782 | 0 | 0 | 0 | 30098.8463 | 0 | 18050 |  | 1.6322 | 0.51316 | 2.7217 | 1.9672 | 5.6278 | 0.020407 | 0.099993 | 33310.8676 | 6837.0011 | 102619.9964 | 52673.5516 | 12239.1294 | 20409.0679 |  | 0 | 0 | 0 | 0 | 0 | 122399.5782 | 122399.5782 | 122399.5782 | 122399.5782 | 122399.5782 | 122399.5782 | 122399.5782 | 122399.5782 | 122399.5782 | 122399.5782 | 0 | 0 | 0 | 0 | 0 | 0 | 0 | 0 | 0 | 0 | 0 | 0 | 0 | 0 | 0 | 0 | 0 | 0 | 0 | 0 | 0 | 0 | 0 | 0 | 0 | 0 | 0 | 0 | 0 | 0 | 0 | 0 | 0 | 0 | 0 | 0 | 0 | 0 | 0 | 0 | 0 | 0 | 0 | 0 | 0 | 0 | 0 | 0 | 0 | 0 | 0 | 0 | 0 | 0 | 0 | 0 | 0 | 0 | 0 | 0 | 0 | 0 | 0 | 0 | 0 | 0 | 0 | 0 | 0 | 0 | 0 | 0 | 0 | 0 | 0 | 0 | 0 | 0 | 0 | 0 | 0
Commercial | Commercial Incentive Program | Prescriptive | Automatic Door Closer for Walk-In Cooler | 8 | 0 | 83.46% | 0 | 16632.3961 | 2.4485 | 0 | 0 | 2617.77 | 0 | 1500 |  | 2.6545 | 0.67126 | 4.6326 | 3.103 | 7.1668 | 0.014564 | 0.061152 | 4711.8652 | 796.1132 | 11704.191 | 6002.2914 | 1017.1022 | 1775.0264 |  | 0 | 0 | 0 | 0 | 0 | 16632.3961 | 16632.3961 | 16632.3961 | 16632.3961 | 16632.3961 | 16632.3961 | 16632.3961 | 16632.3961 | 0 | 0 | 0 | 0 | 0 | 0 | 0 | 0 | 0 | 0 | 0 | 0 | 0 | 0 | 0 | 0 | 0 | 0 | 0 | 0 | 0 | 0 | 0 | 0 | 2.4485 | 2.4485 | 2.4485 | 2.4485 | 2.4485 | 2.4485 | 2.4485 | 2.4485 | 0 | 0 | 0 | 0 | 0 | 0 | 0 | 0 | 0 | 0 | 0 | 0 | 0 | 0 | 0 | 0 | 0 | 0 | 0 | 0 | 0 | 0 | 0 | 0 | 0 | 0 | 0 | 0 | 0 | 0 | 0 | 0 | 0 | 0 | 0 | 0 | 0 | 0 | 0 | 0 | 0 | 0 | 0 | 0 | 0 | 0 | 0 | 0 | 0 | 0 | 0
Commercial | Commercial Incentive Program | Prescriptive | Automatic Door Closer for Walk-In Freezer | 8 | 0 | 83.46% | 0 | 40690.2841 | 5.5225 | 0 | 0 | 2617.77 | 0 | 1500 |  | 6.4045 | 0.72402 | 11.177 | 7.5017 | 16.7044 | 0.0059533 | 0.024996 | 11368.1379 | 1947.6493 | 28633.6889 | 14684.2909 | 1017.1022 | 1775.0264 |  | 0 | 0 | 0 | 0 | 0 | 40690.2841 | 40690.2841 | 40690.2841 | 40690.2841 | 40690.2841 | 40690.2841 | 40690.2841 | 40690.2841 | 0 | 0 | 0 | 0 | 0 | 0 | 0 | 0 | 0 | 0 | 0 | 0 | 0 | 0 | 0 | 0 | 0 | 0 | 0 | 0 | 0 | 0 | 0 | 0 | 5.5225 | 5.5225 | 5.5225 | 5.5225 | 5.5225 | 5.5225 | 5.5225 | 5.5225 | 0 | 0 | 0 | 0 | 0 | 0 | 0 | 0 | 0 | 0 | 0 | 0 | 0 | 0 | 0 | 0 | 0 | 0 | 0 | 0 | 0 | 0 | 0 | 0 | 0 | 0 | 0 | 0 | 0 | 0 | 0 | 0 | 0 | 0 | 0 | 0 | 0 | 0 | 0 | 0 | 0 | 0 | 0 | 0 | 0 | 0 | 0 | 0 | 0 | 0 | 0
Commercial | Commercial Incentive Program | Prescriptive | Beverage & Snack Machine Controls (Refrigerated) | 5 | 0 | 83.46% | 0 | 8528.7682 | 0 | 0 | 0 | 901.413 | 0 | 450 |  | 2.2511 | 0.57983 | 4.5093 | 2.7156 | 7.1052 | 0.012253 | 0.035777 | 1375.9106 | 283.8981 | 4037.7299 | 2067.8434 | 305.1306 | 611.2194 |  | 0 | 0 | 0 | 0 | 0 | 8528.7682 | 8528.7682 | 8528.7682 | 8528.7682 | 8528.7682 | 0 | 0 | 0 | 0 | 0 | 0 | 0 | 0 | 0 | 0 | 0 | 0 | 0 | 0 | 0 | 0 | 0 | 0 | 0 | 0 | 0 | 0 | 0 | 0 | 0 | 0 | 0 | 0 | 0 | 0 | 0 | 0 | 0 | 0 | 0 | 0 | 0 | 0 | 0 | 0 | 0 | 0 | 0 | 0 | 0 | 0 | 0 | 0 | 0 | 0 | 0 | 0 | 0 | 0 | 0 | 0 | 0 | 0 | 0 | 0 | 0 | 0 | 0 | 0 | 0 | 0 | 0 | 0 | 0 | 0 | 0 | 0 | 0 | 0 | 0 | 0 | 0 | 0 | 0 | 0 | 0 | 0 | 0 | 0 | 0 | 0
Commercial | Commercial Incentive Program | Prescriptive | ECM for Walk-In Cooler or Freezer | 15 | 0 | 83.46% | 0 | 5658.1895 | 0.6005 | 0 | 0 | 667.7133 | 0 | 400 |  | 5.0213 | 0.64403 | 8.3819 | 5.9106 | 14.593 | 0.0076791 | 0.047935 | 2273.4072 | 402.6519 | 6335.8503 | 3258.7659 | 271.2272 | 452.7551 |  | 0 | 0 | 0 | 0 | 0 | 5658.1895 | 5658.1895 | 5658.1895 | 5658.1895 | 5658.1895 | 5658.1895 | 5658.1895 | 5658.1895 | 5658.1895 | 5658.1895 | 5658.1895 | 5658.1895 | 5658.1895 | 5658.1895 | 5658.1895 | 0 | 0 | 0 | 0 | 0 | 0 | 0 | 0 | 0 | 0 | 0 | 0 | 0 | 0 | 0 | 0 | 0 | 0.6005 | 0.6005 | 0.6005 | 0.6005 | 0.6005 | 0.6005 | 0.6005 | 0.6005 | 0.6005 | 0.6005 | 0.6005 | 0.6005 | 0.6005 | 0.6005 | 0.6005 | 0 | 0 | 0 | 0 | 0 | 0 | 0 | 0 | 0 | 0 | 0 | 0 | 0 | 0 | 0 | 0 | 0 | 0 | 0 | 0 | 0 | 0 | 0 | 0 | 0 | 0 | 0 | 0 | 0 | 0 | 0 | 0 | 0 | 0 | 0 | 0 | 0 | 0 | 0 | 0 | 0 | 0 | 0 | 0
Commercial | Commercial Incentive Program | Prescriptive | ENERGY STAR Electric Steamer | 12 | 0 | 83.46% | 0 | 105474.5618 | 4.8802 | 0 | 0 | 6309.8907 | 0 | 3600 |  | 8.0501 | 0.63259 | 14.1097 | 9.5958 | 24.2316 | 0.0042079 | 0.023143 | 34442.4714 | 6613.3042 | 101234.6174 | 52005.9911 | 2441.0452 | 4278.5357 |  | 0 | 0 | 0 | 0 | 0 | 105474.5618 | 105474.5618 | 105474.5618 | 105474.5618 | 105474.5618 | 105474.5618 | 105474.5618 | 105474.5618 | 105474.5618 | 105474.5618 | 105474.5618 | 105474.5618 | 0 | 0 | 0 | 0 | 0 | 0 | 0 | 0 | 0 | 0 | 0 | 0 | 0 | 0 | 0 | 0 | 0 | 0 | 0 | 0 | 4.8802 | 4.8802 | 4.8802 | 4.8802 | 4.8802 | 4.8802 | 4.8802 | 4.8802 | 4.8802 | 4.8802 | 4.8802 | 4.8802 | 0 | 0 | 0 | 0 | 0 | 0 | 0 | 0 | 0 | 0 | 0 | 0 | 0 | 0 | 0 | 0 | 0 | 0 | 0 | 0 | 0 | 0 | 0 | 0 | 0 | 0 | 0 | 0 | 0 | 0 | 0 | 0 | 0 | 0 | 0 | 0 | 0 | 0 | 0 | 0 | 0 | 0 | 0 | 0 | 0 | 0 | 0
Commercial | Commercial Incentive Program | Prescriptive | ENERGY STAR Commercial Dishwasher | 10 | 0 | 83.46% | 0 | 26874.7674 | 0.088676 | 0 | 0 | 500.785 | 0 | 300 |  | 21.6445 | 0.62452 | 36.1309 | 26.0654 | 66.9538 | 0.0015448 | 0.0075692 | 7349.7585 | 1501.172 | 22531.8468 | 11565.3131 | 203.4204 | 339.5663 |  | 0 | 0 | 0 | 0 | 0 | 26874.7674 | 26874.7674 | 26874.7674 | 26874.7674 | 26874.7674 | 26874.7674 | 26874.7674 | 26874.7674 | 26874.7674 | 26874.7674 | 0 | 0 | 0 | 0 | 0 | 0 | 0 | 0 | 0 | 0 | 0 | 0 | 0 | 0 | 0 | 0 | 0 | 0 | 0 | 0 | 0 | 0 | 0.088676 | 0.088676 | 0.088676 | 0.088676 | 0.088676 | 0.088676 | 0.088676 | 0.088676 | 0.088676 | 0.088676 | 0 | 0 | 0 | 0 | 0 | 0 | 0 | 0 | 0 | 0 | 0 | 0 | 0 | 0 | 0 | 0 | 0 | 0 | 0 | 0 | 0 | 0 | 0 | 0 | 0 | 0 | 0 | 0 | 0 | 0 | 0 | 0 | 0 | 0 | 0 | 0 | 0 | 0 | 0 | 0 | 0 | 0 | 0 | 0 | 0 | 0 | 0 | 0 | 0
Commercial | Commercial Incentive Program | Prescriptive | High Efficiency Pre-Rinse Spray Valve | 5 | 0 | 83.46% | 0 | 28263.1303 | 0 | 0 | 0 | 1001.57 | 0 | 600 |  | 6.7138 | 0.62809 | 11.2073 | 8.0991 | 20.3013 | 0.0049298 | 0.014395 | 4559.5729 | 940.798 | 13380.465 | 6852.5404 | 406.8409 | 679.1326 |  | 0 | 0 | 0 | 0 | 0 | 28263.1303 | 28263.1303 | 28263.1303 | 28263.1303 | 28263.1303 | 0 | 0 | 0 | 0 | 0 | 0 | 0 | 0 | 0 | 0 | 0 | 0 | 0 | 0 | 0 | 0 | 0 | 0 | 0 | 0 | 0 | 0 | 0 | 0 | 0 | 0 | 0 | 0 | 0 | 0 | 0 | 0 | 0 | 0 | 0 | 0 | 0 | 0 | 0 | 0 | 0 | 0 | 0 | 0 | 0 | 0 | 0 | 0 | 0 | 0 | 0 | 0 | 0 | 0 | 0 | 0 | 0 | 0 | 0 | 0 | 0 | 0 | 0 | 0 | 0 | 0 | 0 | 0 | 0 | 0 | 0 | 0 | 0 | 0 | 0 | 0 | 0 | 0 | 0 | 0 | 0 | 0 | 0 | 0 | 0 | 0
Commercial | Commercial Incentive Program | Prescriptive | ENERGY STAR Electric Fryer | 12 | 0 | 83.46% | 0 | 10071.0546 | 1.7474 | 0 | 0 | 2103.2969 | 0 | 1200 |  | 2.718 | 0.67071 | 4.7639 | 3.1607 | 7.3482 | 0.01469 | 0.080794 | 3876.3073 | 631.4598 | 9666.2109 | 4965.7014 | 813.6817 | 1426.1786 |  | 0 | 0 | 0 | 0 | 0 | 10071.0546 | 10071.0546 | 10071.0546 | 10071.0546 | 10071.0546 | 10071.0546 | 10071.0546 | 10071.0546 | 10071.0546 | 10071.0546 | 10071.0546 | 10071.0546 | 0 | 0 | 0 | 0 | 0 | 0 | 0 | 0 | 0 | 0 | 0 | 0 | 0 | 0 | 0 | 0 | 0 | 0 | 0 | 0 | 1.7474 | 1.7474 | 1.7474 | 1.7474 | 1.7474 | 1.7474 | 1.7474 | 1.7474 | 1.7474 | 1.7474 | 1.7474 | 1.7474 | 0 | 0 | 0 | 0 | 0 | 0 | 0 | 0 | 0 | 0 | 0 | 0 | 0 | 0 | 0 | 0 | 0 | 0 | 0 | 0 | 0 | 0 | 0 | 0 | 0 | 0 | 0 | 0 | 0 | 0 | 0 | 0 | 0 | 0 | 0 | 0 | 0 | 0 | 0 | 0 | 0 | 0 | 0 | 0 | 0 | 0 | 0
Commercial | Commercial Incentive Program | Prescriptive | Demand Control Ventilation | 15 | 0 | 83.46% | 10439.8931 | 7912.2936 | 1.3583 | 0 | 0 | 3318.5351 | 0 | 1900 |  | 21.3199 | 0.85442 | 37.2373 | 21.5701 | 43.9029 | 0.026084 | 0.16283 | 47973.9064 | 563.06 | 97501.7643 | 54859.8028 | 1288.3294 | 2250.1928 |  | 0 | 0 | 0 | 0 | 0 | 7912.2936 | 7912.2936 | 7912.2936 | 7912.2936 | 7912.2936 | 7912.2936 | 7912.2936 | 7912.2936 | 7912.2936 | 7912.2936 | 7912.2936 | 7912.2936 | 7912.2936 | 7912.2936 | 7912.2936 | 0 | 0 | 0 | 0 | 0 | 0 | 0 | 0 | 0 | 0 | 0 | 0 | 0 | 0 | 0 | 0 | 0 | 1.3583 | 1.3583 | 1.3583 | 1.3583 | 1.3583 | 1.3583 | 1.3583 | 1.3583 | 1.3583 | 1.3583 | 1.3583 | 1.3583 | 1.3583 | 1.3583 | 1.3583 | 0 | 0 | 0 | 0 | 0 | 0 | 0 | 0 | 0 | 0 | 0 | 0 | 0 | 0 | 0 | 0 | 0 | 10439.8931 | 10439.8931 | 10439.8931 | 10439.8931 | 10439.8931 | 10439.8931 | 10439.8931 | 10439.8931 | 10439.8931 | 10439.8931 | 10439.8931 | 10439.8931 | 10439.8931 | 10439.8931 | 10439.8931 | 0 | 0 | 0 | 0 | 0 | 0 | 0 | 0 | 0 | 0 | 0 | 0
Commercial | Commercial Incentive Program | Prescriptive | No Air Loss Drain | 10 | 0 | 83.46% | 0 | 6948.0591 | 1.09 | 0 | 0 | 2336.9966 | 0 | 1400 |  | 1.4712 | 0.59181 | 2.4559 | 1.7161 | 4.2751 | 0.027884 | 0.13663 | 2331.3294 | 388.105 | 5825.2636 | 2990.0344 | 949.2954 | 1584.6428 |  | 0 | 0 | 0 | 0 | 0 | 6948.0591 | 6948.0591 | 6948.0591 | 6948.0591 | 6948.0591 | 6948.0591 | 6948.0591 | 6948.0591 | 6948.0591 | 6948.0591 | 0 | 0 | 0 | 0 | 0 | 0 | 0 | 0 | 0 | 0 | 0 | 0 | 0 | 0 | 0 | 0 | 0 | 0 | 0 | 0 | 0 | 0 | 1.09 | 1.09 | 1.09 | 1.09 | 1.09 | 1.09 | 1.09 | 1.09 | 1.09 | 1.09 | 0 | 0 | 0 | 0 | 0 | 0 | 0 | 0 | 0 | 0 | 0 | 0 | 0 | 0 | 0 | 0 | 0 | 0 | 0 | 0 | 0 | 0 | 0 | 0 | 0 | 0 | 0 | 0 | 0 | 0 | 0 | 0 | 0 | 0 | 0 | 0 | 0 | 0 | 0 | 0 | 0 | 0 | 0 | 0 | 0 | 0 | 0 | 0 | 0
Commercial | Commercial Incentive Program | Custom | Custom Project | 15 | 0 | 83.46% | 0 | 1390300.0433 | 233.4345 | 0 | 0 | 267085.3206 | 0 | 105265.35 |  | 3.3341 | 0.69237 | 8.4595 | 3.8804 | 8.9904 | 0.0082244 | 0.051339 | 603815.0044 | 98937.4673 | 1556811.2326 | 800726.5134 | 71377.077 | 181102.0386 |  | 0 | 0 | 0 | 0 | 0 | 1390300.0433 | 1390300.0433 | 1390300.0433 | 1390300.0433 | 1390300.0433 | 1390300.0433 | 1390300.0433 | 1390300.0433 | 1390300.0433 | 1390300.0433 | 1390300.0433 | 1390300.0433 | 1390300.0433 | 1390300.0433 | 1390300.0433 | 0 | 0 | 0 | 0 | 0 | 0 | 0 | 0 | 0 | 0 | 0 | 0 | 0 | 0 | 0 | 0 | 0 | 233.4345 | 233.4345 | 233.4345 | 233.4345 | 233.4345 | 233.4345 | 233.4345 | 233.4345 | 233.4345 | 233.4345 | 233.4345 | 233.4345 | 233.4345 | 233.4345 | 233.4345 | 0 | 0 | 0 | 0 | 0 | 0 | 0 | 0 | 0 | 0 | 0 | 0 | 0 | 0 | 0 | 0 | 0 | 0 | 0 | 0 | 0 | 0 | 0 | 0 | 0 | 0 | 0 | 0 | 0 | 0 | 0 | 0 | 0 | 0 | 0 | 0 | 0 | 0 | 0 | 0 | 0 | 0 | 0 | 0
Commercial | Express Install | 0 | Express Install | 15 | 0 | 83.46% | 0 | 1220504.4275 | 194.8343 | 0 | 0 | 287534.0405 | 0 | 241150 |  | 2.6915 | 0.60564 | 3.2092 | 3.137 | 7.8485 | 0.021462 | 0.13397 | 524760.1804 | 86854.3575 | 1366679.8122 | 702934.7798 | 163516.1248 | 194967.6635 |  | 0 | 0 | 0 | 0 | 0 | 1220504.4275 | 1220504.4275 | 1220504.4275 | 1220504.4275 | 1220504.4275 | 1220504.4275 | 1220504.4275 | 1220504.4275 | 1220504.4275 | 1220504.4275 | 1220504.4275 | 1220504.4275 | 1220504.4275 | 1220504.4275 | 1220504.4275 | 0 | 0 | 0 | 0 | 0 | 0 | 0 | 0 | 0 | 0 | 0 | 0 | 0 | 0 | 0 | 0 | 0 | 194.8343 | 194.8343 | 194.8343 | 194.8343 | 194.8343 | 194.8343 | 194.8343 | 194.8343 | 194.8343 | 194.8343 | 194.8343 | 194.8343 | 194.8343 | 194.8343 | 194.8343 | 0 | 0 | 0 | 0 | 0 | 0 | 0 | 0 | 0 | 0 | 0 | 0 | 0 | 0 | 0 | 0 | 0 | 0 | 0 | 0 | 0 | 0 | 0 | 0 | 0 | 0 | 0 | 0 | 0 | 0 | 0 | 0 | 0 | 0 | 0 | 0 | 0 | 0 | 0 | 0 | 0 | 0 | 0 | 0
Commercial | New Construction | 0 | New Construction | 15 | 0 | 83.46% | 0 | 229161.7998 | 61.067 | 0 | 0 | 64200.6339 | 0 | 17350.78 |  | 2.5594 | 0.77509 | 9.4702 | 2.934 | 6.1649 | 0.0082244 | 0.051339 | 111417.0127 | 16307.7662 | 256607.6767 | 131982.9701 | 11765.0106 | 43532.4025 |  | 0 | 0 | 0 | 0 | 0 | 229161.7998 | 229161.7998 | 229161.7998 | 229161.7998 | 229161.7998 | 229161.7998 | 229161.7998 | 229161.7998 | 229161.7998 | 229161.7998 | 229161.7998 | 229161.7998 | 229161.7998 | 229161.7998 | 229161.7998 | 0 | 0 | 0 | 0 | 0 | 0 | 0 | 0 | 0 | 0 | 0 | 0 | 0 | 0 | 0 | 0 | 0 | 61.067 | 61.067 | 61.067 | 61.067 | 61.067 | 61.067 | 61.067 | 61.067 | 61.067 | 61.067 | 61.067 | 61.067 | 61.067 | 61.067 | 61.067 | 0 | 0 | 0 | 0 | 0 | 0 | 0 | 0 | 0 | 0 | 0 | 0 | 0 | 0 | 0 | 0 | 0 | 0 | 0 | 0 | 0 | 0 | 0 | 0 | 0 | 0 | 0 | 0 | 0 | 0 | 0 | 0 | 0 | 0 | 0 | 0 | 0 | 0 | 0 | 0 | 0 | 0 | 0 | 0
Commercial | School Energy Manager | 0 | School Energy Manager | 10 | 0 | 100% | 0 | 589797.4942 | 215.4144 | 0 | 0 | 90000 | 0 | 0 |  | 4.0565 | 0.97532 | n/a | 4.5963 | 6.763 | 0 | 0 | 247551.0485 | 32944.9348 | 412719.547 | 253814.0182 | 0 | 61026.1299 |  | 0 | 0 | 0 | 0 | 0 | 589797.4942 | 589797.4942 | 589797.4942 | 589797.4942 | 589797.4942 | 589797.4942 | 589797.4942 | 589797.4942 | 589797.4942 | 589797.4942 | 0 | 0 | 0 | 0 | 0 | 0 | 0 | 0 | 0 | 0 | 0 | 0 | 0 | 0 | 0 | 0 | 0 | 0 | 0 | 0 | 0 | 0 | 215.4144 | 215.4144 | 215.4144 | 215.4144 | 215.4144 | 215.4144 | 215.4144 | 215.4144 | 215.4144 | 215.4144 | 0 | 0 | 0 | 0 | 0 | 0 | 0 | 0 | 0 | 0 | 0 | 0 | 0 | 0 | 0 | 0 | 0 | 0 | 0 | 0 | 0 | 0 | 0 | 0 | 0 | 0 | 0 | 0 | 0 | 0 | 0 | 0 | 0 | 0 | 0 | 0 | 0 | 0 | 0 | 0 | 0 | 0 | 0 | 0 | 0 | 0 | 0 | 0 | 0
Commercial | Bid For Efficiency | 0 | Bid for Efficiency | 10 | 0 | 100% | 0 | 2450021.4676 | 283.3998 | 0 | 0 | 76664.8076 | 0 | 185501.23 |  | 15.0292 | 0.66203 | 6.2113 | 17.6618 | 35.3998 | 0.010478 | 0.051339 | 781277.8845 | 136853.4087 | 1714438.8712 | 1054344.5836 | 125782.4685 | 51983.9612 |  | 0 | 0 | 0 | 0 | 0 | 2450021.4676 | 2450021.4676 | 2450021.4676 | 2450021.4676 | 2450021.4676 | 2450021.4676 | 2450021.4676 | 2450021.4676 | 2450021.4676 | 2450021.4676 | 0 | 0 | 0 | 0 | 0 | 0 | 0 | 0 | 0 | 0 | 0 | 0 | 0 | 0 | 0 | 0 | 0 | 0 | 0 | 0 | 0 | 0 | 283.3998 | 283.3998 | 283.3998 | 283.3998 | 283.3998 | 283.3998 | 283.3998 | 283.3998 | 283.3998 | 283.3998 | 0 | 0 | 0 | 0 | 0 | 0 | 0 | 0 | 0 | 0 | 0 | 0 | 0 | 0 | 0 | 0 | 0 | 0 | 0 | 0 | 0 | 0 | 0 | 0 | 0 | 0 | 0 | 0 | 0 | 0 | 0 | 0 | 0 | 0 | 0 | 0 | 0 | 0 | 0 | 0 | 0 | 0 | 0 | 0 | 0 | 0 | 0 | 0 | 0
Commercial | Retrocommissioning | 0 | Retrocommissioning (Large Customer) | 5 | 0 | 83.46% | 0 | 0 | 0 | 0 | 0 | 0 | 0 | 0 |  | n/a | n/a | n/a | n/a | n/a | 0 | 0 | 0 | 0 | 0 | 0 | 0 | 0 |  | 0 | 0 | 0 | 0 | 0 | 0 | 0 | 0 | 0 | 0 | 0 | 0 | 0 | 0 | 0 | 0 | 0 | 0 | 0 | 0 | 0 | 0 | 0 | 0 | 0 | 0 | 0 | 0 | 0 | 0 | 0 | 0 | 0 | 0 | 0 | 0 | 0 | 0 | 0 | 0 | 0 | 0 | 0 | 0 | 0 | 0 | 0 | 0 | 0 | 0 | 0 | 0 | 0 | 0 | 0 | 0 | 0 | 0 | 0 | 0 | 0 | 0 | 0 | 0 | 0 | 0 | 0 | 0 | 0 | 0 | 0 | 0 | 0 | 0 | 0 | 0 | 0 | 0 | 0 | 0 | 0 | 0 | 0 | 0 | 0 | 0 | 0 | 0 | 0 | 0 | 0 | 0 | 0 | 0 | 0 | 0
Commercial | Retrocommissioning | 0 | Retrocommissioning (Mid-Sized Customer) | 5 | 0 | 83.46% | 0 | 879969.161 | 111.7802 | 0 | 0 | 25039.2488 | 0 | 99939.14 |  | 9.8476 | 0.59475 | 2.4673 | 11.5728 | 28.5284 | 0.026374 | 0.077009 | 167195.078 | 29291.6339 | 416599.1694 | 213353.0201 | 67765.5438 | 16978.3161 |  | 0 | 0 | 0 | 0 | 0 | 879969.161 | 879969.161 | 879969.161 | 879969.161 | 879969.161 | 0 | 0 | 0 | 0 | 0 | 0 | 0 | 0 | 0 | 0 | 0 | 0 | 0 | 0 | 0 | 0 | 0 | 0 | 0 | 0 | 0 | 0 | 0 | 0 | 0 | 0 | 0 | 111.7802 | 111.7802 | 111.7802 | 111.7802 | 111.7802 | 0 | 0 | 0 | 0 | 0 | 0 | 0 | 0 | 0 | 0 | 0 | 0 | 0 | 0 | 0 | 0 | 0 | 0 | 0 | 0 | 0 | 0 | 0 | 0 | 0 | 0 | 0 | 0 | 0 | 0 | 0 | 0 | 0 | 0 | 0 | 0 | 0 | 0 | 0 | 0 | 0 | 0 | 0 | 0 | 0 | 0 | 0 | 0 | 0 | 0 | 0 | 0 | 0 | 0
Industrial | Retrocommissioning | 0 | Retrocommissioning (Large Customer) | 5 | 0 | 83.46% | 0 | 0 | 0 | 0 | 0 | 0 | 0 | 0 |  | n/a | n/a | n/a | n/a | n/a | 0 | 0 | 0 | 0 | 0 | 0 | 0 | 0 |  | 0 | 0 | 0 | 0 | 0 | 0 | 0 | 0 | 0 | 0 | 0 | 0 | 0 | 0 | 0 | 0 | 0 | 0 | 0 | 0 | 0 | 0 | 0 | 0 | 0 | 0 | 0 | 0 | 0 | 0 | 0 | 0 | 0 | 0 | 0 | 0 | 0 | 0 | 0 | 0 | 0 | 0 | 0 | 0 | 0 | 0 | 0 | 0 | 0 | 0 | 0 | 0 | 0 | 0 | 0 | 0 | 0 | 0 | 0 | 0 | 0 | 0 | 0 | 0 | 0 | 0 | 0 | 0 | 0 | 0 | 0 | 0 | 0 | 0 | 0 | 0 | 0 | 0 | 0 | 0 | 0 | 0 | 0 | 0 | 0 | 0 | 0 | 0 | 0 | 0 | 0 | 0 | 0 | 0 | 0 | 0
Industrial | Retrocommissioning | 0 | Retrocommissioning (Mid-Sized Customer) | 5 | 0 | 83.46% | 0 | 0 | 0 | 0 | 0 | 0 | 0 | 0 |  | n/a | n/a | n/a | n/a | n/a | 0 | 0 | 0 | 0 | 0 | 0 | 0 | 0 |  | 0 | 0 | 0 | 0 | 0 | 0 | 0 | 0 | 0 | 0 | 0 | 0 | 0 | 0 | 0 | 0 | 0 | 0 | 0 | 0 | 0 | 0 | 0 | 0 | 0 | 0 | 0 | 0 | 0 | 0 | 0 | 0 | 0 | 0 | 0 | 0 | 0 | 0 | 0 | 0 | 0 | 0 | 0 | 0 | 0 | 0 | 0 | 0 | 0 | 0 | 0 | 0 | 0 | 0 | 0 | 0 | 0 | 0 | 0 | 0 | 0 | 0 | 0 | 0 | 0 | 0 | 0 | 0 | 0 | 0 | 0 | 0 | 0 | 0 | 0 | 0 | 0 | 0 | 0 | 0 | 0 | 0 | 0 | 0 | 0 | 0 | 0 | 0 | 0 | 0 | 0 | 0 | 0 | 0 | 0 | 0
Commercial | Continuous Energy Management | 0 | Continuous Energy Management | 3 | 0 | 100% | 0 | 0 | 0 | 0 | 0 | 0 | 0 | 0 |  | n/a | n/a | n/a | n/a | n/a | 0 | 0 | 0 | 0 | 0 | 0 | 0 | 0 |  | 0 | 0 | 0 | 0 | 0 | 0 | 0 | 0 | 0 | 0 | 0 | 0 | 0 | 0 | 0 | 0 | 0 | 0 | 0 | 0 | 0 | 0 | 0 | 0 | 0 | 0 | 0 | 0 | 0 | 0 | 0 | 0 | 0 | 0 | 0 | 0 | 0 | 0 | 0 | 0 | 0 | 0 | 0 | 0 | 0 | 0 | 0 | 0 | 0 | 0 | 0 | 0 | 0 | 0 | 0 | 0 | 0 | 0 | 0 | 0 | 0 | 0 | 0 | 0 | 0 | 0 | 0 | 0 | 0 | 0 | 0 | 0 | 0 | 0 | 0 | 0 | 0 | 0 | 0 | 0 | 0 | 0 | 0 | 0 | 0 | 0 | 0 | 0 | 0 | 0 | 0 | 0 | 0 | 0 | 0 | 0
Industrial | Continuous Energy Management | 0 | Continuous Energy Management | 3 | 0 | 100% | 0 | 0 | 0 | 0 | 0 | 0 | 0 | 0 |  | n/a | n/a | n/a | n/a | n/a | 0 | 0 | 0 | 0 | 0 | 0 | 0 | 0 |  | 0 | 0 | 0 | 0 | 0 | 0 | 0 | 0 | 0 | 0 | 0 | 0 | 0 | 0 | 0 | 0 | 0 | 0 | 0 | 0 | 0 | 0 | 0 | 0 | 0 | 0 | 0 | 0 | 0 | 0 | 0 | 0 | 0 | 0 | 0 | 0 | 0 | 0 | 0 | 0 | 0 | 0 | 0 | 0 | 0 | 0 | 0 | 0 | 0 | 0 | 0 | 0 | 0 | 0 | 0 | 0 | 0 | 0 | 0 | 0 | 0 | 0 | 0 | 0 | 0 | 0 | 0 | 0 | 0 | 0 | 0 | 0 | 0 | 0 | 0 | 0 | 0 | 0 | 0 | 0 | 0 | 0 | 0 | 0 | 0 | 0 | 0 | 0 | 0 | 0 | 0 | 0 | 0 | 0 | 0 | 0
Residential | Residential Efficient Products | Appliance | ENERGY STAR Air Purifier | 9 | 0 | 79% | 0 | 20058.2922 | 2.3202 | 0 | 0 | 4977 | 0 | 2250 | 2215.13 | 1.2205 | 0.3666 | 1.9659 | 1.4344 | 5.1408 | 0.033081 | 0.15094 | 5952.0158 | 1043.3685 | 15823.311 | 13208.0148 | 1525.6532 | 3374.745 | 1502.009 | 0 | 0 | 0 | 0 | 0 | 20058.2922 | 20058.2922 | 20058.2922 | 20058.2922 | 20058.2922 | 20058.2922 | 20058.2922 | 20058.2922 | 20058.2922 | 0 | 0 | 0 | 0 | 0 | 0 | 0 | 0 | 0 | 0 | 0 | 0 | 0 | 0 | 0 | 0 | 0 | 0 | 0 | 0 | 0 | 0 | 0 | 2.3202 | 2.3202 | 2.3202 | 2.3202 | 2.3202 | 2.3202 | 2.3202 | 2.3202 | 2.3202 | 0 | 0 | 0 | 0 | 0 | 0 | 0 | 0 | 0 | 0 | 0 | 0 | 0 | 0 | 0 | 0 | 0 | 0 | 0 | 0 | 0 | 0 | 0 | 0 | 0 | 0 | 0 | 0 | 0 | 0 | 0 | 0 | 0 | 0 | 0 | 0 | 0 | 0 | 0 | 0 | 0 | 0 | 0 | 0 | 0 | 0 | 0 | 0 | 0 | 0
#N/A | 0 | 0 | 0 | #N/A | #N/A | 0% | #N/A | #N/A | #N/A | #N/A | #N/A | #N/A | #N/A | 0 |  | #N/A | #N/A | n/a | #N/A | #N/A | 0 | 0 | #N/A | #N/A | #N/A | #N/A | 0 | #N/A |  | #N/A | #N/A | #N/A | #N/A | #N/A | #N/A | #N/A | #N/A | #N/A | #N/A | #N/A | #N/A | #N/A | #N/A | #N/A | #N/A | #N/A | #N/A | #N/A | #N/A | #N/A | #N/A | #N/A | #N/A | #N/A | #N/A | #N/A | #N/A | #N/A | #N/A | #N/A | #N/A | #N/A | #N/A | #N/A | #N/A | #N/A | #N/A | #N/A | #N/A | #N/A | #N/A | #N/A | #N/A | #N/A | #N/A | #N/A | #N/A | #N/A | #N/A | #N/A | #N/A | #N/A | #N/A | #N/A | #N/A | #N/A | #N/A | #N/A | #N/A | #N/A | #N/A | #N/A | #N/A | #N/A | #N/A | #N/A | #N/A | #N/A | #N/A | #N/A | #N/A | #N/A | #N/A | #N/A | #N/A | #N/A | #N/A | #N/A | #N/A | #N/A | #N/A | #N/A | #N/A | #N/A | #N/A | #N/A | #N/A | #N/A | #N/A | #N/A | #N/A | #N/A | #N/A | #N/A | #N/A
#N/A | 0 | 0 | 0 | #N/A | #N/A | 0% | #N/A | #N/A | #N/A | #N/A | #N/A | #N/A | #N/A | 0 |  | #N/A | #N/A | n/a | #N/A | #N/A | 0 | 0 | #N/A | #N/A | #N/A | #N/A | 0 | #N/A |  | #N/A | #N/A | #N/A | #N/A | #N/A | #N/A | #N/A | #N/A | #N/A | #N/A | #N/A | #N/A | #N/A | #N/A | #N/A | #N/A | #N/A | #N/A | #N/A | #N/A | #N/A | #N/A | #N/A | #N/A | #N/A | #N/A | #N/A | #N/A | #N/A | #N/A | #N/A | #N/A | #N/A | #N/A | #N/A | #N/A | #N/A | #N/A | #N/A | #N/A | #N/A | #N/A | #N/A | #N/A | #N/A | #N/A | #N/A | #N/A | #N/A | #N/A | #N/A | #N/A | #N/A | #N/A | #N/A | #N/A | #N/A | #N/A | #N/A | #N/A | #N/A | #N/A | #N/A | #N/A | #N/A | #N/A | #N/A | #N/A | #N/A | #N/A | #N/A | #N/A | #N/A | #N/A | #N/A | #N/A | #N/A | #N/A | #N/A | #N/A | #N/A | #N/A | #N/A | #N/A | #N/A | #N/A | #N/A | #N/A | #N/A | #N/A | #N/A | #N/A | #N/A | #N/A | #N/A | #N/A
#N/A | 0 | 0 | 0 | #N/A | #N/A | 0% | #N/A | #N/A | #N/A | #N/A | #N/A | #N/A | #N/A | 0 |  | #N/A | #N/A | n/a | #N/A | #N/A | 0 | 0 | #N/A | #N/A | #N/A | #N/A | 0 | #N/A |  | #N/A | #N/A | #N/A | #N/A | #N/A | #N/A | #N/A | #N/A | #N/A | #N/A | #N/A | #N/A | #N/A | #N/A | #N/A | #N/A | #N/A | #N/A | #N/A | #N/A | #N/A | #N/A | #N/A | #N/A | #N/A | #N/A | #N/A | #N/A | #N/A | #N/A | #N/A | #N/A | #N/A | #N/A | #N/A | #N/A | #N/A | #N/A | #N/A | #N/A | #N/A | #N/A | #N/A | #N/A | #N/A | #N/A | #N/A | #N/A | #N/A | #N/A | #N/A | #N/A | #N/A | #N/A | #N/A | #N/A | #N/A | #N/A | #N/A | #N/A | #N/A | #N/A | #N/A | #N/A | #N/A | #N/A | #N/A | #N/A | #N/A | #N/A | #N/A | #N/A | #N/A | #N/A | #N/A | #N/A | #N/A | #N/A | #N/A | #N/A | #N/A | #N/A | #N/A | #N/A | #N/A | #N/A | #N/A | #N/A | #N/A | #N/A | #N/A | #N/A | #N/A | #N/A | #N/A | #N/A
#N/A | 0 | 0 | 0 | #N/A | #N/A | 0% | #N/A | #N/A | #N/A | #N/A | #N/A | #N/A | #N/A | 0 |  | #N/A | #N/A | n/a | #N/A | #N/A | 0 | 0 | #N/A | #N/A | #N/A | #N/A | 0 | #N/A |  | #N/A | #N/A | #N/A | #N/A | #N/A | #N/A | #N/A | #N/A | #N/A | #N/A | #N/A | #N/A | #N/A | #N/A | #N/A | #N/A | #N/A | #N/A | #N/A | #N/A | #N/A | #N/A | #N/A | #N/A | #N/A | #N/A | #N/A | #N/A | #N/A | #N/A | #N/A | #N/A | #N/A | #N/A | #N/A | #N/A | #N/A | #N/A | #N/A | #N/A | #N/A | #N/A | #N/A | #N/A | #N/A | #N/A | #N/A | #N/A | #N/A | #N/A | #N/A | #N/A | #N/A | #N/A | #N/A | #N/A | #N/A | #N/A | #N/A | #N/A | #N/A | #N/A | #N/A | #N/A | #N/A | #N/A | #N/A | #N/A | #N/A | #N/A | #N/A | #N/A | #N/A | #N/A | #N/A | #N/A | #N/A | #N/A | #N/A | #N/A | #N/A | #N/A | #N/A | #N/A | #N/A | #N/A | #N/A | #N/A | #N/A | #N/A | #N/A | #N/A | #N/A | #N/A | #N/A | #N/A
#N/A | 0 | 0 | 0 | #N/A | #N/A | 0% | #N/A | #N/A | #N/A | #N/A | #N/A | #N/A | #N/A | 0 |  | #N/A | #N/A | n/a | #N/A | #N/A | 0 | 0 | #N/A | #N/A | #N/A | #N/A | 0 | #N/A |  | #N/A | #N/A | #N/A | #N/A | #N/A | #N/A | #N/A | #N/A | #N/A | #N/A | #N/A | #N/A | #N/A | #N/A | #N/A | #N/A | #N/A | #N/A | #N/A | #N/A | #N/A | #N/A | #N/A | #N/A | #N/A | #N/A | #N/A | #N/A | #N/A | #N/A | #N/A | #N/A | #N/A | #N/A | #N/A | #N/A | #N/A | #N/A | #N/A | #N/A | #N/A | #N/A | #N/A | #N/A | #N/A | #N/A | #N/A | #N/A | #N/A | #N/A | #N/A | #N/A | #N/A | #N/A | #N/A | #N/A | #N/A | #N/A | #N/A | #N/A | #N/A | #N/A | #N/A | #N/A | #N/A | #N/A | #N/A | #N/A | #N/A | #N/A | #N/A | #N/A | #N/A | #N/A | #N/A | #N/A | #N/A | #N/A | #N/A | #N/A | #N/A | #N/A | #N/A | #N/A | #N/A | #N/A | #N/A | #N/A | #N/A | #N/A | #N/A | #N/A | #N/A | #N/A | #N/A | #N/A
#N/A | 0 | 0 | 0 | #N/A | #N/A | 0% | #N/A | #N/A | #N/A | #N/A | #N/A | #N/A | #N/A | 0 |  | #N/A | #N/A | n/a | #N/A | #N/A | 0 | 0 | #N/A | #N/A | #N/A | #N/A | 0 | #N/A |  | #N/A | #N/A | #N/A | #N/A | #N/A | #N/A | #N/A | #N/A | #N/A | #N/A | #N/A | #N/A | #N/A | #N/A | #N/A | #N/A | #N/A | #N/A | #N/A | #N/A | #N/A | #N/A | #N/A | #N/A | #N/A | #N/A | #N/A | #N/A | #N/A | #N/A | #N/A | #N/A | #N/A | #N/A | #N/A | #N/A | #N/A | #N/A | #N/A | #N/A | #N/A | #N/A | #N/A | #N/A | #N/A | #N/A | #N/A | #N/A | #N/A | #N/A | #N/A | #N/A | #N/A | #N/A | #N/A | #N/A | #N/A | #N/A | #N/A | #N/A | #N/A | #N/A | #N/A | #N/A | #N/A | #N/A | #N/A | #N/A | #N/A | #N/A | #N/A | #N/A | #N/A | #N/A | #N/A | #N/A | #N/A | #N/A | #N/A | #N/A | #N/A | #N/A | #N/A | #N/A | #N/A | #N/A | #N/A | #N/A | #N/A | #N/A | #N/A | #N/A | #N/A | #N/A | #N/A | #N/A
#N/A | 0 | 0 | 0 | #N/A | #N/A | 0% | #N/A | #N/A | #N/A | #N/A | #N/A | #N/A | #N/A | 0 |  | #N/A | #N/A | n/a | #N/A | #N/A | 0 | 0 | #N/A | #N/A | #N/A | #N/A | 0 | #N/A |  | #N/A | #N/A | #N/A | #N/A | #N/A | #N/A | #N/A | #N/A | #N/A | #N/A | #N/A | #N/A | #N/A | #N/A | #N/A | #N/A | #N/A | #N/A | #N/A | #N/A | #N/A | #N/A | #N/A | #N/A | #N/A | #N/A | #N/A | #N/A | #N/A | #N/A | #N/A | #N/A | #N/A | #N/A | #N/A | #N/A | #N/A | #N/A | #N/A | #N/A | #N/A | #N/A | #N/A | #N/A | #N/A | #N/A | #N/A | #N/A | #N/A | #N/A | #N/A | #N/A | #N/A | #N/A | #N/A | #N/A | #N/A | #N/A | #N/A | #N/A | #N/A | #N/A | #N/A | #N/A | #N/A | #N/A | #N/A | #N/A | #N/A | #N/A | #N/A | #N/A | #N/A | #N/A | #N/A | #N/A | #N/A | #N/A | #N/A | #N/A | #N/A | #N/A | #N/A | #N/A | #N/A | #N/A | #N/A | #N/A | #N/A | #N/A | #N/A | #N/A | #N/A | #N/A | #N/A | #N/A
0 | 0 | 0 | 0 | 0 | 0 | 0% | 0 | 0 | 0 | 0 | 0 | 0 | 0 | 0 |  | n/a | n/a | n/a | n/a | n/a | 0 | 0 | 0 | 0 | #DIV/0! | 0 | 0 | 0 |  | 0 | 0 | 0 | 0 | 0 | 0 | 0 | 0 | 0 | 0 | 0 | 0 | 0 | 0 | 0 | 0 | 0 | 0 | 0 | 0 | 0 | 0 | 0 | 0 | 0 | 0 | 0 | 0 | 0 | 0 | 0 | 0 | 0 | 0 | 0 | 0 | 0 | 0 | 0 | 0 | 0 | 0 | 0 | 0 | 0 | 0 | 0 | 0 | 0 | 0 | 0 | 0 | 0 | 0 | 0 | 0 | 0 | 0 | 0 | 0 | 0 | 0 | 0 | 0 | 0 | 0 | 0 | 0 | 0 | 0 | 0 | 0 | 0 | 0 | 0 | 0 | 0 | 0 | 0 | 0 | 0 | 0 | 0 | 0 | 0 | 0 | 0 | 0 | 0 | 0 | 0 | 0 | 0 | 0 | 0 | 0
0 | 0 | 0 | 0 | 0 | 0 | 0% | 0 | 0 | 0 | 0 | 0 | 0 | 0 | 0 |  | n/a | n/a | n/a | n/a | n/a | 0 | 0 | 0 | 0 | #DIV/0! | 0 | 0 | 0 |  | 0 | 0 | 0 | 0 | 0 | 0 | 0 | 0 | 0 | 0 | 0 | 0 | 0 | 0 | 0 | 0 | 0 | 0 | 0 | 0 | 0 | 0 | 0 | 0 | 0 | 0 | 0 | 0 | 0 | 0 | 0 | 0 | 0 | 0 | 0 | 0 | 0 | 0 | 0 | 0 | 0 | 0 | 0 | 0 | 0 | 0 | 0 | 0 | 0 | 0 | 0 | 0 | 0 | 0 | 0 | 0 | 0 | 0 | 0 | 0 | 0 | 0 | 0 | 0 | 0 | 0 | 0 | 0 | 0 | 0 | 0 | 0 | 0 | 0 | 0 | 0 | 0 | 0 | 0 | 0 | 0 | 0 | 0 | 0 | 0 | 0 | 0 | 0 | 0 | 0 | 0 | 0 | 0 | 0 | 0 | 0
0 | 0 | 0 | 0 | 0 | 0 | 0% | 0 | 0 | 0 | 0 | 0 | 0 | 0 | 0 |  | n/a | n/a | n/a | n/a | n/a | 0 | 0 | 0 | 0 | #DIV/0! | 0 | 0 | 0 |  | 0 | 0 | 0 | 0 | 0 | 0 | 0 | 0 | 0 | 0 | 0 | 0 | 0 | 0 | 0 | 0 | 0 | 0 | 0 | 0 | 0 | 0 | 0 | 0 | 0 | 0 | 0 | 0 | 0 | 0 | 0 | 0 | 0 | 0 | 0 | 0 | 0 | 0 | 0 | 0 | 0 | 0 | 0 | 0 | 0 | 0 | 0 | 0 | 0 | 0 | 0 | 0 | 0 | 0 | 0 | 0 | 0 | 0 | 0 | 0 | 0 | 0 | 0 | 0 | 0 | 0 | 0 | 0 | 0 | 0 | 0 | 0 | 0 | 0 | 0 | 0 | 0 | 0 | 0 | 0 | 0 | 0 | 0 | 0 | 0 | 0 | 0 | 0 | 0 | 0 | 0 | 0 | 0 | 0 | 0 | 0
0 | 0 | 0 | 0 | 0 | 0 | 0% | 0 | 0 | 0 | 0 | 0 | 0 | 0 | 0 |  | n/a | n/a | n/a | n/a | n/a | 0 | 0 | 0 | 0 | #DIV/0! | 0 | 0 | 0 |  | 0 | 0 | 0 | 0 | 0 | 0 | 0 | 0 | 0 | 0 | 0 | 0 | 0 | 0 | 0 | 0 | 0 | 0 | 0 | 0 | 0 | 0 | 0 | 0 | 0 | 0 | 0 | 0 | 0 | 0 | 0 | 0 | 0 | 0 | 0 | 0 | 0 | 0 | 0 | 0 | 0 | 0 | 0 | 0 | 0 | 0 | 0 | 0 | 0 | 0 | 0 | 0 | 0 | 0 | 0 | 0 | 0 | 0 | 0 | 0 | 0 | 0 | 0 | 0 | 0 | 0 | 0 | 0 | 0 | 0 | 0 | 0 | 0 | 0 | 0 | 0 | 0 | 0 | 0 | 0 | 0 | 0 | 0 | 0 | 0 | 0 | 0 | 0 | 0 | 0 | 0 | 0 | 0 | 0 | 0 | 0
0 | 0 | 0 | 0 | 0 | 0 | 0% | 0 | 0 | 0 | 0 | 0 | 0 | 0 | 0 |  | n/a | n/a | n/a | n/a | n/a | 0 | 0 | 0 | 0 | #DIV/0! | 0 | 0 | 0 |  | 0 | 0 | 0 | 0 | 0 | 0 | 0 | 0 | 0 | 0 | 0 | 0 | 0 | 0 | 0 | 0 | 0 | 0 | 0 | 0 | 0 | 0 | 0 | 0 | 0 | 0 | 0 | 0 | 0 | 0 | 0 | 0 | 0 | 0 | 0 | 0 | 0 | 0 | 0 | 0 | 0 | 0 | 0 | 0 | 0 | 0 | 0 | 0 | 0 | 0 | 0 | 0 | 0 | 0 | 0 | 0 | 0 | 0 | 0 | 0 | 0 | 0 | 0 | 0 | 0 | 0 | 0 | 0 | 0 | 0 | 0 | 0 | 0 | 0 | 0 | 0 | 0 | 0 | 0 | 0 | 0 | 0 | 0 | 0 | 0 | 0 | 0 | 0 | 0 | 0 | 0 | 0 | 0 | 0 | 0 | 0
0 | 0 | 0 | 0 | 0 | 0 | 0% | 0 | 0 | 0 | 0 | 0 | 0 | 0 | 0 |  | n/a | n/a | n/a | n/a | n/a | 0 | 0 | 0 | 0 | #DIV/0! | 0 | 0 | 0 |  | 0 | 0 | 0 | 0 | 0 | 0 | 0 | 0 | 0 | 0 | 0 | 0 | 0 | 0 | 0 | 0 | 0 | 0 | 0 | 0 | 0 | 0 | 0 | 0 | 0 | 0 | 0 | 0 | 0 | 0 | 0 | 0 | 0 | 0 | 0 | 0 | 0 | 0 | 0 | 0 | 0 | 0 | 0 | 0 | 0 | 0 | 0 | 0 | 0 | 0 | 0 | 0 | 0 | 0 | 0 | 0 | 0 | 0 | 0 | 0 | 0 | 0 | 0 | 0 | 0 | 0 | 0 | 0 | 0 | 0 | 0 | 0 | 0 | 0 | 0 | 0 | 0 | 0 | 0 | 0 | 0 | 0 | 0 | 0 | 0 | 0 | 0 | 0 | 0 | 0 | 0 | 0 | 0 | 0 | 0 | 0
0 | 0 | 0 | 0 | 0 | 0 | 0% | 0 | 0 | 0 | 0 | 0 | 0 | 0 | 0 |  | n/a | n/a | n/a | n/a | n/a | 0 | 0 | 0 | 0 | #DIV/0! | 0 | 0 | 0 |  | 0 | 0 | 0 | 0 | 0 | 0 | 0 | 0 | 0 | 0 | 0 | 0 | 0 | 0 | 0 | 0 | 0 | 0 | 0 | 0 | 0 | 0 | 0 | 0 | 0 | 0 | 0 | 0 | 0 | 0 | 0 | 0 | 0 | 0 | 0 | 0 | 0 | 0 | 0 | 0 | 0 | 0 | 0 | 0 | 0 | 0 | 0 | 0 | 0 | 0 | 0 | 0 | 0 | 0 | 0 | 0 | 0 | 0 | 0 | 0 | 0 | 0 | 0 | 0 | 0 | 0 | 0 | 0 | 0 | 0 | 0 | 0 | 0 | 0 | 0 | 0 | 0 | 0 | 0 | 0 | 0 | 0 | 0 | 0 | 0 | 0 | 0 | 0 | 0 | 0 | 0 | 0 | 0 | 0 | 0 | 0
0 | 0 | 0 | 0 | 0 | 0 | 0% | 0 | 0 | 0 | 0 | 0 | 0 | 0 | 0 |  | n/a | n/a | n/a | n/a | n/a | 0 | 0 | 0 | 0 | #DIV/0! | 0 | 0 | 0 |  | 0 | 0 | 0 | 0 | 0 | 0 | 0 | 0 | 0 | 0 | 0 | 0 | 0 | 0 | 0 | 0 | 0 | 0 | 0 | 0 | 0 | 0 | 0 | 0 | 0 | 0 | 0 | 0 | 0 | 0 | 0 | 0 | 0 | 0 | 0 | 0 | 0 | 0 | 0 | 0 | 0 | 0 | 0 | 0 | 0 | 0 | 0 | 0 | 0 | 0 | 0 | 0 | 0 | 0 | 0 | 0 | 0 | 0 | 0 | 0 | 0 | 0 | 0 | 0 | 0 | 0 | 0 | 0 | 0 | 0 | 0 | 0 | 0 | 0 | 0 | 0 | 0 | 0 | 0 | 0 | 0 | 0 | 0 | 0 | 0 | 0 | 0 | 0 | 0 | 0 | 0 | 0 | 0 | 0 | 0 | 0
0 | 0 | 0 | 0 | 0 | 0 | 0% | 0 | 0 | 0 | 0 | 0 | 0 | 0 | 0 |  | n/a | n/a | n/a | n/a | n/a | 0 | 0 | 0 | 0 | #DIV/0! | 0 | 0 | 0 |  | 0 | 0 | 0 | 0 | 0 | 0 | 0 | 0 | 0 | 0 | 0 | 0 | 0 | 0 | 0 | 0 | 0 | 0 | 0 | 0 | 0 | 0 | 0 | 0 | 0 | 0 | 0 | 0 | 0 | 0 | 0 | 0 | 0 | 0 | 0 | 0 | 0 | 0 | 0 | 0 | 0 | 0 | 0 | 0 | 0 | 0 | 0 | 0 | 0 | 0 | 0 | 0 | 0 | 0 | 0 | 0 | 0 | 0 | 0 | 0 | 0 | 0 | 0 | 0 | 0 | 0 | 0 | 0 | 0 | 0 | 0 | 0 | 0 | 0 | 0 | 0 | 0 | 0 | 0 | 0 | 0 | 0 | 0 | 0 | 0 | 0 | 0 | 0 | 0 | 0 | 0 | 0 | 0 | 0 | 0 | 0
0 | 0 | 0 | 0 | 0 | 0 | 0% | 0 | 0 | 0 | 0 | 0 | 0 | 0 | 0 |  | n/a | n/a | n/a | n/a | n/a | 0 | 0 | 0 | 0 | #DIV/0! | 0 | 0 | 0 |  | 0 | 0 | 0 | 0 | 0 | 0 | 0 | 0 | 0 | 0 | 0 | 0 | 0 | 0 | 0 | 0 | 0 | 0 | 0 | 0 | 0 | 0 | 0 | 0 | 0 | 0 | 0 | 0 | 0 | 0 | 0 | 0 | 0 | 0 | 0 | 0 | 0 | 0 | 0 | 0 | 0 | 0 | 0 | 0 | 0 | 0 | 0 | 0 | 0 | 0 | 0 | 0 | 0 | 0 | 0 | 0 | 0 | 0 | 0 | 0 | 0 | 0 | 0 | 0 | 0 | 0 | 0 | 0 | 0 | 0 | 0 | 0 | 0 | 0 | 0 | 0 | 0 | 0 | 0 | 0 | 0 | 0 | 0 | 0 | 0 | 0 | 0 | 0 | 0 | 0 | 0 | 0 | 0 | 0 | 0 | 0
0 | 0 | 0 | 0 | 0 | 0 | 0% | 0 | 0 | 0 | 0 | 0 | 0 | 0 | 0 |  | n/a | n/a | n/a | n/a | n/a | 0 | 0 | 0 | 0 | #DIV/0! | 0 | 0 | 0 |  | 0 | 0 | 0 | 0 | 0 | 0 | 0 | 0 | 0 | 0 | 0 | 0 | 0 | 0 | 0 | 0 | 0 | 0 | 0 | 0 | 0 | 0 | 0 | 0 | 0 | 0 | 0 | 0 | 0 | 0 | 0 | 0 | 0 | 0 | 0 | 0 | 0 | 0 | 0 | 0 | 0 | 0 | 0 | 0 | 0 | 0 | 0 | 0 | 0 | 0 | 0 | 0 | 0 | 0 | 0 | 0 | 0 | 0 | 0 | 0 | 0 | 0 | 0 | 0 | 0 | 0 | 0 | 0 | 0 | 0 | 0 | 0 | 0 | 0 | 0 | 0 | 0 | 0 | 0 | 0 | 0 | 0 | 0 | 0 | 0 | 0 | 0 | 0 | 0 | 0 | 0 | 0 | 0 | 0 | 0 | 0
0 | 0 | 0 | 0 | 0 | 0 | 0% | 0 | 0 | 0 | 0 | 0 | 0 | 0 | 0 |  | n/a | n/a | n/a | n/a | n/a | 0 | 0 | 0 | 0 | #DIV/0! | 0 | 0 | 0 |  | 0 | 0 | 0 | 0 | 0 | 0 | 0 | 0 | 0 | 0 | 0 | 0 | 0 | 0 | 0 | 0 | 0 | 0 | 0 | 0 | 0 | 0 | 0 | 0 | 0 | 0 | 0 | 0 | 0 | 0 | 0 | 0 | 0 | 0 | 0 | 0 | 0 | 0 | 0 | 0 | 0 | 0 | 0 | 0 | 0 | 0 | 0 | 0 | 0 | 0 | 0 | 0 | 0 | 0 | 0 | 0 | 0 | 0 | 0 | 0 | 0 | 0 | 0 | 0 | 0 | 0 | 0 | 0 | 0 | 0 | 0 | 0 | 0 | 0 | 0 | 0 | 0 | 0 | 0 | 0 | 0 | 0 | 0 | 0 | 0 | 0 | 0 | 0 | 0 | 0 | 0 | 0 | 0 | 0 | 0 | 0
0 | 0 | 0 | 0 | 0 | 0 | 0% | 0 | 0 | 0 | 0 | 0 | 0 | 0 | 0 |  | n/a | n/a | n/a | n/a | n/a | 0 | 0 | 0 | 0 | #DIV/0! | 0 | 0 | 0 |  | 0 | 0 | 0 | 0 | 0 | 0 | 0 | 0 | 0 | 0 | 0 | 0 | 0 | 0 | 0 | 0 | 0 | 0 | 0 | 0 | 0 | 0 | 0 | 0 | 0 | 0 | 0 | 0 | 0 | 0 | 0 | 0 | 0 | 0 | 0 | 0 | 0 | 0 | 0 | 0 | 0 | 0 | 0 | 0 | 0 | 0 | 0 | 0 | 0 | 0 | 0 | 0 | 0 | 0 | 0 | 0 | 0 | 0 | 0 | 0 | 0 | 0 | 0 | 0 | 0 | 0 | 0 | 0 | 0 | 0 | 0 | 0 | 0 | 0 | 0 | 0 | 0 | 0 | 0 | 0 | 0 | 0 | 0 | 0 | 0 | 0 | 0 | 0 | 0 | 0 | 0 | 0 | 0 | 0 | 0 | 0
0 | 0 | 0 | 0 | 0 | 0 | 0% | 0 | 0 | 0 | 0 | 0 | 0 | 0 | 0 |  | n/a | n/a | n/a | n/a | n/a | 0 | 0 | 0 | 0 | #DIV/0! | 0 | 0 | 0 |  | 0 | 0 | 0 | 0 | 0 | 0 | 0 | 0 | 0 | 0 | 0 | 0 | 0 | 0 | 0 | 0 | 0 | 0 | 0 | 0 | 0 | 0 | 0 | 0 | 0 | 0 | 0 | 0 | 0 | 0 | 0 | 0 | 0 | 0 | 0 | 0 | 0 | 0 | 0 | 0 | 0 | 0 | 0 | 0 | 0 | 0 | 0 | 0 | 0 | 0 | 0 | 0 | 0 | 0 | 0 | 0 | 0 | 0 | 0 | 0 | 0 | 0 | 0 | 0 | 0 | 0 | 0 | 0 | 0 | 0 | 0 | 0 | 0 | 0 | 0 | 0 | 0 | 0 | 0 | 0 | 0 | 0 | 0 | 0 | 0 | 0 | 0 | 0 | 0 | 0 | 0 | 0 | 0 | 0 | 0 | 0
0 | 0 | 0 | 0 | 0 | 0 | 0% | 0 | 0 | 0 | 0 | 0 | 0 | 0 | 0 |  | n/a | n/a | n/a | n/a | n/a | 0 | 0 | 0 | 0 | #DIV/0! | 0 | 0 | 0 |  | 0 | 0 | 0 | 0 | 0 | 0 | 0 | 0 | 0 | 0 | 0 | 0 | 0 | 0 | 0 | 0 | 0 | 0 | 0 | 0 | 0 | 0 | 0 | 0 | 0 | 0 | 0 | 0 | 0 | 0 | 0 | 0 | 0 | 0 | 0 | 0 | 0 | 0 | 0 | 0 | 0 | 0 | 0 | 0 | 0 | 0 | 0 | 0 | 0 | 0 | 0 | 0 | 0 | 0 | 0 | 0 | 0 | 0 | 0 | 0 | 0 | 0 | 0 | 0 | 0 | 0 | 0 | 0 | 0 | 0 | 0 | 0 | 0 | 0 | 0 | 0 | 0 | 0 | 0 | 0 | 0 | 0 | 0 | 0 | 0 | 0 | 0 | 0 | 0 | 0 | 0 | 0 | 0 | 0 | 0 | 0
0 | 0 | 0 | 0 | 0 | 0 | 0% | 0 | 0 | 0 | 0 | 0 | 0 | 0 | 0 |  | n/a | n/a | n/a | n/a | n/a | 0 | 0 | 0 | 0 | #DIV/0! | 0 | 0 | 0 |  | 0 | 0 | 0 | 0 | 0 | 0 | 0 | 0 | 0 | 0 | 0 | 0 | 0 | 0 | 0 | 0 | 0 | 0 | 0 | 0 | 0 | 0 | 0 | 0 | 0 | 0 | 0 | 0 | 0 | 0 | 0 | 0 | 0 | 0 | 0 | 0 | 0 | 0 | 0 | 0 | 0 | 0 | 0 | 0 | 0 | 0 | 0 | 0 | 0 | 0 | 0 | 0 | 0 | 0 | 0 | 0 | 0 | 0 | 0 | 0 | 0 | 0 | 0 | 0 | 0 | 0 | 0 | 0 | 0 | 0 | 0 | 0 | 0 | 0 | 0 | 0 | 0 | 0 | 0 | 0 | 0 | 0 | 0 | 0 | 0 | 0 | 0 | 0 | 0 | 0 | 0 | 0 | 0 | 0 | 0 | 0
0 | 0 | 0 | 0 | 0 | 0 | 0% | 0 | 0 | 0 | 0 | 0 | 0 | 0 | 0 |  | n/a | n/a | n/a | n/a | n/a | 0 | 0 | 0 | 0 | #DIV/0! | 0 | 0 | 0 |  | 0 | 0 | 0 | 0 | 0 | 0 | 0 | 0 | 0 | 0 | 0 | 0 | 0 | 0 | 0 | 0 | 0 | 0 | 0 | 0 | 0 | 0 | 0 | 0 | 0 | 0 | 0 | 0 | 0 | 0 | 0 | 0 | 0 | 0 | 0 | 0 | 0 | 0 | 0 | 0 | 0 | 0 | 0 | 0 | 0 | 0 | 0 | 0 | 0 | 0 | 0 | 0 | 0 | 0 | 0 | 0 | 0 | 0 | 0 | 0 | 0 | 0 | 0 | 0 | 0 | 0 | 0 | 0 | 0 | 0 | 0 | 0 | 0 | 0 | 0 | 0 | 0 | 0 | 0 | 0 | 0 | 0 | 0 | 0 | 0 | 0 | 0 | 0 | 0 | 0 | 0 | 0 | 0 | 0 | 0 | 0
0 | 0 | 0 | 0 | 0 | 0 | 0% | 0 | 0 | 0 | 0 | 0 | 0 | 0 | 0 |  | n/a | n/a | n/a | n/a | n/a | 0 | 0 | 0 | 0 | #DIV/0! | 0 | 0 | 0 |  | 0 | 0 | 0 | 0 | 0 | 0 | 0 | 0 | 0 | 0 | 0 | 0 | 0 | 0 | 0 | 0 | 0 | 0 | 0 | 0 | 0 | 0 | 0 | 0 | 0 | 0 | 0 | 0 | 0 | 0 | 0 | 0 | 0 | 0 | 0 | 0 | 0 | 0 | 0 | 0 | 0 | 0 | 0 | 0 | 0 | 0 | 0 | 0 | 0 | 0 | 0 | 0 | 0 | 0 | 0 | 0 | 0 | 0 | 0 | 0 | 0 | 0 | 0 | 0 | 0 | 0 | 0 | 0 | 0 | 0 | 0 | 0 | 0 | 0 | 0 | 0 | 0 | 0 | 0 | 0 | 0 | 0 | 0 | 0 | 0 | 0 | 0 | 0 | 0 | 0 | 0 | 0 | 0 | 0 | 0 | 0
0 | 0 | 0 | 0 | 0 | 0 | 0% | 0 | 0 | 0 | 0 | 0 | 0 | 0 | 0 |  | n/a | n/a | n/a | n/a | n/a | 0 | 0 | 0 | 0 | #DIV/0! | 0 | 0 | 0 |  | 0 | 0 | 0 | 0 | 0 | 0 | 0 | 0 | 0 | 0 | 0 | 0 | 0 | 0 | 0 | 0 | 0 | 0 | 0 | 0 | 0 | 0 | 0 | 0 | 0 | 0 | 0 | 0 | 0 | 0 | 0 | 0 | 0 | 0 | 0 | 0 | 0 | 0 | 0 | 0 | 0 | 0 | 0 | 0 | 0 | 0 | 0 | 0 | 0 | 0 | 0 | 0 | 0 | 0 | 0 | 0 | 0 | 0 | 0 | 0 | 0 | 0 | 0 | 0 | 0 | 0 | 0 | 0 | 0 | 0 | 0 | 0 | 0 | 0 | 0 | 0 | 0 | 0 | 0 | 0 | 0 | 0 | 0 | 0 | 0 | 0 | 0 | 0 | 0 | 0 | 0 | 0 | 0 | 0 | 0 | 0
0 | 0 | 0 | 0 | 0 | 0 | 0% | 0 | 0 | 0 | 0 | 0 | 0 | 0 | 0 |  | n/a | n/a | n/a | n/a | n/a | 0 | 0 | 0 | 0 | #DIV/0! | 0 | 0 | 0 |  | 0 | 0 | 0 | 0 | 0 | 0 | 0 | 0 | 0 | 0 | 0 | 0 | 0 | 0 | 0 | 0 | 0 | 0 | 0 | 0 | 0 | 0 | 0 | 0 | 0 | 0 | 0 | 0 | 0 | 0 | 0 | 0 | 0 | 0 | 0 | 0 | 0 | 0 | 0 | 0 | 0 | 0 | 0 | 0 | 0 | 0 | 0 | 0 | 0 | 0 | 0 | 0 | 0 | 0 | 0 | 0 | 0 | 0 | 0 | 0 | 0 | 0 | 0 | 0 | 0 | 0 | 0 | 0 | 0 | 0 | 0 | 0 | 0 | 0 | 0 | 0 | 0 | 0 | 0 | 0 | 0 | 0 | 0 | 0 | 0 | 0 | 0 | 0 | 0 | 0 | 0 | 0 | 0 | 0 | 0 | 0
0 | 0 | 0 | 0 | 0 | 0 | 0% | 0 | 0 | 0 | 0 | 0 | 0 | 0 | 0 |  | n/a | n/a | n/a | n/a | n/a | 0 | 0 | 0 | 0 | #DIV/0! | 0 | 0 | 0 |  | 0 | 0 | 0 | 0 | 0 | 0 | 0 | 0 | 0 | 0 | 0 | 0 | 0 | 0 | 0 | 0 | 0 | 0 | 0 | 0 | 0 | 0 | 0 | 0 | 0 | 0 | 0 | 0 | 0 | 0 | 0 | 0 | 0 | 0 | 0 | 0 | 0 | 0 | 0 | 0 | 0 | 0 | 0 | 0 | 0 | 0 | 0 | 0 | 0 | 0 | 0 | 0 | 0 | 0 | 0 | 0 | 0 | 0 | 0 | 0 | 0 | 0 | 0 | 0 | 0 | 0 | 0 | 0 | 0 | 0 | 0 | 0 | 0 | 0 | 0 | 0 | 0 | 0 | 0 | 0 | 0 | 0 | 0 | 0 | 0 | 0 | 0 | 0 | 0 | 0 | 0 | 0 | 0 | 0 | 0 | 0
0 | 0 | 0 | 0 | 0 | 0 | 0% | 0 | 0 | 0 | 0 | 0 | 0 | 0 | 0 |  | n/a | n/a | n/a | n/a | n/a | 0 | 0 | 0 | 0 | #DIV/0! | 0 | 0 | 0 |  | 0 | 0 | 0 | 0 | 0 | 0 | 0 | 0 | 0 | 0 | 0 | 0 | 0 | 0 | 0 | 0 | 0 | 0 | 0 | 0 | 0 | 0 | 0 | 0 | 0 | 0 | 0 | 0 | 0 | 0 | 0 | 0 | 0 | 0 | 0 | 0 | 0 | 0 | 0 | 0 | 0 | 0 | 0 | 0 | 0 | 0 | 0 | 0 | 0 | 0 | 0 | 0 | 0 | 0 | 0 | 0 | 0 | 0 | 0 | 0 | 0 | 0 | 0 | 0 | 0 | 0 | 0 | 0 | 0 | 0 | 0 | 0 | 0 | 0 | 0 | 0 | 0 | 0 | 0 | 0 | 0 | 0 | 0 | 0 | 0 | 0 | 0 | 0 | 0 | 0 | 0 | 0 | 0 | 0 | 0 | 0
0 | 0 | 0 | 0 | 0 | 0 | 0% | 0 | 0 | 0 | 0 | 0 | 0 | 0 | 0 |  | n/a | n/a | n/a | n/a | n/a | 0 | 0 | 0 | 0 | #DIV/0! | 0 | 0 | 0 |  | 0 | 0 | 0 | 0 | 0 | 0 | 0 | 0 | 0 | 0 | 0 | 0 | 0 | 0 | 0 | 0 | 0 | 0 | 0 | 0 | 0 | 0 | 0 | 0 | 0 | 0 | 0 | 0 | 0 | 0 | 0 | 0 | 0 | 0 | 0 | 0 | 0 | 0 | 0 | 0 | 0 | 0 | 0 | 0 | 0 | 0 | 0 | 0 | 0 | 0 | 0 | 0 | 0 | 0 | 0 | 0 | 0 | 0 | 0 | 0 | 0 | 0 | 0 | 0 | 0 | 0 | 0 | 0 | 0 | 0 | 0 | 0 | 0 | 0 | 0 | 0 | 0 | 0 | 0 | 0 | 0 | 0 | 0 | 0 | 0 | 0 | 0 | 0 | 0 | 0 | 0 | 0 | 0 | 0 | 0 | 0
0 | 0 | 0 | 0 | 0 | 0 | 0% | 0 | 0 | 0 | 0 | 0 | 0 | 0 | 0 |  | n/a | n/a | n/a | n/a | n/a | 0 | 0 | 0 | 0 | #DIV/0! | 0 | 0 | 0 |  | 0 | 0 | 0 | 0 | 0 | 0 | 0 | 0 | 0 | 0 | 0 | 0 | 0 | 0 | 0 | 0 | 0 | 0 | 0 | 0 | 0 | 0 | 0 | 0 | 0 | 0 | 0 | 0 | 0 | 0 | 0 | 0 | 0 | 0 | 0 | 0 | 0 | 0 | 0 | 0 | 0 | 0 | 0 | 0 | 0 | 0 | 0 | 0 | 0 | 0 | 0 | 0 | 0 | 0 | 0 | 0 | 0 | 0 | 0 | 0 | 0 | 0 | 0 | 0 | 0 | 0 | 0 | 0 | 0 | 0 | 0 | 0 | 0 | 0 | 0 | 0 | 0 | 0 | 0 | 0 | 0 | 0 | 0 | 0 | 0 | 0 | 0 | 0 | 0 | 0 | 0 | 0 | 0 | 0 | 0 | 0

## 2022
Year | 2022
[7 empty] | Net Annual Savings with Line Losses |  |  |  |  | Costs per Unit |  | Total Costs |  | B/C Ratio -- Cost Tests |  |  |  |  | Levelized Cost $/kWh | First Year Cost $/kWh | Net Present Value | [6 empty] | Net kWh Savings | [31 empty] | Net kW Savings | [31 empty] | Net Therm Savings
Sector | Program | Tier | Measure | Measure Life | Remaining Life | NTG | Therms | kWh | kW | Remaining kWh | Remaining kW | Incremental Cost | Future Avoided Cost | Total Incentives | Admin | TRC | RIM | Utility | Societal | Participant |  |  | Avoided Energy & Demand Cost | Avoided Environmental Costs | Participant Bill Savings | Lost Utility Revenue | Participant Incentives | Incremental Cost | Program Delivery Costs | 2016 | 2017 | 2018 | 2019 | 2020 | 2021 | 2022 | 2023 | 2024 | 2025 | 2026 | 2027 | 2028 | 2029 | 2030 | 2031 | 2032 | 2033 | 2034 | 2035 | 2036 | 2037 | 2038 | 2039 | 2040 | 2041 | 2042 | 2043 | 2044 | 2045 | 2046 | 2047 | 2016 | 2017 | 2018 | 2019 | 2020 | 2021 | 2022 | 2023 | 2024 | 2025 | 2026 | 2027 | 2028 | 2029 | 2030 | 2031 | 2032 | 2033 | 2034 | 2035 | 2036 | 2037 | 2038 | 2039 | 2040 | 2041 | 2042 | 2043 | 2044 | 2045 | 2046 | 2047 | 2016 | 2017 | 2018 | 2019 | 2020 | 2021 | 2022 | 2023 | 2024 | 2025 | 2026 | 2027 | 2028 | 2029 | 2030 | 2031 | 2032 | 2033 | 2034 | 2035 | 2036 | 2037 | 2038 | 2039 | 2040 | 2041 | 2042 | 2043 | 2044 | 2045 | 2046 | 2047
0 | 0 | 0 | [5 empty] | 31035941.3445 |  | 0 | [5 empty] | 1.7318 | 0.44022 | 1.8534 | 2.0036 | 13.7908 | 0.039198 | 0.13298 | 7648919.876 | 1200270.9244 | 18593385.233 | 13248072.1268 | 1141273.131 | 1431005.4739 | 2985731.6891 | 0 | 0 | 0 | 0 | 0 | 0 | 30384480.8125 | 30384480.8125 | 17957374.0333 | 17957374.0333 | 17957374.0333 | 16593582.3474 | 14255676.8233 | 14255676.8233 | 13785610.1996 | 13635624.3036 | 10001417.4773 | 9202124.5629 | 9055654.7816 | 9055654.7816 | 8978650.7071 | 3707397.4664 | 3691545.082 | 3691545.082 | 3185014.4866 | 3185014.4866 | 874866.5292 | 874866.5292 | 874866.5292 | 874866.5292 | 874866.5292 | 0 | 0 | 0 | 0 | 0 | 0 | 0 | 5285.941 | 5285.941 | 2767.3355 | 2767.3355 | 2767.3355 | 2591.258 | 2424.6171 | 2424.6171 | 2361.7339 | 2303.1653 | 1769.4094 | 1587.263 | 1573.4786 | 1573.4786 | 1563.4276 | 633.5274 | 631.6937 | 631.6937 | 524.7016 | 524.7016 | 201.7448 | 201.7448 | 201.7448 | 201.7448 | 201.7448 | 0 | 0 | 0 | 0 | 0 | 0 | 0 | 24013.3153 | 24013.3153 | 24013.3153 | 24013.3153 | 24013.3153 | 24013.3153 | 24013.3153 | 24013.3153 | 24013.3153 | 22545.0842 | 19523.2711 | 19523.2711 | 19523.2711 | 19523.2711 | 19110.521 | 6724.3807 | 6724.3807 | 6724.3807 | 6724.3807 | 6724.3807 | 2716.3938 | 2716.3938 | 2716.3938 | 2716.3938 | 2716.3938 | 0
Residential | Residential Total | [6 empty] | 19778360.7235 |  | 0 |  |  |  | 704656 | 2893631.75 | 1.7953 | 0.3736 | 1.7981 | 2.077 | 23.399 | 0.040416 | 0.11414 | 4059234.8432 | 636760.5272 | 9984607.8285 | 8607597.5337 | 442084.3471 | 445603.8444 | 1815395.4597 | 0 | 0 | 0 | 0 | 0 | 0 | 20300192.4061 | 20300192.4061 | 7873085.6269 | 7873085.6269 | 7873085.6269 | 7719378.0541 | 5381472.53 | 5381472.53 | 5005347.8324 | 4855361.9364 | 4582274.1829 | 4582274.1829 | 4551350.018 | 4551350.018 | 4474345.9436 | 3574877.1423 | 3574877.1423 | 3574877.1423 | 3068346.5469 | 3068346.5469 | 874866.5292 | 874866.5292 | 874866.5292 | 874866.5292 | 874866.5292 | 0 | 0 | 0 | 0 | 0 | 0 | 0 | 3547.0583 | 3547.0583 | 1028.4528 | 1028.4528 | 1028.4528 | 1001.4156 | 834.7747 | 834.7747 | 788.2075 | 729.6389 | 701.1847 | 701.1847 | 694.0279 | 694.0279 | 683.9769 | 563.2381 | 563.2381 | 563.2381 | 456.2459 | 456.2459 | 201.7448 | 201.7448 | 201.7448 | 201.7448 | 201.7448 | 0 | 0 | 0 | 0 | 0 | 0 | 0 | 8353.4756 | 8353.4756 | 8353.4756 | 8353.4756 | 8353.4756 | 8353.4756 | 8353.4756 | 8353.4756 | 8353.4756 | 6885.2445 | 3863.4314 | 3863.4314 | 3863.4314 | 3863.4314 | 3450.6813 | 6724.3807 | 6724.3807 | 6724.3807 | 6724.3807 | 6724.3807 | 2716.3938 | 2716.3938 | 2716.3938 | 2716.3938 | 2716.3938 | 0
Residential | Residential Efficient Products | 0 | [5 empty] | 732115.9927 |  | 0 |  |  |  | 228000 | 115531.13 | 2.3006 | 0.46861 | 1.8199 | 2.5788 | 9.0562 | 0.051811 | 0.29438 | 392239.3138 | 47421.3963 | 744562.0373 | 621499.9119 | 143041.7553 | 98010.2659 | 72481.4721 | 0 | 0 | 0 | 0 | 0 | 0 | 732115.9927 | 732115.9927 | 732115.9927 | 732115.9927 | 732115.9927 | 732115.9927 | 732115.9927 | 732115.9927 | 732115.9927 | 712057.7005 | 712057.7005 | 712057.7005 | 681133.5356 | 681133.5356 | 604129.4611 | 0 | 0 | 0 | 0 | 0 | 0 | 0 | 0 | 0 | 0 | 0 | 0 | 0 | 0 | 0 | 0 | 0 | 84.4486 | 84.4486 | 84.4486 | 84.4486 | 84.4486 | 84.4486 | 84.4486 | 84.4486 | 84.4486 | 82.1284 | 82.1284 | 82.1284 | 74.9716 | 74.9716 | 64.9206 | 0 | 0 | 0 | 0 | 0 | 0 | 0 | 0 | 0 | 0 | 0 | 0 | 0 | 0 | 0 | 0 | 0 | -3778.398 | -3778.398 | -3778.398 | -3778.398 | -3778.398 | -3778.398 | -3778.398 | -3778.398 | -3778.398 | -3778.398 | -3778.398 | -3778.398 | -3778.398 | -3778.398 | -4191.1482 | 0 | 0 | 0 | 0 | 0 | 0 | 0 | 0 | 0 | 0 | 0
Residential | Residential Efficient Products | Lighting | [5 empty] | 604129.4611 |  | 0 |  |  |  | 178500 | 85099.88 | 3.002 | 0.50628 | 2.0821 | 3.3488 | 11.8849 | 0.047396 | 0.27374 | 344331.075 | 39777.4494 | 616665.1382 | 514741.969 | 111986.6374 | 61309.0766 | 53389.6325 | 0 | 0 | 0 | 0 | 0 | 0 | 604129.4611 | 604129.4611 | 604129.4611 | 604129.4611 | 604129.4611 | 604129.4611 | 604129.4611 | 604129.4611 | 604129.4611 | 604129.4611 | 604129.4611 | 604129.4611 | 604129.4611 | 604129.4611 | 604129.4611 | 0 | 0 | 0 | 0 | 0 | 0 | 0 | 0 | 0 | 0 | 0 | 0 | 0 | 0 | 0 | 0 | 0 | 64.9206 | 64.9206 | 64.9206 | 64.9206 | 64.9206 | 64.9206 | 64.9206 | 64.9206 | 64.9206 | 64.9206 | 64.9206 | 64.9206 | 64.9206 | 64.9206 | 64.9206 | 0 | 0 | 0 | 0 | 0 | 0 | 0 | 0 | 0 | 0 | 0 | 0 | 0 | 0 | 0 | 0 | 0 | -4191.1482 | -4191.1482 | -4191.1482 | -4191.1482 | -4191.1482 | -4191.1482 | -4191.1482 | -4191.1482 | -4191.1482 | -4191.1482 | -4191.1482 | -4191.1482 | -4191.1482 | -4191.1482 | -4191.1482 | 0 | 0 | 0 | 0 | 0 | 0 | 0 | 0 | 0 | 0 | 0
Residential | Residential Efficient Products | Appliance | [5 empty] | 127986.5315 |  | 0 |  |  |  | 49500 | 30431.25 | 0.85868 | 0.30533 | 0.95536 | 0.99568 | 4.331 | 0.074788 | 0.39181 | 47908.2387 | 7643.947 | 127896.899 | 106757.9429 | 31055.1179 | 36701.1893 | 19091.8395 | 0 | 0 | 0 | 0 | 0 | 0 | 127986.5315 | 127986.5315 | 127986.5315 | 127986.5315 | 127986.5315 | 127986.5315 | 127986.5315 | 127986.5315 | 127986.5315 | 107928.2394 | 107928.2394 | 107928.2394 | 77004.0745 | 77004.0745 | 0 | 0 | 0 | 0 | 0 | 0 | 0 | 0 | 0 | 0 | 0 | 0 | 0 | 0 | 0 | 0 | 0 | 0 | 19.528 | 19.528 | 19.528 | 19.528 | 19.528 | 19.528 | 19.528 | 19.528 | 19.528 | 17.2078 | 17.2078 | 17.2078 | 10.051 | 10.051 | 0 | 0 | 0 | 0 | 0 | 0 | 0 | 0 | 0 | 0 | 0 | 0 | 0 | 0 | 0 | 0 | 0 | 0 | 412.7502 | 412.7502 | 412.7502 | 412.7502 | 412.7502 | 412.7502 | 412.7502 | 412.7502 | 412.7502 | 412.7502 | 412.7502 | 412.7502 | 412.7502 | 412.7502 | 0 | 0 | 0 | 0 | 0 | 0 | 0 | 0 | 0 | 0 | 0 | 0
Residential | Appliance Recycling | 0 | [5 empty] | 376124.6975 |  | 0 |  |  |  | 31750 | 73337.94 | 1.2269 | 0.34803 | 1.479 | 1.4365 | 9.2513 | 0.045121 | 0.17529 | 97510.5818 | 16657.3742 | 289670.052 | 214246.9895 | 19919.1918 | 33464.2422 | 46010.4722 | 0 | 0 | 0 | 0 | 0 | 0 | 376124.6975 | 376124.6975 | 376124.6975 | 376124.6975 | 376124.6975 | 376124.6975 | 376124.6975 | 376124.6975 | 0 | 0 | 0 | 0 | 0 | 0 | 0 | 0 | 0 | 0 | 0 | 0 | 0 | 0 | 0 | 0 | 0 | 0 | 0 | 0 | 0 | 0 | 0 | 0 | 46.5673 | 46.5673 | 46.5673 | 46.5673 | 46.5673 | 46.5673 | 46.5673 | 46.5673 | 0 | 0 | 0 | 0 | 0 | 0 | 0 | 0 | 0 | 0 | 0 | 0 | 0 | 0 | 0 | 0 | 0 | 0 | 0 | 0 | 0 | 0 | 0 | 0 | 0 | 0 | 0 | 0 | 0 | 0 | 0 | 0 | 0 | 0 | 0 | 0 | 0 | 0 | 0 | 0 | 0 | 0 | 0 | 0 | 0 | 0 | 0 | 0 | 0 | 0
Residential | New Manufactured Homes | 0 | [5 empty] | 396462.3297 |  | 0 |  |  |  | 134250 | 94597.5 | 1.869 | 0.42686 | 1.8465 | 2.0951 | 9.4604 | 0.05104 | 0.36214 | 265114.2349 | 32067.9081 | 696251.8973 | 477506.8631 | 84225.2441 | 82499.267 | 59348.2125 | 0 | 0 | 0 | 0 | 0 | 0 | 396462.3297 | 396462.3297 | 396462.3297 | 396462.3297 | 396462.3297 | 396462.3297 | 396462.3297 | 396462.3297 | 396462.3297 | 396462.3297 | 396462.3297 | 396462.3297 | 396462.3297 | 396462.3297 | 396462.3297 | 396462.3297 | 396462.3297 | 396462.3297 | 353664.6232 | 353664.6232 | 353664.6232 | 353664.6232 | 353664.6232 | 353664.6232 | 353664.6232 | 0 | 0 | 0 | 0 | 0 | 0 | 0 | 164.1591 | 164.1591 | 164.1591 | 164.1591 | 164.1591 | 164.1591 | 164.1591 | 164.1591 | 164.1591 | 164.1591 | 164.1591 | 164.1591 | 164.1591 | 164.1591 | 164.1591 | 164.1591 | 164.1591 | 164.1591 | 143.2513 | 143.2513 | 143.2513 | 143.2513 | 143.2513 | 143.2513 | 143.2513 | 0 | 0 | 0 | 0 | 0 | 0 | 0 | 0 | 0 | 0 | 0 | 0 | 0 | 0 | 0 | 0 | 0 | 0 | 0 | 0 | 0 | 0 | 0 | 0 | 0 | 0 | 0 | 0 | 0 | 0 | 0 | 0 | 0
Residential | New Manufactured Homes | Tier 1 | [5 empty] | 200762.2047 |  | 0 |  |  |  | 56250 | 56362.5 | 1.8951 | 0.50075 | 2.184 | 2.0919 | 8.2838 | 0.050246 | 0.35191 | 154300.2335 | 16029.3051 | 346278.9202 | 237486.6935 | 35289.9067 | 46061.9755 | 35360.4866 | 0 | 0 | 0 | 0 | 0 | 0 | 200762.2047 | 200762.2047 | 200762.2047 | 200762.2047 | 200762.2047 | 200762.2047 | 200762.2047 | 200762.2047 | 200762.2047 | 200762.2047 | 200762.2047 | 200762.2047 | 200762.2047 | 200762.2047 | 200762.2047 | 200762.2047 | 200762.2047 | 200762.2047 | 157964.4981 | 157964.4981 | 157964.4981 | 157964.4981 | 157964.4981 | 157964.4981 | 157964.4981 | 0 | 0 | 0 | 0 | 0 | 0 | 0 | 117.4522 | 117.4522 | 117.4522 | 117.4522 | 117.4522 | 117.4522 | 117.4522 | 117.4522 | 117.4522 | 117.4522 | 117.4522 | 117.4522 | 117.4522 | 117.4522 | 117.4522 | 117.4522 | 117.4522 | 117.4522 | 96.5445 | 96.5445 | 96.5445 | 96.5445 | 96.5445 | 96.5445 | 96.5445 | 0 | 0 | 0 | 0 | 0 | 0 | 0 | 0 | 0 | 0 | 0 | 0 | 0 | 0 | 0 | 0 | 0 | 0 | 0 | 0 | 0 | 0 | 0 | 0 | 0 | 0 | 0 | 0 | 0 | 0 | 0 | 0 | 0
Residential | New Manufactured Homes | Tier 2 | [5 empty] | 195700.1251 |  | 0 |  |  |  | 78000 | 38235 | 1.8339 | 0.3541 | 1.5196 | 2.0993 | 10.9478 | 0.051833 | 0.37263 | 110814.0014 | 16038.603 | 349972.9771 | 240020.1696 | 48935.3374 | 36437.2914 | 23987.7259 | 0 | 0 | 0 | 0 | 0 | 0 | 195700.1251 | 195700.1251 | 195700.1251 | 195700.1251 | 195700.1251 | 195700.1251 | 195700.1251 | 195700.1251 | 195700.1251 | 195700.1251 | 195700.1251 | 195700.1251 | 195700.1251 | 195700.1251 | 195700.1251 | 195700.1251 | 195700.1251 | 195700.1251 | 195700.1251 | 195700.1251 | 195700.1251 | 195700.1251 | 195700.1251 | 195700.1251 | 195700.1251 | 0 | 0 | 0 | 0 | 0 | 0 | 0 | 46.7069 | 46.7069 | 46.7069 | 46.7069 | 46.7069 | 46.7069 | 46.7069 | 46.7069 | 46.7069 | 46.7069 | 46.7069 | 46.7069 | 46.7069 | 46.7069 | 46.7069 | 46.7069 | 46.7069 | 46.7069 | 46.7069 | 46.7069 | 46.7069 | 46.7069 | 46.7069 | 46.7069 | 46.7069 | 0 | 0 | 0 | 0 | 0 | 0 | 0 | 0 | 0 | 0 | 0 | 0 | 0 | 0 | 0 | 0 | 0 | 0 | 0 | 0 | 0 | 0 | 0 | 0 | 0 | 0 | 0 | 0 | 0 | 0 | 0 | 0 | 0
Residential | Whole House Efficiency | 0 | [5 empty] | 5152639.4123 | [5 empty] | 310656 | 1617883.63 | 1.5679 | 0.33547 | 1.6155 | 1.829 | 24.8829 | 0.04238 | 0.23482 | 1954650.7613 | 325464.2464 | 5568719.8164 | 4616653.9514 | 194898.1559 | 231630.0693 | 1015021.5542 | 0 | 0 | 0 | 0 | 0 | 0 | 5665584.1822 | 5665584.1822 | 5664164.4894 | 5664164.4894 | 5664164.4894 | 5522449.5263 | 3426842.9613 | 3426842.9613 | 3426842.9613 | 3302571.2195 | 3040661.9971 | 3040661.9971 | 3040661.9971 | 3040661.9971 | 3040661.9971 | 2800289.6705 | 2800289.6705 | 2800289.6705 | 2345443.6944 | 2345443.6944 | 201561.6444 | 201561.6444 | 201561.6444 | 201561.6444 | 201561.6444 | 0 | 0 | 0 | 0 | 0 | 0 | 0 | 642.9617 | 642.9617 | 642.5208 | 642.5208 | 642.5208 | 616.8708 | 467.9748 | 467.9748 | 467.9748 | 414.1578 | 386.8165 | 386.8165 | 386.8165 | 386.8165 | 386.8165 | 340.5782 | 340.5782 | 340.5782 | 258.8353 | 258.8353 | 11.8686 | 11.8686 | 11.8686 | 11.8686 | 11.8686 | 0 | 0 | 0 | 0 | 0 | 0 | 0 | 11992.5589 | 11992.5589 | 11992.5589 | 11992.5589 | 11992.5589 | 11992.5589 | 11992.5589 | 11992.5589 | 11992.5589 | 10554.6352 | 7592.7233 | 7592.7233 | 7592.7233 | 7592.7233 | 7592.7233 | 6724.3807 | 6724.3807 | 6724.3807 | 6724.3807 | 6724.3807 | 2716.3938 | 2716.3938 | 2716.3938 | 2716.3938 | 2716.3938 | 0
Residential | Whole House Efficiency | Single Family | [5 empty] | 2093515.7109 |  | 0 |  |  |  | 0 | 1050383.25 | 1.3464 | 0.31907 | 1.3464 | 1.5697 | n/a | 0.051042 | 0.31477 | 887249.6423 | 147181.7422 | 2118224.1795 | 2121709.858 | 0 | 0 | 658985.3678 | 0 | 0 | 0 | 0 | 0 | 0 | 2093515.7109 | 2093515.7109 | 2092475.6539 | 2092475.6539 | 2092475.6539 | 2048798.8593 | 2048798.8593 | 2048798.8593 | 2048798.8593 | 1948823.4597 | 1744987.1519 | 1744987.1519 | 1744987.1519 | 1744987.1519 | 1744987.1519 | 1622769.8612 | 1622769.8612 | 1622769.8612 | 1622769.8612 | 1622769.8612 | 0 | 0 | 0 | 0 | 0 | 0 | 0 | 0 | 0 | 0 | 0 | 0 | 282.8444 | 282.8444 | 282.5126 | 282.5126 | 282.5126 | 275.682 | 275.682 | 275.682 | 275.682 | 232.7052 | 212.4119 | 212.4119 | 212.4119 | 212.4119 | 212.4119 | 185.7541 | 185.7541 | 185.7541 | 185.7541 | 185.7541 | 0 | 0 | 0 | 0 | 0 | 0 | 0 | 0 | 0 | 0 | 0 | 0 | 4292.8143 | 4292.8143 | 4292.8143 | 4292.8143 | 4292.8143 | 4292.8143 | 4292.8143 | 4292.8143 | 4292.8143 | 2940.7937 | 184.2065 | 184.2065 | 184.2065 | 184.2065 | 184.2065 | 0 | 0 | 0 | 0 | 0 | 0 | 0 | 0 | 0 | 0 | 0
Residential | Whole House Efficiency | Multi-Family | [5 empty] | 474726.419 |  | 0 |  |  |  | 0 | 227600.63 | 1.3702 | 0.32135 | 1.3702 | 1.5995 | n/a | 0.049718 | 0.30079 | 195651.067 | 32741.2297 | 465277.7735 | 466043.419 | 0 | 0 | 142791.2001 | 0 | 0 | 0 | 0 | 0 | 0 | 474726.419 | 474726.419 | 474346.7832 | 474346.7832 | 474346.7832 | 461469.3812 | 461469.3812 | 461469.3812 | 461469.3812 | 437173.039 | 379100.1244 | 379100.1244 | 379100.1244 | 379100.1244 | 379100.1244 | 334084.0163 | 334084.0163 | 334084.0163 | 334084.0163 | 334084.0163 | 0 | 0 | 0 | 0 | 0 | 0 | 0 | 0 | 0 | 0 | 0 | 0 | 65.0908 | 65.0908 | 64.9818 | 64.9818 | 64.9818 | 63.2661 | 63.2661 | 63.2661 | 63.2661 | 52.4259 | 45.3779 | 45.3779 | 45.3779 | 45.3779 | 45.3779 | 38.5745 | 38.5745 | 38.5745 | 38.5745 | 38.5745 | 0 | 0 | 0 | 0 | 0 | 0 | 0 | 0 | 0 | 0 | 0 | 0 | 302.2801 | 302.2801 | 302.2801 | 302.2801 | 302.2801 | 302.2801 | 302.2801 | 302.2801 | 302.2801 | 216.3771 | 11.0524 | 11.0524 | 11.0524 | 11.0524 | 11.0524 | 0 | 0 | 0 | 0 | 0 | 0 | 0 | 0 | 0 | 0 | 0
Residential | Whole House Efficiency | Building Shell | [5 empty] | 461728.7446 |  | 0 |  |  |  | 58506 | 80915 | 2.2297 | 0.35333 | 2.7459 | 2.5587 | 11.0265 | 0.028132 | 0.18944 | 240181.2927 | 35444.8592 | 591318.9056 | 592291.9601 | 36705.2673 | 56955.7119 | 50764.1387 | 0 | 0 | 0 | 0 | 0 | 0 | 461728.7446 | 461728.7446 | 461728.7446 | 461728.7446 | 461728.7446 | 461728.7446 | 461728.7446 | 461728.7446 | 461728.7446 | 461728.7446 | 461728.7446 | 461728.7446 | 461728.7446 | 461728.7446 | 461728.7446 | 388589.8169 | 388589.8169 | 388589.8169 | 388589.8169 | 388589.8169 | 201561.6444 | 201561.6444 | 201561.6444 | 201561.6444 | 201561.6444 | 0 | 0 | 0 | 0 | 0 | 0 | 0 | 47.2838 | 47.2838 | 47.2838 | 47.2838 | 47.2838 | 47.2838 | 47.2838 | 47.2838 | 47.2838 | 47.2838 | 47.2838 | 47.2838 | 47.2838 | 47.2838 | 47.2838 | 34.5067 | 34.5067 | 34.5067 | 34.5067 | 34.5067 | 11.8686 | 11.8686 | 11.8686 | 11.8686 | 11.8686 | 0 | 0 | 0 | 0 | 0 | 0 | 0 | 7397.4644 | 7397.4644 | 7397.4644 | 7397.4644 | 7397.4644 | 7397.4644 | 7397.4644 | 7397.4644 | 7397.4644 | 7397.4644 | 7397.4644 | 7397.4644 | 7397.4644 | 7397.4644 | 7397.4644 | 6724.3807 | 6724.3807 | 6724.3807 | 6724.3807 | 6724.3807 | 2716.3938 | 2716.3938 | 2716.3938 | 2716.3938 | 2716.3938 | 0
Residential | Whole House Efficiency | HVAC | [7 empty] | 2122668.5377 |  |  |  | 252150 | 258984.75 | 1.8732 | 0.3594 | 1.9695 | 2.1998 | 14.6106 | 0.033204 | 0.15107 | 631568.7593 | 110096.4154 | 2393898.9578 | 1436608.7143 | 158192.8886 | 174674.3574 | 162480.8476 | 0 | 0 | 0 | 0 | 0 | 0 | 2635613.3077 | 2635613.3077 | 2635613.3077 | 2635613.3077 | 2635613.3077 | 2550452.5411 | 454845.9761 | 454845.9761 | 454845.9761 | 454845.9761 | 454845.9761 | 454845.9761 | 454845.9761 | 454845.9761 | 454845.9761 | 454845.9761 | 454845.9761 | 454845.9761 | 0 | 0 | 0 | 0 | 0 | 0 | 0 | 0 | 0 | 0 | 0 | 0 | 0 | 0 | 247.7426 | 247.7426 | 247.7426 | 247.7426 | 247.7426 | 230.6389 | 81.7429 | 81.7429 | 81.7429 | 81.7429 | 81.7429 | 81.7429 | 81.7429 | 81.7429 | 81.7429 | 81.7429 | 81.7429 | 81.7429 | 0 | 0 | 0 | 0 | 0 | 0 | 0 | 0 | 0 | 0 | 0 | 0 | 0 | 0 | 0 | 0 | 0 | 0 | 0 | 0 | 0 | 0 | 0 | 0 | 0 | 0 | 0 | 0 | 0 | 0 | 0 | 0 | 0 | 0 | 0 | 0 | 0 | 0 | 0 | 0
Residential | Residential Home Performance | 0 | [5 empty] | 12425687.0864 |  | 0 |  |  |  | 0 | 626325 | 2.7523 | 0.44319 | 2.7523 | 3.1878 | n/a | 0.026181 | 0.031623 | 1081509.1322 | 171095.3676 | 1977202.3796 | 2047341.5063 | 0 | 0 | 392941.3483 | 0 | 0 | 0 | 0 | 0 | 0 | 12425687.0864 | 12425687.0864 | 0 | 0 | 0 | 0 | 0 | 0 | 0 | 0 | 0 | 0 | 0 | 0 | 0 | 0 | 0 | 0 | 0 | 0 | 0 | 0 | 0 | 0 | 0 | 0 | 0 | 0 | 0 | 0 | 0 | 0 | 2518.1646 | 2518.1646 | 0 | 0 | 0 | 0 | 0 | 0 | 0 | 0 | 0 | 0 | 0 | 0 | 0 | 0 | 0 | 0 | 0 | 0 | 0 | 0 | 0 | 0 | 0 | 0 | 0 | 0 | 0 | 0 | 0 | 0 | 0 | 0 | 0 | 0 | 0 | 0 | 0 | 0 | 0 | 0 | 0 | 0 | 0 | 0 | 0 | 0 | 0 | 0 | 0 | 0 | 0 | 0 | 0 | 0 | 0 | 0
Residential | Targeted Energy Efficiency | 0 | [5 empty] | 695331.2048 | [5 empty] | 0 | 365956.55 | 1.1682 | 0.31189 | 1.1682 | 1.3601 | n/a | 0.059412 | 0.33019 | 268210.8193 | 44054.2346 | 708201.6459 | 630348.3113 | 0 | 0 | 229592.4004 | 0 | 0 | 0 | 0 | 0 | 0 | 704218.1175 | 704218.1175 | 704218.1175 | 704218.1175 | 704218.1175 | 692225.5079 | 449926.5487 | 449926.5487 | 449926.5487 | 444270.6866 | 433092.1556 | 433092.1556 | 433092.1556 | 433092.1556 | 433092.1556 | 378125.1421 | 378125.1421 | 378125.1421 | 369238.2294 | 369238.2294 | 319640.2616 | 319640.2616 | 319640.2616 | 319640.2616 | 319640.2616 | 0 | 0 | 0 | 0 | 0 | 0 | 0 | 90.7571 | 90.7571 | 90.7571 | 90.7571 | 90.7571 | 89.3699 | 71.6249 | 71.6249 | 71.6249 | 69.1936 | 68.0807 | 68.0807 | 68.0807 | 68.0807 | 68.0807 | 58.5008 | 58.5008 | 58.5008 | 54.1593 | 54.1593 | 46.6249 | 46.6249 | 46.6249 | 46.6249 | 46.6249 | 0 | 0 | 0 | 0 | 0 | 0 | 0 | 139.3147 | 139.3147 | 139.3147 | 139.3147 | 139.3147 | 139.3147 | 139.3147 | 139.3147 | 139.3147 | 109.0073 | 49.1061 | 49.1061 | 49.1061 | 49.1061 | 49.1061 | 0 | 0 | 0 | 0 | 0 | 0 | 0 | 0 | 0 | 0 | 0
Residential | Targeted Energy Efficiency | Tier 1 | [5 empty] | 453032.2457 |  | 0 |  |  |  | 0 | 300004.22 | 1.144 | 0.30721 | 1.144 | 1.3288 | n/a | 0.061699 | 0.41546 | 215324.0494 | 34776.4649 | 576006.2275 | 512685.2711 | 0 | 0 | 188215.4835 | 0 | 0 | 0 | 0 | 0 | 0 | 453032.2457 | 453032.2457 | 453032.2457 | 453032.2457 | 453032.2457 | 441039.636 | 441039.636 | 441039.636 | 441039.636 | 435383.7739 | 424205.2429 | 424205.2429 | 424205.2429 | 424205.2429 | 424205.2429 | 369238.2294 | 369238.2294 | 369238.2294 | 369238.2294 | 369238.2294 | 319640.2616 | 319640.2616 | 319640.2616 | 319640.2616 | 319640.2616 | 0 | 0 | 0 | 0 | 0 | 0 | 0 | 68.6706 | 68.6706 | 68.6706 | 68.6706 | 68.6706 | 67.2834 | 67.2834 | 67.2834 | 67.2834 | 64.8521 | 63.7392 | 63.7392 | 63.7392 | 63.7392 | 63.7392 | 54.1593 | 54.1593 | 54.1593 | 54.1593 | 54.1593 | 46.6249 | 46.6249 | 46.6249 | 46.6249 | 46.6249 | 0 | 0 | 0 | 0 | 0 | 0 | 0 | 139.3147 | 139.3147 | 139.3147 | 139.3147 | 139.3147 | 139.3147 | 139.3147 | 139.3147 | 139.3147 | 109.0073 | 49.1061 | 49.1061 | 49.1061 | 49.1061 | 49.1061 | 0 | 0 | 0 | 0 | 0 | 0 | 0 | 0 | 0 | 0 | 0
Residential | Targeted Energy Efficiency | Heat Pump | [7 empty] | 242298.9592 |  |  |  | 0 | 65952.33 | 1.2782 | 0.33254 | 1.2782 | 1.5024 | n/a | 0.050842 | 0.17077 | 52886.77 | 9277.7698 | 132195.4184 | 117663.0403 | 0 | 0 | 41376.9169 | 0 | 0 | 0 | 0 | 0 | 0 | 251185.8719 | 251185.8719 | 251185.8719 | 251185.8719 | 251185.8719 | 251185.8719 | 8886.9127 | 8886.9127 | 8886.9127 | 8886.9127 | 8886.9127 | 8886.9127 | 8886.9127 | 8886.9127 | 8886.9127 | 8886.9127 | 8886.9127 | 8886.9127 | 0 | 0 | 0 | 0 | 0 | 0 | 0 | 0 | 0 | 0 | 0 | 0 | 0 | 0 | 22.0865 | 22.0865 | 22.0865 | 22.0865 | 22.0865 | 22.0865 | 4.3415 | 4.3415 | 4.3415 | 4.3415 | 4.3415 | 4.3415 | 4.3415 | 4.3415 | 4.3415 | 4.3415 | 4.3415 | 4.3415 | 0 | 0 | 0 | 0 | 0 | 0 | 0 | 0 | 0 | 0 | 0 | 0 | 0 | 0 | 0 | 0 | 0 | 0 | 0 | 0 | 0 | 0 | 0 | 0 | 0 | 0 | 0 | 0 | 0 | 0 | 0 | 0 | 0 | 0 | 0 | 0 | 0 | 0 | 0 | 0
Residential | Community Outreach | 0 | [5 empty] | 0 |  | 0 |  |  |  | 0 | 0 | n/a | n/a | n/a | n/a | n/a | 0 | 0 | 0 | 0 | 0 | 0 | 0 | 0 | 0 | 0 | 0 | 0 | 0 | 0 | 0 | 0 | 0 | 0 | 0 | 0 | 0 | 0 | 0 | 0 | 0 | 0 | 0 | 0 | 0 | 0 | 0 | 0 | 0 | 0 | 0 | 0 | 0 | 0 | 0 | 0 | 0 | 0 | 0 | 0 | 0 | 0 | 0 | 0 | 0 | 0 | 0 | 0 | 0 | 0 | 0 | 0 | 0 | 0 | 0 | 0 | 0 | 0 | 0 | 0 | 0 | 0 | 0 | 0 | 0 | 0 | 0 | 0 | 0 | 0 | 0 | 0 | 0 | 0 | 0 | 0 | 0 | 0 | 0 | 0 | 0 | 0 | 0 | 0 | 0 | 0 | 0 | 0 | 0 | 0 | 0 | 0 | 0 | 0 | 0 | 0 | 0 | 0 | 0 | 0 | 0
Residential | Student Energy Education | 0 | [5 empty] | 0 |  | 0 |  |  |  | 0 | 0 | n/a | n/a | n/a | n/a | n/a | 0 | 0 | 0 | 0 | 0 | 0 | 0 | 0 | 0 | 0 | 0 | 0 | 0 | 0 | 0 | 0 | 0 | 0 | 0 | 0 | 0 | 0 | 0 | 0 | 0 | 0 | 0 | 0 | 0 | 0 | 0 | 0 | 0 | 0 | 0 | 0 | 0 | 0 | 0 | 0 | 0 | 0 | 0 | 0 | 0 | 0 | 0 | 0 | 0 | 0 | 0 | 0 | 0 | 0 | 0 | 0 | 0 | 0 | 0 | 0 | 0 | 0 | 0 | 0 | 0 | 0 | 0 | 0 | 0 | 0 | 0 | 0 | 0 | 0 | 0 | 0 | 0 | 0 | 0 | 0 | 0 | 0 | 0 | 0 | 0 | 0 | 0 | 0 | 0 | 0 | 0 | 0 | 0 | 0 | 0 | 0 | 0 | 0 | 0 | 0 | 0 | 0 | 0 | 0 | 0
Commercial | Commercial Total | [6 empty] | 10084288.4064 |  | 0 |  |  |  | 1114465.09 | 1715445.93 | 1.7412 | 0.5595 | 2.0219 | 2.0145 | 9.4459 | 0.035917 | 0.17606 | 3589685.0328 | 563510.3972 | 8608777.4045 | 4640474.5932 | 699188.7839 | 985401.6296 | 1076229.8114 | 0 | 0 | 0 | 0 | 0 | 0 | 10084288.4064 | 10084288.4064 | 10084288.4064 | 10084288.4064 | 10084288.4064 | 8874204.2933 | 8874204.2933 | 8874204.2933 | 8780262.3672 | 8780262.3672 | 5419143.2944 | 4619850.38 | 4504304.7635 | 4504304.7635 | 4504304.7635 | 132520.324 | 116667.9397 | 116667.9397 | 116667.9397 | 116667.9397 | 0 | 0 | 0 | 0 | 0 | 0 | 0 | 0 | 0 | 0 | 0 | 0 | 1738.8826 | 1738.8826 | 1738.8826 | 1738.8826 | 1738.8826 | 1589.8424 | 1589.8424 | 1589.8424 | 1573.5264 | 1573.5264 | 1068.2247 | 886.0782 | 879.4506 | 879.4506 | 879.4506 | 70.2893 | 68.4557 | 68.4557 | 68.4557 | 68.4557 | 0 | 0 | 0 | 0 | 0 | 0 | 0 | 0 | 0 | 0 | 0 | 0 | 15659.8397 | 15659.8397 | 15659.8397 | 15659.8397 | 15659.8397 | 15659.8397 | 15659.8397 | 15659.8397 | 15659.8397 | 15659.8397 | 15659.8397 | 15659.8397 | 15659.8397 | 15659.8397 | 15659.8397 | 0 | 0 | 0 | 0 | 0 | 0 | 0 | 0 | 0 | 0 | 0
Commercial | Commercial Incentive Program | 0 | [5 empty] | 4327626.0467 |  | 0 |  |  |  | 518660.89 | 481878.39 | 1.9168 | 0.61106 | 2.8327 | 2.2064 | 7.5907 | 0.026638 | 0.14505 | 1778146.6929 | 268638.9284 | 4421418.671 | 2282224.8308 | 325395.4567 | 625348.498 | 302318.9946 | 0 | 0 | 0 | 0 | 0 | 0 | 4327626.0467 | 4327626.0467 | 4327626.0467 | 4327626.0467 | 4327626.0467 | 4290834.1483 | 4290834.1483 | 4290834.1483 | 4196892.2222 | 4196892.2222 | 3875592.1112 | 3076299.1967 | 2960753.5803 | 2960753.5803 | 2960753.5803 | 132520.324 | 116667.9397 | 116667.9397 | 116667.9397 | 116667.9397 | 0 | 0 | 0 | 0 | 0 | 0 | 0 | 0 | 0 | 0 | 0 | 0 | 820.1396 | 820.1396 | 820.1396 | 820.1396 | 820.1396 | 820.1396 | 820.1396 | 820.1396 | 803.8237 | 803.8237 | 797.3361 | 615.1897 | 608.5621 | 608.5621 | 608.5621 | 70.2893 | 68.4557 | 68.4557 | 68.4557 | 68.4557 | 0 | 0 | 0 | 0 | 0 | 0 | 0 | 0 | 0 | 0 | 0 | 0 | 15659.8397 | 15659.8397 | 15659.8397 | 15659.8397 | 15659.8397 | 15659.8397 | 15659.8397 | 15659.8397 | 15659.8397 | 15659.8397 | 15659.8397 | 15659.8397 | 15659.8397 | 15659.8397 | 15659.8397 | 0 | 0 | 0 | 0 | 0 | 0 | 0 | 0 | 0 | 0 | 0
Commercial | Commercial Incentive Program | Prescriptive | [5 empty] | 2893879.1271 |  | 0 |  |  |  | 410106 | 436115.54 | 1.6454 | 0.58903 | 2.2505 | 1.8853 | 6.9709 | 0.034736 | 0.18346 | 1194798.0325 | 174237.3155 | 2897381.4061 | 1497526.7658 | 257290.711 | 452549.2036 | 273608.4753 | 0 | 0 | 0 | 0 | 0 | 0 | 2893879.1271 | 2893879.1271 | 2893879.1271 | 2893879.1271 | 2893879.1271 | 2857087.2286 | 2857087.2286 | 2857087.2286 | 2763145.3025 | 2763145.3025 | 2441845.1915 | 1642552.2771 | 1527006.6606 | 1527006.6606 | 1527006.6606 | 132520.324 | 116667.9397 | 116667.9397 | 116667.9397 | 116667.9397 | 0 | 0 | 0 | 0 | 0 | 0 | 0 | 0 | 0 | 0 | 0 | 0 | 579.4103 | 579.4103 | 579.4103 | 579.4103 | 579.4103 | 579.4103 | 579.4103 | 579.4103 | 563.0944 | 563.0944 | 556.6068 | 374.4604 | 367.8328 | 367.8328 | 367.8328 | 70.2893 | 68.4557 | 68.4557 | 68.4557 | 68.4557 | 0 | 0 | 0 | 0 | 0 | 0 | 0 | 0 | 0 | 0 | 0 | 0 | 15659.8397 | 15659.8397 | 15659.8397 | 15659.8397 | 15659.8397 | 15659.8397 | 15659.8397 | 15659.8397 | 15659.8397 | 15659.8397 | 15659.8397 | 15659.8397 | 15659.8397 | 15659.8397 | 15659.8397 | 0 | 0 | 0 | 0 | 0 | 0 | 0 | 0 | 0 | 0 | 0
Commercial | Commercial Incentive Program | Custom | [5 empty] | 1433746.9197 |  | 0 |  |  |  | 108554.89 | 45762.85 | 2.8949 | 0.66176 | 6.0254 | 3.3634 | 9.2138 | 0.011691 | 0.067526 | 583348.6604 | 94401.6129 | 1524037.2649 | 784698.065 | 68104.7457 | 172799.2944 | 28710.5193 | 0 | 0 | 0 | 0 | 0 | 0 | 1433746.9197 | 1433746.9197 | 1433746.9197 | 1433746.9197 | 1433746.9197 | 1433746.9197 | 1433746.9197 | 1433746.9197 | 1433746.9197 | 1433746.9197 | 1433746.9197 | 1433746.9197 | 1433746.9197 | 1433746.9197 | 1433746.9197 | 0 | 0 | 0 | 0 | 0 | 0 | 0 | 0 | 0 | 0 | 0 | 0 | 0 | 0 | 0 | 0 | 0 | 240.7293 | 240.7293 | 240.7293 | 240.7293 | 240.7293 | 240.7293 | 240.7293 | 240.7293 | 240.7293 | 240.7293 | 240.7293 | 240.7293 | 240.7293 | 240.7293 | 240.7293 | 0 | 0 | 0 | 0 | 0 | 0 | 0 | 0 | 0 | 0 | 0 | 0 | 0 | 0 | 0 | 0 | 0 | 0 | 0 | 0 | 0 | 0 | 0 | 0 | 0 | 0 | 0 | 0 | 0 | 0 | 0 | 0 | 0 | 0 | 0 | 0 | 0 | 0 | 0 | 0 | 0 | 0 | 0
Commercial | Express Install | 0 | [5 empty] | 1314389.3834 |  | 0 |  |  |  | 259700 | 433723.61 | 1.1351 | 0.45856 | 1.2168 | 1.3206 | 8.0306 | 0.057306 | 0.33098 | 529371.8756 | 86542.8034 | 1397163.1768 | 719372.9881 | 162929.5783 | 194268.2976 | 272107.8355 | 0 | 0 | 0 | 0 | 0 | 0 | 1314389.3834 | 1314389.3834 | 1314389.3834 | 1314389.3834 | 1314389.3834 | 1314389.3834 | 1314389.3834 | 1314389.3834 | 1314389.3834 | 1314389.3834 | 1314389.3834 | 1314389.3834 | 1314389.3834 | 1314389.3834 | 1314389.3834 | 0 | 0 | 0 | 0 | 0 | 0 | 0 | 0 | 0 | 0 | 0 | 0 | 0 | 0 | 0 | 0 | 0 | 209.8216 | 209.8216 | 209.8216 | 209.8216 | 209.8216 | 209.8216 | 209.8216 | 209.8216 | 209.8216 | 209.8216 | 209.8216 | 209.8216 | 209.8216 | 209.8216 | 209.8216 | 0 | 0 | 0 | 0 | 0 | 0 | 0 | 0 | 0 | 0 | 0 | 0 | 0 | 0 | 0 | 0 | 0 | 0 | 0 | 0 | 0 | 0 | 0 | 0 | 0 | 0 | 0 | 0 | 0 | 0 | 0 | 0 | 0 | 0 | 0 | 0 | 0 | 0 | 0 | 0 | 0 | 0 | 0
Commercial | New Construction | 0 | [5 empty] | 229161.7998 |  | 0 |  |  |  | 17350.78 | 45249.72 | 1.5217 | 0.63446 | 2.6606 | 1.7415 | 6.3181 | 0.029673 | 0.17138 | 104492.8063 | 15088.6068 | 243593.2854 | 125421.5918 | 10885.465 | 40277.9446 | 28388.5938 | 0 | 0 | 0 | 0 | 0 | 0 | 229161.7998 | 229161.7998 | 229161.7998 | 229161.7998 | 229161.7998 | 229161.7998 | 229161.7998 | 229161.7998 | 229161.7998 | 229161.7998 | 229161.7998 | 229161.7998 | 229161.7998 | 229161.7998 | 229161.7998 | 0 | 0 | 0 | 0 | 0 | 0 | 0 | 0 | 0 | 0 | 0 | 0 | 0 | 0 | 0 | 0 | 0 | 61.067 | 61.067 | 61.067 | 61.067 | 61.067 | 61.067 | 61.067 | 61.067 | 61.067 | 61.067 | 61.067 | 61.067 | 61.067 | 61.067 | 61.067 | 0 | 0 | 0 | 0 | 0 | 0 | 0 | 0 | 0 | 0 | 0 | 0 | 0 | 0 | 0 | 0 | 0 | 0 | 0 | 0 | 0 | 0 | 0 | 0 | 0 | 0 | 0 | 0 | 0 | 0 | 0 | 0 | 0 | 0 | 0 | 0 | 0 | 0 | 0 | 0 | 0 | 0 | 0
Commercial | School Energy Manager | 0 | [5 empty] | 589797.4942 |  | 0 |  |  |  | 0 | 225750 | 1.1763 | 0.60867 | 1.6452 | 1.3302 | 6.9388 | 0.052968 | 0.24013 | 233014.612 | 30481.99 | 391792.0472 | 241195.992 | 0 | 56463.8508 | 141630.1591 | 0 | 0 | 0 | 0 | 0 | 0 | 589797.4942 | 589797.4942 | 589797.4942 | 589797.4942 | 589797.4942 | 589797.4942 | 589797.4942 | 589797.4942 | 589797.4942 | 589797.4942 | 0 | 0 | 0 | 0 | 0 | 0 | 0 | 0 | 0 | 0 | 0 | 0 | 0 | 0 | 0 | 0 | 0 | 0 | 0 | 0 | 0 | 0 | 215.4144 | 215.4144 | 215.4144 | 215.4144 | 215.4144 | 215.4144 | 215.4144 | 215.4144 | 215.4144 | 215.4144 | 0 | 0 | 0 | 0 | 0 | 0 | 0 | 0 | 0 | 0 | 0 | 0 | 0 | 0 | 0 | 0 | 0 | 0 | 0 | 0 | 0 | 0 | 0 | 0 | 0 | 0 | 0 | 0 | 0 | 0 | 0 | 0 | 0 | 0 | 0 | 0 | 0 | 0 | 0 | 0 | 0 | 0 | 0 | 0 | 0 | 0 | 0 | 0
Commercial | Bid For Efficiency | 0 | [5 empty] | 2450021.4676 |  | 0 |  |  |  | 185501.23 | 313005.15 | 2.9987 | 0.55763 | 2.344 | 3.5167 | 36.2572 | 0.028157 | 0.12765 | 733100.4243 | 126622.3249 | 1627505.942 | 1001929.2456 | 116379.0419 | 48097.6695 | 196371.9565 | 0 | 0 | 0 | 0 | 0 | 0 | 2450021.4676 | 2450021.4676 | 2450021.4676 | 2450021.4676 | 2450021.4676 | 2450021.4676 | 2450021.4676 | 2450021.4676 | 2450021.4676 | 2450021.4676 | 0 | 0 | 0 | 0 | 0 | 0 | 0 | 0 | 0 | 0 | 0 | 0 | 0 | 0 | 0 | 0 | 0 | 0 | 0 | 0 | 0 | 0 | 283.3998 | 283.3998 | 283.3998 | 283.3998 | 283.3998 | 283.3998 | 283.3998 | 283.3998 | 283.3998 | 283.3998 | 0 | 0 | 0 | 0 | 0 | 0 | 0 | 0 | 0 | 0 | 0 | 0 | 0 | 0 | 0 | 0 | 0 | 0 | 0 | 0 | 0 | 0 | 0 | 0 | 0 | 0 | 0 | 0 | 0 | 0 | 0 | 0 | 0 | 0 | 0 | 0 | 0 | 0 | 0 | 0 | 0 | 0 | 0 | 0 | 0 | 0 | 0 | 0
Commercial | Retrocommissioning | 0 | [5 empty] | 1173292.2146 |  | 0 |  |  |  | 133252.19 | 215839.06 | 1.353 | 0.43233 | 0.96597 | 1.5842 | 29.1665 | 0.069093 | 0.18666 | 211558.6217 | 36135.7438 | 527304.2821 | 270329.9449 | 83599.2419 | 20945.369 | 135412.272 | 0 | 0 | 0 | 0 | 0 | 0 | 1173292.2146 | 1173292.2146 | 1173292.2146 | 1173292.2146 | 1173292.2146 | 0 | 0 | 0 | 0 | 0 | 0 | 0 | 0 | 0 | 0 | 0 | 0 | 0 | 0 | 0 | 0 | 0 | 0 | 0 | 0 | 0 | 0 | 0 | 0 | 0 | 0 | 0 | 149.0403 | 149.0403 | 149.0403 | 149.0403 | 149.0403 | 0 | 0 | 0 | 0 | 0 | 0 | 0 | 0 | 0 | 0 | 0 | 0 | 0 | 0 | 0 | 0 | 0 | 0 | 0 | 0 | 0 | 0 | 0 | 0 | 0 | 0 | 0 | 0 | 0 | 0 | 0 | 0 | 0 | 0 | 0 | 0 | 0 | 0 | 0 | 0 | 0 | 0 | 0 | 0 | 0 | 0 | 0 | 0 | 0 | 0 | 0 | 0 | 0
Commercial | Continuous Energy Management | 0 | [5 empty] | 0 |  | 0 |  |  |  | 0 | 0 | n/a | n/a | n/a | n/a | n/a | 0 | 0 | 0 | 0 | 0 | 0 | 0 | 0 | 0 | 0 | 0 | 0 | 0 | 0 | 0 | 0 | 0 | 0 | 0 | 0 | 0 | 0 | 0 | 0 | 0 | 0 | 0 | 0 | 0 | 0 | 0 | 0 | 0 | 0 | 0 | 0 | 0 | 0 | 0 | 0 | 0 | 0 | 0 | 0 | 0 | 0 | 0 | 0 | 0 | 0 | 0 | 0 | 0 | 0 | 0 | 0 | 0 | 0 | 0 | 0 | 0 | 0 | 0 | 0 | 0 | 0 | 0 | 0 | 0 | 0 | 0 | 0 | 0 | 0 | 0 | 0 | 0 | 0 | 0 | 0 | 0 | 0 | 0 | 0 | 0 | 0 | 0 | 0 | 0 | 0 | 0 | 0 | 0 | 0 | 0 | 0 | 0 | 0 | 0 | 0 | 0 | 0 | 0 | 0 | 0
Industrial | Industrial Total | [6 empty] | 1173292.2146 |  | 0 |  |  |  | 0 | 0 | n/a | n/a | n/a | n/a | n/a | 0 | 0 | 0 | 0 | 0 | 0 | 0 | 0 | 0 | 0 | 0 | 0 | 0 | 0 | 0 | 0 | 0 | 0 | 0 | 0 | 0 | 0 | 0 | 0 | 0 | 0 | 0 | 0 | 0 | 0 | 0 | 0 | 0 | 0 | 0 | 0 | 0 | 0 | 0 | 0 | 0 | 0 | 0 | 0 | 0 | 0 | 0 | 0 | 0 | 0 | 0 | 0 | 0 | 0 | 0 | 0 | 0 | 0 | 0 | 0 | 0 | 0 | 0 | 0 | 0 | 0 | 0 | 0 | 0 | 0 | 0 | 0 | 0 | 0 | 0 | 0 | 0 | 0 | 0 | 0 | 0 | 0 | 0 | 0 | 0 | 0 | 0 | 0 | 0 | 0 | 0 | 0 | 0 | 0 | 0 | 0 | 0 | 0 | 0 | 0 | 0 | 0 | 0 | 0 | 0
Industrial | Retrocommissioning | 0 | [5 empty] | 1173292.2146 |  | 0 |  |  |  | 0 | 0 | n/a | n/a | n/a | n/a | n/a | 0 | 0 | 0 | 0 | 0 | 0 | 0 | 0 | 0 | 0 | 0 | 0 | 0 | 0 | 0 | 0 | 0 | 0 | 0 | 0 | 0 | 0 | 0 | 0 | 0 | 0 | 0 | 0 | 0 | 0 | 0 | 0 | 0 | 0 | 0 | 0 | 0 | 0 | 0 | 0 | 0 | 0 | 0 | 0 | 0 | 0 | 0 | 0 | 0 | 0 | 0 | 0 | 0 | 0 | 0 | 0 | 0 | 0 | 0 | 0 | 0 | 0 | 0 | 0 | 0 | 0 | 0 | 0 | 0 | 0 | 0 | 0 | 0 | 0 | 0 | 0 | 0 | 0 | 0 | 0 | 0 | 0 | 0 | 0 | 0 | 0 | 0 | 0 | 0 | 0 | 0 | 0 | 0 | 0 | 0 | 0 | 0 | 0 | 0 | 0 | 0 | 0 | 0 | 0 | 0
Industrial | Continuous Energy Management | 0 | [5 empty] | 0 |  | 0 |  |  |  | 0 | 0 | n/a | n/a | n/a | n/a | n/a | 0 | 0 | 0 | 0 | 0 | 0 | 0 | 0 | 0 | 0 | 0 | 0 | 0 | 0 | 0 | 0 | 0 | 0 | 0 | 0 | 0 | 0 | 0 | 0 | 0 | 0 | 0 | 0 | 0 | 0 | 0 | 0 | 0 | 0 | 0 | 0 | 0 | 0 | 0 | 0 | 0 | 0 | 0 | 0 | 0 | 0 | 0 | 0 | 0 | 0 | 0 | 0 | 0 | 0 | 0 | 0 | 0 | 0 | 0 | 0 | 0 | 0 | 0 | 0 | 0 | 0 | 0 | 0 | 0 | 0 | 0 | 0 | 0 | 0 | 0 | 0 | 0 | 0 | 0 | 0 | 0 | 0 | 0 | 0 | 0 | 0 | 0 | 0 | 0 | 0 | 0 | 0 | 0 | 0 | 0 | 0 | 0 | 0 | 0 | 0 | 0 | 0 | 0 | 0 | 0
n/a | General Marketing & Education | [6 empty] | 0 |  | 0 |  |  |  | 0 | 150000 | 0 | 0 | 0 | 0 | n/a | 0 | 0 | 0 | 0 | 0 | 0 | 0 | 0 | 94106.418 | 0 | 0 | 0 | 0 | 0 | 0 | 0 | 0 | 0 | 0 | 0 | 0 | 0 | 0 | 0 | 0 | 0 | 0 | 0 | 0 | 0 | 0 | 0 | 0 | 0 | 0 | 0 | 0 | 0 | 0 | 0 | 0 | 0 | 0 | 0 | 0 | 0 | 0 | 0 | 0 | 0 | 0 | 0 | 0 | 0 | 0 | 0 | 0 | 0 | 0 | 0 | 0 | 0 | 0 | 0 | 0 | 0 | 0 | 0 | 0 | 0 | 0 | 0 | 0 | 0 | 0 | 0 | 0 | 0 | 0 | 0 | 0 | 0 | 0 | 0 | 0 | 0 | 0 | 0 | 0 | 0 | 0 | 0 | 0 | 0 | 0 | 0 | 0 | 0 | 0 | 0 | 0 | 0 | 0 | 0 | 0
Residential | Residential Efficient Products | Lighting | Standard CFL | 5 | 0 | 79% | 0 | 0 | 0 | 0 | 0 | 0 | 0 | 0 | 0 | n/a | n/a | n/a | n/a | n/a | 0 | 0 | 0 | 0 | 0 | 0 | 0 | 0 | 0 | 0 | 0 | 0 | 0 | 0 | 0 | 0 | 0 | 0 | 0 | 0 | 0 | 0 | 0 | 0 | 0 | 0 | 0 | 0 | 0 | 0 | 0 | 0 | 0 | 0 | 0 | 0 | 0 | 0 | 0 | 0 | 0 | 0 | 0 | 0 | 0 | 0 | 0 | 0 | 0 | 0 | 0 | 0 | 0 | 0 | 0 | 0 | 0 | 0 | 0 | 0 | 0 | 0 | 0 | 0 | 0 | 0 | 0 | 0 | 0 | 0 | 0 | 0 | 0 | 0 | 0 | 0 | 0 | 0 | 0 | 0 | 0 | 0 | 0 | 0 | 0 | 0 | 0 | 0 | 0 | 0 | 0 | 0 | 0 | 0 | 0 | 0 | 0 | 0 | 0 | 0 | 0 | 0 | 0 | 0 | 0
Residential | Residential Efficient Products | Lighting | LED | 15 | 0 | 79% | -2373.7873 | 342167.5428 | 35.2623 | 0 | 0 | 14536 | 0 | 138000 | 71380.5 | 4.308 | 0.54908 | 1.7677 | 4.7259 | 47.7925 | 0.06647 | 0.38391 | 232207.8246 | 22529.1978 | 349267.5141 | 291540.1516 | 86577.9045 | 9119.5393 | 44782.4211 | 0 | 0 | 0 | 0 | 0 | 0 | 342167.5428 | 342167.5428 | 342167.5428 | 342167.5428 | 342167.5428 | 342167.5428 | 342167.5428 | 342167.5428 | 342167.5428 | 342167.5428 | 342167.5428 | 342167.5428 | 342167.5428 | 342167.5428 | 342167.5428 | 0 | 0 | 0 | 0 | 0 | 0 | 0 | 0 | 0 | 0 | 0 | 0 | 0 | 0 | 0 | 0 | 0 | 35.2623 | 35.2623 | 35.2623 | 35.2623 | 35.2623 | 35.2623 | 35.2623 | 35.2623 | 35.2623 | 35.2623 | 35.2623 | 35.2623 | 35.2623 | 35.2623 | 35.2623 | 0 | 0 | 0 | 0 | 0 | 0 | 0 | 0 | 0 | 0 | 0 | 0 | 0 | 0 | 0 | 0 | 0 | -2373.7873 | -2373.7873 | -2373.7873 | -2373.7873 | -2373.7873 | -2373.7873 | -2373.7873 | -2373.7873 | -2373.7873 | -2373.7873 | -2373.7873 | -2373.7873 | -2373.7873 | -2373.7873 | -2373.7873 | 0 | 0 | 0 | 0 | 0 | 0 | 0 | 0 | 0 | 0 | 0
Residential | Residential Efficient Products | Lighting | Specialty LED | 15 | 0 | 79% | -1817.3608 | 261961.9184 | 29.6583 | 0 | 0 | 83187 | 0 | 40500 | 13719.38 | 1.8442 | 0.43591 | 3.2962 | 2.1279 | 5.6104 | 0.022482 | 0.12985 | 112123.2504 | 17248.2516 | 267397.6242 | 223201.8174 | 25408.7329 | 52189.5373 | 8607.2114 | 0 | 0 | 0 | 0 | 0 | 0 | 261961.9184 | 261961.9184 | 261961.9184 | 261961.9184 | 261961.9184 | 261961.9184 | 261961.9184 | 261961.9184 | 261961.9184 | 261961.9184 | 261961.9184 | 261961.9184 | 261961.9184 | 261961.9184 | 261961.9184 | 0 | 0 | 0 | 0 | 0 | 0 | 0 | 0 | 0 | 0 | 0 | 0 | 0 | 0 | 0 | 0 | 0 | 29.6583 | 29.6583 | 29.6583 | 29.6583 | 29.6583 | 29.6583 | 29.6583 | 29.6583 | 29.6583 | 29.6583 | 29.6583 | 29.6583 | 29.6583 | 29.6583 | 29.6583 | 0 | 0 | 0 | 0 | 0 | 0 | 0 | 0 | 0 | 0 | 0 | 0 | 0 | 0 | 0 | 0 | 0 | -1817.3608 | -1817.3608 | -1817.3608 | -1817.3608 | -1817.3608 | -1817.3608 | -1817.3608 | -1817.3608 | -1817.3608 | -1817.3608 | -1817.3608 | -1817.3608 | -1817.3608 | -1817.3608 | -1817.3608 | 0 | 0 | 0 | 0 | 0 | 0 | 0 | 0 | 0 | 0 | 0
Residential | Residential Efficient Products | Appliance | ENERGY STAR Clothes Washer | 14 | 0 | 79% | 412.7502 | 77004.0745 | 10.051 | 0 | 0 | 42620.5 | 0 | 41500 | 22555.25 | 0.74285 | 0.27535 | 0.75584 | 0.86231 | 4.1157 | 0.093791 | 0.52188 | 30374.8525 | 4884.5761 | 84013.1768 | 70127.3761 | 26036.109 | 26739.0839 | 14150.6252 | 0 | 0 | 0 | 0 | 0 | 0 | 77004.0745 | 77004.0745 | 77004.0745 | 77004.0745 | 77004.0745 | 77004.0745 | 77004.0745 | 77004.0745 | 77004.0745 | 77004.0745 | 77004.0745 | 77004.0745 | 77004.0745 | 77004.0745 | 0 | 0 | 0 | 0 | 0 | 0 | 0 | 0 | 0 | 0 | 0 | 0 | 0 | 0 | 0 | 0 | 0 | 0 | 10.051 | 10.051 | 10.051 | 10.051 | 10.051 | 10.051 | 10.051 | 10.051 | 10.051 | 10.051 | 10.051 | 10.051 | 10.051 | 10.051 | 0 | 0 | 0 | 0 | 0 | 0 | 0 | 0 | 0 | 0 | 0 | 0 | 0 | 0 | 0 | 0 | 0 | 0 | 412.7502 | 412.7502 | 412.7502 | 412.7502 | 412.7502 | 412.7502 | 412.7502 | 412.7502 | 412.7502 | 412.7502 | 412.7502 | 412.7502 | 412.7502 | 412.7502 | 0 | 0 | 0 | 0 | 0 | 0 | 0 | 0 | 0 | 0 | 0 | 0
Residential | Residential Efficient Products | Appliance | ENERGY STAR Dehumidifier | 12 | 0 | 79% | 0 | 30924.1649 | 7.1568 | 0 | 0 | 10902 | 0 | 5750 | 5660.88 | 1.1493 | 0.38233 | 1.6681 | 1.3219 | 4.7445 | 0.045491 | 0.2315 | 11942.0403 | 1794.004 | 28843.4763 | 24076.1912 | 3607.4127 | 6839.6545 | 3551.5009 | 0 | 0 | 0 | 0 | 0 | 0 | 30924.1649 | 30924.1649 | 30924.1649 | 30924.1649 | 30924.1649 | 30924.1649 | 30924.1649 | 30924.1649 | 30924.1649 | 30924.1649 | 30924.1649 | 30924.1649 | 0 | 0 | 0 | 0 | 0 | 0 | 0 | 0 | 0 | 0 | 0 | 0 | 0 | 0 | 0 | 0 | 0 | 0 | 0 | 0 | 7.1568 | 7.1568 | 7.1568 | 7.1568 | 7.1568 | 7.1568 | 7.1568 | 7.1568 | 7.1568 | 7.1568 | 7.1568 | 7.1568 | 0 | 0 | 0 | 0 | 0 | 0 | 0 | 0 | 0 | 0 | 0 | 0 | 0 | 0 | 0 | 0 | 0 | 0 | 0 | 0 | 0 | 0 | 0 | 0 | 0 | 0 | 0 | 0 | 0 | 0 | 0 | 0 | 0 | 0 | 0 | 0 | 0 | 0 | 0 | 0 | 0 | 0 | 0 | 0 | 0 | 0
Residential | Appliance Recycling | 0 | Refrigerator Recycle | 8 | 0 | 70% | 0 | 300429.4828 | 37.5663 | 0 | 0 | 41580 | 0 | 24750 |  | 2.9903 | 0.41792 | 5.0238 | 3.5004 | 9.4648 | 0.013304 | 0.051685 | 78007.1027 | 13305.0724 | 231373.8621 | 171129.7149 | 15527.559 | 26086.2991 |  | 0 | 0 | 0 | 0 | 0 | 0 | 300429.4828 | 300429.4828 | 300429.4828 | 300429.4828 | 300429.4828 | 300429.4828 | 300429.4828 | 300429.4828 | 0 | 0 | 0 | 0 | 0 | 0 | 0 | 0 | 0 | 0 | 0 | 0 | 0 | 0 | 0 | 0 | 0 | 0 | 0 | 0 | 0 | 0 | 0 | 0 | 37.5663 | 37.5663 | 37.5663 | 37.5663 | 37.5663 | 37.5663 | 37.5663 | 37.5663 | 0 | 0 | 0 | 0 | 0 | 0 | 0 | 0 | 0 | 0 | 0 | 0 | 0 | 0 | 0 | 0 | 0 | 0 | 0 | 0 | 0 | 0 | 0 | 0 | 0 | 0 | 0 | 0 | 0 | 0 | 0 | 0 | 0 | 0 | 0 | 0 | 0 | 0 | 0 | 0 | 0 | 0 | 0 | 0 | 0 | 0 | 0 | 0 | 0 | 0
Residential | Appliance Recycling | 0 | Freezer Recycle | 8 | 0 | 70% | 0 | 75695.2148 | 9.001 | 0 | 0 | 11760 | 0 | 7000 |  | 2.6435 | 0.41052 | 4.4411 | 3.0979 | 8.4967 | 0.014934 | 0.058017 | 19503.4791 | 3352.3018 | 58296.1899 | 43117.2747 | 4391.6328 | 7377.9432 |  | 0 | 0 | 0 | 0 | 0 | 0 | 75695.2148 | 75695.2148 | 75695.2148 | 75695.2148 | 75695.2148 | 75695.2148 | 75695.2148 | 75695.2148 | 0 | 0 | 0 | 0 | 0 | 0 | 0 | 0 | 0 | 0 | 0 | 0 | 0 | 0 | 0 | 0 | 0 | 0 | 0 | 0 | 0 | 0 | 0 | 0 | 9.001 | 9.001 | 9.001 | 9.001 | 9.001 | 9.001 | 9.001 | 9.001 | 0 | 0 | 0 | 0 | 0 | 0 | 0 | 0 | 0 | 0 | 0 | 0 | 0 | 0 | 0 | 0 | 0 | 0 | 0 | 0 | 0 | 0 | 0 | 0 | 0 | 0 | 0 | 0 | 0 | 0 | 0 | 0 | 0 | 0 | 0 | 0 | 0 | 0 | 0 | 0 | 0 | 0 | 0 | 0 | 0 | 0 | 0 | 0 | 0 | 0
Residential | New Manufactured Homes | Tier 1 | Efficient Heat Pump (SEER 15, EER 12.5, HSPF 8.5) | 18 | 0 | 64.91% | 0 | 42797.7066 | 20.9077 | 0 | 0 | 37071.3934 | 0 | 50000 |  | 1.1496 | 0.35595 | 0.85238 | 1.2822 | 4.0915 | 0.11598 | 0.73296 | 26738.1192 | 3083.3253 | 63789.0359 | 43748.1069 | 31368.806 | 23257.707 |  | 0 | 0 | 0 | 0 | 0 | 0 | 42797.7066 | 42797.7066 | 42797.7066 | 42797.7066 | 42797.7066 | 42797.7066 | 42797.7066 | 42797.7066 | 42797.7066 | 42797.7066 | 42797.7066 | 42797.7066 | 42797.7066 | 42797.7066 | 42797.7066 | 42797.7066 | 42797.7066 | 42797.7066 | 0 | 0 | 0 | 0 | 0 | 0 | 0 | 0 | 0 | 0 | 0 | 0 | 0 | 0 | 20.9077 | 20.9077 | 20.9077 | 20.9077 | 20.9077 | 20.9077 | 20.9077 | 20.9077 | 20.9077 | 20.9077 | 20.9077 | 20.9077 | 20.9077 | 20.9077 | 20.9077 | 20.9077 | 20.9077 | 20.9077 | 0 | 0 | 0 | 0 | 0 | 0 | 0 | 0 | 0 | 0 | 0 | 0 | 0 | 0 | 0 | 0 | 0 | 0 | 0 | 0 | 0 | 0 | 0 | 0 | 0 | 0 | 0 | 0 | 0 | 0 | 0 | 0 | 0 | 0 | 0 | 0 | 0 | 0 | 0 | 0
Residential | New Manufactured Homes | Tier 1 | Attic Insulation R-38 (ASHP) | 25 | 0 | 64.91% | 0 | 157964.4981 | 96.5445 | 0 | 0 | 36348.6397 | 0 | 6250 |  | 5.5938 | 0.64536 | 32.5322 | 6.1615 | 12.5595 | 0.0034529 | 0.024823 | 127562.1143 | 12945.9798 | 282489.8843 | 193738.5866 | 3921.1007 | 22804.2685 |  | 0 | 0 | 0 | 0 | 0 | 0 | 157964.4981 | 157964.4981 | 157964.4981 | 157964.4981 | 157964.4981 | 157964.4981 | 157964.4981 | 157964.4981 | 157964.4981 | 157964.4981 | 157964.4981 | 157964.4981 | 157964.4981 | 157964.4981 | 157964.4981 | 157964.4981 | 157964.4981 | 157964.4981 | 157964.4981 | 157964.4981 | 157964.4981 | 157964.4981 | 157964.4981 | 157964.4981 | 157964.4981 | 0 | 0 | 0 | 0 | 0 | 0 | 0 | 96.5445 | 96.5445 | 96.5445 | 96.5445 | 96.5445 | 96.5445 | 96.5445 | 96.5445 | 96.5445 | 96.5445 | 96.5445 | 96.5445 | 96.5445 | 96.5445 | 96.5445 | 96.5445 | 96.5445 | 96.5445 | 96.5445 | 96.5445 | 96.5445 | 96.5445 | 96.5445 | 96.5445 | 96.5445 | 0 | 0 | 0 | 0 | 0 | 0 | 0 | 0 | 0 | 0 | 0 | 0 | 0 | 0 | 0 | 0 | 0 | 0 | 0 | 0 | 0 | 0 | 0 | 0 | 0 | 0 | 0 | 0 | 0 | 0 | 0 | 0 | 0
Residential | New Manufactured Homes | Tier 2 | Energy Star Manufactured Home | 25 | 0 | 64.91% | 0 | 195700.1251 | 46.7069 | 0 | 0 | 58078.8626 | 0 | 78000 |  | 3.0412 | 0.3835 | 2.2645 | 3.4814 | 10.9478 | 0.034783 | 0.25005 | 110814.0014 | 16038.603 | 349972.9771 | 240020.1696 | 48935.3374 | 36437.2914 |  | 0 | 0 | 0 | 0 | 0 | 0 | 195700.1251 | 195700.1251 | 195700.1251 | 195700.1251 | 195700.1251 | 195700.1251 | 195700.1251 | 195700.1251 | 195700.1251 | 195700.1251 | 195700.1251 | 195700.1251 | 195700.1251 | 195700.1251 | 195700.1251 | 195700.1251 | 195700.1251 | 195700.1251 | 195700.1251 | 195700.1251 | 195700.1251 | 195700.1251 | 195700.1251 | 195700.1251 | 195700.1251 | 0 | 0 | 0 | 0 | 0 | 0 | 0 | 46.7069 | 46.7069 | 46.7069 | 46.7069 | 46.7069 | 46.7069 | 46.7069 | 46.7069 | 46.7069 | 46.7069 | 46.7069 | 46.7069 | 46.7069 | 46.7069 | 46.7069 | 46.7069 | 46.7069 | 46.7069 | 46.7069 | 46.7069 | 46.7069 | 46.7069 | 46.7069 | 46.7069 | 46.7069 | 0 | 0 | 0 | 0 | 0 | 0 | 0 | 0 | 0 | 0 | 0 | 0 | 0 | 0 | 0 | 0 | 0 | 0 | 0 | 0 | 0 | 0 | 0 | 0 | 0 | 0 | 0 | 0 | 0 | 0 | 0 | 0 | 0
Residential | Whole House Efficiency | Single Family | Standard CFL | 5 | 0 | 94.8% | 0 | 0 | 0 | 0 | 0 | 0 | 0 | 0 |  | n/a | n/a | n/a | n/a | n/a | 0 | 0 | 0 | 0 | 0 | 0 | 0 | 0 |  | 0 | 0 | 0 | 0 | 0 | 0 | 0 | 0 | 0 | 0 | 0 | 0 | 0 | 0 | 0 | 0 | 0 | 0 | 0 | 0 | 0 | 0 | 0 | 0 | 0 | 0 | 0 | 0 | 0 | 0 | 0 | 0 | 0 | 0 | 0 | 0 | 0 | 0 | 0 | 0 | 0 | 0 | 0 | 0 | 0 | 0 | 0 | 0 | 0 | 0 | 0 | 0 | 0 | 0 | 0 | 0 | 0 | 0 | 0 | 0 | 0 | 0 | 0 | 0 | 0 | 0 | 0 | 0 | 0 | 0 | 0 | 0 | 0 | 0 | 0 | 0 | 0 | 0 | 0 | 0 | 0 | 0 | 0 | 0 | 0 | 0 | 0 | 0 | 0 | 0 | 0 | 0 | 0 | 0 | 0 | 0
Residential | Whole House Efficiency | Single Family | LED | 15 | 0 | 94.8% | 0 | 0 | 0 | 0 | 0 | 0 | 0 | 0 |  | n/a | n/a | n/a | n/a | n/a | 0 | 0 | 0 | 0 | 0 | 0 | 0 | 0 |  | 0 | 0 | 0 | 0 | 0 | 0 | 0 | 0 | 0 | 0 | 0 | 0 | 0 | 0 | 0 | 0 | 0 | 0 | 0 | 0 | 0 | 0 | 0 | 0 | 0 | 0 | 0 | 0 | 0 | 0 | 0 | 0 | 0 | 0 | 0 | 0 | 0 | 0 | 0 | 0 | 0 | 0 | 0 | 0 | 0 | 0 | 0 | 0 | 0 | 0 | 0 | 0 | 0 | 0 | 0 | 0 | 0 | 0 | 0 | 0 | 0 | 0 | 0 | 0 | 0 | 0 | 0 | 0 | 0 | 0 | 0 | 0 | 0 | 0 | 0 | 0 | 0 | 0 | 0 | 0 | 0 | 0 | 0 | 0 | 0 | 0 | 0 | 0 | 0 | 0 | 0 | 0 | 0 | 0 | 0 | 0
Residential | Whole House Efficiency | Single Family | Pipe Insulated (Electric DHW) | 15 | 0 | 94.8% | 0 | 13664.4297 | 1.5806 | 0 | 0 | 0 | 0 | 0 |  | n/a | 0.41868 | n/a | n/a | n/a | 0 | 0 | 5204.1076 | 899.7015 | 12409.3024 | 12429.7227 | 0 | 0 |  | 0 | 0 | 0 | 0 | 0 | 0 | 13664.4297 | 13664.4297 | 13664.4297 | 13664.4297 | 13664.4297 | 13664.4297 | 13664.4297 | 13664.4297 | 13664.4297 | 13664.4297 | 13664.4297 | 13664.4297 | 13664.4297 | 13664.4297 | 13664.4297 | 0 | 0 | 0 | 0 | 0 | 0 | 0 | 0 | 0 | 0 | 0 | 0 | 0 | 0 | 0 | 0 | 0 | 1.5806 | 1.5806 | 1.5806 | 1.5806 | 1.5806 | 1.5806 | 1.5806 | 1.5806 | 1.5806 | 1.5806 | 1.5806 | 1.5806 | 1.5806 | 1.5806 | 1.5806 | 0 | 0 | 0 | 0 | 0 | 0 | 0 | 0 | 0 | 0 | 0 | 0 | 0 | 0 | 0 | 0 | 0 | 0 | 0 | 0 | 0 | 0 | 0 | 0 | 0 | 0 | 0 | 0 | 0 | 0 | 0 | 0 | 0 | 0 | 0 | 0 | 0 | 0 | 0 | 0 | 0 | 0 | 0
Residential | Whole House Efficiency | Single Family | Pipe Insulated (Natural Gas DHW) | 15 | 0 | 94.8% | 184.2065 | 0 | 0 | 0 | 0 | 0 | 0 | 0 |  | n/a | 0.48588 | n/a | n/a | n/a | 0 | 0 | 743.1248 | 0 | 1526.9419 | 1529.4546 | 0 | 0 |  | 0 | 0 | 0 | 0 | 0 | 0 | 0 | 0 | 0 | 0 | 0 | 0 | 0 | 0 | 0 | 0 | 0 | 0 | 0 | 0 | 0 | 0 | 0 | 0 | 0 | 0 | 0 | 0 | 0 | 0 | 0 | 0 | 0 | 0 | 0 | 0 | 0 | 0 | 0 | 0 | 0 | 0 | 0 | 0 | 0 | 0 | 0 | 0 | 0 | 0 | 0 | 0 | 0 | 0 | 0 | 0 | 0 | 0 | 0 | 0 | 0 | 0 | 0 | 0 | 0 | 0 | 0 | 0 | 0 | 0 | 184.2065 | 184.2065 | 184.2065 | 184.2065 | 184.2065 | 184.2065 | 184.2065 | 184.2065 | 184.2065 | 184.2065 | 184.2065 | 184.2065 | 184.2065 | 184.2065 | 184.2065 | 0 | 0 | 0 | 0 | 0 | 0 | 0 | 0 | 0 | 0 | 0
Residential | Whole House Efficiency | Single Family | Water Heater Tank Wrap (Electric DHW) | 5 | 0 | 94.8% | 0 | 28140.5335 | 3.2551 | 0 | 0 | 0 | 0 | 0 |  | n/a | 0.46484 | n/a | n/a | n/a | 0 | 0 | 5004.4804 | 866.6887 | 10748.3342 | 10766.0213 | 0 | 0 |  | 0 | 0 | 0 | 0 | 0 | 0 | 28140.5335 | 28140.5335 | 28140.5335 | 28140.5335 | 28140.5335 | 0 | 0 | 0 | 0 | 0 | 0 | 0 | 0 | 0 | 0 | 0 | 0 | 0 | 0 | 0 | 0 | 0 | 0 | 0 | 0 | 0 | 0 | 0 | 0 | 0 | 0 | 0 | 3.2551 | 3.2551 | 3.2551 | 3.2551 | 3.2551 | 0 | 0 | 0 | 0 | 0 | 0 | 0 | 0 | 0 | 0 | 0 | 0 | 0 | 0 | 0 | 0 | 0 | 0 | 0 | 0 | 0 | 0 | 0 | 0 | 0 | 0 | 0 | 0 | 0 | 0 | 0 | 0 | 0 | 0 | 0 | 0 | 0 | 0 | 0 | 0 | 0 | 0 | 0 | 0 | 0 | 0 | 0 | 0 | 0 | 0 | 0 | 0 | 0
Residential | Whole House Efficiency | Single Family | Low Flow Faucet Aerator - Single Family (Electric DHW) | 9 | 0 | 94.8% | 0 | 99975.3996 | 42.9769 | 0 | 0 | 0 | 0 | 0 |  | n/a | 0.62399 | n/a | n/a | n/a | 0 | 0 | 39045.393 | 4811.6229 | 62471.2565 | 62574.0571 | 0 | 0 |  | 0 | 0 | 0 | 0 | 0 | 0 | 99975.3996 | 99975.3996 | 99975.3996 | 99975.3996 | 99975.3996 | 99975.3996 | 99975.3996 | 99975.3996 | 99975.3996 | 0 | 0 | 0 | 0 | 0 | 0 | 0 | 0 | 0 | 0 | 0 | 0 | 0 | 0 | 0 | 0 | 0 | 0 | 0 | 0 | 0 | 0 | 0 | 42.9769 | 42.9769 | 42.9769 | 42.9769 | 42.9769 | 42.9769 | 42.9769 | 42.9769 | 42.9769 | 0 | 0 | 0 | 0 | 0 | 0 | 0 | 0 | 0 | 0 | 0 | 0 | 0 | 0 | 0 | 0 | 0 | 0 | 0 | 0 | 0 | 0 | 0 | 0 | 0 | 0 | 0 | 0 | 0 | 0 | 0 | 0 | 0 | 0 | 0 | 0 | 0 | 0 | 0 | 0 | 0 | 0 | 0 | 0 | 0 | 0 | 0 | 0 | 0
Residential | Whole House Efficiency | Single Family | Low Flow Faucet Aerator - Single Family (Natural Gas DHW) | 9 | 0 | 94.8% | 1352.0207 | 0 | 0 | 0 | 0 | 0 | 0 | 0 |  | n/a | 0.48588 | n/a | n/a | n/a | 0 | 0 | 3795.5748 | 0 | 7798.9887 | 7811.8225 | 0 | 0 |  | 0 | 0 | 0 | 0 | 0 | 0 | 0 | 0 | 0 | 0 | 0 | 0 | 0 | 0 | 0 | 0 | 0 | 0 | 0 | 0 | 0 | 0 | 0 | 0 | 0 | 0 | 0 | 0 | 0 | 0 | 0 | 0 | 0 | 0 | 0 | 0 | 0 | 0 | 0 | 0 | 0 | 0 | 0 | 0 | 0 | 0 | 0 | 0 | 0 | 0 | 0 | 0 | 0 | 0 | 0 | 0 | 0 | 0 | 0 | 0 | 0 | 0 | 0 | 0 | 0 | 0 | 0 | 0 | 0 | 0 | 1352.0207 | 1352.0207 | 1352.0207 | 1352.0207 | 1352.0207 | 1352.0207 | 1352.0207 | 1352.0207 | 1352.0207 | 0 | 0 | 0 | 0 | 0 | 0 | 0 | 0 | 0 | 0 | 0 | 0 | 0 | 0 | 0 | 0 | 0
Residential | Whole House Efficiency | Single Family | Low Flow Showerhead - Single Family (Electric DHW) | 10 | 0 | 94.8% | 0 | 203836.3078 | 20.2933 | 0 | 0 | 0 | 0 | 0 |  | n/a | 0.43132 | n/a | n/a | n/a | 0 | 0 | 59730.6055 | 10534.6943 | 138256.3848 | 138483.8949 | 0 | 0 |  | 0 | 0 | 0 | 0 | 0 | 0 | 203836.3078 | 203836.3078 | 203836.3078 | 203836.3078 | 203836.3078 | 203836.3078 | 203836.3078 | 203836.3078 | 203836.3078 | 203836.3078 | 0 | 0 | 0 | 0 | 0 | 0 | 0 | 0 | 0 | 0 | 0 | 0 | 0 | 0 | 0 | 0 | 0 | 0 | 0 | 0 | 0 | 0 | 20.2933 | 20.2933 | 20.2933 | 20.2933 | 20.2933 | 20.2933 | 20.2933 | 20.2933 | 20.2933 | 20.2933 | 0 | 0 | 0 | 0 | 0 | 0 | 0 | 0 | 0 | 0 | 0 | 0 | 0 | 0 | 0 | 0 | 0 | 0 | 0 | 0 | 0 | 0 | 0 | 0 | 0 | 0 | 0 | 0 | 0 | 0 | 0 | 0 | 0 | 0 | 0 | 0 | 0 | 0 | 0 | 0 | 0 | 0 | 0 | 0 | 0 | 0 | 0 | 0
Residential | Whole House Efficiency | Single Family | Low Flow Showerhead - Single Family (Natural Gas DHW) | 10 | 0 | 94.8% | 2756.5872 | 0 | 0 | 0 | 0 | 0 | 0 | 0 |  | n/a | 0.48588 | n/a | n/a | n/a | 0 | 0 | 8383.374 | 0 | 17225.8073 | 17254.1535 | 0 | 0 |  | 0 | 0 | 0 | 0 | 0 | 0 | 0 | 0 | 0 | 0 | 0 | 0 | 0 | 0 | 0 | 0 | 0 | 0 | 0 | 0 | 0 | 0 | 0 | 0 | 0 | 0 | 0 | 0 | 0 | 0 | 0 | 0 | 0 | 0 | 0 | 0 | 0 | 0 | 0 | 0 | 0 | 0 | 0 | 0 | 0 | 0 | 0 | 0 | 0 | 0 | 0 | 0 | 0 | 0 | 0 | 0 | 0 | 0 | 0 | 0 | 0 | 0 | 0 | 0 | 0 | 0 | 0 | 0 | 0 | 0 | 2756.5872 | 2756.5872 | 2756.5872 | 2756.5872 | 2756.5872 | 2756.5872 | 2756.5872 | 2756.5872 | 2756.5872 | 2756.5872 | 0 | 0 | 0 | 0 | 0 | 0 | 0 | 0 | 0 | 0 | 0 | 0 | 0 | 0 | 0 | 0
Residential | Whole House Efficiency | Single Family | Weatherstrip/Caulk (ASHP) | 15 | 0 | 94.8% | 0 | 19298.2852 | 13.0365 | 0 | 0 | 0 | 0 | 0 |  | n/a | 0.72529 | n/a | n/a | n/a | 0 | 0 | 12732.1022 | 1270.6491 | 17525.6679 | 17554.5075 | 0 | 0 |  | 0 | 0 | 0 | 0 | 0 | 0 | 19298.2852 | 19298.2852 | 19298.2852 | 19298.2852 | 19298.2852 | 19298.2852 | 19298.2852 | 19298.2852 | 19298.2852 | 19298.2852 | 19298.2852 | 19298.2852 | 19298.2852 | 19298.2852 | 19298.2852 | 0 | 0 | 0 | 0 | 0 | 0 | 0 | 0 | 0 | 0 | 0 | 0 | 0 | 0 | 0 | 0 | 0 | 13.0365 | 13.0365 | 13.0365 | 13.0365 | 13.0365 | 13.0365 | 13.0365 | 13.0365 | 13.0365 | 13.0365 | 13.0365 | 13.0365 | 13.0365 | 13.0365 | 13.0365 | 0 | 0 | 0 | 0 | 0 | 0 | 0 | 0 | 0 | 0 | 0 | 0 | 0 | 0 | 0 | 0 | 0 | 0 | 0 | 0 | 0 | 0 | 0 | 0 | 0 | 0 | 0 | 0 | 0 | 0 | 0 | 0 | 0 | 0 | 0 | 0 | 0 | 0 | 0 | 0 | 0 | 0 | 0
Residential | Whole House Efficiency | Single Family | Weatherstrip/Caulk (CAC & Electric Heat) | 15 | 0 | 94.8% | 0 | 89254.5758 | 12.0407 | 0 | 0 | 0 | 0 | 0 |  | n/a | 0.42921 | n/a | n/a | n/a | 0 | 0 | 34847.7356 | 5876.7526 | 81056.2202 | 81189.6035 | 0 | 0 |  | 0 | 0 | 0 | 0 | 0 | 0 | 89254.5758 | 89254.5758 | 89254.5758 | 89254.5758 | 89254.5758 | 89254.5758 | 89254.5758 | 89254.5758 | 89254.5758 | 89254.5758 | 89254.5758 | 89254.5758 | 89254.5758 | 89254.5758 | 89254.5758 | 0 | 0 | 0 | 0 | 0 | 0 | 0 | 0 | 0 | 0 | 0 | 0 | 0 | 0 | 0 | 0 | 0 | 12.0407 | 12.0407 | 12.0407 | 12.0407 | 12.0407 | 12.0407 | 12.0407 | 12.0407 | 12.0407 | 12.0407 | 12.0407 | 12.0407 | 12.0407 | 12.0407 | 12.0407 | 0 | 0 | 0 | 0 | 0 | 0 | 0 | 0 | 0 | 0 | 0 | 0 | 0 | 0 | 0 | 0 | 0 | 0 | 0 | 0 | 0 | 0 | 0 | 0 | 0 | 0 | 0 | 0 | 0 | 0 | 0 | 0 | 0 | 0 | 0 | 0 | 0 | 0 | 0 | 0 | 0 | 0 | 0
Residential | Whole House Efficiency | Single Family | Door Sweep (ASHP) | 2 | 0 | 94.8% | 0 | 255.0263 | 0.11377 | 0 | 0 | 0 | 0 | 0 |  | n/a | 0.66399 | n/a | n/a | n/a | 0 | 0 | 27.901 | 3.5116 | 41.9509 | 42.0199 | 0 | 0 |  | 0 | 0 | 0 | 0 | 0 | 0 | 255.0263 | 255.0263 | 0 | 0 | 0 | 0 | 0 | 0 | 0 | 0 | 0 | 0 | 0 | 0 | 0 | 0 | 0 | 0 | 0 | 0 | 0 | 0 | 0 | 0 | 0 | 0 | 0 | 0 | 0 | 0 | 0 | 0 | 0.11377 | 0.11377 | 0 | 0 | 0 | 0 | 0 | 0 | 0 | 0 | 0 | 0 | 0 | 0 | 0 | 0 | 0 | 0 | 0 | 0 | 0 | 0 | 0 | 0 | 0 | 0 | 0 | 0 | 0 | 0 | 0 | 0 | 0 | 0 | 0 | 0 | 0 | 0 | 0 | 0 | 0 | 0 | 0 | 0 | 0 | 0 | 0 | 0 | 0 | 0 | 0 | 0 | 0 | 0 | 0 | 0 | 0 | 0
Residential | Whole House Efficiency | Single Family | Door Sweep (CAC & Electric Heat) | 2 | 0 | 94.8% | 0 | 785.0307 | 0.21807 | 0 | 0 | 0 | 0 | 0 |  | n/a | 0.57013 | n/a | n/a | n/a | 0 | 0 | 73.7452 | 10.8095 | 129.1345 | 129.347 | 0 | 0 |  | 0 | 0 | 0 | 0 | 0 | 0 | 785.0307 | 785.0307 | 0 | 0 | 0 | 0 | 0 | 0 | 0 | 0 | 0 | 0 | 0 | 0 | 0 | 0 | 0 | 0 | 0 | 0 | 0 | 0 | 0 | 0 | 0 | 0 | 0 | 0 | 0 | 0 | 0 | 0 | 0.21807 | 0.21807 | 0 | 0 | 0 | 0 | 0 | 0 | 0 | 0 | 0 | 0 | 0 | 0 | 0 | 0 | 0 | 0 | 0 | 0 | 0 | 0 | 0 | 0 | 0 | 0 | 0 | 0 | 0 | 0 | 0 | 0 | 0 | 0 | 0 | 0 | 0 | 0 | 0 | 0 | 0 | 0 | 0 | 0 | 0 | 0 | 0 | 0 | 0 | 0 | 0 | 0 | 0 | 0 | 0 | 0 | 0 | 0
Residential | Whole House Efficiency | Single Family | Foam (ASHP) | 5 | 0 | 94.8% | 0 | 2736.8477 | 1.8488 | 0 | 0 | 0 | 0 | 0 |  | n/a | 0.78356 | n/a | n/a | n/a | 0 | 0 | 820.4351 | 84.291 | 1045.3446 | 1047.0648 | 0 | 0 |  | 0 | 0 | 0 | 0 | 0 | 0 | 2736.8477 | 2736.8477 | 2736.8477 | 2736.8477 | 2736.8477 | 0 | 0 | 0 | 0 | 0 | 0 | 0 | 0 | 0 | 0 | 0 | 0 | 0 | 0 | 0 | 0 | 0 | 0 | 0 | 0 | 0 | 0 | 0 | 0 | 0 | 0 | 0 | 1.8488 | 1.8488 | 1.8488 | 1.8488 | 1.8488 | 0 | 0 | 0 | 0 | 0 | 0 | 0 | 0 | 0 | 0 | 0 | 0 | 0 | 0 | 0 | 0 | 0 | 0 | 0 | 0 | 0 | 0 | 0 | 0 | 0 | 0 | 0 | 0 | 0 | 0 | 0 | 0 | 0 | 0 | 0 | 0 | 0 | 0 | 0 | 0 | 0 | 0 | 0 | 0 | 0 | 0 | 0 | 0 | 0 | 0 | 0 | 0 | 0
Residential | Whole House Efficiency | Single Family | Foam (CAC & Electric Heat) | 5 | 0 | 94.8% | 0 | 12799.4134 | 1.7267 | 0 | 0 | 0 | 0 | 0 |  | n/a | 0.47579 | n/a | n/a | n/a | 0 | 0 | 2329.8419 | 394.2039 | 4888.762 | 4896.8068 | 0 | 0 |  | 0 | 0 | 0 | 0 | 0 | 0 | 12799.4134 | 12799.4134 | 12799.4134 | 12799.4134 | 12799.4134 | 0 | 0 | 0 | 0 | 0 | 0 | 0 | 0 | 0 | 0 | 0 | 0 | 0 | 0 | 0 | 0 | 0 | 0 | 0 | 0 | 0 | 0 | 0 | 0 | 0 | 0 | 0 | 1.7267 | 1.7267 | 1.7267 | 1.7267 | 1.7267 | 0 | 0 | 0 | 0 | 0 | 0 | 0 | 0 | 0 | 0 | 0 | 0 | 0 | 0 | 0 | 0 | 0 | 0 | 0 | 0 | 0 | 0 | 0 | 0 | 0 | 0 | 0 | 0 | 0 | 0 | 0 | 0 | 0 | 0 | 0 | 0 | 0 | 0 | 0 | 0 | 0 | 0 | 0 | 0 | 0 | 0 | 0 | 0 | 0 | 0 | 0 | 0 | 0
Residential | Whole House Efficiency | Single Family | Duct Sealing - Tape (ASHP) | 20 | 0 | 94.8% | 0 | 81032.8657 | 65.0782 | 0 | 0 | 0 | 0 | 0 |  | n/a | 0.77368 | n/a | n/a | n/a | 0 | 0 | 68227.2947 | 6113.4719 | 88040.2426 | 88185.1187 | 0 | 0 |  | 0 | 0 | 0 | 0 | 0 | 0 | 81032.8657 | 81032.8657 | 81032.8657 | 81032.8657 | 81032.8657 | 81032.8657 | 81032.8657 | 81032.8657 | 81032.8657 | 81032.8657 | 81032.8657 | 81032.8657 | 81032.8657 | 81032.8657 | 81032.8657 | 81032.8657 | 81032.8657 | 81032.8657 | 81032.8657 | 81032.8657 | 0 | 0 | 0 | 0 | 0 | 0 | 0 | 0 | 0 | 0 | 0 | 0 | 65.0782 | 65.0782 | 65.0782 | 65.0782 | 65.0782 | 65.0782 | 65.0782 | 65.0782 | 65.0782 | 65.0782 | 65.0782 | 65.0782 | 65.0782 | 65.0782 | 65.0782 | 65.0782 | 65.0782 | 65.0782 | 65.0782 | 65.0782 | 0 | 0 | 0 | 0 | 0 | 0 | 0 | 0 | 0 | 0 | 0 | 0 | 0 | 0 | 0 | 0 | 0 | 0 | 0 | 0 | 0 | 0 | 0 | 0 | 0 | 0 | 0 | 0 | 0 | 0 | 0 | 0 | 0 | 0 | 0 | 0 | 0 | 0
Residential | Whole House Efficiency | Single Family | Duct Sealing - Tape (CAC & Electric Heat) | 20 | 0 | 94.8% | 0 | 1541736.9955 | 120.6759 | 0 | 0 | 0 | 0 | 0 |  | n/a | 0.38519 | n/a | n/a | n/a | 0 | 0 | 646283.9266 | 116315.3453 | 1675059.8411 | 1677816.2633 | 0 | 0 |  | 0 | 0 | 0 | 0 | 0 | 0 | 1541736.9955 | 1541736.9955 | 1541736.9955 | 1541736.9955 | 1541736.9955 | 1541736.9955 | 1541736.9955 | 1541736.9955 | 1541736.9955 | 1541736.9955 | 1541736.9955 | 1541736.9955 | 1541736.9955 | 1541736.9955 | 1541736.9955 | 1541736.9955 | 1541736.9955 | 1541736.9955 | 1541736.9955 | 1541736.9955 | 0 | 0 | 0 | 0 | 0 | 0 | 0 | 0 | 0 | 0 | 0 | 0 | 120.6759 | 120.6759 | 120.6759 | 120.6759 | 120.6759 | 120.6759 | 120.6759 | 120.6759 | 120.6759 | 120.6759 | 120.6759 | 120.6759 | 120.6759 | 120.6759 | 120.6759 | 120.6759 | 120.6759 | 120.6759 | 120.6759 | 120.6759 | 0 | 0 | 0 | 0 | 0 | 0 | 0 | 0 | 0 | 0 | 0 | 0 | 0 | 0 | 0 | 0 | 0 | 0 | 0 | 0 | 0 | 0 | 0 | 0 | 0 | 0 | 0 | 0 | 0 | 0 | 0 | 0 | 0 | 0 | 0 | 0 | 0 | 0
Residential | Whole House Efficiency | Multi-Family | Standard CFL | 5 | 0 | 94.8% | 0 | 0 | 0 | 0 | 0 | 0 | 0 | 0 |  | n/a | n/a | n/a | n/a | n/a | 0 | 0 | 0 | 0 | 0 | 0 | 0 | 0 |  | 0 | 0 | 0 | 0 | 0 | 0 | 0 | 0 | 0 | 0 | 0 | 0 | 0 | 0 | 0 | 0 | 0 | 0 | 0 | 0 | 0 | 0 | 0 | 0 | 0 | 0 | 0 | 0 | 0 | 0 | 0 | 0 | 0 | 0 | 0 | 0 | 0 | 0 | 0 | 0 | 0 | 0 | 0 | 0 | 0 | 0 | 0 | 0 | 0 | 0 | 0 | 0 | 0 | 0 | 0 | 0 | 0 | 0 | 0 | 0 | 0 | 0 | 0 | 0 | 0 | 0 | 0 | 0 | 0 | 0 | 0 | 0 | 0 | 0 | 0 | 0 | 0 | 0 | 0 | 0 | 0 | 0 | 0 | 0 | 0 | 0 | 0 | 0 | 0 | 0 | 0 | 0 | 0 | 0 | 0 | 0
Residential | Whole House Efficiency | Multi-Family | LED | 15 | 0 | 94.8% | 0 | 0 | 0 | 0 | 0 | 0 | 0 | 0 |  | n/a | n/a | n/a | n/a | n/a | 0 | 0 | 0 | 0 | 0 | 0 | 0 | 0 |  | 0 | 0 | 0 | 0 | 0 | 0 | 0 | 0 | 0 | 0 | 0 | 0 | 0 | 0 | 0 | 0 | 0 | 0 | 0 | 0 | 0 | 0 | 0 | 0 | 0 | 0 | 0 | 0 | 0 | 0 | 0 | 0 | 0 | 0 | 0 | 0 | 0 | 0 | 0 | 0 | 0 | 0 | 0 | 0 | 0 | 0 | 0 | 0 | 0 | 0 | 0 | 0 | 0 | 0 | 0 | 0 | 0 | 0 | 0 | 0 | 0 | 0 | 0 | 0 | 0 | 0 | 0 | 0 | 0 | 0 | 0 | 0 | 0 | 0 | 0 | 0 | 0 | 0 | 0 | 0 | 0 | 0 | 0 | 0 | 0 | 0 | 0 | 0 | 0 | 0 | 0 | 0 | 0 | 0 | 0 | 0
Residential | Whole House Efficiency | Multi-Family | Pipe Insulated (Electric DHW) | 15 | 0 | 94.8% | 0 | 3437.5924 | 0.39763 | 0 | 0 | 0 | 0 | 0 |  | n/a | 0.41868 | n/a | n/a | n/a | 0 | 0 | 1309.2094 | 226.34 | 3121.8371 | 3126.9743 | 0 | 0 |  | 0 | 0 | 0 | 0 | 0 | 0 | 3437.5924 | 3437.5924 | 3437.5924 | 3437.5924 | 3437.5924 | 3437.5924 | 3437.5924 | 3437.5924 | 3437.5924 | 3437.5924 | 3437.5924 | 3437.5924 | 3437.5924 | 3437.5924 | 3437.5924 | 0 | 0 | 0 | 0 | 0 | 0 | 0 | 0 | 0 | 0 | 0 | 0 | 0 | 0 | 0 | 0 | 0 | 0.39763 | 0.39763 | 0.39763 | 0.39763 | 0.39763 | 0.39763 | 0.39763 | 0.39763 | 0.39763 | 0.39763 | 0.39763 | 0.39763 | 0.39763 | 0.39763 | 0.39763 | 0 | 0 | 0 | 0 | 0 | 0 | 0 | 0 | 0 | 0 | 0 | 0 | 0 | 0 | 0 | 0 | 0 | 0 | 0 | 0 | 0 | 0 | 0 | 0 | 0 | 0 | 0 | 0 | 0 | 0 | 0 | 0 | 0 | 0 | 0 | 0 | 0 | 0 | 0 | 0 | 0 | 0 | 0
Residential | Whole House Efficiency | Multi-Family | Pipe Insulated (Natural Gas DHW) | 15 | 0 | 94.8% | 11.0524 | 0 | 0 | 0 | 0 | 0 | 0 | 0 |  | n/a | 0.48588 | n/a | n/a | n/a | 0 | 0 | 44.5875 | 0 | 91.6165 | 91.7673 | 0 | 0 |  | 0 | 0 | 0 | 0 | 0 | 0 | 0 | 0 | 0 | 0 | 0 | 0 | 0 | 0 | 0 | 0 | 0 | 0 | 0 | 0 | 0 | 0 | 0 | 0 | 0 | 0 | 0 | 0 | 0 | 0 | 0 | 0 | 0 | 0 | 0 | 0 | 0 | 0 | 0 | 0 | 0 | 0 | 0 | 0 | 0 | 0 | 0 | 0 | 0 | 0 | 0 | 0 | 0 | 0 | 0 | 0 | 0 | 0 | 0 | 0 | 0 | 0 | 0 | 0 | 0 | 0 | 0 | 0 | 0 | 0 | 11.0524 | 11.0524 | 11.0524 | 11.0524 | 11.0524 | 11.0524 | 11.0524 | 11.0524 | 11.0524 | 11.0524 | 11.0524 | 11.0524 | 11.0524 | 11.0524 | 11.0524 | 0 | 0 | 0 | 0 | 0 | 0 | 0 | 0 | 0 | 0 | 0
Residential | Whole House Efficiency | Multi-Family | Water Heater Tank Wrap (Electric DHW) | 5 | 0 | 94.8% | 0 | 7035.1334 | 0.81377 | 0 | 0 | 0 | 0 | 0 |  | n/a | 0.46484 | n/a | n/a | n/a | 0 | 0 | 1251.1201 | 216.6722 | 2687.0835 | 2691.5053 | 0 | 0 |  | 0 | 0 | 0 | 0 | 0 | 0 | 7035.1334 | 7035.1334 | 7035.1334 | 7035.1334 | 7035.1334 | 0 | 0 | 0 | 0 | 0 | 0 | 0 | 0 | 0 | 0 | 0 | 0 | 0 | 0 | 0 | 0 | 0 | 0 | 0 | 0 | 0 | 0 | 0 | 0 | 0 | 0 | 0 | 0.81377 | 0.81377 | 0.81377 | 0.81377 | 0.81377 | 0 | 0 | 0 | 0 | 0 | 0 | 0 | 0 | 0 | 0 | 0 | 0 | 0 | 0 | 0 | 0 | 0 | 0 | 0 | 0 | 0 | 0 | 0 | 0 | 0 | 0 | 0 | 0 | 0 | 0 | 0 | 0 | 0 | 0 | 0 | 0 | 0 | 0 | 0 | 0 | 0 | 0 | 0 | 0 | 0 | 0 | 0 | 0 | 0 | 0 | 0 | 0 | 0
Residential | Whole House Efficiency | Multi-Family | Low Flow Faucet Aerator - Multi-Family (Electric DHW) | 9 | 0 | 94.8% | 0 | 24296.3422 | 10.8402 | 0 | 0 | 0 | 0 | 0 |  | n/a | 0.63325 | n/a | n/a | n/a | 0 | 0 | 9629.7781 | 1169.336 | 15181.9651 | 15206.948 | 0 | 0 |  | 0 | 0 | 0 | 0 | 0 | 0 | 24296.3422 | 24296.3422 | 24296.3422 | 24296.3422 | 24296.3422 | 24296.3422 | 24296.3422 | 24296.3422 | 24296.3422 | 0 | 0 | 0 | 0 | 0 | 0 | 0 | 0 | 0 | 0 | 0 | 0 | 0 | 0 | 0 | 0 | 0 | 0 | 0 | 0 | 0 | 0 | 0 | 10.8402 | 10.8402 | 10.8402 | 10.8402 | 10.8402 | 10.8402 | 10.8402 | 10.8402 | 10.8402 | 0 | 0 | 0 | 0 | 0 | 0 | 0 | 0 | 0 | 0 | 0 | 0 | 0 | 0 | 0 | 0 | 0 | 0 | 0 | 0 | 0 | 0 | 0 | 0 | 0 | 0 | 0 | 0 | 0 | 0 | 0 | 0 | 0 | 0 | 0 | 0 | 0 | 0 | 0 | 0 | 0 | 0 | 0 | 0 | 0 | 0 | 0 | 0 | 0
Residential | Whole House Efficiency | Multi-Family | Low Flow Faucet Aerator - Multi-Family (Natural Gas DHW) | 9 | 0 | 94.8% | 85.903 | 0 | 0 | 0 | 0 | 0 | 0 | 0 |  | n/a | 0.48588 | n/a | n/a | n/a | 0 | 0 | 241.1586 | 0 | 495.5226 | 496.338 | 0 | 0 |  | 0 | 0 | 0 | 0 | 0 | 0 | 0 | 0 | 0 | 0 | 0 | 0 | 0 | 0 | 0 | 0 | 0 | 0 | 0 | 0 | 0 | 0 | 0 | 0 | 0 | 0 | 0 | 0 | 0 | 0 | 0 | 0 | 0 | 0 | 0 | 0 | 0 | 0 | 0 | 0 | 0 | 0 | 0 | 0 | 0 | 0 | 0 | 0 | 0 | 0 | 0 | 0 | 0 | 0 | 0 | 0 | 0 | 0 | 0 | 0 | 0 | 0 | 0 | 0 | 0 | 0 | 0 | 0 | 0 | 0 | 85.903 | 85.903 | 85.903 | 85.903 | 85.903 | 85.903 | 85.903 | 85.903 | 85.903 | 0 | 0 | 0 | 0 | 0 | 0 | 0 | 0 | 0 | 0 | 0 | 0 | 0 | 0 | 0 | 0 | 0
Residential | Whole House Efficiency | Multi-Family | Low Flow Showerhead - Multi-Family (Electric DHW) | 10 | 0 | 94.8% | 0 | 58072.9146 | 7.048 | 0 | 0 | 0 | 0 | 0 |  | n/a | 0.44365 | n/a | n/a | n/a | 0 | 0 | 17503.6558 | 3001.3318 | 39389.2105 | 39454.028 | 0 | 0 |  | 0 | 0 | 0 | 0 | 0 | 0 | 58072.9146 | 58072.9146 | 58072.9146 | 58072.9146 | 58072.9146 | 58072.9146 | 58072.9146 | 58072.9146 | 58072.9146 | 58072.9146 | 0 | 0 | 0 | 0 | 0 | 0 | 0 | 0 | 0 | 0 | 0 | 0 | 0 | 0 | 0 | 0 | 0 | 0 | 0 | 0 | 0 | 0 | 7.048 | 7.048 | 7.048 | 7.048 | 7.048 | 7.048 | 7.048 | 7.048 | 7.048 | 7.048 | 0 | 0 | 0 | 0 | 0 | 0 | 0 | 0 | 0 | 0 | 0 | 0 | 0 | 0 | 0 | 0 | 0 | 0 | 0 | 0 | 0 | 0 | 0 | 0 | 0 | 0 | 0 | 0 | 0 | 0 | 0 | 0 | 0 | 0 | 0 | 0 | 0 | 0 | 0 | 0 | 0 | 0 | 0 | 0 | 0 | 0 | 0 | 0
Residential | Whole House Efficiency | Multi-Family | Low Flow Showerhead - Multi-Family (Natural Gas DHW) | 10 | 0 | 94.8% | 205.3247 | 0 | 0 | 0 | 0 | 0 | 0 | 0 |  | n/a | 0.48588 | n/a | n/a | n/a | 0 | 0 | 624.4365 | 0 | 1283.0662 | 1285.1775 | 0 | 0 |  | 0 | 0 | 0 | 0 | 0 | 0 | 0 | 0 | 0 | 0 | 0 | 0 | 0 | 0 | 0 | 0 | 0 | 0 | 0 | 0 | 0 | 0 | 0 | 0 | 0 | 0 | 0 | 0 | 0 | 0 | 0 | 0 | 0 | 0 | 0 | 0 | 0 | 0 | 0 | 0 | 0 | 0 | 0 | 0 | 0 | 0 | 0 | 0 | 0 | 0 | 0 | 0 | 0 | 0 | 0 | 0 | 0 | 0 | 0 | 0 | 0 | 0 | 0 | 0 | 0 | 0 | 0 | 0 | 0 | 0 | 205.3247 | 205.3247 | 205.3247 | 205.3247 | 205.3247 | 205.3247 | 205.3247 | 205.3247 | 205.3247 | 205.3247 | 0 | 0 | 0 | 0 | 0 | 0 | 0 | 0 | 0 | 0 | 0 | 0 | 0 | 0 | 0 | 0
Residential | Whole House Efficiency | Multi-Family | Weatherstrip/Caulk (ASHP) | 15 | 0 | 94.8% | 0 | 1473.6872 | 0.99551 | 0 | 0 | 0 | 0 | 0 |  | n/a | 0.72529 | n/a | n/a | n/a | 0 | 0 | 972.2696 | 97.0314 | 1338.3237 | 1340.526 | 0 | 0 |  | 0 | 0 | 0 | 0 | 0 | 0 | 1473.6872 | 1473.6872 | 1473.6872 | 1473.6872 | 1473.6872 | 1473.6872 | 1473.6872 | 1473.6872 | 1473.6872 | 1473.6872 | 1473.6872 | 1473.6872 | 1473.6872 | 1473.6872 | 1473.6872 | 0 | 0 | 0 | 0 | 0 | 0 | 0 | 0 | 0 | 0 | 0 | 0 | 0 | 0 | 0 | 0 | 0 | 0.99551 | 0.99551 | 0.99551 | 0.99551 | 0.99551 | 0.99551 | 0.99551 | 0.99551 | 0.99551 | 0.99551 | 0.99551 | 0.99551 | 0.99551 | 0.99551 | 0.99551 | 0 | 0 | 0 | 0 | 0 | 0 | 0 | 0 | 0 | 0 | 0 | 0 | 0 | 0 | 0 | 0 | 0 | 0 | 0 | 0 | 0 | 0 | 0 | 0 | 0 | 0 | 0 | 0 | 0 | 0 | 0 | 0 | 0 | 0 | 0 | 0 | 0 | 0 | 0 | 0 | 0 | 0 | 0
Residential | Whole House Efficiency | Multi-Family | Weatherstrip/Caulk (CAC & Electric Heat) | 15 | 0 | 94.8% | 0 | 40104.8285 | 5.4103 | 0 | 0 | 0 | 0 | 0 |  | n/a | 0.42921 | n/a | n/a | n/a | 0 | 0 | 15658.1603 | 2640.6058 | 36421.0549 | 36480.9882 | 0 | 0 |  | 0 | 0 | 0 | 0 | 0 | 0 | 40104.8285 | 40104.8285 | 40104.8285 | 40104.8285 | 40104.8285 | 40104.8285 | 40104.8285 | 40104.8285 | 40104.8285 | 40104.8285 | 40104.8285 | 40104.8285 | 40104.8285 | 40104.8285 | 40104.8285 | 0 | 0 | 0 | 0 | 0 | 0 | 0 | 0 | 0 | 0 | 0 | 0 | 0 | 0 | 0 | 0 | 0 | 5.4103 | 5.4103 | 5.4103 | 5.4103 | 5.4103 | 5.4103 | 5.4103 | 5.4103 | 5.4103 | 5.4103 | 5.4103 | 5.4103 | 5.4103 | 5.4103 | 5.4103 | 0 | 0 | 0 | 0 | 0 | 0 | 0 | 0 | 0 | 0 | 0 | 0 | 0 | 0 | 0 | 0 | 0 | 0 | 0 | 0 | 0 | 0 | 0 | 0 | 0 | 0 | 0 | 0 | 0 | 0 | 0 | 0 | 0 | 0 | 0 | 0 | 0 | 0 | 0 | 0 | 0 | 0 | 0
Residential | Whole House Efficiency | Multi-Family | Door Sweep (ASHP) | 2 | 0 | 94.8% | 0 | 21.2522 | 0.0094811 | 0 | 0 | 0 | 0 | 0 |  | n/a | 0.66399 | n/a | n/a | n/a | 0 | 0 | 2.3251 | 0.29263 | 3.4959 | 3.5017 | 0 | 0 |  | 0 | 0 | 0 | 0 | 0 | 0 | 21.2522 | 21.2522 | 0 | 0 | 0 | 0 | 0 | 0 | 0 | 0 | 0 | 0 | 0 | 0 | 0 | 0 | 0 | 0 | 0 | 0 | 0 | 0 | 0 | 0 | 0 | 0 | 0 | 0 | 0 | 0 | 0 | 0 | 0.0094811 | 0.0094811 | 0 | 0 | 0 | 0 | 0 | 0 | 0 | 0 | 0 | 0 | 0 | 0 | 0 | 0 | 0 | 0 | 0 | 0 | 0 | 0 | 0 | 0 | 0 | 0 | 0 | 0 | 0 | 0 | 0 | 0 | 0 | 0 | 0 | 0 | 0 | 0 | 0 | 0 | 0 | 0 | 0 | 0 | 0 | 0 | 0 | 0 | 0 | 0 | 0 | 0 | 0 | 0 | 0 | 0 | 0 | 0
Residential | Whole House Efficiency | Multi-Family | Door Sweep (CAC & Electric Heat) | 2 | 0 | 94.8% | 0 | 358.3836 | 0.099551 | 0 | 0 | 0 | 0 | 0 |  | n/a | 0.57013 | n/a | n/a | n/a | 0 | 0 | 33.6663 | 4.9348 | 58.9527 | 59.0497 | 0 | 0 |  | 0 | 0 | 0 | 0 | 0 | 0 | 358.3836 | 358.3836 | 0 | 0 | 0 | 0 | 0 | 0 | 0 | 0 | 0 | 0 | 0 | 0 | 0 | 0 | 0 | 0 | 0 | 0 | 0 | 0 | 0 | 0 | 0 | 0 | 0 | 0 | 0 | 0 | 0 | 0 | 0.099551 | 0.099551 | 0 | 0 | 0 | 0 | 0 | 0 | 0 | 0 | 0 | 0 | 0 | 0 | 0 | 0 | 0 | 0 | 0 | 0 | 0 | 0 | 0 | 0 | 0 | 0 | 0 | 0 | 0 | 0 | 0 | 0 | 0 | 0 | 0 | 0 | 0 | 0 | 0 | 0 | 0 | 0 | 0 | 0 | 0 | 0 | 0 | 0 | 0 | 0 | 0 | 0 | 0 | 0 | 0 | 0 | 0 | 0
Residential | Whole House Efficiency | Multi-Family | Foam (ASHP) | 5 | 0 | 94.8% | 0 | 210.5267 | 0.14222 | 0 | 0 | 0 | 0 | 0 |  | n/a | 0.78356 | n/a | n/a | n/a | 0 | 0 | 63.1104 | 6.4839 | 80.4111 | 80.5434 | 0 | 0 |  | 0 | 0 | 0 | 0 | 0 | 0 | 210.5267 | 210.5267 | 210.5267 | 210.5267 | 210.5267 | 0 | 0 | 0 | 0 | 0 | 0 | 0 | 0 | 0 | 0 | 0 | 0 | 0 | 0 | 0 | 0 | 0 | 0 | 0 | 0 | 0 | 0 | 0 | 0 | 0 | 0 | 0 | 0.14222 | 0.14222 | 0.14222 | 0.14222 | 0.14222 | 0 | 0 | 0 | 0 | 0 | 0 | 0 | 0 | 0 | 0 | 0 | 0 | 0 | 0 | 0 | 0 | 0 | 0 | 0 | 0 | 0 | 0 | 0 | 0 | 0 | 0 | 0 | 0 | 0 | 0 | 0 | 0 | 0 | 0 | 0 | 0 | 0 | 0 | 0 | 0 | 0 | 0 | 0 | 0 | 0 | 0 | 0 | 0 | 0 | 0 | 0 | 0 | 0
Residential | Whole House Efficiency | Multi-Family | Foam (CAC & Electric Heat) | 5 | 0 | 94.8% | 0 | 5631.7419 | 0.75974 | 0 | 0 | 0 | 0 | 0 |  | n/a | 0.47579 | n/a | n/a | n/a | 0 | 0 | 1025.1304 | 173.4497 | 2151.0553 | 2154.595 | 0 | 0 |  | 0 | 0 | 0 | 0 | 0 | 0 | 5631.7419 | 5631.7419 | 5631.7419 | 5631.7419 | 5631.7419 | 0 | 0 | 0 | 0 | 0 | 0 | 0 | 0 | 0 | 0 | 0 | 0 | 0 | 0 | 0 | 0 | 0 | 0 | 0 | 0 | 0 | 0 | 0 | 0 | 0 | 0 | 0 | 0.75974 | 0.75974 | 0.75974 | 0.75974 | 0.75974 | 0 | 0 | 0 | 0 | 0 | 0 | 0 | 0 | 0 | 0 | 0 | 0 | 0 | 0 | 0 | 0 | 0 | 0 | 0 | 0 | 0 | 0 | 0 | 0 | 0 | 0 | 0 | 0 | 0 | 0 | 0 | 0 | 0 | 0 | 0 | 0 | 0 | 0 | 0 | 0 | 0 | 0 | 0 | 0 | 0 | 0 | 0 | 0 | 0 | 0 | 0 | 0 | 0
Residential | Whole House Efficiency | Multi-Family | Duct Sealing - Tape (ASHP) | 20 | 0 | 94.8% | 0 | 17141.5677 | 13.7665 | 0 | 0 | 0 | 0 | 0 |  | n/a | 0.77368 | n/a | n/a | n/a | 0 | 0 | 14432.697 | 1293.2344 | 18623.8975 | 18654.5443 | 0 | 0 |  | 0 | 0 | 0 | 0 | 0 | 0 | 17141.5677 | 17141.5677 | 17141.5677 | 17141.5677 | 17141.5677 | 17141.5677 | 17141.5677 | 17141.5677 | 17141.5677 | 17141.5677 | 17141.5677 | 17141.5677 | 17141.5677 | 17141.5677 | 17141.5677 | 17141.5677 | 17141.5677 | 17141.5677 | 17141.5677 | 17141.5677 | 0 | 0 | 0 | 0 | 0 | 0 | 0 | 0 | 0 | 0 | 0 | 0 | 13.7665 | 13.7665 | 13.7665 | 13.7665 | 13.7665 | 13.7665 | 13.7665 | 13.7665 | 13.7665 | 13.7665 | 13.7665 | 13.7665 | 13.7665 | 13.7665 | 13.7665 | 13.7665 | 13.7665 | 13.7665 | 13.7665 | 13.7665 | 0 | 0 | 0 | 0 | 0 | 0 | 0 | 0 | 0 | 0 | 0 | 0 | 0 | 0 | 0 | 0 | 0 | 0 | 0 | 0 | 0 | 0 | 0 | 0 | 0 | 0 | 0 | 0 | 0 | 0 | 0 | 0 | 0 | 0 | 0 | 0 | 0 | 0
Residential | Whole House Efficiency | Multi-Family | Duct Sealing - Tape (CAC & Electric Heat) | 20 | 0 | 94.8% | 0 | 316942.4485 | 24.8079 | 0 | 0 | 0 | 0 | 0 |  | n/a | 0.38519 | n/a | n/a | n/a | 0 | 0 | 132859.7619 | 23911.517 | 344350.2809 | 344916.9322 | 0 | 0 |  | 0 | 0 | 0 | 0 | 0 | 0 | 316942.4485 | 316942.4485 | 316942.4485 | 316942.4485 | 316942.4485 | 316942.4485 | 316942.4485 | 316942.4485 | 316942.4485 | 316942.4485 | 316942.4485 | 316942.4485 | 316942.4485 | 316942.4485 | 316942.4485 | 316942.4485 | 316942.4485 | 316942.4485 | 316942.4485 | 316942.4485 | 0 | 0 | 0 | 0 | 0 | 0 | 0 | 0 | 0 | 0 | 0 | 0 | 24.8079 | 24.8079 | 24.8079 | 24.8079 | 24.8079 | 24.8079 | 24.8079 | 24.8079 | 24.8079 | 24.8079 | 24.8079 | 24.8079 | 24.8079 | 24.8079 | 24.8079 | 24.8079 | 24.8079 | 24.8079 | 24.8079 | 24.8079 | 0 | 0 | 0 | 0 | 0 | 0 | 0 | 0 | 0 | 0 | 0 | 0 | 0 | 0 | 0 | 0 | 0 | 0 | 0 | 0 | 0 | 0 | 0 | 0 | 0 | 0 | 0 | 0 | 0 | 0 | 0 | 0 | 0 | 0 | 0 | 0 | 0 | 0
Residential | Whole House Efficiency | Building Shell | Duct Sealing 10% (ASHP) | 20 | 0 | 94.8% | 0 | 7752.8723 | 4.1298 | 0 | 0 | 3682.6901 | 0 | 1200 |  | 2.296 | 0.57723 | 7.0463 | 2.5492 | 3.9716 | 0.014673 | 0.097106 | 5304.7898 | 584.9104 | 8423.3076 | 8437.1687 | 752.8513 | 2310.4318 |  | 0 | 0 | 0 | 0 | 0 | 0 | 7752.8723 | 7752.8723 | 7752.8723 | 7752.8723 | 7752.8723 | 7752.8723 | 7752.8723 | 7752.8723 | 7752.8723 | 7752.8723 | 7752.8723 | 7752.8723 | 7752.8723 | 7752.8723 | 7752.8723 | 7752.8723 | 7752.8723 | 7752.8723 | 7752.8723 | 7752.8723 | 0 | 0 | 0 | 0 | 0 | 0 | 0 | 0 | 0 | 0 | 0 | 0 | 4.1298 | 4.1298 | 4.1298 | 4.1298 | 4.1298 | 4.1298 | 4.1298 | 4.1298 | 4.1298 | 4.1298 | 4.1298 | 4.1298 | 4.1298 | 4.1298 | 4.1298 | 4.1298 | 4.1298 | 4.1298 | 4.1298 | 4.1298 | 0 | 0 | 0 | 0 | 0 | 0 | 0 | 0 | 0 | 0 | 0 | 0 | 0 | 0 | 0 | 0 | 0 | 0 | 0 | 0 | 0 | 0 | 0 | 0 | 0 | 0 | 0 | 0 | 0 | 0 | 0 | 0 | 0 | 0 | 0 | 0 | 0 | 0
Residential | Whole House Efficiency | Building Shell | Duct Sealing 10% (CAC & Electric Heat) | 20 | 0 | 94.8% | 0 | 138084.0813 | 10.8082 | 0 | 0 | 38054.4645 | 0 | 12400 |  | 2.4245 | 0.36623 | 7.4406 | 2.8609 | 6.6098 | 0.008513 | 0.056339 | 57883.7523 | 10417.6637 | 150025.0043 | 150271.8804 | 7779.4639 | 23874.4623 |  | 0 | 0 | 0 | 0 | 0 | 0 | 138084.0813 | 138084.0813 | 138084.0813 | 138084.0813 | 138084.0813 | 138084.0813 | 138084.0813 | 138084.0813 | 138084.0813 | 138084.0813 | 138084.0813 | 138084.0813 | 138084.0813 | 138084.0813 | 138084.0813 | 138084.0813 | 138084.0813 | 138084.0813 | 138084.0813 | 138084.0813 | 0 | 0 | 0 | 0 | 0 | 0 | 0 | 0 | 0 | 0 | 0 | 0 | 10.8082 | 10.8082 | 10.8082 | 10.8082 | 10.8082 | 10.8082 | 10.8082 | 10.8082 | 10.8082 | 10.8082 | 10.8082 | 10.8082 | 10.8082 | 10.8082 | 10.8082 | 10.8082 | 10.8082 | 10.8082 | 10.8082 | 10.8082 | 0 | 0 | 0 | 0 | 0 | 0 | 0 | 0 | 0 | 0 | 0 | 0 | 0 | 0 | 0 | 0 | 0 | 0 | 0 | 0 | 0 | 0 | 0 | 0 | 0 | 0 | 0 | 0 | 0 | 0 | 0 | 0 | 0 | 0 | 0 | 0 | 0 | 0
Residential | Whole House Efficiency | Building Shell | Duct Sealing 10% (CAC & Gas Heat) | 20 | 0 | 94.8% | 3641.8256 | 7995.6207 | 2.9635 | 0 | 0 | 10434.2886 | 0 | 3400 |  | 3.3831 | 0.47412 | 10.3824 | 3.4752 | 7.1243 | 0.040312 | 0.26678 | 22146.469 | 603.2244 | 44504.0451 | 44577.2794 | 2133.0788 | 6546.2235 |  | 0 | 0 | 0 | 0 | 0 | 0 | 7995.6207 | 7995.6207 | 7995.6207 | 7995.6207 | 7995.6207 | 7995.6207 | 7995.6207 | 7995.6207 | 7995.6207 | 7995.6207 | 7995.6207 | 7995.6207 | 7995.6207 | 7995.6207 | 7995.6207 | 7995.6207 | 7995.6207 | 7995.6207 | 7995.6207 | 7995.6207 | 0 | 0 | 0 | 0 | 0 | 0 | 0 | 0 | 0 | 0 | 0 | 0 | 2.9635 | 2.9635 | 2.9635 | 2.9635 | 2.9635 | 2.9635 | 2.9635 | 2.9635 | 2.9635 | 2.9635 | 2.9635 | 2.9635 | 2.9635 | 2.9635 | 2.9635 | 2.9635 | 2.9635 | 2.9635 | 2.9635 | 2.9635 | 0 | 0 | 0 | 0 | 0 | 0 | 0 | 0 | 0 | 0 | 0 | 0 | 3641.8256 | 3641.8256 | 3641.8256 | 3641.8256 | 3641.8256 | 3641.8256 | 3641.8256 | 3641.8256 | 3641.8256 | 3641.8256 | 3641.8256 | 3641.8256 | 3641.8256 | 3641.8256 | 3641.8256 | 3641.8256 | 3641.8256 | 3641.8256 | 3641.8256 | 3641.8256 | 0 | 0 | 0 | 0 | 0 | 0
Residential | Whole House Efficiency | Building Shell | Air Sealing 20% ACH Reduction (ASHP) | 15 | 0 | 94.8% | 0 | 3634.5553 | 1.6215 | 0 | 0 | 1144.4077 | 0 | 1500 |  | 2.7613 | 0.46679 | 2.1067 | 3.0946 | 5.908 | 0.04483 | 0.25892 | 1982.5452 | 239.3085 | 3300.7082 | 3306.1398 | 941.0642 | 717.9741 |  | 0 | 0 | 0 | 0 | 0 | 0 | 3634.5553 | 3634.5553 | 3634.5553 | 3634.5553 | 3634.5553 | 3634.5553 | 3634.5553 | 3634.5553 | 3634.5553 | 3634.5553 | 3634.5553 | 3634.5553 | 3634.5553 | 3634.5553 | 3634.5553 | 0 | 0 | 0 | 0 | 0 | 0 | 0 | 0 | 0 | 0 | 0 | 0 | 0 | 0 | 0 | 0 | 0 | 1.6215 | 1.6215 | 1.6215 | 1.6215 | 1.6215 | 1.6215 | 1.6215 | 1.6215 | 1.6215 | 1.6215 | 1.6215 | 1.6215 | 1.6215 | 1.6215 | 1.6215 | 0 | 0 | 0 | 0 | 0 | 0 | 0 | 0 | 0 | 0 | 0 | 0 | 0 | 0 | 0 | 0 | 0 | 0 | 0 | 0 | 0 | 0 | 0 | 0 | 0 | 0 | 0 | 0 | 0 | 0 | 0 | 0 | 0 | 0 | 0 | 0 | 0 | 0 | 0 | 0 | 0 | 0 | 0
Residential | Whole House Efficiency | Building Shell | Air Sealing 20% ACH Reduction (CAC & Electric Heat) | 15 | 0 | 94.8% | 0 | 65182.3225 | 8.7933 | 0 | 0 | 12779.2198 | 0 | 16750 |  | 3.1743 | 0.3646 | 2.4218 | 3.7096 | 8.6941 | 0.027913 | 0.16122 | 25449.1864 | 4291.773 | 59195.0904 | 59292.4998 | 10508.55 | 8017.3773 |  | 0 | 0 | 0 | 0 | 0 | 0 | 65182.3225 | 65182.3225 | 65182.3225 | 65182.3225 | 65182.3225 | 65182.3225 | 65182.3225 | 65182.3225 | 65182.3225 | 65182.3225 | 65182.3225 | 65182.3225 | 65182.3225 | 65182.3225 | 65182.3225 | 0 | 0 | 0 | 0 | 0 | 0 | 0 | 0 | 0 | 0 | 0 | 0 | 0 | 0 | 0 | 0 | 0 | 8.7933 | 8.7933 | 8.7933 | 8.7933 | 8.7933 | 8.7933 | 8.7933 | 8.7933 | 8.7933 | 8.7933 | 8.7933 | 8.7933 | 8.7933 | 8.7933 | 8.7933 | 0 | 0 | 0 | 0 | 0 | 0 | 0 | 0 | 0 | 0 | 0 | 0 | 0 | 0 | 0 | 0 | 0 | 0 | 0 | 0 | 0 | 0 | 0 | 0 | 0 | 0 | 0 | 0 | 0 | 0 | 0 | 0 | 0 | 0 | 0 | 0 | 0 | 0 | 0 | 0 | 0 | 0 | 0
Residential | Whole House Efficiency | Building Shell | Air Sealing 20% ACH Reduction (CAC & Gas Heat) | 15 | 0 | 94.8% | 673.0837 | 4322.0499 | 2.3624 | 0 | 0 | 3433.2232 | 0 | 4500 |  | 2.4556 | 0.42851 | 1.8735 | 2.5877 | 5.7233 | 0.1131 | 0.65321 | 5289.2149 | 284.575 | 9504.4441 | 9520.0843 | 2823.1925 | 2153.9223 |  | 0 | 0 | 0 | 0 | 0 | 0 | 4322.0499 | 4322.0499 | 4322.0499 | 4322.0499 | 4322.0499 | 4322.0499 | 4322.0499 | 4322.0499 | 4322.0499 | 4322.0499 | 4322.0499 | 4322.0499 | 4322.0499 | 4322.0499 | 4322.0499 | 0 | 0 | 0 | 0 | 0 | 0 | 0 | 0 | 0 | 0 | 0 | 0 | 0 | 0 | 0 | 0 | 0 | 2.3624 | 2.3624 | 2.3624 | 2.3624 | 2.3624 | 2.3624 | 2.3624 | 2.3624 | 2.3624 | 2.3624 | 2.3624 | 2.3624 | 2.3624 | 2.3624 | 2.3624 | 0 | 0 | 0 | 0 | 0 | 0 | 0 | 0 | 0 | 0 | 0 | 0 | 0 | 0 | 0 | 0 | 0 | 673.0837 | 673.0837 | 673.0837 | 673.0837 | 673.0837 | 673.0837 | 673.0837 | 673.0837 | 673.0837 | 673.0837 | 673.0837 | 673.0837 | 673.0837 | 673.0837 | 673.0837 | 0 | 0 | 0 | 0 | 0 | 0 | 0 | 0 | 0 | 0 | 0
Residential | Whole House Efficiency | Building Shell | Air Sealing 20% ACH Reduction & Attic Insulation R-38 (ASHP) | 20 | 0 | 94.8% | 0 | 1770.8076 | 0.88231 | 0 | 0 | 1230.8629 | 0 | 900 |  | 1.523 | 0.472 | 2.0829 | 1.696 | 3.2227 | 0.048181 | 0.31886 | 1176.0931 | 133.5974 | 1923.9395 | 1927.1054 | 564.6385 | 772.214 |  | 0 | 0 | 0 | 0 | 0 | 0 | 1770.8076 | 1770.8076 | 1770.8076 | 1770.8076 | 1770.8076 | 1770.8076 | 1770.8076 | 1770.8076 | 1770.8076 | 1770.8076 | 1770.8076 | 1770.8076 | 1770.8076 | 1770.8076 | 1770.8076 | 1770.8076 | 1770.8076 | 1770.8076 | 1770.8076 | 1770.8076 | 0 | 0 | 0 | 0 | 0 | 0 | 0 | 0 | 0 | 0 | 0 | 0 | 0.88231 | 0.88231 | 0.88231 | 0.88231 | 0.88231 | 0.88231 | 0.88231 | 0.88231 | 0.88231 | 0.88231 | 0.88231 | 0.88231 | 0.88231 | 0.88231 | 0.88231 | 0.88231 | 0.88231 | 0.88231 | 0.88231 | 0.88231 | 0 | 0 | 0 | 0 | 0 | 0 | 0 | 0 | 0 | 0 | 0 | 0 | 0 | 0 | 0 | 0 | 0 | 0 | 0 | 0 | 0 | 0 | 0 | 0 | 0 | 0 | 0 | 0 | 0 | 0 | 0 | 0 | 0 | 0 | 0 | 0 | 0 | 0
Residential | Whole House Efficiency | Building Shell | Air Sealing 20% ACH Reduction & Attic Insulation R-38 (CAC & Electric Heat) | 20 | 0 | 94.8% | 0 | 29693.8205 | 2.9648 | 0 | 0 | 12308.6286 | 0 | 9000 |  | 1.6603 | 0.33774 | 2.2707 | 1.9504 | 4.909 | 0.028733 | 0.19015 | 12821.029 | 2240.231 | 32261.6156 | 32314.7042 | 5646.3851 | 7722.1397 |  | 0 | 0 | 0 | 0 | 0 | 0 | 29693.8205 | 29693.8205 | 29693.8205 | 29693.8205 | 29693.8205 | 29693.8205 | 29693.8205 | 29693.8205 | 29693.8205 | 29693.8205 | 29693.8205 | 29693.8205 | 29693.8205 | 29693.8205 | 29693.8205 | 29693.8205 | 29693.8205 | 29693.8205 | 29693.8205 | 29693.8205 | 0 | 0 | 0 | 0 | 0 | 0 | 0 | 0 | 0 | 0 | 0 | 0 | 2.9648 | 2.9648 | 2.9648 | 2.9648 | 2.9648 | 2.9648 | 2.9648 | 2.9648 | 2.9648 | 2.9648 | 2.9648 | 2.9648 | 2.9648 | 2.9648 | 2.9648 | 2.9648 | 2.9648 | 2.9648 | 2.9648 | 2.9648 | 0 | 0 | 0 | 0 | 0 | 0 | 0 | 0 | 0 | 0 | 0 | 0 | 0 | 0 | 0 | 0 | 0 | 0 | 0 | 0 | 0 | 0 | 0 | 0 | 0 | 0 | 0 | 0 | 0 | 0 | 0 | 0 | 0 | 0 | 0 | 0 | 0 | 0
Residential | Whole House Efficiency | Building Shell | Air Sealing 20% ACH Reduction & Attic Insulation R-38 (CAC & Gas Heat) | 20 | 0 | 94.8% | 366.1613 | 1730.9702 | 0.88943 | 0 | 0 | 3692.5886 | 0 | 2700 |  | 1.2596 | 0.40613 | 1.7226 | 1.3159 | 3.0975 | 0.14787 | 0.97859 | 2917.9593 | 130.5919 | 5481.818 | 5490.8387 | 1693.9155 | 2316.6419 |  | 0 | 0 | 0 | 0 | 0 | 0 | 1730.9702 | 1730.9702 | 1730.9702 | 1730.9702 | 1730.9702 | 1730.9702 | 1730.9702 | 1730.9702 | 1730.9702 | 1730.9702 | 1730.9702 | 1730.9702 | 1730.9702 | 1730.9702 | 1730.9702 | 1730.9702 | 1730.9702 | 1730.9702 | 1730.9702 | 1730.9702 | 0 | 0 | 0 | 0 | 0 | 0 | 0 | 0 | 0 | 0 | 0 | 0 | 0.88943 | 0.88943 | 0.88943 | 0.88943 | 0.88943 | 0.88943 | 0.88943 | 0.88943 | 0.88943 | 0.88943 | 0.88943 | 0.88943 | 0.88943 | 0.88943 | 0.88943 | 0.88943 | 0.88943 | 0.88943 | 0.88943 | 0.88943 | 0 | 0 | 0 | 0 | 0 | 0 | 0 | 0 | 0 | 0 | 0 | 0 | 366.1613 | 366.1613 | 366.1613 | 366.1613 | 366.1613 | 366.1613 | 366.1613 | 366.1613 | 366.1613 | 366.1613 | 366.1613 | 366.1613 | 366.1613 | 366.1613 | 366.1613 | 366.1613 | 366.1613 | 366.1613 | 366.1613 | 366.1613 | 0 | 0 | 0 | 0 | 0 | 0
Residential | Whole House Efficiency | Building Shell | Wall Insulation R-13 (ASHP) | 25 | 0 | 94.8% | 0 | 684.6661 | 0.41161 | 0 | 0 | 85.3186 | 0 | 180 |  | 10.2464 | 0.57572 | 4.8567 | 11.2947 | 17.7718 | 0.022943 | 0.16494 | 548.4586 | 56.1118 | 838.3424 | 839.7219 | 112.9277 | 53.5268 |  | 0 | 0 | 0 | 0 | 0 | 0 | 684.6661 | 684.6661 | 684.6661 | 684.6661 | 684.6661 | 684.6661 | 684.6661 | 684.6661 | 684.6661 | 684.6661 | 684.6661 | 684.6661 | 684.6661 | 684.6661 | 684.6661 | 684.6661 | 684.6661 | 684.6661 | 684.6661 | 684.6661 | 684.6661 | 684.6661 | 684.6661 | 684.6661 | 684.6661 | 0 | 0 | 0 | 0 | 0 | 0 | 0 | 0.41161 | 0.41161 | 0.41161 | 0.41161 | 0.41161 | 0.41161 | 0.41161 | 0.41161 | 0.41161 | 0.41161 | 0.41161 | 0.41161 | 0.41161 | 0.41161 | 0.41161 | 0.41161 | 0.41161 | 0.41161 | 0.41161 | 0.41161 | 0.41161 | 0.41161 | 0.41161 | 0.41161 | 0.41161 | 0 | 0 | 0 | 0 | 0 | 0 | 0 | 0 | 0 | 0 | 0 | 0 | 0 | 0 | 0 | 0 | 0 | 0 | 0 | 0 | 0 | 0 | 0 | 0 | 0 | 0 | 0 | 0 | 0 | 0 | 0 | 0 | 0
Residential | Whole House Efficiency | Building Shell | Wall Insulation R-13 (CAC & Electric Heat) | 25 | 0 | 94.8% | 0 | 16169.5691 | 0.62498 | 0 | 0 | 1109.1412 | 0 | 2340 |  | 10.1474 | 0.33151 | 4.8098 | 12.0518 | 30.5626 | 0.012629 | 0.090792 | 7061.0245 | 1325.177 | 19798.8976 | 19831.478 | 1468.0601 | 695.8487 |  | 0 | 0 | 0 | 0 | 0 | 0 | 16169.5691 | 16169.5691 | 16169.5691 | 16169.5691 | 16169.5691 | 16169.5691 | 16169.5691 | 16169.5691 | 16169.5691 | 16169.5691 | 16169.5691 | 16169.5691 | 16169.5691 | 16169.5691 | 16169.5691 | 16169.5691 | 16169.5691 | 16169.5691 | 16169.5691 | 16169.5691 | 16169.5691 | 16169.5691 | 16169.5691 | 16169.5691 | 16169.5691 | 0 | 0 | 0 | 0 | 0 | 0 | 0 | 0.62498 | 0.62498 | 0.62498 | 0.62498 | 0.62498 | 0.62498 | 0.62498 | 0.62498 | 0.62498 | 0.62498 | 0.62498 | 0.62498 | 0.62498 | 0.62498 | 0.62498 | 0.62498 | 0.62498 | 0.62498 | 0.62498 | 0.62498 | 0.62498 | 0.62498 | 0.62498 | 0.62498 | 0.62498 | 0 | 0 | 0 | 0 | 0 | 0 | 0 | 0 | 0 | 0 | 0 | 0 | 0 | 0 | 0 | 0 | 0 | 0 | 0 | 0 | 0 | 0 | 0 | 0 | 0 | 0 | 0 | 0 | 0 | 0 | 0 | 0 | 0
Residential | Whole House Efficiency | Building Shell | Wall Insulation R-13 (CAC & Gas Heat) | 25 | 0 | 94.8% | 227.6638 | 510.8678 | 0.1923 | 0 | 0 | 341.2742 | 0 | 720 |  | 7.2593 | 0.43319 | 3.4409 | 7.4549 | 16.7339 | 0.12299 | 0.8842 | 1554.2773 | 41.8682 | 3131.1421 | 3136.2946 | 451.7108 | 214.1073 |  | 0 | 0 | 0 | 0 | 0 | 0 | 510.8678 | 510.8678 | 510.8678 | 510.8678 | 510.8678 | 510.8678 | 510.8678 | 510.8678 | 510.8678 | 510.8678 | 510.8678 | 510.8678 | 510.8678 | 510.8678 | 510.8678 | 510.8678 | 510.8678 | 510.8678 | 510.8678 | 510.8678 | 510.8678 | 510.8678 | 510.8678 | 510.8678 | 510.8678 | 0 | 0 | 0 | 0 | 0 | 0 | 0 | 0.1923 | 0.1923 | 0.1923 | 0.1923 | 0.1923 | 0.1923 | 0.1923 | 0.1923 | 0.1923 | 0.1923 | 0.1923 | 0.1923 | 0.1923 | 0.1923 | 0.1923 | 0.1923 | 0.1923 | 0.1923 | 0.1923 | 0.1923 | 0.1923 | 0.1923 | 0.1923 | 0.1923 | 0.1923 | 0 | 0 | 0 | 0 | 0 | 0 | 0 | 227.6638 | 227.6638 | 227.6638 | 227.6638 | 227.6638 | 227.6638 | 227.6638 | 227.6638 | 227.6638 | 227.6638 | 227.6638 | 227.6638 | 227.6638 | 227.6638 | 227.6638 | 227.6638 | 227.6638 | 227.6638 | 227.6638 | 227.6638 | 227.6638 | 227.6638 | 227.6638 | 227.6638 | 227.6638 | 0
Residential | Whole House Efficiency | Building Shell | Basement Sidewall Insulation R-13 (ASHP) | 25 | 0 | 94.8% | 0 | 2993.9806 | 1.8689 | 0 | 0 | 61.4294 | 0 | 72 |  | 63.3908 | 0.65723 | 54.0841 | 69.7576 | 96.2955 | 0.0020987 | 0.015087 | 2443.0366 | 245.3717 | 3665.9922 | 3672.0248 | 45.1711 | 38.5393 |  | 0 | 0 | 0 | 0 | 0 | 0 | 2993.9806 | 2993.9806 | 2993.9806 | 2993.9806 | 2993.9806 | 2993.9806 | 2993.9806 | 2993.9806 | 2993.9806 | 2993.9806 | 2993.9806 | 2993.9806 | 2993.9806 | 2993.9806 | 2993.9806 | 2993.9806 | 2993.9806 | 2993.9806 | 2993.9806 | 2993.9806 | 2993.9806 | 2993.9806 | 2993.9806 | 2993.9806 | 2993.9806 | 0 | 0 | 0 | 0 | 0 | 0 | 0 | 1.8689 | 1.8689 | 1.8689 | 1.8689 | 1.8689 | 1.8689 | 1.8689 | 1.8689 | 1.8689 | 1.8689 | 1.8689 | 1.8689 | 1.8689 | 1.8689 | 1.8689 | 1.8689 | 1.8689 | 1.8689 | 1.8689 | 1.8689 | 1.8689 | 1.8689 | 1.8689 | 1.8689 | 1.8689 | 0 | 0 | 0 | 0 | 0 | 0 | 0 | 0 | 0 | 0 | 0 | 0 | 0 | 0 | 0 | 0 | 0 | 0 | 0 | 0 | 0 | 0 | 0 | 0 | 0 | 0 | 0 | 0 | 0 | 0 | 0 | 0 | 0
Residential | Whole House Efficiency | Building Shell | Basement Sidewall Insulation R-13 (CAC & Electric Heat) | 25 | 0 | 94.8% | 0 | 71926.1096 | 1.8861 | 0 | 0 | 798.5817 | 0 | 936 |  | 61.5357 | 0.34718 | 52.5014 | 73.3013 | 176.9571 | 0.0011357 | 0.0081643 | 30830.0717 | 5894.704 | 88070.2305 | 88215.1559 | 587.224 | 501.0111 |  | 0 | 0 | 0 | 0 | 0 | 0 | 71926.1096 | 71926.1096 | 71926.1096 | 71926.1096 | 71926.1096 | 71926.1096 | 71926.1096 | 71926.1096 | 71926.1096 | 71926.1096 | 71926.1096 | 71926.1096 | 71926.1096 | 71926.1096 | 71926.1096 | 71926.1096 | 71926.1096 | 71926.1096 | 71926.1096 | 71926.1096 | 71926.1096 | 71926.1096 | 71926.1096 | 71926.1096 | 71926.1096 | 0 | 0 | 0 | 0 | 0 | 0 | 0 | 1.8861 | 1.8861 | 1.8861 | 1.8861 | 1.8861 | 1.8861 | 1.8861 | 1.8861 | 1.8861 | 1.8861 | 1.8861 | 1.8861 | 1.8861 | 1.8861 | 1.8861 | 1.8861 | 1.8861 | 1.8861 | 1.8861 | 1.8861 | 1.8861 | 1.8861 | 1.8861 | 1.8861 | 1.8861 | 0 | 0 | 0 | 0 | 0 | 0 | 0 | 0 | 0 | 0 | 0 | 0 | 0 | 0 | 0 | 0 | 0 | 0 | 0 | 0 | 0 | 0 | 0 | 0 | 0 | 0 | 0 | 0 | 0 | 0 | 0 | 0 | 0
Residential | Whole House Efficiency | Building Shell | Basement Sidewall Insulation R-13 (CAC & Gas Heat) | 25 | 0 | 94.8% | 1047.7257 | 1873.5487 | 0.58034 | 0 | 0 | 245.7174 | 0 | 288 |  | 43.8449 | 0.48181 | 37.4078 | 44.8409 | 90.8537 | 0.013415 | 0.09644 | 6759.0046 | 153.5467 | 13825.0705 | 13847.8205 | 180.6843 | 154.1573 |  | 0 | 0 | 0 | 0 | 0 | 0 | 1873.5487 | 1873.5487 | 1873.5487 | 1873.5487 | 1873.5487 | 1873.5487 | 1873.5487 | 1873.5487 | 1873.5487 | 1873.5487 | 1873.5487 | 1873.5487 | 1873.5487 | 1873.5487 | 1873.5487 | 1873.5487 | 1873.5487 | 1873.5487 | 1873.5487 | 1873.5487 | 1873.5487 | 1873.5487 | 1873.5487 | 1873.5487 | 1873.5487 | 0 | 0 | 0 | 0 | 0 | 0 | 0 | 0.58034 | 0.58034 | 0.58034 | 0.58034 | 0.58034 | 0.58034 | 0.58034 | 0.58034 | 0.58034 | 0.58034 | 0.58034 | 0.58034 | 0.58034 | 0.58034 | 0.58034 | 0.58034 | 0.58034 | 0.58034 | 0.58034 | 0.58034 | 0.58034 | 0.58034 | 0.58034 | 0.58034 | 0.58034 | 0 | 0 | 0 | 0 | 0 | 0 | 0 | 1047.7257 | 1047.7257 | 1047.7257 | 1047.7257 | 1047.7257 | 1047.7257 | 1047.7257 | 1047.7257 | 1047.7257 | 1047.7257 | 1047.7257 | 1047.7257 | 1047.7257 | 1047.7257 | 1047.7257 | 1047.7257 | 1047.7257 | 1047.7257 | 1047.7257 | 1047.7257 | 1047.7257 | 1047.7257 | 1047.7257 | 1047.7257 | 1047.7257 | 0
Residential | Whole House Efficiency | Building Shell | Crawlspace Insulation R-19 (ASHP) | 25 | 0 | 94.8% | 0 | 4195.3061 | 2.6035 | 0 | 0 | 76.7867 | 0 | 90 |  | 70.8559 | 0.65619 | 60.4532 | 77.993 | 107.8052 | 0.0018721 | 0.013459 | 3413.4201 | 343.8263 | 5136.9604 | 5145.4136 | 56.4639 | 48.1741 |  | 0 | 0 | 0 | 0 | 0 | 0 | 4195.3061 | 4195.3061 | 4195.3061 | 4195.3061 | 4195.3061 | 4195.3061 | 4195.3061 | 4195.3061 | 4195.3061 | 4195.3061 | 4195.3061 | 4195.3061 | 4195.3061 | 4195.3061 | 4195.3061 | 4195.3061 | 4195.3061 | 4195.3061 | 4195.3061 | 4195.3061 | 4195.3061 | 4195.3061 | 4195.3061 | 4195.3061 | 4195.3061 | 0 | 0 | 0 | 0 | 0 | 0 | 0 | 2.6035 | 2.6035 | 2.6035 | 2.6035 | 2.6035 | 2.6035 | 2.6035 | 2.6035 | 2.6035 | 2.6035 | 2.6035 | 2.6035 | 2.6035 | 2.6035 | 2.6035 | 2.6035 | 2.6035 | 2.6035 | 2.6035 | 2.6035 | 2.6035 | 2.6035 | 2.6035 | 2.6035 | 2.6035 | 0 | 0 | 0 | 0 | 0 | 0 | 0 | 0 | 0 | 0 | 0 | 0 | 0 | 0 | 0 | 0 | 0 | 0 | 0 | 0 | 0 | 0 | 0 | 0 | 0 | 0 | 0 | 0 | 0 | 0 | 0 | 0 | 0
Residential | Whole House Efficiency | Building Shell | Crawlspace Insulation R-19 (CAC & Electric Heat) | 25 | 0 | 94.8% | 0 | 100516.9469 | 2.8301 | 0 | 0 | 998.2271 | 0 | 1170 |  | 68.998 | 0.34843 | 58.8681 | 82.152 | 197.7001 | 0.0010158 | 0.0073026 | 43210.9621 | 8237.866 | 123078.4026 | 123280.9362 | 734.0301 | 626.2638 |  | 0 | 0 | 0 | 0 | 0 | 0 | 100516.9469 | 100516.9469 | 100516.9469 | 100516.9469 | 100516.9469 | 100516.9469 | 100516.9469 | 100516.9469 | 100516.9469 | 100516.9469 | 100516.9469 | 100516.9469 | 100516.9469 | 100516.9469 | 100516.9469 | 100516.9469 | 100516.9469 | 100516.9469 | 100516.9469 | 100516.9469 | 100516.9469 | 100516.9469 | 100516.9469 | 100516.9469 | 100516.9469 | 0 | 0 | 0 | 0 | 0 | 0 | 0 | 2.8301 | 2.8301 | 2.8301 | 2.8301 | 2.8301 | 2.8301 | 2.8301 | 2.8301 | 2.8301 | 2.8301 | 2.8301 | 2.8301 | 2.8301 | 2.8301 | 2.8301 | 2.8301 | 2.8301 | 2.8301 | 2.8301 | 2.8301 | 2.8301 | 2.8301 | 2.8301 | 2.8301 | 2.8301 | 0 | 0 | 0 | 0 | 0 | 0 | 0 | 0 | 0 | 0 | 0 | 0 | 0 | 0 | 0 | 0 | 0 | 0 | 0 | 0 | 0 | 0 | 0 | 0 | 0 | 0 | 0 | 0 | 0 | 0 | 0 | 0 | 0
Residential | Whole House Efficiency | Building Shell | Crawlspace Insulation R-19 (CAC & Gas Heat) | 25 | 0 | 94.8% | 1441.0043 | 2690.6494 | 0.8708 | 0 | 0 | 307.1468 | 0 | 360 |  | 48.7295 | 0.48374 | 41.5753 | 49.8738 | 100.5713 | 0.011676 | 0.083941 | 9389.998 | 220.5122 | 19153.8947 | 19185.4137 | 225.8554 | 192.6966 |  | 0 | 0 | 0 | 0 | 0 | 0 | 2690.6494 | 2690.6494 | 2690.6494 | 2690.6494 | 2690.6494 | 2690.6494 | 2690.6494 | 2690.6494 | 2690.6494 | 2690.6494 | 2690.6494 | 2690.6494 | 2690.6494 | 2690.6494 | 2690.6494 | 2690.6494 | 2690.6494 | 2690.6494 | 2690.6494 | 2690.6494 | 2690.6494 | 2690.6494 | 2690.6494 | 2690.6494 | 2690.6494 | 0 | 0 | 0 | 0 | 0 | 0 | 0 | 0.8708 | 0.8708 | 0.8708 | 0.8708 | 0.8708 | 0.8708 | 0.8708 | 0.8708 | 0.8708 | 0.8708 | 0.8708 | 0.8708 | 0.8708 | 0.8708 | 0.8708 | 0.8708 | 0.8708 | 0.8708 | 0.8708 | 0.8708 | 0.8708 | 0.8708 | 0.8708 | 0.8708 | 0.8708 | 0 | 0 | 0 | 0 | 0 | 0 | 0 | 1441.0043 | 1441.0043 | 1441.0043 | 1441.0043 | 1441.0043 | 1441.0043 | 1441.0043 | 1441.0043 | 1441.0043 | 1441.0043 | 1441.0043 | 1441.0043 | 1441.0043 | 1441.0043 | 1441.0043 | 1441.0043 | 1441.0043 | 1441.0043 | 1441.0043 | 1441.0043 | 1441.0043 | 1441.0043 | 1441.0043 | 1441.0043 | 1441.0043 | 0
Residential | Whole House Efficiency | HVAC | Efficient Heat Pump (SF SEER 15, EER 12.5, HSPF 8.5) | 18 | 0 | 59.08% | 0 | 77908.1757 | 38.0601 | 0 | 0 | 67484.0983 | 0 | 75000 |  | 1.1496 | 0.38419 | 1.0344 | 1.2822 | 4.1247 | 0.095568 | 0.60396 | 48673.5916 | 5612.8299 | 127578.0718 | 79638.2675 | 47053.209 | 42337.9117 |  | 0 | 0 | 0 | 0 | 0 | 0 | 77908.1757 | 77908.1757 | 77908.1757 | 77908.1757 | 77908.1757 | 77908.1757 | 77908.1757 | 77908.1757 | 77908.1757 | 77908.1757 | 77908.1757 | 77908.1757 | 77908.1757 | 77908.1757 | 77908.1757 | 77908.1757 | 77908.1757 | 77908.1757 | 0 | 0 | 0 | 0 | 0 | 0 | 0 | 0 | 0 | 0 | 0 | 0 | 0 | 0 | 38.0601 | 38.0601 | 38.0601 | 38.0601 | 38.0601 | 38.0601 | 38.0601 | 38.0601 | 38.0601 | 38.0601 | 38.0601 | 38.0601 | 38.0601 | 38.0601 | 38.0601 | 38.0601 | 38.0601 | 38.0601 | 0 | 0 | 0 | 0 | 0 | 0 | 0 | 0 | 0 | 0 | 0 | 0 | 0 | 0 | 0 | 0 | 0 | 0 | 0 | 0 | 0 | 0 | 0 | 0 | 0 | 0 | 0 | 0 | 0 | 0 | 0 | 0 | 0 | 0 | 0 | 0 | 0 | 0 | 0 | 0
Residential | Whole House Efficiency | HVAC | Efficient Heat Pump (SF SEER 16, EER 13, HSPF 9) | 18 | 0 | 59.08% | 0 | 31971.5997 | 9.1209 | 0 | 0 | 24294.2754 | 0 | 20250 |  | 1.0752 | 0.36107 | 1.2899 | 1.2263 | 4.2685 | 0.062877 | 0.39736 | 16387.2939 | 2303.3674 | 52354.9038 | 32681.5868 | 12704.3664 | 15241.6482 |  | 0 | 0 | 0 | 0 | 0 | 0 | 31971.5997 | 31971.5997 | 31971.5997 | 31971.5997 | 31971.5997 | 31971.5997 | 31971.5997 | 31971.5997 | 31971.5997 | 31971.5997 | 31971.5997 | 31971.5997 | 31971.5997 | 31971.5997 | 31971.5997 | 31971.5997 | 31971.5997 | 31971.5997 | 0 | 0 | 0 | 0 | 0 | 0 | 0 | 0 | 0 | 0 | 0 | 0 | 0 | 0 | 9.1209 | 9.1209 | 9.1209 | 9.1209 | 9.1209 | 9.1209 | 9.1209 | 9.1209 | 9.1209 | 9.1209 | 9.1209 | 9.1209 | 9.1209 | 9.1209 | 9.1209 | 9.1209 | 9.1209 | 9.1209 | 0 | 0 | 0 | 0 | 0 | 0 | 0 | 0 | 0 | 0 | 0 | 0 | 0 | 0 | 0 | 0 | 0 | 0 | 0 | 0 | 0 | 0 | 0 | 0 | 0 | 0 | 0 | 0 | 0 | 0 | 0 | 0 | 0 | 0 | 0 | 0 | 0 | 0 | 0 | 0
Residential | Whole House Efficiency | HVAC | Efficient Heat Pump (SF SEER 14 Replace Resistance Heat w/CAC) | 18 | 6 | 54.74% | 0 | 0 | 0 | 708531.4224 | 51.8899 | 95264.8119 | 95264.8119 | 27000 |  | 6.2152 | 0.41387 | 8.1714 | 7.3493 | 25.4098 | 0.0076454 | 0.023907 | 138416.05 | 25257.8634 | 548951.2771 | 317506.4227 | 16939.1552 | 22270.5623 |  | 0 | 0 | 0 | 0 | 0 | 0 | 708531.4224 | 708531.4224 | 708531.4224 | 708531.4224 | 708531.4224 | 708531.4224 | 0 | 0 | 0 | 0 | 0 | 0 | 0 | 0 | 0 | 0 | 0 | 0 | 0 | 0 | 0 | 0 | 0 | 0 | 0 | 0 | 0 | 0 | 0 | 0 | 0 | 0 | 51.8899 | 51.8899 | 51.8899 | 51.8899 | 51.8899 | 51.8899 | 0 | 0 | 0 | 0 | 0 | 0 | 0 | 0 | 0 | 0 | 0 | 0 | 0 | 0 | 0 | 0 | 0 | 0 | 0 | 0 | 0 | 0 | 0 | 0 | 0 | 0 | 0 | 0 | 0 | 0 | 0 | 0 | 0 | 0 | 0 | 0 | 0 | 0 | 0 | 0 | 0 | 0 | 0 | 0 | 0 | 0 | 0 | 0 | 0 | 0 | 0 | 0
Residential | Whole House Efficiency | HVAC | Efficient Heat Pump (SF SEER 15 Replace Resistance Heat w/CAC) | 18 | 6 | 54.74% | 0 | 6352.4119 | 3.1033 | 179548.9819 | 14.2703 | 28789.4162 | 23286.954 | 13200 |  | 4.2058 | 0.40498 | 4.5179 | 4.9513 | 17.277 | 0.014236 | 0.046123 | 37414.7083 | 6631.7986 | 145414.9603 | 84106.1598 | 8281.3648 | 8896.0286 |  | 0 | 0 | 0 | 0 | 0 | 0 | 179548.9819 | 179548.9819 | 179548.9819 | 179548.9819 | 179548.9819 | 179548.9819 | 6352.4119 | 6352.4119 | 6352.4119 | 6352.4119 | 6352.4119 | 6352.4119 | 6352.4119 | 6352.4119 | 6352.4119 | 6352.4119 | 6352.4119 | 6352.4119 | 0 | 0 | 0 | 0 | 0 | 0 | 0 | 0 | 0 | 0 | 0 | 0 | 0 | 0 | 14.2703 | 14.2703 | 14.2703 | 14.2703 | 14.2703 | 14.2703 | 3.1033 | 3.1033 | 3.1033 | 3.1033 | 3.1033 | 3.1033 | 3.1033 | 3.1033 | 3.1033 | 3.1033 | 3.1033 | 3.1033 | 0 | 0 | 0 | 0 | 0 | 0 | 0 | 0 | 0 | 0 | 0 | 0 | 0 | 0 | 0 | 0 | 0 | 0 | 0 | 0 | 0 | 0 | 0 | 0 | 0 | 0 | 0 | 0 | 0 | 0 | 0 | 0 | 0 | 0 | 0 | 0 | 0 | 0 | 0 | 0
Residential | Whole House Efficiency | HVAC | Efficient Heat Pump (SF SEER 16 Replace Resistance Heat w/CAC) | 18 | 6 | 54.74% | 0 | 8557.9186 | 2.4414 | 110901.3463 | 9.0401 | 20263.3827 | 13760.4728 | 11700 |  | 3.3097 | 0.38983 | 3.2901 | 3.8942 | 13.9459 | 0.01962 | 0.066188 | 24149.9746 | 4264.9062 | 94417.7122 | 54610.0015 | 7340.3006 | 7296.6294 |  | 0 | 0 | 0 | 0 | 0 | 0 | 110901.3463 | 110901.3463 | 110901.3463 | 110901.3463 | 110901.3463 | 110901.3463 | 8557.9186 | 8557.9186 | 8557.9186 | 8557.9186 | 8557.9186 | 8557.9186 | 8557.9186 | 8557.9186 | 8557.9186 | 8557.9186 | 8557.9186 | 8557.9186 | 0 | 0 | 0 | 0 | 0 | 0 | 0 | 0 | 0 | 0 | 0 | 0 | 0 | 0 | 9.0401 | 9.0401 | 9.0401 | 9.0401 | 9.0401 | 9.0401 | 2.4414 | 2.4414 | 2.4414 | 2.4414 | 2.4414 | 2.4414 | 2.4414 | 2.4414 | 2.4414 | 2.4414 | 2.4414 | 2.4414 | 0 | 0 | 0 | 0 | 0 | 0 | 0 | 0 | 0 | 0 | 0 | 0 | 0 | 0 | 0 | 0 | 0 | 0 | 0 | 0 | 0 | 0 | 0 | 0 | 0 | 0 | 0 | 0 | 0 | 0 | 0 | 0 | 0 | 0 | 0 | 0 | 0 | 0 | 0 | 0
Residential | Whole House Efficiency | HVAC | Heat Pump Ductless (SF Mini Split Replace Resistance Heat w/CAC) | 18 | 0 | 59.08% | 0 | 70980.5563 | 1.9518 | 0 | 0 | 8508.6994 | 0 | 7200 |  | 4.9232 | 0.34098 | 5.818 | 5.8811 | 22.6203 | 0.01007 | 0.063639 | 26280.6448 | 5113.7353 | 116233.7896 | 72556.8077 | 4517.1081 | 5338.1548 |  | 0 | 0 | 0 | 0 | 0 | 0 | 70980.5563 | 70980.5563 | 70980.5563 | 70980.5563 | 70980.5563 | 70980.5563 | 70980.5563 | 70980.5563 | 70980.5563 | 70980.5563 | 70980.5563 | 70980.5563 | 70980.5563 | 70980.5563 | 70980.5563 | 70980.5563 | 70980.5563 | 70980.5563 | 0 | 0 | 0 | 0 | 0 | 0 | 0 | 0 | 0 | 0 | 0 | 0 | 0 | 0 | 1.9518 | 1.9518 | 1.9518 | 1.9518 | 1.9518 | 1.9518 | 1.9518 | 1.9518 | 1.9518 | 1.9518 | 1.9518 | 1.9518 | 1.9518 | 1.9518 | 1.9518 | 1.9518 | 1.9518 | 1.9518 | 0 | 0 | 0 | 0 | 0 | 0 | 0 | 0 | 0 | 0 | 0 | 0 | 0 | 0 | 0 | 0 | 0 | 0 | 0 | 0 | 0 | 0 | 0 | 0 | 0 | 0 | 0 | 0 | 0 | 0 | 0 | 0 | 0 | 0 | 0 | 0 | 0 | 0 | 0 | 0
Residential | Whole House Efficiency | HVAC | Heat Pump Ductless (SF Mini Split Replace Resistance Heat/RAC) | 18 | 0 | 59.08% | 0 | 93653.5393 | 7.9255 | 0 | 0 | 11344.9326 | 0 | 9600 |  | 5.2868 | 0.36979 | 6.2477 | 6.2347 | 22.3932 | 0.010176 | 0.064309 | 37628.8796 | 6747.1916 | 153361.7986 | 95733.2852 | 6022.8108 | 7117.5398 |  | 0 | 0 | 0 | 0 | 0 | 0 | 93653.5393 | 93653.5393 | 93653.5393 | 93653.5393 | 93653.5393 | 93653.5393 | 93653.5393 | 93653.5393 | 93653.5393 | 93653.5393 | 93653.5393 | 93653.5393 | 93653.5393 | 93653.5393 | 93653.5393 | 93653.5393 | 93653.5393 | 93653.5393 | 0 | 0 | 0 | 0 | 0 | 0 | 0 | 0 | 0 | 0 | 0 | 0 | 0 | 0 | 7.9255 | 7.9255 | 7.9255 | 7.9255 | 7.9255 | 7.9255 | 7.9255 | 7.9255 | 7.9255 | 7.9255 | 7.9255 | 7.9255 | 7.9255 | 7.9255 | 7.9255 | 7.9255 | 7.9255 | 7.9255 | 0 | 0 | 0 | 0 | 0 | 0 | 0 | 0 | 0 | 0 | 0 | 0 | 0 | 0 | 0 | 0 | 0 | 0 | 0 | 0 | 0 | 0 | 0 | 0 | 0 | 0 | 0 | 0 | 0 | 0 | 0 | 0 | 0 | 0 | 0 | 0 | 0 | 0 | 0 | 0
Residential | Whole House Efficiency | HVAC | Smart Programmable Thermostat (SF ASHP) | 5 | 0 | 59.08% | 0 | 63265.3335 | 12.7062 | 0 | 0 | 7443.9462 | 0 | 6300 |  | 2.6604 | 0.44127 | 3.1435 | 3.0776 | 9.1489 | 0.023125 | 0.062474 | 12424.5638 | 1948.483 | 38774.2083 | 24204.0872 | 3952.4696 | 4670.1541 |  | 0 | 0 | 0 | 0 | 0 | 0 | 63265.3335 | 63265.3335 | 63265.3335 | 63265.3335 | 63265.3335 | 0 | 0 | 0 | 0 | 0 | 0 | 0 | 0 | 0 | 0 | 0 | 0 | 0 | 0 | 0 | 0 | 0 | 0 | 0 | 0 | 0 | 0 | 0 | 0 | 0 | 0 | 0 | 12.7062 | 12.7062 | 12.7062 | 12.7062 | 12.7062 | 0 | 0 | 0 | 0 | 0 | 0 | 0 | 0 | 0 | 0 | 0 | 0 | 0 | 0 | 0 | 0 | 0 | 0 | 0 | 0 | 0 | 0 | 0 | 0 | 0 | 0 | 0 | 0 | 0 | 0 | 0 | 0 | 0 | 0 | 0 | 0 | 0 | 0 | 0 | 0 | 0 | 0 | 0 | 0 | 0 | 0 | 0 | 0 | 0 | 0 | 0 | 0 | 0
Residential | Whole House Efficiency | HVAC | Efficient Heat Pump (MF SEER 15, EER 12.5, HSPF 8.5) | 18 | 0 | 57.25% | 0 | 7549.6845 | 3.6882 | 0 | 0 | 6539.5403 | 0 | 7500 |  | 1.1496 | 0.37969 | 1.0024 | 1.2822 | 4.2564 | 0.09862 | 0.62325 | 4716.7099 | 543.9108 | 12757.8072 | 7717.3389 | 4705.3209 | 4102.7514 |  | 0 | 0 | 0 | 0 | 0 | 0 | 7549.6845 | 7549.6845 | 7549.6845 | 7549.6845 | 7549.6845 | 7549.6845 | 7549.6845 | 7549.6845 | 7549.6845 | 7549.6845 | 7549.6845 | 7549.6845 | 7549.6845 | 7549.6845 | 7549.6845 | 7549.6845 | 7549.6845 | 7549.6845 | 0 | 0 | 0 | 0 | 0 | 0 | 0 | 0 | 0 | 0 | 0 | 0 | 0 | 0 | 3.6882 | 3.6882 | 3.6882 | 3.6882 | 3.6882 | 3.6882 | 3.6882 | 3.6882 | 3.6882 | 3.6882 | 3.6882 | 3.6882 | 3.6882 | 3.6882 | 3.6882 | 3.6882 | 3.6882 | 3.6882 | 0 | 0 | 0 | 0 | 0 | 0 | 0 | 0 | 0 | 0 | 0 | 0 | 0 | 0 | 0 | 0 | 0 | 0 | 0 | 0 | 0 | 0 | 0 | 0 | 0 | 0 | 0 | 0 | 0 | 0 | 0 | 0 | 0 | 0 | 0 | 0 | 0 | 0 | 0 | 0
Residential | Whole House Efficiency | HVAC | Efficient Heat Pump (MF SEER 16, EER 13, HSPF 9) | 18 | 0 | 57.25% | 0 | 8950.3697 | 2.5534 | 0 | 0 | 6801.1219 | 0 | 5850 |  | 1.0752 | 0.35787 | 1.25 | 1.2263 | 4.4049 | 0.064886 | 0.41006 | 4587.5821 | 644.822 | 15124.75 | 9149.1288 | 3670.1503 | 4266.8615 |  | 0 | 0 | 0 | 0 | 0 | 0 | 8950.3697 | 8950.3697 | 8950.3697 | 8950.3697 | 8950.3697 | 8950.3697 | 8950.3697 | 8950.3697 | 8950.3697 | 8950.3697 | 8950.3697 | 8950.3697 | 8950.3697 | 8950.3697 | 8950.3697 | 8950.3697 | 8950.3697 | 8950.3697 | 0 | 0 | 0 | 0 | 0 | 0 | 0 | 0 | 0 | 0 | 0 | 0 | 0 | 0 | 2.5534 | 2.5534 | 2.5534 | 2.5534 | 2.5534 | 2.5534 | 2.5534 | 2.5534 | 2.5534 | 2.5534 | 2.5534 | 2.5534 | 2.5534 | 2.5534 | 2.5534 | 2.5534 | 2.5534 | 2.5534 | 0 | 0 | 0 | 0 | 0 | 0 | 0 | 0 | 0 | 0 | 0 | 0 | 0 | 0 | 0 | 0 | 0 | 0 | 0 | 0 | 0 | 0 | 0 | 0 | 0 | 0 | 0 | 0 | 0 | 0 | 0 | 0 | 0 | 0 | 0 | 0 | 0 | 0 | 0 | 0
Residential | Whole House Efficiency | HVAC | Efficient Heat Pump (MF SEER 14 Replace Resistance Heat w/CAC) | 18 | 6 | 57.25% | 0 | 0 | 0 | 864527.3349 | 63.3144 | 116239.0705 | 116239.0705 | 31500 |  | 6.2152 | 0.41479 | 8.5461 | 7.3493 | 24.2956 | 0.0073102 | 0.022859 | 168890.8284 | 30818.8354 | 640443.1566 | 387411.1616 | 19762.3478 | 27173.8264 |  | 0 | 0 | 0 | 0 | 0 | 0 | 864527.3349 | 864527.3349 | 864527.3349 | 864527.3349 | 864527.3349 | 864527.3349 | 0 | 0 | 0 | 0 | 0 | 0 | 0 | 0 | 0 | 0 | 0 | 0 | 0 | 0 | 0 | 0 | 0 | 0 | 0 | 0 | 0 | 0 | 0 | 0 | 0 | 0 | 63.3144 | 63.3144 | 63.3144 | 63.3144 | 63.3144 | 63.3144 | 0 | 0 | 0 | 0 | 0 | 0 | 0 | 0 | 0 | 0 | 0 | 0 | 0 | 0 | 0 | 0 | 0 | 0 | 0 | 0 | 0 | 0 | 0 | 0 | 0 | 0 | 0 | 0 | 0 | 0 | 0 | 0 | 0 | 0 | 0 | 0 | 0 | 0 | 0 | 0 | 0 | 0 | 0 | 0 | 0 | 0 | 0 | 0 | 0 | 0 | 0 | 0
Residential | Whole House Efficiency | HVAC | Efficient Heat Pump (MF SEER 15 Replace Resistance Heat w/CAC) | 18 | 6 | 57.25% | 0 | 6643.7224 | 3.2456 | 187782.7831 | 14.9247 | 30109.6483 | 24354.8529 | 13200 |  | 4.2058 | 0.40657 | 4.7251 | 4.9513 | 16.5194 | 0.013611 | 0.044101 | 39130.4811 | 6935.9213 | 145414.9603 | 87963.1207 | 8281.3648 | 9303.9849 |  | 0 | 0 | 0 | 0 | 0 | 0 | 187782.7831 | 187782.7831 | 187782.7831 | 187782.7831 | 187782.7831 | 187782.7831 | 6643.7224 | 6643.7224 | 6643.7224 | 6643.7224 | 6643.7224 | 6643.7224 | 6643.7224 | 6643.7224 | 6643.7224 | 6643.7224 | 6643.7224 | 6643.7224 | 0 | 0 | 0 | 0 | 0 | 0 | 0 | 0 | 0 | 0 | 0 | 0 | 0 | 0 | 14.9247 | 14.9247 | 14.9247 | 14.9247 | 14.9247 | 14.9247 | 3.2456 | 3.2456 | 3.2456 | 3.2456 | 3.2456 | 3.2456 | 3.2456 | 3.2456 | 3.2456 | 3.2456 | 3.2456 | 3.2456 | 0 | 0 | 0 | 0 | 0 | 0 | 0 | 0 | 0 | 0 | 0 | 0 | 0 | 0 | 0 | 0 | 0 | 0 | 0 | 0 | 0 | 0 | 0 | 0 | 0 | 0 | 0 | 0 | 0 | 0 | 0 | 0 | 0 | 0 | 0 | 0 | 0 | 0 | 0 | 0
Residential | Whole House Efficiency | HVAC | Efficient Heat Pump (MF SEER 16 Replace Resistance Heat w/CAC) | 18 | 6 | 57.25% | 0 | 5507.9198 | 1.5713 | 71376.6692 | 5.8182 | 13041.6159 | 8856.3101 | 7200 |  | 3.3097 | 0.39186 | 3.4409 | 3.8942 | 13.3344 | 0.01876 | 0.063285 | 15543.0462 | 2744.9153 | 58103.2075 | 35147.274 | 4517.1081 | 4696.1477 |  | 0 | 0 | 0 | 0 | 0 | 0 | 71376.6692 | 71376.6692 | 71376.6692 | 71376.6692 | 71376.6692 | 71376.6692 | 5507.9198 | 5507.9198 | 5507.9198 | 5507.9198 | 5507.9198 | 5507.9198 | 5507.9198 | 5507.9198 | 5507.9198 | 5507.9198 | 5507.9198 | 5507.9198 | 0 | 0 | 0 | 0 | 0 | 0 | 0 | 0 | 0 | 0 | 0 | 0 | 0 | 0 | 5.8182 | 5.8182 | 5.8182 | 5.8182 | 5.8182 | 5.8182 | 1.5713 | 1.5713 | 1.5713 | 1.5713 | 1.5713 | 1.5713 | 1.5713 | 1.5713 | 1.5713 | 1.5713 | 1.5713 | 1.5713 | 0 | 0 | 0 | 0 | 0 | 0 | 0 | 0 | 0 | 0 | 0 | 0 | 0 | 0 | 0 | 0 | 0 | 0 | 0 | 0 | 0 | 0 | 0 | 0 | 0 | 0 | 0 | 0 | 0 | 0 | 0 | 0 | 0 | 0 | 0 | 0 | 0 | 0 | 0 | 0
Residential | Whole House Efficiency | HVAC | Heat Pump Ductless (MF Mini Split Replace Resistance Heat w/CAC) | 18 | 0 | 57.25% | 0 | 61141.0153 | 1.6812 | 0 | 0 | 7329.1976 | 0 | 6400 |  | 4.9232 | 0.34034 | 5.638 | 5.8811 | 23.3428 | 0.010392 | 0.065671 | 22637.5417 | 4404.8537 | 103318.9241 | 62498.762 | 4015.2072 | 4598.1636 |  | 0 | 0 | 0 | 0 | 0 | 0 | 61141.0153 | 61141.0153 | 61141.0153 | 61141.0153 | 61141.0153 | 61141.0153 | 61141.0153 | 61141.0153 | 61141.0153 | 61141.0153 | 61141.0153 | 61141.0153 | 61141.0153 | 61141.0153 | 61141.0153 | 61141.0153 | 61141.0153 | 61141.0153 | 0 | 0 | 0 | 0 | 0 | 0 | 0 | 0 | 0 | 0 | 0 | 0 | 0 | 0 | 1.6812 | 1.6812 | 1.6812 | 1.6812 | 1.6812 | 1.6812 | 1.6812 | 1.6812 | 1.6812 | 1.6812 | 1.6812 | 1.6812 | 1.6812 | 1.6812 | 1.6812 | 1.6812 | 1.6812 | 1.6812 | 0 | 0 | 0 | 0 | 0 | 0 | 0 | 0 | 0 | 0 | 0 | 0 | 0 | 0 | 0 | 0 | 0 | 0 | 0 | 0 | 0 | 0 | 0 | 0 | 0 | 0 | 0 | 0 | 0 | 0 | 0 | 0 | 0 | 0 | 0 | 0 | 0 | 0 | 0 | 0
Residential | Whole House Efficiency | HVAC | Heat Pump Ductless (MF Mini Split Replace Resistance Heat/RAC) | 18 | 0 | 57.25% | 0 | 75629.0628 | 6.4002 | 0 | 0 | 9161.497 | 0 | 8000 |  | 5.2868 | 0.3691 | 6.0544 | 6.2347 | 23.1084 | 0.010501 | 0.066363 | 30386.859 | 5448.6331 | 127801.4989 | 77308.5427 | 5019.009 | 5747.7044 |  | 0 | 0 | 0 | 0 | 0 | 0 | 75629.0628 | 75629.0628 | 75629.0628 | 75629.0628 | 75629.0628 | 75629.0628 | 75629.0628 | 75629.0628 | 75629.0628 | 75629.0628 | 75629.0628 | 75629.0628 | 75629.0628 | 75629.0628 | 75629.0628 | 75629.0628 | 75629.0628 | 75629.0628 | 0 | 0 | 0 | 0 | 0 | 0 | 0 | 0 | 0 | 0 | 0 | 0 | 0 | 0 | 6.4002 | 6.4002 | 6.4002 | 6.4002 | 6.4002 | 6.4002 | 6.4002 | 6.4002 | 6.4002 | 6.4002 | 6.4002 | 6.4002 | 6.4002 | 6.4002 | 6.4002 | 6.4002 | 6.4002 | 6.4002 | 0 | 0 | 0 | 0 | 0 | 0 | 0 | 0 | 0 | 0 | 0 | 0 | 0 | 0 | 0 | 0 | 0 | 0 | 0 | 0 | 0 | 0 | 0 | 0 | 0 | 0 | 0 | 0 | 0 | 0 | 0 | 0 | 0 | 0 | 0 | 0 | 0 | 0 | 0 | 0
Residential | Whole House Efficiency | HVAC | Smart Programmable Thermostat (MF ASHP) | 5 | 0 | 57.25% | 0 | 21895.4331 | 4.3975 | 0 | 0 | 2576.2675 | 0 | 2250 |  | 2.6604 | 0.4393 | 3.0462 | 3.0776 | 9.4411 | 0.023863 | 0.06447 | 4300.0043 | 674.3484 | 13847.9315 | 8376.7672 | 1411.5963 | 1616.2887 |  | 0 | 0 | 0 | 0 | 0 | 0 | 21895.4331 | 21895.4331 | 21895.4331 | 21895.4331 | 21895.4331 | 0 | 0 | 0 | 0 | 0 | 0 | 0 | 0 | 0 | 0 | 0 | 0 | 0 | 0 | 0 | 0 | 0 | 0 | 0 | 0 | 0 | 0 | 0 | 0 | 0 | 0 | 0 | 4.3975 | 4.3975 | 4.3975 | 4.3975 | 4.3975 | 0 | 0 | 0 | 0 | 0 | 0 | 0 | 0 | 0 | 0 | 0 | 0 | 0 | 0 | 0 | 0 | 0 | 0 | 0 | 0 | 0 | 0 | 0 | 0 | 0 | 0 | 0 | 0 | 0 | 0 | 0 | 0 | 0 | 0 | 0 | 0 | 0 | 0 | 0 | 0 | 0 | 0 | 0 | 0 | 0 | 0 | 0 | 0 | 0 | 0 | 0 | 0 | 0
Residential | Residential Home Performance | 0 | Behavioral Reports | 2 | 0 | 98% | 0 | 12425687.0864 | 2518.1646 | 0 | 0 | 0 | 0 | 0 |  | n/a | 0.52825 | n/a | n/a | n/a | 0 | 0 | 1081509.1322 | 171095.3676 | 1977202.3796 | 2047341.5063 | 0 | 0 |  | 0 | 0 | 0 | 0 | 0 | 0 | 12425687.0864 | 12425687.0864 | 0 | 0 | 0 | 0 | 0 | 0 | 0 | 0 | 0 | 0 | 0 | 0 | 0 | 0 | 0 | 0 | 0 | 0 | 0 | 0 | 0 | 0 | 0 | 0 | 0 | 0 | 0 | 0 | 0 | 0 | 2518.1646 | 2518.1646 | 0 | 0 | 0 | 0 | 0 | 0 | 0 | 0 | 0 | 0 | 0 | 0 | 0 | 0 | 0 | 0 | 0 | 0 | 0 | 0 | 0 | 0 | 0 | 0 | 0 | 0 | 0 | 0 | 0 | 0 | 0 | 0 | 0 | 0 | 0 | 0 | 0 | 0 | 0 | 0 | 0 | 0 | 0 | 0 | 0 | 0 | 0 | 0 | 0 | 0 | 0 | 0 | 0 | 0 | 0 | 0
Residential | Targeted Energy Efficiency | Tier 1 | Standard CFL | 5 | 0 | 84.24% | 0 | 0 | 0 | 0 | 0 | 0 | 0 | 0 |  | n/a | n/a | n/a | n/a | n/a | 0 | 0 | 0 | 0 | 0 | 0 | 0 | 0 |  | 0 | 0 | 0 | 0 | 0 | 0 | 0 | 0 | 0 | 0 | 0 | 0 | 0 | 0 | 0 | 0 | 0 | 0 | 0 | 0 | 0 | 0 | 0 | 0 | 0 | 0 | 0 | 0 | 0 | 0 | 0 | 0 | 0 | 0 | 0 | 0 | 0 | 0 | 0 | 0 | 0 | 0 | 0 | 0 | 0 | 0 | 0 | 0 | 0 | 0 | 0 | 0 | 0 | 0 | 0 | 0 | 0 | 0 | 0 | 0 | 0 | 0 | 0 | 0 | 0 | 0 | 0 | 0 | 0 | 0 | 0 | 0 | 0 | 0 | 0 | 0 | 0 | 0 | 0 | 0 | 0 | 0 | 0 | 0 | 0 | 0 | 0 | 0 | 0 | 0 | 0 | 0 | 0 | 0 | 0 | 0
Residential | Targeted Energy Efficiency | Tier 1 | LED | 15 | 0 | 84.24% | 0 | 0 | 0 | 0 | 0 | 0 | 0 | 0 |  | n/a | n/a | n/a | n/a | n/a | 0 | 0 | 0 | 0 | 0 | 0 | 0 | 0 |  | 0 | 0 | 0 | 0 | 0 | 0 | 0 | 0 | 0 | 0 | 0 | 0 | 0 | 0 | 0 | 0 | 0 | 0 | 0 | 0 | 0 | 0 | 0 | 0 | 0 | 0 | 0 | 0 | 0 | 0 | 0 | 0 | 0 | 0 | 0 | 0 | 0 | 0 | 0 | 0 | 0 | 0 | 0 | 0 | 0 | 0 | 0 | 0 | 0 | 0 | 0 | 0 | 0 | 0 | 0 | 0 | 0 | 0 | 0 | 0 | 0 | 0 | 0 | 0 | 0 | 0 | 0 | 0 | 0 | 0 | 0 | 0 | 0 | 0 | 0 | 0 | 0 | 0 | 0 | 0 | 0 | 0 | 0 | 0 | 0 | 0 | 0 | 0 | 0 | 0 | 0 | 0 | 0 | 0 | 0 | 0
Residential | Targeted Energy Efficiency | Tier 1 | Pipe Insulated (Electric DHW) | 15 | 0 | 84.24% | 0 | 9393.103 | 1.0865 | 0 | 0 | 0 | 0 | 0 |  | n/a | 0.41868 | n/a | n/a | n/a | 0 | 0 | 3577.3698 | 618.4662 | 9599.649 | 8544.3497 | 0 | 0 |  | 0 | 0 | 0 | 0 | 0 | 0 | 9393.103 | 9393.103 | 9393.103 | 9393.103 | 9393.103 | 9393.103 | 9393.103 | 9393.103 | 9393.103 | 9393.103 | 9393.103 | 9393.103 | 9393.103 | 9393.103 | 9393.103 | 0 | 0 | 0 | 0 | 0 | 0 | 0 | 0 | 0 | 0 | 0 | 0 | 0 | 0 | 0 | 0 | 0 | 1.0865 | 1.0865 | 1.0865 | 1.0865 | 1.0865 | 1.0865 | 1.0865 | 1.0865 | 1.0865 | 1.0865 | 1.0865 | 1.0865 | 1.0865 | 1.0865 | 1.0865 | 0 | 0 | 0 | 0 | 0 | 0 | 0 | 0 | 0 | 0 | 0 | 0 | 0 | 0 | 0 | 0 | 0 | 0 | 0 | 0 | 0 | 0 | 0 | 0 | 0 | 0 | 0 | 0 | 0 | 0 | 0 | 0 | 0 | 0 | 0 | 0 | 0 | 0 | 0 | 0 | 0 | 0 | 0
Residential | Targeted Energy Efficiency | Tier 1 | Pipe Insulated (Natural Gas DHW) | 15 | 0 | 84.24% | 49.1061 | 0 | 0 | 0 | 0 | 0 | 0 | 0 |  | n/a | 0.48588 | n/a | n/a | n/a | 0 | 0 | 198.1037 | 0 | 458.0826 | 407.7251 | 0 | 0 |  | 0 | 0 | 0 | 0 | 0 | 0 | 0 | 0 | 0 | 0 | 0 | 0 | 0 | 0 | 0 | 0 | 0 | 0 | 0 | 0 | 0 | 0 | 0 | 0 | 0 | 0 | 0 | 0 | 0 | 0 | 0 | 0 | 0 | 0 | 0 | 0 | 0 | 0 | 0 | 0 | 0 | 0 | 0 | 0 | 0 | 0 | 0 | 0 | 0 | 0 | 0 | 0 | 0 | 0 | 0 | 0 | 0 | 0 | 0 | 0 | 0 | 0 | 0 | 0 | 0 | 0 | 0 | 0 | 0 | 0 | 49.1061 | 49.1061 | 49.1061 | 49.1061 | 49.1061 | 49.1061 | 49.1061 | 49.1061 | 49.1061 | 49.1061 | 49.1061 | 49.1061 | 49.1061 | 49.1061 | 49.1061 | 0 | 0 | 0 | 0 | 0 | 0 | 0 | 0 | 0 | 0 | 0
Residential | Targeted Energy Efficiency | Tier 1 | Water Heater Tank Wrap (Electric DHW) | 5 | 0 | 84.24% | 0 | 11992.6096 | 1.3872 | 0 | 0 | 0 | 0 | 0 |  | n/a | 0.46484 | n/a | n/a | n/a | 0 | 0 | 2132.752 | 369.3554 | 5154.8133 | 4588.1394 | 0 | 0 |  | 0 | 0 | 0 | 0 | 0 | 0 | 11992.6096 | 11992.6096 | 11992.6096 | 11992.6096 | 11992.6096 | 0 | 0 | 0 | 0 | 0 | 0 | 0 | 0 | 0 | 0 | 0 | 0 | 0 | 0 | 0 | 0 | 0 | 0 | 0 | 0 | 0 | 0 | 0 | 0 | 0 | 0 | 0 | 1.3872 | 1.3872 | 1.3872 | 1.3872 | 1.3872 | 0 | 0 | 0 | 0 | 0 | 0 | 0 | 0 | 0 | 0 | 0 | 0 | 0 | 0 | 0 | 0 | 0 | 0 | 0 | 0 | 0 | 0 | 0 | 0 | 0 | 0 | 0 | 0 | 0 | 0 | 0 | 0 | 0 | 0 | 0 | 0 | 0 | 0 | 0 | 0 | 0 | 0 | 0 | 0 | 0 | 0 | 0 | 0 | 0 | 0 | 0 | 0 | 0
Residential | Targeted Energy Efficiency | Tier 1 | Low Flow Faucet Aerator - Single Family (Electric DHW) | 9 | 0 | 84.24% | 0 | 5655.8621 | 2.4313 | 0 | 0 | 0 | 0 | 0 |  | n/a | 0.62399 | n/a | n/a | n/a | 0 | 0 | 2208.897 | 272.2057 | 3977.1898 | 3539.9732 | 0 | 0 |  | 0 | 0 | 0 | 0 | 0 | 0 | 5655.8621 | 5655.8621 | 5655.8621 | 5655.8621 | 5655.8621 | 5655.8621 | 5655.8621 | 5655.8621 | 5655.8621 | 0 | 0 | 0 | 0 | 0 | 0 | 0 | 0 | 0 | 0 | 0 | 0 | 0 | 0 | 0 | 0 | 0 | 0 | 0 | 0 | 0 | 0 | 0 | 2.4313 | 2.4313 | 2.4313 | 2.4313 | 2.4313 | 2.4313 | 2.4313 | 2.4313 | 2.4313 | 0 | 0 | 0 | 0 | 0 | 0 | 0 | 0 | 0 | 0 | 0 | 0 | 0 | 0 | 0 | 0 | 0 | 0 | 0 | 0 | 0 | 0 | 0 | 0 | 0 | 0 | 0 | 0 | 0 | 0 | 0 | 0 | 0 | 0 | 0 | 0 | 0 | 0 | 0 | 0 | 0 | 0 | 0 | 0 | 0 | 0 | 0 | 0 | 0
Residential | Targeted Energy Efficiency | Tier 1 | Low Flow Faucet Aerator - Single Family (Natural Gas DHW) | 9 | 0 | 84.24% | 30.3074 | 0 | 0 | 0 | 0 | 0 | 0 | 0 |  | n/a | 0.48588 | n/a | n/a | n/a | 0 | 0 | 85.0831 | 0 | 196.7409 | 175.113 | 0 | 0 |  | 0 | 0 | 0 | 0 | 0 | 0 | 0 | 0 | 0 | 0 | 0 | 0 | 0 | 0 | 0 | 0 | 0 | 0 | 0 | 0 | 0 | 0 | 0 | 0 | 0 | 0 | 0 | 0 | 0 | 0 | 0 | 0 | 0 | 0 | 0 | 0 | 0 | 0 | 0 | 0 | 0 | 0 | 0 | 0 | 0 | 0 | 0 | 0 | 0 | 0 | 0 | 0 | 0 | 0 | 0 | 0 | 0 | 0 | 0 | 0 | 0 | 0 | 0 | 0 | 0 | 0 | 0 | 0 | 0 | 0 | 30.3074 | 30.3074 | 30.3074 | 30.3074 | 30.3074 | 30.3074 | 30.3074 | 30.3074 | 30.3074 | 0 | 0 | 0 | 0 | 0 | 0 | 0 | 0 | 0 | 0 | 0 | 0 | 0 | 0 | 0 | 0 | 0
Residential | Targeted Energy Efficiency | Tier 1 | Low Flow Showerhead - Single Family (Electric DHW) | 10 | 0 | 84.24% | 0 | 11178.531 | 1.1129 | 0 | 0 | 0 | 0 | 0 |  | n/a | 0.43132 | n/a | n/a | n/a | 0 | 0 | 3275.6697 | 577.7303 | 8532.5492 | 7594.5573 | 0 | 0 |  | 0 | 0 | 0 | 0 | 0 | 0 | 11178.531 | 11178.531 | 11178.531 | 11178.531 | 11178.531 | 11178.531 | 11178.531 | 11178.531 | 11178.531 | 11178.531 | 0 | 0 | 0 | 0 | 0 | 0 | 0 | 0 | 0 | 0 | 0 | 0 | 0 | 0 | 0 | 0 | 0 | 0 | 0 | 0 | 0 | 0 | 1.1129 | 1.1129 | 1.1129 | 1.1129 | 1.1129 | 1.1129 | 1.1129 | 1.1129 | 1.1129 | 1.1129 | 0 | 0 | 0 | 0 | 0 | 0 | 0 | 0 | 0 | 0 | 0 | 0 | 0 | 0 | 0 | 0 | 0 | 0 | 0 | 0 | 0 | 0 | 0 | 0 | 0 | 0 | 0 | 0 | 0 | 0 | 0 | 0 | 0 | 0 | 0 | 0 | 0 | 0 | 0 | 0 | 0 | 0 | 0 | 0 | 0 | 0 | 0 | 0
Residential | Targeted Energy Efficiency | Tier 1 | Low Flow Showerhead - Single Family (Natural Gas DHW) | 10 | 0 | 84.24% | 59.9012 | 0 | 0 | 0 | 0 | 0 | 0 | 0 |  | n/a | 0.48588 | n/a | n/a | n/a | 0 | 0 | 182.1723 | 0 | 421.2438 | 374.936 | 0 | 0 |  | 0 | 0 | 0 | 0 | 0 | 0 | 0 | 0 | 0 | 0 | 0 | 0 | 0 | 0 | 0 | 0 | 0 | 0 | 0 | 0 | 0 | 0 | 0 | 0 | 0 | 0 | 0 | 0 | 0 | 0 | 0 | 0 | 0 | 0 | 0 | 0 | 0 | 0 | 0 | 0 | 0 | 0 | 0 | 0 | 0 | 0 | 0 | 0 | 0 | 0 | 0 | 0 | 0 | 0 | 0 | 0 | 0 | 0 | 0 | 0 | 0 | 0 | 0 | 0 | 0 | 0 | 0 | 0 | 0 | 0 | 59.9012 | 59.9012 | 59.9012 | 59.9012 | 59.9012 | 59.9012 | 59.9012 | 59.9012 | 59.9012 | 59.9012 | 0 | 0 | 0 | 0 | 0 | 0 | 0 | 0 | 0 | 0 | 0 | 0 | 0 | 0 | 0 | 0
Residential | Targeted Energy Efficiency | Tier 1 | Air Sealing 20% ACH Reduction (ASHP) | 15 | 0 | 84.24% | 0 | 7535.9438 | 3.362 | 0 | 0 | 0 | 0 | 0 |  | n/a | 0.59966 | n/a | n/a | n/a | 0 | 0 | 4110.6402 | 496.1861 | 7701.6525 | 6855.002 | 0 | 0 |  | 0 | 0 | 0 | 0 | 0 | 0 | 7535.9438 | 7535.9438 | 7535.9438 | 7535.9438 | 7535.9438 | 7535.9438 | 7535.9438 | 7535.9438 | 7535.9438 | 7535.9438 | 7535.9438 | 7535.9438 | 7535.9438 | 7535.9438 | 7535.9438 | 0 | 0 | 0 | 0 | 0 | 0 | 0 | 0 | 0 | 0 | 0 | 0 | 0 | 0 | 0 | 0 | 0 | 3.362 | 3.362 | 3.362 | 3.362 | 3.362 | 3.362 | 3.362 | 3.362 | 3.362 | 3.362 | 3.362 | 3.362 | 3.362 | 3.362 | 3.362 | 0 | 0 | 0 | 0 | 0 | 0 | 0 | 0 | 0 | 0 | 0 | 0 | 0 | 0 | 0 | 0 | 0 | 0 | 0 | 0 | 0 | 0 | 0 | 0 | 0 | 0 | 0 | 0 | 0 | 0 | 0 | 0 | 0 | 0 | 0 | 0 | 0 | 0 | 0 | 0 | 0 | 0 | 0
Residential | Targeted Energy Efficiency | Tier 1 | Air Sealing 20% ACH Reduction (CAC & Electric Heat) | 15 | 0 | 84.24% | 0 | 38037.9667 | 5.1314 | 0 | 0 | 0 | 0 | 0 |  | n/a | 0.42921 | n/a | n/a | n/a | 0 | 0 | 14851.1938 | 2504.5183 | 38874.3877 | 34600.8863 | 0 | 0 |  | 0 | 0 | 0 | 0 | 0 | 0 | 38037.9667 | 38037.9667 | 38037.9667 | 38037.9667 | 38037.9667 | 38037.9667 | 38037.9667 | 38037.9667 | 38037.9667 | 38037.9667 | 38037.9667 | 38037.9667 | 38037.9667 | 38037.9667 | 38037.9667 | 0 | 0 | 0 | 0 | 0 | 0 | 0 | 0 | 0 | 0 | 0 | 0 | 0 | 0 | 0 | 0 | 0 | 5.1314 | 5.1314 | 5.1314 | 5.1314 | 5.1314 | 5.1314 | 5.1314 | 5.1314 | 5.1314 | 5.1314 | 5.1314 | 5.1314 | 5.1314 | 5.1314 | 5.1314 | 0 | 0 | 0 | 0 | 0 | 0 | 0 | 0 | 0 | 0 | 0 | 0 | 0 | 0 | 0 | 0 | 0 | 0 | 0 | 0 | 0 | 0 | 0 | 0 | 0 | 0 | 0 | 0 | 0 | 0 | 0 | 0 | 0 | 0 | 0 | 0 | 0 | 0 | 0 | 0 | 0 | 0 | 0
Residential | Targeted Energy Efficiency | Tier 1 | Duct Sealing 10% (ASHP) | 20 | 0 | 84.24% | 0 | 8037.4634 | 4.2814 | 0 | 0 | 0 | 0 | 0 |  | n/a | 0.62874 | n/a | n/a | n/a | 0 | 0 | 5499.5172 | 606.3812 | 9827.1922 | 8746.8789 | 0 | 0 |  | 0 | 0 | 0 | 0 | 0 | 0 | 8037.4634 | 8037.4634 | 8037.4634 | 8037.4634 | 8037.4634 | 8037.4634 | 8037.4634 | 8037.4634 | 8037.4634 | 8037.4634 | 8037.4634 | 8037.4634 | 8037.4634 | 8037.4634 | 8037.4634 | 8037.4634 | 8037.4634 | 8037.4634 | 8037.4634 | 8037.4634 | 0 | 0 | 0 | 0 | 0 | 0 | 0 | 0 | 0 | 0 | 0 | 0 | 4.2814 | 4.2814 | 4.2814 | 4.2814 | 4.2814 | 4.2814 | 4.2814 | 4.2814 | 4.2814 | 4.2814 | 4.2814 | 4.2814 | 4.2814 | 4.2814 | 4.2814 | 4.2814 | 4.2814 | 4.2814 | 4.2814 | 4.2814 | 0 | 0 | 0 | 0 | 0 | 0 | 0 | 0 | 0 | 0 | 0 | 0 | 0 | 0 | 0 | 0 | 0 | 0 | 0 | 0 | 0 | 0 | 0 | 0 | 0 | 0 | 0 | 0 | 0 | 0 | 0 | 0 | 0 | 0 | 0 | 0 | 0 | 0
Residential | Targeted Energy Efficiency | Tier 1 | Duct Sealing 10% (CAC & Electric Heat) | 20 | 0 | 84.24% | 0 | 41560.5043 | 3.2531 | 0 | 0 | 0 | 0 | 0 |  | n/a | 0.38519 | n/a | n/a | n/a | 0 | 0 | 17421.834 | 3135.5052 | 50814.9208 | 45228.7843 | 0 | 0 |  | 0 | 0 | 0 | 0 | 0 | 0 | 41560.5043 | 41560.5043 | 41560.5043 | 41560.5043 | 41560.5043 | 41560.5043 | 41560.5043 | 41560.5043 | 41560.5043 | 41560.5043 | 41560.5043 | 41560.5043 | 41560.5043 | 41560.5043 | 41560.5043 | 41560.5043 | 41560.5043 | 41560.5043 | 41560.5043 | 41560.5043 | 0 | 0 | 0 | 0 | 0 | 0 | 0 | 0 | 0 | 0 | 0 | 0 | 3.2531 | 3.2531 | 3.2531 | 3.2531 | 3.2531 | 3.2531 | 3.2531 | 3.2531 | 3.2531 | 3.2531 | 3.2531 | 3.2531 | 3.2531 | 3.2531 | 3.2531 | 3.2531 | 3.2531 | 3.2531 | 3.2531 | 3.2531 | 0 | 0 | 0 | 0 | 0 | 0 | 0 | 0 | 0 | 0 | 0 | 0 | 0 | 0 | 0 | 0 | 0 | 0 | 0 | 0 | 0 | 0 | 0 | 0 | 0 | 0 | 0 | 0 | 0 | 0 | 0 | 0 | 0 | 0 | 0 | 0 | 0 | 0
Residential | Targeted Energy Efficiency | Tier 1 | Attic Insulation R-38 (ASHP) | 25 | 0 | 84.24% | 0 | 1987.9523 | 1.215 | 0 | 0 | 0 | 0 | 0 |  | n/a | 0.65842 | n/a | n/a | n/a | 0 | 0 | 1605.3443 | 162.9226 | 2739.2958 | 2438.1622 | 0 | 0 |  | 0 | 0 | 0 | 0 | 0 | 0 | 1987.9523 | 1987.9523 | 1987.9523 | 1987.9523 | 1987.9523 | 1987.9523 | 1987.9523 | 1987.9523 | 1987.9523 | 1987.9523 | 1987.9523 | 1987.9523 | 1987.9523 | 1987.9523 | 1987.9523 | 1987.9523 | 1987.9523 | 1987.9523 | 1987.9523 | 1987.9523 | 1987.9523 | 1987.9523 | 1987.9523 | 1987.9523 | 1987.9523 | 0 | 0 | 0 | 0 | 0 | 0 | 0 | 1.215 | 1.215 | 1.215 | 1.215 | 1.215 | 1.215 | 1.215 | 1.215 | 1.215 | 1.215 | 1.215 | 1.215 | 1.215 | 1.215 | 1.215 | 1.215 | 1.215 | 1.215 | 1.215 | 1.215 | 1.215 | 1.215 | 1.215 | 1.215 | 1.215 | 0 | 0 | 0 | 0 | 0 | 0 | 0 | 0 | 0 | 0 | 0 | 0 | 0 | 0 | 0 | 0 | 0 | 0 | 0 | 0 | 0 | 0 | 0 | 0 | 0 | 0 | 0 | 0 | 0 | 0 | 0 | 0 | 0
Residential | Targeted Energy Efficiency | Tier 1 | Attic Insulation R-38 (CAC & Electric Heat) | 25 | 0 | 84.24% | 0 | 11370.1791 | 0.37755 | 0 | 0 | 0 | 0 | 0 |  | n/a | 0.35317 | n/a | n/a | n/a | 0 | 0 | 4925.0852 | 931.843 | 15667.5208 | 13945.1742 | 0 | 0 |  | 0 | 0 | 0 | 0 | 0 | 0 | 11370.1791 | 11370.1791 | 11370.1791 | 11370.1791 | 11370.1791 | 11370.1791 | 11370.1791 | 11370.1791 | 11370.1791 | 11370.1791 | 11370.1791 | 11370.1791 | 11370.1791 | 11370.1791 | 11370.1791 | 11370.1791 | 11370.1791 | 11370.1791 | 11370.1791 | 11370.1791 | 11370.1791 | 11370.1791 | 11370.1791 | 11370.1791 | 11370.1791 | 0 | 0 | 0 | 0 | 0 | 0 | 0 | 0.37755 | 0.37755 | 0.37755 | 0.37755 | 0.37755 | 0.37755 | 0.37755 | 0.37755 | 0.37755 | 0.37755 | 0.37755 | 0.37755 | 0.37755 | 0.37755 | 0.37755 | 0.37755 | 0.37755 | 0.37755 | 0.37755 | 0.37755 | 0.37755 | 0.37755 | 0.37755 | 0.37755 | 0.37755 | 0 | 0 | 0 | 0 | 0 | 0 | 0 | 0 | 0 | 0 | 0 | 0 | 0 | 0 | 0 | 0 | 0 | 0 | 0 | 0 | 0 | 0 | 0 | 0 | 0 | 0 | 0 | 0 | 0 | 0 | 0 | 0 | 0
Residential | Targeted Energy Efficiency | Tier 1 | Basement Sidewall Insulation R-13 (ASHP) | 25 | 0 | 84.24% | 0 | 0 | 0 | 0 | 0 | 0 | 0 | 0 |  | n/a | n/a | n/a | n/a | n/a | 0 | 0 | 0 | 0 | 0 | 0 | 0 | 0 |  | 0 | 0 | 0 | 0 | 0 | 0 | 0 | 0 | 0 | 0 | 0 | 0 | 0 | 0 | 0 | 0 | 0 | 0 | 0 | 0 | 0 | 0 | 0 | 0 | 0 | 0 | 0 | 0 | 0 | 0 | 0 | 0 | 0 | 0 | 0 | 0 | 0 | 0 | 0 | 0 | 0 | 0 | 0 | 0 | 0 | 0 | 0 | 0 | 0 | 0 | 0 | 0 | 0 | 0 | 0 | 0 | 0 | 0 | 0 | 0 | 0 | 0 | 0 | 0 | 0 | 0 | 0 | 0 | 0 | 0 | 0 | 0 | 0 | 0 | 0 | 0 | 0 | 0 | 0 | 0 | 0 | 0 | 0 | 0 | 0 | 0 | 0 | 0 | 0 | 0 | 0 | 0 | 0 | 0 | 0 | 0
Residential | Targeted Energy Efficiency | Tier 1 | Basement Sidewall Insulation R-13 (CAC & Electric Heat) | 25 | 0 | 84.24% | 0 | 4916.4634 | 0.12892 | 0 | 0 | 0 | 0 | 0 |  | n/a | 0.34949 | n/a | n/a | n/a | 0 | 0 | 2107.3699 | 402.9287 | 6774.6331 | 6029.8907 | 0 | 0 |  | 0 | 0 | 0 | 0 | 0 | 0 | 4916.4634 | 4916.4634 | 4916.4634 | 4916.4634 | 4916.4634 | 4916.4634 | 4916.4634 | 4916.4634 | 4916.4634 | 4916.4634 | 4916.4634 | 4916.4634 | 4916.4634 | 4916.4634 | 4916.4634 | 4916.4634 | 4916.4634 | 4916.4634 | 4916.4634 | 4916.4634 | 4916.4634 | 4916.4634 | 4916.4634 | 4916.4634 | 4916.4634 | 0 | 0 | 0 | 0 | 0 | 0 | 0 | 0.12892 | 0.12892 | 0.12892 | 0.12892 | 0.12892 | 0.12892 | 0.12892 | 0.12892 | 0.12892 | 0.12892 | 0.12892 | 0.12892 | 0.12892 | 0.12892 | 0.12892 | 0.12892 | 0.12892 | 0.12892 | 0.12892 | 0.12892 | 0.12892 | 0.12892 | 0.12892 | 0.12892 | 0.12892 | 0 | 0 | 0 | 0 | 0 | 0 | 0 | 0 | 0 | 0 | 0 | 0 | 0 | 0 | 0 | 0 | 0 | 0 | 0 | 0 | 0 | 0 | 0 | 0 | 0 | 0 | 0 | 0 | 0 | 0 | 0 | 0 | 0
Residential | Targeted Energy Efficiency | Tier 1 | Crawlspace Insulation R-19 (ASHP) | 25 | 0 | 84.24% | 0 | 41007.749 | 25.4487 | 0 | 0 | 0 | 0 | 0 |  | n/a | 0.66339 | n/a | n/a | n/a | 0 | 0 | 33365.0681 | 3360.7899 | 56506.5646 | 50294.7399 | 0 | 0 |  | 0 | 0 | 0 | 0 | 0 | 0 | 41007.749 | 41007.749 | 41007.749 | 41007.749 | 41007.749 | 41007.749 | 41007.749 | 41007.749 | 41007.749 | 41007.749 | 41007.749 | 41007.749 | 41007.749 | 41007.749 | 41007.749 | 41007.749 | 41007.749 | 41007.749 | 41007.749 | 41007.749 | 41007.749 | 41007.749 | 41007.749 | 41007.749 | 41007.749 | 0 | 0 | 0 | 0 | 0 | 0 | 0 | 25.4487 | 25.4487 | 25.4487 | 25.4487 | 25.4487 | 25.4487 | 25.4487 | 25.4487 | 25.4487 | 25.4487 | 25.4487 | 25.4487 | 25.4487 | 25.4487 | 25.4487 | 25.4487 | 25.4487 | 25.4487 | 25.4487 | 25.4487 | 25.4487 | 25.4487 | 25.4487 | 25.4487 | 25.4487 | 0 | 0 | 0 | 0 | 0 | 0 | 0 | 0 | 0 | 0 | 0 | 0 | 0 | 0 | 0 | 0 | 0 | 0 | 0 | 0 | 0 | 0 | 0 | 0 | 0 | 0 | 0 | 0 | 0 | 0 | 0 | 0 | 0
Residential | Targeted Energy Efficiency | Tier 1 | Crawlspace Insulation R-19 (CAC & Electric Heat) | 25 | 0 | 84.24% | 0 | 240477.0135 | 6.7707 | 0 | 0 | 0 | 0 | 0 |  | n/a | 0.35051 | n/a | n/a | n/a | 0 | 0 | 103378.0217 | 19708.2927 | 331364.93 | 294937.6427 | 0 | 0 |  | 0 | 0 | 0 | 0 | 0 | 0 | 240477.0135 | 240477.0135 | 240477.0135 | 240477.0135 | 240477.0135 | 240477.0135 | 240477.0135 | 240477.0135 | 240477.0135 | 240477.0135 | 240477.0135 | 240477.0135 | 240477.0135 | 240477.0135 | 240477.0135 | 240477.0135 | 240477.0135 | 240477.0135 | 240477.0135 | 240477.0135 | 240477.0135 | 240477.0135 | 240477.0135 | 240477.0135 | 240477.0135 | 0 | 0 | 0 | 0 | 0 | 0 | 0 | 6.7707 | 6.7707 | 6.7707 | 6.7707 | 6.7707 | 6.7707 | 6.7707 | 6.7707 | 6.7707 | 6.7707 | 6.7707 | 6.7707 | 6.7707 | 6.7707 | 6.7707 | 6.7707 | 6.7707 | 6.7707 | 6.7707 | 6.7707 | 6.7707 | 6.7707 | 6.7707 | 6.7707 | 6.7707 | 0 | 0 | 0 | 0 | 0 | 0 | 0 | 0 | 0 | 0 | 0 | 0 | 0 | 0 | 0 | 0 | 0 | 0 | 0 | 0 | 0 | 0 | 0 | 0 | 0 | 0 | 0 | 0 | 0 | 0 | 0 | 0 | 0
Residential | Targeted Energy Efficiency | Tier 1 | Efficient Door (SF) | 25 | 0 | 84.24% | 0 | 9906.4677 | 6.3203 | 0 | 0 | 0 | 0 | 0 |  | n/a | 0.67259 | n/a | n/a | n/a | 0 | 0 | 8171.9296 | 811.8845 | 13650.6018 | 12149.9772 | 0 | 0 |  | 0 | 0 | 0 | 0 | 0 | 0 | 9906.4677 | 9906.4677 | 9906.4677 | 9906.4677 | 9906.4677 | 9906.4677 | 9906.4677 | 9906.4677 | 9906.4677 | 9906.4677 | 9906.4677 | 9906.4677 | 9906.4677 | 9906.4677 | 9906.4677 | 9906.4677 | 9906.4677 | 9906.4677 | 9906.4677 | 9906.4677 | 9906.4677 | 9906.4677 | 9906.4677 | 9906.4677 | 9906.4677 | 0 | 0 | 0 | 0 | 0 | 0 | 0 | 6.3203 | 6.3203 | 6.3203 | 6.3203 | 6.3203 | 6.3203 | 6.3203 | 6.3203 | 6.3203 | 6.3203 | 6.3203 | 6.3203 | 6.3203 | 6.3203 | 6.3203 | 6.3203 | 6.3203 | 6.3203 | 6.3203 | 6.3203 | 6.3203 | 6.3203 | 6.3203 | 6.3203 | 6.3203 | 0 | 0 | 0 | 0 | 0 | 0 | 0 | 0 | 0 | 0 | 0 | 0 | 0 | 0 | 0 | 0 | 0 | 0 | 0 | 0 | 0 | 0 | 0 | 0 | 0 | 0 | 0 | 0 | 0 | 0 | 0 | 0 | 0
Residential | Targeted Energy Efficiency | Tier 1 | Efficient Window (SF) | 25 | 0 | 84.24% | 0 | 9974.4366 | 6.3637 | 0 | 0 | 0 | 0 | 0 |  | n/a | 0.67259 | n/a | n/a | n/a | 0 | 0 | 8227.9977 | 817.4549 | 13744.2595 | 12233.3389 | 0 | 0 |  | 0 | 0 | 0 | 0 | 0 | 0 | 9974.4366 | 9974.4366 | 9974.4366 | 9974.4366 | 9974.4366 | 9974.4366 | 9974.4366 | 9974.4366 | 9974.4366 | 9974.4366 | 9974.4366 | 9974.4366 | 9974.4366 | 9974.4366 | 9974.4366 | 9974.4366 | 9974.4366 | 9974.4366 | 9974.4366 | 9974.4366 | 9974.4366 | 9974.4366 | 9974.4366 | 9974.4366 | 9974.4366 | 0 | 0 | 0 | 0 | 0 | 0 | 0 | 6.3637 | 6.3637 | 6.3637 | 6.3637 | 6.3637 | 6.3637 | 6.3637 | 6.3637 | 6.3637 | 6.3637 | 6.3637 | 6.3637 | 6.3637 | 6.3637 | 6.3637 | 6.3637 | 6.3637 | 6.3637 | 6.3637 | 6.3637 | 6.3637 | 6.3637 | 6.3637 | 6.3637 | 6.3637 | 0 | 0 | 0 | 0 | 0 | 0 | 0 | 0 | 0 | 0 | 0 | 0 | 0 | 0 | 0 | 0 | 0 | 0 | 0 | 0 | 0 | 0 | 0 | 0 | 0 | 0 | 0 | 0 | 0 | 0 | 0 | 0 | 0
Residential | Targeted Energy Efficiency | Heat Pump | Efficient Heat Pump (SEER 15, EER 12.5, HSPF 8.5) | 18 | 0 | 84.24% | 0 | 8886.9127 | 4.3415 | 0 | 0 | 0 | 0 | 0 |  | n/a | 0.61118 | n/a | n/a | n/a | 0 | 0 | 5552.1511 | 640.2503 | 10206.2457 | 9084.2627 | 0 | 0 |  | 0 | 0 | 0 | 0 | 0 | 0 | 8886.9127 | 8886.9127 | 8886.9127 | 8886.9127 | 8886.9127 | 8886.9127 | 8886.9127 | 8886.9127 | 8886.9127 | 8886.9127 | 8886.9127 | 8886.9127 | 8886.9127 | 8886.9127 | 8886.9127 | 8886.9127 | 8886.9127 | 8886.9127 | 0 | 0 | 0 | 0 | 0 | 0 | 0 | 0 | 0 | 0 | 0 | 0 | 0 | 0 | 4.3415 | 4.3415 | 4.3415 | 4.3415 | 4.3415 | 4.3415 | 4.3415 | 4.3415 | 4.3415 | 4.3415 | 4.3415 | 4.3415 | 4.3415 | 4.3415 | 4.3415 | 4.3415 | 4.3415 | 4.3415 | 0 | 0 | 0 | 0 | 0 | 0 | 0 | 0 | 0 | 0 | 0 | 0 | 0 | 0 | 0 | 0 | 0 | 0 | 0 | 0 | 0 | 0 | 0 | 0 | 0 | 0 | 0 | 0 | 0 | 0 | 0 | 0 | 0 | 0 | 0 | 0 | 0 | 0 | 0 | 0
Residential | Targeted Energy Efficiency | Heat Pump | Efficient Heat Pump SEER 14 Replace Resistance Heat w/CAC | 18 | 6 | 84.24% | 0 | 0 | 0 | 242298.9592 | 17.745 | 0 | 0 | 0 |  | n/a | 0.43595 | n/a | n/a | n/a | 0 | 0 | 47334.6189 | 8637.5195 | 121989.1727 | 108578.7776 | 0 | 0 |  | 0 | 0 | 0 | 0 | 0 | 0 | 242298.9592 | 242298.9592 | 242298.9592 | 242298.9592 | 242298.9592 | 242298.9592 | 0 | 0 | 0 | 0 | 0 | 0 | 0 | 0 | 0 | 0 | 0 | 0 | 0 | 0 | 0 | 0 | 0 | 0 | 0 | 0 | 0 | 0 | 0 | 0 | 0 | 0 | 17.745 | 17.745 | 17.745 | 17.745 | 17.745 | 17.745 | 0 | 0 | 0 | 0 | 0 | 0 | 0 | 0 | 0 | 0 | 0 | 0 | 0 | 0 | 0 | 0 | 0 | 0 | 0 | 0 | 0 | 0 | 0 | 0 | 0 | 0 | 0 | 0 | 0 | 0 | 0 | 0 | 0 | 0 | 0 | 0 | 0 | 0 | 0 | 0 | 0 | 0 | 0 | 0 | 0 | 0 | 0 | 0 | 0 | 0 | 0 | 0
Residential | Community Outreach | 0 | Standard CFL | 5 | 0 | 42.45% | 0 | 0 | 0 | 0 | 0 | 0 | 0 | 0 |  | n/a | n/a | n/a | n/a | n/a | 0 | 0 | 0 | 0 | 0 | 0 | 0 | 0 |  | 0 | 0 | 0 | 0 | 0 | 0 | 0 | 0 | 0 | 0 | 0 | 0 | 0 | 0 | 0 | 0 | 0 | 0 | 0 | 0 | 0 | 0 | 0 | 0 | 0 | 0 | 0 | 0 | 0 | 0 | 0 | 0 | 0 | 0 | 0 | 0 | 0 | 0 | 0 | 0 | 0 | 0 | 0 | 0 | 0 | 0 | 0 | 0 | 0 | 0 | 0 | 0 | 0 | 0 | 0 | 0 | 0 | 0 | 0 | 0 | 0 | 0 | 0 | 0 | 0 | 0 | 0 | 0 | 0 | 0 | 0 | 0 | 0 | 0 | 0 | 0 | 0 | 0 | 0 | 0 | 0 | 0 | 0 | 0 | 0 | 0 | 0 | 0 | 0 | 0 | 0 | 0 | 0 | 0 | 0 | 0
Residential | Student Energy Education | 0 | Standard CFL | 5 | 0 | 66.86% | 0 | 0 | 0 | 0 | 0 | 0 | 0 | 0 |  | n/a | n/a | n/a | n/a | n/a | 0 | 0 | 0 | 0 | 0 | 0 | 0 | 0 |  | 0 | 0 | 0 | 0 | 0 | 0 | 0 | 0 | 0 | 0 | 0 | 0 | 0 | 0 | 0 | 0 | 0 | 0 | 0 | 0 | 0 | 0 | 0 | 0 | 0 | 0 | 0 | 0 | 0 | 0 | 0 | 0 | 0 | 0 | 0 | 0 | 0 | 0 | 0 | 0 | 0 | 0 | 0 | 0 | 0 | 0 | 0 | 0 | 0 | 0 | 0 | 0 | 0 | 0 | 0 | 0 | 0 | 0 | 0 | 0 | 0 | 0 | 0 | 0 | 0 | 0 | 0 | 0 | 0 | 0 | 0 | 0 | 0 | 0 | 0 | 0 | 0 | 0 | 0 | 0 | 0 | 0 | 0 | 0 | 0 | 0 | 0 | 0 | 0 | 0 | 0 | 0 | 0 | 0 | 0 | 0
Residential | Student Energy Education | 0 | Low Flow Faucet Aerator - Single Family (Electric DHW) | 9 | 0 | 66.86% | 0 | 0 | 0 | 0 | 0 | 0 | 0 | 0 |  | n/a | n/a | n/a | n/a | n/a | 0 | 0 | 0 | 0 | 0 | 0 | 0 | 0 |  | 0 | 0 | 0 | 0 | 0 | 0 | 0 | 0 | 0 | 0 | 0 | 0 | 0 | 0 | 0 | 0 | 0 | 0 | 0 | 0 | 0 | 0 | 0 | 0 | 0 | 0 | 0 | 0 | 0 | 0 | 0 | 0 | 0 | 0 | 0 | 0 | 0 | 0 | 0 | 0 | 0 | 0 | 0 | 0 | 0 | 0 | 0 | 0 | 0 | 0 | 0 | 0 | 0 | 0 | 0 | 0 | 0 | 0 | 0 | 0 | 0 | 0 | 0 | 0 | 0 | 0 | 0 | 0 | 0 | 0 | 0 | 0 | 0 | 0 | 0 | 0 | 0 | 0 | 0 | 0 | 0 | 0 | 0 | 0 | 0 | 0 | 0 | 0 | 0 | 0 | 0 | 0 | 0 | 0 | 0 | 0
Residential | Student Energy Education | 0 | Low Flow Faucet Aerator - Single Family (Natural Gas DHW) | 9 | 0 | 66.86% | 0 | 0 | 0 | 0 | 0 | 0 | 0 | 0 |  | n/a | n/a | n/a | n/a | n/a | 0 | 0 | 0 | 0 | 0 | 0 | 0 | 0 |  | 0 | 0 | 0 | 0 | 0 | 0 | 0 | 0 | 0 | 0 | 0 | 0 | 0 | 0 | 0 | 0 | 0 | 0 | 0 | 0 | 0 | 0 | 0 | 0 | 0 | 0 | 0 | 0 | 0 | 0 | 0 | 0 | 0 | 0 | 0 | 0 | 0 | 0 | 0 | 0 | 0 | 0 | 0 | 0 | 0 | 0 | 0 | 0 | 0 | 0 | 0 | 0 | 0 | 0 | 0 | 0 | 0 | 0 | 0 | 0 | 0 | 0 | 0 | 0 | 0 | 0 | 0 | 0 | 0 | 0 | 0 | 0 | 0 | 0 | 0 | 0 | 0 | 0 | 0 | 0 | 0 | 0 | 0 | 0 | 0 | 0 | 0 | 0 | 0 | 0 | 0 | 0 | 0 | 0 | 0 | 0
Residential | Student Energy Education | 0 | Low Flow Showerhead - Single Family (Electric DHW) | 10 | 0 | 66.86% | 0 | 0 | 0 | 0 | 0 | 0 | 0 | 0 |  | n/a | n/a | n/a | n/a | n/a | 0 | 0 | 0 | 0 | 0 | 0 | 0 | 0 |  | 0 | 0 | 0 | 0 | 0 | 0 | 0 | 0 | 0 | 0 | 0 | 0 | 0 | 0 | 0 | 0 | 0 | 0 | 0 | 0 | 0 | 0 | 0 | 0 | 0 | 0 | 0 | 0 | 0 | 0 | 0 | 0 | 0 | 0 | 0 | 0 | 0 | 0 | 0 | 0 | 0 | 0 | 0 | 0 | 0 | 0 | 0 | 0 | 0 | 0 | 0 | 0 | 0 | 0 | 0 | 0 | 0 | 0 | 0 | 0 | 0 | 0 | 0 | 0 | 0 | 0 | 0 | 0 | 0 | 0 | 0 | 0 | 0 | 0 | 0 | 0 | 0 | 0 | 0 | 0 | 0 | 0 | 0 | 0 | 0 | 0 | 0 | 0 | 0 | 0 | 0 | 0 | 0 | 0 | 0 | 0
Residential | Student Energy Education | 0 | Low Flow Showerhead - Single Family (Natural Gas DHW) | 10 | 0 | 66.86% | 0 | 0 | 0 | 0 | 0 | 0 | 0 | 0 |  | n/a | n/a | n/a | n/a | n/a | 0 | 0 | 0 | 0 | 0 | 0 | 0 | 0 |  | 0 | 0 | 0 | 0 | 0 | 0 | 0 | 0 | 0 | 0 | 0 | 0 | 0 | 0 | 0 | 0 | 0 | 0 | 0 | 0 | 0 | 0 | 0 | 0 | 0 | 0 | 0 | 0 | 0 | 0 | 0 | 0 | 0 | 0 | 0 | 0 | 0 | 0 | 0 | 0 | 0 | 0 | 0 | 0 | 0 | 0 | 0 | 0 | 0 | 0 | 0 | 0 | 0 | 0 | 0 | 0 | 0 | 0 | 0 | 0 | 0 | 0 | 0 | 0 | 0 | 0 | 0 | 0 | 0 | 0 | 0 | 0 | 0 | 0 | 0 | 0 | 0 | 0 | 0 | 0 | 0 | 0 | 0 | 0 | 0 | 0 | 0 | 0 | 0 | 0 | 0 | 0 | 0 | 0 | 0 | 0
Commercial | Commercial Incentive Program | Prescriptive | Lighting Optimization - Remove 4ft Lamp from T8 System | 11 | 0 | 83.46% | 0 | 70297.7931 | 16.0198 | 0 | 0 | 6890.8013 | 0 | 4128 |  | 5.9236 | 0.76474 | 9.8882 | 6.8175 | 14.5022 | 0.0076401 | 0.036841 | 25608.505 | 3864.3041 | 60105.1512 | 30896.6276 | 2589.8086 | 4323.1242 |  | 0 | 0 | 0 | 0 | 0 | 0 | 70297.7931 | 70297.7931 | 70297.7931 | 70297.7931 | 70297.7931 | 70297.7931 | 70297.7931 | 70297.7931 | 70297.7931 | 70297.7931 | 70297.7931 | 0 | 0 | 0 | 0 | 0 | 0 | 0 | 0 | 0 | 0 | 0 | 0 | 0 | 0 | 0 | 0 | 0 | 0 | 0 | 0 | 0 | 16.0198 | 16.0198 | 16.0198 | 16.0198 | 16.0198 | 16.0198 | 16.0198 | 16.0198 | 16.0198 | 16.0198 | 16.0198 | 0 | 0 | 0 | 0 | 0 | 0 | 0 | 0 | 0 | 0 | 0 | 0 | 0 | 0 | 0 | 0 | 0 | 0 | 0 | 0 | 0 | 0 | 0 | 0 | 0 | 0 | 0 | 0 | 0 | 0 | 0 | 0 | 0 | 0 | 0 | 0 | 0 | 0 | 0 | 0 | 0 | 0 | 0 | 0 | 0 | 0 | 0
Commercial | Commercial Incentive Program | Prescriptive | Lighting Optimization - Remove 8ft Lamp from T8 System | 11 | 0 | 83.46% | 0 | 145616.8572 | 33.1838 | 0 | 0 | 9187.735 | 0 | 5504 |  | 9.2028 | 0.78641 | 15.362 | 10.5914 | 22.1986 | 0.0049178 | 0.023713 | 53046.1888 | 8004.6299 | 124503.5275 | 64000.1571 | 3453.0782 | 5764.1656 |  | 0 | 0 | 0 | 0 | 0 | 0 | 145616.8572 | 145616.8572 | 145616.8572 | 145616.8572 | 145616.8572 | 145616.8572 | 145616.8572 | 145616.8572 | 145616.8572 | 145616.8572 | 145616.8572 | 0 | 0 | 0 | 0 | 0 | 0 | 0 | 0 | 0 | 0 | 0 | 0 | 0 | 0 | 0 | 0 | 0 | 0 | 0 | 0 | 0 | 33.1838 | 33.1838 | 33.1838 | 33.1838 | 33.1838 | 33.1838 | 33.1838 | 33.1838 | 33.1838 | 33.1838 | 33.1838 | 0 | 0 | 0 | 0 | 0 | 0 | 0 | 0 | 0 | 0 | 0 | 0 | 0 | 0 | 0 | 0 | 0 | 0 | 0 | 0 | 0 | 0 | 0 | 0 | 0 | 0 | 0 | 0 | 0 | 0 | 0 | 0 | 0 | 0 | 0 | 0 | 0 | 0 | 0 | 0 | 0 | 0 | 0 | 0 | 0 | 0 | 0
Commercial | Commercial Incentive Program | Prescriptive | High Bay Fluorescent Fixture w/ HE Electronic Ballast (T5 ≤4 lamps) | 15 | 0 | 83.46% | 0 | 191362.971 | 43.6086 | 0 | 0 | 38059.6582 | 0 | 22800 |  | 3.5003 | 0.70211 | 5.8429 | 4.0279 | 9.118 | 0.012942 | 0.074749 | 83578.0336 | 12599.8339 | 203414.0718 | 104734.0719 | 14304.1755 | 23877.7207 |  | 0 | 0 | 0 | 0 | 0 | 0 | 191362.971 | 191362.971 | 191362.971 | 191362.971 | 191362.971 | 191362.971 | 191362.971 | 191362.971 | 191362.971 | 191362.971 | 191362.971 | 191362.971 | 191362.971 | 191362.971 | 191362.971 | 0 | 0 | 0 | 0 | 0 | 0 | 0 | 0 | 0 | 0 | 0 | 0 | 0 | 0 | 0 | 0 | 0 | 43.6086 | 43.6086 | 43.6086 | 43.6086 | 43.6086 | 43.6086 | 43.6086 | 43.6086 | 43.6086 | 43.6086 | 43.6086 | 43.6086 | 43.6086 | 43.6086 | 43.6086 | 0 | 0 | 0 | 0 | 0 | 0 | 0 | 0 | 0 | 0 | 0 | 0 | 0 | 0 | 0 | 0 | 0 | 0 | 0 | 0 | 0 | 0 | 0 | 0 | 0 | 0 | 0 | 0 | 0 | 0 | 0 | 0 | 0 | 0 | 0 | 0 | 0 | 0 | 0 | 0 | 0 | 0 | 0
Commercial | Commercial Incentive Program | Prescriptive | High Bay Fluorescent Fixture w/ HE Electronic Ballast (T5 >4 lamps) | 15 | 0 | 83.46% | 0 | 158082.4543 | 36.0245 | 0 | 0 | 38059.6582 | 0 | 22800 |  | 2.8915 | 0.68479 | 4.8268 | 3.3274 | 7.6365 | 0.015667 | 0.090486 | 69042.7234 | 10408.5585 | 168037.7115 | 86519.4507 | 14304.1755 | 23877.7207 |  | 0 | 0 | 0 | 0 | 0 | 0 | 158082.4543 | 158082.4543 | 158082.4543 | 158082.4543 | 158082.4543 | 158082.4543 | 158082.4543 | 158082.4543 | 158082.4543 | 158082.4543 | 158082.4543 | 158082.4543 | 158082.4543 | 158082.4543 | 158082.4543 | 0 | 0 | 0 | 0 | 0 | 0 | 0 | 0 | 0 | 0 | 0 | 0 | 0 | 0 | 0 | 0 | 0 | 36.0245 | 36.0245 | 36.0245 | 36.0245 | 36.0245 | 36.0245 | 36.0245 | 36.0245 | 36.0245 | 36.0245 | 36.0245 | 36.0245 | 36.0245 | 36.0245 | 36.0245 | 0 | 0 | 0 | 0 | 0 | 0 | 0 | 0 | 0 | 0 | 0 | 0 | 0 | 0 | 0 | 0 | 0 | 0 | 0 | 0 | 0 | 0 | 0 | 0 | 0 | 0 | 0 | 0 | 0 | 0 | 0 | 0 | 0 | 0 | 0 | 0 | 0 | 0 | 0 | 0 | 0 | 0 | 0
Commercial | Commercial Incentive Program | Prescriptive | High Bay Fluorescent Fixture (HP T8 ≤4 lamps) | 15 | 0 | 83.46% | 0 | 330586.4658 | 75.3355 | 0 | 0 | 101492.4218 | 0 | 60800 |  | 2.2676 | 0.65906 | 3.7852 | 2.6094 | 6.1179 | 0.019978 | 0.11538 | 144384.0812 | 21766.6696 | 351405.1791 | 180931.904 | 38144.4681 | 63673.9218 |  | 0 | 0 | 0 | 0 | 0 | 0 | 330586.4658 | 330586.4658 | 330586.4658 | 330586.4658 | 330586.4658 | 330586.4658 | 330586.4658 | 330586.4658 | 330586.4658 | 330586.4658 | 330586.4658 | 330586.4658 | 330586.4658 | 330586.4658 | 330586.4658 | 0 | 0 | 0 | 0 | 0 | 0 | 0 | 0 | 0 | 0 | 0 | 0 | 0 | 0 | 0 | 0 | 0 | 75.3355 | 75.3355 | 75.3355 | 75.3355 | 75.3355 | 75.3355 | 75.3355 | 75.3355 | 75.3355 | 75.3355 | 75.3355 | 75.3355 | 75.3355 | 75.3355 | 75.3355 | 0 | 0 | 0 | 0 | 0 | 0 | 0 | 0 | 0 | 0 | 0 | 0 | 0 | 0 | 0 | 0 | 0 | 0 | 0 | 0 | 0 | 0 | 0 | 0 | 0 | 0 | 0 | 0 | 0 | 0 | 0 | 0 | 0 | 0 | 0 | 0 | 0 | 0 | 0 | 0 | 0 | 0 | 0
Commercial | Commercial Incentive Program | Prescriptive | High Bay Fluorescent Fixture (HP T8 >4 lamps) | 15 | 0 | 83.46% | 0 | 552456.577 | 125.8963 | 0 | 0 | 114178.9746 | 0 | 60800 |  | 3.3684 | 0.70861 | 6.3256 | 3.8762 | 8.7305 | 0.011954 | 0.069045 | 241286.1491 | 36375.1728 | 587247.5812 | 302362.712 | 38144.4681 | 71633.162 |  | 0 | 0 | 0 | 0 | 0 | 0 | 552456.577 | 552456.577 | 552456.577 | 552456.577 | 552456.577 | 552456.577 | 552456.577 | 552456.577 | 552456.577 | 552456.577 | 552456.577 | 552456.577 | 552456.577 | 552456.577 | 552456.577 | 0 | 0 | 0 | 0 | 0 | 0 | 0 | 0 | 0 | 0 | 0 | 0 | 0 | 0 | 0 | 0 | 0 | 125.8963 | 125.8963 | 125.8963 | 125.8963 | 125.8963 | 125.8963 | 125.8963 | 125.8963 | 125.8963 | 125.8963 | 125.8963 | 125.8963 | 125.8963 | 125.8963 | 125.8963 | 0 | 0 | 0 | 0 | 0 | 0 | 0 | 0 | 0 | 0 | 0 | 0 | 0 | 0 | 0 | 0 | 0 | 0 | 0 | 0 | 0 | 0 | 0 | 0 | 0 | 0 | 0 | 0 | 0 | 0 | 0 | 0 | 0 | 0 | 0 | 0 | 0 | 0 | 0 | 0 | 0 | 0 | 0
Commercial | Commercial Incentive Program | Prescriptive | Low Wattage T8 Lamp | 10 | 0 | 83.46% | 0 | 23296.3617 | 5.3089 | 0 | 0 | 1776.1174 | 0 | 1064 |  | 7.1569 | 0.78227 | 11.9468 | 8.2374 | 17.2386 | 0.0063204 | 0.028654 | 7974.8393 | 1204.0056 | 18541.3244 | 9526.9802 | 667.5282 | 1114.2936 |  | 0 | 0 | 0 | 0 | 0 | 0 | 23296.3617 | 23296.3617 | 23296.3617 | 23296.3617 | 23296.3617 | 23296.3617 | 23296.3617 | 23296.3617 | 23296.3617 | 23296.3617 | 0 | 0 | 0 | 0 | 0 | 0 | 0 | 0 | 0 | 0 | 0 | 0 | 0 | 0 | 0 | 0 | 0 | 0 | 0 | 0 | 0 | 0 | 5.3089 | 5.3089 | 5.3089 | 5.3089 | 5.3089 | 5.3089 | 5.3089 | 5.3089 | 5.3089 | 5.3089 | 0 | 0 | 0 | 0 | 0 | 0 | 0 | 0 | 0 | 0 | 0 | 0 | 0 | 0 | 0 | 0 | 0 | 0 | 0 | 0 | 0 | 0 | 0 | 0 | 0 | 0 | 0 | 0 | 0 | 0 | 0 | 0 | 0 | 0 | 0 | 0 | 0 | 0 | 0 | 0 | 0 | 0 | 0 | 0 | 0 | 0 | 0 | 0
Commercial | Commercial Incentive Program | Prescriptive | Omnidirectional LED Bulb (<10W) | 8 | 0 | 83.46% | 0 | 0 | 0 | 0 | 0 | 0 | 0 | 0 |  | n/a | n/a | n/a | n/a | n/a | 0 | 0 | 0 | 0 | 0 | 0 | 0 | 0 |  | 0 | 0 | 0 | 0 | 0 | 0 | 0 | 0 | 0 | 0 | 0 | 0 | 0 | 0 | 0 | 0 | 0 | 0 | 0 | 0 | 0 | 0 | 0 | 0 | 0 | 0 | 0 | 0 | 0 | 0 | 0 | 0 | 0 | 0 | 0 | 0 | 0 | 0 | 0 | 0 | 0 | 0 | 0 | 0 | 0 | 0 | 0 | 0 | 0 | 0 | 0 | 0 | 0 | 0 | 0 | 0 | 0 | 0 | 0 | 0 | 0 | 0 | 0 | 0 | 0 | 0 | 0 | 0 | 0 | 0 | 0 | 0 | 0 | 0 | 0 | 0 | 0 | 0 | 0 | 0 | 0 | 0 | 0 | 0 | 0 | 0 | 0 | 0 | 0 | 0 | 0 | 0 | 0 | 0 | 0 | 0
Commercial | Commercial Incentive Program | Prescriptive | Omnidirectional LED Bulb (≥10W) | 8 | 0 | 83.46% | 0 | 0 | 0 | 0 | 0 | 0 | 0 | 0 |  | n/a | n/a | n/a | n/a | n/a | 0 | 0 | 0 | 0 | 0 | 0 | 0 | 0 |  | 0 | 0 | 0 | 0 | 0 | 0 | 0 | 0 | 0 | 0 | 0 | 0 | 0 | 0 | 0 | 0 | 0 | 0 | 0 | 0 | 0 | 0 | 0 | 0 | 0 | 0 | 0 | 0 | 0 | 0 | 0 | 0 | 0 | 0 | 0 | 0 | 0 | 0 | 0 | 0 | 0 | 0 | 0 | 0 | 0 | 0 | 0 | 0 | 0 | 0 | 0 | 0 | 0 | 0 | 0 | 0 | 0 | 0 | 0 | 0 | 0 | 0 | 0 | 0 | 0 | 0 | 0 | 0 | 0 | 0 | 0 | 0 | 0 | 0 | 0 | 0 | 0 | 0 | 0 | 0 | 0 | 0 | 0 | 0 | 0 | 0 | 0 | 0 | 0 | 0 | 0 | 0 | 0 | 0 | 0 | 0
Commercial | Commercial Incentive Program | Prescriptive | Directional LED Bulb (<15W) | 11 | 0 | 83.46% | 0 | 36608.5684 | 8.3425 | 0 | 0 | 10149.2422 | 0 | 6080 |  | 2.0944 | 0.67001 | 3.4962 | 2.4105 | 5.5148 | 0.021608 | 0.1042 | 13335.9905 | 2012.3909 | 31300.6062 | 16089.8551 | 3814.4468 | 6367.3922 |  | 0 | 0 | 0 | 0 | 0 | 0 | 36608.5684 | 36608.5684 | 36608.5684 | 36608.5684 | 36608.5684 | 36608.5684 | 36608.5684 | 36608.5684 | 36608.5684 | 36608.5684 | 36608.5684 | 0 | 0 | 0 | 0 | 0 | 0 | 0 | 0 | 0 | 0 | 0 | 0 | 0 | 0 | 0 | 0 | 0 | 0 | 0 | 0 | 0 | 8.3425 | 8.3425 | 8.3425 | 8.3425 | 8.3425 | 8.3425 | 8.3425 | 8.3425 | 8.3425 | 8.3425 | 8.3425 | 0 | 0 | 0 | 0 | 0 | 0 | 0 | 0 | 0 | 0 | 0 | 0 | 0 | 0 | 0 | 0 | 0 | 0 | 0 | 0 | 0 | 0 | 0 | 0 | 0 | 0 | 0 | 0 | 0 | 0 | 0 | 0 | 0 | 0 | 0 | 0 | 0 | 0 | 0 | 0 | 0 | 0 | 0 | 0 | 0 | 0 | 0
Commercial | Commercial Incentive Program | Prescriptive | Directional LED Bulb (≥15W) | 11 | 0 | 83.46% | 0 | 58795.5795 | 13.3986 | 0 | 0 | 12686.5527 | 0 | 7600 |  | 2.691 | 0.69973 | 4.4921 | 3.0971 | 6.9151 | 0.016818 | 0.081096 | 21418.409 | 3232.0218 | 50270.6705 | 25841.2824 | 4768.0585 | 7959.2402 |  | 0 | 0 | 0 | 0 | 0 | 0 | 58795.5795 | 58795.5795 | 58795.5795 | 58795.5795 | 58795.5795 | 58795.5795 | 58795.5795 | 58795.5795 | 58795.5795 | 58795.5795 | 58795.5795 | 0 | 0 | 0 | 0 | 0 | 0 | 0 | 0 | 0 | 0 | 0 | 0 | 0 | 0 | 0 | 0 | 0 | 0 | 0 | 0 | 0 | 13.3986 | 13.3986 | 13.3986 | 13.3986 | 13.3986 | 13.3986 | 13.3986 | 13.3986 | 13.3986 | 13.3986 | 13.3986 | 0 | 0 | 0 | 0 | 0 | 0 | 0 | 0 | 0 | 0 | 0 | 0 | 0 | 0 | 0 | 0 | 0 | 0 | 0 | 0 | 0 | 0 | 0 | 0 | 0 | 0 | 0 | 0 | 0 | 0 | 0 | 0 | 0 | 0 | 0 | 0 | 0 | 0 | 0 | 0 | 0 | 0 | 0 | 0 | 0 | 0 | 0
Commercial | Commercial Incentive Program | Prescriptive | LED High & Low-Bay Fixture | 11 | 0 | 83.46% | 0 | 487974.1163 | 111.2017 | 0 | 0 | 165592.8988 | 0 | 99200 |  | 1.7111 | 0.64242 | 2.8563 | 1.9693 | 4.6151 | 0.02645 | 0.12754 | 177762.1604 | 26824.1761 | 417221.6045 | 214469.8129 | 62235.7111 | 103889.0303 |  | 0 | 0 | 0 | 0 | 0 | 0 | 487974.1163 | 487974.1163 | 487974.1163 | 487974.1163 | 487974.1163 | 487974.1163 | 487974.1163 | 487974.1163 | 487974.1163 | 487974.1163 | 487974.1163 | 0 | 0 | 0 | 0 | 0 | 0 | 0 | 0 | 0 | 0 | 0 | 0 | 0 | 0 | 0 | 0 | 0 | 0 | 0 | 0 | 0 | 111.2017 | 111.2017 | 111.2017 | 111.2017 | 111.2017 | 111.2017 | 111.2017 | 111.2017 | 111.2017 | 111.2017 | 111.2017 | 0 | 0 | 0 | 0 | 0 | 0 | 0 | 0 | 0 | 0 | 0 | 0 | 0 | 0 | 0 | 0 | 0 | 0 | 0 | 0 | 0 | 0 | 0 | 0 | 0 | 0 | 0 | 0 | 0 | 0 | 0 | 0 | 0 | 0 | 0 | 0 | 0 | 0 | 0 | 0 | 0 | 0 | 0 | 0 | 0 | 0 | 0
Commercial | Commercial Incentive Program | Prescriptive | LED Wall Mounted Area Lights (<30W) | 10 | 0 | 83.46% | 0 | 22851.7791 | 0 | 0 | 0 | 5216.5102 | 0 | 2500 |  | 1.7791 | 0.53351 | 3.7123 | 2.14 | 6.0366 | 0.01514 | 0.068635 | 5822.4915 | 1181.0286 | 18187.4859 | 9345.1694 | 1568.4403 | 3272.7139 |  | 0 | 0 | 0 | 0 | 0 | 0 | 22851.7791 | 22851.7791 | 22851.7791 | 22851.7791 | 22851.7791 | 22851.7791 | 22851.7791 | 22851.7791 | 22851.7791 | 22851.7791 | 0 | 0 | 0 | 0 | 0 | 0 | 0 | 0 | 0 | 0 | 0 | 0 | 0 | 0 | 0 | 0 | 0 | 0 | 0 | 0 | 0 | 0 | 0 | 0 | 0 | 0 | 0 | 0 | 0 | 0 | 0 | 0 | 0 | 0 | 0 | 0 | 0 | 0 | 0 | 0 | 0 | 0 | 0 | 0 | 0 | 0 | 0 | 0 | 0 | 0 | 0 | 0 | 0 | 0 | 0 | 0 | 0 | 0 | 0 | 0 | 0 | 0 | 0 | 0 | 0 | 0 | 0 | 0 | 0 | 0 | 0 | 0 | 0 | 0 | 0 | 0 | 0 | 0 | 0 | 0
Commercial | Commercial Incentive Program | Prescriptive | LED Wall Mounted Area Lights (30-75W) | 10 | 0 | 83.46% | 0 | 28191.788 | 0 | 0 | 0 | 10433.0203 | 0 | 5000 |  | 1.0974 | 0.48978 | 2.2899 | 1.32 | 3.9072 | 0.024544 | 0.11127 | 7183.0927 | 1457.0116 | 22437.5417 | 11528.9508 | 3136.8806 | 6545.4278 |  | 0 | 0 | 0 | 0 | 0 | 0 | 28191.788 | 28191.788 | 28191.788 | 28191.788 | 28191.788 | 28191.788 | 28191.788 | 28191.788 | 28191.788 | 28191.788 | 0 | 0 | 0 | 0 | 0 | 0 | 0 | 0 | 0 | 0 | 0 | 0 | 0 | 0 | 0 | 0 | 0 | 0 | 0 | 0 | 0 | 0 | 0 | 0 | 0 | 0 | 0 | 0 | 0 | 0 | 0 | 0 | 0 | 0 | 0 | 0 | 0 | 0 | 0 | 0 | 0 | 0 | 0 | 0 | 0 | 0 | 0 | 0 | 0 | 0 | 0 | 0 | 0 | 0 | 0 | 0 | 0 | 0 | 0 | 0 | 0 | 0 | 0 | 0 | 0 | 0 | 0 | 0 | 0 | 0 | 0 | 0 | 0 | 0 | 0 | 0 | 0 | 0 | 0 | 0
Commercial | Commercial Incentive Program | Prescriptive | LED Wall Mounted Area Lights (≥75W) | 10 | 0 | 83.46% | 0 | 52881.222 | 0 | 0 | 0 | 15649.5305 | 0 | 7500 |  | 1.3723 | 0.51171 | 2.8635 | 1.6507 | 4.766 | 0.019627 | 0.088979 | 13473.8073 | 2733.0141 | 42087.5974 | 21625.6239 | 4705.3209 | 9818.1417 |  | 0 | 0 | 0 | 0 | 0 | 0 | 52881.222 | 52881.222 | 52881.222 | 52881.222 | 52881.222 | 52881.222 | 52881.222 | 52881.222 | 52881.222 | 52881.222 | 0 | 0 | 0 | 0 | 0 | 0 | 0 | 0 | 0 | 0 | 0 | 0 | 0 | 0 | 0 | 0 | 0 | 0 | 0 | 0 | 0 | 0 | 0 | 0 | 0 | 0 | 0 | 0 | 0 | 0 | 0 | 0 | 0 | 0 | 0 | 0 | 0 | 0 | 0 | 0 | 0 | 0 | 0 | 0 | 0 | 0 | 0 | 0 | 0 | 0 | 0 | 0 | 0 | 0 | 0 | 0 | 0 | 0 | 0 | 0 | 0 | 0 | 0 | 0 | 0 | 0 | 0 | 0 | 0 | 0 | 0 | 0 | 0 | 0 | 0 | 0 | 0 | 0 | 0 | 0
Commercial | Commercial Incentive Program | Prescriptive | LED Flood Light (<15W) | 10 | 0 | 83.46% | 0 | 17849.0339 | 0 | 0 | 0 | 2804.3959 | 0 | 1440 |  | 2.5849 | 0.55443 | 5.034 | 3.1092 | 8.5877 | 0.011165 | 0.050615 | 4547.8231 | 922.4761 | 14205.8546 | 7299.3112 | 903.4216 | 1759.411 |  | 0 | 0 | 0 | 0 | 0 | 0 | 17849.0339 | 17849.0339 | 17849.0339 | 17849.0339 | 17849.0339 | 17849.0339 | 17849.0339 | 17849.0339 | 17849.0339 | 17849.0339 | 0 | 0 | 0 | 0 | 0 | 0 | 0 | 0 | 0 | 0 | 0 | 0 | 0 | 0 | 0 | 0 | 0 | 0 | 0 | 0 | 0 | 0 | 0 | 0 | 0 | 0 | 0 | 0 | 0 | 0 | 0 | 0 | 0 | 0 | 0 | 0 | 0 | 0 | 0 | 0 | 0 | 0 | 0 | 0 | 0 | 0 | 0 | 0 | 0 | 0 | 0 | 0 | 0 | 0 | 0 | 0 | 0 | 0 | 0 | 0 | 0 | 0 | 0 | 0 | 0 | 0 | 0 | 0 | 0 | 0 | 0 | 0 | 0 | 0 | 0 | 0 | 0 | 0 | 0 | 0
Commercial | Commercial Incentive Program | Prescriptive | LED Flood Light (≥15W) | 10 | 0 | 83.46% | 0 | 20007.5217 | 0 | 0 | 0 | 3605.6518 | 0 | 1920 |  | 2.2536 | 0.54309 | 4.2321 | 2.7107 | 7.5719 | 0.01328 | 0.060205 | 5097.7924 | 1034.0313 | 15923.7719 | 8182.0186 | 1204.5622 | 2262.0999 |  | 0 | 0 | 0 | 0 | 0 | 0 | 20007.5217 | 20007.5217 | 20007.5217 | 20007.5217 | 20007.5217 | 20007.5217 | 20007.5217 | 20007.5217 | 20007.5217 | 20007.5217 | 0 | 0 | 0 | 0 | 0 | 0 | 0 | 0 | 0 | 0 | 0 | 0 | 0 | 0 | 0 | 0 | 0 | 0 | 0 | 0 | 0 | 0 | 0 | 0 | 0 | 0 | 0 | 0 | 0 | 0 | 0 | 0 | 0 | 0 | 0 | 0 | 0 | 0 | 0 | 0 | 0 | 0 | 0 | 0 | 0 | 0 | 0 | 0 | 0 | 0 | 0 | 0 | 0 | 0 | 0 | 0 | 0 | 0 | 0 | 0 | 0 | 0 | 0 | 0 | 0 | 0 | 0 | 0 | 0 | 0 | 0 | 0 | 0 | 0 | 0 | 0 | 0 | 0 | 0 | 0
Commercial | Commercial Incentive Program | Prescriptive | LED Exit Sign | 16 | 0 | 83.46% | 0 | 15852.3844 | 1.8337 | 0 | 0 | 5708.9487 | 0 | 3420 |  | 1.745 | 0.55816 | 2.9128 | 2.0463 | 5.5055 | 0.022667 | 0.13535 | 6249.8644 | 1079.1086 | 17573.2024 | 9051.5439 | 2145.6263 | 3581.6581 |  | 0 | 0 | 0 | 0 | 0 | 0 | 15852.3844 | 15852.3844 | 15852.3844 | 15852.3844 | 15852.3844 | 15852.3844 | 15852.3844 | 15852.3844 | 15852.3844 | 15852.3844 | 15852.3844 | 15852.3844 | 15852.3844 | 15852.3844 | 15852.3844 | 15852.3844 | 0 | 0 | 0 | 0 | 0 | 0 | 0 | 0 | 0 | 0 | 0 | 0 | 0 | 0 | 0 | 0 | 1.8337 | 1.8337 | 1.8337 | 1.8337 | 1.8337 | 1.8337 | 1.8337 | 1.8337 | 1.8337 | 1.8337 | 1.8337 | 1.8337 | 1.8337 | 1.8337 | 1.8337 | 1.8337 | 0 | 0 | 0 | 0 | 0 | 0 | 0 | 0 | 0 | 0 | 0 | 0 | 0 | 0 | 0 | 0 | 0 | 0 | 0 | 0 | 0 | 0 | 0 | 0 | 0 | 0 | 0 | 0 | 0 | 0 | 0 | 0 | 0 | 0 | 0 | 0 | 0 | 0 | 0 | 0 | 0 | 0
Commercial | Commercial Incentive Program | Prescriptive | Photocell Occupancy Sensor | 8 | 0 | 83.46% | 0 | 22059.0198 | 5.0269 | 0 | 0 | 2093.2812 | 0 | 1140 |  | 4.9232 | 0.78085 | 9.04 | 5.6671 | 11.7651 | 0.008346 | 0.032423 | 6465.5124 | 976.9243 | 14735.5388 | 7564.9124 | 715.2088 | 1313.2746 |  | 0 | 0 | 0 | 0 | 0 | 0 | 22059.0198 | 22059.0198 | 22059.0198 | 22059.0198 | 22059.0198 | 22059.0198 | 22059.0198 | 22059.0198 | 0 | 0 | 0 | 0 | 0 | 0 | 0 | 0 | 0 | 0 | 0 | 0 | 0 | 0 | 0 | 0 | 0 | 0 | 0 | 0 | 0 | 0 | 0 | 0 | 5.0269 | 5.0269 | 5.0269 | 5.0269 | 5.0269 | 5.0269 | 5.0269 | 5.0269 | 0 | 0 | 0 | 0 | 0 | 0 | 0 | 0 | 0 | 0 | 0 | 0 | 0 | 0 | 0 | 0 | 0 | 0 | 0 | 0 | 0 | 0 | 0 | 0 | 0 | 0 | 0 | 0 | 0 | 0 | 0 | 0 | 0 | 0 | 0 | 0 | 0 | 0 | 0 | 0 | 0 | 0 | 0 | 0 | 0 | 0 | 0 | 0 | 0 | 0
Commercial | Commercial Incentive Program | Prescriptive | Wall-Mount Occupancy Sensor | 8 | 0 | 83.46% | 0 | 14560.2261 | 3.318 | 0 | 0 | 1332.088 | 0 | 760 |  | 5.1065 | 0.78017 | 8.9504 | 5.8781 | 12.2088 | 0.0084295 | 0.032747 | 4267.6113 | 644.8264 | 9726.306 | 4993.2787 | 476.8059 | 835.7202 |  | 0 | 0 | 0 | 0 | 0 | 0 | 14560.2261 | 14560.2261 | 14560.2261 | 14560.2261 | 14560.2261 | 14560.2261 | 14560.2261 | 14560.2261 | 0 | 0 | 0 | 0 | 0 | 0 | 0 | 0 | 0 | 0 | 0 | 0 | 0 | 0 | 0 | 0 | 0 | 0 | 0 | 0 | 0 | 0 | 0 | 0 | 3.318 | 3.318 | 3.318 | 3.318 | 3.318 | 3.318 | 3.318 | 3.318 | 0 | 0 | 0 | 0 | 0 | 0 | 0 | 0 | 0 | 0 | 0 | 0 | 0 | 0 | 0 | 0 | 0 | 0 | 0 | 0 | 0 | 0 | 0 | 0 | 0 | 0 | 0 | 0 | 0 | 0 | 0 | 0 | 0 | 0 | 0 | 0 | 0 | 0 | 0 | 0 | 0 | 0 | 0 | 0 | 0 | 0 | 0 | 0 | 0 | 0
Commercial | Commercial Incentive Program | Prescriptive | Air Cooled Chiller (<150 Tons) | 20 | 0 | 83.46% | 0 | 17086.1673 | 13.9859 | 0 | 0 | 15899.923 | 0 | 7500 |  | 1.4576 | 0.91512 | 3.0901 | 1.5868 | 2.6451 | 0.041612 | 0.27539 | 14539.9584 | 1289.0548 | 21680.3332 | 11183.2675 | 4705.3209 | 9975.232 |  | 0 | 0 | 0 | 0 | 0 | 0 | 17086.1673 | 17086.1673 | 17086.1673 | 17086.1673 | 17086.1673 | 17086.1673 | 17086.1673 | 17086.1673 | 17086.1673 | 17086.1673 | 17086.1673 | 17086.1673 | 17086.1673 | 17086.1673 | 17086.1673 | 17086.1673 | 17086.1673 | 17086.1673 | 17086.1673 | 17086.1673 | 0 | 0 | 0 | 0 | 0 | 0 | 0 | 0 | 0 | 0 | 0 | 0 | 13.9859 | 13.9859 | 13.9859 | 13.9859 | 13.9859 | 13.9859 | 13.9859 | 13.9859 | 13.9859 | 13.9859 | 13.9859 | 13.9859 | 13.9859 | 13.9859 | 13.9859 | 13.9859 | 13.9859 | 13.9859 | 13.9859 | 13.9859 | 0 | 0 | 0 | 0 | 0 | 0 | 0 | 0 | 0 | 0 | 0 | 0 | 0 | 0 | 0 | 0 | 0 | 0 | 0 | 0 | 0 | 0 | 0 | 0 | 0 | 0 | 0 | 0 | 0 | 0 | 0 | 0 | 0 | 0 | 0 | 0 | 0 | 0
Commercial | Commercial Incentive Program | Prescriptive | Air Cooled Chiller (≥150 Tons) | 20 | 0 | 83.46% | 0 | 44828.912 | 37.2958 | 0 | 0 | 42399.7946 | 0 | 20000 |  | 1.4473 | 0.91907 | 3.0683 | 1.5744 | 2.6101 | 0.042294 | 0.2799 | 38498.9707 | 3382.0881 | 56882.6076 | 29341.4964 | 12547.5224 | 26600.6186 |  | 0 | 0 | 0 | 0 | 0 | 0 | 44828.912 | 44828.912 | 44828.912 | 44828.912 | 44828.912 | 44828.912 | 44828.912 | 44828.912 | 44828.912 | 44828.912 | 44828.912 | 44828.912 | 44828.912 | 44828.912 | 44828.912 | 44828.912 | 44828.912 | 44828.912 | 44828.912 | 44828.912 | 0 | 0 | 0 | 0 | 0 | 0 | 0 | 0 | 0 | 0 | 0 | 0 | 37.2958 | 37.2958 | 37.2958 | 37.2958 | 37.2958 | 37.2958 | 37.2958 | 37.2958 | 37.2958 | 37.2958 | 37.2958 | 37.2958 | 37.2958 | 37.2958 | 37.2958 | 37.2958 | 37.2958 | 37.2958 | 37.2958 | 37.2958 | 0 | 0 | 0 | 0 | 0 | 0 | 0 | 0 | 0 | 0 | 0 | 0 | 0 | 0 | 0 | 0 | 0 | 0 | 0 | 0 | 0 | 0 | 0 | 0 | 0 | 0 | 0 | 0 | 0 | 0 | 0 | 0 | 0 | 0 | 0 | 0 | 0 | 0
Commercial | Commercial Incentive Program | Prescriptive | Water Cooled Chiller, Rotary Screw & Roll (<75 Tons) | 20 | 0 | 83.46% | 0 | 5873.37 | 3.1819 | 0 | 0 | 5341.7064 | 0 | 2500 |  | 1.2084 | 0.74821 | 2.5821 | 1.3407 | 2.6918 | 0.040351 | 0.26704 | 4049.8273 | 443.1126 | 7452.6145 | 3844.2482 | 1568.4403 | 3351.259 |  | 0 | 0 | 0 | 0 | 0 | 0 | 5873.37 | 5873.37 | 5873.37 | 5873.37 | 5873.37 | 5873.37 | 5873.37 | 5873.37 | 5873.37 | 5873.37 | 5873.37 | 5873.37 | 5873.37 | 5873.37 | 5873.37 | 5873.37 | 5873.37 | 5873.37 | 5873.37 | 5873.37 | 0 | 0 | 0 | 0 | 0 | 0 | 0 | 0 | 0 | 0 | 0 | 0 | 3.1819 | 3.1819 | 3.1819 | 3.1819 | 3.1819 | 3.1819 | 3.1819 | 3.1819 | 3.1819 | 3.1819 | 3.1819 | 3.1819 | 3.1819 | 3.1819 | 3.1819 | 3.1819 | 3.1819 | 3.1819 | 3.1819 | 3.1819 | 0 | 0 | 0 | 0 | 0 | 0 | 0 | 0 | 0 | 0 | 0 | 0 | 0 | 0 | 0 | 0 | 0 | 0 | 0 | 0 | 0 | 0 | 0 | 0 | 0 | 0 | 0 | 0 | 0 | 0 | 0 | 0 | 0 | 0 | 0 | 0 | 0 | 0
Commercial | Commercial Incentive Program | Prescriptive | Water Cooled Chiller, Rotary Screw & Roll (75 < 150 Tons) | 20 | 0 | 83.46% | 0 | 11485.7013 | 6.2822 | 0 | 0 | 10683.4128 | 0 | 5000 |  | 1.1868 | 0.74659 | 2.5358 | 1.3161 | 2.6424 | 0.041268 | 0.27311 | 7954.5596 | 866.5313 | 14574.0018 | 7517.6409 | 3136.8806 | 6702.5181 |  | 0 | 0 | 0 | 0 | 0 | 0 | 11485.7013 | 11485.7013 | 11485.7013 | 11485.7013 | 11485.7013 | 11485.7013 | 11485.7013 | 11485.7013 | 11485.7013 | 11485.7013 | 11485.7013 | 11485.7013 | 11485.7013 | 11485.7013 | 11485.7013 | 11485.7013 | 11485.7013 | 11485.7013 | 11485.7013 | 11485.7013 | 0 | 0 | 0 | 0 | 0 | 0 | 0 | 0 | 0 | 0 | 0 | 0 | 6.2822 | 6.2822 | 6.2822 | 6.2822 | 6.2822 | 6.2822 | 6.2822 | 6.2822 | 6.2822 | 6.2822 | 6.2822 | 6.2822 | 6.2822 | 6.2822 | 6.2822 | 6.2822 | 6.2822 | 6.2822 | 6.2822 | 6.2822 | 0 | 0 | 0 | 0 | 0 | 0 | 0 | 0 | 0 | 0 | 0 | 0 | 0 | 0 | 0 | 0 | 0 | 0 | 0 | 0 | 0 | 0 | 0 | 0 | 0 | 0 | 0 | 0 | 0 | 0 | 0 | 0 | 0 | 0 | 0 | 0 | 0 | 0
Commercial | Commercial Incentive Program | Prescriptive | Water Cooled Chiller, Rotary Screw & Roll (150 < 300 Tons) | 20 | 0 | 83.46% | 0 | 0 | 0 | 0 | 0 | 0 | 0 | 0 |  | n/a | n/a | n/a | n/a | n/a | 0 | 0 | 0 | 0 | 0 | 0 | 0 | 0 |  | 0 | 0 | 0 | 0 | 0 | 0 | 0 | 0 | 0 | 0 | 0 | 0 | 0 | 0 | 0 | 0 | 0 | 0 | 0 | 0 | 0 | 0 | 0 | 0 | 0 | 0 | 0 | 0 | 0 | 0 | 0 | 0 | 0 | 0 | 0 | 0 | 0 | 0 | 0 | 0 | 0 | 0 | 0 | 0 | 0 | 0 | 0 | 0 | 0 | 0 | 0 | 0 | 0 | 0 | 0 | 0 | 0 | 0 | 0 | 0 | 0 | 0 | 0 | 0 | 0 | 0 | 0 | 0 | 0 | 0 | 0 | 0 | 0 | 0 | 0 | 0 | 0 | 0 | 0 | 0 | 0 | 0 | 0 | 0 | 0 | 0 | 0 | 0 | 0 | 0 | 0 | 0 | 0 | 0 | 0 | 0
Commercial | Commercial Incentive Program | Prescriptive | Water Cooled Chiller, Rotary Screw & Roll (≥300 Tons) | 20 | 0 | 83.46% | 0 | 0 | 0 | 0 | 0 | 0 | 0 | 0 |  | n/a | n/a | n/a | n/a | n/a | 0 | 0 | 0 | 0 | 0 | 0 | 0 | 0 |  | 0 | 0 | 0 | 0 | 0 | 0 | 0 | 0 | 0 | 0 | 0 | 0 | 0 | 0 | 0 | 0 | 0 | 0 | 0 | 0 | 0 | 0 | 0 | 0 | 0 | 0 | 0 | 0 | 0 | 0 | 0 | 0 | 0 | 0 | 0 | 0 | 0 | 0 | 0 | 0 | 0 | 0 | 0 | 0 | 0 | 0 | 0 | 0 | 0 | 0 | 0 | 0 | 0 | 0 | 0 | 0 | 0 | 0 | 0 | 0 | 0 | 0 | 0 | 0 | 0 | 0 | 0 | 0 | 0 | 0 | 0 | 0 | 0 | 0 | 0 | 0 | 0 | 0 | 0 | 0 | 0 | 0 | 0 | 0 | 0 | 0 | 0 | 0 | 0 | 0 | 0 | 0 | 0 | 0 | 0 | 0
Commercial | Commercial Incentive Program | Prescriptive | Water Cooled Chiller, Centrifugal (<300 Tons) | 20 | 0 | 83.46% | 0 | 37393.789 | 7.7099 | 0 | 0 | 6009.4197 | 0 | 3750 |  | 4.8977 | 0.68828 | 7.8486 | 5.6459 | 13.2092 | 0.0095069 | 0.062916 | 18464.982 | 2821.1501 | 47448.3126 | 24475.0469 | 2352.6604 | 3770.1664 |  | 0 | 0 | 0 | 0 | 0 | 0 | 37393.789 | 37393.789 | 37393.789 | 37393.789 | 37393.789 | 37393.789 | 37393.789 | 37393.789 | 37393.789 | 37393.789 | 37393.789 | 37393.789 | 37393.789 | 37393.789 | 37393.789 | 37393.789 | 37393.789 | 37393.789 | 37393.789 | 37393.789 | 0 | 0 | 0 | 0 | 0 | 0 | 0 | 0 | 0 | 0 | 0 | 0 | 7.7099 | 7.7099 | 7.7099 | 7.7099 | 7.7099 | 7.7099 | 7.7099 | 7.7099 | 7.7099 | 7.7099 | 7.7099 | 7.7099 | 7.7099 | 7.7099 | 7.7099 | 7.7099 | 7.7099 | 7.7099 | 7.7099 | 7.7099 | 0 | 0 | 0 | 0 | 0 | 0 | 0 | 0 | 0 | 0 | 0 | 0 | 0 | 0 | 0 | 0 | 0 | 0 | 0 | 0 | 0 | 0 | 0 | 0 | 0 | 0 | 0 | 0 | 0 | 0 | 0 | 0 | 0 | 0 | 0 | 0 | 0 | 0
Commercial | Commercial Incentive Program | Prescriptive | Water Cooled Chiller, Centrifugal (300 < 600 Tons) | 20 | 0 | 83.46% | 0 | 0 | 0 | 0 | 0 | 0 | 0 | 0 |  | n/a | n/a | n/a | n/a | n/a | 0 | 0 | 0 | 0 | 0 | 0 | 0 | 0 |  | 0 | 0 | 0 | 0 | 0 | 0 | 0 | 0 | 0 | 0 | 0 | 0 | 0 | 0 | 0 | 0 | 0 | 0 | 0 | 0 | 0 | 0 | 0 | 0 | 0 | 0 | 0 | 0 | 0 | 0 | 0 | 0 | 0 | 0 | 0 | 0 | 0 | 0 | 0 | 0 | 0 | 0 | 0 | 0 | 0 | 0 | 0 | 0 | 0 | 0 | 0 | 0 | 0 | 0 | 0 | 0 | 0 | 0 | 0 | 0 | 0 | 0 | 0 | 0 | 0 | 0 | 0 | 0 | 0 | 0 | 0 | 0 | 0 | 0 | 0 | 0 | 0 | 0 | 0 | 0 | 0 | 0 | 0 | 0 | 0 | 0 | 0 | 0 | 0 | 0 | 0 | 0 | 0 | 0 | 0 | 0
Commercial | Commercial Incentive Program | Prescriptive | Water Cooled Chiller, Centrifugal (≥600 Tons) | 20 | 0 | 83.46% | 0 | 0 | 0 | 0 | 0 | 0 | 0 | 0 |  | n/a | n/a | n/a | n/a | n/a | 0 | 0 | 0 | 0 | 0 | 0 | 0 | 0 |  | 0 | 0 | 0 | 0 | 0 | 0 | 0 | 0 | 0 | 0 | 0 | 0 | 0 | 0 | 0 | 0 | 0 | 0 | 0 | 0 | 0 | 0 | 0 | 0 | 0 | 0 | 0 | 0 | 0 | 0 | 0 | 0 | 0 | 0 | 0 | 0 | 0 | 0 | 0 | 0 | 0 | 0 | 0 | 0 | 0 | 0 | 0 | 0 | 0 | 0 | 0 | 0 | 0 | 0 | 0 | 0 | 0 | 0 | 0 | 0 | 0 | 0 | 0 | 0 | 0 | 0 | 0 | 0 | 0 | 0 | 0 | 0 | 0 | 0 | 0 | 0 | 0 | 0 | 0 | 0 | 0 | 0 | 0 | 0 | 0 | 0 | 0 | 0 | 0 | 0 | 0 | 0 | 0 | 0 | 0 | 0
Commercial | Commercial Incentive Program | Prescriptive | Air Source Heat Pump (<65 kBtuh) | 15 | 0 | 83.46% | 0 | 3618.987 | 1.4793 | 0 | 0 | 2086.6041 | 0 | 1250 |  | 1.4565 | 0.68961 | 2.4313 | 1.6385 | 3.5377 | 0.037519 | 0.2167 | 1906.7005 | 238.2835 | 3846.893 | 1980.6927 | 784.2201 | 1309.0856 |  | 0 | 0 | 0 | 0 | 0 | 0 | 3618.987 | 3618.987 | 3618.987 | 3618.987 | 3618.987 | 3618.987 | 3618.987 | 3618.987 | 3618.987 | 3618.987 | 3618.987 | 3618.987 | 3618.987 | 3618.987 | 3618.987 | 0 | 0 | 0 | 0 | 0 | 0 | 0 | 0 | 0 | 0 | 0 | 0 | 0 | 0 | 0 | 0 | 0 | 1.4793 | 1.4793 | 1.4793 | 1.4793 | 1.4793 | 1.4793 | 1.4793 | 1.4793 | 1.4793 | 1.4793 | 1.4793 | 1.4793 | 1.4793 | 1.4793 | 1.4793 | 0 | 0 | 0 | 0 | 0 | 0 | 0 | 0 | 0 | 0 | 0 | 0 | 0 | 0 | 0 | 0 | 0 | 0 | 0 | 0 | 0 | 0 | 0 | 0 | 0 | 0 | 0 | 0 | 0 | 0 | 0 | 0 | 0 | 0 | 0 | 0 | 0 | 0 | 0 | 0 | 0 | 0 | 0
Commercial | Commercial Incentive Program | Prescriptive | Air Source Heat Pump (65<135 kBtuh) | 15 | 0 | 83.46% | 0 | 0 | 0 | 0 | 0 | 0 | 0 | 0 |  | n/a | n/a | n/a | n/a | n/a | 0 | 0 | 0 | 0 | 0 | 0 | 0 | 0 |  | 0 | 0 | 0 | 0 | 0 | 0 | 0 | 0 | 0 | 0 | 0 | 0 | 0 | 0 | 0 | 0 | 0 | 0 | 0 | 0 | 0 | 0 | 0 | 0 | 0 | 0 | 0 | 0 | 0 | 0 | 0 | 0 | 0 | 0 | 0 | 0 | 0 | 0 | 0 | 0 | 0 | 0 | 0 | 0 | 0 | 0 | 0 | 0 | 0 | 0 | 0 | 0 | 0 | 0 | 0 | 0 | 0 | 0 | 0 | 0 | 0 | 0 | 0 | 0 | 0 | 0 | 0 | 0 | 0 | 0 | 0 | 0 | 0 | 0 | 0 | 0 | 0 | 0 | 0 | 0 | 0 | 0 | 0 | 0 | 0 | 0 | 0 | 0 | 0 | 0 | 0 | 0 | 0 | 0 | 0 | 0
Commercial | Commercial Incentive Program | Prescriptive | Air Source Heat Pump (135<240 kBtuh) | 15 | 0 | 83.46% | 0 | 0 | 0 | 0 | 0 | 0 | 0 | 0 |  | n/a | n/a | n/a | n/a | n/a | 0 | 0 | 0 | 0 | 0 | 0 | 0 | 0 |  | 0 | 0 | 0 | 0 | 0 | 0 | 0 | 0 | 0 | 0 | 0 | 0 | 0 | 0 | 0 | 0 | 0 | 0 | 0 | 0 | 0 | 0 | 0 | 0 | 0 | 0 | 0 | 0 | 0 | 0 | 0 | 0 | 0 | 0 | 0 | 0 | 0 | 0 | 0 | 0 | 0 | 0 | 0 | 0 | 0 | 0 | 0 | 0 | 0 | 0 | 0 | 0 | 0 | 0 | 0 | 0 | 0 | 0 | 0 | 0 | 0 | 0 | 0 | 0 | 0 | 0 | 0 | 0 | 0 | 0 | 0 | 0 | 0 | 0 | 0 | 0 | 0 | 0 | 0 | 0 | 0 | 0 | 0 | 0 | 0 | 0 | 0 | 0 | 0 | 0 | 0 | 0 | 0 | 0 | 0 | 0
Commercial | Commercial Incentive Program | Prescriptive | Air Source Heat Pump (≥240 kBtuh) | 15 | 0 | 83.46% | 0 | 0 | 0 | 0 | 0 | 0 | 0 | 0 |  | n/a | n/a | n/a | n/a | n/a | 0 | 0 | 0 | 0 | 0 | 0 | 0 | 0 |  | 0 | 0 | 0 | 0 | 0 | 0 | 0 | 0 | 0 | 0 | 0 | 0 | 0 | 0 | 0 | 0 | 0 | 0 | 0 | 0 | 0 | 0 | 0 | 0 | 0 | 0 | 0 | 0 | 0 | 0 | 0 | 0 | 0 | 0 | 0 | 0 | 0 | 0 | 0 | 0 | 0 | 0 | 0 | 0 | 0 | 0 | 0 | 0 | 0 | 0 | 0 | 0 | 0 | 0 | 0 | 0 | 0 | 0 | 0 | 0 | 0 | 0 | 0 | 0 | 0 | 0 | 0 | 0 | 0 | 0 | 0 | 0 | 0 | 0 | 0 | 0 | 0 | 0 | 0 | 0 | 0 | 0 | 0 | 0 | 0 | 0 | 0 | 0 | 0 | 0 | 0 | 0 | 0 | 0 | 0 | 0
Commercial | Commercial Incentive Program | Prescriptive | Water Source Heat Pump | 15 | 0 | 83.46% | 0 | 18660.7985 | 8.2357 | 0 | 0 | 6259.8122 | 0 | 3750 |  | 2.5805 | 0.80651 | 4.3076 | 2.8934 | 5.6499 | 0.021829 | 0.12608 | 10134.4331 | 1228.6753 | 19835.964 | 10213.164 | 2352.6604 | 3927.2567 |  | 0 | 0 | 0 | 0 | 0 | 0 | 18660.7985 | 18660.7985 | 18660.7985 | 18660.7985 | 18660.7985 | 18660.7985 | 18660.7985 | 18660.7985 | 18660.7985 | 18660.7985 | 18660.7985 | 18660.7985 | 18660.7985 | 18660.7985 | 18660.7985 | 0 | 0 | 0 | 0 | 0 | 0 | 0 | 0 | 0 | 0 | 0 | 0 | 0 | 0 | 0 | 0 | 0 | 8.2357 | 8.2357 | 8.2357 | 8.2357 | 8.2357 | 8.2357 | 8.2357 | 8.2357 | 8.2357 | 8.2357 | 8.2357 | 8.2357 | 8.2357 | 8.2357 | 8.2357 | 0 | 0 | 0 | 0 | 0 | 0 | 0 | 0 | 0 | 0 | 0 | 0 | 0 | 0 | 0 | 0 | 0 | 0 | 0 | 0 | 0 | 0 | 0 | 0 | 0 | 0 | 0 | 0 | 0 | 0 | 0 | 0 | 0 | 0 | 0 | 0 | 0 | 0 | 0 | 0 | 0 | 0 | 0
Commercial | Commercial Incentive Program | Prescriptive | PTAC | 15 | 0 | 83.46% | 0 | 3293.621 | 2.0588 | 0 | 0 | 1752.7474 | 0 | 1000 |  | 1.9008 | 0.86018 | 3.3317 | 2.098 | 3.7544 | 0.03298 | 0.19048 | 2090.2215 | 216.8605 | 3501.037 | 1802.618 | 627.3761 | 1099.6319 |  | 0 | 0 | 0 | 0 | 0 | 0 | 3293.621 | 3293.621 | 3293.621 | 3293.621 | 3293.621 | 3293.621 | 3293.621 | 3293.621 | 3293.621 | 3293.621 | 3293.621 | 3293.621 | 3293.621 | 3293.621 | 3293.621 | 0 | 0 | 0 | 0 | 0 | 0 | 0 | 0 | 0 | 0 | 0 | 0 | 0 | 0 | 0 | 0 | 0 | 2.0588 | 2.0588 | 2.0588 | 2.0588 | 2.0588 | 2.0588 | 2.0588 | 2.0588 | 2.0588 | 2.0588 | 2.0588 | 2.0588 | 2.0588 | 2.0588 | 2.0588 | 0 | 0 | 0 | 0 | 0 | 0 | 0 | 0 | 0 | 0 | 0 | 0 | 0 | 0 | 0 | 0 | 0 | 0 | 0 | 0 | 0 | 0 | 0 | 0 | 0 | 0 | 0 | 0 | 0 | 0 | 0 | 0 | 0 | 0 | 0 | 0 | 0 | 0 | 0 | 0 | 0 | 0 | 0
Commercial | Commercial Incentive Program | Prescriptive | PTHP | 15 | 0 | 83.46% | 0 | 4641.6742 | 2.2667 | 0 | 0 | 1752.7474 | 0 | 1000 |  | 2.3913 | 0.83008 | 4.1913 | 2.6692 | 5.0575 | 0.023402 | 0.13516 | 2629.5294 | 305.6199 | 4933.9841 | 2540.4154 | 627.3761 | 1099.6319 |  | 0 | 0 | 0 | 0 | 0 | 0 | 4641.6742 | 4641.6742 | 4641.6742 | 4641.6742 | 4641.6742 | 4641.6742 | 4641.6742 | 4641.6742 | 4641.6742 | 4641.6742 | 4641.6742 | 4641.6742 | 4641.6742 | 4641.6742 | 4641.6742 | 0 | 0 | 0 | 0 | 0 | 0 | 0 | 0 | 0 | 0 | 0 | 0 | 0 | 0 | 0 | 0 | 0 | 2.2667 | 2.2667 | 2.2667 | 2.2667 | 2.2667 | 2.2667 | 2.2667 | 2.2667 | 2.2667 | 2.2667 | 2.2667 | 2.2667 | 2.2667 | 2.2667 | 2.2667 | 0 | 0 | 0 | 0 | 0 | 0 | 0 | 0 | 0 | 0 | 0 | 0 | 0 | 0 | 0 | 0 | 0 | 0 | 0 | 0 | 0 | 0 | 0 | 0 | 0 | 0 | 0 | 0 | 0 | 0 | 0 | 0 | 0 | 0 | 0 | 0 | 0 | 0 | 0 | 0 | 0 | 0 | 0
Commercial | Commercial Incentive Program | Prescriptive | Variable Speed Drives for HVAC Systems (HVAC Application) | 15 | 0 | 83.46% | 0 | 114256.158 | 0 | 0 | 0 | 30098.8463 | 0 | 18050 |  | 1.9557 | 0.50003 | 3.2612 | 2.3541 | 7.0314 | 0.01716 | 0.099112 | 36930.5891 | 7522.9215 | 121451.4501 | 62533.0627 | 11324.139 | 18883.2974 |  | 0 | 0 | 0 | 0 | 0 | 0 | 114256.158 | 114256.158 | 114256.158 | 114256.158 | 114256.158 | 114256.158 | 114256.158 | 114256.158 | 114256.158 | 114256.158 | 114256.158 | 114256.158 | 114256.158 | 114256.158 | 114256.158 | 0 | 0 | 0 | 0 | 0 | 0 | 0 | 0 | 0 | 0 | 0 | 0 | 0 | 0 | 0 | 0 | 0 | 0 | 0 | 0 | 0 | 0 | 0 | 0 | 0 | 0 | 0 | 0 | 0 | 0 | 0 | 0 | 0 | 0 | 0 | 0 | 0 | 0 | 0 | 0 | 0 | 0 | 0 | 0 | 0 | 0 | 0 | 0 | 0 | 0 | 0 | 0 | 0 | 0 | 0 | 0 | 0 | 0 | 0 | 0 | 0 | 0 | 0 | 0 | 0 | 0 | 0 | 0 | 0 | 0 | 0 | 0 | 0 | 0 | 0
Commercial | Commercial Incentive Program | Prescriptive | Variable Speed Drives for HVAC Systems (Pump Application) | 10 | 0 | 83.46% | 0 | 122399.5782 | 0 | 0 | 0 | 30098.8463 | 0 | 18050 |  | 1.6515 | 0.5081 | 2.754 | 1.9865 | 5.7586 | 0.020407 | 0.092518 | 31186.6531 | 6325.8708 | 97416.5115 | 50054.9561 | 11324.139 | 18883.2974 |  | 0 | 0 | 0 | 0 | 0 | 0 | 122399.5782 | 122399.5782 | 122399.5782 | 122399.5782 | 122399.5782 | 122399.5782 | 122399.5782 | 122399.5782 | 122399.5782 | 122399.5782 | 0 | 0 | 0 | 0 | 0 | 0 | 0 | 0 | 0 | 0 | 0 | 0 | 0 | 0 | 0 | 0 | 0 | 0 | 0 | 0 | 0 | 0 | 0 | 0 | 0 | 0 | 0 | 0 | 0 | 0 | 0 | 0 | 0 | 0 | 0 | 0 | 0 | 0 | 0 | 0 | 0 | 0 | 0 | 0 | 0 | 0 | 0 | 0 | 0 | 0 | 0 | 0 | 0 | 0 | 0 | 0 | 0 | 0 | 0 | 0 | 0 | 0 | 0 | 0 | 0 | 0 | 0 | 0 | 0 | 0 | 0 | 0 | 0 | 0 | 0 | 0 | 0 | 0 | 0 | 0
Commercial | Commercial Incentive Program | Prescriptive | Automatic Door Closer for Walk-In Cooler | 8 | 0 | 83.46% | 0 | 16632.3961 | 2.4485 | 0 | 0 | 2617.77 | 0 | 1500 |  | 2.7026 | 0.66796 | 4.7165 | 3.1511 | 7.3381 | 0.014564 | 0.05658 | 4438.5635 | 736.5963 | 11110.5263 | 5703.908 | 941.0642 | 1642.3264 |  | 0 | 0 | 0 | 0 | 0 | 0 | 16632.3961 | 16632.3961 | 16632.3961 | 16632.3961 | 16632.3961 | 16632.3961 | 16632.3961 | 16632.3961 | 0 | 0 | 0 | 0 | 0 | 0 | 0 | 0 | 0 | 0 | 0 | 0 | 0 | 0 | 0 | 0 | 0 | 0 | 0 | 0 | 0 | 0 | 0 | 0 | 2.4485 | 2.4485 | 2.4485 | 2.4485 | 2.4485 | 2.4485 | 2.4485 | 2.4485 | 0 | 0 | 0 | 0 | 0 | 0 | 0 | 0 | 0 | 0 | 0 | 0 | 0 | 0 | 0 | 0 | 0 | 0 | 0 | 0 | 0 | 0 | 0 | 0 | 0 | 0 | 0 | 0 | 0 | 0 | 0 | 0 | 0 | 0 | 0 | 0 | 0 | 0 | 0 | 0 | 0 | 0 | 0 | 0 | 0 | 0 | 0 | 0 | 0 | 0
Commercial | Commercial Incentive Program | Prescriptive | Automatic Door Closer for Walk-In Freezer | 8 | 0 | 83.46% | 0 | 40690.2841 | 5.5225 | 0 | 0 | 2617.77 | 0 | 1500 |  | 6.5192 | 0.71879 | 11.3772 | 7.6164 | 17.1235 | 0.0059533 | 0.023127 | 10706.6316 | 1802.0441 | 27181.3193 | 13954.3116 | 941.0642 | 1642.3264 |  | 0 | 0 | 0 | 0 | 0 | 0 | 40690.2841 | 40690.2841 | 40690.2841 | 40690.2841 | 40690.2841 | 40690.2841 | 40690.2841 | 40690.2841 | 0 | 0 | 0 | 0 | 0 | 0 | 0 | 0 | 0 | 0 | 0 | 0 | 0 | 0 | 0 | 0 | 0 | 0 | 0 | 0 | 0 | 0 | 0 | 0 | 5.5225 | 5.5225 | 5.5225 | 5.5225 | 5.5225 | 5.5225 | 5.5225 | 5.5225 | 0 | 0 | 0 | 0 | 0 | 0 | 0 | 0 | 0 | 0 | 0 | 0 | 0 | 0 | 0 | 0 | 0 | 0 | 0 | 0 | 0 | 0 | 0 | 0 | 0 | 0 | 0 | 0 | 0 | 0 | 0 | 0 | 0 | 0 | 0 | 0 | 0 | 0 | 0 | 0 | 0 | 0 | 0 | 0 | 0 | 0 | 0 | 0 | 0 | 0
Commercial | Commercial Incentive Program | Prescriptive | Beverage & Snack Machine Controls (Refrigerated) | 5 | 0 | 83.46% | 0 | 8528.7682 | 0 | 0 | 0 | 901.413 | 0 | 450 |  | 2.3021 | 0.57929 | 4.6114 | 2.7666 | 7.277 | 0.012253 | 0.033102 | 1301.8798 | 262.674 | 3833.023 | 1965.053 | 282.3193 | 565.525 |  | 0 | 0 | 0 | 0 | 0 | 0 | 8528.7682 | 8528.7682 | 8528.7682 | 8528.7682 | 8528.7682 | 0 | 0 | 0 | 0 | 0 | 0 | 0 | 0 | 0 | 0 | 0 | 0 | 0 | 0 | 0 | 0 | 0 | 0 | 0 | 0 | 0 | 0 | 0 | 0 | 0 | 0 | 0 | 0 | 0 | 0 | 0 | 0 | 0 | 0 | 0 | 0 | 0 | 0 | 0 | 0 | 0 | 0 | 0 | 0 | 0 | 0 | 0 | 0 | 0 | 0 | 0 | 0 | 0 | 0 | 0 | 0 | 0 | 0 | 0 | 0 | 0 | 0 | 0 | 0 | 0 | 0 | 0 | 0 | 0 | 0 | 0 | 0 | 0 | 0 | 0 | 0 | 0 | 0 | 0 | 0 | 0 | 0 | 0 | 0 | 0
Commercial | Commercial Incentive Program | Prescriptive | ECM for Walk-In Cooler or Freezer | 15 | 0 | 83.46% | 0 | 5658.1895 | 0.6005 | 0 | 0 | 667.7133 | 0 | 400 |  | 5.0799 | 0.63567 | 8.4799 | 5.9693 | 14.9567 | 0.0076791 | 0.044352 | 2128.0283 | 372.5499 | 6014.5145 | 3096.7602 | 250.9504 | 418.9074 |  | 0 | 0 | 0 | 0 | 0 | 0 | 5658.1895 | 5658.1895 | 5658.1895 | 5658.1895 | 5658.1895 | 5658.1895 | 5658.1895 | 5658.1895 | 5658.1895 | 5658.1895 | 5658.1895 | 5658.1895 | 5658.1895 | 5658.1895 | 5658.1895 | 0 | 0 | 0 | 0 | 0 | 0 | 0 | 0 | 0 | 0 | 0 | 0 | 0 | 0 | 0 | 0 | 0 | 0.6005 | 0.6005 | 0.6005 | 0.6005 | 0.6005 | 0.6005 | 0.6005 | 0.6005 | 0.6005 | 0.6005 | 0.6005 | 0.6005 | 0.6005 | 0.6005 | 0.6005 | 0 | 0 | 0 | 0 | 0 | 0 | 0 | 0 | 0 | 0 | 0 | 0 | 0 | 0 | 0 | 0 | 0 | 0 | 0 | 0 | 0 | 0 | 0 | 0 | 0 | 0 | 0 | 0 | 0 | 0 | 0 | 0 | 0 | 0 | 0 | 0 | 0 | 0 | 0 | 0 | 0 | 0 | 0
Commercial | Commercial Incentive Program | Prescriptive | ENERGY STAR Electric Steamer | 12 | 0 | 83.46% | 0 | 105474.5618 | 4.8802 | 0 | 0 | 6309.8907 | 0 | 3600 |  | 8.1454 | 0.62395 | 14.2768 | 9.6911 | 24.8466 | 0.0042079 | 0.021413 | 32244.9154 | 6118.8973 | 96100.9646 | 49420.5241 | 2258.554 | 3958.6747 |  | 0 | 0 | 0 | 0 | 0 | 0 | 105474.5618 | 105474.5618 | 105474.5618 | 105474.5618 | 105474.5618 | 105474.5618 | 105474.5618 | 105474.5618 | 105474.5618 | 105474.5618 | 105474.5618 | 105474.5618 | 0 | 0 | 0 | 0 | 0 | 0 | 0 | 0 | 0 | 0 | 0 | 0 | 0 | 0 | 0 | 0 | 0 | 0 | 0 | 0 | 4.8802 | 4.8802 | 4.8802 | 4.8802 | 4.8802 | 4.8802 | 4.8802 | 4.8802 | 4.8802 | 4.8802 | 4.8802 | 4.8802 | 0 | 0 | 0 | 0 | 0 | 0 | 0 | 0 | 0 | 0 | 0 | 0 | 0 | 0 | 0 | 0 | 0 | 0 | 0 | 0 | 0 | 0 | 0 | 0 | 0 | 0 | 0 | 0 | 0 | 0 | 0 | 0 | 0 | 0 | 0 | 0 | 0 | 0 | 0 | 0 | 0 | 0 | 0 | 0 | 0 | 0
Commercial | Commercial Incentive Program | Prescriptive | ENERGY STAR Commercial Dishwasher | 10 | 0 | 83.46% | 0 | 26874.7674 | 0.088676 | 0 | 0 | 500.785 | 0 | 300 |  | 21.9033 | 0.6156 | 36.5628 | 26.3241 | 68.6788 | 0.0015448 | 0.0070033 | 6881.5831 | 1388.9452 | 21389.3392 | 10990.359 | 188.2128 | 314.1805 |  | 0 | 0 | 0 | 0 | 0 | 0 | 26874.7674 | 26874.7674 | 26874.7674 | 26874.7674 | 26874.7674 | 26874.7674 | 26874.7674 | 26874.7674 | 26874.7674 | 26874.7674 | 0 | 0 | 0 | 0 | 0 | 0 | 0 | 0 | 0 | 0 | 0 | 0 | 0 | 0 | 0 | 0 | 0 | 0 | 0 | 0 | 0 | 0 | 0.088676 | 0.088676 | 0.088676 | 0.088676 | 0.088676 | 0.088676 | 0.088676 | 0.088676 | 0.088676 | 0.088676 | 0 | 0 | 0 | 0 | 0 | 0 | 0 | 0 | 0 | 0 | 0 | 0 | 0 | 0 | 0 | 0 | 0 | 0 | 0 | 0 | 0 | 0 | 0 | 0 | 0 | 0 | 0 | 0 | 0 | 0 | 0 | 0 | 0 | 0 | 0 | 0 | 0 | 0 | 0 | 0 | 0 | 0 | 0 | 0 | 0 | 0 | 0 | 0
Commercial | Commercial Incentive Program | Prescriptive | High Efficiency Pre-Rinse Spray Valve | 5 | 0 | 83.46% | 0 | 28263.1303 | 0 | 0 | 0 | 1001.57 | 0 | 600 |  | 6.8659 | 0.62631 | 11.4611 | 8.2512 | 20.8137 | 0.0049298 | 0.013319 | 4314.2452 | 870.4645 | 12702.0954 | 6511.9076 | 376.4257 | 628.3611 |  | 0 | 0 | 0 | 0 | 0 | 0 | 28263.1303 | 28263.1303 | 28263.1303 | 28263.1303 | 28263.1303 | 0 | 0 | 0 | 0 | 0 | 0 | 0 | 0 | 0 | 0 | 0 | 0 | 0 | 0 | 0 | 0 | 0 | 0 | 0 | 0 | 0 | 0 | 0 | 0 | 0 | 0 | 0 | 0 | 0 | 0 | 0 | 0 | 0 | 0 | 0 | 0 | 0 | 0 | 0 | 0 | 0 | 0 | 0 | 0 | 0 | 0 | 0 | 0 | 0 | 0 | 0 | 0 | 0 | 0 | 0 | 0 | 0 | 0 | 0 | 0 | 0 | 0 | 0 | 0 | 0 | 0 | 0 | 0 | 0 | 0 | 0 | 0 | 0 | 0 | 0 | 0 | 0 | 0 | 0 | 0 | 0 | 0 | 0 | 0 | 0
Commercial | Commercial Incentive Program | Prescriptive | ENERGY STAR Electric Fryer | 12 | 0 | 83.46% | 0 | 10071.0546 | 1.7474 | 0 | 0 | 2103.2969 | 0 | 1200 |  | 2.7552 | 0.66445 | 4.8292 | 3.198 | 7.5244 | 0.01469 | 0.074754 | 3635.6783 | 584.2522 | 9176.0331 | 4718.8326 | 752.8513 | 1319.5582 |  | 0 | 0 | 0 | 0 | 0 | 0 | 10071.0546 | 10071.0546 | 10071.0546 | 10071.0546 | 10071.0546 | 10071.0546 | 10071.0546 | 10071.0546 | 10071.0546 | 10071.0546 | 10071.0546 | 10071.0546 | 0 | 0 | 0 | 0 | 0 | 0 | 0 | 0 | 0 | 0 | 0 | 0 | 0 | 0 | 0 | 0 | 0 | 0 | 0 | 0 | 1.7474 | 1.7474 | 1.7474 | 1.7474 | 1.7474 | 1.7474 | 1.7474 | 1.7474 | 1.7474 | 1.7474 | 1.7474 | 1.7474 | 0 | 0 | 0 | 0 | 0 | 0 | 0 | 0 | 0 | 0 | 0 | 0 | 0 | 0 | 0 | 0 | 0 | 0 | 0 | 0 | 0 | 0 | 0 | 0 | 0 | 0 | 0 | 0 | 0 | 0 | 0 | 0 | 0 | 0 | 0 | 0 | 0 | 0 | 0 | 0 | 0 | 0 | 0 | 0 | 0 | 0
Commercial | Commercial Incentive Program | Prescriptive | Demand Control Ventilation | 15 | 0 | 83.46% | 15659.8397 | 11868.4405 | 2.0374 | 0 | 0 | 4977.8027 | 0 | 2850 |  | 21.7826 | 0.85394 | 38.0454 | 22.0328 | 44.888 | 0.026084 | 0.15065 | 68026.0216 | 781.4489 | 138395.2691 | 77873.4492 | 1788.0219 | 3122.9545 |  | 0 | 0 | 0 | 0 | 0 | 0 | 11868.4405 | 11868.4405 | 11868.4405 | 11868.4405 | 11868.4405 | 11868.4405 | 11868.4405 | 11868.4405 | 11868.4405 | 11868.4405 | 11868.4405 | 11868.4405 | 11868.4405 | 11868.4405 | 11868.4405 | 0 | 0 | 0 | 0 | 0 | 0 | 0 | 0 | 0 | 0 | 0 | 0 | 0 | 0 | 0 | 0 | 0 | 2.0374 | 2.0374 | 2.0374 | 2.0374 | 2.0374 | 2.0374 | 2.0374 | 2.0374 | 2.0374 | 2.0374 | 2.0374 | 2.0374 | 2.0374 | 2.0374 | 2.0374 | 0 | 0 | 0 | 0 | 0 | 0 | 0 | 0 | 0 | 0 | 0 | 0 | 0 | 0 | 0 | 0 | 0 | 15659.8397 | 15659.8397 | 15659.8397 | 15659.8397 | 15659.8397 | 15659.8397 | 15659.8397 | 15659.8397 | 15659.8397 | 15659.8397 | 15659.8397 | 15659.8397 | 15659.8397 | 15659.8397 | 15659.8397 | 0 | 0 | 0 | 0 | 0 | 0 | 0 | 0 | 0 | 0 | 0
Commercial | Commercial Incentive Program | Prescriptive | No Air Loss Drain | 10 | 0 | 83.46% | 0 | 6948.0591 | 1.09 | 0 | 0 | 2336.9966 | 0 | 1400 |  | 1.493 | 0.58848 | 2.4922 | 1.7379 | 4.3707 | 0.027884 | 0.12641 | 2188.9858 | 359.0905 | 5529.8858 | 2841.3888 | 878.3266 | 1466.1758 |  | 0 | 0 | 0 | 0 | 0 | 0 | 6948.0591 | 6948.0591 | 6948.0591 | 6948.0591 | 6948.0591 | 6948.0591 | 6948.0591 | 6948.0591 | 6948.0591 | 6948.0591 | 0 | 0 | 0 | 0 | 0 | 0 | 0 | 0 | 0 | 0 | 0 | 0 | 0 | 0 | 0 | 0 | 0 | 0 | 0 | 0 | 0 | 0 | 1.09 | 1.09 | 1.09 | 1.09 | 1.09 | 1.09 | 1.09 | 1.09 | 1.09 | 1.09 | 0 | 0 | 0 | 0 | 0 | 0 | 0 | 0 | 0 | 0 | 0 | 0 | 0 | 0 | 0 | 0 | 0 | 0 | 0 | 0 | 0 | 0 | 0 | 0 | 0 | 0 | 0 | 0 | 0 | 0 | 0 | 0 | 0 | 0 | 0 | 0 | 0 | 0 | 0 | 0 | 0 | 0 | 0 | 0 | 0 | 0 | 0 | 0
Commercial | Commercial Incentive Program | Custom | Custom Project | 15 | 0 | 83.46% | 0 | 1433746.9197 | 240.7293 | 0 | 0 | 275431.7369 | 0 | 108554.89 |  | 3.3759 | 0.68404 | 8.5655 | 3.9222 | 9.2138 | 0.0082244 | 0.047501 | 583348.6604 | 94401.6129 | 1524037.2649 | 784698.065 | 68104.7457 | 172799.2944 |  | 0 | 0 | 0 | 0 | 0 | 0 | 1433746.9197 | 1433746.9197 | 1433746.9197 | 1433746.9197 | 1433746.9197 | 1433746.9197 | 1433746.9197 | 1433746.9197 | 1433746.9197 | 1433746.9197 | 1433746.9197 | 1433746.9197 | 1433746.9197 | 1433746.9197 | 1433746.9197 | 0 | 0 | 0 | 0 | 0 | 0 | 0 | 0 | 0 | 0 | 0 | 0 | 0 | 0 | 0 | 0 | 0 | 240.7293 | 240.7293 | 240.7293 | 240.7293 | 240.7293 | 240.7293 | 240.7293 | 240.7293 | 240.7293 | 240.7293 | 240.7293 | 240.7293 | 240.7293 | 240.7293 | 240.7293 | 0 | 0 | 0 | 0 | 0 | 0 | 0 | 0 | 0 | 0 | 0 | 0 | 0 | 0 | 0 | 0 | 0 | 0 | 0 | 0 | 0 | 0 | 0 | 0 | 0 | 0 | 0 | 0 | 0 | 0 | 0 | 0 | 0 | 0 | 0 | 0 | 0 | 0 | 0 | 0 | 0 | 0 | 0
Commercial | Express Install | 0 | Express Install | 15 | 0 | 83.46% | 0 | 1314389.3834 | 209.8216 | 0 | 0 | 309652.0436 | 0 | 259700 |  | 2.725 | 0.59999 | 3.2491 | 3.1704 | 8.0306 | 0.021462 | 0.12396 | 529371.8756 | 86542.8034 | 1397163.1768 | 719372.9881 | 162929.5783 | 194268.2976 |  | 0 | 0 | 0 | 0 | 0 | 0 | 1314389.3834 | 1314389.3834 | 1314389.3834 | 1314389.3834 | 1314389.3834 | 1314389.3834 | 1314389.3834 | 1314389.3834 | 1314389.3834 | 1314389.3834 | 1314389.3834 | 1314389.3834 | 1314389.3834 | 1314389.3834 | 1314389.3834 | 0 | 0 | 0 | 0 | 0 | 0 | 0 | 0 | 0 | 0 | 0 | 0 | 0 | 0 | 0 | 0 | 0 | 209.8216 | 209.8216 | 209.8216 | 209.8216 | 209.8216 | 209.8216 | 209.8216 | 209.8216 | 209.8216 | 209.8216 | 209.8216 | 209.8216 | 209.8216 | 209.8216 | 209.8216 | 0 | 0 | 0 | 0 | 0 | 0 | 0 | 0 | 0 | 0 | 0 | 0 | 0 | 0 | 0 | 0 | 0 | 0 | 0 | 0 | 0 | 0 | 0 | 0 | 0 | 0 | 0 | 0 | 0 | 0 | 0 | 0 | 0 | 0 | 0 | 0 | 0 | 0 | 0 | 0 | 0 | 0 | 0
Commercial | New Construction | 0 | New Construction | 15 | 0 | 83.46% | 0 | 229161.7998 | 61.067 | 0 | 0 | 64200.6339 | 0 | 17350.78 |  | 2.5943 | 0.7666 | 9.5993 | 2.9689 | 6.3181 | 0.0082244 | 0.047501 | 104492.8063 | 15088.6068 | 243593.2854 | 125421.5918 | 10885.465 | 40277.9446 |  | 0 | 0 | 0 | 0 | 0 | 0 | 229161.7998 | 229161.7998 | 229161.7998 | 229161.7998 | 229161.7998 | 229161.7998 | 229161.7998 | 229161.7998 | 229161.7998 | 229161.7998 | 229161.7998 | 229161.7998 | 229161.7998 | 229161.7998 | 229161.7998 | 0 | 0 | 0 | 0 | 0 | 0 | 0 | 0 | 0 | 0 | 0 | 0 | 0 | 0 | 0 | 0 | 0 | 61.067 | 61.067 | 61.067 | 61.067 | 61.067 | 61.067 | 61.067 | 61.067 | 61.067 | 61.067 | 61.067 | 61.067 | 61.067 | 61.067 | 61.067 | 0 | 0 | 0 | 0 | 0 | 0 | 0 | 0 | 0 | 0 | 0 | 0 | 0 | 0 | 0 | 0 | 0 | 0 | 0 | 0 | 0 | 0 | 0 | 0 | 0 | 0 | 0 | 0 | 0 | 0 | 0 | 0 | 0 | 0 | 0 | 0 | 0 | 0 | 0 | 0 | 0 | 0 | 0
Commercial | School Energy Manager | 0 | School Energy Manager | 10 | 0 | 100% | 0 | 589797.4942 | 215.4144 | 0 | 0 | 90000 | 0 | 0 |  | 4.1268 | 0.96608 | n/a | 4.6666 | 6.9388 | 0 | 0 | 233014.612 | 30481.99 | 391792.0472 | 241195.992 | 0 | 56463.8508 |  | 0 | 0 | 0 | 0 | 0 | 0 | 589797.4942 | 589797.4942 | 589797.4942 | 589797.4942 | 589797.4942 | 589797.4942 | 589797.4942 | 589797.4942 | 589797.4942 | 589797.4942 | 0 | 0 | 0 | 0 | 0 | 0 | 0 | 0 | 0 | 0 | 0 | 0 | 0 | 0 | 0 | 0 | 0 | 0 | 0 | 0 | 0 | 0 | 215.4144 | 215.4144 | 215.4144 | 215.4144 | 215.4144 | 215.4144 | 215.4144 | 215.4144 | 215.4144 | 215.4144 | 0 | 0 | 0 | 0 | 0 | 0 | 0 | 0 | 0 | 0 | 0 | 0 | 0 | 0 | 0 | 0 | 0 | 0 | 0 | 0 | 0 | 0 | 0 | 0 | 0 | 0 | 0 | 0 | 0 | 0 | 0 | 0 | 0 | 0 | 0 | 0 | 0 | 0 | 0 | 0 | 0 | 0 | 0 | 0 | 0 | 0 | 0 | 0
Commercial | Bid For Efficiency | 0 | Bid for Efficiency | 10 | 0 | 100% | 0 | 2450021.4676 | 283.3998 | 0 | 0 | 76664.8076 | 0 | 185501.23 |  | 15.2419 | 0.65554 | 6.2992 | 17.8745 | 36.2572 | 0.010478 | 0.047501 | 733100.4243 | 126622.3249 | 1627505.942 | 1001929.2456 | 116379.0419 | 48097.6695 |  | 0 | 0 | 0 | 0 | 0 | 0 | 2450021.4676 | 2450021.4676 | 2450021.4676 | 2450021.4676 | 2450021.4676 | 2450021.4676 | 2450021.4676 | 2450021.4676 | 2450021.4676 | 2450021.4676 | 0 | 0 | 0 | 0 | 0 | 0 | 0 | 0 | 0 | 0 | 0 | 0 | 0 | 0 | 0 | 0 | 0 | 0 | 0 | 0 | 0 | 0 | 283.3998 | 283.3998 | 283.3998 | 283.3998 | 283.3998 | 283.3998 | 283.3998 | 283.3998 | 283.3998 | 283.3998 | 0 | 0 | 0 | 0 | 0 | 0 | 0 | 0 | 0 | 0 | 0 | 0 | 0 | 0 | 0 | 0 | 0 | 0 | 0 | 0 | 0 | 0 | 0 | 0 | 0 | 0 | 0 | 0 | 0 | 0 | 0 | 0 | 0 | 0 | 0 | 0 | 0 | 0 | 0 | 0 | 0 | 0 | 0 | 0 | 0 | 0 | 0 | 0
Commercial | Retrocommissioning | 0 | Retrocommissioning (Large Customer) | 5 | 0 | 83.46% | 0 | 0 | 0 | 0 | 0 | 0 | 0 | 0 |  | n/a | n/a | n/a | n/a | n/a | 0 | 0 | 0 | 0 | 0 | 0 | 0 | 0 |  | 0 | 0 | 0 | 0 | 0 | 0 | 0 | 0 | 0 | 0 | 0 | 0 | 0 | 0 | 0 | 0 | 0 | 0 | 0 | 0 | 0 | 0 | 0 | 0 | 0 | 0 | 0 | 0 | 0 | 0 | 0 | 0 | 0 | 0 | 0 | 0 | 0 | 0 | 0 | 0 | 0 | 0 | 0 | 0 | 0 | 0 | 0 | 0 | 0 | 0 | 0 | 0 | 0 | 0 | 0 | 0 | 0 | 0 | 0 | 0 | 0 | 0 | 0 | 0 | 0 | 0 | 0 | 0 | 0 | 0 | 0 | 0 | 0 | 0 | 0 | 0 | 0 | 0 | 0 | 0 | 0 | 0 | 0 | 0 | 0 | 0 | 0 | 0 | 0 | 0 | 0 | 0 | 0 | 0 | 0 | 0
Commercial | Retrocommissioning | 0 | Retrocommissioning (Mid-Sized Customer) | 5 | 0 | 83.46% | 0 | 1173292.2146 | 149.0403 | 0 | 0 | 33385.6651 | 0 | 133252.19 |  | 10.1005 | 0.59774 | 2.5306 | 11.8257 | 29.1665 | 0.026374 | 0.071252 | 211558.6217 | 36135.7438 | 527304.2821 | 270329.9449 | 83599.2419 | 20945.369 |  | 0 | 0 | 0 | 0 | 0 | 0 | 1173292.2146 | 1173292.2146 | 1173292.2146 | 1173292.2146 | 1173292.2146 | 0 | 0 | 0 | 0 | 0 | 0 | 0 | 0 | 0 | 0 | 0 | 0 | 0 | 0 | 0 | 0 | 0 | 0 | 0 | 0 | 0 | 0 | 0 | 0 | 0 | 0 | 0 | 149.0403 | 149.0403 | 149.0403 | 149.0403 | 149.0403 | 0 | 0 | 0 | 0 | 0 | 0 | 0 | 0 | 0 | 0 | 0 | 0 | 0 | 0 | 0 | 0 | 0 | 0 | 0 | 0 | 0 | 0 | 0 | 0 | 0 | 0 | 0 | 0 | 0 | 0 | 0 | 0 | 0 | 0 | 0 | 0 | 0 | 0 | 0 | 0 | 0 | 0 | 0 | 0 | 0 | 0 | 0 | 0 | 0 | 0 | 0 | 0 | 0
Industrial | Retrocommissioning | 0 | Retrocommissioning (Large Customer) | 5 | 0 | 83.46% | 0 | 0 | 0 | 0 | 0 | 0 | 0 | 0 |  | n/a | n/a | n/a | n/a | n/a | 0 | 0 | 0 | 0 | 0 | 0 | 0 | 0 |  | 0 | 0 | 0 | 0 | 0 | 0 | 0 | 0 | 0 | 0 | 0 | 0 | 0 | 0 | 0 | 0 | 0 | 0 | 0 | 0 | 0 | 0 | 0 | 0 | 0 | 0 | 0 | 0 | 0 | 0 | 0 | 0 | 0 | 0 | 0 | 0 | 0 | 0 | 0 | 0 | 0 | 0 | 0 | 0 | 0 | 0 | 0 | 0 | 0 | 0 | 0 | 0 | 0 | 0 | 0 | 0 | 0 | 0 | 0 | 0 | 0 | 0 | 0 | 0 | 0 | 0 | 0 | 0 | 0 | 0 | 0 | 0 | 0 | 0 | 0 | 0 | 0 | 0 | 0 | 0 | 0 | 0 | 0 | 0 | 0 | 0 | 0 | 0 | 0 | 0 | 0 | 0 | 0 | 0 | 0 | 0
Industrial | Retrocommissioning | 0 | Retrocommissioning (Mid-Sized Customer) | 5 | 0 | 83.46% | 0 | 0 | 0 | 0 | 0 | 0 | 0 | 0 |  | n/a | n/a | n/a | n/a | n/a | 0 | 0 | 0 | 0 | 0 | 0 | 0 | 0 |  | 0 | 0 | 0 | 0 | 0 | 0 | 0 | 0 | 0 | 0 | 0 | 0 | 0 | 0 | 0 | 0 | 0 | 0 | 0 | 0 | 0 | 0 | 0 | 0 | 0 | 0 | 0 | 0 | 0 | 0 | 0 | 0 | 0 | 0 | 0 | 0 | 0 | 0 | 0 | 0 | 0 | 0 | 0 | 0 | 0 | 0 | 0 | 0 | 0 | 0 | 0 | 0 | 0 | 0 | 0 | 0 | 0 | 0 | 0 | 0 | 0 | 0 | 0 | 0 | 0 | 0 | 0 | 0 | 0 | 0 | 0 | 0 | 0 | 0 | 0 | 0 | 0 | 0 | 0 | 0 | 0 | 0 | 0 | 0 | 0 | 0 | 0 | 0 | 0 | 0 | 0 | 0 | 0 | 0 | 0 | 0
Commercial | Continuous Energy Management | 0 | Continuous Energy Management | 3 | 0 | 100% | 0 | 0 | 0 | 0 | 0 | 0 | 0 | 0 |  | n/a | n/a | n/a | n/a | n/a | 0 | 0 | 0 | 0 | 0 | 0 | 0 | 0 |  | 0 | 0 | 0 | 0 | 0 | 0 | 0 | 0 | 0 | 0 | 0 | 0 | 0 | 0 | 0 | 0 | 0 | 0 | 0 | 0 | 0 | 0 | 0 | 0 | 0 | 0 | 0 | 0 | 0 | 0 | 0 | 0 | 0 | 0 | 0 | 0 | 0 | 0 | 0 | 0 | 0 | 0 | 0 | 0 | 0 | 0 | 0 | 0 | 0 | 0 | 0 | 0 | 0 | 0 | 0 | 0 | 0 | 0 | 0 | 0 | 0 | 0 | 0 | 0 | 0 | 0 | 0 | 0 | 0 | 0 | 0 | 0 | 0 | 0 | 0 | 0 | 0 | 0 | 0 | 0 | 0 | 0 | 0 | 0 | 0 | 0 | 0 | 0 | 0 | 0 | 0 | 0 | 0 | 0 | 0 | 0
Industrial | Continuous Energy Management | 0 | Continuous Energy Management | 3 | 0 | 100% | 0 | 0 | 0 | 0 | 0 | 0 | 0 | 0 |  | n/a | n/a | n/a | n/a | n/a | 0 | 0 | 0 | 0 | 0 | 0 | 0 | 0 |  | 0 | 0 | 0 | 0 | 0 | 0 | 0 | 0 | 0 | 0 | 0 | 0 | 0 | 0 | 0 | 0 | 0 | 0 | 0 | 0 | 0 | 0 | 0 | 0 | 0 | 0 | 0 | 0 | 0 | 0 | 0 | 0 | 0 | 0 | 0 | 0 | 0 | 0 | 0 | 0 | 0 | 0 | 0 | 0 | 0 | 0 | 0 | 0 | 0 | 0 | 0 | 0 | 0 | 0 | 0 | 0 | 0 | 0 | 0 | 0 | 0 | 0 | 0 | 0 | 0 | 0 | 0 | 0 | 0 | 0 | 0 | 0 | 0 | 0 | 0 | 0 | 0 | 0 | 0 | 0 | 0 | 0 | 0 | 0 | 0 | 0 | 0 | 0 | 0 | 0 | 0 | 0 | 0 | 0 | 0 | 0
Residential | Residential Efficient Products | Appliance | ENERGY STAR Air Purifier | 9 | 0 | 79% | 0 | 20058.2922 | 2.3202 | 0 | 0 | 4977 | 0 | 2250 | 2215.13 | 1.2392 | 0.36412 | 1.996 | 1.4531 | 5.2689 | 0.033081 | 0.13966 | 5591.3459 | 965.3669 | 15040.2459 | 12554.3756 | 1411.5963 | 3122.4509 | 1389.7197 | 0 | 0 | 0 | 0 | 0 | 0 | 20058.2922 | 20058.2922 | 20058.2922 | 20058.2922 | 20058.2922 | 20058.2922 | 20058.2922 | 20058.2922 | 20058.2922 | 0 | 0 | 0 | 0 | 0 | 0 | 0 | 0 | 0 | 0 | 0 | 0 | 0 | 0 | 0 | 0 | 0 | 0 | 0 | 0 | 0 | 0 | 0 | 2.3202 | 2.3202 | 2.3202 | 2.3202 | 2.3202 | 2.3202 | 2.3202 | 2.3202 | 2.3202 | 0 | 0 | 0 | 0 | 0 | 0 | 0 | 0 | 0 | 0 | 0 | 0 | 0 | 0 | 0 | 0 | 0 | 0 | 0 | 0 | 0 | 0 | 0 | 0 | 0 | 0 | 0 | 0 | 0 | 0 | 0 | 0 | 0 | 0 | 0 | 0 | 0 | 0 | 0 | 0 | 0 | 0 | 0 | 0 | 0 | 0 | 0 | 0 | 0
#N/A | 0 | 0 | 0 | #N/A | #N/A | 0% | #N/A | #N/A | #N/A | #N/A | #N/A | #N/A | #N/A | 0 |  | #N/A | #N/A | n/a | #N/A | #N/A | 0 | 0 | #N/A | #N/A | #N/A | #N/A | 0 | #N/A |  | #N/A | #N/A | #N/A | #N/A | #N/A | #N/A | #N/A | #N/A | #N/A | #N/A | #N/A | #N/A | #N/A | #N/A | #N/A | #N/A | #N/A | #N/A | #N/A | #N/A | #N/A | #N/A | #N/A | #N/A | #N/A | #N/A | #N/A | #N/A | #N/A | #N/A | #N/A | #N/A | #N/A | #N/A | #N/A | #N/A | #N/A | #N/A | #N/A | #N/A | #N/A | #N/A | #N/A | #N/A | #N/A | #N/A | #N/A | #N/A | #N/A | #N/A | #N/A | #N/A | #N/A | #N/A | #N/A | #N/A | #N/A | #N/A | #N/A | #N/A | #N/A | #N/A | #N/A | #N/A | #N/A | #N/A | #N/A | #N/A | #N/A | #N/A | #N/A | #N/A | #N/A | #N/A | #N/A | #N/A | #N/A | #N/A | #N/A | #N/A | #N/A | #N/A | #N/A | #N/A | #N/A | #N/A | #N/A | #N/A | #N/A | #N/A | #N/A | #N/A | #N/A | #N/A | #N/A | #N/A
#N/A | 0 | 0 | 0 | #N/A | #N/A | 0% | #N/A | #N/A | #N/A | #N/A | #N/A | #N/A | #N/A | 0 |  | #N/A | #N/A | n/a | #N/A | #N/A | 0 | 0 | #N/A | #N/A | #N/A | #N/A | 0 | #N/A |  | #N/A | #N/A | #N/A | #N/A | #N/A | #N/A | #N/A | #N/A | #N/A | #N/A | #N/A | #N/A | #N/A | #N/A | #N/A | #N/A | #N/A | #N/A | #N/A | #N/A | #N/A | #N/A | #N/A | #N/A | #N/A | #N/A | #N/A | #N/A | #N/A | #N/A | #N/A | #N/A | #N/A | #N/A | #N/A | #N/A | #N/A | #N/A | #N/A | #N/A | #N/A | #N/A | #N/A | #N/A | #N/A | #N/A | #N/A | #N/A | #N/A | #N/A | #N/A | #N/A | #N/A | #N/A | #N/A | #N/A | #N/A | #N/A | #N/A | #N/A | #N/A | #N/A | #N/A | #N/A | #N/A | #N/A | #N/A | #N/A | #N/A | #N/A | #N/A | #N/A | #N/A | #N/A | #N/A | #N/A | #N/A | #N/A | #N/A | #N/A | #N/A | #N/A | #N/A | #N/A | #N/A | #N/A | #N/A | #N/A | #N/A | #N/A | #N/A | #N/A | #N/A | #N/A | #N/A | #N/A
#N/A | 0 | 0 | 0 | #N/A | #N/A | 0% | #N/A | #N/A | #N/A | #N/A | #N/A | #N/A | #N/A | 0 |  | #N/A | #N/A | n/a | #N/A | #N/A | 0 | 0 | #N/A | #N/A | #N/A | #N/A | 0 | #N/A |  | #N/A | #N/A | #N/A | #N/A | #N/A | #N/A | #N/A | #N/A | #N/A | #N/A | #N/A | #N/A | #N/A | #N/A | #N/A | #N/A | #N/A | #N/A | #N/A | #N/A | #N/A | #N/A | #N/A | #N/A | #N/A | #N/A | #N/A | #N/A | #N/A | #N/A | #N/A | #N/A | #N/A | #N/A | #N/A | #N/A | #N/A | #N/A | #N/A | #N/A | #N/A | #N/A | #N/A | #N/A | #N/A | #N/A | #N/A | #N/A | #N/A | #N/A | #N/A | #N/A | #N/A | #N/A | #N/A | #N/A | #N/A | #N/A | #N/A | #N/A | #N/A | #N/A | #N/A | #N/A | #N/A | #N/A | #N/A | #N/A | #N/A | #N/A | #N/A | #N/A | #N/A | #N/A | #N/A | #N/A | #N/A | #N/A | #N/A | #N/A | #N/A | #N/A | #N/A | #N/A | #N/A | #N/A | #N/A | #N/A | #N/A | #N/A | #N/A | #N/A | #N/A | #N/A | #N/A | #N/A
#N/A | 0 | 0 | 0 | #N/A | #N/A | 0% | #N/A | #N/A | #N/A | #N/A | #N/A | #N/A | #N/A | 0 |  | #N/A | #N/A | n/a | #N/A | #N/A | 0 | 0 | #N/A | #N/A | #N/A | #N/A | 0 | #N/A |  | #N/A | #N/A | #N/A | #N/A | #N/A | #N/A | #N/A | #N/A | #N/A | #N/A | #N/A | #N/A | #N/A | #N/A | #N/A | #N/A | #N/A | #N/A | #N/A | #N/A | #N/A | #N/A | #N/A | #N/A | #N/A | #N/A | #N/A | #N/A | #N/A | #N/A | #N/A | #N/A | #N/A | #N/A | #N/A | #N/A | #N/A | #N/A | #N/A | #N/A | #N/A | #N/A | #N/A | #N/A | #N/A | #N/A | #N/A | #N/A | #N/A | #N/A | #N/A | #N/A | #N/A | #N/A | #N/A | #N/A | #N/A | #N/A | #N/A | #N/A | #N/A | #N/A | #N/A | #N/A | #N/A | #N/A | #N/A | #N/A | #N/A | #N/A | #N/A | #N/A | #N/A | #N/A | #N/A | #N/A | #N/A | #N/A | #N/A | #N/A | #N/A | #N/A | #N/A | #N/A | #N/A | #N/A | #N/A | #N/A | #N/A | #N/A | #N/A | #N/A | #N/A | #N/A | #N/A | #N/A
#N/A | 0 | 0 | 0 | #N/A | #N/A | 0% | #N/A | #N/A | #N/A | #N/A | #N/A | #N/A | #N/A | 0 |  | #N/A | #N/A | n/a | #N/A | #N/A | 0 | 0 | #N/A | #N/A | #N/A | #N/A | 0 | #N/A |  | #N/A | #N/A | #N/A | #N/A | #N/A | #N/A | #N/A | #N/A | #N/A | #N/A | #N/A | #N/A | #N/A | #N/A | #N/A | #N/A | #N/A | #N/A | #N/A | #N/A | #N/A | #N/A | #N/A | #N/A | #N/A | #N/A | #N/A | #N/A | #N/A | #N/A | #N/A | #N/A | #N/A | #N/A | #N/A | #N/A | #N/A | #N/A | #N/A | #N/A | #N/A | #N/A | #N/A | #N/A | #N/A | #N/A | #N/A | #N/A | #N/A | #N/A | #N/A | #N/A | #N/A | #N/A | #N/A | #N/A | #N/A | #N/A | #N/A | #N/A | #N/A | #N/A | #N/A | #N/A | #N/A | #N/A | #N/A | #N/A | #N/A | #N/A | #N/A | #N/A | #N/A | #N/A | #N/A | #N/A | #N/A | #N/A | #N/A | #N/A | #N/A | #N/A | #N/A | #N/A | #N/A | #N/A | #N/A | #N/A | #N/A | #N/A | #N/A | #N/A | #N/A | #N/A | #N/A | #N/A
#N/A | 0 | 0 | 0 | #N/A | #N/A | 0% | #N/A | #N/A | #N/A | #N/A | #N/A | #N/A | #N/A | 0 |  | #N/A | #N/A | n/a | #N/A | #N/A | 0 | 0 | #N/A | #N/A | #N/A | #N/A | 0 | #N/A |  | #N/A | #N/A | #N/A | #N/A | #N/A | #N/A | #N/A | #N/A | #N/A | #N/A | #N/A | #N/A | #N/A | #N/A | #N/A | #N/A | #N/A | #N/A | #N/A | #N/A | #N/A | #N/A | #N/A | #N/A | #N/A | #N/A | #N/A | #N/A | #N/A | #N/A | #N/A | #N/A | #N/A | #N/A | #N/A | #N/A | #N/A | #N/A | #N/A | #N/A | #N/A | #N/A | #N/A | #N/A | #N/A | #N/A | #N/A | #N/A | #N/A | #N/A | #N/A | #N/A | #N/A | #N/A | #N/A | #N/A | #N/A | #N/A | #N/A | #N/A | #N/A | #N/A | #N/A | #N/A | #N/A | #N/A | #N/A | #N/A | #N/A | #N/A | #N/A | #N/A | #N/A | #N/A | #N/A | #N/A | #N/A | #N/A | #N/A | #N/A | #N/A | #N/A | #N/A | #N/A | #N/A | #N/A | #N/A | #N/A | #N/A | #N/A | #N/A | #N/A | #N/A | #N/A | #N/A | #N/A
#N/A | 0 | 0 | 0 | #N/A | #N/A | 0% | #N/A | #N/A | #N/A | #N/A | #N/A | #N/A | #N/A | 0 |  | #N/A | #N/A | n/a | #N/A | #N/A | 0 | 0 | #N/A | #N/A | #N/A | #N/A | 0 | #N/A |  | #N/A | #N/A | #N/A | #N/A | #N/A | #N/A | #N/A | #N/A | #N/A | #N/A | #N/A | #N/A | #N/A | #N/A | #N/A | #N/A | #N/A | #N/A | #N/A | #N/A | #N/A | #N/A | #N/A | #N/A | #N/A | #N/A | #N/A | #N/A | #N/A | #N/A | #N/A | #N/A | #N/A | #N/A | #N/A | #N/A | #N/A | #N/A | #N/A | #N/A | #N/A | #N/A | #N/A | #N/A | #N/A | #N/A | #N/A | #N/A | #N/A | #N/A | #N/A | #N/A | #N/A | #N/A | #N/A | #N/A | #N/A | #N/A | #N/A | #N/A | #N/A | #N/A | #N/A | #N/A | #N/A | #N/A | #N/A | #N/A | #N/A | #N/A | #N/A | #N/A | #N/A | #N/A | #N/A | #N/A | #N/A | #N/A | #N/A | #N/A | #N/A | #N/A | #N/A | #N/A | #N/A | #N/A | #N/A | #N/A | #N/A | #N/A | #N/A | #N/A | #N/A | #N/A | #N/A | #N/A
0 | 0 | 0 | 0 | 0 | 0 | 0% | 0 | 0 | 0 | 0 | 0 | 0 | 0 | 0 |  | n/a | n/a | n/a | n/a | n/a | 0 | 0 | 0 | 0 | #DIV/0! | 0 | 0 | 0 |  | 0 | 0 | 0 | 0 | 0 | 0 | 0 | 0 | 0 | 0 | 0 | 0 | 0 | 0 | 0 | 0 | 0 | 0 | 0 | 0 | 0 | 0 | 0 | 0 | 0 | 0 | 0 | 0 | 0 | 0 | 0 | 0 | 0 | 0 | 0 | 0 | 0 | 0 | 0 | 0 | 0 | 0 | 0 | 0 | 0 | 0 | 0 | 0 | 0 | 0 | 0 | 0 | 0 | 0 | 0 | 0 | 0 | 0 | 0 | 0 | 0 | 0 | 0 | 0 | 0 | 0 | 0 | 0 | 0 | 0 | 0 | 0 | 0 | 0 | 0 | 0 | 0 | 0 | 0 | 0 | 0 | 0 | 0 | 0 | 0 | 0 | 0 | 0 | 0 | 0 | 0 | 0 | 0 | 0 | 0 | 0
0 | 0 | 0 | 0 | 0 | 0 | 0% | 0 | 0 | 0 | 0 | 0 | 0 | 0 | 0 |  | n/a | n/a | n/a | n/a | n/a | 0 | 0 | 0 | 0 | #DIV/0! | 0 | 0 | 0 |  | 0 | 0 | 0 | 0 | 0 | 0 | 0 | 0 | 0 | 0 | 0 | 0 | 0 | 0 | 0 | 0 | 0 | 0 | 0 | 0 | 0 | 0 | 0 | 0 | 0 | 0 | 0 | 0 | 0 | 0 | 0 | 0 | 0 | 0 | 0 | 0 | 0 | 0 | 0 | 0 | 0 | 0 | 0 | 0 | 0 | 0 | 0 | 0 | 0 | 0 | 0 | 0 | 0 | 0 | 0 | 0 | 0 | 0 | 0 | 0 | 0 | 0 | 0 | 0 | 0 | 0 | 0 | 0 | 0 | 0 | 0 | 0 | 0 | 0 | 0 | 0 | 0 | 0 | 0 | 0 | 0 | 0 | 0 | 0 | 0 | 0 | 0 | 0 | 0 | 0 | 0 | 0 | 0 | 0 | 0 | 0
0 | 0 | 0 | 0 | 0 | 0 | 0% | 0 | 0 | 0 | 0 | 0 | 0 | 0 | 0 |  | n/a | n/a | n/a | n/a | n/a | 0 | 0 | 0 | 0 | #DIV/0! | 0 | 0 | 0 |  | 0 | 0 | 0 | 0 | 0 | 0 | 0 | 0 | 0 | 0 | 0 | 0 | 0 | 0 | 0 | 0 | 0 | 0 | 0 | 0 | 0 | 0 | 0 | 0 | 0 | 0 | 0 | 0 | 0 | 0 | 0 | 0 | 0 | 0 | 0 | 0 | 0 | 0 | 0 | 0 | 0 | 0 | 0 | 0 | 0 | 0 | 0 | 0 | 0 | 0 | 0 | 0 | 0 | 0 | 0 | 0 | 0 | 0 | 0 | 0 | 0 | 0 | 0 | 0 | 0 | 0 | 0 | 0 | 0 | 0 | 0 | 0 | 0 | 0 | 0 | 0 | 0 | 0 | 0 | 0 | 0 | 0 | 0 | 0 | 0 | 0 | 0 | 0 | 0 | 0 | 0 | 0 | 0 | 0 | 0 | 0
0 | 0 | 0 | 0 | 0 | 0 | 0% | 0 | 0 | 0 | 0 | 0 | 0 | 0 | 0 |  | n/a | n/a | n/a | n/a | n/a | 0 | 0 | 0 | 0 | #DIV/0! | 0 | 0 | 0 |  | 0 | 0 | 0 | 0 | 0 | 0 | 0 | 0 | 0 | 0 | 0 | 0 | 0 | 0 | 0 | 0 | 0 | 0 | 0 | 0 | 0 | 0 | 0 | 0 | 0 | 0 | 0 | 0 | 0 | 0 | 0 | 0 | 0 | 0 | 0 | 0 | 0 | 0 | 0 | 0 | 0 | 0 | 0 | 0 | 0 | 0 | 0 | 0 | 0 | 0 | 0 | 0 | 0 | 0 | 0 | 0 | 0 | 0 | 0 | 0 | 0 | 0 | 0 | 0 | 0 | 0 | 0 | 0 | 0 | 0 | 0 | 0 | 0 | 0 | 0 | 0 | 0 | 0 | 0 | 0 | 0 | 0 | 0 | 0 | 0 | 0 | 0 | 0 | 0 | 0 | 0 | 0 | 0 | 0 | 0 | 0
0 | 0 | 0 | 0 | 0 | 0 | 0% | 0 | 0 | 0 | 0 | 0 | 0 | 0 | 0 |  | n/a | n/a | n/a | n/a | n/a | 0 | 0 | 0 | 0 | #DIV/0! | 0 | 0 | 0 |  | 0 | 0 | 0 | 0 | 0 | 0 | 0 | 0 | 0 | 0 | 0 | 0 | 0 | 0 | 0 | 0 | 0 | 0 | 0 | 0 | 0 | 0 | 0 | 0 | 0 | 0 | 0 | 0 | 0 | 0 | 0 | 0 | 0 | 0 | 0 | 0 | 0 | 0 | 0 | 0 | 0 | 0 | 0 | 0 | 0 | 0 | 0 | 0 | 0 | 0 | 0 | 0 | 0 | 0 | 0 | 0 | 0 | 0 | 0 | 0 | 0 | 0 | 0 | 0 | 0 | 0 | 0 | 0 | 0 | 0 | 0 | 0 | 0 | 0 | 0 | 0 | 0 | 0 | 0 | 0 | 0 | 0 | 0 | 0 | 0 | 0 | 0 | 0 | 0 | 0 | 0 | 0 | 0 | 0 | 0 | 0
0 | 0 | 0 | 0 | 0 | 0 | 0% | 0 | 0 | 0 | 0 | 0 | 0 | 0 | 0 |  | n/a | n/a | n/a | n/a | n/a | 0 | 0 | 0 | 0 | #DIV/0! | 0 | 0 | 0 |  | 0 | 0 | 0 | 0 | 0 | 0 | 0 | 0 | 0 | 0 | 0 | 0 | 0 | 0 | 0 | 0 | 0 | 0 | 0 | 0 | 0 | 0 | 0 | 0 | 0 | 0 | 0 | 0 | 0 | 0 | 0 | 0 | 0 | 0 | 0 | 0 | 0 | 0 | 0 | 0 | 0 | 0 | 0 | 0 | 0 | 0 | 0 | 0 | 0 | 0 | 0 | 0 | 0 | 0 | 0 | 0 | 0 | 0 | 0 | 0 | 0 | 0 | 0 | 0 | 0 | 0 | 0 | 0 | 0 | 0 | 0 | 0 | 0 | 0 | 0 | 0 | 0 | 0 | 0 | 0 | 0 | 0 | 0 | 0 | 0 | 0 | 0 | 0 | 0 | 0 | 0 | 0 | 0 | 0 | 0 | 0
0 | 0 | 0 | 0 | 0 | 0 | 0% | 0 | 0 | 0 | 0 | 0 | 0 | 0 | 0 |  | n/a | n/a | n/a | n/a | n/a | 0 | 0 | 0 | 0 | #DIV/0! | 0 | 0 | 0 |  | 0 | 0 | 0 | 0 | 0 | 0 | 0 | 0 | 0 | 0 | 0 | 0 | 0 | 0 | 0 | 0 | 0 | 0 | 0 | 0 | 0 | 0 | 0 | 0 | 0 | 0 | 0 | 0 | 0 | 0 | 0 | 0 | 0 | 0 | 0 | 0 | 0 | 0 | 0 | 0 | 0 | 0 | 0 | 0 | 0 | 0 | 0 | 0 | 0 | 0 | 0 | 0 | 0 | 0 | 0 | 0 | 0 | 0 | 0 | 0 | 0 | 0 | 0 | 0 | 0 | 0 | 0 | 0 | 0 | 0 | 0 | 0 | 0 | 0 | 0 | 0 | 0 | 0 | 0 | 0 | 0 | 0 | 0 | 0 | 0 | 0 | 0 | 0 | 0 | 0 | 0 | 0 | 0 | 0 | 0 | 0
0 | 0 | 0 | 0 | 0 | 0 | 0% | 0 | 0 | 0 | 0 | 0 | 0 | 0 | 0 |  | n/a | n/a | n/a | n/a | n/a | 0 | 0 | 0 | 0 | #DIV/0! | 0 | 0 | 0 |  | 0 | 0 | 0 | 0 | 0 | 0 | 0 | 0 | 0 | 0 | 0 | 0 | 0 | 0 | 0 | 0 | 0 | 0 | 0 | 0 | 0 | 0 | 0 | 0 | 0 | 0 | 0 | 0 | 0 | 0 | 0 | 0 | 0 | 0 | 0 | 0 | 0 | 0 | 0 | 0 | 0 | 0 | 0 | 0 | 0 | 0 | 0 | 0 | 0 | 0 | 0 | 0 | 0 | 0 | 0 | 0 | 0 | 0 | 0 | 0 | 0 | 0 | 0 | 0 | 0 | 0 | 0 | 0 | 0 | 0 | 0 | 0 | 0 | 0 | 0 | 0 | 0 | 0 | 0 | 0 | 0 | 0 | 0 | 0 | 0 | 0 | 0 | 0 | 0 | 0 | 0 | 0 | 0 | 0 | 0 | 0
0 | 0 | 0 | 0 | 0 | 0 | 0% | 0 | 0 | 0 | 0 | 0 | 0 | 0 | 0 |  | n/a | n/a | n/a | n/a | n/a | 0 | 0 | 0 | 0 | #DIV/0! | 0 | 0 | 0 |  | 0 | 0 | 0 | 0 | 0 | 0 | 0 | 0 | 0 | 0 | 0 | 0 | 0 | 0 | 0 | 0 | 0 | 0 | 0 | 0 | 0 | 0 | 0 | 0 | 0 | 0 | 0 | 0 | 0 | 0 | 0 | 0 | 0 | 0 | 0 | 0 | 0 | 0 | 0 | 0 | 0 | 0 | 0 | 0 | 0 | 0 | 0 | 0 | 0 | 0 | 0 | 0 | 0 | 0 | 0 | 0 | 0 | 0 | 0 | 0 | 0 | 0 | 0 | 0 | 0 | 0 | 0 | 0 | 0 | 0 | 0 | 0 | 0 | 0 | 0 | 0 | 0 | 0 | 0 | 0 | 0 | 0 | 0 | 0 | 0 | 0 | 0 | 0 | 0 | 0 | 0 | 0 | 0 | 0 | 0 | 0
0 | 0 | 0 | 0 | 0 | 0 | 0% | 0 | 0 | 0 | 0 | 0 | 0 | 0 | 0 |  | n/a | n/a | n/a | n/a | n/a | 0 | 0 | 0 | 0 | #DIV/0! | 0 | 0 | 0 |  | 0 | 0 | 0 | 0 | 0 | 0 | 0 | 0 | 0 | 0 | 0 | 0 | 0 | 0 | 0 | 0 | 0 | 0 | 0 | 0 | 0 | 0 | 0 | 0 | 0 | 0 | 0 | 0 | 0 | 0 | 0 | 0 | 0 | 0 | 0 | 0 | 0 | 0 | 0 | 0 | 0 | 0 | 0 | 0 | 0 | 0 | 0 | 0 | 0 | 0 | 0 | 0 | 0 | 0 | 0 | 0 | 0 | 0 | 0 | 0 | 0 | 0 | 0 | 0 | 0 | 0 | 0 | 0 | 0 | 0 | 0 | 0 | 0 | 0 | 0 | 0 | 0 | 0 | 0 | 0 | 0 | 0 | 0 | 0 | 0 | 0 | 0 | 0 | 0 | 0 | 0 | 0 | 0 | 0 | 0 | 0
0 | 0 | 0 | 0 | 0 | 0 | 0% | 0 | 0 | 0 | 0 | 0 | 0 | 0 | 0 |  | n/a | n/a | n/a | n/a | n/a | 0 | 0 | 0 | 0 | #DIV/0! | 0 | 0 | 0 |  | 0 | 0 | 0 | 0 | 0 | 0 | 0 | 0 | 0 | 0 | 0 | 0 | 0 | 0 | 0 | 0 | 0 | 0 | 0 | 0 | 0 | 0 | 0 | 0 | 0 | 0 | 0 | 0 | 0 | 0 | 0 | 0 | 0 | 0 | 0 | 0 | 0 | 0 | 0 | 0 | 0 | 0 | 0 | 0 | 0 | 0 | 0 | 0 | 0 | 0 | 0 | 0 | 0 | 0 | 0 | 0 | 0 | 0 | 0 | 0 | 0 | 0 | 0 | 0 | 0 | 0 | 0 | 0 | 0 | 0 | 0 | 0 | 0 | 0 | 0 | 0 | 0 | 0 | 0 | 0 | 0 | 0 | 0 | 0 | 0 | 0 | 0 | 0 | 0 | 0 | 0 | 0 | 0 | 0 | 0 | 0
0 | 0 | 0 | 0 | 0 | 0 | 0% | 0 | 0 | 0 | 0 | 0 | 0 | 0 | 0 |  | n/a | n/a | n/a | n/a | n/a | 0 | 0 | 0 | 0 | #DIV/0! | 0 | 0 | 0 |  | 0 | 0 | 0 | 0 | 0 | 0 | 0 | 0 | 0 | 0 | 0 | 0 | 0 | 0 | 0 | 0 | 0 | 0 | 0 | 0 | 0 | 0 | 0 | 0 | 0 | 0 | 0 | 0 | 0 | 0 | 0 | 0 | 0 | 0 | 0 | 0 | 0 | 0 | 0 | 0 | 0 | 0 | 0 | 0 | 0 | 0 | 0 | 0 | 0 | 0 | 0 | 0 | 0 | 0 | 0 | 0 | 0 | 0 | 0 | 0 | 0 | 0 | 0 | 0 | 0 | 0 | 0 | 0 | 0 | 0 | 0 | 0 | 0 | 0 | 0 | 0 | 0 | 0 | 0 | 0 | 0 | 0 | 0 | 0 | 0 | 0 | 0 | 0 | 0 | 0 | 0 | 0 | 0 | 0 | 0 | 0
0 | 0 | 0 | 0 | 0 | 0 | 0% | 0 | 0 | 0 | 0 | 0 | 0 | 0 | 0 |  | n/a | n/a | n/a | n/a | n/a | 0 | 0 | 0 | 0 | #DIV/0! | 0 | 0 | 0 |  | 0 | 0 | 0 | 0 | 0 | 0 | 0 | 0 | 0 | 0 | 0 | 0 | 0 | 0 | 0 | 0 | 0 | 0 | 0 | 0 | 0 | 0 | 0 | 0 | 0 | 0 | 0 | 0 | 0 | 0 | 0 | 0 | 0 | 0 | 0 | 0 | 0 | 0 | 0 | 0 | 0 | 0 | 0 | 0 | 0 | 0 | 0 | 0 | 0 | 0 | 0 | 0 | 0 | 0 | 0 | 0 | 0 | 0 | 0 | 0 | 0 | 0 | 0 | 0 | 0 | 0 | 0 | 0 | 0 | 0 | 0 | 0 | 0 | 0 | 0 | 0 | 0 | 0 | 0 | 0 | 0 | 0 | 0 | 0 | 0 | 0 | 0 | 0 | 0 | 0 | 0 | 0 | 0 | 0 | 0 | 0
0 | 0 | 0 | 0 | 0 | 0 | 0% | 0 | 0 | 0 | 0 | 0 | 0 | 0 | 0 |  | n/a | n/a | n/a | n/a | n/a | 0 | 0 | 0 | 0 | #DIV/0! | 0 | 0 | 0 |  | 0 | 0 | 0 | 0 | 0 | 0 | 0 | 0 | 0 | 0 | 0 | 0 | 0 | 0 | 0 | 0 | 0 | 0 | 0 | 0 | 0 | 0 | 0 | 0 | 0 | 0 | 0 | 0 | 0 | 0 | 0 | 0 | 0 | 0 | 0 | 0 | 0 | 0 | 0 | 0 | 0 | 0 | 0 | 0 | 0 | 0 | 0 | 0 | 0 | 0 | 0 | 0 | 0 | 0 | 0 | 0 | 0 | 0 | 0 | 0 | 0 | 0 | 0 | 0 | 0 | 0 | 0 | 0 | 0 | 0 | 0 | 0 | 0 | 0 | 0 | 0 | 0 | 0 | 0 | 0 | 0 | 0 | 0 | 0 | 0 | 0 | 0 | 0 | 0 | 0 | 0 | 0 | 0 | 0 | 0 | 0
0 | 0 | 0 | 0 | 0 | 0 | 0% | 0 | 0 | 0 | 0 | 0 | 0 | 0 | 0 |  | n/a | n/a | n/a | n/a | n/a | 0 | 0 | 0 | 0 | #DIV/0! | 0 | 0 | 0 |  | 0 | 0 | 0 | 0 | 0 | 0 | 0 | 0 | 0 | 0 | 0 | 0 | 0 | 0 | 0 | 0 | 0 | 0 | 0 | 0 | 0 | 0 | 0 | 0 | 0 | 0 | 0 | 0 | 0 | 0 | 0 | 0 | 0 | 0 | 0 | 0 | 0 | 0 | 0 | 0 | 0 | 0 | 0 | 0 | 0 | 0 | 0 | 0 | 0 | 0 | 0 | 0 | 0 | 0 | 0 | 0 | 0 | 0 | 0 | 0 | 0 | 0 | 0 | 0 | 0 | 0 | 0 | 0 | 0 | 0 | 0 | 0 | 0 | 0 | 0 | 0 | 0 | 0 | 0 | 0 | 0 | 0 | 0 | 0 | 0 | 0 | 0 | 0 | 0 | 0 | 0 | 0 | 0 | 0 | 0 | 0
0 | 0 | 0 | 0 | 0 | 0 | 0% | 0 | 0 | 0 | 0 | 0 | 0 | 0 | 0 |  | n/a | n/a | n/a | n/a | n/a | 0 | 0 | 0 | 0 | #DIV/0! | 0 | 0 | 0 |  | 0 | 0 | 0 | 0 | 0 | 0 | 0 | 0 | 0 | 0 | 0 | 0 | 0 | 0 | 0 | 0 | 0 | 0 | 0 | 0 | 0 | 0 | 0 | 0 | 0 | 0 | 0 | 0 | 0 | 0 | 0 | 0 | 0 | 0 | 0 | 0 | 0 | 0 | 0 | 0 | 0 | 0 | 0 | 0 | 0 | 0 | 0 | 0 | 0 | 0 | 0 | 0 | 0 | 0 | 0 | 0 | 0 | 0 | 0 | 0 | 0 | 0 | 0 | 0 | 0 | 0 | 0 | 0 | 0 | 0 | 0 | 0 | 0 | 0 | 0 | 0 | 0 | 0 | 0 | 0 | 0 | 0 | 0 | 0 | 0 | 0 | 0 | 0 | 0 | 0 | 0 | 0 | 0 | 0 | 0 | 0
0 | 0 | 0 | 0 | 0 | 0 | 0% | 0 | 0 | 0 | 0 | 0 | 0 | 0 | 0 |  | n/a | n/a | n/a | n/a | n/a | 0 | 0 | 0 | 0 | #DIV/0! | 0 | 0 | 0 |  | 0 | 0 | 0 | 0 | 0 | 0 | 0 | 0 | 0 | 0 | 0 | 0 | 0 | 0 | 0 | 0 | 0 | 0 | 0 | 0 | 0 | 0 | 0 | 0 | 0 | 0 | 0 | 0 | 0 | 0 | 0 | 0 | 0 | 0 | 0 | 0 | 0 | 0 | 0 | 0 | 0 | 0 | 0 | 0 | 0 | 0 | 0 | 0 | 0 | 0 | 0 | 0 | 0 | 0 | 0 | 0 | 0 | 0 | 0 | 0 | 0 | 0 | 0 | 0 | 0 | 0 | 0 | 0 | 0 | 0 | 0 | 0 | 0 | 0 | 0 | 0 | 0 | 0 | 0 | 0 | 0 | 0 | 0 | 0 | 0 | 0 | 0 | 0 | 0 | 0 | 0 | 0 | 0 | 0 | 0 | 0
0 | 0 | 0 | 0 | 0 | 0 | 0% | 0 | 0 | 0 | 0 | 0 | 0 | 0 | 0 |  | n/a | n/a | n/a | n/a | n/a | 0 | 0 | 0 | 0 | #DIV/0! | 0 | 0 | 0 |  | 0 | 0 | 0 | 0 | 0 | 0 | 0 | 0 | 0 | 0 | 0 | 0 | 0 | 0 | 0 | 0 | 0 | 0 | 0 | 0 | 0 | 0 | 0 | 0 | 0 | 0 | 0 | 0 | 0 | 0 | 0 | 0 | 0 | 0 | 0 | 0 | 0 | 0 | 0 | 0 | 0 | 0 | 0 | 0 | 0 | 0 | 0 | 0 | 0 | 0 | 0 | 0 | 0 | 0 | 0 | 0 | 0 | 0 | 0 | 0 | 0 | 0 | 0 | 0 | 0 | 0 | 0 | 0 | 0 | 0 | 0 | 0 | 0 | 0 | 0 | 0 | 0 | 0 | 0 | 0 | 0 | 0 | 0 | 0 | 0 | 0 | 0 | 0 | 0 | 0 | 0 | 0 | 0 | 0 | 0 | 0
0 | 0 | 0 | 0 | 0 | 0 | 0% | 0 | 0 | 0 | 0 | 0 | 0 | 0 | 0 |  | n/a | n/a | n/a | n/a | n/a | 0 | 0 | 0 | 0 | #DIV/0! | 0 | 0 | 0 |  | 0 | 0 | 0 | 0 | 0 | 0 | 0 | 0 | 0 | 0 | 0 | 0 | 0 | 0 | 0 | 0 | 0 | 0 | 0 | 0 | 0 | 0 | 0 | 0 | 0 | 0 | 0 | 0 | 0 | 0 | 0 | 0 | 0 | 0 | 0 | 0 | 0 | 0 | 0 | 0 | 0 | 0 | 0 | 0 | 0 | 0 | 0 | 0 | 0 | 0 | 0 | 0 | 0 | 0 | 0 | 0 | 0 | 0 | 0 | 0 | 0 | 0 | 0 | 0 | 0 | 0 | 0 | 0 | 0 | 0 | 0 | 0 | 0 | 0 | 0 | 0 | 0 | 0 | 0 | 0 | 0 | 0 | 0 | 0 | 0 | 0 | 0 | 0 | 0 | 0 | 0 | 0 | 0 | 0 | 0 | 0
0 | 0 | 0 | 0 | 0 | 0 | 0% | 0 | 0 | 0 | 0 | 0 | 0 | 0 | 0 |  | n/a | n/a | n/a | n/a | n/a | 0 | 0 | 0 | 0 | #DIV/0! | 0 | 0 | 0 |  | 0 | 0 | 0 | 0 | 0 | 0 | 0 | 0 | 0 | 0 | 0 | 0 | 0 | 0 | 0 | 0 | 0 | 0 | 0 | 0 | 0 | 0 | 0 | 0 | 0 | 0 | 0 | 0 | 0 | 0 | 0 | 0 | 0 | 0 | 0 | 0 | 0 | 0 | 0 | 0 | 0 | 0 | 0 | 0 | 0 | 0 | 0 | 0 | 0 | 0 | 0 | 0 | 0 | 0 | 0 | 0 | 0 | 0 | 0 | 0 | 0 | 0 | 0 | 0 | 0 | 0 | 0 | 0 | 0 | 0 | 0 | 0 | 0 | 0 | 0 | 0 | 0 | 0 | 0 | 0 | 0 | 0 | 0 | 0 | 0 | 0 | 0 | 0 | 0 | 0 | 0 | 0 | 0 | 0 | 0 | 0
0 | 0 | 0 | 0 | 0 | 0 | 0% | 0 | 0 | 0 | 0 | 0 | 0 | 0 | 0 |  | n/a | n/a | n/a | n/a | n/a | 0 | 0 | 0 | 0 | #DIV/0! | 0 | 0 | 0 |  | 0 | 0 | 0 | 0 | 0 | 0 | 0 | 0 | 0 | 0 | 0 | 0 | 0 | 0 | 0 | 0 | 0 | 0 | 0 | 0 | 0 | 0 | 0 | 0 | 0 | 0 | 0 | 0 | 0 | 0 | 0 | 0 | 0 | 0 | 0 | 0 | 0 | 0 | 0 | 0 | 0 | 0 | 0 | 0 | 0 | 0 | 0 | 0 | 0 | 0 | 0 | 0 | 0 | 0 | 0 | 0 | 0 | 0 | 0 | 0 | 0 | 0 | 0 | 0 | 0 | 0 | 0 | 0 | 0 | 0 | 0 | 0 | 0 | 0 | 0 | 0 | 0 | 0 | 0 | 0 | 0 | 0 | 0 | 0 | 0 | 0 | 0 | 0 | 0 | 0 | 0 | 0 | 0 | 0 | 0 | 0
0 | 0 | 0 | 0 | 0 | 0 | 0% | 0 | 0 | 0 | 0 | 0 | 0 | 0 | 0 |  | n/a | n/a | n/a | n/a | n/a | 0 | 0 | 0 | 0 | #DIV/0! | 0 | 0 | 0 |  | 0 | 0 | 0 | 0 | 0 | 0 | 0 | 0 | 0 | 0 | 0 | 0 | 0 | 0 | 0 | 0 | 0 | 0 | 0 | 0 | 0 | 0 | 0 | 0 | 0 | 0 | 0 | 0 | 0 | 0 | 0 | 0 | 0 | 0 | 0 | 0 | 0 | 0 | 0 | 0 | 0 | 0 | 0 | 0 | 0 | 0 | 0 | 0 | 0 | 0 | 0 | 0 | 0 | 0 | 0 | 0 | 0 | 0 | 0 | 0 | 0 | 0 | 0 | 0 | 0 | 0 | 0 | 0 | 0 | 0 | 0 | 0 | 0 | 0 | 0 | 0 | 0 | 0 | 0 | 0 | 0 | 0 | 0 | 0 | 0 | 0 | 0 | 0 | 0 | 0 | 0 | 0 | 0 | 0 | 0 | 0
0 | 0 | 0 | 0 | 0 | 0 | 0% | 0 | 0 | 0 | 0 | 0 | 0 | 0 | 0 |  | n/a | n/a | n/a | n/a | n/a | 0 | 0 | 0 | 0 | #DIV/0! | 0 | 0 | 0 |  | 0 | 0 | 0 | 0 | 0 | 0 | 0 | 0 | 0 | 0 | 0 | 0 | 0 | 0 | 0 | 0 | 0 | 0 | 0 | 0 | 0 | 0 | 0 | 0 | 0 | 0 | 0 | 0 | 0 | 0 | 0 | 0 | 0 | 0 | 0 | 0 | 0 | 0 | 0 | 0 | 0 | 0 | 0 | 0 | 0 | 0 | 0 | 0 | 0 | 0 | 0 | 0 | 0 | 0 | 0 | 0 | 0 | 0 | 0 | 0 | 0 | 0 | 0 | 0 | 0 | 0 | 0 | 0 | 0 | 0 | 0 | 0 | 0 | 0 | 0 | 0 | 0 | 0 | 0 | 0 | 0 | 0 | 0 | 0 | 0 | 0 | 0 | 0 | 0 | 0 | 0 | 0 | 0 | 0 | 0 | 0
0 | 0 | 0 | 0 | 0 | 0 | 0% | 0 | 0 | 0 | 0 | 0 | 0 | 0 | 0 |  | n/a | n/a | n/a | n/a | n/a | 0 | 0 | 0 | 0 | #DIV/0! | 0 | 0 | 0 |  | 0 | 0 | 0 | 0 | 0 | 0 | 0 | 0 | 0 | 0 | 0 | 0 | 0 | 0 | 0 | 0 | 0 | 0 | 0 | 0 | 0 | 0 | 0 | 0 | 0 | 0 | 0 | 0 | 0 | 0 | 0 | 0 | 0 | 0 | 0 | 0 | 0 | 0 | 0 | 0 | 0 | 0 | 0 | 0 | 0 | 0 | 0 | 0 | 0 | 0 | 0 | 0 | 0 | 0 | 0 | 0 | 0 | 0 | 0 | 0 | 0 | 0 | 0 | 0 | 0 | 0 | 0 | 0 | 0 | 0 | 0 | 0 | 0 | 0 | 0 | 0 | 0 | 0 | 0 | 0 | 0 | 0 | 0 | 0 | 0 | 0 | 0 | 0 | 0 | 0 | 0 | 0 | 0 | 0 | 0 | 0

## 2023
Year | 2023
[7 empty] | Net Annual Savings with Line Losses |  |  |  |  | Costs per Unit |  | Total Costs |  | B/C Ratio -- Cost Tests |  |  |  |  | Levelized Cost $/kWh | First Year Cost $/kWh | Net Present Value | [6 empty] | Net kWh Savings | [31 empty] | Net kW Savings | [31 empty] | Net Therm Savings
Sector | Program | Tier | Measure | Measure Life | Remaining Life | NTG | Therms | kWh | kW | Remaining kWh | Remaining kW | Incremental Cost | Future Avoided Cost | Total Incentives | Admin | TRC | RIM | Utility | Societal | Participant |  |  | Avoided Energy & Demand Cost | Avoided Environmental Costs | Participant Bill Savings | Lost Utility Revenue | Participant Incentives | Incremental Cost | Program Delivery Costs | 2016 | 2017 | 2018 | 2019 | 2020 | 2021 | 2022 | 2023 | 2024 | 2025 | 2026 | 2027 | 2028 | 2029 | 2030 | 2031 | 2032 | 2033 | 2034 | 2035 | 2036 | 2037 | 2038 | 2039 | 2040 | 2041 | 2042 | 2043 | 2044 | 2045 | 2046 | 2047 | 2016 | 2017 | 2018 | 2019 | 2020 | 2021 | 2022 | 2023 | 2024 | 2025 | 2026 | 2027 | 2028 | 2029 | 2030 | 2031 | 2032 | 2033 | 2034 | 2035 | 2036 | 2037 | 2038 | 2039 | 2040 | 2041 | 2042 | 2043 | 2044 | 2045 | 2046 | 2047 | 2016 | 2017 | 2018 | 2019 | 2020 | 2021 | 2022 | 2023 | 2024 | 2025 | 2026 | 2027 | 2028 | 2029 | 2030 | 2031 | 2032 | 2033 | 2034 | 2035 | 2036 | 2037 | 2038 | 2039 | 2040 | 2041 | 2042 | 2043 | 2044 | 2045 | 2046 | 2047
0 | 0 | 0 | [5 empty] | 31491440.7193 |  | 0 | [5 empty] | 1.7418 | 0.43369 | 1.8649 | 2.0136 | 14.0365 | 0.039184 | 0.12416 | 7291949.1233 | 1137572.894 | 18157712.4139 | 12903774.2458 | 1095330.1107 | 1371643.4023 | 2814689.7123 | 0 | 0 | 0 | 0 | 0 | 0 | 0 | 30886866.4678 | 30886866.4678 | 18459731.9966 | 18459731.9966 | 18459731.9966 | 17085707.161 | 14611079.7453 | 14611079.7453 | 14139085.793 | 13985104.7682 | 10337441.9425 | 9518811.2962 | 9370996.986 | 9370996.986 | 9293065.1516 | 3818723.6907 | 3802454.1383 | 3802454.1383 | 3253036.8336 | 3253036.8336 | 910747.6284 | 910747.6284 | 910747.6284 | 910747.6284 | 910747.6284 | 0 | 0 | 0 | 0 | 0 | 0 | 0 | 5356.0386 | 5356.0386 | 2837.4236 | 2837.4236 | 2837.4236 | 2659.3359 | 2483.1742 | 2483.1742 | 2419.8518 | 2360.2575 | 1825.6647 | 1639.1115 | 1625.016 | 1625.016 | 1614.8439 | 651.4315 | 649.5495 | 649.5495 | 536.3819 | 536.3819 | 209.6103 | 209.6103 | 209.6103 | 209.6103 | 209.6103 | 0 | 0 | 0 | 0 | 0 | 0 | 0 | 24203.9034 | 24203.9034 | 24203.9034 | 24203.9034 | 24203.9034 | 24203.9034 | 24203.9034 | 24203.9034 | 24203.9034 | 22717.6404 | 19657.902 | 19657.902 | 19657.902 | 19657.902 | 19240.179 | 6938.6057 | 6938.6057 | 6938.6057 | 6938.6057 | 6938.6057 | 2716.3938 | 2716.3938 | 2716.3938 | 2716.3938 | 2716.3938
Residential | Residential Total | [6 empty] | 20023347.5073 |  | 0 |  |  |  | 740248 | 2941638.96 | 1.8135 | 0.36861 | 1.8153 | 2.0956 | 23.6384 | 0.040357 | 0.10674 | 3879834.4988 | 603724.5171 | 9780444.134 | 8388463.2289 | 429694.5947 | 431929.7149 | 1707544.4456 | 0 | 0 | 0 | 0 | 0 | 0 | 0 | 20592065.4704 | 20592065.4704 | 8164930.9992 | 8164930.9992 | 8164930.9992 | 8000990.2767 | 5526362.861 | 5526362.861 | 5150238.1635 | 4996257.1387 | 4719381.8043 | 4719381.8043 | 4687113.1106 | 4687113.1106 | 4609181.2762 | 3685786.1986 | 3685786.1986 | 3685786.1986 | 3136368.8939 | 3136368.8939 | 910747.6284 | 910747.6284 | 910747.6284 | 910747.6284 | 910747.6284 | 0 | 0 | 0 | 0 | 0 | 0 | 0 | 3581.2847 | 3581.2847 | 1062.6698 | 1062.6698 | 1062.6698 | 1033.6223 | 857.4607 | 857.4607 | 810.8934 | 751.2991 | 722.4402 | 722.4402 | 714.9723 | 714.9723 | 704.8002 | 581.0939 | 581.0939 | 581.0939 | 467.9262 | 467.9262 | 209.6103 | 209.6103 | 209.6103 | 209.6103 | 209.6103 | 0 | 0 | 0 | 0 | 0 | 0 | 0 | 8544.0637 | 8544.0637 | 8544.0637 | 8544.0637 | 8544.0637 | 8544.0637 | 8544.0637 | 8544.0637 | 8544.0637 | 7057.8007 | 3998.0623 | 3998.0623 | 3998.0623 | 3998.0623 | 3580.3393 | 6938.6057 | 6938.6057 | 6938.6057 | 6938.6057 | 6938.6057 | 2716.3938 | 2716.3938 | 2716.3938 | 2716.3938 | 2716.3938
Residential | Residential Efficient Products | 0 | [5 empty] | 754727.9281 |  | 0 |  |  |  | 235500 | 119568 | 2.3809 | 0.47323 | 1.8707 | 2.66 | 9.3569 | 0.051977 | 0.27309 | 385573.2265 | 45205.3863 | 729191.2427 | 608669.6211 | 136701.5879 | 92540.2996 | 69406.0954 | 0 | 0 | 0 | 0 | 0 | 0 | 0 | 754727.9281 | 754727.9281 | 754727.9281 | 754727.9281 | 754727.9281 | 754727.9281 | 754727.9281 | 754727.9281 | 754727.9281 | 732440.9368 | 732440.9368 | 732440.9368 | 700172.243 | 700172.243 | 622240.4086 | 0 | 0 | 0 | 0 | 0 | 0 | 0 | 0 | 0 | 0 | 0 | 0 | 0 | 0 | 0 | 0 | 0 | 87.038 | 87.038 | 87.038 | 87.038 | 87.038 | 87.038 | 87.038 | 87.038 | 87.038 | 84.46 | 84.46 | 84.46 | 76.992 | 76.992 | 66.8199 | 0 | 0 | 0 | 0 | 0 | 0 | 0 | 0 | 0 | 0 | 0 | 0 | 0 | 0 | 0 | 0 | 0 | -3899.0698 | -3899.0698 | -3899.0698 | -3899.0698 | -3899.0698 | -3899.0698 | -3899.0698 | -3899.0698 | -3899.0698 | -3899.0698 | -3899.0698 | -3899.0698 | -3899.0698 | -3899.0698 | -4316.7929 | 0 | 0 | 0 | 0 | 0 | 0 | 0 | 0 | 0 | 0
Residential | Residential Efficient Products | Lighting | [5 empty] | 622240.4086 |  | 0 |  |  |  | 185000 | 88372.75 | 3.1171 | 0.51258 | 2.1409 | 3.465 | 12.3298 | 0.047722 | 0.25502 | 339727.2117 | 37907.0328 | 603901.5786 | 504087.9861 | 107387.6593 | 57688.6506 | 51298.069 | 0 | 0 | 0 | 0 | 0 | 0 | 0 | 622240.4086 | 622240.4086 | 622240.4086 | 622240.4086 | 622240.4086 | 622240.4086 | 622240.4086 | 622240.4086 | 622240.4086 | 622240.4086 | 622240.4086 | 622240.4086 | 622240.4086 | 622240.4086 | 622240.4086 | 0 | 0 | 0 | 0 | 0 | 0 | 0 | 0 | 0 | 0 | 0 | 0 | 0 | 0 | 0 | 0 | 0 | 66.8199 | 66.8199 | 66.8199 | 66.8199 | 66.8199 | 66.8199 | 66.8199 | 66.8199 | 66.8199 | 66.8199 | 66.8199 | 66.8199 | 66.8199 | 66.8199 | 66.8199 | 0 | 0 | 0 | 0 | 0 | 0 | 0 | 0 | 0 | 0 | 0 | 0 | 0 | 0 | 0 | 0 | 0 | -4316.7929 | -4316.7929 | -4316.7929 | -4316.7929 | -4316.7929 | -4316.7929 | -4316.7929 | -4316.7929 | -4316.7929 | -4316.7929 | -4316.7929 | -4316.7929 | -4316.7929 | -4316.7929 | -4316.7929 | 0 | 0 | 0 | 0 | 0 | 0 | 0 | 0 | 0 | 0
Residential | Residential Efficient Products | Appliance | [5 empty] | 132487.5195 |  | 0 |  |  |  | 50500 | 31195.25 | 0.86568 | 0.30161 | 0.96677 | 1.0035 | 4.436 | 0.074073 | 0.35794 | 45846.0147 | 7298.3535 | 125289.6641 | 104581.635 | 29313.9286 | 34851.649 | 18108.0264 | 0 | 0 | 0 | 0 | 0 | 0 | 0 | 132487.5195 | 132487.5195 | 132487.5195 | 132487.5195 | 132487.5195 | 132487.5195 | 132487.5195 | 132487.5195 | 132487.5195 | 110200.5282 | 110200.5282 | 110200.5282 | 77931.8344 | 77931.8344 | 0 | 0 | 0 | 0 | 0 | 0 | 0 | 0 | 0 | 0 | 0 | 0 | 0 | 0 | 0 | 0 | 0 | 0 | 20.218 | 20.218 | 20.218 | 20.218 | 20.218 | 20.218 | 20.218 | 20.218 | 20.218 | 17.64 | 17.64 | 17.64 | 10.1721 | 10.1721 | 0 | 0 | 0 | 0 | 0 | 0 | 0 | 0 | 0 | 0 | 0 | 0 | 0 | 0 | 0 | 0 | 0 | 0 | 417.7231 | 417.7231 | 417.7231 | 417.7231 | 417.7231 | 417.7231 | 417.7231 | 417.7231 | 417.7231 | 417.7231 | 417.7231 | 417.7231 | 417.7231 | 417.7231 | 0 | 0 | 0 | 0 | 0 | 0 | 0 | 0 | 0 | 0 | 0
Residential | Appliance Recycling | 0 | [5 empty] | 376124.6975 |  | 0 |  |  |  | 31750 | 73337.94 | 1.229 | 0.34149 | 1.4815 | 1.4386 | 9.4876 | 0.045121 | 0.16218 | 90373.5875 | 15412.0783 | 275330.6652 | 203641.2316 | 18430.0442 | 30962.4743 | 42570.7552 | 0 | 0 | 0 | 0 | 0 | 0 | 0 | 376124.6975 | 376124.6975 | 376124.6975 | 376124.6975 | 376124.6975 | 376124.6975 | 376124.6975 | 376124.6975 | 0 | 0 | 0 | 0 | 0 | 0 | 0 | 0 | 0 | 0 | 0 | 0 | 0 | 0 | 0 | 0 | 0 | 0 | 0 | 0 | 0 | 0 | 0 | 0 | 46.5673 | 46.5673 | 46.5673 | 46.5673 | 46.5673 | 46.5673 | 46.5673 | 46.5673 | 0 | 0 | 0 | 0 | 0 | 0 | 0 | 0 | 0 | 0 | 0 | 0 | 0 | 0 | 0 | 0 | 0 | 0 | 0 | 0 | 0 | 0 | 0 | 0 | 0 | 0 | 0 | 0 | 0 | 0 | 0 | 0 | 0 | 0 | 0 | 0 | 0 | 0 | 0 | 0 | 0 | 0 | 0 | 0 | 0 | 0 | 0 | 0 | 0
Residential | New Manufactured Homes | 0 | [5 empty] | 419546.6737 |  | 0 |  |  |  | 142500 | 99577.5 | 1.8901 | 0.42145 | 1.862 | 2.1169 | 9.7118 | 0.051008 | 0.33493 | 261646.1944 | 31405.2729 | 700340.5362 | 480310.9534 | 82717.5214 | 80629.7322 | 57802.1332 | 0 | 0 | 0 | 0 | 0 | 0 | 0 | 419546.6737 | 419546.6737 | 419546.6737 | 419546.6737 | 419546.6737 | 419546.6737 | 419546.6737 | 419546.6737 | 419546.6737 | 419546.6737 | 419546.6737 | 419546.6737 | 419546.6737 | 419546.6737 | 419546.6737 | 419546.6737 | 419546.6737 | 419546.6737 | 375037.0589 | 375037.0589 | 375037.0589 | 375037.0589 | 375037.0589 | 375037.0589 | 375037.0589 | 0 | 0 | 0 | 0 | 0 | 0 | 0 | 172.45 | 172.45 | 172.45 | 172.45 | 172.45 | 172.45 | 172.45 | 172.45 | 172.45 | 172.45 | 172.45 | 172.45 | 172.45 | 172.45 | 172.45 | 172.45 | 172.45 | 172.45 | 150.706 | 150.706 | 150.706 | 150.706 | 150.706 | 150.706 | 150.706 | 0 | 0 | 0 | 0 | 0 | 0 | 0 | 0 | 0 | 0 | 0 | 0 | 0 | 0 | 0 | 0 | 0 | 0 | 0 | 0 | 0 | 0 | 0 | 0 | 0 | 0 | 0 | 0 | 0 | 0 | 0 | 0
Residential | New Manufactured Homes | Tier 1 | [5 empty] | 208792.6928 |  | 0 |  |  |  | 58500 | 58522.5 | 1.9191 | 0.4965 | 2.212 | 2.1161 | 8.4871 | 0.050206 | 0.32534 | 150255.5767 | 15424.2018 | 342215.3483 | 234699.7949 | 33957.7193 | 44323.1445 | 33970.78 | 0 | 0 | 0 | 0 | 0 | 0 | 0 | 208792.6928 | 208792.6928 | 208792.6928 | 208792.6928 | 208792.6928 | 208792.6928 | 208792.6928 | 208792.6928 | 208792.6928 | 208792.6928 | 208792.6928 | 208792.6928 | 208792.6928 | 208792.6928 | 208792.6928 | 208792.6928 | 208792.6928 | 208792.6928 | 164283.078 | 164283.078 | 164283.078 | 164283.078 | 164283.078 | 164283.078 | 164283.078 | 0 | 0 | 0 | 0 | 0 | 0 | 0 | 122.1503 | 122.1503 | 122.1503 | 122.1503 | 122.1503 | 122.1503 | 122.1503 | 122.1503 | 122.1503 | 122.1503 | 122.1503 | 122.1503 | 122.1503 | 122.1503 | 122.1503 | 122.1503 | 122.1503 | 122.1503 | 100.4062 | 100.4062 | 100.4062 | 100.4062 | 100.4062 | 100.4062 | 100.4062 | 0 | 0 | 0 | 0 | 0 | 0 | 0 | 0 | 0 | 0 | 0 | 0 | 0 | 0 | 0 | 0 | 0 | 0 | 0 | 0 | 0 | 0 | 0 | 0 | 0 | 0 | 0 | 0 | 0 | 0 | 0 | 0
Residential | New Manufactured Homes | Tier 2 | [5 empty] | 210753.9809 |  | 0 |  |  |  | 84000 | 41055 | 1.8523 | 0.35006 | 1.5345 | 2.118 | 11.2069 | 0.051782 | 0.34444 | 111390.6178 | 15981.0711 | 358125.1879 | 245611.1585 | 48759.8021 | 36306.5877 | 23831.3533 | 0 | 0 | 0 | 0 | 0 | 0 | 0 | 210753.9809 | 210753.9809 | 210753.9809 | 210753.9809 | 210753.9809 | 210753.9809 | 210753.9809 | 210753.9809 | 210753.9809 | 210753.9809 | 210753.9809 | 210753.9809 | 210753.9809 | 210753.9809 | 210753.9809 | 210753.9809 | 210753.9809 | 210753.9809 | 210753.9809 | 210753.9809 | 210753.9809 | 210753.9809 | 210753.9809 | 210753.9809 | 210753.9809 | 0 | 0 | 0 | 0 | 0 | 0 | 0 | 50.2997 | 50.2997 | 50.2997 | 50.2997 | 50.2997 | 50.2997 | 50.2997 | 50.2997 | 50.2997 | 50.2997 | 50.2997 | 50.2997 | 50.2997 | 50.2997 | 50.2997 | 50.2997 | 50.2997 | 50.2997 | 50.2997 | 50.2997 | 50.2997 | 50.2997 | 50.2997 | 50.2997 | 50.2997 | 0 | 0 | 0 | 0 | 0 | 0 | 0 | 0 | 0 | 0 | 0 | 0 | 0 | 0 | 0 | 0 | 0 | 0 | 0 | 0 | 0 | 0 | 0 | 0 | 0 | 0 | 0 | 0 | 0 | 0 | 0 | 0
Residential | Whole House Efficiency | 0 | [5 empty] | 5351929.9167 | [5 empty] | 330498 | 1656873.97 | 1.584 | 0.33031 | 1.6333 | 1.8468 | 25.0886 | 0.042066 | 0.21555 | 1884246.3644 | 312636.6406 | 5523273.7059 | 4550851.7982 | 191845.4412 | 227797.2088 | 961771.986 | 0 | 0 | 0 | 0 | 0 | 0 | 0 | 5911760.9671 | 5911760.9671 | 5910313.5824 | 5910313.5824 | 5910313.5824 | 5758365.4695 | 3526037.013 | 3526037.013 | 3526037.013 | 3399998.8415 | 3134302.0382 | 3134302.0382 | 3134302.0382 | 3134302.0382 | 3134302.0382 | 2888114.3829 | 2888114.3829 | 2888114.3829 | 2392093.6057 | 2392093.6057 | 216070.3079 | 216070.3079 | 216070.3079 | 216070.3079 | 216070.3079 | 0 | 0 | 0 | 0 | 0 | 0 | 0 | 666.3078 | 666.3078 | 665.8574 | 665.8574 | 665.8574 | 638.1971 | 479.7805 | 479.7805 | 479.7805 | 425.1955 | 397.4495 | 397.4495 | 397.4495 | 397.4495 | 397.4495 | 350.1431 | 350.1431 | 350.1431 | 263.061 | 263.061 | 12.2795 | 12.2795 | 12.2795 | 12.2795 | 12.2795 | 0 | 0 | 0 | 0 | 0 | 0 | 0 | 12303.8187 | 12303.8187 | 12303.8187 | 12303.8187 | 12303.8187 | 12303.8187 | 12303.8187 | 12303.8187 | 12303.8187 | 10847.8632 | 7848.026 | 7848.026 | 7848.026 | 7848.026 | 7848.026 | 6938.6057 | 6938.6057 | 6938.6057 | 6938.6057 | 6938.6057 | 2716.3938 | 2716.3938 | 2716.3938 | 2716.3938 | 2716.3938
Residential | Whole House Efficiency | Single Family | [5 empty] | 2119930.4024 |  | 0 |  |  |  | 0 | 1063172.25 | 1.3543 | 0.31434 | 1.3543 | 1.5778 | n/a | 0.051023 | 0.29112 | 835813.7849 | 137888.2605 | 2038477.1848 | 2041831.6344 | 0 | 0 | 617143.6723 | 0 | 0 | 0 | 0 | 0 | 0 | 0 | 2119930.4024 | 2119930.4024 | 2118862.6534 | 2118862.6534 | 2118862.6534 | 2074393.8847 | 2074393.8847 | 2074393.8847 | 2074393.8847 | 1973181.676 | 1766823.6819 | 1766823.6819 | 1766823.6819 | 1766823.6819 | 1766823.6819 | 1643129.8562 | 1643129.8562 | 1643129.8562 | 1643129.8562 | 1643129.8562 | 0 | 0 | 0 | 0 | 0 | 0 | 0 | 0 | 0 | 0 | 0 | 0 | 286.8629 | 286.8629 | 286.5216 | 286.5216 | 286.5216 | 279.5356 | 279.5356 | 279.5356 | 279.5356 | 236.027 | 215.4827 | 215.4827 | 215.4827 | 215.4827 | 215.4827 | 188.4773 | 188.4773 | 188.4773 | 188.4773 | 188.4773 | 0 | 0 | 0 | 0 | 0 | 0 | 0 | 0 | 0 | 0 | 0 | 0 | 4341.2545 | 4341.2545 | 4341.2545 | 4341.2545 | 4341.2545 | 4341.2545 | 4341.2545 | 4341.2545 | 4341.2545 | 2974.506 | 187.8906 | 187.8906 | 187.8906 | 187.8906 | 187.8906 | 0 | 0 | 0 | 0 | 0 | 0 | 0 | 0 | 0 | 0
Residential | Whole House Efficiency | Multi-Family | [5 empty] | 483617.0451 |  | 0 |  |  |  | 0 | 232882.13 | 1.3695 | 0.31585 | 1.3695 | 1.5976 | n/a | 0.04997 | 0.27952 | 185127.4996 | 30839.9796 | 450193.7818 | 450934.6056 | 0 | 0 | 135181.9829 | 0 | 0 | 0 | 0 | 0 | 0 | 0 | 483617.0451 | 483617.0451 | 483237.4093 | 483237.4093 | 483237.4093 | 469816.8707 | 469816.8707 | 469816.8707 | 469816.8707 | 444990.908 | 385652.0988 | 385652.0988 | 385652.0988 | 385652.0988 | 385652.0988 | 339455.9222 | 339455.9222 | 339455.9222 | 339455.9222 | 339455.9222 | 0 | 0 | 0 | 0 | 0 | 0 | 0 | 0 | 0 | 0 | 0 | 0 | 66.1645 | 66.1645 | 66.0554 | 66.0554 | 66.0554 | 64.272 | 64.272 | 64.272 | 64.272 | 53.1955 | 45.9938 | 45.9938 | 45.9938 | 45.9938 | 45.9938 | 38.995 | 38.995 | 38.995 | 38.995 | 38.995 | 0 | 0 | 0 | 0 | 0 | 0 | 0 | 0 | 0 | 0 | 0 | 0 | 313.4812 | 313.4812 | 313.4812 | 313.4812 | 313.4812 | 313.4812 | 313.4812 | 313.4812 | 313.4812 | 224.2742 | 11.0524 | 11.0524 | 11.0524 | 11.0524 | 11.0524 | 0 | 0 | 0 | 0 | 0 | 0 | 0 | 0 | 0 | 0
Residential | Whole House Efficiency | Building Shell | [5 empty] | 485805.4803 |  | 0 |  |  |  | 60898 | 84430.09 | 2.2628 | 0.34741 | 2.7818 | 2.5958 | 11.4358 | 0.027847 | 0.17365 | 234666.2009 | 34535.0151 | 590146.3227 | 591117.4477 | 35349.6955 | 54696.4512 | 49009.4581 | 0 | 0 | 0 | 0 | 0 | 0 | 0 | 485805.4803 | 485805.4803 | 485805.4803 | 485805.4803 | 485805.4803 | 485805.4803 | 485805.4803 | 485805.4803 | 485805.4803 | 485805.4803 | 485805.4803 | 485805.4803 | 485805.4803 | 485805.4803 | 485805.4803 | 409507.8273 | 409507.8273 | 409507.8273 | 409507.8273 | 409507.8273 | 216070.3079 | 216070.3079 | 216070.3079 | 216070.3079 | 216070.3079 | 0 | 0 | 0 | 0 | 0 | 0 | 0 | 48.8909 | 48.8909 | 48.8909 | 48.8909 | 48.8909 | 48.8909 | 48.8909 | 48.8909 | 48.8909 | 48.8909 | 48.8909 | 48.8909 | 48.8909 | 48.8909 | 48.8909 | 35.5888 | 35.5888 | 35.5888 | 35.5888 | 35.5888 | 12.2795 | 12.2795 | 12.2795 | 12.2795 | 12.2795 | 0 | 0 | 0 | 0 | 0 | 0 | 0 | 7649.083 | 7649.083 | 7649.083 | 7649.083 | 7649.083 | 7649.083 | 7649.083 | 7649.083 | 7649.083 | 7649.083 | 7649.083 | 7649.083 | 7649.083 | 7649.083 | 7649.083 | 6938.6057 | 6938.6057 | 6938.6057 | 6938.6057 | 6938.6057 | 2716.3938 | 2716.3938 | 2716.3938 | 2716.3938 | 2716.3938
Residential | Whole House Efficiency | HVAC | [7 empty] | 2262576.9889 |  |  |  | 269600 | 276389.5 | 1.8848 | 0.3524 | 1.9835 | 2.2127 | 15.0257 | 0.033034 | 0.14008 | 628638.879 | 109373.3853 | 2444456.4165 | 1466968.1105 | 156495.7457 | 173100.7576 | 160436.8728 | 0 | 0 | 0 | 0 | 0 | 0 | 0 | 2822408.0393 | 2822408.0393 | 2822408.0393 | 2822408.0393 | 2822408.0393 | 2728349.2337 | 496020.7772 | 496020.7772 | 496020.7772 | 496020.7772 | 496020.7772 | 496020.7772 | 496020.7772 | 496020.7772 | 496020.7772 | 496020.7772 | 496020.7772 | 496020.7772 | 0 | 0 | 0 | 0 | 0 | 0 | 0 | 0 | 0 | 0 | 0 | 0 | 0 | 0 | 264.3895 | 264.3895 | 264.3895 | 264.3895 | 264.3895 | 245.4988 | 87.0821 | 87.0821 | 87.0821 | 87.0821 | 87.0821 | 87.0821 | 87.0821 | 87.0821 | 87.0821 | 87.0821 | 87.0821 | 87.0821 | 0 | 0 | 0 | 0 | 0 | 0 | 0 | 0 | 0 | 0 | 0 | 0 | 0 | 0 | 0 | 0 | 0 | 0 | 0 | 0 | 0 | 0 | 0 | 0 | 0 | 0 | 0 | 0 | 0 | 0 | 0 | 0 | 0 | 0 | 0 | 0 | 0 | 0 | 0
Residential | Residential Home Performance | 0 | [5 empty] | 12425687.0864 |  | 0 |  |  |  | 0 | 626325 | 2.7736 | 0.43662 | 2.7736 | 3.209 | n/a | 0.026181 | 0.029259 | 1008375.983 | 158304.3741 | 1879299.6887 | 1945965.8228 | 0 | 0 | 363565.2741 | 0 | 0 | 0 | 0 | 0 | 0 | 0 | 12425687.0864 | 12425687.0864 | 0 | 0 | 0 | 0 | 0 | 0 | 0 | 0 | 0 | 0 | 0 | 0 | 0 | 0 | 0 | 0 | 0 | 0 | 0 | 0 | 0 | 0 | 0 | 0 | 0 | 0 | 0 | 0 | 0 | 0 | 2518.1646 | 2518.1646 | 0 | 0 | 0 | 0 | 0 | 0 | 0 | 0 | 0 | 0 | 0 | 0 | 0 | 0 | 0 | 0 | 0 | 0 | 0 | 0 | 0 | 0 | 0 | 0 | 0 | 0 | 0 | 0 | 0 | 0 | 0 | 0 | 0 | 0 | 0 | 0 | 0 | 0 | 0 | 0 | 0 | 0 | 0 | 0 | 0 | 0 | 0 | 0 | 0 | 0 | 0 | 0 | 0 | 0 | 0
Residential | Targeted Energy Efficiency | 0 | [5 empty] | 695331.2048 | [5 empty] | 0 | 365956.55 | 1.1751 | 0.30762 | 1.1751 | 1.367 | n/a | 0.059412 | 0.30551 | 249619.143 | 40760.7648 | 673008.2952 | 599023.8018 | 0 | 0 | 212428.2017 | 0 | 0 | 0 | 0 | 0 | 0 | 0 | 704218.1175 | 704218.1175 | 704218.1175 | 704218.1175 | 704218.1175 | 692225.5079 | 449926.5487 | 449926.5487 | 449926.5487 | 444270.6866 | 433092.1556 | 433092.1556 | 433092.1556 | 433092.1556 | 433092.1556 | 378125.1421 | 378125.1421 | 378125.1421 | 369238.2294 | 369238.2294 | 319640.2616 | 319640.2616 | 319640.2616 | 319640.2616 | 319640.2616 | 0 | 0 | 0 | 0 | 0 | 0 | 0 | 90.7571 | 90.7571 | 90.7571 | 90.7571 | 90.7571 | 89.3699 | 71.6249 | 71.6249 | 71.6249 | 69.1936 | 68.0807 | 68.0807 | 68.0807 | 68.0807 | 68.0807 | 58.5008 | 58.5008 | 58.5008 | 54.1593 | 54.1593 | 46.6249 | 46.6249 | 46.6249 | 46.6249 | 46.6249 | 0 | 0 | 0 | 0 | 0 | 0 | 0 | 139.3147 | 139.3147 | 139.3147 | 139.3147 | 139.3147 | 139.3147 | 139.3147 | 139.3147 | 139.3147 | 109.0073 | 49.1061 | 49.1061 | 49.1061 | 49.1061 | 49.1061 | 0 | 0 | 0 | 0 | 0 | 0 | 0 | 0 | 0 | 0
Residential | Targeted Energy Efficiency | Tier 1 | [5 empty] | 453032.2457 |  | 0 |  |  |  | 0 | 300004.22 | 1.1518 | 0.30329 | 1.1518 | 1.3365 | n/a | 0.061699 | 0.3844 | 200572.5964 | 32176.5959 | 547356.7138 | 487185.2278 | 0 | 0 | 174144.5998 | 0 | 0 | 0 | 0 | 0 | 0 | 0 | 453032.2457 | 453032.2457 | 453032.2457 | 453032.2457 | 453032.2457 | 441039.636 | 441039.636 | 441039.636 | 441039.636 | 435383.7739 | 424205.2429 | 424205.2429 | 424205.2429 | 424205.2429 | 424205.2429 | 369238.2294 | 369238.2294 | 369238.2294 | 369238.2294 | 369238.2294 | 319640.2616 | 319640.2616 | 319640.2616 | 319640.2616 | 319640.2616 | 0 | 0 | 0 | 0 | 0 | 0 | 0 | 68.6706 | 68.6706 | 68.6706 | 68.6706 | 68.6706 | 67.2834 | 67.2834 | 67.2834 | 67.2834 | 64.8521 | 63.7392 | 63.7392 | 63.7392 | 63.7392 | 63.7392 | 54.1593 | 54.1593 | 54.1593 | 54.1593 | 54.1593 | 46.6249 | 46.6249 | 46.6249 | 46.6249 | 46.6249 | 0 | 0 | 0 | 0 | 0 | 0 | 0 | 139.3147 | 139.3147 | 139.3147 | 139.3147 | 139.3147 | 139.3147 | 139.3147 | 139.3147 | 139.3147 | 109.0073 | 49.1061 | 49.1061 | 49.1061 | 49.1061 | 49.1061 | 0 | 0 | 0 | 0 | 0 | 0 | 0 | 0 | 0 | 0
Residential | Targeted Energy Efficiency | Heat Pump | [7 empty] | 242298.9592 |  |  |  | 0 | 65952.33 | 1.2811 | 0.32671 | 1.2811 | 1.5054 | n/a | 0.050842 | 0.158 | 49046.5466 | 8584.1689 | 125651.5815 | 111838.574 | 0 | 0 | 38283.6019 | 0 | 0 | 0 | 0 | 0 | 0 | 0 | 251185.8719 | 251185.8719 | 251185.8719 | 251185.8719 | 251185.8719 | 251185.8719 | 8886.9127 | 8886.9127 | 8886.9127 | 8886.9127 | 8886.9127 | 8886.9127 | 8886.9127 | 8886.9127 | 8886.9127 | 8886.9127 | 8886.9127 | 8886.9127 | 0 | 0 | 0 | 0 | 0 | 0 | 0 | 0 | 0 | 0 | 0 | 0 | 0 | 0 | 22.0865 | 22.0865 | 22.0865 | 22.0865 | 22.0865 | 22.0865 | 4.3415 | 4.3415 | 4.3415 | 4.3415 | 4.3415 | 4.3415 | 4.3415 | 4.3415 | 4.3415 | 4.3415 | 4.3415 | 4.3415 | 0 | 0 | 0 | 0 | 0 | 0 | 0 | 0 | 0 | 0 | 0 | 0 | 0 | 0 | 0 | 0 | 0 | 0 | 0 | 0 | 0 | 0 | 0 | 0 | 0 | 0 | 0 | 0 | 0 | 0 | 0 | 0 | 0 | 0 | 0 | 0 | 0 | 0 | 0
Residential | Community Outreach | 0 | [5 empty] | 0 |  | 0 |  |  |  | 0 | 0 | n/a | n/a | n/a | n/a | n/a | 0 | 0 | 0 | 0 | 0 | 0 | 0 | 0 | 0 | 0 | 0 | 0 | 0 | 0 | 0 | 0 | 0 | 0 | 0 | 0 | 0 | 0 | 0 | 0 | 0 | 0 | 0 | 0 | 0 | 0 | 0 | 0 | 0 | 0 | 0 | 0 | 0 | 0 | 0 | 0 | 0 | 0 | 0 | 0 | 0 | 0 | 0 | 0 | 0 | 0 | 0 | 0 | 0 | 0 | 0 | 0 | 0 | 0 | 0 | 0 | 0 | 0 | 0 | 0 | 0 | 0 | 0 | 0 | 0 | 0 | 0 | 0 | 0 | 0 | 0 | 0 | 0 | 0 | 0 | 0 | 0 | 0 | 0 | 0 | 0 | 0 | 0 | 0 | 0 | 0 | 0 | 0 | 0 | 0 | 0 | 0 | 0 | 0 | 0 | 0 | 0 | 0 | 0 | 0 | 0
Residential | Student Energy Education | 0 | [5 empty] | 0 |  | 0 |  |  |  | 0 | 0 | n/a | n/a | n/a | n/a | n/a | 0 | 0 | 0 | 0 | 0 | 0 | 0 | 0 | 0 | 0 | 0 | 0 | 0 | 0 | 0 | 0 | 0 | 0 | 0 | 0 | 0 | 0 | 0 | 0 | 0 | 0 | 0 | 0 | 0 | 0 | 0 | 0 | 0 | 0 | 0 | 0 | 0 | 0 | 0 | 0 | 0 | 0 | 0 | 0 | 0 | 0 | 0 | 0 | 0 | 0 | 0 | 0 | 0 | 0 | 0 | 0 | 0 | 0 | 0 | 0 | 0 | 0 | 0 | 0 | 0 | 0 | 0 | 0 | 0 | 0 | 0 | 0 | 0 | 0 | 0 | 0 | 0 | 0 | 0 | 0 | 0 | 0 | 0 | 0 | 0 | 0 | 0 | 0 | 0 | 0 | 0 | 0 | 0 | 0 | 0 | 0 | 0 | 0 | 0 | 0 | 0 | 0 | 0 | 0 | 0
Commercial | Commercial Total | [6 empty] | 10294800.9974 |  | 0 |  |  |  | 1146710.63 | 1757312.96 | 1.7411 | 0.55025 | 2.0241 | 2.0135 | 9.623 | 0.035997 | 0.16374 | 3412114.6246 | 533848.377 | 8377268.2799 | 4515311.0169 | 665635.516 | 939713.6874 | 1020074.1916 | 0 | 0 | 0 | 0 | 0 | 0 | 0 | 10294800.9974 | 10294800.9974 | 10294800.9974 | 10294800.9974 | 10294800.9974 | 9084716.8843 | 9084716.8843 | 9084716.8843 | 8988847.6295 | 8988847.6295 | 5618060.1382 | 4799429.4919 | 4683883.8754 | 4683883.8754 | 4683883.8754 | 132937.492 | 116667.9397 | 116667.9397 | 116667.9397 | 116667.9397 | 0 | 0 | 0 | 0 | 0 | 0 | 0 | 0 | 0 | 0 | 0 | 0 | 1774.7539 | 1774.7539 | 1774.7539 | 1774.7539 | 1774.7539 | 1625.7136 | 1625.7136 | 1625.7136 | 1608.9584 | 1608.9584 | 1103.2245 | 916.6713 | 910.0437 | 910.0437 | 910.0437 | 70.3376 | 68.4557 | 68.4557 | 68.4557 | 68.4557 | 0 | 0 | 0 | 0 | 0 | 0 | 0 | 0 | 0 | 0 | 0 | 0 | 15659.8397 | 15659.8397 | 15659.8397 | 15659.8397 | 15659.8397 | 15659.8397 | 15659.8397 | 15659.8397 | 15659.8397 | 15659.8397 | 15659.8397 | 15659.8397 | 15659.8397 | 15659.8397 | 15659.8397 | 0 | 0 | 0 | 0 | 0 | 0 | 0 | 0 | 0 | 0
Commercial | Commercial Incentive Program | 0 | [5 empty] | 4444253.6818 |  | 0 |  |  |  | 532356.43 | 493046.42 | 1.9266 | 0.60103 | 2.8482 | 2.2168 | 7.7753 | 0.026578 | 0.13393 | 1695314.9397 | 255301.8395 | 4307507.751 | 2225484.9752 | 309018.978 | 593739.0034 | 286200.5458 | 0 | 0 | 0 | 0 | 0 | 0 | 0 | 4444253.6818 | 4444253.6818 | 4444253.6818 | 4444253.6818 | 4444253.6818 | 4407461.7833 | 4407461.7833 | 4407461.7833 | 4311592.5285 | 4311592.5285 | 3980623.9989 | 3161993.3527 | 3046447.7362 | 3046447.7362 | 3046447.7362 | 132937.492 | 116667.9397 | 116667.9397 | 116667.9397 | 116667.9397 | 0 | 0 | 0 | 0 | 0 | 0 | 0 | 0 | 0 | 0 | 0 | 0 | 841.0236 | 841.0236 | 841.0236 | 841.0236 | 841.0236 | 841.0236 | 841.0236 | 841.0236 | 824.2685 | 824.2685 | 817.3487 | 630.7955 | 624.1679 | 624.1679 | 624.1679 | 70.3376 | 68.4557 | 68.4557 | 68.4557 | 68.4557 | 0 | 0 | 0 | 0 | 0 | 0 | 0 | 0 | 0 | 0 | 0 | 0 | 15659.8397 | 15659.8397 | 15659.8397 | 15659.8397 | 15659.8397 | 15659.8397 | 15659.8397 | 15659.8397 | 15659.8397 | 15659.8397 | 15659.8397 | 15659.8397 | 15659.8397 | 15659.8397 | 15659.8397 | 0 | 0 | 0 | 0 | 0 | 0 | 0 | 0 | 0 | 0
Commercial | Commercial Incentive Program | Prescriptive | [5 empty] | 2967059.8858 |  | 0 |  |  |  | 420512 | 445992.27 | 1.6531 | 0.58014 | 2.2609 | 1.8934 | 7.135 | 0.034686 | 0.16952 | 1137187.201 | 165310.8442 | 2816910.8817 | 1457206.0674 | 244096.2129 | 429013.2108 | 258886.8429 | 0 | 0 | 0 | 0 | 0 | 0 | 0 | 2967059.8858 | 2967059.8858 | 2967059.8858 | 2967059.8858 | 2967059.8858 | 2930267.9873 | 2930267.9873 | 2930267.9873 | 2834398.7325 | 2834398.7325 | 2503430.2029 | 1684799.5567 | 1569253.9402 | 1569253.9402 | 1569253.9402 | 132937.492 | 116667.9397 | 116667.9397 | 116667.9397 | 116667.9397 | 0 | 0 | 0 | 0 | 0 | 0 | 0 | 0 | 0 | 0 | 0 | 0 | 592.9994 | 592.9994 | 592.9994 | 592.9994 | 592.9994 | 592.9994 | 592.9994 | 592.9994 | 576.2443 | 576.2443 | 569.3245 | 382.7714 | 376.1438 | 376.1438 | 376.1438 | 70.3376 | 68.4557 | 68.4557 | 68.4557 | 68.4557 | 0 | 0 | 0 | 0 | 0 | 0 | 0 | 0 | 0 | 0 | 0 | 0 | 15659.8397 | 15659.8397 | 15659.8397 | 15659.8397 | 15659.8397 | 15659.8397 | 15659.8397 | 15659.8397 | 15659.8397 | 15659.8397 | 15659.8397 | 15659.8397 | 15659.8397 | 15659.8397 | 15659.8397 | 0 | 0 | 0 | 0 | 0 | 0 | 0 | 0 | 0 | 0
Commercial | Commercial Incentive Program | Custom | [5 empty] | 1477193.796 |  | 0 |  |  |  | 111844.43 | 47054.15 | 2.9063 | 0.6486 | 6.0511 | 3.3749 | 9.4431 | 0.011684 | 0.06244 | 558127.7387 | 89990.9954 | 1490596.8693 | 768278.9078 | 64922.7651 | 164725.7926 | 27313.7029 | 0 | 0 | 0 | 0 | 0 | 0 | 0 | 1477193.796 | 1477193.796 | 1477193.796 | 1477193.796 | 1477193.796 | 1477193.796 | 1477193.796 | 1477193.796 | 1477193.796 | 1477193.796 | 1477193.796 | 1477193.796 | 1477193.796 | 1477193.796 | 1477193.796 | 0 | 0 | 0 | 0 | 0 | 0 | 0 | 0 | 0 | 0 | 0 | 0 | 0 | 0 | 0 | 0 | 0 | 248.0242 | 248.0242 | 248.0242 | 248.0242 | 248.0242 | 248.0242 | 248.0242 | 248.0242 | 248.0242 | 248.0242 | 248.0242 | 248.0242 | 248.0242 | 248.0242 | 248.0242 | 0 | 0 | 0 | 0 | 0 | 0 | 0 | 0 | 0 | 0 | 0 | 0 | 0 | 0 | 0 | 0 | 0 | 0 | 0 | 0 | 0 | 0 | 0 | 0 | 0 | 0 | 0 | 0 | 0 | 0 | 0 | 0 | 0 | 0 | 0 | 0 | 0 | 0 | 0 | 0 | 0 | 0
Commercial | Express Install | 0 | [5 empty] | 1408274.3394 |  | 0 |  |  |  | 278250 | 464422.61 | 1.1394 | 0.45259 | 1.2215 | 1.3251 | 8.2176 | 0.057284 | 0.30612 | 526610.6034 | 85792.4058 | 1421052.0834 | 732434.3456 | 161516.8443 | 192583.831 | 269585.1731 | 0 | 0 | 0 | 0 | 0 | 0 | 0 | 1408274.3394 | 1408274.3394 | 1408274.3394 | 1408274.3394 | 1408274.3394 | 1408274.3394 | 1408274.3394 | 1408274.3394 | 1408274.3394 | 1408274.3394 | 1408274.3394 | 1408274.3394 | 1408274.3394 | 1408274.3394 | 1408274.3394 | 0 | 0 | 0 | 0 | 0 | 0 | 0 | 0 | 0 | 0 | 0 | 0 | 0 | 0 | 0 | 0 | 0 | 224.8088 | 224.8088 | 224.8088 | 224.8088 | 224.8088 | 224.8088 | 224.8088 | 224.8088 | 224.8088 | 224.8088 | 224.8088 | 224.8088 | 224.8088 | 224.8088 | 224.8088 | 0 | 0 | 0 | 0 | 0 | 0 | 0 | 0 | 0 | 0 | 0 | 0 | 0 | 0 | 0 | 0 | 0 | 0 | 0 | 0 | 0 | 0 | 0 | 0 | 0 | 0 | 0 | 0 | 0 | 0 | 0 | 0 | 0 | 0 | 0 | 0 | 0 | 0 | 0 | 0 | 0 | 0
Commercial | New Construction | 0 | [5 empty] | 229161.7998 |  | 0 |  |  |  | 17350.78 | 45249.72 | 1.5301 | 0.62506 | 2.6752 | 1.7498 | 6.4753 | 0.029673 | 0.15857 | 97210.8972 | 13960.591 | 231241.0615 | 119185.5651 | 10071.6738 | 37266.7881 | 26266.2785 | 0 | 0 | 0 | 0 | 0 | 0 | 0 | 229161.7998 | 229161.7998 | 229161.7998 | 229161.7998 | 229161.7998 | 229161.7998 | 229161.7998 | 229161.7998 | 229161.7998 | 229161.7998 | 229161.7998 | 229161.7998 | 229161.7998 | 229161.7998 | 229161.7998 | 0 | 0 | 0 | 0 | 0 | 0 | 0 | 0 | 0 | 0 | 0 | 0 | 0 | 0 | 0 | 0 | 0 | 61.067 | 61.067 | 61.067 | 61.067 | 61.067 | 61.067 | 61.067 | 61.067 | 61.067 | 61.067 | 61.067 | 61.067 | 61.067 | 61.067 | 61.067 | 0 | 0 | 0 | 0 | 0 | 0 | 0 | 0 | 0 | 0 | 0 | 0 | 0 | 0 | 0 | 0 | 0 | 0 | 0 | 0 | 0 | 0 | 0 | 0 | 0 | 0 | 0 | 0 | 0 | 0 | 0 | 0 | 0 | 0 | 0 | 0 | 0 | 0 | 0 | 0 | 0 | 0
Commercial | School Energy Manager | 0 | [5 empty] | 589797.4942 |  | 0 |  |  |  | 0 | 225750 | 1.1842 | 0.60248 | 1.6563 | 1.338 | 7.1192 | 0.052968 | 0.22218 | 217040.5101 | 28203.1736 | 371923.5978 | 229203.9838 | 0 | 52242.6451 | 131041.968 | 0 | 0 | 0 | 0 | 0 | 0 | 0 | 589797.4942 | 589797.4942 | 589797.4942 | 589797.4942 | 589797.4942 | 589797.4942 | 589797.4942 | 589797.4942 | 589797.4942 | 589797.4942 | 0 | 0 | 0 | 0 | 0 | 0 | 0 | 0 | 0 | 0 | 0 | 0 | 0 | 0 | 0 | 0 | 0 | 0 | 0 | 0 | 0 | 0 | 215.4144 | 215.4144 | 215.4144 | 215.4144 | 215.4144 | 215.4144 | 215.4144 | 215.4144 | 215.4144 | 215.4144 | 0 | 0 | 0 | 0 | 0 | 0 | 0 | 0 | 0 | 0 | 0 | 0 | 0 | 0 | 0 | 0 | 0 | 0 | 0 | 0 | 0 | 0 | 0 | 0 | 0 | 0 | 0 | 0 | 0 | 0 | 0 | 0 | 0 | 0 | 0 | 0 | 0 | 0 | 0 | 0 | 0 | 0 | 0 | 0 | 0 | 0 | 0
Commercial | Bid For Efficiency | 0 | [5 empty] | 2450021.4676 |  | 0 |  |  |  | 185501.23 | 313005.15 | 3.003 | 0.54714 | 2.3474 | 3.521 | 37.1366 | 0.028157 | 0.11811 | 679265.4252 | 117156.1111 | 1544972.3134 | 952114.389 | 107678.6102 | 44501.9148 | 181691.2995 | 0 | 0 | 0 | 0 | 0 | 0 | 0 | 2450021.4676 | 2450021.4676 | 2450021.4676 | 2450021.4676 | 2450021.4676 | 2450021.4676 | 2450021.4676 | 2450021.4676 | 2450021.4676 | 2450021.4676 | 0 | 0 | 0 | 0 | 0 | 0 | 0 | 0 | 0 | 0 | 0 | 0 | 0 | 0 | 0 | 0 | 0 | 0 | 0 | 0 | 0 | 0 | 283.3998 | 283.3998 | 283.3998 | 283.3998 | 283.3998 | 283.3998 | 283.3998 | 283.3998 | 283.3998 | 283.3998 | 0 | 0 | 0 | 0 | 0 | 0 | 0 | 0 | 0 | 0 | 0 | 0 | 0 | 0 | 0 | 0 | 0 | 0 | 0 | 0 | 0 | 0 | 0 | 0 | 0 | 0 | 0 | 0 | 0 | 0 | 0 | 0 | 0 | 0 | 0 | 0 | 0 | 0 | 0 | 0 | 0 | 0 | 0 | 0 | 0 | 0 | 0
Commercial | Retrocommissioning | 0 | [5 empty] | 1173292.2146 |  | 0 |  |  |  | 133252.19 | 215839.06 | 1.3595 | 0.42799 | 0.97056 | 1.5906 | 29.8212 | 0.069093 | 0.17271 | 196672.249 | 33434.2559 | 500571.4728 | 256887.7582 | 77349.4096 | 19379.505 | 125288.9267 | 0 | 0 | 0 | 0 | 0 | 0 | 0 | 1173292.2146 | 1173292.2146 | 1173292.2146 | 1173292.2146 | 1173292.2146 | 0 | 0 | 0 | 0 | 0 | 0 | 0 | 0 | 0 | 0 | 0 | 0 | 0 | 0 | 0 | 0 | 0 | 0 | 0 | 0 | 0 | 0 | 0 | 0 | 0 | 0 | 0 | 149.0403 | 149.0403 | 149.0403 | 149.0403 | 149.0403 | 0 | 0 | 0 | 0 | 0 | 0 | 0 | 0 | 0 | 0 | 0 | 0 | 0 | 0 | 0 | 0 | 0 | 0 | 0 | 0 | 0 | 0 | 0 | 0 | 0 | 0 | 0 | 0 | 0 | 0 | 0 | 0 | 0 | 0 | 0 | 0 | 0 | 0 | 0 | 0 | 0 | 0 | 0 | 0 | 0 | 0 | 0 | 0 | 0 | 0 | 0 | 0
Commercial | Continuous Energy Management | 0 | [5 empty] | 0 |  | 0 |  |  |  | 0 | 0 | n/a | n/a | n/a | n/a | n/a | 0 | 0 | 0 | 0 | 0 | 0 | 0 | 0 | 0 | 0 | 0 | 0 | 0 | 0 | 0 | 0 | 0 | 0 | 0 | 0 | 0 | 0 | 0 | 0 | 0 | 0 | 0 | 0 | 0 | 0 | 0 | 0 | 0 | 0 | 0 | 0 | 0 | 0 | 0 | 0 | 0 | 0 | 0 | 0 | 0 | 0 | 0 | 0 | 0 | 0 | 0 | 0 | 0 | 0 | 0 | 0 | 0 | 0 | 0 | 0 | 0 | 0 | 0 | 0 | 0 | 0 | 0 | 0 | 0 | 0 | 0 | 0 | 0 | 0 | 0 | 0 | 0 | 0 | 0 | 0 | 0 | 0 | 0 | 0 | 0 | 0 | 0 | 0 | 0 | 0 | 0 | 0 | 0 | 0 | 0 | 0 | 0 | 0 | 0 | 0 | 0 | 0 | 0 | 0 | 0
Industrial | Industrial Total | [6 empty] | 1173292.2146 |  | 0 |  |  |  | 0 | 0 | n/a | n/a | n/a | n/a | n/a | 0 | 0 | 0 | 0 | 0 | 0 | 0 | 0 | 0 | 0 | 0 | 0 | 0 | 0 | 0 | 0 | 0 | 0 | 0 | 0 | 0 | 0 | 0 | 0 | 0 | 0 | 0 | 0 | 0 | 0 | 0 | 0 | 0 | 0 | 0 | 0 | 0 | 0 | 0 | 0 | 0 | 0 | 0 | 0 | 0 | 0 | 0 | 0 | 0 | 0 | 0 | 0 | 0 | 0 | 0 | 0 | 0 | 0 | 0 | 0 | 0 | 0 | 0 | 0 | 0 | 0 | 0 | 0 | 0 | 0 | 0 | 0 | 0 | 0 | 0 | 0 | 0 | 0 | 0 | 0 | 0 | 0 | 0 | 0 | 0 | 0 | 0 | 0 | 0 | 0 | 0 | 0 | 0 | 0 | 0 | 0 | 0 | 0 | 0 | 0 | 0 | 0 | 0 | 0 | 0
Industrial | Retrocommissioning | 0 | [5 empty] | 1173292.2146 |  | 0 |  |  |  | 0 | 0 | n/a | n/a | n/a | n/a | n/a | 0 | 0 | 0 | 0 | 0 | 0 | 0 | 0 | 0 | 0 | 0 | 0 | 0 | 0 | 0 | 0 | 0 | 0 | 0 | 0 | 0 | 0 | 0 | 0 | 0 | 0 | 0 | 0 | 0 | 0 | 0 | 0 | 0 | 0 | 0 | 0 | 0 | 0 | 0 | 0 | 0 | 0 | 0 | 0 | 0 | 0 | 0 | 0 | 0 | 0 | 0 | 0 | 0 | 0 | 0 | 0 | 0 | 0 | 0 | 0 | 0 | 0 | 0 | 0 | 0 | 0 | 0 | 0 | 0 | 0 | 0 | 0 | 0 | 0 | 0 | 0 | 0 | 0 | 0 | 0 | 0 | 0 | 0 | 0 | 0 | 0 | 0 | 0 | 0 | 0 | 0 | 0 | 0 | 0 | 0 | 0 | 0 | 0 | 0 | 0 | 0 | 0 | 0 | 0 | 0
Industrial | Continuous Energy Management | 0 | [5 empty] | 0 |  | 0 |  |  |  | 0 | 0 | n/a | n/a | n/a | n/a | n/a | 0 | 0 | 0 | 0 | 0 | 0 | 0 | 0 | 0 | 0 | 0 | 0 | 0 | 0 | 0 | 0 | 0 | 0 | 0 | 0 | 0 | 0 | 0 | 0 | 0 | 0 | 0 | 0 | 0 | 0 | 0 | 0 | 0 | 0 | 0 | 0 | 0 | 0 | 0 | 0 | 0 | 0 | 0 | 0 | 0 | 0 | 0 | 0 | 0 | 0 | 0 | 0 | 0 | 0 | 0 | 0 | 0 | 0 | 0 | 0 | 0 | 0 | 0 | 0 | 0 | 0 | 0 | 0 | 0 | 0 | 0 | 0 | 0 | 0 | 0 | 0 | 0 | 0 | 0 | 0 | 0 | 0 | 0 | 0 | 0 | 0 | 0 | 0 | 0 | 0 | 0 | 0 | 0 | 0 | 0 | 0 | 0 | 0 | 0 | 0 | 0 | 0 | 0 | 0 | 0
n/a | General Marketing & Education | [6 empty] | 0 |  | 0 |  |  |  | 0 | 150000 | 0 | 0 | 0 | 0 | n/a | 0 | 0 | 0 | 0 | 0 | 0 | 0 | 0 | 87071.0751 | 0 | 0 | 0 | 0 | 0 | 0 | 0 | 0 | 0 | 0 | 0 | 0 | 0 | 0 | 0 | 0 | 0 | 0 | 0 | 0 | 0 | 0 | 0 | 0 | 0 | 0 | 0 | 0 | 0 | 0 | 0 | 0 | 0 | 0 | 0 | 0 | 0 | 0 | 0 | 0 | 0 | 0 | 0 | 0 | 0 | 0 | 0 | 0 | 0 | 0 | 0 | 0 | 0 | 0 | 0 | 0 | 0 | 0 | 0 | 0 | 0 | 0 | 0 | 0 | 0 | 0 | 0 | 0 | 0 | 0 | 0 | 0 | 0 | 0 | 0 | 0 | 0 | 0 | 0 | 0 | 0 | 0 | 0 | 0 | 0 | 0 | 0 | 0 | 0 | 0 | 0 | 0 | 0 | 0 | 0 | 0
Residential | Residential Efficient Products | Lighting | Standard CFL | 5 | 0 | 79% | 0 | 0 | 0 | 0 | 0 | 0 | 0 | 0 | 0 | n/a | n/a | n/a | n/a | n/a | 0 | 0 | 0 | 0 | 0 | 0 | 0 | 0 | 0 | 0 | 0 | 0 | 0 | 0 | 0 | 0 | 0 | 0 | 0 | 0 | 0 | 0 | 0 | 0 | 0 | 0 | 0 | 0 | 0 | 0 | 0 | 0 | 0 | 0 | 0 | 0 | 0 | 0 | 0 | 0 | 0 | 0 | 0 | 0 | 0 | 0 | 0 | 0 | 0 | 0 | 0 | 0 | 0 | 0 | 0 | 0 | 0 | 0 | 0 | 0 | 0 | 0 | 0 | 0 | 0 | 0 | 0 | 0 | 0 | 0 | 0 | 0 | 0 | 0 | 0 | 0 | 0 | 0 | 0 | 0 | 0 | 0 | 0 | 0 | 0 | 0 | 0 | 0 | 0 | 0 | 0 | 0 | 0 | 0 | 0 | 0 | 0 | 0 | 0 | 0 | 0 | 0 | 0 | 0 | 0
Residential | Residential Efficient Products | Lighting | LED | 15 | 0 | 79% | -2476.9955 | 357044.3925 | 36.7955 | 0 | 0 | 15168 | 0 | 144000 | 74484 | 4.4795 | 0.56028 | 1.8381 | 4.8975 | 48.8504 | 0.06647 | 0.35521 | 233117.6026 | 21751.2288 | 346521.4879 | 289247.992 | 83588.2321 | 8804.6271 | 43236.0131 | 0 | 0 | 0 | 0 | 0 | 0 | 0 | 357044.3925 | 357044.3925 | 357044.3925 | 357044.3925 | 357044.3925 | 357044.3925 | 357044.3925 | 357044.3925 | 357044.3925 | 357044.3925 | 357044.3925 | 357044.3925 | 357044.3925 | 357044.3925 | 357044.3925 | 0 | 0 | 0 | 0 | 0 | 0 | 0 | 0 | 0 | 0 | 0 | 0 | 0 | 0 | 0 | 0 | 0 | 36.7955 | 36.7955 | 36.7955 | 36.7955 | 36.7955 | 36.7955 | 36.7955 | 36.7955 | 36.7955 | 36.7955 | 36.7955 | 36.7955 | 36.7955 | 36.7955 | 36.7955 | 0 | 0 | 0 | 0 | 0 | 0 | 0 | 0 | 0 | 0 | 0 | 0 | 0 | 0 | 0 | 0 | 0 | -2476.9955 | -2476.9955 | -2476.9955 | -2476.9955 | -2476.9955 | -2476.9955 | -2476.9955 | -2476.9955 | -2476.9955 | -2476.9955 | -2476.9955 | -2476.9955 | -2476.9955 | -2476.9955 | -2476.9955 | 0 | 0 | 0 | 0 | 0 | 0 | 0 | 0 | 0 | 0
Residential | Residential Efficient Products | Lighting | Specialty LED | 15 | 0 | 79% | -1839.7974 | 265196.0161 | 30.0245 | 0 | 0 | 84214 | 0 | 41000 | 13888.75 | 1.8721 | 0.43214 | 3.346 | 2.1558 | 5.752 | 0.022482 | 0.12014 | 106609.6092 | 16155.804 | 257380.0907 | 214839.9941 | 23799.4272 | 48884.0235 | 8062.056 | 0 | 0 | 0 | 0 | 0 | 0 | 0 | 265196.0161 | 265196.0161 | 265196.0161 | 265196.0161 | 265196.0161 | 265196.0161 | 265196.0161 | 265196.0161 | 265196.0161 | 265196.0161 | 265196.0161 | 265196.0161 | 265196.0161 | 265196.0161 | 265196.0161 | 0 | 0 | 0 | 0 | 0 | 0 | 0 | 0 | 0 | 0 | 0 | 0 | 0 | 0 | 0 | 0 | 0 | 30.0245 | 30.0245 | 30.0245 | 30.0245 | 30.0245 | 30.0245 | 30.0245 | 30.0245 | 30.0245 | 30.0245 | 30.0245 | 30.0245 | 30.0245 | 30.0245 | 30.0245 | 0 | 0 | 0 | 0 | 0 | 0 | 0 | 0 | 0 | 0 | 0 | 0 | 0 | 0 | 0 | 0 | 0 | -1839.7974 | -1839.7974 | -1839.7974 | -1839.7974 | -1839.7974 | -1839.7974 | -1839.7974 | -1839.7974 | -1839.7974 | -1839.7974 | -1839.7974 | -1839.7974 | -1839.7974 | -1839.7974 | -1839.7974 | 0 | 0 | 0 | 0 | 0 | 0 | 0 | 0 | 0 | 0
Residential | Residential Efficient Products | Appliance | ENERGY STAR Clothes Washer | 14 | 0 | 79% | 417.7231 | 77931.8344 | 10.1721 | 0 | 0 | 43134 | 0 | 42000 | 22827 | 0.74519 | 0.27155 | 0.75823 | 0.86465 | 4.2007 | 0.093791 | 0.48286 | 28532.3592 | 4573.8586 | 80797.9172 | 67443.5385 | 24379.901 | 25038.1584 | 13250.4762 | 0 | 0 | 0 | 0 | 0 | 0 | 0 | 77931.8344 | 77931.8344 | 77931.8344 | 77931.8344 | 77931.8344 | 77931.8344 | 77931.8344 | 77931.8344 | 77931.8344 | 77931.8344 | 77931.8344 | 77931.8344 | 77931.8344 | 77931.8344 | 0 | 0 | 0 | 0 | 0 | 0 | 0 | 0 | 0 | 0 | 0 | 0 | 0 | 0 | 0 | 0 | 0 | 0 | 10.1721 | 10.1721 | 10.1721 | 10.1721 | 10.1721 | 10.1721 | 10.1721 | 10.1721 | 10.1721 | 10.1721 | 10.1721 | 10.1721 | 10.1721 | 10.1721 | 0 | 0 | 0 | 0 | 0 | 0 | 0 | 0 | 0 | 0 | 0 | 0 | 0 | 0 | 0 | 0 | 0 | 0 | 417.7231 | 417.7231 | 417.7231 | 417.7231 | 417.7231 | 417.7231 | 417.7231 | 417.7231 | 417.7231 | 417.7231 | 417.7231 | 417.7231 | 417.7231 | 417.7231 | 0 | 0 | 0 | 0 | 0 | 0 | 0 | 0 | 0 | 0 | 0
Residential | Residential Efficient Products | Appliance | ENERGY STAR Dehumidifier | 12 | 0 | 79% | 0 | 32268.6938 | 7.468 | 0 | 0 | 11376 | 0 | 6000 | 5907 | 1.1521 | 0.37539 | 1.6723 | 1.3248 | 4.8596 | 0.045491 | 0.21419 | 11558.5269 | 1732.0542 | 28607.578 | 23879.2825 | 3482.843 | 6603.4703 | 3428.8589 | 0 | 0 | 0 | 0 | 0 | 0 | 0 | 32268.6938 | 32268.6938 | 32268.6938 | 32268.6938 | 32268.6938 | 32268.6938 | 32268.6938 | 32268.6938 | 32268.6938 | 32268.6938 | 32268.6938 | 32268.6938 | 0 | 0 | 0 | 0 | 0 | 0 | 0 | 0 | 0 | 0 | 0 | 0 | 0 | 0 | 0 | 0 | 0 | 0 | 0 | 0 | 7.468 | 7.468 | 7.468 | 7.468 | 7.468 | 7.468 | 7.468 | 7.468 | 7.468 | 7.468 | 7.468 | 7.468 | 0 | 0 | 0 | 0 | 0 | 0 | 0 | 0 | 0 | 0 | 0 | 0 | 0 | 0 | 0 | 0 | 0 | 0 | 0 | 0 | 0 | 0 | 0 | 0 | 0 | 0 | 0 | 0 | 0 | 0 | 0 | 0 | 0 | 0 | 0 | 0 | 0 | 0 | 0 | 0 | 0 | 0 | 0 | 0 | 0
Residential | Appliance Recycling | 0 | Refrigerator Recycle | 8 | 0 | 70% | 0 | 300429.4828 | 37.5663 | 0 | 0 | 41580 | 0 | 24750 |  | 2.9955 | 0.40842 | 5.0325 | 3.5056 | 9.7069 | 0.013304 | 0.047821 | 72300.444 | 12310.3926 | 219920.2815 | 162658.3691 | 14366.7274 | 24136.102 |  | 0 | 0 | 0 | 0 | 0 | 0 | 0 | 300429.4828 | 300429.4828 | 300429.4828 | 300429.4828 | 300429.4828 | 300429.4828 | 300429.4828 | 300429.4828 | 0 | 0 | 0 | 0 | 0 | 0 | 0 | 0 | 0 | 0 | 0 | 0 | 0 | 0 | 0 | 0 | 0 | 0 | 0 | 0 | 0 | 0 | 0 | 0 | 37.5663 | 37.5663 | 37.5663 | 37.5663 | 37.5663 | 37.5663 | 37.5663 | 37.5663 | 0 | 0 | 0 | 0 | 0 | 0 | 0 | 0 | 0 | 0 | 0 | 0 | 0 | 0 | 0 | 0 | 0 | 0 | 0 | 0 | 0 | 0 | 0 | 0 | 0 | 0 | 0 | 0 | 0 | 0 | 0 | 0 | 0 | 0 | 0 | 0 | 0 | 0 | 0 | 0 | 0 | 0 | 0 | 0 | 0 | 0 | 0 | 0 | 0
Residential | Appliance Recycling | 0 | Freezer Recycle | 8 | 0 | 70% | 0 | 75695.2148 | 9.001 | 0 | 0 | 11760 | 0 | 7000 |  | 2.6475 | 0.40121 | 4.4479 | 3.1019 | 8.7123 | 0.014934 | 0.05368 | 18073.1436 | 3101.6856 | 55410.3838 | 40982.8625 | 4063.3168 | 6826.3723 |  | 0 | 0 | 0 | 0 | 0 | 0 | 0 | 75695.2148 | 75695.2148 | 75695.2148 | 75695.2148 | 75695.2148 | 75695.2148 | 75695.2148 | 75695.2148 | 0 | 0 | 0 | 0 | 0 | 0 | 0 | 0 | 0 | 0 | 0 | 0 | 0 | 0 | 0 | 0 | 0 | 0 | 0 | 0 | 0 | 0 | 0 | 0 | 9.001 | 9.001 | 9.001 | 9.001 | 9.001 | 9.001 | 9.001 | 9.001 | 0 | 0 | 0 | 0 | 0 | 0 | 0 | 0 | 0 | 0 | 0 | 0 | 0 | 0 | 0 | 0 | 0 | 0 | 0 | 0 | 0 | 0 | 0 | 0 | 0 | 0 | 0 | 0 | 0 | 0 | 0 | 0 | 0 | 0 | 0 | 0 | 0 | 0 | 0 | 0 | 0 | 0 | 0 | 0 | 0 | 0 | 0 | 0 | 0
Residential | New Manufactured Homes | Tier 1 | Efficient Heat Pump (SEER 15, EER 12.5, HSPF 8.5) | 18 | 0 | 64.91% | 0 | 44509.6148 | 21.7441 | 0 | 0 | 38554.2492 | 0 | 52000 |  | 1.1608 | 0.35379 | 0.86067 | 1.2934 | 4.1663 | 0.11598 | 0.67816 | 25979.1336 | 2966.9303 | 63056.1697 | 43245.489 | 30184.6394 | 22379.7328 |  | 0 | 0 | 0 | 0 | 0 | 0 | 0 | 44509.6148 | 44509.6148 | 44509.6148 | 44509.6148 | 44509.6148 | 44509.6148 | 44509.6148 | 44509.6148 | 44509.6148 | 44509.6148 | 44509.6148 | 44509.6148 | 44509.6148 | 44509.6148 | 44509.6148 | 44509.6148 | 44509.6148 | 44509.6148 | 0 | 0 | 0 | 0 | 0 | 0 | 0 | 0 | 0 | 0 | 0 | 0 | 0 | 0 | 21.7441 | 21.7441 | 21.7441 | 21.7441 | 21.7441 | 21.7441 | 21.7441 | 21.7441 | 21.7441 | 21.7441 | 21.7441 | 21.7441 | 21.7441 | 21.7441 | 21.7441 | 21.7441 | 21.7441 | 21.7441 | 0 | 0 | 0 | 0 | 0 | 0 | 0 | 0 | 0 | 0 | 0 | 0 | 0 | 0 | 0 | 0 | 0 | 0 | 0 | 0 | 0 | 0 | 0 | 0 | 0 | 0 | 0 | 0 | 0 | 0 | 0 | 0 | 0 | 0 | 0 | 0 | 0 | 0 | 0
Residential | New Manufactured Homes | Tier 1 | Attic Insulation R-38 (ASHP) | 25 | 0 | 64.91% | 0 | 164283.078 | 100.4062 | 0 | 0 | 37802.5853 | 0 | 6500 |  | 5.6635 | 0.63657 | 32.9377 | 6.2312 | 12.8937 | 0.0034529 | 0.022967 | 124276.443 | 12457.2715 | 279159.1786 | 191454.3059 | 3773.0799 | 21943.4116 |  | 0 | 0 | 0 | 0 | 0 | 0 | 0 | 164283.078 | 164283.078 | 164283.078 | 164283.078 | 164283.078 | 164283.078 | 164283.078 | 164283.078 | 164283.078 | 164283.078 | 164283.078 | 164283.078 | 164283.078 | 164283.078 | 164283.078 | 164283.078 | 164283.078 | 164283.078 | 164283.078 | 164283.078 | 164283.078 | 164283.078 | 164283.078 | 164283.078 | 164283.078 | 0 | 0 | 0 | 0 | 0 | 0 | 0 | 100.4062 | 100.4062 | 100.4062 | 100.4062 | 100.4062 | 100.4062 | 100.4062 | 100.4062 | 100.4062 | 100.4062 | 100.4062 | 100.4062 | 100.4062 | 100.4062 | 100.4062 | 100.4062 | 100.4062 | 100.4062 | 100.4062 | 100.4062 | 100.4062 | 100.4062 | 100.4062 | 100.4062 | 100.4062 | 0 | 0 | 0 | 0 | 0 | 0 | 0 | 0 | 0 | 0 | 0 | 0 | 0 | 0 | 0 | 0 | 0 | 0 | 0 | 0 | 0 | 0 | 0 | 0 | 0 | 0 | 0 | 0 | 0 | 0 | 0 | 0
Residential | New Manufactured Homes | Tier 2 | Energy Star Manufactured Home | 25 | 0 | 64.91% | 0 | 210753.9809 | 50.2997 | 0 | 0 | 62546.4674 | 0 | 84000 |  | 3.0681 | 0.3784 | 2.2845 | 3.5082 | 11.2069 | 0.034783 | 0.23136 | 111390.6178 | 15981.0711 | 358125.1879 | 245611.1585 | 48759.8021 | 36306.5877 |  | 0 | 0 | 0 | 0 | 0 | 0 | 0 | 210753.9809 | 210753.9809 | 210753.9809 | 210753.9809 | 210753.9809 | 210753.9809 | 210753.9809 | 210753.9809 | 210753.9809 | 210753.9809 | 210753.9809 | 210753.9809 | 210753.9809 | 210753.9809 | 210753.9809 | 210753.9809 | 210753.9809 | 210753.9809 | 210753.9809 | 210753.9809 | 210753.9809 | 210753.9809 | 210753.9809 | 210753.9809 | 210753.9809 | 0 | 0 | 0 | 0 | 0 | 0 | 0 | 50.2997 | 50.2997 | 50.2997 | 50.2997 | 50.2997 | 50.2997 | 50.2997 | 50.2997 | 50.2997 | 50.2997 | 50.2997 | 50.2997 | 50.2997 | 50.2997 | 50.2997 | 50.2997 | 50.2997 | 50.2997 | 50.2997 | 50.2997 | 50.2997 | 50.2997 | 50.2997 | 50.2997 | 50.2997 | 0 | 0 | 0 | 0 | 0 | 0 | 0 | 0 | 0 | 0 | 0 | 0 | 0 | 0 | 0 | 0 | 0 | 0 | 0 | 0 | 0 | 0 | 0 | 0 | 0 | 0 | 0 | 0 | 0 | 0 | 0 | 0
Residential | Whole House Efficiency | Single Family | Standard CFL | 5 | 0 | 94.8% | 0 | 0 | 0 | 0 | 0 | 0 | 0 | 0 |  | n/a | n/a | n/a | n/a | n/a | 0 | 0 | 0 | 0 | 0 | 0 | 0 | 0 |  | 0 | 0 | 0 | 0 | 0 | 0 | 0 | 0 | 0 | 0 | 0 | 0 | 0 | 0 | 0 | 0 | 0 | 0 | 0 | 0 | 0 | 0 | 0 | 0 | 0 | 0 | 0 | 0 | 0 | 0 | 0 | 0 | 0 | 0 | 0 | 0 | 0 | 0 | 0 | 0 | 0 | 0 | 0 | 0 | 0 | 0 | 0 | 0 | 0 | 0 | 0 | 0 | 0 | 0 | 0 | 0 | 0 | 0 | 0 | 0 | 0 | 0 | 0 | 0 | 0 | 0 | 0 | 0 | 0 | 0 | 0 | 0 | 0 | 0 | 0 | 0 | 0 | 0 | 0 | 0 | 0 | 0 | 0 | 0 | 0 | 0 | 0 | 0 | 0 | 0 | 0 | 0 | 0 | 0 | 0 | 0
Residential | Whole House Efficiency | Single Family | LED | 15 | 0 | 94.8% | 0 | 0 | 0 | 0 | 0 | 0 | 0 | 0 |  | n/a | n/a | n/a | n/a | n/a | 0 | 0 | 0 | 0 | 0 | 0 | 0 | 0 |  | 0 | 0 | 0 | 0 | 0 | 0 | 0 | 0 | 0 | 0 | 0 | 0 | 0 | 0 | 0 | 0 | 0 | 0 | 0 | 0 | 0 | 0 | 0 | 0 | 0 | 0 | 0 | 0 | 0 | 0 | 0 | 0 | 0 | 0 | 0 | 0 | 0 | 0 | 0 | 0 | 0 | 0 | 0 | 0 | 0 | 0 | 0 | 0 | 0 | 0 | 0 | 0 | 0 | 0 | 0 | 0 | 0 | 0 | 0 | 0 | 0 | 0 | 0 | 0 | 0 | 0 | 0 | 0 | 0 | 0 | 0 | 0 | 0 | 0 | 0 | 0 | 0 | 0 | 0 | 0 | 0 | 0 | 0 | 0 | 0 | 0 | 0 | 0 | 0 | 0 | 0 | 0 | 0 | 0 | 0 | 0
Residential | Whole House Efficiency | Single Family | Pipe Insulated (Electric DHW) | 15 | 0 | 94.8% | 0 | 13836.3093 | 1.6005 | 0 | 0 | 0 | 0 | 0 |  | n/a | 0.40858 | n/a | n/a | n/a | 0 | 0 | 4887.8148 | 842.9112 | 11943.3219 | 11962.9754 | 0 | 0 |  | 0 | 0 | 0 | 0 | 0 | 0 | 0 | 13836.3093 | 13836.3093 | 13836.3093 | 13836.3093 | 13836.3093 | 13836.3093 | 13836.3093 | 13836.3093 | 13836.3093 | 13836.3093 | 13836.3093 | 13836.3093 | 13836.3093 | 13836.3093 | 13836.3093 | 0 | 0 | 0 | 0 | 0 | 0 | 0 | 0 | 0 | 0 | 0 | 0 | 0 | 0 | 0 | 0 | 0 | 1.6005 | 1.6005 | 1.6005 | 1.6005 | 1.6005 | 1.6005 | 1.6005 | 1.6005 | 1.6005 | 1.6005 | 1.6005 | 1.6005 | 1.6005 | 1.6005 | 1.6005 | 0 | 0 | 0 | 0 | 0 | 0 | 0 | 0 | 0 | 0 | 0 | 0 | 0 | 0 | 0 | 0 | 0 | 0 | 0 | 0 | 0 | 0 | 0 | 0 | 0 | 0 | 0 | 0 | 0 | 0 | 0 | 0 | 0 | 0 | 0 | 0 | 0 | 0 | 0 | 0 | 0 | 0
Residential | Whole House Efficiency | Single Family | Pipe Insulated (Natural Gas DHW) | 15 | 0 | 94.8% | 187.8906 | 0 | 0 | 0 | 0 | 0 | 0 | 0 |  | n/a | 0.48588 | n/a | n/a | n/a | 0 | 0 | 717.0368 | 0 | 1473.3374 | 1475.7618 | 0 | 0 |  | 0 | 0 | 0 | 0 | 0 | 0 | 0 | 0 | 0 | 0 | 0 | 0 | 0 | 0 | 0 | 0 | 0 | 0 | 0 | 0 | 0 | 0 | 0 | 0 | 0 | 0 | 0 | 0 | 0 | 0 | 0 | 0 | 0 | 0 | 0 | 0 | 0 | 0 | 0 | 0 | 0 | 0 | 0 | 0 | 0 | 0 | 0 | 0 | 0 | 0 | 0 | 0 | 0 | 0 | 0 | 0 | 0 | 0 | 0 | 0 | 0 | 0 | 0 | 0 | 0 | 0 | 0 | 0 | 0 | 0 | 0 | 187.8906 | 187.8906 | 187.8906 | 187.8906 | 187.8906 | 187.8906 | 187.8906 | 187.8906 | 187.8906 | 187.8906 | 187.8906 | 187.8906 | 187.8906 | 187.8906 | 187.8906 | 0 | 0 | 0 | 0 | 0 | 0 | 0 | 0 | 0 | 0
Residential | Whole House Efficiency | Single Family | Water Heater Tank Wrap (Electric DHW) | 5 | 0 | 94.8% | 0 | 28571.256 | 3.3049 | 0 | 0 | 0 | 0 | 0 |  | n/a | 0.45441 | n/a | n/a | n/a | 0 | 0 | 4721.2074 | 814.1695 | 10372.6958 | 10389.7647 | 0 | 0 |  | 0 | 0 | 0 | 0 | 0 | 0 | 0 | 28571.256 | 28571.256 | 28571.256 | 28571.256 | 28571.256 | 0 | 0 | 0 | 0 | 0 | 0 | 0 | 0 | 0 | 0 | 0 | 0 | 0 | 0 | 0 | 0 | 0 | 0 | 0 | 0 | 0 | 0 | 0 | 0 | 0 | 0 | 0 | 3.3049 | 3.3049 | 3.3049 | 3.3049 | 3.3049 | 0 | 0 | 0 | 0 | 0 | 0 | 0 | 0 | 0 | 0 | 0 | 0 | 0 | 0 | 0 | 0 | 0 | 0 | 0 | 0 | 0 | 0 | 0 | 0 | 0 | 0 | 0 | 0 | 0 | 0 | 0 | 0 | 0 | 0 | 0 | 0 | 0 | 0 | 0 | 0 | 0 | 0 | 0 | 0 | 0 | 0 | 0 | 0 | 0 | 0 | 0 | 0
Residential | Whole House Efficiency | Single Family | Low Flow Faucet Aerator - Single Family (Electric DHW) | 9 | 0 | 94.8% | 0 | 101212.2087 | 43.5085 | 0 | 0 | 0 | 0 | 0 |  | n/a | 0.61224 | n/a | n/a | n/a | 0 | 0 | 36864.58 | 4506.9838 | 60113.5066 | 60212.4274 | 0 | 0 |  | 0 | 0 | 0 | 0 | 0 | 0 | 0 | 101212.2087 | 101212.2087 | 101212.2087 | 101212.2087 | 101212.2087 | 101212.2087 | 101212.2087 | 101212.2087 | 101212.2087 | 0 | 0 | 0 | 0 | 0 | 0 | 0 | 0 | 0 | 0 | 0 | 0 | 0 | 0 | 0 | 0 | 0 | 0 | 0 | 0 | 0 | 0 | 0 | 43.5085 | 43.5085 | 43.5085 | 43.5085 | 43.5085 | 43.5085 | 43.5085 | 43.5085 | 43.5085 | 0 | 0 | 0 | 0 | 0 | 0 | 0 | 0 | 0 | 0 | 0 | 0 | 0 | 0 | 0 | 0 | 0 | 0 | 0 | 0 | 0 | 0 | 0 | 0 | 0 | 0 | 0 | 0 | 0 | 0 | 0 | 0 | 0 | 0 | 0 | 0 | 0 | 0 | 0 | 0 | 0 | 0 | 0 | 0 | 0 | 0 | 0 | 0
Residential | Whole House Efficiency | Single Family | Low Flow Faucet Aerator - Single Family (Natural Gas DHW) | 9 | 0 | 94.8% | 1366.7486 | 0 | 0 | 0 | 0 | 0 | 0 | 0 |  | n/a | 0.48588 | n/a | n/a | n/a | 0 | 0 | 3629.6301 | 0 | 7458.0125 | 7470.2852 | 0 | 0 |  | 0 | 0 | 0 | 0 | 0 | 0 | 0 | 0 | 0 | 0 | 0 | 0 | 0 | 0 | 0 | 0 | 0 | 0 | 0 | 0 | 0 | 0 | 0 | 0 | 0 | 0 | 0 | 0 | 0 | 0 | 0 | 0 | 0 | 0 | 0 | 0 | 0 | 0 | 0 | 0 | 0 | 0 | 0 | 0 | 0 | 0 | 0 | 0 | 0 | 0 | 0 | 0 | 0 | 0 | 0 | 0 | 0 | 0 | 0 | 0 | 0 | 0 | 0 | 0 | 0 | 0 | 0 | 0 | 0 | 0 | 0 | 1366.7486 | 1366.7486 | 1366.7486 | 1366.7486 | 1366.7486 | 1366.7486 | 1366.7486 | 1366.7486 | 1366.7486 | 0 | 0 | 0 | 0 | 0 | 0 | 0 | 0 | 0 | 0 | 0 | 0 | 0 | 0 | 0 | 0
Residential | Whole House Efficiency | Single Family | Low Flow Showerhead - Single Family (Electric DHW) | 10 | 0 | 94.8% | 0 | 206357.9941 | 20.5443 | 0 | 0 | 0 | 0 | 0 |  | n/a | 0.42027 | n/a | n/a | n/a | 0 | 0 | 56003.2843 | 9867.7095 | 133038.0206 | 133256.9435 | 0 | 0 |  | 0 | 0 | 0 | 0 | 0 | 0 | 0 | 206357.9941 | 206357.9941 | 206357.9941 | 206357.9941 | 206357.9941 | 206357.9941 | 206357.9941 | 206357.9941 | 206357.9941 | 206357.9941 | 0 | 0 | 0 | 0 | 0 | 0 | 0 | 0 | 0 | 0 | 0 | 0 | 0 | 0 | 0 | 0 | 0 | 0 | 0 | 0 | 0 | 0 | 20.5443 | 20.5443 | 20.5443 | 20.5443 | 20.5443 | 20.5443 | 20.5443 | 20.5443 | 20.5443 | 20.5443 | 0 | 0 | 0 | 0 | 0 | 0 | 0 | 0 | 0 | 0 | 0 | 0 | 0 | 0 | 0 | 0 | 0 | 0 | 0 | 0 | 0 | 0 | 0 | 0 | 0 | 0 | 0 | 0 | 0 | 0 | 0 | 0 | 0 | 0 | 0 | 0 | 0 | 0 | 0 | 0 | 0 | 0 | 0 | 0 | 0 | 0 | 0
Residential | Whole House Efficiency | Single Family | Low Flow Showerhead - Single Family (Natural Gas DHW) | 10 | 0 | 94.8% | 2786.6154 | 0 | 0 | 0 | 0 | 0 | 0 | 0 |  | n/a | 0.48588 | n/a | n/a | n/a | 0 | 0 | 8016.8482 | 0 | 16472.6853 | 16499.7922 | 0 | 0 |  | 0 | 0 | 0 | 0 | 0 | 0 | 0 | 0 | 0 | 0 | 0 | 0 | 0 | 0 | 0 | 0 | 0 | 0 | 0 | 0 | 0 | 0 | 0 | 0 | 0 | 0 | 0 | 0 | 0 | 0 | 0 | 0 | 0 | 0 | 0 | 0 | 0 | 0 | 0 | 0 | 0 | 0 | 0 | 0 | 0 | 0 | 0 | 0 | 0 | 0 | 0 | 0 | 0 | 0 | 0 | 0 | 0 | 0 | 0 | 0 | 0 | 0 | 0 | 0 | 0 | 0 | 0 | 0 | 0 | 0 | 0 | 2786.6154 | 2786.6154 | 2786.6154 | 2786.6154 | 2786.6154 | 2786.6154 | 2786.6154 | 2786.6154 | 2786.6154 | 2786.6154 | 0 | 0 | 0 | 0 | 0 | 0 | 0 | 0 | 0 | 0 | 0 | 0 | 0 | 0 | 0
Residential | Whole House Efficiency | Single Family | Weatherstrip/Caulk (ASHP) | 15 | 0 | 94.8% | 0 | 19578.9875 | 13.2261 | 0 | 0 | 0 | 0 | 0 |  | n/a | 0.71318 | n/a | n/a | n/a | 0 | 0 | 12072.8701 | 1192.7566 | 16900.327 | 16928.1376 | 0 | 0 |  | 0 | 0 | 0 | 0 | 0 | 0 | 0 | 19578.9875 | 19578.9875 | 19578.9875 | 19578.9875 | 19578.9875 | 19578.9875 | 19578.9875 | 19578.9875 | 19578.9875 | 19578.9875 | 19578.9875 | 19578.9875 | 19578.9875 | 19578.9875 | 19578.9875 | 0 | 0 | 0 | 0 | 0 | 0 | 0 | 0 | 0 | 0 | 0 | 0 | 0 | 0 | 0 | 0 | 0 | 13.2261 | 13.2261 | 13.2261 | 13.2261 | 13.2261 | 13.2261 | 13.2261 | 13.2261 | 13.2261 | 13.2261 | 13.2261 | 13.2261 | 13.2261 | 13.2261 | 13.2261 | 0 | 0 | 0 | 0 | 0 | 0 | 0 | 0 | 0 | 0 | 0 | 0 | 0 | 0 | 0 | 0 | 0 | 0 | 0 | 0 | 0 | 0 | 0 | 0 | 0 | 0 | 0 | 0 | 0 | 0 | 0 | 0 | 0 | 0 | 0 | 0 | 0 | 0 | 0 | 0 | 0 | 0
Residential | Whole House Efficiency | Single Family | Weatherstrip/Caulk (CAC & Electric Heat) | 15 | 0 | 94.8% | 0 | 90278.5289 | 12.1788 | 0 | 0 | 0 | 0 | 0 |  | n/a | 0.41904 | n/a | n/a | n/a | 0 | 0 | 32708.4871 | 5499.7893 | 77927.25 | 78055.4845 | 0 | 0 |  | 0 | 0 | 0 | 0 | 0 | 0 | 0 | 90278.5289 | 90278.5289 | 90278.5289 | 90278.5289 | 90278.5289 | 90278.5289 | 90278.5289 | 90278.5289 | 90278.5289 | 90278.5289 | 90278.5289 | 90278.5289 | 90278.5289 | 90278.5289 | 90278.5289 | 0 | 0 | 0 | 0 | 0 | 0 | 0 | 0 | 0 | 0 | 0 | 0 | 0 | 0 | 0 | 0 | 0 | 12.1788 | 12.1788 | 12.1788 | 12.1788 | 12.1788 | 12.1788 | 12.1788 | 12.1788 | 12.1788 | 12.1788 | 12.1788 | 12.1788 | 12.1788 | 12.1788 | 12.1788 | 0 | 0 | 0 | 0 | 0 | 0 | 0 | 0 | 0 | 0 | 0 | 0 | 0 | 0 | 0 | 0 | 0 | 0 | 0 | 0 | 0 | 0 | 0 | 0 | 0 | 0 | 0 | 0 | 0 | 0 | 0 | 0 | 0 | 0 | 0 | 0 | 0 | 0 | 0 | 0 | 0 | 0
Residential | Whole House Efficiency | Single Family | Door Sweep (ASHP) | 2 | 0 | 94.8% | 0 | 265.6524 | 0.11851 | 0 | 0 | 0 | 0 | 0 |  | n/a | 0.6563 | n/a | n/a | n/a | 0 | 0 | 27.3043 | 3.3844 | 41.535 | 41.6034 | 0 | 0 |  | 0 | 0 | 0 | 0 | 0 | 0 | 0 | 265.6524 | 265.6524 | 0 | 0 | 0 | 0 | 0 | 0 | 0 | 0 | 0 | 0 | 0 | 0 | 0 | 0 | 0 | 0 | 0 | 0 | 0 | 0 | 0 | 0 | 0 | 0 | 0 | 0 | 0 | 0 | 0 | 0 | 0.11851 | 0.11851 | 0 | 0 | 0 | 0 | 0 | 0 | 0 | 0 | 0 | 0 | 0 | 0 | 0 | 0 | 0 | 0 | 0 | 0 | 0 | 0 | 0 | 0 | 0 | 0 | 0 | 0 | 0 | 0 | 0 | 0 | 0 | 0 | 0 | 0 | 0 | 0 | 0 | 0 | 0 | 0 | 0 | 0 | 0 | 0 | 0 | 0 | 0 | 0 | 0 | 0 | 0 | 0 | 0 | 0 | 0
Residential | Whole House Efficiency | Single Family | Door Sweep (CAC & Electric Heat) | 2 | 0 | 94.8% | 0 | 802.0966 | 0.22281 | 0 | 0 | 0 | 0 | 0 |  | n/a | 0.5608 | n/a | n/a | n/a | 0 | 0 | 70.4452 | 10.2188 | 125.4086 | 125.615 | 0 | 0 |  | 0 | 0 | 0 | 0 | 0 | 0 | 0 | 802.0966 | 802.0966 | 0 | 0 | 0 | 0 | 0 | 0 | 0 | 0 | 0 | 0 | 0 | 0 | 0 | 0 | 0 | 0 | 0 | 0 | 0 | 0 | 0 | 0 | 0 | 0 | 0 | 0 | 0 | 0 | 0 | 0 | 0.22281 | 0.22281 | 0 | 0 | 0 | 0 | 0 | 0 | 0 | 0 | 0 | 0 | 0 | 0 | 0 | 0 | 0 | 0 | 0 | 0 | 0 | 0 | 0 | 0 | 0 | 0 | 0 | 0 | 0 | 0 | 0 | 0 | 0 | 0 | 0 | 0 | 0 | 0 | 0 | 0 | 0 | 0 | 0 | 0 | 0 | 0 | 0 | 0 | 0 | 0 | 0 | 0 | 0 | 0 | 0 | 0 | 0
Residential | Whole House Efficiency | Single Family | Foam (ASHP) | 5 | 0 | 94.8% | 0 | 2842.1111 | 1.9199 | 0 | 0 | 0 | 0 | 0 |  | n/a | 0.77724 | n/a | n/a | n/a | 0 | 0 | 803.2876 | 80.9891 | 1031.8186 | 1033.5165 | 0 | 0 |  | 0 | 0 | 0 | 0 | 0 | 0 | 0 | 2842.1111 | 2842.1111 | 2842.1111 | 2842.1111 | 2842.1111 | 0 | 0 | 0 | 0 | 0 | 0 | 0 | 0 | 0 | 0 | 0 | 0 | 0 | 0 | 0 | 0 | 0 | 0 | 0 | 0 | 0 | 0 | 0 | 0 | 0 | 0 | 0 | 1.9199 | 1.9199 | 1.9199 | 1.9199 | 1.9199 | 0 | 0 | 0 | 0 | 0 | 0 | 0 | 0 | 0 | 0 | 0 | 0 | 0 | 0 | 0 | 0 | 0 | 0 | 0 | 0 | 0 | 0 | 0 | 0 | 0 | 0 | 0 | 0 | 0 | 0 | 0 | 0 | 0 | 0 | 0 | 0 | 0 | 0 | 0 | 0 | 0 | 0 | 0 | 0 | 0 | 0 | 0 | 0 | 0 | 0 | 0 | 0
Residential | Whole House Efficiency | Single Family | Foam (CAC & Electric Heat) | 5 | 0 | 94.8% | 0 | 13055.4016 | 1.7612 | 0 | 0 | 0 | 0 | 0 |  | n/a | 0.4655 | n/a | n/a | n/a | 0 | 0 | 2209.9619 | 372.0281 | 4739.7185 | 4747.518 | 0 | 0 |  | 0 | 0 | 0 | 0 | 0 | 0 | 0 | 13055.4016 | 13055.4016 | 13055.4016 | 13055.4016 | 13055.4016 | 0 | 0 | 0 | 0 | 0 | 0 | 0 | 0 | 0 | 0 | 0 | 0 | 0 | 0 | 0 | 0 | 0 | 0 | 0 | 0 | 0 | 0 | 0 | 0 | 0 | 0 | 0 | 1.7612 | 1.7612 | 1.7612 | 1.7612 | 1.7612 | 0 | 0 | 0 | 0 | 0 | 0 | 0 | 0 | 0 | 0 | 0 | 0 | 0 | 0 | 0 | 0 | 0 | 0 | 0 | 0 | 0 | 0 | 0 | 0 | 0 | 0 | 0 | 0 | 0 | 0 | 0 | 0 | 0 | 0 | 0 | 0 | 0 | 0 | 0 | 0 | 0 | 0 | 0 | 0 | 0 | 0 | 0 | 0 | 0 | 0 | 0 | 0
Residential | Whole House Efficiency | Single Family | Duct Sealing - Tape (ASHP) | 20 | 0 | 94.8% | 0 | 82591.19 | 66.3297 | 0 | 0 | 0 | 0 | 0 |  | n/a | 0.76266 | n/a | n/a | n/a | 0 | 0 | 65155.3473 | 5765.2097 | 85290.8837 | 85431.2355 | 0 | 0 |  | 0 | 0 | 0 | 0 | 0 | 0 | 0 | 82591.19 | 82591.19 | 82591.19 | 82591.19 | 82591.19 | 82591.19 | 82591.19 | 82591.19 | 82591.19 | 82591.19 | 82591.19 | 82591.19 | 82591.19 | 82591.19 | 82591.19 | 82591.19 | 82591.19 | 82591.19 | 82591.19 | 82591.19 | 0 | 0 | 0 | 0 | 0 | 0 | 0 | 0 | 0 | 0 | 0 | 0 | 66.3297 | 66.3297 | 66.3297 | 66.3297 | 66.3297 | 66.3297 | 66.3297 | 66.3297 | 66.3297 | 66.3297 | 66.3297 | 66.3297 | 66.3297 | 66.3297 | 66.3297 | 66.3297 | 66.3297 | 66.3297 | 66.3297 | 66.3297 | 0 | 0 | 0 | 0 | 0 | 0 | 0 | 0 | 0 | 0 | 0 | 0 | 0 | 0 | 0 | 0 | 0 | 0 | 0 | 0 | 0 | 0 | 0 | 0 | 0 | 0 | 0 | 0 | 0 | 0 | 0 | 0 | 0 | 0 | 0 | 0 | 0
Residential | Whole House Efficiency | Single Family | Duct Sealing - Tape (CAC & Electric Heat) | 20 | 0 | 94.8% | 0 | 1560538.6662 | 122.1475 | 0 | 0 | 0 | 0 | 0 |  | n/a | 0.37661 | n/a | n/a | n/a | 0 | 0 | 607925.6797 | 108932.1106 | 1611548.6633 | 1614200.5736 | 0 | 0 |  | 0 | 0 | 0 | 0 | 0 | 0 | 0 | 1560538.6662 | 1560538.6662 | 1560538.6662 | 1560538.6662 | 1560538.6662 | 1560538.6662 | 1560538.6662 | 1560538.6662 | 1560538.6662 | 1560538.6662 | 1560538.6662 | 1560538.6662 | 1560538.6662 | 1560538.6662 | 1560538.6662 | 1560538.6662 | 1560538.6662 | 1560538.6662 | 1560538.6662 | 1560538.6662 | 0 | 0 | 0 | 0 | 0 | 0 | 0 | 0 | 0 | 0 | 0 | 0 | 122.1475 | 122.1475 | 122.1475 | 122.1475 | 122.1475 | 122.1475 | 122.1475 | 122.1475 | 122.1475 | 122.1475 | 122.1475 | 122.1475 | 122.1475 | 122.1475 | 122.1475 | 122.1475 | 122.1475 | 122.1475 | 122.1475 | 122.1475 | 0 | 0 | 0 | 0 | 0 | 0 | 0 | 0 | 0 | 0 | 0 | 0 | 0 | 0 | 0 | 0 | 0 | 0 | 0 | 0 | 0 | 0 | 0 | 0 | 0 | 0 | 0 | 0 | 0 | 0 | 0 | 0 | 0 | 0 | 0 | 0 | 0
Residential | Whole House Efficiency | Multi-Family | Standard CFL | 5 | 0 | 94.8% | 0 | 0 | 0 | 0 | 0 | 0 | 0 | 0 |  | n/a | n/a | n/a | n/a | n/a | 0 | 0 | 0 | 0 | 0 | 0 | 0 | 0 |  | 0 | 0 | 0 | 0 | 0 | 0 | 0 | 0 | 0 | 0 | 0 | 0 | 0 | 0 | 0 | 0 | 0 | 0 | 0 | 0 | 0 | 0 | 0 | 0 | 0 | 0 | 0 | 0 | 0 | 0 | 0 | 0 | 0 | 0 | 0 | 0 | 0 | 0 | 0 | 0 | 0 | 0 | 0 | 0 | 0 | 0 | 0 | 0 | 0 | 0 | 0 | 0 | 0 | 0 | 0 | 0 | 0 | 0 | 0 | 0 | 0 | 0 | 0 | 0 | 0 | 0 | 0 | 0 | 0 | 0 | 0 | 0 | 0 | 0 | 0 | 0 | 0 | 0 | 0 | 0 | 0 | 0 | 0 | 0 | 0 | 0 | 0 | 0 | 0 | 0 | 0 | 0 | 0 | 0 | 0 | 0
Residential | Whole House Efficiency | Multi-Family | LED | 15 | 0 | 94.8% | 0 | 0 | 0 | 0 | 0 | 0 | 0 | 0 |  | n/a | n/a | n/a | n/a | n/a | 0 | 0 | 0 | 0 | 0 | 0 | 0 | 0 |  | 0 | 0 | 0 | 0 | 0 | 0 | 0 | 0 | 0 | 0 | 0 | 0 | 0 | 0 | 0 | 0 | 0 | 0 | 0 | 0 | 0 | 0 | 0 | 0 | 0 | 0 | 0 | 0 | 0 | 0 | 0 | 0 | 0 | 0 | 0 | 0 | 0 | 0 | 0 | 0 | 0 | 0 | 0 | 0 | 0 | 0 | 0 | 0 | 0 | 0 | 0 | 0 | 0 | 0 | 0 | 0 | 0 | 0 | 0 | 0 | 0 | 0 | 0 | 0 | 0 | 0 | 0 | 0 | 0 | 0 | 0 | 0 | 0 | 0 | 0 | 0 | 0 | 0 | 0 | 0 | 0 | 0 | 0 | 0 | 0 | 0 | 0 | 0 | 0 | 0 | 0 | 0 | 0 | 0 | 0 | 0
Residential | Whole House Efficiency | Multi-Family | Pipe Insulated (Electric DHW) | 15 | 0 | 94.8% | 0 | 3523.5322 | 0.40758 | 0 | 0 | 0 | 0 | 0 |  | n/a | 0.40858 | n/a | n/a | n/a | 0 | 0 | 1244.723 | 214.6544 | 3041.4671 | 3046.472 | 0 | 0 |  | 0 | 0 | 0 | 0 | 0 | 0 | 0 | 3523.5322 | 3523.5322 | 3523.5322 | 3523.5322 | 3523.5322 | 3523.5322 | 3523.5322 | 3523.5322 | 3523.5322 | 3523.5322 | 3523.5322 | 3523.5322 | 3523.5322 | 3523.5322 | 3523.5322 | 0 | 0 | 0 | 0 | 0 | 0 | 0 | 0 | 0 | 0 | 0 | 0 | 0 | 0 | 0 | 0 | 0 | 0.40758 | 0.40758 | 0.40758 | 0.40758 | 0.40758 | 0.40758 | 0.40758 | 0.40758 | 0.40758 | 0.40758 | 0.40758 | 0.40758 | 0.40758 | 0.40758 | 0.40758 | 0 | 0 | 0 | 0 | 0 | 0 | 0 | 0 | 0 | 0 | 0 | 0 | 0 | 0 | 0 | 0 | 0 | 0 | 0 | 0 | 0 | 0 | 0 | 0 | 0 | 0 | 0 | 0 | 0 | 0 | 0 | 0 | 0 | 0 | 0 | 0 | 0 | 0 | 0 | 0 | 0 | 0
Residential | Whole House Efficiency | Multi-Family | Pipe Insulated (Natural Gas DHW) | 15 | 0 | 94.8% | 11.0524 | 0 | 0 | 0 | 0 | 0 | 0 | 0 |  | n/a | 0.48588 | n/a | n/a | n/a | 0 | 0 | 42.1786 | 0 | 86.6669 | 86.8095 | 0 | 0 |  | 0 | 0 | 0 | 0 | 0 | 0 | 0 | 0 | 0 | 0 | 0 | 0 | 0 | 0 | 0 | 0 | 0 | 0 | 0 | 0 | 0 | 0 | 0 | 0 | 0 | 0 | 0 | 0 | 0 | 0 | 0 | 0 | 0 | 0 | 0 | 0 | 0 | 0 | 0 | 0 | 0 | 0 | 0 | 0 | 0 | 0 | 0 | 0 | 0 | 0 | 0 | 0 | 0 | 0 | 0 | 0 | 0 | 0 | 0 | 0 | 0 | 0 | 0 | 0 | 0 | 0 | 0 | 0 | 0 | 0 | 0 | 11.0524 | 11.0524 | 11.0524 | 11.0524 | 11.0524 | 11.0524 | 11.0524 | 11.0524 | 11.0524 | 11.0524 | 11.0524 | 11.0524 | 11.0524 | 11.0524 | 11.0524 | 0 | 0 | 0 | 0 | 0 | 0 | 0 | 0 | 0 | 0
Residential | Whole House Efficiency | Multi-Family | Water Heater Tank Wrap (Electric DHW) | 5 | 0 | 94.8% | 0 | 7322.2817 | 0.84699 | 0 | 0 | 0 | 0 | 0 |  | n/a | 0.45441 | n/a | n/a | n/a | 0 | 0 | 1209.9577 | 208.6565 | 2658.3291 | 2662.7035 | 0 | 0 |  | 0 | 0 | 0 | 0 | 0 | 0 | 0 | 7322.2817 | 7322.2817 | 7322.2817 | 7322.2817 | 7322.2817 | 0 | 0 | 0 | 0 | 0 | 0 | 0 | 0 | 0 | 0 | 0 | 0 | 0 | 0 | 0 | 0 | 0 | 0 | 0 | 0 | 0 | 0 | 0 | 0 | 0 | 0 | 0 | 0.84699 | 0.84699 | 0.84699 | 0.84699 | 0.84699 | 0 | 0 | 0 | 0 | 0 | 0 | 0 | 0 | 0 | 0 | 0 | 0 | 0 | 0 | 0 | 0 | 0 | 0 | 0 | 0 | 0 | 0 | 0 | 0 | 0 | 0 | 0 | 0 | 0 | 0 | 0 | 0 | 0 | 0 | 0 | 0 | 0 | 0 | 0 | 0 | 0 | 0 | 0 | 0 | 0 | 0 | 0 | 0 | 0 | 0 | 0 | 0
Residential | Whole House Efficiency | Multi-Family | Low Flow Faucet Aerator - Multi-Family (Electric DHW) | 9 | 0 | 94.8% | 0 | 24825.9627 | 11.0765 | 0 | 0 | 0 | 0 | 0 |  | n/a | 0.62148 | n/a | n/a | n/a | 0 | 0 | 9178.8292 | 1105.5011 | 14745.0164 | 14769.2803 | 0 | 0 |  | 0 | 0 | 0 | 0 | 0 | 0 | 0 | 24825.9627 | 24825.9627 | 24825.9627 | 24825.9627 | 24825.9627 | 24825.9627 | 24825.9627 | 24825.9627 | 24825.9627 | 0 | 0 | 0 | 0 | 0 | 0 | 0 | 0 | 0 | 0 | 0 | 0 | 0 | 0 | 0 | 0 | 0 | 0 | 0 | 0 | 0 | 0 | 0 | 11.0765 | 11.0765 | 11.0765 | 11.0765 | 11.0765 | 11.0765 | 11.0765 | 11.0765 | 11.0765 | 0 | 0 | 0 | 0 | 0 | 0 | 0 | 0 | 0 | 0 | 0 | 0 | 0 | 0 | 0 | 0 | 0 | 0 | 0 | 0 | 0 | 0 | 0 | 0 | 0 | 0 | 0 | 0 | 0 | 0 | 0 | 0 | 0 | 0 | 0 | 0 | 0 | 0 | 0 | 0 | 0 | 0 | 0 | 0 | 0 | 0 | 0 | 0
Residential | Whole House Efficiency | Multi-Family | Low Flow Faucet Aerator - Multi-Family (Natural Gas DHW) | 9 | 0 | 94.8% | 89.207 | 0 | 0 | 0 | 0 | 0 | 0 | 0 |  | n/a | 0.48588 | n/a | n/a | n/a | 0 | 0 | 236.9041 | 0 | 486.7807 | 487.5817 | 0 | 0 |  | 0 | 0 | 0 | 0 | 0 | 0 | 0 | 0 | 0 | 0 | 0 | 0 | 0 | 0 | 0 | 0 | 0 | 0 | 0 | 0 | 0 | 0 | 0 | 0 | 0 | 0 | 0 | 0 | 0 | 0 | 0 | 0 | 0 | 0 | 0 | 0 | 0 | 0 | 0 | 0 | 0 | 0 | 0 | 0 | 0 | 0 | 0 | 0 | 0 | 0 | 0 | 0 | 0 | 0 | 0 | 0 | 0 | 0 | 0 | 0 | 0 | 0 | 0 | 0 | 0 | 0 | 0 | 0 | 0 | 0 | 0 | 89.207 | 89.207 | 89.207 | 89.207 | 89.207 | 89.207 | 89.207 | 89.207 | 89.207 | 0 | 0 | 0 | 0 | 0 | 0 | 0 | 0 | 0 | 0 | 0 | 0 | 0 | 0 | 0 | 0
Residential | Whole House Efficiency | Multi-Family | Low Flow Showerhead - Multi-Family (Electric DHW) | 10 | 0 | 94.8% | 0 | 59338.8092 | 7.2016 | 0 | 0 | 0 | 0 | 0 |  | n/a | 0.43254 | n/a | n/a | n/a | 0 | 0 | 16574.4219 | 2837.487 | 38255.449 | 38318.4009 | 0 | 0 |  | 0 | 0 | 0 | 0 | 0 | 0 | 0 | 59338.8092 | 59338.8092 | 59338.8092 | 59338.8092 | 59338.8092 | 59338.8092 | 59338.8092 | 59338.8092 | 59338.8092 | 59338.8092 | 0 | 0 | 0 | 0 | 0 | 0 | 0 | 0 | 0 | 0 | 0 | 0 | 0 | 0 | 0 | 0 | 0 | 0 | 0 | 0 | 0 | 0 | 7.2016 | 7.2016 | 7.2016 | 7.2016 | 7.2016 | 7.2016 | 7.2016 | 7.2016 | 7.2016 | 7.2016 | 0 | 0 | 0 | 0 | 0 | 0 | 0 | 0 | 0 | 0 | 0 | 0 | 0 | 0 | 0 | 0 | 0 | 0 | 0 | 0 | 0 | 0 | 0 | 0 | 0 | 0 | 0 | 0 | 0 | 0 | 0 | 0 | 0 | 0 | 0 | 0 | 0 | 0 | 0 | 0 | 0 | 0 | 0 | 0 | 0 | 0 | 0
Residential | Whole House Efficiency | Multi-Family | Low Flow Showerhead - Multi-Family (Natural Gas DHW) | 10 | 0 | 94.8% | 213.2218 | 0 | 0 | 0 | 0 | 0 | 0 | 0 |  | n/a | 0.48588 | n/a | n/a | n/a | 0 | 0 | 613.4204 | 0 | 1260.4308 | 1262.5049 | 0 | 0 |  | 0 | 0 | 0 | 0 | 0 | 0 | 0 | 0 | 0 | 0 | 0 | 0 | 0 | 0 | 0 | 0 | 0 | 0 | 0 | 0 | 0 | 0 | 0 | 0 | 0 | 0 | 0 | 0 | 0 | 0 | 0 | 0 | 0 | 0 | 0 | 0 | 0 | 0 | 0 | 0 | 0 | 0 | 0 | 0 | 0 | 0 | 0 | 0 | 0 | 0 | 0 | 0 | 0 | 0 | 0 | 0 | 0 | 0 | 0 | 0 | 0 | 0 | 0 | 0 | 0 | 0 | 0 | 0 | 0 | 0 | 0 | 213.2218 | 213.2218 | 213.2218 | 213.2218 | 213.2218 | 213.2218 | 213.2218 | 213.2218 | 213.2218 | 213.2218 | 0 | 0 | 0 | 0 | 0 | 0 | 0 | 0 | 0 | 0 | 0 | 0 | 0 | 0 | 0
Residential | Whole House Efficiency | Multi-Family | Weatherstrip/Caulk (ASHP) | 15 | 0 | 94.8% | 0 | 1543.8628 | 1.0429 | 0 | 0 | 0 | 0 | 0 |  | n/a | 0.71318 | n/a | n/a | n/a | 0 | 0 | 951.9826 | 94.0525 | 1332.6423 | 1334.8352 | 0 | 0 |  | 0 | 0 | 0 | 0 | 0 | 0 | 0 | 1543.8628 | 1543.8628 | 1543.8628 | 1543.8628 | 1543.8628 | 1543.8628 | 1543.8628 | 1543.8628 | 1543.8628 | 1543.8628 | 1543.8628 | 1543.8628 | 1543.8628 | 1543.8628 | 1543.8628 | 0 | 0 | 0 | 0 | 0 | 0 | 0 | 0 | 0 | 0 | 0 | 0 | 0 | 0 | 0 | 0 | 0 | 1.0429 | 1.0429 | 1.0429 | 1.0429 | 1.0429 | 1.0429 | 1.0429 | 1.0429 | 1.0429 | 1.0429 | 1.0429 | 1.0429 | 1.0429 | 1.0429 | 1.0429 | 0 | 0 | 0 | 0 | 0 | 0 | 0 | 0 | 0 | 0 | 0 | 0 | 0 | 0 | 0 | 0 | 0 | 0 | 0 | 0 | 0 | 0 | 0 | 0 | 0 | 0 | 0 | 0 | 0 | 0 | 0 | 0 | 0 | 0 | 0 | 0 | 0 | 0 | 0 | 0 | 0 | 0
Residential | Whole House Efficiency | Multi-Family | Weatherstrip/Caulk (CAC & Electric Heat) | 15 | 0 | 94.8% | 0 | 41128.7816 | 5.5484 | 0 | 0 | 0 | 0 | 0 |  | n/a | 0.41904 | n/a | n/a | n/a | 0 | 0 | 14901.22 | 2505.5751 | 35501.8285 | 35560.2491 | 0 | 0 |  | 0 | 0 | 0 | 0 | 0 | 0 | 0 | 41128.7816 | 41128.7816 | 41128.7816 | 41128.7816 | 41128.7816 | 41128.7816 | 41128.7816 | 41128.7816 | 41128.7816 | 41128.7816 | 41128.7816 | 41128.7816 | 41128.7816 | 41128.7816 | 41128.7816 | 0 | 0 | 0 | 0 | 0 | 0 | 0 | 0 | 0 | 0 | 0 | 0 | 0 | 0 | 0 | 0 | 0 | 5.5484 | 5.5484 | 5.5484 | 5.5484 | 5.5484 | 5.5484 | 5.5484 | 5.5484 | 5.5484 | 5.5484 | 5.5484 | 5.5484 | 5.5484 | 5.5484 | 5.5484 | 0 | 0 | 0 | 0 | 0 | 0 | 0 | 0 | 0 | 0 | 0 | 0 | 0 | 0 | 0 | 0 | 0 | 0 | 0 | 0 | 0 | 0 | 0 | 0 | 0 | 0 | 0 | 0 | 0 | 0 | 0 | 0 | 0 | 0 | 0 | 0 | 0 | 0 | 0 | 0 | 0 | 0
Residential | Whole House Efficiency | Multi-Family | Door Sweep (ASHP) | 2 | 0 | 94.8% | 0 | 21.2522 | 0.0094811 | 0 | 0 | 0 | 0 | 0 |  | n/a | 0.6563 | n/a | n/a | n/a | 0 | 0 | 2.1843 | 0.27075 | 3.3228 | 3.3283 | 0 | 0 |  | 0 | 0 | 0 | 0 | 0 | 0 | 0 | 21.2522 | 21.2522 | 0 | 0 | 0 | 0 | 0 | 0 | 0 | 0 | 0 | 0 | 0 | 0 | 0 | 0 | 0 | 0 | 0 | 0 | 0 | 0 | 0 | 0 | 0 | 0 | 0 | 0 | 0 | 0 | 0 | 0 | 0.0094811 | 0.0094811 | 0 | 0 | 0 | 0 | 0 | 0 | 0 | 0 | 0 | 0 | 0 | 0 | 0 | 0 | 0 | 0 | 0 | 0 | 0 | 0 | 0 | 0 | 0 | 0 | 0 | 0 | 0 | 0 | 0 | 0 | 0 | 0 | 0 | 0 | 0 | 0 | 0 | 0 | 0 | 0 | 0 | 0 | 0 | 0 | 0 | 0 | 0 | 0 | 0 | 0 | 0 | 0 | 0 | 0 | 0
Residential | Whole House Efficiency | Multi-Family | Door Sweep (CAC & Electric Heat) | 2 | 0 | 94.8% | 0 | 358.3836 | 0.099551 | 0 | 0 | 0 | 0 | 0 |  | n/a | 0.5608 | n/a | n/a | n/a | 0 | 0 | 31.4755 | 4.5658 | 56.0336 | 56.1258 | 0 | 0 |  | 0 | 0 | 0 | 0 | 0 | 0 | 0 | 358.3836 | 358.3836 | 0 | 0 | 0 | 0 | 0 | 0 | 0 | 0 | 0 | 0 | 0 | 0 | 0 | 0 | 0 | 0 | 0 | 0 | 0 | 0 | 0 | 0 | 0 | 0 | 0 | 0 | 0 | 0 | 0 | 0 | 0.099551 | 0.099551 | 0 | 0 | 0 | 0 | 0 | 0 | 0 | 0 | 0 | 0 | 0 | 0 | 0 | 0 | 0 | 0 | 0 | 0 | 0 | 0 | 0 | 0 | 0 | 0 | 0 | 0 | 0 | 0 | 0 | 0 | 0 | 0 | 0 | 0 | 0 | 0 | 0 | 0 | 0 | 0 | 0 | 0 | 0 | 0 | 0 | 0 | 0 | 0 | 0 | 0 | 0 | 0 | 0 | 0 | 0
Residential | Whole House Efficiency | Multi-Family | Foam (ASHP) | 5 | 0 | 94.8% | 0 | 210.5267 | 0.14222 | 0 | 0 | 0 | 0 | 0 |  | n/a | 0.77724 | n/a | n/a | n/a | 0 | 0 | 59.5028 | 5.9992 | 76.431 | 76.5568 | 0 | 0 |  | 0 | 0 | 0 | 0 | 0 | 0 | 0 | 210.5267 | 210.5267 | 210.5267 | 210.5267 | 210.5267 | 0 | 0 | 0 | 0 | 0 | 0 | 0 | 0 | 0 | 0 | 0 | 0 | 0 | 0 | 0 | 0 | 0 | 0 | 0 | 0 | 0 | 0 | 0 | 0 | 0 | 0 | 0 | 0.14222 | 0.14222 | 0.14222 | 0.14222 | 0.14222 | 0 | 0 | 0 | 0 | 0 | 0 | 0 | 0 | 0 | 0 | 0 | 0 | 0 | 0 | 0 | 0 | 0 | 0 | 0 | 0 | 0 | 0 | 0 | 0 | 0 | 0 | 0 | 0 | 0 | 0 | 0 | 0 | 0 | 0 | 0 | 0 | 0 | 0 | 0 | 0 | 0 | 0 | 0 | 0 | 0 | 0 | 0 | 0 | 0 | 0 | 0 | 0
Residential | Whole House Efficiency | Multi-Family | Foam (CAC & Electric Heat) | 5 | 0 | 94.8% | 0 | 5887.7301 | 0.79427 | 0 | 0 | 0 | 0 | 0 |  | n/a | 0.4655 | n/a | n/a | n/a | 0 | 0 | 996.6495 | 167.7774 | 2137.5201 | 2141.0375 | 0 | 0 |  | 0 | 0 | 0 | 0 | 0 | 0 | 0 | 5887.7301 | 5887.7301 | 5887.7301 | 5887.7301 | 5887.7301 | 0 | 0 | 0 | 0 | 0 | 0 | 0 | 0 | 0 | 0 | 0 | 0 | 0 | 0 | 0 | 0 | 0 | 0 | 0 | 0 | 0 | 0 | 0 | 0 | 0 | 0 | 0 | 0.79427 | 0.79427 | 0.79427 | 0.79427 | 0.79427 | 0 | 0 | 0 | 0 | 0 | 0 | 0 | 0 | 0 | 0 | 0 | 0 | 0 | 0 | 0 | 0 | 0 | 0 | 0 | 0 | 0 | 0 | 0 | 0 | 0 | 0 | 0 | 0 | 0 | 0 | 0 | 0 | 0 | 0 | 0 | 0 | 0 | 0 | 0 | 0 | 0 | 0 | 0 | 0 | 0 | 0 | 0 | 0 | 0 | 0 | 0 | 0
Residential | Whole House Efficiency | Multi-Family | Duct Sealing - Tape (ASHP) | 20 | 0 | 94.8% | 0 | 17141.5677 | 13.7665 | 0 | 0 | 0 | 0 | 0 |  | n/a | 0.76266 | n/a | n/a | n/a | 0 | 0 | 13522.8079 | 1196.553 | 17701.8815 | 17731.0111 | 0 | 0 |  | 0 | 0 | 0 | 0 | 0 | 0 | 0 | 17141.5677 | 17141.5677 | 17141.5677 | 17141.5677 | 17141.5677 | 17141.5677 | 17141.5677 | 17141.5677 | 17141.5677 | 17141.5677 | 17141.5677 | 17141.5677 | 17141.5677 | 17141.5677 | 17141.5677 | 17141.5677 | 17141.5677 | 17141.5677 | 17141.5677 | 17141.5677 | 0 | 0 | 0 | 0 | 0 | 0 | 0 | 0 | 0 | 0 | 0 | 0 | 13.7665 | 13.7665 | 13.7665 | 13.7665 | 13.7665 | 13.7665 | 13.7665 | 13.7665 | 13.7665 | 13.7665 | 13.7665 | 13.7665 | 13.7665 | 13.7665 | 13.7665 | 13.7665 | 13.7665 | 13.7665 | 13.7665 | 13.7665 | 0 | 0 | 0 | 0 | 0 | 0 | 0 | 0 | 0 | 0 | 0 | 0 | 0 | 0 | 0 | 0 | 0 | 0 | 0 | 0 | 0 | 0 | 0 | 0 | 0 | 0 | 0 | 0 | 0 | 0 | 0 | 0 | 0 | 0 | 0 | 0 | 0
Residential | Whole House Efficiency | Multi-Family | Duct Sealing - Tape (CAC & Electric Heat) | 20 | 0 | 94.8% | 0 | 322314.3545 | 25.2284 | 0 | 0 | 0 | 0 | 0 |  | n/a | 0.37661 | n/a | n/a | n/a | 0 | 0 | 125561.2419 | 22498.8869 | 332849.9821 | 333397.7088 | 0 | 0 |  | 0 | 0 | 0 | 0 | 0 | 0 | 0 | 322314.3545 | 322314.3545 | 322314.3545 | 322314.3545 | 322314.3545 | 322314.3545 | 322314.3545 | 322314.3545 | 322314.3545 | 322314.3545 | 322314.3545 | 322314.3545 | 322314.3545 | 322314.3545 | 322314.3545 | 322314.3545 | 322314.3545 | 322314.3545 | 322314.3545 | 322314.3545 | 0 | 0 | 0 | 0 | 0 | 0 | 0 | 0 | 0 | 0 | 0 | 0 | 25.2284 | 25.2284 | 25.2284 | 25.2284 | 25.2284 | 25.2284 | 25.2284 | 25.2284 | 25.2284 | 25.2284 | 25.2284 | 25.2284 | 25.2284 | 25.2284 | 25.2284 | 25.2284 | 25.2284 | 25.2284 | 25.2284 | 25.2284 | 0 | 0 | 0 | 0 | 0 | 0 | 0 | 0 | 0 | 0 | 0 | 0 | 0 | 0 | 0 | 0 | 0 | 0 | 0 | 0 | 0 | 0 | 0 | 0 | 0 | 0 | 0 | 0 | 0 | 0 | 0 | 0 | 0 | 0 | 0 | 0 | 0
Residential | Whole House Efficiency | Building Shell | Duct Sealing 10% (ASHP) | 20 | 0 | 94.8% | 0 | 7752.8723 | 4.1298 | 0 | 0 | 3682.6901 | 0 | 1200 |  | 2.3208 | 0.56919 | 7.1222 | 2.5739 | 4.0711 | 0.014673 | 0.089847 | 4961.0913 | 541.1828 | 8006.2937 | 8019.4686 | 696.5686 | 2137.7052 |  | 0 | 0 | 0 | 0 | 0 | 0 | 0 | 7752.8723 | 7752.8723 | 7752.8723 | 7752.8723 | 7752.8723 | 7752.8723 | 7752.8723 | 7752.8723 | 7752.8723 | 7752.8723 | 7752.8723 | 7752.8723 | 7752.8723 | 7752.8723 | 7752.8723 | 7752.8723 | 7752.8723 | 7752.8723 | 7752.8723 | 7752.8723 | 0 | 0 | 0 | 0 | 0 | 0 | 0 | 0 | 0 | 0 | 0 | 0 | 4.1298 | 4.1298 | 4.1298 | 4.1298 | 4.1298 | 4.1298 | 4.1298 | 4.1298 | 4.1298 | 4.1298 | 4.1298 | 4.1298 | 4.1298 | 4.1298 | 4.1298 | 4.1298 | 4.1298 | 4.1298 | 4.1298 | 4.1298 | 0 | 0 | 0 | 0 | 0 | 0 | 0 | 0 | 0 | 0 | 0 | 0 | 0 | 0 | 0 | 0 | 0 | 0 | 0 | 0 | 0 | 0 | 0 | 0 | 0 | 0 | 0 | 0 | 0 | 0 | 0 | 0 | 0 | 0 | 0 | 0 | 0
Residential | Whole House Efficiency | Building Shell | Duct Sealing 10% (CAC & Electric Heat) | 20 | 0 | 94.8% | 0 | 142538.4065 | 11.1569 | 0 | 0 | 39282.0278 | 0 | 12800 |  | 2.4352 | 0.35854 | 7.4733 | 2.8715 | 6.7813 | 0.008513 | 0.052127 | 55527.466 | 9949.7755 | 147197.6206 | 147439.8441 | 7430.0651 | 22802.1893 |  | 0 | 0 | 0 | 0 | 0 | 0 | 0 | 142538.4065 | 142538.4065 | 142538.4065 | 142538.4065 | 142538.4065 | 142538.4065 | 142538.4065 | 142538.4065 | 142538.4065 | 142538.4065 | 142538.4065 | 142538.4065 | 142538.4065 | 142538.4065 | 142538.4065 | 142538.4065 | 142538.4065 | 142538.4065 | 142538.4065 | 142538.4065 | 0 | 0 | 0 | 0 | 0 | 0 | 0 | 0 | 0 | 0 | 0 | 0 | 11.1569 | 11.1569 | 11.1569 | 11.1569 | 11.1569 | 11.1569 | 11.1569 | 11.1569 | 11.1569 | 11.1569 | 11.1569 | 11.1569 | 11.1569 | 11.1569 | 11.1569 | 11.1569 | 11.1569 | 11.1569 | 11.1569 | 11.1569 | 0 | 0 | 0 | 0 | 0 | 0 | 0 | 0 | 0 | 0 | 0 | 0 | 0 | 0 | 0 | 0 | 0 | 0 | 0 | 0 | 0 | 0 | 0 | 0 | 0 | 0 | 0 | 0 | 0 | 0 | 0 | 0 | 0 | 0 | 0 | 0 | 0
Residential | Whole House Efficiency | Building Shell | Duct Sealing 10% (CAC & Gas Heat) | 20 | 0 | 94.8% | 3856.0506 | 8465.9513 | 3.1379 | 0 | 0 | 11048.0703 | 0 | 3600 |  | 3.4494 | 0.47287 | 10.5858 | 3.5415 | 7.2831 | 0.040312 | 0.24684 | 22121.1477 | 590.9587 | 44617.7119 | 44691.1333 | 2089.7058 | 6413.1157 |  | 0 | 0 | 0 | 0 | 0 | 0 | 0 | 8465.9513 | 8465.9513 | 8465.9513 | 8465.9513 | 8465.9513 | 8465.9513 | 8465.9513 | 8465.9513 | 8465.9513 | 8465.9513 | 8465.9513 | 8465.9513 | 8465.9513 | 8465.9513 | 8465.9513 | 8465.9513 | 8465.9513 | 8465.9513 | 8465.9513 | 8465.9513 | 0 | 0 | 0 | 0 | 0 | 0 | 0 | 0 | 0 | 0 | 0 | 0 | 3.1379 | 3.1379 | 3.1379 | 3.1379 | 3.1379 | 3.1379 | 3.1379 | 3.1379 | 3.1379 | 3.1379 | 3.1379 | 3.1379 | 3.1379 | 3.1379 | 3.1379 | 3.1379 | 3.1379 | 3.1379 | 3.1379 | 3.1379 | 0 | 0 | 0 | 0 | 0 | 0 | 0 | 0 | 0 | 0 | 0 | 0 | 3856.0506 | 3856.0506 | 3856.0506 | 3856.0506 | 3856.0506 | 3856.0506 | 3856.0506 | 3856.0506 | 3856.0506 | 3856.0506 | 3856.0506 | 3856.0506 | 3856.0506 | 3856.0506 | 3856.0506 | 3856.0506 | 3856.0506 | 3856.0506 | 3856.0506 | 3856.0506 | 0 | 0 | 0 | 0 | 0
Residential | Whole House Efficiency | Building Shell | Air Sealing 20% ACH Reduction (ASHP) | 15 | 0 | 94.8% | 0 | 3634.5553 | 1.6215 | 0 | 0 | 1144.4077 | 0 | 1500 |  | 2.7833 | 0.46072 | 2.1235 | 3.1166 | 6.0334 | 0.04483 | 0.23956 | 1848.9309 | 221.418 | 3137.3008 | 3142.4634 | 870.7108 | 664.2988 |  | 0 | 0 | 0 | 0 | 0 | 0 | 0 | 3634.5553 | 3634.5553 | 3634.5553 | 3634.5553 | 3634.5553 | 3634.5553 | 3634.5553 | 3634.5553 | 3634.5553 | 3634.5553 | 3634.5553 | 3634.5553 | 3634.5553 | 3634.5553 | 3634.5553 | 0 | 0 | 0 | 0 | 0 | 0 | 0 | 0 | 0 | 0 | 0 | 0 | 0 | 0 | 0 | 0 | 0 | 1.6215 | 1.6215 | 1.6215 | 1.6215 | 1.6215 | 1.6215 | 1.6215 | 1.6215 | 1.6215 | 1.6215 | 1.6215 | 1.6215 | 1.6215 | 1.6215 | 1.6215 | 0 | 0 | 0 | 0 | 0 | 0 | 0 | 0 | 0 | 0 | 0 | 0 | 0 | 0 | 0 | 0 | 0 | 0 | 0 | 0 | 0 | 0 | 0 | 0 | 0 | 0 | 0 | 0 | 0 | 0 | 0 | 0 | 0 | 0 | 0 | 0 | 0 | 0 | 0 | 0 | 0 | 0
Residential | Whole House Efficiency | Building Shell | Air Sealing 20% ACH Reduction (CAC & Electric Heat) | 15 | 0 | 94.8% | 0 | 68100.934 | 9.187 | 0 | 0 | 13351.4237 | 0 | 17500 |  | 3.1836 | 0.35738 | 2.4289 | 3.7189 | 8.8956 | 0.027913 | 0.14917 | 24673.403 | 4148.725 | 58783.839 | 58880.5717 | 10158.2921 | 7750.1521 |  | 0 | 0 | 0 | 0 | 0 | 0 | 0 | 68100.934 | 68100.934 | 68100.934 | 68100.934 | 68100.934 | 68100.934 | 68100.934 | 68100.934 | 68100.934 | 68100.934 | 68100.934 | 68100.934 | 68100.934 | 68100.934 | 68100.934 | 0 | 0 | 0 | 0 | 0 | 0 | 0 | 0 | 0 | 0 | 0 | 0 | 0 | 0 | 0 | 0 | 0 | 9.187 | 9.187 | 9.187 | 9.187 | 9.187 | 9.187 | 9.187 | 9.187 | 9.187 | 9.187 | 9.187 | 9.187 | 9.187 | 9.187 | 9.187 | 0 | 0 | 0 | 0 | 0 | 0 | 0 | 0 | 0 | 0 | 0 | 0 | 0 | 0 | 0 | 0 | 0 | 0 | 0 | 0 | 0 | 0 | 0 | 0 | 0 | 0 | 0 | 0 | 0 | 0 | 0 | 0 | 0 | 0 | 0 | 0 | 0 | 0 | 0 | 0 | 0 | 0
Residential | Whole House Efficiency | Building Shell | Air Sealing 20% ACH Reduction (CAC & Gas Heat) | 15 | 0 | 94.8% | 710.4773 | 4562.1638 | 2.4936 | 0 | 0 | 3623.9579 | 0 | 4750 |  | 2.4946 | 0.42727 | 1.9033 | 2.6268 | 5.8311 | 0.1131 | 0.60437 | 5247.7766 | 277.9281 | 9509.1824 | 9524.8303 | 2757.2507 | 2103.6127 |  | 0 | 0 | 0 | 0 | 0 | 0 | 0 | 4562.1638 | 4562.1638 | 4562.1638 | 4562.1638 | 4562.1638 | 4562.1638 | 4562.1638 | 4562.1638 | 4562.1638 | 4562.1638 | 4562.1638 | 4562.1638 | 4562.1638 | 4562.1638 | 4562.1638 | 0 | 0 | 0 | 0 | 0 | 0 | 0 | 0 | 0 | 0 | 0 | 0 | 0 | 0 | 0 | 0 | 0 | 2.4936 | 2.4936 | 2.4936 | 2.4936 | 2.4936 | 2.4936 | 2.4936 | 2.4936 | 2.4936 | 2.4936 | 2.4936 | 2.4936 | 2.4936 | 2.4936 | 2.4936 | 0 | 0 | 0 | 0 | 0 | 0 | 0 | 0 | 0 | 0 | 0 | 0 | 0 | 0 | 0 | 0 | 0 | 710.4773 | 710.4773 | 710.4773 | 710.4773 | 710.4773 | 710.4773 | 710.4773 | 710.4773 | 710.4773 | 710.4773 | 710.4773 | 710.4773 | 710.4773 | 710.4773 | 710.4773 | 0 | 0 | 0 | 0 | 0 | 0 | 0 | 0 | 0 | 0
Residential | Whole House Efficiency | Building Shell | Air Sealing 20% ACH Reduction & Attic Insulation R-38 (ASHP) | 20 | 0 | 94.8% | 0 | 1770.8076 | 0.88231 | 0 | 0 | 1230.8629 | 0 | 900 |  | 1.539 | 0.46708 | 2.1047 | 1.712 | 3.2907 | 0.048181 | 0.29502 | 1099.5623 | 123.6098 | 1828.6907 | 1831.6999 | 522.4265 | 714.4837 |  | 0 | 0 | 0 | 0 | 0 | 0 | 0 | 1770.8076 | 1770.8076 | 1770.8076 | 1770.8076 | 1770.8076 | 1770.8076 | 1770.8076 | 1770.8076 | 1770.8076 | 1770.8076 | 1770.8076 | 1770.8076 | 1770.8076 | 1770.8076 | 1770.8076 | 1770.8076 | 1770.8076 | 1770.8076 | 1770.8076 | 1770.8076 | 0 | 0 | 0 | 0 | 0 | 0 | 0 | 0 | 0 | 0 | 0 | 0 | 0.88231 | 0.88231 | 0.88231 | 0.88231 | 0.88231 | 0.88231 | 0.88231 | 0.88231 | 0.88231 | 0.88231 | 0.88231 | 0.88231 | 0.88231 | 0.88231 | 0.88231 | 0.88231 | 0.88231 | 0.88231 | 0.88231 | 0.88231 | 0 | 0 | 0 | 0 | 0 | 0 | 0 | 0 | 0 | 0 | 0 | 0 | 0 | 0 | 0 | 0 | 0 | 0 | 0 | 0 | 0 | 0 | 0 | 0 | 0 | 0 | 0 | 0 | 0 | 0 | 0 | 0 | 0 | 0 | 0 | 0 | 0
Residential | Whole House Efficiency | Building Shell | Air Sealing 20% ACH Reduction & Attic Insulation R-38 (CAC & Electric Heat) | 20 | 0 | 94.8% | 0 | 31178.5115 | 3.113 | 0 | 0 | 12924.0601 | 0 | 9450 |  | 1.6684 | 0.33168 | 2.2817 | 1.9585 | 5.023 | 0.028733 | 0.17594 | 12516.4819 | 2176.3902 | 32197.6569 | 32250.6403 | 5485.4777 | 7502.0787 |  | 0 | 0 | 0 | 0 | 0 | 0 | 0 | 31178.5115 | 31178.5115 | 31178.5115 | 31178.5115 | 31178.5115 | 31178.5115 | 31178.5115 | 31178.5115 | 31178.5115 | 31178.5115 | 31178.5115 | 31178.5115 | 31178.5115 | 31178.5115 | 31178.5115 | 31178.5115 | 31178.5115 | 31178.5115 | 31178.5115 | 31178.5115 | 0 | 0 | 0 | 0 | 0 | 0 | 0 | 0 | 0 | 0 | 0 | 0 | 3.113 | 3.113 | 3.113 | 3.113 | 3.113 | 3.113 | 3.113 | 3.113 | 3.113 | 3.113 | 3.113 | 3.113 | 3.113 | 3.113 | 3.113 | 3.113 | 3.113 | 3.113 | 3.113 | 3.113 | 0 | 0 | 0 | 0 | 0 | 0 | 0 | 0 | 0 | 0 | 0 | 0 | 0 | 0 | 0 | 0 | 0 | 0 | 0 | 0 | 0 | 0 | 0 | 0 | 0 | 0 | 0 | 0 | 0 | 0 | 0 | 0 | 0 | 0 | 0 | 0 | 0
Residential | Whole House Efficiency | Building Shell | Air Sealing 20% ACH Reduction & Attic Insulation R-38 (CAC & Gas Heat) | 20 | 0 | 94.8% | 366.1613 | 1730.9702 | 0.88943 | 0 | 0 | 3692.5886 | 0 | 2700 |  | 1.2819 | 0.40585 | 1.7531 | 1.3382 | 3.1545 | 0.14787 | 0.90543 | 2747.5932 | 120.8289 | 5194.1583 | 5202.7056 | 1567.2794 | 2143.4511 |  | 0 | 0 | 0 | 0 | 0 | 0 | 0 | 1730.9702 | 1730.9702 | 1730.9702 | 1730.9702 | 1730.9702 | 1730.9702 | 1730.9702 | 1730.9702 | 1730.9702 | 1730.9702 | 1730.9702 | 1730.9702 | 1730.9702 | 1730.9702 | 1730.9702 | 1730.9702 | 1730.9702 | 1730.9702 | 1730.9702 | 1730.9702 | 0 | 0 | 0 | 0 | 0 | 0 | 0 | 0 | 0 | 0 | 0 | 0 | 0.88943 | 0.88943 | 0.88943 | 0.88943 | 0.88943 | 0.88943 | 0.88943 | 0.88943 | 0.88943 | 0.88943 | 0.88943 | 0.88943 | 0.88943 | 0.88943 | 0.88943 | 0.88943 | 0.88943 | 0.88943 | 0.88943 | 0.88943 | 0 | 0 | 0 | 0 | 0 | 0 | 0 | 0 | 0 | 0 | 0 | 0 | 366.1613 | 366.1613 | 366.1613 | 366.1613 | 366.1613 | 366.1613 | 366.1613 | 366.1613 | 366.1613 | 366.1613 | 366.1613 | 366.1613 | 366.1613 | 366.1613 | 366.1613 | 366.1613 | 366.1613 | 366.1613 | 366.1613 | 366.1613 | 0 | 0 | 0 | 0 | 0
Residential | Whole House Efficiency | Building Shell | Wall Insulation R-13 (ASHP) | 25 | 0 | 94.8% | 0 | 684.6661 | 0.41161 | 0 | 0 | 85.3186 | 0 | 180 |  | 10.3734 | 0.56932 | 4.9169 | 11.4217 | 18.1944 | 0.022943 | 0.15261 | 513.7454 | 51.9169 | 796.5941 | 797.9049 | 104.4853 | 49.5252 |  | 0 | 0 | 0 | 0 | 0 | 0 | 0 | 684.6661 | 684.6661 | 684.6661 | 684.6661 | 684.6661 | 684.6661 | 684.6661 | 684.6661 | 684.6661 | 684.6661 | 684.6661 | 684.6661 | 684.6661 | 684.6661 | 684.6661 | 684.6661 | 684.6661 | 684.6661 | 684.6661 | 684.6661 | 684.6661 | 684.6661 | 684.6661 | 684.6661 | 684.6661 | 0 | 0 | 0 | 0 | 0 | 0 | 0 | 0.41161 | 0.41161 | 0.41161 | 0.41161 | 0.41161 | 0.41161 | 0.41161 | 0.41161 | 0.41161 | 0.41161 | 0.41161 | 0.41161 | 0.41161 | 0.41161 | 0.41161 | 0.41161 | 0.41161 | 0.41161 | 0.41161 | 0.41161 | 0.41161 | 0.41161 | 0.41161 | 0.41161 | 0.41161 | 0 | 0 | 0 | 0 | 0 | 0 | 0 | 0 | 0 | 0 | 0 | 0 | 0 | 0 | 0 | 0 | 0 | 0 | 0 | 0 | 0 | 0 | 0 | 0 | 0 | 0 | 0 | 0 | 0 | 0 | 0 | 0
Residential | Whole House Efficiency | Building Shell | Wall Insulation R-13 (CAC & Electric Heat) | 25 | 0 | 94.8% | 0 | 17413.3821 | 0.67305 | 0 | 0 | 1194.4598 | 0 | 2520 |  | 10.2002 | 0.32507 | 4.8348 | 12.1046 | 31.3302 | 0.012629 | 0.084004 | 7072.3331 | 1320.4234 | 20260.0897 | 20293.4291 | 1462.7941 | 693.3526 |  | 0 | 0 | 0 | 0 | 0 | 0 | 0 | 17413.3821 | 17413.3821 | 17413.3821 | 17413.3821 | 17413.3821 | 17413.3821 | 17413.3821 | 17413.3821 | 17413.3821 | 17413.3821 | 17413.3821 | 17413.3821 | 17413.3821 | 17413.3821 | 17413.3821 | 17413.3821 | 17413.3821 | 17413.3821 | 17413.3821 | 17413.3821 | 17413.3821 | 17413.3821 | 17413.3821 | 17413.3821 | 17413.3821 | 0 | 0 | 0 | 0 | 0 | 0 | 0 | 0.67305 | 0.67305 | 0.67305 | 0.67305 | 0.67305 | 0.67305 | 0.67305 | 0.67305 | 0.67305 | 0.67305 | 0.67305 | 0.67305 | 0.67305 | 0.67305 | 0.67305 | 0.67305 | 0.67305 | 0.67305 | 0.67305 | 0.67305 | 0.67305 | 0.67305 | 0.67305 | 0.67305 | 0.67305 | 0 | 0 | 0 | 0 | 0 | 0 | 0 | 0 | 0 | 0 | 0 | 0 | 0 | 0 | 0 | 0 | 0 | 0 | 0 | 0 | 0 | 0 | 0 | 0 | 0 | 0 | 0 | 0 | 0 | 0 | 0 | 0
Residential | Whole House Efficiency | Building Shell | Wall Insulation R-13 (CAC & Gas Heat) | 25 | 0 | 94.8% | 227.6638 | 510.8678 | 0.1923 | 0 | 0 | 341.2742 | 0 | 720 |  | 7.4034 | 0.43296 | 3.5091 | 7.5989 | 17.075 | 0.12299 | 0.8181 | 1466.6112 | 38.7381 | 2964.6252 | 2969.5037 | 417.9412 | 198.1008 |  | 0 | 0 | 0 | 0 | 0 | 0 | 0 | 510.8678 | 510.8678 | 510.8678 | 510.8678 | 510.8678 | 510.8678 | 510.8678 | 510.8678 | 510.8678 | 510.8678 | 510.8678 | 510.8678 | 510.8678 | 510.8678 | 510.8678 | 510.8678 | 510.8678 | 510.8678 | 510.8678 | 510.8678 | 510.8678 | 510.8678 | 510.8678 | 510.8678 | 510.8678 | 0 | 0 | 0 | 0 | 0 | 0 | 0 | 0.1923 | 0.1923 | 0.1923 | 0.1923 | 0.1923 | 0.1923 | 0.1923 | 0.1923 | 0.1923 | 0.1923 | 0.1923 | 0.1923 | 0.1923 | 0.1923 | 0.1923 | 0.1923 | 0.1923 | 0.1923 | 0.1923 | 0.1923 | 0.1923 | 0.1923 | 0.1923 | 0.1923 | 0.1923 | 0 | 0 | 0 | 0 | 0 | 0 | 0 | 227.6638 | 227.6638 | 227.6638 | 227.6638 | 227.6638 | 227.6638 | 227.6638 | 227.6638 | 227.6638 | 227.6638 | 227.6638 | 227.6638 | 227.6638 | 227.6638 | 227.6638 | 227.6638 | 227.6638 | 227.6638 | 227.6638 | 227.6638 | 227.6638 | 227.6638 | 227.6638 | 227.6638 | 227.6638
Residential | Whole House Efficiency | Building Shell | Basement Sidewall Insulation R-13 (ASHP) | 25 | 0 | 94.8% | 0 | 2993.9806 | 1.8689 | 0 | 0 | 61.4294 | 0 | 72 |  | 64.1864 | 0.6482 | 54.7629 | 70.5532 | 98.8617 | 0.0020987 | 0.013959 | 2288.7674 | 227.0278 | 3483.431 | 3489.1632 | 41.7941 | 35.6581 |  | 0 | 0 | 0 | 0 | 0 | 0 | 0 | 2993.9806 | 2993.9806 | 2993.9806 | 2993.9806 | 2993.9806 | 2993.9806 | 2993.9806 | 2993.9806 | 2993.9806 | 2993.9806 | 2993.9806 | 2993.9806 | 2993.9806 | 2993.9806 | 2993.9806 | 2993.9806 | 2993.9806 | 2993.9806 | 2993.9806 | 2993.9806 | 2993.9806 | 2993.9806 | 2993.9806 | 2993.9806 | 2993.9806 | 0 | 0 | 0 | 0 | 0 | 0 | 0 | 1.8689 | 1.8689 | 1.8689 | 1.8689 | 1.8689 | 1.8689 | 1.8689 | 1.8689 | 1.8689 | 1.8689 | 1.8689 | 1.8689 | 1.8689 | 1.8689 | 1.8689 | 1.8689 | 1.8689 | 1.8689 | 1.8689 | 1.8689 | 1.8689 | 1.8689 | 1.8689 | 1.8689 | 1.8689 | 0 | 0 | 0 | 0 | 0 | 0 | 0 | 0 | 0 | 0 | 0 | 0 | 0 | 0 | 0 | 0 | 0 | 0 | 0 | 0 | 0 | 0 | 0 | 0 | 0 | 0 | 0 | 0 | 0 | 0 | 0 | 0
Residential | Whole House Efficiency | Building Shell | Basement Sidewall Insulation R-13 (CAC & Electric Heat) | 25 | 0 | 94.8% | 0 | 77458.8873 | 2.0312 | 0 | 0 | 860.011 | 0 | 1008 |  | 61.8379 | 0.33978 | 52.7592 | 73.6035 | 181.6993 | 0.0011357 | 0.0075539 | 30870.3318 | 5873.5592 | 90121.7234 | 90270.0246 | 585.1176 | 499.2139 |  | 0 | 0 | 0 | 0 | 0 | 0 | 0 | 77458.8873 | 77458.8873 | 77458.8873 | 77458.8873 | 77458.8873 | 77458.8873 | 77458.8873 | 77458.8873 | 77458.8873 | 77458.8873 | 77458.8873 | 77458.8873 | 77458.8873 | 77458.8873 | 77458.8873 | 77458.8873 | 77458.8873 | 77458.8873 | 77458.8873 | 77458.8873 | 77458.8873 | 77458.8873 | 77458.8873 | 77458.8873 | 77458.8873 | 0 | 0 | 0 | 0 | 0 | 0 | 0 | 2.0312 | 2.0312 | 2.0312 | 2.0312 | 2.0312 | 2.0312 | 2.0312 | 2.0312 | 2.0312 | 2.0312 | 2.0312 | 2.0312 | 2.0312 | 2.0312 | 2.0312 | 2.0312 | 2.0312 | 2.0312 | 2.0312 | 2.0312 | 2.0312 | 2.0312 | 2.0312 | 2.0312 | 2.0312 | 0 | 0 | 0 | 0 | 0 | 0 | 0 | 0 | 0 | 0 | 0 | 0 | 0 | 0 | 0 | 0 | 0 | 0 | 0 | 0 | 0 | 0 | 0 | 0 | 0 | 0 | 0 | 0 | 0 | 0 | 0 | 0
Residential | Whole House Efficiency | Building Shell | Basement Sidewall Insulation R-13 (CAC & Gas Heat) | 25 | 0 | 94.8% | 1047.7257 | 1873.5487 | 0.58034 | 0 | 0 | 245.7174 | 0 | 288 |  | 44.7331 | 0.48058 | 38.1657 | 45.7292 | 92.9314 | 0.013415 | 0.08923 | 6380.3985 | 142.0676 | 13087.8633 | 13109.4002 | 167.1765 | 142.6325 |  | 0 | 0 | 0 | 0 | 0 | 0 | 0 | 1873.5487 | 1873.5487 | 1873.5487 | 1873.5487 | 1873.5487 | 1873.5487 | 1873.5487 | 1873.5487 | 1873.5487 | 1873.5487 | 1873.5487 | 1873.5487 | 1873.5487 | 1873.5487 | 1873.5487 | 1873.5487 | 1873.5487 | 1873.5487 | 1873.5487 | 1873.5487 | 1873.5487 | 1873.5487 | 1873.5487 | 1873.5487 | 1873.5487 | 0 | 0 | 0 | 0 | 0 | 0 | 0 | 0.58034 | 0.58034 | 0.58034 | 0.58034 | 0.58034 | 0.58034 | 0.58034 | 0.58034 | 0.58034 | 0.58034 | 0.58034 | 0.58034 | 0.58034 | 0.58034 | 0.58034 | 0.58034 | 0.58034 | 0.58034 | 0.58034 | 0.58034 | 0.58034 | 0.58034 | 0.58034 | 0.58034 | 0.58034 | 0 | 0 | 0 | 0 | 0 | 0 | 0 | 1047.7257 | 1047.7257 | 1047.7257 | 1047.7257 | 1047.7257 | 1047.7257 | 1047.7257 | 1047.7257 | 1047.7257 | 1047.7257 | 1047.7257 | 1047.7257 | 1047.7257 | 1047.7257 | 1047.7257 | 1047.7257 | 1047.7257 | 1047.7257 | 1047.7257 | 1047.7257 | 1047.7257 | 1047.7257 | 1047.7257 | 1047.7257 | 1047.7257
Residential | Whole House Efficiency | Building Shell | Crawlspace Insulation R-19 (ASHP) | 25 | 0 | 94.8% | 0 | 4195.3061 | 2.6035 | 0 | 0 | 76.7867 | 0 | 90 |  | 71.7435 | 0.64714 | 61.2105 | 78.8806 | 110.6819 | 0.0018721 | 0.012453 | 3197.7974 | 318.122 | 4881.147 | 4889.1793 | 52.2426 | 44.5727 |  | 0 | 0 | 0 | 0 | 0 | 0 | 0 | 4195.3061 | 4195.3061 | 4195.3061 | 4195.3061 | 4195.3061 | 4195.3061 | 4195.3061 | 4195.3061 | 4195.3061 | 4195.3061 | 4195.3061 | 4195.3061 | 4195.3061 | 4195.3061 | 4195.3061 | 4195.3061 | 4195.3061 | 4195.3061 | 4195.3061 | 4195.3061 | 4195.3061 | 4195.3061 | 4195.3061 | 4195.3061 | 4195.3061 | 0 | 0 | 0 | 0 | 0 | 0 | 0 | 2.6035 | 2.6035 | 2.6035 | 2.6035 | 2.6035 | 2.6035 | 2.6035 | 2.6035 | 2.6035 | 2.6035 | 2.6035 | 2.6035 | 2.6035 | 2.6035 | 2.6035 | 2.6035 | 2.6035 | 2.6035 | 2.6035 | 2.6035 | 2.6035 | 2.6035 | 2.6035 | 2.6035 | 2.6035 | 0 | 0 | 0 | 0 | 0 | 0 | 0 | 0 | 0 | 0 | 0 | 0 | 0 | 0 | 0 | 0 | 0 | 0 | 0 | 0 | 0 | 0 | 0 | 0 | 0 | 0 | 0 | 0 | 0 | 0 | 0 | 0
Residential | Whole House Efficiency | Building Shell | Crawlspace Insulation R-19 (CAC & Electric Heat) | 25 | 0 | 94.8% | 0 | 108249.0197 | 3.0478 | 0 | 0 | 1075.0138 | 0 | 1260 |  | 69.3401 | 0.34102 | 59.1599 | 82.4941 | 203.002 | 0.0010158 | 0.0067566 | 43269.4084 | 8208.316 | 125945.3699 | 126152.6213 | 731.397 | 624.0174 |  | 0 | 0 | 0 | 0 | 0 | 0 | 0 | 108249.0197 | 108249.0197 | 108249.0197 | 108249.0197 | 108249.0197 | 108249.0197 | 108249.0197 | 108249.0197 | 108249.0197 | 108249.0197 | 108249.0197 | 108249.0197 | 108249.0197 | 108249.0197 | 108249.0197 | 108249.0197 | 108249.0197 | 108249.0197 | 108249.0197 | 108249.0197 | 108249.0197 | 108249.0197 | 108249.0197 | 108249.0197 | 108249.0197 | 0 | 0 | 0 | 0 | 0 | 0 | 0 | 3.0478 | 3.0478 | 3.0478 | 3.0478 | 3.0478 | 3.0478 | 3.0478 | 3.0478 | 3.0478 | 3.0478 | 3.0478 | 3.0478 | 3.0478 | 3.0478 | 3.0478 | 3.0478 | 3.0478 | 3.0478 | 3.0478 | 3.0478 | 3.0478 | 3.0478 | 3.0478 | 3.0478 | 3.0478 | 0 | 0 | 0 | 0 | 0 | 0 | 0 | 0 | 0 | 0 | 0 | 0 | 0 | 0 | 0 | 0 | 0 | 0 | 0 | 0 | 0 | 0 | 0 | 0 | 0 | 0 | 0 | 0 | 0 | 0 | 0 | 0
Residential | Whole House Efficiency | Building Shell | Crawlspace Insulation R-19 (CAC & Gas Heat) | 25 | 0 | 94.8% | 1441.0043 | 2690.6494 | 0.8708 | 0 | 0 | 307.1468 | 0 | 360 |  | 49.7129 | 0.48244 | 42.4144 | 50.8573 | 102.8769 | 0.011676 | 0.077665 | 8863.3549 | 204.0268 | 18133.025 | 18162.8641 | 208.9706 | 178.2907 |  | 0 | 0 | 0 | 0 | 0 | 0 | 0 | 2690.6494 | 2690.6494 | 2690.6494 | 2690.6494 | 2690.6494 | 2690.6494 | 2690.6494 | 2690.6494 | 2690.6494 | 2690.6494 | 2690.6494 | 2690.6494 | 2690.6494 | 2690.6494 | 2690.6494 | 2690.6494 | 2690.6494 | 2690.6494 | 2690.6494 | 2690.6494 | 2690.6494 | 2690.6494 | 2690.6494 | 2690.6494 | 2690.6494 | 0 | 0 | 0 | 0 | 0 | 0 | 0 | 0.8708 | 0.8708 | 0.8708 | 0.8708 | 0.8708 | 0.8708 | 0.8708 | 0.8708 | 0.8708 | 0.8708 | 0.8708 | 0.8708 | 0.8708 | 0.8708 | 0.8708 | 0.8708 | 0.8708 | 0.8708 | 0.8708 | 0.8708 | 0.8708 | 0.8708 | 0.8708 | 0.8708 | 0.8708 | 0 | 0 | 0 | 0 | 0 | 0 | 0 | 1441.0043 | 1441.0043 | 1441.0043 | 1441.0043 | 1441.0043 | 1441.0043 | 1441.0043 | 1441.0043 | 1441.0043 | 1441.0043 | 1441.0043 | 1441.0043 | 1441.0043 | 1441.0043 | 1441.0043 | 1441.0043 | 1441.0043 | 1441.0043 | 1441.0043 | 1441.0043 | 1441.0043 | 1441.0043 | 1441.0043 | 1441.0043 | 1441.0043
Residential | Whole House Efficiency | HVAC | Efficient Heat Pump (SF SEER 15, EER 12.5, HSPF 8.5) | 18 | 0 | 59.08% | 0 | 79466.3393 | 38.8213 | 0 | 0 | 68833.7802 | 0 | 76500 |  | 1.1608 | 0.38139 | 1.0445 | 1.2934 | 4.2069 | 0.095568 | 0.55881 | 46382.4874 | 5297.0823 | 123687.102 | 77209.4011 | 44406.2483 | 39956.2083 |  | 0 | 0 | 0 | 0 | 0 | 0 | 0 | 79466.3393 | 79466.3393 | 79466.3393 | 79466.3393 | 79466.3393 | 79466.3393 | 79466.3393 | 79466.3393 | 79466.3393 | 79466.3393 | 79466.3393 | 79466.3393 | 79466.3393 | 79466.3393 | 79466.3393 | 79466.3393 | 79466.3393 | 79466.3393 | 0 | 0 | 0 | 0 | 0 | 0 | 0 | 0 | 0 | 0 | 0 | 0 | 0 | 0 | 38.8213 | 38.8213 | 38.8213 | 38.8213 | 38.8213 | 38.8213 | 38.8213 | 38.8213 | 38.8213 | 38.8213 | 38.8213 | 38.8213 | 38.8213 | 38.8213 | 38.8213 | 38.8213 | 38.8213 | 38.8213 | 0 | 0 | 0 | 0 | 0 | 0 | 0 | 0 | 0 | 0 | 0 | 0 | 0 | 0 | 0 | 0 | 0 | 0 | 0 | 0 | 0 | 0 | 0 | 0 | 0 | 0 | 0 | 0 | 0 | 0 | 0 | 0 | 0 | 0 | 0 | 0 | 0 | 0 | 0
Residential | Whole House Efficiency | HVAC | Efficient Heat Pump (SF SEER 16, EER 13, HSPF 9) | 18 | 0 | 59.08% | 0 | 35523.9997 | 10.1343 | 0 | 0 | 26993.6393 | 0 | 22500 |  | 1.083 | 0.3567 | 1.2993 | 1.2342 | 4.3623 | 0.062877 | 0.36766 | 16970.1351 | 2367.9655 | 55292.0975 | 34515.076 | 13060.6613 | 15669.1013 |  | 0 | 0 | 0 | 0 | 0 | 0 | 0 | 35523.9997 | 35523.9997 | 35523.9997 | 35523.9997 | 35523.9997 | 35523.9997 | 35523.9997 | 35523.9997 | 35523.9997 | 35523.9997 | 35523.9997 | 35523.9997 | 35523.9997 | 35523.9997 | 35523.9997 | 35523.9997 | 35523.9997 | 35523.9997 | 0 | 0 | 0 | 0 | 0 | 0 | 0 | 0 | 0 | 0 | 0 | 0 | 0 | 0 | 10.1343 | 10.1343 | 10.1343 | 10.1343 | 10.1343 | 10.1343 | 10.1343 | 10.1343 | 10.1343 | 10.1343 | 10.1343 | 10.1343 | 10.1343 | 10.1343 | 10.1343 | 10.1343 | 10.1343 | 10.1343 | 0 | 0 | 0 | 0 | 0 | 0 | 0 | 0 | 0 | 0 | 0 | 0 | 0 | 0 | 0 | 0 | 0 | 0 | 0 | 0 | 0 | 0 | 0 | 0 | 0 | 0 | 0 | 0 | 0 | 0 | 0 | 0 | 0 | 0 | 0 | 0 | 0 | 0 | 0
Residential | Whole House Efficiency | HVAC | Efficient Heat Pump (SF SEER 14 Replace Resistance Heat w/CAC) | 18 | 6 | 54.74% | 0 | 0 | 0 | 747894.2792 | 54.7727 | 100557.3015 | 100557.3015 | 28500 |  | 6.2242 | 0.404 | 8.1832 | 7.3584 | 26.0827 | 0.0076454 | 0.02212 | 135379.2645 | 24667.9108 | 550765.5033 | 318555.748 | 16543.5043 | 21750.3847 |  | 0 | 0 | 0 | 0 | 0 | 0 | 0 | 747894.2792 | 747894.2792 | 747894.2792 | 747894.2792 | 747894.2792 | 747894.2792 | 0 | 0 | 0 | 0 | 0 | 0 | 0 | 0 | 0 | 0 | 0 | 0 | 0 | 0 | 0 | 0 | 0 | 0 | 0 | 0 | 0 | 0 | 0 | 0 | 0 | 0 | 54.7727 | 54.7727 | 54.7727 | 54.7727 | 54.7727 | 54.7727 | 0 | 0 | 0 | 0 | 0 | 0 | 0 | 0 | 0 | 0 | 0 | 0 | 0 | 0 | 0 | 0 | 0 | 0 | 0 | 0 | 0 | 0 | 0 | 0 | 0 | 0 | 0 | 0 | 0 | 0 | 0 | 0 | 0 | 0 | 0 | 0 | 0 | 0 | 0 | 0 | 0 | 0 | 0 | 0 | 0 | 0 | 0 | 0 | 0 | 0 | 0
Residential | Whole House Efficiency | HVAC | Efficient Heat Pump (SF SEER 15 Replace Resistance Heat w/CAC) | 18 | 6 | 54.74% | 0 | 6929.9039 | 3.3854 | 195871.6166 | 15.5676 | 31406.6359 | 25403.9498 | 14400 |  | 4.2141 | 0.39594 | 4.5269 | 4.9596 | 17.7232 | 0.014236 | 0.042675 | 37839.5528 | 6693.8281 | 150781.8977 | 87210.328 | 8358.8232 | 8979.2362 |  | 0 | 0 | 0 | 0 | 0 | 0 | 0 | 195871.6166 | 195871.6166 | 195871.6166 | 195871.6166 | 195871.6166 | 195871.6166 | 6929.9039 | 6929.9039 | 6929.9039 | 6929.9039 | 6929.9039 | 6929.9039 | 6929.9039 | 6929.9039 | 6929.9039 | 6929.9039 | 6929.9039 | 6929.9039 | 0 | 0 | 0 | 0 | 0 | 0 | 0 | 0 | 0 | 0 | 0 | 0 | 0 | 0 | 15.5676 | 15.5676 | 15.5676 | 15.5676 | 15.5676 | 15.5676 | 3.3854 | 3.3854 | 3.3854 | 3.3854 | 3.3854 | 3.3854 | 3.3854 | 3.3854 | 3.3854 | 3.3854 | 3.3854 | 3.3854 | 0 | 0 | 0 | 0 | 0 | 0 | 0 | 0 | 0 | 0 | 0 | 0 | 0 | 0 | 0 | 0 | 0 | 0 | 0 | 0 | 0 | 0 | 0 | 0 | 0 | 0 | 0 | 0 | 0 | 0 | 0 | 0 | 0 | 0 | 0 | 0 | 0 | 0 | 0
Residential | Whole House Efficiency | HVAC | Efficient Heat Pump (SF SEER 16 Replace Resistance Heat w/CAC) | 18 | 6 | 54.74% | 0 | 9874.5215 | 2.817 | 127963.0919 | 10.4308 | 23380.8262 | 15877.4687 | 13500 |  | 3.317 | 0.38151 | 3.2973 | 3.9015 | 14.2991 | 0.01962 | 0.06124 | 25838.8627 | 4553.151 | 103550.6034 | 59892.3493 | 7836.3968 | 7789.774 |  | 0 | 0 | 0 | 0 | 0 | 0 | 0 | 127963.0919 | 127963.0919 | 127963.0919 | 127963.0919 | 127963.0919 | 127963.0919 | 9874.5215 | 9874.5215 | 9874.5215 | 9874.5215 | 9874.5215 | 9874.5215 | 9874.5215 | 9874.5215 | 9874.5215 | 9874.5215 | 9874.5215 | 9874.5215 | 0 | 0 | 0 | 0 | 0 | 0 | 0 | 0 | 0 | 0 | 0 | 0 | 0 | 0 | 10.4308 | 10.4308 | 10.4308 | 10.4308 | 10.4308 | 10.4308 | 2.817 | 2.817 | 2.817 | 2.817 | 2.817 | 2.817 | 2.817 | 2.817 | 2.817 | 2.817 | 2.817 | 2.817 | 0 | 0 | 0 | 0 | 0 | 0 | 0 | 0 | 0 | 0 | 0 | 0 | 0 | 0 | 0 | 0 | 0 | 0 | 0 | 0 | 0 | 0 | 0 | 0 | 0 | 0 | 0 | 0 | 0 | 0 | 0 | 0 | 0 | 0 | 0 | 0 | 0 | 0 | 0
Residential | Whole House Efficiency | HVAC | Heat Pump Ductless (SF Mini Split Replace Resistance Heat w/CAC) | 18 | 0 | 59.08% | 0 | 78867.2847 | 2.1687 | 0 | 0 | 9454.1105 | 0 | 8000 |  | 4.9337 | 0.33315 | 5.8305 | 5.8917 | 23.2146 | 0.01007 | 0.058881 | 27075.7237 | 5257.1504 | 122754.6907 | 76627.3604 | 4643.7907 | 5487.8638 |  | 0 | 0 | 0 | 0 | 0 | 0 | 0 | 78867.2847 | 78867.2847 | 78867.2847 | 78867.2847 | 78867.2847 | 78867.2847 | 78867.2847 | 78867.2847 | 78867.2847 | 78867.2847 | 78867.2847 | 78867.2847 | 78867.2847 | 78867.2847 | 78867.2847 | 78867.2847 | 78867.2847 | 78867.2847 | 0 | 0 | 0 | 0 | 0 | 0 | 0 | 0 | 0 | 0 | 0 | 0 | 0 | 0 | 2.1687 | 2.1687 | 2.1687 | 2.1687 | 2.1687 | 2.1687 | 2.1687 | 2.1687 | 2.1687 | 2.1687 | 2.1687 | 2.1687 | 2.1687 | 2.1687 | 2.1687 | 2.1687 | 2.1687 | 2.1687 | 0 | 0 | 0 | 0 | 0 | 0 | 0 | 0 | 0 | 0 | 0 | 0 | 0 | 0 | 0 | 0 | 0 | 0 | 0 | 0 | 0 | 0 | 0 | 0 | 0 | 0 | 0 | 0 | 0 | 0 | 0 | 0 | 0 | 0 | 0 | 0 | 0 | 0 | 0
Residential | Whole House Efficiency | HVAC | Heat Pump Ductless (SF Mini Split Replace Resistance Heat/RAC) | 18 | 0 | 59.08% | 0 | 101458.0009 | 8.5859 | 0 | 0 | 12290.3436 | 0 | 10400 |  | 5.3059 | 0.36184 | 6.2703 | 6.2538 | 22.9813 | 0.010176 | 0.059502 | 37853.2084 | 6763.0066 | 157916.4993 | 98576.4734 | 6036.9279 | 7134.2229 |  | 0 | 0 | 0 | 0 | 0 | 0 | 0 | 101458.0009 | 101458.0009 | 101458.0009 | 101458.0009 | 101458.0009 | 101458.0009 | 101458.0009 | 101458.0009 | 101458.0009 | 101458.0009 | 101458.0009 | 101458.0009 | 101458.0009 | 101458.0009 | 101458.0009 | 101458.0009 | 101458.0009 | 101458.0009 | 0 | 0 | 0 | 0 | 0 | 0 | 0 | 0 | 0 | 0 | 0 | 0 | 0 | 0 | 8.5859 | 8.5859 | 8.5859 | 8.5859 | 8.5859 | 8.5859 | 8.5859 | 8.5859 | 8.5859 | 8.5859 | 8.5859 | 8.5859 | 8.5859 | 8.5859 | 8.5859 | 8.5859 | 8.5859 | 8.5859 | 0 | 0 | 0 | 0 | 0 | 0 | 0 | 0 | 0 | 0 | 0 | 0 | 0 | 0 | 0 | 0 | 0 | 0 | 0 | 0 | 0 | 0 | 0 | 0 | 0 | 0 | 0 | 0 | 0 | 0 | 0 | 0 | 0 | 0 | 0 | 0 | 0 | 0 | 0
Residential | Whole House Efficiency | HVAC | Smart Programmable Thermostat (SF ASHP) | 5 | 0 | 59.08% | 0 | 67784.2859 | 13.6138 | 0 | 0 | 7975.6566 | 0 | 6750 |  | 2.6809 | 0.43446 | 3.1676 | 3.0981 | 9.3756 | 0.023125 | 0.057804 | 12411.4285 | 1931.588 | 39487.4998 | 24649.3463 | 3918.1984 | 4629.66 |  | 0 | 0 | 0 | 0 | 0 | 0 | 0 | 67784.2859 | 67784.2859 | 67784.2859 | 67784.2859 | 67784.2859 | 0 | 0 | 0 | 0 | 0 | 0 | 0 | 0 | 0 | 0 | 0 | 0 | 0 | 0 | 0 | 0 | 0 | 0 | 0 | 0 | 0 | 0 | 0 | 0 | 0 | 0 | 0 | 13.6138 | 13.6138 | 13.6138 | 13.6138 | 13.6138 | 0 | 0 | 0 | 0 | 0 | 0 | 0 | 0 | 0 | 0 | 0 | 0 | 0 | 0 | 0 | 0 | 0 | 0 | 0 | 0 | 0 | 0 | 0 | 0 | 0 | 0 | 0 | 0 | 0 | 0 | 0 | 0 | 0 | 0 | 0 | 0 | 0 | 0 | 0 | 0 | 0 | 0 | 0 | 0 | 0 | 0 | 0 | 0 | 0 | 0 | 0 | 0
Residential | Whole House Efficiency | HVAC | Efficient Heat Pump (MF SEER 15, EER 12.5, HSPF 8.5) | 18 | 0 | 57.25% | 0 | 8153.6593 | 3.9833 | 0 | 0 | 7062.7035 | 0 | 8100 |  | 1.1608 | 0.37699 | 1.0122 | 1.2934 | 4.3413 | 0.09862 | 0.57665 | 4759.0842 | 543.5082 | 13096.2814 | 7922.0857 | 4701.8381 | 4099.7146 |  | 0 | 0 | 0 | 0 | 0 | 0 | 0 | 8153.6593 | 8153.6593 | 8153.6593 | 8153.6593 | 8153.6593 | 8153.6593 | 8153.6593 | 8153.6593 | 8153.6593 | 8153.6593 | 8153.6593 | 8153.6593 | 8153.6593 | 8153.6593 | 8153.6593 | 8153.6593 | 8153.6593 | 8153.6593 | 0 | 0 | 0 | 0 | 0 | 0 | 0 | 0 | 0 | 0 | 0 | 0 | 0 | 0 | 3.9833 | 3.9833 | 3.9833 | 3.9833 | 3.9833 | 3.9833 | 3.9833 | 3.9833 | 3.9833 | 3.9833 | 3.9833 | 3.9833 | 3.9833 | 3.9833 | 3.9833 | 3.9833 | 3.9833 | 3.9833 | 0 | 0 | 0 | 0 | 0 | 0 | 0 | 0 | 0 | 0 | 0 | 0 | 0 | 0 | 0 | 0 | 0 | 0 | 0 | 0 | 0 | 0 | 0 | 0 | 0 | 0 | 0 | 0 | 0 | 0 | 0 | 0 | 0 | 0 | 0 | 0 | 0 | 0 | 0
Residential | Whole House Efficiency | HVAC | Efficient Heat Pump (MF SEER 16, EER 13, HSPF 9) | 18 | 0 | 57.25% | 0 | 10327.3497 | 2.9462 | 0 | 0 | 7847.4483 | 0 | 6750 |  | 1.083 | 0.3536 | 1.2591 | 1.2342 | 4.5016 | 0.064886 | 0.3794 | 4933.4681 | 688.4024 | 16587.6292 | 10034.0407 | 3918.1984 | 4555.2384 |  | 0 | 0 | 0 | 0 | 0 | 0 | 0 | 10327.3497 | 10327.3497 | 10327.3497 | 10327.3497 | 10327.3497 | 10327.3497 | 10327.3497 | 10327.3497 | 10327.3497 | 10327.3497 | 10327.3497 | 10327.3497 | 10327.3497 | 10327.3497 | 10327.3497 | 10327.3497 | 10327.3497 | 10327.3497 | 0 | 0 | 0 | 0 | 0 | 0 | 0 | 0 | 0 | 0 | 0 | 0 | 0 | 0 | 2.9462 | 2.9462 | 2.9462 | 2.9462 | 2.9462 | 2.9462 | 2.9462 | 2.9462 | 2.9462 | 2.9462 | 2.9462 | 2.9462 | 2.9462 | 2.9462 | 2.9462 | 2.9462 | 2.9462 | 2.9462 | 0 | 0 | 0 | 0 | 0 | 0 | 0 | 0 | 0 | 0 | 0 | 0 | 0 | 0 | 0 | 0 | 0 | 0 | 0 | 0 | 0 | 0 | 0 | 0 | 0 | 0 | 0 | 0 | 0 | 0 | 0 | 0 | 0 | 0 | 0 | 0 | 0 | 0 | 0
Residential | Whole House Efficiency | HVAC | Efficient Heat Pump (MF SEER 14 Replace Resistance Heat w/CAC) | 18 | 6 | 57.25% | 0 | 0 | 0 | 905695.3033 | 66.3294 | 121774.2643 | 121774.2643 | 33000 |  | 6.2242 | 0.40487 | 8.5585 | 7.3584 | 24.9391 | 0.0073102 | 0.02115 | 163943.4441 | 29872.686 | 637728.4775 | 385769.0222 | 19155.6365 | 26339.58 |  | 0 | 0 | 0 | 0 | 0 | 0 | 0 | 905695.3033 | 905695.3033 | 905695.3033 | 905695.3033 | 905695.3033 | 905695.3033 | 0 | 0 | 0 | 0 | 0 | 0 | 0 | 0 | 0 | 0 | 0 | 0 | 0 | 0 | 0 | 0 | 0 | 0 | 0 | 0 | 0 | 0 | 0 | 0 | 0 | 0 | 66.3294 | 66.3294 | 66.3294 | 66.3294 | 66.3294 | 66.3294 | 0 | 0 | 0 | 0 | 0 | 0 | 0 | 0 | 0 | 0 | 0 | 0 | 0 | 0 | 0 | 0 | 0 | 0 | 0 | 0 | 0 | 0 | 0 | 0 | 0 | 0 | 0 | 0 | 0 | 0 | 0 | 0 | 0 | 0 | 0 | 0 | 0 | 0 | 0 | 0 | 0 | 0 | 0 | 0 | 0 | 0 | 0 | 0 | 0 | 0 | 0
Residential | Whole House Efficiency | HVAC | Efficient Heat Pump (MF SEER 15 Replace Resistance Heat w/CAC) | 18 | 6 | 57.25% | 0 | 7247.6972 | 3.5407 | 204853.9452 | 16.2815 | 32846.8891 | 26568.9304 | 14400 |  | 4.2141 | 0.39746 | 4.7345 | 4.9596 | 16.9461 | 0.013611 | 0.040804 | 39574.8083 | 7000.7953 | 150781.8977 | 91209.6406 | 8358.8232 | 9391.0082 |  | 0 | 0 | 0 | 0 | 0 | 0 | 0 | 204853.9452 | 204853.9452 | 204853.9452 | 204853.9452 | 204853.9452 | 204853.9452 | 7247.6972 | 7247.6972 | 7247.6972 | 7247.6972 | 7247.6972 | 7247.6972 | 7247.6972 | 7247.6972 | 7247.6972 | 7247.6972 | 7247.6972 | 7247.6972 | 0 | 0 | 0 | 0 | 0 | 0 | 0 | 0 | 0 | 0 | 0 | 0 | 0 | 0 | 16.2815 | 16.2815 | 16.2815 | 16.2815 | 16.2815 | 16.2815 | 3.5407 | 3.5407 | 3.5407 | 3.5407 | 3.5407 | 3.5407 | 3.5407 | 3.5407 | 3.5407 | 3.5407 | 3.5407 | 3.5407 | 0 | 0 | 0 | 0 | 0 | 0 | 0 | 0 | 0 | 0 | 0 | 0 | 0 | 0 | 0 | 0 | 0 | 0 | 0 | 0 | 0 | 0 | 0 | 0 | 0 | 0 | 0 | 0 | 0 | 0 | 0 | 0 | 0 | 0 | 0 | 0 | 0 | 0 | 0
Residential | Whole House Efficiency | HVAC | Efficient Heat Pump (MF SEER 16 Replace Resistance Heat w/CAC) | 18 | 6 | 57.25% | 0 | 6196.4098 | 1.7677 | 80298.7528 | 6.5455 | 14671.8179 | 9963.3489 | 8100 |  | 3.317 | 0.38345 | 3.4485 | 3.9015 | 13.6722 | 0.01876 | 0.058554 | 16214.2726 | 2857.1703 | 62130.3621 | 37583.3444 | 4701.8381 | 4888.1996 |  | 0 | 0 | 0 | 0 | 0 | 0 | 0 | 80298.7528 | 80298.7528 | 80298.7528 | 80298.7528 | 80298.7528 | 80298.7528 | 6196.4098 | 6196.4098 | 6196.4098 | 6196.4098 | 6196.4098 | 6196.4098 | 6196.4098 | 6196.4098 | 6196.4098 | 6196.4098 | 6196.4098 | 6196.4098 | 0 | 0 | 0 | 0 | 0 | 0 | 0 | 0 | 0 | 0 | 0 | 0 | 0 | 0 | 6.5455 | 6.5455 | 6.5455 | 6.5455 | 6.5455 | 6.5455 | 1.7677 | 1.7677 | 1.7677 | 1.7677 | 1.7677 | 1.7677 | 1.7677 | 1.7677 | 1.7677 | 1.7677 | 1.7677 | 1.7677 | 0 | 0 | 0 | 0 | 0 | 0 | 0 | 0 | 0 | 0 | 0 | 0 | 0 | 0 | 0 | 0 | 0 | 0 | 0 | 0 | 0 | 0 | 0 | 0 | 0 | 0 | 0 | 0 | 0 | 0 | 0 | 0 | 0 | 0 | 0 | 0 | 0 | 0 | 0
Residential | Whole House Efficiency | HVAC | Heat Pump Ductless (MF Mini Split Replace Resistance Heat w/CAC) | 18 | 0 | 57.25% | 0 | 68783.6422 | 1.8914 | 0 | 0 | 8245.3473 | 0 | 7200 |  | 4.9337 | 0.33255 | 5.6501 | 5.8917 | 23.956 | 0.010392 | 0.060762 | 23613.9344 | 4584.993 | 110479.2216 | 66830.1053 | 4179.4116 | 4786.2084 |  | 0 | 0 | 0 | 0 | 0 | 0 | 0 | 68783.6422 | 68783.6422 | 68783.6422 | 68783.6422 | 68783.6422 | 68783.6422 | 68783.6422 | 68783.6422 | 68783.6422 | 68783.6422 | 68783.6422 | 68783.6422 | 68783.6422 | 68783.6422 | 68783.6422 | 68783.6422 | 68783.6422 | 68783.6422 | 0 | 0 | 0 | 0 | 0 | 0 | 0 | 0 | 0 | 0 | 0 | 0 | 0 | 0 | 1.8914 | 1.8914 | 1.8914 | 1.8914 | 1.8914 | 1.8914 | 1.8914 | 1.8914 | 1.8914 | 1.8914 | 1.8914 | 1.8914 | 1.8914 | 1.8914 | 1.8914 | 1.8914 | 1.8914 | 1.8914 | 0 | 0 | 0 | 0 | 0 | 0 | 0 | 0 | 0 | 0 | 0 | 0 | 0 | 0 | 0 | 0 | 0 | 0 | 0 | 0 | 0 | 0 | 0 | 0 | 0 | 0 | 0 | 0 | 0 | 0 | 0 | 0 | 0 | 0 | 0 | 0 | 0 | 0 | 0
Residential | Whole House Efficiency | HVAC | Heat Pump Ductless (MF Mini Split Replace Resistance Heat/RAC) | 18 | 0 | 57.25% | 0 | 83191.9691 | 7.0402 | 0 | 0 | 10077.6467 | 0 | 8800 |  | 5.3059 | 0.36117 | 6.0762 | 6.2538 | 23.7153 | 0.010501 | 0.061402 | 31038.2909 | 5545.426 | 133621.6532 | 80829.2186 | 5108.1697 | 5849.8102 |  | 0 | 0 | 0 | 0 | 0 | 0 | 0 | 83191.9691 | 83191.9691 | 83191.9691 | 83191.9691 | 83191.9691 | 83191.9691 | 83191.9691 | 83191.9691 | 83191.9691 | 83191.9691 | 83191.9691 | 83191.9691 | 83191.9691 | 83191.9691 | 83191.9691 | 83191.9691 | 83191.9691 | 83191.9691 | 0 | 0 | 0 | 0 | 0 | 0 | 0 | 0 | 0 | 0 | 0 | 0 | 0 | 0 | 7.0402 | 7.0402 | 7.0402 | 7.0402 | 7.0402 | 7.0402 | 7.0402 | 7.0402 | 7.0402 | 7.0402 | 7.0402 | 7.0402 | 7.0402 | 7.0402 | 7.0402 | 7.0402 | 7.0402 | 7.0402 | 0 | 0 | 0 | 0 | 0 | 0 | 0 | 0 | 0 | 0 | 0 | 0 | 0 | 0 | 0 | 0 | 0 | 0 | 0 | 0 | 0 | 0 | 0 | 0 | 0 | 0 | 0 | 0 | 0 | 0 | 0 | 0 | 0 | 0 | 0 | 0 | 0 | 0 | 0
Residential | Whole House Efficiency | HVAC | Smart Programmable Thermostat (MF ASHP) | 5 | 0 | 57.25% | 0 | 26274.5197 | 5.277 | 0 | 0 | 3091.5211 | 0 | 2700 |  | 2.6809 | 0.43256 | 3.0696 | 3.0981 | 9.675 | 0.023863 | 0.05965 | 4810.9133 | 748.7214 | 15794.9999 | 9554.5705 | 1567.2794 | 1794.5471 |  | 0 | 0 | 0 | 0 | 0 | 0 | 0 | 26274.5197 | 26274.5197 | 26274.5197 | 26274.5197 | 26274.5197 | 0 | 0 | 0 | 0 | 0 | 0 | 0 | 0 | 0 | 0 | 0 | 0 | 0 | 0 | 0 | 0 | 0 | 0 | 0 | 0 | 0 | 0 | 0 | 0 | 0 | 0 | 0 | 5.277 | 5.277 | 5.277 | 5.277 | 5.277 | 0 | 0 | 0 | 0 | 0 | 0 | 0 | 0 | 0 | 0 | 0 | 0 | 0 | 0 | 0 | 0 | 0 | 0 | 0 | 0 | 0 | 0 | 0 | 0 | 0 | 0 | 0 | 0 | 0 | 0 | 0 | 0 | 0 | 0 | 0 | 0 | 0 | 0 | 0 | 0 | 0 | 0 | 0 | 0 | 0 | 0 | 0 | 0 | 0 | 0 | 0 | 0
Residential | Residential Home Performance | 0 | Behavioral Reports | 2 | 0 | 98% | 0 | 12425687.0864 | 2518.1646 | 0 | 0 | 0 | 0 | 0 |  | n/a | 0.51819 | n/a | n/a | n/a | 0 | 0 | 1008375.983 | 158304.3741 | 1879299.6887 | 1945965.8228 | 0 | 0 |  | 0 | 0 | 0 | 0 | 0 | 0 | 0 | 12425687.0864 | 12425687.0864 | 0 | 0 | 0 | 0 | 0 | 0 | 0 | 0 | 0 | 0 | 0 | 0 | 0 | 0 | 0 | 0 | 0 | 0 | 0 | 0 | 0 | 0 | 0 | 0 | 0 | 0 | 0 | 0 | 0 | 0 | 2518.1646 | 2518.1646 | 0 | 0 | 0 | 0 | 0 | 0 | 0 | 0 | 0 | 0 | 0 | 0 | 0 | 0 | 0 | 0 | 0 | 0 | 0 | 0 | 0 | 0 | 0 | 0 | 0 | 0 | 0 | 0 | 0 | 0 | 0 | 0 | 0 | 0 | 0 | 0 | 0 | 0 | 0 | 0 | 0 | 0 | 0 | 0 | 0 | 0 | 0 | 0 | 0 | 0 | 0 | 0 | 0 | 0 | 0
Residential | Targeted Energy Efficiency | Tier 1 | Standard CFL | 5 | 0 | 84.24% | 0 | 0 | 0 | 0 | 0 | 0 | 0 | 0 |  | n/a | n/a | n/a | n/a | n/a | 0 | 0 | 0 | 0 | 0 | 0 | 0 | 0 |  | 0 | 0 | 0 | 0 | 0 | 0 | 0 | 0 | 0 | 0 | 0 | 0 | 0 | 0 | 0 | 0 | 0 | 0 | 0 | 0 | 0 | 0 | 0 | 0 | 0 | 0 | 0 | 0 | 0 | 0 | 0 | 0 | 0 | 0 | 0 | 0 | 0 | 0 | 0 | 0 | 0 | 0 | 0 | 0 | 0 | 0 | 0 | 0 | 0 | 0 | 0 | 0 | 0 | 0 | 0 | 0 | 0 | 0 | 0 | 0 | 0 | 0 | 0 | 0 | 0 | 0 | 0 | 0 | 0 | 0 | 0 | 0 | 0 | 0 | 0 | 0 | 0 | 0 | 0 | 0 | 0 | 0 | 0 | 0 | 0 | 0 | 0 | 0 | 0 | 0 | 0 | 0 | 0 | 0 | 0 | 0
Residential | Targeted Energy Efficiency | Tier 1 | LED | 15 | 0 | 84.24% | 0 | 0 | 0 | 0 | 0 | 0 | 0 | 0 |  | n/a | n/a | n/a | n/a | n/a | 0 | 0 | 0 | 0 | 0 | 0 | 0 | 0 |  | 0 | 0 | 0 | 0 | 0 | 0 | 0 | 0 | 0 | 0 | 0 | 0 | 0 | 0 | 0 | 0 | 0 | 0 | 0 | 0 | 0 | 0 | 0 | 0 | 0 | 0 | 0 | 0 | 0 | 0 | 0 | 0 | 0 | 0 | 0 | 0 | 0 | 0 | 0 | 0 | 0 | 0 | 0 | 0 | 0 | 0 | 0 | 0 | 0 | 0 | 0 | 0 | 0 | 0 | 0 | 0 | 0 | 0 | 0 | 0 | 0 | 0 | 0 | 0 | 0 | 0 | 0 | 0 | 0 | 0 | 0 | 0 | 0 | 0 | 0 | 0 | 0 | 0 | 0 | 0 | 0 | 0 | 0 | 0 | 0 | 0 | 0 | 0 | 0 | 0 | 0 | 0 | 0 | 0 | 0 | 0
Residential | Targeted Energy Efficiency | Tier 1 | Pipe Insulated (Electric DHW) | 15 | 0 | 84.24% | 0 | 9393.103 | 1.0865 | 0 | 0 | 0 | 0 | 0 |  | n/a | 0.40858 | n/a | n/a | n/a | 0 | 0 | 3318.2077 | 572.2301 | 9124.4012 | 8121.3464 | 0 | 0 |  | 0 | 0 | 0 | 0 | 0 | 0 | 0 | 9393.103 | 9393.103 | 9393.103 | 9393.103 | 9393.103 | 9393.103 | 9393.103 | 9393.103 | 9393.103 | 9393.103 | 9393.103 | 9393.103 | 9393.103 | 9393.103 | 9393.103 | 0 | 0 | 0 | 0 | 0 | 0 | 0 | 0 | 0 | 0 | 0 | 0 | 0 | 0 | 0 | 0 | 0 | 1.0865 | 1.0865 | 1.0865 | 1.0865 | 1.0865 | 1.0865 | 1.0865 | 1.0865 | 1.0865 | 1.0865 | 1.0865 | 1.0865 | 1.0865 | 1.0865 | 1.0865 | 0 | 0 | 0 | 0 | 0 | 0 | 0 | 0 | 0 | 0 | 0 | 0 | 0 | 0 | 0 | 0 | 0 | 0 | 0 | 0 | 0 | 0 | 0 | 0 | 0 | 0 | 0 | 0 | 0 | 0 | 0 | 0 | 0 | 0 | 0 | 0 | 0 | 0 | 0 | 0 | 0 | 0
Residential | Targeted Energy Efficiency | Tier 1 | Pipe Insulated (Natural Gas DHW) | 15 | 0 | 84.24% | 49.1061 | 0 | 0 | 0 | 0 | 0 | 0 | 0 |  | n/a | 0.48588 | n/a | n/a | n/a | 0 | 0 | 187.4011 | 0 | 433.3345 | 385.6976 | 0 | 0 |  | 0 | 0 | 0 | 0 | 0 | 0 | 0 | 0 | 0 | 0 | 0 | 0 | 0 | 0 | 0 | 0 | 0 | 0 | 0 | 0 | 0 | 0 | 0 | 0 | 0 | 0 | 0 | 0 | 0 | 0 | 0 | 0 | 0 | 0 | 0 | 0 | 0 | 0 | 0 | 0 | 0 | 0 | 0 | 0 | 0 | 0 | 0 | 0 | 0 | 0 | 0 | 0 | 0 | 0 | 0 | 0 | 0 | 0 | 0 | 0 | 0 | 0 | 0 | 0 | 0 | 0 | 0 | 0 | 0 | 0 | 0 | 49.1061 | 49.1061 | 49.1061 | 49.1061 | 49.1061 | 49.1061 | 49.1061 | 49.1061 | 49.1061 | 49.1061 | 49.1061 | 49.1061 | 49.1061 | 49.1061 | 49.1061 | 0 | 0 | 0 | 0 | 0 | 0 | 0 | 0 | 0 | 0
Residential | Targeted Energy Efficiency | Tier 1 | Water Heater Tank Wrap (Electric DHW) | 5 | 0 | 84.24% | 0 | 11992.6096 | 1.3872 | 0 | 0 | 0 | 0 | 0 |  | n/a | 0.45441 | n/a | n/a | n/a | 0 | 0 | 1981.6979 | 341.7426 | 4899.6653 | 4361.0401 | 0 | 0 |  | 0 | 0 | 0 | 0 | 0 | 0 | 0 | 11992.6096 | 11992.6096 | 11992.6096 | 11992.6096 | 11992.6096 | 0 | 0 | 0 | 0 | 0 | 0 | 0 | 0 | 0 | 0 | 0 | 0 | 0 | 0 | 0 | 0 | 0 | 0 | 0 | 0 | 0 | 0 | 0 | 0 | 0 | 0 | 0 | 1.3872 | 1.3872 | 1.3872 | 1.3872 | 1.3872 | 0 | 0 | 0 | 0 | 0 | 0 | 0 | 0 | 0 | 0 | 0 | 0 | 0 | 0 | 0 | 0 | 0 | 0 | 0 | 0 | 0 | 0 | 0 | 0 | 0 | 0 | 0 | 0 | 0 | 0 | 0 | 0 | 0 | 0 | 0 | 0 | 0 | 0 | 0 | 0 | 0 | 0 | 0 | 0 | 0 | 0 | 0 | 0 | 0 | 0 | 0 | 0
Residential | Targeted Energy Efficiency | Tier 1 | Low Flow Faucet Aerator - Single Family (Electric DHW) | 9 | 0 | 84.24% | 0 | 5655.8621 | 2.4313 | 0 | 0 | 0 | 0 | 0 |  | n/a | 0.61224 | n/a | n/a | n/a | 0 | 0 | 2060.0378 | 251.8558 | 3780.3184 | 3364.7441 | 0 | 0 |  | 0 | 0 | 0 | 0 | 0 | 0 | 0 | 5655.8621 | 5655.8621 | 5655.8621 | 5655.8621 | 5655.8621 | 5655.8621 | 5655.8621 | 5655.8621 | 5655.8621 | 0 | 0 | 0 | 0 | 0 | 0 | 0 | 0 | 0 | 0 | 0 | 0 | 0 | 0 | 0 | 0 | 0 | 0 | 0 | 0 | 0 | 0 | 0 | 2.4313 | 2.4313 | 2.4313 | 2.4313 | 2.4313 | 2.4313 | 2.4313 | 2.4313 | 2.4313 | 0 | 0 | 0 | 0 | 0 | 0 | 0 | 0 | 0 | 0 | 0 | 0 | 0 | 0 | 0 | 0 | 0 | 0 | 0 | 0 | 0 | 0 | 0 | 0 | 0 | 0 | 0 | 0 | 0 | 0 | 0 | 0 | 0 | 0 | 0 | 0 | 0 | 0 | 0 | 0 | 0 | 0 | 0 | 0 | 0 | 0 | 0 | 0
Residential | Targeted Energy Efficiency | Tier 1 | Low Flow Faucet Aerator - Single Family (Natural Gas DHW) | 9 | 0 | 84.24% | 30.3074 | 0 | 0 | 0 | 0 | 0 | 0 | 0 |  | n/a | 0.48588 | n/a | n/a | n/a | 0 | 0 | 80.4865 | 0 | 186.1119 | 165.6525 | 0 | 0 |  | 0 | 0 | 0 | 0 | 0 | 0 | 0 | 0 | 0 | 0 | 0 | 0 | 0 | 0 | 0 | 0 | 0 | 0 | 0 | 0 | 0 | 0 | 0 | 0 | 0 | 0 | 0 | 0 | 0 | 0 | 0 | 0 | 0 | 0 | 0 | 0 | 0 | 0 | 0 | 0 | 0 | 0 | 0 | 0 | 0 | 0 | 0 | 0 | 0 | 0 | 0 | 0 | 0 | 0 | 0 | 0 | 0 | 0 | 0 | 0 | 0 | 0 | 0 | 0 | 0 | 0 | 0 | 0 | 0 | 0 | 0 | 30.3074 | 30.3074 | 30.3074 | 30.3074 | 30.3074 | 30.3074 | 30.3074 | 30.3074 | 30.3074 | 0 | 0 | 0 | 0 | 0 | 0 | 0 | 0 | 0 | 0 | 0 | 0 | 0 | 0 | 0 | 0
Residential | Targeted Energy Efficiency | Tier 1 | Low Flow Showerhead - Single Family (Electric DHW) | 10 | 0 | 84.24% | 0 | 11178.531 | 1.1129 | 0 | 0 | 0 | 0 | 0 |  | n/a | 0.42027 | n/a | n/a | n/a | 0 | 0 | 3033.7301 | 534.5395 | 8110.1638 | 7218.6051 | 0 | 0 |  | 0 | 0 | 0 | 0 | 0 | 0 | 0 | 11178.531 | 11178.531 | 11178.531 | 11178.531 | 11178.531 | 11178.531 | 11178.531 | 11178.531 | 11178.531 | 11178.531 | 0 | 0 | 0 | 0 | 0 | 0 | 0 | 0 | 0 | 0 | 0 | 0 | 0 | 0 | 0 | 0 | 0 | 0 | 0 | 0 | 0 | 0 | 1.1129 | 1.1129 | 1.1129 | 1.1129 | 1.1129 | 1.1129 | 1.1129 | 1.1129 | 1.1129 | 1.1129 | 0 | 0 | 0 | 0 | 0 | 0 | 0 | 0 | 0 | 0 | 0 | 0 | 0 | 0 | 0 | 0 | 0 | 0 | 0 | 0 | 0 | 0 | 0 | 0 | 0 | 0 | 0 | 0 | 0 | 0 | 0 | 0 | 0 | 0 | 0 | 0 | 0 | 0 | 0 | 0 | 0 | 0 | 0 | 0 | 0 | 0 | 0
Residential | Targeted Energy Efficiency | Tier 1 | Low Flow Showerhead - Single Family (Natural Gas DHW) | 10 | 0 | 84.24% | 59.9012 | 0 | 0 | 0 | 0 | 0 | 0 | 0 |  | n/a | 0.48588 | n/a | n/a | n/a | 0 | 0 | 172.3304 | 0 | 398.486 | 354.68 | 0 | 0 |  | 0 | 0 | 0 | 0 | 0 | 0 | 0 | 0 | 0 | 0 | 0 | 0 | 0 | 0 | 0 | 0 | 0 | 0 | 0 | 0 | 0 | 0 | 0 | 0 | 0 | 0 | 0 | 0 | 0 | 0 | 0 | 0 | 0 | 0 | 0 | 0 | 0 | 0 | 0 | 0 | 0 | 0 | 0 | 0 | 0 | 0 | 0 | 0 | 0 | 0 | 0 | 0 | 0 | 0 | 0 | 0 | 0 | 0 | 0 | 0 | 0 | 0 | 0 | 0 | 0 | 0 | 0 | 0 | 0 | 0 | 0 | 59.9012 | 59.9012 | 59.9012 | 59.9012 | 59.9012 | 59.9012 | 59.9012 | 59.9012 | 59.9012 | 59.9012 | 0 | 0 | 0 | 0 | 0 | 0 | 0 | 0 | 0 | 0 | 0 | 0 | 0 | 0 | 0
Residential | Targeted Energy Efficiency | Tier 1 | Air Sealing 20% ACH Reduction (ASHP) | 15 | 0 | 84.24% | 0 | 7535.9438 | 3.362 | 0 | 0 | 0 | 0 | 0 |  | n/a | 0.58837 | n/a | n/a | n/a | 0 | 0 | 3833.6022 | 459.0915 | 7320.3685 | 6515.6328 | 0 | 0 |  | 0 | 0 | 0 | 0 | 0 | 0 | 0 | 7535.9438 | 7535.9438 | 7535.9438 | 7535.9438 | 7535.9438 | 7535.9438 | 7535.9438 | 7535.9438 | 7535.9438 | 7535.9438 | 7535.9438 | 7535.9438 | 7535.9438 | 7535.9438 | 7535.9438 | 0 | 0 | 0 | 0 | 0 | 0 | 0 | 0 | 0 | 0 | 0 | 0 | 0 | 0 | 0 | 0 | 0 | 3.362 | 3.362 | 3.362 | 3.362 | 3.362 | 3.362 | 3.362 | 3.362 | 3.362 | 3.362 | 3.362 | 3.362 | 3.362 | 3.362 | 3.362 | 0 | 0 | 0 | 0 | 0 | 0 | 0 | 0 | 0 | 0 | 0 | 0 | 0 | 0 | 0 | 0 | 0 | 0 | 0 | 0 | 0 | 0 | 0 | 0 | 0 | 0 | 0 | 0 | 0 | 0 | 0 | 0 | 0 | 0 | 0 | 0 | 0 | 0 | 0 | 0 | 0 | 0
Residential | Targeted Energy Efficiency | Tier 1 | Air Sealing 20% ACH Reduction (CAC & Electric Heat) | 15 | 0 | 84.24% | 0 | 38037.9667 | 5.1314 | 0 | 0 | 0 | 0 | 0 |  | n/a | 0.41904 | n/a | n/a | n/a | 0 | 0 | 13781.3981 | 2317.2819 | 36949.8416 | 32887.9076 | 0 | 0 |  | 0 | 0 | 0 | 0 | 0 | 0 | 0 | 38037.9667 | 38037.9667 | 38037.9667 | 38037.9667 | 38037.9667 | 38037.9667 | 38037.9667 | 38037.9667 | 38037.9667 | 38037.9667 | 38037.9667 | 38037.9667 | 38037.9667 | 38037.9667 | 38037.9667 | 0 | 0 | 0 | 0 | 0 | 0 | 0 | 0 | 0 | 0 | 0 | 0 | 0 | 0 | 0 | 0 | 0 | 5.1314 | 5.1314 | 5.1314 | 5.1314 | 5.1314 | 5.1314 | 5.1314 | 5.1314 | 5.1314 | 5.1314 | 5.1314 | 5.1314 | 5.1314 | 5.1314 | 5.1314 | 0 | 0 | 0 | 0 | 0 | 0 | 0 | 0 | 0 | 0 | 0 | 0 | 0 | 0 | 0 | 0 | 0 | 0 | 0 | 0 | 0 | 0 | 0 | 0 | 0 | 0 | 0 | 0 | 0 | 0 | 0 | 0 | 0 | 0 | 0 | 0 | 0 | 0 | 0 | 0 | 0 | 0
Residential | Targeted Energy Efficiency | Tier 1 | Duct Sealing 10% (ASHP) | 20 | 0 | 84.24% | 0 | 8037.4634 | 4.2814 | 0 | 0 | 0 | 0 | 0 |  | n/a | 0.61863 | n/a | n/a | n/a | 0 | 0 | 5143.2022 | 561.0485 | 9340.676 | 8313.8459 | 0 | 0 |  | 0 | 0 | 0 | 0 | 0 | 0 | 0 | 8037.4634 | 8037.4634 | 8037.4634 | 8037.4634 | 8037.4634 | 8037.4634 | 8037.4634 | 8037.4634 | 8037.4634 | 8037.4634 | 8037.4634 | 8037.4634 | 8037.4634 | 8037.4634 | 8037.4634 | 8037.4634 | 8037.4634 | 8037.4634 | 8037.4634 | 8037.4634 | 0 | 0 | 0 | 0 | 0 | 0 | 0 | 0 | 0 | 0 | 0 | 0 | 4.2814 | 4.2814 | 4.2814 | 4.2814 | 4.2814 | 4.2814 | 4.2814 | 4.2814 | 4.2814 | 4.2814 | 4.2814 | 4.2814 | 4.2814 | 4.2814 | 4.2814 | 4.2814 | 4.2814 | 4.2814 | 4.2814 | 4.2814 | 0 | 0 | 0 | 0 | 0 | 0 | 0 | 0 | 0 | 0 | 0 | 0 | 0 | 0 | 0 | 0 | 0 | 0 | 0 | 0 | 0 | 0 | 0 | 0 | 0 | 0 | 0 | 0 | 0 | 0 | 0 | 0 | 0 | 0 | 0 | 0 | 0
Residential | Targeted Energy Efficiency | Tier 1 | Duct Sealing 10% (CAC & Electric Heat) | 20 | 0 | 84.24% | 0 | 41560.5043 | 3.2531 | 0 | 0 | 0 | 0 | 0 |  | n/a | 0.37661 | n/a | n/a | n/a | 0 | 0 | 16190.3696 | 2901.0966 | 48299.2193 | 42989.6365 | 0 | 0 |  | 0 | 0 | 0 | 0 | 0 | 0 | 0 | 41560.5043 | 41560.5043 | 41560.5043 | 41560.5043 | 41560.5043 | 41560.5043 | 41560.5043 | 41560.5043 | 41560.5043 | 41560.5043 | 41560.5043 | 41560.5043 | 41560.5043 | 41560.5043 | 41560.5043 | 41560.5043 | 41560.5043 | 41560.5043 | 41560.5043 | 41560.5043 | 0 | 0 | 0 | 0 | 0 | 0 | 0 | 0 | 0 | 0 | 0 | 0 | 3.2531 | 3.2531 | 3.2531 | 3.2531 | 3.2531 | 3.2531 | 3.2531 | 3.2531 | 3.2531 | 3.2531 | 3.2531 | 3.2531 | 3.2531 | 3.2531 | 3.2531 | 3.2531 | 3.2531 | 3.2531 | 3.2531 | 3.2531 | 0 | 0 | 0 | 0 | 0 | 0 | 0 | 0 | 0 | 0 | 0 | 0 | 0 | 0 | 0 | 0 | 0 | 0 | 0 | 0 | 0 | 0 | 0 | 0 | 0 | 0 | 0 | 0 | 0 | 0 | 0 | 0 | 0 | 0 | 0 | 0 | 0
Residential | Targeted Energy Efficiency | Tier 1 | Attic Insulation R-38 (ASHP) | 25 | 0 | 84.24% | 0 | 1987.9523 | 1.215 | 0 | 0 | 0 | 0 | 0 |  | n/a | 0.64912 | n/a | n/a | n/a | 0 | 0 | 1503.8411 | 150.7426 | 2602.8828 | 2316.7452 | 0 | 0 |  | 0 | 0 | 0 | 0 | 0 | 0 | 0 | 1987.9523 | 1987.9523 | 1987.9523 | 1987.9523 | 1987.9523 | 1987.9523 | 1987.9523 | 1987.9523 | 1987.9523 | 1987.9523 | 1987.9523 | 1987.9523 | 1987.9523 | 1987.9523 | 1987.9523 | 1987.9523 | 1987.9523 | 1987.9523 | 1987.9523 | 1987.9523 | 1987.9523 | 1987.9523 | 1987.9523 | 1987.9523 | 1987.9523 | 0 | 0 | 0 | 0 | 0 | 0 | 0 | 1.215 | 1.215 | 1.215 | 1.215 | 1.215 | 1.215 | 1.215 | 1.215 | 1.215 | 1.215 | 1.215 | 1.215 | 1.215 | 1.215 | 1.215 | 1.215 | 1.215 | 1.215 | 1.215 | 1.215 | 1.215 | 1.215 | 1.215 | 1.215 | 1.215 | 0 | 0 | 0 | 0 | 0 | 0 | 0 | 0 | 0 | 0 | 0 | 0 | 0 | 0 | 0 | 0 | 0 | 0 | 0 | 0 | 0 | 0 | 0 | 0 | 0 | 0 | 0 | 0 | 0 | 0 | 0 | 0
Residential | Targeted Energy Efficiency | Tier 1 | Attic Insulation R-38 (CAC & Electric Heat) | 25 | 0 | 84.24% | 0 | 11370.1791 | 0.37755 | 0 | 0 | 0 | 0 | 0 |  | n/a | 0.34564 | n/a | n/a | n/a | 0 | 0 | 4580.0314 | 862.1789 | 14887.3004 | 13250.7242 | 0 | 0 |  | 0 | 0 | 0 | 0 | 0 | 0 | 0 | 11370.1791 | 11370.1791 | 11370.1791 | 11370.1791 | 11370.1791 | 11370.1791 | 11370.1791 | 11370.1791 | 11370.1791 | 11370.1791 | 11370.1791 | 11370.1791 | 11370.1791 | 11370.1791 | 11370.1791 | 11370.1791 | 11370.1791 | 11370.1791 | 11370.1791 | 11370.1791 | 11370.1791 | 11370.1791 | 11370.1791 | 11370.1791 | 11370.1791 | 0 | 0 | 0 | 0 | 0 | 0 | 0 | 0.37755 | 0.37755 | 0.37755 | 0.37755 | 0.37755 | 0.37755 | 0.37755 | 0.37755 | 0.37755 | 0.37755 | 0.37755 | 0.37755 | 0.37755 | 0.37755 | 0.37755 | 0.37755 | 0.37755 | 0.37755 | 0.37755 | 0.37755 | 0.37755 | 0.37755 | 0.37755 | 0.37755 | 0.37755 | 0 | 0 | 0 | 0 | 0 | 0 | 0 | 0 | 0 | 0 | 0 | 0 | 0 | 0 | 0 | 0 | 0 | 0 | 0 | 0 | 0 | 0 | 0 | 0 | 0 | 0 | 0 | 0 | 0 | 0 | 0 | 0
Residential | Targeted Energy Efficiency | Tier 1 | Basement Sidewall Insulation R-13 (ASHP) | 25 | 0 | 84.24% | 0 | 0 | 0 | 0 | 0 | 0 | 0 | 0 |  | n/a | n/a | n/a | n/a | n/a | 0 | 0 | 0 | 0 | 0 | 0 | 0 | 0 |  | 0 | 0 | 0 | 0 | 0 | 0 | 0 | 0 | 0 | 0 | 0 | 0 | 0 | 0 | 0 | 0 | 0 | 0 | 0 | 0 | 0 | 0 | 0 | 0 | 0 | 0 | 0 | 0 | 0 | 0 | 0 | 0 | 0 | 0 | 0 | 0 | 0 | 0 | 0 | 0 | 0 | 0 | 0 | 0 | 0 | 0 | 0 | 0 | 0 | 0 | 0 | 0 | 0 | 0 | 0 | 0 | 0 | 0 | 0 | 0 | 0 | 0 | 0 | 0 | 0 | 0 | 0 | 0 | 0 | 0 | 0 | 0 | 0 | 0 | 0 | 0 | 0 | 0 | 0 | 0 | 0 | 0 | 0 | 0 | 0 | 0 | 0 | 0 | 0 | 0 | 0 | 0 | 0 | 0 | 0 | 0
Residential | Targeted Energy Efficiency | Tier 1 | Basement Sidewall Insulation R-13 (CAC & Electric Heat) | 25 | 0 | 84.24% | 0 | 4916.4634 | 0.12892 | 0 | 0 | 0 | 0 | 0 |  | n/a | 0.34198 | n/a | n/a | n/a | 0 | 0 | 1959.3989 | 372.806 | 6437.266 | 5729.6107 | 0 | 0 |  | 0 | 0 | 0 | 0 | 0 | 0 | 0 | 4916.4634 | 4916.4634 | 4916.4634 | 4916.4634 | 4916.4634 | 4916.4634 | 4916.4634 | 4916.4634 | 4916.4634 | 4916.4634 | 4916.4634 | 4916.4634 | 4916.4634 | 4916.4634 | 4916.4634 | 4916.4634 | 4916.4634 | 4916.4634 | 4916.4634 | 4916.4634 | 4916.4634 | 4916.4634 | 4916.4634 | 4916.4634 | 4916.4634 | 0 | 0 | 0 | 0 | 0 | 0 | 0 | 0.12892 | 0.12892 | 0.12892 | 0.12892 | 0.12892 | 0.12892 | 0.12892 | 0.12892 | 0.12892 | 0.12892 | 0.12892 | 0.12892 | 0.12892 | 0.12892 | 0.12892 | 0.12892 | 0.12892 | 0.12892 | 0.12892 | 0.12892 | 0.12892 | 0.12892 | 0.12892 | 0.12892 | 0.12892 | 0 | 0 | 0 | 0 | 0 | 0 | 0 | 0 | 0 | 0 | 0 | 0 | 0 | 0 | 0 | 0 | 0 | 0 | 0 | 0 | 0 | 0 | 0 | 0 | 0 | 0 | 0 | 0 | 0 | 0 | 0 | 0
Residential | Targeted Energy Efficiency | Tier 1 | Crawlspace Insulation R-19 (ASHP) | 25 | 0 | 84.24% | 0 | 41007.749 | 25.4487 | 0 | 0 | 0 | 0 | 0 |  | n/a | 0.65406 | n/a | n/a | n/a | 0 | 0 | 31257.4266 | 3109.5391 | 53692.6175 | 47790.1329 | 0 | 0 |  | 0 | 0 | 0 | 0 | 0 | 0 | 0 | 41007.749 | 41007.749 | 41007.749 | 41007.749 | 41007.749 | 41007.749 | 41007.749 | 41007.749 | 41007.749 | 41007.749 | 41007.749 | 41007.749 | 41007.749 | 41007.749 | 41007.749 | 41007.749 | 41007.749 | 41007.749 | 41007.749 | 41007.749 | 41007.749 | 41007.749 | 41007.749 | 41007.749 | 41007.749 | 0 | 0 | 0 | 0 | 0 | 0 | 0 | 25.4487 | 25.4487 | 25.4487 | 25.4487 | 25.4487 | 25.4487 | 25.4487 | 25.4487 | 25.4487 | 25.4487 | 25.4487 | 25.4487 | 25.4487 | 25.4487 | 25.4487 | 25.4487 | 25.4487 | 25.4487 | 25.4487 | 25.4487 | 25.4487 | 25.4487 | 25.4487 | 25.4487 | 25.4487 | 0 | 0 | 0 | 0 | 0 | 0 | 0 | 0 | 0 | 0 | 0 | 0 | 0 | 0 | 0 | 0 | 0 | 0 | 0 | 0 | 0 | 0 | 0 | 0 | 0 | 0 | 0 | 0 | 0 | 0 | 0 | 0
Residential | Targeted Energy Efficiency | Tier 1 | Crawlspace Insulation R-19 (CAC & Electric Heat) | 25 | 0 | 84.24% | 0 | 240477.0135 | 6.7707 | 0 | 0 | 0 | 0 | 0 |  | n/a | 0.34299 | n/a | n/a | n/a | 0 | 0 | 96123.7168 | 18234.9118 | 314863.4246 | 280250.1649 | 0 | 0 |  | 0 | 0 | 0 | 0 | 0 | 0 | 0 | 240477.0135 | 240477.0135 | 240477.0135 | 240477.0135 | 240477.0135 | 240477.0135 | 240477.0135 | 240477.0135 | 240477.0135 | 240477.0135 | 240477.0135 | 240477.0135 | 240477.0135 | 240477.0135 | 240477.0135 | 240477.0135 | 240477.0135 | 240477.0135 | 240477.0135 | 240477.0135 | 240477.0135 | 240477.0135 | 240477.0135 | 240477.0135 | 240477.0135 | 0 | 0 | 0 | 0 | 0 | 0 | 0 | 6.7707 | 6.7707 | 6.7707 | 6.7707 | 6.7707 | 6.7707 | 6.7707 | 6.7707 | 6.7707 | 6.7707 | 6.7707 | 6.7707 | 6.7707 | 6.7707 | 6.7707 | 6.7707 | 6.7707 | 6.7707 | 6.7707 | 6.7707 | 6.7707 | 6.7707 | 6.7707 | 6.7707 | 6.7707 | 0 | 0 | 0 | 0 | 0 | 0 | 0 | 0 | 0 | 0 | 0 | 0 | 0 | 0 | 0 | 0 | 0 | 0 | 0 | 0 | 0 | 0 | 0 | 0 | 0 | 0 | 0 | 0 | 0 | 0 | 0 | 0
Residential | Targeted Energy Efficiency | Tier 1 | Efficient Door (SF) | 25 | 0 | 84.24% | 0 | 9906.4677 | 6.3203 | 0 | 0 | 0 | 0 | 0 |  | n/a | 0.6632 | n/a | n/a | n/a | 0 | 0 | 7656.5928 | 751.1885 | 12970.8212 | 11544.9255 | 0 | 0 |  | 0 | 0 | 0 | 0 | 0 | 0 | 0 | 9906.4677 | 9906.4677 | 9906.4677 | 9906.4677 | 9906.4677 | 9906.4677 | 9906.4677 | 9906.4677 | 9906.4677 | 9906.4677 | 9906.4677 | 9906.4677 | 9906.4677 | 9906.4677 | 9906.4677 | 9906.4677 | 9906.4677 | 9906.4677 | 9906.4677 | 9906.4677 | 9906.4677 | 9906.4677 | 9906.4677 | 9906.4677 | 9906.4677 | 0 | 0 | 0 | 0 | 0 | 0 | 0 | 6.3203 | 6.3203 | 6.3203 | 6.3203 | 6.3203 | 6.3203 | 6.3203 | 6.3203 | 6.3203 | 6.3203 | 6.3203 | 6.3203 | 6.3203 | 6.3203 | 6.3203 | 6.3203 | 6.3203 | 6.3203 | 6.3203 | 6.3203 | 6.3203 | 6.3203 | 6.3203 | 6.3203 | 6.3203 | 0 | 0 | 0 | 0 | 0 | 0 | 0 | 0 | 0 | 0 | 0 | 0 | 0 | 0 | 0 | 0 | 0 | 0 | 0 | 0 | 0 | 0 | 0 | 0 | 0 | 0 | 0 | 0 | 0 | 0 | 0 | 0
Residential | Targeted Energy Efficiency | Tier 1 | Efficient Window (SF) | 25 | 0 | 84.24% | 0 | 9974.4366 | 6.3637 | 0 | 0 | 0 | 0 | 0 |  | n/a | 0.6632 | n/a | n/a | n/a | 0 | 0 | 7709.1252 | 756.3424 | 13059.8148 | 11624.1359 | 0 | 0 |  | 0 | 0 | 0 | 0 | 0 | 0 | 0 | 9974.4366 | 9974.4366 | 9974.4366 | 9974.4366 | 9974.4366 | 9974.4366 | 9974.4366 | 9974.4366 | 9974.4366 | 9974.4366 | 9974.4366 | 9974.4366 | 9974.4366 | 9974.4366 | 9974.4366 | 9974.4366 | 9974.4366 | 9974.4366 | 9974.4366 | 9974.4366 | 9974.4366 | 9974.4366 | 9974.4366 | 9974.4366 | 9974.4366 | 0 | 0 | 0 | 0 | 0 | 0 | 0 | 6.3637 | 6.3637 | 6.3637 | 6.3637 | 6.3637 | 6.3637 | 6.3637 | 6.3637 | 6.3637 | 6.3637 | 6.3637 | 6.3637 | 6.3637 | 6.3637 | 6.3637 | 6.3637 | 6.3637 | 6.3637 | 6.3637 | 6.3637 | 6.3637 | 6.3637 | 6.3637 | 6.3637 | 6.3637 | 0 | 0 | 0 | 0 | 0 | 0 | 0 | 0 | 0 | 0 | 0 | 0 | 0 | 0 | 0 | 0 | 0 | 0 | 0 | 0 | 0 | 0 | 0 | 0 | 0 | 0 | 0 | 0 | 0 | 0 | 0 | 0
Residential | Targeted Energy Efficiency | Heat Pump | Efficient Heat Pump (SEER 15, EER 12.5, HSPF 8.5) | 18 | 0 | 84.24% | 0 | 8886.9127 | 4.3415 | 0 | 0 | 0 | 0 | 0 |  | n/a | 0.60074 | n/a | n/a | n/a | 0 | 0 | 5187.0656 | 592.3855 | 9700.9492 | 8634.5139 | 0 | 0 |  | 0 | 0 | 0 | 0 | 0 | 0 | 0 | 8886.9127 | 8886.9127 | 8886.9127 | 8886.9127 | 8886.9127 | 8886.9127 | 8886.9127 | 8886.9127 | 8886.9127 | 8886.9127 | 8886.9127 | 8886.9127 | 8886.9127 | 8886.9127 | 8886.9127 | 8886.9127 | 8886.9127 | 8886.9127 | 0 | 0 | 0 | 0 | 0 | 0 | 0 | 0 | 0 | 0 | 0 | 0 | 0 | 0 | 4.3415 | 4.3415 | 4.3415 | 4.3415 | 4.3415 | 4.3415 | 4.3415 | 4.3415 | 4.3415 | 4.3415 | 4.3415 | 4.3415 | 4.3415 | 4.3415 | 4.3415 | 4.3415 | 4.3415 | 4.3415 | 0 | 0 | 0 | 0 | 0 | 0 | 0 | 0 | 0 | 0 | 0 | 0 | 0 | 0 | 0 | 0 | 0 | 0 | 0 | 0 | 0 | 0 | 0 | 0 | 0 | 0 | 0 | 0 | 0 | 0 | 0 | 0 | 0 | 0 | 0 | 0 | 0 | 0 | 0
Residential | Targeted Energy Efficiency | Heat Pump | Efficient Heat Pump SEER 14 Replace Resistance Heat w/CAC | 18 | 6 | 84.24% | 0 | 0 | 0 | 242298.9592 | 17.745 | 0 | 0 | 0 |  | n/a | 0.42498 | n/a | n/a | n/a | 0 | 0 | 43859.4809 | 7991.7834 | 115950.6323 | 103204.0601 | 0 | 0 |  | 0 | 0 | 0 | 0 | 0 | 0 | 0 | 242298.9592 | 242298.9592 | 242298.9592 | 242298.9592 | 242298.9592 | 242298.9592 | 0 | 0 | 0 | 0 | 0 | 0 | 0 | 0 | 0 | 0 | 0 | 0 | 0 | 0 | 0 | 0 | 0 | 0 | 0 | 0 | 0 | 0 | 0 | 0 | 0 | 0 | 17.745 | 17.745 | 17.745 | 17.745 | 17.745 | 17.745 | 0 | 0 | 0 | 0 | 0 | 0 | 0 | 0 | 0 | 0 | 0 | 0 | 0 | 0 | 0 | 0 | 0 | 0 | 0 | 0 | 0 | 0 | 0 | 0 | 0 | 0 | 0 | 0 | 0 | 0 | 0 | 0 | 0 | 0 | 0 | 0 | 0 | 0 | 0 | 0 | 0 | 0 | 0 | 0 | 0 | 0 | 0 | 0 | 0 | 0 | 0
Residential | Community Outreach | 0 | Standard CFL | 5 | 0 | 42.45% | 0 | 0 | 0 | 0 | 0 | 0 | 0 | 0 |  | n/a | n/a | n/a | n/a | n/a | 0 | 0 | 0 | 0 | 0 | 0 | 0 | 0 |  | 0 | 0 | 0 | 0 | 0 | 0 | 0 | 0 | 0 | 0 | 0 | 0 | 0 | 0 | 0 | 0 | 0 | 0 | 0 | 0 | 0 | 0 | 0 | 0 | 0 | 0 | 0 | 0 | 0 | 0 | 0 | 0 | 0 | 0 | 0 | 0 | 0 | 0 | 0 | 0 | 0 | 0 | 0 | 0 | 0 | 0 | 0 | 0 | 0 | 0 | 0 | 0 | 0 | 0 | 0 | 0 | 0 | 0 | 0 | 0 | 0 | 0 | 0 | 0 | 0 | 0 | 0 | 0 | 0 | 0 | 0 | 0 | 0 | 0 | 0 | 0 | 0 | 0 | 0 | 0 | 0 | 0 | 0 | 0 | 0 | 0 | 0 | 0 | 0 | 0 | 0 | 0 | 0 | 0 | 0 | 0
Residential | Student Energy Education | 0 | Standard CFL | 5 | 0 | 66.86% | 0 | 0 | 0 | 0 | 0 | 0 | 0 | 0 |  | n/a | n/a | n/a | n/a | n/a | 0 | 0 | 0 | 0 | 0 | 0 | 0 | 0 |  | 0 | 0 | 0 | 0 | 0 | 0 | 0 | 0 | 0 | 0 | 0 | 0 | 0 | 0 | 0 | 0 | 0 | 0 | 0 | 0 | 0 | 0 | 0 | 0 | 0 | 0 | 0 | 0 | 0 | 0 | 0 | 0 | 0 | 0 | 0 | 0 | 0 | 0 | 0 | 0 | 0 | 0 | 0 | 0 | 0 | 0 | 0 | 0 | 0 | 0 | 0 | 0 | 0 | 0 | 0 | 0 | 0 | 0 | 0 | 0 | 0 | 0 | 0 | 0 | 0 | 0 | 0 | 0 | 0 | 0 | 0 | 0 | 0 | 0 | 0 | 0 | 0 | 0 | 0 | 0 | 0 | 0 | 0 | 0 | 0 | 0 | 0 | 0 | 0 | 0 | 0 | 0 | 0 | 0 | 0 | 0
Residential | Student Energy Education | 0 | Low Flow Faucet Aerator - Single Family (Electric DHW) | 9 | 0 | 66.86% | 0 | 0 | 0 | 0 | 0 | 0 | 0 | 0 |  | n/a | n/a | n/a | n/a | n/a | 0 | 0 | 0 | 0 | 0 | 0 | 0 | 0 |  | 0 | 0 | 0 | 0 | 0 | 0 | 0 | 0 | 0 | 0 | 0 | 0 | 0 | 0 | 0 | 0 | 0 | 0 | 0 | 0 | 0 | 0 | 0 | 0 | 0 | 0 | 0 | 0 | 0 | 0 | 0 | 0 | 0 | 0 | 0 | 0 | 0 | 0 | 0 | 0 | 0 | 0 | 0 | 0 | 0 | 0 | 0 | 0 | 0 | 0 | 0 | 0 | 0 | 0 | 0 | 0 | 0 | 0 | 0 | 0 | 0 | 0 | 0 | 0 | 0 | 0 | 0 | 0 | 0 | 0 | 0 | 0 | 0 | 0 | 0 | 0 | 0 | 0 | 0 | 0 | 0 | 0 | 0 | 0 | 0 | 0 | 0 | 0 | 0 | 0 | 0 | 0 | 0 | 0 | 0 | 0
Residential | Student Energy Education | 0 | Low Flow Faucet Aerator - Single Family (Natural Gas DHW) | 9 | 0 | 66.86% | 0 | 0 | 0 | 0 | 0 | 0 | 0 | 0 |  | n/a | n/a | n/a | n/a | n/a | 0 | 0 | 0 | 0 | 0 | 0 | 0 | 0 |  | 0 | 0 | 0 | 0 | 0 | 0 | 0 | 0 | 0 | 0 | 0 | 0 | 0 | 0 | 0 | 0 | 0 | 0 | 0 | 0 | 0 | 0 | 0 | 0 | 0 | 0 | 0 | 0 | 0 | 0 | 0 | 0 | 0 | 0 | 0 | 0 | 0 | 0 | 0 | 0 | 0 | 0 | 0 | 0 | 0 | 0 | 0 | 0 | 0 | 0 | 0 | 0 | 0 | 0 | 0 | 0 | 0 | 0 | 0 | 0 | 0 | 0 | 0 | 0 | 0 | 0 | 0 | 0 | 0 | 0 | 0 | 0 | 0 | 0 | 0 | 0 | 0 | 0 | 0 | 0 | 0 | 0 | 0 | 0 | 0 | 0 | 0 | 0 | 0 | 0 | 0 | 0 | 0 | 0 | 0 | 0
Residential | Student Energy Education | 0 | Low Flow Showerhead - Single Family (Electric DHW) | 10 | 0 | 66.86% | 0 | 0 | 0 | 0 | 0 | 0 | 0 | 0 |  | n/a | n/a | n/a | n/a | n/a | 0 | 0 | 0 | 0 | 0 | 0 | 0 | 0 |  | 0 | 0 | 0 | 0 | 0 | 0 | 0 | 0 | 0 | 0 | 0 | 0 | 0 | 0 | 0 | 0 | 0 | 0 | 0 | 0 | 0 | 0 | 0 | 0 | 0 | 0 | 0 | 0 | 0 | 0 | 0 | 0 | 0 | 0 | 0 | 0 | 0 | 0 | 0 | 0 | 0 | 0 | 0 | 0 | 0 | 0 | 0 | 0 | 0 | 0 | 0 | 0 | 0 | 0 | 0 | 0 | 0 | 0 | 0 | 0 | 0 | 0 | 0 | 0 | 0 | 0 | 0 | 0 | 0 | 0 | 0 | 0 | 0 | 0 | 0 | 0 | 0 | 0 | 0 | 0 | 0 | 0 | 0 | 0 | 0 | 0 | 0 | 0 | 0 | 0 | 0 | 0 | 0 | 0 | 0 | 0
Residential | Student Energy Education | 0 | Low Flow Showerhead - Single Family (Natural Gas DHW) | 10 | 0 | 66.86% | 0 | 0 | 0 | 0 | 0 | 0 | 0 | 0 |  | n/a | n/a | n/a | n/a | n/a | 0 | 0 | 0 | 0 | 0 | 0 | 0 | 0 |  | 0 | 0 | 0 | 0 | 0 | 0 | 0 | 0 | 0 | 0 | 0 | 0 | 0 | 0 | 0 | 0 | 0 | 0 | 0 | 0 | 0 | 0 | 0 | 0 | 0 | 0 | 0 | 0 | 0 | 0 | 0 | 0 | 0 | 0 | 0 | 0 | 0 | 0 | 0 | 0 | 0 | 0 | 0 | 0 | 0 | 0 | 0 | 0 | 0 | 0 | 0 | 0 | 0 | 0 | 0 | 0 | 0 | 0 | 0 | 0 | 0 | 0 | 0 | 0 | 0 | 0 | 0 | 0 | 0 | 0 | 0 | 0 | 0 | 0 | 0 | 0 | 0 | 0 | 0 | 0 | 0 | 0 | 0 | 0 | 0 | 0 | 0 | 0 | 0 | 0 | 0 | 0 | 0 | 0 | 0 | 0
Commercial | Commercial Incentive Program | Prescriptive | Lighting Optimization - Remove 4ft Lamp from T8 System | 11 | 0 | 83.46% | 0 | 71932.6255 | 16.3923 | 0 | 0 | 7051.0525 | 0 | 4224 |  | 5.9472 | 0.74908 | 9.9276 | 6.8411 | 14.8636 | 0.0076401 | 0.034086 | 24341.6322 | 3658.56 | 58384.1165 | 30043.2397 | 2451.9215 | 4092.9515 |  | 0 | 0 | 0 | 0 | 0 | 0 | 0 | 71932.6255 | 71932.6255 | 71932.6255 | 71932.6255 | 71932.6255 | 71932.6255 | 71932.6255 | 71932.6255 | 71932.6255 | 71932.6255 | 71932.6255 | 0 | 0 | 0 | 0 | 0 | 0 | 0 | 0 | 0 | 0 | 0 | 0 | 0 | 0 | 0 | 0 | 0 | 0 | 0 | 0 | 0 | 16.3923 | 16.3923 | 16.3923 | 16.3923 | 16.3923 | 16.3923 | 16.3923 | 16.3923 | 16.3923 | 16.3923 | 16.3923 | 0 | 0 | 0 | 0 | 0 | 0 | 0 | 0 | 0 | 0 | 0 | 0 | 0 | 0 | 0 | 0 | 0 | 0 | 0 | 0 | 0 | 0 | 0 | 0 | 0 | 0 | 0 | 0 | 0 | 0 | 0 | 0 | 0 | 0 | 0 | 0 | 0 | 0 | 0 | 0 | 0 | 0 | 0 | 0 | 0 | 0
Commercial | Commercial Incentive Program | Prescriptive | Lighting Optimization - Remove 8ft Lamp from T8 System | 11 | 0 | 83.46% | 0 | 149003.2958 | 33.9555 | 0 | 0 | 9401.4033 | 0 | 5632 |  | 9.2394 | 0.76978 | 15.4232 | 10.6281 | 22.7601 | 0.0049178 | 0.021941 | 50421.9524 | 7578.4457 | 120938.5271 | 62232.425 | 3269.2286 | 5457.2686 |  | 0 | 0 | 0 | 0 | 0 | 0 | 0 | 149003.2958 | 149003.2958 | 149003.2958 | 149003.2958 | 149003.2958 | 149003.2958 | 149003.2958 | 149003.2958 | 149003.2958 | 149003.2958 | 149003.2958 | 0 | 0 | 0 | 0 | 0 | 0 | 0 | 0 | 0 | 0 | 0 | 0 | 0 | 0 | 0 | 0 | 0 | 0 | 0 | 0 | 0 | 33.9555 | 33.9555 | 33.9555 | 33.9555 | 33.9555 | 33.9555 | 33.9555 | 33.9555 | 33.9555 | 33.9555 | 33.9555 | 0 | 0 | 0 | 0 | 0 | 0 | 0 | 0 | 0 | 0 | 0 | 0 | 0 | 0 | 0 | 0 | 0 | 0 | 0 | 0 | 0 | 0 | 0 | 0 | 0 | 0 | 0 | 0 | 0 | 0 | 0 | 0 | 0 | 0 | 0 | 0 | 0 | 0 | 0 | 0 | 0 | 0 | 0 | 0 | 0 | 0
Commercial | Commercial Incentive Program | Prescriptive | High Bay Fluorescent Fixture w/ HE Electronic Ballast (T5 ≤4 lamps) | 15 | 0 | 83.46% | 0 | 198077.4612 | 45.1388 | 0 | 0 | 39395.0848 | 0 | 23600 |  | 3.5171 | 0.68908 | 5.8711 | 4.0448 | 9.3395 | 0.012942 | 0.069161 | 80428.6111 | 12066.9258 | 199874.6842 | 103018.8022 | 13699.1825 | 22867.8159 |  | 0 | 0 | 0 | 0 | 0 | 0 | 0 | 198077.4612 | 198077.4612 | 198077.4612 | 198077.4612 | 198077.4612 | 198077.4612 | 198077.4612 | 198077.4612 | 198077.4612 | 198077.4612 | 198077.4612 | 198077.4612 | 198077.4612 | 198077.4612 | 198077.4612 | 0 | 0 | 0 | 0 | 0 | 0 | 0 | 0 | 0 | 0 | 0 | 0 | 0 | 0 | 0 | 0 | 0 | 45.1388 | 45.1388 | 45.1388 | 45.1388 | 45.1388 | 45.1388 | 45.1388 | 45.1388 | 45.1388 | 45.1388 | 45.1388 | 45.1388 | 45.1388 | 45.1388 | 45.1388 | 0 | 0 | 0 | 0 | 0 | 0 | 0 | 0 | 0 | 0 | 0 | 0 | 0 | 0 | 0 | 0 | 0 | 0 | 0 | 0 | 0 | 0 | 0 | 0 | 0 | 0 | 0 | 0 | 0 | 0 | 0 | 0 | 0 | 0 | 0 | 0 | 0 | 0 | 0 | 0 | 0 | 0
Commercial | Commercial Incentive Program | Prescriptive | High Bay Fluorescent Fixture w/ HE Electronic Ballast (T5 >4 lamps) | 15 | 0 | 83.46% | 0 | 163629.207 | 37.2885 | 0 | 0 | 39395.0848 | 0 | 23600 |  | 2.9054 | 0.67247 | 4.85 | 3.3413 | 7.8194 | 0.015667 | 0.083721 | 66441.0265 | 9968.33 | 165113.8696 | 85102.4888 | 13699.1825 | 22867.8159 |  | 0 | 0 | 0 | 0 | 0 | 0 | 0 | 163629.207 | 163629.207 | 163629.207 | 163629.207 | 163629.207 | 163629.207 | 163629.207 | 163629.207 | 163629.207 | 163629.207 | 163629.207 | 163629.207 | 163629.207 | 163629.207 | 163629.207 | 0 | 0 | 0 | 0 | 0 | 0 | 0 | 0 | 0 | 0 | 0 | 0 | 0 | 0 | 0 | 0 | 0 | 37.2885 | 37.2885 | 37.2885 | 37.2885 | 37.2885 | 37.2885 | 37.2885 | 37.2885 | 37.2885 | 37.2885 | 37.2885 | 37.2885 | 37.2885 | 37.2885 | 37.2885 | 0 | 0 | 0 | 0 | 0 | 0 | 0 | 0 | 0 | 0 | 0 | 0 | 0 | 0 | 0 | 0 | 0 | 0 | 0 | 0 | 0 | 0 | 0 | 0 | 0 | 0 | 0 | 0 | 0 | 0 | 0 | 0 | 0 | 0 | 0 | 0 | 0 | 0 | 0 | 0 | 0 | 0
Commercial | Commercial Incentive Program | Prescriptive | High Bay Fluorescent Fixture (HP T8 ≤4 lamps) | 15 | 0 | 83.46% | 0 | 339286.1096 | 77.318 | 0 | 0 | 104163.275 | 0 | 62400 |  | 2.2785 | 0.64775 | 3.8034 | 2.6203 | 6.2613 | 0.019978 | 0.10676 | 137765.8538 | 20669.39 | 342364.5659 | 176460.504 | 36221.5672 | 60464.0556 |  | 0 | 0 | 0 | 0 | 0 | 0 | 0 | 339286.1096 | 339286.1096 | 339286.1096 | 339286.1096 | 339286.1096 | 339286.1096 | 339286.1096 | 339286.1096 | 339286.1096 | 339286.1096 | 339286.1096 | 339286.1096 | 339286.1096 | 339286.1096 | 339286.1096 | 0 | 0 | 0 | 0 | 0 | 0 | 0 | 0 | 0 | 0 | 0 | 0 | 0 | 0 | 0 | 0 | 0 | 77.318 | 77.318 | 77.318 | 77.318 | 77.318 | 77.318 | 77.318 | 77.318 | 77.318 | 77.318 | 77.318 | 77.318 | 77.318 | 77.318 | 77.318 | 0 | 0 | 0 | 0 | 0 | 0 | 0 | 0 | 0 | 0 | 0 | 0 | 0 | 0 | 0 | 0 | 0 | 0 | 0 | 0 | 0 | 0 | 0 | 0 | 0 | 0 | 0 | 0 | 0 | 0 | 0 | 0 | 0 | 0 | 0 | 0 | 0 | 0 | 0 | 0 | 0 | 0
Commercial | Commercial Incentive Program | Prescriptive | High Bay Fluorescent Fixture (HP T8 >4 lamps) | 15 | 0 | 83.46% | 0 | 566994.908 | 129.2093 | 0 | 0 | 117183.6844 | 0 | 62400 |  | 3.3846 | 0.69531 | 6.3561 | 3.8924 | 8.9436 | 0.011954 | 0.063883 | 230226.1584 | 34541.4639 | 572139.4424 | 294890.3724 | 36221.5672 | 68022.0626 |  | 0 | 0 | 0 | 0 | 0 | 0 | 0 | 566994.908 | 566994.908 | 566994.908 | 566994.908 | 566994.908 | 566994.908 | 566994.908 | 566994.908 | 566994.908 | 566994.908 | 566994.908 | 566994.908 | 566994.908 | 566994.908 | 566994.908 | 0 | 0 | 0 | 0 | 0 | 0 | 0 | 0 | 0 | 0 | 0 | 0 | 0 | 0 | 0 | 0 | 0 | 129.2093 | 129.2093 | 129.2093 | 129.2093 | 129.2093 | 129.2093 | 129.2093 | 129.2093 | 129.2093 | 129.2093 | 129.2093 | 129.2093 | 129.2093 | 129.2093 | 129.2093 | 0 | 0 | 0 | 0 | 0 | 0 | 0 | 0 | 0 | 0 | 0 | 0 | 0 | 0 | 0 | 0 | 0 | 0 | 0 | 0 | 0 | 0 | 0 | 0 | 0 | 0 | 0 | 0 | 0 | 0 | 0 | 0 | 0 | 0 | 0 | 0 | 0 | 0 | 0 | 0 | 0 | 0
Commercial | Commercial Incentive Program | Prescriptive | Low Wattage T8 Lamp | 10 | 0 | 83.46% | 0 | 23997.0041 | 5.4685 | 0 | 0 | 1829.5344 | 0 | 1096 |  | 7.1867 | 0.76615 | 11.9966 | 8.2672 | 17.6711 | 0.0063204 | 0.026512 | 7632.2466 | 1147.4984 | 18130.4172 | 9325.5889 | 636.1993 | 1061.9969 |  | 0 | 0 | 0 | 0 | 0 | 0 | 0 | 23997.0041 | 23997.0041 | 23997.0041 | 23997.0041 | 23997.0041 | 23997.0041 | 23997.0041 | 23997.0041 | 23997.0041 | 23997.0041 | 0 | 0 | 0 | 0 | 0 | 0 | 0 | 0 | 0 | 0 | 0 | 0 | 0 | 0 | 0 | 0 | 0 | 0 | 0 | 0 | 0 | 0 | 5.4685 | 5.4685 | 5.4685 | 5.4685 | 5.4685 | 5.4685 | 5.4685 | 5.4685 | 5.4685 | 5.4685 | 0 | 0 | 0 | 0 | 0 | 0 | 0 | 0 | 0 | 0 | 0 | 0 | 0 | 0 | 0 | 0 | 0 | 0 | 0 | 0 | 0 | 0 | 0 | 0 | 0 | 0 | 0 | 0 | 0 | 0 | 0 | 0 | 0 | 0 | 0 | 0 | 0 | 0 | 0 | 0 | 0 | 0 | 0 | 0 | 0 | 0 | 0
Commercial | Commercial Incentive Program | Prescriptive | Omnidirectional LED Bulb (<10W) | 8 | 0 | 83.46% | 0 | 0 | 0 | 0 | 0 | 0 | 0 | 0 |  | n/a | n/a | n/a | n/a | n/a | 0 | 0 | 0 | 0 | 0 | 0 | 0 | 0 |  | 0 | 0 | 0 | 0 | 0 | 0 | 0 | 0 | 0 | 0 | 0 | 0 | 0 | 0 | 0 | 0 | 0 | 0 | 0 | 0 | 0 | 0 | 0 | 0 | 0 | 0 | 0 | 0 | 0 | 0 | 0 | 0 | 0 | 0 | 0 | 0 | 0 | 0 | 0 | 0 | 0 | 0 | 0 | 0 | 0 | 0 | 0 | 0 | 0 | 0 | 0 | 0 | 0 | 0 | 0 | 0 | 0 | 0 | 0 | 0 | 0 | 0 | 0 | 0 | 0 | 0 | 0 | 0 | 0 | 0 | 0 | 0 | 0 | 0 | 0 | 0 | 0 | 0 | 0 | 0 | 0 | 0 | 0 | 0 | 0 | 0 | 0 | 0 | 0 | 0 | 0 | 0 | 0 | 0 | 0 | 0
Commercial | Commercial Incentive Program | Prescriptive | Omnidirectional LED Bulb (≥10W) | 8 | 0 | 83.46% | 0 | 0 | 0 | 0 | 0 | 0 | 0 | 0 |  | n/a | n/a | n/a | n/a | n/a | 0 | 0 | 0 | 0 | 0 | 0 | 0 | 0 |  | 0 | 0 | 0 | 0 | 0 | 0 | 0 | 0 | 0 | 0 | 0 | 0 | 0 | 0 | 0 | 0 | 0 | 0 | 0 | 0 | 0 | 0 | 0 | 0 | 0 | 0 | 0 | 0 | 0 | 0 | 0 | 0 | 0 | 0 | 0 | 0 | 0 | 0 | 0 | 0 | 0 | 0 | 0 | 0 | 0 | 0 | 0 | 0 | 0 | 0 | 0 | 0 | 0 | 0 | 0 | 0 | 0 | 0 | 0 | 0 | 0 | 0 | 0 | 0 | 0 | 0 | 0 | 0 | 0 | 0 | 0 | 0 | 0 | 0 | 0 | 0 | 0 | 0 | 0 | 0 | 0 | 0 | 0 | 0 | 0 | 0 | 0 | 0 | 0 | 0 | 0 | 0 | 0 | 0 | 0 | 0
Commercial | Commercial Incentive Program | Prescriptive | Directional LED Bulb (<15W) | 11 | 0 | 83.46% | 0 | 37571.9517 | 8.5621 | 0 | 0 | 10416.3275 | 0 | 6240 |  | 2.1028 | 0.65827 | 3.5101 | 2.4188 | 5.6426 | 0.021608 | 0.096406 | 12714.1561 | 1910.9443 | 30495.2751 | 15692.2279 | 3622.1567 | 6046.4056 |  | 0 | 0 | 0 | 0 | 0 | 0 | 0 | 37571.9517 | 37571.9517 | 37571.9517 | 37571.9517 | 37571.9517 | 37571.9517 | 37571.9517 | 37571.9517 | 37571.9517 | 37571.9517 | 37571.9517 | 0 | 0 | 0 | 0 | 0 | 0 | 0 | 0 | 0 | 0 | 0 | 0 | 0 | 0 | 0 | 0 | 0 | 0 | 0 | 0 | 0 | 8.5621 | 8.5621 | 8.5621 | 8.5621 | 8.5621 | 8.5621 | 8.5621 | 8.5621 | 8.5621 | 8.5621 | 8.5621 | 0 | 0 | 0 | 0 | 0 | 0 | 0 | 0 | 0 | 0 | 0 | 0 | 0 | 0 | 0 | 0 | 0 | 0 | 0 | 0 | 0 | 0 | 0 | 0 | 0 | 0 | 0 | 0 | 0 | 0 | 0 | 0 | 0 | 0 | 0 | 0 | 0 | 0 | 0 | 0 | 0 | 0 | 0 | 0 | 0 | 0
Commercial | Commercial Incentive Program | Prescriptive | Directional LED Bulb (≥15W) | 11 | 0 | 83.46% | 0 | 60342.8316 | 13.7512 | 0 | 0 | 13020.4094 | 0 | 7800 |  | 2.7017 | 0.68683 | 4.51 | 3.1078 | 7.0792 | 0.016818 | 0.075033 | 20419.7053 | 3069.0923 | 48977.2601 | 25202.669 | 4527.6959 | 7558.007 |  | 0 | 0 | 0 | 0 | 0 | 0 | 0 | 60342.8316 | 60342.8316 | 60342.8316 | 60342.8316 | 60342.8316 | 60342.8316 | 60342.8316 | 60342.8316 | 60342.8316 | 60342.8316 | 60342.8316 | 0 | 0 | 0 | 0 | 0 | 0 | 0 | 0 | 0 | 0 | 0 | 0 | 0 | 0 | 0 | 0 | 0 | 0 | 0 | 0 | 0 | 13.7512 | 13.7512 | 13.7512 | 13.7512 | 13.7512 | 13.7512 | 13.7512 | 13.7512 | 13.7512 | 13.7512 | 13.7512 | 0 | 0 | 0 | 0 | 0 | 0 | 0 | 0 | 0 | 0 | 0 | 0 | 0 | 0 | 0 | 0 | 0 | 0 | 0 | 0 | 0 | 0 | 0 | 0 | 0 | 0 | 0 | 0 | 0 | 0 | 0 | 0 | 0 | 0 | 0 | 0 | 0 | 0 | 0 | 0 | 0 | 0 | 0 | 0 | 0 | 0
Commercial | Commercial Incentive Program | Prescriptive | LED High & Low-Bay Fixture | 11 | 0 | 83.46% | 0 | 499779.9416 | 113.8921 | 0 | 0 | 169599.1786 | 0 | 101600 |  | 1.7179 | 0.63173 | 2.8677 | 1.9761 | 4.7195 | 0.02645 | 0.118 | 169122.9734 | 25419.271 | 405646.3965 | 208737.1127 | 58976.1415 | 98447.8855 |  | 0 | 0 | 0 | 0 | 0 | 0 | 0 | 499779.9416 | 499779.9416 | 499779.9416 | 499779.9416 | 499779.9416 | 499779.9416 | 499779.9416 | 499779.9416 | 499779.9416 | 499779.9416 | 499779.9416 | 0 | 0 | 0 | 0 | 0 | 0 | 0 | 0 | 0 | 0 | 0 | 0 | 0 | 0 | 0 | 0 | 0 | 0 | 0 | 0 | 0 | 113.8921 | 113.8921 | 113.8921 | 113.8921 | 113.8921 | 113.8921 | 113.8921 | 113.8921 | 113.8921 | 113.8921 | 113.8921 | 0 | 0 | 0 | 0 | 0 | 0 | 0 | 0 | 0 | 0 | 0 | 0 | 0 | 0 | 0 | 0 | 0 | 0 | 0 | 0 | 0 | 0 | 0 | 0 | 0 | 0 | 0 | 0 | 0 | 0 | 0 | 0 | 0 | 0 | 0 | 0 | 0 | 0 | 0 | 0 | 0 | 0 | 0 | 0 | 0 | 0
Commercial | Commercial Incentive Program | Prescriptive | LED Wall Mounted Area Lights (<30W) | 10 | 0 | 83.46% | 0 | 22851.7791 | 0 | 0 | 0 | 5216.5102 | 0 | 2500 |  | 1.7749 | 0.52019 | 3.7035 | 2.1358 | 6.181 | 0.01514 | 0.063504 | 5374.4954 | 1092.7356 | 17265.1671 | 8880.5376 | 1451.1846 | 3028.0477 |  | 0 | 0 | 0 | 0 | 0 | 0 | 0 | 22851.7791 | 22851.7791 | 22851.7791 | 22851.7791 | 22851.7791 | 22851.7791 | 22851.7791 | 22851.7791 | 22851.7791 | 22851.7791 | 0 | 0 | 0 | 0 | 0 | 0 | 0 | 0 | 0 | 0 | 0 | 0 | 0 | 0 | 0 | 0 | 0 | 0 | 0 | 0 | 0 | 0 | 0 | 0 | 0 | 0 | 0 | 0 | 0 | 0 | 0 | 0 | 0 | 0 | 0 | 0 | 0 | 0 | 0 | 0 | 0 | 0 | 0 | 0 | 0 | 0 | 0 | 0 | 0 | 0 | 0 | 0 | 0 | 0 | 0 | 0 | 0 | 0 | 0 | 0 | 0 | 0 | 0 | 0 | 0 | 0 | 0 | 0 | 0 | 0 | 0 | 0 | 0 | 0 | 0 | 0 | 0 | 0 | 0
Commercial | Commercial Incentive Program | Prescriptive | LED Wall Mounted Area Lights (30-75W) | 10 | 0 | 83.46% | 0 | 28191.788 | 0 | 0 | 0 | 10433.0203 | 0 | 5000 |  | 1.0948 | 0.47845 | 2.2845 | 1.3174 | 3.9963 | 0.024544 | 0.10295 | 6630.4088 | 1348.0862 | 21299.6953 | 10955.7436 | 2902.3692 | 6056.0953 |  | 0 | 0 | 0 | 0 | 0 | 0 | 0 | 28191.788 | 28191.788 | 28191.788 | 28191.788 | 28191.788 | 28191.788 | 28191.788 | 28191.788 | 28191.788 | 28191.788 | 0 | 0 | 0 | 0 | 0 | 0 | 0 | 0 | 0 | 0 | 0 | 0 | 0 | 0 | 0 | 0 | 0 | 0 | 0 | 0 | 0 | 0 | 0 | 0 | 0 | 0 | 0 | 0 | 0 | 0 | 0 | 0 | 0 | 0 | 0 | 0 | 0 | 0 | 0 | 0 | 0 | 0 | 0 | 0 | 0 | 0 | 0 | 0 | 0 | 0 | 0 | 0 | 0 | 0 | 0 | 0 | 0 | 0 | 0 | 0 | 0 | 0 | 0 | 0 | 0 | 0 | 0 | 0 | 0 | 0 | 0 | 0 | 0 | 0 | 0 | 0 | 0 | 0 | 0
Commercial | Commercial Incentive Program | Prescriptive | LED Wall Mounted Area Lights (≥75W) | 10 | 0 | 83.46% | 0 | 52881.222 | 0 | 0 | 0 | 15649.5305 | 0 | 7500 |  | 1.3691 | 0.4994 | 2.8568 | 1.6475 | 4.8774 | 0.019627 | 0.082327 | 12437.1011 | 2528.6955 | 39953.2629 | 20550.4209 | 4353.5538 | 9084.143 |  | 0 | 0 | 0 | 0 | 0 | 0 | 0 | 52881.222 | 52881.222 | 52881.222 | 52881.222 | 52881.222 | 52881.222 | 52881.222 | 52881.222 | 52881.222 | 52881.222 | 0 | 0 | 0 | 0 | 0 | 0 | 0 | 0 | 0 | 0 | 0 | 0 | 0 | 0 | 0 | 0 | 0 | 0 | 0 | 0 | 0 | 0 | 0 | 0 | 0 | 0 | 0 | 0 | 0 | 0 | 0 | 0 | 0 | 0 | 0 | 0 | 0 | 0 | 0 | 0 | 0 | 0 | 0 | 0 | 0 | 0 | 0 | 0 | 0 | 0 | 0 | 0 | 0 | 0 | 0 | 0 | 0 | 0 | 0 | 0 | 0 | 0 | 0 | 0 | 0 | 0 | 0 | 0 | 0 | 0 | 0 | 0 | 0 | 0 | 0 | 0 | 0 | 0 | 0
Commercial | Commercial Incentive Program | Prescriptive | LED Flood Light (<15W) | 10 | 0 | 83.46% | 0 | 18220.8887 | 0 | 0 | 0 | 2862.8208 | 0 | 1470 |  | 2.5788 | 0.54011 | 5.0221 | 3.1031 | 8.7975 | 0.011165 | 0.046831 | 4285.3593 | 871.2938 | 13766.3982 | 7080.9054 | 853.2965 | 1661.7926 |  | 0 | 0 | 0 | 0 | 0 | 0 | 0 | 18220.8887 | 18220.8887 | 18220.8887 | 18220.8887 | 18220.8887 | 18220.8887 | 18220.8887 | 18220.8887 | 18220.8887 | 18220.8887 | 0 | 0 | 0 | 0 | 0 | 0 | 0 | 0 | 0 | 0 | 0 | 0 | 0 | 0 | 0 | 0 | 0 | 0 | 0 | 0 | 0 | 0 | 0 | 0 | 0 | 0 | 0 | 0 | 0 | 0 | 0 | 0 | 0 | 0 | 0 | 0 | 0 | 0 | 0 | 0 | 0 | 0 | 0 | 0 | 0 | 0 | 0 | 0 | 0 | 0 | 0 | 0 | 0 | 0 | 0 | 0 | 0 | 0 | 0 | 0 | 0 | 0 | 0 | 0 | 0 | 0 | 0 | 0 | 0 | 0 | 0 | 0 | 0 | 0 | 0 | 0 | 0 | 0 | 0
Commercial | Commercial Incentive Program | Prescriptive | LED Flood Light (≥15W) | 10 | 0 | 83.46% | 0 | 20424.3451 | 0 | 0 | 0 | 3680.7696 | 0 | 1960 |  | 2.2482 | 0.52933 | 4.2221 | 2.7054 | 7.7548 | 0.01328 | 0.055705 | 4803.5888 | 976.6595 | 15431.1719 | 7937.201 | 1137.7287 | 2136.5904 |  | 0 | 0 | 0 | 0 | 0 | 0 | 0 | 20424.3451 | 20424.3451 | 20424.3451 | 20424.3451 | 20424.3451 | 20424.3451 | 20424.3451 | 20424.3451 | 20424.3451 | 20424.3451 | 0 | 0 | 0 | 0 | 0 | 0 | 0 | 0 | 0 | 0 | 0 | 0 | 0 | 0 | 0 | 0 | 0 | 0 | 0 | 0 | 0 | 0 | 0 | 0 | 0 | 0 | 0 | 0 | 0 | 0 | 0 | 0 | 0 | 0 | 0 | 0 | 0 | 0 | 0 | 0 | 0 | 0 | 0 | 0 | 0 | 0 | 0 | 0 | 0 | 0 | 0 | 0 | 0 | 0 | 0 | 0 | 0 | 0 | 0 | 0 | 0 | 0 | 0 | 0 | 0 | 0 | 0 | 0 | 0 | 0 | 0 | 0 | 0 | 0 | 0 | 0 | 0 | 0 | 0
Commercial | Commercial Incentive Program | Prescriptive | LED Exit Sign | 16 | 0 | 83.46% | 0 | 16269.5524 | 1.8819 | 0 | 0 | 5859.1842 | 0 | 3510 |  | 1.7505 | 0.54795 | 2.9221 | 2.0518 | 5.6331 | 0.022667 | 0.12523 | 5953.6655 | 1024.7097 | 17121.1298 | 8827.8504 | 2037.4632 | 3401.1031 |  | 0 | 0 | 0 | 0 | 0 | 0 | 0 | 16269.5524 | 16269.5524 | 16269.5524 | 16269.5524 | 16269.5524 | 16269.5524 | 16269.5524 | 16269.5524 | 16269.5524 | 16269.5524 | 16269.5524 | 16269.5524 | 16269.5524 | 16269.5524 | 16269.5524 | 16269.5524 | 0 | 0 | 0 | 0 | 0 | 0 | 0 | 0 | 0 | 0 | 0 | 0 | 0 | 0 | 0 | 0 | 1.8819 | 1.8819 | 1.8819 | 1.8819 | 1.8819 | 1.8819 | 1.8819 | 1.8819 | 1.8819 | 1.8819 | 1.8819 | 1.8819 | 1.8819 | 1.8819 | 1.8819 | 1.8819 | 0 | 0 | 0 | 0 | 0 | 0 | 0 | 0 | 0 | 0 | 0 | 0 | 0 | 0 | 0 | 0 | 0 | 0 | 0 | 0 | 0 | 0 | 0 | 0 | 0 | 0 | 0 | 0 | 0 | 0 | 0 | 0 | 0 | 0 | 0 | 0 | 0 | 0 | 0 | 0 | 0
Commercial | Commercial Incentive Program | Prescriptive | Photocell Occupancy Sensor | 8 | 0 | 83.46% | 0 | 23220.0208 | 5.2915 | 0 | 0 | 2203.4539 | 0 | 1200 |  | 4.946 | 0.76554 | 9.0819 | 5.6899 | 12.0567 | 0.008346 | 0.029999 | 6326.1686 | 951.4631 | 14724.4805 | 7567.1494 | 696.5686 | 1279.0473 |  | 0 | 0 | 0 | 0 | 0 | 0 | 0 | 23220.0208 | 23220.0208 | 23220.0208 | 23220.0208 | 23220.0208 | 23220.0208 | 23220.0208 | 23220.0208 | 0 | 0 | 0 | 0 | 0 | 0 | 0 | 0 | 0 | 0 | 0 | 0 | 0 | 0 | 0 | 0 | 0 | 0 | 0 | 0 | 0 | 0 | 0 | 0 | 5.2915 | 5.2915 | 5.2915 | 5.2915 | 5.2915 | 5.2915 | 5.2915 | 5.2915 | 0 | 0 | 0 | 0 | 0 | 0 | 0 | 0 | 0 | 0 | 0 | 0 | 0 | 0 | 0 | 0 | 0 | 0 | 0 | 0 | 0 | 0 | 0 | 0 | 0 | 0 | 0 | 0 | 0 | 0 | 0 | 0 | 0 | 0 | 0 | 0 | 0 | 0 | 0 | 0 | 0 | 0 | 0 | 0 | 0 | 0 | 0 | 0 | 0
Commercial | Commercial Incentive Program | Prescriptive | Wall-Mount Occupancy Sensor | 8 | 0 | 83.46% | 0 | 15326.5537 | 3.4927 | 0 | 0 | 1402.1979 | 0 | 800 |  | 5.1302 | 0.76489 | 8.9919 | 5.9017 | 12.5112 | 0.0084295 | 0.030299 | 4175.6363 | 628.0206 | 9719.0068 | 4994.7553 | 464.3791 | 813.9392 |  | 0 | 0 | 0 | 0 | 0 | 0 | 0 | 15326.5537 | 15326.5537 | 15326.5537 | 15326.5537 | 15326.5537 | 15326.5537 | 15326.5537 | 15326.5537 | 0 | 0 | 0 | 0 | 0 | 0 | 0 | 0 | 0 | 0 | 0 | 0 | 0 | 0 | 0 | 0 | 0 | 0 | 0 | 0 | 0 | 0 | 0 | 0 | 3.4927 | 3.4927 | 3.4927 | 3.4927 | 3.4927 | 3.4927 | 3.4927 | 3.4927 | 0 | 0 | 0 | 0 | 0 | 0 | 0 | 0 | 0 | 0 | 0 | 0 | 0 | 0 | 0 | 0 | 0 | 0 | 0 | 0 | 0 | 0 | 0 | 0 | 0 | 0 | 0 | 0 | 0 | 0 | 0 | 0 | 0 | 0 | 0 | 0 | 0 | 0 | 0 | 0 | 0 | 0 | 0 | 0 | 0 | 0 | 0 | 0 | 0
Commercial | Commercial Incentive Program | Prescriptive | Air Cooled Chiller (<150 Tons) | 20 | 0 | 83.46% | 0 | 17086.1673 | 13.9859 | 0 | 0 | 15899.923 | 0 | 7500 |  | 1.4762 | 0.90946 | 3.1295 | 1.6054 | 2.7016 | 0.041612 | 0.2548 | 13624.4733 | 1192.6858 | 20580.9469 | 10627.2412 | 4353.5538 | 9229.4893 |  | 0 | 0 | 0 | 0 | 0 | 0 | 0 | 17086.1673 | 17086.1673 | 17086.1673 | 17086.1673 | 17086.1673 | 17086.1673 | 17086.1673 | 17086.1673 | 17086.1673 | 17086.1673 | 17086.1673 | 17086.1673 | 17086.1673 | 17086.1673 | 17086.1673 | 17086.1673 | 17086.1673 | 17086.1673 | 17086.1673 | 17086.1673 | 0 | 0 | 0 | 0 | 0 | 0 | 0 | 0 | 0 | 0 | 0 | 0 | 13.9859 | 13.9859 | 13.9859 | 13.9859 | 13.9859 | 13.9859 | 13.9859 | 13.9859 | 13.9859 | 13.9859 | 13.9859 | 13.9859 | 13.9859 | 13.9859 | 13.9859 | 13.9859 | 13.9859 | 13.9859 | 13.9859 | 13.9859 | 0 | 0 | 0 | 0 | 0 | 0 | 0 | 0 | 0 | 0 | 0 | 0 | 0 | 0 | 0 | 0 | 0 | 0 | 0 | 0 | 0 | 0 | 0 | 0 | 0 | 0 | 0 | 0 | 0 | 0 | 0 | 0 | 0 | 0 | 0 | 0 | 0
Commercial | Commercial Incentive Program | Prescriptive | Air Cooled Chiller (≥150 Tons) | 20 | 0 | 83.46% | 0 | 44828.912 | 37.2958 | 0 | 0 | 42399.7946 | 0 | 20000 |  | 1.4659 | 0.91354 | 3.1076 | 1.593 | 2.6657 | 0.042294 | 0.25897 | 36077.5728 | 3129.2451 | 53998.152 | 27882.6522 | 11609.4767 | 24611.9714 |  | 0 | 0 | 0 | 0 | 0 | 0 | 0 | 44828.912 | 44828.912 | 44828.912 | 44828.912 | 44828.912 | 44828.912 | 44828.912 | 44828.912 | 44828.912 | 44828.912 | 44828.912 | 44828.912 | 44828.912 | 44828.912 | 44828.912 | 44828.912 | 44828.912 | 44828.912 | 44828.912 | 44828.912 | 0 | 0 | 0 | 0 | 0 | 0 | 0 | 0 | 0 | 0 | 0 | 0 | 37.2958 | 37.2958 | 37.2958 | 37.2958 | 37.2958 | 37.2958 | 37.2958 | 37.2958 | 37.2958 | 37.2958 | 37.2958 | 37.2958 | 37.2958 | 37.2958 | 37.2958 | 37.2958 | 37.2958 | 37.2958 | 37.2958 | 37.2958 | 0 | 0 | 0 | 0 | 0 | 0 | 0 | 0 | 0 | 0 | 0 | 0 | 0 | 0 | 0 | 0 | 0 | 0 | 0 | 0 | 0 | 0 | 0 | 0 | 0 | 0 | 0 | 0 | 0 | 0 | 0 | 0 | 0 | 0 | 0 | 0 | 0
Commercial | Commercial Incentive Program | Prescriptive | Water Cooled Chiller, Rotary Screw & Roll (<75 Tons) | 20 | 0 | 83.46% | 0 | 5873.37 | 3.1819 | 0 | 0 | 5341.7064 | 0 | 2500 |  | 1.2216 | 0.74207 | 2.6101 | 1.3538 | 2.7496 | 0.040351 | 0.24708 | 3787.7276 | 409.9857 | 7074.7005 | 3653.1142 | 1451.1846 | 3100.7208 |  | 0 | 0 | 0 | 0 | 0 | 0 | 0 | 5873.37 | 5873.37 | 5873.37 | 5873.37 | 5873.37 | 5873.37 | 5873.37 | 5873.37 | 5873.37 | 5873.37 | 5873.37 | 5873.37 | 5873.37 | 5873.37 | 5873.37 | 5873.37 | 5873.37 | 5873.37 | 5873.37 | 5873.37 | 0 | 0 | 0 | 0 | 0 | 0 | 0 | 0 | 0 | 0 | 0 | 0 | 3.1819 | 3.1819 | 3.1819 | 3.1819 | 3.1819 | 3.1819 | 3.1819 | 3.1819 | 3.1819 | 3.1819 | 3.1819 | 3.1819 | 3.1819 | 3.1819 | 3.1819 | 3.1819 | 3.1819 | 3.1819 | 3.1819 | 3.1819 | 0 | 0 | 0 | 0 | 0 | 0 | 0 | 0 | 0 | 0 | 0 | 0 | 0 | 0 | 0 | 0 | 0 | 0 | 0 | 0 | 0 | 0 | 0 | 0 | 0 | 0 | 0 | 0 | 0 | 0 | 0 | 0 | 0 | 0 | 0 | 0 | 0
Commercial | Commercial Incentive Program | Prescriptive | Water Cooled Chiller, Rotary Screw & Roll (75 < 150 Tons) | 20 | 0 | 83.46% | 0 | 11485.7013 | 6.2822 | 0 | 0 | 10683.4128 | 0 | 5000 |  | 1.1997 | 0.74058 | 2.5634 | 1.329 | 2.6989 | 0.041268 | 0.25269 | 7440.0735 | 801.7499 | 13834.9699 | 7143.8677 | 2902.3692 | 6201.4416 |  | 0 | 0 | 0 | 0 | 0 | 0 | 0 | 11485.7013 | 11485.7013 | 11485.7013 | 11485.7013 | 11485.7013 | 11485.7013 | 11485.7013 | 11485.7013 | 11485.7013 | 11485.7013 | 11485.7013 | 11485.7013 | 11485.7013 | 11485.7013 | 11485.7013 | 11485.7013 | 11485.7013 | 11485.7013 | 11485.7013 | 11485.7013 | 0 | 0 | 0 | 0 | 0 | 0 | 0 | 0 | 0 | 0 | 0 | 0 | 6.2822 | 6.2822 | 6.2822 | 6.2822 | 6.2822 | 6.2822 | 6.2822 | 6.2822 | 6.2822 | 6.2822 | 6.2822 | 6.2822 | 6.2822 | 6.2822 | 6.2822 | 6.2822 | 6.2822 | 6.2822 | 6.2822 | 6.2822 | 0 | 0 | 0 | 0 | 0 | 0 | 0 | 0 | 0 | 0 | 0 | 0 | 0 | 0 | 0 | 0 | 0 | 0 | 0 | 0 | 0 | 0 | 0 | 0 | 0 | 0 | 0 | 0 | 0 | 0 | 0 | 0 | 0 | 0 | 0 | 0 | 0
Commercial | Commercial Incentive Program | Prescriptive | Water Cooled Chiller, Rotary Screw & Roll (150 < 300 Tons) | 20 | 0 | 83.46% | 0 | 0 | 0 | 0 | 0 | 0 | 0 | 0 |  | n/a | n/a | n/a | n/a | n/a | 0 | 0 | 0 | 0 | 0 | 0 | 0 | 0 |  | 0 | 0 | 0 | 0 | 0 | 0 | 0 | 0 | 0 | 0 | 0 | 0 | 0 | 0 | 0 | 0 | 0 | 0 | 0 | 0 | 0 | 0 | 0 | 0 | 0 | 0 | 0 | 0 | 0 | 0 | 0 | 0 | 0 | 0 | 0 | 0 | 0 | 0 | 0 | 0 | 0 | 0 | 0 | 0 | 0 | 0 | 0 | 0 | 0 | 0 | 0 | 0 | 0 | 0 | 0 | 0 | 0 | 0 | 0 | 0 | 0 | 0 | 0 | 0 | 0 | 0 | 0 | 0 | 0 | 0 | 0 | 0 | 0 | 0 | 0 | 0 | 0 | 0 | 0 | 0 | 0 | 0 | 0 | 0 | 0 | 0 | 0 | 0 | 0 | 0 | 0 | 0 | 0 | 0 | 0 | 0
Commercial | Commercial Incentive Program | Prescriptive | Water Cooled Chiller, Rotary Screw & Roll (≥300 Tons) | 20 | 0 | 83.46% | 0 | 0 | 0 | 0 | 0 | 0 | 0 | 0 |  | n/a | n/a | n/a | n/a | n/a | 0 | 0 | 0 | 0 | 0 | 0 | 0 | 0 |  | 0 | 0 | 0 | 0 | 0 | 0 | 0 | 0 | 0 | 0 | 0 | 0 | 0 | 0 | 0 | 0 | 0 | 0 | 0 | 0 | 0 | 0 | 0 | 0 | 0 | 0 | 0 | 0 | 0 | 0 | 0 | 0 | 0 | 0 | 0 | 0 | 0 | 0 | 0 | 0 | 0 | 0 | 0 | 0 | 0 | 0 | 0 | 0 | 0 | 0 | 0 | 0 | 0 | 0 | 0 | 0 | 0 | 0 | 0 | 0 | 0 | 0 | 0 | 0 | 0 | 0 | 0 | 0 | 0 | 0 | 0 | 0 | 0 | 0 | 0 | 0 | 0 | 0 | 0 | 0 | 0 | 0 | 0 | 0 | 0 | 0 | 0 | 0 | 0 | 0 | 0 | 0 | 0 | 0 | 0 | 0
Commercial | Commercial Incentive Program | Prescriptive | Water Cooled Chiller, Centrifugal (<300 Tons) | 20 | 0 | 83.46% | 0 | 37393.789 | 7.7099 | 0 | 0 | 6009.4197 | 0 | 3750 |  | 4.9314 | 0.67632 | 7.9026 | 5.6797 | 13.5364 | 0.0095069 | 0.058212 | 17202.2384 | 2610.2425 | 45042.2599 | 23258.1602 | 2176.7769 | 3488.3109 |  | 0 | 0 | 0 | 0 | 0 | 0 | 0 | 37393.789 | 37393.789 | 37393.789 | 37393.789 | 37393.789 | 37393.789 | 37393.789 | 37393.789 | 37393.789 | 37393.789 | 37393.789 | 37393.789 | 37393.789 | 37393.789 | 37393.789 | 37393.789 | 37393.789 | 37393.789 | 37393.789 | 37393.789 | 0 | 0 | 0 | 0 | 0 | 0 | 0 | 0 | 0 | 0 | 0 | 0 | 7.7099 | 7.7099 | 7.7099 | 7.7099 | 7.7099 | 7.7099 | 7.7099 | 7.7099 | 7.7099 | 7.7099 | 7.7099 | 7.7099 | 7.7099 | 7.7099 | 7.7099 | 7.7099 | 7.7099 | 7.7099 | 7.7099 | 7.7099 | 0 | 0 | 0 | 0 | 0 | 0 | 0 | 0 | 0 | 0 | 0 | 0 | 0 | 0 | 0 | 0 | 0 | 0 | 0 | 0 | 0 | 0 | 0 | 0 | 0 | 0 | 0 | 0 | 0 | 0 | 0 | 0 | 0 | 0 | 0 | 0 | 0
Commercial | Commercial Incentive Program | Prescriptive | Water Cooled Chiller, Centrifugal (300 < 600 Tons) | 20 | 0 | 83.46% | 0 | 0 | 0 | 0 | 0 | 0 | 0 | 0 |  | n/a | n/a | n/a | n/a | n/a | 0 | 0 | 0 | 0 | 0 | 0 | 0 | 0 |  | 0 | 0 | 0 | 0 | 0 | 0 | 0 | 0 | 0 | 0 | 0 | 0 | 0 | 0 | 0 | 0 | 0 | 0 | 0 | 0 | 0 | 0 | 0 | 0 | 0 | 0 | 0 | 0 | 0 | 0 | 0 | 0 | 0 | 0 | 0 | 0 | 0 | 0 | 0 | 0 | 0 | 0 | 0 | 0 | 0 | 0 | 0 | 0 | 0 | 0 | 0 | 0 | 0 | 0 | 0 | 0 | 0 | 0 | 0 | 0 | 0 | 0 | 0 | 0 | 0 | 0 | 0 | 0 | 0 | 0 | 0 | 0 | 0 | 0 | 0 | 0 | 0 | 0 | 0 | 0 | 0 | 0 | 0 | 0 | 0 | 0 | 0 | 0 | 0 | 0 | 0 | 0 | 0 | 0 | 0 | 0
Commercial | Commercial Incentive Program | Prescriptive | Water Cooled Chiller, Centrifugal (≥600 Tons) | 20 | 0 | 83.46% | 0 | 0 | 0 | 0 | 0 | 0 | 0 | 0 |  | n/a | n/a | n/a | n/a | n/a | 0 | 0 | 0 | 0 | 0 | 0 | 0 | 0 |  | 0 | 0 | 0 | 0 | 0 | 0 | 0 | 0 | 0 | 0 | 0 | 0 | 0 | 0 | 0 | 0 | 0 | 0 | 0 | 0 | 0 | 0 | 0 | 0 | 0 | 0 | 0 | 0 | 0 | 0 | 0 | 0 | 0 | 0 | 0 | 0 | 0 | 0 | 0 | 0 | 0 | 0 | 0 | 0 | 0 | 0 | 0 | 0 | 0 | 0 | 0 | 0 | 0 | 0 | 0 | 0 | 0 | 0 | 0 | 0 | 0 | 0 | 0 | 0 | 0 | 0 | 0 | 0 | 0 | 0 | 0 | 0 | 0 | 0 | 0 | 0 | 0 | 0 | 0 | 0 | 0 | 0 | 0 | 0 | 0 | 0 | 0 | 0 | 0 | 0 | 0 | 0 | 0 | 0 | 0 | 0
Commercial | Commercial Incentive Program | Prescriptive | Air Source Heat Pump (<65 kBtuh) | 15 | 0 | 83.46% | 0 | 3618.987 | 1.4793 | 0 | 0 | 2086.6041 | 0 | 1250 |  | 1.4675 | 0.68157 | 2.4496 | 1.6495 | 3.6141 | 0.037519 | 0.2005 | 1777.4109 | 220.4695 | 3651.8233 | 1882.2117 | 725.5923 | 1211.2191 |  | 0 | 0 | 0 | 0 | 0 | 0 | 0 | 3618.987 | 3618.987 | 3618.987 | 3618.987 | 3618.987 | 3618.987 | 3618.987 | 3618.987 | 3618.987 | 3618.987 | 3618.987 | 3618.987 | 3618.987 | 3618.987 | 3618.987 | 0 | 0 | 0 | 0 | 0 | 0 | 0 | 0 | 0 | 0 | 0 | 0 | 0 | 0 | 0 | 0 | 0 | 1.4793 | 1.4793 | 1.4793 | 1.4793 | 1.4793 | 1.4793 | 1.4793 | 1.4793 | 1.4793 | 1.4793 | 1.4793 | 1.4793 | 1.4793 | 1.4793 | 1.4793 | 0 | 0 | 0 | 0 | 0 | 0 | 0 | 0 | 0 | 0 | 0 | 0 | 0 | 0 | 0 | 0 | 0 | 0 | 0 | 0 | 0 | 0 | 0 | 0 | 0 | 0 | 0 | 0 | 0 | 0 | 0 | 0 | 0 | 0 | 0 | 0 | 0 | 0 | 0 | 0 | 0 | 0
Commercial | Commercial Incentive Program | Prescriptive | Air Source Heat Pump (65<135 kBtuh) | 15 | 0 | 83.46% | 0 | 0 | 0 | 0 | 0 | 0 | 0 | 0 |  | n/a | n/a | n/a | n/a | n/a | 0 | 0 | 0 | 0 | 0 | 0 | 0 | 0 |  | 0 | 0 | 0 | 0 | 0 | 0 | 0 | 0 | 0 | 0 | 0 | 0 | 0 | 0 | 0 | 0 | 0 | 0 | 0 | 0 | 0 | 0 | 0 | 0 | 0 | 0 | 0 | 0 | 0 | 0 | 0 | 0 | 0 | 0 | 0 | 0 | 0 | 0 | 0 | 0 | 0 | 0 | 0 | 0 | 0 | 0 | 0 | 0 | 0 | 0 | 0 | 0 | 0 | 0 | 0 | 0 | 0 | 0 | 0 | 0 | 0 | 0 | 0 | 0 | 0 | 0 | 0 | 0 | 0 | 0 | 0 | 0 | 0 | 0 | 0 | 0 | 0 | 0 | 0 | 0 | 0 | 0 | 0 | 0 | 0 | 0 | 0 | 0 | 0 | 0 | 0 | 0 | 0 | 0 | 0 | 0
Commercial | Commercial Incentive Program | Prescriptive | Air Source Heat Pump (135<240 kBtuh) | 15 | 0 | 83.46% | 0 | 0 | 0 | 0 | 0 | 0 | 0 | 0 |  | n/a | n/a | n/a | n/a | n/a | 0 | 0 | 0 | 0 | 0 | 0 | 0 | 0 |  | 0 | 0 | 0 | 0 | 0 | 0 | 0 | 0 | 0 | 0 | 0 | 0 | 0 | 0 | 0 | 0 | 0 | 0 | 0 | 0 | 0 | 0 | 0 | 0 | 0 | 0 | 0 | 0 | 0 | 0 | 0 | 0 | 0 | 0 | 0 | 0 | 0 | 0 | 0 | 0 | 0 | 0 | 0 | 0 | 0 | 0 | 0 | 0 | 0 | 0 | 0 | 0 | 0 | 0 | 0 | 0 | 0 | 0 | 0 | 0 | 0 | 0 | 0 | 0 | 0 | 0 | 0 | 0 | 0 | 0 | 0 | 0 | 0 | 0 | 0 | 0 | 0 | 0 | 0 | 0 | 0 | 0 | 0 | 0 | 0 | 0 | 0 | 0 | 0 | 0 | 0 | 0 | 0 | 0 | 0 | 0
Commercial | Commercial Incentive Program | Prescriptive | Air Source Heat Pump (≥240 kBtuh) | 15 | 0 | 83.46% | 0 | 0 | 0 | 0 | 0 | 0 | 0 | 0 |  | n/a | n/a | n/a | n/a | n/a | 0 | 0 | 0 | 0 | 0 | 0 | 0 | 0 |  | 0 | 0 | 0 | 0 | 0 | 0 | 0 | 0 | 0 | 0 | 0 | 0 | 0 | 0 | 0 | 0 | 0 | 0 | 0 | 0 | 0 | 0 | 0 | 0 | 0 | 0 | 0 | 0 | 0 | 0 | 0 | 0 | 0 | 0 | 0 | 0 | 0 | 0 | 0 | 0 | 0 | 0 | 0 | 0 | 0 | 0 | 0 | 0 | 0 | 0 | 0 | 0 | 0 | 0 | 0 | 0 | 0 | 0 | 0 | 0 | 0 | 0 | 0 | 0 | 0 | 0 | 0 | 0 | 0 | 0 | 0 | 0 | 0 | 0 | 0 | 0 | 0 | 0 | 0 | 0 | 0 | 0 | 0 | 0 | 0 | 0 | 0 | 0 | 0 | 0 | 0 | 0 | 0 | 0 | 0 | 0
Commercial | Commercial Incentive Program | Prescriptive | Water Source Heat Pump | 15 | 0 | 83.46% | 0 | 18660.7985 | 8.2357 | 0 | 0 | 6259.8122 | 0 | 3750 |  | 2.6009 | 0.79539 | 4.3417 | 2.9138 | 5.7812 | 0.021829 | 0.11665 | 9450.8998 | 1136.8203 | 18830.1142 | 9705.3602 | 2176.7769 | 3633.6572 |  | 0 | 0 | 0 | 0 | 0 | 0 | 0 | 18660.7985 | 18660.7985 | 18660.7985 | 18660.7985 | 18660.7985 | 18660.7985 | 18660.7985 | 18660.7985 | 18660.7985 | 18660.7985 | 18660.7985 | 18660.7985 | 18660.7985 | 18660.7985 | 18660.7985 | 0 | 0 | 0 | 0 | 0 | 0 | 0 | 0 | 0 | 0 | 0 | 0 | 0 | 0 | 0 | 0 | 0 | 8.2357 | 8.2357 | 8.2357 | 8.2357 | 8.2357 | 8.2357 | 8.2357 | 8.2357 | 8.2357 | 8.2357 | 8.2357 | 8.2357 | 8.2357 | 8.2357 | 8.2357 | 0 | 0 | 0 | 0 | 0 | 0 | 0 | 0 | 0 | 0 | 0 | 0 | 0 | 0 | 0 | 0 | 0 | 0 | 0 | 0 | 0 | 0 | 0 | 0 | 0 | 0 | 0 | 0 | 0 | 0 | 0 | 0 | 0 | 0 | 0 | 0 | 0 | 0 | 0 | 0 | 0 | 0
Commercial | Commercial Incentive Program | Prescriptive | PTAC | 15 | 0 | 83.46% | 0 | 3425.3658 | 2.1412 | 0 | 0 | 1822.8573 | 0 | 1040 |  | 1.9193 | 0.85145 | 3.3641 | 2.1166 | 3.8371 | 0.03298 | 0.17624 | 2030.892 | 208.6741 | 3456.4453 | 1781.5105 | 603.6928 | 1058.121 |  | 0 | 0 | 0 | 0 | 0 | 0 | 0 | 3425.3658 | 3425.3658 | 3425.3658 | 3425.3658 | 3425.3658 | 3425.3658 | 3425.3658 | 3425.3658 | 3425.3658 | 3425.3658 | 3425.3658 | 3425.3658 | 3425.3658 | 3425.3658 | 3425.3658 | 0 | 0 | 0 | 0 | 0 | 0 | 0 | 0 | 0 | 0 | 0 | 0 | 0 | 0 | 0 | 0 | 0 | 2.1412 | 2.1412 | 2.1412 | 2.1412 | 2.1412 | 2.1412 | 2.1412 | 2.1412 | 2.1412 | 2.1412 | 2.1412 | 2.1412 | 2.1412 | 2.1412 | 2.1412 | 0 | 0 | 0 | 0 | 0 | 0 | 0 | 0 | 0 | 0 | 0 | 0 | 0 | 0 | 0 | 0 | 0 | 0 | 0 | 0 | 0 | 0 | 0 | 0 | 0 | 0 | 0 | 0 | 0 | 0 | 0 | 0 | 0 | 0 | 0 | 0 | 0 | 0 | 0 | 0 | 0 | 0
Commercial | Commercial Incentive Program | Prescriptive | PTHP | 15 | 0 | 83.46% | 0 | 4827.3412 | 2.3574 | 0 | 0 | 1822.8573 | 0 | 1040 |  | 2.4114 | 0.8193 | 4.2266 | 2.6894 | 5.1741 | 0.023402 | 0.12506 | 2551.59 | 294.0828 | 4871.1413 | 2510.6688 | 603.6928 | 1058.121 |  | 0 | 0 | 0 | 0 | 0 | 0 | 0 | 4827.3412 | 4827.3412 | 4827.3412 | 4827.3412 | 4827.3412 | 4827.3412 | 4827.3412 | 4827.3412 | 4827.3412 | 4827.3412 | 4827.3412 | 4827.3412 | 4827.3412 | 4827.3412 | 4827.3412 | 0 | 0 | 0 | 0 | 0 | 0 | 0 | 0 | 0 | 0 | 0 | 0 | 0 | 0 | 0 | 0 | 0 | 2.3574 | 2.3574 | 2.3574 | 2.3574 | 2.3574 | 2.3574 | 2.3574 | 2.3574 | 2.3574 | 2.3574 | 2.3574 | 2.3574 | 2.3574 | 2.3574 | 2.3574 | 0 | 0 | 0 | 0 | 0 | 0 | 0 | 0 | 0 | 0 | 0 | 0 | 0 | 0 | 0 | 0 | 0 | 0 | 0 | 0 | 0 | 0 | 0 | 0 | 0 | 0 | 0 | 0 | 0 | 0 | 0 | 0 | 0 | 0 | 0 | 0 | 0 | 0 | 0 | 0 | 0 | 0
Commercial | Commercial Incentive Program | Prescriptive | Variable Speed Drives for HVAC Systems (HVAC Application) | 15 | 0 | 83.46% | 0 | 120269.64 | 0 | 0 | 0 | 31682.9962 | 0 | 19000 |  | 1.9543 | 0.48847 | 3.2589 | 2.3527 | 7.1986 | 0.01716 | 0.091702 | 35942.1015 | 7326.8549 | 121360.8866 | 62551.4593 | 11029.0028 | 18391.1503 |  | 0 | 0 | 0 | 0 | 0 | 0 | 0 | 120269.64 | 120269.64 | 120269.64 | 120269.64 | 120269.64 | 120269.64 | 120269.64 | 120269.64 | 120269.64 | 120269.64 | 120269.64 | 120269.64 | 120269.64 | 120269.64 | 120269.64 | 0 | 0 | 0 | 0 | 0 | 0 | 0 | 0 | 0 | 0 | 0 | 0 | 0 | 0 | 0 | 0 | 0 | 0 | 0 | 0 | 0 | 0 | 0 | 0 | 0 | 0 | 0 | 0 | 0 | 0 | 0 | 0 | 0 | 0 | 0 | 0 | 0 | 0 | 0 | 0 | 0 | 0 | 0 | 0 | 0 | 0 | 0 | 0 | 0 | 0 | 0 | 0 | 0 | 0 | 0 | 0 | 0 | 0 | 0 | 0 | 0 | 0 | 0 | 0 | 0 | 0 | 0 | 0 | 0 | 0 | 0 | 0 | 0 | 0
Commercial | Commercial Incentive Program | Prescriptive | Variable Speed Drives for HVAC Systems (Pump Application) | 10 | 0 | 83.46% | 0 | 128841.6612 | 0 | 0 | 0 | 31682.9962 | 0 | 19000 |  | 1.6477 | 0.49595 | 2.7475 | 1.9826 | 5.8926 | 0.020407 | 0.085601 | 30302.1887 | 6161.0023 | 97343.5289 | 50069.7652 | 11029.0028 | 18391.1503 |  | 0 | 0 | 0 | 0 | 0 | 0 | 0 | 128841.6612 | 128841.6612 | 128841.6612 | 128841.6612 | 128841.6612 | 128841.6612 | 128841.6612 | 128841.6612 | 128841.6612 | 128841.6612 | 0 | 0 | 0 | 0 | 0 | 0 | 0 | 0 | 0 | 0 | 0 | 0 | 0 | 0 | 0 | 0 | 0 | 0 | 0 | 0 | 0 | 0 | 0 | 0 | 0 | 0 | 0 | 0 | 0 | 0 | 0 | 0 | 0 | 0 | 0 | 0 | 0 | 0 | 0 | 0 | 0 | 0 | 0 | 0 | 0 | 0 | 0 | 0 | 0 | 0 | 0 | 0 | 0 | 0 | 0 | 0 | 0 | 0 | 0 | 0 | 0 | 0 | 0 | 0 | 0 | 0 | 0 | 0 | 0 | 0 | 0 | 0 | 0 | 0 | 0 | 0 | 0 | 0 | 0
Commercial | Commercial Incentive Program | Prescriptive | Automatic Door Closer for Walk-In Cooler | 8 | 0 | 83.46% | 0 | 16632.3961 | 2.4485 | 0 | 0 | 2617.77 | 0 | 1500 |  | 2.7091 | 0.65437 | 4.7279 | 3.1577 | 7.5139 | 0.014564 | 0.05235 | 4116.6755 | 681.5287 | 10547.0789 | 5420.3149 | 870.7108 | 1519.547 |  | 0 | 0 | 0 | 0 | 0 | 0 | 0 | 16632.3961 | 16632.3961 | 16632.3961 | 16632.3961 | 16632.3961 | 16632.3961 | 16632.3961 | 16632.3961 | 0 | 0 | 0 | 0 | 0 | 0 | 0 | 0 | 0 | 0 | 0 | 0 | 0 | 0 | 0 | 0 | 0 | 0 | 0 | 0 | 0 | 0 | 0 | 0 | 2.4485 | 2.4485 | 2.4485 | 2.4485 | 2.4485 | 2.4485 | 2.4485 | 2.4485 | 0 | 0 | 0 | 0 | 0 | 0 | 0 | 0 | 0 | 0 | 0 | 0 | 0 | 0 | 0 | 0 | 0 | 0 | 0 | 0 | 0 | 0 | 0 | 0 | 0 | 0 | 0 | 0 | 0 | 0 | 0 | 0 | 0 | 0 | 0 | 0 | 0 | 0 | 0 | 0 | 0 | 0 | 0 | 0 | 0 | 0 | 0 | 0 | 0
Commercial | Commercial Incentive Program | Prescriptive | Automatic Door Closer for Walk-In Freezer | 8 | 0 | 83.46% | 0 | 40690.2841 | 5.5225 | 0 | 0 | 2617.77 | 0 | 1500 |  | 6.5327 | 0.70247 | 11.4007 | 7.6299 | 17.5536 | 0.0059533 | 0.021398 | 9926.7017 | 1667.3243 | 25802.875 | 13260.516 | 870.7108 | 1519.547 |  | 0 | 0 | 0 | 0 | 0 | 0 | 0 | 40690.2841 | 40690.2841 | 40690.2841 | 40690.2841 | 40690.2841 | 40690.2841 | 40690.2841 | 40690.2841 | 0 | 0 | 0 | 0 | 0 | 0 | 0 | 0 | 0 | 0 | 0 | 0 | 0 | 0 | 0 | 0 | 0 | 0 | 0 | 0 | 0 | 0 | 0 | 0 | 5.5225 | 5.5225 | 5.5225 | 5.5225 | 5.5225 | 5.5225 | 5.5225 | 5.5225 | 0 | 0 | 0 | 0 | 0 | 0 | 0 | 0 | 0 | 0 | 0 | 0 | 0 | 0 | 0 | 0 | 0 | 0 | 0 | 0 | 0 | 0 | 0 | 0 | 0 | 0 | 0 | 0 | 0 | 0 | 0 | 0 | 0 | 0 | 0 | 0 | 0 | 0 | 0 | 0 | 0 | 0 | 0 | 0 | 0 | 0 | 0 | 0 | 0
Commercial | Commercial Incentive Program | Prescriptive | Beverage & Snack Machine Controls (Refrigerated) | 5 | 0 | 83.46% | 0 | 8528.7682 | 0 | 0 | 0 | 901.413 | 0 | 450 |  | 2.2981 | 0.56492 | 4.6033 | 2.7625 | 7.4533 | 0.012253 | 0.030627 | 1202.4558 | 243.0367 | 3638.6997 | 1867.3406 | 261.2132 | 523.2466 |  | 0 | 0 | 0 | 0 | 0 | 0 | 0 | 8528.7682 | 8528.7682 | 8528.7682 | 8528.7682 | 8528.7682 | 0 | 0 | 0 | 0 | 0 | 0 | 0 | 0 | 0 | 0 | 0 | 0 | 0 | 0 | 0 | 0 | 0 | 0 | 0 | 0 | 0 | 0 | 0 | 0 | 0 | 0 | 0 | 0 | 0 | 0 | 0 | 0 | 0 | 0 | 0 | 0 | 0 | 0 | 0 | 0 | 0 | 0 | 0 | 0 | 0 | 0 | 0 | 0 | 0 | 0 | 0 | 0 | 0 | 0 | 0 | 0 | 0 | 0 | 0 | 0 | 0 | 0 | 0 | 0 | 0 | 0 | 0 | 0 | 0 | 0 | 0 | 0 | 0 | 0 | 0 | 0 | 0 | 0 | 0 | 0 | 0 | 0 | 0 | 0
Commercial | Commercial Incentive Program | Prescriptive | ECM for Walk-In Cooler or Freezer | 15 | 0 | 83.46% | 0 | 5658.1895 | 0.6005 | 0 | 0 | 667.7133 | 0 | 400 |  | 5.0915 | 0.62155 | 8.4991 | 5.9808 | 15.3299 | 0.0076791 | 0.041036 | 1973.4135 | 344.6982 | 5709.5281 | 2942.7876 | 232.1895 | 387.5901 |  | 0 | 0 | 0 | 0 | 0 | 0 | 0 | 5658.1895 | 5658.1895 | 5658.1895 | 5658.1895 | 5658.1895 | 5658.1895 | 5658.1895 | 5658.1895 | 5658.1895 | 5658.1895 | 5658.1895 | 5658.1895 | 5658.1895 | 5658.1895 | 5658.1895 | 0 | 0 | 0 | 0 | 0 | 0 | 0 | 0 | 0 | 0 | 0 | 0 | 0 | 0 | 0 | 0 | 0 | 0.6005 | 0.6005 | 0.6005 | 0.6005 | 0.6005 | 0.6005 | 0.6005 | 0.6005 | 0.6005 | 0.6005 | 0.6005 | 0.6005 | 0.6005 | 0.6005 | 0.6005 | 0 | 0 | 0 | 0 | 0 | 0 | 0 | 0 | 0 | 0 | 0 | 0 | 0 | 0 | 0 | 0 | 0 | 0 | 0 | 0 | 0 | 0 | 0 | 0 | 0 | 0 | 0 | 0 | 0 | 0 | 0 | 0 | 0 | 0 | 0 | 0 | 0 | 0 | 0 | 0 | 0 | 0
Commercial | Commercial Incentive Program | Prescriptive | ENERGY STAR Electric Steamer | 12 | 0 | 83.46% | 0 | 105474.5618 | 4.8802 | 0 | 0 | 6309.8907 | 0 | 3600 |  | 8.1276 | 0.60687 | 14.2456 | 9.6733 | 25.4775 | 0.0042079 | 0.019812 | 29769.1139 | 5661.452 | 91227.3104 | 46963.4274 | 2089.7058 | 3662.7264 |  | 0 | 0 | 0 | 0 | 0 | 0 | 0 | 105474.5618 | 105474.5618 | 105474.5618 | 105474.5618 | 105474.5618 | 105474.5618 | 105474.5618 | 105474.5618 | 105474.5618 | 105474.5618 | 105474.5618 | 105474.5618 | 0 | 0 | 0 | 0 | 0 | 0 | 0 | 0 | 0 | 0 | 0 | 0 | 0 | 0 | 0 | 0 | 0 | 0 | 0 | 0 | 4.8802 | 4.8802 | 4.8802 | 4.8802 | 4.8802 | 4.8802 | 4.8802 | 4.8802 | 4.8802 | 4.8802 | 4.8802 | 4.8802 | 0 | 0 | 0 | 0 | 0 | 0 | 0 | 0 | 0 | 0 | 0 | 0 | 0 | 0 | 0 | 0 | 0 | 0 | 0 | 0 | 0 | 0 | 0 | 0 | 0 | 0 | 0 | 0 | 0 | 0 | 0 | 0 | 0 | 0 | 0 | 0 | 0 | 0 | 0 | 0 | 0 | 0 | 0 | 0 | 0
Commercial | Commercial Incentive Program | Prescriptive | ENERGY STAR Commercial Dishwasher | 10 | 0 | 83.46% | 0 | 26874.7674 | 0.088676 | 0 | 0 | 500.785 | 0 | 300 |  | 21.8544 | 0.59831 | 36.4811 | 26.2752 | 70.4483 | 0.0015448 | 0.0064798 | 6352.9027 | 1285.1084 | 20304.6489 | 10443.93 | 174.1422 | 290.6926 |  | 0 | 0 | 0 | 0 | 0 | 0 | 0 | 26874.7674 | 26874.7674 | 26874.7674 | 26874.7674 | 26874.7674 | 26874.7674 | 26874.7674 | 26874.7674 | 26874.7674 | 26874.7674 | 0 | 0 | 0 | 0 | 0 | 0 | 0 | 0 | 0 | 0 | 0 | 0 | 0 | 0 | 0 | 0 | 0 | 0 | 0 | 0 | 0 | 0 | 0.088676 | 0.088676 | 0.088676 | 0.088676 | 0.088676 | 0.088676 | 0.088676 | 0.088676 | 0.088676 | 0.088676 | 0 | 0 | 0 | 0 | 0 | 0 | 0 | 0 | 0 | 0 | 0 | 0 | 0 | 0 | 0 | 0 | 0 | 0 | 0 | 0 | 0 | 0 | 0 | 0 | 0 | 0 | 0 | 0 | 0 | 0 | 0 | 0 | 0 | 0 | 0 | 0 | 0 | 0 | 0 | 0 | 0 | 0 | 0 | 0 | 0 | 0 | 0
Commercial | Commercial Incentive Program | Prescriptive | High Efficiency Pre-Rinse Spray Valve | 5 | 0 | 83.46% | 0 | 28263.1303 | 0 | 0 | 0 | 1001.57 | 0 | 600 |  | 6.8539 | 0.60963 | 11.4411 | 8.2392 | 21.3394 | 0.0049298 | 0.012323 | 3984.7683 | 805.3891 | 12058.1357 | 6188.1022 | 348.2843 | 581.3852 |  | 0 | 0 | 0 | 0 | 0 | 0 | 0 | 28263.1303 | 28263.1303 | 28263.1303 | 28263.1303 | 28263.1303 | 0 | 0 | 0 | 0 | 0 | 0 | 0 | 0 | 0 | 0 | 0 | 0 | 0 | 0 | 0 | 0 | 0 | 0 | 0 | 0 | 0 | 0 | 0 | 0 | 0 | 0 | 0 | 0 | 0 | 0 | 0 | 0 | 0 | 0 | 0 | 0 | 0 | 0 | 0 | 0 | 0 | 0 | 0 | 0 | 0 | 0 | 0 | 0 | 0 | 0 | 0 | 0 | 0 | 0 | 0 | 0 | 0 | 0 | 0 | 0 | 0 | 0 | 0 | 0 | 0 | 0 | 0 | 0 | 0 | 0 | 0 | 0 | 0 | 0 | 0 | 0 | 0 | 0 | 0 | 0 | 0 | 0 | 0 | 0
Commercial | Commercial Incentive Program | Prescriptive | ENERGY STAR Electric Fryer | 12 | 0 | 83.46% | 0 | 10071.0546 | 1.7474 | 0 | 0 | 2103.2969 | 0 | 1200 |  | 2.7587 | 0.65012 | 4.8353 | 3.2015 | 7.7051 | 0.01469 | 0.069165 | 3368.1204 | 540.5739 | 8710.6807 | 4484.221 | 696.5686 | 1220.9088 |  | 0 | 0 | 0 | 0 | 0 | 0 | 0 | 10071.0546 | 10071.0546 | 10071.0546 | 10071.0546 | 10071.0546 | 10071.0546 | 10071.0546 | 10071.0546 | 10071.0546 | 10071.0546 | 10071.0546 | 10071.0546 | 0 | 0 | 0 | 0 | 0 | 0 | 0 | 0 | 0 | 0 | 0 | 0 | 0 | 0 | 0 | 0 | 0 | 0 | 0 | 0 | 1.7474 | 1.7474 | 1.7474 | 1.7474 | 1.7474 | 1.7474 | 1.7474 | 1.7474 | 1.7474 | 1.7474 | 1.7474 | 1.7474 | 0 | 0 | 0 | 0 | 0 | 0 | 0 | 0 | 0 | 0 | 0 | 0 | 0 | 0 | 0 | 0 | 0 | 0 | 0 | 0 | 0 | 0 | 0 | 0 | 0 | 0 | 0 | 0 | 0 | 0 | 0 | 0 | 0 | 0 | 0 | 0 | 0 | 0 | 0 | 0 | 0 | 0 | 0 | 0 | 0
Commercial | Commercial Incentive Program | Prescriptive | Demand Control Ventilation | 15 | 0 | 83.46% | 15659.8397 | 11868.4405 | 2.0374 | 0 | 0 | 4977.8027 | 0 | 2850 |  | 22.2417 | 0.85293 | 38.8473 | 22.4919 | 45.8956 | 0.026084 | 0.13939 | 64267.0781 | 723.0282 | 130960.2687 | 73694.2751 | 1654.3504 | 2889.4842 |  | 0 | 0 | 0 | 0 | 0 | 0 | 0 | 11868.4405 | 11868.4405 | 11868.4405 | 11868.4405 | 11868.4405 | 11868.4405 | 11868.4405 | 11868.4405 | 11868.4405 | 11868.4405 | 11868.4405 | 11868.4405 | 11868.4405 | 11868.4405 | 11868.4405 | 0 | 0 | 0 | 0 | 0 | 0 | 0 | 0 | 0 | 0 | 0 | 0 | 0 | 0 | 0 | 0 | 0 | 2.0374 | 2.0374 | 2.0374 | 2.0374 | 2.0374 | 2.0374 | 2.0374 | 2.0374 | 2.0374 | 2.0374 | 2.0374 | 2.0374 | 2.0374 | 2.0374 | 2.0374 | 0 | 0 | 0 | 0 | 0 | 0 | 0 | 0 | 0 | 0 | 0 | 0 | 0 | 0 | 0 | 0 | 0 | 15659.8397 | 15659.8397 | 15659.8397 | 15659.8397 | 15659.8397 | 15659.8397 | 15659.8397 | 15659.8397 | 15659.8397 | 15659.8397 | 15659.8397 | 15659.8397 | 15659.8397 | 15659.8397 | 15659.8397 | 0 | 0 | 0 | 0 | 0 | 0 | 0 | 0 | 0 | 0
Commercial | Commercial Incentive Program | Prescriptive | No Air Loss Drain | 10 | 0 | 83.46% | 0 | 8685.0739 | 1.3625 | 0 | 0 | 2921.2457 | 0 | 1750 |  | 1.4968 | 0.57802 | 2.4985 | 1.7417 | 4.4687 | 0.027884 | 0.11696 | 2538.0632 | 415.3064 | 6561.8197 | 3375.1475 | 1015.8292 | 1695.7067 |  | 0 | 0 | 0 | 0 | 0 | 0 | 0 | 8685.0739 | 8685.0739 | 8685.0739 | 8685.0739 | 8685.0739 | 8685.0739 | 8685.0739 | 8685.0739 | 8685.0739 | 8685.0739 | 0 | 0 | 0 | 0 | 0 | 0 | 0 | 0 | 0 | 0 | 0 | 0 | 0 | 0 | 0 | 0 | 0 | 0 | 0 | 0 | 0 | 0 | 1.3625 | 1.3625 | 1.3625 | 1.3625 | 1.3625 | 1.3625 | 1.3625 | 1.3625 | 1.3625 | 1.3625 | 0 | 0 | 0 | 0 | 0 | 0 | 0 | 0 | 0 | 0 | 0 | 0 | 0 | 0 | 0 | 0 | 0 | 0 | 0 | 0 | 0 | 0 | 0 | 0 | 0 | 0 | 0 | 0 | 0 | 0 | 0 | 0 | 0 | 0 | 0 | 0 | 0 | 0 | 0 | 0 | 0 | 0 | 0 | 0 | 0 | 0 | 0
Commercial | Commercial Incentive Program | Custom | Custom Project | 15 | 0 | 83.46% | 0 | 1477193.796 | 248.0242 | 0 | 0 | 283778.1531 | 0 | 111844.43 |  | 3.3882 | 0.66986 | 8.5968 | 3.9345 | 9.4431 | 0.0082244 | 0.04395 | 558127.7387 | 89990.9954 | 1490596.8693 | 768278.9078 | 64922.7651 | 164725.7926 |  | 0 | 0 | 0 | 0 | 0 | 0 | 0 | 1477193.796 | 1477193.796 | 1477193.796 | 1477193.796 | 1477193.796 | 1477193.796 | 1477193.796 | 1477193.796 | 1477193.796 | 1477193.796 | 1477193.796 | 1477193.796 | 1477193.796 | 1477193.796 | 1477193.796 | 0 | 0 | 0 | 0 | 0 | 0 | 0 | 0 | 0 | 0 | 0 | 0 | 0 | 0 | 0 | 0 | 0 | 248.0242 | 248.0242 | 248.0242 | 248.0242 | 248.0242 | 248.0242 | 248.0242 | 248.0242 | 248.0242 | 248.0242 | 248.0242 | 248.0242 | 248.0242 | 248.0242 | 248.0242 | 0 | 0 | 0 | 0 | 0 | 0 | 0 | 0 | 0 | 0 | 0 | 0 | 0 | 0 | 0 | 0 | 0 | 0 | 0 | 0 | 0 | 0 | 0 | 0 | 0 | 0 | 0 | 0 | 0 | 0 | 0 | 0 | 0 | 0 | 0 | 0 | 0 | 0 | 0 | 0 | 0 | 0
Commercial | Express Install | 0 | Express Install | 15 | 0 | 83.46% | 0 | 1408274.3394 | 224.8088 | 0 | 0 | 331770.0467 | 0 | 278250 |  | 2.7344 | 0.58908 | 3.2604 | 3.1799 | 8.2176 | 0.021462 | 0.11469 | 526610.6034 | 85792.4058 | 1421052.0834 | 732434.3456 | 161516.8443 | 192583.831 |  | 0 | 0 | 0 | 0 | 0 | 0 | 0 | 1408274.3394 | 1408274.3394 | 1408274.3394 | 1408274.3394 | 1408274.3394 | 1408274.3394 | 1408274.3394 | 1408274.3394 | 1408274.3394 | 1408274.3394 | 1408274.3394 | 1408274.3394 | 1408274.3394 | 1408274.3394 | 1408274.3394 | 0 | 0 | 0 | 0 | 0 | 0 | 0 | 0 | 0 | 0 | 0 | 0 | 0 | 0 | 0 | 0 | 0 | 224.8088 | 224.8088 | 224.8088 | 224.8088 | 224.8088 | 224.8088 | 224.8088 | 224.8088 | 224.8088 | 224.8088 | 224.8088 | 224.8088 | 224.8088 | 224.8088 | 224.8088 | 0 | 0 | 0 | 0 | 0 | 0 | 0 | 0 | 0 | 0 | 0 | 0 | 0 | 0 | 0 | 0 | 0 | 0 | 0 | 0 | 0 | 0 | 0 | 0 | 0 | 0 | 0 | 0 | 0 | 0 | 0 | 0 | 0 | 0 | 0 | 0 | 0 | 0 | 0 | 0 | 0 | 0
Commercial | New Construction | 0 | New Construction | 15 | 0 | 83.46% | 0 | 229161.7998 | 61.067 | 0 | 0 | 64200.6339 | 0 | 17350.78 |  | 2.6085 | 0.75207 | 9.6519 | 2.9831 | 6.4753 | 0.0082244 | 0.04395 | 97210.8972 | 13960.591 | 231241.0615 | 119185.5651 | 10071.6738 | 37266.7881 |  | 0 | 0 | 0 | 0 | 0 | 0 | 0 | 229161.7998 | 229161.7998 | 229161.7998 | 229161.7998 | 229161.7998 | 229161.7998 | 229161.7998 | 229161.7998 | 229161.7998 | 229161.7998 | 229161.7998 | 229161.7998 | 229161.7998 | 229161.7998 | 229161.7998 | 0 | 0 | 0 | 0 | 0 | 0 | 0 | 0 | 0 | 0 | 0 | 0 | 0 | 0 | 0 | 0 | 0 | 61.067 | 61.067 | 61.067 | 61.067 | 61.067 | 61.067 | 61.067 | 61.067 | 61.067 | 61.067 | 61.067 | 61.067 | 61.067 | 61.067 | 61.067 | 0 | 0 | 0 | 0 | 0 | 0 | 0 | 0 | 0 | 0 | 0 | 0 | 0 | 0 | 0 | 0 | 0 | 0 | 0 | 0 | 0 | 0 | 0 | 0 | 0 | 0 | 0 | 0 | 0 | 0 | 0 | 0 | 0 | 0 | 0 | 0 | 0 | 0 | 0 | 0 | 0 | 0
Commercial | School Energy Manager | 0 | School Energy Manager | 10 | 0 | 100% | 0 | 589797.4942 | 215.4144 | 0 | 0 | 90000 | 0 | 0 |  | 4.1545 | 0.94693 | n/a | 4.6943 | 7.1192 | 0 | 0 | 217040.5101 | 28203.1736 | 371923.5978 | 229203.9838 | 0 | 52242.6451 |  | 0 | 0 | 0 | 0 | 0 | 0 | 0 | 589797.4942 | 589797.4942 | 589797.4942 | 589797.4942 | 589797.4942 | 589797.4942 | 589797.4942 | 589797.4942 | 589797.4942 | 589797.4942 | 0 | 0 | 0 | 0 | 0 | 0 | 0 | 0 | 0 | 0 | 0 | 0 | 0 | 0 | 0 | 0 | 0 | 0 | 0 | 0 | 0 | 0 | 215.4144 | 215.4144 | 215.4144 | 215.4144 | 215.4144 | 215.4144 | 215.4144 | 215.4144 | 215.4144 | 215.4144 | 0 | 0 | 0 | 0 | 0 | 0 | 0 | 0 | 0 | 0 | 0 | 0 | 0 | 0 | 0 | 0 | 0 | 0 | 0 | 0 | 0 | 0 | 0 | 0 | 0 | 0 | 0 | 0 | 0 | 0 | 0 | 0 | 0 | 0 | 0 | 0 | 0 | 0 | 0 | 0 | 0 | 0 | 0 | 0 | 0 | 0 | 0
Commercial | Bid For Efficiency | 0 | Bid for Efficiency | 10 | 0 | 100% | 0 | 2450021.4676 | 283.3998 | 0 | 0 | 76664.8076 | 0 | 185501.23 |  | 15.2637 | 0.64094 | 6.3083 | 17.8963 | 37.1366 | 0.010478 | 0.04395 | 679265.4252 | 117156.1111 | 1544972.3134 | 952114.389 | 107678.6102 | 44501.9148 |  | 0 | 0 | 0 | 0 | 0 | 0 | 0 | 2450021.4676 | 2450021.4676 | 2450021.4676 | 2450021.4676 | 2450021.4676 | 2450021.4676 | 2450021.4676 | 2450021.4676 | 2450021.4676 | 2450021.4676 | 0 | 0 | 0 | 0 | 0 | 0 | 0 | 0 | 0 | 0 | 0 | 0 | 0 | 0 | 0 | 0 | 0 | 0 | 0 | 0 | 0 | 0 | 283.3998 | 283.3998 | 283.3998 | 283.3998 | 283.3998 | 283.3998 | 283.3998 | 283.3998 | 283.3998 | 283.3998 | 0 | 0 | 0 | 0 | 0 | 0 | 0 | 0 | 0 | 0 | 0 | 0 | 0 | 0 | 0 | 0 | 0 | 0 | 0 | 0 | 0 | 0 | 0 | 0 | 0 | 0 | 0 | 0 | 0 | 0 | 0 | 0 | 0 | 0 | 0 | 0 | 0 | 0 | 0 | 0 | 0 | 0 | 0 | 0 | 0 | 0 | 0
Commercial | Retrocommissioning | 0 | Retrocommissioning (Large Customer) | 5 | 0 | 83.46% | 0 | 0 | 0 | 0 | 0 | 0 | 0 | 0 |  | n/a | n/a | n/a | n/a | n/a | 0 | 0 | 0 | 0 | 0 | 0 | 0 | 0 |  | 0 | 0 | 0 | 0 | 0 | 0 | 0 | 0 | 0 | 0 | 0 | 0 | 0 | 0 | 0 | 0 | 0 | 0 | 0 | 0 | 0 | 0 | 0 | 0 | 0 | 0 | 0 | 0 | 0 | 0 | 0 | 0 | 0 | 0 | 0 | 0 | 0 | 0 | 0 | 0 | 0 | 0 | 0 | 0 | 0 | 0 | 0 | 0 | 0 | 0 | 0 | 0 | 0 | 0 | 0 | 0 | 0 | 0 | 0 | 0 | 0 | 0 | 0 | 0 | 0 | 0 | 0 | 0 | 0 | 0 | 0 | 0 | 0 | 0 | 0 | 0 | 0 | 0 | 0 | 0 | 0 | 0 | 0 | 0 | 0 | 0 | 0 | 0 | 0 | 0 | 0 | 0 | 0 | 0 | 0 | 0
Commercial | Retrocommissioning | 0 | Retrocommissioning (Mid-Sized Customer) | 5 | 0 | 83.46% | 0 | 1173292.2146 | 149.0403 | 0 | 0 | 33385.6651 | 0 | 133252.19 |  | 10.1485 | 0.58842 | 2.5426 | 11.8737 | 29.8212 | 0.026374 | 0.065925 | 196672.249 | 33434.2559 | 500571.4728 | 256887.7582 | 77349.4096 | 19379.505 |  | 0 | 0 | 0 | 0 | 0 | 0 | 0 | 1173292.2146 | 1173292.2146 | 1173292.2146 | 1173292.2146 | 1173292.2146 | 0 | 0 | 0 | 0 | 0 | 0 | 0 | 0 | 0 | 0 | 0 | 0 | 0 | 0 | 0 | 0 | 0 | 0 | 0 | 0 | 0 | 0 | 0 | 0 | 0 | 0 | 0 | 149.0403 | 149.0403 | 149.0403 | 149.0403 | 149.0403 | 0 | 0 | 0 | 0 | 0 | 0 | 0 | 0 | 0 | 0 | 0 | 0 | 0 | 0 | 0 | 0 | 0 | 0 | 0 | 0 | 0 | 0 | 0 | 0 | 0 | 0 | 0 | 0 | 0 | 0 | 0 | 0 | 0 | 0 | 0 | 0 | 0 | 0 | 0 | 0 | 0 | 0 | 0 | 0 | 0 | 0 | 0 | 0 | 0 | 0 | 0 | 0
Industrial | Retrocommissioning | 0 | Retrocommissioning (Large Customer) | 5 | 0 | 83.46% | 0 | 0 | 0 | 0 | 0 | 0 | 0 | 0 |  | n/a | n/a | n/a | n/a | n/a | 0 | 0 | 0 | 0 | 0 | 0 | 0 | 0 |  | 0 | 0 | 0 | 0 | 0 | 0 | 0 | 0 | 0 | 0 | 0 | 0 | 0 | 0 | 0 | 0 | 0 | 0 | 0 | 0 | 0 | 0 | 0 | 0 | 0 | 0 | 0 | 0 | 0 | 0 | 0 | 0 | 0 | 0 | 0 | 0 | 0 | 0 | 0 | 0 | 0 | 0 | 0 | 0 | 0 | 0 | 0 | 0 | 0 | 0 | 0 | 0 | 0 | 0 | 0 | 0 | 0 | 0 | 0 | 0 | 0 | 0 | 0 | 0 | 0 | 0 | 0 | 0 | 0 | 0 | 0 | 0 | 0 | 0 | 0 | 0 | 0 | 0 | 0 | 0 | 0 | 0 | 0 | 0 | 0 | 0 | 0 | 0 | 0 | 0 | 0 | 0 | 0 | 0 | 0 | 0
Industrial | Retrocommissioning | 0 | Retrocommissioning (Mid-Sized Customer) | 5 | 0 | 83.46% | 0 | 0 | 0 | 0 | 0 | 0 | 0 | 0 |  | n/a | n/a | n/a | n/a | n/a | 0 | 0 | 0 | 0 | 0 | 0 | 0 | 0 |  | 0 | 0 | 0 | 0 | 0 | 0 | 0 | 0 | 0 | 0 | 0 | 0 | 0 | 0 | 0 | 0 | 0 | 0 | 0 | 0 | 0 | 0 | 0 | 0 | 0 | 0 | 0 | 0 | 0 | 0 | 0 | 0 | 0 | 0 | 0 | 0 | 0 | 0 | 0 | 0 | 0 | 0 | 0 | 0 | 0 | 0 | 0 | 0 | 0 | 0 | 0 | 0 | 0 | 0 | 0 | 0 | 0 | 0 | 0 | 0 | 0 | 0 | 0 | 0 | 0 | 0 | 0 | 0 | 0 | 0 | 0 | 0 | 0 | 0 | 0 | 0 | 0 | 0 | 0 | 0 | 0 | 0 | 0 | 0 | 0 | 0 | 0 | 0 | 0 | 0 | 0 | 0 | 0 | 0 | 0 | 0
Commercial | Continuous Energy Management | 0 | Continuous Energy Management | 3 | 0 | 100% | 0 | 0 | 0 | 0 | 0 | 0 | 0 | 0 |  | n/a | n/a | n/a | n/a | n/a | 0 | 0 | 0 | 0 | 0 | 0 | 0 | 0 |  | 0 | 0 | 0 | 0 | 0 | 0 | 0 | 0 | 0 | 0 | 0 | 0 | 0 | 0 | 0 | 0 | 0 | 0 | 0 | 0 | 0 | 0 | 0 | 0 | 0 | 0 | 0 | 0 | 0 | 0 | 0 | 0 | 0 | 0 | 0 | 0 | 0 | 0 | 0 | 0 | 0 | 0 | 0 | 0 | 0 | 0 | 0 | 0 | 0 | 0 | 0 | 0 | 0 | 0 | 0 | 0 | 0 | 0 | 0 | 0 | 0 | 0 | 0 | 0 | 0 | 0 | 0 | 0 | 0 | 0 | 0 | 0 | 0 | 0 | 0 | 0 | 0 | 0 | 0 | 0 | 0 | 0 | 0 | 0 | 0 | 0 | 0 | 0 | 0 | 0 | 0 | 0 | 0 | 0 | 0 | 0
Industrial | Continuous Energy Management | 0 | Continuous Energy Management | 3 | 0 | 100% | 0 | 0 | 0 | 0 | 0 | 0 | 0 | 0 |  | n/a | n/a | n/a | n/a | n/a | 0 | 0 | 0 | 0 | 0 | 0 | 0 | 0 |  | 0 | 0 | 0 | 0 | 0 | 0 | 0 | 0 | 0 | 0 | 0 | 0 | 0 | 0 | 0 | 0 | 0 | 0 | 0 | 0 | 0 | 0 | 0 | 0 | 0 | 0 | 0 | 0 | 0 | 0 | 0 | 0 | 0 | 0 | 0 | 0 | 0 | 0 | 0 | 0 | 0 | 0 | 0 | 0 | 0 | 0 | 0 | 0 | 0 | 0 | 0 | 0 | 0 | 0 | 0 | 0 | 0 | 0 | 0 | 0 | 0 | 0 | 0 | 0 | 0 | 0 | 0 | 0 | 0 | 0 | 0 | 0 | 0 | 0 | 0 | 0 | 0 | 0 | 0 | 0 | 0 | 0 | 0 | 0 | 0 | 0 | 0 | 0 | 0 | 0 | 0 | 0 | 0 | 0 | 0 | 0
Residential | Residential Efficient Products | Appliance | ENERGY STAR Air Purifier | 9 | 0 | 79% | 0 | 22286.9913 | 2.578 | 0 | 0 | 5530 | 0 | 2500 | 2461.25 | 1.2407 | 0.3566 | 1.9984 | 1.4546 | 5.4004 | 0.033081 | 0.12922 | 5755.1286 | 992.4406 | 15884.1688 | 13258.814 | 1451.1846 | 3210.0203 | 1428.6912 | 0 | 0 | 0 | 0 | 0 | 0 | 0 | 22286.9913 | 22286.9913 | 22286.9913 | 22286.9913 | 22286.9913 | 22286.9913 | 22286.9913 | 22286.9913 | 22286.9913 | 0 | 0 | 0 | 0 | 0 | 0 | 0 | 0 | 0 | 0 | 0 | 0 | 0 | 0 | 0 | 0 | 0 | 0 | 0 | 0 | 0 | 0 | 0 | 2.578 | 2.578 | 2.578 | 2.578 | 2.578 | 2.578 | 2.578 | 2.578 | 2.578 | 0 | 0 | 0 | 0 | 0 | 0 | 0 | 0 | 0 | 0 | 0 | 0 | 0 | 0 | 0 | 0 | 0 | 0 | 0 | 0 | 0 | 0 | 0 | 0 | 0 | 0 | 0 | 0 | 0 | 0 | 0 | 0 | 0 | 0 | 0 | 0 | 0 | 0 | 0 | 0 | 0 | 0 | 0 | 0 | 0 | 0 | 0 | 0
#N/A | 0 | 0 | 0 | #N/A | #N/A | 0% | #N/A | #N/A | #N/A | #N/A | #N/A | #N/A | #N/A | 0 |  | #N/A | #N/A | n/a | #N/A | #N/A | 0 | 0 | #N/A | #N/A | #N/A | #N/A | 0 | #N/A |  | #N/A | #N/A | #N/A | #N/A | #N/A | #N/A | #N/A | #N/A | #N/A | #N/A | #N/A | #N/A | #N/A | #N/A | #N/A | #N/A | #N/A | #N/A | #N/A | #N/A | #N/A | #N/A | #N/A | #N/A | #N/A | #N/A | #N/A | #N/A | #N/A | #N/A | #N/A | #N/A | #N/A | #N/A | #N/A | #N/A | #N/A | #N/A | #N/A | #N/A | #N/A | #N/A | #N/A | #N/A | #N/A | #N/A | #N/A | #N/A | #N/A | #N/A | #N/A | #N/A | #N/A | #N/A | #N/A | #N/A | #N/A | #N/A | #N/A | #N/A | #N/A | #N/A | #N/A | #N/A | #N/A | #N/A | #N/A | #N/A | #N/A | #N/A | #N/A | #N/A | #N/A | #N/A | #N/A | #N/A | #N/A | #N/A | #N/A | #N/A | #N/A | #N/A | #N/A | #N/A | #N/A | #N/A | #N/A | #N/A | #N/A | #N/A | #N/A | #N/A | #N/A | #N/A | #N/A | #N/A
#N/A | 0 | 0 | 0 | #N/A | #N/A | 0% | #N/A | #N/A | #N/A | #N/A | #N/A | #N/A | #N/A | 0 |  | #N/A | #N/A | n/a | #N/A | #N/A | 0 | 0 | #N/A | #N/A | #N/A | #N/A | 0 | #N/A |  | #N/A | #N/A | #N/A | #N/A | #N/A | #N/A | #N/A | #N/A | #N/A | #N/A | #N/A | #N/A | #N/A | #N/A | #N/A | #N/A | #N/A | #N/A | #N/A | #N/A | #N/A | #N/A | #N/A | #N/A | #N/A | #N/A | #N/A | #N/A | #N/A | #N/A | #N/A | #N/A | #N/A | #N/A | #N/A | #N/A | #N/A | #N/A | #N/A | #N/A | #N/A | #N/A | #N/A | #N/A | #N/A | #N/A | #N/A | #N/A | #N/A | #N/A | #N/A | #N/A | #N/A | #N/A | #N/A | #N/A | #N/A | #N/A | #N/A | #N/A | #N/A | #N/A | #N/A | #N/A | #N/A | #N/A | #N/A | #N/A | #N/A | #N/A | #N/A | #N/A | #N/A | #N/A | #N/A | #N/A | #N/A | #N/A | #N/A | #N/A | #N/A | #N/A | #N/A | #N/A | #N/A | #N/A | #N/A | #N/A | #N/A | #N/A | #N/A | #N/A | #N/A | #N/A | #N/A | #N/A
#N/A | 0 | 0 | 0 | #N/A | #N/A | 0% | #N/A | #N/A | #N/A | #N/A | #N/A | #N/A | #N/A | 0 |  | #N/A | #N/A | n/a | #N/A | #N/A | 0 | 0 | #N/A | #N/A | #N/A | #N/A | 0 | #N/A |  | #N/A | #N/A | #N/A | #N/A | #N/A | #N/A | #N/A | #N/A | #N/A | #N/A | #N/A | #N/A | #N/A | #N/A | #N/A | #N/A | #N/A | #N/A | #N/A | #N/A | #N/A | #N/A | #N/A | #N/A | #N/A | #N/A | #N/A | #N/A | #N/A | #N/A | #N/A | #N/A | #N/A | #N/A | #N/A | #N/A | #N/A | #N/A | #N/A | #N/A | #N/A | #N/A | #N/A | #N/A | #N/A | #N/A | #N/A | #N/A | #N/A | #N/A | #N/A | #N/A | #N/A | #N/A | #N/A | #N/A | #N/A | #N/A | #N/A | #N/A | #N/A | #N/A | #N/A | #N/A | #N/A | #N/A | #N/A | #N/A | #N/A | #N/A | #N/A | #N/A | #N/A | #N/A | #N/A | #N/A | #N/A | #N/A | #N/A | #N/A | #N/A | #N/A | #N/A | #N/A | #N/A | #N/A | #N/A | #N/A | #N/A | #N/A | #N/A | #N/A | #N/A | #N/A | #N/A | #N/A
#N/A | 0 | 0 | 0 | #N/A | #N/A | 0% | #N/A | #N/A | #N/A | #N/A | #N/A | #N/A | #N/A | 0 |  | #N/A | #N/A | n/a | #N/A | #N/A | 0 | 0 | #N/A | #N/A | #N/A | #N/A | 0 | #N/A |  | #N/A | #N/A | #N/A | #N/A | #N/A | #N/A | #N/A | #N/A | #N/A | #N/A | #N/A | #N/A | #N/A | #N/A | #N/A | #N/A | #N/A | #N/A | #N/A | #N/A | #N/A | #N/A | #N/A | #N/A | #N/A | #N/A | #N/A | #N/A | #N/A | #N/A | #N/A | #N/A | #N/A | #N/A | #N/A | #N/A | #N/A | #N/A | #N/A | #N/A | #N/A | #N/A | #N/A | #N/A | #N/A | #N/A | #N/A | #N/A | #N/A | #N/A | #N/A | #N/A | #N/A | #N/A | #N/A | #N/A | #N/A | #N/A | #N/A | #N/A | #N/A | #N/A | #N/A | #N/A | #N/A | #N/A | #N/A | #N/A | #N/A | #N/A | #N/A | #N/A | #N/A | #N/A | #N/A | #N/A | #N/A | #N/A | #N/A | #N/A | #N/A | #N/A | #N/A | #N/A | #N/A | #N/A | #N/A | #N/A | #N/A | #N/A | #N/A | #N/A | #N/A | #N/A | #N/A | #N/A
#N/A | 0 | 0 | 0 | #N/A | #N/A | 0% | #N/A | #N/A | #N/A | #N/A | #N/A | #N/A | #N/A | 0 |  | #N/A | #N/A | n/a | #N/A | #N/A | 0 | 0 | #N/A | #N/A | #N/A | #N/A | 0 | #N/A |  | #N/A | #N/A | #N/A | #N/A | #N/A | #N/A | #N/A | #N/A | #N/A | #N/A | #N/A | #N/A | #N/A | #N/A | #N/A | #N/A | #N/A | #N/A | #N/A | #N/A | #N/A | #N/A | #N/A | #N/A | #N/A | #N/A | #N/A | #N/A | #N/A | #N/A | #N/A | #N/A | #N/A | #N/A | #N/A | #N/A | #N/A | #N/A | #N/A | #N/A | #N/A | #N/A | #N/A | #N/A | #N/A | #N/A | #N/A | #N/A | #N/A | #N/A | #N/A | #N/A | #N/A | #N/A | #N/A | #N/A | #N/A | #N/A | #N/A | #N/A | #N/A | #N/A | #N/A | #N/A | #N/A | #N/A | #N/A | #N/A | #N/A | #N/A | #N/A | #N/A | #N/A | #N/A | #N/A | #N/A | #N/A | #N/A | #N/A | #N/A | #N/A | #N/A | #N/A | #N/A | #N/A | #N/A | #N/A | #N/A | #N/A | #N/A | #N/A | #N/A | #N/A | #N/A | #N/A | #N/A
#N/A | 0 | 0 | 0 | #N/A | #N/A | 0% | #N/A | #N/A | #N/A | #N/A | #N/A | #N/A | #N/A | 0 |  | #N/A | #N/A | n/a | #N/A | #N/A | 0 | 0 | #N/A | #N/A | #N/A | #N/A | 0 | #N/A |  | #N/A | #N/A | #N/A | #N/A | #N/A | #N/A | #N/A | #N/A | #N/A | #N/A | #N/A | #N/A | #N/A | #N/A | #N/A | #N/A | #N/A | #N/A | #N/A | #N/A | #N/A | #N/A | #N/A | #N/A | #N/A | #N/A | #N/A | #N/A | #N/A | #N/A | #N/A | #N/A | #N/A | #N/A | #N/A | #N/A | #N/A | #N/A | #N/A | #N/A | #N/A | #N/A | #N/A | #N/A | #N/A | #N/A | #N/A | #N/A | #N/A | #N/A | #N/A | #N/A | #N/A | #N/A | #N/A | #N/A | #N/A | #N/A | #N/A | #N/A | #N/A | #N/A | #N/A | #N/A | #N/A | #N/A | #N/A | #N/A | #N/A | #N/A | #N/A | #N/A | #N/A | #N/A | #N/A | #N/A | #N/A | #N/A | #N/A | #N/A | #N/A | #N/A | #N/A | #N/A | #N/A | #N/A | #N/A | #N/A | #N/A | #N/A | #N/A | #N/A | #N/A | #N/A | #N/A | #N/A
#N/A | 0 | 0 | 0 | #N/A | #N/A | 0% | #N/A | #N/A | #N/A | #N/A | #N/A | #N/A | #N/A | 0 |  | #N/A | #N/A | n/a | #N/A | #N/A | 0 | 0 | #N/A | #N/A | #N/A | #N/A | 0 | #N/A |  | #N/A | #N/A | #N/A | #N/A | #N/A | #N/A | #N/A | #N/A | #N/A | #N/A | #N/A | #N/A | #N/A | #N/A | #N/A | #N/A | #N/A | #N/A | #N/A | #N/A | #N/A | #N/A | #N/A | #N/A | #N/A | #N/A | #N/A | #N/A | #N/A | #N/A | #N/A | #N/A | #N/A | #N/A | #N/A | #N/A | #N/A | #N/A | #N/A | #N/A | #N/A | #N/A | #N/A | #N/A | #N/A | #N/A | #N/A | #N/A | #N/A | #N/A | #N/A | #N/A | #N/A | #N/A | #N/A | #N/A | #N/A | #N/A | #N/A | #N/A | #N/A | #N/A | #N/A | #N/A | #N/A | #N/A | #N/A | #N/A | #N/A | #N/A | #N/A | #N/A | #N/A | #N/A | #N/A | #N/A | #N/A | #N/A | #N/A | #N/A | #N/A | #N/A | #N/A | #N/A | #N/A | #N/A | #N/A | #N/A | #N/A | #N/A | #N/A | #N/A | #N/A | #N/A | #N/A | #N/A
0 | 0 | 0 | 0 | 0 | 0 | 0% | 0 | 0 | 0 | 0 | 0 | 0 | 0 | 0 |  | n/a | n/a | n/a | n/a | n/a | 0 | 0 | 0 | 0 | #DIV/0! | 0 | 0 | 0 |  | 0 | 0 | 0 | 0 | 0 | 0 | 0 | 0 | 0 | 0 | 0 | 0 | 0 | 0 | 0 | 0 | 0 | 0 | 0 | 0 | 0 | 0 | 0 | 0 | 0 | 0 | 0 | 0 | 0 | 0 | 0 | 0 | 0 | 0 | 0 | 0 | 0 | 0 | 0 | 0 | 0 | 0 | 0 | 0 | 0 | 0 | 0 | 0 | 0 | 0 | 0 | 0 | 0 | 0 | 0 | 0 | 0 | 0 | 0 | 0 | 0 | 0 | 0 | 0 | 0 | 0 | 0 | 0 | 0 | 0 | 0 | 0 | 0 | 0 | 0 | 0 | 0 | 0 | 0 | 0 | 0 | 0 | 0 | 0 | 0 | 0 | 0 | 0 | 0 | 0 | 0 | 0 | 0 | 0 | 0 | 0
0 | 0 | 0 | 0 | 0 | 0 | 0% | 0 | 0 | 0 | 0 | 0 | 0 | 0 | 0 |  | n/a | n/a | n/a | n/a | n/a | 0 | 0 | 0 | 0 | #DIV/0! | 0 | 0 | 0 |  | 0 | 0 | 0 | 0 | 0 | 0 | 0 | 0 | 0 | 0 | 0 | 0 | 0 | 0 | 0 | 0 | 0 | 0 | 0 | 0 | 0 | 0 | 0 | 0 | 0 | 0 | 0 | 0 | 0 | 0 | 0 | 0 | 0 | 0 | 0 | 0 | 0 | 0 | 0 | 0 | 0 | 0 | 0 | 0 | 0 | 0 | 0 | 0 | 0 | 0 | 0 | 0 | 0 | 0 | 0 | 0 | 0 | 0 | 0 | 0 | 0 | 0 | 0 | 0 | 0 | 0 | 0 | 0 | 0 | 0 | 0 | 0 | 0 | 0 | 0 | 0 | 0 | 0 | 0 | 0 | 0 | 0 | 0 | 0 | 0 | 0 | 0 | 0 | 0 | 0 | 0 | 0 | 0 | 0 | 0 | 0
0 | 0 | 0 | 0 | 0 | 0 | 0% | 0 | 0 | 0 | 0 | 0 | 0 | 0 | 0 |  | n/a | n/a | n/a | n/a | n/a | 0 | 0 | 0 | 0 | #DIV/0! | 0 | 0 | 0 |  | 0 | 0 | 0 | 0 | 0 | 0 | 0 | 0 | 0 | 0 | 0 | 0 | 0 | 0 | 0 | 0 | 0 | 0 | 0 | 0 | 0 | 0 | 0 | 0 | 0 | 0 | 0 | 0 | 0 | 0 | 0 | 0 | 0 | 0 | 0 | 0 | 0 | 0 | 0 | 0 | 0 | 0 | 0 | 0 | 0 | 0 | 0 | 0 | 0 | 0 | 0 | 0 | 0 | 0 | 0 | 0 | 0 | 0 | 0 | 0 | 0 | 0 | 0 | 0 | 0 | 0 | 0 | 0 | 0 | 0 | 0 | 0 | 0 | 0 | 0 | 0 | 0 | 0 | 0 | 0 | 0 | 0 | 0 | 0 | 0 | 0 | 0 | 0 | 0 | 0 | 0 | 0 | 0 | 0 | 0 | 0
0 | 0 | 0 | 0 | 0 | 0 | 0% | 0 | 0 | 0 | 0 | 0 | 0 | 0 | 0 |  | n/a | n/a | n/a | n/a | n/a | 0 | 0 | 0 | 0 | #DIV/0! | 0 | 0 | 0 |  | 0 | 0 | 0 | 0 | 0 | 0 | 0 | 0 | 0 | 0 | 0 | 0 | 0 | 0 | 0 | 0 | 0 | 0 | 0 | 0 | 0 | 0 | 0 | 0 | 0 | 0 | 0 | 0 | 0 | 0 | 0 | 0 | 0 | 0 | 0 | 0 | 0 | 0 | 0 | 0 | 0 | 0 | 0 | 0 | 0 | 0 | 0 | 0 | 0 | 0 | 0 | 0 | 0 | 0 | 0 | 0 | 0 | 0 | 0 | 0 | 0 | 0 | 0 | 0 | 0 | 0 | 0 | 0 | 0 | 0 | 0 | 0 | 0 | 0 | 0 | 0 | 0 | 0 | 0 | 0 | 0 | 0 | 0 | 0 | 0 | 0 | 0 | 0 | 0 | 0 | 0 | 0 | 0 | 0 | 0 | 0
0 | 0 | 0 | 0 | 0 | 0 | 0% | 0 | 0 | 0 | 0 | 0 | 0 | 0 | 0 |  | n/a | n/a | n/a | n/a | n/a | 0 | 0 | 0 | 0 | #DIV/0! | 0 | 0 | 0 |  | 0 | 0 | 0 | 0 | 0 | 0 | 0 | 0 | 0 | 0 | 0 | 0 | 0 | 0 | 0 | 0 | 0 | 0 | 0 | 0 | 0 | 0 | 0 | 0 | 0 | 0 | 0 | 0 | 0 | 0 | 0 | 0 | 0 | 0 | 0 | 0 | 0 | 0 | 0 | 0 | 0 | 0 | 0 | 0 | 0 | 0 | 0 | 0 | 0 | 0 | 0 | 0 | 0 | 0 | 0 | 0 | 0 | 0 | 0 | 0 | 0 | 0 | 0 | 0 | 0 | 0 | 0 | 0 | 0 | 0 | 0 | 0 | 0 | 0 | 0 | 0 | 0 | 0 | 0 | 0 | 0 | 0 | 0 | 0 | 0 | 0 | 0 | 0 | 0 | 0 | 0 | 0 | 0 | 0 | 0 | 0
0 | 0 | 0 | 0 | 0 | 0 | 0% | 0 | 0 | 0 | 0 | 0 | 0 | 0 | 0 |  | n/a | n/a | n/a | n/a | n/a | 0 | 0 | 0 | 0 | #DIV/0! | 0 | 0 | 0 |  | 0 | 0 | 0 | 0 | 0 | 0 | 0 | 0 | 0 | 0 | 0 | 0 | 0 | 0 | 0 | 0 | 0 | 0 | 0 | 0 | 0 | 0 | 0 | 0 | 0 | 0 | 0 | 0 | 0 | 0 | 0 | 0 | 0 | 0 | 0 | 0 | 0 | 0 | 0 | 0 | 0 | 0 | 0 | 0 | 0 | 0 | 0 | 0 | 0 | 0 | 0 | 0 | 0 | 0 | 0 | 0 | 0 | 0 | 0 | 0 | 0 | 0 | 0 | 0 | 0 | 0 | 0 | 0 | 0 | 0 | 0 | 0 | 0 | 0 | 0 | 0 | 0 | 0 | 0 | 0 | 0 | 0 | 0 | 0 | 0 | 0 | 0 | 0 | 0 | 0 | 0 | 0 | 0 | 0 | 0 | 0
0 | 0 | 0 | 0 | 0 | 0 | 0% | 0 | 0 | 0 | 0 | 0 | 0 | 0 | 0 |  | n/a | n/a | n/a | n/a | n/a | 0 | 0 | 0 | 0 | #DIV/0! | 0 | 0 | 0 |  | 0 | 0 | 0 | 0 | 0 | 0 | 0 | 0 | 0 | 0 | 0 | 0 | 0 | 0 | 0 | 0 | 0 | 0 | 0 | 0 | 0 | 0 | 0 | 0 | 0 | 0 | 0 | 0 | 0 | 0 | 0 | 0 | 0 | 0 | 0 | 0 | 0 | 0 | 0 | 0 | 0 | 0 | 0 | 0 | 0 | 0 | 0 | 0 | 0 | 0 | 0 | 0 | 0 | 0 | 0 | 0 | 0 | 0 | 0 | 0 | 0 | 0 | 0 | 0 | 0 | 0 | 0 | 0 | 0 | 0 | 0 | 0 | 0 | 0 | 0 | 0 | 0 | 0 | 0 | 0 | 0 | 0 | 0 | 0 | 0 | 0 | 0 | 0 | 0 | 0 | 0 | 0 | 0 | 0 | 0 | 0
0 | 0 | 0 | 0 | 0 | 0 | 0% | 0 | 0 | 0 | 0 | 0 | 0 | 0 | 0 |  | n/a | n/a | n/a | n/a | n/a | 0 | 0 | 0 | 0 | #DIV/0! | 0 | 0 | 0 |  | 0 | 0 | 0 | 0 | 0 | 0 | 0 | 0 | 0 | 0 | 0 | 0 | 0 | 0 | 0 | 0 | 0 | 0 | 0 | 0 | 0 | 0 | 0 | 0 | 0 | 0 | 0 | 0 | 0 | 0 | 0 | 0 | 0 | 0 | 0 | 0 | 0 | 0 | 0 | 0 | 0 | 0 | 0 | 0 | 0 | 0 | 0 | 0 | 0 | 0 | 0 | 0 | 0 | 0 | 0 | 0 | 0 | 0 | 0 | 0 | 0 | 0 | 0 | 0 | 0 | 0 | 0 | 0 | 0 | 0 | 0 | 0 | 0 | 0 | 0 | 0 | 0 | 0 | 0 | 0 | 0 | 0 | 0 | 0 | 0 | 0 | 0 | 0 | 0 | 0 | 0 | 0 | 0 | 0 | 0 | 0
0 | 0 | 0 | 0 | 0 | 0 | 0% | 0 | 0 | 0 | 0 | 0 | 0 | 0 | 0 |  | n/a | n/a | n/a | n/a | n/a | 0 | 0 | 0 | 0 | #DIV/0! | 0 | 0 | 0 |  | 0 | 0 | 0 | 0 | 0 | 0 | 0 | 0 | 0 | 0 | 0 | 0 | 0 | 0 | 0 | 0 | 0 | 0 | 0 | 0 | 0 | 0 | 0 | 0 | 0 | 0 | 0 | 0 | 0 | 0 | 0 | 0 | 0 | 0 | 0 | 0 | 0 | 0 | 0 | 0 | 0 | 0 | 0 | 0 | 0 | 0 | 0 | 0 | 0 | 0 | 0 | 0 | 0 | 0 | 0 | 0 | 0 | 0 | 0 | 0 | 0 | 0 | 0 | 0 | 0 | 0 | 0 | 0 | 0 | 0 | 0 | 0 | 0 | 0 | 0 | 0 | 0 | 0 | 0 | 0 | 0 | 0 | 0 | 0 | 0 | 0 | 0 | 0 | 0 | 0 | 0 | 0 | 0 | 0 | 0 | 0
0 | 0 | 0 | 0 | 0 | 0 | 0% | 0 | 0 | 0 | 0 | 0 | 0 | 0 | 0 |  | n/a | n/a | n/a | n/a | n/a | 0 | 0 | 0 | 0 | #DIV/0! | 0 | 0 | 0 |  | 0 | 0 | 0 | 0 | 0 | 0 | 0 | 0 | 0 | 0 | 0 | 0 | 0 | 0 | 0 | 0 | 0 | 0 | 0 | 0 | 0 | 0 | 0 | 0 | 0 | 0 | 0 | 0 | 0 | 0 | 0 | 0 | 0 | 0 | 0 | 0 | 0 | 0 | 0 | 0 | 0 | 0 | 0 | 0 | 0 | 0 | 0 | 0 | 0 | 0 | 0 | 0 | 0 | 0 | 0 | 0 | 0 | 0 | 0 | 0 | 0 | 0 | 0 | 0 | 0 | 0 | 0 | 0 | 0 | 0 | 0 | 0 | 0 | 0 | 0 | 0 | 0 | 0 | 0 | 0 | 0 | 0 | 0 | 0 | 0 | 0 | 0 | 0 | 0 | 0 | 0 | 0 | 0 | 0 | 0 | 0
0 | 0 | 0 | 0 | 0 | 0 | 0% | 0 | 0 | 0 | 0 | 0 | 0 | 0 | 0 |  | n/a | n/a | n/a | n/a | n/a | 0 | 0 | 0 | 0 | #DIV/0! | 0 | 0 | 0 |  | 0 | 0 | 0 | 0 | 0 | 0 | 0 | 0 | 0 | 0 | 0 | 0 | 0 | 0 | 0 | 0 | 0 | 0 | 0 | 0 | 0 | 0 | 0 | 0 | 0 | 0 | 0 | 0 | 0 | 0 | 0 | 0 | 0 | 0 | 0 | 0 | 0 | 0 | 0 | 0 | 0 | 0 | 0 | 0 | 0 | 0 | 0 | 0 | 0 | 0 | 0 | 0 | 0 | 0 | 0 | 0 | 0 | 0 | 0 | 0 | 0 | 0 | 0 | 0 | 0 | 0 | 0 | 0 | 0 | 0 | 0 | 0 | 0 | 0 | 0 | 0 | 0 | 0 | 0 | 0 | 0 | 0 | 0 | 0 | 0 | 0 | 0 | 0 | 0 | 0 | 0 | 0 | 0 | 0 | 0 | 0
0 | 0 | 0 | 0 | 0 | 0 | 0% | 0 | 0 | 0 | 0 | 0 | 0 | 0 | 0 |  | n/a | n/a | n/a | n/a | n/a | 0 | 0 | 0 | 0 | #DIV/0! | 0 | 0 | 0 |  | 0 | 0 | 0 | 0 | 0 | 0 | 0 | 0 | 0 | 0 | 0 | 0 | 0 | 0 | 0 | 0 | 0 | 0 | 0 | 0 | 0 | 0 | 0 | 0 | 0 | 0 | 0 | 0 | 0 | 0 | 0 | 0 | 0 | 0 | 0 | 0 | 0 | 0 | 0 | 0 | 0 | 0 | 0 | 0 | 0 | 0 | 0 | 0 | 0 | 0 | 0 | 0 | 0 | 0 | 0 | 0 | 0 | 0 | 0 | 0 | 0 | 0 | 0 | 0 | 0 | 0 | 0 | 0 | 0 | 0 | 0 | 0 | 0 | 0 | 0 | 0 | 0 | 0 | 0 | 0 | 0 | 0 | 0 | 0 | 0 | 0 | 0 | 0 | 0 | 0 | 0 | 0 | 0 | 0 | 0 | 0
0 | 0 | 0 | 0 | 0 | 0 | 0% | 0 | 0 | 0 | 0 | 0 | 0 | 0 | 0 |  | n/a | n/a | n/a | n/a | n/a | 0 | 0 | 0 | 0 | #DIV/0! | 0 | 0 | 0 |  | 0 | 0 | 0 | 0 | 0 | 0 | 0 | 0 | 0 | 0 | 0 | 0 | 0 | 0 | 0 | 0 | 0 | 0 | 0 | 0 | 0 | 0 | 0 | 0 | 0 | 0 | 0 | 0 | 0 | 0 | 0 | 0 | 0 | 0 | 0 | 0 | 0 | 0 | 0 | 0 | 0 | 0 | 0 | 0 | 0 | 0 | 0 | 0 | 0 | 0 | 0 | 0 | 0 | 0 | 0 | 0 | 0 | 0 | 0 | 0 | 0 | 0 | 0 | 0 | 0 | 0 | 0 | 0 | 0 | 0 | 0 | 0 | 0 | 0 | 0 | 0 | 0 | 0 | 0 | 0 | 0 | 0 | 0 | 0 | 0 | 0 | 0 | 0 | 0 | 0 | 0 | 0 | 0 | 0 | 0 | 0
0 | 0 | 0 | 0 | 0 | 0 | 0% | 0 | 0 | 0 | 0 | 0 | 0 | 0 | 0 |  | n/a | n/a | n/a | n/a | n/a | 0 | 0 | 0 | 0 | #DIV/0! | 0 | 0 | 0 |  | 0 | 0 | 0 | 0 | 0 | 0 | 0 | 0 | 0 | 0 | 0 | 0 | 0 | 0 | 0 | 0 | 0 | 0 | 0 | 0 | 0 | 0 | 0 | 0 | 0 | 0 | 0 | 0 | 0 | 0 | 0 | 0 | 0 | 0 | 0 | 0 | 0 | 0 | 0 | 0 | 0 | 0 | 0 | 0 | 0 | 0 | 0 | 0 | 0 | 0 | 0 | 0 | 0 | 0 | 0 | 0 | 0 | 0 | 0 | 0 | 0 | 0 | 0 | 0 | 0 | 0 | 0 | 0 | 0 | 0 | 0 | 0 | 0 | 0 | 0 | 0 | 0 | 0 | 0 | 0 | 0 | 0 | 0 | 0 | 0 | 0 | 0 | 0 | 0 | 0 | 0 | 0 | 0 | 0 | 0 | 0
0 | 0 | 0 | 0 | 0 | 0 | 0% | 0 | 0 | 0 | 0 | 0 | 0 | 0 | 0 |  | n/a | n/a | n/a | n/a | n/a | 0 | 0 | 0 | 0 | #DIV/0! | 0 | 0 | 0 |  | 0 | 0 | 0 | 0 | 0 | 0 | 0 | 0 | 0 | 0 | 0 | 0 | 0 | 0 | 0 | 0 | 0 | 0 | 0 | 0 | 0 | 0 | 0 | 0 | 0 | 0 | 0 | 0 | 0 | 0 | 0 | 0 | 0 | 0 | 0 | 0 | 0 | 0 | 0 | 0 | 0 | 0 | 0 | 0 | 0 | 0 | 0 | 0 | 0 | 0 | 0 | 0 | 0 | 0 | 0 | 0 | 0 | 0 | 0 | 0 | 0 | 0 | 0 | 0 | 0 | 0 | 0 | 0 | 0 | 0 | 0 | 0 | 0 | 0 | 0 | 0 | 0 | 0 | 0 | 0 | 0 | 0 | 0 | 0 | 0 | 0 | 0 | 0 | 0 | 0 | 0 | 0 | 0 | 0 | 0 | 0
0 | 0 | 0 | 0 | 0 | 0 | 0% | 0 | 0 | 0 | 0 | 0 | 0 | 0 | 0 |  | n/a | n/a | n/a | n/a | n/a | 0 | 0 | 0 | 0 | #DIV/0! | 0 | 0 | 0 |  | 0 | 0 | 0 | 0 | 0 | 0 | 0 | 0 | 0 | 0 | 0 | 0 | 0 | 0 | 0 | 0 | 0 | 0 | 0 | 0 | 0 | 0 | 0 | 0 | 0 | 0 | 0 | 0 | 0 | 0 | 0 | 0 | 0 | 0 | 0 | 0 | 0 | 0 | 0 | 0 | 0 | 0 | 0 | 0 | 0 | 0 | 0 | 0 | 0 | 0 | 0 | 0 | 0 | 0 | 0 | 0 | 0 | 0 | 0 | 0 | 0 | 0 | 0 | 0 | 0 | 0 | 0 | 0 | 0 | 0 | 0 | 0 | 0 | 0 | 0 | 0 | 0 | 0 | 0 | 0 | 0 | 0 | 0 | 0 | 0 | 0 | 0 | 0 | 0 | 0 | 0 | 0 | 0 | 0 | 0 | 0
0 | 0 | 0 | 0 | 0 | 0 | 0% | 0 | 0 | 0 | 0 | 0 | 0 | 0 | 0 |  | n/a | n/a | n/a | n/a | n/a | 0 | 0 | 0 | 0 | #DIV/0! | 0 | 0 | 0 |  | 0 | 0 | 0 | 0 | 0 | 0 | 0 | 0 | 0 | 0 | 0 | 0 | 0 | 0 | 0 | 0 | 0 | 0 | 0 | 0 | 0 | 0 | 0 | 0 | 0 | 0 | 0 | 0 | 0 | 0 | 0 | 0 | 0 | 0 | 0 | 0 | 0 | 0 | 0 | 0 | 0 | 0 | 0 | 0 | 0 | 0 | 0 | 0 | 0 | 0 | 0 | 0 | 0 | 0 | 0 | 0 | 0 | 0 | 0 | 0 | 0 | 0 | 0 | 0 | 0 | 0 | 0 | 0 | 0 | 0 | 0 | 0 | 0 | 0 | 0 | 0 | 0 | 0 | 0 | 0 | 0 | 0 | 0 | 0 | 0 | 0 | 0 | 0 | 0 | 0 | 0 | 0 | 0 | 0 | 0 | 0
0 | 0 | 0 | 0 | 0 | 0 | 0% | 0 | 0 | 0 | 0 | 0 | 0 | 0 | 0 |  | n/a | n/a | n/a | n/a | n/a | 0 | 0 | 0 | 0 | #DIV/0! | 0 | 0 | 0 |  | 0 | 0 | 0 | 0 | 0 | 0 | 0 | 0 | 0 | 0 | 0 | 0 | 0 | 0 | 0 | 0 | 0 | 0 | 0 | 0 | 0 | 0 | 0 | 0 | 0 | 0 | 0 | 0 | 0 | 0 | 0 | 0 | 0 | 0 | 0 | 0 | 0 | 0 | 0 | 0 | 0 | 0 | 0 | 0 | 0 | 0 | 0 | 0 | 0 | 0 | 0 | 0 | 0 | 0 | 0 | 0 | 0 | 0 | 0 | 0 | 0 | 0 | 0 | 0 | 0 | 0 | 0 | 0 | 0 | 0 | 0 | 0 | 0 | 0 | 0 | 0 | 0 | 0 | 0 | 0 | 0 | 0 | 0 | 0 | 0 | 0 | 0 | 0 | 0 | 0 | 0 | 0 | 0 | 0 | 0 | 0
0 | 0 | 0 | 0 | 0 | 0 | 0% | 0 | 0 | 0 | 0 | 0 | 0 | 0 | 0 |  | n/a | n/a | n/a | n/a | n/a | 0 | 0 | 0 | 0 | #DIV/0! | 0 | 0 | 0 |  | 0 | 0 | 0 | 0 | 0 | 0 | 0 | 0 | 0 | 0 | 0 | 0 | 0 | 0 | 0 | 0 | 0 | 0 | 0 | 0 | 0 | 0 | 0 | 0 | 0 | 0 | 0 | 0 | 0 | 0 | 0 | 0 | 0 | 0 | 0 | 0 | 0 | 0 | 0 | 0 | 0 | 0 | 0 | 0 | 0 | 0 | 0 | 0 | 0 | 0 | 0 | 0 | 0 | 0 | 0 | 0 | 0 | 0 | 0 | 0 | 0 | 0 | 0 | 0 | 0 | 0 | 0 | 0 | 0 | 0 | 0 | 0 | 0 | 0 | 0 | 0 | 0 | 0 | 0 | 0 | 0 | 0 | 0 | 0 | 0 | 0 | 0 | 0 | 0 | 0 | 0 | 0 | 0 | 0 | 0 | 0
0 | 0 | 0 | 0 | 0 | 0 | 0% | 0 | 0 | 0 | 0 | 0 | 0 | 0 | 0 |  | n/a | n/a | n/a | n/a | n/a | 0 | 0 | 0 | 0 | #DIV/0! | 0 | 0 | 0 |  | 0 | 0 | 0 | 0 | 0 | 0 | 0 | 0 | 0 | 0 | 0 | 0 | 0 | 0 | 0 | 0 | 0 | 0 | 0 | 0 | 0 | 0 | 0 | 0 | 0 | 0 | 0 | 0 | 0 | 0 | 0 | 0 | 0 | 0 | 0 | 0 | 0 | 0 | 0 | 0 | 0 | 0 | 0 | 0 | 0 | 0 | 0 | 0 | 0 | 0 | 0 | 0 | 0 | 0 | 0 | 0 | 0 | 0 | 0 | 0 | 0 | 0 | 0 | 0 | 0 | 0 | 0 | 0 | 0 | 0 | 0 | 0 | 0 | 0 | 0 | 0 | 0 | 0 | 0 | 0 | 0 | 0 | 0 | 0 | 0 | 0 | 0 | 0 | 0 | 0 | 0 | 0 | 0 | 0 | 0 | 0
0 | 0 | 0 | 0 | 0 | 0 | 0% | 0 | 0 | 0 | 0 | 0 | 0 | 0 | 0 |  | n/a | n/a | n/a | n/a | n/a | 0 | 0 | 0 | 0 | #DIV/0! | 0 | 0 | 0 |  | 0 | 0 | 0 | 0 | 0 | 0 | 0 | 0 | 0 | 0 | 0 | 0 | 0 | 0 | 0 | 0 | 0 | 0 | 0 | 0 | 0 | 0 | 0 | 0 | 0 | 0 | 0 | 0 | 0 | 0 | 0 | 0 | 0 | 0 | 0 | 0 | 0 | 0 | 0 | 0 | 0 | 0 | 0 | 0 | 0 | 0 | 0 | 0 | 0 | 0 | 0 | 0 | 0 | 0 | 0 | 0 | 0 | 0 | 0 | 0 | 0 | 0 | 0 | 0 | 0 | 0 | 0 | 0 | 0 | 0 | 0 | 0 | 0 | 0 | 0 | 0 | 0 | 0 | 0 | 0 | 0 | 0 | 0 | 0 | 0 | 0 | 0 | 0 | 0 | 0 | 0 | 0 | 0 | 0 | 0 | 0
0 | 0 | 0 | 0 | 0 | 0 | 0% | 0 | 0 | 0 | 0 | 0 | 0 | 0 | 0 |  | n/a | n/a | n/a | n/a | n/a | 0 | 0 | 0 | 0 | #DIV/0! | 0 | 0 | 0 |  | 0 | 0 | 0 | 0 | 0 | 0 | 0 | 0 | 0 | 0 | 0 | 0 | 0 | 0 | 0 | 0 | 0 | 0 | 0 | 0 | 0 | 0 | 0 | 0 | 0 | 0 | 0 | 0 | 0 | 0 | 0 | 0 | 0 | 0 | 0 | 0 | 0 | 0 | 0 | 0 | 0 | 0 | 0 | 0 | 0 | 0 | 0 | 0 | 0 | 0 | 0 | 0 | 0 | 0 | 0 | 0 | 0 | 0 | 0 | 0 | 0 | 0 | 0 | 0 | 0 | 0 | 0 | 0 | 0 | 0 | 0 | 0 | 0 | 0 | 0 | 0 | 0 | 0 | 0 | 0 | 0 | 0 | 0 | 0 | 0 | 0 | 0 | 0 | 0 | 0 | 0 | 0 | 0 | 0 | 0 | 0
0 | 0 | 0 | 0 | 0 | 0 | 0% | 0 | 0 | 0 | 0 | 0 | 0 | 0 | 0 |  | n/a | n/a | n/a | n/a | n/a | 0 | 0 | 0 | 0 | #DIV/0! | 0 | 0 | 0 |  | 0 | 0 | 0 | 0 | 0 | 0 | 0 | 0 | 0 | 0 | 0 | 0 | 0 | 0 | 0 | 0 | 0 | 0 | 0 | 0 | 0 | 0 | 0 | 0 | 0 | 0 | 0 | 0 | 0 | 0 | 0 | 0 | 0 | 0 | 0 | 0 | 0 | 0 | 0 | 0 | 0 | 0 | 0 | 0 | 0 | 0 | 0 | 0 | 0 | 0 | 0 | 0 | 0 | 0 | 0 | 0 | 0 | 0 | 0 | 0 | 0 | 0 | 0 | 0 | 0 | 0 | 0 | 0 | 0 | 0 | 0 | 0 | 0 | 0 | 0 | 0 | 0 | 0 | 0 | 0 | 0 | 0 | 0 | 0 | 0 | 0 | 0 | 0 | 0 | 0 | 0 | 0 | 0 | 0 | 0 | 0
0 | 0 | 0 | 0 | 0 | 0 | 0% | 0 | 0 | 0 | 0 | 0 | 0 | 0 | 0 |  | n/a | n/a | n/a | n/a | n/a | 0 | 0 | 0 | 0 | #DIV/0! | 0 | 0 | 0 |  | 0 | 0 | 0 | 0 | 0 | 0 | 0 | 0 | 0 | 0 | 0 | 0 | 0 | 0 | 0 | 0 | 0 | 0 | 0 | 0 | 0 | 0 | 0 | 0 | 0 | 0 | 0 | 0 | 0 | 0 | 0 | 0 | 0 | 0 | 0 | 0 | 0 | 0 | 0 | 0 | 0 | 0 | 0 | 0 | 0 | 0 | 0 | 0 | 0 | 0 | 0 | 0 | 0 | 0 | 0 | 0 | 0 | 0 | 0 | 0 | 0 | 0 | 0 | 0 | 0 | 0 | 0 | 0 | 0 | 0 | 0 | 0 | 0 | 0 | 0 | 0 | 0 | 0 | 0 | 0 | 0 | 0 | 0 | 0 | 0 | 0 | 0 | 0 | 0 | 0 | 0 | 0 | 0 | 0 | 0 | 0

## 2024
Year | 2024
[7 empty] | Net Annual Savings with Line Losses |  |  |  |  | Costs per Unit |  | Total Costs |  | B/C Ratio -- Cost Tests |  |  |  |  | Levelized Cost $/kWh | First Year Cost $/kWh | Net Present Value | [6 empty] | Net kWh Savings | [31 empty] | Net kW Savings | [31 empty] | Net Therm Savings
Sector | Program | Tier | Measure | Measure Life | Remaining Life | NTG | Therms | kWh | kW | Remaining kWh | Remaining kW | Incremental Cost | Future Avoided Cost | Total Incentives | Admin | TRC | RIM | Utility | Societal | Participant |  |  | Avoided Energy & Demand Cost | Avoided Environmental Costs | Participant Bill Savings | Lost Utility Revenue | Participant Incentives | Incremental Cost | Program Delivery Costs | 2016 | 2017 | 2018 | 2019 | 2020 | 2021 | 2022 | 2023 | 2024 | 2025 | 2026 | 2027 | 2028 | 2029 | 2030 | 2031 | 2032 | 2033 | 2034 | 2035 | 2036 | 2037 | 2038 | 2039 | 2040 | 2041 | 2042 | 2043 | 2044 | 2045 | 2046 | 2047 | 2016 | 2017 | 2018 | 2019 | 2020 | 2021 | 2022 | 2023 | 2024 | 2025 | 2026 | 2027 | 2028 | 2029 | 2030 | 2031 | 2032 | 2033 | 2034 | 2035 | 2036 | 2037 | 2038 | 2039 | 2040 | 2041 | 2042 | 2043 | 2044 | 2045 | 2046 | 2047 | 2016 | 2017 | 2018 | 2019 | 2020 | 2021 | 2022 | 2023 | 2024 | 2025 | 2026 | 2027 | 2028 | 2029 | 2030 | 2031 | 2032 | 2033 | 2034 | 2035 | 2036 | 2037 | 2038 | 2039 | 2040 | 2041 | 2042 | 2043 | 2044 | 2045 | 2046 | 2047
0 | 0 | 0 | [5 empty] | 31922758.0386 |  | 0 | [5 empty] | 1.7515 | 0.42733 | 1.8756 | 2.0233 | 14.2959 | 0.03918 | 0.11577 | 6931417.1572 | 1075267.8379 | 17666478.1397 | 12524813.7409 | 1047295.6231 | 1309035.3613 | 2648275.0259 | 0 | 0 | 0 | 0 | 0 | 0 | 0 | 0 | 31356172.0286 | 31356172.0286 | 18929020.4915 | 18929020.4915 | 18929020.4915 | 17554308.9452 | 14942959.6379 | 14942959.6379 | 14470965.6855 | 14315152.0286 | 10662229.2251 | 9824260.8471 | 9676446.5368 | 9676446.5368 | 9598514.7024 | 3932934.3756 | 3916247.6552 | 3916247.6552 | 3323943.6412 | 3323943.6412 | 946628.7276 | 946628.7276 | 946628.7276 | 946628.7276 | 0 | 0 | 0 | 0 | 0 | 0 | 0 | 0 | 5420.5267 | 5420.5267 | 2901.907 | 2901.907 | 2901.907 | 2723.7348 | 2538.0525 | 2538.0525 | 2474.7301 | 2414.3383 | 1879.2019 | 1688.2419 | 1674.1463 | 1674.1463 | 1663.9743 | 668.2943 | 666.3641 | 666.3641 | 547.0209 | 547.0209 | 217.4758 | 217.4758 | 217.4758 | 217.4758 | 0 | 0 | 0 | 0 | 0 | 0 | 0 | 0 | 24169.3595 | 24169.3595 | 24169.3595 | 24169.3595 | 24169.3595 | 24169.3595 | 24169.3595 | 24169.3595 | 24169.3595 | 22665.423 | 19569.6509 | 19569.6509 | 19569.6509 | 19569.6509 | 19151.9278 | 6938.6057 | 6938.6057 | 6938.6057 | 6938.6057 | 6938.6057 | 2716.3938 | 2716.3938 | 2716.3938 | 2716.3938
Residential | Residential Total | [6 empty] | 20266577.9262 |  | 0 |  |  |  | 774190 | 2983544.55 | 1.831 | 0.36379 | 1.8317 | 2.1138 | 23.8975 | 0.040299 | 0.099582 | 3696640.7952 | 570923.0989 | 9538041.8224 | 8143387.1934 | 415800.3679 | 416522.4274 | 1602395.9512 | 0 | 0 | 0 | 0 | 0 | 0 | 0 | 0 | 20873284.1308 | 20873284.1308 | 8446132.5938 | 8446132.5938 | 8446132.5938 | 8281505.1605 | 5670155.8533 | 5670155.8533 | 5294031.1557 | 5138217.4988 | 4857396.3467 | 4857396.3467 | 4825127.653 | 4825127.653 | 4747195.8185 | 3799579.7156 | 3799579.7156 | 3799579.7156 | 3207275.7015 | 3207275.7015 | 946628.7276 | 946628.7276 | 946628.7276 | 946628.7276 | 0 | 0 | 0 | 0 | 0 | 0 | 0 | 0 | 3612.0503 | 3612.0503 | 1093.4306 | 1093.4306 | 1093.4306 | 1064.2987 | 878.6164 | 878.6164 | 832.0492 | 771.6573 | 742.3746 | 742.3746 | 734.9066 | 734.9066 | 724.7345 | 597.9085 | 597.9085 | 597.9085 | 478.5653 | 478.5653 | 217.4758 | 217.4758 | 217.4758 | 217.4758 | 0 | 0 | 0 | 0 | 0 | 0 | 0 | 0 | 8509.5198 | 8509.5198 | 8509.5198 | 8509.5198 | 8509.5198 | 8509.5198 | 8509.5198 | 8509.5198 | 8509.5198 | 7005.5833 | 3909.8112 | 3909.8112 | 3909.8112 | 3909.8112 | 3492.0881 | 6938.6057 | 6938.6057 | 6938.6057 | 6938.6057 | 6938.6057 | 2716.3938 | 2716.3938 | 2716.3938 | 2716.3938
Residential | Residential Efficient Products | 0 | [5 empty] | 772838.8755 |  | 0 |  |  |  | 242000 | 122840.88 | 2.4796 | 0.47948 | 1.9296 | 2.7606 | 9.7089 | 0.052135 | 0.25354 | 378107.742 | 42846.6964 | 709972.2976 | 592627.2068 | 129972.8607 | 86513.0511 | 65975.1264 | 0 | 0 | 0 | 0 | 0 | 0 | 0 | 0 | 772838.8755 | 772838.8755 | 772838.8755 | 772838.8755 | 772838.8755 | 772838.8755 | 772838.8755 | 772838.8755 | 772838.8755 | 750551.8842 | 750551.8842 | 750551.8842 | 718283.1904 | 718283.1904 | 640351.356 | 0 | 0 | 0 | 0 | 0 | 0 | 0 | 0 | 0 | 0 | 0 | 0 | 0 | 0 | 0 | 0 | 0 | 88.9373 | 88.9373 | 88.9373 | 88.9373 | 88.9373 | 88.9373 | 88.9373 | 88.9373 | 88.9373 | 86.3593 | 86.3593 | 86.3593 | 78.8913 | 78.8913 | 68.7192 | 0 | 0 | 0 | 0 | 0 | 0 | 0 | 0 | 0 | 0 | 0 | 0 | 0 | 0 | 0 | 0 | 0 | -4024.7145 | -4024.7145 | -4024.7145 | -4024.7145 | -4024.7145 | -4024.7145 | -4024.7145 | -4024.7145 | -4024.7145 | -4024.7145 | -4024.7145 | -4024.7145 | -4024.7145 | -4024.7145 | -4442.4376 | 0 | 0 | 0 | 0 | 0 | 0 | 0 | 0 | 0
Residential | Residential Efficient Products | Lighting | [5 empty] | 640351.356 |  | 0 |  |  |  | 191500 | 91645.63 | 3.2424 | 0.51999 | 2.2066 | 3.5912 | 12.7841 | 0.048031 | 0.23748 | 335553.6988 | 36093.9638 | 590902.0182 | 493237.009 | 102850.4249 | 54266.8918 | 49220.8459 | 0 | 0 | 0 | 0 | 0 | 0 | 0 | 0 | 640351.356 | 640351.356 | 640351.356 | 640351.356 | 640351.356 | 640351.356 | 640351.356 | 640351.356 | 640351.356 | 640351.356 | 640351.356 | 640351.356 | 640351.356 | 640351.356 | 640351.356 | 0 | 0 | 0 | 0 | 0 | 0 | 0 | 0 | 0 | 0 | 0 | 0 | 0 | 0 | 0 | 0 | 0 | 68.7192 | 68.7192 | 68.7192 | 68.7192 | 68.7192 | 68.7192 | 68.7192 | 68.7192 | 68.7192 | 68.7192 | 68.7192 | 68.7192 | 68.7192 | 68.7192 | 68.7192 | 0 | 0 | 0 | 0 | 0 | 0 | 0 | 0 | 0 | 0 | 0 | 0 | 0 | 0 | 0 | 0 | 0 | -4442.4376 | -4442.4376 | -4442.4376 | -4442.4376 | -4442.4376 | -4442.4376 | -4442.4376 | -4442.4376 | -4442.4376 | -4442.4376 | -4442.4376 | -4442.4376 | -4442.4376 | -4442.4376 | -4442.4376 | 0 | 0 | 0 | 0 | 0 | 0 | 0 | 0 | 0
Residential | Residential Efficient Products | Appliance | [5 empty] | 132487.5195 |  | 0 |  |  |  | 50500 | 31195.25 | 0.86844 | 0.29703 | 0.96985 | 1.0063 | 4.5336 | 0.074073 | 0.33118 | 42554.0432 | 6752.7327 | 119070.2794 | 99390.1978 | 27122.4358 | 32246.1593 | 16754.2805 | 0 | 0 | 0 | 0 | 0 | 0 | 0 | 0 | 132487.5195 | 132487.5195 | 132487.5195 | 132487.5195 | 132487.5195 | 132487.5195 | 132487.5195 | 132487.5195 | 132487.5195 | 110200.5282 | 110200.5282 | 110200.5282 | 77931.8344 | 77931.8344 | 0 | 0 | 0 | 0 | 0 | 0 | 0 | 0 | 0 | 0 | 0 | 0 | 0 | 0 | 0 | 0 | 0 | 0 | 20.218 | 20.218 | 20.218 | 20.218 | 20.218 | 20.218 | 20.218 | 20.218 | 20.218 | 17.64 | 17.64 | 17.64 | 10.1721 | 10.1721 | 0 | 0 | 0 | 0 | 0 | 0 | 0 | 0 | 0 | 0 | 0 | 0 | 0 | 0 | 0 | 0 | 0 | 0 | 417.7231 | 417.7231 | 417.7231 | 417.7231 | 417.7231 | 417.7231 | 417.7231 | 417.7231 | 417.7231 | 417.7231 | 417.7231 | 417.7231 | 417.7231 | 417.7231 | 0 | 0 | 0 | 0 | 0 | 0 | 0 | 0 | 0 | 0
Residential | Appliance Recycling | 0 | [5 empty] | 376124.6975 |  | 0 |  |  |  | 31750 | 73337.94 | 1.2303 | 0.33483 | 1.4831 | 1.4399 | 9.7304 | 0.045121 | 0.15006 | 83707.4054 | 14259.88 | 261702.6654 | 193561.6328 | 17052.2245 | 28647.7371 | 39388.1895 | 0 | 0 | 0 | 0 | 0 | 0 | 0 | 0 | 376124.6975 | 376124.6975 | 376124.6975 | 376124.6975 | 376124.6975 | 376124.6975 | 376124.6975 | 376124.6975 | 0 | 0 | 0 | 0 | 0 | 0 | 0 | 0 | 0 | 0 | 0 | 0 | 0 | 0 | 0 | 0 | 0 | 0 | 0 | 0 | 0 | 0 | 0 | 0 | 46.5673 | 46.5673 | 46.5673 | 46.5673 | 46.5673 | 46.5673 | 46.5673 | 46.5673 | 0 | 0 | 0 | 0 | 0 | 0 | 0 | 0 | 0 | 0 | 0 | 0 | 0 | 0 | 0 | 0 | 0 | 0 | 0 | 0 | 0 | 0 | 0 | 0 | 0 | 0 | 0 | 0 | 0 | 0 | 0 | 0 | 0 | 0 | 0 | 0 | 0 | 0 | 0 | 0 | 0 | 0 | 0 | 0 | 0 | 0 | 0 | 0
Residential | New Manufactured Homes | 0 | [5 empty] | 442631.0177 |  | 0 |  |  |  | 150750 | 104557.5 | 1.8811 | 0.41552 | 1.8484 | 2.1059 | 9.8041 | 0.051613 | 0.30978 | 253447.3245 | 30286.4786 | 689432.2011 | 472829.7459 | 80964.499 | 78578.6419 | 56155.5264 | 0 | 0 | 0 | 0 | 0 | 0 | 0 | 0 | 442631.0177 | 442631.0177 | 442631.0177 | 442631.0177 | 442631.0177 | 442631.0177 | 442631.0177 | 442631.0177 | 442631.0177 | 442631.0177 | 442631.0177 | 442631.0177 | 442631.0177 | 442631.0177 | 442631.0177 | 442631.0177 | 442631.0177 | 442631.0177 | 396409.4946 | 396409.4946 | 396409.4946 | 396409.4946 | 396409.4946 | 396409.4946 | 0 | 0 | 0 | 0 | 0 | 0 | 0 | 0 | 180.7409 | 180.7409 | 180.7409 | 180.7409 | 180.7409 | 180.7409 | 180.7409 | 180.7409 | 180.7409 | 180.7409 | 180.7409 | 180.7409 | 180.7409 | 180.7409 | 180.7409 | 180.7409 | 180.7409 | 180.7409 | 158.1606 | 158.1606 | 158.1606 | 158.1606 | 158.1606 | 158.1606 | 0 | 0 | 0 | 0 | 0 | 0 | 0 | 0 | 0 | 0 | 0 | 0 | 0 | 0 | 0 | 0 | 0 | 0 | 0 | 0 | 0 | 0 | 0 | 0 | 0 | 0 | 0 | 0 | 0 | 0 | 0 | 0
Residential | New Manufactured Homes | Tier 1 | [5 empty] | 216823.181 |  | 0 |  |  |  | 60750 | 60682.5 | 1.9147 | 0.49125 | 2.2071 | 2.1097 | 8.5658 | 0.050722 | 0.30079 | 143946.8797 | 14658.1636 | 332162.7127 | 227805.4474 | 32627.4847 | 42586.8623 | 32591.2319 | 0 | 0 | 0 | 0 | 0 | 0 | 0 | 0 | 216823.181 | 216823.181 | 216823.181 | 216823.181 | 216823.181 | 216823.181 | 216823.181 | 216823.181 | 216823.181 | 216823.181 | 216823.181 | 216823.181 | 216823.181 | 216823.181 | 216823.181 | 216823.181 | 216823.181 | 216823.181 | 170601.658 | 170601.658 | 170601.658 | 170601.658 | 170601.658 | 170601.658 | 0 | 0 | 0 | 0 | 0 | 0 | 0 | 0 | 126.8484 | 126.8484 | 126.8484 | 126.8484 | 126.8484 | 126.8484 | 126.8484 | 126.8484 | 126.8484 | 126.8484 | 126.8484 | 126.8484 | 126.8484 | 126.8484 | 126.8484 | 126.8484 | 126.8484 | 126.8484 | 104.268 | 104.268 | 104.268 | 104.268 | 104.268 | 104.268 | 0 | 0 | 0 | 0 | 0 | 0 | 0 | 0 | 0 | 0 | 0 | 0 | 0 | 0 | 0 | 0 | 0 | 0 | 0 | 0 | 0 | 0 | 0 | 0 | 0 | 0 | 0 | 0 | 0 | 0 | 0 | 0
Residential | New Manufactured Homes | Tier 2 | [5 empty] | 225807.8366 |  | 0 |  |  |  | 90000 | 43875 | 1.8386 | 0.34551 | 1.5229 | 2.101 | 11.2694 | 0.052448 | 0.31842 | 109500.4447 | 15628.315 | 357269.4884 | 245024.2985 | 48337.0143 | 35991.7796 | 23564.2945 | 0 | 0 | 0 | 0 | 0 | 0 | 0 | 0 | 225807.8366 | 225807.8366 | 225807.8366 | 225807.8366 | 225807.8366 | 225807.8366 | 225807.8366 | 225807.8366 | 225807.8366 | 225807.8366 | 225807.8366 | 225807.8366 | 225807.8366 | 225807.8366 | 225807.8366 | 225807.8366 | 225807.8366 | 225807.8366 | 225807.8366 | 225807.8366 | 225807.8366 | 225807.8366 | 225807.8366 | 225807.8366 | 0 | 0 | 0 | 0 | 0 | 0 | 0 | 0 | 53.8926 | 53.8926 | 53.8926 | 53.8926 | 53.8926 | 53.8926 | 53.8926 | 53.8926 | 53.8926 | 53.8926 | 53.8926 | 53.8926 | 53.8926 | 53.8926 | 53.8926 | 53.8926 | 53.8926 | 53.8926 | 53.8926 | 53.8926 | 53.8926 | 53.8926 | 53.8926 | 53.8926 | 0 | 0 | 0 | 0 | 0 | 0 | 0 | 0 | 0 | 0 | 0 | 0 | 0 | 0 | 0 | 0 | 0 | 0 | 0 | 0 | 0 | 0 | 0 | 0 | 0 | 0 | 0 | 0 | 0 | 0 | 0 | 0
Residential | Whole House Efficiency | 0 | [5 empty] | 5553965.0443 | [5 empty] | 349690 | 1690526.68 | 1.6014 | 0.32518 | 1.6525 | 1.8664 | 25.347 | 0.041687 | 0.19729 | 1810697.2954 | 299650.0932 | 5459063.385 | 4472559.4354 | 187810.7837 | 222782.9971 | 907944.5814 | 0 | 0 | 0 | 0 | 0 | 0 | 0 | 0 | 6151784.3362 | 6151784.3362 | 6150319.8855 | 6150319.8855 | 6150319.8855 | 5997685.0619 | 3628634.7138 | 3628634.7138 | 3628634.7138 | 3500763.9102 | 3231121.2892 | 3231121.2892 | 3231121.2892 | 3231121.2892 | 3231121.2892 | 2978823.5558 | 2978823.5558 | 2978823.5558 | 2441627.9776 | 2441627.9776 | 230578.9714 | 230578.9714 | 230578.9714 | 230578.9714 | 0 | 0 | 0 | 0 | 0 | 0 | 0 | 0 | 686.8831 | 686.8831 | 686.428 | 686.428 | 686.428 | 658.6834 | 490.7461 | 490.7461 | 490.7461 | 435.3635 | 407.1937 | 407.1937 | 407.1937 | 407.1937 | 407.1937 | 358.6667 | 358.6667 | 358.6667 | 266.2454 | 266.2454 | 12.6904 | 12.6904 | 12.6904 | 12.6904 | 0 | 0 | 0 | 0 | 0 | 0 | 0 | 0 | 12394.9196 | 12394.9196 | 12394.9196 | 12394.9196 | 12394.9196 | 12394.9196 | 12394.9196 | 12394.9196 | 12394.9196 | 10921.2905 | 7885.4195 | 7885.4195 | 7885.4195 | 7885.4195 | 7885.4195 | 6938.6057 | 6938.6057 | 6938.6057 | 6938.6057 | 6938.6057 | 2716.3938 | 2716.3938 | 2716.3938 | 2716.3938
Residential | Whole House Efficiency | Single Family | [5 empty] | 2144184.0762 |  | 0 |  |  |  | 0 | 1075507.13 | 1.3613 | 0.30951 | 1.3613 | 1.5847 | n/a | 0.051029 | 0.26939 | 786316.722 | 129043.4975 | 1959691.4409 | 1962916.2433 | 0 | 0 | 577631.1504 | 0 | 0 | 0 | 0 | 0 | 0 | 0 | 0 | 2144184.0762 | 2144184.0762 | 2143116.3271 | 2143116.3271 | 2143116.3271 | 2098360.4102 | 2098360.4102 | 2098360.4102 | 2098360.4102 | 1995911.3924 | 1787031.712 | 1787031.712 | 1787031.712 | 1787031.712 | 1787031.712 | 1661931.5269 | 1661931.5269 | 1661931.5269 | 1661931.5269 | 1661931.5269 | 0 | 0 | 0 | 0 | 0 | 0 | 0 | 0 | 0 | 0 | 0 | 0 | 289.4507 | 289.4507 | 289.1094 | 289.1094 | 289.1094 | 282.0902 | 282.0902 | 282.0902 | 282.0902 | 238.05 | 217.2546 | 217.2546 | 217.2546 | 217.2546 | 217.2546 | 189.9489 | 189.9489 | 189.9489 | 189.9489 | 189.9489 | 0 | 0 | 0 | 0 | 0 | 0 | 0 | 0 | 0 | 0 | 0 | 0 | 4394.9618 | 4394.9618 | 4394.9618 | 4394.9618 | 4394.9618 | 4394.9618 | 4394.9618 | 4394.9618 | 4394.9618 | 3010.5398 | 187.8906 | 187.8906 | 187.8906 | 187.8906 | 187.8906 | 0 | 0 | 0 | 0 | 0 | 0 | 0 | 0 | 0
Residential | Whole House Efficiency | Multi-Family | [5 empty] | 495050.7208 |  | 0 |  |  |  | 0 | 238087.5 | 1.377 | 0.3108 | 1.377 | 1.6054 | n/a | 0.049912 | 0.2583 | 176075.2327 | 29206.056 | 437928.0132 | 438648.6528 | 0 | 0 | 127871.5433 | 0 | 0 | 0 | 0 | 0 | 0 | 0 | 0 | 495050.7208 | 495050.7208 | 494654.0191 | 494654.0191 | 494654.0191 | 480833.9181 | 480833.9181 | 480833.9181 | 480833.9181 | 455412.1323 | 394649.1917 | 394649.1917 | 394649.1917 | 394649.1917 | 394649.1917 | 347513.7811 | 347513.7811 | 347513.7811 | 347513.7811 | 347513.7811 | 0 | 0 | 0 | 0 | 0 | 0 | 0 | 0 | 0 | 0 | 0 | 0 | 67.4148 | 67.4148 | 67.301 | 67.301 | 67.301 | 65.4664 | 65.4664 | 65.4664 | 65.4664 | 54.1241 | 46.7496 | 46.7496 | 46.7496 | 46.7496 | 46.7496 | 39.6257 | 39.6257 | 39.6257 | 39.6257 | 39.6257 | 0 | 0 | 0 | 0 | 0 | 0 | 0 | 0 | 0 | 0 | 0 | 0 | 313.4812 | 313.4812 | 313.4812 | 313.4812 | 313.4812 | 313.4812 | 313.4812 | 313.4812 | 313.4812 | 224.2742 | 11.0524 | 11.0524 | 11.0524 | 11.0524 | 11.0524 | 0 | 0 | 0 | 0 | 0 | 0 | 0 | 0 | 0
Residential | Whole House Efficiency | Building Shell | [5 empty] | 512244.8072 |  | 0 |  |  |  | 63540 | 87997.05 | 2.2748 | 0.34163 | 2.79 | 2.6103 | 11.7286 | 0.027703 | 0.15888 | 227067.6433 | 33492.0072 | 582316.8184 | 583275.0594 | 34125.9321 | 52559.108 | 47261.2741 | 0 | 0 | 0 | 0 | 0 | 0 | 0 | 0 | 512244.8072 | 512244.8072 | 512244.8072 | 512244.8072 | 512244.8072 | 512244.8072 | 512244.8072 | 512244.8072 | 512244.8072 | 512244.8072 | 512244.8072 | 512244.8072 | 512244.8072 | 512244.8072 | 512244.8072 | 432182.6696 | 432182.6696 | 432182.6696 | 432182.6696 | 432182.6696 | 230578.9714 | 230578.9714 | 230578.9714 | 230578.9714 | 0 | 0 | 0 | 0 | 0 | 0 | 0 | 0 | 50.7681 | 50.7681 | 50.7681 | 50.7681 | 50.7681 | 50.7681 | 50.7681 | 50.7681 | 50.7681 | 50.7681 | 50.7681 | 50.7681 | 50.7681 | 50.7681 | 50.7681 | 36.6708 | 36.6708 | 36.6708 | 36.6708 | 36.6708 | 12.6904 | 12.6904 | 12.6904 | 12.6904 | 0 | 0 | 0 | 0 | 0 | 0 | 0 | 0 | 7686.4766 | 7686.4766 | 7686.4766 | 7686.4766 | 7686.4766 | 7686.4766 | 7686.4766 | 7686.4766 | 7686.4766 | 7686.4766 | 7686.4766 | 7686.4766 | 7686.4766 | 7686.4766 | 7686.4766 | 6938.6057 | 6938.6057 | 6938.6057 | 6938.6057 | 6938.6057 | 2716.3938 | 2716.3938 | 2716.3938 | 2716.3938
Residential | Whole House Efficiency | HVAC | [7 empty] | 2402485.4401 |  |  |  | 286150 | 288935 | 1.9091 | 0.34579 | 2.0114 | 2.2407 | 15.4668 | 0.03263 | 0.12856 | 621237.6974 | 107908.5325 | 2479127.1126 | 1487719.48 | 153684.8516 | 170223.8891 | 155180.6137 | 0 | 0 | 0 | 0 | 0 | 0 | 0 | 0 | 3000304.732 | 3000304.732 | 3000304.732 | 3000304.732 | 3000304.732 | 2906245.9264 | 537195.5783 | 537195.5783 | 537195.5783 | 537195.5783 | 537195.5783 | 537195.5783 | 537195.5783 | 537195.5783 | 537195.5783 | 537195.5783 | 537195.5783 | 537195.5783 | 0 | 0 | 0 | 0 | 0 | 0 | 0 | 0 | 0 | 0 | 0 | 0 | 0 | 0 | 279.2494 | 279.2494 | 279.2494 | 279.2494 | 279.2494 | 260.3587 | 92.4213 | 92.4213 | 92.4213 | 92.4213 | 92.4213 | 92.4213 | 92.4213 | 92.4213 | 92.4213 | 92.4213 | 92.4213 | 92.4213 | 0 | 0 | 0 | 0 | 0 | 0 | 0 | 0 | 0 | 0 | 0 | 0 | 0 | 0 | 0 | 0 | 0 | 0 | 0 | 0 | 0 | 0 | 0 | 0 | 0 | 0 | 0 | 0 | 0 | 0 | 0 | 0 | 0 | 0 | 0 | 0 | 0 | 0
Residential | Residential Home Performance | 0 | [5 empty] | 12425687.0864 |  | 0 |  |  |  | 0 | 626325 | 2.7966 | 0.43033 | 2.7966 | 3.232 | n/a | 0.026181 | 0.027072 | 940722.2209 | 146469.6282 | 1786300.7431 | 1849667.8397 | 0 | 0 | 336385.3388 | 0 | 0 | 0 | 0 | 0 | 0 | 0 | 0 | 12425687.0864 | 12425687.0864 | 0 | 0 | 0 | 0 | 0 | 0 | 0 | 0 | 0 | 0 | 0 | 0 | 0 | 0 | 0 | 0 | 0 | 0 | 0 | 0 | 0 | 0 | 0 | 0 | 0 | 0 | 0 | 0 | 0 | 0 | 2518.1646 | 2518.1646 | 0 | 0 | 0 | 0 | 0 | 0 | 0 | 0 | 0 | 0 | 0 | 0 | 0 | 0 | 0 | 0 | 0 | 0 | 0 | 0 | 0 | 0 | 0 | 0 | 0 | 0 | 0 | 0 | 0 | 0 | 0 | 0 | 0 | 0 | 0 | 0 | 0 | 0 | 0 | 0 | 0 | 0 | 0 | 0 | 0 | 0 | 0 | 0 | 0 | 0 | 0 | 0 | 0 | 0
Residential | Targeted Energy Efficiency | 0 | [5 empty] | 695331.2048 | [5 empty] | 0 | 365956.55 | 1.17 | 0.3031 | 1.17 | 1.3603 | n/a | 0.059894 | 0.28267 | 229958.8069 | 37410.3225 | 631570.5302 | 562141.3329 | 0 | 0 | 196547.1888 | 0 | 0 | 0 | 0 | 0 | 0 | 0 | 0 | 704218.1175 | 704218.1175 | 704218.1175 | 704218.1175 | 704218.1175 | 692225.5079 | 449926.5487 | 449926.5487 | 449926.5487 | 444270.6866 | 433092.1556 | 433092.1556 | 433092.1556 | 433092.1556 | 433092.1556 | 378125.1421 | 378125.1421 | 378125.1421 | 369238.2294 | 369238.2294 | 319640.2616 | 319640.2616 | 319640.2616 | 319640.2616 | 0 | 0 | 0 | 0 | 0 | 0 | 0 | 0 | 90.7571 | 90.7571 | 90.7571 | 90.7571 | 90.7571 | 89.3699 | 71.6249 | 71.6249 | 71.6249 | 69.1936 | 68.0807 | 68.0807 | 68.0807 | 68.0807 | 68.0807 | 58.5008 | 58.5008 | 58.5008 | 54.1593 | 54.1593 | 46.6249 | 46.6249 | 46.6249 | 46.6249 | 0 | 0 | 0 | 0 | 0 | 0 | 0 | 0 | 139.3147 | 139.3147 | 139.3147 | 139.3147 | 139.3147 | 139.3147 | 139.3147 | 139.3147 | 139.3147 | 109.0073 | 49.1061 | 49.1061 | 49.1061 | 49.1061 | 49.1061 | 0 | 0 | 0 | 0 | 0 | 0 | 0 | 0 | 0
Residential | Targeted Energy Efficiency | Tier 1 | [5 empty] | 453032.2457 |  | 0 |  |  |  | 0 | 300004.22 | 1.145 | 0.29903 | 1.145 | 1.3279 | n/a | 0.062333 | 0.35566 | 184491.4792 | 29467.9012 | 512139.583 | 455839.5524 | 0 | 0 | 161125.6475 | 0 | 0 | 0 | 0 | 0 | 0 | 0 | 0 | 453032.2457 | 453032.2457 | 453032.2457 | 453032.2457 | 453032.2457 | 441039.636 | 441039.636 | 441039.636 | 441039.636 | 435383.7739 | 424205.2429 | 424205.2429 | 424205.2429 | 424205.2429 | 424205.2429 | 369238.2294 | 369238.2294 | 369238.2294 | 369238.2294 | 369238.2294 | 319640.2616 | 319640.2616 | 319640.2616 | 319640.2616 | 0 | 0 | 0 | 0 | 0 | 0 | 0 | 0 | 68.6706 | 68.6706 | 68.6706 | 68.6706 | 68.6706 | 67.2834 | 67.2834 | 67.2834 | 67.2834 | 64.8521 | 63.7392 | 63.7392 | 63.7392 | 63.7392 | 63.7392 | 54.1593 | 54.1593 | 54.1593 | 54.1593 | 54.1593 | 46.6249 | 46.6249 | 46.6249 | 46.6249 | 0 | 0 | 0 | 0 | 0 | 0 | 0 | 0 | 139.3147 | 139.3147 | 139.3147 | 139.3147 | 139.3147 | 139.3147 | 139.3147 | 139.3147 | 139.3147 | 109.0073 | 49.1061 | 49.1061 | 49.1061 | 49.1061 | 49.1061 | 0 | 0 | 0 | 0 | 0 | 0 | 0 | 0 | 0
Residential | Targeted Energy Efficiency | Heat Pump | [7 empty] | 242298.9592 |  |  |  | 0 | 65952.33 | 1.2836 | 0.32082 | 1.2836 | 1.5078 | n/a | 0.050842 | 0.14619 | 45467.3276 | 7942.4213 | 119430.9472 | 106301.7805 | 0 | 0 | 35421.5413 | 0 | 0 | 0 | 0 | 0 | 0 | 0 | 0 | 251185.8719 | 251185.8719 | 251185.8719 | 251185.8719 | 251185.8719 | 251185.8719 | 8886.9127 | 8886.9127 | 8886.9127 | 8886.9127 | 8886.9127 | 8886.9127 | 8886.9127 | 8886.9127 | 8886.9127 | 8886.9127 | 8886.9127 | 8886.9127 | 0 | 0 | 0 | 0 | 0 | 0 | 0 | 0 | 0 | 0 | 0 | 0 | 0 | 0 | 22.0865 | 22.0865 | 22.0865 | 22.0865 | 22.0865 | 22.0865 | 4.3415 | 4.3415 | 4.3415 | 4.3415 | 4.3415 | 4.3415 | 4.3415 | 4.3415 | 4.3415 | 4.3415 | 4.3415 | 4.3415 | 0 | 0 | 0 | 0 | 0 | 0 | 0 | 0 | 0 | 0 | 0 | 0 | 0 | 0 | 0 | 0 | 0 | 0 | 0 | 0 | 0 | 0 | 0 | 0 | 0 | 0 | 0 | 0 | 0 | 0 | 0 | 0 | 0 | 0 | 0 | 0 | 0 | 0
Residential | Community Outreach | 0 | [5 empty] | 0 |  | 0 |  |  |  | 0 | 0 | n/a | n/a | n/a | n/a | n/a | 0 | 0 | 0 | 0 | 0 | 0 | 0 | 0 | 0 | 0 | 0 | 0 | 0 | 0 | 0 | 0 | 0 | 0 | 0 | 0 | 0 | 0 | 0 | 0 | 0 | 0 | 0 | 0 | 0 | 0 | 0 | 0 | 0 | 0 | 0 | 0 | 0 | 0 | 0 | 0 | 0 | 0 | 0 | 0 | 0 | 0 | 0 | 0 | 0 | 0 | 0 | 0 | 0 | 0 | 0 | 0 | 0 | 0 | 0 | 0 | 0 | 0 | 0 | 0 | 0 | 0 | 0 | 0 | 0 | 0 | 0 | 0 | 0 | 0 | 0 | 0 | 0 | 0 | 0 | 0 | 0 | 0 | 0 | 0 | 0 | 0 | 0 | 0 | 0 | 0 | 0 | 0 | 0 | 0 | 0 | 0 | 0 | 0 | 0 | 0 | 0 | 0 | 0 | 0 | 0
Residential | Student Energy Education | 0 | [5 empty] | 0 |  | 0 |  |  |  | 0 | 0 | n/a | n/a | n/a | n/a | n/a | 0 | 0 | 0 | 0 | 0 | 0 | 0 | 0 | 0 | 0 | 0 | 0 | 0 | 0 | 0 | 0 | 0 | 0 | 0 | 0 | 0 | 0 | 0 | 0 | 0 | 0 | 0 | 0 | 0 | 0 | 0 | 0 | 0 | 0 | 0 | 0 | 0 | 0 | 0 | 0 | 0 | 0 | 0 | 0 | 0 | 0 | 0 | 0 | 0 | 0 | 0 | 0 | 0 | 0 | 0 | 0 | 0 | 0 | 0 | 0 | 0 | 0 | 0 | 0 | 0 | 0 | 0 | 0 | 0 | 0 | 0 | 0 | 0 | 0 | 0 | 0 | 0 | 0 | 0 | 0 | 0 | 0 | 0 | 0 | 0 | 0 | 0 | 0 | 0 | 0 | 0 | 0 | 0 | 0 | 0 | 0 | 0 | 0 | 0 | 0 | 0 | 0 | 0 | 0 | 0
Commercial | Commercial Total | [6 empty] | 10482887.8977 |  | 0 |  |  |  | 1175798.17 | 1797350.66 | 1.7412 | 0.54109 | 2.0258 | 2.0126 | 9.8149 | 0.036094 | 0.15233 | 3234776.362 | 504344.739 | 8128436.3173 | 4381426.5474 | 631495.2552 | 892512.934 | 965317.3842 | 0 | 0 | 0 | 0 | 0 | 0 | 0 | 0 | 10482887.8977 | 10482887.8977 | 10482887.8977 | 10482887.8977 | 10482887.8977 | 9272803.7846 | 9272803.7846 | 9272803.7846 | 9176934.5298 | 9176934.5298 | 5804832.8784 | 4966864.5003 | 4851318.8839 | 4851318.8839 | 4851318.8839 | 133354.6601 | 116667.9397 | 116667.9397 | 116667.9397 | 116667.9397 | 0 | 0 | 0 | 0 | 0 | 0 | 0 | 0 | 0 | 0 | 0 | 0 | 1808.4764 | 1808.4764 | 1808.4764 | 1808.4764 | 1808.4764 | 1659.4361 | 1659.4361 | 1659.4361 | 1642.681 | 1642.681 | 1136.8273 | 945.8673 | 939.2397 | 939.2397 | 939.2397 | 70.3858 | 68.4557 | 68.4557 | 68.4557 | 68.4557 | 0 | 0 | 0 | 0 | 0 | 0 | 0 | 0 | 0 | 0 | 0 | 0 | 15659.8397 | 15659.8397 | 15659.8397 | 15659.8397 | 15659.8397 | 15659.8397 | 15659.8397 | 15659.8397 | 15659.8397 | 15659.8397 | 15659.8397 | 15659.8397 | 15659.8397 | 15659.8397 | 15659.8397 | 0 | 0 | 0 | 0 | 0 | 0 | 0 | 0 | 0
Commercial | Commercial Incentive Program | 0 | [5 empty] | 4538455.6261 |  | 0 |  |  |  | 542893.97 | 502385.11 | 1.9375 | 0.59136 | 2.8656 | 2.2281 | 7.9687 | 0.026519 | 0.1237 | 1608753.5905 | 241330.2764 | 4175059.3191 | 2159056.5823 | 291576.3733 | 560524.0312 | 269819.9584 | 0 | 0 | 0 | 0 | 0 | 0 | 0 | 0 | 4538455.6261 | 4538455.6261 | 4538455.6261 | 4538455.6261 | 4538455.6261 | 4501663.7277 | 4501663.7277 | 4501663.7277 | 4405794.4729 | 4405794.4729 | 4073511.7832 | 3235543.4052 | 3119997.7887 | 3119997.7887 | 3119997.7887 | 133354.6601 | 116667.9397 | 116667.9397 | 116667.9397 | 116667.9397 | 0 | 0 | 0 | 0 | 0 | 0 | 0 | 0 | 0 | 0 | 0 | 0 | 859.7589 | 859.7589 | 859.7589 | 859.7589 | 859.7589 | 859.7589 | 859.7589 | 859.7589 | 843.0037 | 843.0037 | 835.9642 | 645.0043 | 638.3767 | 638.3767 | 638.3767 | 70.3858 | 68.4557 | 68.4557 | 68.4557 | 68.4557 | 0 | 0 | 0 | 0 | 0 | 0 | 0 | 0 | 0 | 0 | 0 | 0 | 15659.8397 | 15659.8397 | 15659.8397 | 15659.8397 | 15659.8397 | 15659.8397 | 15659.8397 | 15659.8397 | 15659.8397 | 15659.8397 | 15659.8397 | 15659.8397 | 15659.8397 | 15659.8397 | 15659.8397 | 0 | 0 | 0 | 0 | 0 | 0 | 0 | 0 | 0
Commercial | Commercial Incentive Program | Prescriptive | [5 empty] | 3017814.9538 |  | 0 |  |  |  | 427760 | 454039.66 | 1.6602 | 0.57145 | 2.2698 | 1.9005 | 7.3041 | 0.034694 | 0.15693 | 1074956.5697 | 155618.0361 | 2718407.269 | 1407506.3135 | 229740.4582 | 403630.3702 | 243854.6838 | 0 | 0 | 0 | 0 | 0 | 0 | 0 | 0 | 3017814.9538 | 3017814.9538 | 3017814.9538 | 3017814.9538 | 3017814.9538 | 2981023.0553 | 2981023.0553 | 2981023.0553 | 2885153.8005 | 2885153.8005 | 2552871.1108 | 1714902.7328 | 1599357.1163 | 1599357.1163 | 1599357.1163 | 133354.6601 | 116667.9397 | 116667.9397 | 116667.9397 | 116667.9397 | 0 | 0 | 0 | 0 | 0 | 0 | 0 | 0 | 0 | 0 | 0 | 0 | 604.4399 | 604.4399 | 604.4399 | 604.4399 | 604.4399 | 604.4399 | 604.4399 | 604.4399 | 587.6847 | 587.6847 | 580.6452 | 389.6853 | 383.0577 | 383.0577 | 383.0577 | 70.3858 | 68.4557 | 68.4557 | 68.4557 | 68.4557 | 0 | 0 | 0 | 0 | 0 | 0 | 0 | 0 | 0 | 0 | 0 | 0 | 15659.8397 | 15659.8397 | 15659.8397 | 15659.8397 | 15659.8397 | 15659.8397 | 15659.8397 | 15659.8397 | 15659.8397 | 15659.8397 | 15659.8397 | 15659.8397 | 15659.8397 | 15659.8397 | 15659.8397 | 0 | 0 | 0 | 0 | 0 | 0 | 0 | 0 | 0
Commercial | Commercial Incentive Program | Custom | [5 empty] | 1520640.6724 |  | 0 |  |  |  | 115133.97 | 48345.45 | 2.9192 | 0.63596 | 6.0796 | 3.3879 | 9.6785 | 0.011678 | 0.05774 | 533797.0207 | 85712.2403 | 1456652.0502 | 751550.2688 | 61835.9151 | 156893.661 | 25965.2745 | 0 | 0 | 0 | 0 | 0 | 0 | 0 | 0 | 1520640.6724 | 1520640.6724 | 1520640.6724 | 1520640.6724 | 1520640.6724 | 1520640.6724 | 1520640.6724 | 1520640.6724 | 1520640.6724 | 1520640.6724 | 1520640.6724 | 1520640.6724 | 1520640.6724 | 1520640.6724 | 1520640.6724 | 0 | 0 | 0 | 0 | 0 | 0 | 0 | 0 | 0 | 0 | 0 | 0 | 0 | 0 | 0 | 0 | 0 | 255.319 | 255.319 | 255.319 | 255.319 | 255.319 | 255.319 | 255.319 | 255.319 | 255.319 | 255.319 | 255.319 | 255.319 | 255.319 | 255.319 | 255.319 | 0 | 0 | 0 | 0 | 0 | 0 | 0 | 0 | 0 | 0 | 0 | 0 | 0 | 0 | 0 | 0 | 0 | 0 | 0 | 0 | 0 | 0 | 0 | 0 | 0 | 0 | 0 | 0 | 0 | 0 | 0 | 0 | 0 | 0 | 0 | 0 | 0 | 0 | 0 | 0 | 0
Commercial | Express Install | 0 | [5 empty] | 1502159.2953 |  | 0 |  |  |  | 296800 | 495121.62 | 1.1443 | 0.44685 | 1.2268 | 1.33 | 8.4095 | 0.057265 | 0.28314 | 521804.9127 | 84670.5214 | 1438948.3702 | 742416.1688 | 159404.7316 | 190065.4636 | 265918.8981 | 0 | 0 | 0 | 0 | 0 | 0 | 0 | 0 | 1502159.2953 | 1502159.2953 | 1502159.2953 | 1502159.2953 | 1502159.2953 | 1502159.2953 | 1502159.2953 | 1502159.2953 | 1502159.2953 | 1502159.2953 | 1502159.2953 | 1502159.2953 | 1502159.2953 | 1502159.2953 | 1502159.2953 | 0 | 0 | 0 | 0 | 0 | 0 | 0 | 0 | 0 | 0 | 0 | 0 | 0 | 0 | 0 | 0 | 0 | 239.7961 | 239.7961 | 239.7961 | 239.7961 | 239.7961 | 239.7961 | 239.7961 | 239.7961 | 239.7961 | 239.7961 | 239.7961 | 239.7961 | 239.7961 | 239.7961 | 239.7961 | 0 | 0 | 0 | 0 | 0 | 0 | 0 | 0 | 0 | 0 | 0 | 0 | 0 | 0 | 0 | 0 | 0 | 0 | 0 | 0 | 0 | 0 | 0 | 0 | 0 | 0 | 0 | 0 | 0 | 0 | 0 | 0 | 0 | 0 | 0 | 0 | 0 | 0 | 0 | 0 | 0
Commercial | New Construction | 0 | [5 empty] | 229161.7998 |  | 0 |  |  |  | 17350.78 | 45249.72 | 1.5388 | 0.61585 | 2.6904 | 1.7585 | 6.6367 | 0.029673 | 0.14671 | 90455.6987 | 12916.9051 | 219518.6618 | 113259.2435 | 9318.7211 | 34480.744 | 24302.6263 | 0 | 0 | 0 | 0 | 0 | 0 | 0 | 0 | 229161.7998 | 229161.7998 | 229161.7998 | 229161.7998 | 229161.7998 | 229161.7998 | 229161.7998 | 229161.7998 | 229161.7998 | 229161.7998 | 229161.7998 | 229161.7998 | 229161.7998 | 229161.7998 | 229161.7998 | 0 | 0 | 0 | 0 | 0 | 0 | 0 | 0 | 0 | 0 | 0 | 0 | 0 | 0 | 0 | 0 | 0 | 61.067 | 61.067 | 61.067 | 61.067 | 61.067 | 61.067 | 61.067 | 61.067 | 61.067 | 61.067 | 61.067 | 61.067 | 61.067 | 61.067 | 61.067 | 0 | 0 | 0 | 0 | 0 | 0 | 0 | 0 | 0 | 0 | 0 | 0 | 0 | 0 | 0 | 0 | 0 | 0 | 0 | 0 | 0 | 0 | 0 | 0 | 0 | 0 | 0 | 0 | 0 | 0 | 0 | 0 | 0 | 0 | 0 | 0 | 0 | 0 | 0 | 0 | 0
Commercial | School Energy Manager | 0 | [5 empty] | 589797.4942 |  | 0 |  |  |  | 0 | 225750 | 1.1906 | 0.59552 | 1.6653 | 1.3445 | 7.3043 | 0.052968 | 0.20557 | 201911.8395 | 26094.7202 | 353069.5914 | 217807.0412 | 0 | 48337.0143 | 121245.3442 | 0 | 0 | 0 | 0 | 0 | 0 | 0 | 0 | 589797.4942 | 589797.4942 | 589797.4942 | 589797.4942 | 589797.4942 | 589797.4942 | 589797.4942 | 589797.4942 | 589797.4942 | 589797.4942 | 0 | 0 | 0 | 0 | 0 | 0 | 0 | 0 | 0 | 0 | 0 | 0 | 0 | 0 | 0 | 0 | 0 | 0 | 0 | 0 | 0 | 0 | 215.4144 | 215.4144 | 215.4144 | 215.4144 | 215.4144 | 215.4144 | 215.4144 | 215.4144 | 215.4144 | 215.4144 | 0 | 0 | 0 | 0 | 0 | 0 | 0 | 0 | 0 | 0 | 0 | 0 | 0 | 0 | 0 | 0 | 0 | 0 | 0 | 0 | 0 | 0 | 0 | 0 | 0 | 0 | 0 | 0 | 0 | 0 | 0 | 0 | 0 | 0 | 0 | 0 | 0 | 0 | 0 | 0 | 0 | 0 | 0 | 0 | 0 | 0
Commercial | Bid For Efficiency | 0 | [5 empty] | 2450021.4676 |  | 0 |  |  |  | 185501.23 | 313005.15 | 3.0066 | 0.53665 | 2.3502 | 3.5245 | 38.0396 | 0.028157 | 0.10928 | 629223.642 | 108397.5861 | 1466652.6852 | 904771.4375 | 99628.6179 | 41174.9767 | 168108.1602 | 0 | 0 | 0 | 0 | 0 | 0 | 0 | 0 | 2450021.4676 | 2450021.4676 | 2450021.4676 | 2450021.4676 | 2450021.4676 | 2450021.4676 | 2450021.4676 | 2450021.4676 | 2450021.4676 | 2450021.4676 | 0 | 0 | 0 | 0 | 0 | 0 | 0 | 0 | 0 | 0 | 0 | 0 | 0 | 0 | 0 | 0 | 0 | 0 | 0 | 0 | 0 | 0 | 283.3998 | 283.3998 | 283.3998 | 283.3998 | 283.3998 | 283.3998 | 283.3998 | 283.3998 | 283.3998 | 283.3998 | 0 | 0 | 0 | 0 | 0 | 0 | 0 | 0 | 0 | 0 | 0 | 0 | 0 | 0 | 0 | 0 | 0 | 0 | 0 | 0 | 0 | 0 | 0 | 0 | 0 | 0 | 0 | 0 | 0 | 0 | 0 | 0 | 0 | 0 | 0 | 0 | 0 | 0 | 0 | 0 | 0 | 0 | 0 | 0 | 0 | 0
Commercial | Retrocommissioning | 0 | [5 empty] | 1173292.2146 |  | 0 |  |  |  | 133252.19 | 215839.06 | 1.3644 | 0.42313 | 0.97407 | 1.5955 | 30.4926 | 0.069093 | 0.1598 | 182626.6786 | 30934.7297 | 475187.6894 | 244116.0741 | 71566.8113 | 17930.7041 | 115922.397 | 0 | 0 | 0 | 0 | 0 | 0 | 0 | 0 | 1173292.2146 | 1173292.2146 | 1173292.2146 | 1173292.2146 | 1173292.2146 | 0 | 0 | 0 | 0 | 0 | 0 | 0 | 0 | 0 | 0 | 0 | 0 | 0 | 0 | 0 | 0 | 0 | 0 | 0 | 0 | 0 | 0 | 0 | 0 | 0 | 0 | 0 | 149.0403 | 149.0403 | 149.0403 | 149.0403 | 149.0403 | 0 | 0 | 0 | 0 | 0 | 0 | 0 | 0 | 0 | 0 | 0 | 0 | 0 | 0 | 0 | 0 | 0 | 0 | 0 | 0 | 0 | 0 | 0 | 0 | 0 | 0 | 0 | 0 | 0 | 0 | 0 | 0 | 0 | 0 | 0 | 0 | 0 | 0 | 0 | 0 | 0 | 0 | 0 | 0 | 0 | 0 | 0 | 0 | 0 | 0 | 0
Commercial | Continuous Energy Management | 0 | [5 empty] | 0 |  | 0 |  |  |  | 0 | 0 | n/a | n/a | n/a | n/a | n/a | 0 | 0 | 0 | 0 | 0 | 0 | 0 | 0 | 0 | 0 | 0 | 0 | 0 | 0 | 0 | 0 | 0 | 0 | 0 | 0 | 0 | 0 | 0 | 0 | 0 | 0 | 0 | 0 | 0 | 0 | 0 | 0 | 0 | 0 | 0 | 0 | 0 | 0 | 0 | 0 | 0 | 0 | 0 | 0 | 0 | 0 | 0 | 0 | 0 | 0 | 0 | 0 | 0 | 0 | 0 | 0 | 0 | 0 | 0 | 0 | 0 | 0 | 0 | 0 | 0 | 0 | 0 | 0 | 0 | 0 | 0 | 0 | 0 | 0 | 0 | 0 | 0 | 0 | 0 | 0 | 0 | 0 | 0 | 0 | 0 | 0 | 0 | 0 | 0 | 0 | 0 | 0 | 0 | 0 | 0 | 0 | 0 | 0 | 0 | 0 | 0 | 0 | 0 | 0 | 0
Industrial | Industrial Total | [6 empty] | 1173292.2146 |  | 0 |  |  |  | 0 | 0 | n/a | n/a | n/a | n/a | n/a | 0 | 0 | 0 | 0 | 0 | 0 | 0 | 0 | 0 | 0 | 0 | 0 | 0 | 0 | 0 | 0 | 0 | 0 | 0 | 0 | 0 | 0 | 0 | 0 | 0 | 0 | 0 | 0 | 0 | 0 | 0 | 0 | 0 | 0 | 0 | 0 | 0 | 0 | 0 | 0 | 0 | 0 | 0 | 0 | 0 | 0 | 0 | 0 | 0 | 0 | 0 | 0 | 0 | 0 | 0 | 0 | 0 | 0 | 0 | 0 | 0 | 0 | 0 | 0 | 0 | 0 | 0 | 0 | 0 | 0 | 0 | 0 | 0 | 0 | 0 | 0 | 0 | 0 | 0 | 0 | 0 | 0 | 0 | 0 | 0 | 0 | 0 | 0 | 0 | 0 | 0 | 0 | 0 | 0 | 0 | 0 | 0 | 0 | 0 | 0 | 0 | 0 | 0 | 0 | 0
Industrial | Retrocommissioning | 0 | [5 empty] | 1173292.2146 |  | 0 |  |  |  | 0 | 0 | n/a | n/a | n/a | n/a | n/a | 0 | 0 | 0 | 0 | 0 | 0 | 0 | 0 | 0 | 0 | 0 | 0 | 0 | 0 | 0 | 0 | 0 | 0 | 0 | 0 | 0 | 0 | 0 | 0 | 0 | 0 | 0 | 0 | 0 | 0 | 0 | 0 | 0 | 0 | 0 | 0 | 0 | 0 | 0 | 0 | 0 | 0 | 0 | 0 | 0 | 0 | 0 | 0 | 0 | 0 | 0 | 0 | 0 | 0 | 0 | 0 | 0 | 0 | 0 | 0 | 0 | 0 | 0 | 0 | 0 | 0 | 0 | 0 | 0 | 0 | 0 | 0 | 0 | 0 | 0 | 0 | 0 | 0 | 0 | 0 | 0 | 0 | 0 | 0 | 0 | 0 | 0 | 0 | 0 | 0 | 0 | 0 | 0 | 0 | 0 | 0 | 0 | 0 | 0 | 0 | 0 | 0 | 0 | 0 | 0
Industrial | Continuous Energy Management | 0 | [5 empty] | 0 |  | 0 |  |  |  | 0 | 0 | n/a | n/a | n/a | n/a | n/a | 0 | 0 | 0 | 0 | 0 | 0 | 0 | 0 | 0 | 0 | 0 | 0 | 0 | 0 | 0 | 0 | 0 | 0 | 0 | 0 | 0 | 0 | 0 | 0 | 0 | 0 | 0 | 0 | 0 | 0 | 0 | 0 | 0 | 0 | 0 | 0 | 0 | 0 | 0 | 0 | 0 | 0 | 0 | 0 | 0 | 0 | 0 | 0 | 0 | 0 | 0 | 0 | 0 | 0 | 0 | 0 | 0 | 0 | 0 | 0 | 0 | 0 | 0 | 0 | 0 | 0 | 0 | 0 | 0 | 0 | 0 | 0 | 0 | 0 | 0 | 0 | 0 | 0 | 0 | 0 | 0 | 0 | 0 | 0 | 0 | 0 | 0 | 0 | 0 | 0 | 0 | 0 | 0 | 0 | 0 | 0 | 0 | 0 | 0 | 0 | 0 | 0 | 0 | 0 | 0
n/a | General Marketing & Education | [6 empty] | 0 |  | 0 |  |  |  | 0 | 150000 | 0 | 0 | 0 | 0 | n/a | 0 | 0 | 0 | 0 | 0 | 0 | 0 | 0 | 80561.6905 | 0 | 0 | 0 | 0 | 0 | 0 | 0 | 0 | 0 | 0 | 0 | 0 | 0 | 0 | 0 | 0 | 0 | 0 | 0 | 0 | 0 | 0 | 0 | 0 | 0 | 0 | 0 | 0 | 0 | 0 | 0 | 0 | 0 | 0 | 0 | 0 | 0 | 0 | 0 | 0 | 0 | 0 | 0 | 0 | 0 | 0 | 0 | 0 | 0 | 0 | 0 | 0 | 0 | 0 | 0 | 0 | 0 | 0 | 0 | 0 | 0 | 0 | 0 | 0 | 0 | 0 | 0 | 0 | 0 | 0 | 0 | 0 | 0 | 0 | 0 | 0 | 0 | 0 | 0 | 0 | 0 | 0 | 0 | 0 | 0 | 0 | 0 | 0 | 0 | 0 | 0 | 0 | 0 | 0 | 0 | 0
Residential | Residential Efficient Products | Lighting | Standard CFL | 5 | 0 | 79% | 0 | 0 | 0 | 0 | 0 | 0 | 0 | 0 | 0 | n/a | n/a | n/a | n/a | n/a | 0 | 0 | 0 | 0 | 0 | 0 | 0 | 0 | 0 | 0 | 0 | 0 | 0 | 0 | 0 | 0 | 0 | 0 | 0 | 0 | 0 | 0 | 0 | 0 | 0 | 0 | 0 | 0 | 0 | 0 | 0 | 0 | 0 | 0 | 0 | 0 | 0 | 0 | 0 | 0 | 0 | 0 | 0 | 0 | 0 | 0 | 0 | 0 | 0 | 0 | 0 | 0 | 0 | 0 | 0 | 0 | 0 | 0 | 0 | 0 | 0 | 0 | 0 | 0 | 0 | 0 | 0 | 0 | 0 | 0 | 0 | 0 | 0 | 0 | 0 | 0 | 0 | 0 | 0 | 0 | 0 | 0 | 0 | 0 | 0 | 0 | 0 | 0 | 0 | 0 | 0 | 0 | 0 | 0 | 0 | 0 | 0 | 0 | 0 | 0 | 0 | 0 | 0 | 0 | 0
Residential | Residential Efficient Products | Lighting | LED | 15 | 0 | 79% | -2580.2036 | 371921.2421 | 38.3286 | 0 | 0 | 15800 | 0 | 150000 | 77587.5 | 4.6665 | 0.57267 | 1.9148 | 5.0844 | 49.9376 | 0.06647 | 0.32865 | 234053.2876 | 20963.6658 | 343200.6671 | 286476.0406 | 80561.6905 | 8485.8314 | 41670.5344 | 0 | 0 | 0 | 0 | 0 | 0 | 0 | 0 | 371921.2421 | 371921.2421 | 371921.2421 | 371921.2421 | 371921.2421 | 371921.2421 | 371921.2421 | 371921.2421 | 371921.2421 | 371921.2421 | 371921.2421 | 371921.2421 | 371921.2421 | 371921.2421 | 371921.2421 | 0 | 0 | 0 | 0 | 0 | 0 | 0 | 0 | 0 | 0 | 0 | 0 | 0 | 0 | 0 | 0 | 0 | 38.3286 | 38.3286 | 38.3286 | 38.3286 | 38.3286 | 38.3286 | 38.3286 | 38.3286 | 38.3286 | 38.3286 | 38.3286 | 38.3286 | 38.3286 | 38.3286 | 38.3286 | 0 | 0 | 0 | 0 | 0 | 0 | 0 | 0 | 0 | 0 | 0 | 0 | 0 | 0 | 0 | 0 | 0 | -2580.2036 | -2580.2036 | -2580.2036 | -2580.2036 | -2580.2036 | -2580.2036 | -2580.2036 | -2580.2036 | -2580.2036 | -2580.2036 | -2580.2036 | -2580.2036 | -2580.2036 | -2580.2036 | -2580.2036 | 0 | 0 | 0 | 0 | 0 | 0 | 0 | 0 | 0
Residential | Residential Efficient Products | Lighting | Specialty LED | 15 | 0 | 79% | -1862.2339 | 268430.1139 | 30.3906 | 0 | 0 | 85241 | 0 | 41500 | 14058.13 | 1.9032 | 0.429 | 3.4016 | 2.1869 | 5.8974 | 0.022482 | 0.11116 | 101500.4112 | 15130.2979 | 247701.3511 | 206760.9684 | 22288.7344 | 45781.0604 | 7550.3115 | 0 | 0 | 0 | 0 | 0 | 0 | 0 | 0 | 268430.1139 | 268430.1139 | 268430.1139 | 268430.1139 | 268430.1139 | 268430.1139 | 268430.1139 | 268430.1139 | 268430.1139 | 268430.1139 | 268430.1139 | 268430.1139 | 268430.1139 | 268430.1139 | 268430.1139 | 0 | 0 | 0 | 0 | 0 | 0 | 0 | 0 | 0 | 0 | 0 | 0 | 0 | 0 | 0 | 0 | 0 | 30.3906 | 30.3906 | 30.3906 | 30.3906 | 30.3906 | 30.3906 | 30.3906 | 30.3906 | 30.3906 | 30.3906 | 30.3906 | 30.3906 | 30.3906 | 30.3906 | 30.3906 | 0 | 0 | 0 | 0 | 0 | 0 | 0 | 0 | 0 | 0 | 0 | 0 | 0 | 0 | 0 | 0 | 0 | -1862.2339 | -1862.2339 | -1862.2339 | -1862.2339 | -1862.2339 | -1862.2339 | -1862.2339 | -1862.2339 | -1862.2339 | -1862.2339 | -1862.2339 | -1862.2339 | -1862.2339 | -1862.2339 | -1862.2339 | 0 | 0 | 0 | 0 | 0 | 0 | 0 | 0 | 0
Residential | Residential Efficient Products | Appliance | ENERGY STAR Clothes Washer | 14 | 0 | 79% | 417.7231 | 77931.8344 | 10.1721 | 0 | 0 | 43134 | 0 | 42000 | 22827 | 0.748 | 0.26791 | 0.76108 | 0.86745 | 4.288 | 0.093791 | 0.44676 | 26498.6792 | 4231.9195 | 76781.004 | 64090.5456 | 22557.2733 | 23166.3197 | 12259.8781 | 0 | 0 | 0 | 0 | 0 | 0 | 0 | 0 | 77931.8344 | 77931.8344 | 77931.8344 | 77931.8344 | 77931.8344 | 77931.8344 | 77931.8344 | 77931.8344 | 77931.8344 | 77931.8344 | 77931.8344 | 77931.8344 | 77931.8344 | 77931.8344 | 0 | 0 | 0 | 0 | 0 | 0 | 0 | 0 | 0 | 0 | 0 | 0 | 0 | 0 | 0 | 0 | 0 | 0 | 10.1721 | 10.1721 | 10.1721 | 10.1721 | 10.1721 | 10.1721 | 10.1721 | 10.1721 | 10.1721 | 10.1721 | 10.1721 | 10.1721 | 10.1721 | 10.1721 | 0 | 0 | 0 | 0 | 0 | 0 | 0 | 0 | 0 | 0 | 0 | 0 | 0 | 0 | 0 | 0 | 0 | 0 | 417.7231 | 417.7231 | 417.7231 | 417.7231 | 417.7231 | 417.7231 | 417.7231 | 417.7231 | 417.7231 | 417.7231 | 417.7231 | 417.7231 | 417.7231 | 417.7231 | 0 | 0 | 0 | 0 | 0 | 0 | 0 | 0 | 0 | 0
Residential | Residential Efficient Products | Appliance | ENERGY STAR Dehumidifier | 12 | 0 | 79% | 0 | 32268.6938 | 7.468 | 0 | 0 | 11376 | 0 | 6000 | 5907 | 1.1554 | 0.36864 | 1.677 | 1.328 | 4.9779 | 0.045491 | 0.19818 | 10724.4168 | 1602.5668 | 27191.3769 | 22697.1528 | 3222.4676 | 6109.7986 | 3172.5194 | 0 | 0 | 0 | 0 | 0 | 0 | 0 | 0 | 32268.6938 | 32268.6938 | 32268.6938 | 32268.6938 | 32268.6938 | 32268.6938 | 32268.6938 | 32268.6938 | 32268.6938 | 32268.6938 | 32268.6938 | 32268.6938 | 0 | 0 | 0 | 0 | 0 | 0 | 0 | 0 | 0 | 0 | 0 | 0 | 0 | 0 | 0 | 0 | 0 | 0 | 0 | 0 | 7.468 | 7.468 | 7.468 | 7.468 | 7.468 | 7.468 | 7.468 | 7.468 | 7.468 | 7.468 | 7.468 | 7.468 | 0 | 0 | 0 | 0 | 0 | 0 | 0 | 0 | 0 | 0 | 0 | 0 | 0 | 0 | 0 | 0 | 0 | 0 | 0 | 0 | 0 | 0 | 0 | 0 | 0 | 0 | 0 | 0 | 0 | 0 | 0 | 0 | 0 | 0 | 0 | 0 | 0 | 0 | 0 | 0 | 0 | 0 | 0 | 0
Residential | Appliance Recycling | 0 | Refrigerator Recycle | 8 | 0 | 70% | 0 | 300429.4828 | 37.5663 | 0 | 0 | 41580 | 0 | 24750 |  | 2.9989 | 0.39887 | 5.0381 | 3.5089 | 9.9557 | 0.013304 | 0.044246 | 66969.5805 | 11390.0746 | 209034.9209 | 154607.2927 | 13292.6789 | 22331.7006 |  | 0 | 0 | 0 | 0 | 0 | 0 | 0 | 0 | 300429.4828 | 300429.4828 | 300429.4828 | 300429.4828 | 300429.4828 | 300429.4828 | 300429.4828 | 300429.4828 | 0 | 0 | 0 | 0 | 0 | 0 | 0 | 0 | 0 | 0 | 0 | 0 | 0 | 0 | 0 | 0 | 0 | 0 | 0 | 0 | 0 | 0 | 0 | 0 | 37.5663 | 37.5663 | 37.5663 | 37.5663 | 37.5663 | 37.5663 | 37.5663 | 37.5663 | 0 | 0 | 0 | 0 | 0 | 0 | 0 | 0 | 0 | 0 | 0 | 0 | 0 | 0 | 0 | 0 | 0 | 0 | 0 | 0 | 0 | 0 | 0 | 0 | 0 | 0 | 0 | 0 | 0 | 0 | 0 | 0 | 0 | 0 | 0 | 0 | 0 | 0 | 0 | 0 | 0 | 0 | 0 | 0 | 0 | 0 | 0 | 0
Residential | Appliance Recycling | 0 | Freezer Recycle | 8 | 0 | 70% | 0 | 75695.2148 | 9.001 | 0 | 0 | 11760 | 0 | 7000 |  | 2.6501 | 0.39186 | 4.4521 | 3.1044 | 8.934 | 0.014934 | 0.049667 | 16737.8249 | 2869.8054 | 52667.7445 | 38954.34 | 3759.5456 | 6316.0365 |  | 0 | 0 | 0 | 0 | 0 | 0 | 0 | 0 | 75695.2148 | 75695.2148 | 75695.2148 | 75695.2148 | 75695.2148 | 75695.2148 | 75695.2148 | 75695.2148 | 0 | 0 | 0 | 0 | 0 | 0 | 0 | 0 | 0 | 0 | 0 | 0 | 0 | 0 | 0 | 0 | 0 | 0 | 0 | 0 | 0 | 0 | 0 | 0 | 9.001 | 9.001 | 9.001 | 9.001 | 9.001 | 9.001 | 9.001 | 9.001 | 0 | 0 | 0 | 0 | 0 | 0 | 0 | 0 | 0 | 0 | 0 | 0 | 0 | 0 | 0 | 0 | 0 | 0 | 0 | 0 | 0 | 0 | 0 | 0 | 0 | 0 | 0 | 0 | 0 | 0 | 0 | 0 | 0 | 0 | 0 | 0 | 0 | 0 | 0 | 0 | 0 | 0 | 0 | 0 | 0 | 0 | 0 | 0
Residential | New Manufactured Homes | Tier 1 | Efficient Heat Pump (SEER 15, EER 12.5, HSPF 8.5) | 18 | 0 | 64.91% | 0 | 46221.5231 | 22.5804 | 0 | 0 | 40037.1049 | 0 | 54000 |  | 1.1719 | 0.35151 | 0.86887 | 1.3045 | 4.2432 | 0.11598 | 0.62746 | 25199.1532 | 2850.706 | 62239.5427 | 42685.426 | 29002.2086 | 21503.0457 |  | 0 | 0 | 0 | 0 | 0 | 0 | 0 | 0 | 46221.5231 | 46221.5231 | 46221.5231 | 46221.5231 | 46221.5231 | 46221.5231 | 46221.5231 | 46221.5231 | 46221.5231 | 46221.5231 | 46221.5231 | 46221.5231 | 46221.5231 | 46221.5231 | 46221.5231 | 46221.5231 | 46221.5231 | 46221.5231 | 0 | 0 | 0 | 0 | 0 | 0 | 0 | 0 | 0 | 0 | 0 | 0 | 0 | 0 | 22.5804 | 22.5804 | 22.5804 | 22.5804 | 22.5804 | 22.5804 | 22.5804 | 22.5804 | 22.5804 | 22.5804 | 22.5804 | 22.5804 | 22.5804 | 22.5804 | 22.5804 | 22.5804 | 22.5804 | 22.5804 | 0 | 0 | 0 | 0 | 0 | 0 | 0 | 0 | 0 | 0 | 0 | 0 | 0 | 0 | 0 | 0 | 0 | 0 | 0 | 0 | 0 | 0 | 0 | 0 | 0 | 0 | 0 | 0 | 0 | 0 | 0 | 0 | 0 | 0 | 0 | 0 | 0 | 0
Residential | New Manufactured Homes | Tier 1 | Attic Insulation R-38 (ASHP) | 25 | 0 | 64.91% | 0 | 170601.658 | 104.268 | 0 | 0 | 39256.5309 | 0 | 6750 |  | 5.6322 | 0.62914 | 32.7555 | 6.1922 | 12.9743 | 0.0035002 | 0.02125 | 118747.7266 | 11807.4576 | 269923.1699 | 185120.0215 | 3625.2761 | 21083.8166 |  | 0 | 0 | 0 | 0 | 0 | 0 | 0 | 0 | 170601.658 | 170601.658 | 170601.658 | 170601.658 | 170601.658 | 170601.658 | 170601.658 | 170601.658 | 170601.658 | 170601.658 | 170601.658 | 170601.658 | 170601.658 | 170601.658 | 170601.658 | 170601.658 | 170601.658 | 170601.658 | 170601.658 | 170601.658 | 170601.658 | 170601.658 | 170601.658 | 170601.658 | 0 | 0 | 0 | 0 | 0 | 0 | 0 | 0 | 104.268 | 104.268 | 104.268 | 104.268 | 104.268 | 104.268 | 104.268 | 104.268 | 104.268 | 104.268 | 104.268 | 104.268 | 104.268 | 104.268 | 104.268 | 104.268 | 104.268 | 104.268 | 104.268 | 104.268 | 104.268 | 104.268 | 104.268 | 104.268 | 0 | 0 | 0 | 0 | 0 | 0 | 0 | 0 | 0 | 0 | 0 | 0 | 0 | 0 | 0 | 0 | 0 | 0 | 0 | 0 | 0 | 0 | 0 | 0 | 0 | 0 | 0 | 0 | 0 | 0 | 0 | 0
Residential | New Manufactured Homes | Tier 2 | Energy Star Manufactured Home | 25 | 0 | 64.91% | 0 | 225807.8366 | 53.8926 | 0 | 0 | 67014.0722 | 0 | 90000 |  | 3.0424 | 0.37326 | 2.2654 | 3.4766 | 11.2694 | 0.035259 | 0.21406 | 109500.4447 | 15628.315 | 357269.4884 | 245024.2985 | 48337.0143 | 35991.7796 |  | 0 | 0 | 0 | 0 | 0 | 0 | 0 | 0 | 225807.8366 | 225807.8366 | 225807.8366 | 225807.8366 | 225807.8366 | 225807.8366 | 225807.8366 | 225807.8366 | 225807.8366 | 225807.8366 | 225807.8366 | 225807.8366 | 225807.8366 | 225807.8366 | 225807.8366 | 225807.8366 | 225807.8366 | 225807.8366 | 225807.8366 | 225807.8366 | 225807.8366 | 225807.8366 | 225807.8366 | 225807.8366 | 0 | 0 | 0 | 0 | 0 | 0 | 0 | 0 | 53.8926 | 53.8926 | 53.8926 | 53.8926 | 53.8926 | 53.8926 | 53.8926 | 53.8926 | 53.8926 | 53.8926 | 53.8926 | 53.8926 | 53.8926 | 53.8926 | 53.8926 | 53.8926 | 53.8926 | 53.8926 | 53.8926 | 53.8926 | 53.8926 | 53.8926 | 53.8926 | 53.8926 | 0 | 0 | 0 | 0 | 0 | 0 | 0 | 0 | 0 | 0 | 0 | 0 | 0 | 0 | 0 | 0 | 0 | 0 | 0 | 0 | 0 | 0 | 0 | 0 | 0 | 0 | 0 | 0 | 0 | 0 | 0 | 0
Residential | Whole House Efficiency | Single Family | Standard CFL | 5 | 0 | 94.8% | 0 | 0 | 0 | 0 | 0 | 0 | 0 | 0 |  | n/a | n/a | n/a | n/a | n/a | 0 | 0 | 0 | 0 | 0 | 0 | 0 | 0 |  | 0 | 0 | 0 | 0 | 0 | 0 | 0 | 0 | 0 | 0 | 0 | 0 | 0 | 0 | 0 | 0 | 0 | 0 | 0 | 0 | 0 | 0 | 0 | 0 | 0 | 0 | 0 | 0 | 0 | 0 | 0 | 0 | 0 | 0 | 0 | 0 | 0 | 0 | 0 | 0 | 0 | 0 | 0 | 0 | 0 | 0 | 0 | 0 | 0 | 0 | 0 | 0 | 0 | 0 | 0 | 0 | 0 | 0 | 0 | 0 | 0 | 0 | 0 | 0 | 0 | 0 | 0 | 0 | 0 | 0 | 0 | 0 | 0 | 0 | 0 | 0 | 0 | 0 | 0 | 0 | 0 | 0 | 0 | 0 | 0 | 0 | 0 | 0 | 0 | 0 | 0 | 0 | 0 | 0 | 0 | 0
Residential | Whole House Efficiency | Single Family | LED | 15 | 0 | 94.8% | 0 | 0 | 0 | 0 | 0 | 0 | 0 | 0 |  | n/a | n/a | n/a | n/a | n/a | 0 | 0 | 0 | 0 | 0 | 0 | 0 | 0 |  | 0 | 0 | 0 | 0 | 0 | 0 | 0 | 0 | 0 | 0 | 0 | 0 | 0 | 0 | 0 | 0 | 0 | 0 | 0 | 0 | 0 | 0 | 0 | 0 | 0 | 0 | 0 | 0 | 0 | 0 | 0 | 0 | 0 | 0 | 0 | 0 | 0 | 0 | 0 | 0 | 0 | 0 | 0 | 0 | 0 | 0 | 0 | 0 | 0 | 0 | 0 | 0 | 0 | 0 | 0 | 0 | 0 | 0 | 0 | 0 | 0 | 0 | 0 | 0 | 0 | 0 | 0 | 0 | 0 | 0 | 0 | 0 | 0 | 0 | 0 | 0 | 0 | 0 | 0 | 0 | 0 | 0 | 0 | 0 | 0 | 0 | 0 | 0 | 0 | 0 | 0 | 0 | 0 | 0 | 0 | 0
Residential | Whole House Efficiency | Single Family | Pipe Insulated (Electric DHW) | 15 | 0 | 94.8% | 0 | 14008.1889 | 1.6204 | 0 | 0 | 0 | 0 | 0 |  | n/a | 0.39898 | n/a | n/a | n/a | 0 | 0 | 4593.0864 | 789.5838 | 11493.0984 | 11512.0111 | 0 | 0 |  | 0 | 0 | 0 | 0 | 0 | 0 | 0 | 0 | 14008.1889 | 14008.1889 | 14008.1889 | 14008.1889 | 14008.1889 | 14008.1889 | 14008.1889 | 14008.1889 | 14008.1889 | 14008.1889 | 14008.1889 | 14008.1889 | 14008.1889 | 14008.1889 | 14008.1889 | 0 | 0 | 0 | 0 | 0 | 0 | 0 | 0 | 0 | 0 | 0 | 0 | 0 | 0 | 0 | 0 | 0 | 1.6204 | 1.6204 | 1.6204 | 1.6204 | 1.6204 | 1.6204 | 1.6204 | 1.6204 | 1.6204 | 1.6204 | 1.6204 | 1.6204 | 1.6204 | 1.6204 | 1.6204 | 0 | 0 | 0 | 0 | 0 | 0 | 0 | 0 | 0 | 0 | 0 | 0 | 0 | 0 | 0 | 0 | 0 | 0 | 0 | 0 | 0 | 0 | 0 | 0 | 0 | 0 | 0 | 0 | 0 | 0 | 0 | 0 | 0 | 0 | 0 | 0 | 0 | 0 | 0 | 0 | 0
Residential | Whole House Efficiency | Single Family | Pipe Insulated (Natural Gas DHW) | 15 | 0 | 94.8% | 187.8906 | 0 | 0 | 0 | 0 | 0 | 0 | 0 |  | n/a | 0.48588 | n/a | n/a | n/a | 0 | 0 | 678.2987 | 0 | 1393.7399 | 1396.0334 | 0 | 0 |  | 0 | 0 | 0 | 0 | 0 | 0 | 0 | 0 | 0 | 0 | 0 | 0 | 0 | 0 | 0 | 0 | 0 | 0 | 0 | 0 | 0 | 0 | 0 | 0 | 0 | 0 | 0 | 0 | 0 | 0 | 0 | 0 | 0 | 0 | 0 | 0 | 0 | 0 | 0 | 0 | 0 | 0 | 0 | 0 | 0 | 0 | 0 | 0 | 0 | 0 | 0 | 0 | 0 | 0 | 0 | 0 | 0 | 0 | 0 | 0 | 0 | 0 | 0 | 0 | 0 | 0 | 0 | 0 | 0 | 0 | 0 | 0 | 187.8906 | 187.8906 | 187.8906 | 187.8906 | 187.8906 | 187.8906 | 187.8906 | 187.8906 | 187.8906 | 187.8906 | 187.8906 | 187.8906 | 187.8906 | 187.8906 | 187.8906 | 0 | 0 | 0 | 0 | 0 | 0 | 0 | 0 | 0
Residential | Whole House Efficiency | Single Family | Water Heater Tank Wrap (Electric DHW) | 5 | 0 | 94.8% | 0 | 28858.4043 | 3.3381 | 0 | 0 | 0 | 0 | 0 |  | n/a | 0.44375 | n/a | n/a | n/a | 0 | 0 | 4426.2534 | 760.8735 | 9958.3784 | 9974.7656 | 0 | 0 |  | 0 | 0 | 0 | 0 | 0 | 0 | 0 | 0 | 28858.4043 | 28858.4043 | 28858.4043 | 28858.4043 | 28858.4043 | 0 | 0 | 0 | 0 | 0 | 0 | 0 | 0 | 0 | 0 | 0 | 0 | 0 | 0 | 0 | 0 | 0 | 0 | 0 | 0 | 0 | 0 | 0 | 0 | 0 | 0 | 0 | 3.3381 | 3.3381 | 3.3381 | 3.3381 | 3.3381 | 0 | 0 | 0 | 0 | 0 | 0 | 0 | 0 | 0 | 0 | 0 | 0 | 0 | 0 | 0 | 0 | 0 | 0 | 0 | 0 | 0 | 0 | 0 | 0 | 0 | 0 | 0 | 0 | 0 | 0 | 0 | 0 | 0 | 0 | 0 | 0 | 0 | 0 | 0 | 0 | 0 | 0 | 0 | 0 | 0 | 0 | 0 | 0 | 0 | 0 | 0
Residential | Whole House Efficiency | Single Family | Low Flow Faucet Aerator - Single Family (Electric DHW) | 9 | 0 | 94.8% | 0 | 102449.0177 | 44.0402 | 0 | 0 | 0 | 0 | 0 |  | n/a | 0.59996 | n/a | n/a | n/a | 0 | 0 | 34756.4402 | 4221.002 | 57836.0955 | 57931.2687 | 0 | 0 |  | 0 | 0 | 0 | 0 | 0 | 0 | 0 | 0 | 102449.0177 | 102449.0177 | 102449.0177 | 102449.0177 | 102449.0177 | 102449.0177 | 102449.0177 | 102449.0177 | 102449.0177 | 0 | 0 | 0 | 0 | 0 | 0 | 0 | 0 | 0 | 0 | 0 | 0 | 0 | 0 | 0 | 0 | 0 | 0 | 0 | 0 | 0 | 0 | 0 | 44.0402 | 44.0402 | 44.0402 | 44.0402 | 44.0402 | 44.0402 | 44.0402 | 44.0402 | 44.0402 | 0 | 0 | 0 | 0 | 0 | 0 | 0 | 0 | 0 | 0 | 0 | 0 | 0 | 0 | 0 | 0 | 0 | 0 | 0 | 0 | 0 | 0 | 0 | 0 | 0 | 0 | 0 | 0 | 0 | 0 | 0 | 0 | 0 | 0 | 0 | 0 | 0 | 0 | 0 | 0 | 0 | 0 | 0 | 0 | 0 | 0 | 0
Residential | Whole House Efficiency | Single Family | Low Flow Faucet Aerator - Single Family (Natural Gas DHW) | 9 | 0 | 94.8% | 1384.4221 | 0 | 0 | 0 | 0 | 0 | 0 | 0 |  | n/a | 0.48588 | n/a | n/a | n/a | 0 | 0 | 3477.9374 | 0 | 7146.3208 | 7158.0805 | 0 | 0 |  | 0 | 0 | 0 | 0 | 0 | 0 | 0 | 0 | 0 | 0 | 0 | 0 | 0 | 0 | 0 | 0 | 0 | 0 | 0 | 0 | 0 | 0 | 0 | 0 | 0 | 0 | 0 | 0 | 0 | 0 | 0 | 0 | 0 | 0 | 0 | 0 | 0 | 0 | 0 | 0 | 0 | 0 | 0 | 0 | 0 | 0 | 0 | 0 | 0 | 0 | 0 | 0 | 0 | 0 | 0 | 0 | 0 | 0 | 0 | 0 | 0 | 0 | 0 | 0 | 0 | 0 | 0 | 0 | 0 | 0 | 0 | 0 | 1384.4221 | 1384.4221 | 1384.4221 | 1384.4221 | 1384.4221 | 1384.4221 | 1384.4221 | 1384.4221 | 1384.4221 | 0 | 0 | 0 | 0 | 0 | 0 | 0 | 0 | 0 | 0 | 0 | 0 | 0 | 0 | 0
Residential | Whole House Efficiency | Single Family | Low Flow Showerhead - Single Family (Electric DHW) | 10 | 0 | 94.8% | 0 | 208879.6804 | 20.7954 | 0 | 0 | 0 | 0 | 0 |  | n/a | 0.40943 | n/a | n/a | n/a | 0 | 0 | 52491.7522 | 9241.5734 | 127997.4307 | 128208.059 | 0 | 0 |  | 0 | 0 | 0 | 0 | 0 | 0 | 0 | 0 | 208879.6804 | 208879.6804 | 208879.6804 | 208879.6804 | 208879.6804 | 208879.6804 | 208879.6804 | 208879.6804 | 208879.6804 | 208879.6804 | 0 | 0 | 0 | 0 | 0 | 0 | 0 | 0 | 0 | 0 | 0 | 0 | 0 | 0 | 0 | 0 | 0 | 0 | 0 | 0 | 0 | 0 | 20.7954 | 20.7954 | 20.7954 | 20.7954 | 20.7954 | 20.7954 | 20.7954 | 20.7954 | 20.7954 | 20.7954 | 0 | 0 | 0 | 0 | 0 | 0 | 0 | 0 | 0 | 0 | 0 | 0 | 0 | 0 | 0 | 0 | 0 | 0 | 0 | 0 | 0 | 0 | 0 | 0 | 0 | 0 | 0 | 0 | 0 | 0 | 0 | 0 | 0 | 0 | 0 | 0 | 0 | 0 | 0 | 0 | 0 | 0 | 0 | 0 | 0 | 0
Residential | Whole House Efficiency | Single Family | Low Flow Showerhead - Single Family (Natural Gas DHW) | 10 | 0 | 94.8% | 2822.6492 | 0 | 0 | 0 | 0 | 0 | 0 | 0 |  | n/a | 0.48588 | n/a | n/a | n/a | 0 | 0 | 7681.8011 | 0 | 15784.2445 | 15810.2185 | 0 | 0 |  | 0 | 0 | 0 | 0 | 0 | 0 | 0 | 0 | 0 | 0 | 0 | 0 | 0 | 0 | 0 | 0 | 0 | 0 | 0 | 0 | 0 | 0 | 0 | 0 | 0 | 0 | 0 | 0 | 0 | 0 | 0 | 0 | 0 | 0 | 0 | 0 | 0 | 0 | 0 | 0 | 0 | 0 | 0 | 0 | 0 | 0 | 0 | 0 | 0 | 0 | 0 | 0 | 0 | 0 | 0 | 0 | 0 | 0 | 0 | 0 | 0 | 0 | 0 | 0 | 0 | 0 | 0 | 0 | 0 | 0 | 0 | 0 | 2822.6492 | 2822.6492 | 2822.6492 | 2822.6492 | 2822.6492 | 2822.6492 | 2822.6492 | 2822.6492 | 2822.6492 | 2822.6492 | 0 | 0 | 0 | 0 | 0 | 0 | 0 | 0 | 0 | 0 | 0 | 0 | 0 | 0
Residential | Whole House Efficiency | Single Family | Weatherstrip/Caulk (ASHP) | 15 | 0 | 94.8% | 0 | 19789.5143 | 13.3683 | 0 | 0 | 0 | 0 | 0 |  | n/a | 0.70091 | n/a | n/a | n/a | 0 | 0 | 11399.0628 | 1115.4533 | 16236.4198 | 16263.1379 | 0 | 0 |  | 0 | 0 | 0 | 0 | 0 | 0 | 0 | 0 | 19789.5143 | 19789.5143 | 19789.5143 | 19789.5143 | 19789.5143 | 19789.5143 | 19789.5143 | 19789.5143 | 19789.5143 | 19789.5143 | 19789.5143 | 19789.5143 | 19789.5143 | 19789.5143 | 19789.5143 | 0 | 0 | 0 | 0 | 0 | 0 | 0 | 0 | 0 | 0 | 0 | 0 | 0 | 0 | 0 | 0 | 0 | 13.3683 | 13.3683 | 13.3683 | 13.3683 | 13.3683 | 13.3683 | 13.3683 | 13.3683 | 13.3683 | 13.3683 | 13.3683 | 13.3683 | 13.3683 | 13.3683 | 13.3683 | 0 | 0 | 0 | 0 | 0 | 0 | 0 | 0 | 0 | 0 | 0 | 0 | 0 | 0 | 0 | 0 | 0 | 0 | 0 | 0 | 0 | 0 | 0 | 0 | 0 | 0 | 0 | 0 | 0 | 0 | 0 | 0 | 0 | 0 | 0 | 0 | 0 | 0 | 0 | 0 | 0
Residential | Whole House Efficiency | Single Family | Weatherstrip/Caulk (CAC & Electric Heat) | 15 | 0 | 94.8% | 0 | 91302.482 | 12.317 | 0 | 0 | 0 | 0 | 0 |  | n/a | 0.40935 | n/a | n/a | n/a | 0 | 0 | 30714.9666 | 5146.3442 | 74909.6416 | 75032.9104 | 0 | 0 |  | 0 | 0 | 0 | 0 | 0 | 0 | 0 | 0 | 91302.482 | 91302.482 | 91302.482 | 91302.482 | 91302.482 | 91302.482 | 91302.482 | 91302.482 | 91302.482 | 91302.482 | 91302.482 | 91302.482 | 91302.482 | 91302.482 | 91302.482 | 0 | 0 | 0 | 0 | 0 | 0 | 0 | 0 | 0 | 0 | 0 | 0 | 0 | 0 | 0 | 0 | 0 | 12.317 | 12.317 | 12.317 | 12.317 | 12.317 | 12.317 | 12.317 | 12.317 | 12.317 | 12.317 | 12.317 | 12.317 | 12.317 | 12.317 | 12.317 | 0 | 0 | 0 | 0 | 0 | 0 | 0 | 0 | 0 | 0 | 0 | 0 | 0 | 0 | 0 | 0 | 0 | 0 | 0 | 0 | 0 | 0 | 0 | 0 | 0 | 0 | 0 | 0 | 0 | 0 | 0 | 0 | 0 | 0 | 0 | 0 | 0 | 0 | 0 | 0 | 0
Residential | Whole House Efficiency | Single Family | Door Sweep (ASHP) | 2 | 0 | 94.8% | 0 | 265.6524 | 0.11851 | 0 | 0 | 0 | 0 | 0 |  | n/a | 0.64864 | n/a | n/a | n/a | 0 | 0 | 25.6503 | 3.1314 | 39.4796 | 39.5446 | 0 | 0 |  | 0 | 0 | 0 | 0 | 0 | 0 | 0 | 0 | 265.6524 | 265.6524 | 0 | 0 | 0 | 0 | 0 | 0 | 0 | 0 | 0 | 0 | 0 | 0 | 0 | 0 | 0 | 0 | 0 | 0 | 0 | 0 | 0 | 0 | 0 | 0 | 0 | 0 | 0 | 0 | 0 | 0 | 0.11851 | 0.11851 | 0 | 0 | 0 | 0 | 0 | 0 | 0 | 0 | 0 | 0 | 0 | 0 | 0 | 0 | 0 | 0 | 0 | 0 | 0 | 0 | 0 | 0 | 0 | 0 | 0 | 0 | 0 | 0 | 0 | 0 | 0 | 0 | 0 | 0 | 0 | 0 | 0 | 0 | 0 | 0 | 0 | 0 | 0 | 0 | 0 | 0 | 0 | 0 | 0 | 0 | 0 | 0 | 0 | 0
Residential | Whole House Efficiency | Single Family | Door Sweep (CAC & Electric Heat) | 2 | 0 | 94.8% | 0 | 802.0966 | 0.22281 | 0 | 0 | 0 | 0 | 0 |  | n/a | 0.5518 | n/a | n/a | n/a | 0 | 0 | 65.8846 | 9.4548 | 119.2027 | 119.3988 | 0 | 0 |  | 0 | 0 | 0 | 0 | 0 | 0 | 0 | 0 | 802.0966 | 802.0966 | 0 | 0 | 0 | 0 | 0 | 0 | 0 | 0 | 0 | 0 | 0 | 0 | 0 | 0 | 0 | 0 | 0 | 0 | 0 | 0 | 0 | 0 | 0 | 0 | 0 | 0 | 0 | 0 | 0 | 0 | 0.22281 | 0.22281 | 0 | 0 | 0 | 0 | 0 | 0 | 0 | 0 | 0 | 0 | 0 | 0 | 0 | 0 | 0 | 0 | 0 | 0 | 0 | 0 | 0 | 0 | 0 | 0 | 0 | 0 | 0 | 0 | 0 | 0 | 0 | 0 | 0 | 0 | 0 | 0 | 0 | 0 | 0 | 0 | 0 | 0 | 0 | 0 | 0 | 0 | 0 | 0 | 0 | 0 | 0 | 0 | 0 | 0
Residential | Whole House Efficiency | Single Family | Foam (ASHP) | 5 | 0 | 94.8% | 0 | 2842.1111 | 1.9199 | 0 | 0 | 0 | 0 | 0 |  | n/a | 0.76824 | n/a | n/a | n/a | 0 | 0 | 754.6938 | 74.9344 | 980.7478 | 982.3617 | 0 | 0 |  | 0 | 0 | 0 | 0 | 0 | 0 | 0 | 0 | 2842.1111 | 2842.1111 | 2842.1111 | 2842.1111 | 2842.1111 | 0 | 0 | 0 | 0 | 0 | 0 | 0 | 0 | 0 | 0 | 0 | 0 | 0 | 0 | 0 | 0 | 0 | 0 | 0 | 0 | 0 | 0 | 0 | 0 | 0 | 0 | 0 | 1.9199 | 1.9199 | 1.9199 | 1.9199 | 1.9199 | 0 | 0 | 0 | 0 | 0 | 0 | 0 | 0 | 0 | 0 | 0 | 0 | 0 | 0 | 0 | 0 | 0 | 0 | 0 | 0 | 0 | 0 | 0 | 0 | 0 | 0 | 0 | 0 | 0 | 0 | 0 | 0 | 0 | 0 | 0 | 0 | 0 | 0 | 0 | 0 | 0 | 0 | 0 | 0 | 0 | 0 | 0 | 0 | 0 | 0 | 0
Residential | Whole House Efficiency | Single Family | Foam (CAC & Electric Heat) | 5 | 0 | 94.8% | 0 | 13055.4016 | 1.7612 | 0 | 0 | 0 | 0 | 0 |  | n/a | 0.45489 | n/a | n/a | n/a | 0 | 0 | 2052.7137 | 344.2155 | 4505.1219 | 4512.5354 | 0 | 0 |  | 0 | 0 | 0 | 0 | 0 | 0 | 0 | 0 | 13055.4016 | 13055.4016 | 13055.4016 | 13055.4016 | 13055.4016 | 0 | 0 | 0 | 0 | 0 | 0 | 0 | 0 | 0 | 0 | 0 | 0 | 0 | 0 | 0 | 0 | 0 | 0 | 0 | 0 | 0 | 0 | 0 | 0 | 0 | 0 | 0 | 1.7612 | 1.7612 | 1.7612 | 1.7612 | 1.7612 | 0 | 0 | 0 | 0 | 0 | 0 | 0 | 0 | 0 | 0 | 0 | 0 | 0 | 0 | 0 | 0 | 0 | 0 | 0 | 0 | 0 | 0 | 0 | 0 | 0 | 0 | 0 | 0 | 0 | 0 | 0 | 0 | 0 | 0 | 0 | 0 | 0 | 0 | 0 | 0 | 0 | 0 | 0 | 0 | 0 | 0 | 0 | 0 | 0 | 0 | 0
Residential | Whole House Efficiency | Single Family | Duct Sealing - Tape (ASHP) | 20 | 0 | 94.8% | 0 | 82591.19 | 66.3297 | 0 | 0 | 0 | 0 | 0 |  | n/a | 0.75138 | n/a | n/a | n/a | 0 | 0 | 61013.8527 | 5334.2059 | 81068.5071 | 81201.9107 | 0 | 0 |  | 0 | 0 | 0 | 0 | 0 | 0 | 0 | 0 | 82591.19 | 82591.19 | 82591.19 | 82591.19 | 82591.19 | 82591.19 | 82591.19 | 82591.19 | 82591.19 | 82591.19 | 82591.19 | 82591.19 | 82591.19 | 82591.19 | 82591.19 | 82591.19 | 82591.19 | 82591.19 | 82591.19 | 82591.19 | 0 | 0 | 0 | 0 | 0 | 0 | 0 | 0 | 0 | 0 | 0 | 0 | 66.3297 | 66.3297 | 66.3297 | 66.3297 | 66.3297 | 66.3297 | 66.3297 | 66.3297 | 66.3297 | 66.3297 | 66.3297 | 66.3297 | 66.3297 | 66.3297 | 66.3297 | 66.3297 | 66.3297 | 66.3297 | 66.3297 | 66.3297 | 0 | 0 | 0 | 0 | 0 | 0 | 0 | 0 | 0 | 0 | 0 | 0 | 0 | 0 | 0 | 0 | 0 | 0 | 0 | 0 | 0 | 0 | 0 | 0 | 0 | 0 | 0 | 0 | 0 | 0 | 0 | 0 | 0 | 0 | 0 | 0
Residential | Whole House Efficiency | Single Family | Duct Sealing - Tape (CAC & Electric Heat) | 20 | 0 | 94.8% | 0 | 1579340.3368 | 123.6192 | 0 | 0 | 0 | 0 | 0 |  | n/a | 0.36849 | n/a | n/a | n/a | 0 | 0 | 572184.3281 | 102002.7254 | 1550223.0121 | 1552774.007 | 0 | 0 |  | 0 | 0 | 0 | 0 | 0 | 0 | 0 | 0 | 1579340.3368 | 1579340.3368 | 1579340.3368 | 1579340.3368 | 1579340.3368 | 1579340.3368 | 1579340.3368 | 1579340.3368 | 1579340.3368 | 1579340.3368 | 1579340.3368 | 1579340.3368 | 1579340.3368 | 1579340.3368 | 1579340.3368 | 1579340.3368 | 1579340.3368 | 1579340.3368 | 1579340.3368 | 1579340.3368 | 0 | 0 | 0 | 0 | 0 | 0 | 0 | 0 | 0 | 0 | 0 | 0 | 123.6192 | 123.6192 | 123.6192 | 123.6192 | 123.6192 | 123.6192 | 123.6192 | 123.6192 | 123.6192 | 123.6192 | 123.6192 | 123.6192 | 123.6192 | 123.6192 | 123.6192 | 123.6192 | 123.6192 | 123.6192 | 123.6192 | 123.6192 | 0 | 0 | 0 | 0 | 0 | 0 | 0 | 0 | 0 | 0 | 0 | 0 | 0 | 0 | 0 | 0 | 0 | 0 | 0 | 0 | 0 | 0 | 0 | 0 | 0 | 0 | 0 | 0 | 0 | 0 | 0 | 0 | 0 | 0 | 0 | 0
Residential | Whole House Efficiency | Multi-Family | Standard CFL | 5 | 0 | 94.8% | 0 | 0 | 0 | 0 | 0 | 0 | 0 | 0 |  | n/a | n/a | n/a | n/a | n/a | 0 | 0 | 0 | 0 | 0 | 0 | 0 | 0 |  | 0 | 0 | 0 | 0 | 0 | 0 | 0 | 0 | 0 | 0 | 0 | 0 | 0 | 0 | 0 | 0 | 0 | 0 | 0 | 0 | 0 | 0 | 0 | 0 | 0 | 0 | 0 | 0 | 0 | 0 | 0 | 0 | 0 | 0 | 0 | 0 | 0 | 0 | 0 | 0 | 0 | 0 | 0 | 0 | 0 | 0 | 0 | 0 | 0 | 0 | 0 | 0 | 0 | 0 | 0 | 0 | 0 | 0 | 0 | 0 | 0 | 0 | 0 | 0 | 0 | 0 | 0 | 0 | 0 | 0 | 0 | 0 | 0 | 0 | 0 | 0 | 0 | 0 | 0 | 0 | 0 | 0 | 0 | 0 | 0 | 0 | 0 | 0 | 0 | 0 | 0 | 0 | 0 | 0 | 0 | 0
Residential | Whole House Efficiency | Multi-Family | LED | 15 | 0 | 94.8% | 0 | 0 | 0 | 0 | 0 | 0 | 0 | 0 |  | n/a | n/a | n/a | n/a | n/a | 0 | 0 | 0 | 0 | 0 | 0 | 0 | 0 |  | 0 | 0 | 0 | 0 | 0 | 0 | 0 | 0 | 0 | 0 | 0 | 0 | 0 | 0 | 0 | 0 | 0 | 0 | 0 | 0 | 0 | 0 | 0 | 0 | 0 | 0 | 0 | 0 | 0 | 0 | 0 | 0 | 0 | 0 | 0 | 0 | 0 | 0 | 0 | 0 | 0 | 0 | 0 | 0 | 0 | 0 | 0 | 0 | 0 | 0 | 0 | 0 | 0 | 0 | 0 | 0 | 0 | 0 | 0 | 0 | 0 | 0 | 0 | 0 | 0 | 0 | 0 | 0 | 0 | 0 | 0 | 0 | 0 | 0 | 0 | 0 | 0 | 0 | 0 | 0 | 0 | 0 | 0 | 0 | 0 | 0 | 0 | 0 | 0 | 0 | 0 | 0 | 0 | 0 | 0 | 0
Residential | Whole House Efficiency | Multi-Family | Pipe Insulated (Electric DHW) | 15 | 0 | 94.8% | 0 | 3609.472 | 0.41752 | 0 | 0 | 0 | 0 | 0 |  | n/a | 0.39898 | n/a | n/a | n/a | 0 | 0 | 1183.4947 | 203.451 | 2961.4119 | 2966.2851 | 0 | 0 |  | 0 | 0 | 0 | 0 | 0 | 0 | 0 | 0 | 3609.472 | 3609.472 | 3609.472 | 3609.472 | 3609.472 | 3609.472 | 3609.472 | 3609.472 | 3609.472 | 3609.472 | 3609.472 | 3609.472 | 3609.472 | 3609.472 | 3609.472 | 0 | 0 | 0 | 0 | 0 | 0 | 0 | 0 | 0 | 0 | 0 | 0 | 0 | 0 | 0 | 0 | 0 | 0.41752 | 0.41752 | 0.41752 | 0.41752 | 0.41752 | 0.41752 | 0.41752 | 0.41752 | 0.41752 | 0.41752 | 0.41752 | 0.41752 | 0.41752 | 0.41752 | 0.41752 | 0 | 0 | 0 | 0 | 0 | 0 | 0 | 0 | 0 | 0 | 0 | 0 | 0 | 0 | 0 | 0 | 0 | 0 | 0 | 0 | 0 | 0 | 0 | 0 | 0 | 0 | 0 | 0 | 0 | 0 | 0 | 0 | 0 | 0 | 0 | 0 | 0 | 0 | 0 | 0 | 0
Residential | Whole House Efficiency | Multi-Family | Pipe Insulated (Natural Gas DHW) | 15 | 0 | 94.8% | 11.0524 | 0 | 0 | 0 | 0 | 0 | 0 | 0 |  | n/a | 0.48588 | n/a | n/a | n/a | 0 | 0 | 39.8999 | 0 | 81.9847 | 82.1196 | 0 | 0 |  | 0 | 0 | 0 | 0 | 0 | 0 | 0 | 0 | 0 | 0 | 0 | 0 | 0 | 0 | 0 | 0 | 0 | 0 | 0 | 0 | 0 | 0 | 0 | 0 | 0 | 0 | 0 | 0 | 0 | 0 | 0 | 0 | 0 | 0 | 0 | 0 | 0 | 0 | 0 | 0 | 0 | 0 | 0 | 0 | 0 | 0 | 0 | 0 | 0 | 0 | 0 | 0 | 0 | 0 | 0 | 0 | 0 | 0 | 0 | 0 | 0 | 0 | 0 | 0 | 0 | 0 | 0 | 0 | 0 | 0 | 0 | 0 | 11.0524 | 11.0524 | 11.0524 | 11.0524 | 11.0524 | 11.0524 | 11.0524 | 11.0524 | 11.0524 | 11.0524 | 11.0524 | 11.0524 | 11.0524 | 11.0524 | 11.0524 | 0 | 0 | 0 | 0 | 0 | 0 | 0 | 0 | 0
Residential | Whole House Efficiency | Multi-Family | Water Heater Tank Wrap (Electric DHW) | 5 | 0 | 94.8% | 0 | 7465.8558 | 0.86359 | 0 | 0 | 0 | 0 | 0 |  | n/a | 0.44375 | n/a | n/a | n/a | 0 | 0 | 1145.1004 | 196.8429 | 2576.2969 | 2580.5364 | 0 | 0 |  | 0 | 0 | 0 | 0 | 0 | 0 | 0 | 0 | 7465.8558 | 7465.8558 | 7465.8558 | 7465.8558 | 7465.8558 | 0 | 0 | 0 | 0 | 0 | 0 | 0 | 0 | 0 | 0 | 0 | 0 | 0 | 0 | 0 | 0 | 0 | 0 | 0 | 0 | 0 | 0 | 0 | 0 | 0 | 0 | 0 | 0.86359 | 0.86359 | 0.86359 | 0.86359 | 0.86359 | 0 | 0 | 0 | 0 | 0 | 0 | 0 | 0 | 0 | 0 | 0 | 0 | 0 | 0 | 0 | 0 | 0 | 0 | 0 | 0 | 0 | 0 | 0 | 0 | 0 | 0 | 0 | 0 | 0 | 0 | 0 | 0 | 0 | 0 | 0 | 0 | 0 | 0 | 0 | 0 | 0 | 0 | 0 | 0 | 0 | 0 | 0 | 0 | 0 | 0 | 0
Residential | Whole House Efficiency | Multi-Family | Low Flow Faucet Aerator - Multi-Family (Electric DHW) | 9 | 0 | 94.8% | 0 | 25421.7858 | 11.3423 | 0 | 0 | 0 | 0 | 0 |  | n/a | 0.60914 | n/a | n/a | n/a | 0 | 0 | 8756.3896 | 1047.403 | 14351.4976 | 14375.114 | 0 | 0 |  | 0 | 0 | 0 | 0 | 0 | 0 | 0 | 0 | 25421.7858 | 25421.7858 | 25421.7858 | 25421.7858 | 25421.7858 | 25421.7858 | 25421.7858 | 25421.7858 | 25421.7858 | 0 | 0 | 0 | 0 | 0 | 0 | 0 | 0 | 0 | 0 | 0 | 0 | 0 | 0 | 0 | 0 | 0 | 0 | 0 | 0 | 0 | 0 | 0 | 11.3423 | 11.3423 | 11.3423 | 11.3423 | 11.3423 | 11.3423 | 11.3423 | 11.3423 | 11.3423 | 0 | 0 | 0 | 0 | 0 | 0 | 0 | 0 | 0 | 0 | 0 | 0 | 0 | 0 | 0 | 0 | 0 | 0 | 0 | 0 | 0 | 0 | 0 | 0 | 0 | 0 | 0 | 0 | 0 | 0 | 0 | 0 | 0 | 0 | 0 | 0 | 0 | 0 | 0 | 0 | 0 | 0 | 0 | 0 | 0 | 0 | 0
Residential | Whole House Efficiency | Multi-Family | Low Flow Faucet Aerator - Multi-Family (Natural Gas DHW) | 9 | 0 | 94.8% | 89.207 | 0 | 0 | 0 | 0 | 0 | 0 | 0 |  | n/a | 0.48588 | n/a | n/a | n/a | 0 | 0 | 224.1053 | 0 | 460.4822 | 461.24 | 0 | 0 |  | 0 | 0 | 0 | 0 | 0 | 0 | 0 | 0 | 0 | 0 | 0 | 0 | 0 | 0 | 0 | 0 | 0 | 0 | 0 | 0 | 0 | 0 | 0 | 0 | 0 | 0 | 0 | 0 | 0 | 0 | 0 | 0 | 0 | 0 | 0 | 0 | 0 | 0 | 0 | 0 | 0 | 0 | 0 | 0 | 0 | 0 | 0 | 0 | 0 | 0 | 0 | 0 | 0 | 0 | 0 | 0 | 0 | 0 | 0 | 0 | 0 | 0 | 0 | 0 | 0 | 0 | 0 | 0 | 0 | 0 | 0 | 0 | 89.207 | 89.207 | 89.207 | 89.207 | 89.207 | 89.207 | 89.207 | 89.207 | 89.207 | 0 | 0 | 0 | 0 | 0 | 0 | 0 | 0 | 0 | 0 | 0 | 0 | 0 | 0 | 0
Residential | Whole House Efficiency | Multi-Family | Low Flow Showerhead - Multi-Family (Electric DHW) | 10 | 0 | 94.8% | 0 | 60762.9406 | 7.3745 | 0 | 0 | 0 | 0 | 0 |  | n/a | 0.4216 | n/a | n/a | n/a | 0 | 0 | 15723.8807 | 2688.3667 | 37234.3555 | 37295.6271 | 0 | 0 |  | 0 | 0 | 0 | 0 | 0 | 0 | 0 | 0 | 60762.9406 | 60762.9406 | 60762.9406 | 60762.9406 | 60762.9406 | 60762.9406 | 60762.9406 | 60762.9406 | 60762.9406 | 60762.9406 | 0 | 0 | 0 | 0 | 0 | 0 | 0 | 0 | 0 | 0 | 0 | 0 | 0 | 0 | 0 | 0 | 0 | 0 | 0 | 0 | 0 | 0 | 7.3745 | 7.3745 | 7.3745 | 7.3745 | 7.3745 | 7.3745 | 7.3745 | 7.3745 | 7.3745 | 7.3745 | 0 | 0 | 0 | 0 | 0 | 0 | 0 | 0 | 0 | 0 | 0 | 0 | 0 | 0 | 0 | 0 | 0 | 0 | 0 | 0 | 0 | 0 | 0 | 0 | 0 | 0 | 0 | 0 | 0 | 0 | 0 | 0 | 0 | 0 | 0 | 0 | 0 | 0 | 0 | 0 | 0 | 0 | 0 | 0 | 0 | 0
Residential | Whole House Efficiency | Multi-Family | Low Flow Showerhead - Multi-Family (Natural Gas DHW) | 10 | 0 | 94.8% | 213.2218 | 0 | 0 | 0 | 0 | 0 | 0 | 0 |  | n/a | 0.48588 | n/a | n/a | n/a | 0 | 0 | 580.2802 | 0 | 1192.3356 | 1194.2977 | 0 | 0 |  | 0 | 0 | 0 | 0 | 0 | 0 | 0 | 0 | 0 | 0 | 0 | 0 | 0 | 0 | 0 | 0 | 0 | 0 | 0 | 0 | 0 | 0 | 0 | 0 | 0 | 0 | 0 | 0 | 0 | 0 | 0 | 0 | 0 | 0 | 0 | 0 | 0 | 0 | 0 | 0 | 0 | 0 | 0 | 0 | 0 | 0 | 0 | 0 | 0 | 0 | 0 | 0 | 0 | 0 | 0 | 0 | 0 | 0 | 0 | 0 | 0 | 0 | 0 | 0 | 0 | 0 | 0 | 0 | 0 | 0 | 0 | 0 | 213.2218 | 213.2218 | 213.2218 | 213.2218 | 213.2218 | 213.2218 | 213.2218 | 213.2218 | 213.2218 | 213.2218 | 0 | 0 | 0 | 0 | 0 | 0 | 0 | 0 | 0 | 0 | 0 | 0 | 0 | 0
Residential | Whole House Efficiency | Multi-Family | Weatherstrip/Caulk (ASHP) | 15 | 0 | 94.8% | 0 | 1543.8628 | 1.0429 | 0 | 0 | 0 | 0 | 0 |  | n/a | 0.70091 | n/a | n/a | n/a | 0 | 0 | 889.2886 | 87.0212 | 1266.671 | 1268.7554 | 0 | 0 |  | 0 | 0 | 0 | 0 | 0 | 0 | 0 | 0 | 1543.8628 | 1543.8628 | 1543.8628 | 1543.8628 | 1543.8628 | 1543.8628 | 1543.8628 | 1543.8628 | 1543.8628 | 1543.8628 | 1543.8628 | 1543.8628 | 1543.8628 | 1543.8628 | 1543.8628 | 0 | 0 | 0 | 0 | 0 | 0 | 0 | 0 | 0 | 0 | 0 | 0 | 0 | 0 | 0 | 0 | 0 | 1.0429 | 1.0429 | 1.0429 | 1.0429 | 1.0429 | 1.0429 | 1.0429 | 1.0429 | 1.0429 | 1.0429 | 1.0429 | 1.0429 | 1.0429 | 1.0429 | 1.0429 | 0 | 0 | 0 | 0 | 0 | 0 | 0 | 0 | 0 | 0 | 0 | 0 | 0 | 0 | 0 | 0 | 0 | 0 | 0 | 0 | 0 | 0 | 0 | 0 | 0 | 0 | 0 | 0 | 0 | 0 | 0 | 0 | 0 | 0 | 0 | 0 | 0 | 0 | 0 | 0 | 0
Residential | Whole House Efficiency | Multi-Family | Weatherstrip/Caulk (CAC & Electric Heat) | 15 | 0 | 94.8% | 0 | 41982.0758 | 5.6635 | 0 | 0 | 0 | 0 | 0 |  | n/a | 0.40935 | n/a | n/a | n/a | 0 | 0 | 14123.1435 | 2366.3564 | 34444.4333 | 34501.114 | 0 | 0 |  | 0 | 0 | 0 | 0 | 0 | 0 | 0 | 0 | 41982.0758 | 41982.0758 | 41982.0758 | 41982.0758 | 41982.0758 | 41982.0758 | 41982.0758 | 41982.0758 | 41982.0758 | 41982.0758 | 41982.0758 | 41982.0758 | 41982.0758 | 41982.0758 | 41982.0758 | 0 | 0 | 0 | 0 | 0 | 0 | 0 | 0 | 0 | 0 | 0 | 0 | 0 | 0 | 0 | 0 | 0 | 5.6635 | 5.6635 | 5.6635 | 5.6635 | 5.6635 | 5.6635 | 5.6635 | 5.6635 | 5.6635 | 5.6635 | 5.6635 | 5.6635 | 5.6635 | 5.6635 | 5.6635 | 0 | 0 | 0 | 0 | 0 | 0 | 0 | 0 | 0 | 0 | 0 | 0 | 0 | 0 | 0 | 0 | 0 | 0 | 0 | 0 | 0 | 0 | 0 | 0 | 0 | 0 | 0 | 0 | 0 | 0 | 0 | 0 | 0 | 0 | 0 | 0 | 0 | 0 | 0 | 0 | 0
Residential | Whole House Efficiency | Multi-Family | Door Sweep (ASHP) | 2 | 0 | 94.8% | 0 | 21.2522 | 0.0094811 | 0 | 0 | 0 | 0 | 0 |  | n/a | 0.64864 | n/a | n/a | n/a | 0 | 0 | 2.052 | 0.25051 | 3.1584 | 3.1636 | 0 | 0 |  | 0 | 0 | 0 | 0 | 0 | 0 | 0 | 0 | 21.2522 | 21.2522 | 0 | 0 | 0 | 0 | 0 | 0 | 0 | 0 | 0 | 0 | 0 | 0 | 0 | 0 | 0 | 0 | 0 | 0 | 0 | 0 | 0 | 0 | 0 | 0 | 0 | 0 | 0 | 0 | 0 | 0 | 0.0094811 | 0.0094811 | 0 | 0 | 0 | 0 | 0 | 0 | 0 | 0 | 0 | 0 | 0 | 0 | 0 | 0 | 0 | 0 | 0 | 0 | 0 | 0 | 0 | 0 | 0 | 0 | 0 | 0 | 0 | 0 | 0 | 0 | 0 | 0 | 0 | 0 | 0 | 0 | 0 | 0 | 0 | 0 | 0 | 0 | 0 | 0 | 0 | 0 | 0 | 0 | 0 | 0 | 0 | 0 | 0 | 0
Residential | Whole House Efficiency | Multi-Family | Door Sweep (CAC & Electric Heat) | 2 | 0 | 94.8% | 0 | 375.4495 | 0.10429 | 0 | 0 | 0 | 0 | 0 |  | n/a | 0.5518 | n/a | n/a | n/a | 0 | 0 | 30.8396 | 4.4257 | 55.797 | 55.8888 | 0 | 0 |  | 0 | 0 | 0 | 0 | 0 | 0 | 0 | 0 | 375.4495 | 375.4495 | 0 | 0 | 0 | 0 | 0 | 0 | 0 | 0 | 0 | 0 | 0 | 0 | 0 | 0 | 0 | 0 | 0 | 0 | 0 | 0 | 0 | 0 | 0 | 0 | 0 | 0 | 0 | 0 | 0 | 0 | 0.10429 | 0.10429 | 0 | 0 | 0 | 0 | 0 | 0 | 0 | 0 | 0 | 0 | 0 | 0 | 0 | 0 | 0 | 0 | 0 | 0 | 0 | 0 | 0 | 0 | 0 | 0 | 0 | 0 | 0 | 0 | 0 | 0 | 0 | 0 | 0 | 0 | 0 | 0 | 0 | 0 | 0 | 0 | 0 | 0 | 0 | 0 | 0 | 0 | 0 | 0 | 0 | 0 | 0 | 0 | 0 | 0
Residential | Whole House Efficiency | Multi-Family | Foam (ASHP) | 5 | 0 | 94.8% | 0 | 210.5267 | 0.14222 | 0 | 0 | 0 | 0 | 0 |  | n/a | 0.76824 | n/a | n/a | n/a | 0 | 0 | 55.9032 | 5.5507 | 72.648 | 72.7675 | 0 | 0 |  | 0 | 0 | 0 | 0 | 0 | 0 | 0 | 0 | 210.5267 | 210.5267 | 210.5267 | 210.5267 | 210.5267 | 0 | 0 | 0 | 0 | 0 | 0 | 0 | 0 | 0 | 0 | 0 | 0 | 0 | 0 | 0 | 0 | 0 | 0 | 0 | 0 | 0 | 0 | 0 | 0 | 0 | 0 | 0 | 0.14222 | 0.14222 | 0.14222 | 0.14222 | 0.14222 | 0 | 0 | 0 | 0 | 0 | 0 | 0 | 0 | 0 | 0 | 0 | 0 | 0 | 0 | 0 | 0 | 0 | 0 | 0 | 0 | 0 | 0 | 0 | 0 | 0 | 0 | 0 | 0 | 0 | 0 | 0 | 0 | 0 | 0 | 0 | 0 | 0 | 0 | 0 | 0 | 0 | 0 | 0 | 0 | 0 | 0 | 0 | 0 | 0 | 0 | 0
Residential | Whole House Efficiency | Multi-Family | Foam (CAC & Electric Heat) | 5 | 0 | 94.8% | 0 | 6143.7184 | 0.82881 | 0 | 0 | 0 | 0 | 0 |  | n/a | 0.45489 | n/a | n/a | n/a | 0 | 0 | 965.9829 | 161.9837 | 2120.0574 | 2123.5461 | 0 | 0 |  | 0 | 0 | 0 | 0 | 0 | 0 | 0 | 0 | 6143.7184 | 6143.7184 | 6143.7184 | 6143.7184 | 6143.7184 | 0 | 0 | 0 | 0 | 0 | 0 | 0 | 0 | 0 | 0 | 0 | 0 | 0 | 0 | 0 | 0 | 0 | 0 | 0 | 0 | 0 | 0 | 0 | 0 | 0 | 0 | 0 | 0.82881 | 0.82881 | 0.82881 | 0.82881 | 0.82881 | 0 | 0 | 0 | 0 | 0 | 0 | 0 | 0 | 0 | 0 | 0 | 0 | 0 | 0 | 0 | 0 | 0 | 0 | 0 | 0 | 0 | 0 | 0 | 0 | 0 | 0 | 0 | 0 | 0 | 0 | 0 | 0 | 0 | 0 | 0 | 0 | 0 | 0 | 0 | 0 | 0 | 0 | 0 | 0 | 0 | 0 | 0 | 0 | 0 | 0 | 0
Residential | Whole House Efficiency | Multi-Family | Duct Sealing - Tape (ASHP) | 20 | 0 | 94.8% | 0 | 17141.5677 | 13.7665 | 0 | 0 | 0 | 0 | 0 |  | n/a | 0.75138 | n/a | n/a | n/a | 0 | 0 | 12663.2525 | 1107.0993 | 16825.5392 | 16853.2268 | 0 | 0 |  | 0 | 0 | 0 | 0 | 0 | 0 | 0 | 0 | 17141.5677 | 17141.5677 | 17141.5677 | 17141.5677 | 17141.5677 | 17141.5677 | 17141.5677 | 17141.5677 | 17141.5677 | 17141.5677 | 17141.5677 | 17141.5677 | 17141.5677 | 17141.5677 | 17141.5677 | 17141.5677 | 17141.5677 | 17141.5677 | 17141.5677 | 17141.5677 | 0 | 0 | 0 | 0 | 0 | 0 | 0 | 0 | 0 | 0 | 0 | 0 | 13.7665 | 13.7665 | 13.7665 | 13.7665 | 13.7665 | 13.7665 | 13.7665 | 13.7665 | 13.7665 | 13.7665 | 13.7665 | 13.7665 | 13.7665 | 13.7665 | 13.7665 | 13.7665 | 13.7665 | 13.7665 | 13.7665 | 13.7665 | 0 | 0 | 0 | 0 | 0 | 0 | 0 | 0 | 0 | 0 | 0 | 0 | 0 | 0 | 0 | 0 | 0 | 0 | 0 | 0 | 0 | 0 | 0 | 0 | 0 | 0 | 0 | 0 | 0 | 0 | 0 | 0 | 0 | 0 | 0 | 0
Residential | Whole House Efficiency | Multi-Family | Duct Sealing - Tape (CAC & Electric Heat) | 20 | 0 | 94.8% | 0 | 330372.2133 | 25.8591 | 0 | 0 | 0 | 0 | 0 |  | n/a | 0.36849 | n/a | n/a | n/a | 0 | 0 | 119691.6197 | 21337.3048 | 324281.3444 | 324814.9708 | 0 | 0 |  | 0 | 0 | 0 | 0 | 0 | 0 | 0 | 0 | 330372.2133 | 330372.2133 | 330372.2133 | 330372.2133 | 330372.2133 | 330372.2133 | 330372.2133 | 330372.2133 | 330372.2133 | 330372.2133 | 330372.2133 | 330372.2133 | 330372.2133 | 330372.2133 | 330372.2133 | 330372.2133 | 330372.2133 | 330372.2133 | 330372.2133 | 330372.2133 | 0 | 0 | 0 | 0 | 0 | 0 | 0 | 0 | 0 | 0 | 0 | 0 | 25.8591 | 25.8591 | 25.8591 | 25.8591 | 25.8591 | 25.8591 | 25.8591 | 25.8591 | 25.8591 | 25.8591 | 25.8591 | 25.8591 | 25.8591 | 25.8591 | 25.8591 | 25.8591 | 25.8591 | 25.8591 | 25.8591 | 25.8591 | 0 | 0 | 0 | 0 | 0 | 0 | 0 | 0 | 0 | 0 | 0 | 0 | 0 | 0 | 0 | 0 | 0 | 0 | 0 | 0 | 0 | 0 | 0 | 0 | 0 | 0 | 0 | 0 | 0 | 0 | 0 | 0 | 0 | 0 | 0 | 0
Residential | Whole House Efficiency | Building Shell | Duct Sealing 10% (ASHP) | 20 | 0 | 94.8% | 0 | 7752.8723 | 4.1298 | 0 | 0 | 3682.6901 | 0 | 1200 |  | 2.3452 | 0.56109 | 7.1971 | 2.5983 | 4.1733 | 0.014673 | 0.08313 | 4638.4978 | 500.7243 | 7609.9373 | 7622.46 | 644.4935 | 1977.8916 |  | 0 | 0 | 0 | 0 | 0 | 0 | 0 | 0 | 7752.8723 | 7752.8723 | 7752.8723 | 7752.8723 | 7752.8723 | 7752.8723 | 7752.8723 | 7752.8723 | 7752.8723 | 7752.8723 | 7752.8723 | 7752.8723 | 7752.8723 | 7752.8723 | 7752.8723 | 7752.8723 | 7752.8723 | 7752.8723 | 7752.8723 | 7752.8723 | 0 | 0 | 0 | 0 | 0 | 0 | 0 | 0 | 0 | 0 | 0 | 0 | 4.1298 | 4.1298 | 4.1298 | 4.1298 | 4.1298 | 4.1298 | 4.1298 | 4.1298 | 4.1298 | 4.1298 | 4.1298 | 4.1298 | 4.1298 | 4.1298 | 4.1298 | 4.1298 | 4.1298 | 4.1298 | 4.1298 | 4.1298 | 0 | 0 | 0 | 0 | 0 | 0 | 0 | 0 | 0 | 0 | 0 | 0 | 0 | 0 | 0 | 0 | 0 | 0 | 0 | 0 | 0 | 0 | 0 | 0 | 0 | 0 | 0 | 0 | 0 | 0 | 0 | 0 | 0 | 0 | 0 | 0
Residential | Whole House Efficiency | Building Shell | Duct Sealing 10% (CAC & Electric Heat) | 20 | 0 | 94.8% | 0 | 149219.8943 | 11.6798 | 0 | 0 | 41123.3729 | 0 | 13400 |  | 2.4477 | 0.35126 | 7.5118 | 2.8841 | 6.9575 | 0.008513 | 0.04823 | 54061.359 | 9637.4642 | 146468.8191 | 146709.8433 | 7196.8444 | 22086.4563 |  | 0 | 0 | 0 | 0 | 0 | 0 | 0 | 0 | 149219.8943 | 149219.8943 | 149219.8943 | 149219.8943 | 149219.8943 | 149219.8943 | 149219.8943 | 149219.8943 | 149219.8943 | 149219.8943 | 149219.8943 | 149219.8943 | 149219.8943 | 149219.8943 | 149219.8943 | 149219.8943 | 149219.8943 | 149219.8943 | 149219.8943 | 149219.8943 | 0 | 0 | 0 | 0 | 0 | 0 | 0 | 0 | 0 | 0 | 0 | 0 | 11.6798 | 11.6798 | 11.6798 | 11.6798 | 11.6798 | 11.6798 | 11.6798 | 11.6798 | 11.6798 | 11.6798 | 11.6798 | 11.6798 | 11.6798 | 11.6798 | 11.6798 | 11.6798 | 11.6798 | 11.6798 | 11.6798 | 11.6798 | 0 | 0 | 0 | 0 | 0 | 0 | 0 | 0 | 0 | 0 | 0 | 0 | 0 | 0 | 0 | 0 | 0 | 0 | 0 | 0 | 0 | 0 | 0 | 0 | 0 | 0 | 0 | 0 | 0 | 0 | 0 | 0 | 0 | 0 | 0 | 0
Residential | Whole House Efficiency | Building Shell | Duct Sealing 10% (CAC & Gas Heat) | 20 | 0 | 94.8% | 3856.0506 | 8465.9513 | 3.1379 | 0 | 0 | 11048.0703 | 0 | 3600 |  | 3.517 | 0.47162 | 10.7934 | 3.6092 | 7.4457 | 0.040312 | 0.22838 | 20868.9229 | 546.779 | 42246.7409 | 42316.2607 | 1933.4806 | 5933.6748 |  | 0 | 0 | 0 | 0 | 0 | 0 | 0 | 0 | 8465.9513 | 8465.9513 | 8465.9513 | 8465.9513 | 8465.9513 | 8465.9513 | 8465.9513 | 8465.9513 | 8465.9513 | 8465.9513 | 8465.9513 | 8465.9513 | 8465.9513 | 8465.9513 | 8465.9513 | 8465.9513 | 8465.9513 | 8465.9513 | 8465.9513 | 8465.9513 | 0 | 0 | 0 | 0 | 0 | 0 | 0 | 0 | 0 | 0 | 0 | 0 | 3.1379 | 3.1379 | 3.1379 | 3.1379 | 3.1379 | 3.1379 | 3.1379 | 3.1379 | 3.1379 | 3.1379 | 3.1379 | 3.1379 | 3.1379 | 3.1379 | 3.1379 | 3.1379 | 3.1379 | 3.1379 | 3.1379 | 3.1379 | 0 | 0 | 0 | 0 | 0 | 0 | 0 | 0 | 0 | 0 | 0 | 0 | 3856.0506 | 3856.0506 | 3856.0506 | 3856.0506 | 3856.0506 | 3856.0506 | 3856.0506 | 3856.0506 | 3856.0506 | 3856.0506 | 3856.0506 | 3856.0506 | 3856.0506 | 3856.0506 | 3856.0506 | 3856.0506 | 3856.0506 | 3856.0506 | 3856.0506 | 3856.0506 | 0 | 0 | 0 | 0
Residential | Whole House Efficiency | Building Shell | Air Sealing 20% ACH Reduction (ASHP) | 15 | 0 | 94.8% | 0 | 4240.3145 | 1.8917 | 0 | 0 | 1335.1424 | 0 | 1750 |  | 2.805 | 0.45459 | 2.14 | 3.1383 | 6.1624 | 0.04483 | 0.22165 | 2011.3626 | 239.009 | 3478.9902 | 3484.7151 | 939.8864 | 717.0755 |  | 0 | 0 | 0 | 0 | 0 | 0 | 0 | 0 | 4240.3145 | 4240.3145 | 4240.3145 | 4240.3145 | 4240.3145 | 4240.3145 | 4240.3145 | 4240.3145 | 4240.3145 | 4240.3145 | 4240.3145 | 4240.3145 | 4240.3145 | 4240.3145 | 4240.3145 | 0 | 0 | 0 | 0 | 0 | 0 | 0 | 0 | 0 | 0 | 0 | 0 | 0 | 0 | 0 | 0 | 0 | 1.8917 | 1.8917 | 1.8917 | 1.8917 | 1.8917 | 1.8917 | 1.8917 | 1.8917 | 1.8917 | 1.8917 | 1.8917 | 1.8917 | 1.8917 | 1.8917 | 1.8917 | 0 | 0 | 0 | 0 | 0 | 0 | 0 | 0 | 0 | 0 | 0 | 0 | 0 | 0 | 0 | 0 | 0 | 0 | 0 | 0 | 0 | 0 | 0 | 0 | 0 | 0 | 0 | 0 | 0 | 0 | 0 | 0 | 0 | 0 | 0 | 0 | 0 | 0 | 0 | 0 | 0
Residential | Whole House Efficiency | Building Shell | Air Sealing 20% ACH Reduction (CAC & Electric Heat) | 15 | 0 | 94.8% | 0 | 71019.5454 | 9.5807 | 0 | 0 | 13923.6276 | 0 | 18250 |  | 3.1949 | 0.35049 | 2.4375 | 3.7302 | 9.1026 | 0.027913 | 0.13801 | 23891.6064 | 4003.0787 | 58268.3908 | 58364.2753 | 9801.6723 | 7478.0732 |  | 0 | 0 | 0 | 0 | 0 | 0 | 0 | 0 | 71019.5454 | 71019.5454 | 71019.5454 | 71019.5454 | 71019.5454 | 71019.5454 | 71019.5454 | 71019.5454 | 71019.5454 | 71019.5454 | 71019.5454 | 71019.5454 | 71019.5454 | 71019.5454 | 71019.5454 | 0 | 0 | 0 | 0 | 0 | 0 | 0 | 0 | 0 | 0 | 0 | 0 | 0 | 0 | 0 | 0 | 0 | 9.5807 | 9.5807 | 9.5807 | 9.5807 | 9.5807 | 9.5807 | 9.5807 | 9.5807 | 9.5807 | 9.5807 | 9.5807 | 9.5807 | 9.5807 | 9.5807 | 9.5807 | 0 | 0 | 0 | 0 | 0 | 0 | 0 | 0 | 0 | 0 | 0 | 0 | 0 | 0 | 0 | 0 | 0 | 0 | 0 | 0 | 0 | 0 | 0 | 0 | 0 | 0 | 0 | 0 | 0 | 0 | 0 | 0 | 0 | 0 | 0 | 0 | 0 | 0 | 0 | 0 | 0
Residential | Whole House Efficiency | Building Shell | Air Sealing 20% ACH Reduction (CAC & Gas Heat) | 15 | 0 | 94.8% | 747.8708 | 4802.2777 | 2.6249 | 0 | 0 | 3814.6925 | 0 | 5000 |  | 2.534 | 0.42594 | 1.9333 | 2.6661 | 5.9416 | 0.1131 | 0.55919 | 5191.6198 | 270.6846 | 9487.6321 | 9503.2446 | 2685.3897 | 2048.7872 |  | 0 | 0 | 0 | 0 | 0 | 0 | 0 | 0 | 4802.2777 | 4802.2777 | 4802.2777 | 4802.2777 | 4802.2777 | 4802.2777 | 4802.2777 | 4802.2777 | 4802.2777 | 4802.2777 | 4802.2777 | 4802.2777 | 4802.2777 | 4802.2777 | 4802.2777 | 0 | 0 | 0 | 0 | 0 | 0 | 0 | 0 | 0 | 0 | 0 | 0 | 0 | 0 | 0 | 0 | 0 | 2.6249 | 2.6249 | 2.6249 | 2.6249 | 2.6249 | 2.6249 | 2.6249 | 2.6249 | 2.6249 | 2.6249 | 2.6249 | 2.6249 | 2.6249 | 2.6249 | 2.6249 | 0 | 0 | 0 | 0 | 0 | 0 | 0 | 0 | 0 | 0 | 0 | 0 | 0 | 0 | 0 | 0 | 0 | 747.8708 | 747.8708 | 747.8708 | 747.8708 | 747.8708 | 747.8708 | 747.8708 | 747.8708 | 747.8708 | 747.8708 | 747.8708 | 747.8708 | 747.8708 | 747.8708 | 747.8708 | 0 | 0 | 0 | 0 | 0 | 0 | 0 | 0 | 0
Residential | Whole House Efficiency | Building Shell | Air Sealing 20% ACH Reduction & Attic Insulation R-38 (ASHP) | 20 | 0 | 94.8% | 0 | 1770.8076 | 0.88231 | 0 | 0 | 1230.8629 | 0 | 900 |  | 1.5548 | 0.46206 | 2.1263 | 1.7278 | 3.3605 | 0.048181 | 0.27297 | 1027.8037 | 114.3688 | 1738.1603 | 1741.0205 | 483.3701 | 661.0693 |  | 0 | 0 | 0 | 0 | 0 | 0 | 0 | 0 | 1770.8076 | 1770.8076 | 1770.8076 | 1770.8076 | 1770.8076 | 1770.8076 | 1770.8076 | 1770.8076 | 1770.8076 | 1770.8076 | 1770.8076 | 1770.8076 | 1770.8076 | 1770.8076 | 1770.8076 | 1770.8076 | 1770.8076 | 1770.8076 | 1770.8076 | 1770.8076 | 0 | 0 | 0 | 0 | 0 | 0 | 0 | 0 | 0 | 0 | 0 | 0 | 0.88231 | 0.88231 | 0.88231 | 0.88231 | 0.88231 | 0.88231 | 0.88231 | 0.88231 | 0.88231 | 0.88231 | 0.88231 | 0.88231 | 0.88231 | 0.88231 | 0.88231 | 0.88231 | 0.88231 | 0.88231 | 0.88231 | 0.88231 | 0 | 0 | 0 | 0 | 0 | 0 | 0 | 0 | 0 | 0 | 0 | 0 | 0 | 0 | 0 | 0 | 0 | 0 | 0 | 0 | 0 | 0 | 0 | 0 | 0 | 0 | 0 | 0 | 0 | 0 | 0 | 0 | 0 | 0 | 0 | 0
Residential | Whole House Efficiency | Building Shell | Air Sealing 20% ACH Reduction & Attic Insulation R-38 (CAC & Electric Heat) | 20 | 0 | 94.8% | 0 | 32663.2025 | 3.2612 | 0 | 0 | 13539.4915 | 0 | 9900 |  | 1.6777 | 0.32592 | 2.2944 | 1.9678 | 5.1402 | 0.028733 | 0.16278 | 12199.6006 | 2109.5742 | 32061.0112 | 32113.7697 | 5317.0716 | 7271.7622 |  | 0 | 0 | 0 | 0 | 0 | 0 | 0 | 0 | 32663.2025 | 32663.2025 | 32663.2025 | 32663.2025 | 32663.2025 | 32663.2025 | 32663.2025 | 32663.2025 | 32663.2025 | 32663.2025 | 32663.2025 | 32663.2025 | 32663.2025 | 32663.2025 | 32663.2025 | 32663.2025 | 32663.2025 | 32663.2025 | 32663.2025 | 32663.2025 | 0 | 0 | 0 | 0 | 0 | 0 | 0 | 0 | 0 | 0 | 0 | 0 | 3.2612 | 3.2612 | 3.2612 | 3.2612 | 3.2612 | 3.2612 | 3.2612 | 3.2612 | 3.2612 | 3.2612 | 3.2612 | 3.2612 | 3.2612 | 3.2612 | 3.2612 | 3.2612 | 3.2612 | 3.2612 | 3.2612 | 3.2612 | 0 | 0 | 0 | 0 | 0 | 0 | 0 | 0 | 0 | 0 | 0 | 0 | 0 | 0 | 0 | 0 | 0 | 0 | 0 | 0 | 0 | 0 | 0 | 0 | 0 | 0 | 0 | 0 | 0 | 0 | 0 | 0 | 0 | 0 | 0 | 0
Residential | Whole House Efficiency | Building Shell | Air Sealing 20% ACH Reduction & Attic Insulation R-38 (CAC & Gas Heat) | 20 | 0 | 94.8% | 366.1613 | 1730.9702 | 0.88943 | 0 | 0 | 3692.5886 | 0 | 2700 |  | 1.3045 | 0.4055 | 1.784 | 1.3608 | 3.2128 | 0.14787 | 0.83774 | 2587.0288 | 111.7958 | 4921.6215 | 4929.7203 | 1450.1104 | 1983.2079 |  | 0 | 0 | 0 | 0 | 0 | 0 | 0 | 0 | 1730.9702 | 1730.9702 | 1730.9702 | 1730.9702 | 1730.9702 | 1730.9702 | 1730.9702 | 1730.9702 | 1730.9702 | 1730.9702 | 1730.9702 | 1730.9702 | 1730.9702 | 1730.9702 | 1730.9702 | 1730.9702 | 1730.9702 | 1730.9702 | 1730.9702 | 1730.9702 | 0 | 0 | 0 | 0 | 0 | 0 | 0 | 0 | 0 | 0 | 0 | 0 | 0.88943 | 0.88943 | 0.88943 | 0.88943 | 0.88943 | 0.88943 | 0.88943 | 0.88943 | 0.88943 | 0.88943 | 0.88943 | 0.88943 | 0.88943 | 0.88943 | 0.88943 | 0.88943 | 0.88943 | 0.88943 | 0.88943 | 0.88943 | 0 | 0 | 0 | 0 | 0 | 0 | 0 | 0 | 0 | 0 | 0 | 0 | 366.1613 | 366.1613 | 366.1613 | 366.1613 | 366.1613 | 366.1613 | 366.1613 | 366.1613 | 366.1613 | 366.1613 | 366.1613 | 366.1613 | 366.1613 | 366.1613 | 366.1613 | 366.1613 | 366.1613 | 366.1613 | 366.1613 | 366.1613 | 0 | 0 | 0 | 0
Residential | Whole House Efficiency | Building Shell | Wall Insulation R-13 (ASHP) | 25 | 0 | 94.8% | 0 | 684.6661 | 0.41161 | 0 | 0 | 85.3186 | 0 | 180 |  | 10.3155 | 0.56298 | 4.8895 | 11.3496 | 18.2963 | 0.023257 | 0.1412 | 472.6837 | 47.3862 | 741.7113 | 742.9319 | 96.674 | 45.8227 |  | 0 | 0 | 0 | 0 | 0 | 0 | 0 | 0 | 684.6661 | 684.6661 | 684.6661 | 684.6661 | 684.6661 | 684.6661 | 684.6661 | 684.6661 | 684.6661 | 684.6661 | 684.6661 | 684.6661 | 684.6661 | 684.6661 | 684.6661 | 684.6661 | 684.6661 | 684.6661 | 684.6661 | 684.6661 | 684.6661 | 684.6661 | 684.6661 | 684.6661 | 0 | 0 | 0 | 0 | 0 | 0 | 0 | 0 | 0.41161 | 0.41161 | 0.41161 | 0.41161 | 0.41161 | 0.41161 | 0.41161 | 0.41161 | 0.41161 | 0.41161 | 0.41161 | 0.41161 | 0.41161 | 0.41161 | 0.41161 | 0.41161 | 0.41161 | 0.41161 | 0.41161 | 0.41161 | 0.41161 | 0.41161 | 0.41161 | 0.41161 | 0 | 0 | 0 | 0 | 0 | 0 | 0 | 0 | 0 | 0 | 0 | 0 | 0 | 0 | 0 | 0 | 0 | 0 | 0 | 0 | 0 | 0 | 0 | 0 | 0 | 0 | 0 | 0 | 0 | 0 | 0 | 0
Residential | Whole House Efficiency | Building Shell | Wall Insulation R-13 (CAC & Electric Heat) | 25 | 0 | 94.8% | 0 | 18657.1952 | 0.72113 | 0 | 0 | 1279.7783 | 0 | 2700 |  | 10.0858 | 0.31954 | 4.7806 | 11.9645 | 31.5154 | 0.012802 | 0.077724 | 6932.4107 | 1291.2773 | 20211.6806 | 20244.9402 | 1450.1104 | 687.3407 |  | 0 | 0 | 0 | 0 | 0 | 0 | 0 | 0 | 18657.1952 | 18657.1952 | 18657.1952 | 18657.1952 | 18657.1952 | 18657.1952 | 18657.1952 | 18657.1952 | 18657.1952 | 18657.1952 | 18657.1952 | 18657.1952 | 18657.1952 | 18657.1952 | 18657.1952 | 18657.1952 | 18657.1952 | 18657.1952 | 18657.1952 | 18657.1952 | 18657.1952 | 18657.1952 | 18657.1952 | 18657.1952 | 0 | 0 | 0 | 0 | 0 | 0 | 0 | 0 | 0.72113 | 0.72113 | 0.72113 | 0.72113 | 0.72113 | 0.72113 | 0.72113 | 0.72113 | 0.72113 | 0.72113 | 0.72113 | 0.72113 | 0.72113 | 0.72113 | 0.72113 | 0.72113 | 0.72113 | 0.72113 | 0.72113 | 0.72113 | 0.72113 | 0.72113 | 0.72113 | 0.72113 | 0 | 0 | 0 | 0 | 0 | 0 | 0 | 0 | 0 | 0 | 0 | 0 | 0 | 0 | 0 | 0 | 0 | 0 | 0 | 0 | 0 | 0 | 0 | 0 | 0 | 0 | 0 | 0 | 0 | 0 | 0 | 0
Residential | Whole House Efficiency | Building Shell | Wall Insulation R-13 (CAC & Gas Heat) | 25 | 0 | 94.8% | 227.6638 | 510.8678 | 0.1923 | 0 | 0 | 341.2742 | 0 | 720 |  | 7.4097 | 0.43193 | 3.5121 | 7.6026 | 17.1299 | 0.12468 | 0.75694 | 1358.1238 | 35.3575 | 2753.0612 | 2757.5916 | 386.6961 | 183.2909 |  | 0 | 0 | 0 | 0 | 0 | 0 | 0 | 0 | 510.8678 | 510.8678 | 510.8678 | 510.8678 | 510.8678 | 510.8678 | 510.8678 | 510.8678 | 510.8678 | 510.8678 | 510.8678 | 510.8678 | 510.8678 | 510.8678 | 510.8678 | 510.8678 | 510.8678 | 510.8678 | 510.8678 | 510.8678 | 510.8678 | 510.8678 | 510.8678 | 510.8678 | 0 | 0 | 0 | 0 | 0 | 0 | 0 | 0 | 0.1923 | 0.1923 | 0.1923 | 0.1923 | 0.1923 | 0.1923 | 0.1923 | 0.1923 | 0.1923 | 0.1923 | 0.1923 | 0.1923 | 0.1923 | 0.1923 | 0.1923 | 0.1923 | 0.1923 | 0.1923 | 0.1923 | 0.1923 | 0.1923 | 0.1923 | 0.1923 | 0.1923 | 0 | 0 | 0 | 0 | 0 | 0 | 0 | 0 | 227.6638 | 227.6638 | 227.6638 | 227.6638 | 227.6638 | 227.6638 | 227.6638 | 227.6638 | 227.6638 | 227.6638 | 227.6638 | 227.6638 | 227.6638 | 227.6638 | 227.6638 | 227.6638 | 227.6638 | 227.6638 | 227.6638 | 227.6638 | 227.6638 | 227.6638 | 227.6638 | 227.6638
Residential | Whole House Efficiency | Building Shell | Basement Sidewall Insulation R-13 (ASHP) | 25 | 0 | 94.8% | 0 | 2993.9806 | 1.8689 | 0 | 0 | 61.4294 | 0 | 72 |  | 63.8358 | 0.64065 | 54.4638 | 70.1165 | 99.4807 | 0.0021274 | 0.012916 | 2106.094 | 207.2154 | 3243.4339 | 3248.7711 | 38.6696 | 32.9924 |  | 0 | 0 | 0 | 0 | 0 | 0 | 0 | 0 | 2993.9806 | 2993.9806 | 2993.9806 | 2993.9806 | 2993.9806 | 2993.9806 | 2993.9806 | 2993.9806 | 2993.9806 | 2993.9806 | 2993.9806 | 2993.9806 | 2993.9806 | 2993.9806 | 2993.9806 | 2993.9806 | 2993.9806 | 2993.9806 | 2993.9806 | 2993.9806 | 2993.9806 | 2993.9806 | 2993.9806 | 2993.9806 | 0 | 0 | 0 | 0 | 0 | 0 | 0 | 0 | 1.8689 | 1.8689 | 1.8689 | 1.8689 | 1.8689 | 1.8689 | 1.8689 | 1.8689 | 1.8689 | 1.8689 | 1.8689 | 1.8689 | 1.8689 | 1.8689 | 1.8689 | 1.8689 | 1.8689 | 1.8689 | 1.8689 | 1.8689 | 1.8689 | 1.8689 | 1.8689 | 1.8689 | 0 | 0 | 0 | 0 | 0 | 0 | 0 | 0 | 0 | 0 | 0 | 0 | 0 | 0 | 0 | 0 | 0 | 0 | 0 | 0 | 0 | 0 | 0 | 0 | 0 | 0 | 0 | 0 | 0 | 0 | 0 | 0
Residential | Whole House Efficiency | Building Shell | Basement Sidewall Insulation R-13 (CAC & Electric Heat) | 25 | 0 | 94.8% | 0 | 82991.665 | 2.1763 | 0 | 0 | 921.4404 | 0 | 1080 |  | 61.1302 | 0.33379 | 52.1554 | 72.7367 | 182.8432 | 0.0011512 | 0.0069892 | 30252.4158 | 5743.91 | 89906.3877 | 90054.3347 | 580.0442 | 494.8853 |  | 0 | 0 | 0 | 0 | 0 | 0 | 0 | 0 | 82991.665 | 82991.665 | 82991.665 | 82991.665 | 82991.665 | 82991.665 | 82991.665 | 82991.665 | 82991.665 | 82991.665 | 82991.665 | 82991.665 | 82991.665 | 82991.665 | 82991.665 | 82991.665 | 82991.665 | 82991.665 | 82991.665 | 82991.665 | 82991.665 | 82991.665 | 82991.665 | 82991.665 | 0 | 0 | 0 | 0 | 0 | 0 | 0 | 0 | 2.1763 | 2.1763 | 2.1763 | 2.1763 | 2.1763 | 2.1763 | 2.1763 | 2.1763 | 2.1763 | 2.1763 | 2.1763 | 2.1763 | 2.1763 | 2.1763 | 2.1763 | 2.1763 | 2.1763 | 2.1763 | 2.1763 | 2.1763 | 2.1763 | 2.1763 | 2.1763 | 2.1763 | 0 | 0 | 0 | 0 | 0 | 0 | 0 | 0 | 0 | 0 | 0 | 0 | 0 | 0 | 0 | 0 | 0 | 0 | 0 | 0 | 0 | 0 | 0 | 0 | 0 | 0 | 0 | 0 | 0 | 0 | 0 | 0
Residential | Whole House Efficiency | Building Shell | Basement Sidewall Insulation R-13 (CAC & Gas Heat) | 25 | 0 | 94.8% | 1047.7257 | 1873.5487 | 0.58034 | 0 | 0 | 245.7174 | 0 | 288 |  | 44.7874 | 0.47947 | 38.2119 | 45.7699 | 93.2579 | 0.013599 | 0.082559 | 5910.5625 | 129.6696 | 12152.5068 | 12172.5045 | 154.6784 | 131.9694 |  | 0 | 0 | 0 | 0 | 0 | 0 | 0 | 0 | 1873.5487 | 1873.5487 | 1873.5487 | 1873.5487 | 1873.5487 | 1873.5487 | 1873.5487 | 1873.5487 | 1873.5487 | 1873.5487 | 1873.5487 | 1873.5487 | 1873.5487 | 1873.5487 | 1873.5487 | 1873.5487 | 1873.5487 | 1873.5487 | 1873.5487 | 1873.5487 | 1873.5487 | 1873.5487 | 1873.5487 | 1873.5487 | 0 | 0 | 0 | 0 | 0 | 0 | 0 | 0 | 0.58034 | 0.58034 | 0.58034 | 0.58034 | 0.58034 | 0.58034 | 0.58034 | 0.58034 | 0.58034 | 0.58034 | 0.58034 | 0.58034 | 0.58034 | 0.58034 | 0.58034 | 0.58034 | 0.58034 | 0.58034 | 0.58034 | 0.58034 | 0.58034 | 0.58034 | 0.58034 | 0.58034 | 0 | 0 | 0 | 0 | 0 | 0 | 0 | 0 | 1047.7257 | 1047.7257 | 1047.7257 | 1047.7257 | 1047.7257 | 1047.7257 | 1047.7257 | 1047.7257 | 1047.7257 | 1047.7257 | 1047.7257 | 1047.7257 | 1047.7257 | 1047.7257 | 1047.7257 | 1047.7257 | 1047.7257 | 1047.7257 | 1047.7257 | 1047.7257 | 1047.7257 | 1047.7257 | 1047.7257 | 1047.7257
Residential | Whole House Efficiency | Building Shell | Crawlspace Insulation R-19 (ASHP) | 25 | 0 | 94.8% | 0 | 4195.3061 | 2.6035 | 0 | 0 | 76.7867 | 0 | 90 |  | 71.3502 | 0.63958 | 60.875 | 78.3909 | 111.3758 | 0.0018978 | 0.011522 | 2942.5153 | 290.36 | 4544.8518 | 4552.3307 | 48.337 | 41.2404 |  | 0 | 0 | 0 | 0 | 0 | 0 | 0 | 0 | 4195.3061 | 4195.3061 | 4195.3061 | 4195.3061 | 4195.3061 | 4195.3061 | 4195.3061 | 4195.3061 | 4195.3061 | 4195.3061 | 4195.3061 | 4195.3061 | 4195.3061 | 4195.3061 | 4195.3061 | 4195.3061 | 4195.3061 | 4195.3061 | 4195.3061 | 4195.3061 | 4195.3061 | 4195.3061 | 4195.3061 | 4195.3061 | 0 | 0 | 0 | 0 | 0 | 0 | 0 | 0 | 2.6035 | 2.6035 | 2.6035 | 2.6035 | 2.6035 | 2.6035 | 2.6035 | 2.6035 | 2.6035 | 2.6035 | 2.6035 | 2.6035 | 2.6035 | 2.6035 | 2.6035 | 2.6035 | 2.6035 | 2.6035 | 2.6035 | 2.6035 | 2.6035 | 2.6035 | 2.6035 | 2.6035 | 0 | 0 | 0 | 0 | 0 | 0 | 0 | 0 | 0 | 0 | 0 | 0 | 0 | 0 | 0 | 0 | 0 | 0 | 0 | 0 | 0 | 0 | 0 | 0 | 0 | 0 | 0 | 0 | 0 | 0 | 0 | 0
Residential | Whole House Efficiency | Building Shell | Crawlspace Insulation R-19 (CAC & Electric Heat) | 25 | 0 | 94.8% | 0 | 115981.0926 | 3.2655 | 0 | 0 | 1151.8005 | 0 | 1350 |  | 68.549 | 0.33501 | 58.4851 | 81.5252 | 204.2809 | 0.0010297 | 0.0062515 | 42404.8928 | 8027.1308 | 125644.4377 | 125851.194 | 725.0552 | 618.6066 |  | 0 | 0 | 0 | 0 | 0 | 0 | 0 | 0 | 115981.0926 | 115981.0926 | 115981.0926 | 115981.0926 | 115981.0926 | 115981.0926 | 115981.0926 | 115981.0926 | 115981.0926 | 115981.0926 | 115981.0926 | 115981.0926 | 115981.0926 | 115981.0926 | 115981.0926 | 115981.0926 | 115981.0926 | 115981.0926 | 115981.0926 | 115981.0926 | 115981.0926 | 115981.0926 | 115981.0926 | 115981.0926 | 0 | 0 | 0 | 0 | 0 | 0 | 0 | 0 | 3.2655 | 3.2655 | 3.2655 | 3.2655 | 3.2655 | 3.2655 | 3.2655 | 3.2655 | 3.2655 | 3.2655 | 3.2655 | 3.2655 | 3.2655 | 3.2655 | 3.2655 | 3.2655 | 3.2655 | 3.2655 | 3.2655 | 3.2655 | 3.2655 | 3.2655 | 3.2655 | 3.2655 | 0 | 0 | 0 | 0 | 0 | 0 | 0 | 0 | 0 | 0 | 0 | 0 | 0 | 0 | 0 | 0 | 0 | 0 | 0 | 0 | 0 | 0 | 0 | 0 | 0 | 0 | 0 | 0 | 0 | 0 | 0 | 0
Residential | Whole House Efficiency | Building Shell | Crawlspace Insulation R-19 (CAC & Gas Heat) | 25 | 0 | 94.8% | 1441.0043 | 2690.6494 | 0.8708 | 0 | 0 | 307.1468 | 0 | 360 |  | 49.77 | 0.48129 | 42.463 | 50.8989 | 103.2408 | 0.011836 | 0.071859 | 8210.1429 | 186.2217 | 16837.444 | 16865.1512 | 193.3481 | 164.9618 |  | 0 | 0 | 0 | 0 | 0 | 0 | 0 | 0 | 2690.6494 | 2690.6494 | 2690.6494 | 2690.6494 | 2690.6494 | 2690.6494 | 2690.6494 | 2690.6494 | 2690.6494 | 2690.6494 | 2690.6494 | 2690.6494 | 2690.6494 | 2690.6494 | 2690.6494 | 2690.6494 | 2690.6494 | 2690.6494 | 2690.6494 | 2690.6494 | 2690.6494 | 2690.6494 | 2690.6494 | 2690.6494 | 0 | 0 | 0 | 0 | 0 | 0 | 0 | 0 | 0.8708 | 0.8708 | 0.8708 | 0.8708 | 0.8708 | 0.8708 | 0.8708 | 0.8708 | 0.8708 | 0.8708 | 0.8708 | 0.8708 | 0.8708 | 0.8708 | 0.8708 | 0.8708 | 0.8708 | 0.8708 | 0.8708 | 0.8708 | 0.8708 | 0.8708 | 0.8708 | 0.8708 | 0 | 0 | 0 | 0 | 0 | 0 | 0 | 0 | 1441.0043 | 1441.0043 | 1441.0043 | 1441.0043 | 1441.0043 | 1441.0043 | 1441.0043 | 1441.0043 | 1441.0043 | 1441.0043 | 1441.0043 | 1441.0043 | 1441.0043 | 1441.0043 | 1441.0043 | 1441.0043 | 1441.0043 | 1441.0043 | 1441.0043 | 1441.0043 | 1441.0043 | 1441.0043 | 1441.0043 | 1441.0043
Residential | Whole House Efficiency | HVAC | Efficient Heat Pump (SF SEER 15, EER 12.5, HSPF 8.5) | 18 | 0 | 59.08% | 0 | 81024.5028 | 39.5825 | 0 | 0 | 70183.4622 | 0 | 78000 |  | 1.1719 | 0.37846 | 1.0545 | 1.3045 | 4.2914 | 0.095568 | 0.51703 | 44173.1194 | 4997.1749 | 119868.749 | 74825.8643 | 41892.0791 | 37693.9891 |  | 0 | 0 | 0 | 0 | 0 | 0 | 0 | 0 | 81024.5028 | 81024.5028 | 81024.5028 | 81024.5028 | 81024.5028 | 81024.5028 | 81024.5028 | 81024.5028 | 81024.5028 | 81024.5028 | 81024.5028 | 81024.5028 | 81024.5028 | 81024.5028 | 81024.5028 | 81024.5028 | 81024.5028 | 81024.5028 | 0 | 0 | 0 | 0 | 0 | 0 | 0 | 0 | 0 | 0 | 0 | 0 | 0 | 0 | 39.5825 | 39.5825 | 39.5825 | 39.5825 | 39.5825 | 39.5825 | 39.5825 | 39.5825 | 39.5825 | 39.5825 | 39.5825 | 39.5825 | 39.5825 | 39.5825 | 39.5825 | 39.5825 | 39.5825 | 39.5825 | 0 | 0 | 0 | 0 | 0 | 0 | 0 | 0 | 0 | 0 | 0 | 0 | 0 | 0 | 0 | 0 | 0 | 0 | 0 | 0 | 0 | 0 | 0 | 0 | 0 | 0 | 0 | 0 | 0 | 0 | 0 | 0 | 0 | 0 | 0 | 0 | 0 | 0
Residential | Whole House Efficiency | HVAC | Efficient Heat Pump (SF SEER 16, EER 13, HSPF 9) | 18 | 0 | 59.08% | 0 | 39076.3997 | 11.1478 | 0 | 0 | 29693.0032 | 0 | 24750 |  | 1.0911 | 0.35239 | 1.3091 | 1.2423 | 4.4586 | 0.062877 | 0.34017 | 17400.9805 | 2410.0315 | 57810.1559 | 36086.9278 | 13292.6789 | 15947.4569 |  | 0 | 0 | 0 | 0 | 0 | 0 | 0 | 0 | 39076.3997 | 39076.3997 | 39076.3997 | 39076.3997 | 39076.3997 | 39076.3997 | 39076.3997 | 39076.3997 | 39076.3997 | 39076.3997 | 39076.3997 | 39076.3997 | 39076.3997 | 39076.3997 | 39076.3997 | 39076.3997 | 39076.3997 | 39076.3997 | 0 | 0 | 0 | 0 | 0 | 0 | 0 | 0 | 0 | 0 | 0 | 0 | 0 | 0 | 11.1478 | 11.1478 | 11.1478 | 11.1478 | 11.1478 | 11.1478 | 11.1478 | 11.1478 | 11.1478 | 11.1478 | 11.1478 | 11.1478 | 11.1478 | 11.1478 | 11.1478 | 11.1478 | 11.1478 | 11.1478 | 0 | 0 | 0 | 0 | 0 | 0 | 0 | 0 | 0 | 0 | 0 | 0 | 0 | 0 | 0 | 0 | 0 | 0 | 0 | 0 | 0 | 0 | 0 | 0 | 0 | 0 | 0 | 0 | 0 | 0 | 0 | 0 | 0 | 0 | 0 | 0 | 0 | 0
Residential | Whole House Efficiency | HVAC | Efficient Heat Pump (SF SEER 14 Replace Resistance Heat w/CAC) | 18 | 6 | 54.74% | 0 | 0 | 0 | 787257.136 | 57.6555 | 105849.791 | 105849.791 | 30000 |  | 6.2306 | 0.39419 | 8.1917 | 7.3648 | 26.7738 | 0.0076454 | 0.020466 | 131986.6488 | 24025.0018 | 551051.371 | 318721.0902 | 16112.3381 | 21183.5138 |  | 0 | 0 | 0 | 0 | 0 | 0 | 0 | 0 | 787257.136 | 787257.136 | 787257.136 | 787257.136 | 787257.136 | 787257.136 | 0 | 0 | 0 | 0 | 0 | 0 | 0 | 0 | 0 | 0 | 0 | 0 | 0 | 0 | 0 | 0 | 0 | 0 | 0 | 0 | 0 | 0 | 0 | 0 | 0 | 0 | 57.6555 | 57.6555 | 57.6555 | 57.6555 | 57.6555 | 57.6555 | 0 | 0 | 0 | 0 | 0 | 0 | 0 | 0 | 0 | 0 | 0 | 0 | 0 | 0 | 0 | 0 | 0 | 0 | 0 | 0 | 0 | 0 | 0 | 0 | 0 | 0 | 0 | 0 | 0 | 0 | 0 | 0 | 0 | 0 | 0 | 0 | 0 | 0 | 0 | 0 | 0 | 0 | 0 | 0 | 0 | 0 | 0 | 0 | 0 | 0
Residential | Whole House Efficiency | HVAC | Efficient Heat Pump (SF SEER 15 Replace Resistance Heat w/CAC) | 18 | 6 | 54.74% | 0 | 7507.3959 | 3.6676 | 212194.2513 | 16.8648 | 34023.8555 | 27520.9457 | 15600 |  | 4.2211 | 0.38696 | 4.5344 | 4.9666 | 18.1815 | 0.014236 | 0.039485 | 37990.9545 | 6709.5181 | 155260.2314 | 89800.5391 | 8378.4158 | 9000.283 |  | 0 | 0 | 0 | 0 | 0 | 0 | 0 | 0 | 212194.2513 | 212194.2513 | 212194.2513 | 212194.2513 | 212194.2513 | 212194.2513 | 7507.3959 | 7507.3959 | 7507.3959 | 7507.3959 | 7507.3959 | 7507.3959 | 7507.3959 | 7507.3959 | 7507.3959 | 7507.3959 | 7507.3959 | 7507.3959 | 0 | 0 | 0 | 0 | 0 | 0 | 0 | 0 | 0 | 0 | 0 | 0 | 0 | 0 | 16.8648 | 16.8648 | 16.8648 | 16.8648 | 16.8648 | 16.8648 | 3.6676 | 3.6676 | 3.6676 | 3.6676 | 3.6676 | 3.6676 | 3.6676 | 3.6676 | 3.6676 | 3.6676 | 3.6676 | 3.6676 | 0 | 0 | 0 | 0 | 0 | 0 | 0 | 0 | 0 | 0 | 0 | 0 | 0 | 0 | 0 | 0 | 0 | 0 | 0 | 0 | 0 | 0 | 0 | 0 | 0 | 0 | 0 | 0 | 0 | 0 | 0 | 0 | 0 | 0 | 0 | 0 | 0 | 0
Residential | Whole House Efficiency | HVAC | Efficient Heat Pump (SF SEER 16 Replace Resistance Heat w/CAC) | 18 | 6 | 54.74% | 0 | 11191.1243 | 3.1926 | 145024.8374 | 11.8216 | 26498.2697 | 17994.4645 | 15300 |  | 3.3235 | 0.37324 | 3.3037 | 3.908 | 14.6619 | 0.01962 | 0.056661 | 27147.5953 | 4774.4613 | 111547.3267 | 64517.5522 | 8217.2924 | 8168.4035 |  | 0 | 0 | 0 | 0 | 0 | 0 | 0 | 0 | 145024.8374 | 145024.8374 | 145024.8374 | 145024.8374 | 145024.8374 | 145024.8374 | 11191.1243 | 11191.1243 | 11191.1243 | 11191.1243 | 11191.1243 | 11191.1243 | 11191.1243 | 11191.1243 | 11191.1243 | 11191.1243 | 11191.1243 | 11191.1243 | 0 | 0 | 0 | 0 | 0 | 0 | 0 | 0 | 0 | 0 | 0 | 0 | 0 | 0 | 11.8216 | 11.8216 | 11.8216 | 11.8216 | 11.8216 | 11.8216 | 3.1926 | 3.1926 | 3.1926 | 3.1926 | 3.1926 | 3.1926 | 3.1926 | 3.1926 | 3.1926 | 3.1926 | 3.1926 | 3.1926 | 0 | 0 | 0 | 0 | 0 | 0 | 0 | 0 | 0 | 0 | 0 | 0 | 0 | 0 | 0 | 0 | 0 | 0 | 0 | 0 | 0 | 0 | 0 | 0 | 0 | 0 | 0 | 0 | 0 | 0 | 0 | 0 | 0 | 0 | 0 | 0 | 0 | 0
Residential | Whole House Efficiency | HVAC | Heat Pump Ductless (SF Mini Split Replace Resistance Heat w/CAC) | 18 | 0 | 59.08% | 0 | 86754.0132 | 2.3855 | 0 | 0 | 10399.5215 | 0 | 8800 |  | 4.9491 | 0.3258 | 5.8486 | 5.907 | 23.8251 | 0.01007 | 0.054479 | 27642.3747 | 5350.5417 | 128345.0645 | 80117.0485 | 4726.2858 | 5585.3536 |  | 0 | 0 | 0 | 0 | 0 | 0 | 0 | 0 | 86754.0132 | 86754.0132 | 86754.0132 | 86754.0132 | 86754.0132 | 86754.0132 | 86754.0132 | 86754.0132 | 86754.0132 | 86754.0132 | 86754.0132 | 86754.0132 | 86754.0132 | 86754.0132 | 86754.0132 | 86754.0132 | 86754.0132 | 86754.0132 | 0 | 0 | 0 | 0 | 0 | 0 | 0 | 0 | 0 | 0 | 0 | 0 | 0 | 0 | 2.3855 | 2.3855 | 2.3855 | 2.3855 | 2.3855 | 2.3855 | 2.3855 | 2.3855 | 2.3855 | 2.3855 | 2.3855 | 2.3855 | 2.3855 | 2.3855 | 2.3855 | 2.3855 | 2.3855 | 2.3855 | 0 | 0 | 0 | 0 | 0 | 0 | 0 | 0 | 0 | 0 | 0 | 0 | 0 | 0 | 0 | 0 | 0 | 0 | 0 | 0 | 0 | 0 | 0 | 0 | 0 | 0 | 0 | 0 | 0 | 0 | 0 | 0 | 0 | 0 | 0 | 0 | 0 | 0
Residential | Whole House Efficiency | HVAC | Heat Pump Ductless (SF Mini Split Replace Resistance Heat/RAC) | 18 | 0 | 59.08% | 0 | 109262.4625 | 9.2464 | 0 | 0 | 13235.7547 | 0 | 11200 |  | 5.329 | 0.3543 | 6.2976 | 6.2769 | 23.5854 | 0.010176 | 0.055053 | 37881.5721 | 6738.7471 | 161644.3698 | 100903.5281 | 6015.2729 | 7108.6318 |  | 0 | 0 | 0 | 0 | 0 | 0 | 0 | 0 | 109262.4625 | 109262.4625 | 109262.4625 | 109262.4625 | 109262.4625 | 109262.4625 | 109262.4625 | 109262.4625 | 109262.4625 | 109262.4625 | 109262.4625 | 109262.4625 | 109262.4625 | 109262.4625 | 109262.4625 | 109262.4625 | 109262.4625 | 109262.4625 | 0 | 0 | 0 | 0 | 0 | 0 | 0 | 0 | 0 | 0 | 0 | 0 | 0 | 0 | 9.2464 | 9.2464 | 9.2464 | 9.2464 | 9.2464 | 9.2464 | 9.2464 | 9.2464 | 9.2464 | 9.2464 | 9.2464 | 9.2464 | 9.2464 | 9.2464 | 9.2464 | 9.2464 | 9.2464 | 9.2464 | 0 | 0 | 0 | 0 | 0 | 0 | 0 | 0 | 0 | 0 | 0 | 0 | 0 | 0 | 0 | 0 | 0 | 0 | 0 | 0 | 0 | 0 | 0 | 0 | 0 | 0 | 0 | 0 | 0 | 0 | 0 | 0 | 0 | 0 | 0 | 0 | 0 | 0
Residential | Whole House Efficiency | HVAC | Smart Programmable Thermostat (SF ASHP) | 5 | 0 | 59.08% | 0 | 67784.2859 | 13.6138 | 0 | 0 | 7975.6566 | 0 | 6750 |  | 2.6971 | 0.42703 | 3.1869 | 3.1143 | 9.6085 | 0.023125 | 0.053483 | 11553.2123 | 1787.1836 | 37533.0313 | 23429.3052 | 3625.2761 | 4283.5492 |  | 0 | 0 | 0 | 0 | 0 | 0 | 0 | 0 | 67784.2859 | 67784.2859 | 67784.2859 | 67784.2859 | 67784.2859 | 0 | 0 | 0 | 0 | 0 | 0 | 0 | 0 | 0 | 0 | 0 | 0 | 0 | 0 | 0 | 0 | 0 | 0 | 0 | 0 | 0 | 0 | 0 | 0 | 0 | 0 | 0 | 13.6138 | 13.6138 | 13.6138 | 13.6138 | 13.6138 | 0 | 0 | 0 | 0 | 0 | 0 | 0 | 0 | 0 | 0 | 0 | 0 | 0 | 0 | 0 | 0 | 0 | 0 | 0 | 0 | 0 | 0 | 0 | 0 | 0 | 0 | 0 | 0 | 0 | 0 | 0 | 0 | 0 | 0 | 0 | 0 | 0 | 0 | 0 | 0 | 0 | 0 | 0 | 0 | 0 | 0 | 0 | 0 | 0 | 0 | 0
Residential | Whole House Efficiency | HVAC | Efficient Heat Pump (MF SEER 15, EER 12.5, HSPF 8.5) | 18 | 0 | 57.25% | 0 | 8757.6341 | 4.2783 | 0 | 0 | 7585.8667 | 0 | 8700 |  | 1.1719 | 0.37417 | 1.0218 | 1.3045 | 4.4285 | 0.09862 | 0.53354 | 4774.5065 | 540.1259 | 13369.9758 | 8087.6465 | 4672.5781 | 4074.2017 |  | 0 | 0 | 0 | 0 | 0 | 0 | 0 | 0 | 8757.6341 | 8757.6341 | 8757.6341 | 8757.6341 | 8757.6341 | 8757.6341 | 8757.6341 | 8757.6341 | 8757.6341 | 8757.6341 | 8757.6341 | 8757.6341 | 8757.6341 | 8757.6341 | 8757.6341 | 8757.6341 | 8757.6341 | 8757.6341 | 0 | 0 | 0 | 0 | 0 | 0 | 0 | 0 | 0 | 0 | 0 | 0 | 0 | 0 | 4.2783 | 4.2783 | 4.2783 | 4.2783 | 4.2783 | 4.2783 | 4.2783 | 4.2783 | 4.2783 | 4.2783 | 4.2783 | 4.2783 | 4.2783 | 4.2783 | 4.2783 | 4.2783 | 4.2783 | 4.2783 | 0 | 0 | 0 | 0 | 0 | 0 | 0 | 0 | 0 | 0 | 0 | 0 | 0 | 0 | 0 | 0 | 0 | 0 | 0 | 0 | 0 | 0 | 0 | 0 | 0 | 0 | 0 | 0 | 0 | 0 | 0 | 0 | 0 | 0 | 0 | 0 | 0 | 0
Residential | Whole House Efficiency | HVAC | Efficient Heat Pump (MF SEER 16, EER 13, HSPF 9) | 18 | 0 | 57.25% | 0 | 11704.3296 | 3.339 | 0 | 0 | 8893.7748 | 0 | 7650 |  | 1.0911 | 0.34939 | 1.2685 | 1.2423 | 4.601 | 0.064886 | 0.35104 | 5212.0158 | 721.8629 | 17868.5937 | 10808.9103 | 4108.6462 | 4776.6502 |  | 0 | 0 | 0 | 0 | 0 | 0 | 0 | 0 | 11704.3296 | 11704.3296 | 11704.3296 | 11704.3296 | 11704.3296 | 11704.3296 | 11704.3296 | 11704.3296 | 11704.3296 | 11704.3296 | 11704.3296 | 11704.3296 | 11704.3296 | 11704.3296 | 11704.3296 | 11704.3296 | 11704.3296 | 11704.3296 | 0 | 0 | 0 | 0 | 0 | 0 | 0 | 0 | 0 | 0 | 0 | 0 | 0 | 0 | 3.339 | 3.339 | 3.339 | 3.339 | 3.339 | 3.339 | 3.339 | 3.339 | 3.339 | 3.339 | 3.339 | 3.339 | 3.339 | 3.339 | 3.339 | 3.339 | 3.339 | 3.339 | 0 | 0 | 0 | 0 | 0 | 0 | 0 | 0 | 0 | 0 | 0 | 0 | 0 | 0 | 0 | 0 | 0 | 0 | 0 | 0 | 0 | 0 | 0 | 0 | 0 | 0 | 0 | 0 | 0 | 0 | 0 | 0 | 0 | 0 | 0 | 0 | 0 | 0
Residential | Whole House Efficiency | HVAC | Efficient Heat Pump (MF SEER 14 Replace Resistance Heat w/CAC) | 18 | 6 | 57.25% | 0 | 0 | 0 | 946863.2716 | 69.3444 | 127309.4581 | 127309.4581 | 34500 |  | 6.2306 | 0.39502 | 8.5673 | 7.3648 | 25.5999 | 0.0073102 | 0.019569 | 158745.2236 | 28895.7581 | 633709.0767 | 383337.6421 | 18529.1888 | 25478.1955 |  | 0 | 0 | 0 | 0 | 0 | 0 | 0 | 0 | 946863.2716 | 946863.2716 | 946863.2716 | 946863.2716 | 946863.2716 | 946863.2716 | 0 | 0 | 0 | 0 | 0 | 0 | 0 | 0 | 0 | 0 | 0 | 0 | 0 | 0 | 0 | 0 | 0 | 0 | 0 | 0 | 0 | 0 | 0 | 0 | 0 | 0 | 69.3444 | 69.3444 | 69.3444 | 69.3444 | 69.3444 | 69.3444 | 0 | 0 | 0 | 0 | 0 | 0 | 0 | 0 | 0 | 0 | 0 | 0 | 0 | 0 | 0 | 0 | 0 | 0 | 0 | 0 | 0 | 0 | 0 | 0 | 0 | 0 | 0 | 0 | 0 | 0 | 0 | 0 | 0 | 0 | 0 | 0 | 0 | 0 | 0 | 0 | 0 | 0 | 0 | 0 | 0 | 0 | 0 | 0 | 0 | 0
Residential | Whole House Efficiency | HVAC | Efficient Heat Pump (MF SEER 15 Replace Resistance Heat w/CAC) | 18 | 6 | 57.25% | 0 | 7851.6719 | 3.8357 | 221925.1072 | 17.6382 | 35584.1298 | 28783.0079 | 15600 |  | 4.2211 | 0.38841 | 4.7423 | 4.9666 | 17.3843 | 0.013611 | 0.037753 | 39733.153 | 7017.2048 | 155260.2314 | 93918.6343 | 8378.4158 | 9413.0202 |  | 0 | 0 | 0 | 0 | 0 | 0 | 0 | 0 | 221925.1072 | 221925.1072 | 221925.1072 | 221925.1072 | 221925.1072 | 221925.1072 | 7851.6719 | 7851.6719 | 7851.6719 | 7851.6719 | 7851.6719 | 7851.6719 | 7851.6719 | 7851.6719 | 7851.6719 | 7851.6719 | 7851.6719 | 7851.6719 | 0 | 0 | 0 | 0 | 0 | 0 | 0 | 0 | 0 | 0 | 0 | 0 | 0 | 0 | 17.6382 | 17.6382 | 17.6382 | 17.6382 | 17.6382 | 17.6382 | 3.8357 | 3.8357 | 3.8357 | 3.8357 | 3.8357 | 3.8357 | 3.8357 | 3.8357 | 3.8357 | 3.8357 | 3.8357 | 3.8357 | 0 | 0 | 0 | 0 | 0 | 0 | 0 | 0 | 0 | 0 | 0 | 0 | 0 | 0 | 0 | 0 | 0 | 0 | 0 | 0 | 0 | 0 | 0 | 0 | 0 | 0 | 0 | 0 | 0 | 0 | 0 | 0 | 0 | 0 | 0 | 0 | 0 | 0
Residential | Whole House Efficiency | HVAC | Efficient Heat Pump (MF SEER 16 Replace Resistance Heat w/CAC) | 18 | 6 | 57.25% | 0 | 6884.8998 | 1.9641 | 89220.8365 | 7.2728 | 16302.0199 | 11070.3877 | 9000 |  | 3.3235 | 0.3751 | 3.4552 | 3.908 | 14.019 | 0.01876 | 0.054177 | 16701.492 | 2937.2999 | 65616.0745 | 39691.8905 | 4833.7014 | 5025.2895 |  | 0 | 0 | 0 | 0 | 0 | 0 | 0 | 0 | 89220.8365 | 89220.8365 | 89220.8365 | 89220.8365 | 89220.8365 | 89220.8365 | 6884.8998 | 6884.8998 | 6884.8998 | 6884.8998 | 6884.8998 | 6884.8998 | 6884.8998 | 6884.8998 | 6884.8998 | 6884.8998 | 6884.8998 | 6884.8998 | 0 | 0 | 0 | 0 | 0 | 0 | 0 | 0 | 0 | 0 | 0 | 0 | 0 | 0 | 7.2728 | 7.2728 | 7.2728 | 7.2728 | 7.2728 | 7.2728 | 1.9641 | 1.9641 | 1.9641 | 1.9641 | 1.9641 | 1.9641 | 1.9641 | 1.9641 | 1.9641 | 1.9641 | 1.9641 | 1.9641 | 0 | 0 | 0 | 0 | 0 | 0 | 0 | 0 | 0 | 0 | 0 | 0 | 0 | 0 | 0 | 0 | 0 | 0 | 0 | 0 | 0 | 0 | 0 | 0 | 0 | 0 | 0 | 0 | 0 | 0 | 0 | 0 | 0 | 0 | 0 | 0 | 0 | 0
Residential | Whole House Efficiency | HVAC | Heat Pump Ductless (MF Mini Split Replace Resistance Heat w/CAC) | 18 | 0 | 57.25% | 0 | 76426.2691 | 2.1015 | 0 | 0 | 9161.497 | 0 | 8000 |  | 4.9491 | 0.32523 | 5.6676 | 5.907 | 24.586 | 0.010392 | 0.056219 | 24351.6523 | 4713.5795 | 116677.3313 | 70579.4105 | 4296.6235 | 4920.4379 |  | 0 | 0 | 0 | 0 | 0 | 0 | 0 | 0 | 76426.2691 | 76426.2691 | 76426.2691 | 76426.2691 | 76426.2691 | 76426.2691 | 76426.2691 | 76426.2691 | 76426.2691 | 76426.2691 | 76426.2691 | 76426.2691 | 76426.2691 | 76426.2691 | 76426.2691 | 76426.2691 | 76426.2691 | 76426.2691 | 0 | 0 | 0 | 0 | 0 | 0 | 0 | 0 | 0 | 0 | 0 | 0 | 0 | 0 | 2.1015 | 2.1015 | 2.1015 | 2.1015 | 2.1015 | 2.1015 | 2.1015 | 2.1015 | 2.1015 | 2.1015 | 2.1015 | 2.1015 | 2.1015 | 2.1015 | 2.1015 | 2.1015 | 2.1015 | 2.1015 | 0 | 0 | 0 | 0 | 0 | 0 | 0 | 0 | 0 | 0 | 0 | 0 | 0 | 0 | 0 | 0 | 0 | 0 | 0 | 0 | 0 | 0 | 0 | 0 | 0 | 0 | 0 | 0 | 0 | 0 | 0 | 0 | 0 | 0 | 0 | 0 | 0 | 0
Residential | Whole House Efficiency | HVAC | Heat Pump Ductless (MF Mini Split Replace Resistance Heat/RAC) | 18 | 0 | 57.25% | 0 | 90754.8754 | 7.6802 | 0 | 0 | 10993.7964 | 0 | 9600 |  | 5.329 | 0.35367 | 6.1026 | 6.2769 | 24.3387 | 0.010501 | 0.056812 | 31464.9448 | 5597.2943 | 138552.3169 | 83811.8317 | 5155.9482 | 5904.5255 |  | 0 | 0 | 0 | 0 | 0 | 0 | 0 | 0 | 90754.8754 | 90754.8754 | 90754.8754 | 90754.8754 | 90754.8754 | 90754.8754 | 90754.8754 | 90754.8754 | 90754.8754 | 90754.8754 | 90754.8754 | 90754.8754 | 90754.8754 | 90754.8754 | 90754.8754 | 90754.8754 | 90754.8754 | 90754.8754 | 0 | 0 | 0 | 0 | 0 | 0 | 0 | 0 | 0 | 0 | 0 | 0 | 0 | 0 | 7.6802 | 7.6802 | 7.6802 | 7.6802 | 7.6802 | 7.6802 | 7.6802 | 7.6802 | 7.6802 | 7.6802 | 7.6802 | 7.6802 | 7.6802 | 7.6802 | 7.6802 | 7.6802 | 7.6802 | 7.6802 | 0 | 0 | 0 | 0 | 0 | 0 | 0 | 0 | 0 | 0 | 0 | 0 | 0 | 0 | 0 | 0 | 0 | 0 | 0 | 0 | 0 | 0 | 0 | 0 | 0 | 0 | 0 | 0 | 0 | 0 | 0 | 0 | 0 | 0 | 0 | 0 | 0 | 0
Residential | Whole House Efficiency | HVAC | Smart Programmable Thermostat (MF ASHP) | 5 | 0 | 57.25% | 0 | 26274.5197 | 5.277 | 0 | 0 | 3091.5211 | 0 | 2700 |  | 2.6971 | 0.42521 | 3.0882 | 3.1143 | 9.9153 | 0.023863 | 0.055191 | 4478.2519 | 692.7474 | 15013.2125 | 9081.6586 | 1450.1104 | 1660.3877 |  | 0 | 0 | 0 | 0 | 0 | 0 | 0 | 0 | 26274.5197 | 26274.5197 | 26274.5197 | 26274.5197 | 26274.5197 | 0 | 0 | 0 | 0 | 0 | 0 | 0 | 0 | 0 | 0 | 0 | 0 | 0 | 0 | 0 | 0 | 0 | 0 | 0 | 0 | 0 | 0 | 0 | 0 | 0 | 0 | 0 | 5.277 | 5.277 | 5.277 | 5.277 | 5.277 | 0 | 0 | 0 | 0 | 0 | 0 | 0 | 0 | 0 | 0 | 0 | 0 | 0 | 0 | 0 | 0 | 0 | 0 | 0 | 0 | 0 | 0 | 0 | 0 | 0 | 0 | 0 | 0 | 0 | 0 | 0 | 0 | 0 | 0 | 0 | 0 | 0 | 0 | 0 | 0 | 0 | 0 | 0 | 0 | 0 | 0 | 0 | 0 | 0 | 0 | 0
Residential | Residential Home Performance | 0 | Behavioral Reports | 2 | 0 | 98% | 0 | 12425687.0864 | 2518.1646 | 0 | 0 | 0 | 0 | 0 |  | n/a | 0.50859 | n/a | n/a | n/a | 0 | 0 | 940722.2209 | 146469.6282 | 1786300.7431 | 1849667.8397 | 0 | 0 |  | 0 | 0 | 0 | 0 | 0 | 0 | 0 | 0 | 12425687.0864 | 12425687.0864 | 0 | 0 | 0 | 0 | 0 | 0 | 0 | 0 | 0 | 0 | 0 | 0 | 0 | 0 | 0 | 0 | 0 | 0 | 0 | 0 | 0 | 0 | 0 | 0 | 0 | 0 | 0 | 0 | 0 | 0 | 2518.1646 | 2518.1646 | 0 | 0 | 0 | 0 | 0 | 0 | 0 | 0 | 0 | 0 | 0 | 0 | 0 | 0 | 0 | 0 | 0 | 0 | 0 | 0 | 0 | 0 | 0 | 0 | 0 | 0 | 0 | 0 | 0 | 0 | 0 | 0 | 0 | 0 | 0 | 0 | 0 | 0 | 0 | 0 | 0 | 0 | 0 | 0 | 0 | 0 | 0 | 0 | 0 | 0 | 0 | 0 | 0 | 0
Residential | Targeted Energy Efficiency | Tier 1 | Standard CFL | 5 | 0 | 84.24% | 0 | 0 | 0 | 0 | 0 | 0 | 0 | 0 |  | n/a | n/a | n/a | n/a | n/a | 0 | 0 | 0 | 0 | 0 | 0 | 0 | 0 |  | 0 | 0 | 0 | 0 | 0 | 0 | 0 | 0 | 0 | 0 | 0 | 0 | 0 | 0 | 0 | 0 | 0 | 0 | 0 | 0 | 0 | 0 | 0 | 0 | 0 | 0 | 0 | 0 | 0 | 0 | 0 | 0 | 0 | 0 | 0 | 0 | 0 | 0 | 0 | 0 | 0 | 0 | 0 | 0 | 0 | 0 | 0 | 0 | 0 | 0 | 0 | 0 | 0 | 0 | 0 | 0 | 0 | 0 | 0 | 0 | 0 | 0 | 0 | 0 | 0 | 0 | 0 | 0 | 0 | 0 | 0 | 0 | 0 | 0 | 0 | 0 | 0 | 0 | 0 | 0 | 0 | 0 | 0 | 0 | 0 | 0 | 0 | 0 | 0 | 0 | 0 | 0 | 0 | 0 | 0 | 0
Residential | Targeted Energy Efficiency | Tier 1 | LED | 15 | 0 | 84.24% | 0 | 0 | 0 | 0 | 0 | 0 | 0 | 0 |  | n/a | n/a | n/a | n/a | n/a | 0 | 0 | 0 | 0 | 0 | 0 | 0 | 0 |  | 0 | 0 | 0 | 0 | 0 | 0 | 0 | 0 | 0 | 0 | 0 | 0 | 0 | 0 | 0 | 0 | 0 | 0 | 0 | 0 | 0 | 0 | 0 | 0 | 0 | 0 | 0 | 0 | 0 | 0 | 0 | 0 | 0 | 0 | 0 | 0 | 0 | 0 | 0 | 0 | 0 | 0 | 0 | 0 | 0 | 0 | 0 | 0 | 0 | 0 | 0 | 0 | 0 | 0 | 0 | 0 | 0 | 0 | 0 | 0 | 0 | 0 | 0 | 0 | 0 | 0 | 0 | 0 | 0 | 0 | 0 | 0 | 0 | 0 | 0 | 0 | 0 | 0 | 0 | 0 | 0 | 0 | 0 | 0 | 0 | 0 | 0 | 0 | 0 | 0 | 0 | 0 | 0 | 0 | 0 | 0
Residential | Targeted Energy Efficiency | Tier 1 | Pipe Insulated (Electric DHW) | 15 | 0 | 84.24% | 0 | 9393.103 | 1.0865 | 0 | 0 | 0 | 0 | 0 |  | n/a | 0.39898 | n/a | n/a | n/a | 0 | 0 | 3079.8652 | 529.4505 | 8672.7062 | 7719.3067 | 0 | 0 |  | 0 | 0 | 0 | 0 | 0 | 0 | 0 | 0 | 9393.103 | 9393.103 | 9393.103 | 9393.103 | 9393.103 | 9393.103 | 9393.103 | 9393.103 | 9393.103 | 9393.103 | 9393.103 | 9393.103 | 9393.103 | 9393.103 | 9393.103 | 0 | 0 | 0 | 0 | 0 | 0 | 0 | 0 | 0 | 0 | 0 | 0 | 0 | 0 | 0 | 0 | 0 | 1.0865 | 1.0865 | 1.0865 | 1.0865 | 1.0865 | 1.0865 | 1.0865 | 1.0865 | 1.0865 | 1.0865 | 1.0865 | 1.0865 | 1.0865 | 1.0865 | 1.0865 | 0 | 0 | 0 | 0 | 0 | 0 | 0 | 0 | 0 | 0 | 0 | 0 | 0 | 0 | 0 | 0 | 0 | 0 | 0 | 0 | 0 | 0 | 0 | 0 | 0 | 0 | 0 | 0 | 0 | 0 | 0 | 0 | 0 | 0 | 0 | 0 | 0 | 0 | 0 | 0 | 0
Residential | Targeted Energy Efficiency | Tier 1 | Pipe Insulated (Natural Gas DHW) | 15 | 0 | 84.24% | 49.1061 | 0 | 0 | 0 | 0 | 0 | 0 | 0 |  | n/a | 0.48588 | n/a | n/a | n/a | 0 | 0 | 177.2767 | 0 | 409.9235 | 364.8602 | 0 | 0 |  | 0 | 0 | 0 | 0 | 0 | 0 | 0 | 0 | 0 | 0 | 0 | 0 | 0 | 0 | 0 | 0 | 0 | 0 | 0 | 0 | 0 | 0 | 0 | 0 | 0 | 0 | 0 | 0 | 0 | 0 | 0 | 0 | 0 | 0 | 0 | 0 | 0 | 0 | 0 | 0 | 0 | 0 | 0 | 0 | 0 | 0 | 0 | 0 | 0 | 0 | 0 | 0 | 0 | 0 | 0 | 0 | 0 | 0 | 0 | 0 | 0 | 0 | 0 | 0 | 0 | 0 | 0 | 0 | 0 | 0 | 0 | 0 | 49.1061 | 49.1061 | 49.1061 | 49.1061 | 49.1061 | 49.1061 | 49.1061 | 49.1061 | 49.1061 | 49.1061 | 49.1061 | 49.1061 | 49.1061 | 49.1061 | 49.1061 | 0 | 0 | 0 | 0 | 0 | 0 | 0 | 0 | 0
Residential | Targeted Energy Efficiency | Tier 1 | Water Heater Tank Wrap (Electric DHW) | 5 | 0 | 84.24% | 0 | 11992.6096 | 1.3872 | 0 | 0 | 0 | 0 | 0 |  | n/a | 0.44375 | n/a | n/a | n/a | 0 | 0 | 1839.4062 | 316.1942 | 4657.1521 | 4145.1866 | 0 | 0 |  | 0 | 0 | 0 | 0 | 0 | 0 | 0 | 0 | 11992.6096 | 11992.6096 | 11992.6096 | 11992.6096 | 11992.6096 | 0 | 0 | 0 | 0 | 0 | 0 | 0 | 0 | 0 | 0 | 0 | 0 | 0 | 0 | 0 | 0 | 0 | 0 | 0 | 0 | 0 | 0 | 0 | 0 | 0 | 0 | 0 | 1.3872 | 1.3872 | 1.3872 | 1.3872 | 1.3872 | 0 | 0 | 0 | 0 | 0 | 0 | 0 | 0 | 0 | 0 | 0 | 0 | 0 | 0 | 0 | 0 | 0 | 0 | 0 | 0 | 0 | 0 | 0 | 0 | 0 | 0 | 0 | 0 | 0 | 0 | 0 | 0 | 0 | 0 | 0 | 0 | 0 | 0 | 0 | 0 | 0 | 0 | 0 | 0 | 0 | 0 | 0 | 0 | 0 | 0 | 0
Residential | Targeted Energy Efficiency | Tier 1 | Low Flow Faucet Aerator - Single Family (Electric DHW) | 9 | 0 | 84.24% | 0 | 5655.8621 | 2.4313 | 0 | 0 | 0 | 0 | 0 |  | n/a | 0.59996 | n/a | n/a | n/a | 0 | 0 | 1918.7849 | 233.0272 | 3593.1917 | 3198.1885 | 0 | 0 |  | 0 | 0 | 0 | 0 | 0 | 0 | 0 | 0 | 5655.8621 | 5655.8621 | 5655.8621 | 5655.8621 | 5655.8621 | 5655.8621 | 5655.8621 | 5655.8621 | 5655.8621 | 0 | 0 | 0 | 0 | 0 | 0 | 0 | 0 | 0 | 0 | 0 | 0 | 0 | 0 | 0 | 0 | 0 | 0 | 0 | 0 | 0 | 0 | 0 | 2.4313 | 2.4313 | 2.4313 | 2.4313 | 2.4313 | 2.4313 | 2.4313 | 2.4313 | 2.4313 | 0 | 0 | 0 | 0 | 0 | 0 | 0 | 0 | 0 | 0 | 0 | 0 | 0 | 0 | 0 | 0 | 0 | 0 | 0 | 0 | 0 | 0 | 0 | 0 | 0 | 0 | 0 | 0 | 0 | 0 | 0 | 0 | 0 | 0 | 0 | 0 | 0 | 0 | 0 | 0 | 0 | 0 | 0 | 0 | 0 | 0 | 0
Residential | Targeted Energy Efficiency | Tier 1 | Low Flow Faucet Aerator - Single Family (Natural Gas DHW) | 9 | 0 | 84.24% | 30.3074 | 0 | 0 | 0 | 0 | 0 | 0 | 0 |  | n/a | 0.48588 | n/a | n/a | n/a | 0 | 0 | 76.1382 | 0 | 176.0572 | 156.703 | 0 | 0 |  | 0 | 0 | 0 | 0 | 0 | 0 | 0 | 0 | 0 | 0 | 0 | 0 | 0 | 0 | 0 | 0 | 0 | 0 | 0 | 0 | 0 | 0 | 0 | 0 | 0 | 0 | 0 | 0 | 0 | 0 | 0 | 0 | 0 | 0 | 0 | 0 | 0 | 0 | 0 | 0 | 0 | 0 | 0 | 0 | 0 | 0 | 0 | 0 | 0 | 0 | 0 | 0 | 0 | 0 | 0 | 0 | 0 | 0 | 0 | 0 | 0 | 0 | 0 | 0 | 0 | 0 | 0 | 0 | 0 | 0 | 0 | 0 | 30.3074 | 30.3074 | 30.3074 | 30.3074 | 30.3074 | 30.3074 | 30.3074 | 30.3074 | 30.3074 | 0 | 0 | 0 | 0 | 0 | 0 | 0 | 0 | 0 | 0 | 0 | 0 | 0 | 0 | 0
Residential | Targeted Energy Efficiency | Tier 1 | Low Flow Showerhead - Single Family (Electric DHW) | 10 | 0 | 84.24% | 0 | 11178.531 | 1.1129 | 0 | 0 | 0 | 0 | 0 |  | n/a | 0.40943 | n/a | n/a | n/a | 0 | 0 | 2809.1803 | 494.5776 | 7708.6833 | 6861.2598 | 0 | 0 |  | 0 | 0 | 0 | 0 | 0 | 0 | 0 | 0 | 11178.531 | 11178.531 | 11178.531 | 11178.531 | 11178.531 | 11178.531 | 11178.531 | 11178.531 | 11178.531 | 11178.531 | 0 | 0 | 0 | 0 | 0 | 0 | 0 | 0 | 0 | 0 | 0 | 0 | 0 | 0 | 0 | 0 | 0 | 0 | 0 | 0 | 0 | 0 | 1.1129 | 1.1129 | 1.1129 | 1.1129 | 1.1129 | 1.1129 | 1.1129 | 1.1129 | 1.1129 | 1.1129 | 0 | 0 | 0 | 0 | 0 | 0 | 0 | 0 | 0 | 0 | 0 | 0 | 0 | 0 | 0 | 0 | 0 | 0 | 0 | 0 | 0 | 0 | 0 | 0 | 0 | 0 | 0 | 0 | 0 | 0 | 0 | 0 | 0 | 0 | 0 | 0 | 0 | 0 | 0 | 0 | 0 | 0 | 0 | 0 | 0 | 0
Residential | Targeted Energy Efficiency | Tier 1 | Low Flow Showerhead - Single Family (Natural Gas DHW) | 10 | 0 | 84.24% | 59.9012 | 0 | 0 | 0 | 0 | 0 | 0 | 0 |  | n/a | 0.48588 | n/a | n/a | n/a | 0 | 0 | 163.0202 | 0 | 376.9576 | 335.5183 | 0 | 0 |  | 0 | 0 | 0 | 0 | 0 | 0 | 0 | 0 | 0 | 0 | 0 | 0 | 0 | 0 | 0 | 0 | 0 | 0 | 0 | 0 | 0 | 0 | 0 | 0 | 0 | 0 | 0 | 0 | 0 | 0 | 0 | 0 | 0 | 0 | 0 | 0 | 0 | 0 | 0 | 0 | 0 | 0 | 0 | 0 | 0 | 0 | 0 | 0 | 0 | 0 | 0 | 0 | 0 | 0 | 0 | 0 | 0 | 0 | 0 | 0 | 0 | 0 | 0 | 0 | 0 | 0 | 0 | 0 | 0 | 0 | 0 | 0 | 59.9012 | 59.9012 | 59.9012 | 59.9012 | 59.9012 | 59.9012 | 59.9012 | 59.9012 | 59.9012 | 59.9012 | 0 | 0 | 0 | 0 | 0 | 0 | 0 | 0 | 0 | 0 | 0 | 0 | 0 | 0
Residential | Targeted Energy Efficiency | Tier 1 | Air Sealing 20% ACH Reduction (ASHP) | 15 | 0 | 84.24% | 0 | 7535.9438 | 3.362 | 0 | 0 | 0 | 0 | 0 |  | n/a | 0.5772 | n/a | n/a | n/a | 0 | 0 | 3574.6206 | 424.7701 | 6957.9804 | 6193.0825 | 0 | 0 |  | 0 | 0 | 0 | 0 | 0 | 0 | 0 | 0 | 7535.9438 | 7535.9438 | 7535.9438 | 7535.9438 | 7535.9438 | 7535.9438 | 7535.9438 | 7535.9438 | 7535.9438 | 7535.9438 | 7535.9438 | 7535.9438 | 7535.9438 | 7535.9438 | 7535.9438 | 0 | 0 | 0 | 0 | 0 | 0 | 0 | 0 | 0 | 0 | 0 | 0 | 0 | 0 | 0 | 0 | 0 | 3.362 | 3.362 | 3.362 | 3.362 | 3.362 | 3.362 | 3.362 | 3.362 | 3.362 | 3.362 | 3.362 | 3.362 | 3.362 | 3.362 | 3.362 | 0 | 0 | 0 | 0 | 0 | 0 | 0 | 0 | 0 | 0 | 0 | 0 | 0 | 0 | 0 | 0 | 0 | 0 | 0 | 0 | 0 | 0 | 0 | 0 | 0 | 0 | 0 | 0 | 0 | 0 | 0 | 0 | 0 | 0 | 0 | 0 | 0 | 0 | 0 | 0 | 0
Residential | Targeted Energy Efficiency | Tier 1 | Air Sealing 20% ACH Reduction (CAC & Electric Heat) | 15 | 0 | 84.24% | 0 | 38037.9667 | 5.1314 | 0 | 0 | 0 | 0 | 0 |  | n/a | 0.40935 | n/a | n/a | n/a | 0 | 0 | 12796.3101 | 2144.0432 | 35120.6739 | 31259.8221 | 0 | 0 |  | 0 | 0 | 0 | 0 | 0 | 0 | 0 | 0 | 38037.9667 | 38037.9667 | 38037.9667 | 38037.9667 | 38037.9667 | 38037.9667 | 38037.9667 | 38037.9667 | 38037.9667 | 38037.9667 | 38037.9667 | 38037.9667 | 38037.9667 | 38037.9667 | 38037.9667 | 0 | 0 | 0 | 0 | 0 | 0 | 0 | 0 | 0 | 0 | 0 | 0 | 0 | 0 | 0 | 0 | 0 | 5.1314 | 5.1314 | 5.1314 | 5.1314 | 5.1314 | 5.1314 | 5.1314 | 5.1314 | 5.1314 | 5.1314 | 5.1314 | 5.1314 | 5.1314 | 5.1314 | 5.1314 | 0 | 0 | 0 | 0 | 0 | 0 | 0 | 0 | 0 | 0 | 0 | 0 | 0 | 0 | 0 | 0 | 0 | 0 | 0 | 0 | 0 | 0 | 0 | 0 | 0 | 0 | 0 | 0 | 0 | 0 | 0 | 0 | 0 | 0 | 0 | 0 | 0 | 0 | 0 | 0 | 0
Residential | Targeted Energy Efficiency | Tier 1 | Duct Sealing 10% (ASHP) | 20 | 0 | 84.24% | 0 | 8037.4634 | 4.2814 | 0 | 0 | 0 | 0 | 0 |  | n/a | 0.60853 | n/a | n/a | n/a | 0 | 0 | 4808.767 | 519.1048 | 8878.2602 | 7902.264 | 0 | 0 |  | 0 | 0 | 0 | 0 | 0 | 0 | 0 | 0 | 8037.4634 | 8037.4634 | 8037.4634 | 8037.4634 | 8037.4634 | 8037.4634 | 8037.4634 | 8037.4634 | 8037.4634 | 8037.4634 | 8037.4634 | 8037.4634 | 8037.4634 | 8037.4634 | 8037.4634 | 8037.4634 | 8037.4634 | 8037.4634 | 8037.4634 | 8037.4634 | 0 | 0 | 0 | 0 | 0 | 0 | 0 | 0 | 0 | 0 | 0 | 0 | 4.2814 | 4.2814 | 4.2814 | 4.2814 | 4.2814 | 4.2814 | 4.2814 | 4.2814 | 4.2814 | 4.2814 | 4.2814 | 4.2814 | 4.2814 | 4.2814 | 4.2814 | 4.2814 | 4.2814 | 4.2814 | 4.2814 | 4.2814 | 0 | 0 | 0 | 0 | 0 | 0 | 0 | 0 | 0 | 0 | 0 | 0 | 0 | 0 | 0 | 0 | 0 | 0 | 0 | 0 | 0 | 0 | 0 | 0 | 0 | 0 | 0 | 0 | 0 | 0 | 0 | 0 | 0 | 0 | 0 | 0
Residential | Targeted Energy Efficiency | Tier 1 | Duct Sealing 10% (CAC & Electric Heat) | 20 | 0 | 84.24% | 0 | 41560.5043 | 3.2531 | 0 | 0 | 0 | 0 | 0 |  | n/a | 0.36849 | n/a | n/a | n/a | 0 | 0 | 15057.0898 | 2684.2123 | 45908.1373 | 40861.4086 | 0 | 0 |  | 0 | 0 | 0 | 0 | 0 | 0 | 0 | 0 | 41560.5043 | 41560.5043 | 41560.5043 | 41560.5043 | 41560.5043 | 41560.5043 | 41560.5043 | 41560.5043 | 41560.5043 | 41560.5043 | 41560.5043 | 41560.5043 | 41560.5043 | 41560.5043 | 41560.5043 | 41560.5043 | 41560.5043 | 41560.5043 | 41560.5043 | 41560.5043 | 0 | 0 | 0 | 0 | 0 | 0 | 0 | 0 | 0 | 0 | 0 | 0 | 3.2531 | 3.2531 | 3.2531 | 3.2531 | 3.2531 | 3.2531 | 3.2531 | 3.2531 | 3.2531 | 3.2531 | 3.2531 | 3.2531 | 3.2531 | 3.2531 | 3.2531 | 3.2531 | 3.2531 | 3.2531 | 3.2531 | 3.2531 | 0 | 0 | 0 | 0 | 0 | 0 | 0 | 0 | 0 | 0 | 0 | 0 | 0 | 0 | 0 | 0 | 0 | 0 | 0 | 0 | 0 | 0 | 0 | 0 | 0 | 0 | 0 | 0 | 0 | 0 | 0 | 0 | 0 | 0 | 0 | 0
Residential | Targeted Energy Efficiency | Tier 1 | Attic Insulation R-38 (ASHP) | 25 | 0 | 84.24% | 0 | 1987.9523 | 1.215 | 0 | 0 | 0 | 0 | 0 |  | n/a | 0.64146 | n/a | n/a | n/a | 0 | 0 | 1383.7194 | 137.5875 | 2423.5526 | 2157.129 | 0 | 0 |  | 0 | 0 | 0 | 0 | 0 | 0 | 0 | 0 | 1987.9523 | 1987.9523 | 1987.9523 | 1987.9523 | 1987.9523 | 1987.9523 | 1987.9523 | 1987.9523 | 1987.9523 | 1987.9523 | 1987.9523 | 1987.9523 | 1987.9523 | 1987.9523 | 1987.9523 | 1987.9523 | 1987.9523 | 1987.9523 | 1987.9523 | 1987.9523 | 1987.9523 | 1987.9523 | 1987.9523 | 1987.9523 | 0 | 0 | 0 | 0 | 0 | 0 | 0 | 0 | 1.215 | 1.215 | 1.215 | 1.215 | 1.215 | 1.215 | 1.215 | 1.215 | 1.215 | 1.215 | 1.215 | 1.215 | 1.215 | 1.215 | 1.215 | 1.215 | 1.215 | 1.215 | 1.215 | 1.215 | 1.215 | 1.215 | 1.215 | 1.215 | 0 | 0 | 0 | 0 | 0 | 0 | 0 | 0 | 0 | 0 | 0 | 0 | 0 | 0 | 0 | 0 | 0 | 0 | 0 | 0 | 0 | 0 | 0 | 0 | 0 | 0 | 0 | 0 | 0 | 0 | 0 | 0
Residential | Targeted Energy Efficiency | Tier 1 | Attic Insulation R-38 (CAC & Electric Heat) | 25 | 0 | 84.24% | 0 | 11370.1791 | 0.37755 | 0 | 0 | 0 | 0 | 0 |  | n/a | 0.33958 | n/a | n/a | n/a | 0 | 0 | 4189.6933 | 786.9379 | 13861.6136 | 12337.7922 | 0 | 0 |  | 0 | 0 | 0 | 0 | 0 | 0 | 0 | 0 | 11370.1791 | 11370.1791 | 11370.1791 | 11370.1791 | 11370.1791 | 11370.1791 | 11370.1791 | 11370.1791 | 11370.1791 | 11370.1791 | 11370.1791 | 11370.1791 | 11370.1791 | 11370.1791 | 11370.1791 | 11370.1791 | 11370.1791 | 11370.1791 | 11370.1791 | 11370.1791 | 11370.1791 | 11370.1791 | 11370.1791 | 11370.1791 | 0 | 0 | 0 | 0 | 0 | 0 | 0 | 0 | 0.37755 | 0.37755 | 0.37755 | 0.37755 | 0.37755 | 0.37755 | 0.37755 | 0.37755 | 0.37755 | 0.37755 | 0.37755 | 0.37755 | 0.37755 | 0.37755 | 0.37755 | 0.37755 | 0.37755 | 0.37755 | 0.37755 | 0.37755 | 0.37755 | 0.37755 | 0.37755 | 0.37755 | 0 | 0 | 0 | 0 | 0 | 0 | 0 | 0 | 0 | 0 | 0 | 0 | 0 | 0 | 0 | 0 | 0 | 0 | 0 | 0 | 0 | 0 | 0 | 0 | 0 | 0 | 0 | 0 | 0 | 0 | 0 | 0
Residential | Targeted Energy Efficiency | Tier 1 | Basement Sidewall Insulation R-13 (ASHP) | 25 | 0 | 84.24% | 0 | 0 | 0 | 0 | 0 | 0 | 0 | 0 |  | n/a | n/a | n/a | n/a | n/a | 0 | 0 | 0 | 0 | 0 | 0 | 0 | 0 |  | 0 | 0 | 0 | 0 | 0 | 0 | 0 | 0 | 0 | 0 | 0 | 0 | 0 | 0 | 0 | 0 | 0 | 0 | 0 | 0 | 0 | 0 | 0 | 0 | 0 | 0 | 0 | 0 | 0 | 0 | 0 | 0 | 0 | 0 | 0 | 0 | 0 | 0 | 0 | 0 | 0 | 0 | 0 | 0 | 0 | 0 | 0 | 0 | 0 | 0 | 0 | 0 | 0 | 0 | 0 | 0 | 0 | 0 | 0 | 0 | 0 | 0 | 0 | 0 | 0 | 0 | 0 | 0 | 0 | 0 | 0 | 0 | 0 | 0 | 0 | 0 | 0 | 0 | 0 | 0 | 0 | 0 | 0 | 0 | 0 | 0 | 0 | 0 | 0 | 0 | 0 | 0 | 0 | 0 | 0 | 0
Residential | Targeted Energy Efficiency | Tier 1 | Basement Sidewall Insulation R-13 (CAC & Electric Heat) | 25 | 0 | 84.24% | 0 | 4916.4634 | 0.12892 | 0 | 0 | 0 | 0 | 0 |  | n/a | 0.33594 | n/a | n/a | n/a | 0 | 0 | 1792.1666 | 340.2718 | 5993.7592 | 5334.8591 | 0 | 0 |  | 0 | 0 | 0 | 0 | 0 | 0 | 0 | 0 | 4916.4634 | 4916.4634 | 4916.4634 | 4916.4634 | 4916.4634 | 4916.4634 | 4916.4634 | 4916.4634 | 4916.4634 | 4916.4634 | 4916.4634 | 4916.4634 | 4916.4634 | 4916.4634 | 4916.4634 | 4916.4634 | 4916.4634 | 4916.4634 | 4916.4634 | 4916.4634 | 4916.4634 | 4916.4634 | 4916.4634 | 4916.4634 | 0 | 0 | 0 | 0 | 0 | 0 | 0 | 0 | 0.12892 | 0.12892 | 0.12892 | 0.12892 | 0.12892 | 0.12892 | 0.12892 | 0.12892 | 0.12892 | 0.12892 | 0.12892 | 0.12892 | 0.12892 | 0.12892 | 0.12892 | 0.12892 | 0.12892 | 0.12892 | 0.12892 | 0.12892 | 0.12892 | 0.12892 | 0.12892 | 0.12892 | 0 | 0 | 0 | 0 | 0 | 0 | 0 | 0 | 0 | 0 | 0 | 0 | 0 | 0 | 0 | 0 | 0 | 0 | 0 | 0 | 0 | 0 | 0 | 0 | 0 | 0 | 0 | 0 | 0 | 0 | 0 | 0
Residential | Targeted Energy Efficiency | Tier 1 | Crawlspace Insulation R-19 (ASHP) | 25 | 0 | 84.24% | 0 | 41007.749 | 25.4487 | 0 | 0 | 0 | 0 | 0 |  | n/a | 0.64638 | n/a | n/a | n/a | 0 | 0 | 28762.1273 | 2838.1744 | 49993.3701 | 44497.5475 | 0 | 0 |  | 0 | 0 | 0 | 0 | 0 | 0 | 0 | 0 | 41007.749 | 41007.749 | 41007.749 | 41007.749 | 41007.749 | 41007.749 | 41007.749 | 41007.749 | 41007.749 | 41007.749 | 41007.749 | 41007.749 | 41007.749 | 41007.749 | 41007.749 | 41007.749 | 41007.749 | 41007.749 | 41007.749 | 41007.749 | 41007.749 | 41007.749 | 41007.749 | 41007.749 | 0 | 0 | 0 | 0 | 0 | 0 | 0 | 0 | 25.4487 | 25.4487 | 25.4487 | 25.4487 | 25.4487 | 25.4487 | 25.4487 | 25.4487 | 25.4487 | 25.4487 | 25.4487 | 25.4487 | 25.4487 | 25.4487 | 25.4487 | 25.4487 | 25.4487 | 25.4487 | 25.4487 | 25.4487 | 25.4487 | 25.4487 | 25.4487 | 25.4487 | 0 | 0 | 0 | 0 | 0 | 0 | 0 | 0 | 0 | 0 | 0 | 0 | 0 | 0 | 0 | 0 | 0 | 0 | 0 | 0 | 0 | 0 | 0 | 0 | 0 | 0 | 0 | 0 | 0 | 0 | 0 | 0
Residential | Targeted Energy Efficiency | Tier 1 | Crawlspace Insulation R-19 (CAC & Electric Heat) | 25 | 0 | 84.24% | 0 | 240477.0135 | 6.7707 | 0 | 0 | 0 | 0 | 0 |  | n/a | 0.33694 | n/a | n/a | n/a | 0 | 0 | 87922.9687 | 16643.5788 | 293170.3546 | 260941.8363 | 0 | 0 |  | 0 | 0 | 0 | 0 | 0 | 0 | 0 | 0 | 240477.0135 | 240477.0135 | 240477.0135 | 240477.0135 | 240477.0135 | 240477.0135 | 240477.0135 | 240477.0135 | 240477.0135 | 240477.0135 | 240477.0135 | 240477.0135 | 240477.0135 | 240477.0135 | 240477.0135 | 240477.0135 | 240477.0135 | 240477.0135 | 240477.0135 | 240477.0135 | 240477.0135 | 240477.0135 | 240477.0135 | 240477.0135 | 0 | 0 | 0 | 0 | 0 | 0 | 0 | 0 | 6.7707 | 6.7707 | 6.7707 | 6.7707 | 6.7707 | 6.7707 | 6.7707 | 6.7707 | 6.7707 | 6.7707 | 6.7707 | 6.7707 | 6.7707 | 6.7707 | 6.7707 | 6.7707 | 6.7707 | 6.7707 | 6.7707 | 6.7707 | 6.7707 | 6.7707 | 6.7707 | 6.7707 | 0 | 0 | 0 | 0 | 0 | 0 | 0 | 0 | 0 | 0 | 0 | 0 | 0 | 0 | 0 | 0 | 0 | 0 | 0 | 0 | 0 | 0 | 0 | 0 | 0 | 0 | 0 | 0 | 0 | 0 | 0 | 0
Residential | Targeted Energy Efficiency | Tier 1 | Efficient Door (SF) | 25 | 0 | 84.24% | 0 | 9906.4677 | 6.3203 | 0 | 0 | 0 | 0 | 0 |  | n/a | 0.65547 | n/a | n/a | n/a | 0 | 0 | 7046.0007 | 685.6334 | 12077.1736 | 10749.5175 | 0 | 0 |  | 0 | 0 | 0 | 0 | 0 | 0 | 0 | 0 | 9906.4677 | 9906.4677 | 9906.4677 | 9906.4677 | 9906.4677 | 9906.4677 | 9906.4677 | 9906.4677 | 9906.4677 | 9906.4677 | 9906.4677 | 9906.4677 | 9906.4677 | 9906.4677 | 9906.4677 | 9906.4677 | 9906.4677 | 9906.4677 | 9906.4677 | 9906.4677 | 9906.4677 | 9906.4677 | 9906.4677 | 9906.4677 | 0 | 0 | 0 | 0 | 0 | 0 | 0 | 0 | 6.3203 | 6.3203 | 6.3203 | 6.3203 | 6.3203 | 6.3203 | 6.3203 | 6.3203 | 6.3203 | 6.3203 | 6.3203 | 6.3203 | 6.3203 | 6.3203 | 6.3203 | 6.3203 | 6.3203 | 6.3203 | 6.3203 | 6.3203 | 6.3203 | 6.3203 | 6.3203 | 6.3203 | 0 | 0 | 0 | 0 | 0 | 0 | 0 | 0 | 0 | 0 | 0 | 0 | 0 | 0 | 0 | 0 | 0 | 0 | 0 | 0 | 0 | 0 | 0 | 0 | 0 | 0 | 0 | 0 | 0 | 0 | 0 | 0
Residential | Targeted Energy Efficiency | Tier 1 | Efficient Window (SF) | 25 | 0 | 84.24% | 0 | 9974.4366 | 6.3637 | 0 | 0 | 0 | 0 | 0 |  | n/a | 0.65547 | n/a | n/a | n/a | 0 | 0 | 7094.3438 | 690.3376 | 12160.0359 | 10823.2706 | 0 | 0 |  | 0 | 0 | 0 | 0 | 0 | 0 | 0 | 0 | 9974.4366 | 9974.4366 | 9974.4366 | 9974.4366 | 9974.4366 | 9974.4366 | 9974.4366 | 9974.4366 | 9974.4366 | 9974.4366 | 9974.4366 | 9974.4366 | 9974.4366 | 9974.4366 | 9974.4366 | 9974.4366 | 9974.4366 | 9974.4366 | 9974.4366 | 9974.4366 | 9974.4366 | 9974.4366 | 9974.4366 | 9974.4366 | 0 | 0 | 0 | 0 | 0 | 0 | 0 | 0 | 6.3637 | 6.3637 | 6.3637 | 6.3637 | 6.3637 | 6.3637 | 6.3637 | 6.3637 | 6.3637 | 6.3637 | 6.3637 | 6.3637 | 6.3637 | 6.3637 | 6.3637 | 6.3637 | 6.3637 | 6.3637 | 6.3637 | 6.3637 | 6.3637 | 6.3637 | 6.3637 | 6.3637 | 0 | 0 | 0 | 0 | 0 | 0 | 0 | 0 | 0 | 0 | 0 | 0 | 0 | 0 | 0 | 0 | 0 | 0 | 0 | 0 | 0 | 0 | 0 | 0 | 0 | 0 | 0 | 0 | 0 | 0 | 0 | 0
Residential | Targeted Energy Efficiency | Heat Pump | Efficient Heat Pump (SEER 15, EER 12.5, HSPF 8.5) | 18 | 0 | 84.24% | 0 | 8886.9127 | 4.3415 | 0 | 0 | 0 | 0 | 0 |  | n/a | 0.59035 | n/a | n/a | n/a | 0 | 0 | 4844.9869 | 548.0991 | 9220.673 | 8207.0349 | 0 | 0 |  | 0 | 0 | 0 | 0 | 0 | 0 | 0 | 0 | 8886.9127 | 8886.9127 | 8886.9127 | 8886.9127 | 8886.9127 | 8886.9127 | 8886.9127 | 8886.9127 | 8886.9127 | 8886.9127 | 8886.9127 | 8886.9127 | 8886.9127 | 8886.9127 | 8886.9127 | 8886.9127 | 8886.9127 | 8886.9127 | 0 | 0 | 0 | 0 | 0 | 0 | 0 | 0 | 0 | 0 | 0 | 0 | 0 | 0 | 4.3415 | 4.3415 | 4.3415 | 4.3415 | 4.3415 | 4.3415 | 4.3415 | 4.3415 | 4.3415 | 4.3415 | 4.3415 | 4.3415 | 4.3415 | 4.3415 | 4.3415 | 4.3415 | 4.3415 | 4.3415 | 0 | 0 | 0 | 0 | 0 | 0 | 0 | 0 | 0 | 0 | 0 | 0 | 0 | 0 | 0 | 0 | 0 | 0 | 0 | 0 | 0 | 0 | 0 | 0 | 0 | 0 | 0 | 0 | 0 | 0 | 0 | 0 | 0 | 0 | 0 | 0 | 0 | 0
Residential | Targeted Energy Efficiency | Heat Pump | Efficient Heat Pump SEER 14 Replace Resistance Heat w/CAC | 18 | 6 | 84.24% | 0 | 0 | 0 | 242298.9592 | 17.745 | 0 | 0 | 0 |  | n/a | 0.41411 | n/a | n/a | n/a | 0 | 0 | 40622.3407 | 7394.3222 | 110210.2742 | 98094.7455 | 0 | 0 |  | 0 | 0 | 0 | 0 | 0 | 0 | 0 | 0 | 242298.9592 | 242298.9592 | 242298.9592 | 242298.9592 | 242298.9592 | 242298.9592 | 0 | 0 | 0 | 0 | 0 | 0 | 0 | 0 | 0 | 0 | 0 | 0 | 0 | 0 | 0 | 0 | 0 | 0 | 0 | 0 | 0 | 0 | 0 | 0 | 0 | 0 | 17.745 | 17.745 | 17.745 | 17.745 | 17.745 | 17.745 | 0 | 0 | 0 | 0 | 0 | 0 | 0 | 0 | 0 | 0 | 0 | 0 | 0 | 0 | 0 | 0 | 0 | 0 | 0 | 0 | 0 | 0 | 0 | 0 | 0 | 0 | 0 | 0 | 0 | 0 | 0 | 0 | 0 | 0 | 0 | 0 | 0 | 0 | 0 | 0 | 0 | 0 | 0 | 0 | 0 | 0 | 0 | 0 | 0 | 0
Residential | Community Outreach | 0 | Standard CFL | 5 | 0 | 42.45% | 0 | 0 | 0 | 0 | 0 | 0 | 0 | 0 |  | n/a | n/a | n/a | n/a | n/a | 0 | 0 | 0 | 0 | 0 | 0 | 0 | 0 |  | 0 | 0 | 0 | 0 | 0 | 0 | 0 | 0 | 0 | 0 | 0 | 0 | 0 | 0 | 0 | 0 | 0 | 0 | 0 | 0 | 0 | 0 | 0 | 0 | 0 | 0 | 0 | 0 | 0 | 0 | 0 | 0 | 0 | 0 | 0 | 0 | 0 | 0 | 0 | 0 | 0 | 0 | 0 | 0 | 0 | 0 | 0 | 0 | 0 | 0 | 0 | 0 | 0 | 0 | 0 | 0 | 0 | 0 | 0 | 0 | 0 | 0 | 0 | 0 | 0 | 0 | 0 | 0 | 0 | 0 | 0 | 0 | 0 | 0 | 0 | 0 | 0 | 0 | 0 | 0 | 0 | 0 | 0 | 0 | 0 | 0 | 0 | 0 | 0 | 0 | 0 | 0 | 0 | 0 | 0 | 0
Residential | Student Energy Education | 0 | Standard CFL | 5 | 0 | 66.86% | 0 | 0 | 0 | 0 | 0 | 0 | 0 | 0 |  | n/a | n/a | n/a | n/a | n/a | 0 | 0 | 0 | 0 | 0 | 0 | 0 | 0 |  | 0 | 0 | 0 | 0 | 0 | 0 | 0 | 0 | 0 | 0 | 0 | 0 | 0 | 0 | 0 | 0 | 0 | 0 | 0 | 0 | 0 | 0 | 0 | 0 | 0 | 0 | 0 | 0 | 0 | 0 | 0 | 0 | 0 | 0 | 0 | 0 | 0 | 0 | 0 | 0 | 0 | 0 | 0 | 0 | 0 | 0 | 0 | 0 | 0 | 0 | 0 | 0 | 0 | 0 | 0 | 0 | 0 | 0 | 0 | 0 | 0 | 0 | 0 | 0 | 0 | 0 | 0 | 0 | 0 | 0 | 0 | 0 | 0 | 0 | 0 | 0 | 0 | 0 | 0 | 0 | 0 | 0 | 0 | 0 | 0 | 0 | 0 | 0 | 0 | 0 | 0 | 0 | 0 | 0 | 0 | 0
Residential | Student Energy Education | 0 | Low Flow Faucet Aerator - Single Family (Electric DHW) | 9 | 0 | 66.86% | 0 | 0 | 0 | 0 | 0 | 0 | 0 | 0 |  | n/a | n/a | n/a | n/a | n/a | 0 | 0 | 0 | 0 | 0 | 0 | 0 | 0 |  | 0 | 0 | 0 | 0 | 0 | 0 | 0 | 0 | 0 | 0 | 0 | 0 | 0 | 0 | 0 | 0 | 0 | 0 | 0 | 0 | 0 | 0 | 0 | 0 | 0 | 0 | 0 | 0 | 0 | 0 | 0 | 0 | 0 | 0 | 0 | 0 | 0 | 0 | 0 | 0 | 0 | 0 | 0 | 0 | 0 | 0 | 0 | 0 | 0 | 0 | 0 | 0 | 0 | 0 | 0 | 0 | 0 | 0 | 0 | 0 | 0 | 0 | 0 | 0 | 0 | 0 | 0 | 0 | 0 | 0 | 0 | 0 | 0 | 0 | 0 | 0 | 0 | 0 | 0 | 0 | 0 | 0 | 0 | 0 | 0 | 0 | 0 | 0 | 0 | 0 | 0 | 0 | 0 | 0 | 0 | 0
Residential | Student Energy Education | 0 | Low Flow Faucet Aerator - Single Family (Natural Gas DHW) | 9 | 0 | 66.86% | 0 | 0 | 0 | 0 | 0 | 0 | 0 | 0 |  | n/a | n/a | n/a | n/a | n/a | 0 | 0 | 0 | 0 | 0 | 0 | 0 | 0 |  | 0 | 0 | 0 | 0 | 0 | 0 | 0 | 0 | 0 | 0 | 0 | 0 | 0 | 0 | 0 | 0 | 0 | 0 | 0 | 0 | 0 | 0 | 0 | 0 | 0 | 0 | 0 | 0 | 0 | 0 | 0 | 0 | 0 | 0 | 0 | 0 | 0 | 0 | 0 | 0 | 0 | 0 | 0 | 0 | 0 | 0 | 0 | 0 | 0 | 0 | 0 | 0 | 0 | 0 | 0 | 0 | 0 | 0 | 0 | 0 | 0 | 0 | 0 | 0 | 0 | 0 | 0 | 0 | 0 | 0 | 0 | 0 | 0 | 0 | 0 | 0 | 0 | 0 | 0 | 0 | 0 | 0 | 0 | 0 | 0 | 0 | 0 | 0 | 0 | 0 | 0 | 0 | 0 | 0 | 0 | 0
Residential | Student Energy Education | 0 | Low Flow Showerhead - Single Family (Electric DHW) | 10 | 0 | 66.86% | 0 | 0 | 0 | 0 | 0 | 0 | 0 | 0 |  | n/a | n/a | n/a | n/a | n/a | 0 | 0 | 0 | 0 | 0 | 0 | 0 | 0 |  | 0 | 0 | 0 | 0 | 0 | 0 | 0 | 0 | 0 | 0 | 0 | 0 | 0 | 0 | 0 | 0 | 0 | 0 | 0 | 0 | 0 | 0 | 0 | 0 | 0 | 0 | 0 | 0 | 0 | 0 | 0 | 0 | 0 | 0 | 0 | 0 | 0 | 0 | 0 | 0 | 0 | 0 | 0 | 0 | 0 | 0 | 0 | 0 | 0 | 0 | 0 | 0 | 0 | 0 | 0 | 0 | 0 | 0 | 0 | 0 | 0 | 0 | 0 | 0 | 0 | 0 | 0 | 0 | 0 | 0 | 0 | 0 | 0 | 0 | 0 | 0 | 0 | 0 | 0 | 0 | 0 | 0 | 0 | 0 | 0 | 0 | 0 | 0 | 0 | 0 | 0 | 0 | 0 | 0 | 0 | 0
Residential | Student Energy Education | 0 | Low Flow Showerhead - Single Family (Natural Gas DHW) | 10 | 0 | 66.86% | 0 | 0 | 0 | 0 | 0 | 0 | 0 | 0 |  | n/a | n/a | n/a | n/a | n/a | 0 | 0 | 0 | 0 | 0 | 0 | 0 | 0 |  | 0 | 0 | 0 | 0 | 0 | 0 | 0 | 0 | 0 | 0 | 0 | 0 | 0 | 0 | 0 | 0 | 0 | 0 | 0 | 0 | 0 | 0 | 0 | 0 | 0 | 0 | 0 | 0 | 0 | 0 | 0 | 0 | 0 | 0 | 0 | 0 | 0 | 0 | 0 | 0 | 0 | 0 | 0 | 0 | 0 | 0 | 0 | 0 | 0 | 0 | 0 | 0 | 0 | 0 | 0 | 0 | 0 | 0 | 0 | 0 | 0 | 0 | 0 | 0 | 0 | 0 | 0 | 0 | 0 | 0 | 0 | 0 | 0 | 0 | 0 | 0 | 0 | 0 | 0 | 0 | 0 | 0 | 0 | 0 | 0 | 0 | 0 | 0 | 0 | 0 | 0 | 0 | 0 | 0 | 0 | 0
Commercial | Commercial Incentive Program | Prescriptive | Lighting Optimization - Remove 4ft Lamp from T8 System | 11 | 0 | 83.46% | 0 | 73567.4579 | 16.7649 | 0 | 0 | 7211.3037 | 0 | 4320 |  | 5.9572 | 0.73203 | 9.9442 | 6.8511 | 15.2346 | 0.0076401 | 0.031538 | 23072.3831 | 3461.981 | 56683.7683 | 29198.2999 | 2320.1767 | 3873.0321 |  | 0 | 0 | 0 | 0 | 0 | 0 | 0 | 0 | 73567.4579 | 73567.4579 | 73567.4579 | 73567.4579 | 73567.4579 | 73567.4579 | 73567.4579 | 73567.4579 | 73567.4579 | 73567.4579 | 73567.4579 | 0 | 0 | 0 | 0 | 0 | 0 | 0 | 0 | 0 | 0 | 0 | 0 | 0 | 0 | 0 | 0 | 0 | 0 | 0 | 0 | 0 | 16.7649 | 16.7649 | 16.7649 | 16.7649 | 16.7649 | 16.7649 | 16.7649 | 16.7649 | 16.7649 | 16.7649 | 16.7649 | 0 | 0 | 0 | 0 | 0 | 0 | 0 | 0 | 0 | 0 | 0 | 0 | 0 | 0 | 0 | 0 | 0 | 0 | 0 | 0 | 0 | 0 | 0 | 0 | 0 | 0 | 0 | 0 | 0 | 0 | 0 | 0 | 0 | 0 | 0 | 0 | 0 | 0 | 0 | 0 | 0 | 0 | 0 | 0 | 0
Commercial | Commercial Incentive Program | Prescriptive | Lighting Optimization - Remove 8ft Lamp from T8 System | 11 | 0 | 83.46% | 0 | 152389.7343 | 34.7272 | 0 | 0 | 9615.0715 | 0 | 5760 |  | 9.2549 | 0.75175 | 15.4491 | 10.6436 | 23.3364 | 0.0049178 | 0.0203 | 47792.7936 | 7171.2464 | 117416.3771 | 60482.1927 | 3093.5689 | 5164.0428 |  | 0 | 0 | 0 | 0 | 0 | 0 | 0 | 0 | 152389.7343 | 152389.7343 | 152389.7343 | 152389.7343 | 152389.7343 | 152389.7343 | 152389.7343 | 152389.7343 | 152389.7343 | 152389.7343 | 152389.7343 | 0 | 0 | 0 | 0 | 0 | 0 | 0 | 0 | 0 | 0 | 0 | 0 | 0 | 0 | 0 | 0 | 0 | 0 | 0 | 0 | 0 | 34.7272 | 34.7272 | 34.7272 | 34.7272 | 34.7272 | 34.7272 | 34.7272 | 34.7272 | 34.7272 | 34.7272 | 34.7272 | 0 | 0 | 0 | 0 | 0 | 0 | 0 | 0 | 0 | 0 | 0 | 0 | 0 | 0 | 0 | 0 | 0 | 0 | 0 | 0 | 0 | 0 | 0 | 0 | 0 | 0 | 0 | 0 | 0 | 0 | 0 | 0 | 0 | 0 | 0 | 0 | 0 | 0 | 0 | 0 | 0 | 0 | 0 | 0 | 0
Commercial | Commercial Incentive Program | Prescriptive | High Bay Fluorescent Fixture w/ HE Electronic Ballast (T5 ≤4 lamps) | 15 | 0 | 83.46% | 0 | 201434.7063 | 45.9038 | 0 | 0 | 40062.7981 | 0 | 24000 |  | 3.5352 | 0.67647 | 5.9012 | 4.0628 | 9.5668 | 0.012942 | 0.06399 | 76065.4961 | 11354.0432 | 192958.3255 | 99555.6086 | 12889.8705 | 21516.8449 |  | 0 | 0 | 0 | 0 | 0 | 0 | 0 | 0 | 201434.7063 | 201434.7063 | 201434.7063 | 201434.7063 | 201434.7063 | 201434.7063 | 201434.7063 | 201434.7063 | 201434.7063 | 201434.7063 | 201434.7063 | 201434.7063 | 201434.7063 | 201434.7063 | 201434.7063 | 0 | 0 | 0 | 0 | 0 | 0 | 0 | 0 | 0 | 0 | 0 | 0 | 0 | 0 | 0 | 0 | 0 | 45.9038 | 45.9038 | 45.9038 | 45.9038 | 45.9038 | 45.9038 | 45.9038 | 45.9038 | 45.9038 | 45.9038 | 45.9038 | 45.9038 | 45.9038 | 45.9038 | 45.9038 | 0 | 0 | 0 | 0 | 0 | 0 | 0 | 0 | 0 | 0 | 0 | 0 | 0 | 0 | 0 | 0 | 0 | 0 | 0 | 0 | 0 | 0 | 0 | 0 | 0 | 0 | 0 | 0 | 0 | 0 | 0 | 0 | 0 | 0 | 0 | 0 | 0 | 0 | 0 | 0 | 0
Commercial | Commercial Incentive Program | Prescriptive | High Bay Fluorescent Fixture w/ HE Electronic Ballast (T5 >4 lamps) | 15 | 0 | 83.46% | 0 | 166402.5834 | 37.9206 | 0 | 0 | 40062.7981 | 0 | 24000 |  | 2.9203 | 0.66053 | 4.8749 | 3.3563 | 8.0072 | 0.015667 | 0.077462 | 62836.7142 | 9379.427 | 159400.3559 | 82241.5897 | 12889.8705 | 21516.8449 |  | 0 | 0 | 0 | 0 | 0 | 0 | 0 | 0 | 166402.5834 | 166402.5834 | 166402.5834 | 166402.5834 | 166402.5834 | 166402.5834 | 166402.5834 | 166402.5834 | 166402.5834 | 166402.5834 | 166402.5834 | 166402.5834 | 166402.5834 | 166402.5834 | 166402.5834 | 0 | 0 | 0 | 0 | 0 | 0 | 0 | 0 | 0 | 0 | 0 | 0 | 0 | 0 | 0 | 0 | 0 | 37.9206 | 37.9206 | 37.9206 | 37.9206 | 37.9206 | 37.9206 | 37.9206 | 37.9206 | 37.9206 | 37.9206 | 37.9206 | 37.9206 | 37.9206 | 37.9206 | 37.9206 | 0 | 0 | 0 | 0 | 0 | 0 | 0 | 0 | 0 | 0 | 0 | 0 | 0 | 0 | 0 | 0 | 0 | 0 | 0 | 0 | 0 | 0 | 0 | 0 | 0 | 0 | 0 | 0 | 0 | 0 | 0 | 0 | 0 | 0 | 0 | 0 | 0 | 0 | 0 | 0 | 0
Commercial | Commercial Incentive Program | Prescriptive | High Bay Fluorescent Fixture (HP T8 ≤4 lamps) | 15 | 0 | 83.46% | 0 | 347985.7534 | 79.3005 | 0 | 0 | 106834.1282 | 0 | 64000 |  | 2.2902 | 0.63678 | 3.8229 | 2.632 | 6.4086 | 0.019978 | 0.098777 | 131405.9006 | 19614.5211 | 333342.4986 | 171985.921 | 34372.988 | 57378.2532 |  | 0 | 0 | 0 | 0 | 0 | 0 | 0 | 0 | 347985.7534 | 347985.7534 | 347985.7534 | 347985.7534 | 347985.7534 | 347985.7534 | 347985.7534 | 347985.7534 | 347985.7534 | 347985.7534 | 347985.7534 | 347985.7534 | 347985.7534 | 347985.7534 | 347985.7534 | 0 | 0 | 0 | 0 | 0 | 0 | 0 | 0 | 0 | 0 | 0 | 0 | 0 | 0 | 0 | 0 | 0 | 79.3005 | 79.3005 | 79.3005 | 79.3005 | 79.3005 | 79.3005 | 79.3005 | 79.3005 | 79.3005 | 79.3005 | 79.3005 | 79.3005 | 79.3005 | 79.3005 | 79.3005 | 0 | 0 | 0 | 0 | 0 | 0 | 0 | 0 | 0 | 0 | 0 | 0 | 0 | 0 | 0 | 0 | 0 | 0 | 0 | 0 | 0 | 0 | 0 | 0 | 0 | 0 | 0 | 0 | 0 | 0 | 0 | 0 | 0 | 0 | 0 | 0 | 0 | 0 | 0 | 0 | 0
Commercial | Commercial Incentive Program | Prescriptive | High Bay Fluorescent Fixture (HP T8 >4 lamps) | 15 | 0 | 83.46% | 0 | 581533.239 | 132.5224 | 0 | 0 | 120188.3943 | 0 | 64000 |  | 3.402 | 0.68243 | 6.3887 | 3.9097 | 9.1624 | 0.011954 | 0.059108 | 219597.7801 | 32778.6292 | 557062.2963 | 287412.7136 | 34372.988 | 64550.5348 |  | 0 | 0 | 0 | 0 | 0 | 0 | 0 | 0 | 581533.239 | 581533.239 | 581533.239 | 581533.239 | 581533.239 | 581533.239 | 581533.239 | 581533.239 | 581533.239 | 581533.239 | 581533.239 | 581533.239 | 581533.239 | 581533.239 | 581533.239 | 0 | 0 | 0 | 0 | 0 | 0 | 0 | 0 | 0 | 0 | 0 | 0 | 0 | 0 | 0 | 0 | 0 | 132.5224 | 132.5224 | 132.5224 | 132.5224 | 132.5224 | 132.5224 | 132.5224 | 132.5224 | 132.5224 | 132.5224 | 132.5224 | 132.5224 | 132.5224 | 132.5224 | 132.5224 | 0 | 0 | 0 | 0 | 0 | 0 | 0 | 0 | 0 | 0 | 0 | 0 | 0 | 0 | 0 | 0 | 0 | 0 | 0 | 0 | 0 | 0 | 0 | 0 | 0 | 0 | 0 | 0 | 0 | 0 | 0 | 0 | 0 | 0 | 0 | 0 | 0 | 0 | 0 | 0 | 0
Commercial | Commercial Incentive Program | Prescriptive | Low Wattage T8 Lamp | 10 | 0 | 83.46% | 0 | 24522.486 | 5.5883 | 0 | 0 | 1869.5972 | 0 | 1120 |  | 7.2112 | 0.74977 | 12.0375 | 8.2917 | 18.1151 | 0.0063204 | 0.02453 | 7240.8851 | 1084.9612 | 17588.2182 | 9055.939 | 601.5273 | 1004.1194 |  | 0 | 0 | 0 | 0 | 0 | 0 | 0 | 0 | 24522.486 | 24522.486 | 24522.486 | 24522.486 | 24522.486 | 24522.486 | 24522.486 | 24522.486 | 24522.486 | 24522.486 | 0 | 0 | 0 | 0 | 0 | 0 | 0 | 0 | 0 | 0 | 0 | 0 | 0 | 0 | 0 | 0 | 0 | 0 | 0 | 0 | 0 | 0 | 5.5883 | 5.5883 | 5.5883 | 5.5883 | 5.5883 | 5.5883 | 5.5883 | 5.5883 | 5.5883 | 5.5883 | 0 | 0 | 0 | 0 | 0 | 0 | 0 | 0 | 0 | 0 | 0 | 0 | 0 | 0 | 0 | 0 | 0 | 0 | 0 | 0 | 0 | 0 | 0 | 0 | 0 | 0 | 0 | 0 | 0 | 0 | 0 | 0 | 0 | 0 | 0 | 0 | 0 | 0 | 0 | 0 | 0 | 0 | 0 | 0 | 0 | 0
Commercial | Commercial Incentive Program | Prescriptive | Omnidirectional LED Bulb (<10W) | 8 | 0 | 83.46% | 0 | 0 | 0 | 0 | 0 | 0 | 0 | 0 |  | n/a | n/a | n/a | n/a | n/a | 0 | 0 | 0 | 0 | 0 | 0 | 0 | 0 |  | 0 | 0 | 0 | 0 | 0 | 0 | 0 | 0 | 0 | 0 | 0 | 0 | 0 | 0 | 0 | 0 | 0 | 0 | 0 | 0 | 0 | 0 | 0 | 0 | 0 | 0 | 0 | 0 | 0 | 0 | 0 | 0 | 0 | 0 | 0 | 0 | 0 | 0 | 0 | 0 | 0 | 0 | 0 | 0 | 0 | 0 | 0 | 0 | 0 | 0 | 0 | 0 | 0 | 0 | 0 | 0 | 0 | 0 | 0 | 0 | 0 | 0 | 0 | 0 | 0 | 0 | 0 | 0 | 0 | 0 | 0 | 0 | 0 | 0 | 0 | 0 | 0 | 0 | 0 | 0 | 0 | 0 | 0 | 0 | 0 | 0 | 0 | 0 | 0 | 0 | 0 | 0 | 0 | 0 | 0 | 0
Commercial | Commercial Incentive Program | Prescriptive | Omnidirectional LED Bulb (≥10W) | 8 | 0 | 83.46% | 0 | 0 | 0 | 0 | 0 | 0 | 0 | 0 |  | n/a | n/a | n/a | n/a | n/a | 0 | 0 | 0 | 0 | 0 | 0 | 0 | 0 |  | 0 | 0 | 0 | 0 | 0 | 0 | 0 | 0 | 0 | 0 | 0 | 0 | 0 | 0 | 0 | 0 | 0 | 0 | 0 | 0 | 0 | 0 | 0 | 0 | 0 | 0 | 0 | 0 | 0 | 0 | 0 | 0 | 0 | 0 | 0 | 0 | 0 | 0 | 0 | 0 | 0 | 0 | 0 | 0 | 0 | 0 | 0 | 0 | 0 | 0 | 0 | 0 | 0 | 0 | 0 | 0 | 0 | 0 | 0 | 0 | 0 | 0 | 0 | 0 | 0 | 0 | 0 | 0 | 0 | 0 | 0 | 0 | 0 | 0 | 0 | 0 | 0 | 0 | 0 | 0 | 0 | 0 | 0 | 0 | 0 | 0 | 0 | 0 | 0 | 0 | 0 | 0 | 0 | 0 | 0 | 0
Commercial | Commercial Incentive Program | Prescriptive | Directional LED Bulb (<15W) | 11 | 0 | 83.46% | 0 | 38535.3351 | 8.7816 | 0 | 0 | 10683.4128 | 0 | 6400 |  | 2.1063 | 0.64519 | 3.516 | 2.4223 | 5.7738 | 0.021608 | 0.089199 | 12085.534 | 1813.4186 | 29691.4977 | 15294.3476 | 3437.2988 | 5737.8253 |  | 0 | 0 | 0 | 0 | 0 | 0 | 0 | 0 | 38535.3351 | 38535.3351 | 38535.3351 | 38535.3351 | 38535.3351 | 38535.3351 | 38535.3351 | 38535.3351 | 38535.3351 | 38535.3351 | 38535.3351 | 0 | 0 | 0 | 0 | 0 | 0 | 0 | 0 | 0 | 0 | 0 | 0 | 0 | 0 | 0 | 0 | 0 | 0 | 0 | 0 | 0 | 8.7816 | 8.7816 | 8.7816 | 8.7816 | 8.7816 | 8.7816 | 8.7816 | 8.7816 | 8.7816 | 8.7816 | 8.7816 | 0 | 0 | 0 | 0 | 0 | 0 | 0 | 0 | 0 | 0 | 0 | 0 | 0 | 0 | 0 | 0 | 0 | 0 | 0 | 0 | 0 | 0 | 0 | 0 | 0 | 0 | 0 | 0 | 0 | 0 | 0 | 0 | 0 | 0 | 0 | 0 | 0 | 0 | 0 | 0 | 0 | 0 | 0 | 0 | 0
Commercial | Commercial Incentive Program | Prescriptive | Directional LED Bulb (≥15W) | 11 | 0 | 83.46% | 0 | 61890.0837 | 14.1038 | 0 | 0 | 13354.266 | 0 | 8000 |  | 2.7063 | 0.67255 | 4.5175 | 3.1123 | 7.2478 | 0.016818 | 0.069423 | 19410.1001 | 2912.4602 | 47686.3447 | 24563.6491 | 4296.6235 | 7172.2816 |  | 0 | 0 | 0 | 0 | 0 | 0 | 0 | 0 | 61890.0837 | 61890.0837 | 61890.0837 | 61890.0837 | 61890.0837 | 61890.0837 | 61890.0837 | 61890.0837 | 61890.0837 | 61890.0837 | 61890.0837 | 0 | 0 | 0 | 0 | 0 | 0 | 0 | 0 | 0 | 0 | 0 | 0 | 0 | 0 | 0 | 0 | 0 | 0 | 0 | 0 | 0 | 14.1038 | 14.1038 | 14.1038 | 14.1038 | 14.1038 | 14.1038 | 14.1038 | 14.1038 | 14.1038 | 14.1038 | 14.1038 | 0 | 0 | 0 | 0 | 0 | 0 | 0 | 0 | 0 | 0 | 0 | 0 | 0 | 0 | 0 | 0 | 0 | 0 | 0 | 0 | 0 | 0 | 0 | 0 | 0 | 0 | 0 | 0 | 0 | 0 | 0 | 0 | 0 | 0 | 0 | 0 | 0 | 0 | 0 | 0 | 0 | 0 | 0 | 0 | 0
Commercial | Commercial Incentive Program | Prescriptive | LED High & Low-Bay Fixture | 11 | 0 | 83.46% | 0 | 511585.767 | 116.5824 | 0 | 0 | 173605.4584 | 0 | 104000 |  | 1.7208 | 0.61972 | 2.8725 | 1.979 | 4.8266 | 0.02645 | 0.10918 | 160444.6198 | 24074.5061 | 394177.125 | 203044.0507 | 55856.1054 | 93239.6614 |  | 0 | 0 | 0 | 0 | 0 | 0 | 0 | 0 | 511585.767 | 511585.767 | 511585.767 | 511585.767 | 511585.767 | 511585.767 | 511585.767 | 511585.767 | 511585.767 | 511585.767 | 511585.767 | 0 | 0 | 0 | 0 | 0 | 0 | 0 | 0 | 0 | 0 | 0 | 0 | 0 | 0 | 0 | 0 | 0 | 0 | 0 | 0 | 0 | 116.5824 | 116.5824 | 116.5824 | 116.5824 | 116.5824 | 116.5824 | 116.5824 | 116.5824 | 116.5824 | 116.5824 | 116.5824 | 0 | 0 | 0 | 0 | 0 | 0 | 0 | 0 | 0 | 0 | 0 | 0 | 0 | 0 | 0 | 0 | 0 | 0 | 0 | 0 | 0 | 0 | 0 | 0 | 0 | 0 | 0 | 0 | 0 | 0 | 0 | 0 | 0 | 0 | 0 | 0 | 0 | 0 | 0 | 0 | 0 | 0 | 0 | 0 | 0
Commercial | Commercial Incentive Program | Prescriptive | LED Wall Mounted Area Lights (<30W) | 10 | 0 | 83.46% | 0 | 22851.7791 | 0 | 0 | 0 | 5216.5102 | 0 | 2500 |  | 1.7715 | 0.50739 | 3.6964 | 2.1323 | 6.3293 | 0.01514 | 0.058757 | 4963.0954 | 1011.0433 | 16389.9402 | 8438.9616 | 1342.6948 | 2801.6725 |  | 0 | 0 | 0 | 0 | 0 | 0 | 0 | 0 | 22851.7791 | 22851.7791 | 22851.7791 | 22851.7791 | 22851.7791 | 22851.7791 | 22851.7791 | 22851.7791 | 22851.7791 | 22851.7791 | 0 | 0 | 0 | 0 | 0 | 0 | 0 | 0 | 0 | 0 | 0 | 0 | 0 | 0 | 0 | 0 | 0 | 0 | 0 | 0 | 0 | 0 | 0 | 0 | 0 | 0 | 0 | 0 | 0 | 0 | 0 | 0 | 0 | 0 | 0 | 0 | 0 | 0 | 0 | 0 | 0 | 0 | 0 | 0 | 0 | 0 | 0 | 0 | 0 | 0 | 0 | 0 | 0 | 0 | 0 | 0 | 0 | 0 | 0 | 0 | 0 | 0 | 0 | 0 | 0 | 0 | 0 | 0 | 0 | 0 | 0 | 0 | 0 | 0 | 0 | 0 | 0 | 0
Commercial | Commercial Incentive Program | Prescriptive | LED Wall Mounted Area Lights (30-75W) | 10 | 0 | 83.46% | 0 | 28191.788 | 0 | 0 | 0 | 10433.0203 | 0 | 5000 |  | 1.0927 | 0.46752 | 2.2801 | 1.3153 | 4.0878 | 0.024544 | 0.095254 | 6122.8727 | 1247.3041 | 20219.9451 | 10410.98 | 2685.3897 | 5603.345 |  | 0 | 0 | 0 | 0 | 0 | 0 | 0 | 0 | 28191.788 | 28191.788 | 28191.788 | 28191.788 | 28191.788 | 28191.788 | 28191.788 | 28191.788 | 28191.788 | 28191.788 | 0 | 0 | 0 | 0 | 0 | 0 | 0 | 0 | 0 | 0 | 0 | 0 | 0 | 0 | 0 | 0 | 0 | 0 | 0 | 0 | 0 | 0 | 0 | 0 | 0 | 0 | 0 | 0 | 0 | 0 | 0 | 0 | 0 | 0 | 0 | 0 | 0 | 0 | 0 | 0 | 0 | 0 | 0 | 0 | 0 | 0 | 0 | 0 | 0 | 0 | 0 | 0 | 0 | 0 | 0 | 0 | 0 | 0 | 0 | 0 | 0 | 0 | 0 | 0 | 0 | 0 | 0 | 0 | 0 | 0 | 0 | 0 | 0 | 0 | 0 | 0 | 0 | 0
Commercial | Commercial Incentive Program | Prescriptive | LED Wall Mounted Area Lights (≥75W) | 10 | 0 | 83.46% | 0 | 52881.222 | 0 | 0 | 0 | 15649.5305 | 0 | 7500 |  | 1.3665 | 0.48755 | 2.8513 | 1.6448 | 4.9918 | 0.019627 | 0.076172 | 11485.0817 | 2339.6517 | 37927.9031 | 19528.5714 | 4028.0845 | 8405.0176 |  | 0 | 0 | 0 | 0 | 0 | 0 | 0 | 0 | 52881.222 | 52881.222 | 52881.222 | 52881.222 | 52881.222 | 52881.222 | 52881.222 | 52881.222 | 52881.222 | 52881.222 | 0 | 0 | 0 | 0 | 0 | 0 | 0 | 0 | 0 | 0 | 0 | 0 | 0 | 0 | 0 | 0 | 0 | 0 | 0 | 0 | 0 | 0 | 0 | 0 | 0 | 0 | 0 | 0 | 0 | 0 | 0 | 0 | 0 | 0 | 0 | 0 | 0 | 0 | 0 | 0 | 0 | 0 | 0 | 0 | 0 | 0 | 0 | 0 | 0 | 0 | 0 | 0 | 0 | 0 | 0 | 0 | 0 | 0 | 0 | 0 | 0 | 0 | 0 | 0 | 0 | 0 | 0 | 0 | 0 | 0 | 0 | 0 | 0 | 0 | 0 | 0 | 0 | 0
Commercial | Commercial Incentive Program | Prescriptive | LED Flood Light (<15W) | 10 | 0 | 83.46% | 0 | 18592.7436 | 0 | 0 | 0 | 2921.2457 | 0 | 1500 |  | 2.5738 | 0.52636 | 5.0124 | 3.0981 | 9.013 | 0.011165 | 0.04333 | 4038.0909 | 822.6085 | 13335.2399 | 6866.1371 | 805.6169 | 1568.9366 |  | 0 | 0 | 0 | 0 | 0 | 0 | 0 | 0 | 18592.7436 | 18592.7436 | 18592.7436 | 18592.7436 | 18592.7436 | 18592.7436 | 18592.7436 | 18592.7436 | 18592.7436 | 18592.7436 | 0 | 0 | 0 | 0 | 0 | 0 | 0 | 0 | 0 | 0 | 0 | 0 | 0 | 0 | 0 | 0 | 0 | 0 | 0 | 0 | 0 | 0 | 0 | 0 | 0 | 0 | 0 | 0 | 0 | 0 | 0 | 0 | 0 | 0 | 0 | 0 | 0 | 0 | 0 | 0 | 0 | 0 | 0 | 0 | 0 | 0 | 0 | 0 | 0 | 0 | 0 | 0 | 0 | 0 | 0 | 0 | 0 | 0 | 0 | 0 | 0 | 0 | 0 | 0 | 0 | 0 | 0 | 0 | 0 | 0 | 0 | 0 | 0 | 0 | 0 | 0 | 0 | 0
Commercial | Commercial Incentive Program | Prescriptive | LED Flood Light (≥15W) | 10 | 0 | 83.46% | 0 | 20841.1684 | 0 | 0 | 0 | 3755.8873 | 0 | 2000 |  | 2.2439 | 0.51609 | 4.2139 | 2.701 | 7.9427 | 0.01328 | 0.05154 | 4526.4181 | 922.0868 | 14947.8735 | 7696.4607 | 1074.1559 | 2017.2042 |  | 0 | 0 | 0 | 0 | 0 | 0 | 0 | 0 | 20841.1684 | 20841.1684 | 20841.1684 | 20841.1684 | 20841.1684 | 20841.1684 | 20841.1684 | 20841.1684 | 20841.1684 | 20841.1684 | 0 | 0 | 0 | 0 | 0 | 0 | 0 | 0 | 0 | 0 | 0 | 0 | 0 | 0 | 0 | 0 | 0 | 0 | 0 | 0 | 0 | 0 | 0 | 0 | 0 | 0 | 0 | 0 | 0 | 0 | 0 | 0 | 0 | 0 | 0 | 0 | 0 | 0 | 0 | 0 | 0 | 0 | 0 | 0 | 0 | 0 | 0 | 0 | 0 | 0 | 0 | 0 | 0 | 0 | 0 | 0 | 0 | 0 | 0 | 0 | 0 | 0 | 0 | 0 | 0 | 0 | 0 | 0 | 0 | 0 | 0 | 0 | 0 | 0 | 0 | 0 | 0 | 0
Commercial | Commercial Incentive Program | Prescriptive | LED Exit Sign | 16 | 0 | 83.46% | 0 | 16686.7204 | 1.9302 | 0 | 0 | 6009.4197 | 0 | 3600 |  | 1.7572 | 0.53822 | 2.9333 | 2.0585 | 5.764 | 0.022667 | 0.11587 | 5671.4811 | 972.4133 | 16669.9064 | 8604.0099 | 1933.4806 | 3227.5267 |  | 0 | 0 | 0 | 0 | 0 | 0 | 0 | 0 | 16686.7204 | 16686.7204 | 16686.7204 | 16686.7204 | 16686.7204 | 16686.7204 | 16686.7204 | 16686.7204 | 16686.7204 | 16686.7204 | 16686.7204 | 16686.7204 | 16686.7204 | 16686.7204 | 16686.7204 | 16686.7204 | 0 | 0 | 0 | 0 | 0 | 0 | 0 | 0 | 0 | 0 | 0 | 0 | 0 | 0 | 0 | 0 | 1.9302 | 1.9302 | 1.9302 | 1.9302 | 1.9302 | 1.9302 | 1.9302 | 1.9302 | 1.9302 | 1.9302 | 1.9302 | 1.9302 | 1.9302 | 1.9302 | 1.9302 | 1.9302 | 0 | 0 | 0 | 0 | 0 | 0 | 0 | 0 | 0 | 0 | 0 | 0 | 0 | 0 | 0 | 0 | 0 | 0 | 0 | 0 | 0 | 0 | 0 | 0 | 0 | 0 | 0 | 0 | 0 | 0 | 0 | 0 | 0 | 0 | 0 | 0 | 0 | 0 | 0 | 0
Commercial | Commercial Incentive Program | Prescriptive | Photocell Occupancy Sensor | 8 | 0 | 83.46% | 0 | 23220.0208 | 5.2915 | 0 | 0 | 2203.4539 | 0 | 1200 |  | 4.9634 | 0.74966 | 9.1139 | 5.7073 | 12.3562 | 0.008346 | 0.027756 | 5873.8669 | 880.3323 | 13978.1775 | 7190.8781 | 644.4935 | 1183.4265 |  | 0 | 0 | 0 | 0 | 0 | 0 | 0 | 0 | 23220.0208 | 23220.0208 | 23220.0208 | 23220.0208 | 23220.0208 | 23220.0208 | 23220.0208 | 23220.0208 | 0 | 0 | 0 | 0 | 0 | 0 | 0 | 0 | 0 | 0 | 0 | 0 | 0 | 0 | 0 | 0 | 0 | 0 | 0 | 0 | 0 | 0 | 0 | 0 | 5.2915 | 5.2915 | 5.2915 | 5.2915 | 5.2915 | 5.2915 | 5.2915 | 5.2915 | 0 | 0 | 0 | 0 | 0 | 0 | 0 | 0 | 0 | 0 | 0 | 0 | 0 | 0 | 0 | 0 | 0 | 0 | 0 | 0 | 0 | 0 | 0 | 0 | 0 | 0 | 0 | 0 | 0 | 0 | 0 | 0 | 0 | 0 | 0 | 0 | 0 | 0 | 0 | 0 | 0 | 0 | 0 | 0 | 0 | 0 | 0 | 0
Commercial | Commercial Incentive Program | Prescriptive | Wall-Mount Occupancy Sensor | 8 | 0 | 83.46% | 0 | 15326.5537 | 3.4927 | 0 | 0 | 1402.1979 | 0 | 800 |  | 5.1482 | 0.74904 | 9.0236 | 5.9198 | 12.8219 | 0.0084295 | 0.028034 | 3877.0911 | 581.0701 | 9226.4038 | 4746.3945 | 429.6623 | 753.0896 |  | 0 | 0 | 0 | 0 | 0 | 0 | 0 | 0 | 15326.5537 | 15326.5537 | 15326.5537 | 15326.5537 | 15326.5537 | 15326.5537 | 15326.5537 | 15326.5537 | 0 | 0 | 0 | 0 | 0 | 0 | 0 | 0 | 0 | 0 | 0 | 0 | 0 | 0 | 0 | 0 | 0 | 0 | 0 | 0 | 0 | 0 | 0 | 0 | 3.4927 | 3.4927 | 3.4927 | 3.4927 | 3.4927 | 3.4927 | 3.4927 | 3.4927 | 0 | 0 | 0 | 0 | 0 | 0 | 0 | 0 | 0 | 0 | 0 | 0 | 0 | 0 | 0 | 0 | 0 | 0 | 0 | 0 | 0 | 0 | 0 | 0 | 0 | 0 | 0 | 0 | 0 | 0 | 0 | 0 | 0 | 0 | 0 | 0 | 0 | 0 | 0 | 0 | 0 | 0 | 0 | 0 | 0 | 0 | 0 | 0
Commercial | Commercial Incentive Program | Prescriptive | Air Cooled Chiller (<150 Tons) | 20 | 0 | 83.46% | 0 | 17086.1673 | 13.9859 | 0 | 0 | 15899.923 | 0 | 7500 |  | 1.4942 | 0.9032 | 3.1676 | 1.6234 | 2.7596 | 0.041612 | 0.23575 | 12759.368 | 1103.5213 | 19537.5502 | 10098.8361 | 4028.0845 | 8539.4978 |  | 0 | 0 | 0 | 0 | 0 | 0 | 0 | 0 | 17086.1673 | 17086.1673 | 17086.1673 | 17086.1673 | 17086.1673 | 17086.1673 | 17086.1673 | 17086.1673 | 17086.1673 | 17086.1673 | 17086.1673 | 17086.1673 | 17086.1673 | 17086.1673 | 17086.1673 | 17086.1673 | 17086.1673 | 17086.1673 | 17086.1673 | 17086.1673 | 0 | 0 | 0 | 0 | 0 | 0 | 0 | 0 | 0 | 0 | 0 | 0 | 13.9859 | 13.9859 | 13.9859 | 13.9859 | 13.9859 | 13.9859 | 13.9859 | 13.9859 | 13.9859 | 13.9859 | 13.9859 | 13.9859 | 13.9859 | 13.9859 | 13.9859 | 13.9859 | 13.9859 | 13.9859 | 13.9859 | 13.9859 | 0 | 0 | 0 | 0 | 0 | 0 | 0 | 0 | 0 | 0 | 0 | 0 | 0 | 0 | 0 | 0 | 0 | 0 | 0 | 0 | 0 | 0 | 0 | 0 | 0 | 0 | 0 | 0 | 0 | 0 | 0 | 0 | 0 | 0 | 0 | 0
Commercial | Commercial Incentive Program | Prescriptive | Air Cooled Chiller (≥150 Tons) | 20 | 0 | 83.46% | 0 | 44828.912 | 37.2958 | 0 | 0 | 42399.7946 | 0 | 20000 |  | 1.4838 | 0.90738 | 3.1456 | 1.6109 | 2.7227 | 0.042294 | 0.23961 | 33788.832 | 2895.3045 | 51260.5959 | 26496.2779 | 10741.5587 | 22771.9942 |  | 0 | 0 | 0 | 0 | 0 | 0 | 0 | 0 | 44828.912 | 44828.912 | 44828.912 | 44828.912 | 44828.912 | 44828.912 | 44828.912 | 44828.912 | 44828.912 | 44828.912 | 44828.912 | 44828.912 | 44828.912 | 44828.912 | 44828.912 | 44828.912 | 44828.912 | 44828.912 | 44828.912 | 44828.912 | 0 | 0 | 0 | 0 | 0 | 0 | 0 | 0 | 0 | 0 | 0 | 0 | 37.2958 | 37.2958 | 37.2958 | 37.2958 | 37.2958 | 37.2958 | 37.2958 | 37.2958 | 37.2958 | 37.2958 | 37.2958 | 37.2958 | 37.2958 | 37.2958 | 37.2958 | 37.2958 | 37.2958 | 37.2958 | 37.2958 | 37.2958 | 0 | 0 | 0 | 0 | 0 | 0 | 0 | 0 | 0 | 0 | 0 | 0 | 0 | 0 | 0 | 0 | 0 | 0 | 0 | 0 | 0 | 0 | 0 | 0 | 0 | 0 | 0 | 0 | 0 | 0 | 0 | 0 | 0 | 0 | 0 | 0
Commercial | Commercial Incentive Program | Prescriptive | Water Cooled Chiller, Rotary Screw & Roll (<75 Tons) | 20 | 0 | 83.46% | 0 | 5873.37 | 3.1819 | 0 | 0 | 5341.7064 | 0 | 2500 |  | 1.2345 | 0.73567 | 2.6377 | 1.3667 | 2.809 | 0.040351 | 0.22861 | 3541.6588 | 379.3354 | 6716.0329 | 3471.4749 | 1342.6948 | 2868.9127 |  | 0 | 0 | 0 | 0 | 0 | 0 | 0 | 0 | 5873.37 | 5873.37 | 5873.37 | 5873.37 | 5873.37 | 5873.37 | 5873.37 | 5873.37 | 5873.37 | 5873.37 | 5873.37 | 5873.37 | 5873.37 | 5873.37 | 5873.37 | 5873.37 | 5873.37 | 5873.37 | 5873.37 | 5873.37 | 0 | 0 | 0 | 0 | 0 | 0 | 0 | 0 | 0 | 0 | 0 | 0 | 3.1819 | 3.1819 | 3.1819 | 3.1819 | 3.1819 | 3.1819 | 3.1819 | 3.1819 | 3.1819 | 3.1819 | 3.1819 | 3.1819 | 3.1819 | 3.1819 | 3.1819 | 3.1819 | 3.1819 | 3.1819 | 3.1819 | 3.1819 | 0 | 0 | 0 | 0 | 0 | 0 | 0 | 0 | 0 | 0 | 0 | 0 | 0 | 0 | 0 | 0 | 0 | 0 | 0 | 0 | 0 | 0 | 0 | 0 | 0 | 0 | 0 | 0 | 0 | 0 | 0 | 0 | 0 | 0 | 0 | 0
Commercial | Commercial Incentive Program | Prescriptive | Water Cooled Chiller, Rotary Screw & Roll (75 < 150 Tons) | 20 | 0 | 83.46% | 0 | 11485.7013 | 6.2822 | 0 | 0 | 10683.4128 | 0 | 5000 |  | 1.2125 | 0.73432 | 2.5907 | 1.3418 | 2.757 | 0.041268 | 0.2338 | 6956.9839 | 741.8115 | 13133.5754 | 6788.6621 | 2685.3897 | 5737.8253 |  | 0 | 0 | 0 | 0 | 0 | 0 | 0 | 0 | 11485.7013 | 11485.7013 | 11485.7013 | 11485.7013 | 11485.7013 | 11485.7013 | 11485.7013 | 11485.7013 | 11485.7013 | 11485.7013 | 11485.7013 | 11485.7013 | 11485.7013 | 11485.7013 | 11485.7013 | 11485.7013 | 11485.7013 | 11485.7013 | 11485.7013 | 11485.7013 | 0 | 0 | 0 | 0 | 0 | 0 | 0 | 0 | 0 | 0 | 0 | 0 | 6.2822 | 6.2822 | 6.2822 | 6.2822 | 6.2822 | 6.2822 | 6.2822 | 6.2822 | 6.2822 | 6.2822 | 6.2822 | 6.2822 | 6.2822 | 6.2822 | 6.2822 | 6.2822 | 6.2822 | 6.2822 | 6.2822 | 6.2822 | 0 | 0 | 0 | 0 | 0 | 0 | 0 | 0 | 0 | 0 | 0 | 0 | 0 | 0 | 0 | 0 | 0 | 0 | 0 | 0 | 0 | 0 | 0 | 0 | 0 | 0 | 0 | 0 | 0 | 0 | 0 | 0 | 0 | 0 | 0 | 0
Commercial | Commercial Incentive Program | Prescriptive | Water Cooled Chiller, Rotary Screw & Roll (150 < 300 Tons) | 20 | 0 | 83.46% | 0 | 0 | 0 | 0 | 0 | 0 | 0 | 0 |  | n/a | n/a | n/a | n/a | n/a | 0 | 0 | 0 | 0 | 0 | 0 | 0 | 0 |  | 0 | 0 | 0 | 0 | 0 | 0 | 0 | 0 | 0 | 0 | 0 | 0 | 0 | 0 | 0 | 0 | 0 | 0 | 0 | 0 | 0 | 0 | 0 | 0 | 0 | 0 | 0 | 0 | 0 | 0 | 0 | 0 | 0 | 0 | 0 | 0 | 0 | 0 | 0 | 0 | 0 | 0 | 0 | 0 | 0 | 0 | 0 | 0 | 0 | 0 | 0 | 0 | 0 | 0 | 0 | 0 | 0 | 0 | 0 | 0 | 0 | 0 | 0 | 0 | 0 | 0 | 0 | 0 | 0 | 0 | 0 | 0 | 0 | 0 | 0 | 0 | 0 | 0 | 0 | 0 | 0 | 0 | 0 | 0 | 0 | 0 | 0 | 0 | 0 | 0 | 0 | 0 | 0 | 0 | 0 | 0
Commercial | Commercial Incentive Program | Prescriptive | Water Cooled Chiller, Rotary Screw & Roll (≥300 Tons) | 20 | 0 | 83.46% | 0 | 0 | 0 | 0 | 0 | 0 | 0 | 0 |  | n/a | n/a | n/a | n/a | n/a | 0 | 0 | 0 | 0 | 0 | 0 | 0 | 0 |  | 0 | 0 | 0 | 0 | 0 | 0 | 0 | 0 | 0 | 0 | 0 | 0 | 0 | 0 | 0 | 0 | 0 | 0 | 0 | 0 | 0 | 0 | 0 | 0 | 0 | 0 | 0 | 0 | 0 | 0 | 0 | 0 | 0 | 0 | 0 | 0 | 0 | 0 | 0 | 0 | 0 | 0 | 0 | 0 | 0 | 0 | 0 | 0 | 0 | 0 | 0 | 0 | 0 | 0 | 0 | 0 | 0 | 0 | 0 | 0 | 0 | 0 | 0 | 0 | 0 | 0 | 0 | 0 | 0 | 0 | 0 | 0 | 0 | 0 | 0 | 0 | 0 | 0 | 0 | 0 | 0 | 0 | 0 | 0 | 0 | 0 | 0 | 0 | 0 | 0 | 0 | 0 | 0 | 0 | 0 | 0
Commercial | Commercial Incentive Program | Prescriptive | Water Cooled Chiller, Centrifugal (<300 Tons) | 20 | 0 | 83.46% | 0 | 37393.789 | 7.7099 | 0 | 0 | 6009.4197 | 0 | 3750 |  | 4.9672 | 0.66478 | 7.9599 | 5.7154 | 13.8722 | 0.0095069 | 0.05386 | 16031.6227 | 2415.1022 | 42758.7426 | 22101.7237 | 2014.0423 | 3227.5267 |  | 0 | 0 | 0 | 0 | 0 | 0 | 0 | 0 | 37393.789 | 37393.789 | 37393.789 | 37393.789 | 37393.789 | 37393.789 | 37393.789 | 37393.789 | 37393.789 | 37393.789 | 37393.789 | 37393.789 | 37393.789 | 37393.789 | 37393.789 | 37393.789 | 37393.789 | 37393.789 | 37393.789 | 37393.789 | 0 | 0 | 0 | 0 | 0 | 0 | 0 | 0 | 0 | 0 | 0 | 0 | 7.7099 | 7.7099 | 7.7099 | 7.7099 | 7.7099 | 7.7099 | 7.7099 | 7.7099 | 7.7099 | 7.7099 | 7.7099 | 7.7099 | 7.7099 | 7.7099 | 7.7099 | 7.7099 | 7.7099 | 7.7099 | 7.7099 | 7.7099 | 0 | 0 | 0 | 0 | 0 | 0 | 0 | 0 | 0 | 0 | 0 | 0 | 0 | 0 | 0 | 0 | 0 | 0 | 0 | 0 | 0 | 0 | 0 | 0 | 0 | 0 | 0 | 0 | 0 | 0 | 0 | 0 | 0 | 0 | 0 | 0
Commercial | Commercial Incentive Program | Prescriptive | Water Cooled Chiller, Centrifugal (300 < 600 Tons) | 20 | 0 | 83.46% | 0 | 0 | 0 | 0 | 0 | 0 | 0 | 0 |  | n/a | n/a | n/a | n/a | n/a | 0 | 0 | 0 | 0 | 0 | 0 | 0 | 0 |  | 0 | 0 | 0 | 0 | 0 | 0 | 0 | 0 | 0 | 0 | 0 | 0 | 0 | 0 | 0 | 0 | 0 | 0 | 0 | 0 | 0 | 0 | 0 | 0 | 0 | 0 | 0 | 0 | 0 | 0 | 0 | 0 | 0 | 0 | 0 | 0 | 0 | 0 | 0 | 0 | 0 | 0 | 0 | 0 | 0 | 0 | 0 | 0 | 0 | 0 | 0 | 0 | 0 | 0 | 0 | 0 | 0 | 0 | 0 | 0 | 0 | 0 | 0 | 0 | 0 | 0 | 0 | 0 | 0 | 0 | 0 | 0 | 0 | 0 | 0 | 0 | 0 | 0 | 0 | 0 | 0 | 0 | 0 | 0 | 0 | 0 | 0 | 0 | 0 | 0 | 0 | 0 | 0 | 0 | 0 | 0
Commercial | Commercial Incentive Program | Prescriptive | Water Cooled Chiller, Centrifugal (≥600 Tons) | 20 | 0 | 83.46% | 0 | 0 | 0 | 0 | 0 | 0 | 0 | 0 |  | n/a | n/a | n/a | n/a | n/a | 0 | 0 | 0 | 0 | 0 | 0 | 0 | 0 |  | 0 | 0 | 0 | 0 | 0 | 0 | 0 | 0 | 0 | 0 | 0 | 0 | 0 | 0 | 0 | 0 | 0 | 0 | 0 | 0 | 0 | 0 | 0 | 0 | 0 | 0 | 0 | 0 | 0 | 0 | 0 | 0 | 0 | 0 | 0 | 0 | 0 | 0 | 0 | 0 | 0 | 0 | 0 | 0 | 0 | 0 | 0 | 0 | 0 | 0 | 0 | 0 | 0 | 0 | 0 | 0 | 0 | 0 | 0 | 0 | 0 | 0 | 0 | 0 | 0 | 0 | 0 | 0 | 0 | 0 | 0 | 0 | 0 | 0 | 0 | 0 | 0 | 0 | 0 | 0 | 0 | 0 | 0 | 0 | 0 | 0 | 0 | 0 | 0 | 0 | 0 | 0 | 0 | 0 | 0 | 0
Commercial | Commercial Incentive Program | Prescriptive | Air Source Heat Pump (<65 kBtuh) | 15 | 0 | 83.46% | 0 | 3618.987 | 1.4793 | 0 | 0 | 2086.6041 | 0 | 1250 |  | 1.4783 | 0.67347 | 2.4678 | 1.6604 | 3.6925 | 0.037519 | 0.18551 | 1656.7192 | 203.9874 | 3466.6999 | 1788.6215 | 671.3474 | 1120.669 |  | 0 | 0 | 0 | 0 | 0 | 0 | 0 | 0 | 3618.987 | 3618.987 | 3618.987 | 3618.987 | 3618.987 | 3618.987 | 3618.987 | 3618.987 | 3618.987 | 3618.987 | 3618.987 | 3618.987 | 3618.987 | 3618.987 | 3618.987 | 0 | 0 | 0 | 0 | 0 | 0 | 0 | 0 | 0 | 0 | 0 | 0 | 0 | 0 | 0 | 0 | 0 | 1.4793 | 1.4793 | 1.4793 | 1.4793 | 1.4793 | 1.4793 | 1.4793 | 1.4793 | 1.4793 | 1.4793 | 1.4793 | 1.4793 | 1.4793 | 1.4793 | 1.4793 | 0 | 0 | 0 | 0 | 0 | 0 | 0 | 0 | 0 | 0 | 0 | 0 | 0 | 0 | 0 | 0 | 0 | 0 | 0 | 0 | 0 | 0 | 0 | 0 | 0 | 0 | 0 | 0 | 0 | 0 | 0 | 0 | 0 | 0 | 0 | 0 | 0 | 0 | 0 | 0 | 0
Commercial | Commercial Incentive Program | Prescriptive | Air Source Heat Pump (65<135 kBtuh) | 15 | 0 | 83.46% | 0 | 0 | 0 | 0 | 0 | 0 | 0 | 0 |  | n/a | n/a | n/a | n/a | n/a | 0 | 0 | 0 | 0 | 0 | 0 | 0 | 0 |  | 0 | 0 | 0 | 0 | 0 | 0 | 0 | 0 | 0 | 0 | 0 | 0 | 0 | 0 | 0 | 0 | 0 | 0 | 0 | 0 | 0 | 0 | 0 | 0 | 0 | 0 | 0 | 0 | 0 | 0 | 0 | 0 | 0 | 0 | 0 | 0 | 0 | 0 | 0 | 0 | 0 | 0 | 0 | 0 | 0 | 0 | 0 | 0 | 0 | 0 | 0 | 0 | 0 | 0 | 0 | 0 | 0 | 0 | 0 | 0 | 0 | 0 | 0 | 0 | 0 | 0 | 0 | 0 | 0 | 0 | 0 | 0 | 0 | 0 | 0 | 0 | 0 | 0 | 0 | 0 | 0 | 0 | 0 | 0 | 0 | 0 | 0 | 0 | 0 | 0 | 0 | 0 | 0 | 0 | 0 | 0
Commercial | Commercial Incentive Program | Prescriptive | Air Source Heat Pump (135<240 kBtuh) | 15 | 0 | 83.46% | 0 | 0 | 0 | 0 | 0 | 0 | 0 | 0 |  | n/a | n/a | n/a | n/a | n/a | 0 | 0 | 0 | 0 | 0 | 0 | 0 | 0 |  | 0 | 0 | 0 | 0 | 0 | 0 | 0 | 0 | 0 | 0 | 0 | 0 | 0 | 0 | 0 | 0 | 0 | 0 | 0 | 0 | 0 | 0 | 0 | 0 | 0 | 0 | 0 | 0 | 0 | 0 | 0 | 0 | 0 | 0 | 0 | 0 | 0 | 0 | 0 | 0 | 0 | 0 | 0 | 0 | 0 | 0 | 0 | 0 | 0 | 0 | 0 | 0 | 0 | 0 | 0 | 0 | 0 | 0 | 0 | 0 | 0 | 0 | 0 | 0 | 0 | 0 | 0 | 0 | 0 | 0 | 0 | 0 | 0 | 0 | 0 | 0 | 0 | 0 | 0 | 0 | 0 | 0 | 0 | 0 | 0 | 0 | 0 | 0 | 0 | 0 | 0 | 0 | 0 | 0 | 0 | 0
Commercial | Commercial Incentive Program | Prescriptive | Air Source Heat Pump (≥240 kBtuh) | 15 | 0 | 83.46% | 0 | 0 | 0 | 0 | 0 | 0 | 0 | 0 |  | n/a | n/a | n/a | n/a | n/a | 0 | 0 | 0 | 0 | 0 | 0 | 0 | 0 |  | 0 | 0 | 0 | 0 | 0 | 0 | 0 | 0 | 0 | 0 | 0 | 0 | 0 | 0 | 0 | 0 | 0 | 0 | 0 | 0 | 0 | 0 | 0 | 0 | 0 | 0 | 0 | 0 | 0 | 0 | 0 | 0 | 0 | 0 | 0 | 0 | 0 | 0 | 0 | 0 | 0 | 0 | 0 | 0 | 0 | 0 | 0 | 0 | 0 | 0 | 0 | 0 | 0 | 0 | 0 | 0 | 0 | 0 | 0 | 0 | 0 | 0 | 0 | 0 | 0 | 0 | 0 | 0 | 0 | 0 | 0 | 0 | 0 | 0 | 0 | 0 | 0 | 0 | 0 | 0 | 0 | 0 | 0 | 0 | 0 | 0 | 0 | 0 | 0 | 0 | 0 | 0 | 0 | 0 | 0 | 0
Commercial | Commercial Incentive Program | Prescriptive | Water Source Heat Pump | 15 | 0 | 83.46% | 0 | 18660.7985 | 8.2357 | 0 | 0 | 6259.8122 | 0 | 3750 |  | 2.6211 | 0.78421 | 4.3753 | 2.9339 | 5.916 | 0.021829 | 0.10793 | 8812.03 | 1051.8322 | 17875.5513 | 9222.7759 | 2014.0423 | 3362.007 |  | 0 | 0 | 0 | 0 | 0 | 0 | 0 | 0 | 18660.7985 | 18660.7985 | 18660.7985 | 18660.7985 | 18660.7985 | 18660.7985 | 18660.7985 | 18660.7985 | 18660.7985 | 18660.7985 | 18660.7985 | 18660.7985 | 18660.7985 | 18660.7985 | 18660.7985 | 0 | 0 | 0 | 0 | 0 | 0 | 0 | 0 | 0 | 0 | 0 | 0 | 0 | 0 | 0 | 0 | 0 | 8.2357 | 8.2357 | 8.2357 | 8.2357 | 8.2357 | 8.2357 | 8.2357 | 8.2357 | 8.2357 | 8.2357 | 8.2357 | 8.2357 | 8.2357 | 8.2357 | 8.2357 | 0 | 0 | 0 | 0 | 0 | 0 | 0 | 0 | 0 | 0 | 0 | 0 | 0 | 0 | 0 | 0 | 0 | 0 | 0 | 0 | 0 | 0 | 0 | 0 | 0 | 0 | 0 | 0 | 0 | 0 | 0 | 0 | 0 | 0 | 0 | 0 | 0 | 0 | 0 | 0 | 0
Commercial | Commercial Incentive Program | Prescriptive | PTAC | 15 | 0 | 83.46% | 0 | 3557.1106 | 2.2235 | 0 | 0 | 1892.9672 | 0 | 1080 |  | 1.9371 | 0.84233 | 3.3953 | 2.1344 | 3.9221 | 0.03298 | 0.16307 | 1969.4361 | 200.4996 | 3407.4273 | 1758.0402 | 580.0442 | 1016.6709 |  | 0 | 0 | 0 | 0 | 0 | 0 | 0 | 0 | 3557.1106 | 3557.1106 | 3557.1106 | 3557.1106 | 3557.1106 | 3557.1106 | 3557.1106 | 3557.1106 | 3557.1106 | 3557.1106 | 3557.1106 | 3557.1106 | 3557.1106 | 3557.1106 | 3557.1106 | 0 | 0 | 0 | 0 | 0 | 0 | 0 | 0 | 0 | 0 | 0 | 0 | 0 | 0 | 0 | 0 | 0 | 2.2235 | 2.2235 | 2.2235 | 2.2235 | 2.2235 | 2.2235 | 2.2235 | 2.2235 | 2.2235 | 2.2235 | 2.2235 | 2.2235 | 2.2235 | 2.2235 | 2.2235 | 0 | 0 | 0 | 0 | 0 | 0 | 0 | 0 | 0 | 0 | 0 | 0 | 0 | 0 | 0 | 0 | 0 | 0 | 0 | 0 | 0 | 0 | 0 | 0 | 0 | 0 | 0 | 0 | 0 | 0 | 0 | 0 | 0 | 0 | 0 | 0 | 0 | 0 | 0 | 0 | 0
Commercial | Commercial Incentive Program | Prescriptive | PTHP | 15 | 0 | 83.46% | 0 | 5013.0082 | 2.4481 | 0 | 0 | 1892.9672 | 0 | 1080 |  | 2.4312 | 0.80837 | 4.2612 | 2.7091 | 5.2939 | 0.023402 | 0.11571 | 2471.6907 | 282.5626 | 4802.0606 | 2477.5923 | 580.0442 | 1016.6709 |  | 0 | 0 | 0 | 0 | 0 | 0 | 0 | 0 | 5013.0082 | 5013.0082 | 5013.0082 | 5013.0082 | 5013.0082 | 5013.0082 | 5013.0082 | 5013.0082 | 5013.0082 | 5013.0082 | 5013.0082 | 5013.0082 | 5013.0082 | 5013.0082 | 5013.0082 | 0 | 0 | 0 | 0 | 0 | 0 | 0 | 0 | 0 | 0 | 0 | 0 | 0 | 0 | 0 | 0 | 0 | 2.4481 | 2.4481 | 2.4481 | 2.4481 | 2.4481 | 2.4481 | 2.4481 | 2.4481 | 2.4481 | 2.4481 | 2.4481 | 2.4481 | 2.4481 | 2.4481 | 2.4481 | 0 | 0 | 0 | 0 | 0 | 0 | 0 | 0 | 0 | 0 | 0 | 0 | 0 | 0 | 0 | 0 | 0 | 0 | 0 | 0 | 0 | 0 | 0 | 0 | 0 | 0 | 0 | 0 | 0 | 0 | 0 | 0 | 0 | 0 | 0 | 0 | 0 | 0 | 0 | 0 | 0
Commercial | Commercial Incentive Program | Prescriptive | Variable Speed Drives for HVAC Systems (HVAC Application) | 15 | 0 | 83.46% | 0 | 120269.64 | 0 | 0 | 0 | 31682.9962 | 0 | 19000 |  | 1.9551 | 0.47769 | 3.2602 | 2.3535 | 7.3702 | 0.01716 | 0.084847 | 33268.9145 | 6779.1034 | 115208.6885 | 59441.1828 | 10204.4808 | 17016.2382 |  | 0 | 0 | 0 | 0 | 0 | 0 | 0 | 0 | 120269.64 | 120269.64 | 120269.64 | 120269.64 | 120269.64 | 120269.64 | 120269.64 | 120269.64 | 120269.64 | 120269.64 | 120269.64 | 120269.64 | 120269.64 | 120269.64 | 120269.64 | 0 | 0 | 0 | 0 | 0 | 0 | 0 | 0 | 0 | 0 | 0 | 0 | 0 | 0 | 0 | 0 | 0 | 0 | 0 | 0 | 0 | 0 | 0 | 0 | 0 | 0 | 0 | 0 | 0 | 0 | 0 | 0 | 0 | 0 | 0 | 0 | 0 | 0 | 0 | 0 | 0 | 0 | 0 | 0 | 0 | 0 | 0 | 0 | 0 | 0 | 0 | 0 | 0 | 0 | 0 | 0 | 0 | 0 | 0 | 0 | 0 | 0 | 0 | 0 | 0 | 0 | 0 | 0 | 0 | 0 | 0 | 0 | 0
Commercial | Commercial Incentive Program | Prescriptive | Variable Speed Drives for HVAC Systems (Pump Application) | 10 | 0 | 83.46% | 0 | 128841.6612 | 0 | 0 | 0 | 31682.9962 | 0 | 19000 |  | 1.6445 | 0.48426 | 2.7422 | 1.9795 | 6.0303 | 0.020407 | 0.079202 | 27982.6553 | 5700.4093 | 92408.8715 | 47580.0954 | 10204.4808 | 17016.2382 |  | 0 | 0 | 0 | 0 | 0 | 0 | 0 | 0 | 128841.6612 | 128841.6612 | 128841.6612 | 128841.6612 | 128841.6612 | 128841.6612 | 128841.6612 | 128841.6612 | 128841.6612 | 128841.6612 | 0 | 0 | 0 | 0 | 0 | 0 | 0 | 0 | 0 | 0 | 0 | 0 | 0 | 0 | 0 | 0 | 0 | 0 | 0 | 0 | 0 | 0 | 0 | 0 | 0 | 0 | 0 | 0 | 0 | 0 | 0 | 0 | 0 | 0 | 0 | 0 | 0 | 0 | 0 | 0 | 0 | 0 | 0 | 0 | 0 | 0 | 0 | 0 | 0 | 0 | 0 | 0 | 0 | 0 | 0 | 0 | 0 | 0 | 0 | 0 | 0 | 0 | 0 | 0 | 0 | 0 | 0 | 0 | 0 | 0 | 0 | 0 | 0 | 0 | 0 | 0 | 0 | 0
Commercial | Commercial Incentive Program | Prescriptive | Automatic Door Closer for Walk-In Cooler | 8 | 0 | 83.46% | 0 | 16632.3961 | 2.4485 | 0 | 0 | 2617.77 | 0 | 1500 |  | 2.7137 | 0.64054 | 4.7359 | 3.1622 | 7.6945 | 0.014564 | 0.048437 | 3815.3278 | 630.578 | 10012.5055 | 5150.7935 | 805.6169 | 1405.9465 |  | 0 | 0 | 0 | 0 | 0 | 0 | 0 | 0 | 16632.3961 | 16632.3961 | 16632.3961 | 16632.3961 | 16632.3961 | 16632.3961 | 16632.3961 | 16632.3961 | 0 | 0 | 0 | 0 | 0 | 0 | 0 | 0 | 0 | 0 | 0 | 0 | 0 | 0 | 0 | 0 | 0 | 0 | 0 | 0 | 0 | 0 | 0 | 0 | 2.4485 | 2.4485 | 2.4485 | 2.4485 | 2.4485 | 2.4485 | 2.4485 | 2.4485 | 0 | 0 | 0 | 0 | 0 | 0 | 0 | 0 | 0 | 0 | 0 | 0 | 0 | 0 | 0 | 0 | 0 | 0 | 0 | 0 | 0 | 0 | 0 | 0 | 0 | 0 | 0 | 0 | 0 | 0 | 0 | 0 | 0 | 0 | 0 | 0 | 0 | 0 | 0 | 0 | 0 | 0 | 0 | 0 | 0 | 0 | 0 | 0
Commercial | Commercial Incentive Program | Prescriptive | Automatic Door Closer for Walk-In Freezer | 8 | 0 | 83.46% | 0 | 40690.2841 | 5.5225 | 0 | 0 | 2617.77 | 0 | 1500 |  | 6.5418 | 0.68602 | 11.4165 | 7.639 | 17.9955 | 0.0059533 | 0.019799 | 9197.358 | 1542.6761 | 24495.0691 | 12601.1459 | 805.6169 | 1405.9465 |  | 0 | 0 | 0 | 0 | 0 | 0 | 0 | 0 | 40690.2841 | 40690.2841 | 40690.2841 | 40690.2841 | 40690.2841 | 40690.2841 | 40690.2841 | 40690.2841 | 0 | 0 | 0 | 0 | 0 | 0 | 0 | 0 | 0 | 0 | 0 | 0 | 0 | 0 | 0 | 0 | 0 | 0 | 0 | 0 | 0 | 0 | 0 | 0 | 5.5225 | 5.5225 | 5.5225 | 5.5225 | 5.5225 | 5.5225 | 5.5225 | 5.5225 | 0 | 0 | 0 | 0 | 0 | 0 | 0 | 0 | 0 | 0 | 0 | 0 | 0 | 0 | 0 | 0 | 0 | 0 | 0 | 0 | 0 | 0 | 0 | 0 | 0 | 0 | 0 | 0 | 0 | 0 | 0 | 0 | 0 | 0 | 0 | 0 | 0 | 0 | 0 | 0 | 0 | 0 | 0 | 0 | 0 | 0 | 0 | 0
Commercial | Commercial Incentive Program | Prescriptive | Beverage & Snack Machine Controls (Refrigerated) | 5 | 0 | 83.46% | 0 | 8528.7682 | 0 | 0 | 0 | 901.413 | 0 | 450 |  | 2.2938 | 0.55078 | 4.5948 | 2.7583 | 7.6341 | 0.012253 | 0.028338 | 1110.4835 | 224.8674 | 3454.1827 | 1774.502 | 241.6851 | 484.129 |  | 0 | 0 | 0 | 0 | 0 | 0 | 0 | 0 | 8528.7682 | 8528.7682 | 8528.7682 | 8528.7682 | 8528.7682 | 0 | 0 | 0 | 0 | 0 | 0 | 0 | 0 | 0 | 0 | 0 | 0 | 0 | 0 | 0 | 0 | 0 | 0 | 0 | 0 | 0 | 0 | 0 | 0 | 0 | 0 | 0 | 0 | 0 | 0 | 0 | 0 | 0 | 0 | 0 | 0 | 0 | 0 | 0 | 0 | 0 | 0 | 0 | 0 | 0 | 0 | 0 | 0 | 0 | 0 | 0 | 0 | 0 | 0 | 0 | 0 | 0 | 0 | 0 | 0 | 0 | 0 | 0 | 0 | 0 | 0 | 0 | 0 | 0 | 0 | 0 | 0 | 0 | 0 | 0 | 0 | 0 | 0 | 0 | 0 | 0 | 0 | 0
Commercial | Commercial Incentive Program | Prescriptive | ECM for Walk-In Cooler or Freezer | 15 | 0 | 83.46% | 0 | 5658.1895 | 0.6005 | 0 | 0 | 667.7133 | 0 | 400 |  | 5.1066 | 0.60815 | 8.5244 | 5.996 | 15.7131 | 0.0076791 | 0.037968 | 1831.3107 | 318.9288 | 5420.0926 | 2796.462 | 214.8312 | 358.6141 |  | 0 | 0 | 0 | 0 | 0 | 0 | 0 | 0 | 5658.1895 | 5658.1895 | 5658.1895 | 5658.1895 | 5658.1895 | 5658.1895 | 5658.1895 | 5658.1895 | 5658.1895 | 5658.1895 | 5658.1895 | 5658.1895 | 5658.1895 | 5658.1895 | 5658.1895 | 0 | 0 | 0 | 0 | 0 | 0 | 0 | 0 | 0 | 0 | 0 | 0 | 0 | 0 | 0 | 0 | 0 | 0.6005 | 0.6005 | 0.6005 | 0.6005 | 0.6005 | 0.6005 | 0.6005 | 0.6005 | 0.6005 | 0.6005 | 0.6005 | 0.6005 | 0.6005 | 0.6005 | 0.6005 | 0 | 0 | 0 | 0 | 0 | 0 | 0 | 0 | 0 | 0 | 0 | 0 | 0 | 0 | 0 | 0 | 0 | 0 | 0 | 0 | 0 | 0 | 0 | 0 | 0 | 0 | 0 | 0 | 0 | 0 | 0 | 0 | 0 | 0 | 0 | 0 | 0 | 0 | 0 | 0 | 0
Commercial | Commercial Incentive Program | Prescriptive | ENERGY STAR Electric Steamer | 12 | 0 | 83.46% | 0 | 105474.5618 | 4.8802 | 0 | 0 | 6309.8907 | 0 | 3600 |  | 8.1179 | 0.59084 | 14.2286 | 9.6636 | 26.1252 | 0.0042079 | 0.018331 | 27510.6294 | 5238.205 | 86602.1719 | 44628.3065 | 1933.4806 | 3388.9031 |  | 0 | 0 | 0 | 0 | 0 | 0 | 0 | 0 | 105474.5618 | 105474.5618 | 105474.5618 | 105474.5618 | 105474.5618 | 105474.5618 | 105474.5618 | 105474.5618 | 105474.5618 | 105474.5618 | 105474.5618 | 105474.5618 | 0 | 0 | 0 | 0 | 0 | 0 | 0 | 0 | 0 | 0 | 0 | 0 | 0 | 0 | 0 | 0 | 0 | 0 | 0 | 0 | 4.8802 | 4.8802 | 4.8802 | 4.8802 | 4.8802 | 4.8802 | 4.8802 | 4.8802 | 4.8802 | 4.8802 | 4.8802 | 4.8802 | 0 | 0 | 0 | 0 | 0 | 0 | 0 | 0 | 0 | 0 | 0 | 0 | 0 | 0 | 0 | 0 | 0 | 0 | 0 | 0 | 0 | 0 | 0 | 0 | 0 | 0 | 0 | 0 | 0 | 0 | 0 | 0 | 0 | 0 | 0 | 0 | 0 | 0 | 0 | 0 | 0 | 0 | 0 | 0
Commercial | Commercial Incentive Program | Prescriptive | ENERGY STAR Commercial Dishwasher | 10 | 0 | 83.46% | 0 | 26874.7674 | 0.088676 | 0 | 0 | 500.785 | 0 | 300 |  | 21.8144 | 0.58173 | 36.4145 | 26.2353 | 72.2651 | 0.0015448 | 0.0059953 | 5867.2201 | 1189.0344 | 19275.3408 | 9924.6159 | 161.1234 | 268.9606 |  | 0 | 0 | 0 | 0 | 0 | 0 | 0 | 0 | 26874.7674 | 26874.7674 | 26874.7674 | 26874.7674 | 26874.7674 | 26874.7674 | 26874.7674 | 26874.7674 | 26874.7674 | 26874.7674 | 0 | 0 | 0 | 0 | 0 | 0 | 0 | 0 | 0 | 0 | 0 | 0 | 0 | 0 | 0 | 0 | 0 | 0 | 0 | 0 | 0 | 0 | 0.088676 | 0.088676 | 0.088676 | 0.088676 | 0.088676 | 0.088676 | 0.088676 | 0.088676 | 0.088676 | 0.088676 | 0 | 0 | 0 | 0 | 0 | 0 | 0 | 0 | 0 | 0 | 0 | 0 | 0 | 0 | 0 | 0 | 0 | 0 | 0 | 0 | 0 | 0 | 0 | 0 | 0 | 0 | 0 | 0 | 0 | 0 | 0 | 0 | 0 | 0 | 0 | 0 | 0 | 0 | 0 | 0 | 0 | 0 | 0 | 0 | 0 | 0
Commercial | Commercial Incentive Program | Prescriptive | High Efficiency Pre-Rinse Spray Valve | 5 | 0 | 83.46% | 0 | 28263.1303 | 0 | 0 | 0 | 1001.57 | 0 | 600 |  | 6.8411 | 0.59329 | 11.4198 | 8.2264 | 21.8785 | 0.0049298 | 0.011402 | 3679.9851 | 745.1786 | 11446.6724 | 5880.4485 | 322.2468 | 537.9211 |  | 0 | 0 | 0 | 0 | 0 | 0 | 0 | 0 | 28263.1303 | 28263.1303 | 28263.1303 | 28263.1303 | 28263.1303 | 0 | 0 | 0 | 0 | 0 | 0 | 0 | 0 | 0 | 0 | 0 | 0 | 0 | 0 | 0 | 0 | 0 | 0 | 0 | 0 | 0 | 0 | 0 | 0 | 0 | 0 | 0 | 0 | 0 | 0 | 0 | 0 | 0 | 0 | 0 | 0 | 0 | 0 | 0 | 0 | 0 | 0 | 0 | 0 | 0 | 0 | 0 | 0 | 0 | 0 | 0 | 0 | 0 | 0 | 0 | 0 | 0 | 0 | 0 | 0 | 0 | 0 | 0 | 0 | 0 | 0 | 0 | 0 | 0 | 0 | 0 | 0 | 0 | 0 | 0 | 0 | 0 | 0 | 0 | 0 | 0 | 0 | 0
Commercial | Commercial Incentive Program | Prescriptive | ENERGY STAR Electric Fryer | 12 | 0 | 83.46% | 0 | 10071.0546 | 1.7474 | 0 | 0 | 2103.2969 | 0 | 1200 |  | 2.7635 | 0.63635 | 4.8438 | 3.2063 | 7.8907 | 0.01469 | 0.063995 | 3121.7709 | 500.1609 | 8269.0574 | 4261.256 | 644.4935 | 1129.6344 |  | 0 | 0 | 0 | 0 | 0 | 0 | 0 | 0 | 10071.0546 | 10071.0546 | 10071.0546 | 10071.0546 | 10071.0546 | 10071.0546 | 10071.0546 | 10071.0546 | 10071.0546 | 10071.0546 | 10071.0546 | 10071.0546 | 0 | 0 | 0 | 0 | 0 | 0 | 0 | 0 | 0 | 0 | 0 | 0 | 0 | 0 | 0 | 0 | 0 | 0 | 0 | 0 | 1.7474 | 1.7474 | 1.7474 | 1.7474 | 1.7474 | 1.7474 | 1.7474 | 1.7474 | 1.7474 | 1.7474 | 1.7474 | 1.7474 | 0 | 0 | 0 | 0 | 0 | 0 | 0 | 0 | 0 | 0 | 0 | 0 | 0 | 0 | 0 | 0 | 0 | 0 | 0 | 0 | 0 | 0 | 0 | 0 | 0 | 0 | 0 | 0 | 0 | 0 | 0 | 0 | 0 | 0 | 0 | 0 | 0 | 0 | 0 | 0 | 0 | 0 | 0 | 0
Commercial | Commercial Incentive Program | Prescriptive | Demand Control Ventilation | 15 | 0 | 83.46% | 15659.8397 | 11868.4405 | 2.0374 | 0 | 0 | 4977.8027 | 0 | 2850 |  | 22.7118 | 0.85196 | 39.6683 | 22.962 | 46.9262 | 0.026084 | 0.12897 | 60719.1924 | 668.975 | 123925.0039 | 69739.4736 | 1530.6721 | 2673.468 |  | 0 | 0 | 0 | 0 | 0 | 0 | 0 | 0 | 11868.4405 | 11868.4405 | 11868.4405 | 11868.4405 | 11868.4405 | 11868.4405 | 11868.4405 | 11868.4405 | 11868.4405 | 11868.4405 | 11868.4405 | 11868.4405 | 11868.4405 | 11868.4405 | 11868.4405 | 0 | 0 | 0 | 0 | 0 | 0 | 0 | 0 | 0 | 0 | 0 | 0 | 0 | 0 | 0 | 0 | 0 | 2.0374 | 2.0374 | 2.0374 | 2.0374 | 2.0374 | 2.0374 | 2.0374 | 2.0374 | 2.0374 | 2.0374 | 2.0374 | 2.0374 | 2.0374 | 2.0374 | 2.0374 | 0 | 0 | 0 | 0 | 0 | 0 | 0 | 0 | 0 | 0 | 0 | 0 | 0 | 0 | 0 | 0 | 0 | 15659.8397 | 15659.8397 | 15659.8397 | 15659.8397 | 15659.8397 | 15659.8397 | 15659.8397 | 15659.8397 | 15659.8397 | 15659.8397 | 15659.8397 | 15659.8397 | 15659.8397 | 15659.8397 | 15659.8397 | 0 | 0 | 0 | 0 | 0 | 0 | 0 | 0 | 0
Commercial | Commercial Incentive Program | Prescriptive | No Air Loss Drain | 10 | 0 | 83.46% | 0 | 8685.0739 | 1.3625 | 0 | 0 | 2921.2457 | 0 | 1750 |  | 1.4999 | 0.56741 | 2.5037 | 1.7448 | 4.5694 | 0.027884 | 0.10822 | 2353.1761 | 384.2583 | 6229.1799 | 3207.3216 | 939.8864 | 1568.9366 |  | 0 | 0 | 0 | 0 | 0 | 0 | 0 | 0 | 8685.0739 | 8685.0739 | 8685.0739 | 8685.0739 | 8685.0739 | 8685.0739 | 8685.0739 | 8685.0739 | 8685.0739 | 8685.0739 | 0 | 0 | 0 | 0 | 0 | 0 | 0 | 0 | 0 | 0 | 0 | 0 | 0 | 0 | 0 | 0 | 0 | 0 | 0 | 0 | 0 | 0 | 1.3625 | 1.3625 | 1.3625 | 1.3625 | 1.3625 | 1.3625 | 1.3625 | 1.3625 | 1.3625 | 1.3625 | 0 | 0 | 0 | 0 | 0 | 0 | 0 | 0 | 0 | 0 | 0 | 0 | 0 | 0 | 0 | 0 | 0 | 0 | 0 | 0 | 0 | 0 | 0 | 0 | 0 | 0 | 0 | 0 | 0 | 0 | 0 | 0 | 0 | 0 | 0 | 0 | 0 | 0 | 0 | 0 | 0 | 0 | 0 | 0 | 0 | 0
Commercial | Commercial Incentive Program | Custom | Custom Project | 15 | 0 | 83.46% | 0 | 1520640.6724 | 255.319 | 0 | 0 | 292124.5694 | 0 | 115133.97 |  | 3.4023 | 0.65627 | 8.6325 | 3.9486 | 9.6785 | 0.0082244 | 0.040664 | 533797.0207 | 85712.2403 | 1456652.0502 | 751550.2688 | 61835.9151 | 156893.661 |  | 0 | 0 | 0 | 0 | 0 | 0 | 0 | 0 | 1520640.6724 | 1520640.6724 | 1520640.6724 | 1520640.6724 | 1520640.6724 | 1520640.6724 | 1520640.6724 | 1520640.6724 | 1520640.6724 | 1520640.6724 | 1520640.6724 | 1520640.6724 | 1520640.6724 | 1520640.6724 | 1520640.6724 | 0 | 0 | 0 | 0 | 0 | 0 | 0 | 0 | 0 | 0 | 0 | 0 | 0 | 0 | 0 | 0 | 0 | 255.319 | 255.319 | 255.319 | 255.319 | 255.319 | 255.319 | 255.319 | 255.319 | 255.319 | 255.319 | 255.319 | 255.319 | 255.319 | 255.319 | 255.319 | 0 | 0 | 0 | 0 | 0 | 0 | 0 | 0 | 0 | 0 | 0 | 0 | 0 | 0 | 0 | 0 | 0 | 0 | 0 | 0 | 0 | 0 | 0 | 0 | 0 | 0 | 0 | 0 | 0 | 0 | 0 | 0 | 0 | 0 | 0 | 0 | 0 | 0 | 0 | 0 | 0
Commercial | Express Install | 0 | Express Install | 15 | 0 | 83.46% | 0 | 1502159.2953 | 239.7961 | 0 | 0 | 353888.0498 | 0 | 296800 |  | 2.7454 | 0.57861 | 3.2735 | 3.1909 | 8.4095 | 0.021462 | 0.10612 | 521804.9127 | 84670.5214 | 1438948.3702 | 742416.1688 | 159404.7316 | 190065.4636 |  | 0 | 0 | 0 | 0 | 0 | 0 | 0 | 0 | 1502159.2953 | 1502159.2953 | 1502159.2953 | 1502159.2953 | 1502159.2953 | 1502159.2953 | 1502159.2953 | 1502159.2953 | 1502159.2953 | 1502159.2953 | 1502159.2953 | 1502159.2953 | 1502159.2953 | 1502159.2953 | 1502159.2953 | 0 | 0 | 0 | 0 | 0 | 0 | 0 | 0 | 0 | 0 | 0 | 0 | 0 | 0 | 0 | 0 | 0 | 239.7961 | 239.7961 | 239.7961 | 239.7961 | 239.7961 | 239.7961 | 239.7961 | 239.7961 | 239.7961 | 239.7961 | 239.7961 | 239.7961 | 239.7961 | 239.7961 | 239.7961 | 0 | 0 | 0 | 0 | 0 | 0 | 0 | 0 | 0 | 0 | 0 | 0 | 0 | 0 | 0 | 0 | 0 | 0 | 0 | 0 | 0 | 0 | 0 | 0 | 0 | 0 | 0 | 0 | 0 | 0 | 0 | 0 | 0 | 0 | 0 | 0 | 0 | 0 | 0 | 0 | 0
Commercial | New Construction | 0 | New Construction | 15 | 0 | 83.46% | 0 | 229161.7998 | 61.067 | 0 | 0 | 64200.6339 | 0 | 17350.78 |  | 2.6234 | 0.73794 | 9.7069 | 2.998 | 6.6367 | 0.0082244 | 0.040664 | 90455.6987 | 12916.9051 | 219518.6618 | 113259.2435 | 9318.7211 | 34480.744 |  | 0 | 0 | 0 | 0 | 0 | 0 | 0 | 0 | 229161.7998 | 229161.7998 | 229161.7998 | 229161.7998 | 229161.7998 | 229161.7998 | 229161.7998 | 229161.7998 | 229161.7998 | 229161.7998 | 229161.7998 | 229161.7998 | 229161.7998 | 229161.7998 | 229161.7998 | 0 | 0 | 0 | 0 | 0 | 0 | 0 | 0 | 0 | 0 | 0 | 0 | 0 | 0 | 0 | 0 | 0 | 61.067 | 61.067 | 61.067 | 61.067 | 61.067 | 61.067 | 61.067 | 61.067 | 61.067 | 61.067 | 61.067 | 61.067 | 61.067 | 61.067 | 61.067 | 0 | 0 | 0 | 0 | 0 | 0 | 0 | 0 | 0 | 0 | 0 | 0 | 0 | 0 | 0 | 0 | 0 | 0 | 0 | 0 | 0 | 0 | 0 | 0 | 0 | 0 | 0 | 0 | 0 | 0 | 0 | 0 | 0 | 0 | 0 | 0 | 0 | 0 | 0 | 0 | 0
Commercial | School Energy Manager | 0 | School Energy Manager | 10 | 0 | 100% | 0 | 589797.4942 | 215.4144 | 0 | 0 | 90000 | 0 | 0 |  | 4.1772 | 0.92702 | n/a | 4.717 | 7.3043 | 0 | 0 | 201911.8395 | 26094.7202 | 353069.5914 | 217807.0412 | 0 | 48337.0143 |  | 0 | 0 | 0 | 0 | 0 | 0 | 0 | 0 | 589797.4942 | 589797.4942 | 589797.4942 | 589797.4942 | 589797.4942 | 589797.4942 | 589797.4942 | 589797.4942 | 589797.4942 | 589797.4942 | 0 | 0 | 0 | 0 | 0 | 0 | 0 | 0 | 0 | 0 | 0 | 0 | 0 | 0 | 0 | 0 | 0 | 0 | 0 | 0 | 0 | 0 | 215.4144 | 215.4144 | 215.4144 | 215.4144 | 215.4144 | 215.4144 | 215.4144 | 215.4144 | 215.4144 | 215.4144 | 0 | 0 | 0 | 0 | 0 | 0 | 0 | 0 | 0 | 0 | 0 | 0 | 0 | 0 | 0 | 0 | 0 | 0 | 0 | 0 | 0 | 0 | 0 | 0 | 0 | 0 | 0 | 0 | 0 | 0 | 0 | 0 | 0 | 0 | 0 | 0 | 0 | 0 | 0 | 0 | 0 | 0 | 0 | 0 | 0 | 0
Commercial | Bid For Efficiency | 0 | Bid for Efficiency | 10 | 0 | 100% | 0 | 2450021.4676 | 283.3998 | 0 | 0 | 76664.8076 | 0 | 185501.23 |  | 15.2817 | 0.62647 | 6.3157 | 17.9143 | 38.0396 | 0.010478 | 0.040664 | 629223.642 | 108397.5861 | 1466652.6852 | 904771.4375 | 99628.6179 | 41174.9767 |  | 0 | 0 | 0 | 0 | 0 | 0 | 0 | 0 | 2450021.4676 | 2450021.4676 | 2450021.4676 | 2450021.4676 | 2450021.4676 | 2450021.4676 | 2450021.4676 | 2450021.4676 | 2450021.4676 | 2450021.4676 | 0 | 0 | 0 | 0 | 0 | 0 | 0 | 0 | 0 | 0 | 0 | 0 | 0 | 0 | 0 | 0 | 0 | 0 | 0 | 0 | 0 | 0 | 283.3998 | 283.3998 | 283.3998 | 283.3998 | 283.3998 | 283.3998 | 283.3998 | 283.3998 | 283.3998 | 283.3998 | 0 | 0 | 0 | 0 | 0 | 0 | 0 | 0 | 0 | 0 | 0 | 0 | 0 | 0 | 0 | 0 | 0 | 0 | 0 | 0 | 0 | 0 | 0 | 0 | 0 | 0 | 0 | 0 | 0 | 0 | 0 | 0 | 0 | 0 | 0 | 0 | 0 | 0 | 0 | 0 | 0 | 0 | 0 | 0 | 0 | 0
Commercial | Retrocommissioning | 0 | Retrocommissioning (Large Customer) | 5 | 0 | 83.46% | 0 | 0 | 0 | 0 | 0 | 0 | 0 | 0 |  | n/a | n/a | n/a | n/a | n/a | 0 | 0 | 0 | 0 | 0 | 0 | 0 | 0 |  | 0 | 0 | 0 | 0 | 0 | 0 | 0 | 0 | 0 | 0 | 0 | 0 | 0 | 0 | 0 | 0 | 0 | 0 | 0 | 0 | 0 | 0 | 0 | 0 | 0 | 0 | 0 | 0 | 0 | 0 | 0 | 0 | 0 | 0 | 0 | 0 | 0 | 0 | 0 | 0 | 0 | 0 | 0 | 0 | 0 | 0 | 0 | 0 | 0 | 0 | 0 | 0 | 0 | 0 | 0 | 0 | 0 | 0 | 0 | 0 | 0 | 0 | 0 | 0 | 0 | 0 | 0 | 0 | 0 | 0 | 0 | 0 | 0 | 0 | 0 | 0 | 0 | 0 | 0 | 0 | 0 | 0 | 0 | 0 | 0 | 0 | 0 | 0 | 0 | 0 | 0 | 0 | 0 | 0 | 0 | 0
Commercial | Retrocommissioning | 0 | Retrocommissioning (Mid-Sized Customer) | 5 | 0 | 83.46% | 0 | 1173292.2146 | 149.0403 | 0 | 0 | 33385.6651 | 0 | 133252.19 |  | 10.1851 | 0.57851 | 2.5518 | 11.9104 | 30.4926 | 0.026374 | 0.060997 | 182626.6786 | 30934.7297 | 475187.6894 | 244116.0741 | 71566.8113 | 17930.7041 |  | 0 | 0 | 0 | 0 | 0 | 0 | 0 | 0 | 1173292.2146 | 1173292.2146 | 1173292.2146 | 1173292.2146 | 1173292.2146 | 0 | 0 | 0 | 0 | 0 | 0 | 0 | 0 | 0 | 0 | 0 | 0 | 0 | 0 | 0 | 0 | 0 | 0 | 0 | 0 | 0 | 0 | 0 | 0 | 0 | 0 | 0 | 149.0403 | 149.0403 | 149.0403 | 149.0403 | 149.0403 | 0 | 0 | 0 | 0 | 0 | 0 | 0 | 0 | 0 | 0 | 0 | 0 | 0 | 0 | 0 | 0 | 0 | 0 | 0 | 0 | 0 | 0 | 0 | 0 | 0 | 0 | 0 | 0 | 0 | 0 | 0 | 0 | 0 | 0 | 0 | 0 | 0 | 0 | 0 | 0 | 0 | 0 | 0 | 0 | 0 | 0 | 0 | 0 | 0 | 0 | 0
Industrial | Retrocommissioning | 0 | Retrocommissioning (Large Customer) | 5 | 0 | 83.46% | 0 | 0 | 0 | 0 | 0 | 0 | 0 | 0 |  | n/a | n/a | n/a | n/a | n/a | 0 | 0 | 0 | 0 | 0 | 0 | 0 | 0 |  | 0 | 0 | 0 | 0 | 0 | 0 | 0 | 0 | 0 | 0 | 0 | 0 | 0 | 0 | 0 | 0 | 0 | 0 | 0 | 0 | 0 | 0 | 0 | 0 | 0 | 0 | 0 | 0 | 0 | 0 | 0 | 0 | 0 | 0 | 0 | 0 | 0 | 0 | 0 | 0 | 0 | 0 | 0 | 0 | 0 | 0 | 0 | 0 | 0 | 0 | 0 | 0 | 0 | 0 | 0 | 0 | 0 | 0 | 0 | 0 | 0 | 0 | 0 | 0 | 0 | 0 | 0 | 0 | 0 | 0 | 0 | 0 | 0 | 0 | 0 | 0 | 0 | 0 | 0 | 0 | 0 | 0 | 0 | 0 | 0 | 0 | 0 | 0 | 0 | 0 | 0 | 0 | 0 | 0 | 0 | 0
Industrial | Retrocommissioning | 0 | Retrocommissioning (Mid-Sized Customer) | 5 | 0 | 83.46% | 0 | 0 | 0 | 0 | 0 | 0 | 0 | 0 |  | n/a | n/a | n/a | n/a | n/a | 0 | 0 | 0 | 0 | 0 | 0 | 0 | 0 |  | 0 | 0 | 0 | 0 | 0 | 0 | 0 | 0 | 0 | 0 | 0 | 0 | 0 | 0 | 0 | 0 | 0 | 0 | 0 | 0 | 0 | 0 | 0 | 0 | 0 | 0 | 0 | 0 | 0 | 0 | 0 | 0 | 0 | 0 | 0 | 0 | 0 | 0 | 0 | 0 | 0 | 0 | 0 | 0 | 0 | 0 | 0 | 0 | 0 | 0 | 0 | 0 | 0 | 0 | 0 | 0 | 0 | 0 | 0 | 0 | 0 | 0 | 0 | 0 | 0 | 0 | 0 | 0 | 0 | 0 | 0 | 0 | 0 | 0 | 0 | 0 | 0 | 0 | 0 | 0 | 0 | 0 | 0 | 0 | 0 | 0 | 0 | 0 | 0 | 0 | 0 | 0 | 0 | 0 | 0 | 0
Commercial | Continuous Energy Management | 0 | Continuous Energy Management | 3 | 0 | 100% | 0 | 0 | 0 | 0 | 0 | 0 | 0 | 0 |  | n/a | n/a | n/a | n/a | n/a | 0 | 0 | 0 | 0 | 0 | 0 | 0 | 0 |  | 0 | 0 | 0 | 0 | 0 | 0 | 0 | 0 | 0 | 0 | 0 | 0 | 0 | 0 | 0 | 0 | 0 | 0 | 0 | 0 | 0 | 0 | 0 | 0 | 0 | 0 | 0 | 0 | 0 | 0 | 0 | 0 | 0 | 0 | 0 | 0 | 0 | 0 | 0 | 0 | 0 | 0 | 0 | 0 | 0 | 0 | 0 | 0 | 0 | 0 | 0 | 0 | 0 | 0 | 0 | 0 | 0 | 0 | 0 | 0 | 0 | 0 | 0 | 0 | 0 | 0 | 0 | 0 | 0 | 0 | 0 | 0 | 0 | 0 | 0 | 0 | 0 | 0 | 0 | 0 | 0 | 0 | 0 | 0 | 0 | 0 | 0 | 0 | 0 | 0 | 0 | 0 | 0 | 0 | 0 | 0
Industrial | Continuous Energy Management | 0 | Continuous Energy Management | 3 | 0 | 100% | 0 | 0 | 0 | 0 | 0 | 0 | 0 | 0 |  | n/a | n/a | n/a | n/a | n/a | 0 | 0 | 0 | 0 | 0 | 0 | 0 | 0 |  | 0 | 0 | 0 | 0 | 0 | 0 | 0 | 0 | 0 | 0 | 0 | 0 | 0 | 0 | 0 | 0 | 0 | 0 | 0 | 0 | 0 | 0 | 0 | 0 | 0 | 0 | 0 | 0 | 0 | 0 | 0 | 0 | 0 | 0 | 0 | 0 | 0 | 0 | 0 | 0 | 0 | 0 | 0 | 0 | 0 | 0 | 0 | 0 | 0 | 0 | 0 | 0 | 0 | 0 | 0 | 0 | 0 | 0 | 0 | 0 | 0 | 0 | 0 | 0 | 0 | 0 | 0 | 0 | 0 | 0 | 0 | 0 | 0 | 0 | 0 | 0 | 0 | 0 | 0 | 0 | 0 | 0 | 0 | 0 | 0 | 0 | 0 | 0 | 0 | 0 | 0 | 0 | 0 | 0 | 0 | 0
Residential | Residential Efficient Products | Appliance | ENERGY STAR Air Purifier | 9 | 0 | 79% | 0 | 22286.9913 | 2.578 | 0 | 0 | 5530 | 0 | 2500 | 2461.25 | 1.2421 | 0.34918 | 2.0007 | 1.456 | 5.5355 | 0.033081 | 0.11956 | 5330.9473 | 918.2463 | 15097.8985 | 12602.4994 | 1342.6948 | 2970.041 | 1321.8831 | 0 | 0 | 0 | 0 | 0 | 0 | 0 | 0 | 22286.9913 | 22286.9913 | 22286.9913 | 22286.9913 | 22286.9913 | 22286.9913 | 22286.9913 | 22286.9913 | 22286.9913 | 0 | 0 | 0 | 0 | 0 | 0 | 0 | 0 | 0 | 0 | 0 | 0 | 0 | 0 | 0 | 0 | 0 | 0 | 0 | 0 | 0 | 0 | 0 | 2.578 | 2.578 | 2.578 | 2.578 | 2.578 | 2.578 | 2.578 | 2.578 | 2.578 | 0 | 0 | 0 | 0 | 0 | 0 | 0 | 0 | 0 | 0 | 0 | 0 | 0 | 0 | 0 | 0 | 0 | 0 | 0 | 0 | 0 | 0 | 0 | 0 | 0 | 0 | 0 | 0 | 0 | 0 | 0 | 0 | 0 | 0 | 0 | 0 | 0 | 0 | 0 | 0 | 0 | 0 | 0 | 0 | 0 | 0 | 0
#N/A | 0 | 0 | 0 | #N/A | #N/A | 0% | #N/A | #N/A | #N/A | #N/A | #N/A | #N/A | #N/A | 0 |  | #N/A | #N/A | n/a | #N/A | #N/A | 0 | 0 | #N/A | #N/A | #N/A | #N/A | 0 | #N/A |  | #N/A | #N/A | #N/A | #N/A | #N/A | #N/A | #N/A | #N/A | #N/A | #N/A | #N/A | #N/A | #N/A | #N/A | #N/A | #N/A | #N/A | #N/A | #N/A | #N/A | #N/A | #N/A | #N/A | #N/A | #N/A | #N/A | #N/A | #N/A | #N/A | #N/A | #N/A | #N/A | #N/A | #N/A | #N/A | #N/A | #N/A | #N/A | #N/A | #N/A | #N/A | #N/A | #N/A | #N/A | #N/A | #N/A | #N/A | #N/A | #N/A | #N/A | #N/A | #N/A | #N/A | #N/A | #N/A | #N/A | #N/A | #N/A | #N/A | #N/A | #N/A | #N/A | #N/A | #N/A | #N/A | #N/A | #N/A | #N/A | #N/A | #N/A | #N/A | #N/A | #N/A | #N/A | #N/A | #N/A | #N/A | #N/A | #N/A | #N/A | #N/A | #N/A | #N/A | #N/A | #N/A | #N/A | #N/A | #N/A | #N/A | #N/A | #N/A | #N/A | #N/A | #N/A | #N/A | #N/A
#N/A | 0 | 0 | 0 | #N/A | #N/A | 0% | #N/A | #N/A | #N/A | #N/A | #N/A | #N/A | #N/A | 0 |  | #N/A | #N/A | n/a | #N/A | #N/A | 0 | 0 | #N/A | #N/A | #N/A | #N/A | 0 | #N/A |  | #N/A | #N/A | #N/A | #N/A | #N/A | #N/A | #N/A | #N/A | #N/A | #N/A | #N/A | #N/A | #N/A | #N/A | #N/A | #N/A | #N/A | #N/A | #N/A | #N/A | #N/A | #N/A | #N/A | #N/A | #N/A | #N/A | #N/A | #N/A | #N/A | #N/A | #N/A | #N/A | #N/A | #N/A | #N/A | #N/A | #N/A | #N/A | #N/A | #N/A | #N/A | #N/A | #N/A | #N/A | #N/A | #N/A | #N/A | #N/A | #N/A | #N/A | #N/A | #N/A | #N/A | #N/A | #N/A | #N/A | #N/A | #N/A | #N/A | #N/A | #N/A | #N/A | #N/A | #N/A | #N/A | #N/A | #N/A | #N/A | #N/A | #N/A | #N/A | #N/A | #N/A | #N/A | #N/A | #N/A | #N/A | #N/A | #N/A | #N/A | #N/A | #N/A | #N/A | #N/A | #N/A | #N/A | #N/A | #N/A | #N/A | #N/A | #N/A | #N/A | #N/A | #N/A | #N/A | #N/A
#N/A | 0 | 0 | 0 | #N/A | #N/A | 0% | #N/A | #N/A | #N/A | #N/A | #N/A | #N/A | #N/A | 0 |  | #N/A | #N/A | n/a | #N/A | #N/A | 0 | 0 | #N/A | #N/A | #N/A | #N/A | 0 | #N/A |  | #N/A | #N/A | #N/A | #N/A | #N/A | #N/A | #N/A | #N/A | #N/A | #N/A | #N/A | #N/A | #N/A | #N/A | #N/A | #N/A | #N/A | #N/A | #N/A | #N/A | #N/A | #N/A | #N/A | #N/A | #N/A | #N/A | #N/A | #N/A | #N/A | #N/A | #N/A | #N/A | #N/A | #N/A | #N/A | #N/A | #N/A | #N/A | #N/A | #N/A | #N/A | #N/A | #N/A | #N/A | #N/A | #N/A | #N/A | #N/A | #N/A | #N/A | #N/A | #N/A | #N/A | #N/A | #N/A | #N/A | #N/A | #N/A | #N/A | #N/A | #N/A | #N/A | #N/A | #N/A | #N/A | #N/A | #N/A | #N/A | #N/A | #N/A | #N/A | #N/A | #N/A | #N/A | #N/A | #N/A | #N/A | #N/A | #N/A | #N/A | #N/A | #N/A | #N/A | #N/A | #N/A | #N/A | #N/A | #N/A | #N/A | #N/A | #N/A | #N/A | #N/A | #N/A | #N/A | #N/A
#N/A | 0 | 0 | 0 | #N/A | #N/A | 0% | #N/A | #N/A | #N/A | #N/A | #N/A | #N/A | #N/A | 0 |  | #N/A | #N/A | n/a | #N/A | #N/A | 0 | 0 | #N/A | #N/A | #N/A | #N/A | 0 | #N/A |  | #N/A | #N/A | #N/A | #N/A | #N/A | #N/A | #N/A | #N/A | #N/A | #N/A | #N/A | #N/A | #N/A | #N/A | #N/A | #N/A | #N/A | #N/A | #N/A | #N/A | #N/A | #N/A | #N/A | #N/A | #N/A | #N/A | #N/A | #N/A | #N/A | #N/A | #N/A | #N/A | #N/A | #N/A | #N/A | #N/A | #N/A | #N/A | #N/A | #N/A | #N/A | #N/A | #N/A | #N/A | #N/A | #N/A | #N/A | #N/A | #N/A | #N/A | #N/A | #N/A | #N/A | #N/A | #N/A | #N/A | #N/A | #N/A | #N/A | #N/A | #N/A | #N/A | #N/A | #N/A | #N/A | #N/A | #N/A | #N/A | #N/A | #N/A | #N/A | #N/A | #N/A | #N/A | #N/A | #N/A | #N/A | #N/A | #N/A | #N/A | #N/A | #N/A | #N/A | #N/A | #N/A | #N/A | #N/A | #N/A | #N/A | #N/A | #N/A | #N/A | #N/A | #N/A | #N/A | #N/A
#N/A | 0 | 0 | 0 | #N/A | #N/A | 0% | #N/A | #N/A | #N/A | #N/A | #N/A | #N/A | #N/A | 0 |  | #N/A | #N/A | n/a | #N/A | #N/A | 0 | 0 | #N/A | #N/A | #N/A | #N/A | 0 | #N/A |  | #N/A | #N/A | #N/A | #N/A | #N/A | #N/A | #N/A | #N/A | #N/A | #N/A | #N/A | #N/A | #N/A | #N/A | #N/A | #N/A | #N/A | #N/A | #N/A | #N/A | #N/A | #N/A | #N/A | #N/A | #N/A | #N/A | #N/A | #N/A | #N/A | #N/A | #N/A | #N/A | #N/A | #N/A | #N/A | #N/A | #N/A | #N/A | #N/A | #N/A | #N/A | #N/A | #N/A | #N/A | #N/A | #N/A | #N/A | #N/A | #N/A | #N/A | #N/A | #N/A | #N/A | #N/A | #N/A | #N/A | #N/A | #N/A | #N/A | #N/A | #N/A | #N/A | #N/A | #N/A | #N/A | #N/A | #N/A | #N/A | #N/A | #N/A | #N/A | #N/A | #N/A | #N/A | #N/A | #N/A | #N/A | #N/A | #N/A | #N/A | #N/A | #N/A | #N/A | #N/A | #N/A | #N/A | #N/A | #N/A | #N/A | #N/A | #N/A | #N/A | #N/A | #N/A | #N/A | #N/A
#N/A | 0 | 0 | 0 | #N/A | #N/A | 0% | #N/A | #N/A | #N/A | #N/A | #N/A | #N/A | #N/A | 0 |  | #N/A | #N/A | n/a | #N/A | #N/A | 0 | 0 | #N/A | #N/A | #N/A | #N/A | 0 | #N/A |  | #N/A | #N/A | #N/A | #N/A | #N/A | #N/A | #N/A | #N/A | #N/A | #N/A | #N/A | #N/A | #N/A | #N/A | #N/A | #N/A | #N/A | #N/A | #N/A | #N/A | #N/A | #N/A | #N/A | #N/A | #N/A | #N/A | #N/A | #N/A | #N/A | #N/A | #N/A | #N/A | #N/A | #N/A | #N/A | #N/A | #N/A | #N/A | #N/A | #N/A | #N/A | #N/A | #N/A | #N/A | #N/A | #N/A | #N/A | #N/A | #N/A | #N/A | #N/A | #N/A | #N/A | #N/A | #N/A | #N/A | #N/A | #N/A | #N/A | #N/A | #N/A | #N/A | #N/A | #N/A | #N/A | #N/A | #N/A | #N/A | #N/A | #N/A | #N/A | #N/A | #N/A | #N/A | #N/A | #N/A | #N/A | #N/A | #N/A | #N/A | #N/A | #N/A | #N/A | #N/A | #N/A | #N/A | #N/A | #N/A | #N/A | #N/A | #N/A | #N/A | #N/A | #N/A | #N/A | #N/A
#N/A | 0 | 0 | 0 | #N/A | #N/A | 0% | #N/A | #N/A | #N/A | #N/A | #N/A | #N/A | #N/A | 0 |  | #N/A | #N/A | n/a | #N/A | #N/A | 0 | 0 | #N/A | #N/A | #N/A | #N/A | 0 | #N/A |  | #N/A | #N/A | #N/A | #N/A | #N/A | #N/A | #N/A | #N/A | #N/A | #N/A | #N/A | #N/A | #N/A | #N/A | #N/A | #N/A | #N/A | #N/A | #N/A | #N/A | #N/A | #N/A | #N/A | #N/A | #N/A | #N/A | #N/A | #N/A | #N/A | #N/A | #N/A | #N/A | #N/A | #N/A | #N/A | #N/A | #N/A | #N/A | #N/A | #N/A | #N/A | #N/A | #N/A | #N/A | #N/A | #N/A | #N/A | #N/A | #N/A | #N/A | #N/A | #N/A | #N/A | #N/A | #N/A | #N/A | #N/A | #N/A | #N/A | #N/A | #N/A | #N/A | #N/A | #N/A | #N/A | #N/A | #N/A | #N/A | #N/A | #N/A | #N/A | #N/A | #N/A | #N/A | #N/A | #N/A | #N/A | #N/A | #N/A | #N/A | #N/A | #N/A | #N/A | #N/A | #N/A | #N/A | #N/A | #N/A | #N/A | #N/A | #N/A | #N/A | #N/A | #N/A | #N/A | #N/A
0 | 0 | 0 | 0 | 0 | 0 | 0% | 0 | 0 | 0 | 0 | 0 | 0 | 0 | 0 |  | n/a | n/a | n/a | n/a | n/a | 0 | 0 | 0 | 0 | #DIV/0! | 0 | 0 | 0 |  | 0 | 0 | 0 | 0 | 0 | 0 | 0 | 0 | 0 | 0 | 0 | 0 | 0 | 0 | 0 | 0 | 0 | 0 | 0 | 0 | 0 | 0 | 0 | 0 | 0 | 0 | 0 | 0 | 0 | 0 | 0 | 0 | 0 | 0 | 0 | 0 | 0 | 0 | 0 | 0 | 0 | 0 | 0 | 0 | 0 | 0 | 0 | 0 | 0 | 0 | 0 | 0 | 0 | 0 | 0 | 0 | 0 | 0 | 0 | 0 | 0 | 0 | 0 | 0 | 0 | 0 | 0 | 0 | 0 | 0 | 0 | 0 | 0 | 0 | 0 | 0 | 0 | 0 | 0 | 0 | 0 | 0 | 0 | 0 | 0 | 0 | 0 | 0 | 0 | 0 | 0 | 0 | 0 | 0 | 0 | 0
0 | 0 | 0 | 0 | 0 | 0 | 0% | 0 | 0 | 0 | 0 | 0 | 0 | 0 | 0 |  | n/a | n/a | n/a | n/a | n/a | 0 | 0 | 0 | 0 | #DIV/0! | 0 | 0 | 0 |  | 0 | 0 | 0 | 0 | 0 | 0 | 0 | 0 | 0 | 0 | 0 | 0 | 0 | 0 | 0 | 0 | 0 | 0 | 0 | 0 | 0 | 0 | 0 | 0 | 0 | 0 | 0 | 0 | 0 | 0 | 0 | 0 | 0 | 0 | 0 | 0 | 0 | 0 | 0 | 0 | 0 | 0 | 0 | 0 | 0 | 0 | 0 | 0 | 0 | 0 | 0 | 0 | 0 | 0 | 0 | 0 | 0 | 0 | 0 | 0 | 0 | 0 | 0 | 0 | 0 | 0 | 0 | 0 | 0 | 0 | 0 | 0 | 0 | 0 | 0 | 0 | 0 | 0 | 0 | 0 | 0 | 0 | 0 | 0 | 0 | 0 | 0 | 0 | 0 | 0 | 0 | 0 | 0 | 0 | 0 | 0
0 | 0 | 0 | 0 | 0 | 0 | 0% | 0 | 0 | 0 | 0 | 0 | 0 | 0 | 0 |  | n/a | n/a | n/a | n/a | n/a | 0 | 0 | 0 | 0 | #DIV/0! | 0 | 0 | 0 |  | 0 | 0 | 0 | 0 | 0 | 0 | 0 | 0 | 0 | 0 | 0 | 0 | 0 | 0 | 0 | 0 | 0 | 0 | 0 | 0 | 0 | 0 | 0 | 0 | 0 | 0 | 0 | 0 | 0 | 0 | 0 | 0 | 0 | 0 | 0 | 0 | 0 | 0 | 0 | 0 | 0 | 0 | 0 | 0 | 0 | 0 | 0 | 0 | 0 | 0 | 0 | 0 | 0 | 0 | 0 | 0 | 0 | 0 | 0 | 0 | 0 | 0 | 0 | 0 | 0 | 0 | 0 | 0 | 0 | 0 | 0 | 0 | 0 | 0 | 0 | 0 | 0 | 0 | 0 | 0 | 0 | 0 | 0 | 0 | 0 | 0 | 0 | 0 | 0 | 0 | 0 | 0 | 0 | 0 | 0 | 0
0 | 0 | 0 | 0 | 0 | 0 | 0% | 0 | 0 | 0 | 0 | 0 | 0 | 0 | 0 |  | n/a | n/a | n/a | n/a | n/a | 0 | 0 | 0 | 0 | #DIV/0! | 0 | 0 | 0 |  | 0 | 0 | 0 | 0 | 0 | 0 | 0 | 0 | 0 | 0 | 0 | 0 | 0 | 0 | 0 | 0 | 0 | 0 | 0 | 0 | 0 | 0 | 0 | 0 | 0 | 0 | 0 | 0 | 0 | 0 | 0 | 0 | 0 | 0 | 0 | 0 | 0 | 0 | 0 | 0 | 0 | 0 | 0 | 0 | 0 | 0 | 0 | 0 | 0 | 0 | 0 | 0 | 0 | 0 | 0 | 0 | 0 | 0 | 0 | 0 | 0 | 0 | 0 | 0 | 0 | 0 | 0 | 0 | 0 | 0 | 0 | 0 | 0 | 0 | 0 | 0 | 0 | 0 | 0 | 0 | 0 | 0 | 0 | 0 | 0 | 0 | 0 | 0 | 0 | 0 | 0 | 0 | 0 | 0 | 0 | 0
0 | 0 | 0 | 0 | 0 | 0 | 0% | 0 | 0 | 0 | 0 | 0 | 0 | 0 | 0 |  | n/a | n/a | n/a | n/a | n/a | 0 | 0 | 0 | 0 | #DIV/0! | 0 | 0 | 0 |  | 0 | 0 | 0 | 0 | 0 | 0 | 0 | 0 | 0 | 0 | 0 | 0 | 0 | 0 | 0 | 0 | 0 | 0 | 0 | 0 | 0 | 0 | 0 | 0 | 0 | 0 | 0 | 0 | 0 | 0 | 0 | 0 | 0 | 0 | 0 | 0 | 0 | 0 | 0 | 0 | 0 | 0 | 0 | 0 | 0 | 0 | 0 | 0 | 0 | 0 | 0 | 0 | 0 | 0 | 0 | 0 | 0 | 0 | 0 | 0 | 0 | 0 | 0 | 0 | 0 | 0 | 0 | 0 | 0 | 0 | 0 | 0 | 0 | 0 | 0 | 0 | 0 | 0 | 0 | 0 | 0 | 0 | 0 | 0 | 0 | 0 | 0 | 0 | 0 | 0 | 0 | 0 | 0 | 0 | 0 | 0
0 | 0 | 0 | 0 | 0 | 0 | 0% | 0 | 0 | 0 | 0 | 0 | 0 | 0 | 0 |  | n/a | n/a | n/a | n/a | n/a | 0 | 0 | 0 | 0 | #DIV/0! | 0 | 0 | 0 |  | 0 | 0 | 0 | 0 | 0 | 0 | 0 | 0 | 0 | 0 | 0 | 0 | 0 | 0 | 0 | 0 | 0 | 0 | 0 | 0 | 0 | 0 | 0 | 0 | 0 | 0 | 0 | 0 | 0 | 0 | 0 | 0 | 0 | 0 | 0 | 0 | 0 | 0 | 0 | 0 | 0 | 0 | 0 | 0 | 0 | 0 | 0 | 0 | 0 | 0 | 0 | 0 | 0 | 0 | 0 | 0 | 0 | 0 | 0 | 0 | 0 | 0 | 0 | 0 | 0 | 0 | 0 | 0 | 0 | 0 | 0 | 0 | 0 | 0 | 0 | 0 | 0 | 0 | 0 | 0 | 0 | 0 | 0 | 0 | 0 | 0 | 0 | 0 | 0 | 0 | 0 | 0 | 0 | 0 | 0 | 0
0 | 0 | 0 | 0 | 0 | 0 | 0% | 0 | 0 | 0 | 0 | 0 | 0 | 0 | 0 |  | n/a | n/a | n/a | n/a | n/a | 0 | 0 | 0 | 0 | #DIV/0! | 0 | 0 | 0 |  | 0 | 0 | 0 | 0 | 0 | 0 | 0 | 0 | 0 | 0 | 0 | 0 | 0 | 0 | 0 | 0 | 0 | 0 | 0 | 0 | 0 | 0 | 0 | 0 | 0 | 0 | 0 | 0 | 0 | 0 | 0 | 0 | 0 | 0 | 0 | 0 | 0 | 0 | 0 | 0 | 0 | 0 | 0 | 0 | 0 | 0 | 0 | 0 | 0 | 0 | 0 | 0 | 0 | 0 | 0 | 0 | 0 | 0 | 0 | 0 | 0 | 0 | 0 | 0 | 0 | 0 | 0 | 0 | 0 | 0 | 0 | 0 | 0 | 0 | 0 | 0 | 0 | 0 | 0 | 0 | 0 | 0 | 0 | 0 | 0 | 0 | 0 | 0 | 0 | 0 | 0 | 0 | 0 | 0 | 0 | 0
0 | 0 | 0 | 0 | 0 | 0 | 0% | 0 | 0 | 0 | 0 | 0 | 0 | 0 | 0 |  | n/a | n/a | n/a | n/a | n/a | 0 | 0 | 0 | 0 | #DIV/0! | 0 | 0 | 0 |  | 0 | 0 | 0 | 0 | 0 | 0 | 0 | 0 | 0 | 0 | 0 | 0 | 0 | 0 | 0 | 0 | 0 | 0 | 0 | 0 | 0 | 0 | 0 | 0 | 0 | 0 | 0 | 0 | 0 | 0 | 0 | 0 | 0 | 0 | 0 | 0 | 0 | 0 | 0 | 0 | 0 | 0 | 0 | 0 | 0 | 0 | 0 | 0 | 0 | 0 | 0 | 0 | 0 | 0 | 0 | 0 | 0 | 0 | 0 | 0 | 0 | 0 | 0 | 0 | 0 | 0 | 0 | 0 | 0 | 0 | 0 | 0 | 0 | 0 | 0 | 0 | 0 | 0 | 0 | 0 | 0 | 0 | 0 | 0 | 0 | 0 | 0 | 0 | 0 | 0 | 0 | 0 | 0 | 0 | 0 | 0
0 | 0 | 0 | 0 | 0 | 0 | 0% | 0 | 0 | 0 | 0 | 0 | 0 | 0 | 0 |  | n/a | n/a | n/a | n/a | n/a | 0 | 0 | 0 | 0 | #DIV/0! | 0 | 0 | 0 |  | 0 | 0 | 0 | 0 | 0 | 0 | 0 | 0 | 0 | 0 | 0 | 0 | 0 | 0 | 0 | 0 | 0 | 0 | 0 | 0 | 0 | 0 | 0 | 0 | 0 | 0 | 0 | 0 | 0 | 0 | 0 | 0 | 0 | 0 | 0 | 0 | 0 | 0 | 0 | 0 | 0 | 0 | 0 | 0 | 0 | 0 | 0 | 0 | 0 | 0 | 0 | 0 | 0 | 0 | 0 | 0 | 0 | 0 | 0 | 0 | 0 | 0 | 0 | 0 | 0 | 0 | 0 | 0 | 0 | 0 | 0 | 0 | 0 | 0 | 0 | 0 | 0 | 0 | 0 | 0 | 0 | 0 | 0 | 0 | 0 | 0 | 0 | 0 | 0 | 0 | 0 | 0 | 0 | 0 | 0 | 0
0 | 0 | 0 | 0 | 0 | 0 | 0% | 0 | 0 | 0 | 0 | 0 | 0 | 0 | 0 |  | n/a | n/a | n/a | n/a | n/a | 0 | 0 | 0 | 0 | #DIV/0! | 0 | 0 | 0 |  | 0 | 0 | 0 | 0 | 0 | 0 | 0 | 0 | 0 | 0 | 0 | 0 | 0 | 0 | 0 | 0 | 0 | 0 | 0 | 0 | 0 | 0 | 0 | 0 | 0 | 0 | 0 | 0 | 0 | 0 | 0 | 0 | 0 | 0 | 0 | 0 | 0 | 0 | 0 | 0 | 0 | 0 | 0 | 0 | 0 | 0 | 0 | 0 | 0 | 0 | 0 | 0 | 0 | 0 | 0 | 0 | 0 | 0 | 0 | 0 | 0 | 0 | 0 | 0 | 0 | 0 | 0 | 0 | 0 | 0 | 0 | 0 | 0 | 0 | 0 | 0 | 0 | 0 | 0 | 0 | 0 | 0 | 0 | 0 | 0 | 0 | 0 | 0 | 0 | 0 | 0 | 0 | 0 | 0 | 0 | 0
0 | 0 | 0 | 0 | 0 | 0 | 0% | 0 | 0 | 0 | 0 | 0 | 0 | 0 | 0 |  | n/a | n/a | n/a | n/a | n/a | 0 | 0 | 0 | 0 | #DIV/0! | 0 | 0 | 0 |  | 0 | 0 | 0 | 0 | 0 | 0 | 0 | 0 | 0 | 0 | 0 | 0 | 0 | 0 | 0 | 0 | 0 | 0 | 0 | 0 | 0 | 0 | 0 | 0 | 0 | 0 | 0 | 0 | 0 | 0 | 0 | 0 | 0 | 0 | 0 | 0 | 0 | 0 | 0 | 0 | 0 | 0 | 0 | 0 | 0 | 0 | 0 | 0 | 0 | 0 | 0 | 0 | 0 | 0 | 0 | 0 | 0 | 0 | 0 | 0 | 0 | 0 | 0 | 0 | 0 | 0 | 0 | 0 | 0 | 0 | 0 | 0 | 0 | 0 | 0 | 0 | 0 | 0 | 0 | 0 | 0 | 0 | 0 | 0 | 0 | 0 | 0 | 0 | 0 | 0 | 0 | 0 | 0 | 0 | 0 | 0
0 | 0 | 0 | 0 | 0 | 0 | 0% | 0 | 0 | 0 | 0 | 0 | 0 | 0 | 0 |  | n/a | n/a | n/a | n/a | n/a | 0 | 0 | 0 | 0 | #DIV/0! | 0 | 0 | 0 |  | 0 | 0 | 0 | 0 | 0 | 0 | 0 | 0 | 0 | 0 | 0 | 0 | 0 | 0 | 0 | 0 | 0 | 0 | 0 | 0 | 0 | 0 | 0 | 0 | 0 | 0 | 0 | 0 | 0 | 0 | 0 | 0 | 0 | 0 | 0 | 0 | 0 | 0 | 0 | 0 | 0 | 0 | 0 | 0 | 0 | 0 | 0 | 0 | 0 | 0 | 0 | 0 | 0 | 0 | 0 | 0 | 0 | 0 | 0 | 0 | 0 | 0 | 0 | 0 | 0 | 0 | 0 | 0 | 0 | 0 | 0 | 0 | 0 | 0 | 0 | 0 | 0 | 0 | 0 | 0 | 0 | 0 | 0 | 0 | 0 | 0 | 0 | 0 | 0 | 0 | 0 | 0 | 0 | 0 | 0 | 0
0 | 0 | 0 | 0 | 0 | 0 | 0% | 0 | 0 | 0 | 0 | 0 | 0 | 0 | 0 |  | n/a | n/a | n/a | n/a | n/a | 0 | 0 | 0 | 0 | #DIV/0! | 0 | 0 | 0 |  | 0 | 0 | 0 | 0 | 0 | 0 | 0 | 0 | 0 | 0 | 0 | 0 | 0 | 0 | 0 | 0 | 0 | 0 | 0 | 0 | 0 | 0 | 0 | 0 | 0 | 0 | 0 | 0 | 0 | 0 | 0 | 0 | 0 | 0 | 0 | 0 | 0 | 0 | 0 | 0 | 0 | 0 | 0 | 0 | 0 | 0 | 0 | 0 | 0 | 0 | 0 | 0 | 0 | 0 | 0 | 0 | 0 | 0 | 0 | 0 | 0 | 0 | 0 | 0 | 0 | 0 | 0 | 0 | 0 | 0 | 0 | 0 | 0 | 0 | 0 | 0 | 0 | 0 | 0 | 0 | 0 | 0 | 0 | 0 | 0 | 0 | 0 | 0 | 0 | 0 | 0 | 0 | 0 | 0 | 0 | 0
0 | 0 | 0 | 0 | 0 | 0 | 0% | 0 | 0 | 0 | 0 | 0 | 0 | 0 | 0 |  | n/a | n/a | n/a | n/a | n/a | 0 | 0 | 0 | 0 | #DIV/0! | 0 | 0 | 0 |  | 0 | 0 | 0 | 0 | 0 | 0 | 0 | 0 | 0 | 0 | 0 | 0 | 0 | 0 | 0 | 0 | 0 | 0 | 0 | 0 | 0 | 0 | 0 | 0 | 0 | 0 | 0 | 0 | 0 | 0 | 0 | 0 | 0 | 0 | 0 | 0 | 0 | 0 | 0 | 0 | 0 | 0 | 0 | 0 | 0 | 0 | 0 | 0 | 0 | 0 | 0 | 0 | 0 | 0 | 0 | 0 | 0 | 0 | 0 | 0 | 0 | 0 | 0 | 0 | 0 | 0 | 0 | 0 | 0 | 0 | 0 | 0 | 0 | 0 | 0 | 0 | 0 | 0 | 0 | 0 | 0 | 0 | 0 | 0 | 0 | 0 | 0 | 0 | 0 | 0 | 0 | 0 | 0 | 0 | 0 | 0
0 | 0 | 0 | 0 | 0 | 0 | 0% | 0 | 0 | 0 | 0 | 0 | 0 | 0 | 0 |  | n/a | n/a | n/a | n/a | n/a | 0 | 0 | 0 | 0 | #DIV/0! | 0 | 0 | 0 |  | 0 | 0 | 0 | 0 | 0 | 0 | 0 | 0 | 0 | 0 | 0 | 0 | 0 | 0 | 0 | 0 | 0 | 0 | 0 | 0 | 0 | 0 | 0 | 0 | 0 | 0 | 0 | 0 | 0 | 0 | 0 | 0 | 0 | 0 | 0 | 0 | 0 | 0 | 0 | 0 | 0 | 0 | 0 | 0 | 0 | 0 | 0 | 0 | 0 | 0 | 0 | 0 | 0 | 0 | 0 | 0 | 0 | 0 | 0 | 0 | 0 | 0 | 0 | 0 | 0 | 0 | 0 | 0 | 0 | 0 | 0 | 0 | 0 | 0 | 0 | 0 | 0 | 0 | 0 | 0 | 0 | 0 | 0 | 0 | 0 | 0 | 0 | 0 | 0 | 0 | 0 | 0 | 0 | 0 | 0 | 0
0 | 0 | 0 | 0 | 0 | 0 | 0% | 0 | 0 | 0 | 0 | 0 | 0 | 0 | 0 |  | n/a | n/a | n/a | n/a | n/a | 0 | 0 | 0 | 0 | #DIV/0! | 0 | 0 | 0 |  | 0 | 0 | 0 | 0 | 0 | 0 | 0 | 0 | 0 | 0 | 0 | 0 | 0 | 0 | 0 | 0 | 0 | 0 | 0 | 0 | 0 | 0 | 0 | 0 | 0 | 0 | 0 | 0 | 0 | 0 | 0 | 0 | 0 | 0 | 0 | 0 | 0 | 0 | 0 | 0 | 0 | 0 | 0 | 0 | 0 | 0 | 0 | 0 | 0 | 0 | 0 | 0 | 0 | 0 | 0 | 0 | 0 | 0 | 0 | 0 | 0 | 0 | 0 | 0 | 0 | 0 | 0 | 0 | 0 | 0 | 0 | 0 | 0 | 0 | 0 | 0 | 0 | 0 | 0 | 0 | 0 | 0 | 0 | 0 | 0 | 0 | 0 | 0 | 0 | 0 | 0 | 0 | 0 | 0 | 0 | 0
0 | 0 | 0 | 0 | 0 | 0 | 0% | 0 | 0 | 0 | 0 | 0 | 0 | 0 | 0 |  | n/a | n/a | n/a | n/a | n/a | 0 | 0 | 0 | 0 | #DIV/0! | 0 | 0 | 0 |  | 0 | 0 | 0 | 0 | 0 | 0 | 0 | 0 | 0 | 0 | 0 | 0 | 0 | 0 | 0 | 0 | 0 | 0 | 0 | 0 | 0 | 0 | 0 | 0 | 0 | 0 | 0 | 0 | 0 | 0 | 0 | 0 | 0 | 0 | 0 | 0 | 0 | 0 | 0 | 0 | 0 | 0 | 0 | 0 | 0 | 0 | 0 | 0 | 0 | 0 | 0 | 0 | 0 | 0 | 0 | 0 | 0 | 0 | 0 | 0 | 0 | 0 | 0 | 0 | 0 | 0 | 0 | 0 | 0 | 0 | 0 | 0 | 0 | 0 | 0 | 0 | 0 | 0 | 0 | 0 | 0 | 0 | 0 | 0 | 0 | 0 | 0 | 0 | 0 | 0 | 0 | 0 | 0 | 0 | 0 | 0
0 | 0 | 0 | 0 | 0 | 0 | 0% | 0 | 0 | 0 | 0 | 0 | 0 | 0 | 0 |  | n/a | n/a | n/a | n/a | n/a | 0 | 0 | 0 | 0 | #DIV/0! | 0 | 0 | 0 |  | 0 | 0 | 0 | 0 | 0 | 0 | 0 | 0 | 0 | 0 | 0 | 0 | 0 | 0 | 0 | 0 | 0 | 0 | 0 | 0 | 0 | 0 | 0 | 0 | 0 | 0 | 0 | 0 | 0 | 0 | 0 | 0 | 0 | 0 | 0 | 0 | 0 | 0 | 0 | 0 | 0 | 0 | 0 | 0 | 0 | 0 | 0 | 0 | 0 | 0 | 0 | 0 | 0 | 0 | 0 | 0 | 0 | 0 | 0 | 0 | 0 | 0 | 0 | 0 | 0 | 0 | 0 | 0 | 0 | 0 | 0 | 0 | 0 | 0 | 0 | 0 | 0 | 0 | 0 | 0 | 0 | 0 | 0 | 0 | 0 | 0 | 0 | 0 | 0 | 0 | 0 | 0 | 0 | 0 | 0 | 0
0 | 0 | 0 | 0 | 0 | 0 | 0% | 0 | 0 | 0 | 0 | 0 | 0 | 0 | 0 |  | n/a | n/a | n/a | n/a | n/a | 0 | 0 | 0 | 0 | #DIV/0! | 0 | 0 | 0 |  | 0 | 0 | 0 | 0 | 0 | 0 | 0 | 0 | 0 | 0 | 0 | 0 | 0 | 0 | 0 | 0 | 0 | 0 | 0 | 0 | 0 | 0 | 0 | 0 | 0 | 0 | 0 | 0 | 0 | 0 | 0 | 0 | 0 | 0 | 0 | 0 | 0 | 0 | 0 | 0 | 0 | 0 | 0 | 0 | 0 | 0 | 0 | 0 | 0 | 0 | 0 | 0 | 0 | 0 | 0 | 0 | 0 | 0 | 0 | 0 | 0 | 0 | 0 | 0 | 0 | 0 | 0 | 0 | 0 | 0 | 0 | 0 | 0 | 0 | 0 | 0 | 0 | 0 | 0 | 0 | 0 | 0 | 0 | 0 | 0 | 0 | 0 | 0 | 0 | 0 | 0 | 0 | 0 | 0 | 0 | 0
0 | 0 | 0 | 0 | 0 | 0 | 0% | 0 | 0 | 0 | 0 | 0 | 0 | 0 | 0 |  | n/a | n/a | n/a | n/a | n/a | 0 | 0 | 0 | 0 | #DIV/0! | 0 | 0 | 0 |  | 0 | 0 | 0 | 0 | 0 | 0 | 0 | 0 | 0 | 0 | 0 | 0 | 0 | 0 | 0 | 0 | 0 | 0 | 0 | 0 | 0 | 0 | 0 | 0 | 0 | 0 | 0 | 0 | 0 | 0 | 0 | 0 | 0 | 0 | 0 | 0 | 0 | 0 | 0 | 0 | 0 | 0 | 0 | 0 | 0 | 0 | 0 | 0 | 0 | 0 | 0 | 0 | 0 | 0 | 0 | 0 | 0 | 0 | 0 | 0 | 0 | 0 | 0 | 0 | 0 | 0 | 0 | 0 | 0 | 0 | 0 | 0 | 0 | 0 | 0 | 0 | 0 | 0 | 0 | 0 | 0 | 0 | 0 | 0 | 0 | 0 | 0 | 0 | 0 | 0 | 0 | 0 | 0 | 0 | 0 | 0
0 | 0 | 0 | 0 | 0 | 0 | 0% | 0 | 0 | 0 | 0 | 0 | 0 | 0 | 0 |  | n/a | n/a | n/a | n/a | n/a | 0 | 0 | 0 | 0 | #DIV/0! | 0 | 0 | 0 |  | 0 | 0 | 0 | 0 | 0 | 0 | 0 | 0 | 0 | 0 | 0 | 0 | 0 | 0 | 0 | 0 | 0 | 0 | 0 | 0 | 0 | 0 | 0 | 0 | 0 | 0 | 0 | 0 | 0 | 0 | 0 | 0 | 0 | 0 | 0 | 0 | 0 | 0 | 0 | 0 | 0 | 0 | 0 | 0 | 0 | 0 | 0 | 0 | 0 | 0 | 0 | 0 | 0 | 0 | 0 | 0 | 0 | 0 | 0 | 0 | 0 | 0 | 0 | 0 | 0 | 0 | 0 | 0 | 0 | 0 | 0 | 0 | 0 | 0 | 0 | 0 | 0 | 0 | 0 | 0 | 0 | 0 | 0 | 0 | 0 | 0 | 0 | 0 | 0 | 0 | 0 | 0 | 0 | 0 | 0 | 0
0 | 0 | 0 | 0 | 0 | 0 | 0% | 0 | 0 | 0 | 0 | 0 | 0 | 0 | 0 |  | n/a | n/a | n/a | n/a | n/a | 0 | 0 | 0 | 0 | #DIV/0! | 0 | 0 | 0 |  | 0 | 0 | 0 | 0 | 0 | 0 | 0 | 0 | 0 | 0 | 0 | 0 | 0 | 0 | 0 | 0 | 0 | 0 | 0 | 0 | 0 | 0 | 0 | 0 | 0 | 0 | 0 | 0 | 0 | 0 | 0 | 0 | 0 | 0 | 0 | 0 | 0 | 0 | 0 | 0 | 0 | 0 | 0 | 0 | 0 | 0 | 0 | 0 | 0 | 0 | 0 | 0 | 0 | 0 | 0 | 0 | 0 | 0 | 0 | 0 | 0 | 0 | 0 | 0 | 0 | 0 | 0 | 0 | 0 | 0 | 0 | 0 | 0 | 0 | 0 | 0 | 0 | 0 | 0 | 0 | 0 | 0 | 0 | 0 | 0 | 0 | 0 | 0 | 0 | 0 | 0 | 0 | 0 | 0 | 0 | 0
0 | 0 | 0 | 0 | 0 | 0 | 0% | 0 | 0 | 0 | 0 | 0 | 0 | 0 | 0 |  | n/a | n/a | n/a | n/a | n/a | 0 | 0 | 0 | 0 | #DIV/0! | 0 | 0 | 0 |  | 0 | 0 | 0 | 0 | 0 | 0 | 0 | 0 | 0 | 0 | 0 | 0 | 0 | 0 | 0 | 0 | 0 | 0 | 0 | 0 | 0 | 0 | 0 | 0 | 0 | 0 | 0 | 0 | 0 | 0 | 0 | 0 | 0 | 0 | 0 | 0 | 0 | 0 | 0 | 0 | 0 | 0 | 0 | 0 | 0 | 0 | 0 | 0 | 0 | 0 | 0 | 0 | 0 | 0 | 0 | 0 | 0 | 0 | 0 | 0 | 0 | 0 | 0 | 0 | 0 | 0 | 0 | 0 | 0 | 0 | 0 | 0 | 0 | 0 | 0 | 0 | 0 | 0 | 0 | 0 | 0 | 0 | 0 | 0 | 0 | 0 | 0 | 0 | 0 | 0 | 0 | 0 | 0 | 0 | 0 | 0
0 | 0 | 0 | 0 | 0 | 0 | 0% | 0 | 0 | 0 | 0 | 0 | 0 | 0 | 0 |  | n/a | n/a | n/a | n/a | n/a | 0 | 0 | 0 | 0 | #DIV/0! | 0 | 0 | 0 |  | 0 | 0 | 0 | 0 | 0 | 0 | 0 | 0 | 0 | 0 | 0 | 0 | 0 | 0 | 0 | 0 | 0 | 0 | 0 | 0 | 0 | 0 | 0 | 0 | 0 | 0 | 0 | 0 | 0 | 0 | 0 | 0 | 0 | 0 | 0 | 0 | 0 | 0 | 0 | 0 | 0 | 0 | 0 | 0 | 0 | 0 | 0 | 0 | 0 | 0 | 0 | 0 | 0 | 0 | 0 | 0 | 0 | 0 | 0 | 0 | 0 | 0 | 0 | 0 | 0 | 0 | 0 | 0 | 0 | 0 | 0 | 0 | 0 | 0 | 0 | 0 | 0 | 0 | 0 | 0 | 0 | 0 | 0 | 0 | 0 | 0 | 0 | 0 | 0 | 0 | 0 | 0 | 0 | 0 | 0 | 0

## 2025
Year | 2025
[7 empty] | Net Annual Savings with Line Losses |  |  |  |  | Costs per Unit |  | Total Costs |  | B/C Ratio -- Cost Tests |  |  |  |  | Levelized Cost $/kWh | First Year Cost $/kWh | Net Present Value | [6 empty] | Net kWh Savings | [31 empty] | Net kW Savings | [31 empty] | Net Therm Savings
Sector | Program | Tier | Measure | Measure Life | Remaining Life | NTG | Therms | kWh | kW | Remaining kWh | Remaining kW | Incremental Cost | Future Avoided Cost | Total Incentives | Admin | TRC | RIM | Utility | Societal | Participant |  |  | Avoided Energy & Demand Cost | Avoided Environmental Costs | Participant Bill Savings | Lost Utility Revenue | Participant Incentives | Incremental Cost | Program Delivery Costs | 2016 | 2017 | 2018 | 2019 | 2020 | 2021 | 2022 | 2023 | 2024 | 2025 | 2026 | 2027 | 2028 | 2029 | 2030 | 2031 | 2032 | 2033 | 2034 | 2035 | 2036 | 2037 | 2038 | 2039 | 2040 | 2041 | 2042 | 2043 | 2044 | 2045 | 2046 | 2047 | 2016 | 2017 | 2018 | 2019 | 2020 | 2021 | 2022 | 2023 | 2024 | 2025 | 2026 | 2027 | 2028 | 2029 | 2030 | 2031 | 2032 | 2033 | 2034 | 2035 | 2036 | 2037 | 2038 | 2039 | 2040 | 2041 | 2042 | 2043 | 2044 | 2045 | 2046 | 2047 | 2016 | 2017 | 2018 | 2019 | 2020 | 2021 | 2022 | 2023 | 2024 | 2025 | 2026 | 2027 | 2028 | 2029 | 2030 | 2031 | 2032 | 2033 | 2034 | 2035 | 2036 | 2037 | 2038 | 2039 | 2040 | 2041 | 2042 | 2043 | 2044 | 2045 | 2046 | 2047
0 | 0 | 0 | [5 empty] | 32401258.6728 |  | 0 | [5 empty] | 1.7602 | 0.42118 | 1.886 | 2.0318 | 14.5399 | 0.039173 | 0.10793 | 6595428.9029 | 1017706.351 | 17211325.3304 | 12162395.4572 | 1002848.7992 | 1252702.6235 | 2494264.0004 | 0 | 0 | 0 | 0 | 0 | 0 | 0 | 0 | 0 | 31877179.8566 | 31877179.8566 | 19450011.2537 | 19450011.2537 | 19450011.2537 | 18065239.9484 | 15317168.7495 | 15317168.7495 | 14837515.2004 | 14679868.9113 | 11010589.7585 | 10153283.6486 | 9986211.7356 | 9986211.7356 | 9908279.9012 | 4034665.052 | 4017561.1636 | 4017561.1636 | 3382370.4402 | 3382370.4402 | 968001.1633 | 968001.1633 | 968001.1633 | 0 | 0 | 0 | 0 | 0 | 0 | 0 | 0 | 0 | 5492.4149 | 5492.4149 | 2973.7904 | 2973.7904 | 2973.7904 | 2794.6097 | 2599.4067 | 2599.4067 | 2534.848 | 2473.6586 | 1937.9239 | 1742.5572 | 1727.357 | 1727.357 | 1717.1849 | 686.1721 | 684.1937 | 684.1937 | 558.675 | 558.675 | 224.9304 | 224.9304 | 224.9304 | 0 | 0 | 0 | 0 | 0 | 0 | 0 | 0 | 0 | 24354.9747 | 24354.9747 | 24354.9747 | 24354.9747 | 24354.9747 | 24354.9747 | 24354.9747 | 24354.9747 | 24354.9747 | 22833.0063 | 19699.3089 | 19699.3089 | 19699.3089 | 19699.3089 | 19281.5858 | 7152.8308 | 7152.8308 | 7152.8308 | 7152.8308 | 7152.8308 | 2716.3938 | 2716.3938 | 2716.3938
Residential | Residential Total | [6 empty] | 20497277.6448 |  | 0 |  |  |  | 808190 | 3028509.81 | 1.8449 | 0.35901 | 1.8447 | 2.1276 | 24.131 | 0.040337 | 0.093015 | 3517051.7023 | 538828.7732 | 9283786.6825 | 7889893.259 | 401610.8602 | 401368.1403 | 1504946.1513 | 0 | 0 | 0 | 0 | 0 | 0 | 0 | 0 | 0 | 21146491.0433 | 21146491.0433 | 8719322.4404 | 8719322.4404 | 8719322.4404 | 8549345.7699 | 5801274.571 | 5801274.571 | 5425149.8735 | 5267503.5844 | 4982736.6146 | 4982736.6146 | 4950467.9208 | 4950467.9208 | 4872536.0864 | 3900893.2239 | 3900893.2239 | 3900893.2239 | 3265702.5005 | 3265702.5005 | 968001.1633 | 968001.1633 | 968001.1633 | 0 | 0 | 0 | 0 | 0 | 0 | 0 | 0 | 0 | 3644.5782 | 3644.5782 | 1125.9538 | 1125.9538 | 1125.9538 | 1095.8134 | 900.6104 | 900.6104 | 854.0431 | 792.8537 | 763.1471 | 763.1471 | 755.6792 | 755.6792 | 745.5071 | 615.738 | 615.738 | 615.738 | 490.2193 | 490.2193 | 224.9304 | 224.9304 | 224.9304 | 0 | 0 | 0 | 0 | 0 | 0 | 0 | 0 | 0 | 8695.135 | 8695.135 | 8695.135 | 8695.135 | 8695.135 | 8695.135 | 8695.135 | 8695.135 | 8695.135 | 7173.1666 | 4039.4692 | 4039.4692 | 4039.4692 | 4039.4692 | 3621.7461 | 7152.8308 | 7152.8308 | 7152.8308 | 7152.8308 | 7152.8308 | 2716.3938 | 2716.3938 | 2716.3938
Residential | Residential Efficient Products | 0 | [5 empty] | 790949.823 |  | 0 |  |  |  | 248500 | 126113.75 | 2.5867 | 0.48672 | 1.9945 | 2.8695 | 10.0701 | 0.052286 | 0.23536 | 371294.7933 | 40588.0235 | 690878.8411 | 576689.5402 | 123486.1837 | 80869.7848 | 62669.2382 | 0 | 0 | 0 | 0 | 0 | 0 | 0 | 0 | 0 | 790949.823 | 790949.823 | 790949.823 | 790949.823 | 790949.823 | 790949.823 | 790949.823 | 790949.823 | 790949.823 | 768662.8317 | 768662.8317 | 768662.8317 | 736394.1379 | 736394.1379 | 658462.3035 | 0 | 0 | 0 | 0 | 0 | 0 | 0 | 0 | 0 | 0 | 0 | 0 | 0 | 0 | 0 | 0 | 0 | 90.8366 | 90.8366 | 90.8366 | 90.8366 | 90.8366 | 90.8366 | 90.8366 | 90.8366 | 90.8366 | 88.2586 | 88.2586 | 88.2586 | 80.7906 | 80.7906 | 70.6185 | 0 | 0 | 0 | 0 | 0 | 0 | 0 | 0 | 0 | 0 | 0 | 0 | 0 | 0 | 0 | 0 | 0 | -4150.3592 | -4150.3592 | -4150.3592 | -4150.3592 | -4150.3592 | -4150.3592 | -4150.3592 | -4150.3592 | -4150.3592 | -4150.3592 | -4150.3592 | -4150.3592 | -4150.3592 | -4150.3592 | -4568.0823 | 0 | 0 | 0 | 0 | 0 | 0 | 0 | 0
Residential | Residential Efficient Products | Lighting | [5 empty] | 658462.3035 |  | 0 |  |  |  | 198000 | 94918.5 | 3.3786 | 0.52849 | 2.2794 | 3.7283 | 13.2482 | 0.048322 | 0.22106 | 331784.8577 | 34340.1213 | 577719.1197 | 482232.9961 | 98391.4059 | 51034.3302 | 47167.4983 | 0 | 0 | 0 | 0 | 0 | 0 | 0 | 0 | 0 | 658462.3035 | 658462.3035 | 658462.3035 | 658462.3035 | 658462.3035 | 658462.3035 | 658462.3035 | 658462.3035 | 658462.3035 | 658462.3035 | 658462.3035 | 658462.3035 | 658462.3035 | 658462.3035 | 658462.3035 | 0 | 0 | 0 | 0 | 0 | 0 | 0 | 0 | 0 | 0 | 0 | 0 | 0 | 0 | 0 | 0 | 0 | 70.6185 | 70.6185 | 70.6185 | 70.6185 | 70.6185 | 70.6185 | 70.6185 | 70.6185 | 70.6185 | 70.6185 | 70.6185 | 70.6185 | 70.6185 | 70.6185 | 70.6185 | 0 | 0 | 0 | 0 | 0 | 0 | 0 | 0 | 0 | 0 | 0 | 0 | 0 | 0 | 0 | 0 | 0 | -4568.0823 | -4568.0823 | -4568.0823 | -4568.0823 | -4568.0823 | -4568.0823 | -4568.0823 | -4568.0823 | -4568.0823 | -4568.0823 | -4568.0823 | -4568.0823 | -4568.0823 | -4568.0823 | -4568.0823 | 0 | 0 | 0 | 0 | 0 | 0 | 0 | 0
Residential | Residential Efficient Products | Appliance | [5 empty] | 132487.5195 |  | 0 |  |  |  | 50500 | 31195.25 | 0.87147 | 0.29255 | 0.97323 | 1.0093 | 4.6339 | 0.074073 | 0.30642 | 39509.9355 | 6247.9022 | 113159.7214 | 94456.5441 | 25094.7778 | 29835.4546 | 15501.7399 | 0 | 0 | 0 | 0 | 0 | 0 | 0 | 0 | 0 | 132487.5195 | 132487.5195 | 132487.5195 | 132487.5195 | 132487.5195 | 132487.5195 | 132487.5195 | 132487.5195 | 132487.5195 | 110200.5282 | 110200.5282 | 110200.5282 | 77931.8344 | 77931.8344 | 0 | 0 | 0 | 0 | 0 | 0 | 0 | 0 | 0 | 0 | 0 | 0 | 0 | 0 | 0 | 0 | 0 | 0 | 20.218 | 20.218 | 20.218 | 20.218 | 20.218 | 20.218 | 20.218 | 20.218 | 20.218 | 17.64 | 17.64 | 17.64 | 10.1721 | 10.1721 | 0 | 0 | 0 | 0 | 0 | 0 | 0 | 0 | 0 | 0 | 0 | 0 | 0 | 0 | 0 | 0 | 0 | 0 | 417.7231 | 417.7231 | 417.7231 | 417.7231 | 417.7231 | 417.7231 | 417.7231 | 417.7231 | 417.7231 | 417.7231 | 417.7231 | 417.7231 | 417.7231 | 417.7231 | 0 | 0 | 0 | 0 | 0 | 0 | 0 | 0 | 0
Residential | Appliance Recycling | 0 | [5 empty] | 376124.6975 |  | 0 |  |  |  | 31750 | 73337.94 | 1.2312 | 0.32813 | 1.4842 | 1.4408 | 9.9798 | 0.045121 | 0.13884 | 77504.0718 | 13193.8194 | 248748.7241 | 183980.5839 | 15777.4098 | 26506.0484 | 36443.5506 | 0 | 0 | 0 | 0 | 0 | 0 | 0 | 0 | 0 | 376124.6975 | 376124.6975 | 376124.6975 | 376124.6975 | 376124.6975 | 376124.6975 | 376124.6975 | 376124.6975 | 0 | 0 | 0 | 0 | 0 | 0 | 0 | 0 | 0 | 0 | 0 | 0 | 0 | 0 | 0 | 0 | 0 | 0 | 0 | 0 | 0 | 0 | 0 | 0 | 46.5673 | 46.5673 | 46.5673 | 46.5673 | 46.5673 | 46.5673 | 46.5673 | 46.5673 | 0 | 0 | 0 | 0 | 0 | 0 | 0 | 0 | 0 | 0 | 0 | 0 | 0 | 0 | 0 | 0 | 0 | 0 | 0 | 0 | 0 | 0 | 0 | 0 | 0 | 0 | 0 | 0 | 0 | 0 | 0 | 0 | 0 | 0 | 0 | 0 | 0 | 0 | 0 | 0 | 0 | 0 | 0 | 0 | 0 | 0 | 0
Residential | New Manufactured Homes | 0 | [5 empty] | 465715.3616 |  | 0 |  |  |  | 159000 | 109537.5 | 1.8686 | 0.40947 | 1.8318 | 2.091 | 9.8827 | 0.052291 | 0.28653 | 244443.6825 | 29092.3022 | 675867.6514 | 463526.8404 | 79011.2805 | 76383.591 | 54432.0638 | 0 | 0 | 0 | 0 | 0 | 0 | 0 | 0 | 0 | 465715.3616 | 465715.3616 | 465715.3616 | 465715.3616 | 465715.3616 | 465715.3616 | 465715.3616 | 465715.3616 | 465715.3616 | 465715.3616 | 465715.3616 | 465715.3616 | 465715.3616 | 465715.3616 | 465715.3616 | 465715.3616 | 465715.3616 | 465715.3616 | 417781.9303 | 417781.9303 | 417781.9303 | 417781.9303 | 417781.9303 | 0 | 0 | 0 | 0 | 0 | 0 | 0 | 0 | 0 | 189.0319 | 189.0319 | 189.0319 | 189.0319 | 189.0319 | 189.0319 | 189.0319 | 189.0319 | 189.0319 | 189.0319 | 189.0319 | 189.0319 | 189.0319 | 189.0319 | 189.0319 | 189.0319 | 189.0319 | 189.0319 | 165.6152 | 165.6152 | 165.6152 | 165.6152 | 165.6152 | 0 | 0 | 0 | 0 | 0 | 0 | 0 | 0 | 0 | 0 | 0 | 0 | 0 | 0 | 0 | 0 | 0 | 0 | 0 | 0 | 0 | 0 | 0 | 0 | 0 | 0 | 0 | 0 | 0 | 0 | 0 | 0
Residential | New Manufactured Homes | Tier 1 | [5 empty] | 224853.6692 |  | 0 |  |  |  | 63000 | 62842.5 | 1.9067 | 0.48557 | 2.1981 | 2.0995 | 8.636 | 0.051299 | 0.27811 | 137457.1575 | 13896.8206 | 321582.5599 | 220549.3156 | 31306.3564 | 40862.4662 | 31228.0905 | 0 | 0 | 0 | 0 | 0 | 0 | 0 | 0 | 0 | 224853.6692 | 224853.6692 | 224853.6692 | 224853.6692 | 224853.6692 | 224853.6692 | 224853.6692 | 224853.6692 | 224853.6692 | 224853.6692 | 224853.6692 | 224853.6692 | 224853.6692 | 224853.6692 | 224853.6692 | 224853.6692 | 224853.6692 | 224853.6692 | 176920.2379 | 176920.2379 | 176920.2379 | 176920.2379 | 176920.2379 | 0 | 0 | 0 | 0 | 0 | 0 | 0 | 0 | 0 | 131.5465 | 131.5465 | 131.5465 | 131.5465 | 131.5465 | 131.5465 | 131.5465 | 131.5465 | 131.5465 | 131.5465 | 131.5465 | 131.5465 | 131.5465 | 131.5465 | 131.5465 | 131.5465 | 131.5465 | 131.5465 | 108.1298 | 108.1298 | 108.1298 | 108.1298 | 108.1298 | 0 | 0 | 0 | 0 | 0 | 0 | 0 | 0 | 0 | 0 | 0 | 0 | 0 | 0 | 0 | 0 | 0 | 0 | 0 | 0 | 0 | 0 | 0 | 0 | 0 | 0 | 0 | 0 | 0 | 0 | 0 | 0
Residential | New Manufactured Homes | Tier 2 | [5 empty] | 240861.6924 |  | 0 |  |  |  | 96000 | 46695 | 1.8218 | 0.34084 | 1.5088 | 2.0806 | 11.3169 | 0.053197 | 0.2944 | 106986.525 | 15195.4816 | 354285.0915 | 242977.5249 | 47704.9241 | 35521.1247 | 23203.9732 | 0 | 0 | 0 | 0 | 0 | 0 | 0 | 0 | 0 | 240861.6924 | 240861.6924 | 240861.6924 | 240861.6924 | 240861.6924 | 240861.6924 | 240861.6924 | 240861.6924 | 240861.6924 | 240861.6924 | 240861.6924 | 240861.6924 | 240861.6924 | 240861.6924 | 240861.6924 | 240861.6924 | 240861.6924 | 240861.6924 | 240861.6924 | 240861.6924 | 240861.6924 | 240861.6924 | 240861.6924 | 0 | 0 | 0 | 0 | 0 | 0 | 0 | 0 | 0 | 57.4854 | 57.4854 | 57.4854 | 57.4854 | 57.4854 | 57.4854 | 57.4854 | 57.4854 | 57.4854 | 57.4854 | 57.4854 | 57.4854 | 57.4854 | 57.4854 | 57.4854 | 57.4854 | 57.4854 | 57.4854 | 57.4854 | 57.4854 | 57.4854 | 57.4854 | 57.4854 | 0 | 0 | 0 | 0 | 0 | 0 | 0 | 0 | 0 | 0 | 0 | 0 | 0 | 0 | 0 | 0 | 0 | 0 | 0 | 0 | 0 | 0 | 0 | 0 | 0 | 0 | 0 | 0 | 0 | 0 | 0 | 0
Residential | Whole House Efficiency | 0 | [5 empty] | 5743469.4715 | [5 empty] | 368940 | 1727239.07 | 1.6128 | 0.32004 | 1.6659 | 1.8788 | 25.5572 | 0.041502 | 0.18136 | 1735273.8259 | 286124.6296 | 5378139.8308 | 4380410.6959 | 183335.9863 | 217608.7161 | 858310.5071 | 0 | 0 | 0 | 0 | 0 | 0 | 0 | 0 | 0 | 6383795.9572 | 6383795.9572 | 6382314.4407 | 6382314.4407 | 6382314.4407 | 6224330.3799 | 3718558.1402 | 3718558.1402 | 3718558.1402 | 3588854.7044 | 3315266.2657 | 3315266.2657 | 3315266.2657 | 3315266.2657 | 3315266.2657 | 3057052.7202 | 3057052.7202 | 3057052.7202 | 2478682.3409 | 2478682.3409 | 230578.9714 | 230578.9714 | 230578.9714 | 0 | 0 | 0 | 0 | 0 | 0 | 0 | 0 | 0 | 709.2208 | 709.2208 | 708.761 | 708.761 | 708.761 | 680.0078 | 502.5498 | 502.5498 | 502.5498 | 446.3697 | 417.776 | 417.776 | 417.776 | 417.776 | 417.776 | 368.2054 | 368.2054 | 368.2054 | 270.4448 | 270.4448 | 12.6904 | 12.6904 | 12.6904 | 0 | 0 | 0 | 0 | 0 | 0 | 0 | 0 | 0 | 12706.1794 | 12706.1794 | 12706.1794 | 12706.1794 | 12706.1794 | 12706.1794 | 12706.1794 | 12706.1794 | 12706.1794 | 11214.5185 | 8140.7222 | 8140.7222 | 8140.7222 | 8140.7222 | 8140.7222 | 7152.8308 | 7152.8308 | 7152.8308 | 7152.8308 | 7152.8308 | 2716.3938 | 2716.3938 | 2716.3938
Residential | Whole House Efficiency | Single Family | [5 empty] | 2170583.3614 |  | 0 |  |  |  | 0 | 1088269.88 | 1.3702 | 0.30501 | 1.3702 | 1.5937 | n/a | 0.051008 | 0.24914 | 740970.2128 | 120862.4944 | 1885403.8532 | 1888506.4105 | 0 | 0 | 540789.9166 | 0 | 0 | 0 | 0 | 0 | 0 | 0 | 0 | 0 | 2170583.3614 | 2170583.3614 | 2169498.5465 | 2169498.5465 | 2169498.5465 | 2124055.9188 | 2124055.9188 | 2124055.9188 | 2124055.9188 | 2020370.092 | 1808968.7253 | 1808968.7253 | 1808968.7253 | 1808968.7253 | 1808968.7253 | 1682291.5219 | 1682291.5219 | 1682291.5219 | 1682291.5219 | 1682291.5219 | 0 | 0 | 0 | 0 | 0 | 0 | 0 | 0 | 0 | 0 | 0 | 0 | 293.369 | 293.369 | 293.0229 | 293.0229 | 293.0229 | 285.9193 | 285.9193 | 285.9193 | 285.9193 | 241.3474 | 220.301 | 220.301 | 220.301 | 220.301 | 220.301 | 192.6721 | 192.6721 | 192.6721 | 192.6721 | 192.6721 | 0 | 0 | 0 | 0 | 0 | 0 | 0 | 0 | 0 | 0 | 0 | 0 | 4443.402 | 4443.402 | 4443.402 | 4443.402 | 4443.402 | 4443.402 | 4443.402 | 4443.402 | 4443.402 | 3044.2521 | 191.5747 | 191.5747 | 191.5747 | 191.5747 | 191.5747 | 0 | 0 | 0 | 0 | 0 | 0 | 0 | 0
Residential | Whole House Efficiency | Multi-Family | [5 empty] | 506452.1768 |  | 0 |  |  |  | 0 | 243576.38 | 1.3837 | 0.3058 | 1.3837 | 1.6121 | n/a | 0.049904 | 0.23899 | 167478.1142 | 27650.2 | 425931.7844 | 426632.6834 | 0 | 0 | 121039.5074 | 0 | 0 | 0 | 0 | 0 | 0 | 0 | 0 | 0 | 506452.1768 | 506452.1768 | 506055.4751 | 506055.4751 | 506055.4751 | 492091.8 | 492091.8 | 492091.8 | 492091.8 | 466074.191 | 403887.119 | 403887.119 | 403887.119 | 403887.119 | 403887.119 | 355571.6399 | 355571.6399 | 355571.6399 | 355571.6399 | 355571.6399 | 0 | 0 | 0 | 0 | 0 | 0 | 0 | 0 | 0 | 0 | 0 | 0 | 68.6963 | 68.6963 | 68.5825 | 68.5825 | 68.5825 | 66.7313 | 66.7313 | 66.7313 | 66.7313 | 55.1231 | 47.5758 | 47.5758 | 47.5758 | 47.5758 | 47.5758 | 40.2564 | 40.2564 | 40.2564 | 40.2564 | 40.2564 | 0 | 0 | 0 | 0 | 0 | 0 | 0 | 0 | 0 | 0 | 0 | 0 | 324.6823 | 324.6823 | 324.6823 | 324.6823 | 324.6823 | 324.6823 | 324.6823 | 324.6823 | 324.6823 | 232.1713 | 11.0524 | 11.0524 | 11.0524 | 11.0524 | 11.0524 | 0 | 0 | 0 | 0 | 0 | 0 | 0 | 0
Residential | Whole House Efficiency | Building Shell | [5 empty] | 524040.042 |  | 0 |  |  |  | 65790 | 91482.68 | 2.2414 | 0.33666 | 2.7531 | 2.569 | 11.7291 | 0.028329 | 0.14914 | 215160.775 | 31450.279 | 560033.7493 | 560955.322 | 32692.7808 | 50534.7839 | 45460.149 | 0 | 0 | 0 | 0 | 0 | 0 | 0 | 0 | 0 | 524040.042 | 524040.042 | 524040.042 | 524040.042 | 524040.042 | 524040.042 | 524040.042 | 524040.042 | 524040.042 | 524040.042 | 524040.042 | 524040.042 | 524040.042 | 524040.042 | 524040.042 | 440819.1791 | 440819.1791 | 440819.1791 | 440819.1791 | 440819.1791 | 230578.9714 | 230578.9714 | 230578.9714 | 0 | 0 | 0 | 0 | 0 | 0 | 0 | 0 | 0 | 52.1387 | 52.1387 | 52.1387 | 52.1387 | 52.1387 | 52.1387 | 52.1387 | 52.1387 | 52.1387 | 52.1387 | 52.1387 | 52.1387 | 52.1387 | 52.1387 | 52.1387 | 37.5164 | 37.5164 | 37.5164 | 37.5164 | 37.5164 | 12.6904 | 12.6904 | 12.6904 | 0 | 0 | 0 | 0 | 0 | 0 | 0 | 0 | 0 | 7938.0951 | 7938.0951 | 7938.0951 | 7938.0951 | 7938.0951 | 7938.0951 | 7938.0951 | 7938.0951 | 7938.0951 | 7938.0951 | 7938.0951 | 7938.0951 | 7938.0951 | 7938.0951 | 7938.0951 | 7152.8308 | 7152.8308 | 7152.8308 | 7152.8308 | 7152.8308 | 2716.3938 | 2716.3938 | 2716.3938
Residential | Whole House Efficiency | HVAC | [7 empty] | 2542393.8912 |  |  |  | 303150 | 303910.13 | 1.9229 | 0.33869 | 2.0276 | 2.2566 | 15.9056 | 0.032394 | 0.11865 | 611664.7239 | 106161.6563 | 2506770.4438 | 1504316.28 | 150643.2055 | 167073.9321 | 151020.9341 | 0 | 0 | 0 | 0 | 0 | 0 | 0 | 0 | 0 | 3182720.377 | 3182720.377 | 3182720.377 | 3182720.377 | 3182720.377 | 3084142.619 | 578370.3793 | 578370.3793 | 578370.3793 | 578370.3793 | 578370.3793 | 578370.3793 | 578370.3793 | 578370.3793 | 578370.3793 | 578370.3793 | 578370.3793 | 578370.3793 | 0 | 0 | 0 | 0 | 0 | 0 | 0 | 0 | 0 | 0 | 0 | 0 | 0 | 0 | 295.0169 | 295.0169 | 295.0169 | 295.0169 | 295.0169 | 275.2186 | 97.7605 | 97.7605 | 97.7605 | 97.7605 | 97.7605 | 97.7605 | 97.7605 | 97.7605 | 97.7605 | 97.7605 | 97.7605 | 97.7605 | 0 | 0 | 0 | 0 | 0 | 0 | 0 | 0 | 0 | 0 | 0 | 0 | 0 | 0 | 0 | 0 | 0 | 0 | 0 | 0 | 0 | 0 | 0 | 0 | 0 | 0 | 0 | 0 | 0 | 0 | 0 | 0 | 0 | 0 | 0 | 0 | 0
Residential | Residential Home Performance | 0 | [5 empty] | 12425687.0864 |  | 0 |  |  |  | 0 | 626325 | 2.8176 | 0.42375 | 2.8176 | 3.253 | n/a | 0.026181 | 0.025048 | 876930.5851 | 135519.6412 | 1697966.1526 | 1758199.6746 | 0 | 0 | 311237.3601 | 0 | 0 | 0 | 0 | 0 | 0 | 0 | 0 | 0 | 12425687.0864 | 12425687.0864 | 0 | 0 | 0 | 0 | 0 | 0 | 0 | 0 | 0 | 0 | 0 | 0 | 0 | 0 | 0 | 0 | 0 | 0 | 0 | 0 | 0 | 0 | 0 | 0 | 0 | 0 | 0 | 0 | 0 | 0 | 2518.1646 | 2518.1646 | 0 | 0 | 0 | 0 | 0 | 0 | 0 | 0 | 0 | 0 | 0 | 0 | 0 | 0 | 0 | 0 | 0 | 0 | 0 | 0 | 0 | 0 | 0 | 0 | 0 | 0 | 0 | 0 | 0 | 0 | 0 | 0 | 0 | 0 | 0 | 0 | 0 | 0 | 0 | 0 | 0 | 0 | 0 | 0 | 0 | 0 | 0 | 0 | 0 | 0 | 0 | 0 | 0
Residential | Targeted Energy Efficiency | 0 | [5 empty] | 695331.2048 | [5 empty] | 0 | 365956.55 | 1.1636 | 0.29848 | 1.1636 | 1.3523 | n/a | 0.060423 | 0.26153 | 211604.7436 | 34310.3574 | 592185.4827 | 527085.9241 | 0 | 0 | 181853.4316 | 0 | 0 | 0 | 0 | 0 | 0 | 0 | 0 | 0 | 704218.1175 | 704218.1175 | 704218.1175 | 704218.1175 | 704218.1175 | 692225.5079 | 449926.5487 | 449926.5487 | 449926.5487 | 444270.6866 | 433092.1556 | 433092.1556 | 433092.1556 | 433092.1556 | 433092.1556 | 378125.1421 | 378125.1421 | 378125.1421 | 369238.2294 | 369238.2294 | 319640.2616 | 319640.2616 | 319640.2616 | 0 | 0 | 0 | 0 | 0 | 0 | 0 | 0 | 0 | 90.7571 | 90.7571 | 90.7571 | 90.7571 | 90.7571 | 89.3699 | 71.6249 | 71.6249 | 71.6249 | 69.1936 | 68.0807 | 68.0807 | 68.0807 | 68.0807 | 68.0807 | 58.5008 | 58.5008 | 58.5008 | 54.1593 | 54.1593 | 46.6249 | 46.6249 | 46.6249 | 0 | 0 | 0 | 0 | 0 | 0 | 0 | 0 | 0 | 139.3147 | 139.3147 | 139.3147 | 139.3147 | 139.3147 | 139.3147 | 139.3147 | 139.3147 | 139.3147 | 109.0073 | 49.1061 | 49.1061 | 49.1061 | 49.1061 | 49.1061 | 0 | 0 | 0 | 0 | 0 | 0 | 0 | 0
Residential | Targeted Energy Efficiency | Tier 1 | [5 empty] | 453032.2457 |  | 0 |  |  |  | 0 | 300004.22 | 1.1372 | 0.29477 | 1.1372 | 1.318 | n/a | 0.063034 | 0.32907 | 169527.2056 | 26961.707 | 478666.0968 | 426045.841 | 0 | 0 | 149079.9847 | 0 | 0 | 0 | 0 | 0 | 0 | 0 | 0 | 0 | 453032.2457 | 453032.2457 | 453032.2457 | 453032.2457 | 453032.2457 | 441039.636 | 441039.636 | 441039.636 | 441039.636 | 435383.7739 | 424205.2429 | 424205.2429 | 424205.2429 | 424205.2429 | 424205.2429 | 369238.2294 | 369238.2294 | 369238.2294 | 369238.2294 | 369238.2294 | 319640.2616 | 319640.2616 | 319640.2616 | 0 | 0 | 0 | 0 | 0 | 0 | 0 | 0 | 0 | 68.6706 | 68.6706 | 68.6706 | 68.6706 | 68.6706 | 67.2834 | 67.2834 | 67.2834 | 67.2834 | 64.8521 | 63.7392 | 63.7392 | 63.7392 | 63.7392 | 63.7392 | 54.1593 | 54.1593 | 54.1593 | 54.1593 | 54.1593 | 46.6249 | 46.6249 | 46.6249 | 0 | 0 | 0 | 0 | 0 | 0 | 0 | 0 | 0 | 139.3147 | 139.3147 | 139.3147 | 139.3147 | 139.3147 | 139.3147 | 139.3147 | 139.3147 | 139.3147 | 109.0073 | 49.1061 | 49.1061 | 49.1061 | 49.1061 | 49.1061 | 0 | 0 | 0 | 0 | 0 | 0 | 0 | 0
Residential | Targeted Energy Efficiency | Heat Pump | [7 empty] | 242298.9592 |  |  |  | 0 | 65952.33 | 1.2839 | 0.31445 | 1.2839 | 1.5081 | n/a | 0.050842 | 0.13526 | 42077.538 | 7348.6504 | 113519.3858 | 101040.0831 | 0 | 0 | 32773.4468 | 0 | 0 | 0 | 0 | 0 | 0 | 0 | 0 | 0 | 251185.8719 | 251185.8719 | 251185.8719 | 251185.8719 | 251185.8719 | 251185.8719 | 8886.9127 | 8886.9127 | 8886.9127 | 8886.9127 | 8886.9127 | 8886.9127 | 8886.9127 | 8886.9127 | 8886.9127 | 8886.9127 | 8886.9127 | 8886.9127 | 0 | 0 | 0 | 0 | 0 | 0 | 0 | 0 | 0 | 0 | 0 | 0 | 0 | 0 | 22.0865 | 22.0865 | 22.0865 | 22.0865 | 22.0865 | 22.0865 | 4.3415 | 4.3415 | 4.3415 | 4.3415 | 4.3415 | 4.3415 | 4.3415 | 4.3415 | 4.3415 | 4.3415 | 4.3415 | 4.3415 | 0 | 0 | 0 | 0 | 0 | 0 | 0 | 0 | 0 | 0 | 0 | 0 | 0 | 0 | 0 | 0 | 0 | 0 | 0 | 0 | 0 | 0 | 0 | 0 | 0 | 0 | 0 | 0 | 0 | 0 | 0 | 0 | 0 | 0 | 0 | 0 | 0
Residential | Community Outreach | 0 | [5 empty] | 0 |  | 0 |  |  |  | 0 | 0 | n/a | n/a | n/a | n/a | n/a | 0 | 0 | 0 | 0 | 0 | 0 | 0 | 0 | 0 | 0 | 0 | 0 | 0 | 0 | 0 | 0 | 0 | 0 | 0 | 0 | 0 | 0 | 0 | 0 | 0 | 0 | 0 | 0 | 0 | 0 | 0 | 0 | 0 | 0 | 0 | 0 | 0 | 0 | 0 | 0 | 0 | 0 | 0 | 0 | 0 | 0 | 0 | 0 | 0 | 0 | 0 | 0 | 0 | 0 | 0 | 0 | 0 | 0 | 0 | 0 | 0 | 0 | 0 | 0 | 0 | 0 | 0 | 0 | 0 | 0 | 0 | 0 | 0 | 0 | 0 | 0 | 0 | 0 | 0 | 0 | 0 | 0 | 0 | 0 | 0 | 0 | 0 | 0 | 0 | 0 | 0 | 0 | 0 | 0 | 0 | 0 | 0 | 0 | 0 | 0 | 0 | 0 | 0 | 0 | 0
Residential | Student Energy Education | 0 | [5 empty] | 0 |  | 0 |  |  |  | 0 | 0 | n/a | n/a | n/a | n/a | n/a | 0 | 0 | 0 | 0 | 0 | 0 | 0 | 0 | 0 | 0 | 0 | 0 | 0 | 0 | 0 | 0 | 0 | 0 | 0 | 0 | 0 | 0 | 0 | 0 | 0 | 0 | 0 | 0 | 0 | 0 | 0 | 0 | 0 | 0 | 0 | 0 | 0 | 0 | 0 | 0 | 0 | 0 | 0 | 0 | 0 | 0 | 0 | 0 | 0 | 0 | 0 | 0 | 0 | 0 | 0 | 0 | 0 | 0 | 0 | 0 | 0 | 0 | 0 | 0 | 0 | 0 | 0 | 0 | 0 | 0 | 0 | 0 | 0 | 0 | 0 | 0 | 0 | 0 | 0 | 0 | 0 | 0 | 0 | 0 | 0 | 0 | 0 | 0 | 0 | 0 | 0 | 0 | 0 | 0 | 0 | 0 | 0 | 0 | 0 | 0 | 0 | 0 | 0 | 0 | 0
Commercial | Commercial Total | [6 empty] | 10730688.8133 |  | 0 |  |  |  | 1209913.72 | 1840874.43 | 1.743 | 0.53181 | 2.0306 | 2.0142 | 10.0181 | 0.03609 | 0.14128 | 3078377.2006 | 478877.5778 | 7927538.6478 | 4272502.1982 | 601237.939 | 851334.4832 | 914778.9052 | 0 | 0 | 0 | 0 | 0 | 0 | 0 | 0 | 0 | 10730688.8133 | 10730688.8133 | 10730688.8133 | 10730688.8133 | 10730688.8133 | 9515894.1785 | 9515894.1785 | 9515894.1785 | 9412365.3269 | 9412365.3269 | 6027853.1438 | 5170547.034 | 5035743.8148 | 5035743.8148 | 5035743.8148 | 133771.8281 | 116667.9397 | 116667.9397 | 116667.9397 | 116667.9397 | 0 | 0 | 0 | 0 | 0 | 0 | 0 | 0 | 0 | 0 | 0 | 0 | 1847.8366 | 1847.8366 | 1847.8366 | 1847.8366 | 1847.8366 | 1698.7963 | 1698.7963 | 1698.7963 | 1680.8049 | 1680.8049 | 1174.7768 | 979.41 | 971.6778 | 971.6778 | 971.6778 | 70.4341 | 68.4557 | 68.4557 | 68.4557 | 68.4557 | 0 | 0 | 0 | 0 | 0 | 0 | 0 | 0 | 0 | 0 | 0 | 0 | 15659.8397 | 15659.8397 | 15659.8397 | 15659.8397 | 15659.8397 | 15659.8397 | 15659.8397 | 15659.8397 | 15659.8397 | 15659.8397 | 15659.8397 | 15659.8397 | 15659.8397 | 15659.8397 | 15659.8397 | 0 | 0 | 0 | 0 | 0 | 0 | 0 | 0
Commercial | Commercial Incentive Program | 0 | [5 empty] | 4692371.5858 |  | 0 |  |  |  | 558459.52 | 515209.87 | 1.9526 | 0.5815 | 2.8883 | 2.2449 | 8.19 | 0.026373 | 0.1137 | 1541008.588 | 230629.6409 | 4089187.0564 | 2116538.0877 | 277513.2187 | 533173.8667 | 256021.3305 | 0 | 0 | 0 | 0 | 0 | 0 | 0 | 0 | 0 | 4692371.5858 | 4692371.5858 | 4692371.5858 | 4692371.5858 | 4692371.5858 | 4650869.1656 | 4650869.1656 | 4650869.1656 | 4547340.314 | 4547340.314 | 4202647.0927 | 3345340.9828 | 3210537.7637 | 3210537.7637 | 3210537.7637 | 133771.8281 | 116667.9397 | 116667.9397 | 116667.9397 | 116667.9397 | 0 | 0 | 0 | 0 | 0 | 0 | 0 | 0 | 0 | 0 | 0 | 0 | 884.1319 | 884.1319 | 884.1319 | 884.1319 | 884.1319 | 884.1319 | 884.1319 | 884.1319 | 866.1404 | 866.1404 | 858.9265 | 663.5597 | 655.8275 | 655.8275 | 655.8275 | 70.4341 | 68.4557 | 68.4557 | 68.4557 | 68.4557 | 0 | 0 | 0 | 0 | 0 | 0 | 0 | 0 | 0 | 0 | 0 | 0 | 15659.8397 | 15659.8397 | 15659.8397 | 15659.8397 | 15659.8397 | 15659.8397 | 15659.8397 | 15659.8397 | 15659.8397 | 15659.8397 | 15659.8397 | 15659.8397 | 15659.8397 | 15659.8397 | 15659.8397 | 0 | 0 | 0 | 0 | 0 | 0 | 0 | 0
Commercial | Commercial Incentive Program | Prescriptive | [5 empty] | 3128284.037 |  | 0 |  |  |  | 440036 | 465573.12 | 1.6754 | 0.56262 | 2.2904 | 1.9176 | 7.5171 | 0.034417 | 0.14386 | 1030707.3931 | 149059.3583 | 2666864.609 | 1381951.1543 | 218665.458 | 383861.9339 | 231355.5243 | 0 | 0 | 0 | 0 | 0 | 0 | 0 | 0 | 0 | 3128284.037 | 3128284.037 | 3128284.037 | 3128284.037 | 3128284.037 | 3086781.6169 | 3086781.6169 | 3086781.6169 | 2983252.7653 | 2983252.7653 | 2638559.544 | 1781253.4341 | 1646450.2149 | 1646450.2149 | 1646450.2149 | 133771.8281 | 116667.9397 | 116667.9397 | 116667.9397 | 116667.9397 | 0 | 0 | 0 | 0 | 0 | 0 | 0 | 0 | 0 | 0 | 0 | 0 | 621.518 | 621.518 | 621.518 | 621.518 | 621.518 | 621.518 | 621.518 | 621.518 | 603.5266 | 603.5266 | 596.3126 | 400.9459 | 393.2137 | 393.2137 | 393.2137 | 70.4341 | 68.4557 | 68.4557 | 68.4557 | 68.4557 | 0 | 0 | 0 | 0 | 0 | 0 | 0 | 0 | 0 | 0 | 0 | 0 | 15659.8397 | 15659.8397 | 15659.8397 | 15659.8397 | 15659.8397 | 15659.8397 | 15659.8397 | 15659.8397 | 15659.8397 | 15659.8397 | 15659.8397 | 15659.8397 | 15659.8397 | 15659.8397 | 15659.8397 | 0 | 0 | 0 | 0 | 0 | 0 | 0 | 0
Commercial | Commercial Incentive Program | Custom | [5 empty] | 1564087.5487 |  | 0 |  |  |  | 118423.52 | 49636.75 | 2.9331 | 0.62376 | 6.1104 | 3.402 | 9.92 | 0.011672 | 0.053394 | 510301.1948 | 81570.2827 | 1422322.4474 | 734586.9334 | 58847.7607 | 149311.9329 | 24665.8061 | 0 | 0 | 0 | 0 | 0 | 0 | 0 | 0 | 0 | 1564087.5487 | 1564087.5487 | 1564087.5487 | 1564087.5487 | 1564087.5487 | 1564087.5487 | 1564087.5487 | 1564087.5487 | 1564087.5487 | 1564087.5487 | 1564087.5487 | 1564087.5487 | 1564087.5487 | 1564087.5487 | 1564087.5487 | 0 | 0 | 0 | 0 | 0 | 0 | 0 | 0 | 0 | 0 | 0 | 0 | 0 | 0 | 0 | 0 | 0 | 262.6138 | 262.6138 | 262.6138 | 262.6138 | 262.6138 | 262.6138 | 262.6138 | 262.6138 | 262.6138 | 262.6138 | 262.6138 | 262.6138 | 262.6138 | 262.6138 | 262.6138 | 0 | 0 | 0 | 0 | 0 | 0 | 0 | 0 | 0 | 0 | 0 | 0 | 0 | 0 | 0 | 0 | 0 | 0 | 0 | 0 | 0 | 0 | 0 | 0 | 0 | 0 | 0 | 0 | 0 | 0 | 0 | 0 | 0 | 0 | 0 | 0 | 0 | 0 | 0 | 0
Commercial | Express Install | 0 | [5 empty] | 1596044.2513 |  | 0 |  |  |  | 315350 | 525820.63 | 1.1497 | 0.44128 | 1.2326 | 1.3354 | 8.6064 | 0.057249 | 0.2619 | 515231.5276 | 83236.8884 | 1451382.672 | 749595.6688 | 156705.7063 | 186847.2938 | 261294.0961 | 0 | 0 | 0 | 0 | 0 | 0 | 0 | 0 | 0 | 1596044.2513 | 1596044.2513 | 1596044.2513 | 1596044.2513 | 1596044.2513 | 1596044.2513 | 1596044.2513 | 1596044.2513 | 1596044.2513 | 1596044.2513 | 1596044.2513 | 1596044.2513 | 1596044.2513 | 1596044.2513 | 1596044.2513 | 0 | 0 | 0 | 0 | 0 | 0 | 0 | 0 | 0 | 0 | 0 | 0 | 0 | 0 | 0 | 0 | 0 | 254.7834 | 254.7834 | 254.7834 | 254.7834 | 254.7834 | 254.7834 | 254.7834 | 254.7834 | 254.7834 | 254.7834 | 254.7834 | 254.7834 | 254.7834 | 254.7834 | 254.7834 | 0 | 0 | 0 | 0 | 0 | 0 | 0 | 0 | 0 | 0 | 0 | 0 | 0 | 0 | 0 | 0 | 0 | 0 | 0 | 0 | 0 | 0 | 0 | 0 | 0 | 0 | 0 | 0 | 0 | 0 | 0 | 0 | 0 | 0 | 0 | 0 | 0 | 0 | 0 | 0
Commercial | New Construction | 0 | [5 empty] | 229161.7998 |  | 0 |  |  |  | 17350.78 | 45249.72 | 1.5477 | 0.60673 | 2.7059 | 1.7674 | 6.8023 | 0.029673 | 0.13575 | 84174.9872 | 11951.2445 | 208391.1302 | 107627.7756 | 8622.0588 | 31902.983 | 22485.7756 | 0 | 0 | 0 | 0 | 0 | 0 | 0 | 0 | 0 | 229161.7998 | 229161.7998 | 229161.7998 | 229161.7998 | 229161.7998 | 229161.7998 | 229161.7998 | 229161.7998 | 229161.7998 | 229161.7998 | 229161.7998 | 229161.7998 | 229161.7998 | 229161.7998 | 229161.7998 | 0 | 0 | 0 | 0 | 0 | 0 | 0 | 0 | 0 | 0 | 0 | 0 | 0 | 0 | 0 | 0 | 0 | 61.067 | 61.067 | 61.067 | 61.067 | 61.067 | 61.067 | 61.067 | 61.067 | 61.067 | 61.067 | 61.067 | 61.067 | 61.067 | 61.067 | 61.067 | 0 | 0 | 0 | 0 | 0 | 0 | 0 | 0 | 0 | 0 | 0 | 0 | 0 | 0 | 0 | 0 | 0 | 0 | 0 | 0 | 0 | 0 | 0 | 0 | 0 | 0 | 0 | 0 | 0 | 0 | 0 | 0 | 0 | 0 | 0 | 0 | 0 | 0 | 0 | 0
Commercial | School Energy Manager | 0 | [5 empty] | 589797.4942 |  | 0 |  |  |  | 0 | 225750 | 1.1934 | 0.58671 | 1.6692 | 1.3473 | 7.4943 | 0.052968 | 0.1902 | 187254.3424 | 24143.8936 | 335171.8696 | 206977.504 | 0 | 44723.3663 | 112181.1105 | 0 | 0 | 0 | 0 | 0 | 0 | 0 | 0 | 0 | 589797.4942 | 589797.4942 | 589797.4942 | 589797.4942 | 589797.4942 | 589797.4942 | 589797.4942 | 589797.4942 | 589797.4942 | 589797.4942 | 0 | 0 | 0 | 0 | 0 | 0 | 0 | 0 | 0 | 0 | 0 | 0 | 0 | 0 | 0 | 0 | 0 | 0 | 0 | 0 | 0 | 0 | 215.4144 | 215.4144 | 215.4144 | 215.4144 | 215.4144 | 215.4144 | 215.4144 | 215.4144 | 215.4144 | 215.4144 | 0 | 0 | 0 | 0 | 0 | 0 | 0 | 0 | 0 | 0 | 0 | 0 | 0 | 0 | 0 | 0 | 0 | 0 | 0 | 0 | 0 | 0 | 0 | 0 | 0 | 0 | 0 | 0 | 0 | 0 | 0 | 0 | 0 | 0 | 0 | 0 | 0 | 0 | 0 | 0 | 0 | 0 | 0 | 0 | 0
Commercial | Bid For Efficiency | 0 | [5 empty] | 2450021.4676 |  | 0 |  |  |  | 185501.23 | 313005.15 | 3.0023 | 0.52492 | 2.3468 | 3.5202 | 38.9662 | 0.028157 | 0.10111 | 581354.8356 | 100293.8436 | 1392305.4676 | 859785.4909 | 92180.4385 | 38096.7586 | 155540.4887 | 0 | 0 | 0 | 0 | 0 | 0 | 0 | 0 | 0 | 2450021.4676 | 2450021.4676 | 2450021.4676 | 2450021.4676 | 2450021.4676 | 2450021.4676 | 2450021.4676 | 2450021.4676 | 2450021.4676 | 2450021.4676 | 0 | 0 | 0 | 0 | 0 | 0 | 0 | 0 | 0 | 0 | 0 | 0 | 0 | 0 | 0 | 0 | 0 | 0 | 0 | 0 | 0 | 0 | 283.3998 | 283.3998 | 283.3998 | 283.3998 | 283.3998 | 283.3998 | 283.3998 | 283.3998 | 283.3998 | 283.3998 | 0 | 0 | 0 | 0 | 0 | 0 | 0 | 0 | 0 | 0 | 0 | 0 | 0 | 0 | 0 | 0 | 0 | 0 | 0 | 0 | 0 | 0 | 0 | 0 | 0 | 0 | 0 | 0 | 0 | 0 | 0 | 0 | 0 | 0 | 0 | 0 | 0 | 0 | 0 | 0 | 0 | 0 | 0 | 0 | 0
Commercial | Retrocommissioning | 0 | [5 empty] | 1173292.2146 |  | 0 |  |  |  | 133252.19 | 215839.06 | 1.3674 | 0.41769 | 0.97625 | 1.5986 | 31.1821 | 0.069093 | 0.14785 | 169352.9199 | 28622.0667 | 451100.4519 | 231977.6711 | 66216.5167 | 16590.2148 | 107256.1038 | 0 | 0 | 0 | 0 | 0 | 0 | 0 | 0 | 0 | 1173292.2146 | 1173292.2146 | 1173292.2146 | 1173292.2146 | 1173292.2146 | 0 | 0 | 0 | 0 | 0 | 0 | 0 | 0 | 0 | 0 | 0 | 0 | 0 | 0 | 0 | 0 | 0 | 0 | 0 | 0 | 0 | 0 | 0 | 0 | 0 | 0 | 0 | 149.0403 | 149.0403 | 149.0403 | 149.0403 | 149.0403 | 0 | 0 | 0 | 0 | 0 | 0 | 0 | 0 | 0 | 0 | 0 | 0 | 0 | 0 | 0 | 0 | 0 | 0 | 0 | 0 | 0 | 0 | 0 | 0 | 0 | 0 | 0 | 0 | 0 | 0 | 0 | 0 | 0 | 0 | 0 | 0 | 0 | 0 | 0 | 0 | 0 | 0 | 0 | 0 | 0 | 0 | 0 | 0 | 0 | 0
Commercial | Continuous Energy Management | 0 | [5 empty] | 0 |  | 0 |  |  |  | 0 | 0 | n/a | n/a | n/a | n/a | n/a | 0 | 0 | 0 | 0 | 0 | 0 | 0 | 0 | 0 | 0 | 0 | 0 | 0 | 0 | 0 | 0 | 0 | 0 | 0 | 0 | 0 | 0 | 0 | 0 | 0 | 0 | 0 | 0 | 0 | 0 | 0 | 0 | 0 | 0 | 0 | 0 | 0 | 0 | 0 | 0 | 0 | 0 | 0 | 0 | 0 | 0 | 0 | 0 | 0 | 0 | 0 | 0 | 0 | 0 | 0 | 0 | 0 | 0 | 0 | 0 | 0 | 0 | 0 | 0 | 0 | 0 | 0 | 0 | 0 | 0 | 0 | 0 | 0 | 0 | 0 | 0 | 0 | 0 | 0 | 0 | 0 | 0 | 0 | 0 | 0 | 0 | 0 | 0 | 0 | 0 | 0 | 0 | 0 | 0 | 0 | 0 | 0 | 0 | 0 | 0 | 0 | 0 | 0 | 0 | 0
Industrial | Industrial Total | [6 empty] | 1173292.2146 |  | 0 |  |  |  | 0 | 0 | n/a | n/a | n/a | n/a | n/a | 0 | 0 | 0 | 0 | 0 | 0 | 0 | 0 | 0 | 0 | 0 | 0 | 0 | 0 | 0 | 0 | 0 | 0 | 0 | 0 | 0 | 0 | 0 | 0 | 0 | 0 | 0 | 0 | 0 | 0 | 0 | 0 | 0 | 0 | 0 | 0 | 0 | 0 | 0 | 0 | 0 | 0 | 0 | 0 | 0 | 0 | 0 | 0 | 0 | 0 | 0 | 0 | 0 | 0 | 0 | 0 | 0 | 0 | 0 | 0 | 0 | 0 | 0 | 0 | 0 | 0 | 0 | 0 | 0 | 0 | 0 | 0 | 0 | 0 | 0 | 0 | 0 | 0 | 0 | 0 | 0 | 0 | 0 | 0 | 0 | 0 | 0 | 0 | 0 | 0 | 0 | 0 | 0 | 0 | 0 | 0 | 0 | 0 | 0 | 0 | 0 | 0 | 0 | 0 | 0
Industrial | Retrocommissioning | 0 | [5 empty] | 1173292.2146 |  | 0 |  |  |  | 0 | 0 | n/a | n/a | n/a | n/a | n/a | 0 | 0 | 0 | 0 | 0 | 0 | 0 | 0 | 0 | 0 | 0 | 0 | 0 | 0 | 0 | 0 | 0 | 0 | 0 | 0 | 0 | 0 | 0 | 0 | 0 | 0 | 0 | 0 | 0 | 0 | 0 | 0 | 0 | 0 | 0 | 0 | 0 | 0 | 0 | 0 | 0 | 0 | 0 | 0 | 0 | 0 | 0 | 0 | 0 | 0 | 0 | 0 | 0 | 0 | 0 | 0 | 0 | 0 | 0 | 0 | 0 | 0 | 0 | 0 | 0 | 0 | 0 | 0 | 0 | 0 | 0 | 0 | 0 | 0 | 0 | 0 | 0 | 0 | 0 | 0 | 0 | 0 | 0 | 0 | 0 | 0 | 0 | 0 | 0 | 0 | 0 | 0 | 0 | 0 | 0 | 0 | 0 | 0 | 0 | 0 | 0 | 0 | 0 | 0 | 0
Industrial | Continuous Energy Management | 0 | [5 empty] | 0 |  | 0 |  |  |  | 0 | 0 | n/a | n/a | n/a | n/a | n/a | 0 | 0 | 0 | 0 | 0 | 0 | 0 | 0 | 0 | 0 | 0 | 0 | 0 | 0 | 0 | 0 | 0 | 0 | 0 | 0 | 0 | 0 | 0 | 0 | 0 | 0 | 0 | 0 | 0 | 0 | 0 | 0 | 0 | 0 | 0 | 0 | 0 | 0 | 0 | 0 | 0 | 0 | 0 | 0 | 0 | 0 | 0 | 0 | 0 | 0 | 0 | 0 | 0 | 0 | 0 | 0 | 0 | 0 | 0 | 0 | 0 | 0 | 0 | 0 | 0 | 0 | 0 | 0 | 0 | 0 | 0 | 0 | 0 | 0 | 0 | 0 | 0 | 0 | 0 | 0 | 0 | 0 | 0 | 0 | 0 | 0 | 0 | 0 | 0 | 0 | 0 | 0 | 0 | 0 | 0 | 0 | 0 | 0 | 0 | 0 | 0 | 0 | 0 | 0 | 0
n/a | General Marketing & Education | [6 empty] | 0 |  | 0 |  |  |  | 0 | 150000 | 0 | 0 | 0 | 0 | n/a | 0 | 0 | 0 | 0 | 0 | 0 | 0 | 0 | 74538.9439 | 0 | 0 | 0 | 0 | 0 | 0 | 0 | 0 | 0 | 0 | 0 | 0 | 0 | 0 | 0 | 0 | 0 | 0 | 0 | 0 | 0 | 0 | 0 | 0 | 0 | 0 | 0 | 0 | 0 | 0 | 0 | 0 | 0 | 0 | 0 | 0 | 0 | 0 | 0 | 0 | 0 | 0 | 0 | 0 | 0 | 0 | 0 | 0 | 0 | 0 | 0 | 0 | 0 | 0 | 0 | 0 | 0 | 0 | 0 | 0 | 0 | 0 | 0 | 0 | 0 | 0 | 0 | 0 | 0 | 0 | 0 | 0 | 0 | 0 | 0 | 0 | 0 | 0 | 0 | 0 | 0 | 0 | 0 | 0 | 0 | 0 | 0 | 0 | 0 | 0 | 0 | 0 | 0 | 0 | 0 | 0
Residential | Residential Efficient Products | Lighting | Standard CFL | 5 | 0 | 79% | 0 | 0 | 0 | 0 | 0 | 0 | 0 | 0 | 0 | n/a | n/a | n/a | n/a | n/a | 0 | 0 | 0 | 0 | 0 | 0 | 0 | 0 | 0 | 0 | 0 | 0 | 0 | 0 | 0 | 0 | 0 | 0 | 0 | 0 | 0 | 0 | 0 | 0 | 0 | 0 | 0 | 0 | 0 | 0 | 0 | 0 | 0 | 0 | 0 | 0 | 0 | 0 | 0 | 0 | 0 | 0 | 0 | 0 | 0 | 0 | 0 | 0 | 0 | 0 | 0 | 0 | 0 | 0 | 0 | 0 | 0 | 0 | 0 | 0 | 0 | 0 | 0 | 0 | 0 | 0 | 0 | 0 | 0 | 0 | 0 | 0 | 0 | 0 | 0 | 0 | 0 | 0 | 0 | 0 | 0 | 0 | 0 | 0 | 0 | 0 | 0 | 0 | 0 | 0 | 0 | 0 | 0 | 0 | 0 | 0 | 0 | 0 | 0 | 0 | 0 | 0 | 0 | 0 | 0
Residential | Residential Efficient Products | Lighting | LED | 15 | 0 | 79% | -2683.4118 | 386798.0918 | 39.8618 | 0 | 0 | 16432 | 0 | 156000 | 80691 | 4.8697 | 0.58626 | 1.9982 | 5.2877 | 51.0548 | 0.06647 | 0.30408 | 235026.9083 | 20172.2913 | 339367.42 | 283276.3572 | 77520.5016 | 8165.4928 | 40097.4795 | 0 | 0 | 0 | 0 | 0 | 0 | 0 | 0 | 0 | 386798.0918 | 386798.0918 | 386798.0918 | 386798.0918 | 386798.0918 | 386798.0918 | 386798.0918 | 386798.0918 | 386798.0918 | 386798.0918 | 386798.0918 | 386798.0918 | 386798.0918 | 386798.0918 | 386798.0918 | 0 | 0 | 0 | 0 | 0 | 0 | 0 | 0 | 0 | 0 | 0 | 0 | 0 | 0 | 0 | 0 | 0 | 39.8618 | 39.8618 | 39.8618 | 39.8618 | 39.8618 | 39.8618 | 39.8618 | 39.8618 | 39.8618 | 39.8618 | 39.8618 | 39.8618 | 39.8618 | 39.8618 | 39.8618 | 0 | 0 | 0 | 0 | 0 | 0 | 0 | 0 | 0 | 0 | 0 | 0 | 0 | 0 | 0 | 0 | 0 | -2683.4118 | -2683.4118 | -2683.4118 | -2683.4118 | -2683.4118 | -2683.4118 | -2683.4118 | -2683.4118 | -2683.4118 | -2683.4118 | -2683.4118 | -2683.4118 | -2683.4118 | -2683.4118 | -2683.4118 | 0 | 0 | 0 | 0 | 0 | 0 | 0 | 0
Residential | Residential Efficient Products | Lighting | Specialty LED | 15 | 0 | 79% | -1884.6705 | 271664.2116 | 30.7568 | 0 | 0 | 86268 | 0 | 42000 | 14227.5 | 1.9375 | 0.42644 | 3.4629 | 2.2212 | 6.0469 | 0.022482 | 0.10285 | 96757.9495 | 14167.83 | 238351.6997 | 198956.6388 | 20870.9043 | 42868.8374 | 7070.0188 | 0 | 0 | 0 | 0 | 0 | 0 | 0 | 0 | 0 | 271664.2116 | 271664.2116 | 271664.2116 | 271664.2116 | 271664.2116 | 271664.2116 | 271664.2116 | 271664.2116 | 271664.2116 | 271664.2116 | 271664.2116 | 271664.2116 | 271664.2116 | 271664.2116 | 271664.2116 | 0 | 0 | 0 | 0 | 0 | 0 | 0 | 0 | 0 | 0 | 0 | 0 | 0 | 0 | 0 | 0 | 0 | 30.7568 | 30.7568 | 30.7568 | 30.7568 | 30.7568 | 30.7568 | 30.7568 | 30.7568 | 30.7568 | 30.7568 | 30.7568 | 30.7568 | 30.7568 | 30.7568 | 30.7568 | 0 | 0 | 0 | 0 | 0 | 0 | 0 | 0 | 0 | 0 | 0 | 0 | 0 | 0 | 0 | 0 | 0 | -1884.6705 | -1884.6705 | -1884.6705 | -1884.6705 | -1884.6705 | -1884.6705 | -1884.6705 | -1884.6705 | -1884.6705 | -1884.6705 | -1884.6705 | -1884.6705 | -1884.6705 | -1884.6705 | -1884.6705 | 0 | 0 | 0 | 0 | 0 | 0 | 0 | 0
Residential | Residential Efficient Products | Appliance | ENERGY STAR Clothes Washer | 14 | 0 | 79% | 417.7231 | 77931.8344 | 10.1721 | 0 | 0 | 43134 | 0 | 42000 | 22827 | 0.7512 | 0.26442 | 0.76434 | 0.87065 | 4.3778 | 0.093791 | 0.41336 | 24622.5245 | 3915.5436 | 72964.0044 | 60904.4244 | 20870.9043 | 21434.4187 | 11343.3365 | 0 | 0 | 0 | 0 | 0 | 0 | 0 | 0 | 0 | 77931.8344 | 77931.8344 | 77931.8344 | 77931.8344 | 77931.8344 | 77931.8344 | 77931.8344 | 77931.8344 | 77931.8344 | 77931.8344 | 77931.8344 | 77931.8344 | 77931.8344 | 77931.8344 | 0 | 0 | 0 | 0 | 0 | 0 | 0 | 0 | 0 | 0 | 0 | 0 | 0 | 0 | 0 | 0 | 0 | 0 | 10.1721 | 10.1721 | 10.1721 | 10.1721 | 10.1721 | 10.1721 | 10.1721 | 10.1721 | 10.1721 | 10.1721 | 10.1721 | 10.1721 | 10.1721 | 10.1721 | 0 | 0 | 0 | 0 | 0 | 0 | 0 | 0 | 0 | 0 | 0 | 0 | 0 | 0 | 0 | 0 | 0 | 0 | 417.7231 | 417.7231 | 417.7231 | 417.7231 | 417.7231 | 417.7231 | 417.7231 | 417.7231 | 417.7231 | 417.7231 | 417.7231 | 417.7231 | 417.7231 | 417.7231 | 0 | 0 | 0 | 0 | 0 | 0 | 0 | 0 | 0
Residential | Residential Efficient Products | Appliance | ENERGY STAR Dehumidifier | 12 | 0 | 79% | 0 | 32268.6938 | 7.468 | 0 | 0 | 11376 | 0 | 6000 | 5907 | 1.1588 | 0.36201 | 1.6819 | 1.3314 | 5.0993 | 0.045491 | 0.18336 | 9951.9043 | 1482.7598 | 25845.2008 | 21573.4743 | 2981.5578 | 5653.0335 | 2935.3436 | 0 | 0 | 0 | 0 | 0 | 0 | 0 | 0 | 0 | 32268.6938 | 32268.6938 | 32268.6938 | 32268.6938 | 32268.6938 | 32268.6938 | 32268.6938 | 32268.6938 | 32268.6938 | 32268.6938 | 32268.6938 | 32268.6938 | 0 | 0 | 0 | 0 | 0 | 0 | 0 | 0 | 0 | 0 | 0 | 0 | 0 | 0 | 0 | 0 | 0 | 0 | 0 | 0 | 7.468 | 7.468 | 7.468 | 7.468 | 7.468 | 7.468 | 7.468 | 7.468 | 7.468 | 7.468 | 7.468 | 7.468 | 0 | 0 | 0 | 0 | 0 | 0 | 0 | 0 | 0 | 0 | 0 | 0 | 0 | 0 | 0 | 0 | 0 | 0 | 0 | 0 | 0 | 0 | 0 | 0 | 0 | 0 | 0 | 0 | 0 | 0 | 0 | 0 | 0 | 0 | 0 | 0 | 0 | 0 | 0 | 0 | 0 | 0 | 0
Residential | Appliance Recycling | 0 | Refrigerator Recycle | 8 | 0 | 70% | 0 | 300429.4828 | 37.5663 | 0 | 0 | 41580 | 0 | 24750 |  | 3.001 | 0.38937 | 5.0418 | 3.5111 | 10.2113 | 0.013304 | 0.040938 | 62008.2001 | 10538.559 | 198687.9644 | 146954.433 | 12298.9257 | 20662.1952 |  | 0 | 0 | 0 | 0 | 0 | 0 | 0 | 0 | 0 | 300429.4828 | 300429.4828 | 300429.4828 | 300429.4828 | 300429.4828 | 300429.4828 | 300429.4828 | 300429.4828 | 0 | 0 | 0 | 0 | 0 | 0 | 0 | 0 | 0 | 0 | 0 | 0 | 0 | 0 | 0 | 0 | 0 | 0 | 0 | 0 | 0 | 0 | 0 | 0 | 37.5663 | 37.5663 | 37.5663 | 37.5663 | 37.5663 | 37.5663 | 37.5663 | 37.5663 | 0 | 0 | 0 | 0 | 0 | 0 | 0 | 0 | 0 | 0 | 0 | 0 | 0 | 0 | 0 | 0 | 0 | 0 | 0 | 0 | 0 | 0 | 0 | 0 | 0 | 0 | 0 | 0 | 0 | 0 | 0 | 0 | 0 | 0 | 0 | 0 | 0 | 0 | 0 | 0 | 0 | 0 | 0 | 0 | 0 | 0 | 0
Residential | Appliance Recycling | 0 | Freezer Recycle | 8 | 0 | 70% | 0 | 75695.2148 | 9.001 | 0 | 0 | 11760 | 0 | 7000 |  | 2.6517 | 0.38257 | 4.4548 | 3.106 | 9.1616 | 0.014934 | 0.045954 | 15495.8717 | 2655.2603 | 50060.7597 | 37026.1509 | 3478.484 | 5843.8532 |  | 0 | 0 | 0 | 0 | 0 | 0 | 0 | 0 | 0 | 75695.2148 | 75695.2148 | 75695.2148 | 75695.2148 | 75695.2148 | 75695.2148 | 75695.2148 | 75695.2148 | 0 | 0 | 0 | 0 | 0 | 0 | 0 | 0 | 0 | 0 | 0 | 0 | 0 | 0 | 0 | 0 | 0 | 0 | 0 | 0 | 0 | 0 | 0 | 0 | 9.001 | 9.001 | 9.001 | 9.001 | 9.001 | 9.001 | 9.001 | 9.001 | 0 | 0 | 0 | 0 | 0 | 0 | 0 | 0 | 0 | 0 | 0 | 0 | 0 | 0 | 0 | 0 | 0 | 0 | 0 | 0 | 0 | 0 | 0 | 0 | 0 | 0 | 0 | 0 | 0 | 0 | 0 | 0 | 0 | 0 | 0 | 0 | 0 | 0 | 0 | 0 | 0 | 0 | 0 | 0 | 0 | 0 | 0
Residential | New Manufactured Homes | Tier 1 | Efficient Heat Pump (SEER 15, EER 12.5, HSPF 8.5) | 18 | 0 | 64.91% | 0 | 47933.4313 | 23.4167 | 0 | 0 | 41519.9607 | 0 | 56000 |  | 1.1826 | 0.34905 | 0.8768 | 1.3152 | 4.3222 | 0.11598 | 0.58055 | 24399.5211 | 2735.2773 | 61349.3861 | 42074.9344 | 27827.8724 | 20632.3601 |  | 0 | 0 | 0 | 0 | 0 | 0 | 0 | 0 | 0 | 47933.4313 | 47933.4313 | 47933.4313 | 47933.4313 | 47933.4313 | 47933.4313 | 47933.4313 | 47933.4313 | 47933.4313 | 47933.4313 | 47933.4313 | 47933.4313 | 47933.4313 | 47933.4313 | 47933.4313 | 47933.4313 | 47933.4313 | 47933.4313 | 0 | 0 | 0 | 0 | 0 | 0 | 0 | 0 | 0 | 0 | 0 | 0 | 0 | 0 | 23.4167 | 23.4167 | 23.4167 | 23.4167 | 23.4167 | 23.4167 | 23.4167 | 23.4167 | 23.4167 | 23.4167 | 23.4167 | 23.4167 | 23.4167 | 23.4167 | 23.4167 | 23.4167 | 23.4167 | 23.4167 | 0 | 0 | 0 | 0 | 0 | 0 | 0 | 0 | 0 | 0 | 0 | 0 | 0 | 0 | 0 | 0 | 0 | 0 | 0 | 0 | 0 | 0 | 0 | 0 | 0 | 0 | 0 | 0 | 0 | 0 | 0 | 0 | 0 | 0 | 0 | 0 | 0
Residential | New Manufactured Homes | Tier 1 | Attic Insulation R-38 (ASHP) | 25 | 0 | 64.91% | 0 | 176920.2379 | 108.1298 | 0 | 0 | 40710.4764 | 0 | 7000 |  | 5.5886 | 0.62136 | 32.502 | 6.1403 | 13.0356 | 0.0035528 | 0.019661 | 113057.6364 | 11161.5433 | 260233.1738 | 178474.3812 | 3478.484 | 20230.1061 |  | 0 | 0 | 0 | 0 | 0 | 0 | 0 | 0 | 0 | 176920.2379 | 176920.2379 | 176920.2379 | 176920.2379 | 176920.2379 | 176920.2379 | 176920.2379 | 176920.2379 | 176920.2379 | 176920.2379 | 176920.2379 | 176920.2379 | 176920.2379 | 176920.2379 | 176920.2379 | 176920.2379 | 176920.2379 | 176920.2379 | 176920.2379 | 176920.2379 | 176920.2379 | 176920.2379 | 176920.2379 | 0 | 0 | 0 | 0 | 0 | 0 | 0 | 0 | 0 | 108.1298 | 108.1298 | 108.1298 | 108.1298 | 108.1298 | 108.1298 | 108.1298 | 108.1298 | 108.1298 | 108.1298 | 108.1298 | 108.1298 | 108.1298 | 108.1298 | 108.1298 | 108.1298 | 108.1298 | 108.1298 | 108.1298 | 108.1298 | 108.1298 | 108.1298 | 108.1298 | 0 | 0 | 0 | 0 | 0 | 0 | 0 | 0 | 0 | 0 | 0 | 0 | 0 | 0 | 0 | 0 | 0 | 0 | 0 | 0 | 0 | 0 | 0 | 0 | 0 | 0 | 0 | 0 | 0 | 0 | 0 | 0
Residential | New Manufactured Homes | Tier 2 | Energy Star Manufactured Home | 25 | 0 | 64.91% | 0 | 240861.6924 | 57.4854 | 0 | 0 | 71481.677 | 0 | 96000 |  | 3.0119 | 0.36805 | 2.2427 | 3.4397 | 11.3169 | 0.035789 | 0.19806 | 106986.525 | 15195.4816 | 354285.0915 | 242977.5249 | 47704.9241 | 35521.1247 |  | 0 | 0 | 0 | 0 | 0 | 0 | 0 | 0 | 0 | 240861.6924 | 240861.6924 | 240861.6924 | 240861.6924 | 240861.6924 | 240861.6924 | 240861.6924 | 240861.6924 | 240861.6924 | 240861.6924 | 240861.6924 | 240861.6924 | 240861.6924 | 240861.6924 | 240861.6924 | 240861.6924 | 240861.6924 | 240861.6924 | 240861.6924 | 240861.6924 | 240861.6924 | 240861.6924 | 240861.6924 | 0 | 0 | 0 | 0 | 0 | 0 | 0 | 0 | 0 | 57.4854 | 57.4854 | 57.4854 | 57.4854 | 57.4854 | 57.4854 | 57.4854 | 57.4854 | 57.4854 | 57.4854 | 57.4854 | 57.4854 | 57.4854 | 57.4854 | 57.4854 | 57.4854 | 57.4854 | 57.4854 | 57.4854 | 57.4854 | 57.4854 | 57.4854 | 57.4854 | 0 | 0 | 0 | 0 | 0 | 0 | 0 | 0 | 0 | 0 | 0 | 0 | 0 | 0 | 0 | 0 | 0 | 0 | 0 | 0 | 0 | 0 | 0 | 0 | 0 | 0 | 0 | 0 | 0 | 0 | 0 | 0
Residential | Whole House Efficiency | Single Family | Standard CFL | 5 | 0 | 94.8% | 0 | 0 | 0 | 0 | 0 | 0 | 0 | 0 |  | n/a | n/a | n/a | n/a | n/a | 0 | 0 | 0 | 0 | 0 | 0 | 0 | 0 |  | 0 | 0 | 0 | 0 | 0 | 0 | 0 | 0 | 0 | 0 | 0 | 0 | 0 | 0 | 0 | 0 | 0 | 0 | 0 | 0 | 0 | 0 | 0 | 0 | 0 | 0 | 0 | 0 | 0 | 0 | 0 | 0 | 0 | 0 | 0 | 0 | 0 | 0 | 0 | 0 | 0 | 0 | 0 | 0 | 0 | 0 | 0 | 0 | 0 | 0 | 0 | 0 | 0 | 0 | 0 | 0 | 0 | 0 | 0 | 0 | 0 | 0 | 0 | 0 | 0 | 0 | 0 | 0 | 0 | 0 | 0 | 0 | 0 | 0 | 0 | 0 | 0 | 0 | 0 | 0 | 0 | 0 | 0 | 0 | 0 | 0 | 0 | 0 | 0 | 0 | 0 | 0 | 0 | 0 | 0 | 0
Residential | Whole House Efficiency | Single Family | LED | 15 | 0 | 94.8% | 0 | 0 | 0 | 0 | 0 | 0 | 0 | 0 |  | n/a | n/a | n/a | n/a | n/a | 0 | 0 | 0 | 0 | 0 | 0 | 0 | 0 |  | 0 | 0 | 0 | 0 | 0 | 0 | 0 | 0 | 0 | 0 | 0 | 0 | 0 | 0 | 0 | 0 | 0 | 0 | 0 | 0 | 0 | 0 | 0 | 0 | 0 | 0 | 0 | 0 | 0 | 0 | 0 | 0 | 0 | 0 | 0 | 0 | 0 | 0 | 0 | 0 | 0 | 0 | 0 | 0 | 0 | 0 | 0 | 0 | 0 | 0 | 0 | 0 | 0 | 0 | 0 | 0 | 0 | 0 | 0 | 0 | 0 | 0 | 0 | 0 | 0 | 0 | 0 | 0 | 0 | 0 | 0 | 0 | 0 | 0 | 0 | 0 | 0 | 0 | 0 | 0 | 0 | 0 | 0 | 0 | 0 | 0 | 0 | 0 | 0 | 0 | 0 | 0 | 0 | 0 | 0 | 0
Residential | Whole House Efficiency | Single Family | Pipe Insulated (Electric DHW) | 15 | 0 | 94.8% | 0 | 14180.0685 | 1.6402 | 0 | 0 | 0 | 0 | 0 |  | n/a | 0.38983 | n/a | n/a | n/a | 0 | 0 | 4317.952 | 739.5188 | 11058.1866 | 11076.3836 | 0 | 0 |  | 0 | 0 | 0 | 0 | 0 | 0 | 0 | 0 | 0 | 14180.0685 | 14180.0685 | 14180.0685 | 14180.0685 | 14180.0685 | 14180.0685 | 14180.0685 | 14180.0685 | 14180.0685 | 14180.0685 | 14180.0685 | 14180.0685 | 14180.0685 | 14180.0685 | 14180.0685 | 0 | 0 | 0 | 0 | 0 | 0 | 0 | 0 | 0 | 0 | 0 | 0 | 0 | 0 | 0 | 0 | 0 | 1.6402 | 1.6402 | 1.6402 | 1.6402 | 1.6402 | 1.6402 | 1.6402 | 1.6402 | 1.6402 | 1.6402 | 1.6402 | 1.6402 | 1.6402 | 1.6402 | 1.6402 | 0 | 0 | 0 | 0 | 0 | 0 | 0 | 0 | 0 | 0 | 0 | 0 | 0 | 0 | 0 | 0 | 0 | 0 | 0 | 0 | 0 | 0 | 0 | 0 | 0 | 0 | 0 | 0 | 0 | 0 | 0 | 0 | 0 | 0 | 0 | 0 | 0 | 0 | 0 | 0
Residential | Whole House Efficiency | Single Family | Pipe Insulated (Natural Gas DHW) | 15 | 0 | 94.8% | 191.5747 | 0 | 0 | 0 | 0 | 0 | 0 | 0 |  | n/a | 0.48588 | n/a | n/a | n/a | 0 | 0 | 654.2348 | 0 | 1344.2945 | 1346.5066 | 0 | 0 |  | 0 | 0 | 0 | 0 | 0 | 0 | 0 | 0 | 0 | 0 | 0 | 0 | 0 | 0 | 0 | 0 | 0 | 0 | 0 | 0 | 0 | 0 | 0 | 0 | 0 | 0 | 0 | 0 | 0 | 0 | 0 | 0 | 0 | 0 | 0 | 0 | 0 | 0 | 0 | 0 | 0 | 0 | 0 | 0 | 0 | 0 | 0 | 0 | 0 | 0 | 0 | 0 | 0 | 0 | 0 | 0 | 0 | 0 | 0 | 0 | 0 | 0 | 0 | 0 | 0 | 0 | 0 | 0 | 0 | 0 | 0 | 0 | 0 | 191.5747 | 191.5747 | 191.5747 | 191.5747 | 191.5747 | 191.5747 | 191.5747 | 191.5747 | 191.5747 | 191.5747 | 191.5747 | 191.5747 | 191.5747 | 191.5747 | 191.5747 | 0 | 0 | 0 | 0 | 0 | 0 | 0 | 0
Residential | Whole House Efficiency | Single Family | Water Heater Tank Wrap (Electric DHW) | 5 | 0 | 94.8% | 0 | 29289.1267 | 3.3879 | 0 | 0 | 0 | 0 | 0 |  | n/a | 0.43279 | n/a | n/a | n/a | 0 | 0 | 4164.5056 | 714.4983 | 9606.6517 | 9622.4601 | 0 | 0 |  | 0 | 0 | 0 | 0 | 0 | 0 | 0 | 0 | 0 | 29289.1267 | 29289.1267 | 29289.1267 | 29289.1267 | 29289.1267 | 0 | 0 | 0 | 0 | 0 | 0 | 0 | 0 | 0 | 0 | 0 | 0 | 0 | 0 | 0 | 0 | 0 | 0 | 0 | 0 | 0 | 0 | 0 | 0 | 0 | 0 | 0 | 3.3879 | 3.3879 | 3.3879 | 3.3879 | 3.3879 | 0 | 0 | 0 | 0 | 0 | 0 | 0 | 0 | 0 | 0 | 0 | 0 | 0 | 0 | 0 | 0 | 0 | 0 | 0 | 0 | 0 | 0 | 0 | 0 | 0 | 0 | 0 | 0 | 0 | 0 | 0 | 0 | 0 | 0 | 0 | 0 | 0 | 0 | 0 | 0 | 0 | 0 | 0 | 0 | 0 | 0 | 0 | 0 | 0 | 0
Residential | Whole House Efficiency | Single Family | Low Flow Faucet Aerator - Single Family (Electric DHW) | 9 | 0 | 94.8% | 0 | 103685.8268 | 44.5719 | 0 | 0 | 0 | 0 | 0 |  | n/a | 0.58681 | n/a | n/a | n/a | 0 | 0 | 32701.6394 | 3952.5905 | 55636.7286 | 55728.2825 | 0 | 0 |  | 0 | 0 | 0 | 0 | 0 | 0 | 0 | 0 | 0 | 103685.8268 | 103685.8268 | 103685.8268 | 103685.8268 | 103685.8268 | 103685.8268 | 103685.8268 | 103685.8268 | 103685.8268 | 0 | 0 | 0 | 0 | 0 | 0 | 0 | 0 | 0 | 0 | 0 | 0 | 0 | 0 | 0 | 0 | 0 | 0 | 0 | 0 | 0 | 0 | 0 | 44.5719 | 44.5719 | 44.5719 | 44.5719 | 44.5719 | 44.5719 | 44.5719 | 44.5719 | 44.5719 | 0 | 0 | 0 | 0 | 0 | 0 | 0 | 0 | 0 | 0 | 0 | 0 | 0 | 0 | 0 | 0 | 0 | 0 | 0 | 0 | 0 | 0 | 0 | 0 | 0 | 0 | 0 | 0 | 0 | 0 | 0 | 0 | 0 | 0 | 0 | 0 | 0 | 0 | 0 | 0 | 0 | 0 | 0 | 0 | 0 | 0
Residential | Whole House Efficiency | Single Family | Low Flow Faucet Aerator - Single Family (Natural Gas DHW) | 9 | 0 | 94.8% | 1399.1499 | 0 | 0 | 0 | 0 | 0 | 0 | 0 |  | n/a | 0.48588 | n/a | n/a | n/a | 0 | 0 | 3325.0413 | 0 | 6832.1561 | 6843.3989 | 0 | 0 |  | 0 | 0 | 0 | 0 | 0 | 0 | 0 | 0 | 0 | 0 | 0 | 0 | 0 | 0 | 0 | 0 | 0 | 0 | 0 | 0 | 0 | 0 | 0 | 0 | 0 | 0 | 0 | 0 | 0 | 0 | 0 | 0 | 0 | 0 | 0 | 0 | 0 | 0 | 0 | 0 | 0 | 0 | 0 | 0 | 0 | 0 | 0 | 0 | 0 | 0 | 0 | 0 | 0 | 0 | 0 | 0 | 0 | 0 | 0 | 0 | 0 | 0 | 0 | 0 | 0 | 0 | 0 | 0 | 0 | 0 | 0 | 0 | 0 | 1399.1499 | 1399.1499 | 1399.1499 | 1399.1499 | 1399.1499 | 1399.1499 | 1399.1499 | 1399.1499 | 1399.1499 | 0 | 0 | 0 | 0 | 0 | 0 | 0 | 0 | 0 | 0 | 0 | 0 | 0 | 0
Residential | Whole House Efficiency | Single Family | Low Flow Showerhead - Single Family (Electric DHW) | 10 | 0 | 94.8% | 0 | 211401.3667 | 21.0464 | 0 | 0 | 0 | 0 | 0 |  | n/a | 0.39785 | n/a | n/a | n/a | 0 | 0 | 49067.6093 | 8653.9061 | 123130.1246 | 123332.7434 | 0 | 0 |  | 0 | 0 | 0 | 0 | 0 | 0 | 0 | 0 | 0 | 211401.3667 | 211401.3667 | 211401.3667 | 211401.3667 | 211401.3667 | 211401.3667 | 211401.3667 | 211401.3667 | 211401.3667 | 211401.3667 | 0 | 0 | 0 | 0 | 0 | 0 | 0 | 0 | 0 | 0 | 0 | 0 | 0 | 0 | 0 | 0 | 0 | 0 | 0 | 0 | 0 | 0 | 21.0464 | 21.0464 | 21.0464 | 21.0464 | 21.0464 | 21.0464 | 21.0464 | 21.0464 | 21.0464 | 21.0464 | 0 | 0 | 0 | 0 | 0 | 0 | 0 | 0 | 0 | 0 | 0 | 0 | 0 | 0 | 0 | 0 | 0 | 0 | 0 | 0 | 0 | 0 | 0 | 0 | 0 | 0 | 0 | 0 | 0 | 0 | 0 | 0 | 0 | 0 | 0 | 0 | 0 | 0 | 0 | 0 | 0 | 0 | 0 | 0 | 0
Residential | Whole House Efficiency | Single Family | Low Flow Showerhead - Single Family (Natural Gas DHW) | 10 | 0 | 94.8% | 2852.6774 | 0 | 0 | 0 | 0 | 0 | 0 | 0 |  | n/a | 0.48588 | n/a | n/a | n/a | 0 | 0 | 7344.0957 | 0 | 15090.3416 | 15115.1738 | 0 | 0 |  | 0 | 0 | 0 | 0 | 0 | 0 | 0 | 0 | 0 | 0 | 0 | 0 | 0 | 0 | 0 | 0 | 0 | 0 | 0 | 0 | 0 | 0 | 0 | 0 | 0 | 0 | 0 | 0 | 0 | 0 | 0 | 0 | 0 | 0 | 0 | 0 | 0 | 0 | 0 | 0 | 0 | 0 | 0 | 0 | 0 | 0 | 0 | 0 | 0 | 0 | 0 | 0 | 0 | 0 | 0 | 0 | 0 | 0 | 0 | 0 | 0 | 0 | 0 | 0 | 0 | 0 | 0 | 0 | 0 | 0 | 0 | 0 | 0 | 2852.6774 | 2852.6774 | 2852.6774 | 2852.6774 | 2852.6774 | 2852.6774 | 2852.6774 | 2852.6774 | 2852.6774 | 2852.6774 | 0 | 0 | 0 | 0 | 0 | 0 | 0 | 0 | 0 | 0 | 0 | 0 | 0
Residential | Whole House Efficiency | Single Family | Weatherstrip/Caulk (ASHP) | 15 | 0 | 94.8% | 0 | 20000.041 | 13.5106 | 0 | 0 | 0 | 0 | 0 |  | n/a | 0.68834 | n/a | n/a | n/a | 0 | 0 | 10753.5604 | 1043.042 | 15596.8348 | 15622.5004 | 0 | 0 |  | 0 | 0 | 0 | 0 | 0 | 0 | 0 | 0 | 0 | 20000.041 | 20000.041 | 20000.041 | 20000.041 | 20000.041 | 20000.041 | 20000.041 | 20000.041 | 20000.041 | 20000.041 | 20000.041 | 20000.041 | 20000.041 | 20000.041 | 20000.041 | 0 | 0 | 0 | 0 | 0 | 0 | 0 | 0 | 0 | 0 | 0 | 0 | 0 | 0 | 0 | 0 | 0 | 13.5106 | 13.5106 | 13.5106 | 13.5106 | 13.5106 | 13.5106 | 13.5106 | 13.5106 | 13.5106 | 13.5106 | 13.5106 | 13.5106 | 13.5106 | 13.5106 | 13.5106 | 0 | 0 | 0 | 0 | 0 | 0 | 0 | 0 | 0 | 0 | 0 | 0 | 0 | 0 | 0 | 0 | 0 | 0 | 0 | 0 | 0 | 0 | 0 | 0 | 0 | 0 | 0 | 0 | 0 | 0 | 0 | 0 | 0 | 0 | 0 | 0 | 0 | 0 | 0 | 0
Residential | Whole House Efficiency | Single Family | Weatherstrip/Caulk (CAC & Electric Heat) | 15 | 0 | 94.8% | 0 | 92497.0939 | 12.4781 | 0 | 0 | 0 | 0 | 0 |  | n/a | 0.40009 | n/a | n/a | n/a | 0 | 0 | 28906.9808 | 4823.9078 | 72132.9466 | 72251.6461 | 0 | 0 |  | 0 | 0 | 0 | 0 | 0 | 0 | 0 | 0 | 0 | 92497.0939 | 92497.0939 | 92497.0939 | 92497.0939 | 92497.0939 | 92497.0939 | 92497.0939 | 92497.0939 | 92497.0939 | 92497.0939 | 92497.0939 | 92497.0939 | 92497.0939 | 92497.0939 | 92497.0939 | 0 | 0 | 0 | 0 | 0 | 0 | 0 | 0 | 0 | 0 | 0 | 0 | 0 | 0 | 0 | 0 | 0 | 12.4781 | 12.4781 | 12.4781 | 12.4781 | 12.4781 | 12.4781 | 12.4781 | 12.4781 | 12.4781 | 12.4781 | 12.4781 | 12.4781 | 12.4781 | 12.4781 | 12.4781 | 0 | 0 | 0 | 0 | 0 | 0 | 0 | 0 | 0 | 0 | 0 | 0 | 0 | 0 | 0 | 0 | 0 | 0 | 0 | 0 | 0 | 0 | 0 | 0 | 0 | 0 | 0 | 0 | 0 | 0 | 0 | 0 | 0 | 0 | 0 | 0 | 0 | 0 | 0 | 0
Residential | Whole House Efficiency | Single Family | Door Sweep (ASHP) | 2 | 0 | 94.8% | 0 | 265.6524 | 0.11851 | 0 | 0 | 0 | 0 | 0 |  | n/a | 0.64027 | n/a | n/a | n/a | 0 | 0 | 24.0672 | 2.8973 | 37.5273 | 37.5891 | 0 | 0 |  | 0 | 0 | 0 | 0 | 0 | 0 | 0 | 0 | 0 | 265.6524 | 265.6524 | 0 | 0 | 0 | 0 | 0 | 0 | 0 | 0 | 0 | 0 | 0 | 0 | 0 | 0 | 0 | 0 | 0 | 0 | 0 | 0 | 0 | 0 | 0 | 0 | 0 | 0 | 0 | 0 | 0 | 0 | 0.11851 | 0.11851 | 0 | 0 | 0 | 0 | 0 | 0 | 0 | 0 | 0 | 0 | 0 | 0 | 0 | 0 | 0 | 0 | 0 | 0 | 0 | 0 | 0 | 0 | 0 | 0 | 0 | 0 | 0 | 0 | 0 | 0 | 0 | 0 | 0 | 0 | 0 | 0 | 0 | 0 | 0 | 0 | 0 | 0 | 0 | 0 | 0 | 0 | 0 | 0 | 0 | 0 | 0 | 0 | 0
Residential | Whole House Efficiency | Single Family | Door Sweep (CAC & Electric Heat) | 2 | 0 | 94.8% | 0 | 819.1625 | 0.22755 | 0 | 0 | 0 | 0 | 0 |  | n/a | 0.54243 | n/a | n/a | n/a | 0 | 0 | 62.8723 | 8.9341 | 115.7188 | 115.9092 | 0 | 0 |  | 0 | 0 | 0 | 0 | 0 | 0 | 0 | 0 | 0 | 819.1625 | 819.1625 | 0 | 0 | 0 | 0 | 0 | 0 | 0 | 0 | 0 | 0 | 0 | 0 | 0 | 0 | 0 | 0 | 0 | 0 | 0 | 0 | 0 | 0 | 0 | 0 | 0 | 0 | 0 | 0 | 0 | 0 | 0.22755 | 0.22755 | 0 | 0 | 0 | 0 | 0 | 0 | 0 | 0 | 0 | 0 | 0 | 0 | 0 | 0 | 0 | 0 | 0 | 0 | 0 | 0 | 0 | 0 | 0 | 0 | 0 | 0 | 0 | 0 | 0 | 0 | 0 | 0 | 0 | 0 | 0 | 0 | 0 | 0 | 0 | 0 | 0 | 0 | 0 | 0 | 0 | 0 | 0 | 0 | 0 | 0 | 0 | 0 | 0
Residential | Whole House Efficiency | Single Family | Foam (ASHP) | 5 | 0 | 94.8% | 0 | 2842.1111 | 1.9199 | 0 | 0 | 0 | 0 | 0 |  | n/a | 0.75603 | n/a | n/a | n/a | 0 | 0 | 705.9274 | 69.3323 | 932.1948 | 933.7288 | 0 | 0 |  | 0 | 0 | 0 | 0 | 0 | 0 | 0 | 0 | 0 | 2842.1111 | 2842.1111 | 2842.1111 | 2842.1111 | 2842.1111 | 0 | 0 | 0 | 0 | 0 | 0 | 0 | 0 | 0 | 0 | 0 | 0 | 0 | 0 | 0 | 0 | 0 | 0 | 0 | 0 | 0 | 0 | 0 | 0 | 0 | 0 | 0 | 1.9199 | 1.9199 | 1.9199 | 1.9199 | 1.9199 | 0 | 0 | 0 | 0 | 0 | 0 | 0 | 0 | 0 | 0 | 0 | 0 | 0 | 0 | 0 | 0 | 0 | 0 | 0 | 0 | 0 | 0 | 0 | 0 | 0 | 0 | 0 | 0 | 0 | 0 | 0 | 0 | 0 | 0 | 0 | 0 | 0 | 0 | 0 | 0 | 0 | 0 | 0 | 0 | 0 | 0 | 0 | 0 | 0 | 0
Residential | Whole House Efficiency | Single Family | Foam (CAC & Electric Heat) | 5 | 0 | 94.8% | 0 | 13311.3899 | 1.7957 | 0 | 0 | 0 | 0 | 0 |  | n/a | 0.44389 | n/a | n/a | n/a | 0 | 0 | 1941.2506 | 324.7269 | 4366.0532 | 4373.2379 | 0 | 0 |  | 0 | 0 | 0 | 0 | 0 | 0 | 0 | 0 | 0 | 13311.3899 | 13311.3899 | 13311.3899 | 13311.3899 | 13311.3899 | 0 | 0 | 0 | 0 | 0 | 0 | 0 | 0 | 0 | 0 | 0 | 0 | 0 | 0 | 0 | 0 | 0 | 0 | 0 | 0 | 0 | 0 | 0 | 0 | 0 | 0 | 0 | 1.7957 | 1.7957 | 1.7957 | 1.7957 | 1.7957 | 0 | 0 | 0 | 0 | 0 | 0 | 0 | 0 | 0 | 0 | 0 | 0 | 0 | 0 | 0 | 0 | 0 | 0 | 0 | 0 | 0 | 0 | 0 | 0 | 0 | 0 | 0 | 0 | 0 | 0 | 0 | 0 | 0 | 0 | 0 | 0 | 0 | 0 | 0 | 0 | 0 | 0 | 0 | 0 | 0 | 0 | 0 | 0 | 0 | 0
Residential | Whole House Efficiency | Single Family | Duct Sealing - Tape (ASHP) | 20 | 0 | 94.8% | 0 | 84149.5144 | 67.5812 | 0 | 0 | 0 | 0 | 0 |  | n/a | 0.73971 | n/a | n/a | n/a | 0 | 0 | 58169.263 | 5028.5448 | 78508.801 | 78637.9924 | 0 | 0 |  | 0 | 0 | 0 | 0 | 0 | 0 | 0 | 0 | 0 | 84149.5144 | 84149.5144 | 84149.5144 | 84149.5144 | 84149.5144 | 84149.5144 | 84149.5144 | 84149.5144 | 84149.5144 | 84149.5144 | 84149.5144 | 84149.5144 | 84149.5144 | 84149.5144 | 84149.5144 | 84149.5144 | 84149.5144 | 84149.5144 | 84149.5144 | 84149.5144 | 0 | 0 | 0 | 0 | 0 | 0 | 0 | 0 | 0 | 0 | 0 | 0 | 67.5812 | 67.5812 | 67.5812 | 67.5812 | 67.5812 | 67.5812 | 67.5812 | 67.5812 | 67.5812 | 67.5812 | 67.5812 | 67.5812 | 67.5812 | 67.5812 | 67.5812 | 67.5812 | 67.5812 | 67.5812 | 67.5812 | 67.5812 | 0 | 0 | 0 | 0 | 0 | 0 | 0 | 0 | 0 | 0 | 0 | 0 | 0 | 0 | 0 | 0 | 0 | 0 | 0 | 0 | 0 | 0 | 0 | 0 | 0 | 0 | 0 | 0 | 0 | 0 | 0 | 0 | 0 | 0 | 0
Residential | Whole House Efficiency | Single Family | Duct Sealing - Tape (CAC & Electric Heat) | 20 | 0 | 94.8% | 0 | 1598142.0075 | 125.0908 | 0 | 0 | 0 | 0 | 0 |  | n/a | 0.36079 | n/a | n/a | n/a | 0 | 0 | 538831.213 | 95500.5955 | 1491015.2931 | 1493468.8577 | 0 | 0 |  | 0 | 0 | 0 | 0 | 0 | 0 | 0 | 0 | 0 | 1598142.0075 | 1598142.0075 | 1598142.0075 | 1598142.0075 | 1598142.0075 | 1598142.0075 | 1598142.0075 | 1598142.0075 | 1598142.0075 | 1598142.0075 | 1598142.0075 | 1598142.0075 | 1598142.0075 | 1598142.0075 | 1598142.0075 | 1598142.0075 | 1598142.0075 | 1598142.0075 | 1598142.0075 | 1598142.0075 | 0 | 0 | 0 | 0 | 0 | 0 | 0 | 0 | 0 | 0 | 0 | 0 | 125.0908 | 125.0908 | 125.0908 | 125.0908 | 125.0908 | 125.0908 | 125.0908 | 125.0908 | 125.0908 | 125.0908 | 125.0908 | 125.0908 | 125.0908 | 125.0908 | 125.0908 | 125.0908 | 125.0908 | 125.0908 | 125.0908 | 125.0908 | 0 | 0 | 0 | 0 | 0 | 0 | 0 | 0 | 0 | 0 | 0 | 0 | 0 | 0 | 0 | 0 | 0 | 0 | 0 | 0 | 0 | 0 | 0 | 0 | 0 | 0 | 0 | 0 | 0 | 0 | 0 | 0 | 0 | 0 | 0
Residential | Whole House Efficiency | Multi-Family | Standard CFL | 5 | 0 | 94.8% | 0 | 0 | 0 | 0 | 0 | 0 | 0 | 0 |  | n/a | n/a | n/a | n/a | n/a | 0 | 0 | 0 | 0 | 0 | 0 | 0 | 0 |  | 0 | 0 | 0 | 0 | 0 | 0 | 0 | 0 | 0 | 0 | 0 | 0 | 0 | 0 | 0 | 0 | 0 | 0 | 0 | 0 | 0 | 0 | 0 | 0 | 0 | 0 | 0 | 0 | 0 | 0 | 0 | 0 | 0 | 0 | 0 | 0 | 0 | 0 | 0 | 0 | 0 | 0 | 0 | 0 | 0 | 0 | 0 | 0 | 0 | 0 | 0 | 0 | 0 | 0 | 0 | 0 | 0 | 0 | 0 | 0 | 0 | 0 | 0 | 0 | 0 | 0 | 0 | 0 | 0 | 0 | 0 | 0 | 0 | 0 | 0 | 0 | 0 | 0 | 0 | 0 | 0 | 0 | 0 | 0 | 0 | 0 | 0 | 0 | 0 | 0 | 0 | 0 | 0 | 0 | 0 | 0
Residential | Whole House Efficiency | Multi-Family | LED | 15 | 0 | 94.8% | 0 | 0 | 0 | 0 | 0 | 0 | 0 | 0 |  | n/a | n/a | n/a | n/a | n/a | 0 | 0 | 0 | 0 | 0 | 0 | 0 | 0 |  | 0 | 0 | 0 | 0 | 0 | 0 | 0 | 0 | 0 | 0 | 0 | 0 | 0 | 0 | 0 | 0 | 0 | 0 | 0 | 0 | 0 | 0 | 0 | 0 | 0 | 0 | 0 | 0 | 0 | 0 | 0 | 0 | 0 | 0 | 0 | 0 | 0 | 0 | 0 | 0 | 0 | 0 | 0 | 0 | 0 | 0 | 0 | 0 | 0 | 0 | 0 | 0 | 0 | 0 | 0 | 0 | 0 | 0 | 0 | 0 | 0 | 0 | 0 | 0 | 0 | 0 | 0 | 0 | 0 | 0 | 0 | 0 | 0 | 0 | 0 | 0 | 0 | 0 | 0 | 0 | 0 | 0 | 0 | 0 | 0 | 0 | 0 | 0 | 0 | 0 | 0 | 0 | 0 | 0 | 0 | 0
Residential | Whole House Efficiency | Multi-Family | Pipe Insulated (Electric DHW) | 15 | 0 | 94.8% | 0 | 3695.4118 | 0.42746 | 0 | 0 | 0 | 0 | 0 |  | n/a | 0.38983 | n/a | n/a | n/a | 0 | 0 | 1125.2845 | 192.7231 | 2881.8305 | 2886.5727 | 0 | 0 |  | 0 | 0 | 0 | 0 | 0 | 0 | 0 | 0 | 0 | 3695.4118 | 3695.4118 | 3695.4118 | 3695.4118 | 3695.4118 | 3695.4118 | 3695.4118 | 3695.4118 | 3695.4118 | 3695.4118 | 3695.4118 | 3695.4118 | 3695.4118 | 3695.4118 | 3695.4118 | 0 | 0 | 0 | 0 | 0 | 0 | 0 | 0 | 0 | 0 | 0 | 0 | 0 | 0 | 0 | 0 | 0 | 0.42746 | 0.42746 | 0.42746 | 0.42746 | 0.42746 | 0.42746 | 0.42746 | 0.42746 | 0.42746 | 0.42746 | 0.42746 | 0.42746 | 0.42746 | 0.42746 | 0.42746 | 0 | 0 | 0 | 0 | 0 | 0 | 0 | 0 | 0 | 0 | 0 | 0 | 0 | 0 | 0 | 0 | 0 | 0 | 0 | 0 | 0 | 0 | 0 | 0 | 0 | 0 | 0 | 0 | 0 | 0 | 0 | 0 | 0 | 0 | 0 | 0 | 0 | 0 | 0 | 0
Residential | Whole House Efficiency | Multi-Family | Pipe Insulated (Natural Gas DHW) | 15 | 0 | 94.8% | 11.0524 | 0 | 0 | 0 | 0 | 0 | 0 | 0 |  | n/a | 0.48588 | n/a | n/a | n/a | 0 | 0 | 37.7443 | 0 | 77.5555 | 77.6831 | 0 | 0 |  | 0 | 0 | 0 | 0 | 0 | 0 | 0 | 0 | 0 | 0 | 0 | 0 | 0 | 0 | 0 | 0 | 0 | 0 | 0 | 0 | 0 | 0 | 0 | 0 | 0 | 0 | 0 | 0 | 0 | 0 | 0 | 0 | 0 | 0 | 0 | 0 | 0 | 0 | 0 | 0 | 0 | 0 | 0 | 0 | 0 | 0 | 0 | 0 | 0 | 0 | 0 | 0 | 0 | 0 | 0 | 0 | 0 | 0 | 0 | 0 | 0 | 0 | 0 | 0 | 0 | 0 | 0 | 0 | 0 | 0 | 0 | 0 | 0 | 11.0524 | 11.0524 | 11.0524 | 11.0524 | 11.0524 | 11.0524 | 11.0524 | 11.0524 | 11.0524 | 11.0524 | 11.0524 | 11.0524 | 11.0524 | 11.0524 | 11.0524 | 0 | 0 | 0 | 0 | 0 | 0 | 0 | 0
Residential | Whole House Efficiency | Multi-Family | Water Heater Tank Wrap (Electric DHW) | 5 | 0 | 94.8% | 0 | 7609.43 | 0.8802 | 0 | 0 | 0 | 0 | 0 |  | n/a | 0.43279 | n/a | n/a | n/a | 0 | 0 | 1081.9549 | 185.6295 | 2495.8458 | 2499.9529 | 0 | 0 |  | 0 | 0 | 0 | 0 | 0 | 0 | 0 | 0 | 0 | 7609.43 | 7609.43 | 7609.43 | 7609.43 | 7609.43 | 0 | 0 | 0 | 0 | 0 | 0 | 0 | 0 | 0 | 0 | 0 | 0 | 0 | 0 | 0 | 0 | 0 | 0 | 0 | 0 | 0 | 0 | 0 | 0 | 0 | 0 | 0 | 0.8802 | 0.8802 | 0.8802 | 0.8802 | 0.8802 | 0 | 0 | 0 | 0 | 0 | 0 | 0 | 0 | 0 | 0 | 0 | 0 | 0 | 0 | 0 | 0 | 0 | 0 | 0 | 0 | 0 | 0 | 0 | 0 | 0 | 0 | 0 | 0 | 0 | 0 | 0 | 0 | 0 | 0 | 0 | 0 | 0 | 0 | 0 | 0 | 0 | 0 | 0 | 0 | 0 | 0 | 0 | 0 | 0 | 0
Residential | Whole House Efficiency | Multi-Family | Low Flow Faucet Aerator - Multi-Family (Electric DHW) | 9 | 0 | 94.8% | 0 | 26017.6089 | 11.6082 | 0 | 0 | 0 | 0 | 0 |  | n/a | 0.59587 | n/a | n/a | n/a | 0 | 0 | 8332.4659 | 991.813 | 13960.7764 | 13983.7498 | 0 | 0 |  | 0 | 0 | 0 | 0 | 0 | 0 | 0 | 0 | 0 | 26017.6089 | 26017.6089 | 26017.6089 | 26017.6089 | 26017.6089 | 26017.6089 | 26017.6089 | 26017.6089 | 26017.6089 | 0 | 0 | 0 | 0 | 0 | 0 | 0 | 0 | 0 | 0 | 0 | 0 | 0 | 0 | 0 | 0 | 0 | 0 | 0 | 0 | 0 | 0 | 0 | 11.6082 | 11.6082 | 11.6082 | 11.6082 | 11.6082 | 11.6082 | 11.6082 | 11.6082 | 11.6082 | 0 | 0 | 0 | 0 | 0 | 0 | 0 | 0 | 0 | 0 | 0 | 0 | 0 | 0 | 0 | 0 | 0 | 0 | 0 | 0 | 0 | 0 | 0 | 0 | 0 | 0 | 0 | 0 | 0 | 0 | 0 | 0 | 0 | 0 | 0 | 0 | 0 | 0 | 0 | 0 | 0 | 0 | 0 | 0 | 0 | 0
Residential | Whole House Efficiency | Multi-Family | Low Flow Faucet Aerator - Multi-Family (Natural Gas DHW) | 9 | 0 | 94.8% | 92.511 | 0 | 0 | 0 | 0 | 0 | 0 | 0 |  | n/a | 0.48588 | n/a | n/a | n/a | 0 | 0 | 219.8497 | 0 | 451.7381 | 452.4814 | 0 | 0 |  | 0 | 0 | 0 | 0 | 0 | 0 | 0 | 0 | 0 | 0 | 0 | 0 | 0 | 0 | 0 | 0 | 0 | 0 | 0 | 0 | 0 | 0 | 0 | 0 | 0 | 0 | 0 | 0 | 0 | 0 | 0 | 0 | 0 | 0 | 0 | 0 | 0 | 0 | 0 | 0 | 0 | 0 | 0 | 0 | 0 | 0 | 0 | 0 | 0 | 0 | 0 | 0 | 0 | 0 | 0 | 0 | 0 | 0 | 0 | 0 | 0 | 0 | 0 | 0 | 0 | 0 | 0 | 0 | 0 | 0 | 0 | 0 | 0 | 92.511 | 92.511 | 92.511 | 92.511 | 92.511 | 92.511 | 92.511 | 92.511 | 92.511 | 0 | 0 | 0 | 0 | 0 | 0 | 0 | 0 | 0 | 0 | 0 | 0 | 0 | 0
Residential | Whole House Efficiency | Multi-Family | Low Flow Showerhead - Multi-Family (Electric DHW) | 10 | 0 | 94.8% | 0 | 62187.072 | 7.5473 | 0 | 0 | 0 | 0 | 0 |  | n/a | 0.40986 | n/a | n/a | n/a | 0 | 0 | 14869.8542 | 2545.684 | 36220.6832 | 36280.2867 | 0 | 0 |  | 0 | 0 | 0 | 0 | 0 | 0 | 0 | 0 | 0 | 62187.072 | 62187.072 | 62187.072 | 62187.072 | 62187.072 | 62187.072 | 62187.072 | 62187.072 | 62187.072 | 62187.072 | 0 | 0 | 0 | 0 | 0 | 0 | 0 | 0 | 0 | 0 | 0 | 0 | 0 | 0 | 0 | 0 | 0 | 0 | 0 | 0 | 0 | 0 | 7.5473 | 7.5473 | 7.5473 | 7.5473 | 7.5473 | 7.5473 | 7.5473 | 7.5473 | 7.5473 | 7.5473 | 0 | 0 | 0 | 0 | 0 | 0 | 0 | 0 | 0 | 0 | 0 | 0 | 0 | 0 | 0 | 0 | 0 | 0 | 0 | 0 | 0 | 0 | 0 | 0 | 0 | 0 | 0 | 0 | 0 | 0 | 0 | 0 | 0 | 0 | 0 | 0 | 0 | 0 | 0 | 0 | 0 | 0 | 0 | 0 | 0
Residential | Whole House Efficiency | Multi-Family | Low Flow Showerhead - Multi-Family (Natural Gas DHW) | 10 | 0 | 94.8% | 221.1189 | 0 | 0 | 0 | 0 | 0 | 0 | 0 |  | n/a | 0.48588 | n/a | n/a | n/a | 0 | 0 | 569.2612 | 0 | 1169.6941 | 1171.6189 | 0 | 0 |  | 0 | 0 | 0 | 0 | 0 | 0 | 0 | 0 | 0 | 0 | 0 | 0 | 0 | 0 | 0 | 0 | 0 | 0 | 0 | 0 | 0 | 0 | 0 | 0 | 0 | 0 | 0 | 0 | 0 | 0 | 0 | 0 | 0 | 0 | 0 | 0 | 0 | 0 | 0 | 0 | 0 | 0 | 0 | 0 | 0 | 0 | 0 | 0 | 0 | 0 | 0 | 0 | 0 | 0 | 0 | 0 | 0 | 0 | 0 | 0 | 0 | 0 | 0 | 0 | 0 | 0 | 0 | 0 | 0 | 0 | 0 | 0 | 0 | 221.1189 | 221.1189 | 221.1189 | 221.1189 | 221.1189 | 221.1189 | 221.1189 | 221.1189 | 221.1189 | 221.1189 | 0 | 0 | 0 | 0 | 0 | 0 | 0 | 0 | 0 | 0 | 0 | 0 | 0
Residential | Whole House Efficiency | Multi-Family | Weatherstrip/Caulk (ASHP) | 15 | 0 | 94.8% | 0 | 1614.0384 | 1.0903 | 0 | 0 | 0 | 0 | 0 |  | n/a | 0.68834 | n/a | n/a | n/a | 0 | 0 | 867.8312 | 84.1753 | 1258.6919 | 1260.7632 | 0 | 0 |  | 0 | 0 | 0 | 0 | 0 | 0 | 0 | 0 | 0 | 1614.0384 | 1614.0384 | 1614.0384 | 1614.0384 | 1614.0384 | 1614.0384 | 1614.0384 | 1614.0384 | 1614.0384 | 1614.0384 | 1614.0384 | 1614.0384 | 1614.0384 | 1614.0384 | 1614.0384 | 0 | 0 | 0 | 0 | 0 | 0 | 0 | 0 | 0 | 0 | 0 | 0 | 0 | 0 | 0 | 0 | 0 | 1.0903 | 1.0903 | 1.0903 | 1.0903 | 1.0903 | 1.0903 | 1.0903 | 1.0903 | 1.0903 | 1.0903 | 1.0903 | 1.0903 | 1.0903 | 1.0903 | 1.0903 | 0 | 0 | 0 | 0 | 0 | 0 | 0 | 0 | 0 | 0 | 0 | 0 | 0 | 0 | 0 | 0 | 0 | 0 | 0 | 0 | 0 | 0 | 0 | 0 | 0 | 0 | 0 | 0 | 0 | 0 | 0 | 0 | 0 | 0 | 0 | 0 | 0 | 0 | 0 | 0
Residential | Whole House Efficiency | Multi-Family | Weatherstrip/Caulk (CAC & Electric Heat) | 15 | 0 | 94.8% | 0 | 43006.0289 | 5.8016 | 0 | 0 | 0 | 0 | 0 |  | n/a | 0.40009 | n/a | n/a | n/a | 0 | 0 | 13440.146 | 2242.8501 | 33537.8276 | 33593.0163 | 0 | 0 |  | 0 | 0 | 0 | 0 | 0 | 0 | 0 | 0 | 0 | 43006.0289 | 43006.0289 | 43006.0289 | 43006.0289 | 43006.0289 | 43006.0289 | 43006.0289 | 43006.0289 | 43006.0289 | 43006.0289 | 43006.0289 | 43006.0289 | 43006.0289 | 43006.0289 | 43006.0289 | 0 | 0 | 0 | 0 | 0 | 0 | 0 | 0 | 0 | 0 | 0 | 0 | 0 | 0 | 0 | 0 | 0 | 5.8016 | 5.8016 | 5.8016 | 5.8016 | 5.8016 | 5.8016 | 5.8016 | 5.8016 | 5.8016 | 5.8016 | 5.8016 | 5.8016 | 5.8016 | 5.8016 | 5.8016 | 0 | 0 | 0 | 0 | 0 | 0 | 0 | 0 | 0 | 0 | 0 | 0 | 0 | 0 | 0 | 0 | 0 | 0 | 0 | 0 | 0 | 0 | 0 | 0 | 0 | 0 | 0 | 0 | 0 | 0 | 0 | 0 | 0 | 0 | 0 | 0 | 0 | 0 | 0 | 0
Residential | Whole House Efficiency | Multi-Family | Door Sweep (ASHP) | 2 | 0 | 94.8% | 0 | 21.2522 | 0.0094811 | 0 | 0 | 0 | 0 | 0 |  | n/a | 0.64027 | n/a | n/a | n/a | 0 | 0 | 1.9254 | 0.23179 | 3.0022 | 3.0071 | 0 | 0 |  | 0 | 0 | 0 | 0 | 0 | 0 | 0 | 0 | 0 | 21.2522 | 21.2522 | 0 | 0 | 0 | 0 | 0 | 0 | 0 | 0 | 0 | 0 | 0 | 0 | 0 | 0 | 0 | 0 | 0 | 0 | 0 | 0 | 0 | 0 | 0 | 0 | 0 | 0 | 0 | 0 | 0 | 0 | 0.0094811 | 0.0094811 | 0 | 0 | 0 | 0 | 0 | 0 | 0 | 0 | 0 | 0 | 0 | 0 | 0 | 0 | 0 | 0 | 0 | 0 | 0 | 0 | 0 | 0 | 0 | 0 | 0 | 0 | 0 | 0 | 0 | 0 | 0 | 0 | 0 | 0 | 0 | 0 | 0 | 0 | 0 | 0 | 0 | 0 | 0 | 0 | 0 | 0 | 0 | 0 | 0 | 0 | 0 | 0 | 0
Residential | Whole House Efficiency | Multi-Family | Door Sweep (CAC & Electric Heat) | 2 | 0 | 94.8% | 0 | 375.4495 | 0.10429 | 0 | 0 | 0 | 0 | 0 |  | n/a | 0.54243 | n/a | n/a | n/a | 0 | 0 | 28.8165 | 4.0948 | 53.0378 | 53.125 | 0 | 0 |  | 0 | 0 | 0 | 0 | 0 | 0 | 0 | 0 | 0 | 375.4495 | 375.4495 | 0 | 0 | 0 | 0 | 0 | 0 | 0 | 0 | 0 | 0 | 0 | 0 | 0 | 0 | 0 | 0 | 0 | 0 | 0 | 0 | 0 | 0 | 0 | 0 | 0 | 0 | 0 | 0 | 0 | 0 | 0.10429 | 0.10429 | 0 | 0 | 0 | 0 | 0 | 0 | 0 | 0 | 0 | 0 | 0 | 0 | 0 | 0 | 0 | 0 | 0 | 0 | 0 | 0 | 0 | 0 | 0 | 0 | 0 | 0 | 0 | 0 | 0 | 0 | 0 | 0 | 0 | 0 | 0 | 0 | 0 | 0 | 0 | 0 | 0 | 0 | 0 | 0 | 0 | 0 | 0 | 0 | 0 | 0 | 0 | 0 | 0
Residential | Whole House Efficiency | Multi-Family | Foam (ASHP) | 5 | 0 | 94.8% | 0 | 210.5267 | 0.14222 | 0 | 0 | 0 | 0 | 0 |  | n/a | 0.75603 | n/a | n/a | n/a | 0 | 0 | 52.2909 | 5.1357 | 69.0515 | 69.1651 | 0 | 0 |  | 0 | 0 | 0 | 0 | 0 | 0 | 0 | 0 | 0 | 210.5267 | 210.5267 | 210.5267 | 210.5267 | 210.5267 | 0 | 0 | 0 | 0 | 0 | 0 | 0 | 0 | 0 | 0 | 0 | 0 | 0 | 0 | 0 | 0 | 0 | 0 | 0 | 0 | 0 | 0 | 0 | 0 | 0 | 0 | 0 | 0.14222 | 0.14222 | 0.14222 | 0.14222 | 0.14222 | 0 | 0 | 0 | 0 | 0 | 0 | 0 | 0 | 0 | 0 | 0 | 0 | 0 | 0 | 0 | 0 | 0 | 0 | 0 | 0 | 0 | 0 | 0 | 0 | 0 | 0 | 0 | 0 | 0 | 0 | 0 | 0 | 0 | 0 | 0 | 0 | 0 | 0 | 0 | 0 | 0 | 0 | 0 | 0 | 0 | 0 | 0 | 0 | 0 | 0
Residential | Whole House Efficiency | Multi-Family | Foam (CAC & Electric Heat) | 5 | 0 | 94.8% | 0 | 6143.7184 | 0.82881 | 0 | 0 | 0 | 0 | 0 |  | n/a | 0.44389 | n/a | n/a | n/a | 0 | 0 | 895.9618 | 149.8739 | 2015.1015 | 2018.4175 | 0 | 0 |  | 0 | 0 | 0 | 0 | 0 | 0 | 0 | 0 | 0 | 6143.7184 | 6143.7184 | 6143.7184 | 6143.7184 | 6143.7184 | 0 | 0 | 0 | 0 | 0 | 0 | 0 | 0 | 0 | 0 | 0 | 0 | 0 | 0 | 0 | 0 | 0 | 0 | 0 | 0 | 0 | 0 | 0 | 0 | 0 | 0 | 0 | 0.82881 | 0.82881 | 0.82881 | 0.82881 | 0.82881 | 0 | 0 | 0 | 0 | 0 | 0 | 0 | 0 | 0 | 0 | 0 | 0 | 0 | 0 | 0 | 0 | 0 | 0 | 0 | 0 | 0 | 0 | 0 | 0 | 0 | 0 | 0 | 0 | 0 | 0 | 0 | 0 | 0 | 0 | 0 | 0 | 0 | 0 | 0 | 0 | 0 | 0 | 0 | 0 | 0 | 0 | 0 | 0 | 0 | 0
Residential | Whole House Efficiency | Multi-Family | Duct Sealing - Tape (ASHP) | 20 | 0 | 94.8% | 0 | 17141.5677 | 13.7665 | 0 | 0 | 0 | 0 | 0 |  | n/a | 0.73971 | n/a | n/a | n/a | 0 | 0 | 11849.2943 | 1024.3332 | 15992.5335 | 16018.8503 | 0 | 0 |  | 0 | 0 | 0 | 0 | 0 | 0 | 0 | 0 | 0 | 17141.5677 | 17141.5677 | 17141.5677 | 17141.5677 | 17141.5677 | 17141.5677 | 17141.5677 | 17141.5677 | 17141.5677 | 17141.5677 | 17141.5677 | 17141.5677 | 17141.5677 | 17141.5677 | 17141.5677 | 17141.5677 | 17141.5677 | 17141.5677 | 17141.5677 | 17141.5677 | 0 | 0 | 0 | 0 | 0 | 0 | 0 | 0 | 0 | 0 | 0 | 0 | 13.7665 | 13.7665 | 13.7665 | 13.7665 | 13.7665 | 13.7665 | 13.7665 | 13.7665 | 13.7665 | 13.7665 | 13.7665 | 13.7665 | 13.7665 | 13.7665 | 13.7665 | 13.7665 | 13.7665 | 13.7665 | 13.7665 | 13.7665 | 0 | 0 | 0 | 0 | 0 | 0 | 0 | 0 | 0 | 0 | 0 | 0 | 0 | 0 | 0 | 0 | 0 | 0 | 0 | 0 | 0 | 0 | 0 | 0 | 0 | 0 | 0 | 0 | 0 | 0 | 0 | 0 | 0 | 0 | 0
Residential | Whole House Efficiency | Multi-Family | Duct Sealing - Tape (CAC & Electric Heat) | 20 | 0 | 94.8% | 0 | 338430.0722 | 26.4898 | 0 | 0 | 0 | 0 | 0 |  | n/a | 0.36079 | n/a | n/a | n/a | 0 | 0 | 114105.4333 | 20223.6555 | 315744.415 | 316263.9934 | 0 | 0 |  | 0 | 0 | 0 | 0 | 0 | 0 | 0 | 0 | 0 | 338430.0722 | 338430.0722 | 338430.0722 | 338430.0722 | 338430.0722 | 338430.0722 | 338430.0722 | 338430.0722 | 338430.0722 | 338430.0722 | 338430.0722 | 338430.0722 | 338430.0722 | 338430.0722 | 338430.0722 | 338430.0722 | 338430.0722 | 338430.0722 | 338430.0722 | 338430.0722 | 0 | 0 | 0 | 0 | 0 | 0 | 0 | 0 | 0 | 0 | 0 | 0 | 26.4898 | 26.4898 | 26.4898 | 26.4898 | 26.4898 | 26.4898 | 26.4898 | 26.4898 | 26.4898 | 26.4898 | 26.4898 | 26.4898 | 26.4898 | 26.4898 | 26.4898 | 26.4898 | 26.4898 | 26.4898 | 26.4898 | 26.4898 | 0 | 0 | 0 | 0 | 0 | 0 | 0 | 0 | 0 | 0 | 0 | 0 | 0 | 0 | 0 | 0 | 0 | 0 | 0 | 0 | 0 | 0 | 0 | 0 | 0 | 0 | 0 | 0 | 0 | 0 | 0 | 0 | 0 | 0 | 0
Residential | Whole House Efficiency | Building Shell | Duct Sealing 10% (ASHP) | 20 | 0 | 94.8% | 0 | 7752.8723 | 4.1298 | 0 | 0 | 3682.6901 | 0 | 1200 |  | 2.3688 | 0.55284 | 7.2697 | 2.622 | 4.2784 | 0.014673 | 0.076915 | 4335.0115 | 463.2904 | 7233.1814 | 7245.0841 | 596.3116 | 1830.0255 |  | 0 | 0 | 0 | 0 | 0 | 0 | 0 | 0 | 0 | 7752.8723 | 7752.8723 | 7752.8723 | 7752.8723 | 7752.8723 | 7752.8723 | 7752.8723 | 7752.8723 | 7752.8723 | 7752.8723 | 7752.8723 | 7752.8723 | 7752.8723 | 7752.8723 | 7752.8723 | 7752.8723 | 7752.8723 | 7752.8723 | 7752.8723 | 7752.8723 | 0 | 0 | 0 | 0 | 0 | 0 | 0 | 0 | 0 | 0 | 0 | 0 | 4.1298 | 4.1298 | 4.1298 | 4.1298 | 4.1298 | 4.1298 | 4.1298 | 4.1298 | 4.1298 | 4.1298 | 4.1298 | 4.1298 | 4.1298 | 4.1298 | 4.1298 | 4.1298 | 4.1298 | 4.1298 | 4.1298 | 4.1298 | 0 | 0 | 0 | 0 | 0 | 0 | 0 | 0 | 0 | 0 | 0 | 0 | 0 | 0 | 0 | 0 | 0 | 0 | 0 | 0 | 0 | 0 | 0 | 0 | 0 | 0 | 0 | 0 | 0 | 0 | 0 | 0 | 0 | 0 | 0
Residential | Whole House Efficiency | Building Shell | Duct Sealing 10% (CAC & Electric Heat) | 20 | 0 | 94.8% | 0 | 155901.3821 | 12.2028 | 0 | 0 | 42964.7179 | 0 | 14000 |  | 2.462 | 0.34435 | 7.5556 | 2.8983 | 7.1384 | 0.008513 | 0.044624 | 52563.8713 | 9316.2402 | 145450.9949 | 145690.3442 | 6956.9681 | 21350.298 |  | 0 | 0 | 0 | 0 | 0 | 0 | 0 | 0 | 0 | 155901.3821 | 155901.3821 | 155901.3821 | 155901.3821 | 155901.3821 | 155901.3821 | 155901.3821 | 155901.3821 | 155901.3821 | 155901.3821 | 155901.3821 | 155901.3821 | 155901.3821 | 155901.3821 | 155901.3821 | 155901.3821 | 155901.3821 | 155901.3821 | 155901.3821 | 155901.3821 | 0 | 0 | 0 | 0 | 0 | 0 | 0 | 0 | 0 | 0 | 0 | 0 | 12.2028 | 12.2028 | 12.2028 | 12.2028 | 12.2028 | 12.2028 | 12.2028 | 12.2028 | 12.2028 | 12.2028 | 12.2028 | 12.2028 | 12.2028 | 12.2028 | 12.2028 | 12.2028 | 12.2028 | 12.2028 | 12.2028 | 12.2028 | 0 | 0 | 0 | 0 | 0 | 0 | 0 | 0 | 0 | 0 | 0 | 0 | 0 | 0 | 0 | 0 | 0 | 0 | 0 | 0 | 0 | 0 | 0 | 0 | 0 | 0 | 0 | 0 | 0 | 0 | 0 | 0 | 0 | 0 | 0
Residential | Whole House Efficiency | Building Shell | Duct Sealing 10% (CAC & Gas Heat) | 20 | 0 | 94.8% | 4070.2756 | 8936.2819 | 3.3122 | 0 | 0 | 11661.852 | 0 | 3800 |  | 3.586 | 0.47036 | 11.0052 | 3.6782 | 7.6121 | 0.040312 | 0.21131 | 20781.2822 | 534.0078 | 42224.2096 | 42293.6923 | 1888.3199 | 5795.0809 |  | 0 | 0 | 0 | 0 | 0 | 0 | 0 | 0 | 0 | 8936.2819 | 8936.2819 | 8936.2819 | 8936.2819 | 8936.2819 | 8936.2819 | 8936.2819 | 8936.2819 | 8936.2819 | 8936.2819 | 8936.2819 | 8936.2819 | 8936.2819 | 8936.2819 | 8936.2819 | 8936.2819 | 8936.2819 | 8936.2819 | 8936.2819 | 8936.2819 | 0 | 0 | 0 | 0 | 0 | 0 | 0 | 0 | 0 | 0 | 0 | 0 | 3.3122 | 3.3122 | 3.3122 | 3.3122 | 3.3122 | 3.3122 | 3.3122 | 3.3122 | 3.3122 | 3.3122 | 3.3122 | 3.3122 | 3.3122 | 3.3122 | 3.3122 | 3.3122 | 3.3122 | 3.3122 | 3.3122 | 3.3122 | 0 | 0 | 0 | 0 | 0 | 0 | 0 | 0 | 0 | 0 | 0 | 0 | 4070.2756 | 4070.2756 | 4070.2756 | 4070.2756 | 4070.2756 | 4070.2756 | 4070.2756 | 4070.2756 | 4070.2756 | 4070.2756 | 4070.2756 | 4070.2756 | 4070.2756 | 4070.2756 | 4070.2756 | 4070.2756 | 4070.2756 | 4070.2756 | 4070.2756 | 4070.2756 | 0 | 0 | 0
Residential | Whole House Efficiency | Building Shell | Air Sealing 20% ACH Reduction (ASHP) | 15 | 0 | 94.8% | 0 | 4240.3145 | 1.8917 | 0 | 0 | 1335.1424 | 0 | 1750 |  | 2.8257 | 0.44832 | 2.1559 | 3.1591 | 6.2948 | 0.04483 | 0.20508 | 1874.7907 | 221.1409 | 3306.7675 | 3312.209 | 869.621 | 663.4673 |  | 0 | 0 | 0 | 0 | 0 | 0 | 0 | 0 | 0 | 4240.3145 | 4240.3145 | 4240.3145 | 4240.3145 | 4240.3145 | 4240.3145 | 4240.3145 | 4240.3145 | 4240.3145 | 4240.3145 | 4240.3145 | 4240.3145 | 4240.3145 | 4240.3145 | 4240.3145 | 0 | 0 | 0 | 0 | 0 | 0 | 0 | 0 | 0 | 0 | 0 | 0 | 0 | 0 | 0 | 0 | 0 | 1.8917 | 1.8917 | 1.8917 | 1.8917 | 1.8917 | 1.8917 | 1.8917 | 1.8917 | 1.8917 | 1.8917 | 1.8917 | 1.8917 | 1.8917 | 1.8917 | 1.8917 | 0 | 0 | 0 | 0 | 0 | 0 | 0 | 0 | 0 | 0 | 0 | 0 | 0 | 0 | 0 | 0 | 0 | 0 | 0 | 0 | 0 | 0 | 0 | 0 | 0 | 0 | 0 | 0 | 0 | 0 | 0 | 0 | 0 | 0 | 0 | 0 | 0 | 0 | 0 | 0
Residential | Whole House Efficiency | Building Shell | Air Sealing 20% ACH Reduction (CAC & Electric Heat) | 15 | 0 | 94.8% | 0 | 73938.1569 | 9.9745 | 0 | 0 | 14495.8314 | 0 | 19000 |  | 3.2078 | 0.34387 | 2.4474 | 3.7431 | 9.3153 | 0.027913 | 0.1277 | 23106.9841 | 3856.0222 | 57659.9426 | 57754.8258 | 9441.5996 | 7203.3598 |  | 0 | 0 | 0 | 0 | 0 | 0 | 0 | 0 | 0 | 73938.1569 | 73938.1569 | 73938.1569 | 73938.1569 | 73938.1569 | 73938.1569 | 73938.1569 | 73938.1569 | 73938.1569 | 73938.1569 | 73938.1569 | 73938.1569 | 73938.1569 | 73938.1569 | 73938.1569 | 0 | 0 | 0 | 0 | 0 | 0 | 0 | 0 | 0 | 0 | 0 | 0 | 0 | 0 | 0 | 0 | 0 | 9.9745 | 9.9745 | 9.9745 | 9.9745 | 9.9745 | 9.9745 | 9.9745 | 9.9745 | 9.9745 | 9.9745 | 9.9745 | 9.9745 | 9.9745 | 9.9745 | 9.9745 | 0 | 0 | 0 | 0 | 0 | 0 | 0 | 0 | 0 | 0 | 0 | 0 | 0 | 0 | 0 | 0 | 0 | 0 | 0 | 0 | 0 | 0 | 0 | 0 | 0 | 0 | 0 | 0 | 0 | 0 | 0 | 0 | 0 | 0 | 0 | 0 | 0 | 0 | 0 | 0
Residential | Whole House Efficiency | Building Shell | Air Sealing 20% ACH Reduction (CAC & Gas Heat) | 15 | 0 | 94.8% | 785.2644 | 5042.3915 | 2.7561 | 0 | 0 | 4005.4271 | 0 | 5250 |  | 2.5734 | 0.42447 | 1.9633 | 2.7055 | 6.0547 | 0.1131 | 0.51739 | 5122.104 | 262.9708 | 9442.5192 | 9458.0575 | 2608.863 | 1990.402 |  | 0 | 0 | 0 | 0 | 0 | 0 | 0 | 0 | 0 | 5042.3915 | 5042.3915 | 5042.3915 | 5042.3915 | 5042.3915 | 5042.3915 | 5042.3915 | 5042.3915 | 5042.3915 | 5042.3915 | 5042.3915 | 5042.3915 | 5042.3915 | 5042.3915 | 5042.3915 | 0 | 0 | 0 | 0 | 0 | 0 | 0 | 0 | 0 | 0 | 0 | 0 | 0 | 0 | 0 | 0 | 0 | 2.7561 | 2.7561 | 2.7561 | 2.7561 | 2.7561 | 2.7561 | 2.7561 | 2.7561 | 2.7561 | 2.7561 | 2.7561 | 2.7561 | 2.7561 | 2.7561 | 2.7561 | 0 | 0 | 0 | 0 | 0 | 0 | 0 | 0 | 0 | 0 | 0 | 0 | 0 | 0 | 0 | 0 | 0 | 785.2644 | 785.2644 | 785.2644 | 785.2644 | 785.2644 | 785.2644 | 785.2644 | 785.2644 | 785.2644 | 785.2644 | 785.2644 | 785.2644 | 785.2644 | 785.2644 | 785.2644 | 0 | 0 | 0 | 0 | 0 | 0 | 0 | 0
Residential | Whole House Efficiency | Building Shell | Air Sealing 20% ACH Reduction & Attic Insulation R-38 (ASHP) | 20 | 0 | 94.8% | 0 | 1770.8076 | 0.88231 | 0 | 0 | 1230.8629 | 0 | 900 |  | 1.5701 | 0.45687 | 2.1473 | 1.7431 | 3.4323 | 0.048181 | 0.25256 | 960.3652 | 105.8186 | 1652.1067 | 1654.8254 | 447.2337 | 611.6481 |  | 0 | 0 | 0 | 0 | 0 | 0 | 0 | 0 | 0 | 1770.8076 | 1770.8076 | 1770.8076 | 1770.8076 | 1770.8076 | 1770.8076 | 1770.8076 | 1770.8076 | 1770.8076 | 1770.8076 | 1770.8076 | 1770.8076 | 1770.8076 | 1770.8076 | 1770.8076 | 1770.8076 | 1770.8076 | 1770.8076 | 1770.8076 | 1770.8076 | 0 | 0 | 0 | 0 | 0 | 0 | 0 | 0 | 0 | 0 | 0 | 0 | 0.88231 | 0.88231 | 0.88231 | 0.88231 | 0.88231 | 0.88231 | 0.88231 | 0.88231 | 0.88231 | 0.88231 | 0.88231 | 0.88231 | 0.88231 | 0.88231 | 0.88231 | 0.88231 | 0.88231 | 0.88231 | 0.88231 | 0.88231 | 0 | 0 | 0 | 0 | 0 | 0 | 0 | 0 | 0 | 0 | 0 | 0 | 0 | 0 | 0 | 0 | 0 | 0 | 0 | 0 | 0 | 0 | 0 | 0 | 0 | 0 | 0 | 0 | 0 | 0 | 0 | 0 | 0 | 0 | 0
Residential | Whole House Efficiency | Building Shell | Air Sealing 20% ACH Reduction & Attic Insulation R-38 (CAC & Electric Heat) | 20 | 0 | 94.8% | 0 | 34147.8936 | 3.4095 | 0 | 0 | 14154.9229 | 0 | 10350 |  | 1.688 | 0.32043 | 2.3085 | 1.9781 | 5.2605 | 0.028733 | 0.15062 | 11873.2001 | 2040.5847 | 31858.8907 | 31911.3166 | 5143.1871 | 7033.9534 |  | 0 | 0 | 0 | 0 | 0 | 0 | 0 | 0 | 0 | 34147.8936 | 34147.8936 | 34147.8936 | 34147.8936 | 34147.8936 | 34147.8936 | 34147.8936 | 34147.8936 | 34147.8936 | 34147.8936 | 34147.8936 | 34147.8936 | 34147.8936 | 34147.8936 | 34147.8936 | 34147.8936 | 34147.8936 | 34147.8936 | 34147.8936 | 34147.8936 | 0 | 0 | 0 | 0 | 0 | 0 | 0 | 0 | 0 | 0 | 0 | 0 | 3.4095 | 3.4095 | 3.4095 | 3.4095 | 3.4095 | 3.4095 | 3.4095 | 3.4095 | 3.4095 | 3.4095 | 3.4095 | 3.4095 | 3.4095 | 3.4095 | 3.4095 | 3.4095 | 3.4095 | 3.4095 | 3.4095 | 3.4095 | 0 | 0 | 0 | 0 | 0 | 0 | 0 | 0 | 0 | 0 | 0 | 0 | 0 | 0 | 0 | 0 | 0 | 0 | 0 | 0 | 0 | 0 | 0 | 0 | 0 | 0 | 0 | 0 | 0 | 0 | 0 | 0 | 0 | 0 | 0
Residential | Whole House Efficiency | Building Shell | Air Sealing 20% ACH Reduction & Attic Insulation R-38 (CAC & Gas Heat) | 20 | 0 | 94.8% | 366.1613 | 1730.9702 | 0.88943 | 0 | 0 | 3692.5886 | 0 | 2700 |  | 1.3273 | 0.40506 | 1.8153 | 1.3837 | 3.2726 | 0.14787 | 0.77512 | 2435.5457 | 103.438 | 4663.4039 | 4671.0778 | 1341.701 | 1834.9444 |  | 0 | 0 | 0 | 0 | 0 | 0 | 0 | 0 | 0 | 1730.9702 | 1730.9702 | 1730.9702 | 1730.9702 | 1730.9702 | 1730.9702 | 1730.9702 | 1730.9702 | 1730.9702 | 1730.9702 | 1730.9702 | 1730.9702 | 1730.9702 | 1730.9702 | 1730.9702 | 1730.9702 | 1730.9702 | 1730.9702 | 1730.9702 | 1730.9702 | 0 | 0 | 0 | 0 | 0 | 0 | 0 | 0 | 0 | 0 | 0 | 0 | 0.88943 | 0.88943 | 0.88943 | 0.88943 | 0.88943 | 0.88943 | 0.88943 | 0.88943 | 0.88943 | 0.88943 | 0.88943 | 0.88943 | 0.88943 | 0.88943 | 0.88943 | 0.88943 | 0.88943 | 0.88943 | 0.88943 | 0.88943 | 0 | 0 | 0 | 0 | 0 | 0 | 0 | 0 | 0 | 0 | 0 | 0 | 366.1613 | 366.1613 | 366.1613 | 366.1613 | 366.1613 | 366.1613 | 366.1613 | 366.1613 | 366.1613 | 366.1613 | 366.1613 | 366.1613 | 366.1613 | 366.1613 | 366.1613 | 366.1613 | 366.1613 | 366.1613 | 366.1613 | 366.1613 | 0 | 0 | 0
Residential | Whole House Efficiency | Building Shell | Wall Insulation R-13 (ASHP) | 25 | 0 | 94.8% | 0 | 684.6661 | 0.41161 | 0 | 0 | 85.3186 | 0 | 180 |  | 10.2352 | 0.55625 | 4.8514 | 11.254 | 18.3738 | 0.023607 | 0.13064 | 433.9425 | 43.1942 | 689.5458 | 690.6805 | 89.4467 | 42.397 |  | 0 | 0 | 0 | 0 | 0 | 0 | 0 | 0 | 0 | 684.6661 | 684.6661 | 684.6661 | 684.6661 | 684.6661 | 684.6661 | 684.6661 | 684.6661 | 684.6661 | 684.6661 | 684.6661 | 684.6661 | 684.6661 | 684.6661 | 684.6661 | 684.6661 | 684.6661 | 684.6661 | 684.6661 | 684.6661 | 684.6661 | 684.6661 | 684.6661 | 0 | 0 | 0 | 0 | 0 | 0 | 0 | 0 | 0 | 0.41161 | 0.41161 | 0.41161 | 0.41161 | 0.41161 | 0.41161 | 0.41161 | 0.41161 | 0.41161 | 0.41161 | 0.41161 | 0.41161 | 0.41161 | 0.41161 | 0.41161 | 0.41161 | 0.41161 | 0.41161 | 0.41161 | 0.41161 | 0.41161 | 0.41161 | 0.41161 | 0 | 0 | 0 | 0 | 0 | 0 | 0 | 0 | 0 | 0 | 0 | 0 | 0 | 0 | 0 | 0 | 0 | 0 | 0 | 0 | 0 | 0 | 0 | 0 | 0 | 0 | 0 | 0 | 0 | 0 | 0 | 0
Residential | Whole House Efficiency | Building Shell | Wall Insulation R-13 (CAC & Electric Heat) | 25 | 0 | 94.8% | 0 | 18657.1952 | 0.72113 | 0 | 0 | 1279.7783 | 0 | 2700 |  | 9.9618 | 0.31421 | 4.7218 | 11.8126 | 31.6561 | 0.012995 | 0.071913 | 6335.2651 | 1177.0451 | 18790.1675 | 18821.088 | 1341.701 | 635.9555 |  | 0 | 0 | 0 | 0 | 0 | 0 | 0 | 0 | 0 | 18657.1952 | 18657.1952 | 18657.1952 | 18657.1952 | 18657.1952 | 18657.1952 | 18657.1952 | 18657.1952 | 18657.1952 | 18657.1952 | 18657.1952 | 18657.1952 | 18657.1952 | 18657.1952 | 18657.1952 | 18657.1952 | 18657.1952 | 18657.1952 | 18657.1952 | 18657.1952 | 18657.1952 | 18657.1952 | 18657.1952 | 0 | 0 | 0 | 0 | 0 | 0 | 0 | 0 | 0 | 0.72113 | 0.72113 | 0.72113 | 0.72113 | 0.72113 | 0.72113 | 0.72113 | 0.72113 | 0.72113 | 0.72113 | 0.72113 | 0.72113 | 0.72113 | 0.72113 | 0.72113 | 0.72113 | 0.72113 | 0.72113 | 0.72113 | 0.72113 | 0.72113 | 0.72113 | 0.72113 | 0 | 0 | 0 | 0 | 0 | 0 | 0 | 0 | 0 | 0 | 0 | 0 | 0 | 0 | 0 | 0 | 0 | 0 | 0 | 0 | 0 | 0 | 0 | 0 | 0 | 0 | 0 | 0 | 0 | 0 | 0 | 0
Residential | Whole House Efficiency | Building Shell | Wall Insulation R-13 (CAC & Gas Heat) | 25 | 0 | 94.8% | 227.6638 | 510.8678 | 0.1923 | 0 | 0 | 341.2742 | 0 | 720 |  | 7.4043 | 0.43081 | 3.5096 | 7.5944 | 17.1623 | 0.12655 | 0.70035 | 1255.6865 | 32.2296 | 2552.7422 | 2556.9429 | 357.7869 | 169.5881 |  | 0 | 0 | 0 | 0 | 0 | 0 | 0 | 0 | 0 | 510.8678 | 510.8678 | 510.8678 | 510.8678 | 510.8678 | 510.8678 | 510.8678 | 510.8678 | 510.8678 | 510.8678 | 510.8678 | 510.8678 | 510.8678 | 510.8678 | 510.8678 | 510.8678 | 510.8678 | 510.8678 | 510.8678 | 510.8678 | 510.8678 | 510.8678 | 510.8678 | 0 | 0 | 0 | 0 | 0 | 0 | 0 | 0 | 0 | 0.1923 | 0.1923 | 0.1923 | 0.1923 | 0.1923 | 0.1923 | 0.1923 | 0.1923 | 0.1923 | 0.1923 | 0.1923 | 0.1923 | 0.1923 | 0.1923 | 0.1923 | 0.1923 | 0.1923 | 0.1923 | 0.1923 | 0.1923 | 0.1923 | 0.1923 | 0.1923 | 0 | 0 | 0 | 0 | 0 | 0 | 0 | 0 | 0 | 227.6638 | 227.6638 | 227.6638 | 227.6638 | 227.6638 | 227.6638 | 227.6638 | 227.6638 | 227.6638 | 227.6638 | 227.6638 | 227.6638 | 227.6638 | 227.6638 | 227.6638 | 227.6638 | 227.6638 | 227.6638 | 227.6638 | 227.6638 | 227.6638 | 227.6638 | 227.6638
Residential | Whole House Efficiency | Building Shell | Basement Sidewall Insulation R-13 (ASHP) | 25 | 0 | 94.8% | 0 | 2993.9806 | 1.8689 | 0 | 0 | 61.4294 | 0 | 72 |  | 63.3453 | 0.63273 | 54.0453 | 69.5329 | 99.9512 | 0.0021594 | 0.01195 | 1933.6688 | 188.8842 | 3015.3191 | 3020.281 | 35.7787 | 30.5259 |  | 0 | 0 | 0 | 0 | 0 | 0 | 0 | 0 | 0 | 2993.9806 | 2993.9806 | 2993.9806 | 2993.9806 | 2993.9806 | 2993.9806 | 2993.9806 | 2993.9806 | 2993.9806 | 2993.9806 | 2993.9806 | 2993.9806 | 2993.9806 | 2993.9806 | 2993.9806 | 2993.9806 | 2993.9806 | 2993.9806 | 2993.9806 | 2993.9806 | 2993.9806 | 2993.9806 | 2993.9806 | 0 | 0 | 0 | 0 | 0 | 0 | 0 | 0 | 0 | 1.8689 | 1.8689 | 1.8689 | 1.8689 | 1.8689 | 1.8689 | 1.8689 | 1.8689 | 1.8689 | 1.8689 | 1.8689 | 1.8689 | 1.8689 | 1.8689 | 1.8689 | 1.8689 | 1.8689 | 1.8689 | 1.8689 | 1.8689 | 1.8689 | 1.8689 | 1.8689 | 0 | 0 | 0 | 0 | 0 | 0 | 0 | 0 | 0 | 0 | 0 | 0 | 0 | 0 | 0 | 0 | 0 | 0 | 0 | 0 | 0 | 0 | 0 | 0 | 0 | 0 | 0 | 0 | 0 | 0 | 0 | 0
Residential | Whole House Efficiency | Building Shell | Basement Sidewall Insulation R-13 (CAC & Electric Heat) | 25 | 0 | 94.8% | 0 | 82991.665 | 2.1763 | 0 | 0 | 921.4404 | 0 | 1080 |  | 60.3668 | 0.32806 | 51.5041 | 71.8014 | 183.7127 | 0.0011685 | 0.0064667 | 27641.2367 | 5235.7779 | 83583.1577 | 83720.6994 | 536.6804 | 457.888 |  | 0 | 0 | 0 | 0 | 0 | 0 | 0 | 0 | 0 | 82991.665 | 82991.665 | 82991.665 | 82991.665 | 82991.665 | 82991.665 | 82991.665 | 82991.665 | 82991.665 | 82991.665 | 82991.665 | 82991.665 | 82991.665 | 82991.665 | 82991.665 | 82991.665 | 82991.665 | 82991.665 | 82991.665 | 82991.665 | 82991.665 | 82991.665 | 82991.665 | 0 | 0 | 0 | 0 | 0 | 0 | 0 | 0 | 0 | 2.1763 | 2.1763 | 2.1763 | 2.1763 | 2.1763 | 2.1763 | 2.1763 | 2.1763 | 2.1763 | 2.1763 | 2.1763 | 2.1763 | 2.1763 | 2.1763 | 2.1763 | 2.1763 | 2.1763 | 2.1763 | 2.1763 | 2.1763 | 2.1763 | 2.1763 | 2.1763 | 0 | 0 | 0 | 0 | 0 | 0 | 0 | 0 | 0 | 0 | 0 | 0 | 0 | 0 | 0 | 0 | 0 | 0 | 0 | 0 | 0 | 0 | 0 | 0 | 0 | 0 | 0 | 0 | 0 | 0 | 0 | 0
Residential | Whole House Efficiency | Building Shell | Basement Sidewall Insulation R-13 (CAC & Gas Heat) | 25 | 0 | 94.8% | 1047.7257 | 1873.5487 | 0.58034 | 0 | 0 | 245.7174 | 0 | 288 |  | 44.7729 | 0.47835 | 38.1996 | 45.7409 | 93.4463 | 0.013803 | 0.076387 | 5466.9255 | 118.1984 | 11267.0051 | 11285.5457 | 143.1148 | 122.1035 |  | 0 | 0 | 0 | 0 | 0 | 0 | 0 | 0 | 0 | 1873.5487 | 1873.5487 | 1873.5487 | 1873.5487 | 1873.5487 | 1873.5487 | 1873.5487 | 1873.5487 | 1873.5487 | 1873.5487 | 1873.5487 | 1873.5487 | 1873.5487 | 1873.5487 | 1873.5487 | 1873.5487 | 1873.5487 | 1873.5487 | 1873.5487 | 1873.5487 | 1873.5487 | 1873.5487 | 1873.5487 | 0 | 0 | 0 | 0 | 0 | 0 | 0 | 0 | 0 | 0.58034 | 0.58034 | 0.58034 | 0.58034 | 0.58034 | 0.58034 | 0.58034 | 0.58034 | 0.58034 | 0.58034 | 0.58034 | 0.58034 | 0.58034 | 0.58034 | 0.58034 | 0.58034 | 0.58034 | 0.58034 | 0.58034 | 0.58034 | 0.58034 | 0.58034 | 0.58034 | 0 | 0 | 0 | 0 | 0 | 0 | 0 | 0 | 0 | 1047.7257 | 1047.7257 | 1047.7257 | 1047.7257 | 1047.7257 | 1047.7257 | 1047.7257 | 1047.7257 | 1047.7257 | 1047.7257 | 1047.7257 | 1047.7257 | 1047.7257 | 1047.7257 | 1047.7257 | 1047.7257 | 1047.7257 | 1047.7257 | 1047.7257 | 1047.7257 | 1047.7257 | 1047.7257 | 1047.7257
Residential | Whole House Efficiency | Building Shell | Crawlspace Insulation R-19 (ASHP) | 25 | 0 | 94.8% | 0 | 4195.3061 | 2.6035 | 0 | 0 | 76.7867 | 0 | 90 |  | 70.8008 | 0.63167 | 60.4063 | 77.7372 | 111.9033 | 0.0019263 | 0.01066 | 2701.5712 | 264.6735 | 4225.2066 | 4232.1595 | 44.7234 | 38.1573 |  | 0 | 0 | 0 | 0 | 0 | 0 | 0 | 0 | 0 | 4195.3061 | 4195.3061 | 4195.3061 | 4195.3061 | 4195.3061 | 4195.3061 | 4195.3061 | 4195.3061 | 4195.3061 | 4195.3061 | 4195.3061 | 4195.3061 | 4195.3061 | 4195.3061 | 4195.3061 | 4195.3061 | 4195.3061 | 4195.3061 | 4195.3061 | 4195.3061 | 4195.3061 | 4195.3061 | 4195.3061 | 0 | 0 | 0 | 0 | 0 | 0 | 0 | 0 | 0 | 2.6035 | 2.6035 | 2.6035 | 2.6035 | 2.6035 | 2.6035 | 2.6035 | 2.6035 | 2.6035 | 2.6035 | 2.6035 | 2.6035 | 2.6035 | 2.6035 | 2.6035 | 2.6035 | 2.6035 | 2.6035 | 2.6035 | 2.6035 | 2.6035 | 2.6035 | 2.6035 | 0 | 0 | 0 | 0 | 0 | 0 | 0 | 0 | 0 | 0 | 0 | 0 | 0 | 0 | 0 | 0 | 0 | 0 | 0 | 0 | 0 | 0 | 0 | 0 | 0 | 0 | 0 | 0 | 0 | 0 | 0 | 0
Residential | Whole House Efficiency | Building Shell | Crawlspace Insulation R-19 (CAC & Electric Heat) | 25 | 0 | 94.8% | 0 | 115981.0926 | 3.2655 | 0 | 0 | 1151.8005 | 0 | 1350 |  | 67.6951 | 0.32927 | 57.7565 | 80.479 | 205.2529 | 0.0010452 | 0.0057841 | 38745.9678 | 7317.0147 | 116807.7054 | 116999.9202 | 670.8505 | 572.3599 |  | 0 | 0 | 0 | 0 | 0 | 0 | 0 | 0 | 0 | 115981.0926 | 115981.0926 | 115981.0926 | 115981.0926 | 115981.0926 | 115981.0926 | 115981.0926 | 115981.0926 | 115981.0926 | 115981.0926 | 115981.0926 | 115981.0926 | 115981.0926 | 115981.0926 | 115981.0926 | 115981.0926 | 115981.0926 | 115981.0926 | 115981.0926 | 115981.0926 | 115981.0926 | 115981.0926 | 115981.0926 | 0 | 0 | 0 | 0 | 0 | 0 | 0 | 0 | 0 | 3.2655 | 3.2655 | 3.2655 | 3.2655 | 3.2655 | 3.2655 | 3.2655 | 3.2655 | 3.2655 | 3.2655 | 3.2655 | 3.2655 | 3.2655 | 3.2655 | 3.2655 | 3.2655 | 3.2655 | 3.2655 | 3.2655 | 3.2655 | 3.2655 | 3.2655 | 3.2655 | 0 | 0 | 0 | 0 | 0 | 0 | 0 | 0 | 0 | 0 | 0 | 0 | 0 | 0 | 0 | 0 | 0 | 0 | 0 | 0 | 0 | 0 | 0 | 0 | 0 | 0 | 0 | 0 | 0 | 0 | 0 | 0
Residential | Whole House Efficiency | Building Shell | Crawlspace Insulation R-19 (CAC & Gas Heat) | 25 | 0 | 94.8% | 1441.0043 | 2690.6494 | 0.8708 | 0 | 0 | 307.1468 | 0 | 360 |  | 49.7503 | 0.48012 | 42.4462 | 50.8625 | 103.4518 | 0.012014 | 0.066487 | 7593.356 | 169.7477 | 15610.8834 | 15636.5721 | 178.8935 | 152.6293 |  | 0 | 0 | 0 | 0 | 0 | 0 | 0 | 0 | 0 | 2690.6494 | 2690.6494 | 2690.6494 | 2690.6494 | 2690.6494 | 2690.6494 | 2690.6494 | 2690.6494 | 2690.6494 | 2690.6494 | 2690.6494 | 2690.6494 | 2690.6494 | 2690.6494 | 2690.6494 | 2690.6494 | 2690.6494 | 2690.6494 | 2690.6494 | 2690.6494 | 2690.6494 | 2690.6494 | 2690.6494 | 0 | 0 | 0 | 0 | 0 | 0 | 0 | 0 | 0 | 0.8708 | 0.8708 | 0.8708 | 0.8708 | 0.8708 | 0.8708 | 0.8708 | 0.8708 | 0.8708 | 0.8708 | 0.8708 | 0.8708 | 0.8708 | 0.8708 | 0.8708 | 0.8708 | 0.8708 | 0.8708 | 0.8708 | 0.8708 | 0.8708 | 0.8708 | 0.8708 | 0 | 0 | 0 | 0 | 0 | 0 | 0 | 0 | 0 | 1441.0043 | 1441.0043 | 1441.0043 | 1441.0043 | 1441.0043 | 1441.0043 | 1441.0043 | 1441.0043 | 1441.0043 | 1441.0043 | 1441.0043 | 1441.0043 | 1441.0043 | 1441.0043 | 1441.0043 | 1441.0043 | 1441.0043 | 1441.0043 | 1441.0043 | 1441.0043 | 1441.0043 | 1441.0043 | 1441.0043
Residential | Whole House Efficiency | HVAC | Efficient Heat Pump (SF SEER 15, EER 12.5, HSPF 8.5) | 18 | 0 | 59.08% | 0 | 82582.6663 | 40.3437 | 0 | 0 | 71533.1442 | 0 | 79500 |  | 1.1826 | 0.37535 | 1.0641 | 1.3152 | 4.3782 | 0.095568 | 0.47838 | 42036.9971 | 4712.5041 | 116125.6236 | 72489.2871 | 39505.6402 | 35546.7001 |  | 0 | 0 | 0 | 0 | 0 | 0 | 0 | 0 | 0 | 82582.6663 | 82582.6663 | 82582.6663 | 82582.6663 | 82582.6663 | 82582.6663 | 82582.6663 | 82582.6663 | 82582.6663 | 82582.6663 | 82582.6663 | 82582.6663 | 82582.6663 | 82582.6663 | 82582.6663 | 82582.6663 | 82582.6663 | 82582.6663 | 0 | 0 | 0 | 0 | 0 | 0 | 0 | 0 | 0 | 0 | 0 | 0 | 0 | 0 | 40.3437 | 40.3437 | 40.3437 | 40.3437 | 40.3437 | 40.3437 | 40.3437 | 40.3437 | 40.3437 | 40.3437 | 40.3437 | 40.3437 | 40.3437 | 40.3437 | 40.3437 | 40.3437 | 40.3437 | 40.3437 | 0 | 0 | 0 | 0 | 0 | 0 | 0 | 0 | 0 | 0 | 0 | 0 | 0 | 0 | 0 | 0 | 0 | 0 | 0 | 0 | 0 | 0 | 0 | 0 | 0 | 0 | 0 | 0 | 0 | 0 | 0 | 0 | 0 | 0 | 0 | 0 | 0
Residential | Whole House Efficiency | HVAC | Efficient Heat Pump (SF SEER 16, EER 13, HSPF 9) | 18 | 0 | 59.08% | 0 | 42628.7996 | 12.1612 | 0 | 0 | 32392.3672 | 0 | 27000 |  | 1.0994 | 0.3481 | 1.3189 | 1.2505 | 4.5575 | 0.062877 | 0.31474 | 17695.8259 | 2432.5733 | 59943.5228 | 37418.6428 | 13417.0099 | 16096.6189 |  | 0 | 0 | 0 | 0 | 0 | 0 | 0 | 0 | 0 | 42628.7996 | 42628.7996 | 42628.7996 | 42628.7996 | 42628.7996 | 42628.7996 | 42628.7996 | 42628.7996 | 42628.7996 | 42628.7996 | 42628.7996 | 42628.7996 | 42628.7996 | 42628.7996 | 42628.7996 | 42628.7996 | 42628.7996 | 42628.7996 | 0 | 0 | 0 | 0 | 0 | 0 | 0 | 0 | 0 | 0 | 0 | 0 | 0 | 0 | 12.1612 | 12.1612 | 12.1612 | 12.1612 | 12.1612 | 12.1612 | 12.1612 | 12.1612 | 12.1612 | 12.1612 | 12.1612 | 12.1612 | 12.1612 | 12.1612 | 12.1612 | 12.1612 | 12.1612 | 12.1612 | 0 | 0 | 0 | 0 | 0 | 0 | 0 | 0 | 0 | 0 | 0 | 0 | 0 | 0 | 0 | 0 | 0 | 0 | 0 | 0 | 0 | 0 | 0 | 0 | 0 | 0 | 0 | 0 | 0 | 0 | 0 | 0 | 0 | 0 | 0 | 0 | 0
Residential | Whole House Efficiency | HVAC | Efficient Heat Pump (SF SEER 14 Replace Resistance Heat w/CAC) | 18 | 6 | 54.74% | 0 | 0 | 0 | 826619.9928 | 60.5383 | 111142.2806 | 111142.2806 | 31500 |  | 6.2254 | 0.38388 | 8.1848 | 7.3595 | 27.4841 | 0.0076454 | 0.018936 | 128117.5712 | 23340.3515 | 549964.7361 | 318092.5944 | 15653.1782 | 20579.8386 |  | 0 | 0 | 0 | 0 | 0 | 0 | 0 | 0 | 0 | 826619.9928 | 826619.9928 | 826619.9928 | 826619.9928 | 826619.9928 | 826619.9928 | 0 | 0 | 0 | 0 | 0 | 0 | 0 | 0 | 0 | 0 | 0 | 0 | 0 | 0 | 0 | 0 | 0 | 0 | 0 | 0 | 0 | 0 | 0 | 0 | 0 | 0 | 60.5383 | 60.5383 | 60.5383 | 60.5383 | 60.5383 | 60.5383 | 0 | 0 | 0 | 0 | 0 | 0 | 0 | 0 | 0 | 0 | 0 | 0 | 0 | 0 | 0 | 0 | 0 | 0 | 0 | 0 | 0 | 0 | 0 | 0 | 0 | 0 | 0 | 0 | 0 | 0 | 0 | 0 | 0 | 0 | 0 | 0 | 0 | 0 | 0 | 0 | 0 | 0 | 0 | 0 | 0 | 0 | 0 | 0 | 0
Residential | Whole House Efficiency | HVAC | Efficient Heat Pump (SF SEER 15 Replace Resistance Heat w/CAC) | 18 | 6 | 54.74% | 0 | 8084.8879 | 3.9497 | 228516.886 | 18.1621 | 36641.0752 | 29637.9415 | 16800 |  | 4.2211 | 0.37753 | 4.5344 | 4.9666 | 18.6525 | 0.014236 | 0.036533 | 37854.8152 | 6685.4504 | 158927.1402 | 91921.4325 | 8348.3617 | 8967.9982 |  | 0 | 0 | 0 | 0 | 0 | 0 | 0 | 0 | 0 | 228516.886 | 228516.886 | 228516.886 | 228516.886 | 228516.886 | 228516.886 | 8084.8879 | 8084.8879 | 8084.8879 | 8084.8879 | 8084.8879 | 8084.8879 | 8084.8879 | 8084.8879 | 8084.8879 | 8084.8879 | 8084.8879 | 8084.8879 | 0 | 0 | 0 | 0 | 0 | 0 | 0 | 0 | 0 | 0 | 0 | 0 | 0 | 0 | 18.1621 | 18.1621 | 18.1621 | 18.1621 | 18.1621 | 18.1621 | 3.9497 | 3.9497 | 3.9497 | 3.9497 | 3.9497 | 3.9497 | 3.9497 | 3.9497 | 3.9497 | 3.9497 | 3.9497 | 3.9497 | 0 | 0 | 0 | 0 | 0 | 0 | 0 | 0 | 0 | 0 | 0 | 0 | 0 | 0 | 0 | 0 | 0 | 0 | 0 | 0 | 0 | 0 | 0 | 0 | 0 | 0 | 0 | 0 | 0 | 0 | 0 | 0 | 0 | 0 | 0 | 0 | 0
Residential | Whole House Efficiency | HVAC | Efficient Heat Pump (SF SEER 16 Replace Resistance Heat w/CAC) | 18 | 6 | 54.74% | 0 | 12507.7272 | 3.5682 | 162086.583 | 13.2124 | 29615.7132 | 20111.4603 | 17100 |  | 3.3251 | 0.36459 | 3.3053 | 3.9096 | 15.0348 | 0.01962 | 0.052425 | 28086.7096 | 4937.2341 | 118499.544 | 68538.6261 | 8497.4396 | 8446.8839 |  | 0 | 0 | 0 | 0 | 0 | 0 | 0 | 0 | 0 | 162086.583 | 162086.583 | 162086.583 | 162086.583 | 162086.583 | 162086.583 | 12507.7272 | 12507.7272 | 12507.7272 | 12507.7272 | 12507.7272 | 12507.7272 | 12507.7272 | 12507.7272 | 12507.7272 | 12507.7272 | 12507.7272 | 12507.7272 | 0 | 0 | 0 | 0 | 0 | 0 | 0 | 0 | 0 | 0 | 0 | 0 | 0 | 0 | 13.2124 | 13.2124 | 13.2124 | 13.2124 | 13.2124 | 13.2124 | 3.5682 | 3.5682 | 3.5682 | 3.5682 | 3.5682 | 3.5682 | 3.5682 | 3.5682 | 3.5682 | 3.5682 | 3.5682 | 3.5682 | 0 | 0 | 0 | 0 | 0 | 0 | 0 | 0 | 0 | 0 | 0 | 0 | 0 | 0 | 0 | 0 | 0 | 0 | 0 | 0 | 0 | 0 | 0 | 0 | 0 | 0 | 0 | 0 | 0 | 0 | 0 | 0 | 0 | 0 | 0 | 0 | 0
Residential | Whole House Efficiency | HVAC | Heat Pump Ductless (SF Mini Split Replace Resistance Heat w/CAC) | 18 | 0 | 59.08% | 0 | 94640.7417 | 2.6024 | 0 | 0 | 11344.9326 | 0 | 9600 |  | 4.969 | 0.3189 | 5.8722 | 5.927 | 24.4522 | 0.01007 | 0.050406 | 28013.3947 | 5400.5871 | 133081.3795 | 83073.6061 | 4770.4924 | 5637.5953 |  | 0 | 0 | 0 | 0 | 0 | 0 | 0 | 0 | 0 | 94640.7417 | 94640.7417 | 94640.7417 | 94640.7417 | 94640.7417 | 94640.7417 | 94640.7417 | 94640.7417 | 94640.7417 | 94640.7417 | 94640.7417 | 94640.7417 | 94640.7417 | 94640.7417 | 94640.7417 | 94640.7417 | 94640.7417 | 94640.7417 | 0 | 0 | 0 | 0 | 0 | 0 | 0 | 0 | 0 | 0 | 0 | 0 | 0 | 0 | 2.6024 | 2.6024 | 2.6024 | 2.6024 | 2.6024 | 2.6024 | 2.6024 | 2.6024 | 2.6024 | 2.6024 | 2.6024 | 2.6024 | 2.6024 | 2.6024 | 2.6024 | 2.6024 | 2.6024 | 2.6024 | 0 | 0 | 0 | 0 | 0 | 0 | 0 | 0 | 0 | 0 | 0 | 0 | 0 | 0 | 0 | 0 | 0 | 0 | 0 | 0 | 0 | 0 | 0 | 0 | 0 | 0 | 0 | 0 | 0 | 0 | 0 | 0 | 0 | 0 | 0 | 0 | 0
Residential | Whole House Efficiency | HVAC | Heat Pump Ductless (SF Mini Split Replace Resistance Heat/RAC) | 18 | 0 | 59.08% | 0 | 117066.9241 | 9.9069 | 0 | 0 | 14181.1657 | 0 | 12000 |  | 5.3557 | 0.34714 | 6.3292 | 6.3037 | 24.206 | 0.010176 | 0.050938 | 37741.7865 | 6680.3166 | 164616.501 | 102758.8264 | 5963.1155 | 7046.9941 |  | 0 | 0 | 0 | 0 | 0 | 0 | 0 | 0 | 0 | 117066.9241 | 117066.9241 | 117066.9241 | 117066.9241 | 117066.9241 | 117066.9241 | 117066.9241 | 117066.9241 | 117066.9241 | 117066.9241 | 117066.9241 | 117066.9241 | 117066.9241 | 117066.9241 | 117066.9241 | 117066.9241 | 117066.9241 | 117066.9241 | 0 | 0 | 0 | 0 | 0 | 0 | 0 | 0 | 0 | 0 | 0 | 0 | 0 | 0 | 9.9069 | 9.9069 | 9.9069 | 9.9069 | 9.9069 | 9.9069 | 9.9069 | 9.9069 | 9.9069 | 9.9069 | 9.9069 | 9.9069 | 9.9069 | 9.9069 | 9.9069 | 9.9069 | 9.9069 | 9.9069 | 0 | 0 | 0 | 0 | 0 | 0 | 0 | 0 | 0 | 0 | 0 | 0 | 0 | 0 | 0 | 0 | 0 | 0 | 0 | 0 | 0 | 0 | 0 | 0 | 0 | 0 | 0 | 0 | 0 | 0 | 0 | 0 | 0 | 0 | 0 | 0 | 0
Residential | Whole House Efficiency | HVAC | Smart Programmable Thermostat (SF ASHP) | 5 | 0 | 59.08% | 0 | 72303.2383 | 14.5214 | 0 | 0 | 8507.367 | 0 | 7200 |  | 2.7081 | 0.41887 | 3.1998 | 3.1253 | 9.8476 | 0.023125 | 0.049484 | 11448.5672 | 1763.813 | 38053.243 | 23754.0378 | 3577.8693 | 4227.5344 |  | 0 | 0 | 0 | 0 | 0 | 0 | 0 | 0 | 0 | 72303.2383 | 72303.2383 | 72303.2383 | 72303.2383 | 72303.2383 | 0 | 0 | 0 | 0 | 0 | 0 | 0 | 0 | 0 | 0 | 0 | 0 | 0 | 0 | 0 | 0 | 0 | 0 | 0 | 0 | 0 | 0 | 0 | 0 | 0 | 0 | 0 | 14.5214 | 14.5214 | 14.5214 | 14.5214 | 14.5214 | 0 | 0 | 0 | 0 | 0 | 0 | 0 | 0 | 0 | 0 | 0 | 0 | 0 | 0 | 0 | 0 | 0 | 0 | 0 | 0 | 0 | 0 | 0 | 0 | 0 | 0 | 0 | 0 | 0 | 0 | 0 | 0 | 0 | 0 | 0 | 0 | 0 | 0 | 0 | 0 | 0 | 0 | 0 | 0 | 0 | 0 | 0 | 0 | 0 | 0
Residential | Whole House Efficiency | HVAC | Efficient Heat Pump (MF SEER 15, EER 12.5, HSPF 8.5) | 18 | 0 | 57.25% | 0 | 9361.6088 | 4.5734 | 0 | 0 | 8109.03 | 0 | 9300 |  | 1.1826 | 0.37117 | 1.0311 | 1.3152 | 4.5181 | 0.09862 | 0.49366 | 4765.3332 | 534.2116 | 13584.5069 | 8217.4188 | 4621.4145 | 4029.5902 |  | 0 | 0 | 0 | 0 | 0 | 0 | 0 | 0 | 0 | 9361.6088 | 9361.6088 | 9361.6088 | 9361.6088 | 9361.6088 | 9361.6088 | 9361.6088 | 9361.6088 | 9361.6088 | 9361.6088 | 9361.6088 | 9361.6088 | 9361.6088 | 9361.6088 | 9361.6088 | 9361.6088 | 9361.6088 | 9361.6088 | 0 | 0 | 0 | 0 | 0 | 0 | 0 | 0 | 0 | 0 | 0 | 0 | 0 | 0 | 4.5734 | 4.5734 | 4.5734 | 4.5734 | 4.5734 | 4.5734 | 4.5734 | 4.5734 | 4.5734 | 4.5734 | 4.5734 | 4.5734 | 4.5734 | 4.5734 | 4.5734 | 4.5734 | 4.5734 | 4.5734 | 0 | 0 | 0 | 0 | 0 | 0 | 0 | 0 | 0 | 0 | 0 | 0 | 0 | 0 | 0 | 0 | 0 | 0 | 0 | 0 | 0 | 0 | 0 | 0 | 0 | 0 | 0 | 0 | 0 | 0 | 0 | 0 | 0 | 0 | 0 | 0 | 0
Residential | Whole House Efficiency | HVAC | Efficient Heat Pump (MF SEER 16, EER 13, HSPF 9) | 18 | 0 | 57.25% | 0 | 13081.3096 | 3.7319 | 0 | 0 | 9940.1012 | 0 | 8550 |  | 1.0994 | 0.34519 | 1.2781 | 1.2505 | 4.7031 | 0.064886 | 0.32479 | 5430.2392 | 746.4729 | 18982.1156 | 11482.492 | 4248.7198 | 4939.4977 |  | 0 | 0 | 0 | 0 | 0 | 0 | 0 | 0 | 0 | 13081.3096 | 13081.3096 | 13081.3096 | 13081.3096 | 13081.3096 | 13081.3096 | 13081.3096 | 13081.3096 | 13081.3096 | 13081.3096 | 13081.3096 | 13081.3096 | 13081.3096 | 13081.3096 | 13081.3096 | 13081.3096 | 13081.3096 | 13081.3096 | 0 | 0 | 0 | 0 | 0 | 0 | 0 | 0 | 0 | 0 | 0 | 0 | 0 | 0 | 3.7319 | 3.7319 | 3.7319 | 3.7319 | 3.7319 | 3.7319 | 3.7319 | 3.7319 | 3.7319 | 3.7319 | 3.7319 | 3.7319 | 3.7319 | 3.7319 | 3.7319 | 3.7319 | 3.7319 | 3.7319 | 0 | 0 | 0 | 0 | 0 | 0 | 0 | 0 | 0 | 0 | 0 | 0 | 0 | 0 | 0 | 0 | 0 | 0 | 0 | 0 | 0 | 0 | 0 | 0 | 0 | 0 | 0 | 0 | 0 | 0 | 0 | 0 | 0 | 0 | 0 | 0 | 0
Residential | Whole House Efficiency | HVAC | Efficient Heat Pump (MF SEER 14 Replace Resistance Heat w/CAC) | 18 | 6 | 57.25% | 0 | 0 | 0 | 988031.2399 | 72.3594 | 132844.652 | 132844.652 | 36000 |  | 6.2254 | 0.38467 | 8.5601 | 7.3595 | 26.279 | 0.0073102 | 0.018106 | 153134.6493 | 27897.9417 | 628531.127 | 380205.4429 | 17889.3465 | 24598.393 |  | 0 | 0 | 0 | 0 | 0 | 0 | 0 | 0 | 0 | 988031.2399 | 988031.2399 | 988031.2399 | 988031.2399 | 988031.2399 | 988031.2399 | 0 | 0 | 0 | 0 | 0 | 0 | 0 | 0 | 0 | 0 | 0 | 0 | 0 | 0 | 0 | 0 | 0 | 0 | 0 | 0 | 0 | 0 | 0 | 0 | 0 | 0 | 72.3594 | 72.3594 | 72.3594 | 72.3594 | 72.3594 | 72.3594 | 0 | 0 | 0 | 0 | 0 | 0 | 0 | 0 | 0 | 0 | 0 | 0 | 0 | 0 | 0 | 0 | 0 | 0 | 0 | 0 | 0 | 0 | 0 | 0 | 0 | 0 | 0 | 0 | 0 | 0 | 0 | 0 | 0 | 0 | 0 | 0 | 0 | 0 | 0 | 0 | 0 | 0 | 0 | 0 | 0 | 0 | 0 | 0 | 0
Residential | Whole House Efficiency | HVAC | Efficient Heat Pump (MF SEER 15 Replace Resistance Heat w/CAC) | 18 | 6 | 57.25% | 0 | 8455.6467 | 4.1308 | 238996.2693 | 18.995 | 38321.3706 | 30997.0855 | 16800 |  | 4.2211 | 0.37891 | 4.7423 | 4.9666 | 17.8346 | 0.013611 | 0.034931 | 39590.7706 | 6992.0335 | 158927.1402 | 96136.788 | 8348.3617 | 9379.2549 |  | 0 | 0 | 0 | 0 | 0 | 0 | 0 | 0 | 0 | 238996.2693 | 238996.2693 | 238996.2693 | 238996.2693 | 238996.2693 | 238996.2693 | 8455.6467 | 8455.6467 | 8455.6467 | 8455.6467 | 8455.6467 | 8455.6467 | 8455.6467 | 8455.6467 | 8455.6467 | 8455.6467 | 8455.6467 | 8455.6467 | 0 | 0 | 0 | 0 | 0 | 0 | 0 | 0 | 0 | 0 | 0 | 0 | 0 | 0 | 18.995 | 18.995 | 18.995 | 18.995 | 18.995 | 18.995 | 4.1308 | 4.1308 | 4.1308 | 4.1308 | 4.1308 | 4.1308 | 4.1308 | 4.1308 | 4.1308 | 4.1308 | 4.1308 | 4.1308 | 0 | 0 | 0 | 0 | 0 | 0 | 0 | 0 | 0 | 0 | 0 | 0 | 0 | 0 | 0 | 0 | 0 | 0 | 0 | 0 | 0 | 0 | 0 | 0 | 0 | 0 | 0 | 0 | 0 | 0 | 0 | 0 | 0 | 0 | 0 | 0 | 0
Residential | Whole House Efficiency | HVAC | Efficient Heat Pump (MF SEER 16 Replace Resistance Heat w/CAC) | 18 | 6 | 57.25% | 0 | 7573.3898 | 2.1605 | 98142.9201 | 8.0001 | 17932.2219 | 12177.4264 | 9900 |  | 3.3251 | 0.36636 | 3.4569 | 3.9096 | 14.3755 | 0.01876 | 0.050127 | 17006.415 | 2989.4799 | 68604.9992 | 41499.9241 | 4919.5703 | 5114.5619 |  | 0 | 0 | 0 | 0 | 0 | 0 | 0 | 0 | 0 | 98142.9201 | 98142.9201 | 98142.9201 | 98142.9201 | 98142.9201 | 98142.9201 | 7573.3898 | 7573.3898 | 7573.3898 | 7573.3898 | 7573.3898 | 7573.3898 | 7573.3898 | 7573.3898 | 7573.3898 | 7573.3898 | 7573.3898 | 7573.3898 | 0 | 0 | 0 | 0 | 0 | 0 | 0 | 0 | 0 | 0 | 0 | 0 | 0 | 0 | 8.0001 | 8.0001 | 8.0001 | 8.0001 | 8.0001 | 8.0001 | 2.1605 | 2.1605 | 2.1605 | 2.1605 | 2.1605 | 2.1605 | 2.1605 | 2.1605 | 2.1605 | 2.1605 | 2.1605 | 2.1605 | 0 | 0 | 0 | 0 | 0 | 0 | 0 | 0 | 0 | 0 | 0 | 0 | 0 | 0 | 0 | 0 | 0 | 0 | 0 | 0 | 0 | 0 | 0 | 0 | 0 | 0 | 0 | 0 | 0 | 0 | 0 | 0 | 0 | 0 | 0 | 0 | 0
Residential | Whole House Efficiency | HVAC | Heat Pump Ductless (MF Mini Split Replace Resistance Heat w/CAC) | 18 | 0 | 57.25% | 0 | 84068.896 | 2.3117 | 0 | 0 | 10077.6467 | 0 | 8800 |  | 4.969 | 0.31835 | 5.6905 | 5.927 | 25.2332 | 0.010392 | 0.052016 | 24884.158 | 4797.3144 | 121991.2645 | 73793.8676 | 4372.9514 | 5007.8476 |  | 0 | 0 | 0 | 0 | 0 | 0 | 0 | 0 | 0 | 84068.896 | 84068.896 | 84068.896 | 84068.896 | 84068.896 | 84068.896 | 84068.896 | 84068.896 | 84068.896 | 84068.896 | 84068.896 | 84068.896 | 84068.896 | 84068.896 | 84068.896 | 84068.896 | 84068.896 | 84068.896 | 0 | 0 | 0 | 0 | 0 | 0 | 0 | 0 | 0 | 0 | 0 | 0 | 0 | 0 | 2.3117 | 2.3117 | 2.3117 | 2.3117 | 2.3117 | 2.3117 | 2.3117 | 2.3117 | 2.3117 | 2.3117 | 2.3117 | 2.3117 | 2.3117 | 2.3117 | 2.3117 | 2.3117 | 2.3117 | 2.3117 | 0 | 0 | 0 | 0 | 0 | 0 | 0 | 0 | 0 | 0 | 0 | 0 | 0 | 0 | 0 | 0 | 0 | 0 | 0 | 0 | 0 | 0 | 0 | 0 | 0 | 0 | 0 | 0 | 0 | 0 | 0 | 0 | 0 | 0 | 0 | 0 | 0
Residential | Whole House Efficiency | HVAC | Heat Pump Ductless (MF Mini Split Replace Resistance Heat/RAC) | 18 | 0 | 57.25% | 0 | 98317.7816 | 8.3202 | 0 | 0 | 11909.9461 | 0 | 10400 |  | 5.3557 | 0.34653 | 6.1333 | 6.3037 | 24.9791 | 0.010501 | 0.052565 | 31697.1575 | 5610.414 | 142667.6342 | 86301.2327 | 5168.0334 | 5918.3654 |  | 0 | 0 | 0 | 0 | 0 | 0 | 0 | 0 | 0 | 98317.7816 | 98317.7816 | 98317.7816 | 98317.7816 | 98317.7816 | 98317.7816 | 98317.7816 | 98317.7816 | 98317.7816 | 98317.7816 | 98317.7816 | 98317.7816 | 98317.7816 | 98317.7816 | 98317.7816 | 98317.7816 | 98317.7816 | 98317.7816 | 0 | 0 | 0 | 0 | 0 | 0 | 0 | 0 | 0 | 0 | 0 | 0 | 0 | 0 | 8.3202 | 8.3202 | 8.3202 | 8.3202 | 8.3202 | 8.3202 | 8.3202 | 8.3202 | 8.3202 | 8.3202 | 8.3202 | 8.3202 | 8.3202 | 8.3202 | 8.3202 | 8.3202 | 8.3202 | 8.3202 | 0 | 0 | 0 | 0 | 0 | 0 | 0 | 0 | 0 | 0 | 0 | 0 | 0 | 0 | 0 | 0 | 0 | 0 | 0 | 0 | 0 | 0 | 0 | 0 | 0 | 0 | 0 | 0 | 0 | 0 | 0 | 0 | 0 | 0 | 0 | 0 | 0
Residential | Whole House Efficiency | HVAC | Smart Programmable Thermostat (MF ASHP) | 5 | 0 | 57.25% | 0 | 26274.5197 | 5.277 | 0 | 0 | 3091.5211 | 0 | 2700 |  | 2.7081 | 0.41713 | 3.1008 | 3.1253 | 10.1621 | 0.023863 | 0.051065 | 4160.3338 | 640.958 | 14269.9661 | 8632.0606 | 1341.701 | 1536.2581 |  | 0 | 0 | 0 | 0 | 0 | 0 | 0 | 0 | 0 | 26274.5197 | 26274.5197 | 26274.5197 | 26274.5197 | 26274.5197 | 0 | 0 | 0 | 0 | 0 | 0 | 0 | 0 | 0 | 0 | 0 | 0 | 0 | 0 | 0 | 0 | 0 | 0 | 0 | 0 | 0 | 0 | 0 | 0 | 0 | 0 | 0 | 5.277 | 5.277 | 5.277 | 5.277 | 5.277 | 0 | 0 | 0 | 0 | 0 | 0 | 0 | 0 | 0 | 0 | 0 | 0 | 0 | 0 | 0 | 0 | 0 | 0 | 0 | 0 | 0 | 0 | 0 | 0 | 0 | 0 | 0 | 0 | 0 | 0 | 0 | 0 | 0 | 0 | 0 | 0 | 0 | 0 | 0 | 0 | 0 | 0 | 0 | 0 | 0 | 0 | 0 | 0 | 0 | 0
Residential | Residential Home Performance | 0 | Behavioral Reports | 2 | 0 | 98% | 0 | 12425687.0864 | 2518.1646 | 0 | 0 | 0 | 0 | 0 |  | n/a | 0.49877 | n/a | n/a | n/a | 0 | 0 | 876930.5851 | 135519.6412 | 1697966.1526 | 1758199.6746 | 0 | 0 |  | 0 | 0 | 0 | 0 | 0 | 0 | 0 | 0 | 0 | 12425687.0864 | 12425687.0864 | 0 | 0 | 0 | 0 | 0 | 0 | 0 | 0 | 0 | 0 | 0 | 0 | 0 | 0 | 0 | 0 | 0 | 0 | 0 | 0 | 0 | 0 | 0 | 0 | 0 | 0 | 0 | 0 | 0 | 0 | 2518.1646 | 2518.1646 | 0 | 0 | 0 | 0 | 0 | 0 | 0 | 0 | 0 | 0 | 0 | 0 | 0 | 0 | 0 | 0 | 0 | 0 | 0 | 0 | 0 | 0 | 0 | 0 | 0 | 0 | 0 | 0 | 0 | 0 | 0 | 0 | 0 | 0 | 0 | 0 | 0 | 0 | 0 | 0 | 0 | 0 | 0 | 0 | 0 | 0 | 0 | 0 | 0 | 0 | 0 | 0 | 0
Residential | Targeted Energy Efficiency | Tier 1 | Standard CFL | 5 | 0 | 84.24% | 0 | 0 | 0 | 0 | 0 | 0 | 0 | 0 |  | n/a | n/a | n/a | n/a | n/a | 0 | 0 | 0 | 0 | 0 | 0 | 0 | 0 |  | 0 | 0 | 0 | 0 | 0 | 0 | 0 | 0 | 0 | 0 | 0 | 0 | 0 | 0 | 0 | 0 | 0 | 0 | 0 | 0 | 0 | 0 | 0 | 0 | 0 | 0 | 0 | 0 | 0 | 0 | 0 | 0 | 0 | 0 | 0 | 0 | 0 | 0 | 0 | 0 | 0 | 0 | 0 | 0 | 0 | 0 | 0 | 0 | 0 | 0 | 0 | 0 | 0 | 0 | 0 | 0 | 0 | 0 | 0 | 0 | 0 | 0 | 0 | 0 | 0 | 0 | 0 | 0 | 0 | 0 | 0 | 0 | 0 | 0 | 0 | 0 | 0 | 0 | 0 | 0 | 0 | 0 | 0 | 0 | 0 | 0 | 0 | 0 | 0 | 0 | 0 | 0 | 0 | 0 | 0 | 0
Residential | Targeted Energy Efficiency | Tier 1 | LED | 15 | 0 | 84.24% | 0 | 0 | 0 | 0 | 0 | 0 | 0 | 0 |  | n/a | n/a | n/a | n/a | n/a | 0 | 0 | 0 | 0 | 0 | 0 | 0 | 0 |  | 0 | 0 | 0 | 0 | 0 | 0 | 0 | 0 | 0 | 0 | 0 | 0 | 0 | 0 | 0 | 0 | 0 | 0 | 0 | 0 | 0 | 0 | 0 | 0 | 0 | 0 | 0 | 0 | 0 | 0 | 0 | 0 | 0 | 0 | 0 | 0 | 0 | 0 | 0 | 0 | 0 | 0 | 0 | 0 | 0 | 0 | 0 | 0 | 0 | 0 | 0 | 0 | 0 | 0 | 0 | 0 | 0 | 0 | 0 | 0 | 0 | 0 | 0 | 0 | 0 | 0 | 0 | 0 | 0 | 0 | 0 | 0 | 0 | 0 | 0 | 0 | 0 | 0 | 0 | 0 | 0 | 0 | 0 | 0 | 0 | 0 | 0 | 0 | 0 | 0 | 0 | 0 | 0 | 0 | 0 | 0
Residential | Targeted Energy Efficiency | Tier 1 | Pipe Insulated (Electric DHW) | 15 | 0 | 84.24% | 0 | 9393.103 | 1.0865 | 0 | 0 | 0 | 0 | 0 |  | n/a | 0.38983 | n/a | n/a | n/a | 0 | 0 | 2860.2801 | 489.869 | 8243.3755 | 7337.1727 | 0 | 0 |  | 0 | 0 | 0 | 0 | 0 | 0 | 0 | 0 | 0 | 9393.103 | 9393.103 | 9393.103 | 9393.103 | 9393.103 | 9393.103 | 9393.103 | 9393.103 | 9393.103 | 9393.103 | 9393.103 | 9393.103 | 9393.103 | 9393.103 | 9393.103 | 0 | 0 | 0 | 0 | 0 | 0 | 0 | 0 | 0 | 0 | 0 | 0 | 0 | 0 | 0 | 0 | 0 | 1.0865 | 1.0865 | 1.0865 | 1.0865 | 1.0865 | 1.0865 | 1.0865 | 1.0865 | 1.0865 | 1.0865 | 1.0865 | 1.0865 | 1.0865 | 1.0865 | 1.0865 | 0 | 0 | 0 | 0 | 0 | 0 | 0 | 0 | 0 | 0 | 0 | 0 | 0 | 0 | 0 | 0 | 0 | 0 | 0 | 0 | 0 | 0 | 0 | 0 | 0 | 0 | 0 | 0 | 0 | 0 | 0 | 0 | 0 | 0 | 0 | 0 | 0 | 0 | 0 | 0
Residential | Targeted Energy Efficiency | Tier 1 | Pipe Insulated (Natural Gas DHW) | 15 | 0 | 84.24% | 49.1061 | 0 | 0 | 0 | 0 | 0 | 0 | 0 |  | n/a | 0.48588 | n/a | n/a | n/a | 0 | 0 | 167.6993 | 0 | 387.7773 | 345.1485 | 0 | 0 |  | 0 | 0 | 0 | 0 | 0 | 0 | 0 | 0 | 0 | 0 | 0 | 0 | 0 | 0 | 0 | 0 | 0 | 0 | 0 | 0 | 0 | 0 | 0 | 0 | 0 | 0 | 0 | 0 | 0 | 0 | 0 | 0 | 0 | 0 | 0 | 0 | 0 | 0 | 0 | 0 | 0 | 0 | 0 | 0 | 0 | 0 | 0 | 0 | 0 | 0 | 0 | 0 | 0 | 0 | 0 | 0 | 0 | 0 | 0 | 0 | 0 | 0 | 0 | 0 | 0 | 0 | 0 | 0 | 0 | 0 | 0 | 0 | 0 | 49.1061 | 49.1061 | 49.1061 | 49.1061 | 49.1061 | 49.1061 | 49.1061 | 49.1061 | 49.1061 | 49.1061 | 49.1061 | 49.1061 | 49.1061 | 49.1061 | 49.1061 | 0 | 0 | 0 | 0 | 0 | 0 | 0 | 0
Residential | Targeted Energy Efficiency | Tier 1 | Water Heater Tank Wrap (Electric DHW) | 5 | 0 | 84.24% | 0 | 11992.6096 | 1.3872 | 0 | 0 | 0 | 0 | 0 |  | n/a | 0.43279 | n/a | n/a | n/a | 0 | 0 | 1705.1819 | 292.5557 | 4426.5944 | 3939.9743 | 0 | 0 |  | 0 | 0 | 0 | 0 | 0 | 0 | 0 | 0 | 0 | 11992.6096 | 11992.6096 | 11992.6096 | 11992.6096 | 11992.6096 | 0 | 0 | 0 | 0 | 0 | 0 | 0 | 0 | 0 | 0 | 0 | 0 | 0 | 0 | 0 | 0 | 0 | 0 | 0 | 0 | 0 | 0 | 0 | 0 | 0 | 0 | 0 | 1.3872 | 1.3872 | 1.3872 | 1.3872 | 1.3872 | 0 | 0 | 0 | 0 | 0 | 0 | 0 | 0 | 0 | 0 | 0 | 0 | 0 | 0 | 0 | 0 | 0 | 0 | 0 | 0 | 0 | 0 | 0 | 0 | 0 | 0 | 0 | 0 | 0 | 0 | 0 | 0 | 0 | 0 | 0 | 0 | 0 | 0 | 0 | 0 | 0 | 0 | 0 | 0 | 0 | 0 | 0 | 0 | 0 | 0
Residential | Targeted Energy Efficiency | Tier 1 | Low Flow Faucet Aerator - Single Family (Electric DHW) | 9 | 0 | 84.24% | 0 | 5655.8621 | 2.4313 | 0 | 0 | 0 | 0 | 0 |  | n/a | 0.58681 | n/a | n/a | n/a | 0 | 0 | 1783.8114 | 215.6062 | 3415.3201 | 3039.8704 | 0 | 0 |  | 0 | 0 | 0 | 0 | 0 | 0 | 0 | 0 | 0 | 5655.8621 | 5655.8621 | 5655.8621 | 5655.8621 | 5655.8621 | 5655.8621 | 5655.8621 | 5655.8621 | 5655.8621 | 0 | 0 | 0 | 0 | 0 | 0 | 0 | 0 | 0 | 0 | 0 | 0 | 0 | 0 | 0 | 0 | 0 | 0 | 0 | 0 | 0 | 0 | 0 | 2.4313 | 2.4313 | 2.4313 | 2.4313 | 2.4313 | 2.4313 | 2.4313 | 2.4313 | 2.4313 | 0 | 0 | 0 | 0 | 0 | 0 | 0 | 0 | 0 | 0 | 0 | 0 | 0 | 0 | 0 | 0 | 0 | 0 | 0 | 0 | 0 | 0 | 0 | 0 | 0 | 0 | 0 | 0 | 0 | 0 | 0 | 0 | 0 | 0 | 0 | 0 | 0 | 0 | 0 | 0 | 0 | 0 | 0 | 0 | 0 | 0
Residential | Targeted Energy Efficiency | Tier 1 | Low Flow Faucet Aerator - Single Family (Natural Gas DHW) | 9 | 0 | 84.24% | 30.3074 | 0 | 0 | 0 | 0 | 0 | 0 | 0 |  | n/a | 0.48588 | n/a | n/a | n/a | 0 | 0 | 72.0248 | 0 | 166.5456 | 148.2371 | 0 | 0 |  | 0 | 0 | 0 | 0 | 0 | 0 | 0 | 0 | 0 | 0 | 0 | 0 | 0 | 0 | 0 | 0 | 0 | 0 | 0 | 0 | 0 | 0 | 0 | 0 | 0 | 0 | 0 | 0 | 0 | 0 | 0 | 0 | 0 | 0 | 0 | 0 | 0 | 0 | 0 | 0 | 0 | 0 | 0 | 0 | 0 | 0 | 0 | 0 | 0 | 0 | 0 | 0 | 0 | 0 | 0 | 0 | 0 | 0 | 0 | 0 | 0 | 0 | 0 | 0 | 0 | 0 | 0 | 0 | 0 | 0 | 0 | 0 | 0 | 30.3074 | 30.3074 | 30.3074 | 30.3074 | 30.3074 | 30.3074 | 30.3074 | 30.3074 | 30.3074 | 0 | 0 | 0 | 0 | 0 | 0 | 0 | 0 | 0 | 0 | 0 | 0 | 0 | 0
Residential | Targeted Energy Efficiency | Tier 1 | Low Flow Showerhead - Single Family (Electric DHW) | 10 | 0 | 84.24% | 0 | 11178.531 | 1.1129 | 0 | 0 | 0 | 0 | 0 |  | n/a | 0.39785 | n/a | n/a | n/a | 0 | 0 | 2594.6085 | 457.6033 | 7327.0925 | 6521.6177 | 0 | 0 |  | 0 | 0 | 0 | 0 | 0 | 0 | 0 | 0 | 0 | 11178.531 | 11178.531 | 11178.531 | 11178.531 | 11178.531 | 11178.531 | 11178.531 | 11178.531 | 11178.531 | 11178.531 | 0 | 0 | 0 | 0 | 0 | 0 | 0 | 0 | 0 | 0 | 0 | 0 | 0 | 0 | 0 | 0 | 0 | 0 | 0 | 0 | 0 | 0 | 1.1129 | 1.1129 | 1.1129 | 1.1129 | 1.1129 | 1.1129 | 1.1129 | 1.1129 | 1.1129 | 1.1129 | 0 | 0 | 0 | 0 | 0 | 0 | 0 | 0 | 0 | 0 | 0 | 0 | 0 | 0 | 0 | 0 | 0 | 0 | 0 | 0 | 0 | 0 | 0 | 0 | 0 | 0 | 0 | 0 | 0 | 0 | 0 | 0 | 0 | 0 | 0 | 0 | 0 | 0 | 0 | 0 | 0 | 0 | 0 | 0 | 0
Residential | Targeted Energy Efficiency | Tier 1 | Low Flow Showerhead - Single Family (Natural Gas DHW) | 10 | 0 | 84.24% | 59.9012 | 0 | 0 | 0 | 0 | 0 | 0 | 0 |  | n/a | 0.48588 | n/a | n/a | n/a | 0 | 0 | 154.213 | 0 | 356.5924 | 317.3918 | 0 | 0 |  | 0 | 0 | 0 | 0 | 0 | 0 | 0 | 0 | 0 | 0 | 0 | 0 | 0 | 0 | 0 | 0 | 0 | 0 | 0 | 0 | 0 | 0 | 0 | 0 | 0 | 0 | 0 | 0 | 0 | 0 | 0 | 0 | 0 | 0 | 0 | 0 | 0 | 0 | 0 | 0 | 0 | 0 | 0 | 0 | 0 | 0 | 0 | 0 | 0 | 0 | 0 | 0 | 0 | 0 | 0 | 0 | 0 | 0 | 0 | 0 | 0 | 0 | 0 | 0 | 0 | 0 | 0 | 0 | 0 | 0 | 0 | 0 | 0 | 59.9012 | 59.9012 | 59.9012 | 59.9012 | 59.9012 | 59.9012 | 59.9012 | 59.9012 | 59.9012 | 59.9012 | 0 | 0 | 0 | 0 | 0 | 0 | 0 | 0 | 0 | 0 | 0 | 0 | 0
Residential | Targeted Energy Efficiency | Tier 1 | Air Sealing 20% ACH Reduction (ASHP) | 15 | 0 | 84.24% | 0 | 7535.9438 | 3.362 | 0 | 0 | 0 | 0 | 0 |  | n/a | 0.56602 | n/a | n/a | n/a | 0 | 0 | 3331.9032 | 393.0145 | 6613.5349 | 5886.5022 | 0 | 0 |  | 0 | 0 | 0 | 0 | 0 | 0 | 0 | 0 | 0 | 7535.9438 | 7535.9438 | 7535.9438 | 7535.9438 | 7535.9438 | 7535.9438 | 7535.9438 | 7535.9438 | 7535.9438 | 7535.9438 | 7535.9438 | 7535.9438 | 7535.9438 | 7535.9438 | 7535.9438 | 0 | 0 | 0 | 0 | 0 | 0 | 0 | 0 | 0 | 0 | 0 | 0 | 0 | 0 | 0 | 0 | 0 | 3.362 | 3.362 | 3.362 | 3.362 | 3.362 | 3.362 | 3.362 | 3.362 | 3.362 | 3.362 | 3.362 | 3.362 | 3.362 | 3.362 | 3.362 | 0 | 0 | 0 | 0 | 0 | 0 | 0 | 0 | 0 | 0 | 0 | 0 | 0 | 0 | 0 | 0 | 0 | 0 | 0 | 0 | 0 | 0 | 0 | 0 | 0 | 0 | 0 | 0 | 0 | 0 | 0 | 0 | 0 | 0 | 0 | 0 | 0 | 0 | 0 | 0
Residential | Targeted Energy Efficiency | Tier 1 | Air Sealing 20% ACH Reduction (CAC & Electric Heat) | 15 | 0 | 84.24% | 0 | 38037.9667 | 5.1314 | 0 | 0 | 0 | 0 | 0 |  | n/a | 0.40009 | n/a | n/a | n/a | 0 | 0 | 11887.5386 | 1983.7558 | 33382.072 | 29712.3465 | 0 | 0 |  | 0 | 0 | 0 | 0 | 0 | 0 | 0 | 0 | 0 | 38037.9667 | 38037.9667 | 38037.9667 | 38037.9667 | 38037.9667 | 38037.9667 | 38037.9667 | 38037.9667 | 38037.9667 | 38037.9667 | 38037.9667 | 38037.9667 | 38037.9667 | 38037.9667 | 38037.9667 | 0 | 0 | 0 | 0 | 0 | 0 | 0 | 0 | 0 | 0 | 0 | 0 | 0 | 0 | 0 | 0 | 0 | 5.1314 | 5.1314 | 5.1314 | 5.1314 | 5.1314 | 5.1314 | 5.1314 | 5.1314 | 5.1314 | 5.1314 | 5.1314 | 5.1314 | 5.1314 | 5.1314 | 5.1314 | 0 | 0 | 0 | 0 | 0 | 0 | 0 | 0 | 0 | 0 | 0 | 0 | 0 | 0 | 0 | 0 | 0 | 0 | 0 | 0 | 0 | 0 | 0 | 0 | 0 | 0 | 0 | 0 | 0 | 0 | 0 | 0 | 0 | 0 | 0 | 0 | 0 | 0 | 0 | 0
Residential | Targeted Energy Efficiency | Tier 1 | Duct Sealing 10% (ASHP) | 20 | 0 | 84.24% | 0 | 8037.4634 | 4.2814 | 0 | 0 | 0 | 0 | 0 |  | n/a | 0.59834 | n/a | n/a | n/a | 0 | 0 | 4494.1404 | 480.2968 | 8438.7117 | 7511.0354 | 0 | 0 |  | 0 | 0 | 0 | 0 | 0 | 0 | 0 | 0 | 0 | 8037.4634 | 8037.4634 | 8037.4634 | 8037.4634 | 8037.4634 | 8037.4634 | 8037.4634 | 8037.4634 | 8037.4634 | 8037.4634 | 8037.4634 | 8037.4634 | 8037.4634 | 8037.4634 | 8037.4634 | 8037.4634 | 8037.4634 | 8037.4634 | 8037.4634 | 8037.4634 | 0 | 0 | 0 | 0 | 0 | 0 | 0 | 0 | 0 | 0 | 0 | 0 | 4.2814 | 4.2814 | 4.2814 | 4.2814 | 4.2814 | 4.2814 | 4.2814 | 4.2814 | 4.2814 | 4.2814 | 4.2814 | 4.2814 | 4.2814 | 4.2814 | 4.2814 | 4.2814 | 4.2814 | 4.2814 | 4.2814 | 4.2814 | 0 | 0 | 0 | 0 | 0 | 0 | 0 | 0 | 0 | 0 | 0 | 0 | 0 | 0 | 0 | 0 | 0 | 0 | 0 | 0 | 0 | 0 | 0 | 0 | 0 | 0 | 0 | 0 | 0 | 0 | 0 | 0 | 0 | 0 | 0
Residential | Targeted Energy Efficiency | Tier 1 | Duct Sealing 10% (CAC & Electric Heat) | 20 | 0 | 84.24% | 0 | 41560.5043 | 3.2531 | 0 | 0 | 0 | 0 | 0 |  | n/a | 0.36079 | n/a | n/a | n/a | 0 | 0 | 14012.5826 | 2483.5421 | 43635.2985 | 38838.4253 | 0 | 0 |  | 0 | 0 | 0 | 0 | 0 | 0 | 0 | 0 | 0 | 41560.5043 | 41560.5043 | 41560.5043 | 41560.5043 | 41560.5043 | 41560.5043 | 41560.5043 | 41560.5043 | 41560.5043 | 41560.5043 | 41560.5043 | 41560.5043 | 41560.5043 | 41560.5043 | 41560.5043 | 41560.5043 | 41560.5043 | 41560.5043 | 41560.5043 | 41560.5043 | 0 | 0 | 0 | 0 | 0 | 0 | 0 | 0 | 0 | 0 | 0 | 0 | 3.2531 | 3.2531 | 3.2531 | 3.2531 | 3.2531 | 3.2531 | 3.2531 | 3.2531 | 3.2531 | 3.2531 | 3.2531 | 3.2531 | 3.2531 | 3.2531 | 3.2531 | 3.2531 | 3.2531 | 3.2531 | 3.2531 | 3.2531 | 0 | 0 | 0 | 0 | 0 | 0 | 0 | 0 | 0 | 0 | 0 | 0 | 0 | 0 | 0 | 0 | 0 | 0 | 0 | 0 | 0 | 0 | 0 | 0 | 0 | 0 | 0 | 0 | 0 | 0 | 0 | 0 | 0 | 0 | 0
Residential | Targeted Energy Efficiency | Tier 1 | Attic Insulation R-38 (ASHP) | 25 | 0 | 84.24% | 0 | 1987.9523 | 1.215 | 0 | 0 | 0 | 0 | 0 |  | n/a | 0.63347 | n/a | n/a | n/a | 0 | 0 | 1270.3645 | 125.4159 | 2253.1011 | 2005.4154 | 0 | 0 |  | 0 | 0 | 0 | 0 | 0 | 0 | 0 | 0 | 0 | 1987.9523 | 1987.9523 | 1987.9523 | 1987.9523 | 1987.9523 | 1987.9523 | 1987.9523 | 1987.9523 | 1987.9523 | 1987.9523 | 1987.9523 | 1987.9523 | 1987.9523 | 1987.9523 | 1987.9523 | 1987.9523 | 1987.9523 | 1987.9523 | 1987.9523 | 1987.9523 | 1987.9523 | 1987.9523 | 1987.9523 | 0 | 0 | 0 | 0 | 0 | 0 | 0 | 0 | 0 | 1.215 | 1.215 | 1.215 | 1.215 | 1.215 | 1.215 | 1.215 | 1.215 | 1.215 | 1.215 | 1.215 | 1.215 | 1.215 | 1.215 | 1.215 | 1.215 | 1.215 | 1.215 | 1.215 | 1.215 | 1.215 | 1.215 | 1.215 | 0 | 0 | 0 | 0 | 0 | 0 | 0 | 0 | 0 | 0 | 0 | 0 | 0 | 0 | 0 | 0 | 0 | 0 | 0 | 0 | 0 | 0 | 0 | 0 | 0 | 0 | 0 | 0 | 0 | 0 | 0 | 0
Residential | Targeted Energy Efficiency | Tier 1 | Attic Insulation R-38 (CAC & Electric Heat) | 25 | 0 | 84.24% | 0 | 11370.1791 | 0.37755 | 0 | 0 | 0 | 0 | 0 |  | n/a | 0.33378 | n/a | n/a | n/a | 0 | 0 | 3828.483 | 717.3218 | 12886.7088 | 11470.0597 | 0 | 0 |  | 0 | 0 | 0 | 0 | 0 | 0 | 0 | 0 | 0 | 11370.1791 | 11370.1791 | 11370.1791 | 11370.1791 | 11370.1791 | 11370.1791 | 11370.1791 | 11370.1791 | 11370.1791 | 11370.1791 | 11370.1791 | 11370.1791 | 11370.1791 | 11370.1791 | 11370.1791 | 11370.1791 | 11370.1791 | 11370.1791 | 11370.1791 | 11370.1791 | 11370.1791 | 11370.1791 | 11370.1791 | 0 | 0 | 0 | 0 | 0 | 0 | 0 | 0 | 0 | 0.37755 | 0.37755 | 0.37755 | 0.37755 | 0.37755 | 0.37755 | 0.37755 | 0.37755 | 0.37755 | 0.37755 | 0.37755 | 0.37755 | 0.37755 | 0.37755 | 0.37755 | 0.37755 | 0.37755 | 0.37755 | 0.37755 | 0.37755 | 0.37755 | 0.37755 | 0.37755 | 0 | 0 | 0 | 0 | 0 | 0 | 0 | 0 | 0 | 0 | 0 | 0 | 0 | 0 | 0 | 0 | 0 | 0 | 0 | 0 | 0 | 0 | 0 | 0 | 0 | 0 | 0 | 0 | 0 | 0 | 0 | 0
Residential | Targeted Energy Efficiency | Tier 1 | Basement Sidewall Insulation R-13 (ASHP) | 25 | 0 | 84.24% | 0 | 0 | 0 | 0 | 0 | 0 | 0 | 0 |  | n/a | n/a | n/a | n/a | n/a | 0 | 0 | 0 | 0 | 0 | 0 | 0 | 0 |  | 0 | 0 | 0 | 0 | 0 | 0 | 0 | 0 | 0 | 0 | 0 | 0 | 0 | 0 | 0 | 0 | 0 | 0 | 0 | 0 | 0 | 0 | 0 | 0 | 0 | 0 | 0 | 0 | 0 | 0 | 0 | 0 | 0 | 0 | 0 | 0 | 0 | 0 | 0 | 0 | 0 | 0 | 0 | 0 | 0 | 0 | 0 | 0 | 0 | 0 | 0 | 0 | 0 | 0 | 0 | 0 | 0 | 0 | 0 | 0 | 0 | 0 | 0 | 0 | 0 | 0 | 0 | 0 | 0 | 0 | 0 | 0 | 0 | 0 | 0 | 0 | 0 | 0 | 0 | 0 | 0 | 0 | 0 | 0 | 0 | 0 | 0 | 0 | 0 | 0 | 0 | 0 | 0 | 0 | 0 | 0
Residential | Targeted Energy Efficiency | Tier 1 | Basement Sidewall Insulation R-13 (CAC & Electric Heat) | 25 | 0 | 84.24% | 0 | 4916.4634 | 0.12892 | 0 | 0 | 0 | 0 | 0 |  | n/a | 0.33016 | n/a | n/a | n/a | 0 | 0 | 1637.4792 | 310.1698 | 5572.2105 | 4959.6517 | 0 | 0 |  | 0 | 0 | 0 | 0 | 0 | 0 | 0 | 0 | 0 | 4916.4634 | 4916.4634 | 4916.4634 | 4916.4634 | 4916.4634 | 4916.4634 | 4916.4634 | 4916.4634 | 4916.4634 | 4916.4634 | 4916.4634 | 4916.4634 | 4916.4634 | 4916.4634 | 4916.4634 | 4916.4634 | 4916.4634 | 4916.4634 | 4916.4634 | 4916.4634 | 4916.4634 | 4916.4634 | 4916.4634 | 0 | 0 | 0 | 0 | 0 | 0 | 0 | 0 | 0 | 0.12892 | 0.12892 | 0.12892 | 0.12892 | 0.12892 | 0.12892 | 0.12892 | 0.12892 | 0.12892 | 0.12892 | 0.12892 | 0.12892 | 0.12892 | 0.12892 | 0.12892 | 0.12892 | 0.12892 | 0.12892 | 0.12892 | 0.12892 | 0.12892 | 0.12892 | 0.12892 | 0 | 0 | 0 | 0 | 0 | 0 | 0 | 0 | 0 | 0 | 0 | 0 | 0 | 0 | 0 | 0 | 0 | 0 | 0 | 0 | 0 | 0 | 0 | 0 | 0 | 0 | 0 | 0 | 0 | 0 | 0 | 0
Residential | Targeted Energy Efficiency | Tier 1 | Crawlspace Insulation R-19 (ASHP) | 25 | 0 | 84.24% | 0 | 41007.749 | 25.4487 | 0 | 0 | 0 | 0 | 0 |  | n/a | 0.63834 | n/a | n/a | n/a | 0 | 0 | 26406.9776 | 2587.0967 | 46477.2731 | 41367.9787 | 0 | 0 |  | 0 | 0 | 0 | 0 | 0 | 0 | 0 | 0 | 0 | 41007.749 | 41007.749 | 41007.749 | 41007.749 | 41007.749 | 41007.749 | 41007.749 | 41007.749 | 41007.749 | 41007.749 | 41007.749 | 41007.749 | 41007.749 | 41007.749 | 41007.749 | 41007.749 | 41007.749 | 41007.749 | 41007.749 | 41007.749 | 41007.749 | 41007.749 | 41007.749 | 0 | 0 | 0 | 0 | 0 | 0 | 0 | 0 | 0 | 25.4487 | 25.4487 | 25.4487 | 25.4487 | 25.4487 | 25.4487 | 25.4487 | 25.4487 | 25.4487 | 25.4487 | 25.4487 | 25.4487 | 25.4487 | 25.4487 | 25.4487 | 25.4487 | 25.4487 | 25.4487 | 25.4487 | 25.4487 | 25.4487 | 25.4487 | 25.4487 | 0 | 0 | 0 | 0 | 0 | 0 | 0 | 0 | 0 | 0 | 0 | 0 | 0 | 0 | 0 | 0 | 0 | 0 | 0 | 0 | 0 | 0 | 0 | 0 | 0 | 0 | 0 | 0 | 0 | 0 | 0 | 0
Residential | Targeted Energy Efficiency | Tier 1 | Crawlspace Insulation R-19 (CAC & Electric Heat) | 25 | 0 | 84.24% | 0 | 240477.0135 | 6.7707 | 0 | 0 | 0 | 0 | 0 |  | n/a | 0.33116 | n/a | n/a | n/a | 0 | 0 | 80336.4963 | 15171.213 | 272551.3126 | 242589.4668 | 0 | 0 |  | 0 | 0 | 0 | 0 | 0 | 0 | 0 | 0 | 0 | 240477.0135 | 240477.0135 | 240477.0135 | 240477.0135 | 240477.0135 | 240477.0135 | 240477.0135 | 240477.0135 | 240477.0135 | 240477.0135 | 240477.0135 | 240477.0135 | 240477.0135 | 240477.0135 | 240477.0135 | 240477.0135 | 240477.0135 | 240477.0135 | 240477.0135 | 240477.0135 | 240477.0135 | 240477.0135 | 240477.0135 | 0 | 0 | 0 | 0 | 0 | 0 | 0 | 0 | 0 | 6.7707 | 6.7707 | 6.7707 | 6.7707 | 6.7707 | 6.7707 | 6.7707 | 6.7707 | 6.7707 | 6.7707 | 6.7707 | 6.7707 | 6.7707 | 6.7707 | 6.7707 | 6.7707 | 6.7707 | 6.7707 | 6.7707 | 6.7707 | 6.7707 | 6.7707 | 6.7707 | 0 | 0 | 0 | 0 | 0 | 0 | 0 | 0 | 0 | 0 | 0 | 0 | 0 | 0 | 0 | 0 | 0 | 0 | 0 | 0 | 0 | 0 | 0 | 0 | 0 | 0 | 0 | 0 | 0 | 0 | 0 | 0
Residential | Targeted Energy Efficiency | Tier 1 | Efficient Door (SF) | 25 | 0 | 84.24% | 0 | 9906.4677 | 6.3203 | 0 | 0 | 0 | 0 | 0 |  | n/a | 0.64737 | n/a | n/a | n/a | 0 | 0 | 6469.5167 | 624.9792 | 11227.7707 | 9993.4903 | 0 | 0 |  | 0 | 0 | 0 | 0 | 0 | 0 | 0 | 0 | 0 | 9906.4677 | 9906.4677 | 9906.4677 | 9906.4677 | 9906.4677 | 9906.4677 | 9906.4677 | 9906.4677 | 9906.4677 | 9906.4677 | 9906.4677 | 9906.4677 | 9906.4677 | 9906.4677 | 9906.4677 | 9906.4677 | 9906.4677 | 9906.4677 | 9906.4677 | 9906.4677 | 9906.4677 | 9906.4677 | 9906.4677 | 0 | 0 | 0 | 0 | 0 | 0 | 0 | 0 | 0 | 6.3203 | 6.3203 | 6.3203 | 6.3203 | 6.3203 | 6.3203 | 6.3203 | 6.3203 | 6.3203 | 6.3203 | 6.3203 | 6.3203 | 6.3203 | 6.3203 | 6.3203 | 6.3203 | 6.3203 | 6.3203 | 6.3203 | 6.3203 | 6.3203 | 6.3203 | 6.3203 | 0 | 0 | 0 | 0 | 0 | 0 | 0 | 0 | 0 | 0 | 0 | 0 | 0 | 0 | 0 | 0 | 0 | 0 | 0 | 0 | 0 | 0 | 0 | 0 | 0 | 0 | 0 | 0 | 0 | 0 | 0 | 0
Residential | Targeted Energy Efficiency | Tier 1 | Efficient Window (SF) | 25 | 0 | 84.24% | 0 | 9974.4366 | 6.3637 | 0 | 0 | 0 | 0 | 0 |  | n/a | 0.64737 | n/a | n/a | n/a | 0 | 0 | 6513.9045 | 629.2672 | 11304.8051 | 10062.0563 | 0 | 0 |  | 0 | 0 | 0 | 0 | 0 | 0 | 0 | 0 | 0 | 9974.4366 | 9974.4366 | 9974.4366 | 9974.4366 | 9974.4366 | 9974.4366 | 9974.4366 | 9974.4366 | 9974.4366 | 9974.4366 | 9974.4366 | 9974.4366 | 9974.4366 | 9974.4366 | 9974.4366 | 9974.4366 | 9974.4366 | 9974.4366 | 9974.4366 | 9974.4366 | 9974.4366 | 9974.4366 | 9974.4366 | 0 | 0 | 0 | 0 | 0 | 0 | 0 | 0 | 0 | 6.3637 | 6.3637 | 6.3637 | 6.3637 | 6.3637 | 6.3637 | 6.3637 | 6.3637 | 6.3637 | 6.3637 | 6.3637 | 6.3637 | 6.3637 | 6.3637 | 6.3637 | 6.3637 | 6.3637 | 6.3637 | 6.3637 | 6.3637 | 6.3637 | 6.3637 | 6.3637 | 0 | 0 | 0 | 0 | 0 | 0 | 0 | 0 | 0 | 0 | 0 | 0 | 0 | 0 | 0 | 0 | 0 | 0 | 0 | 0 | 0 | 0 | 0 | 0 | 0 | 0 | 0 | 0 | 0 | 0 | 0 | 0
Residential | Targeted Energy Efficiency | Heat Pump | Efficient Heat Pump (SEER 15, EER 12.5, HSPF 8.5) | 18 | 0 | 84.24% | 0 | 8886.9127 | 4.3415 | 0 | 0 | 0 | 0 | 0 |  | n/a | 0.57991 | n/a | n/a | n/a | 0 | 0 | 4523.699 | 507.1235 | 8764.198 | 7800.7407 | 0 | 0 |  | 0 | 0 | 0 | 0 | 0 | 0 | 0 | 0 | 0 | 8886.9127 | 8886.9127 | 8886.9127 | 8886.9127 | 8886.9127 | 8886.9127 | 8886.9127 | 8886.9127 | 8886.9127 | 8886.9127 | 8886.9127 | 8886.9127 | 8886.9127 | 8886.9127 | 8886.9127 | 8886.9127 | 8886.9127 | 8886.9127 | 0 | 0 | 0 | 0 | 0 | 0 | 0 | 0 | 0 | 0 | 0 | 0 | 0 | 0 | 4.3415 | 4.3415 | 4.3415 | 4.3415 | 4.3415 | 4.3415 | 4.3415 | 4.3415 | 4.3415 | 4.3415 | 4.3415 | 4.3415 | 4.3415 | 4.3415 | 4.3415 | 4.3415 | 4.3415 | 4.3415 | 0 | 0 | 0 | 0 | 0 | 0 | 0 | 0 | 0 | 0 | 0 | 0 | 0 | 0 | 0 | 0 | 0 | 0 | 0 | 0 | 0 | 0 | 0 | 0 | 0 | 0 | 0 | 0 | 0 | 0 | 0 | 0 | 0 | 0 | 0 | 0 | 0
Residential | Targeted Energy Efficiency | Heat Pump | Efficient Heat Pump SEER 14 Replace Resistance Heat w/CAC | 18 | 6 | 84.24% | 0 | 0 | 0 | 242298.9592 | 17.745 | 0 | 0 | 0 |  | n/a | 0.40277 | n/a | n/a | n/a | 0 | 0 | 37553.839 | 6841.5268 | 104755.1878 | 93239.3424 | 0 | 0 |  | 0 | 0 | 0 | 0 | 0 | 0 | 0 | 0 | 0 | 242298.9592 | 242298.9592 | 242298.9592 | 242298.9592 | 242298.9592 | 242298.9592 | 0 | 0 | 0 | 0 | 0 | 0 | 0 | 0 | 0 | 0 | 0 | 0 | 0 | 0 | 0 | 0 | 0 | 0 | 0 | 0 | 0 | 0 | 0 | 0 | 0 | 0 | 17.745 | 17.745 | 17.745 | 17.745 | 17.745 | 17.745 | 0 | 0 | 0 | 0 | 0 | 0 | 0 | 0 | 0 | 0 | 0 | 0 | 0 | 0 | 0 | 0 | 0 | 0 | 0 | 0 | 0 | 0 | 0 | 0 | 0 | 0 | 0 | 0 | 0 | 0 | 0 | 0 | 0 | 0 | 0 | 0 | 0 | 0 | 0 | 0 | 0 | 0 | 0 | 0 | 0 | 0 | 0 | 0 | 0
Residential | Community Outreach | 0 | Standard CFL | 5 | 0 | 42.45% | 0 | 0 | 0 | 0 | 0 | 0 | 0 | 0 |  | n/a | n/a | n/a | n/a | n/a | 0 | 0 | 0 | 0 | 0 | 0 | 0 | 0 |  | 0 | 0 | 0 | 0 | 0 | 0 | 0 | 0 | 0 | 0 | 0 | 0 | 0 | 0 | 0 | 0 | 0 | 0 | 0 | 0 | 0 | 0 | 0 | 0 | 0 | 0 | 0 | 0 | 0 | 0 | 0 | 0 | 0 | 0 | 0 | 0 | 0 | 0 | 0 | 0 | 0 | 0 | 0 | 0 | 0 | 0 | 0 | 0 | 0 | 0 | 0 | 0 | 0 | 0 | 0 | 0 | 0 | 0 | 0 | 0 | 0 | 0 | 0 | 0 | 0 | 0 | 0 | 0 | 0 | 0 | 0 | 0 | 0 | 0 | 0 | 0 | 0 | 0 | 0 | 0 | 0 | 0 | 0 | 0 | 0 | 0 | 0 | 0 | 0 | 0 | 0 | 0 | 0 | 0 | 0 | 0
Residential | Student Energy Education | 0 | Standard CFL | 5 | 0 | 66.86% | 0 | 0 | 0 | 0 | 0 | 0 | 0 | 0 |  | n/a | n/a | n/a | n/a | n/a | 0 | 0 | 0 | 0 | 0 | 0 | 0 | 0 |  | 0 | 0 | 0 | 0 | 0 | 0 | 0 | 0 | 0 | 0 | 0 | 0 | 0 | 0 | 0 | 0 | 0 | 0 | 0 | 0 | 0 | 0 | 0 | 0 | 0 | 0 | 0 | 0 | 0 | 0 | 0 | 0 | 0 | 0 | 0 | 0 | 0 | 0 | 0 | 0 | 0 | 0 | 0 | 0 | 0 | 0 | 0 | 0 | 0 | 0 | 0 | 0 | 0 | 0 | 0 | 0 | 0 | 0 | 0 | 0 | 0 | 0 | 0 | 0 | 0 | 0 | 0 | 0 | 0 | 0 | 0 | 0 | 0 | 0 | 0 | 0 | 0 | 0 | 0 | 0 | 0 | 0 | 0 | 0 | 0 | 0 | 0 | 0 | 0 | 0 | 0 | 0 | 0 | 0 | 0 | 0
Residential | Student Energy Education | 0 | Low Flow Faucet Aerator - Single Family (Electric DHW) | 9 | 0 | 66.86% | 0 | 0 | 0 | 0 | 0 | 0 | 0 | 0 |  | n/a | n/a | n/a | n/a | n/a | 0 | 0 | 0 | 0 | 0 | 0 | 0 | 0 |  | 0 | 0 | 0 | 0 | 0 | 0 | 0 | 0 | 0 | 0 | 0 | 0 | 0 | 0 | 0 | 0 | 0 | 0 | 0 | 0 | 0 | 0 | 0 | 0 | 0 | 0 | 0 | 0 | 0 | 0 | 0 | 0 | 0 | 0 | 0 | 0 | 0 | 0 | 0 | 0 | 0 | 0 | 0 | 0 | 0 | 0 | 0 | 0 | 0 | 0 | 0 | 0 | 0 | 0 | 0 | 0 | 0 | 0 | 0 | 0 | 0 | 0 | 0 | 0 | 0 | 0 | 0 | 0 | 0 | 0 | 0 | 0 | 0 | 0 | 0 | 0 | 0 | 0 | 0 | 0 | 0 | 0 | 0 | 0 | 0 | 0 | 0 | 0 | 0 | 0 | 0 | 0 | 0 | 0 | 0 | 0
Residential | Student Energy Education | 0 | Low Flow Faucet Aerator - Single Family (Natural Gas DHW) | 9 | 0 | 66.86% | 0 | 0 | 0 | 0 | 0 | 0 | 0 | 0 |  | n/a | n/a | n/a | n/a | n/a | 0 | 0 | 0 | 0 | 0 | 0 | 0 | 0 |  | 0 | 0 | 0 | 0 | 0 | 0 | 0 | 0 | 0 | 0 | 0 | 0 | 0 | 0 | 0 | 0 | 0 | 0 | 0 | 0 | 0 | 0 | 0 | 0 | 0 | 0 | 0 | 0 | 0 | 0 | 0 | 0 | 0 | 0 | 0 | 0 | 0 | 0 | 0 | 0 | 0 | 0 | 0 | 0 | 0 | 0 | 0 | 0 | 0 | 0 | 0 | 0 | 0 | 0 | 0 | 0 | 0 | 0 | 0 | 0 | 0 | 0 | 0 | 0 | 0 | 0 | 0 | 0 | 0 | 0 | 0 | 0 | 0 | 0 | 0 | 0 | 0 | 0 | 0 | 0 | 0 | 0 | 0 | 0 | 0 | 0 | 0 | 0 | 0 | 0 | 0 | 0 | 0 | 0 | 0 | 0
Residential | Student Energy Education | 0 | Low Flow Showerhead - Single Family (Electric DHW) | 10 | 0 | 66.86% | 0 | 0 | 0 | 0 | 0 | 0 | 0 | 0 |  | n/a | n/a | n/a | n/a | n/a | 0 | 0 | 0 | 0 | 0 | 0 | 0 | 0 |  | 0 | 0 | 0 | 0 | 0 | 0 | 0 | 0 | 0 | 0 | 0 | 0 | 0 | 0 | 0 | 0 | 0 | 0 | 0 | 0 | 0 | 0 | 0 | 0 | 0 | 0 | 0 | 0 | 0 | 0 | 0 | 0 | 0 | 0 | 0 | 0 | 0 | 0 | 0 | 0 | 0 | 0 | 0 | 0 | 0 | 0 | 0 | 0 | 0 | 0 | 0 | 0 | 0 | 0 | 0 | 0 | 0 | 0 | 0 | 0 | 0 | 0 | 0 | 0 | 0 | 0 | 0 | 0 | 0 | 0 | 0 | 0 | 0 | 0 | 0 | 0 | 0 | 0 | 0 | 0 | 0 | 0 | 0 | 0 | 0 | 0 | 0 | 0 | 0 | 0 | 0 | 0 | 0 | 0 | 0 | 0
Residential | Student Energy Education | 0 | Low Flow Showerhead - Single Family (Natural Gas DHW) | 10 | 0 | 66.86% | 0 | 0 | 0 | 0 | 0 | 0 | 0 | 0 |  | n/a | n/a | n/a | n/a | n/a | 0 | 0 | 0 | 0 | 0 | 0 | 0 | 0 |  | 0 | 0 | 0 | 0 | 0 | 0 | 0 | 0 | 0 | 0 | 0 | 0 | 0 | 0 | 0 | 0 | 0 | 0 | 0 | 0 | 0 | 0 | 0 | 0 | 0 | 0 | 0 | 0 | 0 | 0 | 0 | 0 | 0 | 0 | 0 | 0 | 0 | 0 | 0 | 0 | 0 | 0 | 0 | 0 | 0 | 0 | 0 | 0 | 0 | 0 | 0 | 0 | 0 | 0 | 0 | 0 | 0 | 0 | 0 | 0 | 0 | 0 | 0 | 0 | 0 | 0 | 0 | 0 | 0 | 0 | 0 | 0 | 0 | 0 | 0 | 0 | 0 | 0 | 0 | 0 | 0 | 0 | 0 | 0 | 0 | 0 | 0 | 0 | 0 | 0 | 0 | 0 | 0 | 0 | 0 | 0
Commercial | Commercial Incentive Program | Prescriptive | Lighting Optimization - Remove 4ft Lamp from T8 System | 11 | 0 | 83.46% | 0 | 75202.2903 | 17.1374 | 0 | 0 | 7371.5548 | 0 | 4416 |  | 5.968 | 0.71542 | 9.9623 | 6.8619 | 15.6152 | 0.0076401 | 0.02918 | 21861.5786 | 3274.3467 | 55006.0911 | 28363.1009 | 2194.4265 | 3663.1194 |  | 0 | 0 | 0 | 0 | 0 | 0 | 0 | 0 | 0 | 75202.2903 | 75202.2903 | 75202.2903 | 75202.2903 | 75202.2903 | 75202.2903 | 75202.2903 | 75202.2903 | 75202.2903 | 75202.2903 | 75202.2903 | 0 | 0 | 0 | 0 | 0 | 0 | 0 | 0 | 0 | 0 | 0 | 0 | 0 | 0 | 0 | 0 | 0 | 0 | 0 | 0 | 0 | 17.1374 | 17.1374 | 17.1374 | 17.1374 | 17.1374 | 17.1374 | 17.1374 | 17.1374 | 17.1374 | 17.1374 | 17.1374 | 0 | 0 | 0 | 0 | 0 | 0 | 0 | 0 | 0 | 0 | 0 | 0 | 0 | 0 | 0 | 0 | 0 | 0 | 0 | 0 | 0 | 0 | 0 | 0 | 0 | 0 | 0 | 0 | 0 | 0 | 0 | 0 | 0 | 0 | 0 | 0 | 0 | 0 | 0 | 0 | 0 | 0 | 0 | 0
Commercial | Commercial Incentive Program | Prescriptive | Lighting Optimization - Remove 8ft Lamp from T8 System | 11 | 0 | 83.46% | 0 | 155776.1728 | 35.499 | 0 | 0 | 9828.7398 | 0 | 5888 |  | 9.2717 | 0.73421 | 15.4772 | 10.6604 | 23.9278 | 0.0049178 | 0.018783 | 45284.6986 | 6782.5753 | 113941.1887 | 58752.1376 | 2925.902 | 4884.1592 |  | 0 | 0 | 0 | 0 | 0 | 0 | 0 | 0 | 0 | 155776.1728 | 155776.1728 | 155776.1728 | 155776.1728 | 155776.1728 | 155776.1728 | 155776.1728 | 155776.1728 | 155776.1728 | 155776.1728 | 155776.1728 | 0 | 0 | 0 | 0 | 0 | 0 | 0 | 0 | 0 | 0 | 0 | 0 | 0 | 0 | 0 | 0 | 0 | 0 | 0 | 0 | 0 | 35.499 | 35.499 | 35.499 | 35.499 | 35.499 | 35.499 | 35.499 | 35.499 | 35.499 | 35.499 | 35.499 | 0 | 0 | 0 | 0 | 0 | 0 | 0 | 0 | 0 | 0 | 0 | 0 | 0 | 0 | 0 | 0 | 0 | 0 | 0 | 0 | 0 | 0 | 0 | 0 | 0 | 0 | 0 | 0 | 0 | 0 | 0 | 0 | 0 | 0 | 0 | 0 | 0 | 0 | 0 | 0 | 0 | 0 | 0 | 0
Commercial | Commercial Incentive Program | Prescriptive | High Bay Fluorescent Fixture w/ HE Electronic Ballast (T5 ≤4 lamps) | 15 | 0 | 83.46% | 0 | 208149.1965 | 47.434 | 0 | 0 | 41398.2247 | 0 | 24800 |  | 3.5539 | 0.66414 | 5.9325 | 4.0816 | 9.8001 | 0.012942 | 0.059206 | 73110.8829 | 10855.3954 | 189283.0582 | 97759.0289 | 12323.7721 | 20571.8663 |  | 0 | 0 | 0 | 0 | 0 | 0 | 0 | 0 | 0 | 208149.1965 | 208149.1965 | 208149.1965 | 208149.1965 | 208149.1965 | 208149.1965 | 208149.1965 | 208149.1965 | 208149.1965 | 208149.1965 | 208149.1965 | 208149.1965 | 208149.1965 | 208149.1965 | 208149.1965 | 0 | 0 | 0 | 0 | 0 | 0 | 0 | 0 | 0 | 0 | 0 | 0 | 0 | 0 | 0 | 0 | 0 | 47.434 | 47.434 | 47.434 | 47.434 | 47.434 | 47.434 | 47.434 | 47.434 | 47.434 | 47.434 | 47.434 | 47.434 | 47.434 | 47.434 | 47.434 | 0 | 0 | 0 | 0 | 0 | 0 | 0 | 0 | 0 | 0 | 0 | 0 | 0 | 0 | 0 | 0 | 0 | 0 | 0 | 0 | 0 | 0 | 0 | 0 | 0 | 0 | 0 | 0 | 0 | 0 | 0 | 0 | 0 | 0 | 0 | 0 | 0 | 0 | 0 | 0
Commercial | Commercial Incentive Program | Prescriptive | High Bay Fluorescent Fixture w/ HE Electronic Ballast (T5 >4 lamps) | 15 | 0 | 83.46% | 0 | 171949.3362 | 39.1846 | 0 | 0 | 41398.2247 | 0 | 24800 |  | 2.9359 | 0.64885 | 4.9008 | 3.3718 | 8.1999 | 0.015667 | 0.071671 | 60395.9468 | 8967.5006 | 156364.2655 | 80757.4587 | 12323.7721 | 20571.8663 |  | 0 | 0 | 0 | 0 | 0 | 0 | 0 | 0 | 0 | 171949.3362 | 171949.3362 | 171949.3362 | 171949.3362 | 171949.3362 | 171949.3362 | 171949.3362 | 171949.3362 | 171949.3362 | 171949.3362 | 171949.3362 | 171949.3362 | 171949.3362 | 171949.3362 | 171949.3362 | 0 | 0 | 0 | 0 | 0 | 0 | 0 | 0 | 0 | 0 | 0 | 0 | 0 | 0 | 0 | 0 | 0 | 39.1846 | 39.1846 | 39.1846 | 39.1846 | 39.1846 | 39.1846 | 39.1846 | 39.1846 | 39.1846 | 39.1846 | 39.1846 | 39.1846 | 39.1846 | 39.1846 | 39.1846 | 0 | 0 | 0 | 0 | 0 | 0 | 0 | 0 | 0 | 0 | 0 | 0 | 0 | 0 | 0 | 0 | 0 | 0 | 0 | 0 | 0 | 0 | 0 | 0 | 0 | 0 | 0 | 0 | 0 | 0 | 0 | 0 | 0 | 0 | 0 | 0 | 0 | 0 | 0 | 0
Commercial | Commercial Incentive Program | Prescriptive | High Bay Fluorescent Fixture (HP T8 ≤4 lamps) | 15 | 0 | 83.46% | 0 | 356685.3973 | 81.2831 | 0 | 0 | 109504.9814 | 0 | 65600 |  | 2.3023 | 0.62604 | 3.8432 | 2.6442 | 6.5597 | 0.019978 | 0.091392 | 125283.1371 | 18601.8543 | 324356.2981 | 167520.3107 | 32598.3648 | 54415.9044 |  | 0 | 0 | 0 | 0 | 0 | 0 | 0 | 0 | 0 | 356685.3973 | 356685.3973 | 356685.3973 | 356685.3973 | 356685.3973 | 356685.3973 | 356685.3973 | 356685.3973 | 356685.3973 | 356685.3973 | 356685.3973 | 356685.3973 | 356685.3973 | 356685.3973 | 356685.3973 | 0 | 0 | 0 | 0 | 0 | 0 | 0 | 0 | 0 | 0 | 0 | 0 | 0 | 0 | 0 | 0 | 0 | 81.2831 | 81.2831 | 81.2831 | 81.2831 | 81.2831 | 81.2831 | 81.2831 | 81.2831 | 81.2831 | 81.2831 | 81.2831 | 81.2831 | 81.2831 | 81.2831 | 81.2831 | 0 | 0 | 0 | 0 | 0 | 0 | 0 | 0 | 0 | 0 | 0 | 0 | 0 | 0 | 0 | 0 | 0 | 0 | 0 | 0 | 0 | 0 | 0 | 0 | 0 | 0 | 0 | 0 | 0 | 0 | 0 | 0 | 0 | 0 | 0 | 0 | 0 | 0 | 0 | 0
Commercial | Commercial Incentive Program | Prescriptive | High Bay Fluorescent Fixture (HP T8 >4 lamps) | 15 | 0 | 83.46% | 0 | 596071.5699 | 135.8354 | 0 | 0 | 123193.1041 | 0 | 65600 |  | 3.42 | 0.66987 | 6.4226 | 3.9278 | 9.3869 | 0.011954 | 0.054689 | 209365.7795 | 31086.3203 | 542045.0888 | 279950.0495 | 32598.3648 | 61217.8925 |  | 0 | 0 | 0 | 0 | 0 | 0 | 0 | 0 | 0 | 596071.5699 | 596071.5699 | 596071.5699 | 596071.5699 | 596071.5699 | 596071.5699 | 596071.5699 | 596071.5699 | 596071.5699 | 596071.5699 | 596071.5699 | 596071.5699 | 596071.5699 | 596071.5699 | 596071.5699 | 0 | 0 | 0 | 0 | 0 | 0 | 0 | 0 | 0 | 0 | 0 | 0 | 0 | 0 | 0 | 0 | 0 | 135.8354 | 135.8354 | 135.8354 | 135.8354 | 135.8354 | 135.8354 | 135.8354 | 135.8354 | 135.8354 | 135.8354 | 135.8354 | 135.8354 | 135.8354 | 135.8354 | 135.8354 | 0 | 0 | 0 | 0 | 0 | 0 | 0 | 0 | 0 | 0 | 0 | 0 | 0 | 0 | 0 | 0 | 0 | 0 | 0 | 0 | 0 | 0 | 0 | 0 | 0 | 0 | 0 | 0 | 0 | 0 | 0 | 0 | 0 | 0 | 0 | 0 | 0 | 0 | 0 | 0
Commercial | Commercial Incentive Program | Prescriptive | Low Wattage T8 Lamp | 10 | 0 | 83.46% | 0 | 25223.1284 | 5.748 | 0 | 0 | 1923.0143 | 0 | 1152 |  | 7.2151 | 0.73161 | 12.044 | 8.2956 | 18.5708 | 0.0063204 | 0.022696 | 6894.6921 | 1032.5316 | 17173.6872 | 8851.5469 | 572.4591 | 955.5964 |  | 0 | 0 | 0 | 0 | 0 | 0 | 0 | 0 | 0 | 25223.1284 | 25223.1284 | 25223.1284 | 25223.1284 | 25223.1284 | 25223.1284 | 25223.1284 | 25223.1284 | 25223.1284 | 25223.1284 | 0 | 0 | 0 | 0 | 0 | 0 | 0 | 0 | 0 | 0 | 0 | 0 | 0 | 0 | 0 | 0 | 0 | 0 | 0 | 0 | 0 | 0 | 5.748 | 5.748 | 5.748 | 5.748 | 5.748 | 5.748 | 5.748 | 5.748 | 5.748 | 5.748 | 0 | 0 | 0 | 0 | 0 | 0 | 0 | 0 | 0 | 0 | 0 | 0 | 0 | 0 | 0 | 0 | 0 | 0 | 0 | 0 | 0 | 0 | 0 | 0 | 0 | 0 | 0 | 0 | 0 | 0 | 0 | 0 | 0 | 0 | 0 | 0 | 0 | 0 | 0 | 0 | 0 | 0 | 0 | 0 | 0
Commercial | Commercial Incentive Program | Prescriptive | Omnidirectional LED Bulb (<10W) | 8 | 0 | 83.46% | 0 | 0 | 0 | 0 | 0 | 0 | 0 | 0 |  | n/a | n/a | n/a | n/a | n/a | 0 | 0 | 0 | 0 | 0 | 0 | 0 | 0 |  | 0 | 0 | 0 | 0 | 0 | 0 | 0 | 0 | 0 | 0 | 0 | 0 | 0 | 0 | 0 | 0 | 0 | 0 | 0 | 0 | 0 | 0 | 0 | 0 | 0 | 0 | 0 | 0 | 0 | 0 | 0 | 0 | 0 | 0 | 0 | 0 | 0 | 0 | 0 | 0 | 0 | 0 | 0 | 0 | 0 | 0 | 0 | 0 | 0 | 0 | 0 | 0 | 0 | 0 | 0 | 0 | 0 | 0 | 0 | 0 | 0 | 0 | 0 | 0 | 0 | 0 | 0 | 0 | 0 | 0 | 0 | 0 | 0 | 0 | 0 | 0 | 0 | 0 | 0 | 0 | 0 | 0 | 0 | 0 | 0 | 0 | 0 | 0 | 0 | 0 | 0 | 0 | 0 | 0 | 0 | 0
Commercial | Commercial Incentive Program | Prescriptive | Omnidirectional LED Bulb (≥10W) | 8 | 0 | 83.46% | 0 | 0 | 0 | 0 | 0 | 0 | 0 | 0 |  | n/a | n/a | n/a | n/a | n/a | 0 | 0 | 0 | 0 | 0 | 0 | 0 | 0 |  | 0 | 0 | 0 | 0 | 0 | 0 | 0 | 0 | 0 | 0 | 0 | 0 | 0 | 0 | 0 | 0 | 0 | 0 | 0 | 0 | 0 | 0 | 0 | 0 | 0 | 0 | 0 | 0 | 0 | 0 | 0 | 0 | 0 | 0 | 0 | 0 | 0 | 0 | 0 | 0 | 0 | 0 | 0 | 0 | 0 | 0 | 0 | 0 | 0 | 0 | 0 | 0 | 0 | 0 | 0 | 0 | 0 | 0 | 0 | 0 | 0 | 0 | 0 | 0 | 0 | 0 | 0 | 0 | 0 | 0 | 0 | 0 | 0 | 0 | 0 | 0 | 0 | 0 | 0 | 0 | 0 | 0 | 0 | 0 | 0 | 0 | 0 | 0 | 0 | 0 | 0 | 0 | 0 | 0 | 0 | 0
Commercial | Commercial Incentive Program | Prescriptive | Directional LED Bulb (<15W) | 11 | 0 | 83.46% | 0 | 39498.7185 | 9.0011 | 0 | 0 | 10950.4981 | 0 | 6560 |  | 2.1101 | 0.63239 | 3.5224 | 2.4262 | 5.9084 | 0.021608 | 0.08253 | 11482.4208 | 1719.7947 | 28891.0098 | 14897.2343 | 3259.8365 | 5441.5904 |  | 0 | 0 | 0 | 0 | 0 | 0 | 0 | 0 | 0 | 39498.7185 | 39498.7185 | 39498.7185 | 39498.7185 | 39498.7185 | 39498.7185 | 39498.7185 | 39498.7185 | 39498.7185 | 39498.7185 | 39498.7185 | 0 | 0 | 0 | 0 | 0 | 0 | 0 | 0 | 0 | 0 | 0 | 0 | 0 | 0 | 0 | 0 | 0 | 0 | 0 | 0 | 0 | 9.0011 | 9.0011 | 9.0011 | 9.0011 | 9.0011 | 9.0011 | 9.0011 | 9.0011 | 9.0011 | 9.0011 | 9.0011 | 0 | 0 | 0 | 0 | 0 | 0 | 0 | 0 | 0 | 0 | 0 | 0 | 0 | 0 | 0 | 0 | 0 | 0 | 0 | 0 | 0 | 0 | 0 | 0 | 0 | 0 | 0 | 0 | 0 | 0 | 0 | 0 | 0 | 0 | 0 | 0 | 0 | 0 | 0 | 0 | 0 | 0 | 0 | 0
Commercial | Commercial Incentive Program | Prescriptive | Directional LED Bulb (≥15W) | 11 | 0 | 83.46% | 0 | 63437.3358 | 14.4564 | 0 | 0 | 13688.1227 | 0 | 8200 |  | 2.7112 | 0.65861 | 4.5257 | 3.1173 | 7.4207 | 0.016818 | 0.064233 | 18441.4636 | 2762.0945 | 46400.7127 | 23925.8611 | 4074.7956 | 6801.9881 |  | 0 | 0 | 0 | 0 | 0 | 0 | 0 | 0 | 0 | 63437.3358 | 63437.3358 | 63437.3358 | 63437.3358 | 63437.3358 | 63437.3358 | 63437.3358 | 63437.3358 | 63437.3358 | 63437.3358 | 63437.3358 | 0 | 0 | 0 | 0 | 0 | 0 | 0 | 0 | 0 | 0 | 0 | 0 | 0 | 0 | 0 | 0 | 0 | 0 | 0 | 0 | 0 | 14.4564 | 14.4564 | 14.4564 | 14.4564 | 14.4564 | 14.4564 | 14.4564 | 14.4564 | 14.4564 | 14.4564 | 14.4564 | 0 | 0 | 0 | 0 | 0 | 0 | 0 | 0 | 0 | 0 | 0 | 0 | 0 | 0 | 0 | 0 | 0 | 0 | 0 | 0 | 0 | 0 | 0 | 0 | 0 | 0 | 0 | 0 | 0 | 0 | 0 | 0 | 0 | 0 | 0 | 0 | 0 | 0 | 0 | 0 | 0 | 0 | 0 | 0
Commercial | Commercial Incentive Program | Prescriptive | LED High & Low-Bay Fixture | 11 | 0 | 83.46% | 0 | 523391.5924 | 119.2728 | 0 | 0 | 177611.7382 | 0 | 106400 |  | 1.7239 | 0.60794 | 2.8777 | 1.9821 | 4.9366 | 0.02645 | 0.10102 | 152151.8347 | 22788.7414 | 382830.4363 | 197401.0163 | 52872.9575 | 88259.9425 |  | 0 | 0 | 0 | 0 | 0 | 0 | 0 | 0 | 0 | 523391.5924 | 523391.5924 | 523391.5924 | 523391.5924 | 523391.5924 | 523391.5924 | 523391.5924 | 523391.5924 | 523391.5924 | 523391.5924 | 523391.5924 | 0 | 0 | 0 | 0 | 0 | 0 | 0 | 0 | 0 | 0 | 0 | 0 | 0 | 0 | 0 | 0 | 0 | 0 | 0 | 0 | 0 | 119.2728 | 119.2728 | 119.2728 | 119.2728 | 119.2728 | 119.2728 | 119.2728 | 119.2728 | 119.2728 | 119.2728 | 119.2728 | 0 | 0 | 0 | 0 | 0 | 0 | 0 | 0 | 0 | 0 | 0 | 0 | 0 | 0 | 0 | 0 | 0 | 0 | 0 | 0 | 0 | 0 | 0 | 0 | 0 | 0 | 0 | 0 | 0 | 0 | 0 | 0 | 0 | 0 | 0 | 0 | 0 | 0 | 0 | 0 | 0 | 0 | 0 | 0
Commercial | Commercial Incentive Program | Prescriptive | LED Wall Mounted Area Lights (<30W) | 10 | 0 | 83.46% | 0 | 22851.7791 | 0 | 0 | 0 | 5216.5102 | 0 | 2500 |  | 1.7641 | 0.49374 | 3.6809 | 2.125 | 6.4815 | 0.01514 | 0.054364 | 4572.8957 | 935.4582 | 15559.1051 | 8019.3698 | 1242.3157 | 2592.2211 |  | 0 | 0 | 0 | 0 | 0 | 0 | 0 | 0 | 0 | 22851.7791 | 22851.7791 | 22851.7791 | 22851.7791 | 22851.7791 | 22851.7791 | 22851.7791 | 22851.7791 | 22851.7791 | 22851.7791 | 0 | 0 | 0 | 0 | 0 | 0 | 0 | 0 | 0 | 0 | 0 | 0 | 0 | 0 | 0 | 0 | 0 | 0 | 0 | 0 | 0 | 0 | 0 | 0 | 0 | 0 | 0 | 0 | 0 | 0 | 0 | 0 | 0 | 0 | 0 | 0 | 0 | 0 | 0 | 0 | 0 | 0 | 0 | 0 | 0 | 0 | 0 | 0 | 0 | 0 | 0 | 0 | 0 | 0 | 0 | 0 | 0 | 0 | 0 | 0 | 0 | 0 | 0 | 0 | 0 | 0 | 0 | 0 | 0 | 0 | 0 | 0 | 0 | 0 | 0 | 0 | 0
Commercial | Commercial Incentive Program | Prescriptive | LED Wall Mounted Area Lights (30-75W) | 10 | 0 | 83.46% | 0 | 28191.788 | 0 | 0 | 0 | 10433.0203 | 0 | 5000 |  | 1.0882 | 0.45577 | 2.2706 | 1.3108 | 4.1817 | 0.024544 | 0.088133 | 5641.491 | 1154.0563 | 19194.9603 | 9893.3379 | 2484.6315 | 5184.4421 |  | 0 | 0 | 0 | 0 | 0 | 0 | 0 | 0 | 0 | 28191.788 | 28191.788 | 28191.788 | 28191.788 | 28191.788 | 28191.788 | 28191.788 | 28191.788 | 28191.788 | 28191.788 | 0 | 0 | 0 | 0 | 0 | 0 | 0 | 0 | 0 | 0 | 0 | 0 | 0 | 0 | 0 | 0 | 0 | 0 | 0 | 0 | 0 | 0 | 0 | 0 | 0 | 0 | 0 | 0 | 0 | 0 | 0 | 0 | 0 | 0 | 0 | 0 | 0 | 0 | 0 | 0 | 0 | 0 | 0 | 0 | 0 | 0 | 0 | 0 | 0 | 0 | 0 | 0 | 0 | 0 | 0 | 0 | 0 | 0 | 0 | 0 | 0 | 0 | 0 | 0 | 0 | 0 | 0 | 0 | 0 | 0 | 0 | 0 | 0 | 0 | 0 | 0 | 0
Commercial | Commercial Incentive Program | Prescriptive | LED Wall Mounted Area Lights (≥75W) | 10 | 0 | 83.46% | 0 | 52881.222 | 0 | 0 | 0 | 15649.5305 | 0 | 7500 |  | 1.3608 | 0.47486 | 2.8394 | 1.6391 | 5.1092 | 0.019627 | 0.070478 | 10582.1219 | 2164.7406 | 36005.2707 | 18557.5955 | 3726.9472 | 7776.6632 |  | 0 | 0 | 0 | 0 | 0 | 0 | 0 | 0 | 0 | 52881.222 | 52881.222 | 52881.222 | 52881.222 | 52881.222 | 52881.222 | 52881.222 | 52881.222 | 52881.222 | 52881.222 | 0 | 0 | 0 | 0 | 0 | 0 | 0 | 0 | 0 | 0 | 0 | 0 | 0 | 0 | 0 | 0 | 0 | 0 | 0 | 0 | 0 | 0 | 0 | 0 | 0 | 0 | 0 | 0 | 0 | 0 | 0 | 0 | 0 | 0 | 0 | 0 | 0 | 0 | 0 | 0 | 0 | 0 | 0 | 0 | 0 | 0 | 0 | 0 | 0 | 0 | 0 | 0 | 0 | 0 | 0 | 0 | 0 | 0 | 0 | 0 | 0 | 0 | 0 | 0 | 0 | 0 | 0 | 0 | 0 | 0 | 0 | 0 | 0 | 0 | 0 | 0 | 0
Commercial | Commercial Incentive Program | Prescriptive | LED Flood Light (<15W) | 10 | 0 | 83.46% | 0 | 18964.5985 | 0 | 0 | 0 | 2979.6706 | 0 | 1530 |  | 2.563 | 0.51177 | 4.9915 | 3.0873 | 9.2341 | 0.011165 | 0.04009 | 3795.0275 | 776.333 | 12912.438 | 6655.2423 | 760.2972 | 1480.6767 |  | 0 | 0 | 0 | 0 | 0 | 0 | 0 | 0 | 0 | 18964.5985 | 18964.5985 | 18964.5985 | 18964.5985 | 18964.5985 | 18964.5985 | 18964.5985 | 18964.5985 | 18964.5985 | 18964.5985 | 0 | 0 | 0 | 0 | 0 | 0 | 0 | 0 | 0 | 0 | 0 | 0 | 0 | 0 | 0 | 0 | 0 | 0 | 0 | 0 | 0 | 0 | 0 | 0 | 0 | 0 | 0 | 0 | 0 | 0 | 0 | 0 | 0 | 0 | 0 | 0 | 0 | 0 | 0 | 0 | 0 | 0 | 0 | 0 | 0 | 0 | 0 | 0 | 0 | 0 | 0 | 0 | 0 | 0 | 0 | 0 | 0 | 0 | 0 | 0 | 0 | 0 | 0 | 0 | 0 | 0 | 0 | 0 | 0 | 0 | 0 | 0 | 0 | 0 | 0 | 0 | 0
Commercial | Commercial Incentive Program | Prescriptive | LED Flood Light (≥15W) | 10 | 0 | 83.46% | 0 | 21257.9918 | 0 | 0 | 0 | 3831.0051 | 0 | 2040 |  | 2.2345 | 0.50201 | 4.1963 | 2.6917 | 8.1354 | 0.01328 | 0.047687 | 4253.9611 | 870.2151 | 14473.9422 | 7460.0624 | 1013.7296 | 1903.7271 |  | 0 | 0 | 0 | 0 | 0 | 0 | 0 | 0 | 0 | 21257.9918 | 21257.9918 | 21257.9918 | 21257.9918 | 21257.9918 | 21257.9918 | 21257.9918 | 21257.9918 | 21257.9918 | 21257.9918 | 0 | 0 | 0 | 0 | 0 | 0 | 0 | 0 | 0 | 0 | 0 | 0 | 0 | 0 | 0 | 0 | 0 | 0 | 0 | 0 | 0 | 0 | 0 | 0 | 0 | 0 | 0 | 0 | 0 | 0 | 0 | 0 | 0 | 0 | 0 | 0 | 0 | 0 | 0 | 0 | 0 | 0 | 0 | 0 | 0 | 0 | 0 | 0 | 0 | 0 | 0 | 0 | 0 | 0 | 0 | 0 | 0 | 0 | 0 | 0 | 0 | 0 | 0 | 0 | 0 | 0 | 0 | 0 | 0 | 0 | 0 | 0 | 0 | 0 | 0 | 0 | 0
Commercial | Commercial Incentive Program | Prescriptive | LED Exit Sign | 16 | 0 | 83.46% | 0 | 17103.8884 | 1.9784 | 0 | 0 | 6159.6552 | 0 | 3690 |  | 1.765 | 0.5289 | 2.9462 | 2.0662 | 5.8983 | 0.022667 | 0.10721 | 5402.3429 | 922.2091 | 16220.3547 | 8380.6239 | 1833.658 | 3060.8946 |  | 0 | 0 | 0 | 0 | 0 | 0 | 0 | 0 | 0 | 17103.8884 | 17103.8884 | 17103.8884 | 17103.8884 | 17103.8884 | 17103.8884 | 17103.8884 | 17103.8884 | 17103.8884 | 17103.8884 | 17103.8884 | 17103.8884 | 17103.8884 | 17103.8884 | 17103.8884 | 17103.8884 | 0 | 0 | 0 | 0 | 0 | 0 | 0 | 0 | 0 | 0 | 0 | 0 | 0 | 0 | 0 | 0 | 1.9784 | 1.9784 | 1.9784 | 1.9784 | 1.9784 | 1.9784 | 1.9784 | 1.9784 | 1.9784 | 1.9784 | 1.9784 | 1.9784 | 1.9784 | 1.9784 | 1.9784 | 1.9784 | 0 | 0 | 0 | 0 | 0 | 0 | 0 | 0 | 0 | 0 | 0 | 0 | 0 | 0 | 0 | 0 | 0 | 0 | 0 | 0 | 0 | 0 | 0 | 0 | 0 | 0 | 0 | 0 | 0 | 0 | 0 | 0 | 0 | 0 | 0 | 0 | 0 | 0 | 0
Commercial | Commercial Incentive Program | Prescriptive | Photocell Occupancy Sensor | 8 | 0 | 83.46% | 0 | 24381.0219 | 5.5561 | 0 | 0 | 2313.6266 | 0 | 1260 |  | 4.9762 | 0.73338 | 9.1374 | 5.7201 | 12.6636 | 0.008346 | 0.025681 | 5721.1605 | 855.2451 | 13933.1833 | 7174.9973 | 626.1271 | 1149.7019 |  | 0 | 0 | 0 | 0 | 0 | 0 | 0 | 0 | 0 | 24381.0219 | 24381.0219 | 24381.0219 | 24381.0219 | 24381.0219 | 24381.0219 | 24381.0219 | 24381.0219 | 0 | 0 | 0 | 0 | 0 | 0 | 0 | 0 | 0 | 0 | 0 | 0 | 0 | 0 | 0 | 0 | 0 | 0 | 0 | 0 | 0 | 0 | 0 | 0 | 5.5561 | 5.5561 | 5.5561 | 5.5561 | 5.5561 | 5.5561 | 5.5561 | 5.5561 | 0 | 0 | 0 | 0 | 0 | 0 | 0 | 0 | 0 | 0 | 0 | 0 | 0 | 0 | 0 | 0 | 0 | 0 | 0 | 0 | 0 | 0 | 0 | 0 | 0 | 0 | 0 | 0 | 0 | 0 | 0 | 0 | 0 | 0 | 0 | 0 | 0 | 0 | 0 | 0 | 0 | 0 | 0 | 0 | 0 | 0 | 0
Commercial | Commercial Incentive Program | Prescriptive | Wall-Mount Occupancy Sensor | 8 | 0 | 83.46% | 0 | 16092.8814 | 3.6673 | 0 | 0 | 1472.3078 | 0 | 840 |  | 5.1615 | 0.73279 | 9.0468 | 5.9331 | 13.1407 | 0.0084295 | 0.025938 | 3776.2961 | 564.5111 | 9196.705 | 4735.9123 | 417.4181 | 731.6285 |  | 0 | 0 | 0 | 0 | 0 | 0 | 0 | 0 | 0 | 16092.8814 | 16092.8814 | 16092.8814 | 16092.8814 | 16092.8814 | 16092.8814 | 16092.8814 | 16092.8814 | 0 | 0 | 0 | 0 | 0 | 0 | 0 | 0 | 0 | 0 | 0 | 0 | 0 | 0 | 0 | 0 | 0 | 0 | 0 | 0 | 0 | 0 | 0 | 0 | 3.6673 | 3.6673 | 3.6673 | 3.6673 | 3.6673 | 3.6673 | 3.6673 | 3.6673 | 0 | 0 | 0 | 0 | 0 | 0 | 0 | 0 | 0 | 0 | 0 | 0 | 0 | 0 | 0 | 0 | 0 | 0 | 0 | 0 | 0 | 0 | 0 | 0 | 0 | 0 | 0 | 0 | 0 | 0 | 0 | 0 | 0 | 0 | 0 | 0 | 0 | 0 | 0 | 0 | 0 | 0 | 0 | 0 | 0 | 0 | 0
Commercial | Commercial Incentive Program | Prescriptive | Air Cooled Chiller (<150 Tons) | 20 | 0 | 83.46% | 0 | 17086.1673 | 13.9859 | 0 | 0 | 15899.923 | 0 | 7500 |  | 1.5112 | 0.89614 | 3.2037 | 1.6404 | 2.8191 | 0.041612 | 0.21813 | 11939.9035 | 1021.0226 | 18547.0037 | 9596.7086 | 3726.9472 | 7901.0898 |  | 0 | 0 | 0 | 0 | 0 | 0 | 0 | 0 | 0 | 17086.1673 | 17086.1673 | 17086.1673 | 17086.1673 | 17086.1673 | 17086.1673 | 17086.1673 | 17086.1673 | 17086.1673 | 17086.1673 | 17086.1673 | 17086.1673 | 17086.1673 | 17086.1673 | 17086.1673 | 17086.1673 | 17086.1673 | 17086.1673 | 17086.1673 | 17086.1673 | 0 | 0 | 0 | 0 | 0 | 0 | 0 | 0 | 0 | 0 | 0 | 0 | 13.9859 | 13.9859 | 13.9859 | 13.9859 | 13.9859 | 13.9859 | 13.9859 | 13.9859 | 13.9859 | 13.9859 | 13.9859 | 13.9859 | 13.9859 | 13.9859 | 13.9859 | 13.9859 | 13.9859 | 13.9859 | 13.9859 | 13.9859 | 0 | 0 | 0 | 0 | 0 | 0 | 0 | 0 | 0 | 0 | 0 | 0 | 0 | 0 | 0 | 0 | 0 | 0 | 0 | 0 | 0 | 0 | 0 | 0 | 0 | 0 | 0 | 0 | 0 | 0 | 0 | 0 | 0 | 0 | 0
Commercial | Commercial Incentive Program | Prescriptive | Air Cooled Chiller (≥150 Tons) | 20 | 0 | 83.46% | 0 | 44828.912 | 37.2958 | 0 | 0 | 42399.7946 | 0 | 20000 |  | 1.5008 | 0.90042 | 3.1816 | 1.6279 | 2.7813 | 0.042294 | 0.2217 | 31620.2732 | 2678.8532 | 48661.7029 | 25178.8478 | 9938.5258 | 21069.5728 |  | 0 | 0 | 0 | 0 | 0 | 0 | 0 | 0 | 0 | 44828.912 | 44828.912 | 44828.912 | 44828.912 | 44828.912 | 44828.912 | 44828.912 | 44828.912 | 44828.912 | 44828.912 | 44828.912 | 44828.912 | 44828.912 | 44828.912 | 44828.912 | 44828.912 | 44828.912 | 44828.912 | 44828.912 | 44828.912 | 0 | 0 | 0 | 0 | 0 | 0 | 0 | 0 | 0 | 0 | 0 | 0 | 37.2958 | 37.2958 | 37.2958 | 37.2958 | 37.2958 | 37.2958 | 37.2958 | 37.2958 | 37.2958 | 37.2958 | 37.2958 | 37.2958 | 37.2958 | 37.2958 | 37.2958 | 37.2958 | 37.2958 | 37.2958 | 37.2958 | 37.2958 | 0 | 0 | 0 | 0 | 0 | 0 | 0 | 0 | 0 | 0 | 0 | 0 | 0 | 0 | 0 | 0 | 0 | 0 | 0 | 0 | 0 | 0 | 0 | 0 | 0 | 0 | 0 | 0 | 0 | 0 | 0 | 0 | 0 | 0 | 0
Commercial | Commercial Incentive Program | Prescriptive | Water Cooled Chiller, Rotary Screw & Roll (<75 Tons) | 20 | 0 | 83.46% | 0 | 5873.37 | 3.1819 | 0 | 0 | 5341.7064 | 0 | 2500 |  | 1.247 | 0.72891 | 2.6645 | 1.3792 | 2.8699 | 0.040351 | 0.21152 | 3310.1035 | 350.9765 | 6375.5325 | 3298.8686 | 1242.3157 | 2654.4344 |  | 0 | 0 | 0 | 0 | 0 | 0 | 0 | 0 | 0 | 5873.37 | 5873.37 | 5873.37 | 5873.37 | 5873.37 | 5873.37 | 5873.37 | 5873.37 | 5873.37 | 5873.37 | 5873.37 | 5873.37 | 5873.37 | 5873.37 | 5873.37 | 5873.37 | 5873.37 | 5873.37 | 5873.37 | 5873.37 | 0 | 0 | 0 | 0 | 0 | 0 | 0 | 0 | 0 | 0 | 0 | 0 | 3.1819 | 3.1819 | 3.1819 | 3.1819 | 3.1819 | 3.1819 | 3.1819 | 3.1819 | 3.1819 | 3.1819 | 3.1819 | 3.1819 | 3.1819 | 3.1819 | 3.1819 | 3.1819 | 3.1819 | 3.1819 | 3.1819 | 3.1819 | 0 | 0 | 0 | 0 | 0 | 0 | 0 | 0 | 0 | 0 | 0 | 0 | 0 | 0 | 0 | 0 | 0 | 0 | 0 | 0 | 0 | 0 | 0 | 0 | 0 | 0 | 0 | 0 | 0 | 0 | 0 | 0 | 0 | 0 | 0
Commercial | Commercial Incentive Program | Prescriptive | Water Cooled Chiller, Rotary Screw & Roll (75 < 150 Tons) | 20 | 0 | 83.46% | 0 | 11485.7013 | 6.2822 | 0 | 0 | 10683.4128 | 0 | 5000 |  | 1.2248 | 0.72767 | 2.617 | 1.3541 | 2.8165 | 0.041268 | 0.21632 | 6502.3197 | 686.3541 | 12467.708 | 6451.1208 | 2484.6315 | 5308.8687 |  | 0 | 0 | 0 | 0 | 0 | 0 | 0 | 0 | 0 | 11485.7013 | 11485.7013 | 11485.7013 | 11485.7013 | 11485.7013 | 11485.7013 | 11485.7013 | 11485.7013 | 11485.7013 | 11485.7013 | 11485.7013 | 11485.7013 | 11485.7013 | 11485.7013 | 11485.7013 | 11485.7013 | 11485.7013 | 11485.7013 | 11485.7013 | 11485.7013 | 0 | 0 | 0 | 0 | 0 | 0 | 0 | 0 | 0 | 0 | 0 | 0 | 6.2822 | 6.2822 | 6.2822 | 6.2822 | 6.2822 | 6.2822 | 6.2822 | 6.2822 | 6.2822 | 6.2822 | 6.2822 | 6.2822 | 6.2822 | 6.2822 | 6.2822 | 6.2822 | 6.2822 | 6.2822 | 6.2822 | 6.2822 | 0 | 0 | 0 | 0 | 0 | 0 | 0 | 0 | 0 | 0 | 0 | 0 | 0 | 0 | 0 | 0 | 0 | 0 | 0 | 0 | 0 | 0 | 0 | 0 | 0 | 0 | 0 | 0 | 0 | 0 | 0 | 0 | 0 | 0 | 0
Commercial | Commercial Incentive Program | Prescriptive | Water Cooled Chiller, Rotary Screw & Roll (150 < 300 Tons) | 20 | 0 | 83.46% | 0 | 0 | 0 | 0 | 0 | 0 | 0 | 0 |  | n/a | n/a | n/a | n/a | n/a | 0 | 0 | 0 | 0 | 0 | 0 | 0 | 0 |  | 0 | 0 | 0 | 0 | 0 | 0 | 0 | 0 | 0 | 0 | 0 | 0 | 0 | 0 | 0 | 0 | 0 | 0 | 0 | 0 | 0 | 0 | 0 | 0 | 0 | 0 | 0 | 0 | 0 | 0 | 0 | 0 | 0 | 0 | 0 | 0 | 0 | 0 | 0 | 0 | 0 | 0 | 0 | 0 | 0 | 0 | 0 | 0 | 0 | 0 | 0 | 0 | 0 | 0 | 0 | 0 | 0 | 0 | 0 | 0 | 0 | 0 | 0 | 0 | 0 | 0 | 0 | 0 | 0 | 0 | 0 | 0 | 0 | 0 | 0 | 0 | 0 | 0 | 0 | 0 | 0 | 0 | 0 | 0 | 0 | 0 | 0 | 0 | 0 | 0 | 0 | 0 | 0 | 0 | 0 | 0
Commercial | Commercial Incentive Program | Prescriptive | Water Cooled Chiller, Rotary Screw & Roll (≥300 Tons) | 20 | 0 | 83.46% | 0 | 0 | 0 | 0 | 0 | 0 | 0 | 0 |  | n/a | n/a | n/a | n/a | n/a | 0 | 0 | 0 | 0 | 0 | 0 | 0 | 0 |  | 0 | 0 | 0 | 0 | 0 | 0 | 0 | 0 | 0 | 0 | 0 | 0 | 0 | 0 | 0 | 0 | 0 | 0 | 0 | 0 | 0 | 0 | 0 | 0 | 0 | 0 | 0 | 0 | 0 | 0 | 0 | 0 | 0 | 0 | 0 | 0 | 0 | 0 | 0 | 0 | 0 | 0 | 0 | 0 | 0 | 0 | 0 | 0 | 0 | 0 | 0 | 0 | 0 | 0 | 0 | 0 | 0 | 0 | 0 | 0 | 0 | 0 | 0 | 0 | 0 | 0 | 0 | 0 | 0 | 0 | 0 | 0 | 0 | 0 | 0 | 0 | 0 | 0 | 0 | 0 | 0 | 0 | 0 | 0 | 0 | 0 | 0 | 0 | 0 | 0 | 0 | 0 | 0 | 0 | 0 | 0
Commercial | Commercial Incentive Program | Prescriptive | Water Cooled Chiller, Centrifugal (<300 Tons) | 20 | 0 | 83.46% | 0 | 37393.789 | 7.7099 | 0 | 0 | 6009.4197 | 0 | 3750 |  | 5.0044 | 0.65355 | 8.0196 | 5.7527 | 14.2167 | 0.0095069 | 0.049834 | 14944.3378 | 2234.5506 | 40590.8904 | 21002.7966 | 1863.4736 | 2986.2387 |  | 0 | 0 | 0 | 0 | 0 | 0 | 0 | 0 | 0 | 37393.789 | 37393.789 | 37393.789 | 37393.789 | 37393.789 | 37393.789 | 37393.789 | 37393.789 | 37393.789 | 37393.789 | 37393.789 | 37393.789 | 37393.789 | 37393.789 | 37393.789 | 37393.789 | 37393.789 | 37393.789 | 37393.789 | 37393.789 | 0 | 0 | 0 | 0 | 0 | 0 | 0 | 0 | 0 | 0 | 0 | 0 | 7.7099 | 7.7099 | 7.7099 | 7.7099 | 7.7099 | 7.7099 | 7.7099 | 7.7099 | 7.7099 | 7.7099 | 7.7099 | 7.7099 | 7.7099 | 7.7099 | 7.7099 | 7.7099 | 7.7099 | 7.7099 | 7.7099 | 7.7099 | 0 | 0 | 0 | 0 | 0 | 0 | 0 | 0 | 0 | 0 | 0 | 0 | 0 | 0 | 0 | 0 | 0 | 0 | 0 | 0 | 0 | 0 | 0 | 0 | 0 | 0 | 0 | 0 | 0 | 0 | 0 | 0 | 0 | 0 | 0
Commercial | Commercial Incentive Program | Prescriptive | Water Cooled Chiller, Centrifugal (300 < 600 Tons) | 20 | 0 | 83.46% | 0 | 0 | 0 | 0 | 0 | 0 | 0 | 0 |  | n/a | n/a | n/a | n/a | n/a | 0 | 0 | 0 | 0 | 0 | 0 | 0 | 0 |  | 0 | 0 | 0 | 0 | 0 | 0 | 0 | 0 | 0 | 0 | 0 | 0 | 0 | 0 | 0 | 0 | 0 | 0 | 0 | 0 | 0 | 0 | 0 | 0 | 0 | 0 | 0 | 0 | 0 | 0 | 0 | 0 | 0 | 0 | 0 | 0 | 0 | 0 | 0 | 0 | 0 | 0 | 0 | 0 | 0 | 0 | 0 | 0 | 0 | 0 | 0 | 0 | 0 | 0 | 0 | 0 | 0 | 0 | 0 | 0 | 0 | 0 | 0 | 0 | 0 | 0 | 0 | 0 | 0 | 0 | 0 | 0 | 0 | 0 | 0 | 0 | 0 | 0 | 0 | 0 | 0 | 0 | 0 | 0 | 0 | 0 | 0 | 0 | 0 | 0 | 0 | 0 | 0 | 0 | 0 | 0
Commercial | Commercial Incentive Program | Prescriptive | Water Cooled Chiller, Centrifugal (≥600 Tons) | 20 | 0 | 83.46% | 0 | 0 | 0 | 0 | 0 | 0 | 0 | 0 |  | n/a | n/a | n/a | n/a | n/a | 0 | 0 | 0 | 0 | 0 | 0 | 0 | 0 |  | 0 | 0 | 0 | 0 | 0 | 0 | 0 | 0 | 0 | 0 | 0 | 0 | 0 | 0 | 0 | 0 | 0 | 0 | 0 | 0 | 0 | 0 | 0 | 0 | 0 | 0 | 0 | 0 | 0 | 0 | 0 | 0 | 0 | 0 | 0 | 0 | 0 | 0 | 0 | 0 | 0 | 0 | 0 | 0 | 0 | 0 | 0 | 0 | 0 | 0 | 0 | 0 | 0 | 0 | 0 | 0 | 0 | 0 | 0 | 0 | 0 | 0 | 0 | 0 | 0 | 0 | 0 | 0 | 0 | 0 | 0 | 0 | 0 | 0 | 0 | 0 | 0 | 0 | 0 | 0 | 0 | 0 | 0 | 0 | 0 | 0 | 0 | 0 | 0 | 0 | 0 | 0 | 0 | 0 | 0 | 0
Commercial | Commercial Incentive Program | Prescriptive | Air Source Heat Pump (<65 kBtuh) | 15 | 0 | 83.46% | 0 | 4342.7844 | 1.7752 | 0 | 0 | 2503.9249 | 0 | 1500 |  | 1.4889 | 0.66518 | 2.4853 | 1.6709 | 3.773 | 0.037519 | 0.17164 | 1852.5263 | 226.4849 | 3949.165 | 2039.6254 | 745.3894 | 1244.2661 |  | 0 | 0 | 0 | 0 | 0 | 0 | 0 | 0 | 0 | 4342.7844 | 4342.7844 | 4342.7844 | 4342.7844 | 4342.7844 | 4342.7844 | 4342.7844 | 4342.7844 | 4342.7844 | 4342.7844 | 4342.7844 | 4342.7844 | 4342.7844 | 4342.7844 | 4342.7844 | 0 | 0 | 0 | 0 | 0 | 0 | 0 | 0 | 0 | 0 | 0 | 0 | 0 | 0 | 0 | 0 | 0 | 1.7752 | 1.7752 | 1.7752 | 1.7752 | 1.7752 | 1.7752 | 1.7752 | 1.7752 | 1.7752 | 1.7752 | 1.7752 | 1.7752 | 1.7752 | 1.7752 | 1.7752 | 0 | 0 | 0 | 0 | 0 | 0 | 0 | 0 | 0 | 0 | 0 | 0 | 0 | 0 | 0 | 0 | 0 | 0 | 0 | 0 | 0 | 0 | 0 | 0 | 0 | 0 | 0 | 0 | 0 | 0 | 0 | 0 | 0 | 0 | 0 | 0 | 0 | 0 | 0 | 0
Commercial | Commercial Incentive Program | Prescriptive | Air Source Heat Pump (65<135 kBtuh) | 15 | 0 | 83.46% | 0 | 0 | 0 | 0 | 0 | 0 | 0 | 0 |  | n/a | n/a | n/a | n/a | n/a | 0 | 0 | 0 | 0 | 0 | 0 | 0 | 0 |  | 0 | 0 | 0 | 0 | 0 | 0 | 0 | 0 | 0 | 0 | 0 | 0 | 0 | 0 | 0 | 0 | 0 | 0 | 0 | 0 | 0 | 0 | 0 | 0 | 0 | 0 | 0 | 0 | 0 | 0 | 0 | 0 | 0 | 0 | 0 | 0 | 0 | 0 | 0 | 0 | 0 | 0 | 0 | 0 | 0 | 0 | 0 | 0 | 0 | 0 | 0 | 0 | 0 | 0 | 0 | 0 | 0 | 0 | 0 | 0 | 0 | 0 | 0 | 0 | 0 | 0 | 0 | 0 | 0 | 0 | 0 | 0 | 0 | 0 | 0 | 0 | 0 | 0 | 0 | 0 | 0 | 0 | 0 | 0 | 0 | 0 | 0 | 0 | 0 | 0 | 0 | 0 | 0 | 0 | 0 | 0
Commercial | Commercial Incentive Program | Prescriptive | Air Source Heat Pump (135<240 kBtuh) | 15 | 0 | 83.46% | 0 | 0 | 0 | 0 | 0 | 0 | 0 | 0 |  | n/a | n/a | n/a | n/a | n/a | 0 | 0 | 0 | 0 | 0 | 0 | 0 | 0 |  | 0 | 0 | 0 | 0 | 0 | 0 | 0 | 0 | 0 | 0 | 0 | 0 | 0 | 0 | 0 | 0 | 0 | 0 | 0 | 0 | 0 | 0 | 0 | 0 | 0 | 0 | 0 | 0 | 0 | 0 | 0 | 0 | 0 | 0 | 0 | 0 | 0 | 0 | 0 | 0 | 0 | 0 | 0 | 0 | 0 | 0 | 0 | 0 | 0 | 0 | 0 | 0 | 0 | 0 | 0 | 0 | 0 | 0 | 0 | 0 | 0 | 0 | 0 | 0 | 0 | 0 | 0 | 0 | 0 | 0 | 0 | 0 | 0 | 0 | 0 | 0 | 0 | 0 | 0 | 0 | 0 | 0 | 0 | 0 | 0 | 0 | 0 | 0 | 0 | 0 | 0 | 0 | 0 | 0 | 0 | 0
Commercial | Commercial Incentive Program | Prescriptive | Air Source Heat Pump (≥240 kBtuh) | 15 | 0 | 83.46% | 0 | 0 | 0 | 0 | 0 | 0 | 0 | 0 |  | n/a | n/a | n/a | n/a | n/a | 0 | 0 | 0 | 0 | 0 | 0 | 0 | 0 |  | 0 | 0 | 0 | 0 | 0 | 0 | 0 | 0 | 0 | 0 | 0 | 0 | 0 | 0 | 0 | 0 | 0 | 0 | 0 | 0 | 0 | 0 | 0 | 0 | 0 | 0 | 0 | 0 | 0 | 0 | 0 | 0 | 0 | 0 | 0 | 0 | 0 | 0 | 0 | 0 | 0 | 0 | 0 | 0 | 0 | 0 | 0 | 0 | 0 | 0 | 0 | 0 | 0 | 0 | 0 | 0 | 0 | 0 | 0 | 0 | 0 | 0 | 0 | 0 | 0 | 0 | 0 | 0 | 0 | 0 | 0 | 0 | 0 | 0 | 0 | 0 | 0 | 0 | 0 | 0 | 0 | 0 | 0 | 0 | 0 | 0 | 0 | 0 | 0 | 0 | 0 | 0 | 0 | 0 | 0 | 0
Commercial | Commercial Incentive Program | Prescriptive | Water Source Heat Pump | 15 | 0 | 83.46% | 0 | 22392.9582 | 9.8828 | 0 | 0 | 7511.7746 | 0 | 4500 |  | 2.6404 | 0.77283 | 4.4076 | 2.9533 | 6.0543 | 0.021829 | 0.09986 | 9856.0683 | 1167.8374 | 20363.3148 | 10517.042 | 2236.1683 | 3732.7983 |  | 0 | 0 | 0 | 0 | 0 | 0 | 0 | 0 | 0 | 22392.9582 | 22392.9582 | 22392.9582 | 22392.9582 | 22392.9582 | 22392.9582 | 22392.9582 | 22392.9582 | 22392.9582 | 22392.9582 | 22392.9582 | 22392.9582 | 22392.9582 | 22392.9582 | 22392.9582 | 0 | 0 | 0 | 0 | 0 | 0 | 0 | 0 | 0 | 0 | 0 | 0 | 0 | 0 | 0 | 0 | 0 | 9.8828 | 9.8828 | 9.8828 | 9.8828 | 9.8828 | 9.8828 | 9.8828 | 9.8828 | 9.8828 | 9.8828 | 9.8828 | 9.8828 | 9.8828 | 9.8828 | 9.8828 | 0 | 0 | 0 | 0 | 0 | 0 | 0 | 0 | 0 | 0 | 0 | 0 | 0 | 0 | 0 | 0 | 0 | 0 | 0 | 0 | 0 | 0 | 0 | 0 | 0 | 0 | 0 | 0 | 0 | 0 | 0 | 0 | 0 | 0 | 0 | 0 | 0 | 0 | 0 | 0
Commercial | Commercial Incentive Program | Prescriptive | PTAC | 15 | 0 | 83.46% | 0 | 3557.1106 | 2.2235 | 0 | 0 | 1892.9672 | 0 | 1080 |  | 1.9538 | 0.83262 | 3.4245 | 2.151 | 4.0093 | 0.03298 | 0.15088 | 1837.8566 | 185.5104 | 3234.7028 | 1670.6271 | 536.6804 | 940.6652 |  | 0 | 0 | 0 | 0 | 0 | 0 | 0 | 0 | 0 | 3557.1106 | 3557.1106 | 3557.1106 | 3557.1106 | 3557.1106 | 3557.1106 | 3557.1106 | 3557.1106 | 3557.1106 | 3557.1106 | 3557.1106 | 3557.1106 | 3557.1106 | 3557.1106 | 3557.1106 | 0 | 0 | 0 | 0 | 0 | 0 | 0 | 0 | 0 | 0 | 0 | 0 | 0 | 0 | 0 | 0 | 0 | 2.2235 | 2.2235 | 2.2235 | 2.2235 | 2.2235 | 2.2235 | 2.2235 | 2.2235 | 2.2235 | 2.2235 | 2.2235 | 2.2235 | 2.2235 | 2.2235 | 2.2235 | 0 | 0 | 0 | 0 | 0 | 0 | 0 | 0 | 0 | 0 | 0 | 0 | 0 | 0 | 0 | 0 | 0 | 0 | 0 | 0 | 0 | 0 | 0 | 0 | 0 | 0 | 0 | 0 | 0 | 0 | 0 | 0 | 0 | 0 | 0 | 0 | 0 | 0 | 0 | 0
Commercial | Commercial Incentive Program | Prescriptive | PTHP | 15 | 0 | 83.46% | 0 | 5013.0082 | 2.4481 | 0 | 0 | 1892.9672 | 0 | 1080 |  | 2.4499 | 0.79713 | 4.2941 | 2.7279 | 5.4167 | 0.023402 | 0.10706 | 2304.5758 | 261.4384 | 4558.6413 | 2354.4016 | 536.6804 | 940.6652 |  | 0 | 0 | 0 | 0 | 0 | 0 | 0 | 0 | 0 | 5013.0082 | 5013.0082 | 5013.0082 | 5013.0082 | 5013.0082 | 5013.0082 | 5013.0082 | 5013.0082 | 5013.0082 | 5013.0082 | 5013.0082 | 5013.0082 | 5013.0082 | 5013.0082 | 5013.0082 | 0 | 0 | 0 | 0 | 0 | 0 | 0 | 0 | 0 | 0 | 0 | 0 | 0 | 0 | 0 | 0 | 0 | 2.4481 | 2.4481 | 2.4481 | 2.4481 | 2.4481 | 2.4481 | 2.4481 | 2.4481 | 2.4481 | 2.4481 | 2.4481 | 2.4481 | 2.4481 | 2.4481 | 2.4481 | 0 | 0 | 0 | 0 | 0 | 0 | 0 | 0 | 0 | 0 | 0 | 0 | 0 | 0 | 0 | 0 | 0 | 0 | 0 | 0 | 0 | 0 | 0 | 0 | 0 | 0 | 0 | 0 | 0 | 0 | 0 | 0 | 0 | 0 | 0 | 0 | 0 | 0 | 0 | 0
Commercial | Commercial Incentive Program | Prescriptive | Variable Speed Drives for HVAC Systems (HVAC Application) | 15 | 0 | 83.46% | 0 | 126283.122 | 0 | 0 | 0 | 33267.146 | 0 | 19950 |  | 1.9581 | 0.46762 | 3.2652 | 2.3565 | 7.5463 | 0.01716 | 0.078504 | 32370.5644 | 6585.9165 | 114837.1261 | 59309.9353 | 9913.6795 | 16531.3195 |  | 0 | 0 | 0 | 0 | 0 | 0 | 0 | 0 | 0 | 126283.122 | 126283.122 | 126283.122 | 126283.122 | 126283.122 | 126283.122 | 126283.122 | 126283.122 | 126283.122 | 126283.122 | 126283.122 | 126283.122 | 126283.122 | 126283.122 | 126283.122 | 0 | 0 | 0 | 0 | 0 | 0 | 0 | 0 | 0 | 0 | 0 | 0 | 0 | 0 | 0 | 0 | 0 | 0 | 0 | 0 | 0 | 0 | 0 | 0 | 0 | 0 | 0 | 0 | 0 | 0 | 0 | 0 | 0 | 0 | 0 | 0 | 0 | 0 | 0 | 0 | 0 | 0 | 0 | 0 | 0 | 0 | 0 | 0 | 0 | 0 | 0 | 0 | 0 | 0 | 0 | 0 | 0 | 0 | 0 | 0 | 0 | 0 | 0 | 0 | 0 | 0 | 0 | 0 | 0 | 0 | 0 | 0
Commercial | Commercial Incentive Program | Prescriptive | Variable Speed Drives for HVAC Systems (Pump Application) | 10 | 0 | 83.46% | 0 | 135283.7443 | 0 | 0 | 0 | 33267.146 | 0 | 19950 |  | 1.6376 | 0.47173 | 2.7308 | 1.9726 | 6.1716 | 0.020407 | 0.073281 | 27071.7851 | 5537.9624 | 92110.7276 | 47475.0944 | 9913.6795 | 16531.3195 |  | 0 | 0 | 0 | 0 | 0 | 0 | 0 | 0 | 0 | 135283.7443 | 135283.7443 | 135283.7443 | 135283.7443 | 135283.7443 | 135283.7443 | 135283.7443 | 135283.7443 | 135283.7443 | 135283.7443 | 0 | 0 | 0 | 0 | 0 | 0 | 0 | 0 | 0 | 0 | 0 | 0 | 0 | 0 | 0 | 0 | 0 | 0 | 0 | 0 | 0 | 0 | 0 | 0 | 0 | 0 | 0 | 0 | 0 | 0 | 0 | 0 | 0 | 0 | 0 | 0 | 0 | 0 | 0 | 0 | 0 | 0 | 0 | 0 | 0 | 0 | 0 | 0 | 0 | 0 | 0 | 0 | 0 | 0 | 0 | 0 | 0 | 0 | 0 | 0 | 0 | 0 | 0 | 0 | 0 | 0 | 0 | 0 | 0 | 0 | 0 | 0 | 0 | 0 | 0 | 0 | 0
Commercial | Commercial Incentive Program | Prescriptive | Automatic Door Closer for Walk-In Cooler | 8 | 0 | 83.46% | 0 | 18295.6358 | 2.6933 | 0 | 0 | 2879.547 | 0 | 1650 |  | 2.7169 | 0.62663 | 4.7414 | 3.1654 | 7.8799 | 0.014564 | 0.044816 | 3887.6415 | 641.78 | 10455.5276 | 5384.1524 | 819.9284 | 1430.9226 |  | 0 | 0 | 0 | 0 | 0 | 0 | 0 | 0 | 0 | 18295.6358 | 18295.6358 | 18295.6358 | 18295.6358 | 18295.6358 | 18295.6358 | 18295.6358 | 18295.6358 | 0 | 0 | 0 | 0 | 0 | 0 | 0 | 0 | 0 | 0 | 0 | 0 | 0 | 0 | 0 | 0 | 0 | 0 | 0 | 0 | 0 | 0 | 0 | 0 | 2.6933 | 2.6933 | 2.6933 | 2.6933 | 2.6933 | 2.6933 | 2.6933 | 2.6933 | 0 | 0 | 0 | 0 | 0 | 0 | 0 | 0 | 0 | 0 | 0 | 0 | 0 | 0 | 0 | 0 | 0 | 0 | 0 | 0 | 0 | 0 | 0 | 0 | 0 | 0 | 0 | 0 | 0 | 0 | 0 | 0 | 0 | 0 | 0 | 0 | 0 | 0 | 0 | 0 | 0 | 0 | 0 | 0 | 0 | 0 | 0
Commercial | Commercial Incentive Program | Prescriptive | Automatic Door Closer for Walk-In Freezer | 8 | 0 | 83.46% | 0 | 44759.3125 | 6.0747 | 0 | 0 | 2879.547 | 0 | 1650 |  | 6.5479 | 0.66964 | 11.4273 | 7.6452 | 18.4488 | 0.0059533 | 0.018319 | 9369.5831 | 1570.0811 | 25578.8993 | 13172.0462 | 819.9284 | 1430.9226 |  | 0 | 0 | 0 | 0 | 0 | 0 | 0 | 0 | 0 | 44759.3125 | 44759.3125 | 44759.3125 | 44759.3125 | 44759.3125 | 44759.3125 | 44759.3125 | 44759.3125 | 0 | 0 | 0 | 0 | 0 | 0 | 0 | 0 | 0 | 0 | 0 | 0 | 0 | 0 | 0 | 0 | 0 | 0 | 0 | 0 | 0 | 0 | 0 | 0 | 6.0747 | 6.0747 | 6.0747 | 6.0747 | 6.0747 | 6.0747 | 6.0747 | 6.0747 | 0 | 0 | 0 | 0 | 0 | 0 | 0 | 0 | 0 | 0 | 0 | 0 | 0 | 0 | 0 | 0 | 0 | 0 | 0 | 0 | 0 | 0 | 0 | 0 | 0 | 0 | 0 | 0 | 0 | 0 | 0 | 0 | 0 | 0 | 0 | 0 | 0 | 0 | 0 | 0 | 0 | 0 | 0 | 0 | 0 | 0 | 0
Commercial | Commercial Incentive Program | Prescriptive | Beverage & Snack Machine Controls (Refrigerated) | 5 | 0 | 83.46% | 0 | 8528.7682 | 0 | 0 | 0 | 901.413 | 0 | 450 |  | 2.2895 | 0.53697 | 4.5862 | 2.754 | 7.8197 | 0.012253 | 0.026219 | 1025.5407 | 208.0564 | 3279.0904 | 1686.2669 | 223.6168 | 447.9358 |  | 0 | 0 | 0 | 0 | 0 | 0 | 0 | 0 | 0 | 8528.7682 | 8528.7682 | 8528.7682 | 8528.7682 | 8528.7682 | 0 | 0 | 0 | 0 | 0 | 0 | 0 | 0 | 0 | 0 | 0 | 0 | 0 | 0 | 0 | 0 | 0 | 0 | 0 | 0 | 0 | 0 | 0 | 0 | 0 | 0 | 0 | 0 | 0 | 0 | 0 | 0 | 0 | 0 | 0 | 0 | 0 | 0 | 0 | 0 | 0 | 0 | 0 | 0 | 0 | 0 | 0 | 0 | 0 | 0 | 0 | 0 | 0 | 0 | 0 | 0 | 0 | 0 | 0 | 0 | 0 | 0 | 0 | 0 | 0 | 0 | 0 | 0 | 0 | 0 | 0 | 0 | 0 | 0 | 0 | 0 | 0 | 0 | 0 | 0 | 0 | 0
Commercial | Commercial Incentive Program | Prescriptive | ECM for Walk-In Cooler or Freezer | 15 | 0 | 83.46% | 0 | 6365.4632 | 0.67557 | 0 | 0 | 751.1775 | 0 | 450 |  | 5.125 | 0.59537 | 8.555 | 6.0143 | 16.1062 | 0.0076791 | 0.03513 | 1913.0406 | 331.9716 | 5788.513 | 2989.5936 | 223.6168 | 373.2798 |  | 0 | 0 | 0 | 0 | 0 | 0 | 0 | 0 | 0 | 6365.4632 | 6365.4632 | 6365.4632 | 6365.4632 | 6365.4632 | 6365.4632 | 6365.4632 | 6365.4632 | 6365.4632 | 6365.4632 | 6365.4632 | 6365.4632 | 6365.4632 | 6365.4632 | 6365.4632 | 0 | 0 | 0 | 0 | 0 | 0 | 0 | 0 | 0 | 0 | 0 | 0 | 0 | 0 | 0 | 0 | 0 | 0.67557 | 0.67557 | 0.67557 | 0.67557 | 0.67557 | 0.67557 | 0.67557 | 0.67557 | 0.67557 | 0.67557 | 0.67557 | 0.67557 | 0.67557 | 0.67557 | 0.67557 | 0 | 0 | 0 | 0 | 0 | 0 | 0 | 0 | 0 | 0 | 0 | 0 | 0 | 0 | 0 | 0 | 0 | 0 | 0 | 0 | 0 | 0 | 0 | 0 | 0 | 0 | 0 | 0 | 0 | 0 | 0 | 0 | 0 | 0 | 0 | 0 | 0 | 0 | 0 | 0
Commercial | Commercial Incentive Program | Prescriptive | ENERGY STAR Electric Steamer | 12 | 0 | 83.46% | 0 | 123053.6554 | 5.6936 | 0 | 0 | 7361.5391 | 0 | 4200 |  | 8.1158 | 0.57575 | 14.2249 | 9.6615 | 26.7897 | 0.0042079 | 0.016961 | 29688.6164 | 5654.3664 | 95913.4371 | 49477.5822 | 2087.0904 | 3658.1424 |  | 0 | 0 | 0 | 0 | 0 | 0 | 0 | 0 | 0 | 123053.6554 | 123053.6554 | 123053.6554 | 123053.6554 | 123053.6554 | 123053.6554 | 123053.6554 | 123053.6554 | 123053.6554 | 123053.6554 | 123053.6554 | 123053.6554 | 0 | 0 | 0 | 0 | 0 | 0 | 0 | 0 | 0 | 0 | 0 | 0 | 0 | 0 | 0 | 0 | 0 | 0 | 0 | 0 | 5.6936 | 5.6936 | 5.6936 | 5.6936 | 5.6936 | 5.6936 | 5.6936 | 5.6936 | 5.6936 | 5.6936 | 5.6936 | 5.6936 | 0 | 0 | 0 | 0 | 0 | 0 | 0 | 0 | 0 | 0 | 0 | 0 | 0 | 0 | 0 | 0 | 0 | 0 | 0 | 0 | 0 | 0 | 0 | 0 | 0 | 0 | 0 | 0 | 0 | 0 | 0 | 0 | 0 | 0 | 0 | 0 | 0 | 0 | 0 | 0 | 0 | 0 | 0
Commercial | Commercial Incentive Program | Prescriptive | ENERGY STAR Commercial Dishwasher | 10 | 0 | 83.46% | 0 | 31353.8954 | 0.10345 | 0 | 0 | 584.2491 | 0 | 350 |  | 21.7254 | 0.56433 | 36.2659 | 26.1463 | 74.1293 | 0.0015448 | 0.0055471 | 6307.5119 | 1283.5001 | 21347.9463 | 11003.0156 | 173.9242 | 290.3288 |  | 0 | 0 | 0 | 0 | 0 | 0 | 0 | 0 | 0 | 31353.8954 | 31353.8954 | 31353.8954 | 31353.8954 | 31353.8954 | 31353.8954 | 31353.8954 | 31353.8954 | 31353.8954 | 31353.8954 | 0 | 0 | 0 | 0 | 0 | 0 | 0 | 0 | 0 | 0 | 0 | 0 | 0 | 0 | 0 | 0 | 0 | 0 | 0 | 0 | 0 | 0 | 0.10345 | 0.10345 | 0.10345 | 0.10345 | 0.10345 | 0.10345 | 0.10345 | 0.10345 | 0.10345 | 0.10345 | 0 | 0 | 0 | 0 | 0 | 0 | 0 | 0 | 0 | 0 | 0 | 0 | 0 | 0 | 0 | 0 | 0 | 0 | 0 | 0 | 0 | 0 | 0 | 0 | 0 | 0 | 0 | 0 | 0 | 0 | 0 | 0 | 0 | 0 | 0 | 0 | 0 | 0 | 0 | 0 | 0 | 0 | 0 | 0 | 0
Commercial | Commercial Incentive Program | Prescriptive | High Efficiency Pre-Rinse Spray Valve | 5 | 0 | 83.46% | 0 | 32973.652 | 0 | 0 | 0 | 1168.4983 | 0 | 700 |  | 6.8283 | 0.57737 | 11.3984 | 8.2136 | 22.4321 | 0.0049298 | 0.010549 | 3964.913 | 804.3811 | 12677.5147 | 6519.3912 | 347.8484 | 580.6575 |  | 0 | 0 | 0 | 0 | 0 | 0 | 0 | 0 | 0 | 32973.652 | 32973.652 | 32973.652 | 32973.652 | 32973.652 | 0 | 0 | 0 | 0 | 0 | 0 | 0 | 0 | 0 | 0 | 0 | 0 | 0 | 0 | 0 | 0 | 0 | 0 | 0 | 0 | 0 | 0 | 0 | 0 | 0 | 0 | 0 | 0 | 0 | 0 | 0 | 0 | 0 | 0 | 0 | 0 | 0 | 0 | 0 | 0 | 0 | 0 | 0 | 0 | 0 | 0 | 0 | 0 | 0 | 0 | 0 | 0 | 0 | 0 | 0 | 0 | 0 | 0 | 0 | 0 | 0 | 0 | 0 | 0 | 0 | 0 | 0 | 0 | 0 | 0 | 0 | 0 | 0 | 0 | 0 | 0 | 0 | 0 | 0 | 0 | 0 | 0
Commercial | Commercial Incentive Program | Prescriptive | ENERGY STAR Electric Fryer | 12 | 0 | 83.46% | 0 | 11749.5637 | 2.0386 | 0 | 0 | 2453.8464 | 0 | 1400 |  | 2.7693 | 0.62304 | 4.8539 | 3.2121 | 8.081 | 0.01469 | 0.05921 | 3376.8744 | 539.8973 | 9158.1273 | 4724.2807 | 695.6968 | 1219.3808 |  | 0 | 0 | 0 | 0 | 0 | 0 | 0 | 0 | 0 | 11749.5637 | 11749.5637 | 11749.5637 | 11749.5637 | 11749.5637 | 11749.5637 | 11749.5637 | 11749.5637 | 11749.5637 | 11749.5637 | 11749.5637 | 11749.5637 | 0 | 0 | 0 | 0 | 0 | 0 | 0 | 0 | 0 | 0 | 0 | 0 | 0 | 0 | 0 | 0 | 0 | 0 | 0 | 0 | 2.0386 | 2.0386 | 2.0386 | 2.0386 | 2.0386 | 2.0386 | 2.0386 | 2.0386 | 2.0386 | 2.0386 | 2.0386 | 2.0386 | 0 | 0 | 0 | 0 | 0 | 0 | 0 | 0 | 0 | 0 | 0 | 0 | 0 | 0 | 0 | 0 | 0 | 0 | 0 | 0 | 0 | 0 | 0 | 0 | 0 | 0 | 0 | 0 | 0 | 0 | 0 | 0 | 0 | 0 | 0 | 0 | 0 | 0 | 0 | 0 | 0 | 0 | 0
Commercial | Commercial Incentive Program | Prescriptive | Demand Control Ventilation | 15 | 0 | 83.46% | 15659.8397 | 11868.4405 | 2.0374 | 0 | 0 | 4977.8027 | 0 | 2850 |  | 23.1928 | 0.85102 | 40.5085 | 23.443 | 47.9803 | 0.026084 | 0.11933 | 57369.7603 | 618.9628 | 117267.8306 | 65997.0201 | 1416.2399 | 2473.601 |  | 0 | 0 | 0 | 0 | 0 | 0 | 0 | 0 | 0 | 11868.4405 | 11868.4405 | 11868.4405 | 11868.4405 | 11868.4405 | 11868.4405 | 11868.4405 | 11868.4405 | 11868.4405 | 11868.4405 | 11868.4405 | 11868.4405 | 11868.4405 | 11868.4405 | 11868.4405 | 0 | 0 | 0 | 0 | 0 | 0 | 0 | 0 | 0 | 0 | 0 | 0 | 0 | 0 | 0 | 0 | 0 | 2.0374 | 2.0374 | 2.0374 | 2.0374 | 2.0374 | 2.0374 | 2.0374 | 2.0374 | 2.0374 | 2.0374 | 2.0374 | 2.0374 | 2.0374 | 2.0374 | 2.0374 | 0 | 0 | 0 | 0 | 0 | 0 | 0 | 0 | 0 | 0 | 0 | 0 | 0 | 0 | 0 | 0 | 0 | 15659.8397 | 15659.8397 | 15659.8397 | 15659.8397 | 15659.8397 | 15659.8397 | 15659.8397 | 15659.8397 | 15659.8397 | 15659.8397 | 15659.8397 | 15659.8397 | 15659.8397 | 15659.8397 | 15659.8397 | 0 | 0 | 0 | 0 | 0 | 0 | 0 | 0
Commercial | Commercial Incentive Program | Prescriptive | No Air Loss Drain | 10 | 0 | 83.46% | 0 | 8685.0739 | 1.3625 | 0 | 0 | 2921.2457 | 0 | 1750 |  | 1.4989 | 0.55543 | 2.5021 | 1.7438 | 4.6727 | 0.027884 | 0.10013 | 2175.8656 | 355.5314 | 5913.4117 | 3047.8511 | 869.621 | 1451.6438 |  | 0 | 0 | 0 | 0 | 0 | 0 | 0 | 0 | 0 | 8685.0739 | 8685.0739 | 8685.0739 | 8685.0739 | 8685.0739 | 8685.0739 | 8685.0739 | 8685.0739 | 8685.0739 | 8685.0739 | 0 | 0 | 0 | 0 | 0 | 0 | 0 | 0 | 0 | 0 | 0 | 0 | 0 | 0 | 0 | 0 | 0 | 0 | 0 | 0 | 0 | 0 | 1.3625 | 1.3625 | 1.3625 | 1.3625 | 1.3625 | 1.3625 | 1.3625 | 1.3625 | 1.3625 | 1.3625 | 0 | 0 | 0 | 0 | 0 | 0 | 0 | 0 | 0 | 0 | 0 | 0 | 0 | 0 | 0 | 0 | 0 | 0 | 0 | 0 | 0 | 0 | 0 | 0 | 0 | 0 | 0 | 0 | 0 | 0 | 0 | 0 | 0 | 0 | 0 | 0 | 0 | 0 | 0 | 0 | 0 | 0 | 0 | 0 | 0
Commercial | Commercial Incentive Program | Custom | Custom Project | 15 | 0 | 83.46% | 0 | 1564087.5487 | 262.6138 | 0 | 0 | 300470.9857 | 0 | 118423.52 |  | 3.4177 | 0.64315 | 8.6715 | 3.964 | 9.92 | 0.0082244 | 0.037624 | 510301.1948 | 81570.2827 | 1422322.4474 | 734586.9334 | 58847.7607 | 149311.9329 |  | 0 | 0 | 0 | 0 | 0 | 0 | 0 | 0 | 0 | 1564087.5487 | 1564087.5487 | 1564087.5487 | 1564087.5487 | 1564087.5487 | 1564087.5487 | 1564087.5487 | 1564087.5487 | 1564087.5487 | 1564087.5487 | 1564087.5487 | 1564087.5487 | 1564087.5487 | 1564087.5487 | 1564087.5487 | 0 | 0 | 0 | 0 | 0 | 0 | 0 | 0 | 0 | 0 | 0 | 0 | 0 | 0 | 0 | 0 | 0 | 262.6138 | 262.6138 | 262.6138 | 262.6138 | 262.6138 | 262.6138 | 262.6138 | 262.6138 | 262.6138 | 262.6138 | 262.6138 | 262.6138 | 262.6138 | 262.6138 | 262.6138 | 0 | 0 | 0 | 0 | 0 | 0 | 0 | 0 | 0 | 0 | 0 | 0 | 0 | 0 | 0 | 0 | 0 | 0 | 0 | 0 | 0 | 0 | 0 | 0 | 0 | 0 | 0 | 0 | 0 | 0 | 0 | 0 | 0 | 0 | 0 | 0 | 0 | 0 | 0 | 0
Commercial | Express Install | 0 | Express Install | 15 | 0 | 83.46% | 0 | 1596044.2513 | 254.7834 | 0 | 0 | 376006.0529 | 0 | 315350 |  | 2.7575 | 0.5685 | 3.2879 | 3.203 | 8.6064 | 0.021462 | 0.098184 | 515231.5276 | 83236.8884 | 1451382.672 | 749595.6688 | 156705.7063 | 186847.2938 |  | 0 | 0 | 0 | 0 | 0 | 0 | 0 | 0 | 0 | 1596044.2513 | 1596044.2513 | 1596044.2513 | 1596044.2513 | 1596044.2513 | 1596044.2513 | 1596044.2513 | 1596044.2513 | 1596044.2513 | 1596044.2513 | 1596044.2513 | 1596044.2513 | 1596044.2513 | 1596044.2513 | 1596044.2513 | 0 | 0 | 0 | 0 | 0 | 0 | 0 | 0 | 0 | 0 | 0 | 0 | 0 | 0 | 0 | 0 | 0 | 254.7834 | 254.7834 | 254.7834 | 254.7834 | 254.7834 | 254.7834 | 254.7834 | 254.7834 | 254.7834 | 254.7834 | 254.7834 | 254.7834 | 254.7834 | 254.7834 | 254.7834 | 0 | 0 | 0 | 0 | 0 | 0 | 0 | 0 | 0 | 0 | 0 | 0 | 0 | 0 | 0 | 0 | 0 | 0 | 0 | 0 | 0 | 0 | 0 | 0 | 0 | 0 | 0 | 0 | 0 | 0 | 0 | 0 | 0 | 0 | 0 | 0 | 0 | 0 | 0 | 0
Commercial | New Construction | 0 | New Construction | 15 | 0 | 83.46% | 0 | 229161.7998 | 61.067 | 0 | 0 | 64200.6339 | 0 | 17350.78 |  | 2.6385 | 0.72409 | 9.7627 | 3.0131 | 6.8023 | 0.0082244 | 0.037624 | 84174.9872 | 11951.2445 | 208391.1302 | 107627.7756 | 8622.0588 | 31902.983 |  | 0 | 0 | 0 | 0 | 0 | 0 | 0 | 0 | 0 | 229161.7998 | 229161.7998 | 229161.7998 | 229161.7998 | 229161.7998 | 229161.7998 | 229161.7998 | 229161.7998 | 229161.7998 | 229161.7998 | 229161.7998 | 229161.7998 | 229161.7998 | 229161.7998 | 229161.7998 | 0 | 0 | 0 | 0 | 0 | 0 | 0 | 0 | 0 | 0 | 0 | 0 | 0 | 0 | 0 | 0 | 0 | 61.067 | 61.067 | 61.067 | 61.067 | 61.067 | 61.067 | 61.067 | 61.067 | 61.067 | 61.067 | 61.067 | 61.067 | 61.067 | 61.067 | 61.067 | 0 | 0 | 0 | 0 | 0 | 0 | 0 | 0 | 0 | 0 | 0 | 0 | 0 | 0 | 0 | 0 | 0 | 0 | 0 | 0 | 0 | 0 | 0 | 0 | 0 | 0 | 0 | 0 | 0 | 0 | 0 | 0 | 0 | 0 | 0 | 0 | 0 | 0 | 0 | 0
Commercial | School Energy Manager | 0 | School Energy Manager | 10 | 0 | 100% | 0 | 589797.4942 | 215.4144 | 0 | 0 | 90000 | 0 | 0 |  | 4.1869 | 0.90471 | n/a | 4.7268 | 7.4943 | 0 | 0 | 187254.3424 | 24143.8936 | 335171.8696 | 206977.504 | 0 | 44723.3663 |  | 0 | 0 | 0 | 0 | 0 | 0 | 0 | 0 | 0 | 589797.4942 | 589797.4942 | 589797.4942 | 589797.4942 | 589797.4942 | 589797.4942 | 589797.4942 | 589797.4942 | 589797.4942 | 589797.4942 | 0 | 0 | 0 | 0 | 0 | 0 | 0 | 0 | 0 | 0 | 0 | 0 | 0 | 0 | 0 | 0 | 0 | 0 | 0 | 0 | 0 | 0 | 215.4144 | 215.4144 | 215.4144 | 215.4144 | 215.4144 | 215.4144 | 215.4144 | 215.4144 | 215.4144 | 215.4144 | 0 | 0 | 0 | 0 | 0 | 0 | 0 | 0 | 0 | 0 | 0 | 0 | 0 | 0 | 0 | 0 | 0 | 0 | 0 | 0 | 0 | 0 | 0 | 0 | 0 | 0 | 0 | 0 | 0 | 0 | 0 | 0 | 0 | 0 | 0 | 0 | 0 | 0 | 0 | 0 | 0 | 0 | 0 | 0 | 0
Commercial | Bid For Efficiency | 0 | Bid for Efficiency | 10 | 0 | 100% | 0 | 2450021.4676 | 283.3998 | 0 | 0 | 76664.8076 | 0 | 185501.23 |  | 15.26 | 0.61069 | 6.3067 | 17.8926 | 38.9662 | 0.010478 | 0.037624 | 581354.8356 | 100293.8436 | 1392305.4676 | 859785.4909 | 92180.4385 | 38096.7586 |  | 0 | 0 | 0 | 0 | 0 | 0 | 0 | 0 | 0 | 2450021.4676 | 2450021.4676 | 2450021.4676 | 2450021.4676 | 2450021.4676 | 2450021.4676 | 2450021.4676 | 2450021.4676 | 2450021.4676 | 2450021.4676 | 0 | 0 | 0 | 0 | 0 | 0 | 0 | 0 | 0 | 0 | 0 | 0 | 0 | 0 | 0 | 0 | 0 | 0 | 0 | 0 | 0 | 0 | 283.3998 | 283.3998 | 283.3998 | 283.3998 | 283.3998 | 283.3998 | 283.3998 | 283.3998 | 283.3998 | 283.3998 | 0 | 0 | 0 | 0 | 0 | 0 | 0 | 0 | 0 | 0 | 0 | 0 | 0 | 0 | 0 | 0 | 0 | 0 | 0 | 0 | 0 | 0 | 0 | 0 | 0 | 0 | 0 | 0 | 0 | 0 | 0 | 0 | 0 | 0 | 0 | 0 | 0 | 0 | 0 | 0 | 0 | 0 | 0 | 0 | 0
Commercial | Retrocommissioning | 0 | Retrocommissioning (Large Customer) | 5 | 0 | 83.46% | 0 | 0 | 0 | 0 | 0 | 0 | 0 | 0 |  | n/a | n/a | n/a | n/a | n/a | 0 | 0 | 0 | 0 | 0 | 0 | 0 | 0 |  | 0 | 0 | 0 | 0 | 0 | 0 | 0 | 0 | 0 | 0 | 0 | 0 | 0 | 0 | 0 | 0 | 0 | 0 | 0 | 0 | 0 | 0 | 0 | 0 | 0 | 0 | 0 | 0 | 0 | 0 | 0 | 0 | 0 | 0 | 0 | 0 | 0 | 0 | 0 | 0 | 0 | 0 | 0 | 0 | 0 | 0 | 0 | 0 | 0 | 0 | 0 | 0 | 0 | 0 | 0 | 0 | 0 | 0 | 0 | 0 | 0 | 0 | 0 | 0 | 0 | 0 | 0 | 0 | 0 | 0 | 0 | 0 | 0 | 0 | 0 | 0 | 0 | 0 | 0 | 0 | 0 | 0 | 0 | 0 | 0 | 0 | 0 | 0 | 0 | 0 | 0 | 0 | 0 | 0 | 0 | 0
Commercial | Retrocommissioning | 0 | Retrocommissioning (Mid-Sized Customer) | 5 | 0 | 83.46% | 0 | 1173292.2146 | 149.0403 | 0 | 0 | 33385.6651 | 0 | 133252.19 |  | 10.208 | 0.56793 | 2.5576 | 11.9332 | 31.1821 | 0.026374 | 0.056437 | 169352.9199 | 28622.0667 | 451100.4519 | 231977.6711 | 66216.5167 | 16590.2148 |  | 0 | 0 | 0 | 0 | 0 | 0 | 0 | 0 | 0 | 1173292.2146 | 1173292.2146 | 1173292.2146 | 1173292.2146 | 1173292.2146 | 0 | 0 | 0 | 0 | 0 | 0 | 0 | 0 | 0 | 0 | 0 | 0 | 0 | 0 | 0 | 0 | 0 | 0 | 0 | 0 | 0 | 0 | 0 | 0 | 0 | 0 | 0 | 149.0403 | 149.0403 | 149.0403 | 149.0403 | 149.0403 | 0 | 0 | 0 | 0 | 0 | 0 | 0 | 0 | 0 | 0 | 0 | 0 | 0 | 0 | 0 | 0 | 0 | 0 | 0 | 0 | 0 | 0 | 0 | 0 | 0 | 0 | 0 | 0 | 0 | 0 | 0 | 0 | 0 | 0 | 0 | 0 | 0 | 0 | 0 | 0 | 0 | 0 | 0 | 0 | 0 | 0 | 0 | 0 | 0 | 0
Industrial | Retrocommissioning | 0 | Retrocommissioning (Large Customer) | 5 | 0 | 83.46% | 0 | 0 | 0 | 0 | 0 | 0 | 0 | 0 |  | n/a | n/a | n/a | n/a | n/a | 0 | 0 | 0 | 0 | 0 | 0 | 0 | 0 |  | 0 | 0 | 0 | 0 | 0 | 0 | 0 | 0 | 0 | 0 | 0 | 0 | 0 | 0 | 0 | 0 | 0 | 0 | 0 | 0 | 0 | 0 | 0 | 0 | 0 | 0 | 0 | 0 | 0 | 0 | 0 | 0 | 0 | 0 | 0 | 0 | 0 | 0 | 0 | 0 | 0 | 0 | 0 | 0 | 0 | 0 | 0 | 0 | 0 | 0 | 0 | 0 | 0 | 0 | 0 | 0 | 0 | 0 | 0 | 0 | 0 | 0 | 0 | 0 | 0 | 0 | 0 | 0 | 0 | 0 | 0 | 0 | 0 | 0 | 0 | 0 | 0 | 0 | 0 | 0 | 0 | 0 | 0 | 0 | 0 | 0 | 0 | 0 | 0 | 0 | 0 | 0 | 0 | 0 | 0 | 0
Industrial | Retrocommissioning | 0 | Retrocommissioning (Mid-Sized Customer) | 5 | 0 | 83.46% | 0 | 0 | 0 | 0 | 0 | 0 | 0 | 0 |  | n/a | n/a | n/a | n/a | n/a | 0 | 0 | 0 | 0 | 0 | 0 | 0 | 0 |  | 0 | 0 | 0 | 0 | 0 | 0 | 0 | 0 | 0 | 0 | 0 | 0 | 0 | 0 | 0 | 0 | 0 | 0 | 0 | 0 | 0 | 0 | 0 | 0 | 0 | 0 | 0 | 0 | 0 | 0 | 0 | 0 | 0 | 0 | 0 | 0 | 0 | 0 | 0 | 0 | 0 | 0 | 0 | 0 | 0 | 0 | 0 | 0 | 0 | 0 | 0 | 0 | 0 | 0 | 0 | 0 | 0 | 0 | 0 | 0 | 0 | 0 | 0 | 0 | 0 | 0 | 0 | 0 | 0 | 0 | 0 | 0 | 0 | 0 | 0 | 0 | 0 | 0 | 0 | 0 | 0 | 0 | 0 | 0 | 0 | 0 | 0 | 0 | 0 | 0 | 0 | 0 | 0 | 0 | 0 | 0
Commercial | Continuous Energy Management | 0 | Continuous Energy Management | 3 | 0 | 100% | 0 | 0 | 0 | 0 | 0 | 0 | 0 | 0 |  | n/a | n/a | n/a | n/a | n/a | 0 | 0 | 0 | 0 | 0 | 0 | 0 | 0 |  | 0 | 0 | 0 | 0 | 0 | 0 | 0 | 0 | 0 | 0 | 0 | 0 | 0 | 0 | 0 | 0 | 0 | 0 | 0 | 0 | 0 | 0 | 0 | 0 | 0 | 0 | 0 | 0 | 0 | 0 | 0 | 0 | 0 | 0 | 0 | 0 | 0 | 0 | 0 | 0 | 0 | 0 | 0 | 0 | 0 | 0 | 0 | 0 | 0 | 0 | 0 | 0 | 0 | 0 | 0 | 0 | 0 | 0 | 0 | 0 | 0 | 0 | 0 | 0 | 0 | 0 | 0 | 0 | 0 | 0 | 0 | 0 | 0 | 0 | 0 | 0 | 0 | 0 | 0 | 0 | 0 | 0 | 0 | 0 | 0 | 0 | 0 | 0 | 0 | 0 | 0 | 0 | 0 | 0 | 0 | 0
Industrial | Continuous Energy Management | 0 | Continuous Energy Management | 3 | 0 | 100% | 0 | 0 | 0 | 0 | 0 | 0 | 0 | 0 |  | n/a | n/a | n/a | n/a | n/a | 0 | 0 | 0 | 0 | 0 | 0 | 0 | 0 |  | 0 | 0 | 0 | 0 | 0 | 0 | 0 | 0 | 0 | 0 | 0 | 0 | 0 | 0 | 0 | 0 | 0 | 0 | 0 | 0 | 0 | 0 | 0 | 0 | 0 | 0 | 0 | 0 | 0 | 0 | 0 | 0 | 0 | 0 | 0 | 0 | 0 | 0 | 0 | 0 | 0 | 0 | 0 | 0 | 0 | 0 | 0 | 0 | 0 | 0 | 0 | 0 | 0 | 0 | 0 | 0 | 0 | 0 | 0 | 0 | 0 | 0 | 0 | 0 | 0 | 0 | 0 | 0 | 0 | 0 | 0 | 0 | 0 | 0 | 0 | 0 | 0 | 0 | 0 | 0 | 0 | 0 | 0 | 0 | 0 | 0 | 0 | 0 | 0 | 0 | 0 | 0 | 0 | 0 | 0 | 0
Residential | Residential Efficient Products | Appliance | ENERGY STAR Air Purifier | 9 | 0 | 79% | 0 | 22286.9913 | 2.578 | 0 | 0 | 5530 | 0 | 2500 | 2461.25 | 1.2429 | 0.3417 | 2.0019 | 1.4568 | 5.6742 | 0.033081 | 0.11062 | 4935.5067 | 849.5988 | 14350.5163 | 11978.6454 | 1242.3157 | 2748.0024 | 1223.0598 | 0 | 0 | 0 | 0 | 0 | 0 | 0 | 0 | 0 | 22286.9913 | 22286.9913 | 22286.9913 | 22286.9913 | 22286.9913 | 22286.9913 | 22286.9913 | 22286.9913 | 22286.9913 | 0 | 0 | 0 | 0 | 0 | 0 | 0 | 0 | 0 | 0 | 0 | 0 | 0 | 0 | 0 | 0 | 0 | 0 | 0 | 0 | 0 | 0 | 0 | 2.578 | 2.578 | 2.578 | 2.578 | 2.578 | 2.578 | 2.578 | 2.578 | 2.578 | 0 | 0 | 0 | 0 | 0 | 0 | 0 | 0 | 0 | 0 | 0 | 0 | 0 | 0 | 0 | 0 | 0 | 0 | 0 | 0 | 0 | 0 | 0 | 0 | 0 | 0 | 0 | 0 | 0 | 0 | 0 | 0 | 0 | 0 | 0 | 0 | 0 | 0 | 0 | 0 | 0 | 0 | 0 | 0 | 0 | 0
#N/A | 0 | 0 | 0 | #N/A | #N/A | 0% | #N/A | #N/A | #N/A | #N/A | #N/A | #N/A | #N/A | 0 |  | #N/A | #N/A | n/a | #N/A | #N/A | 0 | 0 | #N/A | #N/A | #N/A | #N/A | 0 | #N/A |  | #N/A | #N/A | #N/A | #N/A | #N/A | #N/A | #N/A | #N/A | #N/A | #N/A | #N/A | #N/A | #N/A | #N/A | #N/A | #N/A | #N/A | #N/A | #N/A | #N/A | #N/A | #N/A | #N/A | #N/A | #N/A | #N/A | #N/A | #N/A | #N/A | #N/A | #N/A | #N/A | #N/A | #N/A | #N/A | #N/A | #N/A | #N/A | #N/A | #N/A | #N/A | #N/A | #N/A | #N/A | #N/A | #N/A | #N/A | #N/A | #N/A | #N/A | #N/A | #N/A | #N/A | #N/A | #N/A | #N/A | #N/A | #N/A | #N/A | #N/A | #N/A | #N/A | #N/A | #N/A | #N/A | #N/A | #N/A | #N/A | #N/A | #N/A | #N/A | #N/A | #N/A | #N/A | #N/A | #N/A | #N/A | #N/A | #N/A | #N/A | #N/A | #N/A | #N/A | #N/A | #N/A | #N/A | #N/A | #N/A | #N/A | #N/A | #N/A | #N/A | #N/A | #N/A | #N/A | #N/A
#N/A | 0 | 0 | 0 | #N/A | #N/A | 0% | #N/A | #N/A | #N/A | #N/A | #N/A | #N/A | #N/A | 0 |  | #N/A | #N/A | n/a | #N/A | #N/A | 0 | 0 | #N/A | #N/A | #N/A | #N/A | 0 | #N/A |  | #N/A | #N/A | #N/A | #N/A | #N/A | #N/A | #N/A | #N/A | #N/A | #N/A | #N/A | #N/A | #N/A | #N/A | #N/A | #N/A | #N/A | #N/A | #N/A | #N/A | #N/A | #N/A | #N/A | #N/A | #N/A | #N/A | #N/A | #N/A | #N/A | #N/A | #N/A | #N/A | #N/A | #N/A | #N/A | #N/A | #N/A | #N/A | #N/A | #N/A | #N/A | #N/A | #N/A | #N/A | #N/A | #N/A | #N/A | #N/A | #N/A | #N/A | #N/A | #N/A | #N/A | #N/A | #N/A | #N/A | #N/A | #N/A | #N/A | #N/A | #N/A | #N/A | #N/A | #N/A | #N/A | #N/A | #N/A | #N/A | #N/A | #N/A | #N/A | #N/A | #N/A | #N/A | #N/A | #N/A | #N/A | #N/A | #N/A | #N/A | #N/A | #N/A | #N/A | #N/A | #N/A | #N/A | #N/A | #N/A | #N/A | #N/A | #N/A | #N/A | #N/A | #N/A | #N/A | #N/A
#N/A | 0 | 0 | 0 | #N/A | #N/A | 0% | #N/A | #N/A | #N/A | #N/A | #N/A | #N/A | #N/A | 0 |  | #N/A | #N/A | n/a | #N/A | #N/A | 0 | 0 | #N/A | #N/A | #N/A | #N/A | 0 | #N/A |  | #N/A | #N/A | #N/A | #N/A | #N/A | #N/A | #N/A | #N/A | #N/A | #N/A | #N/A | #N/A | #N/A | #N/A | #N/A | #N/A | #N/A | #N/A | #N/A | #N/A | #N/A | #N/A | #N/A | #N/A | #N/A | #N/A | #N/A | #N/A | #N/A | #N/A | #N/A | #N/A | #N/A | #N/A | #N/A | #N/A | #N/A | #N/A | #N/A | #N/A | #N/A | #N/A | #N/A | #N/A | #N/A | #N/A | #N/A | #N/A | #N/A | #N/A | #N/A | #N/A | #N/A | #N/A | #N/A | #N/A | #N/A | #N/A | #N/A | #N/A | #N/A | #N/A | #N/A | #N/A | #N/A | #N/A | #N/A | #N/A | #N/A | #N/A | #N/A | #N/A | #N/A | #N/A | #N/A | #N/A | #N/A | #N/A | #N/A | #N/A | #N/A | #N/A | #N/A | #N/A | #N/A | #N/A | #N/A | #N/A | #N/A | #N/A | #N/A | #N/A | #N/A | #N/A | #N/A | #N/A
#N/A | 0 | 0 | 0 | #N/A | #N/A | 0% | #N/A | #N/A | #N/A | #N/A | #N/A | #N/A | #N/A | 0 |  | #N/A | #N/A | n/a | #N/A | #N/A | 0 | 0 | #N/A | #N/A | #N/A | #N/A | 0 | #N/A |  | #N/A | #N/A | #N/A | #N/A | #N/A | #N/A | #N/A | #N/A | #N/A | #N/A | #N/A | #N/A | #N/A | #N/A | #N/A | #N/A | #N/A | #N/A | #N/A | #N/A | #N/A | #N/A | #N/A | #N/A | #N/A | #N/A | #N/A | #N/A | #N/A | #N/A | #N/A | #N/A | #N/A | #N/A | #N/A | #N/A | #N/A | #N/A | #N/A | #N/A | #N/A | #N/A | #N/A | #N/A | #N/A | #N/A | #N/A | #N/A | #N/A | #N/A | #N/A | #N/A | #N/A | #N/A | #N/A | #N/A | #N/A | #N/A | #N/A | #N/A | #N/A | #N/A | #N/A | #N/A | #N/A | #N/A | #N/A | #N/A | #N/A | #N/A | #N/A | #N/A | #N/A | #N/A | #N/A | #N/A | #N/A | #N/A | #N/A | #N/A | #N/A | #N/A | #N/A | #N/A | #N/A | #N/A | #N/A | #N/A | #N/A | #N/A | #N/A | #N/A | #N/A | #N/A | #N/A | #N/A
#N/A | 0 | 0 | 0 | #N/A | #N/A | 0% | #N/A | #N/A | #N/A | #N/A | #N/A | #N/A | #N/A | 0 |  | #N/A | #N/A | n/a | #N/A | #N/A | 0 | 0 | #N/A | #N/A | #N/A | #N/A | 0 | #N/A |  | #N/A | #N/A | #N/A | #N/A | #N/A | #N/A | #N/A | #N/A | #N/A | #N/A | #N/A | #N/A | #N/A | #N/A | #N/A | #N/A | #N/A | #N/A | #N/A | #N/A | #N/A | #N/A | #N/A | #N/A | #N/A | #N/A | #N/A | #N/A | #N/A | #N/A | #N/A | #N/A | #N/A | #N/A | #N/A | #N/A | #N/A | #N/A | #N/A | #N/A | #N/A | #N/A | #N/A | #N/A | #N/A | #N/A | #N/A | #N/A | #N/A | #N/A | #N/A | #N/A | #N/A | #N/A | #N/A | #N/A | #N/A | #N/A | #N/A | #N/A | #N/A | #N/A | #N/A | #N/A | #N/A | #N/A | #N/A | #N/A | #N/A | #N/A | #N/A | #N/A | #N/A | #N/A | #N/A | #N/A | #N/A | #N/A | #N/A | #N/A | #N/A | #N/A | #N/A | #N/A | #N/A | #N/A | #N/A | #N/A | #N/A | #N/A | #N/A | #N/A | #N/A | #N/A | #N/A | #N/A
#N/A | 0 | 0 | 0 | #N/A | #N/A | 0% | #N/A | #N/A | #N/A | #N/A | #N/A | #N/A | #N/A | 0 |  | #N/A | #N/A | n/a | #N/A | #N/A | 0 | 0 | #N/A | #N/A | #N/A | #N/A | 0 | #N/A |  | #N/A | #N/A | #N/A | #N/A | #N/A | #N/A | #N/A | #N/A | #N/A | #N/A | #N/A | #N/A | #N/A | #N/A | #N/A | #N/A | #N/A | #N/A | #N/A | #N/A | #N/A | #N/A | #N/A | #N/A | #N/A | #N/A | #N/A | #N/A | #N/A | #N/A | #N/A | #N/A | #N/A | #N/A | #N/A | #N/A | #N/A | #N/A | #N/A | #N/A | #N/A | #N/A | #N/A | #N/A | #N/A | #N/A | #N/A | #N/A | #N/A | #N/A | #N/A | #N/A | #N/A | #N/A | #N/A | #N/A | #N/A | #N/A | #N/A | #N/A | #N/A | #N/A | #N/A | #N/A | #N/A | #N/A | #N/A | #N/A | #N/A | #N/A | #N/A | #N/A | #N/A | #N/A | #N/A | #N/A | #N/A | #N/A | #N/A | #N/A | #N/A | #N/A | #N/A | #N/A | #N/A | #N/A | #N/A | #N/A | #N/A | #N/A | #N/A | #N/A | #N/A | #N/A | #N/A | #N/A
#N/A | 0 | 0 | 0 | #N/A | #N/A | 0% | #N/A | #N/A | #N/A | #N/A | #N/A | #N/A | #N/A | 0 |  | #N/A | #N/A | n/a | #N/A | #N/A | 0 | 0 | #N/A | #N/A | #N/A | #N/A | 0 | #N/A |  | #N/A | #N/A | #N/A | #N/A | #N/A | #N/A | #N/A | #N/A | #N/A | #N/A | #N/A | #N/A | #N/A | #N/A | #N/A | #N/A | #N/A | #N/A | #N/A | #N/A | #N/A | #N/A | #N/A | #N/A | #N/A | #N/A | #N/A | #N/A | #N/A | #N/A | #N/A | #N/A | #N/A | #N/A | #N/A | #N/A | #N/A | #N/A | #N/A | #N/A | #N/A | #N/A | #N/A | #N/A | #N/A | #N/A | #N/A | #N/A | #N/A | #N/A | #N/A | #N/A | #N/A | #N/A | #N/A | #N/A | #N/A | #N/A | #N/A | #N/A | #N/A | #N/A | #N/A | #N/A | #N/A | #N/A | #N/A | #N/A | #N/A | #N/A | #N/A | #N/A | #N/A | #N/A | #N/A | #N/A | #N/A | #N/A | #N/A | #N/A | #N/A | #N/A | #N/A | #N/A | #N/A | #N/A | #N/A | #N/A | #N/A | #N/A | #N/A | #N/A | #N/A | #N/A | #N/A | #N/A
0 | 0 | 0 | 0 | 0 | 0 | 0% | 0 | 0 | 0 | 0 | 0 | 0 | 0 | 0 |  | n/a | n/a | n/a | n/a | n/a | 0 | 0 | 0 | 0 | #DIV/0! | 0 | 0 | 0 |  | 0 | 0 | 0 | 0 | 0 | 0 | 0 | 0 | 0 | 0 | 0 | 0 | 0 | 0 | 0 | 0 | 0 | 0 | 0 | 0 | 0 | 0 | 0 | 0 | 0 | 0 | 0 | 0 | 0 | 0 | 0 | 0 | 0 | 0 | 0 | 0 | 0 | 0 | 0 | 0 | 0 | 0 | 0 | 0 | 0 | 0 | 0 | 0 | 0 | 0 | 0 | 0 | 0 | 0 | 0 | 0 | 0 | 0 | 0 | 0 | 0 | 0 | 0 | 0 | 0 | 0 | 0 | 0 | 0 | 0 | 0 | 0 | 0 | 0 | 0 | 0 | 0 | 0 | 0 | 0 | 0 | 0 | 0 | 0 | 0 | 0 | 0 | 0 | 0 | 0 | 0 | 0 | 0 | 0 | 0 | 0
0 | 0 | 0 | 0 | 0 | 0 | 0% | 0 | 0 | 0 | 0 | 0 | 0 | 0 | 0 |  | n/a | n/a | n/a | n/a | n/a | 0 | 0 | 0 | 0 | #DIV/0! | 0 | 0 | 0 |  | 0 | 0 | 0 | 0 | 0 | 0 | 0 | 0 | 0 | 0 | 0 | 0 | 0 | 0 | 0 | 0 | 0 | 0 | 0 | 0 | 0 | 0 | 0 | 0 | 0 | 0 | 0 | 0 | 0 | 0 | 0 | 0 | 0 | 0 | 0 | 0 | 0 | 0 | 0 | 0 | 0 | 0 | 0 | 0 | 0 | 0 | 0 | 0 | 0 | 0 | 0 | 0 | 0 | 0 | 0 | 0 | 0 | 0 | 0 | 0 | 0 | 0 | 0 | 0 | 0 | 0 | 0 | 0 | 0 | 0 | 0 | 0 | 0 | 0 | 0 | 0 | 0 | 0 | 0 | 0 | 0 | 0 | 0 | 0 | 0 | 0 | 0 | 0 | 0 | 0 | 0 | 0 | 0 | 0 | 0 | 0
0 | 0 | 0 | 0 | 0 | 0 | 0% | 0 | 0 | 0 | 0 | 0 | 0 | 0 | 0 |  | n/a | n/a | n/a | n/a | n/a | 0 | 0 | 0 | 0 | #DIV/0! | 0 | 0 | 0 |  | 0 | 0 | 0 | 0 | 0 | 0 | 0 | 0 | 0 | 0 | 0 | 0 | 0 | 0 | 0 | 0 | 0 | 0 | 0 | 0 | 0 | 0 | 0 | 0 | 0 | 0 | 0 | 0 | 0 | 0 | 0 | 0 | 0 | 0 | 0 | 0 | 0 | 0 | 0 | 0 | 0 | 0 | 0 | 0 | 0 | 0 | 0 | 0 | 0 | 0 | 0 | 0 | 0 | 0 | 0 | 0 | 0 | 0 | 0 | 0 | 0 | 0 | 0 | 0 | 0 | 0 | 0 | 0 | 0 | 0 | 0 | 0 | 0 | 0 | 0 | 0 | 0 | 0 | 0 | 0 | 0 | 0 | 0 | 0 | 0 | 0 | 0 | 0 | 0 | 0 | 0 | 0 | 0 | 0 | 0 | 0
0 | 0 | 0 | 0 | 0 | 0 | 0% | 0 | 0 | 0 | 0 | 0 | 0 | 0 | 0 |  | n/a | n/a | n/a | n/a | n/a | 0 | 0 | 0 | 0 | #DIV/0! | 0 | 0 | 0 |  | 0 | 0 | 0 | 0 | 0 | 0 | 0 | 0 | 0 | 0 | 0 | 0 | 0 | 0 | 0 | 0 | 0 | 0 | 0 | 0 | 0 | 0 | 0 | 0 | 0 | 0 | 0 | 0 | 0 | 0 | 0 | 0 | 0 | 0 | 0 | 0 | 0 | 0 | 0 | 0 | 0 | 0 | 0 | 0 | 0 | 0 | 0 | 0 | 0 | 0 | 0 | 0 | 0 | 0 | 0 | 0 | 0 | 0 | 0 | 0 | 0 | 0 | 0 | 0 | 0 | 0 | 0 | 0 | 0 | 0 | 0 | 0 | 0 | 0 | 0 | 0 | 0 | 0 | 0 | 0 | 0 | 0 | 0 | 0 | 0 | 0 | 0 | 0 | 0 | 0 | 0 | 0 | 0 | 0 | 0 | 0
0 | 0 | 0 | 0 | 0 | 0 | 0% | 0 | 0 | 0 | 0 | 0 | 0 | 0 | 0 |  | n/a | n/a | n/a | n/a | n/a | 0 | 0 | 0 | 0 | #DIV/0! | 0 | 0 | 0 |  | 0 | 0 | 0 | 0 | 0 | 0 | 0 | 0 | 0 | 0 | 0 | 0 | 0 | 0 | 0 | 0 | 0 | 0 | 0 | 0 | 0 | 0 | 0 | 0 | 0 | 0 | 0 | 0 | 0 | 0 | 0 | 0 | 0 | 0 | 0 | 0 | 0 | 0 | 0 | 0 | 0 | 0 | 0 | 0 | 0 | 0 | 0 | 0 | 0 | 0 | 0 | 0 | 0 | 0 | 0 | 0 | 0 | 0 | 0 | 0 | 0 | 0 | 0 | 0 | 0 | 0 | 0 | 0 | 0 | 0 | 0 | 0 | 0 | 0 | 0 | 0 | 0 | 0 | 0 | 0 | 0 | 0 | 0 | 0 | 0 | 0 | 0 | 0 | 0 | 0 | 0 | 0 | 0 | 0 | 0 | 0
0 | 0 | 0 | 0 | 0 | 0 | 0% | 0 | 0 | 0 | 0 | 0 | 0 | 0 | 0 |  | n/a | n/a | n/a | n/a | n/a | 0 | 0 | 0 | 0 | #DIV/0! | 0 | 0 | 0 |  | 0 | 0 | 0 | 0 | 0 | 0 | 0 | 0 | 0 | 0 | 0 | 0 | 0 | 0 | 0 | 0 | 0 | 0 | 0 | 0 | 0 | 0 | 0 | 0 | 0 | 0 | 0 | 0 | 0 | 0 | 0 | 0 | 0 | 0 | 0 | 0 | 0 | 0 | 0 | 0 | 0 | 0 | 0 | 0 | 0 | 0 | 0 | 0 | 0 | 0 | 0 | 0 | 0 | 0 | 0 | 0 | 0 | 0 | 0 | 0 | 0 | 0 | 0 | 0 | 0 | 0 | 0 | 0 | 0 | 0 | 0 | 0 | 0 | 0 | 0 | 0 | 0 | 0 | 0 | 0 | 0 | 0 | 0 | 0 | 0 | 0 | 0 | 0 | 0 | 0 | 0 | 0 | 0 | 0 | 0 | 0
0 | 0 | 0 | 0 | 0 | 0 | 0% | 0 | 0 | 0 | 0 | 0 | 0 | 0 | 0 |  | n/a | n/a | n/a | n/a | n/a | 0 | 0 | 0 | 0 | #DIV/0! | 0 | 0 | 0 |  | 0 | 0 | 0 | 0 | 0 | 0 | 0 | 0 | 0 | 0 | 0 | 0 | 0 | 0 | 0 | 0 | 0 | 0 | 0 | 0 | 0 | 0 | 0 | 0 | 0 | 0 | 0 | 0 | 0 | 0 | 0 | 0 | 0 | 0 | 0 | 0 | 0 | 0 | 0 | 0 | 0 | 0 | 0 | 0 | 0 | 0 | 0 | 0 | 0 | 0 | 0 | 0 | 0 | 0 | 0 | 0 | 0 | 0 | 0 | 0 | 0 | 0 | 0 | 0 | 0 | 0 | 0 | 0 | 0 | 0 | 0 | 0 | 0 | 0 | 0 | 0 | 0 | 0 | 0 | 0 | 0 | 0 | 0 | 0 | 0 | 0 | 0 | 0 | 0 | 0 | 0 | 0 | 0 | 0 | 0 | 0
0 | 0 | 0 | 0 | 0 | 0 | 0% | 0 | 0 | 0 | 0 | 0 | 0 | 0 | 0 |  | n/a | n/a | n/a | n/a | n/a | 0 | 0 | 0 | 0 | #DIV/0! | 0 | 0 | 0 |  | 0 | 0 | 0 | 0 | 0 | 0 | 0 | 0 | 0 | 0 | 0 | 0 | 0 | 0 | 0 | 0 | 0 | 0 | 0 | 0 | 0 | 0 | 0 | 0 | 0 | 0 | 0 | 0 | 0 | 0 | 0 | 0 | 0 | 0 | 0 | 0 | 0 | 0 | 0 | 0 | 0 | 0 | 0 | 0 | 0 | 0 | 0 | 0 | 0 | 0 | 0 | 0 | 0 | 0 | 0 | 0 | 0 | 0 | 0 | 0 | 0 | 0 | 0 | 0 | 0 | 0 | 0 | 0 | 0 | 0 | 0 | 0 | 0 | 0 | 0 | 0 | 0 | 0 | 0 | 0 | 0 | 0 | 0 | 0 | 0 | 0 | 0 | 0 | 0 | 0 | 0 | 0 | 0 | 0 | 0 | 0
0 | 0 | 0 | 0 | 0 | 0 | 0% | 0 | 0 | 0 | 0 | 0 | 0 | 0 | 0 |  | n/a | n/a | n/a | n/a | n/a | 0 | 0 | 0 | 0 | #DIV/0! | 0 | 0 | 0 |  | 0 | 0 | 0 | 0 | 0 | 0 | 0 | 0 | 0 | 0 | 0 | 0 | 0 | 0 | 0 | 0 | 0 | 0 | 0 | 0 | 0 | 0 | 0 | 0 | 0 | 0 | 0 | 0 | 0 | 0 | 0 | 0 | 0 | 0 | 0 | 0 | 0 | 0 | 0 | 0 | 0 | 0 | 0 | 0 | 0 | 0 | 0 | 0 | 0 | 0 | 0 | 0 | 0 | 0 | 0 | 0 | 0 | 0 | 0 | 0 | 0 | 0 | 0 | 0 | 0 | 0 | 0 | 0 | 0 | 0 | 0 | 0 | 0 | 0 | 0 | 0 | 0 | 0 | 0 | 0 | 0 | 0 | 0 | 0 | 0 | 0 | 0 | 0 | 0 | 0 | 0 | 0 | 0 | 0 | 0 | 0
0 | 0 | 0 | 0 | 0 | 0 | 0% | 0 | 0 | 0 | 0 | 0 | 0 | 0 | 0 |  | n/a | n/a | n/a | n/a | n/a | 0 | 0 | 0 | 0 | #DIV/0! | 0 | 0 | 0 |  | 0 | 0 | 0 | 0 | 0 | 0 | 0 | 0 | 0 | 0 | 0 | 0 | 0 | 0 | 0 | 0 | 0 | 0 | 0 | 0 | 0 | 0 | 0 | 0 | 0 | 0 | 0 | 0 | 0 | 0 | 0 | 0 | 0 | 0 | 0 | 0 | 0 | 0 | 0 | 0 | 0 | 0 | 0 | 0 | 0 | 0 | 0 | 0 | 0 | 0 | 0 | 0 | 0 | 0 | 0 | 0 | 0 | 0 | 0 | 0 | 0 | 0 | 0 | 0 | 0 | 0 | 0 | 0 | 0 | 0 | 0 | 0 | 0 | 0 | 0 | 0 | 0 | 0 | 0 | 0 | 0 | 0 | 0 | 0 | 0 | 0 | 0 | 0 | 0 | 0 | 0 | 0 | 0 | 0 | 0 | 0
0 | 0 | 0 | 0 | 0 | 0 | 0% | 0 | 0 | 0 | 0 | 0 | 0 | 0 | 0 |  | n/a | n/a | n/a | n/a | n/a | 0 | 0 | 0 | 0 | #DIV/0! | 0 | 0 | 0 |  | 0 | 0 | 0 | 0 | 0 | 0 | 0 | 0 | 0 | 0 | 0 | 0 | 0 | 0 | 0 | 0 | 0 | 0 | 0 | 0 | 0 | 0 | 0 | 0 | 0 | 0 | 0 | 0 | 0 | 0 | 0 | 0 | 0 | 0 | 0 | 0 | 0 | 0 | 0 | 0 | 0 | 0 | 0 | 0 | 0 | 0 | 0 | 0 | 0 | 0 | 0 | 0 | 0 | 0 | 0 | 0 | 0 | 0 | 0 | 0 | 0 | 0 | 0 | 0 | 0 | 0 | 0 | 0 | 0 | 0 | 0 | 0 | 0 | 0 | 0 | 0 | 0 | 0 | 0 | 0 | 0 | 0 | 0 | 0 | 0 | 0 | 0 | 0 | 0 | 0 | 0 | 0 | 0 | 0 | 0 | 0
0 | 0 | 0 | 0 | 0 | 0 | 0% | 0 | 0 | 0 | 0 | 0 | 0 | 0 | 0 |  | n/a | n/a | n/a | n/a | n/a | 0 | 0 | 0 | 0 | #DIV/0! | 0 | 0 | 0 |  | 0 | 0 | 0 | 0 | 0 | 0 | 0 | 0 | 0 | 0 | 0 | 0 | 0 | 0 | 0 | 0 | 0 | 0 | 0 | 0 | 0 | 0 | 0 | 0 | 0 | 0 | 0 | 0 | 0 | 0 | 0 | 0 | 0 | 0 | 0 | 0 | 0 | 0 | 0 | 0 | 0 | 0 | 0 | 0 | 0 | 0 | 0 | 0 | 0 | 0 | 0 | 0 | 0 | 0 | 0 | 0 | 0 | 0 | 0 | 0 | 0 | 0 | 0 | 0 | 0 | 0 | 0 | 0 | 0 | 0 | 0 | 0 | 0 | 0 | 0 | 0 | 0 | 0 | 0 | 0 | 0 | 0 | 0 | 0 | 0 | 0 | 0 | 0 | 0 | 0 | 0 | 0 | 0 | 0 | 0 | 0
0 | 0 | 0 | 0 | 0 | 0 | 0% | 0 | 0 | 0 | 0 | 0 | 0 | 0 | 0 |  | n/a | n/a | n/a | n/a | n/a | 0 | 0 | 0 | 0 | #DIV/0! | 0 | 0 | 0 |  | 0 | 0 | 0 | 0 | 0 | 0 | 0 | 0 | 0 | 0 | 0 | 0 | 0 | 0 | 0 | 0 | 0 | 0 | 0 | 0 | 0 | 0 | 0 | 0 | 0 | 0 | 0 | 0 | 0 | 0 | 0 | 0 | 0 | 0 | 0 | 0 | 0 | 0 | 0 | 0 | 0 | 0 | 0 | 0 | 0 | 0 | 0 | 0 | 0 | 0 | 0 | 0 | 0 | 0 | 0 | 0 | 0 | 0 | 0 | 0 | 0 | 0 | 0 | 0 | 0 | 0 | 0 | 0 | 0 | 0 | 0 | 0 | 0 | 0 | 0 | 0 | 0 | 0 | 0 | 0 | 0 | 0 | 0 | 0 | 0 | 0 | 0 | 0 | 0 | 0 | 0 | 0 | 0 | 0 | 0 | 0
0 | 0 | 0 | 0 | 0 | 0 | 0% | 0 | 0 | 0 | 0 | 0 | 0 | 0 | 0 |  | n/a | n/a | n/a | n/a | n/a | 0 | 0 | 0 | 0 | #DIV/0! | 0 | 0 | 0 |  | 0 | 0 | 0 | 0 | 0 | 0 | 0 | 0 | 0 | 0 | 0 | 0 | 0 | 0 | 0 | 0 | 0 | 0 | 0 | 0 | 0 | 0 | 0 | 0 | 0 | 0 | 0 | 0 | 0 | 0 | 0 | 0 | 0 | 0 | 0 | 0 | 0 | 0 | 0 | 0 | 0 | 0 | 0 | 0 | 0 | 0 | 0 | 0 | 0 | 0 | 0 | 0 | 0 | 0 | 0 | 0 | 0 | 0 | 0 | 0 | 0 | 0 | 0 | 0 | 0 | 0 | 0 | 0 | 0 | 0 | 0 | 0 | 0 | 0 | 0 | 0 | 0 | 0 | 0 | 0 | 0 | 0 | 0 | 0 | 0 | 0 | 0 | 0 | 0 | 0 | 0 | 0 | 0 | 0 | 0 | 0
0 | 0 | 0 | 0 | 0 | 0 | 0% | 0 | 0 | 0 | 0 | 0 | 0 | 0 | 0 |  | n/a | n/a | n/a | n/a | n/a | 0 | 0 | 0 | 0 | #DIV/0! | 0 | 0 | 0 |  | 0 | 0 | 0 | 0 | 0 | 0 | 0 | 0 | 0 | 0 | 0 | 0 | 0 | 0 | 0 | 0 | 0 | 0 | 0 | 0 | 0 | 0 | 0 | 0 | 0 | 0 | 0 | 0 | 0 | 0 | 0 | 0 | 0 | 0 | 0 | 0 | 0 | 0 | 0 | 0 | 0 | 0 | 0 | 0 | 0 | 0 | 0 | 0 | 0 | 0 | 0 | 0 | 0 | 0 | 0 | 0 | 0 | 0 | 0 | 0 | 0 | 0 | 0 | 0 | 0 | 0 | 0 | 0 | 0 | 0 | 0 | 0 | 0 | 0 | 0 | 0 | 0 | 0 | 0 | 0 | 0 | 0 | 0 | 0 | 0 | 0 | 0 | 0 | 0 | 0 | 0 | 0 | 0 | 0 | 0 | 0
0 | 0 | 0 | 0 | 0 | 0 | 0% | 0 | 0 | 0 | 0 | 0 | 0 | 0 | 0 |  | n/a | n/a | n/a | n/a | n/a | 0 | 0 | 0 | 0 | #DIV/0! | 0 | 0 | 0 |  | 0 | 0 | 0 | 0 | 0 | 0 | 0 | 0 | 0 | 0 | 0 | 0 | 0 | 0 | 0 | 0 | 0 | 0 | 0 | 0 | 0 | 0 | 0 | 0 | 0 | 0 | 0 | 0 | 0 | 0 | 0 | 0 | 0 | 0 | 0 | 0 | 0 | 0 | 0 | 0 | 0 | 0 | 0 | 0 | 0 | 0 | 0 | 0 | 0 | 0 | 0 | 0 | 0 | 0 | 0 | 0 | 0 | 0 | 0 | 0 | 0 | 0 | 0 | 0 | 0 | 0 | 0 | 0 | 0 | 0 | 0 | 0 | 0 | 0 | 0 | 0 | 0 | 0 | 0 | 0 | 0 | 0 | 0 | 0 | 0 | 0 | 0 | 0 | 0 | 0 | 0 | 0 | 0 | 0 | 0 | 0
0 | 0 | 0 | 0 | 0 | 0 | 0% | 0 | 0 | 0 | 0 | 0 | 0 | 0 | 0 |  | n/a | n/a | n/a | n/a | n/a | 0 | 0 | 0 | 0 | #DIV/0! | 0 | 0 | 0 |  | 0 | 0 | 0 | 0 | 0 | 0 | 0 | 0 | 0 | 0 | 0 | 0 | 0 | 0 | 0 | 0 | 0 | 0 | 0 | 0 | 0 | 0 | 0 | 0 | 0 | 0 | 0 | 0 | 0 | 0 | 0 | 0 | 0 | 0 | 0 | 0 | 0 | 0 | 0 | 0 | 0 | 0 | 0 | 0 | 0 | 0 | 0 | 0 | 0 | 0 | 0 | 0 | 0 | 0 | 0 | 0 | 0 | 0 | 0 | 0 | 0 | 0 | 0 | 0 | 0 | 0 | 0 | 0 | 0 | 0 | 0 | 0 | 0 | 0 | 0 | 0 | 0 | 0 | 0 | 0 | 0 | 0 | 0 | 0 | 0 | 0 | 0 | 0 | 0 | 0 | 0 | 0 | 0 | 0 | 0 | 0
0 | 0 | 0 | 0 | 0 | 0 | 0% | 0 | 0 | 0 | 0 | 0 | 0 | 0 | 0 |  | n/a | n/a | n/a | n/a | n/a | 0 | 0 | 0 | 0 | #DIV/0! | 0 | 0 | 0 |  | 0 | 0 | 0 | 0 | 0 | 0 | 0 | 0 | 0 | 0 | 0 | 0 | 0 | 0 | 0 | 0 | 0 | 0 | 0 | 0 | 0 | 0 | 0 | 0 | 0 | 0 | 0 | 0 | 0 | 0 | 0 | 0 | 0 | 0 | 0 | 0 | 0 | 0 | 0 | 0 | 0 | 0 | 0 | 0 | 0 | 0 | 0 | 0 | 0 | 0 | 0 | 0 | 0 | 0 | 0 | 0 | 0 | 0 | 0 | 0 | 0 | 0 | 0 | 0 | 0 | 0 | 0 | 0 | 0 | 0 | 0 | 0 | 0 | 0 | 0 | 0 | 0 | 0 | 0 | 0 | 0 | 0 | 0 | 0 | 0 | 0 | 0 | 0 | 0 | 0 | 0 | 0 | 0 | 0 | 0 | 0
0 | 0 | 0 | 0 | 0 | 0 | 0% | 0 | 0 | 0 | 0 | 0 | 0 | 0 | 0 |  | n/a | n/a | n/a | n/a | n/a | 0 | 0 | 0 | 0 | #DIV/0! | 0 | 0 | 0 |  | 0 | 0 | 0 | 0 | 0 | 0 | 0 | 0 | 0 | 0 | 0 | 0 | 0 | 0 | 0 | 0 | 0 | 0 | 0 | 0 | 0 | 0 | 0 | 0 | 0 | 0 | 0 | 0 | 0 | 0 | 0 | 0 | 0 | 0 | 0 | 0 | 0 | 0 | 0 | 0 | 0 | 0 | 0 | 0 | 0 | 0 | 0 | 0 | 0 | 0 | 0 | 0 | 0 | 0 | 0 | 0 | 0 | 0 | 0 | 0 | 0 | 0 | 0 | 0 | 0 | 0 | 0 | 0 | 0 | 0 | 0 | 0 | 0 | 0 | 0 | 0 | 0 | 0 | 0 | 0 | 0 | 0 | 0 | 0 | 0 | 0 | 0 | 0 | 0 | 0 | 0 | 0 | 0 | 0 | 0 | 0
0 | 0 | 0 | 0 | 0 | 0 | 0% | 0 | 0 | 0 | 0 | 0 | 0 | 0 | 0 |  | n/a | n/a | n/a | n/a | n/a | 0 | 0 | 0 | 0 | #DIV/0! | 0 | 0 | 0 |  | 0 | 0 | 0 | 0 | 0 | 0 | 0 | 0 | 0 | 0 | 0 | 0 | 0 | 0 | 0 | 0 | 0 | 0 | 0 | 0 | 0 | 0 | 0 | 0 | 0 | 0 | 0 | 0 | 0 | 0 | 0 | 0 | 0 | 0 | 0 | 0 | 0 | 0 | 0 | 0 | 0 | 0 | 0 | 0 | 0 | 0 | 0 | 0 | 0 | 0 | 0 | 0 | 0 | 0 | 0 | 0 | 0 | 0 | 0 | 0 | 0 | 0 | 0 | 0 | 0 | 0 | 0 | 0 | 0 | 0 | 0 | 0 | 0 | 0 | 0 | 0 | 0 | 0 | 0 | 0 | 0 | 0 | 0 | 0 | 0 | 0 | 0 | 0 | 0 | 0 | 0 | 0 | 0 | 0 | 0 | 0
0 | 0 | 0 | 0 | 0 | 0 | 0% | 0 | 0 | 0 | 0 | 0 | 0 | 0 | 0 |  | n/a | n/a | n/a | n/a | n/a | 0 | 0 | 0 | 0 | #DIV/0! | 0 | 0 | 0 |  | 0 | 0 | 0 | 0 | 0 | 0 | 0 | 0 | 0 | 0 | 0 | 0 | 0 | 0 | 0 | 0 | 0 | 0 | 0 | 0 | 0 | 0 | 0 | 0 | 0 | 0 | 0 | 0 | 0 | 0 | 0 | 0 | 0 | 0 | 0 | 0 | 0 | 0 | 0 | 0 | 0 | 0 | 0 | 0 | 0 | 0 | 0 | 0 | 0 | 0 | 0 | 0 | 0 | 0 | 0 | 0 | 0 | 0 | 0 | 0 | 0 | 0 | 0 | 0 | 0 | 0 | 0 | 0 | 0 | 0 | 0 | 0 | 0 | 0 | 0 | 0 | 0 | 0 | 0 | 0 | 0 | 0 | 0 | 0 | 0 | 0 | 0 | 0 | 0 | 0 | 0 | 0 | 0 | 0 | 0 | 0
0 | 0 | 0 | 0 | 0 | 0 | 0% | 0 | 0 | 0 | 0 | 0 | 0 | 0 | 0 |  | n/a | n/a | n/a | n/a | n/a | 0 | 0 | 0 | 0 | #DIV/0! | 0 | 0 | 0 |  | 0 | 0 | 0 | 0 | 0 | 0 | 0 | 0 | 0 | 0 | 0 | 0 | 0 | 0 | 0 | 0 | 0 | 0 | 0 | 0 | 0 | 0 | 0 | 0 | 0 | 0 | 0 | 0 | 0 | 0 | 0 | 0 | 0 | 0 | 0 | 0 | 0 | 0 | 0 | 0 | 0 | 0 | 0 | 0 | 0 | 0 | 0 | 0 | 0 | 0 | 0 | 0 | 0 | 0 | 0 | 0 | 0 | 0 | 0 | 0 | 0 | 0 | 0 | 0 | 0 | 0 | 0 | 0 | 0 | 0 | 0 | 0 | 0 | 0 | 0 | 0 | 0 | 0 | 0 | 0 | 0 | 0 | 0 | 0 | 0 | 0 | 0 | 0 | 0 | 0 | 0 | 0 | 0 | 0 | 0 | 0
0 | 0 | 0 | 0 | 0 | 0 | 0% | 0 | 0 | 0 | 0 | 0 | 0 | 0 | 0 |  | n/a | n/a | n/a | n/a | n/a | 0 | 0 | 0 | 0 | #DIV/0! | 0 | 0 | 0 |  | 0 | 0 | 0 | 0 | 0 | 0 | 0 | 0 | 0 | 0 | 0 | 0 | 0 | 0 | 0 | 0 | 0 | 0 | 0 | 0 | 0 | 0 | 0 | 0 | 0 | 0 | 0 | 0 | 0 | 0 | 0 | 0 | 0 | 0 | 0 | 0 | 0 | 0 | 0 | 0 | 0 | 0 | 0 | 0 | 0 | 0 | 0 | 0 | 0 | 0 | 0 | 0 | 0 | 0 | 0 | 0 | 0 | 0 | 0 | 0 | 0 | 0 | 0 | 0 | 0 | 0 | 0 | 0 | 0 | 0 | 0 | 0 | 0 | 0 | 0 | 0 | 0 | 0 | 0 | 0 | 0 | 0 | 0 | 0 | 0 | 0 | 0 | 0 | 0 | 0 | 0 | 0 | 0 | 0 | 0 | 0
0 | 0 | 0 | 0 | 0 | 0 | 0% | 0 | 0 | 0 | 0 | 0 | 0 | 0 | 0 |  | n/a | n/a | n/a | n/a | n/a | 0 | 0 | 0 | 0 | #DIV/0! | 0 | 0 | 0 |  | 0 | 0 | 0 | 0 | 0 | 0 | 0 | 0 | 0 | 0 | 0 | 0 | 0 | 0 | 0 | 0 | 0 | 0 | 0 | 0 | 0 | 0 | 0 | 0 | 0 | 0 | 0 | 0 | 0 | 0 | 0 | 0 | 0 | 0 | 0 | 0 | 0 | 0 | 0 | 0 | 0 | 0 | 0 | 0 | 0 | 0 | 0 | 0 | 0 | 0 | 0 | 0 | 0 | 0 | 0 | 0 | 0 | 0 | 0 | 0 | 0 | 0 | 0 | 0 | 0 | 0 | 0 | 0 | 0 | 0 | 0 | 0 | 0 | 0 | 0 | 0 | 0 | 0 | 0 | 0 | 0 | 0 | 0 | 0 | 0 | 0 | 0 | 0 | 0 | 0 | 0 | 0 | 0 | 0 | 0 | 0

## General Inputs
ECONOMIC ASSUMPTIONS
Kentucky Power Company
| Inflation Rate | 2.241%
| Discount Rate | 8.08%
| Energy Line Loss | 5.661%
| Peak Line Loss | 7.065%
| Non-Energy Benefits | 0%
Kentucky 2014 $/Mcf (EIA)
| Citygate | 5.16
| Residential Retail Rate | 10.62
| Commercial Retail Rate | 9.06
| Industrial Retail Rate | 5.83
| 1 Mcf = | 10.25 | Therms
Sector |  | Unit | 2016 | 2017 | 2018 | 2019 | 2020 | 2021 | 2022 | 2023 | 2024 | 2025 | 2026 | 2027 | 2028 | 2029 | 2030 | 2031 | 2032 | 2033 | 2034 | 2035 | 2036 | 2037 | 2038 | 2039 | 2040 | 2041 | 2042 | 2043 | 2044 | 2045 | 2046 | 2047
All | Avoided Electric Cost | $ per kWh | 0.049984 | 0.050791 | 0.050151 | 0.049588 | 0.050063 | 0.050955 | 0.056728 | 0.056559 | 0.056449 | 0.05642 | 0.056268 | 0.056258 | 0.056014 | 0.055901 | 0.055245 | 0.055158 | 0.055419 | 0.055558 | 0.053626 | 0.054828 | 0.056056 | 0.057313 | 0.058597 | 0.05991 | 0.061253 | 0.062625 | 0.064029 | 0.065464 | 0.066931 | 0.06843 | 0.069964 | 0.071532
All | Capacity Cost | $ per kW | 29.5209 | 41.4337 | 61.1801 | 64.5374 | 68.0142 | 71.1504 | 74.4637 | 77.7794 | 81.351 | 84.3953 | 87.6554 | 90.7528 | 90.9604 | 90.7119 | 90.7119 | 90.7119 | 90.9604 | 90.7119 | 90.7119 | 92.7447 | 94.8231 | 96.948 | 99.1205 | 101.3418 | 103.6128 | 105.9347 | 108.3086 | 110.7358 | 113.2173 | 115.7544 | 118.3484 | 121.0006
All | Environmental Externality | $ per kWh | 0.0114 | 0.0114 | 0.0114 | 0.0114 | 0.0114 | 0.0114 | 0.0114 | 0.0114 | 0.0114 | 0.0114 | 0.0114 | 0.0114 | 0.0114 | 0.0114 | 0.0114 | 0.0114 | 0.0114 | 0.0114 | 0.0114 | 0.0114 | 0.0114 | 0.0114 | 0.0114 | 0.0114 | 0.0114 | 0.0114 | 0.0114 | 0.0114 | 0.0114 | 0.0114 | 0.0114 | 0.0114
Residential | Residential Electric Retail Rate | $ per kWh | 0.11452 | 0.11767 | 0.12087 | 0.12418 | 0.12758 | 0.13106 | 0.13465 | 0.13832 | 0.1421 | 0.14598 | 0.14998 | 0.15406 | 0.15826 | 0.16257 | 0.16702 | 0.17158 | 0.17626 | 0.18107 | 0.18601 | 0.19108 | 0.19629 | 0.20165 | 0.20716 | 0.21282 | 0.21861 | 0.22457 | 0.23071 | 0.23702 | 0.24346 | 0.24891 | 0.25449 | 0.26019
Commercial | Commercial Electric Retail Rate | $ per kWh | 0.11987 | 0.123 | 0.12618 | 0.12947 | 0.13283 | 0.13629 | 0.13984 | 0.14345 | 0.14717 | 0.15103 | 0.15496 | 0.15899 | 0.16308 | 0.16733 | 0.1717 | 0.17618 | 0.18074 | 0.18544 | 0.19025 | 0.1952 | 0.20025 | 0.2055 | 0.21085 | 0.21632 | 0.2219 | 0.22769 | 0.23364 | 0.23972 | 0.24589 | 0.2514 | 0.25704 | 0.2628
Industrial | Industrial Electric Retail Rate | $ per kWh | 0.069106 | 0.070991 | 0.072905 | 0.074877 | 0.076908 | 0.078983 | 0.081125 | 0.083323 | 0.085577 | 0.087889 | 0.09027 | 0.09271 | 0.095227 | 0.097799 | 0.10045 | 0.10316 | 0.10596 | 0.10882 | 0.11177 | 0.11479 | 0.1179 | 0.12109 | 0.12436 | 0.12773 | 0.1312 | 0.13474 | 0.13839 | 0.14213 | 0.14598 | 0.14925 | 0.1526 | 0.15601
All | Avoided Cost w/NEBs | Real $ per kWh | 0.049984 | 0.046993 | 0.042933 | 0.039277 | 0.036689 | 0.034551 | 0.03559 | 0.032831 | 0.030317 | 0.028037 | 0.025871 | 0.023933 | 0.022047 | 0.020358 | 0.018615 | 0.017196 | 0.015986 | 0.014828 | 0.013242 | 0.012527 | 0.01185 | 0.01121 | 0.010604 | 0.010031 | 0.0094894 | 0.0089767 | 0.0084917 | 0.008033 | 0.007599 | 0.0071884 | 0.0068001 | 0.0064327
All | Capacity Cost w/NEBs | Real $ per kW | 29.5209 | 38.3362 | 52.3744 | 51.1182 | 49.8446 | 48.2448 | 46.7167 | 45.1489 | 43.6918 | 41.9382 | 40.3019 | 38.6066 | 35.8021 | 33.035 | 30.5654 | 28.2803 | 26.2378 | 24.2099 | 22.4 | 21.1898 | 20.0451 | 18.9621 | 17.9377 | 16.9686 | 16.0519 | 15.1847 | 14.3643 | 13.5883 | 12.8542 | 12.1597 | 11.5028 | 10.8813
All | Environmental Externality | Real $ per kWh | 0.0114 | 0.010548 | 0.0097592 | 0.0090296 | 0.0083546 | 0.00773 | 0.0071521 | 0.0066174 | 0.0061227 | 0.005665 | 0.0052415 | 0.0048496 | 0.004487 | 0.0041516 | 0.0038412 | 0.0035541 | 0.0032884 | 0.0030425 | 0.0028151 | 0.0026046 | 0.0024099 | 0.0022297 | 0.002063 | 0.0019088 | 0.0017661 | 0.0016341 | 0.0015119 | 0.0013989 | 0.0012943 | 0.0011975 | 0.001108 | 0.0010252
Residential | Residential Electric Retail Rate | Real $ per kWh | 0.11452 | 0.10888 | 0.10347 | 0.098361 | 0.0935 | 0.088865 | 0.084475 | 0.080292 | 0.076317 | 0.072542 | 0.068955 | 0.065538 | 0.062293 | 0.059205 | 0.056278 | 0.053493 | 0.050843 | 0.048325 | 0.045933 | 0.043658 | 0.041494 | 0.039442 | 0.03749 | 0.035634 | 0.033867 | 0.03219 | 0.030598 | 0.029084 | 0.027641 | 0.026148 | 0.024735 | 0.023399
Commercial | Commercial Electric Retail Rate | Real $ per kWh | 0.11987 | 0.1138 | 0.10802 | 0.10255 | 0.097348 | 0.092416 | 0.08773 | 0.083269 | 0.079044 | 0.075049 | 0.071249 | 0.067636 | 0.06419 | 0.060939 | 0.057854 | 0.054925 | 0.052136 | 0.049493 | 0.04698 | 0.044598 | 0.042333 | 0.040194 | 0.038158 | 0.036221 | 0.034377 | 0.032637 | 0.030986 | 0.029415 | 0.027917 | 0.026409 | 0.024982 | 0.023633
Industrial | Industrial Electric Retail Rate | Real $ per kWh | 0.069106 | 0.065684 | 0.062412 | 0.059308 | 0.056363 | 0.053556 | 0.050896 | 0.048367 | 0.045962 | 0.043675 | 0.041504 | 0.039439 | 0.037481 | 0.035616 | 0.033845 | 0.032162 | 0.030564 | 0.029043 | 0.0276 | 0.026228 | 0.024924 | 0.023684 | 0.022506 | 0.021388 | 0.020325 | 0.019314 | 0.018353 | 0.017441 | 0.016574 | 0.015678 | 0.014831 | 0.01403
All | Avoided Natural Gas Cost | Real $ per therm | 0.53802 | 0.50896 | 0.48146 | 0.45545 | 0.43084 | 0.40757 | 0.38555 | 0.36472 | 0.34501 | 0.32637 | 0.30874 | 0.29206 | 0.27628 | 0.26136 | 0.24724 | 0.23388 | 0.22124 | 0.20929 | 0.19798 | 0.18729 | 0.17717 | 0.1676 | 0.15854 | 0.14998 | 0.14188 | 0.13421 | 0.12696 | 0.1201 | 0.11361 | 0.10747 | 0.10167 | 0.096176
Residential | Residential NG Retail Rate | Real $ per therm | 1.1073 | 1.0475 | 0.99091 | 0.93738 | 0.88673 | 0.83883 | 0.79351 | 0.75064 | 0.71009 | 0.67172 | 0.63543 | 0.6011 | 0.56863 | 0.53791 | 0.50885 | 0.48136 | 0.45535 | 0.43075 | 0.40748 | 0.38547 | 0.36464 | 0.34494 | 0.32631 | 0.30868 | 0.292 | 0.27623 | 0.2613 | 0.24719 | 0.23383 | 0.2212 | 0.20925 | 0.19794
Commercial | Commercial NG Retail Rate | Real $ per therm | 0.94467 | 0.89363 | 0.84535 | 0.79968 | 0.75648 | 0.71561 | 0.67695 | 0.64038 | 0.60578 | 0.57305 | 0.54209 | 0.51281 | 0.4851 | 0.45889 | 0.4341 | 0.41065 | 0.38846 | 0.36748 | 0.34762 | 0.32884 | 0.31108 | 0.29427 | 0.27837 | 0.26333 | 0.24911 | 0.23565 | 0.22292 | 0.21088 | 0.19948 | 0.18871 | 0.17851 | 0.16887
Industrial | Industrial NG Retail Rate | Real $ per therm | 0.60788 | 0.57504 | 0.54397 | 0.51459 | 0.48679 | 0.46049 | 0.43561 | 0.41207 | 0.38981 | 0.36875 | 0.34883 | 0.32998 | 0.31216 | 0.29529 | 0.27934 | 0.26425 | 0.24997 | 0.23647 | 0.22369 | 0.21161 | 0.20017 | 0.18936 | 0.17913 | 0.16945 | 0.1603 | 0.15164 | 0.14345 | 0.1357 | 0.12836 | 0.12143 | 0.11487 | 0.10866
|  | Discount Factor | 100% | 92.52% | 85.61% | 79.21% | 73.29% | 67.81% | 62.74% | 58.05% | 53.71% | 49.69% | 45.98% | 42.54% | 39.36% | 36.42% | 33.69% | 31.18% | 28.85% | 26.69% | 24.69% | 22.85% | 21.14% | 19.56% | 18.1% | 16.74% | 15.49% | 14.33% | 13.26% | 12.27% | 11.35% | 10.5% | 9.719% | 8.993%
Low
Mid
High

## Avoided Baseline Replacement
Mid |  |  |  |  | Units | [9 empty] | Avoided Baseline Replacement
Sector | Program | Tier | Measure | Avoided Baseline Cost | 2016 | 2017 | 2018 | 2019 | 2020 | 2021 | 2022 | 2023 | 2024 | 2025 | 2016 | 2017 | 2018 | 2019 | 2020 | 2021 | 2022 | 2023 | 2024 | 2025
Residential | Residential Efficient Products |  | Standard CFL | 1.39 | 375000 | 365000 | 350000 | 330000 | 0 | 0 | 0 | 0 | 0 | 0 | 521250 | 507350 | 486500 | 458700 | 0 | 0 | 0 | 0 | 0 | 0
Residential | Residential Efficient Products |  | LED | 2.47 | 30000 | 32000 | 34000 | 36000 | 40000 | 44000 | 46000 | 48000 | 50000 | 52000 | 74100 | 79040 | 83980 | 88920 | 98800 | 108680 | 113620 | 118560 | 123500 | 128440
Residential | Residential Efficient Products |  | Specialty LED | 2.47 | 7500 | 7600 | 7700 | 7800 | 7900 | 8000 | 8100 | 8200 | 8300 | 8400 | 18525 | 18772 | 19019 | 19266 | 19513 | 19760 | 20007 | 20254 | 20501 | 20748
Residential | Whole House Efficiency | Single Family | Standard CFL | 1.39 | 6400 | 6800 | 7200 | 7600 | 0 | 0 | 0 | 0 | 0 | 0 | 8896 | 9452 | 10008 | 10564 | 0 | 0 | 0 | 0 | 0 | 0
Residential | Whole House Efficiency | Single Family | LED | 2.47 | 6400 | 6800 | 7200 | 7600 | 0 | 0 | 0 | 0 | 0 | 0 | 15808 | 16796 | 17784 | 18772 | 0 | 0 | 0 | 0 | 0 | 0
Residential | Whole House Efficiency | Multi-Family | Standard CFL | 1.39 | 700 | 800 | 800 | 800 | 0 | 0 | 0 | 0 | 0 | 0 | 973 | 1112 | 1112 | 1112 | 0 | 0 | 0 | 0 | 0 | 0
Residential | Whole House Efficiency | Multi-Family | LED | 2.47 | 700 | 800 | 800 | 800 | 0 | 0 | 0 | 0 | 0 | 0 | 1729 | 1976 | 1976 | 1976 | 0 | 0 | 0 | 0 | 0 | 0
Residential | Targeted Energy Efficiency | Tier 1 | Standard CFL | 1.39 | 168 | 168 | 168 | 168 | 0 | 0 | 0 | 0 | 0 | 0 | 233.52 | 233.52 | 233.52 | 233.52 | 0 | 0 | 0 | 0 | 0 | 0
Residential | Targeted Energy Efficiency | Tier 1 | LED | 2.47 | 168 | 168 | 168 | 168 | 0 | 0 | 0 | 0 | 0 | 0 | 414.96 | 414.96 | 414.96 | 414.96 | 0 | 0 | 0 | 0 | 0 | 0