## NPV Avoided Costs
Information from DSMore for each measure
DSMoreFileName | Measure Name | MEAS_ID | Program | Utility Discount Rate% | UCT_Cost Based Norm | TRC_Cost Based Norm | RIM (Net Fuel)_Cost Based Norm | Participant Test | NPV Avoided T&D Elec | NPV Avoided Ancillary | NPV Cost-Based Avoided Elec Production | NPV Cost-Based Avoided Elec Capacity | NPV Cost-Based Avoided Gas Production | NPV Net Lost Rev Elec | NPV Net Lost Rev Gas | NPV Participant Costs (net) | NPV Participant Costs (gross) | NPV Lost Rev Elec | NPV Lost Rev Gas | Participant Elec Bill Savings (gross) | Participant Gas Bill Savings (gross) | State | SRC_PGM_MEAS_ID | Template | ProdCode | Technology | G12: Avoided Capacity | H18: Avoided T&D
KY_ Air Cooled Chiller_Any greater than 150 tons | Air Cooled Chiller_Any greater than 150 tons | 6122 | Smart $aver® Prescriptive - HVAC | 7.05% | 2.9872 | 2.0159 | 1.7878 | 1.2571 | 22669.8415 | 0 | 12746.3576 | 32567.4534 | 0 | 15267.345 | 0 | 30633.8811 | 43762.6873 | 24740.5171 | 0 | 35343.5958 | 0 | KY | 10957 | 2018 = Year 1 Template | NRHVAC | HVAC | 65.0958 | 45.34
KY_ Air Cooled Chiller_Any less than 150 tons | Air Cooled Chiller_Any less than 150 tons | 6123 | Smart $aver® Prescriptive - HVAC | 7.05% | 1.5105 | 1.0297 | 1.1233 | 0.87185 | 4.6473e-05 | 0 | 2.6653e-05 | 6.6764e-05 | 0 | 3.1924e-05 | 0 | 0.00012489 | 0.00017842 | 5.1733e-05 | 0 | 7.3904e-05 | 0 | KY | 10958 | 2018 = Year 1 Template | NRHVAC | HVAC | 65.0958 | 45.34
KY_ Air Receiver Tanks for Load, No Load Compressors | Air Receiver Tanks for Load, No Load Compressors | 8820 | Smart $aver® Prescriptive - Process Equipment | 7.05% | #DIV/0! | #DIV/0! | #DIV/0! |  | 0 | 0 | 0 | 0 | 0 | 0 | 0 | 0 | 0 | 0 | 0 | 0 | 0 | KY | 16135 | 2018 = Year 1 Template | NRPROC | Process Equipment | 65.0958 | 45.34
KY_ Anti-sweat Heater Controls | Anti-sweat Heater Controls | 292 | Smart $aver® Prescriptive - Energy Star Food Service Products | 7.05% | 5.3999 | 2.7102 | 0.74271 | 7.4295 | 2.2204e-06 | 0 | 0.00051235 | 3.1647e-06 | 0 | 0.00060121 | 0 | 0.00013548 | 0.00016934 | 0.00097426 | 0 | 0.0012178 | 0 | KY | 2163 | 2018 = Year 1 Template | NRFS | Food Service Products | 65.0958 | 45.34
KY_ ARC 10 to 15 Ton Gas Heat | ARC 10 to 15 Ton Gas Heat | 5661 | Smart $aver® Prescriptive - HVAC | 7.05% | 1.4762 | 1.5637 | 0.75675 | 2.7177 | 6.9258e-05 | 0 | 0.00020486 | 9.838e-05 | 0 | 0.0002399 | 0 | 0.00019757 | 0.00028224 | 0.00038875 | 0 | 0.00055536 | 0 | KY | 10184 | 2018 = Year 1 Template | NRHVAC | HVAC | 65.0958 | 45.34
KY_ ARC greater than 15 Ton Gas Heat | ARC greater than 15 Ton Gas Heat | 5662 | Smart $aver® Prescriptive - HVAC | 7.05% | 3.0665 | 2.6904 | 1.0298 | 4.1045 | 8.6559e-05 | 0 | 0.00025332 | 0.00012006 | 0 | 0.00029664 | 0 | 0.00013689 | 0.00019555 | 0.0004807 | 0 | 0.00068672 | 0 | KY | 10185 | 2018 = Year 1 Template | NRHVAC | HVAC | 65.0958 | 45.34
KY_ ARC HP 10 to 15 Ton | ARC HP 10 to 15 Ton | 5663 | Smart $aver® Prescriptive - HVAC | 7.05% | 1.835 | 1.9041 | 0.85593 | 3.0779 | 2644.9083 | 0 | 5584.3134 | 2261.74 | 0 | 6539.5645 | 0 | 4517.637 | 6453.7671 | 10597.272 | 0 | 15138.96 | 0 | KY | 10186 | 2018 = Year 1 Template | NRHVAC | HVAC | 65.0958 | 45.34
KY_ ARC HP greater than 15 Ton | ARC HP greater than 15 Ton | 5664 | Smart $aver® Prescriptive - HVAC | 7.05% | 3.5575 | 3.13 | 1.0934 | 4.688 | 0.00012978 | 0 | 0.0002954 | 0.00012092 | 0 | 0.00034593 | 0 | 0.00013689 | 0.00019555 | 0.00056057 | 0 | 0.00080082 | 0 | KY | 10187 | 2018 = Year 1 Template | NRHVAC | HVAC | 65.0958 | 45.34
KY_ ARC HP less than 10 Ton | ARC HP less than 10 Ton | 5665 | Smart $aver® Prescriptive - HVAC | 7.05% | 1.2449 | 1.3198 | 0.71058 | 2.2829 | 0.00011877 | 0 | 0.00021887 | 8.6693e-05 | 0 | 0.00025631 | 0 | 0.00027095 | 0.00038707 | 0.00041534 | 0 | 0.00059334 | 0 | KY | 10188 | 2018 = Year 1 Template | NRHVAC | HVAC | 65.0958 | 45.34
KY_ ARC less than 10 Ton Gas Heat | ARC less than 10 Ton Gas Heat | 5666 | Smart $aver® Prescriptive - HVAC | 7.05% | 1.0931 | 1.0342 | 0.64282 | 1.901 | 6.0531e-05 | 0 | 0.00017772 | 8.6516e-05 | 0 | 0.00020812 | 0 | 0.00027095 | 0.00038707 | 0.00033725 | 0 | 0.00048179 | 0 | KY | 10189 | 2018 = Year 1 Template | NRHVAC | HVAC | 65.0958 | 45.34
KY_ Barrel Wraps (Inj Mold & Extruders) kW per ton | Barrel Wraps (Inj Mold & Extruders) kW per ton | 1192 | Smart $aver® Prescriptive - Process Equipment | 7.05% | 4.3301 | 3.5202 | 1.0053 | 9.235 | 1.4626e-06 | 0 | 7.8478e-06 | 2.0722e-06 | 0 | 8.6935e-06 | 0 | 1.6128e-06 | 2.016e-06 | 1.4088e-05 | 0 | 1.761e-05 | 0 | KY | 3927 | 2018 = Year 1 Template | NRPROC | Process Equipment | 65.0958 | 45.34
KY_ Beverage Reach-in Controller | Beverage Reach-in Controller | 1132 | Smart $aver® Prescriptive - Energy Star Food Service Products | 7.05% | 2.5939 | 1.3578 | 0.76228 | 2.774 | 1.1591e-05 | 0 | 0.00017008 | 1.6493e-05 | 0 | 0.00018357 | 0 | 0.00011995 | 0.00017136 | 0.00029747 | 0 | 0.00042496 | 0 | KY | 3666 | 2018 = Year 1 Template | NRFS | Food Service Products | 65.0958 | 45.34
KY_ CEE Tier 1 Room AC greater than 14,000 Btu per hr | CEE Tier 1 Room AC greater than 14,000 Btu per hr | 1133 | Smart $aver® Prescriptive - HVAC | 7.05% | 4.0593 | 0.98531 | 1.9398 | 0.63681 | 0.00011947 | 0 | 8.3567e-05 | 0.00017075 | 0 | 0.00010062 | 0 | 0.00036288 | 0.0004032 | 0.00016305 | 0 | 0.00018116 | 0 | KY | 3671 | 2018 = Year 1 Template | NRHVAC | HVAC | 65.0958 | 45.34
KY_ CEE Tier 1 Room AC less than 14,000 Btu per hr | CEE Tier 1 Room AC less than 14,000 Btu per hr | 1134 | Smart $aver® Prescriptive - HVAC | 7.05% | 5.1746 | 1.2 | 2.1675 | 0.72181 | 7.3068e-05 | 0 | 5.0849e-05 | 0.00010443 | 0 | 6.1224e-05 | 0 | 0.00018144 | 0.0002016 | 9.9212e-05 | 0 | 0.00011024 | 0 | KY | 3676 | 2018 = Year 1 Template | NRHVAC | HVAC | 65.0958 | 45.34
KY_ CEE Tier 2 Room AC greater than 14,000 Btu per hr | CEE Tier 2 Room AC greater than 14,000 Btu per hr | 1135 | Smart $aver® Prescriptive - HVAC | 7.05% | 4.6423 | 0.97876 | 2.0608 | 0.60592 | 0.00014774 | 0 | 0.00010367 | 0.00021116 | 0 | 0.00012482 | 0 | 0.0004536 | 0.000504 | 0.00020227 | 0 | 0.00022474 | 0 | KY | 3681 | 2018 = Year 1 Template | NRHVAC | HVAC | 65.0958 | 45.34
KY_ CEE Tier 2 Room AC less than 14,000 Btu per hr | CEE Tier 2 Room AC less than 14,000 Btu per hr | 1136 | Smart $aver® Prescriptive - HVAC | 7.05% | 5.2212 | 1.1132 | 2.1675 | 0.66866 | 8.4268e-05 | 0 | 5.9127e-05 | 0.00012044 | 0 | 7.119e-05 | 0 | 0.0002268 | 0.000252 | 0.00011536 | 0 | 0.00012818 | 0 | KY | 3686 | 2018 = Year 1 Template | NRHVAC | HVAC | 65.0958 | 45.34
KY_ CFL Reflector Flood | CFL Reflector Flood | 1139 | Smart $aver® Prescriptive - Lighting | 7.05% | 2.2133 | 1.8364 | 0.84777 | 6.1517 | 242.458 | 0 | 875.8788 | 342.8305 | 0 | 1063.3633 | 0 | 304.8941 | 338.7712 | 1723.1653 | 0 | 1914.6281 | 0 | KY | 3701 | 2018 = Year 1 Template | NRLTG | Lighting | 65.0958 | 45.34
KY_ CFL Screw high wattage | CFL Screw high wattage | 1140 | Smart $aver® Prescriptive - Lighting | 7.05% | 2.8312 | 1.9407 | 0.925 | 4.9153 | 46.3409 | 0 | 167.4777 | 65.5251 | 0 | 203.3268 | 0 | 71.909 | 79.8989 | 329.4882 | 0 | 366.098 | 0 | KY | 3706 | 2018 = Year 1 Template | NRLTG | Lighting | 65.0958 | 45.34
KY_ CFL Screw in, Specialty | CFL Screw in, Specialty | 1141 | Smart $aver® Prescriptive - Lighting | 7.05% | 2.3008 | 1.1547 | 0.86075 | 2.3245 | 2.7171e-06 | 0 | 9.7975e-06 | 3.8419e-06 | 0 | 1.1893e-05 | 0 | 9.072e-06 | 1.008e-05 | 1.9273e-05 | 0 | 2.1415e-05 | 0 | KY | 3711 | 2018 = Year 1 Template | NRLTG | Lighting | 65.0958 | 45.34
KY_ Chilled Water Reset- Air Cooled Chillers, Grocery | Chilled Water Reset- Air Cooled Chillers, Grocery | 3006 | Smart $aver® Prescriptive - HVAC | 7.05% | 1.974 | 1.484 | 0.58629 | 3.8188 | 0 | 0 | 3.6156e-06 | 0 | 0 | 4.3353e-06 | 0 | 2.1168e-06 | 3.024e-06 | 7.0253e-06 | 0 | 1.0036e-05 | 0 | KY | 6869 | 2018 = Year 1 Template | NRHVAC | HVAC | 65.0958 | 45.34
KY_ Chilled Water Reset- Air Cooled Chillers, Other | Chilled Water Reset- Air Cooled Chillers, Other | 3007 | Smart $aver® Prescriptive - HVAC | 7.05% | 1.6782 | 0.57863 | 0.55712 | 1.405 | 0 | 0 | 3.0267e-06 | 0 | 0 | 3.6291e-06 | 0 | 4.9392e-06 | 7.056e-06 | 5.8809e-06 | 0 | 8.4014e-06 | 0 | KY | 6870 | 2018 = Year 1 Template | NRHVAC | HVAC | 65.0958 | 45.34
KY_ Chilled Water Reset- Air Cooled Chillers, Retail | Chilled Water Reset- Air Cooled Chillers, Retail | 3008 | Smart $aver® Prescriptive - HVAC | 7.05% | 2.1802 | 1.6434 | 0.60324 | 4.2057 | 0 | 0 | 4.0371e-06 | 0 | 0 | 4.8407e-06 | 0 | 2.1168e-06 | 3.024e-06 | 7.8442e-06 | 0 | 1.1206e-05 | 0 | KY | 6871 | 2018 = Year 1 Template | NRHVAC | HVAC | 65.0958 | 45.34
KY_ Chilled Water Reset- Water Cooled Chillers, Other | Chilled Water Reset- Water Cooled Chillers, Other | 3010 | Smart $aver® Prescriptive - HVAC | 7.05% | 1.0596 | 0.78696 | 0.46667 | 2.1981 | 0 | 0 | 1.8499e-06 | 0 | 0 | 2.2182e-06 | 0 | 2.1168e-06 | 3.024e-06 | 3.5945e-06 | 0 | 5.135e-06 | 0 | KY | 6873 | 2018 = Year 1 Template | NRHVAC | HVAC | 65.0958 | 45.34
KY_ Chilled Wtr Reset- Air Cooled Chillers, College or Sm Ofc | Chilled Wtr Reset- Air Cooled Chillers, College or Sm Ofc | 3119 | Smart $aver® Prescriptive - HVAC | 7.05% | 1.4197 | 0.48524 | 0.52536 | 1.2082 | 0 | 0 | 2.5266e-06 | 0 | 0 | 3.0295e-06 | 0 | 4.9392e-06 | 7.056e-06 | 4.9093e-06 | 0 | 7.0133e-06 | 0 | KY | 6980 | 2018 = Year 1 Template | NRHVAC | HVAC | 65.0958 | 45.34
KY_ Chilled Wtr Reset- Air Cooled Chillers, SCH (K-12) | Chilled Wtr Reset- Air Cooled Chillers, SCH (K-12) | 3009 | Smart $aver® Prescriptive - HVAC | 7.05% | 1.1019 | 0.37263 | 0.4747 | 0.97341 | 0 | 0 | 1.9297e-06 | 0 | 0 | 2.3138e-06 | 0 | 4.9392e-06 | 7.056e-06 | 3.7495e-06 | 0 | 5.3564e-06 | 0 | KY | 6872 | 2018 = Year 1 Template | NRHVAC | HVAC | 65.0958 | 45.34
KY_ Chilled Wtr Reset- Wtr Cooled Chillers, College or Sm Ofc | Chilled Wtr Reset- Wtr Cooled Chillers, College or Sm Ofc | 3120 | Smart $aver® Prescriptive - HVAC | 7.05% | 0.89206 | 0.29942 | 0.43102 | 0.82194 | 0 | 0 | 1.5447e-06 | 0 | 0 | 1.8521e-06 | 0 | 4.9392e-06 | 7.056e-06 | 3.0013e-06 | 0 | 4.2876e-06 | 0 | KY | 6981 | 2018 = Year 1 Template | NRHVAC | HVAC | 65.0958 | 45.34
KY_ Chilled Wtr Reset- Wtr Cooled Chillers, Retail | Chilled Wtr Reset- Wtr Cooled Chillers, Retail | 3011 | Smart $aver® Prescriptive - HVAC | 7.05% | 1.3903 | 1.0369 | 0.52128 | 2.7648 | 0 | 0 | 2.4673e-06 | 0 | 0 | 2.9585e-06 | 0 | 2.1168e-06 | 3.024e-06 | 4.7942e-06 | 0 | 6.8488e-06 | 0 | KY | 6874 | 2018 = Year 1 Template | NRHVAC | HVAC | 65.0958 | 45.34
KY_ Chilled Wtr Reset- Wtr Cooled Chillers, SCH (K-12) | Chilled Wtr Reset- Wtr Cooled Chillers, SCH (K-12) | 3012 | Smart $aver® Prescriptive - HVAC | 7.05% | 0.68832 | 0.22952 | 0.37709 | 0.67854 | 0 | 0 | 1.1801e-06 | 0 | 0 | 1.415e-06 | 0 | 4.9392e-06 | 7.056e-06 | 2.2931e-06 | 0 | 3.2758e-06 | 0 | KY | 6875 | 2018 = Year 1 Template | NRHVAC | HVAC | 65.0958 | 45.34
KY_ Chilled Wtr Reset-Wtr Cooled Chillers, Grocery | Chilled Wtr Reset-Wtr Cooled Chillers, Grocery | 3013 | Smart $aver® Prescriptive - HVAC | 7.05% | 1.2537 | 0.93345 | 0.50083 | 2.5285 | 0 | 0 | 2.2099e-06 | 0 | 0 | 2.6498e-06 | 0 | 2.1168e-06 | 3.024e-06 | 4.294e-06 | 0 | 6.1342e-06 | 0 | KY | 6876 | 2018 = Year 1 Template | NRHVAC | HVAC | 65.0958 | 45.34
KY_ Combination Oven_10 pan | Combination Oven_10 pan | 5758 | Smart $aver® Prescriptive - Energy Star Food Service Products | 7.05% | 6.5677 | 3.5088 | 1.1725 | 4.8384 | 726.6887 | 0 | 3234.6734 | 1035.7369 | 0 | 3501.0717 | 0 | 1273.4809 | 1591.8511 | 5673.4373 | 0 | 7091.7966 | 0 | KY | 10150 | 2018 = Year 1 Template | NRFS | Food Service Products | 65.0958 | 45.34
KY_ Combination Oven_20 pan | Combination Oven_20 pan | 5759 | Smart $aver® Prescriptive - Energy Star Food Service Products | 7.05% | 18.1807 | 13.2241 | 1.3234 | 21.0735 | 0.00092433 | 0 | 0.0041145 | 0.0013174 | 0 | 0.0044533 | 0 | 0.00035078 | 0.00043848 | 0.0072165 | 0 | 0.0090206 | 0 | KY | 10151 | 2018 = Year 1 Template | NRFS | Food Service Products | 65.0958 | 45.34
KY_ Compact Fluorescent Fixture | Compact Fluorescent Fixture | 532 | Smart $aver® Prescriptive - Lighting | 7.05% | 5.9064 | 3.608 | 1.1743 | 6.4128 | 93.8234 | 0 | 374.7687 | 133.7248 | 0 | 410.96 | 0 | 107.5758 | 191.7573 | 665.9549 | 0 | 1187.0854 | 0 | KY | 2169 | 2018 = Year 1 Template | NRLTG | Lighting | 65.0958 | 45.34
KY_ Compressed Air Audit and Leak Repair | Compressed Air Audit and Leak Repair | 8821 | Smart $aver® Prescriptive - Process Equipment | 7.05% | #DIV/0! | #DIV/0! | #DIV/0! |  | 0 | 0 | 0 | 0 | 0 | 0 | 0 | 0 | 0 | 0 | 0 | 0 | 0 | KY | 16136 | 2018 = Year 1 Template | NRPROC | Process Equipment | 65.0958 | 45.34
KY_ Controlled Plug Strip | Controlled Plug Strip | 3014 | Smart $aver® Prescriptive - IT | 7.05% | 1.4711 | 0.8067 | 0.51656 | 2.2378 | 0 | 0 | 9.9026e-06 | 0 | 0 | 1.2439e-05 | 0 | 1.0584e-05 | 1.512e-05 | 2.0157e-05 | 0 | 2.8795e-05 | 0 | KY | 6877 | 2018 = Year 1 Template | NRIT | Information Technology | 65.0958 | 45.34
KY_ Convection Oven Full-Sized | Convection Oven Full-Sized | 5760 | Smart $aver® Prescriptive - Energy Star Food Service Products | 7.05% | 1.8354 | 1.2058 | 0.80293 | 1.9945 | 0.00015539 | 0 | 0.00069171 | 0.00022148 | 0 | 0.00074866 | 0 | 0.00081204 | 0.0010151 | 0.0012132 | 0 | 0.0015165 | 0 | KY | 10152 | 2018 = Year 1 Template | NRFS | Food Service Products | 65.0958 | 45.34
KY_ CoolRoof New Replace on Burnout College-sq ft | CoolRoof New Replace on Burnout College-sq ft | 4501 | Smart $aver® Prescriptive - HVAC | 7.05% | 3.001 | 2.1522 | 1.1351 | 2.6355 | 8.0885e-08 | 0 | 1.6399e-07 | 1.1561e-07 | 0 | 1.9745e-07 | 0 | 1.4818e-07 | 2.1168e-07 | 3.1996e-07 | 0 | 4.5708e-07 | 0 | KY | 8350 | 2018 = Year 1 Template | NRHVAC | HVAC | 65.0958 | 45.34
KY_ CoolRoof New Replace on Burnout Health-sq ft | CoolRoof New Replace on Burnout Health-sq ft | 4502 | Smart $aver® Prescriptive - HVAC | 7.05% | 1.2243 | 0.87555 | 0.4994 | 2.3642 | 9.1451e-10 | 0 | 1.4339e-07 | 1.3071e-09 | 0 | 1.7264e-07 | 0 | 1.4818e-07 | 2.1168e-07 | 2.7976e-07 | 0 | 3.9966e-07 | 0 | KY | 8355 | 2018 = Year 1 Template | NRHVAC | HVAC | 65.0958 | 45.34
KY_ CoolRoof New Replace on Burnout Hotel-sq ft | CoolRoof New Replace on Burnout Hotel-sq ft | 4503 | Smart $aver® Prescriptive - HVAC | 7.05% | 5.9924 | 4.2981 | 2.2581 | 2.6498 | 6879.7929 | 0 | 4969.9547 | 9833.1286 | 0 | 5984.0385 | 0 | 4461.1665 | 6373.095 | 9697.0499 | 0 | 13852.9284 | 0 | KY | 8360 | 2018 = Year 1 Template | NRHVAC | HVAC | 65.0958 | 45.34
KY_ CoolRoof New Replace on Burnout Large Office-sq ft | CoolRoof New Replace on Burnout Large Office-sq ft | 4504 | Smart $aver® Prescriptive - HVAC | 7.05% | 0.96604 | 0.68322 | 0.56965 | 1.3472 | 1.8284e-08 | 0 | 6.6146e-08 | 2.6133e-08 | 0 | 7.9642e-08 | 0 | 1.4818e-07 | 2.1168e-07 | 1.2906e-07 | 0 | 1.8437e-07 | 0 | KY | 8365 | 2018 = Year 1 Template | NRHVAC | HVAC | 65.0958 | 45.34
KY_ CoolRoof New Replace on Burnout Medium Offic-sq ft | CoolRoof New Replace on Burnout Medium Offic-sq ft | 4505 | Smart $aver® Prescriptive - HVAC | 7.05% | 2.3422 | 1.6576 | 1.3456 | 1.4052 | 8.155e-08 | 0 | 7.0554e-08 | 1.1656e-07 | 0 | 8.4948e-08 | 0 | 1.4818e-07 | 2.1168e-07 | 1.3766e-07 | 0 | 1.9665e-07 | 0 | KY | 8370 | 2018 = Year 1 Template | NRHVAC | HVAC | 65.0958 | 45.34
KY_ CoolRoof New Replace on Burnout Motel-sq ft | CoolRoof New Replace on Burnout Motel-sq ft | 4506 | Smart $aver® Prescriptive - HVAC | 7.05% | 1.0111 | 0.70873 | 0.89145 | 0.63919 | 4.1123e-08 | 0 | 1.2379e-08 | 5.8776e-08 | 0 | 1.4905e-08 | 0 | 1.4818e-07 | 2.1168e-07 | 2.4153e-08 | 0 | 3.4504e-08 | 0 | KY | 8375 | 2018 = Year 1 Template | NRHVAC | HVAC | 65.0958 | 45.34
KY_ CoolRoof New Replace on Burnout Other-sq ft | CoolRoof New Replace on Burnout Other-sq ft | 4507 | Smart $aver® Prescriptive - HVAC | 7.05% | 2.6026 | 1.8504 | 1.2339 | 1.89 | 43856.6484 | 0 | 58383.1132 | 62683.2921 | 0 | 70295.7697 | 0 | 80572.9023 | 115104.1461 | 113913.3028 | 0 | 162733.2897 | 0 | KY | 8380 | 2018 = Year 1 Template | NRHVAC | HVAC | 65.0958 | 45.34
KY_ CoolRoof New Replace on Burnout Retail-sq ft | CoolRoof New Replace on Burnout Retail-sq ft | 4508 | Smart $aver® Prescriptive - HVAC | 7.05% | 3.6084 | 2.5934 | 1.2927 | 2.8476 | 1.0567e-07 | 0 | 1.801e-07 | 1.5104e-07 | 0 | 2.1684e-07 | 0 | 1.4818e-07 | 2.1168e-07 | 3.5139e-07 | 0 | 5.0199e-07 | 0 | KY | 8385 | 2018 = Year 1 Template | NRHVAC | HVAC | 65.0958 | 45.34
KY_ CoolRoof New Replace on Burnout School-sq ft | CoolRoof New Replace on Burnout School-sq ft | 4509 | Smart $aver® Prescriptive - HVAC | 7.05% | 3.2472 | 2.3164 | 1.4218 | 2.1317 | 1.0585e-07 | 0 | 1.2573e-07 | 1.5128e-07 | 0 | 1.5138e-07 | 0 | 1.4818e-07 | 2.1168e-07 | 2.4531e-07 | 0 | 3.5044e-07 | 0 | KY | 8390 | 2018 = Year 1 Template | NRHVAC | HVAC | 65.0958 | 45.34
KY_ CoolRoof New Replace on Burnout Strip Mall-sq ft | CoolRoof New Replace on Burnout Strip Mall-sq ft | 4510 | Smart $aver® Prescriptive - HVAC | 7.05% | 3.3705 | 2.4094 | 1.389 | 2.3291 | 1.0686e-07 | 0 | 1.4072e-07 | 1.5274e-07 | 0 | 1.6943e-07 | 0 | 1.4818e-07 | 2.1168e-07 | 2.7456e-07 | 0 | 3.9223e-07 | 0 | KY | 8395 | 2018 = Year 1 Template | NRHVAC | HVAC | 65.0958 | 45.34
KY_ Creep Heat Pad | Creep Heat Pad | 8822 | Smart $aver® Prescriptive - Process Equipment | 7.05% | #DIV/0! | #DIV/0! | #DIV/0! |  | 0 | 0 | 0 | 0 | 0 | 0 | 0 | 0 | 0 | 0 | 0 | 0 | 0 | KY | 16137 | 2018 = Year 1 Template | NRPROC | Agricultural | 65.0958 | 45.34
KY_ Custom Rebate | Custom Rebate | 517 | Smart $aver® Custom | 7.05% | 611.1802 | 0.79776 | 1.1439 | 1.1294 | 162190.0341 | 0 | 1056350.557 | 231178.8846 | 0 | 1264976.4398 | 0 | 1815453.427 | 1952100.4591 | 2049876.4664 | 0 | 2204168.2434 | 0 | KY | 2172 | 2018 = Year 1 Template | NRPRSC | Custom | 65.0958 | 45.34
KY_ Cycling Compressed Air Dryer | Cycling Compressed Air Dryer | 8823 | Smart $aver® Prescriptive - Process Equipment | 7.05% | #DIV/0! | #DIV/0! | #DIV/0! |  | 0 | 0 | 0 | 0 | 0 | 0 | 0 | 0 | 0 | 0 | 0 | 0 | 0 | KY | 16138 | 2018 = Year 1 Template | NRPROC | Process Equipment | 65.0958 | 45.34
KY_ Dairy Heat Reclaimer | Dairy Heat Reclaimer | 8824 | Smart $aver® Prescriptive - Process Equipment | 7.05% | #DIV/0! | #DIV/0! | #DIV/0! |  | 0 | 0 | 0 | 0 | 0 | 0 | 0 | 0 | 0 | 0 | 0 | 0 | 0 | KY | 16139 | 2018 = Year 1 Template | NRPROC | water heating | 65.0958 | 45.34
KY_ Dairy Plate Cooler | Dairy Plate Cooler | 8825 | Smart $aver® Prescriptive - Process Equipment | 7.05% | #DIV/0! | #DIV/0! | #DIV/0! |  | 0 | 0 | 0 | 0 | 0 | 0 | 0 | 0 | 0 | 0 | 0 | 0 | 0 | KY | 16140 | 2018 = Year 1 Template | NRPROC | Agricultural | 65.0958 | 45.34
KY_ Dairy Scroll Compressor | Dairy Scroll Compressor | 8826 | Smart $aver® Prescriptive - Process Equipment | 7.05% | #DIV/0! | #DIV/0! | #DIV/0! |  | 0 | 0 | 0 | 0 | 0 | 0 | 0 | 0 | 0 | 0 | 0 | 0 | 0 | KY | 16141 | 2018 = Year 1 Template | NRPROC | Agricultural | 65.0958 | 45.34
KY_ Daylighting Control with Occupancy Sensors | Daylighting Control with Occupancy Sensors | 8827 | Smart $aver® Prescriptive - Lighting | 7.05% | #DIV/0! | #DIV/0! | #DIV/0! |  | 0 | 0 | 0 | 0 | 0 | 0 | 0 | 0 | 0 | 0 | 0 | 0 | 0 | KY | 16142 | 2018 = Year 1 Template | NRLTG | Lighting | 65.0958 | 45.34
KY_ Demand Control Ventilation for Kitchen Exhaust Hood | Demand Control Ventilation for Kitchen Exhaust Hood | 8828 | Smart $aver® Prescriptive - Energy Star Food Service Products | 7.05% | #DIV/0! | #DIV/0! | #DIV/0! |  | 0 | 0 | 0 | 0 | 0 | 0 | 0 | 0 | 0 | 0 | 0 | 0 | 0 | KY | 16143 | 2018 = Year 1 Template | NRFS | Food Service Products | 65.0958 | 45.34
KY_ Door Gaskets - Cooler and Freezer | Door Gaskets - Cooler and Freezer | 1146 | Smart $aver® Prescriptive - Energy Star Food Service Products | 7.05% | 3.5928 | 3.1321 | 0.81873 | 14.498 | 1.6072e-06 | 0 | 1.1328e-05 | 1.8374e-06 | 0 | 1.3932e-05 | 0 | 1.6128e-06 | 2.016e-06 | 2.2576e-05 | 0 | 2.822e-05 | 0 | KY | 3736 | 2018 = Year 1 Template | NRFS | Food Service Products | 65.0958 | 45.34
KY_ DX RTU Tune-up_ AC_ Fixed Orifice_ +10% chg adj | DX RTU Tune-up_ AC_ Fixed Orifice_ +10% chg adj | 5667 | Smart $aver® Prescriptive - HVAC | 7.05% | 2.0466 | 2.158 | 1.328 | 1.8392 | 2.964e-05 | 0 | 2.0086e-05 | 4.2175e-05 | 0 | 2.4296e-05 | 0 | 3.5986e-05 | 5.1408e-05 | 3.9371e-05 | 0 | 5.6244e-05 | 0 | KY | 10190 | 2018 = Year 1 Template | NRHVAC | HVAC | 65.0958 | 45.34
KY_ DX RTU Tune-up_ AC_ Fixed Orifice_ +15% chg adj | DX RTU Tune-up_ AC_ Fixed Orifice_ +15% chg adj | 5668 | Smart $aver® Prescriptive - HVAC | 7.05% | 3.008 | 2.9289 | 1.6756 | 2.18 | 4.7076e-05 | 0 | 3.1902e-05 | 6.6984e-05 | 0 | 3.8588e-05 | 0 | 4.163e-05 | 5.9472e-05 | 6.2531e-05 | 0 | 8.9329e-05 | 0 | KY | 10191 | 2018 = Year 1 Template | NRHVAC | HVAC | 65.0958 | 45.34
KY_ DX RTU Tune-up_ AC_ Fixed Orifice_ +20% chg adj | DX RTU Tune-up_ AC_ Fixed Orifice_ +20% chg adj | 5669 | Smart $aver® Prescriptive - HVAC | 7.05% | 4.1293 | 3.5814 | 1.9742 | 2.4345 | 6.6691e-05 | 0 | 4.5195e-05 | 9.4894e-05 | 0 | 5.4666e-05 | 0 | 4.7981e-05 | 6.8544e-05 | 8.8585e-05 | 0 | 0.00012655 | 0 | KY | 10192 | 2018 = Year 1 Template | NRHVAC | HVAC | 65.0958 | 45.34
KY_ DX RTU Tune-up_ AC_ Fixed Orifice_ +25% chg adj | DX RTU Tune-up_ AC_ Fixed Orifice_ +25% chg adj | 5670 | Smart $aver® Prescriptive - HVAC | 7.05% | 6.6009 | 5.0801 | 2.4046 | 3.1989 | 0.00010896 | 0 | 7.3839e-05 | 0.00015504 | 0 | 8.9313e-05 | 0 | 5.3626e-05 | 7.6608e-05 | 0.00014473 | 0 | 0.00020676 | 0 | KY | 10193 | 2018 = Year 1 Template | NRHVAC | HVAC | 65.0958 | 45.34
KY_ DX RTU Tune-up_ AC_ Fixed Orifice_ +30% chg adj | DX RTU Tune-up_ AC_ Fixed Orifice_ +30% chg adj | 5671 | Smart $aver® Prescriptive - HVAC | 7.05% | 8.173 | 6.3607 | 2.5858 | 4.0111 | 0.00015667 | 0 | 0.00010617 | 0.00022293 | 0 | 0.00012842 | 0 | 5.927e-05 | 8.4672e-05 | 0.0002081 | 0 | 0.00029729 | 0 | KY | 10194 | 2018 = Year 1 Template | NRHVAC | HVAC | 65.0958 | 45.34
KY_ DX RTU Tune-up_ AC_ Fixed Orifice_ +5% chg adj | DX RTU Tune-up_ AC_ Fixed Orifice_ +5% chg adj | 5672 | Smart $aver® Prescriptive - HVAC | 7.05% | 1.1781 | 1.2425 | 0.89833 | 1.3589 | 1.404e-05 | 0 | 9.5146e-06 | 1.9978e-05 | 0 | 1.1509e-05 | 0 | 3.0341e-05 | 4.3344e-05 | 1.8649e-05 | 0 | 2.6642e-05 | 0 | KY | 10195 | 2018 = Year 1 Template | NRHVAC | HVAC | 65.0958 | 45.34
KY_ DX RTU Tune-up_ AC_ Fixed Orifice_ -20% chg adj | DX RTU Tune-up_ AC_ Fixed Orifice_ -20% chg adj | 5673 | Smart $aver® Prescriptive - HVAC | 7.05% | 0.85921 | 0.90518 | 0.70017 | 1.1866 | 8.2504e-06 | 0 | 5.5911e-06 | 1.1739e-05 | 0 | 6.7628e-06 | 0 | 2.4696e-05 | 3.528e-05 | 1.0959e-05 | 0 | 1.5656e-05 | 0 | KY | 10196 | 2018 = Year 1 Template | NRHVAC | HVAC | 65.0958 | 45.34
KY_ DX RTU Tune-up_ AC_ TXV_ +10% chg adj | DX RTU Tune-up_ AC_ TXV_ +10% chg adj | 5674 | Smart $aver® Prescriptive - HVAC | 7.05% | 0.99684 | 1.0527 | 0.78893 | 1.2633 | 1.404e-05 | 0 | 9.5146e-06 | 1.9978e-05 | 0 | 1.1509e-05 | 0 | 3.5986e-05 | 5.1408e-05 | 1.8649e-05 | 0 | 2.6642e-05 | 0 | KY | 10197 | 2018 = Year 1 Template | NRHVAC | HVAC | 65.0958 | 45.34
KY_ DX RTU Tune-up_ AC_ TXV_ +15% chg adj | DX RTU Tune-up_ AC_ TXV_ +15% chg adj | 5675 | Smart $aver® Prescriptive - HVAC | 7.05% | 1.0428 | 1.1021 | 0.81746 | 1.2891 | 1.7027e-05 | 0 | 1.1539e-05 | 2.4228e-05 | 0 | 1.3957e-05 | 0 | 4.163e-05 | 5.9472e-05 | 2.2617e-05 | 0 | 3.2311e-05 | 0 | KY | 10198 | 2018 = Year 1 Template | NRHVAC | HVAC | 65.0958 | 45.34
KY_ DX RTU Tune-up_ AC_ TXV_ +20% chg adj | DX RTU Tune-up_ AC_ TXV_ +20% chg adj | 5676 | Smart $aver® Prescriptive - HVAC | 7.05% | 1.0604 | 1.1262 | 0.82824 | 1.3059 | 2.0079e-05 | 0 | 1.3607e-05 | 2.857e-05 | 0 | 1.6458e-05 | 0 | 4.7981e-05 | 6.8544e-05 | 2.6671e-05 | 0 | 3.8101e-05 | 0 | KY | 10199 | 2018 = Year 1 Template | NRHVAC | HVAC | 65.0958 | 45.34
KY_ DX RTU Tune-up_ AC_ TXV_ +25% chg adj | DX RTU Tune-up_ AC_ TXV_ +25% chg adj | 5677 | Smart $aver® Prescriptive - HVAC | 7.05% | 1.2408 | 1.3174 | 0.93432 | 1.4035 | 2.6383e-05 | 0 | 1.7879e-05 | 3.754e-05 | 0 | 2.1626e-05 | 0 | 5.3626e-05 | 7.6608e-05 | 3.5045e-05 | 0 | 5.0064e-05 | 0 | KY | 10200 | 2018 = Year 1 Template | NRHVAC | HVAC | 65.0958 | 45.34
KY_ DX RTU Tune-up_ AC_ TXV_ +30% chg adj | DX RTU Tune-up_ AC_ TXV_ +30% chg adj | 5678 | Smart $aver® Prescriptive - HVAC | 7.05% | 1.5358 | 1.6298 | 1.0923 | 1.5652 | 3.6377e-05 | 0 | 2.4652e-05 | 5.176e-05 | 0 | 2.9818e-05 | 0 | 5.927e-05 | 8.4672e-05 | 4.8319e-05 | 0 | 6.9027e-05 | 0 | KY | 10201 | 2018 = Year 1 Template | NRHVAC | HVAC | 65.0958 | 45.34
KY_ DX RTU Tune-up_ AC_ TXV_ +5% chg adj | DX RTU Tune-up_ AC_ TXV_ +5% chg adj | 5679 | Smart $aver® Prescriptive - HVAC | 7.05% | 1.0114 | 0.76458 | 0.79802 | 0.87282 | 8.2504e-06 | 0 | 5.5911e-06 | 1.1739e-05 | 0 | 6.7628e-06 | 0 | 3.0341e-05 | 4.3344e-05 | 1.0959e-05 | 0 | 1.5656e-05 | 0 | KY | 10202 | 2018 = Year 1 Template | NRHVAC | HVAC | 65.0958 | 45.34
KY_ DX RTU Tune-up_ AC_ TXV_ -20% chg adj | DX RTU Tune-up_ AC_ TXV_ -20% chg adj | 5680 | Smart $aver® Prescriptive - HVAC | 7.05% | 1.1488 | 1.2098 | 0.88118 | 1.3407 | 1.1115e-05 | 0 | 7.5324e-06 | 1.5816e-05 | 0 | 9.1109e-06 | 0 | 2.4696e-05 | 3.528e-05 | 1.4764e-05 | 0 | 2.1092e-05 | 0 | KY | 10203 | 2018 = Year 1 Template | NRHVAC | HVAC | 65.0958 | 45.34
KY_ DX RTU Tune-up_ HP_ Fixed Orifice_ +10% chg adj | DX RTU Tune-up_ HP_ Fixed Orifice_ +10% chg adj | 5681 | Smart $aver® Prescriptive - HVAC | 7.05% | 4.1169 | 3.2956 | 1.1214 | 5.2295 | 3.0266e-05 | 0 | 8.9091e-05 | 4.2175e-05 | 0 | 0.00010481 | 0 | 3.5986e-05 | 5.1408e-05 | 0.00016984 | 0 | 0.00024263 | 0 | KY | 10204 | 2018 = Year 1 Template | NRHVAC | HVAC | 65.0958 | 45.34
KY_ DX RTU Tune-up_ HP_ Fixed Orifice_ +15% chg adj | DX RTU Tune-up_ HP_ Fixed Orifice_ +15% chg adj | 5682 | Smart $aver® Prescriptive - HVAC | 7.05% | 5.1654 | 4.2018 | 1.187 | 6.9881 | 4.8069e-05 | 0 | 0.0001415 | 6.6984e-05 | 0 | 0.00016646 | 0 | 4.163e-05 | 5.9472e-05 | 0.00026975 | 0 | 0.00038535 | 0 | KY | 10205 | 2018 = Year 1 Template | NRHVAC | HVAC | 65.0958 | 45.34
KY_ DX RTU Tune-up_ HP_ Fixed Orifice_ +20% chg adj | DX RTU Tune-up_ HP_ Fixed Orifice_ +20% chg adj | 5683 | Smart $aver® Prescriptive - HVAC | 7.05% | 5.9736 | 4.8751 | 1.2251 | 8.4645 | 6.8098e-05 | 0 | 0.00020045 | 9.4894e-05 | 0 | 0.00023582 | 0 | 4.7981e-05 | 6.8544e-05 | 0.00038214 | 0 | 0.00054592 | 0 | KY | 10206 | 2018 = Year 1 Template | NRHVAC | HVAC | 65.0958 | 45.34
KY_ DX RTU Tune-up_ HP_ Fixed Orifice_ +25% chg adj | DX RTU Tune-up_ HP_ Fixed Orifice_ +25% chg adj | 5684 | Smart $aver® Prescriptive - HVAC | 7.05% | 7.4458 | 6.2459 | 1.2769 | 12.1427 | 0.00011126 | 0 | 0.0003275 | 0.00015504 | 0 | 0.00038528 | 0 | 5.3626e-05 | 7.6608e-05 | 0.00062435 | 0 | 0.00089192 | 0 | KY | 10207 | 2018 = Year 1 Template | NRHVAC | HVAC | 65.0958 | 45.34
KY_ DX RTU Tune-up_ HP_ Fixed Orifice_ +30% chg adj | DX RTU Tune-up_ HP_ Fixed Orifice_ +30% chg adj | 5685 | Smart $aver® Prescriptive - HVAC | 7.05% | 8.4945 | 7.2697 | 1.3045 | 15.6464 | 0.00015998 | 0 | 0.00047091 | 0.00022293 | 0 | 0.00055399 | 0 | 5.927e-05 | 8.4672e-05 | 0.00089773 | 0 | 0.0012825 | 0 | KY | 10208 | 2018 = Year 1 Template | NRHVAC | HVAC | 65.0958 | 45.34
KY_ DX RTU Tune-up_ HP_ Fixed Orifice_ +5% chg adj | DX RTU Tune-up_ HP_ Fixed Orifice_ +5% chg adj | 5686 | Smart $aver® Prescriptive - HVAC | 7.05% | 2.2563 | 2.0112 | 0.91571 | 3.2562 | 1.4336e-05 | 0 | 4.2201e-05 | 1.9978e-05 | 0 | 4.9646e-05 | 0 | 3.0341e-05 | 4.3344e-05 | 8.0451e-05 | 0 | 0.00011493 | 0 | KY | 10209 | 2018 = Year 1 Template | NRHVAC | HVAC | 65.0958 | 45.34
KY_ DX RTU Tune-up_ HP_ Fixed Orifice_ -20% chg adj | DX RTU Tune-up_ HP_ Fixed Orifice_ -20% chg adj | 5687 | Smart $aver® Prescriptive - HVAC | 7.05% | 1.4591 | 1.4833 | 0.74951 | 2.6286 | 8.4244e-06 | 0 | 2.4798e-05 | 1.1739e-05 | 0 | 2.9174e-05 | 0 | 2.4696e-05 | 3.528e-05 | 4.7275e-05 | 0 | 6.7536e-05 | 0 | KY | 10210 | 2018 = Year 1 Template | NRHVAC | HVAC | 65.0958 | 45.34
KY_ DX RTU Tune-up_ HP_ TXV_ +10% chg adj | DX RTU Tune-up_ HP_ TXV_ +10% chg adj | 5688 | Smart $aver® Prescriptive - HVAC | 7.05% | 1.7847 | 1.7161 | 0.82703 | 2.9023 | 1.4336e-05 | 0 | 4.2201e-05 | 1.9978e-05 | 0 | 4.9646e-05 | 0 | 3.5986e-05 | 5.1408e-05 | 8.0451e-05 | 0 | 0.00011493 | 0 | KY | 10211 | 2018 = Year 1 Template | NRHVAC | HVAC | 65.0958 | 45.34
KY_ DX RTU Tune-up_ HP_ TXV_ +15% chg adj | DX RTU Tune-up_ HP_ TXV_ +15% chg adj | 5689 | Smart $aver® Prescriptive - HVAC | 7.05% | 1.875 | 1.7911 | 0.84589 | 3.0047 | 1.7387e-05 | 0 | 5.118e-05 | 2.4228e-05 | 0 | 6.0209e-05 | 0 | 4.163e-05 | 5.9472e-05 | 9.7568e-05 | 0 | 0.00013938 | 0 | KY | 10212 | 2018 = Year 1 Template | NRHVAC | HVAC | 65.0958 | 45.34
KY_ DX RTU Tune-up_ HP_ TXV_ +20% chg adj | DX RTU Tune-up_ HP_ TXV_ +20% chg adj | 5690 | Smart $aver® Prescriptive - HVAC | 7.05% | 1.9891 | 1.8345 | 0.86836 | 3.0303 | 2.0503e-05 | 0 | 6.0352e-05 | 2.857e-05 | 0 | 7.0999e-05 | 0 | 4.7981e-05 | 6.8544e-05 | 0.00011505 | 0 | 0.00016436 | 0 | KY | 10213 | 2018 = Year 1 Template | NRHVAC | HVAC | 65.0958 | 45.34
KY_ DX RTU Tune-up_ HP_ TXV_ +25% chg adj | DX RTU Tune-up_ HP_ TXV_ +25% chg adj | 5691 | Smart $aver® Prescriptive - HVAC | 7.05% | 2.5152 | 2.1318 | 0.95563 | 3.3849 | 2.694e-05 | 0 | 7.93e-05 | 3.754e-05 | 0 | 9.3291e-05 | 0 | 5.3626e-05 | 7.6608e-05 | 0.00015118 | 0 | 0.00021597 | 0 | KY | 10214 | 2018 = Year 1 Template | NRHVAC | HVAC | 65.0958 | 45.34
KY_ DX RTU Tune-up_ HP_ TXV_ +30% chg adj | DX RTU Tune-up_ HP_ TXV_ +30% chg adj | 5692 | Smart $aver® Prescriptive - HVAC | 7.05% | 3.3343 | 2.5951 | 1.054 | 4.0168 | 3.7144e-05 | 0 | 0.00010934 | 5.176e-05 | 0 | 0.00012863 | 0 | 5.927e-05 | 8.4672e-05 | 0.00020844 | 0 | 0.00029777 | 0 | KY | 10215 | 2018 = Year 1 Template | NRHVAC | HVAC | 65.0958 | 45.34
KY_ DX RTU Tune-up_ HP_ TXV_ +5% chg adj | DX RTU Tune-up_ HP_ TXV_ +5% chg adj | 5693 | Smart $aver® Prescriptive - HVAC | 7.05% | 1.1631 | 1.2238 | 0.66288 | 2.3023 | 8.4244e-06 | 0 | 2.4798e-05 | 1.1739e-05 | 0 | 2.9174e-05 | 0 | 3.0341e-05 | 4.3344e-05 | 4.7275e-05 | 0 | 6.7536e-05 | 0 | KY | 10216 | 2018 = Year 1 Template | NRHVAC | HVAC | 65.0958 | 45.34
KY_ DX RTU Tune-up_ HP_ TXV_ -20% chg adj | DX RTU Tune-up_ HP_ TXV_ -20% chg adj | 5694 | Smart $aver® Prescriptive - HVAC | 7.05% | 2.2177 | 1.964 | 0.90929 | 3.179 | 1.135e-05 | 0 | 3.3409e-05 | 1.5816e-05 | 0 | 3.9303e-05 | 0 | 2.4696e-05 | 3.528e-05 | 6.369e-05 | 0 | 9.0986e-05 | 0 | KY | 10217 | 2018 = Year 1 Template | NRHVAC | HVAC | 65.0958 | 45.34
KY_ EC Plug Fan_ 20 HP | EC Plug Fan_ 20 HP | 5734 | Smart $aver® Prescriptive - IT | 7.05% | 4.9691 | 2.9866 | 0.71285 | 7.5692 | 0 | 0 | 0.014795 | 0 | 0 | 0.017777 | 0 | 0.0039923 | 0.0057033 | 0.028807 | 0 | 0.041153 | 0 | KY | 10257 | 2018 = Year 1 Template | NRIT | Information Technology | 65.0958 | 45.34
KY_ EC Plug Fan_ 3 HP | EC Plug Fan_ 3 HP | 5735 | Smart $aver® Prescriptive - IT | 7.05% | 5.1139 | 1.1616 | 0.71576 | 2.5599 | 0 | 0 | 0.002306 | 0 | 0 | 0.0027708 | 0 | 0.0018367 | 0.0026238 | 0.0044901 | 0 | 0.0064144 | 0 | KY | 10258 | 2018 = Year 1 Template | NRIT | Information Technology | 65.0958 | 45.34
KY_ EC Plug Fan_ 5 HP | EC Plug Fan_ 5 HP | 5736 | Smart $aver® Prescriptive - IT | 7.05% | 5.1139 | 1.6792 | 0.71576 | 3.8389 | 0 | 0 | 0.0038433 | 0 | 0 | 0.004618 | 0 | 0.0020413 | 0.0029161 | 0.0074835 | 0 | 0.010691 | 0 | KY | 10259 | 2018 = Year 1 Template | NRIT | Information Technology | 65.0958 | 45.34
KY_ EC Plug Fan_10 HP | EC Plug Fan_10 HP | 5737 | Smart $aver® Prescriptive - IT | 7.05% | 5.0219 | 2.3061 | 0.71393 | 5.5336 | 0 | 0 | 0.0075022 | 0 | 0 | 0.0090145 | 0 | 0.0027674 | 0.0039534 | 0.014608 | 0 | 0.020868 | 0 | KY | 10260 | 2018 = Year 1 Template | NRIT | Information Technology | 65.0958 | 45.34
KY_ EC Plug Fan_15 HP | EC Plug Fan_15 HP | 5738 | Smart $aver® Prescriptive - IT | 7.05% | 4.9691 | 2.6114 | 0.71285 | 6.424 | 0 | 0 | 0.011096 | 0 | 0 | 0.013333 | 0 | 0.003528 | 0.00504 | 0.021605 | 0 | 0.030865 | 0 | KY | 10261 | 2018 = Year 1 Template | NRIT | Information Technology | 65.0958 | 45.34
KY_ EC Plug Fan_2 HP | EC Plug Fan_2 HP | 5739 | Smart $aver® Prescriptive - IT | 7.05% | 5.2449 | 0.88022 | 0.71827 | 1.8988 | 0 | 0 | 0.0015906 | 0 | 0 | 0.0019113 | 0 | 0.0017054 | 0.0024363 | 0.0030972 | 0 | 0.0044246 | 0 | KY | 10262 | 2018 = Year 1 Template | NRIT | Information Technology | 65.0958 | 45.34
KY_ EC Plug Fan_7.5 HP | EC Plug Fan_7.5 HP | 5740 | Smart $aver® Prescriptive - IT | 7.05% | 5.0508 | 2.0157 | 0.71451 | 4.7293 | 0 | 0 | 0.0056699 | 0 | 0 | 0.0068129 | 0 | 0.0024463 | 0.0034947 | 0.01104 | 0 | 0.015772 | 0 | KY | 10263 | 2018 = Year 1 Template | NRIT | Information Technology | 65.0958 | 45.34
KY_ ECM Case Motors | ECM Case Motors | 1147 | Smart $aver® Prescriptive - Energy Star Food Service Products | 7.05% | 3.0806 | 2.1515 | 0.82157 | 4.3692 | 874.5276 | 0 | 5764.5028 | 924.0564 | 0 | 6750.5771 | 0 | 2827.2726 | 3534.0907 | 10939.2149 | 0 | 13674.0187 | 0 | KY | 3741 | 2018 = Year 1 Template | NRFS | Food Service Products | 65.0958 | 45.34
KY_ ECM Cooler and Freezer Motors - ECM replacing PSC | ECM Cooler and Freezer Motors - ECM replacing PSC | 1148 | Smart $aver® Prescriptive - Energy Star Food Service Products | 7.05% | 8.4121 | 6.7722 | 0.97707 | 19.5959 | 2181.9652 | 0 | 16121.7167 | 2567.0739 | 0 | 18879.4932 | 0 | 1602.1211 | 2002.6514 | 30593.9523 | 0 | 38242.4404 | 0 | KY | 3746 | 2018 = Year 1 Template | NRFS | Food Service Products | 65.0958 | 45.34
KY_ ECM Cooler and Freezer Motors - ECM replacing SP | ECM Cooler and Freezer Motors - ECM replacing SP | 1149 | Smart $aver® Prescriptive - Energy Star Food Service Products | 7.05% | 4.4026 | 3.182 | 0.88299 | 6.8146 | 679.0836 | 0 | 5017.4923 | 793.3363 | 0 | 5875.7832 | 0 | 1507.8787 | 1884.8484 | 9521.6238 | 0 | 11902.0297 | 0 | KY | 3751 | 2018 = Year 1 Template | NRFS | Food Service Products | 65.0958 | 45.34
KY_ ECM for HVAC fan_ 1 HP | ECM for HVAC fan_ 1 HP | 5695 | Smart $aver® Prescriptive - HVAC | 7.05% | 9.1707 | 4.5166 | 1.2756 | 6.774 | 0.00027949 | 0 | 0.00091256 | 0.00039131 | 0 | 0.0010686 | 0 | 0.0002646 | 0.000378 | 0.0017317 | 0 | 0.0024739 | 0 | KY | 10218 | 2018 = Year 1 Template | NRHVAC | HVAC | 65.0958 | 45.34
KY_ ECM for HVAC fan_ 3 qrtr HP | ECM for HVAC fan_ 3 qrtr HP | 5696 | Smart $aver® Prescriptive - HVAC | 7.05% | 14.7022 | 5.2191 | 1.346 | 7.8223 | 0.00020962 | 0 | 0.00068442 | 0.00029348 | 0 | 0.00080149 | 0 | 0.00016793 | 0.0002399 | 0.0012988 | 0 | 0.0018554 | 0 | KY | 10219 | 2018 = Year 1 Template | NRHVAC | HVAC | 65.0958 | 45.34
KY_ ECM for HVAC fan_ half HP | ECM for HVAC fan_ half HP | 5697 | Smart $aver® Prescriptive - HVAC | 7.05% | 8.3084 | 4.3457 | 1.2574 | 6.5211 | 0.00013975 | 0 | 0.00045628 | 0.00019566 | 0 | 0.00053432 | 0 | 0.0001383 | 0.00019757 | 0.00086586 | 0 | 0.0012369 | 0 | KY | 10220 | 2018 = Year 1 Template | NRHVAC | HVAC | 65.0958 | 45.34
KY_ ECM for HVAC fan_ qrtr HP | ECM for HVAC fan_ qrtr HP | 5698 | Smart $aver® Prescriptive - HVAC | 7.05% | 4.3081 | 3.2174 | 1.1025 | 4.953 | 6.9873e-05 | 0 | 0.00022814 | 9.7828e-05 | 0 | 0.00026716 | 0 | 9.6667e-05 | 0.0001381 | 0.00043293 | 0 | 0.00061847 | 0 | KY | 10221 | 2018 = Year 1 Template | NRHVAC | HVAC | 65.0958 | 45.34
KY_ ECM for HVAC fan_ third HP | ECM for HVAC fan_ third HP | 5699 | Smart $aver® Prescriptive - HVAC | 7.05% | 5.7249 | 3.7014 | 1.177 | 5.6059 | 9.2232e-05 | 0 | 0.00030115 | 0.00012913 | 0 | 0.00035265 | 0 | 0.00010937 | 0.00015624 | 0.00057147 | 0 | 0.00081639 | 0 | KY | 10222 | 2018 = Year 1 Template | NRHVAC | HVAC | 65.0958 | 45.34
KY_ Energy Education Program for Schools - Curriculum | Energy Education Program for Schools - Curriculum | 256 | Energy Efficiency Education Program for Schools | 7.05% | 5.0253 | 50.7101 | 1.1827 |  | 4315.8497 | 0 | 9111.2261 | 5725.3751 | 0 | 12382.0675 | 0 | 0 | 0 | 19428.5036 | 0 | 17771.0613 | 0 | KY | 918 | 2018 = Year 1 Template | K12CFL | Energy Education Program for Schools | 65.0958 | 45.34
KY_ Energy Education Program for Schools | Energy Education Program for Schools | 1012 | Energy Efficiency Education Program for Schools | 7.05% | 2.0867 | 2.7915 | 0.79012 |  | 33497.0101 | 0 | 115391.0229 | 47540.7684 | 0 | 154473.4865 | 0 | 0 | 0 | 242381.8713 | 0 | 242381.8713 | 0 | KY | 5130 | 2018 = Year 1 Template | K12PRF | Energy Education Program for Schools | 65.0958 | 45.34
KY_ ENERGY STAR Commercial Glass Door Freezers 15 to 30 ft3 - var | ENERGY STAR Commercial Glass Door Freezers 15 to 30 ft3 - var | 882 | Smart $aver® Prescriptive - Energy Star Food Service Products | 7.05% | 5.4349 | 2.0116 | 0.91195 | 3.8033 | 7.7592e-05 | 0 | 0.00060051 | 0.00011059 | 0 | 0.00071973 | 0 | 0.00032256 | 0.0004032 | 0.0011663 | 0 | 0.0014579 | 0 | KY | 2898 | 2018 = Year 1 Template | NRFS | Food Service Products | 65.0958 | 45.34
KY_ ENERGY STAR Commercial Glass Door Freezers 30 to 50ft3 - var | ENERGY STAR Commercial Glass Door Freezers 30 to 50ft3 - var | 884 | Smart $aver® Prescriptive - Energy Star Food Service Products | 7.05% | 6.6184 | 2.6582 | 0.94009 | 5.2586 | 448.7735 | 0 | 3474.0259 | 639.6292 | 0 | 4163.8067 | 0 | 1329.0598 | 1661.3247 | 6747.39 | 0 | 8434.2375 | 0 | KY | 2900 | 2018 = Year 1 Template | NRFS | Food Service Products | 65.0958 | 45.34
KY_ ENERGY STAR Commercial Glass Door Freezers less than 15ft3 - var | ENERGY STAR Commercial Glass Door Freezers less than 15ft3 - var | 880 | Smart $aver® Prescriptive - Energy Star Food Service Products | 7.05% | 6.1861 | 3.7368 | 0.93047 | 8.4791 | 6.5394e-05 | 0 | 0.00050732 | 9.3206e-05 | 0 | 0.00060803 | 0 | 0.00012096 | 0.0001512 | 0.00098531 | 0 | 0.0012316 | 0 | KY | 2896 | 2018 = Year 1 Template | NRFS | Food Service Products | 65.0958 | 45.34
KY_ ENERGY STAR Commercial Glass Door Freezers more than 50ft3 - var | ENERGY STAR Commercial Glass Door Freezers more than 50ft3 - var | 886 | Smart $aver® Prescriptive - Energy Star Food Service Products | 7.05% | 7.8405 | 3.52 | 0.96134 | 7.5172 | 825.459 | 0 | 6391.3456 | 1176.5125 | 0 | 7660.3712 | 0 | 1691.5306 | 2114.4133 | 12413.5234 | 0 | 15516.9043 | 0 | KY | 2902 | 2018 = Year 1 Template | NRFS | Food Service Products | 65.0958 | 45.34
KY_ ENERGY STAR Commercial Glass Door Refrigerators 15 to 30 ft3 - var | ENERGY STAR Commercial Glass Door Refrigerators 15 to 30 ft3 - var | 890 | Smart $aver® Prescriptive - Energy Star Food Service Products | 7.05% | 2.5175 | 0.60802 | 0.76292 | 1.1142 | 38.5823 | 0 | 299.903 | 54.9907 | 0 | 359.4498 | 0 | 604.1181 | 755.1476 | 582.4834 | 0 | 728.1042 | 0 | KY | 2906 | 2018 = Year 1 Template | NRFS | Food Service Products | 65.0958 | 45.34
KY_ ENERGY STAR Commercial Glass Door Refrigerators 30 to 50ft3 - var | ENERGY STAR Commercial Glass Door Refrigerators 30 to 50ft3 - var | 892 | Smart $aver® Prescriptive - Energy Star Food Service Products | 7.05% | 2.135 | 0.44873 | 0.72387 | 0.83386 | 168.5439 | 0 | 1307.3615 | 240.2227 | 0 | 1566.943 | 0 | 3624.7085 | 4530.8856 | 2539.2091 | 0 | 3174.0113 | 0 | KY | 2908 | 2018 = Year 1 Template | NRFS | Food Service Products | 65.0958 | 45.34
KY_ ENERGY STAR Commercial Glass Door Refrigerators less than 15ft3 - var | ENERGY STAR Commercial Glass Door Refrigerators less than 15ft3 - var | 888 | Smart $aver® Prescriptive - Energy Star Food Service Products | 7.05% | 3.6379 | 1.238 | 0.84121 | 2.2843 | 2.7784e-05 | 0 | 0.00021635 | 3.96e-05 | 0 | 0.0002593 | 0 | 0.0002016 | 0.000252 | 0.0004202 | 0 | 0.00052525 | 0 | KY | 2904 | 2018 = Year 1 Template | NRFS | Food Service Products | 65.0958 | 45.34
KY_ ENERGY STAR Commercial Glass Door Refrigerators more than 50ft3 - var | ENERGY STAR Commercial Glass Door Refrigerators more than 50ft3 - var | 894 | Smart $aver® Prescriptive - Energy Star Food Service Products | 7.05% | 2.1145 | 0.46114 | 0.72218 | 0.85898 | 104.5784 | 0 | 806.326 | 149.0539 | 0 | 966.425 | 0 | 2174.8251 | 2718.5313 | 1566.0781 | 0 | 1957.5976 | 0 | KY | 2910 | 2018 = Year 1 Template | NRFS | Food Service Products | 65.0958 | 45.34
KY_ ENERGY STAR Commercial Solid Door Freezers 15 to 30 ft3 - var | ENERGY STAR Commercial Solid Door Freezers 15 to 30 ft3 - var | 898 | Smart $aver® Prescriptive - Energy Star Food Service Products | 7.05% | 3.094 | 0.95615 | 0.80877 | 1.7554 | 50.2586 | 0 | 390.1433 | 71.6327 | 0 | 467.6077 | 0 | 483.2945 | 604.1181 | 757.7516 | 0 | 947.1895 | 0 | KY | 2914 | 2018 = Year 1 Template | NRFS | Food Service Products | 65.0958 | 45.34
KY_ ENERGY STAR Commercial Solid Door Freezers 30 to 50ft3 - var | ENERGY STAR Commercial Solid Door Freezers 30 to 50ft3 - var | 900 | Smart $aver® Prescriptive - Energy Star Food Service Products | 7.05% | 4.1278 | 1.3396 | 0.86556 | 2.4493 | 6.675e-05 | 0 | 0.00051781 | 9.5137e-05 | 0 | 0.0006206 | 0 | 0.00044352 | 0.0005544 | 0.0010057 | 0 | 0.0012571 | 0 | KY | 2916 | 2018 = Year 1 Template | NRFS | Food Service Products | 65.0958 | 45.34
KY_ ENERGY STAR Commercial Solid Door Freezers less than 15ft3 - var | ENERGY STAR Commercial Solid Door Freezers less than 15ft3 - var | 896 | Smart $aver® Prescriptive - Energy Star Food Service Products | 7.05% | 3.1595 | 1.6186 | 0.81364 | 3.1961 | 34.521 | 0 | 267.1292 | 49.2022 | 0 | 320.1686 | 0 | 181.2354 | 226.5443 | 518.8288 | 0 | 648.536 | 0 | KY | 2912 | 2018 = Year 1 Template | NRFS | Food Service Products | 65.0958 | 45.34
KY_ ENERGY STAR Commercial Solid Door Freezers more than 50ft3 - var | ENERGY STAR Commercial Solid Door Freezers more than 50ft3 - var | 902 | Smart $aver® Prescriptive - Energy Star Food Service Products | 7.05% | 5.8066 | 2.133 | 0.92171 | 4.0521 | 0.00014536 | 0 | 0.0011258 | 0.00020718 | 0 | 0.0013493 | 0 | 0.00056448 | 0.0007056 | 0.0021865 | 0 | 0.0027332 | 0 | KY | 2918 | 2018 = Year 1 Template | NRFS | Food Service Products | 65.0958 | 45.34
KY_ ENERGY STAR Commercial Solid Door Refrigerators 15 to 30 ft3 - var | ENERGY STAR Commercial Solid Door Refrigerators 15 to 30 ft3 - var | 906 | Smart $aver® Prescriptive - Energy Star Food Service Products | 7.05% | 1.8847 | 0.43489 | 0.69349 | 0.8284 | 27.4138 | 0 | 211.0096 | 39.0724 | 0 | 252.9063 | 0 | 604.1181 | 755.1476 | 409.8311 | 0 | 512.2889 | 0 | KY | 2922 | 2018 = Year 1 Template | NRFS | Food Service Products | 65.0958 | 45.34
KY_ ENERGY STAR Commercial Solid Door Refrigerators 30 to 50ft3 - var | ENERGY STAR Commercial Solid Door Refrigerators 30 to 50ft3 - var | 908 | Smart $aver® Prescriptive - Energy Star Food Service Products | 7.05% | 2.2841 | 0.48542 | 0.74017 | 0.89352 | 45.6896 | 0 | 354.6757 | 65.1206 | 0 | 425.0979 | 0 | 906.1771 | 1132.7214 | 688.8651 | 0 | 861.0814 | 0 | KY | 2924 | 2018 = Year 1 Template | NRFS | Food Service Products | 65.0958 | 45.34
KY_ ENERGY STAR Commercial Solid Door Refrigerators less than 15ft3 - var | ENERGY STAR Commercial Solid Door Refrigerators less than 15ft3 - var | 904 | Smart $aver® Prescriptive - Energy Star Food Service Products | 7.05% | 1.6573 | 0.4939 | 0.6601 | 0.97945 | 1.0504e-05 | 0 | 8.0907e-05 | 1.4971e-05 | 0 | 9.6969e-05 | 0 | 0.0002016 | 0.000252 | 0.00015714 | 0 | 0.00019642 | 0 | KY | 2920 | 2018 = Year 1 Template | NRFS | Food Service Products | 65.0958 | 45.34
KY_ ENERGY STAR Commercial Solid Door Refrigerators more than 50ft3 - var | ENERGY STAR Commercial Solid Door Refrigerators more than 50ft3 - var | 910 | Smart $aver® Prescriptive - Energy Star Food Service Products | 7.05% | 2.5537 | 0.57544 | 0.76632 | 1.0474 | 4.3709e-05 | 0 | 0.00033951 | 6.2298e-05 | 0 | 0.00040691 | 0 | 0.00072576 | 0.0009072 | 0.00065939 | 0 | 0.00082424 | 0 | KY | 2926 | 2018 = Year 1 Template | NRFS | Food Service Products | 65.0958 | 45.34
KY_ Energy Star Room AC over 14,000 Btu hr | Energy Star Room AC over 14,000 Btu hr | 518 | Smart $aver® Prescriptive - HVAC | 7.05% | 5.8305 | 3.5794 | 2.2692 | 2.2973 | 0.00011947 | 0 | 8.3567e-05 | 0.00017075 | 0 | 0.00010062 | 0 | 9.072e-05 | 0.0001008 | 0.00016305 | 0 | 0.00018116 | 0 | KY | 2173 | 2018 = Year 1 Template | NRHVAC | HVAC | 65.0958 | 45.34
KY_ Energy Star Room AC under 14,000 Btu hr | Energy Star Room AC under 14,000 Btu hr | 519 | Smart $aver® Prescriptive - HVAC | 7.05% | 6.9323 | 3.2052 | 2.425 | 1.9194 | 7.3068e-05 | 0 | 5.0849e-05 | 0.00010443 | 0 | 6.1224e-05 | 0 | 6.3504e-05 | 7.056e-05 | 9.9212e-05 | 0 | 0.00011024 | 0 | KY | 2174 | 2018 = Year 1 Template | NRHVAC | HVAC | 65.0958 | 45.34
KY_ Engine Block Heater Timer | Engine Block Heater Timer | 8829 | Smart $aver® Prescriptive - Process Equipment | 7.05% | #DIV/0! | #DIV/0! | #DIV/0! |  | 0 | 0 | 0 | 0 | 0 | 0 | 0 | 0 | 0 | 0 | 0 | 0 | 0 | KY | 16144 | 2018 = Year 1 Template | NRPROC | Process Equipment | 65.0958 | 45.34
KY_ Engineered Nozzles - COMPRESS AIR | Engineered Nozzles - COMPRESS AIR | 534 | Smart $aver® Prescriptive - Process Equipment | 7.05% | 7.5756 | 5.6858 | 1.5112 | 12.8284 | 0.00018428 | 0 | 0.00038173 | 0.00026109 | 0 | 0.00043815 | 0 | 5.6448e-05 | 8.064e-05 | 0.00071002 | 0 | 0.0010143 | 0 | KY | 2176 | 2018 = Year 1 Template | NRPROC | Process Equipment | 65.0958 | 45.34
KY_ Escalator Motor Efficiency Controller | Escalator Motor Efficiency Controller | 8830 | Smart $aver® Prescriptive - Motors/Pumps/VFD | 7.05% | #DIV/0! | #DIV/0! | #DIV/0! |  | 0 | 0 | 0 | 0 | 0 | 0 | 0 | 0 | 0 | 0 | 0 | 0 | 0 | KY | 16145 | 2018 = Year 1 Template | NRP&M | Pumps and Drives | 65.0958 | 45.34
KY_ Exterior HID replacement above 175W to 250W HID retrofit | Exterior HID replacement above 175W to 250W HID retrofit | 1150 | Smart $aver® Prescriptive - Lighting | 7.05% | 1.4105 | 0.24764 | 0.47124 | 0.69612 | 0 | 0 | 18095.9214 | 0 | 0 | 25571.1336 | 0 | 69512.0226 | 92682.6968 | 41437.661 | 0 | 55250.2147 | 0 | KY | 3756 | 2018 = Year 1 Template | NRLTG | Lighting | 65.0958 | 45.34
KY_ Exterior HID replacement above 250W to 400W HID retrofit | Exterior HID replacement above 250W to 400W HID retrofit | 1151 | Smart $aver® Prescriptive - Lighting | 7.05% | 1.1001 | 0.26503 | 0.43064 | 0.7896 | 0 | 0 | 74806.9003 | 0 | 0 | 105708.7504 | 0 | 267821.0341 | 357094.7122 | 171299.538 | 0 | 228399.384 | 0 | KY | 3761 | 2018 = Year 1 Template | NRLTG | Lighting | 65.0958 | 45.34
KY_ Exterior HID replacement above 400W HID retrofit | Exterior HID replacement above 400W HID retrofit | 1152 | Smart $aver® Prescriptive - Lighting | 7.05% | 1.1651 | 0.37289 | 0.44026 | 1.1209 | 0 | 0 | 110853.9496 | 0 | 0 | 156646.4115 | 0 | 275651.124 | 367534.8321 | 253843.2989 | 0 | 338457.7318 | 0 | KY | 3766 | 2018 = Year 1 Template | NRLTG | Lighting | 65.0958 | 45.34
KY_ Exterior HID replacement to 175W HID retrofit | Exterior HID replacement to 175W HID retrofit | 1153 | Smart $aver® Prescriptive - Lighting | 7.05% | 1.2326 | 0.21098 | 0.44956 | 0.60519 | 0 | 0 | 26722.5958 | 0 | 0 | 37761.3856 | 0 | 121126.6968 | 161502.2624 | 61191.7925 | 0 | 81589.0566 | 0 | KY | 3771 | 2018 = Year 1 Template | NRLTG | Lighting | 65.0958 | 45.34
KY_ Faucet Aerator (DI) - COMM, pvt use 0.5 gpm | Faucet Aerator (DI) - COMM, pvt use 0.5 gpm | 3000 | Smart $aver® Prescriptive - HVAC | 7.05% | 8.7329 | 7.3044 | 1.0748 | 17.3691 | 1.0732e-05 | 0 | 5.5017e-05 | 1.5271e-05 | 0 | 6.6107e-05 | 0 | 6.3504e-06 | 9.072e-06 | 0.00010713 | 0 | 0.00015304 | 0 | KY | 6863 | 2018 = Year 1 Template | NRHVAC | HVAC | 65.0958 | 45.34
KY_ Faucet Aerator (DI) - COMM, pvt use 1.0 gpm | Faucet Aerator (DI) - COMM, pvt use 1.0 gpm | 3003 | Smart $aver® Prescriptive - HVAC | 7.05% | 7.1668 | 5.844 | 1.0497 | 12.4199 | 7.666e-06 | 0 | 3.8876e-05 | 1.0908e-05 | 0 | 4.6712e-05 | 0 | 6.3504e-06 | 9.072e-06 | 7.5696e-05 | 0 | 0.00010814 | 0 | KY | 6866 | 2018 = Year 1 Template | NRHVAC | HVAC | 65.0958 | 45.34
KY_ Faucet Aerator (DI) - Commercial, public use 0.5 gpm | Faucet Aerator (DI) - Commercial, public use 0.5 gpm | 2999 | Smart $aver® Prescriptive - HVAC | 7.05% | 11.7404 | 11.1731 | 0.8249 | 121.1627 | 1.0732e-05 | 0 | 0.00039353 | 1.5271e-05 | 0 | 0.00047286 | 0 | 6.3504e-06 | 9.072e-06 | 0.00076626 | 0 | 0.0010947 | 0 | KY | 6862 | 2018 = Year 1 Template | NRHVAC | HVAC | 65.0958 | 45.34
KY_ Faucet Aerator (DI) - Commercial, public use 1.0 gpm | Faucet Aerator (DI) - Commercial, public use 1.0 gpm | 3002 | Smart $aver® Prescriptive - HVAC | 7.05% | 11.1047 | 10.3978 | 0.82215 | 85.6819 | 7.666e-06 | 0 | 0.00027781 | 1.0908e-05 | 0 | 0.00033381 | 0 | 6.3504e-06 | 9.072e-06 | 0.00054094 | 0 | 0.00077277 | 0 | KY | 6865 | 2018 = Year 1 Template | NRHVAC | HVAC | 65.0958 | 45.34
KY_ Faucet Aerator (DI) - School, public use 0.5 gpm | Faucet Aerator (DI) - School, public use 0.5 gpm | 3001 | Smart $aver® Prescriptive - HVAC | 7.05% | 11.4527 | 10.7575 | 0.83912 | 91.119 | 1.0732e-05 | 0 | 0.00029555 | 1.5271e-05 | 0 | 0.00035512 | 0 | 6.3504e-06 | 9.072e-06 | 0.00057547 | 0 | 0.0008221 | 0 | KY | 6864 | 2018 = Year 1 Template | NRHVAC | HVAC | 65.0958 | 45.34
KY_ Faucet Aerator (DI) - School, public use 1.0 gpm | Faucet Aerator (DI) - School, public use 1.0 gpm | 3004 | Smart $aver® Prescriptive - HVAC | 7.05% | 10.674 | 9.8351 | 0.83545 | 64.4212 | 7.666e-06 | 0 | 0.00020847 | 1.0908e-05 | 0 | 0.0002505 | 0 | 6.3504e-06 | 9.072e-06 | 0.00040593 | 0 | 0.00057989 | 0 | KY | 6867 | 2018 = Year 1 Template | NRHVAC | HVAC | 65.0958 | 45.34
KY_ Faucet Aerators MF Direct 1.0 GPM - bath | Faucet Aerators MF Direct 1.0 GPM - bath | 2970 | Residential Smart $aver® | 7.05% | 5.1877 | 6.6443 | 0.81381 |  | 1384.8938 | 0 | 9912.4995 | 1379.3817 | 0 | 13133.4367 | 0 | 0 | 0 | 20607.4651 | 0 | 20607.4651 | 0 | KY | 6702 | 2018 = Year 1 Template | MFEEAR | Residential Smart $aver® Products and Services | 65.0958 | 45.34
KY_ Faucet Aerators MF Direct 1.0 GPM - kitchen | Faucet Aerators MF Direct 1.0 GPM - kitchen | 2971 | Residential Smart $aver® | 7.05% | 3.5595 | 4.8111 | 0.76067 |  | 938.8158 | 0 | 6770.6587 | 935.2451 | 0 | 8935.9402 | 0 | 0 | 0 | 14021.2405 | 0 | 14021.2405 | 0 | KY | 6703 | 2018 = Year 1 Template | MFEEAR | Residential Smart $aver® Products and Services | 65.0958 | 45.34
KY_ Faucet Aerators MF DIY 1.0 GPM - bath | Faucet Aerators MF DIY 1.0 GPM - bath | 2973 | Residential Smart $aver® | 7.05% | #DIV/0! | #DIV/0! | #DIV/0! |  | 0 | 0 | 0 | 0 | 0 | 0 | 0 | 0 | 0 | 0 | 0 | 0 | 0 | KY | 6705 | 2018 = Year 1 Template | MFEEAR | Residential Smart $aver® Products and Services | 65.0958 | 45.34
KY_ Faucet Aerators MF DIY 1.0 GPM - kitchen | Faucet Aerators MF DIY 1.0 GPM - kitchen | 2974 | Residential Smart $aver® | 7.05% | #DIV/0! | #DIV/0! | #DIV/0! |  | 0 | 0 | 0 | 0 | 0 | 0 | 0 | 0 | 0 | 0 | 0 | 0 | 0 | KY | 6706 | 2018 = Year 1 Template | MFEEAR | Residential Smart $aver® Products and Services | 65.0958 | 45.34
KY_ Faucet Aerators SF DIY 1.0 GPM - bath | Faucet Aerators SF DIY 1.0 GPM - bath | 2979 | Residential Smart $aver® | 7.05% | 1.0814 | 1.1576 | 0.509 |  | 9370.5583 | 0 | 68252.6863 | 9333.2622 | 0 | 90430.5051 | 0 | 0 | 0 | 141893.056 | 0 | 177366.3199 | 0 | KY | 6711 | 2018 = Year 1 Template | SFEEAR | Residential Smart $aver® Products and Services | 65.0958 | 45.34
KY_ Faucet Aerators SF DIY 1.0 GPM - kitchen | Faucet Aerators SF DIY 1.0 GPM - kitchen | 2980 | Residential Smart $aver® | 7.05% | 0.9392 | 1.0091 | 0.47577 |  | 2515.3342 | 0 | 18092.0207 | 2505.3228 | 0 | 23970.7864 | 0 | 0 | 0 | 37612.1767 | 0 | 47015.2209 | 0 | KY | 6712 | 2018 = Year 1 Template | SFEEAR | Residential Smart $aver® Products and Services | 65.0958 | 45.34
KY_ FHAC_No Variable Speed_1975-1985 | FHAC_No Variable Speed_1975-1985 | 5630 | Smart $aver® Prescriptive - Energy Star Food Service Products | 7.05% | 8.6843 | 5.9268 | 1.0795 | 9.7008 | 4.2758e-05 | 0 | 0.00023473 | 6.1174e-05 | 0 | 0.00027471 | 0 | 4.8384e-05 | 6.048e-05 | 0.00044517 | 0 | 0.00055646 | 0 | KY | 10153 | 2018 = Year 1 Template | NRFS | Food Service Products | 65.0958 | 45.34
KY_ FHAC_No Variable Speed_1985-1996 | FHAC_No Variable Speed_1985-1996 | 5631 | Smart $aver® Prescriptive - Energy Star Food Service Products | 7.05% | 6.8002 | 4.5905 | 1.0436 | 7.4636 | 3.2361e-05 | 0 | 0.00017766 | 4.6299e-05 | 0 | 0.00020792 | 0 | 4.8384e-05 | 6.048e-05 | 0.00033693 | 0 | 0.00042116 | 0 | KY | 10154 | 2018 = Year 1 Template | NRFS | Food Service Products | 65.0958 | 45.34
KY_ FHAC_No Variable Speed_1996-2003 | FHAC_No Variable Speed_1996-2003 | 5632 | Smart $aver® Prescriptive - Energy Star Food Service Products | 7.05% | 3.8096 | 2.9722 | 0.93139 | 5.0432 | 2.0648e-05 | 0 | 0.00011336 | 2.9542e-05 | 0 | 0.00013266 | 0 | 4.8384e-05 | 6.048e-05 | 0.00021498 | 0 | 0.00026872 | 0 | KY | 10155 | 2018 = Year 1 Template | NRFS | Food Service Products | 65.0958 | 45.34
KY_ FHAC_No Variable Speed_less than 1975 | FHAC_No Variable Speed_less than 1975 | 5633 | Smart $aver® Prescriptive - Energy Star Food Service Products | 7.05% | 8.6531 | 5.9047 | 1.0791 | 9.664 | 4.2587e-05 | 0 | 0.00023379 | 6.0929e-05 | 0 | 0.00027362 | 0 | 4.8384e-05 | 6.048e-05 | 0.00044339 | 0 | 0.00055424 | 0 | KY | 10156 | 2018 = Year 1 Template | NRFS | Food Service Products | 65.0958 | 45.34
KY_ FHAC_Variable Speed_1975-1985 | FHAC_Variable Speed_1975-1985 | 5634 | Smart $aver® Prescriptive - Energy Star Food Service Products | 7.05% | 2.3256 | 2.0602 | 0.80569 | 3.7666 | 6.1112e-05 | 0 | 0.0003355 | 8.7434e-05 | 0 | 0.00039264 | 0 | 0.00020724 | 0.00025906 | 0.00063627 | 0 | 0.00079534 | 0 | KY | 10157 | 2018 = Year 1 Template | NRFS | Food Service Products | 65.0958 | 45.34
KY_ FHAC_Variable Speed_1985-1996 | FHAC_Variable Speed_1985-1996 | 5635 | Smart $aver® Prescriptive - Energy Star Food Service Products | 7.05% | 2.3256 | 2.0602 | 0.80569 | 3.7666 | 6.1112e-05 | 0 | 0.0003355 | 8.7434e-05 | 0 | 0.00039264 | 0 | 0.00020724 | 0.00025906 | 0.00063627 | 0 | 0.00079534 | 0 | KY | 10158 | 2018 = Year 1 Template | NRFS | Food Service Products | 65.0958 | 45.34
KY_ FHAC_Variable Speed_1996-2003 | FHAC_Variable Speed_1996-2003 | 5636 | Smart $aver® Prescriptive - Energy Star Food Service Products | 7.05% | 2.3256 | 2.0602 | 0.80569 | 3.7666 | 6.1112e-05 | 0 | 0.0003355 | 8.7434e-05 | 0 | 0.00039264 | 0 | 0.00020724 | 0.00025906 | 0.00063627 | 0 | 0.00079534 | 0 | KY | 10159 | 2018 = Year 1 Template | NRFS | Food Service Products | 65.0958 | 45.34
KY_ FHAC_Variable Speed_less than 1975 | FHAC_Variable Speed_less than 1975 | 5637 | Smart $aver® Prescriptive - Energy Star Food Service Products | 7.05% | 2.3256 | 2.0602 | 0.80569 | 3.7666 | 6.1112e-05 | 0 | 0.0003355 | 8.7434e-05 | 0 | 0.00039264 | 0 | 0.00020724 | 0.00025906 | 0.00063627 | 0 | 0.00079534 | 0 | KY | 10160 | 2018 = Year 1 Template | NRFS | Food Service Products | 65.0958 | 45.34
KY_ FHWC_No Variable Speed_1975-1985 | FHWC_No Variable Speed_1975-1985 | 5638 | Smart $aver® Prescriptive - Energy Star Food Service Products | 7.05% | 14.5535 | 10.2722 | 1.1365 | 17.7125 | 7.9989e-05 | 0 | 0.00043913 | 0.00011444 | 0 | 0.00051393 | 0 | 4.8384e-05 | 6.048e-05 | 0.00083281 | 0 | 0.001041 | 0 | KY | 10161 | 2018 = Year 1 Template | NRFS | Food Service Products | 65.0958 | 45.34
KY_ FHWC_No Variable Speed_1985-1996 | FHWC_No Variable Speed_1985-1996 | 5639 | Smart $aver® Prescriptive - Energy Star Food Service Products | 7.05% | 9.2531 | 6.331 | 1.0878 | 10.3821 | 4.5924e-05 | 0 | 0.00025211 | 6.5704e-05 | 0 | 0.00029506 | 0 | 4.8384e-05 | 6.048e-05 | 0.00047814 | 0 | 0.00059767 | 0 | KY | 10162 | 2018 = Year 1 Template | NRFS | Food Service Products | 65.0958 | 45.34
KY_ FHWC_No Variable Speed_1996-2003 | FHWC_No Variable Speed_1996-2003 | 5640 | Smart $aver® Prescriptive - Energy Star Food Service Products | 7.05% | 6.5634 | 4.4215 | 1.0378 | 7.1785 | 3.1036e-05 | 0 | 0.00017038 | 4.4403e-05 | 0 | 0.0001994 | 0 | 4.8384e-05 | 6.048e-05 | 0.00032313 | 0 | 0.00040391 | 0 | KY | 10163 | 2018 = Year 1 Template | NRFS | Food Service Products | 65.0958 | 45.34
KY_ FHWC_No Variable Speed_less than 1975 | FHWC_No Variable Speed_less than 1975 | 5641 | Smart $aver® Prescriptive - Energy Star Food Service Products | 7.05% | 14.4673 | 10.2068 | 1.136 | 17.5847 | 7.9396e-05 | 0 | 0.00043587 | 0.00011359 | 0 | 0.00051011 | 0 | 4.8384e-05 | 6.048e-05 | 0.00082663 | 0 | 0.0010333 | 0 | KY | 10164 | 2018 = Year 1 Template | NRFS | Food Service Products | 65.0958 | 45.34
KY_ FHWC_Variable Speed_1975-1985 | FHWC_Variable Speed_1975-1985 | 5642 | Smart $aver® Prescriptive - Energy Star Food Service Products | 7.05% | 7.3475 | 5.0011 | 1.0557 | 8.1352 | 8.6892e-05 | 0 | 0.00047702 | 0.00012432 | 0 | 0.00055827 | 0 | 0.00011854 | 0.00014818 | 0.00090467 | 0 | 0.0011308 | 0 | KY | 10165 | 2018 = Year 1 Template | NRFS | Food Service Products | 65.0958 | 45.34
KY_ FHWC_Variable Speed_1985-1996 | FHWC_Variable Speed_1985-1996 | 5643 | Smart $aver® Prescriptive - Energy Star Food Service Products | 7.05% | 5.0824 | 3.4154 | 0.99213 | 5.5782 | 5.7779e-05 | 0 | 0.0003172 | 8.2665e-05 | 0 | 0.00037123 | 0 | 0.00011854 | 0.00014818 | 0.00060157 | 0 | 0.00075196 | 0 | KY | 10166 | 2018 = Year 1 Template | NRFS | Food Service Products | 65.0958 | 45.34
KY_ FHWC_Variable Speed_1996-2003 | FHWC_Variable Speed_1996-2003 | 5644 | Smart $aver® Prescriptive - Energy Star Food Service Products | 7.05% | 3.0031 | 2.3542 | 0.874 | 4.0886 | 3.9658e-05 | 0 | 0.00021771 | 5.6738e-05 | 0 | 0.0002548 | 0 | 0.00011854 | 0.00014818 | 0.00041289 | 0 | 0.00051612 | 0 | KY | 10167 | 2018 = Year 1 Template | NRFS | Food Service Products | 65.0958 | 45.34
KY_ FHWC_Variable Speed_less than 1975 | FHWC_Variable Speed_less than 1975 | 5645 | Smart $aver® Prescriptive - Energy Star Food Service Products | 7.05% | 7.2994 | 4.9671 | 1.0547 | 8.0796 | 8.6259e-05 | 0 | 0.00047355 | 0.00012341 | 0 | 0.00055421 | 0 | 0.00011854 | 0.00014818 | 0.00089808 | 0 | 0.0011226 | 0 | KY | 10168 | 2018 = Year 1 Template | NRFS | Food Service Products | 65.0958 | 45.34
KY_ Floating Suction_1975-1985 | Floating Suction_1975-1985 | 5646 | Smart $aver® Prescriptive - Energy Star Food Service Products | 7.05% | 5.8937 | 4.1387 | 0.74627 | 9.7929 | 0 | 0 | 0.00010647 | 0 | 0 | 0.00012461 | 0 | 2.1773e-05 | 2.7216e-05 | 0.00020193 | 0 | 0.00025241 | 0 | KY | 10169 | 2018 = Year 1 Template | NRFS | Food Service Products | 65.0958 | 45.34
KY_ Floating Suction_1985-1996 | Floating Suction_1985-1996 | 5647 | Smart $aver® Prescriptive - Energy Star Food Service Products | 7.05% | 4.7746 | 3.3244 | 0.72476 | 7.8222 | 0 | 0 | 8.385e-05 | 0 | 0 | 9.8132e-05 | 0 | 2.1773e-05 | 2.7216e-05 | 0.00015902 | 0 | 0.00019878 | 0 | KY | 10170 | 2018 = Year 1 Template | NRFS | Food Service Products | 65.0958 | 45.34
KY_ Floating Suction_1996-2003 | Floating Suction_1996-2003 | 5648 | Smart $aver® Prescriptive - Energy Star Food Service Products | 7.05% | 4.2928 | 2.9779 | 0.71262 | 7.0057 | 0 | 0 | 7.4476e-05 | 0 | 0 | 8.7162e-05 | 0 | 2.1773e-05 | 2.7216e-05 | 0.00014124 | 0 | 0.00017656 | 0 | KY | 10171 | 2018 = Year 1 Template | NRFS | Food Service Products | 65.0958 | 45.34
KY_ Floating Suction_less than 1975 | Floating Suction_less than 1975 | 5649 | Smart $aver® Prescriptive - Energy Star Food Service Products | 7.05% | 5.8457 | 4.1036 | 0.74549 | 9.7068 | 0 | 0 | 0.00010549 | 0 | 0 | 0.00012345 | 0 | 2.1773e-05 | 2.7216e-05 | 0.00020005 | 0 | 0.00025007 | 0 | KY | 10172 | 2018 = Year 1 Template | NRFS | Food Service Products | 65.0958 | 45.34
KY_ Fluorescent Delamping 2ft T8 with Reflector | Fluorescent Delamping 2ft T8 with Reflector | 8831 | Smart $aver® Prescriptive - Lighting | 7.05% | #DIV/0! | #DIV/0! | #DIV/0! |  | 0 | 0 | 0 | 0 | 0 | 0 | 0 | 0 | 0 | 0 | 0 | 0 | 0 | KY | 16146 | 2018 = Year 1 Template | NRLTG | Lighting | 65.0958 | 45.34
KY_ Fluorescent Delamping 2ft T8 | Fluorescent Delamping 2ft T8 | 8832 | Smart $aver® Prescriptive - Lighting | 7.05% | #DIV/0! | #DIV/0! | #DIV/0! |  | 0 | 0 | 0 | 0 | 0 | 0 | 0 | 0 | 0 | 0 | 0 | 0 | 0 | KY | 16147 | 2018 = Year 1 Template | NRLTG | Lighting | 65.0958 | 45.34
KY_ Fluorescent Delamping 3ft T8 with Reflector | Fluorescent Delamping 3ft T8 with Reflector | 8833 | Smart $aver® Prescriptive - Lighting | 7.05% | #DIV/0! | #DIV/0! | #DIV/0! |  | 0 | 0 | 0 | 0 | 0 | 0 | 0 | 0 | 0 | 0 | 0 | 0 | 0 | KY | 16148 | 2018 = Year 1 Template | NRLTG | Lighting | 65.0958 | 45.34
KY_ Fluorescent Delamping 3ft T8 | Fluorescent Delamping 3ft T8 | 8834 | Smart $aver® Prescriptive - Lighting | 7.05% | #DIV/0! | #DIV/0! | #DIV/0! |  | 0 | 0 | 0 | 0 | 0 | 0 | 0 | 0 | 0 | 0 | 0 | 0 | 0 | KY | 16149 | 2018 = Year 1 Template | NRLTG | Lighting | 65.0958 | 45.34
KY_ Fluorescent Delamping 4ft T8 with Reflector | Fluorescent Delamping 4ft T8 with Reflector | 8835 | Smart $aver® Prescriptive - Lighting | 7.05% | #DIV/0! | #DIV/0! | #DIV/0! |  | 0 | 0 | 0 | 0 | 0 | 0 | 0 | 0 | 0 | 0 | 0 | 0 | 0 | KY | 16150 | 2018 = Year 1 Template | NRLTG | Lighting | 65.0958 | 45.34
KY_ Fluorescent Delamping 4ft T8 | Fluorescent Delamping 4ft T8 | 8836 | Smart $aver® Prescriptive - Lighting | 7.05% | #DIV/0! | #DIV/0! | #DIV/0! |  | 0 | 0 | 0 | 0 | 0 | 0 | 0 | 0 | 0 | 0 | 0 | 0 | 0 | KY | 16151 | 2018 = Year 1 Template | NRLTG | Lighting | 65.0958 | 45.34
KY_ Fluorescent Delamping 8ft T8 with Reflector | Fluorescent Delamping 8ft T8 with Reflector | 8837 | Smart $aver® Prescriptive - Lighting | 7.05% | #DIV/0! | #DIV/0! | #DIV/0! |  | 0 | 0 | 0 | 0 | 0 | 0 | 0 | 0 | 0 | 0 | 0 | 0 | 0 | KY | 16152 | 2018 = Year 1 Template | NRLTG | Lighting | 65.0958 | 45.34
KY_ Fluorescent Delamping 8ft T8 | Fluorescent Delamping 8ft T8 | 8838 | Smart $aver® Prescriptive - Lighting | 7.05% | #DIV/0! | #DIV/0! | #DIV/0! |  | 0 | 0 | 0 | 0 | 0 | 0 | 0 | 0 | 0 | 0 | 0 | 0 | 0 | KY | 16153 | 2018 = Year 1 Template | NRLTG | Lighting | 65.0958 | 45.34
KY_ Fryer (Large Vat) | Fryer (Large Vat) | 5650 | Smart $aver® Prescriptive - Energy Star Food Service Products | 7.05% | 2.7172 | 1.7927 | 0.93577 | 2.7434 | 0.00019835 | 0 | 0.00088293 | 0.00028271 | 0 | 0.00095562 | 0 | 0.00069028 | 0.00086285 | 0.0015486 | 0 | 0.0019357 | 0 | KY | 10173 | 2018 = Year 1 Template | NRFS | Food Service Products | 65.0958 | 45.34
KY_ Fryer (Standard Vat) | Fryer (Standard Vat) | 5651 | Smart $aver® Prescriptive - Energy Star Food Service Products | 7.05% | 1.1103 | 0.56856 | 0.6245 | 1.0714 | 7.8848e-05 | 0 | 0.00035098 | 0.00011238 | 0 | 0.00037988 | 0 | 0.00089672 | 0.0011209 | 0.00061558 | 0 | 0.00076948 | 0 | KY | 10174 | 2018 = Year 1 Template | NRFS | Food Service Products | 65.0958 | 45.34
KY_ Garage HID replacement above 175W to 250W HID retrofit | Garage HID replacement above 175W to 250W HID retrofit | 1154 | Smart $aver® Prescriptive - Lighting | 7.05% | 1.0213 | 0.47783 | 0.53609 | 1.0738 | 735.0612 | 0 | 4679.485 | 1042.3478 | 0 | 5722.531 | 0 | 11984.8315 | 15979.7753 | 9273.2807 | 0 | 12364.3742 | 0 | KY | 3776 | 2018 = Year 1 Template | NRLTG | Lighting | 65.0958 | 45.34
KY_ Garage HID replacement above 250W to 400W HID retrofit | Garage HID replacement above 250W to 400W HID retrofit | 1155 | Smart $aver® Prescriptive - Lighting | 7.05% | 1.0472 | 0.50927 | 0.54289 | 1.1438 | 3.9714e-05 | 0 | 0.00025372 | 5.6316e-05 | 0 | 0.00031026 | 0 | 0.0006048 | 0.0008064 | 0.00050278 | 0 | 0.00067037 | 0 | KY | 3781 | 2018 = Year 1 Template | NRLTG | Lighting | 65.0958 | 45.34
KY_ Garage HID replacement above 400W HID retrofit | Garage HID replacement above 400W HID retrofit | 1156 | Smart $aver® Prescriptive - Lighting | 7.05% | 1.1545 | 0.70094 | 0.57039 | 1.5968 | 7.1485e-05 | 0 | 0.00045657 | 0.00010137 | 0 | 0.00055832 | 0 | 0.000756 | 0.001008 | 0.00090475 | 0 | 0.0012063 | 0 | KY | 3786 | 2018 = Year 1 Template | NRLTG | Lighting | 65.0958 | 45.34
KY_ Garage HID replacement to 175W HID retrofit | Garage HID replacement to 175W HID retrofit | 1157 | Smart $aver® Prescriptive - Lighting | 7.05% | 1.0347 | 0.4118 | 0.53957 | 0.90539 | 3908.5291 | 0 | 24944.6822 | 5542.4593 | 0 | 30504.7919 | 0 | 75424.5394 | 100566.0526 | 49432.5847 | 0 | 65910.1129 | 0 | KY | 3791 | 2018 = Year 1 Template | NRLTG | Lighting | 65.0958 | 45.34
KY_ Griddles | Griddles | 316 | Smart $aver® Prescriptive - Energy Star Food Service Products | 7.05% | 3.1072 | 0.4452 | 0.98674 | 0.60625 | 0.00012662 | 0 | 0.00054357 | 0.00018047 | 0 | 0.00058832 | 0 | 0.0018386 | 0.0022982 | 0.00095337 | 0 | 0.0011917 | 0 | KY | 2178 | 2018 = Year 1 Template | NRFS | Food Service Products | 65.0958 | 45.34
KY_ Guest Room Energy Management, Electric Heating | Guest Room Energy Management, Electric Heating | 1158 | Smart $aver® Prescriptive - HVAC | 7.05% | 1.7724 | 0.9609 | 0.76606 | 1.6884 | 14735.5289 | 0 | 54230.2301 | 17581.941 | 0 | 64147.4129 | 0 | 75966.2168 | 108523.1668 | 103949.9773 | 0 | 148499.9675 | 0 | KY | 3796 | 2018 = Year 1 Template | NRHVAC | HVAC | 65.0958 | 45.34
KY_ Guest Room Energy Management, Gas Heating | Guest Room Energy Management, Gas Heating | 1159 | Smart $aver® Prescriptive - HVAC | 7.05% | 2.607 | 0.56757 | 1.2471 | 0.52748 | 2.8742e-05 | 0 | 3.6474e-05 | 4.0828e-05 | 0 | 4.4357e-05 | 0 | 0.0001764 | 0.000252 | 7.188e-05 | 0 | 0.00010269 | 0 | KY | 3801 | 2018 = Year 1 Template | NRHVAC | HVAC | 65.0958 | 45.34
KY_ Heat Pump Water Heater | Heat Pump Water Heater | 2981 | Residential Smart $aver® | 7.05% | 0.99539 | 0.73245 | 0.48884 | 2.365 | 2156.495 | 0 | 15486.161 | 2058.3188 | 0 | 20509.2193 | 0 | 17255 | 20300 | 32180.6872 | 0 | 37859.632 | 0 | KY | 6713 | 2018 = Year 1 Template | HPWH | Residential Smart $aver® Products and Services | 65.0958 | 45.34
KY_ High Bay 2L T-5 High Output | High Bay 2L T-5 High Output | 317 | Smart $aver® Prescriptive - Lighting | 7.05% | 2.3218 | 1.1969 | 0.90013 | 1.8187 | 830.0821 | 0 | 3289.4547 | 1183.1017 | 0 | 3607.1162 | 0 | 3962.9843 | 5283.979 | 5845.2808 | 0 | 7793.7078 | 0 | KY | 2179 | 2018 = Year 1 Template | NRLTG | Lighting | 65.0958 | 45.34
KY_ High Bay 3L T-5 High Output | High Bay 3L T-5 High Output | 318 | Smart $aver® Prescriptive - Lighting | 7.05% | 2.8046 | 1.5437 | 0.96259 | 2.3296 | 3.7737e-05 | 0 | 0.00015075 | 5.3786e-05 | 0 | 0.00016531 | 0 | 0.00013608 | 0.00018144 | 0.00026788 | 0 | 0.00035717 | 0 | KY | 2183 | 2018 = Year 1 Template | NRLTG | Lighting | 65.0958 | 45.34
KY_ High Bay 4L T-5 High Output | High Bay 4L T-5 High Output | 319 | Smart $aver® Prescriptive - Lighting | 7.05% | 4.3612 | 2.7196 | 1.097 | 4.2183 | 7.827e-05 | 0 | 0.00031267 | 0.00011156 | 0 | 0.00034286 | 0 | 0.00014515 | 0.00019354 | 0.0005556 | 0 | 0.0007408 | 0 | KY | 2180 | 2018 = Year 1 Template | NRLTG | Lighting | 65.0958 | 45.34
KY_ High Bay 6L T-5 High Output | High Bay 6L T-5 High Output | 320 | Smart $aver® Prescriptive - Lighting | 7.05% | 2.7834 | 0.84127 | 0.96008 | 1.1887 | 948.3126 | 0 | 3788.2258 | 1351.6136 | 0 | 4154.0534 | 0 | 6711.5056 | 8948.6742 | 6731.5849 | 0 | 8975.4465 | 0 | KY | 2181 | 2018 = Year 1 Template | NRLTG | Lighting | 65.0958 | 45.34
KY_ High Bay 6L T5 HO (2 fixtures) retrofit replc 1000W HID | High Bay 6L T5 HO (2 fixtures) retrofit replc 1000W HID | 491 | Smart $aver® Prescriptive - Lighting | 7.05% | 4.1873 | 1.3179 | 1.0856 | 1.8119 | 0.0001223 | 0 | 0.00048855 | 0.00017431 | 0 | 0.00053572 | 0 | 0.0005292 | 0.0007056 | 0.00086812 | 0 | 0.0011575 | 0 | KY | 2131 | 2018 = Year 1 Template | NRLTG | Lighting | 65.0958 | 45.34
KY_ High Bay 8L 42W CFL replacing 400W HID (retrofit) | High Bay 8L 42W CFL replacing 400W HID (retrofit) | 497 | Smart $aver® Prescriptive - Lighting | 7.05% | 1.4903 | 0.57719 | 0.73904 | 0.87872 | 2.1693e-05 | 0 | 8.659e-05 | 3.0919e-05 | 0 | 9.495e-05 | 0 | 0.00022337 | 0.00039816 | 0.00015387 | 0 | 0.00027427 | 0 | KY | 2137 | 2018 = Year 1 Template | NRLTG | Lighting | 65.0958 | 45.34
KY_ High Bay 8L T-5 High Output | High Bay 8L T-5 High Output | 321 | Smart $aver® Prescriptive - Lighting | 7.05% | 4.9625 | 2.4866 | 1.1311 | 3.6984 | 0.00012706 | 0 | 0.00050817 | 0.0001811 | 0 | 0.00055724 | 0 | 0.0002646 | 0.0003528 | 0.00090299 | 0 | 0.001204 | 0 | KY | 2182 | 2018 = Year 1 Template | NRLTG | Lighting | 65.0958 | 45.34
KY_ High Bay T8 4ft 2L rplcng 150-249W HID (retrofit only) | High Bay T8 4ft 2L rplcng 150-249W HID (retrofit only) | 3087 | Smart $aver® Prescriptive - Lighting | 7.05% | 4.2887 | 1.4092 | 1.0887 | 1.8794 | 361.2419 | 0 | 1458.4478 | 516.3147 | 0 | 1601.0084 | 0 | 1539.172 | 2198.8171 | 2594.4116 | 0 | 3706.3022 | 0 | KY | 6948 | 2018 = Year 1 Template | NRLTG | Lighting | 65.0958 | 45.34
KY_ High Bay T8 4Ft FL 8L (2 F32W fixtures)-retrofit replc 1000W HID | High Bay T8 4Ft FL 8L (2 F32W fixtures)-retrofit replc 1000W HID | 492 | Smart $aver® Prescriptive - Lighting | 7.05% | 3.935 | 2.6025 | 1.0679 | 4.2532 | 0.00012598 | 0 | 0.00050323 | 0.00017956 | 0 | 0.00055181 | 0 | 0.0002262 | 0.0004032 | 0.0008942 | 0 | 0.0015939 | 0 | KY | 2132 | 2018 = Year 1 Template | NRLTG | Lighting | 65.0958 | 45.34
KY_ High Bay T8 4ft Fluorescent 3 Lamp (F32 Watt T8) | High Bay T8 4ft Fluorescent 3 Lamp (F32 Watt T8) | 324 | Smart $aver® Prescriptive - Lighting | 7.05% | 1.9437 | 1.3742 | 0.83601 | 2.1613 | 2.1498e-05 | 0 | 8.5669e-05 | 3.064e-05 | 0 | 9.394e-05 | 0 | 8.4823e-05 | 0.0001512 | 0.00015223 | 0 | 0.00027135 | 0 | KY | 2184 | 2018 = Year 1 Template | NRLTG | Lighting | 65.0958 | 45.34
KY_ High Bay T8 4ft Fluorescent 4 Lamp (F32 Watt T8) | High Bay T8 4ft Fluorescent 4 Lamp (F32 Watt T8) | 322 | Smart $aver® Prescriptive - Lighting | 7.05% | 2.648 | 2.0793 | 0.94343 | 3.359 | 11097.4908 | 0 | 44331.1636 | 15817.0626 | 0 | 48612.2081 | 0 | 26678.8101 | 47555.8113 | 78775.3971 | 0 | 140419.6027 | 0 | KY | 2185 | 2018 = Year 1 Template | NRLTG | Lighting | 65.0958 | 45.34
KY_ High Bay T8 4ft Fluorescent 6 Lamp (F32 Watt T8) | High Bay T8 4ft Fluorescent 6 Lamp (F32 Watt T8) | 323 | Smart $aver® Prescriptive - Lighting | 7.05% | 3.3719 | 2.987 | 1.0216 | 5.2259 | 5318.9288 | 0 | 21247.533 | 7580.9776 | 0 | 23299.3996 | 0 | 7936.707 | 14147.4277 | 37756.3482 | 0 | 67301.8685 | 0 | KY | 2186 | 2018 = Year 1 Template | NRLTG | Lighting | 65.0958 | 45.34
KY_ High Bay T8 4ft Fluorescent 8 Lamp (F32 Watt T8) | High Bay T8 4ft Fluorescent 8 Lamp (F32 Watt T8) | 325 | Smart $aver® Prescriptive - Lighting | 7.05% | 2.8141 | 1.8618 | 0.96369 | 2.8843 | 4.0773e-05 | 0 | 0.00016289 | 5.8113e-05 | 0 | 0.00017862 | 0 | 0.0001131 | 0.0002016 | 0.00028945 | 0 | 0.00051594 | 0 | KY | 2187 | 2018 = Year 1 Template | NRLTG | Lighting | 65.0958 | 45.34
KY_ High Efficiency Fans 14 to 23 inches | High Efficiency Fans 14 to 23 inches | 8839 | Smart $aver® Prescriptive - HVAC | 7.05% | #DIV/0! | #DIV/0! | #DIV/0! |  | 0 | 0 | 0 | 0 | 0 | 0 | 0 | 0 | 0 | 0 | 0 | 0 | 0 | KY | 16154 | 2018 = Year 1 Template | NRHVAC | HVAC | 65.0958 | 45.34
KY_ High Efficiency Fans 24 to 35 inches | High Efficiency Fans 24 to 35 inches | 8840 | Smart $aver® Prescriptive - HVAC | 7.05% | #DIV/0! | #DIV/0! | #DIV/0! |  | 0 | 0 | 0 | 0 | 0 | 0 | 0 | 0 | 0 | 0 | 0 | 0 | 0 | KY | 16155 | 2018 = Year 1 Template | NRHVAC | HVAC | 65.0958 | 45.34
KY_ High Efficiency Fans 36 to 47 inches | High Efficiency Fans 36 to 47 inches | 8841 | Smart $aver® Prescriptive - HVAC | 7.05% | #DIV/0! | #DIV/0! | #DIV/0! |  | 0 | 0 | 0 | 0 | 0 | 0 | 0 | 0 | 0 | 0 | 0 | 0 | 0 | KY | 16156 | 2018 = Year 1 Template | NRHVAC | HVAC | 65.0958 | 45.34
KY_ High Efficiency Fans 48 to 61 inches | High Efficiency Fans 48 to 61 inches | 8842 | Smart $aver® Prescriptive - HVAC | 7.05% | #DIV/0! | #DIV/0! | #DIV/0! |  | 0 | 0 | 0 | 0 | 0 | 0 | 0 | 0 | 0 | 0 | 0 | 0 | 0 | KY | 16157 | 2018 = Year 1 Template | NRHVAC | HVAC | 65.0958 | 45.34
KY_ High Efficiency Pumps 1.5HP | High Efficiency Pumps 1.5HP | 486 | Smart $aver® Prescriptive - Motors/Pumps/VFD | 7.05% | 1.1625 | 0.61446 | 0.65282 | 1.0803 | 2.729e-05 | 0 | 0.0001045 | 3.9005e-05 | 0 | 0.00011471 | 0 | 0.00025402 | 0.0003528 | 0.00018588 | 0 | 0.00025817 | 0 | KY | 2126 | 2018 = Year 1 Template | NRP&M | Pumps and Drives | 65.0958 | 45.34
KY_ High Efficiency Pumps 10HP | High Efficiency Pumps 10HP | 488 | Smart $aver® Prescriptive - Motors/Pumps/VFD | 7.05% | 4.3634 | 3.4419 | 1.1103 | 5.64 | 0.00017699 | 0 | 0.00067729 | 0.00025297 | 0 | 0.00074348 | 0 | 0.00023426 | 0.00033466 | 0.0012048 | 0 | 0.0017211 | 0 | KY | 2128 | 2018 = Year 1 Template | NRP&M | Pumps and Drives | 65.0958 | 45.34
KY_ High Efficiency Pumps 15HP | High Efficiency Pumps 15HP | 490 | Smart $aver® Prescriptive - Motors/Pumps/VFD | 7.05% | 3.8797 | 3.0279 | 1.0764 | 4.8739 | 0.00026564 | 0 | 0.0010159 | 0.00037968 | 0 | 0.0011152 | 0 | 0.00041278 | 0.00058968 | 0.0018072 | 0 | 0.0025817 | 0 | KY | 2130 | 2018 = Year 1 Template | NRP&M | Pumps and Drives | 65.0958 | 45.34
KY_ High Efficiency Pumps 20HP | High Efficiency Pumps 20HP | 494 | Smart $aver® Prescriptive - Motors/Pumps/VFD | 7.05% | 3.7814 | 2.8314 | 1.0687 | 4.4882 | 0.0003543 | 0 | 0.0013546 | 0.00050639 | 0 | 0.001487 | 0 | 0.00059976 | 0.0008568 | 0.0024096 | 0 | 0.0034423 | 0 | KY | 2134 | 2018 = Year 1 Template | NRP&M | Pumps and Drives | 65.0958 | 45.34
KY_ High Efficiency Pumps 2HP | High Efficiency Pumps 2HP | 493 | Smart $aver® Prescriptive - Motors/Pumps/VFD | 7.05% | 1.0847 | 0.79168 | 0.62723 | 1.4757 | 3.6276e-05 | 0 | 0.00013933 | 5.1848e-05 | 0 | 0.00015294 | 0 | 0.00025402 | 0.0003528 | 0.00024784 | 0 | 0.00034423 | 0 | KY | 2133 | 2018 = Year 1 Template | NRP&M | Pumps and Drives | 65.0958 | 45.34
KY_ High Efficiency Pumps 3HP | High Efficiency Pumps 3HP | 496 | Smart $aver® Prescriptive - Motors/Pumps/VFD | 7.05% | 1.5768 | 1.1609 | 0.76581 | 1.9635 | 5.458e-05 | 0 | 0.00020899 | 7.801e-05 | 0 | 0.00022942 | 0 | 0.00025402 | 0.0003528 | 0.00037176 | 0 | 0.00051634 | 0 | KY | 2136 | 2018 = Year 1 Template | NRP&M | Pumps and Drives | 65.0958 | 45.34
KY_ High Efficiency Pumps 5HP | High Efficiency Pumps 5HP | 498 | Smart $aver® Prescriptive - Motors/Pumps/VFD | 7.05% | 2.5336 | 1.8929 | 0.93837 | 3.0022 | 9.1189e-05 | 0 | 0.00034832 | 0.00013033 | 0 | 0.00038236 | 0 | 0.00024748 | 0.00034373 | 0.00061961 | 0 | 0.00086057 | 0 | KY | 2138 | 2018 = Year 1 Template | NRP&M | Pumps and Drives | 65.0958 | 45.34
KY_ High Efficiency Pumps 7.5HP | High Efficiency Pumps 7.5HP | 499 | Smart $aver® Prescriptive - Motors/Pumps/VFD | 7.05% | 2.5115 | 1.9265 | 0.93476 | 3.0715 | 0.00013266 | 0 | 0.00050797 | 0.00018961 | 0 | 0.00055761 | 0 | 0.00035139 | 0.00050198 | 0.00090359 | 0 | 0.0012908 | 0 | KY | 2139 | 2018 = Year 1 Template | NRP&M | Pumps and Drives | 65.0958 | 45.34
KY_ High Performance Low Watt T8 4ft 1 lamp, replacing standard T8 | High Performance Low Watt T8 4ft 1 lamp, replacing standard T8 | 356 | Smart $aver® Prescriptive - Lighting | 7.05% | 3.4605 | 0.96901 | 0.99143 | 1.3585 | 3.5707e-06 | 0 | 1.7434e-05 | 5.0892e-06 | 0 | 1.8779e-05 | 0 | 2.5436e-05 | 3.7296e-05 | 3.0431e-05 | 0 | 4.462e-05 | 0 | KY | 2283 | 2018 = Year 1 Template | NRLTG | Lighting | 65.0958 | 45.34
KY_ High Performance Low Watt T8 4ft 2 lamp, replacing standard T8 | High Performance Low Watt T8 4ft 2 lamp, replacing standard T8 | 365 | Smart $aver® Prescriptive - Lighting | 7.05% | 3.6445 | 1.2865 | 1.006 | 1.8266 | 16.1726 | 0 | 78.9626 | 23.0506 | 0 | 85.0554 | 0 | 85.006 | 124.6422 | 137.8311 | 0 | 202.0984 | 0 | KY | 2284 | 2018 = Year 1 Template | NRLTG | Lighting | 65.0958 | 45.34
KY_ High Performance Low Watt T8 4ft 3 lamp, replacing standard T8 | High Performance Low Watt T8 4ft 3 lamp, replacing standard T8 | 358 | Smart $aver® Prescriptive - Lighting | 7.05% | 4.0227 | 1.4558 | 1.0328 | 2.0604 | 54.987 | 0 | 268.473 | 78.372 | 0 | 289.1884 | 0 | 252.8384 | 370.7308 | 468.6258 | 0 | 687.1346 | 0 | KY | 2285 | 2018 = Year 1 Template | NRLTG | Lighting | 65.0958 | 45.34
KY_ High Performance Low Watt T8 4ft 4 lamp, replacing standard T8 | High Performance Low Watt T8 4ft 4 lamp, replacing standard T8 | 359 | Smart $aver® Prescriptive - Lighting | 7.05% | 3.6987 | 1.482 | 1.0101 | 2.1304 | 785.9902 | 0 | 3837.5847 | 1120.2583 | 0 | 4133.6934 | 0 | 3531.019 | 5177.4472 | 6698.5919 | 0 | 9821.9822 | 0 | KY | 2286 | 2018 = Year 1 Template | NRLTG | Lighting | 65.0958 | 45.34
KY_ High Performance T8 4ft 1 lamp, replacing standard T8 | High Performance T8 4ft 1 lamp, replacing standard T8 | 341 | Smart $aver® Prescriptive - Lighting | 7.05% | 3.6869 | 0.70788 | 1.0133 | 0.96446 | 2.678e-06 | 0 | 1.2859e-05 | 3.8169e-06 | 0 | 1.3851e-05 | 0 | 2.6123e-05 | 3.8304e-05 | 2.2445e-05 | 0 | 3.2911e-05 | 0 | KY | 2291 | 2018 = Year 1 Template | NRLTG | Lighting | 65.0958 | 45.34
KY_ High Performance T8 4ft 2 lamp, replacing standard T8 | High Performance T8 4ft 2 lamp, replacing standard T8 | 343 | Smart $aver® Prescriptive - Lighting | 7.05% | 3.9163 | 1.0373 | 1.0216 | 1.4456 | 4.2283e-06 | 0 | 2.098e-05 | 6.0265e-06 | 0 | 2.2599e-05 | 0 | 2.8186e-05 | 4.1328e-05 | 3.6621e-05 | 0 | 5.3697e-05 | 0 | KY | 2293 | 2018 = Year 1 Template | NRLTG | Lighting | 65.0958 | 45.34
KY_ High Performance T8 4ft 2 lamp, replacing T12 High Output 8ft 1 lamp | High Performance T8 4ft 2 lamp, replacing T12 High Output 8ft 1 lamp | 394 | Smart $aver® Prescriptive - Lighting | 7.05% | 4.5856 | 3.5372 | 1.0687 | 5.611 | 1.7088e-05 | 0 | 8.2728e-05 | 2.4356e-05 | 0 | 8.9109e-05 | 0 | 2.8186e-05 | 4.1328e-05 | 0.0001444 | 0 | 0.00021173 | 0 | KY | 2287 | 2018 = Year 1 Template | NRLTG | Lighting | 65.0958 | 45.34
KY_ High Performance T8 4ft 3 lamp, replacing standard T8 | High Performance T8 4ft 3 lamp, replacing standard T8 | 345 | Smart $aver® Prescriptive - Lighting | 7.05% | 4.2309 | 0.7909 | 1.0444 | 1.0701 | 4.8214e-06 | 0 | 2.3688e-05 | 6.8718e-06 | 0 | 2.5515e-05 | 0 | 4.2622e-05 | 6.2496e-05 | 4.1346e-05 | 0 | 6.0625e-05 | 0 | KY | 2295 | 2018 = Year 1 Template | NRLTG | Lighting | 65.0958 | 45.34
KY_ High Performance T8 4ft 4 lamp, replacing standard T8 | High Performance T8 4ft 4 lamp, replacing standard T8 | 347 | Smart $aver® Prescriptive - Lighting | 7.05% | 3.3862 | 1.0782 | 0.98475 | 1.5357 | 623.3532 | 0 | 3049.7892 | 888.4546 | 0 | 3285.1115 | 0 | 3932.073 | 5765.5029 | 5323.4769 | 0 | 7805.6846 | 0 | KY | 2297 | 2018 = Year 1 Template | NRLTG | Lighting | 65.0958 | 45.34
KY_ High Performance T8 4ft 4 lamp, replacing T12 High Output 8ft 2 lamp | High Performance T8 4ft 4 lamp, replacing T12 High Output 8ft 2 lamp | 395 | Smart $aver® Prescriptive - Lighting | 7.05% | 6.1793 | 3.9871 | 1.1327 | 6.217 | 3.0903e-05 | 0 | 0.00015176 | 4.4046e-05 | 0 | 0.00016347 | 0 | 4.5372e-05 | 6.6528e-05 | 0.00026489 | 0 | 0.00038841 | 0 | KY | 2288 | 2018 = Year 1 Template | NRLTG | Lighting | 65.0958 | 45.34
KY_ Holding Cabinet Full Size Insulated | Holding Cabinet Full Size Insulated | 327 | Smart $aver® Prescriptive - Energy Star Food Service Products | 7.05% | 4.1811 | 2.1683 | 1.0182 | 3.4965 | 4873.5587 | 0 | 26273.2713 | 6946.1993 | 0 | 28301.8322 | 0 | 14498.8338 | 18123.5423 | 45862.7196 | 0 | 57328.3995 | 0 | KY | 2188 | 2018 = Year 1 Template | NRFS | Food Service Products | 65.0958 | 45.34
KY_ Holding Cabinet Half Size Insulated | Holding Cabinet Half Size Insulated | 328 | Smart $aver® Prescriptive - Energy Star Food Service Products | 7.05% | 3.1179 | 0.67519 | 0.9401 | 0.99804 | 333.0265 | 0 | 1795.5402 | 474.657 | 0 | 1934.1739 | 0 | 3624.7085 | 4530.8856 | 3134.3015 | 0 | 3917.8769 | 0 | KY | 2189 | 2018 = Year 1 Template | NRFS | Food Service Products | 65.0958 | 45.34
KY_ Holding Cabinet Three Quarter Size Insulated | Holding Cabinet Three Quarter Size Insulated | 329 | Smart $aver® Prescriptive - Energy Star Food Service Products | 7.05% | 3.2388 | 0.86983 | 0.95084 | 1.3001 | 0.00017484 | 0 | 0.00094253 | 0.00024919 | 0 | 0.0010153 | 0 | 0.0014515 | 0.0018144 | 0.0016452 | 0 | 0.0020566 | 0 | KY | 2190 | 2018 = Year 1 Template | NRFS | Food Service Products | 65.0958 | 45.34
KY_ Home Energy House Call - Additional LED | Home Energy House Call - Additional LED | 6121 | Residential Energy Assessments | 7.05% | 3.3789 | 33.7916 | 0.79099 |  | 3794.8125 | 0 | 16005.818 | 3310.2196 | 0 | 22377.8089 | 0 | 0 | 0 | 35112.6613 | 0 | 35112.6613 | 0 | KY | 12554 | 2018 = Year 1 Template | HEHC | Residential Energy Assessments | 65.0958 | 45.34
KY_ Home Energy House Call - Kit w LEDs | Home Energy House Call - Kit w LEDs | 7103 | Residential Energy Assessments | 7.05% | 1.1725 | 1.2178 | 0.60629 |  | 55654.9033 | 0 | 178479.3267 | 57810.4632 | 0 | 232522.9059 | 0 | 0 | 0 | 364847.9641 | 0 | 364847.9641 | 0 | KY | 12559 | 2018 = Year 1 Template | HEHC | Residential Energy Assessments | 65.0958 | 45.34
KY_ HT ES Multi-Tank - CNV DW New -rplc on Burnout | HT ES Multi-Tank - CNV DW New -rplc on Burnout | 5652 | Smart $aver® Prescriptive - Energy Star Food Service Products | 7.05% | 20.9831 | 16.8699 | 1.1729 | 32.572 | 0.0018763 | 0 | 0.012257 | 0.0026955 | 0 | 0.013546 | 0 | 0.00068443 | 0.00097776 | 0.021951 | 0 | 0.031359 | 0 | KY | 10175 | 2018 = Year 1 Template | NRFS | Food Service Products | 65.0958 | 45.34
KY_ HT ES Multi-Tank - CNV DW w-Boost Htr (Elec) New -repl on BO | HT ES Multi-Tank - CNV DW w-Boost Htr (Elec) New -repl on BO | 3121 | Smart $aver® Prescriptive - Energy Star Food Service Products | 7.05% | 20.9831 | 16.8699 | 1.1729 | 32.572 | 0.0018763 | 0 | 0.012257 | 0.0026955 | 0 | 0.013546 | 0 | 0.00068443 | 0.00097776 | 0.021951 | 0 | 0.031359 | 0 | KY | 6982 | 2018 = Year 1 Template | NRFS | Food Service Products | 65.0958 | 45.34
KY_ HT ES Multi-Tank - CNV DW w-Boost Htr (Gas) New -repl on BO | HT ES Multi-Tank - CNV DW w-Boost Htr (Gas) New -repl on BO | 3122 | Smart $aver® Prescriptive - Energy Star Food Service Products | 7.05% | 16.1936 | 12.7475 | 1.1538 | 22.8234 | 0.001306 | 0 | 0.0085315 | 0.0018762 | 0 | 0.0094286 | 0 | 0.00068443 | 0.00097776 | 0.015279 | 0 | 0.021827 | 0 | KY | 6983 | 2018 = Year 1 Template | NRFS | Food Service Products | 65.0958 | 45.34
KY_ HT ES PotPanUtl DW (Elec) New -replc on Burnout | HT ES PotPanUtl DW (Elec) New -replc on Burnout | 5653 | Smart $aver® Prescriptive - Energy Star Food Service Products | 7.05% | 1.2596 | 0.93403 | 0.62259 | 1.8591 | 0.00013995 | 0 | 0.00090675 | 0.00019914 | 0 | 0.001012 | 0 | 0.0012066 | 0.0017237 | 0.0016399 | 0 | 0.0023427 | 0 | KY | 10176 | 2018 = Year 1 Template | NRFS | Food Service Products | 65.0958 | 45.34
KY_ HT ES PotPanUtl DW (Gas) New -replc on Burnout | HT ES PotPanUtl DW (Gas) New -replc on Burnout | 5654 | Smart $aver® Prescriptive - Energy Star Food Service Products | 7.05% | 0.85882 | 0.63513 | 0.5059 | 1.4171 | 9.4436e-05 | 0 | 0.00061185 | 0.00013437 | 0 | 0.00068284 | 0 | 0.0012066 | 0.0017237 | 0.0011065 | 0 | 0.0015808 | 0 | KY | 10177 | 2018 = Year 1 Template | NRFS | Food Service Products | 65.0958 | 45.34
KY_ HT ES PotPanUtl DW New -replc on Burnout | HT ES PotPanUtl DW New -replc on Burnout | 5655 | Smart $aver® Prescriptive - Energy Star Food Service Products | 7.05% | 1.2596 | 0.93403 | 0.62259 | 1.8591 | 0.00013995 | 0 | 0.00090675 | 0.00019914 | 0 | 0.001012 | 0 | 0.0012066 | 0.0017237 | 0.0016399 | 0 | 0.0023427 | 0 | KY | 10178 | 2018 = Year 1 Template | NRFS | Food Service Products | 65.0958 | 45.34
KY_ HT ES Sngl Tank - CNV DW New -rplc on Burnout | HT ES Sngl Tank - CNV DW New -rplc on Burnout | 5656 | Smart $aver® Prescriptive - Energy Star Food Service Products | 7.05% | 16.3917 | 3.5554 | 1.1548 | 5.1015 | 0.00061715 | 0 | 0.0040316 | 0.0008866 | 0 | 0.0044555 | 0 | 0.0014465 | 0.0020664 | 0.0072201 | 0 | 0.010314 | 0 | KY | 10179 | 2018 = Year 1 Template | NRFS | Food Service Products | 65.0958 | 45.34
KY_ HT ES Sngl Tank - CNV DW w-Boost Htr (Elec) New -repl on BO | HT ES Sngl Tank - CNV DW w-Boost Htr (Elec) New -repl on BO | 3123 | Smart $aver® Prescriptive - Energy Star Food Service Products | 7.05% | 4.4887 | 3.362 | 0.97304 | 5.4914 | 924.6599 | 0 | 6040.3261 | 1328.3648 | 0 | 6675.5675 | 0 | 2167.2736 | 3096.1052 | 10817.6629 | 0 | 15453.8041 | 0 | KY | 6984 | 2018 = Year 1 Template | NRFS | Food Service Products | 65.0958 | 45.34
KY_ HT ES Sngl Tank - CNV DW w-Boost Htr (Gas) New -repl on BO | HT ES Sngl Tank - CNV DW w-Boost Htr (Gas) New -repl on BO | 3124 | Smart $aver® Prescriptive - Energy Star Food Service Products | 7.05% | 3.4538 | 2.5758 | 0.91369 | 4.2759 | 0.00046686 | 0 | 0.0030498 | 0.00067069 | 0 | 0.0033705 | 0 | 0.0014465 | 0.0020664 | 0.0054618 | 0 | 0.0078026 | 0 | KY | 6985 | 2018 = Year 1 Template | NRFS | Food Service Products | 65.0958 | 45.34
KY_ HT ES Sngl Tank - Door DW New -repl on Burnout | HT ES Sngl Tank - Door DW New -repl on Burnout | 5657 | Smart $aver® Prescriptive - Energy Star Food Service Products | 7.05% | 11.07 | 8.6098 | 1.1123 | 15.0063 | 0.00067339 | 0 | 0.004378 | 0.00096247 | 0 | 0.0048636 | 0 | 0.00054331 | 0.00077616 | 0.0078815 | 0 | 0.011259 | 0 | KY | 10180 | 2018 = Year 1 Template | NRFS | Food Service Products | 65.0958 | 45.34
KY_ HT ES Sngl Tank - Door DW w-Boost Htr (Elec) New -repl on BO | HT ES Sngl Tank - Door DW w-Boost Htr (Elec) New -repl on BO | 3125 | Smart $aver® Prescriptive - Energy Star Food Service Products | 7.05% | 11.07 | 8.6098 | 1.1123 | 15.0063 | 0.00067339 | 0 | 0.004378 | 0.00096247 | 0 | 0.0048636 | 0 | 0.00054331 | 0.00077616 | 0.0078815 | 0 | 0.011259 | 0 | KY | 6986 | 2018 = Year 1 Template | NRFS | Food Service Products | 65.0958 | 45.34
KY_ HT ES Sngl Tank - Door DW w-Boost Htr (Gas) New -repl on BO | HT ES Sngl Tank - Door DW w-Boost Htr (Gas) New -repl on BO | 3126 | Smart $aver® Prescriptive - Energy Star Food Service Products | 7.05% | 8.2124 | 6.2935 | 1.0747 | 10.5851 | 0.00046816 | 0 | 0.0030437 | 0.00066913 | 0 | 0.0033813 | 0 | 0.00054331 | 0.00077616 | 0.0054794 | 0 | 0.0078277 | 0 | KY | 6987 | 2018 = Year 1 Template | NRFS | Food Service Products | 65.0958 | 45.34
KY_ HT ES UC DW New -replc on Burnout | HT ES UC DW New -replc on Burnout | 5658 | Smart $aver® Prescriptive - Energy Star Food Service Products | 7.05% | 11.8322 | 9.4485 | 1.1151 | 18.1386 | 0.00012746 | 0 | 0.00082581 | 0.00018136 | 0 | 0.00092164 | 0 | 8.4672e-05 | 0.00012096 | 0.0014935 | 0 | 0.0021336 | 0 | KY | 10181 | 2018 = Year 1 Template | NRFS | Food Service Products | 65.0958 | 45.34
KY_ HT ES UC DW w-Boost Htr (Elec) New -repl on BO | HT ES UC DW w-Boost Htr (Elec) New -repl on BO | 3062 | Smart $aver® Prescriptive - Energy Star Food Service Products | 7.05% | 11.8333 | 9.4495 | 1.1151 | 18.141 | 0.00012748 | 0 | 0.00082592 | 0.00018139 | 0 | 0.00092176 | 0 | 8.4672e-05 | 0.00012096 | 0.0014937 | 0 | 0.0021338 | 0 | KY | 6923 | 2018 = Year 1 Template | NRFS | Food Service Products | 65.0958 | 45.34
KY_ HT ES UC DW w-Boost Htr (Gas) New -repl on BO | HT ES UC DW w-Boost Htr (Gas) New -repl on BO | 3063 | Smart $aver® Prescriptive - Energy Star Food Service Products | 7.05% | 10.2226 | 8.0688 | 1.0988 | 14.9026 | 0.00010408 | 0 | 0.0006743 | 0.00014809 | 0 | 0.00075255 | 0 | 8.4672e-05 | 0.00012096 | 0.0012195 | 0 | 0.0017421 | 0 | KY | 6924 | 2018 = Year 1 Template | NRFS | Food Service Products | 65.0958 | 45.34
KY_ HVAC DX AC 135-240kBtuh 11.7 EER (Tier 0_1) | HVAC DX AC 135-240kBtuh 11.7 EER (Tier 0_1) | 5700 | Smart $aver® Prescriptive - HVAC | 7.05% | 3.3031 | 3.4323 | 1.5659 | 3.0061 | 2949.6019 | 0 | 2772.0669 | 4215.7977 | 0 | 3337.6873 | 0 | 2379.8266 | 3399.7523 | 5408.6752 | 0 | 7726.6788 | 0 | KY | 10223 | 2018 = Year 1 Template | NRHVAC | HVAC | 65.0958 | 45.34
KY_ HVAC DX AC 135-240kBtuh 12.2 EER (Tier 2) | HVAC DX AC 135-240kBtuh 12.2 EER (Tier 2) | 5701 | Smart $aver® Prescriptive - HVAC | 7.05% | 3.1127 | 3.2765 | 1.5218 | 2.9088 | 3.914e-05 | 0 | 3.6785e-05 | 5.5942e-05 | 0 | 4.429e-05 | 0 | 3.3163e-05 | 4.7376e-05 | 7.1771e-05 | 0 | 0.00010253 | 0 | KY | 10224 | 2018 = Year 1 Template | NRHVAC | HVAC | 65.0958 | 45.34
KY_ HVAC DX AC 240-760kBtuh 10.5 EER (Tier 0_1) | HVAC DX AC 240-760kBtuh 10.5 EER (Tier 0_1) | 5702 | Smart $aver® Prescriptive - HVAC | 7.05% | 1.2196 | 0.90375 | 0.86519 | 1.0427 | 2.5059e-05 | 0 | 2.3551e-05 | 3.5816e-05 | 0 | 2.8356e-05 | 0 | 8.4672e-05 | 0.00012096 | 4.595e-05 | 0 | 6.5643e-05 | 0 | KY | 10225 | 2018 = Year 1 Template | NRHVAC | HVAC | 65.0958 | 45.34
KY_ HVAC DX AC 240-760kBtuh 10.8 EER (Tier 2) | HVAC DX AC 240-760kBtuh 10.8 EER (Tier 2) | 5703 | Smart $aver® Prescriptive - HVAC | 7.05% | 1.1696 | 0.86645 | 0.83974 | 1.0198 | 3.4804e-05 | 0 | 3.2709e-05 | 4.9744e-05 | 0 | 3.9383e-05 | 0 | 0.00012277 | 0.00017539 | 6.3819e-05 | 0 | 9.1171e-05 | 0 | KY | 10226 | 2018 = Year 1 Template | NRHVAC | HVAC | 65.0958 | 45.34
KY_ HVAC DX AC 65-135kBtuh 11.7 EER (Tier 0_1) | HVAC DX AC 65-135kBtuh 11.7 EER (Tier 0_1) | 5704 | Smart $aver® Prescriptive - HVAC | 7.05% | 1.3872 | 1.4503 | 0.94629 | 1.6503 | 916.24 | 0 | 861.092 | 1309.5606 | 0 | 1036.7916 | 0 | 1839.3236 | 2627.6052 | 1680.1062 | 0 | 2400.1517 | 0 | KY | 10227 | 2018 = Year 1 Template | NRHVAC | HVAC | 65.0958 | 45.34
KY_ HVAC DX AC 65-135kBtuh 12.2 EER (Tier 2) | HVAC DX AC 65-135kBtuh 12.2 EER (Tier 2) | 5705 | Smart $aver® Prescriptive - HVAC | 7.05% | 1.3145 | 1.3997 | 0.91189 | 1.635 | 564.8716 | 0 | 530.8723 | 807.3579 | 0 | 639.193 | 0 | 1173.7789 | 1676.827 | 1035.8032 | 0 | 1479.7188 | 0 | KY | 10228 | 2018 = Year 1 Template | NRHVAC | HVAC | 65.0958 | 45.34
KY_ HVAC DX AC greater than 760kBtuh 10.4 EER (Tier 2) | HVAC DX AC greater than 760kBtuh 10.4 EER (Tier 2) | 5706 | Smart $aver® Prescriptive - HVAC | 7.05% | 1.0922 | 0.93082 | 0.79905 | 1.1507 | 3.3555e-05 | 0 | 3.1536e-05 | 4.796e-05 | 0 | 3.797e-05 | 0 | 0.00010866 | 0.00015523 | 6.153e-05 | 0 | 8.79e-05 | 0 | KY | 10229 | 2018 = Year 1 Template | NRHVAC | HVAC | 65.0958 | 45.34
KY_ HVAC DX AC greater than 760kBtuh 9.9 EER (Tier 0_1) | HVAC DX AC greater than 760kBtuh 9.9 EER (Tier 0_1) | 5707 | Smart $aver® Prescriptive - HVAC | 7.05% | 1.3415 | 0.98181 | 0.92481 | 1.0828 | 1.5667e-05 | 0 | 1.4724e-05 | 2.2392e-05 | 0 | 1.7728e-05 | 0 | 4.8686e-05 | 6.9552e-05 | 2.8728e-05 | 0 | 4.104e-05 | 0 | KY | 10230 | 2018 = Year 1 Template | NRHVAC | HVAC | 65.0958 | 45.34
KY_ HVAC DX AC less than 65kBtuh 14 SEER (Tier 0_1) | HVAC DX AC less than 65kBtuh 14 SEER (Tier 0_1) | 5708 | Smart $aver® Prescriptive - HVAC | 7.05% | 1.062 | 0.8299 | 0.79689 | 0.99644 | 169.6914 | 0 | 144.9798 | 242.536 | 0 | 174.5619 | 0 | 607.7297 | 868.1853 | 282.875 | 0 | 404.1072 | 0 | KY | 10231 | 2018 = Year 1 Template | NRHVAC | HVAC | 65.0958 | 45.34
KY_ HVAC DX AC less than 65kBtuh 15 SEER (Tier 2) | HVAC DX AC less than 65kBtuh 15 SEER (Tier 2) | 5709 | Smart $aver® Prescriptive - HVAC | 7.05% | 1.0528 | 0.779 | 0.79171 | 0.93443 | 2296.49 | 0 | 1962.0595 | 3282.32 | 0 | 2362.4038 | 0 | 8812.0811 | 12588.6874 | 3828.242 | 0 | 5468.9171 | 0 | KY | 10232 | 2018 = Year 1 Template | NRHVAC | HVAC | 65.0958 | 45.34
KY_ HVAC DX HP 135-240kBtuh 10.9 EER 3.3 COP (Tier 1) | HVAC DX HP 135-240kBtuh 10.9 EER 3.3 COP (Tier 1) | 5710 | Smart $aver® Prescriptive - HVAC | 7.05% | 4.9381 | 3.7637 | 1.7229 | 3.2692 | 3.914e-05 | 0 | 4.5306e-05 | 5.5942e-05 | 0 | 5.3055e-05 | 0 | 3.1046e-05 | 4.4352e-05 | 8.5975e-05 | 0 | 0.00012282 | 0 | KY | 10233 | 2018 = Year 1 Template | NRHVAC | HVAC | 65.0958 | 45.34
KY_ HVAC DX HP 65-135kBtuh 11.3 EER 3.4 COP (Tier 1) | HVAC DX HP 65-135kBtuh 11.3 EER 3.4 COP (Tier 1) | 5711 | Smart $aver® Prescriptive - HVAC | 7.05% | 2.6603 | 2.7859 | 1.3179 | 2.8309 | 3.2938e-05 | 0 | 3.8873e-05 | 4.7078e-05 | 0 | 4.5522e-05 | 0 | 3.528e-05 | 5.04e-05 | 7.3768e-05 | 0 | 0.00010538 | 0 | KY | 10234 | 2018 = Year 1 Template | NRHVAC | HVAC | 65.0958 | 45.34
KY_ HVAC DX HP greater than 240 kBtuh 10.3 EER 3.3 COP (Tier 1) | HVAC DX HP greater than 240 kBtuh 10.3 EER 3.3 COP (Tier 1) | 5712 | Smart $aver® Prescriptive - HVAC | 7.05% | 1.6982 | 1.4377 | 1.0288 | 1.5925 | 3.4804e-05 | 0 | 4.1116e-05 | 4.9744e-05 | 0 | 4.8149e-05 | 0 | 7.691e-05 | 0.00010987 | 7.8024e-05 | 0 | 0.00011146 | 0 | KY | 10235 | 2018 = Year 1 Template | NRHVAC | HVAC | 65.0958 | 45.34
KY_ HVAC DX HP Packaged less than 65kBtuh 14 SEER 8 HSPF (Tier 1) | HVAC DX HP Packaged less than 65kBtuh 14 SEER 8 HSPF (Tier 1) | 5713 | Smart $aver® Prescriptive - HVAC | 7.05% | 0.93982 | 0.78049 | 0.66436 | 1.1909 | 2.2264e-05 | 0 | 3.2692e-05 | 3.1821e-05 | 0 | 3.8284e-05 | 0 | 9.949e-05 | 0.00014213 | 6.2039e-05 | 0 | 8.8627e-05 | 0 | KY | 10236 | 2018 = Year 1 Template | NRHVAC | HVAC | 65.0958 | 45.34
KY_ HVAC DX HP Packaged less than 65kBtuh 15 SEER 8.5 HSPF (Tier 2) | HVAC DX HP Packaged less than 65kBtuh 15 SEER 8.5 HSPF (Tier 2) | 5715 | Smart $aver® Prescriptive - HVAC | 7.05% | 1.0184 | 0.69174 | 0.70162 | 0.99862 | 1.9295e-05 | 0 | 2.8558e-05 | 2.7578e-05 | 0 | 3.3443e-05 | 0 | 9.949e-05 | 0.00014213 | 5.4194e-05 | 0 | 7.742e-05 | 0 | KY | 10238 | 2018 = Year 1 Template | NRHVAC | HVAC | 65.0958 | 45.34
KY_ HVAC DX HP Split less than 65kBtuh 14 SEER 8.5 HSPF (Tier 1) | HVAC DX HP Split less than 65kBtuh 14 SEER 8.5 HSPF (Tier 1) | 5716 | Smart $aver® Prescriptive - HVAC | 7.05% | 0.96681 | 1.0283 | 0.64471 | 1.7536 | 3.4682e-05 | 0 | 5.2524e-05 | 3.1821e-05 | 0 | 6.1507e-05 | 0 | 9.949e-05 | 0.00014213 | 9.9671e-05 | 0 | 0.00014239 | 0 | KY | 10239 | 2018 = Year 1 Template | NRHVAC | HVAC | 65.0958 | 45.34
KY_ HVAC DX HP Split less than 65kBtuh 15 SEER 9 HSPF (Tier 2) | HVAC DX HP Split less than 65kBtuh 15 SEER 9 HSPF (Tier 2) | 5717 | Smart $aver® Prescriptive - HVAC | 7.05% | 0.85267 | 0.90712 | 0.59163 | 1.6327 | 3.0758e-05 | 0 | 4.6186e-05 | 2.7578e-05 | 0 | 5.4086e-05 | 0 | 9.949e-05 | 0.00014213 | 8.7645e-05 | 0 | 0.00012521 | 0 | KY | 10240 | 2018 = Year 1 Template | NRHVAC | HVAC | 65.0958 | 45.34
KY_ HVAC DX mini split AC 15 SEER | HVAC DX mini split AC 15 SEER | 5719 | Smart $aver® Prescriptive - HVAC | 7.05% | 1.1417 | 1.2176 | 0.8409 | 1.4651 | 4.1559e-05 | 0 | 3.5507e-05 | 5.9399e-05 | 0 | 4.2752e-05 | 0 | 9.7373e-05 | 0.0001391 | 6.9278e-05 | 0 | 9.8969e-05 | 0 | KY | 10242 | 2018 = Year 1 Template | NRHVAC | HVAC | 65.0958 | 45.34
KY_ HVAC DX mini split AC 16 SEER | HVAC DX mini split AC 16 SEER | 5720 | Smart $aver® Prescriptive - HVAC | 7.05% | 1.3605 | 1.4494 | 0.93381 | 1.6679 | 5.8442e-05 | 0 | 5.4925e-05 | 8.353e-05 | 0 | 6.6131e-05 | 0 | 0.00011713 | 0.00016733 | 0.00010716 | 0 | 0.00015309 | 0 | KY | 10243 | 2018 = Year 1 Template | NRHVAC | HVAC | 65.0958 | 45.34
KY_ HVAC DX mini split AC 18 SEER | HVAC DX mini split AC 18 SEER | 5721 | Smart $aver® Prescriptive - HVAC | 7.05% | 1.5209 | 1.6142 | 1.0067 | 1.7727 | 8.6581e-05 | 0 | 8.1371e-05 | 0.00012375 | 0 | 9.7972e-05 | 0 | 0.00015523 | 0.00022176 | 0.00015876 | 0 | 0.0002268 | 0 | KY | 10244 | 2018 = Year 1 Template | NRHVAC | HVAC | 65.0958 | 45.34
KY_ HVAC DX mini split AC 20 SEER | HVAC DX mini split AC 20 SEER | 5722 | Smart $aver® Prescriptive - HVAC | 7.05% | 1.5344 | 1.6319 | 1.0126 | 1.7865 | 0.00010909 | 0 | 0.00010253 | 0.00015592 | 0 | 0.00012345 | 0 | 0.00019333 | 0.00027619 | 0.00020004 | 0 | 0.00028577 | 0 | KY | 10245 | 2018 = Year 1 Template | NRHVAC | HVAC | 65.0958 | 45.34
KY_ HVAC DX mini split HP 15 SEER 8.5 HSPF | HVAC DX mini split HP 15 SEER 8.5 HSPF | 5723 | Smart $aver® Prescriptive - HVAC | 7.05% | 6.0496 | 4.3082 | 1.643 | 4.2903 | 1.9295e-05 | 0 | 2.8558e-05 | 2.7578e-05 | 0 | 3.3443e-05 | 0 | 1.4112e-05 | 2.016e-05 | 5.4194e-05 | 0 | 7.742e-05 | 0 | KY | 10246 | 2018 = Year 1 Template | NRHVAC | HVAC | 65.0958 | 45.34
KY_ HVAC DX mini split HP 16 SEER 8.5 HSPF | HVAC DX mini split HP 16 SEER 8.5 HSPF | 5725 | Smart $aver® Prescriptive - HVAC | 7.05% | 3.2343 | 3.1868 | 1.4363 | 3.1186 | 3.6178e-05 | 0 | 4.3389e-05 | 5.1709e-05 | 0 | 5.0811e-05 | 0 | 3.3869e-05 | 4.8384e-05 | 8.2338e-05 | 0 | 0.00011763 | 0 | KY | 10248 | 2018 = Year 1 Template | NRHVAC | HVAC | 65.0958 | 45.34
KY_ HVAC DX mini split HP 18 SEER 9.6 HSPF | HVAC DX mini split HP 18 SEER 9.6 HSPF | 5727 | Smart $aver® Prescriptive - HVAC | 7.05% | 3.4846 | 2.9618 | 1.3224 | 3.3005 | 6.4317e-05 | 0 | 0.00010447 | 9.1927e-05 | 0 | 0.00012233 | 0 | 7.2677e-05 | 0.00010382 | 0.00019824 | 0 | 0.0002832 | 0 | KY | 10250 | 2018 = Year 1 Template | NRHVAC | HVAC | 65.0958 | 45.34
KY_ HVAC DX mini split HP 20 SEER 9.6 HSPF | HVAC DX mini split HP 20 SEER 9.6 HSPF | 5729 | Smart $aver® Prescriptive - HVAC | 7.05% | 2.5089 | 2.4845 | 1.201 | 2.7933 | 8.6828e-05 | 0 | 0.00012424 | 0.0001241 | 0 | 0.00014549 | 0 | 0.00011219 | 0.00016027 | 0.00023576 | 0 | 0.00033681 | 0 | KY | 10252 | 2018 = Year 1 Template | NRHVAC | HVAC | 65.0958 | 45.34
KY_ HVAC DX PTAC 12000 Btuh 10.7 EER | HVAC DX PTAC 12000 Btuh 10.7 EER | 5731 | Smart $aver® Prescriptive - HVAC | 7.05% | 1.9074 | 1.6253 | 1.1626 | 1.7467 | 1033.5917 | 0 | 971.3804 | 1477.2887 | 0 | 1169.5836 | 0 | 1901.5564 | 2112.8404 | 1895.2937 | 0 | 2105.8819 | 0 | KY | 10254 | 2018 = Year 1 Template | NRHVAC | HVAC | 65.0958 | 45.34
KY_ HVAC DX PTAC 15000 Btuh 9.8 EER | HVAC DX PTAC 15000 Btuh 9.8 EER | 5732 | Smart $aver® Prescriptive - HVAC | 7.05% | 2.2815 | 1.9357 | 1.2917 | 1.939 | 3.2478e-05 | 0 | 3.0524e-05 | 4.642e-05 | 0 | 3.6751e-05 | 0 | 4.9896e-05 | 5.544e-05 | 5.9555e-05 | 0 | 6.6172e-05 | 0 | KY | 10255 | 2018 = Year 1 Template | NRHVAC | HVAC | 65.0958 | 45.34
KY_ HVAC DX PTAC 7600 Btuh 12.2 EER | HVAC DX PTAC 7600 Btuh 12.2 EER | 5733 | Smart $aver® Prescriptive - HVAC | 7.05% | 2.0013 | 1.7057 | 1.1968 | 1.7976 | 1.4513e-05 | 0 | 1.3639e-05 | 2.0743e-05 | 0 | 1.6422e-05 | 0 | 2.5402e-05 | 2.8224e-05 | 2.6612e-05 | 0 | 2.9569e-05 | 0 | KY | 10256 | 2018 = Year 1 Template | NRHVAC | HVAC | 65.0958 | 45.34
KY_ HVAC Water Source HP greater than 17 kBtuh and less than 65 kBtuh | HVAC Water Source HP greater than 17 kBtuh and less than 65 kBtuh | 8843 | Smart $aver® Prescriptive - HVAC | 7.05% | #DIV/0! | #DIV/0! | #DIV/0! |  | 0 | 0 | 0 | 0 | 0 | 0 | 0 | 0 | 0 | 0 | 0 | 0 | 0 | KY | 16158 | 2018 = Year 1 Template | NRHVAC | HVAC | 65.0958 | 45.34
KY_ HVAC Water Source HP greater than 65 kBtuh and less than 135 kBtuh | HVAC Water Source HP greater than 65 kBtuh and less than 135 kBtuh | 8844 | Smart $aver® Prescriptive - HVAC | 7.05% | #DIV/0! | #DIV/0! | #DIV/0! |  | 0 | 0 | 0 | 0 | 0 | 0 | 0 | 0 | 0 | 0 | 0 | 0 | 0 | KY | 16159 | 2018 = Year 1 Template | NRHVAC | HVAC | 65.0958 | 45.34
KY_ HVAC Water Source HP less than 17 kBtuh | HVAC Water Source HP less than 17 kBtuh | 8845 | Smart $aver® Prescriptive - HVAC | 7.05% | #DIV/0! | #DIV/0! | #DIV/0! |  | 0 | 0 | 0 | 0 | 0 | 0 | 0 | 0 | 0 | 0 | 0 | 0 | 0 | KY | 16160 | 2018 = Year 1 Template | NRHVAC | HVAC | 65.0958 | 45.34
KY_ Icemaker (100 to 500 lbs_day) | Icemaker (100 to 500 lbs_day) | 348 | Smart $aver® Prescriptive - Energy Star Food Service Products | 7.05% | 0.88006 | 0.46178 | 0.49716 | 1.0929 | 33.8324 | 0 | 219.7256 | 48.1399 | 0 | 264.0234 | 0 | 612.5757 | 765.7197 | 427.8462 | 0 | 534.8078 | 0 | KY | 2203 | 2018 = Year 1 Template | NRFS | Food Service Products | 65.0958 | 45.34
KY_ Icemaker (501 to 1000 lbs_day) | Icemaker (501 to 1000 lbs_day) | 349 | Smart $aver® Prescriptive - Energy Star Food Service Products | 7.05% | 1.8583 | 1.7432 | 0.70759 | 3.5883 | 4.5179e-05 | 0 | 0.00029342 | 6.4285e-05 | 0 | 0.00035257 | 0 | 0.00020079 | 0.00025099 | 0.00057133 | 0 | 0.00071417 | 0 | KY | 2204 | 2018 = Year 1 Template | NRFS | Food Service Products | 65.0958 | 45.34
KY_ Icemaker (Greater Than 1000 lbs_day) | Icemaker (Greater Than 1000 lbs_day) | 350 | Smart $aver® Prescriptive - Energy Star Food Service Products | 7.05% | 2.1948 | 1.4532 | 0.75146 | 2.7838 | 636.7719 | 0 | 4135.5356 | 906.0587 | 0 | 4969.2799 | 0 | 3526.8413 | 4408.5517 | 8052.648 | 0 | 10065.81 | 0 | KY | 2205 | 2018 = Year 1 Template | NRFS | Food Service Products | 65.0958 | 45.34
KY_ Int Induction Lighting replacing HPS greater than 100W, up to 200W | Int Induction Lighting replacing HPS greater than 100W, up to 200W | 8846 | Smart $aver® Prescriptive - Lighting | 7.05% | #DIV/0! | #DIV/0! | #DIV/0! |  | 0 | 0 | 0 | 0 | 0 | 0 | 0 | 0 | 0 | 0 | 0 | 0 | 0 | KY | 16161 | 2018 = Year 1 Template | NRLTG | Lighting | 65.0958 | 45.34
KY_ Int Induction Lighting replacing HPS greater than 200W, up to 400W | Int Induction Lighting replacing HPS greater than 200W, up to 400W | 8847 | Smart $aver® Prescriptive - Lighting | 7.05% | #DIV/0! | #DIV/0! | #DIV/0! |  | 0 | 0 | 0 | 0 | 0 | 0 | 0 | 0 | 0 | 0 | 0 | 0 | 0 | KY | 16162 | 2018 = Year 1 Template | NRLTG | Lighting | 65.0958 | 45.34
KY_ Int Induction Lighting replacing MH between 70W and 200W | Int Induction Lighting replacing MH between 70W and 200W | 8848 | Smart $aver® Prescriptive - Lighting | 7.05% | #DIV/0! | #DIV/0! | #DIV/0! |  | 0 | 0 | 0 | 0 | 0 | 0 | 0 | 0 | 0 | 0 | 0 | 0 | 0 | KY | 16163 | 2018 = Year 1 Template | NRLTG | Lighting | 65.0958 | 45.34
KY_ Int Induction Lighting replacing MH greater than 200W, up to 250W | Int Induction Lighting replacing MH greater than 200W, up to 250W | 8849 | Smart $aver® Prescriptive - Lighting | 7.05% | #DIV/0! | #DIV/0! | #DIV/0! |  | 0 | 0 | 0 | 0 | 0 | 0 | 0 | 0 | 0 | 0 | 0 | 0 | 0 | KY | 16164 | 2018 = Year 1 Template | NRLTG | Lighting | 65.0958 | 45.34
KY_ LED - Retail Fixture | LED - Retail Fixture | 6010 | Residential Smart $aver® | 7.05% | 0.97145 | 0.94091 | 0.50412 | 2.3901 | 19060.3103 | 0 | 67360.4342 | 12349.5478 | 0 | 94253.9358 | 0 | 81510.4823 | 135850.8038 | 147892.3397 | 0 | 246487.2329 | 0 | KY | 12991 | 2018 = Year 1 Template | RTLLED | Residential Smart $aver® Products and Services | 65.0958 | 45.34
KY_ LED - Retail General Purpose A Line | LED - Retail General Purpose A Line | 6009 | Residential Smart $aver® | 7.05% | 1.378 | 0.99999 | 0.59377 | 2.702 | 18470.5655 | 0 | 64880.262 | 11962.9334 | 0 | 91355.5905 | 0 | 60729.9749 | 101216.6248 | 143344.5926 | 0 | 238907.6543 | 0 | KY | 12989 | 2018 = Year 1 Template | RTLLED | Residential Smart $aver® Products and Services | 65.0958 | 45.34
KY_ LED - Retail Reflector Outdoor | LED - Retail Reflector Outdoor | 6013 | Residential Smart $aver® | 7.05% | 4.7351 | 5.2753 | 0.85629 | 12.5964 | 51403.8038 | 0 | 180825.0077 | 33384.4916 | 0 | 254096.7224 | 0 | 33522.1946 | 55870.3244 | 398699.0939 | 0 | 664498.4898 | 0 | KY | 12993 | 2018 = Year 1 Template | RTLLED | Residential Smart $aver® Products and Services | 65.0958 | 45.34
KY_ LED - Retail Reflector Recessed | LED - Retail Reflector Recessed | 6011 | Residential Smart $aver® | 7.05% | 1.6355 | 1.7933 | 0.63764 | 4.9346 | 53860.9459 | 0 | 189642.575 | 34889.5278 | 0 | 266376.3746 | 0 | 98500.2922 | 164167.1536 | 417966.8992 | 0 | 696611.4987 | 0 | KY | 12995 | 2018 = Year 1 Template | RTLLED | Residential Smart $aver® Products and Services | 65.0958 | 45.34
KY_ LED - Retail Reflector Track Lighting | LED - Retail Reflector Track Lighting | 6012 | Residential Smart $aver® | 7.05% | 0.86405 | 0.85044 | 0.47293 | 2.4868 | 6686.2854 | 0 | 23531.7369 | 4331.059 | 0 | 33068.3758 | 0 | 27296.4623 | 45494.1038 | 51887.0583 | 0 | 86478.4305 | 0 | KY | 12997 | 2018 = Year 1 Template | RTLLED | Residential Smart $aver® Products and Services | 65.0958 | 45.34
KY_ LED - Retail Specialty 3 Way | LED - Retail Specialty 3 Way | 7430 | Residential Smart $aver® | 7.05% | 1.8417 | 1.0318 | 0.66667 | 2.2274 | 8919.9754 | 0 | 31397.9581 | 5777.9941 | 0 | 44115.3157 | 0 | 35289.9533 | 58816.5889 | 69220.6346 | 0 | 115367.7244 | 0 | KY | 12918 | 2018 = Year 1 Template | RTLLED | Residential Smart $aver® Products and Services | 65.0958 | 45.34
KY_ LED - Retail Specialty Decorative Candelabra | LED - Retail Specialty Decorative Candelabra | 6014 | Residential Smart $aver® | 7.05% | 0.72633 | 0.77007 | 0.42886 | 2.3451 | 8469.0083 | 0 | 29863.4657 | 5501.4461 | 0 | 41860.4223 | 0 | 38817.2604 | 64695.4341 | 65682.5176 | 0 | 109470.8626 | 0 | KY | 12987 | 2018 = Year 1 Template | RTLLED | Residential Smart $aver® Products and Services | 65.0958 | 45.34
KY_ LED - Retail Specialty Globe | LED - Retail Specialty Globe | 6015 | Residential Smart $aver® | 7.05% | 0.74448 | 0.60233 | 0.43433 | 1.7369 | 7986.8069 | 0 | 28026.1622 | 5172.5346 | 0 | 39504.1165 | 0 | 47631.3021 | 79385.5035 | 61985.276 | 0 | 103308.7933 | 0 | KY | 12599 | 2018 = Year 1 Template | RTLLED | Residential Smart $aver® Products and Services | 65.0958 | 45.34
KY_ LED 2ft Tube 1-LED, replacing or in lieu of T8 fluorescent | LED 2ft Tube 1-LED, replacing or in lieu of T8 fluorescent | 8850 | Smart $aver® Prescriptive - Lighting | 7.05% | #DIV/0! | #DIV/0! | #DIV/0! |  | 0 | 0 | 0 | 0 | 0 | 0 | 0 | 0 | 0 | 0 | 0 | 0 | 0 | KY | 16165 | 2018 = Year 1 Template | NRLTG | Lighting | 65.0958 | 45.34
KY_ LED 4ft Case Lights, T8 to LED - With Controls | LED 4ft Case Lights, T8 to LED - With Controls | 5742 | Smart $aver® Prescriptive - Lighting | 7.05% | 1.1123 | 0.53796 | 0.60037 | 1.0733 | 7.5548e-06 | 0 | 4.5287e-05 | 1.0798e-05 | 0 | 4.8787e-05 | 0 | 0.00011048 | 0.0001381 | 7.9058e-05 | 0 | 9.8823e-05 | 0 | KY | 10265 | 2018 = Year 1 Template | NRLTG | Lighting | 65.0958 | 45.34
KY_ LED 4ft Case Lights, T8 to LED | LED 4ft Case Lights, T8 to LED | 5741 | Smart $aver® Prescriptive - Lighting | 7.05% | 2.5329 | 0.60748 | 0.90326 | 0.90035 | 3209.3224 | 0 | 15215.463 | 4587.0102 | 0 | 16391.5245 | 0 | 35134.1993 | 43917.7491 | 26562.2341 | 0 | 33202.7926 | 0 | KY | 10264 | 2018 = Year 1 Template | NRLTG | Lighting | 65.0958 | 45.34
KY_ LED 4ft Tube 1-LED, replacing or in lieu of T8 fluorescent | LED 4ft Tube 1-LED, replacing or in lieu of T8 fluorescent | 8851 | Smart $aver® Prescriptive - Lighting | 7.05% | #DIV/0! | #DIV/0! | #DIV/0! |  | 0 | 0 | 0 | 0 | 0 | 0 | 0 | 0 | 0 | 0 | 0 | 0 | 0 | KY | 16166 | 2018 = Year 1 Template | NRLTG | Lighting | 65.0958 | 45.34
KY_ LED 5ft Case Lights, T8 to LED - With Controls | LED 5ft Case Lights, T8 to LED - With Controls | 5744 | Smart $aver® Prescriptive - Lighting | 7.05% | 1.0553 | 0.61188 | 0.58504 | 1.2546 | 9.4863e-06 | 0 | 5.5628e-05 | 1.3559e-05 | 0 | 5.9927e-05 | 0 | 0.00011854 | 0.00014818 | 9.7111e-05 | 0 | 0.00012139 | 0 | KY | 10267 | 2018 = Year 1 Template | NRLTG | Lighting | 65.0958 | 45.34
KY_ LED 5ft Case Lights, T8 to LED | LED 5ft Case Lights, T8 to LED | 5743 | Smart $aver® Prescriptive - Lighting | 7.05% | 2.4938 | 0.68779 | 0.89823 | 1.0339 | 1154.1637 | 0 | 5471.9139 | 1649.6195 | 0 | 5894.8591 | 0 | 11034.1414 | 13792.6767 | 9552.5359 | 0 | 11940.6699 | 0 | KY | 10266 | 2018 = Year 1 Template | NRLTG | Lighting | 65.0958 | 45.34
KY_ LED A Lamps | LED A Lamps | 8852 | Smart $aver® Prescriptive - Lighting | 7.05% | #DIV/0! | #DIV/0! | #DIV/0! |  | 0 | 0 | 0 | 0 | 0 | 0 | 0 | 0 | 0 | 0 | 0 | 0 | 0 | KY | 16167 | 2018 = Year 1 Template | NRLTG | Lighting | 65.0958 | 45.34
KY_ LED Canopy replacing 176-250W HID | LED Canopy replacing 176-250W HID | 3064 | Smart $aver® Prescriptive - Lighting | 7.05% | 1.4347 | 0.79208 | 0.51227 | 2.1813 | 0 | 0 | 13043.0463 | 0 | 0 | 16370.2414 | 0 | 14423.0256 | 20604.3223 | 26527.7452 | 0 | 37896.7789 | 0 | KY | 6925 | 2018 = Year 1 Template | NRLTG | Lighting | 65.0958 | 45.34
KY_ LED Canopy replacing 251-400W HID | LED Canopy replacing 251-400W HID | 3065 | Smart $aver® Prescriptive - Lighting | 7.05% | 1.5016 | 0.99918 | 0.52055 | 2.7836 | 0 | 0 | 114842.4184 | 0 | 0 | 144137.9628 | 0 | 99181.1387 | 141687.3411 | 233573.5343 | 0 | 333676.4776 | 0 | KY | 6926 | 2018 = Year 1 Template | NRLTG | Lighting | 65.0958 | 45.34
KY_ LED Canopy replacing up to 175W HID | LED Canopy replacing up to 175W HID | 3066 | Smart $aver® Prescriptive - Lighting | 7.05% | 1.5404 | 0.57129 | 0.52513 | 1.5108 | 0 | 0 | 12415.9439 | 0 | 0 | 15583.1694 | 0 | 19340.3221 | 27629.0315 | 25252.306 | 0 | 36074.7229 | 0 | KY | 6927 | 2018 = Year 1 Template | NRLTG | Lighting | 65.0958 | 45.34
KY_ LED Decorative, Globe, 3-Way Lamps | LED Decorative, Globe, 3-Way Lamps | 8853 | Smart $aver® Prescriptive - Lighting | 7.05% | #DIV/0! | #DIV/0! | #DIV/0! |  | 0 | 0 | 0 | 0 | 0 | 0 | 0 | 0 | 0 | 0 | 0 | 0 | 0 | KY | 16168 | 2018 = Year 1 Template | NRLTG | Lighting | 65.0958 | 45.34
KY_ LED Display Case (rplcng or ILO INCD or FL display case Ltng) | LED Display Case (rplcng or ILO INCD or FL display case Ltng) | 3128 | Smart $aver® Prescriptive - Lighting | 7.05% | 3.9677 | 3.0322 | 1.0978 | 4.4229 | 6.6903e-06 | 0 | 2.5229e-05 | 9.5622e-06 | 0 | 2.733e-05 | 0 | 1.129e-05 | 1.6128e-05 | 4.4288e-05 | 0 | 6.3269e-05 | 0 | KY | 6989 | 2018 = Year 1 Template | NRLTG | Lighting | 65.0958 | 45.34
KY_ LED Downlight | LED Downlight | 1161 | Smart $aver® Prescriptive - Lighting | 7.05% | 7.9991 | 1.7475 | 1.241 | 2.2653 | 73287.1385 | 0 | 293133.6347 | 104747.6102 | 0 | 320780.8444 | 0 | 241829.9296 | 268699.9218 | 519820.8308 | 0 | 577578.7009 | 0 | KY | 3811 | 2018 = Year 1 Template | NRLTG | Lighting | 65.0958 | 45.34
KY_ LED Exit Signs Electronic Fixtures (Retrofit Only) | LED Exit Signs Electronic Fixtures (Retrofit Only) | 352 | Smart $aver® Prescriptive - Lighting | 7.05% | 4.5808 | 2.0089 | 0.95521 | 3.5437 | 3665.7873 | 0 | 20129.4198 | 5244.6596 | 0 | 24062.0896 | 0 | 11546.4743 | 20581.9506 | 38992.2766 | 0 | 69504.9494 | 0 | KY | 2209 | 2018 = Year 1 Template | NRLTG | Lighting | 65.0958 | 45.34
KY_ LED FLD rplcng or ILO GRT 100W HAL, INCD, or HID | LED FLD rplcng or ILO GRT 100W HAL, INCD, or HID | 3067 | Smart $aver® Prescriptive - Lighting | 7.05% | 2.7255 | 0.86874 | 0.56981 | 2.4077 | 0 | 0 | 40160.691 | 0 | 0 | 55745.6748 | 0 | 39989.3877 | 57127.6967 | 90335.0793 | 0 | 129050.1132 | 0 | KY | 6928 | 2018 = Year 1 Template | NRLTG | Lighting | 65.0958 | 45.34
KY_ LED FLD rplcng or ILO up to 100W HAL, INCD, or HID | LED FLD rplcng or ILO up to 100W HAL, INCD, or HID | 3068 | Smart $aver® Prescriptive - Lighting | 7.05% | 2.193 | 0.65815 | 0.54228 | 1.8264 | 0 | 0 | 257.8605 | 0 | 0 | 357.9273 | 0 | 344.524 | 492.1771 | 580.0161 | 0 | 828.5944 | 0 | KY | 6929 | 2018 = Year 1 Template | NRLTG | Lighting | 65.0958 | 45.34
KY_ LED Highbay replacing 251-400W HID | LED Highbay replacing 251-400W HID | 3069 | Smart $aver® Prescriptive - Lighting | 7.05% | 2.4434 | 1.8407 | 0.91806 | 2.8491 | 229167.9848 | 0 | 928125.0638 | 327544.4944 | 0 | 1009675.642 | 0 | 696493.2081 | 994990.2974 | 1636165.127 | 0 | 2337378.7528 | 0 | KY | 6930 | 2018 = Year 1 Template | NRLTG | Lighting | 65.0958 | 45.34
KY_ LED Highbay replacing greater than 400W HID | LED Highbay replacing greater than 400W HID | 3070 | Smart $aver® Prescriptive - Lighting | 7.05% | 3.407 | 2.5962 | 1.0272 | 3.9174 | 53900.0845 | 0 | 218294.1018 | 77038.1428 | 0 | 237474.7175 | 0 | 112641.4361 | 160916.3373 | 384824.428 | 0 | 549749.1828 | 0 | KY | 6931 | 2018 = Year 1 Template | NRLTG | Lighting | 65.0958 | 45.34
KY_ LED Indoor Channel Sign, greater than 2 feet | LED Indoor Channel Sign, greater than 2 feet | 8854 | Smart $aver® Prescriptive - Lighting | 7.05% | #DIV/0! | #DIV/0! | #DIV/0! |  | 0 | 0 | 0 | 0 | 0 | 0 | 0 | 0 | 0 | 0 | 0 | 0 | 0 | KY | 16169 | 2018 = Year 1 Template | NRLTG | Lighting | 65.0958 | 45.34
KY_ LED Indoor Channel Sign, less than or equal to 2 feet | LED Indoor Channel Sign, less than or equal to 2 feet | 8855 | Smart $aver® Prescriptive - Lighting | 7.05% | #DIV/0! | #DIV/0! | #DIV/0! |  | 0 | 0 | 0 | 0 | 0 | 0 | 0 | 0 | 0 | 0 | 0 | 0 | 0 | KY | 16170 | 2018 = Year 1 Template | NRLTG | Lighting | 65.0958 | 45.34
KY_ LED Indoor Sport Lighting | LED Indoor Sport Lighting | 8856 | Smart $aver® Prescriptive - Lighting | 7.05% | #DIV/0! | #DIV/0! | #DIV/0! |  | 0 | 0 | 0 | 0 | 0 | 0 | 0 | 0 | 0 | 0 | 0 | 0 | 0 | KY | 16171 | 2018 = Year 1 Template | NRLTG | Lighting | 65.0958 | 45.34
KY_ LED Lowbay replacing 176W-250W HID | LED Lowbay replacing 176W-250W HID | 3071 | Smart $aver® Prescriptive - Lighting | 7.05% | 2.3189 | 1.75 | 0.89991 | 2.7278 | 526.4018 | 0 | 2131.9152 | 752.3739 | 0 | 2319.2379 | 0 | 1688.3165 | 2411.8808 | 3758.2923 | 0 | 5368.989 | 0 | KY | 6932 | 2018 = Year 1 Template | NRLTG | Lighting | 65.0958 | 45.34
KY_ LED Lowbay replacing up to 175W HID | LED Lowbay replacing up to 175W HID | 3072 | Smart $aver® Prescriptive - Lighting | 7.05% | 1.7158 | 1.2877 | 0.79188 | 2.1107 | 3195.6649 | 0 | 12942.3691 | 4567.4898 | 0 | 14079.5625 | 0 | 14182.9028 | 20261.2898 | 22815.7323 | 0 | 32593.9033 | 0 | KY | 6933 | 2018 = Year 1 Template | NRLTG | Lighting | 65.0958 | 45.34
KY_ LED Outdoor Channel Sign, greater than 2 feet | LED Outdoor Channel Sign, greater than 2 feet | 8857 | Smart $aver® Prescriptive - Lighting | 7.05% | #DIV/0! | #DIV/0! | #DIV/0! |  | 0 | 0 | 0 | 0 | 0 | 0 | 0 | 0 | 0 | 0 | 0 | 0 | 0 | KY | 16172 | 2018 = Year 1 Template | NRLTG | Lighting | 65.0958 | 45.34
KY_ LED Outdoor Channel Sign, less than or equal to 2 feet | LED Outdoor Channel Sign, less than or equal to 2 feet | 8858 | Smart $aver® Prescriptive - Lighting | 7.05% | #DIV/0! | #DIV/0! | #DIV/0! |  | 0 | 0 | 0 | 0 | 0 | 0 | 0 | 0 | 0 | 0 | 0 | 0 | 0 | KY | 16173 | 2018 = Year 1 Template | NRLTG | Lighting | 65.0958 | 45.34
KY_ LED Panel 1x4 replacing or in lieu of T8 FL | LED Panel 1x4 replacing or in lieu of T8 FL | 3073 | Smart $aver® Prescriptive - Lighting | 7.05% | 1.4158 | 0.46297 | 0.72765 | 0.73208 | 10461.6552 | 0 | 39633.9224 | 14952.6015 | 0 | 43449.026 | 0 | 131547.7475 | 187925.3536 | 70408.5333 | 0 | 100583.6191 | 0 | KY | 6934 | 2018 = Year 1 Template | NRLTG | Lighting | 65.0958 | 45.34
KY_ LED Panel 2x2 replacing or in lieu of T8 FL | LED Panel 2x2 replacing or in lieu of T8 FL | 3075 | Smart $aver® Prescriptive - Lighting | 7.05% | 0.90806 | 0.25037 | 0.56523 | 0.45175 | 5614.7235 | 0 | 21271.3485 | 8024.9942 | 0 | 23318.8975 | 0 | 132552.2362 | 189360.3374 | 37787.9443 | 0 | 53982.7776 | 0 | KY | 6936 | 2018 = Year 1 Template | NRLTG | Lighting | 65.0958 | 45.34
KY_ LED Panel 2x4 replacing or in lieu of T8 FL | LED Panel 2x4 replacing or in lieu of T8 FL | 3077 | Smart $aver® Prescriptive - Lighting | 7.05% | 1.5774 | 0.57482 | 0.7681 | 0.89342 | 140992.888 | 0 | 534150.7696 | 201517.8702 | 0 | 585567.3444 | 0 | 1397846.2921 | 1996923.2744 | 948903.6167 | 0 | 1355576.5953 | 0 | KY | 6938 | 2018 = Year 1 Template | NRLTG | Lighting | 65.0958 | 45.34
KY_ LED PAR, BR, MR Lamps | LED PAR, BR, MR Lamps | 8859 | Smart $aver® Prescriptive - Lighting | 7.05% | #DIV/0! | #DIV/0! | #DIV/0! |  | 0 | 0 | 0 | 0 | 0 | 0 | 0 | 0 | 0 | 0 | 0 | 0 | 0 | KY | 16174 | 2018 = Year 1 Template | NRLTG | Lighting | 65.0958 | 45.34
KY_ LED Portable Task Lights (rplcng or ILO INCD, HAL, or CFL task Ltng) | LED Portable Task Lights (rplcng or ILO INCD, HAL, or CFL task Ltng) | 3129 | Smart $aver® Prescriptive - Lighting | 7.05% | 4.2334 | 3.2368 | 1.1834 | 4.3756 | 38.8626 | 0 | 139.9358 | 55.5454 | 0 | 142.6776 | 0 | 59.6578 | 85.2255 | 231.2071 | 0 | 330.2958 | 0 | KY | 6990 | 2018 = Year 1 Template | NRLTG | Lighting | 65.0958 | 45.34
KY_ LED Poultry Lights | LED Poultry Lights | 8860 | Smart $aver® Prescriptive - Lighting | 7.05% | #DIV/0! | #DIV/0! | #DIV/0! |  | 0 | 0 | 0 | 0 | 0 | 0 | 0 | 0 | 0 | 0 | 0 | 0 | 0 | KY | 16175 | 2018 = Year 1 Template | NRLTG | Agricultural | 65.0958 | 45.34
KY_ LED Shelf-mounted Task Lights (rplcng or ILO FL task Ltng) | LED Shelf-mounted Task Lights (rplcng or ILO FL task Ltng) | 3130 | Smart $aver® Prescriptive - Lighting | 7.05% | 0.98838 | 0.59822 | 0.61706 | 1.0408 | 1.8999e-06 | 0 | 6.8413e-06 | 2.7155e-06 | 0 | 6.9752e-06 | 0 | 1.764e-05 | 2.52e-05 | 1.1303e-05 | 0 | 1.6147e-05 | 0 | KY | 6991 | 2018 = Year 1 Template | NRLTG | Lighting | 65.0958 | 45.34
KY_ LED Track Ltng (rplcng or ILO INCD, HAL, CFL, or HID track Ltng) | LED Track Ltng (rplcng or ILO INCD, HAL, CFL, or HID track Ltng) | 3131 | Smart $aver® Prescriptive - Lighting | 7.05% | 2.3781 | 1.7892 | 0.92649 | 2.704 | 452.8669 | 0 | 1707.7662 | 647.2722 | 0 | 1849.9883 | 0 | 1360.1985 | 1943.1407 | 2997.88 | 0 | 4282.6857 | 0 | KY | 6992 | 2018 = Year 1 Template | NRLTG | Lighting | 65.0958 | 45.34
KY_ LF Showerhead MF Direct 1.5 GPM | LF Showerhead MF Direct 1.5 GPM | 2984 | Residential Smart $aver® | 7.05% | 3.3521 | 4.4507 | 0.75221 |  | 4270.9113 | 0 | 30851.7689 | 4255.2229 | 0 | 40602.4088 | 0 | 0 | 0 | 63708.5887 | 0 | 67061.6724 | 0 | KY | 6716 | 2018 = Year 1 Template | MFEESH | Residential Smart $aver® Products and Services | 65.0958 | 45.34
KY_ LF Showerhead MF DIY 1.5 GPM | LF Showerhead MF DIY 1.5 GPM | 2987 | Residential Smart $aver® | 7.05% | #DIV/0! | #DIV/0! | #DIV/0! |  | 0 | 0 | 0 | 0 | 0 | 0 | 0 | 0 | 0 | 0 | 0 | 0 | 0 | KY | 6719 | 2018 = Year 1 Template | MFEESH | Residential Smart $aver® Products and Services | 65.0958 | 45.34
KY_ LF Showerhead SF DIY 1.5 GPM | LF Showerhead SF DIY 1.5 GPM | 2993 | Residential Smart $aver® | 7.05% | 1.0794 | 1.181 | 0.50934 |  | 7473.2643 | 0 | 53700.5388 | 7443.5197 | 0 | 71149.8275 | 0 | 0 | 0 | 111640.0537 | 0 | 159485.791 | 0 | KY | 6725 | 2018 = Year 1 Template | SFEESH | Residential Smart $aver® Products and Services | 65.0958 | 45.34
KY_ Light Tube | Light Tube | 354 | Smart $aver® Prescriptive - Lighting | 7.05% | 1.6447 | 0.51333 | 0.85287 | 0.65011 | 3.1352e-05 | 0 | 7.846e-05 | 4.4768e-05 | 0 | 8.726e-05 | 0 | 0.00028274 | 0.000504 | 0.0001414 | 0 | 0.00025206 | 0 | KY | 2211 | 2018 = Year 1 Template | NRLTG | Lighting | 65.0958 | 45.34
KY_ Lighting Power Density for New Construction | Lighting Power Density for New Construction | 8861 | Smart $aver® Prescriptive - Lighting | 7.05% | #DIV/0! | #DIV/0! | #DIV/0! |  | 0 | 0 | 0 | 0 | 0 | 0 | 0 | 0 | 0 | 0 | 0 | 0 | 0 | KY | 16176 | 2018 = Year 1 Template | NRLTG | Lighting | 65.0958 | 45.34
KY_ Low Energy Livestock Waterer | Low Energy Livestock Waterer | 8862 | Smart $aver® Prescriptive - Process Equipment | 7.05% | #DIV/0! | #DIV/0! | #DIV/0! |  | 0 | 0 | 0 | 0 | 0 | 0 | 0 | 0 | 0 | 0 | 0 | 0 | 0 | KY | 16177 | 2018 = Year 1 Template | NRPROC | Agricultural | 65.0958 | 45.34
KY_ Low Flow Showerhead (DI) - COMM, public use 1.5 gpm | Low Flow Showerhead (DI) - COMM, public use 1.5 gpm | 3118 | Smart $aver® Prescriptive - HVAC | 7.05% | 7.5112 | 6.3985 | 0.83092 | 21.9056 | 9.8124e-06 | 0 | 0.00019392 | 1.3962e-05 | 0 | 0.00023301 | 0 | 1.764e-05 | 2.52e-05 | 0.00037759 | 0 | 0.00053942 | 0 | KY | 6979 | 2018 = Year 1 Template | NRHVAC | HVAC | 65.0958 | 45.34
KY_ Low Flow Showerhead (DI) - COMM, pvt use 1.5 gpm | Low Flow Showerhead (DI) - COMM, pvt use 1.5 gpm | 3005 | Smart $aver® Prescriptive - HVAC | 7.05% | 5.6432 | 4.5681 | 0.87534 | 11.2151 | 112.184 | 0 | 1109.8204 | 159.6259 | 0 | 1333.5656 | 0 | 201.6802 | 288.1146 | 2161.0243 | 0 | 3087.1776 | 0 | KY | 6868 | 2018 = Year 1 Template | NRHVAC | HVAC | 65.0958 | 45.34
KY_ Low Income Neighborhood | Low Income Neighborhood | 2071 | Low Income Neighborhood | 7.05% | 0.62545 | 0.98291 | 0.43583 |  | 27681.1982 | 0 | 69045.6733 | 35496.6445 | 0 | 91975.6032 | 0 | 0 | 0 | 144317.4445 | 0 | 150487.4291 | 0 | KY | 5111 | 2018 = Year 1 Template | HWLI | Low Income Neighborhood | 65.0958 | 45.34
KY_ Low Income Refrigerator Replacement | Low Income Refrigerator Replacement | 475 | Low Income Services | 7.05% | 0.43801 | 1.7319 | 0.31274 |  | 4195.6701 | 0 | 22237.0794 | 5959.8798 | 0 | 29624.3445 | 0 | 0 | 0 | 46483.084 | 0 | 46483.084 | 0 | KY | 4813 | 2018 = Year 1 Template | REFRPL | Low Income Services | 65.0958 | 45.34
KY_ Low Income Weatherization- Tier 1 | Low Income Weatherization- Tier 1 | 476 | Low Income Services | 7.05% | 0.41851 | 1.4985 | 0.31575 |  | 5002.8932 | 0 | 17461.4471 | 7150.4615 | 0 | 23028.3749 | 0 | 0 | 0 | 36133.4539 | 0 | 36133.4539 | 0 | KY | 5112 | 2018 = Year 1 Template | WZELEC | Low Income Services | 65.0958 | 45.34
KY_ Low Income Weatherization- Tier 2 | Low Income Weatherization- Tier 2 | 477 | Low Income Services | 7.05% | 0.76404 | 3.6354 | 0.47929 |  | 28761.2696 | 0 | 100384.5905 | 41107.4833 | 0 | 132388.4539 | 0 | 0 | 0 | 207728.6008 | 0 | 207728.6008 | 0 | KY | 5113 | 2018 = Year 1 Template | WZELEC | Low Income Services | 65.0958 | 45.34
KY_ Low Pressure Drop Filter for Compressed Air Systems | Low Pressure Drop Filter for Compressed Air Systems | 8863 | Smart $aver® Prescriptive - Process Equipment | 7.05% | #DIV/0! | #DIV/0! | #DIV/0! |  | 0 | 0 | 0 | 0 | 0 | 0 | 0 | 0 | 0 | 0 | 0 | 0 | 0 | KY | 16178 | 2018 = Year 1 Template | NRPROC | Process Equipment | 65.0958 | 45.34
KY_ Low Pressure Sprinkler Nozzles Portable | Low Pressure Sprinkler Nozzles Portable | 8864 | Smart $aver® Prescriptive - Process Equipment | 7.05% | #DIV/0! | #DIV/0! | #DIV/0! |  | 0 | 0 | 0 | 0 | 0 | 0 | 0 | 0 | 0 | 0 | 0 | 0 | 0 | KY | 16179 | 2018 = Year 1 Template | NRPROC | Agricultural | 65.0958 | 45.34
KY_ Low Pressure Sprinkler Nozzles Solid Set | Low Pressure Sprinkler Nozzles Solid Set | 8865 | Smart $aver® Prescriptive - Process Equipment | 7.05% | #DIV/0! | #DIV/0! | #DIV/0! |  | 0 | 0 | 0 | 0 | 0 | 0 | 0 | 0 | 0 | 0 | 0 | 0 | 0 | KY | 16180 | 2018 = Year 1 Template | NRPROC | Agricultural | 65.0958 | 45.34
KY_ Low Watt T8 lamps 2-4ft, replacing standard 32 Watt T8 | Low Watt T8 lamps 2-4ft, replacing standard 32 Watt T8 | 355 | Smart $aver® Prescriptive - Lighting | 7.05% | 12.9931 | 7.4272 | 1.2482 | 13.1377 | 10497.1206 | 0 | 52226.9251 | 14961.3652 | 0 | 56256.7647 | 0 | 7073.6627 | 10371.9395 | 91163.2932 | 0 | 133670.5178 | 0 | KY | 2212 | 2018 = Year 1 Template | NRLTG | Lighting | 65.0958 | 45.34
KY_ Low-Temp ES Multi-Tank - CNV DW New -repl on BO | Low-Temp ES Multi-Tank - CNV DW New -repl on BO | 3079 | Smart $aver® Prescriptive - Energy Star Food Service Products | 7.05% | 16.8382 | 13.2922 | 1.157 | 24.0225 | 0.0013761 | 0 | 0.0089898 | 0.001977 | 0 | 0.009935 | 0 | 0.00068443 | 0.00097776 | 0.0161 | 0 | 0.022999 | 0 | KY | 6940 | 2018 = Year 1 Template | NRFS | Food Service Products | 65.0958 | 45.34
KY_ Low-Temp ES UC DW New -repl on Burnout | Low-Temp ES UC DW New -repl on Burnout | 3082 | Smart $aver® Prescriptive - Energy Star Food Service Products | 7.05% | 18.8957 | 15.9059 | 1.1558 | 38.3056 | 0.00011383 | 0 | 0.0007375 | 0.00016197 | 0 | 0.00082308 | 0 | 3.528e-05 | 5.04e-05 | 0.0013338 | 0 | 0.0019054 | 0 | KY | 6943 | 2018 = Year 1 Template | NRFS | Food Service Products | 65.0958 | 45.34
KY_ Milk Vacuum Pump VFD | Milk Vacuum Pump VFD | 8866 | Smart $aver® Prescriptive - Motors/Pumps/VFD | 7.05% | #DIV/0! | #DIV/0! | #DIV/0! |  | 0 | 0 | 0 | 0 | 0 | 0 | 0 | 0 | 0 | 0 | 0 | 0 | 0 | KY | 16181 | 2018 = Year 1 Template | NRP&M | Pumps and Drives | 65.0958 | 45.34
KY_ Multifamily MyHER Interactive | Multifamily MyHER Interactive | 8259 | My Home Energy Report | 7.05% | #DIV/0! | #DIV/0! | #DIV/0! |  | 0 | 0 | 0 | 0 | 0 | 0 | 0 | 0 | 0 | 0 | 0 | 0 | 0 | KY | 15692 | 2018 = Year 1 Template | MFHECR | My Home Energy Report | 65.0958 | 45.34
KY_ Multifamily MyHER | Multifamily MyHER | 8258 | My Home Energy Report | 7.05% | 2.5222 | 2.5222 | 0.8391 |  | 14936.9604 | 0 | 39587.1118 | 21140.8944 | 0 | 60173.911 | 0 | 0 | 0 | 94417.9191 | 0 | 94417.9191 | 0 | KY | 15691 | 2018 = Year 1 Template | MFHECR | My Home Energy Report | 65.0958 | 45.34
KY_ My Home Energy Report - Online | My Home Energy Report - Online | 5560 | My Home Energy Report | 7.05% | #DIV/0! | #DIV/0! | #DIV/0! |  | 0 | 0 | 0 | 0 | 0 | 0 | 0 | 0 | 0 | 0 | 0 | 0 | 0 | KY | 9683 | 2018 = Year 1 Template | HECR | My Home Energy Report | 65.0958 | 45.34
KY_ My Home Energy Report | My Home Energy Report | 2098 | My Home Energy Report | 7.05% | 1.3463 | 1.3463 | 0.67213 |  | 210595.9122 | 0 | 461472.617 | 269422.1671 | 0 | 701455.8763 | 0 | 0 | 0 | 1100643.1708 | 0 | 1100643.1708 | 0 | KY | 5131 | 2018 = Year 1 Template | HECR | My Home Energy Report | 65.0958 | 45.34
KY_ Night covers for displays | Night covers for displays | 364 | Smart $aver® Prescriptive - Energy Star Food Service Products | 7.05% | 0.97251 | 0.3157 | 0.4468 | 0.83309 | 0 | 0 | 7.6888e-06 | 0 | 0 | 9.3024e-06 | 0 | 2.1489e-05 | 3.8304e-05 | 1.5074e-05 | 0 | 2.6871e-05 | 0 | KY | 2213 | 2018 = Year 1 Template | NRFS | Food Service Products | 65.0958 | 45.34
KY_ No-loss Condensate Drain | No-loss Condensate Drain | 8867 | Smart $aver® Prescriptive - Process Equipment | 7.05% | #DIV/0! | #DIV/0! | #DIV/0! |  | 0 | 0 | 0 | 0 | 0 | 0 | 0 | 0 | 0 | 0 | 0 | 0 | 0 | KY | 16182 | 2018 = Year 1 Template | NRPROC | Process Equipment | 65.0958 | 45.34
KY_ Occupancy Sensors over 500 Watts | Occupancy Sensors over 500 Watts | 367 | Smart $aver® Prescriptive - Lighting | 7.05% | 4.527 | 2.1082 | 1.4363 | 2.348 | 7818.8398 | 0 | 14283.27 | 11125.3777 | 0 | 15794.4538 | 0 | 11915.3727 | 17471.221 | 25594.6894 | 0 | 37528.8701 | 0 | KY | 2215 | 2018 = Year 1 Template | NRLTG | Lighting | 65.0958 | 45.34
KY_ Occupancy Sensors per Watt | Occupancy Sensors per Watt | 8868 | Smart $aver® Prescriptive - Lighting | 7.05% | #DIV/0! | #DIV/0! | #DIV/0! |  | 0 | 0 | 0 | 0 | 0 | 0 | 0 | 0 | 0 | 0 | 0 | 0 | 0 | KY | 16183 | 2018 = Year 1 Template | NRLTG | Lighting | 65.0958 | 45.34
KY_ Occupancy Sensors under 500 Watts | Occupancy Sensors under 500 Watts | 368 | Smart $aver® Prescriptive - Lighting | 7.05% | 4.0373 | 1.7804 | 1.3926 | 1.9158 | 47728.5803 | 0 | 85357.3041 | 67912.695 | 0 | 94544.4895 | 0 | 89292.6407 | 130927.6257 | 153208.0108 | 0 | 224645.1771 | 0 | KY | 2216 | 2018 = Year 1 Template | NRLTG | Lighting | 65.0958 | 45.34
KY_ Packaged Terminal AC | Packaged Terminal AC | 369 | Smart $aver® Prescriptive - HVAC | 7.05% | 2.6387 | 0.55453 | 1.5016 | 0.43184 | 1.9725e-05 | 0 | 1.4996e-05 | 2.8192e-05 | 0 | 1.8056e-05 | 0 | 0.00010977 | 0.00012197 | 2.926e-05 | 0 | 3.2511e-05 | 0 | KY | 2217 | 2018 = Year 1 Template | NRHVAC | HVAC | 65.0958 | 45.34
KY_ PC Power Management from Network | PC Power Management from Network | 3083 | Smart $aver® Prescriptive - IT | 7.05% | 2.4416 | 1.8789 | 0.74893 | 3.994 | 3.4126e-06 | 0 | 2.4623e-05 | 4.8351e-06 | 0 | 3.0427e-05 | 0 | 1.4112e-05 | 2.016e-05 | 4.9307e-05 | 0 | 7.0439e-05 | 0 | KY | 6944 | 2018 = Year 1 Template | NRIT | Information Technology | 65.0958 | 45.34
KY_ Pellet Dryer Tanks & Ducts 3in dia per ft | Pellet Dryer Tanks & Ducts 3in dia per ft | 1176 | Smart $aver® Prescriptive - Process Equipment | 7.05% | 1.1282 | 0.71371 | 0.60683 | 1.4421 | 2.5595e-06 | 0 | 1.3591e-05 | 3.6263e-06 | 0 | 1.5062e-05 | 0 | 2.3285e-05 | 3.3264e-05 | 2.4407e-05 | 0 | 3.4867e-05 | 0 | KY | 3891 | 2018 = Year 1 Template | NRPROC | Process Equipment | 65.0958 | 45.34
KY_ Pellet Dryer Tanks & Ducts 4in dia per ft | Pellet Dryer Tanks & Ducts 4in dia per ft | 1177 | Smart $aver® Prescriptive - Process Equipment | 7.05% | 1.2072 | 0.80739 | 0.62864 | 1.6293 | 3.8392e-06 | 0 | 2.0455e-05 | 5.4394e-06 | 0 | 2.2668e-05 | 0 | 3.0341e-05 | 4.3344e-05 | 3.6734e-05 | 0 | 5.2477e-05 | 0 | KY | 3896 | 2018 = Year 1 Template | NRPROC | Process Equipment | 65.0958 | 45.34
KY_ Pellet Dryer Tanks & Ducts 5in dia per ft | Pellet Dryer Tanks & Ducts 5in dia per ft | 1178 | Smart $aver® Prescriptive - Process Equipment | 7.05% | 1.1654 | 0.84441 | 0.61742 | 1.7441 | 5.119e-06 | 0 | 2.7182e-05 | 7.2526e-06 | 0 | 3.0123e-05 | 0 | 3.8102e-05 | 5.4432e-05 | 4.8814e-05 | 0 | 6.9734e-05 | 0 | KY | 3901 | 2018 = Year 1 Template | NRPROC | Process Equipment | 65.0958 | 45.34
KY_ Pellet Dryer Tanks & Ducts 6in dia per ft | Pellet Dryer Tanks & Ducts 6in dia per ft | 1179 | Smart $aver® Prescriptive - Process Equipment | 7.05% | 1.2064 | 0.87375 | 0.62854 | 1.7946 | 6.3987e-06 | 0 | 3.4047e-05 | 9.0657e-06 | 0 | 3.773e-05 | 0 | 4.5864e-05 | 6.552e-05 | 6.1141e-05 | 0 | 8.7344e-05 | 0 | KY | 3906 | 2018 = Year 1 Template | NRPROC | Process Equipment | 65.0958 | 45.34
KY_ Pellet Dryer Tanks & Ducts 8in dia per ft | Pellet Dryer Tanks & Ducts 8in dia per ft | 1180 | Smart $aver® Prescriptive - Process Equipment | 7.05% | 1.3971 | 1.0281 | 0.67662 | 2.078 | 1.0238e-05 | 0 | 5.4502e-05 | 1.4505e-05 | 0 | 6.0398e-05 | 0 | 6.0682e-05 | 8.6688e-05 | 9.7875e-05 | 0 | 0.00013982 | 0 | KY | 3911 | 2018 = Year 1 Template | NRPROC | Process Equipment | 65.0958 | 45.34
KY_ Performance Incentive Program | Performance Incentive Program | 8549 | Smart $aver® Non-Residential Performance Incentive Program | 7.05% | 0.1109 | 0.13359 | 0.10115 | 4.6303 | 76421.9809 | 0 | 500369.8996 | 108964.3149 | 0 | 595939.8236 | 0 | 495688.7695 | 576382.2901 | 965712.0732 | 0 | 1122921.0153 | 0 | KY | 15710 | 2018 = Year 1 Template | NRPPRF | Smart $aver® Performance Incentive | 65.0958 | 45.34
KY_ Photocells with Time Clocks | Photocells with Time Clocks | 8869 | Smart $aver® Prescriptive - Lighting | 7.05% | #DIV/0! | #DIV/0! | #DIV/0! |  | 0 | 0 | 0 | 0 | 0 | 0 | 0 | 0 | 0 | 0 | 0 | 0 | 0 | KY | 16184 | 2018 = Year 1 Template | NRLTG | Lighting | 65.0958 | 45.34
KY_ Photocells | Photocells | 8870 | Smart $aver® Prescriptive - Lighting | 7.05% | #DIV/0! | #DIV/0! | #DIV/0! |  | 0 | 0 | 0 | 0 | 0 | 0 | 0 | 0 | 0 | 0 | 0 | 0 | 0 | KY | 16185 | 2018 = Year 1 Template | NRLTG | Lighting | 65.0958 | 45.34
KY_ Pipe Wrap MF Direct | Pipe Wrap MF Direct | 2994 | Residential Smart $aver® | 7.05% | 11.3405 | 16.3509 | 0.88698 |  | 1774.4427 | 0 | 12768.401 | 1771.214 | 0 | 16954.2485 | 0 | 0 | 0 | 26602.6396 | 0 | 29558.4884 | 0 | KY | 6726 | 2018 = Year 1 Template | MFEEPW | Residential Smart $aver® Products and Services | 65.0958 | 45.34
KY_ Pipe Wrap MF DIY | Pipe Wrap MF DIY | 2995 | Residential Smart $aver® | 7.05% | #DIV/0! | #DIV/0! | #DIV/0! |  | 0 | 0 | 0 | 0 | 0 | 0 | 0 | 0 | 0 | 0 | 0 | 0 | 0 | KY | 6727 | 2018 = Year 1 Template | MFEEPW | Residential Smart $aver® Products and Services | 65.0958 | 45.34
KY_ Pipe Wrap SF DIY | Pipe Wrap SF DIY | 2997 | Residential Smart $aver® | 7.05% | 2.0753 | 2.2353 | 0.66086 |  | 7372.2036 | 0 | 52571.0563 | 7361.7242 | 0 | 69412.9633 | 0 | 0 | 0 | 108914.768 | 0 | 155592.5257 | 0 | KY | 6729 | 2018 = Year 1 Template | SFEEPW | Residential Smart $aver® Products and Services | 65.0958 | 45.34
KY_ Plug Load Occupancy Sensor | Plug Load Occupancy Sensor | 8871 | Smart $aver® Prescriptive - IT | 7.05% | #DIV/0! | #DIV/0! | #DIV/0! |  | 0 | 0 | 0 | 0 | 0 | 0 | 0 | 0 | 0 | 0 | 0 | 0 | 0 | KY | 16186 | 2018 = Year 1 Template | NRIT | Information Technology | 65.0958 | 45.34
KY_ Pool Pump | Pool Pump | 2998 | Residential Smart $aver® | 7.05% | 1.2203 | 0.96161 | 0.67281 | 2.4543 | 20291.3145 | 0 | 39423.9555 | 28874.0118 | 0 | 59074.844 | 0 | 47430 | 55800 | 92693.3908 | 0 | 109051.048 | 0 | KY | 6730 | 2018 = Year 1 Template | PEEPVS | Residential Smart $aver® Products and Services | 65.0958 | 45.34
KY_ Power Manager for Apartments | Power Manager for Apartments | 9533 | #N/A | 7.05% | #DIV/0! | #DIV/0! | #DIV/0! |  | 0 | 0 | 0 | 0 | 0 | 0 | 0 | 0 | 0 | 0 | 0 | 0 | 0 | KY | 15643 | 2018 = Year 1 Template | PMAPT | Power Manager® for Apartments | 65.0958 | 45.34
KY_ Power Manager for Water Heaters | Power Manager for Water Heaters | 6102 | Exclude | 7.05% | #DIV/0! | #DIV/0! | #DIV/0! |  | 0 | 0 | 0 | 0 | 0 | 0 | 0 | 0 | 0 | 0 | 0 | 0 | 0 | KY | 15642 | 2018 = Year 1 Template | PMWH | Power Manager® | 65.0958 | 45.34
KY_ Power Manager Water Heaters for Apartments | Power Manager Water Heaters for Apartments | 6105 | Exclude | 7.05% | #DIV/0! | #DIV/0! | #DIV/0! |  | 0 | 0 | 0 | 0 | 0 | 0 | 0 | 0 | 0 | 0 | 0 | 0 | 0 | KY | 15644 | 2018 = Year 1 Template | PMAPWH | Power Manager® for Apartments | 65.0958 | 45.34
KY_ PowerManager - High | PowerManager - High | 9512 | Power Manager® | 7.05% | 41.5877 | 55.4502 | 41.5877 |  | 376360.1464 | 0 | 0 | 532661.1404 | 0 | 0 | 0 | 0 | 0 | 0 | 0 | 0 | 0 | KY | 15706 | 2018 = Year 1 Template | PWRMGR | Power Manager® | 65.0958 | 45.34
KY_ PowerManager - Low | PowerManager - Low | 9510 | Power Manager® | 7.05% | 13.8626 | 18.4834 | 13.8626 |  | 408.8927 | 0 | 0 | 578.7043 | 0 | 0 | 0 | 0 | 0 | 0 | 0 | 0 | 0 | KY | 15704 | 2018 = Year 1 Template | PWRMGR | Power Manager® | 65.0958 | 45.34
KY_ PowerManager - Medium | PowerManager - Medium | 9511 | Power Manager® | 7.05% | 27.7251 | 36.9668 | 27.7251 |  | 390185.8298 | 0 | 0 | 552228.5796 | 0 | 0 | 0 | 0 | 0 | 0 | 0 | 0 | 0 | KY | 15705 | 2018 = Year 1 Template | PWRMGR | Power Manager® | 65.0958 | 45.34
KY_ PowerShare Annual | PowerShare Annual | 8325 | PowerShare® | 7.05% | 31.8516 | 42.4688 | 31.8516 |  | 49456.8863 | 0 | 0 | 69986.4809 | 0 | 0 | 0 | 0 | 0 | 0 | 0 | 0 | 0 | KY | 13849 | 2018 = Year 1 Template | PWRSHR | Power Share® | 65.0958 | 45.34
KY_ PowerShare Extended Summer | PowerShare Extended Summer | 8324 | PowerShare® | 7.05% | 31.3967 | 41.8622 | 31.3967 |  | 48671.9009 | 0 | 0 | 69065.6062 | 0 | 0 | 0 | 0 | 0 | 0 | 0 | 0 | 0 | KY | 13848 | 2018 = Year 1 Template | PWRSHR | Power Share® | 65.0958 | 45.34
KY_ PowerShare Summer Only | PowerShare Summer Only | 8323 | PowerShare® | 7.05% | 31.8373 | 42.4497 | 31.8373 |  | 663489.8805 | 0 | 0 | 938985.286 | 0 | 0 | 0 | 0 | 0 | 0 | 0 | 0 | 0 | KY | 13847 | 2018 = Year 1 Template | PWRSHR | Power Share® | 65.0958 | 45.34
KY_ Pre Rinse Sprayers | Pre Rinse Sprayers | 1167 | Smart $aver® Prescriptive - Energy Star Food Service Products | 7.05% | 3.1911 | 3.0227 | 0.82351 | 14.4357 | 25.4193 | 0 | 241.3045 | 36.0141 | 0 | 272.75 | 0 | 31.7162 | 52.8603 | 441.9876 | 0 | 736.6459 | 0 | KY | 3841 | 2018 = Year 1 Template | NRFS | Food Service Products | 65.0958 | 45.34
KY_ Pulse Start Metal Halide 320W retrofit only | Pulse Start Metal Halide 320W retrofit only | 376 | Smart $aver® Prescriptive - Lighting | 7.05% | 1.8574 | 1.2821 | 0.81921 | 2.3675 | 2.5997e-05 | 0 | 0.00010385 | 3.7053e-05 | 0 | 0.00011388 | 0 | 9.072e-05 | 0.0001512 | 0.00018454 | 0 | 0.00030756 | 0 | KY | 2224 | 2018 = Year 1 Template | NRLTG | Lighting | 65.0958 | 45.34
KY_ Quality Installation - Non-Referred | Quality Installation - Non-Referred | 6470 | Residential Smart $aver® | 7.05% | 0.67508 | 0.51614 | 0.44333 | 1.4333 | 257.1561 | 0 | 944.8939 | 365.917 | 0 | 1214.1696 | 0 | 1915.2 | 2736 | 1905.134 | 0 | 2721.62 | 0 | KY | 11630 | 2018 = Year 1 Template | SSQINR | Residential Smart $aver® Products and Services | 65.0958 | 45.34
KY_ Quality Installation - Referred | Quality Installation - Referred | 6454 | Residential Smart $aver® | 7.05% | 0.78311 | 0.55474 | 0.4875 | 1.4334 | 265.2052 | 0 | 974.5195 | 377.3713 | 0 | 1252.1718 | 0 | 1975.05 | 2565 | 1964.7627 | 0 | 2551.6399 | 0 | KY | 11565 | 2018 = Year 1 Template | SSQIR | Residential Smart $aver® Products and Services | 65.0958 | 45.34
KY_ RCFLSP - Specialty Bulbs 3 Way LED | RCFLSP - Specialty Bulbs 3 Way LED | 5622 | Residential Smart $aver® | 7.05% | 1.5851 | 1.4181 | 0.62945 | 3.7965 | 8499.0215 | 0 | 29883.1347 | 5504.9409 | 0 | 42034.9146 | 0 | 21004.7451 | 27033.134 | 65956.3106 | 0 | 84885.8566 | 0 | KY | 9750 | 2018 = Year 1 Template | RCFLSP | Residential Smart $aver® Products and Services | 65.0958 | 45.34
KY_ RCFLSP - Specialty Bulbs A Line LED | RCFLSP - Specialty Bulbs A Line LED | 2769 | Residential Smart $aver® | 7.05% | 0.84415 | 0.64509 | 0.46623 | 1.8034 | 5843.1763 | 0 | 20471.9607 | 3783.8796 | 0 | 28902.8074 | 0 | 35854.0758 | 46144.2417 | 45350.9317 | 0 | 58366.7075 | 0 | KY | 5621 | 2018 = Year 1 Template | RCFLSP | Residential Smart $aver® Products and Services | 65.0958 | 45.34
KY_ RCFLSP - Specialty Bulbs Candelabra LED | RCFLSP - Specialty Bulbs Candelabra LED | 4587 | Residential Smart $aver® | 7.05% | 1.4452 | 1.3589 | 0.65164 | 4.3039 | 37014.7345 | 0 | 148385.3403 | 52900.6875 | 0 | 200806.9121 | 0 | 88646.7738 | 104290.3221 | 315082.9068 | 0 | 370685.7727 | 0 | KY | 9103 | 2018 = Year 1 Template | RCFLSP | Residential Smart $aver® Products and Services | 65.0958 | 45.34
KY_ RCFLSP - Specialty Bulbs Globe LED | RCFLSP - Specialty Bulbs Globe LED | 5621 | Residential Smart $aver® | 7.05% | 0.96838 | 0.96102 | 0.50291 | 3.6809 | 13125.09 | 0 | 46283.1636 | 8502.8438 | 0 | 64908.6713 | 0 | 34928.3495 | 44952.8308 | 101847.1555 | 0 | 131077.4203 | 0 | KY | 9745 | 2018 = Year 1 Template | RCFLSP | Residential Smart $aver® Products and Services | 65.0958 | 45.34
KY_ RCFLSP - Specialty Bulbs Recessed LED | RCFLSP - Specialty Bulbs Recessed LED | 2385 | Residential Smart $aver® | 7.05% | 1.6762 | 1.8196 | 0.64356 | 8.0556 | 68494.3168 | 0 | 241017.4652 | 44366.9 | 0 | 338754.3771 | 0 | 74802.9689 | 96271.5173 | 531534.0627 | 0 | 684085.0228 | 0 | KY | 5227 | 2018 = Year 1 Template | RCFLSP | Residential Smart $aver® Products and Services | 65.0958 | 45.34
KY_ RCFLSP - Specialty Bulbs Recessed Outdoor LED | RCFLSP - Specialty Bulbs Recessed Outdoor LED | 4588 | Residential Smart $aver® | 7.05% | 5.2329 | 5.0185 | 0.73436 | 15.7428 | 15033.8832 | 0 | 56228.3791 | 1985.5757 | 0 | 85745.5335 | 0 | 8999.8996 | 10588.1172 | 134541.942 | 0 | 158284.6377 | 0 | KY | 9107 | 2018 = Year 1 Template | RCFLSP | Residential Smart $aver® Products and Services | 65.0958 | 45.34
KY_ Remote Mounted Daylight Sensor per Watt | Remote Mounted Daylight Sensor per Watt | 8872 | Smart $aver® Prescriptive - Lighting | 7.05% | #DIV/0! | #DIV/0! | #DIV/0! |  | 0 | 0 | 0 | 0 | 0 | 0 | 0 | 0 | 0 | 0 | 0 | 0 | 0 | KY | 16187 | 2018 = Year 1 Template | NRLTG | Lighting | 65.0958 | 45.34
KY_ Remote-Mounted Daylight Sensor | Remote-Mounted Daylight Sensor | 3084 | Smart $aver® Prescriptive - Lighting | 7.05% | 4.7753 | 1.7401 | 1.1915 | 2.1959 | 2.4567e-05 | 0 | 7.8509e-05 | 3.4898e-05 | 0 | 8.6906e-05 | 0 | 7.056e-05 | 0.0001008 | 0.00014083 | 0 | 0.00020119 | 0 | KY | 6945 | 2018 = Year 1 Template | NRLTG | Lighting | 65.0958 | 45.34
KY_ RLED - Free LED Phase 1 | RLED - Free LED Phase 1 | 7246 | Residential Smart $aver® | 7.05% | 1.7733 | 5.5113 | 0.66923 |  | 78266.7175 | 0 | 318371.5331 | 74998.4799 | 0 | 438776.9542 | 0 | 0 | 0 | 688477.885 | 0 | 888358.5613 | 0 | KY | 13715 | 2018 = Year 1 Template | RLED | Residential Smart $aver® Products and Services | 65.0958 | 45.34
KY_ RLED - Free LED Phase 2 | RLED - Free LED Phase 2 | 7247 | Residential Smart $aver® | 7.05% | 0.089525 | 0.10134 | 0.082697 |  | 21944.0963 | 0 | 90358.453 | 21043.5935 | 0 | 122974.1376 | 0 | 0 | 0 | 192956.7479 | 0 | 248976.449 | 0 | KY | 13714 | 2018 = Year 1 Template | RLED | Residential Smart $aver® Products and Services | 65.0958 | 45.34
KY_ RLEDPM-Aline | RLEDPM-Aline | 8502 | Residential Smart $aver® | 7.05% | 1.8582 | 4.9119 | 0.66808 |  | 10122.4345 | 0 | 35545.1952 | 6555.926 | 0 | 50066.1629 | 0 | 0 | 0 | 78558.0135 | 0 | 78558.0135 | 0 | KY | 15621 | 2018 = Year 1 Template | RLEDPM | Residential Smart $aver® Products and Services | 65.0958 | 45.34
KY_ RLEDPM-Candelabra | RLEDPM-Candelabra | 8504 | Residential Smart $aver® | 7.05% | 2.2412 | 6.6042 | 0.77759 |  | 3803.8507 | 0 | 15324.88 | 5438.8409 | 0 | 20632.8704 | 0 | 0 | 0 | 32374.7061 | 0 | 32374.7061 | 0 | KY | 15635 | 2018 = Year 1 Template | RLEDPM | Residential Smart $aver® Products and Services | 65.0958 | 45.34
KY_ RLEDPM-Globe | RLEDPM-Globe | 8503 | Residential Smart $aver® | 7.05% | 1.5477 | 4.7 | 0.62208 |  | 2285.4865 | 0 | 7993.964 | 1479.8655 | 0 | 11305.5849 | 0 | 0 | 0 | 17739.4121 | 0 | 17739.4121 | 0 | KY | 15628 | 2018 = Year 1 Template | RLEDPM | Residential Smart $aver® Products and Services | 65.0958 | 45.34
KY_ SBDR Switch 30% DR | SBDR Switch 30% DR | 6106 | Power Manager® for Business | 7.05% | 79.685 | 106.2467 | 79.685 |  | 1521.1655 | 0 | 0 | 2152.3145 | 0 | 0 | 0 | 0 | 0 | 0 | 0 | 0 | 0 | KY | 15645 | 2018 = Year 1 Template | SBEEDR | Power Manager® for Business | 65.0958 | 45.34
KY_ SBDR Switch 50% DR | SBDR Switch 50% DR | 6107 | Power Manager® for Business | 7.05% | 135.4646 | 180.6194 | 135.4646 |  | 1551.5888 | 0 | 0 | 2195.3608 | 0 | 0 | 0 | 0 | 0 | 0 | 0 | 0 | 0 | KY | 15646 | 2018 = Year 1 Template | SBEEDR | Power Manager® for Business | 65.0958 | 45.34
KY_ SBDR Switch 75% DR | SBDR Switch 75% DR | 6108 | Power Manager® for Business | 7.05% | 215.1496 | 286.8661 | 215.1496 |  | 1642.8588 | 0 | 0 | 2324.4997 | 0 | 0 | 0 | 0 | 0 | 0 | 0 | 0 | 0 | KY | 15647 | 2018 = Year 1 Template | SBEEDR | Power Manager® for Business | 65.0958 | 45.34
KY_ SBDR Thermostat 30% DR | SBDR Thermostat 30% DR | 6109 | Power Manager® for Business | 7.05% | 64.2899 | 85.7198 | 64.2899 |  | 11045.4872 | 0 | 0 | 15628.3861 | 0 | 0 | 0 | 0 | 0 | 0 | 0 | 0 | 0 | KY | 15648 | 2018 = Year 1 Template | SBEEDR | Power Manager® for Business | 65.0958 | 45.34
KY_ SBDR Thermostat 50% DR | SBDR Thermostat 50% DR | 6110 | Power Manager® for Business | 7.05% | 120.0694 | 160.0925 | 120.0694 |  | 12377.298 | 0 | 0 | 17512.7805 | 0 | 0 | 0 | 0 | 0 | 0 | 0 | 0 | 0 | KY | 15649 | 2018 = Year 1 Template | SBEEDR | Power Manager® for Business | 65.0958 | 45.34
KY_ SBDR Thermostat 75% DR | SBDR Thermostat 75% DR | 6111 | Power Manager® for Business | 7.05% | 199.7544 | 266.3393 | 199.7544 |  | 13727.7279 | 0 | 0 | 19423.5192 | 0 | 0 | 0 | 0 | 0 | 0 | 0 | 0 | 0 | KY | 15650 | 2018 = Year 1 Template | SBEEDR | Power Manager® for Business | 65.0958 | 45.34
KY_ SBDR Thermostat EE | SBDR Thermostat EE | 6112 | Power Manager® for Business | 7.05% | 4.9058 | 7.875 | 1.2467 |  | 20182.6832 | 0 | 49011.0482 | 28670.9235 | 0 | 58551.9587 | 0 | 0 | 0 | 94882.6227 | 0 | 94882.6227 | 0 | KY | 15651 | 2018 = Year 1 Template | SBEEDR | Power Manager® for Business | 65.0958 | 45.34
KY_ SBES HVAC AC | SBES HVAC AC | 4906 | Small Business Energy Saver | 7.05% | 3.726 | 2.3599 | 1.1704 | 3.2981 | 5601.2429 | 0 | 12881.7279 | 8005.1695 | 0 | 15522.4247 | 0 | 9154.9296 | 9154.9296 | 25153.8702 | 0 | 25153.8702 | 0 | KY | 9669 | 2018 = Year 1 Template | SSBDIR | Small Business Energy Saver | 65.0958 | 45.34
KY_ SBES HVAC HP | SBES HVAC HP | 4907 | Small Business Energy Saver | 7.05% | 2.8272 | 1.7939 | 0.89107 | 3.2981 | 2897.0725 | 0 | 13160.0009 | 4140.4304 | 0 | 15522.4247 | 0 | 9154.9296 | 9154.9296 | 25153.8702 | 0 | 25153.8702 | 0 | KY | 9670 | 2018 = Year 1 Template | SSBDIR | Small Business Energy Saver | 65.0958 | 45.34
KY_ SBES Lighting 8760 | SBES Lighting 8760 | 4908 | Small Business Energy Saver | 7.05% | 1.6945 | 1.0744 | 0.64963 | 2.5804 | 14074.6606 | 0 | 126985.3525 | 20025.7609 | 0 | 152903.7825 | 0 | 122065.7276 | 122065.7276 | 247778.4215 | 0 | 247778.4215 | 0 | KY | 9671 | 2018 = Year 1 Template | SSBDIR | Small Business Energy Saver | 65.0958 | 45.34
KY_ SBES Lighting Daylighting | SBES Lighting Daylighting | 4909 | Small Business Energy Saver | 7.05% | 2.2662 | 1.453 | 0.89181 | 2.5563 | 243022.4736 | 0 | 1055340.0019 | 345778.1387 | 0 | 1118079.2251 | 0 | 903286.3842 | 903286.3842 | 1811831.6039 | 0 | 1811831.6039 | 0 | KY | 9672 | 2018 = Year 1 Template | SSBDIR | Small Business Energy Saver | 65.0958 | 45.34
KY_ SBES Lighting DusktoDawn | SBES Lighting DusktoDawn | 4910 | Small Business Energy Saver | 7.05% | 1.4568 | 0.91851 | 0.55313 | 2.5812 | 17246.4151 | 0 | 85053.9713 | 0 | 0 | 114724.513 | 0 | 91549.2957 | 91549.2957 | 185909.4541 | 0 | 185909.4541 | 0 | KY | 9673 | 2018 = Year 1 Template | SSBDIR | Small Business Energy Saver | 65.0958 | 45.34
KY_ SBES OccSensors | SBES OccSensors | 4911 | Small Business Energy Saver | 7.05% | 2.3566 | 1.4896 | 0.90548 | 2.5563 | 6568.175 | 0 | 28522.7028 | 9345.3551 | 0 | 30218.3574 | 0 | 24413.1455 | 24413.1455 | 48968.4217 | 0 | 48968.4217 | 0 | KY | 9674 | 2018 = Year 1 Template | SSBDIR | Small Business Energy Saver | 65.0958 | 45.34
KY_ SBES Refrigeration | SBES Refrigeration | 4912 | Small Business Energy Saver | 7.05% | 2.3509 | 1.4787 | 0.72984 | 3.2935 | 9520.3422 | 0 | 86217.9152 | 13606.2574 | 0 | 103309.3739 | 0 | 61032.8638 | 61032.8638 | 167411.3823 | 0 | 167411.3823 | 0 | KY | 9675 | 2018 = Year 1 Template | SSBDIR | Small Business Energy Saver | 65.0958 | 45.34
KY_ Setback Programmable Thermostat | Setback Programmable Thermostat | 384 | Smart $aver® Prescriptive - HVAC | 7.05% | 2.4855 | 2.337 | 0.65004 | 8.3276 | 244.9696 | 0 | 7088.1783 | -2.4738 | 0 | 8327.9499 | 0 | 1724.0778 | 3073.2224 | 13495.3252 | 0 | 24055.8382 | 0 | KY | 2225 | 2018 = Year 1 Template | NRHVAC | HVAC | 65.0958 | 45.34
KY_ Smart Saver - Attic Insul & Air Sealing - Non-Referred | Smart Saver - Attic Insul & Air Sealing - Non-Referred | 6474 | Residential Smart $aver® | 7.05% | 1.4923 | 0.61639 | 0.71665 | 1.0795 | 27076.1285 | 0 | 83616.0022 | 38897.4696 | 0 | 108490.8758 | 0 | 185818.5 | 265455 | 170231.294 | 0 | 243187.5628 | 0 | KY | 11650 | 2018 = Year 1 Template | SSAISN | Residential Smart $aver® Products and Services | 65.0958 | 45.34
KY_ Smart Saver - Attic Insul & Air Sealing - Referred | Smart Saver - Attic Insul & Air Sealing - Referred | 6458 | Residential Smart $aver® | 7.05% | 2.3536 | 0.71469 | 0.86953 | 1.0798 | 4570.1951 | 0 | 14116.8454 | 6565.7078 | 0 | 18312.1193 | 0 | 31354.29 | 41310 | 28733.2528 | 0 | 37856.7231 | 0 | KY | 11585 | 2018 = Year 1 Template | SSAISR | Residential Smart $aver® Products and Services | 65.0958 | 45.34
KY_ Smart Saver - Central Air Conditioner Tier 1 - Non-Referred | Smart Saver - Central Air Conditioner Tier 1 - Non-Referred | 6464 | Residential Smart $aver® | 7.05% | 0.37153 | 0.17164 | 0.30134 | 0.42141 | 2771.1855 | 0 | 6369.9393 | 3953.2558 | 0 | 8209.106 | 0 | 56295.558 | 79178 | 12880.7766 | 0 | 18116.4228 | 0 | KY | 11600 | 2018 = Year 1 Template | SSAC1N | Residential Smart $aver® Products and Services | 65.0958 | 45.34
KY_ Smart Saver - Central Air Conditioner Tier 1 - Referred | Smart Saver - Central Air Conditioner Tier 1 - Referred | 6448 | Residential Smart $aver® | 7.05% | -0.6395 | 0.60302 | -1.0673 | 0.4215 | 2953.097 | 0 | 6790.3347 | 4212.8653 | 0 | 8747.8884 | 0 | 59967.6 | 77880 | 13726.1714 | 0 | 17826.1966 | 0 | KY | 11532 | 2018 = Year 1 Template | SSAC1R | Residential Smart $aver® Products and Services | 65.0958 | 45.34
KY_ Smart Saver - Central Air Conditioner Tier 2 - Non-Referred | Smart Saver - Central Air Conditioner Tier 2 - Non-Referred | 6466 | Residential Smart $aver® | 7.05% | 0.3248 | 0.19657 | 0.27357 | 0.56005 | 3552.7627 | 0 | 7002.9126 | 5077.895 | 0 | 9013.3874 | 0 | 54198.108 | 76228 | 14142.7616 | 0 | 19891.3665 | 0 | KY | 11610 | 2018 = Year 1 Template | SSAC2N | Residential Smart $aver® Products and Services | 65.0958 | 45.34
KY_ Smart Saver - Central Air Conditioner Tier 2 - Referred | Smart Saver - Central Air Conditioner Tier 2 - Referred | 6450 | Residential Smart $aver® | 7.05% | -0.58541 | 2.4319 | -0.8836 | 0.56011 | 3721.9063 | 0 | 7337.6943 | 5319.7396 | 0 | 9442.4505 | 0 | 56764.785 | 73720.5 | 14815.9976 | 0 | 19241.5554 | 0 | KY | 11545 | 2018 = Year 1 Template | SSAC2R | Residential Smart $aver® Products and Services | 65.0958 | 45.34
KY_ Smart Saver - Central Air Conditioner Tier 3 - Non-Referred | Smart Saver - Central Air Conditioner Tier 3 - Non-Referred | 6468 | Residential Smart $aver® | 7.05% | 0.37668 | 0.27765 | 0.31556 | 0.76727 | 1109.4451 | 0 | 1791.3716 | 1585.7724 | 0 | 2306.7002 | 0 | 10647.936 | 14976 | 3619.4063 | 0 | 5090.5855 | 0 | KY | 11620 | 2018 = Year 1 Template | SSAC3N | Residential Smart $aver® Products and Services | 65.0958 | 45.34
KY_ Smart Saver - Central Air Conditioner Tier 3 - Referred | Smart Saver - Central Air Conditioner Tier 3 - Referred | 6452 | Residential Smart $aver® | 7.05% | -0.74116 | -3.4167 | -1.1975 | 0.76716 | 1088.5159 | 0 | 1757.1346 | 1555.8219 | 0 | 2263.2033 | 0 | 10450.44 | 13572 | 3551.156 | 0 | 4611.8909 | 0 | KY | 11555 | 2018 = Year 1 Template | SSAC3R | Residential Smart $aver® Products and Services | 65.0958 | 45.34
KY_ Smart Saver - Duct Insulation - Non-Referred | Smart Saver - Duct Insulation - Non-Referred | 6476 | Residential Smart $aver® | 7.05% | 3.6253 | 2.0355 | 1.5287 | 2.3595 | 4818.6325 | 0 | 4934.564 | 6922.9346 | 0 | 6308.5683 | 0 | 4492.8 | 5760 | 9898.6733 | 0 | 12690.6068 | 0 | KY | 11660 | 2018 = Year 1 Template | SSDINN | Residential Smart $aver® Products and Services | 65.0958 | 45.34
KY_ Smart Saver - Duct Insulation - Referred | Smart Saver - Duct Insulation - Referred | 6460 | Residential Smart $aver® | 7.05% | 13.9354 | 3.4379 | 2.2222 | 2.3605 | 3457.0479 | 0 | 3541.4156 | 4966.946 | 0 | 4525.9352 | 0 | 3221.76 | 3840 | 7101.5723 | 0 | 8464.3293 | 0 | KY | 11595 | 2018 = Year 1 Template | SSDINR | Residential Smart $aver® Products and Services | 65.0958 | 45.34
KY_ Smart Saver - Duct Sealing - Non-Referred | Smart Saver - Duct Sealing - Non-Referred | 6475 | Residential Smart $aver® | 7.05% | 1.4782 | 0.93768 | 0.94741 | 1.3039 | 2198.643 | 0 | 2245.2363 | 3152.1479 | 0 | 2878.8763 | 0 | 4212 | 5400 | 4517.1987 | 0 | 5791.2804 | 0 | KY | 11655 | 2018 = Year 1 Template | SSDSEN | Residential Smart $aver® Products and Services | 65.0958 | 45.34
KY_ Smart Saver - Duct Sealing - Referred | Smart Saver - Duct Sealing - Referred | 6459 | Residential Smart $aver® | 7.05% | 2.0676 | 1.1305 | 1.1594 | 1.3052 | 1988.8906 | 0 | 2032.7942 | 2851.7017 | 0 | 2604.1657 | 0 | 3805.704 | 4536 | 4086.1547 | 0 | 4870.2678 | 0 | KY | 11590 | 2018 = Year 1 Template | SSDSER | Residential Smart $aver® Products and Services | 65.0958 | 45.34
KY_ Smart Saver - Heat Pump Tier 1 - Non-Referred | Smart Saver - Heat Pump Tier 1 - Non-Referred | 6465 | Residential Smart $aver® | 7.05% | 0.6201 | 0.28647 | 0.40862 | 0.70102 | 2754.7899 | 0 | 9459.7366 | 2295.6899 | 0 | 12110.8958 | 0 | 37376.559 | 52569 | 19003.0124 | 0 | 26727.1624 | 0 | KY | 11605 | 2018 = Year 1 Template | SSHP1N | Residential Smart $aver® Products and Services | 65.0958 | 45.34
KY_ Smart Saver - Heat Pump Tier 1 - Referred | Smart Saver - Heat Pump Tier 1 - Referred | 6449 | Residential Smart $aver® | 7.05% | -1.0675 | 1.0066 | -9.7703 | 0.70124 | 2947.8509 | 0 | 10126.7951 | 2456.6378 | 0 | 12959.481 | 0 | 39978.4 | 51920 | 20334.5138 | 0 | 26408.4595 | 0 | KY | 11540 | 2018 = Year 1 Template | SSHP1R | Residential Smart $aver® Products and Services | 65.0958 | 45.34
KY_ Smart Saver - Heat Pump Tier 2 - Non-Referred | Smart Saver - Heat Pump Tier 2 - Non-Referred | 6467 | Residential Smart $aver® | 7.05% | 0.43362 | 0.20791 | 0.32247 | 0.56284 | 2887.0984 | 0 | 8645.9534 | 2472.8186 | 0 | 11133.9469 | 0 | 50366.529 | 70839 | 17470.0976 | 0 | 24571.164 | 0 | KY | 11615 | 2018 = Year 1 Template | SSHP2N | Residential Smart $aver® Products and Services | 65.0958 | 45.34
KY_ Smart Saver - Heat Pump Tier 2 - Referred | Smart Saver - Heat Pump Tier 2 - Referred | 6451 | Residential Smart $aver® | 7.05% | -0.7817 | 0.76525 | -2.0641 | 0.56296 | 3035.7943 | 0 | 9093.783 | 2600.2434 | 0 | 11707.2825 | 0 | 52941.735 | 68755.5 | 18369.7094 | 0 | 23856.7654 | 0 | KY | 11550 | 2018 = Year 1 Template | SSHP2R | Residential Smart $aver® Products and Services | 65.0958 | 45.34
KY_ Smart Saver - Heat Pump Tier 3 - Non-Referred | Smart Saver - Heat Pump Tier 3 - Non-Referred | 6469 | Residential Smart $aver® | 7.05% | 0.28562 | 0.18558 | 0.24326 | 0.60875 | 506.7013 | 0 | 1001.6392 | 724.2388 | 0 | 1361.0656 | 0 | 8413.6185 | 11833.5 | 2135.6262 | 0 | 3003.6936 | 0 | KY | 11625 | 2018 = Year 1 Template | SSHP3N | Residential Smart $aver® Products and Services | 65.0958 | 45.34
KY_ Smart Saver - Heat Pump Tier 3 - Referred | Smart Saver - Heat Pump Tier 3 - Referred | 6453 | Residential Smart $aver® | 7.05% | -0.56228 | 3.955 | -0.85554 | 0.60877 | 496.5152 | 0 | 981.5478 | 709.6825 | 0 | 1333.7024 | 0 | 8244.005 | 10706.5 | 2092.6911 | 0 | 2717.7806 | 0 | KY | 11560 | 2018 = Year 1 Template | SSHP3R | Residential Smart $aver® Products and Services | 65.0958 | 45.34
KY_ Smart Thermostat - Non-Referred | Smart Thermostat - Non-Referred | 6471 | Residential Smart $aver® | 7.05% | 0.88616 | 0.59325 | 0.41504 | 2.0973 | 0 | 0 | 4713.5364 | 0 | 0 | 6037.8494 | 0 | 5938.65 | 6598.5 | 9473.8927 | 0 | 10526.5475 | 0 | KY | 11635 | 2018 = Year 1 Template | SSSTN | Residential Smart $aver® Products and Services | 65.0958 | 45.34
KY_ Smart Thermostat - Referred | Smart Thermostat - Referred | 6455 | Residential Smart $aver® | 7.05% | 0.96081 | 0.62134 | 0.43072 | 2.0973 | 0 | 0 | 4611.4974 | 0 | 0 | 5906.9884 | 0 | 5809.7925 | 6349.5 | 9268.5609 | 0 | 10129.5747 | 0 | KY | 11570 | 2018 = Year 1 Template | SSSTR | Residential Smart $aver® Products and Services | 65.0958 | 45.34
KY_ Snack Machine Controller | Snack Machine Controller | 1168 | Smart $aver® Prescriptive - Energy Star Food Service Products | 7.05% | 2.2668 | 1.1003 | 0.65227 | 2.6088 | 2.6371e-06 | 0 | 6.3656e-05 | 3.7523e-06 | 0 | 7.6487e-05 | 0 | 5.292e-05 | 7.56e-05 | 0.00012395 | 0 | 0.00017707 | 0 | KY | 3846 | 2018 = Year 1 Template | NRFS | Food Service Products | 65.0958 | 45.34
KY_ Steamer_3 pan | Steamer_3 pan | 522 | Smart $aver® Prescriptive - Energy Star Food Service Products | 7.05% | 5.17 | 2.3629 | 1.1299 | 3.486 | 0.00077893 | 0 | 0.0033435 | 0.0011102 | 0 | 0.0036188 | 0 | 0.0018071 | 0.0025099 | 0.0058642 | 0 | 0.0081447 | 0 | KY | 2232 | 2018 = Year 1 Template | NRFS | Food Service Products | 65.0958 | 45.34
KY_ Steamer_4 pan | Steamer_4 pan | 525 | Smart $aver® Prescriptive - Energy Star Food Service Products | 7.05% | 6.1556 | 2.6373 | 1.1709 | 3.8546 | 0.00096381 | 0 | 0.004137 | 0.0013737 | 0 | 0.0044777 | 0 | 0.0020079 | 0.0025099 | 0.007256 | 0 | 0.00907 | 0 | KY | 2233 | 2018 = Year 1 Template | NRFS | Food Service Products | 65.0958 | 45.34
KY_ Steamer_5 pan | Steamer_5 pan | 526 | Smart $aver® Prescriptive - Energy Star Food Service Products | 7.05% | 6.5716 | 2.8786 | 1.1852 | 4.2526 | 0.0010699 | 0 | 0.0045926 | 0.001525 | 0 | 0.0049707 | 0 | 0.0020079 | 0.0025099 | 0.008055 | 0 | 0.010069 | 0 | KY | 2234 | 2018 = Year 1 Template | NRFS | Food Service Products | 65.0958 | 45.34
KY_ Steamer_6 pan | Steamer_6 pan | 527 | Smart $aver® Prescriptive - Energy Star Food Service Products | 7.05% | 6.9479 | 3.1064 | 1.1969 | 4.6409 | 0.0011735 | 0 | 0.0050372 | 0.0016726 | 0 | 0.005452 | 0 | 0.0020079 | 0.0025099 | 0.0088348 | 0 | 0.011044 | 0 | KY | 2235 | 2018 = Year 1 Template | NRFS | Food Service Products | 65.0958 | 45.34
KY_ Switch or Fixture Mounted Daylight Sensor per Watt | Switch or Fixture Mounted Daylight Sensor per Watt | 8873 | Smart $aver® Prescriptive - Lighting | 7.05% | #DIV/0! | #DIV/0! | #DIV/0! |  | 0 | 0 | 0 | 0 | 0 | 0 | 0 | 0 | 0 | 0 | 0 | 0 | 0 | KY | 16188 | 2018 = Year 1 Template | NRLTG | Lighting | 65.0958 | 45.34
KY_ Switch or Fixture-Mounted Daylight Sensor | Switch or Fixture-Mounted Daylight Sensor | 3086 | Smart $aver® Prescriptive - Lighting | 7.05% | 1.2915 | 0.96291 | 0.70945 | 1.6132 | 1107.5165 | 0 | 3609.4526 | 1573.2168 | 0 | 3995.6506 | 0 | 5816.6382 | 8309.4832 | 6474.8954 | 0 | 9249.8505 | 0 | KY | 6947 | 2018 = Year 1 Template | NRLTG | Lighting | 65.0958 | 45.34
KY_ Switching Controls for Multi-Level Lighting | Switching Controls for Multi-Level Lighting | 8874 | Smart $aver® Prescriptive - Lighting | 7.05% | #DIV/0! | #DIV/0! | #DIV/0! |  | 0 | 0 | 0 | 0 | 0 | 0 | 0 | 0 | 0 | 0 | 0 | 0 | 0 | KY | 16189 | 2018 = Year 1 Template | NRLTG | Lighting | 65.0958 | 45.34
KY_ Time Clocks External Lighting | Time Clocks External Lighting | 8875 | Smart $aver® Prescriptive - Lighting | 7.05% | #DIV/0! | #DIV/0! | #DIV/0! |  | 0 | 0 | 0 | 0 | 0 | 0 | 0 | 0 | 0 | 0 | 0 | 0 | 0 | KY | 16190 | 2018 = Year 1 Template | NRLTG | Lighting | 65.0958 | 45.34
KY_ Time Clocks Internal Lighting | Time Clocks Internal Lighting | 8876 | Smart $aver® Prescriptive - Lighting | 7.05% | #DIV/0! | #DIV/0! | #DIV/0! |  | 0 | 0 | 0 | 0 | 0 | 0 | 0 | 0 | 0 | 0 | 0 | 0 | 0 | KY | 16191 | 2018 = Year 1 Template | NRLTG | Lighting | 65.0958 | 45.34
KY_ Variable speed drive on HVAC chiller | Variable speed drive on HVAC chiller | 8877 | Smart $aver® Prescriptive - HVAC | 7.05% | #DIV/0! | #DIV/0! | #DIV/0! |  | 0 | 0 | 0 | 0 | 0 | 0 | 0 | 0 | 0 | 0 | 0 | 0 | 0 | KY | 16192 | 2018 = Year 1 Template | NRHVAC | HVAC | 65.0958 | 45.34
KY_ Vending Equipment Controller | Vending Equipment Controller | 416 | Smart $aver® Prescriptive - Energy Star Food Service Products | 7.05% | 3.1577 | 1.6683 | 0.98823 | 2.572 | 3.8463e-05 | 0 | 0.00016057 | 5.4729e-05 | 0 | 0.00017642 | 0 | 0.00012215 | 0.00021773 | 0.00028588 | 0 | 0.0005096 | 0 | KY | 2274 | 2018 = Year 1 Template | NRFS | Food Service Products | 65.0958 | 45.34
KY_ VFD HVAC Fan | VFD HVAC Fan | 1112 | Smart $aver® Prescriptive - Motors/Pumps/VFD | 7.05% | 2.6536 | 1.9873 | 0.79113 | 4.3139 | 5.8986e-05 | 0 | 0.00031071 | 4.0436e-05 | 0 | 0.00036385 | 0 | 0.00015262 | 0.00022378 | 0.00058962 | 0 | 0.00086454 | 0 | KY | 3636 | 2018 = Year 1 Template | NRP&M | Pumps and Drives | 65.0958 | 45.34
KY_ VFD HVAC Pump | VFD HVAC Pump | 1113 | Smart $aver® Prescriptive - Motors/Pumps/VFD | 7.05% | 2.9768 | 2.4962 | 0.87546 | 6.7019 | 9.6854e-05 | 0 | 0.00047849 | 0.00011957 | 0 | 0.00056032 | 0 | 0.00014574 | 0.0002137 | 0.000908 | 0 | 0.0013314 | 0 | KY | 3641 | 2018 = Year 1 Template | NRP&M | Pumps and Drives | 65.0958 | 45.34
KY_ VFD Process Pump 1-50 HP | VFD Process Pump 1-50 HP | 1114 | Smart $aver® Prescriptive - Motors/Pumps/VFD | 7.05% | 1.5819 | 0.36157 | 0.69389 | 0.62361 | 1.3337e-05 | 0 | 8.7898e-05 | 1.9062e-05 | 0 | 9.7318e-05 | 0 | 0.00029698 | 0.00043546 | 0.0001577 | 0 | 0.00023123 | 0 | KY | 3646 | 2018 = Year 1 Template | NRP&M | Pumps and Drives | 65.0958 | 45.34
KY_ VFDs on chilled water pumps 10HP w Economizer | VFDs on chilled water pumps 10HP w Economizer | 3089 | Smart $aver® Prescriptive - IT | 7.05% | 2.068 | 1.5093 | 0.59342 | 3.9043 | 0 | 0 | 0.0025876 | 0 | 0 | 0.0031092 | 0 | 0.0014712 | 0.0021017 | 0.0050384 | 0 | 0.0071977 | 0 | KY | 6950 | 2018 = Year 1 Template | NRIT | Information Technology | 65.0958 | 45.34
KY_ VFDs on chilled water pumps 10HP | VFDs on chilled water pumps 10HP | 3088 | Smart $aver® Prescriptive - IT | 7.05% | 3.7862 | 2.8354 | 0.68227 | 7.4013 | 0 | 0 | 0.0052298 | 0 | 0 | 0.0062839 | 0 | 0.0014712 | 0.0021017 | 0.010183 | 0 | 0.014547 | 0 | KY | 6949 | 2018 = Year 1 Template | NRIT | Information Technology | 65.0958 | 45.34
KY_ VFDs on chilled water pumps 15HP w Economizer | VFDs on chilled water pumps 15HP w Economizer | 3091 | Smart $aver® Prescriptive - IT | 7.05% | 2.2745 | 1.7251 | 0.6093 | 4.4733 | 0 | 0 | 0.0038271 | 0 | 0 | 0.0045986 | 0 | 0.0018755 | 0.0026793 | 0.0074519 | 0 | 0.010646 | 0 | KY | 6952 | 2018 = Year 1 Template | NRIT | Information Technology | 65.0958 | 45.34
KY_ VFDs on chilled water pumps 15HP | VFDs on chilled water pumps 15HP | 3090 | Smart $aver® Prescriptive - IT | 7.05% | 4.1256 | 3.2085 | 0.69254 | 8.5305 | 0 | 0 | 0.007735 | 0 | 0 | 0.0092942 | 0 | 0.0018755 | 0.0026793 | 0.015061 | 0 | 0.021516 | 0 | KY | 6951 | 2018 = Year 1 Template | NRIT | Information Technology | 65.0958 | 45.34
KY_ VFDs on chilled water pumps 20HP w Economizer | VFDs on chilled water pumps 20HP w Economizer | 3093 | Smart $aver® Prescriptive - IT | 7.05% | 2.6258 | 2.0013 | 0.63195 | 5.1813 | 0 | 0 | 0.0051028 | 0 | 0 | 0.0061314 | 0 | 0.0021224 | 0.0030321 | 0.0099359 | 0 | 0.014194 | 0 | KY | 6954 | 2018 = Year 1 Template | NRIT | Information Technology | 65.0958 | 45.34
KY_ VFDs on chilled water pumps 20HP | VFDs on chilled water pumps 20HP | 3092 | Smart $aver® Prescriptive - IT | 7.05% | 4.6885 | 3.6753 | 0.70678 | 9.9615 | 0 | 0 | 0.010313 | 0 | 0 | 0.012392 | 0 | 0.0021224 | 0.0030321 | 0.020081 | 0 | 0.028688 | 0 | KY | 6953 | 2018 = Year 1 Template | NRIT | Information Technology | 65.0958 | 45.34
KY_ VFDs on chilled water pumps 25HP w Economizer | VFDs on chilled water pumps 25HP w Economizer | 3095 | Smart $aver® Prescriptive - IT | 7.05% | 2.7204 | 2.0761 | 0.63728 | 5.377 | 0 | 0 | 0.0063376 | 0 | 0 | 0.0076151 | 0 | 0.0025303 | 0.0036147 | 0.01234 | 0 | 0.017629 | 0 | KY | 6956 | 2018 = Year 1 Template | NRIT | Information Technology | 65.0958 | 45.34
KY_ VFDs on chilled water pumps 30HP w Economizer | VFDs on chilled water pumps 30HP w Economizer | 3097 | Smart $aver® Prescriptive - IT | 7.05% | 2.7528 | 2.1018 | 0.63904 | 5.4444 | 0 | 0 | 0.0075647 | 0 | 0 | 0.0090896 | 0 | 0.002979 | 0.0042558 | 0.01473 | 0 | 0.021042 | 0 | KY | 6958 | 2018 = Year 1 Template | NRIT | Information Technology | 65.0958 | 45.34
KY_ VFDs on chilled water pumps 40HP w Economizer | VFDs on chilled water pumps 40HP w Economizer | 3099 | Smart $aver® Prescriptive - IT | 7.05% | 3.097 | 2.376 | 0.65597 | 6.178 | 0 | 0 | 0.010086 | 0 | 0 | 0.012119 | 0 | 0.0034589 | 0.0049412 | 0.019639 | 0 | 0.028056 | 0 | KY | 6960 | 2018 = Year 1 Template | NRIT | Information Technology | 65.0958 | 45.34
KY_ VFDs on chilled water pumps 50HP w Economizer | VFDs on chilled water pumps 50HP w Economizer | 3101 | Smart $aver® Prescriptive - IT | 7.05% | 3.0815 | 2.3636 | 0.65527 | 6.1443 | 0 | 0 | 0.012555 | 0 | 0 | 0.015085 | 0 | 0.004331 | 0.0061871 | 0.024445 | 0 | 0.034922 | 0 | KY | 6962 | 2018 = Year 1 Template | NRIT | Information Technology | 65.0958 | 45.34
KY_ VFDs on chilled water pumps 5HP w Economizer | VFDs on chilled water pumps 5HP w Economizer | 3103 | Smart $aver® Prescriptive - IT | 7.05% | 2.1134 | 1.0969 | 0.5971 | 2.7035 | 0 | 0 | 0.0013256 | 0 | 0 | 0.0015928 | 0 | 0.0010852 | 0.0015503 | 0.0025811 | 0 | 0.0036873 | 0 | KY | 6964 | 2018 = Year 1 Template | NRIT | Information Technology | 65.0958 | 45.34
KY_ VFDs on chilled water pumps 5HP | VFDs on chilled water pumps 5HP | 3102 | Smart $aver® Prescriptive - IT | 7.05% | 3.8613 | 2.1012 | 0.68467 | 5.1322 | 0 | 0 | 0.0026792 | 0 | 0 | 0.0032192 | 0 | 0.0010852 | 0.0015503 | 0.0052167 | 0 | 0.0074524 | 0 | KY | 6963 | 2018 = Year 1 Template | NRIT | Information Technology | 65.0958 | 45.34
KY_ VFDs on chilled water pumps 7.5HP w Economizer | VFDs on chilled water pumps 7.5HP w Economizer | 3105 | Smart $aver® Prescriptive - IT | 7.05% | 2.0822 | 1.3181 | 0.59459 | 3.3351 | 0 | 0 | 0.0019556 | 0 | 0 | 0.0023498 | 0 | 0.0013004 | 0.0018577 | 0.0038078 | 0 | 0.0054398 | 0 | KY | 6966 | 2018 = Year 1 Template | NRIT | Information Technology | 65.0958 | 45.34
KY_ VFDs on chilled water pumps 7.5HP | VFDs on chilled water pumps 7.5HP | 3104 | Smart $aver® Prescriptive - IT | 7.05% | 3.8098 | 2.4986 | 0.68303 | 6.3251 | 0 | 0 | 0.0039525 | 0 | 0 | 0.0047492 | 0 | 0.0013004 | 0.0018577 | 0.007696 | 0 | 0.010994 | 0 | KY | 6965 | 2018 = Year 1 Template | NRIT | Information Technology | 65.0958 | 45.34
KY_ VFDs on CRAC CRAH AHU fans 10HP | VFDs on CRAC CRAH AHU fans 10HP | 3106 | Smart $aver® Prescriptive - IT | 7.05% | 3.6872 | 2.7569 | 0.67899 | 7.1781 | 0 | 0 | 0.0050611 | 0 | 0 | 0.0060813 | 0 | 0.0014712 | 0.0021017 | 0.0098546 | 0 | 0.014078 | 0 | KY | 6967 | 2018 = Year 1 Template | NRIT | Information Technology | 65.0958 | 45.34
KY_ VFDs on CRAC CRAH AHU fans 15HP | VFDs on CRAC CRAH AHU fans 15HP | 3107 | Smart $aver® Prescriptive - IT | 7.05% | 4.0199 | 3.1216 | 0.6895 | 8.2715 | 0 | 0 | 0.0074855 | 0 | 0 | 0.0089944 | 0 | 0.0018755 | 0.0026793 | 0.014575 | 0 | 0.020822 | 0 | KY | 6968 | 2018 = Year 1 Template | NRIT | Information Technology | 65.0958 | 45.34
KY_ VFDs on CRAC CRAH AHU fans 20HP | VFDs on CRAC CRAH AHU fans 20HP | 3108 | Smart $aver® Prescriptive - IT | 7.05% | 4.5727 | 3.5785 | 0.7041 | 9.6563 | 0 | 0 | 0.0099807 | 0 | 0 | 0.011993 | 0 | 0.0021224 | 0.0030321 | 0.019434 | 0 | 0.027763 | 0 | KY | 6969 | 2018 = Year 1 Template | NRIT | Information Technology | 65.0958 | 45.34
KY_ VFDs on CRAC CRAH AHU fans 2HP | VFDs on CRAC CRAH AHU fans 2HP | 3109 | Smart $aver® Prescriptive - IT | 7.05% | 3.8661 | 1.092 | 0.68482 | 2.4601 | 0 | 0 | 0.0010731 | 0 | 0 | 0.0012894 | 0 | 0.0009067 | 0.0012953 | 0.0020894 | 0 | 0.0029849 | 0 | KY | 6970 | 2018 = Year 1 Template | NRIT | Information Technology | 65.0958 | 45.34
KY_ VFDs on CRAC CRAH AHU fans 3HP | VFDs on CRAC CRAH AHU fans 3HP | 3110 | Smart $aver® Prescriptive - IT | 7.05% | 3.7608 | 1.4301 | 0.68144 | 3.3186 | 0 | 0 | 0.0015557 | 0 | 0 | 0.0018692 | 0 | 0.00097655 | 0.0013951 | 0.0030291 | 0 | 0.0043272 | 0 | KY | 6971 | 2018 = Year 1 Template | NRIT | Information Technology | 65.0958 | 45.34
KY_ VFDs on CRAC CRAH AHU fans 5HP | VFDs on CRAC CRAH AHU fans 5HP | 3111 | Smart $aver® Prescriptive - IT | 7.05% | 3.7608 | 2.0405 | 0.68144 | 4.9771 | 0 | 0 | 0.0025928 | 0 | 0 | 0.0031154 | 0 | 0.0010852 | 0.0015503 | 0.0050484 | 0 | 0.007212 | 0 | KY | 6972 | 2018 = Year 1 Template | NRIT | Information Technology | 65.0958 | 45.34
KY_ VFDs on CRAC CRAH AHU fans 7.5HP | VFDs on CRAC CRAH AHU fans 7.5HP | 3112 | Smart $aver® Prescriptive - IT | 7.05% | 3.7103 | 2.4281 | 0.67977 | 6.1342 | 0 | 0 | 0.003825 | 0 | 0 | 0.004596 | 0 | 0.0013004 | 0.0018577 | 0.0074478 | 0 | 0.01064 | 0 | KY | 6973 | 2018 = Year 1 Template | NRIT | Information Technology | 65.0958 | 45.34
KY_ VSD Air COMP replacing load no load COMP | VSD Air COMP replacing load no load COMP | 3113 | Smart $aver® Prescriptive - Process Equipment | 7.05% | 4.3998 | 3.3758 | 1.1632 | 4.7472 | 5.0193e-05 | 0 | 0.0001705 | 7.1741e-05 | 0 | 0.00018493 | 0 | 7.056e-05 | 0.0001008 | 0.00029968 | 0 | 0.00042812 | 0 | KY | 6974 | 2018 = Year 1 Template | NRPROC | Process Equipment | 65.0958 | 45.34
KY_ VSD Air COMP replacing variable displacement COMP | VSD Air COMP replacing variable displacement COMP | 3114 | Smart $aver® Prescriptive - Process Equipment | 7.05% | 1.6449 | 1.2621 | 0.80469 | 2.0938 | 1.8667e-05 | 0 | 6.398e-05 | 2.668e-05 | 0 | 6.9396e-05 | 0 | 7.056e-05 | 0.0001008 | 0.00011246 | 0 | 0.00016065 | 0 | KY | 6975 | 2018 = Year 1 Template | NRPROC | Process Equipment | 65.0958 | 45.34
KY_ VSD Air Compressors | VSD Air Compressors | 1169 | Smart $aver® Prescriptive - Process Equipment | 7.05% | 4.8925 | 3.855 | 1.1932 | 5.8336 | 6.2721e-05 | 0 | 0.00021411 | 8.9646e-05 | 0 | 0.00023224 | 0 | 7.056e-05 | 0.0001008 | 0.00037634 | 0 | 0.00053762 | 0 | KY | 3851 | 2018 = Year 1 Template | NRPROC | Process Equipment | 65.0958 | 45.34
KY_ Walk-In Cooler Automatic Door-Closer Retrofit | Walk-In Cooler Automatic Door-Closer Retrofit | 3115 | Smart $aver® Prescriptive - Energy Star Food Service Products | 7.05% | 2.6126 | 1.278 | 0.70766 | 2.7579 | 1.8856e-05 | 0 | 0.00012741 | 0 | 0 | 0.0001507 | 0 | 9.8784e-05 | 0.00014112 | 0.00024421 | 0 | 0.00034888 | 0 | KY | 6976 | 2018 = Year 1 Template | NRFS | Food Service Products | 65.0958 | 45.34
KY_ Walk-In Freezer Automatic Door-Closer Retrofit | Walk-In Freezer Automatic Door-Closer Retrofit | 3116 | Smart $aver® Prescriptive - Energy Star Food Service Products | 7.05% | 5.102 | 2.8659 | 0.81543 | 6.7471 | 4.9284e-05 | 0 | 0.000333 | 0 | 0 | 0.00039389 | 0 | 9.8784e-05 | 0.00014112 | 0.00063829 | 0 | 0.00091184 | 0 | KY | 6977 | 2018 = Year 1 Template | NRFS | Food Service Products | 65.0958 | 45.34
KY_ Water Cooled Chiller_Centrifugal at least 150 tons and less than 300 tons | Water Cooled Chiller_Centrifugal at least 150 tons and less than 300 tons | 6124 | Smart $aver® Prescriptive - HVAC | 7.05% | 1.5051 | 1.1683 | 1.1517 | 0.95207 | 2.2219e-05 | 0 | 1.1106e-05 | 3.192e-05 | 0 | 1.3302e-05 | 0 | 5.0803e-05 | 7.2576e-05 | 2.1555e-05 | 0 | 3.0793e-05 | 0 | KY | 10959 | 2018 = Year 1 Template | NRHVAC | HVAC | 65.0958 | 45.34
KY_ Water Cooled Chiller_Centrifugal at least 300 tons and less than 600 tons | Water Cooled Chiller_Centrifugal at least 300 tons and less than 600 tons | 6125 | Smart $aver® Prescriptive - HVAC | 7.05% | 3.6583 | 2.5688 | 2.083 | 1.4234 | 2.1849e-05 | 0 | 1.1106e-05 | 3.1388e-05 | 0 | 1.3302e-05 | 0 | 2.2579e-05 | 3.2256e-05 | 2.1555e-05 | 0 | 3.0793e-05 | 0 | KY | 10960 | 2018 = Year 1 Template | NRHVAC | HVAC | 65.0958 | 45.34
KY_ Water Cooled Chiller_Centrifugal at least 600 tons | Water Cooled Chiller_Centrifugal at least 600 tons | 6126 | Smart $aver® Prescriptive - HVAC | 7.05% | 6.6006 | 4.4729 | 2.7915 | 2.1416 | 2.1849e-05 | 0 | 1.1106e-05 | 3.1388e-05 | 0 | 1.3302e-05 | 0 | 1.2701e-05 | 1.8144e-05 | 2.1555e-05 | 0 | 3.0793e-05 | 0 | KY | 10961 | 2018 = Year 1 Template | NRHVAC | HVAC | 65.0958 | 45.34
KY_ Water Cooled Chiller_Centrifugal less than 150 tons | Water Cooled Chiller_Centrifugal less than 150 tons | 6127 | Smart $aver® Prescriptive - HVAC | 7.05% | 0.70543 | 0.58751 | 0.61316 | 0.79459 | 2.3663e-05 | 0 | 1.2494e-05 | 3.3995e-05 | 0 | 1.4964e-05 | 0 | 0.00010866 | 0.00015523 | 2.425e-05 | 0 | 3.4642e-05 | 0 | KY | 10962 | 2018 = Year 1 Template | NRHVAC | HVAC | 65.0958 | 45.34
KY_ Water Cooled Screw or Scroll at least 150 tons and less than 300 tons | Water Cooled Screw or Scroll at least 150 tons and less than 300 tons | 6128 | Smart $aver® Prescriptive - HVAC | 7.05% | 1.698 | 1.2026 | 1.2285 | 0.95629 | 2.6589e-05 | 0 | 1.4992e-05 | 3.8197e-05 | 0 | 1.7957e-05 | 0 | 6.0682e-05 | 8.6688e-05 | 2.91e-05 | 0 | 4.1571e-05 | 0 | KY | 10999 | 2018 = Year 1 Template | NRHVAC | HVAC | 65.0958 | 45.34
KY_ Water Cooled Screw or Scroll at least 300 tons | Water Cooled Screw or Scroll at least 300 tons | 6129 | Smart $aver® Prescriptive - HVAC | 7.05% | #DIV/0! | #DIV/0! | #DIV/0! |  | 0 | 0 | 0 | 0 | 0 | 0 | 0 | 0 | 0 | 0 | 0 | 0 | 0 | KY | 11000 | 2018 = Year 1 Template | NRHVAC | HVAC | 65.0958 | 45.34
KY_ Water Cooled Screw or Scroll at least 75 tons and less than 150 tons | Water Cooled Screw or Scroll at least 75 tons and less than 150 tons | 6130 | Smart $aver® Prescriptive - HVAC | 7.05% | #DIV/0! | #DIV/0! | #DIV/0! |  | 0 | 0 | 0 | 0 | 0 | 0 | 0 | 0 | 0 | 0 | 0 | 0 | 0 | KY | 11001 | 2018 = Year 1 Template | NRHVAC | HVAC | 65.0958 | 45.34
KY_ Water Cooled Screw or Scroll less than 75 tons | Water Cooled Screw or Scroll less than 75 tons | 6131 | Smart $aver® Prescriptive - HVAC | 7.05% | #DIV/0! | #DIV/0! | #DIV/0! |  | 0 | 0 | 0 | 0 | 0 | 0 | 0 | 0 | 0 | 0 | 0 | 0 | 0 | KY | 11002 | 2018 = Year 1 Template | NRHVAC | HVAC | 65.0958 | 45.34
KY_ Water Heater Pipe Insulation | Water Heater Pipe Insulation | 3117 | Smart $aver® Prescriptive - HVAC | 7.05% | #DIV/0! | #DIV/0! | #DIV/0! |  | 0 | 0 | 0 | 0 | 0 | 0 | 0 | 0 | 0 | 0 | 0 | 0 | 0 | KY | 6978 | 2018 = Year 1 Template | NRHVAC | HVAC | 65.0958 | 45.34
KY_ Window Film | Window Film | 437 | Smart $aver® Prescriptive - HVAC | 7.05% | #DIV/0! | #DIV/0! | #DIV/0! |  | 0 | 0 | 0 | 0 | 0 | 0 | 0 | 0 | 0 | 0 | 0 | 0 | 0 | KY | 2376 | 2018 = Year 1 Template | NRHVAC | HVAC | 65.0958 | 45.34
KY_ Zero Energy Doors_High-Temp Cooler | Zero Energy Doors_High-Temp Cooler | 5659 | Smart $aver® Prescriptive - Energy Star Food Service Products | 7.05% | #DIV/0! | #DIV/0! | #DIV/0! |  | 0 | 0 | 0 | 0 | 0 | 0 | 0 | 0 | 0 | 0 | 0 | 0 | 0 | KY | 10182 | 2018 = Year 1 Template | NRFS | Food Service Products | 65.0958 | 45.34
KY_ Zero Energy Doors_Med-Temp Cooler | Zero Energy Doors_Med-Temp Cooler | 5660 | Smart $aver® Prescriptive - Energy Star Food Service Products | 7.05% | #DIV/0! | #DIV/0! | #DIV/0! |  | 0 | 0 | 0 | 0 | 0 | 0 | 0 | 0 | 0 | 0 | 0 | 0 | 0 | KY | 10183 | 2018 = Year 1 Template | NRFS | Food Service Products | 65.0958 | 45.34
[5 empty] | 1.2455 | 0.99572 | 0.69988 | 2.3885 | 3815887.638 | 0 | 9173496.5907 | 5026588.506 | 0 | 11276661.7008 | 0 | 9188200.1526 | 11670060.9688 | 18047901.6945 | 0 | 22314055.0335 | 0

## Program Costs as Filed
Duke Energy Kentucky
2018 Projection: July 2018 - June 2019
Program Cost Summary |  |  |  | Total Utility Costs
Program Costs
Cost Recovery
|  |  |  | M | N | O | P
Program |  |  |  | Non-M&V Costs | M&V Costs | Total Costs | Cost Recovery Revenue
|  |  | Unit | $ | $ | $ | $
|  |  | Type | data | data | M+N | O
Shared Savings Revenue |  |  |  | NMV: Non M&V | MV: M&V
Res
Energy Efficiency
|  |  | Appliance Recycling Program | 0 | 0 | 0 | 0
|  |  | Energy Efficiency Education Program for Schools | 190203.5698 | 65000.02 | 255203.5898 | 255203.5898
|  |  | Low Income Neighborhood | 283237.2752 | 60000 | 343237.2752 | 343237.2752
|  |  | Low Income Services | 747545.0182 | 0 | 747545.0182 | 747545.0182
|  |  | My Home Energy Report | 723961.6221 | 74999.98 | 798961.6021 | 798961.6021
|  |  | Residential Energy Assessments | 230015.2343 | 70000 | 300015.2343 | 300015.2343
|  |  | Residential Smart $aver® | 2085699.5256 | 237761.7345 | 2323461.2601 | 2323461.2601
|  |  | Total | 4260662.2451 | 507761.7345 | 4768423.9796 | 4768423.9796
Demand Response
|  |  | Power Manager® | 665837.482 | 95000 | 760837.482 | 760837.482
|  |  | Total | 665837.482 | 95000 | 760837.482 | 760837.482
NonRes
Energy Efficiency
|  |  | Small Business Energy Saver | 908657.4799 | 1000.02 | 909657.4999 | 909657.4999
|  |  | Smart $aver® Custom | 563335.0555 | 34999.98 | 598335.0355 | 598335.0355
|  |  | Smart $aver® Non-Residential Performance Incentive Program | 205021.7117 | 0 | 205021.7117 | 205021.7117
|  |  | Smart $aver® Prescriptive - Energy Star Food Service Products | 29377.5559 | 11320 | 40697.5559 | 40697.5559
|  |  | Smart $aver® Prescriptive - HVAC | 127182.6499 | 3079.98 | 130262.6299 | 130262.6299
|  |  | Smart $aver® Prescriptive - IT | 7997.0047 | 0 | 7997.0047 | 7997.0047
|  |  | Smart $aver® Prescriptive - Lighting | 1300425.1495 | 48719.98 | 1349145.1295 | 1349145.1295
|  |  | Smart $aver® Prescriptive - Motors/Pumps/VFD | 12874.4491 | 880.02 | 13754.4691 | 13754.4691
|  |  | Smart $aver® Prescriptive - Process Equipment | 7116.2487 | 0 | 7116.2487 | 7116.2487
|  |  | Total | 3161987.3048 | 99999.98 | 3261987.2848 | 3261987.2848
Demand Response
|  |  | Power Manager® for Business | 180180.8055 | 0 | 180180.8055 | 180180.8055
|  |  | PowerShare® | 892216.7084 | 31500.02 | 923716.7284 | 923716.7284
|  |  | Total | 1072397.5139 | 31500.02 | 1103897.5339 | 1103897.5339
Cost Recovery
|  |  | Payment Plus | 163799.3366 | 0 | 163799.3366 | 163799.3366
|  |  | Total | 163799.3366 | 0 | 163799.3366 | 163799.3366
| Total |  |  | 9324683.8825 | 734261.7345 | 10058945.6169 | 10058945.6169
Notes:
1 |  | My Home Energy Report impacts represent cumulative capability, and does not reflect incremental program participation from the prior filing period.
2 |  | Demand Response impacts reflect average capability over the respective program contract period, not incremental impacts or actual events. Participants are KW Net FR @ Meter.
3 |  | Power Manager® for Business includes an EE and DR component and achieves KWH and KW savings. Participants are based on EE measure.

## Customer Incentives as Filed
From Filing documents
| Sum of Monetary Amount | Year
Program | ProductCode | 2018 | 2019 | Grand Total | 2018-19 Average
Residential Energy Assessments | HEHC | 16264.5 | 16419.4 | 32683.9 | 16341.95
Residential Smart $aver® | HPWH | 9800 | 10500 | 20300 | 10150
Low Income Neighborhood | HWLI | 184479.5341 | 191914.0593 | 376393.5934 | 188196.7967
Energy Efficiency Education Program for Schools | K12CFL | 4420 | 5525 | 9945 | 4972.5
Energy Efficiency Education Program for Schools | K12PRF | 28730 | 29304.6 | 58034.6 | 29017.3
Residential Smart $aver® | MFEEAR | 928.08 | 1302.48 | 2230.56 | 1115.28
Residential Smart $aver® | MFEEPW | 767.28 | 186.48 | 953.76 | 476.88
Residential Smart $aver® | MFEESH | 1840.8 | 4076.4 | 5917.2 | 2958.6
Smart $aver® Prescriptive - Energy Star Food Service Products | NRFS | 11288.8932 | 11514.671 | 22803.5642 | 11401.7821
Smart $aver® Prescriptive - HVAC | NRHVAC | 86124.8191 | 87847.3155 | 173972.1346 | 86986.0673
Smart $aver® Prescriptive - IT | NRIT | 0.020611 | 0.021023 | 0.041634 | 0.020817
Smart $aver® Prescriptive - Lighting | NRLTG | 919529.8254 | 937920.4219 | 1857450.2472 | 928725.1236
Smart $aver® Prescriptive - Motors/Pumps/VFD | NRP&M | 0.001302 | 0.0013281 | 0.0026301 | 0.0013151
Smart $aver® Non-Residential Performance Incentive Program | NRPPRF | 58800 | 224105 | 282905 | 141452.5
Smart $aver® Prescriptive - Process Equipment | NRPROC | 0.00019472 | 0.00019861 | 0.00039333 | 0.00019666
Smart $aver® Custom | NRPRSC | 246690 | 295141 | 541831 | 270915.5
Residential Smart $aver® | PEEPVS | 24900 | 30900 | 55800 | 27900
Power Manager® | PWRMGR | 226253.6973 | 230196.7637 | 456450.461 | 228225.2305
PowerShare® | PWRSHR | 632300 | 547600 | 1179900 | 589950
Residential Smart $aver® | RCFLSP | 216175.19 | 225335.2 | 441510.39 | 220755.195
Low Income Services | REFRPL | 46150 | 46150 | 92300 | 46150
Residential Smart $aver® | RLED | 288990.63 | 203417.763 | 492408.393 | 246204.1965
Residential Smart $aver® | RLEDPM | 26599.32 | 22617.24 | 49216.56 | 24608.28
Residential Smart $aver® | RTLLED | 361577.2148 | 407743.4072 | 769320.622 | 384660.311
Power Manager® for Business | SBEEDR | 21545.01 | 11215.8 | 32760.81 | 16380.405
Power Manager® for Business | SBEEDR-DR | -0.01 | 30324.2 | 30324.19 | 15162.095
Residential Smart $aver® | SFEEAR | 3405.7158 | 3746.2874 | 7152.0032 | 3576.0016
Residential Smart $aver® | SFEEPW | 2931.873 | 3225.0603 | 6156.9332 | 3078.4666
Residential Smart $aver® | SFEESH | 6704.7477 | 7375.2225 | 14079.9702 | 7039.9851
Residential Smart $aver® | SSAC1N | 15000 | 15500 | 30500 | 15250
Residential Smart $aver® | SSAC1R | 14250 | 15750 | 30000 | 15000
Residential Smart $aver® | SSAC2N | 22500 | 23100 | 45600 | 22800
Residential Smart $aver® | SSAC2R | 21300 | 22800 | 44100 | 22050
Residential Smart $aver® | SSAC3N | 6000 | 6800 | 12800 | 6400
Residential Smart $aver® | SSAC3R | 5600 | 6000 | 11600 | 5800
Residential Smart $aver® | SSAISN | 43000 | 43750 | 86750 | 43375
Residential Smart $aver® | SSAISR | 6500 | 7000 | 13500 | 6750
Residential Smart $aver® | SSDINN | 825 | 975 | 1800 | 900
Residential Smart $aver® | SSDINR | 525 | 675 | 1200 | 600
Residential Smart $aver® | SSDSEN | 1200 | 1300 | 2500 | 1250
Residential Smart $aver® | SSDSER | 900 | 1200 | 2100 | 1050
Residential Smart $aver® | SSHP1N | 10000 | 10250 | 20250 | 10125
Residential Smart $aver® | SSHP1R | 9500 | 10500 | 20000 | 10000
Residential Smart $aver® | SSHP2N | 15000 | 15600 | 30600 | 15300
Residential Smart $aver® | SSHP2R | 14100 | 15600 | 29700 | 14850
Residential Smart $aver® | SSHP3N | 4000 | 4400 | 8400 | 4200
Residential Smart $aver® | SSHP3R | 3600 | 4000 | 7600 | 3800
Residential Smart $aver® | SSQINR | 1125 | 1275 | 2400 | 1200
Residential Smart $aver® | SSQIR | 1050 | 1200 | 2250 | 1125
Residential Smart $aver® | SSSTN | 3125 | 3500 | 6625 | 3312.5
Residential Smart $aver® | SSSTR | 3000 | 3375 | 6375 | 3187.5
Low Income Services | WZELEC | 546000 | 546000 | 1092000 | 546000
4260725.4683

## Updated Cost Effectiveness
For "Without Avoided Capacity" see row 35
Updated Avoided Costs
Appendix A
Cost Effectiveness Test Results
| Program Name | UCT | TRC | RIM | PCT | Cumulative Avoided T&D Electric | NPV Avoided Ancillary | Cumulative Cost-Based Avoided Elec Production | Cumulative Cost-Based Avoided Elec Capacity | NPV Cost-Based Avoided Gas Production | Cumulative Elec Lost Rev Net of Fuel NF | NPV Net Lost Rev Gas | NPV Program Costs (excl. Incentives and excl. EMV) | NPV Incentives | NPV Participant Costs(net) | NPV Participant Costs(gross) | NPV Lost Rev Elec | NPV Lost Rev Gas | Participant Elec Bill Savings(gross) | Participant Gas Bill Savings(gross)
Residential Programs
| Appliance Recycling Program |  |  |  |  | 0 | 0 | 0 | 0 | 0 | 0 | 0 | 0 | 0 | 0 | 0 | 0 | 0 | 0 | 0
| Energy Efficiency Education Program for Schools | 1.1334 | 1.38 | 0.60377 |  | 37812.8597 | 0 | 124502.2489 | 53266.1435 | 0 | 166855.5539 | 0 | 156213.7698 | 33989.8 | 0 | 0 | 261810.3749 | 0 | 260152.9327 | 0
| Low Income Neighborhood | 0.46683 | 1.3912 | 0.3524 |  | 27681.1982 | 0 | 69045.6733 | 35496.6445 | 0 | 91975.6032 | 0 | 95040.4785 | 188196.7967 | 0 | 0 | 144317.4445 | 0 | 150487.4291 | 0
Payment Plus | Low Income Services | 0.3107 | 1.4946 | 0.24905 |  | 37959.833 | 0 | 140083.117 | 54217.8246 | 0 | 185041.1733 | 0 | 155395.0182 | 592150 | 0 | 0 | 290345.1387 | 0 | 290345.1387 | 0
| My Home Energy Report | 1.405 | 1.405 | 0.68468 |  | 225532.8726 | 0 | 501059.7287 | 290563.0615 | 0 | 761629.7873 | 0 | 723961.6221 | 0 | 0 | 0 | 1195061.0899 | 0 | 1195061.0899 | 0
| Residential Energy Assessments | 1.3697 | 1.4745 | 0.64971 |  | 59449.7159 | 0 | 194485.1447 | 61120.6828 | 0 | 254900.7148 | 0 | 213673.2843 | 16341.95 | 0 | 0 | 399960.6254 | 0 | 399960.6254 | 0
| Residential Smart $aver® | 1.5331 | 1.3372 | 0.63727 | 3.6469 | 569296.3041 | 0 | 2125310.9646 | 502913.1477 | 0 | 2931834.7888 | 0 | 944851.3298 | 1140848.1958 | 1446408.7549 | 2057604.7 | 4600294.9682 | 0 | 6362995.8453 | 0
| Power Manager® | 2.7821 | 4.233 | 2.7821 |  | 766954.8689 | 0 | 0 | 1085468.4242 | 0 | 0 | 0 | 437612.2515 | 228225.2305 | 0 | 0 | 0 | 0 | 0 | 0
| Power Manager® for Apartments |  |  |  |  | 0 | 0 | 0 | 0 | 0 | 0 | 0 | 0 | 0 | 0 | 0 | 0 | 0 | 0 | 0
| Total | 1.4132 | 1.6683 | 0.74712 | 5.2774 | 1724687.6525 | 0 | 3154486.8772 | 2083045.9289 | 0 | 4392237.6213 | 0 | 2726747.7541 | 2199751.973 | 1446408.7549 | 2057604.7 | 6891789.6416 | 0 | 8659003.061 | 0
Non-Residential Programs
| Power Manager® for Business | 1.1043 | 1.3386 | 0.83343 |  | 62048.8095 | 0 | 49011.0482 | 87907.7843 | 0 | 58551.9587 | 0 | 148638.3055 | 31542.5 | 0 | 0 | 94882.6227 | 0 | 94882.6227 | 0
| PowerShare® | 2.0619 | 6.0862 | 2.0619 |  | 761618.6677 | 0 | 0 | 1078037.3732 | 0 | 0 | 0 | 302266.7084 | 589950 | 0 | 0 | 0 | 0 | 0 | 0
| Small Business Energy Saver | 2.3199 | 0.98999 | 0.85728 | 2.0581 | 298930.382 | 0 | 1408161.6725 | 400901.1119 | 0 | 1550280.1015 | 0 | 908657.4799 | 0 | 1220657.276 | 1220657.276 | 2512207.0239 | 0 | 2512207.0239 | 0
| Smart $aver® Non-Residential Performance Incentive Program | 3.3448 | 1.2262 | 0.85617 | 2.1936 | 76421.9809 | 0 | 500369.8996 | 108964.3149 | 0 | 595939.8236 | 0 | 63569.2117 | 141452.5 | 495688.7695 | 576382.2901 | 965712.0732 | 0 | 1122921.0153 | 0
| Smart $aver® Custom | 2.5735 | 0.68776 | 0.79293 | 1.2679 | 162190.0341 | 0 | 1056350.557 | 231178.8846 | 0 | 1264976.4398 | 0 | 292419.5555 | 270915.5 | 1815453.427 | 1952100.4591 | 2049876.4664 | 0 | 2204168.2434 | 0
| Smart $aver® Prescriptive - Energy Star Food Service Products | 3.8439 | 1.8437 | 0.9182 | 3.7278 | 13033.3713 | 0 | 82346.1096 | 17545.0989 | 0 | 93607.4409 | 0 | 17975.7738 | 11401.7821 | 43271.7999 | 54489.9805 | 151689.5367 | 0 | 191727.8304 | 0
| Smart $aver® Prescriptive - HVAC | 3.0417 | 1.5171 | 1.2568 | 1.6597 | 99074.3644 | 0 | 151354.4274 | 136419.5738 | 0 | 180615.8779 | 0 | 40196.5826 | 86986.0673 | 214791.8649 | 306852.1063 | 292685.4809 | 0 | 422297.2368 | 0
| Smart $aver® Prescriptive - Lighting | 3.285 | 0.98803 | 0.96195 | 1.4605 | 617882.374 | 0 | 2771415.8333 | 882588.4332 | 0 | 3140452.2385 | 0 | 371700.0259 | 928725.1236 | 3951928.1996 | 5501974.07 | 5089058.5271 | 0 | 7106847.5398 | 0
| Smart $aver® Prescriptive - Motors/Pumps/VFD | 6.4849e-07 | 6.4849e-07 | 6.4849e-07 | 3.2376 | 0.0013081 | 0 | 0.005234 | 0.0018069 | 0 | 0.0058042 | 0 | 12874.4478 | 0.0013151 | 0.0032031 | 0.0045582 | 0.0094056 | 0 | 0.013442 | 0
| Smart $aver® Prescriptive - Process Equipment | 2.5639e-07 | 2.5639e-07 | 2.5639e-07 | 4.0988 | 0.00034548 | 0 | 0.00098795 | 0.00049112 | 0 | 0.0010994 | 0 | 7116.2485 | 0.00019666 | 0.00046801 | 0.0006683 | 0.0017816 | 0 | 0.0025426 | 0
| Smart $aver® Prescriptive - IT | 1.9966e-05 | 1.9966e-05 | 1.9966e-05 | 5.7009 | 3.4126e-06 | 0 | 0.15966 | 4.8351e-06 | 0 | 0.19185 | 0 | 7996.9839 | 0.020817 | 0.057089 | 0.081555 | 0.31089 | 0 | 0.44412 | 0
| Total | 2.6105 | 1.1148 | 0.99415 | 1.635 | 2091199.9855 | 0 | 6019009.7135 | 2943542.577 | 0 | 6884424.0796 | 0 | 2173411.3234 | 2060973.4953 | 7741791.3977 | 9612456.2689 | 11156112.0529 | 0 | 13655051.9725 | 0
| Overall Portfolio Total | 1.9666 | 1.2788 | 0.88151 | 2.2772 | 3815887.638 | 0 | 9173496.5907 | 5026588.506 | 0 | 11276661.7008 | 0 | 4900159.0775 | 4260725.4683 | 9188200.1526 | 11670060.9688 | 18047901.6945 | 0 | 22314055.0335 | 0
[6 empty] | From DSMore | [6 empty] | Calculated values from Filing sources
Without Avoided Capacity
Appendix A
| Cost Effectiveness Test Results |  |  |  |  | Total NPV Avoided Cost of T&D / Total |  | Total NPV Avoided Cost of Energy / Total | Total NPV Avoided Cost of Capacity / Total
| Program Name | UCT | TRC | RIM | PCT | Cumulative Avoided T&D Electric | NPV Avoided Ancillary | Cumulative Cost-Based Avoided Elec Production | Cumulative Cost-Based Avoided Elec Capacity | NPV Cost-Based Avoided Gas Production | Cumulative Elec Lost Rev Net of Fuel NF | NPV Net Lost Rev Gas | NPV Program Costs (excl. Incentives and excl. EMV) | NPV Incentives | NPV Participant Costs(net) | NPV Participant Costs(gross) | NPV Lost Rev Elec | NPV Lost Rev Gas | Participant Elec Bill Savings(gross) | Participant Gas Bill Savings(gross)
Residential Programs
| Appliance Recycling Program |  |  |  |  | 0 | 0 | 0 |  | 0 | 0 | 0 | 0 | 0 | 0 | 0 | 0 | 0 | 0 | 0
| Energy Efficiency Education Program for Schools | 0.85338 | 1.0391 | 0.45459 |  | 37812.8597 | 0 | 124502.2489 |  | 0 | 166855.5539 | 0 | 156213.7698 | 33989.8 | 0 | 0 | 261810.3749 | 0 | 260152.9327 | 0
| Low Income Neighborhood | 0.3415 | 1.0177 | 0.25779 |  | 27681.1982 | 0 | 69045.6733 |  | 0 | 91975.6032 | 0 | 95040.4785 | 188196.7967 | 0 | 0 | 144317.4445 | 0 | 150487.4291 | 0
| Low Income Services | 0.23817 | 1.1457 | 0.19091 |  | 37959.833 | 0 | 140083.117 |  | 0 | 185041.1733 | 0 | 155395.0182 | 592150 | 0 | 0 | 290345.1387 | 0 | 290345.1387 | 0
| My Home Energy Report | 1.0036 | 1.0036 | 0.48909 |  | 225532.8726 | 0 | 501059.7287 |  | 0 | 761629.7873 | 0 | 723961.6221 | 0 | 0 | 0 | 1195061.0899 | 0 | 1195061.0899 | 0
| Residential Energy Assessments | 1.104 | 1.1884 | 0.52367 |  | 59449.7159 | 0 | 194485.1447 |  | 0 | 254900.7148 | 0 | 213673.2843 | 16341.95 | 0 | 0 | 399960.6254 | 0 | 399960.6254 | 0
| Residential Smart $aver® | 1.2919 | 1.1269 | 0.53704 | 3.6469 | 569296.3041 | 0 | 2125310.9646 |  | 0 | 2931834.7888 | 0 | 944851.3298 | 1140848.1958 | 1446408.7549 | 2057604.7 | 4600294.9682 | 0 | 6362995.8453 | 0
| Power Manager® | 1.1519 | 1.7526 | 1.1519 |  | 766954.8689 | 0 | 0 |  | 0 | 0 | 0 | 437612.2515 | 228225.2305 | 0 | 0 | 0 | 0 | 0 | 0
| Power Manager® for Apartments |  |  |  |  | 0 | 0 | 0 |  | 0 | 0 | 0 | 0 | 0 | 0 | 0 | 0 | 0 | 0 | 0
| Total | 0.99039 | 1.1692 | 0.52359 | 5.2774 | 1724687.6525 | 0 | 3154486.8772 | 0 | 0 | 4392237.6213 | 0 | 2726747.7541 | 2199751.973 | 1446408.7549 | 2057604.7 | 6891789.6416 | 0 | 8659003.061 | 0
Non-Residential Programs
| Power Manager® for Business | 0.61638 | 0.74718 | 0.46521 |  | 62048.8095 | 0 | 49011.0482 |  | 0 | 58551.9587 | 0 | 148638.3055 | 31542.5 | 0 | 0 | 94882.6227 | 0 | 94882.6227 | 0
| PowerShare® | 0.85363 | 2.5197 | 0.85363 |  | 761618.6677 | 0 | 0 |  | 0 | 0 | 0 | 302266.7084 | 589950 | 0 | 0 | 0 | 0 | 0 | 0
| Small Business Energy Saver | 1.8787 | 0.80171 | 0.69424 | 2.0581 | 298930.382 | 0 | 1408161.6725 |  | 0 | 1550280.1015 | 0 | 908657.4799 | 0 | 1220657.276 | 1220657.276 | 2512207.0239 | 0 | 2512207.0239 | 0
| Smart $aver® Non-Residential Performance Incentive Program | 2.8133 | 1.0314 | 0.72012 | 2.1936 | 76421.9809 | 0 | 500369.8996 |  | 0 | 595939.8236 | 0 | 63569.2117 | 141452.5 | 495688.7695 | 576382.2901 | 965712.0732 | 0 | 1122921.0153 | 0
| Smart $aver® Custom | 2.1631 | 0.57809 | 0.66648 | 1.2679 | 162190.0341 | 0 | 1056350.557 |  | 0 | 1264976.4398 | 0 | 292419.5555 | 270915.5 | 1815453.427 | 1952100.4591 | 2049876.4664 | 0 | 2204168.2434 | 0
| Smart $aver® Prescriptive - Energy Star Food Service Products | 3.2467 | 1.5573 | 0.77554 | 3.7278 | 13033.3713 | 0 | 82346.1096 |  | 0 | 93607.4409 | 0 | 17975.7738 | 11401.7821 | 43271.7999 | 54489.9805 | 151689.5367 | 0 | 191727.8304 | 0
| Smart $aver® Prescriptive - HVAC | 1.969 | 0.98212 | 0.81361 | 1.6597 | 99074.3644 | 0 | 151354.4274 |  | 0 | 180615.8779 | 0 | 40196.5826 | 86986.0673 | 214791.8649 | 306852.1063 | 292685.4809 | 0 | 422297.2368 | 0
| Smart $aver® Prescriptive - Lighting | 2.6063 | 0.7839 | 0.7632 | 1.4605 | 617882.374 | 0 | 2771415.8333 |  | 0 | 3140452.2385 | 0 | 371700.0259 | 928725.1236 | 3951928.1996 | 5501974.07 | 5089058.5271 | 0 | 7106847.5398 | 0
| Smart $aver® Prescriptive - Motors/Pumps/VFD | 5.0814e-07 | 5.0814e-07 | 5.0814e-07 | 3.2376 | 0.0013081 | 0 | 0.005234 |  | 0 | 0.0058042 | 0 | 12874.4478 | 0.0013151 | 0.0032031 | 0.0045582 | 0.0094056 | 0 | 0.013442 | 0
| Smart $aver® Prescriptive - Process Equipment | 1.8738e-07 | 1.8738e-07 | 1.8738e-07 | 4.0988 | 0.00034548 | 0 | 0.00098795 |  | 0 | 0.0010994 | 0 | 7116.2485 | 0.00019666 | 0.00046801 | 0.0006683 | 0.0017816 | 0 | 0.0025426 | 0
| Smart $aver® Prescriptive - IT | 1.9966e-05 | 1.9966e-05 | 1.9965e-05 | 5.7009 | 3.4126e-06 | 0 | 0.15966 |  | 0 | 0.19185 | 0 | 7996.9839 | 0.020817 | 0.057089 | 0.081555 | 0.31089 | 0 | 0.44412 | 0
| Total | 1.9153 | 0.81796 | 0.72941 | 1.635 | 2091199.9855 | 0 | 6019009.7135 | 0 | 0 | 6884424.0796 | 0 | 2173411.3234 | 2060973.4953 | 7741791.3977 | 9612456.2689 | 11156112.0529 | 0 | 13655051.9725 | 0
| Overall Portfolio Total | 1.4179 | 0.92199 | 0.63556 | 2.2772 | 3815887.638 | 0 | 9173496.5907 | 0 | 0 | 11276661.7008 | 0 | 4900159.0775 | 4260725.4683 | 9188200.1526 | 11670060.9688 | 18047901.6945 | 0 | 22314055.0335 | 0
[6 empty] | From DSMore | [6 empty] | Calculated values from Filing sources