## WSS-27
|  | 1 | 2 | 3 | 4 | 5 | 6 | 7 | 8 | 9 | 10 | 11 | 12 | 13 | 14 | 15 | 16 | 17 | 18 | 19 | 20 | 21 | 22 | 23 | 24 | 25 | 26 | 27 | 28 | 29 | 30 | 31
|  |  | Functional |  | Total |  | Production Demand |  |  | Production Energy |  |  | Transmission Demand |  |  | Distribution Poles | Distribution Substation | Distribution Primary Lines |  |  | Distribution Sec. Lines |  | Distribution Line Trans. |  | Distribution Services | Distribution Meters | Distribution St. & Cust. Lighting | Customer Accounts Expense | Customer Service & Info. | Sales Expense
Description |  | Name | Vector |  | System |  | LOLP | Not Used | Not Used | Energy |  |  | Demand |  |  | Specific | General | Specific | Demand | Customer | Demand | Customer | Demand | Customer | Customer | [5 empty] | Total Check | Status
Plant in Service
[33 empty] | Electric Portion of Common Plant | 69%
Intangible Plant
301 | ORGANIZATION | P301 | PT&D |  | 2240.29 |  | 1219.1996 | 0 | 0 | 0 | 0 | 0 | 248.6639 | 0 | 0 | 0 | 94.9238 | 0 | 146.6845 | 233.0454 | 42.6159 | 68.1955 | 55.3127 | 32.3156 | 18.7462 | 20.9589 | 59.6282 | 0 | 0 | 0 | 2240.29 | ok | Gas Portion of Common Plant | 31%
302 | FRANCHISE AND CONSENTS | P301 | PT&D |  | 0 |  | 0 | 0 | 0 | 0 | 0 | 0 | 0 | 0 | 0 | 0 | 0 | 0 | 0 | 0 | 0 | 0 | 0 | 0 | 0 | 0 | 0 | 0 | 0 | 0 | 0 | ok
303 | SOFTWARE - COMMON | P302 | PT&D |  | 0 |  | 0 | 0 | 0 | 0 | 0 | 0 | 0 | 0 | 0 | 0 | 0 | 0 | 0 | 0 | 0 | 0 | 0 | 0 | 0 | 0 | 0 | 0 | 0 | 0 | 0 | ok
301 | ORGANIZATION - COMMON | P301 | PT&D |  | 0 |  | 0 | 0 | 0 | 0 | 0 | 0 | 0 | 0 | 0 | 0 | 0 | 0 | 0 | 0 | 0 | 0 | 0 | 0 | 0 | 0 | 0 | 0 | 0 | 0 | 0 | ok
302 | FRANCHISE AND CONSENTS - COMMON | P301 | PT&D |  | 0 |  | 0 | 0 | 0 | 0 | 0 | 0 | 0 | 0 | 0 | 0 | 0 | 0 | 0 | 0 | 0 | 0 | 0 | 0 | 0 | 0 | 0 | 0 | 0 | 0 | 0 | ok
| Total Intangible Plant | PINT |  |  | 2240.29 | 0 | 1219.1996 | 0 | 0 | 0 | 0 | 0 | 248.6639 | 0 | 0 | 0 | 94.9238 | 0 | 146.6845 | 233.0454 | 42.6159 | 68.1955 | 55.3127 | 32.3156 | 18.7462 | 20.9589 | 59.6282 | 0 | 0 | 0 | 2240.29 | ok
Steam Production Plant
| Total Steam Production Plant | PSTPR | F017 |  | 1886824024.6169 |  | 1886824024.6169 | 0 | 0 | 0 | 0 | 0 | 0 | 0 | 0 | 0 | 0 | 0 | 0 | 0 | 0 | 0 | 0 | 0 | 0 | 0 | 0 | 0 | 0 | 0 | 1886824024.6169 | ok
Hydraulic Production Plant
| Total Hydraulic Production Plant | PHDPR | F017 |  | 157809727.4015 |  | 157809727.4015 | 0 | 0 | 0 | 0 | 0 | 0 | 0 | 0 | 0 | 0 | 0 | 0 | 0 | 0 | 0 | 0 | 0 | 0 | 0 | 0 | 0 | 0 | 0 | 157809727.4015 | ok
Other Production Plant
| Total Other Production Plant | POTPR | F017 |  | 409932113.8015 |  | 409932113.8015 | 0 | 0 | 0 | 0 | 0 | 0 | 0 | 0 | 0 | 0 | 0 | 0 | 0 | 0 | 0 | 0 | 0 | 0 | 0 | 0 | 0 | 0 | 0 | 409932113.8015 | ok
| Total Production Plant | PPRTL |  |  | 2454565865.82 |  | 2454565865.82 | 0 | 0 | 0 | 0 | 0 | 0 | 0 | 0 | 0 |  | 0 | 0 |  |  |  | 0 | 0 |  |  | 0 | 0 | 0 | 0 | 2454565865.82 | ok
Transmission
| Total Transmission Plant | PTRAN | F011 |  | 500625106.83 |  | 0 | 0 | 0 | 0 | 0 | 0 | 500625106.83 | 0 | 0 | 0 | 0 | 0 | 0 | 0 | 0 | 0 | 0 | 0 | 0 | 0 | 0 | 0 | 0 | 0 | 500625106.83 | ok
| Total Transmission Plant | PTRTL |  |  | 500625106.83 |  | 0 | 0 | 0 | 0 | 0 | 0 | 500625106.83 | 0 | 0 | 0 | 0 | 0 | 0 | 0 | 0 | 0 | 0 | 0 | 0 | 0 | 0 | 0 | 0 | 0 | 500625106.83 | ok
Distribution
| TOTAL ACCTS 360-362 | P362 | F001 |  | 191106218 |  | 0 | 0 | 0 | 0 | 0 | 0 | 0 | 0 | 0 | 0 | 191106218 | 0 | 0 | 0 | 0 | 0 | 0 | 0 | 0 | 0 | 0 | 0 | 0 | 0 | 191106218 | ok
| 364 & 365-OVERHEAD LINES | P365 | F003 |  | 592409823 |  | 0 | 0 | 0 | 0 | 0 | 0 | 0 | 0 | 0 | 0 | 0 | 0 | 160552907.8843 | 258754764.8351 | 66280813.3424 | 106821336.9382 | 0 | 0 | 0 | 0 | 0 | 0 | 0 | 0 | 592409823 | ok
| 366 & 367-UNDERGROUND LINES | P367 | F004 |  | 395177380 |  | 0 | 0 | 0 | 0 | 0 | 0 | 0 | 0 | 0 | 0 | 0 | 0 | 134761177.1343 | 210426264.2957 | 19516072.0177 | 30473866.5523 | 0 | 0 | 0 | 0 | 0 | 0 | 0 | 0 | 395177380 | ok
| 368-TRANSFORMERS | P368 | F005 |  | 176418522.2 |  | 0 | 0 | 0 | 0 | 0 | 0 | 0 | 0 | 0 | 0 | 0 | 0 | 0 | 0 | 0 | 0 | 111358843.9151 | 65059678.2849 | 0 | 0 | 0 | 0 | 0 | 0 | 176418522.2 | ok
| 369-SERVICES | P369 | F006 |  | 37740878.41 |  | 0 | 0 | 0 | 0 | 0 | 0 | 0 | 0 | 0 | 0 | 0 | 0 | 0 | 0 | 0 | 0 | 0 | 0 | 37740878.41 | 0 | 0 | 0 | 0 | 0 | 37740878.41 | ok
| 370-METERS | P370 | F007 |  | 42039098.89 |  | 0 | 0 | 0 | 0 | 0 | 0 | 0 | 0 | 0 | 0 | 0 | 0 | 0 | 0 | 0 | 0 | 0 | 0 | 0 | 42039098.89 | 0 | 0 | 0 | 0 | 42039098.89 | ok
| 371-CUSTOMER INSTALLATION | P371 | F007 |  | 156536.15 |  | 0 | 0 | 0 | 0 | 0 | 0 | 0 | 0 | 0 | 0 | 0 | 0 | 0 | 0 | 0 | 0 | 0 | 0 | 0 | 156536.15 | 0 | 0 | 0 | 0 | 156536.15 | ok
| 373-STREET LIGHTING | P373 | F008 |  | 120047049.5 |  | 0 | 0 | 0 | 0 | 0 | 0 | 0 | 0 | 0 | 0 | 0 | 0 | 0 | 0 | 0 | 0 | 0 | 0 | 0 | 0 | 120047049.5 | 0 | 0 | 0 | 120047049.5 | ok
| 374-ASSET RETIRE OBLIGATIONS DIST PLANT | P374 | F003 |  | 0 |  | 0 | 0 | 0 | 0 | 0 | 0 | 0 | 0 | 0 | 0 | 0 | 0 | 0 | 0 | 0 | 0 | 0 | 0 | 0 | 0 | 0 | 0 | 0 | 0 | 0 | ok
| Total Distribution Plant | PDIST |  |  | 1555095506.15 |  | 0 | 0 | 0 | 0 | 0 | 0 | 0 | 0 | 0 | 0 | 191106218 | 0 | 295314085.0185 | 469181029.1309 | 85796885.3602 | 137295203.4904 | 111358843.9151 | 65059678.2849 | 37740878.41 | 42195635.04 | 120047049.5 | 0 | 0 | 0 | 1555095506.15 | ok
| Total Prod, Trans, and Dist Plant | PT&D |  |  | 4510286478.8 |  | 2454565865.82 | 0 | 0 | 0 | 0 | 0 | 500625106.83 | 0 | 0 | 0 | 191106218 | 0 | 295314085.0185 | 469181029.1309 | 85796885.3602 | 137295203.4904 | 111358843.9151 | 65059678.2849 | 37740878.41 | 42195635.04 | 120047049.5 | 0 | 0 | 0 | 4510286478.8 | ok
Plant in Service (Continued)
General Plant
| Total General Plant | PGP | PT&D |  | 16149223.7223 |  | 8788650.8971 | 0 | 0 | 0 | 0 | 0 | 1792504.0658 | 0 | 0 | 0 | 684261.872 | 0 | 1057381.4434 | 1679917.5488 | 307198.468 | 491589.8286 | 398723.8709 | 232948.2406 | 135132.4116 | 151082.8089 | 429832.2665 | 0 | 0 | 0 | 16149223.7223 | ok
| TOTAL COMMON PLANT | PCOM | PT&D |  | 183181103.7641 |  | 99689916.9656 | 0 | 0 | 0 | 0 | 0 | 20332424.5748 | 0 | 0 | 0 | 7761601.8659 | 0 | 11993907.7717 | 19055352.5115 | 3484560.955 | 5576117.4008 | 4522736.2027 | 2642338.5155 | 1532810.7863 | 1713736.5968 | 4875599.6175 | 0 | 0 | 0 | 183181103.7641 | ok
106 | COMPLETED CONSTR NOT CLASSIFIED | P106 | PT&D |  | 0 |  | 0 | 0 | 0 | 0 | 0 | 0 | 0 | 0 | 0 | 0 | 0 | 0 | 0 | 0 | 0 | 0 | 0 | 0 | 0 | 0 | 0 | 0 | 0 | 0 | 0 | ok
105 | PLANT HELD FOR FUTURE USE - DIST | P105 | PDIST |  | 2908740.81 |  | 0 | 0 | 0 | 0 | 0 | 0 | 0 | 0 | 0 | 0 | 357456.1518 | 0 | 552372.589 | 877583.4033 | 160479.4695 | 256804.9099 | 208292.039 | 121691.3949 | 70592.7275 | 78925.1626 | 224542.9626 | 0 | 0 | 0 | 2908740.81 | ok
105 | PLANT HELD FOR FUTURE USE - PROD | P105 | F017 |  | 211410 |  | 211410 | 0 | 0 | 0 | 0 | 0 | 0 | 0 | 0 | 0 | 0 | 0 | 0 | 0 | 0 | 0 | 0 | 0 | 0 | 0 | 0 | 0 | 0 | 0 | 211410 | ok
| PROPERTY HELD UNDER CAPITAL LEASE |  | F017 |  | 0 |  | 0 | 0 | 0 | 0 | 0 | 0 | 0 | 0 | 0 | 0 | 0 | 0 | 0 | 0 | 0 | 0 | 0 | 0 | 0 | 0 | 0 | 0 | 0 | 0 | 0 | ok
| OTHER |  | PDIST |  | 0 |  | 0 | 0 | 0 | 0 | 0 | 0 | 0 | 0 | 0 | 0 | 0 | 0 | 0 | 0 | 0 | 0 | 0 | 0 | 0 | 0 | 0 | 0 | 0 | 0 | 0 | ok
| Total Plant in Service | TPIS |  |  | 4712739197.3864 |  | 2563257062.8823 | 0 | 0 | 0 | 0 | 0 | 522750284.1346 | 0 | 0 | 0 | 199909632.8134 | 0 | 308917893.5072 | 490794115.6398 | 89749166.8685 | 143619783.8252 | 116488651.3405 | 68056688.7515 | 39479433.0816 | 44139400.5672 | 125577083.9747 | 0 | 0 | 0 | 4712739197.3864 | ok
Construction Work in Progress (CWIP)
| CWIP Production | CWIP1 | F017 |  | 24531730.0546 |  | 24531730.0546 | 0 | 0 | 0 | 0 | 0 | 0 | 0 | 0 | 0 | 0 | 0 | 0 | 0 | 0 | 0 | 0 | 0 | 0 | 0 | 0 | 0 | 0 | 0 | 24531730.0546 | ok
| CWIP Transmission | CWIP2 | F011 |  | 12182687.26 |  | 0 | 0 | 0 | 0 | 0 | 0 | 12182687.26 | 0 | 0 | 0 | 0 | 0 | 0 | 0 | 0 | 0 | 0 | 0 | 0 | 0 | 0 | 0 | 0 | 0 | 12182687.26 | ok
| CWIP Distribution | CWIP3 | PDIST |  | 26191268.8685 |  | 0 | 0 | 0 | 0 | 0 | 0 | 0 | 0 | 0 | 0 | 3218653.9787 | 0 | 4973746.3524 | 7902052.5964 | 1445010.4728 | 2312356.749 | 1875530.7377 | 1095749.7592 | 635640.377 | 710668.3918 | 2021859.4536 | 0 | 0 | 0 | 26191268.8685 | ok
| CWIP General & Common | CWIP4 | PT&D |  | 18562957 |  | 10102240.9186 | 0 | 0 | 0 | 0 | 0 | 2060419.5265 | 0 | 0 | 0 | 786534.6301 | 0 | 1215422.2769 | 1931005.3386 | 353113.6883 | 565064.9844 | 458318.8764 | 267765.6987 | 155329.8901 | 173664.3033 | 494076.8681 | 0 | 0 | 0 | 18562957 | ok
Total Construction Work in Progress |  | TCWIP |  |  | 81468643.1831 |  | 34633970.9732 | 0 | 0 | 0 | 0 | 0 | 14243106.7865 | 0 | 0 | 0 | 4005188.6087 | 0 | 6189168.6293 | 9833057.9349 | 1798124.161 | 2877421.7334 | 2333849.6141 | 1363515.458 | 790970.2671 | 884332.695 | 2515936.3217 | 0 | 0 | 0 | 81468643.1831 | ok
Total Utility Plant |  |  |  |  | 4794207840.5695 |  | 2597891033.8555 | 0 | 0 | 0 | 0 | 0 | 536993390.9211 | 0 | 0 | 0 | 203914821.4222 | 0 | 315107062.1366 | 500627173.5747 | 91547291.0295 | 146497205.5586 | 118822500.9546 | 69420204.2094 | 40270403.3486 | 45023733.2622 | 128093020.2965 | 0 | 0 | 0 | 4794207840.5695 | ok
Rate Base
Utility Plant
Plant in Service |  |  |  |  | 4712739197.3864 |  | 2563257062.8823 | 0 | 0 | 0 | 0 | 0 | 522750284.1346 | 0 | 0 | 0 | 199909632.8134 | 0 | 308917893.5072 | 490794115.6398 | 89749166.8685 | 143619783.8252 | 116488651.3405 | 68056688.7515 | 39479433.0816 | 44139400.5672 | 125577083.9747 | 0 | 0 | 0 | 4712739197.3864 | ok
Construction Work in Progress (CWIP) |  |  |  |  | 81468643.1831 |  | 34633970.9732 | 0 | 0 | 0 | 0 | 0 | 14243106.7865 | 0 | 0 | 0 | 4005188.6087 | 0 | 6189168.6293 | 9833057.9349 | 1798124.161 | 2877421.7334 | 2333849.6141 | 1363515.458 | 790970.2671 | 884332.695 | 2515936.3217 | 0 | 0 | 0 | 81468643.1831 | ok
Total Utility Plant |  | TUP |  |  | 4794207840.5695 |  | 2597891033.8555 | 0 | 0 | 0 | 0 | 0 | 536993390.9211 | 0 | 0 | 0 | 203914821.4222 | 0 | 315107062.1366 | 500627173.5747 | 91547291.0295 | 146497205.5586 | 118822500.9546 | 69420204.2094 | 40270403.3486 | 45023733.2622 | 128093020.2965 | 0 | 0 | 0 | 4794207840.5695 | ok
Less: Accumulated Provision for Depreciation and RWIP
Production |  | ADEPREPA | F017 |  | 950254731.4826 |  | 950254731.4826 | 0 | 0 | 0 | 0 | 0 | 0 | 0 | 0 | 0 | 0 | 0 | 0 | 0 | 0 | 0 | 0 | 0 | 0 | 0 | 0 | 0 | 0 | 0 | 950254731.4826 | ok
Transmission |  | ADEPRTP | PTRAN |  | 169958084.4594 |  | 0 | 0 | 0 | 0 | 0 | 0 | 169958084.4594 | 0 | 0 | 0 | 0 | 0 | 0 | 0 | 0 | 0 | 0 | 0 | 0 | 0 | 0 | 0 | 0 | 0 | 169958084.4594 | ok
Distribution |  | ADEPRD11 | PDIST |  | 554753935.6938 |  | 0 | 0 | 0 | 0 | 0 | 0 | 0 | 0 | 0 | 0 | 68173900.6716 | 0 | 105348289.0806 | 167372371.3006 | 30606583.0913 | 48977734.2851 | 39725378.0825 | 23208936.3263 | 13463418.0034 | 15052576.8449 | 42824748.0076 | 0 | 0 | 0 | 554753935.6938 | ok
General & Common Plant |  | ADEPRD12 | PT&D |  | 93098152.6319 |  | 50665417.5284 | 0 | 0 | 0 | 0 | 0 | 10333550.3911 | 0 | 0 | 0 | 3944679.775 | 0 | 6095665.0737 | 9684503.9151 | 1770958.7997 | 2833950.7635 | 2298590.7207 | 1342915.9961 | 779020.5955 | 870972.5402 | 2477926.533 | 0 | 0 | 0 | 93098152.6319 | ok
Intangible Plant |  | ADEPRGP | PT&D |  | 0 |  | 0 | 0 | 0 | 0 | 0 | 0 | 0 | 0 | 0 | 0 | 0 | 0 | 0 | 0 | 0 | 0 | 0 | 0 | 0 | 0 | 0 | 0 | 0 | 0 | 0 | ok
RWIP |  | RWIP | PT&D |  |  |  | 0 | 0 | 0 | 0 | 0 | 0 | 0 | 0 | 0 | 0 | 0 | 0 | 0 | 0 | 0 | 0 | 0 | 0 | 0 | 0 | 0 | 0 | 0 | 0 | 0 | ok
Total Accumulated Depreciation |  | TADEPR |  |  | 1768064904.2677 |  | 1000920149.011 | 0 | 0 | 0 | 0 | 0 | 180291634.8505 | 0 | 0 | 0 | 72118580.4465 | 0 | 111443954.1544 | 177056875.2157 | 32377541.8909 | 51811685.0486 | 42023968.8032 | 24551852.3223 | 14242438.5989 | 15923549.3851 | 45302674.5406 | 0 | 0 | 0 | 1768064904.2677 | ok
Net Utility Plant |  | NTPLANT |  |  | 3026142936.3018 |  | 1596970884.8446 | 0 | 0 | 0 | 0 | 0 | 356701756.0706 | 0 | 0 | 0 | 131796240.9756 | 0 | 203663107.9822 | 323570298.3591 | 59169749.1386 | 94685520.51 | 76798532.1514 | 44868351.8871 | 26027964.7497 | 29100183.8771 | 82790345.7559 | 0 | 0 | 0 | 3026142936.3018 | ok
Working Capital
Cash Working Capital - Operation and Maintenance Expenses |  | CWC | OMLPP |  | 114229325.2686 |  | 15838077.7204 | 0 | 0 | 74104270.9668 | 0 | 0 | 5805431.9415 | 0 | 0 | 0 | 1500620.3967 | 0 | 2411858.6149 | 3866687.0386 | 886819.4678 | 1426289.3586 | 210296.5665 | 122862.509 | 60030.0297 | 2865521.027 | 282295.0376 | 4097790.7348 | 750473.8587 | 0 | 114229325.2686 | ok
Materials and Supplies |  | M&S | TPIS |  | 39959219 |  | 21733804.0658 | 0 | 0 | 0 | 0 | 0 | 4432388.938 | 0 | 0 | 0 | 1695029.6766 | 0 | 2619308.4834 | 4161433.2407 | 760981.3452 | 1217749.2015 | 987704.8856 | 577051.2681 | 334745.3034 | 374257.0721 | 1064765.5195 | 0 | 0 | 0 | 39959219 | ok
Prepayments |  | PREPAY | TPIS |  | 13197914.9065 |  | 7178340.9144 | 0 | 0 | 0 | 0 | 0 | 1463949.8344 | 0 | 0 | 0 | 559842.209 | 0 | 865117.2706 | 1374457.3386 | 251340.4238 | 402203.8153 | 326223.7191 | 190591.1508 | 110561.2207 | 123611.3496 | 351675.6602 | 0 | 0 | 0 | 13197914.9065 | ok
Fuel Stock |  |  | F017 |  | 33134737 |  | 33134737 | 0 | 0 | 0 | 0 | 0 | 0 | 0 | 0 | 0 | 0 | 0 | 0 | 0 | 0 | 0 | 0 | 0 | 0 | 0 | 0 | 0 | 0 | 0 | 33134737 | ok
Total Working Capital |  | TWC |  |  | 200521196.1752 |  | 77884959.7006 | 0 | 0 | 74104270.9668 | 0 | 0 | 11701770.7138 | 0 | 0 | 0 | 3755492.2824 | 0 | 5896284.3689 | 9402577.6179 | 1899141.2368 | 3046242.3755 | 1524225.1712 | 890504.9279 | 505336.5538 | 3363389.4488 | 1698736.2174 | 4097790.7348 | 750473.8587 | 0 | 200521196.1752 | ok
Deferred Debits
Service Pension Cost |  | PENSCOST | TLB |  | 0 |  | 0 | 0 | 0 | 0 | 0 | 0 | 0 | 0 | 0 | 0 | 0 | 0 | 0 | 0 | 0 | 0 | 0 | 0 | 0 | 0 | 0 | 0 | 0 | 0 | 0 | ok
Other Deferred Debits |  | DDEBPP | OMSUB2 |  | 0 |  | 0 | 0 | 0 | 0 | 0 | 0 | 0 | 0 | 0 | 0 | 0 | 0 | 0 | 0 | 0 | 0 | 0 | 0 | 0 | 0 | 0 | 0 | 0 | 0 | 0 | ok
Total Deferred Debits |  |  |  |  | 0 |  | 0 | 0 | 0 | 0 | 0 | 0 | 0 | 0 | 0 | 0 | 0 | 0 | 0 | 0 | 0 | 0 | 0 | 0 | 0 | 0 | 0 | 0 | 0 | 0 | 0 | ok
Less: Customer Advances |  | CSTDEP | F027 |  | 6462454.9471 |  | 0 | 0 | 0 | 0 | 0 | 0 | 0 | 0 | 0 | 0 | 0 | 0 | 1932440.9671 | 3070170.668 | 561427.3905 | 898415.9215 | 0 | 0 | 0 | 0 | 0 | 0 | 0 | 0 | 6462454.9471 | ok
Accumulated Deferred Income Taxes
Accumulated Deferred Income Taxes |  | DIT | TPIS |  | 672124526.9827 |  | 365568275.4268 | 0 | 0 | 0 | 0 | 0 | 74553942.5667 | 0 | 0 | 0 | 28510843.0079 | 0 | 44057454.5617 | 69996396.7884 | 12799905.4906 | 20482860.4397 | 16613454.8087 | 9706153.4321 | 5630503.657 | 6295101.9534 | 17909634.8496 | 0 | 0 | 0 | 672124526.9827 | ok
FAS 109 Deferred Income Taxes |  | DIT | TPIS |  | 0 |  | 0 | 0 | 0 | 0 | 0 | 0 | 0 | 0 | 0 | 0 | 0 | 0 | 0 | 0 | 0 | 0 | 0 | 0 | 0 | 0 | 0 | 0 | 0 | 0 | 0 | ok
Asset Retirement Obligation-Net Assets |  | DIT | TPIS |  | 0 |  | 0 | 0 | 0 | 0 | 0 | 0 | 0 | 0 | 0 | 0 | 0 | 0 | 0 | 0 | 0 | 0 | 0 | 0 | 0 | 0 | 0 | 0 | 0 | 0 | 0 | ok
Asset Retirement Obligation-Regulatory Liabilities |  | DIT | TPIS |  | 0 |  | 0 | 0 | 0 | 0 | 0 | 0 | 0 | 0 | 0 | 0 | 0 | 0 | 0 | 0 | 0 | 0 | 0 | 0 | 0 | 0 | 0 | 0 | 0 | 0 | 0 | ok
Total Accumulated Deferred Income Tax |  |  |  |  | 672124526.9827 |  | 365568275.4268 | 0 | 0 | 0 | 0 | 0 | 74553942.5667 | 0 | 0 | 0 | 28510843.0079 | 0 | 44057454.5617 | 69996396.7884 | 12799905.4906 | 20482860.4397 | 16613454.8087 | 9706153.4321 | 5630503.657 | 6295101.9534 | 17909634.8496 | 0 | 0 | 0 | 672124526.9827 | ok
Investment Tax Credits
Total Production Plant |  | DIT | F017 |  | 0 |  | 0 | 0 | 0 | 0 | 0 | 0 | 0 | 0 | 0 | 0 | 0 | 0 | 0 | 0 | 0 | 0 | 0 | 0 | 0 | 0 | 0 | 0 | 0 | 0 | 0 | ok
Total Transmission Plant |  | DIT | PTRAN |  | 0 |  | 0 | 0 | 0 | 0 | 0 | 0 | 0 | 0 | 0 | 0 | 0 | 0 | 0 | 0 | 0 | 0 | 0 | 0 | 0 | 0 | 0 | 0 | 0 | 0 | 0 | ok
Total Distribution Plant |  | DIT | PDIST |  | 0 |  | 0 | 0 | 0 | 0 | 0 | 0 | 0 | 0 | 0 | 0 | 0 | 0 | 0 | 0 | 0 | 0 | 0 | 0 | 0 | 0 | 0 | 0 | 0 | 0 | 0 | ok
Total General Plant |  | DIT | PT&D |  | 0 |  | 0 | 0 | 0 | 0 | 0 | 0 | 0 | 0 | 0 | 0 | 0 | 0 | 0 | 0 | 0 | 0 | 0 | 0 | 0 | 0 | 0 | 0 | 0 | 0 | 0 | ok
Total Investment Tax Credit |  |  |  |  | 0 |  | 0 | 0 | 0 | 0 | 0 | 0 | 0 | 0 | 0 | 0 | 0 | 0 | 0 | 0 | 0 | 0 | 0 | 0 | 0 | 0 | 0 | 0 | 0 | 0 | 0 | ok
Net Rate Base |  | RB |  |  | 2548077150.5472 |  | 1309287569.1184 | 0 | 0 | 74104270.9668 | 0 | 0 | 293849584.2177 | 0 | 0 | 0 | 107040890.2501 | 0 | 163569496.8223 | 259906308.5206 | 47707557.4943 | 76350486.5243 | 61709302.5138 | 36052703.3829 | 20902797.6465 | 26168471.3724 | 66579447.1237 | 4097790.7348 | 750473.8587 | 0 | 2548077150.5472 | ok
Operation and Maintenance Expenses
Steam Power Generation Operation Expenses
500 | OPERATION SUPERVISION & ENGINEERING | OM500 | LBSUB1 |  | 5245333 |  | 4630163.6705 | 0 | 0 | 615169.3295 | 0 | 0 | 0 | 0 | 0 | 0 | 0 | 0 | 0 | 0 | 0 | 0 | 0 | 0 | 0 | 0 | 0 | 0 | 0 | 0 | 5245333 | ok
501 | FUEL | OM501 | Energy |  | 255149772.3082 |  | 0 | 0 | 0 | 255149772.3082 | 0 | 0 | 0 | 0 | 0 | 0 | 0 | 0 | 0 | 0 | 0 | 0 | 0 | 0 | 0 | 0 | 0 | 0 | 0 | 0 | 255149772.3082 | ok
502 | STEAM EXPENSES | OM502 | PROFIX |  | 21720979.58 |  | 21720979.58 | 0 | 0 | 0 | 0 | 0 | 0 | 0 | 0 | 0 | 0 | 0 | 0 | 0 | 0 | 0 | 0 | 0 | 0 | 0 | 0 | 0 | 0 | 0 | 21720979.58 | ok
504 | STEAM TRANSFER EXPENSES | OM504 | PROFIX |  |  |  | 0 | 0 | 0 | 0 | 0 | 0 | 0 | 0 | 0 | 0 | 0 | 0 | 0 | 0 | 0 | 0 | 0 | 0 | 0 | 0 | 0 | 0 | 0 | 0 | 0 | ok
505 | ELECTRIC EXPENSES | OM505 | PROFIX |  | 2266885 |  | 2266885 | 0 | 0 | 0 | 0 | 0 | 0 | 0 | 0 | 0 | 0 | 0 | 0 | 0 | 0 | 0 | 0 | 0 | 0 | 0 | 0 | 0 | 0 | 0 | 2266885 | ok
506 | MISC. STEAM POWER EXPENSES | OM506 | PROFIX |  | 9235322 |  | 9235322 | 0 | 0 | 0 | 0 | 0 | 0 | 0 | 0 | 0 | 0 | 0 | 0 | 0 | 0 | 0 | 0 | 0 | 0 | 0 | 0 | 0 | 0 | 0 | 9235322 | ok
507 | RENTS | OM507 | PROFIX |  |  |  | 0 | 0 | 0 | 0 | 0 | 0 | 0 | 0 | 0 | 0 | 0 | 0 | 0 | 0 | 0 | 0 | 0 | 0 | 0 | 0 | 0 | 0 | 0 | 0 | 0 | ok
509 | ALLOWANCES | OM509 | PROFIX |  |  |  | 0 | 0 | 0 | 0 | 0 | 0 | 0 | 0 | 0 | 0 | 0 | 0 | 0 | 0 | 0 | 0 | 0 | 0 | 0 | 0 | 0 | 0 | 0 | 0 | 0 | ok
| Total Steam Power Operation Expenses |  |  |  | 293618291.8882 |  | 37853350.2505 | 0 | 0 | 255764941.6377 | 0 | 0 | 0 | 0 | 0 | 0 | 0 | 0 | 0 | 0 | 0 | 0 | 0 | 0 | 0 | 0 | 0 | 0 | 0 | 0 | 293618291.8882 | ok
Steam Power Generation Maintenance Expenses
510 | MAINTENANCE SUPERVISION & ENGINEERING | OM510 | LBSUB2 |  | 5612577 |  | 29885.112 | 0 | 0 | 5582691.888 | 0 | 0 | 0 | 0 | 0 | 0 | 0 | 0 | 0 | 0 | 0 | 0 | 0 | 0 | 0 | 0 | 0 | 0 | 0 | 0 | 5612577 | ok
511 | MAINTENANCE OF STRUCTURES | OM511 | PROFIX |  | 2881080 |  | 2881080 | 0 | 0 | 0 | 0 | 0 | 0 | 0 | 0 | 0 | 0 | 0 | 0 | 0 | 0 | 0 | 0 | 0 | 0 | 0 | 0 | 0 | 0 | 0 | 2881080 | ok
512 | MAINTENANCE OF BOILER PLANT | OM512 | Energy |  | 31346739 |  | 0 | 0 | 0 | 31346739 | 0 | 0 | 0 | 0 | 0 | 0 | 0 | 0 | 0 | 0 | 0 | 0 | 0 | 0 | 0 | 0 | 0 | 0 | 0 | 0 | 31346739 | ok
513 | MAINTENANCE OF ELECTRIC PLANT | OM513 | Energy |  | 12216511 |  | 0 | 0 | 0 | 12216511 | 0 | 0 | 0 | 0 | 0 | 0 | 0 | 0 | 0 | 0 | 0 | 0 | 0 | 0 | 0 | 0 | 0 | 0 | 0 | 0 | 12216511 | ok
514 | MAINTENANCE OF MISC STEAM PLANT | OM514 | Energy |  | 1628282 |  | 0 | 0 | 0 | 1628282 | 0 | 0 | 0 | 0 | 0 | 0 | 0 | 0 | 0 | 0 | 0 | 0 | 0 | 0 | 0 | 0 | 0 | 0 | 0 | 0 | 1628282 | ok
| Total Steam Power Generation Maintenance Expense |  |  |  | 53685189 |  | 2910965.112 | 0 | 0 | 50774223.888 | 0 | 0 | 0 | 0 | 0 | 0 | 0 | 0 | 0 | 0 | 0 | 0 | 0 | 0 | 0 | 0 | 0 | 0 | 0 | 0 | 53685189 | ok
| Total Steam Power Generation Expense |  |  |  | 347303480.8882 |  | 40764315.3625 | 0 | 0 | 306539165.5257 | 0 | 0 | 0 | 0 | 0 | 0 | 0 | 0 | 0 | 0 | 0 | 0 | 0 | 0 | 0 | 0 | 0 | 0 | 0 | 0 | 347303480.8882 | ok
Hydraulic Power Generation Operation Expenses
535 | OPERATION SUPERVISION & ENGINEERING | OM535 | LBSUB3 |  | 130582 |  | 130582 | 0 | 0 | 0 | 0 | 0 | 0 | 0 | 0 | 0 | 0 | 0 | 0 | 0 | 0 | 0 | 0 | 0 | 0 | 0 | 0 | 0 | 0 | 0 | 130582 | ok
536 | WATER FOR POWER | OM536 | PROFIX |  | 41836 |  | 41836 | 0 | 0 | 0 | 0 | 0 | 0 | 0 | 0 | 0 | 0 | 0 | 0 | 0 | 0 | 0 | 0 | 0 | 0 | 0 | 0 | 0 | 0 | 0 | 41836 | ok
537 | HYDRAULIC EXPENSES | OM537 | PROFIX |  |  |  | 0 | 0 | 0 | 0 | 0 | 0 | 0 | 0 | 0 | 0 | 0 | 0 | 0 | 0 | 0 | 0 | 0 | 0 | 0 | 0 | 0 | 0 | 0 | 0 | 0 | ok
538 | ELECTRIC EXPENSES | OM538 | PROFIX |  | 341222 |  | 341222 | 0 | 0 | 0 | 0 | 0 | 0 | 0 | 0 | 0 | 0 | 0 | 0 | 0 | 0 | 0 | 0 | 0 | 0 | 0 | 0 | 0 | 0 | 0 | 341222 | ok
539 | MISC. HYDRAULIC POWER EXPENSES | OM539 | PROFIX |  | 182805 |  | 182805 | 0 | 0 | 0 | 0 | 0 | 0 | 0 | 0 | 0 | 0 | 0 | 0 | 0 | 0 | 0 | 0 | 0 | 0 | 0 | 0 | 0 | 0 | 0 | 182805 | ok
540 | RENTS |  | PROFIX |  | 550840 |  | 550840 | 0 | 0 | 0 | 0 | 0 | 0 | 0 | 0 | 0 | 0 | 0 | 0 | 0 | 0 | 0 | 0 | 0 | 0 | 0 | 0 | 0 | 0 | 0 | 550840 | ok
| Total Hydraulic Power Operation Expenses |  |  |  | 1247285 |  | 1247285 | 0 | 0 | 0 | 0 | 0 | 0 | 0 | 0 | 0 | 0 | 0 | 0 | 0 | 0 | 0 | 0 | 0 | 0 | 0 | 0 | 0 | 0 | 0 | 1247285 | ok
Hydraulic Power Generation Maintenance Expenses
541 | MAINTENANCE SUPERVISION & ENGINEERING | OM541 | LBSUB4 |  | 0 |  | 0 | 0 | 0 | 0 | 0 | 0 | 0 | 0 | 0 | 0 | 0 | 0 | 0 | 0 | 0 | 0 | 0 | 0 | 0 | 0 | 0 | 0 | 0 | 0 | 0 | ok
542 | MAINTENANCE OF STRUCTURES | OM542 | PROFIX |  | 346343 |  | 346343 | 0 | 0 | 0 | 0 | 0 | 0 | 0 | 0 | 0 | 0 | 0 | 0 | 0 | 0 | 0 | 0 | 0 | 0 | 0 | 0 | 0 | 0 | 0 | 346343 | ok
543 | MAINT. OF RESERVES, DAMS, AND WATERWAYS | OM543 | PROFIX |  | 210945 |  | 210945 | 0 | 0 | 0 | 0 | 0 | 0 | 0 | 0 | 0 | 0 | 0 | 0 | 0 | 0 | 0 | 0 | 0 | 0 | 0 | 0 | 0 | 0 | 0 | 210945 | ok
544 | MAINTENANCE OF ELECTRIC PLANT | OM544 | Energy |  | 264928 |  | 0 | 0 | 0 | 264928 | 0 | 0 | 0 | 0 | 0 | 0 | 0 | 0 | 0 | 0 | 0 | 0 | 0 | 0 | 0 | 0 | 0 | 0 | 0 | 0 | 264928 | ok
545 | MAINTENANCE OF MISC HYDRAULIC PLANT | OM545 | Energy |  | 75728 |  | 0 | 0 | 0 | 75728 | 0 | 0 | 0 | 0 | 0 | 0 | 0 | 0 | 0 | 0 | 0 | 0 | 0 | 0 | 0 | 0 | 0 | 0 | 0 | 0 | 75728 | ok
| Total Hydraulic Power Generation Maint. Expense |  |  |  | 897944 |  | 557288 | 0 | 0 | 340656 | 0 | 0 | 0 | 0 | 0 | 0 | 0 | 0 | 0 | 0 | 0 | 0 | 0 | 0 | 0 | 0 | 0 | 0 | 0 | 0 | 897944 | ok
| Total Hydraulic Power Generation Expense |  |  |  | 2145229 |  | 1804573 | 0 | 0 | 340656 | 0 | 0 | 0 | 0 | 0 | 0 | 0 | 0 | 0 | 0 | 0 | 0 | 0 | 0 | 0 | 0 | 0 | 0 | 0 | 0 | 2145229 | ok
Other Power Generation Operation Expense
546 | OPERATION SUPERVISION & ENGINEERING | OM546 | LBSUB5 |  | 362463 |  | 362463 | 0 | 0 | 0 | 0 | 0 | 0 | 0 | 0 | 0 | 0 | 0 | 0 | 0 | 0 | 0 | 0 | 0 | 0 | 0 | 0 | 0 | 0 | 0 | 362463 | ok
547 | FUEL | OM547 | Energy |  | 49892673.697 |  | 0 | 0 | 0 | 49892673.697 | 0 | 0 | 0 | 0 | 0 | 0 | 0 | 0 | 0 | 0 | 0 | 0 | 0 | 0 | 0 | 0 | 0 | 0 | 0 | 0 | 49892673.697 | ok
548 | GENERATION EXPENSE | OM548 | PROFIX |  | 256302 |  | 256302 | 0 | 0 | 0 | 0 | 0 | 0 | 0 | 0 | 0 | 0 | 0 | 0 | 0 | 0 | 0 | 0 | 0 | 0 | 0 | 0 | 0 | 0 | 0 | 256302 | ok
549 | MISC OTHER POWER GENERATION | OM549 | PROFIX |  | 1377328 |  | 1377328 | 0 | 0 | 0 | 0 | 0 | 0 | 0 | 0 | 0 | 0 | 0 | 0 | 0 | 0 | 0 | 0 | 0 | 0 | 0 | 0 | 0 | 0 | 0 | 1377328 | ok
550 | RENTS | OM550 | PROFIX |  | 11276 |  | 11276 | 0 | 0 | 0 | 0 | 0 | 0 | 0 | 0 | 0 | 0 | 0 | 0 | 0 | 0 | 0 | 0 | 0 | 0 | 0 | 0 | 0 | 0 | 0 | 11276 | ok
| Total Other Power Generation Expenses |  |  |  | 51900042.697 |  | 2007369 | 0 | 0 | 49892673.697 | 0 | 0 | 0 | 0 | 0 | 0 | 0 | 0 | 0 | 0 | 0 | 0 | 0 | 0 | 0 | 0 | 0 | 0 | 0 | 0 | 51900042.697 | ok
Operation and Maintenance Expenses (Continued)
Other Power Generation Maintenance Expense
551 | MAINTENANCE SUPERVISION & ENGINEERING | OM551 | PROFIX |  | 119677 |  | 119677 | 0 | 0 | 0 | 0 | 0 | 0 | 0 | 0 | 0 | 0 | 0 | 0 | 0 | 0 | 0 | 0 | 0 | 0 | 0 | 0 | 0 | 0 | 0 | 119677 | ok
552 | MAINTENANCE OF STRUCTURES | OM552 | PROFIX |  | 216286 |  | 216286 | 0 | 0 | 0 | 0 | 0 | 0 | 0 | 0 | 0 | 0 | 0 | 0 | 0 | 0 | 0 | 0 | 0 | 0 | 0 | 0 | 0 | 0 | 0 | 216286 | ok
553 | MAINTENANCE OF GENERATING & ELEC PLANT | OM553 | PROFIX |  | 2456569 |  | 2456569 | 0 | 0 | 0 | 0 | 0 | 0 | 0 | 0 | 0 | 0 | 0 | 0 | 0 | 0 | 0 | 0 | 0 | 0 | 0 | 0 | 0 | 0 | 0 | 2456569 | ok
554 | MAINTENANCE OF MISC OTHER POWER GEN PLT | OM554 | PROFIX |  | 1720577 |  | 1720577 | 0 | 0 | 0 | 0 | 0 | 0 | 0 | 0 | 0 | 0 | 0 | 0 | 0 | 0 | 0 | 0 | 0 | 0 | 0 | 0 | 0 | 0 | 0 | 1720577 | ok
| Total Other Power Generation Maintenance Expense |  |  |  | 4513109 |  | 4513109 | 0 | 0 | 0 | 0 | 0 | 0 | 0 | 0 | 0 | 0 | 0 | 0 | 0 | 0 | 0 | 0 | 0 | 0 | 0 | 0 | 0 | 0 | 0 | 4513109 | ok
| Total Other Power Generation Expense |  |  |  | 56413151.697 |  | 6520478 | 0 | 0 | 49892673.697 | 0 | 0 | 0 | 0 | 0 | 0 | 0 | 0 | 0 | 0 | 0 | 0 | 0 | 0 | 0 | 0 | 0 | 0 | 0 | 0 | 56413151.697 | ok
| Total Station Expense |  |  |  | 405861861.5853 |  | 49089366.3625 | 0 | 0 | 356772495.2228 | 0 | 0 | 0 | 0 | 0 | 0 | 0 | 0 | 0 | 0 | 0 | 0 | 0 | 0 | 0 | 0 | 0 | 0 | 0 | 0 | 405861861.5853 | ok
Other Power Supply Expenses
555 | PURCHASED POWER | OM555 | OMPP |  | 49062974.8566 |  | 26853740.3655 | 0 | 0 | 22209234.4911 | 0 | 0 | 0 | 0 | 0 | 0 | 0 | 0 | 0 | 0 | 0 | 0 | 0 | 0 | 0 | 0 | 0 | 0 | 0 | 0 | 49062974.8566 | ok
555 | PURCHASED POWER OPTIONS | OMO555 | OMPP |  | 0 |  | 0 | 0 | 0 | 0 | 0 | 0 | 0 | 0 | 0 | 0 | 0 | 0 | 0 | 0 | 0 | 0 | 0 | 0 | 0 | 0 | 0 | 0 | 0 | 0 | 0 | ok
555 | BROKERAGE FEES | OMB555 | OMPP |  | 0 |  | 0 | 0 | 0 | 0 | 0 | 0 | 0 | 0 | 0 | 0 | 0 | 0 | 0 | 0 | 0 | 0 | 0 | 0 | 0 | 0 | 0 | 0 | 0 | 0 | 0 | ok
555 | MISO TRANSMISSION EXPENSES | OMM555 | OMPP |  | 0 |  | 0 | 0 | 0 | 0 | 0 | 0 | 0 | 0 | 0 | 0 | 0 | 0 | 0 | 0 | 0 | 0 | 0 | 0 | 0 | 0 | 0 | 0 | 0 | 0 | 0 | ok
556 | SYSTEM CONTROL AND LOAD DISPATCH | OM556 | PROFIX |  | 1221517 |  | 1221517 | 0 | 0 | 0 | 0 | 0 | 0 | 0 | 0 | 0 | 0 | 0 | 0 | 0 | 0 | 0 | 0 | 0 | 0 | 0 | 0 | 0 | 0 | 0 | 1221517 | ok
557 | OTHER EXPENSES | OM557 | PROFIX |  | 97490 |  | 97490 | 0 | 0 | 0 | 0 | 0 | 0 | 0 | 0 | 0 | 0 | 0 | 0 | 0 | 0 | 0 | 0 | 0 | 0 | 0 | 0 | 0 | 0 | 0 | 97490 | ok
558 | DUPLICATE CHARGES | OM558 | Energy |  | 0 |  | 0 | 0 | 0 | 0 | 0 | 0 | 0 | 0 | 0 | 0 | 0 | 0 | 0 | 0 | 0 | 0 | 0 | 0 | 0 | 0 | 0 | 0 | 0 | 0 | 0 | ok
| Total Other Power Supply Expenses | TPP |  |  | 50381981.8566 |  | 28172747.3655 | 0 | 0 | 22209234.4911 | 0 | 0 | 0 | 0 | 0 | 0 | 0 | 0 | 0 | 0 | 0 | 0 | 0 | 0 | 0 | 0 | 0 | 0 | 0 | 0 | 50381981.8566 | ok
| Total Electric Power Generation Expenses |  |  |  | 456243843.4419 |  | 77262113.728 | 0 | 0 | 378981729.7139 | 0 | 0 | 0 | 0 | 0 | 0 | 0 | 0 | 0 | 0 | 0 | 0 | 0 | 0 | 0 | 0 | 0 | 0 | 0 | 0 | 456243843.4419 | ok
Transmission Expenses
560 | OPERATION SUPERVISION AND ENG | OM560 | LBTRAN |  | 1137829 |  | 0 | 0 | 0 | 0 | 0 | 0 | 1137829 | 0 | 0 | 0 | 0 | 0 | 0 | 0 | 0 | 0 | 0 | 0 | 0 | 0 | 0 | 0 | 0 | 0 | 1137829 | ok
561 | LOAD DISPATCHING | OM561 | LBTRAN |  | 2820947 |  | 0 | 0 | 0 | 0 | 0 | 0 | 2820947 | 0 | 0 | 0 | 0 | 0 | 0 | 0 | 0 | 0 | 0 | 0 | 0 | 0 | 0 | 0 | 0 | 0 | 2820947 | ok
562 | STATION EXPENSES | OM562 | LBTRAN |  | 879604 |  | 0 | 0 | 0 | 0 | 0 | 0 | 879604 | 0 | 0 | 0 | 0 | 0 | 0 | 0 | 0 | 0 | 0 | 0 | 0 | 0 | 0 | 0 | 0 | 0 | 879604 | ok
563 | OVERHEAD LINE EXPENSES | OM563 | LBTRAN |  | 282836 |  | 0 | 0 | 0 | 0 | 0 | 0 | 282836 | 0 | 0 | 0 | 0 | 0 | 0 | 0 | 0 | 0 | 0 | 0 | 0 | 0 | 0 | 0 | 0 | 0 | 282836 | ok
565 | TRANSMISSION OF ELECTRICITY BY OTHERS | OM565 | LBTRAN |  | 74481.5 |  | 0 | 0 | 0 | 0 | 0 | 0 | 74481.5 | 0 | 0 | 0 | 0 | 0 | 0 | 0 | 0 | 0 | 0 | 0 | 0 | 0 | 0 | 0 | 0 | 0 | 74481.5 | ok
566 | MISC. TRANSMISSION EXPENSES | OM566 | PTRAN |  | 12483912 |  | 0 | 0 | 0 | 0 | 0 | 0 | 12483912 | 0 | 0 | 0 | 0 | 0 | 0 | 0 | 0 | 0 | 0 | 0 | 0 | 0 | 0 | 0 | 0 | 0 | 12483912 | ok
567 | RENTS | OM567 | PTRAN |  | 106236 |  | 0 | 0 | 0 | 0 | 0 | 0 | 106236 | 0 | 0 | 0 | 0 | 0 | 0 | 0 | 0 | 0 | 0 | 0 | 0 | 0 | 0 | 0 | 0 | 0 | 106236 | ok
568 | MAINTENACE SUPERVISION AND ENG | OM568 | LBTRAN |  |  |  | 0 | 0 | 0 | 0 | 0 | 0 | 0 | 0 | 0 | 0 | 0 | 0 | 0 | 0 | 0 | 0 | 0 | 0 | 0 | 0 | 0 | 0 | 0 | 0 | 0 | ok
569 | STRUCTURES | OM569 | LBTRAN |  |  |  | 0 | 0 | 0 | 0 | 0 | 0 | 0 | 0 | 0 | 0 | 0 | 0 | 0 | 0 | 0 | 0 | 0 | 0 | 0 | 0 | 0 | 0 | 0 | 0 | 0 | ok
570 | MAINT OF STATION EQUIPMENT | OM570 | LBTRAN |  | 1626847 |  | 0 | 0 | 0 | 0 | 0 | 0 | 1626847 | 0 | 0 | 0 | 0 | 0 | 0 | 0 | 0 | 0 | 0 | 0 | 0 | 0 | 0 | 0 | 0 | 0 | 1626847 | ok
571 | MAINT OF OVERHEAD LINES | OM571 | LBTRAN |  | 4036038 |  | 0 | 0 | 0 | 0 | 0 | 0 | 4036038 | 0 | 0 | 0 | 0 | 0 | 0 | 0 | 0 | 0 | 0 | 0 | 0 | 0 | 0 | 0 | 0 | 0 | 4036038 | ok
572 | UNDERGROUND LINES | OM572 | LBTRAN |  |  |  | 0 | 0 | 0 | 0 | 0 | 0 | 0 | 0 | 0 | 0 | 0 | 0 | 0 | 0 | 0 | 0 | 0 | 0 | 0 | 0 | 0 | 0 | 0 | 0 | 0 | ok
573 | MISC PLANT | OM573 | PTRAN |  | 241427 |  | 0 | 0 | 0 | 0 | 0 | 0 | 241427 | 0 | 0 | 0 | 0 | 0 | 0 | 0 | 0 | 0 | 0 | 0 | 0 | 0 | 0 | 0 | 0 | 0 | 241427 | ok
575 | MISO DAY 1 & 2 EXPENSES | OM575 | LBTRAN |  |  |  | 0 | 0 | 0 | 0 | 0 | 0 | 0 | 0 | 0 | 0 | 0 | 0 | 0 | 0 | 0 | 0 | 0 | 0 | 0 | 0 | 0 | 0 | 0 | 0 | 0 | ok
Total Transmission Expenses |  |  |  |  | 23690157.5 | 0 | 0 | 0 | 0 | 0 | 0 | 0 | 23690157.5 | 0 | 0 | 0 | 0 | 0 | 0 | 0 | 0 | 0 | 0 | 0 | 0 | 0 | 0 | 0 | 0 | 0 | 23690157.5 | ok
Operation and Maintenance Expenses (Continued)
Distribution Operation Expense
580 | OPERATION SUPERVISION AND ENGI | OM580 | LBDO |  | 2214910 |  | 0 | 0 | 0 | 0 | 0 | 0 | 0 | 0 | 0 | 0 | 338505.8899 | 0 | 254001.7549 | 406552.6488 | 89855.4928 | 144408.6572 | 28604.9015 | 16711.9703 | 9694.5521 | 895737.4795 | 30836.653 | 0 | 0 | 0 | 2214910 | ok
581 | LOAD DISPATCHING | OM581 | P362 |  | 206350 |  | 0 | 0 | 0 | 0 | 0 | 0 | 0 | 0 | 0 | 0 | 206350 | 0 | 0 | 0 | 0 | 0 | 0 | 0 | 0 | 0 | 0 | 0 | 0 | 0 | 206350 | ok
582 | STATION EXPENSES | OM582 | P362 |  | 1704223 |  | 0 | 0 | 0 | 0 | 0 | 0 | 0 | 0 | 0 | 0 | 1704223 | 0 | 0 | 0 | 0 | 0 | 0 | 0 | 0 | 0 | 0 | 0 | 0 | 0 | 1704223 | ok
583 | OVERHEAD LINE EXPENSES | OM583 | P365 |  | 8116043 |  | 0 | 0 | 0 | 0 | 0 | 0 | 0 | 0 | 0 | 0 | 0 | 0 | 2199582.5416 | 3544952.6938 | 908050.3231 | 1463457.4415 | 0 | 0 | 0 | 0 | 0 | 0 | 0 | 0 | 8116043 | ok
584 | UNDERGROUND LINE EXPENSES | OM584 | P367 |  | 535265 |  | 0 | 0 | 0 | 0 | 0 | 0 | 0 | 0 | 0 | 0 | 0 | 0 | 182533.0728 | 285020.9047 | 26434.3832 | 41276.6393 | 0 | 0 | 0 | 0 | 0 | 0 | 0 | 0 | 535265 | ok
585 | STREET LIGHTING EXPENSE | OM585 | P373 |  | 0 |  | 0 | 0 | 0 | 0 | 0 | 0 | 0 | 0 | 0 | 0 | 0 | 0 | 0 | 0 | 0 | 0 | 0 | 0 | 0 | 0 | 0 | 0 | 0 | 0 | 0 | ok
586 | METER EXPENSES | OM586 | P370 |  | 8418826 |  | 0 | 0 | 0 | 0 | 0 | 0 | 0 | 0 | 0 | 0 | 0 | 0 | 0 | 0 | 0 | 0 | 0 | 0 | 0 | 8418826 | 0 | 0 | 0 | 0 | 8418826 | ok
586 | METER EXPENSES - LOAD MANAGEMENT | OM586x | F012 |  |  |  | 0 | 0 | 0 | 0 | 0 | 0 | 0 | 0 | 0 | 0 | 0 | 0 | 0 | 0 | 0 | 0 | 0 | 0 | 0 | 0 | 0 | 0 | 0 | 0 | 0 | ok
587 | CUSTOMER INSTALLATIONS EXPENSE | OM587 | PDIST |  | 0 |  | 0 | 0 | 0 | 0 | 0 | 0 | 0 | 0 | 0 | 0 | 0 | 0 | 0 | 0 | 0 | 0 | 0 | 0 | 0 | 0 | 0 | 0 | 0 | 0 | 0 | ok
588 | MISCELLANEOUS DISTRIBUTION EXP | OM588 | PDIST |  | 6162193 |  | 0 | 0 | 0 | 0 | 0 | 0 | 0 | 0 | 0 | 0 | 757274.0029 | 0 | 1170206.1901 | 1859168.1617 | 339977.1682 | 544043.4613 | 441268.5174 | 257804.2908 | 149551.3143 | 167203.6514 | 475696.2419 | 0 | 0 | 0 | 6162193 | ok
588 | MISC DISTR EXP -- MAPPIN | OM588x | PDIST |  |  |  | 0 | 0 | 0 | 0 | 0 | 0 | 0 | 0 | 0 | 0 | 0 | 0 | 0 | 0 | 0 | 0 | 0 | 0 | 0 | 0 | 0 | 0 | 0 | 0 | 0 | ok
589 | RENTS | OM589 | PDIST |  | 20000 |  | 0 | 0 | 0 | 0 | 0 | 0 | 0 | 0 | 0 | 0 | 2457.8068 | 0 | 3798.0186 | 6034.1121 | 1103.4291 | 1765.7463 | 1432.1801 | 836.729 | 485.3834 | 542.6758 | 1543.9187 | 0 | 0 | 0 | 20000 | ok
Total Distribution Operation Expense |  | OMDO |  |  | 27377810 | 0 | 0 | 0 | 0 | 0 | 0 | 0 | 0 | 0 | 0 | 0 | 3008810.6997 | 0 | 3810121.5781 | 6101728.521 | 1365420.7964 | 2194951.9457 | 471305.5991 | 275352.9901 | 159731.2497 | 9482309.8067 | 508076.8136 | 0 | 0 | 0 | 27377810 | ok
Distribution Maintenance Expense
590 | MAINTENANCE SUPERVISION AND EN | OM590 | LBDM |  | 48021 |  | 0 | 0 | 0 | 0 | 0 | 0 | 0 | 0 | 0 | 0 | 6073.0565 | 0 | 11399.2058 | 18274.6294 | 4188.4235 | 6736.2344 | 748.1174 | 437.076 | 0 | 0 | 164.257 | 0 | 0 | 0 | 48021 | ok
591 | STRUCTURES | OM591 | P362 |  | 0 |  | 0 | 0 | 0 | 0 | 0 | 0 | 0 | 0 | 0 | 0 | 0 | 0 | 0 | 0 | 0 | 0 | 0 | 0 | 0 | 0 | 0 | 0 | 0 | 0
592 | MAINTENANCE OF STATION EQUIPME | OM592 | P362 |  | 1805482 |  | 0 | 0 | 0 | 0 | 0 | 0 | 0 | 0 | 0 | 0 | 1805482 | 0 | 0 | 0 | 0 | 0 | 0 | 0 | 0 | 0 | 0 | 0 | 0 | 0 | 1805482 | ok
593 | MAINTENANCE OF OVERHEAD LINES | OM593 | P365 |  | 18161827 |  | 0 | 0 | 0 | 0 | 0 | 0 | 0 | 0 | 0 | 0 | 0 | 0 | 4922156.9666 | 7932784.184 | 2032006.5917 | 3274879.2577 | 0 | 0 | 0 | 0 | 0 | 0 | 0 | 0 | 18161827 | ok
594 | MAINTENANCE OF UNDERGROUND LIN | OM594 | P367 |  | 1475026 |  | 0 | 0 | 0 | 0 | 0 | 0 | 0 | 0 | 0 | 0 | 0 | 0 | 503005.1064 | 785430.1046 | 72845.044 | 113745.745 | 0 | 0 | 0 | 0 | 0 | 0 | 0 | 0 | 1475026 | ok
595 | MAINTENANCE OF LINE TRANSFORME | OM595 | P368 |  | 175876 |  | 0 | 0 | 0 | 0 | 0 | 0 | 0 | 0 | 0 | 0 | 0 | 0 | 0 | 0 | 0 | 0 | 111016.3932 | 64859.6068 | 0 | 0 | 0 | 0 | 0 | 0 | 175876 | ok
596 | MAINTENANCE OF ST LIGHTS & SIG SYSTEMS | OM596 | P373 |  | 449923 |  | 0 | 0 | 0 | 0 | 0 | 0 | 0 | 0 | 0 | 0 | 0 | 0 | 0 | 0 | 0 | 0 | 0 | 0 | 0 | 0 | 449923 | 0 | 0 | 0 | 449923 | ok
597 | MAINTENANCE OF METERS | OM597 | P370 |  | 0 |  | 0 | 0 | 0 | 0 | 0 | 0 | 0 | 0 | 0 | 0 | 0 | 0 | 0 | 0 | 0 | 0 | 0 | 0 | 0 | 0 | 0 | 0 | 0 | 0 | 0 | ok
598 | MISCELLANEOUS DISTRIBUTION EXPENSES | OM598 | PDIST |  | 607016 |  | 0 | 0 | 0 | 0 | 0 | 0 | 0 | 0 | 0 | 0 | 74596.4036 | 0 | 115272.9038 | 183140.129 | 33489.9573 | 53591.8115 | 43467.8126 | 25395.3957 | 14731.775 | 16470.6447 | 46859.1669 | 0 | 0 | 0 | 607016 | ok
Total Distribution Maintenance Expense |  | OMDM |  |  | 22723171 | 0 | 0 | 0 | 0 | 0 | 0 | 0 | 0 | 0 | 0 | 0 | 1886151.4601 | 0 | 5551834.1825 | 8919629.0471 | 2142530.0166 | 3448953.0485 | 155232.3232 | 90692.0784 | 14731.775 | 16470.6447 | 496946.4239 | 0 | 0 | 0 | 22723171 | ok
Total Distribution Operation and Maintenance Expenses |  |  |  |  | 50100981 | 0 | 0 | 0 | 0 | 0 | 0 | 0 | 0 | 0 | 0 | 0 | 4894962.1597 | 0 | 9361955.7606 | 15021357.5681 | 3507950.813 | 5643904.9942 | 626537.9222 | 366045.0685 | 174463.0247 | 9498780.4514 | 1005023.2375 | 0 | 0 | 0 | 50100981 | ok
Transmission and Distribution Expenses |  |  |  |  | 73791138.5 | 0 | 0 | 0 | 0 | 0 | 0 | 0 | 23690157.5 | 0 | 0 | 0 | 4894962.1597 | 0 | 9361955.7606 | 15021357.5681 | 3507950.813 | 5643904.9942 | 626537.9222 | 366045.0685 | 174463.0247 | 9498780.4514 | 1005023.2375 | 0 | 0 | 0 | 73791138.5 | ok
Production, Transmission and Distribution Expenses |  | OMSUB |  |  | 530034981.9419 | 0 | 77262113.728 | 0 | 0 | 378981729.7139 | 0 | 0 | 23690157.5 | 0 | 0 | 0 | 4894962.1597 | 0 | 9361955.7606 | 15021357.5681 | 3507950.813 | 5643904.9942 | 626537.9222 | 366045.0685 | 174463.0247 | 9498780.4514 | 1005023.2375 | 0 | 0 | 0 | 530034981.9419 | ok
Operation and Maintenance Expenses (Continued)
Customer Accounts Expense
901 | SUPERVISION/CUSTOMER ACCTS | OM901 | F025 |  | 1574018.32 |  | 0 | 0 | 0 | 0 | 0 | 0 | 0 | 0 | 0 | 0 | 0 | 0 | 0 | 0 | 0 | 0 | 0 | 0 | 0 | 0 | 0 | 1574018.32 | 0 | 0 | 1574018.32 | ok
902 | METER READING EXPENSES | OM902 | F025 |  | 3447792 |  | 0 | 0 | 0 | 0 | 0 | 0 | 0 | 0 | 0 | 0 | 0 | 0 | 0 | 0 | 0 | 0 | 0 | 0 | 0 | 0 | 0 | 3447792 | 0 | 0 | 3447792 | ok
903 | RECORDS AND COLLECTION | OM903 | F025 |  | 7045716 |  | 0 | 0 | 0 | 0 | 0 | 0 | 0 | 0 | 0 | 0 | 0 | 0 | 0 | 0 | 0 | 0 | 0 | 0 | 0 | 0 | 0 | 7045716 | 0 | 0 | 7045716 | ok
904 | UNCOLLECTIBLE ACCOUNTS | OM904 | F025 |  | 2034192 |  | 0 | 0 | 0 | 0 | 0 | 0 | 0 | 0 | 0 | 0 | 0 | 0 | 0 | 0 | 0 | 0 | 0 | 0 | 0 | 0 | 0 | 2034192 | 0 | 0 | 2034192 | ok
905 | MISC CUST ACCOUNTS | OM903 | F025 |  |  |  | 0 | 0 | 0 | 0 | 0 | 0 | 0 | 0 | 0 | 0 | 0 | 0 | 0 | 0 | 0 | 0 | 0 | 0 | 0 | 0 | 0 | 0 | 0 | 0 | 0 | ok
Total Customer Accounts Expense |  | OMCA |  |  | 14101718.32 | 0 | 0 | 0 | 0 | 0 | 0 | 0 | 0 | 0 | 0 | 0 | 0 | 0 | 0 | 0 | 0 | 0 | 0 | 0 | 0 | 0 | 0 | 14101718.32 | 0 | 0 | 14101718.32 | ok
Customer Service Expense
907 | SUPERVISION | OM907 | F026 |  | 372339 |  | 0 | 0 | 0 | 0 | 0 | 0 | 0 | 0 | 0 | 0 | 0 | 0 | 0 | 0 | 0 | 0 | 0 | 0 | 0 | 0 | 0 | 0 | 372339 | 0 | 372339 | ok
908 | CUSTOMER ASSISTANCE EXPENSES | OM908 | F026 |  | 453573.76 |  | 0 | 0 | 0 | 0 | 0 | 0 | 0 | 0 | 0 | 0 | 0 | 0 | 0 | 0 | 0 | 0 | 0 | 0 | 0 | 0 | 0 | 0 | 453573.76 | 0 | 453573.76 | ok
908 | CUSTOMER ASSISTANCE EXP-INCENTIVES | OM908x | F026 |  |  |  | 0 | 0 | 0 | 0 | 0 | 0 | 0 | 0 | 0 | 0 | 0 | 0 | 0 | 0 | 0 | 0 | 0 | 0 | 0 | 0 | 0 | 0 | 0 | 0 | 0 | ok
909 | INFORMATIONAL AND INSTRUCTIONA | OM909 | F026 |  | 1231414.24 |  | 0 | 0 | 0 | 0 | 0 | 0 | 0 | 0 | 0 | 0 | 0 | 0 | 0 | 0 | 0 | 0 | 0 | 0 | 0 | 0 | 0 | 0 | 1231414.24 | 0 | 1231414.24 | ok
909 | INFORM AND INSTRUC -LOAD MGMT | OM909x | F026 |  |  |  | 0 | 0 | 0 | 0 | 0 | 0 | 0 | 0 | 0 | 0 | 0 | 0 | 0 | 0 | 0 | 0 | 0 | 0 | 0 | 0 | 0 | 0 | 0 | 0 | 0 | ok
910 | MISCELLANEOUS CUSTOMER SERVICE | OM910 | F026 |  | 726137 |  | 0 | 0 | 0 | 0 | 0 | 0 | 0 | 0 | 0 | 0 | 0 | 0 | 0 | 0 | 0 | 0 | 0 | 0 | 0 | 0 | 0 | 0 | 726137 | 0 | 726137 | ok
911 | DEMONSTRATION AND SELLING EXP | OM911 | F026 |  |  |  | 0 | 0 | 0 | 0 | 0 | 0 | 0 | 0 | 0 | 0 | 0 | 0 | 0 | 0 | 0 | 0 | 0 | 0 | 0 | 0 | 0 | 0 | 0 | 0 | 0 | ok
912 | DEMONSTRATION AND SELLING EXP | OM912 | F026 |  |  |  | 0 | 0 | 0 | 0 | 0 | 0 | 0 | 0 | 0 | 0 | 0 | 0 | 0 | 0 | 0 | 0 | 0 | 0 | 0 | 0 | 0 | 0 | 0 | 0 | 0 | ok
913 | ADVERTISING EXPENSES | OM913 | F026 |  | 0 |  | 0 | 0 | 0 | 0 | 0 | 0 | 0 | 0 | 0 | 0 | 0 | 0 | 0 | 0 | 0 | 0 | 0 | 0 | 0 | 0 | 0 | 0 | 0 | 0 | 0 | ok
916 | MISC SALES EXPENSE | OM916 | F026 |  |  |  | 0 | 0 | 0 | 0 | 0 | 0 | 0 | 0 | 0 | 0 | 0 | 0 | 0 | 0 | 0 | 0 | 0 | 0 | 0 | 0 | 0 | 0 | 0 | 0 | 0 | ok
Total Customer Service Expense |  | OMCS |  |  | 2783464 | 0 | 0 | 0 | 0 | 0 | 0 | 0 | 0 | 0 | 0 | 0 | 0 | 0 | 0 | 0 | 0 | 0 | 0 | 0 | 0 | 0 | 0 | 0 | 2783464 | 0 | 2783464 | ok
Sub-Total Prod, Trans, Dist, Cust Acct and Cust Service |  | OMSUB2 |  |  | 546920164.2619 | 0 | 77262113.728 | 0 | 0 | 378981729.7139 | 0 | 0 | 23690157.5 | 0 | 0 | 0 | 4894962.1597 | 0 | 9361955.7606 | 15021357.5681 | 3507950.813 | 5643904.9942 | 626537.9222 | 366045.0685 | 174463.0247 | 9498780.4514 | 1005023.2375 | 14101718.32 | 2783464 | 0 | 546920164.2619 | ok
Operation and Maintenance Expenses (Continued)
Administrative and General Expense
920 | ADMIN. & GEN. SALARIES- | OM920 | LBSUB7 |  | 26605960.92 |  | 9269622.9881 | 0 | 0 | 6845348.8566 | 0 | 0 | 1747611.1708 | 0 | 0 | 0 | 864118.6592 | 0 | 840031.0371 | 1345362.3281 | 301533.6522 | 484739.1842 | 79600.4626 | 46505.3363 | 19876.5162 | 1836509.8653 | 67824.0174 | 2478345.026 | 378931.8199 | 0 | 26605960.92 | ok
921 | OFFICE SUPPLIES AND EXPENSES | OM921 | LBSUB7 |  | 7294109.82 |  | 2541296.9773 | 0 | 0 | 1876674.4214 | 0 | 0 | 479113.2273 | 0 | 0 | 0 | 236900.9117 | 0 | 230297.2125 | 368835.4124 | 82666.4213 | 132892.8075 | 21822.723 | 12749.5876 | 5449.2109 | 503485.0906 | 18594.1727 | 679446.2657 | 103885.3781 | 0 | 7294109.82 | ok
922 | ADMINISTRATIVE EXPENSES TRANSFERRED | OM922 | LBSUB7 |  | -4417049.4352 |  | -1538917.6549 | 0 | 0 | -1136446.2419 | 0 | 0 | -290133.6643 | 0 | 0 | 0 | -143458.635 | 0 | -139459.6733 | -223353.403 | -50059.7987 | -80475.084 | -13215.0528 | -7720.6897 | -3299.8453 | -304892.3844 | -11259.9593 | -411448.1161 | -62909.2325 | 0 | -4417049.4352 | ok
923 | OUTSIDE SERVICES EMPLOYED | OM923 | LBSUB7 |  | 15879770.6 |  | 5532575.4647 | 0 | 0 | 4085647.1919 | 0 | 0 | 1043061.9128 | 0 | 0 | 0 | 515749.3135 | 0 | 501372.6137 | 802979.6484 | 179970.3923 | 289316.6336 | 47509.5445 | 27756.7149 | 11863.3008 | 1096121.1081 | 40480.772 | 1479200.4919 | 226165.4969 | 0 | 15879770.6 | ok
924 | PROPERTY INSURANCE | OM924 | TUP |  | 4891049.36 |  | 2650367.6313 | 0 | 0 | 0 | 0 | 0 | 547840.4918 | 0 | 0 | 0 | 208033.8379 | 0 | 321472.1276 | 510739.688 | 93396.5181 | 149456.4039 | 121222.6788 | 70822.4709 | 41083.8531 | 45933.1988 | 130680.4598 | 0 | 0 | 0 | 4891049.36 | ok
925 | INJURIES AND DAMAGES | OM925 | LBSUB7 |  | 2666967.4 |  | 929182.088 | 0 | 0 | 686174.1358 | 0 | 0 | 175179.6161 | 0 | 0 | 0 | 86618.7957 | 0 | 84204.2653 | 134858.4056 | 30225.5732 | 48589.9985 | 7979.1081 | 4661.6702 | 1992.4114 | 184090.7741 | 6798.6435 | 248427.9899 | 37983.9245 | 0 | 2666967.4 | ok
926 | EMPLOYEE BENEFITS | OM926 | LBSUB7 |  | 20921160.4 |  | 7289015.7948 | 0 | 0 | 5382727.6472 | 0 | 0 | 1374205.3418 | 0 | 0 | 0 | 679485.5156 | 0 | 660544.6096 | 1057903.5708 | 237106.0351 | 381166.6963 | 62592.5164 | 36568.7074 | 15629.572 | 1444109.3702 | 53332.3021 | 1948805.9075 | 297966.8131 | 0 | 20921160.4 | ok
927 | FRANCHISE REQUIREMENTS | OM927 | TUP |  |  |  | 0 | 0 | 0 | 0 | 0 | 0 | 0 | 0 | 0 | 0 | 0 | 0 | 0 | 0 | 0 | 0 | 0 | 0 | 0 | 0 | 0 | 0 | 0 | 0 | 0 | ok
928 | REGULATORY COMMISSION FEES | OM928 | TUP |  | 1537950.5 |  | 833386.442 | 0 | 0 | 0 | 0 | 0 | 172263.9655 | 0 | 0 | 0 | 65414.5402 | 0 | 101084.2833 | 160597.921 | 29367.7718 | 46995.3448 | 38117.4807 | 22269.5472 | 12918.4818 | 14443.319 | 41091.4026 | 0 | 0 | 0 | 1537950.5 | ok
929 | DUPLICATE CHARGES-CR | OM929 | LBSUB7 |  | -216193 |  | -75322.5042 | 0 | 0 | -55623.4939 | 0 | 0 | -14200.6261 | 0 | 0 | 0 | -7021.5996 | 0 | -6825.87 | -10932.0584 | -2450.1827 | -3938.8624 | -646.8123 | -377.8901 | -161.5113 | -14922.9933 | -551.12 | -20138.3761 | -3079.0997 | 0 | -216193 | ok
930 | MISCELLANEOUS GENERAL EXPENSES | OM930 | LBSUB7 |  | 2562355.06 |  | 892734.7311 | 0 | 0 | 659258.8155 | 0 | 0 | 168308.16 | 0 | 0 | 0 | 83221.1558 | 0 | 80901.3358 | 129568.5572 | 29039.969 | 46684.0459 | 7666.126 | 4478.8153 | 1914.2587 | 176869.7759 | 6531.9653 | 238683.3513 | 36493.9973 | 0 | 2562355.06 | ok
931 | RENTS AND LEASES | OM931 | PGP |  | 1862066.12 |  | 1013364.4414 | 0 | 0 | 0 | 0 | 0 | 206682.4479 | 0 | 0 | 0 | 78897.9626 | 0 | 121920.0499 | 193700.7998 | 35421.1366 | 56682.1527 | 45974.3591 | 26859.8066 | 15581.2744 | 17420.415 | 49561.2739 | 0 | 0 | 0 | 1862066.12 | ok
935 | MAINTENANCE OF GENERAL PLANT | OM935 | PGP |  | 784180.86 |  | 426763.0406 | 0 | 0 | 0 | 0 | 0 | 87041.1733 | 0 | 0 | 0 | 33226.6784 | 0 | 51344.7769 | 81574.1494 | 14917.0736 | 23870.8276 | 19361.403 | 11311.5995 | 6561.817 | 7336.3432 | 20871.9776 | 0 | 0 | 0
Total Administrative and General Expense |  | OMAG |  |  | 80372328.6048 | 0 | 29764069.4403 | 0 | 0 | 18343761.3325 | 0 | 0 | 5696973.2168 | 0 | 0 | 0 | 2701187.1361 | 0 | 2846886.7685 | 4551835.0195 | 981134.5618 | 1575980.1486 | 437984.5371 | 255885.6762 | 129409.3397 | 5006503.8825 | 423955.9075 | 6641322.54 | 1015439.0976 | 0 | 80372328.6048 | ok
Total Operation and Maintenance Expenses |  | TOM |  |  | 627292492.8667 |  | 107026183.1682 | 0 | 0 | 397325491.0464 | 0 | 0 | 29387130.7168 | 0 | 0 | 0 | 7596149.2958 | 0 | 12208842.5291 | 19573192.5876 | 4489085.3748 | 7219885.1428 | 1064522.4594 | 621930.7448 | 303872.3644 | 14505284.334 | 1428979.145 | 20743040.86 | 3798903.0976 | 0 | 627292492.8667 | ok
Operation and Maintenance Expenses Less Purchase Power |  | OMLPP |  |  | 578229518.0101 | 0 | 80172442.8028 | 0 | 0 | 375116256.5553 | 0 | 0 | 29387130.7168 | 0 | 0 | 0 | 7596149.2958 | 0 | 12208842.5291 | 19573192.5876 | 4489085.3748 | 7219885.1428 | 1064522.4594 | 621930.7448 | 303872.3644 | 14505284.334 | 1428979.145 | 20743040.86 | 3798903.0976 | 0 | 578229518.0101 | ok
67582764.8326
Labor Expenses
Steam Power Generation Operation Expenses
500 | OPERATION SUPERVISION & ENGINEERING | LB500 | F019 |  | 3499488 |  | 3089070.2655 | 0 | 0 | 410417.7345 | 0 | 0 | 0 | 0 | 0 | 0 | 0 | 0 | 0 | 0 | 0 | 0 | 0 | 0 | 0 | 0 | 0 | 0 | 0 | 0 | 3499488 | ok
501 | FUEL | LB501 | Energy |  | 1602025 |  | 0 | 0 | 0 | 1602025 | 0 | 0 | 0 | 0 | 0 | 0 | 0 | 0 | 0 | 0 | 0 | 0 | 0 | 0 | 0 | 0 | 0 | 0 | 0 | 0 | 1602025 | ok
502 | STEAM EXPENSES | LB502 | PROFIX |  | 8655974 |  | 8655974 | 0 | 0 | 0 | 0 | 0 | 0 | 0 | 0 | 0 | 0 | 0 | 0 | 0 | 0 | 0 | 0 | 0 | 0 | 0 | 0 | 0 | 0 | 0 | 8655974 | ok
504 | STEAM TRANSFER EXPENSES | LB504 | PROFIX |  | 0 |  | 0 | 0 | 0 | 0 | 0 | 0 | 0 | 0 | 0 | 0 | 0 | 0 | 0 | 0 | 0 | 0 | 0 | 0 | 0 | 0 | 0 | 0 | 0 | 0 | 0 | ok
505 | ELECTRIC EXPENSES | LB505 | PROFIX |  | 1845525 |  | 1845525 | 0 | 0 | 0 | 0 | 0 | 0 | 0 | 0 | 0 | 0 | 0 | 0 | 0 | 0 | 0 | 0 | 0 | 0 | 0 | 0 | 0 | 0 | 0 | 1845525 | ok
506 | MISC. STEAM POWER EXPENSES | LB506 | PROFIX |  | 1556381 |  | 1556381 | 0 | 0 | 0 | 0 | 0 | 0 | 0 | 0 | 0 | 0 | 0 | 0 | 0 | 0 | 0 | 0 | 0 | 0 | 0 | 0 | 0 | 0 | 0 | 1556381 | ok
507 | RENTS | LB507 | PROFIX |  | 0 |  | 0 | 0 | 0 | 0 | 0 | 0 | 0 | 0 | 0 | 0 | 0 | 0 | 0 | 0 | 0 | 0 | 0 | 0 | 0 | 0 | 0 | 0 | 0 | 0 | 0 | ok
| Total Steam Power Operation Expenses | LBSUB1 |  |  | 17159393 |  | 15146950.2655 | 0 | 0 | 2012442.7345 | 0 | 0 | 0 | 0 | 0 | 0 | 0 | 0 | 0 | 0 | 0 | 0 | 0 | 0 | 0 | 0 | 0 | 0 | 0 | 0 | 17159393 | ok
Steam Power Generation Maintenance Expenses
510 | MAINTENANCE SUPERVISION & ENGINEERING | LB510 | F020 |  | 3488538 |  | 18575.3084 | 0 | 0 | 3469962.6916 | 0 | 0 | 0 | 0 | 0 | 0 | 0 | 0 | 0 | 0 | 0 | 0 | 0 | 0 | 0 | 0 | 0 | 0 | 0 | 0 | 3488538 | ok
511 | MAINTENANCE OF STRUCTURES | LB511 | PROFIX |  | 42980 |  | 42980 | 0 | 0 | 0 | 0 | 0 | 0 | 0 | 0 | 0 | 0 | 0 | 0 | 0 | 0 | 0 | 0 | 0 | 0 | 0 | 0 | 0 | 0 | 0 | 42980 | ok
512 | MAINTENANCE OF BOILER PLANT | LB512 | Energy |  | 4683457 |  | 0 | 0 | 0 | 4683457 | 0 | 0 | 0 | 0 | 0 | 0 | 0 | 0 | 0 | 0 | 0 | 0 | 0 | 0 | 0 | 0 | 0 | 0 | 0 | 0 | 4683457 | ok
513 | MAINTENANCE OF ELECTRIC PLANT | LB513 | Energy |  | 3282573 |  | 0 | 0 | 0 | 3282573 | 0 | 0 | 0 | 0 | 0 | 0 | 0 | 0 | 0 | 0 | 0 | 0 | 0 | 0 | 0 | 0 | 0 | 0 | 0 | 0 | 3282573 | ok
514 | MAINTENANCE OF MISC STEAM PLANT | LB514 | Energy |  | 62854 |  | 0 | 0 | 0 | 62854 | 0 | 0 | 0 | 0 | 0 | 0 | 0 | 0 | 0 | 0 | 0 | 0 | 0 | 0 | 0 | 0 | 0 | 0 | 0 | 0 | 62854 | ok
| Total Steam Power Generation Maintenance Expense | LBSUB2 |  |  | 11560402 |  | 61555.3084 | 0 | 0 | 11498846.6916 | 0 | 0 | 0 | 0 | 0 | 0 | 0 | 0 | 0 | 0 | 0 | 0 | 0 | 0 | 0 | 0 | 0 | 0 | 0 | 0 | 11560402 | ok
| Total Steam Power Generation Expense |  |  |  | 28719795 |  | 15208505.5739 | 0 | 0 | 13511289.4261 | 0 | 0 | 0 | 0 | 0 | 0 | 0 | 0 | 0 | 0 | 0 | 0 | 0 | 0 | 0 | 0 | 0 | 0 | 0 | 0 | 28719795 | ok
Hydraulic Power Generation Operation Expenses
535 | OPERATION SUPERVISION & ENGINEERING | LB535 | F021 |  | 103607 |  | 103607 | 0 | 0 | 0 | 0 | 0 | 0 | 0 | 0 | 0 | 0 | 0 | 0 | 0 | 0 | 0 | 0 | 0 | 0 | 0 | 0 | 0 | 0 | 0 | 103607 | ok
536 | WATER FOR POWER | LB536 | PROFIX |  | 0 |  | 0 | 0 | 0 | 0 | 0 | 0 | 0 | 0 | 0 | 0 | 0 | 0 | 0 | 0 | 0 | 0 | 0 | 0 | 0 | 0 | 0 | 0 | 0 | 0 | 0 | ok
537 | HYDRAULIC EXPENSES | LB537 | PROFIX |  | 0 |  | 0 | 0 | 0 | 0 | 0 | 0 | 0 | 0 | 0 | 0 | 0 | 0 | 0 | 0 | 0 | 0 | 0 | 0 | 0 | 0 | 0 | 0 | 0 | 0 | 0 | ok
538 | ELECTRIC EXPENSES | LB538 | PROFIX |  | 276115 |  | 276115 | 0 | 0 | 0 | 0 | 0 | 0 | 0 | 0 | 0 | 0 | 0 | 0 | 0 | 0 | 0 | 0 | 0 | 0 | 0 | 0 | 0 | 0 | 0 | 276115 | ok
539 | MISC. HYDRAULIC POWER EXPENSES | LB539 | PROFIX |  |  |  | 0 | 0 | 0 | 0 | 0 | 0 | 0 | 0 | 0 | 0 | 0 | 0 | 0 | 0 | 0 | 0 | 0 | 0 | 0 | 0 | 0 | 0 | 0 | 0 | 0 | ok
540 | RENTS |  | PROFIX |  |  |  | 0 | 0 | 0 | 0 | 0 | 0 | 0 | 0 | 0 | 0 | 0 | 0 | 0 | 0 | 0 | 0 | 0 | 0 | 0 | 0 | 0 | 0 | 0 | 0 | 0 | ok
| Total Hydraulic Power Operation Expenses | LBSUB3 |  |  | 379722 |  | 379722 | 0 | 0 | 0 | 0 | 0 | 0 | 0 | 0 | 0 | 0 | 0 | 0 | 0 | 0 | 0 | 0 | 0 | 0 | 0 | 0 | 0 | 0 | 0 | 379722 | ok
Hydraulic Power Generation Maintenance Expenses
541 | MAINTENANCE SUPERVISION & ENGINEERING | LB541 | F022 |  | 0 |  | 0 | 0 | 0 | 0 | 0 | 0 | 0 | 0 | 0 | 0 | 0 | 0 | 0 | 0 | 0 | 0 | 0 | 0 | 0 | 0 | 0 | 0 | 0 | 0 | 0 | ok
542 | MAINTENANCE OF STRUCTURES | LB542 | PROFIX |  | 40711 |  | 40711 | 0 | 0 | 0 | 0 | 0 | 0 | 0 | 0 | 0 | 0 | 0 | 0 | 0 | 0 | 0 | 0 | 0 | 0 | 0 | 0 | 0 | 0 | 0 | 40711 | ok
543 | MAINT. OF RESERVES, DAMS, AND WATERWAYS | LB543 | PROFIX |  | 30970 |  | 30970 | 0 | 0 | 0 | 0 | 0 | 0 | 0 | 0 | 0 | 0 | 0 | 0 | 0 | 0 | 0 | 0 | 0 | 0 | 0 | 0 | 0 | 0 | 0 | 30970 | ok
544 | MAINTENANCE OF ELECTRIC PLANT | LB544 | Energy |  | 99532 |  | 0 | 0 | 0 | 99532 | 0 | 0 | 0 | 0 | 0 | 0 | 0 | 0 | 0 | 0 | 0 | 0 | 0 | 0 | 0 | 0 | 0 | 0 | 0 | 0 | 99532 | ok
545 | MAINTENANCE OF MISC HYDRAULIC PLANT | LB545 | Energy |  | 0 |  | 0 | 0 | 0 | 0 | 0 | 0 | 0 | 0 | 0 | 0 | 0 | 0 | 0 | 0 | 0 | 0 | 0 | 0 | 0 | 0 | 0 | 0 | 0 | 0 | 0 | ok
| Total Hydraulic Power Generation Maint. Expense | LBSUB4 |  |  | 171213 |  | 71681 | 0 | 0 | 99532 | 0 | 0 | 0 | 0 | 0 | 0 | 0 | 0 | 0 | 0 | 0 | 0 | 0 | 0 | 0 | 0 | 0 | 0 | 0 | 0 | 171213 | ok
| Total Hydraulic Power Generation Expense |  |  |  | 550935 |  | 451403 | 0 | 0 | 99532 | 0 | 0 | 0 | 0 | 0 | 0 | 0 | 0 | 0 | 0 | 0 | 0 | 0 | 0 | 0 | 0 | 0 | 0 | 0 | 0 | 550935 | ok
Labor Expenses (Continued)
Other Power Generation Operation Expense
546 | OPERATION SUPERVISION & ENGINEERING | LB546 | PROFIX |  | 237135 |  | 237135 | 0 | 0 | 0 | 0 | 0 | 0 | 0 | 0 | 0 | 0 | 0 | 0 | 0 | 0 | 0 | 0 | 0 | 0 | 0 | 0 | 0 | 0 | 0 | 237135 | ok
547 | FUEL | LB547 | Energy |  | 0 |  | 0 | 0 | 0 | 0 | 0 | 0 | 0 | 0 | 0 | 0 | 0 | 0 | 0 | 0 | 0 | 0 | 0 | 0 | 0 | 0 | 0 | 0 | 0 | 0 | 0 | ok
548 | GENERATION EXPENSE | LB548 | PROFIX |  | 135928 |  | 135928 | 0 | 0 | 0 | 0 | 0 | 0 | 0 | 0 | 0 | 0 | 0 | 0 | 0 | 0 | 0 | 0 | 0 | 0 | 0 | 0 | 0 | 0 | 0 | 135928 | ok
549 | MISC OTHER POWER GENERATION | LB549 | PROFIX |  | 514441 |  | 514441 | 0 | 0 | 0 | 0 | 0 | 0 | 0 | 0 | 0 | 0 | 0 | 0 | 0 | 0 | 0 | 0 | 0 | 0 | 0 | 0 | 0 | 0 | 0 | 514441 | ok
550 | RENTS | LB550 | PROFIX |  | 0 |  | 0 | 0 | 0 | 0 | 0 | 0 | 0 | 0 | 0 | 0 | 0 | 0 | 0 | 0 | 0 | 0 | 0 | 0 | 0 | 0 | 0 | 0 | 0 | 0 | 0 | ok
| Total Other Power Generation Expenses | LBSUB5 |  |  | 887504 |  | 887504 | 0 | 0 | 0 | 0 | 0 | 0 | 0 | 0 | 0 | 0 | 0 | 0 | 0 | 0 | 0 | 0 | 0 | 0 | 0 | 0 | 0 | 0 | 0 | 887504 | ok
Other Power Generation Maintenance Expense
551 | MAINTENANCE SUPERVISION & ENGINEERING | LB551 | PROFIX |  | 67298 |  | 67298 | 0 | 0 | 0 | 0 | 0 | 0 | 0 | 0 | 0 | 0 | 0 | 0 | 0 | 0 | 0 | 0 | 0 | 0 | 0 | 0 | 0 | 0 | 0 | 67298 | ok
552 | MAINTENANCE OF STRUCTURES | LB552 | PROFIX |  | 55186 |  | 55186 | 0 | 0 | 0 | 0 | 0 | 0 | 0 | 0 | 0 | 0 | 0 | 0 | 0 | 0 | 0 | 0 | 0 | 0 | 0 | 0 | 0 | 0 | 0 | 55186 | ok
553 | MAINTENANCE OF GENERATING & ELEC PLANT | LB553 | PROFIX |  | 474691 |  | 474691 | 0 | 0 | 0 | 0 | 0 | 0 | 0 | 0 | 0 | 0 | 0 | 0 | 0 | 0 | 0 | 0 | 0 | 0 | 0 | 0 | 0 | 0 | 0 | 474691 | ok
554 | MAINTENANCE OF MISC OTHER POWER GEN PLT | LB554 | PROFIX |  | 346317 |  | 346317 | 0 | 0 | 0 | 0 | 0 | 0 | 0 | 0 | 0 | 0 | 0 | 0 | 0 | 0 | 0 | 0 | 0 | 0 | 0 | 0 | 0 | 0 | 0 | 346317 | ok
| Total Other Power Generation Maintenance Expense | LBSUB6 |  |  | 943492 |  | 943492 | 0 | 0 | 0 | 0 | 0 | 0 | 0 | 0 | 0 | 0 | 0 | 0 | 0 | 0 | 0 | 0 | 0 | 0 | 0 | 0 | 0 | 0 | 0 | 943492 | ok
| Total Other Power Generation Expense |  |  |  | 1830996 |  | 1830996 | 0 | 0 | 0 | 0 | 0 | 0 | 0 | 0 | 0 | 0 | 0 | 0 | 0 | 0 | 0 | 0 | 0 | 0 | 0 | 0 | 0 | 0 | 0 | 1830996 | ok
| Total Production Expense | LPREX |  |  | 31101726 |  | 17490904.5739 | 0 | 0 | 13610821.4261 | 0 | 0 | 0 | 0 | 0 | 0 | 0 | 0 | 0 | 0 | 0 | 0 | 0 | 0 | 0 | 0 | 0 | 0 | 0 | 0 | 31101726 | ok
Purchased Power
555 | PURCHASED POWER | LB555 | OMPP |  | 0 |  | 0 | 0 | 0 | 0 | 0 | 0 | 0 | 0 | 0 | 0 | 0 | 0 | 0 | 0 | 0 | 0 | 0 | 0 | 0 | 0 | 0 | 0 | 0 | 0 | 0 | ok
556 | SYSTEM CONTROL AND LOAD DISPATCH | LB556 | PROFIX |  | 940177 |  | 940177 | 0 | 0 | 0 | 0 | 0 | 0 | 0 | 0 | 0 | 0 | 0 | 0 | 0 | 0 | 0 | 0 | 0 | 0 | 0 | 0 | 0 | 0 | 0 | 940177 | ok
557 | OTHER EXPENSES | LB557 | PROFIX |  | 0 |  | 0 | 0 | 0 | 0 | 0 | 0 | 0 | 0 | 0 | 0 | 0 | 0 | 0 | 0 | 0 | 0 | 0 | 0 | 0 | 0 | 0 | 0 | 0 | 0 | 0 | ok
| Total Purchased Power Labor | LBPP |  |  | 940177 |  | 940177 | 0 | 0 | 0 | 0 | 0 | 0 | 0 | 0 | 0 | 0 | 0 | 0 | 0 | 0 | 0 | 0 | 0 | 0 | 0 | 0 | 0 | 0 | 0 | 940177 | ok
Labor Expenses (Continued)
Transmission Labor Expenses
560 | OPERATION SUPERVISION AND ENG | LB560 | PTRAN |  | 673194 |  | 0 | 0 | 0 | 0 | 0 | 0 | 673194 | 0 | 0 | 0 | 0 | 0 | 0 | 0 | 0 | 0 | 0 | 0 | 0 | 0 | 0 | 0 | 0 | 0 | 673194 | ok
561 | LOAD DISPATCHING | LB561 | PTRAN |  | 1730156 |  | 0 | 0 | 0 | 0 | 0 | 0 | 1730156 | 0 | 0 | 0 | 0 | 0 | 0 | 0 | 0 | 0 | 0 | 0 | 0 | 0 | 0 | 0 | 0 | 0 | 1730156 | ok
562 | STATION EXPENSES | LB562 | PTRAN |  | 289960 |  | 0 | 0 | 0 | 0 | 0 | 0 | 289960 | 0 | 0 | 0 | 0 | 0 | 0 | 0 | 0 | 0 | 0 | 0 | 0 | 0 | 0 | 0 | 0 | 0 | 289960 | ok
563 | OVERHEAD LINE EXPENSES | LB563 | PTRAN |  | 11416 |  | 0 | 0 | 0 | 0 | 0 | 0 | 11416 | 0 | 0 | 0 | 0 | 0 | 0 | 0 | 0 | 0 | 0 | 0 | 0 | 0 | 0 | 0 | 0 | 0 | 11416 | ok
566 | MISC. TRANSMISSION EXPENSES | LB566 | PTRAN |  | 47798 |  | 0 | 0 | 0 | 0 | 0 | 0 | 47798 | 0 | 0 | 0 | 0 | 0 | 0 | 0 | 0 | 0 | 0 | 0 | 0 | 0 | 0 | 0 | 0 | 0 | 47798 | ok
569 | MAINTENACE OF STRUCTURES | LB569 | PTRAN |  | 0 |  | 0 | 0 | 0 | 0 | 0 | 0 | 0 | 0 | 0 | 0 | 0 | 0 | 0 | 0 | 0 | 0 | 0 | 0 | 0 | 0 | 0 | 0 | 0 | 0 | 0 | ok
570 | MAINT OF STATION EQUIPMENT | LB570 | PTRAN |  | 678822 |  | 0 | 0 | 0 | 0 | 0 | 0 | 678822 | 0 | 0 | 0 | 0 | 0 | 0 | 0 | 0 | 0 | 0 | 0 | 0 | 0 | 0 | 0 | 0 | 0 | 678822 | ok
571 | MAINT OF OVERHEAD LINES | LB571 | PTRAN |  | 43484 |  | 0 | 0 | 0 | 0 | 0 | 0 | 43484 | 0 | 0 | 0 | 0 | 0 | 0 | 0 | 0 | 0 | 0 | 0 | 0 | 0 | 0 | 0 | 0 | 0 | 43484 | ok
573 | MAINT OF MISC. TRANSMISSION PLANT | LB573 | PTRAN |  | 0 |  | 0 | 0 | 0 | 0 | 0 | 0 | 0 | 0 | 0 | 0 | 0 | 0 | 0 | 0 | 0 | 0 | 0 | 0 | 0 | 0 | 0 | 0 | 0 | 0 | 0 | ok
Total Transmission Labor Expenses |  | LBTRAN |  |  | 3474830 | 0 | 0 | 0 | 0 | 0 | 0 | 0 | 3474830 | 0 | 0 | 0 | 0 | 0 | 0 | 0 | 0 | 0 | 0 | 0 | 0 | 0 | 0 | 0 | 0 | 0 | 3474830 | ok
Distribution Operation Labor Expense
580 | OPERATION SUPERVISION AND ENGI | LB580 | F023 |  | 1132905 |  | 0 | 0 | 0 | 0 | 0 | 0 | 0 | 0 | 0 | 0 | 173142.4822 | 0 | 129919.4361 | 207947.7399 | 45960.2138 | 73863.6287 | 14631.1299 | 8548.0108 | 4958.6694 | 458161.0401 | 15772.6492 | 0 | 0 | 0 | 1132905 | ok
581 | LOAD DISPATCHING | LB581 | P362 |  | 143893 |  | 0 | 0 | 0 | 0 | 0 | 0 | 0 | 0 | 0 | 0 | 143893 | 0 | 0 | 0 | 0 | 0 | 0 | 0 | 0 | 0 | 0 | 0 | 0 | 0 | 143893 | ok
582 | STATION EXPENSES | LB582 | P362 |  | 887916 |  | 0 | 0 | 0 | 0 | 0 | 0 | 0 | 0 | 0 | 0 | 887916 | 0 | 0 | 0 | 0 | 0 | 0 | 0 | 0 | 0 | 0 | 0 | 0 | 0 | 887916 | ok
583 | OVERHEAD LINE EXPENSES | LB583 | P365 |  | 2062370 |  | 0 | 0 | 0 | 0 | 0 | 0 | 0 | 0 | 0 | 0 | 0 | 0 | 558936.5466 | 900808.9394 | 230744.9264 | 371879.5876 | 0 | 0 | 0 | 0 | 0 | 0 | 0 | 0 | 2062370 | ok
584 | UNDERGROUND LINE EXPENSES | LB584 | P367 |  | 223368 |  | 0 | 0 | 0 | 0 | 0 | 0 | 0 | 0 | 0 | 0 | 0 | 0 | 76171.7045 | 118940.2435 | 11031.1627 | 17224.8893 | 0 | 0 | 0 | 0 | 0 | 0 | 0 | 0 | 223368 | ok
585 | STREET LIGHTING EXPENSE | LB585 | P373 |  | 0 |  | 0 | 0 | 0 | 0 | 0 | 0 | 0 | 0 | 0 | 0 | 0 | 0 | 0 | 0 | 0 | 0 | 0 | 0 | 0 | 0 | 0 | 0 | 0 | 0 | 0 | ok
586 | METER EXPENSES | LB586 | P370 |  | 3154787 |  | 0 | 0 | 0 | 0 | 0 | 0 | 0 | 0 | 0 | 0 | 0 | 0 | 0 | 0 | 0 | 0 | 0 | 0 | 0 | 3154787 | 0 | 0 | 0 | 0 | 3154787 | ok
586 | METER EXPENSES - LOAD MANAGEMENT | LB586x | F012 |  | 0 |  | 0 | 0 | 0 | 0 | 0 | 0 | 0 | 0 | 0 | 0 | 0 | 0 | 0 | 0 | 0 | 0 | 0 | 0 | 0 | 0 | 0 | 0 | 0 | 0 | 0 | ok
587 | CUSTOMER INSTALLATIONS EXPENSE | LB587 | P371 |  | 0 |  | 0 | 0 | 0 | 0 | 0 | 0 | 0 | 0 | 0 | 0 | 0 | 0 | 0 | 0 | 0 | 0 | 0 | 0 | 0 | 0 | 0 | 0 | 0 | 0 | 0 | ok
588 | MISCELLANEOUS DISTRIBUTION EXP | LB588 | PDIST |  | 1424129 |  | 0 | 0 | 0 | 0 | 0 | 0 | 0 | 0 | 0 | 0 | 175011.6993 | 0 | 270443.4235 | 429667.7003 | 78571.2724 | 125732.5226 | 101980.4625 | 59580.5044 | 34562.4299 | 38642.0174 | 109936.9678 | 0 | 0 | 0 | 1424129 | ok
589 | RENTS | LB589 | PDIST |  | 0 |  | 0 | 0 | 0 | 0 | 0 | 0 | 0 | 0 | 0 | 0 | 0 | 0 | 0 | 0 | 0 | 0 | 0 | 0 | 0 | 0 | 0 | 0 | 0 | 0 | 0 | ok
Total Distribution Operation Labor Expense |  | LBDO |  |  | 9029368 | 0 | 0 | 0 | 0 | 0 | 0 | 0 | 0 | 0 | 0 | 0 | 1379963.1815 | 0 | 1035471.1107 | 1657364.6231 | 366307.5752 | 588700.6282 | 116611.5925 | 68128.5152 | 39521.0993 | 3651590.0574 | 125709.6169 | 0 | 0 | 0 | 9029368 | ok
Labor Expenses (Continued)
Distribution Maintenance Labor Expense
590 | MAINTENANCE SUPERVISION AND EN | LB590 | F024 |  | 0 |  | 0 | 0 | 0 | 0 | 0 | 0 | 0 | 0 | 0 | 0 | 0 | 0 | 0 | 0 | 0 | 0 | 0 | 0 | 0 | 0 | 0 | 0 | 0 | 0 | 0 | ok
591 | MAINTENANCE OF STRUCTURES | LB591 | P362 |  | 0 |  | 0 | 0 | 0 | 0 | 0 | 0 | 0 | 0 | 0 | 0 | 0 | 0 | 0 | 0 | 0 | 0 | 0 | 0 | 0 | 0 | 0 | 0 | 0 | 0 | 0 | ok
592 | MAINTENANCE OF STATION EQUIPME | LB592 | P362 |  | 338191 |  | 0 | 0 | 0 | 0 | 0 | 0 | 0 | 0 | 0 | 0 | 338191 | 0 | 0 | 0 | 0 | 0 | 0 | 0 | 0 | 0 | 0 | 0 | 0 | 0 | 338191 | ok
593 | MAINTENANCE OF OVERHEAD LINES | LB593 | P365 |  | 1945503 |  | 0 | 0 | 0 | 0 | 0 | 0 | 0 | 0 | 0 | 0 | 0 | 0 | 527263.6473 | 849763.3761 | 217669.4514 | 350806.5252 | 0 | 0 | 0 | 0 | 0 | 0 | 0 | 0 | 1945503 | ok
594 | MAINTENANCE OF UNDERGROUND LIN | LB594 | P367 |  | 315310 |  | 0 | 0 | 0 | 0 | 0 | 0 | 0 | 0 | 0 | 0 | 0 | 0 | 107525.2505 | 167898.0345 | 15571.7735 | 24314.9415 | 0 | 0 | 0 | 0 | 0 | 0 | 0 | 0 | 315310 | ok
595 | MAINTENANCE OF LINE TRANSFORME | LB595 | P368 |  | 66000 |  | 0 | 0 | 0 | 0 | 0 | 0 | 0 | 0 | 0 | 0 | 0 | 0 | 0 | 0 | 0 | 0 | 41660.4992 | 24339.5008 | 0 | 0 | 0 | 0 | 0 | 0 | 66000 | ok
596 | MAINTENANCE OF ST LIGHTS & SIG SYSTEMS | LB596 | P373 |  | 9147 |  | 0 | 0 | 0 | 0 | 0 | 0 | 0 | 0 | 0 | 0 | 0 | 0 | 0 | 0 | 0 | 0 | 0 | 0 | 0 | 0 | 9147 | 0 | 0 | 0 | 9147 | ok
597 | MAINTENANCE OF METERS | LB597 | P370 |  | 0 |  | 0 | 0 | 0 | 0 | 0 | 0 | 0 | 0 | 0 | 0 | 0 | 0 | 0 | 0 | 0 | 0 | 0 | 0 | 0 | 0 | 0 | 0 | 0 | 0 | 0 | ok
598 | MAINTENANCE OF MISC DISTR PLANT | LB598 | PDIST |  | 0 |  | 0 | 0 | 0 | 0 | 0 | 0 | 0 | 0 | 0 | 0 | 0 | 0 | 0 | 0 | 0 | 0 | 0 | 0 | 0 | 0 | 0 | 0 | 0 | 0 | 0 | ok
Total Distribution Maintenance Labor Expense |  | LBDM |  |  | 2674151 | 0 | 0 | 0 | 0 | 0 | 0 | 0 | 0 | 0 | 0 | 0 | 338191 | 0 | 634788.8977 | 1017661.4107 | 233241.225 | 375121.4666 | 41660.4992 | 24339.5008 | 0 | 0 | 9147 | 0 | 0 | 0 | 2674151 | ok
Total Distribution Operation and Maintenance Labor Expenses |  |  | PDIST |  | 11703519 | 0 | 0 | 0 | 0 | 0 | 0 | 0 | 0 | 0 | 0 | 0 | 1718154.1815 | 0 | 1670260.0084 | 2675026.0338 | 599548.8002 | 963822.0948 | 158272.0916 | 92468.016 | 39521.0993 | 3651590.0574 | 134856.6169 | 0 | 0 | 0 | 11703519 | ok
Transmission and Distribution Labor Expenses |  |  |  |  | 15178349 | 0 | 0 | 0 | 0 | 0 | 0 | 0 | 3474830 | 0 | 0 | 0 | 1718154.1815 | 0 | 1670260.0084 | 2675026.0338 | 599548.8002 | 963822.0948 | 158272.0916 | 92468.016 | 39521.0993 | 3651590.0574 | 134856.6169 | 0 | 0 | 0 | 15178349 | ok
Production, Transmission and Distribution Labor Expenses |  | LBSUB |  |  | 47220252 | 0 | 18431081.5739 | 0 | 0 | 13610821.4261 | 0 | 0 | 3474830 | 0 | 0 | 0 | 1718154.1815 | 0 | 1670260.0084 | 2675026.0338 | 599548.8002 | 963822.0948 | 158272.0916 | 92468.016 | 39521.0993 | 3651590.0574 | 134856.6169 | 0 | 0 | 0 | 47220252 | ok
Customer Accounts Expense
901 | SUPERVISION/CUSTOMER ACCTS | LB901 | F025 |  | 1059219 |  | 0 | 0 | 0 | 0 | 0 | 0 | 0 | 0 | 0 | 0 | 0 | 0 | 0 | 0 | 0 | 0 | 0 | 0 | 0 | 0 | 0 | 1059219 | 0 | 0 | 1059219 | ok
902 | METER READING EXPENSES | LB902 | F025 |  | 352339 |  | 0 | 0 | 0 | 0 | 0 | 0 | 0 | 0 | 0 | 0 | 0 | 0 | 0 | 0 | 0 | 0 | 0 | 0 | 0 | 0 | 0 | 352339 | 0 | 0 | 352339 | ok
903 | RECORDS AND COLLECTION | LB903 | F025 |  | 3516213 |  | 0 | 0 | 0 | 0 | 0 | 0 | 0 | 0 | 0 | 0 | 0 | 0 | 0 | 0 | 0 | 0 | 0 | 0 | 0 | 0 | 0 | 3516213 | 0 | 0 | 3516213 | ok
904 | UNCOLLECTIBLE ACCOUNTS | LB904 | F025 |  | 0 |  | 0 | 0 | 0 | 0 | 0 | 0 | 0 | 0 | 0 | 0 | 0 | 0 | 0 | 0 | 0 | 0 | 0 | 0 | 0 | 0 | 0 | 0 | 0 | 0 | 0 | ok
905 | MISC CUST ACCOUNTS | LB903 | F025 |  | 0 |  | 0 | 0 | 0 | 0 | 0 | 0 | 0 | 0 | 0 | 0 | 0 | 0 | 0 | 0 | 0 | 0 | 0 | 0 | 0 | 0 | 0 | 0 | 0 | 0 | 0 | ok
Total Customer Accounts Labor Expense |  | LBCA |  |  | 4927771 | 0 | 0 | 0 | 0 | 0 | 0 | 0 | 0 | 0 | 0 | 0 | 0 | 0 | 0 | 0 | 0 | 0 | 0 | 0 | 0 | 0 | 0 | 4927771 | 0 | 0 | 4927771 | ok
Customer Service Expense
907 | SUPERVISION | LB907 | F026 |  | 273528 |  | 0 | 0 | 0 | 0 | 0 | 0 | 0 | 0 | 0 | 0 | 0 | 0 | 0 | 0 | 0 | 0 | 0 | 0 | 0 | 0 | 0 | 0 | 273528 | 0 | 273528 | ok
908 | CUSTOMER ASSISTANCE EXPENSES | LB908 | F026 |  | 479914 |  | 0 | 0 | 0 | 0 | 0 | 0 | 0 | 0 | 0 | 0 | 0 | 0 | 0 | 0 | 0 | 0 | 0 | 0 | 0 | 0 | 0 | 0 | 479914 | 0 | 479914 | ok
908 | CUSTOMER ASSISTANCE EXP-LOAD MGMT | LB908x | F026 |  | 0 |  | 0 | 0 | 0 | 0 | 0 | 0 | 0 | 0 | 0 | 0 | 0 | 0 | 0 | 0 | 0 | 0 | 0 | 0 | 0 | 0 | 0 | 0 | 0 | 0 | 0 | ok
909 | INFORMATIONAL AND INSTRUCTIONA | LB909 | F026 |  | 0 |  | 0 | 0 | 0 | 0 | 0 | 0 | 0 | 0 | 0 | 0 | 0 | 0 | 0 | 0 | 0 | 0 | 0 | 0 | 0 | 0 | 0 | 0 | 0 | 0 | 0 | ok
909 | INFORM AND INSTRUC -LOAD MGMT | LB909x | F026 |  | 0 |  | 0 | 0 | 0 | 0 | 0 | 0 | 0 | 0 | 0 | 0 | 0 | 0 | 0 | 0 | 0 | 0 | 0 | 0 | 0 | 0 | 0 | 0 | 0 | 0 | 0 | ok
910 | MISCELLANEOUS CUSTOMER SERVICE | LB910 | F026 |  | 0 |  | 0 | 0 | 0 | 0 | 0 | 0 | 0 | 0 | 0 | 0 | 0 | 0 | 0 | 0 | 0 | 0 | 0 | 0 | 0 | 0 | 0 | 0 | 0 | 0 | 0 | ok
911 | DEMONSTRATION AND SELLING EXP | LB911 | F026 |  | 0 |  | 0 | 0 | 0 | 0 | 0 | 0 | 0 | 0 | 0 | 0 | 0 | 0 | 0 | 0 | 0 | 0 | 0 | 0 | 0 | 0 | 0 | 0 | 0 | 0 | 0 | ok
912 | DEMONSTRATION AND SELLING EXP | LB912 | F026 |  | 0 |  | 0 | 0 | 0 | 0 | 0 | 0 | 0 | 0 | 0 | 0 | 0 | 0 | 0 | 0 | 0 | 0 | 0 | 0 | 0 | 0 | 0 | 0 | 0 | 0 | 0 | ok
913 | WATER HEATER - HEAT PUMP PROGRAM | LB913 | F026 |  | 0 |  | 0 | 0 | 0 | 0 | 0 | 0 | 0 | 0 | 0 | 0 | 0 | 0 | 0 | 0 | 0 | 0 | 0 | 0 | 0 | 0 | 0 | 0 | 0 | 0 | 0 | ok
915 | MDSE-JOBBING-CONTRACT | LB915 | F026 |  | 0 |  | 0 | 0 | 0 | 0 | 0 | 0 | 0 | 0 | 0 | 0 | 0 | 0 | 0 | 0 | 0 | 0 | 0 | 0 | 0 | 0 | 0 | 0 | 0 | 0 | 0 | ok
916 | MISC SALES EXPENSE | LB916 | F026 |  | 0 |  | 0 | 0 | 0 | 0 | 0 | 0 | 0 | 0 | 0 | 0 | 0 | 0 | 0 | 0 | 0 | 0 | 0 | 0 | 0 | 0 | 0 | 0 | 0 | 0 | 0 | ok
Total Customer Service Labor Expense |  | LBCS |  |  | 753442 | 0 | 0 | 0 | 0 | 0 | 0 | 0 | 0 | 0 | 0 | 0 | 0 | 0 | 0 | 0 | 0 | 0 | 0 | 0 | 0 | 0 | 0 | 0 | 753442 | 0 | 753442 | ok
Sub-Total Labor Exp |  | LBSUB7 |  |  | 52901465 |  | 18431081.5739 | 0 | 0 | 13610821.4261 | 0 | 0 | 3474830 | 0 | 0 | 0 | 1718154.1815 | 0 | 1670260.0084 | 2675026.0338 | 599548.8002 | 963822.0948 | 158272.0916 | 92468.016 | 39521.0993 | 3651590.0574 | 134856.6169 | 4927771 | 753442 | 0 | 52901465 | ok
Labor Expenses (Continued)
Administrative and General Expense
920 | ADMIN. & GEN. SALARIES- | LB920 | LBSUB7 |  | 20746114 |  | 7228028.9303 | 0 | 0 | 5337690.6091 | 0 | 0 | 1362707.4281 | 0 | 0 | 0 | 673800.2911 | 0 | 655017.8628 | 1049052.1397 | 235122.1797 | 377977.4918 | 62068.8077 | 36262.7387 | 15498.8001 | 1432026.5727 | 52886.0732 | 1932500.3368 | 295473.7383 | 0 | 20746114 | ok
921 | OFFICE SUPPLIES AND EXPENSES | LB920 | LBSUB7 |  | 25178 |  | 8772.1157 | 0 | 0 | 6477.9541 | 0 | 0 | 1653.8156 | 0 | 0 | 0 | 817.7408 | 0 | 794.946 | 1273.1558 | 285.3501 | 458.7229 | 75.3282 | 44.0094 | 18.8097 | 1737.9431 | 64.1839 | 2345.3305 | 358.5943 | 0 | 25178 | ok
922 | ADMIN. EXPENSES TRANSFERRED - CREDIT | LB922 | LBSUB7 |  | -2571153 |  | -895799.9685 | 0 | 0 | -661522.4048 | 0 | 0 | -168886.0522 | 0 | 0 | 0 | -83506.8987 | 0 | -81179.1135 | -130013.4356 | -29139.6788 | -46844.3373 | -7692.4479 | -4494.1934 | -1920.8314 | -177477.0648 | -6554.3931 | -239502.8794 | -36619.3008 | 0 | -2571153 | ok
923 | OUTSIDE SERVICES EMPLOYED | LB923 | LBSUB7 |  | 0 |  | 0 | 0 | 0 | 0 | 0 | 0 | 0 | 0 | 0 | 0 | 0 | 0 | 0 | 0 | 0 | 0 | 0 | 0 | 0 | 0 | 0 | 0 | 0 | 0 | 0 | ok
924 | PROPERTY INSURANCE | LB924 | TUP |  | 0 |  | 0 | 0 | 0 | 0 | 0 | 0 | 0 | 0 | 0 | 0 | 0 | 0 | 0 | 0 | 0 | 0 | 0 | 0 | 0 | 0 | 0 | 0 | 0 | 0 | 0 | ok
925 | INJURIES AND DAMAGES | LB925 | LBSUB7 |  | 0 |  | 0 | 0 | 0 | 0 | 0 | 0 | 0 | 0 | 0 | 0 | 0 | 0 | 0 | 0 | 0 | 0 | 0 | 0 | 0 | 0 | 0 | 0 | 0 | 0 | 0 | ok
926 | EMPLOYEE BENEFITS | LB926 | LBSUB7 |  | 0 |  | 0 | 0 | 0 | 0 | 0 | 0 | 0 | 0 | 0 | 0 | 0 | 0 | 0 | 0 | 0 | 0 | 0 | 0 | 0 | 0 | 0 | 0 | 0 | 0 | 0 | ok
928 | REGULATORY COMMISSION FEES | LB928 | TUP |  | 0 |  | 0 | 0 | 0 | 0 | 0 | 0 | 0 | 0 | 0 | 0 | 0 | 0 | 0 | 0 | 0 | 0 | 0 | 0 | 0 | 0 | 0 | 0 | 0 | 0 | 0 | ok
929 | DUPLICATE CHARGES-CR | LB929 | LBSUB7 |  | 0 |  | 0 | 0 | 0 | 0 | 0 | 0 | 0 | 0 | 0 | 0 | 0 | 0 | 0 | 0 | 0 | 0 | 0 | 0 | 0 | 0 | 0 | 0 | 0 | 0 | 0 | ok
930 | MISCELLANEOUS GENERAL EXPENSES | LB930 | LBSUB7 |  | 0 |  | 0 | 0 | 0 | 0 | 0 | 0 | 0 | 0 | 0 | 0 | 0 | 0 | 0 | 0 | 0 | 0 | 0 | 0 | 0 | 0 | 0 | 0 | 0 | 0 | 0 | ok
931 | RENTS AND LEASES | LB931 | PGP |  | 0 |  | 0 | 0 | 0 | 0 | 0 | 0 | 0 | 0 | 0 | 0 | 0 | 0 | 0 | 0 | 0 | 0 | 0 | 0 | 0 | 0 | 0 | 0 | 0 | 0 | 0 | ok
935 | MAINTENANCE OF GENERAL PLANT | LB932 | PGP |  | 518659 |  | 282262.0433 | 0 | 0 | 0 | 0 | 0 | 57569.2295 | 0 | 0 | 0 | 21976.2005 | 0 | 33959.552 | 53953.3275 | 9866.1863 | 15788.2195 | 12805.6758 | 7481.5176 | 4340.0007 | 4852.274 | 13804.7734 | 0 | 0 | 0 | 518659 | ok
Total Administrative and General Expense |  | LBAG |  |  | 18718798 | 0 | 6623263.1208 | 0 | 0 | 4682646.1584 | 0 | 0 | 1253044.421 | 0 | 0 | 0 | 613087.3337 | 0 | 608593.2472 | 974265.1873 | 216134.0373 | 347380.0969 | 67257.3639 | 39294.0722 | 17936.7791 | 1261139.725 | 60200.6373 | 1695342.788 | 259213.0318 | 0 | 18718798 | ok
Total Operation and Maintenance Expenses |  | TLB |  |  | 71620263 |  | 25054344.6947 | 0 | 0 | 18293467.5845 | 0 | 0 | 4727874.421 | 0 | 0 | 0 | 2331241.5153 | 0 | 2278853.2556 | 3649291.2211 | 815682.8376 | 1311202.1917 | 225529.4555 | 131762.0882 | 57457.8785 | 4912729.7824 | 195057.2543 | 6623113.788 | 1012655.0318 | 0 | 71620263 | ok
Operation and Maintenance Expenses Less Purchase Power |  | LBLPP |  |  | 71620263 | 0 | 25054344.6947 | 0 | 0 | 18293467.5845 | 0 | 0 | 4727874.421 | 0 | 0 | 0 | 2331241.5153 | 0 | 2278853.2556 | 3649291.2211 | 815682.8376 | 1311202.1917 | 225529.4555 | 131762.0882 | 57457.8785 | 4912729.7824 | 195057.2543 | 6623113.788 | 1012655.0318 | 0 | 71620263 | ok
Other Expenses
Depreciation Expenses
Steam Production |  | DEPRTP | PPRTL |  | 61426634.3106 |  | 61426634.3106 | 0 | 0 | 0 | 0 | 0 | 0 | 0 | 0 | 0 | 0 | 0 | 0 | 0 | 0 | 0 | 0 | 0 | 0 | 0 | 0 | 0 | 0 | 0 | 61426634.3106 | ok
Hydraulic Production |  | DEPRDP1 | PPRTL |  | 4170843.4482 |  | 4170843.4482 | 0 | 0 | 0 | 0 | 0 | 0 | 0 | 0 | 0 | 0 | 0 | 0 | 0 | 0 | 0 | 0 | 0 | 0 | 0 | 0 | 0 | 0 | 0 | 4170843.4482 | ok
Other Production |  | DEPRDP2 | PPRTL |  | 16945219.5318 |  | 16945219.5318 | 0 | 0 | 0 | 0 | 0 | 0 | 0 | 0 | 0 | 0 | 0 | 0 | 0 | 0 | 0 | 0 | 0 | 0 | 0 | 0 | 0 | 0 | 0 | 16945219.5318 | ok
Transmission - Kentucky System Property |  | DEPRDP3 | PTRAN |  | 10730993.613 |  | 0 | 0 | 0 | 0 | 0 | 0 | 10730993.613 | 0 | 0 | 0 | 0 | 0 | 0 | 0 | 0 | 0 | 0 | 0 | 0 | 0 | 0 | 0 | 0 | 0 | 10730993.613 | ok
Transmission - Virginia Property |  | DEPRDP4 | PTRAN |  | 0 |  | 0 | 0 | 0 | 0 | 0 | 0 | 0 | 0 | 0 | 0 | 0 | 0 | 0 | 0 | 0 | 0 | 0 | 0 | 0 | 0 | 0 | 0 | 0 | 0 | 0 | ok
Distribution |  | DEPRDP5 | PDIST |  | 42526650.3476 |  | 0 | 0 | 0 | 0 | 0 | 0 | 0 | 0 | 0 | 0 | 5226114.5891 | 0 | 8075850.5099 | 12830528.7339 | 2346257.275 | 3754563.6844 | 3045291.1732 | 1779164.1601 | 1032086.5398 | 1153909.2039 | 3282884.4783 | 0 | 0 | 0 | 42526650.3476 | ok
General & Common Plant |  | DEPRDP6 | PGP |  | 8302105.9647 |  | 4518131.1677 | 0 | 0 | 0 | 0 | 0 | 921503.0365 | 0 | 0 | 0 | 351770.1325 | 0 | 543586.0534 | 863623.7717 | 157926.7386 | 252719.9399 | 204978.7584 | 119755.662 | 69469.816 | 77669.7079 | 220971.1801 | 0 | 0 | 0 | 8302105.9647 | ok
Intangible Plant |  | DEPRDP7 | PINT |  | 11697932.7841 |  | 6366191.2935 | 0 | 0 | 0 | 0 | 0 | 1298427.2456 | 0 | 0 | 0 | 495655.3654 | 0 | 765930.1317 | 1216873.5108 | 222523.8248 | 356090.4766 | 288821.6252 | 168739.5573 | 97885.1922 | 109439.1021 | 311355.4588 | 0 | 0 | 0 | 11697932.7841 | ok
Total Depreciation Expense |  | TDEPR |  |  | 155800380 |  | 93427019.7518 | 0 | 0 | 0 | 0 | 0 | 12950923.8951 | 0 | 0 | 0 | 6073540.087 | 0 | 9385366.695 | 14911026.0165 | 2726707.8383 | 4363374.101 | 3539091.5567 | 2067659.3794 | 1199441.548 | 1341018.0139 | 3815211.1171 | 0 | 0 | 0 | 155800380 | ok
Regulatory Credits
| Production | RCTNP | F017 |  | 0 |  | 0 | 0 | 0 | 0 | 0 | 0 | 0 | 0 | 0 | 0 | 0 | 0 | 0 | 0 | 0 | 0 | 0 | 0 | 0 | 0 | 0 | 0 | 0 | 0 | 0 | ok
| Transmission | RCTNT | PTRAN |  | 0 |  | 0 | 0 | 0 | 0 | 0 | 0 | 0 | 0 | 0 | 0 | 0 | 0 | 0 | 0 | 0 | 0 | 0 | 0 | 0 | 0 | 0 | 0 | 0 | 0 | 0 | ok
| Distribution | RDTND | PDIST |  | 0 |  | 0 | 0 | 0 | 0 | 0 | 0 | 0 | 0 | 0 | 0 | 0 | 0 | 0 | 0 | 0 | 0 | 0 | 0 | 0 | 0 | 0 | 0 | 0 | 0 | 0 | ok
| Common | RCTNC | PGP |  | 0 |  | 0 | 0 | 0 | 0 | 0 | 0 | 0 | 0 | 0 | 0 | 0 | 0 | 0 | 0 | 0 | 0 | 0 | 0 | 0 | 0 | 0 | 0 | 0 | 0 | 0 | ok
Total Regulatory Credits |  | TRCTN |  |  | 0 |  | 0 | 0 | 0 | 0 | 0 | 0 | 0 | 0 | 0 | 0 | 0 | 0 | 0 | 0 | 0 | 0 | 0 | 0 | 0 | 0 | 0 | 0 | 0 | 0 | 0 | ok
Accretion Expense
| Production | ACRTNP | F017 |  | 0 |  | 0 | 0 | 0 | 0 | 0 | 0 | 0 | 0 | 0 | 0 | 0 | 0 | 0 | 0 | 0 | 0 | 0 | 0 | 0 | 0 | 0 | 0 | 0 | 0 | 0 | ok
| Transmission | ACRTNT | PTRAN |  | 0 |  | 0 | 0 | 0 | 0 | 0 | 0 | 0 | 0 | 0 | 0 | 0 | 0 | 0 | 0 | 0 | 0 | 0 | 0 | 0 | 0 | 0 | 0 | 0 | 0 | 0 | ok
| Distribution | ACRTND | PDIST |  | 0 |  | 0 | 0 | 0 | 0 | 0 | 0 | 0 | 0 | 0 | 0 | 0 | 0 | 0 | 0 | 0 | 0 | 0 | 0 | 0 | 0 | 0 | 0 | 0 | 0 | 0 | ok
| Common | ACRTNC | PGP |  | 0 |  | 0 | 0 | 0 | 0 | 0 | 0 | 0 | 0 | 0 | 0 | 0 | 0 | 0 | 0 | 0 | 0 | 0 | 0 | 0 | 0 | 0 | 0 | 0 | 0 | 0 | ok
Total Accretion Expense |  | TACRTN |  |  | 0 |  | 0 | 0 | 0 | 0 | 0 | 0 | 0 | 0 | 0 | 0 | 0 | 0 | 0 | 0 | 0 | 0 | 0 | 0 | 0 | 0 | 0 | 0 | 0 | 0 | 0 | ok
Property Taxes & Other |  | PTAX | TUP |  | 34932925 |  | 18929494.8533 | 0 | 0 | 0 | 0 | 0 | 3912794.4541 | 0 | 0 | 0 | 1485822.3506 | 0 | 2296022.9791 | 3647812.5457 | 667057.9912 | 1067449.7362 | 865798.4076 | 505829.2981 | 293429.7024 | 328064.771 | 933347.9106 | 0 | 0 | 0 | 34932925 | ok
Amortization of Investment Tax Credit |  | OTAX | TUP |  | -1004120.6926 | 600157 | -544114.1125 | 0 | 0 | 0 | 0 | 0 | -112470.3379 | 0 | 0 | 0 | -42708.8475 | 0 | -65997.4561 | -104853.6319 | -19174.081 | -30683.041 | -24886.725 | -14539.6833 | -8434.4164 | -9429.9754 | -26828.3847 | 0 | 0 | 0 | -1004120.6926 | ok
Gain on Disposition of Allowances |  | OT | TUP |  | 0 | 600157 | 0 | 0 | 0 | 0 | 0 | 0 | 0 | 0 | 0 | 0 | 0 | 0 | 0 | 0 | 0 | 0 | 0 | 0 | 0 | 0 | 0 | 0 | 0 | 0 | 0 | ok
Interest |  | INTLTD | TUP |  | 81566017.278 |  | 44199090.2357 | 0 | 0 | 0 | 0 | 0 | 9136110.4188 | 0 | 0 | 0 | 3469294.699 | 0 | 5361058.3707 | 8517395.5839 | 1557535.2947 | 2492422.9398 | 2021580.7258 | 1181077.2007 | 685138.5098 | 766009.0524 | 2179304.2467 | 0 | 0 | 0 | 81566017.278 | ok
Other Deductions |  | DEDUCT | TUP |  | 0 |  | 0 | 0 | 0 | 0 | 0 | 0 | 0 | 0 | 0 | 0 | 0 | 0 | 0 | 0 | 0 | 0 | 0 | 0 | 0 | 0 | 0 | 0 | 0 | 0 | 0 | ok
Total Other Expenses |  | TOE |  |  | 271295201.5854 |  | 156011490.7283 | 0 | 0 | 0 | 0 | 0 | 25887358.4302 | 0 | 0 | 0 | 10985948.2892 | 0 | 16976450.5887 | 26971380.5141 | 4932127.0433 | 7892563.7359 | 6401583.9652 | 3740026.195 | 2169575.3437 | 2425661.8619 | 6901034.8898 | 0 | 0 | 0 | 271295201.5854 | ok
Total Cost of Service (O&M + Other Expenses) |  |  |  |  | 898587694.4521 | 0 | 263037673.8966 | 0 | 0 | 397325491.0464 | 0 | 0 | 55274489.147 | 0 | 0 | 0 | 18582097.585 | 0 | 29185293.1179 | 46544573.1018 | 9421212.4181 | 15112448.8787 | 7466106.4245 | 4361956.9398 | 2473447.7081 | 16930946.1959 | 8330014.0348 | 20743040.86 | 3798903.0976 | 0 | 898587694.4521 | ok
External Functional Vectors
Station Equipment |  | F001 |  |  | 1 |  | 0 | 0 | 0 | 0 | 0 | 0 | 0 | 0 | 0 | 0 | 1 | 0 | 0 | 0 | 0 | 0 | 0 | 0 | 0 | 0 | 0 | 0 | 0 | 0 | 1 | ok
Poles, Towers and Fixtures |  | F002 |  |  | 1 |  | 0 | 0 | 0 | 0 | 0 | 0 | 0 | 0 | 0 | 0 | 0 | 0 | 0.27102 | 0.43678 | 0.11188 | 0.18032 | 0 | 0 | 0 | 0 | 0 | 0 | 0 | 0 | 1 | ok
Overhead Conductors and Devices |  | F003 |  |  | 1 |  | 0 | 0 | 0 | 0 | 0 | 0 | 0 | 0 | 0 | 0 | 0 | 0 | 0.27102 | 0.43678 | 0.11188 | 0.18032 | 0 | 0 | 0 | 0 | 0 | 0 | 0 | 0 | 1 | ok
Underground Conductors and Devices |  | F004 |  |  | 1 |  | 0 | 0 | 0 | 0 | 0 | 0 | 0 | 0 | 0 | 0 | 0 | 0 | 0.34101 | 0.53249 | 0.049386 | 0.077114 | 0 | 0 | 0 | 0 | 0 | 0 | 0 | 0 | 1 | ok
Line Transformers |  | F005 |  |  | 1 |  | 0 | 0 | 0 | 0 | 0 | 0 | 0 | 0 | 0 | 0 | 0 | 0 | 0 | 0 | 0 | 0 | 0.63122 | 0.36878 | 0 | 0 | 0 | 0 | 0 | 0 | 1 | ok
Services |  | F006 |  |  | 1 |  | 0 | 0 | 0 | 0 | 0 | 0 | 0 | 0 | 0 | 0 | 0 | 0 | 0 | 0 | 0 | 0 | 0 | 0 | 1 | 0 | 0 | 0 | 0 | 0 | 1 | ok
Meters |  | F007 |  |  | 1 |  | 0 | 0 | 0 | 0 | 0 | 0 | 0 | 0 | 0 | 0 | 0 | 0 | 0 | 0 | 0 | 0 | 0 | 0 | 0 | 1 | 0 | 0 | 0 | 0 | 1 | ok
Street Lighting |  | F008 |  |  | 1 |  | 0 | 0 | 0 | 0 | 0 | 0 | 0 | 0 | 0 | 0 | 0 | 0 | 0 | 0 | 0 | 0 | 0 | 0 | 0 | 0 | 1 | 0 | 0 | 0 | 1 | ok
Meter Reading |  | F009 |  |  | 1 |  | 0 | 0 | 0 | 0 | 0 | 0 | 0 | 0 | 0 | 0 | 0 | 0 | 0 | 0 | 0 | 0 | 0 | 0 | 0 | 0 | 0 | 0 | 1 | 0 | 1 | ok
Billing |  | F010 |  |  | 1 |  | 0 | 0 | 0 | 0 | 0 | 0 | 0 | 0 | 0 | 0 | 0 | 0 | 0 | 0 | 0 | 0 | 0 | 0 | 0 | 0 | 0 | 0 | 1 | 0 | 1 | ok
Transmission |  | F011 |  |  | 1 |  | 0 | 0 | 0 | 0 | 0 | 0 | 1 | 0 | 0 | 0 | 0 | 0 | 0 | 0 | 0 | 0 | 0 | 0 | 0 | 0 | 0 | 0 | 0 | 0 | 1 | ok
Load Management |  | F012 |  |  | 1 |  | 0 | 0 | 0 | 0 | 0 | 0 | 0 | 0 | 0 | 0 | 0 | 0 | 0 | 0 | 0 | 0 | 0 | 0 | 0 | 0 | 0 | 0 | 0 | 1 | 1 | ok
Production Plant |  | F017 |  |  | 1 |  | 1 | 0 | 0 | 0 | 0 | 0 | 0 | 0 | 0 | 0 | 0 | 0 | 0 | 0 | 0 | 0 | 0 | 0 | 0 | 0 | 0 | 0 | 0 | 0 | 1 | ok
Provar |  | PROVAR |  |  | 1 |  | 0 | 0 | 0 | 1 | 0 | 0 | 0 | 0 | 0 | 0 | 0 | 0 | 0 | 0 | 0 | 0 | 0 | 0 | 0 | 0 | 0 | 0 | 0 | 0 | 1 | ok
Fuel |  | F018 |  |  | 1 |  | 0 | 0 | 0 | 1 | 0 | 0 | 0 | 0 | 0 | 0 | 0 | 0 | 0 | 0 | 0 | 0 | 0 | 0 | 0 | 0 | 0 | 0 | 0 | 0 | 1 | ok
Steam Generation Operation Labor |  | F019 |  |  | 13659905 |  | 12057880 | 0 | 0 | 1602025 | 0 | 0 | 0 | 0 | 0 | 0 | 0 | 0 | 0 | 0 | 0 | 0 | 0 | 0 | 0 | 0 | 0 | 0 | 0 | 0 | 13659905 | ok
PROFIX |  | PROFIX |  |  | 1 |  | 1 | 0 | 0 | 0 | 0 | 0 | 0 | 0 | 0 | 0 | 0 | 0 | 0 | 0 | 0 | 0 | 0 | 0 | 0 | 0 | 0 | 0 | 0 | 0 | 1 | ok
Steam Generation Maintenance Labor |  | F020 |  |  | 8071864 |  | 42980 | 0 | 0 | 8028884 | 0 | 0 | 0 | 0 | 0 | 0 | 0 | 0 | 0 | 0 | 0 | 0 | 0 | 0 | 0 | 0 | 0 | 0 | 0 | 0 | 8071864 | ok
Hydraulic Generation Operation Labor |  | F021 |  |  | 276115 |  | 276115 | 0 | 0 | 0 | 0 | 0 | 0 | 0 | 0 | 0 | 0 | 0 | 0 | 0 | 0 | 0 | 0 | 0 | 0 | 0 | 0 | 0 | 0 | 0 | 276115 | ok
Hydraulic Generation Maintenance Labor |  | F022 |  |  | 171213 |  | 71681 | 0 | 0 | 99532 | 0 | 0 | 0 | 0 | 0 | 0 | 0 | 0 | 0 | 0 | 0 | 0 | 0 | 0 | 0 | 0 | 0 | 0 | 0 | 0 | 171213 | ok
Distribution Operation Labor |  | F023 |  |  | 7896463 |  | 0 | 0 | 0 | 0 | 0 | 0 | 0 | 0 | 0 | 0 | 1206820.6993 | 0 | 905551.6746 | 1449416.8832 | 320347.3615 | 514836.9995 | 101980.4625 | 59580.5044 | 34562.4299 | 3193429.0174 | 109936.9678 | 0 | 0 | 0 | 7896463 | ok
Distribution Maintenance Labor |  | F024 |  |  | 2674151 |  | 0 | 0 | 0 | 0 | 0 | 0 | 0 | 0 | 0 | 0 | 338191 | 0 | 634788.8977 | 1017661.4107 | 233241.225 | 375121.4666 | 41660.4992 | 24339.5008 | 0 | 0 | 9147 | 0 | 0 | 0 | 2674151 | ok
Customer Accounts Expense |  | F025 |  |  | 1 |  | 0 | 0 | 0 | 0 | 0 | 0 | 0 | 0 | 0 | 0 | 0 | 0 | 0 | 0 | 0 | 0 | 0 | 0 | 0 | 0 | 0 | 1 | 0 | 0 | 1 | ok
Customer Service Expense |  | F026 |  |  | 1 |  | 0 | 0 | 0 | 0 | 0 | 0 | 0 | 0 | 0 | 0 | 0 | 0 | 0 | 0 | 0 | 0 | 0 | 0 | 0 | 0 | 0 | 0 | 1 | 0 | 1 | ok
Customer Advances |  | F027 |  |  | 987587203 | 0 | 0 | 0 | 0 | 0 | 0 | 0 | 0 | 0 | 0 | 0 | 0 | 0 | 295314085.0185 | 469181029.1309 | 85796885.3602 | 137295203.4904 | 0 | 0 | 0 | 0 | 0 | 0 | 0 | 0 | 987587203 | ok
Purchase Power Demand |  |  | F017 |  | 27272357.1528 |  | 27272357.1528 | 0 | 0 | 0 | 0 | 0 | 0 | 0 | 0 | 0 | 0 | 0 | 0 | 0 | 0 | 0 | 0 | 0 | 0 | 0 | 0 | 0 | 0 | 0 | 27272357.1528 | ok
Purchase Power Energy |  |  | F018 |  | 22555449.1438 |  | 0 | 0 | 0 | 22555449.1438 | 0 | 0 | 0 | 0 | 0 | 0 | 0 | 0 | 0 | 0 | 0 | 0 | 0 | 0 | 0 | 0 | 0 | 0 | 0 | 0 | 22555449.1438 | ok
Purchased Power Expenses |  | OMPP |  |  | 49827806.2966 |  | 27272357.1528 | 0 | 0 | 22555449.1438 | 0 | 0 | 0 | 0 | 0 | 0 | 0 | 0 | 0 | 0 | 0 | 0 | 0 | 0 | 0 | 0 | 0 | 0 | 0 | 0 | 49827806.2966 | ok
Intallations on Customer Premises - Plant in Service |  | F013 |  |  | 1 |  | 0 | 0 | 0 | 0 | 0 | 0 | 0 | 0 | 0 | 0 | 0 | 0 | 0 | 0 | 0 | 0 | 0 | 0 | 0 | 0 | 0 | 1 | 0 | 0 | 1 | ok
Intallations on Customer Premises - Accum Depr |  | F014 |  |  | 1 |  | 0 | 0 | 0 | 0 | 0 | 0 | 0 | 0 | 0 | 0 | 0 | 0 | 0 | 0 | 0 | 0 | 0 | 0 | 0 | 0 | 0 | 1 | 0 | 0 | 1 | ok
Generators -Energy |  | F015 |  |  | 1 |  | 0 | 0 | 0 | 0 | 0 | 1 | 0 | 0 | 0 | 0 | 0 | 0 | 0 | 0 | 0 | 0 | 0 | 0 | 0 | 0 | 0 | 0 | 0 | 0 | 1 | ok
Generators - Demand |  | F016 |  |  | 1 |  | 1 | 0 | 0 | 0 | 0 | 0 | 0 | 0 | 0 | 0 | 0 | 0 | 0 | 0 | 0 | 0 | 0 | 0 | 0 | 0 | 0 | 0 | 0 | 0 | 1 | ok
|  | Energy |  |  | 1 |  | 0 | 0 | 0 | 1 | 0 | 0 | 0 | 0 | 0 | 0 | 0 | 0 | 0 | 0 | 0 | 0 | 0 | 0 | 0 | 0 | 0 | 0 | 0 | 0 | 1 | ok
Internally Generated Functional Vectors
Total Prod, Trans, and Dist Plant |  |  | PT&D |  | 1 |  | 0.54422 | 0 | 0 | 0 | 0 | 0 | 0.111 | 0 | 0 | 0 | 0.042371 | 0 | 0.065476 | 0.10402 | 0.019022 | 0.03044 | 0.02469 | 0.014425 | 0.0083677 | 0.0093554 | 0.026616 | 0 | 0 | 0 | 1 | ok
Total Distribution Plant |  |  | PDIST |  | 1 |  | 0 | 0 | 0 | 0 | 0 | 0 | 0 | 0 | 0 | 0 | 0.12289 | 0 | 0.1899 | 0.30171 | 0.055171 | 0.088287 | 0.071609 | 0.041836 | 0.024269 | 0.027134 | 0.077196 | 0 | 0 | 0 | 1 | ok
Total Transmission Plant |  |  | PTRAN |  | 1 |  | 0 | 0 | 0 | 0 | 0 | 0 | 1 | 0 | 0 | 0 | 0 | 0 | 0 | 0 | 0 | 0 | 0 | 0 | 0 | 0 | 0 | 0 | 0 | 0 | 1 | ok
Operation and Maintenance Expenses Less Purchase Power |  |  | OMLPP |  | 1 |  | 0.13865 | 0 | 0 | 0.64873 | 0 | 0 | 0.050823 | 0 | 0 | 0 | 0.013137 | 0 | 0.021114 | 0.03385 | 0.0077635 | 0.012486 | 0.001841 | 0.0010756 | 0.00052552 | 0.025086 | 0.0024713 | 0.035873 | 0.0065699 | 0 | 1 | ok
Total Plant in Service |  |  | TPIS |  | 1 |  | 0.5439 | 0 | 0 | 0 | 0 | 0 | 0.11092 | 0 | 0 | 0 | 0.042419 | 0 | 0.06555 | 0.10414 | 0.019044 | 0.030475 | 0.024718 | 0.014441 | 0.0083772 | 0.009366 | 0.026646 | 0 | 0 | 0 | 1 | ok
Total Operation and Maintenance Expenses (Labor) |  |  | TLB |  | 1 |  | 0.34982 | 0 | 0 | 0.25542 | 0 | 0 | 0.066013 | 0 | 0 | 0 | 0.03255 | 0 | 0.031819 | 0.050953 | 0.011389 | 0.018308 | 0.003149 | 0.0018397 | 0.00080226 | 0.068594 | 0.0027235 | 0.092475 | 0.014139 | 0 | 1 | ok
Sub-Total Prod, Trans, Dist, Cust Acct and Cust Service |  |  | OMSUB2 |  | 1 |  | 0.14127 | 0 | 0 | 0.69294 | 0 | 0 | 0.043316 | 0 | 0 | 0 | 0.00895 | 0 | 0.017118 | 0.027465 | 0.006414 | 0.010319 | 0.0011456 | 0.00066928 | 0.00031899 | 0.017368 | 0.0018376 | 0.025784 | 0.0050893 | 0 | 1 | ok
Total Steam Power Operation Expenses (Labor) |  |  | LBSUB1 |  | 1 |  | 0.88272 | 0 | 0 | 0.11728 | 0 | 0 | 0 | 0 | 0 | 0 | 0 | 0 | 0 | 0 | 0 | 0 | 0 | 0 | 0 | 0 | 0 | 0 | 0 | 0 | 1 | ok
Total Steam Power Generation Maintenance Expense (Labor) |  |  | LBSUB2 |  | 1 |  | 0.0053247 | 0 | 0 | 0.99468 | 0 | 0 | 0 | 0 | 0 | 0 | 0 | 0 | 0 | 0 | 0 | 0 | 0 | 0 | 0 | 0 | 0 | 0 | 0 | 0 | 1 | ok
Total Hydraulic Power Operation Expenses (Labor) |  |  | LBSUB3 |  | 1 |  | 1 | 0 | 0 | 0 | 0 | 0 | 0 | 0 | 0 | 0 | 0 | 0 | 0 | 0 | 0 | 0 | 0 | 0 | 0 | 0 | 0 | 0 | 0 | 0 | 1 | ok
Total Hydraulic Power Generation Maint. Expense (Labor) |  |  | LBSUB4 |  | 1 |  | 0.41867 | 0 | 0 | 0.58133 | 0 | 0 | 0 | 0 | 0 | 0 | 0 | 0 | 0 | 0 | 0 | 0 | 0 | 0 | 0 | 0 | 0 | 0 | 0 | 0 | 1 | ok
Total Other Power Generation Expenses (Labor) |  |  | LBSUB5 |  | 1 |  | 1 | 0 | 0 | 0 | 0 | 0 | 0 | 0 | 0 | 0 | 0 | 0 | 0 | 0 | 0 | 0 | 0 | 0 | 0 | 0 | 0 | 0 | 0 | 0 | 1 | ok
Total Transmission Labor Expenses |  |  | LBTRAN |  | 1 |  | 0 | 0 | 0 | 0 | 0 | 0 | 1 | 0 | 0 | 0 | 0 | 0 | 0 | 0 | 0 | 0 | 0 | 0 | 0 | 0 | 0 | 0 | 0 | 0 | 1 | ok
Total Distribution Operation Labor Expense |  |  | LBDO |  | 1 |  | 0 | 0 | 0 | 0 | 0 | 0 | 0 | 0 | 0 | 0 | 0.15283 | 0 | 0.11468 | 0.18355 | 0.040568 | 0.065198 | 0.012915 | 0.0075452 | 0.004377 | 0.40441 | 0.013922 | 0 | 0 | 0 | 1 | ok
Total Distribution Maintenance Labor Expense |  |  | LBDM |  | 1 |  | 0 | 0 | 0 | 0 | 0 | 0 | 0 | 0 | 0 | 0 | 0.12647 | 0 | 0.23738 | 0.38055 | 0.087221 | 0.14028 | 0.015579 | 0.0091018 | 0 | 0 | 0.0034205 | 0 | 0 | 0 | 1 | ok
Sub-Total Labor Exp |  |  | LBSUB7 |  | 1 |  | 0.3484 | 0 | 0 | 0.25729 | 0 | 0 | 0.065685 | 0 | 0 | 0 | 0.032478 | 0 | 0.031573 | 0.050566 | 0.011333 | 0.018219 | 0.0029918 | 0.0017479 | 0.00074707 | 0.069026 | 0.0025492 | 0.09315 | 0.014242 | 0 | 1 | ok
Total General Plant |  |  | PGP |  | 1 |  | 0.54422 | 0 | 0 | 0 | 0 | 0 | 0.111 | 0 | 0 | 0 | 0.042371 | 0 | 0.065476 | 0.10402 | 0.019022 | 0.03044 | 0.02469 | 0.014425 | 0.0083677 | 0.0093554 | 0.026616 | 0 | 0 | 0 | 1 | ok
Total Production Plant |  |  | PPRTL |  | 1 |  | 1 | 0 | 0 | 0 | 0 | 0 | 0 | 0 | 0 | 0 | 0 | 0 | 0 | 0 | 0 | 0 | 0 | 0 | 0 | 0 | 0 | 0 | 0 | 0 | 1 | ok
Total Intangible Plant |  |  | PINT |  | 1 |  | 0.54422 | 0 | 0 | 0 | 0 | 0 | 0.111 | 0 | 0 | 0 | 0.042371 | 0 | 0.065476 | 0.10402 | 0.019022 | 0.03044 | 0.02469 | 0.014425 | 0.0083677 | 0.0093554 | 0.026616 | 0 | 0 | 0 | 1 | ok

## Subsidy Calcs
| Total | Residential | General Service | Rate PS | Rate PS | Rate TOD | Rate TOD | Rate RTS | Special Contract | Street Lighting | Street Lighting | Traffic Street Lighting | Outdoor Sports Lighting | Electric Vehicle Charging | Solar Share | Business Solar
| System | Rate RS | Rate GS | Primary | Secondary | Primary | Secondary | Transmission | Customer | Rate RLS, LS | Rate LE | Rate TLE | Rate OSL | Rate EV | Rate SSP | Rate BS
At Pro-Forma
Rate Base | 2548077150.5472 | 1351314600.1861 | 289216147.8056 | 14843224.6662 | 284720266.9643 | 244140052.9272 | 175675376.0252 | 93776074.9999 | 6947967.4686 | 85115755.2811 | 423936.0437 | 480662.9867 | 14546.9927 | 139008.77 | 1193920.19 | 75609.24
Net Operating Income | 171415400.396 | 37364046.8963 | 35965014.1563 | 1839883.7398 | 38469072.0501 | 24029493.2682 | 16018169.4478 | 11457035.3344 | 393163.2601 | 5710104.4222 | 42755.8683 | 68121.6042 | 3711.8356 | -10397.0302 | 59954.5244 | 5271.0186
Rate of Return | 6.727% | 2.765% | 12.44% | 12.4% | 13.51% | 9.843% | 9.118% | 12.22% | 5.659% | 6.709% | 10.09% | 14.17% | 25.52% | -7.479% | 5.022% | 6.971%
Index | 100 | 41.1017 | 184.8504 | 184.2574 | 200.8427 | 146.3081 | 135.5391 | 181.6113 | 84.1159 | 99.7233 | 149.9195 | 210.6721 | 379.296 | -111.1808 | 74.6465 | 103.6293
Subsidy | -3.084e-08 | -71615585.1926 | 22081323.7866 | 1125342.5053 | 25835178.2184 | 10172891.3768 | 5617801.6599 | 6886381.7011 | -99304.764 | -21188.4953 | 19042.2891 | 47866.0097 | 3655.8343 | -26414.6734 | -27237.1678 | 246.9118
At Proposed
Rate Base | 2548077150.5472 | 1351314600.1861 | 289216147.8056 | 14843224.6662 | 284720266.9643 | 244140052.9272 | 175675376.0252 | 93776074.9999 | 6947967.4686 | 85115755.2811 | 423936.0437 | 480662.9867 | 14546.9927 | 139008.77 | 1193920.19 | 75609.24
Net Operating Income | 197565805.3669 | 51226036.7164 | 39242712.66 | 2022017.3577 | 41799202.198 | 26344593.044 | 17532757.2908 | 12522424.076 | 466832.8771 | 6185286.8872 | 42752.3159 | 68113.0907 | 3915.0699 | 10773.1801 | 92528.8982 | 5859.7049
Rate of Return | 7.754% | 3.791% | 13.57% | 13.62% | 14.68% | 10.79% | 9.98% | 13.35% | 6.719% | 7.267% | 10.08% | 14.17% | 26.91% | 7.75% | 7.75% | 7.75%
Index | 100 | 48.8917 | 174.9997 | 175.6942 | 189.3435 | 139.1724 | 128.7182 | 172.2254 | 86.6572 | 93.724 | 130.0649 | 182.764 | 347.11 | 99.9545 | 99.9546 | 99.9543
Subsidy | -1.2589e-07 | -71623986.3922 | 22495338.4268 | 1165202.3887 | 26381038.1886 | 9918139.9813 | 5232140.2708 | 7024127.9391 | -96142.7599 | -553994.394 | 13218.1469 | 41256.5383 | 3727.9839 | -6.554 | -56.1843 | -3.5802
Tax Factor | 1.3376 | Schedule H-1

## Exhibit JTS-7
LOUISVILLE GAS AND ELECTRIC COMPANY
Electric Cost of Service Study Results
DoD/FEA 6 CP Allocator for Production and Transmission
Twelve Months Ended April 30, 2020
|  |  | Present |  |  | Proposed
|  |  | Rate of |  | Subsidy | Rate of |  | Subsidy
Line |  | Rate Class | Return | Index | (000) | Return | Index | (000)
|  |  | -1 | -2 | -3 | -4 | -5 | -6
1 | 1 | Residential - Rates RS, RTOD & VFD | 2.765% | 41.1017 | -71615.5852 | 3.791% | 48.8917 | -71623.9864
2 | 2 | General Service - Rate GS | 12.44% | 184.8504 | 22081.3238 | 13.57% | 174.9997 | 22495.3384
3 | 4 | Power Service - Rate PS - Secondary | 13.51% | 200.8427 | 25835.1782 | 14.68% | 189.3435 | 26381.0382
4 | 3 | Power Service - Rate PS - Primary | 12.4% | 184.2574 | 1125.3425 | 13.62% | 175.6942 | 1165.2024
5 | 6 | Time of Day Secondary - Rate TODS | 9.118% | 135.5391 | 5617.8017 | 9.98% | 128.7182 | 5232.1403
6 | 5 | Time of Day Primary - Rate TODP | 9.843% | 146.3081 | 10172.8914 | 10.79% | 139.1724 | 9918.14
7 | 7 | Retail Transmission Service - Rate RTS | 12.22% | 181.6113 | 6886.3817 | 13.35% | 172.2254 | 7024.1279
8 | 8 | Special Contract | 5.659% | 84.1159 | -99.3048 | 6.719% | 86.6572 | -96.1428
9 | 9 | Lighting and Restricted Lighting - Rates LS & RLS | 6.709% | 99.7233 | -21.1885 | 7.267% | 93.724 | -553.9944
10 | 10 | Lighting Energy Service - Rate LE | 10.09% | 149.9195 | 19.0423 | 10.08% | 130.0649 | 13.2181
11 | 11 | Traffic Energy Service - Rate TE | 14.17% | 210.6721 | 47.866 | 14.17% | 182.764 | 41.2565
12 | 12 | Outdoor Sports Lighting Service - Rate OSL | 25.52% | 379.296 | 3.6558 | 26.91% | 347.11 | 3.728
13 | 13 | Electric Vehicle Charging - Rate EV | -7.479% | -111.1808 | -26.4147 | 7.75% | 99.9545 | -0.006554
14 | 14 | Solar Share - Rate SSP | 5.022% | 74.6465 | -27.2372 | 7.75% | 99.9546 | -0.056184
15 | 15 | Business Solar - Rate BS | 6.971% | 103.6293 | 0.24691 | 7.75% | 99.9543 | -0.0035802
16 |  | Total System | 6.727% | 100 | -2.7713e-11 | 7.754% | 100 | -1.3734e-10

## Exhibit JTS-9
|  |  | 1 | 2 | 3 | 4 | 5 | 6 | 7 | 8 | 9 | 10 | 11 | 12 | 13 | 14 | 15 | 16 | 17 | 18 | 19 | 20 | 21 | 22 | 23 | 24 | 25
|  |  |  | Allocation | Total | Residential | General Service | Rate PS | Rate PS | Rate TOD | Rate TOD | Rate RTS | Special Contract | Street Lighting | Street Lighting | Traffic Street Lighting | Outdoor Sports Lighting | Electric Vehicle Charging | Solar Share | Business Solar | Not Used | Not Used | Not Used | Not Used | Not Used
Description |  | Ref | Name | Vector | System | Rate RS | Rate GS | Primary | Secondary | Primary | Secondary | Transmission | Customer | Rate RLS, LS | Rate LE | Rate TLE | Rate OSL | Rate EV | Rate SSP | Rate BS | [5 empty] | Total Check | Status
Plant in Service
Power Production Plant
Production Demand - LOLP |  | TUP | PLPPLOLP | GPLOLPDA | 2597891033.8555 | 1230193413.2248 | 293124915.5082 | 19026561.1718 | 353424012.9533 | 315921118.0251 | 224335841.9844 | 141043729.199 | 8712878.8879 | 9929308.7255 | 389995.9828 | 455817.1831 | 2110.9197 | 0 | 1241811.48 | 89518.61 | 0 | 0 | 0 | 0 | 0 | 2597891033.8555 | ok
Production Demand - Not Used |  | TUP | PLPPDI | GPLOLPDA | 0 | 0 | 0 | 0 | 0 | 0 | 0 | 0 | 0 | 0 | 0 | 0 | 0 | 0 | 0 | 0 | 0 | 0 | 0 | 0 | 0 | 0 | ok
Production Demand - Not Used |  | TUP | PLPPDP | GPLOLPDA | 0 | 0 | 0 | 0 | 0 | 0 | 0 | 0 | 0 | 0 | 0 | 0 | 0 | 0 | 0 | 0 | 0 | 0 | 0 | 0 | 0 | 0 | ok
Production Energy |  | TUP | PLPPEB | E01 | 0 | 0 | 0 | 0 | 0 | 0 | 0 | 0 | 0 | 0 | 0 | 0 | 0 | 0 | 0 | 0 | 0 | 0 | 0 | 0 | 0 | 0 | ok
Production Energy - Not Used |  | TPIS | PLPPEI | E01 | 0 | 0 | 0 | 0 | 0 | 0 | 0 | 0 | 0 | 0 | 0 | 0 | 0 | 0 | 0 | 0 | 0 | 0 | 0 | 0 | 0 | 0 | ok
Production Energy - Not Used |  | TPIS | PLPPEP | E01 | 0 | 0 | 0 | 0 | 0 | 0 | 0 | 0 | 0 | 0 | 0 | 0 | 0 | 0 | 0 | 0 | 0 | 0 | 0 | 0 | 0 | 0 | ok
Total Power Production Plant |  |  | PLPPT |  | 2597891033.8555 | 1230193413.2248 | 293124915.5082 | 19026561.1718 | 353424012.9533 | 315921118.0251 | 224335841.9844 | 141043729.199 | 8712878.8879 | 9929308.7255 | 389995.9828 | 455817.1831 | 2110.9197 | 0 | 1241811.48 | 89518.61 | 0 | 0 | 0 | 0 | 0 | 2597891033.8555 | ok
Transmission Plant
Transmission Demand |  | TUP | PLTRB | NCPT | 536993390.9211 | 254415768.4872 | 60621037.1801 | 3934874.8987 | 73091467.4804 | 65335509.9772 | 46394798.5935 | 29169192.721 | 1801906.7199 | 2053476.0492 | 80654.9008 | 94267.3548 | 436.5584 | 0 | 0 | 0 | 0 | 0 | 0 | 0 | 0 | 536993390.9211 | ok
Transmission Demand - Not Used |  | TUP | PLTRI | NCPT | 0 | 0 | 0 | 0 | 0 | 0 | 0 | 0 | 0 | 0 | 0 | 0 | 0 | 0 | 0 | 0 | 0 | 0 | 0 | 0 | 0 | 0 | ok
Transmission Demand - Not Used |  | TUP | PLTRP | NCPT | 0 | 0 | 0 | 0 | 0 | 0 | 0 | 0 | 0 | 0 | 0 | 0 | 0 | 0 | 0 | 0 | 0 | 0 | 0 | 0 | 0 | 0 | ok
Total Transmission Plant |  | TUP | PLTRT |  | 536993390.9211 | 254415768.4872 | 60621037.1801 | 3934874.8987 | 73091467.4804 | 65335509.9772 | 46394798.5935 | 29169192.721 | 1801906.7199 | 2053476.0492 | 80654.9008 | 94267.3548 | 436.5584 | 0 | 0 | 0 | 0 | 0 | 0 | 0 | 0 | 536993390.9211 | ok
Distribution Poles
Specific |  | TUP | PLDPS | NCPP | 0 | 0 | 0 | 0 | 0 | 0 | 0 | 0 | 0 | 0 | 0 | 0 | 0 | 0 | 0 | 0 | 0 | 0 | 0 | 0 | 0 | 0 | ok
Distribution Substation
General |  | TUP | PLDSG | NCPP | 203914821.4222 | 97787155.8723 | 27159790.1662 | 1658115.8482 | 28922679.7804 | 27078725.0961 | 18391623.727 | 0 | 910373.9568 | 1889756.7683 | 79834.9782 | 29827.4564 | 6937.7723 | 0 | 0 | 0 | 0 | 0 | 0 | 0 | 0 | 203914821.4222 | ok
Distribution Primary & Secondary Lines
Primary Specific |  | TUP | PLDPLS | NCPP | 0 | 0 | 0 | 0 | 0 | 0 | 0 | 0 | 0 | 0 | 0 | 0 | 0 | 0 | 0 | 0 | 0 | 0 | 0 | 0 | 0 | 0 | ok
Primary Demand |  | TUP | PLDPLD | NCPP | 315107062.1366 | 151109287.6266 | 41969689.2448 | 2562265.9989 | 44693860.854 | 41844420.3904 | 28420349.6348 | 0 | 1406789.6634 | 2920217.8599 | 123368.0085 | 46092.0011 | 10720.8541 | 0 | 0 | 0 | 0 | 0 | 0 | 0 | 0 | 315107062.1366 | ok
Primary Customer |  | TUP | PLDPLC | PCust08 | 500627173.5747 | 431482058.1629 | 53486431.2833 | 73372.7854 | 3369324.8928 | 149074.8656 | 505456.9663 | 15140.416 | 2329.2948 | 11412496.2175 | 20264.8645 | 110059.1781 | 1164.6474 | 0 | 0 | 0 | 0 | 0 | 0 | 0 | 0 | 500627173.5747 | ok
Secondary Demand |  | TUP | PLDSLD | SICD | 91547291.0295 | 67484136.4038 | 12214825.4058 | 0 | 11241524.7743 | 0 | 0 | 0 | 0 | 571539.7719 | 24145.3641 | 9021.0433 | 2098.2662 | 0 | 0 | 0 | 0 | 0 | 0 | 0 | 0 | 91547291.0295 | ok
Secondary Customer |  | TUP | PLDSLC | PCust07 | 146497205.5586 | 127253110.6116 | 15774270.6274 | 21639.1736 | 0 | 43965.3052 | 0 | 0 | 0 | 3365784.5466 | 5976.5337 | 32458.7605 | 0 | 0 | 0 | 0 | 0 | 0 | 0 | 0 | 0 | 146497205.5586 | ok
Total Distribution Primary & Secondary Lines |  |  | PLDLT |  | 1053778732.2994 | 777328592.8049 | 123445216.5613 | 2657277.958 | 59304710.5212 | 42037460.5612 | 28925806.6011 | 15140.416 | 1409118.9581 | 18270038.396 | 173754.7708 | 197630.983 | 13983.7677 | 0 | 0 | 0 | 0 | 0 | 0 | 0 | 0 | 1053778732.2994 | ok
Distribution Line Transformers
Demand |  | TUP | PLDLTD | SICDT | 118822500.9546 | 81207067.0978 | 14698715.8639 | 0 | 13527494.0939 | 0 | 8659025.4857 | 0 | 0 | 687762.6518 | 29055.3352 | 10855.4767 | 2524.9496 | 0 | 0 | 0 | 0 | 0 | 0 | 0 | 0 | 118822500.9546 | ok
Customer |  | TUP | PLDLTC | PCust09 | 69420204.2094 | 59860782.2611 | 7420330.8258 | 0 | 467436.4089 | 0 | 70123.5401 | 0 | 0 | 1583289.3586 | 2811.4046 | 15268.8353 | 161.575 | 0 | 0 | 0 | 0 | 0 | 0 | 0 | 0 | 69420204.2094 | ok
Total Distribution Line Transformers |  |  | PLDLTT |  | 188242705.164 | 141067849.3589 | 22119046.6897 | 0 | 13994930.5028 | 0 | 8729149.0257 | 0 | 0 | 2271052.0104 | 31866.7398 | 26124.312 | 2686.5246 | 0 | 0 | 0 | 0 | 0 | 0 | 0 | 0 | 188242705.164 | ok
Distribution Services
Customer |  | TUP | PLDSC | C02 | 40270403.3486 | 30873172.4334 | 7769476.938 | 0 | 1363036.2175 | 0 | 264246.7728 | 0 | 0 | 0 | 0 | 0 | 470.9869 | 0 | 0 | 0 | 0 | 0 | 0 | 0 | 0 | 40270403.3486 | ok
Distribution Meters
Customer |  | TUP | PLDMC | MGPA | 45023733.2622 | 31068911.7126 | 9363564.8657 | 317908.4614 | 2512091.6987 | 661331.9011 | 399135.0933 | 439250.1522 | 10319.8736 | 0 | 14587.9048 | 79227.4142 | 868.0345 | 156536.15 | 0 | 0 | 0 | 0 | 0 | 0 | 0 | 45023733.2622 | ok
Distribution Street & Customer Lighting
Customer |  | TUP | PLDSCL | PCust04 | 128093020.2965 | 0 | 0 | 0 | 0 | 0 | 0 | 0 | 0 | 128093020.2965 | 0 | 0 | 0 | 0 | 0 | 0 | 0 | 0 | 0 | 0 | 0 | 128093020.2965 | ok
Customer Accounts Expense
Customer |  | TUP | PLCAE | PCust05 | 0 | 0 | 0 | 0 | 0 | 0 | 0 | 0 | 0 | 0 | 0 | 0 | 0 | 0 | 0 | 0 | 0 | 0 | 0 | 0 | 0 | 0 | ok
Customer Service & Info.
Customer |  | TUP | PLCSI | PCust06 | 0 | 0 | 0 | 0 | 0 | 0 | 0 | 0 | 0 | 0 | 0 | 0 | 0 | 0 | 0 | 0 | 0 | 0 | 0 | 0 | 0 | 0 | ok
Sales Expense
Customer |  | TUP | PLSEC | PCust06 | 0 | 0 | 0 | 0 | 0 | 0 | 0 | 0 | 0 | 0 | 0 | 0 | 0 | 0 | 0 | 0 | 0 | 0 | 0 | 0 | 0 | 0 | ok
Total |  |  | PLT |  | 4794207840.5695 | 2562734863.894 | 543603047.9092 | 27594738.338 | 532612929.1543 | 451034145.5607 | 327440601.7979 | 170667312.4883 | 12844598.3964 | 162506652.2458 | 770695.2771 | 882894.7036 | 27494.5642 | 156536.15 | 1241811.48 | 89518.61 | 0 | 0 | 0 | 0 | 0 | 4794207840.5695 | ok
Net Utility Plant
Power Production Plant
Production Demand - LOLP |  | NTPLANT | UPPPLOLP | NPLOLPDA | 1596970884.8446 | 755983533.3148 | 180132332.8074 | 11692280.8941 | 217187583.0243 | 194141149.2582 | 137859787.4524 | 86674774.5562 | 5354274.2924 | 6101799.7763 | 239661.9408 | 280110.6565 | 1297.2111 | 0 | 1238111.51 | 84188.15 | 0 | 0 | 0 | 0 | 0 | 1596970884.8446 | ok
Production Demand - Not Used |  | NTPLANT | UPPPDI | NPLOLPDA | 0 | 0 | 0 | 0 | 0 | 0 | 0 | 0 | 0 | 0 | 0 | 0 | 0 | 0 | 0 | 0 | 0 | 0 | 0 | 0 | 0 | 0 | ok
Production Demand - Not Used |  | NTPLANT | UPPPDP | NPLOLPDA | 0 | 0 | 0 | 0 | 0 | 0 | 0 | 0 | 0 | 0 | 0 | 0 | 0 | 0 | 0 | 0 | 0 | 0 | 0 | 0 | 0 | 0 | ok
Production Energy |  | NTPLANT | UPPPEB | E01 | 0 | 0 | 0 | 0 | 0 | 0 | 0 | 0 | 0 | 0 | 0 | 0 | 0 | 0 | 0 | 0 | 0 | 0 | 0 | 0 | 0 | 0 | ok
Production Energy - Not Used |  | NTPLANT | UPPPEI | E01 | 0 | 0 | 0 | 0 | 0 | 0 | 0 | 0 | 0 | 0 | 0 | 0 | 0 | 0 | 0 | 0 | 0 | 0 | 0 | 0 | 0 | 0 | ok
Production Energy - Not Used |  | NTPLANT | UPPPEP | E01 | 0 | 0 | 0 | 0 | 0 | 0 | 0 | 0 | 0 | 0 | 0 | 0 | 0 | 0 | 0 | 0 | 0 | 0 | 0 | 0 | 0 | 0 | ok
Total Power Production Plant |  |  | UPPPT |  | 1596970884.8446 | 755983533.3148 | 180132332.8074 | 11692280.8941 | 217187583.0243 | 194141149.2582 | 137859787.4524 | 86674774.5562 | 5354274.2924 | 6101799.7763 | 239661.9408 | 280110.6565 | 1297.2111 | 0 | 1238111.51 | 84188.15 | 0 | 0 | 0 | 0 | 0 | 1596970884.8446 | ok
Transmission Plant
Transmission Demand |  | NTPLANT | UPTRB | NCPT | 356701756.0706 | 168997520.1292 | 40267963.7823 | 2613769.2009 | 48551537.5884 | 43399586.5437 | 30818081.5829 | 19375847.9018 | 1196929.6124 | 1364036.3647 | 53575.603 | 62617.7744 | 289.9871 | 0 | 0 | 0 | 0 | 0 | 0 | 0 | 0 | 356701756.0706 | ok
Transmission Demand - Not Used |  | NTPLANT | UPTRI | NCPT | 0 | 0 | 0 | 0 | 0 | 0 | 0 | 0 | 0 | 0 | 0 | 0 | 0 | 0 | 0 | 0 | 0 | 0 | 0 | 0 | 0 | 0 | ok
Transmission Demand - Not Used |  | NTPLANT | UPTRP | NCPT | 0 | 0 | 0 | 0 | 0 | 0 | 0 | 0 | 0 | 0 | 0 | 0 | 0 | 0 | 0 | 0 | 0 | 0 | 0 | 0 | 0 | 0 | ok
Total Transmission Plant |  |  | UPTRT |  | 356701756.0706 | 168997520.1292 | 40267963.7823 | 2613769.2009 | 48551537.5884 | 43399586.5437 | 30818081.5829 | 19375847.9018 | 1196929.6124 | 1364036.3647 | 53575.603 | 62617.7744 | 289.9871 | 0 | 0 | 0 | 0 | 0 | 0 | 0 | 0 | 356701756.0706 | ok
Distribution Poles
Specific |  | NTPLANT | UPDPS | NCPP | 0 | 0 | 0 | 0 | 0 | 0 | 0 | 0 | 0 | 0 | 0 | 0 | 0 | 0 | 0 | 0 | 0 | 0 | 0 | 0 | 0 | 0 | ok
Distribution Substation
General |  | NTPLANT | UPDSG | NCPP | 131796240.9756 | 63202760.2005 | 17554183.7745 | 1071689.8084 | 18693591.9979 | 17501788.9979 | 11887055.8587 | 0 | 588401.8854 | 1221406.2552 | 51599.7314 | 19278.3762 | 4484.0895 | 0 | 0 | 0 | 0 | 0 | 0 | 0 | 0 | 131796240.9756 | ok
Distribution Primary & Secondary Lines
Primary Specific |  | NTPLANT | UPDPLS | NCPP | 0 | 0 | 0 | 0 | 0 | 0 | 0 | 0 | 0 | 0 | 0 | 0 | 0 | 0 | 0 | 0 | 0 | 0 | 0 | 0 | 0 | 0 | ok
Primary Demand |  | NTPLANT | UPDPLD | NCPP | 203663107.9822 | 97666446.935 | 27126263.9901 | 1656069.062 | 28886977.4848 | 27045298.9871 | 18368921.0179 | 0 | 909250.1868 | 1887424.0434 | 79736.4295 | 29790.6373 | 6929.2083 | 0 | 0 | 0 | 0 | 0 | 0 | 0 | 0 | 203663107.9822 | ok
Primary Customer |  | NTPLANT | UPDPLC | PCust08 | 323570298.3591 | 278879744.58 | 34569878.4285 | 47423.0232 | 2177695.3357 | 96351.5392 | 326691.9377 | 9785.7032 | 1505.4928 | 7376237.2501 | 13097.7874 | 71134.5348 | 752.7464 | 0 | 0 | 0 | 0 | 0 | 0 | 0 | 0 | 323570298.3591 | ok
Secondary Demand |  | NTPLANT | UPDSLD | SICD | 59169749.1386 | 43617013.4249 | 7894806.5738 | 0 | 7265733.2986 | 0 | 0 | 0 | 0 | 369403.2292 | 15605.8701 | 5830.5698 | 1356.1721 | 0 | 0 | 0 | 0 | 0 | 0 | 0 | 0 | 59169749.1386 | ok
Secondary Customer |  | NTPLANT | UPDSLC | PCust07 | 94685520.51 | 82247487.0345 | 10195382.3578 | 13986.0444 | 0 | 28416.0902 | 0 | 0 | 0 | 2175407.1042 | 3862.8123 | 20979.0666 | 0 | 0 | 0 | 0 | 0 | 0 | 0 | 0 | 0 | 94685520.51 | ok
Total Distribution Primary & Secondary Lines |  |  | UPDLT |  | 681088675.9899 | 502410691.9745 | 79786331.3502 | 1717478.1296 | 38330406.1192 | 27170066.6165 | 18695612.9556 | 9785.7032 | 910755.6796 | 11808471.6269 | 112302.8993 | 127734.8085 | 9038.1269 | 0 | 0 | 0 | 0 | 0 | 0 | 0 | 0 | 681088675.9899 | ok
Distribution Line Transformers
Demand |  | NTPLANT | UPDLTD | SICDT | 76798532.1514 | 52486553.5006 | 9500219.1823 | 0 | 8743223.5625 | 0 | 5596586.857 | 0 | 0 | 444521.5485 | 18779.3311 | 7016.2189 | 1631.9504 | 0 | 0 | 0 | 0 | 0 | 0 | 0 | 0 | 76798532.1514 | ok
Customer |  | NTPLANT | UPDLTC | PCust09 | 44868351.8871 | 38689811.8972 | 4795981.4927 | 0 | 302118.1156 | 0 | 45322.9389 | 0 | 0 | 1023327.2128 | 1817.0948 | 9868.7044 | 104.4307 | 0 | 0 | 0 | 0 | 0 | 0 | 0 | 0 | 44868351.8871 | ok
Total Distribution Line Transformers |  |  | UPDLTT |  | 121666884.0385 | 91176365.3978 | 14296200.6751 | 0 | 9045341.678 | 0 | 5641909.7959 | 0 | 0 | 1467848.7613 | 20596.4259 | 16884.9233 | 1736.3811 | 0 | 0 | 0 | 0 | 0 | 0 | 0 | 0 | 121666884.0385 | ok
Distribution Services
Customer |  | NTPLANT | UPDSC | C02 | 26027964.7497 | 19954253.6699 | 5021645.0557 | 0 | 880971.0277 | 0 | 170790.5836 | 0 | 0 | 0 | 0 | 0 | 304.4129 | 0 | 0 | 0 | 0 | 0 | 0 | 0 | 0 | 26027964.7497 | ok
Distribution Meters
Customer |  | NTPLANT | UPDMC | MNPA | 29100183.8771 | 20055068.4322 | 6044207.016 | 205210.791 | 1621562.1388 | 426891.5711 | 257642.8065 | 283537.188 | 6661.507 | 0 | 9416.5329 | 51141.515 | 560.3186 | 138284.06 | 0 | 0 | 0 | 0 | 0 | 0 | 0 | 29100183.8771 | ok
Distribution Street & Customer Lighting
Customer |  | NTPLANT | UPDSCL | PCust04 | 82790345.7559 | 0 | 0 | 0 | 0 | 0 | 0 | 0 | 0 | 82790345.7559 | 0 | 0 | 0 | 0 | 0 | 0 | 0 | 0 | 0 | 0 | 0 | 82790345.7559 | ok
Customer Accounts Expense
Customer |  | NTPLANT | UPCAE | PCust05 | 0 | 0 | 0 | 0 | 0 | 0 | 0 | 0 | 0 | 0 | 0 | 0 | 0 | 0 | 0 | 0 | 0 | 0 | 0 | 0 | 0 | 0 | ok
Customer Service & Info.
Customer |  | NTPLANT | UPCSI | PCust06 | 0 | 0 | 0 | 0 | 0 | 0 | 0 | 0 | 0 | 0 | 0 | 0 | 0 | 0 | 0 | 0 | 0 | 0 | 0 | 0 | 0 | 0 | ok
Sales Expense
Customer |  | NTPLANT | UPSEC | PCust06 | 0 | 0 | 0 | 0 | 0 | 0 | 0 | 0 | 0 | 0 | 0 | 0 | 0 | 0 | 0 | 0 | 0 | 0 | 0 | 0 | 0 | 0 | ok
Total |  |  | UPT |  | 3026142936.3018 | 1621780193.1189 | 343102864.4611 | 17300428.8239 | 334310993.5744 | 282639482.9874 | 205330881.0355 | 106343945.3492 | 8057022.9768 | 104753908.5403 | 487153.1334 | 557768.0538 | 17710.5272 | 138284.06 | 1238111.51 | 84188.15 | 0 | 0 | 0 | 0 | 0 | 3026142936.3018 | ok
Net Cost Rate Base
Power Production Plant
Production Demand - LOLP |  | RB | RBPPLOLP | RBLOLPDA | 1309287569.1184 | 619710447.8169 | 147661799.1147 | 9584638.1694 | 178037494.7403 | 159145395.6926 | 113009274.4791 | 71050837.7334 | 4389116.3937 | 5001893.4345 | 196460.6399 | 229618.0971 | 1063.3767 | 0 | 1193920.19 | 75609.24 | 0 | 0 | 0 | 0 | 0 | 1309287569.1184 | ok
Production Demand - Not Used |  | RB | RBPPDI | NPLOLPDA | 0 | 0 | 0 | 0 | 0 | 0 | 0 | 0 | 0 | 0 | 0 | 0 | 0 | 0 | 0 | 0 | 0 | 0 | 0 | 0 | 0 | 0 | ok
Production Demand - Not Used |  | RB | RBPPDP | NPLOLPDA | 0 | 0 | 0 | 0 | 0 | 0 | 0 | 0 | 0 | 0 | 0 | 0 | 0 | 0 | 0 | 0 | 0 | 0 | 0 | 0 | 0 | 0 | ok
Production Energy |  | RB | RBPPEB | E01 | 74104270.9668 | 26129904.3636 | 8200795.0639 | 668440.7246 | 11139881.2366 | 12796371.984 | 7617247.6997 | 6498117.9214 | 357408.3035 | 649307.5112 | 25989.3208 | 20653.0434 | 153.7939 | 0 | 0 | 0 | 0 | 0 | 0 | 0 | 0 | 74104270.9668 | ok
Production Energy - Not Used |  | RB | RBPPEI | E01 | 0 | 0 | 0 | 0 | 0 | 0 | 0 | 0 | 0 | 0 | 0 | 0 | 0 | 0 | 0 | 0 | 0 | 0 | 0 | 0 | 0 | 0 | ok
Production Energy - Not Used |  | RB | RBPPEP | E01 | 0 | 0 | 0 | 0 | 0 | 0 | 0 | 0 | 0 | 0 | 0 | 0 | 0 | 0 | 0 | 0 | 0 | 0 | 0 | 0 | 0 | 0 | ok
Total Power Production Plant |  |  | RBPPT |  | 1383391840.0851 | 645840352.1805 | 155862594.1787 | 10253078.8941 | 189177375.9769 | 171941767.6766 | 120626522.1788 | 77548955.6548 | 4746524.6972 | 5651200.9457 | 222449.9607 | 250271.1405 | 1217.1706 | 0 | 1193920.19 | 75609.24 | 0 | 0 | 0 | 0 | 0 | 1383391840.0851 | ok
Transmission Plant
Transmission Demand |  | RB | RBTRB | NCPT | 293849584.2177 | 139219530.5424 | 33172599.2747 | 2153213.3774 | 39996576.6658 | 35752418.4954 | 25387821.3532 | 15961751.6676 | 986026.1772 | 1123688.1002 | 44135.3831 | 51584.2904 | 238.8903 | 0 | 0 | 0 | 0 | 0 | 0 | 0 | 0 | 293849584.2177 | ok
Transmission Demand - Not Used |  | RB | RBTRI | NCPT | 0 | 0 | 0 | 0 | 0 | 0 | 0 | 0 | 0 | 0 | 0 | 0 | 0 | 0 | 0 | 0 | 0 | 0 | 0 | 0 | 0 | 0 | ok
Transmission Demand - Not Used |  | RB | RBTRP | NCPT | 0 | 0 | 0 | 0 | 0 | 0 | 0 | 0 | 0 | 0 | 0 | 0 | 0 | 0 | 0 | 0 | 0 | 0 | 0 | 0 | 0 | 0 | ok
Total Transmission Plant |  |  | RBTRT |  | 293849584.2177 | 139219530.5424 | 33172599.2747 | 2153213.3774 | 39996576.6658 | 35752418.4954 | 25387821.3532 | 15961751.6676 | 986026.1772 | 1123688.1002 | 44135.3831 | 51584.2904 | 238.8903 | 0 | 0 | 0 | 0 | 0 | 0 | 0 | 0 | 293849584.2177 | ok
Distribution Poles
Specific |  | RB | RBDPS | NCPP | 0 | 0 | 0 | 0 | 0 | 0 | 0 | 0 | 0 | 0 | 0 | 0 | 0 | 0 | 0 | 0 | 0 | 0 | 0 | 0 | 0 | 0 | ok
Distribution Substation
General |  | RB | RBDSG | NCPP | 107040890.2501 | 51331355.6444 | 14256973.0739 | 870393.8011 | 15182365.708 | 14214419.6332 | 9654304.4942 | 0 | 477882.079 | 991988.9365 | 41907.7293 | 15657.3096 | 3641.8408 | 0 | 0 | 0 | 0 | 0 | 0 | 0 | 0 | 107040890.2501 | ok
Distribution Primary & Secondary Lines
Primary Specific |  | RB | RBDPLS | NCPP | 0 | 0 | 0 | 0 | 0 | 0 | 0 | 0 | 0 | 0 | 0 | 0 | 0 | 0 | 0 | 0 | 0 | 0 | 0 | 0 | 0 | 0 | ok
Primary Demand |  | RB | RBDPLD | NCPP | 163569496.8223 | 78439594.3863 | 21786122.1676 | 1330051.308 | 23200217.3527 | 21721096.1305 | 14752770.8765 | 0 | 730252.9998 | 1515861.1893 | 64039.3235 | 23925.9805 | 5565.1076 | 0 | 0 | 0 | 0 | 0 | 0 | 0 | 0 | 163569496.8223 | ok
Primary Customer |  | RB | RBDPLC | PCust08 | 259906308.5206 | 224008833.0188 | 27768090.9958 | 38092.3186 | 1749223.4567 | 77393.9172 | 262413.7505 | 7860.3197 | 1209.28 | 5924927.6097 | 10520.7356 | 57138.4779 | 604.64 | 0 | 0 | 0 | 0 | 0 | 0 | 0 | 0 | 259906308.5206 | ok
Secondary Demand |  | RB | RBDSLD | SICD | 47707557.4943 | 35167652.4912 | 6365447.6149 | 0 | 5858236.5842 | 0 | 0 | 0 | 0 | 297843.5104 | 12582.7464 | 4701.0888 | 1093.4584 | 0 | 0 | 0 | 0 | 0 | 0 | 0 | 0 | 47707557.4943 | ok
Secondary Customer |  | RB | RBDSLC | PCust07 | 76350486.5243 | 66320970.901 | 8221134.5423 | 11277.7676 | 0 | 22913.5595 | 0 | 0 | 0 | 1754158.2905 | 3114.812 | 16916.6514 | 0 | 0 | 0 | 0 | 0 | 0 | 0 | 0 | 0 | 76350486.5243 | ok
Total Distribution Primary & Secondary Lines |  |  | RBDLT |  | 547533849.3615 | 403937050.7973 | 64140795.3205 | 1379421.3942 | 30807677.3937 | 21821403.6073 | 15015184.6271 | 7860.3197 | 731462.2797 | 9492790.5999 | 90257.6175 | 102682.1986 | 7263.206 | 0 | 0 | 0 | 0 | 0 | 0 | 0 | 0 | 547533849.3615 | ok
Distribution Line Transformers
Demand |  | RB | RBDLTD | SICDT | 61709302.5138 | 42174095.2222 | 7633634.173 | 0 | 7025371.6138 | 0 | 4496980.1079 | 0 | 0 | 357182.7995 | 15089.6038 | 5637.6855 | 1311.3079 | 0 | 0 | 0 | 0 | 0 | 0 | 0 | 0 | 61709302.5138 | ok
Customer |  | RB | RBDLTC | PCust09 | 36052703.3829 | 31088111.1876 | 3853676.1641 | 0 | 242758.5224 | 0 | 36417.974 | 0 | 0 | 822265.8269 | 1460.0755 | 7929.7201 | 83.9124 | 0 | 0 | 0 | 0 | 0 | 0 | 0 | 0 | 36052703.3829 | ok
Total Distribution Line Transformers |  |  | RBDLTT |  | 97762005.8967 | 73262206.4098 | 11487310.3371 | 0 | 7268130.1363 | 0 | 4533398.0819 | 0 | 0 | 1179448.6264 | 16549.6793 | 13567.4057 | 1395.2203 | 0 | 0 | 0 | 0 | 0 | 0 | 0 | 0 | 97762005.8967 | ok
Distribution Services
Customer |  | RB | RBDSC | C02 | 20902797.6465 | 16025061.1471 | 4032832.8189 | 0 | 707499.0035 | 0 | 137160.206 | 0 | 0 | 0 | 0 | 0 | 244.471 | 0 | 0 | 0 | 0 | 0 | 0 | 0 | 0 | 20902797.6465 | ok
Distribution Meters
Customer |  | RB | RBDMC | MRBA | 26168471.3724 | 18024461.6908 | 5432221.6939 | 184432.8806 | 1457376.4606 | 383668.1383 | 231556.0733 | 254828.6086 | 5987.0191 | 0 | 8463.0944 | 45963.3574 | 503.5855 | 139008.77 | 0 | 0 | 0 | 0 | 0 | 0 | 0 | 26168471.3724 | ok
Distribution Street & Customer Lighting
Customer |  | RB | RBDSCL | PCust04 | 66579447.1237 | 0 | 0 | 0 | 0 | 0 | 0 | 0 | 0 | 66579447.1237 | 0 | 0 | 0 | 0 | 0 | 0 | 0 | 0 | 0 | 0 | 0 | 66579447.1237 | ok
Customer Accounts Expense
Customer |  | RB | RBCAE | PCust05 | 4097790.7348 | 3027761.1012 | 750641.3443 | 2574.328 | 118214.7746 | 26151.9031 | 88671.2965 | 2656.0527 | 81.7247 | 80082.8481 | 142.201 | 772.2984 | 40.8623 | 0 | 0 | 0 | 0 | 0 | 0 | 0 | 0 | 4097790.7348 | ok
Customer Service & Info.
Customer |  | RB | RBCSI | PCust06 | 750473.8587 | 646820.6726 | 80179.7637 | 109.9907 | 5050.845 | 223.4733 | 757.714 | 22.6965 | 3.4918 | 17108.1007 | 30.3784 | 164.9861 | 1.7459 | 0 | 0 | 0 | 0 | 0 | 0 | 0 | 0 | 750473.8587 | ok
Sales Expense
Customer |  | RB | RBSEC | PCust06 | 0 | 0 | 0 | 0 | 0 | 0 | 0 | 0 | 0 | 0 | 0 | 0 | 0 | 0 | 0 | 0 | 0 | 0 | 0 | 0 | 0 | 0 | ok
Total |  |  | RBT |  | 2548077150.5472 | 1351314600.1861 | 289216147.8056 | 14843224.6662 | 284720266.9643 | 244140052.9272 | 175675376.0252 | 93776074.9999 | 6947967.4686 | 85115755.2811 | 423936.0437 | 480662.9867 | 14546.9927 | 139008.77 | 1193920.19 | 75609.24 | 0 | 0 | 0 | 0 | 0 | 2548077150.5472 | ok
Operation and Maintenance Expenses
Power Production Plant
Production Demand - LOLP |  | TOM | OMPPLOLP | POMLOLPDA | 107026183.1682 | 50681249.2531 | 12076098.5594 | 783852.2616 | 14560288.0815 | 13015251.7115 | 9242140.79 | 5810689.8625 | 358951.3502 | 409065.5705 | 16066.9724 | 18778.6603 | 86.9652 | 0 | 53663.13 | 0 | 0 | 0 | 0 | 0 | 0 | 107026183.1682 | ok
Production Demand - Not Used |  | TOM | OMPPDI | POMLOLPDA | 0 | 0 | 0 | 0 | 0 | 0 | 0 | 0 | 0 | 0 | 0 | 0 | 0 | 0 | 0 | 0 | 0 | 0 | 0 | 0 | 0 | 0 | ok
Production Demand - Not Used |  | TOM | OMPPDP | POMLOLPDA | 0 | 0 | 0 | 0 | 0 | 0 | 0 | 0 | 0 | 0 | 0 | 0 | 0 | 0 | 0 | 0 | 0 | 0 | 0 | 0 | 0 | 0 | ok
Production Energy |  | TOM | OMPPEB | E01 | 397325491.0464 | 140100927.3397 | 43970271.6622 | 3583984.2384 | 59728794.6404 | 68610414.9711 | 40841460.8663 | 34841013.3495 | 1916319.0977 | 3481397.5275 | 139347.1594 | 110735.596 | 824.5982 | 0 | 0 | 0 | 0 | 0 | 0 | 0 | 0 | 397325491.0464 | ok
Production Energy - Not Used |  | TOM | OMPPEI | E01 | 0 | 0 | 0 | 0 | 0 | 0 | 0 | 0 | 0 | 0 | 0 | 0 | 0 | 0 | 0 | 0 | 0 | 0 | 0 | 0 | 0 | 0 | ok
Production Energy - Not Used |  | TOM | OMPPEP | E01 | 0 | 0 | 0 | 0 | 0 | 0 | 0 | 0 | 0 | 0 | 0 | 0 | 0 | 0 | 0 | 0 | 0 | 0 | 0 | 0 | 0 | 0 | ok
Total Power Production Plant |  |  | OMPPT |  | 504351674.2146 | 190782176.5928 | 56046370.2216 | 4367836.5001 | 74289082.7219 | 81625666.6826 | 50083601.6563 | 40651703.212 | 2275270.4478 | 3890463.098 | 155414.1318 | 129514.2564 | 911.5634 | 0 | 53663.13 | 0 | 0 | 0 | 0 | 0 | 0 | 504351674.2146 | ok
Transmission Plant
Transmission Demand |  | TOM | OMTRB | NCPT | 29387130.7168 | 13922982.2403 | 3317505.1573 | 215337.2555 | 3999953.3429 | 3575506.1508 | 2538969.8158 | 1596293.1647 | 98609.907 | 112377.1169 | 4413.8646 | 5158.8104 | 23.8908 | 0 | 0 | 0 | 0 | 0 | 0 | 0 | 0 | 29387130.7168 | ok
Transmission Demand - Not Used |  | TOM | OMTRI | NCPT | 0 | 0 | 0 | 0 | 0 | 0 | 0 | 0 | 0 | 0 | 0 | 0 | 0 | 0 | 0 | 0 | 0 | 0 | 0 | 0 | 0 | 0 | ok
Transmission Demand - Not Used |  | TOM | OMTRP | NCPT | 0 | 0 | 0 | 0 | 0 | 0 | 0 | 0 | 0 | 0 | 0 | 0 | 0 | 0 | 0 | 0 | 0 | 0 | 0 | 0 | 0 | 0 | ok
Total Transmission Plant |  |  | OMTRT |  | 29387130.7168 | 13922982.2403 | 3317505.1573 | 215337.2555 | 3999953.3429 | 3575506.1508 | 2538969.8158 | 1596293.1647 | 98609.907 | 112377.1169 | 4413.8646 | 5158.8104 | 23.8908 | 0 | 0 | 0 | 0 | 0 | 0 | 0 | 0 | 29387130.7168 | ok
Distribution Poles
Specific |  | TOM | OMDPS | NCPP | 0 | 0 | 0 | 0 | 0 | 0 | 0 | 0 | 0 | 0 | 0 | 0 | 0 | 0 | 0 | 0 | 0 | 0 | 0 | 0 | 0 | 0 | ok
Distribution Substation
General |  | TOM | OMDSG | NCPP | 7596149.2958 | 3642726.0659 | 1011745.0978 | 61767.4353 | 1077415.5214 | 1008725.2959 | 685117.0437 | 0 | 33912.8683 | 70396.4256 | 2973.9791 | 1111.1199 | 258.443 | 0 | 0 | 0 | 0 | 0 | 0 | 0 | 0 | 7596149.2958 | ok
Distribution Primary & Secondary Lines
Primary Specific |  | TOM | OMDPLS | NCPP | 0 | 0 | 0 | 0 | 0 | 0 | 0 | 0 | 0 | 0 | 0 | 0 | 0 | 0 | 0 | 0 | 0 | 0 | 0 | 0 | 0 | 0 | ok
Primary Demand |  | TOM | OMDPLD | NCPP | 12208842.5291 | 5854738.6555 | 1626118.1946 | 99275.1539 | 1731666.3914 | 1621264.6451 | 1101148.1969 | 0 | 54506.1521 | 113144.0208 | 4779.9011 | 1785.8374 | 415.3802 | 0 | 0 | 0 | 0 | 0 | 0 | 0 | 0 | 12208842.5291 | ok
Primary Customer |  | TOM | OMDPLC | Cust08 | 19573192.5876 | 16827539.301 | 2085644.128 | 2860.7427 | 131412.5288 | 5819.8707 | 19730.0428 | 0 | 90.8172 | 494403.9435 | 877.8999 | 4767.9045 | 45.4086 | 0 | 0 | 0 | 0 | 0 | 0 | 0 | 0 | 19573192.5876 | ok
Secondary Demand |  | TOM | OMDSLD | SICD | 4489085.3748 | 3309131.7761 | 598962.4976 | 0 | 551236.0212 | 0 | 0 | 0 | 0 | 28025.852 | 1183.9848 | 442.3532 | 102.89 | 0 | 0 | 0 | 0 | 0 | 0 | 0 | 0 | 4489085.3748 | ok
Secondary Customer |  | TOM | OMDSLC | Cust07 | 7219885.1428 | 6258251.7751 | 775662.1947 | 0 | 0 | 0 | 0 | 0 | 0 | 183871.4682 | 326.4957 | 1773.2091 | 0 | 0 | 0 | 0 | 0 | 0 | 0 | 0 | 0 | 7219885.1428 | ok
Total Distribution Primary & Secondary Lines |  |  | OMDLT |  | 43491005.6343 | 32249661.5077 | 5086387.0149 | 102135.8966 | 2414314.9414 | 1627084.5158 | 1120878.2397 | 0 | 54596.9694 | 819445.2845 | 7168.2814 | 8769.3042 | 563.6787 | 0 | 0 | 0 | 0 | 0 | 0 | 0 | 0 | 43491005.6343 | ok
Distribution Line Transformers
Demand |  | TOM | OMDLTD | SICDT | 1064522.4594 | 727528.4234 | 131684.7654 | 0 | 121191.8716 | 0 | 77575.6025 | 0 | 0 | 6161.6174 | 260.3047 | 97.2535 | 22.6208 | 0 | 0 | 0 | 0 | 0 | 0 | 0 | 0 | 1064522.4594 | ok
Customer |  | TOM | OMDLTC | Cust09 | 621930.7448 | 534928.3767 | 66300.2598 | 0 | 4177.4552 | 0 | 627.1957 | 0 | 0 | 15716.5403 | 27.9074 | 151.5663 | 1.4435 | 0 | 0 | 0 | 0 | 0 | 0 | 0 | 0 | 621930.7448 | ok
Total Distribution Line Transformers |  |  | OMDLTT |  | 1686453.2041 | 1262456.8001 | 197985.0252 | 0 | 125369.3268 | 0 | 78202.7982 | 0 | 0 | 21878.1577 | 288.2122 | 248.8197 | 24.0643 | 0 | 0 | 0 | 0 | 0 | 0 | 0 | 0 | 1686453.2041 | ok
Distribution Services
Customer |  | TOM | OMDSC | C02 | 303872.3644 | 232962.7499 | 58626.9104 | 0 | 10285.1972 | 0 | 1993.953 | 0 | 0 | 0 | 0 | 0 | 3.554 | 0 | 0 | 0 | 0 | 0 | 0 | 0 | 0 | 303872.3644 | ok
Distribution Meters
Customer |  | TOM | OMDMC | MOMA | 14505284.334 | 10038543.3009 | 3025421.4317 | 102718.0445 | 811671.2142 | 213680.1246 | 128962.8344 | 141924.2397 | 3334.4103 | 0 | 4713.4356 | 25598.8313 | 280.4669 | 8436 | 0 | 0 | 0 | 0 | 0 | 0 | 0 | 14505284.334 | ok
Distribution Street & Customer Lighting
Customer |  | TOM | OMDSCL | C04 | 1428979.145 | 0 | 0 | 0 | 0 | 0 | 0 | 0 | 0 | 1428979.145 | 0 | 0 | 0 | 0 | 0 | 0 | 0 | 0 | 0 | 0 | 0 | 1428979.145 | ok
Customer Accounts Expense
Customer |  | TOM | OMCAE | C05 | 20743040.86 | 15293014.0536 | 3790903.0417 | 12999.3391 | 597144.245 | 132228.7274 | 448270.8612 | 13412.0166 | 412.6774 | 449318.6033 | 797.843 | 4333.113 | 206.3387 | 0 | 0 | 0 | 0 | 0 | 0 | 0 | 0 | 20743040.86 | ok
Customer Service & Info.
Customer |  | TOM | OMCSI | C05 | 3798903.0976 | 2800779.2518 | 694270.1123 | 2380.7131 | 109361.6475 | 24216.5132 | 82096.8138 | 2456.2913 | 75.5782 | 82288.6984 | 146.1178 | 793.571 | 37.7891 | 0 | 0 | 0 | 0 | 0 | 0 | 0 | 0 | 3798903.0976 | ok
Sales Expense
Customer |  | TOM | OMSEC | C06 | 0 | 0 | 0 | 0 | 0 | 0 | 0 | 0 | 0 | 0 | 0 | 0 | 0 | 0 | 0 | 0 | 0 | 0 | 0 | 0 | 0 | 0 | ok
Total |  |  | OMT |  | 627292492.8667 | 270225302.5629 | 73229214.0128 | 4865175.1841 | 83434598.1581 | 88207108.0101 | 55168094.0162 | 42405788.9243 | 2466212.8584 | 6875146.5295 | 175915.8655 | 175527.8259 | 2309.7889 | 8436 | 53663.13 | 0 | 0 | 0 | 0 | 0 | 0 | 627292492.8667 | ok
Labor Expenses
Power Production Plant
Production Demand - LOLP |  | TLB | LBPPLOLP | LOLP | 25054344.6947 | 11870202.6267 | 2828378.1271 | 183588.3154 | 3410207.3721 | 3048339.9153 | 2164628.6447 | 1360938.5539 | 84071.0385 | 95808.4357 | 3763.0923 | 4398.2046 | 20.3684 | 0 | 0 | 0 | 0 | 0 | 0 | 0 | 0 | 25054344.6947 | ok
Production Demand - Not Used |  | TLB | LBPPDI | POMLOLPDA | 0 | 0 | 0 | 0 | 0 | 0 | 0 | 0 | 0 | 0 | 0 | 0 | 0 | 0 | 0 | 0 | 0 | 0 | 0 | 0 | 0 | 0 | ok
Production Demand - Not Used |  | TLB | LBPPDP | POMLOLPDA | 0 | 0 | 0 | 0 | 0 | 0 | 0 | 0 | 0 | 0 | 0 | 0 | 0 | 0 | 0 | 0 | 0 | 0 | 0 | 0 | 0 | 0 | ok
Production Energy |  | TLB | LBPPEB | E01 | 18293467.5845 | 6450458.9577 | 2024457.9255 | 165012.0643 | 2750004.1987 | 3158927.455 | 1880402.736 | 1604133.0413 | 88230.2346 | 160288.8167 | 6415.7543 | 5098.4346 | 37.9657 | 0 | 0 | 0 | 0 | 0 | 0 | 0 | 0 | 18293467.5845 | ok
Production Energy - Not Used |  | TLB | LBPPEI | E01 | 0 | 0 | 0 | 0 | 0 | 0 | 0 | 0 | 0 | 0 | 0 | 0 | 0 | 0 | 0 | 0 | 0 | 0 | 0 | 0 | 0 | 0 | ok
Production Energy - Not Used |  | TLB | LBPPEP | E01 | 0 | 0 | 0 | 0 | 0 | 0 | 0 | 0 | 0 | 0 | 0 | 0 | 0 | 0 | 0 | 0 | 0 | 0 | 0 | 0 | 0 | 0 | ok
Total Power Production Plant |  |  | LBPPT |  | 43347812.2792 | 18320661.5845 | 4852836.0525 | 348600.3798 | 6160211.5708 | 6207267.3702 | 4045031.3807 | 2965071.5952 | 172301.2732 | 256097.2524 | 10178.8466 | 9496.6392 | 58.3341 | 0 | 0 | 0 | 0 | 0 | 0 | 0 | 0 | 43347812.2792 | ok
Transmission Plant
Transmission Demand |  | TLB | LBTRB | NCPT | 4727874.421 | 2239963.8887 | 533728.4516 | 34643.9913 | 643522.407 | 575236.2908 | 408475.7564 | 256815.6005 | 15864.6062 | 18079.5091 | 710.1135 | 829.9622 | 3.8436 | 0 | 0 | 0 | 0 | 0 | 0 | 0 | 0 | 4727874.421 | ok
Transmission Demand - Not Used |  | TLB | LBTRI | NCPT | 0 | 0 | 0 | 0 | 0 | 0 | 0 | 0 | 0 | 0 | 0 | 0 | 0 | 0 | 0 | 0 | 0 | 0 | 0 | 0 | 0 | 0 | ok
Transmission Demand - Not Used |  | TLB | LBTRP | NCPT | 0 | 0 | 0 | 0 | 0 | 0 | 0 | 0 | 0 | 0 | 0 | 0 | 0 | 0 | 0 | 0 | 0 | 0 | 0 | 0 | 0 | 0 | ok
Total Transmission Plant |  |  | LBTRT |  | 4727874.421 | 2239963.8887 | 533728.4516 | 34643.9913 | 643522.407 | 575236.2908 | 408475.7564 | 256815.6005 | 15864.6062 | 18079.5091 | 710.1135 | 829.9622 | 3.8436 | 0 | 0 | 0 | 0 | 0 | 0 | 0 | 0 | 4727874.421 | ok
Distribution Poles
Specific |  | TLB | LBDPS | NCPP | 0 | 0 | 0 | 0 | 0 | 0 | 0 | 0 | 0 | 0 | 0 | 0 | 0 | 0 | 0 | 0 | 0 | 0 | 0 | 0 | 0 | 0 | ok
Distribution Substation
General |  | TLB | LBDSG | NCPP | 2331241.5153 | 1117944.6194 | 310502.3457 | 18956.2901 | 330656.4543 | 309575.5752 | 210260.9142 | 0 | 10407.7847 | 21604.5082 | 912.7076 | 341.0002 | 79.3156 | 0 | 0 | 0 | 0 | 0 | 0 | 0 | 0 | 2331241.5153 | ok
Distribution Primary & Secondary Lines
Primary Specific |  | TLB | LBDPLS | NCPP | 0 | 0 | 0 | 0 | 0 | 0 | 0 | 0 | 0 | 0 | 0 | 0 | 0 | 0 | 0 | 0 | 0 | 0 | 0 | 0 | 0 | 0 | ok
Primary Demand |  | TLB | LBDPLD | NCPP | 2278853.2556 | 1092821.8801 | 303524.6571 | 18530.2994 | 323225.8573 | 302618.7131 | 205535.8768 | 0 | 10173.8983 | 21119.0061 | 892.197 | 333.3372 | 77.5332 | 0 | 0 | 0 | 0 | 0 | 0 | 0 | 0 | 2278853.2556 | ok
Primary Customer |  | TLB | LBDPLC | Cust08 | 3649291.2211 | 3137382.477 | 388854.4382 | 533.3664 | 24500.9896 | 1085.0761 | 3678.5349 | 0 | 16.9323 | 92178.318 | 163.6786 | 888.944 | 8.4661 | 0 | 0 | 0 | 0 | 0 | 0 | 0 | 0 | 3649291.2211 | ok
Secondary Demand |  | TLB | LBDSLD | SICD | 815682.8376 | 601281.0565 | 108833.624 | 0 | 100161.5528 | 0 | 0 | 0 | 0 | 5092.3974 | 215.1343 | 80.3771 | 18.6955 | 0 | 0 | 0 | 0 | 0 | 0 | 0 | 0 | 815682.8376 | ok
Secondary Customer |  | TLB | LBDSLC | Cust07 | 1311202.1917 | 1136560.1088 | 140867.8877 | 0 | 0 | 0 | 0 | 0 | 0 | 33392.8681 | 59.2948 | 322.0322 | 0 | 0 | 0 | 0 | 0 | 0 | 0 | 0 | 0 | 1311202.1917 | ok
Total Distribution Primary & Secondary Lines |  |  | LBDLT |  | 8055029.506 | 5968045.5224 | 942080.6069 | 19063.6658 | 447888.3998 | 303703.7892 | 209214.4117 | 0 | 10190.8306 | 151782.5896 | 1330.3047 | 1624.6906 | 104.6948 | 0 | 0 | 0 | 0 | 0 | 0 | 0 | 0 | 8055029.506 | ok
Distribution Line Transformers
Demand |  | TLB | LBDLTD | SICDT | 225529.4555 | 154133.9854 | 27898.7007 | 0 | 25675.6789 | 0 | 16435.1473 | 0 | 0 | 1305.3987 | 55.1481 | 20.6041 | 4.7924 | 0 | 0 | 0 | 0 | 0 | 0 | 0 | 0 | 225529.4555 | ok
Customer |  | TLB | LBDLTC | Cust09 | 131762.0882 | 113329.7888 | 14046.3561 | 0 | 885.0346 | 0 | 132.8775 | 0 | 0 | 3329.7022 | 5.9125 | 32.1108 | 0.30582 | 0 | 0 | 0 | 0 | 0 | 0 | 0 | 0 | 131762.0882 | ok
Total Distribution Line Transformers |  |  | LBDLTT |  | 357291.5437 | 267463.7742 | 41945.0567 | 0 | 26560.7134 | 0 | 16568.0248 | 0 | 0 | 4635.1009 | 61.0606 | 52.7149 | 5.0983 | 0 | 0 | 0 | 0 | 0 | 0 | 0 | 0 | 357291.5437 | ok
Distribution Services
Customer |  | TLB | LBDSC | C02 | 57457.8785 | 44049.8938 | 11085.5026 | 0 | 1944.7823 | 0 | 377.0277 | 0 | 0 | 0 | 0 | 0 | 0.672 | 0 | 0 | 0 | 0 | 0 | 0 | 0 | 0 | 57457.8785 | ok
Distribution Meters
Customer |  | TLB | LBDMC | C03 | 4912729.7824 | 3401887.7421 | 1025262.7074 | 34809.3589 | 275061.2585 | 72412.4781 | 43703.2618 | 48095.6566 | 1129.9736 | 0 | 1597.3014 | 8674.9987 | 95.0454 | 0 | 0 | 0 | 0 | 0 | 0 | 0 | 0 | 4912729.7824 | ok
Distribution Street & Customer Lighting
Customer |  | TLB | LBDSCL | C04 | 195057.2543 | 0 | 0 | 0 | 0 | 0 | 0 | 0 | 0 | 195057.2543 | 0 | 0 | 0 | 0 | 0 | 0 | 0 | 0 | 0 | 0 | 0 | 195057.2543 | ok
Customer Accounts Expense
Customer |  | TLB | LBCAE | C05 | 6623113.788 | 4882956.7912 | 1210409.9092 | 4150.6018 | 190664.1514 | 42219.7456 | 143129.8787 | 4282.3669 | 131.7651 | 143464.4157 | 254.7459 | 1383.5339 | 65.8826 | 0 | 0 | 0 | 0 | 0 | 0 | 0 | 0 | 6623113.788 | ok
Customer Service & Info.
Customer |  | TLB | LBCSI | C05 | 1012655.0318 | 746590.0365 | 185068.1906 | 634.6151 | 29151.9999 | 6455.2776 | 21884.1464 | 654.7616 | 20.1465 | 21935.2962 | 38.9499 | 211.5384 | 10.0733 | 0 | 0 | 0 | 0 | 0 | 0 | 0 | 0 | 1012655.0318 | ok
Sales Expense
Customer |  | TLB | LBSEC | C06 | 0 | 0 | 0 | 0 | 0 | 0 | 0 | 0 | 0 | 0 | 0 | 0 | 0 | 0 | 0 | 0 | 0 | 0 | 0 | 0 | 0 | 0 | ok
Total |  |  | LBT |  | 71620263 | 36989563.8527 | 9112918.8233 | 460858.9027 | 8105661.7375 | 7516870.5266 | 5098644.8023 | 3274919.9807 | 210046.38 | 812655.9263 | 15084.0302 | 22615.0781 | 422.9596 | 0 | 0 | 0 | 0 | 0 | 0 | 0 | 0 | 71620263 | ok
Depreciation Expenses
Power Production Plant
Production Demand - LOLP |  | TDEPR | DEPPLOLP | PDEPLOLPDA | 93427019.7518 | 44253377.3528 | 10544494.3519 | 684436.7578 | 12713615.6336 | 11364535.2831 | 8069965.7163 | 5073723.6148 | 313425.7696 | 357184.034 | 14029.2081 | 16396.9743 | 75.9355 | 0 | 17632.31 | 4126.81 | 0 | 0 | 0 | 0 | 0 | 93427019.7518 | ok
Production Demand - Not Used |  | TDEPR | DEPPDI | PDEPLOLPDA | 0 | 0 | 0 | 0 | 0 | 0 | 0 | 0 | 0 | 0 | 0 | 0 | 0 | 0 | 0 | 0 | 0 | 0 | 0 | 0 | 0 | 0 | ok
Production Demand - Not Used |  | TDEPR | DEPPDP | PDEPLOLPDA | 0 | 0 | 0 | 0 | 0 | 0 | 0 | 0 | 0 | 0 | 0 | 0 | 0 | 0 | 0 | 0 | 0 | 0 | 0 | 0 | 0 | 0 | ok
Production Energy |  | TDEPR | DEPPEB | E01 | 0 | 0 | 0 | 0 | 0 | 0 | 0 | 0 | 0 | 0 | 0 | 0 | 0 | 0 | 0 | 0 | 0 | 0 | 0 | 0 | 0 | 0 | ok
Production Energy - Not Used |  | TDEPR | DEPPEI | E01 | 0 | 0 | 0 | 0 | 0 | 0 | 0 | 0 | 0 | 0 | 0 | 0 | 0 | 0 | 0 | 0 | 0 | 0 | 0 | 0 | 0 | 0 | ok
Production Energy - Not Used |  | TDEPR | DEPPEP | E01 | 0 | 0 | 0 | 0 | 0 | 0 | 0 | 0 | 0 | 0 | 0 | 0 | 0 | 0 | 0 | 0 | 0 | 0 | 0 | 0 | 0 | 0 | ok
Total Power Production Plant |  |  | DEPPT |  | 93427019.7518 | 44253377.3528 | 10544494.3519 | 684436.7578 | 12713615.6336 | 11364535.2831 | 8069965.7163 | 5073723.6148 | 313425.7696 | 357184.034 | 14029.2081 | 16396.9743 | 75.9355 | 0 | 17632.31 | 4126.81 | 0 | 0 | 0 | 0 | 0 | 93427019.7518 | ok
Transmission Plant
Transmission Demand |  | TDEPR | DETRB | NCPT | 12950923.8951 | 6135865.5639 | 1462026.26 | 94899.2412 | 1762781.5327 | 1575727.4329 | 1118925.3273 | 703487.2335 | 43457.4376 | 49524.6543 | 1945.1924 | 2273.4904 | 10.5287 | 0 | 0 | 0 | 0 | 0 | 0 | 0 | 0 | 12950923.8951 | ok
Transmission Demand - Not Used |  | TDEPR | DETRI | NCPT | 0 | 0 | 0 | 0 | 0 | 0 | 0 | 0 | 0 | 0 | 0 | 0 | 0 | 0 | 0 | 0 | 0 | 0 | 0 | 0 | 0 | 0 | ok
Transmission Demand - Not Used |  | TDEPR | DETRP | NCPT | 0 | 0 | 0 | 0 | 0 | 0 | 0 | 0 | 0 | 0 | 0 | 0 | 0 | 0 | 0 | 0 | 0 | 0 | 0 | 0 | 0 | 0 | ok
Total Transmission Plant |  |  | DETRT |  | 12950923.8951 | 6135865.5639 | 1462026.26 | 94899.2412 | 1762781.5327 | 1575727.4329 | 1118925.3273 | 703487.2335 | 43457.4376 | 49524.6543 | 1945.1924 | 2273.4904 | 10.5287 | 0 | 0 | 0 | 0 | 0 | 0 | 0 | 0 | 12950923.8951 | ok
Distribution Poles
Specific |  | TDEPR | DEDPS | NCPP | 0 | 0 | 0 | 0 | 0 | 0 | 0 | 0 | 0 | 0 | 0 | 0 | 0 | 0 | 0 | 0 | 0 | 0 | 0 | 0 | 0 | 0 | ok
Distribution Substation
General |  | TDEPR | DEDSG | NCPP | 6073540.087 | 2912560.2889 | 808945.9765 | 49386.4693 | 861453.1001 | 806531.4783 | 547788.8424 | 0 | 27115.2076 | 56285.8227 | 2377.8602 | 888.4016 | 206.6394 | 0 | 0 | 0 | 0 | 0 | 0 | 0 | 0 | 6073540.087 | ok
Distribution Primary & Secondary Lines
Primary Specific |  | TDEPR | DEDPLS | NCPP | 0 | 0 | 0 | 0 | 0 | 0 | 0 | 0 | 0 | 0 | 0 | 0 | 0 | 0 | 0 | 0 | 0 | 0 | 0 | 0 | 0 | 0 | ok
Primary Demand |  | TDEPR | DEDPLD | NCPP | 9385366.695 | 4500743.5434 | 1250054.2545 | 76316.3028 | 1331192.866 | 1246323.1603 | 846491.3516 | 0 | 41900.7964 | 86977.7886 | 3674.4781 | 1372.836 | 319.3173 | 0 | 0 | 0 | 0 | 0 | 0 | 0 | 0 | 9385366.695 | ok
Primary Customer |  | TDEPR | DEDPLC | Cust08 | 14911026.0165 | 12819363.7899 | 1588861.5878 | 2179.3383 | 100111.1917 | 4433.6274 | 15030.5158 | 0 | 69.1853 | 376641.1653 | 668.7917 | 3632.2305 | 34.5927 | 0 | 0 | 0 | 0 | 0 | 0 | 0 | 0 | 14911026.0165 | ok
Secondary Demand |  | TDEPR | DEDSLD | SICD | 2726707.8383 | 2009994.1967 | 363814.8088 | 0 | 334825.3495 | 0 | 0 | 0 | 0 | 17023.1359 | 719.1622 | 268.689 | 62.4962 | 0 | 0 | 0 | 0 | 0 | 0 | 0 | 0 | 2726707.8383 | ok
Secondary Customer |  | TDEPR | DEDSLC | Cust07 | 4363374.101 | 3782206.1117 | 468775.3703 | 0 | 0 | 0 | 0 | 0 | 0 | 111123.6517 | 197.3193 | 1071.6479 | 0 | 0 | 0 | 0 | 0 | 0 | 0 | 0 | 0 | 4363374.101 | ok
Total Distribution Primary & Secondary Lines |  |  | DEDLT |  | 31386474.6508 | 23112307.6417 | 3671506.0214 | 78495.6411 | 1766129.4072 | 1250756.7877 | 861521.8674 | 0 | 41969.9817 | 591765.7415 | 5259.7513 | 6345.4035 | 416.4062 | 0 | 0 | 0 | 0 | 0 | 0 | 0 | 0 | 31386474.6508 | ok
Distribution Line Transformers
Demand |  | TDEPR | DEDLTD | SICDT | 3539091.5567 | 2418727.4565 | 437796.7202 | 0 | 402912.2409 | 0 | 257906.4044 | 0 | 0 | 20484.7985 | 865.4042 | 323.327 | 75.2048 | 0 | 0 | 0 | 0 | 0 | 0 | 0 | 0 | 3539091.5567 | ok
Customer |  | TDEPR | DEDLTC | Cust09 | 2067659.3794 | 1778412.9256 | 220420.6099 | 0 | 13888.2896 | 0 | 2085.163 | 0 | 0 | 52250.9173 | 92.7806 | 503.8944 | 4.799 | 0 | 0 | 0 | 0 | 0 | 0 | 0 | 0 | 2067659.3794 | ok
Total Distribution Line Transformers |  |  | DEDLTT |  | 5606750.9362 | 4197140.3822 | 658217.3301 | 0 | 416800.5306 | 0 | 259991.5675 | 0 | 0 | 72735.7158 | 958.1848 | 827.2214 | 80.0038 | 0 | 0 | 0 | 0 | 0 | 0 | 0 | 0 | 5606750.9362 | ok
Distribution Services
Customer |  | TDEPR | DEDSC | C02 | 1199441.548 | 919547.9224 | 231411.4752 | 0 | 40597.6135 | 0 | 7870.5087 | 0 | 0 | 0 | 0 | 0 | 14.0282 | 0 | 0 | 0 | 0 | 0 | 0 | 0 | 0 | 1199441.548 | ok
Distribution Meters
Customer |  | TDEPR | DEDMC | MDT | 1341018.0139 | 917766.9209 | 276597.0747 | 9390.9266 | 74206.4828 | 19535.5585 | 11790.3385 | 12975.3261 | 304.8462 | 0 | 430.9226 | 2340.3556 | 25.6415 | 15653.62 | 0 | 0 | 0 | 0 | 0 | 0 | 0 | 1341018.0139 | ok
Distribution Street & Customer Lighting
Customer |  | TDEPR | DEDSCL | C04 | 3815211.1171 | 0 | 0 | 0 | 0 | 0 | 0 | 0 | 0 | 3815211.1171 | 0 | 0 | 0 | 0 | 0 | 0 | 0 | 0 | 0 | 0 | 0 | 3815211.1171 | ok
Customer Accounts Expense
Customer |  | TDEPR | DECAE | C05 | 0 | 0 | 0 | 0 | 0 | 0 | 0 | 0 | 0 | 0 | 0 | 0 | 0 | 0 | 0 | 0 | 0 | 0 | 0 | 0 | 0 | 0 | ok
Customer Service & Info.
Customer |  | TDEPR | DECSI | C05 | 0 | 0 | 0 | 0 | 0 | 0 | 0 | 0 | 0 | 0 | 0 | 0 | 0 | 0 | 0 | 0 | 0 | 0 | 0 | 0 | 0 | 0 | ok
Sales Expense
Customer |  | TDEPR | DESEC | C06 | 0 | 0 | 0 | 0 | 0 | 0 | 0 | 0 | 0 | 0 | 0 | 0 | 0 | 0 | 0 | 0 | 0 | 0 | 0 | 0 | 0 | 0 | ok
Total |  |  | DET |  | 155800380 | 82448566.0728 | 17653198.4898 | 916609.0361 | 17635584.3006 | 15017086.5406 | 10877854.168 | 5790186.1744 | 426273.2427 | 4942707.0854 | 25001.1194 | 29071.8468 | 829.1833 | 15653.62 | 17632.31 | 4126.81 | 0 | 0 | 0 | 0 | 0 | 155800380 | ok
Regulatory Credits
Power Production Plant
Production Demand - LOLP |  | TRCTN | RCPLOLP | LOLP | 0 | 0 | 0 | 0 | 0 | 0 | 0 | 0 | 0 | 0 | 0 | 0 | 0 | 0 | 0 | 0 | 0 | 0 | 0 | 0 | 0 | 0 | ok
Production Demand - Not Used |  | TRCTN | RCPDI | GPLOLPDA | 0 | 0 | 0 | 0 | 0 | 0 | 0 | 0 | 0 | 0 | 0 | 0 | 0 | 0 | 0 | 0 | 0 | 0 | 0 | 0 | 0 | 0 | ok
Production Demand - Not Used |  | TRCTN | RCPDP | GPLOLPDA | 0 | 0 | 0 | 0 | 0 | 0 | 0 | 0 | 0 | 0 | 0 | 0 | 0 | 0 | 0 | 0 | 0 | 0 | 0 | 0 | 0 | 0 | ok
Production Energy |  | TRCTN | RCPEB | E01 | 0 | 0 | 0 | 0 | 0 | 0 | 0 | 0 | 0 | 0 | 0 | 0 | 0 | 0 | 0 | 0 | 0 | 0 | 0 | 0 | 0 | 0 | ok
Production Energy - Not Used |  | TRCTN | RCPEI | E01 | 0 | 0 | 0 | 0 | 0 | 0 | 0 | 0 | 0 | 0 | 0 | 0 | 0 | 0 | 0 | 0 | 0 | 0 | 0 | 0 | 0 | 0 | ok
Production Energy - Not Used |  | TRCTN | RCPEP | E01 | 0 | 0 | 0 | 0 | 0 | 0 | 0 | 0 | 0 | 0 | 0 | 0 | 0 | 0 | 0 | 0 | 0 | 0 | 0 | 0 | 0 | 0 | ok
Total Power Production Plant |  |  | RCPT |  | 0 | 0 | 0 | 0 | 0 | 0 | 0 | 0 | 0 | 0 | 0 | 0 | 0 | 0 | 0 | 0 | 0 | 0 | 0 | 0 | 0 | 0 | ok
Transmission Plant
Transmission Demand |  | TRCTN | RCRB | NCPT | 0 | 0 | 0 | 0 | 0 | 0 | 0 | 0 | 0 | 0 | 0 | 0 | 0 | 0 | 0 | 0 | 0 | 0 | 0 | 0 | 0 | 0 | ok
Transmission Demand - Not Used |  | TRCTN | RCRI | NCPT | 0 | 0 | 0 | 0 | 0 | 0 | 0 | 0 | 0 | 0 | 0 | 0 | 0 | 0 | 0 | 0 | 0 | 0 | 0 | 0 | 0 | 0 | ok
Transmission Demand - Not Used |  | TRCTN | RCRP | NCPT | 0 | 0 | 0 | 0 | 0 | 0 | 0 | 0 | 0 | 0 | 0 | 0 | 0 | 0 | 0 | 0 | 0 | 0 | 0 | 0 | 0 | 0 | ok
Total Transmission Plant |  |  | RCRT |  | 0 | 0 | 0 | 0 | 0 | 0 | 0 | 0 | 0 | 0 | 0 | 0 | 0 | 0 | 0 | 0 | 0 | 0 | 0 | 0 | 0 | 0 | ok
Distribution Poles
Specific |  | TRCTN | RCPS | NCPP | 0 | 0 | 0 | 0 | 0 | 0 | 0 | 0 | 0 | 0 | 0 | 0 | 0 | 0 | 0 | 0 | 0 | 0 | 0 | 0 | 0 | 0 | ok
Distribution Substation
General |  | TRCTN | RCSG | NCPP | 0 | 0 | 0 | 0 | 0 | 0 | 0 | 0 | 0 | 0 | 0 | 0 | 0 | 0 | 0 | 0 | 0 | 0 | 0 | 0 | 0 | 0 | ok
Distribution Primary & Secondary Lines
Primary Specific |  | TRCTN | RCPLS | NCPP | 0 | 0 | 0 | 0 | 0 | 0 | 0 | 0 | 0 | 0 | 0 | 0 | 0 | 0 | 0 | 0 | 0 | 0 | 0 | 0 | 0 | 0 | ok
Primary Demand |  | TRCTN | RCPLD | NCPP | 0 | 0 | 0 | 0 | 0 | 0 | 0 | 0 | 0 | 0 | 0 | 0 | 0 | 0 | 0 | 0 | 0 | 0 | 0 | 0 | 0 | 0 | ok
Primary Customer |  | TRCTN | RCPLC | Cust08 | 0 | 0 | 0 | 0 | 0 | 0 | 0 | 0 | 0 | 0 | 0 | 0 | 0 | 0 | 0 | 0 | 0 | 0 | 0 | 0 | 0 | 0 | ok
Secondary Demand |  | TRCTN | RCSLD | SICD | 0 | 0 | 0 | 0 | 0 | 0 | 0 | 0 | 0 | 0 | 0 | 0 | 0 | 0 | 0 | 0 | 0 | 0 | 0 | 0 | 0 | 0 | ok
Secondary Customer |  | TRCTN | RCSLC | Cust07 | 0 | 0 | 0 | 0 | 0 | 0 | 0 | 0 | 0 | 0 | 0 | 0 | 0 | 0 | 0 | 0 | 0 | 0 | 0 | 0 | 0 | 0 | ok
Total Distribution Primary & Secondary Lines |  |  | RCLT |  | 0 | 0 | 0 | 0 | 0 | 0 | 0 | 0 | 0 | 0 | 0 | 0 | 0 | 0 | 0 | 0 | 0 | 0 | 0 | 0 | 0 | 0 | ok
Distribution Line Transformers
Demand |  | TRCTN | RCLTD | SICDT | 0 | 0 | 0 | 0 | 0 | 0 | 0 | 0 | 0 | 0 | 0 | 0 | 0 | 0 | 0 | 0 | 0 | 0 | 0 | 0 | 0 | 0 | ok
Customer |  | TRCTN | RCLTC | Cust09 | 0 | 0 | 0 | 0 | 0 | 0 | 0 | 0 | 0 | 0 | 0 | 0 | 0 | 0 | 0 | 0 | 0 | 0 | 0 | 0 | 0 | 0 | ok
Total Distribution Line Transformers |  |  | RCLTT |  | 0 | 0 | 0 | 0 | 0 | 0 | 0 | 0 | 0 | 0 | 0 | 0 | 0 | 0 | 0 | 0 | 0 | 0 | 0 | 0 | 0 | 0 | ok
Distribution Services
Customer |  | TRCTN | RCSC | C02 | 0 | 0 | 0 | 0 | 0 | 0 | 0 | 0 | 0 | 0 | 0 | 0 | 0 | 0 | 0 | 0 | 0 | 0 | 0 | 0 | 0 | 0 | ok
[5 empty] | -481.116 | -282.9775 | -81.1835 | 0 | -86.6062 | 0 | -1.6618 | 0 | -26.8876 | 0 | 0 | 0 | 0 | 0 | -0.14049 | -0.66586 | 0 | -0.99302 |  |  |  | -482.109
Distribution Meters
Customer |  | TRCTN | RCMC | C03 | 0 | 0 | 0 | 0 | 0 | 0 | 0 | 0 | 0 | 0 | 0 | 0 | 0 | 0 | 0 | 0 | 0 | 0 | 0 | 0 | 0 | 0 | ok
Distribution Street & Customer Lighting
Customer |  | TRCTN | RCSCL | C04 | 0 | 0 | 0 | 0 | 0 | 0 | 0 | 0 | 0 | 0 | 0 | 0 | 0 | 0 | 0 | 0 | 0 | 0 | 0 | 0 | 0 | 0 | ok
Customer Accounts Expense
Customer |  | TRCTN | RCCAE | C05 | 0 | 0 | 0 | 0 | 0 | 0 | 0 | 0 | 0 | 0 | 0 | 0 | 0 | 0 | 0 | 0 | 0 | 0 | 0 | 0 | 0 | 0 | ok
Customer Service & Info.
Customer |  | TRCTN | RCCSI | C05 | 0 | 0 | 0 | 0 | 0 | 0 | 0 | 0 | 0 | 0 | 0 | 0 | 0 | 0 | 0 | 0 | 0 | 0 | 0 | 0 | 0 | 0 | ok
Sales Expense
Customer |  | TRCTN | RCSEC | C06 | 0 | 0 | 0 | 0 | 0 | 0 | 0 | 0 | 0 | 0 | 0 | 0 | 0 | 0 | 0 | 0 | 0 | 0 | 0 | 0 | 0 | 0 | ok
Total |  |  | RCT |  | 0 | 0 | 0 | 0 | 0 | 0 | 0 | 0 | 0 | 0 | 0 | 0 | 0 | 0 | 0 | 0 | 0 | 0 | 0 | 0 | 0 | 0 | ok
Accretion Expenses
Power Production Plant
Production Demand - LOLP |  | TACRTN | ACRPLOLP | LOLP | 0 | 0 | 0 | 0 | 0 | 0 | 0 | 0 | 0 | 0 | 0 | 0 | 0 | 0 | 0 | 0 | 0 | 0 | 0 | 0 | 0 | 0 | ok
Production Demand - Not Used |  | TACRTN | ACRPDI | GPLOLPDA | 0 | 0 | 0 | 0 | 0 | 0 | 0 | 0 | 0 | 0 | 0 | 0 | 0 | 0 | 0 | 0 | 0 | 0 | 0 | 0 | 0 | 0 | ok
Production Demand - Not Used |  | TACRTN | ACRPDP | GPLOLPDA | 0 | 0 | 0 | 0 | 0 | 0 | 0 | 0 | 0 | 0 | 0 | 0 | 0 | 0 | 0 | 0 | 0 | 0 | 0 | 0 | 0 | 0 | ok
Production Energy |  | TACRTN | ACRPEB | E01 | 0 | 0 | 0 | 0 | 0 | 0 | 0 | 0 | 0 | 0 | 0 | 0 | 0 | 0 | 0 | 0 | 0 | 0 | 0 | 0 | 0 | 0 | ok
Production Energy - Not Used |  | TACRTN | ACRPEI | E01 | 0 | 0 | 0 | 0 | 0 | 0 | 0 | 0 | 0 | 0 | 0 | 0 | 0 | 0 | 0 | 0 | 0 | 0 | 0 | 0 | 0 | 0 | ok
Production Energy - Not Used |  | TACRTN | ACRPEP | E01 | 0 | 0 | 0 | 0 | 0 | 0 | 0 | 0 | 0 | 0 | 0 | 0 | 0 | 0 | 0 | 0 | 0 | 0 | 0 | 0 | 0 | 0 | ok
Total Power Production Plant |  |  | ACRPT |  | 0 | 0 | 0 | 0 | 0 | 0 | 0 | 0 | 0 | 0 | 0 | 0 | 0 | 0 | 0 | 0 | 0 | 0 | 0 | 0 | 0 | 0 | ok
Transmission Plant
Transmission Demand |  | TACRTN | ACRRB | NCPT | 0 | 0 | 0 | 0 | 0 | 0 | 0 | 0 | 0 | 0 | 0 | 0 | 0 | 0 | 0 | 0 | 0 | 0 | 0 | 0 | 0 | 0 | ok
Transmission Demand - Not Used |  | TACRTN | ACRRI | NCPT | 0 | 0 | 0 | 0 | 0 | 0 | 0 | 0 | 0 | 0 | 0 | 0 | 0 | 0 | 0 | 0 | 0 | 0 | 0 | 0 | 0 | 0 | ok
Transmission Demand - Not Used |  | TACRTN | ACRRP | NCPT | 0 | 0 | 0 | 0 | 0 | 0 | 0 | 0 | 0 | 0 | 0 | 0 | 0 | 0 | 0 | 0 | 0 | 0 | 0 | 0 | 0 | 0 | ok
Total Transmission Plant |  |  | ACRRT |  | 0 | 0 | 0 | 0 | 0 | 0 | 0 | 0 | 0 | 0 | 0 | 0 | 0 | 0 | 0 | 0 | 0 | 0 | 0 | 0 | 0 | 0 | ok
Distribution Poles
Specific |  | TACRTN | ACRPS | NCPP | 0 | 0 | 0 | 0 | 0 | 0 | 0 | 0 | 0 | 0 | 0 | 0 | 0 | 0 | 0 | 0 | 0 | 0 | 0 | 0 | 0 | 0 | ok
Distribution Substation
General |  | TACRTN | ACRSG | NCPP | 0 | 0 | 0 | 0 | 0 | 0 | 0 | 0 | 0 | 0 | 0 | 0 | 0 | 0 | 0 | 0 | 0 | 0 | 0 | 0 | 0 | 0 | ok
Distribution Primary & Secondary Lines
Primary Specific |  | TACRTN | ACRPLS | NCPP | 0 | 0 | 0 | 0 | 0 | 0 | 0 | 0 | 0 | 0 | 0 | 0 | 0 | 0 | 0 | 0 | 0 | 0 | 0 | 0 | 0 | 0 | ok
Primary Demand |  | TACRTN | ACRPLD | NCPP | 0 | 0 | 0 | 0 | 0 | 0 | 0 | 0 | 0 | 0 | 0 | 0 | 0 | 0 | 0 | 0 | 0 | 0 | 0 | 0 | 0 | 0 | ok
Primary Customer |  | TACRTN | ACRPLC | Cust08 | 0 | 0 | 0 | 0 | 0 | 0 | 0 | 0 | 0 | 0 | 0 | 0 | 0 | 0 | 0 | 0 | 0 | 0 | 0 | 0 | 0 | 0 | ok
Secondary Demand |  | TACRTN | ACRSLD | SICD | 0 | 0 | 0 | 0 | 0 | 0 | 0 | 0 | 0 | 0 | 0 | 0 | 0 | 0 | 0 | 0 | 0 | 0 | 0 | 0 | 0 | 0 | ok
Secondary Customer |  | TACRTN | ACRSLC | Cust07 | 0 | 0 | 0 | 0 | 0 | 0 | 0 | 0 | 0 | 0 | 0 | 0 | 0 | 0 | 0 | 0 | 0 | 0 | 0 | 0 | 0 | 0 | ok
Total Distribution Primary & Secondary Lines |  |  | ACRLT |  | 0 | 0 | 0 | 0 | 0 | 0 | 0 | 0 | 0 | 0 | 0 | 0 | 0 | 0 | 0 | 0 | 0 | 0 | 0 | 0 | 0 | 0 | ok
Distribution Line Transformers
Demand |  | TACRTN | ACRLTD | SICDT | 0 | 0 | 0 | 0 | 0 | 0 | 0 | 0 | 0 | 0 | 0 | 0 | 0 | 0 | 0 | 0 | 0 | 0 | 0 | 0 | 0 | 0 | ok
Customer |  | TACRTN | ACRLTC | Cust09 | 0 | 0 | 0 | 0 | 0 | 0 | 0 | 0 | 0 | 0 | 0 | 0 | 0 | 0 | 0 | 0 | 0 | 0 | 0 | 0 | 0 | 0 | ok
Total Distribution Line Transformers |  |  | ACRLTT |  | 0 | 0 | 0 | 0 | 0 | 0 | 0 | 0 | 0 | 0 | 0 | 0 | 0 | 0 | 0 | 0 | 0 | 0 | 0 | 0 | 0 | 0 | ok
Distribution Services
Customer |  | TACRTN | ACRSC | C02 | 0 | 0 | 0 | 0 | 0 | 0 | 0 | 0 | 0 | 0 | 0 | 0 | 0 | 0 | 0 | 0 | 0 | 0 | 0 | 0 | 0 | 0 | ok
Distribution Meters
Customer |  | TACRTN | ACRMC | C03 | 0 | 0 | 0 | 0 | 0 | 0 | 0 | 0 | 0 | 0 | 0 | 0 | 0 | 0 | 0 | 0 | 0 | 0 | 0 | 0 | 0 | 0 | ok
Distribution Street & Customer Lighting
Customer |  | TACRTN | ACRSCL | C04 | 0 | 0 | 0 | 0 | 0 | 0 | 0 | 0 | 0 | 0 | 0 | 0 | 0 | 0 | 0 | 0 | 0 | 0 | 0 | 0 | 0 | 0 | ok
Customer Accounts Expense
Customer |  | TACRTN | ACRCAE | C05 | 0 | 0 | 0 | 0 | 0 | 0 | 0 | 0 | 0 | 0 | 0 | 0 | 0 | 0 | 0 | 0 | 0 | 0 | 0 | 0 | 0 | 0 | ok
Customer Service & Info.
Customer |  | TACRTN | ACRCSI | C05 | 0 | 0 | 0 | 0 | 0 | 0 | 0 | 0 | 0 | 0 | 0 | 0 | 0 | 0 | 0 | 0 | 0 | 0 | 0 | 0 | 0 | 0 | ok
Sales Expense
Customer |  | TACRTN | ACRSEC | C06 | 0 | 0 | 0 | 0 | 0 | 0 | 0 | 0 | 0 | 0 | 0 | 0 | 0 | 0 | 0 | 0 | 0 | 0 | 0 | 0 | 0 | 0 | ok
Total |  |  | ACRT |  | 0 | 0 | 0 | 0 | 0 | 0 | 0 | 0 | 0 | 0 | 0 | 0 | 0 | 0 | 0 | 0 | 0 | 0 | 0 | 0 | 0 | 0 | ok
Property and Other Taxes
Power Production Plant
Production Demand - LOLP |  | PTAX | PTPPLOLP | PPTLOLPDA | 18929494.8533 | 8966081.5545 | 2136397.3094 | 138672.2586 | 2575878.3045 | 2302544.0378 | 1635038.3876 | 1027976.2232 | 63502.5207 | 72368.2885 | 2842.4277 | 3322.1557 | 15.3851 | 0 | 4727 | 129 | 0 | 0 | 0 | 0 | 0 | 18929494.8533 | ok
Production Demand - Not Used |  | PTAX | PTPPDI | GPLOLPDA | 0 | 0 | 0 | 0 | 0 | 0 | 0 | 0 | 0 | 0 | 0 | 0 | 0 | 0 | 0 | 0 | 0 | 0 | 0 | 0 | 0 | 0 | ok
Production Demand - Not Used |  | PTAX | PTPPDP | GPLOLPDA | 0 | 0 | 0 | 0 | 0 | 0 | 0 | 0 | 0 | 0 | 0 | 0 | 0 | 0 | 0 | 0 | 0 | 0 | 0 | 0 | 0 | 0 | ok
Production Energy |  | PTAX | PTPPEB | E01 | 0 | 0 | 0 | 0 | 0 | 0 | 0 | 0 | 0 | 0 | 0 | 0 | 0 | 0 | 0 | 0 | 0 | 0 | 0 | 0 | 0 | 0 | ok
Production Energy - Not Used |  | PTAX | PTPPEI | E01 | 0 | 0 | 0 | 0 | 0 | 0 | 0 | 0 | 0 | 0 | 0 | 0 | 0 | 0 | 0 | 0 | 0 | 0 | 0 | 0 | 0 | 0 | ok
Production Energy - Not Used |  | PTAX | PTPPEP | E01 | 0 | 0 | 0 | 0 | 0 | 0 | 0 | 0 | 0 | 0 | 0 | 0 | 0 | 0 | 0 | 0 | 0 | 0 | 0 | 0 | 0 | 0 | ok
Total Power Production Plant |  |  | PTPPT |  | 18929494.8533 | 8966081.5545 | 2136397.3094 | 138672.2586 | 2575878.3045 | 2302544.0378 | 1635038.3876 | 1027976.2232 | 63502.5207 | 72368.2885 | 2842.4277 | 3322.1557 | 15.3851 | 0 | 4727 | 129 | 0 | 0 | 0 | 0 | 0 | 18929494.8533 | ok
Transmission Plant
Transmission Demand |  | PTAX | PTTRB | NCPT | 3912794.4541 | 1853796.7595 | 441714.2968 | 28671.4081 | 532579.904 | 476066.2336 | 338055.0184 | 212540.8942 | 13129.5668 | 14962.6231 | 587.6907 | 686.8777 | 3.181 | 0 | 0 | 0 | 0 | 0 | 0 | 0 | 0 | 3912794.4541 | ok
Transmission Demand - Not Used |  | PTAX | PTTRI | NCPT | 0 | 0 | 0 | 0 | 0 | 0 | 0 | 0 | 0 | 0 | 0 | 0 | 0 | 0 | 0 | 0 | 0 | 0 | 0 | 0 | 0 | 0 | ok
Transmission Demand - Not Used |  | PTAX | PTTRP | NCPT | 0 | 0 | 0 | 0 | 0 | 0 | 0 | 0 | 0 | 0 | 0 | 0 | 0 | 0 | 0 | 0 | 0 | 0 | 0 | 0 | 0 | 0 | ok
Total Transmission Plant |  |  | PTTRT |  | 3912794.4541 | 1853796.7595 | 441714.2968 | 28671.4081 | 532579.904 | 476066.2336 | 338055.0184 | 212540.8942 | 13129.5668 | 14962.6231 | 587.6907 | 686.8777 | 3.181 | 0 | 0 | 0 | 0 | 0 | 0 | 0 | 0 | 3912794.4541 | ok
Distribution Poles
Specific |  | PTAX | PTDPS | NCPP | 0 | 0 | 0 | 0 | 0 | 0 | 0 | 0 | 0 | 0 | 0 | 0 | 0 | 0 | 0 | 0 | 0 | 0 | 0 | 0 | 0 | 0 | ok
Distribution Substation
General |  | PTAX | PTDSG | NCPP | 1485822.3506 | 712524.6747 | 197899.412 | 12081.8368 | 210744.6813 | 197308.7326 | 134010.2961 | 0 | 6633.4265 | 13769.6849 | 581.7164 | 217.3373 | 50.552 | 0 | 0 | 0 | 0 | 0 | 0 | 0 | 0 | 1485822.3506 | ok
Distribution Primary & Secondary Lines
Primary Specific |  | PTAX | PTDPLS | NCPP | 0 | 0 | 0 | 0 | 0 | 0 | 0 | 0 | 0 | 0 | 0 | 0 | 0 | 0 | 0 | 0 | 0 | 0 | 0 | 0 | 0 | 0 | ok
Primary Demand |  | PTAX | PTDPLD | NCPP | 2296022.9791 | 1101055.6044 | 305811.5241 | 18669.9136 | 325661.1605 | 304898.7545 | 207084.4601 | 0 | 10250.5522 | 21278.1245 | 898.9192 | 335.8487 | 78.1173 | 0 | 0 | 0 | 0 | 0 | 0 | 0 | 0 | 2296022.9791 | ok
Primary Customer |  | PTAX | PTDPLC | Cust08 | 3647812.5457 | 3136111.2246 | 388696.8762 | 533.1503 | 24491.0619 | 1084.6364 | 3677.0444 | 0 | 16.9254 | 92140.9678 | 163.6123 | 888.5838 | 8.4627 | 0 | 0 | 0 | 0 | 0 | 0 | 0 | 0 | 3647812.5457 | ok
Secondary Demand |  | PTAX | PTDSLD | SICD | 667057.9912 | 491722.1685 | 89003.1459 | 0 | 81911.2051 | 0 | 0 | 0 | 0 | 4164.5162 | 175.9348 | 65.7317 | 15.289 | 0 | 0 | 0 | 0 | 0 | 0 | 0 | 0 | 667057.9912 | ok
Secondary Customer |  | PTAX | PTDSLC | Cust07 | 1067449.7362 | 925273.6123 | 114680.5508 | 0 | 0 | 0 | 0 | 0 | 0 | 27185.1347 | 48.2719 | 262.1664 | 0 | 0 | 0 | 0 | 0 | 0 | 0 | 0 | 0 | 1067449.7362 | ok
Total Distribution Primary & Secondary Lines |  |  | PTDLT |  | 7678343.2521 | 5654162.6098 | 898192.097 | 19203.0638 | 432063.4276 | 305983.3909 | 210761.5045 | 0 | 10267.4776 | 144768.7432 | 1286.7382 | 1552.3306 | 101.869 | 0 | 0 | 0 | 0 | 0 | 0 | 0 | 0 | 7678343.2521 | ok
Distribution Line Transformers
Demand |  | PTAX | PTDLTD | SICDT | 865798.4076 | 591714.1014 | 107101.9772 | 0 | 98567.887 | 0 | 63093.862 | 0 | 0 | 5011.3725 | 211.7113 | 79.0983 | 18.398 | 0 | 0 | 0 | 0 | 0 | 0 | 0 | 0 | 865798.4076 | ok
Customer |  | PTAX | PTDLTC | Cust09 | 505829.2981 | 435068.4503 | 53923.3897 | 0 | 3397.6118 | 0 | 510.1114 | 0 | 0 | 12782.5913 | 22.6977 | 123.272 | 1.174 | 0 | 0 | 0 | 0 | 0 | 0 | 0 | 0 | 505829.2981 | ok
Total Distribution Line Transformers |  |  | PTDLTT |  | 1371627.7058 | 1026782.5517 | 161025.3669 | 0 | 101965.4987 | 0 | 63603.9734 | 0 | 0 | 17793.9638 | 234.409 | 202.3703 | 19.572 | 0 | 0 | 0 | 0 | 0 | 0 | 0 | 0 | 1371627.7058 | ok
Distribution Services
Customer |  | PTAX | PTDSC | C02 | 293429.7024 | 224956.9174 | 56612.1796 | 0 | 9931.7434 | 0 | 1925.4302 | 0 | 0 | 0 | 0 | 0 | 3.4318 | 0 | 0 | 0 | 0 | 0 | 0 | 0 | 0 | 293429.7024 | ok
Distribution Meters
Customer |  | PTAX | PTDMC | MPTT | 328064.771 | 225434.7798 | 67941.6519 | 2306.7311 | 18227.6368 | 4798.5978 | 2896.1083 | 3187.1815 | 74.8806 | 0 | 105.8493 | 574.8709 | 6.2984 | 2510.1847 | 0 | 0 | 0 | 0 | 0 | 0 | 0 | 328064.771 | ok
Distribution Street & Customer Lighting
Customer |  | PTAX | PTDSCL | C04 | 933347.9106 | 0 | 0 | 0 | 0 | 0 | 0 | 0 | 0 | 933347.9106 | 0 | 0 | 0 | 0 | 0 | 0 | 0 | 0 | 0 | 0 | 0 | 933347.9106 | ok
Customer Accounts Expense
Customer |  | PTAX | PTCAE | C05 | 0 | 0 | 0 | 0 | 0 | 0 | 0 | 0 | 0 | 0 | 0 | 0 | 0 | 0 | 0 | 0 | 0 | 0 | 0 | 0 | 0 | 0 | ok
Customer Service & Info.
Customer |  | PTAX | PTCSI | C05 | 0 | 0 | 0 | 0 | 0 | 0 | 0 | 0 | 0 | 0 | 0 | 0 | 0 | 0 | 0 | 0 | 0 | 0 | 0 | 0 | 0 | 0 | ok
Sales Expense
Customer |  | PTAX | PTSEC | C06 | 0 | 0 | 0 | 0 | 0 | 0 | 0 | 0 | 0 | 0 | 0 | 0 | 0 | 0 | 0 | 0 | 0 | 0 | 0 | 0 | 0 | 0 | ok
Total |  |  | PTT |  | 34932925 | 18663739.8474 | 3959782.3136 | 200935.2985 | 3881391.1963 | 3286700.9927 | 2386290.7184 | 1243704.299 | 93607.8722 | 1197011.214 | 5638.8312 | 6555.9426 | 200.2894 | 2510.1847 | 4727 | 129 | 0 | 0 | 0 | 0 | 0 | 34932925 | ok
Amortization of ITC
Power Production Plant
Production Demand - LOLP |  | OTAX | OTPPLOLP | PITCLOLPDA | -544114.1125 | -254708.152 | -60690.705 | -3939.397 | -73175.4667 | -65410.5958 | -46448.1171 | -29202.715 | -1803.9775 | -2055.836 | -80.7476 | -94.3757 | -0.43706 | 0 | -5429.37 | -1074.22 | 0 | 0 | 0 | 0 | 0 | -544114.1125 | ok
Production Demand - Not Used |  | OTAX | OTPPDI | GPLOLPDA | 0 | 0 | 0 | 0 | 0 | 0 | 0 | 0 | 0 | 0 | 0 | 0 | 0 | 0 | 0 | 0 | 0 | 0 | 0 | 0 | 0 | 0 | ok
Production Demand - Not Used |  | OTAX | OTPPDP | GPLOLPDA | 0 | 0 | 0 | 0 | 0 | 0 | 0 | 0 | 0 | 0 | 0 | 0 | 0 | 0 | 0 | 0 | 0 | 0 | 0 | 0 | 0 | 0 | ok
Production Energy |  | OTAX | OTPPEB | E01 | 0 | 0 | 0 | 0 | 0 | 0 | 0 | 0 | 0 | 0 | 0 | 0 | 0 | 0 | 0 | 0 | 0 | 0 | 0 | 0 | 0 | 0 | ok
Production Energy - Not Used |  | OTAX | OTPPEI | E01 | 0 | 0 | 0 | 0 | 0 | 0 | 0 | 0 | 0 | 0 | 0 | 0 | 0 | 0 | 0 | 0 | 0 | 0 | 0 | 0 | 0 | 0 | ok
Production Energy - Not Used |  | OTAX | OTPPEP | E01 | 0 | 0 | 0 | 0 | 0 | 0 | 0 | 0 | 0 | 0 | 0 | 0 | 0 | 0 | 0 | 0 | 0 | 0 | 0 | 0 | 0 | 0 | ok
Total Power Production Plant |  |  | OTPPT |  | -544114.1125 | -254708.152 | -60690.705 | -3939.397 | -73175.4667 | -65410.5958 | -46448.1171 | -29202.715 | -1803.9775 | -2055.836 | -80.7476 | -94.3757 | -0.43706 | 0 | -5429.37 | -1074.22 | 0 | 0 | 0 | 0 | 0 | -544114.1125 | ok
Transmission Plant
Transmission Demand |  | OTAX | OTTRB | NCPT | -112470.3379 | -53285.9956 | -12696.7457 | -824.1381 | -15308.6093 | -13684.1663 | -9717.1376 | -6109.3284 | -377.3995 | -430.0894 | -16.8927 | -19.7438 | -0.091435 | 0 | 0 | 0 | 0 | 0 | 0 | 0 | 0 | -112470.3379 | ok
Transmission Demand - Not Used |  | OTAX | OTTRI | NCPT | 0 | 0 | 0 | 0 | 0 | 0 | 0 | 0 | 0 | 0 | 0 | 0 | 0 | 0 | 0 | 0 | 0 | 0 | 0 | 0 | 0 | 0 | ok
Transmission Demand - Not Used |  | OTAX | OTTRP | NCPT | 0 | 0 | 0 | 0 | 0 | 0 | 0 | 0 | 0 | 0 | 0 | 0 | 0 | 0 | 0 | 0 | 0 | 0 | 0 | 0 | 0 | 0 | ok
Total Transmission Plant |  |  | OTTRT |  | -112470.3379 | -53285.9956 | -12696.7457 | -824.1381 | -15308.6093 | -13684.1663 | -9717.1376 | -6109.3284 | -377.3995 | -430.0894 | -16.8927 | -19.7438 | -0.091435 | 0 | 0 | 0 | 0 | 0 | 0 | 0 | 0 | -112470.3379 | ok
Distribution Poles
Specific |  | OTAX | OTDPS | NCPP | 0 | 0 | 0 | 0 | 0 | 0 | 0 | 0 | 0 | 0 | 0 | 0 | 0 | 0 | 0 | 0 | 0 | 0 | 0 | 0 | 0 | 0 | ok
Distribution Substation
General |  | OTAX | OTDSG | NCPP | -42708.8475 | -20480.9866 | -5688.47 | -347.2833 | -6057.6976 | -5671.4913 | -3852.0253 | 0 | -190.6729 | -395.7993 | -16.721 | -6.2472 | -1.4531 | 0 | 0 | 0 | 0 | 0 | 0 | 0 | 0 | -42708.8475 | ok
Distribution Primary & Secondary Lines
Primary Specific |  | OTAX | OTDPLS | NCPP | 0 | 0 | 0 | 0 | 0 | 0 | 0 | 0 | 0 | 0 | 0 | 0 | 0 | 0 | 0 | 0 | 0 | 0 | 0 | 0 | 0 | 0 | ok
Primary Demand |  | OTAX | OTDPLD | NCPP | -65997.4561 | -31649.0164 | -8790.3226 | -536.6526 | -9360.8855 | -8764.0857 | -5952.4873 | 0 | -294.6444 | -611.6237 | -25.8388 | -9.6537 | -2.2454 | 0 | 0 | 0 | 0 | 0 | 0 | 0 | 0 | -65997.4561 | ok
Primary Customer |  | OTAX | OTDPLC | Cust08 | -104853.6319 | -90145.1618 | -11172.7998 | -15.325 | -703.9772 | -31.1771 | -105.6939 | 0 | -0.48651 | -2648.5229 | -4.7029 | -25.5417 | -0.24325 | 0 | 0 | 0 | 0 | 0 | 0 | 0 | 0 | -104853.6319 | ok
Secondary Demand |  | OTAX | OTDSLD | SICD | -19174.081 | -14134.1844 | -2558.3286 | 0 | -2354.4761 | 0 | 0 | 0 | 0 | -119.7059 | -5.0571 | -1.8894 | -0.43947 | 0 | 0 | 0 | 0 | 0 | 0 | 0 | 0 | -19174.081 | ok
Secondary Customer |  | OTAX | OTDSLC | Cust07 | -30683.041 | -26596.2951 | -3296.4063 | 0 | 0 | 0 | 0 | 0 | 0 | -781.4163 | -1.3875 | -7.5358 | 0 | 0 | 0 | 0 | 0 | 0 | 0 | 0 | 0 | -30683.041 | ok
Total Distribution Primary & Secondary Lines |  |  | OTDLT |  | -220708.2099 | -162524.6576 | -25817.8572 | -551.9776 | -12419.3387 | -8795.2628 | -6058.1812 | 0 | -295.1309 | -4161.2688 | -36.9863 | -44.6206 | -2.9281 | 0 | 0 | 0 | 0 | 0 | 0 | 0 | 0 | -220708.2099 | ok
Distribution Line Transformers
Demand |  | OTAX | OTDLTD | SICDT | -24886.725 | -17008.3774 | -3078.5659 | 0 | -2833.2599 | 0 | -1813.5857 | 0 | 0 | -144.0481 | -6.0855 | -2.2736 | -0.52884 | 0 | 0 | 0 | 0 | 0 | 0 | 0 | 0 | -24886.725 | ok
Customer |  | OTAX | OTDLTC | Cust09 | -14539.6833 | -12505.7158 | -1549.9873 | 0 | -97.6618 | 0 | -14.6628 | 0 | 0 | -367.426 | -0.65243 | -3.5434 | -0.033746 | 0 | 0 | 0 | 0 | 0 | 0 | 0 | 0 | -14539.6833 | ok
Total Distribution Line Transformers |  |  | OTDLTT |  | -39426.4082 | -29514.0933 | -4628.5532 | 0 | -2930.9217 | 0 | -1828.2484 | 0 | 0 | -511.4741 | -6.7379 | -5.817 | -0.56258 | 0 | 0 | 0 | 0 | 0 | 0 | 0 | 0 | -39426.4082 | ok
Distribution Services
Customer |  | OTAX | OTDSC | C02 | -8434.4164 | -6466.2176 | -1627.2746 | 0 | -285.4805 | 0 | -55.345 | 0 | 0 | 0 | 0 | 0 | -0.098646 | 0 | 0 | 0 | 0 | 0 | 0 | 0 | 0 | -8434.4164 | ok
Distribution Meters
Customer |  | OTAX | OTDMC | C03 | -9429.9754 | -6529.917 | -1967.9898 | -66.8165 | -527.9796 | -138.9956 | -83.8883 | -92.3195 | -2.169 | 0 | -3.066 | -16.6516 | -0.18244 | 0 | 0 | 0 | 0 | 0 | 0 | 0 | 0 | -9429.9754 | ok
Distribution Street & Customer Lighting
Customer |  | OTAX | OTDSCL | C04 | -26828.3847 | 0 | 0 | 0 | 0 | 0 | 0 | 0 | 0 | -26828.3847 | 0 | 0 | 0 | 0 | 0 | 0 | 0 | 0 | 0 | 0 | 0 | -26828.3847 | ok
Customer Accounts Expense
Customer |  | OTAX | OTCAE | C05 | 0 | 0 | 0 | 0 | 0 | 0 | 0 | 0 | 0 | 0 | 0 | 0 | 0 | 0 | 0 | 0 | 0 | 0 | 0 | 0 | 0 | 0 | ok
Customer Service & Info.
Customer |  | OTAX | OTCSI | C05 | 0 | 0 | 0 | 0 | 0 | 0 | 0 | 0 | 0 | 0 | 0 | 0 | 0 | 0 | 0 | 0 | 0 | 0 | 0 | 0 | 0 | 0 | ok
Sales Expense
Customer |  | OTAX | OTSEC | C06 | 0 | 0 | 0 | 0 | 0 | 0 | 0 | 0 | 0 | 0 | 0 | 0 | 0 | 0 | 0 | 0 | 0 | 0 | 0 | 0 | 0 | 0 | ok
Total |  |  | OTT |  | -1004120.6926 | -533510.0198 | -113117.5955 | -5729.6126 | -110705.4941 | -93700.5119 | -68042.943 | -35404.3629 | -2669.3498 | -34382.8522 | -161.1516 | -187.4559 | -5.7534 | 0 | -5429.37 | -1074.22 | 0 | 0 | 0 | 0 | 0 | -1004120.6926 | ok
Other Expenses
Power Production Plant
Production Demand - LOLP |  | OT | OTPPLOLP | LOLP | 0 | 0 | 0 | 0 | 0 | 0 | 0 | 0 | 0 | 0 | 0 | 0 | 0 | 0 | 0 | 0 | 0 | 0 | 0 | 0 | 0 | 0 | ok
Production Demand - Not Used |  | OT | OTPPDI | GPLOLPDA | 0 | 0 | 0 | 0 | 0 | 0 | 0 | 0 | 0 | 0 | 0 | 0 | 0 | 0 | 0 | 0 | 0 | 0 | 0 | 0 | 0 | 0 | ok
Production Demand - Not Used |  | OT | OTPPDP | GPLOLPDA | 0 | 0 | 0 | 0 | 0 | 0 | 0 | 0 | 0 | 0 | 0 | 0 | 0 | 0 | 0 | 0 | 0 | 0 | 0 | 0 | 0 | 0 | ok
Production Energy |  | OT | OTPPEB | E01 | 0 | 0 | 0 | 0 | 0 | 0 | 0 | 0 | 0 | 0 | 0 | 0 | 0 | 0 | 0 | 0 | 0 | 0 | 0 | 0 | 0 | 0 | ok
Production Energy - Not Used |  | OT | OTPPEI | E01 | 0 | 0 | 0 | 0 | 0 | 0 | 0 | 0 | 0 | 0 | 0 | 0 | 0 | 0 | 0 | 0 | 0 | 0 | 0 | 0 | 0 | 0 | ok
Production Energy - Not Used |  | OT | OTPPEP | E01 | 0 | 0 | 0 | 0 | 0 | 0 | 0 | 0 | 0 | 0 | 0 | 0 | 0 | 0 | 0 | 0 | 0 | 0 | 0 | 0 | 0 | 0 | ok
Total Power Production Plant |  |  | OTPPT |  | 0 | 0 | 0 | 0 | 0 | 0 | 0 | 0 | 0 | 0 | 0 | 0 | 0 | 0 | 0 | 0 | 0 | 0 | 0 | 0 | 0 | 0 | ok
Transmission Plant
Transmission Demand |  | OT | OTTRB | NCPT | 0 | 0 | 0 | 0 | 0 | 0 | 0 | 0 | 0 | 0 | 0 | 0 | 0 | 0 | 0 | 0 | 0 | 0 | 0 | 0 | 0 | 0 | ok
Transmission Demand - Not Used |  | OT | OTTRI | NCPT | 0 | 0 | 0 | 0 | 0 | 0 | 0 | 0 | 0 | 0 | 0 | 0 | 0 | 0 | 0 | 0 | 0 | 0 | 0 | 0 | 0 | 0 | ok
Transmission Demand - Not Used |  | OT | OTTRP | NCPT | 0 | 0 | 0 | 0 | 0 | 0 | 0 | 0 | 0 | 0 | 0 | 0 | 0 | 0 | 0 | 0 | 0 | 0 | 0 | 0 | 0 | 0 | ok
Total Transmission Plant |  |  | OTTRT |  | 0 | 0 | 0 | 0 | 0 | 0 | 0 | 0 | 0 | 0 | 0 | 0 | 0 | 0 | 0 | 0 | 0 | 0 | 0 | 0 | 0 | 0 | ok
Distribution Poles
Specific |  | OT | OTDPS | NCPP | 0 | 0 | 0 | 0 | 0 | 0 | 0 | 0 | 0 | 0 | 0 | 0 | 0 | 0 | 0 | 0 | 0 | 0 | 0 | 0 | 0 | 0 | ok
Distribution Substation
General |  | OT | OTDSG | NCPP | 0 | 0 | 0 | 0 | 0 | 0 | 0 | 0 | 0 | 0 | 0 | 0 | 0 | 0 | 0 | 0 | 0 | 0 | 0 | 0 | 0 | 0 | ok
Distribution Primary & Secondary Lines
Primary Specific |  | OT | OTDPLS | NCPP | 0 | 0 | 0 | 0 | 0 | 0 | 0 | 0 | 0 | 0 | 0 | 0 | 0 | 0 | 0 | 0 | 0 | 0 | 0 | 0 | 0 | 0 | ok
Primary Demand |  | OT | OTDPLD | NCPP | 0 | 0 | 0 | 0 | 0 | 0 | 0 | 0 | 0 | 0 | 0 | 0 | 0 | 0 | 0 | 0 | 0 | 0 | 0 | 0 | 0 | 0 | ok
Primary Customer |  | OT | OTDPLC | Cust08 | 0 | 0 | 0 | 0 | 0 | 0 | 0 | 0 | 0 | 0 | 0 | 0 | 0 | 0 | 0 | 0 | 0 | 0 | 0 | 0 | 0 | 0 | ok
Secondary Demand |  | OT | OTDSLD | SICD | 0 | 0 | 0 | 0 | 0 | 0 | 0 | 0 | 0 | 0 | 0 | 0 | 0 | 0 | 0 | 0 | 0 | 0 | 0 | 0 | 0 | 0 | ok
Secondary Customer |  | OT | OTDSLC | Cust07 | 0 | 0 | 0 | 0 | 0 | 0 | 0 | 0 | 0 | 0 | 0 | 0 | 0 | 0 | 0 | 0 | 0 | 0 | 0 | 0 | 0 | 0 | ok
Total Distribution Primary & Secondary Lines |  |  | OTDLT |  | 0 | 0 | 0 | 0 | 0 | 0 | 0 | 0 | 0 | 0 | 0 | 0 | 0 | 0 | 0 | 0 | 0 | 0 | 0 | 0 | 0 | 0 | ok
Distribution Line Transformers
Demand |  | OT | OTDLTD | SICDT | 0 | 0 | 0 | 0 | 0 | 0 | 0 | 0 | 0 | 0 | 0 | 0 | 0 | 0 | 0 | 0 | 0 | 0 | 0 | 0 | 0 | 0 | ok
Customer |  | OT | OTDLTC | Cust09 | 0 | 0 | 0 | 0 | 0 | 0 | 0 | 0 | 0 | 0 | 0 | 0 | 0 | 0 | 0 | 0 | 0 | 0 | 0 | 0 | 0 | 0 | ok
Total Distribution Line Transformers |  |  | OTDLTT |  | 0 | 0 | 0 | 0 | 0 | 0 | 0 | 0 | 0 | 0 | 0 | 0 | 0 | 0 | 0 | 0 | 0 | 0 | 0 | 0 | 0 | 0 | ok
Distribution Services
Customer |  | OT | OTDSC | C02 | 0 | 0 | 0 | 0 | 0 | 0 | 0 | 0 | 0 | 0 | 0 | 0 | 0 | 0 | 0 | 0 | 0 | 0 | 0 | 0 | 0 | 0 | ok
Distribution Meters
Customer |  | OT | OTDMC | C03 | 0 | 0 | 0 | 0 | 0 | 0 | 0 | 0 | 0 | 0 | 0 | 0 | 0 | 0 | 0 | 0 | 0 | 0 | 0 | 0 | 0 | 0 | ok
Distribution Street & Customer Lighting
Customer |  | OT | OTDSCL | C04 | 0 | 0 | 0 | 0 | 0 | 0 | 0 | 0 | 0 | 0 | 0 | 0 | 0 | 0 | 0 | 0 | 0 | 0 | 0 | 0 | 0 | 0 | ok
Customer Accounts Expense
Customer |  | OT | OTCAE | C05 | 0 | 0 | 0 | 0 | 0 | 0 | 0 | 0 | 0 | 0 | 0 | 0 | 0 | 0 | 0 | 0 | 0 | 0 | 0 | 0 | 0 | 0 | ok
Customer Service & Info.
Customer |  | OT | OTCSI | C05 | 0 | 0 | 0 | 0 | 0 | 0 | 0 | 0 | 0 | 0 | 0 | 0 | 0 | 0 | 0 | 0 | 0 | 0 | 0 | 0 | 0 | 0 | ok
Sales Expense
Customer |  | OT | OTSEC | C06 | 0 | 0 | 0 | 0 | 0 | 0 | 0 | 0 | 0 | 0 | 0 | 0 | 0 | 0 | 0 | 0 | 0 | 0 | 0 | 0 | 0 | 0 | ok
Total |  |  | OTT |  | 0 | 0 | 0 | 0 | 0 | 0 | 0 | 0 | 0 | 0 | 0 | 0 | 0 | 0 | 0 | 0 | 0 | 0 | 0 | 0 | 0 | 0 | ok
Interest Expenses
Power Production Plant
Production Demand - LOLP |  | INTLTD | INTPLOLP | LOLP | 44199090.2357 | 20940565.9341 | 4989623.2203 | 323873.4287 | 6016044.9295 | 5377664.1387 | 3818683.6638 | 2400870.8542 | 148312.1376 | 169018.4176 | 6638.5794 | 7758.9993 | 35.9324 | 0 | 0 | 0 | 0 | 0 | 0 | 0 | 0 | 44199090.2357 | ok
Production Demand - Not Used |  | INTLTD | INTPDI | GPLOLPDA | 0 | 0 | 0 | 0 | 0 | 0 | 0 | 0 | 0 | 0 | 0 | 0 | 0 | 0 | 0 | 0 | 0 | 0 | 0 | 0 | 0 | 0 | ok
Production Demand - Not Used |  | INTLTD | INTPDP | GPLOLPDA | 0 | 0 | 0 | 0 | 0 | 0 | 0 | 0 | 0 | 0 | 0 | 0 | 0 | 0 | 0 | 0 | 0 | 0 | 0 | 0 | 0 | 0 | ok
Production Energy |  | INTLTD | INTPEB | E01 | 0 | 0 | 0 | 0 | 0 | 0 | 0 | 0 | 0 | 0 | 0 | 0 | 0 | 0 | 0 | 0 | 0 | 0 | 0 | 0 | 0 | 0 | ok
Production Energy - Not Used |  | INTLTD | INTPEI | E01 | 0 | 0 | 0 | 0 | 0 | 0 | 0 | 0 | 0 | 0 | 0 | 0 | 0 | 0 | 0 | 0 | 0 | 0 | 0 | 0 | 0 | 0 | ok
Production Energy - Not Used |  | INTLTD | INTPEP | E01 | 0 | 0 | 0 | 0 | 0 | 0 | 0 | 0 | 0 | 0 | 0 | 0 | 0 | 0 | 0 | 0 | 0 | 0 | 0 | 0 | 0 | 0 | ok
Total Power Production Plant |  |  | INTPT |  | 44199090.2357 | 20940565.9341 | 4989623.2203 | 323873.4287 | 6016044.9295 | 5377664.1387 | 3818683.6638 | 2400870.8542 | 148312.1376 | 169018.4176 | 6638.5794 | 7758.9993 | 35.9324 | 0 | 0 | 0 | 0 | 0 | 0 | 0 | 0 | 44199090.2357 | ok
Transmission Plant
Transmission Demand |  | INTLTD | INTTRB | NCPT | 9136110.4188 | 4328490.0568 | 1031373.0089 | 66945.7989 | 1243538.0563 | 1111582.458 | 789335.6044 | 496268.6134 | 30656.6506 | 34936.7129 | 1372.2182 | 1603.813 | 7.4274 | 0 | 0 | 0 | 0 | 0 | 0 | 0 | 0 | 9136110.4188 | ok
Transmission Demand - Not Used |  | INTLTD | INTTRI | NCPT | 0 | 0 | 0 | 0 | 0 | 0 | 0 | 0 | 0 | 0 | 0 | 0 | 0 | 0 | 0 | 0 | 0 | 0 | 0 | 0 | 0 | 0 | ok
Transmission Demand - Not Used |  | INTLTD | INTTRP | NCPT | 0 | 0 | 0 | 0 | 0 | 0 | 0 | 0 | 0 | 0 | 0 | 0 | 0 | 0 | 0 | 0 | 0 | 0 | 0 | 0 | 0 | 0 | ok
Total Transmission Plant |  |  | INTTRT |  | 9136110.4188 | 4328490.0568 | 1031373.0089 | 66945.7989 | 1243538.0563 | 1111582.458 | 789335.6044 | 496268.6134 | 30656.6506 | 34936.7129 | 1372.2182 | 1603.813 | 7.4274 | 0 | 0 | 0 | 0 | 0 | 0 | 0 | 0 | 9136110.4188 | ok
Distribution Poles
Specific |  | INTLTD | INTDPS | NCPP | 0 | 0 | 0 | 0 | 0 | 0 | 0 | 0 | 0 | 0 | 0 | 0 | 0 | 0 | 0 | 0 | 0 | 0 | 0 | 0 | 0 | 0 | ok
Distribution Substation
General |  | INTLTD | INTDSG | NCPP | 3469294.699 | 1663696.9257 | 462081.7427 | 28210.2717 | 492074.5777 | 460702.5462 | 312904.978 | 0 | 15488.6022 | 32151.283 | 1358.2684 | 507.468 | 118.0354 | 0 | 0 | 0 | 0 | 0 | 0 | 0 | 0 | 3469294.699 | ok
Distribution Primary & Secondary Lines
Primary Specific |  | INTLTD | INDPLS | NCPP | 0 | 0 | 0 | 0 | 0 | 0 | 0 | 0 | 0 | 0 | 0 | 0 | 0 | 0 | 0 | 0 | 0 | 0 | 0 | 0 | 0 | 0 | ok
Primary Demand |  | INTLTD | INDPLD | NCPP | 5361058.3707 | 2570890.3692 | 714049.2261 | 43592.9855 | 760396.7846 | 711917.9706 | 483528.2087 | 0 | 23934.3462 | 49682.9817 | 2098.9155 | 784.184 | 182.3987 | 0 | 0 | 0 | 0 | 0 | 0 | 0 | 0 | 5361058.3707 | ok
Primary Customer |  | INTLTD | INDPLC | Cust08 | 8517395.5839 | 7322607.6068 | 907580.9174 | 1244.8698 | 57184.9732 | 2532.5527 | 8585.6499 | 0 | 39.5197 | 215142.9281 | 382.0235 | 2074.7831 | 19.7598 | 0 | 0 | 0 | 0 | 0 | 0 | 0 | 0 | 8517395.5839 | ok
Secondary Demand |  | INTLTD | INDSLD | SICD | 1557535.2947 | 1148138.0071 | 207816.3261 | 0 | 191257.1241 | 0 | 0 | 0 | 0 | 9723.8636 | 410.796 | 153.4791 | 35.6987 | 0 | 0 | 0 | 0 | 0 | 0 | 0 | 0 | 1557535.2947 | ok
Secondary Customer |  | INTLTD | INDSLC | Cust07 | 2492422.9398 | 2160451.3061 | 267771.3301 | 0 | 0 | 0 | 0 | 0 | 0 | 63475.4509 | 112.7117 | 612.1409 | 0 | 0 | 0 | 0 | 0 | 0 | 0 | 0 | 0 | 2492422.9398 | ok
Total Distribution Primary & Secondary Lines |  |  | INDLT |  | 17928412.1891 | 13202087.2893 | 2097217.7997 | 44837.8553 | 1008838.8819 | 714450.5233 | 492113.8586 | 0 | 23973.8658 | 338025.2243 | 3004.4467 | 3624.587 | 237.8573 | 0 | 0 | 0 | 0 | 0 | 0 | 0 | 0 | 17928412.1891 | ok
Distribution Line Transformers
Demand |  | INTLTD | INDLTD | SICDT | 2021580.7258 | 1381612.4078 | 250075.8732 | 0 | 230149.3497 | 0 | 147319.9006 | 0 | 0 | 11701.2158 | 494.3315 | 184.6891 | 42.9581 | 0 | 0 | 0 | 0 | 0 | 0 | 0 | 0 | 2021580.7258 | ok
Customer |  | INTLTD | INDLTC | Cust09 | 1181077.2007 | 1015855.4068 | 125907.4679 | 0 | 7933.1936 | 0 | 1191.0755 | 0 | 0 | 29846.4862 | 52.9976 | 287.8318 | 2.7413 | 0 | 0 | 0 | 0 | 0 | 0 | 0 | 0 | 1181077.2007 | ok
Total Distribution Line Transformers |  |  | INDLTT |  | 3202657.9265 | 2397467.8145 | 375983.3411 | 0 | 238082.5434 | 0 | 148510.9761 | 0 | 0 | 41547.7019 | 547.3291 | 472.521 | 45.6994 | 0 | 0 | 0 | 0 | 0 | 0 | 0 | 0 | 3202657.9265 | ok
Distribution Services
Customer |  | INTLTD | INDSC | C02 | 685138.5098 | 525259.1877 | 132185.6105 | 0 | 23189.9491 | 0 | 4495.7494 | 0 | 0 | 0 | 0 | 0 | 8.0131 | 0 | 0 | 0 | 0 | 0 | 0 | 0 | 0 | 685138.5098 | ok
Distribution Meters
Customer |  | INTLTD | INDMC | C03 | 766009.0524 | 530433.5718 | 159862.3474 | 5427.5902 | 42888.4598 | 11290.7927 | 6814.3569 | 7499.2336 | 176.1892 | 0 | 249.0565 | 1352.6345 | 14.8198 | 0 | 0 | 0 | 0 | 0 | 0 | 0 | 0 | 766009.0524 | ok
Distribution Street & Customer Lighting
Customer |  | INTLTD | INDSCL | C04 | 2179304.2467 | 0 | 0 | 0 | 0 | 0 | 0 | 0 | 0 | 2179304.2467 | 0 | 0 | 0 | 0 | 0 | 0 | 0 | 0 | 0 | 0 | 0 | 2179304.2467 | ok
Customer Accounts Expense
Customer |  | INTLTD | INCAE | C05 | 0 | 0 | 0 | 0 | 0 | 0 | 0 | 0 | 0 | 0 | 0 | 0 | 0 | 0 | 0 | 0 | 0 | 0 | 0 | 0 | 0 | 0 | ok
Customer Service & Info.
Customer |  | INTLTD | INCSI | C05 | 0 | 0 | 0 | 0 | 0 | 0 | 0 | 0 | 0 | 0 | 0 | 0 | 0 | 0 | 0 | 0 | 0 | 0 | 0 | 0 | 0 | 0 | ok
Sales Expense
Customer |  | INTLTD | INSEC | C06 | 0 | 0 | 0 | 0 | 0 | 0 | 0 | 0 | 0 | 0 | 0 | 0 | 0 | 0 | 0 | 0 | 0 | 0 | 0 | 0 | 0 | 0 | ok
Total |  |  | INTT |  | 81566017.278 | 43588000.7799 | 9248327.0706 | 469294.9448 | 9064657.3977 | 7675690.4589 | 5572859.1873 | 2904638.7013 | 218607.4454 | 2794983.5865 | 13169.8982 | 15320.0226 | 467.7848 | 0 | 0 | 0 | 0 | 0 | 0 | 0 | 0 | 81566017.278 | ok
Cost of Service Summary -- Unadjusted
Operating Revenues
Sales to Ultimate Consumers |  |  | REVUC | R01 | 968972525.26 | 387783189.22 | 133562579 | 7870664.63 | 145748335.83 | 128374674.07 | 83539672.09 | 59071972.18 | 3255770 | 19068090 | 245695 | 284053 | 7865 | 2609 | 147420.24 | 9936 | 0 | 0 | 0 | 0 | 0 | 968972525.26 | ok
Sales for Resale |  |  |  | Energy | 29301049.43 | 10331842.0028 | 3242618.791 | 264303.4532 | 4404742.2166 | 5059723.5913 | 3011882.4254 | 2569375.1782 | 141320.3076 | 256738.1236 | 10276.2549 | 8166.2749 | 60.8106 | 0 | 0 | 0 | 0 | 0 | 0 | 0 | 0 | 29301049.43 | ok
Transmission Revenue |  |  |  | PLTRT | 11761288.51 | 5572242.2385 | 1327728.6464 | 86182.0643 | 1600857.3871 | 1430985.5499 | 1016143.9989 | 638866.8781 | 39465.5598 | 44975.459 | 1766.5125 | 2064.654 | 9.5616 | 0 | 0 | 0 | 0 | 0 | 0 | 0 | 0 | 11761288.51 | ok
Ancillary Services |  |  |  | LOLP | 760283.76 | 360205.8803 | 85828.2259 | 5571.0583 | 103484.0589 | 92503.0513 | 65686.4917 | 41298.2057 | 2551.1681 | 2907.344 | 114.1925 | 133.4652 | 0.61809 | 0 | 0 | 0 | 0 | 0 | 0 | 0 | 0 | 760283.76 | ok
Curtailable Service Rider |  |  | 3: -6324975.84; 8: -2062957.44; 9: 0; 10: -4262018.4; 24: -6324975.84; 25: ok
Forfeited Discounts |  |  | FORDIS | FDIS | 2710126.03 | 2189455.479 | 210098.0655 | 5536.0826 | 254308.3001 | 11262.5595 | 38181.3947 | 1142.3662 | 0 | 141.7823 | 0 | 0 | 0 | 0 | 0 | 0 | 0 | 0 | 0 | 0 | 0 | 2710126.03 | ok
Misc Service Revenues |  |  | REVMISC | MISCR | 1473099.32 | 1335302.8906 | 124416.6548 | 237.9749 | 10931.7365 | 484.1341 | 1641.2714 | 49.1059 | 0 | 35.5518 | 0 | 0 | 0 | 0 | 0 | 0 | 0 | 0 | 0 | 0 | 0 | 1473099.32 | ok
Rent From Electric Property |  |  |  | RFEP | 4201604.47 | 2229457.5105 | 477161.3603 | 24488.9966 | 469743.8609 | 402792.8615 | 289836.8644 | 154715.8409 | 11463.0585 | 140427.6694 | 699.4281 | 793.0187 | 24.0003 | 0 | 0 | 0 | 0 | 0 | 0 | 0 | 0 | 4201604.47 | ok
Other Electric Revenue |  |  |  | OER | 857186.83 | 454840.9137 | 97347.6768 | 4996.1022 | 95834.4018 | 82175.4495 | 59130.826 | 31564.2232 | 2338.6263 | 28649.2338 | 142.6932 | 161.787 | 4.8964 | 0 | 0 | 0 | 0 | 0 | 0 | 0 | 0 | 857186.83 | ok
Electric Vehicle Charging Fees |  |  | 3: 10667.8; 16: 10667.8; 17: 0; 18: 0; 24: 10667.8; 25: ok
Unbilled Revenue |  |  | UNBREV | R01 | 0 | 0 | 0 | 0 | 0 | 0 | 0 | 0 | 0 | 0 | 0 | 0 | 0 | 0 | 0 | 0 | 0 | 0 | 0 | 0 | 0 | 0 | ok
Total Operating Revenues |  |  | TOR |  | 1013722855.57 | 410256536.1353 | 139127778.4208 | 8261980.3621 | 152688237.7919 | 133391643.8272 | 88022175.3625 | 58246965.5782 | 3452908.7203 | 19541965.1639 | 258694.0812 | 295372.1998 | 7964.8869 | 13276.8 | 147420.24 | 9936 | 0 | 0 | 0 | 0 | 0 | 1013722855.57 | ok
Operating Expenses
Operation and Maintenance Expenses |  |  |  |  | 627292492.8667 | 270225302.5629 | 73229214.0128 | 4865175.1841 | 83434598.1581 | 88207108.0101 | 55168094.0162 | 42405788.9243 | 2466212.8584 | 6875146.5295 | 175915.8655 | 175527.8259 | 2309.7889 | 8436 | 53663.13 | 0 | 0 | 0 | 0 | 0 | 0 | 627292492.8667 | ok
Depreciation Expenses |  |  |  |  | 155800380 | 82448566.0728 | 17653198.4898 | 916609.0361 | 17635584.3006 | 15017086.5406 | 10877854.168 | 5790186.1744 | 426273.2427 | 4942707.0854 | 25001.1194 | 29071.8468 | 829.1833 | 15653.62 | 17632.31 | 4126.81 | 0 | 0 | 0 | 0 | 0 | 155800380 | ok
Regulatory Credits |  |  |  |  | 0 | 0 | 0 | 0 | 0 | 0 | 0 | 0 | 0 | 0 | 0 | 0 | 0 | 0 | 0 | 0 | 0 | 0 | 0 | 0 | 0 | 0 | ok
Accretion Expense |  |  |  |  | 0 | 0 | 0 | 0 | 0 | 0 | 0 | 0 | 0 | 0 | 0 | 0 | 0 | 0 | 0 | 0 | 0 | 0 | 0 | 0 | 0 | 0 | ok
Depreciation for Asset Retirement Costs |  |  |  | DET | 0 | 0 | 0 | 0 | 0 | 0 | 0 | 0 | 0 | 0 | 0 | 0 | 0 | 0 | 0 | 0 | 0 | 0 | 0 | 0 | 0 | 0 | ok
Amortization Expense |  |  |  | DET | 0 | 0 | 0 | 0 | 0 | 0 | 0 | 0 | 0 | 0 | 0 | 0 | 0 | 0 | 0 | 0 | 0 | 0 | 0 | 0 | 0 | 0 | ok
Property and Other Taxes |  |  |  | NPT | 34932925 | 18663739.8474 | 3959782.3136 | 200935.2985 | 3881391.1963 | 3286700.9927 | 2386290.7184 | 1243704.299 | 93607.8722 | 1197011.214 | 5638.8312 | 6555.9426 | 200.2894 | 2510.1847 | 4727 | 129 | 0 | 0 | 0 | 0 | 0 | 34932925 | ok
Amortization of Investment Tax Credit |  |  |  |  | -1004120.6926 | -533510.0198 | -113117.5955 | -5729.6126 | -110705.4941 | -93700.5119 | -68042.943 | -35404.3629 | -2669.3498 | -34382.8522 | -161.1516 | -187.4559 | -5.7534 | 0 | -5429.37 | -1074.22 | 0 | 0 | 0 | 0 | 0 | -1004120.6926 | ok
Other Expenses |  |  |  |  | 0 | 0 | 0 | 0 | 0 | 0 | 0 | 0 | 0 | 0 | 0 | 0 | 0 | 0 | 0 | 0 | 0 | 0 | 0 | 0 | 0 | 0 | ok
State and Federal Income Taxes |  |  |  | TAXINC | 25285778 | -908244.9674 | 7719662.2494 | 398759.7982 | 8517389.8421 | 4238358.7623 | 3093348.8903 | 1304104.3168 | 55097.0811 | 827191.9005 | 8593.5548 | 15172.1083 | 914.401 | -2925.9744 | 16872.6456 | 1483.3914 | 0 | 0 | 0 | 0 | 0 | 25285778 | ok
Total Operating Expenses |  |  | TOE |  | 842307455.174 | 369895853.4959 | 102448739.47 | 6375749.7043 | 113358258.003 | 110655553.7939 | 71457544.8499 | 50708379.3516 | 3038521.7046 | 13807673.8772 | 214988.2193 | 226140.2677 | 4247.9093 | 23673.8302 | 87465.7156 | 4664.9814 | 0 | 0 | 0 | 0 | 0 | 842307455.174 | ok
Utility Operating Income |  |  | TOM |  | 171415400.396 | 40360682.6393 | 36679038.9507 | 1886230.6578 | 39329979.7889 | 22736090.0333 | 16564630.5126 | 7538586.2266 | 414387.0157 | 5734291.2867 | 43705.8619 | 69231.9321 | 3716.9776 | -10397.0302 | 59954.5244 | 5271.0186 | 0 | 0 | 0 | 0 | 0 | 171415400.396 | ok
Net Cost Rate Base |  |  |  |  | 2548077150.5472 | 1351314600.1861 | 289216147.8056 | 14843224.6662 | 284720266.9643 | 244140052.9272 | 175675376.0252 | 93776074.9999 | 6947967.4686 | 85115755.2811 | 423936.0437 | 480662.9867 | 14546.9927 | 139008.77 | 1193920.19 | 75609.24 | 0 | 0 | 0 | 0 | 0 | 2548077150.5472 | ok
Taxable Income Unadjusted
Total Operating Revenue |  |  |  |  | 1013722855.57 | 410256536.1353 | 139127778.4208 | 8261980.3621 | 152688237.7919 | 133391643.8272 | 88022175.3625 | 58246965.5782 | 3452908.7203 | 19541965.1639 | 258694.0812 | 295372.1998 | 7964.8869 | 13276.8 | 147420.24 | 9936 | 0 | 0 | 0 | 0 | 0 | 1013722855.57 | ok
Operating Expenses |  |  |  |  | 817021677.174 | 370804098.4633 | 94729077.2207 | 5976989.9062 | 104840868.1609 | 106417195.0316 | 68364195.9596 | 49404275.0348 | 2983424.6235 | 12980481.9767 | 206394.6645 | 210968.1594 | 3333.5082 | 26599.8047 | 70593.07 | 3181.59 | 0 | 0 | 0 | 0 | 0 | 817021677.174 | ok
Interest Expense |  |  | INTEXP |  | 81566017.278 | 43588000.7799 | 9248327.0706 | 469294.9448 | 9064657.3977 | 7675690.4589 | 5572859.1873 | 2904638.7013 | 218607.4454 | 2794983.5865 | 13169.8982 | 15320.0226 | 467.7848 | 0 | 0 | 0 | 0 | 0 | 0 | 0 | 0 | 81566017.278 | ok
Taxable Income |  |  | TAXINC |  | 115135161.1179 | -4135563.108 | 35150374.1295 | 1815695.5111 | 38782712.2333 | 19298758.3367 | 14085120.2156 | 5938051.8421 | 250876.6513 | 3766499.6007 | 39129.5185 | 69084.0178 | 4163.5938 | -13323.0047 | 76827.17 | 6754.41 | 0 | 0 | 0 | 0 | 0 | 115135161.1179 | ok
Cost of Service Summary -- Pro-Forma
Operating Revenues
Total Operating Revenue -- Actual |  |  |  |  | 1013722855.57 | 410256536.1353 | 139127778.4208 | 8261980.3621 | 152688237.7919 | 133391643.8272 | 88022175.3625 | 58246965.5782 | 3452908.7203 | 19541965.1639 | 258694.0812 | 295372.1998 | 7964.8869 | 13276.8 | 147420.24 | 9936 | 0 | 0 | 0 | 0 | 0 | 1013722855.57 | ok
Pro-Forma Adjustments:
| Eliminate unbilled revenues |  |  | R01 |  | 0 | 0 | 0 | 0 | 0 | 0 | 0 | 0 | 0 | 0 | 0 | 0 | 0 | 0 | 0 | 0 | 0 | 0 | 0 | 0 | 0 | ok
| Customer Account Changes |  | 3: 0; 12: 0; 14: 0; 24: 0; 25: ok
Total Pro-Forma Operating Revenue |  |  |  |  | 1013722855.57 | 410256536.1353 | 139127778.4208 | 8261980.3621 | 152688237.7919 | 133391643.8272 | 88022175.3625 | 58246965.5782 | 3452908.7203 | 19541965.1639 | 258694.0812 | 295372.1998 | 7964.8869 | 13276.8 | 147420.24 | 9936 | 0 | 0 | 0 | 0 | 0 | 1013722855.57 | ok
Operating Expenses
Operation and Maintenance Expenses |  |  |  |  | 627292492.8667 | 270225302.5629 | 73229214.0128 | 4865175.1841 | 83434598.1581 | 88207108.0101 | 55168094.0162 | 42405788.9243 | 2466212.8584 | 6875146.5295 | 175915.8655 | 175527.8259 | 2309.7889 | 8436 | 53663.13 | 0 | 0 | 0 | 0 | 0 | 0 | 627292492.8667 | ok
Depreciation and Amortization Expenses |  |  |  |  | 155800380 | 82448566.0728 | 17653198.4898 | 916609.0361 | 17635584.3006 | 15017086.5406 | 10877854.168 | 5790186.1744 | 426273.2427 | 4942707.0854 | 25001.1194 | 29071.8468 | 829.1833 | 15653.62 | 17632.31 | 4126.81 | 0 | 0 | 0 | 0 | 0 | 155800380 | ok
Regulatory Credits |  |  |  |  | 0 | 0 | 0 | 0 | 0 | 0 | 0 | 0 | 0 | 0 | 0 | 0 | 0 | 0 | 0 | 0 | 0 | 0 | 0 | 0 | 0 | 0 | ok
Accretion Expense |  |  |  |  | 0 | 0 | 0 | 0 | 0 | 0 | 0 | 0 | 0 | 0 | 0 | 0 | 0 | 0 | 0 | 0 | 0 | 0 | 0 | 0 | 0 | 0 | ok
Depreciation for Asset Retirement Costs |  |  |  |  | 0 | 0 | 0 | 0 | 0 | 0 | 0 | 0 | 0 | 0 | 0 | 0 | 0 | 0 | 0 | 0 | 0 | 0 | 0 | 0 | 0 | 0 | ok
Amortization Expense |  |  |  |  | 0 | 0 | 0 | 0 | 0 | 0 | 0 | 0 | 0 | 0 | 0 | 0 | 0 | 0 | 0 | 0 | 0 | 0 |  |  |  | 0 | ok
Property and Other Taxes |  |  |  | NPT | 34932925 | 18663739.8474 | 3959782.3136 | 200935.2985 | 3881391.1963 | 3286700.9927 | 2386290.7184 | 1243704.299 | 93607.8722 | 1197011.214 | 5638.8312 | 6555.9426 | 200.2894 | 2510.1847 | 4727 | 129 | 0 | 0 | 0 | 0 | 0 | 34932925 | ok
Amortization of Investment Tax Credit |  |  |  |  | -1004120.6926 | -533510.0198 | -113117.5955 | -5729.6126 | -110705.4941 | -93700.5119 | -68042.943 | -35404.3629 | -2669.3498 | -34382.8522 | -161.1516 | -187.4559 | -5.7534 | 0 | -5429.37 | -1074.22 | 0 | 0 | 0 | 0 | 0 | -1004120.6926 | ok
Other Expenses |  |  |  |  | 0 | 0 | 0 | 0 | 0 | 0 | 0 | 0 | 0 | 0 | 0 | 0 | 0 | 0 | 0 | 0 | 0 | 0 | 0 | 0 | 0 | 0 | ok
State and Federal Income Taxes |  |  |  | TAXINC | 25285778 | -908244.9674 | 7719662.2494 | 398759.7982 | 8517389.8421 | 4238358.7623 | 3093348.8903 | 1304104.3168 | 55097.0811 | 827191.9005 | 8593.5548 | 15172.1083 | 914.401 | -2925.9744 | 16872.6456 | 1483.3914 | 0 | 0 | 0 | 0 | 0 | 25285778 | ok
Specific Assignment of Interruptible Credit |  |  |  |  | -6324975.84 | 0 | 0 | 0 | 0 | -2062957.44 | 0 | -4262018.4 | 0 | 0 | 0 | 0 | 0 | 0 | 0 | 0 | 0 | 0 | 0 | 0 | 0 | -6324975.84 | ok
Allocation of Interruptible Credits |  |  |  | INTCRE | 6324975.84 | 2996635.743 | 714024.7944 | 46346.918 | 860907.7388 | 769554.2051 | 546461.0648 | 343569.2922 | 21223.7556 | 24186.8645 | 949.9936 | 1110.3279 | 5.142 | 0 | 0 | 0 | 0 | 0 | 0 | 0 | 0 | 6324975.84 | ok
Adjustments to Operating Expenses:
| Eliminate advertising expenses |  |  | REVUC |  | 0 | 0 | 0 | 0 | 0 | 0 | 0 | 0 | 0 | 0 | 0 | 0 | 0 | 0 | 0 | 0 | 0 | 0 | 0 | 0 | 0 | ok
| Federal & State Income Tax Adjustment |  |  | TAXINC | 0 | 0 | 0 | 0 | 0 | 0 | 0 | 0 | 0 | 0 | 0 | 0 | 0 | 0 | 0 | 0 | 0 | 0 | 0 | 0 | 0 | 0 | ok
Total Expense Adjustments |  |  |  |  | 0 | 0 | 0 | 0 | 0 | 0 | 0 | 0 | 0 | 0 | 0 | 0 | 0 | 0 | 0 | 0 | 0 | 0 | 0 | 0 | 0 | 0 | ok
Total Operating Expenses |  |  | TOE |  | 842307455.174 | 372892489.2389 | 103162764.2645 | 6422096.6223 | 114219165.7418 | 109362150.559 | 72004005.9147 | 46789930.2438 | 3059745.4602 | 13831860.7417 | 215938.213 | 227250.5956 | 4253.0513 | 23673.8302 | 87465.7156 | 4664.9814 | 0 | 0 | 0 | 0 | 0 | 842307455.174 | ok
Net Operating Income -- Pro-Forma |  |  |  |  | 171415400.396 | 37364046.8963 | 35965014.1563 | 1839883.7398 | 38469072.0501 | 24029493.2682 | 16018169.4478 | 11457035.3344 | 393163.2601 | 5710104.4222 | 42755.8683 | 68121.6042 | 3711.8356 | -10397.0302 | 59954.5244 | 5271.0186 | 0 | 0 | 0 | 0 | 0 | 171415400.396 | ok
Cost of Service Summary -- Pro-Forma
Net Operating Income -- Pro-Forma |  |  |  |  | 171415400.396 | 37364046.8963 | 35965014.1563 | 1839883.7398 | 38469072.0501 | 24029493.2682 | 16018169.4478 | 11457035.3344 | 393163.2601 | 5710104.4222 | 42755.8683 | 68121.6042 | 3711.8356 | -10397.0302 | 59954.5244 | 5271.0186
Net Cost Rate Base |  |  |  |  | 2548077150.5472 | 1351314600.1861 | 289216147.8056 | 14843224.6662 | 284720266.9643 | 244140052.9272 | 175675376.0252 | 93776074.9999 | 6947967.4686 | 85115755.2811 | 423936.0437 | 480662.9867 | 14546.9927 | 139008.77 | 1193920.19 | 75609.24 | 0 | 0 | 0 | 0 | 0 | 2548077150.5472 | ok
Cash Working Capital |  |  |  | OMLF | 0 | 0 | 0 | 0 | 0 | 0 | 0 | 0 | 0 | 0 | 0 | 0 | 0 | 0 | 0 | 0 | 0 | 0 | 0 | 0 | 0 | 0 | ok
Adjusted Net Cost Rate Base |  |  |  |  | 2548077150.5472 | 1351314600.1861 | 289216147.8056 | 14843224.6662 | 284720266.9643 | 244140052.9272 | 175675376.0252 | 93776074.9999 | 6947967.4686 | 85115755.2811 | 423936.0437 | 480662.9867 | 14546.9927 | 139008.77 | 1193920.19 | 75609.24 | 0 | 0 | 0 | 0 | 0 | 2548077150.5472 | ok
Rate of Return |  |  |  |  | 6.727% | 2.765% | 12.44% | 12.4% | 13.51% | 9.843% | 9.118% | 12.22% | 5.659% | 6.709% | 10.09% | 14.17% | 25.52% | -7.479% | 5.022% | 6.971% | #DIV/0! | #DIV/0! | #DIV/0! | #DIV/0! | #DIV/0!
Taxable Income Pro-Forma
Total Operating Revenue |  |  |  |  | 1013722855.57 | 410256536.1353 | 139127778.4208 | 8261980.3621 | 152688237.7919 | 133391643.8272 | 88022175.3625 | 58246965.5782 | 3452908.7203 | 19541965.1639 | 258694.0812 | 295372.1998 | 7964.8869 | 13276.8 | 147420.24 | 9936 | 0 | 0 | 0 | 0 | 0 | 1013722855.57 | ok
Operating Expenses |  |  |  |  | 817021677.174 | 373800734.2063 | 95443102.0151 | 6023336.8242 | 105701775.8997 | 105123791.7967 | 68910657.0244 | 45485825.927 | 3004648.3791 | 13004668.8412 | 207344.6581 | 212078.4873 | 3338.6502 | 26599.8047 | 70593.07 | 3181.59 | 0 | 0 | 0 | 0 | 0 | 817021677.174 | ok
Interest Expense |  |  | INTEXP |  | 81566017.278 | 43588000.7799 | 9248327.0706 | 469294.9448 | 9064657.3977 | 7675690.4589 | 5572859.1873 | 2904638.7013 | 218607.4454 | 2794983.5865 | 13169.8982 | 15320.0226 | 467.7848 | 0 | 0 | 0 | 0 | 0 | 0 | 0 | 0 | 81566017.278 | ok
Interest Syncronization Adjustment |  |  |  | INTEXP | 6215728 | 3321618.0703 | 704767.5913 | 35762.5617 | 690771.0671 | 584925.0178 | 424679.0274 | 221347.6238 | 16658.9526 | 212991.3697 | 1003.6104 | 1167.4604 | 35.6475 | 0 | 0 | 0 | 0 | 0 | 0 | 0 | 0 | 6215728 | ok
Taxable Income |  |  | TXINCPF |  | 108919433.1179 | -10453816.9213 | 33731581.7438 | 1733586.0313 | 37231033.4274 | 20007236.5538 | 13113980.1234 | 9635153.3262 | 212993.9431 | 3529321.3665 | 37175.9144 | 66806.2295 | 4122.8043 | -13323.0047 | 76827.17 | 6754.41 | 0 | 0 | 0 | 0 | 0 | 108919433.1179 | ok
Cost of Service Summary -- Pro-Forma (Adjusted for Proposed Increase)
Operating Revenues
Total Operating Revenue -- Actual |  |  |  |  | 1013722855.57 | 410256536.1353 | 139127778.4208 | 8261980.3621 | 152688237.7919 | 133391643.8272 | 88022175.3625 | 58246965.5782 | 3452908.7203 | 19541965.1639 | 258694.0812 | 295372.1998 | 7964.8869 | 13276.8 | 147420.24 | 9936 | 0 | 0 | 0 | 0 | 0 | 1013722855.57 | ok
Pro-Forma Adjustments: | bar: 21 to 25
Proposed Increase |  |  |  |  | 35210485 | 18799118 | 4410485 | 244262 | 4479563 | 3100289 | 2031137 | 1426166 | 98615 | 636550 | 0 | -6 | 272 | -2094 | -13872 | 0 | [5 empty] | 35210485 | ok
Revenue Adjustment for Solar Share and EV |  |  |  |  | 90078.71 | 0 | 0 | 0 | 0 | 0 | 0 | 0 | 0 | 0 | 0 | 0 | 0 | 31849.31 | 57442 | 787.4 | [5 empty] | 90078.71 | ok
Changes in Late Payment Fees |  |  |  | FDIS | -231059 | -186667.8479 | -17912.4692 | -471.9934 | -21681.7302 | -960.2195 | -3255.2563 | -97.3955 | 0 | -12.088 | 0 | 0 | 0 | 0 | 0 | 0 | 0 | 0 | 0 | 0 | 0 | -231059 | ok
Changes to EVSE-R |  |  |  |  | -1439 | 0 | 0 | 0 | 0 | 0 | 0 | 0 | 0 | 0 | 0 | 0 | 0 | -1439 | 0 | 0 | [5 empty] | -1439 | ok
Changes in Rent on Electric Property |  |  |  | RFEP | -28543 | -15145.5012 | -3241.5276 | -166.3625 | -3191.1378 | -2736.3158 | -1968.9654 | -1051.04 | -77.8727 | -953.9753 | -4.7515 | -5.3873 | -0.16304 | 0 | 0 | 0 | 0 | 0 | 0 | 0 | 0 | -28543 | ok
Changes in Miscellaneous Charges |  |  |  | MISCR | -61931 | -56137.86 | -5230.637 | -10.0048 | -459.5843 | -20.3536 | -69.0012 | -2.0645 | 0 | -1.4946 | 0 | 0 | 0 | 0 | 0 | 0 | 0 | 0 | 0 | 0 | 0 | -61931 | ok
Total Pro-Forma Operating Revenue |  |  |  |  | 1048700447.28 | 428797702.9262 | 143511878.787 | 8505594.0014 | 157142468.3395 | 136488215.9383 | 90048019.1397 | 59671981.0783 | 3551445.8476 | 20177547.6059 | 258689.3297 | 295360.8125 | 8236.7238 | 41593.11 | 190990.24 | 10723.4 | 0 | 0 | 0 | 0 | 0 | 1048700447.28 | ok
Operating Expenses
Total Operating Expenses |  |  |  |  | 842307455.174 | 372892489.2389 | 103162764.2645 | 6422096.6223 | 114219165.7418 | 109362150.559 | 72004005.9147 | 46789930.2438 | 3059745.4602 | 13831860.7417 | 215938.213 | 227250.5956 | 4253.0513 | 23673.8302 | 87465.7156 | 4664.9814 | 0 | 0 | 0 | 0 | 0 | 842307455.17 | ok
Total Pro-Forma Adjustments
Incremental Uncollectible Accounts Expense |  |  |  | 0.182% | 63659.2169 | 33744.9236 | 7979.0627 | 443.3768 | 8106.6996 | 5635.7612 | 3687.0357 | 2593.5282 | 179.3376 | 1156.76 | -0.0086477 | -0.020725 | 0.49474 | 51.5357 | 79.2974 | 1.4331 | [5 empty] | 63659.22 | ok
Incremental Commission Fees |  |  |  | 0.2% | 69955.1834 | 37082.3336 | 8768.2007 | 487.2273 | 8908.4611 | 6193.1442 | 4051.6876 | 2850.031 | 197.0743 | 1271.1649 | -0.0095029 | -0.022775 | 0.54367 | 56.6326 | 87.14 | 1.5748 | [5 empty] | 69955.18 | ok
Incremental Income Taxes |  |  |  | 24.85% | 8693572.3388 | 4608349.7137 | 1089654.5992 | 60549.4173 | 1107085.239 | 769643.4298 | 503517.211 | 354183.1992 | 24491.0985 | 157972.052 | -1.181 | -2.8303 | 67.5642 | 7037.9314 | 10829.1889 | 195.7058 | 0 | 0 | 0 | 0 | 0 | 8693572.34 | ok
Total Pro-forma Operating Expenses |  |  |  |  | 851134641.9131 | 377571666.2098 | 104269166.127 | 6483576.6437 | 115343266.1415 | 110143622.8943 | 72515261.8489 | 47149557.0023 | 3084612.9705 | 13992260.7187 | 215937.0138 | 227247.7219 | 4321.6539 | 30819.9299 | 98461.3418 | 4863.6951 | 0 | 0 | 0 | 0 | 0 | 851134641.91 | ok
Net Operating Income -- Pro-Forma |  |  |  |  | 197565805.3669 | 51226036.7164 | 39242712.66 | 2022017.3577 | 41799202.198 | 26344593.044 | 17532757.2908 | 12522424.076 | 466832.8771 | 6185286.8872 | 42752.3159 | 68113.0907 | 3915.0699 | 10773.1801 | 92528.8982 | 5859.7049 | 0 | 0 | 0 | 0 | 0 | 197565805.37 | ok
Net Cost Rate Base |  |  |  |  | 2548077150.5472 | 1351314600.1861 | 289216147.8056 | 14843224.6662 | 284720266.9643 | 244140052.9272 | 175675376.0252 | 93776074.9999 | 6947967.4686 | 85115755.2811 | 423936.0437 | 480662.9867 | 14546.9927 | 139008.77 | 1193920.19 | 75609.24 | 0 | 0 | 0 | 0 | 0 | 2548077150.55 | ok
Rate of Return |  |  |  |  | 7.754% | 3.791% | 13.57% | 13.62% | 14.68% | 10.79% | 9.98% | 13.35% | 6.719% | 7.267% | 10.08% | 14.17% | 26.91% | 7.75% | 7.75% | 7.75% | #DIV/0! | #DIV/0! | #DIV/0! | #DIV/0! | #DIV/0!
Allocation Factors
Energy Allocation Factors
Energy Usage by Class |  |  | E01 | Energy | 1 | 0.35261 | 0.11067 | 0.0090203 | 0.15033 | 0.17268 | 0.10279 | 0.087689 | 0.004823 | 0.0087621 | 0.00035071 | 0.0002787 | 2.0754e-06 | 0 | 0 | 0 | 0 | 0 | 0 | 0 | 0 | 1 | ok
Customer Allocation Factors
Primary Distribution Plant -- Average Number of Customers |  |  | C01 | Cust08 | 1 | 0.85972 | 0.10656 | 0.00014616 | 0.0067139 | 0.00029734 | 0.001008 | 0 | 4.6399e-06 | 0.025259 | 4.4852e-05 | 0.00024359 | 2.3199e-06 | 0 | 0 | 0 | 0 | 0 | 0 | 0 | 0 | 1 | ok
Customer Services -- Weighted cost of Services |  |  | C02 |  | 1 | 0.76665 | 0.19293 | 0 | 0.033847 | 0 | 0.0065618 | 0 | 0 | 0 | 0 | 0 | 1.1696e-05 | 0 | 0 | 0 | 0 | 0 | 0 | 0 | 0 | 1 | ok
Meter Costs -- Weighted Cost of Meters |  |  | C03 |  | 1 | 0.69246 | 0.2087 | 0.0070855 | 0.055989 | 0.01474 | 0.0088959 | 0.00979 | 0.00023001 | 0 | 0.00032514 | 0.0017658 | 1.9347e-05 | 0 | 0 | 0 | 0 | 0 | 0 | 0 | 0 | 1 | ok
Lighting Systems -- Lighting Customers |  |  | C04 | Cust04 | 1 | 0 | 0 | 0 | 0 | 0 | 0 | 0 | 0 | 1 | 0 | 0 | 0 | 0 | 0 | 0 | 0 | 0 | 0 | 0 | 0 | 1 | ok
Meter Reading and Billing -- Weighted Cost |  |  | C05 | Cust05 | 1 | 0.73726 | 0.18276 | 0.00062668 | 0.028788 | 0.0063746 | 0.021611 | 0.00064658 | 1.9895e-05 | 0.021661 | 3.8463e-05 | 0.00020889 | 9.9474e-06 | 0 | 0 | 0 | 0 | 0 | 0 | 0 | 0 | 1 | ok
Marketing/Economic Development |  |  | C06 | Cust06 | 1 | 0.8597 | 0.10655 | 0.00014615 | 0.0067137 | 0.00029733 | 0.001008 | 3.0158e-05 | 4.6397e-06 | 0.025258 | 4.4851e-05 | 0.00024359 | 2.3199e-06 | 0 | 0 | 0 | 0 | 0 | 0 | 0 | 0 | 1 | ok
Revenue per Billing Determinants |  |  | R01 |  | 968972525.26 | 387783189.22 | 133562579 | 7870664.63 | 145748335.83 | 128374674.07 | 83539672.09 | 59071972.18 | 3255770 | 19068090 | 245695 | 284053 | 7865 | 2609 | 147420.24 | 9936 | 0 | 0 | 0 | 0 | 0 | 968972525.26 | ok
Energy |  |  |  |  | 11653191809 | 4077649481 | 1279758520 | 106576756 | 1738411680 | 2040264401 | 1188694214 | 1056222221 | 56985483 | 101326373 | 4055711 | 3222969 | 24000 | 0 | 0 | 0 | 0 | 0 | 0 | 0 | 0 | 11653191809 | ok
Energy (Loss Adjusted) |  |  | Energy |  | 12318713632.6926 | 4343701178.1624 | 1363258077.2304 | 111118154.9946 | 1851836676.4314 | 2127203195.6043 | 1266252158.7217 | 1080213768.8052 | 59413721.8104 | 107937547.8029 | 4320331.2916 | 3433255.9254 | 25565.9121 | 0 | 0 | 0 | 0 | 0 | 0 | 0 | 0 | 12318713632.6926 | ok
O&M Customer Allocators | bar: 21 to 25
Customers (Monthly Bills) |  |  |  |  | 6229879 | 4446964 | 551167 | 756 | 34728 | 1538 | 5214 | 156 | 24 | 1175892 | 2088 | 11340 | 12 | 0 | 0 | 0 | 0 | 0 | 0 | 0 | 0 | 6229879 | ok
Average Customers (Bills/12) |  |  |  |  | 519156.5833 | 370580.3333 | 45930.5833 | 63 | 2894 | 128.1667 | 434.5 | 13 | 2 | 97991 | 174 | 945 | 1 | 0 | 0 | 0 | 0 | 0 | 0 | 0 | 0 | 519156.5833 | ok
Average Customers (Lighting = Lights) |  |  |  |  | 519156.5833 | 370580.3333 | 45930.5833 | 63 | 2894 | 128.1667 | 434.5 | 13 | 2 | 97991 | 174 | 945 | 1 | 0 | 0 | 0 | 0 | 0 | 0 | 0 | 0 | 519156.5833 | ok
Weighted Average Customers (Lighting = 9 Lights per Customer) |  |  | Cust05 |  | 502645.3889 | 370580.3333 | 91861.1667 | 315 | 14470 | 3204.1667 | 10862.5 | 325 | 10 | 10887.8889 | 19.3333 | 105 | 5 | 0 | 0 | 0 | 0 | 0 | 0 | 0 | 0 | 502645.3889 | ok
Street Lighting |  |  | 1: Cust04; 3: 97991; 9: 0; 11: 0; 12: 97991; 14: 0; 15: 0; 24: 97991; 25: ok
Average Customers |  |  | Cust01 |  | 519156.5833 | 370580.3333 | 45930.5833 | 63 | 2894 | 128.1667 | 434.5 | 13 | 2 | 97991 | 174 | 945 | 1 | 0 | 0 | 0 | 0 | 0 | 0 | 0 | 0 | 519156.5833 | ok
Average Customers (Lighting = 9 Lights per Cust) |  |  | Cust06 |  | 431058.8056 | 370580.3333 | 45930.5833 | 63 | 2894 | 128.1667 | 434.5 | 13 | 2 | 10887.8889 | 19.3333 | 105 | 1 | 0 | 0 | 0 | 0 | 0 |  |  |  | 431058.8056 | ok
Average Secondary Customers |  |  | Cust07 |  | 427523.1389 | 370580.3333 | 45930.5833 | 0 | 0 | 0 | 0 | 0 | 0 | 10887.8889 | 19.3333 | 105 | 0 | 0 | 0 | 0 | 0 | 0 |  |  |  | 427523.1389 | ok
Average Primary Customers |  |  | Cust08 |  | 431045.8056 | 370580.3333 | 45930.5833 | 63 | 2894 | 128.1667 | 434.5 | 0 | 2 | 10887.8889 | 19.3333 | 105 | 1 | 0 | 0 | 0 | 0 | 0 | 0 | 0 | 0 | 431045.8056 | ok
Average Transformer Customers |  |  | Cust09 |  | 430852.6389 | 370580.3333 | 45930.5833 | 0 | 2894 | 0 | 434.5 | 0 | 0 | 10887.8889 | 19.3333 | 105 | 1 | 0 | 0 | 0 | [5 empty] | 430852.6389 | ok
Plant Customer Allocators | bar: 21 to 25
Average Customers |  |  |  |  | 519052 | 370483 | 45925 | 63 | 2893 | 128 | 434 | 13 | 2 | 97991 | 174 | 945 | 1 | 0 | 0 | 0 | 0 | 0 | 0 | 0 | 0 | 519052 | ok
Average Customers (Lighting = 9 Lights) |  |  |  |  | 429853 | 370483 | 45925 | 63 | 2893 | 128 | 434 | 13 | 2 | 9799.1 | 17.4 | 94.5 | 1 | 0 | 0 | 0 | 0 | 0 | 0 | 0 | 0 | 429853 | ok
Weighted Average Customers |  |  | PCust05 |  | 501414 | 370483 | 91850 | 315 | 14465 | 3200 | 10850 | 325 | 10 | 9799.1 | 17.4 | 94.5 | 5 | 0 | 0 | 0 | 0 | 0 | 0 | 0 | 0 | 501414 | ok
Street Lighting (plant in service balance) |  |  | PCust04 |  | 126670914.0512 | [5 empty] | 0 |  | 0 | 126670914.0512 | 0 | 0 | 0 | 0 | 0 | 0 | 0 | 0 |  |  |  | 126670914.0512 | ok
Average Customers |  |  | PCust01 |  | 519052 | 370483 | 45925 | 63 | 2893 | 128 | 434 | 13 | 2 | 97991 | 174 | 945 | 1 | 0 | 0 | 0 | 0 | 0 | 0 | 0 | 0 | 519052 | ok
Average Customers (Lighting = 9 Lights per Cust) |  |  | PCust06 |  | 429853 | 370483 | 45925 | 63 | 2893 | 128 | 434 | 13 | 2 | 9799.1 | 17.4 | 94.5 | 1 | 0 | 0 | 0 | 0 | 0 |  |  |  | 429853 | ok
Average Secondary Customers |  |  | PCust07 |  | 426510 | 370483 | 45925 | 63 | 0 | 128 | 0 | 0 | 0 | 9799.1 | 17.4 | 94.5 | 0 | 0 | 0 | 0 | 0 | 0 |  |  |  | 426510 | ok
Average Primary Customers |  |  | PCust08 |  | 429853 | 370483 | 45925 | 63 | 2893 | 128 | 434 | 13 | 2 | 9799.1 | 17.4 | 94.5 | 1 | 0 | 0 | 0 | 0 | 0 | 0 | 0 | 0 | 429853 | ok
Average Transformer Customers |  |  | PCust09 |  | 429647 | 370483 | 45925 | 0 | 2893 | 0 | 434 | 0 | 0 | 9799.1 | 17.4 | 94.5 | 1 | 0 | 0 | 0 | [5 empty] | 429647 | ok
Demand Allocators
Max Class Non-Coincident Peak Demands (Transmission) |  |  | NCPT |  | 13493905.43 | 6393118.3845 | 1523323.2971 | 98877.9949 | 1836688.061 | 1641791.5151 | 1165837.4856 | 732981.699 | 45279.4379 | 51601.0291 | 2026.7467 | 2368.809 | 10.9701 | 0 | 0 | 0 | 0 | 0 | 0 | 0 | 0 | 13493905.43 | ok
Max Class Non-Coincident Peak Demands (Primary) |  |  | NCPP |  | 2941782.4498 | 1410728.9355 | 391821.4159 | 23920.8512 | 417253.7885 | 390651.9286 | 265327.2358 | 0 | 13133.5335 | 27262.6249 | 1151.7414 | 430.3066 | 100.088 | 0 | 0 | 0 | 0 | 0 | 0 | 0 | 0 | 2941782.4498 | ok
Sum of the Individual Customer Demands (Transformers) |  |  | SICDT |  | 4710074.4262 | 3219014.3019 | 582650.9721 | 0 | 536224.2292 | 0 | 343240.1622 | 0 | 0 | 27262.6249 | 1151.7414 | 430.3066 | 100.088 | 0 | 0 | 0 | 0 | 0 | 0 | 0 | 0 | 4710074.4262 | ok
Sum of the Individual Customer Demands (Secondary) |  |  | SICD |  | 4366834.264 | 3219014.3019 | 582650.9721 | 0 | 536224.2292 | 0 | 0 | 0 | 0 | 27262.6249 | 1151.7414 | 430.3066 | 100.088 | 0 | 0 | 0 | 0 | 0 | 0 | 0 | 0 | 4366834.264 | ok
Summer Peak Period Demand Allocator |  |  | SCP |  | 13493905.43 | 6393118.3845 | 1523323.2971 | 98877.9949 | 1836688.061 | 1641791.5151 | 1165837.4856 | 732981.699 | 45279.4379 | 51601.0291 | 2026.7467 | 2368.809 | 10.9701 | 0 | 0 | 0 | 0 | 0 |  |  |  | 34305.0245 | ok
Winter Peak Period Demand Allocator |  |  | WCP |  | 13493905.43 | 6393118.3845 | 1523323.2971 | 98877.9949 | 1836688.061 | 1641791.5151 | 1165837.4856 | 732981.699 | 45279.4379 | 51601.0291 | 2026.7467 | 2368.809 | 10.9701 | 0 | 0 | 0 | 0 | 0 |  |  |  | 34305.0245 | ok
LOLP Demand Allocator |  |  | LOLP |  | 13493905.43 | 6393118.3845 | 1523323.2971 | 98877.9949 | 1836688.061 | 1641791.5151 | 1165837.4856 | 732981.699 | 45279.4379 | 51601.0291 | 2026.7467 | 2368.809 | 10.9701 | 0 | 0 | 0 | 0 | 0 |  |  |  | 13493905.43 | ok
Allocation Factors (Continued) | bar: 21 to 25
Production Demand Cost Allocation | bar: 21 to 25
Gross Plant Production Residual LOLP Demand Allocator |  |  | GPPLOLPDRA |  | 13493905.43 | 6393118.3845 | 1523323.2971 | 98877.9949 | 1836688.061 | 1641791.5151 | 1165837.4856 | 732981.699 | 45279.4379 | 51601.0291 | 2026.7467 | 2368.809 | 10.9701 | 0 | 0 | 0 | 0 | 0 | 0 | 0 | 0 | 13493905.43 | ok
Gross Plant Production LOLP Demand Costs |  |  | 3: 2597891033.8555; 24: 2597891033.8555; 25: ok
Customer Specific Assignment |  |  |  |  | 1331330.09 |  | 0 | 0 | 0 | 0 | 0 | 0 | 0 | 0 | 0 |  |  |  | 1241811.48 | 89518.61 | 0 | 0 |  |  |  | 1331330.09 | ok
Gross Plant Production LOLP Demand Residual |  |  |  | GPPLOLPDRA | 2596559703.7655 | 1230193413.2248 | 293124915.5082 | 19026561.1718 | 353424012.9533 | 315921118.0251 | 224335841.9844 | 141043729.199 | 8712878.8879 | 9929308.7255 | 389995.9828 | 455817.1831 | 2110.9197 | 0 | 0 | 0 | 0 | 0 | 0 | 0 | 0 | 2596559703.7655 | ok
Gross Plant Production LOLP Demand Total |  |  | GPPLOLPDT |  | 2597891033.8555 | 1230193413.2248 | 293124915.5082 | 19026561.1718 | 353424012.9533 | 315921118.0251 | 224335841.9844 | 141043729.199 | 8712878.8879 | 9929308.7255 | 389995.9828 | 455817.1831 | 2110.9197 | 0 | 1241811.48 | 89518.61 | 0 | 0 | 0 | 0 | 0 | 2597891033.8555 | ok
Gross Plant Production LOLP Demand Allocator |  |  | GPLOLPDA | GPPLOLPDT | 1 | 0.47354 | 0.11283 | 0.0073238 | 0.13604 | 0.12161 | 0.086353 | 0.054292 | 0.0033538 | 0.0038221 | 0.00015012 | 0.00017546 | 8.1255e-07 | 0 | 0.00047801 | 3.4458e-05 | 0 | 0 | 0 | 0 | 0 | 1 | ok
Net Plant Production Residual LOLP Demand Allocator |  |  | NPPLOLPDRA |  | 13493905.43 | 6393118.3845 | 1523323.2971 | 98877.9949 | 1836688.061 | 1641791.5151 | 1165837.4856 | 732981.699 | 45279.4379 | 51601.0291 | 2026.7467 | 2368.809 | 10.9701 | 0 | 0 | 0 | 0 | 0 | 0 | 0 | 0 | 13493905.43 | ok
Net Plant Production LOLP Demand Costs |  |  | 3: 1596970884.8446; 24: 1596970884.8446; 25: ok
Customer Specific Assignment |  |  |  |  | 1322299.66 |  | 0 | 0 | 0 | 0 | 0 | 0 | 0 | 0 | 0 |  |  |  | 1238111.51 | 84188.15 | 0 | 0 |  |  |  | 1322299.66 | ok
Net Plant Production LOLP Demand Residual |  |  |  | NPPLOLPDRA | 1595648585.1846 | 755983533.3148 | 180132332.8074 | 11692280.8941 | 217187583.0243 | 194141149.2582 | 137859787.4524 | 86674774.5562 | 5354274.2924 | 6101799.7763 | 239661.9408 | 280110.6565 | 1297.2111 | 0 | 0 | 0 | 0 | 0 | 0 | 0 | 0 | 1595648585.1846 | ok
Net Plant Production LOLP Demand Total |  |  | NPPLOLPDT |  | 1596970884.8446 | 755983533.3148 | 180132332.8074 | 11692280.8941 | 217187583.0243 | 194141149.2582 | 137859787.4524 | 86674774.5562 | 5354274.2924 | 6101799.7763 | 239661.9408 | 280110.6565 | 1297.2111 | 0 | 1238111.51 | 84188.15 | 0 | 0 | 0 | 0 | 0 | 1596970884.8446 | ok
Net Plant Production LOLP Demand Allocator |  |  | NPLOLPDA | NPPLOLPDT | 1 | 0.47339 | 0.1128 | 0.0073215 | 0.136 | 0.12157 | 0.086326 | 0.054274 | 0.0033528 | 0.0038209 | 0.00015007 | 0.0001754 | 8.1229e-07 | 0 | 0.00077529 | 5.2717e-05 | 0 | 0 | 0 | 0 | 0 | 1 | ok
Rate Base Production Residual LOLP Demand Allocator |  |  | RBPLOLPDRA |  | 13493905.43 | 6393118.3845 | 1523323.2971 | 98877.9949 | 1836688.061 | 1641791.5151 | 1165837.4856 | 732981.699 | 45279.4379 | 51601.0291 | 2026.7467 | 2368.809 | 10.9701 | 0 | 0 | 0 | 0 | 0 | 0 | 0 | 0 | 13493905.43 | ok
Rate Base Production LOLP Demand Costs |  |  | 3: 1309287569.1184; 24: 1309287569.1184; 25: ok
Customer Specific Assignment |  |  |  |  | 1269529.43 |  | 0 | 0 | 0 | 0 | 0 | 0 | 0 | 0 | 0 |  |  |  | 1193920.19 | 75609.24 | 0 | 0 |  |  |  | 1269529.43 | ok
Rate Base Production LOLP Demand Residual |  |  |  | RBPLOLPDRA | 1308018039.6884 | 619710447.8169 | 147661799.1147 | 9584638.1694 | 178037494.7403 | 159145395.6926 | 113009274.4791 | 71050837.7334 | 4389116.3937 | 5001893.4345 | 196460.6399 | 229618.0971 | 1063.3767 | 0 | 0 | 0 | 0 | 0 | 0 | 0 | 0 | 1308018039.6884 | ok
Rate Base Production LOLP Demand Total |  |  | RBPLOLPDT |  | 1309287569.1184 | 619710447.8169 | 147661799.1147 | 9584638.1694 | 178037494.7403 | 159145395.6926 | 113009274.4791 | 71050837.7334 | 4389116.3937 | 5001893.4345 | 196460.6399 | 229618.0971 | 1063.3767 | 0 | 1193920.19 | 75609.24 | 0 | 0 | 0 | 0 | 0 | 1309287569.1184 | ok
Rate Base Production LOLP Demand Allocator |  |  | RBLOLPDA | RBPLOLPDT | 1 | 0.47332 | 0.11278 | 0.0073205 | 0.13598 | 0.12155 | 0.086314 | 0.054267 | 0.0033523 | 0.0038203 | 0.00015005 | 0.00017538 | 8.1218e-07 | 0 | 0.00091189 | 5.7748e-05 | 0 | 0 | 0 | 0 | 0 | 1 | ok
Production O&M Residual LOLP Demand Allocator |  |  | POMLOLPDRA |  | 13493905.43 | 6393118.3845 | 1523323.2971 | 98877.9949 | 1836688.061 | 1641791.5151 | 1165837.4856 | 732981.699 | 45279.4379 | 51601.0291 | 2026.7467 | 2368.809 | 10.9701 | 0 | 0 | 0 | 0 | 0 | 0 | 0 | 0 | 13493905.43 | ok
Production O&M LOLP Demand Costs |  |  | 3: 107026183.1682; 24: 107026183.1682; 25: ok
Customer Specific Assignment |  |  |  |  | 53663.13 |  | 0 | 0 | 0 | 0 | 0 | 0 | 0 | 0 | 0 |  |  |  | 53663.13 | 0 | 0 | 0 |  |  |  | 53663.13 | ok
Production O&M LOLP Demand Residual |  |  |  | POMLOLPDRA | 106972520.0382 | 50681249.2531 | 12076098.5594 | 783852.2616 | 14560288.0815 | 13015251.7115 | 9242140.79 | 5810689.8625 | 358951.3502 | 409065.5705 | 16066.9724 | 18778.6603 | 86.9652 | 0 | 0 | 0 | 0 | 0 | 0 | 0 | 0 | 106972520.0382 | ok
Production O&M LOLP Demand Total |  |  | POMLOLPDT |  | 107026183.1682 | 50681249.2531 | 12076098.5594 | 783852.2616 | 14560288.0815 | 13015251.7115 | 9242140.79 | 5810689.8625 | 358951.3502 | 409065.5705 | 16066.9724 | 18778.6603 | 86.9652 | 0 | 53663.13 | 0 | 0 | 0 | 0 | 0 | 0 | 107026183.1682 | ok
Production O&M LOLP Demand Allocator |  |  | POMLOLPDA | POMLOLPDT | 1 | 0.47354 | 0.11283 | 0.0073239 | 0.13604 | 0.12161 | 0.086354 | 0.054292 | 0.0033539 | 0.0038221 | 0.00015012 | 0.00017546 | 8.1256e-07 | 0 | 0.0005014 | 0 | 0 | 0 | 0 | 0 | 0 | 1 | ok
Production Depreciation Residual LOLP Demand Allocator |  |  | PDEPLOLPDRA |  | 13493905.43 | 6393118.3845 | 1523323.2971 | 98877.9949 | 1836688.061 | 1641791.5151 | 1165837.4856 | 732981.699 | 45279.4379 | 51601.0291 | 2026.7467 | 2368.809 | 10.9701 | 0 | 0 | 0 | 0 | 0 | 0 | 0 | 0 | 13493905.43 | ok
Production Depreciation LOLP Demand Costs |  |  | 3: 93427019.7518; 24: 93427019.7518; 25: ok
Customer Specific Assignment |  |  |  |  | 21759.12 |  | 0 | 0 | 0 | 0 | 0 | 0 | 0 | 0 | 0 |  |  |  | 17632.31 | 4126.81 | 0 | 0 |  |  |  | 21759.12 | ok
Production Depreciation LOLP Demand Residual |  |  |  | PDEPLOLPDRA | 93405260.6318 | 44253377.3528 | 10544494.3519 | 684436.7578 | 12713615.6336 | 11364535.2831 | 8069965.7163 | 5073723.6148 | 313425.7696 | 357184.034 | 14029.2081 | 16396.9743 | 75.9355 | 0 | 0 | 0 | 0 | 0 | 0 | 0 | 0 | 93405260.6318 | ok
Production Depreciation LOLP Demand Total |  |  | PDEPLOLPDT |  | 93427019.7518 | 44253377.3528 | 10544494.3519 | 684436.7578 | 12713615.6336 | 11364535.2831 | 8069965.7163 | 5073723.6148 | 313425.7696 | 357184.034 | 14029.2081 | 16396.9743 | 75.9355 | 0 | 17632.31 | 4126.81 | 0 | 0 | 0 | 0 | 0 | 93427019.7518 | ok
Production Depreciation LOLP Demand Allocator |  |  | PDEPLOLPDA | PDEPLOLPDT | 1 | 0.47367 | 0.11286 | 0.0073259 | 0.13608 | 0.12164 | 0.086377 | 0.054307 | 0.0033548 | 0.0038231 | 0.00015016 | 0.00017551 | 8.1278e-07 | 0 | 0.00018873 | 4.4171e-05 | 0 | 0 | 0 | 0 | 0 | 1 | ok
Production Prop Tax Residual LOLP Demand Allocator |  |  | PPTLOLPDRA |  | 13493905.43 | 6393118.3845 | 1523323.2971 | 98877.9949 | 1836688.061 | 1641791.5151 | 1165837.4856 | 732981.699 | 45279.4379 | 51601.0291 | 2026.7467 | 2368.809 | 10.9701 | 0 | 0 | 0 | 0 | 0 | 0 | 0 | 0 | 13493905.43 | ok
Production Prop Tax LOLP Demand Costs |  |  | 3: 18929494.8533; 24: 18929494.8533; 25: ok
Customer Specific Assignment |  |  |  |  | 4856 |  | 0 | 0 | 0 | 0 | 0 | 0 | 0 | 0 | 0 |  |  |  | 4727 | 129 | 0 | 0 |  |  |  | 4856 | ok
Production Prop Tax LOLP Demand Residual |  |  |  | PPTLOLPDRA | 18924638.8533 | 8966081.5545 | 2136397.3094 | 138672.2586 | 2575878.3045 | 2302544.0378 | 1635038.3876 | 1027976.2232 | 63502.5207 | 72368.2885 | 2842.4277 | 3322.1557 | 15.3851 | 0 | 0 | 0 | 0 | 0 | 0 | 0 | 0 | 18924638.8533 | ok
Production Prop Tax LOLP Demand Total |  |  | PPTLOLPDT |  | 18929494.8533 | 8966081.5545 | 2136397.3094 | 138672.2586 | 2575878.3045 | 2302544.0378 | 1635038.3876 | 1027976.2232 | 63502.5207 | 72368.2885 | 2842.4277 | 3322.1557 | 15.3851 | 0 | 4727 | 129 | 0 | 0 | 0 | 0 | 0 | 18929494.8533 | ok
Production Prop Tax LOLP Demand Allocator |  |  | PPTLOLPDA | PPTLOLPDT | 1 | 0.47366 | 0.11286 | 0.0073257 | 0.13608 | 0.12164 | 0.086375 | 0.054306 | 0.0033547 | 0.003823 | 0.00015016 | 0.0001755 | 8.1276e-07 | 0 | 0.00024972 | 6.8148e-06 | 0 | 0 | 0 | 0 | 0 | 1 | ok
Production ITC Residual LOLP Demand Allocator |  |  | PITCLOLPDRA |  | 13493905.43 | 6393118.3845 | 1523323.2971 | 98877.9949 | 1836688.061 | 1641791.5151 | 1165837.4856 | 732981.699 | 45279.4379 | 51601.0291 | 2026.7467 | 2368.809 | 10.9701 | 0 | 0 | 0 | 0 | 0 | 0 | 0 | 0 | 13493905.43 | ok
Production ITC LOLP Demand Costs |  |  | 3: -544114.1125; 24: -544114.1125; 25: ok
Customer Specific Assignment |  |  |  |  | -6503.59 |  | 0 | 0 | 0 | 0 | 0 | 0 | 0 | 0 | 0 |  |  |  | -5429.37 | -1074.22 | 0 | 0 |  |  |  | -6503.59 | ok
Production ITC LOLP Demand Residual |  |  |  | PITCLOLPDRA | -537610.5225 | -254708.152 | -60690.705 | -3939.397 | -73175.4667 | -65410.5958 | -46448.1171 | -29202.715 | -1803.9775 | -2055.836 | -80.7476 | -94.3757 | -0.43706 | 0 | 0 | 0 | 0 | 0 | 0 | 0 | 0 | -537610.5225 | ok
Production ITC LOLP Demand Total |  |  | PITCLOLPDT |  | -544114.1125 | -254708.152 | -60690.705 | -3939.397 | -73175.4667 | -65410.5958 | -46448.1171 | -29202.715 | -1803.9775 | -2055.836 | -80.7476 | -94.3757 | -0.43706 | 0 | -5429.37 | -1074.22 | 0 | 0 | 0 | 0 | 0 | -544114.1125 | ok
Production ITC LOLP Demand Allocator |  |  | PITCLOLPDA | PITCLOLPDT | 1 | 0.46812 | 0.11154 | 0.00724 | 0.13449 | 0.12021 | 0.085365 | 0.05367 | 0.0033154 | 0.0037783 | 0.0001484 | 0.00017345 | 8.0325e-07 | 0 | 0.0099784 | 0.0019743 | 0 | 0 | 0 | 0 | 0 | 1 | ok
Meter Cost Allocation | bar: 21 to 25
Meters Gross Plant Residual Allocator |  |  | MGPRA |  | 34865804.1567 | 24143308.7167 | 7276323.0117 | 247043.16 | 1952118.76 | 513913.7283 | 310163.48 | 341336.45 | 8019.46 | 0 | 11336.1 | 61566.75 | 674.54 | 0 | 0 | 0 | 0 | 0 | 0 | 0 | 0 | 34865804.1567 | ok
Meters Gross Plant Costs |  |  | 3: 45023733.2622; 24: 45023733.2622; 25: ok
Customer Specific Assignment |  |  |  |  | 156536.15 |  | 0 | 0 | 0 | 0 | 0 | 0 | 0 | 0 | 0 |  |  | 156536.15 |  |  | 0 | 0 |  |  |  | 156536.15 | ok
Meters Gross Plant Residual |  |  |  | MGPRA | 44867197.1122 | 31068911.7126 | 9363564.8657 | 317908.4614 | 2512091.6987 | 661331.9011 | 399135.0933 | 439250.1522 | 10319.8736 | 0 | 14587.9048 | 79227.4142 | 868.0345 | 0 | 0 | 0 | 0 | 0 | 0 | 0 | 0 | 44867197.1122 | ok
Meters Gross Plant Total |  |  | MGPT |  | 45023733.2622 | 31068911.7126 | 9363564.8657 | 317908.4614 | 2512091.6987 | 661331.9011 | 399135.0933 | 439250.1522 | 10319.8736 | 0 | 14587.9048 | 79227.4142 | 868.0345 | 156536.15 | 0 | 0 | 0 | 0 | 0 | 0 | 0 | 45023733.2622 | ok
Meters Gross Plant Allocator |  |  | MGPA | MGPT | 1 | 0.69006 | 0.20797 | 0.0070609 | 0.055795 | 0.014689 | 0.008865 | 0.009756 | 0.00022921 | 0 | 0.000324 | 0.0017597 | 1.9279e-05 | 0.0034767 | 0 | 0 | 0 | 0 | 0 | 0 | 0 | 1 | ok
Meters Net Plant Residual Allocator |  |  | MNPRA |  | 34865804.1567 | 24143308.7167 | 7276323.0117 | 247043.16 | 1952118.76 | 513913.7283 | 310163.48 | 341336.45 | 8019.46 | 0 | 11336.1 | 61566.75 | 674.54 | 0 | 0 | 0 | 0 | 0 | 0 | 0 | 0 | 34865804.1567 | ok
Meters Net Plant Costs |  |  | 3: 29100183.8771; 24: 29100183.8771; 25: ok
Customer Specific Assignment |  |  |  |  | 138284.06 |  | 0 | 0 | 0 | 0 | 0 | 0 | 0 | 0 | 0 |  |  | 138284.06 |  |  | 0 | 0 |  |  |  | 138284.06 | ok
Meters Net Plant Residual |  |  |  | MNPRA | 28961899.8171 | 20055068.4322 | 6044207.016 | 205210.791 | 1621562.1388 | 426891.5711 | 257642.8065 | 283537.188 | 6661.507 | 0 | 9416.5329 | 51141.515 | 560.3186 | 0 | 0 | 0 | 0 | 0 | 0 | 0 | 0 | 28961899.8171 | ok
Meters Net Plant Total |  |  | MNPT |  | 29100183.8771 | 20055068.4322 | 6044207.016 | 205210.791 | 1621562.1388 | 426891.5711 | 257642.8065 | 283537.188 | 6661.507 | 0 | 9416.5329 | 51141.515 | 560.3186 | 138284.06 | 0 | 0 | 0 | 0 | 0 | 0 | 0 | 29100183.8771 | ok
Meters Net Plant Allocator |  |  | MNPA | MNPT | 1 | 0.68917 | 0.2077 | 0.0070519 | 0.055723 | 0.01467 | 0.0088536 | 0.0097435 | 0.00022892 | 0 | 0.00032359 | 0.0017574 | 1.9255e-05 | 0.004752 | 0 | 0 | 0 | 0 | 0 | 0 | 0 | 1 | ok
Meters Rate Base Residual Allocator |  |  | MRBRA |  | 34865804.1567 | 24143308.7167 | 7276323.0117 | 247043.16 | 1952118.76 | 513913.7283 | 310163.48 | 341336.45 | 8019.46 | 0 | 11336.1 | 61566.75 | 674.54 | 0 | 0 | 0 | 0 | 0 | 0 | 0 | 0 | 34865804.1567 | ok
Meters Rate Base Costs |  |  | 3: 26168471.3724; 24: 26168471.3724; 25: ok
Customer Specific Assignment |  |  |  |  | 139008.77 |  | 0 | 0 | 0 | 0 | 0 | 0 | 0 | 0 | 0 |  |  | 139008.77 |  |  | 0 | 0 |  |  |  | 139008.77 | ok
Meters Rate Base Residual |  |  |  | MRBRA | 26029462.6024 | 18024461.6908 | 5432221.6939 | 184432.8806 | 1457376.4606 | 383668.1383 | 231556.0733 | 254828.6086 | 5987.0191 | 0 | 8463.0944 | 45963.3574 | 503.5855 | 0 | 0 | 0 | 0 | 0 | 0 | 0 | 0 | 26029462.6024 | ok
Meters Rate Base Total |  |  | MRBT |  | 26168471.3724 | 18024461.6908 | 5432221.6939 | 184432.8806 | 1457376.4606 | 383668.1383 | 231556.0733 | 254828.6086 | 5987.0191 | 0 | 8463.0944 | 45963.3574 | 503.5855 | 139008.77 | 0 | 0 | 0 | 0 | 0 | 0 | 0 | 26168471.3724 | ok
Meters Rate Base Allocator |  |  | MRBA | MRBT | 1 | 0.68879 | 0.20759 | 0.0070479 | 0.055692 | 0.014661 | 0.0088487 | 0.009738 | 0.00022879 | 0 | 0.00032341 | 0.0017564 | 1.9244e-05 | 0.0053121 | 0 | 0 | 0 | 0 | 0 | 0 | 0 | 1 | ok
Meters O&M Residual Allocator |  |  | MOMRA |  | 34865804.1567 | 24143308.7167 | 7276323.0117 | 247043.16 | 1952118.76 | 513913.7283 | 310163.48 | 341336.45 | 8019.46 | 0 | 11336.1 | 61566.75 | 674.54 | 0 | 0 | 0 | 0 | 0 | 0 | 0 | 0 | 34865804.1567 | ok
Meters O&M Costs |  |  | 3: 14505284.334; 24: 14505284.334; 25: ok
Customer Specific Assignment |  |  |  |  | 8436 |  | 0 | 0 | 0 | 0 | 0 | 0 | 0 | 0 | 0 |  |  | 8436 |  |  | 0 | 0 |  |  |  | 8436 | ok
Meters O&M Residual |  |  |  | MOMRA | 14496848.334 | 10038543.3009 | 3025421.4317 | 102718.0445 | 811671.2142 | 213680.1246 | 128962.8344 | 141924.2397 | 3334.4103 | 0 | 4713.4356 | 25598.8313 | 280.4669 | 0 | 0 | 0 | 0 | 0 | 0 | 0 | 0 | 14496848.334 | ok
Meters O&M Total |  |  | MOMT |  | 14505284.334 | 10038543.3009 | 3025421.4317 | 102718.0445 | 811671.2142 | 213680.1246 | 128962.8344 | 141924.2397 | 3334.4103 | 0 | 4713.4356 | 25598.8313 | 280.4669 | 8436 | 0 | 0 | 0 | 0 | 0 | 0 | 0 | 14505284.334 | ok
Meters O&M Allocator |  |  | MOMA | MOMT | 1 | 0.69206 | 0.20857 | 0.0070814 | 0.055957 | 0.014731 | 0.0088907 | 0.0097843 | 0.00022988 | 0 | 0.00032495 | 0.0017648 | 1.9335e-05 | 0.00058158 | 0 | 0 | 0 | 0 | 0 | 0 | 0 | 1 | ok
Meters Depreciation Residual Allocator |  |  | MDRA |  | 34865804.1567 | 24143308.7167 | 7276323.0117 | 247043.16 | 1952118.76 | 513913.7283 | 310163.48 | 341336.45 | 8019.46 | 0 | 11336.1 | 61566.75 | 674.54 | 0 | 0 | 0 | 0 | 0 | 0 | 0 | 0 | 34865804.1567 | ok
Meters Depreciation Costs |  |  | 3: 1341018.0139; 24: 1341018.0139; 25: ok
Customer Specific Assignment |  |  |  |  | 15653.62 |  | 0 | 0 | 0 | 0 | 0 | 0 | 0 | 0 | 0 |  |  | 15653.62 |  |  | 0 | 0 |  |  |  | 15653.62 | ok
Meters Depreciation Residual |  |  |  | MDRA | 1325364.3939 | 917766.9209 | 276597.0747 | 9390.9266 | 74206.4828 | 19535.5585 | 11790.3385 | 12975.3261 | 304.8462 | 0 | 430.9226 | 2340.3556 | 25.6415 | 0 | 0 | 0 | 0 | 0 | 0 | 0 | 0 | 1325364.3939 | ok
Meters Depreciation Total |  |  | MDT |  | 1341018.0139 | 917766.9209 | 276597.0747 | 9390.9266 | 74206.4828 | 19535.5585 | 11790.3385 | 12975.3261 | 304.8462 | 0 | 430.9226 | 2340.3556 | 25.6415 | 15653.62 | 0 | 0 | 0 | 0 | 0 | 0 | 0 | 1341018.0139 | ok
Meters Depreciation Allocator |  |  | MDA | MDT | 1 | 0.68438 | 0.20626 | 0.0070028 | 0.055336 | 0.014568 | 0.0087921 | 0.0096757 | 0.00022732 | 0 | 0.00032134 | 0.0017452 | 1.9121e-05 | 0.011673 | 0 | 0 | 0 | 0 | 0 | 0 | 0 | 1 | ok
Meters Prop Tax Residual Allocator |  |  | MPTRA |  | 34865804.1567 | 24143308.7167 | 7276323.0117 | 247043.16 | 1952118.76 | 513913.7283 | 310163.48 | 341336.45 | 8019.46 | 0 | 11336.1 | 61566.75 | 674.54 | 0 | 0 | 0 | 0 | 0 | 0 | 0 | 0 | 34865804.1567 | ok
Meters Prop Tax Costs |  |  | 3: 328064.771; 24: 328064.771; 25: ok
Customer Specific Assignment |  |  |  |  | 2510.1847 |  | 0 | 0 | 0 | 0 | 0 | 0 | 0 | 0 | 0 |  |  | 2510.1847 |  |  | 0 | 0 |  |  |  | 2510.1847 | ok
Meters Prop Tax Residual |  |  |  | MPTRA | 325554.5863 | 225434.7798 | 67941.6519 | 2306.7311 | 18227.6368 | 4798.5978 | 2896.1083 | 3187.1815 | 74.8806 | 0 | 105.8493 | 574.8709 | 6.2984 | 0 | 0 | 0 | 0 | 0 | 0 | 0 | 0 | 325554.5863 | ok
Meters Prop Tax Total |  |  | MPTT |  | 328064.771 | 225434.7798 | 67941.6519 | 2306.7311 | 18227.6368 | 4798.5978 | 2896.1083 | 3187.1815 | 74.8806 | 0 | 105.8493 | 574.8709 | 6.2984 | 2510.1847 | 0 | 0 | 0 | 0 | 0 | 0 | 0 | 328064.771 | ok
Meters Prop Tax Allocator |  |  | MPTA | MPTT | 1 | 0.68717 | 0.2071 | 0.0070313 | 0.055561 | 0.014627 | 0.0088279 | 0.0097151 | 0.00022825 | 0 | 0.00032265 | 0.0017523 | 1.9199e-05 | 0.0076515 | 0 | 0 | 0 | 0 | 0 | 0 | 0 | 1 | ok
Revenue Adjustment Allocators | bar: 21 to 25
Forfeited Discounts |  |  | FDIS |  | 2821711.04 | 2279602.73 | 218748.51 | 5764.0217 | 264779.0288 | 11726.277 | 39753.4513 | 1189.4013 | 0 | 147.62 | 0 | 0 | 0 | 0 | 0 | 0 | [5 empty] | 2821711.04 | ok
Misc Service Revenue Allocator |  |  | MISCR |  | 1160189.85 | 1051663.55 | 97988.6 | 187.4253 | 8609.6637 | 381.2964 | 1292.6395 | 38.6751 | 0 | 28 | 0 | 0 | 0 | 0 | 0 | 0 | [5 empty] | 1160189.85 | ok
Revenue and Expense Adjust before IT |  |  | ITADJ |  | 0 | 0 | 0 | 0 | 0 | 0 | 0 | 0 | 0 | 0 | 0 | 0 | 0 | 0 | 0 | 0 | 0 | 0 | 0 | 0 | 0 | 0 | ok
Rent From Electric Property |  |  | RFEP |  | 2546668612.3472 | 1351314600.1861 | 289216147.8056 | 14843224.6662 | 284720266.9643 | 244140052.9272 | 175675376.0252 | 93776074.9999 | 6947967.4686 | 85115755.2811 | 423936.0437 | 480662.9867 | 14546.9927 | 0 | 0 | 0 | [5 empty] | 2546668612.3472 | ok
Other Electric Revenue |  |  | OER |  | 2546668612.3472 | 1351314600.1861 | 289216147.8056 | 14843224.6662 | 284720266.9643 | 244140052.9272 | 175675376.0252 | 93776074.9999 | 6947967.4686 | 85115755.2811 | 423936.0437 | 480662.9867 | 14546.9927 | [8 empty] | 2546668612.3472 | ok
ECR Revenue |  |  | 1: ECRREV; 19: 0; 20: 0; 24: 0; 25: ok
ECR Revenue for Roll-In |  |  | 1: ECRREV2; 3: 0; 24: 0; 25: ok
Expense Adjustment Allocators | bar: 21 to 25
Interruptible Credit Allocator (Prod Plant) |  |  | INTCRE |  | 2596559703.7655 | 1230193413.2248 | 293124915.5082 | 19026561.1718 | 353424012.9533 | 315921118.0251 | 224335841.9844 | 141043729.199 | 8712878.8879 | 9929308.7255 | 389995.9828 | 455817.1831 | 2110.9197 | 0 | 0 | 0 | 0 | 0 | 0 | 0 | 0 | 2596559703.7655 | ok
O&M less fuel |  |  | OMLF |  | 229967001.8203 | 130124375.2232 | 29258942.3506 | 1281190.9457 | 23705803.5178 | 19596693.039 | 14326633.1499 | 7564775.5747 | 549893.7607 | 3393749.0019 | 36568.7061 | 64792.2299 | 1485.1907 | 8436 | 53663.13 | 0 | 0 | 0 | 0 | 0 | 0 | 229967001.8203 | ok
Base Rate Revenue at Current Rates |  |  |  |  | 968972525.26 | 387783189.22 | 133562579 | 7870664.63 | 145748335.83 | 128374674.07 | 83539672.09 | 59071972.18 | 3255770 | 19068090 | 245695 | 284053 | 7865 | 2609 | 147420.24 | 9936 | 0 | 0 | 0 | 0 | 0 | 968972525.26 | ok
CSR Avoided Cost
Interruptible Demands |  |  | 3: 1086408; 8: 364032; 10: 722376
Avoided Cost per kW |  |  | 8: 5.667; 10: 5.9
Avoided Cost |  |  | 3: 6324975.84; 8: 2062957.44; 10: 4262018.4
Note on D883: Author: Replaced this factor with 6CP REV allocator in Prolaw Docno. 357968 - Prod Alloc Factors - 4CP for LGE & 6CP for KU.xlsx.
Note on D889: Author: Replaced this factor with 6CP REV allocator in Prolaw Docno. 357968 - Prod Alloc Factors - 4CP for LGE & 6CP for KU.xlsx.