## Summary
Exhibit AEV R4
Market Value of Typical Residential Solar System Output
Typical Test Year Residential System
| System Nameplate Capacity kW (AC) | 8.84
| System PJM Capacity kW (AC) | 3.3592
| System kWh Output | 13373.8426
| 19/20 RPM BRA Price $/MW-day | 100
| Average Hourly LMP $/MWh | 29.3648
| System Energy Value | 392.72
| System Capacity Value | 122.6108
| Total | 515.3308
| Unitized Market Compensation $/kWh | 0.038533
| NMS Compensation Rate $/kWh | 0.10334 | Res Typical bill current @1240 minus BSC
Solar Installation Type 3 Capacity Factor Ground Mounted Fixed Panel 42.0% Ground Mounted Tracking Panel 60.0% Other Than Ground Mounted 38.0%
https://pjm.com/planning/resource-adequacy-planning/resource-reports-info.aspx

## Energy Value
AEP KY Residual Load Aggregate DA LMPs
|  | Typical Res | Typical Res
Hour Begin | Day-ahead $/MWh | Solar kW | Solar MW | Energy Value $
2019-04-01 01:00 | 27.68 | 0 | 0 | 0
2019-04-01 02:00 | 27.7 | 0 | 0 | 0
2019-04-01 03:00 | 28.64 | 0 | 0 | 0
2019-04-01 04:00 | 32.55 | 0 | 0 | 0
2019-04-01 05:00 | 42.88 | 0 | 0 | 0
2019-04-01 06:00 | 62.55 | 0 | 0 | 0
2019-04-01 07:00 | 64.92 | 0.008814 | 8.814e-06 | 0.0005722
2019-04-01 08:00 | 50.5 | 0.98814 | 0.00098814 | 0.049901
2019-04-01 09:00 | 45.39 | 2.6044 | 0.0026044 | 0.11821
2019-04-01 10:00 | 39.12 | 2.7019 | 0.0027019 | 0.1057
2019-04-01 11:00 | 38.63 | 2.3329 | 0.0023329 | 0.09012
2019-04-01 12:00 | 32.94 | 4.369 | 0.004369 | 0.14392
2019-04-01 13:00 | 30.63 | 5.3171 | 0.0053171 | 0.16286
2019-04-01 14:00 | 27.6 | 5.9876 | 0.0059876 | 0.16526
2019-04-01 15:00 | 27.14 | 4.4033 | 0.0044033 | 0.1195
2019-04-01 16:00 | 27.44 | 3.5822 | 0.0035822 | 0.098297
2019-04-01 17:00 | 28.47 | 2.4914 | 0.0024914 | 0.07093
2019-04-01 18:00 | 30.15 | 1.4073 | 0.0014073 | 0.04243
2019-04-01 19:00 | 41.32 | 0.19407 | 0.00019407 | 0.0080188
2019-04-01 20:00 | 48.08 | 0 | 0 | 0
2019-04-01 21:00 | 38.98 | 0 | 0 | 0
2019-04-01 22:00 | 30.72 | 0 | 0 | 0
2019-04-01 23:00 | 27.34 | 0 | 0 | 0
2019-04-02 | 27.55 | 0 | 0 | 0
2019-04-02 01:00 | 27.33 | 0 | 0 | 0
2019-04-02 02:00 | 27.33 | 0 | 0 | 0
2019-04-02 03:00 | 29.02 | 0 | 0 | 0
2019-04-02 04:00 | 35.44 | 0 | 0 | 0
2019-04-02 05:00 | 50.68 | 0 | 0 | 0
2019-04-02 06:00 | 70.41 | 0 | 0 | 0
2019-04-02 07:00 | 60.33 | 0.05824 | 5.824e-05 | 0.0035136
2019-04-02 08:00 | 46.3 | 0.79297 | 0.00079297 | 0.036714
2019-04-02 09:00 | 44.13 | 2.5167 | 0.0025167 | 0.11106
2019-04-02 10:00 | 39.63 | 5.2569 | 0.0052569 | 0.20833
2019-04-02 11:00 | 35.64 | 4.8132 | 0.0048132 | 0.17154
2019-04-02 12:00 | 31.57 | 5.323 | 0.005323 | 0.16805
2019-04-02 13:00 | 29.66 | 5.1818 | 0.0051818 | 0.15369
2019-04-02 14:00 | 28.02 | 7.2861 | 0.0072861 | 0.20416
2019-04-02 15:00 | 26.75 | 6.553 | 0.006553 | 0.17529
2019-04-02 16:00 | 26.91 | 1.9369 | 0.0019369 | 0.052123
2019-04-02 17:00 | 27.09 | 3.8787 | 0.0038787 | 0.10507
2019-04-02 18:00 | 29.85 | 1.8306 | 0.0018306 | 0.054644
2019-04-02 19:00 | 38.57 | 0.23301 | 0.00023301 | 0.0089871
2019-04-02 20:00 | 45.98 | 0 | 0 | 0
2019-04-02 21:00 | 38.91 | 0 | 0 | 0
2019-04-02 22:00 | 27.71 | 0 | 0 | 0
2019-04-02 23:00 | 24.68 | 0 | 0 | 0
2019-04-03 | 24.69 | 0 | 0 | 0
2019-04-03 01:00 | 24.55 | 0 | 0 | 0
2019-04-03 02:00 | 24.55 | 0 | 0 | 0
2019-04-03 03:00 | 25.02 | 0 | 0 | 0
2019-04-03 04:00 | 29.13 | 0 | 0 | 0
2019-04-03 05:00 | 33.14 | 0 | 0 | 0
2019-04-03 06:00 | 42.1 | 0 | 0 | 0
2019-04-03 07:00 | 40.95 | 0.027875 | 2.7875e-05 | 0.0011415
2019-04-03 08:00 | 37.42 | 0.88293 | 0.00088293 | 0.033039
2019-04-03 09:00 | 33.54 | 3.5639 | 0.0035639 | 0.11953
2019-04-03 10:00 | 30.5 | 4.1712 | 0.0041712 | 0.12722
2019-04-03 11:00 | 28.26 | 5.613 | 0.005613 | 0.15862
2019-04-03 12:00 | 26.39 | 2.1904 | 0.0021904 | 0.057804
2019-04-03 13:00 | 25.68 | 4.6923 | 0.0046923 | 0.1205
2019-04-03 14:00 | 24.93 | 5.7845 | 0.0057845 | 0.14421
2019-04-03 15:00 | 24.17 | 6.486 | 0.006486 | 0.15677
2019-04-03 16:00 | 24.06 | 5.386 | 0.005386 | 0.12959
2019-04-03 17:00 | 24.4 | 3.7784 | 0.0037784 | 0.092193
2019-04-03 18:00 | 25.46 | 1.8033 | 0.0018033 | 0.045912
2019-04-03 19:00 | 30.75 | 0.24208 | 0.00024208 | 0.0074439
2019-04-03 20:00 | 36.63 | 0 | 0 | 0
2019-04-03 21:00 | 30.64 | 0 | 0 | 0
2019-04-03 22:00 | 24.85 | 0 | 0 | 0
2019-04-03 23:00 | 23.22 | 0 | 0 | 0
2019-04-04 | 23.31 | 0 | 0 | 0
2019-04-04 01:00 | 23.28 | 0 | 0 | 0
2019-04-04 02:00 | 23.17 | 0 | 0 | 0
2019-04-04 03:00 | 23.71 | 0 | 0 | 0
2019-04-04 04:00 | 25.15 | 0 | 0 | 0
2019-04-04 05:00 | 30.68 | 0 | 0 | 0
2019-04-04 06:00 | 41.47 | 0 | 0 | 0
2019-04-04 07:00 | 39.65 | 0 | 0 | 0
2019-04-04 08:00 | 36.09 | 0.50061 | 0.00050061 | 0.018067
2019-04-04 09:00 | 34.67 | 2.3643 | 0.0023643 | 0.08197
2019-04-04 10:00 | 32.79 | 1.3461 | 0.0013461 | 0.044139
2019-04-04 11:00 | 29.78 | 5.922 | 0.005922 | 0.17636
2019-04-04 12:00 | 30.74 | 6.3846 | 0.0063846 | 0.19626
2019-04-04 13:00 | 29.67 | 8.2859 | 0.0082859 | 0.24584
2019-04-04 14:00 | 27.8 | 7.9625 | 0.0079625 | 0.22136
2019-04-04 15:00 | 26.35 | 7.2412 | 0.0072412 | 0.19081
2019-04-04 16:00 | 26.47 | 6.0292 | 0.0060292 | 0.15959
2019-04-04 17:00 | 26.58 | 4.238 | 0.004238 | 0.11265
2019-04-04 18:00 | 26.16 | 2.0392 | 0.0020392 | 0.053345
2019-04-04 19:00 | 31.69 | 0.28628 | 0.00028628 | 0.0090723
2019-04-04 20:00 | 34.72 | 0 | 0 | 0
2019-04-04 21:00 | 30.89 | 0 | 0 | 0
2019-04-04 22:00 | 24.83 | 0 | 0 | 0
2019-04-04 23:00 | 23.41 | 0 | 0 | 0
2019-04-05 | 24.05 | 0 | 0 | 0
2019-04-05 01:00 | 23.28 | 0 | 0 | 0
2019-04-05 02:00 | 23.24 | 0 | 0 | 0
2019-04-05 03:00 | 23.3 | 0 | 0 | 0
2019-04-05 04:00 | 24.15 | 0 | 0 | 0
2019-04-05 05:00 | 26.18 | 0 | 0 | 0
2019-04-05 06:00 | 36.85 | 0 | 0 | 0
2019-04-05 07:00 | 38.06 | 0 | 0 | 0
2019-04-05 08:00 | 37.07 | 0.38694 | 0.00038694 | 0.014344
2019-04-05 09:00 | 37.8 | 1.274 | 0.001274 | 0.048156
2019-04-05 10:00 | 38.94 | 3.9978 | 0.0039978 | 0.15567
2019-04-05 11:00 | 37.01 | 3.0204 | 0.0030204 | 0.11179
2019-04-05 12:00 | 36.76 | 4.8393 | 0.0048393 | 0.17789
2019-04-05 13:00 | 36.41 | 4.4441 | 0.0044441 | 0.16181
2019-04-05 14:00 | 35.11 | 4.0164 | 0.0040164 | 0.14102
2019-04-05 15:00 | 35.11 | 4.6585 | 0.0046585 | 0.16356
2019-04-05 16:00 | 33.18 | 4.7287 | 0.0047287 | 0.1569
2019-04-05 17:00 | 32.66 | 2.7204 | 0.0027204 | 0.088848
2019-04-05 18:00 | 29.56 | 2.1233 | 0.0021233 | 0.062764
2019-04-05 19:00 | 35.71 | 0.30338 | 0.00030338 | 0.010834
2019-04-05 20:00 | 38.29 | 0 | 0 | 0
2019-04-05 21:00 | 33 | 0 | 0 | 0
2019-04-05 22:00 | 27.43 | 0 | 0 | 0
2019-04-05 23:00 | 25.08 | 0 | 0 | 0
2019-04-06 | 24.39 | 0 | 0 | 0
2019-04-06 01:00 | 23.6 | 0 | 0 | 0
2019-04-06 02:00 | 22.57 | 0 | 0 | 0
2019-04-06 03:00 | 22.09 | 0 | 0 | 0
2019-04-06 04:00 | 21.62 | 0 | 0 | 0
2019-04-06 05:00 | 23.34 | 0 | 0 | 0
2019-04-06 06:00 | 24.72 | 0 | 0 | 0
2019-04-06 07:00 | 27.18 | 0.032652 | 3.2652e-05 | 0.00088748
2019-04-06 08:00 | 28.82 | 1.1709 | 0.0011709 | 0.033744
2019-04-06 09:00 | 31.09 | 3.1135 | 0.0031135 | 0.0968
2019-04-06 10:00 | 30.55 | 4.8038 | 0.0048038 | 0.14676
2019-04-06 11:00 | 28.77 | 4.6674 | 0.0046674 | 0.13428
2019-04-06 12:00 | 26.27 | 5.0556 | 0.0050556 | 0.13281
2019-04-06 13:00 | 25.52 | 3.8176 | 0.0038176 | 0.097425
2019-04-06 14:00 | 24.79 | 4.023 | 0.004023 | 0.099729
2019-04-06 15:00 | 24.31 | 3.3116 | 0.0033116 | 0.080504
2019-04-06 16:00 | 24.7 | 1.7878 | 0.0017878 | 0.044159
2019-04-06 17:00 | 24.56 | 1.9806 | 0.0019806 | 0.048644
2019-04-06 18:00 | 24.9 | 0.66031 | 0.00066031 | 0.016442
2019-04-06 19:00 | 28.58 | 0.08006 | 8.006e-05 | 0.0022881
2019-04-06 20:00 | 29.92 | 0 | 0 | 0
2019-04-06 21:00 | 26.79 | 0 | 0 | 0
2019-04-06 22:00 | 23.74 | 0 | 0 | 0
2019-04-06 23:00 | 21.6 | 0 | 0 | 0
2019-04-07 | 21.82 | 0 | 0 | 0
2019-04-07 01:00 | 20.72 | 0 | 0 | 0
2019-04-07 02:00 | 20.65 | 0 | 0 | 0
2019-04-07 03:00 | 19.57 | 0 | 0 | 0
2019-04-07 04:00 | 20.1 | 0 | 0 | 0
2019-04-07 05:00 | 20.75 | 0 | 0 | 0
2019-04-07 06:00 | 21.65 | 0 | 0 | 0
2019-04-07 07:00 | 22.3 | 0.17782 | 0.00017782 | 0.0039654
2019-04-07 08:00 | 23.89 | 1.8907 | 0.0018907 | 0.045169
2019-04-07 09:00 | 25.68 | 2.5487 | 0.0025487 | 0.065451
2019-04-07 10:00 | 25.51 | 1.2585 | 0.0012585 | 0.032104
2019-04-07 11:00 | 25.78 | 2.833 | 0.002833 | 0.073034
2019-04-07 12:00 | 25.51 | 3.9509 | 0.0039509 | 0.10079
2019-04-07 13:00 | 25.4 | 2.5257 | 0.0025257 | 0.064152
2019-04-07 14:00 | 25.49 | 6.5686 | 0.0065686 | 0.16743
2019-04-07 15:00 | 24.76 | 6.0942 | 0.0060942 | 0.15089
2019-04-07 16:00 | 25.66 | 2.8987 | 0.0028987 | 0.074382
2019-04-07 17:00 | 26.71 | 3.2148 | 0.0032148 | 0.085867
2019-04-07 18:00 | 26.26 | 1.1059 | 0.0011059 | 0.029041
2019-04-07 19:00 | 31.48 | 0.20395 | 0.00020395 | 0.0064205
2019-04-07 20:00 | 38.49 | 0 | 0 | 0
2019-04-07 21:00 | 30.27 | 0 | 0 | 0
2019-04-07 22:00 | 24.98 | 0 | 0 | 0
2019-04-07 23:00 | 23.4 | 0 | 0 | 0
2019-04-08 | 22.49 | 0 | 0 | 0
2019-04-08 01:00 | 21.28 | 0 | 0 | 0
2019-04-08 02:00 | 21.22 | 0 | 0 | 0
2019-04-08 03:00 | 21.06 | 0 | 0 | 0
2019-04-08 04:00 | 21.26 | 0 | 0 | 0
2019-04-08 05:00 | 24.32 | 0 | 0 | 0
2019-04-08 06:00 | 35.06 | 0 | 0 | 0
2019-04-08 07:00 | 35.9 | 0.18771 | 0.00018771 | 0.0067387
2019-04-08 08:00 | 36.32 | 1.8777 | 0.0018777 | 0.068197
2019-04-08 09:00 | 38.06 | 4.2221 | 0.0042221 | 0.16069
2019-04-08 10:00 | 38.83 | 6.1454 | 0.0061454 | 0.23863
2019-04-08 11:00 | 39.84 | 7.4818 | 0.0074818 | 0.29808
2019-04-08 12:00 | 42.75 | 6.5454 | 0.0065454 | 0.27981
2019-04-08 13:00 | 41.88 | 7.095 | 0.007095 | 0.29714
2019-04-08 14:00 | 40.71 | 6.8265 | 0.0068265 | 0.27791
2019-04-08 15:00 | 38.89 | 6.6319 | 0.0066319 | 0.25792
2019-04-08 16:00 | 39.27 | 4.1322 | 0.0041322 | 0.16227
2019-04-08 17:00 | 38.7 | 4.2535 | 0.0042535 | 0.16461
2019-04-08 18:00 | 39.33 | 2.0685 | 0.0020685 | 0.081355
2019-04-08 19:00 | 41.38 | 0.34133 | 0.00034133 | 0.014124
2019-04-08 20:00 | 40.98 | 0 | 0 | 0
2019-04-08 21:00 | 38.23 | 0 | 0 | 0
2019-04-08 22:00 | 28.36 | 0 | 0 | 0
2019-04-08 23:00 | 24.77 | 0 | 0 | 0
2019-04-09 | 22.62 | 0 | 0 | 0
2019-04-09 01:00 | 21.01 | 0 | 0 | 0
2019-04-09 02:00 | 19.96 | 0 | 0 | 0
2019-04-09 03:00 | 19.97 | 0 | 0 | 0
2019-04-09 04:00 | 20.46 | 0 | 0 | 0
2019-04-09 05:00 | 24.39 | 0 | 0 | 0
2019-04-09 06:00 | 33.16 | 0 | 0 | 0
2019-04-09 07:00 | 34.73 | 0.21113 | 0.00021113 | 0.0073327
2019-04-09 08:00 | 31.13 | 1.8637 | 0.0018637 | 0.058018
2019-04-09 09:00 | 31.16 | 3.3607 | 0.0033607 | 0.10472
2019-04-09 10:00 | 32.64 | 6.0181 | 0.0060181 | 0.19643
2019-04-09 11:00 | 32.03 | 3.0939 | 0.0030939 | 0.099097
2019-04-09 12:00 | 32.96 | 4.8316 | 0.0048316 | 0.15925
2019-04-09 13:00 | 33.4 | 7.3804 | 0.0073804 | 0.24651
2019-04-09 14:00 | 32.88 | 6.9911 | 0.0069911 | 0.22987
2019-04-09 15:00 | 34.33 | 5.9223 | 0.0059223 | 0.20331
2019-04-09 16:00 | 32.32 | 5.1603 | 0.0051603 | 0.16678
2019-04-09 17:00 | 32.12 | 4.1763 | 0.0041763 | 0.13414
2019-04-09 18:00 | 31.25 | 2.0298 | 0.0020298 | 0.063431
2019-04-09 19:00 | 33.01 | 0.3384 | 0.0003384 | 0.011171
2019-04-09 20:00 | 40.56 | 0 | 0 | 0
2019-04-09 21:00 | 35.99 | 0 | 0 | 0
2019-04-09 22:00 | 26.27 | 0 | 0 | 0
2019-04-09 23:00 | 23.6 | 0 | 0 | 0
2019-04-10 | 22.03 | 0 | 0 | 0
2019-04-10 01:00 | 21.16 | 0 | 0 | 0
2019-04-10 02:00 | 20.5 | 0 | 0 | 0
2019-04-10 03:00 | 20.35 | 0 | 0 | 0
2019-04-10 04:00 | 21.16 | 0 | 0 | 0
2019-04-10 05:00 | 24.06 | 0 | 0 | 0
2019-04-10 06:00 | 38.97 | 0 | 0 | 0
2019-04-10 07:00 | 36.06 | 0.21747 | 0.00021747 | 0.0078421
2019-04-10 08:00 | 31.54 | 1.8548 | 0.0018548 | 0.0585
2019-04-10 09:00 | 30.19 | 4.0355 | 0.0040355 | 0.12183
2019-04-10 10:00 | 29.65 | 5.8148 | 0.0058148 | 0.17241
2019-04-10 11:00 | 29.67 | 7.0372 | 0.0070372 | 0.20879
2019-04-10 12:00 | 29.13 | 7.7252 | 0.0077252 | 0.22504
2019-04-10 13:00 | 29.26 | 7.9135 | 0.0079135 | 0.23155
2019-04-10 14:00 | 27.9 | 6.9218 | 0.0069218 | 0.19312
2019-04-10 15:00 | 27.63 | 6.9499 | 0.0069499 | 0.19202
2019-04-10 16:00 | 27.11 | 5.6843 | 0.0056843 | 0.1541
2019-04-10 17:00 | 27.96 | 3.9989 | 0.0039989 | 0.11181
2019-04-10 18:00 | 27.32 | 1.4028 | 0.0014028 | 0.038323
2019-04-10 19:00 | 30.62 | 0.2705 | 0.0002705 | 0.0082829
2019-04-10 20:00 | 35.72 | 0 | 0 | 0
2019-04-10 21:00 | 30.31 | 0 | 0 | 0
2019-04-10 22:00 | 24.86 | 0 | 0 | 0
2019-04-10 23:00 | 22.03 | 0 | 0 | 0
2019-04-11 | 20.37 | 0 | 0 | 0
2019-04-11 01:00 | 20.15 | 0 | 0 | 0
2019-04-11 02:00 | 20.15 | 0 | 0 | 0
2019-04-11 03:00 | 20.23 | 0 | 0 | 0
2019-04-11 04:00 | 21.01 | 0 | 0 | 0
2019-04-11 05:00 | 23.38 | 0 | 0 | 0
2019-04-11 06:00 | 33.74 | 0 | 0 | 0
2019-04-11 07:00 | 32.54 | 0 | 0 | 0
2019-04-11 08:00 | 28.71 | 0.17802 | 0.00017802 | 0.005111
2019-04-11 09:00 | 28.5 | 0.72002 | 0.00072002 | 0.02052
2019-04-11 10:00 | 28.39 | 3.567 | 0.003567 | 0.10127
2019-04-11 11:00 | 27.7 | 2.9333 | 0.0029333 | 0.081252
2019-04-11 12:00 | 28.46 | 2.5846 | 0.0025846 | 0.073558
2019-04-11 13:00 | 28.67 | 0.83013 | 0.00083013 | 0.0238
2019-04-11 14:00 | 29.67 | 1.3691 | 0.0013691 | 0.040622
2019-04-11 15:00 | 29.05 | 0.58262 | 0.00058262 | 0.016925
2019-04-11 16:00 | 27.94 | 0.37671 | 0.00037671 | 0.010525
2019-04-11 17:00 | 28.06 | 0.65988 | 0.00065988 | 0.018516
2019-04-11 18:00 | 28.28 | 1.3793 | 0.0013793 | 0.039008
2019-04-11 19:00 | 29.24 | 0.26067 | 0.00026067 | 0.0076218
2019-04-11 20:00 | 32.51 | 0 | 0 | 0
2019-04-11 21:00 | 30.53 | 0 | 0 | 0
2019-04-11 22:00 | 23.21 | 0 | 0 | 0
2019-04-11 23:00 | 20.3 | 0 | 0 | 0
2019-04-12 | 20.55 | 0 | 0 | 0
2019-04-12 01:00 | 20.44 | 0 | 0 | 0
2019-04-12 02:00 | 20.16 | 0 | 0 | 0
2019-04-12 03:00 | 20.25 | 0 | 0 | 0
2019-04-12 04:00 | 21.77 | 0 | 0 | 0
2019-04-12 05:00 | 26.13 | 0 | 0 | 0
2019-04-12 06:00 | 35.5 | 0 | 0 | 0
2019-04-12 07:00 | 34.15 | 0.067278 | 6.7278e-05 | 0.0022975
2019-04-12 08:00 | 31.76 | 1.3602 | 0.0013602 | 0.043201
2019-04-12 09:00 | 31.03 | 0.35391 | 0.00035391 | 0.010982
2019-04-12 10:00 | 32.33 | 0.63505 | 0.00063505 | 0.020531
2019-04-12 11:00 | 32.12 | 5.6126 | 0.0056126 | 0.18028
2019-04-12 12:00 | 31.43 | 1.1634 | 0.0011634 | 0.036565
2019-04-12 13:00 | 32.94 | 2.1674 | 0.0021674 | 0.071395
2019-04-12 14:00 | 31.56 | 1.6545 | 0.0016545 | 0.052215
2019-04-12 15:00 | 32 | 2.453 | 0.002453 | 0.078496
2019-04-12 16:00 | 30.32 | 1.2109 | 0.0012109 | 0.036713
2019-04-12 17:00 | 29.88 | 1.5433 | 0.0015433 | 0.046113
2019-04-12 18:00 | 27.63 | 0.72152 | 0.00072152 | 0.019935
2019-04-12 19:00 | 29.3 | 0 | 0 | 0
2019-04-12 20:00 | 32.17 | 0 | 0 | 0
2019-04-12 21:00 | 29.34 | 0 | 0 | 0
2019-04-12 22:00 | 24.21 | 0 | 0 | 0
2019-04-12 23:00 | 21.73 | 0 | 0 | 0
2019-04-13 | 21.85 | 0 | 0 | 0
2019-04-13 01:00 | 21.54 | 0 | 0 | 0
2019-04-13 02:00 | 20.47 | 0 | 0 | 0
2019-04-13 03:00 | 21.17 | 0 | 0 | 0
2019-04-13 04:00 | 21.99 | 0 | 0 | 0
2019-04-13 05:00 | 23.67 | 0 | 0 | 0
2019-04-13 06:00 | 32.64 | 0 | 0 | 0
2019-04-13 07:00 | 33.57 | 0.26554 | 0.00026554 | 0.0089143
2019-04-13 08:00 | 32.31 | 1.965 | 0.001965 | 0.063488
2019-04-13 09:00 | 33.5 | 4.1474 | 0.0041474 | 0.13894
2019-04-13 10:00 | 34.51 | 5.9396 | 0.0059396 | 0.20497
2019-04-13 11:00 | 34.62 | 7.2055 | 0.0072055 | 0.24945
2019-04-13 12:00 | 33.46 | 7.8358 | 0.0078358 | 0.26219
2019-04-13 13:00 | 32.29 | 8.038 | 0.008038 | 0.25955
2019-04-13 14:00 | 33.11 | 7.7772 | 0.0077772 | 0.2575
2019-04-13 15:00 | 34.74 | 6.9742 | 0.0069742 | 0.24228
2019-04-13 16:00 | 34.08 | 5.7192 | 0.0057192 | 0.19491
2019-04-13 17:00 | 32.7 | 3.999 | 0.003999 | 0.13077
2019-04-13 18:00 | 31.94 | 1.4209 | 0.0014209 | 0.045383
2019-04-13 19:00 | 33.19 | 0.30538 | 0.00030538 | 0.010135
2019-04-13 20:00 | 36.68 | 0 | 0 | 0
2019-04-13 21:00 | 31.15 | 0 | 0 | 0
2019-04-13 22:00 | 25.3 | 0 | 0 | 0
2019-04-13 23:00 | 22.95 | 0 | 0 | 0
2019-04-14 | 21.39 | 0 | 0 | 0
2019-04-14 01:00 | 21.22 | 0 | 0 | 0
2019-04-14 02:00 | 21.16 | 0 | 0 | 0
2019-04-14 03:00 | 20.93 | 0 | 0 | 0
2019-04-14 04:00 | 21.07 | 0 | 0 | 0
2019-04-14 05:00 | 21.43 | 0 | 0 | 0
2019-04-14 06:00 | 24.46 | 0 | 0 | 0
2019-04-14 07:00 | 27.14 | 0.002666 | 2.666e-06 | 7.2355e-05
2019-04-14 08:00 | 27.96 | 0.17173 | 0.00017173 | 0.0048015
2019-04-14 09:00 | 29.91 | 0.82561 | 0.0008256 | 0.024694
2019-04-14 10:00 | 30.69 | 0.74967 | 0.00074967 | 0.023007
2019-04-14 11:00 | 32.04 | 1.0559 | 0.0010559 | 0.033832
2019-04-14 12:00 | 31.14 | 1.1827 | 0.0011827 | 0.036829
2019-04-14 13:00 | 30.47 | 1.6932 | 0.0016932 | 0.05159
2019-04-14 14:00 | 30.57 | 1.755 | 0.001755 | 0.053649
2019-04-14 15:00 | 31.05 | 0.87206 | 0.00087206 | 0.027077
2019-04-14 16:00 | 32.55 | 0.63668 | 0.00063668 | 0.020724
2019-04-14 17:00 | 33.1 | 0.35645 | 0.00035645 | 0.011799
2019-04-14 18:00 | 32.61 | 0.32507 | 0.00032507 | 0.010601
2019-04-14 19:00 | 35.09 | 0 | 0 | 0
2019-04-14 20:00 | 39.39 | 0 | 0 | 0
2019-04-14 21:00 | 32.8 | 0 | 0 | 0
2019-04-14 22:00 | 26.56 | 0 | 0 | 0
2019-04-14 23:00 | 24.99 | 0 | 0 | 0
2019-04-15 | 23.8 | 0 | 0 | 0
2019-04-15 01:00 | 23.77 | 0 | 0 | 0
2019-04-15 02:00 | 23.36 | 0 | 0 | 0
2019-04-15 03:00 | 23.63 | 0 | 0 | 0
2019-04-15 04:00 | 24.68 | 0 | 0 | 0
2019-04-15 05:00 | 28.59 | 0 | 0 | 0
2019-04-15 06:00 | 47.6 | 0 | 0 | 0
2019-04-15 07:00 | 50.85 | 0 | 0 | 0
2019-04-15 08:00 | 46.48 | 0.021667 | 2.1667e-05 | 0.0010071
2019-04-15 09:00 | 44.46 | 0.12654 | 0.00012654 | 0.0056261
2019-04-15 10:00 | 43.42 | 0.52204 | 0.00052204 | 0.022667
2019-04-15 11:00 | 42.75 | 1.1386 | 0.0011386 | 0.048676
2019-04-15 12:00 | 42.53 | 1.1718 | 0.0011718 | 0.049838
2019-04-15 13:00 | 41.4 | 2.7165 | 0.0027165 | 0.11246
2019-04-15 14:00 | 37.15 | 1.6691 | 0.0016691 | 0.062006
2019-04-15 15:00 | 35.55 | 0.65606 | 0.00065606 | 0.023323
2019-04-15 16:00 | 34.44 | 0.38521 | 0.00038521 | 0.013267
2019-04-15 17:00 | 34.43 | 0.049472 | 4.9472e-05 | 0.0017033
2019-04-15 18:00 | 33.55 | 0.030722 | 3.0722e-05 | 0.0010307
2019-04-15 19:00 | 38.33 | 0.15301 | 0.00015301 | 0.0058649
2019-04-15 20:00 | 42.61 | 0 | 0 | 0
2019-04-15 21:00 | 34.46 | 0 | 0 | 0
2019-04-15 22:00 | 28.49 | 0 | 0 | 0
2019-04-15 23:00 | 25.06 | 0 | 0 | 0
2019-04-16 | 22.33 | 0 | 0 | 0
2019-04-16 01:00 | 22.53 | 0 | 0 | 0
2019-04-16 02:00 | 22.33 | 0 | 0 | 0
2019-04-16 03:00 | 22.83 | 0 | 0 | 0
2019-04-16 04:00 | 24.34 | 0 | 0 | 0
2019-04-16 05:00 | 30 | 0 | 0 | 0
2019-04-16 06:00 | 53.22 | 0 | 0 | 0
2019-04-16 07:00 | 50.94 | 0.24775 | 0.00024775 | 0.01262
2019-04-16 08:00 | 42.14 | 2.0917 | 0.0020917 | 0.088145
2019-04-16 09:00 | 37.65 | 4.3812 | 0.0043812 | 0.16495
2019-04-16 10:00 | 35.16 | 6.1939 | 0.0061939 | 0.21778
2019-04-16 11:00 | 34.79 | 7.4635 | 0.0074635 | 0.25966
2019-04-16 12:00 | 34.65 | 8.1766 | 0.0081766 | 0.28332
2019-04-16 13:00 | 33.71 | 8.3839 | 0.0083839 | 0.28262
2019-04-16 14:00 | 32.68 | 8.0947 | 0.0080947 | 0.26453
2019-04-16 15:00 | 31.89 | 7.3158 | 0.0073158 | 0.2333
2019-04-16 16:00 | 31.98 | 6.0795 | 0.0060795 | 0.19442
2019-04-16 17:00 | 31.88 | 4.3385 | 0.0043385 | 0.13831
2019-04-16 18:00 | 30.94 | 2.1703 | 0.0021703 | 0.067149
2019-04-16 19:00 | 32.87 | 0.35965 | 0.00035965 | 0.011822
2019-04-16 20:00 | 39.19 | 0 | 0 | 0
2019-04-16 21:00 | 34.18 | 0 | 0 | 0
2019-04-16 22:00 | 26.03 | 0 | 0 | 0
2019-04-16 23:00 | 21.9 | 0 | 0 | 0
2019-04-17 | 22.08 | 0 | 0 | 0
2019-04-17 01:00 | 22.23 | 0 | 0 | 0
2019-04-17 02:00 | 22.15 | 0 | 0 | 0
2019-04-17 03:00 | 22.27 | 0 | 0 | 0
2019-04-17 04:00 | 25.29 | 0 | 0 | 0
2019-04-17 05:00 | 29.15 | 0 | 0 | 0
2019-04-17 06:00 | 45.15 | 0 | 0 | 0
2019-04-17 07:00 | 43.69 | 0.29487 | 0.00029487 | 0.012883
2019-04-17 08:00 | 40.66 | 2.1013 | 0.0021013 | 0.085439
2019-04-17 09:00 | 39.12 | 4.3084 | 0.0043084 | 0.16854
2019-04-17 10:00 | 38.59 | 6.0225 | 0.0060225 | 0.23241
2019-04-17 11:00 | 38.52 | 7.2585 | 0.0072585 | 0.2796
2019-04-17 12:00 | 39.74 | 7.8918 | 0.0078918 | 0.31362
2019-04-17 13:00 | 39.33 | 8.0672 | 0.0080672 | 0.31728
2019-04-17 14:00 | 37.76 | 7.8096 | 0.0078096 | 0.29489
2019-04-17 15:00 | 37.84 | 7.0494 | 0.0070494 | 0.26675
2019-04-17 16:00 | 36.96 | 5.8213 | 0.0058213 | 0.21516
2019-04-17 17:00 | 35.48 | 4.1251 | 0.0041251 | 0.14636
2019-04-17 18:00 | 32.59 | 2.0699 | 0.0020699 | 0.067459
2019-04-17 19:00 | 32.6 | 0.37068 | 0.00037068 | 0.012084
2019-04-17 20:00 | 37.94 | 0 | 0 | 0
2019-04-17 21:00 | 32.61 | 0 | 0 | 0
2019-04-17 22:00 | 25.87 | 0 | 0 | 0
2019-04-17 23:00 | 22.85 | 0 | 0 | 0
2019-04-18 | 19.62 | 0 | 0 | 0
2019-04-18 01:00 | 19.59 | 0 | 0 | 0
2019-04-18 02:00 | 19.4 | 0 | 0 | 0
2019-04-18 03:00 | 20.1 | 0 | 0 | 0
2019-04-18 04:00 | 20.71 | 0 | 0 | 0
2019-04-18 05:00 | 24.21 | 0 | 0 | 0
2019-04-18 06:00 | 35.33 | 0 | 0 | 0
2019-04-18 07:00 | 32.77 | 0.26738 | 0.00026738 | 0.0087619
2019-04-18 08:00 | 30.76 | 0.55726 | 0.00055726 | 0.017141
2019-04-18 09:00 | 30.89 | 1.7286 | 0.0017286 | 0.053396
2019-04-18 10:00 | 30.38 | 3.01 | 0.00301 | 0.091443
2019-04-18 11:00 | 33.12 | 1.5996 | 0.0015996 | 0.05298
2019-04-18 12:00 | 34.86 | 3.2219 | 0.0032219 | 0.11232
2019-04-18 13:00 | 35.82 | 6.0618 | 0.0060618 | 0.21713
2019-04-18 14:00 | 37.76 | 3.9041 | 0.0039041 | 0.14742
2019-04-18 15:00 | 37.45 | 3.4818 | 0.0034818 | 0.13039
2019-04-18 16:00 | 36.48 | 3.6879 | 0.0036879 | 0.13453
2019-04-18 17:00 | 35.54 | 1.4672 | 0.0014672 | 0.052143
2019-04-18 18:00 | 31.73 | 0.7141 | 0.0007141 | 0.022658
2019-04-18 19:00 | 32 | 0.38596 | 0.00038596 | 0.012351
2019-04-18 20:00 | 36.89 | 0 | 0 | 0
2019-04-18 21:00 | 30.49 | 0 | 0 | 0
2019-04-18 22:00 | 23.84 | 0 | 0 | 0
2019-04-18 23:00 | 20.52 | 0 | 0 | 0
2019-04-19 | 19.22 | 0 | 0 | 0
2019-04-19 01:00 | 18.84 | 0 | 0 | 0
2019-04-19 02:00 | 18.51 | 0 | 0 | 0
2019-04-19 03:00 | 18.33 | 0 | 0 | 0
2019-04-19 04:00 | 18.99 | 0 | 0 | 0
2019-04-19 05:00 | 20.11 | 0 | 0 | 0
2019-04-19 06:00 | 28.88 | 0 | 0 | 0
2019-04-19 07:00 | 28.29 | 0.084708 | 8.4708e-05 | 0.0023964
2019-04-19 08:00 | 29.2 | 0.42913 | 0.00042913 | 0.01253
2019-04-19 09:00 | 28.36 | 0.7372 | 0.0007372 | 0.020907
2019-04-19 10:00 | 29.56 | 1.4857 | 0.0014857 | 0.043916
2019-04-19 11:00 | 28.6 | 1.807 | 0.001807 | 0.051679
2019-04-19 12:00 | 29.9 | 1.0871 | 0.0010871 | 0.032505
2019-04-19 13:00 | 28.73 | 1.3882 | 0.0013882 | 0.039884
2019-04-19 14:00 | 28.84 | 1.8425 | 0.0018425 | 0.053139
2019-04-19 15:00 | 28.11 | 1.0167 | 0.0010167 | 0.02858
2019-04-19 16:00 | 26.63 | 1.1851 | 0.0011851 | 0.031559
2019-04-19 17:00 | 25.83 | 0.73064 | 0.00073064 | 0.018872
2019-04-19 18:00 | 25.34 | 0.25803 | 0.00025803 | 0.0065385
2019-04-19 19:00 | 28.33 | 0.40498 | 0.00040498 | 0.011473
2019-04-19 20:00 | 30.18 | 0 | 0 | 0
2019-04-19 21:00 | 25.92 | 0 | 0 | 0
2019-04-19 22:00 | 21.98 | 0 | 0 | 0
2019-04-19 23:00 | 19.97 | 0 | 0 | 0
2019-04-20 | 18.74 | 0 | 0 | 0
2019-04-20 01:00 | 18.54 | 0 | 0 | 0
2019-04-20 02:00 | 17.74 | 0 | 0 | 0
2019-04-20 03:00 | 17.73 | 0 | 0 | 0
2019-04-20 04:00 | 17.88 | 0 | 0 | 0
2019-04-20 05:00 | 18.56 | 0 | 0 | 0
2019-04-20 06:00 | 20.71 | 0 | 0 | 0
2019-04-20 07:00 | 22.28 | 0.37253 | 0.00037253 | 0.0082999
2019-04-20 08:00 | 24.06 | 2.048 | 0.002048 | 0.049274
2019-04-20 09:00 | 25.18 | 4.1162 | 0.0041162 | 0.10365
2019-04-20 10:00 | 25.6 | 5.782 | 0.005782 | 0.14802
2019-04-20 11:00 | 25.16 | 4.7448 | 0.0047448 | 0.11938
2019-04-20 12:00 | 24.32 | 5.1847 | 0.0051847 | 0.12609
2019-04-20 13:00 | 22.86 | 7.9201 | 0.0079201 | 0.18105
2019-04-20 14:00 | 22.19 | 7.5187 | 0.0075187 | 0.16684
2019-04-20 15:00 | 22.19 | 6.8626 | 0.0068626 | 0.15228
2019-04-20 16:00 | 22.02 | 5.7088 | 0.0057088 | 0.12571
2019-04-20 17:00 | 23.28 | 4.0677 | 0.0040677 | 0.094695
2019-04-20 18:00 | 23.07 | 2.077 | 0.002077 | 0.047917
2019-04-20 19:00 | 24.84 | 0.38992 | 0.00038992 | 0.0096857
2019-04-20 20:00 | 28.2 | 0 | 0 | 0
2019-04-20 21:00 | 26.04 | 0 | 0 | 0
2019-04-20 22:00 | 22.04 | 0 | 0 | 0
2019-04-20 23:00 | 20.58 | 0 | 0 | 0
2019-04-21 | 19.38 | 0 | 0 | 0
2019-04-21 01:00 | 19.47 | 0 | 0 | 0
2019-04-21 02:00 | 18.99 | 0 | 0 | 0
2019-04-21 03:00 | 18.18 | 0 | 0 | 0
2019-04-21 04:00 | 18.14 | 0 | 0 | 0
2019-04-21 05:00 | 18.01 | 0 | 0 | 0
2019-04-21 06:00 | 19.77 | 0 | 0 | 0
2019-04-21 07:00 | 20.42 | 0.34786 | 0.00034786 | 0.0071032
2019-04-21 08:00 | 22.52 | 2.0836 | 0.0020836 | 0.046924
2019-04-21 09:00 | 23.27 | 4.1514 | 0.0041514 | 0.096604
2019-04-21 10:00 | 23.31 | 5.779 | 0.005779 | 0.13471
2019-04-21 11:00 | 22.41 | 6.9005 | 0.0069005 | 0.15464
2019-04-21 12:00 | 22.05 | 7.5418 | 0.0075418 | 0.1663
2019-04-21 13:00 | 21 | 7.7155 | 0.0077155 | 0.16203
2019-04-21 14:00 | 20.65 | 7.4391 | 0.0074391 | 0.15362
2019-04-21 15:00 | 20.88 | 6.7591 | 0.0067591 | 0.14113
2019-04-21 16:00 | 21.09 | 5.6489 | 0.0056489 | 0.11914
2019-04-21 17:00 | 21.26 | 4.0115 | 0.0040115 | 0.085285
2019-04-21 18:00 | 21.29 | 2.0374 | 0.0020374 | 0.043376
2019-04-21 19:00 | 22.81 | 0.37804 | 0.00037804 | 0.0086231
2019-04-21 20:00 | 25.87 | 0 | 0 | 0
2019-04-21 21:00 | 24.58 | 0 | 0 | 0
2019-04-21 22:00 | 20.51 | 0 | 0 | 0
2019-04-21 23:00 | 19.67 | 0 | 0 | 0
2019-04-22 | 17.14 | 0 | 0 | 0
2019-04-22 01:00 | 16.96 | 0 | 0 | 0
2019-04-22 02:00 | 16.81 | 0 | 0 | 0
2019-04-22 03:00 | 17.25 | 0 | 0 | 0
2019-04-22 04:00 | 17.99 | 0 | 0 | 0
2019-04-22 05:00 | 20.4 | 0 | 0 | 0
2019-04-22 06:00 | 33.03 | 0 | 0 | 0
2019-04-22 07:00 | 32.41 | 0.3623 | 0.0003623 | 0.011742
2019-04-22 08:00 | 31.14 | 2.0874 | 0.0020874 | 0.065001
2019-04-22 09:00 | 31.02 | 4.0981 | 0.0040981 | 0.12712
2019-04-22 10:00 | 31.13 | 5.7003 | 0.0057003 | 0.17745
2019-04-22 11:00 | 30.44 | 6.7761 | 0.0067761 | 0.20626
2019-04-22 12:00 | 30.27 | 7.361 | 0.007361 | 0.22282
2019-04-22 13:00 | 30.17 | 7.5327 | 0.0075327 | 0.22726
2019-04-22 14:00 | 30.84 | 7.3053 | 0.0073053 | 0.2253
2019-04-22 15:00 | 29.69 | 6.6324 | 0.0066324 | 0.19691
2019-04-22 16:00 | 29.2 | 5.5211 | 0.0055211 | 0.16122
2019-04-22 17:00 | 29.25 | 3.9584 | 0.0039584 | 0.11578
2019-04-22 18:00 | 28.17 | 2.0492 | 0.0020492 | 0.057725
2019-04-22 19:00 | 29.15 | 0.39041 | 0.00039041 | 0.011381
2019-04-22 20:00 | 31.39 | 0 | 0 | 0
2019-04-22 21:00 | 28.18 | 0 | 0 | 0
2019-04-22 22:00 | 22.32 | 0 | 0 | 0
2019-04-22 23:00 | 20.44 | 0 | 0 | 0
2019-04-23 | 19.04 | 0 | 0 | 0
2019-04-23 01:00 | 18.42 | 0 | 0 | 0
2019-04-23 02:00 | 17.47 | 0 | 0 | 0
2019-04-23 03:00 | 17.65 | 0 | 0 | 0
2019-04-23 04:00 | 19.07 | 0 | 0 | 0
2019-04-23 05:00 | 21.41 | 0 | 0 | 0
2019-04-23 06:00 | 31.08 | 0 | 0 | 0
2019-04-23 07:00 | 32.08 | 0.42263 | 0.00042263 | 0.013558
2019-04-23 08:00 | 31.5 | 1.9734 | 0.0019734 | 0.062162
2019-04-23 09:00 | 33.82 | 3.0888 | 0.0030888 | 0.10446
2019-04-23 10:00 | 35.12 | 4.4734 | 0.0044734 | 0.15711
2019-04-23 11:00 | 34.44 | 6.5156 | 0.0065156 | 0.2244
2019-04-23 12:00 | 35.77 | 7.1451 | 0.0071451 | 0.25558
2019-04-23 13:00 | 34.51 | 4.6265 | 0.0046265 | 0.15966
2019-04-23 14:00 | 35.59 | 7.1212 | 0.0071212 | 0.25344
2019-04-23 15:00 | 35.37 | 5.3912 | 0.0053912 | 0.19069
2019-04-23 16:00 | 35.76 | 1.3036 | 0.0013036 | 0.046618
2019-04-23 17:00 | 35.94 | 0.63965 | 0.00063965 | 0.022989
2019-04-23 18:00 | 34.69 | 0.58642 | 0.00058643 | 0.020343
2019-04-23 19:00 | 34.94 | 0.33673 | 0.00033673 | 0.011765
2019-04-23 20:00 | 40.82 | 0 | 0 | 0
2019-04-23 21:00 | 35.31 | 0 | 0 | 0
2019-04-23 22:00 | 27.29 | 0 | 0 | 0
2019-04-23 23:00 | 23 | 0 | 0 | 0
2019-04-24 | 20.98 | 0 | 0 | 0
2019-04-24 01:00 | 20.52 | 0 | 0 | 0
2019-04-24 02:00 | 19.48 | 0 | 0 | 0
2019-04-24 03:00 | 19.52 | 0 | 0 | 0
2019-04-24 04:00 | 20.31 | 0 | 0 | 0
2019-04-24 05:00 | 22.87 | 0 | 0 | 0
2019-04-24 06:00 | 32.65 | 0 | 0 | 0
2019-04-24 07:00 | 33.62 | 0.12587 | 0.00012587 | 0.0042319
2019-04-24 08:00 | 32.34 | 1.0271 | 0.0010271 | 0.033217
2019-04-24 09:00 | 33.47 | 2.6798 | 0.0026798 | 0.089694
2019-04-24 10:00 | 35.26 | 3.0579 | 0.0030579 | 0.10782
2019-04-24 11:00 | 34.54 | 5.0136 | 0.0050136 | 0.17317
2019-04-24 12:00 | 35.06 | 5.2541 | 0.0052541 | 0.18421
2019-04-24 13:00 | 34.81 | 6.4275 | 0.0064275 | 0.22374
2019-04-24 14:00 | 34.83 | 4.9439 | 0.0049439 | 0.1722
2019-04-24 15:00 | 33.52 | 1.4157 | 0.0014157 | 0.047453
2019-04-24 16:00 | 33.87 | 1.7237 | 0.0017237 | 0.058382
2019-04-24 17:00 | 33.79 | 0.11764 | 0.00011764 | 0.0039751
2019-04-24 18:00 | 31.37 | 1.4893 | 0.0014893 | 0.04672
2019-04-24 19:00 | 32.73 | 0.42853 | 0.00042853 | 0.014026
2019-04-24 20:00 | 40.48 | 0 | 0 | 0
2019-04-24 21:00 | 35.12 | 0 | 0 | 0
2019-04-24 22:00 | 25.42 | 0 | 0 | 0
2019-04-24 23:00 | 22.54 | 0 | 0 | 0
2019-04-25 | 20.88 | 0 | 0 | 0
2019-04-25 01:00 | 20.32 | 0 | 0 | 0
2019-04-25 02:00 | 20.07 | 0 | 0 | 0
2019-04-25 03:00 | 20.3 | 0 | 0 | 0
2019-04-25 04:00 | 21.14 | 0 | 0 | 0
2019-04-25 05:00 | 23.16 | 0 | 0 | 0
2019-04-25 06:00 | 32.52 | 0 | 0 | 0
2019-04-25 07:00 | 36.04 | 0.098189 | 9.8189e-05 | 0.0035387
2019-04-25 08:00 | 35.06 | 1.523 | 0.001523 | 0.053395
2019-04-25 09:00 | 39.16 | 1.2927 | 0.0012927 | 0.050623
2019-04-25 10:00 | 38.81 | 4.9122 | 0.0049122 | 0.19064
2019-04-25 11:00 | 39.72 | 6.5212 | 0.0065212 | 0.25902
2019-04-25 12:00 | 37.73 | 7.0946 | 0.0070946 | 0.26768
2019-04-25 13:00 | 39.25 | 4.9624 | 0.0049624 | 0.19477
2019-04-25 14:00 | 38.81 | 5.9038 | 0.0059038 | 0.22913
2019-04-25 15:00 | 38.86 | 6.4245 | 0.0064245 | 0.24966
2019-04-25 16:00 | 37.46 | 4.2137 | 0.0042137 | 0.15784
2019-04-25 17:00 | 39.54 | 2.8092 | 0.0028092 | 0.11108
2019-04-25 18:00 | 38.04 | 1.5764 | 0.0015764 | 0.059968
2019-04-25 19:00 | 33.91 | 0.41607 | 0.00041607 | 0.014109
2019-04-25 20:00 | 37.91 | 0 | 0 | 0
2019-04-25 21:00 | 32.8 | 0 | 0 | 0
2019-04-25 22:00 | 23.94 | 0 | 0 | 0
2019-04-25 23:00 | 21.86 | 0 | 0 | 0
2019-04-26 | 19.25 | 0 | 0 | 0
2019-04-26 01:00 | 18.16 | 0 | 0 | 0
2019-04-26 02:00 | 17.4 | 0 | 0 | 0
2019-04-26 03:00 | 17.46 | 0 | 0 | 0
2019-04-26 04:00 | 17.29 | 0 | 0 | 0
2019-04-26 05:00 | 19.82 | 0 | 0 | 0
2019-04-26 06:00 | 25.64 | 0 | 0 | 0
2019-04-26 07:00 | 27.03 | 0.24391 | 0.00024391 | 0.0065928
2019-04-26 08:00 | 29.45 | 1.3321 | 0.0013321 | 0.039229
2019-04-26 09:00 | 26.93 | 2.816 | 0.002816 | 0.075835
2019-04-26 10:00 | 28.14 | 2.5979 | 0.0025979 | 0.073104
2019-04-26 11:00 | 27.53 | 1.6449 | 0.0016449 | 0.045283
2019-04-26 12:00 | 26.8 | 1.0904 | 0.0010904 | 0.029222
2019-04-26 13:00 | 26.61 | 1.4263 | 0.0014263 | 0.037954
2019-04-26 14:00 | 24.72 | 2.4739 | 0.0024739 | 0.061154
2019-04-26 15:00 | 24.41 | 3.5079 | 0.0035079 | 0.085629
2019-04-26 16:00 | 24.42 | 5.4457 | 0.0054457 | 0.13298
2019-04-26 17:00 | 25.04 | 3.83 | 0.00383 | 0.095904
2019-04-26 18:00 | 23.53 | 1.9435 | 0.0019435 | 0.04573
2019-04-26 19:00 | 23.86 | 0.23305 | 0.00023305 | 0.0055605
2019-04-26 20:00 | 26.86 | 0 | 0 | 0
2019-04-26 21:00 | 23.9 | 0 | 0 | 0
2019-04-26 22:00 | 21.34 | 0 | 0 | 0
2019-04-26 23:00 | 19.67 | 0 | 0 | 0
2019-04-27 | 19.58 | 0 | 0 | 0
2019-04-27 01:00 | 19.56 | 0 | 0 | 0
2019-04-27 02:00 | 20.08 | 0 | 0 | 0
2019-04-27 03:00 | 19.98 | 0 | 0 | 0
2019-04-27 04:00 | 20.32 | 0 | 0 | 0
2019-04-27 05:00 | 20.8 | 0 | 0 | 0
2019-04-27 06:00 | 22.61 | 0 | 0 | 0
2019-04-27 07:00 | 22.68 | 0.40224 | 0.00040224 | 0.0091229
2019-04-27 08:00 | 24.94 | 0.96588 | 0.00096588 | 0.024089
2019-04-27 09:00 | 26.19 | 2.9035 | 0.0029035 | 0.076043
2019-04-27 10:00 | 26.6 | 1.0303 | 0.0010303 | 0.027407
2019-04-27 11:00 | 25.3 | 1.1239 | 0.0011239 | 0.028434
2019-04-27 12:00 | 23.81 | 2.8259 | 0.0028259 | 0.067285
2019-04-27 13:00 | 22.7 | 1.0552 | 0.0010552 | 0.023954
2019-04-27 14:00 | 21.45 | 5.1281 | 0.0051281 | 0.11
2019-04-27 15:00 | 21.3 | 3.0004 | 0.0030004 | 0.063908
2019-04-27 16:00 | 21.34 | 4.3473 | 0.0043473 | 0.092772
2019-04-27 17:00 | 21.98 | 3.1245 | 0.0031245 | 0.068676
2019-04-27 18:00 | 21.77 | 0.30808 | 0.00030808 | 0.006707
2019-04-27 19:00 | 22.76 | 0.42064 | 0.00042064 | 0.0095737
2019-04-27 20:00 | 29.54 | 0 | 0 | 0
2019-04-27 21:00 | 25.66 | 0 | 0 | 0
2019-04-27 22:00 | 22.39 | 0 | 0 | 0
2019-04-27 23:00 | 20.8 | 0 | 0 | 0
2019-04-28 | 19.59 | 0 | 0 | 0
2019-04-28 01:00 | 19.87 | 0 | 0 | 0
2019-04-28 02:00 | 19.97 | 0 | 0 | 0
2019-04-28 03:00 | 19.37 | 0 | 0 | 0
2019-04-28 04:00 | 19.38 | 0 | 0 | 0
2019-04-28 05:00 | 20 | 0 | 0 | 0
2019-04-28 06:00 | 20.09 | 0 | 0 | 0
2019-04-28 07:00 | 21.11 | 0.001188 | 1.188e-06 | 2.5079e-05
2019-04-28 08:00 | 22.43 | 0.045952 | 4.5952e-05 | 0.0010307
2019-04-28 09:00 | 23.25 | 0.64153 | 0.00064152 | 0.014915
2019-04-28 10:00 | 23.05 | 1.8061 | 0.0018061 | 0.04163
2019-04-28 11:00 | 22.8 | 4.1059 | 0.0041059 | 0.093614
2019-04-28 12:00 | 23.1 | 7.5092 | 0.0075092 | 0.17346
2019-04-28 13:00 | 22.58 | 6.1359 | 0.0061359 | 0.13855
2019-04-28 14:00 | 21.93 | 7.4498 | 0.0074498 | 0.16337
2019-04-28 15:00 | 21.48 | 5.5497 | 0.0055497 | 0.11921
2019-04-28 16:00 | 22.03 | 4.7616 | 0.0047616 | 0.1049
2019-04-28 17:00 | 22.92 | 3.8852 | 0.0038852 | 0.089049
2019-04-28 18:00 | 22.73 | 1.0585 | 0.0010585 | 0.02406
2019-04-28 19:00 | 25.04 | 0.49714 | 0.00049714 | 0.012448
2019-04-28 20:00 | 30.59 | 0 | 0 | 0
2019-04-28 21:00 | 25.77 | 0 | 0 | 0
2019-04-28 22:00 | 22.99 | 0 | 0 | 0
2019-04-28 23:00 | 21.11 | 0 | 0 | 0
2019-04-29 | 19.61 | 0 | 0 | 0
2019-04-29 01:00 | 19.44 | 0 | 0 | 0
2019-04-29 02:00 | 19.55 | 0 | 0 | 0
2019-04-29 03:00 | 19.39 | 0 | 0 | 0
2019-04-29 04:00 | 19.95 | 0 | 0 | 0
2019-04-29 05:00 | 22.55 | 0 | 0 | 0
2019-04-29 06:00 | 35.09 | 0 | 0 | 0
2019-04-29 07:00 | 35 | 0.46707 | 0.00046707 | 0.016347
2019-04-29 08:00 | 31.08 | 2.2182 | 0.0022182 | 0.068943
2019-04-29 09:00 | 30 | 4.2386 | 0.0042386 | 0.12716
2019-04-29 10:00 | 30.93 | 5.8559 | 0.0058559 | 0.18112
2019-04-29 11:00 | 29.53 | 6.9496 | 0.0069496 | 0.20522
2019-04-29 12:00 | 34.1 | 7.5574 | 0.0075574 | 0.25771
2019-04-29 13:00 | 33.83 | 7.705 | 0.007705 | 0.26066
2019-04-29 14:00 | 33.16 | 7.4452 | 0.0074452 | 0.24688
2019-04-29 15:00 | 32.2 | 6.7218 | 0.0067218 | 0.21644
2019-04-29 16:00 | 32.84 | 5.5659 | 0.0055659 | 0.18279
2019-04-29 17:00 | 34.86 | 3.9648 | 0.0039648 | 0.13821
2019-04-29 18:00 | 32.71 | 2.066 | 0.002066 | 0.067578
2019-04-29 19:00 | 34.88 | 0.47791 | 0.00047791 | 0.016669
2019-04-29 20:00 | 40.49 | 0 | 0 | 0
2019-04-29 21:00 | 35.56 | 0 | 0 | 0
2019-04-29 22:00 | 25.52 | 0 | 0 | 0
2019-04-29 23:00 | 22.74 | 0 | 0 | 0
2019-04-30 | 21.02 | 0 | 0 | 0
2019-04-30 01:00 | 20.99 | 0 | 0 | 0
2019-04-30 02:00 | 20.73 | 0 | 0 | 0
2019-04-30 03:00 | 20.47 | 0 | 0 | 0
2019-04-30 04:00 | 20.93 | 0 | 0 | 0
2019-04-30 05:00 | 23.93 | 0 | 0 | 0
2019-04-30 06:00 | 32.82 | 0 | 0 | 0
2019-04-30 07:00 | 31.86 | 0.45643 | 0.00045643 | 0.014542
2019-04-30 08:00 | 30.91 | 2.1483 | 0.0021483 | 0.066404
2019-04-30 09:00 | 32.13 | 4.0552 | 0.0040552 | 0.13029
2019-04-30 10:00 | 32.95 | 5.5621 | 0.0055621 | 0.18327
2019-04-30 11:00 | 35.83 | 5.7691 | 0.0057691 | 0.20671
2019-04-30 12:00 | 38.81 | 7.2043 | 0.0072043 | 0.2796
2019-04-30 13:00 | 39.78 | 7.339 | 0.007339 | 0.29195
2019-04-30 14:00 | 39.74 | 7.1678 | 0.0071678 | 0.28485
2019-04-30 15:00 | 39.57 | 6.4708 | 0.0064708 | 0.25605
2019-04-30 16:00 | 39.68 | 5.4223 | 0.0054223 | 0.21516
2019-04-30 17:00 | 39.72 | 3.8968 | 0.0038968 | 0.15478
2019-04-30 18:00 | 38.97 | 2.0321 | 0.0020321 | 0.079191
2019-04-30 19:00 | 37.38 | 0.42338 | 0.00042338 | 0.015826
2019-04-30 20:00 | 39.17 | 0 | 0 | 0
2019-04-30 21:00 | 38.17 | 0 | 0 | 0
2019-04-30 22:00 | 28.46 | 0 | 0 | 0
2019-04-30 23:00 | 24.33 | 0 | 0 | 0
2019-05-01 | 19.81 | 0 | 0 | 0
2019-05-01 01:00 | 19.72 | 0 | 0 | 0
2019-05-01 02:00 | 18.77 | 0 | 0 | 0
2019-05-01 03:00 | 18.29 | 0 | 0 | 0
2019-05-01 04:00 | 18.98 | 0 | 0 | 0
2019-05-01 05:00 | 21.38 | 0 | 0 | 0
2019-05-01 06:00 | 25.87 | 0 | 0 | 0
2019-05-01 07:00 | 26.39 | 0.55099 | 0.00055099 | 0.014541
2019-05-01 08:00 | 26.4 | 1.2658 | 0.0012658 | 0.033416
2019-05-01 09:00 | 27.28 | 4.2652 | 0.0042652 | 0.11635
2019-05-01 10:00 | 29.82 | 5.8441 | 0.0058441 | 0.17427
2019-05-01 11:00 | 30.76 | 6.9557 | 0.0069557 | 0.21396
2019-05-01 12:00 | 35.04 | 6.426 | 0.006426 | 0.22517
2019-05-01 13:00 | 40.19 | 5.8898 | 0.0058898 | 0.23671
2019-05-01 14:00 | 42.31 | 4.7642 | 0.0047642 | 0.20157
2019-05-01 15:00 | 43.34 | 5.8833 | 0.0058833 | 0.25498
2019-05-01 16:00 | 45.27 | 5.5906 | 0.0055906 | 0.25309
2019-05-01 17:00 | 43.83 | 3.9631 | 0.0039631 | 0.1737
2019-05-01 18:00 | 38.25 | 2.0896 | 0.0020896 | 0.079928
2019-05-01 19:00 | 34.43 | 0.4926 | 0.0004926 | 0.01696
2019-05-01 20:00 | 39.33 | 0 | 0 | 0
2019-05-01 21:00 | 37.31 | 0 | 0 | 0
2019-05-01 22:00 | 25.98 | 0 | 0 | 0
2019-05-01 23:00 | 23.65 | 0 | 0 | 0
2019-05-02 | 20.85 | 0 | 0 | 0
2019-05-02 01:00 | 20.33 | 0 | 0 | 0
2019-05-02 02:00 | 19.39 | 0 | 0 | 0
2019-05-02 03:00 | 19.13 | 0 | 0 | 0
2019-05-02 04:00 | 19.67 | 0 | 0 | 0
2019-05-02 05:00 | 22.45 | 0 | 0 | 0
2019-05-02 06:00 | 25.59 | 0 | 0 | 0
2019-05-02 07:00 | 26.49 | 0.42992 | 0.00042992 | 0.011389
2019-05-02 08:00 | 27.58 | 1.3353 | 0.0013353 | 0.036828
2019-05-02 09:00 | 29.44 | 1.9624 | 0.0019624 | 0.057774
2019-05-02 10:00 | 32.6 | 4.6271 | 0.0046271 | 0.15084
2019-05-02 11:00 | 34.91 | 5.5814 | 0.0055814 | 0.19485
2019-05-02 12:00 | 35.96 | 7.4213 | 0.0074213 | 0.26687
2019-05-02 13:00 | 40.28 | 7.5535 | 0.0075535 | 0.30425
2019-05-02 14:00 | 44 | 6.2182 | 0.0062182 | 0.2736
2019-05-02 15:00 | 47.35 | 4.2103 | 0.0042103 | 0.19936
2019-05-02 16:00 | 46.65 | 2.7965 | 0.0027965 | 0.13046
2019-05-02 17:00 | 42.96 | 2.5956 | 0.0025956 | 0.11151
2019-05-02 18:00 | 38.29 | 2.0848 | 0.0020848 | 0.079827
2019-05-02 19:00 | 34.6 | 0.50824 | 0.00050824 | 0.017585
2019-05-02 20:00 | 37.15 | 0 | 0 | 0
2019-05-02 21:00 | 34.37 | 0 | 0 | 0
2019-05-02 22:00 | 27.64 | 0 | 0 | 0
2019-05-02 23:00 | 23.44 | 0 | 0 | 0
2019-05-03 | 21.45 | 0 | 0 | 0
2019-05-03 01:00 | 20.4 | 0 | 0 | 0
2019-05-03 02:00 | 20.43 | 0 | 0 | 0
2019-05-03 03:00 | 20.14 | 0 | 0 | 0
2019-05-03 04:00 | 20.65 | 0 | 0 | 0
2019-05-03 05:00 | 22.08 | 0 | 0 | 0
2019-05-03 06:00 | 24.71 | 0 | 0 | 0
2019-05-03 07:00 | 26.05 | 0.5307 | 0.0005307 | 0.013825
2019-05-03 08:00 | 26.75 | 2.2748 | 0.0022748 | 0.06085
2019-05-03 09:00 | 28.43 | 4.2265 | 0.0042265 | 0.12016
2019-05-03 10:00 | 30.58 | 5.7741 | 0.0057741 | 0.17657
2019-05-03 11:00 | 31.37 | 5.5369 | 0.0055369 | 0.17369
2019-05-03 12:00 | 32.59 | 6.5805 | 0.0065805 | 0.21446
2019-05-03 13:00 | 33.96 | 6.3642 | 0.0063642 | 0.21613
2019-05-03 14:00 | 34.74 | 6.1789 | 0.0061789 | 0.21466
2019-05-03 15:00 | 34.35 | 6.6688 | 0.0066688 | 0.22907
2019-05-03 16:00 | 33.44 | 5.4751 | 0.0054751 | 0.18309
2019-05-03 17:00 | 33.72 | 3.9211 | 0.0039211 | 0.13222
2019-05-03 18:00 | 31.6 | 2.0867 | 0.0020867 | 0.065941
2019-05-03 19:00 | 28.87 | 0.53254 | 0.00053254 | 0.015374
2019-05-03 20:00 | 31.08 | 0 | 0 | 0
2019-05-03 21:00 | 28.14 | 0 | 0 | 0
2019-05-03 22:00 | 24.79 | 0 | 0 | 0
2019-05-03 23:00 | 22.3 | 0 | 0 | 0
2019-05-04 | 22.35 | 0 | 0 | 0
2019-05-04 01:00 | 21.58 | 0 | 0 | 0
2019-05-04 02:00 | 21.94 | 0 | 0 | 0
2019-05-04 03:00 | 21.75 | 0 | 0 | 0
2019-05-04 04:00 | 21.89 | 0 | 0 | 0
2019-05-04 05:00 | 22.34 | 0 | 0 | 0
2019-05-04 06:00 | 22.34 | 0 | 0 | 0
2019-05-04 07:00 | 23.02 | 0.55165 | 0.00055165 | 0.012699
2019-05-04 08:00 | 25.61 | 2.1703 | 0.0021703 | 0.055582
2019-05-04 09:00 | 27.39 | 4.0174 | 0.0040174 | 0.11004
2019-05-04 10:00 | 28.11 | 3.5957 | 0.0035957 | 0.10108
2019-05-04 11:00 | 28 | 4.9946 | 0.0049946 | 0.13985
2019-05-04 12:00 | 28.23 | 4.7437 | 0.0047437 | 0.13391
2019-05-04 13:00 | 28.5 | 1.515 | 0.001515 | 0.043177
2019-05-04 14:00 | 30.32 | 2.6555 | 0.0026555 | 0.080515
2019-05-04 15:00 | 29.33 | 4.1797 | 0.0041797 | 0.12259
2019-05-04 16:00 | 31.94 | 5.4561 | 0.0054561 | 0.17427
2019-05-04 17:00 | 29.11 | 3.8853 | 0.0038853 | 0.1131
2019-05-04 18:00 | 29.38 | 1.5474 | 0.0015474 | 0.045463
2019-05-04 19:00 | 28.89 | 0.22536 | 0.00022536 | 0.0065107
2019-05-04 20:00 | 29.08 | 0 | 0 | 0
2019-05-04 21:00 | 28.79 | 0 | 0 | 0
2019-05-04 22:00 | 26.13 | 0 | 0 | 0
2019-05-04 23:00 | 23.27 | 0 | 0 | 0
2019-05-05 | 20.49 | 0 | 0 | 0
2019-05-05 01:00 | 19.86 | 0 | 0 | 0
2019-05-05 02:00 | 19.7 | 0 | 0 | 0
2019-05-05 03:00 | 19.58 | 0 | 0 | 0
2019-05-05 04:00 | 19.83 | 0 | 0 | 0
2019-05-05 05:00 | 20.03 | 0 | 0 | 0
2019-05-05 06:00 | 20.17 | 0 | 0 | 0
2019-05-05 07:00 | 20.67 | 0.28716 | 0.00028716 | 0.0059356
2019-05-05 08:00 | 23.38 | 1.4858 | 0.0014858 | 0.034737
2019-05-05 09:00 | 24.88 | 0.84554 | 0.00084554 | 0.021037
2019-05-05 10:00 | 25.15 | 2.3391 | 0.0023391 | 0.058829
2019-05-05 11:00 | 23.95 | 2.9737 | 0.0029737 | 0.071221
2019-05-05 12:00 | 24.91 | 2.8116 | 0.0028116 | 0.070037
2019-05-05 13:00 | 24.72 | 3.7353 | 0.0037353 | 0.092335
2019-05-05 14:00 | 24.8 | 4.7191 | 0.0047191 | 0.11703
2019-05-05 15:00 | 25.1 | 1.404 | 0.001404 | 0.03524
2019-05-05 16:00 | 25.57 | 4.0296 | 0.0040296 | 0.10304
2019-05-05 17:00 | 26 | 2.0616 | 0.0020616 | 0.053602
2019-05-05 18:00 | 25.22 | 2.1136 | 0.0021136 | 0.053305
2019-05-05 19:00 | 25.4 | 0.50515 | 0.00050515 | 0.012831
2019-05-05 20:00 | 27.42 | 0 | 0 | 0
2019-05-05 21:00 | 27.42 | 0 | 0 | 0
2019-05-05 22:00 | 22.99 | 0 | 0 | 0
2019-05-05 23:00 | 20.18 | 0 | 0 | 0
2019-05-06 | 17.96 | 0 | 0 | 0
2019-05-06 01:00 | 17.65 | 0 | 0 | 0
2019-05-06 02:00 | 17.57 | 0 | 0 | 0
2019-05-06 03:00 | 17.41 | 0 | 0 | 0
2019-05-06 04:00 | 18.1 | 0 | 0 | 0
2019-05-06 05:00 | 20.19 | 0 | 0 | 0
2019-05-06 06:00 | 23.75 | 0 | 0 | 0
2019-05-06 07:00 | 25.5 | 0.49994 | 0.00049994 | 0.012748
2019-05-06 08:00 | 25.58 | 2.2992 | 0.0022992 | 0.058814
2019-05-06 09:00 | 26.37 | 4.2317 | 0.0042317 | 0.11159
2019-05-06 10:00 | 29.44 | 4.7411 | 0.0047411 | 0.13958
2019-05-06 11:00 | 28.22 | 5.6878 | 0.0056878 | 0.16051
2019-05-06 12:00 | 29.27 | 6.3831 | 0.0063831 | 0.18683
2019-05-06 13:00 | 30.99 | 6.0628 | 0.0060628 | 0.18789
2019-05-06 14:00 | 31.36 | 7.5209 | 0.0075209 | 0.23585
2019-05-06 15:00 | 32.56 | 6.8255 | 0.0068255 | 0.22224
2019-05-06 16:00 | 32.24 | 4.8047 | 0.0048047 | 0.1549
2019-05-06 17:00 | 32.66 | 3.2587 | 0.0032587 | 0.10643
2019-05-06 18:00 | 29.78 | 1.6915 | 0.0016915 | 0.050374
2019-05-06 19:00 | 27.43 | 0.54833 | 0.00054833 | 0.015041
2019-05-06 20:00 | 32.28 | 0 | 0 | 0
2019-05-06 21:00 | 30.5 | 0 | 0 | 0
2019-05-06 22:00 | 24.09 | 0 | 0 | 0
2019-05-06 23:00 | 21.45 | 0 | 0 | 0
2019-05-07 | 19.28 | 0 | 0 | 0
2019-05-07 01:00 | 19.15 | 0 | 0 | 0
2019-05-07 02:00 | 18.42 | 0 | 0 | 0
2019-05-07 03:00 | 17.88 | 0 | 0 | 0
2019-05-07 04:00 | 19.44 | 0 | 0 | 0
2019-05-07 05:00 | 20.67 | 0 | 0 | 0
2019-05-07 06:00 | 24.04 | 0 | 0 | 0
2019-05-07 07:00 | 24.88 | 0.028828 | 2.8828e-05 | 0.00071724
2019-05-07 08:00 | 26.23 | 0.18403 | 0.00018403 | 0.0048272
2019-05-07 09:00 | 26.36 | 0.46285 | 0.00046285 | 0.012201
2019-05-07 10:00 | 28.09 | 1.5668 | 0.0015668 | 0.044012
2019-05-07 11:00 | 27.42 | 1.9793 | 0.0019793 | 0.054272
2019-05-07 12:00 | 29.23 | 0.61341 | 0.00061341 | 0.01793
2019-05-07 13:00 | 29.45 | 2.1152 | 0.0021152 | 0.062293
2019-05-07 14:00 | 30.09 | 0.68871 | 0.00068871 | 0.020723
2019-05-07 15:00 | 29.8 | 3 | 0.003 | 0.089401
2019-05-07 16:00 | 29.87 | 1.488 | 0.001488 | 0.044447
2019-05-07 17:00 | 29.51 | 1.221 | 0.001221 | 0.03603
2019-05-07 18:00 | 28.36 | 0.099698 | 9.9698e-05 | 0.0028274
2019-05-07 19:00 | 27.21 | 0 | 0 | 0
2019-05-07 20:00 | 29.83 | 0 | 0 | 0
2019-05-07 21:00 | 28.71 | 0 | 0 | 0
2019-05-07 22:00 | 23.2 | 0 | 0 | 0
2019-05-07 23:00 | 20.38 | 0 | 0 | 0
2019-05-08 | 18.39 | 0 | 0 | 0
2019-05-08 01:00 | 18.3 | 0 | 0 | 0
2019-05-08 02:00 | 16.94 | 0 | 0 | 0
2019-05-08 03:00 | 16.79 | 0 | 0 | 0
2019-05-08 04:00 | 17.31 | 0 | 0 | 0
2019-05-08 05:00 | 19.7 | 0 | 0 | 0
2019-05-08 06:00 | 22.49 | 0 | 0 | 0
2019-05-08 07:00 | 22.67 | 0.074859 | 7.4859e-05 | 0.0016971
2019-05-08 08:00 | 23.79 | 0.65052 | 0.00065052 | 0.015476
2019-05-08 09:00 | 24.08 | 1.0377 | 0.0010377 | 0.024989
2019-05-08 10:00 | 25.49 | 1.4892 | 0.0014892 | 0.037959
2019-05-08 11:00 | 25.72 | 2.7005 | 0.0027005 | 0.069456
2019-05-08 12:00 | 28.88 | 2.8429 | 0.0028429 | 0.082102
2019-05-08 13:00 | 29.18 | 3.2751 | 0.0032751 | 0.095567
2019-05-08 14:00 | 30.04 | 1.461 | 0.001461 | 0.043889
2019-05-08 15:00 | 30.52 | 4.054 | 0.004054 | 0.12373
2019-05-08 16:00 | 30.2 | 4.7825 | 0.0047825 | 0.14443
2019-05-08 17:00 | 30.16 | 2.943 | 0.002943 | 0.08876
2019-05-08 18:00 | 29.17 | 1.9845 | 0.0019845 | 0.057889
2019-05-08 19:00 | 27.46 | 0.55603 | 0.00055603 | 0.015269
2019-05-08 20:00 | 29.15 | 0 | 0 | 0
2019-05-08 21:00 | 26.92 | 0 | 0 | 0
2019-05-08 22:00 | 21.99 | 0 | 0 | 0
2019-05-08 23:00 | 20.41 | 0 | 0 | 0
2019-05-09 | 17.56 | 0 | 0 | 0
2019-05-09 01:00 | 17.29 | 0 | 0 | 0
2019-05-09 02:00 | 16.61 | 0 | 0 | 0
2019-05-09 03:00 | 16.22 | 0 | 0 | 0
2019-05-09 04:00 | 16.84 | 0 | 0 | 0
2019-05-09 05:00 | 18.94 | 0 | 0 | 0
2019-05-09 06:00 | 21.95 | 0 | 0 | 0
2019-05-09 07:00 | 22.29 | 0.63506 | 0.00063506 | 0.014155
2019-05-09 08:00 | 22.36 | 2.3209 | 0.0023209 | 0.051896
2019-05-09 09:00 | 23.08 | 4.189 | 0.004189 | 0.096681
2019-05-09 10:00 | 24.38 | 5.6985 | 0.0056985 | 0.13893
2019-05-09 11:00 | 24.7 | 4.3736 | 0.0043736 | 0.10803
2019-05-09 12:00 | 25.8 | 6.0896 | 0.0060896 | 0.15711
2019-05-09 13:00 | 26.27 | 7.6095 | 0.0076095 | 0.1999
2019-05-09 14:00 | 26.2 | 6.5386 | 0.0065386 | 0.17131
2019-05-09 15:00 | 27.1 | 6.6548 | 0.0066548 | 0.18034
2019-05-09 16:00 | 27.27 | 5.5392 | 0.0055392 | 0.15105
2019-05-09 17:00 | 27.39 | 3.1629 | 0.0031629 | 0.086631
2019-05-09 18:00 | 26.14 | 1.8824 | 0.0018824 | 0.049206
2019-05-09 19:00 | 25.28 | 0.41026 | 0.00041026 | 0.010371
2019-05-09 20:00 | 26.84 | 0 | 0 | 0
2019-05-09 21:00 | 25.22 | 0 | 0 | 0
2019-05-09 22:00 | 22.6 | 0 | 0 | 0
2019-05-09 23:00 | 20.87 | 0 | 0 | 0
2019-05-10 | 20.73 | 0 | 0 | 0
2019-05-10 01:00 | 20.47 | 0 | 0 | 0
2019-05-10 02:00 | 20.13 | 0 | 0 | 0
2019-05-10 03:00 | 19.97 | 0 | 0 | 0
2019-05-10 04:00 | 20.26 | 0 | 0 | 0
2019-05-10 05:00 | 21.73 | 0 | 0 | 0
2019-05-10 06:00 | 25.6 | 0 | 0 | 0
2019-05-10 07:00 | 27.51 | 0.5499 | 0.0005499 | 0.015128
2019-05-10 08:00 | 27.66 | 1.7325 | 0.0017325 | 0.047922
2019-05-10 09:00 | 28.45 | 2.3162 | 0.0023162 | 0.065897
2019-05-10 10:00 | 30.26 | 1.4016 | 0.0014016 | 0.042412
2019-05-10 11:00 | 30.19 | 1.7261 | 0.0017261 | 0.052111
2019-05-10 12:00 | 30.24 | 5.3928 | 0.0053928 | 0.16308
2019-05-10 13:00 | 30.48 | 3.6209 | 0.0036209 | 0.11037
2019-05-10 14:00 | 30.66 | 6.3239 | 0.0063239 | 0.19389
2019-05-10 15:00 | 30.77 | 3.2455 | 0.0032455 | 0.099864
2019-05-10 16:00 | 30.06 | 4.2797 | 0.0042797 | 0.12865
2019-05-10 17:00 | 30.59 | 2.3884 | 0.0023884 | 0.073061
2019-05-10 18:00 | 30.03 | 1.9904 | 0.0019904 | 0.059772
2019-05-10 19:00 | 27.83 | 0.32548 | 0.00032548 | 0.0090582
2019-05-10 20:00 | 29.46 | 0 | 0 | 0
2019-05-10 21:00 | 27.65 | 0 | 0 | 0
2019-05-10 22:00 | 24.32 | 0 | 0 | 0
2019-05-10 23:00 | 22.76 | 0 | 0 | 0
2019-05-11 | 21.2 | 0 | 0 | 0
2019-05-11 01:00 | 20.05 | 0 | 0 | 0
2019-05-11 02:00 | 19.97 | 0 | 0 | 0
2019-05-11 03:00 | 19.64 | 0 | 0 | 0
2019-05-11 04:00 | 19.97 | 0 | 0 | 0
2019-05-11 05:00 | 19.77 | 0 | 0 | 0
2019-05-11 06:00 | 20.22 | 0 | 0 | 0
2019-05-11 07:00 | 21.83 | 0.009528 | 9.528e-06 | 0.000208
2019-05-11 08:00 | 23.39 | 0.33513 | 0.00033513 | 0.0078387
2019-05-11 09:00 | 24.91 | 3.385 | 0.003385 | 0.084321
2019-05-11 10:00 | 25.22 | 2.2517 | 0.0022517 | 0.056788
2019-05-11 11:00 | 25.07 | 1.3419 | 0.0013419 | 0.033641
2019-05-11 12:00 | 23.91 | 0.6659 | 0.0006659 | 0.015922
2019-05-11 13:00 | 23.56 | 1.2712 | 0.0012712 | 0.029951
2019-05-11 14:00 | 23.2 | 0.79314 | 0.00079314 | 0.018401
2019-05-11 15:00 | 23.02 | 7.2281 | 0.0072281 | 0.16639
2019-05-11 16:00 | 22.92 | 3.8108 | 0.0038108 | 0.087343
2019-05-11 17:00 | 22.99 | 2.7836 | 0.0027836 | 0.063995
2019-05-11 18:00 | 22.72 | 1.0506 | 0.0010506 | 0.023869
2019-05-11 19:00 | 22.79 | 0.49243 | 0.00049243 | 0.011222
2019-05-11 20:00 | 24.46 | 0 | 0 | 0
2019-05-11 21:00 | 23.89 | 0 | 0 | 0
2019-05-11 22:00 | 22.03 | 0 | 0 | 0
2019-05-11 23:00 | 20.37 | 0 | 0 | 0
2019-05-12 | 19.82 | 0 | 0 | 0
2019-05-12 01:00 | 19.44 | 0 | 0 | 0
2019-05-12 02:00 | 19.14 | 0 | 0 | 0
2019-05-12 03:00 | 18.98 | 0 | 0 | 0
2019-05-12 04:00 | 18.91 | 0 | 0 | 0
2019-05-12 05:00 | 18.85 | 0 | 0 | 0
2019-05-12 06:00 | 18.68 | 0 | 0 | 0
2019-05-12 07:00 | 19.47 | 0.36217 | 0.00036217 | 0.0070514
2019-05-12 08:00 | 20.94 | 0.45076 | 0.00045076 | 0.0094389
2019-05-12 09:00 | 22.17 | 1.2032 | 0.0012032 | 0.026674
2019-05-12 10:00 | 23.15 | 1.2116 | 0.0012116 | 0.028049
2019-05-12 11:00 | 23.23 | 0.78346 | 0.00078346 | 0.0182
2019-05-12 12:00 | 23.05 | 2.5897 | 0.0025897 | 0.059693
2019-05-12 13:00 | 22.91 | 1.2363 | 0.0012363 | 0.028324
2019-05-12 14:00 | 22.56 | 2.4441 | 0.0024441 | 0.055139
2019-05-12 15:00 | 22.57 | 3.829 | 0.003829 | 0.08642
2019-05-12 16:00 | 23.07 | 0.99528 | 0.00099528 | 0.022961
2019-05-12 17:00 | 24.02 | 1.8342 | 0.0018342 | 0.044057
2019-05-12 18:00 | 23.93 | 0.73712 | 0.00073712 | 0.017639
2019-05-12 19:00 | 24.7 | 0.20867 | 0.00020867 | 0.0051541
2019-05-12 20:00 | 26.29 | 0 | 0 | 0
2019-05-12 21:00 | 26.33 | 0 | 0 | 0
2019-05-12 22:00 | 21.86 | 0 | 0 | 0
2019-05-12 23:00 | 20.2 | 0 | 0 | 0
2019-05-13 | 18.8 | 0 | 0 | 0
2019-05-13 01:00 | 18.73 | 0 | 0 | 0
2019-05-13 02:00 | 18.42 | 0 | 0 | 0
2019-05-13 03:00 | 18.42 | 0 | 0 | 0
2019-05-13 04:00 | 18.72 | 0 | 0 | 0
2019-05-13 05:00 | 20.05 | 0 | 0 | 0
2019-05-13 06:00 | 24.68 | 0 | 0 | 0
2019-05-13 07:00 | 26.61 | 0.43835 | 0.00043835 | 0.011664
2019-05-13 08:00 | 27.64 | 1.0991 | 0.0010991 | 0.03038
2019-05-13 09:00 | 27.93 | 4.4761 | 0.0044761 | 0.12502
2019-05-13 10:00 | 28.15 | 5.1472 | 0.0051472 | 0.14489
2019-05-13 11:00 | 28.02 | 6.0096 | 0.0060096 | 0.16839
2019-05-13 12:00 | 26.53 | 6.7839 | 0.0067839 | 0.17998
2019-05-13 13:00 | 27.09 | 7.1487 | 0.0071487 | 0.19366
2019-05-13 14:00 | 26.36 | 6.9184 | 0.0069184 | 0.18237
2019-05-13 15:00 | 26.3 | 5.2065 | 0.0052065 | 0.13693
2019-05-13 16:00 | 25.66 | 3.6245 | 0.0036245 | 0.093005
2019-05-13 17:00 | 26.33 | 0.6313 | 0.0006313 | 0.016622
2019-05-13 18:00 | 25.93 | 1.309 | 0.001309 | 0.033944
2019-05-13 19:00 | 26.1 | 0.52034 | 0.00052034 | 0.013581
2019-05-13 20:00 | 27.77 | 0 | 0 | 0
2019-05-13 21:00 | 27.36 | 0 | 0 | 0
2019-05-13 22:00 | 22.91 | 0 | 0 | 0
2019-05-13 23:00 | 21.01 | 0 | 0 | 0
2019-05-14 | 19.53 | 0 | 0 | 0
2019-05-14 01:00 | 19.26 | 0 | 0 | 0
2019-05-14 02:00 | 19.23 | 0 | 0 | 0
2019-05-14 03:00 | 19.51 | 0 | 0 | 0
2019-05-14 04:00 | 19.75 | 0 | 0 | 0
2019-05-14 05:00 | 22.07 | 0 | 0 | 0
2019-05-14 06:00 | 26.78 | 0 | 0 | 0
2019-05-14 07:00 | 28.57 | 0.029578 | 2.9578e-05 | 0.00084504
2019-05-14 08:00 | 29.14 | 0.10325 | 0.00010325 | 0.0030086
2019-05-14 09:00 | 28.77 | 0.32987 | 0.00032987 | 0.0094905
2019-05-14 10:00 | 29.44 | 0.454 | 0.000454 | 0.013366
2019-05-14 11:00 | 29.37 | 0.78815 | 0.00078815 | 0.023148
2019-05-14 12:00 | 28.52 | 0.77471 | 0.00077471 | 0.022095
2019-05-14 13:00 | 28.46 | 1.5336 | 0.0015336 | 0.043646
2019-05-14 14:00 | 27.14 | 3.0467 | 0.0030467 | 0.082687
2019-05-14 15:00 | 27.45 | 4.2568 | 0.0042568 | 0.11685
2019-05-14 16:00 | 27.21 | 5.9588 | 0.0059588 | 0.16214
2019-05-14 17:00 | 27.48 | 1.3397 | 0.0013397 | 0.036815
2019-05-14 18:00 | 26.76 | 1.0294 | 0.0010294 | 0.027546
2019-05-14 19:00 | 27.44 | 0.5487 | 0.0005487 | 0.015056
2019-05-14 20:00 | 29.93 | 0 | 0 | 0
2019-05-14 21:00 | 29.26 | 0 | 0 | 0
2019-05-14 22:00 | 23.01 | 0 | 0 | 0
2019-05-14 23:00 | 20.73 | 0 | 0 | 0
2019-05-15 | 19.12 | 0 | 0 | 0
2019-05-15 01:00 | 19.27 | 0 | 0 | 0
2019-05-15 02:00 | 19 | 0 | 0 | 0
2019-05-15 03:00 | 18.77 | 0 | 0 | 0
2019-05-15 04:00 | 19.2 | 0 | 0 | 0
2019-05-15 05:00 | 21.02 | 0 | 0 | 0
2019-05-15 06:00 | 24.36 | 0 | 0 | 0
2019-05-15 07:00 | 26 | 0.34605 | 0.00034605 | 0.0089973
2019-05-15 08:00 | 24.51 | 0.29733 | 0.00029733 | 0.0072877
2019-05-15 09:00 | 25.95 | 1.2449 | 0.0012449 | 0.032306
2019-05-15 10:00 | 26.29 | 1.1764 | 0.0011764 | 0.030927
2019-05-15 11:00 | 26.57 | 2.1003 | 0.0021003 | 0.055805
2019-05-15 12:00 | 27.7 | 1.8315 | 0.0018315 | 0.050733
2019-05-15 13:00 | 29.4 | 4.2729 | 0.0042729 | 0.12562
2019-05-15 14:00 | 29.42 | 5.836 | 0.005836 | 0.1717
2019-05-15 15:00 | 28.4 | 1.3607 | 0.0013607 | 0.038644
2019-05-15 16:00 | 28.72 | 4.3291 | 0.0043291 | 0.12433
2019-05-15 17:00 | 28.42 | 0.97167 | 0.00097167 | 0.027615
2019-05-15 18:00 | 28.34 | 0.59746 | 0.00059746 | 0.016932
2019-05-15 19:00 | 27.37 | 0.31328 | 0.00031328 | 0.0085745
2019-05-15 20:00 | 29.91 | 0 | 0 | 0
2019-05-15 21:00 | 27.79 | 0 | 0 | 0
2019-05-15 22:00 | 22.98 | 0 | 0 | 0
2019-05-15 23:00 | 19.89 | 0 | 0 | 0
2019-05-16 | 19.28 | 0 | 0 | 0
2019-05-16 01:00 | 19.32 | 0 | 0 | 0
2019-05-16 02:00 | 19.01 | 0 | 0 | 0
2019-05-16 03:00 | 18.75 | 0 | 0 | 0
2019-05-16 04:00 | 19.27 | 0 | 0 | 0
2019-05-16 05:00 | 20.88 | 0 | 0 | 0
2019-05-16 06:00 | 23.08 | 0 | 0 | 0
2019-05-16 07:00 | 24 | 0.50353 | 0.00050353 | 0.012085
2019-05-16 08:00 | 24.18 | 1.268 | 0.001268 | 0.030661
2019-05-16 09:00 | 25.8 | 2.0691 | 0.0020691 | 0.053382
2019-05-16 10:00 | 25.79 | 4.0943 | 0.0040943 | 0.10559
2019-05-16 11:00 | 27.26 | 2.6779 | 0.0026779 | 0.072999
2019-05-16 12:00 | 28.69 | 2.7442 | 0.0027442 | 0.078732
2019-05-16 13:00 | 29.67 | 1.1488 | 0.0011488 | 0.034084
2019-05-16 14:00 | 30.11 | 2.2464 | 0.0022464 | 0.067638
2019-05-16 15:00 | 31.65 | 1.0578 | 0.0010578 | 0.033481
2019-05-16 16:00 | 32.49 | 1.2407 | 0.0012407 | 0.040309
2019-05-16 17:00 | 32.68 | 3.0705 | 0.0030705 | 0.10034
2019-05-16 18:00 | 30.39 | 2.2909 | 0.0022909 | 0.069622
2019-05-16 19:00 | 30.15 | 0.57489 | 0.00057489 | 0.017333
2019-05-16 20:00 | 29.94 | 0 | 0 | 0
2019-05-16 21:00 | 30.31 | 0 | 0 | 0
2019-05-16 22:00 | 23.36 | 0 | 0 | 0
2019-05-16 23:00 | 20.73 | 0 | 0 | 0
2019-05-17 | 18.78 | 0 | 0 | 0
2019-05-17 01:00 | 17.87 | 0 | 0 | 0
2019-05-17 02:00 | 17.03 | 0 | 0 | 0
2019-05-17 03:00 | 16.91 | 0 | 0 | 0
2019-05-17 04:00 | 17.9 | 0 | 0 | 0
2019-05-17 05:00 | 20.09 | 0 | 0 | 0
2019-05-17 06:00 | 21.91 | 0 | 0 | 0
2019-05-17 07:00 | 23.22 | 0.50476 | 0.00050476 | 0.01172
2019-05-17 08:00 | 23.21 | 0.40061 | 0.00040061 | 0.0092982
2019-05-17 09:00 | 24.74 | 3.6528 | 0.0036528 | 0.090371
2019-05-17 10:00 | 26.92 | 3.4324 | 0.0034324 | 0.0924
2019-05-17 11:00 | 29.27 | 5.0072 | 0.0050072 | 0.14656
2019-05-17 12:00 | 33.21 | 6.0037 | 0.0060037 | 0.19938
2019-05-17 13:00 | 34.65 | 5.6271 | 0.0056271 | 0.19498
2019-05-17 14:00 | 35.71 | 4.4273 | 0.0044273 | 0.1581
2019-05-17 15:00 | 37.46 | 6.8801 | 0.0068801 | 0.25773
2019-05-17 16:00 | 38.98 | 5.7 | 0.0057 | 0.22219
2019-05-17 17:00 | 37.48 | 4.1456 | 0.0041456 | 0.15538
2019-05-17 18:00 | 34.01 | 2.2899 | 0.0022899 | 0.07788
2019-05-17 19:00 | 29.89 | 0.62431 | 0.00062431 | 0.018661
2019-05-17 20:00 | 30.37 | 0 | 0 | 0
2019-05-17 21:00 | 29.91 | 0 | 0 | 0
2019-05-17 22:00 | 23.57 | 0 | 0 | 0
2019-05-17 23:00 | 21.09 | 0 | 0 | 0
2019-05-18 | 20.41 | 0 | 0 | 0
2019-05-18 01:00 | 19.41 | 0 | 0 | 0
2019-05-18 02:00 | 19.05 | 0 | 0 | 0
2019-05-18 03:00 | 17.92 | 0 | 0 | 0
2019-05-18 04:00 | 17.54 | 0 | 0 | 0
2019-05-18 05:00 | 18.9 | 0 | 0 | 0
2019-05-18 06:00 | 19.64 | 0 | 0 | 0
2019-05-18 07:00 | 20 | 0.64058 | 0.00064057 | 0.012811
2019-05-18 08:00 | 22.07 | 1.7078 | 0.0017078 | 0.03769
2019-05-18 09:00 | 23.27 | 3.4056 | 0.0034056 | 0.079249
2019-05-18 10:00 | 25.38 | 5.2427 | 0.0052427 | 0.13306
2019-05-18 11:00 | 26.65 | 5.5512 | 0.0055512 | 0.14794
2019-05-18 12:00 | 31.91 | 4.4455 | 0.0044455 | 0.14186
2019-05-18 13:00 | 31.06 | 6.0396 | 0.0060396 | 0.18759
2019-05-18 14:00 | 33.16 | 4.5926 | 0.0045926 | 0.15229
2019-05-18 15:00 | 33.77 | 5.7086 | 0.0057086 | 0.19278
2019-05-18 16:00 | 38.49 | 4.7112 | 0.0047112 | 0.18133
2019-05-18 17:00 | 36.72 | 3.3202 | 0.0033202 | 0.12192
2019-05-18 18:00 | 34.38 | 0.096362 | 9.6362e-05 | 0.0033129
2019-05-18 19:00 | 32.86 | 0.5931 | 0.0005931 | 0.019489
2019-05-18 20:00 | 34.35 | 0 | 0 | 0
2019-05-18 21:00 | 28.89 | 0 | 0 | 0
2019-05-18 22:00 | 24.66 | 0 | 0 | 0
2019-05-18 23:00 | 21.6 | 0 | 0 | 0
2019-05-19 | 19.32 | 0 | 0 | 0
2019-05-19 01:00 | 18.38 | 0 | 0 | 0
2019-05-19 02:00 | 17.39 | 0 | 0 | 0
2019-05-19 03:00 | 16.37 | 0 | 0 | 0
2019-05-19 04:00 | 16.09 | 0 | 0 | 0
2019-05-19 05:00 | 16.16 | 0 | 0 | 0
2019-05-19 06:00 | 16.37 | 0 | 0 | 0
2019-05-19 07:00 | 18.11 | 0.64475 | 0.00064475 | 0.011676
2019-05-19 08:00 | 20.01 | 2.5415 | 0.0025415 | 0.050855
2019-05-19 09:00 | 21.93 | 4.526 | 0.004526 | 0.099255
2019-05-19 10:00 | 24.27 | 6.0557 | 0.0060557 | 0.14697
2019-05-19 11:00 | 25.85 | 7.1507 | 0.0071507 | 0.18485
2019-05-19 12:00 | 30.09 | 7.7219 | 0.0077219 | 0.23235
2019-05-19 13:00 | 31.08 | 6.5703 | 0.0065703 | 0.20421
2019-05-19 14:00 | 35.43 | 7.5956 | 0.0075956 | 0.26911
2019-05-19 15:00 | 35.6 | 5.8572 | 0.0058572 | 0.20852
2019-05-19 16:00 | 36.57 | 4.7713 | 0.0047713 | 0.17449
2019-05-19 17:00 | 37.73 | 0.36194 | 0.00036194 | 0.013656
2019-05-19 18:00 | 32.29 | 0.94605 | 0.00094605 | 0.030548
2019-05-19 19:00 | 30.51 | 0.55616 | 0.00055616 | 0.016968
2019-05-19 20:00 | 31.3 | 0 | 0 | 0
2019-05-19 21:00 | 28.82 | 0 | 0 | 0
2019-05-19 22:00 | 24.66 | 0 | 0 | 0
2019-05-19 23:00 | 22.12 | 0 | 0 | 0
2019-05-20 | 20.49 | 0 | 0 | 0
2019-05-20 01:00 | 18.74 | 0 | 0 | 0
2019-05-20 02:00 | 17.87 | 0 | 0 | 0
2019-05-20 03:00 | 17.56 | 0 | 0 | 0
2019-05-20 04:00 | 17.96 | 0 | 0 | 0
2019-05-20 05:00 | 19.78 | 0 | 0 | 0
2019-05-20 06:00 | 22.4 | 0 | 0 | 0
2019-05-20 07:00 | 24.32 | 0.66607 | 0.00066607 | 0.016199
2019-05-20 08:00 | 24.87 | 1.1087 | 0.0011087 | 0.027573
2019-05-20 09:00 | 26.21 | 1.7646 | 0.0017646 | 0.046251
2019-05-20 10:00 | 27.74 | 3.7376 | 0.0037376 | 0.10368
2019-05-20 11:00 | 29.97 | 5.4883 | 0.0054883 | 0.16448
2019-05-20 12:00 | 31.89 | 5.6445 | 0.0056445 | 0.18
2019-05-20 13:00 | 34.02 | 7.6247 | 0.0076247 | 0.25939
2019-05-20 14:00 | 36.23 | 5.8012 | 0.0058012 | 0.21018
2019-05-20 15:00 | 36.08 | 6.7548 | 0.0067548 | 0.24371
2019-05-20 16:00 | 36.62 | 4.3661 | 0.0043661 | 0.15989
2019-05-20 17:00 | 36.47 | 3.9869 | 0.0039869 | 0.1454
2019-05-20 18:00 | 31.47 | 1.9041 | 0.0019041 | 0.059921
2019-05-20 19:00 | 29.23 | 0.60974 | 0.00060974 | 0.017823
2019-05-20 20:00 | 28.66 | 0 | 0 | 0
2019-05-20 21:00 | 27.76 | 0 | 0 | 0
2019-05-20 22:00 | 23.75 | 0 | 0 | 0
2019-05-20 23:00 | 22.21 | 0 | 0 | 0
2019-05-21 | 19.63 | 0 | 0 | 0
2019-05-21 01:00 | 18.83 | 0 | 0 | 0
2019-05-21 02:00 | 18.74 | 0 | 0 | 0
2019-05-21 03:00 | 18.46 | 0 | 0 | 0
2019-05-21 04:00 | 18.8 | 0 | 0 | 0
2019-05-21 05:00 | 19.01 | 0 | 0 | 0
2019-05-21 06:00 | 22.77 | 0.038482 | 3.8482e-05 | 0.00087624
2019-05-21 07:00 | 23.09 | 0.66919 | 0.00066919 | 0.015452
2019-05-21 08:00 | 22.69 | 2.4691 | 0.0024691 | 0.056025
2019-05-21 09:00 | 23.1 | 4.3524 | 0.0043524 | 0.10054
2019-05-21 10:00 | 24.02 | 5.8221 | 0.0058221 | 0.13985
2019-05-21 11:00 | 24.18 | 6.8739 | 0.006874 | 0.16621
2019-05-21 12:00 | 25.08 | 7.4327 | 0.0074327 | 0.18641
2019-05-21 13:00 | 26.52 | 7.5392 | 0.0075392 | 0.19994
2019-05-21 14:00 | 25.96 | 6.5738 | 0.0065738 | 0.17066
2019-05-21 15:00 | 25.78 | 6.6109 | 0.0066109 | 0.17043
2019-05-21 16:00 | 27.1 | 5.5022 | 0.0055022 | 0.14911
2019-05-21 17:00 | 27.15 | 4.006 | 0.004006 | 0.10876
2019-05-21 18:00 | 25.83 | 2.22 | 0.00222 | 0.057342
2019-05-21 19:00 | 24.59 | 0.67678 | 0.00067678 | 0.016642
2019-05-21 20:00 | 25.21 | 0 | 0 | 0
2019-05-21 21:00 | 23.83 | 0 | 0 | 0
2019-05-21 22:00 | 21.09 | 0 | 0 | 0
2019-05-21 23:00 | 18.6 | 0 | 0 | 0
2019-05-22 | 17.41 | 0 | 0 | 0
2019-05-22 01:00 | 17.09 | 0 | 0 | 0
2019-05-22 02:00 | 16.12 | 0 | 0 | 0
2019-05-22 03:00 | 16.08 | 0 | 0 | 0
2019-05-22 04:00 | 17.01 | 0 | 0 | 0
2019-05-22 05:00 | 18.17 | 0 | 0 | 0
2019-05-22 06:00 | 21.38 | 0.038458 | 3.8458e-05 | 0.00082223
2019-05-22 07:00 | 21.52 | 0.62319 | 0.00062319 | 0.013411
2019-05-22 08:00 | 21.55 | 1.8633 | 0.0018633 | 0.040154
2019-05-22 09:00 | 22.78 | 3.5969 | 0.0035969 | 0.081936
2019-05-22 10:00 | 23.46 | 5.1276 | 0.0051276 | 0.12029
2019-05-22 11:00 | 24.6 | 6.495 | 0.006495 | 0.15978
2019-05-22 12:00 | 26.89 | 7.6506 | 0.0076506 | 0.20572
2019-05-22 13:00 | 31.18 | 7.7968 | 0.0077968 | 0.2431
2019-05-22 14:00 | 35.18 | 7.5516 | 0.0075516 | 0.26566
2019-05-22 15:00 | 39.06 | 6.8949 | 0.0068949 | 0.26931
2019-05-22 16:00 | 40.32 | 5.8417 | 0.0058417 | 0.23554
2019-05-22 17:00 | 40.97 | 4.3283 | 0.0043283 | 0.17733
2019-05-22 18:00 | 34.59 | 2.4168 | 0.0024168 | 0.083596
2019-05-22 19:00 | 31.54 | 0.59657 | 0.00059657 | 0.018816
2019-05-22 20:00 | 31.57 | 0.018927 | 1.8927e-05 | 0.00059753
2019-05-22 21:00 | 28.18 | 0 | 0 | 0
2019-05-22 22:00 | 23.36 | 0 | 0 | 0
2019-05-22 23:00 | 21.57 | 0 | 0 | 0
2019-05-23 | 18.53 | 0 | 0 | 0
2019-05-23 01:00 | 17.43 | 0 | 0 | 0
2019-05-23 02:00 | 16.85 | 0 | 0 | 0
2019-05-23 03:00 | 16.18 | 0 | 0 | 0
2019-05-23 04:00 | 16.82 | 0 | 0 | 0
2019-05-23 05:00 | 18.61 | 0 | 0 | 0
2019-05-23 06:00 | 20.22 | 0.023537 | 2.3537e-05 | 0.00047592
2019-05-23 07:00 | 21.72 | 0.67252 | 0.00067252 | 0.014607
2019-05-23 08:00 | 22.06 | 2.6274 | 0.0026274 | 0.05796
2019-05-23 09:00 | 23.67 | 4.6156 | 0.0046156 | 0.10925
2019-05-23 10:00 | 25.7 | 6.1615 | 0.0061615 | 0.15835
2019-05-23 11:00 | 28.92 | 7.2385 | 0.0072385 | 0.20934
2019-05-23 12:00 | 33.8 | 7.7942 | 0.0077942 | 0.26344
2019-05-23 13:00 | 38.26 | 7.9388 | 0.0079388 | 0.30374
2019-05-23 14:00 | 42.42 | 7.6677 | 0.0076677 | 0.32526
2019-05-23 15:00 | 46.3 | 6.9942 | 0.0069942 | 0.32383
2019-05-23 16:00 | 48.67 | 5.8795 | 0.0058795 | 0.28616
2019-05-23 17:00 | 50.48 | 4.3477 | 0.0043477 | 0.21947
2019-05-23 18:00 | 41.82 | 2.4064 | 0.0024064 | 0.10063
2019-05-23 19:00 | 37.5 | 0.60018 | 0.00060018 | 0.022507
2019-05-23 20:00 | 37.35 | 0.018875 | 1.8875e-05 | 0.00070498
2019-05-23 21:00 | 35.49 | 0 | 0 | 0
2019-05-23 22:00 | 26.14 | 0 | 0 | 0
2019-05-23 23:00 | 23.19 | 0 | 0 | 0
2019-05-24 | 19.51 | 0 | 0 | 0
2019-05-24 01:00 | 18.74 | 0 | 0 | 0
2019-05-24 02:00 | 17.51 | 0 | 0 | 0
2019-05-24 03:00 | 16.31 | 0 | 0 | 0
2019-05-24 04:00 | 16.84 | 0 | 0 | 0
2019-05-24 05:00 | 19.28 | 0 | 0 | 0
2019-05-24 06:00 | 20.48 | 0.02862 | 2.862e-05 | 0.00058614
2019-05-24 07:00 | 21.31 | 0.67432 | 0.00067432 | 0.01437
2019-05-24 08:00 | 22.85 | 2.5713 | 0.0025713 | 0.058754
2019-05-24 09:00 | 23.62 | 4.502 | 0.004502 | 0.10634
2019-05-24 10:00 | 24.83 | 5.9577 | 0.0059577 | 0.14793
2019-05-24 11:00 | 26.37 | 6.961 | 0.006961 | 0.18356
2019-05-24 12:00 | 29.37 | 6.7064 | 0.0067064 | 0.19697
2019-05-24 13:00 | 31.3 | 6.7393 | 0.0067393 | 0.21094
2019-05-24 14:00 | 33.34 | 6.6307 | 0.0066307 | 0.22107
2019-05-24 15:00 | 38.02 | 5.9099 | 0.0059099 | 0.2247
2019-05-24 16:00 | 39.99 | 5.2184 | 0.0052184 | 0.20868
2019-05-24 17:00 | 39.81 | 4.0895 | 0.0040895 | 0.1628
2019-05-24 18:00 | 32.1 | 2.288 | 0.002288 | 0.073446
2019-05-24 19:00 | 28.23 | 0.66591 | 0.00066591 | 0.018799
2019-05-24 20:00 | 26.82 | 0.01935 | 1.935e-05 | 0.00051897
2019-05-24 21:00 | 25 | 0 | 0 | 0
2019-05-24 22:00 | 21.34 | 0 | 0 | 0
2019-05-24 23:00 | 20.19 | 0 | 0 | 0
2019-05-25 | 19.11 | 0 | 0 | 0
2019-05-25 01:00 | 18.93 | 0 | 0 | 0
2019-05-25 02:00 | 18.13 | 0 | 0 | 0
2019-05-25 03:00 | 16.69 | 0 | 0 | 0
2019-05-25 04:00 | 16.36 | 0 | 0 | 0
2019-05-25 05:00 | 16.7 | 0 | 0 | 0
2019-05-25 06:00 | 17.75 | 0 | 0 | 0
2019-05-25 07:00 | 18.75 | 0 | 0 | 0
2019-05-25 08:00 | 20.77 | 0.30691 | 0.00030691 | 0.0063745
2019-05-25 09:00 | 22.14 | 2.4477 | 0.0024477 | 0.054191
2019-05-25 10:00 | 23.77 | 4.8543 | 0.0048543 | 0.11539
2019-05-25 11:00 | 28.44 | 5.1734 | 0.0051734 | 0.14713
2019-05-25 12:00 | 33.05 | 5.7853 | 0.0057853 | 0.1912
2019-05-25 13:00 | 37.67 | 6.5703 | 0.0065703 | 0.2475
2019-05-25 14:00 | 44.12 | 6.2678 | 0.0062678 | 0.27654
2019-05-25 15:00 | 55.95 | 5.3364 | 0.0053364 | 0.29857
2019-05-25 16:00 | 65.32 | 2.9435 | 0.0029435 | 0.19227
2019-05-25 17:00 | 64.02 | 1.8351 | 0.0018351 | 0.11749
2019-05-25 18:00 | 44.35 | 2.2709 | 0.0022709 | 0.10071
2019-05-25 19:00 | 37.23 | 0.70134 | 0.00070134 | 0.026111
2019-05-25 20:00 | 31.68 | 0.024578 | 2.4578e-05 | 0.00077863
2019-05-25 21:00 | 30.82 | 0 | 0 | 0
2019-05-25 22:00 | 24.9 | 0 | 0 | 0
2019-05-25 23:00 | 22.07 | 0 | 0 | 0
2019-05-26 | 18.75 | 0 | 0 | 0
2019-05-26 01:00 | 17.08 | 0 | 0 | 0
2019-05-26 02:00 | 16.1 | 0 | 0 | 0
2019-05-26 03:00 | 15.54 | 0 | 0 | 0
2019-05-26 04:00 | 15.21 | 0 | 0 | 0
2019-05-26 05:00 | 15.17 | 0 | 0 | 0
2019-05-26 06:00 | 13.32 | 0 | 0 | 0
2019-05-26 07:00 | 16.66 | 0.35945 | 0.00035945 | 0.0059885
2019-05-26 08:00 | 19.84 | 0.86043 | 0.00086043 | 0.017071
2019-05-26 09:00 | 21.66 | 2.1573 | 0.0021573 | 0.046727
2019-05-26 10:00 | 23.69 | 3.0621 | 0.0030621 | 0.072542
2019-05-26 11:00 | 26.05 | 3.9458 | 0.0039458 | 0.10279
2019-05-26 12:00 | 31 | 5.2425 | 0.0052425 | 0.16252
2019-05-26 13:00 | 32.62 | 2.3812 | 0.0023812 | 0.077676
2019-05-26 14:00 | 36.81 | 3.5232 | 0.0035232 | 0.12969
2019-05-26 15:00 | 39.33 | 2.2263 | 0.0022263 | 0.087561
2019-05-26 16:00 | 42.2 | 5.011 | 0.005011 | 0.21146
2019-05-26 17:00 | 39.07 | 3.8843 | 0.0038843 | 0.15176
2019-05-26 18:00 | 33.83 | 0.4537 | 0.0004537 | 0.015349
2019-05-26 19:00 | 28.37 | 0.68918 | 0.00068918 | 0.019552
2019-05-26 20:00 | 29.04 | 0.025381 | 2.5381e-05 | 0.00073706
2019-05-26 21:00 | 26.64 | 0 | 0 | 0
2019-05-26 22:00 | 22.4 | 0 | 0 | 0
2019-05-26 23:00 | 21.3 | 0 | 0 | 0
2019-05-27 | 18.39 | 0 | 0 | 0
2019-05-27 01:00 | 16.92 | 0 | 0 | 0
2019-05-27 02:00 | 16.05 | 0 | 0 | 0
2019-05-27 03:00 | 14.83 | 0 | 0 | 0
2019-05-27 04:00 | 14.75 | 0 | 0 | 0
2019-05-27 05:00 | 14.58 | 0 | 0 | 0
2019-05-27 06:00 | 12.84 | 0.008024 | 8.024e-06 | 0.00010303
2019-05-27 07:00 | 16.55 | 0.65187 | 0.00065187 | 0.010789
2019-05-27 08:00 | 18.61 | 2.3482 | 0.0023482 | 0.0437
2019-05-27 09:00 | 20.76 | 4.102 | 0.004102 | 0.085158
2019-05-27 10:00 | 21.45 | 5.5232 | 0.0055232 | 0.11847
2019-05-27 11:00 | 23.18 | 5.8681 | 0.0058681 | 0.13602
2019-05-27 12:00 | 24.47 | 6.1701 | 0.0061701 | 0.15098
2019-05-27 13:00 | 26.72 | 6.2507 | 0.0062507 | 0.16702
2019-05-27 14:00 | 28.86 | 6.0997 | 0.0060997 | 0.17604
2019-05-27 15:00 | 29.22 | 5.4428 | 0.0054428 | 0.15904
2019-05-27 16:00 | 31.49 | 4.6137 | 0.0046137 | 0.14529
2019-05-27 17:00 | 32.05 | 3.6027 | 0.0036027 | 0.11547
2019-05-27 18:00 | 28.81 | 2.0112 | 0.0020112 | 0.057942
2019-05-27 19:00 | 26.14 | 0.66453 | 0.00066453 | 0.017371
2019-05-27 20:00 | 26.91 | 0.032684 | 3.2684e-05 | 0.00087953
2019-05-27 21:00 | 26.36 | 0 | 0 | 0
2019-05-27 22:00 | 21.07 | 0 | 0 | 0
2019-05-27 23:00 | 19.74 | 0 | 0 | 0
2019-05-28 | 16.82 | 0 | 0 | 0
2019-05-28 01:00 | 15.78 | 0 | 0 | 0
2019-05-28 02:00 | 15.12 | 0 | 0 | 0
2019-05-28 03:00 | 15.12 | 0 | 0 | 0
2019-05-28 04:00 | 15.35 | 0 | 0 | 0
2019-05-28 05:00 | 16.96 | 0 | 0 | 0
2019-05-28 06:00 | 19.2 | 0.035716 | 3.5716e-05 | 0.00068575
2019-05-28 07:00 | 20.49 | 0.73 | 0.00073 | 0.014958
2019-05-28 08:00 | 21.05 | 2.335 | 0.002335 | 0.049151
2019-05-28 09:00 | 23.45 | 4.0497 | 0.0040497 | 0.094965
2019-05-28 10:00 | 25.97 | 5.4464 | 0.0054464 | 0.14144
2019-05-28 11:00 | 31.09 | 6.503 | 0.006503 | 0.20218
2019-05-28 12:00 | 38.35 | 7.0637 | 0.0070637 | 0.27089
2019-05-28 13:00 | 44.64 | 7.2045 | 0.0072045 | 0.32161
2019-05-28 14:00 | 52.84 | 6.9674 | 0.0069674 | 0.36816
2019-05-28 15:00 | 59.24 | 6.3629 | 0.0063629 | 0.37694
2019-05-28 16:00 | 66.31 | 5.349 | 0.005349 | 0.35469
2019-05-28 17:00 | 59.61 | 3.9329 | 0.0039329 | 0.23444
2019-05-28 18:00 | 47.32 | 2.2021 | 0.0022021 | 0.1042
2019-05-28 19:00 | 39.77 | 0.59041 | 0.00059041 | 0.023481
2019-05-28 20:00 | 35.41 | 0.065939 | 6.5939e-05 | 0.0023349
2019-05-28 21:00 | 31.75 | 0 | 0 | 0
2019-05-28 22:00 | 24.93 | 0 | 0 | 0
2019-05-28 23:00 | 21.33 | 0 | 0 | 0
2019-05-29 | 19.78 | 0 | 0 | 0
2019-05-29 01:00 | 19.52 | 0 | 0 | 0
2019-05-29 02:00 | 19.32 | 0 | 0 | 0
2019-05-29 03:00 | 18.82 | 0 | 0 | 0
2019-05-29 04:00 | 19.14 | 0 | 0 | 0
2019-05-29 05:00 | 19.8 | 0 | 0 | 0
2019-05-29 06:00 | 20.94 | 0.039366 | 3.9366e-05 | 0.00082432
2019-05-29 07:00 | 22.94 | 0.68659 | 0.00068659 | 0.01575
2019-05-29 08:00 | 23.96 | 2.3384 | 0.0023384 | 0.056028
2019-05-29 09:00 | 27.22 | 4.0663 | 0.0040663 | 0.11068
2019-05-29 10:00 | 29.92 | 5.4646 | 0.0054646 | 0.1635
2019-05-29 11:00 | 36.26 | 6.4161 | 0.0064161 | 0.23265
2019-05-29 12:00 | 36.03 | 6.9974 | 0.0069974 | 0.25212
2019-05-29 13:00 | 41.85 | 7.1363 | 0.0071363 | 0.29865
2019-05-29 14:00 | 46.43 | 6.8601 | 0.0068601 | 0.31851
2019-05-29 15:00 | 47.25 | 6.2503 | 0.0062503 | 0.29533
2019-05-29 16:00 | 54.32 | 5.2941 | 0.0052941 | 0.28758
2019-05-29 17:00 | 46.34 | 3.8804 | 0.0038804 | 0.17982
2019-05-29 18:00 | 38.03 | 2.1915 | 0.0021915 | 0.083342
2019-05-29 19:00 | 32.12 | 0.65128 | 0.00065128 | 0.020919
2019-05-29 20:00 | 31.1 | 0.046434 | 4.6434e-05 | 0.0014441
2019-05-29 21:00 | 31.59 | 0 | 0 | 0
2019-05-29 22:00 | 25.04 | 0 | 0 | 0
2019-05-29 23:00 | 23.08 | 0 | 0 | 0
2019-05-30 | 20.78 | 0 | 0 | 0
2019-05-30 01:00 | 20.17 | 0 | 0 | 0
2019-05-30 02:00 | 19.82 | 0 | 0 | 0
2019-05-30 03:00 | 19.06 | 0 | 0 | 0
2019-05-30 04:00 | 19.66 | 0 | 0 | 0
2019-05-30 05:00 | 20.52 | 0 | 0 | 0
2019-05-30 06:00 | 23.03 | 0.042249 | 4.2249e-05 | 0.00097299
2019-05-30 07:00 | 23.78 | 0.69662 | 0.00069662 | 0.016566
2019-05-30 08:00 | 25.55 | 2.2785 | 0.0022785 | 0.058215
2019-05-30 09:00 | 28.33 | 3.9694 | 0.0039694 | 0.11245
2019-05-30 10:00 | 31.47 | 5.334 | 0.005334 | 0.16786
2019-05-30 11:00 | 33.36 | 6.2764 | 0.0062764 | 0.20938
2019-05-30 12:00 | 34.23 | 6.8107 | 0.0068107 | 0.23313
2019-05-30 13:00 | 37.35 | 6.982 | 0.006982 | 0.26078
2019-05-30 14:00 | 41.11 | 6.6989 | 0.0066989 | 0.27539
2019-05-30 15:00 | 41.33 | 4.8681 | 0.0048681 | 0.2012
2019-05-30 16:00 | 43.8 | 5.1787 | 0.0051787 | 0.22683
2019-05-30 17:00 | 39.91 | 3.7854 | 0.0037854 | 0.15108
2019-05-30 18:00 | 32.37 | 2.1643 | 0.0021643 | 0.070057
2019-05-30 19:00 | 29.16 | 0.70107 | 0.00070107 | 0.020443
2019-05-30 20:00 | 30.8 | 0.038436 | 3.8436e-05 | 0.0011838
2019-05-30 21:00 | 29.64 | 0 | 0 | 0
2019-05-30 22:00 | 23.71 | 0 | 0 | 0
2019-05-30 23:00 | 21.12 | 0 | 0 | 0
2019-05-31 | 20.36 | 0 | 0 | 0
2019-05-31 01:00 | 19.98 | 0 | 0 | 0
2019-05-31 02:00 | 19.3 | 0 | 0 | 0
2019-05-31 03:00 | 18.5 | 0 | 0 | 0
2019-05-31 04:00 | 18.79 | 0 | 0 | 0
2019-05-31 05:00 | 20.03 | 0 | 0 | 0
2019-05-31 06:00 | 21.21 | 0.051893 | 5.1893e-05 | 0.0011007
2019-05-31 07:00 | 22.79 | 0.73586 | 0.00073586 | 0.01677
2019-05-31 08:00 | 23.15 | 2.2629 | 0.0022629 | 0.052387
2019-05-31 09:00 | 25.03 | 3.9043 | 0.0039043 | 0.097724
2019-05-31 10:00 | 30.48 | 5.2697 | 0.0052697 | 0.16062
2019-05-31 11:00 | 32.56 | 6.2292 | 0.0062292 | 0.20282
2019-05-31 12:00 | 32.94 | 6.7407 | 0.0067407 | 0.22204
2019-05-31 13:00 | 34.48 | 2.2427 | 0.0022427 | 0.077329
2019-05-31 14:00 | 36.9 | 6.4759 | 0.0064759 | 0.23896
2019-05-31 15:00 | 36.89 | 2.0213 | 0.0020213 | 0.074565
2019-05-31 16:00 | 41.67 | 0.13456 | 0.00013456 | 0.0056072
2019-05-31 17:00 | 37.03 | 0.89695 | 0.00089695 | 0.033214
2019-05-31 18:00 | 32.66 | 1.209 | 0.001209 | 0.039487
2019-05-31 19:00 | 29.85 | 0.35991 | 0.00035991 | 0.010743
2019-05-31 20:00 | 29.65 | 0.04877 | 4.877e-05 | 0.001446
2019-05-31 21:00 | 28.11 | 0 | 0 | 0
2019-05-31 22:00 | 22.8 | 0 | 0 | 0
2019-05-31 23:00 | 20.57 | 0 | 0 | 0
2019-06-01 | 20.48 | 0 | 0 | 0
2019-06-01 01:00 | 19.83 | 0 | 0 | 0
2019-06-01 02:00 | 19.59 | 0 | 0 | 0
2019-06-01 03:00 | 18.92 | 0 | 0 | 0
2019-06-01 04:00 | 18.29 | 0 | 0 | 0
2019-06-01 05:00 | 18.66 | 0 | 0 | 0
2019-06-01 06:00 | 18.6 | 0.071356 | 7.1356e-05 | 0.0013272
2019-06-01 07:00 | 19.84 | 0.66035 | 0.00066035 | 0.013101
2019-06-01 08:00 | 20.7 | 1.1306 | 0.0011306 | 0.023403
2019-06-01 09:00 | 22.71 | 0.97268 | 0.00097268 | 0.02209
2019-06-01 10:00 | 24.98 | 5.064 | 0.005064 | 0.1265
2019-06-01 11:00 | 29.66 | 6.3771 | 0.0063771 | 0.18914
2019-06-01 12:00 | 30.11 | 6.9504 | 0.0069504 | 0.20928
2019-06-01 13:00 | 31.09 | 7.1207 | 0.0071207 | 0.22138
2019-06-01 14:00 | 33.09 | 6.8291 | 0.0068291 | 0.22598
2019-06-01 15:00 | 33.24 | 6.2518 | 0.0062518 | 0.20781
2019-06-01 16:00 | 35.35 | 5.2478 | 0.0052478 | 0.18551
2019-06-01 17:00 | 33.1 | 3.8894 | 0.0038894 | 0.12874
2019-06-01 18:00 | 30.25 | 2.2332 | 0.0022332 | 0.067553
2019-06-01 19:00 | 28.05 | 0.75192 | 0.00075192 | 0.021091
2019-06-01 20:00 | 27.49 | 0.055385 | 5.5385e-05 | 0.0015225
2019-06-01 21:00 | 26.02 | 0 | 0 | 0
2019-06-01 22:00 | 23.01 | 0 | 0 | 0
2019-06-01 23:00 | 20.49 | 0 | 0 | 0
2019-06-02 | 19.13 | 0 | 0 | 0
2019-06-02 01:00 | 18.55 | 0 | 0 | 0
2019-06-02 02:00 | 17.14 | 0 | 0 | 0
2019-06-02 03:00 | 16.28 | 0 | 0 | 0
2019-06-02 04:00 | 15.95 | 0 | 0 | 0
2019-06-02 05:00 | 15.38 | 0 | 0 | 0
2019-06-02 06:00 | 15.34 | 0.050482 | 5.0482e-05 | 0.00077439
2019-06-02 07:00 | 16.23 | 0.74791 | 0.00074791 | 0.012139
2019-06-02 08:00 | 18.61 | 2.3177 | 0.0023177 | 0.043133
2019-06-02 09:00 | 20.68 | 4.0152 | 0.0040152 | 0.083035
2019-06-02 10:00 | 20.83 | 5.414 | 0.005414 | 0.11277
2019-06-02 11:00 | 23.32 | 6.3793 | 0.0063793 | 0.14877
2019-06-02 12:00 | 24.67 | 5.9747 | 0.0059747 | 0.1474
2019-06-02 13:00 | 25.41 | 7.0914 | 0.0070914 | 0.18019
2019-06-02 14:00 | 25.86 | 6.7368 | 0.0067368 | 0.17421
2019-06-02 15:00 | 25.71 | 6.117 | 0.006117 | 0.15727
2019-06-02 16:00 | 26.24 | 4.3083 | 0.0043083 | 0.11305
2019-06-02 17:00 | 26.25 | 3.2114 | 0.0032114 | 0.0843
2019-06-02 18:00 | 24.78 | 2.2287 | 0.0022287 | 0.055227
2019-06-02 19:00 | 24.43 | 0.84318 | 0.00084318 | 0.020599
2019-06-02 20:00 | 24.65 | 0.014756 | 1.4756e-05 | 0.00036374
2019-06-02 21:00 | 24.43 | 0 | 0 | 0
2019-06-02 22:00 | 20.72 | 0 | 0 | 0
2019-06-02 23:00 | 17.77 | 0 | 0 | 0
2019-06-03 | 17.45 | 0 | 0 | 0
2019-06-03 01:00 | 16.48 | 0 | 0 | 0
2019-06-03 02:00 | 16.13 | 0 | 0 | 0
2019-06-03 03:00 | 15.89 | 0 | 0 | 0
2019-06-03 04:00 | 16.04 | 0 | 0 | 0
2019-06-03 05:00 | 16.47 | 0 | 0 | 0
2019-06-03 06:00 | 19.74 | 0 | 0 | 0
2019-06-03 07:00 | 21.24 | 0.17853 | 0.00017853 | 0.003792
2019-06-03 08:00 | 21.8 | 0.68513 | 0.00068513 | 0.014936
2019-06-03 09:00 | 22.33 | 1.6684 | 0.0016684 | 0.037256
2019-06-03 10:00 | 23.21 | 3.7867 | 0.0037867 | 0.087889
2019-06-03 11:00 | 23.43 | 3.7701 | 0.0037701 | 0.088334
2019-06-03 12:00 | 25.5 | 3.5718 | 0.0035718 | 0.091081
2019-06-03 13:00 | 25.85 | 5.6496 | 0.0056496 | 0.14604
2019-06-03 14:00 | 26.35 | 4.7736 | 0.0047736 | 0.12578
2019-06-03 15:00 | 26.01 | 2.3017 | 0.0023017 | 0.059866
2019-06-03 16:00 | 26.13 | 3.9911 | 0.0039911 | 0.10429
2019-06-03 17:00 | 26.04 | 2.872 | 0.002872 | 0.074786
2019-06-03 18:00 | 24.99 | 2.3508 | 0.0023508 | 0.058746
2019-06-03 19:00 | 23.78 | 0.7405 | 0.0007405 | 0.017609
2019-06-03 20:00 | 23.67 | 0.079161 | 7.9161e-05 | 0.0018737
2019-06-03 21:00 | 23.76 | 0 | 0 | 0
2019-06-03 22:00 | 20.29 | 0 | 0 | 0
2019-06-03 23:00 | 18.6 | 0 | 0 | 0
2019-06-04 | 15.92 | 0 | 0 | 0
2019-06-04 01:00 | 15.53 | 0 | 0 | 0
2019-06-04 02:00 | 15.63 | 0 | 0 | 0
2019-06-04 03:00 | 15.48 | 0 | 0 | 0
2019-06-04 04:00 | 15.44 | 0 | 0 | 0
2019-06-04 05:00 | 17.22 | 0 | 0 | 0
2019-06-04 06:00 | 19.02 | 0.036302 | 3.6302e-05 | 0.00069046
2019-06-04 07:00 | 19.95 | 0.70207 | 0.00070207 | 0.014006
2019-06-04 08:00 | 20.22 | 2.0589 | 0.0020589 | 0.041631
2019-06-04 09:00 | 20.49 | 3.3166 | 0.0033166 | 0.067956
2019-06-04 10:00 | 21.28 | 5.2624 | 0.0052624 | 0.11198
2019-06-04 11:00 | 22.76 | 5.8727 | 0.0058727 | 0.13366
2019-06-04 12:00 | 24.91 | 6.5169 | 0.0065169 | 0.16234
2019-06-04 13:00 | 26.13 | 6.5874 | 0.0065874 | 0.17213
2019-06-04 14:00 | 27.5 | 5.8609 | 0.0058609 | 0.16118
2019-06-04 15:00 | 28.4 | 5.6561 | 0.0056561 | 0.16063
2019-06-04 16:00 | 29.48 | 4.8292 | 0.0048292 | 0.14237
2019-06-04 17:00 | 31.02 | 3.5072 | 0.0035072 | 0.10879
2019-06-04 18:00 | 27.98 | 1.7556 | 0.0017556 | 0.049123
2019-06-04 19:00 | 26.03 | 0.71671 | 0.00071671 | 0.018656
2019-06-04 20:00 | 27.01 | 0.069524 | 6.9524e-05 | 0.0018778
2019-06-04 21:00 | 27.05 | 0 | 0 | 0
2019-06-04 22:00 | 21.64 | 0 | 0 | 0
2019-06-04 23:00 | 19.4 | 0 | 0 | 0
2019-06-05 | 17.94 | 0 | 0 | 0
2019-06-05 01:00 | 17.02 | 0 | 0 | 0
2019-06-05 02:00 | 15.92 | 0 | 0 | 0
2019-06-05 03:00 | 15.6 | 0 | 0 | 0
2019-06-05 04:00 | 15.93 | 0 | 0 | 0
2019-06-05 05:00 | 17.57 | 0 | 0 | 0
2019-06-05 06:00 | 19.85 | 0.017895 | 1.7895e-05 | 0.00035522
2019-06-05 07:00 | 20.97 | 0.50817 | 0.00050817 | 0.010656
2019-06-05 08:00 | 22 | 1.3803 | 0.0013803 | 0.030368
2019-06-05 09:00 | 23.64 | 2.4163 | 0.0024163 | 0.057122
2019-06-05 10:00 | 25.99 | 2.7309 | 0.0027309 | 0.070976
2019-06-05 11:00 | 30.34 | 5.4749 | 0.0054749 | 0.16611
2019-06-05 12:00 | 36.42 | 5.2407 | 0.0052407 | 0.19087
2019-06-05 13:00 | 37.19 | 5.5134 | 0.0055134 | 0.20504
2019-06-05 14:00 | 38.37 | 6.0472 | 0.0060472 | 0.23203
2019-06-05 15:00 | 42.87 | 5.3689 | 0.0053689 | 0.23017
2019-06-05 16:00 | 44.37 | 2.7231 | 0.0027231 | 0.12082
2019-06-05 17:00 | 42.35 | 1.5602 | 0.0015602 | 0.066075
2019-06-05 18:00 | 37.72 | 2.3586 | 0.0023586 | 0.088967
2019-06-05 19:00 | 37.05 | 0.30848 | 0.00030848 | 0.011429
2019-06-05 20:00 | 37.65 | 0 | 0 | 0
2019-06-05 21:00 | 36.19 | 0 | 0 | 0
2019-06-05 22:00 | 25.12 | 0 | 0 | 0
2019-06-05 23:00 | 22.4 | 0 | 0 | 0
2019-06-06 | 19.74 | 0 | 0 | 0
2019-06-06 01:00 | 18.91 | 0 | 0 | 0
2019-06-06 02:00 | 17.73 | 0 | 0 | 0
2019-06-06 03:00 | 16.73 | 0 | 0 | 0
2019-06-06 04:00 | 17.31 | 0 | 0 | 0
2019-06-06 05:00 | 19.34 | 0 | 0 | 0
2019-06-06 06:00 | 20.3 | 0.054085 | 5.4085e-05 | 0.0010979
2019-06-06 07:00 | 21.67 | 0.193 | 0.000193 | 0.0041823
2019-06-06 08:00 | 23.38 | 0.66218 | 0.00066218 | 0.015482
2019-06-06 09:00 | 24.35 | 0.8587 | 0.0008587 | 0.020909
2019-06-06 10:00 | 26.45 | 1.551 | 0.001551 | 0.041025
2019-06-06 11:00 | 28.81 | 1.4612 | 0.0014612 | 0.042097
2019-06-06 12:00 | 31.86 | 1.6574 | 0.0016574 | 0.052805
2019-06-06 13:00 | 35.26 | 1.9119 | 0.0019119 | 0.067412
2019-06-06 14:00 | 38.14 | 2.6048 | 0.0026048 | 0.099349
2019-06-06 15:00 | 41.74 | 1.7211 | 0.0017211 | 0.071839
2019-06-06 16:00 | 40.14 | 4.7481 | 0.0047481 | 0.19059
2019-06-06 17:00 | 39.08 | 1.7057 | 0.0017057 | 0.066661
2019-06-06 18:00 | 34.08 | 2.5561 | 0.0025561 | 0.087112
2019-06-06 19:00 | 31.08 | 0.74429 | 0.00074429 | 0.023132
2019-06-06 20:00 | 29.87 | 0.098789 | 9.8789e-05 | 0.0029508
2019-06-06 21:00 | 28.54 | 0 | 0 | 0
2019-06-06 22:00 | 23.59 | 0 | 0 | 0
2019-06-06 23:00 | 20.12 | 0 | 0 | 0
2019-06-07 | 19.18 | 0 | 0 | 0
2019-06-07 01:00 | 18.82 | 0 | 0 | 0
2019-06-07 02:00 | 17.93 | 0 | 0 | 0
2019-06-07 03:00 | 16.91 | 0 | 0 | 0
2019-06-07 04:00 | 17.46 | 0 | 0 | 0
2019-06-07 05:00 | 19.09 | 0 | 0 | 0
2019-06-07 06:00 | 19.84 | 0.074184 | 7.4184e-05 | 0.0014718
2019-06-07 07:00 | 21.16 | 0.68116 | 0.00068116 | 0.014413
2019-06-07 08:00 | 22.86 | 1.7549 | 0.0017549 | 0.040118
2019-06-07 09:00 | 24.96 | 4.4397 | 0.0044397 | 0.11081
2019-06-07 10:00 | 25.66 | 5.9212 | 0.0059212 | 0.15194
2019-06-07 11:00 | 25.54 | 6.9307 | 0.0069307 | 0.17701
2019-06-07 12:00 | 28.28 | 7.5193 | 0.0075193 | 0.21265
2019-06-07 13:00 | 29.88 | 7.6833 | 0.0076833 | 0.22958
2019-06-07 14:00 | 30.22 | 7.4377 | 0.0074377 | 0.22477
2019-06-07 15:00 | 32.04 | 6.7826 | 0.0067826 | 0.21731
2019-06-07 16:00 | 31.43 | 5.7397 | 0.0057397 | 0.1804
2019-06-07 17:00 | 31.59 | 4.2783 | 0.0042783 | 0.13515
2019-06-07 18:00 | 28.17 | 2.4643 | 0.0024643 | 0.069418
2019-06-07 19:00 | 25.21 | 0.7156 | 0.0007156 | 0.01804
2019-06-07 20:00 | 23.74 | 0.088404 | 8.8404e-05 | 0.0020987
2019-06-07 21:00 | 23.34 | 0 | 0 | 0
2019-06-07 22:00 | 20.47 | 0 | 0 | 0
2019-06-07 23:00 | 18.56 | 0 | 0 | 0
2019-06-08 | 19.04 | 0 | 0 | 0
2019-06-08 01:00 | 18.47 | 0 | 0 | 0
2019-06-08 02:00 | 16.6 | 0 | 0 | 0
2019-06-08 03:00 | 15.85 | 0 | 0 | 0
2019-06-08 04:00 | 15.93 | 0 | 0 | 0
2019-06-08 05:00 | 15.7 | 0 | 0 | 0
2019-06-08 06:00 | 15.85 | 0.064804 | 6.4804e-05 | 0.0010271
2019-06-08 07:00 | 16.59 | 0.71477 | 0.00071477 | 0.011858
2019-06-08 08:00 | 18.91 | 2.4399 | 0.0024399 | 0.046138
2019-06-08 09:00 | 19.7 | 4.2481 | 0.0042481 | 0.083688
2019-06-08 10:00 | 20.24 | 5.6956 | 0.0056956 | 0.11528
2019-06-08 11:00 | 21.31 | 6.6956 | 0.0066956 | 0.14268
2019-06-08 12:00 | 22.29 | 7.2695 | 0.0072695 | 0.16204
2019-06-08 13:00 | 22.73 | 7.4336 | 0.0074336 | 0.16897
2019-06-08 14:00 | 23.73 | 7.1863 | 0.0071863 | 0.17053
2019-06-08 15:00 | 24.6 | 6.5927 | 0.0065927 | 0.16218
2019-06-08 16:00 | 25.31 | 5.59 | 0.00559 | 0.14148
2019-06-08 17:00 | 25.36 | 3.559 | 0.003559 | 0.090257
2019-06-08 18:00 | 23.32 | 1.8669 | 0.0018669 | 0.043537
2019-06-08 19:00 | 21.93 | 0.70528 | 0.00070528 | 0.015467
2019-06-08 20:00 | 21.16 | 0.14594 | 0.00014594 | 0.003088
2019-06-08 21:00 | 21.11 | 0 | 0 | 0
2019-06-08 22:00 | 20.13 | 0 | 0 | 0
2019-06-08 23:00 | 18.52 | 0 | 0 | 0
2019-06-09 | 15.49 | 0 | 0 | 0
2019-06-09 01:00 | 15.37 | 0 | 0 | 0
2019-06-09 02:00 | 15.16 | 0 | 0 | 0
2019-06-09 03:00 | 14.66 | 0 | 0 | 0
2019-06-09 04:00 | 14.52 | 0 | 0 | 0
2019-06-09 05:00 | 13.36 | 0 | 0 | 0
2019-06-09 06:00 | 12.58 | 0.063102 | 6.3102e-05 | 0.00079382
2019-06-09 07:00 | 14.74 | 0.7179 | 0.0007179 | 0.010582
2019-06-09 08:00 | 15.78 | 2.3851 | 0.0023851 | 0.037638
2019-06-09 09:00 | 18.13 | 4.1604 | 0.0041604 | 0.075428
2019-06-09 10:00 | 18.93 | 5.5459 | 0.0055459 | 0.10498
2019-06-09 11:00 | 20.07 | 6.5181 | 0.0065181 | 0.13082
2019-06-09 12:00 | 20.72 | 7.0518 | 0.0070518 | 0.14611
2019-06-09 13:00 | 21.17 | 7.2141 | 0.0072141 | 0.15272
2019-06-09 14:00 | 21.62 | 7.0075 | 0.0070075 | 0.1515
2019-06-09 15:00 | 21.74 | 6.4178 | 0.0064178 | 0.13952
2019-06-09 16:00 | 23.04 | 5.4177 | 0.0054177 | 0.12482
2019-06-09 17:00 | 22.62 | 4.0416 | 0.0040416 | 0.09142
2019-06-09 18:00 | 22.56 | 2.3722 | 0.0023722 | 0.053516
2019-06-09 19:00 | 21.93 | 0.78222 | 0.00078222 | 0.017154
2019-06-09 20:00 | 21.53 | 0.087134 | 8.7134e-05 | 0.001876
2019-06-09 21:00 | 21.1 | 0 | 0 | 0
2019-06-09 22:00 | 20.35 | 0 | 0 | 0
2019-06-09 23:00 | 19.1 | 0 | 0 | 0
2019-06-10 | 18.19 | 0 | 0 | 0
2019-06-10 01:00 | 16.16 | 0 | 0 | 0
2019-06-10 02:00 | 15.61 | 0 | 0 | 0
2019-06-10 03:00 | 15.4 | 0 | 0 | 0
2019-06-10 04:00 | 15.31 | 0 | 0 | 0
2019-06-10 05:00 | 17.63 | 0 | 0 | 0
2019-06-10 06:00 | 19.49 | 0.074832 | 7.4832e-05 | 0.0014585
2019-06-10 07:00 | 20.19 | 0.74935 | 0.00074935 | 0.015129
2019-06-10 08:00 | 21.34 | 2.3252 | 0.0023252 | 0.04962
2019-06-10 09:00 | 22.98 | 3.968 | 0.003968 | 0.091184
2019-06-10 10:00 | 25.64 | 5.3132 | 0.0053132 | 0.13623
2019-06-10 11:00 | 25.97 | 6.2573 | 0.0062573 | 0.1625
2019-06-10 12:00 | 28.47 | 6.8133 | 0.0068133 | 0.19397
2019-06-10 13:00 | 29.61 | 4.4031 | 0.0044031 | 0.13038
2019-06-10 14:00 | 29.68 | 4.0134 | 0.0040134 | 0.11912
2019-06-10 15:00 | 30.84 | 5.2592 | 0.0052592 | 0.16219
2019-06-10 16:00 | 30.67 | 4.929 | 0.004929 | 0.15117
2019-06-10 17:00 | 31.13 | 3.8878 | 0.0038878 | 0.12103
2019-06-10 18:00 | 30.12 | 2.3175 | 0.0023175 | 0.069804
2019-06-10 19:00 | 26.85 | 0.86584 | 0.00086584 | 0.023248
2019-06-10 20:00 | 26.82 | 0.079665 | 7.9665e-05 | 0.0021366
2019-06-10 21:00 | 25.31 | 0 | 0 | 0
2019-06-10 22:00 | 21.5 | 0 | 0 | 0
2019-06-10 23:00 | 20.38 | 0 | 0 | 0
2019-06-11 | 18.05 | 0 | 0 | 0
2019-06-11 01:00 | 16.53 | 0 | 0 | 0
2019-06-11 02:00 | 15.67 | 0 | 0 | 0
2019-06-11 03:00 | 15.25 | 0 | 0 | 0
2019-06-11 04:00 | 15.49 | 0 | 0 | 0
2019-06-11 05:00 | 16.05 | 0 | 0 | 0
2019-06-11 06:00 | 18.08 | 0.042335 | 4.2335e-05 | 0.00076542
2019-06-11 07:00 | 19.2 | 0.83812 | 0.00083812 | 0.016092
2019-06-11 08:00 | 19.9 | 2.3023 | 0.0023023 | 0.045816
2019-06-11 09:00 | 20.96 | 3.8699 | 0.0038699 | 0.081114
2019-06-11 10:00 | 22.47 | 4.7573 | 0.0047573 | 0.1069
2019-06-11 11:00 | 23.38 | 6.1222 | 0.0061222 | 0.14314
2019-06-11 12:00 | 25.18 | 6.7097 | 0.0067097 | 0.16895
2019-06-11 13:00 | 26.68 | 5.3642 | 0.0053642 | 0.14312
2019-06-11 14:00 | 27.49 | 6.7009 | 0.0067009 | 0.18421
2019-06-11 15:00 | 28.14 | 5.4286 | 0.0054286 | 0.15276
2019-06-11 16:00 | 28.92 | 5.136 | 0.005136 | 0.14853
2019-06-11 17:00 | 29.42 | 3.8389 | 0.0038389 | 0.11294
2019-06-11 18:00 | 28.4 | 2.2991 | 0.0022991 | 0.065294
2019-06-11 19:00 | 25.12 | 0.89785 | 0.00089785 | 0.022554
2019-06-11 20:00 | 24.01 | 0.071301 | 7.1301e-05 | 0.0017119
2019-06-11 21:00 | 23.05 | 0 | 0 | 0
2019-06-11 22:00 | 20.92 | 0 | 0 | 0
2019-06-11 23:00 | 18.94 | 0 | 0 | 0
2019-06-12 | 16.49 | 0 | 0 | 0
2019-06-12 01:00 | 15.53 | 0 | 0 | 0
2019-06-12 02:00 | 14.94 | 0 | 0 | 0
2019-06-12 03:00 | 14.7 | 0 | 0 | 0
2019-06-12 04:00 | 14.98 | 0 | 0 | 0
2019-06-12 05:00 | 15.68 | 0 | 0 | 0
2019-06-12 06:00 | 17.61 | 0.043658 | 4.3658e-05 | 0.00076882
2019-06-12 07:00 | 19.13 | 0.82793 | 0.00082793 | 0.015838
2019-06-12 08:00 | 19.98 | 2.2324 | 0.0022324 | 0.044603
2019-06-12 09:00 | 21.18 | 3.7491 | 0.0037491 | 0.079405
2019-06-12 10:00 | 22.66 | 5.0319 | 0.0050319 | 0.11402
2019-06-12 11:00 | 23.39 | 5.948 | 0.005948 | 0.13912
2019-06-12 12:00 | 24.72 | 5.5938 | 0.0055938 | 0.13828
2019-06-12 13:00 | 25.44 | 5.8038 | 0.0058038 | 0.14765
2019-06-12 14:00 | 26.37 | 4.2523 | 0.0042523 | 0.11213
2019-06-12 15:00 | 26.85 | 5.9798 | 0.0059798 | 0.16056
2019-06-12 16:00 | 26.9 | 3.8462 | 0.0038462 | 0.10346
2019-06-12 17:00 | 26.72 | 2.6007 | 0.0026007 | 0.069492
2019-06-12 18:00 | 25.34 | 1.8655 | 0.0018655 | 0.047272
2019-06-12 19:00 | 23.93 | 0.13883 | 0.00013883 | 0.0033222
2019-06-12 20:00 | 23.48 | 0 | 0 | 0
2019-06-12 21:00 | 23 | 0 | 0 | 0
2019-06-12 22:00 | 20.37 | 0 | 0 | 0
2019-06-12 23:00 | 17.99 | 0 | 0 | 0
2019-06-13 | 15.78 | 0 | 0 | 0
2019-06-13 01:00 | 15.4 | 0 | 0 | 0
2019-06-13 02:00 | 14.94 | 0 | 0 | 0
2019-06-13 03:00 | 14.71 | 0 | 0 | 0
2019-06-13 04:00 | 14.86 | 0 | 0 | 0
2019-06-13 05:00 | 15.44 | 0 | 0 | 0
2019-06-13 06:00 | 17.81 | 0.057785 | 5.7785e-05 | 0.0010292
2019-06-13 07:00 | 19.43 | 0.79443 | 0.00079443 | 0.015436
2019-06-13 08:00 | 19.71 | 2.2435 | 0.0022435 | 0.044219
2019-06-13 09:00 | 20.12 | 3.8024 | 0.0038023 | 0.076503
2019-06-13 10:00 | 21.45 | 5.1533 | 0.0051533 | 0.11054
2019-06-13 11:00 | 21.87 | 6.122 | 0.006122 | 0.13389
2019-06-13 12:00 | 22.55 | 6.694 | 0.006694 | 0.15095
2019-06-13 13:00 | 22.21 | 6.1364 | 0.0061364 | 0.13629
2019-06-13 14:00 | 22.11 | 6.6461 | 0.0066461 | 0.14694
2019-06-13 15:00 | 22.93 | 6.0541 | 0.0060541 | 0.13882
2019-06-13 16:00 | 23.35 | 5.1107 | 0.0051107 | 0.11933
2019-06-13 17:00 | 23.17 | 3.8255 | 0.0038255 | 0.088637
2019-06-13 18:00 | 23.07 | 2.3122 | 0.0023122 | 0.053342
2019-06-13 19:00 | 21.83 | 0.89568 | 0.00089568 | 0.019553
2019-06-13 20:00 | 22.29 | 0.093672 | 9.3672e-05 | 0.0020879
2019-06-13 21:00 | 22.71 | 0 | 0 | 0
2019-06-13 22:00 | 19.94 | 0 | 0 | 0
2019-06-13 23:00 | 16.98 | 0 | 0 | 0
2019-06-14 | 15.46 | 0 | 0 | 0
2019-06-14 01:00 | 15.09 | 0 | 0 | 0
2019-06-14 02:00 | 14.54 | 0 | 0 | 0
2019-06-14 03:00 | 14.09 | 0 | 0 | 0
2019-06-14 04:00 | 14.51 | 0 | 0 | 0
2019-06-14 05:00 | 15.01 | 0 | 0 | 0
2019-06-14 06:00 | 16.66 | 0.095327 | 9.5327e-05 | 0.0015881
2019-06-14 07:00 | 18.62 | 0.66819 | 0.00066819 | 0.012442
2019-06-14 08:00 | 19.17 | 2.2198 | 0.0022198 | 0.042553
2019-06-14 09:00 | 19.87 | 3.8659 | 0.0038659 | 0.076815
2019-06-14 10:00 | 20.4 | 5.2396 | 0.0052396 | 0.10689
2019-06-14 11:00 | 20.69 | 4.3704 | 0.0043704 | 0.090423
2019-06-14 12:00 | 20.98 | 6.7991 | 0.0067991 | 0.14264
2019-06-14 13:00 | 21.38 | 6.9637 | 0.0069637 | 0.14888
2019-06-14 14:00 | 21.95 | 4.9318 | 0.0049318 | 0.10825
2019-06-14 15:00 | 22.71 | 6.2658 | 0.0062658 | 0.1423
2019-06-14 16:00 | 23.71 | 4.8777 | 0.0048777 | 0.11565
2019-06-14 17:00 | 22.7 | 3.9102 | 0.0039102 | 0.088763
2019-06-14 18:00 | 21.93 | 2.3045 | 0.0023045 | 0.050539
2019-06-14 19:00 | 20.84 | 0.80564 | 0.00080564 | 0.01679
2019-06-14 20:00 | 20.75 | 0.11294 | 0.00011294 | 0.0023436
2019-06-14 21:00 | 21.12 | 0 | 0 | 0
2019-06-14 22:00 | 18.94 | 0 | 0 | 0
2019-06-14 23:00 | 16.34 | 0 | 0 | 0
2019-06-15 | 15.22 | 0 | 0 | 0
2019-06-15 01:00 | 14.81 | 0 | 0 | 0
2019-06-15 02:00 | 14.45 | 0 | 0 | 0
2019-06-15 03:00 | 13.49 | 0 | 0 | 0
2019-06-15 04:00 | 13.37 | 0 | 0 | 0
2019-06-15 05:00 | 13.3 | 0 | 0 | 0
2019-06-15 06:00 | 13.1 | 0.064834 | 6.4834e-05 | 0.00084933
2019-06-15 07:00 | 14.42 | 0.68321 | 0.00068321 | 0.0098519
2019-06-15 08:00 | 15.92 | 1.057 | 0.001057 | 0.016828
2019-06-15 09:00 | 16.88 | 3.9093 | 0.0039093 | 0.065989
2019-06-15 10:00 | 18.71 | 4.135 | 0.004135 | 0.077366
2019-06-15 11:00 | 20.71 | 5.2382 | 0.0052382 | 0.10848
2019-06-15 12:00 | 21.45 | 6.8632 | 0.0068632 | 0.14722
2019-06-15 13:00 | 22.11 | 4.9336 | 0.0049336 | 0.10908
2019-06-15 14:00 | 23.23 | 1.2557 | 0.0012557 | 0.029171
2019-06-15 15:00 | 25.06 | 3.0316 | 0.0030316 | 0.075971
2019-06-15 16:00 | 25.74 | 2.5026 | 0.0025026 | 0.064417
2019-06-15 17:00 | 26.37 | 3.3901 | 0.0033901 | 0.089398
2019-06-15 18:00 | 25.44 | 1.8841 | 0.0018841 | 0.047931
2019-06-15 19:00 | 23.09 | 0.67596 | 0.00067596 | 0.015608
2019-06-15 20:00 | 22.42 | 0.067227 | 6.7227e-05 | 0.0015072
2019-06-15 21:00 | 22.17 | 0 | 0 | 0
2019-06-15 22:00 | 20.05 | 0 | 0 | 0
2019-06-15 23:00 | 18.24 | 0 | 0 | 0
2019-06-16 | 17.17 | 0 | 0 | 0
2019-06-16 01:00 | 15.68 | 0 | 0 | 0
2019-06-16 02:00 | 15.03 | 0 | 0 | 0
2019-06-16 03:00 | 14.46 | 0 | 0 | 0
2019-06-16 04:00 | 13.57 | 0 | 0 | 0
2019-06-16 05:00 | 13.26 | 0 | 0 | 0
2019-06-16 06:00 | 12.42 | 0.051895 | 5.1895e-05 | 0.00064454
2019-06-16 07:00 | 13.77 | 0.66571 | 0.00066571 | 0.0091669
2019-06-16 08:00 | 16.47 | 1.0226 | 0.0010226 | 0.016842
2019-06-16 09:00 | 19.11 | 2.7421 | 0.0027421 | 0.052401
2019-06-16 10:00 | 21.3 | 1.7914 | 0.0017914 | 0.038156
2019-06-16 11:00 | 22.89 | 3.1294 | 0.0031294 | 0.071632
2019-06-16 12:00 | 26.76 | 4.9553 | 0.0049553 | 0.1326
2019-06-16 13:00 | 29.41 | 5.033 | 0.005033 | 0.14802
2019-06-16 14:00 | 32.13 | 5.5823 | 0.0055823 | 0.17936
2019-06-16 15:00 | 33.9 | 4.3357 | 0.0043357 | 0.14698
2019-06-16 16:00 | 36.92 | 5.4034 | 0.0054034 | 0.19949
2019-06-16 17:00 | 37.12 | 4.0121 | 0.0040121 | 0.14893
2019-06-16 18:00 | 34.79 | 2.1175 | 0.0021175 | 0.073667
2019-06-16 19:00 | 30.98 | 0.75585 | 0.00075585 | 0.023416
2019-06-16 20:00 | 29.11 | 0.11902 | 0.00011902 | 0.0034648
2019-06-16 21:00 | 28.44 | 0 | 0 | 0
2019-06-16 22:00 | 22.89 | 0 | 0 | 0
2019-06-16 23:00 | 20.6 | 0 | 0 | 0
2019-06-17 | 18.93 | 0 | 0 | 0
2019-06-17 01:00 | 17.67 | 0 | 0 | 0
2019-06-17 02:00 | 16.18 | 0 | 0 | 0
2019-06-17 03:00 | 15.77 | 0 | 0 | 0
2019-06-17 04:00 | 16.07 | 0 | 0 | 0
2019-06-17 05:00 | 18.17 | 0 | 0 | 0
2019-06-17 06:00 | 19.73 | 0 | 0 | 0
2019-06-17 07:00 | 20.4 | 0.33804 | 0.00033804 | 0.006896
2019-06-17 08:00 | 21.63 | 1.4618 | 0.0014618 | 0.031618
2019-06-17 09:00 | 25.37 | 0.98339 | 0.00098339 | 0.024949
2019-06-17 10:00 | 29.09 | 2.955 | 0.002955 | 0.08596
2019-06-17 11:00 | 29.8 | 2.2446 | 0.0022446 | 0.066889
2019-06-17 12:00 | 33.31 | 3.7557 | 0.0037557 | 0.1251
2019-06-17 13:00 | 34.2 | 5.3152 | 0.0053152 | 0.18178
2019-06-17 14:00 | 35.03 | 2.974 | 0.002974 | 0.10418
2019-06-17 15:00 | 34.68 | 5.4334 | 0.0054334 | 0.18843
2019-06-17 16:00 | 35.17 | 5.4002 | 0.0054002 | 0.18992
2019-06-17 17:00 | 34.68 | 4.0271 | 0.0040271 | 0.13966
2019-06-17 18:00 | 31.23 | 2.1312 | 0.0021312 | 0.066556
2019-06-17 19:00 | 29.08 | 0.67649 | 0.00067649 | 0.019672
2019-06-17 20:00 | 29.21 | 0.075883 | 7.5883e-05 | 0.0022165
2019-06-17 21:00 | 28.33 | 0 | 0 | 0
2019-06-17 22:00 | 22.95 | 0 | 0 | 0
2019-06-17 23:00 | 20.53 | 0 | 0 | 0
2019-06-18 | 18.22 | 0 | 0 | 0
2019-06-18 01:00 | 18.11 | 0 | 0 | 0
2019-06-18 02:00 | 16.45 | 0 | 0 | 0
2019-06-18 03:00 | 15.95 | 0 | 0 | 0
2019-06-18 04:00 | 16.17 | 0 | 0 | 0
2019-06-18 05:00 | 18.17 | 0 | 0 | 0
2019-06-18 06:00 | 19.25 | 0.025379 | 2.5379e-05 | 0.00048855
2019-06-18 07:00 | 20.03 | 0.58376 | 0.00058376 | 0.011693
2019-06-18 08:00 | 21.15 | 1.1083 | 0.0011083 | 0.02344
2019-06-18 09:00 | 22.88 | 2.5423 | 0.0025423 | 0.058167
2019-06-18 10:00 | 26.05 | 4.6918 | 0.0046918 | 0.12222
2019-06-18 11:00 | 26.67 | 4.4887 | 0.0044887 | 0.11971
2019-06-18 12:00 | 28.16 | 5.2784 | 0.0052784 | 0.14864
2019-06-18 13:00 | 28.8 | 5.2666 | 0.0052666 | 0.15168
2019-06-18 14:00 | 29.42 | 4.9437 | 0.0049437 | 0.14544
2019-06-18 15:00 | 30.48 | 3.7915 | 0.0037915 | 0.11556
2019-06-18 16:00 | 30.75 | 3.9808 | 0.0039808 | 0.12241
2019-06-18 17:00 | 31.94 | 4.1348 | 0.0041348 | 0.13207
2019-06-18 18:00 | 29.05 | 2.1394 | 0.0021394 | 0.06215
2019-06-18 19:00 | 26.92 | 0.76242 | 0.00076242 | 0.020524
2019-06-18 20:00 | 27.27 | 0.10223 | 0.00010223 | 0.0027877
2019-06-18 21:00 | 26.6 | 0 | 0 | 0
2019-06-18 22:00 | 22.51 | 0 | 0 | 0
2019-06-18 23:00 | 20.14 | 0 | 0 | 0
2019-06-19 | 18.72 | 0 | 0 | 0
2019-06-19 01:00 | 18.5 | 0 | 0 | 0
2019-06-19 02:00 | 17.02 | 0 | 0 | 0
2019-06-19 03:00 | 16.39 | 0 | 0 | 0
2019-06-19 04:00 | 16.73 | 0 | 0 | 0
2019-06-19 05:00 | 18.26 | 0 | 0 | 0
2019-06-19 06:00 | 19.85 | 0 | 0 | 0
2019-06-19 07:00 | 20.28 | 0.68307 | 0.00068307 | 0.013853
2019-06-19 08:00 | 21.26 | 1.2175 | 0.0012175 | 0.025884
2019-06-19 09:00 | 23.57 | 2.175 | 0.002175 | 0.051264
2019-06-19 10:00 | 25.96 | 1.816 | 0.001816 | 0.047144
2019-06-19 11:00 | 28.26 | 2.2994 | 0.0022994 | 0.06498
2019-06-19 12:00 | 28.49 | 4.0774 | 0.0040774 | 0.11616
2019-06-19 13:00 | 31.36 | 4.892 | 0.004892 | 0.15341
2019-06-19 14:00 | 31.25 | 5.107 | 0.005107 | 0.15959
2019-06-19 15:00 | 32.06 | 3.7329 | 0.0037329 | 0.11968
2019-06-19 16:00 | 33.22 | 3.9874 | 0.0039874 | 0.13246
2019-06-19 17:00 | 32.05 | 3.3805 | 0.0033805 | 0.10835
2019-06-19 18:00 | 28.08 | 1.0183 | 0.0010183 | 0.028592
2019-06-19 19:00 | 26.84 | 0.83833 | 0.00083833 | 0.022501
2019-06-19 20:00 | 26.26 | 0.11683 | 0.00011683 | 0.003068
2019-06-19 21:00 | 24.7 | 0 | 0 | 0
2019-06-19 22:00 | 21.82 | 0 | 0 | 0
2019-06-19 23:00 | 19.87 | 0 | 0 | 0
2019-06-20 | 18.88 | 0 | 0 | 0
2019-06-20 01:00 | 18.13 | 0 | 0 | 0
2019-06-20 02:00 | 16.74 | 0 | 0 | 0
2019-06-20 03:00 | 16.16 | 0 | 0 | 0
2019-06-20 04:00 | 16.57 | 0 | 0 | 0
2019-06-20 05:00 | 18.66 | 0 | 0 | 0
2019-06-20 06:00 | 19.51 | 0.058224 | 5.8224e-05 | 0.001136
2019-06-20 07:00 | 20.04 | 0.69879 | 0.00069879 | 0.014004
2019-06-20 08:00 | 20.54 | 2.0298 | 0.0020298 | 0.041692
2019-06-20 09:00 | 22.96 | 3.1577 | 0.0031577 | 0.072501
2019-06-20 10:00 | 24.66 | 3.7969 | 0.0037969 | 0.093632
2019-06-20 11:00 | 26.36 | 5.1766 | 0.0051766 | 0.13645
2019-06-20 12:00 | 27.4 | 4.7298 | 0.0047298 | 0.1296
2019-06-20 13:00 | 30.27 | 5.4925 | 0.0054925 | 0.16626
2019-06-20 14:00 | 29.04 | 4.164 | 0.004164 | 0.12092
2019-06-20 15:00 | 29.75 | 1.5688 | 0.0015688 | 0.046672
2019-06-20 16:00 | 31.68 | 4.9516 | 0.0049516 | 0.15687
2019-06-20 17:00 | 30.91 | 3.7969 | 0.0037969 | 0.11736
2019-06-20 18:00 | 27.6 | 2.0755 | 0.0020755 | 0.057285
2019-06-20 19:00 | 26.71 | 0.79918 | 0.00079918 | 0.021346
2019-06-20 20:00 | 25.24 | 0.13451 | 0.00013451 | 0.003395
2019-06-20 21:00 | 25.65 | 0 | 0 | 0
2019-06-20 22:00 | 21 | 0 | 0 | 0
2019-06-20 23:00 | 18.48 | 0 | 0 | 0
2019-06-21 | 18.99 | 0 | 0 | 0
2019-06-21 01:00 | 18.7 | 0 | 0 | 0
2019-06-21 02:00 | 16.74 | 0 | 0 | 0
2019-06-21 03:00 | 16.3 | 0 | 0 | 0
2019-06-21 04:00 | 16.19 | 0 | 0 | 0
2019-06-21 05:00 | 18.34 | 0 | 0 | 0
2019-06-21 06:00 | 19.14 | 0.0872 | 8.72e-05 | 0.001669
2019-06-21 07:00 | 19.46 | 0.65599 | 0.00065599 | 0.012766
2019-06-21 08:00 | 20.52 | 1.9192 | 0.0019192 | 0.039382
2019-06-21 09:00 | 22.12 | 3.5164 | 0.0035164 | 0.077784
2019-06-21 10:00 | 23.07 | 4.5485 | 0.0045485 | 0.10493
2019-06-21 11:00 | 24.28 | 4.5803 | 0.0045803 | 0.11121
2019-06-21 12:00 | 25.3 | 6.8972 | 0.0068972 | 0.1745
2019-06-21 13:00 | 26.5 | 4.2276 | 0.0042276 | 0.11203
2019-06-21 14:00 | 27.14 | 6.9207 | 0.0069207 | 0.18783
2019-06-21 15:00 | 28.19 | 4.0996 | 0.0040996 | 0.11557
2019-06-21 16:00 | 30.57 | 4.5731 | 0.0045731 | 0.1398
2019-06-21 17:00 | 29.09 | 3.2661 | 0.0032661 | 0.095012
2019-06-21 18:00 | 25.69 | 2.3696 | 0.0023696 | 0.060874
2019-06-21 19:00 | 23.52 | 0.82712 | 0.00082712 | 0.019454
2019-06-21 20:00 | 22.25 | 0.12548 | 0.00012548 | 0.002792
2019-06-21 21:00 | 22.33 | 0 | 0 | 0
2019-06-21 22:00 | 19.87 | 0 | 0 | 0
2019-06-21 23:00 | 17.44 | 0 | 0 | 0
2019-06-22 | 15.75 | 0 | 0 | 0
2019-06-22 01:00 | 15.25 | 0 | 0 | 0
2019-06-22 02:00 | 15.01 | 0 | 0 | 0
2019-06-22 03:00 | 14.07 | 0 | 0 | 0
2019-06-22 04:00 | 13.18 | 0 | 0 | 0
2019-06-22 05:00 | 13.08 | 0 | 0 | 0
2019-06-22 06:00 | 13.14 | 0.070112 | 7.0112e-05 | 0.00092127
2019-06-22 07:00 | 15 | 0.65191 | 0.00065191 | 0.0097786
2019-06-22 08:00 | 16.22 | 2.0832 | 0.0020832 | 0.03379
2019-06-22 09:00 | 17.81 | 3.4671 | 0.0034671 | 0.061749
2019-06-22 10:00 | 18.34 | 4.453 | 0.004453 | 0.081668
2019-06-22 11:00 | 20.15 | 5.5807 | 0.0055807 | 0.11245
2019-06-22 12:00 | 21.19 | 6.2138 | 0.0062138 | 0.13167
2019-06-22 13:00 | 21.92 | 6.2951 | 0.0062951 | 0.13799
2019-06-22 14:00 | 23 | 5.4657 | 0.0054657 | 0.12571
2019-06-22 15:00 | 24.65 | 6.0465 | 0.0060465 | 0.14905
2019-06-22 16:00 | 26.18 | 5.6497 | 0.0056497 | 0.14791
2019-06-22 17:00 | 27.35 | 4.2447 | 0.0042447 | 0.11609
2019-06-22 18:00 | 25.06 | 2.4986 | 0.0024986 | 0.062615
2019-06-22 19:00 | 23.35 | 0.79766 | 0.00079766 | 0.018625
2019-06-22 20:00 | 22.62 | 0.11692 | 0.00011692 | 0.0026447
2019-06-22 21:00 | 22.1 | 0 | 0 | 0
2019-06-22 22:00 | 18.97 | 0 | 0 | 0
2019-06-22 23:00 | 16.53 | 0 | 0 | 0
2019-06-23 | 14.55 | 0 | 0 | 0
2019-06-23 01:00 | 14.11 | 0 | 0 | 0
2019-06-23 02:00 | 13.75 | 0 | 0 | 0
2019-06-23 03:00 | 12.87 | 0 | 0 | 0
2019-06-23 04:00 | 12.43 | 0 | 0 | 0
2019-06-23 05:00 | 11.61 | 0 | 0 | 0
2019-06-23 06:00 | 11.22 | 0.058244 | 5.8244e-05 | 0.0006535
2019-06-23 07:00 | 13.03 | 0.65976 | 0.00065976 | 0.0085967
2019-06-23 08:00 | 14.43 | 2.2253 | 0.0022253 | 0.032111
2019-06-23 09:00 | 16.34 | 3.9518 | 0.0039518 | 0.064572
2019-06-23 10:00 | 18.68 | 5.3907 | 0.0053907 | 0.1007
2019-06-23 11:00 | 20.78 | 6.387 | 0.006387 | 0.13272
2019-06-23 12:00 | 22.69 | 6.9457 | 0.0069457 | 0.1576
2019-06-23 13:00 | 24.99 | 6.2432 | 0.0062432 | 0.15602
2019-06-23 14:00 | 28.69 | 4.6094 | 0.0046094 | 0.13224
2019-06-23 15:00 | 30.26 | 6.4905 | 0.0064905 | 0.1964
2019-06-23 16:00 | 33.84 | 5.4767 | 0.0054767 | 0.18533
2019-06-23 17:00 | 36.29 | 1.0799 | 0.0010799 | 0.039189
2019-06-23 18:00 | 34.07 | 2.4763 | 0.0024763 | 0.084366
2019-06-23 19:00 | 30.28 | 0.80981 | 0.00080981 | 0.024521
2019-06-23 20:00 | 29.2 | 0.12071 | 0.00012071 | 0.0035248
2019-06-23 21:00 | 27.2 | 0 | 0 | 0
2019-06-23 22:00 | 21.78 | 0 | 0 | 0
2019-06-23 23:00 | 20.4 | 0 | 0 | 0
2019-06-24 | 17.81 | 0 | 0 | 0
2019-06-24 01:00 | 16.11 | 0 | 0 | 0
2019-06-24 02:00 | 15.19 | 0 | 0 | 0
2019-06-24 03:00 | 14.7 | 0 | 0 | 0
2019-06-24 04:00 | 14.96 | 0 | 0 | 0
2019-06-24 05:00 | 15.82 | 0 | 0 | 0
2019-06-24 06:00 | 18.88 | 0.045252 | 4.5252e-05 | 0.00085436
2019-06-24 07:00 | 20.28 | 0.63931 | 0.00063931 | 0.012965
2019-06-24 08:00 | 22.03 | 1.8527 | 0.0018527 | 0.040816
2019-06-24 09:00 | 24.87 | 3.3309 | 0.0033309 | 0.082839
2019-06-24 10:00 | 27.5 | 4.8471 | 0.0048471 | 0.1333
2019-06-24 11:00 | 29.96 | 5.8286 | 0.0058286 | 0.17462
2019-06-24 12:00 | 34.21 | 6.8891 | 0.0068891 | 0.23568
2019-06-24 13:00 | 35.1 | 7.0947 | 0.0070947 | 0.24902
2019-06-24 14:00 | 35.92 | 6.8798 | 0.0068798 | 0.24712
2019-06-24 15:00 | 40.37 | 6.3313 | 0.0063313 | 0.25559
2019-06-24 16:00 | 43.38 | 5.4281 | 0.0054281 | 0.23547
2019-06-24 17:00 | 41.01 | 4.0775 | 0.0040775 | 0.16722
2019-06-24 18:00 | 36.59 | 2.4209 | 0.0024209 | 0.088581
2019-06-24 19:00 | 32.9 | 0.82806 | 0.00082806 | 0.027243
2019-06-24 20:00 | 29.73 | 0.12146 | 0.00012146 | 0.003611
2019-06-24 21:00 | 28.04 | 0 | 0 | 0
2019-06-24 22:00 | 24.92 | 0 | 0 | 0
2019-06-24 23:00 | 22.09 | 0 | 0 | 0
2019-06-25 | 18.44 | 0 | 0 | 0
2019-06-25 01:00 | 16.41 | 0 | 0 | 0
2019-06-25 02:00 | 15.38 | 0 | 0 | 0
2019-06-25 03:00 | 14.89 | 0 | 0 | 0
2019-06-25 04:00 | 15.1 | 0 | 0 | 0
2019-06-25 05:00 | 16.04 | 0 | 0 | 0
2019-06-25 06:00 | 18.46 | 0.02535 | 2.535e-05 | 0.00046796
2019-06-25 07:00 | 19.86 | 0.57537 | 0.00057537 | 0.011427
2019-06-25 08:00 | 20.94 | 2.167 | 0.002167 | 0.045376
2019-06-25 09:00 | 23.1 | 0.77826 | 0.00077826 | 0.017978
2019-06-25 10:00 | 25.59 | 2.536 | 0.002536 | 0.064897
2019-06-25 11:00 | 27.75 | 6.2263 | 0.0062263 | 0.17278
2019-06-25 12:00 | 31.61 | 6.7258 | 0.0067258 | 0.2126
2019-06-25 13:00 | 33.39 | 4.8973 | 0.0048973 | 0.16352
2019-06-25 14:00 | 33.41 | 3.2022 | 0.0032022 | 0.10698
2019-06-25 15:00 | 37.16 | 2.4315 | 0.0024315 | 0.090354
2019-06-25 16:00 | 42.3 | 4.8209 | 0.0048209 | 0.20392
2019-06-25 17:00 | 40.58 | 2.2909 | 0.0022909 | 0.092963
2019-06-25 18:00 | 35.2 | 0.92758 | 0.00092758 | 0.032651
2019-06-25 19:00 | 32.92 | 0.1349 | 0.0001349 | 0.004441
2019-06-25 20:00 | 30.91 | 0 | 0 | 0
2019-06-25 21:00 | 28.49 | 0 | 0 | 0
2019-06-25 22:00 | 23.8 | 0 | 0 | 0
2019-06-25 23:00 | 21.06 | 0 | 0 | 0
2019-06-26 | 18.07 | 0 | 0 | 0
2019-06-26 01:00 | 15.77 | 0 | 0 | 0
2019-06-26 02:00 | 15.07 | 0 | 0 | 0
2019-06-26 03:00 | 14.16 | 0 | 0 | 0
2019-06-26 04:00 | 14.19 | 0 | 0 | 0
2019-06-26 05:00 | 15.25 | 0 | 0 | 0
2019-06-26 06:00 | 17.88 | 0.041385 | 4.1385e-05 | 0.00073996
2019-06-26 07:00 | 19.11 | 0.69395 | 0.00069395 | 0.013261
2019-06-26 08:00 | 20.78 | 2.1784 | 0.0021784 | 0.045267
2019-06-26 09:00 | 22.78 | 3.8913 | 0.0038913 | 0.088644
2019-06-26 10:00 | 25.31 | 5.2865 | 0.0052865 | 0.1338
2019-06-26 11:00 | 27.97 | 6.2574 | 0.0062574 | 0.17502
2019-06-26 12:00 | 32.52 | 6.8405 | 0.0068405 | 0.22245
2019-06-26 13:00 | 37.09 | 7.0167 | 0.0070167 | 0.26025
2019-06-26 14:00 | 39.02 | 3.5945 | 0.0035945 | 0.14026
2019-06-26 15:00 | 42.38 | 1.4642 | 0.0014642 | 0.062051
2019-06-26 16:00 | 47.81 | 2.9556 | 0.0029556 | 0.14131
2019-06-26 17:00 | 47.55 | 3.4427 | 0.0034427 | 0.1637
2019-06-26 18:00 | 38.87 | 2.3942 | 0.0023942 | 0.093063
2019-06-26 19:00 | 35.62 | 0.8868 | 0.0008868 | 0.031588
2019-06-26 20:00 | 32.48 | 0.12177 | 0.00012177 | 0.003955
2019-06-26 21:00 | 29.59 | 0 | 0 | 0
2019-06-26 22:00 | 24.12 | 0 | 0 | 0
2019-06-26 23:00 | 22.17 | 0 | 0 | 0
2019-06-27 | 19.53 | 0 | 0 | 0
2019-06-27 01:00 | 18.34 | 0 | 0 | 0
2019-06-27 02:00 | 16.71 | 0 | 0 | 0
2019-06-27 03:00 | 15.55 | 0 | 0 | 0
2019-06-27 04:00 | 15.57 | 0 | 0 | 0
2019-06-27 05:00 | 17.03 | 0 | 0 | 0
2019-06-27 06:00 | 19.08 | 0 | 0 | 0
2019-06-27 07:00 | 20.93 | 0.22658 | 0.00022658 | 0.0047422
2019-06-27 08:00 | 22.59 | 1.498 | 0.001498 | 0.03384
2019-06-27 09:00 | 25.35 | 2.4555 | 0.0024555 | 0.062246
2019-06-27 10:00 | 28.06 | 2.7117 | 0.0027117 | 0.076089
2019-06-27 11:00 | 30.79 | 2.3387 | 0.0023387 | 0.072009
2019-06-27 12:00 | 34.07 | 2.3137 | 0.0023137 | 0.078829
2019-06-27 13:00 | 36.36 | 4.5519 | 0.0045519 | 0.16551
2019-06-27 14:00 | 41.27 | 3.5842 | 0.0035842 | 0.14792
2019-06-27 15:00 | 45.87 | 2.4595 | 0.0024595 | 0.11282
2019-06-27 16:00 | 50.9 | 3.9653 | 0.0039653 | 0.20184
2019-06-27 17:00 | 48.71 | 1.4544 | 0.0014544 | 0.070842
2019-06-27 18:00 | 40.73 | 1.8699 | 0.0018699 | 0.076161
2019-06-27 19:00 | 34.95 | 0.83119 | 0.00083119 | 0.02905
2019-06-27 20:00 | 33.46 | 0.14312 | 0.00014312 | 0.0047888
2019-06-27 21:00 | 30.28 | 0 | 0 | 0
2019-06-27 22:00 | 24.56 | 0 | 0 | 0
2019-06-27 23:00 | 22.39 | 0 | 0 | 0
2019-06-28 | 20.03 | 0 | 0 | 0
2019-06-28 01:00 | 19.5 | 0 | 0 | 0
2019-06-28 02:00 | 17.75 | 0 | 0 | 0
2019-06-28 03:00 | 16.16 | 0 | 0 | 0
2019-06-28 04:00 | 16.09 | 0 | 0 | 0
2019-06-28 05:00 | 17.81 | 0 | 0 | 0
2019-06-28 06:00 | 19.63 | 0 | 0 | 0
2019-06-28 07:00 | 21.89 | 0.5918 | 0.0005918 | 0.012954
2019-06-28 08:00 | 22.84 | 0.64961 | 0.00064961 | 0.014837
2019-06-28 09:00 | 25.89 | 1.0257 | 0.0010257 | 0.026555
2019-06-28 10:00 | 27.9 | 2.1659 | 0.0021659 | 0.060427
2019-06-28 11:00 | 30.98 | 3.863 | 0.003863 | 0.11968
2019-06-28 12:00 | 33.3 | 3.9165 | 0.0039165 | 0.13042
2019-06-28 13:00 | 38.08 | 3.9481 | 0.0039481 | 0.15035
2019-06-28 14:00 | 44.01 | 4.1367 | 0.0041367 | 0.18206
2019-06-28 15:00 | 48.66 | 3.0638 | 0.0030638 | 0.14908
2019-06-28 16:00 | 57.36 | 2.7495 | 0.0027495 | 0.15771
2019-06-28 17:00 | 56.45 | 2.2612 | 0.0022612 | 0.12765
2019-06-28 18:00 | 41.48 | 1.3382 | 0.0013382 | 0.05551
2019-06-28 19:00 | 35.51 | 0.65877 | 0.00065878 | 0.023393
2019-06-28 20:00 | 31.63 | 0.069031 | 6.9031e-05 | 0.0021835
2019-06-28 21:00 | 29.87 | 0 | 0 | 0
2019-06-28 22:00 | 25.43 | 0 | 0 | 0
2019-06-28 23:00 | 22.77 | 0 | 0 | 0
2019-06-29 | 19.65 | 0 | 0 | 0
2019-06-29 01:00 | 17.68 | 0 | 0 | 0
2019-06-29 02:00 | 16.31 | 0 | 0 | 0
2019-06-29 03:00 | 15.52 | 0 | 0 | 0
2019-06-29 04:00 | 15.16 | 0 | 0 | 0
2019-06-29 05:00 | 14.87 | 0 | 0 | 0
2019-06-29 06:00 | 15 | 0.044076 | 4.4076e-05 | 0.00066114
2019-06-29 07:00 | 17.34 | 0.64422 | 0.00064422 | 0.011171
2019-06-29 08:00 | 19.75 | 1.8657 | 0.0018657 | 0.036848
2019-06-29 09:00 | 22.27 | 4.0562 | 0.0040562 | 0.090332
2019-06-29 10:00 | 24.79 | 5.5599 | 0.0055599 | 0.13783
2019-06-29 11:00 | 27.24 | 6.6076 | 0.0066076 | 0.17999
2019-06-29 12:00 | 29.46 | 7.2302 | 0.0072302 | 0.213
2019-06-29 13:00 | 30.95 | 5.993 | 0.005993 | 0.18548
2019-06-29 14:00 | 34.18 | 5.5554 | 0.0055554 | 0.18988
2019-06-29 15:00 | 36.11 | 6.6787 | 0.0066787 | 0.24117
2019-06-29 16:00 | 39.72 | 5.6985 | 0.0056985 | 0.22634
2019-06-29 17:00 | 39.4 | 4.2847 | 0.0042847 | 0.16882
2019-06-29 18:00 | 33.01 | 1.9133 | 0.0019133 | 0.063158
2019-06-29 19:00 | 30.23 | 0.88964 | 0.00088964 | 0.026894
2019-06-29 20:00 | 27.51 | 0.13233 | 0.00013233 | 0.0036405
2019-06-29 21:00 | 26.48 | 0 | 0 | 0
2019-06-29 22:00 | 23.35 | 0 | 0 | 0
2019-06-29 23:00 | 20.72 | 0 | 0 | 0
2019-06-30 | 19.34 | 0 | 0 | 0
2019-06-30 01:00 | 18.67 | 0 | 0 | 0
2019-06-30 02:00 | 17.66 | 0 | 0 | 0
2019-06-30 03:00 | 15.78 | 0 | 0 | 0
2019-06-30 04:00 | 15.3 | 0 | 0 | 0
2019-06-30 05:00 | 14.56 | 0 | 0 | 0
2019-06-30 06:00 | 14.37 | 0.033333 | 3.3333e-05 | 0.000479
2019-06-30 07:00 | 16.51 | 0.60151 | 0.00060151 | 0.0099309
2019-06-30 08:00 | 19.36 | 2.2848 | 0.0022848 | 0.044234
2019-06-30 09:00 | 21.5 | 3.8259 | 0.0038259 | 0.082257
2019-06-30 10:00 | 23.79 | 5.6164 | 0.0056164 | 0.13361
2019-06-30 11:00 | 25.22 | 6.2941 | 0.0062941 | 0.15874
2019-06-30 12:00 | 27.18 | 7.2462 | 0.0072462 | 0.19695
2019-06-30 13:00 | 28.7 | 5.4025 | 0.0054025 | 0.15505
2019-06-30 14:00 | 31.71 | 6.5203 | 0.0065203 | 0.20676
2019-06-30 15:00 | 31.86 | 6.6418 | 0.0066418 | 0.21161
2019-06-30 16:00 | 35.34 | 2.7071 | 0.0027071 | 0.095669
2019-06-30 17:00 | 35.17 | 3.3619 | 0.0033619 | 0.11824
2019-06-30 18:00 | 31.11 | 2.5478 | 0.0025478 | 0.079262
2019-06-30 19:00 | 28.56 | 0.87402 | 0.00087402 | 0.024962
2019-06-30 20:00 | 27.02 | 0.10855 | 0.00010855 | 0.002933
2019-06-30 21:00 | 25.88 | 0 | 0 | 0
2019-06-30 22:00 | 23.66 | 0 | 0 | 0
2019-06-30 23:00 | 21.36 | 0 | 0 | 0
2019-07-01 | 18 | 0 | 0 | 0
2019-07-01 01:00 | 16.45 | 0 | 0 | 0
2019-07-01 02:00 | 15.64 | 0 | 0 | 0
2019-07-01 03:00 | 14.59 | 0 | 0 | 0
2019-07-01 04:00 | 14.52 | 0 | 0 | 0
2019-07-01 05:00 | 15.66 | 0 | 0 | 0
2019-07-01 06:00 | 18.04 | 0.016873 | 1.6873e-05 | 0.00030439
2019-07-01 07:00 | 20.01 | 0.53844 | 0.00053844 | 0.010774
2019-07-01 08:00 | 22.34 | 2.1753 | 0.0021753 | 0.048597
2019-07-01 09:00 | 24.48 | 3.9918 | 0.0039918 | 0.09772
2019-07-01 10:00 | 27.43 | 5.4667 | 0.0054667 | 0.14995
2019-07-01 11:00 | 30.12 | 6.496 | 0.006496 | 0.19566
2019-07-01 12:00 | 32.81 | 7.0975 | 0.0070975 | 0.23287
2019-07-01 13:00 | 35.99 | 6.3829 | 0.0063829 | 0.22972
2019-07-01 14:00 | 38.86 | 4.7162 | 0.0047162 | 0.18327
2019-07-01 15:00 | 42.56 | 6.1371 | 0.0061371 | 0.26119
2019-07-01 16:00 | 48.84 | 3.9134 | 0.0039134 | 0.19113
2019-07-01 17:00 | 47.66 | 2.7192 | 0.0027192 | 0.1296
2019-07-01 18:00 | 39.85 | 2.5703 | 0.0025703 | 0.10243
2019-07-01 19:00 | 35.29 | 0.80319 | 0.00080319 | 0.028345
2019-07-01 20:00 | 33.17 | 0.10868 | 0.00010868 | 0.0036049
2019-07-01 21:00 | 30.17 | 0 | 0 | 0
2019-07-01 22:00 | 24.92 | 0 | 0 | 0
2019-07-01 23:00 | 22.39 | 0 | 0 | 0
2019-07-02 | 20.76 | 0 | 0 | 0
2019-07-02 01:00 | 19.83 | 0 | 0 | 0
2019-07-02 02:00 | 18.19 | 0 | 0 | 0
2019-07-02 03:00 | 16.48 | 0 | 0 | 0
2019-07-02 04:00 | 16.4 | 0 | 0 | 0
2019-07-02 05:00 | 18.68 | 0 | 0 | 0
2019-07-02 06:00 | 20.38 | 0.024542 | 2.4542e-05 | 0.00050017
2019-07-02 07:00 | 21.74 | 0.54905 | 0.00054905 | 0.011936
2019-07-02 08:00 | 24.07 | 2.1778 | 0.0021778 | 0.05242
2019-07-02 09:00 | 27.98 | 3.9847 | 0.0039847 | 0.11149
2019-07-02 10:00 | 30.91 | 5.4356 | 0.0054356 | 0.16801
2019-07-02 11:00 | 33.44 | 6.429 | 0.006429 | 0.21499
2019-07-02 12:00 | 37.8 | 6.9951 | 0.0069951 | 0.26441
2019-07-02 13:00 | 41.1 | 4.4148 | 0.0044148 | 0.18145
2019-07-02 14:00 | 48.23 | 4.3443 | 0.0043443 | 0.20953
2019-07-02 15:00 | 53.35 | 5.5011 | 0.0055011 | 0.29348
2019-07-02 16:00 | 56.82 | 1.799 | 0.001799 | 0.10222
2019-07-02 17:00 | 54.38 | 3.2047 | 0.0032047 | 0.17427
2019-07-02 18:00 | 48.45 | 2.4944 | 0.0024944 | 0.12085
2019-07-02 19:00 | 39.81 | 0.875 | 0.000875 | 0.034834
2019-07-02 20:00 | 37.78 | 0.12226 | 0.00012226 | 0.0046189
2019-07-02 21:00 | 34.76 | 0 | 0 | 0
2019-07-02 22:00 | 27.81 | 0 | 0 | 0
2019-07-02 23:00 | 24.71 | 0 | 0 | 0
2019-07-03 | 21.95 | 0 | 0 | 0
2019-07-03 01:00 | 20.28 | 0 | 0 | 0
2019-07-03 02:00 | 18.91 | 0 | 0 | 0
2019-07-03 03:00 | 17.12 | 0 | 0 | 0
2019-07-03 04:00 | 16.87 | 0 | 0 | 0
2019-07-03 05:00 | 19.15 | 0 | 0 | 0
2019-07-03 06:00 | 20.85 | 0.024498 | 2.4498e-05 | 0.00051078
2019-07-03 07:00 | 22.04 | 0.59093 | 0.00059093 | 0.013024
2019-07-03 08:00 | 23.94 | 1.5733 | 0.0015733 | 0.037665
2019-07-03 09:00 | 27.52 | 4.0833 | 0.0040833 | 0.11237
2019-07-03 10:00 | 31.01 | 5.5544 | 0.0055544 | 0.17224
2019-07-03 11:00 | 37.44 | 6.5633 | 0.0065633 | 0.24573
2019-07-03 12:00 | 38.92 | 7.1417 | 0.0071417 | 0.27796
2019-07-03 13:00 | 46.62 | 7.3031 | 0.0073031 | 0.34047
2019-07-03 14:00 | 49.5 | 7.1163 | 0.0071163 | 0.35226
2019-07-03 15:00 | 51.86 | 6.5649 | 0.0065649 | 0.34045
2019-07-03 16:00 | 58.79 | 5.6015 | 0.0056015 | 0.32931
2019-07-03 17:00 | 54.32 | 4.197 | 0.004197 | 0.22798
2019-07-03 18:00 | 42.66 | 2.4923 | 0.0024923 | 0.10632
2019-07-03 19:00 | 36.01 | 0.81187 | 0.00081187 | 0.029235
2019-07-03 20:00 | 33.66 | 0.10811 | 0.00010811 | 0.0036392
2019-07-03 21:00 | 30.72 | 0 | 0 | 0
2019-07-03 22:00 | 24.96 | 0 | 0 | 0
2019-07-03 23:00 | 22.72 | 0 | 0 | 0
2019-07-04 | 20.74 | 0 | 0 | 0
2019-07-04 01:00 | 19.61 | 0 | 0 | 0
2019-07-04 02:00 | 18.94 | 0 | 0 | 0
2019-07-04 03:00 | 18.12 | 0 | 0 | 0
2019-07-04 04:00 | 16.99 | 0 | 0 | 0
2019-07-04 05:00 | 16.21 | 0 | 0 | 0
2019-07-04 06:00 | 16.18 | 0.008378 | 8.378e-06 | 0.00013556
2019-07-04 07:00 | 18.71 | 0.56658 | 0.00056658 | 0.010601
2019-07-04 08:00 | 20.7 | 1.0983 | 0.0010983 | 0.022734
2019-07-04 09:00 | 23.07 | 1.5675 | 0.0015675 | 0.036163
2019-07-04 10:00 | 25.31 | 2.9541 | 0.0029541 | 0.074768
2019-07-04 11:00 | 29.98 | 5.0518 | 0.0050518 | 0.15145
2019-07-04 12:00 | 33.39 | 5.9991 | 0.0059991 | 0.20031
2019-07-04 13:00 | 35.45 | 3.8464 | 0.0038464 | 0.13635
2019-07-04 14:00 | 36.12 | 3.4212 | 0.0034212 | 0.12357
2019-07-04 15:00 | 37.42 | 4.073 | 0.004073 | 0.15241
2019-07-04 16:00 | 39.88 | 1.7438 | 0.0017438 | 0.069544
2019-07-04 17:00 | 39.25 | 3.5056 | 0.0035056 | 0.1376
2019-07-04 18:00 | 35.58 | 1.5732 | 0.0015732 | 0.055974
2019-07-04 19:00 | 32.32 | 0.81198 | 0.00081198 | 0.026243
2019-07-04 20:00 | 28.27 | 0.10164 | 0.00010164 | 0.0028735
2019-07-04 21:00 | 26.28 | 0 | 0 | 0
2019-07-04 22:00 | 24.16 | 0 | 0 | 0
2019-07-04 23:00 | 22.26 | 0 | 0 | 0
2019-07-05 | 20.74 | 0 | 0 | 0
2019-07-05 01:00 | 19.4 | 0 | 0 | 0
2019-07-05 02:00 | 18.35 | 0 | 0 | 0
2019-07-05 03:00 | 17.29 | 0 | 0 | 0
2019-07-05 04:00 | 17.03 | 0 | 0 | 0
2019-07-05 05:00 | 18.23 | 0 | 0 | 0
2019-07-05 06:00 | 19.51 | 0.011117 | 1.1117e-05 | 0.00021689
2019-07-05 07:00 | 20.46 | 0.64316 | 0.00064316 | 0.013159
2019-07-05 08:00 | 22.49 | 1.0911 | 0.0010911 | 0.024539
2019-07-05 09:00 | 26.16 | 2.4297 | 0.0024297 | 0.063561
2019-07-05 10:00 | 29.95 | 3.1273 | 0.0031273 | 0.093663
2019-07-05 11:00 | 32.72 | 3.4598 | 0.0034598 | 0.1132
2019-07-05 12:00 | 35.15 | 3.5797 | 0.0035797 | 0.12582
2019-07-05 13:00 | 42.81 | 3.6037 | 0.0036037 | 0.15428
2019-07-05 14:00 | 40.95 | 5.2545 | 0.0052545 | 0.21517
2019-07-05 15:00 | 43.87 | 5.0857 | 0.0050857 | 0.22311
2019-07-05 16:00 | 46.9 | 4.3168 | 0.0043168 | 0.20246
2019-07-05 17:00 | 44.57 | 4.338 | 0.004338 | 0.19335
2019-07-05 18:00 | 36.87 | 2.5801 | 0.0025801 | 0.095129
2019-07-05 19:00 | 33.97 | 0.82835 | 0.00082835 | 0.028139
2019-07-05 20:00 | 32.3 | 0.12539 | 0.00012539 | 0.0040502
2019-07-05 21:00 | 30 | 0 | 0 | 0
2019-07-05 22:00 | 24.71 | 0 | 0 | 0
2019-07-05 23:00 | 22.09 | 0 | 0 | 0
2019-07-06 | 21.73 | 0 | 0 | 0
2019-07-06 01:00 | 20.17 | 0 | 0 | 0
2019-07-06 02:00 | 19.25 | 0 | 0 | 0
2019-07-06 03:00 | 18.23 | 0 | 0 | 0
2019-07-06 04:00 | 17.69 | 0 | 0 | 0
2019-07-06 05:00 | 17.77 | 0 | 0 | 0
2019-07-06 06:00 | 18.01 | 0.010524 | 1.0524e-05 | 0.00018954
2019-07-06 07:00 | 19.33 | 0.58328 | 0.00058328 | 0.011275
2019-07-06 08:00 | 21.07 | 2.1595 | 0.0021595 | 0.0455
2019-07-06 09:00 | 23.04 | 3.9047 | 0.0039047 | 0.089964
2019-07-06 10:00 | 26.03 | 5.3552 | 0.0053552 | 0.1394
2019-07-06 11:00 | 33.16 | 6.3588 | 0.0063588 | 0.21086
2019-07-06 12:00 | 36.16 | 4.9298 | 0.0049298 | 0.17826
2019-07-06 13:00 | 36.29 | 7.2143 | 0.0072143 | 0.26181
2019-07-06 14:00 | 37.29 | 7.0032 | 0.0070032 | 0.26115
2019-07-06 15:00 | 37.97 | 6.4342 | 0.0064342 | 0.24431
2019-07-06 16:00 | 39.83 | 5.5174 | 0.0055174 | 0.21976
2019-07-06 17:00 | 37.76 | 4.1613 | 0.0041613 | 0.15713
2019-07-06 18:00 | 33.15 | 2.4646 | 0.0024646 | 0.081702
2019-07-06 19:00 | 30.11 | 0.82192 | 0.00082192 | 0.024748
2019-07-06 20:00 | 29.42 | 0.10625 | 0.00010625 | 0.0031258
2019-07-06 21:00 | 26.36 | 0 | 0 | 0
2019-07-06 22:00 | 23.57 | 0 | 0 | 0
2019-07-06 23:00 | 21.34 | 0 | 0 | 0
2019-07-07 | 20.58 | 0 | 0 | 0
2019-07-07 01:00 | 19.49 | 0 | 0 | 0
2019-07-07 02:00 | 18.79 | 0 | 0 | 0
2019-07-07 03:00 | 17.6 | 0 | 0 | 0
2019-07-07 04:00 | 16.58 | 0 | 0 | 0
2019-07-07 05:00 | 15.54 | 0 | 0 | 0
2019-07-07 06:00 | 15.14 | 0.010843 | 1.0843e-05 | 0.00016416
2019-07-07 07:00 | 16.97 | 0.54403 | 0.00054403 | 0.0092321
2019-07-07 08:00 | 18.9 | 2.076 | 0.002076 | 0.039237
2019-07-07 09:00 | 21.18 | 2.7801 | 0.0027801 | 0.058883
2019-07-07 10:00 | 22.77 | 4.3448 | 0.0043448 | 0.098931
2019-07-07 11:00 | 24.99 | 5.6042 | 0.0056042 | 0.14005
2019-07-07 12:00 | 27.46 | 5.2011 | 0.0052011 | 0.14282
2019-07-07 13:00 | 29.37 | 5.7401 | 0.0057401 | 0.16859
2019-07-07 14:00 | 31.04 | 3.2105 | 0.0032105 | 0.099653
2019-07-07 15:00 | 30.13 | 3.4279 | 0.0034279 | 0.10328
2019-07-07 16:00 | 31.77 | 2.5697 | 0.0025697 | 0.08164
2019-07-07 17:00 | 31.82 | 2.1456 | 0.0021456 | 0.068273
2019-07-07 18:00 | 30 | 1.9103 | 0.0019103 | 0.057308
2019-07-07 19:00 | 26.24 | 0.81636 | 0.00081636 | 0.021421
2019-07-07 20:00 | 25.27 | 0.12453 | 0.00012453 | 0.0031469
2019-07-07 21:00 | 23.76 | 0 | 0 | 0
2019-07-07 22:00 | 21.56 | 0 | 0 | 0
2019-07-07 23:00 | 19.62 | 0 | 0 | 0
2019-07-08 | 17.74 | 0 | 0 | 0
2019-07-08 01:00 | 17.26 | 0 | 0 | 0
2019-07-08 02:00 | 15.85 | 0 | 0 | 0
2019-07-08 03:00 | 15.15 | 0 | 0 | 0
2019-07-08 04:00 | 15.25 | 0 | 0 | 0
2019-07-08 05:00 | 17.15 | 0 | 0 | 0
2019-07-08 06:00 | 17.95 | 0 | 0 | 0
2019-07-08 07:00 | 19.63 | 0.56766 | 0.00056766 | 0.011143
2019-07-08 08:00 | 20.67 | 0.14522 | 0.00014522 | 0.0030018
2019-07-08 09:00 | 22.77 | 0.10194 | 0.00010194 | 0.0023211
2019-07-08 10:00 | 24.66 | 3.2842 | 0.0032842 | 0.080988
2019-07-08 11:00 | 27.03 | 1.1064 | 0.0011064 | 0.029905
2019-07-08 12:00 | 33.29 | 0.76326 | 0.00076326 | 0.025409
2019-07-08 13:00 | 36.12 | 3.438 | 0.003438 | 0.12418
2019-07-08 14:00 | 35.69 | 3.7022 | 0.0037022 | 0.13213
2019-07-08 15:00 | 36.41 | 4.6834 | 0.0046834 | 0.17052
2019-07-08 16:00 | 38.46 | 4.4699 | 0.0044699 | 0.17191
2019-07-08 17:00 | 37.94 | 0.93186 | 0.00093186 | 0.035355
2019-07-08 18:00 | 33.79 | 1.0799 | 0.0010799 | 0.03649
2019-07-08 19:00 | 30.23 | 0.84926 | 0.00084926 | 0.025673
2019-07-08 20:00 | 27.07 | 0.10786 | 0.00010786 | 0.0029199
2019-07-08 21:00 | 24.75 | 0 | 0 | 0
2019-07-08 22:00 | 22.39 | 0 | 0 | 0
2019-07-08 23:00 | 19.9 | 0 | 0 | 0
2019-07-09 | 17.39 | 0 | 0 | 0
2019-07-09 01:00 | 16.82 | 0 | 0 | 0
2019-07-09 02:00 | 14.99 | 0 | 0 | 0
2019-07-09 03:00 | 14.21 | 0 | 0 | 0
2019-07-09 04:00 | 14.52 | 0 | 0 | 0
2019-07-09 05:00 | 15.7 | 0 | 0 | 0
2019-07-09 06:00 | 17.51 | 0 | 0 | 0
2019-07-09 07:00 | 19.01 | 0.48716 | 0.00048716 | 0.009261
2019-07-09 08:00 | 20.59 | 1.1659 | 0.0011659 | 0.024005
2019-07-09 09:00 | 22.57 | 2.2492 | 0.0022492 | 0.050764
2019-07-09 10:00 | 25.71 | 5.1971 | 0.0051971 | 0.13362
2019-07-09 11:00 | 28.39 | 6.215 | 0.006215 | 0.17644
2019-07-09 12:00 | 34.29 | 6.8243 | 0.0068243 | 0.23401
2019-07-09 13:00 | 38.33 | 7.0345 | 0.0070345 | 0.26963
2019-07-09 14:00 | 41.19 | 6.8994 | 0.0068994 | 0.28419
2019-07-09 15:00 | 48.82 | 6.3627 | 0.0063627 | 0.31063
2019-07-09 16:00 | 55.59 | 3.0333 | 0.0030333 | 0.16862
2019-07-09 17:00 | 58.4 | 1.7317 | 0.0017317 | 0.10113
2019-07-09 18:00 | 44.04 | 2.456 | 0.002456 | 0.10816
2019-07-09 19:00 | 36.67 | 0.86103 | 0.00086103 | 0.031574
2019-07-09 20:00 | 35.46 | 0.12097 | 0.00012097 | 0.0042896
2019-07-09 21:00 | 30.39 | 0 | 0 | 0
2019-07-09 22:00 | 24.99 | 0 | 0 | 0
2019-07-09 23:00 | 22.2 | 0 | 0 | 0
2019-07-10 | 20.09 | 0 | 0 | 0
2019-07-10 01:00 | 19.17 | 0 | 0 | 0
2019-07-10 02:00 | 18.14 | 0 | 0 | 0
2019-07-10 03:00 | 16.4 | 0 | 0 | 0
2019-07-10 04:00 | 16.58 | 0 | 0 | 0
2019-07-10 05:00 | 18.65 | 0 | 0 | 0
2019-07-10 06:00 | 19.56 | 0 | 0 | 0
2019-07-10 07:00 | 21.21 | 0.52469 | 0.00052469 | 0.011129
2019-07-10 08:00 | 22.54 | 2.0746 | 0.0020746 | 0.046761
2019-07-10 09:00 | 25.7 | 3.8742 | 0.0038742 | 0.099568
2019-07-10 10:00 | 29.32 | 5.3525 | 0.0053525 | 0.15694
2019-07-10 11:00 | 33.93 | 6.3535 | 0.0063535 | 0.21558
2019-07-10 12:00 | 36.24 | 6.9695 | 0.0069695 | 0.25258
2019-07-10 13:00 | 44.37 | 7.167 | 0.007167 | 0.318
2019-07-10 14:00 | 53.73 | 3.7008 | 0.0037008 | 0.19884
2019-07-10 15:00 | 60 | 3.747 | 0.003747 | 0.22482
2019-07-10 16:00 | 65.8 | 5.5985 | 0.0055985 | 0.36838
2019-07-10 17:00 | 68.08 | 3.2082 | 0.0032082 | 0.21841
2019-07-10 18:00 | 50.62 | 2.5121 | 0.0025121 | 0.12716
2019-07-10 19:00 | 40.98 | 0.80401 | 0.00080401 | 0.032948
2019-07-10 20:00 | 36.93 | 0.10973 | 0.00010973 | 0.0040523
2019-07-10 21:00 | 32.61 | 0 | 0 | 0
2019-07-10 22:00 | 25.9 | 0 | 0 | 0
2019-07-10 23:00 | 23.44 | 0 | 0 | 0
2019-07-11 | 22.15 | 0 | 0 | 0
2019-07-11 01:00 | 20.63 | 0 | 0 | 0
2019-07-11 02:00 | 19.9 | 0 | 0 | 0
2019-07-11 03:00 | 19.32 | 0 | 0 | 0
2019-07-11 04:00 | 19.25 | 0 | 0 | 0
2019-07-11 05:00 | 19.94 | 0 | 0 | 0
2019-07-11 06:00 | 21.63 | 0 | 0 | 0
2019-07-11 07:00 | 22.81 | 0.60197 | 0.00060197 | 0.013731
2019-07-11 08:00 | 25.1 | 2.1024 | 0.0021024 | 0.05277
2019-07-11 09:00 | 29.91 | 3.849 | 0.003849 | 0.11512
2019-07-11 10:00 | 35.1 | 5.331 | 0.005331 | 0.18712
2019-07-11 11:00 | 40.28 | 6.3897 | 0.0063897 | 0.25738
2019-07-11 12:00 | 43.14 | 7.0366 | 0.0070366 | 0.30356
2019-07-11 13:00 | 47.31 | 7.2628 | 0.0072628 | 0.3436
2019-07-11 14:00 | 55.31 | 7.1192 | 0.0071192 | 0.39376
2019-07-11 15:00 | 56 | 6.6007 | 0.0066007 | 0.36964
2019-07-11 16:00 | 59.57 | 5.6656 | 0.0056656 | 0.3375
2019-07-11 17:00 | 55.75 | 4.3075 | 0.0043075 | 0.24014
2019-07-11 18:00 | 40.21 | 2.5774 | 0.0025774 | 0.10364
2019-07-11 19:00 | 35.3 | 0.86044 | 0.00086044 | 0.030374
2019-07-11 20:00 | 31.76 | 0.10306 | 0.00010306 | 0.0032732
2019-07-11 21:00 | 28.73 | 0 | 0 | 0
2019-07-11 22:00 | 25.38 | 0 | 0 | 0
2019-07-11 23:00 | 23.27 | 0 | 0 | 0
2019-07-12 | 21.48 | 0 | 0 | 0
2019-07-12 01:00 | 20.12 | 0 | 0 | 0
2019-07-12 02:00 | 19.41 | 0 | 0 | 0
2019-07-12 03:00 | 18.58 | 0 | 0 | 0
2019-07-12 04:00 | 18.81 | 0 | 0 | 0
2019-07-12 05:00 | 19.5 | 0 | 0 | 0
2019-07-12 06:00 | 20.92 | 0 | 0 | 0
2019-07-12 07:00 | 21.57 | 0.51996 | 0.00051996 | 0.011216
2019-07-12 08:00 | 22.76 | 2.1556 | 0.0021556 | 0.049062
2019-07-12 09:00 | 24.97 | 3.995 | 0.003995 | 0.099755
2019-07-12 10:00 | 28.1 | 5.4521 | 0.0054521 | 0.1532
2019-07-12 11:00 | 30.7 | 6.4913 | 0.0064913 | 0.19928
2019-07-12 12:00 | 34.03 | 7.1073 | 0.0071073 | 0.24186
2019-07-12 13:00 | 36.87 | 7.3383 | 0.0073383 | 0.27056
2019-07-12 14:00 | 40.08 | 7.1298 | 0.0071298 | 0.28576
2019-07-12 15:00 | 44.11 | 6.5521 | 0.0065521 | 0.28901
2019-07-12 16:00 | 49.76 | 5.5858 | 0.0055858 | 0.27795
2019-07-12 17:00 | 49.15 | 4.1726 | 0.0041726 | 0.20508
2019-07-12 18:00 | 38.24 | 2.4623 | 0.0024623 | 0.094159
2019-07-12 19:00 | 34.05 | 0.81191 | 0.00081191 | 0.027646
2019-07-12 20:00 | 32.65 | 0.093543 | 9.3543e-05 | 0.0030542
2019-07-12 21:00 | 28.34 | 0 | 0 | 0
2019-07-12 22:00 | 24.99 | 0 | 0 | 0
2019-07-12 23:00 | 22.33 | 0 | 0 | 0
2019-07-13 | 20.92 | 0 | 0 | 0
2019-07-13 01:00 | 19.21 | 0 | 0 | 0
2019-07-13 02:00 | 18.04 | 0 | 0 | 0
2019-07-13 03:00 | 16.79 | 0 | 0 | 0
2019-07-13 04:00 | 15.77 | 0 | 0 | 0
2019-07-13 05:00 | 15.66 | 0 | 0 | 0
2019-07-13 06:00 | 15.49 | 0 | 0 | 0
2019-07-13 07:00 | 17.85 | 0.060188 | 6.0188e-05 | 0.0010744
2019-07-13 08:00 | 20.24 | 1.4235 | 0.0014235 | 0.028812
2019-07-13 09:00 | 23.3 | 1.5252 | 0.0015252 | 0.035538
2019-07-13 10:00 | 24.9 | 3.4349 | 0.0034349 | 0.085528
2019-07-13 11:00 | 27.63 | 4.1363 | 0.0041363 | 0.11429
2019-07-13 12:00 | 31.11 | 6.8914 | 0.0068914 | 0.21439
2019-07-13 13:00 | 36.44 | 5.4635 | 0.0054635 | 0.19909
2019-07-13 14:00 | 40.45 | 4.1996 | 0.0041996 | 0.16987
2019-07-13 15:00 | 45.1 | 0.25128 | 0.00025128 | 0.011333
2019-07-13 16:00 | 52.95 | 1.5769 | 0.0015769 | 0.083499
2019-07-13 17:00 | 53.42 | 1.8379 | 0.0018379 | 0.09818
2019-07-13 18:00 | 43.82 | 0.68985 | 0.00068985 | 0.030229
2019-07-13 19:00 | 38.28 | 0.72981 | 0.00072981 | 0.027937
2019-07-13 20:00 | 33.37 | 0.075205 | 7.5205e-05 | 0.0025096
2019-07-13 21:00 | 29.22 | 0 | 0 | 0
2019-07-13 22:00 | 25 | 0 | 0 | 0
2019-07-13 23:00 | 23.51 | 0 | 0 | 0
2019-07-14 | 20.58 | 0 | 0 | 0
2019-07-14 01:00 | 19.58 | 0 | 0 | 0
2019-07-14 02:00 | 17.72 | 0 | 0 | 0
2019-07-14 03:00 | 16.99 | 0 | 0 | 0
2019-07-14 04:00 | 15.85 | 0 | 0 | 0
2019-07-14 05:00 | 15.71 | 0 | 0 | 0
2019-07-14 06:00 | 15.36 | 0 | 0 | 0
2019-07-14 07:00 | 17.11 | 0.025045 | 2.5045e-05 | 0.00042852
2019-07-14 08:00 | 19.52 | 1.0683 | 0.0010683 | 0.020854
2019-07-14 09:00 | 22.5 | 1.4319 | 0.0014319 | 0.032218
2019-07-14 10:00 | 24.83 | 2.2624 | 0.0022624 | 0.056177
2019-07-14 11:00 | 27.46 | 3.7399 | 0.0037399 | 0.1027
2019-07-14 12:00 | 30.76 | 4.0129 | 0.0040129 | 0.12344
2019-07-14 13:00 | 34.8 | 3.5995 | 0.0035995 | 0.12526
2019-07-14 14:00 | 37.82 | 2.8016 | 0.0028016 | 0.10596
2019-07-14 15:00 | 40.09 | 3.2356 | 0.0032356 | 0.12972
2019-07-14 16:00 | 48.1 | 1.5378 | 0.0015378 | 0.07397
2019-07-14 17:00 | 51.13 | 0.98644 | 0.00098644 | 0.050437
2019-07-14 18:00 | 40.36 | 1.3352 | 0.0013352 | 0.053888
2019-07-14 19:00 | 37.27 | 0.057888 | 5.7888e-05 | 0.0021575
2019-07-14 20:00 | 32.25 | 0 | 0 | 0
2019-07-14 21:00 | 28.21 | 0 | 0 | 0
2019-07-14 22:00 | 24.82 | 0 | 0 | 0
2019-07-14 23:00 | 22.65 | 0 | 0 | 0
2019-07-15 | 20.05 | 0 | 0 | 0
2019-07-15 01:00 | 19.29 | 0 | 0 | 0
2019-07-15 02:00 | 18.19 | 0 | 0 | 0
2019-07-15 03:00 | 16.59 | 0 | 0 | 0
2019-07-15 04:00 | 16.39 | 0 | 0 | 0
2019-07-15 05:00 | 17.91 | 0 | 0 | 0
2019-07-15 06:00 | 19.24 | 0 | 0 | 0
2019-07-15 07:00 | 20.26 | 0.53857 | 0.00053857 | 0.010911
2019-07-15 08:00 | 22.93 | 1.3381 | 0.0013381 | 0.030683
2019-07-15 09:00 | 24.97 | 3.1357 | 0.0031357 | 0.078297
2019-07-15 10:00 | 28.77 | 2.6571 | 0.0026571 | 0.076444
2019-07-15 11:00 | 31.27 | 4.9206 | 0.0049206 | 0.15387
2019-07-15 12:00 | 36.95 | 5.993 | 0.005993 | 0.22144
2019-07-15 13:00 | 42.55 | 3.8599 | 0.0038599 | 0.16424
2019-07-15 14:00 | 50.51 | 5.7235 | 0.0057235 | 0.28909
2019-07-15 15:00 | 54.4 | 5.2562 | 0.0052562 | 0.28594
2019-07-15 16:00 | 58.55 | 4.686 | 0.004686 | 0.27436
2019-07-15 17:00 | 59.07 | 3.3367 | 0.0033367 | 0.1971
2019-07-15 18:00 | 47.58 | 2.0846 | 0.0020846 | 0.099185
2019-07-15 19:00 | 38.08 | 0.70745 | 0.00070745 | 0.02694
2019-07-15 20:00 | 35.28 | 0.067185 | 6.7185e-05 | 0.0023703
2019-07-15 21:00 | 30.07 | 0 | 0 | 0
2019-07-15 22:00 | 26.69 | 0 | 0 | 0
2019-07-15 23:00 | 23.61 | 0 | 0 | 0
2019-07-16 | 22.24 | 0 | 0 | 0
2019-07-16 01:00 | 20.92 | 0 | 0 | 0
2019-07-16 02:00 | 19.88 | 0 | 0 | 0
2019-07-16 03:00 | 19.39 | 0 | 0 | 0
2019-07-16 04:00 | 19.23 | 0 | 0 | 0
2019-07-16 05:00 | 19.81 | 0 | 0 | 0
2019-07-16 06:00 | 20.85 | 0 | 0 | 0
2019-07-16 07:00 | 22.63 | 0.033835 | 3.3835e-05 | 0.00076569
2019-07-16 08:00 | 24.63 | 0.86452 | 0.00086452 | 0.021293
2019-07-16 09:00 | 27.4 | 2.0448 | 0.0020448 | 0.056026
2019-07-16 10:00 | 30.44 | 3.8621 | 0.0038621 | 0.11756
2019-07-16 11:00 | 33.42 | 2.4686 | 0.0024686 | 0.082501
2019-07-16 12:00 | 38.1 | 3.5768 | 0.0035768 | 0.13628
2019-07-16 13:00 | 41.36 | 3.1116 | 0.0031116 | 0.1287
2019-07-16 14:00 | 45.22 | 1.9986 | 0.0019986 | 0.090378
2019-07-16 15:00 | 48.71 | 3.4114 | 0.0034114 | 0.16617
2019-07-16 16:00 | 53.34 | 2.0612 | 0.0020612 | 0.10994
2019-07-16 17:00 | 52.61 | 2.3963 | 0.0023963 | 0.12607
2019-07-16 18:00 | 42.16 | 1.5277 | 0.0015277 | 0.064406
2019-07-16 19:00 | 38.23 | 0.5925 | 0.0005925 | 0.022651
2019-07-16 20:00 | 35.25 | 0.032206 | 3.2206e-05 | 0.0011353
2019-07-16 21:00 | 32.51 | 0 | 0 | 0
2019-07-16 22:00 | 28.49 | 0 | 0 | 0
2019-07-16 23:00 | 25.69 | 0 | 0 | 0
2019-07-17 | 23.05 | 0 | 0 | 0
2019-07-17 01:00 | 22.2 | 0 | 0 | 0
2019-07-17 02:00 | 20.83 | 0 | 0 | 0
2019-07-17 03:00 | 20.37 | 0 | 0 | 0
2019-07-17 04:00 | 20.26 | 0 | 0 | 0
2019-07-17 05:00 | 20.87 | 0 | 0 | 0
2019-07-17 06:00 | 22.68 | 0 | 0 | 0
2019-07-17 07:00 | 23.18 | 0.55845 | 0.00055845 | 0.012945
2019-07-17 08:00 | 25.46 | 0.64015 | 0.00064015 | 0.016298
2019-07-17 09:00 | 29.06 | 1.8202 | 0.0018202 | 0.052894
2019-07-17 10:00 | 32.04 | 2.7856 | 0.0027856 | 0.089252
2019-07-17 11:00 | 35.04 | 4.0472 | 0.0040472 | 0.14182
2019-07-17 12:00 | 39.41 | 5.383 | 0.005383 | 0.21214
2019-07-17 13:00 | 43.44 | 5.7986 | 0.0057986 | 0.25189
2019-07-17 14:00 | 47.21 | 7.1306 | 0.0071306 | 0.33664
2019-07-17 15:00 | 49.79 | 6.5838 | 0.0065838 | 0.32781
2019-07-17 16:00 | 58.49 | 5.6285 | 0.0056285 | 0.32921
2019-07-17 17:00 | 57.36 | 4.2651 | 0.0042651 | 0.24465
2019-07-17 18:00 | 46.77 | 2.5297 | 0.0025297 | 0.11831
2019-07-17 19:00 | 39.22 | 0.79645 | 0.00079645 | 0.031237
2019-07-17 20:00 | 36.72 | 0.077511 | 7.7511e-05 | 0.0028462
2019-07-17 21:00 | 32.74 | 0 | 0 | 0
2019-07-17 22:00 | 28.31 | 0 | 0 | 0
2019-07-17 23:00 | 25.42 | 0 | 0 | 0
2019-07-18 | 22.84 | 0 | 0 | 0
2019-07-18 01:00 | 22.07 | 0 | 0 | 0
2019-07-18 02:00 | 20.71 | 0 | 0 | 0
2019-07-18 03:00 | 20.21 | 0 | 0 | 0
2019-07-18 04:00 | 19.97 | 0 | 0 | 0
2019-07-18 05:00 | 20.51 | 0 | 0 | 0
2019-07-18 06:00 | 21.56 | 0 | 0 | 0
2019-07-18 07:00 | 23.17 | 0.49948 | 0.00049948 | 0.011573
2019-07-18 08:00 | 24.72 | 2.0078 | 0.0020078 | 0.049632
2019-07-18 09:00 | 29.42 | 3.7518 | 0.0037518 | 0.11038
2019-07-18 10:00 | 33.32 | 5.2248 | 0.0052248 | 0.17409
2019-07-18 11:00 | 37.84 | 6.2671 | 0.0062671 | 0.23715
2019-07-18 12:00 | 42.08 | 6.8611 | 0.0068611 | 0.28871
2019-07-18 13:00 | 47.9 | 7.0669 | 0.0070669 | 0.3385
2019-07-18 14:00 | 52.48 | 2.0834 | 0.0020834 | 0.10934
2019-07-18 15:00 | 59.2 | 6.5017 | 0.0065017 | 0.3849
2019-07-18 16:00 | 69.03 | 5.4216 | 0.0054216 | 0.37425
2019-07-18 17:00 | 71.51 | 4.0721 | 0.0040721 | 0.29119
2019-07-18 18:00 | 58.41 | 2.4225 | 0.0024225 | 0.1415
2019-07-18 19:00 | 49.64 | 0.85842 | 0.00085842 | 0.042612
2019-07-18 20:00 | 41.49 | 0.1187 | 0.0001187 | 0.0049248
2019-07-18 21:00 | 37.16 | 0 | 0 | 0
2019-07-18 22:00 | 30.15 | 0 | 0 | 0
2019-07-18 23:00 | 25.68 | 0 | 0 | 0
2019-07-19 | 23.09 | 0 | 0 | 0
2019-07-19 01:00 | 21.96 | 0 | 0 | 0
2019-07-19 02:00 | 20.68 | 0 | 0 | 0
2019-07-19 03:00 | 19.94 | 0 | 0 | 0
2019-07-19 04:00 | 19.83 | 0 | 0 | 0
2019-07-19 05:00 | 20.39 | 0 | 0 | 0
2019-07-19 06:00 | 22.38 | 0 | 0 | 0
2019-07-19 07:00 | 23.83 | 0.36682 | 0.00036682 | 0.0087412
2019-07-19 08:00 | 27.25 | 1.3333 | 0.0013333 | 0.036331
2019-07-19 09:00 | 31.96 | 3.7172 | 0.0037172 | 0.1188
2019-07-19 10:00 | 35 | 3.7466 | 0.0037466 | 0.13113
2019-07-19 11:00 | 46.22 | 3.8231 | 0.0038231 | 0.1767
2019-07-19 12:00 | 50.09 | 6.9247 | 0.0069247 | 0.34686
2019-07-19 13:00 | 59.05 | 6.1427 | 0.0061427 | 0.36273
2019-07-19 14:00 | 69.71 | 2.4336 | 0.0024336 | 0.16965
2019-07-19 15:00 | 75.52 | 0.60182 | 0.00060182 | 0.045449
2019-07-19 16:00 | 84.79 | 1.1244 | 0.0011244 | 0.095339
2019-07-19 17:00 | 89.09 | 1.094 | 0.001094 | 0.09746
2019-07-19 18:00 | 68.22 | 1.466 | 0.001466 | 0.10001
2019-07-19 19:00 | 49.07 | 0.76363 | 0.00076363 | 0.037471
2019-07-19 20:00 | 44.63 | 0.12575 | 0.00012575 | 0.0056122
2019-07-19 21:00 | 38.22 | 0 | 0 | 0
2019-07-19 22:00 | 31.3 | 0 | 0 | 0
2019-07-19 23:00 | 27.94 | 0 | 0 | 0
2019-07-20 | 23.83 | 0 | 0 | 0
2019-07-20 01:00 | 22.28 | 0 | 0 | 0
2019-07-20 02:00 | 20.44 | 0 | 0 | 0
2019-07-20 03:00 | 20.17 | 0 | 0 | 0
2019-07-20 04:00 | 19.56 | 0 | 0 | 0
2019-07-20 05:00 | 19.37 | 0 | 0 | 0
2019-07-20 06:00 | 19.46 | 0 | 0 | 0
2019-07-20 07:00 | 21.66 | 0.13819 | 0.00013819 | 0.0029933
2019-07-20 08:00 | 24.13 | 0.69959 | 0.00069959 | 0.016881
2019-07-20 09:00 | 28.74 | 1.9051 | 0.0019051 | 0.054753
2019-07-20 10:00 | 32.8 | 2.0815 | 0.0020815 | 0.068274
2019-07-20 11:00 | 37.81 | 3.8252 | 0.0038252 | 0.14463
2019-07-20 12:00 | 41.02 | 5.2237 | 0.0052237 | 0.21428
2019-07-20 13:00 | 48.44 | 4.9898 | 0.0049898 | 0.24171
2019-07-20 14:00 | 56.6 | 4.2607 | 0.0042607 | 0.24116
2019-07-20 15:00 | 60.37 | 2.18 | 0.00218 | 0.1316
2019-07-20 16:00 | 65.33 | 3.9693 | 0.0039693 | 0.25931
2019-07-20 17:00 | 63.78 | 3.3993 | 0.0033993 | 0.2168
2019-07-20 18:00 | 49.45 | 1.9536 | 0.0019536 | 0.096603
2019-07-20 19:00 | 40.45 | 0.82731 | 0.00082731 | 0.033465
2019-07-20 20:00 | 38.13 | 0.064854 | 6.4854e-05 | 0.0024729
2019-07-20 21:00 | 34.62 | 0 | 0 | 0
2019-07-20 22:00 | 28.68 | 0 | 0 | 0
2019-07-20 23:00 | 23.95 | 0 | 0 | 0
2019-07-21 | 22.91 | 0 | 0 | 0
2019-07-21 01:00 | 21.7 | 0 | 0 | 0
2019-07-21 02:00 | 20.11 | 0 | 0 | 0
2019-07-21 03:00 | 19.56 | 0 | 0 | 0
2019-07-21 04:00 | 18.87 | 0 | 0 | 0
2019-07-21 05:00 | 18.07 | 0 | 0 | 0
2019-07-21 06:00 | 17.06 | 0 | 0 | 0
2019-07-21 07:00 | 20.15 | 0.46558 | 0.00046558 | 0.0093814
2019-07-21 08:00 | 22.31 | 1.9599 | 0.0019599 | 0.043724
2019-07-21 09:00 | 24.31 | 3.7146 | 0.0037146 | 0.090302
2019-07-21 10:00 | 27.75 | 5.1623 | 0.0051623 | 0.14326
2019-07-21 11:00 | 32.6 | 6.2044 | 0.0062044 | 0.20226
2019-07-21 12:00 | 35.06 | 6.8191 | 0.0068191 | 0.23908
2019-07-21 13:00 | 37.32 | 7.0138 | 0.0070138 | 0.26176
2019-07-21 14:00 | 41.56 | 6.861 | 0.006861 | 0.28515
2019-07-21 15:00 | 43.51 | 6.3538 | 0.0063538 | 0.27645
2019-07-21 16:00 | 46.2 | 5.3979 | 0.0053979 | 0.24938
2019-07-21 17:00 | 45.13 | 4.0443 | 0.0040443 | 0.18252
2019-07-21 18:00 | 38.49 | 2.365 | 0.002365 | 0.091027
2019-07-21 19:00 | 35.08 | 0.78456 | 0.00078456 | 0.027522
2019-07-21 20:00 | 32.79 | 0.12439 | 0.00012439 | 0.0040789
2019-07-21 21:00 | 29.61 | 0 | 0 | 0
2019-07-21 22:00 | 25.05 | 0 | 0 | 0
2019-07-21 23:00 | 22.83 | 0 | 0 | 0
2019-07-22 | 22.33 | 0 | 0 | 0
2019-07-22 01:00 | 20.81 | 0 | 0 | 0
2019-07-22 02:00 | 19.91 | 0 | 0 | 0
2019-07-22 03:00 | 19.47 | 0 | 0 | 0
2019-07-22 04:00 | 19.28 | 0 | 0 | 0
2019-07-22 05:00 | 19.77 | 0 | 0 | 0
2019-07-22 06:00 | 21.19 | 0 | 0 | 0
2019-07-22 07:00 | 22.63 | 0.48831 | 0.00048831 | 0.011051
2019-07-22 08:00 | 24.27 | 1.9217 | 0.0019217 | 0.046641
2019-07-22 09:00 | 26.17 | 2.1653 | 0.0021653 | 0.056666
2019-07-22 10:00 | 28.49 | 2.4733 | 0.0024733 | 0.070464
2019-07-22 11:00 | 29.72 | 6.1852 | 0.0061852 | 0.18382
2019-07-22 12:00 | 31.26 | 3.9415 | 0.0039415 | 0.12321
2019-07-22 13:00 | 32.2 | 7.0976 | 0.0070976 | 0.22854
2019-07-22 14:00 | 34.1 | 5.825 | 0.005825 | 0.19863
2019-07-22 15:00 | 33.34 | 4.988 | 0.004988 | 0.1663
2019-07-22 16:00 | 33.75 | 3.4918 | 0.0034918 | 0.11785
2019-07-22 17:00 | 32.76 | 4.0981 | 0.0040981 | 0.13425
2019-07-22 18:00 | 29.46 | 1.8547 | 0.0018547 | 0.05464
2019-07-22 19:00 | 26.84 | 0.68992 | 0.00068992 | 0.018517
2019-07-22 20:00 | 25.77 | 0.057566 | 5.7566e-05 | 0.0014835
2019-07-22 21:00 | 24.42 | 0 | 0 | 0
2019-07-22 22:00 | 22.64 | 0 | 0 | 0
2019-07-22 23:00 | 19.87 | 0 | 0 | 0
2019-07-23 | 19.29 | 0 | 0 | 0
2019-07-23 01:00 | 18.81 | 0 | 0 | 0
2019-07-23 02:00 | 16.49 | 0 | 0 | 0
2019-07-23 03:00 | 15.96 | 0 | 0 | 0
2019-07-23 04:00 | 16.02 | 0 | 0 | 0
2019-07-23 05:00 | 17.78 | 0 | 0 | 0
2019-07-23 06:00 | 19.5 | 0 | 0 | 0
2019-07-23 07:00 | 20.02 | 0.45868 | 0.00045868 | 0.0091828
2019-07-23 08:00 | 21.05 | 1.7312 | 0.0017312 | 0.036443
2019-07-23 09:00 | 22.7 | 2.6828 | 0.0026828 | 0.0609
2019-07-23 10:00 | 23.62 | 4.0123 | 0.0040123 | 0.094771
2019-07-23 11:00 | 24.3 | 2.0159 | 0.0020159 | 0.048985
2019-07-23 12:00 | 24.6 | 5.2195 | 0.0052195 | 0.1284
2019-07-23 13:00 | 25.22 | 4.2179 | 0.0042179 | 0.10638
2019-07-23 14:00 | 26.2 | 5.0298 | 0.0050298 | 0.13178
2019-07-23 15:00 | 26.6 | 5.317 | 0.005317 | 0.14143
2019-07-23 16:00 | 27.57 | 4.2381 | 0.0042381 | 0.11684
2019-07-23 17:00 | 27.66 | 3.6268 | 0.0036268 | 0.10032
2019-07-23 18:00 | 26.45 | 2.0335 | 0.0020335 | 0.053785
2019-07-23 19:00 | 25.25 | 0.75444 | 0.00075444 | 0.01905
2019-07-23 20:00 | 25.06 | 0.041147 | 4.1147e-05 | 0.0010311
2019-07-23 21:00 | 23.66 | 0 | 0 | 0
2019-07-23 22:00 | 21.71 | 0 | 0 | 0
2019-07-23 23:00 | 19.77 | 0 | 0 | 0
2019-07-24 | 18.06 | 0 | 0 | 0
2019-07-24 01:00 | 16.32 | 0 | 0 | 0
2019-07-24 02:00 | 15.45 | 0 | 0 | 0
2019-07-24 03:00 | 14.74 | 0 | 0 | 0
2019-07-24 04:00 | 14.95 | 0 | 0 | 0
2019-07-24 05:00 | 16.1 | 0 | 0 | 0
2019-07-24 06:00 | 18.52 | 0 | 0 | 0
2019-07-24 07:00 | 19.47 | 0.26727 | 0.00026727 | 0.0052038
2019-07-24 08:00 | 20.43 | 1.3471 | 0.0013471 | 0.027521
2019-07-24 09:00 | 22.36 | 2.6934 | 0.0026934 | 0.060224
2019-07-24 10:00 | 23.57 | 4.265 | 0.004265 | 0.10053
2019-07-24 11:00 | 25.55 | 5.2803 | 0.0052803 | 0.13491
2019-07-24 12:00 | 26.66 | 6.8819 | 0.0068819 | 0.18347
2019-07-24 13:00 | 29.54 | 7.0763 | 0.0070763 | 0.20903
2019-07-24 14:00 | 31.15 | 6.8987 | 0.0068987 | 0.21489
2019-07-24 15:00 | 34.38 | 6.3443 | 0.0063443 | 0.21812
2019-07-24 16:00 | 36.82 | 4.8249 | 0.0048249 | 0.17765
2019-07-24 17:00 | 34.43 | 4.0567 | 0.0040567 | 0.13967
2019-07-24 18:00 | 31.81 | 1.3278 | 0.0013278 | 0.042236
2019-07-24 19:00 | 27.88 | 0.75253 | 0.00075253 | 0.02098
2019-07-24 20:00 | 27.68 | 0.059004 | 5.9004e-05 | 0.0016332
2019-07-24 21:00 | 25.52 | 0 | 0 | 0
2019-07-24 22:00 | 22.96 | 0 | 0 | 0
2019-07-24 23:00 | 20.42 | 0 | 0 | 0
2019-07-25 | 18.55 | 0 | 0 | 0
2019-07-25 01:00 | 16.7 | 0 | 0 | 0
2019-07-25 02:00 | 15.11 | 0 | 0 | 0
2019-07-25 03:00 | 14.59 | 0 | 0 | 0
2019-07-25 04:00 | 14.45 | 0 | 0 | 0
2019-07-25 05:00 | 15.84 | 0 | 0 | 0
2019-07-25 06:00 | 18.53 | 0 | 0 | 0
2019-07-25 07:00 | 19.46 | 0.35517 | 0.00035517 | 0.0069117
2019-07-25 08:00 | 20.19 | 1.4398 | 0.0014398 | 0.02907
2019-07-25 09:00 | 21.87 | 3.7097 | 0.0037097 | 0.081131
2019-07-25 10:00 | 23.55 | 3.6904 | 0.0036904 | 0.086909
2019-07-25 11:00 | 25.72 | 6.3226 | 0.0063226 | 0.16262
2019-07-25 12:00 | 27.56 | 6.9118 | 0.0069118 | 0.19049
2019-07-25 13:00 | 29.6 | 4.6481 | 0.0046481 | 0.13758
2019-07-25 14:00 | 32.7 | 7.0957 | 0.0070957 | 0.23203
2019-07-25 15:00 | 35.12 | 6.47 | 0.00647 | 0.22723
2019-07-25 16:00 | 37.03 | 4.5446 | 0.0045446 | 0.16829
2019-07-25 17:00 | 38.23 | 3.2335 | 0.0032335 | 0.12362
2019-07-25 18:00 | 32.66 | 1.7703 | 0.0017703 | 0.057819
2019-07-25 19:00 | 29.43 | 0.74297 | 0.00074297 | 0.021866
2019-07-25 20:00 | 29.04 | 0.051259 | 5.1259e-05 | 0.0014886
2019-07-25 21:00 | 25.9 | 0 | 0 | 0
2019-07-25 22:00 | 22.4 | 0 | 0 | 0
2019-07-25 23:00 | 20.21 | 0 | 0 | 0
2019-07-26 | 19.46 | 0 | 0 | 0
2019-07-26 01:00 | 18.76 | 0 | 0 | 0
2019-07-26 02:00 | 17.08 | 0 | 0 | 0
2019-07-26 03:00 | 15.66 | 0 | 0 | 0
2019-07-26 04:00 | 15.43 | 0 | 0 | 0
2019-07-26 05:00 | 17.28 | 0 | 0 | 0
2019-07-26 06:00 | 19.18 | 0 | 0 | 0
2019-07-26 07:00 | 20.66 | 0.46667 | 0.00046667 | 0.0096414
2019-07-26 08:00 | 22.5 | 1.5033 | 0.0015033 | 0.033824
2019-07-26 09:00 | 24.06 | 2.9582 | 0.0029582 | 0.071173
2019-07-26 10:00 | 26.47 | 4.4842 | 0.0044842 | 0.1187
2019-07-26 11:00 | 30.39 | 5.0143 | 0.0050143 | 0.15238
2019-07-26 12:00 | 34.47 | 5.8021 | 0.0058021 | 0.2
2019-07-26 13:00 | 35.88 | 5.9071 | 0.0059071 | 0.21195
2019-07-26 14:00 | 40.77 | 5.1696 | 0.0051696 | 0.21076
2019-07-26 15:00 | 45 | 5.3487 | 0.0053487 | 0.24069
2019-07-26 16:00 | 49.11 | 4.6248 | 0.0046248 | 0.22712
2019-07-26 17:00 | 48.09 | 2.9021 | 0.0029021 | 0.13956
2019-07-26 18:00 | 39.29 | 1.7134 | 0.0017134 | 0.067318
2019-07-26 19:00 | 33.71 | 0.58174 | 0.00058174 | 0.019611
2019-07-26 20:00 | 30.78 | 0.007507 | 7.507e-06 | 0.00023107
2019-07-26 21:00 | 28.2 | 0 | 0 | 0
2019-07-26 22:00 | 24.41 | 0 | 0 | 0
2019-07-26 23:00 | 22.06 | 0 | 0 | 0
2019-07-27 | 19.47 | 0 | 0 | 0
2019-07-27 01:00 | 18.49 | 0 | 0 | 0
2019-07-27 02:00 | 17.26 | 0 | 0 | 0
2019-07-27 03:00 | 15.18 | 0 | 0 | 0
2019-07-27 04:00 | 14.31 | 0 | 0 | 0
2019-07-27 05:00 | 14.56 | 0 | 0 | 0
2019-07-27 06:00 | 14.53 | 0 | 0 | 0
2019-07-27 07:00 | 16.87 | 0.44461 | 0.00044461 | 0.0075006
2019-07-27 08:00 | 19.63 | 1.3447 | 0.0013447 | 0.026397
2019-07-27 09:00 | 21.66 | 2.2341 | 0.0022341 | 0.048391
2019-07-27 10:00 | 23.7 | 2.9781 | 0.0029781 | 0.07058
2019-07-27 11:00 | 25.93 | 3.5567 | 0.0035567 | 0.092226
2019-07-27 12:00 | 28.09 | 5.2199 | 0.0052199 | 0.14663
2019-07-27 13:00 | 29.88 | 5.1195 | 0.0051195 | 0.15297
2019-07-27 14:00 | 32.01 | 6.1804 | 0.0061804 | 0.19783
2019-07-27 15:00 | 35.18 | 6.5153 | 0.0065153 | 0.22921
2019-07-27 16:00 | 39.02 | 5.5176 | 0.0055176 | 0.2153
2019-07-27 17:00 | 39.15 | 4.14 | 0.00414 | 0.16208
2019-07-27 18:00 | 34.37 | 2.4296 | 0.0024296 | 0.083504
2019-07-27 19:00 | 30.42 | 0.70954 | 0.00070954 | 0.021584
2019-07-27 20:00 | 27.78 | 0.067028 | 6.7028e-05 | 0.001862
2019-07-27 21:00 | 25.35 | 0 | 0 | 0
2019-07-27 22:00 | 22.87 | 0 | 0 | 0
2019-07-27 23:00 | 21.01 | 0 | 0 | 0
2019-07-28 | 19.18 | 0 | 0 | 0
2019-07-28 01:00 | 18.38 | 0 | 0 | 0
2019-07-28 02:00 | 16.54 | 0 | 0 | 0
2019-07-28 03:00 | 14.96 | 0 | 0 | 0
2019-07-28 04:00 | 14.65 | 0 | 0 | 0
2019-07-28 05:00 | 13.99 | 0 | 0 | 0
2019-07-28 06:00 | 13.31 | 0 | 0 | 0
2019-07-28 07:00 | 15.18 | 0.46767 | 0.00046767 | 0.0070992
2019-07-28 08:00 | 19.25 | 1.2955 | 0.0012955 | 0.024939
2019-07-28 09:00 | 21.9 | 2.1723 | 0.0021723 | 0.047573
2019-07-28 10:00 | 24.06 | 4.5461 | 0.0045461 | 0.10938
2019-07-28 11:00 | 27.1 | 4.6144 | 0.0046144 | 0.12505
2019-07-28 12:00 | 29.57 | 5.7778 | 0.0057778 | 0.17085
2019-07-28 13:00 | 31.9 | 7.275 | 0.007275 | 0.23207
2019-07-28 14:00 | 35.86 | 7.0886 | 0.0070886 | 0.2542
2019-07-28 15:00 | 40.88 | 6.5323 | 0.0065323 | 0.26704
2019-07-28 16:00 | 44.78 | 5.5443 | 0.0055443 | 0.24828
2019-07-28 17:00 | 47.49 | 4.157 | 0.004157 | 0.19742
2019-07-28 18:00 | 39.83 | 2.4304 | 0.0024304 | 0.096805
2019-07-28 19:00 | 33.65 | 0.77141 | 0.00077141 | 0.025958
2019-07-28 20:00 | 32.78 | 0.029475 | 2.9475e-05 | 0.00096619
2019-07-28 21:00 | 29.35 | 0 | 0 | 0
2019-07-28 22:00 | 24.65 | 0 | 0 | 0
2019-07-28 23:00 | 22.5 | 0 | 0 | 0
2019-07-29 | 20.45 | 0 | 0 | 0
2019-07-29 01:00 | 19.42 | 0 | 0 | 0
2019-07-29 02:00 | 18.09 | 0 | 0 | 0
2019-07-29 03:00 | 16.35 | 0 | 0 | 0
2019-07-29 04:00 | 15.69 | 0 | 0 | 0
2019-07-29 05:00 | 18.08 | 0 | 0 | 0
2019-07-29 06:00 | 19.48 | 0 | 0 | 0
2019-07-29 07:00 | 20.57 | 0.46313 | 0.00046313 | 0.0095266
2019-07-29 08:00 | 22.99 | 1.9766 | 0.0019766 | 0.045441
2019-07-29 09:00 | 26.08 | 3.7732 | 0.0037732 | 0.098405
2019-07-29 10:00 | 30.81 | 5.3075 | 0.0053075 | 0.16353
2019-07-29 11:00 | 34.96 | 6.3959 | 0.0063959 | 0.2236
2019-07-29 12:00 | 39.31 | 7.0486 | 0.0070486 | 0.27708
2019-07-29 13:00 | 43.89 | 6.3899 | 0.0063899 | 0.28045
2019-07-29 14:00 | 50.38 | 6.3222 | 0.0063222 | 0.31851
2019-07-29 15:00 | 56.06 | 5.9069 | 0.0059069 | 0.33114
2019-07-29 16:00 | 60.98 | 5.0957 | 0.0050957 | 0.31074
2019-07-29 17:00 | 59.53 | 3.6595 | 0.0036595 | 0.21785
2019-07-29 18:00 | 48.87 | 2.182 | 0.002182 | 0.10664
2019-07-29 19:00 | 41.48 | 0.6895 | 0.0006895 | 0.0286
2019-07-29 20:00 | 36.6 | 0.022057 | 2.2057e-05 | 0.00080729
2019-07-29 21:00 | 31.63 | 0 | 0 | 0
2019-07-29 22:00 | 26.8 | 0 | 0 | 0
2019-07-29 23:00 | 23.27 | 0 | 0 | 0
2019-07-30 | 21.44 | 0 | 0 | 0
2019-07-30 01:00 | 19.97 | 0 | 0 | 0
2019-07-30 02:00 | 19.04 | 0 | 0 | 0
2019-07-30 03:00 | 18.35 | 0 | 0 | 0
2019-07-30 04:00 | 18.28 | 0 | 0 | 0
2019-07-30 05:00 | 19.12 | 0 | 0 | 0
2019-07-30 06:00 | 20.14 | 0 | 0 | 0
2019-07-30 07:00 | 21.67 | 0.47949 | 0.00047949 | 0.010391
2019-07-30 08:00 | 23.05 | 0.7795 | 0.0007795 | 0.017967
2019-07-30 09:00 | 25.79 | 1.6103 | 0.0016103 | 0.041528
2019-07-30 10:00 | 29.31 | 3.6828 | 0.0036828 | 0.10794
2019-07-30 11:00 | 32.49 | 2.784 | 0.002784 | 0.090453
2019-07-30 12:00 | 34.6 | 4.7762 | 0.0047762 | 0.16526
2019-07-30 13:00 | 37.93 | 3.1373 | 0.0031373 | 0.119
2019-07-30 14:00 | 44.03 | 1.3174 | 0.0013174 | 0.058005
2019-07-30 15:00 | 43.17 | 1.9635 | 0.0019635 | 0.084763
2019-07-30 16:00 | 46.86 | 3.597 | 0.003597 | 0.16855
2019-07-30 17:00 | 45.45 | 2.1826 | 0.0021826 | 0.099199
2019-07-30 18:00 | 36.47 | 0.31062 | 0.00031062 | 0.011328
2019-07-30 19:00 | 32.07 | 0.79193 | 0.00079193 | 0.025397
2019-07-30 20:00 | 30.22 | 0.01514 | 1.514e-05 | 0.00045753
2019-07-30 21:00 | 27.29 | 0 | 0 | 0
2019-07-30 22:00 | 23.96 | 0 | 0 | 0
2019-07-30 23:00 | 21.38 | 0 | 0 | 0
2019-07-31 | 20.84 | 0 | 0 | 0
2019-07-31 01:00 | 19.58 | 0 | 0 | 0
2019-07-31 02:00 | 18.28 | 0 | 0 | 0
2019-07-31 03:00 | 17.24 | 0 | 0 | 0
2019-07-31 04:00 | 17.32 | 0 | 0 | 0
2019-07-31 05:00 | 18.91 | 0 | 0 | 0
2019-07-31 06:00 | 19.68 | 0 | 0 | 0
2019-07-31 07:00 | 20.15 | 0.41134 | 0.00041134 | 0.0082884
2019-07-31 08:00 | 21.44 | 0.2446 | 0.0002446 | 0.0052442
2019-07-31 09:00 | 23.48 | 2.0098 | 0.0020098 | 0.04719
2019-07-31 10:00 | 26.86 | 0.65456 | 0.00065456 | 0.017581
2019-07-31 11:00 | 30.84 | 2.5042 | 0.0025042 | 0.07723
2019-07-31 12:00 | 30.07 | 3.0794 | 0.0030794 | 0.092599
2019-07-31 13:00 | 32.72 | 5.3858 | 0.0053858 | 0.17622
2019-07-31 14:00 | 34.12 | 5.8568 | 0.0058568 | 0.19983
2019-07-31 15:00 | 35.18 | 6.5721 | 0.0065721 | 0.2312
2019-07-31 16:00 | 37.33 | 5.602 | 0.005602 | 0.20912
2019-07-31 17:00 | 36.02 | 4.2148 | 0.0042148 | 0.15182
2019-07-31 18:00 | 30.32 | 2.4578 | 0.0024578 | 0.074521
2019-07-31 19:00 | 27.82 | 0.74972 | 0.00074972 | 0.020857
2019-07-31 20:00 | 26.24 | 0.023394 | 2.3394e-05 | 0.00061386
2019-07-31 21:00 | 23.79 | 0 | 0 | 0
2019-07-31 22:00 | 21.97 | 0 | 0 | 0
2019-07-31 23:00 | 20.42 | 0 | 0 | 0
2019-08-01 | 19.6 | 0 | 0 | 0
2019-08-01 01:00 | 18.75 | 0 | 0 | 0
2019-08-01 02:00 | 17.72 | 0 | 0 | 0
2019-08-01 03:00 | 16.74 | 0 | 0 | 0
2019-08-01 04:00 | 17.12 | 0 | 0 | 0
2019-08-01 05:00 | 19.14 | 0 | 0 | 0
2019-08-01 06:00 | 20.15 | 0 | 0 | 0
2019-08-01 07:00 | 21.62 | 0.39395 | 0.00039395 | 0.0085172
2019-08-01 08:00 | 22.67 | 1.8331 | 0.0018331 | 0.041557
2019-08-01 09:00 | 24.34 | 3.5651 | 0.0035651 | 0.086775
2019-08-01 10:00 | 28.21 | 5.0647 | 0.0050647 | 0.14288
2019-08-01 11:00 | 33.11 | 5.4889 | 0.0054889 | 0.18174
2019-08-01 12:00 | 33.31 | 6.0535 | 0.0060535 | 0.20164
2019-08-01 13:00 | 35.83 | 5.9756 | 0.0059756 | 0.21411
2019-08-01 14:00 | 39.5 | 5.7079 | 0.0057079 | 0.22546
2019-08-01 15:00 | 40.77 | 3.0721 | 0.0030721 | 0.12525
2019-08-01 16:00 | 45.6 | 0.87577 | 0.00087577 | 0.039935
2019-08-01 17:00 | 44.69 | 2.2132 | 0.0022132 | 0.098907
2019-08-01 18:00 | 37.01 | 0.21512 | 0.00021512 | 0.0079617
2019-08-01 19:00 | 33.6 | 0.7471 | 0.0007471 | 0.025102
2019-08-01 20:00 | 31.95 | 0 | 0 | 0
2019-08-01 21:00 | 28.89 | 0 | 0 | 0
2019-08-01 22:00 | 24.38 | 0 | 0 | 0
2019-08-01 23:00 | 21.79 | 0 | 0 | 0
2019-08-02 | 19.83 | 0 | 0 | 0
2019-08-02 01:00 | 18.75 | 0 | 0 | 0
2019-08-02 02:00 | 17.89 | 0 | 0 | 0
2019-08-02 03:00 | 16.43 | 0 | 0 | 0
2019-08-02 04:00 | 17.48 | 0 | 0 | 0
2019-08-02 05:00 | 19.24 | 0 | 0 | 0
2019-08-02 06:00 | 20.61 | 0 | 0 | 0
2019-08-02 07:00 | 21.55 | 0.24282 | 0.00024282 | 0.0052328
2019-08-02 08:00 | 22.27 | 0.83449 | 0.00083449 | 0.018584
2019-08-02 09:00 | 24.69 | 1.5141 | 0.0015141 | 0.037383
2019-08-02 10:00 | 29.16 | 3.5708 | 0.0035708 | 0.10413
2019-08-02 11:00 | 33.61 | 3.4336 | 0.0034336 | 0.1154
2019-08-02 12:00 | 34.29 | 5.7717 | 0.0057717 | 0.19791
2019-08-02 13:00 | 35.45 | 1.2864 | 0.0012864 | 0.045602
2019-08-02 14:00 | 37.94 | 1.5968 | 0.0015968 | 0.060583
2019-08-02 15:00 | 42.6 | 4.2561 | 0.0042561 | 0.18131
2019-08-02 16:00 | 44.39 | 4.9778 | 0.0049778 | 0.22097
2019-08-02 17:00 | 40.45 | 3.703 | 0.003703 | 0.14979
2019-08-02 18:00 | 35.65 | 2.297 | 0.002297 | 0.081887
2019-08-02 19:00 | 32.49 | 0.69995 | 0.00069995 | 0.022741
2019-08-02 20:00 | 29.52 | 0 | 0 | 0
2019-08-02 21:00 | 27.2 | 0 | 0 | 0
2019-08-02 22:00 | 23.27 | 0 | 0 | 0
2019-08-02 23:00 | 20.66 | 0 | 0 | 0
2019-08-03 | 19.88 | 0 | 0 | 0
2019-08-03 01:00 | 19.48 | 0 | 0 | 0
2019-08-03 02:00 | 18.44 | 0 | 0 | 0
2019-08-03 03:00 | 18 | 0 | 0 | 0
2019-08-03 04:00 | 17.62 | 0 | 0 | 0
2019-08-03 05:00 | 18.06 | 0 | 0 | 0
2019-08-03 06:00 | 18.54 | 0 | 0 | 0
2019-08-03 07:00 | 18.92 | 0.38293 | 0.00038293 | 0.007245
2019-08-03 08:00 | 20.12 | 0.93308 | 0.00093308 | 0.018774
2019-08-03 09:00 | 22.08 | 2.3131 | 0.0023131 | 0.051074
2019-08-03 10:00 | 24.08 | 5.1072 | 0.0051072 | 0.12298
2019-08-03 11:00 | 27.26 | 4.5629 | 0.0045629 | 0.12438
2019-08-03 12:00 | 29.92 | 5.6344 | 0.0056344 | 0.16858
2019-08-03 13:00 | 31 | 3.1831 | 0.0031831 | 0.098676
2019-08-03 14:00 | 32.85 | 6.8849 | 0.0068849 | 0.22617
2019-08-03 15:00 | 34.88 | 4.0373 | 0.0040373 | 0.14082
2019-08-03 16:00 | 39.21 | 4.8134 | 0.0048134 | 0.18874
2019-08-03 17:00 | 39.51 | 3.8935 | 0.0038935 | 0.15383
2019-08-03 18:00 | 34.43 | 2.2175 | 0.0022175 | 0.076347
2019-08-03 19:00 | 31.36 | 0.6721 | 0.0006721 | 0.021077
2019-08-03 20:00 | 30.01 | 0 | 0 | 0
2019-08-03 21:00 | 27.35 | 0 | 0 | 0
2019-08-03 22:00 | 23.97 | 0 | 0 | 0
2019-08-03 23:00 | 21.6 | 0 | 0 | 0
2019-08-04 | 20.52 | 0 | 0 | 0
2019-08-04 01:00 | 18.89 | 0 | 0 | 0
2019-08-04 02:00 | 17.85 | 0 | 0 | 0
2019-08-04 03:00 | 17.29 | 0 | 0 | 0
2019-08-04 04:00 | 16.28 | 0 | 0 | 0
2019-08-04 05:00 | 16.07 | 0 | 0 | 0
2019-08-04 06:00 | 15.67 | 0 | 0 | 0
2019-08-04 07:00 | 17.05 | 0.41322 | 0.00041322 | 0.0070455
2019-08-04 08:00 | 19.71 | 1.7814 | 0.0017814 | 0.035111
2019-08-04 09:00 | 21.48 | 3.5129 | 0.0035129 | 0.075457
2019-08-04 10:00 | 23.5 | 5.0236 | 0.0050236 | 0.11805
2019-08-04 11:00 | 26.31 | 6.1131 | 0.0061131 | 0.16084
2019-08-04 12:00 | 29.08 | 6.7437 | 0.0067437 | 0.19611
2019-08-04 13:00 | 32.74 | 5.7782 | 0.0057782 | 0.18918
2019-08-04 14:00 | 35.17 | 3.8111 | 0.0038111 | 0.13404
2019-08-04 15:00 | 37.54 | 6.3047 | 0.0063047 | 0.23668
2019-08-04 16:00 | 43 | 5.2592 | 0.0052592 | 0.22615
2019-08-04 17:00 | 44.77 | 0.58907 | 0.00058907 | 0.026373
2019-08-04 18:00 | 37.08 | 0.4629 | 0.0004629 | 0.017165
2019-08-04 19:00 | 33.45 | 0.16779 | 0.00016779 | 0.0056125
2019-08-04 20:00 | 32.16 | 0 | 0 | 0
2019-08-04 21:00 | 28.09 | 0 | 0 | 0
2019-08-04 22:00 | 23.9 | 0 | 0 | 0
2019-08-04 23:00 | 22.13 | 0 | 0 | 0
2019-08-05 | 19.64 | 0 | 0 | 0
2019-08-05 01:00 | 19.06 | 0 | 0 | 0
2019-08-05 02:00 | 17.28 | 0 | 0 | 0
2019-08-05 03:00 | 16.55 | 0 | 0 | 0
2019-08-05 04:00 | 16.64 | 0 | 0 | 0
2019-08-05 05:00 | 17.64 | 0 | 0 | 0
2019-08-05 06:00 | 19.87 | 0 | 0 | 0
2019-08-05 07:00 | 20.57 | 0.37219 | 0.00037219 | 0.0076559
2019-08-05 08:00 | 22.88 | 1.3757 | 0.0013757 | 0.031475
2019-08-05 09:00 | 26.52 | 2.3057 | 0.0023057 | 0.061148
2019-08-05 10:00 | 29.15 | 4.1154 | 0.0041154 | 0.11996
2019-08-05 11:00 | 33.86 | 4.7479 | 0.0047479 | 0.16077
2019-08-05 12:00 | 37.19 | 4.7134 | 0.0047134 | 0.17529
2019-08-05 13:00 | 40.35 | 3.9073 | 0.0039073 | 0.15766
2019-08-05 14:00 | 49.78 | 6.886 | 0.006886 | 0.34278
2019-08-05 15:00 | 56.2 | 6.2577 | 0.0062577 | 0.35168
2019-08-05 16:00 | 61.47 | 5.2997 | 0.0052997 | 0.32577
2019-08-05 17:00 | 59.35 | 3.9455 | 0.0039455 | 0.23416
2019-08-05 18:00 | 45.23 | 2.243 | 0.002243 | 0.10145
2019-08-05 19:00 | 38.16 | 0.63011 | 0.00063011 | 0.024045
2019-08-05 20:00 | 39.8 | 0 | 0 | 0
2019-08-05 21:00 | 31.12 | 0 | 0 | 0
2019-08-05 22:00 | 26.63 | 0 | 0 | 0
2019-08-05 23:00 | 22.72 | 0 | 0 | 0
2019-08-06 | 20.52 | 0 | 0 | 0
2019-08-06 01:00 | 19.75 | 0 | 0 | 0
2019-08-06 02:00 | 17.28 | 0 | 0 | 0
2019-08-06 03:00 | 16.53 | 0 | 0 | 0
2019-08-06 04:00 | 16.79 | 0 | 0 | 0
2019-08-06 05:00 | 18.43 | 0 | 0 | 0
2019-08-06 06:00 | 20.05 | 0 | 0 | 0
2019-08-06 07:00 | 20.85 | 0.34999 | 0.00034999 | 0.0072972
2019-08-06 08:00 | 22.54 | 1.679 | 0.001679 | 0.037845
2019-08-06 09:00 | 26.33 | 3.5634 | 0.0035634 | 0.093825
2019-08-06 10:00 | 29.31 | 3.6065 | 0.0036065 | 0.10571
2019-08-06 11:00 | 32.59 | 4.7341 | 0.0047341 | 0.15428
2019-08-06 12:00 | 34.98 | 3.8772 | 0.0038772 | 0.13562
2019-08-06 13:00 | 37.44 | 7.038 | 0.007038 | 0.2635
2019-08-06 14:00 | 42.95 | 3.2134 | 0.0032134 | 0.13802
2019-08-06 15:00 | 44.52 | 4.5616 | 0.0045616 | 0.20308
2019-08-06 16:00 | 48.36 | 0.48342 | 0.00048342 | 0.023378
2019-08-06 17:00 | 44.66 | 0.7795 | 0.0007795 | 0.034812
2019-08-06 18:00 | 39.33 | 1.3117 | 0.0013117 | 0.05159
2019-08-06 19:00 | 33.66 | 0.50323 | 0.00050323 | 0.016939
2019-08-06 20:00 | 33.71 | 0 | 0 | 0
2019-08-06 21:00 | 29.71 | 0 | 0 | 0
2019-08-06 22:00 | 24.8 | 0 | 0 | 0
2019-08-06 23:00 | 22.67 | 0 | 0 | 0
2019-08-07 | 19.8 | 0 | 0 | 0
2019-08-07 01:00 | 18.93 | 0 | 0 | 0
2019-08-07 02:00 | 17.52 | 0 | 0 | 0
2019-08-07 03:00 | 16.48 | 0 | 0 | 0
2019-08-07 04:00 | 16.51 | 0 | 0 | 0
2019-08-07 05:00 | 18.45 | 0 | 0 | 0
2019-08-07 06:00 | 19.51 | 0 | 0 | 0
2019-08-07 07:00 | 20.13 | 0.36122 | 0.00036122 | 0.0072713
2019-08-07 08:00 | 21.94 | 1.3751 | 0.0013751 | 0.03017
2019-08-07 09:00 | 24.68 | 1.7251 | 0.0017251 | 0.042575
2019-08-07 10:00 | 28.3 | 3.379 | 0.003379 | 0.095626
2019-08-07 11:00 | 31.79 | 6.2638 | 0.0062638 | 0.19913
2019-08-07 12:00 | 33.03 | 5.5702 | 0.0055702 | 0.18398
2019-08-07 13:00 | 35.14 | 7.1004 | 0.0071004 | 0.24951
2019-08-07 14:00 | 37.9 | 4.1278 | 0.0041278 | 0.15644
2019-08-07 15:00 | 40.16 | 4.9163 | 0.0049163 | 0.19744
2019-08-07 16:00 | 41.04 | 5.3799 | 0.0053799 | 0.22079
2019-08-07 17:00 | 37.99 | 3.0713 | 0.0030713 | 0.11668
2019-08-07 18:00 | 33.83 | 0.36697 | 0.00036697 | 0.012414
2019-08-07 19:00 | 31.52 | 0.12621 | 0.00012621 | 0.0039782
2019-08-07 20:00 | 30.81 | 0 | 0 | 0
2019-08-07 21:00 | 27.5 | 0 | 0 | 0
2019-08-07 22:00 | 23.97 | 0 | 0 | 0
2019-08-07 23:00 | 21.21 | 0 | 0 | 0
2019-08-08 | 19.37 | 0 | 0 | 0
2019-08-08 01:00 | 18.38 | 0 | 0 | 0
2019-08-08 02:00 | 16.06 | 0 | 0 | 0
2019-08-08 03:00 | 15.17 | 0 | 0 | 0
2019-08-08 04:00 | 15.1 | 0 | 0 | 0
2019-08-08 05:00 | 17.34 | 0 | 0 | 0
2019-08-08 06:00 | 19.18 | 0 | 0 | 0
2019-08-08 07:00 | 20.04 | 0.24254 | 0.00024254 | 0.0048606
2019-08-08 08:00 | 21.12 | 0.88598 | 0.00088598 | 0.018712
2019-08-08 09:00 | 23.01 | 2.4703 | 0.0024703 | 0.056841
2019-08-08 10:00 | 25.37 | 2.9727 | 0.0029727 | 0.075416
2019-08-08 11:00 | 29.34 | 1.8763 | 0.0018763 | 0.055052
2019-08-08 12:00 | 30.1 | 0.79156 | 0.00079156 | 0.023826
2019-08-08 13:00 | 32.41 | 1.3179 | 0.0013179 | 0.042714
2019-08-08 14:00 | 34.19 | 4.0674 | 0.0040674 | 0.13907
2019-08-08 15:00 | 37.08 | 2.3242 | 0.0023242 | 0.086183
2019-08-08 16:00 | 40.5 | 3.5368 | 0.0035368 | 0.14324
2019-08-08 17:00 | 38.68 | 2.7257 | 0.0027257 | 0.10543
2019-08-08 18:00 | 33.86 | 2.1777 | 0.0021777 | 0.073736
2019-08-08 19:00 | 30.66 | 0.59716 | 0.00059716 | 0.018309
2019-08-08 20:00 | 29.92 | 0 | 0 | 0
2019-08-08 21:00 | 27.9 | 0 | 0 | 0
2019-08-08 22:00 | 23.28 | 0 | 0 | 0
2019-08-08 23:00 | 20.81 | 0 | 0 | 0
2019-08-09 | 18.78 | 0 | 0 | 0
2019-08-09 01:00 | 17.45 | 0 | 0 | 0
2019-08-09 02:00 | 15.56 | 0 | 0 | 0
2019-08-09 03:00 | 14.69 | 0 | 0 | 0
2019-08-09 04:00 | 14.57 | 0 | 0 | 0
2019-08-09 05:00 | 16.6 | 0 | 0 | 0
2019-08-09 06:00 | 19 | 0 | 0 | 0
2019-08-09 07:00 | 19.63 | 0.29326 | 0.00029326 | 0.0057567
2019-08-09 08:00 | 20.76 | 0.93612 | 0.00093612 | 0.019434
2019-08-09 09:00 | 22.64 | 3.5811 | 0.0035811 | 0.081076
2019-08-09 10:00 | 24.19 | 5.0366 | 0.0050366 | 0.12183
2019-08-09 11:00 | 26.49 | 6.1031 | 0.0061031 | 0.16167
2019-08-09 12:00 | 27.07 | 5.041 | 0.005041 | 0.13646
2019-08-09 13:00 | 28.17 | 5.3901 | 0.0053901 | 0.15184
2019-08-09 14:00 | 29.81 | 6.8349 | 0.0068349 | 0.20375
2019-08-09 15:00 | 30.63 | 6.2235 | 0.0062235 | 0.19063
2019-08-09 16:00 | 33.21 | 5.2396 | 0.0052396 | 0.17401
2019-08-09 17:00 | 31.49 | 2.1675 | 0.0021675 | 0.068255
2019-08-09 18:00 | 27.81 | 1.9436 | 0.0019436 | 0.054053
2019-08-09 19:00 | 26.78 | 0.5563 | 0.0005563 | 0.014898
2019-08-09 20:00 | 25.63 | 0 | 0 | 0
2019-08-09 21:00 | 23.56 | 0 | 0 | 0
2019-08-09 22:00 | 21.49 | 0 | 0 | 0
2019-08-09 23:00 | 19.41 | 0 | 0 | 0
2019-08-10 | 18.39 | 0 | 0 | 0
2019-08-10 01:00 | 17.29 | 0 | 0 | 0
2019-08-10 02:00 | 16.22 | 0 | 0 | 0
2019-08-10 03:00 | 14.07 | 0 | 0 | 0
2019-08-10 04:00 | 13.41 | 0 | 0 | 0
2019-08-10 05:00 | 13.73 | 0 | 0 | 0
2019-08-10 06:00 | 13.6 | 0 | 0 | 0
2019-08-10 07:00 | 15.25 | 0.32647 | 0.00032647 | 0.0049786
2019-08-10 08:00 | 17.99 | 1.2556 | 0.0012556 | 0.022589
2019-08-10 09:00 | 19.82 | 3.5649 | 0.0035649 | 0.070657
2019-08-10 10:00 | 21.39 | 3.1477 | 0.0031477 | 0.06733
2019-08-10 11:00 | 22.73 | 4.1305 | 0.0041305 | 0.093887
2019-08-10 12:00 | 23.89 | 3.6719 | 0.0036719 | 0.087723
2019-08-10 13:00 | 24.6 | 7.1932 | 0.0071932 | 0.17695
2019-08-10 14:00 | 26.13 | 6.1461 | 0.0061461 | 0.1606
2019-08-10 15:00 | 26.32 | 4.6995 | 0.0046995 | 0.12369
2019-08-10 16:00 | 28.11 | 5.3036 | 0.0053036 | 0.14908
2019-08-10 17:00 | 28.3 | 3.8581 | 0.0038581 | 0.10919
2019-08-10 18:00 | 26.43 | 2.1395 | 0.0021395 | 0.056547
2019-08-10 19:00 | 25.14 | 0.56238 | 0.00056238 | 0.014138
2019-08-10 20:00 | 24.25 | 0 | 0 | 0
2019-08-10 21:00 | 22.66 | 0 | 0 | 0
2019-08-10 22:00 | 20.55 | 0 | 0 | 0
2019-08-10 23:00 | 18.47 | 0 | 0 | 0
2019-08-11 | 15.24 | 0 | 0 | 0
2019-08-11 01:00 | 15.13 | 0 | 0 | 0
2019-08-11 02:00 | 13.82 | 0 | 0 | 0
2019-08-11 03:00 | 12.88 | 0 | 0 | 0
2019-08-11 04:00 | 11.85 | 0 | 0 | 0
2019-08-11 05:00 | 11.44 | 0 | 0 | 0
2019-08-11 06:00 | 11.03 | 0 | 0 | 0
2019-08-11 07:00 | 12.54 | 0.30184 | 0.00030184 | 0.003785
2019-08-11 08:00 | 15.06 | 1.7165 | 0.0017165 | 0.02585
2019-08-11 09:00 | 18.56 | 2.6206 | 0.0026206 | 0.048638
2019-08-11 10:00 | 19.95 | 5.0441 | 0.0050441 | 0.10063
2019-08-11 11:00 | 21.15 | 6.1192 | 0.0061192 | 0.12942
2019-08-11 12:00 | 22.98 | 4.3886 | 0.0043886 | 0.10085
2019-08-11 13:00 | 24.24 | 4.9644 | 0.0049644 | 0.12034
2019-08-11 14:00 | 26.26 | 3.4308 | 0.0034308 | 0.090092
2019-08-11 15:00 | 29.16 | 5.7217 | 0.0057217 | 0.16684
2019-08-11 16:00 | 31.45 | 5.2615 | 0.0052615 | 0.16547
2019-08-11 17:00 | 35.72 | 3.8508 | 0.0038508 | 0.13755
2019-08-11 18:00 | 30.22 | 2.1181 | 0.0021181 | 0.06401
2019-08-11 19:00 | 26.28 | 0.53071 | 0.00053071 | 0.013947
2019-08-11 20:00 | 25.77 | 0 | 0 | 0
2019-08-11 21:00 | 23.61 | 0 | 0 | 0
2019-08-11 22:00 | 21.72 | 0 | 0 | 0
2019-08-11 23:00 | 19.72 | 0 | 0 | 0
2019-08-12 | 17.67 | 0 | 0 | 0
2019-08-12 01:00 | 15.74 | 0 | 0 | 0
2019-08-12 02:00 | 15.21 | 0 | 0 | 0
2019-08-12 03:00 | 14.15 | 0 | 0 | 0
2019-08-12 04:00 | 14.27 | 0 | 0 | 0
2019-08-12 05:00 | 15.49 | 0 | 0 | 0
2019-08-12 06:00 | 17.86 | 0 | 0 | 0
2019-08-12 07:00 | 19.27 | 0.29342 | 0.00029342 | 0.0056543
2019-08-12 08:00 | 21.03 | 1.7149 | 0.0017149 | 0.036064
2019-08-12 09:00 | 23.19 | 3.4904 | 0.0034904 | 0.080942
2019-08-12 10:00 | 26.77 | 5.0002 | 0.0050002 | 0.13386
2019-08-12 11:00 | 30 | 6.0493 | 0.0060493 | 0.18148
2019-08-12 12:00 | 34.09 | 6.682 | 0.006682 | 0.22779
2019-08-12 13:00 | 39.03 | 6.9229 | 0.0069229 | 0.2702
2019-08-12 14:00 | 43.39 | 5.1615 | 0.0051615 | 0.22396
2019-08-12 15:00 | 45.56 | 6.2137 | 0.0062137 | 0.2831
2019-08-12 16:00 | 53.27 | 5.2442 | 0.0052442 | 0.27936
2019-08-12 17:00 | 51.46 | 3.8531 | 0.0038531 | 0.19828
2019-08-12 18:00 | 42.71 | 2.1005 | 0.0021005 | 0.089711
2019-08-12 19:00 | 38.61 | 0.50023 | 0.00050023 | 0.019314
2019-08-12 20:00 | 36.86 | 0 | 0 | 0
2019-08-12 21:00 | 29.61 | 0 | 0 | 0
2019-08-12 22:00 | 24.3 | 0 | 0 | 0
2019-08-12 23:00 | 22.24 | 0 | 0 | 0
2019-08-13 | 21.67 | 0 | 0 | 0
2019-08-13 01:00 | 19.95 | 0 | 0 | 0
2019-08-13 02:00 | 19.2 | 0 | 0 | 0
2019-08-13 03:00 | 18.78 | 0 | 0 | 0
2019-08-13 04:00 | 18.8 | 0 | 0 | 0
2019-08-13 05:00 | 19.96 | 0 | 0 | 0
2019-08-13 06:00 | 21.35 | 0 | 0 | 0
2019-08-13 07:00 | 22.11 | 0.27889 | 0.00027889 | 0.0061663
2019-08-13 08:00 | 22.97 | 1.7174 | 0.0017174 | 0.03945
2019-08-13 09:00 | 25.47 | 3.5278 | 0.0035278 | 0.089854
2019-08-13 10:00 | 29.03 | 5.0576 | 0.0050576 | 0.14682
2019-08-13 11:00 | 34.85 | 6.1139 | 0.0061139 | 0.21307
2019-08-13 12:00 | 35.88 | 6.7371 | 0.0067371 | 0.24173
2019-08-13 13:00 | 37.23 | 6.9823 | 0.0069823 | 0.25995
2019-08-13 14:00 | 42.19 | 6.7429 | 0.0067429 | 0.28448
2019-08-13 15:00 | 41.37 | 6.1563 | 0.0061563 | 0.25468
2019-08-13 16:00 | 45.17 | 5.1847 | 0.0051847 | 0.23419
2019-08-13 17:00 | 42.3 | 3.7779 | 0.0037779 | 0.1598
2019-08-13 18:00 | 36.23 | 2.0639 | 0.0020639 | 0.074775
2019-08-13 19:00 | 32.47 | 0.51363 | 0.00051363 | 0.016678
2019-08-13 20:00 | 30.78 | 0 | 0 | 0
2019-08-13 21:00 | 28.25 | 0 | 0 | 0
2019-08-13 22:00 | 24.26 | 0 | 0 | 0
2019-08-13 23:00 | 21.75 | 0 | 0 | 0
2019-08-14 | 20.06 | 0 | 0 | 0
2019-08-14 01:00 | 18.85 | 0 | 0 | 0
2019-08-14 02:00 | 17.65 | 0 | 0 | 0
2019-08-14 03:00 | 16.97 | 0 | 0 | 0
2019-08-14 04:00 | 17.28 | 0 | 0 | 0
2019-08-14 05:00 | 18.7 | 0 | 0 | 0
2019-08-14 06:00 | 20.31 | 0 | 0 | 0
2019-08-14 07:00 | 20.74 | 0.27838 | 0.00027838 | 0.0057736
2019-08-14 08:00 | 21.28 | 1.7254 | 0.0017254 | 0.036718
2019-08-14 09:00 | 23.61 | 3.2145 | 0.0032145 | 0.075894
2019-08-14 10:00 | 25.86 | 5.0723 | 0.0050723 | 0.13117
2019-08-14 11:00 | 29.25 | 5.5494 | 0.0055494 | 0.16232
2019-08-14 12:00 | 31.13 | 1.3969 | 0.0013969 | 0.043484
2019-08-14 13:00 | 32.83 | 7.0904 | 0.0070904 | 0.23278
2019-08-14 14:00 | 35.61 | 4.5048 | 0.0045048 | 0.16042
2019-08-14 15:00 | 36.55 | 4.3728 | 0.0043728 | 0.15983
2019-08-14 16:00 | 38.68 | 5.2604 | 0.0052604 | 0.20347
2019-08-14 17:00 | 36.44 | 3.8129 | 0.0038129 | 0.13894
2019-08-14 18:00 | 33.1 | 2.068 | 0.002068 | 0.06845
2019-08-14 19:00 | 29.61 | 0.48253 | 0.00048253 | 0.014288
2019-08-14 20:00 | 29.26 | 0 | 0 | 0
2019-08-14 21:00 | 25.14 | 0 | 0 | 0
2019-08-14 22:00 | 22.68 | 0 | 0 | 0
2019-08-14 23:00 | 20.5 | 0 | 0 | 0
2019-08-15 | 20.14 | 0 | 0 | 0
2019-08-15 01:00 | 19.05 | 0 | 0 | 0
2019-08-15 02:00 | 17.96 | 0 | 0 | 0
2019-08-15 03:00 | 16.61 | 0 | 0 | 0
2019-08-15 04:00 | 17.04 | 0 | 0 | 0
2019-08-15 05:00 | 18.74 | 0 | 0 | 0
2019-08-15 06:00 | 19.96 | 0 | 0 | 0
2019-08-15 07:00 | 20.3 | 0.26932 | 0.00026932 | 0.0054672
2019-08-15 08:00 | 21.25 | 1.6246 | 0.0016246 | 0.034523
2019-08-15 09:00 | 22.94 | 3.5734 | 0.0035734 | 0.081973
2019-08-15 10:00 | 24.77 | 4.3831 | 0.0043831 | 0.10857
2019-08-15 11:00 | 26.52 | 3.0387 | 0.0030387 | 0.080585
2019-08-15 12:00 | 29.19 | 6.7496 | 0.0067496 | 0.19702
2019-08-15 13:00 | 32.19 | 5.6367 | 0.0056367 | 0.18145
2019-08-15 14:00 | 34.39 | 5.6572 | 0.0056572 | 0.19455
2019-08-15 15:00 | 36.8 | 0.14547 | 0.00014547 | 0.0053531
2019-08-15 16:00 | 41.44 | 0.5551 | 0.0005551 | 0.023003
2019-08-15 17:00 | 39.12 | 0.096025 | 9.6025e-05 | 0.0037565
2019-08-15 18:00 | 31.96 | 0.19739 | 0.00019739 | 0.0063087
2019-08-15 19:00 | 30.4 | 0.031128 | 3.1128e-05 | 0.00094629
2019-08-15 20:00 | 28.59 | 0 | 0 | 0
2019-08-15 21:00 | 25.45 | 0 | 0 | 0
2019-08-15 22:00 | 22.88 | 0 | 0 | 0
2019-08-15 23:00 | 20.68 | 0 | 0 | 0
2019-08-16 | 19.46 | 0 | 0 | 0
2019-08-16 01:00 | 18.4 | 0 | 0 | 0
2019-08-16 02:00 | 16.39 | 0 | 0 | 0
2019-08-16 03:00 | 15.79 | 0 | 0 | 0
2019-08-16 04:00 | 15.69 | 0 | 0 | 0
2019-08-16 05:00 | 18.36 | 0 | 0 | 0
2019-08-16 06:00 | 19.43 | 0 | 0 | 0
2019-08-16 07:00 | 20.01 | 0.26941 | 0.00026941 | 0.0053909
2019-08-16 08:00 | 21.34 | 1.7025 | 0.0017025 | 0.036332
2019-08-16 09:00 | 23.06 | 3.5398 | 0.0035398 | 0.081627
2019-08-16 10:00 | 25.3 | 5.0659 | 0.0050659 | 0.12817
2019-08-16 11:00 | 26.29 | 4.4674 | 0.0044674 | 0.11745
2019-08-16 12:00 | 28.42 | 6.8197 | 0.0068197 | 0.19382
2019-08-16 13:00 | 30.41 | 5.1724 | 0.0051724 | 0.15729
2019-08-16 14:00 | 31.88 | 2.8565 | 0.0028565 | 0.091066
2019-08-16 15:00 | 35.1 | 4.9902 | 0.0049902 | 0.17516
2019-08-16 16:00 | 38.18 | 4.6562 | 0.0046562 | 0.17777
2019-08-16 17:00 | 36.72 | 3.595 | 0.003595 | 0.13201
2019-08-16 18:00 | 31.51 | 1.8483 | 0.0018483 | 0.058239
2019-08-16 19:00 | 28.23 | 0.46562 | 0.00046562 | 0.013144
2019-08-16 20:00 | 27.78 | 0 | 0 | 0
2019-08-16 21:00 | 25.5 | 0 | 0 | 0
2019-08-16 22:00 | 22.46 | 0 | 0 | 0
2019-08-16 23:00 | 21.11 | 0 | 0 | 0
2019-08-17 | 18.92 | 0 | 0 | 0
2019-08-17 01:00 | 17.67 | 0 | 0 | 0
2019-08-17 02:00 | 16.83 | 0 | 0 | 0
2019-08-17 03:00 | 15.45 | 0 | 0 | 0
2019-08-17 04:00 | 14.78 | 0 | 0 | 0
2019-08-17 05:00 | 15.21 | 0 | 0 | 0
2019-08-17 06:00 | 15.16 | 0 | 0 | 0
2019-08-17 07:00 | 17.55 | 0.25953 | 0.00025953 | 0.0045547
2019-08-17 08:00 | 18.95 | 1.6937 | 0.0016937 | 0.032095
2019-08-17 09:00 | 20.74 | 2.9793 | 0.0029793 | 0.061791
2019-08-17 10:00 | 23.47 | 4.3262 | 0.0043262 | 0.10153
2019-08-17 11:00 | 25.88 | 5.0156 | 0.0050156 | 0.1298
2019-08-17 12:00 | 29.51 | 5.8535 | 0.0058535 | 0.17274
2019-08-17 13:00 | 32.18 | 6.1234 | 0.0061234 | 0.19705
2019-08-17 14:00 | 33.48 | 4.5015 | 0.0045015 | 0.15071
2019-08-17 15:00 | 36.65 | 1.359 | 0.001359 | 0.049808
2019-08-17 16:00 | 42.58 | 2.7068 | 0.0027068 | 0.11525
2019-08-17 17:00 | 42.59 | 2.9789 | 0.0029789 | 0.12687
2019-08-17 18:00 | 34.95 | 1.563 | 0.001563 | 0.054626
2019-08-17 19:00 | 29.7 | 0.44967 | 0.00044967 | 0.013355
2019-08-17 20:00 | 28.28 | 0 | 0 | 0
2019-08-17 21:00 | 25.41 | 0 | 0 | 0
2019-08-17 22:00 | 22.32 | 0 | 0 | 0
2019-08-17 23:00 | 20.38 | 0 | 0 | 0
2019-08-18 | 18.57 | 0 | 0 | 0
2019-08-18 01:00 | 16.92 | 0 | 0 | 0
2019-08-18 02:00 | 14.88 | 0 | 0 | 0
2019-08-18 03:00 | 14.52 | 0 | 0 | 0
2019-08-18 04:00 | 14.04 | 0 | 0 | 0
2019-08-18 05:00 | 13.89 | 0 | 0 | 0
2019-08-18 06:00 | 13.73 | 0 | 0 | 0
2019-08-18 07:00 | 14.34 | 0.042156 | 4.2156e-05 | 0.00060452
2019-08-18 08:00 | 16.94 | 0.31867 | 0.00031867 | 0.0053983
2019-08-18 09:00 | 20.3 | 1.4581 | 0.0014581 | 0.029599
2019-08-18 10:00 | 22.65 | 3.4375 | 0.0034375 | 0.07786
2019-08-18 11:00 | 24.21 | 4.1282 | 0.0041282 | 0.099943
2019-08-18 12:00 | 27.05 | 4.1593 | 0.0041593 | 0.11251
2019-08-18 13:00 | 29.93 | 3.8909 | 0.0038909 | 0.11646
2019-08-18 14:00 | 31.08 | 5.3585 | 0.0053585 | 0.16654
2019-08-18 15:00 | 32.91 | 4.0373 | 0.0040373 | 0.13287
2019-08-18 16:00 | 39.71 | 4.0464 | 0.0040464 | 0.16068
2019-08-18 17:00 | 41.41 | 0.15415 | 0.00015415 | 0.0063833
2019-08-18 18:00 | 32.72 | 1.2815 | 0.0012815 | 0.04193
2019-08-18 19:00 | 30.4 | 0.39218 | 0.00039218 | 0.011922
2019-08-18 20:00 | 29.6 | 0 | 0 | 0
2019-08-18 21:00 | 25.29 | 0 | 0 | 0
2019-08-18 22:00 | 22.62 | 0 | 0 | 0
2019-08-18 23:00 | 21.03 | 0 | 0 | 0
2019-08-19 | 20.88 | 0 | 0 | 0
2019-08-19 01:00 | 19.52 | 0 | 0 | 0
2019-08-19 02:00 | 18.22 | 0 | 0 | 0
2019-08-19 03:00 | 16.78 | 0 | 0 | 0
2019-08-19 04:00 | 17.34 | 0 | 0 | 0
2019-08-19 05:00 | 18.89 | 0 | 0 | 0
2019-08-19 06:00 | 20.65 | 0 | 0 | 0
2019-08-19 07:00 | 20.91 | 0.19066 | 0.00019066 | 0.0039867
2019-08-19 08:00 | 22.65 | 0.85735 | 0.00085735 | 0.019419
2019-08-19 09:00 | 25.73 | 2.0315 | 0.0020315 | 0.05227
2019-08-19 10:00 | 33.29 | 2.0767 | 0.0020767 | 0.069135
2019-08-19 11:00 | 35.75 | 2.4324 | 0.0024324 | 0.086959
2019-08-19 12:00 | 39.98 | 3.8558 | 0.0038558 | 0.15415
2019-08-19 13:00 | 42.33 | 4.5795 | 0.0045795 | 0.19385
2019-08-19 14:00 | 47.4 | 5.0189 | 0.0050189 | 0.23789
2019-08-19 15:00 | 54.71 | 3.5871 | 0.0035871 | 0.19625
2019-08-19 16:00 | 63.78 | 1.0341 | 0.0010341 | 0.065953
2019-08-19 17:00 | 58.16 | 2.9995 | 0.0029995 | 0.17445
2019-08-19 18:00 | 47.01 | 1.9455 | 0.0019455 | 0.091459
2019-08-19 19:00 | 37.34 | 0.42398 | 0.00042398 | 0.015831
2019-08-19 20:00 | 36.2 | 0 | 0 | 0
2019-08-19 21:00 | 30.87 | 0 | 0 | 0
2019-08-19 22:00 | 24.98 | 0 | 0 | 0
2019-08-19 23:00 | 23.27 | 0 | 0 | 0
2019-08-20 | 20.68 | 0 | 0 | 0
2019-08-20 01:00 | 19.25 | 0 | 0 | 0
2019-08-20 02:00 | 17.63 | 0 | 0 | 0
2019-08-20 03:00 | 15.63 | 0 | 0 | 0
2019-08-20 04:00 | 16.11 | 0 | 0 | 0
2019-08-20 05:00 | 18.64 | 0 | 0 | 0
2019-08-20 06:00 | 20.83 | 0 | 0 | 0
2019-08-20 07:00 | 20.84 | 0.23034 | 0.00023034 | 0.0048003
2019-08-20 08:00 | 22.02 | 1.703 | 0.001703 | 0.037499
2019-08-20 09:00 | 24.88 | 2.2412 | 0.0022412 | 0.055762
2019-08-20 10:00 | 28.26 | 4.301 | 0.004301 | 0.12155
2019-08-20 11:00 | 31.46 | 2.3684 | 0.0023684 | 0.074511
2019-08-20 12:00 | 33.36 | 2.012 | 0.002012 | 0.06712
2019-08-20 13:00 | 38.07 | 5.9849 | 0.0059849 | 0.22785
2019-08-20 14:00 | 43.61 | 5.8274 | 0.0058274 | 0.25413
2019-08-20 15:00 | 47.46 | 5.249 | 0.005249 | 0.24912
2019-08-20 16:00 | 53.57 | 5.3217 | 0.0053217 | 0.28508
2019-08-20 17:00 | 49.82 | 0.26229 | 0.00026229 | 0.013067
2019-08-20 18:00 | 41.46 | 0.03285 | 3.285e-05 | 0.001362
2019-08-20 19:00 | 33.61 | 0 | 0 | 0
2019-08-20 20:00 | 30.88 | 0 | 0 | 0
2019-08-20 21:00 | 27.75 | 0 | 0 | 0
2019-08-20 22:00 | 23.81 | 0 | 0 | 0
2019-08-20 23:00 | 21.32 | 0 | 0 | 0
2019-08-21 | 21.07 | 0 | 0 | 0
2019-08-21 01:00 | 19.58 | 0 | 0 | 0
2019-08-21 02:00 | 18.5 | 0 | 0 | 0
2019-08-21 03:00 | 17.26 | 0 | 0 | 0
2019-08-21 04:00 | 17.32 | 0 | 0 | 0
2019-08-21 05:00 | 19.37 | 0 | 0 | 0
2019-08-21 06:00 | 21.25 | 0 | 0 | 0
2019-08-21 07:00 | 21.8 | 0.077782 | 7.7782e-05 | 0.0016956
2019-08-21 08:00 | 22.53 | 0.47569 | 0.00047569 | 0.010717
2019-08-21 09:00 | 25.08 | 0.91082 | 0.00091082 | 0.022843
2019-08-21 10:00 | 28.24 | 0.63575 | 0.00063575 | 0.017954
2019-08-21 11:00 | 32.41 | 0.96018 | 0.00096018 | 0.031119
2019-08-21 12:00 | 35.71 | 2.316 | 0.002316 | 0.082706
2019-08-21 13:00 | 38.34 | 2.6179 | 0.0026179 | 0.10037
2019-08-21 14:00 | 45.07 | 2.5184 | 0.0025184 | 0.1135
2019-08-21 15:00 | 48.5 | 2.4867 | 0.0024867 | 0.12061
2019-08-21 16:00 | 52.36 | 5.5637 | 0.0055637 | 0.29132
2019-08-21 17:00 | 49.63 | 3.9901 | 0.0039901 | 0.19803
2019-08-21 18:00 | 41.36 | 2.132 | 0.002132 | 0.08818
2019-08-21 19:00 | 35.19 | 0.38562 | 0.00038562 | 0.01357
2019-08-21 20:00 | 33.75 | 0 | 0 | 0
2019-08-21 21:00 | 27.41 | 0 | 0 | 0
2019-08-21 22:00 | 24.11 | 0 | 0 | 0
2019-08-21 23:00 | 21.7 | 0 | 0 | 0
2019-08-22 | 20.07 | 0 | 0 | 0
2019-08-22 01:00 | 18.9 | 0 | 0 | 0
2019-08-22 02:00 | 17.22 | 0 | 0 | 0
2019-08-22 03:00 | 16.41 | 0 | 0 | 0
2019-08-22 04:00 | 16.16 | 0 | 0 | 0
2019-08-22 05:00 | 17.99 | 0 | 0 | 0
2019-08-22 06:00 | 20.28 | 0 | 0 | 0
2019-08-22 07:00 | 20.86 | 0.24097 | 0.00024097 | 0.0050266
2019-08-22 08:00 | 22.05 | 1.8374 | 0.0018374 | 0.040514
2019-08-22 09:00 | 23.58 | 3.8603 | 0.0038603 | 0.091025
2019-08-22 10:00 | 25.18 | 5.4788 | 0.0054788 | 0.13796
2019-08-22 11:00 | 27.42 | 5.3499 | 0.0053499 | 0.1467
2019-08-22 12:00 | 28.83 | 5.3515 | 0.0053515 | 0.15428
2019-08-22 13:00 | 30.51 | 7.5488 | 0.0075488 | 0.23031
2019-08-22 14:00 | 32.32 | 7.2758 | 0.0072758 | 0.23515
2019-08-22 15:00 | 33.03 | 6.6374 | 0.0066374 | 0.21923
2019-08-22 16:00 | 35.69 | 5.5744 | 0.0055744 | 0.19895
2019-08-22 17:00 | 33.39 | 3.2568 | 0.0032568 | 0.10874
2019-08-22 18:00 | 28.9 | 2.0285 | 0.0020285 | 0.058623
2019-08-22 19:00 | 27.17 | 0.37862 | 0.00037862 | 0.010287
2019-08-22 20:00 | 27.25 | 0 | 0 | 0
2019-08-22 21:00 | 23.87 | 0 | 0 | 0
2019-08-22 22:00 | 21.31 | 0 | 0 | 0
2019-08-22 23:00 | 19.19 | 0 | 0 | 0
2019-08-23 | 19.06 | 0 | 0 | 0
2019-08-23 01:00 | 18.49 | 0 | 0 | 0
2019-08-23 02:00 | 16.84 | 0 | 0 | 0
2019-08-23 03:00 | 16.39 | 0 | 0 | 0
2019-08-23 04:00 | 16.63 | 0 | 0 | 0
2019-08-23 05:00 | 18.54 | 0 | 0 | 0
2019-08-23 06:00 | 19.79 | 0 | 0 | 0
2019-08-23 07:00 | 20.47 | 0.2196 | 0.0002196 | 0.0044952
2019-08-23 08:00 | 21.38 | 1.8448 | 0.0018448 | 0.039442
2019-08-23 09:00 | 22.55 | 3.8387 | 0.0038387 | 0.086562
2019-08-23 10:00 | 23.54 | 5.4072 | 0.0054072 | 0.12729
2019-08-23 11:00 | 24.65 | 6.5349 | 0.0065349 | 0.16109
2019-08-23 12:00 | 25.21 | 7.1745 | 0.0071745 | 0.18087
2019-08-23 13:00 | 26.18 | 7.3633 | 0.0073633 | 0.19277
2019-08-23 14:00 | 27.94 | 7.1518 | 0.0071518 | 0.19982
2019-08-23 15:00 | 27.76 | 6.4831 | 0.0064831 | 0.17997
2019-08-23 16:00 | 28.01 | 4.8535 | 0.0048535 | 0.13595
2019-08-23 17:00 | 27.09 | 3.401 | 0.003401 | 0.092132
2019-08-23 18:00 | 25.12 | 1.8067 | 0.0018067 | 0.045385
2019-08-23 19:00 | 23.25 | 0.35801 | 0.00035801 | 0.0083238
2019-08-23 20:00 | 22.61 | 0 | 0 | 0
2019-08-23 21:00 | 21.48 | 0 | 0 | 0
2019-08-23 22:00 | 19.93 | 0 | 0 | 0
2019-08-23 23:00 | 18.05 | 0 | 0 | 0
2019-08-24 | 15.3 | 0 | 0 | 0
2019-08-24 01:00 | 14.21 | 0 | 0 | 0
2019-08-24 02:00 | 13.88 | 0 | 0 | 0
2019-08-24 03:00 | 13.35 | 0 | 0 | 0
2019-08-24 04:00 | 13.28 | 0 | 0 | 0
2019-08-24 05:00 | 13.52 | 0 | 0 | 0
2019-08-24 06:00 | 13.52 | 0 | 0 | 0
2019-08-24 07:00 | 13.81 | 0.23172 | 0.00023172 | 0.0032
2019-08-24 08:00 | 15.56 | 1.4139 | 0.0014139 | 0.022
2019-08-24 09:00 | 17.24 | 2.3999 | 0.0023999 | 0.041374
2019-08-24 10:00 | 18.69 | 3.5634 | 0.0035634 | 0.0666
2019-08-24 11:00 | 19.6 | 4.8271 | 0.0048271 | 0.094612
2019-08-24 12:00 | 20.37 | 6.1079 | 0.0061079 | 0.12442
2019-08-24 13:00 | 20.6 | 4.5985 | 0.0045985 | 0.09473
2019-08-24 14:00 | 21.53 | 5.5032 | 0.0055032 | 0.11848
2019-08-24 15:00 | 21.9 | 6.2117 | 0.0062117 | 0.13604
2019-08-24 16:00 | 22.21 | 5.133 | 0.005133 | 0.114
2019-08-24 17:00 | 22.78 | 3.6816 | 0.0036816 | 0.083866
2019-08-24 18:00 | 21.4 | 1.152 | 0.001152 | 0.024653
2019-08-24 19:00 | 20.4 | 0.29996 | 0.00029996 | 0.0061192
2019-08-24 20:00 | 20.13 | 0 | 0 | 0
2019-08-24 21:00 | 18.49 | 0 | 0 | 0
2019-08-24 22:00 | 16.68 | 0 | 0 | 0
2019-08-24 23:00 | 14.29 | 0 | 0 | 0
2019-08-25 | 13.23 | 0 | 0 | 0
2019-08-25 01:00 | 12.94 | 0 | 0 | 0
2019-08-25 02:00 | 11.7 | 0 | 0 | 0
2019-08-25 03:00 | 10.74 | 0 | 0 | 0
2019-08-25 04:00 | 9.97 | 0 | 0 | 0
2019-08-25 05:00 | 10.11 | 0 | 0 | 0
2019-08-25 06:00 | 10.02 | 0 | 0 | 0
2019-08-25 07:00 | 10.37 | 0.23453 | 0.00023453 | 0.002432
2019-08-25 08:00 | 13.68 | 1.623 | 0.001623 | 0.022203
2019-08-25 09:00 | 15.86 | 3.4469 | 0.0034469 | 0.054668
2019-08-25 10:00 | 16.16 | 3.743 | 0.003743 | 0.060486
2019-08-25 11:00 | 18.34 | 6.1371 | 0.0061371 | 0.11256
2019-08-25 12:00 | 18.85 | 6.7622 | 0.0067622 | 0.12747
2019-08-25 13:00 | 19.83 | 6.9922 | 0.0069922 | 0.13866
2019-08-25 14:00 | 20.51 | 6.7868 | 0.0067868 | 0.1392
2019-08-25 15:00 | 21.87 | 4.4901 | 0.0044901 | 0.098199
2019-08-25 16:00 | 23.03 | 5.1884 | 0.0051884 | 0.11949
2019-08-25 17:00 | 23.71 | 3.6927 | 0.0036927 | 0.087554
2019-08-25 18:00 | 21.99 | 1.8847 | 0.0018847 | 0.041444
2019-08-25 19:00 | 21.92 | 0.31944 | 0.00031944 | 0.0070022
2019-08-25 20:00 | 21.17 | 0 | 0 | 0
2019-08-25 21:00 | 19.96 | 0 | 0 | 0
2019-08-25 22:00 | 17.29 | 0 | 0 | 0
2019-08-25 23:00 | 15.27 | 0 | 0 | 0
2019-08-26 | 14.58 | 0 | 0 | 0
2019-08-26 01:00 | 14.33 | 0 | 0 | 0
2019-08-26 02:00 | 14.14 | 0 | 0 | 0
2019-08-26 03:00 | 14.3 | 0 | 0 | 0
2019-08-26 04:00 | 14.28 | 0 | 0 | 0
2019-08-26 05:00 | 15.67 | 0 | 0 | 0
2019-08-26 06:00 | 19.7 | 0 | 0 | 0
2019-08-26 07:00 | 19.64 | 0.21585 | 0.00021585 | 0.0042393
2019-08-26 08:00 | 20.35 | 1.0097 | 0.0010097 | 0.020547
2019-08-26 09:00 | 20.8 | 3.5686 | 0.0035686 | 0.074227
2019-08-26 10:00 | 21.87 | 5.1137 | 0.0051137 | 0.11184
2019-08-26 11:00 | 23.1 | 4.9782 | 0.0049782 | 0.115
2019-08-26 12:00 | 24.05 | 5.3924 | 0.0053924 | 0.12969
2019-08-26 13:00 | 25.91 | 7.0368 | 0.0070368 | 0.18232
2019-08-26 14:00 | 27.05 | 6.7255 | 0.0067255 | 0.18193
2019-08-26 15:00 | 27.32 | 6.113 | 0.006113 | 0.16701
2019-08-26 16:00 | 28.06 | 5.1098 | 0.0051098 | 0.14338
2019-08-26 17:00 | 27.19 | 3.617 | 0.003617 | 0.098347
2019-08-26 18:00 | 26.4 | 1.823 | 0.001823 | 0.048128
2019-08-26 19:00 | 25 | 0.31189 | 0.00031189 | 0.0077972
2019-08-26 20:00 | 25.31 | 0 | 0 | 0
2019-08-26 21:00 | 23.29 | 0 | 0 | 0
2019-08-26 22:00 | 20.39 | 0 | 0 | 0
2019-08-26 23:00 | 18.9 | 0 | 0 | 0
2019-08-27 | 15.5 | 0 | 0 | 0
2019-08-27 01:00 | 14.56 | 0 | 0 | 0
2019-08-27 02:00 | 13.67 | 0 | 0 | 0
2019-08-27 03:00 | 13.37 | 0 | 0 | 0
2019-08-27 04:00 | 13.51 | 0 | 0 | 0
2019-08-27 05:00 | 15.6 | 0 | 0 | 0
2019-08-27 06:00 | 18.68 | 0 | 0 | 0
2019-08-27 07:00 | 19.28 | 0.21161 | 0.00021161 | 0.0040798
2019-08-27 08:00 | 19.87 | 1.6575 | 0.0016575 | 0.032934
2019-08-27 09:00 | 20.46 | 3.5134 | 0.0035134 | 0.071884
2019-08-27 10:00 | 21.82 | 5.0198 | 0.0050198 | 0.10953
2019-08-27 11:00 | 23.05 | 6.0843 | 0.0060843 | 0.14024
2019-08-27 12:00 | 24.4 | 6.6903 | 0.0066903 | 0.16324
2019-08-27 13:00 | 26.22 | 6.8761 | 0.0068761 | 0.18029
2019-08-27 14:00 | 26.46 | 6.6399 | 0.0066399 | 0.17569
2019-08-27 15:00 | 27.35 | 6.0661 | 0.0060661 | 0.16591
2019-08-27 16:00 | 28.25 | 5.0436 | 0.0050436 | 0.14248
2019-08-27 17:00 | 28.49 | 3.586 | 0.003586 | 0.10216
2019-08-27 18:00 | 26.46 | 1.8056 | 0.0018056 | 0.047776
2019-08-27 19:00 | 25.69 | 0.29844 | 0.00029844 | 0.0076669
2019-08-27 20:00 | 26.14 | 0 | 0 | 0
2019-08-27 21:00 | 23.7 | 0 | 0 | 0
2019-08-27 22:00 | 20.27 | 0 | 0 | 0
2019-08-27 23:00 | 19.64 | 0 | 0 | 0
2019-08-28 | 17.47 | 0 | 0 | 0
2019-08-28 01:00 | 16.52 | 0 | 0 | 0
2019-08-28 02:00 | 14.74 | 0 | 0 | 0
2019-08-28 03:00 | 14.03 | 0 | 0 | 0
2019-08-28 04:00 | 14.45 | 0 | 0 | 0
2019-08-28 05:00 | 17.09 | 0 | 0 | 0
2019-08-28 06:00 | 18.79 | 0 | 0 | 0
2019-08-28 07:00 | 19.9 | 0.21431 | 0.00021431 | 0.0042648
2019-08-28 08:00 | 20.03 | 1.5711 | 0.0015711 | 0.031469
2019-08-28 09:00 | 21.67 | 3.3573 | 0.0033573 | 0.072752
2019-08-28 10:00 | 23.22 | 4.8626 | 0.0048626 | 0.11291
2019-08-28 11:00 | 24.81 | 5.9341 | 0.0059341 | 0.14722
2019-08-28 12:00 | 26.51 | 6.5393 | 0.0065393 | 0.17336
2019-08-28 13:00 | 28.7 | 5.9196 | 0.0059196 | 0.16989
2019-08-28 14:00 | 28.98 | 0.74704 | 0.00074704 | 0.021649
2019-08-28 15:00 | 29.96 | 0.97235 | 0.00097235 | 0.029131
2019-08-28 16:00 | 33.21 | 0.37546 | 0.00037546 | 0.012469
2019-08-28 17:00 | 31.78 | 2.392 | 0.002392 | 0.076016
2019-08-28 18:00 | 27.62 | 0.86054 | 0.00086054 | 0.023768
2019-08-28 19:00 | 27.49 | 0.18402 | 0.00018402 | 0.0050587
2019-08-28 20:00 | 27.11 | 0 | 0 | 0
2019-08-28 21:00 | 23.78 | 0 | 0 | 0
2019-08-28 22:00 | 20.49 | 0 | 0 | 0
2019-08-28 23:00 | 18.61 | 0 | 0 | 0
2019-08-29 | 17.95 | 0 | 0 | 0
2019-08-29 01:00 | 16.87 | 0 | 0 | 0
2019-08-29 02:00 | 15.01 | 0 | 0 | 0
2019-08-29 03:00 | 14.17 | 0 | 0 | 0
2019-08-29 04:00 | 14.63 | 0 | 0 | 0
2019-08-29 05:00 | 18.02 | 0 | 0 | 0
2019-08-29 06:00 | 20.03 | 0 | 0 | 0
2019-08-29 07:00 | 20.22 | 0.20522 | 0.00020522 | 0.0041495
2019-08-29 08:00 | 20.24 | 1.6199 | 0.0016199 | 0.032787
2019-08-29 09:00 | 21.58 | 3.4644 | 0.0034644 | 0.074761
2019-08-29 10:00 | 23.42 | 4.9805 | 0.0049805 | 0.11664
2019-08-29 11:00 | 25 | 4.725 | 0.004725 | 0.11813
2019-08-29 12:00 | 26.46 | 6.7402 | 0.0067402 | 0.17835
2019-08-29 13:00 | 29.42 | 6.8933 | 0.0068933 | 0.2028
2019-08-29 14:00 | 30.03 | 3.7147 | 0.0037147 | 0.11155
2019-08-29 15:00 | 33.93 | 6.1363 | 0.0061363 | 0.2082
2019-08-29 16:00 | 35.43 | 5.0174 | 0.0050174 | 0.17777
2019-08-29 17:00 | 37.62 | 3.4287 | 0.0034287 | 0.12899
2019-08-29 18:00 | 29.89 | 1.6543 | 0.0016543 | 0.049446
2019-08-29 19:00 | 27.65 | 0.27062 | 0.00027062 | 0.0074826
2019-08-29 20:00 | 28.3 | 0 | 0 | 0
2019-08-29 21:00 | 24.36 | 0 | 0 | 0
2019-08-29 22:00 | 20.55 | 0 | 0 | 0
2019-08-29 23:00 | 19.66 | 0 | 0 | 0
2019-08-30 | 18.61 | 0 | 0 | 0
2019-08-30 01:00 | 16.42 | 0 | 0 | 0
2019-08-30 02:00 | 14.87 | 0 | 0 | 0
2019-08-30 03:00 | 14.29 | 0 | 0 | 0
2019-08-30 04:00 | 14.96 | 0 | 0 | 0
2019-08-30 05:00 | 16.79 | 0 | 0 | 0
2019-08-30 06:00 | 19.87 | 0 | 0 | 0
2019-08-30 07:00 | 19.98 | 0.19895 | 0.00019895 | 0.0039751
2019-08-30 08:00 | 20.56 | 1.598 | 0.001598 | 0.032855
2019-08-30 09:00 | 22.55 | 3.4347 | 0.0034347 | 0.077453
2019-08-30 10:00 | 23.83 | 4.9624 | 0.0049624 | 0.11825
2019-08-30 11:00 | 26.42 | 6.0612 | 0.0060612 | 0.16014
2019-08-30 12:00 | 27.34 | 6.6539 | 0.0066539 | 0.18192
2019-08-30 13:00 | 29.55 | 6.8507 | 0.0068507 | 0.20244
2019-08-30 14:00 | 33.94 | 6.6596 | 0.0066596 | 0.22603
2019-08-30 15:00 | 36.34 | 1.8708 | 0.0018708 | 0.067985
2019-08-30 16:00 | 38.98 | 4.576 | 0.004576 | 0.17837
2019-08-30 17:00 | 37.26 | 3.5288 | 0.0035288 | 0.13148
2019-08-30 18:00 | 29.29 | 1.7149 | 0.0017149 | 0.05023
2019-08-30 19:00 | 27.51 | 0.25095 | 0.00025095 | 0.0069036
2019-08-30 20:00 | 27.3 | 0 | 0 | 0
2019-08-30 21:00 | 24.03 | 0 | 0 | 0
2019-08-30 22:00 | 20.76 | 0 | 0 | 0
2019-08-30 23:00 | 19.07 | 0 | 0 | 0
2019-08-31 | 17.85 | 0 | 0 | 0
2019-08-31 01:00 | 16.53 | 0 | 0 | 0
2019-08-31 02:00 | 15.41 | 0 | 0 | 0
2019-08-31 03:00 | 14.78 | 0 | 0 | 0
2019-08-31 04:00 | 14.45 | 0 | 0 | 0
2019-08-31 05:00 | 14.64 | 0 | 0 | 0
2019-08-31 06:00 | 14.89 | 0 | 0 | 0
2019-08-31 07:00 | 15.46 | 0.19098 | 0.00019098 | 0.0029525
2019-08-31 08:00 | 17.85 | 1.6246 | 0.0016246 | 0.028999
2019-08-31 09:00 | 19.59 | 3.5174 | 0.0035174 | 0.068906
2019-08-31 10:00 | 21.04 | 5.0392 | 0.0050392 | 0.10603
2019-08-31 11:00 | 22.49 | 6.1027 | 0.0061027 | 0.13725
2019-08-31 12:00 | 23.98 | 6.7135 | 0.0067135 | 0.16099
2019-08-31 13:00 | 25.26 | 6.8834 | 0.0068834 | 0.17388
2019-08-31 14:00 | 27.76 | 4.4086 | 0.0044086 | 0.12238
2019-08-31 15:00 | 28.62 | 6.0892 | 0.0060892 | 0.17427
2019-08-31 16:00 | 30.75 | 4.9587 | 0.0049587 | 0.15248
2019-08-31 17:00 | 30.26 | 3.4732 | 0.0034732 | 0.1051
2019-08-31 18:00 | 26.42 | 1.677 | 0.001677 | 0.044305
2019-08-31 19:00 | 24.28 | 0.25036 | 0.00025036 | 0.0060787
2019-08-31 20:00 | 23.59 | 0 | 0 | 0
2019-08-31 21:00 | 21.75 | 0 | 0 | 0
2019-08-31 22:00 | 19.71 | 0 | 0 | 0
2019-08-31 23:00 | 18.96 | 0 | 0 | 0
2019-09-01 | 16.41 | 0 | 0 | 0
2019-09-01 01:00 | 15.72 | 0 | 0 | 0
2019-09-01 02:00 | 14.83 | 0 | 0 | 0
2019-09-01 03:00 | 14.71 | 0 | 0 | 0
2019-09-01 04:00 | 14.53 | 0 | 0 | 0
2019-09-01 05:00 | 14.66 | 0 | 0 | 0
2019-09-01 06:00 | 14.87 | 0 | 0 | 0
2019-09-01 07:00 | 14.76 | 0.17517 | 0.00017517 | 0.0025856
2019-09-01 08:00 | 16.26 | 1.0715 | 0.0010715 | 0.017422
2019-09-01 09:00 | 19.13 | 1.9899 | 0.0019899 | 0.038068
2019-09-01 10:00 | 19.23 | 3.5342 | 0.0035342 | 0.067963
2019-09-01 11:00 | 21.02 | 5.0101 | 0.0050101 | 0.10531
2019-09-01 12:00 | 22.36 | 6.8601 | 0.0068601 | 0.15339
2019-09-01 13:00 | 24.38 | 5.2172 | 0.0052172 | 0.1272
2019-09-01 14:00 | 26.32 | 6.7839 | 0.0067839 | 0.17855
2019-09-01 15:00 | 27.8 | 6.1031 | 0.0061031 | 0.16967
2019-09-01 16:00 | 31.42 | 3.7814 | 0.0037814 | 0.11881
2019-09-01 17:00 | 30.63 | 3.5466 | 0.0035466 | 0.10863
2019-09-01 18:00 | 26.25 | 1.7016 | 0.0017016 | 0.044666
2019-09-01 19:00 | 24.82 | 0.24859 | 0.00024859 | 0.0061701
2019-09-01 20:00 | 24.74 | 0 | 0 | 0
2019-09-01 21:00 | 22.15 | 0 | 0 | 0
2019-09-01 22:00 | 20.23 | 0 | 0 | 0
2019-09-01 23:00 | 18.77 | 0 | 0 | 0
2019-09-02 | 16.25 | 0 | 0 | 0
2019-09-02 01:00 | 15.12 | 0 | 0 | 0
2019-09-02 02:00 | 14.72 | 0 | 0 | 0
2019-09-02 03:00 | 14.47 | 0 | 0 | 0
2019-09-02 04:00 | 14.15 | 0 | 0 | 0
2019-09-02 05:00 | 14.55 | 0 | 0 | 0
2019-09-02 06:00 | 14.75 | 0 | 0 | 0
2019-09-02 07:00 | 14.5 | 0.20101 | 0.00020101 | 0.0029146
2019-09-02 08:00 | 16.9 | 1.5846 | 0.0015846 | 0.026779
2019-09-02 09:00 | 19.73 | 3.3954 | 0.0033954 | 0.066992
2019-09-02 10:00 | 20.6 | 4.8975 | 0.0048975 | 0.10089
2019-09-02 11:00 | 22.99 | 6.0131 | 0.0060131 | 0.13824
2019-09-02 12:00 | 25.85 | 5.1547 | 0.0051547 | 0.13325
2019-09-02 13:00 | 28.82 | 3.4193 | 0.0034193 | 0.098545
2019-09-02 14:00 | 32.23 | 5.893 | 0.005893 | 0.18993
2019-09-02 15:00 | 31.81 | 5.9248 | 0.0059248 | 0.18847
2019-09-02 16:00 | 36.16 | 1.7078 | 0.0017078 | 0.061752
2019-09-02 17:00 | 35.33 | 1.4523 | 0.0014523 | 0.051311
2019-09-02 18:00 | 31.77 | 0.62951 | 0.00062951 | 0.02
2019-09-02 19:00 | 29.52 | 0 | 0 | 0
2019-09-02 20:00 | 30.18 | 0 | 0 | 0
2019-09-02 21:00 | 24.86 | 0 | 0 | 0
2019-09-02 22:00 | 21.96 | 0 | 0 | 0
2019-09-02 23:00 | 20.08 | 0 | 0 | 0
2019-09-03 | 18.54 | 0 | 0 | 0
2019-09-03 01:00 | 18.54 | 0 | 0 | 0
2019-09-03 02:00 | 16.94 | 0 | 0 | 0
2019-09-03 03:00 | 16.41 | 0 | 0 | 0
2019-09-03 04:00 | 16.5 | 0 | 0 | 0
2019-09-03 05:00 | 18.85 | 0 | 0 | 0
2019-09-03 06:00 | 20.78 | 0 | 0 | 0
2019-09-03 07:00 | 20.99 | 0.18301 | 0.00018301 | 0.0038414
2019-09-03 08:00 | 21.19 | 1.546 | 0.001546 | 0.03276
2019-09-03 09:00 | 23.08 | 3.2901 | 0.0032901 | 0.075935
2019-09-03 10:00 | 24.64 | 4.7981 | 0.0047981 | 0.11823
2019-09-03 11:00 | 26.32 | 5.2127 | 0.0052127 | 0.1372
2019-09-03 12:00 | 30.52 | 4.2857 | 0.0042857 | 0.1308
2019-09-03 13:00 | 32.15 | 5.041 | 0.005041 | 0.16207
2019-09-03 14:00 | 35.92 | 3.6721 | 0.0036721 | 0.1319
2019-09-03 15:00 | 38.22 | 4.636 | 0.004636 | 0.17719
2019-09-03 16:00 | 40.34 | 4.7684 | 0.0047684 | 0.19236
2019-09-03 17:00 | 39.82 | 3.2669 | 0.0032669 | 0.13009
2019-09-03 18:00 | 36.63 | 1.5746 | 0.0015746 | 0.057679
2019-09-03 19:00 | 32.57 | 0.21929 | 0.00021928 | 0.0071421
2019-09-03 20:00 | 32.53 | 0 | 0 | 0
2019-09-03 21:00 | 27.22 | 0 | 0 | 0
2019-09-03 22:00 | 22.92 | 0 | 0 | 0
2019-09-03 23:00 | 20.71 | 0 | 0 | 0
2019-09-04 | 19.32 | 0 | 0 | 0
2019-09-04 01:00 | 18.19 | 0 | 0 | 0
2019-09-04 02:00 | 17.21 | 0 | 0 | 0
2019-09-04 03:00 | 16.15 | 0 | 0 | 0
2019-09-04 04:00 | 17.12 | 0 | 0 | 0
2019-09-04 05:00 | 19.1 | 0 | 0 | 0
2019-09-04 06:00 | 21.1 | 0 | 0 | 0
2019-09-04 07:00 | 21.21 | 0.13545 | 0.00013545 | 0.0028729
2019-09-04 08:00 | 21.35 | 0.58683 | 0.00058683 | 0.012529
2019-09-04 09:00 | 23.35 | 3.1265 | 0.0031265 | 0.073004
2019-09-04 10:00 | 26.86 | 4.6268 | 0.0046268 | 0.12427
2019-09-04 11:00 | 29.63 | 5.6801 | 0.0056801 | 0.1683
2019-09-04 12:00 | 31.52 | 4.87 | 0.00487 | 0.1535
2019-09-04 13:00 | 33.66 | 5.4251 | 0.0054251 | 0.18261
2019-09-04 14:00 | 37.21 | 5.3566 | 0.0053566 | 0.19932
2019-09-04 15:00 | 38.15 | 6.0276 | 0.0060276 | 0.22995
2019-09-04 16:00 | 40.09 | 4.9788 | 0.0049788 | 0.1996
2019-09-04 17:00 | 36.16 | 3.4628 | 0.0034628 | 0.12521
2019-09-04 18:00 | 32.83 | 1.6756 | 0.0016756 | 0.055009
2019-09-04 19:00 | 31.48 | 0.21467 | 0.00021467 | 0.0067579
2019-09-04 20:00 | 31.16 | 0 | 0 | 0
2019-09-04 21:00 | 25.2 | 0 | 0 | 0
2019-09-04 22:00 | 21.52 | 0 | 0 | 0
2019-09-04 23:00 | 19.96 | 0 | 0 | 0
2019-09-05 | 20.42 | 0 | 0 | 0
2019-09-05 01:00 | 19.44 | 0 | 0 | 0
2019-09-05 02:00 | 18.77 | 0 | 0 | 0
2019-09-05 03:00 | 18.44 | 0 | 0 | 0
2019-09-05 04:00 | 18.7 | 0 | 0 | 0
2019-09-05 05:00 | 19.77 | 0 | 0 | 0
2019-09-05 06:00 | 22.11 | 0 | 0 | 0
2019-09-05 07:00 | 21.75 | 0.18534 | 0.00018534 | 0.0040312
2019-09-05 08:00 | 21.89 | 1.7734 | 0.0017734 | 0.038819
2019-09-05 09:00 | 24.34 | 3.8306 | 0.0038306 | 0.093236
2019-09-05 10:00 | 25.46 | 5.4494 | 0.0054494 | 0.13874
2019-09-05 11:00 | 26.63 | 6.5557 | 0.0065557 | 0.17458
2019-09-05 12:00 | 30.38 | 7.1545 | 0.0071545 | 0.21735
2019-09-05 13:00 | 29.05 | 7.327 | 0.007327 | 0.21285
2019-09-05 14:00 | 31.1 | 7.062 | 0.007062 | 0.21963
2019-09-05 15:00 | 32.02 | 6.4256 | 0.0064256 | 0.20575
2019-09-05 16:00 | 31.46 | 5.2785 | 0.0052785 | 0.16606
2019-09-05 17:00 | 30.1 | 3.6932 | 0.0036932 | 0.11116
2019-09-05 18:00 | 28.77 | 1.7422 | 0.0017422 | 0.050123
2019-09-05 19:00 | 28.82 | 0.20036 | 0.00020036 | 0.0057744
2019-09-05 20:00 | 26.97 | 0 | 0 | 0
2019-09-05 21:00 | 23.87 | 0 | 0 | 0
2019-09-05 22:00 | 20.48 | 0 | 0 | 0
2019-09-05 23:00 | 19.03 | 0 | 0 | 0
2019-09-06 | 19.83 | 0 | 0 | 0
2019-09-06 01:00 | 19.26 | 0 | 0 | 0
2019-09-06 02:00 | 18.58 | 0 | 0 | 0
2019-09-06 03:00 | 18.69 | 0 | 0 | 0
2019-09-06 04:00 | 19.1 | 0 | 0 | 0
2019-09-06 05:00 | 20.05 | 0 | 0 | 0
2019-09-06 06:00 | 22.17 | 0 | 0 | 0
2019-09-06 07:00 | 21.82 | 0.17515 | 0.00017515 | 0.0038217
2019-09-06 08:00 | 22.25 | 1.7453 | 0.0017453 | 0.038833
2019-09-06 09:00 | 24.45 | 3.7618 | 0.0037618 | 0.091977
2019-09-06 10:00 | 26.86 | 5.3271 | 0.0053271 | 0.14309
2019-09-06 11:00 | 29.66 | 6.3719 | 0.0063719 | 0.18899
2019-09-06 12:00 | 31.35 | 6.9536 | 0.0069536 | 0.218
2019-09-06 13:00 | 32.24 | 7.1233 | 0.0071233 | 0.22966
2019-09-06 14:00 | 33.59 | 6.8723 | 0.0068723 | 0.23084
2019-09-06 15:00 | 33.92 | 6.2116 | 0.0062116 | 0.2107
2019-09-06 16:00 | 34.65 | 5.1208 | 0.0051208 | 0.17744
2019-09-06 17:00 | 33.74 | 3.547 | 0.003547 | 0.11968
2019-09-06 18:00 | 31.74 | 1.6462 | 0.0016462 | 0.052251
2019-09-06 19:00 | 28.83 | 0.17985 | 0.00017985 | 0.005185
2019-09-06 20:00 | 26.53 | 0 | 0 | 0
2019-09-06 21:00 | 23.74 | 0 | 0 | 0
2019-09-06 22:00 | 21.8 | 0 | 0 | 0
2019-09-06 23:00 | 20.06 | 0 | 0 | 0
2019-09-07 | 17.97 | 0 | 0 | 0
2019-09-07 01:00 | 16.93 | 0 | 0 | 0
2019-09-07 02:00 | 16.01 | 0 | 0 | 0
2019-09-07 03:00 | 15.2 | 0 | 0 | 0
2019-09-07 04:00 | 14.79 | 0 | 0 | 0
2019-09-07 05:00 | 15.45 | 0 | 0 | 0
2019-09-07 06:00 | 16.82 | 0 | 0 | 0
2019-09-07 07:00 | 17.02 | 0.16741 | 0.00016741 | 0.0028494
2019-09-07 08:00 | 17.83 | 1.6783 | 0.0016783 | 0.029923
2019-09-07 09:00 | 19.83 | 3.6402 | 0.0036402 | 0.072186
2019-09-07 10:00 | 20.75 | 5.1902 | 0.0051902 | 0.1077
2019-09-07 11:00 | 22.38 | 6.1962 | 0.0061962 | 0.13867
2019-09-07 12:00 | 23.31 | 6.8049 | 0.0068049 | 0.15862
2019-09-07 13:00 | 24.54 | 6.9705 | 0.0069705 | 0.17106
2019-09-07 14:00 | 25.79 | 6.6706 | 0.0066706 | 0.17203
2019-09-07 15:00 | 29.1 | 6.0055 | 0.0060055 | 0.17476
2019-09-07 16:00 | 31.09 | 4.9215 | 0.0049215 | 0.15301
2019-09-07 17:00 | 31.14 | 3.3777 | 0.0033777 | 0.10518
2019-09-07 18:00 | 24.93 | 1.5503 | 0.0015503 | 0.038648
2019-09-07 19:00 | 24.89 | 0.16236 | 0.00016236 | 0.0040411
2019-09-07 20:00 | 23.78 | 0 | 0 | 0
2019-09-07 21:00 | 21.7 | 0 | 0 | 0
2019-09-07 22:00 | 20.17 | 0 | 0 | 0
2019-09-07 23:00 | 18.73 | 0 | 0 | 0
2019-09-08 | 17.68 | 0 | 0 | 0
2019-09-08 01:00 | 17.34 | 0 | 0 | 0
2019-09-08 02:00 | 15.88 | 0 | 0 | 0
2019-09-08 03:00 | 15.24 | 0 | 0 | 0
2019-09-08 04:00 | 14.96 | 0 | 0 | 0
2019-09-08 05:00 | 15.2 | 0 | 0 | 0
2019-09-08 06:00 | 16.01 | 0 | 0 | 0
2019-09-08 07:00 | 16.09 | 0.1641 | 0.0001641 | 0.0026403
2019-09-08 08:00 | 17.9 | 1.6202 | 0.0016202 | 0.029002
2019-09-08 09:00 | 19.65 | 3.554 | 0.003554 | 0.069836
2019-09-08 10:00 | 20.38 | 5.0932 | 0.0050932 | 0.1038
2019-09-08 11:00 | 21.12 | 6.1354 | 0.0061354 | 0.12958
2019-09-08 12:00 | 21.62 | 6.7643 | 0.0067643 | 0.14624
2019-09-08 13:00 | 22.88 | 6.8968 | 0.0068968 | 0.1578
2019-09-08 14:00 | 24.2 | 6.6153 | 0.0066153 | 0.16009
2019-09-08 15:00 | 26.25 | 5.9522 | 0.0059522 | 0.15624
2019-09-08 16:00 | 28.12 | 4.8755 | 0.0048755 | 0.1371
2019-09-08 17:00 | 29.57 | 3.3292 | 0.0033292 | 0.098446
2019-09-08 18:00 | 25.34 | 1.5076 | 0.0015076 | 0.038202
2019-09-08 19:00 | 25.68 | 0.15112 | 0.00015112 | 0.0038807
2019-09-08 20:00 | 24.19 | 0 | 0 | 0
2019-09-08 21:00 | 21.45 | 0 | 0 | 0
2019-09-08 22:00 | 19.96 | 0 | 0 | 0
2019-09-08 23:00 | 18.54 | 0 | 0 | 0
2019-09-09 | 18.58 | 0 | 0 | 0
2019-09-09 01:00 | 17.49 | 0 | 0 | 0
2019-09-09 02:00 | 16.65 | 0 | 0 | 0
2019-09-09 03:00 | 16.29 | 0 | 0 | 0
2019-09-09 04:00 | 17.19 | 0 | 0 | 0
2019-09-09 05:00 | 18.84 | 0 | 0 | 0
2019-09-09 06:00 | 22.58 | 0 | 0 | 0
2019-09-09 07:00 | 22.71 | 0.15725 | 0.00015725 | 0.0035711
2019-09-09 08:00 | 22.82 | 1.6498 | 0.0016498 | 0.037648
2019-09-09 09:00 | 25.45 | 3.6051 | 0.0036051 | 0.091749
2019-09-09 10:00 | 26.47 | 5.1664 | 0.0051664 | 0.13675
2019-09-09 11:00 | 26.99 | 6.2518 | 0.0062518 | 0.16874
2019-09-09 12:00 | 32.81 | 6.8668 | 0.0068668 | 0.2253
2019-09-09 13:00 | 35.43 | 7.0359 | 0.0070359 | 0.24928
2019-09-09 14:00 | 36.15 | 6.7387 | 0.0067387 | 0.2436
2019-09-09 15:00 | 37.87 | 6.1128 | 0.0061128 | 0.23149
2019-09-09 16:00 | 44.83 | 5.0355 | 0.0050355 | 0.22574
2019-09-09 17:00 | 40.5 | 3.4528 | 0.0034528 | 0.13984
2019-09-09 18:00 | 36.51 | 1.5593 | 0.0015593 | 0.056931
2019-09-09 19:00 | 37.37 | 0.14051 | 0.00014051 | 0.005251
2019-09-09 20:00 | 33 | 0 | 0 | 0
2019-09-09 21:00 | 24.32 | 0 | 0 | 0
2019-09-09 22:00 | 22.27 | 0 | 0 | 0
2019-09-09 23:00 | 20.04 | 0 | 0 | 0
2019-09-10 | 18.97 | 0 | 0 | 0
2019-09-10 01:00 | 18.38 | 0 | 0 | 0
2019-09-10 02:00 | 17.44 | 0 | 0 | 0
2019-09-10 03:00 | 16.73 | 0 | 0 | 0
2019-09-10 04:00 | 17.81 | 0 | 0 | 0
2019-09-10 05:00 | 18.89 | 0 | 0 | 0
2019-09-10 06:00 | 22.22 | 0 | 0 | 0
2019-09-10 07:00 | 22.44 | 0.15465 | 0.00015465 | 0.0034704
2019-09-10 08:00 | 23.37 | 1.6698 | 0.0016698 | 0.039024
2019-09-10 09:00 | 27.96 | 3.6534 | 0.0036534 | 0.10215
2019-09-10 10:00 | 30.93 | 5.2192 | 0.0052192 | 0.16143
2019-09-10 11:00 | 34.69 | 6.3189 | 0.0063189 | 0.2192
2019-09-10 12:00 | 39.18 | 6.9347 | 0.0069347 | 0.2717
2019-09-10 13:00 | 46.84 | 7.0825 | 0.0070825 | 0.33174
2019-09-10 14:00 | 54.47 | 6.783 | 0.006783 | 0.36947
2019-09-10 15:00 | 64.95 | 6.1448 | 0.0061448 | 0.39911
2019-09-10 16:00 | 72.43 | 4.9585 | 0.0049585 | 0.35914
2019-09-10 17:00 | 67.66 | 3.3357 | 0.0033357 | 0.22569
2019-09-10 18:00 | 46.06 | 1.4622 | 0.0014622 | 0.06735
2019-09-10 19:00 | 42.81 | 0.11114 | 0.00011114 | 0.0047581
2019-09-10 20:00 | 42.56 | 0 | 0 | 0
2019-09-10 21:00 | 32.02 | 0 | 0 | 0
2019-09-10 22:00 | 27.87 | 0 | 0 | 0
2019-09-10 23:00 | 22.68 | 0 | 0 | 0
2019-09-11 | 21.45 | 0 | 0 | 0
2019-09-11 01:00 | 20.3 | 0 | 0 | 0
2019-09-11 02:00 | 19.27 | 0 | 0 | 0
2019-09-11 03:00 | 18.88 | 0 | 0 | 0
2019-09-11 04:00 | 18.81 | 0 | 0 | 0
2019-09-11 05:00 | 20.28 | 0 | 0 | 0
2019-09-11 06:00 | 23.56 | 0 | 0 | 0
2019-09-11 07:00 | 23.2 | 0.076686 | 7.6686e-05 | 0.0017791
2019-09-11 08:00 | 24.3 | 1.4241 | 0.0014241 | 0.034606
2019-09-11 09:00 | 28.01 | 1.8718 | 0.0018718 | 0.052428
2019-09-11 10:00 | 32.16 | 1.3969 | 0.0013969 | 0.044923
2019-09-11 11:00 | 35.46 | 1.3948 | 0.0013948 | 0.049459
2019-09-11 12:00 | 39.81 | 2.108 | 0.002108 | 0.08392
2019-09-11 13:00 | 45.73 | 6.0994 | 0.0060994 | 0.27892
2019-09-11 14:00 | 55.09 | 7.1197 | 0.0071197 | 0.39223
2019-09-11 15:00 | 63.69 | 6.4206 | 0.0064206 | 0.40893
2019-09-11 16:00 | 71.54 | 5.281 | 0.005281 | 0.37781
2019-09-11 17:00 | 59.97 | 3.6143 | 0.0036143 | 0.21675
2019-09-11 18:00 | 42.52 | 1.5908 | 0.0015908 | 0.06764
2019-09-11 19:00 | 40.31 | 0.1269 | 0.0001269 | 0.0051154
2019-09-11 20:00 | 37.81 | 0 | 0 | 0
2019-09-11 21:00 | 32.69 | 0 | 0 | 0
2019-09-11 22:00 | 27.71 | 0 | 0 | 0
2019-09-11 23:00 | 23.73 | 0 | 0 | 0
2019-09-12 | 23.05 | 0 | 0 | 0
2019-09-12 01:00 | 21.59 | 0 | 0 | 0
2019-09-12 02:00 | 20.05 | 0 | 0 | 0
2019-09-12 03:00 | 19.6 | 0 | 0 | 0
2019-09-12 04:00 | 19.71 | 0 | 0 | 0
2019-09-12 05:00 | 21.48 | 0 | 0 | 0
2019-09-12 06:00 | 24.32 | 0 | 0 | 0
2019-09-12 07:00 | 24.17 | 0.15807 | 0.00015807 | 0.0038205
2019-09-12 08:00 | 25.46 | 1.7366 | 0.0017366 | 0.044213
2019-09-12 09:00 | 28.49 | 3.841 | 0.003841 | 0.10943
2019-09-12 10:00 | 32.8 | 5.4777 | 0.0054777 | 0.17967
2019-09-12 11:00 | 37.49 | 6.6093 | 0.0066093 | 0.24778
2019-09-12 12:00 | 42.52 | 7.2086 | 0.0072086 | 0.30651
2019-09-12 13:00 | 50.72 | 7.3669 | 0.0073669 | 0.37365
2019-09-12 14:00 | 84.67 | 7.0846 | 0.0070846 | 0.59985
2019-09-12 15:00 | 92.95 | 6.3766 | 0.0063766 | 0.5927
2019-09-12 16:00 | 103.72 | 5.2179 | 0.0052179 | 0.5412
2019-09-12 17:00 | 70.72 | 3.5617 | 0.0035617 | 0.25188
2019-09-12 18:00 | 46.67 | 1.2052 | 0.0012052 | 0.056245
2019-09-12 19:00 | 42.62 | 0.10944 | 0.00010944 | 0.0046643
2019-09-12 20:00 | 39.39 | 0 | 0 | 0
2019-09-12 21:00 | 32.16 | 0 | 0 | 0
2019-09-12 22:00 | 25.43 | 0 | 0 | 0
2019-09-12 23:00 | 22.91 | 0 | 0 | 0
2019-09-13 | 21.6 | 0 | 0 | 0
2019-09-13 01:00 | 20.49 | 0 | 0 | 0
2019-09-13 02:00 | 19.67 | 0 | 0 | 0
2019-09-13 03:00 | 18.97 | 0 | 0 | 0
2019-09-13 04:00 | 19.14 | 0 | 0 | 0
2019-09-13 05:00 | 21.33 | 0 | 0 | 0
2019-09-13 06:00 | 24.11 | 0 | 0 | 0
2019-09-13 07:00 | 24.42 | 0.053812 | 5.3812e-05 | 0.0013141
2019-09-13 08:00 | 24.16 | 0.90026 | 0.00090026 | 0.02175
2019-09-13 09:00 | 26.41 | 2.4279 | 0.0024279 | 0.064121
2019-09-13 10:00 | 28.4 | 4.4018 | 0.0044018 | 0.12501
2019-09-13 11:00 | 32.88 | 5.2345 | 0.0052345 | 0.17211
2019-09-13 12:00 | 38.53 | 5.3485 | 0.0053485 | 0.20608
2019-09-13 13:00 | 47.15 | 6.1576 | 0.0061576 | 0.29033
2019-09-13 14:00 | 72.21 | 5.5464 | 0.0055464 | 0.40051
2019-09-13 15:00 | 74.22 | 4.9086 | 0.0049086 | 0.36432
2019-09-13 16:00 | 77.05 | 3.7119 | 0.0037119 | 0.286
2019-09-13 17:00 | 53.81 | 2.775 | 0.002775 | 0.14932
2019-09-13 18:00 | 36.18 | 0.99253 | 0.00099253 | 0.03591
2019-09-13 19:00 | 31.17 | 0.005474 | 5.474e-06 | 0.00017062
2019-09-13 20:00 | 29.57 | 0 | 0 | 0
2019-09-13 21:00 | 25.18 | 0 | 0 | 0
2019-09-13 22:00 | 22.85 | 0 | 0 | 0
2019-09-13 23:00 | 20.97 | 0 | 0 | 0
2019-09-14 | 20.65 | 0 | 0 | 0
2019-09-14 01:00 | 20.51 | 0 | 0 | 0
2019-09-14 02:00 | 19.53 | 0 | 0 | 0
2019-09-14 03:00 | 18.91 | 0 | 0 | 0
2019-09-14 04:00 | 18.94 | 0 | 0 | 0
2019-09-14 05:00 | 19.53 | 0 | 0 | 0
2019-09-14 06:00 | 20.39 | 0 | 0 | 0
2019-09-14 07:00 | 20.7 | 0.007718 | 7.718e-06 | 0.00015976
2019-09-14 08:00 | 22.31 | 1.3886 | 0.0013886 | 0.030981
2019-09-14 09:00 | 23.66 | 2.405 | 0.002405 | 0.056902
2019-09-14 10:00 | 25.28 | 4.0192 | 0.0040192 | 0.1016
2019-09-14 11:00 | 26.95 | 3.768 | 0.003768 | 0.10155
2019-09-14 12:00 | 29.08 | 4.5586 | 0.0045586 | 0.13256
2019-09-14 13:00 | 34.32 | 4.2252 | 0.0042252 | 0.14501
2019-09-14 14:00 | 36.39 | 2.7453 | 0.0027453 | 0.099903
2019-09-14 15:00 | 39.31 | 3.6451 | 0.0036451 | 0.14329
2019-09-14 16:00 | 42.05 | 3.1345 | 0.0031345 | 0.13181
2019-09-14 17:00 | 38.96 | 2.1308 | 0.0021308 | 0.083016
2019-09-14 18:00 | 35.23 | 0.78165 | 0.00078165 | 0.027538
2019-09-14 19:00 | 33.42 | 0.015166 | 1.5166e-05 | 0.00050685
2019-09-14 20:00 | 28.9 | 0 | 0 | 0
2019-09-14 21:00 | 24.59 | 0 | 0 | 0
2019-09-14 22:00 | 23.3 | 0 | 0 | 0
2019-09-14 23:00 | 21.37 | 0 | 0 | 0
2019-09-15 | 20.18 | 0 | 0 | 0
2019-09-15 01:00 | 19.32 | 0 | 0 | 0
2019-09-15 02:00 | 17.69 | 0 | 0 | 0
2019-09-15 03:00 | 16.49 | 0 | 0 | 0
2019-09-15 04:00 | 16.06 | 0 | 0 | 0
2019-09-15 05:00 | 16.4 | 0 | 0 | 0
2019-09-15 06:00 | 17.36 | 0 | 0 | 0
2019-09-15 07:00 | 18.48 | 0 | 0 | 0
2019-09-15 08:00 | 18.99 | 0.50941 | 0.00050941 | 0.0096738
2019-09-15 09:00 | 21.2 | 1.3189 | 0.0013189 | 0.027961
2019-09-15 10:00 | 22.88 | 1.0158 | 0.0010158 | 0.023242
2019-09-15 11:00 | 24.13 | 2.7834 | 0.0027834 | 0.067164
2019-09-15 12:00 | 26.31 | 1.7677 | 0.0017677 | 0.046509
2019-09-15 13:00 | 29.87 | 2.4075 | 0.0024075 | 0.071912
2019-09-15 14:00 | 33.34 | 2.0405 | 0.0020405 | 0.068029
2019-09-15 15:00 | 35.83 | 2.0792 | 0.0020792 | 0.074497
2019-09-15 16:00 | 39.73 | 4.9241 | 0.0049241 | 0.19563
2019-09-15 17:00 | 38.38 | 0.76504 | 0.00076505 | 0.029362
2019-09-15 18:00 | 34.48 | 1.3155 | 0.0013155 | 0.045357
2019-09-15 19:00 | 34.02 | 0.040681 | 4.0681e-05 | 0.001384
2019-09-15 20:00 | 32.17 | 0 | 0 | 0
2019-09-15 21:00 | 25.04 | 0 | 0 | 0
2019-09-15 22:00 | 23.03 | 0 | 0 | 0
2019-09-15 23:00 | 20.88 | 0 | 0 | 0
2019-09-16 | 20.49 | 0 | 0 | 0
2019-09-16 01:00 | 19.52 | 0 | 0 | 0
2019-09-16 02:00 | 18.28 | 0 | 0 | 0
2019-09-16 03:00 | 17.54 | 0 | 0 | 0
2019-09-16 04:00 | 18.15 | 0 | 0 | 0
2019-09-16 05:00 | 20.22 | 0 | 0 | 0
2019-09-16 06:00 | 22.79 | 0 | 0 | 0
2019-09-16 07:00 | 23.19 | 0.000533 | 5.33e-07 | 1.236e-05
2019-09-16 08:00 | 24.03 | 1.1443 | 0.0011443 | 0.027498
2019-09-16 09:00 | 27.6 | 2.173 | 0.002173 | 0.059973
2019-09-16 10:00 | 29.68 | 3.2837 | 0.0032837 | 0.09746
2019-09-16 11:00 | 32.47 | 4.7584 | 0.0047584 | 0.1545
2019-09-16 12:00 | 35.77 | 3.3256 | 0.0033256 | 0.11896
2019-09-16 13:00 | 44.85 | 3.5684 | 0.0035684 | 0.16004
2019-09-16 14:00 | 55.08 | 4.2404 | 0.0042404 | 0.23356
2019-09-16 15:00 | 66.39 | 3.5516 | 0.0035516 | 0.23579
2019-09-16 16:00 | 79.58 | 3.6231 | 0.0036231 | 0.28833
2019-09-16 17:00 | 65.3 | 2.1567 | 0.0021567 | 0.14083
2019-09-16 18:00 | 41.2 | 1.162 | 0.001162 | 0.047876
2019-09-16 19:00 | 36.47 | 0 | 0 | 0
2019-09-16 20:00 | 35.07 | 0 | 0 | 0
2019-09-16 21:00 | 28.34 | 0 | 0 | 0
2019-09-16 22:00 | 24.19 | 0 | 0 | 0
2019-09-16 23:00 | 22.35 | 0 | 0 | 0
2019-09-17 | 20.16 | 0 | 0 | 0
2019-09-17 01:00 | 19.75 | 0 | 0 | 0
2019-09-17 02:00 | 18.8 | 0 | 0 | 0
2019-09-17 03:00 | 18.17 | 0 | 0 | 0
2019-09-17 04:00 | 18.6 | 0 | 0 | 0
2019-09-17 05:00 | 20.37 | 0 | 0 | 0
2019-09-17 06:00 | 24.01 | 0 | 0 | 0
2019-09-17 07:00 | 23.83 | 0.008333 | 8.333e-06 | 0.00019858
2019-09-17 08:00 | 23.43 | 0.65266 | 0.00065266 | 0.015292
2019-09-17 09:00 | 25.18 | 1.6538 | 0.0016538 | 0.041642
2019-09-17 10:00 | 27.33 | 3.0659 | 0.0030659 | 0.083791
2019-09-17 11:00 | 28.12 | 5.3126 | 0.0053126 | 0.14939
2019-09-17 12:00 | 31.95 | 5.8916 | 0.0058916 | 0.18824
2019-09-17 13:00 | 36.16 | 5.8177 | 0.0058177 | 0.21037
2019-09-17 14:00 | 41.46 | 5.0815 | 0.0050815 | 0.21068
2019-09-17 15:00 | 45.25 | 3.241 | 0.003241 | 0.14666
2019-09-17 16:00 | 48.25 | 2.1551 | 0.0021551 | 0.10398
2019-09-17 17:00 | 43.19 | 0.77062 | 0.00077062 | 0.033283
2019-09-17 18:00 | 34.72 | 0.40677 | 0.00040677 | 0.014123
2019-09-17 19:00 | 32.52 | 0 | 0 | 0
2019-09-17 20:00 | 30 | 0 | 0 | 0
2019-09-17 21:00 | 24.99 | 0 | 0 | 0
2019-09-17 22:00 | 22.11 | 0 | 0 | 0
2019-09-17 23:00 | 20.33 | 0 | 0 | 0
2019-09-18 | 19.36 | 0 | 0 | 0
2019-09-18 01:00 | 18.56 | 0 | 0 | 0
2019-09-18 02:00 | 17.77 | 0 | 0 | 0
2019-09-18 03:00 | 17.37 | 0 | 0 | 0
2019-09-18 04:00 | 17.71 | 0 | 0 | 0
2019-09-18 05:00 | 19.81 | 0 | 0 | 0
2019-09-18 06:00 | 23.17 | 0 | 0 | 0
2019-09-18 07:00 | 22.85 | 0.022587 | 2.2587e-05 | 0.00051611
2019-09-18 08:00 | 22.89 | 1.3407 | 0.0013407 | 0.030689
2019-09-18 09:00 | 23.88 | 3.1569 | 0.0031569 | 0.075387
2019-09-18 10:00 | 25.24 | 4.7459 | 0.0047459 | 0.11979
2019-09-18 11:00 | 26.6 | 2.8031 | 0.0028031 | 0.074561
2019-09-18 12:00 | 28.7 | 3.7443 | 0.0037443 | 0.10746
2019-09-18 13:00 | 36.57 | 2.8882 | 0.0028882 | 0.10562
2019-09-18 14:00 | 40.16 | 5.2827 | 0.0052827 | 0.21215
2019-09-18 15:00 | 47.65 | 3.4909 | 0.0034909 | 0.16634
2019-09-18 16:00 | 51.61 | 3.473 | 0.003473 | 0.17924
2019-09-18 17:00 | 47.14 | 1.3503 | 0.0013503 | 0.063651
2019-09-18 18:00 | 36.9 | 1.1372 | 0.0011372 | 0.041964
2019-09-18 19:00 | 33.19 | 0 | 0 | 0
2019-09-18 20:00 | 28.8 | 0 | 0 | 0
2019-09-18 21:00 | 24.56 | 0 | 0 | 0
2019-09-18 22:00 | 22.48 | 0 | 0 | 0
2019-09-18 23:00 | 20.57 | 0 | 0 | 0
2019-09-19 | 18.1 | 0 | 0 | 0
2019-09-19 01:00 | 17.59 | 0 | 0 | 0
2019-09-19 02:00 | 16.66 | 0 | 0 | 0
2019-09-19 03:00 | 16.17 | 0 | 0 | 0
2019-09-19 04:00 | 16.75 | 0 | 0 | 0
2019-09-19 05:00 | 18.04 | 0 | 0 | 0
2019-09-19 06:00 | 21.69 | 0 | 0 | 0
2019-09-19 07:00 | 22.02 | 0.022705 | 2.2705e-05 | 0.00049996
2019-09-19 08:00 | 22.17 | 1.3468 | 0.0013468 | 0.029859
2019-09-19 09:00 | 23.19 | 2.8965 | 0.0028965 | 0.067169
2019-09-19 10:00 | 24.46 | 0.037052 | 3.7052e-05 | 0.00090629
2019-09-19 11:00 | 26.45 | 1.8326 | 0.0018326 | 0.048472
2019-09-19 12:00 | 27.88 | 3.088 | 0.003088 | 0.086093
2019-09-19 13:00 | 34.85 | 5.1822 | 0.0051822 | 0.1806
2019-09-19 14:00 | 38.18 | 4.9595 | 0.0049595 | 0.18935
2019-09-19 15:00 | 43.94 | 5.417 | 0.005417 | 0.23802
2019-09-19 16:00 | 47.84 | 4.2423 | 0.0042423 | 0.20295
2019-09-19 17:00 | 43.26 | 2.7324 | 0.0027324 | 0.11821
2019-09-19 18:00 | 35.53 | 0.87505 | 0.00087505 | 0.031091
2019-09-19 19:00 | 31.35 | 0 | 0 | 0
2019-09-19 20:00 | 28.74 | 0 | 0 | 0
2019-09-19 21:00 | 24.73 | 0 | 0 | 0
2019-09-19 22:00 | 22.3 | 0 | 0 | 0
2019-09-19 23:00 | 20.16 | 0 | 0 | 0
2019-09-20 | 18.38 | 0 | 0 | 0
2019-09-20 01:00 | 17.72 | 0 | 0 | 0
2019-09-20 02:00 | 16.72 | 0 | 0 | 0
2019-09-20 03:00 | 16.01 | 0 | 0 | 0
2019-09-20 04:00 | 16.51 | 0 | 0 | 0
2019-09-20 05:00 | 18.47 | 0 | 0 | 0
2019-09-20 06:00 | 21.51 | 0 | 0 | 0
2019-09-20 07:00 | 21.94 | 0.052791 | 5.2791e-05 | 0.0011582
2019-09-20 08:00 | 22.35 | 1.4241 | 0.0014241 | 0.031828
2019-09-20 09:00 | 23.63 | 3.3262 | 0.0033262 | 0.078599
2019-09-20 10:00 | 24.49 | 4.9025 | 0.0049025 | 0.12006
2019-09-20 11:00 | 26.47 | 5.979 | 0.005979 | 0.15827
2019-09-20 12:00 | 29.17 | 3.8086 | 0.0038086 | 0.1111
2019-09-20 13:00 | 33.65 | 5.2057 | 0.0052057 | 0.17517
2019-09-20 14:00 | 38.85 | 4.9622 | 0.0049622 | 0.19278
2019-09-20 15:00 | 44.87 | 3.1717 | 0.0031717 | 0.14231
2019-09-20 16:00 | 49.19 | 3.4311 | 0.0034311 | 0.16878
2019-09-20 17:00 | 43.25 | 0.7737 | 0.0007737 | 0.033462
2019-09-20 18:00 | 33.99 | 0.59355 | 0.00059355 | 0.020175
2019-09-20 19:00 | 30.34 | 0 | 0 | 0
2019-09-20 20:00 | 28.13 | 0 | 0 | 0
2019-09-20 21:00 | 24.08 | 0 | 0 | 0
2019-09-20 22:00 | 22.28 | 0 | 0 | 0
2019-09-20 23:00 | 20.26 | 0 | 0 | 0
2019-09-21 | 19.07 | 0 | 0 | 0
2019-09-21 01:00 | 18.52 | 0 | 0 | 0
2019-09-21 02:00 | 17.57 | 0 | 0 | 0
2019-09-21 03:00 | 16.62 | 0 | 0 | 0
2019-09-21 04:00 | 16.18 | 0 | 0 | 0
2019-09-21 05:00 | 17.16 | 0 | 0 | 0
2019-09-21 06:00 | 18.41 | 0 | 0 | 0
2019-09-21 07:00 | 18.77 | 0 | 0 | 0
2019-09-21 08:00 | 20.27 | 0.74267 | 0.00074267 | 0.015054
2019-09-21 09:00 | 21.98 | 0.93817 | 0.00093817 | 0.020621
2019-09-21 10:00 | 22.29 | 3.1323 | 0.0031323 | 0.069819
2019-09-21 11:00 | 24.05 | 3.4333 | 0.0034333 | 0.08257
2019-09-21 12:00 | 26.99 | 2.7994 | 0.0027994 | 0.075557
2019-09-21 13:00 | 31.14 | 4.0351 | 0.0040351 | 0.12565
2019-09-21 14:00 | 35.31 | 2.455 | 0.002455 | 0.086684
2019-09-21 15:00 | 40.88 | 3.0676 | 0.0030676 | 0.1254
2019-09-21 16:00 | 45.75 | 3.7262 | 0.0037262 | 0.17047
2019-09-21 17:00 | 42.63 | 0.86943 | 0.00086943 | 0.037064
2019-09-21 18:00 | 34.01 | 0.48663 | 0.00048663 | 0.01655
2019-09-21 19:00 | 31.49 | 0 | 0 | 0
2019-09-21 20:00 | 28.07 | 0 | 0 | 0
2019-09-21 21:00 | 23.46 | 0 | 0 | 0
2019-09-21 22:00 | 21.51 | 0 | 0 | 0
2019-09-21 23:00 | 19.43 | 0 | 0 | 0
2019-09-22 | 18.52 | 0 | 0 | 0
2019-09-22 01:00 | 17.52 | 0 | 0 | 0
2019-09-22 02:00 | 16.37 | 0 | 0 | 0
2019-09-22 03:00 | 15.24 | 0 | 0 | 0
2019-09-22 04:00 | 14.67 | 0 | 0 | 0
2019-09-22 05:00 | 14.89 | 0 | 0 | 0
2019-09-22 06:00 | 15.39 | 0 | 0 | 0
2019-09-22 07:00 | 15.88 | 0 | 0 | 0
2019-09-22 08:00 | 17.61 | 0.98789 | 0.00098789 | 0.017397
2019-09-22 09:00 | 20.48 | 1.6991 | 0.0016991 | 0.034798
2019-09-22 10:00 | 21.88 | 1.6894 | 0.0016894 | 0.036963
2019-09-22 11:00 | 23.96 | 1.3407 | 0.0013407 | 0.032123
2019-09-22 12:00 | 27.18 | 1.0435 | 0.0010435 | 0.028362
2019-09-22 13:00 | 33.56 | 1.2481 | 0.0012481 | 0.041887
2019-09-22 14:00 | 39.26 | 1.4553 | 0.0014553 | 0.057133
2019-09-22 15:00 | 47.07 | 2.1394 | 0.0021394 | 0.1007
2019-09-22 16:00 | 52.82 | 1.8611 | 0.0018611 | 0.098304
2019-09-22 17:00 | 48.68 | 1.9676 | 0.0019676 | 0.095782
2019-09-22 18:00 | 37.27 | 0.63353 | 0.00063353 | 0.023612
2019-09-22 19:00 | 34.56 | 0 | 0 | 0
2019-09-22 20:00 | 29.64 | 0 | 0 | 0
2019-09-22 21:00 | 24.68 | 0 | 0 | 0
2019-09-22 22:00 | 22.6 | 0 | 0 | 0
2019-09-22 23:00 | 20.33 | 0 | 0 | 0
2019-09-23 | 19.64 | 0 | 0 | 0
2019-09-23 01:00 | 18.89 | 0 | 0 | 0
2019-09-23 02:00 | 18.37 | 0 | 0 | 0
2019-09-23 03:00 | 16.96 | 0 | 0 | 0
2019-09-23 04:00 | 17.9 | 0 | 0 | 0
2019-09-23 05:00 | 19.74 | 0 | 0 | 0
2019-09-23 06:00 | 23.55 | 0 | 0 | 0
2019-09-23 07:00 | 23.17 | 0 | 0 | 0
2019-09-23 08:00 | 23.21 | 1.6179 | 0.0016179 | 0.037552
2019-09-23 09:00 | 26.03 | 2.5329 | 0.0025329 | 0.065931
2019-09-23 10:00 | 29.01 | 5.6091 | 0.0056091 | 0.16272
2019-09-23 11:00 | 30.53 | 5.0086 | 0.0050086 | 0.15291
2019-09-23 12:00 | 33.3 | 7.3956 | 0.0073956 | 0.24627
2019-09-23 13:00 | 38.85 | 7.4872 | 0.0074872 | 0.29088
2019-09-23 14:00 | 44.08 | 7.1549 | 0.0071549 | 0.31539
2019-09-23 15:00 | 51.88 | 6.3399 | 0.0063399 | 0.32891
2019-09-23 16:00 | 62.36 | 5.0696 | 0.0050696 | 0.31614
2019-09-23 17:00 | 51.15 | 3.2964 | 0.0032964 | 0.16861
2019-09-23 18:00 | 35.08 | 1.2093 | 0.0012093 | 0.042422
2019-09-23 19:00 | 36.87 | 0 | 0 | 0
2019-09-23 20:00 | 32.3 | 0 | 0 | 0
2019-09-23 21:00 | 25.41 | 0 | 0 | 0
2019-09-23 22:00 | 22.36 | 0 | 0 | 0
2019-09-23 23:00 | 20.74 | 0 | 0 | 0
2019-09-24 | 19.79 | 0 | 0 | 0
2019-09-24 01:00 | 19.38 | 0 | 0 | 0
2019-09-24 02:00 | 19.38 | 0 | 0 | 0
2019-09-24 03:00 | 18.43 | 0 | 0 | 0
2019-09-24 04:00 | 18.86 | 0 | 0 | 0
2019-09-24 05:00 | 20.64 | 0 | 0 | 0
2019-09-24 06:00 | 24.78 | 0 | 0 | 0
2019-09-24 07:00 | 23.29 | 0 | 0 | 0
2019-09-24 08:00 | 23.32 | 1.6119 | 0.0016119 | 0.03759
2019-09-24 09:00 | 25.34 | 3.7455 | 0.0037455 | 0.094912
2019-09-24 10:00 | 27.32 | 5.4144 | 0.0054144 | 0.14792
2019-09-24 11:00 | 27.64 | 5.7094 | 0.0057094 | 0.15781
2019-09-24 12:00 | 28.11 | 6.0131 | 0.0060131 | 0.16903
2019-09-24 13:00 | 30.59 | 6.1234 | 0.0061234 | 0.18731
2019-09-24 14:00 | 35.48 | 6.4538 | 0.0064538 | 0.22898
2019-09-24 15:00 | 42.15 | 5.3371 | 0.0053371 | 0.22496
2019-09-24 16:00 | 45.81 | 3.5768 | 0.0035768 | 0.16385
2019-09-24 17:00 | 42.12 | 2.7729 | 0.0027729 | 0.11679
2019-09-24 18:00 | 30.46 | 0.54845 | 0.00054845 | 0.016706
2019-09-24 19:00 | 30.76 | 0 | 0 | 0
2019-09-24 20:00 | 27.75 | 0 | 0 | 0
2019-09-24 21:00 | 23.77 | 0 | 0 | 0
2019-09-24 22:00 | 21.05 | 0 | 0 | 0
2019-09-24 23:00 | 19.03 | 0 | 0 | 0
2019-09-25 | 20.66 | 0 | 0 | 0
2019-09-25 01:00 | 20.05 | 0 | 0 | 0
2019-09-25 02:00 | 18.72 | 0 | 0 | 0
2019-09-25 03:00 | 17.63 | 0 | 0 | 0
2019-09-25 04:00 | 18.54 | 0 | 0 | 0
2019-09-25 05:00 | 20.73 | 0 | 0 | 0
2019-09-25 06:00 | 24.55 | 0 | 0 | 0
2019-09-25 07:00 | 23.8 | 0 | 0 | 0
2019-09-25 08:00 | 23.45 | 0.48945 | 0.00048945 | 0.011478
2019-09-25 09:00 | 24.48 | 0.78206 | 0.00078206 | 0.019145
2019-09-25 10:00 | 25.84 | 2.6326 | 0.0026326 | 0.068027
2019-09-25 11:00 | 27.59 | 2.3711 | 0.0023711 | 0.065419
2019-09-25 12:00 | 29.65 | 3.4202 | 0.0034202 | 0.10141
2019-09-25 13:00 | 32.73 | 4.3347 | 0.0043347 | 0.14188
2019-09-25 14:00 | 37.4 | 3.8094 | 0.0038094 | 0.14247
2019-09-25 15:00 | 42.64 | 2.2821 | 0.0022821 | 0.097311
2019-09-25 16:00 | 48.59 | 1.993 | 0.001993 | 0.096841
2019-09-25 17:00 | 45.35 | 1.0166 | 0.0010166 | 0.046104
2019-09-25 18:00 | 35.24 | 0.34561 | 0.00034561 | 0.012179
2019-09-25 19:00 | 33.62 | 0 | 0 | 0
2019-09-25 20:00 | 31.05 | 0 | 0 | 0
2019-09-25 21:00 | 27.11 | 0 | 0 | 0
2019-09-25 22:00 | 23.6 | 0 | 0 | 0
2019-09-25 23:00 | 21.92 | 0 | 0 | 0
2019-09-26 | 20.55 | 0 | 0 | 0
2019-09-26 01:00 | 20.1 | 0 | 0 | 0
2019-09-26 02:00 | 18.85 | 0 | 0 | 0
2019-09-26 03:00 | 18.47 | 0 | 0 | 0
2019-09-26 04:00 | 18.88 | 0 | 0 | 0
2019-09-26 05:00 | 20.77 | 0 | 0 | 0
2019-09-26 06:00 | 25.29 | 0 | 0 | 0
2019-09-26 07:00 | 24.48 | 0 | 0 | 0
2019-09-26 08:00 | 25.03 | 0.42487 | 0.00042487 | 0.010634
2019-09-26 09:00 | 27.9 | 0.65157 | 0.00065157 | 0.018179
2019-09-26 10:00 | 28.76 | 1.3627 | 0.0013627 | 0.03919
2019-09-26 11:00 | 31.87 | 1.7368 | 0.0017368 | 0.055351
2019-09-26 12:00 | 34.68 | 1.7452 | 0.0017452 | 0.060523
2019-09-26 13:00 | 37.8 | 2.1041 | 0.0021041 | 0.079536
2019-09-26 14:00 | 39.17 | 2.6339 | 0.0026339 | 0.10317
2019-09-26 15:00 | 43.76 | 1.5062 | 0.0015062 | 0.06591
2019-09-26 16:00 | 47.79 | 1.2413 | 0.0012413 | 0.059321
2019-09-26 17:00 | 42.59 | 1.097 | 0.001097 | 0.046719
2019-09-26 18:00 | 35.13 | 0.40826 | 0.00040826 | 0.014342
2019-09-26 19:00 | 36.93 | 0 | 0 | 0
2019-09-26 20:00 | 33.85 | 0 | 0 | 0
2019-09-26 21:00 | 27.32 | 0 | 0 | 0
2019-09-26 22:00 | 23.68 | 0 | 0 | 0
2019-09-26 23:00 | 21.65 | 0 | 0 | 0
2019-09-27 | 20.68 | 0 | 0 | 0
2019-09-27 01:00 | 20.03 | 0 | 0 | 0
2019-09-27 02:00 | 18.57 | 0 | 0 | 0
2019-09-27 03:00 | 17.64 | 0 | 0 | 0
2019-09-27 04:00 | 18.15 | 0 | 0 | 0
2019-09-27 05:00 | 20.68 | 0 | 0 | 0
2019-09-27 06:00 | 22.97 | 0 | 0 | 0
2019-09-27 07:00 | 23.62 | 0 | 0 | 0
2019-09-27 08:00 | 22.94 | 0.52682 | 0.00052682 | 0.012085
2019-09-27 09:00 | 24.74 | 0.56437 | 0.00056437 | 0.013963
2019-09-27 10:00 | 24.76 | 1.2869 | 0.0012869 | 0.031864
2019-09-27 11:00 | 26.86 | 1.6853 | 0.0016853 | 0.045268
2019-09-27 12:00 | 29.97 | 1.471 | 0.001471 | 0.044086
2019-09-27 13:00 | 34.26 | 1.6562 | 0.0016562 | 0.056742
2019-09-27 14:00 | 39.95 | 1.5781 | 0.0015781 | 0.063044
2019-09-27 15:00 | 45.6 | 2.2273 | 0.0022273 | 0.10156
2019-09-27 16:00 | 53.89 | 0.90034 | 0.00090034 | 0.048519
2019-09-27 17:00 | 47.2 | 0.3107 | 0.0003107 | 0.014665
2019-09-27 18:00 | 34.11 | 0.91902 | 0.00091902 | 0.031348
2019-09-27 19:00 | 30.25 | 0 | 0 | 0
2019-09-27 20:00 | 30.03 | 0 | 0 | 0
2019-09-27 21:00 | 25.62 | 0 | 0 | 0
2019-09-27 22:00 | 22.75 | 0 | 0 | 0
2019-09-27 23:00 | 21.25 | 0 | 0 | 0
2019-09-28 | 20.51 | 0 | 0 | 0
2019-09-28 01:00 | 19.75 | 0 | 0 | 0
2019-09-28 02:00 | 18.6 | 0 | 0 | 0
2019-09-28 03:00 | 17.63 | 0 | 0 | 0
2019-09-28 04:00 | 17.38 | 0 | 0 | 0
2019-09-28 05:00 | 18.71 | 0 | 0 | 0
2019-09-28 06:00 | 19.58 | 0 | 0 | 0
2019-09-28 07:00 | 21 | 0 | 0 | 0
2019-09-28 08:00 | 22.26 | 0.48839 | 0.00048839 | 0.010872
2019-09-28 09:00 | 26.1 | 1.353 | 0.001353 | 0.035314
2019-09-28 10:00 | 27.28 | 2.3004 | 0.0023004 | 0.062755
2019-09-28 11:00 | 31.73 | 4.7136 | 0.0047136 | 0.14956
2019-09-28 12:00 | 37.8 | 5.0115 | 0.0050115 | 0.18943
2019-09-28 13:00 | 40.63 | 4.7759 | 0.0047759 | 0.19405
2019-09-28 14:00 | 45.59 | 6.9035 | 0.0069035 | 0.31473
2019-09-28 15:00 | 59.87 | 6.0695 | 0.0060695 | 0.36338
2019-09-28 16:00 | 66.5 | 4.7769 | 0.0047769 | 0.31766
2019-09-28 17:00 | 58.75 | 2.9915 | 0.0029915 | 0.17575
2019-09-28 18:00 | 37.92 | 0.98593 | 0.00098593 | 0.037386
2019-09-28 19:00 | 37.11 | 0 | 0 | 0
2019-09-28 20:00 | 36.85 | 0 | 0 | 0
2019-09-28 21:00 | 27.77 | 0 | 0 | 0
2019-09-28 22:00 | 26.68 | 0 | 0 | 0
2019-09-28 23:00 | 22.43 | 0 | 0 | 0
2019-09-29 | 20.76 | 0 | 0 | 0
2019-09-29 01:00 | 19.78 | 0 | 0 | 0
2019-09-29 02:00 | 18.64 | 0 | 0 | 0
2019-09-29 03:00 | 17.53 | 0 | 0 | 0
2019-09-29 04:00 | 16.91 | 0 | 0 | 0
2019-09-29 05:00 | 17.35 | 0 | 0 | 0
2019-09-29 06:00 | 17.87 | 0 | 0 | 0
2019-09-29 07:00 | 19.47 | 0 | 0 | 0
2019-09-29 08:00 | 20.63 | 1.4939 | 0.0014939 | 0.03082
2019-09-29 09:00 | 24 | 3.566 | 0.003566 | 0.085583
2019-09-29 10:00 | 25.24 | 5.2266 | 0.0052266 | 0.13192
2019-09-29 11:00 | 31.33 | 6.3077 | 0.0063077 | 0.19762
2019-09-29 12:00 | 34.17 | 6.8782 | 0.0068782 | 0.23503
2019-09-29 13:00 | 39.34 | 6.9922 | 0.0069922 | 0.27507
2019-09-29 14:00 | 41.27 | 3.9967 | 0.0039967 | 0.16495
2019-09-29 15:00 | 52.59 | 5.9555 | 0.0059555 | 0.3132
2019-09-29 16:00 | 61.03 | 4.6312 | 0.0046312 | 0.28264
2019-09-29 17:00 | 57.61 | 2.8877 | 0.0028877 | 0.16636
2019-09-29 18:00 | 37.41 | 0.93178 | 0.00093178 | 0.034858
2019-09-29 19:00 | 37.77 | 0 | 0 | 0
2019-09-29 20:00 | 35.4 | 0 | 0 | 0
2019-09-29 21:00 | 28.07 | 0 | 0 | 0
2019-09-29 22:00 | 26.41 | 0 | 0 | 0
2019-09-29 23:00 | 21.45 | 0 | 0 | 0
2019-09-30 | 20.18 | 0 | 0 | 0
2019-09-30 01:00 | 20.07 | 0 | 0 | 0
2019-09-30 02:00 | 18.42 | 0 | 0 | 0
2019-09-30 03:00 | 18.14 | 0 | 0 | 0
2019-09-30 04:00 | 18.62 | 0 | 0 | 0
2019-09-30 05:00 | 20.29 | 0 | 0 | 0
2019-09-30 06:00 | 24.65 | 0 | 0 | 0
2019-09-30 07:00 | 25.33 | 0 | 0 | 0
2019-09-30 08:00 | 25.25 | 1.4485 | 0.0014485 | 0.036574
2019-09-30 09:00 | 28.76 | 3.5009 | 0.0035009 | 0.10069
2019-09-30 10:00 | 30.59 | 5.1398 | 0.0051398 | 0.15723
2019-09-30 11:00 | 37.27 | 6.2277 | 0.0062277 | 0.23211
2019-09-30 12:00 | 40.4 | 6.7862 | 0.0067862 | 0.27416
2019-09-30 13:00 | 50.71 | 6.9028 | 0.0069028 | 0.35004
2019-09-30 14:00 | 61.04 | 6.5469 | 0.0065469 | 0.39962
2019-09-30 15:00 | 70.2 | 5.7879 | 0.0057879 | 0.40631
2019-09-30 16:00 | 79.85 | 4.5127 | 0.0045127 | 0.36034
2019-09-30 17:00 | 66.11 | 2.7924 | 0.0027924 | 0.18461
2019-09-30 18:00 | 46.35 | 0.87546 | 0.00087546 | 0.040578
2019-09-30 19:00 | 44.21 | 0 | 0 | 0
2019-09-30 20:00 | 42.28 | 0 | 0 | 0
2019-09-30 21:00 | 34.09 | 0 | 0 | 0
2019-09-30 22:00 | 27.39 | 0 | 0 | 0
2019-09-30 23:00 | 23.08 | 0 | 0 | 0
2019-10-01 | 20.95 | 0 | 0 | 0
2019-10-01 01:00 | 19.69 | 0 | 0 | 0
2019-10-01 02:00 | 18.62 | 0 | 0 | 0
2019-10-01 03:00 | 18.64 | 0 | 0 | 0
2019-10-01 04:00 | 19.15 | 0 | 0 | 0
2019-10-01 05:00 | 21.54 | 0 | 0 | 0
2019-10-01 06:00 | 25.04 | 0 | 0 | 0
2019-10-01 07:00 | 24.76 | 0 | 0 | 0
2019-10-01 08:00 | 24.8 | 1.5511 | 0.0015511 | 0.038468
2019-10-01 09:00 | 27.12 | 3.7059 | 0.0037059 | 0.1005
2019-10-01 10:00 | 31.67 | 5.3687 | 0.0053687 | 0.17003
2019-10-01 11:00 | 40.7 | 6.4826 | 0.0064826 | 0.26384
2019-10-01 12:00 | 44.8 | 7.0701 | 0.0070701 | 0.31674
2019-10-01 13:00 | 57.5 | 6.014 | 0.006014 | 0.34581
2019-10-01 14:00 | 75.74 | 6.8565 | 0.0068565 | 0.51931
2019-10-01 15:00 | 88.48 | 6.0195 | 0.0060195 | 0.5326
2019-10-01 16:00 | 107.25 | 4.7101 | 0.0047101 | 0.50516
2019-10-01 17:00 | 90.32 | 2.9372 | 0.0029372 | 0.26529
2019-10-01 18:00 | 53.8 | 0.91216 | 0.00091216 | 0.049074
2019-10-01 19:00 | 43.2 | 0 | 0 | 0
2019-10-01 20:00 | 39.14 | 0 | 0 | 0
2019-10-01 21:00 | 32.12 | 0 | 0 | 0
2019-10-01 22:00 | 27.51 | 0 | 0 | 0
2019-10-01 23:00 | 24.45 | 0 | 0 | 0
2019-10-02 | 22.51 | 0 | 0 | 0
2019-10-02 01:00 | 20.96 | 0 | 0 | 0
2019-10-02 02:00 | 19.61 | 0 | 0 | 0
2019-10-02 03:00 | 19.32 | 0 | 0 | 0
2019-10-02 04:00 | 19.55 | 0 | 0 | 0
2019-10-02 05:00 | 21.08 | 0 | 0 | 0
2019-10-02 06:00 | 26.54 | 0 | 0 | 0
2019-10-02 07:00 | 26.59 | 0 | 0 | 0
2019-10-02 08:00 | 27.34 | 1.4232 | 0.0014232 | 0.038911
2019-10-02 09:00 | 31.51 | 3.4708 | 0.0034708 | 0.10937
2019-10-02 10:00 | 33.83 | 5.0981 | 0.0050981 | 0.17247
2019-10-02 11:00 | 36.26 | 6.2223 | 0.0062223 | 0.22562
2019-10-02 12:00 | 44.4 | 6.8215 | 0.0068215 | 0.30287
2019-10-02 13:00 | 67.19 | 6.9638 | 0.0069638 | 0.4679
2019-10-02 14:00 | 94.96 | 6.6181 | 0.0066181 | 0.62846
2019-10-02 15:00 | 133.3 | 5.8382 | 0.0058382 | 0.77823
2019-10-02 16:00 | 160.14 | 3.7963 | 0.0037963 | 0.60794
2019-10-02 17:00 | 124.58 | 2.8405 | 0.0028405 | 0.35387
2019-10-02 18:00 | 67.32 | 0.8664 | 0.0008664 | 0.058326
2019-10-02 19:00 | 56.18 | 0 | 0 | 0
2019-10-02 20:00 | 40.44 | 0 | 0 | 0
2019-10-02 21:00 | 29.32 | 0 | 0 | 0
2019-10-02 22:00 | 29.72 | 0 | 0 | 0
2019-10-02 23:00 | 26.33 | 0 | 0 | 0
2019-10-03 | 22.78 | 0 | 0 | 0
2019-10-03 01:00 | 21.85 | 0 | 0 | 0
2019-10-03 02:00 | 20.53 | 0 | 0 | 0
2019-10-03 03:00 | 19.85 | 0 | 0 | 0
2019-10-03 04:00 | 20.14 | 0 | 0 | 0
2019-10-03 05:00 | 22.13 | 0 | 0 | 0
2019-10-03 06:00 | 26.74 | 0 | 0 | 0
2019-10-03 07:00 | 26.14 | 0 | 0 | 0
2019-10-03 08:00 | 26.51 | 1.4007 | 0.0014007 | 0.037133
2019-10-03 09:00 | 29 | 3.3963 | 0.0033963 | 0.098492
2019-10-03 10:00 | 31.75 | 2.2767 | 0.0022766 | 0.072284
2019-10-03 11:00 | 32.11 | 4.113 | 0.004113 | 0.13207
2019-10-03 12:00 | 37.78 | 4.7409 | 0.0047409 | 0.17911
2019-10-03 13:00 | 54.66 | 4.9704 | 0.0049704 | 0.27168
2019-10-03 14:00 | 81.95 | 3.9877 | 0.0039877 | 0.32679
2019-10-03 15:00 | 83.66 | 4.6417 | 0.0046417 | 0.38832
2019-10-03 16:00 | 85.69 | 3.1611 | 0.0031611 | 0.27087
2019-10-03 17:00 | 63.83 | 2.6694 | 0.0026694 | 0.17039
2019-10-03 18:00 | 38.76 | 0.77006 | 0.00077006 | 0.029847
2019-10-03 19:00 | 33.09 | 0 | 0 | 0
2019-10-03 20:00 | 28.43 | 0 | 0 | 0
2019-10-03 21:00 | 25.58 | 0 | 0 | 0
2019-10-03 22:00 | 23.16 | 0 | 0 | 0
2019-10-03 23:00 | 21 | 0 | 0 | 0
2019-10-04 | 19.25 | 0 | 0 | 0
2019-10-04 01:00 | 18.49 | 0 | 0 | 0
2019-10-04 02:00 | 16.17 | 0 | 0 | 0
2019-10-04 03:00 | 15.62 | 0 | 0 | 0
2019-10-04 04:00 | 16.12 | 0 | 0 | 0
2019-10-04 05:00 | 19.37 | 0 | 0 | 0
2019-10-04 06:00 | 23.43 | 0 | 0 | 0
2019-10-04 07:00 | 23.31 | 0 | 0 | 0
2019-10-04 08:00 | 22.36 | 0.28786 | 0.00028786 | 0.0064367
2019-10-04 09:00 | 23.72 | 0.96942 | 0.00096942 | 0.022995
2019-10-04 10:00 | 24.39 | 2.4756 | 0.0024756 | 0.060379
2019-10-04 11:00 | 24.36 | 4.022 | 0.004022 | 0.097975
2019-10-04 12:00 | 24.68 | 2.9979 | 0.0029979 | 0.073988
2019-10-04 13:00 | 25.07 | 5.0491 | 0.0050491 | 0.12658
2019-10-04 14:00 | 26.98 | 4.906 | 0.004906 | 0.13236
2019-10-04 15:00 | 27.34 | 2.1532 | 0.0021532 | 0.05887
2019-10-04 16:00 | 26.4 | 3.0343 | 0.0030343 | 0.080105
2019-10-04 17:00 | 24.76 | 2.1658 | 0.0021658 | 0.053625
2019-10-04 18:00 | 24.49 | 0.6215 | 0.0006215 | 0.015221
2019-10-04 19:00 | 24.27 | 0 | 0 | 0
2019-10-04 20:00 | 22.66 | 0 | 0 | 0
2019-10-04 21:00 | 20.61 | 0 | 0 | 0
2019-10-04 22:00 | 18.53 | 0 | 0 | 0
2019-10-04 23:00 | 16.72 | 0 | 0 | 0
2019-10-05 | 16.6 | 0 | 0 | 0
2019-10-05 01:00 | 16.9 | 0 | 0 | 0
2019-10-05 02:00 | 15.73 | 0 | 0 | 0
2019-10-05 03:00 | 14.79 | 0 | 0 | 0
2019-10-05 04:00 | 14.54 | 0 | 0 | 0
2019-10-05 05:00 | 15.13 | 0 | 0 | 0
2019-10-05 06:00 | 17.71 | 0 | 0 | 0
2019-10-05 07:00 | 18.78 | 0 | 0 | 0
2019-10-05 08:00 | 19.58 | 0.18408 | 0.00018408 | 0.0036042
2019-10-05 09:00 | 20.04 | 0.041667 | 4.1667e-05 | 0.00083501
2019-10-05 10:00 | 19.65 | 1.058 | 0.001058 | 0.02079
2019-10-05 11:00 | 18.24 | 2.5877 | 0.0025877 | 0.0472
2019-10-05 12:00 | 19.21 | 4.7998 | 0.0047998 | 0.092204
2019-10-05 13:00 | 19.48 | 4.4309 | 0.0044309 | 0.086314
2019-10-05 14:00 | 20.73 | 3.6772 | 0.0036772 | 0.076228
2019-10-05 15:00 | 21.62 | 4.2914 | 0.0042914 | 0.092779
2019-10-05 16:00 | 22.15 | 2.9576 | 0.0029576 | 0.06551
2019-10-05 17:00 | 22.1 | 2.5217 | 0.0025217 | 0.055729
2019-10-05 18:00 | 21.63 | 0.68559 | 0.00068559 | 0.014829
2019-10-05 19:00 | 21.69 | 0 | 0 | 0
2019-10-05 20:00 | 19.78 | 0 | 0 | 0
2019-10-05 21:00 | 16.63 | 0 | 0 | 0
2019-10-05 22:00 | 16.47 | 0 | 0 | 0
2019-10-05 23:00 | 14.64 | 0 | 0 | 0
2019-10-06 | 13.83 | 0 | 0 | 0
2019-10-06 01:00 | 13.38 | 0 | 0 | 0
2019-10-06 02:00 | 11.61 | 0 | 0 | 0
2019-10-06 03:00 | 10.77 | 0 | 0 | 0
2019-10-06 04:00 | 10.82 | 0 | 0 | 0
2019-10-06 05:00 | 11.36 | 0 | 0 | 0
2019-10-06 06:00 | 12.82 | 0 | 0 | 0
2019-10-06 07:00 | 13.48 | 0 | 0 | 0
2019-10-06 08:00 | 16.34 | 1.2819 | 0.0012819 | 0.020946
2019-10-06 09:00 | 17.21 | 3.2393 | 0.0032393 | 0.055748
2019-10-06 10:00 | 17.63 | 4.8096 | 0.0048096 | 0.084794
2019-10-06 11:00 | 18.06 | 5.8518 | 0.0058518 | 0.10568
2019-10-06 12:00 | 19.89 | 6.4381 | 0.0064381 | 0.12805
2019-10-06 13:00 | 20.55 | 3.552 | 0.003552 | 0.072993
2019-10-06 14:00 | 21.33 | 5.3069 | 0.0053069 | 0.1132
2019-10-06 15:00 | 21.86 | 5.5058 | 0.0055058 | 0.12036
2019-10-06 16:00 | 22.92 | 4.2503 | 0.0042503 | 0.097417
2019-10-06 17:00 | 22.81 | 2.5349 | 0.0025349 | 0.057821
2019-10-06 18:00 | 23.03 | 0.68065 | 0.00068065 | 0.015675
2019-10-06 19:00 | 23.24 | 0 | 0 | 0
2019-10-06 20:00 | 22.86 | 0 | 0 | 0
2019-10-06 21:00 | 21.82 | 0 | 0 | 0
2019-10-06 22:00 | 19.38 | 0 | 0 | 0
2019-10-06 23:00 | 16.51 | 0 | 0 | 0
2019-10-07 | 16.09 | 0 | 0 | 0
2019-10-07 01:00 | 16.16 | 0 | 0 | 0
2019-10-07 02:00 | 13.7 | 0 | 0 | 0
2019-10-07 03:00 | 13.57 | 0 | 0 | 0
2019-10-07 04:00 | 14.59 | 0 | 0 | 0
2019-10-07 05:00 | 18.2 | 0 | 0 | 0
2019-10-07 06:00 | 23.02 | 0 | 0 | 0
2019-10-07 07:00 | 23.56 | 0 | 0 | 0
2019-10-07 08:00 | 24.84 | 1.3055 | 0.0013055 | 0.032428
2019-10-07 09:00 | 24.95 | 3.2939 | 0.0032939 | 0.082182
2019-10-07 10:00 | 25.26 | 4.8642 | 0.0048642 | 0.12287
2019-10-07 11:00 | 25.78 | 5.9328 | 0.0059328 | 0.15295
2019-10-07 12:00 | 27.36 | 6.4804 | 0.0064804 | 0.1773
2019-10-07 13:00 | 27.3 | 6.5932 | 0.0065932 | 0.17999
2019-10-07 14:00 | 27.34 | 6.2531 | 0.0062531 | 0.17096
2019-10-07 15:00 | 27.83 | 5.4986 | 0.0054986 | 0.15303
2019-10-07 16:00 | 27.35 | 4.2423 | 0.0042423 | 0.11603
2019-10-07 17:00 | 28.22 | 2.5341 | 0.0025341 | 0.071514
2019-10-07 18:00 | 26.48 | 0.669 | 0.000669 | 0.017715
2019-10-07 19:00 | 27.68 | 0 | 0 | 0
2019-10-07 20:00 | 24.76 | 0 | 0 | 0
2019-10-07 21:00 | 23.12 | 0 | 0 | 0
2019-10-07 22:00 | 21.96 | 0 | 0 | 0
2019-10-07 23:00 | 19.65 | 0 | 0 | 0
2019-10-08 | 17.76 | 0 | 0 | 0
2019-10-08 01:00 | 16.49 | 0 | 0 | 0
2019-10-08 02:00 | 15.76 | 0 | 0 | 0
2019-10-08 03:00 | 15.49 | 0 | 0 | 0
2019-10-08 04:00 | 16.08 | 0 | 0 | 0
2019-10-08 05:00 | 19.59 | 0 | 0 | 0
2019-10-08 06:00 | 26.35 | 0 | 0 | 0
2019-10-08 07:00 | 26.08 | 0 | 0 | 0
2019-10-08 08:00 | 26.27 | 1.2833 | 0.0012833 | 0.033713
2019-10-08 09:00 | 26.15 | 3.2649 | 0.0032649 | 0.085378
2019-10-08 10:00 | 26.53 | 4.8334 | 0.0048334 | 0.12823
2019-10-08 11:00 | 26.19 | 5.8735 | 0.0058735 | 0.15383
2019-10-08 12:00 | 26.38 | 6.4473 | 0.0064473 | 0.17008
2019-10-08 13:00 | 25.46 | 6.552 | 0.006552 | 0.16682
2019-10-08 14:00 | 25.66 | 6.1791 | 0.0061791 | 0.15856
2019-10-08 15:00 | 25.9 | 5.4458 | 0.0054458 | 0.14105
2019-10-08 16:00 | 25.6 | 4.1818 | 0.0041818 | 0.10705
2019-10-08 17:00 | 26.12 | 2.4696 | 0.0024696 | 0.064505
2019-10-08 18:00 | 26.92 | 0.61544 | 0.00061544 | 0.016568
2019-10-08 19:00 | 28.48 | 0 | 0 | 0
2019-10-08 20:00 | 25.63 | 0 | 0 | 0
2019-10-08 21:00 | 23.17 | 0 | 0 | 0
2019-10-08 22:00 | 21.73 | 0 | 0 | 0
2019-10-08 23:00 | 19.19 | 0 | 0 | 0
2019-10-09 | 17.86 | 0 | 0 | 0
2019-10-09 01:00 | 15.95 | 0 | 0 | 0
2019-10-09 02:00 | 14.97 | 0 | 0 | 0
2019-10-09 03:00 | 14.67 | 0 | 0 | 0
2019-10-09 04:00 | 15.92 | 0 | 0 | 0
2019-10-09 05:00 | 19.29 | 0 | 0 | 0
2019-10-09 06:00 | 24.79 | 0 | 0 | 0
2019-10-09 07:00 | 24.85 | 0 | 0 | 0
2019-10-09 08:00 | 24.81 | 0.79971 | 0.00079971 | 0.019841
2019-10-09 09:00 | 25.85 | 2.3356 | 0.0023356 | 0.060376
2019-10-09 10:00 | 24.8 | 3.5565 | 0.0035565 | 0.0882
2019-10-09 11:00 | 25.47 | 1.6611 | 0.0016611 | 0.042308
2019-10-09 12:00 | 25.23 | 0.65965 | 0.00065965 | 0.016643
2019-10-09 13:00 | 25.45 | 1.4353 | 0.0014353 | 0.036527
2019-10-09 14:00 | 25.63 | 1.6848 | 0.0016848 | 0.043182
2019-10-09 15:00 | 25.18 | 2.0564 | 0.0020564 | 0.051779
2019-10-09 16:00 | 24.85 | 3.1116 | 0.0031116 | 0.077323
2019-10-09 17:00 | 25.82 | 0.064317 | 6.4317e-05 | 0.0016607
2019-10-09 18:00 | 28.37 | 0.48885 | 0.00048885 | 0.013869
2019-10-09 19:00 | 30.99 | 0 | 0 | 0
2019-10-09 20:00 | 24.71 | 0 | 0 | 0
2019-10-09 21:00 | 22.34 | 0 | 0 | 0
2019-10-09 22:00 | 21.66 | 0 | 0 | 0
2019-10-09 23:00 | 19.31 | 0 | 0 | 0
2019-10-10 | 17.91 | 0 | 0 | 0
2019-10-10 01:00 | 16.63 | 0 | 0 | 0
2019-10-10 02:00 | 14.88 | 0 | 0 | 0
2019-10-10 03:00 | 14.56 | 0 | 0 | 0
2019-10-10 04:00 | 16.1 | 0 | 0 | 0
2019-10-10 05:00 | 19.25 | 0 | 0 | 0
2019-10-10 06:00 | 25.46 | 0 | 0 | 0
2019-10-10 07:00 | 25.76 | 0 | 0 | 0
2019-10-10 08:00 | 25.6 | 1.3793 | 0.0013793 | 0.03531
2019-10-10 09:00 | 27.01 | 3.5571 | 0.0035571 | 0.096078
2019-10-10 10:00 | 27.31 | 5.2496 | 0.0052496 | 0.14337
2019-10-10 11:00 | 27.63 | 6.4432 | 0.0064432 | 0.17803
2019-10-10 12:00 | 29.33 | 7.0637 | 0.0070637 | 0.20718
2019-10-10 13:00 | 29.88 | 7.2082 | 0.0072082 | 0.21538
2019-10-10 14:00 | 29.24 | 6.8615 | 0.0068615 | 0.20063
2019-10-10 15:00 | 29.91 | 6.0368 | 0.0060368 | 0.18056
2019-10-10 16:00 | 31.39 | 4.6664 | 0.0046664 | 0.14648
2019-10-10 17:00 | 30.67 | 2.7634 | 0.0027634 | 0.084754
2019-10-10 18:00 | 30.59 | 0.68818 | 0.00068818 | 0.021051
2019-10-10 19:00 | 32.49 | 0 | 0 | 0
2019-10-10 20:00 | 28.2 | 0 | 0 | 0
2019-10-10 21:00 | 23.67 | 0 | 0 | 0
2019-10-10 22:00 | 22.1 | 0 | 0 | 0
2019-10-10 23:00 | 19.6 | 0 | 0 | 0
2019-10-11 | 18.22 | 0 | 0 | 0
2019-10-11 01:00 | 16.23 | 0 | 0 | 0
2019-10-11 02:00 | 14.61 | 0 | 0 | 0
2019-10-11 03:00 | 14.39 | 0 | 0 | 0
2019-10-11 04:00 | 15.75 | 0 | 0 | 0
2019-10-11 05:00 | 19.53 | 0 | 0 | 0
2019-10-11 06:00 | 23.49 | 0 | 0 | 0
2019-10-11 07:00 | 24.3 | 0 | 0 | 0
2019-10-11 08:00 | 23.93 | 1.396 | 0.001396 | 0.033407
2019-10-11 09:00 | 25.24 | 3.597 | 0.003597 | 0.090788
2019-10-11 10:00 | 25.74 | 5.3779 | 0.0053779 | 0.13843
2019-10-11 11:00 | 25.2 | 3.4813 | 0.0034813 | 0.08773
2019-10-11 12:00 | 25.43 | 3.4171 | 0.0034171 | 0.086897
2019-10-11 13:00 | 26.3 | 2.9196 | 0.0029196 | 0.076785
2019-10-11 14:00 | 29.11 | 5.7205 | 0.0057205 | 0.16653
2019-10-11 15:00 | 28.48 | 4.7958 | 0.0047958 | 0.13658
2019-10-11 16:00 | 29.5 | 1.2038 | 0.0012038 | 0.035513
2019-10-11 17:00 | 27.44 | 1.093 | 0.001093 | 0.029993
2019-10-11 18:00 | 27.34 | 0.62659 | 0.00062659 | 0.017131
2019-10-11 19:00 | 28.52 | 0 | 0 | 0
2019-10-11 20:00 | 25.26 | 0 | 0 | 0
2019-10-11 21:00 | 23.44 | 0 | 0 | 0
2019-10-11 22:00 | 21.13 | 0 | 0 | 0
2019-10-11 23:00 | 19.23 | 0 | 0 | 0
2019-10-12 | 16.29 | 0 | 0 | 0
2019-10-12 01:00 | 15.97 | 0 | 0 | 0
2019-10-12 02:00 | 15.12 | 0 | 0 | 0
2019-10-12 03:00 | 14.91 | 0 | 0 | 0
2019-10-12 04:00 | 15.68 | 0 | 0 | 0
2019-10-12 05:00 | 16.5 | 0 | 0 | 0
2019-10-12 06:00 | 17.99 | 0 | 0 | 0
2019-10-12 07:00 | 19.58 | 0 | 0 | 0
2019-10-12 08:00 | 19.41 | 0.32675 | 0.00032675 | 0.0063423
2019-10-12 09:00 | 20.14 | 1.1652 | 0.0011652 | 0.023468
2019-10-12 10:00 | 20.5 | 2.3614 | 0.0023614 | 0.048409
2019-10-12 11:00 | 20.32 | 1.8966 | 0.0018966 | 0.038538
2019-10-12 12:00 | 20.34 | 1.3752 | 0.0013752 | 0.027972
2019-10-12 13:00 | 20.13 | 2.7268 | 0.0027268 | 0.05489
2019-10-12 14:00 | 20.02 | 2.0675 | 0.0020675 | 0.041391
2019-10-12 15:00 | 20.26 | 2.1299 | 0.0021299 | 0.043151
2019-10-12 16:00 | 20.61 | 2.8448 | 0.0028448 | 0.058631
2019-10-12 17:00 | 21.26 | 1.1372 | 0.0011372 | 0.024177
2019-10-12 18:00 | 22.64 | 0.58084 | 0.00058084 | 0.01315
2019-10-12 19:00 | 24.04 | 0 | 0 | 0
2019-10-12 20:00 | 22.69 | 0 | 0 | 0
2019-10-12 21:00 | 20.37 | 0 | 0 | 0
2019-10-12 22:00 | 18.44 | 0 | 0 | 0
2019-10-12 23:00 | 16.57 | 0 | 0 | 0
2019-10-13 | 15.8 | 0 | 0 | 0
2019-10-13 01:00 | 15.29 | 0 | 0 | 0
2019-10-13 02:00 | 13.7 | 0 | 0 | 0
2019-10-13 03:00 | 13.72 | 0 | 0 | 0
2019-10-13 04:00 | 14.56 | 0 | 0 | 0
2019-10-13 05:00 | 15.95 | 0 | 0 | 0
2019-10-13 06:00 | 17.53 | 0 | 0 | 0
2019-10-13 07:00 | 19.67 | 0 | 0 | 0
2019-10-13 08:00 | 19.57 | 1.315 | 0.001315 | 0.025734
2019-10-13 09:00 | 20.05 | 3.481 | 0.003481 | 0.069794
2019-10-13 10:00 | 20.05 | 5.2268 | 0.0052268 | 0.1048
2019-10-13 11:00 | 19.54 | 6.3898 | 0.0063898 | 0.12486
2019-10-13 12:00 | 19.5 | 6.9558 | 0.0069558 | 0.13564
2019-10-13 13:00 | 19.38 | 7.0288 | 0.0070288 | 0.13622
2019-10-13 14:00 | 19.1 | 6.6118 | 0.0066118 | 0.12629
2019-10-13 15:00 | 19.17 | 5.7491 | 0.0057491 | 0.11021
2019-10-13 16:00 | 19.93 | 4.3533 | 0.0043533 | 0.086762
2019-10-13 17:00 | 20.52 | 2.4895 | 0.0024895 | 0.051085
2019-10-13 18:00 | 23.65 | 0.55477 | 0.00055477 | 0.01312
2019-10-13 19:00 | 27.76 | 0 | 0 | 0
2019-10-13 20:00 | 23.68 | 0 | 0 | 0
2019-10-13 21:00 | 22.16 | 0 | 0 | 0
2019-10-13 22:00 | 20.12 | 0 | 0 | 0
2019-10-13 23:00 | 17.12 | 0 | 0 | 0
2019-10-14 | 17.36 | 0 | 0 | 0
2019-10-14 01:00 | 16.79 | 0 | 0 | 0
2019-10-14 02:00 | 16.65 | 0 | 0 | 0
2019-10-14 03:00 | 17.22 | 0 | 0 | 0
2019-10-14 04:00 | 17.64 | 0 | 0 | 0
2019-10-14 05:00 | 20.02 | 0 | 0 | 0
2019-10-14 06:00 | 25.56 | 0 | 0 | 0
2019-10-14 07:00 | 26.94 | 0 | 0 | 0
2019-10-14 08:00 | 27.35 | 1.1869 | 0.0011869 | 0.032463
2019-10-14 09:00 | 27.52 | 3.2543 | 0.0032543 | 0.089559
2019-10-14 10:00 | 27.07 | 4.9393 | 0.0049393 | 0.13371
2019-10-14 11:00 | 25.94 | 6.051 | 0.006051 | 0.15696
2019-10-14 12:00 | 25.37 | 5.523 | 0.005523 | 0.14012
2019-10-14 13:00 | 24.36 | 6.7688 | 0.0067688 | 0.16489
2019-10-14 14:00 | 24.85 | 6.3445 | 0.0063445 | 0.15766
2019-10-14 15:00 | 24.47 | 5.5275 | 0.0055275 | 0.13526
2019-10-14 16:00 | 25.55 | 4.1772 | 0.0041772 | 0.10673
2019-10-14 17:00 | 25.79 | 2.3657 | 0.0023657 | 0.061012
2019-10-14 18:00 | 30.05 | 0.52421 | 0.00052421 | 0.015752
2019-10-14 19:00 | 36.63 | 0 | 0 | 0
2019-10-14 20:00 | 27.36 | 0 | 0 | 0
2019-10-14 21:00 | 24.22 | 0 | 0 | 0
2019-10-14 22:00 | 20.82 | 0 | 0 | 0
2019-10-14 23:00 | 19.47 | 0 | 0 | 0
2019-10-15 | 18.27 | 0 | 0 | 0
2019-10-15 01:00 | 17.63 | 0 | 0 | 0
2019-10-15 02:00 | 17.04 | 0 | 0 | 0
2019-10-15 03:00 | 17.05 | 0 | 0 | 0
2019-10-15 04:00 | 18.1 | 0 | 0 | 0
2019-10-15 05:00 | 20.4 | 0 | 0 | 0
2019-10-15 06:00 | 31.51 | 0 | 0 | 0
2019-10-15 07:00 | 29.12 | 0 | 0 | 0
2019-10-15 08:00 | 28.4 | 1.2119 | 0.0012119 | 0.034417
2019-10-15 09:00 | 26.31 | 3.2906 | 0.0032906 | 0.086576
2019-10-15 10:00 | 26.42 | 4.9488 | 0.0049488 | 0.13075
2019-10-15 11:00 | 24.82 | 4.6256 | 0.0046256 | 0.11481
2019-10-15 12:00 | 24.71 | 6.6206 | 0.0066206 | 0.16359
2019-10-15 13:00 | 24.64 | 6.6813 | 0.0066813 | 0.16463
2019-10-15 14:00 | 25.32 | 5.5812 | 0.0055812 | 0.14132
2019-10-15 15:00 | 25.08 | 4.5469 | 0.0045469 | 0.11404
2019-10-15 16:00 | 25.21 | 2.7475 | 0.0027475 | 0.069265
2019-10-15 17:00 | 25.9 | 1.9055 | 0.0019055 | 0.049351
2019-10-15 18:00 | 27.75 | 0.38917 | 0.00038917 | 0.010799
2019-10-15 19:00 | 32.92 | 0 | 0 | 0
2019-10-15 20:00 | 26.47 | 0 | 0 | 0
2019-10-15 21:00 | 23.12 | 0 | 0 | 0
2019-10-15 22:00 | 20.38 | 0 | 0 | 0
2019-10-15 23:00 | 18.52 | 0 | 0 | 0
2019-10-16 | 17.67 | 0 | 0 | 0
2019-10-16 01:00 | 17.44 | 0 | 0 | 0
2019-10-16 02:00 | 17.29 | 0 | 0 | 0
2019-10-16 03:00 | 17.03 | 0 | 0 | 0
2019-10-16 04:00 | 17.72 | 0 | 0 | 0
2019-10-16 05:00 | 20 | 0 | 0 | 0
2019-10-16 06:00 | 26.42 | 0 | 0 | 0
2019-10-16 07:00 | 26.93 | 0 | 0 | 0
2019-10-16 08:00 | 27.95 | 1.0346 | 0.0010346 | 0.028916
2019-10-16 09:00 | 27.76 | 1.3392 | 0.0013392 | 0.037176
2019-10-16 10:00 | 29.33 | 1.7238 | 0.0017238 | 0.05056
2019-10-16 11:00 | 27.44 | 1.5524 | 0.0015524 | 0.042598
2019-10-16 12:00 | 28.91 | 0.64454 | 0.00064454 | 0.018634
2019-10-16 13:00 | 28.32 | 1.6464 | 0.0016464 | 0.046626
2019-10-16 14:00 | 28.56 | 0.72027 | 0.00072027 | 0.020571
2019-10-16 15:00 | 27.26 | 0.25394 | 0.00025394 | 0.0069225
2019-10-16 16:00 | 28.14 | 0.32485 | 0.00032485 | 0.0091412
2019-10-16 17:00 | 28.29 | 0.19729 | 0.00019729 | 0.0055814
2019-10-16 18:00 | 30.78 | 0 | 0 | 0
2019-10-16 19:00 | 35.92 | 0 | 0 | 0
2019-10-16 20:00 | 32.53 | 0 | 0 | 0
2019-10-16 21:00 | 26.21 | 0 | 0 | 0
2019-10-16 22:00 | 22.21 | 0 | 0 | 0
2019-10-16 23:00 | 20.1 | 0 | 0 | 0
2019-10-17 | 19.29 | 0 | 0 | 0
2019-10-17 01:00 | 18.8 | 0 | 0 | 0
2019-10-17 02:00 | 18.32 | 0 | 0 | 0
2019-10-17 03:00 | 18.14 | 0 | 0 | 0
2019-10-17 04:00 | 19 | 0 | 0 | 0
2019-10-17 05:00 | 21.87 | 0 | 0 | 0
2019-10-17 06:00 | 30.96 | 0 | 0 | 0
2019-10-17 07:00 | 33.2 | 0 | 0 | 0
2019-10-17 08:00 | 32.97 | 0 | 0 | 0
2019-10-17 09:00 | 32.24 | 0.34377 | 0.00034377 | 0.011083
2019-10-17 10:00 | 31.6 | 2.3577 | 0.0023577 | 0.074503
2019-10-17 11:00 | 29.83 | 3.4515 | 0.0034515 | 0.10296
2019-10-17 12:00 | 30.67 | 4.6896 | 0.0046896 | 0.14383
2019-10-17 13:00 | 28.69 | 6.5665 | 0.0065665 | 0.18839
2019-10-17 14:00 | 29.57 | 6.0665 | 0.0060665 | 0.17939
2019-10-17 15:00 | 27.02 | 5.2468 | 0.0052468 | 0.14177
2019-10-17 16:00 | 28.32 | 2.6206 | 0.0026206 | 0.074216
2019-10-17 17:00 | 28.6 | 2.2036 | 0.0022036 | 0.063022
2019-10-17 18:00 | 33.14 | 0.42227 | 0.00042227 | 0.013994
2019-10-17 19:00 | 36.31 | 0 | 0 | 0
2019-10-17 20:00 | 33.12 | 0 | 0 | 0
2019-10-17 21:00 | 28.16 | 0 | 0 | 0
2019-10-17 22:00 | 24.02 | 0 | 0 | 0
2019-10-17 23:00 | 22.43 | 0 | 0 | 0
2019-10-18 | 21.38 | 0 | 0 | 0
2019-10-18 01:00 | 20.86 | 0 | 0 | 0
2019-10-18 02:00 | 20.71 | 0 | 0 | 0
2019-10-18 03:00 | 20.44 | 0 | 0 | 0
2019-10-18 04:00 | 21.13 | 0 | 0 | 0
2019-10-18 05:00 | 26.87 | 0 | 0 | 0
2019-10-18 06:00 | 37.12 | 0 | 0 | 0
2019-10-18 07:00 | 37.69 | 0 | 0 | 0
2019-10-18 08:00 | 34.13 | 0.017258 | 1.7258e-05 | 0.00058902
2019-10-18 09:00 | 29.65 | 1.0571 | 0.0010571 | 0.031344
2019-10-18 10:00 | 30 | 4.7476 | 0.0047476 | 0.14243
2019-10-18 11:00 | 29.01 | 5.7682 | 0.0057682 | 0.16733
2019-10-18 12:00 | 27.64 | 3.5759 | 0.0035759 | 0.098838
2019-10-18 13:00 | 26.79 | 3.21 | 0.00321 | 0.085995
2019-10-18 14:00 | 25.72 | 0.92991 | 0.00092991 | 0.023917
2019-10-18 15:00 | 23.97 | 2.9161 | 0.0029161 | 0.069898
2019-10-18 16:00 | 24.05 | 0.79645 | 0.00079645 | 0.019155
2019-10-18 17:00 | 23.73 | 2.1357 | 0.0021357 | 0.05068
2019-10-18 18:00 | 27.24 | 0.35705 | 0.00035705 | 0.009726
2019-10-18 19:00 | 29.46 | 0 | 0 | 0
2019-10-18 20:00 | 26.4 | 0 | 0 | 0
2019-10-18 21:00 | 24 | 0 | 0 | 0
2019-10-18 22:00 | 22.46 | 0 | 0 | 0
2019-10-18 23:00 | 21.48 | 0 | 0 | 0
2019-10-19 | 26.56 | 0 | 0 | 0
2019-10-19 01:00 | 24.47 | 0 | 0 | 0
2019-10-19 02:00 | 23.12 | 0 | 0 | 0
2019-10-19 03:00 | 23.13 | 0 | 0 | 0
2019-10-19 04:00 | 24.55 | 0 | 0 | 0
2019-10-19 05:00 | 25.92 | 0 | 0 | 0
2019-10-19 06:00 | 32.01 | 0 | 0 | 0
2019-10-19 07:00 | 35.04 | 0 | 0 | 0
2019-10-19 08:00 | 35.77 | 0.87961 | 0.00087961 | 0.031464
2019-10-19 09:00 | 32.94 | 2.1041 | 0.0021041 | 0.069309
2019-10-19 10:00 | 29.65 | 1.506 | 0.001506 | 0.044652
2019-10-19 11:00 | 26.14 | 1.8195 | 0.0018195 | 0.047563
2019-10-19 12:00 | 25.07 | 2.4728 | 0.0024728 | 0.061992
2019-10-19 13:00 | 24.28 | 5.7864 | 0.0057864 | 0.14049
2019-10-19 14:00 | 23.83 | 5.4685 | 0.0054685 | 0.13031
2019-10-19 15:00 | 23.33 | 5.6996 | 0.0056996 | 0.13297
2019-10-19 16:00 | 24.71 | 4.2936 | 0.0042936 | 0.10609
2019-10-19 17:00 | 26 | 2.3445 | 0.0023445 | 0.060958
2019-10-19 18:00 | 37.35 | 0.44495 | 0.00044495 | 0.016619
2019-10-19 19:00 | 38.84 | 0 | 0 | 0
2019-10-19 20:00 | 32.37 | 0 | 0 | 0
2019-10-19 21:00 | 27.24 | 0 | 0 | 0
2019-10-19 22:00 | 23.48 | 0 | 0 | 0
2019-10-19 23:00 | 22.17 | 0 | 0 | 0
2019-10-20 | 22.21 | 0 | 0 | 0
2019-10-20 01:00 | 20.57 | 0 | 0 | 0
2019-10-20 02:00 | 19.77 | 0 | 0 | 0
2019-10-20 03:00 | 19.43 | 0 | 0 | 0
2019-10-20 04:00 | 20.1 | 0 | 0 | 0
2019-10-20 05:00 | 21.38 | 0 | 0 | 0
2019-10-20 06:00 | 22.29 | 0 | 0 | 0
2019-10-20 07:00 | 23.08 | 0 | 0 | 0
2019-10-20 08:00 | 24.17 | 1.1866 | 0.0011866 | 0.028681
2019-10-20 09:00 | 26.66 | 3.3909 | 0.0033909 | 0.090401
2019-10-20 10:00 | 26.66 | 5.1637 | 0.0051637 | 0.13766
2019-10-20 11:00 | 26.46 | 6.3711 | 0.0063711 | 0.16858
2019-10-20 12:00 | 25.28 | 6.9895 | 0.0069895 | 0.17669
2019-10-20 13:00 | 25.16 | 7.0732 | 0.0070732 | 0.17796
2019-10-20 14:00 | 25.54 | 6.6507 | 0.0066507 | 0.16986
2019-10-20 15:00 | 25.19 | 5.7564 | 0.0057564 | 0.145
2019-10-20 16:00 | 28.19 | 4.3213 | 0.0043213 | 0.12182
2019-10-20 17:00 | 33.38 | 2.3955 | 0.0023955 | 0.079963
2019-10-20 18:00 | 42.62 | 0.45865 | 0.00045865 | 0.019548
2019-10-20 19:00 | 47.3 | 0 | 0 | 0
2019-10-20 20:00 | 37.95 | 0 | 0 | 0
2019-10-20 21:00 | 31.15 | 0 | 0 | 0
2019-10-20 22:00 | 26.09 | 0 | 0 | 0
2019-10-20 23:00 | 23.13 | 0 | 0 | 0
2019-10-21 | 24.25 | 0 | 0 | 0
2019-10-21 01:00 | 23.33 | 0 | 0 | 0
2019-10-21 02:00 | 22.64 | 0 | 0 | 0
2019-10-21 03:00 | 22.36 | 0 | 0 | 0
2019-10-21 04:00 | 23.71 | 0 | 0 | 0
2019-10-21 05:00 | 29.63 | 0 | 0 | 0
2019-10-21 06:00 | 41.01 | 0 | 0 | 0
2019-10-21 07:00 | 40.23 | 0 | 0 | 0
2019-10-21 08:00 | 35.11 | 1.2382 | 0.0012382 | 0.043473
2019-10-21 09:00 | 35.11 | 3.4447 | 0.0034447 | 0.12094
2019-10-21 10:00 | 35.3 | 5.1135 | 0.0051135 | 0.18051
2019-10-21 11:00 | 34.74 | 6.2259 | 0.0062259 | 0.21629
2019-10-21 12:00 | 34.66 | 6.7608 | 0.0067608 | 0.23433
2019-10-21 13:00 | 35.92 | 6.8474 | 0.0068474 | 0.24596
2019-10-21 14:00 | 36.35 | 6.4507 | 0.0064507 | 0.23448
2019-10-21 15:00 | 35.73 | 5.5892 | 0.0055892 | 0.1997
2019-10-21 16:00 | 35.73 | 4.2141 | 0.0042141 | 0.15057
2019-10-21 17:00 | 37.78 | 2.3594 | 0.0023594 | 0.089139
2019-10-21 18:00 | 42.2 | 0.45534 | 0.00045534 | 0.019215
2019-10-21 19:00 | 48.32 | 0 | 0 | 0
2019-10-21 20:00 | 38.22 | 0 | 0 | 0
2019-10-21 21:00 | 34.33 | 0 | 0 | 0
2019-10-21 22:00 | 28.92 | 0 | 0 | 0
2019-10-21 23:00 | 24.6 | 0 | 0 | 0
2019-10-22 | 23.26 | 0 | 0 | 0
2019-10-22 01:00 | 22.17 | 0 | 0 | 0
2019-10-22 02:00 | 21.43 | 0 | 0 | 0
2019-10-22 03:00 | 21.14 | 0 | 0 | 0
2019-10-22 04:00 | 22.78 | 0 | 0 | 0
2019-10-22 05:00 | 28.15 | 0 | 0 | 0
2019-10-22 06:00 | 40.51 | 0 | 0 | 0
2019-10-22 07:00 | 39.44 | 0 | 0 | 0
2019-10-22 08:00 | 35.22 | 0.41622 | 0.00041622 | 0.014659
2019-10-22 09:00 | 36.18 | 1.949 | 0.001949 | 0.070514
2019-10-22 10:00 | 37.66 | 1.8209 | 0.0018209 | 0.068575
2019-10-22 11:00 | 36.48 | 3.4842 | 0.0034842 | 0.1271
2019-10-22 12:00 | 35.52 | 2.9424 | 0.0029424 | 0.10451
2019-10-22 13:00 | 35.26 | 2.9657 | 0.0029657 | 0.10457
2019-10-22 14:00 | 34.26 | 1.5631 | 0.0015631 | 0.05355
2019-10-22 15:00 | 34.3 | 1.4898 | 0.0014898 | 0.0511
2019-10-22 16:00 | 34.7 | 1.0429 | 0.0010429 | 0.036188
2019-10-22 17:00 | 36.03 | 0.6407 | 0.0006407 | 0.023085
2019-10-22 18:00 | 41.62 | 0.14111 | 0.00014111 | 0.005873
2019-10-22 19:00 | 42.46 | 0 | 0 | 0
2019-10-22 20:00 | 35.85 | 0 | 0 | 0
2019-10-22 21:00 | 30.44 | 0 | 0 | 0
2019-10-22 22:00 | 27.06 | 0 | 0 | 0
2019-10-22 23:00 | 23.71 | 0 | 0 | 0
2019-10-23 | 22.86 | 0 | 0 | 0
2019-10-23 01:00 | 22.46 | 0 | 0 | 0
2019-10-23 02:00 | 21.81 | 0 | 0 | 0
2019-10-23 03:00 | 21.71 | 0 | 0 | 0
2019-10-23 04:00 | 22.9 | 0 | 0 | 0
2019-10-23 05:00 | 29.06 | 0 | 0 | 0
2019-10-23 06:00 | 40.45 | 0 | 0 | 0
2019-10-23 07:00 | 38.45 | 0 | 0 | 0
2019-10-23 08:00 | 31.58 | 0 | 0 | 0
2019-10-23 09:00 | 29.95 | 0.3399 | 0.0003399 | 0.01018
2019-10-23 10:00 | 31.8 | 0.22476 | 0.00022476 | 0.0071474
2019-10-23 11:00 | 29.49 | 0.14598 | 0.00014598 | 0.0043051
2019-10-23 12:00 | 29.88 | 1.1506 | 0.0011506 | 0.034379
2019-10-23 13:00 | 28.65 | 0.64635 | 0.00064635 | 0.018518
2019-10-23 14:00 | 26.88 | 0.957 | 0.000957 | 0.025724
2019-10-23 15:00 | 26.02 | 1.0315 | 0.0010315 | 0.02684
2019-10-23 16:00 | 26.79 | 0.43468 | 0.00043468 | 0.011645
2019-10-23 17:00 | 27.02 | 0.41671 | 0.00041671 | 0.011259
2019-10-23 18:00 | 34.38 | 0 | 0 | 0
2019-10-23 19:00 | 37.47 | 0 | 0 | 0
2019-10-23 20:00 | 31.47 | 0 | 0 | 0
2019-10-23 21:00 | 27.75 | 0 | 0 | 0
2019-10-23 22:00 | 24.72 | 0 | 0 | 0
2019-10-23 23:00 | 23.42 | 0 | 0 | 0
2019-10-24 | 22.8 | 0 | 0 | 0
2019-10-24 01:00 | 22.65 | 0 | 0 | 0
2019-10-24 02:00 | 22.33 | 0 | 0 | 0
2019-10-24 03:00 | 22.53 | 0 | 0 | 0
2019-10-24 04:00 | 24.16 | 0 | 0 | 0
2019-10-24 05:00 | 32.62 | 0 | 0 | 0
2019-10-24 06:00 | 53.87 | 0 | 0 | 0
2019-10-24 07:00 | 47.78 | 0 | 0 | 0
2019-10-24 08:00 | 35.84 | 0 | 0 | 0
2019-10-24 09:00 | 34.65 | 0.64771 | 0.00064771 | 0.022443
2019-10-24 10:00 | 33.37 | 0.71231 | 0.00071231 | 0.02377
2019-10-24 11:00 | 30.95 | 0.47087 | 0.00047087 | 0.014573
2019-10-24 12:00 | 32.88 | 0.26857 | 0.00026857 | 0.0088305
2019-10-24 13:00 | 32.89 | 1.4859 | 0.0014859 | 0.048872
2019-10-24 14:00 | 32.38 | 0.9504 | 0.0009504 | 0.030774
2019-10-24 15:00 | 30.73 | 0.69134 | 0.00069134 | 0.021245
2019-10-24 16:00 | 32.27 | 0.3152 | 0.0003152 | 0.010172
2019-10-24 17:00 | 32.94 | 0.037009 | 3.7009e-05 | 0.0012191
2019-10-24 18:00 | 39.09 | 0 | 0 | 0
2019-10-24 19:00 | 40.94 | 0 | 0 | 0
2019-10-24 20:00 | 35.22 | 0 | 0 | 0
2019-10-24 21:00 | 29.31 | 0 | 0 | 0
2019-10-24 22:00 | 27.82 | 0 | 0 | 0
2019-10-24 23:00 | 24.37 | 0 | 0 | 0
2019-10-25 | 26.65 | 0 | 0 | 0
2019-10-25 01:00 | 25.08 | 0 | 0 | 0
2019-10-25 02:00 | 24.75 | 0 | 0 | 0
2019-10-25 03:00 | 24.76 | 0 | 0 | 0
2019-10-25 04:00 | 26.39 | 0 | 0 | 0
2019-10-25 05:00 | 28.33 | 0 | 0 | 0
2019-10-25 06:00 | 42.93 | 0 | 0 | 0
2019-10-25 07:00 | 41.7 | 0 | 0 | 0
2019-10-25 08:00 | 35.59 | 0.94818 | 0.00094818 | 0.033746
2019-10-25 09:00 | 34.17 | 0.75229 | 0.00075229 | 0.025706
2019-10-25 10:00 | 33.84 | 4.8031 | 0.0048031 | 0.16254
2019-10-25 11:00 | 31.43 | 5.8743 | 0.0058743 | 0.18463
2019-10-25 12:00 | 31.39 | 6.4869 | 0.0064869 | 0.20362
2019-10-25 13:00 | 31.79 | 1.5075 | 0.0015075 | 0.047923
2019-10-25 14:00 | 30.94 | 6.3273 | 0.0063273 | 0.19577
2019-10-25 15:00 | 28.49 | 5.3681 | 0.0053681 | 0.15294
2019-10-25 16:00 | 30.49 | 0.6198 | 0.0006198 | 0.018898
2019-10-25 17:00 | 30.31 | 2.0828 | 0.0020828 | 0.063129
2019-10-25 18:00 | 33.28 | 0.22472 | 0.00022472 | 0.0074786
2019-10-25 19:00 | 34.27 | 0 | 0 | 0
2019-10-25 20:00 | 31.6 | 0 | 0 | 0
2019-10-25 21:00 | 27.03 | 0 | 0 | 0
2019-10-25 22:00 | 24.86 | 0 | 0 | 0
2019-10-25 23:00 | 23.79 | 0 | 0 | 0
2019-10-26 | 23.8 | 0 | 0 | 0
2019-10-26 01:00 | 23.15 | 0 | 0 | 0
2019-10-26 02:00 | 22.37 | 0 | 0 | 0
2019-10-26 03:00 | 22.32 | 0 | 0 | 0
2019-10-26 04:00 | 22.52 | 0 | 0 | 0
2019-10-26 05:00 | 23.14 | 0 | 0 | 0
2019-10-26 06:00 | 24.63 | 0 | 0 | 0
2019-10-26 07:00 | 26.4 | 0 | 0 | 0
2019-10-26 08:00 | 28.64 | 0.11934 | 0.00011934 | 0.0034178
2019-10-26 09:00 | 32.42 | 0.52878 | 0.00052878 | 0.017143
2019-10-26 10:00 | 30.32 | 4.8819 | 0.0048819 | 0.14802
2019-10-26 11:00 | 27.49 | 5.9419 | 0.0059419 | 0.16334
2019-10-26 12:00 | 28.28 | 6.5534 | 0.0065534 | 0.18533
2019-10-26 13:00 | 25.36 | 6.6458 | 0.0066458 | 0.16854
2019-10-26 14:00 | 24.77 | 2.3961 | 0.0023961 | 0.059352
2019-10-26 15:00 | 23.3 | 5.4592 | 0.0054592 | 0.1272
2019-10-26 16:00 | 23.34 | 3.9649 | 0.0039649 | 0.09254
2019-10-26 17:00 | 24.88 | 2.069 | 0.002069 | 0.051477
2019-10-26 18:00 | 30.18 | 0.22795 | 0.00022795 | 0.0068796
2019-10-26 19:00 | 30 | 0 | 0 | 0
2019-10-26 20:00 | 26.94 | 0 | 0 | 0
2019-10-26 21:00 | 23.14 | 0 | 0 | 0
2019-10-26 22:00 | 21.86 | 0 | 0 | 0
2019-10-26 23:00 | 20.5 | 0 | 0 | 0
2019-10-27 | 18.58 | 0 | 0 | 0
2019-10-27 01:00 | 18.17 | 0 | 0 | 0
2019-10-27 02:00 | 16.22 | 0 | 0 | 0
2019-10-27 03:00 | 15.58 | 0 | 0 | 0
2019-10-27 04:00 | 15.59 | 0 | 0 | 0
2019-10-27 05:00 | 17.78 | 0 | 0 | 0
2019-10-27 06:00 | 18.69 | 0 | 0 | 0
2019-10-27 07:00 | 19.28 | 0 | 0 | 0
2019-10-27 08:00 | 21.51 | 0.22685 | 0.00022685 | 0.0048796
2019-10-27 09:00 | 22.99 | 0.1472 | 0.0001472 | 0.0033841
2019-10-27 10:00 | 23.5 | 0.7296 | 0.0007296 | 0.017146
2019-10-27 11:00 | 23.34 | 1.1071 | 0.0011071 | 0.02584
2019-10-27 12:00 | 24.12 | 2.3294 | 0.0023294 | 0.056186
2019-10-27 13:00 | 23.62 | 4.8155 | 0.0048155 | 0.11374
2019-10-27 14:00 | 23.64 | 1.9312 | 0.0019312 | 0.045654
2019-10-27 15:00 | 23.94 | 1.1991 | 0.0011991 | 0.028707
2019-10-27 16:00 | 25.15 | 1.5278 | 0.0015278 | 0.038423
2019-10-27 17:00 | 28.9 | 0.46959 | 0.00046959 | 0.013571
2019-10-27 18:00 | 33.07 | 0 | 0 | 0
2019-10-27 19:00 | 33.09 | 0 | 0 | 0
2019-10-27 20:00 | 29.75 | 0 | 0 | 0
2019-10-27 21:00 | 25.96 | 0 | 0 | 0
2019-10-27 22:00 | 23.17 | 0 | 0 | 0
2019-10-27 23:00 | 21.73 | 0 | 0 | 0
2019-10-28 | 19.04 | 0 | 0 | 0
2019-10-28 01:00 | 19.06 | 0 | 0 | 0
2019-10-28 02:00 | 18.63 | 0 | 0 | 0
2019-10-28 03:00 | 18.74 | 0 | 0 | 0
2019-10-28 04:00 | 19.64 | 0 | 0 | 0
2019-10-28 05:00 | 23.05 | 0 | 0 | 0
2019-10-28 06:00 | 31.93 | 0 | 0 | 0
2019-10-28 07:00 | 34.62 | 0 | 0 | 0
2019-10-28 08:00 | 30.02 | 0.15966 | 0.00015966 | 0.004793
2019-10-28 09:00 | 29.14 | 0.89849 | 0.00089849 | 0.026182
2019-10-28 10:00 | 29.02 | 3.0979 | 0.0030979 | 0.089902
2019-10-28 11:00 | 28.32 | 3.203 | 0.003203 | 0.09071
2019-10-28 12:00 | 29.18 | 7.1189 | 0.0071189 | 0.20773
2019-10-28 13:00 | 28.61 | 7.1643 | 0.0071643 | 0.20497
2019-10-28 14:00 | 27.96 | 6.7844 | 0.0067844 | 0.18969
2019-10-28 15:00 | 26.37 | 5.8375 | 0.0058375 | 0.15394
2019-10-28 16:00 | 27.24 | 4.3472 | 0.0043472 | 0.11842
2019-10-28 17:00 | 29.38 | 2.2777 | 0.0022777 | 0.066919
2019-10-28 18:00 | 34.05 | 0.25435 | 0.00025435 | 0.0086607
2019-10-28 19:00 | 35.65 | 0 | 0 | 0
2019-10-28 20:00 | 31.12 | 0 | 0 | 0
2019-10-28 21:00 | 27.13 | 0 | 0 | 0
2019-10-28 22:00 | 23.69 | 0 | 0 | 0
2019-10-28 23:00 | 21.79 | 0 | 0 | 0
2019-10-29 | 19.82 | 0 | 0 | 0
2019-10-29 01:00 | 19.51 | 0 | 0 | 0
2019-10-29 02:00 | 18.92 | 0 | 0 | 0
2019-10-29 03:00 | 18.61 | 0 | 0 | 0
2019-10-29 04:00 | 19.63 | 0 | 0 | 0
2019-10-29 05:00 | 22.37 | 0 | 0 | 0
2019-10-29 06:00 | 29.77 | 0 | 0 | 0
2019-10-29 07:00 | 31.13 | 0 | 0 | 0
2019-10-29 08:00 | 28.37 | 1.1069 | 0.0011069 | 0.031403
2019-10-29 09:00 | 28.07 | 3.432 | 0.003432 | 0.096335
2019-10-29 10:00 | 28.49 | 5.2989 | 0.0052989 | 0.15096
2019-10-29 11:00 | 28.99 | 6.4832 | 0.0064832 | 0.18795
2019-10-29 12:00 | 29.21 | 7.0991 | 0.0070991 | 0.20737
2019-10-29 13:00 | 28.64 | 7.1987 | 0.0071987 | 0.20617
2019-10-29 14:00 | 28.1 | 6.7507 | 0.0067507 | 0.18969
2019-10-29 15:00 | 27.27 | 5.7737 | 0.0057737 | 0.15745
2019-10-29 16:00 | 27.87 | 4.3019 | 0.0043019 | 0.11989
2019-10-29 17:00 | 30.44 | 2.2563 | 0.0022563 | 0.068681
2019-10-29 18:00 | 35.79 | 0 | 0 | 0
2019-10-29 19:00 | 35.52 | 0 | 0 | 0
2019-10-29 20:00 | 30.83 | 0 | 0 | 0
2019-10-29 21:00 | 27.82 | 0 | 0 | 0
2019-10-29 22:00 | 23.95 | 0 | 0 | 0
2019-10-29 23:00 | 22.47 | 0 | 0 | 0
2019-10-30 | 22.46 | 0 | 0 | 0
2019-10-30 01:00 | 21.91 | 0 | 0 | 0
2019-10-30 02:00 | 21.13 | 0 | 0 | 0
2019-10-30 03:00 | 20.62 | 0 | 0 | 0
2019-10-30 04:00 | 21.54 | 0 | 0 | 0
2019-10-30 05:00 | 23.16 | 0 | 0 | 0
2019-10-30 06:00 | 31.5 | 0 | 0 | 0
2019-10-30 07:00 | 35.3 | 0 | 0 | 0
2019-10-30 08:00 | 32.66 | 1.0819 | 0.0010819 | 0.035336
2019-10-30 09:00 | 32.78 | 3.3968 | 0.0033968 | 0.11135
2019-10-30 10:00 | 32.69 | 5.1955 | 0.0051955 | 0.16984
2019-10-30 11:00 | 32.93 | 6.3529 | 0.0063529 | 0.2092
2019-10-30 12:00 | 34.19 | 6.9624 | 0.0069624 | 0.23805
2019-10-30 13:00 | 33.65 | 7.0483 | 0.0070483 | 0.23718
2019-10-30 14:00 | 33.64 | 6.6207 | 0.0066207 | 0.22272
2019-10-30 15:00 | 30.62 | 5.6597 | 0.0056597 | 0.1733
2019-10-30 16:00 | 31.17 | 4.2095 | 0.0042095 | 0.13121
2019-10-30 17:00 | 32.95 | 2.1854 | 0.0021854 | 0.072009
2019-10-30 18:00 | 35.43 | 0 | 0 | 0
2019-10-30 19:00 | 33.58 | 0 | 0 | 0
2019-10-30 20:00 | 32.79 | 0 | 0 | 0
2019-10-30 21:00 | 27.7 | 0 | 0 | 0
2019-10-30 22:00 | 24.05 | 0 | 0 | 0
2019-10-30 23:00 | 22.74 | 0 | 0 | 0
2019-10-31 | 21.34 | 0 | 0 | 0
2019-10-31 01:00 | 20.78 | 0 | 0 | 0
2019-10-31 02:00 | 19.76 | 0 | 0 | 0
2019-10-31 03:00 | 19.52 | 0 | 0 | 0
2019-10-31 04:00 | 20.66 | 0 | 0 | 0
2019-10-31 05:00 | 22.47 | 0 | 0 | 0
2019-10-31 06:00 | 27.83 | 0 | 0 | 0
2019-10-31 07:00 | 31.16 | 0 | 0 | 0
2019-10-31 08:00 | 28.69 | 1.0348 | 0.0010348 | 0.029688
2019-10-31 09:00 | 29.16 | 3.2747 | 0.0032747 | 0.095491
2019-10-31 10:00 | 31.89 | 5.0582 | 0.0050582 | 0.16131
2019-10-31 11:00 | 32.13 | 6.1569 | 0.0061569 | 0.19782
2019-10-31 12:00 | 32.08 | 6.7195 | 0.0067195 | 0.21556
2019-10-31 13:00 | 31.26 | 6.7925 | 0.0067925 | 0.21233
2019-10-31 14:00 | 30.19 | 6.3564 | 0.0063564 | 0.1919
2019-10-31 15:00 | 29.17 | 5.4212 | 0.0054212 | 0.15814
2019-10-31 16:00 | 30.13 | 3.9881 | 0.0039881 | 0.12016
2019-10-31 17:00 | 30.06 | 2.0291 | 0.0020291 | 0.060995
2019-10-31 18:00 | 35.16 | 0 | 0 | 0
2019-10-31 19:00 | 37.12 | 0 | 0 | 0
2019-10-31 20:00 | 37.02 | 0 | 0 | 0
2019-10-31 21:00 | 32.84 | 0 | 0 | 0
2019-10-31 22:00 | 25.15 | 0 | 0 | 0
2019-10-31 23:00 | 23.07 | 0 | 0 | 0
2019-11-01 | 22.99 | 0 | 0 | 0
2019-11-01 01:00 | 23.08 | 0 | 0 | 0
2019-11-01 02:00 | 22.95 | 0 | 0 | 0
2019-11-01 03:00 | 23.08 | 0 | 0 | 0
2019-11-01 04:00 | 23.93 | 0 | 0 | 0
2019-11-01 05:00 | 27.96 | 0 | 0 | 0
2019-11-01 06:00 | 36.85 | 0 | 0 | 0
2019-11-01 07:00 | 45.97 | 0 | 0 | 0
2019-11-01 08:00 | 37.84 | 0.11099 | 0.00011099 | 0.0041997
2019-11-01 09:00 | 34.76 | 0.7495 | 0.0007495 | 0.026053
2019-11-01 10:00 | 33.87 | 0.082888 | 8.2888e-05 | 0.0028074
2019-11-01 11:00 | 32.36 | 0.38213 | 0.00038213 | 0.012366
2019-11-01 12:00 | 30.2 | 0.74795 | 0.00074795 | 0.022588
2019-11-01 13:00 | 29.28 | 0.97368 | 0.00097368 | 0.028509
2019-11-01 14:00 | 27.22 | 1.3558 | 0.0013558 | 0.036905
2019-11-01 15:00 | 25.87 | 5.3576 | 0.0053576 | 0.1386
2019-11-01 16:00 | 26.96 | 3.8695 | 0.0038695 | 0.10432
2019-11-01 17:00 | 30.37 | 1.9397 | 0.0019397 | 0.058908
2019-11-01 18:00 | 34.88 | 0 | 0 | 0
2019-11-01 19:00 | 34.93 | 0 | 0 | 0
2019-11-01 20:00 | 34.45 | 0 | 0 | 0
2019-11-01 21:00 | 30.86 | 0 | 0 | 0
2019-11-01 22:00 | 27.7 | 0 | 0 | 0
2019-11-01 23:00 | 25.92 | 0 | 0 | 0
2019-11-02 | 28.8 | 0 | 0 | 0
2019-11-02 01:00 | 26.9 | 0 | 0 | 0
2019-11-02 02:00 | 26.05 | 0 | 0 | 0
2019-11-02 03:00 | 25.95 | 0 | 0 | 0
2019-11-02 04:00 | 26.75 | 0 | 0 | 0
2019-11-02 05:00 | 28.37 | 0 | 0 | 0
2019-11-02 06:00 | 34.72 | 0 | 0 | 0
2019-11-02 07:00 | 39.09 | 0 | 0 | 0
2019-11-02 08:00 | 39.97 | 1.0391 | 0.0010391 | 0.041533
2019-11-02 09:00 | 36.66 | 3.3572 | 0.0033572 | 0.12307
2019-11-02 10:00 | 34.27 | 5.198 | 0.005198 | 0.17814
2019-11-02 11:00 | 29.07 | 6.3835 | 0.0063835 | 0.18557
2019-11-02 12:00 | 26.38 | 6.9927 | 0.0069927 | 0.18447
2019-11-02 13:00 | 25.87 | 7.0892 | 0.0070892 | 0.1834
2019-11-02 14:00 | 24.89 | 6.6488 | 0.0066488 | 0.16549
2019-11-02 15:00 | 24.54 | 5.699 | 0.005699 | 0.13985
2019-11-02 16:00 | 25.22 | 4.1902 | 0.0041902 | 0.10568
2019-11-02 17:00 | 26.49 | 2.1696 | 0.0021696 | 0.057472
2019-11-02 18:00 | 33.85 | 0 | 0 | 0
2019-11-02 19:00 | 35.6 | 0 | 0 | 0
2019-11-02 20:00 | 33.38 | 0 | 0 | 0
2019-11-02 21:00 | 31.27 | 0 | 0 | 0
2019-11-02 22:00 | 26.17 | 0 | 0 | 0
2019-11-02 23:00 | 25.81 | 0 | 0 | 0
2019-11-03 | 25.15 | 0 | 0 | 0
2019-11-03 01:00 | 24 | 0 | 0 | 0
2019-11-03 01:00 | 24 | 0 | 0 | 0
2019-11-03 02:00 | 24.19 | 0 | 0 | 0
2019-11-03 03:00 | 23.98 | 0 | 0 | 0
2019-11-03 04:00 | 24.42 | 0 | 0 | 0
2019-11-03 05:00 | 24.68 | 0 | 0 | 0
2019-11-03 06:00 | 26.76 | 0 | 0 | 0
2019-11-03 07:00 | 30.82 | 1.0274 | 0.0010274 | 0.031664
2019-11-03 08:00 | 32.19 | 3.3139 | 0.0033139 | 0.10668
2019-11-03 09:00 | 28.04 | 5.135 | 0.005135 | 0.14398
2019-11-03 10:00 | 25.22 | 6.3121 | 0.0063121 | 0.15919
2019-11-03 11:00 | 24.29 | 6.885 | 0.006885 | 0.16724
2019-11-03 12:00 | 24.18 | 6.9243 | 0.0069243 | 0.16743
2019-11-03 13:00 | 23.89 | 6.4115 | 0.0064115 | 0.15317
2019-11-03 14:00 | 23.47 | 5.4364 | 0.0054364 | 0.12759
2019-11-03 15:00 | 23.91 | 3.8632 | 0.0038632 | 0.09237
2019-11-03 16:00 | 26.47 | 1.2415 | 0.0012415 | 0.032861
2019-11-03 17:00 | 41.79 | 0 | 0 | 0
2019-11-03 18:00 | 36.14 | 0 | 0 | 0
2019-11-03 19:00 | 34.87 | 0 | 0 | 0
2019-11-03 20:00 | 33.08 | 0 | 0 | 0
2019-11-03 21:00 | 28.79 | 0 | 0 | 0
2019-11-03 22:00 | 25.02 | 0 | 0 | 0
2019-11-03 23:00 | 24.19 | 0 | 0 | 0
2019-11-04 | 24.1 | 0 | 0 | 0
2019-11-04 01:00 | 23.73 | 0 | 0 | 0
2019-11-04 02:00 | 23.5 | 0 | 0 | 0
2019-11-04 03:00 | 23.56 | 0 | 0 | 0
2019-11-04 04:00 | 25.41 | 0 | 0 | 0
2019-11-04 05:00 | 37.04 | 0 | 0 | 0
2019-11-04 06:00 | 52.36 | 0 | 0 | 0
2019-11-04 07:00 | 48.94 | 0.74546 | 0.00074546 | 0.036483
2019-11-04 08:00 | 39.48 | 2.9186 | 0.0029186 | 0.11523
2019-11-04 09:00 | 36.28 | 4.8218 | 0.0048218 | 0.17494
2019-11-04 10:00 | 35.72 | 6.1175 | 0.0061175 | 0.21852
2019-11-04 11:00 | 34.23 | 6.7448 | 0.0067448 | 0.23088
2019-11-04 12:00 | 31.83 | 6.855 | 0.006855 | 0.2182
2019-11-04 13:00 | 33.6 | 6.4179 | 0.0064179 | 0.21564
2019-11-04 14:00 | 28.07 | 5.4686 | 0.0054686 | 0.1535
2019-11-04 15:00 | 28.26 | 3.9126 | 0.0039126 | 0.11057
2019-11-04 16:00 | 34.9 | 1.8858 | 0.0018858 | 0.065815
2019-11-04 17:00 | 51.69 | 0 | 0 | 0
2019-11-04 18:00 | 42.83 | 0 | 0 | 0
2019-11-04 19:00 | 40.06 | 0 | 0 | 0
2019-11-04 20:00 | 35.47 | 0 | 0 | 0
2019-11-04 21:00 | 33.53 | 0 | 0 | 0
2019-11-04 22:00 | 28.19 | 0 | 0 | 0
2019-11-04 23:00 | 24.56 | 0 | 0 | 0
2019-11-05 | 24.35 | 0 | 0 | 0
2019-11-05 01:00 | 23.94 | 0 | 0 | 0
2019-11-05 02:00 | 23.41 | 0 | 0 | 0
2019-11-05 03:00 | 23.72 | 0 | 0 | 0
2019-11-05 04:00 | 24.69 | 0 | 0 | 0
2019-11-05 05:00 | 26.97 | 0 | 0 | 0
2019-11-05 06:00 | 40.27 | 0 | 0 | 0
2019-11-05 07:00 | 40.15 | 0.84348 | 0.00084348 | 0.033866
2019-11-05 08:00 | 36.07 | 2.9839 | 0.0029839 | 0.10763
2019-11-05 09:00 | 36.02 | 4.6957 | 0.0046957 | 0.16914
2019-11-05 10:00 | 35.93 | 5.7583 | 0.0057583 | 0.2069
2019-11-05 11:00 | 34.57 | 6.2624 | 0.0062624 | 0.21649
2019-11-05 12:00 | 32.67 | 6.3371 | 0.0063371 | 0.20703
2019-11-05 13:00 | 33.42 | 1.9976 | 0.0019976 | 0.066761
2019-11-05 14:00 | 29.22 | 4.6508 | 0.0046508 | 0.1359
2019-11-05 15:00 | 29.16 | 3.1688 | 0.0031688 | 0.092403
2019-11-05 16:00 | 35.44 | 1.3644 | 0.0013644 | 0.048356
2019-11-05 17:00 | 46.78 | 0 | 0 | 0
2019-11-05 18:00 | 43.39 | 0 | 0 | 0
2019-11-05 19:00 | 41.78 | 0 | 0 | 0
2019-11-05 20:00 | 40.16 | 0 | 0 | 0
2019-11-05 21:00 | 39.3 | 0 | 0 | 0
2019-11-05 22:00 | 31.87 | 0 | 0 | 0
2019-11-05 23:00 | 27.85 | 0 | 0 | 0
2019-11-06 | 27.19 | 0 | 0 | 0
2019-11-06 01:00 | 26.94 | 0 | 0 | 0
2019-11-06 02:00 | 26.31 | 0 | 0 | 0
2019-11-06 03:00 | 26.87 | 0 | 0 | 0
2019-11-06 04:00 | 29.56 | 0 | 0 | 0
2019-11-06 05:00 | 32.6 | 0 | 0 | 0
2019-11-06 06:00 | 45.48 | 0 | 0 | 0
2019-11-06 07:00 | 45.73 | 0.95156 | 0.00095156 | 0.043515
2019-11-06 08:00 | 38.93 | 3.2346 | 0.0032346 | 0.12592
2019-11-06 09:00 | 35.68 | 5.1606 | 0.0051606 | 0.18413
2019-11-06 10:00 | 33.32 | 6.4547 | 0.0064547 | 0.21507
2019-11-06 11:00 | 31.71 | 7.1462 | 0.0071462 | 0.22661
2019-11-06 12:00 | 29.78 | 7.2584 | 0.0072584 | 0.21615
2019-11-06 13:00 | 29.89 | 6.8361 | 0.0068361 | 0.20433
2019-11-06 14:00 | 27.95 | 5.8269 | 0.0058269 | 0.16286
2019-11-06 15:00 | 28.3 | 4.2444 | 0.0042444 | 0.12012
2019-11-06 16:00 | 31.32 | 2.0922 | 0.0020922 | 0.065527
2019-11-06 17:00 | 43.99 | 0 | 0 | 0
2019-11-06 18:00 | 40.49 | 0 | 0 | 0
2019-11-06 19:00 | 38.63 | 0 | 0 | 0
2019-11-06 20:00 | 36.66 | 0 | 0 | 0
2019-11-06 21:00 | 33.73 | 0 | 0 | 0
2019-11-06 22:00 | 29.41 | 0 | 0 | 0
2019-11-06 23:00 | 26.87 | 0 | 0 | 0
2019-11-07 | 25.86 | 0 | 0 | 0
2019-11-07 01:00 | 25.29 | 0 | 0 | 0
2019-11-07 02:00 | 24.57 | 0 | 0 | 0
2019-11-07 03:00 | 25.33 | 0 | 0 | 0
2019-11-07 04:00 | 27.68 | 0 | 0 | 0
2019-11-07 05:00 | 31.18 | 0 | 0 | 0
2019-11-07 06:00 | 40.57 | 0 | 0 | 0
2019-11-07 07:00 | 41.49 | 0.42626 | 0.00042626 | 0.017686
2019-11-07 08:00 | 37.22 | 1.8274 | 0.0018274 | 0.068017
2019-11-07 09:00 | 37.21 | 3.0371 | 0.0030371 | 0.11301
2019-11-07 10:00 | 38.21 | 6.3376 | 0.0063376 | 0.24216
2019-11-07 11:00 | 37.15 | 6.9582 | 0.0069582 | 0.2585
2019-11-07 12:00 | 36.75 | 5.1215 | 0.0051215 | 0.18822
2019-11-07 13:00 | 37.55 | 5.2625 | 0.0052625 | 0.19761
2019-11-07 14:00 | 33.56 | 4.3837 | 0.0043837 | 0.14712
2019-11-07 15:00 | 33.36 | 2.917 | 0.002917 | 0.09731
2019-11-07 16:00 | 36.56 | 1.7646 | 0.0017646 | 0.064513
2019-11-07 17:00 | 47.95 | 0 | 0 | 0
2019-11-07 18:00 | 45.41 | 0 | 0 | 0
2019-11-07 19:00 | 44.87 | 0 | 0 | 0
2019-11-07 20:00 | 43.05 | 0 | 0 | 0
2019-11-07 21:00 | 39.86 | 0 | 0 | 0
2019-11-07 22:00 | 34.35 | 0 | 0 | 0
2019-11-07 23:00 | 29.4 | 0 | 0 | 0
2019-11-08 | 27.72 | 0 | 0 | 0
2019-11-08 01:00 | 27.08 | 0 | 0 | 0
2019-11-08 02:00 | 26.29 | 0 | 0 | 0
2019-11-08 03:00 | 27.57 | 0 | 0 | 0
2019-11-08 04:00 | 30.12 | 0 | 0 | 0
2019-11-08 05:00 | 38.25 | 0 | 0 | 0
2019-11-08 06:00 | 47.53 | 0 | 0 | 0
2019-11-08 07:00 | 49.57 | 0.16938 | 0.00016938 | 0.0083961
2019-11-08 08:00 | 42.86 | 1.4567 | 0.0014567 | 0.062434
2019-11-08 09:00 | 41.52 | 3.711 | 0.003711 | 0.15408
2019-11-08 10:00 | 41.41 | 3.47 | 0.00347 | 0.14369
2019-11-08 11:00 | 40.56 | 5.0215 | 0.0050215 | 0.20367
2019-11-08 12:00 | 36.91 | 4.5219 | 0.0045219 | 0.1669
2019-11-08 13:00 | 36.14 | 4.3754 | 0.0043754 | 0.15813
2019-11-08 14:00 | 34.04 | 3.8984 | 0.0038984 | 0.1327
2019-11-08 15:00 | 34.47 | 2.5598 | 0.0025598 | 0.088237
2019-11-08 16:00 | 39.1 | 0.33054 | 0.00033054 | 0.012924
2019-11-08 17:00 | 51.69 | 0 | 0 | 0
2019-11-08 18:00 | 46.89 | 0 | 0 | 0
2019-11-08 19:00 | 43.38 | 0 | 0 | 0
2019-11-08 20:00 | 42.94 | 0 | 0 | 0
2019-11-08 21:00 | 41.08 | 0 | 0 | 0
2019-11-08 22:00 | 36.63 | 0 | 0 | 0
2019-11-08 23:00 | 31.68 | 0 | 0 | 0
2019-11-09 | 37.14 | 0 | 0 | 0
2019-11-09 01:00 | 38.02 | 0 | 0 | 0
2019-11-09 02:00 | 34.24 | 0 | 0 | 0
2019-11-09 03:00 | 34.4 | 0 | 0 | 0
2019-11-09 04:00 | 36.24 | 0 | 0 | 0
2019-11-09 05:00 | 38.3 | 0 | 0 | 0
2019-11-09 06:00 | 41.48 | 0 | 0 | 0
2019-11-09 07:00 | 43.76 | 0.12652 | 0.00012652 | 0.0055365
2019-11-09 08:00 | 38.91 | 0.30255 | 0.00030255 | 0.011772
2019-11-09 09:00 | 36.48 | 1.0065 | 0.0010065 | 0.036716
2019-11-09 10:00 | 31.64 | 2.1008 | 0.0021008 | 0.06647
2019-11-09 11:00 | 28.08 | 2.1829 | 0.0021829 | 0.061295
2019-11-09 12:00 | 26.85 | 1.5602 | 0.0015602 | 0.041892
2019-11-09 13:00 | 26.7 | 1.791 | 0.001791 | 0.04782
2019-11-09 14:00 | 25.71 | 1.2205 | 0.0012205 | 0.03138
2019-11-09 15:00 | 25.59 | 0.74685 | 0.00074685 | 0.019112
2019-11-09 16:00 | 27.89 | 0.14728 | 0.00014728 | 0.0041075
2019-11-09 17:00 | 36.28 | 0 | 0 | 0
2019-11-09 18:00 | 35.13 | 0 | 0 | 0
2019-11-09 19:00 | 32.32 | 0 | 0 | 0
2019-11-09 20:00 | 31.4 | 0 | 0 | 0
2019-11-09 21:00 | 28.62 | 0 | 0 | 0
2019-11-09 22:00 | 26.15 | 0 | 0 | 0
2019-11-09 23:00 | 25.97 | 0 | 0 | 0
2019-11-10 | 26.34 | 0 | 0 | 0
2019-11-10 01:00 | 25.44 | 0 | 0 | 0
2019-11-10 02:00 | 24.86 | 0 | 0 | 0
2019-11-10 03:00 | 24.9 | 0 | 0 | 0
2019-11-10 04:00 | 25.61 | 0 | 0 | 0
2019-11-10 05:00 | 26.89 | 0 | 0 | 0
2019-11-10 06:00 | 27.93 | 0 | 0 | 0
2019-11-10 07:00 | 28.22 | 0.43413 | 0.00043413 | 0.012251
2019-11-10 08:00 | 26.15 | 0.56969 | 0.00056969 | 0.014897
2019-11-10 09:00 | 25.8 | 0.7498 | 0.0007498 | 0.019345
2019-11-10 10:00 | 24.64 | 2.3582 | 0.0023582 | 0.058107
2019-11-10 11:00 | 23.89 | 4.5977 | 0.0045977 | 0.10984
2019-11-10 12:00 | 23.55 | 5.2548 | 0.0052548 | 0.12375
2019-11-10 13:00 | 23.26 | 5.1142 | 0.0051142 | 0.11896
2019-11-10 14:00 | 22.8 | 3.7211 | 0.0037211 | 0.084841
2019-11-10 15:00 | 22.87 | 2.496 | 0.002496 | 0.057083
2019-11-10 16:00 | 24.12 | 0.74983 | 0.00074983 | 0.018086
2019-11-10 17:00 | 31.99 | 0 | 0 | 0
2019-11-10 18:00 | 29.42 | 0 | 0 | 0
2019-11-10 19:00 | 27.75 | 0 | 0 | 0
2019-11-10 20:00 | 27.04 | 0 | 0 | 0
2019-11-10 21:00 | 25.09 | 0 | 0 | 0
2019-11-10 22:00 | 23.63 | 0 | 0 | 0
2019-11-10 23:00 | 22.88 | 0 | 0 | 0
2019-11-11 | 22.53 | 0 | 0 | 0
2019-11-11 01:00 | 22.64 | 0 | 0 | 0
2019-11-11 02:00 | 22.38 | 0 | 0 | 0
2019-11-11 03:00 | 22.52 | 0 | 0 | 0
2019-11-11 04:00 | 23.75 | 0 | 0 | 0
2019-11-11 05:00 | 25.54 | 0 | 0 | 0
2019-11-11 06:00 | 33.41 | 0 | 0 | 0
2019-11-11 07:00 | 32.91 | 0.6547 | 0.0006547 | 0.021546
2019-11-11 08:00 | 31.64 | 2.84 | 0.00284 | 0.089856
2019-11-11 09:00 | 30.65 | 4.6921 | 0.0046921 | 0.14381
2019-11-11 10:00 | 30.33 | 5.94 | 0.00594 | 0.18016
2019-11-11 11:00 | 28.43 | 6.5133 | 0.0065133 | 0.18517
2019-11-11 12:00 | 28.58 | 6.6205 | 0.0066205 | 0.18921
2019-11-11 13:00 | 28.48 | 6.2184 | 0.0062184 | 0.1771
2019-11-11 14:00 | 26.89 | 5.2475 | 0.0052475 | 0.14111
2019-11-11 15:00 | 26.79 | 3.7055 | 0.0037055 | 0.099271
2019-11-11 16:00 | 30.39 | 1.6751 | 0.0016751 | 0.050906
2019-11-11 17:00 | 37.83 | 0 | 0 | 0
2019-11-11 18:00 | 36.62 | 0 | 0 | 0
2019-11-11 19:00 | 33.72 | 0 | 0 | 0
2019-11-11 20:00 | 32.43 | 0 | 0 | 0
2019-11-11 21:00 | 28.59 | 0 | 0 | 0
2019-11-11 22:00 | 25.18 | 0 | 0 | 0
2019-11-11 23:00 | 24.05 | 0 | 0 | 0
2019-11-12 | 22.83 | 0 | 0 | 0
2019-11-12 01:00 | 22.96 | 0 | 0 | 0
2019-11-12 02:00 | 22.75 | 0 | 0 | 0
2019-11-12 03:00 | 23.24 | 0 | 0 | 0
2019-11-12 04:00 | 24.36 | 0 | 0 | 0
2019-11-12 05:00 | 27.86 | 0 | 0 | 0
2019-11-12 06:00 | 35.7 | 0 | 0 | 0
2019-11-12 07:00 | 40.19 | 0.32973 | 0.00032973 | 0.013252
2019-11-12 08:00 | 36.94 | 2.273 | 0.002273 | 0.083966
2019-11-12 09:00 | 37.69 | 2.2999 | 0.0022999 | 0.086683
2019-11-12 10:00 | 40.38 | 5.4031 | 0.0054031 | 0.21818
2019-11-12 11:00 | 38.79 | 3.8301 | 0.0038301 | 0.14857
2019-11-12 12:00 | 38.56 | 3.4661 | 0.0034661 | 0.13365
2019-11-12 13:00 | 38.75 | 2.1839 | 0.0021839 | 0.084627
2019-11-12 14:00 | 36.21 | 3.8067 | 0.0038067 | 0.13784
2019-11-12 15:00 | 38.51 | 2.6011 | 0.0026011 | 0.10017
2019-11-12 16:00 | 41.46 | 1.0533 | 0.0010533 | 0.043669
2019-11-12 17:00 | 55.32 | 0 | 0 | 0
2019-11-12 18:00 | 60.02 | 0 | 0 | 0
2019-11-12 19:00 | 55.71 | 0 | 0 | 0
2019-11-12 20:00 | 54.83 | 0 | 0 | 0
2019-11-12 21:00 | 48.87 | 0 | 0 | 0
2019-11-12 22:00 | 43.24 | 0 | 0 | 0
2019-11-12 23:00 | 39.83 | 0 | 0 | 0
2019-11-13 | 43.5 | 0 | 0 | 0
2019-11-13 01:00 | 42.82 | 0 | 0 | 0
2019-11-13 02:00 | 42.48 | 0 | 0 | 0
2019-11-13 03:00 | 45.33 | 0 | 0 | 0
2019-11-13 04:00 | 50.28 | 0 | 0 | 0
2019-11-13 05:00 | 62.18 | 0 | 0 | 0
2019-11-13 06:00 | 104.89 | 0 | 0 | 0
2019-11-13 07:00 | 94.24 | 0.066235 | 6.6235e-05 | 0.006242
2019-11-13 08:00 | 60.25 | 0.91193 | 0.00091193 | 0.054944
2019-11-13 09:00 | 48.78 | 0.57769 | 0.00057769 | 0.02818
2019-11-13 10:00 | 47.89 | 0.28151 | 0.00028151 | 0.013482
2019-11-13 11:00 | 41.89 | 0.27333 | 0.00027333 | 0.01145
2019-11-13 12:00 | 39.61 | 0.21911 | 0.00021911 | 0.0086789
2019-11-13 13:00 | 39.61 | 2.0201 | 0.0020201 | 0.080016
2019-11-13 14:00 | 36.34 | 0.57858 | 0.00057858 | 0.021026
2019-11-13 15:00 | 38.06 | 0.7792 | 0.0007792 | 0.029656
2019-11-13 16:00 | 43.3 | 0.10018 | 0.00010018 | 0.0043376
2019-11-13 17:00 | 57.04 | 0 | 0 | 0
2019-11-13 18:00 | 54.97 | 0 | 0 | 0
2019-11-13 19:00 | 53.76 | 0 | 0 | 0
2019-11-13 20:00 | 49.78 | 0 | 0 | 0
2019-11-13 21:00 | 45.19 | 0 | 0 | 0
2019-11-13 22:00 | 39.7 | 0 | 0 | 0
2019-11-13 23:00 | 36.99 | 0 | 0 | 0
2019-11-14 | 37.86 | 0 | 0 | 0
2019-11-14 01:00 | 37.75 | 0 | 0 | 0
2019-11-14 02:00 | 36.76 | 0 | 0 | 0
2019-11-14 03:00 | 37.64 | 0 | 0 | 0
2019-11-14 04:00 | 39.28 | 0 | 0 | 0
2019-11-14 05:00 | 47.11 | 0 | 0 | 0
2019-11-14 06:00 | 103.21 | 0 | 0 | 0
2019-11-14 07:00 | 87.23 | 0.2808 | 0.0002808 | 0.024495
2019-11-14 08:00 | 56.7 | 0.000335 | 3.35e-07 | 1.8995e-05
2019-11-14 09:00 | 44.81 | 0.93217 | 0.00093217 | 0.04177
2019-11-14 10:00 | 38.67 | 0.84288 | 0.00084288 | 0.032594
2019-11-14 11:00 | 34.69 | 2.0021 | 0.0020021 | 0.069451
2019-11-14 12:00 | 31.12 | 2.8405 | 0.0028405 | 0.088398
2019-11-14 13:00 | 30.35 | 1.5664 | 0.0015664 | 0.047541
2019-11-14 14:00 | 29.76 | 1.9386 | 0.0019386 | 0.057692
2019-11-14 15:00 | 29.64 | 3.2463 | 0.0032463 | 0.096219
2019-11-14 16:00 | 33.88 | 1.371 | 0.001371 | 0.046449
2019-11-14 17:00 | 44.9 | 0 | 0 | 0
2019-11-14 18:00 | 40.53 | 0 | 0 | 0
2019-11-14 19:00 | 40.75 | 0 | 0 | 0
2019-11-14 20:00 | 38.34 | 0 | 0 | 0
2019-11-14 21:00 | 33.13 | 0 | 0 | 0
2019-11-14 22:00 | 29.32 | 0 | 0 | 0
2019-11-14 23:00 | 28.03 | 0 | 0 | 0
2019-11-15 | 27.78 | 0 | 0 | 0
2019-11-15 01:00 | 27.55 | 0 | 0 | 0
2019-11-15 02:00 | 27.64 | 0 | 0 | 0
2019-11-15 03:00 | 27.67 | 0 | 0 | 0
2019-11-15 04:00 | 28.7 | 0 | 0 | 0
2019-11-15 05:00 | 32.46 | 0 | 0 | 0
2019-11-15 06:00 | 49.79 | 0 | 0 | 0
2019-11-15 07:00 | 52.42 | 0.55282 | 0.00055282 | 0.028979
2019-11-15 08:00 | 39.85 | 0.78494 | 0.00078494 | 0.03128
2019-11-15 09:00 | 35.32 | 0.74061 | 0.00074061 | 0.026158
2019-11-15 10:00 | 33.99 | 0.38442 | 0.00038442 | 0.013066
2019-11-15 11:00 | 31.9 | 0.51541 | 0.00051541 | 0.016442
2019-11-15 12:00 | 29.41 | 1.1023 | 0.0011023 | 0.032417
2019-11-15 13:00 | 28.76 | 1.043 | 0.001043 | 0.029996
2019-11-15 14:00 | 28.09 | 0.48622 | 0.00048622 | 0.013658
2019-11-15 15:00 | 27.91 | 0.45431 | 0.00045431 | 0.01268
2019-11-15 16:00 | 30.62 | 0.77986 | 0.00077986 | 0.023879
2019-11-15 17:00 | 38.99 | 0 | 0 | 0
2019-11-15 18:00 | 35.02 | 0 | 0 | 0
2019-11-15 19:00 | 33.61 | 0 | 0 | 0
2019-11-15 20:00 | 31.45 | 0 | 0 | 0
2019-11-15 21:00 | 30.5 | 0 | 0 | 0
2019-11-15 22:00 | 27.91 | 0 | 0 | 0
2019-11-15 23:00 | 27.29 | 0 | 0 | 0
2019-11-16 | 26.1 | 0 | 0 | 0
2019-11-16 01:00 | 25.56 | 0 | 0 | 0
2019-11-16 02:00 | 25.73 | 0 | 0 | 0
2019-11-16 03:00 | 25.64 | 0 | 0 | 0
2019-11-16 04:00 | 26.05 | 0 | 0 | 0
2019-11-16 05:00 | 27.19 | 0 | 0 | 0
2019-11-16 06:00 | 30.76 | 0 | 0 | 0
2019-11-16 07:00 | 35.24 | 0.59133 | 0.00059133 | 0.020838
2019-11-16 08:00 | 34.78 | 2.8059 | 0.0028059 | 0.097591
2019-11-16 09:00 | 33.69 | 4.7607 | 0.0047607 | 0.16039
2019-11-16 10:00 | 31.91 | 6.0743 | 0.0060743 | 0.19383
2019-11-16 11:00 | 29.93 | 6.7191 | 0.0067191 | 0.2011
2019-11-16 12:00 | 27.99 | 6.8075 | 0.0068075 | 0.19054
2019-11-16 13:00 | 27.17 | 6.3675 | 0.0063675 | 0.17301
2019-11-16 14:00 | 26.41 | 5.3688 | 0.0053688 | 0.14179
2019-11-16 15:00 | 26.55 | 3.8136 | 0.0038136 | 0.10125
2019-11-16 16:00 | 30.48 | 1.7622 | 0.0017622 | 0.053712
2019-11-16 17:00 | 38.52 | 0 | 0 | 0
2019-11-16 18:00 | 37.98 | 0 | 0 | 0
2019-11-16 19:00 | 36.63 | 0 | 0 | 0
2019-11-16 20:00 | 34.42 | 0 | 0 | 0
2019-11-16 21:00 | 31.61 | 0 | 0 | 0
2019-11-16 22:00 | 28.33 | 0 | 0 | 0
2019-11-16 23:00 | 26.96 | 0 | 0 | 0
2019-11-17 | 27.37 | 0 | 0 | 0
2019-11-17 01:00 | 26.15 | 0 | 0 | 0
2019-11-17 02:00 | 26.44 | 0 | 0 | 0
2019-11-17 03:00 | 26.76 | 0 | 0 | 0
2019-11-17 04:00 | 26.91 | 0 | 0 | 0
2019-11-17 05:00 | 28.21 | 0 | 0 | 0
2019-11-17 06:00 | 29.99 | 0 | 0 | 0
2019-11-17 07:00 | 34.04 | 0.50427 | 0.00050427 | 0.017165
2019-11-17 08:00 | 33.04 | 2.6401 | 0.0026401 | 0.087228
2019-11-17 09:00 | 30.12 | 4.5166 | 0.0045166 | 0.13604
2019-11-17 10:00 | 27.43 | 4.4694 | 0.0044694 | 0.12259
2019-11-17 11:00 | 25.86 | 6.456 | 0.006456 | 0.16695
2019-11-17 12:00 | 25.25 | 5.3935 | 0.0053935 | 0.13619
2019-11-17 13:00 | 24.86 | 2.6385 | 0.0026385 | 0.065593
2019-11-17 14:00 | 24.37 | 3.0372 | 0.0030372 | 0.074016
2019-11-17 15:00 | 24.51 | 2.9479 | 0.0029479 | 0.072253
2019-11-17 16:00 | 27.61 | 1.5866 | 0.0015866 | 0.043807
2019-11-17 17:00 | 34.52 | 0 | 0 | 0
2019-11-17 18:00 | 34.23 | 0 | 0 | 0
2019-11-17 19:00 | 31.77 | 0 | 0 | 0
2019-11-17 20:00 | 29.9 | 0 | 0 | 0
2019-11-17 21:00 | 27.03 | 0 | 0 | 0
2019-11-17 22:00 | 24.77 | 0 | 0 | 0
2019-11-17 23:00 | 23.95 | 0 | 0 | 0
2019-11-18 | 24.37 | 0 | 0 | 0
2019-11-18 01:00 | 24.23 | 0 | 0 | 0
2019-11-18 02:00 | 24.21 | 0 | 0 | 0
2019-11-18 03:00 | 24.28 | 0 | 0 | 0
2019-11-18 04:00 | 25.64 | 0 | 0 | 0
2019-11-18 05:00 | 28.38 | 0 | 0 | 0
2019-11-18 06:00 | 39.62 | 0 | 0 | 0
2019-11-18 07:00 | 41.82 | 0.40228 | 0.00040228 | 0.016823
2019-11-18 08:00 | 37.96 | 2.4864 | 0.0024864 | 0.094384
2019-11-18 09:00 | 40.58 | 4.3589 | 0.0043589 | 0.17688
2019-11-18 10:00 | 41.6 | 5.6792 | 0.0056792 | 0.23626
2019-11-18 11:00 | 35.68 | 6.288 | 0.006288 | 0.22436
2019-11-18 12:00 | 32.77 | 6.3674 | 0.0063674 | 0.20866
2019-11-18 13:00 | 31.76 | 5.8769 | 0.0058769 | 0.18665
2019-11-18 14:00 | 29.85 | 3.7395 | 0.0037395 | 0.11163
2019-11-18 15:00 | 29.45 | 2.0351 | 0.0020351 | 0.059935
2019-11-18 16:00 | 35 | 0.47491 | 0.00047491 | 0.016622
2019-11-18 17:00 | 42.79 | 0 | 0 | 0
2019-11-18 18:00 | 38.55 | 0 | 0 | 0
2019-11-18 19:00 | 36.88 | 0 | 0 | 0
2019-11-18 20:00 | 36 | 0 | 0 | 0
2019-11-18 21:00 | 32.4 | 0 | 0 | 0
2019-11-18 22:00 | 28.43 | 0 | 0 | 0
2019-11-18 23:00 | 26.35 | 0 | 0 | 0
2019-11-19 | 26.04 | 0 | 0 | 0
2019-11-19 01:00 | 25.63 | 0 | 0 | 0
2019-11-19 02:00 | 25.49 | 0 | 0 | 0
2019-11-19 03:00 | 25.77 | 0 | 0 | 0
2019-11-19 04:00 | 26.15 | 0 | 0 | 0
2019-11-19 05:00 | 31.5 | 0 | 0 | 0
2019-11-19 06:00 | 44.6 | 0 | 0 | 0
2019-11-19 07:00 | 48.71 | 0.077883 | 7.7883e-05 | 0.0037937
2019-11-19 08:00 | 41.17 | 0.076542 | 7.6542e-05 | 0.0031512
2019-11-19 09:00 | 40.14 | 0.19532 | 0.00019532 | 0.0078401
2019-11-19 10:00 | 40.93 | 0.7455 | 0.0007455 | 0.030513
2019-11-19 11:00 | 36.89 | 1.3606 | 0.0013606 | 0.050192
2019-11-19 12:00 | 32.31 | 2.2332 | 0.0022332 | 0.072154
2019-11-19 13:00 | 29.54 | 1.1592 | 0.0011592 | 0.034242
2019-11-19 14:00 | 29.19 | 1.5505 | 0.0015505 | 0.045258
2019-11-19 15:00 | 28.72 | 0.87386 | 0.00087386 | 0.025097
2019-11-19 16:00 | 37.39 | 0.75498 | 0.00075498 | 0.028229
2019-11-19 17:00 | 43.16 | 0 | 0 | 0
2019-11-19 18:00 | 40.09 | 0 | 0 | 0
2019-11-19 19:00 | 38.19 | 0 | 0 | 0
2019-11-19 20:00 | 37.34 | 0 | 0 | 0
2019-11-19 21:00 | 32.02 | 0 | 0 | 0
2019-11-19 22:00 | 28.65 | 0 | 0 | 0
2019-11-19 23:00 | 25.92 | 0 | 0 | 0
2019-11-20 | 25.74 | 0 | 0 | 0
2019-11-20 01:00 | 25.5 | 0 | 0 | 0
2019-11-20 02:00 | 24.96 | 0 | 0 | 0
2019-11-20 03:00 | 24.81 | 0 | 0 | 0
2019-11-20 04:00 | 25.69 | 0 | 0 | 0
2019-11-20 05:00 | 29.38 | 0 | 0 | 0
2019-11-20 06:00 | 42.85 | 0 | 0 | 0
2019-11-20 07:00 | 42.95 | 0.34132 | 0.00034132 | 0.01466
2019-11-20 08:00 | 39.11 | 2.3396 | 0.0023396 | 0.091503
2019-11-20 09:00 | 36.38 | 4.1311 | 0.0041311 | 0.15029
2019-11-20 10:00 | 37.35 | 5.3768 | 0.0053768 | 0.20082
2019-11-20 11:00 | 33.53 | 6.0375 | 0.0060375 | 0.20244
2019-11-20 12:00 | 30.4 | 6.1535 | 0.0061535 | 0.18707
2019-11-20 13:00 | 29.58 | 5.7568 | 0.0057568 | 0.17029
2019-11-20 14:00 | 29.52 | 4.8388 | 0.0048388 | 0.14284
2019-11-20 15:00 | 28.87 | 3.3772 | 0.0033772 | 0.0975
2019-11-20 16:00 | 34.03 | 1.4915 | 0.0014915 | 0.050757
2019-11-20 17:00 | 41.41 | 0 | 0 | 0
2019-11-20 18:00 | 36.85 | 0 | 0 | 0
2019-11-20 19:00 | 34.39 | 0 | 0 | 0
2019-11-20 20:00 | 34.21 | 0 | 0 | 0
2019-11-20 21:00 | 27.8 | 0 | 0 | 0
2019-11-20 22:00 | 25.42 | 0 | 0 | 0
2019-11-20 23:00 | 24.63 | 0 | 0 | 0
2019-11-21 | 23.11 | 0 | 0 | 0
2019-11-21 01:00 | 22.45 | 0 | 0 | 0
2019-11-21 02:00 | 22.08 | 0 | 0 | 0
2019-11-21 03:00 | 22.61 | 0 | 0 | 0
2019-11-21 04:00 | 23.61 | 0 | 0 | 0
2019-11-21 05:00 | 25.89 | 0 | 0 | 0
2019-11-21 06:00 | 40.81 | 0 | 0 | 0
2019-11-21 07:00 | 36.88 | 0.065761 | 6.5761e-05 | 0.0024253
2019-11-21 08:00 | 32.28 | 1.712 | 0.001712 | 0.055263
2019-11-21 09:00 | 30.19 | 3.1718 | 0.0031718 | 0.095757
2019-11-21 10:00 | 28.34 | 5.356 | 0.005356 | 0.15179
2019-11-21 11:00 | 26.51 | 6.003 | 0.006003 | 0.15914
2019-11-21 12:00 | 25.54 | 4.9895 | 0.0049895 | 0.12743
2019-11-21 13:00 | 24.85 | 4.7384 | 0.0047384 | 0.11775
2019-11-21 14:00 | 24.31 | 4.0781 | 0.0040781 | 0.099138
2019-11-21 15:00 | 24.17 | 2.4549 | 0.0024549 | 0.059334
2019-11-21 16:00 | 25.56 | 0.5187 | 0.0005187 | 0.013258
2019-11-21 17:00 | 29.35 | 0 | 0 | 0
2019-11-21 18:00 | 28.28 | 0 | 0 | 0
2019-11-21 19:00 | 27.6 | 0 | 0 | 0
2019-11-21 20:00 | 26.07 | 0 | 0 | 0
2019-11-21 21:00 | 24.21 | 0 | 0 | 0
2019-11-21 22:00 | 22.08 | 0 | 0 | 0
2019-11-21 23:00 | 20.31 | 0 | 0 | 0
2019-11-22 | 19.32 | 0 | 0 | 0
2019-11-22 01:00 | 19.18 | 0 | 0 | 0
2019-11-22 02:00 | 18.75 | 0 | 0 | 0
2019-11-22 03:00 | 19.07 | 0 | 0 | 0
2019-11-22 04:00 | 20.59 | 0 | 0 | 0
2019-11-22 05:00 | 22.62 | 0 | 0 | 0
2019-11-22 06:00 | 30.87 | 0 | 0 | 0
2019-11-22 07:00 | 29.55 | 0 | 0 | 0
2019-11-22 08:00 | 27.43 | 0 | 0 | 0
2019-11-22 09:00 | 27.16 | 0.10465 | 0.00010465 | 0.0028424
2019-11-22 10:00 | 27.53 | 1.9737 | 0.0019737 | 0.054337
2019-11-22 11:00 | 26.68 | 0.31241 | 0.00031242 | 0.0083352
2019-11-22 12:00 | 25.93 | 1.819 | 0.001819 | 0.047167
2019-11-22 13:00 | 25.49 | 2.297 | 0.002297 | 0.058551
2019-11-22 14:00 | 24.91 | 2.7866 | 0.0027866 | 0.069415
2019-11-22 15:00 | 24.88 | 0.72006 | 0.00072006 | 0.017915
2019-11-22 16:00 | 27.44 | 1.4761 | 0.0014761 | 0.040504
2019-11-22 17:00 | 33.45 | 0 | 0 | 0
2019-11-22 18:00 | 31.32 | 0 | 0 | 0
2019-11-22 19:00 | 31.17 | 0 | 0 | 0
2019-11-22 20:00 | 29.84 | 0 | 0 | 0
2019-11-22 21:00 | 27.08 | 0 | 0 | 0
2019-11-22 22:00 | 24.36 | 0 | 0 | 0
2019-11-22 23:00 | 23.32 | 0 | 0 | 0
2019-11-23 | 23.69 | 0 | 0 | 0
2019-11-23 01:00 | 23.37 | 0 | 0 | 0
2019-11-23 02:00 | 23.39 | 0 | 0 | 0
2019-11-23 03:00 | 23.49 | 0 | 0 | 0
2019-11-23 04:00 | 23.7 | 0 | 0 | 0
2019-11-23 05:00 | 25.84 | 0 | 0 | 0
2019-11-23 06:00 | 29.92 | 0 | 0 | 0
2019-11-23 07:00 | 31.52 | 0 | 0 | 0
2019-11-23 08:00 | 31.28 | 0.78234 | 0.00078234 | 0.024472
2019-11-23 09:00 | 28.98 | 4.2897 | 0.0042897 | 0.12431
2019-11-23 10:00 | 29.05 | 1.1525 | 0.0011525 | 0.033479
2019-11-23 11:00 | 26.38 | 0.75524 | 0.00075524 | 0.019923
2019-11-23 12:00 | 24.9 | 1.9715 | 0.0019715 | 0.04909
2019-11-23 13:00 | 24.5 | 1.0833 | 0.0010833 | 0.026541
2019-11-23 14:00 | 23.93 | 1.4761 | 0.0014761 | 0.035322
2019-11-23 15:00 | 23.99 | 2.3434 | 0.0023434 | 0.056218
2019-11-23 16:00 | 25.41 | 1.6218 | 0.0016218 | 0.04121
2019-11-23 17:00 | 31.2 | 0 | 0 | 0
2019-11-23 18:00 | 28.14 | 0 | 0 | 0
2019-11-23 19:00 | 26.3 | 0 | 0 | 0
2019-11-23 20:00 | 25.11 | 0 | 0 | 0
2019-11-23 21:00 | 23.84 | 0 | 0 | 0
2019-11-23 22:00 | 23.04 | 0 | 0 | 0
2019-11-23 23:00 | 22.73 | 0 | 0 | 0
2019-11-24 | 20.03 | 0 | 0 | 0
2019-11-24 01:00 | 20.46 | 0 | 0 | 0
2019-11-24 02:00 | 19.96 | 0 | 0 | 0
2019-11-24 03:00 | 19.91 | 0 | 0 | 0
2019-11-24 04:00 | 20.29 | 0 | 0 | 0
2019-11-24 05:00 | 19.89 | 0 | 0 | 0
2019-11-24 06:00 | 21.16 | 0 | 0 | 0
2019-11-24 07:00 | 22.72 | 0 | 0 | 0
2019-11-24 08:00 | 24.21 | 2.5689 | 0.0025689 | 0.062194
2019-11-24 09:00 | 23.83 | 4.5277 | 0.0045277 | 0.10789
2019-11-24 10:00 | 23.67 | 4.453 | 0.004453 | 0.1054
2019-11-24 11:00 | 22.65 | 5.1332 | 0.0051332 | 0.11627
2019-11-24 12:00 | 21.95 | 4.7659 | 0.0047659 | 0.10461
2019-11-24 13:00 | 21.43 | 4.9859 | 0.004986 | 0.10685
2019-11-24 14:00 | 20.51 | 3.2589 | 0.0032589 | 0.06684
2019-11-24 15:00 | 20.67 | 2.337 | 0.002337 | 0.048306
2019-11-24 16:00 | 23.42 | 0.72667 | 0.00072667 | 0.017019
2019-11-24 17:00 | 29.42 | 0 | 0 | 0
2019-11-24 18:00 | 27.17 | 0 | 0 | 0
2019-11-24 19:00 | 27.58 | 0 | 0 | 0
2019-11-24 20:00 | 26.53 | 0 | 0 | 0
2019-11-24 21:00 | 23.84 | 0 | 0 | 0
2019-11-24 22:00 | 23.2 | 0 | 0 | 0
2019-11-24 23:00 | 21.12 | 0 | 0 | 0
2019-11-25 | 19.88 | 0 | 0 | 0
2019-11-25 01:00 | 20.01 | 0 | 0 | 0
2019-11-25 02:00 | 19.88 | 0 | 0 | 0
2019-11-25 03:00 | 19.95 | 0 | 0 | 0
2019-11-25 04:00 | 22.47 | 0 | 0 | 0
2019-11-25 05:00 | 26.1 | 0 | 0 | 0
2019-11-25 06:00 | 39.05 | 0 | 0 | 0
2019-11-25 07:00 | 41.32 | 0 | 0 | 0
2019-11-25 08:00 | 30.6 | 0.50592 | 0.00050592 | 0.015481
2019-11-25 09:00 | 27.89 | 0.52403 | 0.00052403 | 0.014615
2019-11-25 10:00 | 26.57 | 0.72978 | 0.00072978 | 0.01939
2019-11-25 11:00 | 25.02 | 1.4854 | 0.0014854 | 0.037164
2019-11-25 12:00 | 24.26 | 4.2175 | 0.0042175 | 0.10232
2019-11-25 13:00 | 24 | 2.5028 | 0.0025028 | 0.060068
2019-11-25 14:00 | 23.7 | 1.1534 | 0.0011534 | 0.027336
2019-11-25 15:00 | 23.39 | 0.39534 | 0.00039534 | 0.009247
2019-11-25 16:00 | 24.6 | 0 | 0 | 0
2019-11-25 17:00 | 30.6 | 0 | 0 | 0
2019-11-25 18:00 | 29.62 | 0 | 0 | 0
2019-11-25 19:00 | 28.33 | 0 | 0 | 0
2019-11-25 20:00 | 26.03 | 0 | 0 | 0
2019-11-25 21:00 | 24.28 | 0 | 0 | 0
2019-11-25 22:00 | 23.51 | 0 | 0 | 0
2019-11-25 23:00 | 21.9 | 0 | 0 | 0
2019-11-26 | 20.37 | 0 | 0 | 0
2019-11-26 01:00 | 20.5 | 0 | 0 | 0
2019-11-26 02:00 | 20.55 | 0 | 0 | 0
2019-11-26 03:00 | 20.71 | 0 | 0 | 0
2019-11-26 04:00 | 22.31 | 0 | 0 | 0
2019-11-26 05:00 | 24.69 | 0 | 0 | 0
2019-11-26 06:00 | 36.4 | 0 | 0 | 0
2019-11-26 07:00 | 37.56 | 0 | 0 | 0
2019-11-26 08:00 | 30.15 | 0.093247 | 9.3247e-05 | 0.0028114
2019-11-26 09:00 | 27.99 | 0.33673 | 0.00033673 | 0.009425
2019-11-26 10:00 | 25.76 | 1.096 | 0.001096 | 0.028232
2019-11-26 11:00 | 24.59 | 1.325 | 0.001325 | 0.032582
2019-11-26 12:00 | 23.65 | 1.424 | 0.001424 | 0.033678
2019-11-26 13:00 | 23.18 | 0.87147 | 0.00087148 | 0.020201
2019-11-26 14:00 | 22.87 | 0.78498 | 0.00078498 | 0.017952
2019-11-26 15:00 | 22.72 | 0.94459 | 0.00094459 | 0.021461
2019-11-26 16:00 | 23.2 | 0.008804 | 8.804e-06 | 0.00020425
2019-11-26 17:00 | 28.31 | 0 | 0 | 0
2019-11-26 18:00 | 26.25 | 0 | 0 | 0
2019-11-26 19:00 | 24.69 | 0 | 0 | 0
2019-11-26 20:00 | 23.57 | 0 | 0 | 0
2019-11-26 21:00 | 22.7 | 0 | 0 | 0
2019-11-26 22:00 | 20.62 | 0 | 0 | 0
2019-11-26 23:00 | 19.78 | 0 | 0 | 0
2019-11-27 | 17.74 | 0 | 0 | 0
2019-11-27 01:00 | 16.88 | 0 | 0 | 0
2019-11-27 02:00 | 16.9 | 0 | 0 | 0
2019-11-27 03:00 | 16.99 | 0 | 0 | 0
2019-11-27 04:00 | 18.69 | 0 | 0 | 0
2019-11-27 05:00 | 19.46 | 0 | 0 | 0
2019-11-27 06:00 | 23.72 | 0 | 0 | 0
2019-11-27 07:00 | 24.35 | 0 | 0 | 0
2019-11-27 08:00 | 24.26 | 2.2902 | 0.0022902 | 0.055561
2019-11-27 09:00 | 23.99 | 1.094 | 0.001094 | 0.026244
2019-11-27 10:00 | 23.53 | 5.8457 | 0.0058457 | 0.13755
2019-11-27 11:00 | 22.92 | 6.5026 | 0.0065026 | 0.14904
2019-11-27 12:00 | 22.1 | 6.6608 | 0.0066608 | 0.1472
2019-11-27 13:00 | 21.86 | 6.2668 | 0.0062668 | 0.13699
2019-11-27 14:00 | 21.56 | 5.2999 | 0.0052999 | 0.11427
2019-11-27 15:00 | 21.56 | 3.7699 | 0.0037699 | 0.081279
2019-11-27 16:00 | 22.38 | 1.6539 | 0.0016539 | 0.037015
2019-11-27 17:00 | 24.9 | 0 | 0 | 0
2019-11-27 18:00 | 24.37 | 0 | 0 | 0
2019-11-27 19:00 | 23.98 | 0 | 0 | 0
2019-11-27 20:00 | 23.39 | 0 | 0 | 0
2019-11-27 21:00 | 21.97 | 0 | 0 | 0
2019-11-27 22:00 | 19.69 | 0 | 0 | 0
2019-11-27 23:00 | 17.91 | 0 | 0 | 0
2019-11-28 | 17.39 | 0 | 0 | 0
2019-11-28 01:00 | 16.94 | 0 | 0 | 0
2019-11-28 02:00 | 17.1 | 0 | 0 | 0
2019-11-28 03:00 | 17.14 | 0 | 0 | 0
2019-11-28 04:00 | 17.22 | 0 | 0 | 0
2019-11-28 05:00 | 18.49 | 0 | 0 | 0
2019-11-28 06:00 | 19.91 | 0 | 0 | 0
2019-11-28 07:00 | 21.4 | 0 | 0 | 0
2019-11-28 08:00 | 22.8 | 2.4543 | 0.0024543 | 0.055958
2019-11-28 09:00 | 23.38 | 4.4184 | 0.0044184 | 0.1033
2019-11-28 10:00 | 23.45 | 5.7099 | 0.0057099 | 0.1339
2019-11-28 11:00 | 23.07 | 6.3935 | 0.0063935 | 0.1475
2019-11-28 12:00 | 22.01 | 6.532 | 0.006532 | 0.14377
2019-11-28 13:00 | 20.31 | 6.1158 | 0.0061158 | 0.12421
2019-11-28 14:00 | 19.69 | 5.1316 | 0.0051316 | 0.10104
2019-11-28 15:00 | 19.49 | 3.1672 | 0.0031672 | 0.061729
2019-11-28 16:00 | 20.44 | 0.96917 | 0.00096917 | 0.01981
2019-11-28 17:00 | 23.5 | 0 | 0 | 0
2019-11-28 18:00 | 23.57 | 0 | 0 | 0
2019-11-28 19:00 | 23.62 | 0 | 0 | 0
2019-11-28 20:00 | 23.42 | 0 | 0 | 0
2019-11-28 21:00 | 22.53 | 0 | 0 | 0
2019-11-28 22:00 | 22.4 | 0 | 0 | 0
2019-11-28 23:00 | 21.23 | 0 | 0 | 0
2019-11-29 | 19.32 | 0 | 0 | 0
2019-11-29 01:00 | 19.32 | 0 | 0 | 0
2019-11-29 02:00 | 19.12 | 0 | 0 | 0
2019-11-29 03:00 | 19.16 | 0 | 0 | 0
2019-11-29 04:00 | 19.43 | 0 | 0 | 0
2019-11-29 05:00 | 19.61 | 0 | 0 | 0
2019-11-29 06:00 | 22.66 | 0 | 0 | 0
2019-11-29 07:00 | 24.44 | 0 | 0 | 0
2019-11-29 08:00 | 24.16 | 0.32256 | 0.00032256 | 0.0077931
2019-11-29 09:00 | 23.37 | 0.80968 | 0.00080968 | 0.018922
2019-11-29 10:00 | 22.84 | 3.8807 | 0.0038807 | 0.088636
2019-11-29 11:00 | 22.04 | 6.3521 | 0.0063521 | 0.14
2019-11-29 12:00 | 21.03 | 6.5892 | 0.0065892 | 0.13857
2019-11-29 13:00 | 19.99 | 6.3114 | 0.0063114 | 0.12617
2019-11-29 14:00 | 19.65 | 5.4 | 0.0054 | 0.10611
2019-11-29 15:00 | 19.95 | 3.8621 | 0.0038621 | 0.07705
2019-11-29 16:00 | 22.51 | 1.7698 | 0.0017698 | 0.039837
2019-11-29 17:00 | 25.92 | 0 | 0 | 0
2019-11-29 18:00 | 25.06 | 0 | 0 | 0
2019-11-29 19:00 | 24.41 | 0 | 0 | 0
2019-11-29 20:00 | 23.86 | 0 | 0 | 0
2019-11-29 21:00 | 22.48 | 0 | 0 | 0
2019-11-29 22:00 | 22.12 | 0 | 0 | 0
2019-11-29 23:00 | 20.11 | 0 | 0 | 0
2019-11-30 | 19.95 | 0 | 0 | 0
2019-11-30 01:00 | 19.45 | 0 | 0 | 0
2019-11-30 02:00 | 19.4 | 0 | 0 | 0
2019-11-30 03:00 | 19.34 | 0 | 0 | 0
2019-11-30 04:00 | 19.45 | 0 | 0 | 0
2019-11-30 05:00 | 20.24 | 0 | 0 | 0
2019-11-30 06:00 | 21.59 | 0 | 0 | 0
2019-11-30 07:00 | 23.18 | 0 | 0 | 0
2019-11-30 08:00 | 23.88 | 2.4585 | 0.0024585 | 0.058709
2019-11-30 09:00 | 23.64 | 4.4003 | 0.0044003 | 0.10402
2019-11-30 10:00 | 23.14 | 5.7284 | 0.0057284 | 0.13256
2019-11-30 11:00 | 22.62 | 6.4313 | 0.0064313 | 0.14548
2019-11-30 12:00 | 21.41 | 6.5859 | 0.0065859 | 0.141
2019-11-30 13:00 | 20.61 | 6.1697 | 0.0061697 | 0.12716
2019-11-30 14:00 | 20.1 | 5.2486 | 0.0052486 | 0.1055
2019-11-30 15:00 | 20.22 | 3.7524 | 0.0037524 | 0.075874
2019-11-30 16:00 | 23 | 1.6692 | 0.0016692 | 0.038392
2019-11-30 17:00 | 24.34 | 0 | 0 | 0
2019-11-30 18:00 | 23.53 | 0 | 0 | 0
2019-11-30 19:00 | 23.1 | 0 | 0 | 0
2019-11-30 20:00 | 22.44 | 0 | 0 | 0
2019-11-30 21:00 | 21.06 | 0 | 0 | 0
2019-11-30 22:00 | 20.1 | 0 | 0 | 0
2019-11-30 23:00 | 19.26 | 0 | 0 | 0
2019-12-01 | 19.09 | 0 | 0 | 0
2019-12-01 01:00 | 18.35 | 0 | 0 | 0
2019-12-01 02:00 | 18 | 0 | 0 | 0
2019-12-01 03:00 | 17.71 | 0 | 0 | 0
2019-12-01 04:00 | 17.6 | 0 | 0 | 0
2019-12-01 05:00 | 18.3 | 0 | 0 | 0
2019-12-01 06:00 | 18.86 | 0 | 0 | 0
2019-12-01 07:00 | 19.85 | 0 | 0 | 0
2019-12-01 08:00 | 21.7 | 2.202 | 0.002202 | 0.047783
2019-12-01 09:00 | 22.49 | 4.1828 | 0.0041828 | 0.094071
2019-12-01 10:00 | 22.66 | 5.5062 | 0.0055062 | 0.12477
2019-12-01 11:00 | 22.44 | 6.2515 | 0.0062515 | 0.14028
2019-12-01 12:00 | 21.58 | 6.4144 | 0.0064144 | 0.13842
2019-12-01 13:00 | 21.02 | 6.0316 | 0.0060316 | 0.12678
2019-12-01 14:00 | 20.48 | 5.1223 | 0.0051223 | 0.10491
2019-12-01 15:00 | 20.05 | 3.6784 | 0.0036784 | 0.073752
2019-12-01 16:00 | 23.12 | 1.6954 | 0.0016954 | 0.039198
2019-12-01 17:00 | 25.56 | 0 | 0 | 0
2019-12-01 18:00 | 24.96 | 0 | 0 | 0
2019-12-01 19:00 | 24.59 | 0 | 0 | 0
2019-12-01 20:00 | 23.06 | 0 | 0 | 0
2019-12-01 21:00 | 21.49 | 0 | 0 | 0
2019-12-01 22:00 | 19.85 | 0 | 0 | 0
2019-12-01 23:00 | 18.83 | 0 | 0 | 0
2019-12-02 | 17.08 | 0 | 0 | 0
2019-12-02 01:00 | 17.24 | 0 | 0 | 0
2019-12-02 02:00 | 17.15 | 0 | 0 | 0
2019-12-02 03:00 | 17.66 | 0 | 0 | 0
2019-12-02 04:00 | 18.63 | 0 | 0 | 0
2019-12-02 05:00 | 20.9 | 0 | 0 | 0
2019-12-02 06:00 | 28.11 | 0 | 0 | 0
2019-12-02 07:00 | 32.63 | 0 | 0 | 0
2019-12-02 08:00 | 27.08 | 2.3576 | 0.0023576 | 0.063843
2019-12-02 09:00 | 26.84 | 4.2575 | 0.0042575 | 0.11427
2019-12-02 10:00 | 27.75 | 5.4696 | 0.0054696 | 0.15178
2019-12-02 11:00 | 26.76 | 6.0865 | 0.0060865 | 0.16288
2019-12-02 12:00 | 25.12 | 4.929 | 0.004929 | 0.12382
2019-12-02 13:00 | 25.86 | 5.8715 | 0.0058715 | 0.15184
2019-12-02 14:00 | 25.05 | 4.993 | 0.004993 | 0.12507
2019-12-02 15:00 | 25.58 | 3.5494 | 0.0035494 | 0.090793
2019-12-02 16:00 | 29.49 | 1.5584 | 0.0015584 | 0.045956
2019-12-02 17:00 | 39.47 | 0 | 0 | 0
2019-12-02 18:00 | 33.98 | 0 | 0 | 0
2019-12-02 19:00 | 30.66 | 0 | 0 | 0
2019-12-02 20:00 | 33.66 | 0 | 0 | 0
2019-12-02 21:00 | 26.99 | 0 | 0 | 0
2019-12-02 22:00 | 24.21 | 0 | 0 | 0
2019-12-02 23:00 | 22.97 | 0 | 0 | 0
2019-12-03 | 22.44 | 0 | 0 | 0
2019-12-03 01:00 | 21.94 | 0 | 0 | 0
2019-12-03 02:00 | 21.89 | 0 | 0 | 0
2019-12-03 03:00 | 21.98 | 0 | 0 | 0
2019-12-03 04:00 | 22.79 | 0 | 0 | 0
2019-12-03 05:00 | 25.23 | 0 | 0 | 0
2019-12-03 06:00 | 33.69 | 0 | 0 | 0
2019-12-03 07:00 | 40.55 | 0 | 0 | 0
2019-12-03 08:00 | 29.82 | 0.53616 | 0.00053616 | 0.015988
2019-12-03 09:00 | 26.33 | 1.1596 | 0.0011596 | 0.030532
2019-12-03 10:00 | 25.47 | 3.1289 | 0.0031289 | 0.079694
2019-12-03 11:00 | 24.37 | 2.8434 | 0.0028434 | 0.069293
2019-12-03 12:00 | 23.58 | 3.9049 | 0.0039049 | 0.092076
2019-12-03 13:00 | 23.2 | 3.218 | 0.003218 | 0.074659
2019-12-03 14:00 | 22.83 | 2.7167 | 0.0027167 | 0.062022
2019-12-03 15:00 | 23.15 | 2.4372 | 0.0024372 | 0.05642
2019-12-03 16:00 | 24.91 | 1.1118 | 0.0011118 | 0.027694
2019-12-03 17:00 | 29.93 | 0 | 0 | 0
2019-12-03 18:00 | 27.39 | 0 | 0 | 0
2019-12-03 19:00 | 27.22 | 0 | 0 | 0
2019-12-03 20:00 | 25.91 | 0 | 0 | 0
2019-12-03 21:00 | 24.24 | 0 | 0 | 0
2019-12-03 22:00 | 22.69 | 0 | 0 | 0
2019-12-03 23:00 | 21.77 | 0 | 0 | 0
2019-12-04 | 20.29 | 0 | 0 | 0
2019-12-04 01:00 | 19.92 | 0 | 0 | 0
2019-12-04 02:00 | 20.09 | 0 | 0 | 0
2019-12-04 03:00 | 19.98 | 0 | 0 | 0
2019-12-04 04:00 | 20.87 | 0 | 0 | 0
2019-12-04 05:00 | 21.95 | 0 | 0 | 0
2019-12-04 06:00 | 28.6 | 0 | 0 | 0
2019-12-04 07:00 | 31.48 | 0 | 0 | 0
2019-12-04 08:00 | 26.76 | 0.25429 | 0.00025429 | 0.0068048
2019-12-04 09:00 | 24.78 | 0.92918 | 0.00092918 | 0.023025
2019-12-04 10:00 | 23.96 | 3.7683 | 0.0037683 | 0.090287
2019-12-04 11:00 | 23.23 | 3.8085 | 0.0038085 | 0.088471
2019-12-04 12:00 | 22.18 | 5.9205 | 0.0059205 | 0.13132
2019-12-04 13:00 | 21.77 | 5.5413 | 0.0055413 | 0.12063
2019-12-04 14:00 | 21.59 | 4.6693 | 0.0046693 | 0.10081
2019-12-04 15:00 | 21.5 | 3.26 | 0.00326 | 0.07009
2019-12-04 16:00 | 23.05 | 1.3938 | 0.0013938 | 0.032127
2019-12-04 17:00 | 27.92 | 0 | 0 | 0
2019-12-04 18:00 | 26.77 | 0 | 0 | 0
2019-12-04 19:00 | 26.64 | 0 | 0 | 0
2019-12-04 20:00 | 27.25 | 0 | 0 | 0
2019-12-04 21:00 | 24.26 | 0 | 0 | 0
2019-12-04 22:00 | 22.38 | 0 | 0 | 0
2019-12-04 23:00 | 20.85 | 0 | 0 | 0
2019-12-05 | 20.56 | 0 | 0 | 0
2019-12-05 01:00 | 20.29 | 0 | 0 | 0
2019-12-05 02:00 | 20.05 | 0 | 0 | 0
2019-12-05 03:00 | 20.3 | 0 | 0 | 0
2019-12-05 04:00 | 21.28 | 0 | 0 | 0
2019-12-05 05:00 | 22.93 | 0 | 0 | 0
2019-12-05 06:00 | 30 | 0 | 0 | 0
2019-12-05 07:00 | 40.86 | 0 | 0 | 0
2019-12-05 08:00 | 29.36 | 0.18297 | 0.00018297 | 0.0053721
2019-12-05 09:00 | 27.63 | 0.30605 | 0.00030605 | 0.0084561
2019-12-05 10:00 | 25.47 | 0.47255 | 0.00047255 | 0.012036
2019-12-05 11:00 | 24.22 | 0.658 | 0.000658 | 0.015937
2019-12-05 12:00 | 23.33 | 1.2337 | 0.0012337 | 0.028781
2019-12-05 13:00 | 22.9 | 0.78956 | 0.00078956 | 0.018081
2019-12-05 14:00 | 22.66 | 2.4476 | 0.0024476 | 0.055462
2019-12-05 15:00 | 22.53 | 0.78521 | 0.00078521 | 0.017691
2019-12-05 16:00 | 24.44 | 0.22289 | 0.00022289 | 0.0054475
2019-12-05 17:00 | 30.58 | 0 | 0 | 0
2019-12-05 18:00 | 30.55 | 0 | 0 | 0
2019-12-05 19:00 | 28.06 | 0 | 0 | 0
2019-12-05 20:00 | 27.7 | 0 | 0 | 0
2019-12-05 21:00 | 24.47 | 0 | 0 | 0
2019-12-05 22:00 | 22.67 | 0 | 0 | 0
2019-12-05 23:00 | 21.63 | 0 | 0 | 0
2019-12-06 | 20.24 | 0 | 0 | 0
2019-12-06 01:00 | 19.68 | 0 | 0 | 0
2019-12-06 02:00 | 19.56 | 0 | 0 | 0
2019-12-06 03:00 | 19.69 | 0 | 0 | 0
2019-12-06 04:00 | 20.53 | 0 | 0 | 0
2019-12-06 05:00 | 23.95 | 0 | 0 | 0
2019-12-06 06:00 | 36 | 0 | 0 | 0
2019-12-06 07:00 | 35.77 | 0 | 0 | 0
2019-12-06 08:00 | 26.24 | 0.45214 | 0.00045214 | 0.011864
2019-12-06 09:00 | 24.88 | 3.6396 | 0.0036396 | 0.090553
2019-12-06 10:00 | 24.65 | 4.901 | 0.004901 | 0.12081
2019-12-06 11:00 | 23.66 | 3.7497 | 0.0037497 | 0.088717
2019-12-06 12:00 | 23.27 | 1.8553 | 0.0018553 | 0.043174
2019-12-06 13:00 | 22.83 | 5.5778 | 0.0055778 | 0.12734
2019-12-06 14:00 | 22.63 | 4.7033 | 0.0047033 | 0.10643
2019-12-06 15:00 | 22.34 | 3.3073 | 0.0033073 | 0.073884
2019-12-06 16:00 | 23.6 | 1.423 | 0.001423 | 0.033584
2019-12-06 17:00 | 26.79 | 0 | 0 | 0
2019-12-06 18:00 | 26.5 | 0 | 0 | 0
2019-12-06 19:00 | 26.72 | 0 | 0 | 0
2019-12-06 20:00 | 26.33 | 0 | 0 | 0
2019-12-06 21:00 | 24.04 | 0 | 0 | 0
2019-12-06 22:00 | 22.15 | 0 | 0 | 0
2019-12-06 23:00 | 20.87 | 0 | 0 | 0
2019-12-07 | 21.81 | 0 | 0 | 0
2019-12-07 01:00 | 21.25 | 0 | 0 | 0
2019-12-07 02:00 | 21.31 | 0 | 0 | 0
2019-12-07 03:00 | 21.66 | 0 | 0 | 0
2019-12-07 04:00 | 21.89 | 0 | 0 | 0
2019-12-07 05:00 | 22.42 | 0 | 0 | 0
2019-12-07 06:00 | 25.37 | 0 | 0 | 0
2019-12-07 07:00 | 28.98 | 0 | 0 | 0
2019-12-07 08:00 | 29.38 | 0.32088 | 0.00032088 | 0.0094275
2019-12-07 09:00 | 27.97 | 0.42373 | 0.00042373 | 0.011852
2019-12-07 10:00 | 25.62 | 0.5828 | 0.0005828 | 0.014931
2019-12-07 11:00 | 24.31 | 0.6994 | 0.0006994 | 0.017002
2019-12-07 12:00 | 22.87 | 0.5496 | 0.0005496 | 0.012569
2019-12-07 13:00 | 22.59 | 1.2684 | 0.0012684 | 0.028654
2019-12-07 14:00 | 22.39 | 0.24946 | 0.00024946 | 0.0055854
2019-12-07 15:00 | 22.71 | 0.33221 | 0.00033221 | 0.0075445
2019-12-07 16:00 | 25.66 | 0 | 0 | 0
2019-12-07 17:00 | 33.3 | 0 | 0 | 0
2019-12-07 18:00 | 29.89 | 0 | 0 | 0
2019-12-07 19:00 | 29.56 | 0 | 0 | 0
2019-12-07 20:00 | 29.26 | 0 | 0 | 0
2019-12-07 21:00 | 25.88 | 0 | 0 | 0
2019-12-07 22:00 | 23.33 | 0 | 0 | 0
2019-12-07 23:00 | 22.43 | 0 | 0 | 0
2019-12-08 | 23.6 | 0 | 0 | 0
2019-12-08 01:00 | 23.21 | 0 | 0 | 0
2019-12-08 02:00 | 23.07 | 0 | 0 | 0
2019-12-08 03:00 | 22.73 | 0 | 0 | 0
2019-12-08 04:00 | 22.98 | 0 | 0 | 0
2019-12-08 05:00 | 23.38 | 0 | 0 | 0
2019-12-08 06:00 | 25.33 | 0 | 0 | 0
2019-12-08 07:00 | 26.1 | 0 | 0 | 0
2019-12-08 08:00 | 25.15 | 0 | 0 | 0
2019-12-08 09:00 | 23.45 | 0.31152 | 0.00031152 | 0.0073051
2019-12-08 10:00 | 21.4 | 0.69503 | 0.00069503 | 0.014874
2019-12-08 11:00 | 20.93 | 0.57279 | 0.00057279 | 0.011988
2019-12-08 12:00 | 20.34 | 0.68972 | 0.00068972 | 0.014029
2019-12-08 13:00 | 20.29 | 0.85752 | 0.00085752 | 0.017399
2019-12-08 14:00 | 19.87 | 0.63823 | 0.00063823 | 0.012682
2019-12-08 15:00 | 19.91 | 0.45858 | 0.00045858 | 0.0091303
2019-12-08 16:00 | 22.31 | 0.18665 | 0.00018665 | 0.0041642
2019-12-08 17:00 | 27.58 | 0 | 0 | 0
2019-12-08 18:00 | 25.86 | 0 | 0 | 0
2019-12-08 19:00 | 25.23 | 0 | 0 | 0
2019-12-08 20:00 | 24.35 | 0 | 0 | 0
2019-12-08 21:00 | 21.99 | 0 | 0 | 0
2019-12-08 22:00 | 20.62 | 0 | 0 | 0
2019-12-08 23:00 | 19.37 | 0 | 0 | 0
2019-12-09 | 18.69 | 0 | 0 | 0
2019-12-09 01:00 | 17.4 | 0 | 0 | 0
2019-12-09 02:00 | 16.63 | 0 | 0 | 0
2019-12-09 03:00 | 17.52 | 0 | 0 | 0
2019-12-09 04:00 | 19.08 | 0 | 0 | 0
2019-12-09 05:00 | 21.13 | 0 | 0 | 0
2019-12-09 06:00 | 25.61 | 0 | 0 | 0
2019-12-09 07:00 | 27.71 | 0 | 0 | 0
2019-12-09 08:00 | 27.27 | 2.0561 | 0.0020561 | 0.056071
2019-12-09 09:00 | 26.83 | 4.1598 | 0.0041598 | 0.11161
2019-12-09 10:00 | 25.93 | 5.6224 | 0.0056224 | 0.14579
2019-12-09 11:00 | 25.31 | 6.3697 | 0.0063697 | 0.16122
2019-12-09 12:00 | 24.14 | 6.5699 | 0.0065699 | 0.1586
2019-12-09 13:00 | 23.88 | 6.1959 | 0.0061959 | 0.14796
2019-12-09 14:00 | 23 | 5.269 | 0.005269 | 0.12119
2019-12-09 15:00 | 22.72 | 3.7919 | 0.0037919 | 0.086151
2019-12-09 16:00 | 24.31 | 1.7019 | 0.0017019 | 0.041373
2019-12-09 17:00 | 28.81 | 0 | 0 | 0
2019-12-09 18:00 | 26.51 | 0 | 0 | 0
2019-12-09 19:00 | 25.11 | 0 | 0 | 0
2019-12-09 20:00 | 23.93 | 0 | 0 | 0
2019-12-09 21:00 | 21.45 | 0 | 0 | 0
2019-12-09 22:00 | 19.71 | 0 | 0 | 0
2019-12-09 23:00 | 16.48 | 0 | 0 | 0
2019-12-10 | 16.59 | 0 | 0 | 0
2019-12-10 01:00 | 16.18 | 0 | 0 | 0
2019-12-10 02:00 | 15.51 | 0 | 0 | 0
2019-12-10 03:00 | 15.84 | 0 | 0 | 0
2019-12-10 04:00 | 17.71 | 0 | 0 | 0
2019-12-10 05:00 | 19.74 | 0 | 0 | 0
2019-12-10 06:00 | 25.39 | 0 | 0 | 0
2019-12-10 07:00 | 26.93 | 0 | 0 | 0
2019-12-10 08:00 | 27.48 | 2.0002 | 0.0020002 | 0.054964
2019-12-10 09:00 | 27.22 | 0.80451 | 0.00080451 | 0.021899
2019-12-10 10:00 | 27.28 | 2.8246 | 0.0028246 | 0.077056
2019-12-10 11:00 | 27.31 | 2.9245 | 0.0029245 | 0.079867
2019-12-10 12:00 | 26.74 | 5.3706 | 0.0053706 | 0.14361
2019-12-10 13:00 | 26.58 | 1.3214 | 0.0013214 | 0.035122
2019-12-10 14:00 | 26.18 | 1.4935 | 0.0014935 | 0.039099
2019-12-10 15:00 | 27.33 | 1.4835 | 0.0014835 | 0.040544
2019-12-10 16:00 | 31.81 | 0.74651 | 0.00074651 | 0.023747
2019-12-10 17:00 | 44.1 | 0 | 0 | 0
2019-12-10 18:00 | 42.78 | 0 | 0 | 0
2019-12-10 19:00 | 39.28 | 0 | 0 | 0
2019-12-10 20:00 | 35.12 | 0 | 0 | 0
2019-12-10 21:00 | 32.71 | 0 | 0 | 0
2019-12-10 22:00 | 27.37 | 0 | 0 | 0
2019-12-10 23:00 | 24.74 | 0 | 0 | 0
2019-12-11 | 21.29 | 0 | 0 | 0
2019-12-11 01:00 | 20.15 | 0 | 0 | 0
2019-12-11 02:00 | 20.09 | 0 | 0 | 0
2019-12-11 03:00 | 20.4 | 0 | 0 | 0
2019-12-11 04:00 | 21.86 | 0 | 0 | 0
2019-12-11 05:00 | 24.4 | 0 | 0 | 0
2019-12-11 06:00 | 38.33 | 0 | 0 | 0
2019-12-11 07:00 | 49.85 | 0 | 0 | 0
2019-12-11 08:00 | 37.18 | 0.83642 | 0.00083642 | 0.031098
2019-12-11 09:00 | 31.97 | 2.8722 | 0.0028722 | 0.091825
2019-12-11 10:00 | 31.52 | 3.5318 | 0.0035318 | 0.11132
2019-12-11 11:00 | 27.99 | 5.3503 | 0.0053503 | 0.14975
2019-12-11 12:00 | 26.43 | 5.5821 | 0.0055821 | 0.14753
2019-12-11 13:00 | 25.34 | 3.925 | 0.003925 | 0.09946
2019-12-11 14:00 | 25 | 2.7772 | 0.0027772 | 0.06943
2019-12-11 15:00 | 25.33 | 3.7962 | 0.0037962 | 0.096157
2019-12-11 16:00 | 30.98 | 1.664 | 0.001664 | 0.05155
2019-12-11 17:00 | 46.41 | 0 | 0 | 0
2019-12-11 18:00 | 40.8 | 0 | 0 | 0
2019-12-11 19:00 | 39.42 | 0 | 0 | 0
2019-12-11 20:00 | 35.06 | 0 | 0 | 0
2019-12-11 21:00 | 32.42 | 0 | 0 | 0
2019-12-11 22:00 | 28.17 | 0 | 0 | 0
2019-12-11 23:00 | 25.4 | 0 | 0 | 0
2019-12-12 | 25.93 | 0 | 0 | 0
2019-12-12 01:00 | 25.31 | 0 | 0 | 0
2019-12-12 02:00 | 25.26 | 0 | 0 | 0
2019-12-12 03:00 | 25.2 | 0 | 0 | 0
2019-12-12 04:00 | 27.19 | 0 | 0 | 0
2019-12-12 05:00 | 33.44 | 0 | 0 | 0
2019-12-12 06:00 | 59.91 | 0 | 0 | 0
2019-12-12 07:00 | 74.49 | 0 | 0 | 0
2019-12-12 08:00 | 41.96 | 0.50441 | 0.00050441 | 0.021165
2019-12-12 09:00 | 32.08 | 0.34982 | 0.00034982 | 0.011222
2019-12-12 10:00 | 28.62 | 0.66364 | 0.00066364 | 0.018993
2019-12-12 11:00 | 25.34 | 1.3195 | 0.0013195 | 0.033437
2019-12-12 12:00 | 24.24 | 2.5117 | 0.0025117 | 0.060885
2019-12-12 13:00 | 23.72 | 0.77777 | 0.00077777 | 0.018449
2019-12-12 14:00 | 23.53 | 1.2574 | 0.0012574 | 0.029586
2019-12-12 15:00 | 23.9 | 2.0724 | 0.0020724 | 0.049531
2019-12-12 16:00 | 27.79 | 0.18735 | 0.00018735 | 0.0052066
2019-12-12 17:00 | 38.52 | 0 | 0 | 0
2019-12-12 18:00 | 35.71 | 0 | 0 | 0
2019-12-12 19:00 | 35.08 | 0 | 0 | 0
2019-12-12 20:00 | 31.81 | 0 | 0 | 0
2019-12-12 21:00 | 28.65 | 0 | 0 | 0
2019-12-12 22:00 | 25.02 | 0 | 0 | 0
2019-12-12 23:00 | 23.78 | 0 | 0 | 0
2019-12-13 | 21.7 | 0 | 0 | 0
2019-12-13 01:00 | 21.39 | 0 | 0 | 0
2019-12-13 02:00 | 21.12 | 0 | 0 | 0
2019-12-13 03:00 | 21.18 | 0 | 0 | 0
2019-12-13 04:00 | 21.88 | 0 | 0 | 0
2019-12-13 05:00 | 24.76 | 0 | 0 | 0
2019-12-13 06:00 | 31.03 | 0 | 0 | 0
2019-12-13 07:00 | 37.13 | 0 | 0 | 0
2019-12-13 08:00 | 29.87 | 0 | 0 | 0
2019-12-13 09:00 | 29.97 | 0.16144 | 0.00016144 | 0.0048383
2019-12-13 10:00 | 29.62 | 1.0006 | 0.0010006 | 0.029638
2019-12-13 11:00 | 26.55 | 1.4108 | 0.0014108 | 0.037457
2019-12-13 12:00 | 25.41 | 0.93108 | 0.00093108 | 0.023659
2019-12-13 13:00 | 25.28 | 0.96003 | 0.00096003 | 0.024269
2019-12-13 14:00 | 24.54 | 0.59134 | 0.00059134 | 0.014512
2019-12-13 15:00 | 24.31 | 0.21624 | 0.00021624 | 0.0052568
2019-12-13 16:00 | 26.96 | 1.0417 | 0.0010417 | 0.028084
2019-12-13 17:00 | 35.01 | 0 | 0 | 0
2019-12-13 18:00 | 31.51 | 0 | 0 | 0
2019-12-13 19:00 | 30.34 | 0 | 0 | 0
2019-12-13 20:00 | 26.94 | 0 | 0 | 0
2019-12-13 21:00 | 24.46 | 0 | 0 | 0
2019-12-13 22:00 | 23.16 | 0 | 0 | 0
2019-12-13 23:00 | 22.08 | 0 | 0 | 0
2019-12-14 | 20.74 | 0 | 0 | 0
2019-12-14 01:00 | 20.52 | 0 | 0 | 0
2019-12-14 02:00 | 20.17 | 0 | 0 | 0
2019-12-14 03:00 | 19.8 | 0 | 0 | 0
2019-12-14 04:00 | 20.1 | 0 | 0 | 0
2019-12-14 05:00 | 19.88 | 0 | 0 | 0
2019-12-14 06:00 | 21.25 | 0 | 0 | 0
2019-12-14 07:00 | 23.89 | 0 | 0 | 0
2019-12-14 08:00 | 24.61 | 0.39271 | 0.00039271 | 0.0096647
2019-12-14 09:00 | 25.17 | 0.77754 | 0.00077754 | 0.019571
2019-12-14 10:00 | 25.69 | 0.96446 | 0.00096446 | 0.024777
2019-12-14 11:00 | 24.39 | 1.1943 | 0.0011943 | 0.02913
2019-12-14 12:00 | 23.6 | 1.2518 | 0.0012518 | 0.029544
2019-12-14 13:00 | 22.74 | 2.2361 | 0.0022361 | 0.05085
2019-12-14 14:00 | 21.7 | 1.4506 | 0.0014506 | 0.031479
2019-12-14 15:00 | 21.08 | 3.9579 | 0.0039579 | 0.083433
2019-12-14 16:00 | 23.09 | 1.7724 | 0.0017724 | 0.040925
2019-12-14 17:00 | 25.58 | 0 | 0 | 0
2019-12-14 18:00 | 24.7 | 0 | 0 | 0
2019-12-14 19:00 | 25.45 | 0 | 0 | 0
2019-12-14 20:00 | 24.26 | 0 | 0 | 0
2019-12-14 21:00 | 23.08 | 0 | 0 | 0
2019-12-14 22:00 | 21.4 | 0 | 0 | 0
2019-12-14 23:00 | 20.28 | 0 | 0 | 0
2019-12-15 | 19.62 | 0 | 0 | 0
2019-12-15 01:00 | 19.31 | 0 | 0 | 0
2019-12-15 02:00 | 19.54 | 0 | 0 | 0
2019-12-15 03:00 | 19.31 | 0 | 0 | 0
2019-12-15 04:00 | 19.23 | 0 | 0 | 0
2019-12-15 05:00 | 19.47 | 0 | 0 | 0
2019-12-15 06:00 | 20.39 | 0 | 0 | 0
2019-12-15 07:00 | 22.13 | 0 | 0 | 0
2019-12-15 08:00 | 22.74 | 0.27806 | 0.00027806 | 0.006323
2019-12-15 09:00 | 22.93 | 1.2503 | 0.0012503 | 0.02867
2019-12-15 10:00 | 22.72 | 2.1469 | 0.0021469 | 0.048777
2019-12-15 11:00 | 21.76 | 3.6927 | 0.0036927 | 0.080353
2019-12-15 12:00 | 21.08 | 5.1156 | 0.0051156 | 0.10784
2019-12-15 13:00 | 20.68 | 6.1675 | 0.0061675 | 0.12754
2019-12-15 14:00 | 20.59 | 5.2633 | 0.0052633 | 0.10837
2019-12-15 15:00 | 20.61 | 3.8367 | 0.0038367 | 0.079075
2019-12-15 16:00 | 22.68 | 1.551 | 0.001551 | 0.035176
2019-12-15 17:00 | 29.25 | 0 | 0 | 0
2019-12-15 18:00 | 28.98 | 0 | 0 | 0
2019-12-15 19:00 | 28.05 | 0 | 0 | 0
2019-12-15 20:00 | 28.77 | 0 | 0 | 0
2019-12-15 21:00 | 24.66 | 0 | 0 | 0
2019-12-15 22:00 | 23.07 | 0 | 0 | 0
2019-12-15 23:00 | 21.89 | 0 | 0 | 0
2019-12-16 | 20.69 | 0 | 0 | 0
2019-12-16 01:00 | 20.5 | 0 | 0 | 0
2019-12-16 02:00 | 20.32 | 0 | 0 | 0
2019-12-16 03:00 | 20.41 | 0 | 0 | 0
2019-12-16 04:00 | 20.56 | 0 | 0 | 0
2019-12-16 05:00 | 23.38 | 0 | 0 | 0
2019-12-16 06:00 | 31.87 | 0 | 0 | 0
2019-12-16 07:00 | 34.15 | 0 | 0 | 0
2019-12-16 08:00 | 32.02 | 1.9311 | 0.0019311 | 0.061832
2019-12-16 09:00 | 32.01 | 2.4386 | 0.0024386 | 0.078059
2019-12-16 10:00 | 32.39 | 5.5575 | 0.0055575 | 0.18001
2019-12-16 11:00 | 31.39 | 6.2968 | 0.0062968 | 0.19766
2019-12-16 12:00 | 27.81 | 6.522 | 0.006522 | 0.18138
2019-12-16 13:00 | 27.09 | 6.1422 | 0.0061422 | 0.16639
2019-12-16 14:00 | 26.03 | 5.2238 | 0.0052238 | 0.13598
2019-12-16 15:00 | 25.93 | 3.6862 | 0.0036862 | 0.095584
2019-12-16 16:00 | 31.32 | 1.6338 | 0.0016338 | 0.051169
2019-12-16 17:00 | 34.39 | 0 | 0 | 0
2019-12-16 18:00 | 34.78 | 0 | 0 | 0
2019-12-16 19:00 | 34.84 | 0 | 0 | 0
2019-12-16 20:00 | 31.6 | 0 | 0 | 0
2019-12-16 21:00 | 25.32 | 0 | 0 | 0
2019-12-16 22:00 | 23.81 | 0 | 0 | 0
2019-12-16 23:00 | 21.06 | 0 | 0 | 0
2019-12-17 | 19.62 | 0 | 0 | 0
2019-12-17 01:00 | 19.57 | 0 | 0 | 0
2019-12-17 02:00 | 19.19 | 0 | 0 | 0
2019-12-17 03:00 | 19.22 | 0 | 0 | 0
2019-12-17 04:00 | 19.42 | 0 | 0 | 0
2019-12-17 05:00 | 21.09 | 0 | 0 | 0
2019-12-17 06:00 | 25.91 | 0 | 0 | 0
2019-12-17 07:00 | 27.45 | 0 | 0 | 0
2019-12-17 08:00 | 26.56 | 0.051784 | 5.1784e-05 | 0.0013754
2019-12-17 09:00 | 26.23 | 0.33743 | 0.00033743 | 0.0088509
2019-12-17 10:00 | 25.93 | 0.73325 | 0.00073325 | 0.019013
2019-12-17 11:00 | 25.24 | 4.3197 | 0.0043197 | 0.10903
2019-12-17 12:00 | 24.02 | 1.4344 | 0.0014344 | 0.034455
2019-12-17 13:00 | 23.43 | 2.1692 | 0.0021692 | 0.050823
2019-12-17 14:00 | 22.97 | 0.8901 | 0.0008901 | 0.020446
2019-12-17 15:00 | 23.1 | 3.8925 | 0.0038925 | 0.089917
2019-12-17 16:00 | 25.1 | 0.64218 | 0.00064218 | 0.016119
2019-12-17 17:00 | 29.62 | 0 | 0 | 0
2019-12-17 18:00 | 27.34 | 0 | 0 | 0
2019-12-17 19:00 | 27.45 | 0 | 0 | 0
2019-12-17 20:00 | 26.85 | 0 | 0 | 0
2019-12-17 21:00 | 24.4 | 0 | 0 | 0
2019-12-17 22:00 | 22.78 | 0 | 0 | 0
2019-12-17 23:00 | 21.26 | 0 | 0 | 0
2019-12-18 | 21.24 | 0 | 0 | 0
2019-12-18 01:00 | 20.83 | 0 | 0 | 0
2019-12-18 02:00 | 20.51 | 0 | 0 | 0
2019-12-18 03:00 | 20.78 | 0 | 0 | 0
2019-12-18 04:00 | 21.91 | 0 | 0 | 0
2019-12-18 05:00 | 24.74 | 0 | 0 | 0
2019-12-18 06:00 | 32.58 | 0 | 0 | 0
2019-12-18 07:00 | 38.41 | 0 | 0 | 0
2019-12-18 08:00 | 30.56 | 1.8274 | 0.0018274 | 0.055846
2019-12-18 09:00 | 27.33 | 3.9305 | 0.0039305 | 0.10742
2019-12-18 10:00 | 31.4 | 5.3393 | 0.0053393 | 0.16765
2019-12-18 11:00 | 29.51 | 6.1864 | 0.0061864 | 0.18256
2019-12-18 12:00 | 27.6 | 6.4297 | 0.0064297 | 0.17746
2019-12-18 13:00 | 27.69 | 4.6644 | 0.0046644 | 0.12916
2019-12-18 14:00 | 27.38 | 3.9933 | 0.0039933 | 0.10934
2019-12-18 15:00 | 27.89 | 1.5452 | 0.0015452 | 0.043095
2019-12-18 16:00 | 33.36 | 1.1779 | 0.0011779 | 0.039296
2019-12-18 17:00 | 43.14 | 0 | 0 | 0
2019-12-18 18:00 | 40.66 | 0 | 0 | 0
2019-12-18 19:00 | 39.9 | 0 | 0 | 0
2019-12-18 20:00 | 41.24 | 0 | 0 | 0
2019-12-18 21:00 | 37.96 | 0 | 0 | 0
2019-12-18 22:00 | 31.77 | 0 | 0 | 0
2019-12-18 23:00 | 29.77 | 0 | 0 | 0
2019-12-19 | 29.07 | 0 | 0 | 0
2019-12-19 01:00 | 27.57 | 0 | 0 | 0
2019-12-19 02:00 | 27.54 | 0 | 0 | 0
2019-12-19 03:00 | 27.86 | 0 | 0 | 0
2019-12-19 04:00 | 29.15 | 0 | 0 | 0
2019-12-19 05:00 | 36.62 | 0 | 0 | 0
2019-12-19 06:00 | 56.91 | 0 | 0 | 0
2019-12-19 07:00 | 68.18 | 0 | 0 | 0
2019-12-19 08:00 | 40.02 | 0.003168 | 3.168e-06 | 0.00012678
2019-12-19 09:00 | 32.66 | 0.087823 | 8.7823e-05 | 0.0028683
2019-12-19 10:00 | 30.17 | 2.0012 | 0.0020012 | 0.060376
2019-12-19 11:00 | 28.32 | 1.6739 | 0.0016739 | 0.047406
2019-12-19 12:00 | 26.24 | 2.0572 | 0.0020572 | 0.053982
2019-12-19 13:00 | 25.59 | 1.3016 | 0.0013016 | 0.033307
2019-12-19 14:00 | 25.09 | 0.6485 | 0.0006485 | 0.016271
2019-12-19 15:00 | 25.93 | 0.1124 | 0.0001124 | 0.0029144
2019-12-19 16:00 | 29.5 | 1.1775 | 0.0011775 | 0.034735
2019-12-19 17:00 | 39.16 | 0 | 0 | 0
2019-12-19 18:00 | 36.49 | 0 | 0 | 0
2019-12-19 19:00 | 35.45 | 0 | 0 | 0
2019-12-19 20:00 | 35.44 | 0 | 0 | 0
2019-12-19 21:00 | 31.48 | 0 | 0 | 0
2019-12-19 22:00 | 30.05 | 0 | 0 | 0
2019-12-19 23:00 | 27.5 | 0 | 0 | 0
2019-12-20 | 28.33 | 0 | 0 | 0
2019-12-20 01:00 | 28.12 | 0 | 0 | 0
2019-12-20 02:00 | 27.93 | 0 | 0 | 0
2019-12-20 03:00 | 28.07 | 0 | 0 | 0
2019-12-20 04:00 | 30.07 | 0 | 0 | 0
2019-12-20 05:00 | 36.34 | 0 | 0 | 0
2019-12-20 06:00 | 52.41 | 0 | 0 | 0
2019-12-20 07:00 | 64.57 | 0 | 0 | 0
2019-12-20 08:00 | 38.59 | 0.86917 | 0.00086917 | 0.033541
2019-12-20 09:00 | 33.67 | 2.0361 | 0.0020361 | 0.068557
2019-12-20 10:00 | 26.09 | 3.0332 | 0.0030332 | 0.079136
2019-12-20 11:00 | 24.64 | 2.7992 | 0.0027992 | 0.068973
2019-12-20 12:00 | 23.22 | 2.1741 | 0.0021741 | 0.050484
2019-12-20 13:00 | 23.28 | 5.652 | 0.005652 | 0.13158
2019-12-20 14:00 | 23.08 | 3.0479 | 0.0030479 | 0.070345
2019-12-20 15:00 | 23.06 | 0.8458 | 0.0008458 | 0.019504
2019-12-20 16:00 | 24.94 | 1.4341 | 0.0014341 | 0.035766
2019-12-20 17:00 | 33.19 | 0 | 0 | 0
2019-12-20 18:00 | 29.78 | 0 | 0 | 0
2019-12-20 19:00 | 28.46 | 0 | 0 | 0
2019-12-20 20:00 | 27.62 | 0 | 0 | 0
2019-12-20 21:00 | 25.76 | 0 | 0 | 0
2019-12-20 22:00 | 24.89 | 0 | 0 | 0
2019-12-20 23:00 | 23.67 | 0 | 0 | 0
2019-12-21 | 24.98 | 0 | 0 | 0
2019-12-21 01:00 | 24.04 | 0 | 0 | 0
2019-12-21 02:00 | 24.14 | 0 | 0 | 0
2019-12-21 03:00 | 23.94 | 0 | 0 | 0
2019-12-21 04:00 | 24.19 | 0 | 0 | 0
2019-12-21 05:00 | 25.05 | 0 | 0 | 0
2019-12-21 06:00 | 30.05 | 0 | 0 | 0
2019-12-21 07:00 | 35.22 | 0 | 0 | 0
2019-12-21 08:00 | 36.26 | 1.2899 | 0.0012899 | 0.046772
2019-12-21 09:00 | 33.16 | 3.3851 | 0.0033851 | 0.11225
2019-12-21 10:00 | 26.87 | 3.2833 | 0.0032833 | 0.088222
2019-12-21 11:00 | 23.26 | 3.1672 | 0.0031672 | 0.073669
2019-12-21 12:00 | 21.82 | 2.7313 | 0.0027313 | 0.059597
2019-12-21 13:00 | 21.36 | 3.1523 | 0.0031523 | 0.067332
2019-12-21 14:00 | 21 | 3.4767 | 0.0034767 | 0.073012
2019-12-21 15:00 | 20.92 | 3.2553 | 0.0032553 | 0.068101
2019-12-21 16:00 | 22.86 | 1.3991 | 0.0013991 | 0.031983
2019-12-21 17:00 | 32.36 | 0 | 0 | 0
2019-12-21 18:00 | 27.88 | 0 | 0 | 0
2019-12-21 19:00 | 26.95 | 0 | 0 | 0
2019-12-21 20:00 | 24.54 | 0 | 0 | 0
2019-12-21 21:00 | 23.14 | 0 | 0 | 0
2019-12-21 22:00 | 21.37 | 0 | 0 | 0
2019-12-21 23:00 | 20.87 | 0 | 0 | 0
2019-12-22 | 21.85 | 0 | 0 | 0
2019-12-22 01:00 | 21.14 | 0 | 0 | 0
2019-12-22 02:00 | 21.13 | 0 | 0 | 0
2019-12-22 03:00 | 21.12 | 0 | 0 | 0
2019-12-22 04:00 | 21.54 | 0 | 0 | 0
2019-12-22 05:00 | 22.48 | 0 | 0 | 0
2019-12-22 06:00 | 24.11 | 0 | 0 | 0
2019-12-22 07:00 | 28.01 | 0 | 0 | 0
2019-12-22 08:00 | 27.16 | 0.043384 | 4.3384e-05 | 0.0011783
2019-12-22 09:00 | 24.64 | 0.83156 | 0.00083156 | 0.02049
2019-12-22 10:00 | 22.74 | 1.2653 | 0.0012653 | 0.028772
2019-12-22 11:00 | 20.87 | 1.3955 | 0.0013955 | 0.029124
2019-12-22 12:00 | 20.26 | 4.3408 | 0.0043408 | 0.087945
2019-12-22 13:00 | 20.03 | 3.0272 | 0.0030272 | 0.060635
2019-12-22 14:00 | 19.31 | 4.3512 | 0.0043512 | 0.084022
2019-12-22 15:00 | 19.72 | 3.1923 | 0.0031923 | 0.062952
2019-12-22 16:00 | 22.24 | 2.0869 | 0.0020869 | 0.046412
2019-12-22 17:00 | 27.91 | 0 | 0 | 0
2019-12-22 18:00 | 25.73 | 0 | 0 | 0
2019-12-22 19:00 | 25.05 | 0 | 0 | 0
2019-12-22 20:00 | 23.8 | 0 | 0 | 0
2019-12-22 21:00 | 22.85 | 0 | 0 | 0
2019-12-22 22:00 | 21.06 | 0 | 0 | 0
2019-12-22 23:00 | 20.04 | 0 | 0 | 0
2019-12-23 | 19.88 | 0 | 0 | 0
2019-12-23 01:00 | 19.53 | 0 | 0 | 0
2019-12-23 02:00 | 19.5 | 0 | 0 | 0
2019-12-23 03:00 | 19.54 | 0 | 0 | 0
2019-12-23 04:00 | 21.57 | 0 | 0 | 0
2019-12-23 05:00 | 23.05 | 0 | 0 | 0
2019-12-23 06:00 | 37.05 | 0 | 0 | 0
2019-12-23 07:00 | 43.31 | 0 | 0 | 0
2019-12-23 08:00 | 30.86 | 0.36147 | 0.00036147 | 0.011155
2019-12-23 09:00 | 29.42 | 0.17909 | 0.00017909 | 0.0052687
2019-12-23 10:00 | 26.94 | 0.68772 | 0.00068772 | 0.018527
2019-12-23 11:00 | 23.27 | 1.5879 | 0.0015879 | 0.036951
2019-12-23 12:00 | 22.52 | 0.78761 | 0.00078761 | 0.017737
2019-12-23 13:00 | 22.24 | 1.0818 | 0.0010818 | 0.024059
2019-12-23 14:00 | 21.45 | 0.94316 | 0.00094316 | 0.020231
2019-12-23 15:00 | 21.81 | 0.62452 | 0.00062452 | 0.013621
2019-12-23 16:00 | 23.01 | 0.24518 | 0.00024518 | 0.0056415
2019-12-23 17:00 | 31.31 | 0 | 0 | 0
2019-12-23 18:00 | 28.3 | 0 | 0 | 0
2019-12-23 19:00 | 27.95 | 0 | 0 | 0
2019-12-23 20:00 | 27.08 | 0 | 0 | 0
2019-12-23 21:00 | 23.83 | 0 | 0 | 0
2019-12-23 22:00 | 21.94 | 0 | 0 | 0
2019-12-23 23:00 | 19.94 | 0 | 0 | 0
2019-12-24 | 18.43 | 0 | 0 | 0
2019-12-24 01:00 | 17.64 | 0 | 0 | 0
2019-12-24 02:00 | 17.47 | 0 | 0 | 0
2019-12-24 03:00 | 17.44 | 0 | 0 | 0
2019-12-24 04:00 | 17.94 | 0 | 0 | 0
2019-12-24 05:00 | 19.3 | 0 | 0 | 0
2019-12-24 06:00 | 20.52 | 0 | 0 | 0
2019-12-24 07:00 | 22.47 | 0 | 0 | 0
2019-12-24 08:00 | 22.38 | 0.36593 | 0.00036593 | 0.0081894
2019-12-24 09:00 | 22.13 | 1.3704 | 0.0013704 | 0.030327
2019-12-24 10:00 | 21.09 | 1.7095 | 0.0017095 | 0.036053
2019-12-24 11:00 | 20.01 | 4.3032 | 0.0043032 | 0.086107
2019-12-24 12:00 | 19.65 | 4.5048 | 0.0045048 | 0.088519
2019-12-24 13:00 | 19.08 | 4.7889 | 0.0047889 | 0.091372
2019-12-24 14:00 | 18.56 | 4.2058 | 0.0042058 | 0.07806
2019-12-24 15:00 | 18.69 | 3.5356 | 0.0035356 | 0.06608
2019-12-24 16:00 | 19.39 | 1.4396 | 0.0014396 | 0.027914
2019-12-24 17:00 | 21.56 | 0 | 0 | 0
2019-12-24 18:00 | 20.44 | 0 | 0 | 0
2019-12-24 19:00 | 19.82 | 0 | 0 | 0
2019-12-24 20:00 | 19.73 | 0 | 0 | 0
2019-12-24 21:00 | 19.4 | 0 | 0 | 0
2019-12-24 22:00 | 18.87 | 0 | 0 | 0
2019-12-24 23:00 | 17.61 | 0 | 0 | 0
2019-12-25 | 17.25 | 0 | 0 | 0
2019-12-25 01:00 | 17.02 | 0 | 0 | 0
2019-12-25 02:00 | 16.16 | 0 | 0 | 0
2019-12-25 03:00 | 16.18 | 0 | 0 | 0
2019-12-25 04:00 | 16.77 | 0 | 0 | 0
2019-12-25 05:00 | 17.27 | 0 | 0 | 0
2019-12-25 06:00 | 18.74 | 0 | 0 | 0
2019-12-25 07:00 | 19.47 | 0 | 0 | 0
2019-12-25 08:00 | 19.55 | 1.9079 | 0.0019079 | 0.0373
2019-12-25 09:00 | 19.25 | 4.1769 | 0.0041769 | 0.080405
2019-12-25 10:00 | 18.75 | 5.7608 | 0.0057608 | 0.10801
2019-12-25 11:00 | 17.95 | 6.6877 | 0.0066877 | 0.12004
2019-12-25 12:00 | 17.06 | 7.0088 | 0.0070088 | 0.11957
2019-12-25 13:00 | 15.9 | 6.7109 | 0.0067109 | 0.1067
2019-12-25 14:00 | 15.79 | 5.7974 | 0.0057974 | 0.09154
2019-12-25 15:00 | 15.75 | 4.2379 | 0.0042379 | 0.066747
2019-12-25 16:00 | 16.83 | 2.0568 | 0.0020568 | 0.034616
2019-12-25 17:00 | 19.23 | 0 | 0 | 0
2019-12-25 18:00 | 19.09 | 0 | 0 | 0
2019-12-25 19:00 | 18.92 | 0 | 0 | 0
2019-12-25 20:00 | 18.65 | 0 | 0 | 0
2019-12-25 21:00 | 17.55 | 0 | 0 | 0
2019-12-25 22:00 | 16.03 | 0 | 0 | 0
2019-12-25 23:00 | 15.45 | 0 | 0 | 0
2019-12-26 | 15.9 | 0 | 0 | 0
2019-12-26 01:00 | 15.34 | 0 | 0 | 0
2019-12-26 02:00 | 15.49 | 0 | 0 | 0
2019-12-26 03:00 | 15.15 | 0 | 0 | 0
2019-12-26 04:00 | 16.02 | 0 | 0 | 0
2019-12-26 05:00 | 17.96 | 0 | 0 | 0
2019-12-26 06:00 | 19.78 | 0 | 0 | 0
2019-12-26 07:00 | 21.78 | 0 | 0 | 0
2019-12-26 08:00 | 21.45 | 1.4386 | 0.0014386 | 0.030857
2019-12-26 09:00 | 21.4 | 3.6619 | 0.0036619 | 0.078364
2019-12-26 10:00 | 21.33 | 5.3014 | 0.0053014 | 0.11308
2019-12-26 11:00 | 20.6 | 6.3435 | 0.0063435 | 0.13068
2019-12-26 12:00 | 19.65 | 6.6361 | 0.0066361 | 0.1304
2019-12-26 13:00 | 19.4 | 6.3733 | 0.0063733 | 0.12364
2019-12-26 14:00 | 18.97 | 5.5105 | 0.0055105 | 0.10454
2019-12-26 15:00 | 18.98 | 4.0135 | 0.0040135 | 0.076177
2019-12-26 16:00 | 20.32 | 1.9117 | 0.0019117 | 0.038846
2019-12-26 17:00 | 23.86 | 0 | 0 | 0
2019-12-26 18:00 | 22.02 | 0 | 0 | 0
2019-12-26 19:00 | 21.33 | 0 | 0 | 0
2019-12-26 20:00 | 21.27 | 0 | 0 | 0
2019-12-26 21:00 | 20.34 | 0 | 0 | 0
2019-12-26 22:00 | 18.76 | 0 | 0 | 0
2019-12-26 23:00 | 16.03 | 0 | 0 | 0
2019-12-27 | 16.11 | 0 | 0 | 0
2019-12-27 01:00 | 15.4 | 0 | 0 | 0
2019-12-27 02:00 | 15.03 | 0 | 0 | 0
2019-12-27 03:00 | 14.8 | 0 | 0 | 0
2019-12-27 04:00 | 15.8 | 0 | 0 | 0
2019-12-27 05:00 | 17.42 | 0 | 0 | 0
2019-12-27 06:00 | 19.43 | 0 | 0 | 0
2019-12-27 07:00 | 21.98 | 0 | 0 | 0
2019-12-27 08:00 | 22.54 | 0.46073 | 0.00046073 | 0.010385
2019-12-27 09:00 | 22.12 | 2.7169 | 0.0027169 | 0.060099
2019-12-27 10:00 | 21.88 | 3.8688 | 0.0038688 | 0.084649
2019-12-27 11:00 | 22.28 | 4.1244 | 0.0041244 | 0.091892
2019-12-27 12:00 | 21.15 | 3.8274 | 0.0038274 | 0.080949
2019-12-27 13:00 | 20.68 | 4.561 | 0.004561 | 0.094322
2019-12-27 14:00 | 20.06 | 2.7549 | 0.0027549 | 0.055264
2019-12-27 15:00 | 20.06 | 2.2083 | 0.0022083 | 0.044298
2019-12-27 16:00 | 21.49 | 1.0247 | 0.0010247 | 0.022021
2019-12-27 17:00 | 23.55 | 0 | 0 | 0
2019-12-27 18:00 | 22.22 | 0 | 0 | 0
2019-12-27 19:00 | 22.06 | 0 | 0 | 0
2019-12-27 20:00 | 21.29 | 0 | 0 | 0
2019-12-27 21:00 | 20.33 | 0 | 0 | 0
2019-12-27 22:00 | 18.84 | 0 | 0 | 0
2019-12-27 23:00 | 17.87 | 0 | 0 | 0
2019-12-28 | 18.16 | 0 | 0 | 0
2019-12-28 01:00 | 17.38 | 0 | 0 | 0
2019-12-28 02:00 | 16.03 | 0 | 0 | 0
2019-12-28 03:00 | 15.4 | 0 | 0 | 0
2019-12-28 04:00 | 15.96 | 0 | 0 | 0
2019-12-28 05:00 | 16.78 | 0 | 0 | 0
2019-12-28 06:00 | 18.47 | 0 | 0 | 0
2019-12-28 07:00 | 19.67 | 0 | 0 | 0
2019-12-28 08:00 | 20.56 | 0.071036 | 7.1036e-05 | 0.0014605
2019-12-28 09:00 | 20.3 | 0.56437 | 0.00056437 | 0.011457
2019-12-28 10:00 | 20.47 | 0.52446 | 0.00052446 | 0.010736
2019-12-28 11:00 | 19.72 | 0.71124 | 0.00071124 | 0.014026
2019-12-28 12:00 | 18.75 | 1.8098 | 0.0018098 | 0.033934
2019-12-28 13:00 | 17.55 | 1.4046 | 0.0014046 | 0.024651
2019-12-28 14:00 | 17.55 | 1.1096 | 0.0011096 | 0.019474
2019-12-28 15:00 | 17.43 | 0.088544 | 8.8544e-05 | 0.0015433
2019-12-28 16:00 | 19.23 | 1.2638 | 0.0012638 | 0.024303
2019-12-28 17:00 | 22.19 | 0 | 0 | 0
2019-12-28 18:00 | 21.28 | 0 | 0 | 0
2019-12-28 19:00 | 20.57 | 0 | 0 | 0
2019-12-28 20:00 | 19.7 | 0 | 0 | 0
2019-12-28 21:00 | 18.36 | 0 | 0 | 0
2019-12-28 22:00 | 17.27 | 0 | 0 | 0
2019-12-28 23:00 | 16.74 | 0 | 0 | 0
2019-12-29 | 14.61 | 0 | 0 | 0
2019-12-29 01:00 | 14.51 | 0 | 0 | 0
2019-12-29 02:00 | 14.04 | 0 | 0 | 0
2019-12-29 03:00 | 13.68 | 0 | 0 | 0
2019-12-29 04:00 | 13.9 | 0 | 0 | 0
2019-12-29 05:00 | 14.13 | 0 | 0 | 0
2019-12-29 06:00 | 15.03 | 0 | 0 | 0
2019-12-29 07:00 | 16.17 | 0 | 0 | 0
2019-12-29 08:00 | 17.06 | 0 | 0 | 0
2019-12-29 09:00 | 17.8 | 0.33766 | 0.00033766 | 0.0060103
2019-12-29 10:00 | 18.35 | 0.87335 | 0.00087336 | 0.016026
2019-12-29 11:00 | 18.02 | 2.151 | 0.002151 | 0.03876
2019-12-29 12:00 | 17.99 | 3.8128 | 0.0038128 | 0.068593
2019-12-29 13:00 | 17.5 | 3.2355 | 0.0032355 | 0.056621
2019-12-29 14:00 | 16.95 | 0.92705 | 0.00092705 | 0.015714
2019-12-29 15:00 | 17.63 | 0.88223 | 0.00088223 | 0.015554
2019-12-29 16:00 | 19.24 | 0.031288 | 3.1288e-05 | 0.00060198
2019-12-29 17:00 | 21.43 | 0 | 0 | 0
2019-12-29 18:00 | 20.95 | 0 | 0 | 0
2019-12-29 19:00 | 19.99 | 0 | 0 | 0
2019-12-29 20:00 | 19.49 | 0 | 0 | 0
2019-12-29 21:00 | 18.04 | 0 | 0 | 0
2019-12-29 22:00 | 16.99 | 0 | 0 | 0
2019-12-29 23:00 | 14.39 | 0 | 0 | 0
2019-12-30 | 13.39 | 0 | 0 | 0
2019-12-30 01:00 | 12.84 | 0 | 0 | 0
2019-12-30 02:00 | 12.9 | 0 | 0 | 0
2019-12-30 03:00 | 12.5 | 0 | 0 | 0
2019-12-30 04:00 | 12.87 | 0 | 0 | 0
2019-12-30 05:00 | 13.49 | 0 | 0 | 0
2019-12-30 06:00 | 15.59 | 0 | 0 | 0
2019-12-30 07:00 | 17.87 | 0 | 0 | 0
2019-12-30 08:00 | 18.95 | 1.6192 | 0.0016192 | 0.030683
2019-12-30 09:00 | 19.09 | 3.9925 | 0.0039925 | 0.076217
2019-12-30 10:00 | 19.49 | 5.7076 | 0.0057076 | 0.11124
2019-12-30 11:00 | 19.38 | 6.6857 | 0.0066857 | 0.12957
2019-12-30 12:00 | 19.13 | 6.9983 | 0.0069983 | 0.13388
2019-12-30 13:00 | 19.22 | 6.7221 | 0.0067221 | 0.1292
2019-12-30 14:00 | 18.98 | 5.8122 | 0.0058122 | 0.11032
2019-12-30 15:00 | 19.03 | 4.2416 | 0.0042416 | 0.080717
2019-12-30 16:00 | 19.75 | 2.0631 | 0.0020631 | 0.040746
2019-12-30 17:00 | 23.58 | 0 | 0 | 0
2019-12-30 18:00 | 22.05 | 0 | 0 | 0
2019-12-30 19:00 | 22.35 | 0 | 0 | 0
2019-12-30 20:00 | 20.72 | 0 | 0 | 0
2019-12-30 21:00 | 19.43 | 0 | 0 | 0
2019-12-30 22:00 | 17.7 | 0 | 0 | 0
2019-12-30 23:00 | 16.02 | 0 | 0 | 0
2019-12-31 | 15.58 | 0 | 0 | 0
2019-12-31 01:00 | 14.18 | 0 | 0 | 0
2019-12-31 02:00 | 13.84 | 0 | 0 | 0
2019-12-31 03:00 | 14.23 | 0 | 0 | 0
2019-12-31 04:00 | 14.34 | 0 | 0 | 0
2019-12-31 05:00 | 16.46 | 0 | 0 | 0
2019-12-31 06:00 | 19.42 | 0 | 0 | 0
2019-12-31 07:00 | 22.05 | 0 | 0 | 0
2019-12-31 08:00 | 22.19 | 0.014149 | 1.4149e-05 | 0.00031397
2019-12-31 09:00 | 22.82 | 0.34094 | 0.00034094 | 0.0077802
2019-12-31 10:00 | 23.65 | 1.0492 | 0.0010492 | 0.024815
2019-12-31 11:00 | 22.79 | 2.976 | 0.002976 | 0.067822
2019-12-31 12:00 | 22.35 | 1.7256 | 0.0017256 | 0.038567
2019-12-31 13:00 | 21.39 | 2.9839 | 0.0029839 | 0.063826
2019-12-31 14:00 | 21.04 | 1.8951 | 0.0018951 | 0.039872
2019-12-31 15:00 | 21.15 | 1.1298 | 0.0011298 | 0.023894
2019-12-31 16:00 | 23.58 | 0.64023 | 0.00064023 | 0.015097
2019-12-31 17:00 | 30.18 | 0 | 0 | 0
2019-12-31 18:00 | 27.21 | 0 | 0 | 0
2019-12-31 19:00 | 27.06 | 0 | 0 | 0
2019-12-31 20:00 | 24.86 | 0 | 0 | 0
2019-12-31 21:00 | 22.99 | 0 | 0 | 0
2019-12-31 22:00 | 20.27 | 0 | 0 | 0
2019-12-31 23:00 | 19.41 | 0 | 0 | 0
2020-01-01 | 18.7772 | 0 | 0 | 0
2020-01-01 01:00 | 18.2941 | 0 | 0 | 0
2020-01-01 02:00 | 17.9976 | 0 | 0 | 0
2020-01-01 03:00 | 17.9768 | 0 | 0 | 0
2020-01-01 04:00 | 18.1138 | 0 | 0 | 0
2020-01-01 05:00 | 18.6054 | 0 | 0 | 0
2020-01-01 06:00 | 19.2902 | 0 | 0 | 0
2020-01-01 07:00 | 20.0221 | 0 | 0 | 0
2020-01-01 08:00 | 20.0257 | 0.14799 | 0.00014799 | 0.0029636
2020-01-01 09:00 | 20.0116 | 0.7556 | 0.0007556 | 0.015121
2020-01-01 10:00 | 19.9527 | 1.47 | 0.00147 | 0.02933
2020-01-01 11:00 | 19.4597 | 1.8239 | 0.0018239 | 0.035492
2020-01-01 12:00 | 18.9706 | 2.312 | 0.002312 | 0.04386
2020-01-01 13:00 | 18.72 | 2.5283 | 0.0025283 | 0.04733
2020-01-01 14:00 | 18.5435 | 0.9937 | 0.0009937 | 0.018427
2020-01-01 15:00 | 18.6237 | 0.84901 | 0.00084901 | 0.015812
2020-01-01 16:00 | 19.9659 | 0.4662 | 0.0004662 | 0.009308
2020-01-01 17:00 | 23.6135 | 0 | 0 | 0
2020-01-01 18:00 | 23.3716 | 0 | 0 | 0
2020-01-01 19:00 | 23.1412 | 0 | 0 | 0
2020-01-01 20:00 | 21.8369 | 0 | 0 | 0
2020-01-01 21:00 | 20.3201 | 0 | 0 | 0
2020-01-01 22:00 | 19.5279 | 0 | 0 | 0
2020-01-01 23:00 | 18.9882 | 0 | 0 | 0
2020-01-02 | 18.8027 | 0 | 0 | 0
2020-01-02 01:00 | 18.9675 | 0 | 0 | 0
2020-01-02 02:00 | 18.9039 | 0 | 0 | 0
2020-01-02 03:00 | 19.0771 | 0 | 0 | 0
2020-01-02 04:00 | 19.4081 | 0 | 0 | 0
2020-01-02 05:00 | 21.4956 | 0 | 0 | 0
2020-01-02 06:00 | 31.5205 | 0 | 0 | 0
2020-01-02 07:00 | 38.0523 | 0 | 0 | 0
2020-01-02 08:00 | 30.0149 | 0.085239 | 8.5239e-05 | 0.0025584
2020-01-02 09:00 | 27.3907 | 3.6377 | 0.0036377 | 0.099638
2020-01-02 10:00 | 24.9848 | 2.7251 | 0.0027251 | 0.068087
2020-01-02 11:00 | 22.7489 | 3.6107 | 0.0036107 | 0.082139
2020-01-02 12:00 | 21.5778 | 4.9975 | 0.0049975 | 0.10783
2020-01-02 13:00 | 21.3694 | 5.073 | 0.005073 | 0.10841
2020-01-02 14:00 | 21.0533 | 5.8632 | 0.0058632 | 0.12344
2020-01-02 15:00 | 21.3299 | 4.2636 | 0.0042636 | 0.090943
2020-01-02 16:00 | 23.8053 | 2.0326 | 0.0020326 | 0.048387
2020-01-02 17:00 | 30.7126 | 0 | 0 | 0
2020-01-02 18:00 | 32.1005 | 0 | 0 | 0
2020-01-02 19:00 | 29.4406 | 0 | 0 | 0
2020-01-02 20:00 | 25.8315 | 0 | 0 | 0
2020-01-02 21:00 | 23.0489 | 0 | 0 | 0
2020-01-02 22:00 | 20.7852 | 0 | 0 | 0
2020-01-02 23:00 | 19.4844 | 0 | 0 | 0
2020-01-03 | 17.7495 | 0 | 0 | 0
2020-01-03 01:00 | 17.6139 | 0 | 0 | 0
2020-01-03 02:00 | 17.6361 | 0 | 0 | 0
2020-01-03 03:00 | 17.8521 | 0 | 0 | 0
2020-01-03 04:00 | 18.0418 | 0 | 0 | 0
2020-01-03 05:00 | 18.8953 | 0 | 0 | 0
2020-01-03 06:00 | 22.2569 | 0 | 0 | 0
2020-01-03 07:00 | 24.567 | 0 | 0 | 0
2020-01-03 08:00 | 24.7078 | 1.5722 | 0.0015722 | 0.038845
2020-01-03 09:00 | 24.8597 | 3.977 | 0.003977 | 0.098868
2020-01-03 10:00 | 25.5675 | 5.7044 | 0.0057044 | 0.14585
2020-01-03 11:00 | 24.3086 | 6.7171 | 0.0067171 | 0.16328
2020-01-03 12:00 | 23.3649 | 7.0574 | 0.0070574 | 0.1649
2020-01-03 13:00 | 22.9523 | 6.7428 | 0.0067428 | 0.15476
2020-01-03 14:00 | 21.7846 | 5.8729 | 0.0058729 | 0.12794
2020-01-03 15:00 | 21.1221 | 4.3635 | 0.0043635 | 0.092166
2020-01-03 16:00 | 22.5761 | 2.2466 | 0.0022466 | 0.050719
2020-01-03 17:00 | 26.2663 | 0 | 0 | 0
2020-01-03 18:00 | 24.982 | 0 | 0 | 0
2020-01-03 19:00 | 23.4856 | 0 | 0 | 0
2020-01-03 20:00 | 22.5179 | 0 | 0 | 0
2020-01-03 21:00 | 21.0604 | 0 | 0 | 0
2020-01-03 22:00 | 19.4559 | 0 | 0 | 0
2020-01-03 23:00 | 18.7208 | 0 | 0 | 0
2020-01-04 | 17.907 | 0 | 0 | 0
2020-01-04 01:00 | 17.9195 | 0 | 0 | 0
2020-01-04 02:00 | 17.2693 | 0 | 0 | 0
2020-01-04 03:00 | 17.1802 | 0 | 0 | 0
2020-01-04 04:00 | 17.123 | 0 | 0 | 0
2020-01-04 05:00 | 17.8679 | 0 | 0 | 0
2020-01-04 06:00 | 18.3773 | 0 | 0 | 0
2020-01-04 07:00 | 19.47 | 0 | 0 | 0
2020-01-04 08:00 | 20.8715 | 1.7334 | 0.0017334 | 0.03618
2020-01-04 09:00 | 22.9882 | 4.0189 | 0.0040189 | 0.092387
2020-01-04 10:00 | 23.5168 | 5.6139 | 0.0056139 | 0.13202
2020-01-04 11:00 | 22.2977 | 6.561 | 0.006561 | 0.1463
2020-01-04 12:00 | 21.1877 | 6.8726 | 0.0068726 | 0.14562
2020-01-04 13:00 | 19.8493 | 5.5658 | 0.0055658 | 0.11048
2020-01-04 14:00 | 19.322 | 4.6348 | 0.0046348 | 0.089553
2020-01-04 15:00 | 19.1851 | 4.2341 | 0.0042341 | 0.081231
2020-01-04 16:00 | 20.5417 | 1.4189 | 0.0014189 | 0.029146
2020-01-04 17:00 | 24.9412 | 0 | 0 | 0
2020-01-04 18:00 | 24.1439 | 0 | 0 | 0
2020-01-04 19:00 | 22.3637 | 0 | 0 | 0
2020-01-04 20:00 | 22.7332 | 0 | 0 | 0
2020-01-04 21:00 | 21.3362 | 0 | 0 | 0
2020-01-04 22:00 | 19.8461 | 0 | 0 | 0
2020-01-04 23:00 | 18.7581 | 0 | 0 | 0
2020-01-05 | 18.4795 | 0 | 0 | 0
2020-01-05 01:00 | 17.8712 | 0 | 0 | 0
2020-01-05 02:00 | 17.6302 | 0 | 0 | 0
2020-01-05 03:00 | 17.8512 | 0 | 0 | 0
2020-01-05 04:00 | 18.1589 | 0 | 0 | 0
2020-01-05 05:00 | 18.1068 | 0 | 0 | 0
2020-01-05 06:00 | 19.3101 | 0 | 0 | 0
2020-01-05 07:00 | 19.6292 | 0 | 0 | 0
2020-01-05 08:00 | 19.9754 | 0.18645 | 0.00018645 | 0.0037244
2020-01-05 09:00 | 19.7423 | 1.7977 | 0.0017977 | 0.035492
2020-01-05 10:00 | 19.4452 | 0.92239 | 0.00092238 | 0.017936
2020-01-05 11:00 | 18.8277 | 1.7226 | 0.0017226 | 0.032433
2020-01-05 12:00 | 18.5668 | 2.046 | 0.002046 | 0.037988
2020-01-05 13:00 | 18.1934 | 0.53735 | 0.00053735 | 0.0097762
2020-01-05 14:00 | 18.1311 | 0.68322 | 0.00068322 | 0.012388
2020-01-05 15:00 | 17.8848 | 0.47214 | 0.00047214 | 0.0084441
2020-01-05 16:00 | 19.6844 | 0.22962 | 0.00022962 | 0.00452
2020-01-05 17:00 | 27.9575 | 0 | 0 | 0
2020-01-05 18:00 | 26.0773 | 0 | 0 | 0
2020-01-05 19:00 | 26.5291 | 0 | 0 | 0
2020-01-05 20:00 | 25.1227 | 0 | 0 | 0
2020-01-05 21:00 | 21.1806 | 0 | 0 | 0
2020-01-05 22:00 | 19.6189 | 0 | 0 | 0
2020-01-05 23:00 | 19.0342 | 0 | 0 | 0
2020-01-06 | 18.6589 | 0 | 0 | 0
2020-01-06 01:00 | 18.8321 | 0 | 0 | 0
2020-01-06 02:00 | 18.6857 | 0 | 0 | 0
2020-01-06 03:00 | 18.7643 | 0 | 0 | 0
2020-01-06 04:00 | 19.1894 | 0 | 0 | 0
2020-01-06 05:00 | 22.4354 | 0 | 0 | 0
2020-01-06 06:00 | 34.0943 | 0 | 0 | 0
2020-01-06 07:00 | 40.2722 | 0 | 0 | 0
2020-01-06 08:00 | 32.1903 | 0.13427 | 0.00013427 | 0.0043222
2020-01-06 09:00 | 26.8863 | 0.34559 | 0.00034559 | 0.0092917
2020-01-06 10:00 | 25.6549 | 0.78592 | 0.00078592 | 0.020163
2020-01-06 11:00 | 23.002 | 1.0704 | 0.0010704 | 0.024622
2020-01-06 12:00 | 21.6226 | 1.0404 | 0.0010404 | 0.022496
2020-01-06 13:00 | 21.3218 | 3.3558 | 0.0033558 | 0.071552
2020-01-06 14:00 | 21.0977 | 4.0509 | 0.0040509 | 0.085465
2020-01-06 15:00 | 21.156 | 0.97111 | 0.00097111 | 0.020545
2020-01-06 16:00 | 23.3318 | 0.68337 | 0.00068337 | 0.015944
2020-01-06 17:00 | 32.204 | 0 | 0 | 0
2020-01-06 18:00 | 30.6683 | 0 | 0 | 0
2020-01-06 19:00 | 29.3413 | 0 | 0 | 0
2020-01-06 20:00 | 30.3858 | 0 | 0 | 0
2020-01-06 21:00 | 24.5562 | 0 | 0 | 0
2020-01-06 22:00 | 21.6999 | 0 | 0 | 0
2020-01-06 23:00 | 20.6804 | 0 | 0 | 0
2020-01-07 | 19.0722 | 0 | 0 | 0
2020-01-07 01:00 | 19.1236 | 0 | 0 | 0
2020-01-07 02:00 | 19.1394 | 0 | 0 | 0
2020-01-07 03:00 | 19.2697 | 0 | 0 | 0
2020-01-07 04:00 | 19.9065 | 0 | 0 | 0
2020-01-07 05:00 | 23.0858 | 0 | 0 | 0
2020-01-07 06:00 | 32.4318 | 0 | 0 | 0
2020-01-07 07:00 | 42.7872 | 0 | 0 | 0
2020-01-07 08:00 | 27.3362 | 1.1097 | 0.0011097 | 0.030334
2020-01-07 09:00 | 26.249 | 1.8836 | 0.0018836 | 0.049443
2020-01-07 10:00 | 26.2437 | 3.374 | 0.003374 | 0.088547
2020-01-07 11:00 | 24.5116 | 4.5401 | 0.0045401 | 0.11128
2020-01-07 12:00 | 22.9904 | 4.6198 | 0.0046198 | 0.10621
2020-01-07 13:00 | 22.6058 | 4.0679 | 0.0040679 | 0.091958
2020-01-07 14:00 | 22.2201 | 3.8864 | 0.0038864 | 0.086355
2020-01-07 15:00 | 22.2142 | 2.3552 | 0.0023552 | 0.052318
2020-01-07 16:00 | 23.4315 | 1.8634 | 0.0018634 | 0.043662
2020-01-07 17:00 | 28.2268 | 0 | 0 | 0
2020-01-07 18:00 | 26.806 | 0 | 0 | 0
2020-01-07 19:00 | 26.54 | 0 | 0 | 0
2020-01-07 20:00 | 25.5595 | 0 | 0 | 0
2020-01-07 21:00 | 22.7666 | 0 | 0 | 0
2020-01-07 22:00 | 21.0219 | 0 | 0 | 0
2020-01-07 23:00 | 19.8711 | 0 | 0 | 0
2020-01-08 | 19.5658 | 0 | 0 | 0
2020-01-08 01:00 | 19.6025 | 0 | 0 | 0
2020-01-08 02:00 | 19.4815 | 0 | 0 | 0
2020-01-08 03:00 | 19.4553 | 0 | 0 | 0
2020-01-08 04:00 | 19.8645 | 0 | 0 | 0
2020-01-08 05:00 | 21.5502 | 0 | 0 | 0
2020-01-08 06:00 | 27.3585 | 0 | 0 | 0
2020-01-08 07:00 | 28.8227 | 0 | 0 | 0
2020-01-08 08:00 | 27.0784 | 1.3868 | 0.0013868 | 0.037553
2020-01-08 09:00 | 24.8156 | 3.3935 | 0.0033935 | 0.08421
2020-01-08 10:00 | 23.5113 | 4.8484 | 0.0048484 | 0.11399
2020-01-08 11:00 | 22.3321 | 4.4438 | 0.0044438 | 0.099239
2020-01-08 12:00 | 21.3821 | 4.9864 | 0.0049864 | 0.10662
2020-01-08 13:00 | 21.118 | 4.4337 | 0.0044337 | 0.09363
2020-01-08 14:00 | 20.9369 | 3.4497 | 0.0034497 | 0.072227
2020-01-08 15:00 | 21.0808 | 1.947 | 0.001947 | 0.041045
2020-01-08 16:00 | 23.0025 | 1.7146 | 0.0017146 | 0.03944
2020-01-08 17:00 | 31.0459 | 0 | 0 | 0
2020-01-08 18:00 | 31.4584 | 0 | 0 | 0
2020-01-08 19:00 | 27.4638 | 0 | 0 | 0
2020-01-08 20:00 | 26.2518 | 0 | 0 | 0
2020-01-08 21:00 | 25.1081 | 0 | 0 | 0
2020-01-08 22:00 | 22.2939 | 0 | 0 | 0
2020-01-08 23:00 | 21.0877 | 0 | 0 | 0
2020-01-09 | 21.3759 | 0 | 0 | 0
2020-01-09 01:00 | 21.2319 | 0 | 0 | 0
2020-01-09 02:00 | 21.1706 | 0 | 0 | 0
2020-01-09 03:00 | 21.0293 | 0 | 0 | 0
2020-01-09 04:00 | 21.4834 | 0 | 0 | 0
2020-01-09 05:00 | 25.5146 | 0 | 0 | 0
2020-01-09 06:00 | 36.9466 | 0 | 0 | 0
2020-01-09 07:00 | 52.1482 | 0 | 0 | 0
2020-01-09 08:00 | 30.9329 | 0.32692 | 0.00032692 | 0.010113
2020-01-09 09:00 | 26.7131 | 2.2218 | 0.0022218 | 0.059352
2020-01-09 10:00 | 24.154 | 5.2487 | 0.0052487 | 0.12678
2020-01-09 11:00 | 21.561 | 6.1207 | 0.0061207 | 0.13197
2020-01-09 12:00 | 20.5725 | 6.4677 | 0.0064677 | 0.13306
2020-01-09 13:00 | 19.9591 | 6.2453 | 0.0062453 | 0.12465
2020-01-09 14:00 | 19.4081 | 5.5134 | 0.0055134 | 0.10701
2020-01-09 15:00 | 19.5348 | 3.7472 | 0.0037472 | 0.0732
2020-01-09 16:00 | 20.6442 | 1.8037 | 0.0018037 | 0.037237
2020-01-09 17:00 | 24.376 | 0 | 0 | 0
2020-01-09 18:00 | 24.4595 | 0 | 0 | 0
2020-01-09 19:00 | 23.429 | 0 | 0 | 0
2020-01-09 20:00 | 23.2166 | 0 | 0 | 0
2020-01-09 21:00 | 21.5934 | 0 | 0 | 0
2020-01-09 22:00 | 20.319 | 0 | 0 | 0
2020-01-09 23:00 | 18.9578 | 0 | 0 | 0
2020-01-10 | 18.6617 | 0 | 0 | 0
2020-01-10 01:00 | 18.3718 | 0 | 0 | 0
2020-01-10 02:00 | 18.0762 | 0 | 0 | 0
2020-01-10 03:00 | 18.1963 | 0 | 0 | 0
2020-01-10 04:00 | 18.2406 | 0 | 0 | 0
2020-01-10 05:00 | 19.4979 | 0 | 0 | 0
2020-01-10 06:00 | 22.1101 | 0 | 0 | 0
2020-01-10 07:00 | 24.1754 | 0 | 0 | 0
2020-01-10 08:00 | 22.2701 | 0.002425 | 2.425e-06 | 5.4005e-05
2020-01-10 09:00 | 21.7273 | 0.18833 | 0.00018833 | 0.0040919
2020-01-10 10:00 | 21.6855 | 0.12233 | 0.00012233 | 0.0026527
2020-01-10 11:00 | 20.6226 | 0.85601 | 0.00085601 | 0.017653
2020-01-10 12:00 | 18.9396 | 1.6166 | 0.0016166 | 0.030617
2020-01-10 13:00 | 18.8513 | 2.8326 | 0.0028326 | 0.053397
2020-01-10 14:00 | 18.4996 | 2.1747 | 0.0021747 | 0.04023
2020-01-10 15:00 | 18.3933 | 2.6788 | 0.0026788 | 0.049271
2020-01-10 16:00 | 19.0676 | 0.91921 | 0.00091921 | 0.017527
2020-01-10 17:00 | 20.9448 | 0 | 0 | 0
2020-01-10 18:00 | 20.4142 | 0 | 0 | 0
2020-01-10 19:00 | 19.672 | 0 | 0 | 0
2020-01-10 20:00 | 19.0725 | 0 | 0 | 0
2020-01-10 21:00 | 17.5925 | 0 | 0 | 0
2020-01-10 22:00 | 15.7976 | 0 | 0 | 0
2020-01-10 23:00 | 14.2314 | 0 | 0 | 0
2020-01-11 | 14.0629 | 0 | 0 | 0
2020-01-11 01:00 | 13.9927 | 0 | 0 | 0
2020-01-11 02:00 | 13.5568 | 0 | 0 | 0
2020-01-11 03:00 | 13.4215 | 0 | 0 | 0
2020-01-11 04:00 | 13.7681 | 0 | 0 | 0
2020-01-11 05:00 | 14.1221 | 0 | 0 | 0
2020-01-11 06:00 | 14.5158 | 0 | 0 | 0
2020-01-11 07:00 | 15.9056 | 0 | 0 | 0
2020-01-11 08:00 | 17.9005 | 1.3642 | 0.0013642 | 0.024419
2020-01-11 09:00 | 18.568 | 0.44528 | 0.00044528 | 0.008268
2020-01-11 10:00 | 18.8203 | 0.74656 | 0.00074656 | 0.01405
2020-01-11 11:00 | 18.3802 | 1.1186 | 0.0011186 | 0.020559
2020-01-11 12:00 | 17.9591 | 0.67854 | 0.00067854 | 0.012186
2020-01-11 13:00 | 16.7289 | 0.63573 | 0.00063573 | 0.010635
2020-01-11 14:00 | 15.7249 | 0.62693 | 0.00062693 | 0.0098583
2020-01-11 15:00 | 15.4909 | 0.7759 | 0.0007759 | 0.012019
2020-01-11 16:00 | 18.1216 | 0.58613 | 0.00058613 | 0.010622
2020-01-11 17:00 | 19.1837 | 0 | 0 | 0
2020-01-11 18:00 | 18.9318 | 0 | 0 | 0
2020-01-11 19:00 | 18.6642 | 0 | 0 | 0
2020-01-11 20:00 | 18.7691 | 0 | 0 | 0
2020-01-11 21:00 | 17.688 | 0 | 0 | 0
2020-01-11 22:00 | 15.5383 | 0 | 0 | 0
2020-01-11 23:00 | 13.328 | 0 | 0 | 0
2020-01-12 | 14.9793 | 0 | 0 | 0
2020-01-12 01:00 | 14.7349 | 0 | 0 | 0
2020-01-12 02:00 | 15.0421 | 0 | 0 | 0
2020-01-12 03:00 | 15.0771 | 0 | 0 | 0
2020-01-12 04:00 | 15.0689 | 0 | 0 | 0
2020-01-12 05:00 | 15.4986 | 0 | 0 | 0
2020-01-12 06:00 | 17.4559 | 0 | 0 | 0
2020-01-12 07:00 | 18.6497 | 0 | 0 | 0
2020-01-12 08:00 | 19.328 | 0.29187 | 0.00029187 | 0.0056412
2020-01-12 09:00 | 20.5208 | 3.6009 | 0.0036009 | 0.073893
2020-01-12 10:00 | 21.2046 | 5.2871 | 0.0052871 | 0.11211
2020-01-12 11:00 | 20.6699 | 6.2277 | 0.0062277 | 0.12873
2020-01-12 12:00 | 20.5409 | 6.5416 | 0.0065416 | 0.13437
2020-01-12 13:00 | 19.7662 | 5.6723 | 0.0056723 | 0.11212
2020-01-12 14:00 | 19.8362 | 4.0551 | 0.0040551 | 0.080437
2020-01-12 15:00 | 20.004 | 3.2929 | 0.0032929 | 0.065871
2020-01-12 16:00 | 21.4678 | 2.3337 | 0.0023337 | 0.050099
2020-01-12 17:00 | 27.7052 | 0 | 0 | 0
2020-01-12 18:00 | 27.5346 | 0 | 0 | 0
2020-01-12 19:00 | 24.8631 | 0 | 0 | 0
2020-01-12 20:00 | 24.4018 | 0 | 0 | 0
2020-01-12 21:00 | 21.8909 | 0 | 0 | 0
2020-01-12 22:00 | 19.3573 | 0 | 0 | 0
2020-01-12 23:00 | 18.8144 | 0 | 0 | 0
2020-01-13 | 16.4686 | 0 | 0 | 0
2020-01-13 01:00 | 15.5029 | 0 | 0 | 0
2020-01-13 02:00 | 15.3207 | 0 | 0 | 0
2020-01-13 03:00 | 15.5066 | 0 | 0 | 0
2020-01-13 04:00 | 17.1738 | 0 | 0 | 0
2020-01-13 05:00 | 18.7282 | 0 | 0 | 0
2020-01-13 06:00 | 28.331 | 0 | 0 | 0
2020-01-13 07:00 | 29.1669 | 0 | 0 | 0
2020-01-13 08:00 | 26.1534 | 0.003171 | 3.171e-06 | 8.2933e-05
2020-01-13 09:00 | 25.7964 | 0.002718 | 2.718e-06 | 7.0115e-05
2020-01-13 10:00 | 27.0757 | 4.925 | 0.004925 | 0.13335
2020-01-13 11:00 | 24.4289 | 0.51069 | 0.00051069 | 0.012476
2020-01-13 12:00 | 22.7628 | 0.83508 | 0.00083508 | 0.019009
2020-01-13 13:00 | 22.7493 | 1.6898 | 0.0016898 | 0.038441
2020-01-13 14:00 | 21.696 | 2.1531 | 0.0021531 | 0.046714
2020-01-13 15:00 | 21.8301 | 1.8705 | 0.0018705 | 0.040833
2020-01-13 16:00 | 24.6795 | 1.48 | 0.00148 | 0.036527
2020-01-13 17:00 | 31.4272 | 0 | 0 | 0
2020-01-13 18:00 | 29.7739 | 0 | 0 | 0
2020-01-13 19:00 | 25.6008 | 0 | 0 | 0
2020-01-13 20:00 | 25.9762 | 0 | 0 | 0
2020-01-13 21:00 | 21.7329 | 0 | 0 | 0
2020-01-13 22:00 | 20.0366 | 0 | 0 | 0
2020-01-13 23:00 | 18.4628 | 0 | 0 | 0
2020-01-14 | 17.4281 | 0 | 0 | 0
2020-01-14 01:00 | 16.0545 | 0 | 0 | 0
2020-01-14 02:00 | 15.4299 | 0 | 0 | 0
2020-01-14 03:00 | 15.424 | 0 | 0 | 0
2020-01-14 04:00 | 16.4883 | 0 | 0 | 0
2020-01-14 05:00 | 19.1323 | 0 | 0 | 0
2020-01-14 06:00 | 27.4273 | 0 | 0 | 0
2020-01-14 07:00 | 28.1271 | 0 | 0 | 0
2020-01-14 08:00 | 24.3787 | 0.60396 | 0.00060396 | 0.014724
2020-01-14 09:00 | 24.2904 | 0.24371 | 0.00024371 | 0.0059199
2020-01-14 10:00 | 23.8872 | 1.7869 | 0.0017869 | 0.042683
2020-01-14 11:00 | 21.9964 | 0.8997 | 0.0008997 | 0.01979
2020-01-14 12:00 | 21.6201 | 1.1578 | 0.0011578 | 0.025033
2020-01-14 13:00 | 21.2705 | 1.7053 | 0.0017053 | 0.036272
2020-01-14 14:00 | 20.7989 | 0.82495 | 0.00082495 | 0.017158
2020-01-14 15:00 | 20.9346 | 0.44053 | 0.00044053 | 0.0092223
2020-01-14 16:00 | 22.058 | 0.33819 | 0.00033819 | 0.0074599
2020-01-14 17:00 | 27.4129 | 0 | 0 | 0
2020-01-14 18:00 | 26.0586 | 0 | 0 | 0
2020-01-14 19:00 | 23.9279 | 0 | 0 | 0
2020-01-14 20:00 | 24.2654 | 0 | 0 | 0
2020-01-14 21:00 | 20.9815 | 0 | 0 | 0
2020-01-14 22:00 | 19.2609 | 0 | 0 | 0
2020-01-14 23:00 | 18.6539 | 0 | 0 | 0
2020-01-15 | 18.9732 | 0 | 0 | 0
2020-01-15 01:00 | 18.8457 | 0 | 0 | 0
2020-01-15 02:00 | 17.9575 | 0 | 0 | 0
2020-01-15 03:00 | 17.9392 | 0 | 0 | 0
2020-01-15 04:00 | 18.36 | 0 | 0 | 0
2020-01-15 05:00 | 19.2486 | 0 | 0 | 0
2020-01-15 06:00 | 25.6595 | 0 | 0 | 0
2020-01-15 07:00 | 27.6833 | 0 | 0 | 0
2020-01-15 08:00 | 24.7632 | 1.6287 | 0.0016287 | 0.040332
2020-01-15 09:00 | 25.3492 | 0.52762 | 0.00052762 | 0.013375
2020-01-15 10:00 | 23.7483 | 5.7091 | 0.0057091 | 0.13558
2020-01-15 11:00 | 21.8707 | 6.5789 | 0.0065789 | 0.14388
2020-01-15 12:00 | 21.0589 | 6.9829 | 0.0069829 | 0.14705
2020-01-15 13:00 | 20.8849 | 6.7762 | 0.0067762 | 0.14152
2020-01-15 14:00 | 20.2917 | 6.063 | 0.006063 | 0.12303
2020-01-15 15:00 | 19.6741 | 4.644 | 0.004644 | 0.091368
2020-01-15 16:00 | 20.6885 | 2.5918 | 0.0025918 | 0.053621
2020-01-15 17:00 | 25.7553 | 0 | 0 | 0
2020-01-15 18:00 | 24.7261 | 0 | 0 | 0
2020-01-15 19:00 | 22.2835 | 0 | 0 | 0
2020-01-15 20:00 | 21.8951 | 0 | 0 | 0
2020-01-15 21:00 | 19.7847 | 0 | 0 | 0
2020-01-15 22:00 | 18.8955 | 0 | 0 | 0
2020-01-15 23:00 | 16.798 | 0 | 0 | 0
2020-01-16 | 17.5392 | 0 | 0 | 0
2020-01-16 01:00 | 16.5427 | 0 | 0 | 0
2020-01-16 02:00 | 16.2565 | 0 | 0 | 0
2020-01-16 03:00 | 15.6994 | 0 | 0 | 0
2020-01-16 04:00 | 17.2423 | 0 | 0 | 0
2020-01-16 05:00 | 19.1234 | 0 | 0 | 0
2020-01-16 06:00 | 24.6441 | 0 | 0 | 0
2020-01-16 07:00 | 27.4393 | 0 | 0 | 0
2020-01-16 08:00 | 25.6722 | 0.72189 | 0.00072189 | 0.018533
2020-01-16 09:00 | 24.6633 | 2.8192 | 0.0028192 | 0.069532
2020-01-16 10:00 | 26.0431 | 3.6357 | 0.0036357 | 0.094684
2020-01-16 11:00 | 23.3561 | 3.5742 | 0.0035742 | 0.08348
2020-01-16 12:00 | 22.3312 | 4.2033 | 0.0042033 | 0.093866
2020-01-16 13:00 | 22.1408 | 3.8186 | 0.0038186 | 0.084547
2020-01-16 14:00 | 22.2324 | 2.4567 | 0.0024567 | 0.054617
2020-01-16 15:00 | 21.0075 | 1.1397 | 0.0011397 | 0.023943
2020-01-16 16:00 | 22.9459 | 0.079514 | 7.9514e-05 | 0.0018245
2020-01-16 17:00 | 32.834 | 0 | 0 | 0
2020-01-16 18:00 | 32.4405 | 0 | 0 | 0
2020-01-16 19:00 | 30.3735 | 0 | 0 | 0
2020-01-16 20:00 | 31.3166 | 0 | 0 | 0
2020-01-16 21:00 | 27.6342 | 0 | 0 | 0
2020-01-16 22:00 | 24.2845 | 0 | 0 | 0
2020-01-16 23:00 | 23.588 | 0 | 0 | 0
2020-01-17 | 20.8961 | 0 | 0 | 0
2020-01-17 01:00 | 20.8024 | 0 | 0 | 0
2020-01-17 02:00 | 20.4844 | 0 | 0 | 0
2020-01-17 03:00 | 20.6543 | 0 | 0 | 0
2020-01-17 04:00 | 21.481 | 0 | 0 | 0
2020-01-17 05:00 | 24.8805 | 0 | 0 | 0
2020-01-17 06:00 | 36.5074 | 0 | 0 | 0
2020-01-17 07:00 | 51.877 | 0 | 0 | 0
2020-01-17 08:00 | 36.6679 | 0.17679 | 0.00017679 | 0.0064827
2020-01-17 09:00 | 33.5756 | 3.663 | 0.003663 | 0.12299
2020-01-17 10:00 | 32.648 | 0.63643 | 0.00063643 | 0.020778
2020-01-17 11:00 | 26.9234 | 1.6412 | 0.0016412 | 0.044187
2020-01-17 12:00 | 25.5476 | 1.0204 | 0.0010204 | 0.026069
2020-01-17 13:00 | 24.7005 | 6.58 | 0.00658 | 0.16253
2020-01-17 14:00 | 24.0841 | 5.6704 | 0.0056704 | 0.13657
2020-01-17 15:00 | 24.1801 | 4.3407 | 0.0043407 | 0.10496
2020-01-17 16:00 | 24.8907 | 2.358 | 0.002358 | 0.058691
2020-01-17 17:00 | 32.7084 | 0.058501 | 5.8501e-05 | 0.0019135
2020-01-17 18:00 | 30.4989 | 0 | 0 | 0
2020-01-17 19:00 | 27.0889 | 0 | 0 | 0
2020-01-17 20:00 | 26.4346 | 0 | 0 | 0
2020-01-17 21:00 | 25.5741 | 0 | 0 | 0
2020-01-17 22:00 | 24.5124 | 0 | 0 | 0
2020-01-17 23:00 | 22.705 | 0 | 0 | 0
2020-01-18 | 21.6021 | 0 | 0 | 0
2020-01-18 01:00 | 21.0783 | 0 | 0 | 0
2020-01-18 02:00 | 21.1756 | 0 | 0 | 0
2020-01-18 03:00 | 20.2177 | 0 | 0 | 0
2020-01-18 04:00 | 20.4577 | 0 | 0 | 0
2020-01-18 05:00 | 20.885 | 0 | 0 | 0
2020-01-18 06:00 | 21.4036 | 0 | 0 | 0
2020-01-18 07:00 | 23.0415 | 0 | 0 | 0
2020-01-18 08:00 | 24.1144 | 0.66675 | 0.00066675 | 0.016078
2020-01-18 09:00 | 24.7144 | 3.7288 | 0.0037288 | 0.092155
2020-01-18 10:00 | 25.1094 | 3.589 | 0.003589 | 0.090117
2020-01-18 11:00 | 23.8188 | 6.5961 | 0.0065961 | 0.15711
2020-01-18 12:00 | 22.5709 | 6.9632 | 0.0069632 | 0.15717
2020-01-18 13:00 | 22.19 | 6.758 | 0.006758 | 0.14996
2020-01-18 14:00 | 21.3733 | 6.0171 | 0.0060171 | 0.12861
2020-01-18 15:00 | 21.1643 | 4.6223 | 0.0046223 | 0.097827
2020-01-18 16:00 | 22.5826 | 2.6321 | 0.0026321 | 0.059439
2020-01-18 17:00 | 25.2679 | 0.088761 | 8.8761e-05 | 0.0022428
2020-01-18 18:00 | 24.3795 | 0 | 0 | 0
2020-01-18 19:00 | 22.5326 | 0 | 0 | 0
2020-01-18 20:00 | 21.4537 | 0 | 0 | 0
2020-01-18 21:00 | 20.2304 | 0 | 0 | 0
2020-01-18 22:00 | 19.7873 | 0 | 0 | 0
2020-01-18 23:00 | 19.0213 | 0 | 0 | 0
2020-01-19 | 18.8904 | 0 | 0 | 0
2020-01-19 01:00 | 18.8732 | 0 | 0 | 0
2020-01-19 02:00 | 18.6149 | 0 | 0 | 0
2020-01-19 03:00 | 18.7398 | 0 | 0 | 0
2020-01-19 04:00 | 18.962 | 0 | 0 | 0
2020-01-19 05:00 | 18.7176 | 0 | 0 | 0
2020-01-19 06:00 | 19.3241 | 0 | 0 | 0
2020-01-19 07:00 | 20.147 | 0 | 0 | 0
2020-01-19 08:00 | 20.769 | 0.47659 | 0.00047659 | 0.0098982
2020-01-19 09:00 | 21.0626 | 0.8295 | 0.0008295 | 0.017471
2020-01-19 10:00 | 21.6377 | 2.666 | 0.002666 | 0.057686
2020-01-19 11:00 | 20.9784 | 2.4142 | 0.0024142 | 0.050645
2020-01-19 12:00 | 20.5578 | 2.1223 | 0.0021223 | 0.043631
2020-01-19 13:00 | 20.4131 | 3.1454 | 0.0031454 | 0.064207
2020-01-19 14:00 | 20.1973 | 0.60802 | 0.00060802 | 0.01228
2020-01-19 15:00 | 20.4394 | 1.1754 | 0.0011754 | 0.024025
2020-01-19 16:00 | 23.0858 | 1.5019 | 0.0015019 | 0.034672
2020-01-19 17:00 | 31.4211 | 0.30896 | 0.00030896 | 0.0097077
2020-01-19 18:00 | 29.7843 | 0 | 0 | 0
2020-01-19 19:00 | 28.6066 | 0 | 0 | 0
2020-01-19 20:00 | 28.8902 | 0 | 0 | 0
2020-01-19 21:00 | 26.3928 | 0 | 0 | 0
2020-01-19 22:00 | 25.0598 | 0 | 0 | 0
2020-01-19 23:00 | 24.0868 | 0 | 0 | 0
2020-01-20 | 22.449 | 0 | 0 | 0
2020-01-20 01:00 | 22.4667 | 0 | 0 | 0
2020-01-20 02:00 | 22.3709 | 0 | 0 | 0
2020-01-20 03:00 | 22.6291 | 0 | 0 | 0
2020-01-20 04:00 | 23.7431 | 0 | 0 | 0
2020-01-20 05:00 | 24.9705 | 0 | 0 | 0
2020-01-20 06:00 | 28.694 | 0 | 0 | 0
2020-01-20 07:00 | 33.2876 | 0 | 0 | 0
2020-01-20 08:00 | 30.712 | 2.0091 | 0.0020091 | 0.061704
2020-01-20 09:00 | 30.7728 | 4.4109 | 0.0044109 | 0.13574
2020-01-20 10:00 | 28.4878 | 6.1406 | 0.0061406 | 0.17493
2020-01-20 11:00 | 26.52 | 7.1707 | 0.0071707 | 0.19017
2020-01-20 12:00 | 25.3998 | 7.5675 | 0.0075675 | 0.19221
2020-01-20 13:00 | 25.102 | 7.351 | 0.007351 | 0.18453
2020-01-20 14:00 | 24.3016 | 6.5467 | 0.0065467 | 0.1591
2020-01-20 15:00 | 24.1885 | 5.112 | 0.005112 | 0.12365
2020-01-20 16:00 | 25.3699 | 3.0335 | 0.0030335 | 0.076961
2020-01-20 17:00 | 30.5742 | 0.66166 | 0.00066166 | 0.02023
2020-01-20 18:00 | 30.9176 | 0 | 0 | 0
2020-01-20 19:00 | 31.4026 | 0 | 0 | 0
2020-01-20 20:00 | 29.909 | 0 | 0 | 0
2020-01-20 21:00 | 27.246 | 0 | 0 | 0
2020-01-20 22:00 | 25.59 | 0 | 0 | 0
2020-01-20 23:00 | 24.6116 | 0 | 0 | 0
2020-01-21 | 24.3439 | 0 | 0 | 0
2020-01-21 01:00 | 24.3926 | 0 | 0 | 0
2020-01-21 02:00 | 24.2724 | 0 | 0 | 0
2020-01-21 03:00 | 24.4115 | 0 | 0 | 0
2020-01-21 04:00 | 25.7738 | 0 | 0 | 0
2020-01-21 05:00 | 28.6631 | 0 | 0 | 0
2020-01-21 06:00 | 34.7974 | 0 | 0 | 0
2020-01-21 07:00 | 51.2417 | 0 | 0 | 0
2020-01-21 08:00 | 34.397 | 1.7737 | 0.0017737 | 0.061008
2020-01-21 09:00 | 30.0009 | 4.0741 | 0.0040741 | 0.12223
2020-01-21 10:00 | 27.7217 | 5.7063 | 0.0057063 | 0.15819
2020-01-21 11:00 | 26.2159 | 6.6944 | 0.0066944 | 0.1755
2020-01-21 12:00 | 24.8125 | 7.0837 | 0.0070837 | 0.17576
2020-01-21 13:00 | 24.18 | 6.8881 | 0.0068881 | 0.16655
2020-01-21 14:00 | 23.6069 | 6.1077 | 0.0061077 | 0.14418
2020-01-21 15:00 | 23.3936 | 4.7963 | 0.0047963 | 0.1122
2020-01-21 16:00 | 25.3759 | 2.81 | 0.00281 | 0.071307
2020-01-21 17:00 | 29.7973 | 0.16023 | 0.00016023 | 0.0047745
2020-01-21 18:00 | 30.7629 | 0 | 0 | 0
2020-01-21 19:00 | 29.5277 | 0 | 0 | 0
2020-01-21 20:00 | 28.6886 | 0 | 0 | 0
2020-01-21 21:00 | 26.3064 | 0 | 0 | 0
2020-01-21 22:00 | 24.9755 | 0 | 0 | 0
2020-01-21 23:00 | 23.2829 | 0 | 0 | 0
2020-01-22 | 22.9519 | 0 | 0 | 0
2020-01-22 01:00 | 23.0864 | 0 | 0 | 0
2020-01-22 02:00 | 22.776 | 0 | 0 | 0
2020-01-22 03:00 | 22.9881 | 0 | 0 | 0
2020-01-22 04:00 | 24.1975 | 0 | 0 | 0
2020-01-22 05:00 | 26.2427 | 0 | 0 | 0
2020-01-22 06:00 | 34.1834 | 0 | 0 | 0
2020-01-22 07:00 | 38.5691 | 0 | 0 | 0
2020-01-22 08:00 | 28.8173 | 0.022917 | 2.2917e-05 | 0.00066041
2020-01-22 09:00 | 25.8034 | 0.42487 | 0.00042487 | 0.010963
2020-01-22 10:00 | 21.3653 | 0.42159 | 0.00042159 | 0.0090075
2020-01-22 11:00 | 19.9777 | 1.1622 | 0.0011622 | 0.023218
2020-01-22 12:00 | 19.0803 | 0.67314 | 0.00067314 | 0.012844
2020-01-22 13:00 | 18.7113 | 0.685 | 0.000685 | 0.012817
2020-01-22 14:00 | 18.774 | 0.45371 | 0.00045371 | 0.008518
2020-01-22 15:00 | 18.8742 | 0.060168 | 6.0168e-05 | 0.0011356
2020-01-22 16:00 | 18.9882 | 0.13735 | 0.00013735 | 0.002608
2020-01-22 17:00 | 23.5857 | 0 | 0 | 0
2020-01-22 18:00 | 23.2307 | 0 | 0 | 0
2020-01-22 19:00 | 22.5716 | 0 | 0 | 0
2020-01-22 20:00 | 22.0795 | 0 | 0 | 0
2020-01-22 21:00 | 21.3274 | 0 | 0 | 0
2020-01-22 22:00 | 20.1412 | 0 | 0 | 0
2020-01-22 23:00 | 19.2049 | 0 | 0 | 0
2020-01-23 | 19.4902 | 0 | 0 | 0
2020-01-23 01:00 | 19.6292 | 0 | 0 | 0
2020-01-23 02:00 | 19.741 | 0 | 0 | 0
2020-01-23 03:00 | 19.6163 | 0 | 0 | 0
2020-01-23 04:00 | 20.4827 | 0 | 0 | 0
2020-01-23 05:00 | 23.0179 | 0 | 0 | 0
2020-01-23 06:00 | 28.6752 | 0 | 0 | 0
2020-01-23 07:00 | 31.0103 | 0 | 0 | 0
2020-01-23 08:00 | 24.927 | 1.6052 | 0.0016052 | 0.040014
2020-01-23 09:00 | 22.8698 | 0.67554 | 0.00067554 | 0.01545
2020-01-23 10:00 | 22.4042 | 1.0218 | 0.0010218 | 0.022894
2020-01-23 11:00 | 21.4266 | 1.2702 | 0.0012702 | 0.027216
2020-01-23 12:00 | 20.532 | 1.4433 | 0.0014433 | 0.029633
2020-01-23 13:00 | 20.0018 | 1.9275 | 0.0019275 | 0.038553
2020-01-23 14:00 | 19.7472 | 2.1834 | 0.0021834 | 0.043116
2020-01-23 15:00 | 19.5988 | 1.9397 | 0.0019397 | 0.038016
2020-01-23 16:00 | 20.5404 | 2.8764 | 0.0028764 | 0.059082
2020-01-23 17:00 | 23.4659 | 0.57385 | 0.00057385 | 0.013466
2020-01-23 18:00 | 24.4879 | 0 | 0 | 0
2020-01-23 19:00 | 23.2938 | 0 | 0 | 0
2020-01-23 20:00 | 22.9288 | 0 | 0 | 0
2020-01-23 21:00 | 21.2988 | 0 | 0 | 0
2020-01-23 22:00 | 19.9302 | 0 | 0 | 0
2020-01-23 23:00 | 18.9812 | 0 | 0 | 0
2020-01-24 | 18.0891 | 0 | 0 | 0
2020-01-24 01:00 | 18.088 | 0 | 0 | 0
2020-01-24 02:00 | 17.7061 | 0 | 0 | 0
2020-01-24 03:00 | 17.8362 | 0 | 0 | 0
2020-01-24 04:00 | 18.2613 | 0 | 0 | 0
2020-01-24 05:00 | 19.2623 | 0 | 0 | 0
2020-01-24 06:00 | 24.3806 | 0 | 0 | 0
2020-01-24 07:00 | 24.8519 | 0 | 0 | 0
2020-01-24 08:00 | 23.8036 | 0.44618 | 0.00044618 | 0.010621
2020-01-24 09:00 | 23.4976 | 3.555 | 0.003555 | 0.083533
2020-01-24 10:00 | 23.0776 | 0.20053 | 0.00020053 | 0.0046276
2020-01-24 11:00 | 23.0284 | 0.38046 | 0.00038046 | 0.0087613
2020-01-24 12:00 | 22.4682 | 2.9806 | 0.0029806 | 0.066969
2020-01-24 13:00 | 21.3573 | 1.3527 | 0.0013527 | 0.028891
2020-01-24 14:00 | 20.6085 | 1.443 | 0.001443 | 0.029738
2020-01-24 15:00 | 20.4572 | 0.9146 | 0.0009146 | 0.01871
2020-01-24 16:00 | 20.7922 | 0.3464 | 0.0003464 | 0.0072024
2020-01-24 17:00 | 23.2322 | 0.00524 | 5.24e-06 | 0.00012174
2020-01-24 18:00 | 22.631 | 0 | 0 | 0
2020-01-24 19:00 | 21.706 | 0 | 0 | 0
2020-01-24 20:00 | 20.8366 | 0 | 0 | 0
2020-01-24 21:00 | 19.7489 | 0 | 0 | 0
2020-01-24 22:00 | 18.6649 | 0 | 0 | 0
2020-01-24 23:00 | 17.5619 | 0 | 0 | 0
2020-01-25 | 16.5247 | 0 | 0 | 0
2020-01-25 01:00 | 15.5168 | 0 | 0 | 0
2020-01-25 02:00 | 14.879 | 0 | 0 | 0
2020-01-25 03:00 | 14.4123 | 0 | 0 | 0
2020-01-25 04:00 | 14.2197 | 0 | 0 | 0
2020-01-25 05:00 | 14.3512 | 0 | 0 | 0
2020-01-25 06:00 | 15.7024 | 0 | 0 | 0
2020-01-25 07:00 | 16.9042 | 0 | 0 | 0
2020-01-25 08:00 | 19.0773 | 1.9806 | 0.0019806 | 0.037784
2020-01-25 09:00 | 19.3014 | 4.4047 | 0.0044047 | 0.085017
2020-01-25 10:00 | 19.9303 | 6.171 | 0.006171 | 0.12299
2020-01-25 11:00 | 19.6595 | 7.2089 | 0.0072089 | 0.14172
2020-01-25 12:00 | 18.5169 | 7.5655 | 0.0075655 | 0.14009
2020-01-25 13:00 | 17.8505 | 7.3788 | 0.0073788 | 0.13172
2020-01-25 14:00 | 17.06 | 6.5759 | 0.0065759 | 0.11218
2020-01-25 15:00 | 16.784 | 5.1139 | 0.0051139 | 0.085832
2020-01-25 16:00 | 17.9246 | 3.0358 | 0.0030358 | 0.054416
2020-01-25 17:00 | 20.1443 | 0.67272 | 0.00067272 | 0.013551
2020-01-25 18:00 | 20.2185 | 0 | 0 | 0
2020-01-25 19:00 | 19.6233 | 0 | 0 | 0
2020-01-25 20:00 | 19.324 | 0 | 0 | 0
2020-01-25 21:00 | 17.8364 | 0 | 0 | 0
2020-01-25 22:00 | 16.8862 | 0 | 0 | 0
2020-01-25 23:00 | 15.462 | 0 | 0 | 0
2020-01-26 | 15.8548 | 0 | 0 | 0
2020-01-26 01:00 | 16.0248 | 0 | 0 | 0
2020-01-26 02:00 | 15.3344 | 0 | 0 | 0
2020-01-26 03:00 | 14.7674 | 0 | 0 | 0
2020-01-26 04:00 | 15.4481 | 0 | 0 | 0
2020-01-26 05:00 | 16.186 | 0 | 0 | 0
2020-01-26 06:00 | 17.8871 | 0 | 0 | 0
2020-01-26 07:00 | 19.6368 | 0 | 0 | 0
2020-01-26 08:00 | 20.0662 | 1.6013 | 0.0016013 | 0.032133
2020-01-26 09:00 | 19.7021 | 0.87693 | 0.00087693 | 0.017277
2020-01-26 10:00 | 19.4505 | 1.3843 | 0.0013843 | 0.026925
2020-01-26 11:00 | 18.7144 | 1.3772 | 0.0013772 | 0.025774
2020-01-26 12:00 | 18.1917 | 2.757 | 0.002757 | 0.050154
2020-01-26 13:00 | 17.6451 | 2.8699 | 0.0028699 | 0.05064
2020-01-26 14:00 | 17.5209 | 1.2183 | 0.0012183 | 0.021346
2020-01-26 15:00 | 17.7949 | 0.60124 | 0.00060124 | 0.010699
2020-01-26 16:00 | 19.3483 | 0.54541 | 0.00054541 | 0.010553
2020-01-26 17:00 | 24.2116 | 0.23226 | 0.00023226 | 0.0056234
2020-01-26 18:00 | 23.503 | 0 | 0 | 0
2020-01-26 19:00 | 23.0222 | 0 | 0 | 0
2020-01-26 20:00 | 22.5913 | 0 | 0 | 0
2020-01-26 21:00 | 20.4412 | 0 | 0 | 0
2020-01-26 22:00 | 19.3432 | 0 | 0 | 0
2020-01-26 23:00 | 17.9136 | 0 | 0 | 0
2020-01-27 | 18.2899 | 0 | 0 | 0
2020-01-27 01:00 | 18.3935 | 0 | 0 | 0
2020-01-27 02:00 | 18.1602 | 0 | 0 | 0
2020-01-27 03:00 | 18.3824 | 0 | 0 | 0
2020-01-27 04:00 | 18.9768 | 0 | 0 | 0
2020-01-27 05:00 | 21.1996 | 0 | 0 | 0
2020-01-27 06:00 | 32.5887 | 0 | 0 | 0
2020-01-27 07:00 | 33.0095 | 0 | 0 | 0
2020-01-27 08:00 | 26.0889 | 1.5905 | 0.0015905 | 0.041495
2020-01-27 09:00 | 26.2525 | 3.9108 | 0.0039108 | 0.10267
2020-01-27 10:00 | 26.9592 | 5.5988 | 0.0055988 | 0.15094
2020-01-27 11:00 | 25.284 | 6.6522 | 0.0066522 | 0.16819
2020-01-27 12:00 | 24.2207 | 7.0494 | 0.0070494 | 0.17074
2020-01-27 13:00 | 23.7441 | 6.8472 | 0.0068472 | 0.16258
2020-01-27 14:00 | 23.2168 | 6.1749 | 0.0061749 | 0.14336
2020-01-27 15:00 | 22.9779 | 4.8317 | 0.0048317 | 0.11102
2020-01-27 16:00 | 23.8051 | 2.8863 | 0.0028863 | 0.068708
2020-01-27 17:00 | 28.7199 | 0.6668 | 0.0006668 | 0.01915
2020-01-27 18:00 | 26.357 | 0 | 0 | 0
2020-01-27 19:00 | 27.1006 | 0 | 0 | 0
2020-01-27 20:00 | 26.2374 | 0 | 0 | 0
2020-01-27 21:00 | 23.8846 | 0 | 0 | 0
2020-01-27 22:00 | 21.6717 | 0 | 0 | 0
2020-01-27 23:00 | 20.7134 | 0 | 0 | 0
2020-01-28 | 18.461 | 0 | 0 | 0
2020-01-28 01:00 | 18.1616 | 0 | 0 | 0
2020-01-28 02:00 | 18.2339 | 0 | 0 | 0
2020-01-28 03:00 | 18.406 | 0 | 0 | 0
2020-01-28 04:00 | 18.5526 | 0 | 0 | 0
2020-01-28 05:00 | 21.0847 | 0 | 0 | 0
2020-01-28 06:00 | 26.1967 | 0 | 0 | 0
2020-01-28 07:00 | 27.6069 | 0 | 0 | 0
2020-01-28 08:00 | 25.6697 | 1.7609 | 0.0017609 | 0.045201
2020-01-28 09:00 | 25.1252 | 3.1962 | 0.0031962 | 0.080306
2020-01-28 10:00 | 24.8557 | 4.1473 | 0.0041473 | 0.10309
2020-01-28 11:00 | 23.6634 | 4.2973 | 0.0042973 | 0.10169
2020-01-28 12:00 | 22.8209 | 5.1482 | 0.0051482 | 0.11749
2020-01-28 13:00 | 22.5065 | 5.1515 | 0.0051515 | 0.11594
2020-01-28 14:00 | 21.5683 | 4.02 | 0.00402 | 0.086705
2020-01-28 15:00 | 21.1146 | 1.5685 | 0.0015685 | 0.033119
2020-01-28 16:00 | 21.8253 | 0.64261 | 0.00064261 | 0.014025
2020-01-28 17:00 | 27.841 | 0.050911 | 5.0911e-05 | 0.0014174
2020-01-28 18:00 | 26.9852 | 0 | 0 | 0
2020-01-28 19:00 | 25.4304 | 0 | 0 | 0
2020-01-28 20:00 | 24.8504 | 0 | 0 | 0
2020-01-28 21:00 | 22.702 | 0 | 0 | 0
2020-01-28 22:00 | 21.0628 | 0 | 0 | 0
2020-01-28 23:00 | 20.1945 | 0 | 0 | 0
2020-01-29 | 21.0703 | 0 | 0 | 0
2020-01-29 01:00 | 21.0286 | 0 | 0 | 0
2020-01-29 02:00 | 20.776 | 0 | 0 | 0
2020-01-29 03:00 | 20.8629 | 0 | 0 | 0
2020-01-29 04:00 | 21.7396 | 0 | 0 | 0
2020-01-29 05:00 | 24.4191 | 0 | 0 | 0
2020-01-29 06:00 | 34.1854 | 0 | 0 | 0
2020-01-29 07:00 | 38.1535 | 0 | 0 | 0
2020-01-29 08:00 | 30.9693 | 0.10668 | 0.00010668 | 0.0033037
2020-01-29 09:00 | 29.389 | 0.22778 | 0.00022778 | 0.0066943
2020-01-29 10:00 | 30.289 | 0.94096 | 0.00094096 | 0.028501
2020-01-29 11:00 | 26.1528 | 1.1433 | 0.0011433 | 0.029899
2020-01-29 12:00 | 24.3985 | 1.8878 | 0.0018878 | 0.046059
2020-01-29 13:00 | 23.4239 | 1.1704 | 0.0011704 | 0.027414
2020-01-29 14:00 | 22.8013 | 0.47406 | 0.00047406 | 0.010809
2020-01-29 15:00 | 22.4983 | 0.65984 | 0.00065984 | 0.014845
2020-01-29 16:00 | 24.3032 | 0.3222 | 0.0003222 | 0.0078305
2020-01-29 17:00 | 32.9446 | 0.010552 | 1.0552e-05 | 0.00034763
2020-01-29 18:00 | 34.5407 | 0 | 0 | 0
2020-01-29 19:00 | 30.7553 | 0 | 0 | 0
2020-01-29 20:00 | 31.7488 | 0 | 0 | 0
2020-01-29 21:00 | 26.6598 | 0 | 0 | 0
2020-01-29 22:00 | 23.7099 | 0 | 0 | 0
2020-01-29 23:00 | 23.0317 | 0 | 0 | 0
2020-01-30 | 22.1307 | 0 | 0 | 0
2020-01-30 01:00 | 21.7834 | 0 | 0 | 0
2020-01-30 02:00 | 21.9282 | 0 | 0 | 0
2020-01-30 03:00 | 22.2382 | 0 | 0 | 0
2020-01-30 04:00 | 21.5334 | 0 | 0 | 0
2020-01-30 05:00 | 26.0563 | 0 | 0 | 0
2020-01-30 06:00 | 36.7147 | 0 | 0 | 0
2020-01-30 07:00 | 45.6277 | 0 | 0 | 0
2020-01-30 08:00 | 33.7117 | 2.0586 | 0.0020586 | 0.0694
2020-01-30 09:00 | 30.1765 | 4.39 | 0.00439 | 0.13248
2020-01-30 10:00 | 27.8039 | 6.0547 | 0.0060547 | 0.16834
2020-01-30 11:00 | 24.689 | 7.0531 | 0.0070531 | 0.17413
2020-01-30 12:00 | 23.1041 | 7.4662 | 0.0074662 | 0.1725
2020-01-30 13:00 | 21.7698 | 7.3059 | 0.0073059 | 0.15905
2020-01-30 14:00 | 21.036 | 6.5559 | 0.0065559 | 0.13791
2020-01-30 15:00 | 21.251 | 5.1774 | 0.0051774 | 0.11003
2020-01-30 16:00 | 22.87 | 3.2035 | 0.0032035 | 0.073265
2020-01-30 17:00 | 32.1064 | 0.90996 | 0.00090996 | 0.029215
2020-01-30 18:00 | 32.3697 | 0 | 0 | 0
2020-01-30 19:00 | 30.1886 | 0 | 0 | 0
2020-01-30 20:00 | 30.4663 | 0 | 0 | 0
2020-01-30 21:00 | 25.1037 | 0 | 0 | 0
2020-01-30 22:00 | 23.1546 | 0 | 0 | 0
2020-01-30 23:00 | 22.7021 | 0 | 0 | 0
2020-01-31 | 20.6162 | 0 | 0 | 0
2020-01-31 01:00 | 20.6641 | 0 | 0 | 0
2020-01-31 02:00 | 20.4228 | 0 | 0 | 0
2020-01-31 03:00 | 20.3914 | 0 | 0 | 0
2020-01-31 04:00 | 20.3724 | 0 | 0 | 0
2020-01-31 05:00 | 23.1199 | 0 | 0 | 0
2020-01-31 06:00 | 30.7541 | 0 | 0 | 0
2020-01-31 07:00 | 38.8874 | 0 | 0 | 0
2020-01-31 08:00 | 30.3586 | 0.11983 | 0.00011983 | 0.0036379
2020-01-31 09:00 | 26.9361 | 1.4935 | 0.0014935 | 0.040228
2020-01-31 10:00 | 26.7777 | 2.5297 | 0.0025297 | 0.067741
2020-01-31 11:00 | 24.5908 | 2.8625 | 0.0028625 | 0.070391
2020-01-31 12:00 | 24.3126 | 2.7676 | 0.0027676 | 0.067289
2020-01-31 13:00 | 21.6301 | 4.0929 | 0.0040929 | 0.08853
2020-01-31 14:00 | 20.9653 | 1.0385 | 0.0010385 | 0.021773
2020-01-31 15:00 | 20.63 | 3.9088 | 0.0039088 | 0.080638
2020-01-31 16:00 | 21.4946 | 0.45242 | 0.00045242 | 0.0097245
2020-01-31 17:00 | 28.7054 | 0.04143 | 4.143e-05 | 0.0011893
2020-01-31 18:00 | 27.7241 | 0 | 0 | 0
2020-01-31 19:00 | 26.2378 | 0 | 0 | 0
2020-01-31 20:00 | 24.193 | 0 | 0 | 0
2020-01-31 21:00 | 21.9844 | 0 | 0 | 0
2020-01-31 22:00 | 21.1179 | 0 | 0 | 0
2020-01-31 23:00 | 20.1423 | 0 | 0 | 0
2020-02-01 | 19.5844 | 0 | 0 | 0
2020-02-01 01:00 | 18.8806 | 0 | 0 | 0
2020-02-01 02:00 | 18.2131 | 0 | 0 | 0
2020-02-01 03:00 | 18.3738 | 0 | 0 | 0
2020-02-01 04:00 | 18.3298 | 0 | 0 | 0
2020-02-01 05:00 | 18.5716 | 0 | 0 | 0
2020-02-01 06:00 | 20.0063 | 0 | 0 | 0
2020-02-01 07:00 | 21.8558 | 0 | 0 | 0
2020-02-01 08:00 | 24.7106 | 0 | 0 | 0
2020-02-01 09:00 | 24.5423 | 0.45895 | 0.00045895 | 0.011264
2020-02-01 10:00 | 24.6554 | 1.5991 | 0.0015991 | 0.039426
2020-02-01 11:00 | 23.646 | 1.9672 | 0.0019672 | 0.046517
2020-02-01 12:00 | 20.844 | 1.6081 | 0.0016081 | 0.03352
2020-02-01 13:00 | 19.78 | 0.84331 | 0.00084331 | 0.016681
2020-02-01 14:00 | 18.9582 | 0.85904 | 0.00085904 | 0.016286
2020-02-01 15:00 | 18.6474 | 0.99105 | 0.00099105 | 0.018481
2020-02-01 16:00 | 19.1957 | 0.43445 | 0.00043445 | 0.0083395
2020-02-01 17:00 | 24.0064 | 0.03777 | 3.777e-05 | 0.00090672
2020-02-01 18:00 | 23.4486 | 0 | 0 | 0
2020-02-01 19:00 | 22.1213 | 0 | 0 | 0
2020-02-01 20:00 | 20.925 | 0 | 0 | 0
2020-02-01 21:00 | 19.8574 | 0 | 0 | 0
2020-02-01 22:00 | 18.641 | 0 | 0 | 0
2020-02-01 23:00 | 17.7762 | 0 | 0 | 0
2020-02-02 | 16.6487 | 0 | 0 | 0
2020-02-02 01:00 | 16.4039 | 0 | 0 | 0
2020-02-02 02:00 | 16.339 | 0 | 0 | 0
2020-02-02 03:00 | 16.1385 | 0 | 0 | 0
2020-02-02 04:00 | 16.4214 | 0 | 0 | 0
2020-02-02 05:00 | 16.5151 | 0 | 0 | 0
2020-02-02 06:00 | 18.1475 | 0 | 0 | 0
2020-02-02 07:00 | 19.5455 | 0 | 0 | 0
2020-02-02 08:00 | 19.7394 | 0.46111 | 0.00046111 | 0.0091021
2020-02-02 09:00 | 19.5138 | 1.8271 | 0.0018271 | 0.035654
2020-02-02 10:00 | 19.0063 | 5.6113 | 0.0056113 | 0.10665
2020-02-02 11:00 | 17.5102 | 6.5462 | 0.0065462 | 0.11463
2020-02-02 12:00 | 16.0253 | 6.967 | 0.006967 | 0.11165
2020-02-02 13:00 | 16.131 | 6.794 | 0.006794 | 0.10959
2020-02-02 14:00 | 15.739 | 6.1157 | 0.0061157 | 0.096255
2020-02-02 15:00 | 15.7936 | 4.8682 | 0.0048682 | 0.076887
2020-02-02 16:00 | 17.4611 | 2.9889 | 0.0029889 | 0.052189
2020-02-02 17:00 | 20.7049 | 0.83754 | 0.00083754 | 0.017341
2020-02-02 18:00 | 20.8448 | 0 | 0 | 0
2020-02-02 19:00 | 20.603 | 0 | 0 | 0
2020-02-02 20:00 | 20.0228 | 0 | 0 | 0
2020-02-02 21:00 | 19.2183 | 0 | 0 | 0
2020-02-02 22:00 | 17.5588 | 0 | 0 | 0
2020-02-02 23:00 | 15.8798 | 0 | 0 | 0
2020-02-03 | 15.4874 | 0 | 0 | 0
2020-02-03 01:00 | 14.7905 | 0 | 0 | 0
2020-02-03 02:00 | 14.3291 | 0 | 0 | 0
2020-02-03 03:00 | 14.6324 | 0 | 0 | 0
2020-02-03 04:00 | 15.8117 | 0 | 0 | 0
2020-02-03 05:00 | 17.5871 | 0 | 0 | 0
2020-02-03 06:00 | 23.1142 | 0 | 0 | 0
2020-02-03 07:00 | 22.8033 | 0 | 0 | 0
2020-02-03 08:00 | 22.4135 | 1.0249 | 0.0010249 | 0.022972
2020-02-03 09:00 | 22.8505 | 3.0723 | 0.0030723 | 0.070204
2020-02-03 10:00 | 22.5838 | 5.7634 | 0.0057634 | 0.13016
2020-02-03 11:00 | 20.8536 | 5.8003 | 0.0058003 | 0.12096
2020-02-03 12:00 | 20.3489 | 7.042 | 0.007042 | 0.1433
2020-02-03 13:00 | 20.0695 | 6.8267 | 0.0068267 | 0.13701
2020-02-03 14:00 | 19.5238 | 6.0955 | 0.0060955 | 0.11901
2020-02-03 15:00 | 17.5488 | 3.1452 | 0.0031452 | 0.055195
2020-02-03 16:00 | 18.0848 | 1.6223 | 0.0016223 | 0.029338
2020-02-03 17:00 | 19.9479 | 0.39306 | 0.00039307 | 0.0078408
2020-02-03 18:00 | 19.893 | 0 | 0 | 0
2020-02-03 19:00 | 21.9039 | 0 | 0 | 0
2020-02-03 20:00 | 20.9422 | 0 | 0 | 0
2020-02-03 21:00 | 18.7318 | 0 | 0 | 0
2020-02-03 22:00 | 16.6188 | 0 | 0 | 0
2020-02-03 23:00 | 15.6005 | 0 | 0 | 0
2020-02-04 | 14.3457 | 0 | 0 | 0
2020-02-04 01:00 | 13.9568 | 0 | 0 | 0
2020-02-04 02:00 | 13.3997 | 0 | 0 | 0
2020-02-04 03:00 | 13.3838 | 0 | 0 | 0
2020-02-04 04:00 | 14.0043 | 0 | 0 | 0
2020-02-04 05:00 | 15.1622 | 0 | 0 | 0
2020-02-04 06:00 | 19.1155 | 0 | 0 | 0
2020-02-04 07:00 | 20.0419 | 0 | 0 | 0
2020-02-04 08:00 | 19.631 | 0.01185 | 1.185e-05 | 0.00023263
2020-02-04 09:00 | 19.5032 | 0.35693 | 0.00035693 | 0.0069613
2020-02-04 10:00 | 19.7021 | 0.17871 | 0.00017871 | 0.0035209
2020-02-04 11:00 | 18.9001 | 1.1886 | 0.0011886 | 0.022465
2020-02-04 12:00 | 18.6942 | 1.3406 | 0.0013406 | 0.025062
2020-02-04 13:00 | 18.8042 | 1.362 | 0.001362 | 0.025611
2020-02-04 14:00 | 18.2531 | 0.66753 | 0.00066753 | 0.012185
2020-02-04 15:00 | 18.0887 | 0.50093 | 0.00050093 | 0.0090612
2020-02-04 16:00 | 19.121 | 0.48633 | 0.00048633 | 0.0092991
2020-02-04 17:00 | 20.5902 | 0.065304 | 6.5304e-05 | 0.0013446
2020-02-04 18:00 | 22.3399 | 0 | 0 | 0
2020-02-04 19:00 | 20.971 | 0 | 0 | 0
2020-02-04 20:00 | 20.9614 | 0 | 0 | 0
2020-02-04 21:00 | 19.6756 | 0 | 0 | 0
2020-02-04 22:00 | 17.5067 | 0 | 0 | 0
2020-02-04 23:00 | 15.7414 | 0 | 0 | 0
2020-02-05 | 14.9888 | 0 | 0 | 0
2020-02-05 01:00 | 14.4589 | 0 | 0 | 0
2020-02-05 02:00 | 13.9035 | 0 | 0 | 0
2020-02-05 03:00 | 14.0632 | 0 | 0 | 0
2020-02-05 04:00 | 14.6649 | 0 | 0 | 0
2020-02-05 05:00 | 16.4778 | 0 | 0 | 0
2020-02-05 06:00 | 22.2761 | 0 | 0 | 0
2020-02-05 07:00 | 22.5059 | 0 | 0 | 0
2020-02-05 08:00 | 21.3404 | 0.021601 | 2.1601e-05 | 0.00046097
2020-02-05 09:00 | 22.187 | 0.15387 | 0.00015387 | 0.0034139
2020-02-05 10:00 | 22.6922 | 0.36786 | 0.00036786 | 0.0083476
2020-02-05 11:00 | 22.3216 | 0.72375 | 0.00072375 | 0.016155
2020-02-05 12:00 | 22.0689 | 1.2562 | 0.0012562 | 0.027723
2020-02-05 13:00 | 21.534 | 0.79181 | 0.00079181 | 0.017051
2020-02-05 14:00 | 20.7998 | 0.71865 | 0.00071865 | 0.014948
2020-02-05 15:00 | 20.6835 | 4.9523 | 0.0049523 | 0.10243
2020-02-05 16:00 | 22.4637 | 2.9749 | 0.0029749 | 0.066826
2020-02-05 17:00 | 24.7085 | 0.82256 | 0.00082256 | 0.020324
2020-02-05 18:00 | 27.035 | 0 | 0 | 0
2020-02-05 19:00 | 22.9488 | 0 | 0 | 0
2020-02-05 20:00 | 22.8703 | 0 | 0 | 0
2020-02-05 21:00 | 20.6242 | 0 | 0 | 0
2020-02-05 22:00 | 19.5192 | 0 | 0 | 0
2020-02-05 23:00 | 17.5909 | 0 | 0 | 0
2020-02-06 | 18.1264 | 0 | 0 | 0
2020-02-06 01:00 | 17.9249 | 0 | 0 | 0
2020-02-06 02:00 | 16.6892 | 0 | 0 | 0
2020-02-06 03:00 | 16.6055 | 0 | 0 | 0
2020-02-06 04:00 | 16.8986 | 0 | 0 | 0
2020-02-06 05:00 | 19.25 | 0 | 0 | 0
2020-02-06 06:00 | 25.8422 | 0 | 0 | 0
2020-02-06 07:00 | 25.8023 | 0 | 0 | 0
2020-02-06 08:00 | 24.9391 | 1.8388 | 0.0018388 | 0.045858
2020-02-06 09:00 | 24.9773 | 3.9654 | 0.0039654 | 0.099046
2020-02-06 10:00 | 25.784 | 0.83593 | 0.00083593 | 0.021554
2020-02-06 11:00 | 25.2319 | 0.88276 | 0.00088276 | 0.022274
2020-02-06 12:00 | 23.0848 | 1.2983 | 0.0012983 | 0.029972
2020-02-06 13:00 | 22.6785 | 1.7143 | 0.0017143 | 0.038877
2020-02-06 14:00 | 21.2532 | 1.088 | 0.001088 | 0.023124
2020-02-06 15:00 | 20.7512 | 0.54249 | 0.00054249 | 0.011257
2020-02-06 16:00 | 21.7794 | 2.7975 | 0.0027975 | 0.060929
2020-02-06 17:00 | 26.1897 | 0.71569 | 0.00071569 | 0.018744
2020-02-06 18:00 | 26.2171 | 0 | 0 | 0
2020-02-06 19:00 | 26.085 | 0 | 0 | 0
2020-02-06 20:00 | 23.8009 | 0 | 0 | 0
2020-02-06 21:00 | 21.4236 | 0 | 0 | 0
2020-02-06 22:00 | 19.9762 | 0 | 0 | 0
2020-02-06 23:00 | 18.492 | 0 | 0 | 0
2020-02-07 | 18.2722 | 0 | 0 | 0
2020-02-07 01:00 | 18.2547 | 0 | 0 | 0
2020-02-07 02:00 | 17.9662 | 0 | 0 | 0
2020-02-07 03:00 | 17.9942 | 0 | 0 | 0
2020-02-07 04:00 | 18.0359 | 0 | 0 | 0
2020-02-07 05:00 | 19.5058 | 0 | 0 | 0
2020-02-07 06:00 | 27.3889 | 0 | 0 | 0
2020-02-07 07:00 | 27.683 | 0 | 0 | 0
2020-02-07 08:00 | 25.881 | 0.5299 | 0.0005299 | 0.013714
2020-02-07 09:00 | 25.6861 | 1.6919 | 0.0016919 | 0.043458
2020-02-07 10:00 | 26.3515 | 3.2905 | 0.0032905 | 0.086709
2020-02-07 11:00 | 24.8604 | 6.8781 | 0.0068781 | 0.17099
2020-02-07 12:00 | 24.0204 | 7.1902 | 0.0071902 | 0.17271
2020-02-07 13:00 | 23.304 | 7.0157 | 0.0070157 | 0.16349
2020-02-07 14:00 | 22.4256 | 6.3299 | 0.0063299 | 0.14195
2020-02-07 15:00 | 22.0542 | 5.0877 | 0.0050877 | 0.11221
2020-02-07 16:00 | 23.3695 | 3.2068 | 0.0032068 | 0.074942
2020-02-07 17:00 | 26.3443 | 0.97383 | 0.00097383 | 0.025655
2020-02-07 18:00 | 31.1388 | 0 | 0 | 0
2020-02-07 19:00 | 26.7506 | 0 | 0 | 0
2020-02-07 20:00 | 25.552 | 0 | 0 | 0
2020-02-07 21:00 | 24.2577 | 0 | 0 | 0
2020-02-07 22:00 | 22.4636 | 0 | 0 | 0
2020-02-07 23:00 | 20.7128 | 0 | 0 | 0
2020-02-08 | 20.4323 | 0 | 0 | 0
2020-02-08 01:00 | 20.3327 | 0 | 0 | 0
2020-02-08 02:00 | 20.4029 | 0 | 0 | 0
2020-02-08 03:00 | 20.3409 | 0 | 0 | 0
2020-02-08 04:00 | 20.6189 | 0 | 0 | 0
2020-02-08 05:00 | 21.4501 | 0 | 0 | 0
2020-02-08 06:00 | 24.7883 | 0 | 0 | 0
2020-02-08 07:00 | 27.0744 | 0 | 0 | 0
2020-02-08 08:00 | 27.1533 | 0 | 0 | 0
2020-02-08 09:00 | 27.2656 | 0.85545 | 0.00085545 | 0.023324
2020-02-08 10:00 | 25.158 | 1.7438 | 0.0017438 | 0.043871
2020-02-08 11:00 | 23.6517 | 1.4191 | 0.0014191 | 0.033565
2020-02-08 12:00 | 21.5346 | 1.1058 | 0.0011058 | 0.023814
2020-02-08 13:00 | 21.0338 | 0.68854 | 0.00068854 | 0.014483
2020-02-08 14:00 | 20.9509 | 0.58326 | 0.00058326 | 0.01222
2020-02-08 15:00 | 20.7067 | 0.4375 | 0.0004375 | 0.0090592
2020-02-08 16:00 | 20.5561 | 0.070163 | 7.0163e-05 | 0.0014423
2020-02-08 17:00 | 24.6531 | 0 | 0 | 0
2020-02-08 18:00 | 26.3748 | 0 | 0 | 0
2020-02-08 19:00 | 24.3161 | 0 | 0 | 0
2020-02-08 20:00 | 23.4783 | 0 | 0 | 0
2020-02-08 21:00 | 21.8626 | 0 | 0 | 0
2020-02-08 22:00 | 20.3 | 0 | 0 | 0
2020-02-08 23:00 | 19.8519 | 0 | 0 | 0
2020-02-09 | 18.3338 | 0 | 0 | 0
2020-02-09 01:00 | 17.6826 | 0 | 0 | 0
2020-02-09 02:00 | 16.7949 | 0 | 0 | 0
2020-02-09 03:00 | 16.861 | 0 | 0 | 0
2020-02-09 04:00 | 16.8171 | 0 | 0 | 0
2020-02-09 05:00 | 18.2606 | 0 | 0 | 0
2020-02-09 06:00 | 19.6837 | 0 | 0 | 0
2020-02-09 07:00 | 21.245 | 0 | 0 | 0
2020-02-09 08:00 | 21.2483 | 0.051792 | 5.1792e-05 | 0.0011005
2020-02-09 09:00 | 20.3205 | 0.33745 | 0.00033745 | 0.0068572
2020-02-09 10:00 | 18.9337 | 1.4636 | 0.0014636 | 0.027711
2020-02-09 11:00 | 17.6255 | 1.3795 | 0.0013795 | 0.024314
2020-02-09 12:00 | 16.9735 | 1.9713 | 0.0019713 | 0.03346
2020-02-09 13:00 | 16.4908 | 1.116 | 0.001116 | 0.018403
2020-02-09 14:00 | 16.4527 | 1.2107 | 0.0012107 | 0.019919
2020-02-09 15:00 | 16.0059 | 0.86021 | 0.00086021 | 0.013768
2020-02-09 16:00 | 16.6654 | 0.56073 | 0.00056073 | 0.0093448
2020-02-09 17:00 | 21.322 | 0.21683 | 0.00021683 | 0.0046233
2020-02-09 18:00 | 21.856 | 0 | 0 | 0
2020-02-09 19:00 | 20.9635 | 0 | 0 | 0
2020-02-09 20:00 | 20.1159 | 0 | 0 | 0
2020-02-09 21:00 | 18.7265 | 0 | 0 | 0
2020-02-09 22:00 | 16.9527 | 0 | 0 | 0
2020-02-09 23:00 | 15.9493 | 0 | 0 | 0
2020-02-10 | 16.2237 | 0 | 0 | 0
2020-02-10 01:00 | 16.4063 | 0 | 0 | 0
2020-02-10 02:00 | 15.9715 | 0 | 0 | 0
2020-02-10 03:00 | 16.2385 | 0 | 0 | 0
2020-02-10 04:00 | 16.3732 | 0 | 0 | 0
2020-02-10 05:00 | 18.8066 | 0 | 0 | 0
2020-02-10 06:00 | 25.0123 | 0 | 0 | 0
2020-02-10 07:00 | 25.024 | 0 | 0 | 0
2020-02-10 08:00 | 23.8593 | 0.051785 | 5.1785e-05 | 0.0012356
2020-02-10 09:00 | 23.8041 | 0.7907 | 0.0007907 | 0.018822
2020-02-10 10:00 | 23.8717 | 2.7487 | 0.0027487 | 0.065617
2020-02-10 11:00 | 23.2701 | 3.8552 | 0.0038552 | 0.089711
2020-02-10 12:00 | 21.264 | 2.847 | 0.002847 | 0.060539
2020-02-10 13:00 | 21.2256 | 3.3211 | 0.0033211 | 0.070492
2020-02-10 14:00 | 20.8433 | 1.8155 | 0.0018155 | 0.037841
2020-02-10 15:00 | 19.9996 | 0.69403 | 0.00069403 | 0.01388
2020-02-10 16:00 | 20.5777 | 1.5571 | 0.0015571 | 0.032041
2020-02-10 17:00 | 24.5792 | 0.136 | 0.000136 | 0.0033426
2020-02-10 18:00 | 26.6139 | 0 | 0 | 0
2020-02-10 19:00 | 24.1699 | 0 | 0 | 0
2020-02-10 20:00 | 23.749 | 0 | 0 | 0
2020-02-10 21:00 | 21.3064 | 0 | 0 | 0
2020-02-10 22:00 | 19.6315 | 0 | 0 | 0
2020-02-10 23:00 | 17.2523 | 0 | 0 | 0
2020-02-11 | 16.2803 | 0 | 0 | 0
2020-02-11 01:00 | 16.0408 | 0 | 0 | 0
2020-02-11 02:00 | 15.2062 | 0 | 0 | 0
2020-02-11 03:00 | 15.0014 | 0 | 0 | 0
2020-02-11 04:00 | 15.1984 | 0 | 0 | 0
2020-02-11 05:00 | 16.6864 | 0 | 0 | 0
2020-02-11 06:00 | 22.9562 | 0 | 0 | 0
2020-02-11 07:00 | 23.7114 | 0 | 0 | 0
2020-02-11 08:00 | 22.6852 | 0.56216 | 0.00056216 | 0.012753
2020-02-11 09:00 | 23.3631 | 0.57776 | 0.00057776 | 0.013498
2020-02-11 10:00 | 23.2071 | 3.4501 | 0.0034501 | 0.080067
2020-02-11 11:00 | 22.1076 | 5.2467 | 0.0052467 | 0.11599
2020-02-11 12:00 | 20.5493 | 4.2236 | 0.0042236 | 0.086791
2020-02-11 13:00 | 20.342 | 3.1428 | 0.0031428 | 0.063931
2020-02-11 14:00 | 19.3083 | 2.7669 | 0.0027669 | 0.053423
2020-02-11 15:00 | 18.5893 | 3.3876 | 0.0033876 | 0.062974
2020-02-11 16:00 | 19.0164 | 3.1178 | 0.0031178 | 0.05929
2020-02-11 17:00 | 22.6951 | 0.6798 | 0.0006798 | 0.015428
2020-02-11 18:00 | 22.2475 | 0 | 0 | 0
2020-02-11 19:00 | 23.3147 | 0 | 0 | 0
2020-02-11 20:00 | 22.4455 | 0 | 0 | 0
2020-02-11 21:00 | 20.2963 | 0 | 0 | 0
2020-02-11 22:00 | 18.6966 | 0 | 0 | 0
2020-02-11 23:00 | 16.7335 | 0 | 0 | 0
2020-02-12 | 15.5069 | 0 | 0 | 0
2020-02-12 01:00 | 15.6876 | 0 | 0 | 0
2020-02-12 02:00 | 14.9399 | 0 | 0 | 0
2020-02-12 03:00 | 15.4705 | 0 | 0 | 0
2020-02-12 04:00 | 15.0537 | 0 | 0 | 0
2020-02-12 05:00 | 18.6838 | 0 | 0 | 0
2020-02-12 06:00 | 25.1296 | 0 | 0 | 0
2020-02-12 07:00 | 25.654 | 0 | 0 | 0
2020-02-12 08:00 | 22.8525 | 2.4074 | 0.0024074 | 0.055016
2020-02-12 09:00 | 23.5043 | 4.8035 | 0.0048035 | 0.1129
2020-02-12 10:00 | 23.2032 | 6.5663 | 0.0065663 | 0.15236
2020-02-12 11:00 | 22.0324 | 7.5406 | 0.0075406 | 0.16614
2020-02-12 12:00 | 20.7332 | 7.9227 | 0.0079227 | 0.16426
2020-02-12 13:00 | 20.6169 | 7.7906 | 0.0077906 | 0.16062
2020-02-12 14:00 | 20.3557 | 7.0279 | 0.0070279 | 0.14306
2020-02-12 15:00 | 20.0201 | 5.6389 | 0.0056389 | 0.11289
2020-02-12 16:00 | 20.4933 | 3.655 | 0.003655 | 0.074903
2020-02-12 17:00 | 23.5218 | 1.2124 | 0.0012124 | 0.028518
2020-02-12 18:00 | 23.5697 | 0 | 0 | 0
2020-02-12 19:00 | 23.6389 | 0 | 0 | 0
2020-02-12 20:00 | 22.5236 | 0 | 0 | 0
2020-02-12 21:00 | 19.9241 | 0 | 0 | 0
2020-02-12 22:00 | 18.5441 | 0 | 0 | 0
2020-02-12 23:00 | 17.3571 | 0 | 0 | 0
2020-02-13 | 15.9052 | 0 | 0 | 0
2020-02-13 01:00 | 15.5461 | 0 | 0 | 0
2020-02-13 02:00 | 14.5554 | 0 | 0 | 0
2020-02-13 03:00 | 14.0509 | 0 | 0 | 0
2020-02-13 04:00 | 14.5507 | 0 | 0 | 0
2020-02-13 05:00 | 15.9966 | 0 | 0 | 0
2020-02-13 06:00 | 21.9823 | 0 | 0 | 0
2020-02-13 07:00 | 23.5446 | 0 | 0 | 0
2020-02-13 08:00 | 21.6279 | 2.3198 | 0.0023198 | 0.050172
2020-02-13 09:00 | 22.4231 | 3.2261 | 0.0032261 | 0.072338
2020-02-13 10:00 | 22.5355 | 6.2044 | 0.0062044 | 0.13982
2020-02-13 11:00 | 22.1337 | 7.0984 | 0.0070984 | 0.15712
2020-02-13 12:00 | 20.7619 | 5.4665 | 0.0054665 | 0.11349
2020-02-13 13:00 | 20.4842 | 5.6537 | 0.0056537 | 0.11581
2020-02-13 14:00 | 20.245 | 2.0073 | 0.0020073 | 0.040638
2020-02-13 15:00 | 19.6827 | 3.0998 | 0.0030998 | 0.061012
2020-02-13 16:00 | 20.2294 | 0.029349 | 2.9349e-05 | 0.00059371
2020-02-13 17:00 | 24.7965 | 0.4058 | 0.0004058 | 0.010062
2020-02-13 18:00 | 26.604 | 0 | 0 | 0
2020-02-13 19:00 | 25.4489 | 0 | 0 | 0
2020-02-13 20:00 | 24.9177 | 0 | 0 | 0
2020-02-13 21:00 | 22.8214 | 0 | 0 | 0
2020-02-13 22:00 | 20.6234 | 0 | 0 | 0
2020-02-13 23:00 | 18.9086 | 0 | 0 | 0
2020-02-14 | 18.589 | 0 | 0 | 0
2020-02-14 01:00 | 18.6218 | 0 | 0 | 0
2020-02-14 02:00 | 18.6497 | 0 | 0 | 0
2020-02-14 03:00 | 18.9056 | 0 | 0 | 0
2020-02-14 04:00 | 19.7689 | 0 | 0 | 0
2020-02-14 05:00 | 21.8026 | 0 | 0 | 0
2020-02-14 06:00 | 30.1346 | 0 | 0 | 0
2020-02-14 07:00 | 33.5052 | 0 | 0 | 0
2020-02-14 08:00 | 30.9632 | 0.042171 | 4.2171e-05 | 0.0013057
2020-02-14 09:00 | 28.9388 | 0.27098 | 0.00027098 | 0.0078419
2020-02-14 10:00 | 29.1203 | 0.66359 | 0.00066359 | 0.019324
2020-02-14 11:00 | 25.9787 | 1.3511 | 0.0013511 | 0.035099
2020-02-14 12:00 | 23.8821 | 1.0869 | 0.0010869 | 0.025957
2020-02-14 13:00 | 23.1449 | 0.83379 | 0.00083379 | 0.019298
2020-02-14 14:00 | 22.5801 | 0.75191 | 0.00075191 | 0.016978
2020-02-14 15:00 | 22.5912 | 0.55786 | 0.00055786 | 0.012603
2020-02-14 16:00 | 22.9421 | 2.9944 | 0.0029944 | 0.068697
2020-02-14 17:00 | 26.571 | 0.82941 | 0.00082941 | 0.022038
2020-02-14 18:00 | 30.8804 | 0 | 0 | 0
2020-02-14 19:00 | 30.5426 | 0 | 0 | 0
2020-02-14 20:00 | 28.5023 | 0 | 0 | 0
2020-02-14 21:00 | 27.9463 | 0 | 0 | 0
2020-02-14 22:00 | 24.9676 | 0 | 0 | 0
2020-02-14 23:00 | 22.4381 | 0 | 0 | 0
2020-02-15 | 21.7539 | 0 | 0 | 0
2020-02-15 01:00 | 21.4005 | 0 | 0 | 0
2020-02-15 02:00 | 21.0775 | 0 | 0 | 0
2020-02-15 03:00 | 21.3826 | 0 | 0 | 0
2020-02-15 04:00 | 21.729 | 0 | 0 | 0
2020-02-15 05:00 | 23.3994 | 0 | 0 | 0
2020-02-15 06:00 | 24.5032 | 0 | 0 | 0
2020-02-15 07:00 | 25.7382 | 0 | 0 | 0
2020-02-15 08:00 | 24.3863 | 2.1067 | 0.0021067 | 0.051374
2020-02-15 09:00 | 22.8139 | 4.2682 | 0.0042682 | 0.097374
2020-02-15 10:00 | 20.8621 | 3.3556 | 0.0033556 | 0.070005
2020-02-15 11:00 | 19.2591 | 6.8998 | 0.0068998 | 0.13288
2020-02-15 12:00 | 18.3664 | 7.2001 | 0.0072001 | 0.13224
2020-02-15 13:00 | 18.0541 | 7.0244 | 0.0070244 | 0.12682
2020-02-15 14:00 | 17.1765 | 4.3556 | 0.0043556 | 0.074814
2020-02-15 15:00 | 17.0304 | 0.78754 | 0.00078754 | 0.013412
2020-02-15 16:00 | 17.9517 | 1.2277 | 0.0012277 | 0.022039
2020-02-15 17:00 | 20.0174 | 0.1894 | 0.0001894 | 0.0037913
2020-02-15 18:00 | 23.2299 | 0 | 0 | 0
2020-02-15 19:00 | 21.7352 | 0 | 0 | 0
2020-02-15 20:00 | 20.9975 | 0 | 0 | 0
2020-02-15 21:00 | 19.3253 | 0 | 0 | 0
2020-02-15 22:00 | 18.9338 | 0 | 0 | 0
2020-02-15 23:00 | 18.3227 | 0 | 0 | 0
2020-02-16 | 17.0912 | 0 | 0 | 0
2020-02-16 01:00 | 16.7004 | 0 | 0 | 0
2020-02-16 02:00 | 16.7581 | 0 | 0 | 0
2020-02-16 03:00 | 16.5663 | 0 | 0 | 0
2020-02-16 04:00 | 16.6792 | 0 | 0 | 0
2020-02-16 05:00 | 17.5098 | 0 | 0 | 0
2020-02-16 06:00 | 19.2533 | 0 | 0 | 0
2020-02-16 07:00 | 20.2313 | 0 | 0 | 0
2020-02-16 08:00 | 20.9615 | 0 | 0 | 0
2020-02-16 09:00 | 19.7038 | 0.067927 | 6.7927e-05 | 0.0013384
2020-02-16 10:00 | 19.2927 | 0.67322 | 0.00067322 | 0.012988
2020-02-16 11:00 | 18.6602 | 0.69304 | 0.00069304 | 0.012932
2020-02-16 12:00 | 17.5884 | 1.5256 | 0.0015256 | 0.026833
2020-02-16 13:00 | 16.7876 | 6.143 | 0.006143 | 0.10313
2020-02-16 14:00 | 16.7207 | 0.95657 | 0.00095657 | 0.015995
2020-02-16 15:00 | 16.5343 | 0.64522 | 0.00064522 | 0.010668
2020-02-16 16:00 | 17.0664 | 0.066245 | 6.6245e-05 | 0.0011306
2020-02-16 17:00 | 20.0201 | 0.18832 | 0.00018832 | 0.0037702
2020-02-16 18:00 | 21.6725 | 0 | 0 | 0
2020-02-16 19:00 | 20.8469 | 0 | 0 | 0
2020-02-16 20:00 | 20.366 | 0 | 0 | 0
2020-02-16 21:00 | 19.2591 | 0 | 0 | 0
2020-02-16 22:00 | 18.2353 | 0 | 0 | 0
2020-02-16 23:00 | 16.9194 | 0 | 0 | 0
2020-02-17 | 15.8238 | 0 | 0 | 0
2020-02-17 01:00 | 15.7454 | 0 | 0 | 0
2020-02-17 02:00 | 16.0767 | 0 | 0 | 0
2020-02-17 03:00 | 15.7339 | 0 | 0 | 0
2020-02-17 04:00 | 16.1583 | 0 | 0 | 0
2020-02-17 05:00 | 18.6174 | 0 | 0 | 0
2020-02-17 06:00 | 21.5589 | 0 | 0 | 0
2020-02-17 07:00 | 21.409 | 0.10206 | 0.00010206 | 0.002185
2020-02-17 08:00 | 21.3477 | 1.8653 | 0.0018653 | 0.039819
2020-02-17 09:00 | 21.4159 | 4.3207 | 0.0043207 | 0.092531
2020-02-17 10:00 | 21.1676 | 4.2798 | 0.0042798 | 0.090593
2020-02-17 11:00 | 20.2252 | 6.9883 | 0.0069883 | 0.14134
2020-02-17 12:00 | 19.4806 | 7.3125 | 0.0073125 | 0.14245
2020-02-17 13:00 | 18.9413 | 7.1367 | 0.0071367 | 0.13518
2020-02-17 14:00 | 18.4501 | 6.5067 | 0.0065067 | 0.12005
2020-02-17 15:00 | 17.8387 | 5.2307 | 0.0052307 | 0.093308
2020-02-17 16:00 | 18.5259 | 3.4047 | 0.0034047 | 0.063075
2020-02-17 17:00 | 20.781 | 1.1786 | 0.0011786 | 0.024493
2020-02-17 18:00 | 21.8562 | 0 | 0 | 0
2020-02-17 19:00 | 20.8587 | 0 | 0 | 0
2020-02-17 20:00 | 20.2472 | 0 | 0 | 0
2020-02-17 21:00 | 19.2402 | 0 | 0 | 0
2020-02-17 22:00 | 17.1137 | 0 | 0 | 0
2020-02-17 23:00 | 14.8384 | 0 | 0 | 0
2020-02-18 | 14.2768 | 0 | 0 | 0
2020-02-18 01:00 | 14.0241 | 0 | 0 | 0
2020-02-18 02:00 | 13.8503 | 0 | 0 | 0
2020-02-18 03:00 | 13.8485 | 0 | 0 | 0
2020-02-18 04:00 | 14.4086 | 0 | 0 | 0
2020-02-18 05:00 | 15.7447 | 0 | 0 | 0
2020-02-18 06:00 | 21.2391 | 0 | 0 | 0
2020-02-18 07:00 | 22.3762 | 0.012722 | 1.2722e-05 | 0.00028467
2020-02-18 08:00 | 20.5993 | 0.87051 | 0.00087051 | 0.017932
2020-02-18 09:00 | 20.2796 | 2.6623 | 0.0026623 | 0.05399
2020-02-18 10:00 | 20.2772 | 4.1101 | 0.0041101 | 0.083342
2020-02-18 11:00 | 19.919 | 5.1314 | 0.0051314 | 0.10221
2020-02-18 12:00 | 19.4933 | 4.8172 | 0.0048172 | 0.093903
2020-02-18 13:00 | 19.5126 | 4.3882 | 0.0043882 | 0.085625
2020-02-18 14:00 | 18.911 | 2.8163 | 0.0028163 | 0.053258
2020-02-18 15:00 | 18.7729 | 2.0893 | 0.0020893 | 0.039223
2020-02-18 16:00 | 19.2341 | 1.5627 | 0.0015627 | 0.030056
2020-02-18 17:00 | 21.6186 | 0.3784 | 0.00037841 | 0.0081806
2020-02-18 18:00 | 22.8997 | 0 | 0 | 0
2020-02-18 19:00 | 21.5664 | 0 | 0 | 0
2020-02-18 20:00 | 21.4731 | 0 | 0 | 0
2020-02-18 21:00 | 19.8713 | 0 | 0 | 0
2020-02-18 22:00 | 18.41 | 0 | 0 | 0
2020-02-18 23:00 | 16.7262 | 0 | 0 | 0
2020-02-19 | 15.5958 | 0 | 0 | 0
2020-02-19 01:00 | 15.6418 | 0 | 0 | 0
2020-02-19 02:00 | 15.2758 | 0 | 0 | 0
2020-02-19 03:00 | 15.6109 | 0 | 0 | 0
2020-02-19 04:00 | 15.3523 | 0 | 0 | 0
2020-02-19 05:00 | 18.747 | 0 | 0 | 0
2020-02-19 06:00 | 25.6056 | 0 | 0 | 0
2020-02-19 07:00 | 25.5687 | 0 | 0 | 0
2020-02-19 08:00 | 22.4341 | 0.52584 | 0.00052584 | 0.011797
2020-02-19 09:00 | 22.491 | 1.3918 | 0.0013918 | 0.031304
2020-02-19 10:00 | 22.0451 | 1.1807 | 0.0011807 | 0.026029
2020-02-19 11:00 | 20.8797 | 0.77051 | 0.00077051 | 0.016088
2020-02-19 12:00 | 20.3475 | 1.1228 | 0.0011228 | 0.022846
2020-02-19 13:00 | 20.0353 | 0.75967 | 0.00075967 | 0.01522
2020-02-19 14:00 | 19.6499 | 1.6275 | 0.0016275 | 0.03198
2020-02-19 15:00 | 19.4583 | 1.3858 | 0.0013858 | 0.026965
2020-02-19 16:00 | 20.1042 | 0.57937 | 0.00057936 | 0.011648
2020-02-19 17:00 | 22.7803 | 0.17579 | 0.00017579 | 0.0040047
2020-02-19 18:00 | 28.307 | 0 | 0 | 0
2020-02-19 19:00 | 25.7343 | 0 | 0 | 0
2020-02-19 20:00 | 25.9223 | 0 | 0 | 0
2020-02-19 21:00 | 23.6263 | 0 | 0 | 0
2020-02-19 22:00 | 22.3822 | 0 | 0 | 0
2020-02-19 23:00 | 20.4291 | 0 | 0 | 0
2020-02-20 | 18.8027 | 0 | 0 | 0
2020-02-20 01:00 | 18.7854 | 0 | 0 | 0
2020-02-20 02:00 | 18.7167 | 0 | 0 | 0
2020-02-20 03:00 | 19.1944 | 0 | 0 | 0
2020-02-20 04:00 | 19.2117 | 0 | 0 | 0
2020-02-20 05:00 | 20.8407 | 0 | 0 | 0
2020-02-20 06:00 | 28.1163 | 0 | 0 | 0
2020-02-20 07:00 | 27.2538 | 0.27824 | 0.00027824 | 0.007583
2020-02-20 08:00 | 25.6787 | 2.5542 | 0.0025542 | 0.065588
2020-02-20 09:00 | 24.2921 | 1.9112 | 0.0019112 | 0.046428
2020-02-20 10:00 | 23.998 | 2.9588 | 0.0029588 | 0.071004
2020-02-20 11:00 | 22.734 | 4.0262 | 0.0040262 | 0.091532
2020-02-20 12:00 | 21.584 | 5.0798 | 0.0050798 | 0.10964
2020-02-20 13:00 | 20.9593 | 6.3183 | 0.0063183 | 0.13243
2020-02-20 14:00 | 20.6325 | 7.1704 | 0.0071704 | 0.14794
2020-02-20 15:00 | 20.7837 | 5.788 | 0.005788 | 0.1203
2020-02-20 16:00 | 21.673 | 3.8316 | 0.0038316 | 0.083041
2020-02-20 17:00 | 24.5262 | 1.4368 | 0.0014368 | 0.035239
2020-02-20 18:00 | 27.3563 | 0 | 0 | 0
2020-02-20 19:00 | 26.0735 | 0 | 0 | 0
2020-02-20 20:00 | 25.8078 | 0 | 0 | 0
2020-02-20 21:00 | 24.289 | 0 | 0 | 0
2020-02-20 22:00 | 22.5749 | 0 | 0 | 0
2020-02-20 23:00 | 21.2386 | 0 | 0 | 0
2020-02-21 | 20.7501 | 0 | 0 | 0
2020-02-21 01:00 | 20.5212 | 0 | 0 | 0
2020-02-21 02:00 | 20.3936 | 0 | 0 | 0
2020-02-21 03:00 | 20.7409 | 0 | 0 | 0
2020-02-21 04:00 | 21.2481 | 0 | 0 | 0
2020-02-21 05:00 | 24.8822 | 0 | 0 | 0
2020-02-21 06:00 | 35.7736 | 0 | 0 | 0
2020-02-21 07:00 | 45.7008 | 0.11787 | 0.00011787 | 0.0053867
2020-02-21 08:00 | 27.6739 | 2.2374 | 0.0022374 | 0.061918
2020-02-21 09:00 | 24.7337 | 1.7783 | 0.0017783 | 0.043984
2020-02-21 10:00 | 23.4897 | 4.9977 | 0.0049977 | 0.11739
2020-02-21 11:00 | 21.268 | 5.6795 | 0.0056795 | 0.12079
2020-02-21 12:00 | 20.3611 | 6.6082 | 0.0066082 | 0.13455
2020-02-21 13:00 | 19.8194 | 5.679 | 0.005679 | 0.11255
2020-02-21 14:00 | 19.5128 | 4.3249 | 0.0043249 | 0.084391
2020-02-21 15:00 | 19.2645 | 3.2203 | 0.0032203 | 0.062036
2020-02-21 16:00 | 19.4972 | 1.2804 | 0.0012804 | 0.024964
2020-02-21 17:00 | 20.8693 | 1.212 | 0.001212 | 0.025294
2020-02-21 18:00 | 23.6797 | 0 | 0 | 0
2020-02-21 19:00 | 23.0202 | 0 | 0 | 0
2020-02-21 20:00 | 21.7506 | 0 | 0 | 0
2020-02-21 21:00 | 20.9767 | 0 | 0 | 0
2020-02-21 22:00 | 20.7336 | 0 | 0 | 0
2020-02-21 23:00 | 19.677 | 0 | 0 | 0
2020-02-22 | 20.8206 | 0 | 0 | 0
2020-02-22 01:00 | 20.5538 | 0 | 0 | 0
2020-02-22 02:00 | 20.4834 | 0 | 0 | 0
2020-02-22 03:00 | 20.655 | 0 | 0 | 0
2020-02-22 04:00 | 20.7846 | 0 | 0 | 0
2020-02-22 05:00 | 21.5648 | 0 | 0 | 0
2020-02-22 06:00 | 28.8348 | 0 | 0 | 0
2020-02-22 07:00 | 27.9523 | 0.16698 | 0.00016698 | 0.0046675
2020-02-22 08:00 | 23.9509 | 2.3361 | 0.0023361 | 0.055951
2020-02-22 09:00 | 20.8033 | 2.0545 | 0.0020545 | 0.042741
2020-02-22 10:00 | 19.8882 | 1.6016 | 0.0016016 | 0.031853
2020-02-22 11:00 | 18.5557 | 4.0968 | 0.0040968 | 0.076019
2020-02-22 12:00 | 16.7483 | 5.9004 | 0.0059004 | 0.098821
2020-02-22 13:00 | 16.4478 | 0.61057 | 0.00061057 | 0.010042
2020-02-22 14:00 | 15.2101 | 1.8846 | 0.0018846 | 0.028665
2020-02-22 15:00 | 15.068 | 4.1391 | 0.0041391 | 0.062369
2020-02-22 16:00 | 16.0955 | 1.0298 | 0.0010298 | 0.016575
2020-02-22 17:00 | 17.7719 | 0.50964 | 0.00050964 | 0.0090573
2020-02-22 18:00 | 21.8061 | 0 | 0 | 0
2020-02-22 19:00 | 20.6039 | 0 | 0 | 0
2020-02-22 20:00 | 19.6225 | 0 | 0 | 0
2020-02-22 21:00 | 19.0373 | 0 | 0 | 0
2020-02-22 22:00 | 17.9658 | 0 | 0 | 0
2020-02-22 23:00 | 17.1073 | 0 | 0 | 0
2020-02-23 | 18.6177 | 0 | 0 | 0
2020-02-23 01:00 | 18.3743 | 0 | 0 | 0
2020-02-23 02:00 | 18.1835 | 0 | 0 | 0
2020-02-23 03:00 | 18.3754 | 0 | 0 | 0
2020-02-23 04:00 | 18.9087 | 0 | 0 | 0
2020-02-23 05:00 | 19.5225 | 0 | 0 | 0
2020-02-23 06:00 | 20.549 | 0 | 0 | 0
2020-02-23 07:00 | 20.5145 | 0.020282 | 2.0282e-05 | 0.00041608
2020-02-23 08:00 | 20.0532 | 0.63708 | 0.00063708 | 0.012775
2020-02-23 09:00 | 18.5219 | 4.2135 | 0.0042135 | 0.078042
2020-02-23 10:00 | 17.2183 | 4.2471 | 0.0042471 | 0.073128
2020-02-23 11:00 | 16.425 | 6.6431 | 0.0066431 | 0.10911
2020-02-23 12:00 | 16.4529 | 6.0081 | 0.0060081 | 0.09885
2020-02-23 13:00 | 15.618 | 6.8963 | 0.0068963 | 0.10771
2020-02-23 14:00 | 14.7361 | 5.7039 | 0.0057039 | 0.084053
2020-02-23 15:00 | 14.6482 | 4.4749 | 0.0044749 | 0.065548
2020-02-23 16:00 | 15.642 | 3.2252 | 0.0032252 | 0.050449
2020-02-23 17:00 | 18.19 | 1.1817 | 0.0011817 | 0.021495
2020-02-23 18:00 | 23.2774 | 0 | 0 | 0
2020-02-23 19:00 | 20.4183 | 0 | 0 | 0
2020-02-23 20:00 | 20.155 | 0 | 0 | 0
2020-02-23 21:00 | 19.2023 | 0 | 0 | 0
2020-02-23 22:00 | 17.5281 | 0 | 0 | 0
2020-02-23 23:00 | 16.7609 | 0 | 0 | 0
2020-02-24 | 16.1989 | 0 | 0 | 0
2020-02-24 01:00 | 16.369 | 0 | 0 | 0
2020-02-24 02:00 | 16.2458 | 0 | 0 | 0
2020-02-24 03:00 | 16.9671 | 0 | 0 | 0
2020-02-24 04:00 | 17.3105 | 0 | 0 | 0
2020-02-24 05:00 | 19.2568 | 0 | 0 | 0
2020-02-24 06:00 | 26.087 | 0 | 0 | 0
2020-02-24 07:00 | 23.5455 | 0 | 0 | 0
2020-02-24 08:00 | 21.7367 | 0.000965 | 9.65e-07 | 2.0976e-05
2020-02-24 09:00 | 21.4269 | 0.25841 | 0.00025841 | 0.0055369
2020-02-24 10:00 | 21.65 | 1.1123 | 0.0011123 | 0.024081
2020-02-24 11:00 | 21.4116 | 1.4025 | 0.0014025 | 0.030031
2020-02-24 12:00 | 20.9278 | 2.6692 | 0.0026692 | 0.05586
2020-02-24 13:00 | 20.6789 | 0.32335 | 0.00032335 | 0.0066866
2020-02-24 14:00 | 20.0079 | 4.9828 | 0.0049828 | 0.099695
2020-02-24 15:00 | 19.7496 | 1.0264 | 0.0010264 | 0.020272
2020-02-24 16:00 | 19.8546 | 0.067994 | 6.7994e-05 | 0.00135
2020-02-24 17:00 | 22.7782 | 0 | 0 | 0
2020-02-24 18:00 | 23.388 | 0 | 0 | 0
2020-02-24 19:00 | 21.3779 | 0 | 0 | 0
2020-02-24 20:00 | 21.0996 | 0 | 0 | 0
2020-02-24 21:00 | 19.5885 | 0 | 0 | 0
2020-02-24 22:00 | 18.1698 | 0 | 0 | 0
2020-02-24 23:00 | 16.8002 | 0 | 0 | 0
2020-02-25 | 15.8077 | 0 | 0 | 0
2020-02-25 01:00 | 15.6171 | 0 | 0 | 0
2020-02-25 02:00 | 14.5214 | 0 | 0 | 0
2020-02-25 03:00 | 14.5205 | 0 | 0 | 0
2020-02-25 04:00 | 15.2014 | 0 | 0 | 0
2020-02-25 05:00 | 16.8767 | 0 | 0 | 0
2020-02-25 06:00 | 22.0826 | 0 | 0 | 0
2020-02-25 07:00 | 21.226 | 0.39767 | 0.00039767 | 0.0084409
2020-02-25 08:00 | 21.1882 | 1.1578 | 0.0011578 | 0.024532
2020-02-25 09:00 | 21.0093 | 1.2718 | 0.0012718 | 0.02672
2020-02-25 10:00 | 21.1543 | 1.2884 | 0.0012884 | 0.027256
2020-02-25 11:00 | 20.8361 | 1.2366 | 0.0012366 | 0.025766
2020-02-25 12:00 | 19.9211 | 1.5105 | 0.0015105 | 0.03009
2020-02-25 13:00 | 19.8381 | 2.395 | 0.002395 | 0.047512
2020-02-25 14:00 | 19.1189 | 1.7929 | 0.0017929 | 0.034278
2020-02-25 15:00 | 19.1463 | 0.65712 | 0.00065712 | 0.012581
2020-02-25 16:00 | 19.4244 | 1.7884 | 0.0017884 | 0.034739
2020-02-25 17:00 | 20.9649 | 1.4544 | 0.0014544 | 0.030492
2020-02-25 18:00 | 22.3663 | 0 | 0 | 0
2020-02-25 19:00 | 21.1699 | 0 | 0 | 0
2020-02-25 20:00 | 20.3607 | 0 | 0 | 0
2020-02-25 21:00 | 18.926 | 0 | 0 | 0
2020-02-25 22:00 | 17.3863 | 0 | 0 | 0
2020-02-25 23:00 | 15.1792 | 0 | 0 | 0
2020-02-26 | 14.1402 | 0 | 0 | 0
2020-02-26 01:00 | 13.8731 | 0 | 0 | 0
2020-02-26 02:00 | 13.3988 | 0 | 0 | 0
2020-02-26 03:00 | 13.5037 | 0 | 0 | 0
2020-02-26 04:00 | 14.5689 | 0 | 0 | 0
2020-02-26 05:00 | 15.8307 | 0 | 0 | 0
2020-02-26 06:00 | 20.9706 | 0 | 0 | 0
2020-02-26 07:00 | 21.3852 | 0.50929 | 0.00050929 | 0.010891
2020-02-26 08:00 | 20.9786 | 2.7483 | 0.0027483 | 0.057656
2020-02-26 09:00 | 20.4013 | 4.9593 | 0.0049593 | 0.10118
2020-02-26 10:00 | 20.8725 | 6.5095 | 0.0065095 | 0.13587
2020-02-26 11:00 | 20.9308 | 7.4155 | 0.0074155 | 0.15521
2020-02-26 12:00 | 20.2469 | 7.7674 | 0.0077674 | 0.15727
2020-02-26 13:00 | 20.0438 | 7.5849 | 0.0075849 | 0.15203
2020-02-26 14:00 | 19.5861 | 6.8803 | 0.0068803 | 0.13476
2020-02-26 15:00 | 19.4724 | 5.6036 | 0.0056036 | 0.10912
2020-02-26 16:00 | 19.9915 | 3.8123 | 0.0038123 | 0.076214
2020-02-26 17:00 | 21.3591 | 1.5357 | 0.0015357 | 0.032801
2020-02-26 18:00 | 23.4438 | 0 | 0 | 0
2020-02-26 19:00 | 21.6291 | 0 | 0 | 0
2020-02-26 20:00 | 20.9927 | 0 | 0 | 0
2020-02-26 21:00 | 20.196 | 0 | 0 | 0
2020-02-26 22:00 | 18.6488 | 0 | 0 | 0
2020-02-26 23:00 | 17.0004 | 0 | 0 | 0
2020-02-27 | 17.0198 | 0 | 0 | 0
2020-02-27 01:00 | 17.0353 | 0 | 0 | 0
2020-02-27 02:00 | 16.7345 | 0 | 0 | 0
2020-02-27 03:00 | 17.0622 | 0 | 0 | 0
2020-02-27 04:00 | 17.9203 | 0 | 0 | 0
2020-02-27 05:00 | 19.867 | 0 | 0 | 0
2020-02-27 06:00 | 28.3123 | 0 | 0 | 0
2020-02-27 07:00 | 27.6332 | 0.003169 | 3.169e-06 | 8.757e-05
2020-02-27 08:00 | 24.5266 | 0.83879 | 0.00083878 | 0.020573
2020-02-27 09:00 | 23.3113 | 3.0391 | 0.0030391 | 0.070846
2020-02-27 10:00 | 22.9408 | 6.0635 | 0.0060635 | 0.1391
2020-02-27 11:00 | 21.6096 | 6.8877 | 0.0068877 | 0.14884
2020-02-27 12:00 | 21.0727 | 7.2267 | 0.0072267 | 0.15229
2020-02-27 13:00 | 20.5619 | 7.0461 | 0.0070461 | 0.14488
2020-02-27 14:00 | 20.0306 | 6.3574 | 0.0063574 | 0.12734
2020-02-27 15:00 | 20.2157 | 5.1318 | 0.0051318 | 0.10374
2020-02-27 16:00 | 20.6504 | 3.3275 | 0.0033275 | 0.068714
2020-02-27 17:00 | 23.1834 | 1.2487 | 0.0012487 | 0.02895
2020-02-27 18:00 | 28.3207 | 0 | 0 | 0
2020-02-27 19:00 | 26.9707 | 0 | 0 | 0
2020-02-27 20:00 | 27.1704 | 0 | 0 | 0
2020-02-27 21:00 | 24.8053 | 0 | 0 | 0
2020-02-27 22:00 | 22.2588 | 0 | 0 | 0
2020-02-27 23:00 | 20.5877 | 0 | 0 | 0
2020-02-28 | 19.6413 | 0 | 0 | 0
2020-02-28 01:00 | 19.3134 | 0 | 0 | 0
2020-02-28 02:00 | 19.0137 | 0 | 0 | 0
2020-02-28 03:00 | 19.0598 | 0 | 0 | 0
2020-02-28 04:00 | 19.4901 | 0 | 0 | 0
2020-02-28 05:00 | 21.0866 | 0 | 0 | 0
2020-02-28 06:00 | 29.3623 | 0 | 0 | 0
2020-02-28 07:00 | 28.0859 | 0.45802 | 0.00045802 | 0.012864
2020-02-28 08:00 | 23.4151 | 2.547 | 0.002547 | 0.059638
2020-02-28 09:00 | 22.8865 | 4.6067 | 0.0046067 | 0.10543
2020-02-28 10:00 | 22.0454 | 6.0786 | 0.0060786 | 0.13401
2020-02-28 11:00 | 20.9302 | 6.9224 | 0.0069224 | 0.14489
2020-02-28 12:00 | 20.0965 | 7.2099 | 0.0072099 | 0.14489
2020-02-28 13:00 | 19.4963 | 7.0059 | 0.0070059 | 0.13659
2020-02-28 14:00 | 18.9008 | 6.3686 | 0.0063686 | 0.12037
2020-02-28 15:00 | 18.6849 | 5.1563 | 0.0051563 | 0.096346
2020-02-28 16:00 | 19.1807 | 3.4142 | 0.0034142 | 0.065488
2020-02-28 17:00 | 20.8528 | 1.3344 | 0.0013344 | 0.027825
2020-02-28 18:00 | 23.7645 | 0 | 0 | 0
2020-02-28 19:00 | 23.3633 | 0 | 0 | 0
2020-02-28 20:00 | 23.2891 | 0 | 0 | 0
2020-02-28 21:00 | 21.0748 | 0 | 0 | 0
2020-02-28 22:00 | 20.3209 | 0 | 0 | 0
2020-02-28 23:00 | 18.9668 | 0 | 0 | 0
2020-02-29 | 19.2187 | 0 | 0 | 0
2020-02-29 01:00 | 18.751 | 0 | 0 | 0
2020-02-29 02:00 | 18.4213 | 0 | 0 | 0
2020-02-29 03:00 | 18.4693 | 0 | 0 | 0
2020-02-29 04:00 | 19.0297 | 0 | 0 | 0
2020-02-29 05:00 | 20.0624 | 0 | 0 | 0
2020-02-29 06:00 | 22.6157 | 0 | 0 | 0
2020-02-29 07:00 | 23.2644 | 0.070971 | 7.0971e-05 | 0.0016511
2020-02-29 08:00 | 23.0303 | 0.73085 | 0.00073085 | 0.016832
2020-02-29 09:00 | 21.984 | 0.59837 | 0.00059837 | 0.013155
2020-02-29 10:00 | 20.948 | 1.244 | 0.001244 | 0.026059
2020-02-29 11:00 | 20.159 | 1.3484 | 0.0013484 | 0.027182
2020-02-29 12:00 | 19.0172 | 1.7461 | 0.0017461 | 0.033205
2020-02-29 13:00 | 18.3287 | 0.94271 | 0.00094271 | 0.017279
2020-02-29 14:00 | 17.6036 | 1.7623 | 0.0017623 | 0.031023
2020-02-29 15:00 | 17.4075 | 1.1744 | 0.0011744 | 0.020444
2020-02-29 16:00 | 18.0244 | 0.4855 | 0.0004855 | 0.0087509
2020-02-29 17:00 | 20.2847 | 0.078453 | 7.8453e-05 | 0.0015914
2020-02-29 18:00 | 24.9553 | 0 | 0 | 0
2020-02-29 19:00 | 21.9371 | 0 | 0 | 0
2020-02-29 20:00 | 21.9141 | 0 | 0 | 0
2020-02-29 21:00 | 20.915 | 0 | 0 | 0
2020-02-29 22:00 | 19.829 | 0 | 0 | 0
2020-02-29 23:00 | 18.8137 | 0 | 0 | 0
2020-03-01 | 19.2398 | 0 | 0 | 0
2020-03-01 01:00 | 19.3901 | 0 | 0 | 0
2020-03-01 02:00 | 18.7372 | 0 | 0 | 0
2020-03-01 03:00 | 18.7597 | 0 | 0 | 0
2020-03-01 04:00 | 19.2558 | 0 | 0 | 0
2020-03-01 05:00 | 20.3215 | 0 | 0 | 0
2020-03-01 06:00 | 22.2271 | 0 | 0 | 0
2020-03-01 07:00 | 21.6652 | 0.38995 | 0.00038995 | 0.0084483
2020-03-01 08:00 | 21.0986 | 2.4756 | 0.0024756 | 0.052232
2020-03-01 09:00 | 19.7887 | 4.7739 | 0.0047739 | 0.094469
2020-03-01 10:00 | 17.614 | 4.8339 | 0.0048339 | 0.085144
2020-03-01 11:00 | 16.8211 | 7.566 | 0.007566 | 0.12727
2020-03-01 12:00 | 15.9741 | 7.9094 | 0.0079094 | 0.12635
2020-03-01 13:00 | 15.426 | 7.6636 | 0.0076636 | 0.11822
2020-03-01 14:00 | 14.2994 | 6.9918 | 0.0069918 | 0.099979
2020-03-01 15:00 | 14.1942 | 4.6101 | 0.0046101 | 0.065436
2020-03-01 16:00 | 14.9284 | 3.2549 | 0.0032549 | 0.048591
2020-03-01 17:00 | 16.7476 | 1.1239 | 0.0011239 | 0.018823
2020-03-01 18:00 | 19.2904 | 0 | 0 | 0
2020-03-01 19:00 | 19.1281 | 0 | 0 | 0
2020-03-01 20:00 | 18.9757 | 0 | 0 | 0
2020-03-01 21:00 | 17.4037 | 0 | 0 | 0
2020-03-01 22:00 | 15.5886 | 0 | 0 | 0
2020-03-01 23:00 | 15.3346 | 0 | 0 | 0
2020-03-02 | 15.8974 | 0 | 0 | 0
2020-03-02 01:00 | 15.5388 | 0 | 0 | 0
2020-03-02 02:00 | 15.1766 | 0 | 0 | 0
2020-03-02 03:00 | 15.7785 | 0 | 0 | 0
2020-03-02 04:00 | 17.4372 | 0 | 0 | 0
2020-03-02 05:00 | 19.6063 | 0 | 0 | 0
2020-03-02 06:00 | 26.5044 | 0 | 0 | 0
2020-03-02 07:00 | 25.0065 | 0 | 0 | 0
2020-03-02 08:00 | 23.7958 | 0.51557 | 0.00051557 | 0.012268
2020-03-02 09:00 | 23.2023 | 0.63115 | 0.00063115 | 0.014644
2020-03-02 10:00 | 23.439 | 1.558 | 0.001558 | 0.036517
2020-03-02 11:00 | 23.0555 | 1.5437 | 0.0015437 | 0.03559
2020-03-02 12:00 | 21.4668 | 2.4101 | 0.0024101 | 0.051738
2020-03-02 13:00 | 21.6892 | 1.8572 | 0.0018572 | 0.040281
2020-03-02 14:00 | 21.3445 | 2.155 | 0.002155 | 0.045997
2020-03-02 15:00 | 20.6392 | 1.0242 | 0.0010242 | 0.021138
2020-03-02 16:00 | 20.5145 | 0.9702 | 0.0009702 | 0.019903
2020-03-02 17:00 | 22.9044 | 0.027523 | 2.7523e-05 | 0.0006304
2020-03-02 18:00 | 27.7018 | 0 | 0 | 0
2020-03-02 19:00 | 26.2896 | 0 | 0 | 0
2020-03-02 20:00 | 25.4004 | 0 | 0 | 0
2020-03-02 21:00 | 21.6494 | 0 | 0 | 0
2020-03-02 22:00 | 19.1726 | 0 | 0 | 0
2020-03-02 23:00 | 17.7581 | 0 | 0 | 0
2020-03-03 | 16.9491 | 0 | 0 | 0
2020-03-03 01:00 | 16.7765 | 0 | 0 | 0
2020-03-03 02:00 | 16.4663 | 0 | 0 | 0
2020-03-03 03:00 | 16.6002 | 0 | 0 | 0
2020-03-03 04:00 | 17.2535 | 0 | 0 | 0
2020-03-03 05:00 | 18.7678 | 0 | 0 | 0
2020-03-03 06:00 | 26.0662 | 0 | 0 | 0
2020-03-03 07:00 | 24.8413 | 0 | 0 | 0
2020-03-03 08:00 | 23.4736 | 0.17803 | 0.00017803 | 0.004179
2020-03-03 09:00 | 24.0875 | 0.029258 | 2.9258e-05 | 0.00070475
2020-03-03 10:00 | 23.1811 | 0.12196 | 0.00012196 | 0.0028272
2020-03-03 11:00 | 21.9225 | 1.3355 | 0.0013355 | 0.029278
2020-03-03 12:00 | 19.9406 | 0.25566 | 0.00025566 | 0.005098
2020-03-03 13:00 | 19.9049 | 0.92155 | 0.00092155 | 0.018343
2020-03-03 14:00 | 19.6913 | 1.0126 | 0.0010126 | 0.01994
2020-03-03 15:00 | 19.5189 | 0.47039 | 0.00047039 | 0.0091815
2020-03-03 16:00 | 19.583 | 0.59078 | 0.00059078 | 0.011569
2020-03-03 17:00 | 20.9284 | 0.097915 | 9.7915e-05 | 0.0020492
2020-03-03 18:00 | 24.1921 | 0 | 0 | 0
2020-03-03 19:00 | 22.8679 | 0 | 0 | 0
2020-03-03 20:00 | 21.1444 | 0 | 0 | 0
2020-03-03 21:00 | 19.528 | 0 | 0 | 0
2020-03-03 22:00 | 17.7531 | 0 | 0 | 0
2020-03-03 23:00 | 15.3388 | 0 | 0 | 0
2020-03-04 | 14.1527 | 0 | 0 | 0
2020-03-04 01:00 | 13.6621 | 0 | 0 | 0
2020-03-04 02:00 | 12.9118 | 0 | 0 | 0
2020-03-04 03:00 | 13.1212 | 0 | 0 | 0
2020-03-04 04:00 | 14.9381 | 0 | 0 | 0
2020-03-04 05:00 | 17.309 | 0 | 0 | 0
2020-03-04 06:00 | 25.1003 | 0 | 0 | 0
2020-03-04 07:00 | 23.5729 | 0.053999 | 5.3999e-05 | 0.0012729
2020-03-04 08:00 | 21.036 | 0.43498 | 0.00043498 | 0.0091502
2020-03-04 09:00 | 20.6564 | 1.7662 | 0.0017662 | 0.036484
2020-03-04 10:00 | 20.684 | 1.8647 | 0.0018647 | 0.038569
2020-03-04 11:00 | 19.8694 | 1.6243 | 0.0016243 | 0.032273
2020-03-04 12:00 | 19.3569 | 1.5403 | 0.0015403 | 0.029816
2020-03-04 13:00 | 19.3337 | 2.0606 | 0.0020606 | 0.03984
2020-03-04 14:00 | 18.8209 | 2.4673 | 0.0024673 | 0.046438
2020-03-04 15:00 | 18.5455 | 1.3078 | 0.0013078 | 0.024253
2020-03-04 16:00 | 19.0766 | 1.135 | 0.001135 | 0.021652
2020-03-04 17:00 | 20.8495 | 0.65834 | 0.00065834 | 0.013726
2020-03-04 18:00 | 23.8784 | 0 | 0 | 0
2020-03-04 19:00 | 23.2883 | 0 | 0 | 0
2020-03-04 20:00 | 22.9169 | 0 | 0 | 0
2020-03-04 21:00 | 21.1587 | 0 | 0 | 0
2020-03-04 22:00 | 19.165 | 0 | 0 | 0
2020-03-04 23:00 | 17.4882 | 0 | 0 | 0
2020-03-05 | 17.4018 | 0 | 0 | 0
2020-03-05 01:00 | 16.9608 | 0 | 0 | 0
2020-03-05 02:00 | 16.5112 | 0 | 0 | 0
2020-03-05 03:00 | 16.6272 | 0 | 0 | 0
2020-03-05 04:00 | 17.4438 | 0 | 0 | 0
2020-03-05 05:00 | 19.4183 | 0 | 0 | 0
2020-03-05 06:00 | 35.4072 | 0 | 0 | 0
2020-03-05 07:00 | 31.6345 | 0.85447 | 0.00085447 | 0.027031
2020-03-05 08:00 | 23.1818 | 3.4877 | 0.0034877 | 0.080851
2020-03-05 09:00 | 22.2421 | 5.809 | 0.005809 | 0.12921
2020-03-05 10:00 | 22.2584 | 7.4501 | 0.0074501 | 0.16583
2020-03-05 11:00 | 20.3966 | 8.3892 | 0.0083892 | 0.17111
2020-03-05 12:00 | 19.8531 | 8.7107 | 0.0087107 | 0.17293
2020-03-05 13:00 | 19.4456 | 8.4858 | 0.0084858 | 0.16501
2020-03-05 14:00 | 18.8454 | 7.7004 | 0.0077004 | 0.14512
2020-03-05 15:00 | 18.5961 | 6.3245 | 0.0063245 | 0.11761
2020-03-05 16:00 | 19.1288 | 4.2894 | 0.0042894 | 0.082051
2020-03-05 17:00 | 21.9128 | 1.7981 | 0.0017981 | 0.039402
2020-03-05 18:00 | 28.2228 | 0 | 0 | 0
2020-03-05 19:00 | 24.9791 | 0 | 0 | 0
2020-03-05 20:00 | 21.8174 | 0 | 0 | 0
2020-03-05 21:00 | 19.9593 | 0 | 0 | 0
2020-03-05 22:00 | 18.5498 | 0 | 0 | 0
2020-03-05 23:00 | 17.4639 | 0 | 0 | 0
2020-03-06 | 17.2805 | 0 | 0 | 0
2020-03-06 01:00 | 16.6459 | 0 | 0 | 0
2020-03-06 02:00 | 15.9065 | 0 | 0 | 0
2020-03-06 03:00 | 16.8791 | 0 | 0 | 0
2020-03-06 04:00 | 19.0505 | 0 | 0 | 0
2020-03-06 05:00 | 19.8595 | 0 | 0 | 0
2020-03-06 06:00 | 30.3967 | 0 | 0 | 0
2020-03-06 07:00 | 30.2815 | 0.76745 | 0.00076745 | 0.023239
2020-03-06 08:00 | 26.3191 | 3.1775 | 0.0031775 | 0.083629
2020-03-06 09:00 | 25.4258 | 5.4009 | 0.0054009 | 0.13732
2020-03-06 10:00 | 25.4327 | 6.9861 | 0.0069861 | 0.17767
2020-03-06 11:00 | 25.1267 | 7.958 | 0.007958 | 0.19996
2020-03-06 12:00 | 23.5421 | 8.3335 | 0.0083335 | 0.19619
2020-03-06 13:00 | 22.7499 | 8.124 | 0.008124 | 0.18482
2020-03-06 14:00 | 21.6733 | 7.3466 | 0.0073466 | 0.15922
2020-03-06 15:00 | 21.3356 | 6.0168 | 0.0060168 | 0.12837
2020-03-06 16:00 | 22.7216 | 4.0639 | 0.0040639 | 0.092337
2020-03-06 17:00 | 26.1169 | 1.7004 | 0.0017004 | 0.044408
2020-03-06 18:00 | 30.0596 | 0 | 0 | 0
2020-03-06 19:00 | 28.2771 | 0 | 0 | 0
2020-03-06 20:00 | 26.7676 | 0 | 0 | 0
2020-03-06 21:00 | 24.8602 | 0 | 0 | 0
2020-03-06 22:00 | 22.2731 | 0 | 0 | 0
2020-03-06 23:00 | 20.4676 | 0 | 0 | 0
2020-03-07 | 19.3649 | 0 | 0 | 0
2020-03-07 01:00 | 19.1783 | 0 | 0 | 0
2020-03-07 02:00 | 18.9085 | 0 | 0 | 0
2020-03-07 03:00 | 19.0832 | 0 | 0 | 0
2020-03-07 04:00 | 19.8441 | 0 | 0 | 0
2020-03-07 05:00 | 20.8524 | 0 | 0 | 0
2020-03-07 06:00 | 23.755 | 0 | 0 | 0
2020-03-07 07:00 | 24.6917 | 0.692 | 0.000692 | 0.017087
2020-03-07 08:00 | 22.9824 | 2.9047 | 0.0029047 | 0.066757
2020-03-07 09:00 | 21.6412 | 4.9696 | 0.0049696 | 0.10755
2020-03-07 10:00 | 20.6949 | 6.4707 | 0.0064707 | 0.13391
2020-03-07 11:00 | 19.1463 | 7.3116 | 0.0073116 | 0.13999
2020-03-07 12:00 | 17.5481 | 7.6253 | 0.0076253 | 0.13381
2020-03-07 13:00 | 16.7401 | 7.4003 | 0.0074003 | 0.12388
2020-03-07 14:00 | 16.0895 | 6.6973 | 0.0066973 | 0.10776
2020-03-07 15:00 | 15.7012 | 4.4518 | 0.0044518 | 0.069898
2020-03-07 16:00 | 16.2868 | 2.8146 | 0.0028146 | 0.04584
2020-03-07 17:00 | 18.3158 | 1.1281 | 0.0011281 | 0.020661
2020-03-07 18:00 | 23.3318 | 0 | 0 | 0
2020-03-07 19:00 | 21.5304 | 0 | 0 | 0
2020-03-07 20:00 | 21.4869 | 0 | 0 | 0
2020-03-07 21:00 | 19.9744 | 0 | 0 | 0
2020-03-07 22:00 | 18.9485 | 0 | 0 | 0
2020-03-07 23:00 | 17.4056 | 0 | 0 | 0
2020-03-08 | 18.0866 | 0 | 0 | 0
2020-03-08 01:00 | 17.18 | 0 | 0 | 0
2020-03-08 03:00 | 17.4127 | 0 | 0 | 0
2020-03-08 04:00 | 18.6416 | 0 | 0 | 0
2020-03-08 05:00 | 19.9379 | 0 | 0 | 0
2020-03-08 06:00 | 21.2742 | 0 | 0 | 0
2020-03-08 07:00 | 22.3311 | 0 | 0 | 0
2020-03-08 08:00 | 21.1346 | 0.23125 | 0.00023125 | 0.0048873
2020-03-08 09:00 | 19.7722 | 1.7142 | 0.0017142 | 0.033894
2020-03-08 10:00 | 18.1822 | 3.6957 | 0.0036956 | 0.067195
2020-03-08 11:00 | 16.3399 | 6.3067 | 0.0063067 | 0.10305
2020-03-08 12:00 | 15.2159 | 7.1314 | 0.0071314 | 0.10851
2020-03-08 13:00 | 14.7978 | 5.8184 | 0.0058184 | 0.0861
2020-03-08 14:00 | 13.9404 | 5.9337 | 0.0059337 | 0.082718
2020-03-08 15:00 | 13.8028 | 4.7806 | 0.0047806 | 0.065986
2020-03-08 16:00 | 13.8009 | 2.981 | 0.002981 | 0.04114
2020-03-08 17:00 | 14.6134 | 1.6983 | 0.0016983 | 0.024818
2020-03-08 18:00 | 16.4452 | 0.92573 | 0.00092573 | 0.015224
2020-03-08 19:00 | 23.3063 | 0 | 0 | 0
2020-03-08 20:00 | 19.853 | 0 | 0 | 0
2020-03-08 21:00 | 17.4817 | 0 | 0 | 0
2020-03-08 22:00 | 15.1661 | 0 | 0 | 0
2020-03-08 23:00 | 14.2732 | 0 | 0 | 0
2020-03-09 | 13.5717 | 0 | 0 | 0
2020-03-09 01:00 | 13.5322 | 0 | 0 | 0
2020-03-09 02:00 | 13.1926 | 0 | 0 | 0
2020-03-09 03:00 | 13.6182 | 0 | 0 | 0
2020-03-09 04:00 | 15.1333 | 0 | 0 | 0
2020-03-09 05:00 | 18.3924 | 0 | 0 | 0
2020-03-09 06:00 | 28.2961 | 0 | 0 | 0
2020-03-09 07:00 | 32.0951 | 0 | 0 | 0
2020-03-09 08:00 | 21.8388 | 0.048616 | 4.8616e-05 | 0.0010617
2020-03-09 09:00 | 20.397 | 0.10386 | 0.00010386 | 0.0021185
2020-03-09 10:00 | 19.8126 | 1.1376 | 0.0011376 | 0.022538
2020-03-09 11:00 | 18.6221 | 3.856 | 0.003856 | 0.071808
2020-03-09 12:00 | 18.2659 | 1.4049 | 0.0014049 | 0.025662
2020-03-09 13:00 | 18.1311 | 0.61714 | 0.00061714 | 0.011189
2020-03-09 14:00 | 17.528 | 2.0769 | 0.0020769 | 0.036404
2020-03-09 15:00 | 17.1548 | 2.6067 | 0.0026067 | 0.044718
2020-03-09 16:00 | 17.4364 | 1.1193 | 0.0011193 | 0.019517
2020-03-09 17:00 | 17.6527 | 0.74297 | 0.00074297 | 0.013115
2020-03-09 18:00 | 19.2238 | 0.83672 | 0.00083672 | 0.016085
2020-03-09 19:00 | 25.1112 | 0 | 0 | 0
2020-03-09 20:00 | 20.5313 | 0 | 0 | 0
2020-03-09 21:00 | 18.219 | 0 | 0 | 0
2020-03-09 22:00 | 15.6662 | 0 | 0 | 0
2020-03-09 23:00 | 13.4376 | 0 | 0 | 0
2020-03-10 | 12.4918 | 0 | 0 | 0
2020-03-10 01:00 | 12.1176 | 0 | 0 | 0
2020-03-10 02:00 | 11.6548 | 0 | 0 | 0
2020-03-10 03:00 | 11.894 | 0 | 0 | 0
2020-03-10 04:00 | 12.8187 | 0 | 0 | 0
2020-03-10 05:00 | 16.3441 | 0 | 0 | 0
2020-03-10 06:00 | 21.4576 | 0 | 0 | 0
2020-03-10 07:00 | 23.2207 | 0 | 0 | 0
2020-03-10 08:00 | 21.5172 | 0.057941 | 5.7941e-05 | 0.0012467
2020-03-10 09:00 | 21.1046 | 0.085313 | 8.5313e-05 | 0.0018005
2020-03-10 10:00 | 20.9522 | 0.73879 | 0.00073879 | 0.015479
2020-03-10 11:00 | 21.0202 | 1.1345 | 0.0011345 | 0.023848
2020-03-10 12:00 | 20.4868 | 1.9341 | 0.0019341 | 0.039625
2020-03-10 13:00 | 20.6766 | 0.90248 | 0.00090248 | 0.01866
2020-03-10 14:00 | 19.4396 | 0.91259 | 0.00091259 | 0.01774
2020-03-10 15:00 | 19.5524 | 0.74591 | 0.00074591 | 0.014584
2020-03-10 16:00 | 19.8601 | 0.90102 | 0.00090102 | 0.017894
2020-03-10 17:00 | 20.7535 | 0.40997 | 0.00040997 | 0.0085083
2020-03-10 18:00 | 22.1468 | 1.5924 | 0.0015924 | 0.035266
2020-03-10 19:00 | 30.858 | 0 | 0 | 0
2020-03-10 20:00 | 24.1132 | 0 | 0 | 0
2020-03-10 21:00 | 23.0271 | 0 | 0 | 0
2020-03-10 22:00 | 18.9604 | 0 | 0 | 0
2020-03-10 23:00 | 17.0081 | 0 | 0 | 0
2020-03-11 | 15.819 | 0 | 0 | 0
2020-03-11 01:00 | 15.1958 | 0 | 0 | 0
2020-03-11 02:00 | 15.0245 | 0 | 0 | 0
2020-03-11 03:00 | 14.9014 | 0 | 0 | 0
2020-03-11 04:00 | 16.4785 | 0 | 0 | 0
2020-03-11 05:00 | 18.022 | 0 | 0 | 0
2020-03-11 06:00 | 27.6648 | 0 | 0 | 0
2020-03-11 07:00 | 31.1381 | 0 | 0 | 0
2020-03-11 08:00 | 24.4626 | 0.2483 | 0.0002483 | 0.006074
2020-03-11 09:00 | 23.7562 | 0.9776 | 0.0009776 | 0.023224
2020-03-11 10:00 | 24.0329 | 3.0272 | 0.0030272 | 0.072754
2020-03-11 11:00 | 23.9301 | 5.2979 | 0.0052979 | 0.12678
2020-03-11 12:00 | 22.6503 | 6.2499 | 0.0062499 | 0.14156
2020-03-11 13:00 | 21.4405 | 6.618 | 0.006618 | 0.14189
2020-03-11 14:00 | 20.8503 | 7.4614 | 0.0074614 | 0.15557
2020-03-11 15:00 | 19.8583 | 6.7715 | 0.0067715 | 0.13447
2020-03-11 16:00 | 19.9662 | 4.446 | 0.004446 | 0.08877
2020-03-11 17:00 | 20.6446 | 3.71 | 0.00371 | 0.076591
2020-03-11 18:00 | 21.9536 | 1.3441 | 0.0013441 | 0.029508
2020-03-11 19:00 | 25.4039 | 0 | 0 | 0
2020-03-11 20:00 | 23.5959 | 0 | 0 | 0
2020-03-11 21:00 | 19.9722 | 0 | 0 | 0
2020-03-11 22:00 | 18.4907 | 0 | 0 | 0
2020-03-11 23:00 | 17.2391 | 0 | 0 | 0
2020-03-12 | 17.4158 | 0 | 0 | 0
2020-03-12 01:00 | 16.7772 | 0 | 0 | 0
2020-03-12 02:00 | 16.2922 | 0 | 0 | 0
2020-03-12 03:00 | 16.8742 | 0 | 0 | 0
2020-03-12 04:00 | 17.3057 | 0 | 0 | 0
2020-03-12 05:00 | 19.5406 | 0 | 0 | 0
2020-03-12 06:00 | 30.7871 | 0 | 0 | 0
2020-03-12 07:00 | 34.0785 | 0 | 0 | 0
2020-03-12 08:00 | 23.4911 | 0 | 0 | 0
2020-03-12 09:00 | 23.192 | 0.12326 | 0.00012326 | 0.0028587
2020-03-12 10:00 | 23.0223 | 0.55459 | 0.00055459 | 0.012768
2020-03-12 11:00 | 22.8603 | 1.5927 | 0.0015927 | 0.036409
2020-03-12 12:00 | 19.5766 | 3.5074 | 0.0035074 | 0.068662
2020-03-12 13:00 | 19.3821 | 1.6748 | 0.0016748 | 0.032462
2020-03-12 14:00 | 18.798 | 2.009 | 0.002009 | 0.037765
2020-03-12 15:00 | 18.5852 | 1.4328 | 0.0014328 | 0.02663
2020-03-12 16:00 | 19.0349 | 0.89556 | 0.00089556 | 0.017047
2020-03-12 17:00 | 19.3443 | 0.60119 | 0.00060119 | 0.01163
2020-03-12 18:00 | 20.8737 | 0.9899 | 0.0009899 | 0.020663
2020-03-12 19:00 | 27.527 | 0 | 0 | 0
2020-03-12 20:00 | 23.3926 | 0 | 0 | 0
2020-03-12 21:00 | 19.169 | 0 | 0 | 0
2020-03-12 22:00 | 17.5107 | 0 | 0 | 0
2020-03-12 23:00 | 14.9638 | 0 | 0 | 0
2020-03-13 | 13.6351 | 0 | 0 | 0
2020-03-13 01:00 | 13.0025 | 0 | 0 | 0
2020-03-13 02:00 | 12.633 | 0 | 0 | 0
2020-03-13 03:00 | 12.3979 | 0 | 0 | 0
2020-03-13 04:00 | 13.3514 | 0 | 0 | 0
2020-03-13 05:00 | 14.7679 | 0 | 0 | 0
2020-03-13 06:00 | 19.1389 | 0 | 0 | 0
2020-03-13 07:00 | 22.6099 | 0 | 0 | 0
2020-03-13 08:00 | 20.4588 | 0.35012 | 0.00035012 | 0.007163
2020-03-13 09:00 | 20.1763 | 0.41649 | 0.00041649 | 0.0084032
2020-03-13 10:00 | 20.6805 | 1.1144 | 0.0011144 | 0.023047
2020-03-13 11:00 | 20.7096 | 0.55328 | 0.00055328 | 0.011458
2020-03-13 12:00 | 19.6166 | 1.4742 | 0.0014742 | 0.028919
2020-03-13 13:00 | 18.7842 | 1.3374 | 0.0013374 | 0.025122
2020-03-13 14:00 | 17.3376 | 1.3145 | 0.0013145 | 0.02279
2020-03-13 15:00 | 17.2043 | 1.3333 | 0.0013333 | 0.022938
2020-03-13 16:00 | 17.0949 | 0.15189 | 0.00015189 | 0.0025966
2020-03-13 17:00 | 17.5134 | 0.23576 | 0.00023576 | 0.004129
2020-03-13 18:00 | 18.3333 | 0.15527 | 0.00015527 | 0.0028466
2020-03-13 19:00 | 20.5793 | 0 | 0 | 0
2020-03-13 20:00 | 20.793 | 0 | 0 | 0
2020-03-13 21:00 | 19.1431 | 0 | 0 | 0
2020-03-13 22:00 | 17.7148 | 0 | 0 | 0
2020-03-13 23:00 | 15.2103 | 0 | 0 | 0
2020-03-14 | 15.2125 | 0 | 0 | 0
2020-03-14 01:00 | 15.1656 | 0 | 0 | 0
2020-03-14 02:00 | 14.8407 | 0 | 0 | 0
2020-03-14 03:00 | 15.077 | 0 | 0 | 0
2020-03-14 04:00 | 15.679 | 0 | 0 | 0
2020-03-14 05:00 | 16.1575 | 0 | 0 | 0
2020-03-14 06:00 | 18.0566 | 0 | 0 | 0
2020-03-14 07:00 | 22.1157 | 0 | 0 | 0
2020-03-14 08:00 | 21.0759 | 0.53061 | 0.00053061 | 0.011183
2020-03-14 09:00 | 20.8136 | 3.3228 | 0.0033228 | 0.069159
2020-03-14 10:00 | 20.9468 | 5.3772 | 0.0053772 | 0.11264
2020-03-14 11:00 | 20.8387 | 6.8185 | 0.0068185 | 0.14209
2020-03-14 12:00 | 20.0114 | 7.6612 | 0.0076612 | 0.15331
2020-03-14 13:00 | 18.9382 | 7.9536 | 0.0079536 | 0.15063
2020-03-14 14:00 | 17.8415 | 7.7288 | 0.0077288 | 0.13789
2020-03-14 15:00 | 18.0607 | 7.0131 | 0.0070131 | 0.12666
2020-03-14 16:00 | 18.1949 | 5.7851 | 0.0057851 | 0.10526
2020-03-14 17:00 | 18.4701 | 4.015 | 0.004015 | 0.074157
2020-03-14 18:00 | 19.4014 | 1.491 | 0.001491 | 0.028927
2020-03-14 19:00 | 24.0947 | 0.037524 | 3.7524e-05 | 0.00090413
2020-03-14 20:00 | 21.8054 | 0 | 0 | 0
2020-03-14 21:00 | 19.8078 | 0 | 0 | 0
2020-03-14 22:00 | 18.9413 | 0 | 0 | 0
2020-03-14 23:00 | 17.4799 | 0 | 0 | 0
2020-03-15 | 16.6305 | 0 | 0 | 0
2020-03-15 01:00 | 16.6902 | 0 | 0 | 0
2020-03-15 02:00 | 15.0328 | 0 | 0 | 0
2020-03-15 03:00 | 16.4896 | 0 | 0 | 0
2020-03-15 04:00 | 16.5964 | 0 | 0 | 0
2020-03-15 05:00 | 16.6448 | 0 | 0 | 0
2020-03-15 06:00 | 17.8253 | 0 | 0 | 0
2020-03-15 07:00 | 19.5212 | 0 | 0 | 0
2020-03-15 08:00 | 20.0577 | 1.041 | 0.001041 | 0.02088
2020-03-15 09:00 | 19.9881 | 3.3067 | 0.0033067 | 0.066094
2020-03-15 10:00 | 19.9199 | 4.1384 | 0.0041384 | 0.082437
2020-03-15 11:00 | 19.5618 | 5.5509 | 0.0055509 | 0.10859
2020-03-15 12:00 | 19.2303 | 6.0703 | 0.0060703 | 0.11673
2020-03-15 13:00 | 18.3423 | 6.0901 | 0.0060901 | 0.11171
2020-03-15 14:00 | 16.9889 | 6.5082 | 0.0065082 | 0.11057
2020-03-15 15:00 | 16.8695 | 6.6369 | 0.0066369 | 0.11196
2020-03-15 16:00 | 18.029 | 4.696 | 0.004696 | 0.084664
2020-03-15 17:00 | 18.7719 | 2.7279 | 0.0027279 | 0.051208
2020-03-15 18:00 | 19.9042 | 1.5729 | 0.0015729 | 0.031307
2020-03-15 19:00 | 26.9844 | 0.054245 | 5.4245e-05 | 0.0014638
2020-03-15 20:00 | 25.8932 | 0 | 0 | 0
2020-03-15 21:00 | 20.7601 | 0 | 0 | 0
2020-03-15 22:00 | 19.1992 | 0 | 0 | 0
2020-03-15 23:00 | 18.0447 | 0 | 0 | 0
2020-03-16 | 17.401 | 0 | 0 | 0
2020-03-16 01:00 | 17.91 | 0 | 0 | 0
2020-03-16 02:00 | 17.895 | 0 | 0 | 0
2020-03-16 03:00 | 17.7963 | 0 | 0 | 0
2020-03-16 04:00 | 18.6097 | 0 | 0 | 0
2020-03-16 05:00 | 20.1621 | 0 | 0 | 0
2020-03-16 06:00 | 29.9321 | 0 | 0 | 0
2020-03-16 07:00 | 42.4708 | 0 | 0 | 0
2020-03-16 08:00 | 27.6044 | 0.89937 | 0.00089937 | 0.024827
2020-03-16 09:00 | 25.9368 | 2.0203 | 0.0020203 | 0.0524
2020-03-16 10:00 | 24.3575 | 3.8211 | 0.0038211 | 0.093072
2020-03-16 11:00 | 24.8146 | 0.49552 | 0.00049552 | 0.012296
2020-03-16 12:00 | 22.805 | 0.98855 | 0.00098855 | 0.022544
2020-03-16 13:00 | 21.5794 | 1.1972 | 0.0011972 | 0.025834
2020-03-16 14:00 | 20.2184 | 2.3437 | 0.0023437 | 0.047386
2020-03-16 15:00 | 19.861 | 6.6664 | 0.0066664 | 0.1324
2020-03-16 16:00 | 19.9069 | 5.473 | 0.005473 | 0.10895
2020-03-16 17:00 | 20.3224 | 3.877 | 0.003877 | 0.078789
2020-03-16 18:00 | 21.1536 | 1.7992 | 0.0017992 | 0.038059
2020-03-16 19:00 | 25.4442 | 0.12016 | 0.00012016 | 0.0030574
2020-03-16 20:00 | 24.3505 | 0 | 0 | 0
2020-03-16 21:00 | 20.5387 | 0 | 0 | 0
2020-03-16 22:00 | 19.503 | 0 | 0 | 0
2020-03-16 23:00 | 18.3393 | 0 | 0 | 0
2020-03-17 | 16.5283 | 0 | 0 | 0
2020-03-17 01:00 | 16.1674 | 0 | 0 | 0
2020-03-17 02:00 | 15.4309 | 0 | 0 | 0
2020-03-17 03:00 | 15.4196 | 0 | 0 | 0
2020-03-17 04:00 | 16.7979 | 0 | 0 | 0
2020-03-17 05:00 | 19.0386 | 0 | 0 | 0
2020-03-17 06:00 | 26.3589 | 0 | 0 | 0
2020-03-17 07:00 | 28.5318 | 0 | 0 | 0
2020-03-17 08:00 | 27.2682 | 1.1473 | 0.0011473 | 0.031284
2020-03-17 09:00 | 27.9955 | 2.5055 | 0.0025055 | 0.070142
2020-03-17 10:00 | 28.7479 | 5.5618 | 0.0055618 | 0.15989
2020-03-17 11:00 | 25.8297 | 5.3649 | 0.0053649 | 0.13857
2020-03-17 12:00 | 22.9302 | 5.9281 | 0.0059281 | 0.13593
2020-03-17 13:00 | 21.529 | 1.8773 | 0.0018773 | 0.040415
2020-03-17 14:00 | 20.3539 | 6.3171 | 0.0063171 | 0.12858
2020-03-17 15:00 | 20.1436 | 5.2332 | 0.0052332 | 0.10542
2020-03-17 16:00 | 20.1193 | 3.9271 | 0.0039271 | 0.07901
2020-03-17 17:00 | 20.4696 | 0.7198 | 0.0007198 | 0.014734
2020-03-17 18:00 | 21.0795 | 0.53427 | 0.00053427 | 0.011262
2020-03-17 19:00 | 25.8521 | 0 | 0 | 0
2020-03-17 20:00 | 24.5275 | 0 | 0 | 0
2020-03-17 21:00 | 21.7818 | 0 | 0 | 0
2020-03-17 22:00 | 19.4975 | 0 | 0 | 0
2020-03-17 23:00 | 17.9806 | 0 | 0 | 0
2020-03-18 | 16.5608 | 0 | 0 | 0
2020-03-18 01:00 | 16.008 | 0 | 0 | 0
2020-03-18 02:00 | 15.1256 | 0 | 0 | 0
2020-03-18 03:00 | 15.5219 | 0 | 0 | 0
2020-03-18 04:00 | 16.6608 | 0 | 0 | 0
2020-03-18 05:00 | 17.9025 | 0 | 0 | 0
2020-03-18 06:00 | 21.0977 | 0 | 0 | 0
2020-03-18 07:00 | 25.6774 | 0 | 0 | 0
2020-03-18 08:00 | 22.3981 | 0.31723 | 0.00031723 | 0.0071052
2020-03-18 09:00 | 21.488 | 0.2381 | 0.0002381 | 0.0051163
2020-03-18 10:00 | 21.5923 | 0.76112 | 0.00076112 | 0.016434
2020-03-18 11:00 | 20.9198 | 0.90814 | 0.00090814 | 0.018998
2020-03-18 12:00 | 20.1671 | 0.46963 | 0.00046963 | 0.0094711
2020-03-18 13:00 | 19.6213 | 0.76698 | 0.00076698 | 0.015049
2020-03-18 14:00 | 18.9122 | 0.6753 | 0.0006753 | 0.012771
2020-03-18 15:00 | 18.752 | 0.81867 | 0.00081867 | 0.015352
2020-03-18 16:00 | 19.0014 | 0.50304 | 0.00050303 | 0.0095583
2020-03-18 17:00 | 19.5712 | 0.34269 | 0.00034269 | 0.0067068
2020-03-18 18:00 | 20.1347 | 0.076303 | 7.6303e-05 | 0.0015363
2020-03-18 19:00 | 22.4854 | 0 | 0 | 0
2020-03-18 20:00 | 21.6848 | 0 | 0 | 0
2020-03-18 21:00 | 20.0356 | 0 | 0 | 0
2020-03-18 22:00 | 18.2234 | 0 | 0 | 0
2020-03-18 23:00 | 16.5108 | 0 | 0 | 0
2020-03-19 | 14.6702 | 0 | 0 | 0
2020-03-19 01:00 | 14.133 | 0 | 0 | 0
2020-03-19 02:00 | 12.9402 | 0 | 0 | 0
2020-03-19 03:00 | 13.4738 | 0 | 0 | 0
2020-03-19 04:00 | 13.993 | 0 | 0 | 0
2020-03-19 05:00 | 15.7898 | 0 | 0 | 0
2020-03-19 06:00 | 18.5808 | 0 | 0 | 0
2020-03-19 07:00 | 20.1317 | 0 | 0 | 0
2020-03-19 08:00 | 20.4442 | 0 | 0 | 0
2020-03-19 09:00 | 20.7038 | 0.066845 | 6.6845e-05 | 0.0013839
2020-03-19 10:00 | 20.4441 | 0.93729 | 0.00093729 | 0.019162
2020-03-19 11:00 | 20.0685 | 1.1692 | 0.0011692 | 0.023464
2020-03-19 12:00 | 19.3591 | 0.43898 | 0.00043898 | 0.0084983
2020-03-19 13:00 | 19.4419 | 1.4692 | 0.0014692 | 0.028565
2020-03-19 14:00 | 18.1185 | 2.2548 | 0.0022548 | 0.040853
2020-03-19 15:00 | 18.1389 | 2.0384 | 0.0020384 | 0.036974
2020-03-19 16:00 | 18.3075 | 0.8504 | 0.0008504 | 0.015569
2020-03-19 17:00 | 18.4186 | 0.65844 | 0.00065844 | 0.012128
2020-03-19 18:00 | 18.6488 | 0.048169 | 4.8169e-05 | 0.00089829
2020-03-19 19:00 | 20.1217 | 0.079954 | 7.9954e-05 | 0.0016088
2020-03-19 20:00 | 19.8248 | 0 | 0 | 0
2020-03-19 21:00 | 17.5913 | 0 | 0 | 0
2020-03-19 22:00 | 14.4243 | 0 | 0 | 0
2020-03-19 23:00 | 13.1623 | 0 | 0 | 0
2020-03-20 | 10.8677 | 0 | 0 | 0
2020-03-20 01:00 | 10.655 | 0 | 0 | 0
2020-03-20 02:00 | 10.4249 | 0 | 0 | 0
2020-03-20 03:00 | 10.5392 | 0 | 0 | 0
2020-03-20 04:00 | 10.6782 | 0 | 0 | 0
2020-03-20 05:00 | 11.6561 | 0 | 0 | 0
2020-03-20 06:00 | 14.1939 | 0 | 0 | 0
2020-03-20 07:00 | 17.2275 | 0 | 0 | 0
2020-03-20 08:00 | 17.3226 | 0.13335 | 0.00013335 | 0.00231
2020-03-20 09:00 | 18.3671 | 2.2979 | 0.0022979 | 0.042205
2020-03-20 10:00 | 19.0843 | 4.0929 | 0.0040929 | 0.07811
2020-03-20 11:00 | 19.4419 | 5.53 | 0.00553 | 0.10751
2020-03-20 12:00 | 19.2512 | 6.4461 | 0.0064461 | 0.12409
2020-03-20 13:00 | 19.6448 | 7.8113 | 0.0078113 | 0.15345
2020-03-20 14:00 | 19.3495 | 7.539 | 0.007539 | 0.14588
2020-03-20 15:00 | 18.7328 | 6.1739 | 0.0061739 | 0.11565
2020-03-20 16:00 | 19.0714 | 5.6805 | 0.0056805 | 0.10833
2020-03-20 17:00 | 19.131 | 3.0856 | 0.0030856 | 0.05903
2020-03-20 18:00 | 19.5001 | 1.5818 | 0.0015818 | 0.030844
2020-03-20 19:00 | 20.9563 | 0.11057 | 0.00011057 | 0.0023172
2020-03-20 20:00 | 20.7621 | 0 | 0 | 0
2020-03-20 21:00 | 19.3984 | 0 | 0 | 0
2020-03-20 22:00 | 16.9349 | 0 | 0 | 0
2020-03-20 23:00 | 15.5739 | 0 | 0 | 0
2020-03-21 | 13.4325 | 0 | 0 | 0
2020-03-21 01:00 | 13.6126 | 0 | 0 | 0
2020-03-21 02:00 | 12.1774 | 0 | 0 | 0
2020-03-21 03:00 | 11.8555 | 0 | 0 | 0
2020-03-21 04:00 | 12.3569 | 0 | 0 | 0
2020-03-21 05:00 | 13.1517 | 0 | 0 | 0
2020-03-21 06:00 | 14.6158 | 0 | 0 | 0
2020-03-21 07:00 | 17.2339 | 0 | 0 | 0
2020-03-21 08:00 | 18.89 | 0.095915 | 9.5915e-05 | 0.0018118
2020-03-21 09:00 | 19.3747 | 1.5979 | 0.0015979 | 0.030958
2020-03-21 10:00 | 19.5797 | 3.3002 | 0.0033002 | 0.064616
2020-03-21 11:00 | 19.1354 | 4.2675 | 0.0042675 | 0.08166
2020-03-21 12:00 | 18.6114 | 5.2704 | 0.0052704 | 0.09809
2020-03-21 13:00 | 17.8079 | 7.8093 | 0.0078093 | 0.13907
2020-03-21 14:00 | 16.6379 | 5.3222 | 0.0053222 | 0.088549
2020-03-21 15:00 | 16.1794 | 6.0753 | 0.0060753 | 0.098295
2020-03-21 16:00 | 17.0335 | 2.5351 | 0.0025351 | 0.043182
2020-03-21 17:00 | 17.8277 | 0.87742 | 0.00087742 | 0.015642
2020-03-21 18:00 | 18.7551 | 0.43171 | 0.00043171 | 0.0080967
2020-03-21 19:00 | 20.9516 | 0 | 0 | 0
2020-03-21 20:00 | 20.5051 | 0 | 0 | 0
2020-03-21 21:00 | 19.5464 | 0 | 0 | 0
2020-03-21 22:00 | 17.3221 | 0 | 0 | 0
2020-03-21 23:00 | 16.4538 | 0 | 0 | 0
2020-03-22 | 15.9641 | 0 | 0 | 0
2020-03-22 01:00 | 16.2201 | 0 | 0 | 0
2020-03-22 02:00 | 15.7989 | 0 | 0 | 0
2020-03-22 03:00 | 15.7842 | 0 | 0 | 0
2020-03-22 04:00 | 16.2166 | 0 | 0 | 0
2020-03-22 05:00 | 16.8229 | 0 | 0 | 0
2020-03-22 06:00 | 17.8459 | 0 | 0 | 0
2020-03-22 07:00 | 19.5573 | 0 | 0 | 0
2020-03-22 08:00 | 20.0699 | 1.2523 | 0.0012523 | 0.025133
2020-03-22 09:00 | 19.267 | 3.5007 | 0.0035007 | 0.067449
2020-03-22 10:00 | 18.5437 | 5.4153 | 0.0054152 | 0.10042
2020-03-22 11:00 | 17.9222 | 6.7119 | 0.0067119 | 0.12029
2020-03-22 12:00 | 17.3451 | 7.4637 | 0.0074637 | 0.12946
2020-03-22 13:00 | 16.845 | 7.7178 | 0.0077178 | 0.13001
2020-03-22 14:00 | 15.5481 | 7.4868 | 0.0074868 | 0.11641
2020-03-22 15:00 | 15.1161 | 6.7923 | 0.0067923 | 0.10267
2020-03-22 16:00 | 16.2529 | 5.611 | 0.005611 | 0.091196
2020-03-22 17:00 | 17.1757 | 3.8918 | 0.0038918 | 0.066845
2020-03-22 18:00 | 17.9804 | 1.8022 | 0.0018022 | 0.032405
2020-03-22 19:00 | 21.1976 | 0.16222 | 0.00016222 | 0.0034387
2020-03-22 20:00 | 20.5564 | 0 | 0 | 0
2020-03-22 21:00 | 19.2277 | 0 | 0 | 0
2020-03-22 22:00 | 17.1172 | 0 | 0 | 0
2020-03-22 23:00 | 15.904 | 0 | 0 | 0
2020-03-23 | 14.9384 | 0 | 0 | 0
2020-03-23 01:00 | 15.0031 | 0 | 0 | 0
2020-03-23 02:00 | 14.7054 | 0 | 0 | 0
2020-03-23 03:00 | 14.8508 | 0 | 0 | 0
2020-03-23 04:00 | 15.7866 | 0 | 0 | 0
2020-03-23 05:00 | 17.4673 | 0 | 0 | 0
2020-03-23 06:00 | 19.5473 | 0 | 0 | 0
2020-03-23 07:00 | 23.1396 | 0 | 0 | 0
2020-03-23 08:00 | 22.6082 | 1.1858 | 0.0011858 | 0.02681
2020-03-23 09:00 | 24.6046 | 3.2847 | 0.0032847 | 0.080819
2020-03-23 10:00 | 24.6462 | 5.1162 | 0.0051162 | 0.1261
2020-03-23 11:00 | 24.675 | 6.463 | 0.006463 | 0.15947
2020-03-23 12:00 | 22.9 | 2.2871 | 0.0022871 | 0.052374
2020-03-23 13:00 | 21.9691 | 6.0894 | 0.0060894 | 0.13378
2020-03-23 14:00 | 20.0697 | 3.9803 | 0.0039803 | 0.079883
2020-03-23 15:00 | 19.493 | 5.0399 | 0.0050399 | 0.098242
2020-03-23 16:00 | 19.9697 | 4.7873 | 0.0047873 | 0.095601
2020-03-23 17:00 | 20.4406 | 0.78718 | 0.00078718 | 0.016091
2020-03-23 18:00 | 21.6497 | 1.1141 | 0.0011141 | 0.024121
2020-03-23 19:00 | 23.2934 | 0.046413 | 4.6413e-05 | 0.0010811
2020-03-23 20:00 | 23.232 | 0 | 0 | 0
2020-03-23 21:00 | 20.4981 | 0 | 0 | 0
2020-03-23 22:00 | 19.1697 | 0 | 0 | 0
2020-03-23 23:00 | 17.7205 | 0 | 0 | 0
2020-03-24 | 15.2914 | 0 | 0 | 0
2020-03-24 01:00 | 14.7015 | 0 | 0 | 0
2020-03-24 02:00 | 14.346 | 0 | 0 | 0
2020-03-24 03:00 | 14.3914 | 0 | 0 | 0
2020-03-24 04:00 | 15.7599 | 0 | 0 | 0
2020-03-24 05:00 | 16.4188 | 0 | 0 | 0
2020-03-24 06:00 | 19.988 | 0 | 0 | 0
2020-03-24 07:00 | 21.4445 | 0 | 0 | 0
2020-03-24 08:00 | 20.8531 | 1.1713 | 0.0011713 | 0.024425
2020-03-24 09:00 | 21.231 | 3.226 | 0.003226 | 0.068491
2020-03-24 10:00 | 20.9322 | 5.0618 | 0.0050618 | 0.10595
2020-03-24 11:00 | 20.4648 | 4.2503 | 0.0042503 | 0.086982
2020-03-24 12:00 | 20.0024 | 2.3113 | 0.0023113 | 0.046231
2020-03-24 13:00 | 19.9724 | 7.5438 | 0.0075438 | 0.15067
2020-03-24 14:00 | 18.8035 | 2.1184 | 0.0021184 | 0.039834
2020-03-24 15:00 | 17.9084 | 6.6752 | 0.0066752 | 0.11954
2020-03-24 16:00 | 17.84 | 5.373 | 0.005373 | 0.095855
2020-03-24 17:00 | 18.0599 | 3.7192 | 0.0037192 | 0.067168
2020-03-24 18:00 | 18.8759 | 1.7405 | 0.0017405 | 0.032853
2020-03-24 19:00 | 20.892 | 0.17591 | 0.00017591 | 0.0036751
2020-03-24 20:00 | 20.5374 | 0 | 0 | 0
2020-03-24 21:00 | 19.0219 | 0 | 0 | 0
2020-03-24 22:00 | 16.9195 | 0 | 0 | 0
2020-03-24 23:00 | 15.0303 | 0 | 0 | 0
2020-03-25 | 15.2412 | 0 | 0 | 0
2020-03-25 01:00 | 14.7563 | 0 | 0 | 0
2020-03-25 02:00 | 13.9379 | 0 | 0 | 0
2020-03-25 03:00 | 14.4689 | 0 | 0 | 0
2020-03-25 04:00 | 15.1201 | 0 | 0 | 0
2020-03-25 05:00 | 16.8954 | 0 | 0 | 0
2020-03-25 06:00 | 19.1575 | 0 | 0 | 0
2020-03-25 07:00 | 21.6053 | 0 | 0 | 0
2020-03-25 08:00 | 21.5335 | 0 | 0 | 0
2020-03-25 09:00 | 22.3584 | 0.31034 | 0.00031034 | 0.0069387
2020-03-25 10:00 | 22.7843 | 1.1763 | 0.0011763 | 0.026801
2020-03-25 11:00 | 22.2144 | 1.0339 | 0.0010339 | 0.022968
2020-03-25 12:00 | 22.2506 | 2.9917 | 0.0029917 | 0.066566
2020-03-25 13:00 | 20.8266 | 0.45394 | 0.00045394 | 0.009454
2020-03-25 14:00 | 19.7027 | 3.0424 | 0.0030424 | 0.059944
2020-03-25 15:00 | 18.8347 | 1.0561 | 0.0010561 | 0.019891
2020-03-25 16:00 | 19.9537 | 0.32611 | 0.00032611 | 0.0065072
2020-03-25 17:00 | 20.0317 | 0.69464 | 0.00069464 | 0.013915
2020-03-25 18:00 | 20.45 | 0.74767 | 0.00074767 | 0.01529
2020-03-25 19:00 | 21.2858 | 0.039228 | 3.9228e-05 | 0.000835
2020-03-25 20:00 | 21.1882 | 0 | 0 | 0
2020-03-25 21:00 | 19.1862 | 0 | 0 | 0
2020-03-25 22:00 | 16.7005 | 0 | 0 | 0
2020-03-25 23:00 | 14.5535 | 0 | 0 | 0
2020-03-26 | 13.6601 | 0 | 0 | 0
2020-03-26 01:00 | 14.224 | 0 | 0 | 0
2020-03-26 02:00 | 12.7785 | 0 | 0 | 0
2020-03-26 03:00 | 13.237 | 0 | 0 | 0
2020-03-26 04:00 | 14.7167 | 0 | 0 | 0
2020-03-26 05:00 | 15.6093 | 0 | 0 | 0
2020-03-26 06:00 | 20.1825 | 0 | 0 | 0
2020-03-26 07:00 | 21.0946 | 0 | 0 | 0
2020-03-26 08:00 | 20.6448 | 0.30913 | 0.00030913 | 0.006382
2020-03-26 09:00 | 20.0794 | 0.078814 | 7.8814e-05 | 0.0015825
2020-03-26 10:00 | 19.8169 | 0.67706 | 0.00067706 | 0.013417
2020-03-26 11:00 | 19.7437 | 4.7188 | 0.0047188 | 0.093167
2020-03-26 12:00 | 19.8765 | 2.6734 | 0.0026734 | 0.053138
2020-03-26 13:00 | 18.5874 | 5.2383 | 0.0052383 | 0.097366
2020-03-26 14:00 | 17.4121 | 4.4312 | 0.0044312 | 0.077156
2020-03-26 15:00 | 16.9475 | 4.7393 | 0.0047393 | 0.080319
2020-03-26 16:00 | 17.1042 | 2.959 | 0.002959 | 0.050611
2020-03-26 17:00 | 17.2773 | 0.92178 | 0.00092178 | 0.015926
2020-03-26 18:00 | 18.1699 | 0.15506 | 0.00015506 | 0.0028174
2020-03-26 19:00 | 20.4659 | 0 | 0 | 0
2020-03-26 20:00 | 19.9676 | 0 | 0 | 0
2020-03-26 21:00 | 18.7689 | 0 | 0 | 0
2020-03-26 22:00 | 16.3176 | 0 | 0 | 0
2020-03-26 23:00 | 14.5781 | 0 | 0 | 0
2020-03-27 | 12.4975 | 0 | 0 | 0
2020-03-27 01:00 | 12.3773 | 0 | 0 | 0
2020-03-27 02:00 | 11.706 | 0 | 0 | 0
2020-03-27 03:00 | 11.2068 | 0 | 0 | 0
2020-03-27 04:00 | 11.5942 | 0 | 0 | 0
2020-03-27 05:00 | 12.6337 | 0 | 0 | 0
2020-03-27 06:00 | 16.5294 | 0 | 0 | 0
2020-03-27 07:00 | 19.4892 | 0 | 0 | 0
2020-03-27 08:00 | 19.9075 | 1.611 | 0.001611 | 0.032071
2020-03-27 09:00 | 19.6814 | 2.7568 | 0.0027568 | 0.054258
2020-03-27 10:00 | 20.419 | 4.4861 | 0.0044861 | 0.091601
2020-03-27 11:00 | 20.0239 | 3.8302 | 0.0038302 | 0.076695
2020-03-27 12:00 | 19.4928 | 8.5913 | 0.0085913 | 0.16747
2020-03-27 13:00 | 18.9972 | 8.7416 | 0.0087416 | 0.16607
2020-03-27 14:00 | 17.5808 | 8.4761 | 0.0084761 | 0.14902
2020-03-27 15:00 | 17.1313 | 7.6953 | 0.0076953 | 0.13183
2020-03-27 16:00 | 17.1677 | 6.3895 | 0.0063895 | 0.10969
2020-03-27 17:00 | 17.605 | 4.5113 | 0.0045113 | 0.079421
2020-03-27 18:00 | 17.7802 | 2.1373 | 0.0021373 | 0.038002
2020-03-27 19:00 | 17.977 | 0.25775 | 0.00025775 | 0.0046337
2020-03-27 20:00 | 17.8182 | 0 | 0 | 0
2020-03-27 21:00 | 16.6416 | 0 | 0 | 0
2020-03-27 22:00 | 14.4132 | 0 | 0 | 0
2020-03-27 23:00 | 11.9551 | 0 | 0 | 0
2020-03-28 | 10.9591 | 0 | 0 | 0
2020-03-28 01:00 | 10.4438 | 0 | 0 | 0
2020-03-28 02:00 | 10.2507 | 0 | 0 | 0
2020-03-28 03:00 | 10.0436 | 0 | 0 | 0
2020-03-28 04:00 | 10.2089 | 0 | 0 | 0
2020-03-28 05:00 | 10.6481 | 0 | 0 | 0
2020-03-28 06:00 | 11.7445 | 0 | 0 | 0
2020-03-28 07:00 | 13.3231 | 0 | 0 | 0
2020-03-28 08:00 | 15.3608 | 1.6538 | 0.0016538 | 0.025404
2020-03-28 09:00 | 16.4918 | 4.1243 | 0.0041243 | 0.068016
2020-03-28 10:00 | 17.071 | 6.1106 | 0.0061106 | 0.10431
2020-03-28 11:00 | 17.1759 | 7.4103 | 0.0074103 | 0.12728
2020-03-28 12:00 | 17.094 | 8.1383 | 0.0081383 | 0.13912
2020-03-28 13:00 | 16.3399 | 8.3644 | 0.0083644 | 0.13667
2020-03-28 14:00 | 14.4468 | 8.0755 | 0.0080755 | 0.11666
2020-03-28 15:00 | 13.8677 | 7.3184 | 0.0073184 | 0.10149
2020-03-28 16:00 | 15.0409 | 4.8695 | 0.0048695 | 0.073241
2020-03-28 17:00 | 15.0809 | 2.9827 | 0.0029827 | 0.044982
2020-03-28 18:00 | 14.8037 | 1.7417 | 0.0017417 | 0.025784
2020-03-28 19:00 | 16.2824 | 0.23078 | 0.00023078 | 0.0037577
2020-03-28 20:00 | 16.4957 | 0 | 0 | 0
2020-03-28 21:00 | 14.3455 | 0 | 0 | 0
2020-03-28 22:00 | 13.0627 | 0 | 0 | 0
2020-03-28 23:00 | 10.8547 | 0 | 0 | 0
2020-03-29 | 10.4434 | 0 | 0 | 0
2020-03-29 01:00 | 10.1339 | 0 | 0 | 0
2020-03-29 02:00 | 9.3907 | 0 | 0 | 0
2020-03-29 03:00 | 9.1332 | 0 | 0 | 0
2020-03-29 04:00 | 9.0716 | 0 | 0 | 0
2020-03-29 05:00 | 8.9775 | 0 | 0 | 0
2020-03-29 06:00 | 9.4075 | 0 | 0 | 0
2020-03-29 07:00 | 10.7126 | 0 | 0 | 0
2020-03-29 08:00 | 12.4515 | 0.67488 | 0.00067488 | 0.0084033
2020-03-29 09:00 | 13.5746 | 1.6804 | 0.0016804 | 0.022811
2020-03-29 10:00 | 14.2904 | 4.5613 | 0.0045613 | 0.065183
2020-03-29 11:00 | 14.8478 | 7.146 | 0.007146 | 0.1061
2020-03-29 12:00 | 15.0279 | 7.8805 | 0.0078805 | 0.11843
2020-03-29 13:00 | 14.4773 | 8.1552 | 0.0081552 | 0.11807
2020-03-29 14:00 | 13.9136 | 7.8806 | 0.0078806 | 0.10965
2020-03-29 15:00 | 13.5788 | 7.1373 | 0.0071373 | 0.096917
2020-03-29 16:00 | 14.873 | 5.9401 | 0.0059401 | 0.088347
2020-03-29 17:00 | 15.9692 | 4.1576 | 0.0041576 | 0.066394
2020-03-29 18:00 | 16.4919 | 1.9677 | 0.0019677 | 0.032452
2020-03-29 19:00 | 17.9716 | 0.24263 | 0.00024263 | 0.0043605
2020-03-29 20:00 | 18.3674 | 0 | 0 | 0
2020-03-29 21:00 | 16.1267 | 0 | 0 | 0
2020-03-29 22:00 | 12.9453 | 0 | 0 | 0
2020-03-29 23:00 | 10.9792 | 0 | 0 | 0
2020-03-30 | 10.2041 | 0 | 0 | 0
2020-03-30 01:00 | 9.7244 | 0 | 0 | 0
2020-03-30 02:00 | 9.1923 | 0 | 0 | 0
2020-03-30 03:00 | 9.1591 | 0 | 0 | 0
2020-03-30 04:00 | 9.9404 | 0 | 0 | 0
2020-03-30 05:00 | 10.4847 | 0 | 0 | 0
2020-03-30 06:00 | 13.3157 | 0 | 0 | 0
2020-03-30 07:00 | 15.8289 | 0.044684 | 4.4684e-05 | 0.0007073
2020-03-30 08:00 | 16.9461 | 1.5031 | 0.0015031 | 0.025472
2020-03-30 09:00 | 16.3399 | 3.6851 | 0.0036851 | 0.060215
2020-03-30 10:00 | 17.6523 | 5.4789 | 0.0054789 | 0.096716
2020-03-30 11:00 | 17.9021 | 6.7319 | 0.0067319 | 0.12052
2020-03-30 12:00 | 18.1175 | 7.3973 | 0.0073973 | 0.13402
2020-03-30 13:00 | 17.82 | 7.5805 | 0.0075805 | 0.13508
2020-03-30 14:00 | 17.3151 | 7.335 | 0.007335 | 0.12701
2020-03-30 15:00 | 16.7062 | 4.227 | 0.004227 | 0.070616
2020-03-30 16:00 | 16.8875 | 4.3084 | 0.0043084 | 0.072758
2020-03-30 17:00 | 17.4063 | 2.4978 | 0.0024978 | 0.043478
2020-03-30 18:00 | 18.4725 | 1.7872 | 0.0017872 | 0.033013
2020-03-30 19:00 | 20.6753 | 0.2155 | 0.0002155 | 0.0044555
2020-03-30 20:00 | 21.5071 | 0 | 0 | 0
2020-03-30 21:00 | 20.0774 | 0 | 0 | 0
2020-03-30 22:00 | 16.7177 | 0 | 0 | 0
2020-03-30 23:00 | 13.8592 | 0 | 0 | 0
2020-03-31 | 12.8062 | 0 | 0 | 0
2020-03-31 01:00 | 12.5394 |  | 0 | 0
2020-03-31 02:00 | 12.0655 |  | 0 | 0
2020-03-31 03:00 | 12.1367 |  | 0 | 0
2020-03-31 04:00 | 13.2469 |  | 0 | 0
2020-03-31 05:00 | 16.1652 |  | 0 | 0
2020-03-31 06:00 | 19.1786 |  | 0 | 0
2020-03-31 07:00 | 21.4128 |  | 0 | 0
2020-03-31 08:00 | 21.7779 |  | 0 | 0
2020-03-31 09:00 | 22.2136 |  | 0 | 0
2020-03-31 10:00 | 23.0588 |  | 0 | 0
2020-03-31 11:00 | 23.7099 |  | 0 | 0
2020-03-31 12:00 | 23.3217 |  | 0 | 0
2020-03-31 13:00 | 21.8514 |  | 0 | 0
2020-03-31 14:00 | 21.0057 |  | 0 | 0
2020-03-31 15:00 | 20.3385 |  | 0 | 0
2020-03-31 16:00 | 20.626 |  | 0 | 0
2020-03-31 17:00 | 20.8527 |  | 0 | 0
2020-03-31 18:00 | 20.773 |  | 0 | 0
2020-03-31 19:00 | 22.9899 |  | 0 | 0
2020-03-31 20:00 | 23.0395 |  | 0 | 0
2020-03-31 21:00 | 20.324 |  | 0 | 0
2020-03-31 22:00 | 19.645 |  | 0 | 0
2020-03-31 23:00 | 17.6986 |  | 0 | 0
2020-04-01 | 15.7659 |  | 0 | 0
|  | 13373.8426 | 13.3738 | 392.72 | 29.3648