## Summary of Returns
CUMBERLAND VALLEY ELECTRIC | [7 empty] | 2019
Summary of Rates of Return by Class
|  |  | Pro Forma | Pro Forma |  |  | Pro Forma | Unitized
|  |  | Operating | Operating |  |  | Rate of Return | Rate of Return
# | Rate | Code | Revenue | Expenses | Margin | Rate Base | on Rate Base | on Rate Base
1 | Sch I - Residential, Schools & Churches | R | 29252503.9146 | 29557477.6591 | -304973.7445 | 56442327.9273 | -0.5403% | -0.34482
2 | Sch I - Res TOD | TOD | 10559.5226 | 11528.2734 | -968.7508 | 25645.0879 | -3.778% | -2.4107
3 | Sch II - Small Commercial Small Power | C1 | 1601717.419 | 1516138.423 | 85578.9959 | 2860433.7545 | 2.992% | 1.9093
4 | Sch II - Small Commercial Small Power | C2 | 1084978.3529 | 786431.0289 | 298547.324 | 685462.6002 | 43.55% | 27.7952
5 | Sch VII - Inclining Block Rate | IB | 5007.8565 | 6751.0006 | -1743.1441 | 31477.1871 | -5.538% | -3.5341
6 | Sch III - All 3Phase Schools & Churches | E1 | 976758.0331 | 848270.5904 | 128487.4426 | 1048224.6146 | 12.26% | 7.8225
7 | Sch IV-A - Large Power 50-2500 kW | L1 | 5863247.3469 | 5604534.1853 | 258713.1616 | 3027048.6001 | 8.547% | 5.4543
8 | Sch VI - Outdoor Lighting - Security Lights | S | 1526944.568 | 913136.9397 | 613807.6283 | 4639669.4904 | 13.23% | 8.4428
9 | reserved |  | 0 | 0 | 0 | 0 | 0% | 0
10 | reserved |  | 0 | 0 | 0 | 0 | 0% | 0
|  |  | 0 | 0 | 0 | 0 | #DIV/0! | #DIV/0!
|  |  | 0 | 0 | 0 | 0 | #DIV/0! | #DIV/0!
|  |  | 0 | 0 | 0 | 0 | #DIV/0! | #DIV/0!
9 | Total |  | 40321717.0136 | 39244268.1005 | 1077448.9131 | 68760289.2621 | 1.567% | 1
After Proposed Rate Revisions
[7 empty] | Pro Forma | Unitized
|  |  | Share of | Share of |  |  | Rate of Return | Rate of Return
# | Rate | Code | Revenue | kWh |  |  | on Rate Base | on Rate Base
1 | Sch I - Residential, Schools & Churches | R | 72.55% | 69.51% |  |  | 1.093% | 0.37583
2 | Sch I - Res TOD | TOD | 0.02619% | 0.02438% |  |  | -3.778% | -1.2993
3 | Sch II - Small Commercial Small Power | C1 | 3.972% | 3.413% |  |  | 2.992% | 1.029
4 | Sch II - Small Commercial Small Power | C2 | 2.691% | 2.329% |  |  | 43.55% | 14.9802
5 | Sch VII - Inclining Block Rate | IB | 0.01242% | 0.002861% |  |  | -5.538% | -1.9047
6 | Sch III - All 3Phase Schools & Churches | E1 | 2.422% | 3.429% |  |  | 12.26% | 4.216
7 | Sch IV-A - Large Power 50-2500 kW | L1 | 14.54% | 18.95% |  |  | 8.547% | 2.9396
8 | Sch VI - Outdoor Lighting - Security Lights | S | 3.787% | 2.34% |  |  | 13.23% | 4.5502
9 | reserved | 0 | 0% | 0% |  |  | 0 | 0
10 | reserved | 0 | 0% | 0% |  |  | 0 | 0
|  |  | 0% | 0% |  |  | #DIV/0! | #DIV/0!
|  |  | 0% | 0% |  |  | #DIV/0! | #DIV/0!
|  |  | 0% | 0% |  |  | #DIV/0! | #DIV/0!
|  |  | 0% | 0%
|  |  | 0% | 0%
|  |  | 0% | 0%
9 | Total |  | 100% | 100% |  |  | 2.907% | 1

## Summary of Rates
CUMBERLAND VALLEY ELECTRIC
Summary of Cost-Based Rates
Cost-Based Rates
|  |  | Customer | Energy | Demand
# | Rate | Code | $/Month | $/KWH | $/KW
1 | Sch I - Residential, Schools & Churches | R | 25.533 | 0.082689
2 | Sch I - Res TOD | TOD | 25.5716 | 0.082979
3 | Sch II - Small Commercial Small Power | C1 | 25.5722 | 0.081893
4 | Sch II - Small Commercial Small Power | C2 | 27.3477 | 0.046566 | 7.8545
5 | Sch VII - Inclining Block Rate | IB | 25.638 | 0.073887
6 | Sch III - All 3Phase Schools & Churches | E1 | 25.4483 | 0.059423
7 | Sch IV-A - Large Power 50-2500 kW | L1 | 29.5668 | 0.050519 | 6.3459
8 | Sch VI - Outdoor Lighting - Security Lights | S
9 | reserved | 0
10 | reserved | 0

## Func & Classif
ok
|  |  | Allocation | Total | Power Supply |  |  | Transmission |  | Station Equipment | Pri & Sec. Distr Plant |  |  | Customer Services |  |  | Meters |  | Lighting |  | Meter Reading Billing and Cust Acct Service |  | Load Management
Description |  | Name | Vector | System | Demand | Energy |  | Demand |  | Demand | Demand | Customer |  | Demand | Customer |  | Customer |  | Customer |  | Customer |  | Customer | Total Check | Status
Plant in Service
Intangible Plant
301 | ORGANIZATION | P301 | PT&D | 0 | 0 | 0 |  | 0 |  | 0 | 0 | 0 |  | 0 | 0 |  | 0 |  | 0 |  | 0 |  | 0 | 0 | ok
302 | FRANCHISES | P302 | PT&D | 0 | 0 | 0 |  | 0 |  | 0 | 0 | 0 |  | 0 | 0 |  | 0 |  | 0 |  | 0 |  | 0 | 0 | ok
303 | MISC. INTANGIBLE | P303 | PT&D | 0 | 0 | 0 |  | 0 |  | 0 | 0 | 0 |  | 0 | 0 |  | 0 |  | 0 |  | 0 |  | 0 | 0 | ok
| Total Intangible Plant | PINT |  | 0 | 0 | 0 |  | 0 |  | 0 | 0 | 0 |  | 0 | 0 |  | 0 |  | 0 |  | 0 |  | 0 | 0 | ok
Steam Production
310 | LAND AND LAND RIGHTS | P310 | F016 | 0 | 0 | 0 |  | 0 |  | 0 | 0 | 0 |  | 0 | 0 |  | 0 |  | 0 |  | 0 |  | 0 | 0 | ok
311 | STRUCTURES AND IMPROVEMENTS | P311 | F016 | 0 | 0 | 0 |  | 0 |  | 0 | 0 | 0 |  | 0 | 0 |  | 0 |  | 0 |  | 0 |  | 0 | 0 | ok
312 | BOILER PLANT EQUIPMENT | P312 | F016 | 0 | 0 | 0 |  | 0 |  | 0 | 0 | 0 |  | 0 | 0 |  | 0 |  | 0 |  | 0 |  | 0 | 0 | ok
313 | ENGINES AND ENGINE DRIVEN GENERATORS | P313 | F016 | 0 | 0 | 0 |  | 0 |  | 0 | 0 | 0 |  | 0 | 0 |  | 0 |  | 0 |  | 0 |  | 0 | 0 | ok
314 | TURBOGENERATOR UNITS | P314 | F016 | 0 | 0 | 0 |  | 0 |  | 0 | 0 | 0 |  | 0 | 0 |  | 0 |  | 0 |  | 0 |  | 0 | 0 | ok
315 | ACCESSORY ELEC EQUIP | P315 | F016 | 0 | 0 | 0 |  | 0 |  | 0 | 0 | 0 |  | 0 | 0 |  | 0 |  | 0 |  | 0 |  | 0 | 0 | ok
316 | MISC POWER PLANT EQUIPMENT | P316 | F016 | 0 | 0 | 0 |  | 0 |  | 0 | 0 | 0 |  | 0 | 0 |  | 0 |  | 0 |  | 0 |  | 0 | 0 | ok
317 | ASSET RETIREMENT COST FOR STEAM PROD | P317 | F016 | 0 | 0 | 0 |  | 0 |  | 0 | 0 | 0 |  | 0 | 0 |  | 0 |  | 0 |  | 0 |  | 0 | 0 | ok
| Total Steam Production Plant | PPROD |  | 0 | 0 | 0 |  | 0 |  | 0 | 0 | 0 |  | 0 | 0 |  | 0 |  | 0 |  | 0 |  | 0 | 0 | ok
Transmission
350 | LAND AND LAND RIGHTS | P350 | F011 | 0 | 0 | 0 |  | 0 |  | 0 | 0 | 0 |  | 0 | 0 |  | 0 |  | 0 |  | 0 |  | 0 | 0 | ok
352 | STRUCTURES AND IMPROVEMENTS | P352 | F011 | 0 | 0 | 0 |  | 0 |  | 0 | 0 | 0 |  | 0 | 0 |  | 0 |  | 0 |  | 0 |  | 0 | 0 | ok
353 | STATION EQUIPMENT | P353 | F011 | 0 | 0 | 0 |  | 0 |  | 0 | 0 | 0 |  | 0 | 0 |  | 0 |  | 0 |  | 0 |  | 0 | 0 | ok
354 | TOWERS AND FIXTURES | P354 | F011 | 0 | 0 | 0 |  | 0 |  | 0 | 0 | 0 |  | 0 | 0 |  | 0 |  | 0 |  | 0 |  | 0 | 0 | ok
355 | POLES AND FIXTURES | P355 | F011 | 0 | 0 | 0 |  | 0 |  | 0 | 0 | 0 |  | 0 | 0 |  | 0 |  | 0 |  | 0 |  | 0 | 0 | ok
356 | CONDUCTORS AND DEVICES | P356 | F011 | 0 | 0 | 0 |  | 0 |  | 0 | 0 | 0 |  | 0 | 0 |  | 0 |  | 0 |  | 0 |  | 0 | 0 | ok
359 | ROADS AND TRAILS | P359 | F011 | 0 | 0 | 0 |  | 0 |  | 0 | 0 | 0 |  | 0 | 0 |  | 0 |  | 0 |  | 0 |  | 0 | 0 | ok
| Total Transmission Plant | PTRAN |  | 0 | 0 | 0 |  | 0 |  | 0 | 0 | 0 |  | 0 | 0 |  | 0 |  | 0 |  | 0 |  | 0 | 0 | ok
Plant in Service (Continued)
Distribution
360 | LAND AND LAND RIGHTS | P360 | F001 | 5485.38 | 0 | 0 |  | 0 |  | 5485.38 | 0 | 0 |  | 0 | 0 |  | 0 |  | 0 |  | 0 |  | 0 | 5485.38 | ok
361 | STRUCTURES AND IMPROVEMENTS | P361 | F001 | 0 | 0 | 0 |  | 0 |  | 0 | 0 | 0 |  | 0 | 0 |  | 0 |  | 0 |  | 0 |  | 0 | 0 | ok
362 | STATION EQUIPMENT | P362 | F001 | 696733 | 0 | 0 |  | 0 |  | 696733 | 0 | 0 |  | 0 | 0 |  | 0 |  | 0 |  | 0 |  | 0 | 696733 | ok
364 | POLES, TOWERS AND FIXTURES | P364 | F002 | 32800741 | 0 | 0 |  | 0 |  | 0 | 20640133.5892 | 12160607.4108 |  | 0 | 0 |  | 0 |  | 0 |  | 0 |  | 0 | 32800741 | ok
365 | OVERHEAD CONDUCTORS AND DEVICE | P365 | F003 | 30548820 | 0 | 0 |  | 0 |  | 0 | 22229648.2296 | 8319171.7704 |  | 0 | 0 |  | 0 |  | 0 |  | 0 |  | 0 | 30548820 | ok
366 | UNDERGROUND CONDUIT | P366 | F004 | 0 | 0 | 0 |  | 0 |  | 0 | 0 | 0 |  | 0 | 0 |  | 0 |  | 0 |  | 0 |  | 0 | 0 | ok
367 | UNDERGROUND CONDUCTORS AND DEV | P367 | F004 | 4554892 | 0 | 0 |  | 0 |  | 0 | 285222.4605 | 4269669.5395 |  | 0 | 0 |  | 0 |  | 0 |  | 0 |  | 0 | 4554892 | ok
368 | LINE TRANSFORMERS | P368 | F005 | 10965699.7 | 0 | 0 |  | 0 |  | 0 | 3184405.3158 | 7781294.3842 |  | 0 | 0 |  | 0 |  | 0 |  | 0 |  | 0 | 10965699.7 | ok
369 | SERVICES | P369 | F006 | 8837379.1 | 0 | 0 |  | 0 |  | 0 | 0 | 0 |  | 0 | 8837379.1 |  | 0 |  | 0 |  | 0 |  | 0 | 8837379.1 | ok
370 | METERS | P370 | F007 | 8720654 | 0 | 0 |  | 0 |  | 0 | 0 | 0 |  | 0 | 0 |  | 8720654 |  | 0 |  | 0 |  | 0 | 8720654 | ok
371 | INSTALLATIONS ON CONSUMERS PRE | P371 | F013 | 6363722.59 | 0 | 0 |  | 0 |  | 0 | 0 | 0 |  | 0 | 0 |  | 0 |  | 6363722.59 |  | 0 |  | 0 | 6363722.59 | ok
372 | LEASED PROP. ON CONSUMERS PREMISES | P372 | F013 | 0 | 0 | 0 |  | 0 |  | 0 | 0 | 0 |  | 0 | 0 |  | 0 |  | 0 |  | 0 |  | 0 | 0 | ok
373 | STREET LIGHTING AND SIGNAL SYS | P373 | F008 | 0 | 0 | 0 |  | 0 |  | 0 | 0 | 0 |  | 0 | 0 |  | 0 |  | 0 |  | 0 |  | 0 | 0 | ok
| Total Distribution Plant | PDIST |  | 103494126.77 | 0 | 0 |  |  | 0 | 702218.38 | 46339409.5951 | 32530743.1049 |  | 0 | 8837379.1 |  | 8720654 |  | 6363722.59 |  | 0 |  | 0 | 103494126.77 | ok
| Total Transmission and Distribution Plant | PT&D |  | 103494126.77 | 0 | 0 | 0 | 0 | 0 | 702218.38 | 46339409.5951 | 32530743.1049 | 0 | 0 | 8837379.1 | 0 | 8720654 | 0 | 6363722.59 | 0 | 0 | 0 | 0 | 103494126.77 | ok
| Total Production, Transmission & Distribution Plant | PPT&D |  | 103494126.77 | 0 | 0 | 0 | 0 | 0 | 702218.38 | 46339409.5951 | 32530743.1049 | 0 | 0 | 8837379.1 | 0 | 8720654 | 0 | 6363722.59 | 0 | 0 |  | 0 | 103494126.77 | ok
Plant in Service (Continued)
General Plant
389 | LAND AND LAND RIGHTS | P389 | PT&D | 98651.83 | 0 | 0 |  | 0 |  | 669.3629 | 44171.2752 | 31008.6904 |  | 0 | 8423.8946 |  | 8312.6309 |  | 6065.9759 |  | 0 |  | 0 | 98651.83 | ok
390 | STRUCTURES AND IMPROVEMENTS | P390 | PT&D | 2250795 | 0 | 0 |  | 0 |  | 15271.8774 | 1007791.5982 | 707480.0881 |  | 0 | 192195.7246 |  | 189657.1818 |  | 138398.5298 |  | 0 |  | 0 | 2250795 | ok
391 | OFFICE FURNITURE AND EQUIPMENT | P391 | PT&D | 894674.21 | 0 | 0 |  | 0 |  | 6070.4573 | 400589.637 | 281218.0536 |  | 0 | 76396.3658 |  | 75387.314 |  | 55012.3824 |  | 0 |  | 0 | 894674.21 | ok
392 | TRANSPORTATION EQUIPMENT | P392 | PT&D | 3053663 | 0 | 0 |  | 0 |  | 20719.42 | 1367275.0806 | 959841.1976 |  | 0 | 260752.7443 |  | 257308.6926 |  | 187765.8648 |  | 0 |  | 0 | 3053663 | ok
393 | STORES EQUIPMENT | P393 | PT&D | 0 | 0 | 0 |  | 0 |  | 0 | 0 | 0 |  | 0 | 0 |  | 0 |  | 0 |  | 0 |  | 0 | 0 | ok
394 | TOOLS, SHOP & GARAGE EQUIPMENT | P394 | PT&D | 98942.97 | 0 | 0 |  | 0 |  | 671.3383 | 44301.6329 | 31100.2029 |  | 0 | 8448.7551 |  | 8337.163 |  | 6083.8777 |  | 0 |  | 0 | 98942.97 | ok
395 | LABORATORY EQUIPMENT | P395 | PT&D | 87712.1 | 0 | 0 |  | 0 |  | 595.1357 | 39273.0202 | 27570.0649 |  | 0 | 7489.7495 |  | 7390.824 |  | 5393.3058 |  | 0 |  | 0 | 87712.1 | ok
396 | POWER OPERATED EQUIPMENT | P396 | PT&D | 303903.89 | 0 | 0 |  | 0 |  | 2062.0194 | 136072.7152 | 95524.4484 |  | 0 | 25950.399 |  | 25607.6432 |  | 18686.6647 |  | 0 |  | 0 | 303903.89 | ok
397 | COMMUNICATION EQUIPMENT | P397 | PT&D | 835034 | 0 | 0 |  | 0 |  | 5665.7923 | 373885.7823 | 262471.6724 |  | 0 | 71303.6792 |  | 70361.8922 |  | 51345.1816 |  | 0 |  | 0 | 835034 | ok
398 | MISCELLANEOUS EQUIPMENT | P398 | PT&D | 461005.92 | 0 | 0 |  | 0 |  | 3127.973 | 206415.0191 | 144905.4707 |  | 0 | 39365.3651 |  | 38845.4229 |  | 28346.6693 |  | 0 |  | 0 | 461005.92 | ok
399 | OTHER TANGIBLE PROPERTY | P399 | PT&D | 0 | 0 | 0 |  | 0 |  | 0 | 0 | 0 |  | 0 | 0 |  | 0 |  | 0 |  | 0 |  | 0 | 0 | ok
| Total General Plant | PGP |  | 8084382.92 | 0 | 0 |  | 0 |  | 54853.3763 | 3619775.7607 | 2541119.889 |  | 0 | 690326.6773 |  | 681208.7647 |  | 497098.4521 |  | 0 |  | 0 | 8084382.92 | ok
106 | COMPLETED CONSTR NOT CLASSIFIED | P106 | PT&D | 0 | 0 | 0 |  | 0 |  | 0 | 0 | 0 |  | 0 | 0 |  | 0 |  | 0 |  | 0 |  | 0 | 0 | ok
102 | ELECTRIC PLANT PURCHASED OR SOLD | P102 | PDIST | 0 | 0 | 0 |  | 0 |  | 0 | 0 | 0 |  | 0 | 0 |  | 0 |  | 0 |  | 0 |  | 0 | 0 | ok
114 | Electric Plant Acquisition Adjustment |  | PPROD | 0 | 0 | 0 |  | 0 |  | 0 | 0 | 0 |  | 0 | 0 |  | 0 |  | 0 |  | 0 |  | 0 | 0 | ok
| Total Plant in Service | TPIS |  | 111578509.69 | 0 | 0 |  | 0 |  | 757071.7563 | 49959185.3558 | 35071862.9939 |  | 0 | 9527705.7773 |  | 9401862.7647 |  | 6860821.0421 |  | 0 |  | 0 | 111578509.69 | ok
Construction Work in Progress (CWIP)
| CWIP Production | CWIP1 | PPROD | 0 | 0 | 0 |  | 0 |  | 0 | 0 | 0 |  | 0 | 0 |  | 0 |  | 0 |  | 0 |  | 0 | 0 | ok
| CWIP Transmission | CWIP2 | PTRAN | 0 | 0 | 0 |  | 0 |  | 0 | 0 | 0 |  | 0 | 0 |  | 0 |  | 0 |  | 0 |  | 0 | 0 | ok
| CWIP Distribution | CWIP3 | PDIST | 771350 | 0 | 0 |  | 0 |  | 5233.6897 | 345371.324 | 242454.2288 |  | 0 | 65865.6929 |  | 64995.7314 |  | 47429.3332 |  | 0 |  | 0 | 771350 | ok
| CWIP General Plant | CWIP4 | PGP | 0 | 0 | 0 |  | 0 |  | 0 | 0 | 0 |  | 0 | 0 |  | 0 |  | 0 |  | 0 |  | 0 | 0 | ok
| CWIP Other | CWIP5 | PDIST | 0 | 0 | 0 |  | 0 |  | 0 | 0 | 0 |  | 0 | 0 |  | 0 |  | 0 |  | 0 |  | 0 | 0 | ok
Total Construction Work in Progress |  | TCWIP |  | 771350 | 0 | 0 |  | 0 |  | 5233.6897 | 345371.324 | 242454.2288 |  | 0 | 65865.6929 |  | 64995.7314 |  | 47429.3332 |  | 0 |  | 0 | 771350 | ok
Total Utility Plant |  |  |  | 112349859.69 | 0 | 0 |  | 0 |  | 762305.446 | 50304556.6798 | 35314317.2227 |  | 0 | 9593571.4702 |  | 9466858.4961 |  | 6908250.3752 |  | 0 |  | 0 | 112349859.69 | ok
Rate Base
Utility Plant
Plant in Service |  |  |  | 111578509.69 | 0 | 0 |  | 0 |  | 757071.7563 | 49959185.3558 | 35071862.9939 |  | 0 | 9527705.7773 |  | 9401862.7647 |  | 6860821.0421 |  | 0 |  | 0 | 111578509.69 | ok
Construction Work in Progress (CWIP) |  |  |  | 771350 | 0 | 0 |  | 0 |  | 5233.6897 | 345371.324 | 242454.2288 |  | 0 | 65865.6929 |  | 64995.7314 |  | 47429.3332 |  | 0 |  | 0 | 771350 | ok
Total Utility Plant |  | TUP |  | 112349859.69 | 0 | 0 |  | 0 |  | 762305.446 | 50304556.6798 | 35314317.2227 |  | 0 | 9593571.4702 |  | 9466858.4961 |  | 6908250.3752 |  | 0 |  | 0 | 112349859.69 | ok
Less: Acummulated Provision for Depreciation
Electric Plant Amortization |  | ADEPREPA | TUP | 0 | 0 | 0 |  | 0 |  | 0 | 0 | 0 |  | 0 | 0 |  | 0 |  | 0 |  | 0 |  | 0 | 0 | ok
Retirement Work in Progress |  | RWIP | PDIST | -55221 | 0 | 0 |  | 0 |  | -374.6802 | -24725.157 | -17357.3151 |  | 0 | -4715.3295 |  | -4653.0489 |  | -3395.4693 |  | 0 |  | 0 | -55221 | ok
Steam Production |  | ADEPRPP | PPROD | 0 | 0 | 0 |  | 0 |  | 0 | 0 | 0 |  | 0 | 0 |  | 0 |  | 0 |  | 0 |  | 0 | 0 | ok
Transmission |  | ADEPRTP | PTRAN | 0 | 0 | 0 |  | 0 |  | 0 | 0 | 0 |  | 0 | 0 |  | 0 |  | 0 |  | 0 |  | 0 | 0 | ok
Distribution |  | ADEPRD12 | PDIST | 45764584.7 | 0 | 0 |  | 0 |  | 310517.4519 | 20491054.9183 | 14384931.7313 |  | 0 | 3907844.7925 |  | 3856229.5376 |  | 2814006.2684 |  | 0 |  | 0 | 45764584.7 | ok
Dist-Structures |  | ADEPRD1 | P361 | 0 | 0 | 0 |  | 0 |  | 0 | 0 | 0 |  | 0 | 0 |  | 0 |  | 0 |  | 0 |  | 0 | 0 | ok
Dist-Station |  | ADEPRD2 | P362 | 0 | 0 | 0 |  | 0 |  | 0 | 0 | 0 |  | 0 | 0 |  | 0 |  | 0 |  | 0 |  | 0 | 0 | ok
Dist-Poles and Fixtures |  | ADEPRD3 | P364 | 0 | 0 | 0 |  | 0 |  | 0 | 0 | 0 |  | 0 | 0 |  | 0 |  | 0 |  | 0 |  | 0 | 0 | ok
Dist-OH Conductor |  | ADEPRD4 | P365 | 0 | 0 | 0 |  | 0 |  | 0 | 0 | 0 |  | 0 | 0 |  | 0 |  | 0 |  | 0 |  | 0 | 0 | ok
Dist-UG Conduit |  | ADEPRD5 | P366 | 0 | 0 | 0 |  | 0 |  | 0 | 0 | 0 |  | 0 | 0 |  | 0 |  | 0 |  | 0 |  | 0 | 0 | ok
Dist-UG Conductor |  | ADEPRD6 | P367 | 0 | 0 | 0 |  | 0 |  | 0 | 0 | 0 |  | 0 | 0 |  | 0 |  | 0 |  | 0 |  | 0 | 0 | ok
Dist-Line Transformers |  | ADEPRD7 | P368 | 0 | 0 | 0 |  | 0 |  | 0 | 0 | 0 |  | 0 | 0 |  | 0 |  | 0 |  | 0 |  | 0 | 0 | ok
Dist-Services |  | ADEPRD8 | P369 | 0 | 0 | 0 |  | 0 |  | 0 | 0 | 0 |  | 0 | 0 |  | 0 |  | 0 |  | 0 |  | 0 | 0 | ok
Dist-Meters |  | ADEPRD9 | P370 | 0 | 0 | 0 |  | 0 |  | 0 | 0 | 0 |  | 0 | 0 |  | 0 |  | 0 |  | 0 |  | 0 | 0 | ok
Dist-Installations on Customer Premises |  | ADEPRD10 | P371 | 0 | 0 | 0 |  | 0 |  | 0 | 0 | 0 |  | 0 | 0 |  | 0 |  | 0 |  | 0 |  | 0 | 0 | ok
Dist-Lighting & Signal Systems |  | ADEPRD11 | P373 | 0 | 0 | 0 |  | 0 |  | 0 | 0 | 0 |  | 0 | 0 |  | 0 |  | 0 |  | 0 |  | 0 | 0 | ok
Accum Amtz - Electric Plant Acquisition |  |  | PGP | 0 | 0 | 0 |  | 0 |  | 0 | 0 | 0 |  | 0 | 0 |  | 0 |  | 0 |  | 0 |  | 0 | 0 | ok
Accum Amtz - Electric Plant in Service |  |  | PGP | 0 | 0 | 0 |  | 0 |  | 0 | 0 | 0 |  | 0 | 0 |  | 0 |  | 0 |  | 0 |  | 0 | 0 | ok
General Plant |  |  | PGP | 0 | 0 | 0 |  | 0 |  | 0 | 0 | 0 |  | 0 | 0 |  | 0 |  | 0 |  | 0 |  | 0 | 0 | ok
Total Accumulated Depreciation & Amort |  | TADEPR |  | 45709363.7 | 0 | 0 |  | 0 |  | 310142.7717 | 20466329.7612 | 14367574.4162 |  | 0 | 3903129.4629 |  | 3851576.4887 |  | 2810610.7992 |  | 0 |  | 0 | 45709363.7 | ok
Net Utility Plant |  | NTPLANT |  | 66640495.99 | 0 | 0 |  | 0 |  | 452162.6743 | 29838226.9186 | 20946742.8065 |  | 0 | 5690442.0072 |  | 5615282.0073 |  | 4097639.576 |  | 0 |  | 0 | 66640495.99 | ok
Working Capital
Cash Working Capital - Operation and Maintenance Expenses |  | CWC | OMLPP | 966710.355 | 0 | 0 |  | 0 |  | 1270.2671 | 405703.3188 | 176096.4251 |  | 0 | 26953.8031 |  | 81785.1311 |  | 3916.6562 |  | 270984.7536 |  | 0 | 966710.355 | ok
Materials and Supplies (13-Month Avg) |  | M&S | TPIS | 1016193.6885 | 0 | 0 |  | 0 |  | 6894.9795 | 454999.8829 | 319414.607 |  | 0 | 86772.9324 |  | 85626.8257 |  | 62484.461 |  | 0 |  | 0 | 1016193.6885 | ok
Prepayments (13-Month Average) |  | PREPAY | TPIS | 136889.2292 | 0 | 0 |  | 0 |  | 928.8076 | 61292.0391 | 43027.6431 |  | 0 | 11688.9919 |  | 11534.6024 |  | 8417.1451 |  | 0 |  | 0 | 136889.2292 | ok
Total Working Capital |  | TWC |  | 2119793.2727 | 0 | 0 |  | 0 |  | 9094.0543 | 921995.2408 | 538538.6751 |  | 0 | 125415.7274 |  | 178946.5592 |  | 74818.2623 |  | 270984.7536 |  | 0 | 2119793.2727 | ok
Deferred Debits & Credits
1 |  | DDEB1 | PDIST | 0 | 0 | 0 |  | 0 |  | 0 | 0 | 0 |  | 0 | 0 |  | 0 |  | 0 |  | 0 |  | 0 | 0 | ok
2 |  | DDEB2 | PDIST | 0 | 0 | 0 |  | 0 |  | 0 | 0 | 0 |  | 0 | 0 |  | 0 |  | 0 |  | 0 |  | 0 | 0 | ok
3 |  | DDEB3 | PDIST | 0 | 0 | 0 |  | 0 |  | 0 | 0 | 0 |  | 0 | 0 |  | 0 |  | 0 |  | 0 |  | 0 | 0 | ok
4 |  | DCRED1 | PDIST | 0 | 0 | 0 |  | 0 |  | 0 | 0 | 0 |  | 0 | 0 |  | 0 |  | 0 |  | 0 |  | 0 | 0 | ok
Total Deferred Debits & Credits |  |  |  | 0 | 0 | 0 |  | 0 |  | 0 | 0 | 0 |  | 0 | 0 |  | 0 |  | 0 |  | 0 |  | 0 | 0 | ok
Less: Customer Deposits |  | CSTDEP | TPIS | 0 | 0 | 0 |  | 0 |  | 0 | 0 | 0 |  | 0 | 0 |  | 0 |  | 0 |  | 0 |  | 0 | 0 | ok
Net Rate Base |  | RB |  | 68760289.2627 | 0 | 0 |  | 0 |  | 461256.7286 | 30760222.1593 | 21485281.4816 |  | 0 | 5815857.7347 |  | 5794228.5666 |  | 4172457.8383 |  | 270984.7536 |  | 0 | 68760289.2627 | ok
Operation and Maintenance Expenses
Steam Power Production Operations Expense
500 | OPERATION SUPV AND ENGINEERING | OM500 | PPROD | 0 | 0 | 0 |  | 0 |  | 0 | 0 | 0 |  | 0 | 0 |  | 0 |  | 0 |  | 0 |  | 0 | 0 | ok
501 | FUEL | OM501 | F017 | 0 | 0 | 0 |  | 0 |  | 0 | 0 | 0 |  | 0 | 0 |  | 0 |  | 0 |  | 0 |  | 0 | 0 | ok
502 | STEAM EXPENSES | OM502 | F016 | 0 | 0 | 0 |  | 0 |  | 0 | 0 | 0 |  | 0 | 0 |  | 0 |  | 0 |  | 0 |  | 0 | 0 | ok
503 | STEAM FROM OTHER SOURCES | OM503 | F016 | 0 | 0 | 0 |  | 0 |  | 0 | 0 | 0 |  | 0 | 0 |  | 0 |  | 0 |  | 0 |  | 0 | 0 | ok
504 | STEAM TRANSFERRED - CREDIT | OM504 | F016 | 0 | 0 | 0 |  | 0 |  | 0 | 0 | 0 |  | 0 | 0 |  | 0 |  | 0 |  | 0 |  | 0 | 0 | ok
505 | ELECTRIC EXPENSES | OM505 | F016 | 0 | 0 | 0 |  | 0 |  | 0 | 0 | 0 |  | 0 | 0 |  | 0 |  | 0 |  | 0 |  | 0 | 0 | ok
506 | MISC STEAM POWER EXPENSES | OM506 | F016 | 0 | 0 | 0 |  | 0 |  | 0 | 0 | 0 |  | 0 | 0 |  | 0 |  | 0 |  | 0 |  | 0 | 0 | ok
507 | RENTS | OM507 | F016 | 0 | 0 | 0 |  | 0 |  | 0 | 0 | 0 |  | 0 | 0 |  | 0 |  | 0 |  | 0 |  | 0 | 0 | ok
509 | ALLOWANCES | OM509 | F017 | 0 | 0 | 0 |  | 0 |  | 0 | 0 | 0 |  | 0 | 0 |  | 0 |  | 0 |  | 0 |  | 0 | 0 | ok
Total Steam Production Operation Expense |  | OMPO |  | 0 | 0 | 0 |  | 0 |  | 0 | 0 | 0 |  | 0 | 0 |  | 0 |  | 0 |  | 0 |  | 0 | 0 | ok
Steam Power Production Maintenance Expense
510 | MAINENANCE SUPV AND ENGINEERING | OM510 | F017 | 0 | 0 | 0 |  | 0 |  | 0 | 0 | 0 |  | 0 | 0 |  | 0 |  | 0 |  | 0 |  | 0 | 0 | ok
511 | MAINTENANCE OF STRUCTURES | OM511 | F016 | 0 | 0 | 0 |  | 0 |  | 0 | 0 | 0 |  | 0 | 0 |  | 0 |  | 0 |  | 0 |  | 0 | 0 | ok
512 | MAINTENANCE OF BOILER PLANT | OM512 | F017 | 0 | 0 | 0 |  | 0 |  | 0 | 0 | 0 |  | 0 | 0 |  | 0 |  | 0 |  | 0 |  | 0 | 0 | ok
513 | MAINTENANCE OF ELECTRIC PLANT | OM513 | F017 | 0 | 0 | 0 |  | 0 |  | 0 | 0 | 0 |  | 0 | 0 |  | 0 |  | 0 |  | 0 |  | 0 | 0 | ok
514 | MAINTENANCE OF MISC STEAM PLANT | OM514 | F016 | 0 | 0 | 0 |  | 0 |  | 0 | 0 | 0 |  | 0 | 0 |  | 0 |  | 0 |  | 0 |  | 0 | 0 | ok
Total Steam Production Maintenance Expense |  | OMPM |  | 0 | 0 | 0 |  | 0 |  | 0 | 0 | 0 |  | 0 | 0 |  | 0 |  | 0 |  | 0 |  | 0 | 0 | ok
Total Steam Production Operation and Maintenance Expenses |  | OMP |  | 0 | 0 | 0 |  | 0 |  | 0 | 0 | 0 |  | 0 | 0 |  | 0 |  | 0 |  | 0 |  | 0 | 0 | ok
Operation and Maintenance Expenses (Continued)
Purchased Power
555 | PURCHASED POWER | OM555 | OMPP | 29927607 | 9804243.4191 | 20123363.5809 |  | 0 |  | 0 | 0 | 0 |  | 0 | 0 |  | 0 |  | 0 |  | 0 |  | 0 | 29927607 | ok
556 | SYSTEM CONTROL & LOAD DISPATCHING | OM556 | OMPP | 0 | 0 | 0 |  | 0 |  | 0 | 0 | 0 |  | 0 | 0 |  | 0 |  | 0 |  | 0 |  | 0 | 0 | ok
557 | OTHER EXPENSES | OM557 | OMPP | 0 | 0 | 0 |  | 0 |  | 0 | 0 | 0 |  | 0 | 0 |  | 0 |  | 0 |  | 0 |  | 0 | 0 | ok
559 | RENEWABLE ENERGY CR EXP | OM559 | OMPP | 0 | 0 | 0 |  | 0 |  | 0 | 0 | 0 |  | 0 | 0 |  | 0 |  | 0 |  | 0 |  | 0 | 0 | ok
Total Purchased Power |  | TPP |  | 29927607 | 9804243.4191 | 20123363.5809 |  | 0 |  | 0 | 0 | 0 |  | 0 | 0 |  | 0 |  | 0 |  | 0 |  | 0 | 29927607 | ok
Transmission Expenses
560 | OPERATION SUPERVISION AND ENG | OM560 | PTRAN | 0 | 0 | 0 |  | 0 |  | 0 | 0 | 0 |  | 0 | 0 |  | 0 |  | 0 |  | 0 |  | 0 | 0 | ok
561 | LOAD DISPATCHING | OM561 | PTRAN | 0 | 0 | 0 |  | 0 |  | 0 | 0 | 0 |  | 0 | 0 |  | 0 |  | 0 |  | 0 |  | 0 | 0 | ok
562 | STATION EXPENSES | OM562 | PTRAN | 0 | 0 | 0 |  | 0 |  | 0 | 0 | 0 |  | 0 | 0 |  | 0 |  | 0 |  | 0 |  | 0 | 0 | ok
563 | OVERHEAD LINE EXPENSES | OM563 | PTRAN | 0 | 0 | 0 |  | 0 |  | 0 | 0 | 0 |  | 0 | 0 |  | 0 |  | 0 |  | 0 |  | 0 | 0 | ok
564 | UNDERGROUND LINE EXPENSES | OM564 | PTRAN | 0 | 0 | 0 |  | 0 |  | 0 | 0 | 0 |  | 0 | 0 |  | 0 |  | 0 |  | 0 |  | 0 | 0 | ok
565 | TRANSMISION OF ELEC BY OTHERS | OM565 | PTRAN | 0 | 0 | 0 |  | 0 |  | 0 | 0 | 0 |  | 0 | 0 |  | 0 |  | 0 |  | 0 |  | 0 | 0 | ok
566 | MISC. TRANSMISSION EXPENSES | OM566 | PTRAN | 0 | 0 | 0 |  | 0 |  | 0 | 0 | 0 |  | 0 | 0 |  | 0 |  | 0 |  | 0 |  | 0 | 0 | ok
567 | RENTS | OM567 | PTRAN | 0 | 0 | 0 |  | 0 |  | 0 | 0 | 0 |  | 0 | 0 |  | 0 |  | 0 |  | 0 |  | 0 | 0 | ok
568 | MAINTENANCE SUPERVISION AND ENG | OM568 | PTRAN | 0 | 0 | 0 |  | 0 |  | 0 | 0 | 0 |  | 0 | 0 |  | 0 |  | 0 |  | 0 |  | 0 | 0 | ok
569 | MAINTENANCE OF STRUCTURES | OM569 | PTRAN | 0 | 0 | 0 |  | 0 |  | 0 | 0 | 0 |  | 0 | 0 |  | 0 |  | 0 |  | 0 |  | 0 | 0 | ok
570 | MAINT OF STATION EQUIPMENT | OM570 | PTRAN | 0 | 0 | 0 |  | 0 |  | 0 | 0 | 0 |  | 0 | 0 |  | 0 |  | 0 |  | 0 |  | 0 | 0 | ok
571 | MAINT OF OVERHEAD LINES | OM571 | PTRAN | 0 | 0 | 0 |  | 0 |  | 0 | 0 | 0 |  | 0 | 0 |  | 0 |  | 0 |  | 0 |  | 0 | 0 | ok
572 | MAINT OF UNDERGROUND LINES | OM572 | PTRAN | 0 | 0 | 0 |  | 0 |  | 0 | 0 | 0 |  | 0 | 0 |  | 0 |  | 0 |  | 0 |  | 0 | 0 | ok
573 | MAINT MISC | OM573 | PTRAN | 0 | 0 | 0 |  | 0 |  | 0 | 0 | 0 |  | 0 | 0 |  | 0 |  | 0 |  | 0 |  | 0 | 0 | ok
574 | MAINT OF TRANS PLANT | OM574 | PTRAN | 0 | 0 | 0 |  | 0 |  | 0 | 0 | 0 |  | 0 | 0 |  | 0 |  | 0 |  | 0 |  | 0 | 0 | ok
Total Transmission Expenses |  |  |  | 0 | 0 | 0 |  | 0 |  | 0 | 0 | 0 |  | 0 | 0 |  | 0 |  | 0 |  | 0 |  | 0 | 0 | ok
Distribution Operation Expense
580 | OPERATION SUPERVISION AND ENGI | OM580 | PDIST | 0 | 0 | 0 |  | 0 |  | 0 | 0 | 0 |  | 0 | 0 |  | 0 |  | 0 |  | 0 |  | 0 | 0 | ok
581 | LOAD DISPATCHING | OM581 | P362 | 0 | 0 | 0 |  | 0 |  | 0 | 0 | 0 |  | 0 | 0 |  | 0 |  | 0 |  | 0 |  | 0 | 0 | ok
582 | STATION EXPENSES | OM582 | P362 | 5355.6 | 0 | 0 |  | 0 |  | 5355.6 | 0 | 0 |  | 0 | 0 |  | 0 |  | 0 |  | 0 |  | 0 | 5355.6 | ok
583 | OVERHEAD LINE EXPENSES | OM583 | P365 | 710174.96 | 0 | 0 |  | 0 |  | 0 | 516777.3925 | 193397.5675 |  | 0 | 0 |  | 0 |  | 0 |  | 0 |  | 0 | 710174.96 | ok
584 | UNDERGROUND LINE EXPENSES | OM584 | P367 | 91284.29 | 0 | 0 |  | 0 |  | 0 | 5716.1245 | 85568.1655 |  | 0 | 0 |  | 0 |  | 0 |  | 0 |  | 0 | 91284.29 | ok
585 | STREET LIGHTING EXPENSE | OM585 | P371 | 0 | 0 | 0 |  | 0 |  | 0 | 0 | 0 |  | 0 | 0 |  | 0 |  | 0 |  | 0 |  | 0 | 0 | ok
586 | METER EXPENSES | OM586 | P370 | 364075.15 | 0 | 0 |  | 0 |  | 0 | 0 | 0 |  | 0 | 0 |  | 364075.15 |  | 0 |  | 0 |  | 0 | 364075.15 | ok
586 | METER EXPENSES - LOAD MANAGEMENT | OM586x | F012 |  | 0 | 0 |  | 0 |  | 0 | 0 | 0 |  | 0 | 0 |  | 0 |  | 0 |  | 0 |  | 0 | 0 | ok
587 | CUSTOMER INSTALLATIONS EXPENSE | OM587 | P369 | 137465.25 | 0 | 0 |  | 0 |  | 0 | 0 | 0 |  | 0 | 137465.25 |  | 0 |  | 0 |  | 0 |  | 0 | 137465.25 | ok
588 | MISCELLANEOUS DISTRIBUTION EXP | OM588 | PDIST | 176974.96 | 0 | 0 |  | 0 |  | 1200.7935 | 79240.3919 | 55627.5717 |  | 0 | 15111.9185 |  | 14912.3186 |  | 10881.9658 |  | 0 |  | 0 | 176974.96 | ok
588 | MISC DISTR EXP -- MAPPING | OM588x | F015 | 0 | 0 | 0 |  | 0 |  | 0 | 0 | 0 |  | 0 | 0 |  | 0 |  | 0 |  | 0 |  | 0 | 0 | ok
589 | RENTS | OM589 | PDIST | 7200 | 0 | 0 |  | 0 |  | 48.8527 | 3223.794 | 2263.1366 |  | 0 | 614.8091 |  | 606.6886 |  | 442.7189 |  | 0 |  | 0 | 7200 | ok
Total Distribution Operation Expense |  | OMDO |  | 1492530.21 | 0 | 0 |  | 0 |  | 6605.2462 | 604957.7029 | 336856.4414 |  | 0 | 153191.9776 |  | 379594.1572 |  | 11324.6847 |  | 0 |  | 0 | 1492530.21 | ok
Operation and Maintenance Expenses (Continued)
Distribution Maintenance Expense
590 | MAINTENANCE SUPERVISION AND EN | OM590 | PDIST | 0 | 0 | 0 |  | 0 |  | 0 | 0 | 0 |  | 0 | 0 |  | 0 |  | 0 |  | 0 |  | 0 | 0 | ok
592 | MAINTENANCE OF STATION EQUIPME | OM592 | P362 | 0 | 0 | 0 |  | 0 |  | 0 | 0 | 0 |  | 0 | 0 |  | 0 |  | 0 |  | 0 |  | 0 | 0 | ok
593 | MAINTENANCE OF OVERHEAD LINES | OM593 | P365 | 2528118 | 0 | 0 |  | 0 |  | 0 | 1839651.2148 | 688466.7852 |  | 0 | 0 |  | 0 |  | 0 |  | 0 |  | 0 | 2528118 | ok
594 | MAINTENANCE OF UNDERGROUND LIN | OM594 | P367 | 0 | 0 | 0 |  | 0 |  | 0 | 0 | 0 |  | 0 | 0 |  | 0 |  | 0 |  | 0 |  | 0 | 0 | ok
595 | MAINTENANCE OF LINE TRANSFORME | OM595 | P368 | 19814.91 | 0 | 0 |  | 0 |  | 0 | 5754.1886 | 14060.7214 |  | 0 | 0 |  | 0 |  | 0 |  | 0 |  | 0 | 19814.91 | ok
596 | MAINTENANCE OF ST LIGHTS & SIG SYSTEMS | OM596 | P373 | 0 | 0 | 0 |  | 0 |  | 0 | 0 | 0 |  | 0 | 0 |  | 0 |  | 0 |  | 0 |  | 0 | 0 | ok
597 | MAINTENANCE OF METERS | OM597 | P370 | 106244.9 |  | 0 |  | 0 |  | 0 | 0 | 0 |  | 0 | 0 |  | 106244.9 |  | 0 |  | 0 |  | 0 | 106244.9 | ok
598 | MAINTENANCE OF MISC DISTR PLANT | OM598 | PDIST | 125047.65 | 0 | 0 |  | 0 |  | 848.4613 | 55989.9818 | 39305.5442 |  | 0 | 10677.8377 |  | 10536.8036 |  | 7689.0214 |  | 0 |  | 0 | 125047.65 | ok
Total Distribution Maintenance Expense |  | OMDM |  | 2779225.46 | 0 | 0 |  | 0 |  | 848.4613 | 1901395.3852 | 741833.0508 |  | 0 | 10677.8377 |  | 116781.7036 |  | 7689.0214 |  | 0 |  | 0 | 2779225.46 | ok
Total Distribution Operation and Maintenance Expenses |  |  |  | 4271755.67 | 0 | 0 |  | 0 |  | 7453.7075 | 2506353.0881 | 1078689.4922 |  | 0 | 163869.8153 |  | 496375.8608 |  | 19013.7061 |  | 0 |  | 0 | 4271755.67 | ok
Transmission and Distribution Expenses |  |  |  | 4271755.67 | 0 | 0 |  | 0 |  | 7453.7075 | 2506353.0881 | 1078689.4922 |  | 0 | 163869.8153 |  | 496375.8608 |  | 19013.7061 |  | 0 |  | 0 | 4271755.67 | ok
Steam Production, Transmission and Distribution Expenses |  |  |  | 4271755.67 | 0 | 0 |  | 0 |  | 7453.7075 | 2506353.0881 | 1078689.4922 |  | 0 | 163869.8153 |  | 496375.8608 |  | 19013.7061 |  | 0 |  | 0 | 4271755.67 | ok
Production, Purchased Power, Trans and Distr Expenses |  | OMSUB |  | 34199362.67 | 9804243.4191 | 20123363.5809 |  | 0 |  | 7453.7075 | 2506353.0881 | 1078689.4922 |  | 0 | 163869.8153 |  | 496375.8608 |  | 19013.7061 |  | 0 |  | 0 | 34199362.67 | ok
Customer Accounts Expense
901 | SUPERVISION/CUSTOMER ACCTS | OM901 | F009 | 0 | 0 | 0 |  | 0 |  | 0 | 0 | 0 |  | 0 | 0 |  | 0 |  | 0 |  | 0 |  | 0 | 0 | ok
902 | METER READING EXPENSES | OM902 | F009 | 128544.11 | 0 | 0 |  | 0 |  | 0 | 0 | 0 |  | 0 | 0 |  | 0 |  | 0 |  | 128544.11 |  | 0 | 128544.11 | ok
903 | RECORDS AND COLLECTION | OM903 | F009 | 1478149.16 | 0 | 0 |  | 0 |  | 0 | 0 | 0 |  | 0 | 0 |  | 0 |  | 0 |  | 1478149.16 |  | 0 | 1478149.16 | ok
904 | UNCOLLECTIBLE ACCOUNTS | OM904 | F009 | 72000 | 0 | 0 |  | 0 |  | 0 | 0 | 0 |  | 0 | 0 |  | 0 |  | 0 |  | 72000 |  | 0 | 72000 | ok
905 | MISC CUST ACCOUNTS | OM903 | F009 | 0 | 0 | 0 |  | 0 |  | 0 | 0 | 0 |  | 0 | 0 |  | 0 |  | 0 |  | 0 |  | 0 | 0 | ok
Total Customer Accounts Expense |  | OMCA |  | 1678693.27 | 0 | 0 |  | 0 |  | 0 | 0 | 0 |  | 0 | 0 |  | 0 |  | 0 |  | 1678693.27 |  | 0 | 1678693.27 | ok
Customer Service Expense
907 | SUPERVISION | OM907 | F010 | 0 | 0 | 0 |  | 0 |  | 0 | 0 | 0 |  | 0 | 0 |  | 0 |  | 0 |  | 0 |  | 0 | 0 | ok
908 | CUSTOMER ASSISTANCE EXPENSES | OM908 | F010 | 52995.66 |  | 0 |  | 0 |  | 0 | 0 | 0 |  | 0 | 0 |  | 0 |  | 0 |  | 52995.66 |  | 0 | 52995.66 | ok
908 | CUSTOMER ASSISTANCE EXP-LOAD MGMT | OM908x | F012 | 0 | 0 | 0 |  | 0 |  | 0 | 0 | 0 |  | 0 | 0 |  | 0 |  | 0 |  | 0 |  | 0 | 0 | ok
909 | INFORMATIONAL AND INSTRUCTIONA | OM909 | F010 | 0 | 0 | 0 |  | 0 |  | 0 | 0 | 0 |  | 0 | 0 |  | 0 |  | 0 |  | 0 |  | 0 | 0 | ok
909 | INFORM AND INSTRUC -LOAD MGMT | OM909x | F012 | 0 | 0 | 0 |  | 0 |  | 0 | 0 | 0 |  | 0 | 0 |  | 0 |  | 0 |  | 0 |  | 0 | 0 | ok
910 | MISCELLANEOUS CUSTOMER SERVICE | OM910 | F010 | 0 | 0 | 0 |  | 0 |  | 0 | 0 | 0 |  | 0 | 0 |  | 0 |  | 0 |  | 0 |  | 0 | 0 | ok
911 | SUPERVISION | OM911 | F010 | 0 | 0 | 0 |  | 0 |  | 0 | 0 | 0 |  | 0 | 0 |  | 0 |  | 0 |  | 0 |  | 0 | 0 | ok
912 | DEMONSTRATION AND SELLING EXP | OM912 | F012 | 0 | 0 | 0 |  | 0 |  | 0 | 0 | 0 |  | 0 | 0 |  | 0 |  | 0 |  | 0 |  | 0 | 0 | ok
913 | ADVERTISING EXPENSES | OM913 | F012 | 0 | 0 | 0 |  | 0 |  | 0 | 0 | 0 |  | 0 | 0 |  | 0 |  | 0 |  | 0 |  | 0 | 0 | ok
914 | SALES | OM914 | F012 | 0 | 0 | 0 |  | 0 |  | 0 | 0 | 0 |  | 0 | 0 |  | 0 |  | 0 |  | 0 |  | 0 | 0 | ok
916 | MISC SALES EXPENSE | OM916 | F012 | 0 | 0 | 0 |  | 0 |  | 0 | 0 | 0 |  | 0 | 0 |  | 0 |  | 0 |  | 0 |  | 0 | 0 | ok
917 | MISC SALES EXPENSE | OM917 | F012 | 0 | 0 | 0 |  | 0 |  | 0 | 0 | 0 |  | 0 | 0 |  | 0 |  | 0 |  | 0 |  | 0 | 0 | ok
Total Customer Service Expense |  | OMCS |  | 52995.66 | 0 | 0 |  | 0 |  | 0 | 0 | 0 |  | 0 | 0 |  | 0 |  | 0 |  | 52995.66 |  | 0 | 52995.66 | ok
Sub-Total Transmission, Distribution, Cust Acct and Cust Service |  | OMSUB2 |  | 6003444.6 | 0 | 0 |  | 0 |  | 7453.7075 | 2506353.0881 | 1078689.4922 |  | 0 | 163869.8153 |  | 496375.8608 |  | 19013.7061 |  | 1731688.93 |  | 0 | 6003444.6 | ok
Operation and Maintenance Expenses (Continued)
Administrative and General Expense
920 | ADMIN. & GEN. SALARIES- | OM920 | OMSUB2 | 1075026.78 | 0 | 0 |  | 0 |  | 1334.7229 | 448808.454 | 193159.1226 |  | 0 | 29343.8937 |  | 88885.1949 |  | 3404.7525 |  | 310090.6394 |  | 0 | 1075026.78 | ok
921 | OFFICE SUPPLIES AND EXPENSES | OM921 | LBSUB2 | 101530.67 | 0 | 0 |  | 0 |  | 40.3353 | 55784.8127 | 21749.2196 |  | 0 | 534.2832 |  | 23056.4882 |  | 365.531 |  | 0 |  | 0 | 101530.67 | ok
923 | OUTSIDE SERVICES EMPLOYED | OM923 | OMSUB2 | 106523.91 | 0 | 0 |  | 0 |  | 132.2571 | 44472.2236 | 19140.0488 |  | 0 | 2907.6729 |  | 8807.5931 |  | 337.3754 |  | 30726.7391 |  | 0 | 106523.91 | ok
924 | PROPERTY INSURANCE | OM924 | NTPLANT | 0 | 0 | 0 |  | 0 |  | 0 | 0 | 0 |  | 0 | 0 |  | 0 |  | 0 |  | 0 |  | 0 | 0 | ok
925 | INJURIES AND DAMAGES - INSURAN | OM925 | LBSUB2 | 0 | 0 | 0 |  | 0 |  | 0 | 0 | 0 |  | 0 | 0 |  | 0 |  | 0 |  | 0 |  | 0 | 0 | ok
926 | EMPLOYEE BENEFITS | OM926 | LBSUB2 | 0 | 0 | 0 |  | 0 |  | 0 | 0 | 0 |  | 0 | 0 |  | 0 |  | 0 |  | 0 |  | 0 | 0 | ok
928 | ASSOCIATED DUES | OM928 | OMSUB2 | 6358.06 | 0 | 0 |  | 0 |  | 7.894 | 2654.4 | 1142.4062 |  | 0 | 173.5494 |  | 525.6961 |  | 20.1368 |  | 1833.9775 |  | 0 | 6358.06 | ok
929 | DUPLICATE CHARGES - CREDIT | OM929 | OMSUB2 | -35983.98 | 0 | 0 |  | 0 |  | -44.6767 | -15022.802 | -6465.545 |  | 0 | -982.2175 |  | -2975.2218 |  | -113.966 |  | -10379.5511 |  | 0 | -35983.98 | ok
930 | MISCELLANEOUS GENERAL EXPENSES | OM930 | OMSUB2 | 360262 | 0 | 0 |  | 0 |  | 447.2911 | 150404.2823 | 64731.3101 |  | 0 | 9833.699 |  | 29787.1259 |  | 1140.9976 |  | 103917.294 |  | 0 | 360262 | ok
931 | RENTS AND LEASES | OM931 | NTPLANT | 0 | 0 | 0 |  | 0 |  | 0 | 0 | 0 |  | 0 | 0 |  | 0 |  | 0 |  | 0 |  | 0 | 0 | ok
932 | MAINTENANCE OF GENERAL PLANT | OM932 | PGP | 116520.8 |  | 0 |  | 0 |  | 790.6057 | 52172.0918 | 36625.3461 |  | 0 | 9949.7287 |  | 9818.3116 |  | 7164.7162 |  | 0 |  | 0 | 116520.8 | ok
933 | TRANSPORTATION EXPENSES | OM933 | PGP | 0 | 0 | 0 |  | 0 |  | 0 | 0 | 0 |  | 0 | 0 |  | 0 |  | 0 |  | 0 |  | 0 | 0 | ok
935 | MAINT OF GENERAL PLANT | OM935 | NTPLANT | 0 | 0 | 0 |  | 0 |  | 0 | 0 | 0 |  | 0 | 0 |  | 0 |  | 0 |  | 0 |  | 0 | 0 | ok
Total Administrative and General Expense |  | OMAG |  | 1730238.24 | 0 | 0 |  | 0 |  | 2708.4294 | 739273.4624 | 330081.9083 |  | 0 | 51760.6094 |  | 157905.1881 |  | 12319.5435 |  | 436189.0988 |  | 0 | 1730238.24 | ok
Total Operation and Maintenance Expenses |  | TOM |  | 37661289.84 | 9804243.4191 | 20123363.5809 |  | 0 |  | 10162.1369 | 3245626.5505 | 1408771.4005 |  | 0 | 215630.4248 |  | 654281.049 |  | 31333.2496 |  | 2167878.0288 |  | 0 | 37661289.84 | ok
Operation and Maintenance Expenses Less Purchase Power |  | OMLPP |  | 7733682.84 | 0 | 0 |  | 0 |  | 10162.1369 | 3245626.5505 | 1408771.4005 | 0 | 0 | 215630.4248 |  | 654281.049 |  | 31333.2496 |  | 2167878.0288 |  | 0 | 7733682.84 | ok
Other Expenses
Depreciation Expenses
Steam Prod Plant |  | DEPRPP | PPROD | 0 | 0 | 0 |  | 0 |  | 0 | 0 | 0 |  | 0 | 0 |  | 0 |  | 0 |  | 0 |  | 0 | 0 | ok
Transmission |  | DEPRTP | PTRAN | 0 | 0 | 0 |  | 0 |  | 0 | 0 | 0 |  | 0 | 0 |  | 0 |  | 0 |  | 0 |  | 0 | 0 | ok
Dist-Structures |  | DEPRDP1 | P361 | 0 | 0 | 0 |  | 0 |  | 0 | 0 | 0 |  | 0 | 0 |  | 0 |  | 0 |  | 0 |  | 0 | 0 | ok
Dist-Station |  | DEPRDP2 | P362 | 0 | 0 | 0 |  | 0 |  | 0 | 0 | 0 |  | 0 | 0 |  | 0 |  | 0 |  | 0 |  | 0 | 0 | ok
Dist-Poles and Fixtures |  | DEPRDP3 | P364 | 0 | 0 | 0 |  | 0 |  | 0 | 0 | 0 |  | 0 | 0 |  | 0 |  | 0 |  | 0 |  | 0 | 0 | ok
Dist-OH Conductor |  | DEPRDP4 | P365 | 0 | 0 | 0 |  | 0 |  | 0 | 0 | 0 |  | 0 | 0 |  | 0 |  | 0 |  | 0 |  | 0 | 0 | ok
Dist-UG Conduit |  | DEPRDP5 | P366 | 0 | 0 | 0 |  | 0 |  | 0 | 0 | 0 |  | 0 | 0 |  | 0 |  | 0 |  | 0 |  | 0 | 0 | ok
Dist-UG Conductor |  | DEPRDP6 | P367 | 0 | 0 | 0 |  | 0 |  | 0 | 0 | 0 |  | 0 | 0 |  | 0 |  | 0 |  | 0 |  | 0 | 0 | ok
Dist-Line Transformers |  | DEPRDP7 | P368 | 0 | 0 | 0 |  | 0 |  | 0 | 0 | 0 |  | 0 | 0 |  | 0 |  | 0 |  | 0 |  | 0 | 0 | ok
Dist-Services |  | DEPRDP8 | P369 | 0 | 0 | 0 |  | 0 |  | 0 | 0 | 0 |  | 0 | 0 |  | 0 |  | 0 |  | 0 |  | 0 | 0 | ok
Dist-Meters |  | DEPRDP9 | P370 | 0 | 0 | 0 |  | 0 |  | 0 | 0 | 0 |  | 0 | 0 |  | 0 |  | 0 |  | 0 |  | 0 | 0 | ok
Dist-Installations on Customer Premises |  | DEPRDP10 | P371 | 0 | 0 | 0 |  | 0 |  | 0 | 0 | 0 |  | 0 | 0 |  | 0 |  | 0 |  | 0 |  | 0 | 0 | ok
Dist-Lighting & Signal Systems |  | DEPRDP11 | P373 | 0 | 0 | 0 |  | 0 |  | 0 | 0 | 0 |  | 0 | 0 |  | 0 |  | 0 |  | 0 |  | 0 | 0 | ok
Distribution Plant |  | DEPRDP12 | PDIST | 3852979.48 | 0 | 0 |  | 0 |  | 26142.8652 | 1725168.3729 | 1211085.9772 |  | 0 | 329006.4991 |  | 324660.9442 |  | 236914.8214 |  | 0 |  | 0 | 3852979.48 | ok
General Plant |  | DEPRGP | PGP | 185231.06 | 0 | 0 |  | 0 |  | 1256.8119 | 82937.0538 | 58222.6665 |  | 0 | 15816.9082 |  | 15607.9967 |  | 11389.6229 |  | 0 |  | 0 | 185231.06 | ok
Asset Retirement Costs |  | DEPRGP | PGP | 0 | 0 | 0 |  | 0 |  | 0 | 0 | 0 |  | 0 | 0 |  | 0 |  | 0 |  | 0 |  | 0 | 0 | ok
AMORT Property Losses & Unrecover |  | DEPRLTEP | PT&D | 0 | 0 | 0 |  | 0 |  | 0 | 0 | 0 |  | 0 | 0 |  | 0 |  | 0 |  | 0 |  | 0 | 0 | ok
AMORT ELECT PLANT ACQUISIT ADJ |  | DEPRAADJ | PDIST | 0 | 0 | 0 |  | 0 |  | 0 | 0 | 0 |  | 0 | 0 |  | 0 |  | 0 |  | 0 |  | 0 | 0 | ok
Total Depreciation Expense |  | TDEPR |  | 4038210.54 | 0 | 0 |  | 0 |  | 27399.6772 | 1808105.4267 | 1269308.6437 |  | 0 | 344823.4073 |  | 340268.9408 |  | 248304.4443 |  | 0 |  | 0 | 4038210.54 | ok
Property Taxes |  | PTAX | NTPLANT | 0 | 0 | 0 |  | 0 |  | 0 | 0 | 0 |  | 0 | 0 |  | 0 |  | 0 |  | 0 |  | 0 | 0 | ok
Other Taxes |  | OT | NTPLANT | 58193.28 | 0 | 0 |  | 0 |  | 394.8474 | 26055.993 | 18291.5756 |  | 0 | 4969.133 |  | 4903.5001 |  | 3578.231 |  | 0 |  | 0 | 58193.28 | ok
Interest -- LTD |  | INTLTD | NTPLANT | 1216523.39 | 0 | 0 |  | 0 |  | 8254.2373 | 544697.3409 | 382383.1469 |  | 0 | 103879.1158 |  | 102507.0687 |  | 74802.4803 |  | 0 |  | 0 | 1216523.39 | ok
Interest -- Other |  | INTOTH | NTPLANT | 26992.28 | 0 | 0 |  | 0 |  | 183.1454 | 12085.771 | 8484.3358 |  | 0 | 2304.8749 |  | 2274.4318 |  | 1659.7211 |  | 0 |  | 0 | 26992.28 | ok
Donations |  | DONAT | NTPLANT | 0 | 0 | 0 |  | 0 |  | 0 | 0 | 0 |  | 0 | 0 |  | 0 |  | 0 |  | 0 |  | 0 | 0 | ok
Regulatory Liabilities |  | REGLIAB | NTPLANT | 0 | 0 | 0 |  | 0 |  | 0 | 0 | 0 |  | 0 | 0 |  | 0 |  | 0 |  | 0 |  | 0 | 0 | ok
Other Deductions |  | DEDUCT | NTPLANT | 15242.23 | 0 | 0 |  | 0 |  | 103.4201 | 6824.6959 | 4791.0068 |  | 0 | 1301.5363 |  | 1284.3455 |  | 937.2254 |  | 0 |  | 0 | 15242.23 | ok
Total Other Expenses |  | TOE |  | 5355161.72 | 0 | 0 |  | 0 |  | 36335.3275 | 2397769.2275 | 1683258.7088 | 0 | 0 | 457278.0673 | 0 | 451238.287 | 0 | 329282.102 | 0 | 0 | 0 | 0 | 5355161.72 | ok
Total Cost of Service (O&M + Other Expenses) |  |  |  | 43016451.56 | 9804243.4191 | 20123363.5809 |  | 0 |  | 46497.4644 | 5643395.7779 | 3092030.1093 | 0 | 0 | 672908.492 | 0 | 1105519.3359 | 0 | 360615.3516 | 0 | 2167878.0288 | 0 | 0 | 43016451.56 | ok
Labor Expenses - for Labor Allocator
Steam Power Production Operations Expense
500 | OPERATION SUPV AND ENGINEERING | LB500 | PPROD | 0 | 0 | 0 |  | 0 |  | 0 | 0 | 0 |  | 0 | 0 |  | 0 |  | 0 |  | 0 |  | 0 | 0 | ok
501 | FUEL | LB501 | F017 | 0 | 0 | 0 |  | 0 |  | 0 | 0 | 0 |  | 0 | 0 |  | 0 |  | 0 |  | 0 |  | 0 | 0 | ok
502 | STEAM EXPENSES | LB502 | F016 | 0 | 0 | 0 |  | 0 |  | 0 | 0 | 0 |  | 0 | 0 |  | 0 |  | 0 |  | 0 |  | 0 | 0 | ok
503 | STEAM FROM OTHER SOURCES | LB503 | F016 | 0 | 0 | 0 |  | 0 |  | 0 | 0 | 0 |  | 0 | 0 |  | 0 |  | 0 |  | 0 |  | 0 | 0 | ok
504 | STEAM TRANSFERRED - CREDIT | LB504 | F016 | 0 | 0 | 0 |  | 0 |  | 0 | 0 | 0 |  | 0 | 0 |  | 0 |  | 0 |  | 0 |  | 0 | 0 | ok
505 | ELECTRIC EXPENSES | LB505 | F016 | 0 | 0 | 0 |  | 0 |  | 0 | 0 | 0 |  | 0 | 0 |  | 0 |  | 0 |  | 0 |  | 0 | 0 | ok
506 | MISC STEAM POWER EXPENSES | LB506 | F016 | 0 | 0 | 0 |  | 0 |  | 0 | 0 | 0 |  | 0 | 0 |  | 0 |  | 0 |  | 0 |  | 0 | 0 | ok
507 | RENTS | LB507 | F016 | 0 | 0 | 0 |  | 0 |  | 0 | 0 | 0 |  | 0 | 0 |  | 0 |  | 0 |  | 0 |  | 0 | 0 | ok
509 | ALLOWANCES | LB509 | F017 | 0 | 0 | 0 |  | 0 |  | 0 | 0 | 0 |  | 0 | 0 |  | 0 |  | 0 |  | 0 |  | 0 | 0 | ok
Total Steam Production Operation Expense |  | LBPO |  | 0 | 0 | 0 |  | 0 |  | 0 | 0 | 0 |  | 0 | 0 |  | 0 |  | 0 |  | 0 |  | 0 | 0 | ok
Steam Power Production Maintenance Expense
510 | MAINENANCE SUPV AND ENGINEERING | LB510 | F017 | 0 | 0 | 0 |  | 0 |  | 0 | 0 | 0 |  | 0 | 0 |  | 0 |  | 0 |  | 0 |  | 0 | 0 | ok
511 | MAINTENANCE OF STRUCTURES | LB511 | F016 | 0 | 0 | 0 |  | 0 |  | 0 | 0 | 0 |  | 0 | 0 |  | 0 |  | 0 |  | 0 |  | 0 | 0 | ok
512 | MAINTENANCE OF BOILER PLANT | LB512 | F017 | 0 | 0 | 0 |  | 0 |  | 0 | 0 | 0 |  | 0 | 0 |  | 0 |  | 0 |  | 0 |  | 0 | 0 | ok
513 | MAINTENANCE OF ELECTRIC PLANT | LB513 | F017 | 0 | 0 | 0 |  | 0 |  | 0 | 0 | 0 |  | 0 | 0 |  | 0 |  | 0 |  | 0 |  | 0 | 0 | ok
514 | MAINTENANCE OF MISC STEAM PLANT | LB514 | F016 | 0 | 0 | 0 |  | 0 |  | 0 | 0 | 0 |  | 0 | 0 |  | 0 |  | 0 |  | 0 |  | 0 | 0 | ok
Total Steam Production Maintenance Expense |  | LBPM |  | 0 | 0 | 0 |  | 0 |  | 0 | 0 | 0 |  | 0 | 0 |  | 0 |  | 0 |  | 0 |  | 0 | 0 | ok
Total Steam Production Operation and Maintenance Expenses |  | LBP |  | 0 | 0 | 0 |  | 0 |  | 0 | 0 | 0 |  | 0 | 0 |  | 0 |  | 0 |  | 0 |  | 0 | 0 | ok
Labor Expenses (Continued)
Purchased Power
555 | PURCHASED POWER | LB555 | OMPP | 0 | 0 | 0 |  | 0 |  | 0 | 0 | 0 |  | 0 | 0 |  | 0 |  | 0 |  | 0 |  | 0 | 0 | ok
557 | OTHER EXPENSES | LB557 | OMPP |  | 0 | 0 |  | 0 |  | 0 | 0 | 0 |  | 0 | 0 |  | 0 |  | 0 |  | 0 |  | 0 | 0 | ok
| Total Purchased Power Labor | LBPP |  | 0 | 0 | 0 |  | 0 |  | 0 | 0 | 0 |  | 0 | 0 |  | 0 |  | 0 |  | 0 |  | 0 | 0 | ok
Transmission Labor Expenses
560 | OPERATION SUPERVISION AND ENG | LB560 | PTRAN | 0 | 0 | 0 |  | 0 |  | 0 | 0 | 0 |  | 0 | 0 |  | 0 |  | 0 |  | 0 |  | 0 | 0 | ok
561 | LOAD DISPATCHING | LB561 | PTRAN | 0 | 0 | 0 |  | 0 |  | 0 | 0 | 0 |  | 0 | 0 |  | 0 |  | 0 |  | 0 |  | 0 | 0 | ok
562 | STATION EXPENSES | LB562 | PTRAN | 0 | 0 | 0 |  | 0 |  | 0 | 0 | 0 |  | 0 | 0 |  | 0 |  | 0 |  | 0 |  | 0 | 0 | ok
563 | OVERHEAD LINE EXPENSES | LB563 | PTRAN | 0 | 0 | 0 |  | 0 |  | 0 | 0 | 0 |  | 0 | 0 |  | 0 |  | 0 |  | 0 |  | 0 | 0 | ok
566 | MISC. TRANSMISSION EXPENSES | LB566 | PTRAN | 0 | 0 | 0 |  | 0 |  | 0 | 0 | 0 |  | 0 | 0 |  | 0 |  | 0 |  | 0 |  | 0 | 0 | ok
568 | MAINTENACE SUPERVISION AND ENG | LB568 | PTRAN | 0 | 0 | 0 |  | 0 |  | 0 | 0 | 0 |  | 0 | 0 |  | 0 |  | 0 |  | 0 |  | 0 | 0 | ok
570 | MAINT OF STATION EQUIPMENT | LB570 | PTRAN | 0 | 0 | 0 |  | 0 |  | 0 | 0 | 0 |  | 0 | 0 |  | 0 |  | 0 |  | 0 |  | 0 | 0 | ok
571 | MAINT OF OVERHEAD LINES | LB571 | PTRAN | 0 | 0 | 0 |  | 0 |  | 0 | 0 | 0 |  | 0 | 0 |  | 0 |  | 0 |  | 0 |  | 0 | 0 | ok
Total Transmission Labor Expenses |  |  |  | 0 | 0 | 0 |  | 0 |  | 0 | 0 | 0 |  | 0 | 0 |  | 0 |  | 0 |  | 0 |  | 0 | 0 | ok
Distribution Operation Labor Expense
580 | OPERATION SUPERVISION AND ENGI | LB580 | PDIST | 0 | 0 | 0 |  | 0 |  | 0 | 0 | 0 |  | 0 | 0 |  | 0 |  | 0 |  | 0 |  | 0 | 0 | ok
581 | LOAD DISPATCHING | LB581 | P362 | 0 | 0 | 0 |  | 0 |  | 0 | 0 | 0 |  | 0 | 0 |  | 0 |  | 0 |  | 0 |  | 0 | 0 | ok
582 | STATION EXPENSES | LB582 | P362 | 0 | 0 | 0 |  | 0 |  | 0 | 0 | 0 |  | 0 | 0 |  | 0 |  | 0 |  | 0 |  | 0 | 0 | ok
583 | OVERHEAD LINE EXPENSES | LB583 | P365 | 100426.55 | 0 | 0 |  | 0 |  | 0 | 73078.0069 | 27348.5431 |  | 0 | 0 |  | 0 |  | 0 |  | 0 |  | 0 | 100426.55 | ok
584 | UNDERGROUND LINE EXPENSES | LB584 | P367 | 0 | 0 | 0 |  | 0 |  | 0 | 0 | 0 |  | 0 | 0 |  | 0 |  | 0 |  | 0 |  | 0 | 0 | ok
585 | STREET LIGHTING EXPENSE | LB585 | P371 | 0 | 0 | 0 |  | 0 |  | 0 | 0 | 0 |  | 0 | 0 |  | 0 |  | 0 |  | 0 |  | 0 | 0 | ok
586 | METER EXPENSES | LB586 | P370 | 414966.84 | 0 | 0 |  | 0 |  | 0 | 0 | 0 |  | 0 | 0 |  | 414966.84 |  | 0 |  | 0 |  | 0 | 414966.84 | ok
586 | METER EXPENSES - LOAD MANAGEMENT | LB586x | F012 | 0 | 0 | 0 |  | 0 |  | 0 | 0 | 0 |  | 0 | 0 |  | 0 |  | 0 |  | 0 |  | 0 | 0 | ok
587 | CUSTOMER INSTALLATIONS EXPENSE | LB587 | P369 | 518.48 | 0 | 0 |  | 0 |  | 0 | 0 | 0 |  | 0 | 518.48 |  | 0 |  | 0 |  | 0 |  | 0 | 518.48 | ok
588 | MISCELLANEOUS DISTRIBUTION EXP | LB588 | PDIST | 0 | 0 | 0 |  | 0 |  | 0 | 0 | 0 |  | 0 | 0 |  | 0 |  | 0 |  | 0 |  | 0 | 0 | ok
589 | RENTS | LB589 | PDIST | 0 | 0 | 0 |  | 0 |  | 0 | 0 | 0 |  | 0 | 0 |  | 0 |  | 0 |  | 0 |  | 0 | 0 | ok
Total Distribution Operation Labor Expense |  | LBDO |  | 515911.87 | 0 | 0 |  | 0 |  | 0 | 73078.0069 | 27348.5431 |  | 0 | 518.48 |  | 414966.84 |  | 0 |  | 0 |  | 0 | 515911.87 | ok
Labor Expenses (Continued)
Distribution Maintenance Labor Expense
590 | MAINTENANCE SUPERVISION AND EN | LB590 | PDIST | 0 | 0 | 0 |  | 0 |  | 0 | 0 | 0 |  | 0 | 0 |  | 0 |  | 0 |  | 0 |  | 0 | 0 | ok
592 | MAINTENANCE OF STATION EQUIPME | LB592 | P362 | 0 | 0 | 0 |  | 0 |  | 0 | 0 | 0 |  | 0 | 0 |  | 0 |  | 0 |  | 0 |  | 0 | 0 | ok
593 | MAINTENANCE OF OVERHEAD LINES | LB593 | P365 | 1319029.67 | 0 | 0 |  | 0 |  | 0 | 959826.4538 | 359203.2162 |  | 0 | 0 |  | 0 |  | 0 |  | 0 |  | 0 | 1319029.67 | ok
594 | MAINTENANCE OF UNDERGROUND LIN | LB594 | P367 | 0 | 0 | 0 |  | 0 |  | 0 | 0 | 0 |  | 0 | 0 |  | 0 |  | 0 |  | 0 |  | 0 | 0 | ok
595 | MAINTENANCE OF LINE TRANSFORME | LB595 | P368 | 0 | 0 | 0 |  | 0 |  | 0 | 0 | 0 |  | 0 | 0 |  | 0 |  | 0 |  | 0 |  | 0 | 0 | ok
596 | MAINTENANCE OF ST LIGHTS & SIG SYSTEMS | LB596 | P373 | 0 | 0 | 0 |  | 0 |  | 0 | 0 | 0 |  | 0 | 0 |  | 0 |  | 0 |  | 0 |  | 0 | 0 | ok
597 | MAINTENANCE OF METERS | LB597 | P370 | 23594.93 | 0 | 0 |  | 0 |  | 0 | 0 | 0 |  | 0 | 0 |  | 23594.93 |  | 0 |  | 0 |  | 0 | 23594.93 | ok
598 | MAINTENANCE OF MISC DISTR PLANT | LB598 | PDIST | 115586.08 | 0 | 0 |  | 0 |  | 784.2635 | 51753.5716 | 36331.5407 |  | 0 | 9869.9128 |  | 9739.5499 |  | 7107.2415 |  | 0 |  | 0 | 115586.08 | ok
Total Distribution Maintenance Labor Expense |  | LBDM |  | 1458210.68 | 0 | 0 |  | 0 |  | 784.2635 | 1011580.0254 | 395534.7569 |  | 0 | 9869.9128 |  | 33334.4799 |  | 7107.2415 |  | 0 |  | 0 | 1458210.68 | ok
Total Distribution Operation and Maintenance Labor Expenses |  |  |  | 1974122.55 | 0 | 0 |  | 0 |  | 784.2635 | 1084658.0324 | 422883.2999 |  | 0 | 10388.3928 |  | 448301.3199 |  | 7107.2415 |  | 0 |  | 0 | 1974122.55 | ok
Transmission and Distribution Labor Expenses |  |  |  | 1974122.55 | 0 | 0 |  | 0 |  | 784.2635 | 1084658.0324 | 422883.2999 |  | 0 | 10388.3928 |  | 448301.3199 |  | 7107.2415 |  | 0 |  | 0 | 1974122.55 | ok
Purchased Power, Transmission and Distribution Labor Expenses |  | LBSUB |  | 1974122.55 | 0 | 0 |  | 0 |  | 784.2635 | 1084658.0324 | 422883.2999 |  | 0 | 10388.3928 |  | 448301.3199 |  | 7107.2415 |  | 0 |  | 0 | 1974122.55 | ok
Customer Accounts Expense
901 | SUPERVISION/CUSTOMER ACCTS | LB901 | F009 | 0 | 0 | 0 |  | 0 |  | 0 | 0 | 0 |  | 0 | 0 |  | 0 |  | 0 |  | 0 |  | 0 | 0 | ok
902 | METER READING EXPENSES | LB902 | F009 | 0 | 0 | 0 |  | 0 |  | 0 | 0 | 0 |  | 0 | 0 |  | 0 |  | 0 |  | 0 |  | 0 | 0 | ok
903 | RECORDS AND COLLECTION | LB903 | F009 | 0 | 0 | 0 |  | 0 |  | 0 | 0 | 0 |  | 0 | 0 |  | 0 |  | 0 |  | 0 |  | 0 | 0 | ok
904 | UNCOLLECTIBLE ACCOUNTS | LB904 | F009 | 0 | 0 | 0 |  | 0 |  | 0 | 0 | 0 |  | 0 | 0 |  | 0 |  | 0 |  | 0 |  | 0 | 0 | ok
905 | MISC CUST ACCOUNTS | LB903 | F009 | 0 | 0 | 0 |  | 0 |  | 0 | 0 | 0 |  | 0 | 0 |  | 0 |  | 0 |  | 0 |  | 0 | 0 | ok
Total Customer Accounts Labor Expense |  | LBCA |  | 0 | 0 | 0 |  | 0 |  | 0 | 0 | 0 |  | 0 | 0 |  | 0 |  | 0 |  | 0 |  | 0 | 0 | ok
Customer Service Expense
907 | SUPERVISION | LB907 | F010 | 0 | 0 | 0 |  | 0 |  | 0 | 0 | 0 |  | 0 | 0 |  | 0 |  | 0 |  | 0 |  | 0 | 0 | ok
908 | CUSTOMER ASSISTANCE EXPENSES | LB908 | F010 | 0 | 0 | 0 |  | 0 |  | 0 | 0 | 0 |  | 0 | 0 |  | 0 |  | 0 |  | 0 |  | 0 | 0 | ok
908 | CUSTOMER ASSISTANCE EXP-LOAD MGMT | LB908x | F012 | 0 | 0 | 0 |  | 0 |  | 0 | 0 | 0 |  | 0 | 0 |  | 0 |  | 0 |  | 0 |  | 0 | 0 | ok
909 | INFORMATIONAL AND INSTRUCTIONA | LB909 | F010 | 0 | 0 | 0 |  | 0 |  | 0 | 0 | 0 |  | 0 | 0 |  | 0 |  | 0 |  | 0 |  | 0 | 0 | ok
909 | INFORM AND INSTRUC -LOAD MGMT | LB909x | F012 | 0 | 0 | 0 |  | 0 |  | 0 | 0 | 0 |  | 0 | 0 |  | 0 |  | 0 |  | 0 |  | 0 | 0 | ok
910 | MISCELLANEOUS CUSTOMER SERVICE | LB910 | F010 | 0 | 0 | 0 |  | 0 |  | 0 | 0 | 0 |  | 0 | 0 |  | 0 |  | 0 |  | 0 |  | 0 | 0 | ok
911 | SUPERVISION | LB911 | F010 | 0 | 0 | 0 |  | 0 |  | 0 | 0 | 0 |  | 0 | 0 |  | 0 |  | 0 |  | 0 |  | 0 | 0 | ok
912 | DEMONSTRATION AND SELLING EXP | LB912 | F012 | 0 | 0 | 0 |  | 0 |  | 0 | 0 | 0 |  | 0 | 0 |  | 0 |  | 0 |  | 0 |  | 0 | 0 | ok
913 | WATER HEATER - HEAT PUMP PROGRAM | LB913 | F012 | 0 | 0 | 0 |  | 0 |  | 0 | 0 | 0 |  | 0 | 0 |  | 0 |  | 0 |  | 0 |  | 0 | 0 | ok
915 | MDSE-JOBBING-CONTRACT | LB915 | F012 | 0 | 0 | 0 |  | 0 |  | 0 | 0 | 0 |  | 0 | 0 |  | 0 |  | 0 |  | 0 |  | 0 | 0 | ok
916 | MISC SALES EXPENSE | LB916 | F012 | 0 | 0 | 0 |  | 0 |  | 0 | 0 | 0 |  | 0 | 0 |  | 0 |  | 0 |  | 0 |  | 0 | 0 | ok
Total Customer Service Labor Expense |  | LBCS |  | 0 | 0 | 0 |  | 0 |  | 0 | 0 | 0 |  | 0 | 0 |  | 0 |  | 0 |  | 0 |  | 0 | 0 | ok
Sub-Total Trans, Distr, Cust Acct and Cust Service Labor Exp |  | LBSUB2 |  | 1974122.55 | 0 | 0 |  | 0 |  | 784.2635 | 1084658.0324 | 422883.2999 |  | 0 | 10388.3928 |  | 448301.3199 |  | 7107.2415 |  | 0 |  | 0 | 1974122.55 | ok
Labor Expenses (Continued)
Administrative and General Expense
920 | ADMIN. & GEN. SALARIES- | LB920 | OMSUB2 | 0 | 0 | 0 |  | 0 |  | 0 | 0 | 0 |  | 0 | 0 |  | 0 |  | 0 |  | 0 |  | 0 | 0 | ok
921 | OFFICE SUPPLIES AND EXPENSES | LB921 | LBSUB2 | 0 | 0 | 0 |  | 0 |  | 0 | 0 | 0 |  | 0 | 0 |  | 0 |  | 0 |  | 0 |  | 0 | 0 | ok
923 | OUTSIDE SERVICES EMPLOYED | LB923 | OMSUB2 | 0 | 0 | 0 |  | 0 |  | 0 | 0 | 0 |  | 0 | 0 |  | 0 |  | 0 |  | 0 |  | 0 | 0 | ok
924 | PROPERTY INSURANCE | LB924 | NTPLANT | 0 | 0 | 0 |  | 0 |  | 0 | 0 | 0 |  | 0 | 0 |  | 0 |  | 0 |  | 0 |  | 0 | 0 | ok
925 | INJURIES AND DAMAGES - INSURAN | LB925 | LBSUB2 | 0 | 0 | 0 |  | 0 |  | 0 | 0 | 0 |  | 0 | 0 |  | 0 |  | 0 |  | 0 |  | 0 | 0 | ok
926 | EMPLOYEE BENEFITS | LB926 | LBSUB2 | 0 | 0 | 0 |  | 0 |  | 0 | 0 | 0 |  | 0 | 0 |  | 0 |  | 0 |  | 0 |  | 0 | 0 | ok
928 | REGULATORY COMMISSION EXPENSES | LB928 | OMSUB2 | 0 | 0 | 0 |  | 0 |  | 0 | 0 | 0 |  | 0 | 0 |  | 0 |  | 0 |  | 0 |  | 0 | 0 | ok
929 | DUPLICATE CHARGES-CR | LB929 | OMSUB2 | 0 | 0 | 0 |  | 0 |  | 0 | 0 | 0 |  | 0 | 0 |  | 0 |  | 0 |  | 0 |  | 0 | 0 | ok
930 | MISCELLANEOUS GENERAL EXPENSES | LB930 | OMSUB2 | 0 | 0 | 0 |  | 0 |  | 0 | 0 | 0 |  | 0 | 0 |  | 0 |  | 0 |  | 0 |  | 0 | 0 | ok
931 | RENTS AND LEASES | LB931 | NTPLANT | 0 | 0 | 0 |  | 0 |  | 0 | 0 | 0 |  | 0 | 0 |  | 0 |  | 0 |  | 0 |  | 0 | 0 | ok
935 | MAINTENANCE OF GENERAL PLANT | LB935 | PGP | 0 | 0 | 0 |  | 0 |  | 0 | 0 | 0 |  | 0 | 0 |  | 0 |  | 0 |  | 0 |  | 0 | 0 | ok
950 | PAYROLL GENERAL LEDGER DEFAULT | LB950 | PGP | 0 | 0 | 0 |  | 0 |  | 0 | 0 | 0 |  | 0 | 0 |  | 0 |  | 0 |  | 0 |  | 0 | 0 | ok
Total Administrative and General Expense |  | LBAG |  | 0 | 0 | 0 |  | 0 |  | 0 | 0 | 0 |  | 0 | 0 |  | 0 |  | 0 |  | 0 |  | 0 | 0 | ok
Total Operation and Maintenance Expenses |  | TLB |  | 1974122.55 | 0 | 0 |  | 0 |  | 784.2635 | 1084658.0324 | 422883.2999 |  | 0 | 10388.3928 |  | 448301.3199 |  | 7107.2415 |  | 0 |  | 0 | 1974122.55 | ok
Operation and Maintenance Expenses Less Purchase Power |  | LBLPP |  | 1974122.55 | 0 | 0 |  | 0 |  | 784.2635 | 1084658.0324 | 422883.2999 |  | 0 | 10388.3928 |  | 448301.3199 |  | 7107.2415 |  | 0 |  | 0 | 1974122.55 | ok
Functional Vectors
Station Equipment |  | F001 |  | 1 | 0 | 0 |  | 0 |  | 1 | 0 | 0 |  | 0 | 0 |  | 0 |  | 0 |  | 0 |  | 0 | 1 | ok
Poles, Towers and Fixtures |  | F002 |  | 1 | 0 | 0 |  | 0 |  | 0 | 0.62926 | 0.37074 |  | 0 | 0 |  | 0 |  | 0 |  | 0 |  | 0 | 1 | ok
Overhead Conductors and Devices |  | F003 |  | 1 | 0 | 0 |  | 0 |  | 0 | 0.72768 | 0.27232 |  | 0 | 0 |  | 0 |  | 0 |  | 0 |  | 0 | 1 | ok
Underground Conductors and Devices |  | F004 |  | 1 | 0 | 0 |  | 0 |  | 0 | 0.062619 | 0.93738 |  | 0 | 0 |  | 0 |  | 0 |  | 0 |  | 0 | 1 | ok
Line Transformers |  | F005 |  | 1 | 0 | 0 |  | 0 |  | 0 | 0.2904 | 0.7096 |  | 0 | 0 |  | 0 |  | 0 |  | 0 |  | 0 | 1 | ok
Services |  | F006 |  | 1 | 0 | 0 |  | 0 |  | 0 | 0 | 0 |  | 0 | 1 |  | 0 |  | 0 |  | 0 |  | 0 | 1 | ok
Meters |  | F007 |  | 1 | 0 | 0 |  | 0 |  | 0 | 0 | 0 |  | 0 | 0 |  | 1 |  | 0 |  | 0 |  | 0 | 1 | ok
Street Lighting |  | F008 |  | 1 | 0 | 0 |  | 0 |  | 0 | 0 | 0 |  | 0 | 0 |  | 0 |  | 1 |  | 0 |  | 0 | 1 | ok
Meter Reading |  | F009 |  | 1 | 0 | 0 |  | 0 |  | 0 | 0 | 0 |  | 0 | 0 |  | 0 |  | 0 |  | 1 |  | 0 | 1 | ok
Billing |  | F010 |  | 1 | 0 | 0 |  | 0 |  | 0 | 0 | 0 |  | 0 | 0 |  | 0 |  | 0 |  | 1 |  | 0 | 1 | ok
Transmission |  | F011 |  | 1 | 0 | 0 |  | 1 |  | 0 | 0 | 0 |  | 0 | 0 |  | 0 |  | 0 |  | 0 |  | 0 | 1 | ok
Load Management |  | F012 |  | 1 | 0 | 0 |  | 0 |  | 0 | 0 | 0 |  | 0 | 0 |  | 0 |  | 0 |  | 0 |  | 1 | 1 | ok
Purchased Power Expenses |  | OMPP |  | 1 | 0.3276 | 0.6724 |  | 0 |  | 0 | 0 | 0 |  | 0 | 0 |  | 0 |  | 0 |  | 0 |  | 0 | 1 | ok
Intallations on Customer Premises - Plant in Service |  | F013 |  | 1 | 0 | 0 |  | 0 |  | 0 | 0 | 0 |  | 0 | 0 |  | 0 |  | 1 |  | 0 |  | 0 | 1 | ok
Intallations on Customer Premises - Accum Depr |  | F014 |  | 1 | 0 | 0 |  | 0 |  | 0 | 0 | 0 |  | 0 | 0 |  | 0 |  | 1 |  | 0 |  | 0 | 1 | ok
Mapping |  | F015 |  | 1 | 0 | 0 |  | 0 |  | 0 | 0 | 1 |  | 0 | 0 |  | 0 |  | 0 |  | 0 |  | 0 | 1 | ok
Production - Demand |  | F016 |  | 1 | 1 | 0 |  | 0 |  | 0 | 0 | 0 |  | 0 | 0 |  | 0 |  | 0 |  | 0 |  | 0 | 1 | ok
Production - Energy |  | F017 |  | 1 | 0 | 1 |  | 0 |  | 0 | 0 | 0 |  | 0 | 0 |  | 0 |  | 0 |  | 0 |  | 0 | 1 | ok

## Alloc & Returns
ok
|  |  | Allocation | Total | Sch I - Residential, Schools & Churches | Sch I - Res TOD | Sch II - Small Commercial Small Power | Sch II - Small Commercial Small Power | Sch VII - Inclining Block Rate | Sch III - All 3Phase Schools & Churches | Sch IV-A - Large Power 50-2500 kW | Sch VI - Outdoor Lighting - Security Lights | reserved | reserved | 0 | N/A | N/A | N/A | N/A | N/A | N/A | N/A | N/A | N/A | N/A | N/A | N/A | N/A | N/A | N/A | N/A
Description |  | Name | Vector | System | R | TOD | C1 | C2 | IB | E1 | L1 | S | 0 | 0 | 0 | [16 empty] | Total Check | Status
Plant in Service
Production & Purchase Power
Demand |  | PLPPD | PPDA | 0 | 0 | 0 | 0 | 0 | 0 | 0 | 0 | 0 | 0 | 0 | 0 | 0 | 0 | 0 | 0 | 0 | 0 | 0 | 0 | 0 | 0 | 0 | 0 | 0 | 0 | 0 | 0 | 0 | ok
Energy |  | PLPPE | PPEA | 0 | 0 | 0 | 0 | 0 | 0 | 0 | 0 | 0 | 0 | 0 | 0 | 0 | 0 | 0 | 0 | 0 | 0 | 0 | 0 | 0 | 0 | 0 | 0 | 0 | 0 | 0 | 0 | 0 | ok
Total Purchase Power |  | PLPPT |  | 0 | 0 | 0 | 0 | 0 | 0 | 0 | 0 | 0 | 0 | 0 | 0 | 0 | 0 | 0 | 0 | 0 | 0 | 0 | 0 | 0 | 0 | 0 | 0 | 0 | 0 | 0 | 0 | 0 | ok
Transmission
Demand |  | PLTD | TA1 | 0 | 0 | 0 | 0 | 0 | 0 | 0 | 0 | 0 | 0 | 0 | 0 | 0 | 0 | 0 | 0 | 0 | 0 | 0 | 0 | 0 | 0 | 0 | 0 | 0 | 0 | 0 | 0 | 0 | ok
Station Equipment
Demand |  | PLSED | SA1 | 757071.7563 | 569418.6198 | 201.6461 | 30675.1027 | 22321.5984 | 23.5945 | 12867.1621 | 111778.0135 | 9786.0182 | 0 | 0 | 0 | 0 | 0 | 0 | 0 | 0 | 0 | 0 | 0 | 0 | 0 | 0 | 0 | 0 | 0 | 0 | 0 | 757071.7552 | ok
Primary & Secondary Distribution Plant
Demand |  | PLDPD | DA1 | 49959185.3558 | 41006145.7281 | 14301.7209 | 1576858.0854 | 674823.5529 | 1324.9511 | 1583166.5592 | 4605349.8719 | 497214.8862 | 0 | 0 | 0 | 0 | 0 | 0 | 0 | 0 | 0 | 0 | 0 | 0 | 0 | 0 | 0 | 0 | 0 | 0 | 0 | 49959185.3558 | ok
Customer |  | PLDPC | C01 | 35071862.9939 | 32400139.0962 | 17557.8788 | 1965019.2741 | 245810.3038 | 32189.4446 | 62915.7325 | 95105.1771 | 253126.0867 | 0 | 0 | 0 | 0 | 0 | 0 | 0 | 0 | 0 | 0 | 0 | 0 | 0 | 0 | 0 | 0 | 0 | 0 | 0 | 35071862.9939 | ok
Total Primary Distribution Plant |  | PLD |  | 85031048.3497 | 73406284.8243 | 31859.5998 | 3541877.3596 | 920633.8567 | 33514.3956 | 1646082.2917 | 4700455.049 | 750340.9729 | 0 | 0 | 0 | 0 | 0 | 0 | 0 | 0 | 0 | 0 | 0 | 0 | 0 | 0 | 0 | 0 | 0 | 0 | 0 | 85031048.3497 | ok
Customer Services
Demand |  | PLCSD | CSA | 0 | 0 | 0 | 0 | 0 | 0 | 0 | 0 | 0 | 0 | 0 | 0 | 0 | 0 | 0 | 0 | 0 | 0 | 0 | 0 | 0 | 0 | 0 | 0 | 0 | 0 | 0 | 0 | 0 | ok
Customer |  | PLCSC | SERV | 9527705.7773 | 8846620.7502 | 4794.0503 | 536534.1252 | 79220.2121 | 8789.0921 | 20276.6019 | 31470.9455 | 0 | 0 | 0 | 0 | 0 | 0 | 0 | 0 | 0 | 0 | 0 | 0 | 0 | 0 | 0 | 0 | 0 | 0 | 0 | 0 | 9527705.7773 | ok
Total Customer Services |  |  |  | 9527705.7773 | 8846620.7502 | 4794.0503 | 536534.1252 | 79220.2121 | 8789.0921 | 20276.6019 | 31470.9455 | 0 | 0 | 0 | 0 | 0 | 0 | 0 | 0 | 0 | 0 | 0 | 0 | 0 | 0 | 0 | 0 | 0 | 0 | 0 | 0 | 9527705.7773 | ok
Meters
Customer |  | PLMC | C03 | 9401862.7647 | 8675904.7952 | 4701.538 | 526180.4615 | 90078.4886 | 8619.4863 | 23055.8036 | 73322.1914 | 0 | 0 | 0 | 0 | 0 | 0 | 0 | 0 | 0 | 0 | 0 | 0 | 0 | 0 | 0 | 0 | 0 | 0 | 0 | 0 | 9401862.7647 | ok
Lighting Systems
Customer |  | PLLSC | C04 | 6860821.0421 | 0 | 0 | 0 | 0 | 0 | 0 | 0 | 6860821.0421 | 0 | 0 | 0 | 0 | 0 | 0 | 0 | 0 | 0 | 0 | 0 | 0 | 0 | 0 | 0 | 0 | 0 | 0 | 0 | 6860821.0421 | ok
Meter Reading, Billing and Customer Service
Customer |  | PLMRBC | C05 | 0 | 0 | 0 | 0 | 0 | 0 | 0 | 0 | 0 | 0 | 0 | 0 | 0 | 0 | 0 | 0 | 0 | 0 | 0 | 0 | 0 | 0 | 0 | 0 | 0 | 0 | 0 | 0 | 0 | ok
Load Management
Customer |  | PLCSC | C06 | 0 | 0 | 0 | 0 | 0 | 0 | 0 | 0 | 0 | 0 | 0 | 0 | 0 | 0 | 0 | 0 | 0 | 0 | 0 | 0 | 0 | 0 | 0 | 0 | 0 | 0 | 0 | 0 | 0 | ok
Total |  | PLT |  | 111578509.69 | 91498228.9896 | 41556.8341 | 4635267.0489 | 1112254.1559 | 50946.5686 | 1702281.8593 | 4917026.1994 | 7620948.0331 | 0 | 0 | 0 | 0 | 0 | 0 | 0 | 0 | 0 | 0 | 0 | 0 | 0 | 0 | 0 | 0 | 0 | 0 | 0 | 111578509.689 | ok
Net Utility Plant
Production & Purchase Power
Demand |  | NPPPD | PPDA | 0 | 0 | 0 | 0 | 0 | 0 | 0 | 0 | 0 | 0 | 0 | 0 | 0 | 0 | 0 | 0 | 0 | 0 | 0 | 0 | 0 | 0 | 0 | 0 | 0 | 0 | 0 | 0 | 0 | ok
Energy |  | NPPPE | PPEA | 0 | 0 | 0 | 0 | 0 | 0 | 0 | 0 | 0 | 0 | 0 | 0 | 0 | 0 | 0 | 0 | 0 | 0 | 0 | 0 | 0 | 0 | 0 | 0 | 0 | 0 | 0 | 0 | 0 | ok
Total Purchase Power |  | NPPPT |  | 0 | 0 | 0 | 0 | 0 | 0 | 0 | 0 | 0 | 0 | 0 | 0 | 0 | 0 | 0 | 0 | 0 | 0 | 0 | 0 | 0 | 0 | 0 | 0 | 0 | 0 | 0 | 0 | 0 | ok
Transmission
Demand |  | NPTD | TA1 | 0 | 0 | 0 | 0 | 0 | 0 | 0 | 0 | 0 | 0 | 0 | 0 | 0 | 0 | 0 | 0 | 0 | 0 | 0 | 0 | 0 | 0 | 0 | 0 | 0 | 0 | 0 | 0 | 0 | ok
Station Equipment
Demand |  | NPSED | SA1 | 452162.6743 | 340086.45 | 120.4335 | 18320.7686 | 13331.6209 | 14.0919 | 7684.9392 | 66759.6501 | 5844.7196 | 0 | 0 | 0 | 0 | 0 | 0 | 0 | 0 | 0 | 0 | 0 | 0 | 0 | 0 | 0 | 0 | 0 | 0 | 0 | 452162.6737 | ok
Primary Distribution Plant
Demand |  | NPDPD | DA1 | 29838226.9186 | 24491005.4593 | 8541.7325 | 941781.7572 | 403039.7645 | 791.3298 | 945549.5062 | 2750554.7486 | 296962.6205 | 0 | 0 | 0 | 0 | 0 | 0 | 0 | 0 | 0 | 0 | 0 | 0 | 0 | 0 | 0 | 0 | 0 | 0 | 0 | 29838226.9186 | ok
Customer |  | NPDPC | C01 | 20946742.8065 | 19351050.1755 | 10486.4795 | 1173611.831 | 146810.713 | 19225.2124 | 37576.5516 | 56801.764 | 151180.0795 | 0 | 0 | 0 | 0 | 0 | 0 | 0 | 0 | 0 | 0 | 0 | 0 | 0 | 0 | 0 | 0 | 0 | 0 | 0 | 20946742.8065 | ok
Total Primary Distribution Plant |  |  |  | 50784969.7251 | 43842055.6348 | 19028.212 | 2115393.5882 | 549850.4776 | 20016.5422 | 983126.0578 | 2807356.5126 | 448142.7 | 0 | 0 | 0 | 0 | 0 | 0 | 0 | 0 | 0 | 0 | 0 | 0 | 0 | 0 | 0 | 0 | 0 | 0 | 0 | 50784969.7251 | ok
Customer Services
Demand |  | NPCSD | CSA | 0 | 0 | 0 | 0 | 0 | 0 | 0 | 0 | 0 | 0 | 0 | 0 | 0 | 0 | 0 | 0 | 0 | 0 | 0 | 0 | 0 | 0 | 0 | 0 | 0 | 0 | 0 | 0 | 0 | ok
Customer |  | NPCSC | SERV | 5690442.0072 | 5283662.5643 | 2863.2564 | 320446.1174 | 47314.4358 | 5249.3035 | 12110.2425 | 18796.0874 | 0 | 0 | 0 | 0 | 0 | 0 | 0 | 0 | 0 | 0 | 0 | 0 | 0 | 0 | 0 | 0 | 0 | 0 | 0 | 0 | 5690442.0072 | ok
Total Customer Services |  |  |  | 5690442.0072 | 5283662.5643 | 2863.2564 | 320446.1174 | 47314.4358 | 5249.3035 | 12110.2425 | 18796.0874 | 0 | 0 | 0 | 0 | 0 | 0 | 0 | 0 | 0 | 0 | 0 | 0 | 0 | 0 | 0 | 0 | 0 | 0 | 0 | 0 | 5690442.0072 | ok
Meters
Customer |  | NPMC | C03 | 5615282.0073 | 5181702.1066 | 2808.0033 | 314262.3704 | 53799.5639 | 5148.0061 | 13770.1265 | 43791.8307 | 0 | 0 | 0 | 0 | 0 | 0 | 0 | 0 | 0 | 0 | 0 | 0 | 0 | 0 | 0 | 0 | 0 | 0 | 0 | 0 | 5615282.0073 | ok
Lighting Systems
Customer |  | NPLSC | C04 | 4097639.576 | 0 | 0 | 0 | 0 | 0 | 0 | 0 | 4097639.576 | 0 | 0 | 0 | 0 | 0 | 0 | 0 | 0 | 0 | 0 | 0 | 0 | 0 | 0 | 0 | 0 | 0 | 0 | 0 | 4097639.576 | ok
Meter Reading, Billing and Customer Service
Customer |  | NPMRBC | C05 | 0 | 0 | 0 | 0 | 0 | 0 | 0 | 0 | 0 | 0 | 0 | 0 | 0 | 0 | 0 | 0 | 0 | 0 | 0 | 0 | 0 | 0 | 0 | 0 | 0 | 0 | 0 | 0 | 0 | ok
Load Management
Customer |  | NPCSC | C06 | 0 | 0 | 0 | 0 | 0 | 0 | 0 | 0 | 0 | 0 | 0 | 0 | 0 | 0 | 0 | 0 | 0 | 0 | 0 | 0 | 0 | 0 | 0 | 0 | 0 | 0 | 0 | 0 | 0 | ok
Total |  | NPT |  | 66640495.99 | 54647506.7557 | 24819.9052 | 2768422.8445 | 664296.0981 | 30427.9436 | 1016691.3659 | 2936704.0807 | 4551626.9957 | 0 | 0 | 0 | 0 | 0 | 0 | 0 | 0 | 0 | 0 | 0 | 0 | 0 | 0 | 0 | 0 | 0 | 0 | 0 | 66640495.9894 | ok
0.82003
Net Cost Rate Base
Production & Purchase Power
Demand |  | RBPPD | PPDA | 0 | 0 | 0 | 0 | 0 | 0 | 0 | 0 | 0 | 0 | 0 | 0 | 0 | 0 | 0 | 0 | 0 | 0 | 0 | 0 | 0 | 0 | 0 | 0 | 0 | 0 | 0 | 0 | 0 | ok
Energy |  | RBPPE | PPEA | 0 | 0 | 0 | 0 | 0 | 0 | 0 | 0 | 0 | 0 | 0 | 0 | 0 | 0 | 0 | 0 | 0 | 0 | 0 | 0 | 0 | 0 | 0 | 0 | 0 | 0 | 0 | 0 | 0 | ok
Total Purchase Power |  | RBPPT |  | 0 | 0 | 0 | 0 | 0 | 0 | 0 | 0 | 0 | 0 | 0 | 0 | 0 | 0 | 0 | 0 | 0 | 0 | 0 | 0 | 0 | 0 | 0 | 0 | 0 | 0 | 0 | 0 | 0 | ok
Transmission
Demand |  | RBTD | TA1 | 0 | 0 | 0 | 0 | 0 | 0 | 0 | 0 | 0 | 0 | 0 | 0 | 0 | 0 | 0 | 0 | 0 | 0 | 0 | 0 | 0 | 0 | 0 | 0 | 0 | 0 | 0 | 0 | 0 | ok
Station Equipment
Demand |  | RBSED | SA1 | 461256.7286 | 346926.3879 | 122.8557 | 18689.2423 | 13599.7511 | 14.3753 | 7839.5014 | 68102.3436 | 5962.2707 | 0 | 0 | 0 | 0 | 0 | 0 | 0 | 0 | 0 | 0 | 0 | 0 | 0 | 0 | 0 | 0 | 0 | 0 | 0 | 461256.7279 | ok
Primary Distribution Plant
Demand |  | RBDPD | DA1 | 30760222.1593 | 25247772.627 | 8805.6703 | 970882.625 | 415493.6126 | 815.7817 | 974766.7967 | 2835546.3399 | 306138.7061 | 0 | 0 | 0 | 0 | 0 | 0 | 0 | 0 | 0 | 0 | 0 | 0 | 0 | 0 | 0 | 0 | 0 | 0 | 0 | 30760222.1593 | ok
Customer |  | RBDPC | C01 | 21485281.4816 | 19848563.7517 | 10756.0858 | 1203785.2745 | 150585.2019 | 19719.4907 | 38542.641 | 58262.1317 | 155066.9043 | 0 | 0 | 0 | 0 | 0 | 0 | 0 | 0 | 0 | 0 | 0 | 0 | 0 | 0 | 0 | 0 | 0 | 0 | 0 | 21485281.4816 | ok
Total Primary Distribution Plant |  |  |  | 52245503.6409 | 45096336.3787 | 19561.7561 | 2174667.8995 | 566078.8145 | 20535.2724 | 1013309.4377 | 2893808.4716 | 461205.6104 | 0 | 0 | 0 | 0 | 0 | 0 | 0 | 0 | 0 | 0 | 0 | 0 | 0 | 0 | 0 | 0 | 0 | 0 | 0 | 52245503.6409 | ok
Customer Services
Demand |  | RBCSD | CSA | 0 | 0 | 0 | 0 | 0 | 0 | 0 | 0 | 0 | 0 | 0 | 0 | 0 | 0 | 0 | 0 | 0 | 0 | 0 | 0 | 0 | 0 | 0 | 0 | 0 | 0 | 0 | 0 | 0 | ok
Customer |  | RBCSC | SERV | 5815857.7347 | 5400112.9882 | 2926.3618 | 327508.6589 | 48357.2325 | 5364.9966 | 12377.1488 | 19210.3478 | 0 | 0 | 0 | 0 | 0 | 0 | 0 | 0 | 0 | 0 | 0 | 0 | 0 | 0 | 0 | 0 | 0 | 0 | 0 | 0 | 5815857.7347 | ok
Total Customer Services |  |  |  | 5815857.7347 | 5400112.9882 | 2926.3618 | 327508.6589 | 48357.2325 | 5364.9966 | 12377.1488 | 19210.3478 | 0 | 0 | 0 | 0 | 0 | 0 | 0 | 0 | 0 | 0 | 0 | 0 | 0 | 0 | 0 | 0 | 0 | 0 | 0 | 0 | 5815857.7347 | ok
Meters
Customer |  | RBMC | C03 | 5794228.5666 | 5346831.4379 | 2897.4881 | 324277.2137 | 55514.0364 | 5312.0616 | 14208.9498 | 45187.379 | 0 | 0 | 0 | 0 | 0 | 0 | 0 | 0 | 0 | 0 | 0 | 0 | 0 | 0 | 0 | 0 | 0 | 0 | 0 | 0 | 5794228.5666 | ok
Lighting Systems
Customer |  | RBLSC | C04 | 4172457.8383 | 0 | 0 | 0 | 0 | 0 | 0 | 0 | 4172457.8383 | 0 | 0 | 0 | 0 | 0 | 0 | 0 | 0 | 0 | 0 | 0 | 0 | 0 | 0 | 0 | 0 | 0 | 0 | 0 | 4172457.8383 | ok
Meter Reading, Billing and Customer Service
Customer |  | RBMRBC | C05 | 270984.7536 | 252120.7345 | 136.6261 | 15290.74 | 1912.7657 | 250.4812 | 489.5769 | 740.0582 | 43.771 | 0 | 0 | 0 | 0 | 0 | 0 | 0 | 0 | 0 | 0 | 0 | 0 | 0 | 0 | 0 | 0 | 0 | 0 | 0 | 270984.7536 | ok
Load Management
Customer |  | RBCSC | C06 | 0 | 0 | 0 | 0 | 0 | 0 | 0 | 0 | 0 | 0 | 0 | 0 | 0 | 0 | 0 | 0 | 0 | 0 | 0 | 0 | 0 | 0 | 0 | 0 | 0 | 0 | 0 | 0 | 0 | ok
Total |  | RBT |  | 68760289.2627 | 56442327.9273 | 25645.0879 | 2860433.7545 | 685462.6002 | 31477.1871 | 1048224.6146 | 3027048.6001 | 4639669.4904 | 0 | 0 | 0 | 0 | 0 | 0 | 0 | 0 | 0 | 0 | 0 | 0 | 0 | 0 | 0 | 0 | 0 | 0 | 0 | 68760289.2621 | ok
|  |  |  | 1 | 0.82086 | 0.00037296 | 0.0416 | 0.0099689 | 0.00045778 | 0.015245 | 0.044023 | 0.067476 | 0 | 0 | [17 empty] | 1 | ok
Operation and Maintenance Expenses
Production & Purchase Power
Demand |  | OMPPD | PPDA | 9804243.4191 | 7374094.6187 | 2611.3601 | 397249.2323 | 289069.5407 | 305.5536 | 166632.5392 | 1447549.5168 | 126731.0575 | 0 | 0 | 0 | 0 | 0 | 0 | 0 | 0 | 0 | 0 | 0 | 0 | 0 | 0 | 0 | 0 | 0 | 0 | 0 | 9804243.4191 | ok | 1.3742
Energy |  | OMPPE | PPEA | 20123363.5809 | 13987314.2141 | 4905.1895 | 686784.4268 | 468647.651 | 575.7825 | 690108.7963 | 3814094.7417 | 470932.779 | 0 | 0 | 0 | 0 | 0 | 0 | 0 | 0 | 0 | 0 | 0 | 0 | 0 | 0 | 0 | 0 | 0 | 0 | 0 | 20123363.5809 | ok | 1.4655
Total Purchase Power |  | OMPPT |  | 29927607 | 21361408.8328 | 7516.5497 | 1084033.6591 | 757717.1917 | 881.3361 | 856741.3355 | 5261644.2585 | 597663.8365 | 0 | 0 | 0 | 0 | 0 | 0 | 0 | 0 | 0 | 0 | 0 | 0 | 0 | 0 | 0 | 0 | 0 | 0 | 0 | 29927607 | ok | 1.4307
Transmission
Demand |  | OMTD | TOMA | 0 | 0 | 0 | 0 | 0 | 0 | 0 | 0 | 0 | 0 | 0 | 0 | 0 | 0 | 0 | 0 | 0 | 0 | 0 | 0 | 0 | 0 | 0 | 0 | 0 | 0 | 0 | 0 | 0 | ok | #DIV/0!
Station Equipment
Demand |  | OMSED | SOMA | 10162.1369 | 7643.2781 | 2.7067 | 411.7504 | 299.6217 | 0.31671 | 172.7153 | 1500.3908 | 131.3572 | 0 | 0 | 0 | 0 | 0 | 0 | 0 | 0 | 0 | 0 | 0 | 0 | 0 | 0 | 0 | 0 | 0 | 0 | 0 | 10162.1369 | ok | 1.3742
Primary Distribution Plant
Demand |  | OMDPD | DOM | 3245626.5505 | 2663987.3 | 929.1193 | 102441.4716 | 43840.2913 | 86.0762 | 102851.3052 | 299189.1423 | 32301.8445 | 0 | 0 | 0 | 0 | 0 | 0 | 0 | 0 | 0 | 0 | 0 | 0 | 0 | 0 | 0 | 0 | 0 | 0 | 0 | 3245626.5505 | ok | 2.3367
Customer |  | OMDPC | C01 | 1408771.4005 | 1301453.2287 | 705.2673 | 78931.1636 | 9873.742 | 1292.99 | 2527.2078 | 3820.1978 | 10167.6033 | 0 | 0 | 0 | 0 | 0 | 0 | 0 | 0 | 0 | 0 | 0 | 0 | 0 | 0 | 0 | 0 | 0 | 0 | 0 | 1408771.4005 | ok | 7.994
Total Primary Distribution Plant |  |  |  | 4654397.951 | 3965440.5288 | 1634.3866 | 181372.6352 | 53714.0333 | 1379.0662 | 105378.5129 | 303009.3401 | 42469.4478 | 0 | 0 | 0 | 0 | 0 | 0 | 0 | 0 | 0 | 0 | 0 | 0 | 0 | 0 | 0 | 0 | 0 | 0 | 0 | 4654397.951 | ok | 3.3766
Customer Services
Demand |  | OMCSD | SERV | 0 | 0 | 0 | 0 | 0 | 0 | 0 | 0 | 0 | 0 | 0 | 0 | 0 | 0 | 0 | 0 | 0 | 0 | 0 | 0 | 0 | 0 | 0 | 0 | 0 | 0 | 0 | 0 | 0 | ok | #DIV/0!
Customer |  | OMCSC | SERV | 215630.4248 | 200216.1522 | 108.4986 | 12142.8058 | 1792.9067 | 198.9142 | 458.8988 | 712.2484 | 0 | 0 | 0 | 0 | 0 | 0 | 0 | 0 | 0 | 0 | 0 | 0 | 0 | 0 | 0 | 0 | 0 | 0 | 0 | 0 | 215630.4248 | ok | 6.7727
Total Customer Services |  |  |  | 215630.4248 | 200216.1522 | 108.4986 | 12142.8058 | 1792.9067 | 198.9142 | 458.8988 | 712.2484 | 0 | 0 | 0 | 0 | 0 | 0 | 0 | 0 | 0 | 0 | 0 | 0 | 0 | 0 | 0 | 0 | 0 | 0 | 0 | 0 | 215630.4248 | ok | 6.7727
Meters
Customer |  | OMMC | C03 | 654281.049 | 603761.2154 | 327.1827 | 36617.2016 | 6268.6139 | 599.835 | 1604.4667 | 5102.5336 | 0 | 0 | 0 | 0 | 0 | 0 | 0 | 0 | 0 | 0 | 0 | 0 | 0 | 0 | 0 | 0 | 0 | 0 | 0 | 0 | 654281.049 | ok | 5.8414
Lighting Systems
Customer |  | OMLSC | C04 | 31333.2496 | 0 | 0 | 0 | 0 | 0 | 0 | 0 | 31333.2496 | 0 | 0 | 0 | 0 | 0 | 0 | 0 | 0 | 0 | 0 | 0 | 0 | 0 | 0 | 0 | 0 | 0 | 0 | 0 | 31333.2496 | ok | #DIV/0!
Meter Reading, Billing and Customer Service
Customer |  | OMMRBC | C05 | 2167878.0288 | 2016965.8762 | 1093.009 | 122325.92 | 15302.1255 | 2003.8498 | 3916.6155 | 5920.4652 | 350.1677 | 0 | 0 | 0 | 0 | 0 | 0 | 0 | 0 | 0 | 0 | 0 | 0 | 0 | 0 | 0 | 0 | 0 | 0 | 0 | 2167878.0288 | ok | 7.994
Load Management
Customer |  | OMCSC | C06 | 0 | 0 | 0 | 0 | 0 | 0 | 0 | 0 | 0 | 0 | 0 | 0 | 0 | 0 | 0 | 0 | 0 | 0 | 0 | 0 | 0 | 0 | 0 | 0 | 0 | 0 | 0 | 0 | 0 | ok | #DIV/0!
Total |  | OMT |  | 37661289.84 | 28155435.8836 | 10682.3333 | 1436903.9721 | 835094.493 | 5063.318 | 968272.5446 | 5577889.2366 | 671948.0589 | 0 | 0 | 0 | 0 | 0 | 0 | 0 | 0 | 0 | 0 | 0 | 0 | 0 | 0 | 0 | 0 | 0 | 0 | 0 | 37661289.84 | ok | 1.7206
Labor Expenses
Production & Purchase Power
Demand |  | LBPPD | PPDA | 0 | 0 | 0 | 0 | 0 | 0 | 0 | 0 | 0 | 0 | 0 | 0 | 0 | 0 | 0 | 0 | 0 | 0 | 0 | 0 | 0 | 0 | 0 | 0 | 0 | 0 | 0 | 0 | 0 | ok
Energy |  | LBPPE | PPEA | 0 | 0 | 0 | 0 | 0 | 0 | 0 | 0 | 0 | 0 | 0 | 0 | 0 | 0 | 0 | 0 | 0 | 0 | 0 | 0 | 0 | 0 | 0 | 0 | 0 | 0 | 0 | 0 | 0 | ok
Total Purchase Power |  | LBPPT |  | 0 | 0 | 0 | 0 | 0 | 0 | 0 | 0 | 0 | 0 | 0 | 0 | 0 | 0 | 0 | 0 | 0 | 0 | 0 | 0 | 0 | 0 | 0 | 0 | 0 | 0 | 0 | 0 | 0 | ok
Transmission
Demand |  | LBTD | TOMA | 0 | 0 | 0 | 0 | 0 | 0 | 0 | 0 | 0 | 0 | 0 | 0 | 0 | 0 | 0 | 0 | 0 | 0 | 0 | 0 | 0 | 0 | 0 | 0 | 0 | 0 | 0 | 0 | 0 | ok
Station Equipment
Demand |  | LBSED | SOMA | 784.2635 | 589.8705 | 0.20889 | 31.7769 | 23.1233 | 0.024442 | 13.3293 | 115.7927 | 10.1375 | 0 | 0 | 0 | 0 | 0 | 0 | 0 | 0 | 0 | 0 | 0 | 0 | 0 | 0 | 0 | 0 | 0 | 0 | 0 | 784.2635 | ok
Primary Distribution Plant
Demand |  | LBDPD | DOM | 1084658.0324 | 890279.6357 | 310.503 | 34234.9815 | 14651.0153 | 28.7659 | 34371.9441 | 99986.2126 | 10794.9743 | 0 | 0 | 0 | 0 | 0 | 0 | 0 | 0 | 0 | 0 | 0 | 0 | 0 | 0 | 0 | 0 | 0 | 0 | 0 | 1084658.0324 | ok
Customer |  | LBDPC | C01 | 422883.2999 | 390668.6606 | 211.7063 | 23693.4615 | 2963.888 | 388.1282 | 758.6142 | 1146.7424 | 3052.0989 | 0 | 0 | 0 | 0 | 0 | 0 | 0 | 0 | 0 | 0 | 0 | 0 | 0 | 0 | 0 | 0 | 0 | 0 | 0 | 422883.2999 | ok
Total Primary Distribution Plant |  |  |  | 1507541.3323 | 1280948.2963 | 522.2093 | 57928.443 | 17614.9032 | 416.894 | 35130.5583 | 101132.955 | 13847.0732 | 0 | 0 | 0 | 0 | 0 | 0 | 0 | 0 | 0 | 0 | 0 | 0 | 0 | 0 | 0 | 0 | 0 | 0 | 0 | 1507541.3323 | ok
Customer Services
Demand |  | LBCSD | SERV | 0 | 0 | 0 | 0 | 0 | 0 | 0 | 0 | 0 | 0 | 0 | 0 | 0 | 0 | 0 | 0 | 0 | 0 | 0 | 0 | 0 | 0 | 0 | 0 | 0 | 0 | 0 | 0 | 0 | ok
Customer |  | LBCSC | SERV | 10388.3928 | 9645.7818 | 5.2271 | 585.002 | 86.3766 | 9.5831 | 22.1083 | 34.3139 | 0 | 0 | 0 | 0 | 0 | 0 | 0 | 0 | 0 | 0 | 0 | 0 | 0 | 0 | 0 | 0 | 0 | 0 | 0 | 0 | 10388.3928 | ok
Total Customer Services |  |  |  | 10388.3928 | 9645.7818 | 5.2271 | 585.002 | 86.3766 | 9.5831 | 22.1083 | 34.3139 | 0 | 0 | 0 | 0 | 0 | 0 | 0 | 0 | 0 | 0 | 0 | 0 | 0 | 0 | 0 | 0 | 0 | 0 | 0 | 0 | 10388.3928 | ok
Meters
Customer |  | LBMC | C03 | 448301.3199 | 413686.0608 | 224.1796 | 25089.4319 | 4295.1388 | 410.9959 | 1099.351 | 3496.162 | 0 | 0 | 0 | 0 | 0 | 0 | 0 | 0 | 0 | 0 | 0 | 0 | 0 | 0 | 0 | 0 | 0 | 0 | 0 | 0 | 448301.3199 | ok
Lighting Systems
Customer |  | LBLSC | C04 | 7107.2415 | 0 | 0 | 0 | 0 | 0 | 0 | 0 | 7107.2415 | 0 | 0 | 0 | 0 | 0 | 0 | 0 | 0 | 0 | 0 | 0 | 0 | 0 | 0 | 0 | 0 | 0 | 0 | 0 | 7107.2415 | ok
Meter Reading, Billing and Customer Service
Customer |  | LBMRBC | C05 | 0 | 0 | 0 | 0 | 0 | 0 | 0 | 0 | 0 | 0 | 0 | 0 | 0 | 0 | 0 | 0 | 0 | 0 | 0 | 0 | 0 | 0 | 0 | 0 | 0 | 0 | 0 | 0 | 0 | ok
Load Management
Customer |  | LBCSC | C06 | 0 | 0 | 0 | 0 | 0 | 0 | 0 | 0 | 0 | 0 | 0 | 0 | 0 | 0 | 0 | 0 | 0 | 0 | 0 | 0 | 0 | 0 | 0 | 0 | 0 | 0 | 0 | 0 | 0 | ok
Total |  | LBT |  | 1974122.55 | 1704870.0094 | 751.8249 | 83634.6538 | 22019.5419 | 837.4974 | 36265.3469 | 104779.2236 | 20964.4521 | 0 | 0 | 0 | 0 | 0 | 0 | 0 | 0 | 0 | 0 | 0 | 0 | 0 | 0 | 0 | 0 | 0 | 0 | 0 | 1974122.55 | ok
Depreciation Expenses
Production & Purchase Power
Demand |  | DPPPD | PPDA | 0 | 0 | 0 | 0 | 0 | 0 | 0 | 0 | 0 | 0 | 0 | 0 | 0 | 0 | 0 | 0 | 0 | 0 | 0 | 0 | 0 | 0 | 0 | 0 | 0 | 0 | 0 | 0 | 0 | ok
Energy |  | DPPPE | PPEA | 0 | 0 | 0 | 0 | 0 | 0 | 0 | 0 | 0 | 0 | 0 | 0 | 0 | 0 | 0 | 0 | 0 | 0 | 0 | 0 | 0 | 0 | 0 | 0 | 0 | 0 | 0 | 0 | 0 | ok
Total Purchase Power |  | DPPPT |  | 0 | 0 | 0 | 0 | 0 | 0 | 0 | 0 | 0 | 0 | 0 | 0 | 0 | 0 | 0 | 0 | 0 | 0 | 0 | 0 | 0 | 0 | 0 | 0 | 0 | 0 | 0 | 0 | 0 | ok
Transmission
Demand |  | DPTD | TA1 | 0 | 0 | 0 | 0 | 0 | 0 | 0 | 0 | 0 | 0 | 0 | 0 | 0 | 0 | 0 | 0 | 0 | 0 | 0 | 0 | 0 | 0 | 0 | 0 | 0 | 0 | 0 | 0 | 0 | ok
Station Equipment
Demand |  | DPSED | SA1 | 27399.6772 | 20608.2003 | 7.2979 | 1110.1826 | 807.8555 | 0.85392 | 465.6838 | 4045.4309 | 354.1722 | 0 | 0 | 0 | 0 | 0 | 0 | 0 | 0 | 0 | 0 | 0 | 0 | 0 | 0 | 0 | 0 | 0 | 0 | 0 | 27399.6771 | ok
Primary Distribution Plant
Demand |  | DPDPD | DA1 | 1808105.4267 | 1484080.1364 | 517.6029 | 57069.0983 | 24422.9789 | 47.9522 | 57297.4124 | 166675.2177 | 17995.0279 | 0 | 0 | 0 | 0 | 0 | 0 | 0 | 0 | 0 | 0 | 0 | 0 | 0 | 0 | 0 | 0 | 0 | 0 | 0 | 1808105.4267 | ok
Customer |  | DPDPC | C01 | 1269308.6437 | 1172614.5434 | 635.4486 | 71117.2928 | 8896.2809 | 1164.9892 | 2277.0243 | 3442.0134 | 9161.0511 | 0 | 0 | 0 | 0 | 0 | 0 | 0 | 0 | 0 | 0 | 0 | 0 | 0 | 0 | 0 | 0 | 0 | 0 | 0 | 1269308.6437 | ok
Total Primary Distribution Plant |  |  |  | 3077414.0704 | 2656694.6799 | 1153.0515 | 128186.3911 | 33319.2597 | 1212.9413 | 59574.4367 | 170117.2311 | 27156.079 | 0 | 0 | 0 | 0 | 0 | 0 | 0 | 0 | 0 | 0 | 0 | 0 | 0 | 0 | 0 | 0 | 0 | 0 | 0 | 3077414.0704 | ok
Customer Services
Demand |  | DPCSD | SERV | 0 | 0 | 0 | 0 | 0 | 0 | 0 | 0 | 0 | 0 | 0 | 0 | 0 | 0 | 0 | 0 | 0 | 0 | 0 | 0 | 0 | 0 | 0 | 0 | 0 | 0 | 0 | 0 | 0 | ok
Customer |  | DPCSC | SERV | 344823.4073 | 320173.8153 | 173.5046 | 19418.0561 | 2867.1103 | 318.0918 | 733.8437 | 1138.9855 | 0 | 0 | 0 | 0 | 0 | 0 | 0 | 0 | 0 | 0 | 0 | 0 | 0 | 0 | 0 | 0 | 0 | 0 | 0 | 0 | 344823.4073 | ok
Total Customer Services |  |  |  | 344823.4073 | 320173.8153 | 173.5046 | 19418.0561 | 2867.1103 | 318.0918 | 733.8437 | 1138.9855 | 0 | 0 | 0 | 0 | 0 | 0 | 0 | 0 | 0 | 0 | 0 | 0 | 0 | 0 | 0 | 0 | 0 | 0 | 0 | 0 | 344823.4073 | ok
Meters
Customer |  | DPMC | C03 | 340268.9408 | 313995.323 | 170.1564 | 19043.3399 | 3260.0893 | 311.9534 | 834.4276 | 2653.6512 | 0 | 0 | 0 | 0 | 0 | 0 | 0 | 0 | 0 | 0 | 0 | 0 | 0 | 0 | 0 | 0 | 0 | 0 | 0 | 0 | 340268.9408 | ok
Lighting Systems
Customer |  | DPLSC | C04 | 248304.4443 | 0 | 0 | 0 | 0 | 0 | 0 | 0 | 248304.4443 | 0 | 0 | 0 | 0 | 0 | 0 | 0 | 0 | 0 | 0 | 0 | 0 | 0 | 0 | 0 | 0 | 0 | 0 | 0 | 248304.4443 | ok
Meter Reading, Billing and Customer Service
Customer |  | DPMRBC | C05 | 0 | 0 | 0 | 0 | 0 | 0 | 0 | 0 | 0 | 0 | 0 | 0 | 0 | 0 | 0 | 0 | 0 | 0 | 0 | 0 | 0 | 0 | 0 | 0 | 0 | 0 | 0 | 0 | 0 | ok
Load Management
Customer |  | DPCSC | C06 | 0 | 0 | 0 | 0 | 0 | 0 | 0 | 0 | 0 | 0 | 0 | 0 | 0 | 0 | 0 | 0 | 0 | 0 | 0 | 0 | 0 | 0 | 0 | 0 | 0 | 0 | 0 | 0 | 0 | ok
Total |  | DPT |  | 4038210.54 | 3311472.0184 | 1504.0105 | 167757.9697 | 40254.3148 | 1843.8405 | 61608.3918 | 177955.2987 | 275814.6955 | 0 | 0 | 0 | 0 | 0 | 0 | 0 | 0 | 0 | 0 | 0 | 0 | 0 | 0 | 0 | 0 | 0 | 0 | 0 | 4038210.54 | ok
Property Taxes
Production & Purchase Power
Demand |  | PTPPD | PPDA | 0 | 0 | 0 | 0 | 0 | 0 | 0 | 0 | 0 | 0 | 0 | 0 | 0 | 0 | 0 | 0 | 0 | 0 | 0 | 0 | 0 | 0 | 0 | 0 | 0 | 0 | 0 | 0 | 0 | ok
Energy |  | PTPPE | PPEA | 0 | 0 | 0 | 0 | 0 | 0 | 0 | 0 | 0 | 0 | 0 | 0 | 0 | 0 | 0 | 0 | 0 | 0 | 0 | 0 | 0 | 0 | 0 | 0 | 0 | 0 | 0 | 0 | 0 | ok
Total Purchase Power |  | PTPPT |  | 0 | 0 | 0 | 0 | 0 | 0 | 0 | 0 | 0 | 0 | 0 | 0 | 0 | 0 | 0 | 0 | 0 | 0 | 0 | 0 | 0 | 0 | 0 | 0 | 0 | 0 | 0 | 0 | 0 | ok
Transmission
Demand |  | PTTD | TOMA | 0 | 0 | 0 | 0 | 0 | 0 | 0 | 0 | 0 | 0 | 0 | 0 | 0 | 0 | 0 | 0 | 0 | 0 | 0 | 0 | 0 | 0 | 0 | 0 | 0 | 0 | 0 | 0 | 0 | ok
Station Equipment
Demand |  | PTSED | SOMA | 0 | 0 | 0 | 0 | 0 | 0 | 0 | 0 | 0 | 0 | 0 | 0 | 0 | 0 | 0 | 0 | 0 | 0 | 0 | 0 | 0 | 0 | 0 | 0 | 0 | 0 | 0 | 0 | 0 | ok
Primary Distribution Plant
Demand |  | PTDPD | DOM | 0 | 0 | 0 | 0 | 0 | 0 | 0 | 0 | 0 | 0 | 0 | 0 | 0 | 0 | 0 | 0 | 0 | 0 | 0 | 0 | 0 | 0 | 0 | 0 | 0 | 0 | 0 | 0 | 0 | ok
Customer |  | PTDPC | C01 | 0 | 0 | 0 | 0 | 0 | 0 | 0 | 0 | 0 | 0 | 0 | 0 | 0 | 0 | 0 | 0 | 0 | 0 | 0 | 0 | 0 | 0 | 0 | 0 | 0 | 0 | 0 | 0 | 0 | ok
Total Primary Distribution Plant |  |  |  | 0 | 0 | 0 | 0 | 0 | 0 | 0 | 0 | 0 | 0 | 0 | 0 | 0 | 0 | 0 | 0 | 0 | 0 | 0 | 0 | 0 | 0 | 0 | 0 | 0 | 0 | 0 | 0 | 0 | ok
Customer Services
Demand |  | PTCSD | SERV | 0 | 0 | 0 | 0 | 0 | 0 | 0 | 0 | 0 | 0 | 0 | 0 | 0 | 0 | 0 | 0 | 0 | 0 | 0 | 0 | 0 | 0 | 0 | 0 | 0 | 0 | 0 | 0 | 0 | ok
Customer |  | PTCSC | SERV | 0 | 0 | 0 | 0 | 0 | 0 | 0 | 0 | 0 | 0 | 0 | 0 | 0 | 0 | 0 | 0 | 0 | 0 | 0 | 0 | 0 | 0 | 0 | 0 | 0 | 0 | 0 | 0 | 0 | ok
Total Customer Services |  |  |  | 0 | 0 | 0 | 0 | 0 | 0 | 0 | 0 | 0 | 0 | 0 | 0 | 0 | 0 | 0 | 0 | 0 | 0 | 0 | 0 | 0 | 0 | 0 | 0 | 0 | 0 | 0 | 0 | 0 | ok
Meters
Customer |  | PTMC | C03 | 0 | 0 | 0 | 0 | 0 | 0 | 0 | 0 | 0 | 0 | 0 | 0 | 0 | 0 | 0 | 0 | 0 | 0 | 0 | 0 | 0 | 0 | 0 | 0 | 0 | 0 | 0 | 0 | 0 | ok
Lighting Systems
Customer |  | PTLSC | C04 | 0 | 0 | 0 | 0 | 0 | 0 | 0 | 0 | 0 | 0 | 0 | 0 | 0 | 0 | 0 | 0 | 0 | 0 | 0 | 0 | 0 | 0 | 0 | 0 | 0 | 0 | 0 | 0 | 0 | ok
Meter Reading, Billing and Customer Service
Customer |  | PTMRBC | C05 | 0 | 0 | 0 | 0 | 0 | 0 | 0 | 0 | 0 | 0 | 0 | 0 | 0 | 0 | 0 | 0 | 0 | 0 | 0 | 0 | 0 | 0 | 0 | 0 | 0 | 0 | 0 | 0 | 0 | ok
Load Management
Customer |  | PTCSC | C06 | 0 | 0 | 0 | 0 | 0 | 0 | 0 | 0 | 0 | 0 | 0 | 0 | 0 | 0 | 0 | 0 | 0 | 0 | 0 | 0 | 0 | 0 | 0 | 0 | 0 | 0 | 0 | 0 | 0 | ok
Total |  | PTT |  | 0 | 0 | 0 | 0 | 0 | 0 | 0 | 0 | 0 | 0 | 0 | 0 | 0 | 0 | 0 | 0 | 0 | 0 | 0 | 0 | 0 | 0 | 0 | 0 | 0 | 0 | 0 | 0 | 0 | ok
Other Taxes
Production & Purchase Power
Demand |  | OTPPD | PPDA | 0 | 0 | 0 | 0 | 0 | 0 | 0 | 0 | 0 | 0 | 0 | 0 | 0 | 0 | 0 | 0 | 0 | 0 | 0 | 0 | 0 | 0 | 0 | 0 | 0 | 0 | 0 | 0 | 0 | ok
Energy |  | OTPPE | PPEA | 0 | 0 | 0 | 0 | 0 | 0 | 0 | 0 | 0 | 0 | 0 | 0 | 0 | 0 | 0 | 0 | 0 | 0 | 0 | 0 | 0 | 0 | 0 | 0 | 0 | 0 | 0 | 0 | 0 | ok
Total Purchase Power |  | OTPPT |  | 0 | 0 | 0 | 0 | 0 | 0 | 0 | 0 | 0 | 0 | 0 | 0 | 0 | 0 | 0 | 0 | 0 | 0 | 0 | 0 | 0 | 0 | 0 | 0 | 0 | 0 | 0 | 0 | 0 | ok
Transmission
Demand |  | OTTD | TOMA | 0 | 0 | 0 | 0 | 0 | 0 | 0 | 0 | 0 | 0 | 0 | 0 | 0 | 0 | 0 | 0 | 0 | 0 | 0 | 0 | 0 | 0 | 0 | 0 | 0 | 0 | 0 | 0 | 0 | ok
Station Equipment
Demand |  | OTSED | SOMA | 394.8474 | 296.9778 | 0.10517 | 15.9985 | 11.6417 | 0.012306 | 6.7108 | 58.2973 | 5.1039 | 0 | 0 | 0 | 0 | 0 | 0 | 0 | 0 | 0 | 0 | 0 | 0 | 0 | 0 | 0 | 0 | 0 | 0 | 0 | 394.8474 | ok
Primary Distribution Plant
Demand |  | OTDPD | DOM | 26055.993 | 21386.5746 | 7.459 | 822.4034 | 351.9513 | 0.69102 | 825.6935 | 2401.8999 | 259.3202 | 0 | 0 | 0 | 0 | 0 | 0 | 0 | 0 | 0 | 0 | 0 | 0 | 0 | 0 | 0 | 0 | 0 | 0 | 0 | 26055.993 | ok
Customer |  | OTDPC | C01 | 18291.5756 | 16898.1498 | 9.1572 | 1024.8471 | 128.2013 | 16.7883 | 32.8134 | 49.6017 | 132.0168 | 0 | 0 | 0 | 0 | 0 | 0 | 0 | 0 | 0 | 0 | 0 | 0 | 0 | 0 | 0 | 0 | 0 | 0 | 0 | 18291.5756 | ok
Total Primary Distribution Plant |  |  |  | 44347.5685 | 38284.7243 | 16.6162 | 1847.2505 | 480.1525 | 17.4793 | 858.507 | 2451.5016 | 391.337 | 0 | 0 | 0 | 0 | 0 | 0 | 0 | 0 | 0 | 0 | 0 | 0 | 0 | 0 | 0 | 0 | 0 | 0 | 0 | 44347.5685 | ok
Customer Services
Demand |  | OTCSD | SERV | 0 | 0 | 0 | 0 | 0 | 0 | 0 | 0 | 0 | 0 | 0 | 0 | 0 | 0 | 0 | 0 | 0 | 0 | 0 | 0 | 0 | 0 | 0 | 0 | 0 | 0 | 0 | 0 | 0 | ok
Customer |  | OTCSC | SERV | 4969.133 | 4613.9161 | 2.5003 | 279.827 | 41.317 | 4.5839 | 10.5752 | 16.4135 | 0 | 0 | 0 | 0 | 0 | 0 | 0 | 0 | 0 | 0 | 0 | 0 | 0 | 0 | 0 | 0 | 0 | 0 | 0 | 0 | 4969.133 | ok
Total Customer Services |  |  |  | 4969.133 | 4613.9161 | 2.5003 | 279.827 | 41.317 | 4.5839 | 10.5752 | 16.4135 | 0 | 0 | 0 | 0 | 0 | 0 | 0 | 0 | 0 | 0 | 0 | 0 | 0 | 0 | 0 | 0 | 0 | 0 | 0 | 0 | 4969.133 | ok
Meters
Customer |  | OTMC | C03 | 4903.5001 | 4524.8799 | 2.4521 | 274.4271 | 46.98 | 4.4955 | 12.0247 | 38.2409 | 0 | 0 | 0 | 0 | 0 | 0 | 0 | 0 | 0 | 0 | 0 | 0 | 0 | 0 | 0 | 0 | 0 | 0 | 0 | 0 | 4903.5001 | ok
Lighting Systems
Customer |  | OTLSC | C04 | 3578.231 | 0 | 0 | 0 | 0 | 0 | 0 | 0 | 3578.231 | 0 | 0 | 0 | 0 | 0 | 0 | 0 | 0 | 0 | 0 | 0 | 0 | 0 | 0 | 0 | 0 | 0 | 0 | 0 | 3578.231 | ok
Meter Reading, Billing and Customer Service
Customer |  | OTMRBC | C05 | 0 | 0 | 0 | 0 | 0 | 0 | 0 | 0 | 0 | 0 | 0 | 0 | 0 | 0 | 0 | 0 | 0 | 0 | 0 | 0 | 0 | 0 | 0 | 0 | 0 | 0 | 0 | 0 | 0 | ok
Load Management
Customer |  | OTCSC | C06 | 0 | 0 | 0 | 0 | 0 | 0 | 0 | 0 | 0 | 0 | 0 | 0 | 0 | 0 | 0 | 0 | 0 | 0 | 0 | 0 | 0 | 0 | 0 | 0 | 0 | 0 | 0 | 0 | 0 | ok
Total |  | OTT |  | 58193.28 | 47720.4981 | 21.6738 | 2417.5031 | 580.0913 | 26.571 | 887.8176 | 2564.4533 | 3974.6719 | 0 | 0 | 0 | 0 | 0 | 0 | 0 | 0 | 0 | 0 | 0 | 0 | 0 | 0 | 0 | 0 | 0 | 0 | 0 | 58193.28 | ok
Cost of Service Summary -- Unadjusted Results
Operating Revenues
Total Sales of Electric Energy |  | REVUC | R01 | 41686788.238 | 30074337.22 | 10494.95 | 1612359.31 | 1179306.5 | 4044.26 | 1204220.47 | 6058039.4 | 1543986.128 | 0 | 0 | 0 | 0 | 0 | 0 | 0 | 0 | 0 | 0 | 0 | 0 | 0 | 0 | 0 | 0 | 0 | 0 | 0 | 41686788.238 | ok
Other Electric Revenues |  |  | MISCSERV | 1674872 | 1555144.306 | 842.7444 | 94317.1425 | 13926.0928 | 1545.0314 | 3564.4166 | 5532.2663 | 0 | 0 | 0 | 0 | 0 | 0 | 0 | 0 | 0 | [11 empty] | 1674872 | ok
Total Operating Revenues |  | TOR |  | 43361660.238 | 31629481.526 | 11337.6944 | 1706676.4525 | 1193232.5928 | 5589.2914 | 1207784.8866 | 6063571.6663 | 1543986.128 | 0 | 0 | 0 | 0 | 0 | 0 | 0 | 0 | 0 | 0 | 0 | 0 | 0 | 0 | 0 | 0 | 0 | 0 | 0 | 43361660.238 | ok
Operating Expenses
Operation and Maintenance Expenses |  |  |  | 37661289.84 | 28155435.8836 | 10682.3333 | 1436903.9721 | 835094.493 | 5063.318 | 968272.5446 | 5577889.2366 | 671948.0589 | 0 | 0 | 0 | 0 | 0 | 0 | 0 | 0 | 0 | 0 | 0 | 0 | 0 | 0 | 0 | 0 | 0 | 0 | 0 | 37661289.84 | ok
Depreciation and Amortization Expenses |  |  |  | 4038210.54 | 3311472.0184 | 1504.0105 | 167757.9697 | 40254.3148 | 1843.8405 | 61608.3918 | 177955.2987 | 275814.6955 | 0 | 0 | 0 | 0 | 0 | 0 | 0 | 0 | 0 | 0 | 0 | 0 | 0 | 0 | 0 | 0 | 0 | 0 | 0 | 4038210.54 | ok
Property Taxes |  |  | NPT | 0 | 0 | 0 | 0 | 0 | 0 | 0 | 0 | 0 | 0 | 0 | 0 | 0 | 0 | 0 | 0 | 0 | 0 | 0 | 0 | 0 | 0 | 0 | 0 | 0 | 0 | 0 | 0 | 0 | ok
Other Taxes |  |  |  | 58193.28 | 47720.4981 | 21.6738 | 2417.5031 | 580.0913 | 26.571 | 887.8176 | 2564.4533 | 3974.6719 | 0 | 0 | 0 | 0 | 0 | 0 | 0 | 0 | 0 | 0 | 0 | 0 | 0 | 0 | 0 | 0 | 0 | 0 | 0 | 58193.28 | ok
Total Operating Expenses |  | TOE |  | 41757693.66 | 31514628.4001 | 12208.0176 | 1607079.4449 | 875928.899 | 6933.7294 | 1030768.754 | 5758408.9887 | 951737.4262 | 0 | 0 | 0 | 0 | 0 | 0 | 0 | 0 | 0 | 0 | 0 | 0 | 0 | 0 | 0 | 0 | 0 | 0 | 0 | 41757693.6599 | ok
Utility Operating Margin |  | TOM |  | 1603966.578 | 114853.126 | -870.3232 | 99597.0075 | 317303.6938 | -1344.438 | 177016.1326 | 305162.6776 | 592248.7018 | 0 | 0 | 0 | 0 | 0 | 0 | 0 | 0 | 0 | 0 | 0 | 0 | 0 | 0 | 0 | 0 | 0 | 0 | 0 | 1603966.5781 | ok
Net Cost Rate Base |  |  |  | 68760289.2627 | 56442327.9273 | 25645.0879 | 2860433.7545 | 685462.6002 | 31477.1871 | 1048224.6146 | 3027048.6001 | 4639669.4904 | 0 | 0 | 0 | 0 | 0 | 0 | 0 | 0 | 0 | 0 | 0 | 0 | 0 | 0 | 0 | 0 | 0 | 0 | 0 | 68760289.2621 | ok
Rate of Return |  |  |  | 2.333% | 0.2035% | -3.394% | 3.482% | 46.29% | -4.271% | 16.89% | 10.08% | 12.76% | #DIV/0! | #DIV/0! | #DIV/0! | #DIV/0! | #DIV/0! | #DIV/0! | #DIV/0! | #DIV/0! | #DIV/0! | #DIV/0! | #DIV/0! | #DIV/0! | #DIV/0! | #DIV/0! | #DIV/0! | #DIV/0! | #DIV/0! | #DIV/0! | #DIV/0! | 2.333% | ok
Unitized Rate of Return |  |  |  | 1 | 0.087233 | -1.4549 | 1.4926 | 19.8442 | -1.831 | 7.2394 | 4.3217 | 5.4722 | #DIV/0! | #DIV/0! | #DIV/0! | #DIV/0! | #DIV/0! | #DIV/0! | #DIV/0! | #DIV/0! | #DIV/0! | #DIV/0! | #DIV/0! | #DIV/0! | #DIV/0! | #DIV/0! | #DIV/0! | #DIV/0! | #DIV/0! | #DIV/0! | #DIV/0!
Cost of Service Summary -- Adjusted Results
Operating Revenues
Total Operating Revenue -- Actual |  |  |  | 43361660.238 | 31629481.526 | 11337.6944 | 1706676.4525 | 1193232.5928 | 5589.2914 | 1207784.8866 | 6063571.6663 | 1543986.128 | 0 | 0 | 0 | 0 | 0 | 0 | 0 | 0 | 0 | 0 | 0 | 0 | 0 | 0 | 0 | 0 | 0 | 0 | 0 | 43361660.238 | ok
Pro-Forma Adjustments:
1 | To Remove Fuel Adjustment Clause Revenue |  |  | 1797927.24 | 1278594.24 | 408 | 64763 | 43046 | 75 | 63007 | 347219 | 815 | 0 | 0 | 0 | 0 | 0 | 0 | 0 | 0 | 0 | 0 | 0 | 0 | 0 | 0 | 0 | 0 | 0 | 0 | 0 | 1797927.24 | ok
2 | To Remove Environmental Surcharge Revenue |  |  | -4026453.22 | -3041071.54 | -1021.54 | -163281.92 | -110474.38 | -474.14 | -113704.62 | -594338.12 | -2086.96 | 0 | 0 | 0 | 0 | 0 | 0 | 0 | 0 | 0 | 0 | 0 | 0 | 0 | 0 | 0 | 0 | 0 | 0 | 0 | -4026453.22 | ok
3 | To Normalize Year-End Customers |  |  | -89112.49 | -98101.9014 | 0 | 16610.2803 | -25096.6959 | -163.3182 | -157167.2663 | 174806.4098 | 0 | 0 | 0 | 0 | 0 | 0 | 0 | 0 | 0 | 0 | 0 | 0 | 0 | 0 | 0 | 0 | 0 | 0 | 0 | 0 | -89112.4918 | ok
4 | FAC Roll-In to Base Rates |  |  | -722304.7526 | -516398.41 | -164.6318 | -23050.3938 | -15729.164 | -18.9767 | -23161.9672 | -128011.6091 | -15769.6 | 0 | 0 | 0 | 0 | 0 | 0 | 0 | 0 | 0 | 0 | 0 | 0 | 0 | 0 | 0 | 0 | 0 | 0 | 0 | -722304.7526 | ok
5 | <reserved> |  | R01 | 0 | 0 | 0 | 0 | 0 | 0 | 0 | 0 | 0 | 0 | 0 | 0 | 0 | 0 | 0 | 0 | 0 | 0 | 0 | 0 | 0 | 0 | 0 | 0 | 0 | 0 | 0 | 0 | 0 | ok
6 | <reserved> |  | R01 | 0 | 0 | 0 | 0 | 0 | 0 | 0 | 0 | 0 | 0 | 0 | 0 | 0 | 0 | 0 | 0 | 0 | 0 | 0 | 0 | 0 | 0 | 0 | 0 | 0 | 0 | 0 | 0 | 0 | ok
7 | <reserved> |  | R01 | 0 | 0 | 0 | 0 | 0 | 0 | 0 | 0 | 0 | 0 | 0 | 0 | 0 | 0 | 0 | 0 | 0 | 0 | 0 | 0 | 0 | 0 | 0 | 0 | 0 | 0 | 0 | 0 | 0 | ok
# | Proposed Rate Revisions |  |  | 0 | 0 | 0 | 0 | 0 | 0 | 0 | 0 | 0 | 0 | 0 | 0 | 0 | 0 | 0 | 0 | 0 | 0 | 0 | 0 | 0 | 0 | 0 | 0 | 0 | 0 | 0 | 0 | 0 | ok
| Total Pro Forma Adjustments |  |  | -3039943.2226 | -2376977.6114 | -778.1718 | -104959.0335 | -108254.24 | -581.4348 | -231026.8536 | -200324.3193 | -17041.56 | 0 | 0 | 0 | 0 | 0 | 0 | 0 | 0 | 0 | 0 | 0 | 0 | 0 | 0 | 0 | 0 | 0 | 0 | 0 | -3039943.2244 | ok
Total Pro-Forma Operating Revenue |  |  |  | 40321717.0154 | 29252503.9146 | 10559.5226 | 1601717.419 | 1084978.3529 | 5007.8565 | 976758.0331 | 5863247.3469 | 1526944.568 | 0 | 0 | 0 | 0 | 0 | 0 | 0 | 0 | 0 | 0 | 0 | 0 | 0 | 0 | 0 | 0 | 0 | 0 | 0 | 40321717.0136 | ok
Operating Expenses
Total Operating Expenses -- Actual |  | TOE |  | 41757693.66 | 31514628.4001 | 12208.0176 | 1607079.4449 | 875928.899 | 6933.7294 | 1030768.754 | 5758408.9887 | 951737.4262 | 0 | 0 | 0 | 0 | 0 | 0 | 0 | 0 | 0 | 0 | 0 | 0 | 0 | 0 | 0 | 0 | 0 | 0 | 0 | 41757693.6599 | ok
Pro-Forma Adjustments:
1 | To Remove Fuel Expense Recoverable through the FAC |  | E01 | 1862349 | 1308808.6349 | 458.9841 | 62615.4129 | 42727.4775 | 53.8766 | 64574.2519 | 339044.6552 | 44065.7068 | 0 | 0 | 0 | 0 | 0 | 0 | 0 | 0 | 0 | 0 | 0 | 0 | 0 | 0 | 0 | 0 | 0 | 0 | 0 | 1862349 | ok
2a | To Remove Expenses Recoverable through the ES (Energy) |  | 12CP | -2716528.75 | -2043190.8084 | -723.5474 | -110068.5606 | -80094.4739 | -84.6618 | -46170.0168 | -401082.4407 | -35114.2405 | 0 | 0 | 0 | 0 | 0 | 0 | 0 | 0 | 0 | 0 | 0 | 0 | 0 | 0 | 0 | 0 | 0 | 0 | 0 | -2716528.75 | ok
2b | To Remove Expenses Recoverable through the ES (Demand) |  | E01 | -1462746.25 | -1027978.6026 | -360.5002 | -49180.0734 | -33559.4765 | -42.3164 | -50718.6058 | -266296.1121 | -34610.563 | 0 | 0 | 0 | 0 | 0 | 0 | 0 | 0 | 0 | 0 | 0 | 0 | 0 | 0 | 0 | 0 | 0 | 0 | 0 | -1462746.25 | ok
3 | Rate Case Expenses |  | RBT | 20891.94 | 17149.284 | 7.7919 | 869.1064 | 208.2691 | 9.5639 | 318.4897 | 919.7302 | 1409.7046 | 0 | 0 | 0 | 0 | 0 | 0 | 0 | 0 | 0 | 0 | 0 | 0 | 0 | 0 | 0 | 0 | 0 | 0 | 0 | 20891.94 | ok
4 | Year End Customers |  |  | -48783.86 | -75772.9432 | 0 | 11797.1467 | -17160.8363 | -40.251 | -148095.4287 | 180488.4482 | 0 | 0 | 0 | 0 | 0 | 0 | 0 | 0 | 0 | 0 | 0 | 0 | 0 | 0 | 0 | 0 | 0 | 0 | 0 | 0 | -48783.8643 | ok
5 | Depreciation Expense Normalization |  | RBT | 148135.76 | 121598.1962 | 55.2493 | 6162.4599 | 1476.7466 | 67.8138 | 2258.2737 | 6521.4116 | 9995.609 | 0 | 0 | 0 | 0 | 0 | 0 | 0 | 0 | 0 | 0 | 0 | 0 | 0 | 0 | 0 | 0 | 0 | 0 | 0 | 148135.76 | ok
6 | Donations, Advertising, Dues, & Other |  | RBT | -232523.82 | -190868.6807 | -86.7229 | -9673.0103 | -2318.0005 | -106.4451 | -3544.7377 | -10236.4448 | -15689.778 | 0 | 0 | 0 | 0 | 0 | 0 | 0 | 0 | 0 | 0 | 0 | 0 | 0 | 0 | 0 | 0 | 0 | 0 | 0 | -232523.82 | ok
7 | Miscellaneous Expenses |  | RBT | -2163.95 | -1776.2923 | -0.80707 | -90.0205 | -21.5721 | -0.99062 | -32.9886 | -95.264 | -146.0147 | 0 | 0 | 0 | 0 | 0 | 0 | 0 | 0 | 0 | 0 | 0 | 0 | 0 | 0 | 0 | 0 | 0 | 0 | 0 | -2163.95 | ok
8 | Directors Expense |  | LBT | -3522.89 | -3042.3995 | -1.3417 | -149.2489 | -39.2946 | -1.4945 | -64.7168 | -186.9822 | -37.4118 | 0 | 0 | 0 | 0 | 0 | 0 | 0 | 0 | 0 | 0 | 0 | 0 | 0 | 0 | 0 | 0 | 0 | 0 | 0 | -3522.89 | ok
9 | Retirement Plan Contributions |  | LBT | 21515.9561 | 18581.3734 | 8.1941 | 911.5339 | 239.9909 | 9.1279 | 395.2559 | 1141.9885 | 228.4915 | 0 | 0 | 0 | 0 | 0 | 0 | 0 | 0 | 0 | 0 | 0 | 0 | 0 | 0 | 0 | 0 | 0 | 0 | 0 | 21515.9561 | ok
10 | Wages & Salaries |  | LBT | 34316.3762 | 29635.9315 | 13.069 | 1453.8298 | 382.768 | 14.5583 | 630.4043 | 1821.3881 | 364.4272 | 0 | 0 | 0 | 0 | 0 | 0 | 0 | 0 | 0 | 0 | 0 | 0 | 0 | 0 | 0 | 0 | 0 | 0 | 0 | 34316.3762 | ok
11 | Professional Services |  | RBT | -26161.89 | -21475.1565 | -9.7574 | -1088.3368 | -260.8046 | -11.9764 | -398.8281 | -1151.7304 | -1765.2998 | 0 | 0 | 0 | 0 | 0 | 0 | 0 | 0 | 0 | 0 | 0 | 0 | 0 | 0 | 0 | 0 | 0 | 0 | 0 | -26161.89 | ok
13 | Payroll Tax |  | RBT | -1688.6166 | -1386.1119 | -0.62979 | -70.2466 | -16.8336 | -0.77302 | -25.7423 | -74.3383 | -113.9411 | 0 | 0 | 0 | 0 | 0 | 0 | 0 | 0 | 0 | 0 | 0 | 0 | 0 | 0 | 0 | 0 | 0 | 0 | 0 | -1688.6166 | ok
14 | Interest |  | RBT | -88192.0933 | -72393.0499 | -32.8924 | -3668.7984 | -879.1758 | -40.3727 | -1344.4551 | -3882.499 | -5950.85 | 0 | 0 | 0 | 0 | 0 | 0 | 0 | 0 | 0 | 0 | 0 | 0 | 0 | 0 | 0 | 0 | 0 | 0 | 0 | -88192.0933 | ok
15 | Life Insurance Premiums |  | RBT | -18322.4674 | -15040.1158 | -6.8336 | -762.2162 | -182.6544 | -8.3877 | -279.3191 | -806.6138 | -1236.3269 | 0 | 0 | 0 | 0 | 0 | 0 | 0 | 0 | 0 | 0 | 0 | 0 | 0 | 0 | 0 | 0 | 0 | 0 | 0 | -18322.4674 | ok
|  |  | RBT | 0 | 0 | 0 | 0 | 0 | 0 | 0 | 0 | 0 | 0 | 0 | 0 | 0 | 0 | 0 | 0 | 0 | 0 | 0 | 0 | 0 | 0 | 0 | 0 | 0 | 0 | 0 | 0 | 0 | ok
|  |  | RBT | 0 | 0 | 0 | 0 | 0 | 0 | 0 | 0 | 0 | 0 | 0 | 0 | 0 | 0 | 0 | 0 | 0 | 0 | 0 | 0 | 0 | 0 | 0 | 0 | 0 | 0 | 0 | 0 | 0 | ok
|  |  | RBT | 0 | 0 | 0 | 0 | 0 | 0 | 0 | 0 | 0 | 0 | 0 | 0 | 0 | 0 | 0 | 0 | 0 | 0 | 0 | 0 | 0 | 0 | 0 | 0 | 0 | 0 | 0 | 0 | 0 | ok
|  |  | RBT | 0 | 0 | 0 | 0 | 0 | 0 | 0 | 0 | 0 | 0 | 0 | 0 | 0 | 0 | 0 | 0 | 0 | 0 | 0 | 0 | 0 | 0 | 0 | 0 | 0 | 0 | 0 | 0 | 0 | ok
|  |  | RBT | 0 | 0 | 0 | 0 | 0 | 0 | 0 | 0 | 0 | 0 | 0 | 0 | 0 | 0 | 0 | 0 | 0 | 0 | 0 | 0 | 0 | 0 | 0 | 0 | 0 | 0 | 0 | 0 | 0 | ok
|  |  | RBT | 0 | 0 | 0 | 0 | 0 | 0 | 0 | 0 | 0 | 0 | 0 | 0 | 0 | 0 | 0 | 0 | 0 | 0 | 0 | 0 | 0 | 0 | 0 | 0 | 0 | 0 | 0 | 0 | 0 | ok
|  |  | RBT | 0 | 0 | 0 | 0 | 0 | 0 | 0 | 0 | 0 | 0 | 0 | 0 | 0 | 0 | 0 | 0 | 0 | 0 | 0 | 0 | 0 | 0 | 0 | 0 | 0 | 0 | 0 | 0 | 0 | ok
|  |  | RBT | 0 | 0 | 0 | 0 | 0 | 0 | 0 | 0 | 0 | 0 | 0 | 0 | 0 | 0 | 0 | 0 | 0 | 0 | 0 | 0 | 0 | 0 | 0 | 0 | 0 | 0 | 0 | 0 | 0 | ok
|  |  | RBT | 0 | 0 | 0 | 0 | 0 | 0 | 0 | 0 | 0 | 0 | 0 | 0 | 0 | 0 | 0 | 0 | 0 | 0 | 0 | 0 | 0 | 0 | 0 | 0 | 0 | 0 | 0 | 0 | 0 | ok
|  |  | RBT | 0 | 0 | 0 | 0 | 0 | 0 | 0 | 0 | 0 | 0 | 0 | 0 | 0 | 0 | 0 | 0 | 0 | 0 | 0 | 0 | 0 | 0 | 0 | 0 | 0 | 0 | 0 | 0 | 0 | ok
| Total Pro Forma Adjustments |  |  | -2513425.5551 | -1957150.741 | -679.7441 | -90941.0219 | -89497.8701 | -182.7288 | -182498.1636 | -153874.8034 | -38600.4865 | 0 | 0 | 0 | 0 | 0 | [14 empty] | -2513425.5594 | ok
Total Pro-forma Operating Expenses |  |  |  | 39244268.1049 | 29557477.6591 | 11528.2734 | 1516138.423 | 786431.0289 | 6751.0006 | 848270.5904 | 5604534.1853 | 913136.9397 | 0 | 0 | 0 | 0 | 0 | 0 | 0 | 0 | 0 | 0 | 0 | 0 | 0 | 0 | 0 | 0 | 0 | 0 | 0 | 39244268.1005 | ok
Utility Operating Margin -- Pro-Forma |  |  |  | 1077448.9105 | -304973.7445 | -968.7508 | 85578.9959 | 298547.324 | -1743.1441 | 128487.4426 | 258713.1616 | 613807.6283 | 0 | 0 | 0 | 0 | 0 | 0 | 0 | 0 | 0 | 0 | 0 | 0 | 0 | 0 | 0 | 0 | 0 | 0 | 0 | 1077448.9131 | ok
Net Cost Rate Base |  |  |  | 68760289.2627 | 56442327.9273 | 25645.0879 | 2860433.7545 | 685462.6002 | 31477.1871 | 1048224.6146 | 3027048.6001 | 4639669.4904 | 0 | 0 | 0 | 0 | 0 | 0 | 0 | 0 | 0 | 0 | 0 | 0 | 0 | 0 | 0 | 0 | 0 | 0 | 0 | 68760289.2621 | ok
Pro-forma Rate Base Adjustments
| <reserved> |  | RBT | 0 | 0 | 0 | 0 | 0 | 0 | 0 | 0 | 0 | 0 | 0 | 0 | 0 | 0 | 0 | 0 | 0 | 0 | 0 | 0 | 0 | 0 | 0 | 0 | 0 | 0 | 0 | 0 | 0 | ok
Pro-forma Rate Base |  |  |  | 68760289.2627 | 56442327.9273 | 25645.0879 | 2860433.7545 | 685462.6002 | 31477.1871 | 1048224.6146 | 3027048.6001 | 4639669.4904 | 0 | 0 | 0 | 0 | 0 | 0 | 0 | 0 | [11 empty] | 68760289.2621 | ok
Rate of Return |  |  |  | 1.567% | -0.5403% | -3.778% | 2.992% | 43.55% | -5.538% | 12.26% | 8.547% | 13.23% | #DIV/0! | #DIV/0! | #DIV/0! | #DIV/0! | #DIV/0! | #DIV/0! | #DIV/0! | #DIV/0! | #DIV/0! | #DIV/0! | #DIV/0! | #DIV/0! | #DIV/0! | #DIV/0! | #DIV/0! | #DIV/0! | #DIV/0! | #DIV/0! | #DIV/0!
Unitized Rate of Return |  |  |  | 1 | -0.34482 | -2.4107 | 1.9093 | 27.7952 | -3.5341 | 7.8225 | 5.4543 | 8.4428 | #DIV/0! | #DIV/0! | #DIV/0! | #DIV/0! | #DIV/0! | #DIV/0! | #DIV/0! | #DIV/0! | #DIV/0! | #DIV/0! | #DIV/0! | #DIV/0! | #DIV/0! | #DIV/0! | #DIV/0! | #DIV/0! | #DIV/0! | #DIV/0! | #DIV/0!
Allocation Factors
Energy Allocation Factors
Energy Usage by Class |  | E01 | Energy | 1 | 0.70277 | 0.00024645 | 0.033622 | 0.022943 | 2.8929e-05 | 0.034674 | 0.18205 | 0.023661 | 0 | 0 | 0 | 0 | 0 | 0 | 0 | 0 | 0 | 0 | 0 | 0 | 0 | 0 | 0 | 0 | 0 | 0 | 0 | 1 | ok
Demand Allocation Factors
Purchase Power -- Average 12 CP |  | D01 | 12CP | 1 | 0.75213 | 0.00026635 | 0.040518 | 0.029484 | 3.1165e-05 | 0.016996 | 0.14765 | 0.012926 | 0 | 0 | 0 | 0 | 0 | 0 | 0 | 0 | 0 | 0 | 0 | 0 | 0 | 0 | 0 | 0 | 0 | 0 | 0 | 1 | ok
Station Equipment -- Maximum Class Demand |  | D02 | NCP | 1 | 0.74567 | 0.00045925 | 0.037634 | 0.027251 | 3.8751e-05 | 0.025662 | 0.14417 | 0.019113 | 0 | 0 | 0 | 0 | 0 | 0 | 0 | 0 | 0 | 0 | 0 | 0 | 0 | 0 | 0 | 0 | 0 | 0 | 0 | 1 | ok
Primary Distribution Plant -- Maximum Class Demand |  | D03 | NCP | 1 | 0.74567 | 0.00045925 | 0.037634 | 0.027251 | 3.8751e-05 | 0.025662 | 0.14417 | 0.019113 | 0 | 0 | 0 | 0 | 0 | 0 | 0 | 0 | 0 | 0 | 0 | 0 | 0 | 0 | 0 | 0 | 0 | 0 | 0 | 1 | ok
Services |  | SERV |  | 1 | 0.92852 | 0.00050317 | 0.056313 | 0.0083147 | 0.00092248 | 0.0021282 | 0.0033031 | 0 | 0 | 0 | 0 | 0 | 0 | 0 | 0 | 0 | 0 | 0 | 0 | 0 | 0 | 0 | 0 | 0 | 0 | 0 | 0 | 1 | ok
Misc. Service Revenue |  | MISCSERV |  | 1 | 0.92852 | 0.00050317 | 0.056313 | 0.0083147 | 0.00092248 | 0.0021282 | 0.0033031 | 0 | 0 | 0 | 0 | 0 | 0 | 0 | 0 | 0 | 0 | 0 | 0 | 0 | 0 | 0 | 0 | 0 | 0 | 0 | 0 | 1 | ok
Residential & Commercial Rev |  | RCRev |  | 34084762.71 | 30074337.22 | 10494.95 | 1612359.31 | 1179306.5 | 4044.26 | 1204220.47 | 0 | 0 | [19 empty] | 34084762.71 | ok
Customer Allocation Factors
Primary Distribution Plant -- Average Number of Customers |  | C01 | Cust01 | 1 | 0.92382 | 0.00050063 | 0.056028 | 0.0070088 | 0.00091781 | 0.0017939 | 0.0027117 | 0.0072174 | 0 | 0 | 0 | 0 | 0 | 0 | 0 | 0 | 0 | 0 | 0 | 0 | 0 | 0 | 0 | 0 | 0 | 0 | 0 | 1 | ok
Customer Services -- Average Number of Customers |  | C02 | Cust02 | 1 | 0.92382 | 0.00050063 | 0.056028 | 0.0070088 | 0.00091781 | 0.0017939 | 0.0027117 | 0.0072174 | 0 | 0 | 0 | 0 | 0 | 0 | 0 | 0 | 0 | 0 | 0 | 0 | 0 | 0 | 0 | 0 | 0 | 0 | 0 | 1 | ok
Meter Costs -- Weighted Cost of Meters |  | C03 |  | 1 | 0.92279 | 0.00050006 | 0.055966 | 0.0095809 | 0.00091678 | 0.0024523 | 0.0077987 | 0 | 0 | 0 | 0 | 0 | 0 | 0 | 0 | 0 | 0 | 0 | 0 | 0 | 0 | 0 | 0 | 0 | 0 | 0 | 0 | 1 | ok
Lighting Systems -- Lighting Customers |  | C04 | Cust04 | 1 | 0 | 0 | 0 | 0 | 0 | 0 | 0 | 1 | 0 | 0 | 0 | 0 | 0 | 0 | 0 | 0 | 0 | 0 | 0 | 0 | 0 | 0 | 0 | 0 | 0 | 0 | 0 | 1 | ok
Meter Reading and Billing -- Weighted Cost |  | C05 | Cust05 | 1 | 0.93039 | 0.00050418 | 0.056427 | 0.0070586 | 0.00092434 | 0.0018067 | 0.002731 | 0.00016153 | 0 | 0 | 0 | 0 | 0 | 0 | 0 | 0 | 0 | 0 | 0 | 0 | 0 | 0 | 0 | 0 | 0 | 0 | 0 | 1 | ok
Load Management |  | C06 | Cust06 | 1 | 0.93039 | 0.00050418 | 0.056427 | 0.0070586 | 0.00092434 | 0.0018067 | 0.002731 | 0.00016153 | 0 | 0 | 0 | 0 | 0 | 0 | 0 | 0 | 0 | 0 | 0 | 0 | 0 | 0 | 0 | 0 | 0 | 0 | 0 | 1 | ok
Other Allocation Factors
Rev |  | R01 |  | 41686788.238 | 30074337.22 | 10494.95 | 1612359.31 | 1179306.5 | 4044.26 | 1204220.47 | 6058039.4 | 1543986.128 | 0 | 0 | 0 | 0 | 0 | 0 | 0 | 0 | 0 | 0 | 0 | 0 | 0 | 0 | 0 | 0 | 0 |  |  | 41686788.238 | ok
Energy |  | E01 |  | 424777329 | 295253522 | 103542 | 14497102 | 9892526 | 12154 | 14567275 | 80510446 | 9940762 | 0 | 0 | 0 | 0 | 0 | 0 | 0 | 0 | 0 | 0 | 0 | 0 | 0 | 0 | 0 | 0 | 0 |  |  | 424777329 | ok
Loss Factor |  |  |  | 0.05 | 0.05 | 0.05 | 0.025 | 0.025 | 0.05 | 0.05 | 0 | 0.05 | 0 | 0
Energy Including Losses |  | Energy |  | 442238349.0769 | 310793181.0526 | 108991.5789 | 14868822.5641 | 10146180.5128 | 12793.6842 | 15333973.6842 | 80510446 | 10463960 | 0 | 0 | 0 | 0 | 0 | 0 | 0 | 0 | 0 | 0 | 0 | 0 | 0 | 0 | 0 | 0 | 0 | 0 | 0 | 442238349.0769 | ok
Customers (Monthly Bills) |  |  |  | 287640 | 265728 | 144 | 16116 | 2016 | 264 | 516 | 780 | 2076 | 0 | 0 | 0 | 0 | 0 | 0 | 0 | 0 | 0 | 0 | 0 | 0 | 0 | 0 | 0 | 0 | 0 |  |  | 287640 | ok
Average Customers (Bills/12) |  | Cust01 |  | 23970 | 22144 | 12 | 1343 | 168 | 22 | 43 | 65 | 173 | 0 | 0 | 0 | 0 | 0 | 0 | 0 | 0 | 0 | 0 | 0 | 0 | 0 | 0 | 0 | 0 | 0 | 0 | 0 | 23970 | ok
Average Customers (Lighting = Lights) |  | Cust02 |  | 23970 | 22144 | 12 | 1343 | 168 | 22 | 43 | 65 | 173 | 0 | 0 | 0 | 0 | 0 | 0 | 0 | 0 | 0 | 0 | 0 | 0 | 0 | 0 | 0 | 0 | 0 | 0 | 0 | 23970 | ok
Average Customers (Lighting =45 Lights per Cust) |  | Cust03 |  | 23800.8444 | 22144 | 12 | 1343 | 168 | 22 | 43 | 65 | 3.8444 | 0 | 0 | 0 | 0 | 0 | 0 | 0 | 0 | 0 | 0 | 0 | 0 | 0 | 0 | 0 | 0 | 0 | 0 | 0 | 23800.8444 | ok
Lighting |  | Cust04 |  | 1 | 0 | 0 | 0 | 0 | 0 | 0 | 0 | 1 | 0 | 0 | 0 | 0 | 0 | 0 | 0 | 0 | 0 | 0 | 0 | 0 | [7 empty] | 1 | ok
Average Customers |  | Cust05 |  | 23800.8444 | 22144 | 12 | 1343 | 168 | 22 | 43 | 65 | 3.8444 | 0 | 0 | 0 | 0 | 0 | 0 | 0 | 0 | 0 | 0 | 0 | 0 | 0 | 0 | 0 | 0 | 0 | 0 | 0 | 23800.8444 | ok
Load Management |  | Cust06 |  | 23800.8444 | 22144 | 12 | 1343 | 168 | 22 | 43 | 65 | 3.8444 | 0 | 0 | 0 | 0 | 0 | 0 | 0 | 0 | 0 | 0 | 0 | 0 | [7 empty] | 23800.8444 | ok
Winter CP Demands |  | WCP |  | 808729.0008 | 614340.7122 | 269.0365 | 30868.5927 | 21916.4188 | 25.4709 | 13761.1577 | 114068.7983 | 13478.8137 | 0 | 0 | 0 | 0 | 0 | 0 | 0 | 0 | 0 | 0 | 0 | 0 | 0 | 0 | 0 | 0 | 0 |  |  | 808729.0008 | ok
Summer CP Demands |  | SCP |  | 234026.9989 | 169950.4439 | 8.7015 | 11381.8904 | 8828.3297 | 7.027 | 3961.4827 | 39889.1237 | 0 | 0 | 0 | 0 | 0 | 0 | 0 | 0 | 0 | 0 | 0 | 0 | 0 | 0 | 0 | 0 | 0 | 0 |  |  | 234026.9989 | ok
12 Month Sum of Coincident Demands |  | 12CP |  | 1042755.9997 | 784291.1561 | 277.7381 | 42250.483 | 30744.7485 | 32.498 | 17722.6404 | 153957.922 | 13478.8137 | 0 | 0 | 0 | 0 | 0 | 0 | 0 | 0 | 0 | 0 | 0 | 0 | 0 | 0 | 0 | 0 | 0 |  |  | 1042755.9997 | ok
Class Maximum Demands |  | NCP |  | 129015.1394 | 96202.8846 | 59.2498 | 4855.4055 | 3515.8423 | 4.9994 | 3310.7395 | 18600.2118 | 2465.8065 | 0 | 0 | 0 | 0 | 0 | 0 | 0 | 0 | 0 | 0 | 0 | 0 | 0 | 0 | 0 | 0 | 0 |  |  | 129015.1394 | ok
Sum of the Individual Customer Demands |  | SICD |  | 2738846.2115 | 2248025.5848 | 784.0443 | 86446.0011 | 36994.9573 | 72.636 | 86791.8422 | 252472.9929 | 27258.1528 | 0 | 0 | 0 | 0 | 0 | 0 | 0 | 0 | 0 | 0 | 0 | 0 | 0 | 0 | 0 | 0 | 0 |  |  | 2738846.2115 | ok
Allocation Factors (continued)
Transmission Residual Demand Allocator |  | TRDA |  | 1042756.0011 | 784291.1561 | 277.7381 | 42250.483 | 30744.7485 | 32.498 | 17722.6404 | 153957.922 | 13478.8137 | 0 | 0 | 0 | 0 | 0 | 0 | 0 | 0 | 0 | 0 | 0 | 0 | 0 | 0 | 0 | 0 | 0 | 0 | 0 | 1042755.9997 | ok
Transmission Plant In Service |  |  |  | 0 | [27 empty] | 0 | ok
Customer Specific Assignment | [11 empty] | 0 | 0 | [18 empty] | 0 | ok
Transmission Residual |  |  | TRDA | 0 | 0 | 0 | 0 | 0 | 0 | 0 | 0 | 0 | 0 | 0 | 0 | 0 | 0 | 0 | 0 | 0 | 0 | 0 | 0 | 0 | 0 | 0 | 0 | 0 | 0 | 0 | 0 | 0 | ok
Transmission Total |  | TA1 |  | 0 | 0 | 0 | 0 | 0 | 0 | 0 | 0 | 0 | 0 | 0 | 0 | 0 | 0 | 0 | 0 | 0 | [11 empty] | 0 | ok
Transmission Plant Allocator |  | T01 | TA1 | 0 | 0 | 0 | 0 | 0 | 0 | 0 | 0 | 0 | 0 | 0 | 0 | 0 | 0 | 0 | 0 | 0 | 0 | 0 | 0 | 0 | 0 | 0 | 0 | 0 | 0 | 0 | 0 | 0 | ok
Transmission Residual Demand Allocator |  | TOMDA |  | 1042756.0011 | 784291.1561 | 277.7381 | 42250.483 | 30744.7485 | 32.498 | 17722.6404 | 153957.922 | 13478.8137 | 0 | 0 | 0 | 0 | 0 | 0 | 0 | 0 | 0 | 0 | 0 | 0 | 0 | 0 | 0 | 0 | 0 | 0 | 0 | 1042755.9997 | ok
Transmission Plant In Service |  |  |  | 0 | [27 empty] | 0 | ok
Customer Specific Assignment |  |  |  | 0 | 0 | 0 | 0 | 0 | 0 | 0 | 0 | 0 | 0 | 0 | 0 | 0 | 0 | 0 | [13 empty] | 0 | ok
Transmission Residual |  |  | TOMDA | 0 | 0 | 0 | 0 | 0 | 0 | 0 | 0 | 0 | 0 | 0 | 0 | 0 | 0 | 0 | 0 | 0 | 0 | 0 | 0 | 0 | 0 | 0 | 0 | 0 | 0 | 0 | 0 | 0 | ok
Transmission Total |  | TOMA |  | 0 | 0 | 0 | 0 | 0 | 0 | 0 | 0 | 0 | 0 | 0 | 0 | 0 | 0 | 0 | 0 | 0 | [11 empty] | 0 | ok
Transmission O&M Allocator |  | T02 | TOMA | 0 | 0 | 0 | 0 | 0 | 0 | 0 | 0 | 0 | 0 | 0 | 0 | 0 | 0 | 0 | 0 | 0 | 0 | 0 | 0 | 0 | 0 | 0 | 0 | 0 | 0 | 0 | 0 | 0 | ok
Distribution Residual Demand Allocator |  | DDA |  | 2738846.2115 | 2248025.5848 | 784.0443 | 86446.0011 | 36994.9573 | 72.636 | 86791.8422 | 252472.9929 | 27258.1528 | 0 | 0 | 0 | 0 | 0 | 0 | 0 | 0 | 0 | 0 | 0 | 0 | 0 | 0 | 0 | 0 | 0 | 0 | 0 | 2738846.2115 | ok
Distribution Plant In Service |  |  |  | 46339409.5951 | [27 empty] | 46339409.5951 | ok
Customer Specific Assignment | [11 empty] | 0 | 0 |  |  | 0 | [9 empty] | 0 | 0 | 0 | 0 | 0 |  | 0 | ok
Distribution Residual |  |  | DOMDA | 46339409.5951 | 38035059.4046 | 13265.4946 | 1462607.3699 | 625929.4422 | 1228.9522 | 1468458.7653 | 4271670.8154 | 461189.351 | 0 | 0 | 0 | 0 | 0 | 0 | 0 | 0 | 0 | 0 | 0 | 0 | 0 | 0 | 0 | 0 | 0 | 0 | 0 | 46339409.5951 | ok
Distribution Total |  | DT1 |  | 46339409.5951 | 38035059.4046 | 13265.4946 | 1462607.3699 | 625929.4422 | 1228.9522 | 1468458.7653 | 4271670.8154 | 461189.351 | 0 | 0 | 0 | 0 | 0 | 0 | 0 | 0 | 0 | 0 | 0 | 0 | 0 | 0 | 0 | 0 | 0 | 0 | 0 | 46339409.5951 | ok
Distribution Plant Allocator |  | DA1 | DT1 | 1 | 0.82079 | 0.00028627 | 0.031563 | 0.013507 | 2.6521e-05 | 0.031689 | 0.092182 | 0.0099524 | 0 | 0 | 0 | 0 | 0 | 0 | 0 | 0 | 0 | 0 | 0 | 0 | 0 | 0 | 0 | 0 | 0 | 0 | 0 | 1 | ok
Distribution Residual Demand Allocator |  | DOMDA |  | 2738846.2115 | 2248025.5848 | 784.0443 | 86446.0011 | 36994.9573 | 72.636 | 86791.8422 | 252472.9929 | 27258.1528 | 0 | 0 | 0 | 0 | 0 | 0 | 0 | 0 | 0 | 0 | 0 | 0 | 0 | 0 | 0 | 0 | 0 | 0 | 0 | 2738846.2115 | ok
Distribution Plant In Service |  |  |  | 46339409.5951 | [27 empty] | 46339409.5951 | ok
Customer Specific Assignment | [11 empty] | 0 | 0 |  |  |  | 0 | 0 | [7 empty] | 0 | 0 | 0 | 0 | 0 |  | 0 | ok
Distribution Residual |  |  | DOMDA | 46339409.5951 | 38035059.4046 | 13265.4946 | 1462607.3699 | 625929.4422 | 1228.9522 | 1468458.7653 | 4271670.8154 | 461189.351 | 0 | 0 | 0 | 0 | 0 | 0 | 0 | 0 | 0 | 0 | 0 | 0 | 0 | 0 | 0 | 0 | 0 | 0 | 0 | 46339409.5951 | ok
Distribution Total |  | DOMA |  | 46339409.5951 | 38035059.4046 | 13265.4946 | 1462607.3699 | 625929.4422 | 1228.9522 | 1468458.7653 | 4271670.8154 | 461189.351 | 0 | 0 | 0 | 0 | 0 | 0 | 0 | 0 | 0 | 0 | 0 | 0 | 0 | 0 | 0 | 0 | 0 | 0 | 0 | 46339409.5951 | ok
Distribution O&M Allocator |  | DOM | DOMA | 1 | 0.82079 | 0.00028627 | 0.031563 | 0.013507 | 2.6521e-05 | 0.031689 | 0.092182 | 0.0099524 | 0 | 0 | 0 | 0 | 0 | 0 | 0 | 0 | 0 | 0 | 0 | 0 | 0 | 0 | 0 | 0 | 0 | 0 | 0 | 1 | ok
Substation Residual Demand Allocator |  | SDA |  | 1042756.0011 | 784291.1561 | 277.7381 | 42250.483 | 30744.7485 | 32.498 | 17722.6404 | 153957.922 | 13478.8137 | 0 | 0 | 0 | 0 | 0 | 0 | 0 | 0 | 0 | 0 | 0 | 0 | 0 | 0 | 0 | 0 | 0 | 0 | 0 | 1042755.9997 | ok
Substation Plant In Service |  |  |  | 702218.38 | [27 empty] | 702218.38 | ok
Customer Specific Assignment |  |  |  |  | 0 | 0 | 0 | 0 | 0 | 0 | 0 | 0 | 0 |  |  | 0 | 0 | 0 | [13 empty] | 0 | ok
Substation Residual |  |  | SDA | 702218.38 | 528161.5877 | 187.0359 | 28452.5486 | 20704.2946 | 21.8849 | 11934.8762 | 103679.1756 | 9076.9756 | 0 | 0 | 0 | 0 | 0 | 0 | 0 | 0 | 0 | 0 | 0 | 0 | 0 | 0 | 0 | 0 | 0 | 0 | 0 | 702218.379 | ok
Substation Total |  | ST1 |  | 702218.38 | 528161.5877 | 187.0359 | 28452.5486 | 20704.2946 | 21.8849 | 11934.8762 | 103679.1756 | 9076.9756 | 0 | 0 | 0 | 0 | 0 | 0 | 0 | 0 | 0 | 0 | 0 | 0 | 0 | 0 | 0 | 0 | 0 | 0 | 0 | 702218.379 | ok
Substation Plant Allocator |  | SA1 | ST1 | 1 | 0.75213 | 0.00026635 | 0.040518 | 0.029484 | 3.1165e-05 | 0.016996 | 0.14765 | 0.012926 | 0 | 0 | 0 | 0 | 0 | 0 | 0 | 0 | 0 | 0 | 0 | 0 | 0 | 0 | 0 | 0 | 0 | 0 | 0 | 1 | ok
Substation Residual Demand Allocator |  | SOMDA |  | 1042756.0011 | 784291.1561 | 277.7381 | 42250.483 | 30744.7485 | 32.498 | 17722.6404 | 153957.922 | 13478.8137 | 0 | 0 | 0 | 0 | 0 | 0 | 0 | 0 | 0 | 0 | 0 | 0 | 0 | 0 | 0 | 0 | 0 | 0 | 0 | 1042755.9997 | ok
Substation Plant In Service |  |  |  | 702218.38 | [27 empty] | 702218.38 | ok
Customer Specific Assignment | [11 empty] | 0 | 0 |  |  | 0 | 0 | 0 | [10 empty] | 0 |  |  | 0 | ok
Substation Residual |  |  | SOMDA | 702218.38 | 528161.5877 | 187.0359 | 28452.5486 | 20704.2946 | 21.8849 | 11934.8762 | 103679.1756 | 9076.9756 | 0 | 0 | 0 | 0 | 0 | 0 | 0 | 0 | 0 | 0 | 0 | 0 | 0 | 0 | 0 | 0 | 0 | 0 | 0 | 702218.379 | ok
Substation Total |  | STOM |  | 702218.38 | 528161.5877 | 187.0359 | 28452.5486 | 20704.2946 | 21.8849 | 11934.8762 | 103679.1756 | 9076.9756 | 0 | 0 | 0 | 0 | 0 | 0 | 0 | 0 | 0 | 0 | 0 | 0 | 0 | 0 | 0 | 0 | 0 | 0 | 0 | 702218.379 | ok
Substation O&M Allocator |  | SOMA | STOM | 1 | 0.75213 | 0.00026635 | 0.040518 | 0.029484 | 3.1165e-05 | 0.016996 | 0.14765 | 0.012926 | 0 | 0 | 0 | 0 | 0 | 0 | 0 | 0 | 0 | 0 | 0 | 0 | 0 | 0 | 0 | 0 | 0 | 0 | 0 | 1 | ok
Allocation Factors (continued)
Customer Services Demand |  | CSD |  | 2738846.2115 | 2248025.5848 | 784.0443 | 86446.0011 | 36994.9573 | 72.636 | 86791.8422 | 252472.9929 | 27258.1528 | 0 | 0 | 0 | 0 | 0 | 0 | 0 | 0 | 0 | 0 | 0 | 0 | 0 | 0 | 0 | 0 | 0 | 0 | 0 | 2738846.2115 | ok
Customer Services Allocator |  | CSA | CSD | 1 | 0.82079 | 0.00028627 | 0.031563 | 0.013507 | 2.6521e-05 | 0.031689 | 0.092182 | 0.0099524 | 0 | 0 | 0 | 0 | 0 | 0 | 0 | 0 | 0 | 0 | 0 | 0 | 0 | 0 | 0 | 0 | 0 | 0 | 0 | 1 | ok
Purchased Power Residual Demand Allocator |  | PPDRA |  | 1042755.9997 | 784291.1561 | 277.7381 | 42250.483 | 30744.7485 | 32.498 | 17722.6404 | 153957.922 | 13478.8137 | 0 | 0 | 0 | 0 | 0 | 0 | 0 | 0 | 0 | 0 | 0 | 0 | 0 | 0 | 0 | 0 | 0 | 0 | 0 | 1042755.9997 | ok
Purchased Power Demand Costs |  |  |  | 9804243.4191 | [27 empty] | 9804243.4191 | ok
Customer Specific Assignment |  |  |  | 0 | 0 | 0 | 0 | 0 | 0 | 0 | 0 | 0 | 0 | 0 | 0 | 0 | 0 | 0 | 0 | 0 | 0 | 0 | 0 | 0 | 0 | 0 | 0 | 0 | 0 | 0 | 0 | 0 | ok
Purchased Power Demand Residual |  |  | PPDRA | 9804243.4191 | 7374094.6187 | 2611.3601 | 397249.2323 | 289069.5407 | 305.5536 | 166632.5392 | 1447549.5168 | 126731.0575 | 0 | 0 | 0 | 0 | 0 | 0 | 0 | 0 | 0 | 0 | 0 | 0 | 0 | 0 | 0 | 0 | 0 | 0 | 0 | 9804243.4191 | ok
Purchased Power Demand Total |  | PPDT |  | 9804243.4191 | 7374094.6187 | 2611.3601 | 397249.2323 | 289069.5407 | 305.5536 | 166632.5392 | 1447549.5168 | 126731.0575 | 0 | 0 | 0 | 0 | 0 | 0 | 0 | 0 | 0 | 0 | 0 | 0 | 0 | 0 | 0 | 0 | 0 | 0 | 0 | 9804243.4191 | ok
Purchased Power Demand Allocator |  | PPDA | PPDT | 1 | 0.75213 | 0.00026635 | 0.040518 | 0.029484 | 3.1165e-05 | 0.016996 | 0.14765 | 0.012926 | 0 | 0 | 0 | 0 | 0 | 0 | 0 | 0 | 0 | 0 | 0 | 0 | 0 | 0 | 0 | 0 | 0 | 0 | 0 | 1 | ok
Purchased Power Residual Energy Allocator |  | PPERA |  | 424777329 | 295253522 | 103542 | 14497102 | 9892526 | 12154 | 14567275 | 80510446 | 9940762 | 0 | 0 | 0 | 0 | 0 | 0 | 0 | 0 | 0 | 0 | 0 | 0 | 0 | 0 | 0 | 0 | 0 | 0 | 0 | 424777329 | ok
Purchased Power Energy Costs |  |  |  | 20123363.5809 | [27 empty] | 20123363.5809 | ok
Customer Specific Assignment |  |  |  | 0 | 0 | 0 | 0 | 0 | 0 | 0 | 0 | 0 | 0 | 0 | 0 | 0 | 0 | 0 | 0 | 0 | 0 | 0 | 0 | 0 | 0 | 0 | 0 | 0 | 0 | 0 | 0 | 0 | ok
Purchased Power Energy Residual |  |  | PPERA | 20123363.5809 | 13987314.2141 | 4905.1895 | 686784.4268 | 468647.651 | 575.7825 | 690108.7963 | 3814094.7417 | 470932.779 | 0 | 0 | 0 | 0 | 0 | 0 | 0 | 0 | 0 | 0 | 0 | 0 | 0 | 0 | 0 | 0 | 0 | 0 | 0 | 20123363.5809 | ok
Purchased Power Energy Total |  | PPET |  | 20123363.5809 | 13987314.2141 | 4905.1895 | 686784.4268 | 468647.651 | 575.7825 | 690108.7963 | 3814094.7417 | 470932.779 | 0 | 0 | 0 | 0 | 0 | 0 | 0 | 0 | 0 | 0 | 0 | 0 | 0 | 0 | 0 | 0 | 0 | 0 | 0 | 20123363.5809 | ok
Purchased Power Energy Allocator |  | PPEA | PPET | 1 | 0.69508 | 0.00024376 | 0.034129 | 0.023289 | 2.8613e-05 | 0.034294 | 0.18954 | 0.023402 | 0 | 0 | 0 | 0 | 0 | 0 | 0 | 0 | 0 | 0 | 0 | 0 | 0 | 0 | 0 | 0 | 0 | 0 | 0 | 1 | ok
Operating Expenses
Purchased Power Demand |  |  |  | 9804243.4191 | 7374094.6187 | 2611.3601 | 397249.2323 | 289069.5407 | 305.5536 | 166632.5392 | 1447549.5168 | 126731.0575 | 0 | 0 | 0 | 0 | 0 | 0 | 0 | 0 | 0 | 0 | 0 | 0 | 0 | 0 | 0 | 0 | 0 | 0 | 0 | 9804243.4191 | ok
Purchased Power Energy |  |  |  | 20123363.5809 | 13987314.2141 | 4905.1895 | 686784.4268 | 468647.651 | 575.7825 | 690108.7963 | 3814094.7417 | 470932.779 | 0 | 0 | 0 | 0 | 0 | 0 | 0 | 0 | 0 | 0 | 0 | 0 | 0 | 0 | 0 | 0 | 0 | 0 | 0 | 20123363.5809 | ok
Transmission Demand |  |  |  | 0 | 0 | 0 | 0 | 0 | 0 | 0 | 0 | 0 | 0 | 0 | 0 | 0 | 0 | [14 empty] | 0 | ok
Distribution Demand |  |  |  | 5117744.6317 | 4198002.4672 | 1464.291 | 161870.9048 | 69734.3404 | 135.9023 | 161619.521 | 473870.379 | 51046.8259 | 0 | 0 | 0 | 0 | 0 | 0 | 0 | 0 | 0 | 0 | 0 | 0 | 0 | 0 | 0 | 0 | 0 | 0 | 0 | 5117744.6316 | ok
Distribution Customer |  |  |  | 6712342.0283 | 5955217.1001 | 3227.1769 | 361174.881 | 48477.3669 | 5916.491 | 12407.8975 | 22894.3512 | 303026.7638 | 0 | 0 | 0 | 0 | 0 | 0 | 0 | 0 | 0 | 0 | 0 | 0 | 0 | 0 | 0 | 0 | 0 |  | 0 | 6712342.0283 | ok
Total |  |  |  | 41757693.66 | 31514628.4001 | 12208.0176 | 1607079.4449 | 875928.899 | 6933.7294 | 1030768.754 | 5758408.9887 | 951737.4262 | 0 | 0 | 0 | 0 | 0 | 0 | 0 | 0 | 0 | 0 | 0 | 0 | 0 | 0 | 0 | 0 | 0 | 0 | 0 | 41757693.6599 | ok
Pro-Forma Operating Expenses
Purchased Power Demand |  |  |  | 7087714.6691 | 5330903.8103 | 1887.8127 | 287180.6718 | 208975.0669 | 220.8918 | 120462.5224 | 1046467.0762 | 91616.817 | 0 | 0 | 0 | 0 | 0 | 0 | 0 | 0 | 0 | 0 | 0 | 0 | 0 | 0 | 0 | 0 | 0 | 0 | 0 | 7087714.6691 | ok
Purchased Power Energy |  |  |  | 20474182.4709 | 14192371.3032 | 5003.6734 | 712016.9131 | 460654.8157 | 547.0917 | 555869.0137 | 4067331.7331 | 480387.9228 | 0 | 0 | 0 | 0 | 0 | 0 | 0 | 0 | 0 | 0 | 0 | 0 | 0 | 0 | 0 | 0 | 0 | 0 | 0 | 20474182.4666 | ok
Transmission Demand |  |  |  | 0 | 0 | 0 | 0 | 0 | 0 | 0 | 0 | 0 | 0 | 0 | 0 | 0 | 0 | [14 empty] | 0 | ok
Distribution Demand |  |  |  | 5053842.2083 | 4146515.2092 | 1440.636 | 159229.8791 | 69124.1259 | 105.8899 | 160716.086 | 471262.0554 | 45448.3269 | 0 | 0 | 0 | 0 | 0 | 0 | 0 | 0 | 0 | 0 | 0 | 0 | 0 | 0 | 0 | 0 | 0 | 0 | 0 | 5053842.2083 | ok
Distribution Customer |  |  |  | 6628528.7566 | 5887687.3364 | 3196.1514 | 357710.9591 | 47677.0205 | 5877.1272 | 11222.9683 | 19473.3207 | 295683.873 | 0 | 0 | 0 | 0 | 0 | 0 | 0 | 0 | 0 | 0 | 0 | 0 | 0 | 0 | 0 | 0 | 0 | 0 | 0 | 6628528.7566 | ok
Total |  |  |  | 39244268.1049 | 29557477.6591 | 11528.2734 | 1516138.423 | 786431.0289 | 6751.0006 | 848270.5904 | 5604534.1853 | 913136.9397 | 0 | 0 | 0 | 0 | 0 | 0 | 0 | 0 | 0 | 0 | 0 | 0 | 0 | 0 | 0 | 0 | 0 | 0 | 0 | 39244268.1005 | ok
|  |  | Target | 2513425.5551
Rate Base |  |  | Variance | 0
Production & Purchased Power Demand |  |  |  | 0 | 0 | 0 | 0 | 0 | 0 | 0 | 0 | 0 | 0 | 0 | 0 | 0 | 0 | [14 empty] | 0 | ok
Production & Purchased Power Energy |  |  |  | 0 | 0 | 0 | 0 | 0 | 0 | 0 | 0 | 0 | 0 | 0 | 0 | 0 | 0
Transmission Demand |  |  |  | 0 | 0 | 0 | 0 | 0 | 0 | 0 | 0 | 0 | 0 | 0 | 0 | 0 | 0 | [14 empty] | 0 | ok
Distribution Demand |  |  |  | 31221478.8879 | 25594699.0149 | 8928.526 | 989571.8673 | 429093.3637 | 830.157 | 982606.2981 | 2903648.6835 | 312100.9767 | 0 | 0 | 0 | 0 | 0 | 0 | 0 | 0 | 0 | 0 | 0 | 0 | 0 | 0 | 0 | 0 | 0 | 0 | 0 | 31221478.8873 | ok
Distribution Customer |  |  |  | 37538810.3748 | 30847628.9124 | 16716.5619 | 1870861.8872 | 256369.2365 | 30647.0302 | 65618.3165 | 123399.9166 | 4327568.5136 | 0 | 0 | 0 | 0 | 0 | 0 | 0 | 0 | 0 | 0 | 0 | 0 | 0 | 0 | 0 | 0 | 0 |  | 0 | 37538810.3748 | ok
Total |  |  |  | 68760289.2627 | 56442327.9273 | 25645.0879 | 2860433.7545 | 685462.6002 | 31477.1871 | 1048224.6146 | 3027048.6001 | 4639669.4904 | 0 | 0 | 0 | 0 | 0 | [14 empty] | 68760289.2621 | ok
Revenue Requirement Calculated at a Rate of Return of |  | 2.908%
Production & Purchased Power Demand |  |  |  | 7087714.6691 | 5330903.8103 | 1887.8127 | 287180.6718 | 208975.0669 | 220.8918 | 120462.5224 | 1046467.0762 | 91616.817 | 0 | 0 | 0 | 0 | 0 | 0
Production & Purchased Power Energy |  |  |  | 20474182.4709 | 14192371.3032 | 5003.6734 | 712016.9131 | 460654.8157 | 547.0917 | 555869.0137 | 4067331.7331 | 480387.9228 | 0 | 0 | 0 | 0 | 0 | 0
Transmission Demand |  |  |  | 0 | 0 | 0 | 0 | 0 | 0 | 0 | 0 | 0 | 0 | 0 | 0 | 0 | 0
Distribution Demand |  |  |  | 5961851.5054 | 4890881.7636 | 1700.3029 | 188009.4401 | 81603.3798 | 130.0332 | 189293.0685 | 555708.4075 | 54525.1099 | 0 | 0 | 0 | 0 | 0 | 0
Distribution Customer |  |  |  | 7720263.999 | 6784824.0142 | 3682.3165 | 412120.9374 | 55132.9661 | 6768.4299 | 13131.3354 | 23062.1408 | 421541.8587 | 0 | 0 | 0 | 0 | 0 | 0
Total |  |  |  | 41244012.6444 | 31198980.8913 | 12274.1054 | 1599327.9623 | 806366.2285 | 7666.4467 | 878755.9399 | 5692569.3576 | 1048071.7084 | 0 | 0 | 0 | 0 | 0 | 0
|  |  | Target | 41244012.6444
|  |  | Variance | 0
Operating Expenses-Unit Costs
Production & Purchased Power Demand (per KWH or KW) |  |  |  |  | 0.018055 | 0.018232 | 0.01981 | 5.6487 | 0.018174 | 0.0082694 | 4.1449 | 0.0092163 | #DIV/0! |  | #DIV/0! | #DIV/0! | #DIV/0! | #DIV/0! | 0 | #DIV/0! | #DIV/0! | #DIV/0! | #DIV/0! | #DIV/0! | 0 | 0 | 0 | 0 | 0
Purchased Power Energy (per KWH) |  |  |  |  | 0.048068 | 0.048325 | 0.049114 | 0.046566 | 0.045013 | 0.038159 | 0.050519 | 0.048325 | #DIV/0! |  | #DIV/0! | #DIV/0! | #DIV/0! | #DIV/0! | #DIV/0! | #DIV/0! | #DIV/0! | #DIV/0! | #DIV/0! | #DIV/0! | #DIV/0! | #DIV/0! | #DIV/0! | #DIV/0! | #DIV/0!
Transmission Demand (per KWH or KW) |  |  |  |  | 0 | 0 | 0 | 0 | 0 | 0 | 0 | 0 | #DIV/0! |  | #DIV/0! | #DIV/0! | #DIV/0!
Distribution Demand (per KWH or KW) |  |  |  |  | 0.014044 | 0.013914 | 0.010984 | 1.8685 | 0.0087123 | 0.011033 | 1.8666 | 0.0045719 | #DIV/0! |  | #DIV/0! | #DIV/0! | #DIV/0! | #DIV/0! | 0 | #DIV/0! | #DIV/0! | #DIV/0! | #DIV/0! | #DIV/0! | 0 | 0 | 0 | 0 | 0
Distribution Customer (per Customer) |  |  |  |  | 22.1568 | 22.1955 | 22.196 | 23.6493 | 22.2618 | 21.7499 | 24.9658 | 142.4296 | #DIV/0! |  | #DIV/0! | #DIV/0! | #DIV/0! | #DIV/0! | #DIV/0! | #DIV/0! | #DIV/0! | #DIV/0! | #DIV/0! | #DIV/0! | #DIV/0! | #DIV/0! | #DIV/0! | #DIV/0! | #DIV/0!
Rate Base-Unit Costs
Production & Purchased Power Demand (per KWH or KW) |  |  |  |  | 0 | 0 | 0 | 0 | 0 | 0 | 0 | 0 | #DIV/0! |  | #DIV/0! | #DIV/0! | #DIV/0!
Purchased Power Energy (per KWH) |  |  |  |  | 0 | 0 | 0 | 0 | 0 | 0 | 0 | 0 | #DIV/0! |  | #DIV/0! | #DIV/0! | #DIV/0!
Transmission Demand (per KWH or KW) |  |  |  |  | 0 | 0 | 0 | 0 | 0 | 0 | 0 | 0 | #DIV/0! |  | #DIV/0! | #DIV/0! | #DIV/0!
Distribution Demand (per KWH or KW) |  |  |  |  | 0.086687 | 0.086231 | 0.06826 | 11.5987 | 0.068303 | 0.067453 | 11.5008 | 0.031396 | #DIV/0! |  | #DIV/0! | #DIV/0! | #DIV/0! | 0 | 0 | #DIV/0! | #DIV/0! | #DIV/0! | #DIV/0! | #DIV/0! | 0 | 0 | 0 | 0 | 0
Distribution Customer (per Customer) |  |  |  |  | 116.0872 | 116.0872 | 116.0872 | 127.1673 | 116.0872 | 127.1673 | 158.205 | 2084.5706 | #DIV/0! |  | #DIV/0! | #DIV/0! | #DIV/0! | #DIV/0! | #DIV/0! | #DIV/0! | #DIV/0! | #DIV/0! | #DIV/0! | #DIV/0! | #DIV/0! | #DIV/0! | #DIV/0! | #DIV/0! | #DIV/0!
Unit Revenue Requirement @ Current Class Revenues |  | Various |  |  | -0.5403% | -3.778% | 2.992% | 43.55% | -5.538% | 12.26% | 8.547% | 13.23% | #DIV/0! | #DIV/0! | #DIV/0! | #DIV/0! | #DIV/0!
Production & Purchased Power
Production & Purchased Power Demand (Per KWH or KW) |  |  |  |  | 0.018055 | 0.018232 | 0.01981 | 5.6487 | 0.018174 | 0.0082694 | 4.1449 | 0.0092163 | #DIV/0! |  | #DIV/0! | #DIV/0! | #DIV/0! | #DIV/0! | #REF! | #REF! | #REF! | #REF! | #REF! | #REF! | #REF! | #REF! | #REF! | #REF! | #REF! | #REF! | #REF!
Production & Purchased Power Demand Margin (Per KWH or KW) |  |  |  |  | 0 | 0 | 0 | 0 | 0 | 0 | 0 | 0 | #DIV/0! |  | #DIV/0! | #DIV/0! | #DIV/0!
Production & Purchased Power Energy (Per KWH) |  |  |  |  | 0.048068 | 0.048325 | 0.049114 | 0.046566 | 0.045013 | 0.038159 | 0.050519 | 0.048325 | #DIV/0! |  | #DIV/0! | #DIV/0! | #DIV/0! | #DIV/0! | #REF! | #REF! | #REF! | #REF! | #REF! | #REF! | #REF! | #REF! | #REF! | #REF! | #REF! | #REF! | #REF!
Production & Purchased Power Energy Margin (Per KWH) |  |  |  |  | 0 | 0 | 0 | 0 | 0 | 0 | 0 | 0 | #DIV/0! |  | #DIV/0! | #DIV/0! | #DIV/0!
Transmission Demand
Transmission Demand (Per KWH or KW) |  |  |  |  | 0 | 0 | 0 | 0 | 0 | 0 | 0 | 0 | #DIV/0! |  | #DIV/0! | #DIV/0! | #DIV/0!
Transmission Demand Margin (Per KWH or KW) |  |  |  |  | 0 | 0 | 0 | 0 | 0 | 0 | 0 | 0 | #DIV/0! |  | #DIV/0! | #DIV/0! | #DIV/0!
| Total Transmission Demand (Per KWH or KW) |  |  |  | 0 | 0 | 0 | 0 | 0 | 0 | 0 | 0 | #DIV/0! |  | #DIV/0! | #DIV/0! | #DIV/0!
Distribution Demand
Distribution Demand (Per KWH or KW) |  |  |  |  | 0.014044 | 0.013914 | 0.010984 | 1.8685 | 0.0087123 | 0.011033 | 1.8666 | 0.0045719 | #DIV/0! |  | #DIV/0! | #DIV/0! | #DIV/0! | #DIV/0! | #REF! | #REF! | #REF! | #REF! | #REF! | #REF! | #REF! | #REF! | #REF! | #REF! | #REF! | #REF! | #REF!
Distribution Demand Margin (Per KWH or KW) |  |  |  |  | -0.0004684 | -0.0032574 | 0.0020422 | 0.018892 | -0.0037825 | 0.0082681 | 0.98294 | 0.0041536 | #DIV/0! |  | #DIV/0! | #DIV/0! | #DIV/0! | #DIV/0! | #REF! | #REF! | #REF! | #REF! | #REF! | #REF! | #REF! | #REF! | #REF! | #REF! | #REF! | #REF! | #REF!
| Total Distribution Demand (Per KWH or KW) |  |  |  | 0.013576 | 0.010656 | 0.013026 | 1.8874 | 0.0049299 | 0.019301 | 2.8495 | 0.0087255 | #DIV/0! |  | #DIV/0! | #DIV/0! | #DIV/0! | #DIV/0! | #REF! | #REF! | #REF! | #REF! | #REF! | #REF! | #REF! | #REF! | #REF! | #REF! | #REF! | #REF! | #REF!
Distribution Customer
Distribution Customer (Per Customer Per Month) |  |  |  |  | 22.1568 | 22.1955 | 22.196 | 23.6493 | 22.2618 | 21.7499 | 24.9658 | 142.4296 | #DIV/0! |  | #DIV/0! | #DIV/0! | #DIV/0! | #DIV/0! | #REF! | #REF! | #REF! | #REF! | #REF! | #REF! | #REF! | #REF! | #REF! | #REF! | #REF! | #REF! | #REF!
Distribution Customer Margin (Per Customer Per Month) |  |  |  |  | -0.62725 | -4.3852 | 3.4731 | 55.3866 | -6.4287 | 15.5877 | 13.5213 | 275.7794 | #DIV/0! |  | #DIV/0! | #DIV/0! | #DIV/0! | #DIV/0! | #REF! | #REF! | #REF! | #REF! | #REF! | #REF! | #REF! | #REF! | #REF! | #REF! | #REF! | #REF! | #REF!
| Total Distribution Customer (Per Customer Per Month) |  |  |  | 21.5296 | 17.8103 | 25.6691 | 79.0359 | 15.8332 | 37.3376 | 38.4871 | 418.209 | #DIV/0! |  | #DIV/0! | #DIV/0! | #DIV/0! | #DIV/0! | #REF! | #REF! | #REF! | #REF! | #REF! | #REF! | #REF! | #REF! | #REF! | #REF! | #REF! | #REF! | #REF!
Unit Revenue Requirement @ Total System Rate of Return |  | 1.567% |  |  | 1.567% | 1.567% | 1.567% | 1.567% | 1.567% | 1.567% | 1.567% | 1.567% | 1.567% | 1.567% | 1.567% | 1.567% | 1.567%
Production & Purchased Power
Production & Purchased Power Demand (Per KWH or KW) |  |  |  |  | 0.018055 | 0.018232 | 0.01981 | 5.6487 | 0.018174 | 0.0082694 | 4.1449 | 0.0092163 | #DIV/0! |  | #DIV/0! | #DIV/0! | #DIV/0! | #DIV/0! | 0 | #DIV/0! | #DIV/0! | #DIV/0! | #DIV/0! | #DIV/0! | 0 | 0 | 0 | 0 | 0 | 0 | #REF!
Production & Purchased Power Demand Margin (Per KWH or KW) |  |  |  |  | 0 | 0 | 0 | 0 | 0 | 0 | 0 | 0 | #DIV/0! |  | #DIV/0! | #DIV/0! | #DIV/0! | #DIV/0! | #DIV/0! | #DIV/0! | #DIV/0! | #DIV/0! | #DIV/0! | #DIV/0! | #DIV/0! | #DIV/0! | #DIV/0! | #DIV/0! | #DIV/0! | 0 | #REF!
Production & Purchased Power Energy (Per KWH) |  |  |  |  | 0.048068 | 0.048325 | 0.049114 | 0.046566 | 0.045013 | 0.038159 | 0.050519 | 0.048325 | #DIV/0! |  | #DIV/0! | #DIV/0! | #DIV/0! | 0 | #REF! | #REF! | #REF! | #REF! | #REF! | #REF! | #REF! | #REF! | #REF! | #REF! | #REF! | #REF! | #REF!
Production & Purchased Power Energy Margin (Per KWH) |  |  |  |  | 0 | 0 | 0 | 0 | 0 | 0 | 0 | 0 | #DIV/0! |  | #DIV/0! | #DIV/0! | #DIV/0!
Transmission Demand
Transmission Demand (Per KWH or KW) |  |  |  |  | 0 | 0 | 0 | 0 | 0 | 0 | 0 | 0 | #DIV/0! |  | #DIV/0! | #DIV/0! | #DIV/0!
Transmission Demand Margin (Per KWH or KW) |  |  |  |  | 0 | 0 | 0 | 0 | 0 | 0 | 0 | 0 | #DIV/0! |  | #DIV/0! | #DIV/0! | #DIV/0!
| Total Transmission Demand (Per KWH or KW) |  |  |  | 0 | 0 | 0 | 0 | 0 | 0 | 0 | 0 | #DIV/0! |  | #DIV/0! | #DIV/0! | #DIV/0!
Distribution Demand
Distribution Demand (Per KWH or KW) |  |  |  |  | 0.014044 | 0.013914 | 0.010984 | 1.8685 | 0.0087123 | 0.011033 | 1.8666 | 0.0045719 | #DIV/0! |  | #DIV/0! | #DIV/0! | #DIV/0! | #DIV/0! | #REF! | #REF! | #REF! | #REF! | #REF! | #REF! | #REF! | #REF! | #REF! | #REF! | #REF! | #REF! | #REF!
Distribution Demand Margin (Per KWH or KW) |  |  |  |  | 0.0013584 | 0.0013512 | 0.0010696 | 0.18175 | 0.0010703 | 0.001057 | 0.18021 | 0.00049197 | #DIV/0! |  | #DIV/0! | #DIV/0! | #DIV/0! | #DIV/0! | #REF! | #REF! | #REF! | #REF! | #REF! | #REF! | #REF! | #REF! | #REF! | #REF! | #REF! | #REF! | #REF!
| Total Distribution Demand (Per KWH or KW) |  |  |  | 0.015402 | 0.015265 | 0.012053 | 2.0502 | 0.0097826 | 0.01209 | 2.0468 | 0.0050639 | #DIV/0! |  | #DIV/0! | #DIV/0! | #DIV/0! | #DIV/0! | #REF! | #REF! | #REF! | #REF! | #REF! | #REF! | #REF! | #REF! | #REF! | #REF! | #REF! | #REF! | #REF!
Distribution Customer
Distribution Customer (Per Customer Per Month) |  |  |  |  | 22.1568 | 22.1955 | 22.196 | 23.6493 | 22.2618 | 21.7499 | 24.9658 | 142.4296 | #DIV/0! |  | #DIV/0! | #DIV/0! | #DIV/0! | #DIV/0! | #REF! | #REF! | #REF! | #REF! | #REF! | #REF! | #REF! | #REF! | #REF! | #REF! | #REF! | #REF! | #REF!
Distribution Customer Margin (Per Customer Per Month) |  |  |  |  | 1.819 | 1.819 | 1.819 | 1.9927 | 1.819 | 1.9927 | 2.479 | 32.6645 | #DIV/0! |  | #DIV/0! | #DIV/0! | #DIV/0! | #DIV/0! | #DIV/0! | #DIV/0! | #DIV/0! | #DIV/0! | #DIV/0! | #DIV/0! | #DIV/0! | #DIV/0! | #DIV/0! | #DIV/0! | #DIV/0! | #DIV/0! | #DIV/0!
| Total Distribution Customer (Per Customer Per Month) |  |  |  | 23.9759 | 24.0145 | 24.0151 | 25.642 | 24.0809 | 23.7426 | 27.4448 | 175.0941 | #DIV/0! |  | #DIV/0! | #DIV/0! | #DIV/0! | #DIV/0! | #REF! | #REF! | #REF! | #REF! | #REF! | #REF! | #REF! | #REF! | #REF! | #REF! | #REF! | #REF! | #REF!
Unit Revenue Requirement @ Specified Rate of Return |  | 2.908% |  |  | 2.908% | 2.908% | 2.908% | 2.908% | 2.908% | 2.908% | 2.908% | 2.908% | 2.908% | 2.908% | 2.908% | 2.908% | 2.908% | 2.908% | 20% | 20% | 8% | 8% | 20% | 8% | 8% | 8% | 8% | 8% | 8% | 8% | 8%
Production & Purchased Power
Production & Purchased Power Demand (Per KWH or KW) |  |  |  |  | 0.018055 | 0.018232 | 0.01981 | 5.6487 | 0.018174 | 0.0082694 | 4.1449 | 0.0092163 | #DIV/0! |  | #DIV/0! | #DIV/0! | #DIV/0! | #DIV/0! | 0 | #DIV/0! | #DIV/0! | #DIV/0! | #DIV/0! | #DIV/0! | 0 | 0 | 0 | 0 | 0 | 0 | #REF!
Production & Purchased Power Demand Margin (Per KWH or KW) |  |  |  |  | 0 | 0 | 0 | 0 | 0 | 0 | 0 | 0 | #DIV/0! |  | #DIV/0! | #DIV/0! | #DIV/0! | #DIV/0! | #DIV/0! | #DIV/0! | #DIV/0! | #DIV/0! | #DIV/0! | #DIV/0! | #DIV/0! | #DIV/0! | #DIV/0! | #DIV/0! | #DIV/0! | 0 | #REF!
Production & Purchased Power Energy (Per KWH) |  |  |  |  | 0.048068 | 0.048325 | 0.049114 | 0.046566 | 0.045013 | 0.038159 | 0.050519 | 0.048325 | #DIV/0! |  | #DIV/0! | #DIV/0! | #DIV/0! | 0 | #REF! | #REF! | #REF! | #REF! | #REF! | #REF! | #REF! | #REF! | #REF! | #REF! | #REF! | #REF! | #REF!
Production & Purchased Power Energy Margin (Per KWH) |  |  |  |  | 0 | 0 | 0 | 0 | 0 | 0 | 0 | 0 | #DIV/0! |  | #DIV/0! | #DIV/0! | #DIV/0!
Transmission Demand
Transmission Demand (Per KWH or KW) |  |  |  |  | 0 | 0 | 0 | 0 | 0 | 0 | 0 | 0 | #DIV/0! |  | #DIV/0! | #DIV/0! | #DIV/0!
Transmission Demand Margin (Per KWH or KW) |  |  |  |  | 0 | 0 | 0 | 0 | 0 | 0 | 0 | 0 | #DIV/0! |  | #DIV/0! | #DIV/0! | #DIV/0!
| Total Transmission Demand (Per KWH or KW) |  |  |  | 0 | 0 | 0 | 0 | 0 | 0 | 0 | 0 | #DIV/0! |  | #DIV/0! | #DIV/0! | #DIV/0!
Distribution Demand
Distribution Demand (Per KWH or KW) |  |  |  |  | 0.014044 | 0.013914 | 0.010984 | 1.8685 | 0.0087123 | 0.011033 | 1.8666 | 0.0045719 | #DIV/0! |  | #DIV/0! | #DIV/0! | #DIV/0! | #DIV/0! | #REF! | #REF! | #REF! | #REF! | #REF! | #REF! | #REF! | #REF! | #REF! | #REF! | #REF! | #REF! | 0
Distribution Demand Margin (Per KWH or KW) |  |  |  |  | 0.0025211 | 0.0025078 | 0.0019852 | 0.33732 | 0.0019865 | 0.0019617 | 0.33448 | 0.00091309 | #DIV/0! |  | #DIV/0! | #DIV/0! | #DIV/0! | #DIV/0! | #DIV/0! | #DIV/0! | #DIV/0! | #DIV/0! | #DIV/0! | #DIV/0! | #DIV/0! | #DIV/0! | #DIV/0! | #DIV/0! | #DIV/0! | #DIV/0! | #DIV/0!
| Total Distribution Demand (Per KWH or KW) |  |  |  | 0.016565 | 0.016421 | 0.012969 | 2.2058 | 0.010699 | 0.012994 | 2.2011 | 0.005485 | #DIV/0! |  | #DIV/0! | #DIV/0! | #DIV/0! | #DIV/0! | #REF! | #REF! | #REF! | #REF! | #REF! | #REF! | #REF! | #REF! | #REF! | #REF! | #REF! | #REF! | #DIV/0!
Distribution Customer
Distribution Customer (Per Customer Per Month) |  |  |  |  | 22.1568 | 22.1955 | 22.196 | 23.6493 | 22.2618 | 21.7499 | 24.9658 | 142.4296 | #DIV/0! |  | #DIV/0! | #DIV/0! | #DIV/0! | #DIV/0! | #REF! | #REF! | #REF! | #REF! | #REF! | #REF! | #REF! | #REF! | #REF! | #REF! | #REF! | #REF! | 0
Distribution Customer Margin (Per Customer Per Month) |  |  |  |  | 3.3761 | 3.3761 | 3.3761 | 3.6984 | 3.3761 | 3.6984 | 4.6011 | 60.6252 | #DIV/0! |  | #DIV/0! | #DIV/0! | #DIV/0! | #DIV/0! | #DIV/0! | #DIV/0! | #DIV/0! | #DIV/0! | #DIV/0! | #DIV/0! | #DIV/0! | #DIV/0! | #DIV/0! | #DIV/0! | #DIV/0! | #DIV/0! | #DIV/0!
| Total Distribution Customer (Per Customer Per Month) |  |  |  | 25.533 | 25.5716 | 25.5722 | 27.3477 | 25.638 | 25.4483 | 29.5668 | 203.0548 | #DIV/0! |  | #DIV/0! | #DIV/0! | #DIV/0! | #DIV/0! | #REF! | #REF! | #REF! | #REF! | #REF! | #REF! | #REF! | #REF! | #REF! | #REF! | #REF! | #REF! | #DIV/0!
Summary of Cost-Based Charges
At Current Class Rate of Return |  |  |  | 2.333% | 0.2035% | -3.394% | 3.482% | 46.29% | -4.271% | 16.89% | 10.08% | 12.76% | #DIV/0! | #DIV/0! | #DIV/0! | #DIV/0! | #DIV/0! | 0%
| Customer Charge ($/month) |  |  |  | 21.5296 | 17.8103 | 25.6691 | 79.0359 | 15.8332 | 37.3376 | 38.4871 | 418.209 | #DIV/0! |  | #DIV/0! | #DIV/0! | #DIV/0! | 0
| Energy Charge ($/kWh) |  |  |  | 0.079699 | 0.077214 | 0.08195 | 0.046566 | 0.045013 | 0.038159 | 0.050519 | 0.066267 | #DIV/0! |  | #DIV/0! | #DIV/0! | #DIV/0! | #DIV/0!
| Demand Charge ($/kW) |  |  |  | 0 | 0 | 0 | 0 | 0.023104 | 0.02757 | 6.9944 | 0 | 0 |  | 0 | 0 | #DIV/0! | 0
At Current Total System Rate of Return |  |  |  | 1.567% | 1.567% | 1.567% | 1.567% | 1.567% | 1.567% | 1.567% | 1.567% | 1.567% | 1.567% | 1.567% | 1.567% | 1.567% | 1.567% | 6876028926%
| Customer Charge ($/month) |  |  |  | 23.9759 | 24.0145 | 24.0151 | 25.642 | 24.0809 | 23.7426 | 27.4448 | 175.0941 | #DIV/0! |  | #DIV/0! | #DIV/0! | #DIV/0! | #DIV/0!
| Energy Charge ($/kWh) |  |  |  | 0.081526 | 0.081822 | 0.080977 | 0.046566 | 0.045013 | 0.038159 | 0.050519 | 0.062605 | #DIV/0! |  | #DIV/0! | #DIV/0! | #DIV/0! | #DIV/0!
| Demand Charge ($/kW) |  |  |  | 0 | 0 | 0 | 0 | 0.027957 | 0.020359 | 6.1917 | 0 | 0 |  | 0 | 0 | #DIV/0! | 0 | [12 empty] | beretta12
At Specified Total System Rate of Return |  |  |  | 2.908% | 2.908% | 2.908% | 2.908% | 2.908% | 2.908% | 2.908% | 2.908% | 2.908% | 2.908% | 2.908% | 2.908% | 2.908% | 2.908% | 0%
| Customer Charge ($/month) |  |  |  | 25.533 | 25.5716 | 25.5722 | 27.3477 | 25.638 | 25.4483 | 29.5668 | 203.0548 | #DIV/0! |  | #DIV/0! | #DIV/0! | #DIV/0! | #DIV/0!
| Energy Charge ($/kWh) |  |  |  | 0.082689 | 0.082979 | 0.081893 | 0.046566 | 0.073887 | 0.059423 | 0.050519 | 0.063026 | #DIV/0! |  | #DIV/0! | #DIV/0! | #DIV/0! | #DIV/0!
| Demand Charge ($/kW) |  |  |  | 0 | 0 | 0 | 7.8545 | 0 | 0 | 6.3459 | 0 | 0 |  | 0 | 0 | #DIV/0! | 0

## Billing Det
CUMBERLAND VALLEY ELECTRIC
Summary of Billing Determinants and Demand Analysis
[5 empty] | 12 - Month | Sum of
[5 empty] | Individual | Individual | Class Demand | Sum of | Summer | Winter
|  | Average |  |  | Customer | Customer | During | Coincident | Coincident | Coincident |  | Average |  |  | % | %
Rate Class | Code | Customers | kWh | Revenue | Demand | Max Demand | Peak Month | Demands | Demands | Demands | Rate Class | Customers | kWh | Revenue | KWH | Revenue
Sch I - Residential, Schools & Churches | R | 22144 | 295253522 | 30074337.22 | 2248025.5848 | 242412.9032 | 96202.8846 | 784291.1561 | 169950.4439 | 614340.7122 | Sch I - Residential, Schools & Churches | 22144 | 295253522 | 30074337.22 | 69.51% | 72.14%
Sch I - Res TOD | TOD | 12 | 103542 | 10494.95 | 784.0443 | 149.2981 | 59.2498 | 277.7381 | 8.7015 | 269.0365 | Sch I - Res TOD | 12 | 103542 | 10494.95 | 0.02438% | 0.02518%
Sch II - Small Commercial Small Power | C1 | 1343 | 14497102 | 1612359.31 | 86446.0011 | 8444.1835 | 4855.4055 | 42250.483 | 11381.8904 | 30868.5927 | Sch II - Small Commercial Small Power | 1343 | 14497102 | 1612359.31 | 3.413% | 3.868%
Sch II - Small Commercial Small Power | C2 | 168 | 9892526 | 1179306.5 | 36994.9573 | 3340.1209 | 3515.8423 | 30744.7485 | 8828.3297 | 21916.4188 | Sch II - Small Commercial Small Power | 168 | 9892526 | 1179306.5 | 2.329% | 2.829%
Sch VII - Inclining Block Rate | IB | 22 | 12154 | 4044.26 | 72.636 | 8.5145 | 4.9994 | 32.498 | 7.027 | 25.4709 | Sch VII - Inclining Block Rate | 22 | 12154 | 4044.26 | 0.002861% | 0.009702%
Sch III - All 3Phase Schools & Churches | E1 | 43 | 14567275 | 1204220.47 | 86791.8422 | 8443.6836 | 3310.7395 | 17722.6404 | 3961.4827 | 13761.1577 | Sch III - All 3Phase Schools & Churches | 43 | 14567275 | 1204220.47 | 3.429% | 2.889%
Sch IV-A - Large Power 50-2500 kW | L1 | 65 | 80510446 | 6058039.4 | 252472.9929 | 23435.5355 | 18600.2118 | 153957.922 | 39889.1237 | 114068.7983 | Sch IV-A - Large Power 50-2500 kW | 65 | 80510446 | 6058039.4 | 18.95% | 14.53%
Sch VI - Outdoor Lighting - Security Lights | S | 173 | 9940762 | 1543986.128 | 27258.1528 | 2465.8065 | 2465.8065 | 13478.8137 | 0 | 13478.8137 | Sch VI - Outdoor Lighting - Security Lights | 173 | 9940762 | 1543986.128 | 2.34% | 3.704%
reserved | 0 | 0 | 0 | 0 | 0 | 0 | 0 | 0 | 0 | 0 | reserved | 0 | 0 | 0 | 0% | 0%
reserved | 0 | 0 | 0 | 0 | 0 | 0 | 0 | 0 | 0 | 0 | reserved | 0 | 0 | 0 | 0% | 0%
0 | 0 | 0 | 0 | 0 | 0 | 0 | 0 | 0 | 0 | 0 | #REF! | 0 | 0 | 0 | 0 | 0
0 | 0 | 0 | 0 | 0 | 0 | 0 | 0 | 0 | 0 | 0 | #REF! | 0 | 0 | 0 | 0 | 0
0 | 0 | 0 | 0 | 0 | 0 | 0 | 0 | 0 | 0 | 0 | #REF! | 0 | 0 | 0 | 0 | 0
0 | 0 | 0 | 0 |  | 0 | 0 | 0 | 0 | 0 | 0 | #REF! | 0 | 0 | 0 | 0 | 0
0 | 0 | 0 | 0 |  | 0 | 0 | 0 | 0 | 0 | 0 | #REF! | 0 | 0 | 0 | 0 | 0
0 | 0 | 0 | 0 |  | 0 | 0 | 0 | 0 | 0 | 0 | #REF! | 0 | 0 | 0 | 0 | 0
Total |  | 23970 | 424777329 | 41686788.238 | 2738846.2115 | 288700.0458 | 129015.1394 | 1042755.9997 | 234026.9989 | 808729.0008 | Total | 23970 | 424777329 | 41686788.238 | 100% | 100%
Total excl Lighting |  | 23797 | [8 empty] | Total excl Lighting | 23797
| Reported | 23663 | 424777329 | 41687369.51
| Variance | 307 | 0 | -581.272
| Var w/o Lts | 134
| Var % | 0.5663% | 0% | 0%
CUMBERLAND VALLEY ELECTRIC
Summary of Billing Determinants and Demand Analysis
|  | -0.00016995 | -2.3851e-08 | -0.0001938 | -1.7651e-07 | -1.1107e-07 | -5.844e-08 | 0.00066394 | 0.00043603 | -2.5e-08 | -6.0405e-08 | -0.00022848 | -0.00023645 |  |  | Class Demand
|  | -0.00016995 | -2.3851e-08 | -0.0001938 | -1.7651e-07 | -1.1107e-07 | -5.844e-08 | 0.00066394 | 0.00043603 | -2.5e-08 | -6.0405e-08 | -0.00022848 | -0.00023645 |  | SIC | During | Sum of | Summer | Winter
Rate Schedule | Code | Jan | Feb | Mar | Apr | May | Jun | Jul | Aug | Sep | Oct | Nov | Dec | Total | Max Demand | Peak Month | Coin Demand | Coin Demand | Coin Demand
Sch I - Residential, Schools & Churches | R | 22144 | 22120 | 22142 | 22091 | 22125 | 22155 | 22128 | 22168 | 22188 | 22201 | 22201 | 22066 | 22144
Energy Usage (kWh) |  | 32463936 | 29924902 | 26962201 | 17685882 | 18575131 | 19955856 | 24466369 | 25857646 | 21782231 | 19249811 | 26027014 | 32302543 | 295253522
Average Demand |  | 43634.3226 | 41562.3639 | 36239.5175 | 24563.725 | 24966.5739 | 26822.3871 | 36408.2872 | 34754.9005 | 30253.0986 | 25873.4019 | 36148.6306 | 43417.3965 | 33704.74
Diversified Load Factor | . | 45.36% | 59.7% | 38.89% | 38.27% | 42.61% | 46.63% | 55.09% | 53.29% | 48.66% | 44.28% | 39.17% | 49.39%
Non-Coincident Demand |  | 96202.8846 | 69618.9932 | 93190.9479 | 64191.6984 | 58589.2928 | 57519.4369 | 66094.6249 | 65219.7648 | 62173.6751 | 58436.8205 | 92283.557 | 87912.9218 | 871434.6179 |  | 96202.8846
Coincidence Factor | . | 90% | 90% | 90% | 90% | 90% | 90% | 90% | 90% | 90% | 90% | 90% | 90%
Coincident Demand |  | 86582.5961 | 62657.0939 | 83871.8531 | 57772.5285 | 52730.3635 | 51767.4932 | 59485.1624 | 58697.7883 | 55956.3076 | 52593.1385 | 83055.2013 | 79121.6296 | 784291.1561 |  |  | 784291.1561 | 169950.4439 | 614340.7122
Individual Customer Load Factor |  | 18% | 18% | 18% | 18% | 18% | 18% | 18% | 18% | 18% | 18% | 18% | 18%
Sum of Individual Customer Demands |  | 242412.9032 | 230902.0216 | 201330.6526 | 136465.1389 | 138703.1885 | 149013.2616 | 202268.2622 | 193082.7808 | 168072.7701 | 143741.1216 | 200825.7253 | 241207.7584 | 2248025.5848 | 242412.9032
Sch I - Res TOD | TOD | 12 | 12 | 12 | 12 | 12 | 12 | 12 | 12 | 12 | 12 | 12 | 12 | 12
Energy Usage (kWh) |  | 19994 | 19216 | 16214 | 4921 | 1476 | 728 | 1313 | 1595 | 1278 | 3158 | 14081 | 19568 | 103542
Average Demand |  | 26.8737 | 26.6889 | 21.793 | 6.8347 | 1.9839 | 0.97849 | 1.9539 | 2.1438 | 1.775 | 4.2446 | 19.5569 | 26.3011 | 11.8199
Diversified Load Factor |  | 45.36% | 59.7% | 38.89% | 38.27% | 42.61% | 46.63% | 55.09% | 53.29% | 48.66% | 44.28% | 39.17% | 49.39%
Non-Coincident Demand |  | 59.2498 | 44.7052 | 56.0413 | 17.861 | 4.6556 | 2.0983 | 3.547 | 4.023 | 3.6478 | 9.5868 | 49.9268 | 53.2553 | 308.5978 |  | 59.2498
Coincidence Factor |  | 90% | 90% | 90% | 90% | 90% | 90% | 90% | 90% | 90% | 90% | 90% | 90%
Coincident Demand |  | 53.3248 | 40.2347 | 50.4372 | 16.0749 | 4.19 | 1.8885 | 3.1923 | 3.6207 | 3.2831 | 8.6281 | 44.9341 | 47.9297 | 277.7381 |  |  | 277.7381 | 8.7015 | 269.0365
Individual Customer Load Factor |  | 18% | 18% | 18% | 18% | 18% | 18% | 18% | 18% | 18% | 18% | 18% | 18%
Sum of Individual Customer Demands |  | 149.2981 | 148.2716 | 121.0723 | 37.9707 | 11.0215 | 5.4361 | 10.8548 | 11.9101 | 9.8611 | 23.5812 | 108.6497 | 146.1171 | 784.0443 | 149.2981
Sch II - Small Commercial Small Power | C1 | 1319 | 1322 | 1320 | 1336 | 1342 | 1343 | 1356 | 1348 | 1360 | 1357 | 1358 | 1358 | 1343
Energy Usage (kWh) |  | 1299890 | 1247402 | 1161625 | 1011283 | 1118423 | 1162357 | 1305133 | 1377675 | 1289014 | 1107069 | 1123362 | 1293869 | 14497102
Average Demand |  | 1747.164 | 1732.5028 | 1561.3239 | 1404.5597 | 1503.2567 | 1562.3078 | 1942.1622 | 1851.7137 | 1790.2972 | 1487.996 | 1560.225 | 1739.0712 | 1654.9203
Diversified Load Factor |  | 40% | 40% | 40% | 40% | 40% | 40% | 40% | 40% | 40% | 40% | 40% | 40%
Non-Coincident Demand |  | 4367.9099 | 4331.2569 | 3903.3098 | 3511.3993 | 3758.1418 | 3905.7695 | 4855.4055 | 4629.2843 | 4475.7431 | 3719.9899 | 3900.5625 | 4347.6781 | 49706.4506 |  | 4855.4055
Coincidence Factor |  | 85% | 85% | 85% | 85% | 85% | 85% | 85% | 85% | 85% | 85% | 85% | 85%
Coincident Demand |  | 3712.7235 | 3681.5684 | 3317.8133 | 2984.6894 | 3194.4205 | 3319.9041 | 4127.0947 | 3934.8916 | 3804.3816 | 3161.9914 | 3315.4781 | 3695.5264 | 42250.483 |  |  | 42250.483 | 11381.8904 | 30868.5927
Individual Customer Load Factor |  | 23% | 23% | 23% | 23% | 23% | 23% | 23% | 23% | 23% | 23% | 23% | 23%
Sum of Individual Customer Demands |  | 7596.3651 | 7532.6208 | 6788.3649 | 6106.7814 | 6535.8988 | 6792.6426 | 8444.1835 | 8050.9292 | 7783.901 | 6469.5477 | 6783.587 | 7561.1793 | 86446.0011 | 8444.1835
Sch II - Small Commercial Small Power | C2 | 166 | 168 | 167 | 168 | 171 | 173 | 175 | 168 | 167 | 165 | 165 | 164 | 168
Energy Usage (kWh) |  | 832128 | 844171 | 725442 | 756834 | 836029 | 916662 | 969632 | 980920 | 876179 | 739713 | 706485 | 708331 | 9892526
Average Demand |  | 1118.4516 | 1256.2068 | 975.0565 | 1051.1583 | 1123.6949 | 1273.1417 | 1303.2688 | 1318.4409 | 1216.9153 | 994.2379 | 981.2292 | 952.0578 | 1129.2838
Diversified Load Factor |  | 37.5% | 37.5% | 37.5% | 37.5% | 37.5% | 37.5% | 37.5% | 37.5% | 37.5% | 37.5% | 37.5% | 37.5%
Non-Coincident Demand |  | 2982.5376 | 3349.8849 | 2600.1505 | 2803.0889 | 2996.5197 | 3395.0444 | 3475.3835 | 3515.8423 | 3245.1074 | 2651.3011 | 2616.6111 | 2538.8208 | 36170.2923 |  | 3515.8423
Coincidence Factor |  | 85% | 85% | 85% | 85% | 85% | 85% | 85% | 85% | 85% | 85% | 85% | 85%
Coincident Demand |  | 2535.157 | 2847.4022 | 2210.128 | 2382.6256 | 2547.0418 | 2885.7878 | 2954.076 | 2988.4659 | 2758.3413 | 2253.6059 | 2224.1194 | 2157.9977 | 30744.7485 |  |  | 30744.7485 | 8828.3297 | 21916.4188
Individual Customer Load Factor |  | 38.06% | 39.56% | 31.89% | 34.63% | 36.39% | 38.51% | 39.02% | 40.33% | 38.38% | 31.99% | 34.66% | 35.59%
Sum of Individual Customer Demands |  | 2938.8223 | 3175.5024 | 3057.5118 | 3035.6801 | 3087.8768 | 3306.3128 | 3340.1209 | 3269.0118 | 3170.564 | 3107.5047 | 2831.3483 | 2674.7014 | 36994.9573 | 3340.1209
Sch VII - Inclining Block Rate | IB | 23 | 23 | 23 | 22 | 22 | 21 | 21 | 21 | 21 | 21 | 21 | 21 | 22
Energy Usage (kWh) |  | 1018 | 1110 | 1008 | 804 | 627 | 688 | 1159 | 1068 | 1215 | 903 | 1410 | 1144 | 12154
Average Demand |  | 1.3683 | 1.5417 | 1.3548 | 1.1167 | 0.84274 | 0.92473 | 1.7247 | 1.4355 | 1.6875 | 1.2137 | 1.9583 | 1.5376 | 1.3874
Diversified Load Factor |  | 45.36% | 59.7% | 38.89% | 38.27% | 42.61% | 46.63% | 55.09% | 53.29% | 48.66% | 44.28% | 39.17% | 49.39%
Non-Coincident Demand |  | 3.0167 | 2.5824 | 3.484 | 2.9182 | 1.9777 | 1.983 | 3.131 | 2.6938 | 3.468 | 2.7412 | 4.9994 | 3.1135 | 36.1088 |  | 4.9994
Coincidence Factor |  | 90% | 90% | 90% | 90% | 90% | 90% | 90% | 90% | 90% | 90% | 90% | 90%
Coincident Demand |  | 2.715 | 2.3241 | 3.1356 | 2.6263 | 1.7799 | 1.7847 | 2.8179 | 2.4244 | 3.1212 | 2.4671 | 4.4995 | 2.8021 | 32.498 |  |  | 32.498 | 7.027 | 25.4709
Individual Customer Load Factor |  | 23% | 23% | 23% | 23% | 23% | 23% | 23% | 23% | 23% | 23% | 23% | 23%
Sum of Individual Customer Demands |  | 5.949 | 6.7029 | 5.8906 | 4.8551 | 3.6641 | 4.0206 | 7.4987 | 6.2412 | 7.337 | 5.277 | 8.5145 | 6.6854 | 72.636 | 8.5145
Sch III - All 3Phase Schools & Churches | E1 | 47 | 47 | 47 | 47 | 47 | 47 | 47 | 36 | 36 | 37 | 37 | 37 | 43
Energy Usage (kWh) |  | 1327131 | 1354470 | 1181526 | 1098771 | 1250176 | 1117353 | 1099113 | 1298693 | 1398274 | 1172682 | 1151973 | 1117113 | 14567275
Average Demand |  | 1783.7782 | 1881.2083 | 1588.0726 | 1526.0708 | 1680.3441 | 1501.8185 | 1635.5848 | 1745.5551 | 1942.0472 | 1576.1855 | 1599.9625 | 1501.496 | 1662.9309
Diversified Load Factor |  | 55.36% | 69.7% | 48.89% | 48.27% | 52.61% | 56.63% | 65.09% | 63.29% | 58.66% | 54.28% | 49.17% | 59.39%
Non-Coincident Demand |  | 3222.3428 | 2699.0174 | 3248.4306 | 3161.7794 | 3193.7896 | 2651.8966 | 2512.9944 | 2758.0743 | 3310.7395 | 2904.027 | 3253.8571 | 2528.332 | 35445.2807 |  | 3310.7395
Coincidence Factor |  | 50% | 50% | 50% | 50% | 50% | 50% | 50% | 50% | 50% | 50% | 50% | 50%
Coincident Demand |  | 1611.1714 | 1349.5087 | 1624.2153 | 1580.8897 | 1596.8948 | 1325.9483 | 1256.4972 | 1379.0371 | 1655.3698 | 1452.0135 | 1626.9286 | 1264.166 | 17722.6404 |  |  | 17722.6404 | 3961.4827 | 13761.1577
Individual Customer Load Factor |  | 23% | 23% | 23% | 23% | 23% | 23% | 23% | 23% | 23% | 23% | 23% | 23%
Sum of Individual Customer Demands |  | 7755.5575 | 8179.1667 | 6904.6634 | 6635.0906 | 7305.8439 | 6529.6459 | 7111.2384 | 7589.37 | 8443.6836 | 6852.9804 | 6956.3587 | 6528.2433 | 86791.8422 | 8443.6836
Sch IV-A - Large Power 50-2500 kW | L1 | 66 | 65 | 64 | 65 | 63 | 62 | 65 | 64 | 66 | 67 | 68 | 67 | 65
Energy Usage (kWh) |  | 6730876 | 7483809 | 6481678 | 6973093 | 6943203 | 7021922 | 6707183 | 7063889 | 6544276 | 6276226 | 6234691 | 6049600 | 80510446
Average Demand |  | 9046.8763 | 11136.6205 | 8711.9328 | 9684.8514 | 9332.2621 | 9752.6694 | 9015.0309 | 9494.4745 | 9089.2722 | 8435.7876 | 8659.2931 | 8131.1828 | 9190.6902
Diversified Load Factor |  | 54.6% | 65.17% | 52.38% | 53.52% | 53.25% | 55.45% | 48.47% | 55.86% | 53.43% | 49.35% | 53.02% | 51.65%
Non-Coincident Demand |  | 16570.7463 | 17089.5944 | 16632.263 | 18096.7541 | 17524.4126 | 17588.2579 | 18600.2118 | 16997.0285 | 17010.9273 | 17092.6768 | 16332.7152 | 15741.6413 | 205277.2293 |  | 18600.2118
Coincidence Factor |  | 75% | 75% | 75% | 75% | 75% | 75% | 75% | 75% | 75% | 75% | 75% | 75%
Coincident Demand |  | 12428.0597 | 12817.1958 | 12474.1972 | 13572.5656 | 13143.3095 | 13191.1934 | 13950.1589 | 12747.7714 | 12758.1955 | 12819.5076 | 12249.5364 | 11806.231 | 153957.922 |  |  | 153957.922 | 39889.1237 | 114068.7983
Individual Customer Load Factor |  | 44.6% | 55.17% | 42.38% | 43.52% | 43.25% | 45.45% | 38.47% | 45.86% | 43.43% | 39.35% | 43.02% | 41.65%
Sum of Individual Customer Demands |  | 20286.5379 | 20187.4384 | 20556.8436 | 22255.2962 | 21576.0261 | 21458.0711 | 23435.5355 | 20703.346 | 20927.6114 | 21436.0758 | 20129.4242 | 19520.7867 | 252472.9929 | 23435.5355
Sch VI - Outdoor Lighting - Security Lights | S | 170 | 171 | 174 | 176 | 174 | 174 | 173 | 171 | 172 | 173 | 174 | 169 | 173
Energy Usage (kWh) |  | 839326 | 835442 | 833362 | 835826 | 838039 | 830717 | 828511 | 824397 | 824317 | 817153 | 819469 | 814203 | 9940762
Average Demand |  | 1128.1263 | 1160.3361 | 1120.1102 | 1160.8694 | 1126.3965 | 1116.5551 | 1232.9033 | 1108.0605 | 1144.8847 | 1098.3239 | 1138.1514 | 1094.3589 | 1134.7902
Diversified Load Factor |  | 50% | 50% | 50% | 50% | 50% | 50% | 50% | 50% | 50% | 50% | 50% | 50%
Non-Coincident Demand |  | 2256.2527 | 2320.6722 | 2240.2204 | 2321.7389 | 2252.793 | 2233.1102 | 2465.8065 | 2216.121 | 2289.7694 | 2196.6478 | 2276.3028 | 2188.7177 | 27258.1528 |  | 2465.8065
Coincidence Factor |  | 100% | 100% | 100% | 0% | 0% | 0% | 0% | 0% | 0% | 100% | 100% | 100%
Coincident Demand |  | 2256.2527 | 2320.6722 | 2240.2204 | 0 | 0 | 0 | 0 | 0 | 0 | 2196.6478 | 2276.3028 | 2188.7177 | 13478.8137 |  |  | 13478.8137 | 0 | 13478.8137
Individual Customer Load Factor |  | 50% | 50% | 50% | 50% | 50% | 50% | 50% | 50% | 50% | 50% | 50% | 50%
Sum of Individual Customer Demands |  | 2256.2527 | 2320.6722 | 2240.2204 | 2321.7389 | 2252.793 | 2233.1102 | 2465.8065 | 2216.121 | 2289.7694 | 2196.6478 | 2276.3028 | 2188.7177 | 27258.1528 | 2465.8065
reserved | 0 | 0 | 0 | 0 | 0 | 0 | 0 | 0 | 0 | 0 | 0 | 0 | 0 | 0
Kwh's |  | 0 | 0 | 0 | 0 | 0 | 0 | 0 | 0 | 0 | 0 | 0 | 0 | 0
Average Demand |  | 0 | 0 | 0 | 0 | 0 | 0 | 0 | 0 | 0 | 0 | 0 | 0 | 0
Diversified Load Factor |  | 35% | 35% | 35% | 35% | 35% | 35% | 35% | 35% | 35% | 35% | 35% | 35%
Non-Coincident Demand |  | 0 | 0 | 0 | 0 | 0 | 0 | 0 | 0 | 0 | 0 | 0 | 0 | 0 |  | 0
Coincidence Factor |  | 35% | 35% | 35% | 35% | 35% | 35% | 35% | 35% | 35% | 35% | 35% | 35%
Coincident Demand |  | 0 | 0 | 0 | 0 | 0 | 0 | 0 | 0 | 0 | 0 | 0 | 0 | 0 |  |  | 0 | 0 | 0
Individual Customer Load Factor |  | 23% | 23% | 23% | 23% | 23% | 23% | 23% | 23% | 23% | 23% | 23% | 23%
Sum of Individual Customer Demands |  | 0 | 0 | 0 | 0 | 0 | 0 | 0 | 0 | 0 | 0 | 0 | 0 | 0 | 0
reserved | 0 | 0 | 0 | 0 | 0 | 0 | 0 | 0 | 0 | 0 | 0 | 0 | 0 | 0
Kwh's |  | 0 | 0 | 0 | 0 | 0 | 0 | 0 | 0 | 0 | 0 | 0 | 0 | 0
Average Demand |  | 0 | 0 | 0 | 0 | 0 | 0 | 0 | 0 | 0 | 0 | 0 | 0 | 0
Diversified Load Factor |  | 50% | 50% | 50% | 50% | 50% | 50% | 50% | 50% | 50% | 50% | 50% | 50%
Non-Coincident Demand | Apr: 0; May: 0; Jun: 0; Jul: 0; Aug: 0; Total: 0 |  | 0
Coincidence Factor |  | 100% | 100% | 100% | 0% | 0% | 0% | 0% | 0% | 0% | 100% | 100% | 100%
Coincident Demand |  | 0 | 0 | 0 | 0 | 0 | 0 | 0 | 0 | 0 | 0 | 0 | 0 | 0 |  |  | 0 | 0 | 0
Individual Customer Load Factor |  | 50% | 50% | 50% | 50% | 50% | 50% | 50% | 50% | 50% | 50% | 50% | 50%
Sum of Individual Customer Demands |  | 0 | 0 | 0 | 0 | 0 | 0 | 0 | 0 | 0 | 0 | 0 | 0 | 0 | 0
0 | Code: 0
Kwh's |  | 0 | 0 | 0 | 0 | 0 | 0 | 0 | 0 | 0 | 0 | 0 | 0 | 0
Average Demand |  | 0 | 0 | 0 | 0 | 0 | 0 | 0 | 0 | 0 | 0 | 0 | 0 | 0
Diversified Load Factor |  | 0% | 0% | 0% | 25% | 25% | 25% | 25% | 0% | 0% | 0% | 0% | 0%
Non-Coincident Demand | Apr: 0; May: 0; Jun: 0; Jul: 0; Aug: 0; Total: 0 |  | 0
Coincidence Factor |  | 100% | 100% | 100% | 0% | 0% | 0% | 0% | 0% | 0% | 100% | 100% | 100%
Coincident Demand |  | 0 | 0 | 0 | 0 | 0 | 0 | 0 | 0 | 0 | 0 | 0 | 0 | 0 |  |  | 0 | 0 | 0
Individual Customer Load Factor |  | 65% | 65% | 65% | 65% | 65% | 65% | 65% | 65% | 65% | 65% | 65% | 65%
Sum of Individual Customer Demands |  | 0 | 0 | 0 | 0 | 0 | 0 | 0 | 0 | 0 | 0 | 0 | 0 | 0 | 0
0 | Code: 0
Kwh's |  | 0 | 0 | 0 | 0 | 0 | 0 | 0 | 0 | 0 | 0 | 0 | 0 | 0
Average Demand |  | 0 | 0 | 0 | 0 | 0 | 0 | 0 | 0 | 0 | 0 | 0 | 0 | 0
Diversified Load Factor |  | 0% | 0% | 0% | 25% | 25% | 25% | 25% | 0% | 0% | 0% | 0% | 0%
Non-Coincident Demand | Apr: 0; May: 0; Jun: 0; Jul: 0; Aug: 0; Total: 0 |  | 0
Coincidence Factor |  | 100% | 100% | 100% | 0% | 0% | 0% | 0% | 0% | 0% | 100% | 100% | 100%
Coincident Demand |  | 0 | 0 | 0 | 0 | 0 | 0 | 0 | 0 | 0 | 0 | 0 | 0 | 0 |  |  | 0 | 0 | 0
Individual Customer Load Factor |  | 65% | 65% | 65% | 65% | 65% | 65% | 65% | 65% | 65% | 65% | 65% | 65%
Sum of Individual Customer Demands |  | 0 | 0 | 0 | 0 | 0 | 0 | 0 | 0 | 0 | 0 | 0 | 0 | 0 | 0
0 | Code: 0
Kwh's |  | 0 | 0 | 0 | 0 | 0 | 0 | 0 | 0 | 0 | 0 | 0 | 0 | 0
Average Demand |  | 0 | 0 | 0 | 0 | 0 | 0 | 0 | 0 | 0 | 0 | 0 | 0 | 0
Diversified Load Factor |  | 0% | 0% | 0% | 25% | 25% | 25% | 25% | 0% | 0% | 0% | 0% | 0%
Non-Coincident Demand | Apr: 0; May: 0; Jun: 0; Jul: 0; Aug: 0; Total: 0 |  | 0
Coincidence Factor |  | 100% | 100% | 100% | 0% | 0% | 0% | 0% | 0% | 0% | 100% | 100% | 100%
Coincident Demand |  | 0 | 0 | 0 | 0 | 0 | 0 | 0 | 0 | 0 | 0 | 0 | 0 | 0 |  |  | 0 | 0 | 0
Individual Customer Load Factor |  | 65% | 65% | 65% | 65% | 65% | 65% | 65% | 65% | 65% | 65% | 65% | 65%
Sum of Individual Customer Demands |  | 0 | 0 | 0 | 0 | 0 | 0 | 0 | 0 | 0 | 0 | 0 | 0 | 0 | 0
0 | Code: 0
Kwh's |  | 0 | 0 | 0 | 0 | 0 | 0 | 0 | 0 | 0 | 0 | 0 | 0 | 0
Average Demand |  | 0 | 0 | 0 | 0 | 0 | 0 | 0 | 0 | 0 | 0 | 0 | 0 | 0
Diversified Load Factor |  | 0% | 0% | 0% | 25% | 25% | 25% | 25% | 0% | 0% | 0% | 0% | 0%
Non-Coincident Demand | Apr: 0; May: 0; Jun: 0; Jul: 0; Aug: 0; Total: 0 |  | 0
Coincidence Factor |  | 100% | 100% | 100% | 0% | 0% | 0% | 0% | 0% | 0% | 100% | 100% | 100%
Coincident Demand |  | 0 | 0 | 0 | 0 | 0 | 0 | 0 | 0 | 0 | 0 | 0 | 0 | 0 |  |  | 0 | 0 | 0
Individual Customer Load Factor |  | 65% | 65% | 65% | 65% | 65% | 65% | 65% | 65% | 65% | 65% | 65% | 65%
Sum of Individual Customer Demands |  | 0 | 0 | 0 | 0 | 0 | 0 | 0 | 0 | 0 | 0 | 0 | 0 | 0 | 0
0 | Code: 0
Kwh's |  | 0 | 0 | 0 | 0 | 0 | 0 | 0 | 0 | 0 | 0 | 0 | 0 | 0
Average Demand |  | 0 | 0 | 0 | 0 | 0 | 0 | 0 | 0 | 0 | 0 | 0 | 0 | 0
Diversified Load Factor |  | 0% | 0% | 0% | 25% | 25% | 25% | 25% | 0% | 0% | 0% | 0% | 0%
Non-Coincident Demand | Apr: 0; May: 0; Jun: 0; Jul: 0; Aug: 0; Total: 0 |  | 0
Coincidence Factor |  | 100% | 100% | 100% | 0% | 0% | 0% | 0% | 0% | 0% | 100% | 100% | 100%
Coincident Demand |  | 0 | 0 | 0 | 0 | 0 | 0 | 0 | 0 | 0 | 0 | 0 | 0 | 0 |  |  | 0 | 0 | 0
Individual Customer Load Factor |  | 65% | 65% | 65% | 65% | 65% | 65% | 65% | 65% | 65% | 65% | 65% | 65%
Sum of Individual Customer Demands |  | 0 | 0 | 0 | 0 | 0 | 0 | 0 | 0 | 0 | 0 | 0 | 0 | 0 | 0
0 | Code: 0
Kwh's |  | 0 | 0 | 0 | 0 | 0 | 0 | 0 | 0 | 0 | 0 | 0 | 0 | 0
Average Demand |  | 0 | 0 | 0 | 0 | 0 | 0 | 0 | 0 | 0 | 0 | 0 | 0 | 0
Diversified Load Factor |  | 0% | 0% | 0% | 25% | 25% | 25% | 25% | 0% | 0% | 0% | 0% | 0%
Non-Coincident Demand | Apr: 0; May: 0; Jun: 0; Jul: 0; Aug: 0; Total: 0 |  | 0
Coincidence Factor |  | 100% | 100% | 100% | 0% | 0% | 0% | 0% | 0% | 0% | 100% | 100% | 100%
Coincident Demand |  | 0 | 0 | 0 | 0 | 0 | 0 | 0 | 0 | 0 | 0 | 0 | 0 | 0 |  |  | 0 | 0 | 0
Individual Customer Load Factor |  | 65% | 65% | 65% | 65% | 65% | 65% | 65% | 65% | 65% | 65% | 65% | 65%
Sum of Individual Customer Demands |  | 0 | 0 | 0 | 0 | 0 | 0 | 0 | 0 | 0 | 0 | 0 | 0 | 0 | 0
Sales |  | 43514299 | 41710522 | 37363056 | 28367414 | 29563104 | 31006283 | 35378413 | 37405883 | 32716784 | 29366715 | 36078485 | 42306371 | 424777329
Metered CP |  | 109182 | 85716 | 105792 | 78312 | 73218 | 72494 | 81779 | 79754 | 76939 | 74488 | 104797 | 100285 | 1042756
Purchases |  | 49983784 | 37470875 | 40189840 | 28900164 | 32035323 | 32619526 | 38382774 | 37509811 | 34124465 | 29698624 | 40073231 | 41575041 | 442563458 | 95.98%
Calculated CP |  | 109182.0002 | 85716 | 105792.0002 | 78312 | 73218 | 72494 | 81778.9993 | 79753.9996 | 76939 | 74488 | 104797.0002 | 100285.0002 | 1042755.9997 | 100%
Difference |  | -0.00016995 | -2.3851e-08 | -0.0001938 | -1.7651e-07 | -1.1107e-07 | -5.844e-08 | 0.00066394 | 0.00043603 | -2.5e-08 | -6.0405e-08 | -0.00022848 | -0.00023645 | 0.00027083

## Purchased Power
CUMBERLAND VALLEY ELECTRIC
Purchased Power
# | Item | 2019-01-01 | 2019-02-01 | 2019-03-01 | 2019-04-01 | 2019-05-01 | 2019-06-01 | 2019-07-01 | 2019-08-01 | 2019-09-01 | 2019-10-01 | 2019-11-01 | 2019-12-01 | TOTAL
1
2 | Billing Demand (kW) | 109182 | 85716 | 105792 | 78312 | 73218 | 72494 | 81779 | 79754 | 76939 | 74488 | 104797 | 100285 | 1042756
3 | Energy (kWh) | 49983784 | 37470875 | 40189840 | 28900164 | 32035323 | 32619526 | 38382774 | 37509811 | 34124465 | 29698624 | 40073231 | 41575041 | 442563458
4 | Demand Charge | 657274 | 516012 | 636869 | 471438 | 440775 | 436416 | 492310 | 480120 | 463171 | 448416 | 630879 | 603715 | 6277395
5 | Energy Charge | 2300867 | 1724400 | 1849036 | 1331810 | 1517582 | 1547607 | 1824096 | 1784459 | 1625170 | 1369610 | 1843309 | 1914890 | 20632836
6 | Metering Point | 2448 | 2448 | 2592 | 2592 | 2592 | 2592 | 2592 | 2592 | 2592 | 2592 | 2592 | 2592 | 30816
7 | Sub/Wheeling Charge | 56317 | 56317 | 59609 | 59609 | 59609 | 59609 | 59609 | 59609 | 59609 | 59609 | 59609 | 59609 | 708724
8 | Fuel Adjustment Clause | -231423 | -99673 | -177236 | -48262 | -120451 | -113840 | -185390 | -196176 | -208841 | -167502 | -264080 | -49475 | -1862349
9 | Environmental Surcharge | 408909 | 267459 | 286877 | 276759 | 299648 | 365993 | 408379 | 386917 | 300767 | 276436 | 399926 | 501205 | 4179275
10 | SUBTOTAL | 3194392 | 2466963 | 2657747 | 2093946 | 2199755 | 2298377 | 2601596 | 2517521 | 2242468 | 1989161 | 2672235 | 3032536 | 29966697
11 | Direct Load Control | -2829 | -2829 | -2829 | -2829 | -2823 | -2823 | -2823 | -2816 | -2816 | -2816 | -2814 | -2825 | -33872
12 | Direct Load Surcharge | -415 | -344 | -342 | -431 | -445 | -535 | -526 | -511 | -436 | -455 | -495 | -559 | -5494
13 | Direct Load Total Charge | -3244 | -3173 | -3171 | -3260 | -3268 | -3358 | -3349 | -3327 | -3252 | -3271 | -3309 | -3384 | -39366
14 | Green Power KWH | 1200 | 1200 | 1200 | 1200 | 800 | 800 | 800 | 800 | 800 | 800 | 700 | 700 | 11000
15 | Green Power Charge | 30 | 30 | 30 | 30 | 20 | 20 | 20 | 20 | 20 | 20 | 18 | 18 | 276
16 | Panel Production Credit | -1 | 0 | -1 | -1 | -1 | -1 | -1 | -2 | -2 | -2 | -1 | -8 | -21
17 | TOTAL | 3191177 | 2463820 | 2654605 | 2090715 | 2196506 | 2295038 | 2598266 | 2514212 | 2239234 | 1985908 | 2668943 | 3029162 | 29927586
18
19
20 | SubTotal Demand $ | 990008.03 | 753974.53 | 891277.59 | 719067.53 | 703740.16 | 743832.31 | 828124.93 | 801555.39 | 726885.89 | 695829.12 | 961030.42 | 1001723.35 | 9817049.25
21 | SubTotal Energy $ | 2204383.97 | 1712988.47 | 1766469.41 | 1374878.47 | 1496014.84 | 1554544.69 | 1773471.07 | 1715965.61 | 1515582.11 | 1293331.88 | 1711204.58 | 2030812.65 | 20149647.75
22 | SubTotal $ | 3194392 | 2466963 | 2657747 | 2093946 | 2199755 | 2298377 | 2601596 | 2517521 | 2242468 | 1989161 | 2672235 | 3032536 | 29966697
23 | Variance $ | 0 | 0 | 0 | 0 | 0 | 0 | 0 | 0 | 0 | 0 | 0 | 0 | 0
24 | SubTotal Demand % | 0.30992 | 0.30563 | 0.33535 | 0.3434 | 0.31992 | 0.32363 | 0.31831 | 0.31839 | 0.32415 | 0.34981 | 0.35964 | 0.33033 | 0.3276
25 | SubTotal Energy % | 0.69008 | 0.69437 | 0.66465 | 0.6566 | 0.68008 | 0.67637 | 0.68169 | 0.68161 | 0.67585 | 0.65019 | 0.64036 | 0.66967 | 0.6724
26
27 | Estimated ES Demand Share | 67% | 67% | 67% | 67% | 67% | 67% | 67% | 67% | 67% | 67% | 67% | 67% | 67%
28 | Estimated ES Energy Share | 33% | 33% | 33% | 33% | 33% | 33% | 33% | 33% | 33% | 33% | 33% | 33% | 33%
29
30 | Reconciliation | [11 empty] | Total (Excluding Panel Production Credit) | 29927607
31 | [12 empty] | Acct 555 | 29927607
32 | [12 empty] | Variance | 0

## Meters
CUMBERLAND VALLEY ELECTRIC
Meter Costs
# | Rate | Rate Code | Installed Meters | Avg Meter Cost | Total Cost | Allocation Factor
1 | Sch I - Residential, Schools & Churches | R | 22144 | 300.44 | 6652943.36 | 92.28%
2 | Sch I - Res TOD | TOD | 12 | 300.44 | 3605.28 | 0.05001%
3 | Sch II - Small Commercial Small Power | C1 | 1343 | 300.44 | 403490.92 | 5.597%
4 | Sch II - Small Commercial Small Power | C2 | 168 | 411.16 | 69074.88 | 0.9581%
5 | Sch VII - Inclining Block Rate | IB | 22 | 300.44 | 6609.68 | 0.09168%
6 | Sch III - All 3Phase Schools & Churches | E1 | 43 | 411.16 | 17679.88 | 0.2452%
7 | Sch IV-A - Large Power 50-2500 kW | L1 | 65 | 865.01 | 56225.65 | 0.7799%
8 | Sch VI - Outdoor Lighting - Security Lights | S | 173 | 0 | 0 | 0%
9 | reserved | 0 | 0 | 0 | 0 | 0%
10 | reserved | 0 | 0 | 0 | 0 | 0%
11 | 0 | 0 | 0 | 5 | 0 | 0%
9 | Total |  | 23970 | 300.7772 | 7209629.65 | 100%

## Services
CUMBERLAND VALLEY ELECTRIC
Service Costs
# | Rate | Rate Code | Average Number of Services | Average Service Cost | Total Cost | Allocation Factor
1 | Sch I - Residential, Schools & Churches | R | 22144 | 820.25 | 18163616 | 92.85%
2 | Sch I - Res TOD | TOD | 12 | 820.25 | 9843 | 0.05032%
3 | Sch II - Small Commercial Small Power | C1 | 1343 | 820.25 | 1101595.75 | 5.631%
4 | Sch II - Small Commercial Small Power | C2 | 168 | 968.17 | 162652.56 | 0.8315%
5 | Sch VII - Inclining Block Rate | IB | 22 | 820.25 | 18045.5 | 0.09225%
6 | Sch III - All 3Phase Schools & Churches | E1 | 43 | 968.17 | 41631.31 | 0.2128%
7 | Sch IV-A - Large Power 50-2500 kW | L1 | 65 | 994.08 | 64615.2 | 0.3303%
8 | Sch VI - Outdoor Lighting - Security Lights | S | 173 | 0 | 0 | 0%
9 | reserved | 0 | 0 | 0 | 0 | 0%
10 | reserved | 0 | 0 | 0 | 0 | 0%
| 0 | 0 | 0 | 0 | 0 | 0%
9 | Total |  | 23970 | 816.1034 | 19561999.32 | 100%

## Line Loss Calculation (hidden)
|  | Allocation | Total | Residential Service | Residential Time of Use Service | Residential SD Time Of Use Service | Small Commercial Service | Small Commercial Time Of Use Service | Large Commercial Service | Optional Large Commercial Service | Municipal Service | Industrial Power - 12KV Distribution | Industrial Power - 46 & 115KV Transmission | GeoExchange System Residential | GeoExchange System Commercial | Security/Street Lighting
Description | Name | Vector | System | Rate 10 & 13 | Rate 11 | Rate 14 | Rate 20 & 23 | Rate 25 & 26 | Rate 30 | Rate 31 | Rate 60 & 63 | Rate 4 | Rate 5 | Rate 1C | Rate 2C | Rate 7 & 8 | Total Check | Status
Energy | Sales |  | 627658396 | 234442443 | 29430668 | 151558 | 72078019 | 893794 | 91720927 | 1679700 | 1146779 | 15538140 | 176471400 | 1286846 | 18751 | 2799371 | 627658396 | ok
Loss Factor |  |  | 0.042535 | 0.049814 | 0.049814 | 0.049814 | 0.049814 | 0.049814 | 0.039814 | 0.039814 | 0.049814 | 0.015 | 0.01 | 0.049814 | 0.049814 | 0.049814 | 0.042535 | ok
Energy Including Losses | Energy |  | 651492867 | 246733168.4819 | 30973580.8638 | 159503.4801 | 75856733.8669 | 940651.457 | 95524108.1332 | 1749348.2641 | 1206899.2824 | 15774761.4213 | 178253939.3939 | 1354309.3429 | 19734.0276 | 2946128.9848 | 651492867 | ok
651492867
651492867

## ZeroInt
CUMBERLAND VALLEY ELECTRIC
Zero Intercept & Minimum System Analyses
Account 364 - Poles, Towers & Fixtures
[5 empty] | Actual |  | Linear Regression Inputs
Unit Cost
| Description | Size | Cost | Quantity | ($ per Unit) | y*n^0.5 | n^0.5 | xn^0.5
| 25' and 30' POLES | 30 | 5102183.25 | 14059 | 362.9122 | 43030.7422 | 118.5707 | 3557.1196
| 35' POLE | 35 | 1281036.07 | 8082 | 158.5048 | 14249.5758 | 89.8999 | 3146.4981
| 40' POLE | 40 | 9576902.3 | 19037 | 503.0678 | 69410.6005 | 137.9746 | 5518.9854
| 45' POLE | 45 | 3395348.93 | 6007 | 565.2321 | 43808.2189 | 77.5048 | 3487.7177
| 50' POLE | 50 | 1132779.22 | 1617 | 700.5437 | 28170.2216 | 40.2119 | 2010.5969
| 55' POLE | 55 | 405424.06 | 420 | 965.2954 | 19782.6685 | 20.4939 | 1127.1646
| 60' POLE | 60 | 116523.13 | 95 | 1226.5593 | 11955.0209 | 9.7468 | 584.8077
| 65' POLE | 65 | 78310.5 | 60 | 1305.175 | 10109.8421 | 7.746 | 503.4878
| 70' POLE | 70 | 17986.51 | 21 | 856.5005 | 3924.9783 | 4.5826 | 320.7803
| 75' POLE | 75 | 13697.35 | 2 | 6848.675 | 9685.4891 | 1.4142 | 106.066
| TOTAL |  | 21120191.32 | 49400
| Zero Intercept Linear Regression Results |  |  |  |  | LINEST Array
| Size Coefficient ($ per MCM) |  | 19.7167 |  |  | 19.7167 | -311.483
| Zero Intercept ($ per Unit) |  | -311.483 |  |  | 6.4716 | 245.6896
| R-Square |  | 0.94169 |  |  | 0.94169 | 8677.5757
Plant Classification
| Total Number of Units |  | 49400
| Zero Intercept ($/Unit) |  | -311.483
| Minimum System ($/Unit) |  | 158.5048
| Use Min System (M) or Zero Intercept (Z)? |  | M
| Zero Intercept or Min System Cost ($) |  | 7830138.8095
| Total Cost of Sample |  | 21120191.32
| Percentage of Total |  | 0.37074
| Percentage Classified as Customer-Related |  | 37.07%
| Percentage Classified as Demand-Related |  | 62.93%
Account 365 - Overhead Conductors and Devices
[5 empty] | Actual |  | Linear Regression Inputs
Unit Cost
| Description | Size | Cost | Quantity | ($ per Unit) | y*n^0.5 | n^0.5 | xn^0.5
| 6 ACWC | 26.251 | 1632.33 | 12057 | 0.13538 | 14.8658 | 109.8044 | 2882.4746
| 8 ACWC | 16.509 | 4989.55 | 87095 | 0.057289 | 16.9069 | 295.1186 | 4872.1133
| 4 HD CU | 41.74 | 22934.89 | 206906 | 0.11085 | 50.4208 | 454.8692 | 18986.2409
| 6 HD CU | 26.251 | 8732.77 | 106191 | 0.082236 | 26.7984 | 325.8696 | 8554.403
| 2 ACSR | 66.37 | 6957337.88 | 14079230 | 0.49416 | 1854.1875 | 3752.23 | 249035.5053
| 4 ACSR | 41.74 | 649627.05 | 2258511 | 0.28764 | 432.2679 | 1502.8343 | 62728.3046
| 1/0 ACSR | 105.53 | 1854161.17 | 4429828 | 0.41856 | 880.9557 | 2104.7157 | 222110.6434
| 2/0 ACSR | 133.072 | 117654.22 | 527534 | 0.22303 | 161.9878 | 726.3154 | 96652.2374
| 3/0 ACSR | 167.8 | 23425.39 | 104188 | 0.22484 | 72.5735 | 322.7817 | 54162.7625
| 4/0 ACSR | 211.6 | 1609647.46 | 2200454 | 0.73151 | 1085.1121 | 1483.3927 | 313885.9023
| 266.8 MCU-CU | 266.8 | 9350.82 | 44109 | 0.21199 | 44.5232 | 210.0214 | 56033.7169
| 336.4 AL | 336.4 | 3447948.46 | 2032972 | 1.696 | 2418.2159 | 1425.8233 | 479646.9483
| 397.5 MCM AL | 397.5 | 109.84 | 267 | 0.41139 | 6.7221 | 16.3401 | 6495.2035
| AERIAL CABLE | 105.53 | 99150.89 | 77006 | 1.2876 | 357.3011 | 277.4995 | 29284.5275
| 4/0 AERIAL CABLE | 211.6 | 4242.37 | 7885 | 0.53803 | 47.7758 | 88.7975 | 18789.5558
| AERIAL CABLE 2 | 66.37 | 8106.39 | 1430 | 5.6688 | 214.3678 | 37.8153 | 2509.8042
| 2 SP CABLE | 66.37 | 6665.84 | 938 | 7.1064 | 217.6474 | 30.6268 | 2032.6998
| 1/0 SP CABLE | 105.53 | 7470 | 950 | 7.8632 | 242.3588 | 30.8221 | 3252.653
| 4/0 SP CABLE | 211.6 | 70292.09 | 23880 | 2.9436 | 454.8721 | 154.5316 | 32698.876
| TOTAL |  | 14903479.41 | 26201431
| Zero Intercept Linear Regression Results |  |  |  |  | LINEST Array
| Size Coefficient ($ per MCM) |  | 0.0039101 |  |  | 0.0039101 | 0.1549
| Zero Intercept ($ per Unit) |  | 0.1549 |  |  | 0.00056019 | 0.074394
| R-Square |  | 0.92479 |  |  | 0.92479 | 229.9549
Plant Classification
| Total Number of Units |  | 26201431
| Zero Intercept ($/Unit) |  | 0.1549
| Minimum System ($/Unit) |  | 0.057289
| Use Min System (M) or Zero Intercept (Z)? |  | Z
| Zero Intercept or Min System Cost ($) |  | 4058572.645
| Total Cost of Sample |  | 14903479.41
| Percentage of Total |  | 0.27232
| Percentage Classified as Customer-Related |  | 27.23%
| Percentage Classified as Demand-Related |  | 72.77%
Account 367 - Underground Conductors and Devices
[5 empty] | Actual |  | Linear Regression Inputs
Unit Cost
| Description | Size | Cost | Quantity | ($ per Unit) | y*n^0.5 | n^0.5 | xn^0.5
| 2 URD TRIPLEX | 66.37 | 230651.36 | 83468 | 2.7634 | 798.3549 | 288.9083 | 19174.8432
| 4 URD TRIPLEX | 41.74 | 5310.85 | 745 | 7.1287 | 194.5745 | 27.2947 | 1139.2803
| 350 URD TRIPLEX | 350 | 222188.94 | 38965 | 5.7023 | 1125.6026 | 197.3955 | 69088.4397
| 1/0 URD CONC | 105.53 | 183398.64 | 39727 | 4.6165 | 920.1385 | 199.3163 | 21033.8525
| 4/0 URD CONC | 211.592 | 33664.31 | 13213 | 2.5478 | 292.866 | 114.9478 | 24322.0379
| 2/0 URD TRIPLEX | 133.072 | 1142408.46 | 292655 | 3.9036 | 2111.7545 | 540.976 | 71988.7543
| 4/0 URD TRIPLEX | 211.592 | 1040976.14 | 309553 | 3.3628 | 1870.9978 | 556.3749 | 117724.4723
| 350 URD QUAD | 350 | 16956.02 | 2084 | 8.1363 | 371.4284 | 45.6508 | 15977.7971
| 2 URD CONC | 66.37 | 833215.91 | 193822 | 4.2989 | 1892.5877 | 440.2522 | 29219.5385
| 2 URD SOL | 66.37 | 61921.51 | 29947 | 2.0677 | 357.8202 | 173.052 | 11485.4623
| TOTAL |  | 3770692.14 | 1004179
| Zero Intercept Linear Regression Results |  |  |  |  | LINEST Array
| Size Coefficient ($ per MCM) |  | 0.0016148 |  |  | 0.0016148 | 3.5199
| Zero Intercept ($ per Unit) |  | 3.5199 |  |  | 0.0035133 | 0.57029
| R-Square |  | 0.96525 |  |  | 0.96525 | 252.5462
Plant Classification
| Total Number of Units |  | 1004179
| Zero Intercept ($/Unit) |  | 3.5199
| Minimum System ($/Unit) |  | 2.0677
| Use Min System (M) or Zero Intercept (Z)? |  | Z
| Zero Intercept or Min System Cost ($) |  | 3534575.4351
| Total Cost of Sample |  | 3770692.14
| Percentage of Total |  | 0.93738
| Percentage Classified as Customer-Related |  | 93.74%
| Percentage Classified as Demand-Related |  | 6.262%
Account 368 - Line Transformers
[5 empty] | Actual |  | Linear Regression Inputs |  | NARUC CAM
Unit Cost
| Description | Size | Cost | Quantity | ($ per Unit) | y*n^0.5 | n^0.5 | xn^0.5 | Incl? | Qty
| 10 KVA CONV. | 10 | 23235.62 | 60 | 387.2603 | 2999.7056 | 7.746 | 77.4597 | 1 | 60
| 15 KVA CONV. | 15 | 469613.64 | 713 | 658.6447 | 17587.169 | 26.7021 | 400.5309 | 1 | 713
| 25 KVA CONV. | 25 | 255533.24 | 352 | 725.9467 | 13619.9675 | 18.7617 | 469.0416 | 1 | 352
| 37.5 KVA CONV. | 37.5 | 21794.3 | 46 | 473.7891 | 3213.3942 | 6.7823 | 254.3374 | 1 | 46
| 50 KVA CONV. | 50 | 334415.92 | 417 | 801.9566 | 16376.4181 | 20.4206 | 1021.0289 | 1 | 417
| 75 KVA CONV. | 75 | 11499.18 | 12 | 958.265 | 3319.5273 | 3.4641 | 259.8076 | 0 | 0
| 100 KVA CONV. | 100 | 169343.51 | 126 | 1343.9961 | 15086.3189 | 11.225 | 1122.4972 | 0 | 0
| 167 KVA CONV. | 167 | 156418.29 | 85 | 1840.2152 | 16965.9456 | 9.2195 | 1539.6639 | 0 | 0
| 250 KVA CONV. | 250 | 57538.89 | 22 | 2615.4041 | 12267.3326 | 4.6904 | 1172.6039 | 0 | 0
| 333 KVA CONV. | 333 | 172470.01 | 50 | 3449.4002 | 24390.9427 | 7.0711 | 2354.6656 | 0 | 0
| 500 KVA CONV. | 500 | 21705.96 | 3 | 7235.32 | 12531.9418 | 1.7321 | 866.0254 | 0 | 0
| 500 KVA 3PH PAD MT | 500 | 79744.88 | 11 | 7249.5345 | 24043.986 | 3.3166 | 1658.3124 | 0 | 0
| 750KVA, 1000KVA 3PH PAD MT | 750 | 79109.43 | 8 | 9888.6787 | 27969.4072 | 2.8284 | 2121.3203 | 0 | 0
| 1500 KVA PAD MT | 1500 | 9265 | 1 | 9265 | 9265 | 1 | 1500 | 0 | 0
| 1.5 KVA CSP | 1.5 | 22260.23 | 213 | 104.5081 | 1525.2458 | 14.5945 | 21.8918 | 1 | 213
| 3 KVA CSP | 3 | 72479.61 | 538 | 134.7205 | 3124.8179 | 23.1948 | 69.5845 | 1 | 538
| 5 KVA CSP | 5 | 144791.56 | 849 | 170.5437 | 4969.2335 | 29.1376 | 145.688 | 1 | 849
| 7.5 KVA CSP | 7.5 | 6909.14 | 31 | 222.8755 | 1240.9182 | 5.5678 | 41.7582 | 1 | 31
| 10 KVA CSP | 10 | 934267.93 | 4118 | 226.8742 | 14558.8902 | 64.1716 | 641.7164 | 1 | 4118
| 15 KVA CSP | 15 | 3655432.69 | 8721 | 419.1529 | 39143.1388 | 93.3863 | 1400.7944 | 1 | 8721
| 25 KVA CSP | 25 | 2158199.32 | 4040 | 534.2078 | 33954.7759 | 63.561 | 1589.0249 | 1 | 4040
| 50 KVA CSP | 50 | 273582.74 | 326 | 839.2109 | 15152.3466 | 18.0555 | 902.7735 | 1 | 326
| 75 KVA CSP | 75 | 1645.42 | 2 | 822.71 | 1163.4876 | 1.4142 | 106.066 | 0 | 0
| 500 KVA URD | 500 | 40445.31 | 8 | 5055.6637 | 14299.5765 | 2.8284 | 1414.2136 | 0 | 0
| 300 KVA URD | 300 | 15475.28 | 4 | 3868.82 | 7737.64 | 2 | 600 | 0 | 0
| 1667 AUTO CONVERSION TRANSFORMER | 1667 | 4158.51 | 3 | 1386.17 | 2400.9169 | 1.7321 | 2887.3287 | 0 | 0
| 2000 KVA 3PH PADMOUNT | 2000 | 16503.85 | 4 | 4125.9625 | 8251.925 | 2 | 4000 | 0 | 0
| TOTAL |  | 9207839.46 | 20763 | [5 empty] | 20424
| Zero Intercept Linear Regression Results |  |  |  |  | LINEST Array
| Size Coefficient ($ per MCM) |  | 6.0927 |  |  | 6.0927 | 319.9134
| Zero Intercept ($ per Unit) |  | 319.9134 |  |  | 1.0846 | 55.7284
| R-Square |  | 0.80998 |  |  | 0.80998 | 7378.1253
Plant Classification
| Total Number of Units | * | 20424 |  | * Only single-phase up to 50 KVA should be included
| Zero Intercept ($/Unit) |  | 319.9134 |  | in the Customer-related component per NARUC CAM
| Minimum System ($/Unit) |  | 104.5081
| Use Min System (M) or Zero Intercept (Z)? |  | Z
| Zero Intercept or Min System Cost ($) |  | 6533911.3272
| Total Cost of Sample |  | 9207839.46
| Percentage of Total |  | 0.7096
| Percentage Classified as Customer-Related |  | 70.96%
| Percentage Classified as Demand-Related |  | 29.04%
| Descripton | Acct | Demand | Customer |  | Method
| Poles, Towers and Fixtures | 364 | 0.62926 | 0.37074 |  | M
| Overhead Conductors and Devices | 365 | 0.72768 | 0.27232 |  | Z
| Underground Conductors and Devices | 367 | 0.062619 | 0.93738 |  | Z
| Line Transformers | 368 | 0.2904 | 0.7096 |  | Z