## ROR Summary
[6 empty] | 9 | 13 | 17 | 21 | 25 | 29 | 33 | 37 | 41 | 45 | 49 | 53 | 57 | 61 | 65 | 69
Allocation Factor
|  |  | Name | No | Total Kentucky | Residential (RS) | General Service | All Electric Schools (AES) | Power Service-Secondary (PS-Sec) | Power Service-Primary (PS-Pri) | Time of Day-Secondary (TOD-Sec) | Time of Day-Primary (TOD-Pri) | Retail Transmission (RTS) | Fluctuating Load Service (FLS) | Outdoor Lighting (LS & RLS) | Lighting Energy (LE) | Traffic Energy | Outdoor Sports Lighting (OSL) | Electric Vehicle Charging (EV) | Solar Share (SSP) | Business Solar (BS) | Check
Operating Revenues
|  | Sales |  |  | 1558608458.4697 | 611492797.01 | 224799513.08 | 11901436 | 169760856.8 | 9429914.57 | 134172118.09 | 250417885.85 | 82247980.76 | 32956814.48 | 30555893.2497 | 307245.56 | 271290.95 | 92319.95 | 1533 | 162504 | 38355.12 | 0
|  | Sales for Resale | Energy | 2 | 8863601.1024 | 3060543.8926 | 864128.5212 | 66193.6438 | 874964.3887 | 39542.3246 | 918738.0733 | 1985075.4924 | 690878.1645 | 298011.9295 | 61867.9634 | 2250.9469 | 1232.0476 | 168.0755 | 5.6385 | 0 | 0 | 0
|  | Curtailable Service Rider |  |  | -18634070.13 | 33: -1032456; 37: -3386120; 41: -14215494 | 0.13
|  | LATE PAYMENT CHARGES | LPAY |  | 3870654 | 3005113.0176 | 603038.2172 | 17978.5682 | 188379.8675 | 8644.3939 | 32506.724 | 10840.1848 | 848.4239 | 42.4212 | 3262.1816 | 0 | 0 | 0 | 0 | 0 | 0 | 0
|  | RECONNECT CHARGES | RECON |  | 2104204 | 2004118.9292 | 96023.6476 | 268.2508 | 2810.7385 | 128.9794 | 485.0195 | 161.7419 | 12.659 | 0.63295 | 193.4011 | 0 | 0 | 0 | 0 | 0 | 0 | 0
|  | OTHER SERVICE CHARGES | MISCSERV |  | 93979 | 9791.5193 | 18330.5672 | 4534.3369 | 47510.891 | 2180.1845 | 8198.4526 | 2733.9803 | 213.9792 | 10.699 | 474.39 | 0 | 0 | 0 | 0 | 0 | 0 | 0
|  | RENT FROM ELEC PROPERTY | RFEP |  | 2942175 | 1391702.4593 | 345603.159 | 21943.7731 | 259913.9298 | 11264.6608 | 240634.3691 | 419404.6854 | 127744.475 | 59096.5292 | 64193.6704 | 225.8526 | 348.5045 | 98.9318 | 0 | 0 | 0 | 0
|  | TRANSMISSION SERVICE | PLTRT |  | 26560959 | 11743850.76 | 3014404.6474 | 308507.1086 | 2689112.2942 | 115553.3502 | 2378963.1519 | 3874462.3106 | 1343579.7704 | 900301.5033 | 181330.6288 | 6597.3664 | 1777.4917 | 2502.998 | 15.6186 | 0 | 0 | 0
|  | ANCILLARY SERVICES | Prod Plt |  | 1421404 | 508867.9166 | 140853.0414 | 10674.3182 | 141006.8374 | 6336.4772 | 146133.4154 | 306983.48 | 106279.2352 | 45349.044 | 8400.3559 | 305.6019 | 186.9146 | 26.4381 | 0.92391 | 0 | 0 | 0
|  | TAX REMITTANCE COMPENSATION | MISCSERV |  | 600 | 62.513 | 117.0298 | 28.949 | 303.3288 | 13.9192 | 52.3422 | 17.4548 | 1.3661 | 0.068307 | 3.0287 | 0 | 0 | 0 | 0 | 0 | 0 | 0
|  | SOLAR REC | ENERGY |  | 90486 | 31472.5837 | 8861.0388 | 679.6178 | 8954.3525 | 403.8096 | 9375.0526 | 20089.0167 | 6992.7667 | 3007.2135 | 614.0092 | 22.3395 | 12.4406 | 1.7006 | 0.058052 | 0 | 0 | 0
|  | RETURN CHECK CHARGES | RETURN |  | 61024 | 56873 | 3526 | 42 | 442 | 20 | 76 | 25 | 2 | 0 | 18 | 0 | 0 | 0 | 0 | 0 | 0 | 0
|  | OTHER MISC REVENUES | MISCSERV |  | 166699 | 17368.098 | 32514.5747 | 8042.961 | 84274.3381 | 3867.1891 | 14542.3324 | 4849.5066 | 379.5542 | 18.9777 | 841.4682 | 0 | 0 | 0 | 0 | 0 | 0 | 0
|  | EXCESS FACILITIES CHARGES | MISCSERV |  | 30874 | 3216.7119 | 6021.9616 | 1489.6213 | 15608.2875 | 716.2346 | 2693.3573 | 898.1677 | 70.2965 | 3.5148 | 155.8467 | 0 | 0 | 0 | 0 | 0 | 0 | 0
|  | REFINED COAL LICENSE FEES | Prod Plt |  | 0 | [16 empty] | 0
|  | EV CHARGING STATION RENTAL |  |  | 5191 | 61: 5191 | 0
|  | Unbilled Revenue |  |  | 0 | [16 empty] | 0
0
|  | Total Operating Revenues |  |  | 1586186238.4421 | 633325778.4112 | 229932935.486 | 12341819.1487 | 174074138.0539 | 9618586.0931 | 137924516.3804 | 256010970.8714 | 81138863.4508 | 20047163.0134 | 30877248.1937 | 316647.6674 | 274848.349 | 95118.0941 | 6746.2391 | 162504 | 38355.12 | 0.13
0
[6 empty] | L | Q | V | AA | AF | AK | AP | AU | AZ | BE | BJ | BO | BT | BY | CD | CI | 0
Total O&M Expense |  |  |  |  | 892295073 | 363415324.1574 | 102311604.9045 | 6676647.4205 | 79849017.2778 | 3685174.2304 | 80711031.7459 | 165195092.0242 | 56088339.3085 | 24739163.7708 | 9262973.8571 | 191986.2425 | 141939.799 | 23772.1222 | 3006.1394 | 0 | 0 | 0
Depreciation Expense |  |  |  |  | 370531145 | 149177242.2736 | 39000838.5996 | 2834901.531 | 34380069.414 | 1531224.8048 | 34483990.6076 | 69466086.3522 | 23317739.6235 | 10367529.9094 | 5834931.4203 | 75520.1786 | 49719.8201 | 10769.9046 | 580.5609 | 0 | 0 | 0
Taxes Other Than Income Taxes |  |  |  |  | 49563937 | 21664772.7098 | 5443589.9256 | 378380.4655 | 4315701.299 | 190900.739 | 4221380.1804 | 8234827.0342 | 2672469.6838 | 1225408.1238 | 1197987.9759 | 9748.8343 | 6894.5066 | 1759.1613 | 116.3608 | 0 | 0 | 0
State & Federal Income Taxes |  |  | Taxable Income-See below |  | 23821553 | 7216419.4711 | 10612523.4619 | 235494.7561 | 6869755.1135 | 568622.5501 | 1324752.0241 | -869216.2416 | -1062019.7847 | -2884746.165 | 1759527.9016 | 2442.8513 | 9064.1807 | 8216.9019 | 415.675 | 24514.3153 | 5786.0084 | 0.019611
Total Expenses Before Interest and Taxes |  |  |  |  | 1336211708 | 541473758.612 | 157368556.8916 | 10125424.1731 | 125414543.1042 | 5975922.3242 | 120741154.5581 | 242026789.1689 | 81016528.831 | 33447355.639 | 18055421.1549 | 279698.1066 | 207618.3064 | 44518.0899 | 4118.736 | 24514.3153 | 5786.0084 | 0.019611
0
0
Net Operating Income Before Adjustments |  |  |  |  | 249974530.4421 | 91852019.7992 | 72564378.5944 | 2216394.9756 | 48659594.9497 | 3642663.7689 | 17183361.8224 | 13984181.7025 | 122334.6198 | -13400192.6256 | 12821827.0388 | 36949.5607 | 67230.0426 | 50600.0041 | 2627.503 | 137989.6847 | 32569.1116 | 0.11039
Curtailable Service Rider Credit |  |  |  |  | 18634070.13 | 0 | 0 | 0 | 0 | 0 | 0 | 1032456 | 3386120 | 14215494 | 0 | 0 | 0 | 0 | 0 | 0 | 0 | -0.13
Allocation of Curtailable Service Rider Credits |  |  | Prod. Plt |  | -18634070.13 | -6671066.3862 | -1846530.228 | -139936.2835 | -1848546.4345 | -83068.8254 | -1915753.9386 | -4024437.5953 | -1393280.6737 | -594508.8568 | -110125.4966 | -4006.3253 | -2450.3803 | -346.5937 | -12.1121 | 0 | 0 | 0
Adjustment for EV & Solar to match Seelye Direct Assignments |  |  |  |  | -221501.1873 | BY: -31113.3909; CD: -171788.6847; CI: -18599.1116 | 0
Allocate Adjustment for EV & Solar Operating Income |  |  |  |  | 221501.1873 | 75530.7441 | 62706.1743 | 1841.2152 | 41507.7923 | 3156.326 | 13537.93 | 9746.8861 | 1875.5444 | 195.7788 | 11271.5841 | 29.2111 | 57.4407 | 44.5602 | 0 | 0 | 0 | 0
Adjusted Net Operating Income |  |  |  |  | 249974530.4421 | 85256484.1572 | 70780554.5406 | 2078299.9074 | 46852556.3076 | 3562751.2695 | 15281145.8138 | 11001946.9933 | 2117049.4904 | 220988.2964 | 12722973.1263 | 32972.4465 | 64837.103 | 50297.9706 | -28498 | -33799 | 13970 | -0.019611
0
Rate Base Before Adjustment for EV & Solar to match Seelye Direct Assignments |  |  |  |  | 5197832023.34 | 2297904471.6767 | 575341206.2391 | 39955971.9875 | 448093592.5278 | 19821698.5489 | 436264508.542 | 846699358.1638 | 273624218.404 | 127289128.281 | 130862408.4316 | 1040553.9407 | 727000.0944 | 195002.4769 | 12904.0253 | 0 | 0 | 0
Adjustment for EV & Solar to match Seelye Direct Assignments |  |  |  |  | 2960537.9747 | BY: 92634.9747; CD: 2576969; CI: 290934 | 0
Allocate Adjustment for EV & Solar Rate Base |  |  |  |  | -2960537.9747 | -1308824.5848 | -327698.8772 | -22757.847 | -255222.0588 | -11289.9064 | -248484.5307 | -482257.1824 | -155848.9957 | -72500.464 | -74535.7083 | -592.6715 | -414.0797 | -111.0682 | 0 | 0 | 0 | 0
Adjusted Rate Base |  |  |  |  | 5197832023.34 | 2296595647.0919 | 575013507.3619 | 39933214.1405 | 447838370.469 | 19810408.6425 | 436016024.0113 | 846217100.9814 | 273468369.4084 | 127216627.817 | 130787872.7234 | 1039961.2692 | 726586.0147 | 194891.4088 | 105539 | 2576969 | 290934 | 0
0
ROR @ Current Rates |  |  |  |  | 4.809% | 3.712% | 12.31% | 5.204% | 10.46% | 17.98% | 3.505% | 1.3% | 0.7741% | 0.1737% | 9.728% | 3.171% | 8.924% | 25.81% | -27% | -1.312% | 4.802% | 0.74734
Indexed ROR @ Current Rates |  |  |  |  | 100% | 77.19% | 256% | 108.2% | 217.5% | 374% | 72.88% | 27.03% | 16.1% | 3.612% | 202.3% | 65.93% | 185.6% | 536.6% | -561.5% | -27.27% | 99.85% | 15.5397
0
0
KU Proposed Increase | [21 empty] | 0
Revenue @ Current Rates |  |  |  |  | 1586186238.5721 | 633325778.4112 | 229932935.486 | 12341819.1487 | 174074138.0539 | 9618586.0931 | 137924516.3804 | 256010970.8714 | 81138863.4508 | 20047163.0134 | 30877248.1937 | 316647.6674 | 274848.349 | 95118.0941 | 6746.2391 | 162504 | 38355.12 | 0
KU Proposed Revenue Increase |  |  |  |  | 169747179 | 68196266 | 26734943 | 1453830 | 18553034 | 1039687 | 14530948 | 26942083 | 8787141 | 3514118 | -129 | 18 | 2 | -4762 | 0 | 0 | 0 | 0
Rev. Adjustment for Solar Share & EV |  |  |  |  | 353856 | BY: 48431; CD: 295846; CI: 9579 | 0
Change in Other Service Revenue |  |  | MISCSERV |  | 366528 | 38187.9568 | 71491.143 | 17684.3917 | 185297.4799 | 8502.949 | 31974.8289 | 10662.811 | 834.5415 | 41.7271 | 1850.1709 | 0 | 0 | 0 | 0 | 0 | 0 | 0
Change in Misc. Charges |  |  | MISCSERV |  | 5899 | 614.6072 | 1150.5976 | 284.6173 | 2982.2274 | 136.8487 | 514.6115 | 171.6101 | 13.4313 | 0.67157 | 29.7771 | 0 | 0 | 0 | 0 | 0 | 0 | 0
Total KU Proposed Revenue |  |  |  |  | 1756659700.5721 | 701560846.9752 | 256740520.2266 | 13813618.1578 | 192815451.7612 | 10666912.8909 | 152487953.8209 | 282963888.2926 | 89926852.4236 | 23561323.412 | 30878999.1417 | 316665.6674 | 274850.349 | 90356.0941 | 55177.2391 | 458350 | 47934.12 | 0
0
Operating Expenses @ Current Rates |  |  |  |  | 1336211708.0196 | 541473758.612 | 157368556.8916 | 10125424.1731 | 125414543.1042 | 5975922.3242 | 120741154.5581 | 242026789.1689 | 81016528.831 | 33447355.639 | 18055421.1549 | 279698.1066 | 207618.3064 | 44518.0899 | 4118.736 | 24514.3153 | 5786.0084 | 0
Increase in Uncollectible Expense |  |  |  | 0.316% | 538696.1399 | 215622.8167 | 84711.9678 | 4650.8849 | 59222.5513 | 3312.7127 | 46020.4623 | 85171.2191 | 27770.0452 | 11104.7469 | 5.533 | 0.05688 | 0.00632 | -15.0479 | 153.042 | 934.8734 | 30.2696 | 0
Increase in PSC Fees |  |  |  | 0.2% | 340946.924 | 136470.1371 | 53615.1695 | 2943.598 | 37482.6274 | 2096.6536 | 29126.8749 | 53905.8348 | 17575.9779 | 7028.3208 | 3.5019 | 0.036 | 0.004 | -9.524 | 96.862 | 591.692 | 19.158 | 0
Incremental Income Taxes |  |  |  | 24.83% | 42323441.2965 | 16940718.4253 | 6655518.2593 | 365403.4958 | 4652905.3919 | 260268.0626 | 3615664.1764 | 6691599.9996 | 2181793.7586 | 872460.4967 | 434.7078 | 4.4689 | 0.49654 | -1182.2616 | 12023.9629 | 73449.6775 | 2378.178 | 0
Total Operating Expenses @ KU Proposed Increase |  |  |  |  | 1379414792.3801 | 558766569.9911 | 164162402.2882 | 10498422.1518 | 130164153.6748 | 6241599.7531 | 124431966.0717 | 248857466.2224 | 83243668.6128 | 34337949.2034 | 18055864.8976 | 279702.6684 | 207618.8133 | 43311.2564 | 16392.6029 | 99490.5582 | 8213.614 | 0
Net Operating Income @ KU Proposed Increase |  |  |  |  | 377244908.192 | 142794276.9841 | 92578117.9384 | 3315196.006 | 62651298.0864 | 4425313.1378 | 28055987.7492 | 34106422.0702 | 6683183.8108 | -10776625.7914 | 12823134.2441 | 36962.999 | 67231.5357 | 47044.8376 | 38784.6362 | 358859.4418 | 39720.506 | 0
0
Rate Base |  |  |  |  | 5197832023.34 | 2296595647.0919 | 575013507.3619 | 39933214.1405 | 447838370.469 | 19810408.6425 | 436016024.0113 | 846217100.9814 | 273468369.4084 | 127216627.817 | 130787872.7234 | 1039961.2692 | 726586.0147 | 194891.4088 | 105539 | 2576969 | 290934 | 0
ROR @ KU Proposed Increase |  |  |  |  | 7.258% | 6.218% | 16.1% | 8.302% | 13.99% | 22.34% | 6.435% | 4.03% | 2.444% | -8.471% | 9.805% | 3.554% | 9.253% | 24.14% | 36.75% | 13.93% | 13.65% | 1.7521
Indexed ROR @ KU Proposed Increase |  |  |  |  | 100% | 85.67% | 221.8% | 114.4% | 192.8% | 307.8% | 88.66% | 55.53% | 33.67% | -116.7% | 135.1% | 48.97% | 127.5% | 332.6% | 506.3% | 191.9% | 188.1%
0
AG Proposed Increase | [21 empty] | 0
Revenue @ Current Rates |  |  |  |  | 1586186238.5721 | 633325778.4112 | 229932935.486 | 12341819.1487 | 174074138.0539 | 9618586.0931 | 137924516.3804 | 256010970.8714 | 81138863.4508 | 20047163.0134 | 30877248.1937 | 316647.6674 | 274848.349 | 95118.0941 | 6746.2391 | 162504 | 38355.12 | 0
AG Proposed Revenue Increase |  |  |  |  | 0 | 0 | 0 | 0 | 0 | 0 | 0 | 0 | 0 | 0 | 0 | 0 | 0 | 0 | 0 | 0 | 0 | 0
Rev. Adjustment for Solar Share & EV |  |  |  |  | 353856 | 0 | 0 | 0 | 0 | 0 | 0 | 0 | 0 | 0 | 0 | 0 | 0 | 0 | 48431 | 295846 | 9579 | 0
Change in Other Service Revenue |  |  |  |  | 366528 | 38187.9568 | 71491.143 | 17684.3917 | 185297.4799 | 8502.949 | 31974.8289 | 10662.811 | 834.5415 | 41.7271 | 1850.1709 | 0 | 0 | 0 | 0 | 0 | 0 | 0
Change in Misc. Charges |  |  |  |  | 5899 | 614.6072 | 1150.5976 | 284.6173 | 2982.2274 | 136.8487 | 514.6115 | 171.6101 | 13.4313 | 0.67157 | 29.7771 | 0 | 0 | 0 | 0 | 0 | 0 | 0
Total AG Proposed Revenue |  |  |  |  | 1586912521.5721 | 633364580.9752 | 230005577.2266 | 12359788.1578 | 174262417.7612 | 9627225.8909 | 137957005.8209 | 256021805.2926 | 81139711.4236 | 20047205.412 | 30879128.1417 | 316647.6674 | 274848.349 | 95118.0941 | 55177.2391 | 458350 | 47934.12 | 0
0
Operating Expenses @ Current Rates |  |  |  |  | 1336211708.0196 | 541473758.612 | 157368556.8916 | 10125424.1731 | 125414543.1042 | 5975922.3242 | 120741154.5581 | 242026789.1689 | 81016528.831 | 33447355.639 | 18055421.1549 | 279698.1066 | 207618.3064 | 44518.0899 | 4118.736 | 24514.3153 | 5786.0084 | 0
Increase in Uncollectible Expense |  |  |  | 0.316% | 2295.0543 | 122.6161 | 229.5479 | 56.7821 | 594.9639 | 27.3018 | 102.6666 | 34.2368 | 2.6796 | 0.13398 | 5.9406 | 0 | 0 | 0 | 153.042 | 934.8734 | 30.2696 | 0
Increase in PSC Fees |  |  |  | 0.2% | 1452.566 | 77.6051 | 145.2835 | 35.938 | 376.5594 | 17.2796 | 64.9789 | 21.6688 | 1.6959 | 0.084797 | 3.7599 | 0 | 0 | 0 | 96.862 | 591.692 | 19.158 | 0
Incremental Income Taxes |  |  |  | 24.83% | 180314.2586 | 9633.5114 | 18034.7628 | 4461.1653 | 46744.1973 | 2145.0023 | 8066.1524 | 2689.8614 | 210.5262 | 10.5263 | 466.7347 | 0 | 0 | 0 | 12023.9629 | 73449.6775 | 2378.178 | 0
Total Operating Expenses @ AG Proposed Increase |  |  |  |  | 1336395769.8985 | 541483592.3446 | 157386966.4858 | 10129978.0585 | 125462258.8248 | 5978111.9079 | 120749388.356 | 242029534.9359 | 81016743.7328 | 33447366.384 | 18055897.5901 | 279698.1066 | 207618.3064 | 44518.0899 | 16392.6029 | 99490.5582 | 8213.614 | 0
Net Operating Income @ AG Proposed Increase |  |  |  |  | 250516751.6736 | 91880988.6306 | 72618610.7408 | 2229810.0993 | 48800158.9365 | 3649113.983 | 17207617.4649 | 13992270.3566 | 122967.6909 | -13400160.972 | 12823230.5516 | 36949.5607 | 67230.0426 | 50600.0041 | 38784.6362 | 358859.4418 | 39720.506 | 0
0
Rate Base |  |  |  |  | 5197832023.34 | 2296595647.0919 | 575013507.3619 | 39933214.1405 | 447838370.469 | 19810408.6425 | 436016024.0113 | 846217100.9814 | 273468369.4084 | 127216627.817 | 130787872.7234 | 1039961.2692 | 726586.0147 | 194891.4088 | 105539 | 2576969 | 290934 | 0
ROR @ AG Proposed Increase |  |  |  |  | 4.82% | 4.001% | 12.63% | 5.584% | 10.9% | 18.42% | 3.947% | 1.654% | 0.04497% | -10.53% | 9.805% | 3.553% | 9.253% | 25.96% | 36.75% | 13.93% | 13.65% | 1.5472
Indexed ROR @ AG Proposed Increase |  |  |  |  | 100% | 83.01% | 262% | 115.9% | 226.1% | 382.2% | 81.88% | 34.31% | 0.933% | -218.6% | 203.4% | 73.72% | 192% | 538.7% | 762.5% | 288.9% | 283.3% | 32.1028
0
0
Memo: Calculation of Taxable Income | [21 empty] | 0
Operating Revenue |  |  |  |  | 1586186238.4421 | 633325778.4112 | 229932935.486 | 12341819.1487 | 174074138.0539 | 9618586.0931 | 137924516.3804 | 256010970.8714 | 81138863.4508 | 20047163.0134 | 30877248.1937 | 316647.6674 | 274848.349 | 95118.0941 | 6746.2391 | 162504 | 38355.12 | 0.13
Operating Expenses |  |  |  |  | 1312390155 | 534257339.1408 | 146756033.4297 | 9889929.417 | 118544787.9907 | 5407299.7742 | 119416402.534 | 242896005.4105 | 82078548.6158 | 36332101.804 | 16295893.2533 | 277255.2553 | 198554.1257 | 36301.1881 | 3703.061 | 0 | 0 | 0
Interest Expense |  |  | Rate Base |  | 115884365 | 51231205.4978 | 12827088.3022 | 890808.4026 | 9990134.5787 | 441919.8118 | 9726408.1097 | 18876950.4336 | 6100383.5168 | 2837879.2804 | 2917544.6677 | 23198.8899 | 16208.2853 | 4347.5315 | 287.692 | 0 | 0 | 0
Taxable Income |  |  |  |  | 157911718.4421 | 47837233.7725 | 70349813.7541 | 1561081.3291 | 45539215.4845 | 3769366.5072 | 8781705.7368 | -5761984.9727 | -7040068.6818 | -19122818.0711 | 11663810.2727 | 16193.5222 | 60085.9381 | 54469.3745 | 2755.486 | 162504 | 38355.12 | 0.13
0
0
Memo: | [21 empty] | 0
| Operating Income Before EV & Solar Adjustment Excl. EV & Solar |  |  |  | 249801356.2352 | 85180953.4131 | 70717848.3663 | 2076458.6922 | 46811048.5152 | 3559594.9435 | 15267607.8838 | 10992200.1071 | 2115173.946 | 220792.5176 | 12711701.5422 | 32943.2355 | 64779.6623 | 50253.4104 | 0 | 0 | 0 | 0
| Rate Base Before EV & Solar Adjustment Excl. EV & Solar |  |  |  | 5197819119.3147 | 2297904471.6767 | 575341206.2391 | 39955971.9875 | 448093592.5278 | 19821698.5489 | 436264508.542 | 846699358.1638 | 273624218.404 | 127289128.281 | 130862408.4316 | 1040553.9407 | 727000.0944 | 195002.4769 | 0 | 0 | 0 | 0
0
0
Memo: revenue allocators | [21 empty] | 0
|  | Late Payment Revenue |  | LPAY | 3985851.63 | 3094550.59 | 620985.72 | 18513.6427 | 193986.3914 | 8901.6667 | 33474.1826 | 11162.8082 | 873.6746 | 43.6837 | 3359.27 | 0 | 0 | 0 | 0 |  | 0 | 0
[5 empty] | 100% | 77.64% | 15.58% | 0.4645% | 4.867% | 0.2233% | 0.8398% | 0.2801% | 0.02192% | 0.001096% | 0.08428% | 0% | 0% | 0% | 0% | 0% | 0% | 0
0
|  | Misc Service Revenue Allocator |  | MISCSERV | 1671783.82 | 174180.44 | 326080.78 | 80660.9045 | 845166.8872 | 38783.1015 | 145841.5228 | 48634.5244 | 3806.4568 | 190.3228 | 8438.88 | 0 | 0 | 0 | 0 |  | 0 | 0
[5 empty] | 100% | 10.42% | 19.5% | 4.825% | 50.55% | 2.32% | 8.724% | 2.909% | 0.2277% | 0.01138% | 0.5048% | 0% | 0% | 0% | 0% | 0% | 0% | 0
0
|  | Reconnect Charges |  | RECON | 1827840 | 1740900 | 83412 | 233.019 | 2441.579 | 112.0394 | 421.3175 | 140.4989 | 10.9964 | 0.54982 | 168 | [5 empty] | 0 | 0
[5 empty] | 100% | 95.24% | 4.563% | 0.01275% | 0.1336% | 0.00613% | 0.02305% | 0.007687% | 0.0006016% | 3.008e-05% | 0.009191% | 0% | 0% | 0% | 0% | 0% | 0% | 0
0
|  | Return Check Charges |  | RETURN | 86978 | 81062 | 5025 | 60.0579 | 629.2879 | 28.8768 | 108.5896 | 36.2119 | 2.8342 | 0.14171 | 25 | [5 empty] | 0 | 0
[5 empty] | 100% | 93.2% | 5.777% | 0.06905% | 0.7235% | 0.0332% | 0.1248% | 0.04163% | 0.003259% | 0.0001629% | 0.02874% | 0% | 0% | 0% | 0% | 0% | 0% | 0
0
|  | Rent From Electric Property |  | RFEP | 5194858580.8198 | 2457262896.4776 | 610215074.3199 | 38745077.3767 | 458917674.3377 | 19889476.2546 | 424876670.2838 | 740522922.2956 | 225552348.8166 | 104343933.1882 | 113343713.2075 | 398777.2412 | 615337.8301 | 174679.1903 |  |  | 0 | 0
[5 empty] | 100% | 47.3% | 11.75% | 0.7458% | 8.834% | 0.3829% | 8.179% | 14.25% | 4.342% | 2.009% | 2.182% | 0.007676% | 0.01185% | 0.003363% | 0% | 0% | 0% | 0
0
|  | Interruptible Credit Allocator |  | INTCRE | 6069280510.3391 | 2490784384.3145 | 670878802.212 | 43048460.1526 | 625621337.2283 | 27180232.6254 | 601676612.887 | 1101435629.5036 | 358533878.3917 | 148468385.7379 | 967725.5269 | 35208.8334 | 575744.7241 | 74108.2017 | 0 | 0 | 0 | 0
[5 empty] | 100% | 41.04% | 11.05% | 0.7093% | 10.31% | 0.4478% | 9.913% | 18.15% | 5.907% | 2.446% | 0.01594% | 0.0005801% | 0.009486% | 0.001221% | 0% | 0% | 0% | 0
0
0
0
0
0
0
0
0
0
0
|  | Remove ECR Revenues | [19 empty] | 0
0
|  | Base Rate Revenue | [19 empty] | 0
0
0
0
0
0
0
0
0
0
0
0
0
0
0
0
0
0
0
0
0
0
0
0
0
0
0
0
0
0

## Class Allocation
[11 empty] | 9 | 10 | 11 | 12 |  | 13 | 14 | 15 | 16 |  | 17 | 18 | 19 | 20 |  | 21 | 22 | 23 | 24 |  | 25 | 26 | 27 | 28 |  | 29 | 30 | 31 | 32 |  | 33 | 34 | 35 | 36 |  | 37 | 38 | 39 | 40 |  | 41 | 42 | 43 | 44 |  | 45 | 46 | 47 | 48 |  | 49 | 50 | 51 | 52 |  | 53 | 54 | 55 | 56 |  | 57 | 58 | 59 | 60 |  | 61 | 62 | 63 | 64 |  | 65 | 66 | 67 | 68 |  | 69 | 70 | 71
|  |  | Allocation Factor |  | Total Kentucky |  |  |  |  | Residential (RS) |  |  |  |  | General Service |  |  |  |  | All Electric Schools (AES) |  |  |  |  | Power Service-Secondary (PS-Sec) |  |  |  |  | Power Service-Primary (PS-Pri) |  |  |  |  | Time of Day-Secondary (TOD-Sec) |  |  |  |  | Time of Day-Primary (TOD-Pri) |  |  |  |  | Retail Transmission (RTS) |  |  |  |  | Fluctuating Load Service (FLS) |  |  |  |  | Outdoor Lighting (LS & RLS) |  |  |  |  | Lighting Energy (LE) |  |  |  |  | Traffic Energy |  |  |  |  | Outdoor Sports Lighting (OSL) |  |  |  |  | Electric Vehicle Charging (EV) |  |  |  |  | Solar Share (SSP) |  |  |  |  | Business Solar (BS) |  |  |  | Check
| Description |  | Name | No | Total | Demand | Energy | Customer |  | Total | Demand | Energy | Customer |  | Total | Demand | Energy | Customer |  | Total | Demand | Energy | Customer |  | Total | Demand | Energy | Customer |  | Total | Demand | Energy | Customer |  | Total | Demand | Energy | Customer |  | Total | Demand | Energy | Customer |  | Total | Demand | Energy | Customer |  | Total | Demand | Energy | Customer |  | Total | Demand | Energy | Customer |  | Total | Demand | Energy | Customer |  | Total | Demand | Energy | Customer |  | Total | Demand | Energy | Customer |  | Total | Demand | Energy | Customer |  | Total | Demand | Energy | Customer |  | Total | Demand | Energy | Customer | Demand | Energy | Customer | Total
Rate Base
Plant in Service
Intangible Plant
| 301 | ORGANIZATION | PT&D | 35 | 41552 | 35895.5503 | 0 | 5656.4497 |  | 18144.1182 | 14186.1682 | 0 | 3957.95 |  | 4560.3221 | 3759.6531 | 0 | 800.669 |  | 316.1207 | 310.3951 | 0 | 5.7256 |  | 3616.914 | 3545.4645 | 0 | 71.4495 |  | 160.0401 | 154.2265 | 0 | 5.8136 |  | 3541.6616 | 3527.7111 | 0 | 13.9505 |  | 6919.9682 | 6910.1213 | 0 | 9.8468 |  | 2245.9037 | 2241.5659 | 0 | 4.3378 |  | 1026.4255 | 1026.1577 | 0 | 0.26777 |  | 1005.012 | 220.5631 | 0 | 784.4489 |  | 8.1631 | 8.0242 | 0 | 0.13883 |  | 5.7977 | 4.0859 | 0 | 1.7119 |  | 1.4554 | 1.391 | 0 | 0.064359 |  | 0.097654 | 0.022684 | 0 | 0.07497 |  | 0 | 0 | 0 | 0 |  | 0 | 0 | 0 | 0 | 0 | 0 | 0 | 0 | 0
| 302 | FRANCHISE AND CONSENTS | PT&D | 35 | 144369 | 124716.1317 | 0 | 19652.8683 |  | 63040.2437 | 49288.6725 | 0 | 13751.5712 |  | 15844.4634 | 13062.605 | 0 | 2781.8584 |  | 1098.3353 | 1078.4421 | 0 | 19.8932 |  | 12566.6696 | 12318.4243 | 0 | 248.2453 |  | 556.0461 | 535.8472 | 0 | 20.1989 |  | 12305.2116 | 12256.7416 | 0 | 48.47 |  | 24042.8592 | 24008.6471 | 0 | 34.212 |  | 7803.2073 | 7788.1358 | 0 | 15.0715 |  | 3566.2308 | 3565.3005 | 0 | 0.93036 |  | 3491.8315 | 766.3283 | 0 | 2725.5032 |  | 28.3619 | 27.8795 | 0 | 0.48237 |  | 20.1437 | 14.196 | 0 | 5.9478 |  | 5.0565 | 4.8329 | 0 | 0.22361 |  | 0.33929 | 0.078813 | 0 | 0.26048 |  | 0 | 0 | 0 | 0 |  | 0 | 0 | 0 | 0 | 0 | 0 | 0 | 0
| 303 | SOFTWARE | PT&D | 35 | 105565478 | 91194910.6341 | 0 | 14370567.3659 |  | 46096277.3194 | 36040855.5213 | 0 | 10055421.7982 |  | 11585786.1256 | 9551636.0418 | 0 | 2034150.0838 |  | 803124.568 | 788578.2331 | 0 | 14546.3349 |  | 9188998.2356 | 9007476.3186 | 0 | 181521.917 |  | 406591.933 | 391822.1109 | 0 | 14769.8222 |  | 8997814.9024 | 8962372.6989 | 0 | 35442.2035 |  | 17580615.7939 | 17555599.2753 | 0 | 25016.5186 |  | 5705860.0702 | 5694839.4949 | 0 | 11020.5753 |  | 2607698.7467 | 2607018.4522 | 0 | 680.2945 |  | 2553296.4972 | 560354.4902 | 0 | 1992942.007 |  | 20738.7872 | 20386.069 | 0 | 352.7182 |  | 14729.4989 | 10380.3801 | 0 | 4349.1188 |  | 3697.4265 | 3533.9178 | 0 | 163.5087 |  | 248.0954 | 57.6299 | 0 | 190.4654 |  | 0 | 0 | 0 | 0 |  | 0 | 0 | 0 | 0 | 0 | 0 | 0 | 0
|  | Total Intangible Plant |  |  | 105751399 | 91355522.3161 | 0 | 14395876.6839 |  | 46177461.6814 | 36104330.362 | 0 | 10073131.3194 |  | 11606190.9111 | 9568458.2999 | 0 | 2037732.6112 |  | 804539.024 | 789967.0702 | 0 | 14571.9537 |  | 9205181.8192 | 9023340.2074 | 0 | 181841.6118 |  | 407308.0192 | 392512.1845 | 0 | 14795.8346 |  | 9013661.7756 | 8978157.1516 | 0 | 35504.624 |  | 17611578.6213 | 17586518.0438 | 0 | 25060.5775 |  | 5715909.1812 | 5704869.1966 | 0 | 11039.9846 |  | 2612291.403 | 2611609.9104 | 0 | 681.4926 |  | 2557793.3407 | 561341.3817 | 0 | 1996451.9591 |  | 20775.3122 | 20421.9728 | 0 | 353.3394 |  | 14755.4404 | 10398.662 | 0 | 4356.7784 |  | 3703.9384 | 3540.1418 | 0 | 163.7967 |  | 248.5323 | 57.7314 | 0 | 190.8009 |  | 0 | 0 | 0 | 0 |  | 0 | 0 | 0 | 0 | 0 | 0 | 0 | 0
Steam Production Plant
|  | Total Steam Production Plant | PDisp Gplant | 26 | 4761764495 | 4761764495 | 0 | 0 |  | 1704729392.9751 | 1704729392.9751 | 0 | 0 |  | 471863742.9901 | 471863742.9901 | 0 | 0 |  | 35759424.6161 | 35759424.6161 | 0 | 0 |  | 472378965.9342 | 472378965.9342 | 0 | 0 |  | 21227471.0036 | 21227471.0036 | 0 | 0 |  | 489553222.797 | 489553222.797 | 0 | 0 |  | 1028407852.9345 | 1028407852.9345 | 0 | 0 |  | 356040006.1518 | 356040006.1518 | 0 | 0 |  | 151921246.7503 | 151921246.7503 | 0 | 0 |  | 28141553.3961 | 28141553.3961 | 0 | 0 |  | 1023779.4176 | 1023779.4176 | 0 | 0 |  | 626172.0624 | 626172.0624 | 0 | 0 |  | 88568.824 | 88568.824 | 0 | 0 |  | 3095.1471 | 3095.1471 | 0 | 0 |  | 0 | 0 | 0 | 0 |  | 0 | 0 | 0 | 0 | 0 | 0 | 0 | 0
Hydraulic Production Plant
|  | Total Hydraulic Production Plant | PDisp Gplant | 26 | 45726563 | 45726563 | 0 | 0 |  | 16370279.5608 | 16370279.5608 | 0 | 0 |  | 4531241.9785 | 4531241.9785 | 0 | 0 |  | 343392.7873 | 343392.7873 | 0 | 0 |  | 4536189.5928 | 4536189.5928 | 0 | 0 |  | 203844.4554 | 203844.4554 | 0 | 0 |  | 4701111.5958 | 4701111.5958 | 0 | 0 |  | 9875657.758 | 9875657.758 | 0 | 0 |  | 3419002.7224 | 3419002.7224 | 0 | 0 |  | 1458878.6295 | 1458878.6295 | 0 | 0 |  | 270239.4282 | 270239.4282 | 0 | 0 |  | 9831.2115 | 9831.2115 | 0 | 0 |  | 6013.0433 | 6013.0433 | 0 | 0 |  | 850.5141 | 850.5141 | 0 | 0 |  | 29.7223 | 29.7223 | 0 | 0 |  | 0 | 0 | 0 | 0 |  | 0 | 0 | 0 | 0 | 0 | 0 | 0 | 0
Other Production Plant
|  | Total Other Production Plant | PDisp Gplant | 26 | 1044547033 | 1044547033 | 0 | 0 |  | 373951721.3356 | 373951721.3356 | 0 | 0 |  | 103508662.2276 | 103508662.2276 | 0 | 0 |  | 7844235.2459 | 7844235.2459 | 0 | 0 |  | 103621682.2223 | 103621682.2223 | 0 | 0 |  | 4656486.4512 | 4656486.4512 | 0 | 0 |  | 107389050.1946 | 107389050.1946 | 0 | 0 |  | 225592923.0907 | 225592923.0907 | 0 | 0 |  | 78101412.2907 | 78101412.2907 | 0 | 0 |  | 33325648.0259 | 33325648.0259 | 0 | 0 |  | 6173168.819 | 6173168.819 | 0 | 0 |  | 224577.6233 | 224577.6233 | 0 | 0 |  | 137357.9417 | 137357.9417 | 0 | 0 |  | 19428.5758 | 19428.5758 | 0 | 0 |  | 678.9556 | 678.9556 | 0 | 0 |  | 0 | 0 | 0 | 0 |  | 0 | 0 | 0 | 0 | 0 | 0 | 0 | 0
0
|  | Total Production Plant |  |  | 5852038091 | 5852038091 | 0 | 0 | 0 | 2095051393.8715 | 2095051393.8715 | 0 | 0 | 0 | 579903647.1962 | 579903647.1962 | 0 | 0 | 0 | 43947052.6493 | 43947052.6493 | 0 | 0 | 0 | 580536837.7493 | 580536837.7493 | 0 | 0 | 0 | 26087801.9103 | 26087801.9103 | 0 | 0 | 0 | 601643384.5874 | 601643384.5874 | 0 | 0 | 0 | 1263876433.7833 | 1263876433.7833 | 0 | 0 | 0 | 437560421.1649 | 437560421.1649 | 0 | 0 | 0 | 186705773.4058 | 186705773.4058 | 0 | 0 | 0 | 34584961.6432 | 34584961.6432 | 0 | 0 | 0 | 1258188.2525 | 1258188.2525 | 0 | 0 | 0 | 769543.0474 | 769543.0474 | 0 | 0 | 0 | 108847.9139 | 108847.9139 | 0 | 0 | 0 | 3803.8249 | 3803.8249 | 0 | 0 | 0 | 0 | 0 | 0 | 0 | 0 | 0 | 0 | 0 | 0 | 0 | 0 | 0 | 0
Transmission
|  | KENTUCKY SYSTEM PROPERTY | NCPT | 22 | 1258529222 | 1258529222 | 0 | 0 |  | 556455034.633 | 556455034.633 | 0 | 0 |  | 142830548.2375 | 142830548.2375 | 0 | 0 |  | 14617891.2936 | 14617891.2936 | 0 | 0 |  | 127417327.1936 | 127417327.1936 | 0 | 0 |  | 5475226.5497 | 5475226.5497 | 0 | 0 |  | 112721631.9513 | 112721631.9513 | 0 | 0 |  | 183582378.8377 | 183582378.8377 | 0 | 0 |  | 63662400.2607 | 63662400.2607 | 0 | 0 |  | 42658691.2948 | 42658691.2948 | 0 | 0 |  | 8591929.8032 | 8591929.8032 | 0 | 0 |  | 312600.8533 | 312600.8533 | 0 | 0 |  | 84222.3051 | 84222.3051 | 0 | 0 |  | 118598.7342 | 118598.7342 | 0 | 0 |  | 740.0524 | 740.0524 | 0 | 0 |  | 0 | 0 | 0 | 0 |  | 0 | 0 | 0 | 0 | 0 | 0 | 0 | 0
|  | VIRGINIA PROPERTY - 500 KV LINE | NCPT | 22 | 8230429 | 8230429 | 0 | 0 |  | 3639060.2413 | 3639060.2413 | 0 | 0 |  | 934071.8243 | 934071.8243 | 0 | 0 |  | 95596.9193 | 95596.9193 | 0 | 0 |  | 833273.671 | 833273.671 | 0 | 0 |  | 35806.4498 | 35806.4498 | 0 | 0 |  | 737167.9357 | 737167.9357 | 0 | 0 |  | 1200577.3948 | 1200577.3948 | 0 | 0 |  | 416334.2862 | 416334.2862 | 0 | 0 |  | 278975.906 | 278975.906 | 0 | 0 |  | 56188.8171 | 56188.8171 | 0 | 0 |  | 2044.3221 | 2044.3221 | 0 | 0 |  | 550.7903 | 550.7903 | 0 | 0 |  | 775.6025 | 775.6025 | 0 | 0 |  | 4.8397 | 4.8397 | 0 | 0 |  | 0 | 0 | 0 | 0 |  | 0 | 0 | 0 | 0 | 0 | 0 | 0 | 0
|  | Total Transmission Plant |  |  | 1266759651 | 1266759651 | 0 | 0 | 0 | 560094094.8743 | 560094094.8743 | 0 | 0 | 0 | 143764620.0617 | 143764620.0617 | 0 | 0 | 0 | 14713488.2128 | 14713488.2128 | 0 | 0 | 0 | 128250600.8645 | 128250600.8645 | 0 | 0 | 0 | 5511032.9994 | 5511032.9994 | 0 | 0 | 0 | 113458799.887 | 113458799.887 | 0 | 0 | 0 | 184782956.2325 | 184782956.2325 | 0 | 0 | 0 | 64078734.5469 | 64078734.5469 | 0 | 0 | 0 | 42937667.2008 | 42937667.2008 | 0 | 0 | 0 | 8648118.6202 | 8648118.6202 | 0 | 0 | 0 | 314645.1754 | 314645.1754 | 0 | 0 | 0 | 84773.0954 | 84773.0954 | 0 | 0 | 0 | 119374.3368 | 119374.3368 | 0 | 0 | 0 | 744.8922 | 744.8922 | 0 | 0 | 0 | 0 | 0 | 0 | 0 | 0 | 0 | 0 | 0 | 0 | 0 | 0 | 0 | 0
Distribution
|  | TOTAL ACCTS 360-362 | NCPP | 23 | 341731104 | 341731104 | 0 | 0 |  | 165037885.3325 | 165037885.3325 | 0 | 0 |  | 42361826.5176 | 42361826.5176 | 0 | 0 |  | 4335491.1304 | 4335491.1304 | 0 | 0 |  | 37790450.128 | 37790450.128 | 0 | 0 |  | 1623886.4872 | 1623886.4872 | 0 | 0 |  | 33431883.2801 | 33431883.2801 | 0 | 0 |  | 54448330.4166 | 54448330.4166 | 0 | 0 |  | 0 | 0 | 0 | 0 |  | 0 | 0 | 0 | 0 |  | 2548263.2691 | 2548263.2691 | 0 | 0 |  | 92713.6616 | 92713.6616 | 0 | 0 |  | 24979.325 | 24979.325 | 0 | 0 |  | 35174.9613 | 35174.9613 | 0 | 0 |  | 219.4907 | 219.4907 | 0 | 0 |  | 0 | 0 | 0 | 0 |  | 0 | 0 | 0 | 0 | 0 | 0 | 0 | 0
|  | 364 & 365-OVERHEAD LINES | [86 empty] | 0 | 0 | 0 | 0
|  | Primary: | [86 empty] | 0 | 0 | 0 | 0
|  | Demand | NCPP | 23 | 234148427.8455 | 234148427.8455 | 0 | 0 |  | 113081194.3462 | 113081194.3462 | 0 | 0 |  | 29025613.8925 | 29025613.8925 | 0 | 0 |  | 2970605.8952 | 2970605.8952 | 0 | 0 |  | 25893383.3691 | 25893383.3691 | 0 | 0 |  | 1112659.818 | 1112659.818 | 0 | 0 |  | 22906966.3789 | 22906966.3789 | 0 | 0 |  | 37307083.8933 | 37307083.8933 | 0 | 0 |  | 0 | 0 | 0 | 0 |  | 0 | 0 | 0 | 0 |  | 1746027.3039 | 1746027.3039 | 0 | 0 |  | 63525.8478 | 63525.8478 | 0 | 0 |  | 17115.415 | 17115.415 | 0 | 0 |  | 24101.2942 | 24101.2942 | 0 | 0 |  | 150.3913 | 150.3913 | 0 | 0 |  | 0 | 0 | 0 | 0 |  | 0 | 0 | 0 | 0 | 0 | 0 | 0 | 0
|  | Customer | Cust08 | 11 | 416083251.8143 | 0 | 0 | 416083251.8143 |  | 334245772.7361 | 0 | 0 | 334245772.7361 |  | 62553865.6745 | 0 | 0 | 62553865.6745 |  | 320386.0534 | 0 | 0 | 320386.0534 |  | 3355741.6585 | 0 | 0 | 3355741.6585 |  | 154148.0068 | 0 | 0 | 154148.0068 |  | 578810.6531 | 0 | 0 | 578810.6531 |  | 193440.636 | 0 | 0 | 193440.636 |  | 0 | 0 | 0 | 0 |  | 0 | 0 | 0 | 0 |  | 14549607.2135 | 0 | 0 | 14549607.2135 |  | 9067.5298 | 0 | 0 | 9067.5298 |  | 111832.8677 | 0 | 0 | 111832.8677 |  | 3022.5099 | 0 | 0 | 3022.5099 |  | 7556.2748 | 0 | 0 | 7556.2748 |  | 0 | 0 | 0 | 0 |  | 0 | 0 | 0 | 0 | 0 | 0 | 0 | 0
|  | Secondary: | [86 empty] | 0 | 0 | 0 | 0
|  | Demand | SICD | 25 | 97788668.6182 | 97788668.6182 | 0 | 0 |  | 80995716.1067 | 80995716.1067 | 0 | 0 |  | 15108856.8761 | 15108856.8761 | 0 | 0 |  | 1095169.6509 | 1095169.6509 | 0 | 0 |  | 0 | 0 | 0 | 0 |  | 0 | 0 | 0 | 0 |  | 0 | 0 | 0 | 0 |  | 0 | 0 | 0 | 0 |  | 0 | 0 | 0 | 0 |  | 0 | 0 | 0 | 0 |  | 562880.5441 | 562880.5441 | 0 | 0 |  | 20479.3268 | 20479.3268 | 0 | 0 |  | 5517.6308 | 5517.6308 | 0 | 0 |  | 0 | 0 | 0 | 0 |  | 48.4828 | 48.4828 | 0 | 0 |  | 0 | 0 | 0 | 0 |  | 0 | 0 | 0 | 0 | 0 | 0 | 0 | 0
|  | Customer | Cust07 | 10 | 173771088.722 | 0 | 0 | 173771088.722 |  | 139709572.6308 | 0 | 0 | 139709572.6308 |  | 26146550.0917 | 0 | 0 | 26146550.0917 |  | 133916.4239 | 0 | 0 | 133916.4239 |  | 1402648.2045 | 0 | 0 | 1402648.2045 |  | 0 | 0 | 0 | 0 |  | 241933.9168 | 0 | 0 | 241933.9168 |  | 0 | 0 | 0 | 0 |  | 0 | 0 | 0 | 0 |  | 0 | 0 | 0 | 0 |  | 6081511.1859 | 0 | 0 | 6081511.1859 |  | 3790.0875 | 0 | 0 | 3790.0875 |  | 46744.4121 | 0 | 0 | 46744.4121 |  | 1263.3625 | 0 | 0 | 1263.3625 |  | 3158.4062 | 0 | 0 | 3158.4062 |  | 0 | 0 | 0 | 0 |  | 0 | 0 | 0 | 0 | 0 | 0 | 0 | 0
|  | 366 & 367-UNDERGROUND LINES | [86 empty] | 0 | 0 | 0 | 0
|  | Primary: | [86 empty] | 0 | 0 | 0 | 0
|  | Demand | NCPP | 23 | 37648542.5683 | 37648542.5683 | 0 | 0 |  | 18182236.7897 | 18182236.7897 | 0 | 0 |  | 4667005.7547 | 4667005.7547 | 0 | 0 |  | 477641.3984 | 477641.3984 | 0 | 0 |  | 4163376.8588 | 4163376.8588 | 0 | 0 |  | 178903.7018 | 178903.7018 | 0 | 0 |  | 3683193.2068 | 3683193.2068 | 0 | 0 |  | 5998576.8385 | 5998576.8385 | 0 | 0 |  | 0 | 0 | 0 | 0 |  | 0 | 0 | 0 | 0 |  | 280742.3645 | 280742.3645 | 0 | 0 |  | 10214.2714 | 10214.2714 | 0 | 0 |  | 2751.9742 | 2751.9742 | 0 | 0 |  | 3875.2282 | 3875.2282 | 0 | 0 |  | 24.1813 | 24.1813 | 0 | 0 |  | 0 | 0 | 0 | 0 |  | 0 | 0 | 0 | 0 | 0 | 0 | 0 | 0
|  | Customer | Cust08 | 11 | 112226228.8022 | 0 | 0 | 112226228.8022 |  | 90152973.963 | 0 | 0 | 90152973.963 |  | 16872066.8545 | 0 | 0 | 16872066.8545 |  | 86414.722 | 0 | 0 | 86414.722 |  | 905112.6897 | 0 | 0 | 905112.6897 |  | 41576.8945 | 0 | 0 | 41576.8945 |  | 156117.1629 | 0 | 0 | 156117.1629 |  | 52174.9265 | 0 | 0 | 52174.9265 |  | 0 | 0 | 0 | 0 |  | 0 | 0 | 0 | 0 |  | 3924328.9438 | 0 | 0 | 3924328.9438 |  | 2445.6997 | 0 | 0 | 2445.6997 |  | 30163.6294 | 0 | 0 | 30163.6294 |  | 815.2332 | 0 | 0 | 815.2332 |  | 2038.0831 | 0 | 0 | 2038.0831 |  | 0 | 0 | 0 | 0 |  | 0 | 0 | 0 | 0 | 0 | 0 | 0 | 0
|  | Secondary: | [86 empty] | 0 | 0 | 0 | 0
|  | Demand | SICD | 25 | 24570169.3277 | 24570169.3277 | 0 | 0 |  | 20350808.4084 | 20350808.4084 | 0 | 0 |  | 3796218.6932 | 3796218.6932 | 0 | 0 |  | 275169.9573 | 275169.9573 | 0 | 0 |  | 0 | 0 | 0 | 0 |  | 0 | 0 | 0 | 0 |  | 0 | 0 | 0 | 0 |  | 0 | 0 | 0 | 0 |  | 0 | 0 | 0 | 0 |  | 0 | 0 | 0 | 0 |  | 141428.1478 | 141428.1478 | 0 | 0 |  | 5145.5914 | 5145.5914 | 0 | 0 |  | 1386.348 | 1386.348 | 0 | 0 |  | 0 | 0 | 0 | 0 |  | 12.1817 | 12.1817 | 0 | 0 |  | 0 | 0 | 0 | 0 |  | 0 | 0 | 0 | 0 | 0 | 0 | 0 | 0
|  | Customer | Cust07 | 10 | 73241014.3018 | 0 | 0 | 73241014.3018 |  | 58884771.2379 | 0 | 0 | 58884771.2379 |  | 11020244.2955 | 0 | 0 | 11020244.2955 |  | 56443.0757 | 0 | 0 | 56443.0757 |  | 591187.9701 | 0 | 0 | 591187.9701 |  | 0 | 0 | 0 | 0 |  | 101970.2736 | 0 | 0 | 101970.2736 |  | 0 | 0 | 0 | 0 |  | 0 | 0 | 0 | 0 |  | 0 | 0 | 0 | 0 |  | 2563234.4887 | 0 | 0 | 2563234.4887 |  | 1597.4455 | 0 | 0 | 1597.4455 |  | 19701.8283 | 0 | 0 | 19701.8283 |  | 532.4818 | 0 | 0 | 532.4818 |  | 1331.2046 | 0 | 0 | 1331.2046 |  | 0 | 0 | 0 | 0 |  | 0 | 0 | 0 | 0 | 0 | 0 | 0 | 0
|  | 368-TRANSFORMERS - POWER POOL | [86 empty] | 0 | 0 | 0 | 0
|  | Demand | SICDT | 24 | 2929300.2539 | 2929300.2539 | 0 | 0 |  | 2002343.4051 | 2002343.4051 | 0 | 0 |  | 373515.062 | 373515.062 | 0 | 0 |  | 27074.3421 | 27074.3421 | 0 | 0 |  | 275962.1408 | 275962.1408 | 0 | 0 |  | 0 | 0 | 0 | 0 |  | 235519.0159 | 235519.0159 | 0 | 0 |  | 0 | 0 | 0 | 0 |  | 0 | 0 | 0 | 0 |  | 0 | 0 | 0 | 0 |  | 13915.3056 | 13915.3056 | 0 | 0 |  | 506.2817 | 506.2817 | 0 | 0 |  | 136.4046 | 136.4046 | 0 | 0 |  | 327.0974 | 327.0974 | 0 | 0 |  | 1.1986 | 1.1986 | 0 | 0 |  | 0 | 0 | 0 | 0 |  | 0 | 0 | 0 | 0 | 0 | 0 | 0 | 0
|  | Customer | Cust07 | 10 | 2433741.7461 | 0 | 0 | 2433741.7461 |  | 1956694.993 | 0 | 0 | 1956694.993 |  | 366194.1175 | 0 | 0 | 366194.1175 |  | 1875.5594 | 0 | 0 | 1875.5594 |  | 19644.7149 | 0 | 0 | 19644.7149 |  | 0 | 0 | 0 | 0 |  | 3388.3926 | 0 | 0 | 3388.3926 |  | 0 | 0 | 0 | 0 |  | 0 | 0 | 0 | 0 |  | 0 | 0 | 0 | 0 |  | 85174.2816 | 0 | 0 | 85174.2816 |  | 53.0819 | 0 | 0 | 53.0819 |  | 654.6764 | 0 | 0 | 654.6764 |  | 17.694 | 0 | 0 | 17.694 |  | 44.2349 | 0 | 0 | 44.2349 |  | 0 | 0 | 0 | 0 |  | 0 | 0 | 0 | 0 | 0 | 0 | 0 | 0
|  | 368-TRANSFORMERS - ALL OTHER | [86 empty] | 0 | 0 | 0 | 0
|  | Demand | SICDT | 24 | 175437374.8915 | 175437374.8915 | 0 | 0 |  | 119921428.3836 | 119921428.3836 | 0 | 0 |  | 22370018.8716 | 22370018.8716 | 0 | 0 |  | 1621496.9774 | 1621496.9774 | 0 | 0 |  | 16527521.7157 | 16527521.7157 | 0 | 0 |  | 0 | 0 | 0 | 0 |  | 14105361.1148 | 14105361.1148 | 0 | 0 |  | 0 | 0 | 0 | 0 |  | 0 | 0 | 0 | 0 |  | 0 | 0 | 0 | 0 |  | 833395.1732 | 833395.1732 | 0 | 0 |  | 30321.4817 | 30321.4817 | 0 | 0 |  | 8169.3478 | 8169.3478 | 0 | 0 |  | 19590.0425 | 19590.0425 | 0 | 0 |  | 71.7832 | 71.7832 | 0 | 0 |  | 0 | 0 | 0 | 0 |  | 0 | 0 | 0 | 0 | 0 | 0 | 0 | 0
|  | Customer | Cust07 | 10 | 145758108.1085 | 0 | 0 | 145758108.1085 |  | 117187520.3239 | 0 | 0 | 117187520.3239 |  | 21931563.547 | 0 | 0 | 21931563.547 |  | 112328.2632 | 0 | 0 | 112328.2632 |  | 1176532.5874 | 0 | 0 | 1176532.5874 |  | 0 | 0 | 0 | 0 |  | 202932.6642 | 0 | 0 | 202932.6642 |  | 0 | 0 | 0 | 0 |  | 0 | 0 | 0 | 0 |  | 0 | 0 | 0 | 0 |  | 5101133.7468 | 0 | 0 | 5101133.7468 |  | 3179.1018 | 0 | 0 | 3179.1018 |  | 39208.9221 | 0 | 0 | 39208.9221 |  | 1059.7006 | 0 | 0 | 1059.7006 |  | 2649.2515 | 0 | 0 | 2649.2515 |  | 0 | 0 | 0 | 0 |  | 0 | 0 | 0 | 0 | 0 | 0 | 0 | 0
|  | 369-SERVICES | C02 | 28 | 124944572 | 0 | 0 | 124944572 |  | 98814109.8385 | 0 | 0 | 98814109.8385 |  | 22214117.4149 | 0 | 0 | 22214117.4149 |  | 200987.2538 | 0 | 0 | 200987.2538 |  | 2886843.9104 | 0 | 0 | 2886843.9104 |  | 0 | 0 | 0 | 0 |  | 825913.2216 | 0 | 0 | 825913.2216 |  | 0 | 0 | 0 | 0 |  | 0 | 0 | 0 | 0 |  | 0 | 0 | 0 | 0 |  | 0 | 0 | 0 | 0 |  | 0 | 0 | 0 | 0 |  | 0 | 0 | 0 | 0 |  | 2600.3607 | 0 | 0 | 2600.3607 |  | 0 | 0 | 0 | 0 |  | 0 | 0 | 0 | 0 |  | 0 | 0 | 0 | 0 | 0 | 0 | 0 | 0
|  | 370-METERS | C03 | 29 | 74150151 | 0 | 0 | 74150151 |  | 44796691.0811 | 0 | 0 | 44796691.0811 |  | 18076801.0167 | 0 | 0 | 18076801.0167 |  | 368986.1021 | 0 | 0 | 368986.1021 |  | 5651940.1687 | 0 | 0 | 5651940.1687 |  | 1105298.7936 | 0 | 0 | 1105298.7936 |  | 1010917.586 | 0 | 0 | 1010917.586 |  | 1958004.9761 | 0 | 0 | 1958004.9761 |  | 970765.2154 | 0 | 0 | 970765.2154 |  | 59924.8394 | 0 | 0 | 59924.8394 |  | 0 | 0 | 0 | 0 |  | 10936.807 | 0 | 0 | 10936.807 |  | 134792.8299 | 0 | 0 | 134792.8299 |  | 5091.5841 | 0 | 0 | 5091.5841 |  | 0 | 0 | 0 | 0 |  | 0 | 0 | 0 | 0 |  | 0 | 0 | 0 | 0 | 0 | 0 | 0 | 0
| DIR to EV | 371-CUSTOMER INSTALLATION | PCust04 | 16 | 159234 | 0 | 0 | 159234 |  | 0 | 0 | 0 | 0 |  | 0 | 0 | 0 | 0 |  | 0 | 0 | 0 | 0 |  | 0 | 0 | 0 | 0 |  | 0 | 0 | 0 | 0 |  | 0 | 0 | 0 | 0 |  | 0 | 0 | 0 | 0 |  | 0 | 0 | 0 | 0 |  | 0 | 0 | 0 | 0 |  | 159234 | 0 | 0 | 159234 |  | 0 | 0 | 0 | 0 |  | 0 | 0 | 0 | 0 |  | 0 | 0 | 0 | 0 |  | 0 | 0 | 0 | 0 |  | 0 | 0 | 0 | 0 |  | 0 | 0 | 0 | 0 | 0 | 0 | 0 | 0
|  | 373-STREET LIGHTING | PCust04 | 16 | 143087299 | 0 | 0 | 143087299 |  | 0 | 0 | 0 | 0 |  | 0 | 0 | 0 | 0 |  | 0 | 0 | 0 | 0 |  | 0 | 0 | 0 | 0 |  | 0 | 0 | 0 | 0 |  | 0 | 0 | 0 | 0 |  | 0 | 0 | 0 | 0 |  | 0 | 0 | 0 | 0 |  | 0 | 0 | 0 | 0 |  | 143087299 | 0 | 0 | 143087299 |  | 0 | 0 | 0 | 0 |  | 0 | 0 | 0 | 0 |  | 0 | 0 | 0 | 0 |  | 0 | 0 | 0 | 0 |  | 0 | 0 | 0 | 0 |  | 0 | 0 | 0 | 0 | 0 | 0 | 0 | 0
|  | Total Distribution Plant |  |  | 2180108277 | 914253587.5051 | 0 | 1265854689.4949 |  | 1405319719.5765 | 519571612.7721 | 0 | 885748106.8044 |  | 296884458.68 | 117703055.6677 | 0 | 179181403.0123 |  | 12083986.8052 | 10802649.3516 | 0 | 1281337.4536 |  | 100640346.1165 | 84650694.2124 | 0 | 15989651.9041 |  | 4216473.702 | 2915450.007 | 0 | 1301023.6949 |  | 77484906.8674 | 74362922.9965 | 0 | 3121983.8709 |  | 99957611.687 | 97753991.1484 | 0 | 2203620.5386 |  | 970765.2154 | 0 | 0 | 970765.2154 |  | 59924.8394 | 0 | 0 | 59924.8394 |  | 181678174.9686 | 6126652.1083 | 0 | 175551522.8604 |  | 253976.2154 | 222906.4623 | 0 | 31069.7531 |  | 443155.6113 | 60056.4454 | 0 | 383099.1659 |  | 97471.5505 | 83068.6237 | 0 | 14402.9268 |  | 17305.1647 | 527.7096 | 0 | 16777.4551 |  | 0 | 0 | 0 | 0 |  | 0 | 0 | 0 | 0 | 0 | 0 | 0 | 0
|  | Total Prod, Trans, and Dist Plant |  |  | 9298906019 | 8033051329.5051 | 0 | 1265854689.4949 |  | 4060465208.3223 | 3174717101.5179 | 0 | 885748106.8044 |  | 1020552725.9379 | 841371322.9256 | 0 | 179181403.0123 |  | 70744527.6673 | 69463190.2138 | 0 | 1281337.4536 |  | 809427784.7303 | 793438132.8262 | 0 | 15989651.9041 |  | 35815308.6117 | 34514284.9167 | 0 | 1301023.6949 |  | 792587091.3418 | 789465107.4709 | 0 | 3121983.8709 |  | 1548617001.7028 | 1546413381.1642 | 0 | 2203620.5386 |  | 502609920.9273 | 501639155.7119 | 0 | 970765.2154 |  | 229703365.446 | 229643440.6066 | 0 | 59924.8394 |  | 224911255.2321 | 49359732.3718 | 0 | 175551522.8604 |  | 1826809.6433 | 1795739.8902 | 0 | 31069.7531 |  | 1297471.7541 | 914372.5883 | 0 | 383099.1659 |  | 325693.8012 | 311290.8744 | 0 | 14402.9268 |  | 21853.8818 | 5076.4267 | 0 | 16777.4551 |  | 0 | 0 | 0 | 0 |  | 0 | 0 | 0 | 0 | 0 | 0 | 0 | 0
General Plant
|  | Total General Plant | PT&D | 35 | 244918755 | 211578106.7637 | 0 | 33340648.2363 |  | 106946352.7765 | 83617122.0993 | 0 | 23329230.6771 |  | 26879775.1626 | 22160415.0513 | 0 | 4719360.1113 |  | 1863301.0812 | 1829552.641 | 0 | 33748.4402 |  | 21319071.8234 | 20897929.2042 | 0 | 421142.6193 |  | 943319.6526 | 909052.7073 | 0 | 34266.9453 |  | 20875514.0921 | 20793285.8814 | 0 | 82228.2106 |  | 40788168.7646 | 40730128.819 | 0 | 58039.9455 |  | 13237965.3943 | 13212396.9449 | 0 | 25568.4494 |  | 6050030.2046 | 6048451.8773 | 0 | 1578.3273 |  | 5923813.4577 | 1300058.7569 | 0 | 4623754.7008 |  | 48115.3313 | 47297.0022 | 0 | 818.3291 |  | 34173.3927 | 24083.1551 | 0 | 10090.2376 |  | 8578.2693 | 8198.9186 | 0 | 379.3507 |  | 575.5973 | 133.7052 | 0 | 441.8921 |  | 0 | 0 | 0 | 0 |  | 0 | 0 | 0 | 0 | 0 | 0 | 0 | 0
|  | TOTAL COMMON PLANT | [86 empty] | 0 | 0 | 0 | 0
| 105 | PLANT HELD FOR FUTURE USE - PRODUCTION | Prod | 36 | 290384 | 290384 | 0 | 0 |  | 103958.5516 | 103958.5516 | 0 | 0 |  | 28775.4006 | 28775.4006 | 0 | 0 |  | 2180.6968 | 2180.6968 | 0 | 0 |  | 28806.8202 | 28806.8202 | 0 | 0 |  | 1294.5029 | 1294.5029 | 0 | 0 |  | 29854.1482 | 29854.1482 | 0 | 0 |  | 62714.8164 | 62714.8164 | 0 | 0 |  | 21712.187 | 21712.187 | 0 | 0 |  | 9264.5278 | 9264.5278 | 0 | 0 |  | 1716.1405 | 1716.1405 | 0 | 0 |  | 62.4326 | 62.4326 | 0 | 0 |  | 38.1855 | 38.1855 | 0 | 0 |  | 5.4011 | 5.4011 | 0 | 0 |  | 0.18875 | 0.18875 | 0 | 0 |  | 0 | 0 | 0 | 0 |  | 0 | 0 | 0 | 0 | 0 | 0 | 0 | 0
| 105 | PLANT HELD FOR FUTURE USE - DISTRIBUTION | Distplt | 37 | 906481 | 380143.2777 | 0 | 526337.7223 |  | 584326.7686 | 216035.9649 | 0 | 368290.8038 |  | 123443.4656 | 48940.4975 | 0 | 74502.9681 |  | 5024.4773 | 4491.7019 | 0 | 532.7754 |  | 41845.8856 | 35197.4472 | 0 | 6648.4384 |  | 1753.1943 | 1212.2334 | 0 | 540.9609 |  | 32217.9392 | 30919.8298 | 0 | 1298.1094 |  | 41562.0072 | 40645.7498 | 0 | 916.2573 |  | 403.6406 | 0 | 0 | 403.6406 |  | 24.9165 | 0 | 0 | 24.9165 |  | 75541.1167 | 2547.4394 | 0 | 72993.6773 |  | 105.6024 | 92.6837 | 0 | 12.9187 |  | 184.2625 | 24.9712 | 0 | 159.2912 |  | 40.5283 | 34.5396 | 0 | 5.9887 |  | 7.1954 | 0.21942 | 0 | 6.976 |  | 0 | 0 | 0 | 0 |  | 0 | 0 | 0 | 0 | 0 | 0 | 0 | 0
| 105 | PLANT HELD FOR FUTURE USE - GENERAL |  |  | 0 | 0 | 0 | 0 |  | 0 |  |  |  |  | 0 |  |  |  |  | 0 |  |  |  |  | 0 |  |  |  |  | 0 |  |  |  |  | 0 |  |  |  |  | 0 |  |  |  |  | 0 |  |  |  |  | 0 |  |  |  |  | 0 |  |  |  |  | 0 |  |  |  |  | 0 |  |  |  |  | 0 |  |  |  |  | 0 |  |  |  |  | 0 |  |  |  |  | 0 |  |  |  | 0 | 0 | 0 | 0
|  | OTHER |  |  | 0 | 0 | 0 | 0 |  | 0 |  |  |  |  | 0 |  |  |  |  | 0 |  |  |  |  | 0 |  |  |  |  | 0 |  |  |  |  | 0 |  |  |  |  | 0 |  |  |  |  | 0 |  |  |  |  | 0 |  |  |  |  | 0 |  |  |  |  | 0 |  |  |  |  | 0 |  |  |  |  | 0 |  |  |  |  | 0 |  |  |  |  | 0 |  |  |  |  | 0 |  |  |  | 0 | 0 | 0 | 0
|  | Total Plant in Service |  |  | 9650773038 | 8336655485.8626 | 0 | 1314117552.1374 |  | 4214277308.1004 | 3294758548.4957 | 0 | 919518759.6047 |  | 1059190910.8778 | 873177912.175 | 0 | 186012998.7029 |  | 73419572.9466 | 72089382.3237 | 0 | 1330190.6229 |  | 840022691.0788 | 823423406.5052 | 0 | 16599284.5736 |  | 37168983.9806 | 35818356.5449 | 0 | 1350627.4357 |  | 822538339.2969 | 819297324.482 | 0 | 3241014.8149 |  | 1607121025.9121 | 1604833388.5932 | 0 | 2287637.3189 |  | 521585911.3304 | 520578134.0403 | 0 | 1007777.2901 |  | 238374976.4978 | 238312766.922 | 0 | 62209.5758 |  | 233470119.2877 | 51225396.0902 | 0 | 182244723.1975 |  | 1895868.3217 | 1863613.9814 | 0 | 32254.3403 |  | 1346623.0351 | 948917.5621 | 0 | 397705.473 |  | 338021.9384 | 323069.8755 | 0 | 14952.0629 |  | 22685.3956 | 5268.2715 | 0 | 17417.1241 |  | 0 | 0 | 0 | 0 |  | 0 | 0 | 0 | 0 | 0 | 0 | 0 | 0
0
Construction Work in Progress (CWIP)
|  | CWIP Production | Prod | 36 | 20992633 | 20992633 | 0 | 0 |  | 7515440.6625 | 7515440.6625 | 0 | 0 |  | 2080250.3763 | 2080250.3763 | 0 | 0 |  | 157648.3839 | 157648.3839 | 0 | 0 |  | 2082521.7793 | 2082521.7793 | 0 | 0 |  | 93583.0633 | 93583.0633 | 0 | 0 |  | 2158235.9125 | 2158235.9125 | 0 | 0 |  | 4533821.161 | 4533821.161 | 0 | 0 |  | 1569631.8435 | 1569631.8435 | 0 | 0 |  | 669757.3938 | 669757.3938 | 0 | 0 |  | 124064.368 | 124064.368 | 0 | 0 |  | 4513.4163 | 4513.4163 | 0 | 0 |  | 2760.5314 | 2760.5314 | 0 | 0 |  | 390.463 | 390.463 | 0 | 0 |  | 13.6452 | 13.6452 | 0 | 0 |  | 0 | 0 | 0 | 0 |  | 0 | 0 | 0 | 0 | 0 | 0 | 0 | 0
|  | CWIP Transmission | Trans | 38 | 78958656 | 78958656 | 0 | 0 |  | 34911340.0714 | 34911340.0714 | 0 | 0 |  | 8961022.0624 | 8961022.0624 | 0 | 0 |  | 917109.456 | 917109.456 | 0 | 0 |  | 7994014.5453 | 7994014.5453 | 0 | 0 |  | 343509.3299 | 343509.3299 | 0 | 0 |  | 7072023.7603 | 7072023.7603 | 0 | 0 |  | 11517744.3995 | 11517744.3995 | 0 | 0 |  | 3994104.7649 | 3994104.7649 | 0 | 0 |  | 2676356.5537 | 2676356.5537 | 0 | 0 |  | 539047.658 | 539047.658 | 0 | 0 |  | 19612.2131 | 19612.2131 | 0 | 0 |  | 5284.0092 | 5284.0092 | 0 | 0 |  | 7440.7463 | 7440.7463 | 0 | 0 |  | 46.43 | 46.43 | 0 | 0 |  | 0 | 0 | 0 | 0 |  | 0 | 0 | 0 | 0 | 0 | 0 | 0 | 0
|  | CWIP Distribution Plant | Distplt | 37 | 26143041 | 10963386.211 | 0 | 15179654.789 |  | 16852067.1357 | 6230507.9607 | 0 | 10621559.1749 |  | 3560127.1081 | 1411450.9094 | 0 | 2148676.1987 |  | 144906.6387 | 129541.3204 | 0 | 15365.3183 |  | 1206841.2943 | 1015099.3842 | 0 | 191741.9101 |  | 50562.3716 | 34960.9833 | 0 | 15601.3883 |  | 929169.9493 | 891732.2893 | 0 | 37437.66 |  | 1198654.199 | 1172229.2078 | 0 | 26424.9912 |  | 11641.0525 | 0 | 0 | 11641.0525 |  | 718.5962 | 0 | 0 | 718.5962 |  | 2178616.5518 | 73468.5148 | 0 | 2105148.037 |  | 3045.5875 | 2673.0107 | 0 | 372.5768 |  | 5314.1559 | 720.1744 | 0 | 4593.9815 |  | 1168.8423 | 996.1278 | 0 | 172.7145 |  | 207.517 | 6.3281 | 0 | 201.189 |  | 0 | 0 | 0 | 0 |  | 0 | 0 | 0 | 0 | 0 | 0 | 0 | 0
|  | CWIP General Plant | PT&D | 35 | 29729390 | 25682345.3616 | 0 | 4047044.6384 |  | 12981651.1225 | 10149839.4174 | 0 | 2831811.7051 |  | 3262793.4881 | 2689935.3691 | 0 | 572858.119 |  | 226176.2458 | 222079.7014 | 0 | 4096.5443 |  | 2587809.1724 | 2536688.9012 | 0 | 51120.2712 |  | 114504.5746 | 110345.0916 | 0 | 4159.4829 |  | 2533968.0495 | 2523986.8027 | 0 | 9981.2468 |  | 4951059.6956 | 4944014.5342 | 0 | 7045.1615 |  | 1606886.4796 | 1603782.861 | 0 | 3103.6186 |  | 734381.1113 | 734189.5265 | 0 | 191.5848 |  | 719060.3291 | 157807.2443 | 0 | 561253.0848 |  | 5840.4651 | 5741.1325 | 0 | 99.3326 |  | 4148.1271 | 2923.3266 | 0 | 1224.8005 |  | 1041.2707 | 995.2233 | 0 | 46.0474 |  | 69.8687 | 16.2298 | 0 | 53.6389 |  | 0 | 0 | 0 | 0 |  | 0 | 0 | 0 | 0 | 0 | 0 | 0 | 0
|  | RWIP |  |  | 0 | 0 | 0 | 0 |  | 0 |  |  |  |  | 0 |  |  |  |  | 0 |  |  |  |  | 0 |  |  |  |  | 0 |  |  |  |  | 0 |  |  |  |  | 0 |  |  |  |  | 0 |  |  |  |  | 0 |  |  |  |  | 0 |  |  |  |  | 0 |  |  |  |  | 0 |  |  |  |  | 0 |  |  |  |  | 0 |  |  |  |  | 0 |  |  |  |  | 0 |  |  |  | 0 | 0 | 0 | 0
| Total Construction Work in Progress |  |  |  | 155823720 | 136597020.5726 | 0 | 19226699.4274 |  | 72260498.9921 | 58807128.1121 | 0 | 13453370.88 |  | 17864193.0349 | 15142658.7172 | 0 | 2721534.3177 |  | 1445840.7244 | 1426378.8618 | 0 | 19461.8626 |  | 13871186.7913 | 13628324.61 | 0 | 242862.1813 |  | 602159.3394 | 582398.4681 | 0 | 19760.8712 |  | 12693397.6716 | 12645978.7648 | 0 | 47418.9068 |  | 22201279.4552 | 22167809.3025 | 0 | 33470.1527 |  | 7182264.1404 | 7167519.4694 | 0 | 14744.6711 |  | 4081213.655 | 4080303.474 | 0 | 910.181 |  | 3560788.9069 | 894387.7852 | 0 | 2666401.1218 |  | 33011.6821 | 32539.7726 | 0 | 471.9095 |  | 17506.8236 | 11688.0416 | 0 | 5818.782 |  | 10041.3222 | 9822.5604 | 0 | 218.7619 |  | 337.461 | 82.6331 | 0 | 254.8279 |  | 0 | 0 | 0 | 0 |  | 0 | 0 | 0 | 0 | 0 | 0 | 0 | 0
0
| Total Utility Plant |  |  |  | 9806596758 | 8473252506.4352 | 0 | 1333344251.5648 |  | 4286537807.0925 | 3353565676.6078 | 0 | 932972130.4847 |  | 1077055103.9127 | 888320570.8922 | 0 | 188734533.0206 |  | 74865413.671 | 73515761.1855 | 0 | 1349652.4856 |  | 853893877.8701 | 837051731.1152 | 0 | 16842146.7549 |  | 37771143.3199 | 36400755.013 | 0 | 1370388.307 |  | 835231736.9685 | 831943303.2468 | 0 | 3288433.7217 |  | 1629322305.3673 | 1627001197.8957 | 0 | 2321107.4716 |  | 528768175.4708 | 527745653.5097 | 0 | 1022521.9611 |  | 242456190.1528 | 242393070.396 | 0 | 63119.7568 |  | 237030908.1946 | 52119783.8754 | 0 | 184911124.3193 |  | 1928880.0038 | 1896153.754 | 0 | 32726.2498 |  | 1364129.8587 | 960605.6037 | 0 | 403524.2551 |  | 348063.2606 | 332892.4358 | 0 | 15170.8248 |  | 23022.8566 | 5350.9046 | 0 | 17671.952 |  | 0 | 0 | 0 | 0 |  | 0 | 0 | 0 | 0 | 0 | 0 | 0 | 0
Less: Acummulated Provision for Depreciation
| Steam Production |  | PDisp DRes | 61 | 1910902169 | 1910902169 | 0 | 0 |  | 686610680.8828 | 686610680.8828 | 0 | 0 |  | 190104772.2556 | 190104772.2556 | 0 | 0 |  | 14388138.457 | 14388138.457 | 0 | 0 |  | 190146429.9246 | 190146429.9246 | 0 | 0 |  | 8532369.6161 | 8532369.6161 | 0 | 0 |  | 196511454.2139 | 196511454.2139 | 0 | 0 |  | 410548939.4621 | 410548939.4621 | 0 | 0 |  | 142032968.8281 | 142032968.8281 | 0 | 0 |  | 60439736.0307 | 60439736.0307 | 0 | 0 |  | 10904372.5734 | 10904372.5734 | 0 | 0 |  | 396703.3062 | 396703.3062 | 0 | 0 |  | 248990.5626 | 248990.5626 | 0 | 0 |  | 35351.6915 | 35351.6915 | 0 | 0 |  | 1261.1955 | 1261.1955 | 0 | 0 |  | 0 | 0 | 0 | 0 |  | 0 | 0 | 0 | 0 | 0 | 0 | 0 | 0
| Hydraulic Production |  | PDisp DRes | 61 | 16663604 | 16663604 | 0 | 0 |  | 5987438.119 | 5987438.119 | 0 | 0 |  | 1657767.0457 | 1657767.0457 | 0 | 0 |  | 125468.6113 | 125468.6113 | 0 | 0 |  | 1658130.3123 | 1658130.3123 | 0 | 0 |  | 74404.6612 | 74404.6612 | 0 | 0 |  | 1713635.1131 | 1713635.1131 | 0 | 0 |  | 3580102.1427 | 3580102.1427 | 0 | 0 |  | 1238567.4086 | 1238567.4086 | 0 | 0 |  | 527051.4856 | 527051.4856 | 0 | 0 |  | 95089.1937 | 95089.1937 | 0 | 0 |  | 3459.3643 | 3459.3643 | 0 | 0 |  | 2171.2677 | 2171.2677 | 0 | 0 |  | 308.2767 | 308.2767 | 0 | 0 |  | 10.998 | 10.998 | 0 | 0 |  | 0 | 0 | 0 | 0 |  | 0 | 0 | 0 | 0 | 0 | 0 | 0 | 0
| Other Production |  | PDisp DRes | 61 | 425504289 | 425504289 | 0 | 0 |  | 152888930.856 | 152888930.856 | 0 | 0 |  | 42330998.0314 | 42330998.0314 | 0 | 0 |  | 3203834.6722 | 3203834.6722 | 0 | 0 |  | 42340274.0253 | 42340274.0253 | 0 | 0 |  | 1899919.2768 | 1899919.2768 | 0 | 0 |  | 43757586.3182 | 43757586.3182 | 0 | 0 |  | 91417727.9295 | 91417727.9295 | 0 | 0 |  | 31626756.4066 | 31626756.4066 | 0 | 0 |  | 13458233.1447 | 13458233.1447 | 0 | 0 |  | 2428097.7719 | 2428097.7719 | 0 | 0 |  | 88334.6939 | 88334.6939 | 0 | 0 |  | 55443.2111 | 55443.2111 | 0 | 0 |  | 7871.8297 | 7871.8297 | 0 | 0 |  | 280.8328 | 280.8328 | 0 | 0 |  | 0 | 0 | 0 | 0 |  | 0 | 0 | 0 | 0 | 0 | 0 | 0 | 0
| Transmission - Kentucky System Property |  | Trans | 38 | 340091705 | 340091705 | 0 | 0 |  | 150370558.0896 | 150370558.0896 | 0 | 0 |  | 38597025.6606 | 38597025.6606 | 0 | 0 |  | 3950185.2533 | 3950185.2533 | 0 | 0 |  | 34431918.8576 | 34431918.8576 | 0 | 0 |  | 1479567.6572 | 1479567.6572 | 0 | 0 |  | 30460708.6833 | 30460708.6833 | 0 | 0 |  | 49609371.9045 | 49609371.9045 | 0 | 0 |  | 17203457.7113 | 17203457.7113 | 0 | 0 |  | 11527636.2296 | 11527636.2296 | 0 | 0 |  | 2321792.776 | 2321792.776 | 0 | 0 |  | 84473.968 | 84473.968 | 0 | 0 |  | 22759.3502 | 22759.3502 | 0 | 0 |  | 32048.875 | 32048.875 | 0 | 0 |  | 199.984 | 199.984 | 0 | 0 |  | 0 | 0 | 0 | 0 |  | 0 | 0 | 0 | 0 | 0 | 0 | 0 | 0
| Transmission - Virginia Property |  | Trans | 38 | 2567091 | 2567091 | 0 | 0 |  | 1135031.8184 | 1135031.8184 | 0 | 0 |  | 291339.2939 | 291339.2939 | 0 | 0 |  | 29816.9137 | 29816.9137 | 0 | 0 |  | 259900.1026 | 259900.1026 | 0 | 0 |  | 11168.1195 | 11168.1195 | 0 | 0 |  | 229924.4879 | 229924.4879 | 0 | 0 |  | 374463.0353 | 374463.0353 | 0 | 0 |  | 129855.6854 | 129855.6854 | 0 | 0 |  | 87013.2696 | 87013.2696 | 0 | 0 |  | 17525.4299 | 17525.4299 | 0 | 0 |  | 637.6291 | 637.6291 | 0 | 0 |  | 171.7928 | 171.7928 | 0 | 0 |  | 241.9123 | 241.9123 | 0 | 0 |  | 1.5095 | 1.5095 | 0 | 0 |  | 0 | 0 | 0 | 0 |  | 0 | 0 | 0 | 0 | 0 | 0 | 0 | 0
| Transmission - FERC |  | Trans | 38 | 755524 | 755524 | 0 | 0 |  | 334052.7389 | 334052.7389 | 0 | 0 |  | 85744.4589 | 85744.4589 | 0 | 0 |  | 8775.4559 | 8775.4559 | 0 | 0 |  | 76491.5483 | 76491.5483 | 0 | 0 |  | 3286.9043 | 3286.9043 | 0 | 0 |  | 67669.3848 | 67669.3848 | 0 | 0 |  | 110208.7188 | 110208.7188 | 0 | 0 |  | 38218.0012 | 38218.0012 | 0 | 0 |  | 25608.9922 | 25608.9922 | 0 | 0 |  | 5157.9328 | 5157.9328 | 0 | 0 |  | 187.6615 | 187.6615 | 0 | 0 |  | 50.5606 | 50.5606 | 0 | 0 |  | 71.1975 | 71.1975 | 0 | 0 |  | 0.44427 | 0.44427 | 0 | 0 |  | 0 | 0 | 0 | 0 |  | 0 | 0 | 0 | 0 | 0 | 0 | 0 | 0
| Distribution |  | Distplt | 37 | 692590515 | 290445832.297 | 0 | 402144682.703 |  | 446450810.9939 | 165060779.1666 | 0 | 281390031.8273 |  | 94316122.8742 | 37392647.3295 | 0 | 56923475.5447 |  | 3838916.9625 | 3431853.6179 | 0 | 407063.3446 |  | 31972058.3982 | 26892365.1721 | 0 | 5079693.2261 |  | 1339515.8963 | 926198.5027 | 0 | 413317.3936 |  | 24615892.7601 | 23624081.28 | 0 | 991811.4801 |  | 31755163.0287 | 31055102.9905 | 0 | 700060.0382 |  | 308398.8018 | 0 | 0 | 308398.8018 |  | 19037.3 | 0 | 0 | 19037.3 |  | 57716665.7699 | 1946353.3916 | 0 | 55770312.3783 |  | 80684.7622 | 70814.3275 | 0 | 9870.4347 |  | 140784.463 | 19079.1095 | 0 | 121705.3535 |  | 30965.3755 | 26389.763 | 0 | 4575.6124 |  | 5497.6136 | 167.6461 | 0 | 5329.9675 |  | 0 | 0 | 0 | 0 |  | 0 | 0 | 0 | 0 | 0 | 0 | 0 | 0
| General Plant |  | PT&D | 35 | 77429701 | 66889240.658 | 0 | 10540460.342 |  | 33810494.0903 | 26435087.6789 | 0 | 7375406.4114 |  | 8497891.2856 | 7005891.8577 | 0 | 1491999.4279 |  | 589072.2644 | 578402.8829 | 0 | 10669.3815 |  | 6739905.8798 | 6606763.9851 | 0 | 133141.8947 |  | 298225.257 | 287391.953 | 0 | 10833.304 |  | 6599677.5721 | 6573681.5811 | 0 | 25995.9911 |  | 12894952.4988 | 12876603.4931 | 0 | 18349.0057 |  | 4185109.0674 | 4177025.7445 | 0 | 8083.3229 |  | 1912683.3704 | 1912184.391 | 0 | 498.9794 |  | 1872780.6485 | 411006.3389 | 0 | 1461774.3095 |  | 15211.3941 | 14952.6839 | 0 | 258.7102 |  | 10803.7279 | 7613.7554 | 0 | 3189.9724 |  | 2711.9721 | 2592.0425 | 0 | 119.9296 |  | 181.9719 | 42.2702 | 0 | 139.7017 |  | 0 | 0 | 0 | 0 |  | 0 | 0 | 0 | 0 | 0 | 0 | 0 | 0
| Intangible Plant |  | PT&D | 35 | 49083879 | 42402118.9861 | 0 | 6681760.0139 |  | 21432992.5006 | 16757608.8791 | 0 | 4675383.6215 |  | 5386944.0567 | 4441142.6596 | 0 | 945801.3971 |  | 373421.9734 | 366658.4883 | 0 | 6763.4851 |  | 4272530.055 | 4188129.3591 | 0 | 84400.6959 |  | 189049.5797 | 182182.1816 | 0 | 6867.3981 |  | 4183637.1729 | 4167157.9141 | 0 | 16479.2588 |  | 8174308.8245 | 8162677.1074 | 0 | 11631.7171 |  | 2653005.0409 | 2647880.8981 | 0 | 5124.1428 |  | 1212479.422 | 1212163.1113 | 0 | 316.3107 |  | 1187184.4726 | 260543.2431 | 0 | 926641.2295 |  | 9642.7368 | 9478.7365 | 0 | 164.0004 |  | 6848.6493 | 4826.4767 | 0 | 2022.1726 |  | 1719.1608 | 1643.1356 | 0 | 76.0252 |  | 115.3548 | 26.7957 | 0 | 88.5591 |  | 0 | 0 | 0 | 0 |  | 0 | 0 | 0 | 0 | 0 | 0 | 0 | 0
| Total Accumulated Depreciation |  |  |  | 3515588477 | 3096221573.9411 | 0 | 419366903.0589 |  | 1499020990.0894 | 1205580168.2293 | 0 | 293440821.8601 |  | 381268604.9627 | 321907328.593 | 0 | 59361276.3697 |  | 26507630.5636 | 26083134.3524 | 0 | 424496.2112 |  | 311897639.1035 | 306600403.2868 | 0 | 5297235.8168 |  | 13827506.9681 | 13396488.8723 | 0 | 431018.0957 |  | 308140185.7063 | 307105898.9764 | 0 | 1034286.7299 |  | 608465237.5449 | 607735196.7839 | 0 | 730040.761 |  | 199416336.9512 | 199094730.6836 | 0 | 321606.2676 |  | 89209479.2449 | 89189626.6547 | 0 | 19852.5901 |  | 76548666.5685 | 18389938.6512 | 0 | 58158727.9173 |  | 679335.5161 | 669042.3708 | 0 | 10293.1452 |  | 488023.5852 | 361106.0866 | 0 | 126917.4986 |  | 111290.2912 | 106518.7239 | 0 | 4771.5673 |  | 7549.9044 | 1991.676 | 0 | 5558.2283 |  | 0 | 0 | 0 | 0 |  | 0 | 0 | 0 | 0 | 0 | 0 | 0 | 0
| Net Utility Plant |  |  |  | 6291008281 | 5377030932.4941 | 0 | 913977348.5059 |  | 2787516817.003 | 2147985508.3785 | 0 | 639531308.6246 |  | 695786498.95 | 566413242.2992 | 0 | 129373256.6509 |  | 48357783.1074 | 47432626.8331 | 0 | 925156.2743 |  | 541996238.7665 | 530451327.8284 | 0 | 11544910.9381 |  | 23943636.3519 | 23004266.1407 | 0 | 939370.2112 |  | 527091551.2622 | 524837404.2704 | 0 | 2254146.9918 |  | 1020857067.8224 | 1019266001.1118 | 0 | 1591066.7106 |  | 329351838.5196 | 328650922.826 | 0 | 700915.6935 |  | 153246710.9079 | 153203443.7413 | 0 | 43267.1667 |  | 160482241.6261 | 33729845.2242 | 0 | 126752396.4019 |  | 1249544.4877 | 1227111.3831 | 0 | 22433.1045 |  | 876106.2735 | 599499.517 | 0 | 276606.7565 |  | 236772.9695 | 226373.7119 | 0 | 10399.2575 |  | 15472.9523 | 3359.2286 | 0 | 12113.7237 |  | 0 | 0 | 0 | 0 |  | 0 | 0 | 0 | 0 | 0 | 0 | 0 | 0
2787516817.003
Working Capital
| Cash Working Capital - Operation and Maintenance Expenses |  | OMLPP | 57 | 130078093 | 32438047.2499 | 79624711.1056 | 18015334.6445 |  | 53423560.128 | 13263157.0584 | 27650918.1622 | 12509484.9074 |  | 15041035.6431 | 3481113.9756 | 7789846.0277 | 3770075.6398 |  | 973363.7598 | 301302.8106 | 597297.868 | 74763.0811 |  | 11570553.9751 | 3187766.1496 | 7875287.8587 | 507499.9669 |  | 534748.0404 | 139837.6526 | 355313.5572 | 39596.8307 |  | 11668453.5483 | 3106276.7116 | 8250524.4165 | 311652.4202 |  | 23803253.4935 | 5956105.0551 | 17711539.3756 | 135609.0628 |  | 8068291.5258 | 1875433.6185 | 6164986.9488 | 27870.9584 |  | 3564861.2712 | 909863.4862 | 2653001.646 | 1996.139 |  | 1377381.5376 | 204745.4794 | 543690.0282 | 628946.03 |  | 27754.7664 | 7448.8829 | 19781.098 | 524.7856 |  | 20853.1601 | 3409.1212 | 10973.6944 | 6470.3445 |  | 3523.486 | 1566.9263 | 1499.435 | 457.1247 |  | 458.6646 | 20.3219 | 50.9892 | 387.3534 |  | 0 | 0 | 0 | 0 |  | 0 | 0 | 0 | 0 | 0 | 0 | 0 | 0
| Materials and Supplies |  | TPIS | 39 | 59890781 | 51735628.4321 | 0 | 8155152.5679 |  | 26152968.0927 | 20446617.2709 | 0 | 5706350.8218 |  | 6573128.4562 | 5418768.7252 | 0 | 1154359.731 |  | 455627.2899 | 447372.391 | 0 | 8254.8989 |  | 5213014.0071 | 5110002.1434 | 0 | 103011.8637 |  | 230663.3335 | 222281.6078 | 0 | 8381.7257 |  | 5104509.592 | 5084396.4977 | 0 | 20113.0943 |  | 9973473.9408 | 9959277.3179 | 0 | 14196.6229 |  | 3236858.5879 | 3230604.5222 | 0 | 6254.0657 |  | 1479307.7671 | 1478921.7068 | 0 | 386.0603 |  | 1448869.1972 | 317894.6357 | 0 | 1130974.5616 |  | 11765.3823 | 11565.2183 | 0 | 200.164 |  | 8356.8751 | 5888.794 | 0 | 2468.0812 |  | 2097.697 | 2004.9075 | 0 | 92.7895 |  | 140.7811 | 32.6938 | 0 | 108.0872 |  | 0 | 0 | 0 | 0 |  | 0 | 0 | 0 | 0 | 0 | 0 | 0 | 0
| Prepayments |  | TPIS | 39 | 19024116 | 16433657.7382 | 0 | 2590458.2618 |  | 8307407.0906 | 6494802.9108 | 0 | 1812604.1798 |  | 2087933.3371 | 1721254.6419 | 0 | 366678.6952 |  | 144728.5587 | 142106.4164 | 0 | 2622.1424 |  | 1655897.3105 | 1623175.9198 | 0 | 32721.3907 |  | 73269.4739 | 70607.0454 | 0 | 2662.4285 |  | 1621431.2283 | 1615042.3679 | 0 | 6388.8604 |  | 3168042.2597 | 3163532.7476 | 0 | 4509.5121 |  | 1028177.8301 | 1026191.246 | 0 | 1986.5841 |  | 469897.4048 | 469774.7739 | 0 | 122.6308 |  | 460228.6899 | 100978.2194 | 0 | 359250.4705 |  | 3737.2363 | 3673.6548 | 0 | 63.5815 |  | 2654.5348 | 1870.5567 | 0 | 783.9781 |  | 666.3268 | 636.8525 | 0 | 29.4743 |  | 44.7187 | 10.3851 | 0 | 34.3336 |  | 0 | 0 | 0 | 0 |  | 0 | 0 | 0 | 0 | 0 | 0 | 0 | 0
| Fuel Stock |  | Energy | 2 | 62536188 | 0 | 62536188 | 0 |  | 21593339.5512 | 0 | 21593339.5512 | 0 |  | 6096766.2052 | 0 | 6096766.2052 | 0 |  | 467022.1621 | 0 | 467022.1621 | 0 |  | 6173217.5074 | 0 | 6173217.5074 | 0 |  | 278986.6349 | 0 | 278986.6349 | 0 |  | 6482058.0497 | 0 | 6482058.0497 | 0 |  | 14005487.4708 | 0 | 14005487.4708 | 0 |  | 4874416.8743 | 0 | 4874416.8743 | 0 |  | 2102591.2417 | 0 | 2102591.2417 | 0 |  | 436502.7876 | 0 | 436502.7876 | 0 |  | 15881.3149 | 0 | 15881.3149 | 0 |  | 8692.5799 | 0 | 8692.5799 | 0 |  | 1185.8386 | 0 | 1185.8386 | 0 |  | 39.7817 | 0 | 39.7817 | 0 |  | 0 | 0 | 0 | 0 |  | 0 | 0 | 0 | 0 | 0 | 0 | 0 | 0
| Total Working Capital |  |  |  | 271529178 | 100607333.4202 | 142160899.1056 | 28760945.4743 |  | 109477274.8625 | 40204577.2401 | 49244257.7134 | 20028439.9091 |  | 29798863.6416 | 10621137.3427 | 13886612.2329 | 5291114.066 |  | 2040741.7705 | 890781.618 | 1064320.0302 | 85640.1223 |  | 24612682.8001 | 9920944.2127 | 14048505.3661 | 643233.2213 |  | 1117667.4827 | 432726.3058 | 634300.1921 | 50640.9848 |  | 24876452.4183 | 9805715.5772 | 14732582.4661 | 338154.375 |  | 50950257.1648 | 19078915.1206 | 31717026.8464 | 154315.1978 |  | 17207744.8181 | 6132229.3867 | 11039403.8231 | 36111.6082 |  | 7616657.6847 | 2858559.9669 | 4755592.8876 | 2504.8301 |  | 3722982.2123 | 623618.3345 | 980192.8158 | 2119171.062 |  | 59138.6999 | 22687.7559 | 35662.4129 | 788.5311 |  | 40557.15 | 11168.4718 | 19666.2743 | 9722.4038 |  | 7473.3485 | 4208.6863 | 2685.2736 | 579.3886 |  | 683.9459 | 63.4009 | 90.7709 | 529.7742 |  | 0 | 0 | 0 | 0 |  | 0 | 0 | 0 | 0 | 0 | 0 | 0 | 0
0
| Emission Allowance |  |  |  | 0 | 0 | 0 | 0 |  | 0 |  |  |  |  | 0 |  |  |  |  | 0 |  |  |  |  | 0 |  |  |  |  | 0 |  |  |  |  | 0 |  |  |  |  | 0 |  |  |  |  | 0 |  |  |  |  | 0 |  |  |  |  | 0 |  |  |  |  | 0 |  |  |  |  | 0 |  |  |  |  | 0 |  |  |  |  | 0 |  |  |  |  | 0 |  |  |  |  | 0 |  |  |  | 0 | 0 | 0 | 0
Deferred Debits
| Service Pension Cost |  |  |  | 0 | 0 | 0 | 0 |  | 0 |  |  |  |  | 0 |  |  |  |  | 0 |  |  |  |  | 0 |  |  |  |  | 0 |  |  |  |  | 0 |  |  |  |  | 0 |  |  |  |  | 0 |  |  |  |  | 0 |  |  |  |  | 0 |  |  |  |  | 0 |  |  |  |  | 0 |  |  |  |  | 0 |  |  |  |  | 0 |  |  |  |  | 0 |  |  |  |  | 0 |  |  |  | 0 | 0 | 0 | 0
| Accumulated Deferred Income Tax |  |  |  | 0 | 0 | 0 | 0 |  | 0 |  |  |  |  | 0 |  |  |  |  | 0 |  |  |  |  | 0 |  |  |  |  | 0 |  |  |  |  | 0 |  |  |  |  | 0 |  |  |  |  | 0 |  |  |  |  | 0 |  |  |  |  | 0 |  |  |  |  | 0 |  |  |  |  | 0 |  |  |  |  | 0 |  |  |  |  | 0 |  |  |  |  | 0 |  |  |  |  | 0 |  |  |  | 0 | 0 | 0 | 0
| Total Production Plant |  | Prod | 36 | 732330105.49 | 732330105.49 | 0 | 0 |  | 262176900.4957 | 262176900.4957 | 0 | 0 |  | 72569742.8009 | 72569742.8009 | 0 | 0 |  | 5499579.6682 | 5499579.6682 | 0 | 0 |  | 72648980.9223 | 72648980.9223 | 0 | 0 |  | 3264654.5405 | 3264654.5405 | 0 | 0 |  | 75290276.0459 | 75290276.0459 | 0 | 0 |  | 158162805.451 | 158162805.451 | 0 | 0 |  | 54756764.1234 | 54756764.1234 | 0 | 0 |  | 23364553.7858 | 23364553.7858 | 0 | 0 |  | 4327997.9068 | 4327997.9068 | 0 | 0 |  | 157450.9806 | 157450.9806 | 0 | 0 |  | 96301.4137 | 96301.4137 | 0 | 0 |  | 13621.3406 | 13621.3406 | 0 | 0 |  | 476.0146 | 476.0146 | 0 | 0 |  | 0 | 0 | 0 | 0 |  | 0 | 0 | 0 | 0 | 0 | 0 | 0 | 0
| Total Transmission Plant |  | Trans | 38 | 198625100 | 198625100 | 0 | 0 |  | 87821510.1941 | 87821510.1941 | 0 | 0 |  | 22541973.1467 | 22541973.1467 | 0 | 0 |  | 2307042.2754 | 2307042.2754 | 0 | 0 |  | 20109409.3909 | 20109409.3909 | 0 | 0 |  | 864117.7352 | 864117.7352 | 0 | 0 |  | 17790087.8479 | 17790087.8479 | 0 | 0 |  | 28973557.163 | 28973557.163 | 0 | 0 |  | 10047403.268 | 10047403.268 | 0 | 0 |  | 6732530.8592 | 6732530.8592 | 0 | 0 |  | 1356005.7935 | 1356005.7935 | 0 | 0 |  | 49335.6647 | 49335.6647 | 0 | 0 |  | 13292.2331 | 13292.2331 | 0 | 0 |  | 18717.6309 | 18717.6309 | 0 | 0 |  | 116.7974 | 116.7974 | 0 | 0 |  | 0 | 0 | 0 | 0 |  | 0 | 0 | 0 | 0 | 0 | 0 | 0 | 0
| Total Distribution Plant |  | Distplt | 37 | 315220930.17 | 132191538.0557 | 0 | 183029392.1143 |  | 203194581.6016 | 75124638.8979 | 0 | 128069942.7037 |  | 42926397.8333 | 17018634.8462 | 0 | 25907762.9871 |  | 1747218.5217 | 1561950.4833 | 0 | 185268.0384 |  | 14551544.9164 | 12239607.9363 | 0 | 2311936.9801 |  | 609658.1424 | 421543.6787 | 0 | 188114.4637 |  | 11203509.7864 | 10752103.464 | 0 | 451406.3224 |  | 14452828.6351 | 14134208.0771 | 0 | 318620.5581 |  | 140362.5303 | 0 | 0 | 140362.5303 |  | 8664.5071 | 0 | 0 | 8664.5071 |  | 26268770.1842 | 885850.0272 | 0 | 25382920.157 |  | 36722.3132 | 32229.9507 | 0 | 4492.3624 |  | 64075.6817 | 8683.5359 | 0 | 55392.1457 |  | 14093.3701 | 12010.857 | 0 | 2082.5131 |  | 2502.1464 | 76.3013 | 0 | 2425.8451 |  | 0 | 0 | 0 | 0 |  | 0 | 0 | 0 | 0 | 0 | 0 | 0 | 0
| Total General Plant |  | PT&D | 35 | 35890099 | 31004400.6143 | 0 | 4885698.3857 |  | 15671789.5648 | 12253152.2351 | 0 | 3418637.3297 |  | 3938929.8369 | 3247360.4974 | 0 | 691569.3394 |  | 273045.8934 | 268100.4377 | 0 | 4945.4557 |  | 3124071.0755 | 3062357.3439 | 0 | 61713.7316 |  | 138232.9243 | 133211.4875 | 0 | 5021.4368 |  | 3059072.6604 | 3047023.0376 | 0 | 12049.6228 |  | 5977049.0626 | 5968543.959 | 0 | 8505.1036 |  | 1939875.4847 | 1936128.7149 | 0 | 3746.7697 |  | 886564.1302 | 886332.844 | 0 | 231.2862 |  | 868068.4803 | 190509.0424 | 0 | 677559.4379 |  | 7050.7626 | 6930.8457 | 0 | 119.917 |  | 5007.7277 | 3529.1165 | 0 | 1478.6112 |  | 1257.0492 | 1201.4596 | 0 | 55.5896 |  | 84.3473 | 19.593 | 0 | 64.7543 |  | 0 | 0 | 0 | 0 |  | 0 | 0 | 0 | 0 | 0 | 0 | 0 | 0
| Total Accumulated Deferred Income Tax |  |  |  | 1282066234.66 | 1094151144.16 | 0 | 187915090.5 |  | 568864781.8562 | 437376201.8228 | 0 | 131488580.0334 |  | 141977043.6179 | 115377711.2913 | 0 | 26599332.3265 |  | 9826886.3587 | 9636672.8646 | 0 | 190213.4941 |  | 110434006.3051 | 108060355.5934 | 0 | 2373650.7117 |  | 4876663.3423 | 4683527.4418 | 0 | 193135.9005 |  | 107342946.3406 | 106879490.3954 | 0 | 463455.9452 |  | 207566240.3117 | 207239114.65 | 0 | 327125.6617 |  | 66884405.4064 | 66740296.1063 | 0 | 144109.3001 |  | 30992313.2823 | 30983417.489 | 0 | 8895.7933 |  | 32820842.3649 | 6760362.77 | 0 | 26060479.5949 |  | 250559.7211 | 245947.4417 | 0 | 4612.2794 |  | 178677.0562 | 121806.2992 | 0 | 56870.757 |  | 47689.3909 | 45551.2882 | 0 | 2138.1027 |  | 3179.3058 | 688.7063 | 0 | 2490.5995 |  | 0 | 0 | 0 | 0 |  | 0 | 0 | 0 | 0 | 0 | 0 | 0 | 0
Accumulated Deferred Investment Tax Credits
| Production |  | Prod | 36 | 80926985 | 80926985 | 0 | 0 |  | 28972161.5085 | 28972161.5085 | 0 | 0 |  | 8019403.3307 | 8019403.3307 | 0 | 0 |  | 607737.4096 | 607737.4096 | 0 | 0 |  | 8028159.6309 | 8028159.6309 | 0 | 0 |  | 360764.4245 | 360764.4245 | 0 | 0 |  | 8320039.0023 | 8320039.0023 | 0 | 0 |  | 17477963.6783 | 17477963.6783 | 0 | 0 |  | 6050959.5272 | 6050959.5272 | 0 | 0 |  | 2581927.0293 | 2581927.0293 | 0 | 0 |  | 478270.4126 | 478270.4126 | 0 | 0 |  | 17399.3026 | 17399.3026 | 0 | 0 |  | 10641.8991 | 10641.8991 | 0 | 0 |  | 1505.242 | 1505.242 | 0 | 0 |  | 52.6025 | 52.6025 | 0 | 0 |  | 0 | 0 | 0 | 0 |  | 0 | 0 | 0 | 0 | 0 | 0 | 0 | 0
| Transmission |  |  |  | 0 | 0 | 0 | 0 |  | 0 |  |  |  |  | 0 |  |  |  |  | 0 |  |  |  |  | 0 |  |  |  |  | 0 |  |  |  |  | 0 |  |  |  |  | 0 |  |  |  |  | 0 |  |  |  |  | 0 |  |  |  |  | 0 |  |  |  |  | 0 |  |  |  |  | 0 |  |  |  |  | 0 |  |  |  |  | 0 |  |  |  |  | 0 |  |  |  |  | 0 |  |  |  | 0 | 0 | 0 | 0
| Transmission VA |  |  |  | 0 | 0 | 0 | 0 |  | 0 |  |  |  |  | 0 |  |  |  |  | 0 |  |  |  |  | 0 |  |  |  |  | 0 |  |  |  |  | 0 |  |  |  |  | 0 |  |  |  |  | 0 |  |  |  |  | 0 |  |  |  |  | 0 |  |  |  |  | 0 |  |  |  |  | 0 |  |  |  |  | 0 |  |  |  |  | 0 |  |  |  |  | 0 |  |  |  |  | 0 |  |  |  | 0 | 0 | 0 | 0
| Distribution VA |  |  |  | 0 | 0 | 0 | 0 |  | 0 |  |  |  |  | 0 |  |  |  |  | 0 |  |  |  |  | 0 |  |  |  |  | 0 |  |  |  |  | 0 |  |  |  |  | 0 |  |  |  |  | 0 |  |  |  |  | 0 |  |  |  |  | 0 |  |  |  |  | 0 |  |  |  |  | 0 |  |  |  |  | 0 |  |  |  |  | 0 |  |  |  |  | 0 |  |  |  |  | 0 |  |  |  | 0 | 0 | 0 | 0
| Distribution Plant KY,FERC & TN |  |  |  | 0 | 0 | 0 | 0 |  | 0 |  |  |  |  | 0 |  |  |  |  | 0 |  |  |  |  | 0 |  |  |  |  | 0 |  |  |  |  | 0 |  |  |  |  | 0 |  |  |  |  | 0 |  |  |  |  | 0 |  |  |  |  | 0 |  |  |  |  | 0 |  |  |  |  | 0 |  |  |  |  | 0 |  |  |  |  | 0 |  |  |  |  | 0 |  |  |  |  | 0 |  |  |  | 0 | 0 | 0 | 0
| General |  |  |  | 0 | 0 | 0 | 0 |  | 0 |  |  |  |  | 0 |  |  |  |  | 0 |  |  |  |  | 0 |  |  |  |  | 0 |  |  |  |  | 0 |  |  |  |  | 0 |  |  |  |  | 0 |  |  |  |  | 0 |  |  |  |  | 0 |  |  |  |  | 0 |  |  |  |  | 0 |  |  |  |  | 0 |  |  |  |  | 0 |  |  |  |  | 0 |  |  |  |  | 0 |  |  |  | 0 | 0 | 0 | 0
| Total Accum. Deferred Investment Tax Credits |  |  |  | 80926985 | 80926985 | 0 | 0 |  | 28972161.5085 | 28972161.5085 | 0 | 0 |  | 8019403.3307 | 8019403.3307 | 0 | 0 |  | 607737.4096 | 607737.4096 | 0 | 0 |  | 8028159.6309 | 8028159.6309 | 0 | 0 |  | 360764.4245 | 360764.4245 | 0 | 0 |  | 8320039.0023 | 8320039.0023 | 0 | 0 |  | 17477963.6783 | 17477963.6783 | 0 | 0 |  | 6050959.5272 | 6050959.5272 | 0 | 0 |  | 2581927.0293 | 2581927.0293 | 0 | 0 |  | 478270.4126 | 478270.4126 | 0 | 0 |  | 17399.3026 | 17399.3026 | 0 | 0 |  | 10641.8991 | 10641.8991 | 0 | 0 |  | 1505.242 | 1505.242 | 0 | 0 |  | 52.6025 | 52.6025 | 0 | 0 |  | 0 | 0 | 0 | 0 |  | 0 | 0 | 0 | 0 | 0 | 0 | 0 | 0
0
| Total Deferred Debits |  |  |  | 1362993219.66 | 1175078129.16 | 0 | 187915090.5 |  | 597836943.3646 | 466348363.3312 | 0 | 131488580.0334 |  | 149996446.9485 | 123397114.622 | 0 | 26599332.3265 |  | 10434623.7683 | 10244410.2742 | 0 | 190213.4941 |  | 118462165.9359 | 116088515.2243 | 0 | 2373650.7117 |  | 5237427.7668 | 5044291.8663 | 0 | 193135.9005 |  | 115662985.3428 | 115199529.3976 | 0 | 463455.9452 |  | 225044203.9901 | 224717078.3283 | 0 | 327125.6617 |  | 72935364.9336 | 72791255.6335 | 0 | 144109.3001 |  | 33574240.3116 | 33565344.5184 | 0 | 8895.7933 |  | 33299112.7774 | 7238633.1825 | 0 | 26060479.5949 |  | 267959.0237 | 263346.7443 | 0 | 4612.2794 |  | 189318.9553 | 132448.1983 | 0 | 56870.757 |  | 49194.6329 | 47056.5302 | 0 | 2138.1027 |  | 3231.9083 | 741.3089 | 0 | 2490.5995 |  | 0 | 0 | 0 | 0 |  | 0 | 0 | 0 | 0 | 0 | 0 | 0 | 0
0
| Less: Customer Advances |  | Dlines | 40 | 1712216 | 577078.1771 | 0 | 1135137.8229 |  | 1252676.8242 | 340561.0836 | 0 | 912115.7406 |  | 247709.4041 | 77007.5727 | 0 | 170701.8313 |  | 7929.122 | 7054.8278 | 0 | 874.2943 |  | 53163.1029 | 44005.6953 | 0 | 9157.4076 |  | 2177.5188 | 1890.9606 | 0 | 286.5582 |  | 40509.7956 | 38930.2923 | 0 | 1579.5033 |  | 63762.8334 | 63403.231 | 0 | 359.6024 |  | 0 | 0 | 0 | 0 |  | 0 | 0 | 0 | 0 |  | 43702.6294 | 3998.5348 | 0 | 39704.0945 |  | 170.2232 | 145.479 | 0 | 24.7442 |  | 344.3738 | 39.1956 | 0 | 305.1782 |  | 49.2081 | 40.96 | 0 | 8.2481 |  | 20.9646 | 0.34441 | 0 | 20.6201 |  | 0 | 0 | 0 | 0 |  | 0 | 0 | 0 | 0 | 0 | 0 | 0 | 0
| Less: Asset Retirement Obligations |  |  |  | 0 | 0 | 0 | 0 |  | 0 |  |  |  |  | 0 |  |  |  |  | 0 |  |  |  |  | 0 |  |  |  |  | 0 |  |  |  |  | 0 |  |  |  |  | 0 |  |  |  |  | 0 |  |  |  |  | 0 |  |  |  |  | 0 |  |  |  |  | 0 |  |  |  |  | 0 |  |  |  |  | 0 |  |  |  |  | 0 |  |  |  |  | 0 |  |  |  |  | 0 |  |  |  | 0 | 0 | 0 | 0
| Net Rate Base |  |  |  | 5197832023.34 | 4301983058.5771 | 142160899.1056 | 753688065.6573 |  | 2297904471.6767 | 1721501161.2037 | 49244257.7134 | 527159052.7596 |  | 575341206.2391 | 453560257.4472 | 13886612.2329 | 107894336.559 |  | 39955971.9875 | 38071943.3491 | 1064320.0302 | 819708.6082 |  | 448093592.5278 | 424239751.1216 | 14048505.3661 | 9805336.0401 |  | 19821698.5489 | 18390809.6195 | 634300.1921 | 796588.7374 |  | 436264508.542 | 419404660.1577 | 14732582.4661 | 2127265.9182 |  | 846699358.1638 | 813564434.6731 | 31717026.8464 | 1417896.6443 |  | 273624218.404 | 261991896.5793 | 11039403.8231 | 592918.0017 |  | 127289128.281 | 122496659.1898 | 4755592.8876 | 36876.2035 |  | 130862408.4316 | 27110831.8413 | 980192.8158 | 102771383.7745 |  | 1040553.9407 | 986306.9157 | 35662.4129 | 18584.6121 |  | 727000.0944 | 478180.595 | 19666.2743 | 229153.2251 |  | 195002.4769 | 183484.908 | 2685.2736 | 8832.2953 |  | 12904.0253 | 2680.9761 | 90.7709 | 10132.2783 |  | 0 | 0 | 0 | 0 |  | 0 | 0 | 0 | 0 | 0 | 0 | 0 | 0
0
0
Operation and Maintenance Expenses | [91 empty] | 0
0
| Steam Power Generation Operation Expenses | [87 empty] | 0 | 0 | 0 | 0
| 500 | OPERATION SUPERVISION & ENGINEERING | LBSUB1 | 41 | 5418923 | 4838523.3525 | 580399.6475 | 0 |  | 1932617.578 | 1732209.3494 | 200408.2286 | 0 |  | 536054.3212 | 479470.1086 | 56584.2126 | 0 |  | 40670.3029 | 36335.8606 | 4334.4423 | 0 |  | 537287.3956 | 479993.6369 | 57293.7587 | 0 |  | 24158.935 | 21569.6543 | 2589.2807 | 0 |  | 557604.8541 | 497444.7399 | 60160.1141 | 0 |  | 1174970.8351 | 1044985.6177 | 129985.2174 | 0 |  | 407018.8756 | 361779.3123 | 45239.5633 | 0 |  | 173884.3847 | 154370.1922 | 19514.1926 | 0 |  | 32646.3819 | 28595.1906 | 4051.1914 | 0 |  | 1187.6774 | 1040.2826 | 147.3948 | 0 |  | 716.9419 | 636.2659 | 80.676 | 0 |  | 101.0023 | 89.9965 | 11.0058 | 0 |  | 3.5143 | 3.145 | 0.36921 | 0 |  | 0 | 0 | 0 | 0 |  | 0 | 0 | 0 | 0 | 0 | 0 | 0 | 0
| 501 | FUEL | Time Fuel | 63 | 296477275 | 0 | 296477275 | 0 |  | 103119884.3112 | 0 | 103119884.3112 | 0 |  | 29033183.3504 | 0 | 29033183.3504 | 0 |  | 2226767.0639 | 0 | 2226767.0639 | 0 |  | 29338925.6367 | 0 | 29338925.6367 | 0 |  | 1323081.5679 | 0 | 1323081.5679 | 0 |  | 30717349.1946 | 0 | 30717349.1946 | 0 |  | 65821640.2806 | 0 | 65821640.2806 | 0 |  | 22911792.093 | 0 | 22911792.093 | 0 |  | 9853131.4806 | 0 | 9853131.4806 | 0 |  | 2011800.5407 | 0 | 2011800.5407 | 0 |  | 73195.4069 | 0 | 73195.4069 | 0 |  | 40761.6996 | 0 | 40761.6996 | 0 |  | 5572.1681 | 0 | 5572.1681 | 0 |  | 190.2059 | 0 | 190.2059 | 0 |  | 0 | 0 | 0 | 0 |  | 0 | 0 | 0 | 0 | 0 | 0 | 0 | 0
| 502 | STEAM EXPENSES | Acct 502 | 59 | 22989772 | 9649494 | 13340278 | 0 |  | 8060866.0777 | 3454554.7279 | 4606311.3499 | 0 |  | 2256777.7592 | 956209.9011 | 1300567.8581 | 0 |  | 172090.4123 | 72464.8087 | 99625.6036 | 0 |  | 2274130.4976 | 957253.9764 | 1316876.5212 | 0 |  | 102530.1708 | 43016.4815 | 59513.6894 | 0 |  | 2374815.4821 | 992056.8081 | 1382758.674 | 0 |  | 5071684.2834 | 2084020.6224 | 2987663.661 | 0 |  | 1761313.6499 | 721498.4922 | 1039815.1578 | 0 |  | 756388.0582 | 307861.3318 | 448526.7264 | 0 |  | 150142.7296 | 57027.5474 | 93115.1821 | 0 |  | 5462.4582 | 2074.6413 | 3387.8169 | 0 |  | 3123.2178 | 1268.9085 | 1854.3093 | 0 |  | 432.4448 | 179.4806 | 252.9642 | 0 |  | 14.7584 | 6.2722 | 8.4863 | 0 |  | 0 | 0 | 0 | 0 |  | 0 | 0 | 0 | 0 | 0 | 0 | 0 | 0
| 505 | ELECTRIC EXPENSES | Acct 503 | 60 | 8130854 | 6673009 | 1457845 | 0 |  | 2892346.4416 | 2388962.0316 | 503384.41 | 0 |  | 803385.1376 | 661257.1888 | 142127.9488 | 0 |  | 60999.5292 | 50112.2982 | 10887.231 | 0 |  | 805889.3917 | 661979.2084 | 143910.1833 | 0 |  | 36251.3509 | 29747.6083 | 6503.7426 | 0 |  | 837156.632 | 686046.7512 | 151109.8808 | 0 |  | 1767679.406 | 1441183.1718 | 326496.2342 | 0 |  | 612577.4258 | 498944.9117 | 113632.5142 | 0 |  | 261914.0126 | 212898.359 | 49015.6536 | 0 |  | 49612.5805 | 39436.8179 | 10175.7627 | 0 |  | 1804.9226 | 1434.697 | 370.2256 | 0 |  | 1080.1423 | 877.5007 | 202.6416 | 0 |  | 151.7623 | 124.118 | 27.6443 | 0 |  | 5.2648 | 4.3375 | 0.92739 | 0 |  | 0 | 0 | 0 | 0 |  | 0 | 0 | 0 | 0 | 0 | 0 | 0 | 0
| 506 | MISC. STEAM POWER EXPENSES | Prod | 36 | 25402796 | 25402796 | 0 | 0 |  | 9094295.4131 | 9094295.4131 | 0 | 0 |  | 2517272.4135 | 2517272.4135 | 0 | 0 |  | 190767.3867 | 190767.3867 | 0 | 0 |  | 2520020.9962 | 2520020.9962 | 0 | 0 |  | 113243.13 | 113243.13 | 0 | 0 |  | 2611641.2651 | 2611641.2651 | 0 | 0 |  | 5486292.932 | 5486292.932 | 0 | 0 |  | 1899382.3936 | 1899382.3936 | 0 | 0 |  | 810461.0052 | 810461.0052 | 0 | 0 |  | 150127.9916 | 150127.9916 | 0 | 0 |  | 5461.6014 | 5461.6014 | 0 | 0 |  | 3340.4678 | 3340.4678 | 0 | 0 |  | 472.492 | 472.492 | 0 | 0 |  | 16.5118 | 16.5118 | 0 | 0 |  | 0 | 0 | 0 | 0 |  | 0 | 0 | 0 | 0 | 0 | 0 | 0 | 0
| 507 | RENTS |  |  | 0 | 0 | 0 | 0 |  | 0 |  |  |  |  | 0 |  |  |  |  | 0 |  |  |  |  | 0 |  |  |  |  | 0 |  |  |  |  | 0 |  |  |  |  | 0 |  |  |  |  | 0 |  |  |  |  | 0 |  |  |  |  | 0 |  |  |  |  | 0 |  |  |  |  | 0 |  |  |  |  | 0 |  |  |  |  | 0 |  |  |  |  | 0 |  |  |  |  | 0 |  |  |  | 0 | 0 | 0 | 0
| 509 | ALLOWANCES |  |  | 0 | 0 | 0 | 0 |  | 0 |  |  |  |  | 0 |  |  |  |  | 0 |  |  |  |  | 0 |  |  |  |  | 0 |  |  |  |  | 0 |  |  |  |  | 0 |  |  |  |  | 0 |  |  |  |  | 0 |  |  |  |  | 0 |  |  |  |  | 0 |  |  |  |  | 0 |  |  |  |  | 0 |  |  |  |  | 0 |  |  |  |  | 0 |  |  |  |  | 0 |  |  |  | 0 | 0 | 0 | 0
| Total Steam Power Operation Expenses |  |  |  | 358419620 | 46563822.3525 | 311855797.6475 | 0 |  | 125100009.8215 | 16670021.5218 | 108429988.2997 | 0 |  | 35146672.9819 | 4614209.6121 | 30532463.3699 | 0 |  | 2691294.6949 | 349680.3542 | 2341614.3407 | 0 |  | 35476253.9177 | 4619247.8179 | 30857006.0999 | 0 |  | 1599265.1547 | 207576.874 | 1391688.2806 | 0 |  | 37098567.4279 | 4787189.5644 | 32311377.8636 | 0 |  | 79322267.7371 | 10056482.3439 | 69265785.3931 | 0 |  | 27592084.4378 | 3481605.1097 | 24110479.3282 | 0 |  | 11855778.9413 | 1485590.8881 | 10370188.0531 | 0 |  | 2394330.2243 | 275187.5475 | 2119142.6768 | 0 |  | 87112.0666 | 10011.2223 | 77100.8442 | 0 |  | 49022.4694 | 6123.1429 | 42899.3264 | 0 |  | 6729.8696 | 866.0871 | 5863.7824 | 0 |  | 230.2552 | 30.2665 | 199.9888 | 0 |  | 0 | 0 | 0 | 0 |  | 0 | 0 | 0 | 0 | 0 | 0 | 0 | 0
0
| Steam Power Generation Maintenance Expenses | [90 empty] | 0
| 510 | MAINTENANCE SUPERVISION & ENGINEERING | LBSUB2 | 42 | 12501304 | 1358608.4017 | 11142695.5983 | 0 |  | 4333887.2786 | 486386.859 | 3847500.4196 | 0 |  | 1220951.9257 | 134630.3553 | 1086321.5705 | 0 |  | 93416.7331 | 10202.742 | 83213.9911 | 0 |  | 1234721.0173 | 134777.3567 | 1099943.6606 | 0 |  | 55766.3687 | 6056.5407 | 49709.828 | 0 |  | 1294650.3065 | 139677.4499 | 1154972.8566 | 0 |  | 2788918.613 | 293421.3884 | 2495497.2246 | 0 |  | 970107.3836 | 101583.9704 | 868523.4132 | 0 |  | 417985.2155 | 43345.5881 | 374639.6274 | 0 |  | 85805.2903 | 8029.2402 | 77776.0501 | 0 |  | 3121.8329 | 292.1008 | 2829.7321 | 0 |  | 1727.5006 | 178.657 | 1548.8436 | 0 |  | 236.5628 | 25.2701 | 211.2927 | 0 |  | 7.9714 | 0.8831 | 7.0883 | 0 |  | 0 | 0 | 0 | 0 |  | 0 | 0 | 0 | 0 | 0 | 0 | 0 | 0
| 511 | MAINTENANCE OF STRUCTURES | Prod | 36 | 10051562 | 10051562 | 0 | 0 |  | 3598496.5667 | 3598496.5667 | 0 | 0 |  | 996052.5501 | 996052.5501 | 0 | 0 |  | 75484.2189 | 75484.2189 | 0 | 0 |  | 997140.1292 | 997140.1292 | 0 | 0 |  | 44808.8605 | 44808.8605 | 0 | 0 |  | 1033393.0996 | 1033393.0996 | 0 | 0 |  | 2170856.0568 | 2170856.0568 | 0 | 0 |  | 751561.3593 | 751561.3593 | 0 | 0 |  | 320689.0707 | 320689.0707 | 0 | 0 |  | 59403.7292 | 59403.7292 | 0 | 0 |  | 2161.0859 | 2161.0859 | 0 | 0 |  | 1321.7805 | 1321.7805 | 0 | 0 |  | 186.9591 | 186.9591 | 0 | 0 |  | 6.5335 | 6.5335 | 0 | 0 |  | 0 | 0 | 0 | 0 |  | 0 | 0 | 0 | 0 | 0 | 0 | 0 | 0
| 512 | MAINTENANCE OF BOILER PLANT | Energy | 2 | 48391532 | 0 | 48391532 | 0 |  | 16709281.7023 | 0 | 16709281.7023 | 0 |  | 4717778.0794 | 0 | 4717778.0794 | 0 |  | 361389.4391 | 0 | 361389.4391 | 0 |  | 4776937.3559 | 0 | 4776937.3559 | 0 |  | 215884.4519 | 0 | 215884.4519 | 0 |  | 5015923.2529 | 0 | 5015923.2529 | 0 |  | 10837676.8203 | 0 | 10837676.8203 | 0 |  | 3771904.0398 | 0 | 3771904.0398 | 0 |  | 1627019.7242 | 0 | 1627019.7242 | 0 |  | 337773.0445 | 0 | 337773.0445 | 0 |  | 12289.223 | 0 | 12289.223 | 0 |  | 6726.4615 | 0 | 6726.4615 | 0 |  | 917.6215 | 0 | 917.6215 | 0 |  | 30.7837 | 0 | 30.7837 | 0 |  | 0 | 0 | 0 | 0 |  | 0 | 0 | 0 | 0 | 0 | 0 | 0 | 0
| 513 | MAINTENANCE OF ELECTRIC PLANT | Energy | 2 | 12209687 | 0 | 12209687 | 0 |  | 4215925.6206 | 0 | 4215925.6206 | 0 |  | 1190344.4943 | 0 | 1190344.4943 | 0 |  | 91182.3155 | 0 | 91182.3155 | 0 |  | 1205270.9952 | 0 | 1205270.9952 | 0 |  | 54469.8933 | 0 | 54469.8933 | 0 |  | 1265569.6235 | 0 | 1265569.6235 | 0 |  | 2734458.6194 | 0 | 2734458.6194 | 0 |  | 951690.633 | 0 | 951690.633 | 0 |  | 410514.0043 | 0 | 410514.0043 | 0 |  | 85223.6534 | 0 | 85223.6534 | 0 |  | 3100.6988 | 0 | 3100.6988 | 0 |  | 1697.1562 | 0 | 1697.1562 | 0 |  | 231.5254 | 0 | 231.5254 | 0 |  | 7.767 | 0 | 7.767 | 0 |  | 0 | 0 | 0 | 0 |  | 0 | 0 | 0 | 0 | 0 | 0 | 0 | 0
| 514 | MAINTENANCE OF MISC STEAM PLANT | Energy | 2 | 3446376 | 0 | 3446376 | 0 |  | 1190011.249 | 0 | 1190011.249 | 0 |  | 335993.4367 | 0 | 335993.4367 | 0 |  | 25737.6412 | 0 | 25737.6412 | 0 |  | 340206.6762 | 0 | 340206.6762 | 0 |  | 15374.9832 | 0 | 15374.9832 | 0 |  | 357226.9114 | 0 | 357226.9114 | 0 |  | 771843.9104 | 0 | 771843.9104 | 0 |  | 268629.6346 | 0 | 268629.6346 | 0 |  | 115874.0279 | 0 | 115874.0279 | 0 |  | 24055.7152 | 0 | 24055.7152 | 0 |  | 875.221 | 0 | 875.221 | 0 |  | 479.049 | 0 | 479.049 | 0 |  | 65.3517 | 0 | 65.3517 | 0 |  | 2.1924 | 0 | 2.1924 | 0 |  | 0 | 0 | 0 | 0 |  | 0 | 0 | 0 | 0 | 0 | 0 | 0 | 0
| Total Steam Power Generation Maintenance Expense |  |  |  | 86600461 | 11410170.4017 | 75190290.5983 | 0 |  | 30047602.4172 | 4084883.4257 | 25962718.9916 | 0 |  | 8461120.4862 | 1130682.9054 | 7330437.5809 | 0 |  | 647210.3478 | 85686.9609 | 561523.3869 | 0 |  | 8554276.1737 | 1131917.4859 | 7422358.6879 | 0 |  | 386304.5576 | 50865.4012 | 335439.1565 | 0 |  | 8966763.194 | 1173070.5495 | 7793692.6445 | 0 |  | 19303754.02 | 2464277.4452 | 16839476.5748 | 0 |  | 6713893.0503 | 853145.3297 | 5860747.7206 | 0 |  | 2892082.0426 | 364034.6588 | 2528047.3839 | 0 |  | 592261.4327 | 67432.9694 | 524828.4633 | 0 |  | 21548.0616 | 2453.1868 | 19094.8749 | 0 |  | 11951.9477 | 1500.4375 | 10451.5102 | 0 |  | 1638.0205 | 212.2292 | 1425.7913 | 0 |  | 55.248 | 7.4166 | 47.8314 | 0 |  | 0 | 0 | 0 | 0 |  | 0 | 0 | 0 | 0 | 0 | 0 | 0 | 0
0
| Total Steam Power Generation Expense |  |  |  | 445020081 | 57973992.7542 | 387046088.2458 | 0 |  | 155147612.2387 | 20754904.9475 | 134392707.2912 | 0 |  | 43607793.4682 | 5744892.5174 | 37862900.9508 | 0 |  | 3338505.0427 | 435367.3152 | 2903137.7276 | 0 |  | 44030530.0915 | 5751165.3038 | 38279364.7877 | 0 |  | 1985569.7123 | 258442.2752 | 1727127.4371 | 0 |  | 46065330.6219 | 5960260.1139 | 40105070.508 | 0 |  | 98626021.7571 | 12520759.7891 | 86105261.9679 | 0 |  | 34305977.4881 | 4334750.4394 | 29971227.0487 | 0 |  | 14747860.9839 | 1849625.5469 | 12898235.437 | 0 |  | 2986591.657 | 342620.5169 | 2643971.1401 | 0 |  | 108660.1282 | 12464.4091 | 96195.7191 | 0 |  | 60974.4171 | 7623.5804 | 53350.8367 | 0 |  | 8367.89 | 1078.3163 | 7289.5737 | 0 |  | 285.5033 | 37.6831 | 247.8202 | 0 |  | 0 | 0 | 0 | 0 |  | 0 | 0 | 0 | 0 | 0 | 0 | 0 | 0
0
| Hydraulic Power Generation Operation Expenses | [90 empty] | 0
| 535 | OPERATION SUPERVISION & ENGINEERING |  |  | 0 | 0 | 0 | 0 |  | 0 |  |  |  |  | 0 |  |  |  |  | 0 |  |  |  |  | 0 |  |  |  |  | 0 |  |  |  |  | 0 |  |  |  |  | 0 |  |  |  |  | 0 |  |  |  |  | 0 |  |  |  |  | 0 |  |  |  |  | 0 |  |  |  |  | 0 |  |  |  |  | 0 |  |  |  |  | 0 |  |  |  |  | 0 |  |  |  |  | 0 |  |  |  | 0 | 0 | 0 | 0
| 536 | WATER FOR POWER |  |  | 0 | 0 | 0 | 0 |  | 0 |  |  |  |  | 0 |  |  |  |  | 0 |  |  |  |  | 0 |  |  |  |  | 0 |  |  |  |  | 0 |  |  |  |  | 0 |  |  |  |  | 0 |  |  |  |  | 0 |  |  |  |  | 0 |  |  |  |  | 0 |  |  |  |  | 0 |  |  |  |  | 0 |  |  |  |  | 0 |  |  |  |  | 0 |  |  |  |  | 0 |  |  |  | 0 | 0 | 0 | 0
| 537 | HYDRAULIC EXPENSES |  |  | 0 | 0 | 0 | 0 |  | 0 |  |  |  |  | 0 |  |  |  |  | 0 |  |  |  |  | 0 |  |  |  |  | 0 |  |  |  |  | 0 |  |  |  |  | 0 |  |  |  |  | 0 |  |  |  |  | 0 |  |  |  |  | 0 |  |  |  |  | 0 |  |  |  |  | 0 |  |  |  |  | 0 |  |  |  |  | 0 |  |  |  |  | 0 |  |  |  |  | 0 |  |  |  | 0 | 0 | 0 | 0
| 538 | ELECTRIC EXPENSES |  |  | 0 | 0 | 0 | 0 |  | 0 |  |  |  |  | 0 |  |  |  |  | 0 |  |  |  |  | 0 |  |  |  |  | 0 |  |  |  |  | 0 |  |  |  |  | 0 |  |  |  |  | 0 |  |  |  |  | 0 |  |  |  |  | 0 |  |  |  |  | 0 |  |  |  |  | 0 |  |  |  |  | 0 |  |  |  |  | 0 |  |  |  |  | 0 |  |  |  |  | 0 |  |  |  | 0 | 0 | 0 | 0
| 539 | MISC. HYDRAULIC POWER EXPENSES | Prod | 36 | 10609 | 10609 | 0 | 0 |  | 3798.0614 | 3798.0614 | 0 | 0 |  | 1051.2915 | 1051.2915 | 0 | 0 |  | 79.6704 | 79.6704 | 0 | 0 |  | 1052.4394 | 1052.4394 | 0 | 0 |  | 47.2939 | 47.2939 | 0 | 0 |  | 1090.7029 | 1090.7029 | 0 | 0 |  | 2291.2471 | 2291.2471 | 0 | 0 |  | 793.2413 | 793.2413 | 0 | 0 |  | 338.4738 | 338.4738 | 0 | 0 |  | 62.6981 | 62.6981 | 0 | 0 |  | 2.2809 | 2.2809 | 0 | 0 |  | 1.3951 | 1.3951 | 0 | 0 |  | 0.19733 | 0.19733 | 0 | 0 |  | 0.0068959 | 0.0068959 | 0 | 0 |  | 0 | 0 | 0 | 0 |  | 0 | 0 | 0 | 0 | 0 | 0 | 0 | 0
| 540 | RENTS |  |  | 0 | 0 | 0 | 0 |  | 0 |  |  |  |  | 0 |  |  |  |  | 0 |  |  |  |  | 0 |  |  |  |  | 0 |  |  |  |  | 0 |  |  |  |  | 0 |  |  |  |  | 0 |  |  |  |  | 0 |  |  |  |  | 0 |  |  |  |  | 0 |  |  |  |  | 0 |  |  |  |  | 0 |  |  |  |  | 0 |  |  |  |  | 0 |  |  |  |  | 0 |  |  |  | 0 | 0 | 0 | 0
| Total Hydraulic Power Operation Expenses |  |  |  | 10609 | 10609 | 0 | 0 |  | 3798.0614 | 3798.0614 | 0 | 0 |  | 1051.2915 | 1051.2915 | 0 | 0 |  | 79.6704 | 79.6704 | 0 | 0 |  | 1052.4394 | 1052.4394 | 0 | 0 |  | 47.2939 | 47.2939 | 0 | 0 |  | 1090.7029 | 1090.7029 | 0 | 0 |  | 2291.2471 | 2291.2471 | 0 | 0 |  | 793.2413 | 793.2413 | 0 | 0 |  | 338.4738 | 338.4738 | 0 | 0 |  | 62.6981 | 62.6981 | 0 | 0 |  | 2.2809 | 2.2809 | 0 | 0 |  | 1.3951 | 1.3951 | 0 | 0 |  | 0.19733 | 0.19733 | 0 | 0 |  | 0.0068959 | 0.0068959 | 0 | 0 |  | 0 | 0 | 0 | 0 |  | 0 | 0 | 0 | 0 | 0 | 0 | 0 | 0
0
| Hydraulic Power Generation Maintenance Expenses | [90 empty] | 0
| 541 | MAINTENANCE SUPERVISION & ENGINEERING | LBSUB4 | 44 | 182692 | 119576.6353 | 63115.3647 | 0 |  | 64602.2055 | 42808.88 | 21793.3255 | 0 |  | 18002.5948 | 11849.3636 | 6153.2312 | 0 |  | 1369.3322 | 897.9847 | 471.3475 | 0 |  | 18092.6923 | 11862.3018 | 6230.3905 | 0 |  | 814.6312 | 533.0607 | 281.5705 | 0 |  | 18835.6702 | 12293.5788 | 6542.0914 | 0 |  | 39960.4052 | 25825.2064 | 14135.1988 | 0 |  | 13860.3783 | 8940.8172 | 4919.5611 | 0 |  | 5937.0853 | 3815.021 | 2122.0643 | 0 |  | 1147.2314 | 706.686 | 440.5454 | 0 |  | 41.7374 | 25.709 | 16.0284 | 0 |  | 24.4974 | 15.7243 | 8.7731 | 0 |  | 3.4209 | 2.2241 | 1.1968 | 0 |  | 0.11787 | 0.077725 | 0.04015 | 0 |  | 0 | 0 | 0 | 0 |  | 0 | 0 | 0 | 0 | 0 | 0 | 0 | 0
| 542 | MAINTENANCE OF STRUCTURES | Prod | 36 | 163428 | 163428 | 0 | 0 |  | 58507.8316 | 58507.8316 | 0 | 0 |  | 16194.7841 | 16194.7841 | 0 | 0 |  | 1227.2953 | 1227.2953 | 0 | 0 |  | 16212.467 | 16212.467 | 0 | 0 |  | 728.5457 | 728.5457 | 0 | 0 |  | 16801.9028 | 16801.9028 | 0 | 0 |  | 35295.8738 | 35295.8738 | 0 | 0 |  | 12219.6102 | 12219.6102 | 0 | 0 |  | 5214.0725 | 5214.0725 | 0 | 0 |  | 965.8432 | 965.8432 | 0 | 0 |  | 35.137 | 35.137 | 0 | 0 |  | 21.4908 | 21.4908 | 0 | 0 |  | 3.0398 | 3.0398 | 0 | 0 |  | 0.10623 | 0.10623 | 0 | 0 |  | 0 | 0 | 0 | 0 |  | 0 | 0 | 0 | 0 | 0 | 0 | 0 | 0
| 543 | MAINT. OF RESERVES, DAMS, AND WATERWAYS | Prod | 36 | 25704 | 25704 | 0 | 0 |  | 9202.1276 | 9202.1276 | 0 | 0 |  | 2547.12 | 2547.12 | 0 | 0 |  | 193.0293 | 193.0293 | 0 | 0 |  | 2549.9012 | 2549.9012 | 0 | 0 |  | 114.5859 | 114.5859 | 0 | 0 |  | 2642.6078 | 2642.6078 | 0 | 0 |  | 5551.3446 | 5551.3446 | 0 | 0 |  | 1921.9036 | 1921.9036 | 0 | 0 |  | 820.0707 | 820.0707 | 0 | 0 |  | 151.9081 | 151.9081 | 0 | 0 |  | 5.5264 | 5.5264 | 0 | 0 |  | 3.3801 | 3.3801 | 0 | 0 |  | 0.47809 | 0.47809 | 0 | 0 |  | 0.016708 | 0.016708 | 0 | 0 |  | 0 | 0 | 0 | 0 |  | 0 | 0 | 0 | 0 | 0 | 0 | 0 | 0
| 544 | MAINTENANCE OF ELECTRIC PLANT | Energy | 2 | 75495 | 0 | 75495 | 0 |  | 26067.9332 | 0 | 26067.9332 | 0 |  | 7360.1443 | 0 | 7360.1443 | 0 |  | 563.799 | 0 | 563.799 | 0 |  | 7452.4379 | 0 | 7452.4379 | 0 |  | 336.7985 | 0 | 336.7985 | 0 |  | 7825.2767 | 0 | 7825.2767 | 0 |  | 16907.7187 | 0 | 16907.7187 | 0 |  | 5884.4985 | 0 | 5884.4985 | 0 |  | 2538.2923 | 0 | 2538.2923 | 0 |  | 526.9553 | 0 | 526.9553 | 0 |  | 19.1723 | 0 | 19.1723 | 0 |  | 10.4939 | 0 | 10.4939 | 0 |  | 1.4316 | 0 | 1.4316 | 0 |  | 0.048025 | 0 | 0.048025 | 0 |  | 0 | 0 | 0 | 0 |  | 0 | 0 | 0 | 0 | 0 | 0 | 0 | 0
| 545 | MAINTENANCE OF MISC HYDRAULIC PLANT | Energy | 2 | 131530 | 0 | 131530 | 0 |  | 45416.4547 | 0 | 45416.4547 | 0 |  | 12823.0979 | 0 | 12823.0979 | 0 |  | 982.2701 | 0 | 982.2701 | 0 |  | 12983.895 | 0 | 12983.895 | 0 |  | 586.782 | 0 | 586.782 | 0 |  | 13633.4676 | 0 | 13633.4676 | 0 |  | 29457.2123 | 0 | 29457.2123 | 0 |  | 10252.1767 | 0 | 10252.1767 | 0 |  | 4422.3007 | 0 | 4422.3007 | 0 |  | 918.0798 | 0 | 918.0798 | 0 |  | 33.4026 | 0 | 33.4026 | 0 |  | 18.2828 | 0 | 18.2828 | 0 |  | 2.4941 | 0 | 2.4941 | 0 |  | 0.083671 | 0 | 0.083671 | 0 |  | 0 | 0 | 0 | 0 |  | 0 | 0 | 0 | 0 | 0 | 0 | 0 | 0
| Total Hydraulic Power Generation Maint. Expense |  |  |  | 578849 | 308708.6353 | 270140.3647 | 0 |  | 203796.5526 | 110518.8392 | 93277.7134 | 0 |  | 56927.741 | 30591.2676 | 26336.4733 | 0 |  | 4335.7258 | 2318.3094 | 2017.4165 | 0 |  | 57291.3933 | 30624.6699 | 26666.7234 | 0 |  | 2581.3433 | 1376.1923 | 1205.151 | 0 |  | 59738.9251 | 31738.0894 | 28000.8357 | 0 |  | 127172.5545 | 66672.4247 | 60500.1298 | 0 |  | 44138.5673 | 23082.331 | 21056.2363 | 0 |  | 18931.8216 | 9849.1643 | 9082.6573 | 0 |  | 3710.0178 | 1824.4373 | 1885.5806 | 0 |  | 134.9756 | 66.3724 | 68.6032 | 0 |  | 78.1449 | 40.5952 | 37.5497 | 0 |  | 10.8645 | 5.742 | 5.1225 | 0 |  | 0.37251 | 0.20066 | 0.17185 | 0 |  | 0 | 0 | 0 | 0 |  | 0 | 0 | 0 | 0 | 0 | 0 | 0 | 0
0
| Total Hydraulic Power Generation Expense |  |  |  | 589458 | 319317.6353 | 270140.3647 | 0 |  | 207594.614 | 114316.9006 | 93277.7134 | 0 |  | 57979.0324 | 31642.5591 | 26336.4733 | 0 |  | 4415.3963 | 2397.9798 | 2017.4165 | 0 |  | 58343.8327 | 31677.1093 | 26666.7234 | 0 |  | 2628.6372 | 1423.4862 | 1205.151 | 0 |  | 60829.628 | 32828.7923 | 28000.8357 | 0 |  | 129463.8016 | 68963.6718 | 60500.1298 | 0 |  | 44931.8087 | 23875.5724 | 21056.2363 | 0 |  | 19270.2954 | 10187.6381 | 9082.6573 | 0 |  | 3772.716 | 1887.1354 | 1885.5806 | 0 |  | 137.2565 | 68.6533 | 68.6032 | 0 |  | 79.54 | 41.9903 | 37.5497 | 0 |  | 11.0618 | 5.9393 | 5.1225 | 0 |  | 0.3794 | 0.20756 | 0.17185 | 0 |  | 0 | 0 | 0 | 0 |  | 0 | 0 | 0 | 0 | 0 | 0 | 0 | 0
0
| Other Power Generation Operation Expense | [87 empty] | 0 | 0 | 0 | 0
| 546 | OPERATION SUPERVISION & ENGINEERING | LBSUB5 | 45 | 647260 | 647260 | 0 | 0 |  | 231721.4864 | 231721.4864 | 0 | 0 |  | 64139.7798 | 64139.7798 | 0 | 0 |  | 4860.7287 | 4860.7287 | 0 | 0 |  | 64209.8134 | 64209.8134 | 0 | 0 |  | 2885.4205 | 2885.4205 | 0 | 0 |  | 66544.2861 | 66544.2861 | 0 | 0 |  | 139790.0437 | 139790.0437 | 0 | 0 |  | 48396.021 | 48396.021 | 0 | 0 |  | 20650.443 | 20650.443 | 0 | 0 |  | 3825.2421 | 3825.2421 | 0 | 0 |  | 139.1609 | 139.1609 | 0 | 0 |  | 85.1147 | 85.1147 | 0 | 0 |  | 12.039 | 12.039 | 0 | 0 |  | 0.42072 | 0.42072 | 0 | 0 |  | 0 | 0 | 0 | 0 |  | 0 | 0 | 0 | 0 | 0 | 0 | 0 | 0
| 547 | FUEL | Time Fuel | 63 | 107114208 | 0 | 107114208 | 0 |  | 37256159.8087 | 0 | 37256159.8087 | 0 |  | 10489392.2824 | 0 | 10489392.2824 | 0 |  | 804508.1716 | 0 | 804508.1716 | 0 |  | 10599853.8443 | 0 | 10599853.8443 | 0 |  | 478015.8421 | 0 | 478015.8421 | 0 |  | 11097864.1815 | 0 | 11097864.1815 | 0 |  | 23780685.6121 | 0 | 23780685.6121 | 0 |  | 8277796.2119 | 0 | 8277796.2119 | 0 |  | 3559835.6564 | 0 | 3559835.6564 | 0 |  | 726842.9649 | 0 | 726842.9649 | 0 |  | 26444.7521 | 0 | 26444.7521 | 0 |  | 14726.7853 | 0 | 14726.7853 | 0 |  | 2013.1674 | 0 | 2013.1674 | 0 |  | 68.7194 | 0 | 68.7194 | 0 |  | 0 | 0 | 0 | 0 |  | 0 | 0 | 0 | 0 | 0 | 0 | 0 | 0
| 548 | GENERATION EXPENSE | Prod | 36 | 682059 | 682059 | 0 | 0 |  | 244179.6578 | 244179.6578 | 0 | 0 |  | 67588.1625 | 67588.1625 | 0 | 0 |  | 5122.0587 | 5122.0587 | 0 | 0 |  | 67661.9613 | 67661.9613 | 0 | 0 |  | 3040.551 | 3040.551 | 0 | 0 |  | 70121.9436 | 70121.9436 | 0 | 0 |  | 147305.6537 | 147305.6537 | 0 | 0 |  | 50997.9632 | 50997.9632 | 0 | 0 |  | 21760.6842 | 21760.6842 | 0 | 0 |  | 4030.9007 | 4030.9007 | 0 | 0 |  | 146.6427 | 146.6427 | 0 | 0 |  | 89.6908 | 89.6908 | 0 | 0 |  | 12.6863 | 12.6863 | 0 | 0 |  | 0.44334 | 0.44334 | 0 | 0 |  | 0 | 0 | 0 | 0 |  | 0 | 0 | 0 | 0 | 0 | 0 | 0 | 0
| 549 | MISC OTHER POWER GENERATION | Prod | 36 | 5376587 | 5376587 | 0 | 0 |  | 1924838.1356 | 1924838.1356 | 0 | 0 |  | 532789.1518 | 532789.1518 | 0 | 0 |  | 40376.5574 | 40376.5574 | 0 | 0 |  | 533370.8985 | 533370.8985 | 0 | 0 |  | 23968.2884 | 23968.2884 | 0 | 0 |  | 552762.6358 | 552762.6358 | 0 | 0 |  | 1161192.3056 | 1161192.3056 | 0 | 0 |  | 402010.656 | 402010.656 | 0 | 0 |  | 171536.7909 | 171536.7909 | 0 | 0 |  | 31775.0931 | 31775.0931 | 0 | 0 |  | 1155.9663 | 1155.9663 | 0 | 0 |  | 707.0212 | 707.0212 | 0 | 0 |  | 100.0045 | 100.0045 | 0 | 0 |  | 3.4948 | 3.4948 | 0 | 0 |  | 0 | 0 | 0 | 0 |  | 0 | 0 | 0 | 0 | 0 | 0 | 0 | 0
| 550 | RENTS | Prod | 36 | 9693 | 9693 | 0 | 0 |  | 3470.13 | 3470.13 | 0 | 0 |  | 960.5211 | 960.5211 | 0 | 0 |  | 72.7915 | 72.7915 | 0 | 0 |  | 961.5699 | 961.5699 | 0 | 0 |  | 43.2104 | 43.2104 | 0 | 0 |  | 996.5296 | 996.5296 | 0 | 0 |  | 2093.4167 | 2093.4167 | 0 | 0 |  | 724.7515 | 724.7515 | 0 | 0 |  | 309.2494 | 309.2494 | 0 | 0 |  | 57.2847 | 57.2847 | 0 | 0 |  | 2.084 | 2.084 | 0 | 0 |  | 1.2746 | 1.2746 | 0 | 0 |  | 0.18029 | 0.18029 | 0 | 0 |  | 0.0063005 | 0.0063005 | 0 | 0 |  | 0 | 0 | 0 | 0 |  | 0 | 0 | 0 | 0 | 0 | 0 | 0 | 0
| Total Other Power Generation Expenses |  |  |  | 113829807 | 6715599 | 107114208 | 0 |  | 39660369.2186 | 2404209.4099 | 37256159.8087 | 0 |  | 11154869.8977 | 665477.6153 | 10489392.2824 | 0 |  | 854940.308 | 50432.1363 | 804508.1716 | 0 |  | 11266058.0874 | 666204.2431 | 10599853.8443 | 0 |  | 507953.3124 | 29937.4703 | 478015.8421 | 0 |  | 11788289.5767 | 690425.3952 | 11097864.1815 | 0 |  | 25231067.0319 | 1450381.4197 | 23780685.6121 | 0 |  | 8779925.6036 | 502129.3917 | 8277796.2119 | 0 |  | 3774092.8239 | 214257.1674 | 3559835.6564 | 0 |  | 766531.4854 | 39688.5205 | 726842.9649 | 0 |  | 27888.606 | 1443.8539 | 26444.7521 | 0 |  | 15609.8866 | 883.1013 | 14726.7853 | 0 |  | 2138.0775 | 124.9101 | 2013.1674 | 0 |  | 73.0846 | 4.3651 | 68.7194 | 0 |  | 0 | 0 | 0 | 0 |  | 0 | 0 | 0 | 0 | 0 | 0 | 0 | 0
0
| Other Power Generation Maintenance Expense | [87 empty] | 0 | 0 | 0 | 0
| 551 | MAINTENANCE SUPERVISION & ENGINEERING | Prod | 36 | 911492 | 911492 | 0 | 0 |  | 326317.5248 | 326317.5248 | 0 | 0 |  | 90323.6662 | 90323.6662 | 0 | 0 |  | 6845.0318 | 6845.0318 | 0 | 0 |  | 90422.2897 | 90422.2897 | 0 | 0 |  | 4063.3404 | 4063.3404 | 0 | 0 |  | 93709.768 | 93709.768 | 0 | 0 |  | 196856.7601 | 196856.7601 | 0 | 0 |  | 68152.8071 | 68152.8071 | 0 | 0 |  | 29080.6068 | 29080.6068 | 0 | 0 |  | 5386.8268 | 5386.8268 | 0 | 0 |  | 195.9708 | 195.9708 | 0 | 0 |  | 119.8612 | 119.8612 | 0 | 0 |  | 16.9538 | 16.9538 | 0 | 0 |  | 0.59247 | 0.59247 | 0 | 0 |  | 0 | 0 | 0 | 0 |  | 0 | 0 | 0 | 0 | 0 | 0 | 0 | 0
| 552 | MAINTENANCE OF STRUCTURES | Prod | 36 | 876396 | 876396 | 0 | 0 |  | 313753.0264 | 313753.0264 | 0 | 0 |  | 86845.8525 | 86845.8525 | 0 | 0 |  | 6581.4714 | 6581.4714 | 0 | 0 |  | 86940.6785 | 86940.6785 | 0 | 0 |  | 3906.8859 | 3906.8859 | 0 | 0 |  | 90101.5761 | 90101.5761 | 0 | 0 |  | 189277.0064 | 189277.0064 | 0 | 0 |  | 65528.658 | 65528.658 | 0 | 0 |  | 27960.8899 | 27960.8899 | 0 | 0 |  | 5179.413 | 5179.413 | 0 | 0 |  | 188.4251 | 188.4251 | 0 | 0 |  | 115.2461 | 115.2461 | 0 | 0 |  | 16.301 | 16.301 | 0 | 0 |  | 0.56966 | 0.56966 | 0 | 0 |  | 0 | 0 | 0 | 0 |  | 0 | 0 | 0 | 0 | 0 | 0 | 0 | 0
| 553 | MAINTENANCE OF GENERATING & ELEC PLANT | Prod | 36 | 7236966 | 7236966 | 0 | 0 |  | 2590860.7343 | 2590860.7343 | 0 | 0 |  | 717142.1158 | 717142.1158 | 0 | 0 |  | 54347.4463 | 54347.4463 | 0 | 0 |  | 717925.1555 | 717925.1555 | 0 | 0 |  | 32261.6723 | 32261.6723 | 0 | 0 |  | 744026.7221 | 744026.7221 | 0 | 0 |  | 1562982.0991 | 1562982.0991 | 0 | 0 |  | 541112.3171 | 541112.3171 | 0 | 0 |  | 230891.0696 | 230891.0696 | 0 | 0 |  | 42769.7475 | 42769.7475 | 0 | 0 |  | 1555.9478 | 1555.9478 | 0 | 0 |  | 951.6611 | 951.6611 | 0 | 0 |  | 134.6076 | 134.6076 | 0 | 0 |  | 4.704 | 4.704 | 0 | 0 |  | 0 | 0 | 0 | 0 |  | 0 | 0 | 0 | 0 | 0 | 0 | 0 | 0
| 554 | MAINTENANCE OF MISC OTHER POWER GEN PLT | Prod | 36 | 5979786 | 5979786 | 0 | 0 |  | 2140785.6202 | 2140785.6202 | 0 | 0 |  | 592562.7374 | 592562.7374 | 0 | 0 |  | 44906.4012 | 44906.4012 | 0 | 0 |  | 593209.7503 | 593209.7503 | 0 | 0 |  | 26657.2893 | 26657.2893 | 0 | 0 |  | 614777.0456 | 614777.0456 | 0 | 0 |  | 1291466.4066 | 1291466.4066 | 0 | 0 |  | 447112.2094 | 447112.2094 | 0 | 0 |  | 190781.494 | 190781.494 | 0 | 0 |  | 35339.939 | 35339.939 | 0 | 0 |  | 1285.6541 | 1285.6541 | 0 | 0 |  | 786.3419 | 786.3419 | 0 | 0 |  | 111.224 | 111.224 | 0 | 0 |  | 3.8869 | 3.8869 | 0 | 0 |  | 0 | 0 | 0 | 0 |  | 0 | 0 | 0 | 0 | 0 | 0 | 0 | 0
| Total Other Power Generation Maintenance Expense |  |  |  | 15004640 | 15004640 | 0 | 0 |  | 5371716.9058 | 5371716.9058 | 0 | 0 |  | 1486874.3719 | 1486874.3719 | 0 | 0 |  | 112680.3506 | 112680.3506 | 0 | 0 |  | 1488497.874 | 1488497.874 | 0 | 0 |  | 66889.188 | 66889.188 | 0 | 0 |  | 1542615.1118 | 1542615.1118 | 0 | 0 |  | 3240582.2721 | 3240582.2721 | 0 | 0 |  | 1121905.9917 | 1121905.9917 | 0 | 0 |  | 478714.0604 | 478714.0604 | 0 | 0 |  | 88675.9264 | 88675.9264 | 0 | 0 |  | 3225.9978 | 3225.9978 | 0 | 0 |  | 1973.1103 | 1973.1103 | 0 | 0 |  | 279.0863 | 279.0863 | 0 | 0 |  | 9.753 | 9.753 | 0 | 0 |  | 0 | 0 | 0 | 0 |  | 0 | 0 | 0 | 0 | 0 | 0 | 0 | 0
0
| Total Other Power Generation Expense |  |  |  | 128834447 | 21720239 | 107114208 | 0 |  | 45032086.1244 | 7775926.3157 | 37256159.8087 | 0 |  | 12641744.2696 | 2152351.9872 | 10489392.2824 | 0 |  | 967620.6586 | 163112.487 | 804508.1716 | 0 |  | 12754555.9614 | 2154702.1171 | 10599853.8443 | 0 |  | 574842.5004 | 96826.6583 | 478015.8421 | 0 |  | 13330904.6885 | 2233040.5071 | 11097864.1815 | 0 |  | 28471649.304 | 4690963.6919 | 23780685.6121 | 0 |  | 9901831.5952 | 1624035.3834 | 8277796.2119 | 0 |  | 4252806.8842 | 692971.2278 | 3559835.6564 | 0 |  | 855207.4117 | 128364.4469 | 726842.9649 | 0 |  | 31114.6037 | 4669.8516 | 26444.7521 | 0 |  | 17582.9968 | 2856.2116 | 14726.7853 | 0 |  | 2417.1638 | 403.9965 | 2013.1674 | 0 |  | 82.8376 | 14.1182 | 68.7194 | 0 |  | 0 | 0 | 0 | 0 |  | 0 | 0 | 0 | 0 | 0 | 0 | 0 | 0
0
| Total Station Expense |  |  |  | 574443986 | 80013549.3895 | 494430436.6105 | 0 |  | 200387292.9771 | 28645148.1638 | 171742144.8133 | 0 |  | 56307516.7702 | 7928887.0637 | 48378629.7065 | 0 |  | 4310541.0976 | 600877.7819 | 3709663.3157 | 0 |  | 56843429.8856 | 7937544.5302 | 48905885.3554 | 0 |  | 2563040.8499 | 356692.4197 | 2206348.4302 | 0 |  | 59457064.9384 | 8226129.4132 | 51230935.5252 | 0 |  | 127227134.8627 | 17280687.1528 | 109946447.7099 | 0 |  | 44252740.892 | 5982661.3951 | 38270079.4969 | 0 |  | 19019938.1635 | 2552784.4128 | 16467153.7507 | 0 |  | 3845571.7847 | 472872.0992 | 3372699.6856 | 0 |  | 139911.9884 | 17202.914 | 122709.0744 | 0 |  | 78636.9539 | 10521.7823 | 68115.1717 | 0 |  | 10796.1157 | 1488.2521 | 9307.8636 | 0 |  | 368.7203 | 52.0088 | 316.7115 | 0 |  | 0 | 0 | 0 | 0 |  | 0 | 0 | 0 | 0 | 0 | 0 | 0 | 0
0
| Other Power Supply Expenses | [87 empty] | 0 | 0 | 0 | 0
| 555 | PURCHASED POWER | PurPower | 58 | 48544007 | 9572612.2559 | 38971394.7441 | 0 |  | 16883600.2682 | 3427030.7776 | 13456569.4905 | 0 |  | 4747983.199 | 948591.3581 | 3799391.8409 | 0 |  | 362927.0162 | 71887.4499 | 291039.5663 | 0 |  | 4796661.992 | 949627.1148 | 3847034.8772 | 0 |  | 216533.0568 | 42673.7503 | 173859.3065 | 0 |  | 5023651.2433 | 984152.6572 | 4039498.5861 | 0 |  | 10795376.8515 | 2067416.3175 | 8727960.534 | 0 |  | 3753396.3627 | 715749.9977 | 3037646.3649 | 0 |  | 1615704.4061 | 305408.4657 | 1310295.9404 | 0 |  | 328593.6411 | 56573.184 | 272020.4571 | 0 |  | 11955.0532 | 2058.1117 | 9896.9415 | 0 |  | 6675.8535 | 1258.7986 | 5417.0549 | 0 |  | 917.0433 | 178.0506 | 738.9927 | 0 |  | 31.0134 | 6.2222 | 24.7912 | 0 |  | 0 | 0 | 0 | 0 |  | 0 | 0 | 0 | 0 | 0 | 0 | 0 | 0
| 555 | PURCHASED POWER OPTIONS |  |  | 0 | 0 | 0 | 0 |  | 0 |  |  |  |  | 0 |  |  |  |  | 0 |  |  |  |  | 0 |  |  |  |  | 0 |  |  |  |  | 0 |  |  |  |  | 0 |  |  |  |  | 0 |  |  |  |  | 0 |  |  |  |  | 0 |  |  |  |  | 0 |  |  |  |  | 0 |  |  |  |  | 0 |  |  |  |  | 0 |  |  |  |  | 0 |  |  |  |  | 0 |  |  |  | 0 | 0 | 0 | 0
| 555 | BROKERAGE FEES |  |  | 0 | 0 | 0 | 0 |  | 0 |  |  |  |  | 0 |  |  |  |  | 0 |  |  |  |  | 0 |  |  |  |  | 0 |  |  |  |  | 0 |  |  |  |  | 0 |  |  |  |  | 0 |  |  |  |  | 0 |  |  |  |  | 0 |  |  |  |  | 0 |  |  |  |  | 0 |  |  |  |  | 0 |  |  |  |  | 0 |  |  |  |  | 0 |  |  |  |  | 0 |  |  |  | 0 | 0 | 0 | 0
| 555 | MISO TRANSMISSION EXPENSES |  |  | 0 | 0 | 0 | 0 |  | 0 |  |  |  |  | 0 |  |  |  |  | 0 |  |  |  |  | 0 |  |  |  |  | 0 |  |  |  |  | 0 |  |  |  |  | 0 |  |  |  |  | 0 |  |  |  |  | 0 |  |  |  |  | 0 |  |  |  |  | 0 |  |  |  |  | 0 |  |  |  |  | 0 |  |  |  |  | 0 |  |  |  |  | 0 |  |  |  |  | 0 |  |  |  | 0 | 0 | 0 | 0
| 556 | SYSTEM CONTROL AND LOAD DISPATCH | Prod | 36 | 2300266 | 2300266 | 0 | 0 |  | 823503.7802 | 823503.7802 | 0 | 0 |  | 227943.2605 | 227943.2605 | 0 | 0 |  | 17274.3084 | 17274.3084 | 0 | 0 |  | 228192.1493 | 228192.1493 | 0 | 0 |  | 10254.3563 | 10254.3563 | 0 | 0 |  | 236488.5191 | 236488.5191 | 0 | 0 |  | 496793.0734 | 496793.0734 | 0 | 0 |  | 171992.2776 | 171992.2776 | 0 | 0 |  | 73388.6102 | 73388.6102 | 0 | 0 |  | 13594.3427 | 13594.3427 | 0 | 0 |  | 494.5572 | 494.5572 | 0 | 0 |  | 302.485 | 302.485 | 0 | 0 |  | 42.7849 | 42.7849 | 0 | 0 |  | 1.4952 | 1.4952 | 0 | 0 |  | 0 | 0 | 0 | 0 |  | 0 | 0 | 0 | 0 | 0 | 0 | 0 | 0
| 557 | OTHER EXPENSES | Prod | 36 | 154987 | 154987 | 0 | 0 |  | 55485.9222 | 55485.9222 | 0 | 0 |  | 15358.329 | 15358.329 | 0 | 0 |  | 1163.9059 | 1163.9059 | 0 | 0 |  | 15375.0986 | 15375.0986 | 0 | 0 |  | 690.9166 | 690.9166 | 0 | 0 |  | 15934.0903 | 15934.0903 | 0 | 0 |  | 33472.854 | 33472.854 | 0 | 0 |  | 11588.4716 | 11588.4716 | 0 | 0 |  | 4944.7675 | 4944.7675 | 0 | 0 |  | 915.9577 | 915.9577 | 0 | 0 |  | 33.3222 | 33.3222 | 0 | 0 |  | 20.3808 | 20.3808 | 0 | 0 |  | 2.8828 | 2.8828 | 0 | 0 |  | 0.10074 | 0.10074 | 0 | 0 |  | 0 | 0 | 0 | 0 |  | 0 | 0 | 0 | 0 | 0 | 0 | 0 | 0
| Total Other Power Supply Expenses |  |  |  | 50999260 | 12027865.2559 | 38971394.7441 | 0 |  | 17762589.9705 | 4306020.48 | 13456569.4905 | 0 |  | 4991284.7885 | 1191892.9476 | 3799391.8409 | 0 |  | 381365.2305 | 90325.6642 | 291039.5663 | 0 |  | 5040229.2399 | 1193194.3627 | 3847034.8772 | 0 |  | 227478.3297 | 53619.0232 | 173859.3065 | 0 |  | 5276073.8526 | 1236575.2665 | 4039498.5861 | 0 |  | 11325642.7789 | 2597682.2449 | 8727960.534 | 0 |  | 3936977.1118 | 899330.7469 | 3037646.3649 | 0 |  | 1694037.7839 | 383741.8435 | 1310295.9404 | 0 |  | 343103.9415 | 71083.4844 | 272020.4571 | 0 |  | 12482.9326 | 2585.9912 | 9896.9415 | 0 |  | 6998.7192 | 1581.6644 | 5417.0549 | 0 |  | 962.711 | 223.7183 | 738.9927 | 0 |  | 32.6093 | 7.8181 | 24.7912 | 0 |  | 0 | 0 | 0 | 0 |  | 0 | 0 | 0 | 0 | 0 | 0 | 0 | 0
0
| Total Electric Power Generation Expenses |  |  |  | 625443246 | 92041414.6454 | 533401831.3546 | 0 |  | 218149882.9477 | 32951168.6439 | 185198714.3038 | 0 |  | 61298801.5587 | 9120780.0113 | 52178021.5473 | 0 |  | 4691906.3282 | 691203.4461 | 4000702.882 | 0 |  | 61883659.1255 | 9130738.8929 | 52752920.2326 | 0 |  | 2790519.1796 | 410311.4429 | 2380207.7367 | 0 |  | 64733138.791 | 9462704.6797 | 55270434.1113 | 0 |  | 138552777.6416 | 19878369.3977 | 118674408.2438 | 0 |  | 48189718.0038 | 6881992.142 | 41307725.8618 | 0 |  | 20713975.9473 | 2936526.2562 | 17777449.6911 | 0 |  | 4188675.7262 | 543955.5836 | 3644720.1426 | 0 |  | 152394.9211 | 19788.9051 | 132606.0159 | 0 |  | 85635.6732 | 12103.4466 | 73532.2265 | 0 |  | 11758.8267 | 1711.9704 | 10046.8563 | 0 |  | 401.3296 | 59.8269 | 341.5027 | 0 |  | 0 | 0 | 0 | 0 |  | 0 | 0 | 0 | 0 | 0 | 0 | 0 | 0
0
0
| Transmission Expenses | [90 empty] | 0
| 560 | OPERATION SUPERVISION AND ENG | Trans | 38 | 1854542 | 1854542 | 0 | 0 |  | 819980.3507 | 819980.3507 | 0 | 0 |  | 210472.0701 | 210472.0701 | 0 | 0 |  | 21540.6149 | 21540.6149 | 0 | 0 |  | 187759.4741 | 187759.4741 | 0 | 0 |  | 8068.1779 | 8068.1779 | 0 | 0 |  | 166104.2089 | 166104.2089 | 0 | 0 |  | 270523.1043 | 270523.1043 | 0 | 0 |  | 93811.5644 | 93811.5644 | 0 | 0 |  | 62860.9438 | 62860.9438 | 0 | 0 |  | 12660.8857 | 12660.8857 | 0 | 0 |  | 460.642 | 460.642 | 0 | 0 |  | 124.1082 | 124.1082 | 0 | 0 |  | 174.7646 | 174.7646 | 0 | 0 |  | 1.0905 | 1.0905 | 0 | 0 |  | 0 | 0 | 0 | 0 |  | 0 | 0 | 0 | 0 | 0 | 0 | 0 | 0
| 561 | LOAD DISPATCHING | Trans | 38 | 4510239 | 4510239 | 0 | 0 |  | 1994189.0542 | 1994189.0542 | 0 | 0 |  | 511867.2636 | 511867.2636 | 0 | 0 |  | 52386.6925 | 52386.6925 | 0 | 0 |  | 456630.3176 | 456630.3176 | 0 | 0 |  | 19621.7775 | 19621.7775 | 0 | 0 |  | 403964.7961 | 403964.7961 | 0 | 0 |  | 657911.1476 | 657911.1476 | 0 | 0 |  | 228149.3631 | 228149.3631 | 0 | 0 |  | 152877.5731 | 152877.5731 | 0 | 0 |  | 30791.2253 | 30791.2253 | 0 | 0 |  | 1120.2796 | 1120.2796 | 0 | 0 |  | 301.8307 | 301.8307 | 0 | 0 |  | 425.0268 | 425.0268 | 0 | 0 |  | 2.6522 | 2.6522 | 0 | 0 |  | 0 | 0 | 0 | 0 |  | 0 | 0 | 0 | 0 | 0 | 0 | 0 | 0
| 562 | STATION EXPENSES | Trans | 38 | 1170142 | 1170142 | 0 | 0 |  | 517374.8815 | 517374.8815 | 0 | 0 |  | 132799.4777 | 132799.4777 | 0 | 0 |  | 13591.2685 | 13591.2685 | 0 | 0 |  | 118468.7359 | 118468.7359 | 0 | 0 |  | 5090.6983 | 5090.6983 | 0 | 0 |  | 104805.1277 | 104805.1277 | 0 | 0 |  | 170689.2841 | 170689.2841 | 0 | 0 |  | 59191.3537 | 59191.3537 | 0 | 0 |  | 39662.7472 | 39662.7472 | 0 | 0 |  | 7988.5137 | 7988.5137 | 0 | 0 |  | 290.6467 | 290.6467 | 0 | 0 |  | 78.3073 | 78.3073 | 0 | 0 |  | 110.2695 | 110.2695 | 0 | 0 |  | 0.68808 | 0.68808 | 0 | 0 |  | 0 | 0 | 0 | 0 |  | 0 | 0 | 0 | 0 | 0 | 0 | 0 | 0
| 563 | OVERHEAD LINE EXPENSES | Trans | 38 | 1105850 | 1105850 | 0 | 0 |  | 488948.3607 | 488948.3607 | 0 | 0 |  | 125502.9752 | 125502.9752 | 0 | 0 |  | 12844.5131 | 12844.5131 | 0 | 0 |  | 111959.6183 | 111959.6183 | 0 | 0 |  | 4810.9962 | 4810.9962 | 0 | 0 |  | 99046.74 | 99046.74 | 0 | 0 |  | 161310.9732 | 161310.9732 | 0 | 0 |  | 55939.1583 | 55939.1583 | 0 | 0 |  | 37483.5268 | 37483.5268 | 0 | 0 |  | 7549.5947 | 7549.5947 | 0 | 0 |  | 274.6775 | 274.6775 | 0 | 0 |  | 74.0048 | 74.0048 | 0 | 0 |  | 104.2109 | 104.2109 | 0 | 0 |  | 0.65027 | 0.65027 | 0 | 0 |  | 0 | 0 | 0 | 0 |  | 0 | 0 | 0 | 0 | 0 | 0 | 0 | 0
| 565 | TRANSMISSION OF ELECTRICITY BY OTHERS | Trans | 38 | 2766380 | 2766380 | 0 | 0 |  | 1223146.87 | 1223146.87 | 0 | 0 |  | 313956.6131 | 313956.6131 | 0 | 0 |  | 32131.6672 | 32131.6672 | 0 | 0 |  | 280076.7272 | 280076.7272 | 0 | 0 |  | 12035.1256 | 12035.1256 | 0 | 0 |  | 247774.0387 | 247774.0387 | 0 | 0 |  | 403533.4359 | 403533.4359 | 0 | 0 |  | 139936.6719 | 139936.6719 | 0 | 0 |  | 93768.3038 | 93768.3038 | 0 | 0 |  | 18885.9681 | 18885.9681 | 0 | 0 |  | 687.1297 | 687.1297 | 0 | 0 |  | 185.1295 | 185.1295 | 0 | 0 |  | 260.6925 | 260.6925 | 0 | 0 |  | 1.6267 | 1.6267 | 0 | 0 |  | 0 | 0 | 0 | 0 |  | 0 | 0 | 0 | 0 | 0 | 0 | 0 | 0
| 566 | MISC. TRANSMISSION EXPENSES | Trans | 38 | 24246266 | 24246266 | 0 | 0 |  | 10720415.9831 | 10720415.9831 | 0 | 0 |  | 2751710.0159 | 2751710.0159 | 0 | 0 |  | 281621.8126 | 281621.8126 | 0 | 0 |  | 2454765.733 | 2454765.733 | 0 | 0 |  | 105483.2872 | 105483.2872 | 0 | 0 |  | 2171644.9841 | 2171644.9841 | 0 | 0 |  | 3536816.7162 | 3536816.7162 | 0 | 0 |  | 1226491.5776 | 1226491.5776 | 0 | 0 |  | 821843.433 | 821843.433 | 0 | 0 |  | 165528.3102 | 165528.3102 | 0 | 0 |  | 6022.4294 | 6022.4294 | 0 | 0 |  | 1622.5896 | 1622.5896 | 0 | 0 |  | 2284.8706 | 2284.8706 | 0 | 0 |  | 14.2575 | 14.2575 | 0 | 0 |  | 0 | 0 | 0 | 0 |  | 0 | 0 | 0 | 0 | 0 | 0 | 0 | 0
| 567 | RENTS | Trans | 38 | 169306 | 169306 | 0 | 0 |  | 74858.1554 | 74858.1554 | 0 | 0 |  | 19214.5469 | 19214.5469 | 0 | 0 |  | 1966.4992 | 1966.4992 | 0 | 0 |  | 17141.0545 | 17141.0545 | 0 | 0 |  | 736.5651 | 736.5651 | 0 | 0 |  | 15164.0886 | 15164.0886 | 0 | 0 |  | 24696.7632 | 24696.7632 | 0 | 0 |  | 8564.3036 | 8564.3036 | 0 | 0 |  | 5738.7403 | 5738.7403 | 0 | 0 |  | 1155.8454 | 1155.8454 | 0 | 0 |  | 42.0532 | 42.0532 | 0 | 0 |  | 11.3302 | 11.3302 | 0 | 0 |  | 15.9547 | 15.9547 | 0 | 0 |  | 0.099557 | 0.099557 | 0 | 0 |  | 0 | 0 | 0 | 0 |  | 0 | 0 | 0 | 0 | 0 | 0 | 0 | 0
| 568 | MAINTENACE SUPERVISION AND ENG | Trans | 38 | 0 | 0 | 0 | 0 |  | 0 | 0 | 0 | 0 |  | 0 | 0 | 0 | 0 |  | 0 | 0 | 0 | 0 |  | 0 | 0 | 0 | 0 |  | 0 | 0 | 0 | 0 |  | 0 | 0 | 0 | 0 |  | 0 | 0 | 0 | 0 |  | 0 | 0 | 0 | 0 |  | 0 | 0 | 0 | 0 |  | 0 | 0 | 0 | 0 |  | 0 | 0 | 0 | 0 |  | 0 | 0 | 0 | 0 |  | 0 | 0 | 0 | 0 |  | 0 | 0 | 0 | 0 |  | 0 | 0 | 0 | 0 |  | 0 | 0 | 0 | 0 | 0 | 0 | 0 | 0
| 569 | STRUCTURES | Trans | 38 | 0 | 0 | 0 | 0 |  | 0 | 0 | 0 | 0 |  | 0 | 0 | 0 | 0 |  | 0 | 0 | 0 | 0 |  | 0 | 0 | 0 | 0 |  | 0 | 0 | 0 | 0 |  | 0 | 0 | 0 | 0 |  | 0 | 0 | 0 | 0 |  | 0 | 0 | 0 | 0 |  | 0 | 0 | 0 | 0 |  | 0 | 0 | 0 | 0 |  | 0 | 0 | 0 | 0 |  | 0 | 0 | 0 | 0 |  | 0 | 0 | 0 | 0 |  | 0 | 0 | 0 | 0 |  | 0 | 0 | 0 | 0 |  | 0 | 0 | 0 | 0 | 0 | 0 | 0 | 0
| 570 | MAINT OF STATION EQUIPMENT | Trans | 38 | 1969589 | 1969589 | 0 | 0 |  | 870848.0471 | 870848.0471 | 0 | 0 |  | 223528.7602 | 223528.7602 | 0 | 0 |  | 22876.8926 | 22876.8926 | 0 | 0 |  | 199407.1823 | 199407.1823 | 0 | 0 |  | 8568.6894 | 8568.6894 | 0 | 0 |  | 176408.5271 | 176408.5271 | 0 | 0 |  | 287305.0761 | 287305.0761 | 0 | 0 |  | 99631.1894 | 99631.1894 | 0 | 0 |  | 66760.5389 | 66760.5389 | 0 | 0 |  | 13446.3071 | 13446.3071 | 0 | 0 |  | 489.218 | 489.218 | 0 | 0 |  | 131.8073 | 131.8073 | 0 | 0 |  | 185.6061 | 185.6061 | 0 | 0 |  | 1.1582 | 1.1582 | 0 | 0 |  | 0 | 0 | 0 | 0 |  | 0 | 0 | 0 | 0 | 0 | 0 | 0 | 0
| 571 | MAINT OF OVERHEAD LINES | Trans | 38 | 10707630 | 10707630 | 0 | 0 |  | 4734347.4576 | 4734347.4576 | 0 | 0 |  | 1215209.4973 | 1215209.4973 | 0 | 0 |  | 124369.7553 | 124369.7553 | 0 | 0 |  | 1084073.0365 | 1084073.0365 | 0 | 0 |  | 46583.5032 | 46583.5032 | 0 | 0 |  | 959041.3213 | 959041.3213 | 0 | 0 |  | 1561928.1243 | 1561928.1243 | 0 | 0 |  | 541642.9074 | 541642.9074 | 0 | 0 |  | 362942.2938 | 362942.2938 | 0 | 0 |  | 73100.5715 | 73100.5715 | 0 | 0 |  | 2659.6238 | 2659.6238 | 0 | 0 |  | 716.5676 | 716.5676 | 0 | 0 |  | 1009.044 | 1009.044 | 0 | 0 |  | 6.2964 | 6.2964 | 0 | 0 |  | 0 | 0 | 0 | 0 |  | 0 | 0 | 0 | 0 | 0 | 0 | 0 | 0
| 572 | UNDERGROUND LINES | Trans | 38 | 0 | 0 | 0 | 0 |  | 0 | 0 | 0 | 0 |  | 0 | 0 | 0 | 0 |  | 0 | 0 | 0 | 0 |  | 0 | 0 | 0 | 0 |  | 0 | 0 | 0 | 0 |  | 0 | 0 | 0 | 0 |  | 0 | 0 | 0 | 0 |  | 0 | 0 | 0 | 0 |  | 0 | 0 | 0 | 0 |  | 0 | 0 | 0 | 0 |  | 0 | 0 | 0 | 0 |  | 0 | 0 | 0 | 0 |  | 0 | 0 | 0 | 0 |  | 0 | 0 | 0 | 0 |  | 0 | 0 | 0 | 0 |  | 0 | 0 | 0 | 0 | 0 | 0 | 0 | 0
| 573 | MISC PLANT | Trans | 38 | 217390 | 217390 | 0 | 0 |  | 96118.3561 | 96118.3561 | 0 | 0 |  | 24671.6026 | 24671.6026 | 0 | 0 |  | 2524.9977 | 2524.9977 | 0 | 0 |  | 22009.225 | 22009.225 | 0 | 0 |  | 945.7544 | 945.7544 | 0 | 0 |  | 19470.7879 | 19470.7879 | 0 | 0 |  | 31710.8039 | 31710.8039 | 0 | 0 |  | 10996.6213 | 10996.6213 | 0 | 0 |  | 7368.5797 | 7368.5797 | 0 | 0 |  | 1484.113 | 1484.113 | 0 | 0 |  | 53.9966 | 53.9966 | 0 | 0 |  | 14.548 | 14.548 | 0 | 0 |  | 20.486 | 20.486 | 0 | 0 |  | 0.12783 | 0.12783 | 0 | 0 |  | 0 | 0 | 0 | 0 |  | 0 | 0 | 0 | 0 | 0 | 0 | 0 | 0
| 575 | MISO DAY 1&2 EXPENSE | Trans | 38 | 0 | 0 | 0 | 0 |  | 0 | 0 | 0 | 0 |  | 0 | 0 | 0 | 0 |  | 0 | 0 | 0 | 0 |  | 0 | 0 | 0 | 0 |  | 0 | 0 | 0 | 0 |  | 0 | 0 | 0 | 0 |  | 0 | 0 | 0 | 0 |  | 0 | 0 | 0 | 0 |  | 0 | 0 | 0 | 0 |  | 0 | 0 | 0 | 0 |  | 0 | 0 | 0 | 0 |  | 0 | 0 | 0 | 0 |  | 0 | 0 | 0 | 0 |  | 0 | 0 | 0 | 0 |  | 0 | 0 | 0 | 0 |  | 0 | 0 | 0 | 0 | 0 | 0 | 0 | 0
| Total Transmission Expenses |  |  |  | 48717334 | 48717334 | 0 | 0 |  | 21540227.5166 | 21540227.5166 | 0 | 0 |  | 5528932.8227 | 5528932.8227 | 0 | 0 |  | 565854.7136 | 565854.7136 | 0 | 0 |  | 4932291.1044 | 4932291.1044 | 0 | 0 |  | 211944.5746 | 211944.5746 | 0 | 0 |  | 4363424.6204 | 4363424.6204 | 0 | 0 |  | 7106425.429 | 7106425.429 | 0 | 0 |  | 2464354.7107 | 2464354.7107 | 0 | 0 |  | 1651306.6804 | 1651306.6804 | 0 | 0 |  | 332591.3349 | 332591.3349 | 0 | 0 |  | 12100.6965 | 12100.6965 | 0 | 0 |  | 3260.2232 | 3260.2232 | 0 | 0 |  | 4590.9257 | 4590.9257 | 0 | 0 |  | 28.6472 | 28.6472 | 0 | 0 |  | 0 | 0 | 0 | 0 |  | 0 | 0 | 0 | 0 | 0 | 0 | 0 | 0
0
| Distribution Operation Expense | [90 empty] | 0
| 580 | OPERATION SUPERVISION AND ENGI | LBDO | 47 | 1911255 | 586725.6758 | 0 | 1324529.3242 |  | 1343935.7151 | 316980.2444 | 0 | 1026955.4707 |  | 292745.7922 | 75171.0866 | 0 | 217574.7055 |  | 8921.2925 | 7201.6858 | 0 | 1719.6068 |  | 79209.2221 | 55918.8677 | 0 | 23290.3544 |  | 2603.4496 | 2250.4008 | 0 | 353.0488 |  | 55440.1396 | 49358.6825 | 0 | 6081.4571 |  | 76018.7425 | 75455.1295 | 0 | 563.613 |  | 204.9983 | 0 | 0 | 204.9983 |  | 12.6544 | 0 | 0 | 12.6544 |  | 51713.5918 | 4144.838 | 0 | 47568.7539 |  | 163.905 | 150.802 | 0 | 13.1031 |  | 202.2144 | 40.6297 | 0 | 161.5847 |  | 73.9307 | 52.9518 | 0 | 20.9789 |  | 9.3516 | 0.35701 | 0 | 8.9946 |  | 0 | 0 | 0 | 0 |  | 0 | 0 | 0 | 0 | 0 | 0 | 0 | 0
| 581 | LOAD DISPATCHING | Acct362 | 50 | 438256 | 438256 | 0 | 0 |  | 211654.2586 | 211654.2586 | 0 | 0 |  | 54327.2896 | 54327.2896 | 0 | 0 |  | 5560.088 | 5560.088 | 0 | 0 |  | 48464.6885 | 48464.6885 | 0 | 0 |  | 2082.5672 | 2082.5672 | 0 | 0 |  | 42875.0069 | 42875.0069 | 0 | 0 |  | 69827.7307 | 69827.7307 | 0 | 0 |  | 0 | 0 | 0 | 0 |  | 0 | 0 | 0 | 0 |  | 3268.0422 | 3268.0422 | 0 | 0 |  | 118.9014 | 118.9014 | 0 | 0 |  | 32.035 | 32.035 | 0 | 0 |  | 45.1104 | 45.1104 | 0 | 0 |  | 0.28149 | 0.28149 | 0 | 0 |  | 0 | 0 | 0 | 0 |  | 0 | 0 | 0 | 0 | 0 | 0 | 0 | 0
| 582 | STATION EXPENSES | Acct362 | 50 | 2231084 | 2231084 | 0 | 0 |  | 1077494.5009 | 1077494.5009 | 0 | 0 |  | 276570.6494 | 276570.6494 | 0 | 0 |  | 28305.4272 | 28305.4272 | 0 | 0 |  | 246725.1814 | 246725.1814 | 0 | 0 |  | 10601.9824 | 10601.9824 | 0 | 0 |  | 218269.0981 | 218269.0981 | 0 | 0 |  | 355480.6612 | 355480.6612 | 0 | 0 |  | 0 | 0 | 0 | 0 |  | 0 | 0 | 0 | 0 |  | 16637.0264 | 16637.0264 | 0 | 0 |  | 605.3062 | 605.3062 | 0 | 0 |  | 163.0843 | 163.0843 | 0 | 0 |  | 229.6493 | 229.6493 | 0 | 0 |  | 1.433 | 1.433 | 0 | 0 |  | 0 | 0 | 0 | 0 |  | 0 | 0 | 0 | 0 | 0 | 0 | 0 | 0
| 583 | OVERHEAD LINE EXPENSES | Acct365 | 51 | 6598429 | 2376094.2829 | 0 | 4222334.7171 |  | 4781953.0892 | 1389254.2963 | 0 | 3392698.7929 |  | 950867.5524 | 315926.3149 | 0 | 634941.2375 |  | 32355.9243 | 29103.9059 | 0 | 3252.0183 |  | 219413.5694 | 185351.7454 | 0 | 34061.824 |  | 9068.1483 | 7964.7158 | 0 | 1103.4326 |  | 169849.2845 | 163974.1759 | 0 | 5875.1086 |  | 268438.7581 | 267054.0584 | 0 | 1384.6997 |  | 0 | 0 | 0 | 0 |  | 0 | 0 | 0 | 0 |  | 164210.8273 | 16527.7783 | 0 | 147683.049 |  | 693.3697 | 601.3314 | 0 | 92.0383 |  | 1297.1519 | 162.0134 | 0 | 1135.1385 |  | 203.2029 | 172.5235 | 0 | 30.6794 |  | 78.1221 | 1.4236 | 0 | 76.6985 |  | 0 | 0 | 0 | 0 |  | 0 | 0 | 0 | 0 | 0 | 0 | 0 | 0
| 584 | UNDERGROUND LINE EXPENSES | Acct367 | 52 | 41724 | 10481.0688 | 0 | 31242.9312 |  | 31597.2848 | 6491.0938 | 0 | 25106.1909 |  | 6124.2809 | 1425.6746 | 0 | 4698.6063 |  | 150.8802 | 126.815 | 0 | 24.0651 |  | 953.4024 | 701.3427 | 0 | 252.0597 |  | 37.1411 | 30.1373 | 0 | 7.0038 |  | 663.9294 | 620.4532 | 0 | 43.4762 |  | 1019.2809 | 1010.4918 | 0 | 8.7891 |  | 0 | 0 | 0 | 0 |  | 0 | 0 | 0 | 0 |  | 1163.981 | 71.1168 | 0 | 1092.8641 |  | 3.2685 | 2.5874 | 0 | 0.68109 |  | 9.0972 | 0.69712 | 0 | 8.4001 |  | 0.87983 | 0.6528 | 0 | 0.22703 |  | 0.5737 | 0.0061255 | 0 | 0.56757 |  | 0 | 0 | 0 | 0 |  | 0 | 0 | 0 | 0 | 0 | 0 | 0 | 0
| 585 | STREET LIGHTING EXPENSE |  |  | 0 | 0 | 0 | 0 |  | 0 |  |  |  |  | 0 |  |  |  |  | 0 |  |  |  |  | 0 |  |  |  |  | 0 |  |  |  |  | 0 |  |  |  |  | 0 |  |  |  |  | 0 |  |  |  |  | 0 |  |  |  |  | 0 |  |  |  |  | 0 |  |  |  |  | 0 |  |  |  |  | 0 |  |  |  |  | 0 |  |  |  |  | 0 |  |  |  |  | 0 |  |  |  | 0 | 0 | 0 | 0
| 586 | METER EXPENSES | C03 | 29 | 9700980 | 0 | 0 | 9700980 |  | 5860700.1926 | 0 | 0 | 5860700.1926 |  | 2364967.3367 | 0 | 0 | 2364967.3367 |  | 48274.0325 | 0 | 0 | 48274.0325 |  | 739436.9101 | 0 | 0 | 739436.9101 |  | 144604.9852 | 0 | 0 | 144604.9852 |  | 132257.1991 | 0 | 0 | 132257.1991 |  | 256163.5662 | 0 | 0 | 256163.5662 |  | 127004.1101 | 0 | 0 | 127004.1101 |  | 7839.8986 | 0 | 0 | 7839.8986 |  | 0 | 0 | 0 | 0 |  | 1430.85 | 0 | 0 | 1430.85 |  | 17634.7928 | 0 | 0 | 17634.7928 |  | 666.1262 | 0 | 0 | 666.1262 |  | 0 | 0 | 0 | 0 |  | 0 | 0 | 0 | 0 |  | 0 | 0 | 0 | 0 | 0 | 0 | 0 | 0
| 586 | METER EXPENSES - LOAD MANAGEMENT |  |  | 0 | 0 | 0 | 0 |  | 0 |  |  |  |  | 0 |  |  |  |  | 0 |  |  |  |  | 0 |  |  |  |  | 0 |  |  |  |  | 0 |  |  |  |  | 0 |  |  |  |  | 0 |  |  |  |  | 0 |  |  |  |  | 0 |  |  |  |  | 0 |  |  |  |  | 0 |  |  |  |  | 0 |  |  |  |  | 0 |  |  |  |  | 0 |  |  |  |  | 0 |  |  |  | 0 | 0 | 0 | 0
| 587 | CUSTOMER INSTALLATIONS EXPENSE |  |  | 0 | 0 | 0 | 0 |  | 0 |  |  |  |  | 0 |  |  |  |  | 0 |  |  |  |  | 0 |  |  |  |  | 0 |  |  |  |  | 0 |  |  |  |  | 0 |  |  |  |  | 0 |  |  |  |  | 0 |  |  |  |  | 0 |  |  |  |  | 0 |  |  |  |  | 0 |  |  |  |  | 0 |  |  |  |  | 0 |  |  |  |  | 0 |  |  |  |  | 0 |  |  |  | 0 | 0 | 0 | 0
| 588 | MISCELLANEOUS DISTRIBUTION EXP | Distplt | 37 | 8491579 | 3561041.7364 | 0 | 4930537.2636 |  | 5473757.2188 | 2023745.0784 | 0 | 3450012.1404 |  | 1156372.7643 | 458456.4933 | 0 | 697916.271 |  | 47067.446 | 42076.603 | 0 | 4990.843 |  | 391996.7915 | 329716.6773 | 0 | 62280.1141 |  | 16423.2758 | 11355.7544 | 0 | 5067.5215 |  | 301805.7474 | 289645.5382 | 0 | 12160.2092 |  | 389337.5229 | 380754.3631 | 0 | 8583.1599 |  | 3781.156 | 0 | 0 | 3781.156 |  | 233.4088 | 0 | 0 | 233.4088 |  | 707641.2633 | 23863.4709 | 0 | 683777.7924 |  | 989.244 | 868.2265 | 0 | 121.0175 |  | 1726.1027 | 233.9214 | 0 | 1492.1813 |  | 379.6542 | 323.5545 | 0 | 56.0998 |  | 67.4041 | 2.0554 | 0 | 65.3486 |  | 0 | 0 | 0 | 0 |  | 0 | 0 | 0 | 0 | 0 | 0 | 0 | 0
| 588 | MISC DISTR EXP -- MAPPIN |  |  | 0 | 0 | 0 | 0 |  | 0 |  |  |  |  | 0 |  |  |  |  | 0 |  |  |  |  | 0 |  |  |  |  | 0 |  |  |  |  | 0 |  |  |  |  | 0 |  |  |  |  | 0 |  |  |  |  | 0 |  |  |  |  | 0 |  |  |  |  | 0 |  |  |  |  | 0 |  |  |  |  | 0 |  |  |  |  | 0 |  |  |  |  | 0 |  |  |  |  | 0 |  |  |  | 0 | 0 | 0 | 0
| 589 | RENTS |  |  | 0 | 0 | 0 | 0 |  | 0 |  |  |  |  | 0 |  |  |  |  | 0 |  |  |  |  | 0 |  |  |  |  | 0 |  |  |  |  | 0 |  |  |  |  | 0 |  |  |  |  | 0 |  |  |  |  | 0 |  |  |  |  | 0 |  |  |  |  | 0 |  |  |  |  | 0 |  |  |  |  | 0 |  |  |  |  | 0 |  |  |  |  | 0 |  |  |  |  | 0 |  |  |  | 0 | 0 | 0 | 0
| Total Distribution Operation Expense |  |  |  | 29413307 | 9203682.7639 | 0 | 20209624.2361 |  | 18781092.2601 | 5025619.4726 | 0 | 13755472.7875 |  | 5101975.6655 | 1181877.5085 | 0 | 3920098.157 |  | 170635.0906 | 112374.5249 | 0 | 58260.5657 |  | 1726199.7654 | 866878.5031 | 0 | 859321.2623 |  | 185421.5497 | 34285.5578 | 0 | 151135.9919 |  | 921160.4051 | 764742.955 | 0 | 156417.4501 |  | 1416286.2625 | 1149582.4347 | 0 | 266703.8279 |  | 130990.2643 | 0 | 0 | 130990.2643 |  | 8085.9619 | 0 | 0 | 8085.9619 |  | 944634.732 | 64512.2726 | 0 | 880122.4595 |  | 4004.845 | 2347.1551 | 0 | 1657.69 |  | 21064.4782 | 632.3809 | 0 | 20432.0973 |  | 1598.5536 | 824.4423 | 0 | 774.1113 |  | 157.166 | 5.5567 | 0 | 151.6094 |  | 0 | 0 | 0 | 0 |  | 0 | 0 | 0 | 0 | 0 | 0 | 0 | 0
0
| Distribution Maintenance Expense | [90 empty] | 0
| 590 | MAINTENANCE SUPERVISION AND EN | LBDM | 48 | 50915 | 20954.3679 | 0 | 29960.6321 |  | 35923.5311 | 11851.0893 | 0 | 24072.4417 |  | 7253.0937 | 2747.8032 | 0 | 4505.2906 |  | 280.9443 | 257.8652 | 0 | 23.0791 |  | 2014.2906 | 1772.5303 | 0 | 241.7603 |  | 83.097 | 75.3476 | 0 | 7.7494 |  | 1609.2037 | 1567.4999 | 0 | 41.7038 |  | 2536.1089 | 2526.3777 | 0 | 9.7311 |  | 0.010834 | 0 | 0 | 0.010834 |  | 0.00066879 | 0 | 0 | 0.00066879 |  | 1196.7747 | 147.3804 | 0 | 1049.3943 |  | 6.0153 | 5.3622 | 0 | 0.65312 |  | 9.4999 | 1.4447 | 0 | 8.0552 |  | 1.8725 | 1.6547 | 0 | 0.21775 |  | 0.55686 | 0.012694 | 0 | 0.54417 |  | 0 | 0 | 0 | 0 |  | 0 | 0 | 0 | 0 | 0 | 0 | 0 | 0
| 591 | STRUCTURES |  |  | 0 | 0 | 0 | 0 |  | 0 |  |  |  |  | 0 |  |  |  |  | 0 |  |  |  |  | 0 |  |  |  |  | 0 |  |  |  |  | 0 |  |  |  |  | 0 |  |  |  |  | 0 |  |  |  |  | 0 |  |  |  |  | 0 |  |  |  |  | 0 |  |  |  |  | 0 |  |  |  |  | 0 |  |  |  |  | 0 |  |  |  |  | 0 |  |  |  |  | 0 |  |  |  | 0 | 0 | 0 | 0
| 592 | MAINTENANCE OF STATION EQUIPME | Acct362 | 50 | 1421212 | 1421212 | 0 | 0 |  | 686369.5471 | 686369.5471 | 0 | 0 |  | 176176.9282 | 176176.9282 | 0 | 0 |  | 18030.7029 | 18030.7029 | 0 | 0 |  | 157165.2114 | 157165.2114 | 0 | 0 |  | 6753.5174 | 6753.5174 | 0 | 0 |  | 139038.5398 | 139038.5398 | 0 | 0 |  | 226443.0122 | 226443.0122 | 0 | 0 |  | 0 | 0 | 0 | 0 |  | 0 | 0 | 0 | 0 |  | 10597.8715 | 10597.8715 | 0 | 0 |  | 385.5832 | 385.5832 | 0 | 0 |  | 103.8855 | 103.8855 | 0 | 0 |  | 146.2878 | 146.2878 | 0 | 0 |  | 0.91283 | 0.91283 | 0 | 0 |  | 0 | 0 | 0 | 0 |  | 0 | 0 | 0 | 0 | 0 | 0 | 0 | 0
| 593 | MAINTENANCE OF OVERHEAD LINES | Acct365 | 51 | 28071515 | 10108552.5515 | 0 | 17962962.4485 |  | 20343731.4961 | 5910266.3404 | 0 | 14433465.1557 |  | 4045249.6739 | 1344036.6318 | 0 | 2701213.0421 |  | 137650.9186 | 123815.9465 | 0 | 13834.9721 |  | 933445.113 | 788536.8322 | 0 | 144908.2808 |  | 38578.3741 | 33884.0713 | 0 | 4694.3028 |  | 722585.1392 | 697590.8264 | 0 | 24994.3128 |  | 1142011.6249 | 1136120.7352 | 0 | 5890.8897 |  | 0 | 0 | 0 | 0 |  | 0 | 0 | 0 | 0 |  | 698597.6058 | 70313.6726 | 0 | 628283.9332 |  | 2949.7837 | 2558.2278 | 0 | 391.5558 |  | 5518.4374 | 689.2491 | 0 | 4829.1884 |  | 864.4806 | 733.962 | 0 | 130.5186 |  | 332.3529 | 6.0564 | 0 | 326.2965 |  | 0 | 0 | 0 | 0 |  | 0 | 0 | 0 | 0 | 0 | 0 | 0 | 0
| 594 | MAINTENANCE OF UNDERGROUND LIN | Acct367 | 52 | 483282 | 121400.4384 | 0 | 361881.5616 |  | 365985.979 | 75185.2367 | 0 | 290800.7423 |  | 70936.5049 | 16513.3467 | 0 | 54423.1582 |  | 1747.6194 | 1468.8769 | 0 | 278.7425 |  | 11043.098 | 8123.5333 | 0 | 2919.5647 |  | 430.1992 | 349.0749 | 0 | 81.1244 |  | 7690.1817 | 7186.6044 | 0 | 503.5773 |  | 11806.1576 | 11704.3545 | 0 | 101.8031 |  | 0 | 0 | 0 | 0 |  | 0 | 0 | 0 | 0 |  | 13482.1938 | 823.7343 | 0 | 12658.4595 |  | 37.8589 | 29.97 | 0 | 7.8889 |  | 105.3716 | 8.0746 | 0 | 97.2969 |  | 10.1909 | 7.5613 | 0 | 2.6296 |  | 6.6451 | 0.070951 | 0 | 6.5741 |  | 0 | 0 | 0 | 0 |  | 0 | 0 | 0 | 0 | 0 | 0 | 0 | 0
| 595 | MAINTENANCE OF LINE TRANSFORME | Acct368 | 53 | 106084 | 57943.2136 | 0 | 48140.7864 |  | 78312.0157 | 39607.4835 | 0 | 38704.5322 |  | 14631.8654 | 7388.3389 | 0 | 7243.5265 |  | 572.6454 | 535.5458 | 0 | 37.0996 |  | 5847.2706 | 5458.687 | 0 | 388.5836 |  | 0 | 0 | 0 | 0 |  | 4725.7235 | 4658.6992 | 0 | 67.0243 |  | 0 | 0 | 0 | 0 |  | 0 | 0 | 0 | 0 |  | 0 | 0 | 0 | 0 |  | 1960.048 | 275.2526 | 0 | 1684.7954 |  | 11.0645 | 10.0145 | 0 | 1.05 |  | 15.648 | 2.6982 | 0 | 12.9499 |  | 6.8202 | 6.4702 | 0 | 0.35 |  | 0.8987 | 0.023708 | 0 | 0.87499 |  | 0 | 0 | 0 | 0 |  | 0 | 0 | 0 | 0 | 0 | 0 | 0 | 0
| 596 | MAINTENANCE OF ST LIGHTS & SIG SYSTEMS |  |  | 0 | 0 | 0 | 0 |  | 0 |  |  |  |  | 0 |  |  |  |  | 0 |  |  |  |  | 0 |  |  |  |  | 0 |  |  |  |  | 0 |  |  |  |  | 0 |  |  |  |  | 0 |  |  |  |  | 0 |  |  |  |  | 0 |  |  |  |  | 0 |  |  |  |  | 0 |  |  |  |  | 0 |  |  |  |  | 0 |  |  |  |  | 0 |  |  |  |  | 0 |  |  |  | 0 | 0 | 0 | 0
| 597 | MAINTENANCE OF METERS | C03 | 29 | 28 | 0 | 0 | 28 |  | 16.9158 | 0 | 0 | 16.9158 |  | 6.826 | 0 | 0 | 6.826 |  | 0.13933 | 0 | 0 | 0.13933 |  | 2.1342 | 0 | 0 | 2.1342 |  | 0.41737 | 0 | 0 | 0.41737 |  | 0.38173 | 0 | 0 | 0.38173 |  | 0.73937 | 0 | 0 | 0.73937 |  | 0.36657 | 0 | 0 | 0.36657 |  | 0.022628 | 0 | 0 | 0.022628 |  | 0 | 0 | 0 | 0 |  | 0.0041299 | 0 | 0 | 0.0041299 |  | 0.050899 | 0 | 0 | 0.050899 |  | 0.0019226 | 0 | 0 | 0.0019226 |  | 0 | 0 | 0 | 0 |  | 0 | 0 | 0 | 0 |  | 0 | 0 | 0 | 0 | 0 | 0 | 0 | 0
| 598 | MISCELLANEOUS DISTRIBUTION EXPENSES | Distplt | 37 | 584150 | 244970.0498 | 0 | 339179.9502 |  | 376548.9645 | 139216.8273 | 0 | 237332.1371 |  | 79548.8272 | 31537.9932 | 0 | 48010.834 |  | 3237.8488 | 2894.5203 | 0 | 343.3285 |  | 26966.1185 | 22681.7647 | 0 | 4284.3538 |  | 1129.7848 | 781.1814 | 0 | 348.6033 |  | 20761.7249 | 19925.2037 | 0 | 836.5212 |  | 26783.183 | 26192.733 | 0 | 590.45 |  | 260.1121 | 0 | 0 | 260.1121 |  | 16.0566 | 0 | 0 | 16.0566 |  | 48679.8326 | 1641.6083 | 0 | 47038.2243 |  | 68.0518 | 59.7268 | 0 | 8.325 |  | 118.7415 | 16.0918 | 0 | 102.6497 |  | 26.1171 | 22.2579 | 0 | 3.8592 |  | 4.6368 | 0.1414 | 0 | 4.4954 |  | 0 | 0 | 0 | 0 |  | 0 | 0 | 0 | 0 | 0 | 0 | 0 | 0
| Total Distribution Maintenance Expense |  |  |  | 30717186 | 11975032.6212 | 0 | 18742153.3788 |  | 21886888.4493 | 6862496.5244 | 0 | 15024391.9249 |  | 4393803.7193 | 1578401.0419 | 0 | 2815402.6773 |  | 161520.8187 | 147003.4576 | 0 | 14517.3611 |  | 1136483.2364 | 983738.5589 | 0 | 152744.6775 |  | 46975.3898 | 41843.1926 | 0 | 5132.1972 |  | 896410.8945 | 869967.3734 | 0 | 26443.5211 |  | 1409580.826 | 1402987.2126 | 0 | 6593.6133 |  | 260.4895 | 0 | 0 | 260.4895 |  | 16.0799 | 0 | 0 | 16.0799 |  | 774514.3263 | 83799.5197 | 0 | 690714.8067 |  | 3458.3615 | 3048.8845 | 0 | 409.477 |  | 5871.6348 | 821.4439 | 0 | 5050.1909 |  | 1055.7709 | 918.1937 | 0 | 137.5771 |  | 346.0032 | 7.2179 | 0 | 338.7852 |  | 0 | 0 | 0 | 0 |  | 0 | 0 | 0 | 0 | 0 | 0 | 0 | 0
0
| Total Distribution Operation and Maintenance Expenses |  |  |  | 60130493 | 21178715.3851 | 0 | 38951777.6149 |  | 40667980.7093 | 11888115.9969 | 0 | 28779864.7124 |  | 9495779.3848 | 2760278.5504 | 0 | 6735500.8344 |  | 332155.9093 | 259377.9825 | 0 | 72777.9269 |  | 2862683.0017 | 1850617.062 | 0 | 1012065.9398 |  | 232396.9395 | 76128.7504 | 0 | 156268.1891 |  | 1817571.2996 | 1634710.3284 | 0 | 182860.9712 |  | 2825867.0885 | 2552569.6473 | 0 | 273297.4412 |  | 131250.7538 | 0 | 0 | 131250.7538 |  | 8102.0418 | 0 | 0 | 8102.0418 |  | 1719149.0584 | 148311.7922 | 0 | 1570837.2661 |  | 7463.2065 | 5396.0395 | 0 | 2067.1669 |  | 26936.1131 | 1453.8248 | 0 | 25482.2882 |  | 2654.3244 | 1742.636 | 0 | 911.6884 |  | 503.1692 | 12.7746 | 0 | 490.3946 |  | 0 | 0 | 0 | 0 |  | 0 | 0 | 0 | 0 | 0 | 0 | 0 | 0
0
| Transmission and Distribution Expenses |  |  |  | 108847827 | 69896049.3851 | 0 | 38951777.6149 |  | 62208208.2259 | 33428343.5136 | 0 | 28779864.7124 |  | 15024712.2075 | 8289211.3732 | 0 | 6735500.8344 |  | 898010.623 | 825232.6961 | 0 | 72777.9269 |  | 7794974.1061 | 6782908.1663 | 0 | 1012065.9398 |  | 444341.5141 | 288073.325 | 0 | 156268.1891 |  | 6180995.92 | 5998134.9488 | 0 | 182860.9712 |  | 9932292.5175 | 9658995.0763 | 0 | 273297.4412 |  | 2595605.4645 | 2464354.7107 | 0 | 131250.7538 |  | 1659408.7222 | 1651306.6804 | 0 | 8102.0418 |  | 2051740.3933 | 480903.1271 | 0 | 1570837.2661 |  | 19563.903 | 17496.736 | 0 | 2067.1669 |  | 30196.3363 | 4714.048 | 0 | 25482.2882 |  | 7245.2501 | 6333.5617 | 0 | 911.6884 |  | 531.8164 | 41.4218 | 0 | 490.3946 |  | 0 | 0 | 0 | 0 |  | 0 | 0 | 0 | 0 | 0 | 0 | 0 | 0
0
| Production, Transmission and Distribution Expenses |  |  |  | 734291073 | 161937464.0306 | 533401831.3546 | 38951777.6149 |  | 280358091.1736 | 66379512.1574 | 185198714.3038 | 28779864.7124 |  | 76323513.7662 | 17409991.3845 | 52178021.5473 | 6735500.8344 |  | 5589916.9511 | 1516436.1422 | 4000702.882 | 72777.9269 |  | 69678633.2316 | 15913647.0592 | 52752920.2326 | 1012065.9398 |  | 3234860.6937 | 698384.7679 | 2380207.7367 | 156268.1891 |  | 70914134.711 | 15460839.6285 | 55270434.1113 | 182860.9712 |  | 148485070.159 | 29537364.474 | 118674408.2438 | 273297.4412 |  | 50785323.4683 | 9346346.8527 | 41307725.8618 | 131250.7538 |  | 22373384.6696 | 4587832.9367 | 17777449.6911 | 8102.0418 |  | 6240416.1195 | 1024858.7107 | 3644720.1426 | 1570837.2661 |  | 171958.8241 | 37285.6412 | 132606.0159 | 2067.1669 |  | 115832.0095 | 16817.4947 | 73532.2265 | 25482.2882 |  | 19004.0768 | 8045.5321 | 10046.8563 | 911.6884 |  | 933.146 | 101.2488 | 341.5027 | 490.3946 |  | 0 | 0 | 0 | 0 |  | 0 | 0 | 0 | 0 | 0 | 0 | 0 | 0
0
| Customer Accounts Expense | [90 empty] | 0
| 901 | SUPERVISION/CUSTOMER ACCTS | C05 | 31 | 4235757 | 0 | 0 | 4235757 |  | 2751609.1564 | 0 | 0 | 2751609.1564 |  | 1029923.509 | 0 | 0 | 1029923.509 |  | 26375.1189 | 0 | 0 | 26375.1189 |  | 138127.2439 | 0 | 0 | 138127.2439 |  | 6344.9578 | 0 | 0 | 6344.9578 |  | 119123.4731 | 0 | 0 | 119123.4731 |  | 39811.5002 | 0 | 0 | 39811.5002 |  | 3110.2734 | 0 | 0 | 3110.2734 |  | 311.0273 | 0 | 0 | 311.0273 |  | 119776.6305 | 0 | 0 | 119776.6305 |  | 74.6466 | 0 | 0 | 74.6466 |  | 920.6409 | 0 | 0 | 920.6409 |  | 124.4109 | 0 | 0 | 124.4109 |  | 124.4109 | 0 | 0 | 124.4109 |  | 0 | 0 | 0 | 0 |  | 0 | 0 | 0 | 0 | 0 | 0 | 0 | 0
| 902 | METER READING EXPENSES | C05 | 31 | 9902132 | 0 | 0 | 9902132 |  | 6432568.5065 | 0 | 0 | 6432568.5065 |  | 2407701.5126 | 0 | 0 | 2407701.5126 |  | 61658.3785 | 0 | 0 | 61658.3785 |  | 322906.6733 | 0 | 0 | 322906.6733 |  | 14832.9118 | 0 | 0 | 14832.9118 |  | 278480.6482 | 0 | 0 | 278480.6482 |  | 93069.2506 | 0 | 0 | 93069.2506 |  | 7271.0352 | 0 | 0 | 7271.0352 |  | 727.1035 | 0 | 0 | 727.1035 |  | 280007.5656 | 0 | 0 | 280007.5656 |  | 174.5048 | 0 | 0 | 174.5048 |  | 2152.2264 | 0 | 0 | 2152.2264 |  | 290.8414 | 0 | 0 | 290.8414 |  | 290.8414 | 0 | 0 | 290.8414 |  | 0 | 0 | 0 | 0 |  | 0 | 0 | 0 | 0 | 0 | 0 | 0 | 0
| 903 | RECORDS AND COLLECTION | C05 | 31 | 21487653 | 0 | 0 | 21487653 |  | 13958690.9129 | 0 | 0 | 13958690.9129 |  | 5224718.7404 | 0 | 0 | 5224718.7404 |  | 133798.8468 | 0 | 0 | 133798.8468 |  | 700708.3472 | 0 | 0 | 700708.3472 |  | 32187.4584 | 0 | 0 | 32187.4584 |  | 604303.7536 | 0 | 0 | 604303.7536 |  | 201960.5234 | 0 | 0 | 201960.5234 |  | 15778.1659 | 0 | 0 | 15778.1659 |  | 1577.8166 | 0 | 0 | 1577.8166 |  | 607617.1685 | 0 | 0 | 607617.1685 |  | 378.676 | 0 | 0 | 378.676 |  | 4670.3371 | 0 | 0 | 4670.3371 |  | 631.1266 | 0 | 0 | 631.1266 |  | 631.1266 | 0 | 0 | 631.1266 |  | 0 | 0 | 0 | 0 |  | 0 | 0 | 0 | 0 | 0 | 0 | 0 | 0
| 904 | UNCOLLECTIBLE ACCOUNTS | C05 | 31 | 4646049 | 0 | 0 | 4646049 |  | 3018140.788 | 0 | 0 | 3018140.788 |  | 1129685.9308 | 0 | 0 | 1129685.9308 |  | 28929.9161 | 0 | 0 | 28929.9161 |  | 151506.7893 | 0 | 0 | 151506.7893 |  | 6959.5553 | 0 | 0 | 6959.5553 |  | 130662.2389 | 0 | 0 | 130662.2389 |  | 43667.7979 | 0 | 0 | 43667.7979 |  | 3411.5467 | 0 | 0 | 3411.5467 |  | 341.1547 | 0 | 0 | 341.1547 |  | 131378.6637 | 0 | 0 | 131378.6637 |  | 81.8771 | 0 | 0 | 81.8771 |  | 1009.8178 | 0 | 0 | 1009.8178 |  | 136.4619 | 0 | 0 | 136.4619 |  | 136.4619 | 0 | 0 | 136.4619 |  | 0 | 0 | 0 | 0 |  | 0 | 0 | 0 | 0 | 0 | 0 | 0 | 0
| 905 | MISC CUST ACCOUNTS | C05 | 31 | 165801 | 0 | 0 | 165801 |  | 107706.7334 | 0 | 0 | 107706.7334 |  | 40314.4816 | 0 | 0 | 40314.4816 |  | 1032.406 | 0 | 0 | 1032.406 |  | 5406.7396 | 0 | 0 | 5406.7396 |  | 248.3618 | 0 | 0 | 248.3618 |  | 4662.8716 | 0 | 0 | 4662.8716 |  | 1558.3487 | 0 | 0 | 1558.3487 |  | 121.746 | 0 | 0 | 121.746 |  | 12.1746 | 0 | 0 | 12.1746 |  | 4688.4382 | 0 | 0 | 4688.4382 |  | 2.9219 | 0 | 0 | 2.9219 |  | 36.0368 | 0 | 0 | 36.0368 |  | 4.8698 | 0 | 0 | 4.8698 |  | 4.8698 | 0 | 0 | 4.8698 |  | 0 | 0 | 0 | 0 |  | 0 | 0 | 0 | 0 | 0 | 0 | 0 | 0
| Total Customer Accounts Expense |  |  |  | 40437392 | 0 | 0 | 40437392 |  | 26268716.0972 | 0 | 0 | 26268716.0972 |  | 9832344.1744 | 0 | 0 | 9832344.1744 |  | 251794.6662 | 0 | 0 | 251794.6662 |  | 1318655.7933 | 0 | 0 | 1318655.7933 |  | 60573.2452 | 0 | 0 | 60573.2452 |  | 1137232.9855 | 0 | 0 | 1137232.9855 |  | 380067.4207 | 0 | 0 | 380067.4207 |  | 29692.7672 | 0 | 0 | 29692.7672 |  | 2969.2767 | 0 | 0 | 2969.2767 |  | 1143468.4666 | 0 | 0 | 1143468.4666 |  | 712.6264 | 0 | 0 | 712.6264 |  | 8789.0591 | 0 | 0 | 8789.0591 |  | 1187.7107 | 0 | 0 | 1187.7107 |  | 1187.7107 | 0 | 0 | 1187.7107 |  | 0 | 0 | 0 | 0 |  | 0 | 0 | 0 | 0 | 0 | 0 | 0 | 0
0
| Customer Service Expense | [90 empty] | 0
| 907 | SUPERVISION | C05 | 31 | 368993 | 0 | 0 | 368993 |  | 239703.2024 | 0 | 0 | 239703.2024 |  | 89720.5778 | 0 | 0 | 89720.5778 |  | 2297.6375 | 0 | 0 | 2297.6375 |  | 12032.7927 | 0 | 0 | 12032.7927 |  | 552.7336 | 0 | 0 | 552.7336 |  | 10377.3016 | 0 | 0 | 10377.3016 |  | 3468.1321 | 0 | 0 | 3468.1321 |  | 270.9478 | 0 | 0 | 270.9478 |  | 27.0948 | 0 | 0 | 27.0948 |  | 10434.2006 | 0 | 0 | 10434.2006 |  | 6.5027 | 0 | 0 | 6.5027 |  | 80.2006 | 0 | 0 | 80.2006 |  | 10.8379 | 0 | 0 | 10.8379 |  | 10.8379 | 0 | 0 | 10.8379 |  | 0 | 0 | 0 | 0 |  | 0 | 0 | 0 | 0 | 0 | 0 | 0 | 0
| 908 | CUSTOMER ASSISTANCE EXPENSES | C05 | 31 | 1252447 | 0 | 0 | 1252447 |  | 813607.729 | 0 | 0 | 813607.729 |  | 304532.2499 | 0 | 0 | 304532.2499 |  | 7798.7095 | 0 | 0 | 7798.7095 |  | 40842.0625 | 0 | 0 | 40842.0625 |  | 1876.1047 | 0 | 0 | 1876.1047 |  | 35222.9452 | 0 | 0 | 35222.9452 |  | 11771.637 | 0 | 0 | 11771.637 |  | 919.6591 | 0 | 0 | 919.6591 |  | 91.9659 | 0 | 0 | 91.9659 |  | 35416.0736 | 0 | 0 | 35416.0736 |  | 22.0718 | 0 | 0 | 22.0718 |  | 272.2191 | 0 | 0 | 272.2191 |  | 36.7864 | 0 | 0 | 36.7864 |  | 36.7864 | 0 | 0 | 36.7864 |  | 0 | 0 | 0 | 0 |  | 0 | 0 | 0 | 0 | 0 | 0 | 0 | 0
| 908 | CUSTOMER ASSISTANCE EXP-INCENTIVES |  |  | 0 | 0 | 0 | 0 |  | 0 |  |  |  |  | 0 |  |  |  |  | 0 |  |  |  |  | 0 |  |  |  |  | 0 |  |  |  |  | 0 |  |  |  |  | 0 |  |  |  |  | 0 |  |  |  |  | 0 |  |  |  |  | 0 |  |  |  |  | 0 |  |  |  |  | 0 |  |  |  |  | 0 |  |  |  |  | 0 |  |  |  |  | 0 |  |  |  |  | 0 |  |  |  | 0 | 0 | 0 | 0
| 909 | INFORMATIONAL AND INSTRUCTIONA | C05 | 31 | 1698677 | 0 | 0 | 1698677 |  | 1103485.2063 | 0 | 0 | 1103485.2063 |  | 413032.9895 | 0 | 0 | 413032.9895 |  | 10577.2847 | 0 | 0 | 10577.2847 |  | 55393.5394 | 0 | 0 | 55393.5394 |  | 2544.5355 | 0 | 0 | 2544.5355 |  | 47772.4062 | 0 | 0 | 47772.4062 |  | 15965.7128 | 0 | 0 | 15965.7128 |  | 1247.3213 | 0 | 0 | 1247.3213 |  | 124.7321 | 0 | 0 | 124.7321 |  | 48034.3437 | 0 | 0 | 48034.3437 |  | 29.9357 | 0 | 0 | 29.9357 |  | 369.2071 | 0 | 0 | 369.2071 |  | 49.8929 | 0 | 0 | 49.8929 |  | 49.8929 | 0 | 0 | 49.8929 |  | 0 | 0 | 0 | 0 |  | 0 | 0 | 0 | 0 | 0 | 0 | 0 | 0
| 909 | INFORM AND INSTRUC -LOAD MGMT |  |  | 0 | 0 | 0 | 0 |  | 0 |  |  |  |  | 0 |  |  |  |  | 0 |  |  |  |  | 0 |  |  |  |  | 0 |  |  |  |  | 0 |  |  |  |  | 0 |  |  |  |  | 0 |  |  |  |  | 0 |  |  |  |  | 0 |  |  |  |  | 0 |  |  |  |  | 0 |  |  |  |  | 0 |  |  |  |  | 0 |  |  |  |  | 0 |  |  |  |  | 0 |  |  |  | 0 | 0 | 0 | 0
| 910 | MISCELLANEOUS CUSTOMER SERVICE | C05 | 31 | 1818935 | 0 | 0 | 1818935 |  | 1181606.5466 | 0 | 0 | 1181606.5466 |  | 442273.6993 | 0 | 0 | 442273.6993 |  | 11326.1046 | 0 | 0 | 11326.1046 |  | 59315.1303 | 0 | 0 | 59315.1303 |  | 2724.6761 | 0 | 0 | 2724.6761 |  | 51154.4582 | 0 | 0 | 51154.4582 |  | 17096.0069 | 0 | 0 | 17096.0069 |  | 1335.6255 | 0 | 0 | 1335.6255 |  | 133.5626 | 0 | 0 | 133.5626 |  | 51434.9396 | 0 | 0 | 51434.9396 |  | 32.055 | 0 | 0 | 32.055 |  | 395.3452 | 0 | 0 | 395.3452 |  | 53.425 | 0 | 0 | 53.425 |  | 53.425 | 0 | 0 | 53.425 |  | 0 | 0 | 0 | 0 |  | 0 | 0 | 0 | 0 | 0 | 0 | 0 | 0
| 911 | DEMONSTRATION AND SELLING EXP |  |  | 0 | 0 | 0 | 0 |  | 0 |  |  |  |  | 0 |  |  |  |  | 0 |  |  |  |  | 0 |  |  |  |  | 0 |  |  |  |  | 0 |  |  |  |  | 0 |  |  |  |  | 0 |  |  |  |  | 0 |  |  |  |  | 0 |  |  |  |  | 0 |  |  |  |  | 0 |  |  |  |  | 0 |  |  |  |  | 0 |  |  |  |  | 0 |  |  |  |  | 0 |  |  |  | 0 | 0 | 0 | 0
| 912 | DEMONSTRATION AND SELLING EXP | C05 | 31 | 121604 | 0 | 0 | 121604 |  | 78995.7214 | 0 | 0 | 78995.7214 |  | 29567.9895 | 0 | 0 | 29567.9895 |  | 757.2011 | 0 | 0 | 757.2011 |  | 3965.4837 | 0 | 0 | 3965.4837 |  | 182.1569 | 0 | 0 | 182.1569 |  | 3419.906 | 0 | 0 | 3419.906 |  | 1142.9451 | 0 | 0 | 1142.9451 |  | 89.2926 | 0 | 0 | 89.2926 |  | 8.9293 | 0 | 0 | 8.9293 |  | 3438.6575 | 0 | 0 | 3438.6575 |  | 2.143 | 0 | 0 | 2.143 |  | 26.4306 | 0 | 0 | 26.4306 |  | 3.5717 | 0 | 0 | 3.5717 |  | 3.5717 | 0 | 0 | 3.5717 |  | 0 | 0 | 0 | 0 |  | 0 | 0 | 0 | 0 | 0 | 0 | 0 | 0
| 913 | ADVERTISING EXPENSES |  |  | 0 | 0 | 0 | 0 |  | 0 |  |  |  |  | 0 |  |  |  |  | 0 |  |  |  |  | 0 |  |  |  |  | 0 |  |  |  |  | 0 |  |  |  |  | 0 |  |  |  |  | 0 |  |  |  |  | 0 |  |  |  |  | 0 |  |  |  |  | 0 |  |  |  |  | 0 |  |  |  |  | 0 |  |  |  |  | 0 |  |  |  |  | 0 |  |  |  |  | 0 |  |  |  | 0 | 0 | 0 | 0
| 916 | MISC SALES EXPENSE |  |  | 0 | 0 | 0 | 0 |  | 0 |  |  |  |  | 0 |  |  |  |  | 0 |  |  |  |  | 0 |  |  |  |  | 0 |  |  |  |  | 0 |  |  |  |  | 0 |  |  |  |  | 0 |  |  |  |  | 0 |  |  |  |  | 0 |  |  |  |  | 0 |  |  |  |  | 0 |  |  |  |  | 0 |  |  |  |  | 0 |  |  |  |  | 0 |  |  |  |  | 0 |  |  |  | 0 | 0 | 0 | 0
| Total Customer Service Expense |  |  |  | 5260656 | 0 | 0 | 5260656 |  | 3417398.4056 | 0 | 0 | 3417398.4056 |  | 1279127.5059 | 0 | 0 | 1279127.5059 |  | 32756.9375 | 0 | 0 | 32756.9375 |  | 171549.0087 | 0 | 0 | 171549.0087 |  | 7880.2067 | 0 | 0 | 7880.2067 |  | 147947.0172 | 0 | 0 | 147947.0172 |  | 49444.4339 | 0 | 0 | 49444.4339 |  | 3862.8464 | 0 | 0 | 3862.8464 |  | 386.2846 | 0 | 0 | 386.2846 |  | 148758.2149 | 0 | 0 | 148758.2149 |  | 92.7083 | 0 | 0 | 92.7083 |  | 1143.4025 | 0 | 0 | 1143.4025 |  | 154.5139 | 0 | 0 | 154.5139 |  | 154.5139 | 0 | 0 | 154.5139 |  | 0 | 0 | 0 | 0 |  | 0 | 0 | 0 | 0 | 0 | 0 | 0 | 0
0
| Sub-Total Prod, Trans, Dist, Cust Acct and Cust Service |  |  |  | 779989121 | 161937464.0306 | 533401831.3546 | 84649825.6149 |  | 310044205.6765 | 66379512.1574 | 185198714.3038 | 58465979.2152 |  | 87434985.4465 | 17409991.3845 | 52178021.5473 | 17846972.5147 |  | 5874468.5549 | 1516436.1422 | 4000702.882 | 357329.5306 |  | 71168838.0336 | 15913647.0592 | 52752920.2326 | 2502270.7418 |  | 3303314.1455 | 698384.7679 | 2380207.7367 | 224721.6409 |  | 72199314.7137 | 15460839.6285 | 55270434.1113 | 1468040.9739 |  | 148914582.0137 | 29537364.474 | 118674408.2438 | 702809.2959 |  | 50818879.082 | 9346346.8527 | 41307725.8618 | 164806.3675 |  | 22376740.2309 | 4587832.9367 | 17777449.6911 | 11457.6032 |  | 7532642.801 | 1024858.7107 | 3644720.1426 | 2863063.9477 |  | 172764.1588 | 37285.6412 | 132606.0159 | 2872.5017 |  | 125764.4711 | 16817.4947 | 73532.2265 | 35414.7499 |  | 20346.3014 | 8045.5321 | 10046.8563 | 2253.913 |  | 2275.3706 | 101.2488 | 341.5027 | 1832.6191 |  | 0 | 0 | 0 | 0 |  | 0 | 0 | 0 | 0 | 0 | 0 | 0 | 0
0
| Administrative and General Expense | [90 empty] | 0
| 920 | ADMIN. & GEN. SALARIES- | LBSUB7 | 49 | 32982894 | 15372435.8811 | 7424569.8271 | 10185888.2918 |  | 15859054.8195 | 6120610.4666 | 2563655.7396 | 7174788.6133 |  | 4478397.4965 | 1623053.6797 | 723834.7565 | 2131509.0604 |  | 233262.014 | 135516.9977 | 55446.9143 | 42298.1021 |  | 2502117.5864 | 1511674.6652 | 732911.3895 | 257531.5317 |  | 109970.1688 | 66708.1121 | 33122.5138 | 10139.5428 |  | 2454439.0742 | 1500151.9253 | 769578.2898 | 184708.8591 |  | 4678595.1859 | 2957420.5645 | 1662792.7447 | 58381.8766 |  | 1513605.6791 | 930017.7552 | 578712.0963 | 4875.8277 |  | 676058.8522 | 425959.3725 | 249628.8308 | 470.6489 |  | 465879.558 | 95494.9392 | 51823.5206 | 318561.0982 |  | 5522.5043 | 3474.1792 | 1885.4992 | 162.8259 |  | 4773.5765 | 1733.4124 | 1032.0211 | 2008.143 |  | 982.8075 | 610.0585 | 140.788 | 231.9611 |  | 234.6771 | 9.753 | 4.7231 | 220.201 |  | 0 | 0 | 0 | 0 |  | 0 | 0 | 0 | 0 | 0 | 0 | 0 | 0
| 921 | OFFICE SUPPLIES AND EXPENSES | LBSUB7 | 49 | 10307282 | 4803945.6954 | 2320206.7998 | 3183129.5048 |  | 4956015.9966 | 1912714.4541 | 801152.3385 | 2242149.204 |  | 1399516.5465 | 507210.5552 | 226201.1622 | 666104.8291 |  | 72895.282 | 42349.5862 | 17327.3753 | 13218.3206 |  | 781921.4275 | 472404.1822 | 229037.6452 | 80479.6002 |  | 34366.1033 | 20846.5432 | 10350.9137 | 3168.6464 |  | 767021.708 | 468803.2814 | 240496.1934 | 57722.2332 |  | 1462079.0991 | 924205.3699 | 519629.1668 | 18244.5624 |  | 473007.6315 | 290634.1471 | 180849.7694 | 1523.715 |  | 211271.0073 | 133113.9521 | 78009.9755 | 147.0796 |  | 145589.1646 | 29842.538 | 16195.0507 | 99551.5758 |  | 1725.804 | 1085.6945 | 589.2258 | 50.8837 |  | 1491.7611 | 541.6981 | 322.5106 | 627.5524 |  | 307.1311 | 190.6456 | 43.9968 | 72.4887 |  | 73.3375 | 3.0479 | 1.476 | 68.8137 |  | 0 | 0 | 0 | 0 |  | 0 | 0 | 0 | 0 | 0 | 0 | 0 | 0
| 922 | ADMINISTRATIVE EXPENSES TRANSFERRED | LBSUB7 | 49 | -6211522 | -2895022.6038 | -1398236.2743 | -1918263.1219 |  | -2986665.3881 | -1152667.3968 | -482801.9041 | -1351196.0872 |  | -843396.7187 | -305662.494 | -136316.5862 | -401417.6385 |  | -43929.1995 | -25521.3146 | -10442.0712 | -7965.8138 |  | -471212.6969 | -284686.9786 | -138025.9482 | -48499.7701 |  | -20710.1937 | -12562.8426 | -6237.816 | -1909.5351 |  | -462233.6144 | -282516.9522 | -144931.2628 | -34785.3994 |  | -881099.0608 | -556957.8855 | -313146.3757 | -10994.7996 |  | -285050.6379 | -175146.115 | -108986.2799 | -918.243 |  | -127319.1623 | -80219.0376 | -47011.4895 | -88.6352 |  | -87737.0289 | -17984.1379 | -9759.6936 | -59993.1974 |  | -1040.0287 | -654.2768 | -355.0877 | -30.6643 |  | -898.9865 | -326.4459 | -194.356 | -378.1846 |  | -185.0878 | -114.8896 | -26.514 | -43.6842 |  | -44.1957 | -1.8367 | -0.88947 | -41.4695 |  | 0 | 0 | 0 | 0 |  | 0 | 0 | 0 | 0 | 0 | 0 | 0 | 0
| 923 | OUTSIDE SERVICES EMPLOYED | LBSUB7 | 49 | 21332833 | 9942657.1681 | 4802098.5733 | 6588077.2586 |  | 10257394.8787 | 3958717.5383 | 1658133.4483 | 4640543.8922 |  | 2896559.2255 | 1049766.3758 | 468165.2853 | 1378627.5644 |  | 150870.3145 | 87650.3281 | 35862.2188 | 27357.7676 |  | 1618331.509 | 977728.1273 | 474035.9132 | 166567.4685 |  | 71127.0286 | 43145.7899 | 21423.137 | 6558.1017 |  | 1587493.7742 | 970275.3948 | 497751.5053 | 119466.8741 |  | 3026044.0389 | 1912814.5339 | 1075468.9973 | 37760.5077 |  | 978977.0776 | 601521.3055 | 374302.1611 | 3153.611 |  | 437264.5588 | 275504.0282 | 161456.122 | 304.4085 |  | 301323.7956 | 61764.6708 | 33518.663 | 206040.4617 |  | 3571.8716 | 2247.0462 | 1219.5121 | 105.3133 |  | 3087.4765 | 1121.1447 | 667.4955 | 1298.8363 |  | 635.6649 | 394.5765 | 91.0595 | 150.0289 |  | 151.7856 | 6.3081 | 3.0548 | 142.4227 |  | 0 | 0 | 0 | 0 |  | 0 | 0 | 0 | 0 | 0 | 0 | 0 | 0
| 924 | PROPERTY INSURANCE | TUP | 56 | 8726372 | 7539899.4417 | 0 | 1186472.5583 |  | 3814363.3739 | 2984160.7994 | 0 | 830202.5746 |  | 958414.3952 | 790469.5123 | 0 | 167944.8829 |  | 66618.7736 | 65417.7892 | 0 | 1200.9844 |  | 759835.0183 | 744848.0823 | 0 | 14986.936 |  | 33610.5436 | 32391.1075 | 0 | 1219.4361 |  | 743228.5657 | 740302.3624 | 0 | 2926.2033 |  | 1449847.7806 | 1447782.3497 | 0 | 2065.4308 |  | 470522.8444 | 469612.9562 | 0 | 909.8882 |  | 215748.9454 | 215692.7785 | 0 | 56.1669 |  | 210921.2739 | 46378.6402 | 0 | 164542.6337 |  | 1716.4083 | 1687.287 | 0 | 29.1214 |  | 1213.867 | 854.7921 | 0 | 359.0749 |  | 309.7231 | 296.2234 | 0 | 13.4997 |  | 20.4868 | 4.7615 | 0 | 15.7253 |  | 0 | 0 | 0 | 0 |  | 0 | 0 | 0 | 0 | 0 | 0 | 0 | 0
| 925 | INJURIES AND DAMAGES - INSURAN | LBSUB7 | 49 | 4777652 | 2226734.5319 | 1075466.9037 | 1475450.5644 |  | 2297222.4625 | 886585.2353 | 371351.7368 | 1039285.4905 |  | 648706.7131 | 235103.2526 | 104849.2158 | 308754.2447 |  | 33788.5671 | 19629.965 | 8031.6197 | 6126.9824 |  | 362437.7864 | 218969.7328 | 106163.9881 | 37304.0655 |  | 15929.445 | 9662.8314 | 4797.8763 | 1468.7373 |  | 355531.4386 | 217300.6361 | 111475.2773 | 26755.5252 |  | 677705.8328 | 428389.5244 | 240859.5523 | 8456.7561 |  | 219249.4449 | 134715.3221 | 83827.8474 | 706.2754 |  | 97928.7605 | 61701.2457 | 36159.3401 | 68.1746 |  | 67483.7812 | 13832.673 | 7506.7623 | 46144.3459 |  | 799.9481 | 503.2433 | 273.1191 | 23.5857 |  | 691.4641 | 251.089 | 149.4908 | 290.8844 |  | 142.362 | 88.3684 | 20.3935 | 33.6001 |  | 33.9935 | 1.4127 | 0.68415 | 31.8967 |  | 0 | 0 | 0 | 0 |  | 0 | 0 | 0 | 0 | 0 | 0 | 0 | 0
| 926 | EMPLOYEE BENEFITS | LBSUB7 | 49 | 31473418 | 14668909.895 | 7084781.27 | 9719726.835 |  | 15133258.5133 | 5840498.1573 | 2446328.9577 | 6846431.3983 |  | 4273441.7537 | 1548773.9462 | 690708.1547 | 2033959.6528 |  | 222586.68 | 129315.0054 | 52909.3629 | 40362.3116 |  | 2387607.1239 | 1442492.2391 | 699369.3919 | 245745.493 |  | 104937.3378 | 63655.1873 | 31606.6481 | 9675.5024 |  | 2342110.6389 | 1431496.8422 | 734358.2161 | 176255.5806 |  | 4464477.3117 | 2822072.97 | 1586694.3362 | 55710.0055 |  | 1444334.8793 | 887455.1019 | 552227.0941 | 4652.6834 |  | 645118.7348 | 406465.1629 | 238204.4625 | 449.1094 |  | 444558.3843 | 91124.5732 | 49451.7954 | 303982.0157 |  | 5269.7646 | 3315.182 | 1799.2085 | 155.3741 |  | 4555.1118 | 1654.0821 | 984.7902 | 1916.2395 |  | 937.8289 | 582.1389 | 134.3447 | 221.3453 |  | 223.937 | 9.3067 | 4.5069 | 210.1234 |  | 0 | 0 | 0 | 0 |  | 0 | 0 | 0 | 0 | 0 | 0 | 0 | 0
| 928 | REGULATORY COMMISSION FEES | TUP | 56 | 851305 | 735558.1557 | 0 | 115746.8443 |  | 372111.871 | 291121.0993 | 0 | 80990.7717 |  | 93498.5314 | 77114.5956 | 0 | 16383.9358 |  | 6499.0233 | 6381.8608 | 0 | 117.1626 |  | 74126.0343 | 72663.9773 | 0 | 1462.057 |  | 3278.8911 | 3159.9285 | 0 | 118.9626 |  | 72505.9846 | 72220.5176 | 0 | 285.467 |  | 141440.5282 | 141239.0342 | 0 | 201.494 |  | 45902.0599 | 45813.2953 | 0 | 88.7645 |  | 21047.4818 | 21042.0024 | 0 | 5.4794 |  | 20576.5162 | 4524.4883 | 0 | 16052.0279 |  | 167.445 | 164.604 | 0 | 2.8409 |  | 118.4193 | 83.3896 | 0 | 35.0297 |  | 30.2152 | 28.8982 | 0 | 1.317 |  | 1.9986 | 0.46451 | 0 | 1.5341 |  | 0 | 0 | 0 | 0 |  | 0 | 0 | 0 | 0 | 0 | 0 | 0 | 0
| 929 | DUPLICATE CHARGES | LBSUB7 | 49 | 0 | 0 | 0 | 0 |  | 0 | 0 | 0 | 0 |  | 0 | 0 | 0 | 0 |  | 0 | 0 | 0 | 0 |  | 0 | 0 | 0 | 0 |  | 0 | 0 | 0 | 0 |  | 0 | 0 | 0 | 0 |  | 0 | 0 | 0 | 0 |  | 0 | 0 | 0 | 0 |  | 0 | 0 | 0 | 0 |  | 0 | 0 | 0 | 0 |  | 0 | 0 | 0 | 0 |  | 0 | 0 | 0 | 0 |  | 0 | 0 | 0 | 0 |  | 0 | 0 | 0 | 0 |  | 0 | 0 | 0 | 0 |  | 0 | 0 | 0 | 0 | 0 | 0 | 0 | 0
| 930 | MISCELLANEOUS GENERAL EXPENSES | LBSUB7 | 49 | 3314333 | 1544721.0767 | 746068.4556 | 1023543.4677 |  | 1593619.6726 | 615038.2453 | 257612.5921 | 720968.8352 |  | 450018.14 | 163094.8567 | 72735.5647 | 214187.7186 |  | 23439.6651 | 13617.6182 | 5571.662 | 4250.3849 |  | 251428.8433 | 151902.7781 | 73647.6431 | 25878.4221 |  | 11050.5088 | 6703.2595 | 3328.3629 | 1018.8864 |  | 246637.8002 | 150744.8992 | 77332.1687 | 18560.7323 |  | 470135.2895 | 297180.6104 | 167088.0932 | 5866.5859 |  | 152096.8188 | 93454.1565 | 58152.7078 | 489.9545 |  | 67934.735 | 42803.1332 | 25084.308 | 47.2938 |  | 46814.5698 | 9595.9447 | 5207.5602 | 32011.0649 |  | 554.9367 | 349.1078 | 189.4671 | 16.3618 |  | 479.6796 | 174.1844 | 103.7041 | 201.7911 |  | 98.7588 | 61.3026 | 14.1473 | 23.3089 |  | 23.5819 | 0.98005 | 0.4746 | 22.1272 |  | 0 | 0 | 0 | 0 |  | 0 | 0 | 0 | 0 | 0 | 0 | 0 | 0
| 931 | RENTS AND LEASES | PT&D | 35 | 3079062 | 2659911.0736 | 0 | 419150.9264 |  | 1344504.8374 | 1051215.1395 | 0 | 293289.6979 |  | 337926.3228 | 278595.6179 | 0 | 59330.7049 |  | 23424.9907 | 23000.7131 | 0 | 424.2776 |  | 268018.4452 | 262723.9375 | 0 | 5294.5077 |  | 11859.1967 | 11428.4006 | 0 | 430.7961 |  | 262442.1399 | 261408.3859 | 0 | 1033.7541 |  | 512779.4337 | 512049.7689 | 0 | 729.6648 |  | 166424.6423 | 166103.2017 | 0 | 321.4406 |  | 76059.5819 | 76039.7395 | 0 | 19.8424 |  | 74472.8141 | 16344.0383 | 0 | 58128.7758 |  | 604.8948 | 594.607 | 0 | 10.2878 |  | 429.62 | 302.7679 | 0 | 126.8521 |  | 107.844 | 103.0749 | 0 | 4.7691 |  | 7.2363 | 1.6809 | 0 | 5.5554 |  | 0 | 0 | 0 | 0 |  | 0 | 0 | 0 | 0 | 0 | 0 | 0 | 0
| 935 | MAINTENANCE OF GENERAL PLANT | PT&D | 35 | 1672323 | 1444670.6388 | 0 | 227652.3612 |  | 730237.4435 | 570943.7666 | 0 | 159293.6769 |  | 183537.0519 | 151312.9192 | 0 | 32224.1327 |  | 12722.7548 | 12492.318 | 0 | 230.4368 |  | 145568.1667 | 142692.5744 | 0 | 2875.5923 |  | 6441.0549 | 6207.0777 | 0 | 233.9772 |  | 142539.5224 | 141978.0622 | 0 | 561.4602 |  | 278504.5708 | 278108.2699 | 0 | 396.301 |  | 90389.7866 | 90215.2034 | 0 | 174.5832 |  | 41310.0445 | 41299.2675 | 0 | 10.7769 |  | 40448.2274 | 8876.8954 | 0 | 31571.332 |  | 328.535 | 322.9474 | 0 | 5.5876 |  | 233.3384 | 164.4415 | 0 | 68.8969 |  | 58.573 | 55.9828 | 0 | 2.5902 |  | 3.9302 | 0.91295 | 0 | 3.0173 |  | 0 | 0 | 0 | 0 |  | 0 | 0 | 0 | 0 | 0 | 0 | 0 | 0
| Total Administrative and General Expense |  |  |  | 112305952 | 58044420.9543 | 22054955.5552 | 32206575.4905 |  | 53371118.4809 | 23078937.5047 | 7615432.9089 | 22676748.0674 |  | 14876619.458 | 6118832.8172 | 2150177.553 | 6607609.0878 |  | 802178.8656 | 509850.8671 | 164707.0817 | 127620.9167 |  | 8680179.2441 | 5713413.3175 | 2177140.0226 | 789625.904 |  | 381860.0849 | 251345.3952 | 98391.6358 | 32123.054 |  | 8511717.0322 | 5672165.3548 | 2286060.3878 | 553491.2896 |  | 16280510.0104 | 11164305.1104 | 4939386.5149 | 176818.3851 |  | 5269460.2266 | 3534396.3299 | 1719085.3961 | 15978.5006 |  | 2362423.5399 | 1619401.6451 | 741531.5495 | 1490.3453 |  | 1730331.0561 | 359795.2632 | 153943.6587 | 1216592.1343 |  | 19222.0837 | 13089.6215 | 5600.9441 | 531.518 |  | 16175.3279 | 6554.556 | 3065.6564 | 6555.1156 |  | 3425.8209 | 2296.3803 | 418.2157 | 711.2248 |  | 730.7688 | 36.7915 | 14.03 | 679.9473 |  | 0 | 0 | 0 | 0 |  | 0 | 0 | 0 | 0 | 0 | 0 | 0 | 0
0
| Total Operation and Maintenance Expenses |  |  |  | 892295073 | 219981884.9849 | 555456786.9098 | 116856401.1054 |  | 363415324.1574 | 89458449.6621 | 192814147.2127 | 81142727.2826 |  | 102311604.9045 | 23528824.2017 | 54328199.1003 | 24454581.6024 |  | 6676647.4205 | 2026287.0094 | 4165409.9638 | 484950.4473 |  | 79849017.2778 | 21627060.3768 | 54930060.2552 | 3291896.6458 |  | 3685174.2304 | 949730.163 | 2478599.3725 | 256844.6949 |  | 80711031.7459 | 21133004.9833 | 57556494.4991 | 2021532.2635 |  | 165195092.0242 | 40701669.5845 | 123613794.7587 | 879627.681 |  | 56088339.3085 | 12880743.1825 | 43026811.2579 | 180784.8681 |  | 24739163.7708 | 6207234.5817 | 18518981.2406 | 12947.9485 |  | 9262973.8571 | 1384653.9739 | 3798663.8013 | 4079656.0819 |  | 191986.2425 | 50375.2627 | 138206.96 | 3404.0197 |  | 141939.799 | 23372.0506 | 76597.8829 | 41969.8654 |  | 23772.1222 | 10341.9124 | 10465.072 | 2965.1378 |  | 3006.1394 | 138.0403 | 355.5327 | 2512.5664 |  | 0 | 0 | 0 | 0 |  | 0 | 0 | 0 | 0 | 0 | 0 | 0 | 0
0
| Operation and Maintenance Expenses Less Purchase Power |  |  |  | 843751066 | 210409272.7289 | 516485392.1657 | 116856401.1054 |  | 346531723.8892 | 86031418.8845 | 179357577.7222 | 81142727.2826 |  | 97563621.7055 | 22580232.8436 | 50528807.2595 | 24454581.6024 |  | 6313720.4043 | 1954399.5595 | 3874370.3975 | 484950.4473 |  | 75052355.2858 | 20677433.262 | 51083025.378 | 3291896.6458 |  | 3468641.1736 | 907056.4127 | 2304740.066 | 256844.6949 |  | 75687380.5026 | 20148852.3261 | 53516995.913 | 2021532.2635 |  | 154399715.1727 | 38634253.2669 | 114885834.2247 | 879627.681 |  | 52334942.9459 | 12164993.1848 | 39989164.893 | 180784.8681 |  | 23123459.3647 | 5901826.116 | 17208685.3002 | 12947.9485 |  | 8934380.216 | 1328080.7899 | 3526643.3442 | 4079656.0819 |  | 180031.1892 | 48317.151 | 128310.0186 | 3404.0197 |  | 135263.9455 | 22113.2521 | 71180.828 | 41969.8654 |  | 22855.0789 | 10163.8618 | 9726.0793 | 2965.1378 |  | 2975.126 | 131.8181 | 330.7415 | 2512.5664 |  | 0 | 0 | 0 | 0 |  | 0 | 0 | 0 | 0 | 0 | 0 | 0 | 0
0
Labor Expenses | [91 empty] | 0
0
| Labor - Steam Power Generation Operation Expenses | [90 empty] | 0
| 500 | OPERATION SUPERVISION & ENGINEERING | LBSUB1 | 41 | 4272282 | 3814694.5852 | 457587.4148 | 0 |  | 1523676.8065 | 1365674.8441 | 158001.9624 | 0 |  | 422625.5342 | 378014.5085 | 44611.0256 | 0 |  | 32064.4901 | 28647.2134 | 3417.2768 | 0 |  | 423597.6907 | 378427.2585 | 45170.4322 | 0 |  | 19046.9182 | 17005.5278 | 2041.3904 | 0 |  | 439615.9866 | 392185.7182 | 47430.2685 | 0 |  | 926347.68 | 823867.2601 | 102480.4199 | 0 |  | 320893.9149 | 285227.0172 | 35666.8976 | 0 |  | 137090.5486 | 121705.548 | 15385.0006 | 0 |  | 25738.4262 | 22544.4647 | 3193.9616 | 0 |  | 936.3655 | 820.1594 | 116.2062 | 0 |  | 565.2374 | 501.6324 | 63.605 | 0 |  | 79.6303 | 70.9533 | 8.677 | 0 |  | 2.7706 | 2.4796 | 0.29109 | 0 |  | 0 | 0 | 0 | 0 |  | 0 | 0 | 0 | 0 | 0 | 0 | 0 | 0
| 501 | FUEL | Energy | 2 | 2438484 | 0 | 2438484 | 0 |  | 841992.6875 | 0 | 841992.6875 | 0 |  | 237732.2206 | 0 | 237732.2206 | 0 |  | 18210.673 | 0 | 18210.673 | 0 |  | 240713.299 | 0 | 240713.299 | 0 |  | 10878.5723 | 0 | 10878.5723 | 0 |  | 252755.9697 | 0 | 252755.9697 | 0 |  | 546118.3069 | 0 | 546118.3069 | 0 |  | 190068.9495 | 0 | 190068.9495 | 0 |  | 81986.6907 | 0 | 81986.6907 | 0 |  | 17020.6259 | 0 | 17020.6259 | 0 |  | 619.2628 | 0 | 619.2628 | 0 |  | 338.9512 | 0 | 338.9512 | 0 |  | 46.2396 | 0 | 46.2396 | 0 |  | 1.5512 | 0 | 1.5512 | 0 |  | 0 | 0 | 0 | 0 |  | 0 | 0 | 0 | 0 | 0 | 0 | 0 | 0
| 502 | STEAM EXPENSES | Prod | 36 | 9649494 | 9649494 | 0 | 0 |  | 3454554.7279 | 3454554.7279 | 0 | 0 |  | 956209.9011 | 956209.9011 | 0 | 0 |  | 72464.8087 | 72464.8087 | 0 | 0 |  | 957253.9764 | 957253.9764 | 0 | 0 |  | 43016.4815 | 43016.4815 | 0 | 0 |  | 992056.8081 | 992056.8081 | 0 | 0 |  | 2084020.6224 | 2084020.6224 | 0 | 0 |  | 721498.4922 | 721498.4922 | 0 | 0 |  | 307861.3318 | 307861.3318 | 0 | 0 |  | 57027.5474 | 57027.5474 | 0 | 0 |  | 2074.6413 | 2074.6413 | 0 | 0 |  | 1268.9085 | 1268.9085 | 0 | 0 |  | 179.4806 | 179.4806 | 0 | 0 |  | 6.2722 | 6.2722 | 0 | 0 |  | 0 | 0 | 0 | 0 |  | 0 | 0 | 0 | 0 | 0 | 0 | 0 | 0
| 505 | ELECTRIC EXPENSES | Prod | 36 | 6673009 | 6673009 | 0 | 0 |  | 2388962.0316 | 2388962.0316 | 0 | 0 |  | 661257.1888 | 661257.1888 | 0 | 0 |  | 50112.2982 | 50112.2982 | 0 | 0 |  | 661979.2084 | 661979.2084 | 0 | 0 |  | 29747.6083 | 29747.6083 | 0 | 0 |  | 686046.7512 | 686046.7512 | 0 | 0 |  | 1441183.1718 | 1441183.1718 | 0 | 0 |  | 498944.9117 | 498944.9117 | 0 | 0 |  | 212898.359 | 212898.359 | 0 | 0 |  | 39436.8179 | 39436.8179 | 0 | 0 |  | 1434.697 | 1434.697 | 0 | 0 |  | 877.5007 | 877.5007 | 0 | 0 |  | 124.118 | 124.118 | 0 | 0 |  | 4.3375 | 4.3375 | 0 | 0 |  | 0 | 0 | 0 | 0 |  | 0 | 0 | 0 | 0 | 0 | 0 | 0 | 0
| 506 | MISC. STEAM POWER EXPENSES | Prod | 36 | 4006010 | 4006010 | 0 | 0 |  | 1434166.4739 | 1434166.4739 | 0 | 0 |  | 396972.7766 | 396972.7766 | 0 | 0 |  | 30083.9348 | 30083.9348 | 0 | 0 |  | 397406.2269 | 397406.2269 | 0 | 0 |  | 17858.3929 | 17858.3929 | 0 | 0 |  | 411854.7039 | 411854.7039 | 0 | 0 |  | 865186.035 | 865186.035 | 0 | 0 |  | 299531.7863 | 299531.7863 | 0 | 0 |  | 127809.3518 | 127809.3518 | 0 | 0 |  | 23675.1197 | 23675.1197 | 0 | 0 |  | 861.2922 | 861.2922 | 0 | 0 |  | 526.7903 | 526.7903 | 0 | 0 |  | 74.5118 | 74.5118 | 0 | 0 |  | 2.6039 | 2.6039 | 0 | 0 |  | 0 | 0 | 0 | 0 |  | 0 | 0 | 0 | 0 | 0 | 0 | 0 | 0
| 507 | RENTS |  |  | 0 | 0 | 0 | 0 |  | 0 |  |  |  |  | 0 |  |  |  |  | 0 |  |  |  |  | 0 |  |  |  |  | 0 |  |  |  |  | 0 |  |  |  |  | 0 |  |  |  |  | 0 |  |  |  |  | 0 |  |  |  |  | 0 |  |  |  |  | 0 |  |  |  |  | 0 |  |  |  |  | 0 |  |  |  |  | 0 |  |  |  |  | 0 |  |  |  |  | 0 |  |  |  | 0 | 0 | 0 | 0
| Total Steam Power Operation Expenses |  |  |  | 27039279 | 24143207.5852 | 2896071.4148 | 0 |  | 9643352.7274 | 8643358.0775 | 999994.6499 | 0 |  | 2674797.6213 | 2392454.375 | 282343.2463 | 0 |  | 202936.2049 | 181308.2551 | 21627.9498 | 0 |  | 2680950.4014 | 2395066.6702 | 285883.7312 | 0 |  | 120547.9732 | 107628.0105 | 12919.9627 | 0 |  | 2782330.2196 | 2482143.9814 | 300186.2382 | 0 |  | 5862855.8161 | 5214257.0893 | 648598.7268 | 0 |  | 2030938.0544 | 1805202.2073 | 225735.8471 | 0 |  | 867646.2819 | 770274.5906 | 97371.6913 | 0 |  | 162898.5372 | 142683.9496 | 20214.5875 | 0 |  | 5926.2588 | 5190.7899 | 735.4689 | 0 |  | 3577.3882 | 3174.832 | 402.5562 | 0 |  | 503.9803 | 449.0637 | 54.9166 | 0 |  | 17.5354 | 15.6931 | 1.8423 | 0 |  | 0 | 0 | 0 | 0 |  | 0 | 0 | 0 | 0 | 0 | 0 | 0 | 0
0
| Labor - Steam Power Generation Maintenance Expenses | [90 empty] | 0
| 510 | MAINTENANCE SUPERVISION & ENGINEERING | LBSUB2 | 42 | 11171048 | 1214039.7248 | 9957008.2752 | 0 |  | 3872721.023 | 434630.7352 | 3438090.2878 | 0 |  | 1091031.1891 | 120304.4227 | 970726.7663 | 0 |  | 83476.3165 | 9117.0746 | 74359.2419 | 0 |  | 1103335.1201 | 120435.7818 | 982899.3383 | 0 |  | 49832.304 | 5412.068 | 44420.236 | 0 |  | 1156887.3709 | 124814.4591 | 1032072.9118 | 0 |  | 2492151.5143 | 262198.6006 | 2229952.9137 | 0 |  | 866878.859 | 90774.4832 | 776104.3758 | 0 |  | 373507.6681 | 38733.2109 | 334774.4572 | 0 |  | 76674.8026 | 7174.8537 | 69499.9489 | 0 |  | 2789.6406 | 261.0186 | 2528.6221 | 0 |  | 1543.6783 | 159.6462 | 1384.0321 | 0 |  | 211.3903 | 22.5811 | 188.8092 | 0 |  | 7.1232 | 0.78913 | 6.334 | 0 |  | 0 | 0 | 0 | 0 |  | 0 | 0 | 0 | 0 | 0 | 0 | 0 | 0
| 511 | MAINTENANCE OF STRUCTURES | Prod | 36 | 1477460 | 1477460 | 0 | 0 |  | 528936.173 | 528936.173 | 0 | 0 |  | 146407.8718 | 146407.8718 | 0 | 0 |  | 11095.2819 | 11095.2819 | 0 | 0 |  | 146567.733 | 146567.733 | 0 | 0 |  | 6586.3693 | 6586.3693 | 0 | 0 |  | 151896.4882 | 151896.4882 | 0 | 0 |  | 319090.0071 | 319090.0071 | 0 | 0 |  | 110470.5762 | 110470.5762 | 0 | 0 |  | 47137.4772 | 47137.4772 | 0 | 0 |  | 8731.6413 | 8731.6413 | 0 | 0 |  | 317.6539 | 317.6539 | 0 | 0 |  | 194.286 | 194.286 | 0 | 0 |  | 27.4808 | 27.4808 | 0 | 0 |  | 0.96035 | 0.96035 | 0 | 0 |  | 0 | 0 | 0 | 0 |  | 0 | 0 | 0 | 0 | 0 | 0 | 0 | 0
| 512 | MAINTENANCE OF BOILER PLANT | Energy | 2 | 9693149 | 0 | 9693149 | 0 |  | 3346981.3938 | 0 | 3346981.3938 | 0 |  | 945002.6478 | 0 | 945002.6478 | 0 |  | 72388.7328 | 0 | 72388.7328 | 0 |  | 956852.6484 | 0 | 956852.6484 | 0 |  | 43243.1062 | 0 | 43243.1062 | 0 |  | 1004723.1293 | 0 | 1004723.1293 | 0 |  | 2170859.4849 | 0 | 2170859.4849 | 0 |  | 755537.7224 | 0 | 755537.7224 | 0 |  | 325902.9826 | 0 | 325902.9826 | 0 |  | 67658.2103 | 0 | 67658.2103 | 0 |  | 2461.6139 | 0 | 2461.6139 | 0 |  | 1347.3554 | 0 | 1347.3554 | 0 |  | 183.8057 | 0 | 183.8057 | 0 |  | 6.1662 | 0 | 6.1662 | 0 |  | 0 | 0 | 0 | 0 |  | 0 | 0 | 0 | 0 | 0 | 0 | 0 | 0
| 513 | MAINTENANCE OF ELECTRIC PLANT | Energy | 2 | 1990323 | 0 | 1990323 | 0 |  | 687245.605 | 0 | 687245.605 | 0 |  | 194040.1932 | 0 | 194040.1932 | 0 |  | 14863.793 | 0 | 14863.793 | 0 |  | 196473.389 | 0 | 196473.389 | 0 |  | 8879.2351 | 0 | 8879.2351 | 0 |  | 206302.7766 | 0 | 206302.7766 | 0 |  | 445749.0092 | 0 | 445749.0092 | 0 |  | 155136.7988 | 0 | 155136.7988 | 0 |  | 66918.6249 | 0 | 66918.6249 | 0 |  | 13892.4608 | 0 | 13892.4608 | 0 |  | 505.4505 | 0 | 505.4505 | 0 |  | 276.6565 | 0 | 276.6565 | 0 |  | 37.7414 | 0 | 37.7414 | 0 |  | 1.2661 | 0 | 1.2661 | 0 |  | 0 | 0 | 0 | 0 |  | 0 | 0 | 0 | 0 | 0 | 0 | 0 | 0
| 514 | MAINTENANCE OF MISC STEAM PLANT | Energy | 2 | 433991 | 0 | 433991 | 0 |  | 149854.2736 | 0 | 149854.2736 | 0 |  | 42310.5684 | 0 | 42310.5684 | 0 |  | 3241.058 | 0 | 3241.058 | 0 |  | 42841.1281 | 0 | 42841.1281 | 0 |  | 1936.122 | 0 | 1936.122 | 0 |  | 44984.4313 | 0 | 44984.4313 | 0 |  | 97195.8111 | 0 | 97195.8111 | 0 |  | 33827.6624 | 0 | 33827.6624 | 0 |  | 14591.6421 | 0 | 14591.6421 | 0 |  | 3029.2585 | 0 | 3029.2585 | 0 |  | 110.2137 | 0 | 110.2137 | 0 |  | 60.3251 | 0 | 60.3251 | 0 |  | 8.2295 | 0 | 8.2295 | 0 |  | 0.27608 | 0 | 0.27608 | 0 |  | 0 | 0 | 0 | 0 |  | 0 | 0 | 0 | 0 | 0 | 0 | 0 | 0
| Total Steam Power Generation Maintenance Expense |  |  |  | 24765971 | 2691499.7248 | 22074471.2752 | 0 |  | 8585738.4685 | 963566.9082 | 7622171.5602 | 0 |  | 2418792.4704 | 266712.2945 | 2152080.1759 | 0 |  | 185065.1822 | 20212.3565 | 164852.8257 | 0 |  | 2446070.0185 | 267003.5148 | 2179066.5037 | 0 |  | 110477.1366 | 11998.4372 | 98478.6994 | 0 |  | 2564794.1964 | 276710.9473 | 2288083.249 | 0 |  | 5525045.8266 | 581288.6076 | 4943757.2189 | 0 |  | 1921851.6188 | 201245.0594 | 1720606.5594 | 0 |  | 828058.395 | 85870.6881 | 742187.7069 | 0 |  | 169986.3735 | 15906.495 | 154079.8785 | 0 |  | 6184.5727 | 578.6725 | 5605.9002 | 0 |  | 3422.3013 | 353.9322 | 3068.3691 | 0 |  | 468.6477 | 50.0619 | 418.5858 | 0 |  | 15.7919 | 1.7495 | 14.0424 | 0 |  | 0 | 0 | 0 | 0 |  | 0 | 0 | 0 | 0 | 0 | 0 | 0 | 0
0
| Total Steam Power Generation Expense |  |  |  | 51805250 | 26834707.31 | 24970542.69 | 0 |  | 18229091.1959 | 9606924.9857 | 8622166.2101 | 0 |  | 5093590.0917 | 2659166.6695 | 2434423.4221 | 0 |  | 388001.3871 | 201520.6116 | 186480.7755 | 0 |  | 5127020.42 | 2662070.185 | 2464950.2349 | 0 |  | 231025.1098 | 119626.4477 | 111398.6621 | 0 |  | 5347124.4159 | 2758854.9287 | 2588269.4872 | 0 |  | 11387901.6427 | 5795545.6969 | 5592355.9457 | 0 |  | 3952789.6733 | 2006447.2667 | 1946342.4065 | 0 |  | 1695704.6769 | 856145.2787 | 839559.3981 | 0 |  | 332884.9106 | 158590.4447 | 174294.466 | 0 |  | 12110.8315 | 5769.4624 | 6341.3691 | 0 |  | 6999.6895 | 3528.7642 | 3470.9253 | 0 |  | 972.628 | 499.1256 | 473.5024 | 0 |  | 33.3273 | 17.4426 | 15.8847 | 0 |  | 0 | 0 | 0 | 0 |  | 0 | 0 | 0 | 0 | 0 | 0 | 0 | 0
0
| Labor - Hydraulic Power Generation Operation Expenses | [90 empty] | 0
| 535 | OPERATION SUPERVISION & ENGINEERING |  |  | 0 | 0 | 0 | 0 |  | 0 |  |  |  |  | 0 |  |  |  |  | 0 |  |  |  |  | 0 |  |  |  |  | 0 |  |  |  |  | 0 |  |  |  |  | 0 |  |  |  |  | 0 |  |  |  |  | 0 |  |  |  |  | 0 |  |  |  |  | 0 |  |  |  |  | 0 |  |  |  |  | 0 |  |  |  |  | 0 |  |  |  |  | 0 |  |  |  |  | 0 |  |  |  | 0 | 0 | 0 | 0
| 536 | WATER FOR POWER |  |  | 0 | 0 | 0 | 0 |  | 0 |  |  |  |  | 0 |  |  |  |  | 0 |  |  |  |  | 0 |  |  |  |  | 0 |  |  |  |  | 0 |  |  |  |  | 0 |  |  |  |  | 0 |  |  |  |  | 0 |  |  |  |  | 0 |  |  |  |  | 0 |  |  |  |  | 0 |  |  |  |  | 0 |  |  |  |  | 0 |  |  |  |  | 0 |  |  |  |  | 0 |  |  |  | 0 | 0 | 0 | 0
| 537 | HYDRAULIC EXPENSES |  |  | 0 | 0 | 0 | 0 |  | 0 |  |  |  |  | 0 |  |  |  |  | 0 |  |  |  |  | 0 |  |  |  |  | 0 |  |  |  |  | 0 |  |  |  |  | 0 |  |  |  |  | 0 |  |  |  |  | 0 |  |  |  |  | 0 |  |  |  |  | 0 |  |  |  |  | 0 |  |  |  |  | 0 |  |  |  |  | 0 |  |  |  |  | 0 |  |  |  |  | 0 |  |  |  | 0 | 0 | 0 | 0
| 538 | ELECTRIC EXPENSES |  |  | 0 | 0 | 0 | 0 |  | 0 |  |  |  |  | 0 |  |  |  |  | 0 |  |  |  |  | 0 |  |  |  |  | 0 |  |  |  |  | 0 |  |  |  |  | 0 |  |  |  |  | 0 |  |  |  |  | 0 |  |  |  |  | 0 |  |  |  |  | 0 |  |  |  |  | 0 |  |  |  |  | 0 |  |  |  |  | 0 |  |  |  |  | 0 |  |  |  |  | 0 |  |  |  | 0 | 0 | 0 | 0
| 539 | MISC. HYDRAULIC POWER EXPENSES |  |  | 0 | 0 | 0 | 0 |  | 0 |  |  |  |  | 0 |  |  |  |  | 0 |  |  |  |  | 0 |  |  |  |  | 0 |  |  |  |  | 0 |  |  |  |  | 0 |  |  |  |  | 0 |  |  |  |  | 0 |  |  |  |  | 0 |  |  |  |  | 0 |  |  |  |  | 0 |  |  |  |  | 0 |  |  |  |  | 0 |  |  |  |  | 0 |  |  |  |  | 0 |  |  |  | 0 | 0 | 0 | 0
| 540 | RENTS |  |  | 0 | 0 | 0 | 0 |  | 0 |  |  |  |  | 0 |  |  |  |  | 0 |  |  |  |  | 0 |  |  |  |  | 0 |  |  |  |  | 0 |  |  |  |  | 0 |  |  |  |  | 0 |  |  |  |  | 0 |  |  |  |  | 0 |  |  |  |  | 0 |  |  |  |  | 0 |  |  |  |  | 0 |  |  |  |  | 0 |  |  |  |  | 0 |  |  |  |  | 0 |  |  |  | 0 | 0 | 0 | 0
| Total Hydraulic Power Operation Expenses |  |  |  | 0 | 0 | 0 | 0 |  | 0 | 0 | 0 | 0 |  | 0 | 0 | 0 | 0 |  | 0 | 0 | 0 | 0 |  | 0 | 0 | 0 | 0 |  | 0 | 0 | 0 | 0 |  | 0 | 0 | 0 | 0 |  | 0 | 0 | 0 | 0 |  | 0 | 0 | 0 | 0 |  | 0 | 0 | 0 | 0 |  | 0 | 0 | 0 | 0 |  | 0 | 0 | 0 | 0 |  | 0 | 0 | 0 | 0 |  | 0 | 0 | 0 | 0 |  | 0 | 0 | 0 | 0 |  | 0 | 0 | 0 | 0 |  | 0 | 0 | 0 | 0 | 0 | 0 | 0 | 0
0
| Labor - Hydraulic Power Generation Maintenance Expenses | [90 empty] | 0
| 541 | MAINTENANCE SUPERVISION & ENGINEERING | LBSUB4 | 44 | 160360 | 104959.7642 | 55400.2358 | 0 |  | 56705.3274 | 37575.9858 | 19129.3416 | 0 |  | 15801.9842 | 10400.9149 | 5401.0693 | 0 |  | 1201.947 | 788.2164 | 413.7307 | 0 |  | 15881.0683 | 10412.2715 | 5468.7968 | 0 |  | 715.0519 | 467.9002 | 247.1517 | 0 |  | 16533.2257 | 10790.8299 | 5742.3958 | 0 |  | 35075.7043 | 22668.3713 | 12407.333 | 0 |  | 12166.1062 | 7847.9049 | 4318.2012 | 0 |  | 5211.3448 | 3348.6785 | 1862.6663 | 0 |  | 1006.9956 | 620.3017 | 386.6938 | 0 |  | 36.6355 | 22.5664 | 14.0691 | 0 |  | 21.5029 | 13.8022 | 7.7007 | 0 |  | 3.0028 | 1.9523 | 1.0505 | 0 |  | 0.10347 | 0.068224 | 0.035242 | 0 |  | 0 | 0 | 0 | 0 |  | 0 | 0 | 0 | 0 | 0 | 0 | 0 | 0
| 542 | MAINTENANCE OF STRUCTURES | Prod | 36 | 43386 | 43386 | 0 | 0 |  | 15532.3493 | 15532.3493 | 0 | 0 |  | 4299.3055 | 4299.3055 | 0 | 0 |  | 325.8159 | 325.8159 | 0 | 0 |  | 4303.9999 | 4303.9999 | 0 | 0 |  | 193.4105 | 193.4105 | 0 | 0 |  | 4460.4802 | 4460.4802 | 0 | 0 |  | 9370.1617 | 9370.1617 | 0 | 0 |  | 3243.9974 | 3243.9974 | 0 | 0 |  | 1384.2044 | 1384.2044 | 0 | 0 |  | 256.4069 | 256.4069 | 0 | 0 |  | 9.328 | 9.328 | 0 | 0 |  | 5.7053 | 5.7053 | 0 | 0 |  | 0.80698 | 0.80698 | 0 | 0 |  | 0.028201 | 0.028201 | 0 | 0 |  | 0 | 0 | 0 | 0 |  | 0 | 0 | 0 | 0 | 0 | 0 | 0 | 0
| 543 | MAINT. OF RESERVES, DAMS, AND WATERWAYS | Prod | 36 | 911 | 911 | 0 | 0 |  | 326.1414 | 326.1414 | 0 | 0 |  | 90.2749 | 90.2749 | 0 | 0 |  | 6.8413 | 6.8413 | 0 | 0 |  | 90.3735 | 90.3735 | 0 | 0 |  | 4.0611 | 4.0611 | 0 | 0 |  | 93.6592 | 93.6592 | 0 | 0 |  | 196.7505 | 196.7505 | 0 | 0 |  | 68.116 | 68.116 | 0 | 0 |  | 29.0649 | 29.0649 | 0 | 0 |  | 5.3839 | 5.3839 | 0 | 0 |  | 0.19587 | 0.19587 | 0 | 0 |  | 0.1198 | 0.1198 | 0 | 0 |  | 0.016945 | 0.016945 | 0 | 0 |  | 0.00059215 | 0.00059215 | 0 | 0 |  | 0 | 0 | 0 | 0 |  | 0 | 0 | 0 | 0 | 0 | 0 | 0 | 0
| 544 | MAINTENANCE OF ELECTRIC PLANT | Energy | 2 | 22712 | 0 | 22712 | 0 |  | 7842.3061 | 0 | 7842.3061 | 0 |  | 2214.234 | 0 | 2214.234 | 0 |  | 169.6139 | 0 | 169.6139 | 0 |  | 2241.9997 | 0 | 2241.9997 | 0 |  | 101.3228 | 0 | 101.3228 | 0 |  | 2354.165 | 0 | 2354.165 | 0 |  | 5086.537 | 0 | 5086.537 | 0 |  | 1770.2991 | 0 | 1770.2991 | 0 |  | 763.6227 | 0 | 763.6227 | 0 |  | 158.5298 | 0 | 158.5298 | 0 |  | 5.7678 | 0 | 5.7678 | 0 |  | 3.157 | 0 | 3.157 | 0 |  | 0.43067 | 0 | 0.43067 | 0 |  | 0.014448 | 0 | 0.014448 | 0 |  | 0 | 0 | 0 | 0 |  | 0 | 0 | 0 | 0 | 0 | 0 | 0 | 0
| 545 | MAINTENANCE OF MISC HYDRAULIC PLANT | Energy | 2 | 669 | 0 | 669 | 0 |  | 231.0014 | 0 | 231.0014 | 0 |  | 65.222 | 0 | 65.222 | 0 |  | 4.9961 | 0 | 4.9961 | 0 |  | 66.0399 | 0 | 66.0399 | 0 |  | 2.9845 | 0 | 2.9845 | 0 |  | 69.3438 | 0 | 69.3438 | 0 |  | 149.828 | 0 | 149.828 | 0 |  | 52.1456 | 0 | 52.1456 | 0 |  | 22.4931 | 0 | 22.4931 | 0 |  | 4.6696 | 0 | 4.6696 | 0 |  | 0.1699 | 0 | 0.1699 | 0 |  | 0.092992 | 0 | 0.092992 | 0 |  | 0.012686 | 0 | 0.012686 | 0 |  | 0.00042558 | 0 | 0.00042558 | 0 |  | 0 | 0 | 0 | 0 |  | 0 | 0 | 0 | 0 | 0 | 0 | 0 | 0
| Total Hydraulic Power Generation Maint. Expense |  |  |  | 228038 | 149256.7642 | 78781.2358 | 0 |  | 80637.1256 | 53434.4765 | 27202.6491 | 0 |  | 22471.0206 | 14790.4953 | 7680.5253 | 0 |  | 1709.2143 | 1120.8736 | 588.3407 | 0 |  | 22583.4813 | 14806.6449 | 7776.8364 | 0 |  | 1016.8309 | 665.3718 | 351.4591 | 0 |  | 23510.8739 | 15344.9693 | 8165.9046 | 0 |  | 49878.9814 | 32235.2835 | 17643.6979 | 0 |  | 17300.6643 | 11160.0184 | 6140.6459 | 0 |  | 7410.7299 | 4761.9477 | 2648.7821 | 0 |  | 1431.9859 | 882.0926 | 549.8933 | 0 |  | 52.097 | 32.0902 | 20.0068 | 0 |  | 30.5779 | 19.6273 | 10.9507 | 0 |  | 4.2701 | 2.7762 | 1.4939 | 0 |  | 0.14713 | 0.097017 | 0.050116 | 0 |  | 0 | 0 | 0 | 0 |  | 0 | 0 | 0 | 0 | 0 | 0 | 0 | 0
0
| Total Hydraulic Power Generation Expense |  |  |  | 228038 | 149256.7642 | 78781.2358 | 0 |  | 80637.1256 | 53434.4765 | 27202.6491 | 0 |  | 22471.0206 | 14790.4953 | 7680.5253 | 0 |  | 1709.2143 | 1120.8736 | 588.3407 | 0 |  | 22583.4813 | 14806.6449 | 7776.8364 | 0 |  | 1016.8309 | 665.3718 | 351.4591 | 0 |  | 23510.8739 | 15344.9693 | 8165.9046 | 0 |  | 49878.9814 | 32235.2835 | 17643.6979 | 0 |  | 17300.6643 | 11160.0184 | 6140.6459 | 0 |  | 7410.7299 | 4761.9477 | 2648.7821 | 0 |  | 1431.9859 | 882.0926 | 549.8933 | 0 |  | 52.097 | 32.0902 | 20.0068 | 0 |  | 30.5779 | 19.6273 | 10.9507 | 0 |  | 4.2701 | 2.7762 | 1.4939 | 0 |  | 0.14713 | 0.097017 | 0.050116 | 0 |  | 0 | 0 | 0 | 0 |  | 0 | 0 | 0 | 0 | 0 | 0 | 0 | 0
0
0
| Labor - Other Power Generation Operation Expense | [87 empty] | 0 | 0 | 0 | 0
| 546 | OPERATION SUPERVISION & ENGINEERING | Prod | 36 | 527544 | 527544 | 0 | 0 |  | 188862.7134 | 188862.7134 | 0 | 0 |  | 52276.606 | 52276.606 | 0 | 0 |  | 3961.6974 | 3961.6974 | 0 | 0 |  | 52333.6863 | 52333.6863 | 0 | 0 |  | 2351.7385 | 2351.7385 | 0 | 0 |  | 54236.3793 | 54236.3793 | 0 | 0 |  | 113934.7385 | 113934.7385 | 0 | 0 |  | 39444.7834 | 39444.7834 | 0 | 0 |  | 16830.9756 | 16830.9756 | 0 | 0 |  | 3117.7324 | 3117.7324 | 0 | 0 |  | 113.422 | 113.422 | 0 | 0 |  | 69.372 | 69.372 | 0 | 0 |  | 9.8123 | 9.8123 | 0 | 0 |  | 0.3429 | 0.3429 | 0 | 0 |  | 0 | 0 | 0 | 0 |  | 0 | 0 | 0 | 0 | 0 | 0 | 0 | 0
| 547 | FUEL | Energy | 2 | 0 | 0 | 0 | 0 |  | 0 | 0 | 0 | 0 |  | 0 | 0 | 0 | 0 |  | 0 | 0 | 0 | 0 |  | 0 | 0 | 0 | 0 |  | 0 | 0 | 0 | 0 |  | 0 | 0 | 0 | 0 |  | 0 | 0 | 0 | 0 |  | 0 | 0 | 0 | 0 |  | 0 | 0 | 0 | 0 |  | 0 | 0 | 0 | 0 |  | 0 | 0 | 0 | 0 |  | 0 | 0 | 0 | 0 |  | 0 | 0 | 0 | 0 |  | 0 | 0 | 0 | 0 |  | 0 | 0 | 0 | 0 |  | 0 | 0 | 0 | 0 | 0 | 0 | 0 | 0
| 548 | GENERATION EXPENSE | Prod | 36 | 383627 | 383627 | 0 | 0 |  | 137339.8923 | 137339.8923 | 0 | 0 |  | 38015.2509 | 38015.2509 | 0 | 0 |  | 2880.9238 | 2880.9238 | 0 | 0 |  | 38056.7594 | 38056.7594 | 0 | 0 |  | 1710.1709 | 1710.1709 | 0 | 0 |  | 39440.3869 | 39440.3869 | 0 | 0 |  | 82852.6946 | 82852.6946 | 0 | 0 |  | 28684.0224 | 28684.0224 | 0 | 0 |  | 12239.3899 | 12239.3899 | 0 | 0 |  | 2267.1973 | 2267.1973 | 0 | 0 |  | 82.4798 | 82.4798 | 0 | 0 |  | 50.447 | 50.447 | 0 | 0 |  | 7.1355 | 7.1355 | 0 | 0 |  | 0.24936 | 0.24936 | 0 | 0 |  | 0 | 0 | 0 | 0 |  | 0 | 0 | 0 | 0 | 0 | 0 | 0 | 0
| 549 | MISC OTHER POWER GENERATION | Prod | 36 | 2757670 | 2757670 | 0 | 0 |  | 987256.1127 | 987256.1127 | 0 | 0 |  | 273269.3919 | 273269.3919 | 0 | 0 |  | 20709.2754 | 20709.2754 | 0 | 0 |  | 273567.7719 | 273567.7719 | 0 | 0 |  | 12293.4177 | 12293.4177 | 0 | 0 |  | 283513.8607 | 283513.8607 | 0 | 0 |  | 595579.535 | 595579.535 | 0 | 0 |  | 206192.6508 | 206192.6508 | 0 | 0 |  | 87981.8111 | 87981.8111 | 0 | 0 |  | 16297.5547 | 16297.5547 | 0 | 0 |  | 592.8991 | 592.8991 | 0 | 0 |  | 362.6336 | 362.6336 | 0 | 0 |  | 51.2927 | 51.2927 | 0 | 0 |  | 1.7925 | 1.7925 | 0 | 0 |  | 0 | 0 | 0 | 0 |  | 0 | 0 | 0 | 0 | 0 | 0 | 0 | 0
| 550 | RENTS |  |  | 0 | 0 | 0 | 0 |  | 0 |  |  |  |  | 0 |  |  |  |  | 0 |  |  |  |  | 0 |  |  |  |  | 0 |  |  |  |  | 0 |  |  |  |  | 0 |  |  |  |  | 0 |  |  |  |  | 0 |  |  |  |  | 0 |  |  |  |  | 0 |  |  |  |  | 0 |  |  |  |  | 0 |  |  |  |  | 0 |  |  |  |  | 0 |  |  |  |  | 0 |  |  |  | 0 | 0 | 0 | 0
| Total Other Power Generation Expenses |  |  |  | 3668841 | 3668841 | 0 | 0 |  | 1313458.7184 | 1313458.7184 | 0 | 0 |  | 363561.2489 | 363561.2489 | 0 | 0 |  | 27551.8966 | 27551.8966 | 0 | 0 |  | 363958.2175 | 363958.2175 | 0 | 0 |  | 16355.3271 | 16355.3271 | 0 | 0 |  | 377190.627 | 377190.627 | 0 | 0 |  | 792366.9681 | 792366.9681 | 0 | 0 |  | 274321.4566 | 274321.4566 | 0 | 0 |  | 117052.1767 | 117052.1767 | 0 | 0 |  | 21682.4845 | 21682.4845 | 0 | 0 |  | 788.8009 | 788.8009 | 0 | 0 |  | 482.4526 | 482.4526 | 0 | 0 |  | 68.2404 | 68.2404 | 0 | 0 |  | 2.3847 | 2.3847 | 0 | 0 |  | 0 | 0 | 0 | 0 |  | 0 | 0 | 0 | 0 | 0 | 0 | 0 | 0
0
| Labor -Other Power Generation Maintenance Expense | [90 empty] | 0
| 551 | MAINTENANCE SUPERVISION & ENGINEERING | Prod | 36 | 732436 | 732436 | 0 | 0 |  | 262214.8111 | 262214.8111 | 0 | 0 |  | 72580.2363 | 72580.2363 | 0 | 0 |  | 5500.3749 | 5500.3749 | 0 | 0 |  | 72659.4859 | 72659.4859 | 0 | 0 |  | 3265.1266 | 3265.1266 | 0 | 0 |  | 75301.163 | 75301.163 | 0 | 0 |  | 158185.6757 | 158185.6757 | 0 | 0 |  | 54764.6819 | 54764.6819 | 0 | 0 |  | 23367.9323 | 23367.9323 | 0 | 0 |  | 4328.6237 | 4328.6237 | 0 | 0 |  | 157.4737 | 157.4737 | 0 | 0 |  | 96.3153 | 96.3153 | 0 | 0 |  | 13.6233 | 13.6233 | 0 | 0 |  | 0.47608 | 0.47608 | 0 | 0 |  | 0 | 0 | 0 | 0 |  | 0 | 0 | 0 | 0 | 0 | 0 | 0 | 0
| 552 | MAINTENANCE OF STRUCTURES | Prod | 36 | 351927 | 351927 | 0 | 0 |  | 125991.1744 | 125991.1744 | 0 | 0 |  | 34873.9615 | 34873.9615 | 0 | 0 |  | 2642.8663 | 2642.8663 | 0 | 0 |  | 34912.04 | 34912.04 | 0 | 0 |  | 1568.8555 | 1568.8555 | 0 | 0 |  | 36181.3351 | 36181.3351 | 0 | 0 |  | 76006.3818 | 76006.3818 | 0 | 0 |  | 26313.7943 | 26313.7943 | 0 | 0 |  | 11228.0203 | 11228.0203 | 0 | 0 |  | 2079.8535 | 2079.8535 | 0 | 0 |  | 75.6643 | 75.6643 | 0 | 0 |  | 46.2784 | 46.2784 | 0 | 0 |  | 6.5458 | 6.5458 | 0 | 0 |  | 0.22875 | 0.22875 | 0 | 0 |  | 0 | 0 | 0 | 0 |  | 0 | 0 | 0 | 0 | 0 | 0 | 0 | 0
| 553 | MAINTENANCE OF GENERATING & ELEC PLANT | Prod | 36 | 1277077 | 1277077 | 0 | 0 |  | 457198.314 | 457198.314 | 0 | 0 |  | 126551.0577 | 126551.0577 | 0 | 0 |  | 9590.4656 | 9590.4656 | 0 | 0 |  | 126689.2374 | 126689.2374 | 0 | 0 |  | 5693.0818 | 5693.0818 | 0 | 0 |  | 131295.2713 | 131295.2713 | 0 | 0 |  | 275812.8876 | 275812.8876 | 0 | 0 |  | 95487.8183 | 95487.8183 | 0 | 0 |  | 40744.3775 | 40744.3775 | 0 | 0 |  | 7547.3977 | 7547.3977 | 0 | 0 |  | 274.5716 | 274.5716 | 0 | 0 |  | 167.9356 | 167.9356 | 0 | 0 |  | 23.7536 | 23.7536 | 0 | 0 |  | 0.8301 | 0.8301 | 0 | 0 |  | 0 | 0 | 0 | 0 |  | 0 | 0 | 0 | 0 | 0 | 0 | 0 | 0
| 554 | MAINTENANCE OF MISC OTHER POWER GEN PLT | Prod | 36 | 1287143 | 1287143 | 0 | 0 |  | 460801.9795 | 460801.9795 | 0 | 0 |  | 127548.541 | 127548.541 | 0 | 0 |  | 9666.0583 | 9666.0583 | 0 | 0 |  | 127687.8098 | 127687.8098 | 0 | 0 |  | 5737.9551 | 5737.9551 | 0 | 0 |  | 132330.1487 | 132330.1487 | 0 | 0 |  | 277986.8619 | 277986.8619 | 0 | 0 |  | 96240.4592 | 96240.4592 | 0 | 0 |  | 41065.5272 | 41065.5272 | 0 | 0 |  | 7606.8868 | 7606.8868 | 0 | 0 |  | 276.7358 | 276.7358 | 0 | 0 |  | 169.2593 | 169.2593 | 0 | 0 |  | 23.9409 | 23.9409 | 0 | 0 |  | 0.83664 | 0.83664 | 0 | 0 |  | 0 | 0 | 0 | 0 |  | 0 | 0 | 0 | 0 | 0 | 0 | 0 | 0
| Total Other Power Generation Maintenance Expense |  |  |  | 3648583 | 3648583 | 0 | 0 |  | 1306206.2791 | 1306206.2791 | 0 | 0 |  | 361553.7965 | 361553.7965 | 0 | 0 |  | 27399.7651 | 27399.7651 | 0 | 0 |  | 361948.5732 | 361948.5732 | 0 | 0 |  | 16265.019 | 16265.019 | 0 | 0 |  | 375107.9181 | 375107.9181 | 0 | 0 |  | 787991.8071 | 787991.8071 | 0 | 0 |  | 272806.7537 | 272806.7537 | 0 | 0 |  | 116405.8573 | 116405.8573 | 0 | 0 |  | 21562.7617 | 21562.7617 | 0 | 0 |  | 784.4454 | 784.4454 | 0 | 0 |  | 479.7887 | 479.7887 | 0 | 0 |  | 67.8636 | 67.8636 | 0 | 0 |  | 2.3716 | 2.3716 | 0 | 0 |  | 0 | 0 | 0 | 0 |  | 0 | 0 | 0 | 0 | 0 | 0 | 0 | 0
0
| Total Other Power Generation Expense |  |  |  | 7317424 | 7317424 | 0 | 0 |  | 2619664.9975 | 2619664.9975 | 0 | 0 |  | 725115.0453 | 725115.0453 | 0 | 0 |  | 54951.6618 | 54951.6618 | 0 | 0 |  | 725906.7907 | 725906.7907 | 0 | 0 |  | 32620.3461 | 32620.3461 | 0 | 0 |  | 752298.5451 | 752298.5451 | 0 | 0 |  | 1580358.7751 | 1580358.7751 | 0 | 0 |  | 547128.2103 | 547128.2103 | 0 | 0 |  | 233458.0339 | 233458.0339 | 0 | 0 |  | 43245.2463 | 43245.2463 | 0 | 0 |  | 1573.2462 | 1573.2462 | 0 | 0 |  | 962.2413 | 962.2413 | 0 | 0 |  | 136.1041 | 136.1041 | 0 | 0 |  | 4.7563 | 4.7563 | 0 | 0 |  | 0 | 0 | 0 | 0 |  | 0 | 0 | 0 | 0 | 0 | 0 | 0 | 0
0
| Total Production Expense |  |  |  | 59350712 | 34301388.0742 | 25049323.9258 | 0 |  | 20929393.3189 | 12280024.4597 | 8649368.8592 | 0 |  | 5841176.1577 | 3399072.2102 | 2442103.9475 | 0 |  | 444662.2631 | 257593.1469 | 187069.1162 | 0 |  | 5875510.6919 | 3402783.6206 | 2472727.0714 | 0 |  | 264662.2867 | 152912.1655 | 111750.1212 | 0 |  | 6122933.8349 | 3526498.4431 | 2596435.3918 | 0 |  | 13018139.3992 | 7408139.7556 | 5609999.6437 | 0 |  | 4517218.5478 | 2564735.4954 | 1952483.0524 | 0 |  | 1936573.4407 | 1094365.2604 | 842208.1803 | 0 |  | 377562.1428 | 202717.7835 | 174844.3593 | 0 |  | 13736.1747 | 7374.7988 | 6361.3759 | 0 |  | 7992.5087 | 4510.6328 | 3481.876 | 0 |  | 1113.0021 | 638.0059 | 474.9963 | 0 |  | 38.2307 | 22.2959 | 15.9348 | 0 |  | 0 | 0 | 0 | 0 |  | 0 | 0 | 0 | 0 | 0 | 0 | 0 | 0
0
| Labor - Purchased Power | [90 empty] | 0
| 555 | PURCHASED POWER |  |  | 0 | 0 | 0 | 0 |  | 0 |  |  |  |  | 0 |  |  |  |  | 0 |  |  |  |  | 0 |  |  |  |  | 0 |  |  |  |  | 0 |  |  |  |  | 0 |  |  |  |  | 0 |  |  |  |  | 0 |  |  |  |  | 0 |  |  |  |  | 0 |  |  |  |  | 0 |  |  |  |  | 0 |  |  |  |  | 0 |  |  |  |  | 0 |  |  |  |  | 0 |  |  |  | 0 | 0 | 0 | 0
| 556 | SYSTEM CONTROL AND LOAD DISPATCH | Prod | 36 | 2263912 | 2263912 | 0 | 0 |  | 810488.913 | 810488.913 | 0 | 0 |  | 224340.7861 | 224340.7861 | 0 | 0 |  | 17001.3008 | 17001.3008 | 0 | 0 |  | 224585.7414 | 224585.7414 | 0 | 0 |  | 10092.2938 | 10092.2938 | 0 | 0 |  | 232750.9932 | 232750.9932 | 0 | 0 |  | 488941.6269 | 488941.6269 | 0 | 0 |  | 169274.0671 | 169274.0671 | 0 | 0 |  | 72228.7576 | 72228.7576 | 0 | 0 |  | 13379.4942 | 13379.4942 | 0 | 0 |  | 486.7411 | 486.7411 | 0 | 0 |  | 297.7044 | 297.7044 | 0 | 0 |  | 42.1088 | 42.1088 | 0 | 0 |  | 1.4715 | 1.4715 | 0 | 0 |  | 0 | 0 | 0 | 0 |  | 0 | 0 | 0 | 0 | 0 | 0 | 0 | 0
| 557 | OTHER EXPENSES |  |  | 0 | 0 | 0 | 0 |  | 0 |  |  |  |  | 0 |  |  |  |  | 0 |  |  |  |  | 0 |  |  |  |  | 0 |  |  |  |  | 0 |  |  |  |  | 0 |  |  |  |  | 0 |  |  |  |  | 0 |  |  |  |  | 0 |  |  |  |  | 0 |  |  |  |  | 0 |  |  |  |  | 0 |  |  |  |  | 0 |  |  |  |  | 0 |  |  |  |  | 0 |  |  |  | 0 | 0 | 0 | 0
| Total Purchased Power Labor |  |  |  | 2263912 | 2263912 | 0 | 0 |  | 810488.913 | 810488.913 | 0 | 0 |  | 224340.7861 | 224340.7861 | 0 | 0 |  | 17001.3008 | 17001.3008 | 0 | 0 |  | 224585.7414 | 224585.7414 | 0 | 0 |  | 10092.2938 | 10092.2938 | 0 | 0 |  | 232750.9932 | 232750.9932 | 0 | 0 |  | 488941.6269 | 488941.6269 | 0 | 0 |  | 169274.0671 | 169274.0671 | 0 | 0 |  | 72228.7576 | 72228.7576 | 0 | 0 |  | 13379.4942 | 13379.4942 | 0 | 0 |  | 486.7411 | 486.7411 | 0 | 0 |  | 297.7044 | 297.7044 | 0 | 0 |  | 42.1088 | 42.1088 | 0 | 0 |  | 1.4715 | 1.4715 | 0 | 0 |  | 0 | 0 | 0 | 0 |  | 0 | 0 | 0 | 0 | 0 | 0 | 0 | 0
0
Labor Expenses (Continued) | [91 empty] | 0
0
| Transmission Labor Expenses | [90 empty] | 0
| 560 | OPERATION SUPERVISION AND ENG | Trans | 38 | 1591418 | 1591418 | 0 | 0 |  | 703640.8395 | 703640.8395 | 0 | 0 |  | 180610.1133 | 180610.1133 | 0 | 0 |  | 18484.4141 | 18484.4141 | 0 | 0 |  | 161119.9998 | 161119.9998 | 0 | 0 |  | 6923.4579 | 6923.4579 | 0 | 0 |  | 142537.2021 | 142537.2021 | 0 | 0 |  | 232141.0557 | 232141.0557 | 0 | 0 |  | 80501.4996 | 80501.4996 | 0 | 0 |  | 53942.1795 | 53942.1795 | 0 | 0 |  | 10864.5485 | 10864.5485 | 0 | 0 |  | 395.2857 | 395.2857 | 0 | 0 |  | 106.4996 | 106.4996 | 0 | 0 |  | 149.9688 | 149.9688 | 0 | 0 |  | 0.9358 | 0.9358 | 0 | 0 |  | 0 | 0 | 0 | 0 |  | 0 | 0 | 0 | 0 | 0 | 0 | 0 | 0
| 561 | LOAD DISPATCHING | Trans | 38 | 4089959 | 4089959 | 0 | 0 |  | 1808363.4748 | 1808363.4748 | 0 | 0 |  | 464169.6641 | 464169.6641 | 0 | 0 |  | 47505.1155 | 47505.1155 | 0 | 0 |  | 414079.8918 | 414079.8918 | 0 | 0 |  | 17793.3509 | 17793.3509 | 0 | 0 |  | 366321.9296 | 366321.9296 | 0 | 0 |  | 596604.6632 | 596604.6632 | 0 | 0 |  | 206889.5997 | 206889.5997 | 0 | 0 |  | 138631.9009 | 138631.9009 | 0 | 0 |  | 27921.9902 | 27921.9902 | 0 | 0 |  | 1015.888 | 1015.888 | 0 | 0 |  | 273.705 | 273.705 | 0 | 0 |  | 385.4213 | 385.4213 | 0 | 0 |  | 2.405 | 2.405 | 0 | 0 |  | 0 | 0 | 0 | 0 |  | 0 | 0 | 0 | 0 | 0 | 0 | 0 | 0
| 562 | STATION EXPENSES | Trans | 38 | 424026 | 424026 | 0 | 0 |  | 187481.8625 | 187481.8625 | 0 | 0 |  | 48122.7333 | 48122.7333 | 0 | 0 |  | 4925.0871 | 4925.0871 | 0 | 0 |  | 42929.6822 | 42929.6822 | 0 | 0 |  | 1844.7235 | 1844.7235 | 0 | 0 |  | 37978.3813 | 37978.3813 | 0 | 0 |  | 61852.9156 | 61852.9156 | 0 | 0 |  | 21449.254 | 21449.254 | 0 | 0 |  | 14372.6454 | 14372.6454 | 0 | 0 |  | 2894.8089 | 2894.8089 | 0 | 0 |  | 105.3221 | 105.3221 | 0 | 0 |  | 28.3763 | 28.3763 | 0 | 0 |  | 39.9585 | 39.9585 | 0 | 0 |  | 0.24934 | 0.24934 | 0 | 0 |  | 0 | 0 | 0 | 0 |  | 0 | 0 | 0 | 0 | 0 | 0 | 0 | 0
| 563 | OVERHEAD LINE EXPENSES | Trans | 38 | 45989 | 45989 | 0 | 0 |  | 20333.9026 | 20333.9026 | 0 | 0 |  | 5219.2941 | 5219.2941 | 0 | 0 |  | 534.165 | 534.165 | 0 | 0 |  | 4656.0663 | 4656.0663 | 0 | 0 |  | 200.075 | 200.075 | 0 | 0 |  | 4119.0582 | 4119.0582 | 0 | 0 |  | 6708.4418 | 6708.4418 | 0 | 0 |  | 2326.3426 | 2326.3426 | 0 | 0 |  | 1558.828 | 1558.828 | 0 | 0 |  | 313.9651 | 313.9651 | 0 | 0 |  | 11.423 | 11.423 | 0 | 0 |  | 3.0776 | 3.0776 | 0 | 0 |  | 4.3338 | 4.3338 | 0 | 0 |  | 0.027043 | 0.027043 | 0 | 0 |  | 0 | 0 | 0 | 0 |  | 0 | 0 | 0 | 0 | 0 | 0 | 0 | 0
| 566 | MISC. TRANSMISSION EXPENSES | Trans | 38 | 0 | 0 | 0 | 0 |  | 0 | 0 | 0 | 0 |  | 0 | 0 | 0 | 0 |  | 0 | 0 | 0 | 0 |  | 0 | 0 | 0 | 0 |  | 0 | 0 | 0 | 0 |  | 0 | 0 | 0 | 0 |  | 0 | 0 | 0 | 0 |  | 0 | 0 | 0 | 0 |  | 0 | 0 | 0 | 0 |  | 0 | 0 | 0 | 0 |  | 0 | 0 | 0 | 0 |  | 0 | 0 | 0 | 0 |  | 0 | 0 | 0 | 0 |  | 0 | 0 | 0 | 0 |  | 0 | 0 | 0 | 0 |  | 0 | 0 | 0 | 0 | 0 | 0 | 0 | 0
| 568 | MAINTENACE SUPERVISION AND ENG | Trans | 38 | 393950 | 393950 | 0 | 0 |  | 174183.8466 | 174183.8466 | 0 | 0 |  | 44709.4064 | 44709.4064 | 0 | 0 |  | 4575.7525 | 4575.7525 | 0 | 0 |  | 39884.6965 | 39884.6965 | 0 | 0 |  | 1713.878 | 1713.878 | 0 | 0 |  | 35284.5894 | 35284.5894 | 0 | 0 |  | 57465.7123 | 57465.7123 | 0 | 0 |  | 19927.8667 | 19927.8667 | 0 | 0 |  | 13353.1992 | 13353.1992 | 0 | 0 |  | 2689.4813 | 2689.4813 | 0 | 0 |  | 97.8516 | 97.8516 | 0 | 0 |  | 26.3636 | 26.3636 | 0 | 0 |  | 37.1243 | 37.1243 | 0 | 0 |  | 0.23165 | 0.23165 | 0 | 0 |  | 0 | 0 | 0 | 0 |  | 0 | 0 | 0 | 0 | 0 | 0 | 0 | 0
| 570 | MAINT OF STATION EQUIPMENT | Trans | 38 | 0 | 0 | 0 | 0 |  | 0 | 0 | 0 | 0 |  | 0 | 0 | 0 | 0 |  | 0 | 0 | 0 | 0 |  | 0 | 0 | 0 | 0 |  | 0 | 0 | 0 | 0 |  | 0 | 0 | 0 | 0 |  | 0 | 0 | 0 | 0 |  | 0 | 0 | 0 | 0 |  | 0 | 0 | 0 | 0 |  | 0 | 0 | 0 | 0 |  | 0 | 0 | 0 | 0 |  | 0 | 0 | 0 | 0 |  | 0 | 0 | 0 | 0 |  | 0 | 0 | 0 | 0 |  | 0 | 0 | 0 | 0 |  | 0 | 0 | 0 | 0 | 0 | 0 | 0 | 0
| 571 | MAINT OF OVERHEAD LINES | Trans | 38 | 0 | 0 | 0 | 0 |  | 0 | 0 | 0 | 0 |  | 0 | 0 | 0 | 0 |  | 0 | 0 | 0 | 0 |  | 0 | 0 | 0 | 0 |  | 0 | 0 | 0 | 0 |  | 0 | 0 | 0 | 0 |  | 0 | 0 | 0 | 0 |  | 0 | 0 | 0 | 0 |  | 0 | 0 | 0 | 0 |  | 0 | 0 | 0 | 0 |  | 0 | 0 | 0 | 0 |  | 0 | 0 | 0 | 0 |  | 0 | 0 | 0 | 0 |  | 0 | 0 | 0 | 0 |  | 0 | 0 | 0 | 0 |  | 0 | 0 | 0 | 0 | 0 | 0 | 0 | 0
| 572 | UNDERGROUND LINES | Trans | 38 | 1126679 | 1126679 | 0 | 0 |  | 498157.8425 | 498157.8425 | 0 | 0 |  | 127866.8595 | 127866.8595 | 0 | 0 |  | 13086.4432 | 13086.4432 | 0 | 0 |  | 114068.4096 | 114068.4096 | 0 | 0 |  | 4901.6127 | 4901.6127 | 0 | 0 |  | 100912.3136 | 100912.3136 | 0 | 0 |  | 164349.3114 | 164349.3114 | 0 | 0 |  | 56992.7883 | 56992.7883 | 0 | 0 |  | 38189.5397 | 38189.5397 | 0 | 0 |  | 7691.7935 | 7691.7935 | 0 | 0 |  | 279.8511 | 279.8511 | 0 | 0 |  | 75.3987 | 75.3987 | 0 | 0 |  | 106.1737 | 106.1737 | 0 | 0 |  | 0.66252 | 0.66252 | 0 | 0 |  | 0 | 0 | 0 | 0 |  | 0 | 0 | 0 | 0 | 0 | 0 | 0 | 0
| 573 | MISC PLANT | Trans | 38 | 309102 | 309102 | 0 | 0 |  | 136668.5502 | 136668.5502 | 0 | 0 |  | 35080.0024 | 35080.0024 | 0 | 0 |  | 3590.238 | 3590.238 | 0 | 0 |  | 31294.4268 | 31294.4268 | 0 | 0 |  | 1344.7471 | 1344.7471 | 0 | 0 |  | 27685.0798 | 27685.0798 | 0 | 0 |  | 45088.8859 | 45088.8859 | 0 | 0 |  | 15635.8509 | 15635.8509 | 0 | 0 |  | 10477.2194 | 10477.2194 | 0 | 0 |  | 2110.2273 | 2110.2273 | 0 | 0 |  | 76.7766 | 76.7766 | 0 | 0 |  | 20.6855 | 20.6855 | 0 | 0 |  | 29.1285 | 29.1285 | 0 | 0 |  | 0.18176 | 0.18176 | 0 | 0 |  | 0 | 0 | 0 | 0 |  | 0 | 0 | 0 | 0 | 0 | 0 | 0 | 0
| Total Transmission Labor Expenses |  |  |  | 7981123 | 7981123 | 0 | 0 |  | 3528830.3186 | 3528830.3186 | 0 | 0 |  | 905778.0731 | 905778.0731 | 0 | 0 |  | 92701.2153 | 92701.2153 | 0 | 0 |  | 808033.1731 | 808033.1731 | 0 | 0 |  | 34721.845 | 34721.845 | 0 | 0 |  | 714838.5541 | 714838.5541 | 0 | 0 |  | 1164210.9857 | 1164210.9857 | 0 | 0 |  | 403723.2017 | 403723.2017 | 0 | 0 |  | 270525.5121 | 270525.5121 | 0 | 0 |  | 54486.8147 | 54486.8147 | 0 | 0 |  | 1982.398 | 1982.398 | 0 | 0 |  | 534.1065 | 534.1065 | 0 | 0 |  | 752.1089 | 752.1089 | 0 | 0 |  | 4.6931 | 4.6931 | 0 | 0 |  | 0 | 0 | 0 | 0 |  | 0 | 0 | 0 | 0 | 0 | 0 | 0 | 0
0
| Distribution Operation Labor Expense | [90 empty] | 0
| 580 | OPERATION SUPERVISION AND ENGI | FO23 | 54 | 1268655 | 389457.431 | 0 | 879197.569 |  | 892079.1651 | 210405.5042 | 0 | 681673.6609 |  | 194319.1322 | 49897.1487 | 0 | 144421.9835 |  | 5921.7856 | 4780.3431 | 0 | 1141.4425 |  | 52577.5868 | 37117.8891 | 0 | 15459.6977 |  | 1728.1207 | 1493.7736 | 0 | 234.3471 |  | 36800.1184 | 32763.362 | 0 | 4036.7565 |  | 50459.8067 | 50085.691 | 0 | 374.1157 |  | 136.074 | 0 | 0 | 136.074 |  | 8.3998 | 0 | 0 | 8.3998 |  | 34326.5063 | 2751.2652 | 0 | 31575.2411 |  | 108.7971 | 100.0995 | 0 | 8.6976 |  | 134.2261 | 26.9692 | 0 | 107.2569 |  | 49.0738 | 35.1484 | 0 | 13.9254 |  | 6.2074 | 0.23698 | 0 | 5.9705 |  | 0 | 0 | 0 | 0 |  | 0 | 0 | 0 | 0 | 0 | 0 | 0 | 0
| 581 | LOAD DISPATCHING | Acct362 | 50 | 335815 | 335815 | 0 | 0 |  | 162180.7228 | 162180.7228 | 0 | 0 |  | 41628.4517 | 41628.4517 | 0 | 0 |  | 4260.4344 | 4260.4344 | 0 | 0 |  | 37136.2158 | 37136.2158 | 0 | 0 |  | 1595.7735 | 1595.7735 | 0 | 0 |  | 32853.1051 | 32853.1051 | 0 | 0 |  | 53505.7121 | 53505.7121 | 0 | 0 |  | 0 | 0 | 0 | 0 |  | 0 | 0 | 0 | 0 |  | 2504.1473 | 2504.1473 | 0 | 0 |  | 91.1086 | 91.1086 | 0 | 0 |  | 24.5469 | 24.5469 | 0 | 0 |  | 34.566 | 34.566 | 0 | 0 |  | 0.21569 | 0.21569 | 0 | 0 |  | 0 | 0 | 0 | 0 |  | 0 | 0 | 0 | 0 | 0 | 0 | 0 | 0
| 582 | STATION EXPENSES | Acct362 | 50 | 1155025 | 1155025 | 0 | 0 |  | 557815.4323 | 557815.4323 | 0 | 0 |  | 143179.7343 | 143179.7343 | 0 | 0 |  | 14653.6285 | 14653.6285 | 0 | 0 |  | 127728.8317 | 127728.8317 | 0 | 0 |  | 5488.6122 | 5488.6122 | 0 | 0 |  | 112997.209 | 112997.209 | 0 | 0 |  | 184031.1932 | 184031.1932 | 0 | 0 |  | 0 | 0 | 0 | 0 |  | 0 | 0 | 0 | 0 |  | 8612.935 | 8612.935 | 0 | 0 |  | 313.3651 | 313.3651 | 0 | 0 |  | 84.4282 | 84.4282 | 0 | 0 |  | 118.8887 | 118.8887 | 0 | 0 |  | 0.74186 | 0.74186 | 0 | 0 |  | 0 | 0 | 0 | 0 |  | 0 | 0 | 0 | 0 | 0 | 0 | 0 | 0
| 583 | OVERHEAD LINE EXPENSES | Acct365 | 51 | 3066624 | 1104291.3024 | 0 | 1962332.6976 |  | 2222415.6856 | 645656.8021 | 0 | 1576758.8835 |  | 441916.289 | 146826.9522 | 0 | 295089.3368 |  | 15037.436 | 13526.0585 | 0 | 1511.3775 |  | 101972.5934 | 86142.3395 | 0 | 15830.254 |  | 4214.4276 | 3701.6066 | 0 | 512.821 |  | 78937.5611 | 76207.1007 | 0 | 2730.4604 |  | 124757.0805 | 124113.5405 | 0 | 643.54 |  | 0 | 0 | 0 | 0 |  | 0 | 0 | 0 | 0 |  | 76317.0846 | 7681.2953 | 0 | 68635.7893 |  | 322.244 | 279.4692 | 0 | 42.7748 |  | 602.8521 | 75.2958 | 0 | 527.5563 |  | 94.4387 | 80.1804 | 0 | 14.2583 |  | 36.3073 | 0.66162 | 0 | 35.6457 |  | 0 | 0 | 0 | 0 |  | 0 | 0 | 0 | 0 | 0 | 0 | 0 | 0
| 584 | UNDERGROUND LINE EXPENSES | Acct367 | 52 | 28983 | 7280.5296 | 0 | 21702.4704 |  | 21948.6172 | 4508.9486 | 0 | 17439.6686 |  | 4254.1471 | 990.3252 | 0 | 3263.8219 |  | 104.8068 | 88.0903 | 0 | 16.7165 |  | 662.2678 | 487.178 | 0 | 175.0898 |  | 25.7996 | 20.9344 | 0 | 4.8651 |  | 461.1894 | 430.9893 | 0 | 30.2001 |  | 708.0294 | 701.9241 | 0 | 6.1053 |  | 0 | 0 | 0 | 0 |  | 0 | 0 | 0 | 0 |  | 808.5433 | 49.4003 | 0 | 759.143 |  | 2.2704 | 1.7973 | 0 | 0.47311 |  | 6.3193 | 0.48425 | 0 | 5.835 |  | 0.61116 | 0.45346 | 0 | 0.1577 |  | 0.39851 | 0.004255 | 0 | 0.39426 |  | 0 | 0 | 0 | 0 |  | 0 | 0 | 0 | 0 | 0 | 0 | 0 | 0
| 585 | STREET LIGHTING EXPENSE |  |  | 0 | 0 | 0 | 0 |  | 0 |  |  |  |  | 0 |  |  |  |  | 0 |  |  |  |  | 0 |  |  |  |  | 0 |  |  |  |  | 0 |  |  |  |  | 0 |  |  |  |  | 0 |  |  |  |  | 0 |  |  |  |  | 0 |  |  |  |  | 0 |  |  |  |  | 0 |  |  |  |  | 0 |  |  |  |  | 0 |  |  |  |  | 0 |  |  |  |  | 0 |  |  |  | 0 | 0 | 0 | 0
| 586 | METER EXPENSES | C02 | 28 | 5005004 | 0 | 0 | 5005004 |  | 3958275.3143 | 0 | 0 | 3958275.3143 |  | 889848.5523 | 0 | 0 | 889848.5523 |  | 8051.1061 | 0 | 0 | 8051.1061 |  | 115640.6004 | 0 | 0 | 115640.6004 |  | 0 | 0 | 0 | 0 |  | 33084.2622 | 0 | 0 | 33084.2622 |  | 0 | 0 | 0 | 0 |  | 0 | 0 | 0 | 0 |  | 0 | 0 | 0 | 0 |  | 0 | 0 | 0 | 0 |  | 0 | 0 | 0 | 0 |  | 0 | 0 | 0 | 0 |  | 104.1647 | 0 | 0 | 104.1647 |  | 0 | 0 | 0 | 0 |  | 0 | 0 | 0 | 0 |  | 0 | 0 | 0 | 0 | 0 | 0 | 0 | 0
| 586 | METER EXPENSES - LOAD MANAGEMENT |  |  | 0 | 0 | 0 | 0 |  | 0 |  |  |  |  | 0 |  |  |  |  | 0 |  |  |  |  | 0 |  |  |  |  | 0 |  |  |  |  | 0 |  |  |  |  | 0 |  |  |  |  | 0 |  |  |  |  | 0 |  |  |  |  | 0 |  |  |  |  | 0 |  |  |  |  | 0 |  |  |  |  | 0 |  |  |  |  | 0 |  |  |  |  | 0 |  |  |  |  | 0 |  |  |  | 0 | 0 | 0 | 0
| 587 | CUSTOMER INSTALLATIONS EXPENSE |  |  | 0 | 0 | 0 | 0 |  | 0 |  |  |  |  | 0 |  |  |  |  | 0 |  |  |  |  | 0 |  |  |  |  | 0 |  |  |  |  | 0 |  |  |  |  | 0 |  |  |  |  | 0 |  |  |  |  | 0 |  |  |  |  | 0 |  |  |  |  | 0 |  |  |  |  | 0 |  |  |  |  | 0 |  |  |  |  | 0 |  |  |  |  | 0 |  |  |  |  | 0 |  |  |  | 0 | 0 | 0 | 0
| 588 | MISCELLANEOUS DISTRIBUTION EXP | Distplt | 37 | 3043460 | 1276310.1048 | 0 | 1767149.8952 |  | 1961844.9225 | 725328.846 | 0 | 1236516.0766 |  | 414454.6324 | 164315.0231 | 0 | 250139.6094 |  | 16869.4055 | 15080.6414 | 0 | 1788.764 |  | 140495.2548 | 118173.4891 | 0 | 22321.7656 |  | 5886.2531 | 4070.0068 | 0 | 1816.2463 |  | 108169.9552 | 103811.6244 | 0 | 4358.3308 |  | 139542.1485 | 136465.865 | 0 | 3076.2834 |  | 1355.2011 | 0 | 0 | 1355.2011 |  | 83.6559 | 0 | 0 | 83.6559 |  | 253625.1361 | 8552.8874 | 0 | 245072.2487 |  | 354.5542 | 311.1804 | 0 | 43.3738 |  | 618.6511 | 83.8396 | 0 | 534.8115 |  | 136.0716 | 115.9649 | 0 | 20.1067 |  | 24.1582 | 0.73669 | 0 | 23.4215 |  | 0 | 0 | 0 | 0 |  | 0 | 0 | 0 | 0 | 0 | 0 | 0 | 0
| 589 | RENTS |  |  | 0 | 0 | 0 | 0 |  | 0 |  |  |  |  | 0 |  |  |  |  | 0 |  |  |  |  | 0 |  |  |  |  | 0 |  |  |  |  | 0 |  |  |  |  | 0 |  |  |  |  | 0 |  |  |  |  | 0 |  |  |  |  | 0 |  |  |  |  | 0 |  |  |  |  | 0 |  |  |  |  | 0 |  |  |  |  | 0 |  |  |  |  | 0 |  |  |  |  | 0 |  |  |  | 0 | 0 | 0 | 0
| Total Distribution Operation Labor Expense |  |  |  | 13903566 | 4268179.3677 | 0 | 9635386.6323 |  | 9776559.8598 | 2305896.2561 | 0 | 7470663.6038 |  | 2129600.9391 | 546837.6352 | 0 | 1582763.3039 |  | 64898.6029 | 52389.1962 | 0 | 12509.4068 |  | 576213.3506 | 406785.9431 | 0 | 169427.4075 |  | 18938.9866 | 16370.7071 | 0 | 2568.2795 |  | 403303.4004 | 359063.3905 | 0 | 44240.0099 |  | 553003.9704 | 548903.926 | 0 | 4100.0444 |  | 1491.2751 | 0 | 0 | 1491.2751 |  | 92.0556 | 0 | 0 | 92.0556 |  | 376194.3526 | 30151.9305 | 0 | 346042.422 |  | 1192.3394 | 1097.02 | 0 | 95.3193 |  | 1471.0237 | 295.564 | 0 | 1175.4597 |  | 537.8147 | 385.2019 | 0 | 152.6128 |  | 68.029 | 2.5971 | 0 | 65.432 |  | 0 | 0 | 0 | 0 |  | 0 | 0 | 0 | 0 | 0 | 0 | 0 | 0
0
| Distribution Maintenance Labor Expense | [90 empty] | 0
| 590 | MAINTENANCE SUPERVISION AND EN |  |  | 0 | 0 | 0 | 0 |  | 0 |  |  |  |  | 0 |  |  |  |  | 0 |  |  |  |  | 0 |  |  |  |  | 0 |  |  |  |  | 0 |  |  |  |  | 0 |  |  |  |  | 0 |  |  |  |  | 0 |  |  |  |  | 0 |  |  |  |  | 0 |  |  |  |  | 0 |  |  |  |  | 0 |  |  |  |  | 0 |  |  |  |  | 0 |  |  |  |  | 0 |  |  |  | 0 | 0 | 0 | 0
| 591 | MAINTENANCE OF STRUCTURES |  |  | 0 | 0 | 0 | 0 |  | 0 |  |  |  |  | 0 |  |  |  |  | 0 |  |  |  |  | 0 |  |  |  |  | 0 |  |  |  |  | 0 |  |  |  |  | 0 |  |  |  |  | 0 |  |  |  |  | 0 |  |  |  |  | 0 |  |  |  |  | 0 |  |  |  |  | 0 |  |  |  |  | 0 |  |  |  |  | 0 |  |  |  |  | 0 |  |  |  |  | 0 |  |  |  | 0 | 0 | 0 | 0
| 592 | MAINTENANCE OF STATION EQUIPME | Acct362 | 50 | 622340 | 622340 | 0 | 0 |  | 300557.0062 | 300557.0062 | 0 | 0 |  | 77146.7941 | 77146.7941 | 0 | 0 |  | 7895.534 | 7895.534 | 0 | 0 |  | 68821.6801 | 68821.6801 | 0 | 0 |  | 2957.3238 | 2957.3238 | 0 | 0 |  | 60884.122 | 60884.122 | 0 | 0 |  | 99158.0033 | 99158.0033 | 0 | 0 |  | 0 | 0 | 0 | 0 |  | 0 | 0 | 0 | 0 |  | 4640.7428 | 4640.7428 | 0 | 0 |  | 168.8445 | 168.8445 | 0 | 0 |  | 45.4908 | 45.4908 | 0 | 0 |  | 64.0585 | 64.0585 | 0 | 0 |  | 0.39972 | 0.39972 | 0 | 0 |  | 0 | 0 | 0 | 0 |  | 0 | 0 | 0 | 0 | 0 | 0 | 0 | 0
| 593 | MAINTENANCE OF OVERHEAD LINES | Acct365 | 51 | 6481662 | 2334046.4862 | 0 | 4147615.5138 |  | 4697330.7774 | 1364669.7996 | 0 | 3332660.9778 |  | 934040.8272 | 310335.6254 | 0 | 623705.2018 |  | 31783.3479 | 28588.8779 | 0 | 3194.47 |  | 215530.7869 | 182071.7272 | 0 | 33459.0597 |  | 8907.6767 | 7823.7707 | 0 | 1083.906 |  | 166843.6007 | 161072.4591 | 0 | 5771.1416 |  | 263688.417 | 262328.2212 | 0 | 1360.1958 |  | 0 | 0 | 0 | 0 |  | 0 | 0 | 0 | 0 |  | 161304.9226 | 16235.2997 | 0 | 145069.6229 |  | 681.0997 | 590.6902 | 0 | 90.4095 |  | 1274.1972 | 159.1464 | 0 | 1115.0509 |  | 199.607 | 169.4705 | 0 | 30.1365 |  | 76.7397 | 1.3984 | 0 | 75.3413 |  | 0 | 0 | 0 | 0 |  | 0 | 0 | 0 | 0 | 0 | 0 | 0 | 0
| 594 | MAINTENANCE OF UNDERGROUND LIN | Acct367 | 52 | 248892 | 62521.6704 | 0 | 186370.3296 |  | 188484.1196 | 38720.6723 | 0 | 149763.4473 |  | 36532.5598 | 8504.434 | 0 | 28028.1258 |  | 900.0304 | 756.477 | 0 | 143.5534 |  | 5687.2359 | 4183.6494 | 0 | 1503.5865 |  | 221.5542 | 179.7748 | 0 | 41.7793 |  | 3960.4717 | 3701.1276 | 0 | 259.3441 |  | 6080.2144 | 6027.7854 | 0 | 52.429 |  | 0 | 0 | 0 | 0 |  | 0 | 0 | 0 | 0 |  | 6943.3792 | 424.2262 | 0 | 6519.153 |  | 19.4975 | 15.4347 | 0 | 4.0628 |  | 54.2667 | 4.1585 | 0 | 50.1083 |  | 5.2484 | 3.8941 | 0 | 1.3543 |  | 3.4222 | 0.03654 | 0 | 3.3857 |  | 0 | 0 | 0 | 0 |  | 0 | 0 | 0 | 0 | 0 | 0 | 0 | 0
| 595 | MAINTENANCE OF LINE TRANSFORME | Acct368 | 53 | 53407 | 29170.9703 | 0 | 24236.0297 |  | 39425.4536 | 19940.018 | 0 | 19485.4356 |  | 7366.2761 | 3719.5903 | 0 | 3646.6858 |  | 288.293 | 269.6155 | 0 | 18.6775 |  | 2943.7538 | 2748.125 | 0 | 195.6288 |  | 0 | 0 | 0 | 0 |  | 2379.1214 | 2345.3786 | 0 | 33.7428 |  | 0 | 0 | 0 | 0 |  | 0 | 0 | 0 | 0 |  | 0 | 0 | 0 | 0 |  | 986.7679 | 138.5734 | 0 | 848.1945 |  | 5.5703 | 5.0417 | 0 | 0.52861 |  | 7.8779 | 1.3584 | 0 | 6.5195 |  | 3.4336 | 3.2573 | 0 | 0.1762 |  | 0.45244 | 0.011936 | 0 | 0.44051 |  | 0 | 0 | 0 | 0 |  | 0 | 0 | 0 | 0 | 0 | 0 | 0 | 0
| 596 | MAINTENANCE OF ST LIGHTS & SIG SYSTEMS |  |  | 0 | 0 | 0 | 0 |  | 0 |  |  |  |  | 0 |  |  |  |  | 0 |  |  |  |  | 0 |  |  |  |  | 0 |  |  |  |  | 0 |  |  |  |  | 0 |  |  |  |  | 0 |  |  |  |  | 0 |  |  |  |  | 0 |  |  |  |  | 0 |  |  |  |  | 0 |  |  |  |  | 0 |  |  |  |  | 0 |  |  |  |  | 0 |  |  |  |  | 0 |  |  |  | 0 | 0 | 0 | 0
| 597 | MAINTENANCE OF METERS |  |  | 0 | 0 | 0 | 0 |  | 0 |  |  |  |  | 0 |  |  |  |  | 0 |  |  |  |  | 0 |  |  |  |  | 0 |  |  |  |  | 0 |  |  |  |  | 0 |  |  |  |  | 0 |  |  |  |  | 0 |  |  |  |  | 0 |  |  |  |  | 0 |  |  |  |  | 0 |  |  |  |  | 0 |  |  |  |  | 0 |  |  |  |  | 0 |  |  |  |  | 0 |  |  |  | 0 | 0 | 0 | 0
| 598 | MAINTENANCE OF MISC DISTR PLANT | Distplt | 37 | 3541 | 1484.9593 | 0 | 2056.0407 |  | 2282.5642 | 843.9045 | 0 | 1438.6598 |  | 482.209 | 191.177 | 0 | 291.032 |  | 19.6272 | 17.546 | 0 | 2.0812 |  | 163.4632 | 137.4923 | 0 | 25.9709 |  | 6.8485 | 4.7354 | 0 | 2.1132 |  | 125.8534 | 120.7826 | 0 | 5.0708 |  | 162.3543 | 158.7751 | 0 | 3.5792 |  | 1.5767 | 0 | 0 | 1.5767 |  | 0.097332 | 0 | 0 | 0.097332 |  | 295.0874 | 9.9511 | 0 | 285.1363 |  | 0.41252 | 0.36205 | 0 | 0.050464 |  | 0.71979 | 0.097546 | 0 | 0.62224 |  | 0.15832 | 0.13492 | 0 | 0.023394 |  | 0.028108 | 0.00085712 | 0 | 0.02725 |  | 0 | 0 | 0 | 0 |  | 0 | 0 | 0 | 0 | 0 | 0 | 0 | 0
| Total Distribution Maintenance Labor Expense |  |  |  | 7409842 | 3049564.0861 | 0 | 4360277.9139 |  | 5228079.921 | 1724731.4005 | 0 | 3503348.5205 |  | 1055568.6662 | 399897.6207 | 0 | 655671.0455 |  | 40886.8325 | 37528.0504 | 0 | 3358.7821 |  | 293146.92 | 257962.6741 | 0 | 35184.2459 |  | 12093.4032 | 10965.6047 | 0 | 1127.7985 |  | 234193.1692 | 228123.8699 | 0 | 6069.2993 |  | 369088.989 | 367672.7851 | 0 | 1416.2039 |  | 1.5767 | 0 | 0 | 1.5767 |  | 0.097332 | 0 | 0 | 0.097332 |  | 174170.8998 | 21448.7932 | 0 | 152722.1067 |  | 875.4245 | 780.3731 | 0 | 95.0514 |  | 1382.5524 | 210.2516 | 0 | 1172.3009 |  | 272.5057 | 240.8154 | 0 | 31.6904 |  | 81.0422 | 1.8475 | 0 | 79.1947 |  | 0 | 0 | 0 | 0 |  | 0 | 0 | 0 | 0 | 0 | 0 | 0 | 0
0
| Total Distribution Operation and Maintenance Labor Expenses |  |  |  | 21313408 | 7317743.4539 | 0 | 13995664.5461 |  | 15004639.7809 | 4030627.6566 | 0 | 10974012.1243 |  | 3185169.6054 | 946735.2559 | 0 | 2238434.3494 |  | 105785.4354 | 89917.2466 | 0 | 15868.1888 |  | 869360.2706 | 664748.6172 | 0 | 204611.6534 |  | 31032.3898 | 27336.3118 | 0 | 3696.078 |  | 637496.5697 | 587187.2604 | 0 | 50309.3092 |  | 922092.9594 | 916576.7111 | 0 | 5516.2483 |  | 1492.8518 | 0 | 0 | 1492.8518 |  | 92.153 | 0 | 0 | 92.153 |  | 550365.2524 | 51600.7237 | 0 | 498764.5287 |  | 2067.7639 | 1877.3932 | 0 | 190.3707 |  | 2853.5761 | 505.8156 | 0 | 2347.7605 |  | 810.3204 | 626.0172 | 0 | 184.3032 |  | 149.0712 | 4.4445 | 0 | 144.6267 |  | 0 | 0 | 0 | 0 |  | 0 | 0 | 0 | 0 | 0 | 0 | 0 | 0
0
| Transmission and Distribution Labor Expenses |  |  |  | 29294531 | 15298866.4539 | 0 | 13995664.5461 |  | 18533470.0994 | 7559457.9752 | 0 | 10974012.1243 |  | 4090947.6785 | 1852513.329 | 0 | 2238434.3494 |  | 198486.6508 | 182618.462 | 0 | 15868.1888 |  | 1677393.4437 | 1472781.7903 | 0 | 204611.6534 |  | 65754.2348 | 62058.1567 | 0 | 3696.078 |  | 1352335.1238 | 1302025.8145 | 0 | 50309.3092 |  | 2086303.9452 | 2080787.6969 | 0 | 5516.2483 |  | 405216.0535 | 403723.2017 | 0 | 1492.8518 |  | 270617.6651 | 270525.5121 | 0 | 92.153 |  | 604852.0672 | 106087.5384 | 0 | 498764.5287 |  | 4050.1619 | 3859.7912 | 0 | 190.3707 |  | 3387.6826 | 1039.922 | 0 | 2347.7605 |  | 1562.4293 | 1378.1262 | 0 | 184.3032 |  | 153.7644 | 9.1377 | 0 | 144.6267 |  | 0 | 0 | 0 | 0 |  | 0 | 0 | 0 | 0 | 0 | 0 | 0 | 0
0
| Production, Transmission and Distribution Labor Expenses |  |  |  | 90909155 | 51864166.528 | 25049323.9258 | 13995664.5461 |  | 40273352.3313 | 20649971.3479 | 8649368.8592 | 10974012.1243 |  | 10156464.6222 | 5475926.3253 | 2442103.9475 | 2238434.3494 |  | 660150.2147 | 457212.9096 | 187069.1162 | 15868.1888 |  | 7777489.877 | 5100151.1522 | 2472727.0714 | 204611.6534 |  | 340508.8153 | 225062.6161 | 111750.1212 | 3696.078 |  | 7708019.9519 | 5061275.2509 | 2596435.3918 | 50309.3092 |  | 15593384.9713 | 9977869.0793 | 5609999.6437 | 5516.2483 |  | 5091708.6684 | 3137732.7641 | 1952483.0524 | 1492.8518 |  | 2279419.8633 | 1437119.5301 | 842208.1803 | 92.153 |  | 995793.7041 | 322184.8162 | 174844.3593 | 498764.5287 |  | 18273.0778 | 11721.3311 | 6361.3759 | 190.3707 |  | 11677.8957 | 5848.2592 | 3481.876 | 2347.7605 |  | 2717.5402 | 2058.2408 | 474.9963 | 184.3032 |  | 193.4666 | 32.9051 | 15.9348 | 144.6267 |  | 0 | 0 | 0 | 0 |  | 0 | 0 | 0 | 0 | 0 | 0 | 0 | 0
0
| Customer Accounts Expense | [90 empty] | 0
| 901 | SUPERVISION/CUSTOMER ACCTS | Cust05 | 6 | 4005700 | 0 | 0 | 4005700 |  | 2602160.7939 | 0 | 0 | 2602160.7939 |  | 973985.1932 | 0 | 0 | 973985.1932 |  | 24942.605 | 0 | 0 | 24942.605 |  | 130625.1281 | 0 | 0 | 130625.1281 |  | 6000.3436 | 0 | 0 | 6000.3436 |  | 112653.5106 | 0 | 0 | 112653.5106 |  | 37649.215 | 0 | 0 | 37649.215 |  | 2941.3449 | 0 | 0 | 2941.3449 |  | 294.1345 | 0 | 0 | 294.1345 |  | 113271.1931 | 0 | 0 | 113271.1931 |  | 70.5923 | 0 | 0 | 70.5923 |  | 870.6381 | 0 | 0 | 870.6381 |  | 117.6538 | 0 | 0 | 117.6538 |  | 117.6538 | 0 | 0 | 117.6538 |  | 0 | 0 | 0 | 0 |  | 0 | 0 | 0 | 0 | 0 | 0 | 0 | 0
| 902 | METER READING EXPENSES | Cust05 | 6 | 752362 | 0 | 0 | 752362 |  | 488745.2628 | 0 | 0 | 488745.2628 |  | 182936.6772 | 0 | 0 | 182936.6772 |  | 4684.7912 | 0 | 0 | 4684.7912 |  | 24534.3842 | 0 | 0 | 24534.3842 |  | 1127.0017 | 0 | 0 | 1127.0017 |  | 21158.9037 | 0 | 0 | 21158.9037 |  | 7071.383 | 0 | 0 | 7071.383 |  | 552.4518 | 0 | 0 | 552.4518 |  | 55.2452 | 0 | 0 | 55.2452 |  | 21274.9186 | 0 | 0 | 21274.9186 |  | 13.2588 | 0 | 0 | 13.2588 |  | 163.5257 | 0 | 0 | 163.5257 |  | 22.0981 | 0 | 0 | 22.0981 |  | 22.0981 | 0 | 0 | 22.0981 |  | 0 | 0 | 0 | 0 |  | 0 | 0 | 0 | 0 | 0 | 0 | 0 | 0
| 903 | RECORDS AND COLLECTION | Cust05 | 6 | 13439006 | 0 | 0 | 13439006 |  | 8730173.1339 | 0 | 0 | 8730173.1339 |  | 3267691.7531 | 0 | 0 | 3267691.7531 |  | 83681.708 | 0 | 0 | 83681.708 |  | 438243.4732 | 0 | 0 | 438243.4732 |  | 20130.9769 | 0 | 0 | 20130.9769 |  | 377949.2237 | 0 | 0 | 377949.2237 |  | 126312.0121 | 0 | 0 | 126312.0121 |  | 9868.1259 | 0 | 0 | 9868.1259 |  | 986.8126 | 0 | 0 | 986.8126 |  | 380021.5302 | 0 | 0 | 380021.5302 |  | 236.835 | 0 | 0 | 236.835 |  | 2920.9653 | 0 | 0 | 2920.9653 |  | 394.725 | 0 | 0 | 394.725 |  | 394.725 | 0 | 0 | 394.725 |  | 0 | 0 | 0 | 0 |  | 0 | 0 | 0 | 0 | 0 | 0 | 0 | 0
| 904 | UNCOLLECTIBLE ACCOUNTS |  |  | 0 | 0 | 0 | 0 |  | 0 |  |  |  |  | 0 |  |  |  |  | 0 |  |  |  |  | 0 |  |  |  |  | 0 |  |  |  |  | 0 |  |  |  |  | 0 |  |  |  |  | 0 |  |  |  |  | 0 |  |  |  |  | 0 |  |  |  |  | 0 |  |  |  |  | 0 |  |  |  |  | 0 |  |  |  |  | 0 |  |  |  |  | 0 |  |  |  |  | 0 |  |  |  | 0 | 0 | 0 | 0
| 905 | MISC CUST ACCOUNTS |  |  | 0 | 0 | 0 | 0 |  | 0 |  |  |  |  | 0 |  |  |  |  | 0 |  |  |  |  | 0 |  |  |  |  | 0 |  |  |  |  | 0 |  |  |  |  | 0 |  |  |  |  | 0 |  |  |  |  | 0 |  |  |  |  | 0 |  |  |  |  | 0 |  |  |  |  | 0 |  |  |  |  | 0 |  |  |  |  | 0 |  |  |  |  | 0 |  |  |  |  | 0 |  |  |  | 0 | 0 | 0 | 0
| Total Customer Accounts Labor Expense |  |  |  | 18197068 | 0 | 0 | 18197068 |  | 11821079.1906 | 0 | 0 | 11821079.1906 |  | 4424613.6235 | 0 | 0 | 4424613.6235 |  | 113309.1042 | 0 | 0 | 113309.1042 |  | 593402.9855 | 0 | 0 | 593402.9855 |  | 27258.3222 | 0 | 0 | 27258.3222 |  | 511761.6381 | 0 | 0 | 511761.6381 |  | 171032.6101 | 0 | 0 | 171032.6101 |  | 13361.9227 | 0 | 0 | 13361.9227 |  | 1336.1923 | 0 | 0 | 1336.1923 |  | 514567.6418 | 0 | 0 | 514567.6418 |  | 320.6861 | 0 | 0 | 320.6861 |  | 3955.1291 | 0 | 0 | 3955.1291 |  | 534.4769 | 0 | 0 | 534.4769 |  | 534.4769 | 0 | 0 | 534.4769 |  | 0 | 0 | 0 | 0 |  | 0 | 0 | 0 | 0 | 0 | 0 | 0 | 0
0
| Customer Service Expense | [87 empty] | 0 | 0 | 0 | 0
| 907 | SUPERVISION | Cust05 | 6 | 350160 | 0 | 0 | 350160 |  | 227469.0126 | 0 | 0 | 227469.0126 |  | 85141.3374 | 0 | 0 | 85141.3374 |  | 2180.3686 | 0 | 0 | 2180.3686 |  | 11418.6521 | 0 | 0 | 11418.6521 |  | 524.5226 | 0 | 0 | 524.5226 |  | 9847.6554 | 0 | 0 | 9847.6554 |  | 3291.1224 | 0 | 0 | 3291.1224 |  | 257.1189 | 0 | 0 | 257.1189 |  | 25.7119 | 0 | 0 | 25.7119 |  | 9901.6504 | 0 | 0 | 9901.6504 |  | 6.1709 | 0 | 0 | 6.1709 |  | 76.1072 | 0 | 0 | 76.1072 |  | 10.2848 | 0 | 0 | 10.2848 |  | 10.2848 | 0 | 0 | 10.2848 |  | 0 | 0 | 0 | 0 |  | 0 | 0 | 0 | 0 | 0 | 0 | 0 | 0
| 908 | CUSTOMER ASSISTANCE EXPENSES | Cust05 | 6 | 1306105 | 0 | 0 | 1306105 |  | 848464.7437 | 0 | 0 | 848464.7437 |  | 317579.1824 | 0 | 0 | 317579.1824 |  | 8132.826 | 0 | 0 | 8132.826 |  | 42591.8399 | 0 | 0 | 42591.8399 |  | 1956.4817 | 0 | 0 | 1956.4817 |  | 36731.9853 | 0 | 0 | 36731.9853 |  | 12275.9638 | 0 | 0 | 12275.9638 |  | 959.0597 | 0 | 0 | 959.0597 |  | 95.906 | 0 | 0 | 95.906 |  | 36933.3878 | 0 | 0 | 36933.3878 |  | 23.0174 | 0 | 0 | 23.0174 |  | 283.8817 | 0 | 0 | 283.8817 |  | 38.3624 | 0 | 0 | 38.3624 |  | 38.3624 | 0 | 0 | 38.3624 |  | 0 | 0 | 0 | 0 |  | 0 | 0 | 0 | 0 | 0 | 0 | 0 | 0
| 908 | CUSTOMER ASSISTANCE EXP-LOAD MGMT |  |  | 0 | 0 | 0 | 0 |  | 0 |  |  |  |  | 0 |  |  |  |  | 0 |  |  |  |  | 0 |  |  |  |  | 0 |  |  |  |  | 0 |  |  |  |  | 0 |  |  |  |  | 0 |  |  |  |  | 0 |  |  |  |  | 0 |  |  |  |  | 0 |  |  |  |  | 0 |  |  |  |  | 0 |  |  |  |  | 0 |  |  |  |  | 0 |  |  |  |  | 0 |  |  |  | 0 | 0 | 0 | 0
| 909 | INFORMATIONAL AND INSTRUCTIONA |  |  | 0 | 0 | 0 | 0 |  | 0 |  |  |  |  | 0 |  |  |  |  | 0 |  |  |  |  | 0 |  |  |  |  | 0 |  |  |  |  | 0 |  |  |  |  | 0 |  |  |  |  | 0 |  |  |  |  | 0 |  |  |  |  | 0 |  |  |  |  | 0 |  |  |  |  | 0 |  |  |  |  | 0 |  |  |  |  | 0 |  |  |  |  | 0 |  |  |  |  | 0 |  |  |  | 0 | 0 | 0 | 0
| 909 | INFORM AND INSTRUC -LOAD MGMT |  |  | 0 | 0 | 0 | 0 |  | 0 |  |  |  |  | 0 |  |  |  |  | 0 |  |  |  |  | 0 |  |  |  |  | 0 |  |  |  |  | 0 |  |  |  |  | 0 |  |  |  |  | 0 |  |  |  |  | 0 |  |  |  |  | 0 |  |  |  |  | 0 |  |  |  |  | 0 |  |  |  |  | 0 |  |  |  |  | 0 |  |  |  |  | 0 |  |  |  |  | 0 |  |  |  | 0 | 0 | 0 | 0
| 910 | MISCELLANEOUS CUSTOMER SERVICE | Cust05 | 6 | 516578 | 0 | 0 | 516578 |  | 335576.5581 | 0 | 0 | 335576.5581 |  | 125605.8425 | 0 | 0 | 125605.8425 |  | 3216.6166 | 0 | 0 | 3216.6166 |  | 16845.512 | 0 | 0 | 16845.512 |  | 773.8087 | 0 | 0 | 773.8087 |  | 14527.8791 | 0 | 0 | 14527.8791 |  | 4855.2703 | 0 | 0 | 4855.2703 |  | 379.318 | 0 | 0 | 379.318 |  | 37.9318 | 0 | 0 | 37.9318 |  | 14607.5359 | 0 | 0 | 14607.5359 |  | 9.1036 | 0 | 0 | 9.1036 |  | 112.2781 | 0 | 0 | 112.2781 |  | 15.1727 | 0 | 0 | 15.1727 |  | 15.1727 | 0 | 0 | 15.1727 |  | 0 | 0 | 0 | 0 |  | 0 | 0 | 0 | 0 | 0 | 0 | 0 | 0
| 911 | DEMONSTRATION AND SELLING EXP |  |  | 0 | 0 | 0 | 0 |  | 0 |  |  |  |  | 0 |  |  |  |  | 0 |  |  |  |  | 0 |  |  |  |  | 0 |  |  |  |  | 0 |  |  |  |  | 0 |  |  |  |  | 0 |  |  |  |  | 0 |  |  |  |  | 0 |  |  |  |  | 0 |  |  |  |  | 0 |  |  |  |  | 0 |  |  |  |  | 0 |  |  |  |  | 0 |  |  |  |  | 0 |  |  |  | 0 | 0 | 0 | 0
| 912 | DEMONSTRATION AND SELLING EXP |  |  | 0 | 0 | 0 | 0 |  | 0 |  |  |  |  | 0 |  |  |  |  | 0 |  |  |  |  | 0 |  |  |  |  | 0 |  |  |  |  | 0 |  |  |  |  | 0 |  |  |  |  | 0 |  |  |  |  | 0 |  |  |  |  | 0 |  |  |  |  | 0 |  |  |  |  | 0 |  |  |  |  | 0 |  |  |  |  | 0 |  |  |  |  | 0 |  |  |  |  | 0 |  |  |  | 0 | 0 | 0 | 0
| 913 | WATER HEATER - HEAT PUMP PROGRAM |  |  | 0 | 0 | 0 | 0 |  | 0 |  |  |  |  | 0 |  |  |  |  | 0 |  |  |  |  | 0 |  |  |  |  | 0 |  |  |  |  | 0 |  |  |  |  | 0 |  |  |  |  | 0 |  |  |  |  | 0 |  |  |  |  | 0 |  |  |  |  | 0 |  |  |  |  | 0 |  |  |  |  | 0 |  |  |  |  | 0 |  |  |  |  | 0 |  |  |  |  | 0 |  |  |  | 0 | 0 | 0 | 0
| 916 | MISC SALES EXPENSE |  |  | 0 | 0 | 0 | 0 |  | 0 |  |  |  |  | 0 |  |  |  |  | 0 |  |  |  |  | 0 |  |  |  |  | 0 |  |  |  |  | 0 |  |  |  |  | 0 |  |  |  |  | 0 |  |  |  |  | 0 |  |  |  |  | 0 |  |  |  |  | 0 |  |  |  |  | 0 |  |  |  |  | 0 |  |  |  |  | 0 |  |  |  |  | 0 |  |  |  |  | 0 |  |  |  | 0 | 0 | 0 | 0
| Total Customer Service Labor Expense |  |  |  | 2172843 | 0 | 0 | 2172843 |  | 1411510.3143 | 0 | 0 | 1411510.3143 |  | 528326.3622 | 0 | 0 | 528326.3622 |  | 13529.8112 | 0 | 0 | 13529.8112 |  | 70856.004 | 0 | 0 | 70856.004 |  | 3254.8131 | 0 | 0 | 3254.8131 |  | 61107.5198 | 0 | 0 | 61107.5198 |  | 20422.3565 | 0 | 0 | 20422.3565 |  | 1595.4966 | 0 | 0 | 1595.4966 |  | 159.5497 | 0 | 0 | 159.5497 |  | 61442.5741 | 0 | 0 | 61442.5741 |  | 38.2919 | 0 | 0 | 38.2919 |  | 472.267 | 0 | 0 | 472.267 |  | 63.8199 | 0 | 0 | 63.8199 |  | 63.8199 | 0 | 0 | 63.8199 |  | 0 | 0 | 0 | 0 |  | 0 | 0 | 0 | 0 | 0 | 0 | 0 | 0
0
| Sub-Total Labor Exp |  |  |  | 111279066 | 51864166.528 | 25049323.9258 | 34365575.5461 |  | 53505941.8362 | 20649971.3479 | 8649368.8592 | 24206601.6292 |  | 15109404.6079 | 5475926.3253 | 2442103.9475 | 7191374.3351 |  | 786989.13 | 457212.9096 | 187069.1162 | 142707.1042 |  | 8441748.8666 | 5100151.1522 | 2472727.0714 | 868870.6429 |  | 371021.9506 | 225062.6161 | 111750.1212 | 34209.2133 |  | 8280889.1098 | 5061275.2509 | 2596435.3918 | 623178.4671 |  | 15784839.9379 | 9977869.0793 | 5609999.6437 | 196971.2149 |  | 5106666.0876 | 3137732.7641 | 1952483.0524 | 16450.2711 |  | 2280915.6053 | 1437119.5301 | 842208.1803 | 1587.8949 |  | 1571803.92 | 322184.8162 | 174844.3593 | 1074774.7446 |  | 18632.0559 | 11721.3311 | 6361.3759 | 549.3488 |  | 16105.2918 | 5848.2592 | 3481.876 | 6775.1566 |  | 3315.837 | 2058.2408 | 474.9963 | 782.5999 |  | 791.7634 | 32.9051 | 15.9348 | 742.9235 |  | 0 | 0 | 0 | 0 |  | 0 | 0 | 0 | 0 | 0 | 0 | 0 | 0
0
| Administrative and General Expense | [90 empty] | 0
| 920 | ADMIN. & GEN. SALARIES- | LBSUB7 | 49 | 32982892 | 15372434.9489 | 7424569.3769 | 10185887.6741 |  | 15859053.8578 | 6120610.0954 | 2563655.5842 | 7174788.1782 |  | 4478397.2249 | 1623053.5812 | 723834.7126 | 2131508.9311 |  | 233261.9999 | 135516.9895 | 55446.9109 | 42298.0995 |  | 2502117.4347 | 1511674.5735 | 732911.3451 | 257531.5161 |  | 109970.1621 | 66708.1081 | 33122.5118 | 10139.5422 |  | 2454438.9254 | 1500151.8343 | 769578.2432 | 184708.8479 |  | 4678594.9022 | 2957420.3852 | 1662792.6439 | 58381.8731 |  | 1513605.5873 | 930017.6988 | 578712.0612 | 4875.8274 |  | 676058.8112 | 425959.3467 | 249628.8156 | 470.6489 |  | 465879.5297 | 95494.9334 | 51823.5174 | 318561.0789 |  | 5522.504 | 3474.179 | 1885.4991 | 162.8259 |  | 4773.5762 | 1733.4123 | 1032.0211 | 2008.1428 |  | 982.8074 | 610.0584 | 140.7879 | 231.9611 |  | 234.6771 | 9.753 | 4.7231 | 220.201 |  | 0 | 0 | 0 | 0 |  | 0 | 0 | 0 | 0 | 0 | 0 | 0 | 0
| 921 | OFFICE SUPPLIES AND EXPENSES | LBSUB7 | 49 | 4507 | 2100.5909 | 1014.5422 | 1391.8669 |  | 2167.0858 | 836.3606 | 350.3148 | 980.4104 |  | 611.9577 | 221.7848 | 98.9096 | 291.2634 |  | 31.8745 | 18.5179 | 7.5766 | 5.7799 |  | 341.9058 | 206.5652 | 100.1498 | 35.1908 |  | 15.027 | 9.1154 | 4.5261 | 1.3855 |  | 335.3907 | 204.9906 | 105.1602 | 25.2398 |  | 639.3141 | 404.1214 | 227.215 | 7.9777 |  | 206.8291 | 127.0838 | 79.079 | 0.66627 |  | 92.3811 | 58.2059 | 34.1109 | 0.064313 |  | 63.6609 | 13.0491 | 7.0815 | 43.5303 |  | 0.75463 | 0.47473 | 0.25765 | 0.02225 |  | 0.65229 | 0.23686 | 0.14102 | 0.27441 |  | 0.1343 | 0.083362 | 0.019238 | 0.031697 |  | 0.032068 | 0.0013327 | 0.00064539 | 0.03009 |  | 0 | 0 | 0 | 0 |  | 0 | 0 | 0 | 0 | 0 | 0 | 0 | 0
| 922 | ADMIN. EXPENSES TRANSFERRED - CREDIT | LBSUB7 | 49 | -4373143 | -2038203.8146 | -984410.4513 | -1350528.7341 |  | -2102723.7504 | -811520.8089 | -339910.5352 | -951292.4063 |  | -593782.7246 | -215197.7882 | -95971.9574 | -282612.9789 |  | -30927.7938 | -17967.9567 | -7351.6073 | -5608.2298 |  | -331751.3014 | -200430.2436 | -97175.412 | -34145.6458 |  | -14580.7482 | -8844.7094 | -4391.6549 | -1344.3839 |  | -325429.6926 | -198902.4641 | -102037.0108 | -24490.2177 |  | -620326.5786 | -392119.11 | -220466.7199 | -7740.7487 |  | -200686.2733 | -123309.3929 | -76730.4031 | -646.4773 |  | -89637.4356 | -56477.1923 | -33097.8408 | -62.4025 |  | -61770.1384 | -12661.5034 | -6871.188 | -42237.447 |  | -732.219 | -460.6352 | -249.995 | -21.5888 |  | -632.92 | -229.8301 | -136.8338 | -266.2561 |  | -130.3087 | -80.8866 | -18.6668 | -30.7553 |  | -31.1154 | -1.2931 | -0.62622 | -29.1961 |  | 0 | 0 | 0 | 0 |  | 0 | 0 | 0 | 0 | 0 | 0 | 0 | 0
| 923 | OUTSIDE SERVICES EMPLOYED | LBSUB7 | 49 | 0 | 0 | 0 | 0 |  | 0 | 0 | 0 | 0 |  | 0 | 0 | 0 | 0 |  | 0 | 0 | 0 | 0 |  | 0 | 0 | 0 | 0 |  | 0 | 0 | 0 | 0 |  | 0 | 0 | 0 | 0 |  | 0 | 0 | 0 | 0 |  | 0 | 0 | 0 | 0 |  | 0 | 0 | 0 | 0 |  | 0 | 0 | 0 | 0 |  | 0 | 0 | 0 | 0 |  | 0 | 0 | 0 | 0 |  | 0 | 0 | 0 | 0 |  | 0 | 0 | 0 | 0 |  | 0 | 0 | 0 | 0 |  | 0 | 0 | 0 | 0 | 0 | 0 | 0 | 0
| 924 | PROPERTY INSURANCE | TUP | 56 | 0 | 0 | 0 | 0 |  | 0 | 0 | 0 | 0 |  | 0 | 0 | 0 | 0 |  | 0 | 0 | 0 | 0 |  | 0 | 0 | 0 | 0 |  | 0 | 0 | 0 | 0 |  | 0 | 0 | 0 | 0 |  | 0 | 0 | 0 | 0 |  | 0 | 0 | 0 | 0 |  | 0 | 0 | 0 | 0 |  | 0 | 0 | 0 | 0 |  | 0 | 0 | 0 | 0 |  | 0 | 0 | 0 | 0 |  | 0 | 0 | 0 | 0 |  | 0 | 0 | 0 | 0 |  | 0 | 0 | 0 | 0 |  | 0 | 0 | 0 | 0 | 0 | 0 | 0 | 0
| 925 | INJURIES AND DAMAGES - INSURAN | LBSUB7 | 49 | 615769 | 286993.2963 | 138611.8495 | 190163.8543 |  | 296078.1527 | 114267.7834 | 47861.7714 | 133948.598 |  | 83608.7442 | 30301.3478 | 13513.5202 | 39793.8763 |  | 4354.8488 | 2530.0135 | 1035.1575 | 789.6778 |  | 46712.8944 | 28221.9746 | 13682.975 | 4807.9448 |  | 2053.0709 | 1245.3967 | 618.3756 | 189.2986 |  | 45822.7678 | 28006.8526 | 14367.522 | 3448.3933 |  | 87346.3038 | 55213.1024 | 31043.25 | 1089.9513 |  | 28258.0254 | 17362.8216 | 10804.1753 | 91.0285 |  | 12621.5754 | 7952.3821 | 4660.4066 | 8.7867 |  | 8697.6658 | 1782.8279 | 967.5111 | 5947.3268 |  | 103.1015 | 64.8606 | 35.201 | 3.0399 |  | 89.1195 | 32.3617 | 19.2672 | 37.4907 |  | 18.3484 | 11.3894 | 2.6284 | 4.3306 |  | 4.3813 | 0.18208 | 0.088176 | 4.111 |  | 0 | 0 | 0 | 0 |  | 0 | 0 | 0 | 0 | 0 | 0 | 0 | 0
| 926 | EMPLOYEE BENEFITS | LBSUB7 | 49 | 31672892 | 14761879.3378 | 7129683.5954 | 9781329.0668 |  | 15229170.9308 | 5877514.3952 | 2461833.4391 | 6889823.0965 |  | 4300526.2134 | 1558589.8529 | 695085.7638 | 2046850.5967 |  | 223997.4024 | 130134.5853 | 53244.6949 | 40618.1222 |  | 2402739.4348 | 1451634.5476 | 703801.8946 | 247302.9926 |  | 105602.4156 | 64058.6248 | 31806.9665 | 9736.8243 |  | 2356954.5995 | 1440569.4635 | 739012.4729 | 177372.6631 |  | 4492772.5273 | 2839958.8629 | 1596750.5769 | 56063.0875 |  | 1453488.8662 | 893079.6648 | 555727.03 | 4682.1714 |  | 649207.4046 | 409041.2807 | 239714.1681 | 451.9558 |  | 447375.9315 | 91702.1076 | 49765.2138 | 305908.6101 |  | 5303.1636 | 3336.1931 | 1810.6116 | 156.3588 |  | 4583.9814 | 1664.5654 | 991.0317 | 1928.3843 |  | 943.7727 | 585.8284 | 135.1962 | 222.7481 |  | 225.3563 | 9.3656 | 4.5355 | 211.4552 |  | 0 | 0 | 0 | 0 |  | 0 | 0 | 0 | 0 | 0 | 0 | 0 | 0
| 928 | REGULATORY COMMISSION FEES | TUP | 56 | 0 | 0 | 0 | 0 |  | 0 | 0 | 0 | 0 |  | 0 | 0 | 0 | 0 |  | 0 | 0 | 0 | 0 |  | 0 | 0 | 0 | 0 |  | 0 | 0 | 0 | 0 |  | 0 | 0 | 0 | 0 |  | 0 | 0 | 0 | 0 |  | 0 | 0 | 0 | 0 |  | 0 | 0 | 0 | 0 |  | 0 | 0 | 0 | 0 |  | 0 | 0 | 0 | 0 |  | 0 | 0 | 0 | 0 |  | 0 | 0 | 0 | 0 |  | 0 | 0 | 0 | 0 |  | 0 | 0 | 0 | 0 |  | 0 | 0 | 0 | 0 | 0 | 0 | 0 | 0
| 929 | DUPLICATE CHARGES-CR | LBSUB7 | 49 | 0 | 0 | 0 | 0 |  | 0 | 0 | 0 | 0 |  | 0 | 0 | 0 | 0 |  | 0 | 0 | 0 | 0 |  | 0 | 0 | 0 | 0 |  | 0 | 0 | 0 | 0 |  | 0 | 0 | 0 | 0 |  | 0 | 0 | 0 | 0 |  | 0 | 0 | 0 | 0 |  | 0 | 0 | 0 | 0 |  | 0 | 0 | 0 | 0 |  | 0 | 0 | 0 | 0 |  | 0 | 0 | 0 | 0 |  | 0 | 0 | 0 | 0 |  | 0 | 0 | 0 | 0 |  | 0 | 0 | 0 | 0 |  | 0 | 0 | 0 | 0 | 0 | 0 | 0 | 0
| 930 | MISCELLANEOUS GENERAL EXPENSES | LBSUB7 | 49 | 314464 | 146563.1754 | 70786.9942 | 97113.8305 |  | 151202.6754 | 58354.8445 | 24442.2893 | 68405.5416 |  | 42697.7327 | 15474.4442 | 6901.1522 | 20322.1362 |  | 2223.956 | 1292.04 | 528.6394 | 403.2766 |  | 23855.5751 | 14412.5395 | 6987.6903 | 2455.3454 |  | 1048.4726 | 636.0054 | 315.7952 | 96.672 |  | 23401.0008 | 14302.6799 | 7337.2781 | 1761.0428 |  | 44606.4483 | 28196.5039 | 15853.3226 | 556.6218 |  | 14430.9501 | 8866.9328 | 5517.5304 | 46.4869 |  | 6445.6494 | 4061.1624 | 2379.9998 | 4.4872 |  | 4441.7676 | 910.4635 | 494.0934 | 3037.2107 |  | 52.6524 | 33.1234 | 17.9766 | 1.5524 |  | 45.512 | 16.5266 | 9.8394 | 19.1459 |  | 9.3702 | 5.8164 | 1.3423 | 2.2116 |  | 2.2374 | 0.092987 | 0.04503 | 2.0994 |  | 0 | 0 | 0 | 0 |  | 0 | 0 | 0 | 0 | 0 | 0 | 0 | 0
| 931 | RENTS AND LEASES | PT&D | 35 | 0 | 0 | 0 | 0 |  | 0 | 0 | 0 | 0 |  | 0 | 0 | 0 | 0 |  | 0 | 0 | 0 | 0 |  | 0 | 0 | 0 | 0 |  | 0 | 0 | 0 | 0 |  | 0 | 0 | 0 | 0 |  | 0 | 0 | 0 | 0 |  | 0 | 0 | 0 | 0 |  | 0 | 0 | 0 | 0 |  | 0 | 0 | 0 | 0 |  | 0 | 0 | 0 | 0 |  | 0 | 0 | 0 | 0 |  | 0 | 0 | 0 | 0 |  | 0 | 0 | 0 | 0 |  | 0 | 0 | 0 | 0 |  | 0 | 0 | 0 | 0 | 0 | 0 | 0 | 0
| 935 | MAINTENANCE OF GENERAL PLANT | PT&D | 35 | 731985 | 632340.306 | 0 | 99644.694 |  | 319628.9563 | 249905.2354 | 0 | 69723.7209 |  | 80335.1798 | 66230.4992 | 0 | 14104.6806 |  | 5568.8199 | 5467.9565 | 0 | 100.8635 |  | 63715.9894 | 62457.3268 | 0 | 1258.6626 |  | 2819.2853 | 2716.8722 | 0 | 102.4131 |  | 62390.335 | 62144.5808 | 0 | 245.7542 |  | 121902.9866 | 121729.5235 | 0 | 173.4631 |  | 39564.1081 | 39487.6921 | 0 | 76.416 |  | 18081.6343 | 18076.9172 | 0 | 4.7171 |  | 17704.4122 | 3885.4661 | 0 | 13818.9461 |  | 143.8016 | 141.3558 | 0 | 2.4457 |  | 102.1335 | 71.977 | 0 | 30.1565 |  | 25.6377 | 24.504 | 0 | 1.1338 |  | 1.7203 | 0.3996 | 0 | 1.3207 |  | 0 | 0 | 0 | 0 |  | 0 | 0 | 0 | 0 | 0 | 0 | 0 | 0
| Total Labor Administrative and General Expense |  |  |  | 61949366 | 29164107.8407 | 13780255.9069 | 19005002.2524 |  | 29754577.9084 | 11609967.9056 | 4758232.8635 | 13386377.1393 |  | 8392394.3282 | 3078673.7218 | 1343462.1009 | 3970258.5055 |  | 438511.1077 | 256992.146 | 102911.372 | 78607.5897 |  | 4707731.9328 | 2868177.2835 | 1360308.6427 | 479246.0065 |  | 206927.6852 | 126529.4131 | 61476.5202 | 18921.7519 |  | 4617913.3267 | 2846477.9376 | 1428363.6656 | 343071.7234 |  | 8805535.9037 | 5610803.3894 | 3086200.2885 | 108532.2258 |  | 2848868.0928 | 1765632.5008 | 1074109.4728 | 9126.1192 |  | 1272870.0204 | 808672.1026 | 463319.6603 | 878.2576 |  | 882392.8292 | 181127.3441 | 96186.2293 | 605079.2559 |  | 10393.7588 | 6589.5515 | 3499.5511 | 304.6562 |  | 8962.055 | 3289.2498 | 1915.4665 | 3757.3387 |  | 1849.7621 | 1156.7934 | 261.3073 | 431.6614 |  | 437.289 | 18.5015 | 8.7661 | 410.0213 |  | 0 | 0 | 0 | 0 |  | 0 | 0 | 0 | 0 | 0 | 0 | 0 | 0
0
| Total Labor Operation and Maintenance Expenses |  |  |  | 173228432 | 81028274.3688 | 38829579.8327 | 53370577.7985 |  | 83260519.7446 | 32259939.2534 | 13407601.7227 | 37592978.7685 |  | 23501798.9361 | 8554600.0471 | 3785566.0484 | 11161632.8406 |  | 1225500.2377 | 714205.0557 | 289980.4882 | 221314.6939 |  | 13149480.7993 | 7968328.4357 | 3833035.7141 | 1348116.6495 |  | 577949.6358 | 351592.0292 | 173226.6414 | 53130.9652 |  | 12898802.4365 | 7907753.1885 | 4024799.0575 | 966250.1905 |  | 24590375.8416 | 15588672.4687 | 8696199.9322 | 305503.4408 |  | 7955534.1804 | 4903365.265 | 3026592.5252 | 25576.3902 |  | 3553785.6257 | 2245791.6327 | 1305527.8405 | 2466.1525 |  | 2454196.7492 | 503312.1602 | 271030.5885 | 1679854.0005 |  | 29025.8146 | 18310.8826 | 9860.927 | 854.005 |  | 25067.3468 | 9137.509 | 5397.3425 | 10532.4953 |  | 5165.5991 | 3215.0342 | 736.3035 | 1214.2614 |  | 1229.0524 | 51.4067 | 24.701 | 1152.9448 |  | 0 | 0 | 0 | 0 |  | 0 | 0 | 0 | 0 | 0 | 0 | 0 | 0
0
| Labor Operation and Maintenance Expenses Less Purchase Power |  |  |  | 173228432 | 81028274.3688 | 38829579.8327 | 53370577.7985 |  | 83260519.7446 | 32259939.2534 | 13407601.7227 | 37592978.7685 |  | 23501798.9361 | 8554600.0471 | 3785566.0484 | 11161632.8406 |  | 1225500.2377 | 714205.0557 | 289980.4882 | 221314.6939 |  | 13149480.7993 | 7968328.4357 | 3833035.7141 | 1348116.6495 |  | 577949.6358 | 351592.0292 | 173226.6414 | 53130.9652 |  | 12898802.4365 | 7907753.1885 | 4024799.0575 | 966250.1905 |  | 24590375.8416 | 15588672.4687 | 8696199.9322 | 305503.4408 |  | 7955534.1804 | 4903365.265 | 3026592.5252 | 25576.3902 |  | 3553785.6257 | 2245791.6327 | 1305527.8405 | 2466.1525 |  | 2454196.7492 | 503312.1602 | 271030.5885 | 1679854.0005 |  | 29025.8146 | 18310.8826 | 9860.927 | 854.005 |  | 25067.3468 | 9137.509 | 5397.3425 | 10532.4953 |  | 5165.5991 | 3215.0342 | 736.3035 | 1214.2614 |  | 1229.0524 | 51.4067 | 24.701 | 1152.9448 |  | 0 | 0 | 0 | 0 |  | 0 | 0 | 0 | 0 | 0 | 0 | 0 | 0
0
Other Expenses | [91 empty] | 0
0
| Depreciation Expenses | [90 empty] | 0
| Steam Production |  | PDisp DExp | 62 | 235868409 | 235868409 | 0 | 0 |  | 84555408.7623 | 84555408.7623 | 0 | 0 |  | 23407322.6243 | 23407322.6243 | 0 | 0 |  | 1771819.9902 | 1771819.9902 | 0 | 0 |  | 23433291.7374 | 23433291.7374 | 0 | 0 |  | 1052893.0436 | 1052893.0436 | 0 | 0 |  | 24258477.4076 | 24258477.4076 | 0 | 0 |  | 50836414.1047 | 50836414.1047 | 0 | 0 |  | 17590170.5228 | 17590170.5228 | 0 | 0 |  | 7500096.8707 | 7500096.8707 | 0 | 0 |  | 1376952.6669 | 1376952.6669 | 0 | 0 |  | 50098.4526 | 50098.4526 | 0 | 0 |  | 30922.35 | 30922.35 | 0 | 0 |  | 4387.1526 | 4387.1526 | 0 | 0 |  | 153.3145 | 153.3145 | 0 | 0 |  | 0 | 0 | 0 | 0 |  | 0 | 0 | 0 | 0 | 0 | 0 | 0 | 0
| Hydraulic Production |  | PDisp DExp | 62 | 1440468 | 1440468 | 0 | 0 |  | 516386.917 | 516386.917 | 0 | 0 |  | 142950.467 | 142950.467 | 0 | 0 |  | 10820.6521 | 10820.6521 | 0 | 0 |  | 143109.0625 | 143109.0625 | 0 | 0 |  | 6430.1054 | 6430.1054 | 0 | 0 |  | 148148.54 | 148148.54 | 0 | 0 |  | 310462.211 | 310462.211 | 0 | 0 |  | 107424.635 | 107424.635 | 0 | 0 |  | 45803.7157 | 45803.7157 | 0 | 0 |  | 8409.1645 | 8409.1645 | 0 | 0 |  | 305.9554 | 305.9554 | 0 | 0 |  | 188.8454 | 188.8454 | 0 | 0 |  | 26.7927 | 26.7927 | 0 | 0 |  | 0.9363 | 0.9363 | 0 | 0 |  | 0 | 0 | 0 | 0 |  | 0 | 0 | 0 | 0 | 0 | 0 | 0 | 0
| Other Production |  | PDisp DExp | 62 | 29642381 | 29642381 | 0 | 0 |  | 10626364.3053 | 10626364.3053 | 0 | 0 |  | 2941677.4309 | 2941677.4309 | 0 | 0 |  | 222670.613 | 222670.613 | 0 | 0 |  | 2944941.0572 | 2944941.0572 | 0 | 0 |  | 132320.6312 | 132320.6312 | 0 | 0 |  | 3048644.9323 | 3048644.9323 | 0 | 0 |  | 6388784.1613 | 6388784.1613 | 0 | 0 |  | 2210616.2445 | 2210616.2445 | 0 | 0 |  | 942562.5497 | 942562.5497 | 0 | 0 |  | 173046.3005 | 173046.3005 | 0 | 0 |  | 6296.042 | 6296.042 | 0 | 0 |  | 3886.1163 | 3886.1163 | 0 | 0 |  | 551.3483 | 551.3483 | 0 | 0 |  | 19.2675 | 19.2675 | 0 | 0 |  | 0 | 0 | 0 | 0 |  | 0 | 0 | 0 | 0 | 0 | 0 | 0 | 0
| Transmission - Kentucky System Property |  | Trans | 38 | 30191755 | 30191755 | 0 | 0 |  | 13349196.6499 | 13349196.6499 | 0 | 0 |  | 3426463.8782 | 3426463.8782 | 0 | 0 |  | 350679.0187 | 350679.0187 | 0 | 0 |  | 3056705.127 | 3056705.127 | 0 | 0 |  | 131349.1142 | 131349.1142 | 0 | 0 |  | 2704159.6139 | 2704159.6139 | 0 | 0 |  | 4404088.6038 | 4404088.6038 | 0 | 0 |  | 1527242.7193 | 1527242.7193 | 0 | 0 |  | 1023369.7666 | 1023369.7666 | 0 | 0 |  | 206117.9312 | 206117.9312 | 0 | 0 |  | 7499.2048 | 7499.2048 | 0 | 0 |  | 2020.4689 | 2020.4689 | 0 | 0 |  | 2845.1496 | 2845.1496 | 0 | 0 |  | 17.7536 | 17.7536 | 0 | 0 |  | 0 | 0 | 0 | 0 |  | 0 | 0 | 0 | 0 | 0 | 0 | 0 | 0
| Transmission - Virginia Property |  | Trans | 38 | 192228 | 192228 | 0 | 0 |  | 84993.051 | 84993.051 | 0 | 0 |  | 21815.9659 | 21815.9659 | 0 | 0 |  | 2232.7396 | 2232.7396 | 0 | 0 |  | 19461.7475 | 19461.7475 | 0 | 0 |  | 836.2872 | 836.2872 | 0 | 0 |  | 17217.1242 | 17217.1242 | 0 | 0 |  | 28040.4085 | 28040.4085 | 0 | 0 |  | 9723.8075 | 9723.8075 | 0 | 0 |  | 6515.6969 | 6515.6969 | 0 | 0 |  | 1312.333 | 1312.333 | 0 | 0 |  | 47.7467 | 47.7467 | 0 | 0 |  | 12.8641 | 12.8641 | 0 | 0 |  | 18.1148 | 18.1148 | 0 | 0 |  | 0.11304 | 0.11304 | 0 | 0 |  | 0 | 0 | 0 | 0 |  | 0 | 0 | 0 | 0 | 0 | 0 | 0 | 0
| Transmission - Virginia Property |  | Trans | 38 | 20672 | 20672 | 0 | 0 |  | 9140.0647 | 9140.0647 | 0 | 0 |  | 2346.0664 | 2346.0664 | 0 | 0 |  | 240.1065 | 240.1065 | 0 | 0 |  | 2092.8962 | 2092.8962 | 0 | 0 |  | 89.9335 | 89.9335 | 0 | 0 |  | 1851.5117 | 1851.5117 | 0 | 0 |  | 3015.4365 | 3015.4365 | 0 | 0 |  | 1045.6882 | 1045.6882 | 0 | 0 |  | 700.6913 | 700.6913 | 0 | 0 |  | 141.1269 | 141.1269 | 0 | 0 |  | 5.1346 | 5.1346 | 0 | 0 |  | 1.3834 | 1.3834 | 0 | 0 |  | 1.948 | 1.948 | 0 | 0 |  | 0.012156 | 0.012156 | 0 | 0 |  | 0 | 0 | 0 | 0 |  | 0 | 0 | 0 | 0 | 0 | 0 | 0 | 0
| Distribution |  | Distplt | 37 | 38870091 | 16300621.6335 | 0 | 22569469.3665 |  | 25056051.555 | 9263666.4346 | 0 | 15792385.1204 |  | 5293281.0939 | 2098578.5583 | 0 | 3194702.5357 |  | 215450.614 | 192605.0957 | 0 | 22845.5182 |  | 1794360.1486 | 1509273.7466 | 0 | 285086.402 |  | 75177.3287 | 51980.8159 | 0 | 23196.5127 |  | 1381511.8326 | 1325848.6353 | 0 | 55663.1973 |  | 1782187.3819 | 1742898.0806 | 0 | 39289.3013 |  | 17308.1918 | 0 | 0 | 17308.1918 |  | 1068.4258 | 0 | 0 | 1068.4258 |  | 3239218.56 | 109234.7236 | 0 | 3129983.8365 |  | 4528.2515 | 3974.2955 | 0 | 553.956 |  | 7901.2126 | 1070.7723 | 0 | 6830.4403 |  | 1737.8623 | 1481.0663 | 0 | 256.796 |  | 308.5412 | 9.4088 | 0 | 299.1325 |  | 0 | 0 | 0 | 0 |  | 0 | 0 | 0 | 0 | 0 | 0 | 0 | 0
| General Plant |  | PT&D | 35 | 13809821 | 11929898.0673 | 0 | 1879922.9327 |  | 6030203.7239 | 4714777.7177 | 0 | 1315426.0061 |  | 1515624.5732 | 1249521.9696 | 0 | 266102.6036 |  | 105062.8173 | 103159.9009 | 0 | 1902.9164 |  | 1202082.5672 | 1178336.3082 | 0 | 23746.259 |  | 53189.3752 | 51257.2227 | 0 | 1932.1525 |  | 1177072.4251 | 1172435.9616 | 0 | 4636.4635 |  | 2299853.7191 | 2296581.1185 | 0 | 3272.6006 |  | 746426.8406 | 744985.1555 | 0 | 1441.6851 |  | 341132.8551 | 341043.8607 | 0 | 88.9945 |  | 334016.0842 | 73304.2217 | 0 | 260711.8625 |  | 2712.9981 | 2666.8563 | 0 | 46.1417 |  | 1926.8775 | 1357.9363 | 0 | 568.9412 |  | 483.6884 | 462.2986 | 0 | 21.3898 |  | 32.4552 | 7.539 | 0 | 24.9162 |  | 0 | 0 | 0 | 0 |  | 0 | 0 | 0 | 0 | 0 | 0 | 0 | 0
| Intangible Plant |  | PT&D | 35 | 20495320 | 17705303.9614 | 0 | 2790016.0386 |  | 8949497.2444 | 6997257.825 | 0 | 1952239.4195 |  | 2249356.4998 | 1854430.4531 | 0 | 394926.0467 |  | 155924.9798 | 153100.8388 | 0 | 2824.1409 |  | 1784025.0704 | 1748782.9643 | 0 | 35242.1061 |  | 78938.9859 | 76071.4553 | 0 | 2867.5305 |  | 1746907.2202 | 1740026.1895 | 0 | 6881.0308 |  | 3413240.3255 | 3408383.42 | 0 | 4856.9055 |  | 1107780.9738 | 1105641.3518 | 0 | 2139.622 |  | 506279.3376 | 506147.2599 | 0 | 132.0778 |  | 495717.253 | 108791.6695 | 0 | 386925.5835 |  | 4026.3928 | 3957.9133 | 0 | 68.4795 |  | 2859.7019 | 2015.3294 | 0 | 844.3724 |  | 717.8477 | 686.1029 | 0 | 31.7449 |  | 48.1672 | 11.1887 | 0 | 36.9785 |  | 0 | 0 | 0 | 0 |  | 0 | 0 | 0 | 0 | 0 | 0 | 0 | 0
| Total Depreciation Expense |  |  |  | 370531145 | 343291736.6622 | 0 | 27239408.3378 |  | 149177242.2736 | 130117191.7276 | 0 | 19060050.546 |  | 39000838.5996 | 35145107.4137 | 0 | 3855731.186 |  | 2834901.531 | 2807328.9554 | 0 | 27572.5756 |  | 34380069.414 | 34035994.6469 | 0 | 344074.767 |  | 1531224.8048 | 1503228.609 | 0 | 27996.1958 |  | 34483990.6076 | 34416809.916 | 0 | 67180.6916 |  | 69466086.3522 | 69418667.5448 | 0 | 47418.8074 |  | 23317739.6235 | 23296850.1246 | 0 | 20889.4989 |  | 10367529.9094 | 10366240.4113 | 0 | 1289.4981 |  | 5834931.4203 | 2057310.1378 | 0 | 3777621.2824 |  | 75520.1786 | 74851.6013 | 0 | 668.5773 |  | 49719.8201 | 41476.0661 | 0 | 8243.754 |  | 10769.9046 | 10459.9739 | 0 | 309.9307 |  | 580.5609 | 219.5337 | 0 | 361.0272 |  | 0 | 0 | 0 | 0 |  | 0 | 0 | 0 | 0 | 0 | 0 | 0 | 0
0
| Regulatory Credits and Accretion Expenses | [90 empty] | 0
| Production Plant |  | Prod | 36 | 0 | 0 | 0 | 0 |  | 0 | 0 | 0 | 0 |  | 0 | 0 | 0 | 0 |  | 0 | 0 | 0 | 0 |  | 0 | 0 | 0 | 0 |  | 0 | 0 | 0 | 0 |  | 0 | 0 | 0 | 0 |  | 0 | 0 | 0 | 0 |  | 0 | 0 | 0 | 0 |  | 0 | 0 | 0 | 0 |  | 0 | 0 | 0 | 0 |  | 0 | 0 | 0 | 0 |  | 0 | 0 | 0 | 0 |  | 0 | 0 | 0 | 0 |  | 0 | 0 | 0 | 0 |  | 0 | 0 | 0 | 0 |  | 0 | 0 | 0 | 0 | 0 | 0 | 0 | 0
| Transmission Plant |  | Trans | 38 | 0 | 0 | 0 | 0 |  | 0 | 0 | 0 | 0 |  | 0 | 0 | 0 | 0 |  | 0 | 0 | 0 | 0 |  | 0 | 0 | 0 | 0 |  | 0 | 0 | 0 | 0 |  | 0 | 0 | 0 | 0 |  | 0 | 0 | 0 | 0 |  | 0 | 0 | 0 | 0 |  | 0 | 0 | 0 | 0 |  | 0 | 0 | 0 | 0 |  | 0 | 0 | 0 | 0 |  | 0 | 0 | 0 | 0 |  | 0 | 0 | 0 | 0 |  | 0 | 0 | 0 | 0 |  | 0 | 0 | 0 | 0 |  | 0 | 0 | 0 | 0 | 0 | 0 | 0 | 0
| Distribution Plant |  | Distplt | 37 | 0 | 0 | 0 | 0 |  | 0 | 0 | 0 | 0 |  | 0 | 0 | 0 | 0 |  | 0 | 0 | 0 | 0 |  | 0 | 0 | 0 | 0 |  | 0 | 0 | 0 | 0 |  | 0 | 0 | 0 | 0 |  | 0 | 0 | 0 | 0 |  | 0 | 0 | 0 | 0 |  | 0 | 0 | 0 | 0 |  | 0 | 0 | 0 | 0 |  | 0 | 0 | 0 | 0 |  | 0 | 0 | 0 | 0 |  | 0 | 0 | 0 | 0 |  | 0 | 0 | 0 | 0 |  | 0 | 0 | 0 | 0 |  | 0 | 0 | 0 | 0 | 0 | 0 | 0 | 0
| Total Regulatory Credits and Accretion Expenses |  |  |  | 0 | 0 | 0 | 0 |  | 0 | 0 | 0 | 0 |  | 0 | 0 | 0 | 0 |  | 0 | 0 | 0 | 0 |  | 0 | 0 | 0 | 0 |  | 0 | 0 | 0 | 0 |  | 0 | 0 | 0 | 0 |  | 0 | 0 | 0 | 0 |  | 0 | 0 | 0 | 0 |  | 0 | 0 | 0 | 0 |  | 0 | 0 | 0 | 0 |  | 0 | 0 | 0 | 0 |  | 0 | 0 | 0 | 0 |  | 0 | 0 | 0 | 0 |  | 0 | 0 | 0 | 0 |  | 0 | 0 | 0 | 0 |  | 0 | 0 | 0 | 0 | 0 | 0 | 0 | 0
0
| Property Taxes |  | TUP | 56 | 35914758 | 31031643.3673 | 0 | 4883114.6327 |  | 15698613.0661 | 12281783.6488 | 0 | 3416829.4174 |  | 3944505.3533 | 3253301.7434 | 0 | 691203.6099 |  | 274180.0526 | 269237.2122 | 0 | 4942.8404 |  | 3127220.6595 | 3065539.5647 | 0 | 61681.0949 |  | 138329.4842 | 133310.7029 | 0 | 5018.7813 |  | 3058874.1892 | 3046830.9387 | 0 | 12043.2505 |  | 5967076.8306 | 5958576.2248 | 0 | 8500.6058 |  | 1936510.8537 | 1932766.0654 | 0 | 3744.7883 |  | 887948.7563 | 887717.5925 | 0 | 231.1639 |  | 868079.7137 | 190878.5964 | 0 | 677201.1173 |  | 7064.1488 | 6944.2952 | 0 | 119.8535 |  | 4995.8609 | 3518.0317 | 0 | 1477.8293 |  | 1274.7142 | 1219.154 | 0 | 55.5602 |  | 84.3167 | 19.5966 | 0 | 64.7201 |  | 0 | 0 | 0 | 0 |  | 0 | 0 | 0 | 0 | 0 | 0 | 0 | 0
0
| Other Taxes |  | TUP | 56 | 13649179 | 11793381.8456 | 0 | 1855797.1544 |  | 5966159.6437 | 4667615.0083 | 0 | 1298544.6353 |  | 1499084.5722 | 1236396.9663 | 0 | 262687.6059 |  | 104200.413 | 102321.9174 | 0 | 1878.4955 |  | 1188480.6395 | 1165039.1254 | 0 | 23441.5141 |  | 52571.2547 | 50663.8983 | 0 | 1907.3564 |  | 1162505.9912 | 1157929.0292 | 0 | 4576.962 |  | 2267750.2036 | 2264519.6016 | 0 | 3230.602 |  | 735958.83 | 734535.6467 | 0 | 1423.1834 |  | 337459.3675 | 337371.5151 | 0 | 87.8524 |  | 329908.2622 | 72542.2159 | 0 | 257366.0463 |  | 2684.6855 | 2639.1359 | 0 | 45.5496 |  | 1898.6457 | 1337.0059 | 0 | 561.6398 |  | 484.4471 | 463.3318 | 0 | 21.1153 |  | 32.0441 | 7.4476 | 0 | 24.5965 |  | 0 | 0 | 0 | 0 |  | 0 | 0 | 0 | 0 | 0 | 0 | 0 | 0
0
| Gain Disposition of Allowances |  |  |  | 0 | 0 | 0 | 0 |  | 0 |  |  |  |  | 0 |  |  |  |  | 0 |  |  |  |  | 0 |  |  |  |  | 0 |  |  |  |  | 0 |  |  |  |  | 0 |  |  |  |  | 0 |  |  |  |  | 0 |  |  |  |  | 0 |  |  |  |  | 0 |  |  |  |  | 0 |  |  |  |  | 0 |  |  |  |  | 0 |  |  |  |  | 0 |  |  |  |  | 0 |  |  |  | 0 | 0 | 0 | 0
0
| Interest |  | TUP | 56 | 109640429 | 94733276.2585 | 0 | 14907152.7415 |  | 47924662.9276 | 37493779.8032 | 0 | 10430883.1245 |  | 12041770.1027 | 9931666.4981 | 0 | 2110103.6046 |  | 837015.7634 | 821926.2802 | 0 | 15089.4832 |  | 9546766.6715 | 9358466.8728 | 0 | 188299.7987 |  | 422291.694 | 406970.3786 | 0 | 15321.3154 |  | 9338118.8414 | 9301353.2546 | 0 | 36765.5868 |  | 18216268.1864 | 18190317.5712 | 0 | 25950.6152 |  | 5911772.5579 | 5900340.4832 | 0 | 11432.0747 |  | 2710726.3976 | 2710020.7014 | 0 | 705.6961 |  | 2650070.2641 | 582713.4127 | 0 | 2067356.8515 |  | 21565.405 | 21199.5166 | 0 | 365.8884 |  | 15251.3442 | 10739.8329 | 0 | 4511.5113 |  | 3891.4423 | 3721.8283 | 0 | 169.614 |  | 257.4018 | 59.8246 | 0 | 197.5772 |  | 0 | 0 | 0 | 0 |  | 0 | 0 | 0 | 0 | 0 | 0 | 0 | 0
0
| Other Expenses |  |  |  | 0 | 0 | 0 | 0 |  | 0 |  |  |  |  | 0 |  |  |  |  | 0 |  |  |  |  | 0 |  |  |  |  | 0 |  |  |  |  | 0 |  |  |  |  | 0 |  |  |  |  | 0 |  |  |  |  | 0 |  |  |  |  | 0 |  |  |  |  | 0 |  |  |  |  | 0 |  |  |  |  | 0 |  |  |  |  | 0 |  |  |  |  | 0 |  |  |  |  | 0 |  |  |  | 0 | 0 | 0 | 0
[10 empty] | 0 |  |  |  |  | 0 |  |  |  |  | 0 |  |  |  |  | 0 |  |  |  |  | 0 |  |  |  |  | 0 |  |  |  |  | 0 |  |  |  |  | 0 |  |  |  |  | 0 |  |  |  |  | 0 |  |  |  |  | 0 |  |  |  |  | 0 |  |  |  |  | 0 |  |  |  |  | 0 |  |  |  |  | 0 |  |  |  |  | 0 | [6 empty] | 0
| Total Other Expenses |  |  |  | 529735511 | 480850038.1335 | 0 | 48885472.8665 |  | 218766677.9111 | 184560370.1879 | 0 | 34206307.7232 |  | 56486198.6279 | 49566472.6216 | 0 | 6919726.0063 |  | 4050297.76 | 4000814.3652 | 0 | 49483.3948 |  | 48242537.3845 | 47625040.2098 | 0 | 617497.1747 |  | 2144417.2378 | 2094173.5889 | 0 | 50243.6489 |  | 48043489.6294 | 47922923.1386 | 0 | 120566.4908 |  | 95917181.5728 | 95832080.9424 | 0 | 85100.6304 |  | 31901981.8651 | 31864492.3199 | 0 | 37489.5452 |  | 14303664.4307 | 14301350.2203 | 0 | 2314.2104 |  | 9682989.6603 | 2903444.3628 | 0 | 6779545.2975 |  | 106834.4179 | 105634.5491 | 0 | 1199.8688 |  | 71865.6709 | 57070.9366 | 0 | 14794.7344 |  | 16420.5082 | 15864.288 | 0 | 556.2202 |  | 954.3235 | 306.4025 | 0 | 647.921 |  | 0 | 0 | 0 | 0 |  | 0 | 0 | 0 | 0 | 0 | 0 | 0 | 0
0
| Total Cost of Service (O&M + Other Expenses) |  |  |  | 1422030584 | 700831923.1184 | 555456786.9098 | 165741873.9718 |  | 582182002.0685 | 274018819.85 | 192814147.2127 | 115349035.0058 |  | 158797803.5324 | 73095296.8233 | 54328199.1003 | 31374307.6088 |  | 10726945.1804 | 6027101.3745 | 4165409.9638 | 534433.8421 |  | 128091554.6623 | 69252100.5866 | 54930060.2552 | 3909393.8205 |  | 5829591.4682 | 3043903.7519 | 2478599.3725 | 307088.3438 |  | 128754521.3753 | 69055928.1219 | 57556494.4991 | 2142098.7543 |  | 261112273.5969 | 136533750.5269 | 123613794.7587 | 964728.3114 |  | 87990321.1737 | 44745235.5025 | 43026811.2579 | 218274.4133 |  | 39042828.2015 | 20508584.8021 | 18518981.2406 | 15262.1589 |  | 18945963.5174 | 4288098.3367 | 3798663.8013 | 10859201.3794 |  | 298820.6604 | 156009.8118 | 138206.96 | 4603.8885 |  | 213805.4699 | 80442.9872 | 76597.8829 | 56764.5998 |  | 40192.6304 | 26206.2004 | 10465.072 | 3521.358 |  | 3960.4628 | 444.4428 | 355.5327 | 3160.4874 |  | 0 | 0 | 0 | 0 |  | 0 | 0 | 0 | 0 | 0 | 0 | 0 | 0

## Function-Classif
|  |  | 1 | 2 | 3 | 4 | 5 | 6 |  | 8 | 9 | 10 |  | 12 | 13 | 14
5958986355
|  |  | 1: Classification Factor; 3: Total; 4: Production |  | Transmission |  |  |  | Distribution |  |  |  | Total
| Description |  | Name | No | Kentucky | Demand | Energy | Customer |  | Demand | Energy | Customer |  | Demand | Energy | Customer |  | Demand | Energy | Customer | Check
Rate Base
Plant in Service
Intangible Plant
| 301 | ORGANIZATION | PT&D | 1 | 41552 | 26149.7305 | 0 | 0 |  | 5660.4935 | 0 | 0 |  | 4085.3263 | 0 | 5656.4497 |  | 35895.5503 | 0 | 5656.4497 | 0
| 302 | FRANCHISE AND CONSENTS | PT&D | 1 | 144369 | 90855.084 | 0 | 0 |  | 19666.9182 | 0 | 0 |  | 14194.1295 | 0 | 19652.8683 |  | 124716.1317 | 0 | 19652.8683 | 0
| 303 | SOFTWARE | PT&D | 1 | 105565478 | 66435040.5401 | 0 | 0 |  | 14380840.9071 | 0 | 0 |  | 10379029.187 | 0 | 14370567.3659 |  | 91194910.6341 | 0 | 14370567.3659 | 0
|  | Total Intangible Plant |  |  | 105751399 | 66552045.3546 | 0 | 0 |  | 14406168.3188 | 0 | 0 |  | 10397308.6427 | 0 | 14395876.6839 |  | 91355522.3161 | 0 | 14395876.6839 | 0
0
| Steam Production Plant | [19 empty] | 0
0
|  | Total Steam Production Plant | 2: DIR; 3: 4761764495; 4: 4761764495 | [9 empty] | 4761764495 | 0 | 0 | 0
0
| Hydraulic Production Plant | [19 empty] | 0
0
|  | Total Hydraulic Production Plant | 2: DIR; 3: 45726563; 4: 45726563 | [9 empty] | 45726563 | 0 | 0 | 0
0
| Other Production Plant | [19 empty] | 0
0
|  | Total Other Production Plant | 2: DIR; 3: 1044547033; 4: 1044547033 | [9 empty] | 1044547033 | 0 | 0 | 0
0
|  | Total Production Plant |  |  | 5852038091 | 5852038091 | 0 | 0 |  | 0 | 0 | 0 |  | 0 | 0 | 0 |  | 5852038091 | 0 | 0 | 0
0
| Transmission | [19 empty] | 0
|  | KENTUCKY SYSTEM PROPERTY | 2: DIR; 3: 1258529222 |  | 1258529222 | [7 empty] | 1258529222 | 0 | 0 | 0
|  | VIRGINIA PROPERTY - 500 KV LINE | 2: DIR; 3: 8230429 |  | 8230429 | [7 empty] | 8230429 | 0 | 0 | 0
|  | Total Transmission Plant |  |  | 1266759651 | 0 | 0 | 0 |  | 1266759651 | 0 | 0 |  | 0 | 0 | 0 |  | 1266759651 | 0 | 0 | 0
0
| Distribution | [19 empty] | 0
|  | TOTAL ACCTS 360-362 | 2: DIR; 3: 341731104 | [5 empty] | 341731104 |  |  |  | 341731104 | 0 | 0 | 0
|  | 364 & 365-OVERHEAD LINES | 2: 921791437 | [9 empty] | 0 | 0 | 0 | 0
|  | Primary: | 3: 650231679.6598 | [12 empty] | -650231679.6598
|  | Demand | 1: 36.01%; 2: Demand | [5 empty] | 234148427.8455 |  |  |  | 234148427.8455 | 0 | 0 | 234148427.8455
|  | Customer | 1: 63.99%; 2: Cust | [7 empty] | 416083251.8143 |  | 0 | 0 | 416083251.8143 | 416083251.8143
|  | Secondary: | 3: 271559757.3402 | [9 empty] | 0 | 0 | 0 | -271559757.3402
|  | Demand | 1: 36.01%; 2: Demand | [5 empty] | 97788668.6182 |  |  |  | 97788668.6182 | 0 | 0 | 97788668.6182
|  | Customer | 1: 63.99%; 2: Cust | [7 empty] | 173771088.722 |  | 0 | 0 | 173771088.722 | 173771088.722
|  | 366 & 367-UNDERGROUND LINES | 2: 247685955 | [9 empty] | 0 | 0 | 0 | -247685955
|  | Primary: | 3: 149874771.3705
|  | Demand | 1: 25.12%; 2: Demand | [5 empty] | 37648542.5683 |  |  |  | 37648542.5683 | 0 | 0
|  | Customer | 1: 74.88%; 2: Cust | [7 empty] | 112226228.8022 |  | 0 | 0 | 112226228.8022
|  | Secondary: | 3: 97811183.6295
|  | Demand | 1: 25.12%; 2: Demand | [5 empty] | 24570169.3277 |  |  |  | 24570169.3277 | 0 | 0
|  | Customer | 1: 74.88%; 2: Cust | [7 empty] | 73241014.3018 |  | 0 | 0 | 73241014.3018
|  | 368-TRANSFORMERS - POWER POOL | 3: 5363042 | [9 empty] | 0 | 0 | 0 | -5363042
|  | Demand | 1: 54.62% | [5 empty] | 2929300.2539 |  |  |  | 2929300.2539 | 0 | 0 | 2929300.2539
|  | Customer | 1: 45.38% | [7 empty] | 2433741.7461 |  | 0 | 0 | 2433741.7461
|  | 368-TRANSFORMERS - ALL OTHER | 3: 321195483 | [9 empty] | 0 | 0 | 0 | -321195483
|  | Demand | 1: 54.62% | [5 empty] | 175437374.8915 |  |  |  | 175437374.8915 | 0 | 0 | 175437374.8915
|  | Customer | 1: 45.38% | [7 empty] | 145758108.1085 |  | 0 | 0 | 145758108.1085 | 145758108.1085
|  | 369-SERVICES | 2: DIR; 3: 124944572 | [7 empty] | 124944572 |  | 0 | 0 | 124944572 | 0
|  | 370-METERS | 2: 370-METERS; 3: 74150151 | [7 empty] | 74150151 |  | 0 | 0 | 74150151 | 0
|  | 371-CUSTOMER INSTALLATION | 2: 371-CUSTOMER INSTALLATION; 3: 159234 | [7 empty] | 159234 |  | 0 | 0 | 159234 | 0
|  | 373-STREET LIGHTING | 2: 373-STREET LIGHTING; 3: 143087299 | [7 empty] | 143087299 |  | 0 | 0 | 143087299 | 0
|  | Total Distribution Plant |  |  | 2180108277 | 0 | 0 | 0 |  | 0 | 0 | 0 |  | 914253587.5051 | 0 | 1265854689.4949 |  | 914253587.5051 | 0 | 1265854689.4949 | 0
|  | Total Prod, Trans, and Dist Plant |  |  | 9298906019 | 5852038091 | 0 | 0 |  | 1266759651 | 0 | 0 |  | 914253587.5051 | 0 | 1265854689.4949 |  | 8033051329.5051 | 0 | 1265854689.4949 | 0
General Plant
|  | Total General Plant | PT&D | 1 | 244918755 | 154133602.4401 | 0 | 0 |  | 33364483.5181 | 0 | 0 |  | 24080020.8055 | 0 | 33340648.2363 |  | 211578106.7637 | 0 | 33340648.2363 | 0
|  | TOTAL COMMON PLANT | 1: PT&D; 2: 1; 3: 0 | [9 empty] | 0 | 0 | 0 | 0
| 105 | PLANT HELD FOR FUTURE USE - PRODUCTION | PROD | 18 | 290384 | 290384 | 0 | 0 |  | 0 | 0 | 0 |  | 0 | 0 | 0 |  | 290384 | 0 | 0 | 0
| 105 | PLANT HELD FOR FUTURE USE - DISTRIBUTION | PDIST | 2 | 906481 | 0 | 0 | 0 |  | 0 | 0 | 0 |  | 380143.2777 | 0 | 526337.7223 |  | 380143.2777 | 0 | 526337.7223 | 0
| 105 | PLANT HELD FOR FUTURE USE - GENERAL | PT&D | 1 | 0 | 0 | 0 | 0 |  | 0 | 0 | 0 |  | 0 | 0 | 0 |  | 0 | 0 | 0 | 0
|  | OTHER | PDIST | 2 | 0 | 0 | 0 | 0 |  | 0 | 0 | 0 |  | 0 | 0 | 0 |  | 0 | 0 | 0 | 0
|  | Total Plant in Service |  |  | 9650773038 | 6073014122.7947 | 0 | 0 |  | 1314530302.8368 | 0 | 0 |  | 949111060.2311 | 0 | 1314117552.1374 |  | 8336655485.8626 | 0 | 1314117552.1374 | 0
0
0
| Construction Work in Progress (CWIP) | [19 empty] | 0
0
|  | CWIP Production | PROD | 18 | 20992633 | 20992633 | 0 | 0 |  | 0 | 0 | 0 |  | 0 | 0 | 0 |  | 20992633 | 0 | 0 | 0
|  | CWIP Transmission | PTRAN | 3 | 78958656 | 0 | 0 | 0 |  | 78958656 | 0 | 0 |  | 0 | 0 | 0 |  | 78958656 | 0 | 0 | 0
|  | CWIP Distribution Plant | PDIST | 2 | 26143041 | 0 | 0 | 0 |  | 0 | 0 | 0 |  | 10963386.211 | 0 | 15179654.789 |  | 10963386.211 | 0 | 15179654.789 | 0
|  | CWIP General Plant | PT&D | 1 | 29729390 | 18709461.3438 | 0 | 0 |  | 4049937.877 | 0 | 0 |  | 2922946.1408 | 0 | 4047044.6384 |  | 25682345.3616 | 0 | 4047044.6384 | 0
|  | RWIP | 1: F004; 2: #N/A; 3: 0 | [9 empty] | 0 | 0 | 0 | 0
| Total Construction Work in Progress |  |  |  | 155823720 | 39702094.3438 | 0 | 0 |  | 83008593.877 | 0 | 0 |  | 13886332.3518 | 0 | 19226699.4274 |  | 136597020.5726 | 0 | 19226699.4274 | 0
0
| Total Utility Plant |  |  |  | 9806596758 | 6112716217.1385 | 0 | 0 |  | 1397538896.7138 | 0 | 0 |  | 962997392.5829 | 0 | 1333344251.5648 |  | 8473252506.4352 | 0 | 1333344251.5648 | 0
0
| Less: Acummulated Provision for Depreciation | [19 empty] | 0
| Steam Production |  | PROD | 18 | 1910902169 | 1910902169 | 0 | 0 |  | 0 | 0 | 0 |  | 0 | 0 | 0 |  | 1910902169 | 0 | 0 | 0
| Hydraulic Production |  | PROD | 18 | 16663604 | 16663604 | 0 | 0 |  | 0 | 0 | 0 |  | 0 | 0 | 0 |  | 16663604 | 0 | 0 | 0
| Other Production |  | PROD | 18 | 425504289 | 425504289 | 0 | 0 |  | 0 | 0 | 0 |  | 0 | 0 | 0 |  | 425504289 | 0 | 0 | 0
| Transmission - Kentucky System Property |  | PTRAN | 3 | 340091705 | 0 | 0 | 0 |  | 340091705 | 0 | 0 |  | 0 | 0 | 0 |  | 340091705 | 0 | 0 | 0
| Transmission - Virginia Property |  | PTRAN | 3 | 2567091 | 0 | 0 | 0 |  | 2567091 | 0 | 0 |  | 0 | 0 | 0 |  | 2567091 | 0 | 0 | 0
| Transmission - FERC |  | PTRAN | 3 | 755524 | 0 | 0 | 0 |  | 755524 | 0 | 0 |  | 0 | 0 | 0 |  | 755524 | 0 | 0 | 0
| Distribution |  | PDIST | 2 | 692590515 | 0 | 0 | 0 |  | 0 | 0 | 0 |  | 290445832.297 | 0 | 402144682.703 |  | 290445832.297 | 0 | 402144682.703 | 0
| General Plant |  | PT&D | 1 | 77429701 | 48728480.3934 | 0 | 0 |  | 10547995.7336 | 0 | 0 |  | 7612764.531 | 0 | 10540460.342 |  | 66889240.658 | 0 | 10540460.342 | 0
| Intangible Plant |  | PT&D | 1 | 49083879 | 30889733.5853 | 0 | 0 |  | 6686536.8146 | 0 | 0 |  | 4825848.5861 | 0 | 6681760.0139 |  | 42402118.9861 | 0 | 6681760.0139 | 0
| Total Accumulated Depreciation |  |  |  | 3515588477 | 2432688275.9787 | 0 | 0 |  | 360648852.5482 | 0 | 0 |  | 302884445.4141 | 0 | 419366903.0589 |  | 3096221573.9411 | 0 | 419366903.0589 | 0
0
| Net Utility Plant |  |  |  | 6291008281 | 3680027941.1598 | 0 | 0 |  | 1036890044.1656 | 0 | 0 |  | 660112947.1688 | 0 | 913977348.5059 |  | 5377030932.4941 | 0 | 913977348.5059 | 0
0
| Working Capital | [19 empty] | 0
| Cash Working Capital - Operation and Maintenance Expenses |  | OMLPP | 4 | 130078093 | 19058566.2281 | 79624711.1056 | 0 |  | 8904126.5362 | 0 | 0 |  | 4475354.4857 | 0 | 18015334.6445 |  | 32438047.2499 | 79624711.1056 | 18015334.6445 | 0
| Materials and Supplies |  | TPIS | 5 | 59890781 | 37687919.6522 | 0 | 0 |  | 8157714.0168 | 0 | 0 |  | 5889994.763 | 0 | 8155152.5679 |  | 51735628.4321 | 0 | 8155152.5679 | 0
| Prepayments |  | TPIS | 5 | 19024116 | 11971447.7469 | 0 | 0 |  | 2591271.8979 | 0 | 0 |  | 1870938.0933 | 0 | 2590458.2618 |  | 16433657.7382 | 0 | 2590458.2618 | 0
| Fuel Stock |  | 2: DIR; 3: 62536188; 5: 62536188 | [9 empty] | 0 | 62536188 | 0 | 0
| Total Working Capital |  |  |  | 271529178 | 68717933.6272 | 142160899.1056 | 0 |  | 19653112.4509 | 0 | 0 |  | 12236287.342 | 0 | 28760945.4743 |  | 100607333.4202 | 142160899.1056 | 28760945.4743 | 0
0
| Emission Allowance |  | 1: PROFIX; 2: #N/A; 3: 0 | [9 empty] | 0 | 0 | 0 | 0
0
| Deferred Debits | [19 empty] | 0
| Service Pension Cost |  | 1: TLB; 2: 6; 3: 0 | [9 empty] | 0 | 0 | 0 | 0
| Accumulated Deferred Income Tax | [19 empty] | 0
| Total Production Plant |  | PROD | 18 | 732330105.49 | 732330105.49 | 0 | 0 |  | 0 | 0 | 0 |  | 0 | 0 | 0 |  | 732330105.49 | 0 | 0 | 0
| Total Transmission Plant |  | PTRAN | 3 | 198625100 | 0 | 0 | 0 |  | 198625100 | 0 | 0 |  | 0 | 0 | 0 |  | 198625100 | 0 | 0 | 0
| Total Distribution Plant |  | PDIST | 2 | 315220930.17 | 0 | 0 | 0 |  | 0 | 0 | 0 |  | 132191538.0557 | 0 | 183029392.1143 |  | 132191538.0557 | 0 | 183029392.1143 | 0
| Total General Plant |  | PT&D | 1 | 35890099 | 22586552.2255 | 0 | 0 |  | 4889191.1791 | 0 | 0 |  | 3528657.2097 | 0 | 4885698.3857 |  | 31004400.6143 | 0 | 4885698.3857 | 0
| Total Accumulated Deferred Income Tax |  |  |  | 1282066234.66 | 754916657.7155 | 0 | 0 |  | 203514291.1791 | 0 | 0 |  | 135720195.2655 | 0 | 187915090.5 |  | 1094151144.16 | 0 | 187915090.5 | 0
0
| Accumulated Deferred Investment Tax Credits | [19 empty] | 0
| Production |  | PROD | 18 | 80926985 | 80926985 | 0 | 0 |  | 0 | 0 | 0 |  | 0 | 0 | 0 |  | 80926985 | 0 | 0 | 0
| Transmission |  | PTRAN | 3 | 0 | 0 | 0 | 0 |  | 0 | 0 | 0 |  | 0 | 0 | 0 |  | 0 | 0 | 0 | 0
| Transmission VA |  | PTRAN | 3 | 0 | 0 | 0 | 0 |  | 0 | 0 | 0 |  | 0 | 0 | 0 |  | 0 | 0 | 0 | 0
| Distribution VA |  | PDIST | 2 | 0 | 0 | 0 | 0 |  | 0 | 0 | 0 |  | 0 | 0 | 0 |  | 0 | 0 | 0 | 0
| Distribution Plant KY,FERC & TN |  | PDIST | 2 | 0 | 0 | 0 | 0 |  | 0 | 0 | 0 |  | 0 | 0 | 0 |  | 0 | 0 | 0 | 0
| General |  | PT&D | 1 | 0 | 0 | 0 | 0 |  | 0 | 0 | 0 |  | 0 | 0 | 0 |  | 0 | 0 | 0 | 0
| Total Accum. Deferred Investment Tax Credits |  |  |  | 80926985 | 80926985 | 0 | 0 |  | 0 | 0 | 0 |  | 0 | 0 | 0 |  | 80926985 | 0 | 0 | 0
0
| Total Deferred Debits |  |  |  | 1362993219.66 | 835843642.7155 | 0 | 0 |  | 203514291.1791 | 0 | 0 |  | 135720195.2655 | 0 | 187915090.5 |  | 1175078129.16 | 0 | 187915090.5 | 0
0
| Less: Customer Advances |  | DLINES | 20 | 1712216 | 0 | 0 | 0 |  | 0 | 0 | 0 |  | 577078.1771 | 0 | 1135137.8229 |  | 577078.1771 | 0 | 1135137.8229 | 0
| Less: Asset Retirement Obligations |  | 1: F017; 2: #N/A | [12 empty] | 0
| Net Rate Base |  |  |  | 5197832023.34 | 2912902232.0715 | 142160899.1056 | 0 |  | 853028865.4374 | 0 | 0 |  | 536051961.0682 | 0 | 753688065.6573 |  | 4301983058.5771 | 142160899.1056 | 753688065.6573 | 0
0
0
Operation and Maintenance Expenses | [20 empty] | 0
0
| Steam Power Generation Operation Expenses | [19 empty] | 0
| 500 | OPERATION SUPERVISION & ENGINEERING | LBSUB1 | 8 | 5418923 | 4838523.3525 | 580399.6475 | 0 |  | 0 | 0 | 0 |  | 0 | 0 | 0 |  | 4838523.3525 | 580399.6475 | 0 | 0
| 501 | FUEL | Energy | DIR | 296477275 |  | 296477275 | [10 empty] | 0 | 296477275 | 0 | 0
| 502 | STEAM EXPENSES | OM502 |  | 22989772 | 9649494 | 13340278 | [10 empty] | 9649494 | 13340278 | 0 | 0
| 505 | ELECTRIC EXPENSES | OM505 |  | 8130854 | 6673009 | 1457845 | [10 empty] | 6673009 | 1457845 | 0 | 0
| 506 | MISC. STEAM POWER EXPENSES | PROD | 18 | 25402796 | 25402796 | 0 | 0 |  | 0 | 0 | 0 |  | 0 | 0 | 0 |  | 25402796 | 0 | 0 | 0
| 507 | RENTS | 3: 0 | [9 empty] | 0 | 0 | 0 | 0
| 509 | ALLOWANCES | 3: 0 | [9 empty] | 0 | 0 | 0 | 0
| Total Steam Power Operation Expenses |  |  |  | 358419620 | 46563822.3525 | 311855797.6475 | 0 |  | 0 | 0 | 0 |  | 0 | 0 | 0 |  | 46563822.3525 | 311855797.6475 | 0 | 0
0
| Steam Power Generation Maintenance Expenses | [19 empty] | 0
| 510 | MAINTENANCE SUPERVISION & ENGINEERING | LBSUB2 | 9 | 12501304 | 1358608.4017 | 11142695.5983 | 0 |  | 0 | 0 | 0 |  | 0 | 0 | 0 |  | 1358608.4017 | 11142695.5983 | 0 | 0
| 511 | MAINTENANCE OF STRUCTURES | PROD | 18 | 10051562 | 10051562 | 0 | 0 |  | 0 | 0 | 0 |  | 0 | 0 | 0 |  | 10051562 | 0 | 0 | 0
| 512 | MAINTENANCE OF BOILER PLANT | Energy | DIR | 48391532 |  | 48391532 | [10 empty] | 0 | 48391532 | 0 | 0
| 513 | MAINTENANCE OF ELECTRIC PLANT | Energy | DIR | 12209687 |  | 12209687 | [10 empty] | 0 | 12209687 | 0 | 0
| 514 | MAINTENANCE OF MISC STEAM PLANT | Energy | DIR | 3446376 |  | 3446376 | [10 empty] | 0 | 3446376 | 0 | 0
| Total Steam Power Generation Maintenance Expense |  |  |  | 86600461 | 11410170.4017 | 75190290.5983 | 0 |  | 0 | 0 | 0 |  | 0 | 0 | 0 |  | 11410170.4017 | 75190290.5983 | 0 | 0
0
| Total Steam Power Generation Expense |  |  |  | 445020081 | 57973992.7542 | 387046088.2458 | 0 |  | 0 | 0 | 0 |  | 0 | 0 | 0 |  | 57973992.7542 | 387046088.2458 | 0 | 0
0
| Hydraulic Power Generation Operation Expenses | [19 empty] | 0
| 535 | OPERATION SUPERVISION & ENGINEERING | 1: LBSUB3; 2: 10; 3: 0 | [9 empty] | 0 | 0 | 0 | 0
| 536 | WATER FOR POWER | 1: PROFIX; 2: #N/A; 3: 0 | [9 empty] | 0 | 0 | 0 | 0
| 537 | HYDRAULIC EXPENSES | 1: PROFIX; 2: #N/A; 3: 0 | [9 empty] | 0 | 0 | 0 | 0
| 538 | ELECTRIC EXPENSES | 1: PROFIX; 2: #N/A; 3: 0 | [9 empty] | 0 | 0 | 0 | 0
| 539 | MISC. HYDRAULIC POWER EXPENSES | PROD | 18 | 10609 | 10609 | 0 | 0 |  | 0 | 0 | 0 |  | 0 | 0 | 0 |  | 10609 | 0 | 0 | 0
| 540 | RENTS | 1: PROFIX; 2: #N/A; 3: 0 | [9 empty] | 0 | 0 | 0 | 0
| Total Hydraulic Power Operation Expenses |  |  |  | 10609 | 10609 | 0 | 0 |  | 0 | 0 | 0 |  | 0 | 0 | 0 |  | 10609 | 0 | 0 | 0
0
| Hydraulic Power Generation Maintenance Expenses | [19 empty] | 0
| 541 | MAINTENANCE SUPERVISION & ENGINEERING | LBSUB4 | 11 | 182692 | 119576.6353 | 63115.3647 | 0 |  | 0 | 0 | 0 |  | 0 | 0 | 0 |  | 119576.6353 | 63115.3647 | 0 | 0
| 542 | MAINTENANCE OF STRUCTURES | PROD | 18 | 163428 | 163428 | 0 | 0 |  | 0 | 0 | 0 |  | 0 | 0 | 0 |  | 163428 | 0 | 0 | 0
| 543 | MAINT. OF RESERVES, DAMS, AND WATERWAYS | PROD | 18 | 25704 | 25704 | 0 | 0 |  | 0 | 0 | 0 |  | 0 | 0 | 0 |  | 25704 | 0 | 0 | 0
| 544 | MAINTENANCE OF ELECTRIC PLANT | Energy | DIR | 75495 |  | 75495 | [10 empty] | 0 | 75495 | 0 | 0
| 545 | MAINTENANCE OF MISC HYDRAULIC PLANT | Energy | DIR | 131530 |  | 131530 | [10 empty] | 0 | 131530 | 0 | 0
| Total Hydraulic Power Generation Maint. Expense |  |  |  | 578849 | 308708.6353 | 270140.3647 | 0 |  | 0 | 0 | 0 |  | 0 | 0 | 0 |  | 308708.6353 | 270140.3647 | 0 | 0
0
| Total Hydraulic Power Generation Expense |  |  |  | 589458 | 319317.6353 | 270140.3647 | 0 |  | 0 | 0 | 0 |  | 0 | 0 | 0 |  | 319317.6353 | 270140.3647 | 0 | 0
0
| Other Power Generation Operation Expense | [19 empty] | 0
| 546 | OPERATION SUPERVISION & ENGINEERING | LBSUB5 | 12 | 647260 | 647260 | 0 | 0 |  | 0 | 0 | 0 |  | 0 | 0 | 0 |  | 647260 | 0 | 0 | 0
| 547 | FUEL | Energy | DIR | 107114208 |  | 107114208 | [10 empty] | 0 | 107114208 | 0 | 0
| 548 | GENERATION EXPENSE | PROD | 18 | 682059 | 682059 | 0 | 0 |  | 0 | 0 | 0 |  | 0 | 0 | 0 |  | 682059 | 0 | 0 | 0
| 549 | MISC OTHER POWER GENERATION | PROD | 18 | 5376587 | 5376587 | 0 | 0 |  | 0 | 0 | 0 |  | 0 | 0 | 0 |  | 5376587 | 0 | 0 | 0
| 550 | RENTS | PROD | 18 | 9693 | 9693 | 0 | 0 |  | 0 | 0 | 0 |  | 0 | 0 | 0 |  | 9693 | 0 | 0 | 0
| Total Other Power Generation Expenses |  |  |  | 113829807 | 6715599 | 107114208 | 0 |  | 0 | 0 | 0 |  | 0 | 0 | 0 |  | 6715599 | 107114208 | 0 | 0
0
| Other Power Generation Maintenance Expense | [19 empty] | 0
| 551 | MAINTENANCE SUPERVISION & ENGINEERING | PROD | 18 | 911492 | 911492 | 0 | 0 |  | 0 | 0 | 0 |  | 0 | 0 | 0 |  | 911492 | 0 | 0 | 0
| 552 | MAINTENANCE OF STRUCTURES | PROD | 18 | 876396 | 876396 | 0 | 0 |  | 0 | 0 | 0 |  | 0 | 0 | 0 |  | 876396 | 0 | 0 | 0
| 553 | MAINTENANCE OF GENERATING & ELEC PLANT | PROD | 18 | 7236966 | 7236966 | 0 | 0 |  | 0 | 0 | 0 |  | 0 | 0 | 0 |  | 7236966 | 0 | 0 | 0
| 554 | MAINTENANCE OF MISC OTHER POWER GEN PLT | PROD | 18 | 5979786 | 5979786 | 0 | 0 |  | 0 | 0 | 0 |  | 0 | 0 | 0 |  | 5979786 | 0 | 0 | 0
| Total Other Power Generation Maintenance Expense |  |  |  | 15004640 | 15004640 | 0 | 0 |  | 0 | 0 | 0 |  | 0 | 0 | 0 |  | 15004640 | 0 | 0 | 0
0
| Total Other Power Generation Expense |  |  |  | 128834447 | 21720239 | 107114208 | 0 |  | 0 | 0 | 0 |  | 0 | 0 | 0 |  | 21720239 | 107114208 | 0 | 0
0
| Total Station Expense |  |  |  | 574443986 | 80013549.3895 | 494430436.6105 | 0 |  | 0 | 0 | 0 |  | 0 | 0 | 0 |  | 80013549.3895 | 494430436.6105 | 0 | 0
0
| Other Power Supply Expenses | [19 empty] | 0
| 555 | PURCHASED POWER | OMPP | 21 | 48544007 | 9572612.2559 | 38971394.7441 | 0 |  | 0 | 0 | 0 |  | 0 | 0 | 0 |  | 9572612.2559 | 38971394.7441 | 0 | 0
| 555 | PURCHASED POWER OPTIONS | PROD | 18 |  | 0 | 0 | 0 |  | 0 | 0 | 0 |  | 0 | 0 | 0 |  | 0 | 0 | 0 | 0
| 555 | BROKERAGE FEES | PROD | 18 |  | 0 | 0 | 0 |  | 0 | 0 | 0 |  | 0 | 0 | 0 |  | 0 | 0 | 0 | 0
| 555 | MISO TRANSMISSION EXPENSES | PROD | 18 |  | 0 | 0 | 0 |  | 0 | 0 | 0 |  | 0 | 0 | 0 |  | 0 | 0 | 0 | 0
| 556 | SYSTEM CONTROL AND LOAD DISPATCH | PROD | 18 | 2300266 | 2300266 | 0 | 0 |  | 0 | 0 | 0 |  | 0 | 0 | 0 |  | 2300266 | 0 | 0 | 0
| 557 | OTHER EXPENSES | PROD | 18 | 154987 | 154987 | 0 | 0 |  | 0 | 0 | 0 |  | 0 | 0 | 0 |  | 154987 | 0 | 0 | 0
| Total Other Power Supply Expenses |  |  |  | 50999260 | 12027865.2559 | 38971394.7441 | 0 |  | 0 | 0 | 0 |  | 0 | 0 | 0 |  | 12027865.2559 | 38971394.7441 | 0 | 0
0
| Total Electric Power Generation Expenses |  |  |  | 625443246 | 92041414.6454 | 533401831.3546 | 0 |  | 0 | 0 | 0 |  | 0 | 0 | 0 |  | 92041414.6454 | 533401831.3546 | 0 | 0
0
0
| Transmission Expenses | [19 empty] | 0
| 560 | OPERATION SUPERVISION AND ENG | 1: LBTRAN; 2: 13; 3: 1854542 |  | 1854542 | [7 empty] | 1854542 | 0 | 0 | 0
| 561 | LOAD DISPATCHING | 1: LBTRAN; 2: 13; 3: 4510239 |  | 4510239 | [7 empty] | 4510239 | 0 | 0 | 0
| 562 | STATION EXPENSES | 1: LBTRAN; 2: 13; 3: 1170142 |  | 1170142 | [7 empty] | 1170142 | 0 | 0 | 0
| 563 | OVERHEAD LINE EXPENSES | 1: LBTRAN; 2: 13; 3: 1105850 |  | 1105850 | [7 empty] | 1105850 | 0 | 0 | 0
| 565 | TRANSMISSION OF ELECTRICITY BY OTHERS | 1: LBTRAN; 2: 13; 3: 2766380 |  | 2766380 | [7 empty] | 2766380 | 0 | 0 | 0
| 566 | MISC. TRANSMISSION EXPENSES | 1: PTRAN; 2: 3; 3: 24246266 |  | 24246266 | [7 empty] | 24246266 | 0 | 0 | 0
| 567 | RENTS | 1: PTRAN; 2: 3; 3: 169306 |  | 169306 | [7 empty] | 169306 | 0 | 0 | 0
| 568 | MAINTENACE SUPERVISION AND ENG | 1: LBTRAN; 2: 13; 3: 0 |  | 0 | [7 empty] | 0 | 0 | 0 | 0
| 569 | STRUCTURES | 1: LBTRAN; 2: 13; 3: 0 |  | 0 | [7 empty] | 0 | 0 | 0 | 0
| 570 | MAINT OF STATION EQUIPMENT | 1: LBTRAN; 2: 13; 3: 1969589 |  | 1969589 | [7 empty] | 1969589 | 0 | 0 | 0
| 571 | MAINT OF OVERHEAD LINES | 1: LBTRAN; 2: 13; 3: 10707630 |  | 10707630 | [7 empty] | 10707630 | 0 | 0 | 0
| 572 | UNDERGROUND LINES | 1: LBTRAN; 2: 13; 3: 0 |  | 0 | [7 empty] | 0 | 0 | 0 | 0
| 573 | MISC PLANT | 1: PTRAN; 2: 3; 3: 217390 |  | 217390 | [7 empty] | 217390 | 0 | 0 | 0
| 575 | MISO DAY 1&2 EXPENSE | 1: PTRAN; 2: 3; 3: 0 |  | 0 | [7 empty] | 0 | 0 | 0 | 0
| Total Transmission Expenses |  |  |  | 48717334 | 0 | 0 | 0 |  | 48717334 | 0 | 0 |  | 0 | 0 | 0 |  | 48717334 | 0 | 0 | 0
0
| Distribution Operation Expense | [19 empty] | 0
| 580 | OPERATION SUPERVISION AND ENGI | LBDO | 14 | 1911255 | 0 | 0 | 0 |  | 0 | 0 | 0 |  | 586725.6758 | 0 | 1324529.3242 |  | 586725.6758 | 0 | 1324529.3242 | 0
| 581 | LOAD DISPATCHING | Acct 362 |  | 438256 | 0 | 0 | 0 |  | 0 | 0 | 0 |  | 438256 | 0 | 0 |  | 438256 | 0 | 0 | 0
| 582 | STATION EXPENSES | Acct 362 |  | 2231084 | 0 | 0 | 0 |  | 0 | 0 | 0 |  | 2231084 | 0 | 0 |  | 2231084 | 0 | 0 | 0
| 583 | OVERHEAD LINE EXPENSES | Acct 365 |  | 6598429 | 0 | 0 | 0 |  | 0 | 0 | 0 |  | 2376094.2829 | 0 | 4222334.7171 |  | 2376094.2829 | 0 | 4222334.7171 | 0
| 584 | UNDERGROUND LINE EXPENSES | Acct 367 |  | 41724 | 0 | 0 | 0 |  | 0 | 0 | 0 |  | 10481.0688 | 0 | 31242.9312 |  | 10481.0688 | 0 | 31242.9312 | 0
| 585 | STREET LIGHTING EXPENSE | 3: 0 | [9 empty] | 0 | 0 | 0 | 0
| 586 | METER EXPENSES | Acct 370 |  | 9700980 | 0 | 0 | 0 |  | 0 | 0 | 0 |  | 0 | 0 | 9700980 |  | 0 | 0 | 9700980 | 0
| 586 | METER EXPENSES - LOAD MANAGEMENT | 3: 0 | [9 empty] | 0 | 0 | 0 | 0
| 587 | CUSTOMER INSTALLATIONS EXPENSE | 3: 0 | [9 empty] | 0 | 0 | 0 | 0
| 588 | MISCELLANEOUS DISTRIBUTION EXP | PDIST | 2 | 8491579 | 0 | 0 | 0 |  | 0 | 0 | 0 |  | 3561041.7364 | 0 | 4930537.2636 |  | 3561041.7364 | 0 | 4930537.2636 | 0
| 588 | MISC DISTR EXP -- MAPPIN | 1: PDIST; 2: 2; 3: 0 | [9 empty] | 0 | 0 | 0 | 0
| 589 | RENTS | 1: PDIST; 2: 2; 3: 0 | [9 empty] | 0 | 0 | 0 | 0
| Total Distribution Operation Expense |  |  |  | 29413307 | 0 | 0 | 0 |  | 0 | 0 | 0 |  | 9203682.7639 | 0 | 20209624.2361 |  | 9203682.7639 | 0 | 20209624.2361 | 0
0
| Distribution Maintenance Expense | [19 empty] | 0
| 590 | MAINTENANCE SUPERVISION AND EN | LBDM | 15 | 50915 | 0 | 0 | 0 |  | 0 | 0 | 0 |  | 20954.3679 | 0 | 29960.6321 |  | 20954.3679 | 0 | 29960.6321 | 0
| 591 | STRUCTURES | 1: P362; 3: 0 | [9 empty] | 0 | 0 | 0 | 0
| 592 | MAINTENANCE OF STATION EQUIPME | Acct 362 |  | 1421212 | 0 | 0 | 0 |  | 0 | 0 | 0 |  | 1421212 | 0 | 0 |  | 1421212 | 0 | 0 | 0
| 593 | MAINTENANCE OF OVERHEAD LINES | Acct 365 |  | 28071515 | 0 | 0 | 0 |  | 0 | 0 | 0 |  | 10108552.5515 | 0 | 17962962.4485 |  | 10108552.5515 | 0 | 17962962.4485 | 0
| 594 | MAINTENANCE OF UNDERGROUND LIN | Acct 367 |  | 483282 | 0 | 0 | 0 |  | 0 | 0 | 0 |  | 121400.4384 | 0 | 361881.5616 |  | 121400.4384 | 0 | 361881.5616 | 0
| 595 | MAINTENANCE OF LINE TRANSFORME | Acct 368 |  | 106084 | 0 | 0 | 0 |  | 0 | 0 | 0 |  | 57943.2136 | 0 | 48140.7864 |  | 57943.2136 | 0 | 48140.7864 | 0
| 596 | MAINTENANCE OF ST LIGHTS & SIG SYSTEMS | 1: P373; 3: 0 | [9 empty] | 0 | 0 | 0 | 0
| 597 | MAINTENANCE OF METERS | Acct 370 |  | 28 | 0 | 0 | 0 |  | 0 | 0 | 0 |  | 0 | 0 | 28 |  | 0 | 0 | 28 | 0
| 598 | MISCELLANEOUS DISTRIBUTION EXPENSES | PDIST | 2 | 584150 | 0 | 0 | 0 |  | 0 | 0 | 0 |  | 244970.0498 | 0 | 339179.9502 |  | 244970.0498 | 0 | 339179.9502 | 0
| Total Distribution Maintenance Expense |  |  |  | 30717186 | 0 | 0 | 0 |  | 0 | 0 | 0 |  | 11975032.6212 | 0 | 18742153.3788 |  | 11975032.6212 | 0 | 18742153.3788 | 0
0
| Total Distribution Operation and Maintenance Expenses |  |  |  | 60130493 | 0 | 0 | 0 |  | 0 | 0 | 0 |  | 21178715.3851 | 0 | 38951777.6149 |  | 21178715.3851 | 0 | 38951777.6149 | 0
0
| Transmission and Distribution Expenses |  |  |  | 108847827 | 0 | 0 | 0 |  | 48717334 | 0 | 0 |  | 21178715.3851 | 0 | 38951777.6149 |  | 69896049.3851 | 0 | 38951777.6149 | 0
0
| Production, Transmission and Distribution Expenses |  |  |  | 734291073 | 92041414.6454 | 533401831.3546 | 0 |  | 48717334 | 0 | 0 |  | 21178715.3851 | 0 | 38951777.6149 |  | 161937464.0306 | 533401831.3546 | 38951777.6149 | 0
0
| Customer Accounts Expense | [19 empty] | 0
| 901 | SUPERVISION/CUSTOMER ACCTS | 2: DIR; 3: 4235757 | [7 empty] | 4235757 |  | 0 | 0 | 4235757 | 0
| 902 | METER READING EXPENSES | 2: DIR; 3: 9902132 | [7 empty] | 9902132 |  | 0 | 0 | 9902132 | 0
| 903 | RECORDS AND COLLECTION | 2: DIR; 3: 21487653 | [7 empty] | 21487653 |  | 0 | 0 | 21487653 | 0
| 904 | UNCOLLECTIBLE ACCOUNTS | 2: DIR; 3: 4646049 | [7 empty] | 4646049 |  | 0 | 0 | 4646049 | 0
| 905 | MISC CUST ACCOUNTS | 2: DIR; 3: 165801 | [7 empty] | 165801 |  | 0 | 0 | 165801 | 0
| Total Customer Accounts Expense |  |  |  | 40437392 | 0 | 0 | 0 |  | 0 | 0 | 0 |  | 0 | 0 | 40437392 |  | 0 | 0 | 40437392 | 0
0
| Customer Service Expense | [19 empty] | 0
| 907 | SUPERVISION | 2: DIR; 3: 368993 | [7 empty] | 368993 |  | 0 | 0 | 368993 | 0
| 908 | CUSTOMER ASSISTANCE EXPENSES | 2: DIR; 3: 1252447 | [7 empty] | 1252447 |  | 0 | 0 | 1252447 | 0
| 908 | CUSTOMER ASSISTANCE EXP-INCENTIVES | 3: 0 | [7 empty] | 0 |  | 0 | 0 | 0 | 0
| 909 | INFORMATIONAL AND INSTRUCTIONA | 2: DIR; 3: 1698677 | [7 empty] | 1698677 |  | 0 | 0 | 1698677 | 0
| 909 | INFORM AND INSTRUC -LOAD MGMT | 3: 0 | [7 empty] | 0 |  | 0 | 0 | 0 | 0
| 910 | MISCELLANEOUS CUSTOMER SERVICE | 2: DIR; 3: 1818935 | [7 empty] | 1818935 |  | 0 | 0 | 1818935 | 0
| 911 | DEMONSTRATION AND SELLING EXP | 3: 0 | [7 empty] | 0 |  | 0 | 0 | 0 | 0
| 912 | DEMONSTRATION AND SELLING EXP | 2: DIR; 3: 121604 | [7 empty] | 121604 |  | 0 | 0 | 121604 | 0
| 913 | ADVERTISING EXPENSES | 3: 0 | [7 empty] | 0 |  | 0 | 0 | 0 | 0
| 916 | MISC SALES EXPENSE | 3: 0 | [7 empty] | 0 |  | 0 | 0 | 0 | 0
| Total Customer Service Expense |  |  |  | 5260656 | 0 | 0 | 0 |  | 0 | 0 | 0 |  | 0 | 0 | 5260656 |  | 0 | 0 | 5260656 | 0
0
| Sub-Total Prod, Trans, Dist, Cust Acct and Cust Service |  |  |  | 779989121 | 92041414.6454 | 533401831.3546 | 0 |  | 48717334 | 0 | 0 |  | 21178715.3851 | 0 | 84649825.6149 |  | 161937464.0306 | 533401831.3546 | 84649825.6149 | 0
0
| Administrative and General Expense | [19 empty] | 0
| 920 | ADMIN. & GEN. SALARIES- | LBSUB7 | 16 | 32982894 | 10837882.27 | 7424569.8271 | 0 |  | 2365588.9951 | 0 | 0 |  | 2168964.616 | 0 | 10185888.2918 |  | 15372435.8811 | 7424569.8271 | 10185888.2918 | 0
| 921 | OFFICE SUPPLIES AND EXPENSES | LBSUB7 | 16 | 10307282 | 3386880.1458 | 2320206.7998 | 0 |  | 739255.7144 | 0 | 0 |  | 677809.8352 | 0 | 3183129.5048 |  | 4803945.6954 | 2320206.7998 | 3183129.5048 | 0
| 922 | ADMINISTRATIVE EXPENSES TRANSFERRED | LBSUB7 | 16 | -6211522 | -2041050.2533 | -1398236.2743 | 0 |  | -445500.8734 | 0 | 0 |  | -408471.4771 | 0 | -1918263.1219 |  | -2895022.6038 | -1398236.2743 | -1918263.1219 | 0
| 923 | OUTSIDE SERVICES EMPLOYED | LBSUB7 | 16 | 21332833 | 7009777.0238 | 4802098.5733 | 0 |  | 1530026.8975 | 0 | 0 |  | 1402853.2468 | 0 | 6588077.2586 |  | 9942657.1681 | 4802098.5733 | 6588077.2586 | 0
| 924 | PROPERTY INSURANCE | TUP | 23 | 8726372 | 5439382.9947 | 0 | 0 |  | 1243595.9791 | 0 | 0 |  | 856920.4679 | 0 | 1186472.5583 |  | 7539899.4417 | 0 | 1186472.5583 | 0
| 925 | INJURIES AND DAMAGES - INSURAN | LBSUB7 | 16 | 4777652 | 1569893.4697 | 1075466.9037 | 0 |  | 342661.2896 | 0 | 0 |  | 314179.7726 | 0 | 1475450.5644 |  | 2226734.5319 | 1075466.9037 | 1475450.5644 | 0
| 926 | EMPLOYEE BENEFITS | LBSUB7 | 16 | 31473418 | 10341882.0349 | 7084781.27 | 0 |  | 2257326.8209 | 0 | 0 |  | 2069701.0392 | 0 | 9719726.835 |  | 14668909.895 | 7084781.27 | 9719726.835 | 0
| 928 | REGULATORY COMMISSION FEES | TUP | 23 | 851305 | 530641.3639 | 0 | 0 |  | 121319.5444 | 0 | 0 |  | 83597.2474 | 0 | 115746.8443 |  | 735558.1557 | 0 | 115746.8443 | 0
| 929 | DUPLICATE CHARGES | LBSUB7 | 16 | 0 | 0 | 0 | 0 |  | 0 | 0 | 0 |  | 0 | 0 | 0 |  | 0 | 0 | 0 | 0
| 930 | MISCELLANEOUS GENERAL EXPENSES | LBSUB7 | 16 | 3314333 | 1089060.0096 | 746068.4556 | 0 |  | 237709.5737 | 0 | 0 |  | 217951.4934 | 0 | 1023543.4677 |  | 1544721.0767 | 746068.4556 | 1023543.4677 | 0
| 931 | RENTS AND LEASES | PT&D | 1 | 3079062 | 1937732.0377 | 0 | 0 |  | 419450.578 | 0 | 0 |  | 302728.4579 | 0 | 419150.9264 |  | 2659911.0736 | 0 | 419150.9264 | 0
| 935 | MAINTENANCE OF GENERAL PLANT | PT&D | 1 | 1672323 | 1052435.4022 | 0 | 0 |  | 227815.1102 | 0 | 0 |  | 164420.1263 | 0 | 227652.3612 |  | 1444670.6388 | 0 | 227652.3612 | 0
| Total Administrative and General Expense |  |  |  | 112305952 | 41154516.4992 | 22054955.5552 | 0 |  | 9039249.6295 | 0 | 0 |  | 7850654.8256 | 0 | 32206575.4905 |  | 58044420.9543 | 22054955.5552 | 32206575.4905 | 0
0
| Total Operation and Maintenance Expenses |  |  |  | 892295073 | 133195931.1446 | 555456786.9098 | 0 |  | 57756583.6295 | 0 | 0 |  | 29029370.2108 | 0 | 116856401.1054 |  | 219981884.9849 | 555456786.9098 | 116856401.1054 | 0
0
| Operation and Maintenance Expenses Less Purchase Power |  |  |  | 843751066 | 123623318.8887 | 516485392.1657 | 0 |  | 57756583.6295 | 0 | 0 |  | 29029370.2108 | 0 | 116856401.1054 |  | 210409272.7289 | 516485392.1657 | 116856401.1054 | 0
0
Labor Expenses | [20 empty] | 0
0
| Labor - Steam Power Generation Operation Expenses | [19 empty] | 0
| 500 | OPERATION SUPERVISION & ENGINEERING | LBSUB1 | 8 | 4272282 | 3814694.5852 | 457587.4148 | 0 |  | 0 | 0 | 0 |  | 0 | 0 | 0 |  | 3814694.5852 | 457587.4148 | 0 | 0
| 501 | FUEL | Energy | DIR | 2438484 |  | 2438484 | [10 empty] | 0 | 2438484 | 0 | 0
| 502 | STEAM EXPENSES | PROD | 18 | 9649494 | 9649494 | 0 | 0 |  | 0 | 0 | 0 |  | 0 | 0 | 0 |  | 9649494 | 0 | 0 | 0
| 505 | ELECTRIC EXPENSES | PROD | 18 | 6673009 | 6673009 | 0 | 0 |  | 0 | 0 | 0 |  | 0 | 0 | 0 |  | 6673009 | 0 | 0 | 0
| 506 | MISC. STEAM POWER EXPENSES | PROD | 18 | 4006010 | 4006010 | 0 | 0 |  | 0 | 0 | 0 |  | 0 | 0 | 0 |  | 4006010 | 0 | 0 | 0
| 507 | RENTS | 3: 0 | [9 empty] | 0 | 0 | 0 | 0
| Total Steam Power Operation Expenses |  |  |  | 27039279 | 24143207.5852 | 2896071.4148 | 0 |  | 0 | 0 | 0 |  | 0 | 0 | 0 |  | 24143207.5852 | 2896071.4148 | 0 | 0
0
| Labor - Steam Power Generation Maintenance Expenses | [19 empty] | 0
| 510 | MAINTENANCE SUPERVISION & ENGINEERING | LBSUB2 | 9 | 11171048 | 1214039.7248 | 9957008.2752 | 0 |  | 0 | 0 | 0 |  | 0 | 0 | 0 |  | 1214039.7248 | 9957008.2752 | 0 | 0
| 511 | MAINTENANCE OF STRUCTURES | PROD | 18 | 1477460 | 1477460 | 0 | 0 |  | 0 | 0 | 0 |  | 0 | 0 | 0 |  | 1477460 | 0 | 0 | 0
| 512 | MAINTENANCE OF BOILER PLANT | Energy | DIR | 9693149 |  | 9693149 | [10 empty] | 0 | 9693149 | 0 | 0
| 513 | MAINTENANCE OF ELECTRIC PLANT | Energy | DIR | 1990323 |  | 1990323 | [10 empty] | 0 | 1990323 | 0 | 0
| 514 | MAINTENANCE OF MISC STEAM PLANT | Energy | DIR | 433991 |  | 433991 | [10 empty] | 0 | 433991 | 0 | 0
| Total Steam Power Generation Maintenance Expense |  |  |  | 24765971 | 2691499.7248 | 22074471.2752 | 0 |  | 0 | 0 | 0 |  | 0 | 0 | 0 |  | 2691499.7248 | 22074471.2752 | 0 | 0
0
| Total Steam Power Generation Expense |  |  |  | 51805250 | 26834707.31 | 24970542.69 | 0 |  | 0 | 0 | 0 |  | 0 | 0 | 0 |  | 26834707.31 | 24970542.69 | 0 | 0
0
| Labor - Hydraulic Power Generation Operation Expenses | [19 empty] | 0
| 535 | OPERATION SUPERVISION & ENGINEERING | 1: F021; 2: #N/A; 3: 0 | [9 empty] | 0 | 0 | 0 | 0
| 536 | WATER FOR POWER | 1: PROFIX; 2: #N/A; 3: 0 | [9 empty] | 0 | 0 | 0 | 0
| 537 | HYDRAULIC EXPENSES | 1: PROFIX; 2: #N/A; 3: 0 | [9 empty] | 0 | 0 | 0 | 0
| 538 | ELECTRIC EXPENSES | 1: PROFIX; 2: #N/A; 3: 0 | [9 empty] | 0 | 0 | 0 | 0
| 539 | MISC. HYDRAULIC POWER EXPENSES | 1: PROFIX; 2: #N/A; 3: 0 | [9 empty] | 0 | 0 | 0 | 0
| 540 | RENTS | 1: PROFIX; 2: #N/A; 3: 0 | [9 empty] | 0 | 0 | 0 | 0
| Total Hydraulic Power Operation Expenses |  |  |  | 0 | 0 | 0 | 0 |  | 0 | 0 | 0 |  | 0 | 0 | 0 |  | 0 | 0 | 0 | 0
0
| Labor - Hydraulic Power Generation Maintenance Expenses | [19 empty] | 0
| 541 | MAINTENANCE SUPERVISION & ENGINEERING | LBSUB4 | 11 | 160360 | 104959.7642 | 55400.2358 | 0 |  | 0 | 0 | 0 |  | 0 | 0 | 0 |  | 104959.7642 | 55400.2358 | 0 | 0
| 542 | MAINTENANCE OF STRUCTURES | PROD | 18 | 43386 | 43386 | 0 | 0 |  | 0 | 0 | 0 |  | 0 | 0 | 0 |  | 43386 | 0 | 0 | 0
| 543 | MAINT. OF RESERVES, DAMS, AND WATERWAYS | PROD | 18 | 911 | 911 | 0 | 0 |  | 0 | 0 | 0 |  | 0 | 0 | 0 |  | 911 | 0 | 0 | 0
| 544 | MAINTENANCE OF ELECTRIC PLANT | Energy | DIR | 22712 |  | 22712 | [10 empty] | 0 | 22712 | 0 | 0
| 545 | MAINTENANCE OF MISC HYDRAULIC PLANT | Energy | DIR | 669 |  | 669 | [10 empty] | 0 | 669 | 0 | 0
| Total Hydraulic Power Generation Maint. Expense |  |  |  | 228038 | 149256.7642 | 78781.2358 | 0 |  | 0 | 0 | 0 |  | 0 | 0 | 0 |  | 149256.7642 | 78781.2358 | 0 | 0
0
| Total Hydraulic Power Generation Expense |  |  |  | 228038 | 149256.7642 | 78781.2358 | 0 |  | 0 | 0 | 0 |  | 0 | 0 | 0 |  | 149256.7642 | 78781.2358 | 0 | 0
0
0
| Labor - Other Power Generation Operation Expense | [19 empty] | 0
| 546 | OPERATION SUPERVISION & ENGINEERING | PROD | 18 | 527544 | 527544 | 0 | 0 |  | 0 | 0 | 0 |  | 0 | 0 | 0 |  | 527544 | 0 | 0 | 0
| 547 | FUEL | 1: Energy; 3: 0 | [9 empty] | 0 | 0 | 0 | 0
| 548 | GENERATION EXPENSE | PROD | 18 | 383627 | 383627 | 0 | 0 |  | 0 | 0 | 0 |  | 0 | 0 | 0 |  | 383627 | 0 | 0 | 0
| 549 | MISC OTHER POWER GENERATION | PROD | 18 | 2757670 | 2757670 | 0 | 0 |  | 0 | 0 | 0 |  | 0 | 0 | 0 |  | 2757670 | 0 | 0 | 0
| 550 | RENTS | 1: PROFIX; 3: 0 | [9 empty] | 0 | 0 | 0 | 0
| Total Other Power Generation Expenses |  |  |  | 3668841 | 3668841 | 0 | 0 |  | 0 | 0 | 0 |  | 0 | 0 | 0 |  | 3668841 | 0 | 0 | 0
0
| Labor -Other Power Generation Maintenance Expense | [19 empty] | 0
| 551 | MAINTENANCE SUPERVISION & ENGINEERING | PROD | 18 | 732436 | 732436 | 0 | 0 |  | 0 | 0 | 0 |  | 0 | 0 | 0 |  | 732436 | 0 | 0 | 0
| 552 | MAINTENANCE OF STRUCTURES | PROD | 18 | 351927 | 351927 | 0 | 0 |  | 0 | 0 | 0 |  | 0 | 0 | 0 |  | 351927 | 0 | 0 | 0
| 553 | MAINTENANCE OF GENERATING & ELEC PLANT | PROD | 18 | 1277077 | 1277077 | 0 | 0 |  | 0 | 0 | 0 |  | 0 | 0 | 0 |  | 1277077 | 0 | 0 | 0
| 554 | MAINTENANCE OF MISC OTHER POWER GEN PLT | PROD | 18 | 1287143 | 1287143 | 0 | 0 |  | 0 | 0 | 0 |  | 0 | 0 | 0 |  | 1287143 | 0 | 0 | 0
| Total Other Power Generation Maintenance Expense |  |  |  | 3648583 | 3648583 | 0 | 0 |  | 0 | 0 | 0 |  | 0 | 0 | 0 |  | 3648583 | 0 | 0 | 0
0
| Total Other Power Generation Expense |  |  |  | 7317424 | 7317424 | 0 | 0 |  | 0 | 0 | 0 |  | 0 | 0 | 0 |  | 7317424 | 0 | 0 | 0
0
| Total Production Expense |  |  |  | 59350712 | 34301388.0742 | 25049323.9258 | 0 |  | 0 | 0 | 0 |  | 0 | 0 | 0 |  | 34301388.0742 | 25049323.9258 | 0 | 0
0
| Labor - Purchased Power | [19 empty] | 0
| 555 | PURCHASED POWER | 1: OMPP; 2: 21; 3: 0 | [9 empty] | 0 | 0 | 0 | 0
| 556 | SYSTEM CONTROL AND LOAD DISPATCH | PROD | 18 | 2263912 | 2263912 | 0 | 0 |  | 0 | 0 | 0 |  | 0 | 0 | 0 |  | 2263912 | 0 | 0 | 0
| 557 | OTHER EXPENSES | 1: PROFIX; 2: #N/A; 3: 0 | [9 empty] | 0 | 0 | 0 | 0
| Total Purchased Power Labor |  |  |  | 2263912 | 2263912 | 0 | 0 |  | 0 | 0 | 0 |  | 0 | 0 | 0 |  | 2263912 | 0 | 0 | 0
0
Labor Expenses (Continued) | [20 empty] | 0
0
| Transmission Labor Expenses | [19 empty] | 0
| 560 | OPERATION SUPERVISION AND ENG | 2: DIR; 3: 1591418 |  | 1591418 | [7 empty] | 1591418 | 0 | 0 | 0
| 561 | LOAD DISPATCHING | 2: DIR; 3: 4089959 |  | 4089959 | [7 empty] | 4089959 | 0 | 0 | 0
| 562 | STATION EXPENSES | 2: DIR; 3: 424026 |  | 424026 | [7 empty] | 424026 | 0 | 0 | 0
| 563 | OVERHEAD LINE EXPENSES | 2: DIR; 3: 45989 |  | 45989 | [7 empty] | 45989 | 0 | 0 | 0
| 566 | MISC. TRANSMISSION EXPENSES | 2: DIR; 3: 0 |  | 0 | [7 empty] | 0 | 0 | 0 | 0
| 568 | MAINTENACE SUPERVISION AND ENG | 2: DIR; 3: 393950 |  | 393950 | [7 empty] | 393950 | 0 | 0 | 0
| 570 | MAINT OF STATION EQUIPMENT | 2: DIR; 3: 0 |  | 0 | [7 empty] | 0 | 0 | 0 | 0
| 571 | MAINT OF OVERHEAD LINES | 2: DIR; 3: 0 |  | 0 | [7 empty] | 0 | 0 | 0 | 0
| 572 | UNDERGROUND LINES | 2: DIR; 3: 1126679 |  | 1126679 | [7 empty] | 1126679 | 0 | 0 | 0
| 573 | MISC PLANT | 2: DIR; 3: 309102 |  | 309102 | [7 empty] | 309102 | 0 | 0 | 0
| Total Transmission Labor Expenses |  |  |  | 7981123 | 0 | 0 | 0 |  | 7981123 | 0 | 0 |  | 0 | 0 | 0 |  | 7981123 | 0 | 0 | 0
0
| Distribution Operation Labor Expense | [19 empty] | 0
| 580 | OPERATION SUPERVISION AND ENGI | FO23 | 22 | 1268655 | 0 | 0 | 0 |  | 0 | 0 | 0 |  | 389457.431 | 0 | 879197.569 |  | 389457.431 | 0 | 879197.569 | 0
| 581 | LOAD DISPATCHING | Acct 362 |  | 335815 | 0 | 0 | 0 |  | 0 | 0 | 0 |  | 335815 | 0 | 0 |  | 335815 | 0 | 0 | 0
| 582 | STATION EXPENSES | Acct 362 |  | 1155025 | 0 | 0 | 0 |  | 0 | 0 | 0 |  | 1155025 | 0 | 0 |  | 1155025 | 0 | 0 | 0
| 583 | OVERHEAD LINE EXPENSES | Acct 365 |  | 3066624 | 0 | 0 | 0 |  | 0 | 0 | 0 |  | 1104291.3024 | 0 | 1962332.6976 |  | 1104291.3024 | 0 | 1962332.6976 | 0
| 584 | UNDERGROUND LINE EXPENSES | Acct 367 |  | 28983 | 0 | 0 | 0 |  | 0 | 0 | 0 |  | 7280.5296 | 0 | 21702.4704 |  | 7280.5296 | 0 | 21702.4704 | 0
| 585 | STREET LIGHTING EXPENSE | 1: P371; 3: 0 | [9 empty] | 0 | 0 | 0 | 0
| 586 | METER EXPENSES | Acct 370 |  | 5005004 | 0 | 0 | 0 |  | 0 | 0 | 0 |  | 0 | 0 | 5005004 |  | 0 | 0 | 5005004 | 0
| 586 | METER EXPENSES - LOAD MANAGEMENT | 1: F012; 3: 0 | [9 empty] | 0 | 0 | 0 | 0
| 587 | CUSTOMER INSTALLATIONS EXPENSE | 1: P371; 3: 0 | [9 empty] | 0 | 0 | 0 | 0
| 588 | MISCELLANEOUS DISTRIBUTION EXP | PDIST | 2 | 3043460 | 0 | 0 | 0 |  | 0 | 0 | 0 |  | 1276310.1048 | 0 | 1767149.8952 |  | 1276310.1048 | 0 | 1767149.8952 | 0
| 589 | RENTS | PDIST | 2 | 0 | 0 | 0 | 0 |  | 0 | 0 | 0 |  | 0 | 0 | 0 |  | 0 | 0 | 0 | 0
| Total Distribution Operation Labor Expense |  |  |  | 13903566 | 0 | 0 | 0 |  | 0 | 0 | 0 |  | 4268179.3677 | 0 | 9635386.6323 |  | 4268179.3677 | 0 | 9635386.6323 | 0
0
| Distribution Maintenance Labor Expense | [19 empty] | 0
| 590 | MAINTENANCE SUPERVISION AND EN | 1: F024; 3: 0 | [9 empty] | 0 | 0 | 0 | 0
| 591 | MAINTENANCE OF STRUCTURES | 1: P362; 3: 0 | [9 empty] | 0 | 0 | 0 | 0
| 592 | MAINTENANCE OF STATION EQUIPME | Acct 362 |  | 622340 | 0 | 0 | 0 |  | 0 | 0 | 0 |  | 622340 | 0 | 0 |  | 622340 | 0 | 0 | 0
| 593 | MAINTENANCE OF OVERHEAD LINES | Acct 365 |  | 6481662 | 0 | 0 | 0 |  | 0 | 0 | 0 |  | 2334046.4862 | 0 | 4147615.5138 |  | 2334046.4862 | 0 | 4147615.5138 | 0
| 594 | MAINTENANCE OF UNDERGROUND LIN | Acct 367 |  | 248892 | 0 | 0 | 0 |  | 0 | 0 | 0 |  | 62521.6704 | 0 | 186370.3296 |  | 62521.6704 | 0 | 186370.3296 | 0
| 595 | MAINTENANCE OF LINE TRANSFORME | Acct 368 |  | 53407 | 0 | 0 | 0 |  | 0 | 0 | 0 |  | 29170.9703 | 0 | 24236.0297 |  | 29170.9703 | 0 | 24236.0297 | 0
| 596 | MAINTENANCE OF ST LIGHTS & SIG SYSTEMS | 1: P373; 3: 0 | [9 empty] | 0 | 0 | 0 | 0
| 597 | MAINTENANCE OF METERS | 1: P370; 3: 0 | [9 empty] | 0 | 0 | 0 | 0
| 598 | MAINTENANCE OF MISC DISTR PLANT | PDIST | 2 | 3541 | 0 | 0 | 0 |  | 0 | 0 | 0 |  | 1484.9593 | 0 | 2056.0407 |  | 1484.9593 | 0 | 2056.0407 | 0
| Total Distribution Maintenance Labor Expense |  |  |  | 7409842 | 0 | 0 | 0 |  | 0 | 0 | 0 |  | 3049564.0861 | 0 | 4360277.9139 |  | 3049564.0861 | 0 | 4360277.9139 | 0
0
| Total Distribution Operation and Maintenance Labor Expenses |  | PDIST | 2 | 21313408 | 0 | 0 | 0 | 0 | 0 | 0 | 0 | 0 | 7317743.4539 | 0 | 13995664.5461 | 0 | 7317743.4539 | 0 | 13995664.5461 | 0
0
| Transmission and Distribution Labor Expenses |  |  |  | 29294531 | 0 | 0 | 0 |  | 7981123 | 0 | 0 |  | 7317743.4539 | 0 | 13995664.5461 |  | 15298866.4539 | 0 | 13995664.5461 | 0
0
| Production, Transmission and Distribution Labor Expenses |  |  |  | 90909155 | 36565300.0742 | 25049323.9258 | 0 |  | 7981123 | 0 | 0 |  | 7317743.4539 | 0 | 13995664.5461 |  | 51864166.528 | 25049323.9258 | 13995664.5461 | 0
0
| Customer Accounts Expense | [19 empty] | 0
| 901 | SUPERVISION/CUSTOMER ACCTS | 2: DIR; 3: 4005700 | [7 empty] | 4005700 |  | 0 | 0 | 4005700 | 0
| 902 | METER READING EXPENSES | 2: DIR; 3: 752362 | [7 empty] | 752362 |  | 0 | 0 | 752362 | 0
| 903 | RECORDS AND COLLECTION | 2: DIR; 3: 13439006 | [7 empty] | 13439006 |  | 0 | 0 | 13439006 | 0
| 904 | UNCOLLECTIBLE ACCOUNTS | 3: 0 | [9 empty] | 0 | 0 | 0 | 0
| 905 | MISC CUST ACCOUNTS | 3: 0 | [9 empty] | 0 | 0 | 0 | 0
| Total Customer Accounts Labor Expense |  | LBCA |  | 18197068 | 0 | 0 | 0 |  | 0 | 0 | 0 |  | 0 | 0 | 18197068 |  | 0 | 0 | 18197068 | 0
0
| Customer Service Expense | [19 empty] | 0
| 907 | SUPERVISION | 1: F026; 2: DIR; 3: 350160 | [7 empty] | 350160 |  | 0 | 0 | 350160 | 0
| 908 | CUSTOMER ASSISTANCE EXPENSES | 1: F026; 2: DIR; 3: 1306105 | [7 empty] | 1306105 |  | 0 | 0 | 1306105 | 0
| 908 | CUSTOMER ASSISTANCE EXP-LOAD MGMT | 3: 0 | [7 empty] | 0 |  | 0 | 0 | 0 | 0
| 909 | INFORMATIONAL AND INSTRUCTIONA | 3: 0 | [7 empty] | 0 |  | 0 | 0 | 0 | 0
| 909 | INFORM AND INSTRUC -LOAD MGMT | 3: 0 | [7 empty] | 0 |  | 0 | 0 | 0 | 0
| 910 | MISCELLANEOUS CUSTOMER SERVICE | 1: F026; 2: DIR; 3: 516578 | [7 empty] | 516578 |  | 0 | 0 | 516578 | 0
| 911 | DEMONSTRATION AND SELLING EXP | 3: 0 | [7 empty] | 0 |  | 0 | 0 | 0 | 0
| 912 | DEMONSTRATION AND SELLING EXP | 3: 0 | [7 empty] | 0 |  | 0 | 0 | 0 | 0
| 913 | WATER HEATER - HEAT PUMP PROGRAM | 3: 0 | [7 empty] | 0 |  | 0 | 0 | 0 | 0
| 916 | MISC SALES EXPENSE | 3: 0 | [7 empty] | 0 |  | 0 | 0 | 0 | 0
| Total Customer Service Labor Expense |  | LBCS |  | 2172843 | 0 | 0 | 0 |  | 0 | 0 | 0 |  | 0 | 0 | 2172843 |  | 0 | 0 | 2172843 | 0
0
| Sub-Total Labor Exp |  | LBSUB7 |  | 111279066 | 36565300.0742 | 25049323.9258 | 0 |  | 7981123 | 0 | 0 |  | 7317743.4539 | 0 | 34365575.5461 |  | 51864166.528 | 25049323.9258 | 34365575.5461 | 0
0
| Administrative and General Expense | [19 empty] | 0
| 920 | ADMIN. & GEN. SALARIES- | LBSUB7 | 16 | 32982892 | 10837881.6128 | 7424569.3769 | 0 |  | 2365588.8516 | 0 | 0 |  | 2168964.4845 | 0 | 10185887.6741 |  | 15372434.9489 | 7424569.3769 | 10185887.6741 | 0
| 921 | OFFICE SUPPLIES AND EXPENSES | LBSUB7 | 16 | 4507 | 1480.9597 | 1014.5422 | 0 |  | 323.2497 | 0 | 0 |  | 296.3816 | 0 | 1391.8669 |  | 2100.5909 | 1014.5422 | 1391.8669 | 0
| 922 | ADMIN. EXPENSES TRANSFERRED - CREDIT | LBSUB7 | 16 | -4373143 | -1436975.4511 | -984410.4513 | 0 |  | -313649.2193 | 0 | 0 |  | -287579.1441 | 0 | -1350528.7341 |  | -2038203.8146 | -984410.4513 | -1350528.7341 | 0
| 923 | OUTSIDE SERVICES EMPLOYED | LBSUB7 | 16 | 0 | 0 | 0 | 0 |  | 0 | 0 | 0 |  | 0 | 0 | 0 |  | 0 | 0 | 0 | 0
| 924 | PROPERTY INSURANCE | TUP | 23 | 0 | 0 | 0 | 0 |  | 0 | 0 | 0 |  | 0 | 0 | 0 |  | 0 | 0 | 0 | 0
| 925 | INJURIES AND DAMAGES - INSURAN | LBSUB7 | 16 | 615769 | 202336.1542 | 138611.8495 | 0 |  | 44163.9951 | 0 | 0 |  | 40493.1469 | 0 | 190163.8543 |  | 286993.2963 | 138611.8495 | 190163.8543 | 0
| 926 | EMPLOYEE BENEFITS | LBSUB7 | 16 | 31672892 | 10407427.397 | 7129683.5954 | 0 |  | 2271633.4339 | 0 | 0 |  | 2082818.5069 | 0 | 9781329.0668 |  | 14761879.3378 | 7129683.5954 | 9781329.0668 | 0
| 928 | REGULATORY COMMISSION FEES | TUP | 23 | 0 | 0 | 0 | 0 |  | 0 | 0 | 0 |  | 0 | 0 | 0 |  | 0 | 0 | 0 | 0
| 929 | DUPLICATE CHARGES-CR | LBSUB7 | 16 | 0 | 0 | 0 | 0 |  | 0 | 0 | 0 |  | 0 | 0 | 0 |  | 0 | 0 | 0 | 0
| 930 | MISCELLANEOUS GENERAL EXPENSES | LBSUB7 | 16 | 314464 | 103330.0416 | 70786.9942 | 0 |  | 22553.8904 | 0 | 0 |  | 20679.2433 | 0 | 97113.8305 |  | 146563.1754 | 70786.9942 | 97113.8305 | 0
| 931 | RENTS AND LEASES | PT&D | 1 | 0 | 0 | 0 | 0 |  | 0 | 0 | 0 |  | 0 | 0 | 0 |  | 0 | 0 | 0 | 0
| 935 | MAINTENANCE OF GENERAL PLANT | PT&D | 1 | 731985 | 460656.7798 | 0 | 0 |  | 99715.9302 | 0 | 0 |  | 71967.5961 | 0 | 99644.694 |  | 632340.306 | 0 | 99644.694 | 0
| Total Labor Administrative and General Expense |  | LBAG |  | 61949366 | 20576137.494 | 13780255.9069 | 0 |  | 4490330.1316 | 0 | 0 |  | 4097640.2152 | 0 | 19005002.2524 |  | 29164107.8407 | 13780255.9069 | 19005002.2524 | 0
0
| Total Labor Operation and Maintenance Expenses |  | TLB |  | 173228432 | 57141437.5682 | 38829579.8327 | 0 |  | 12471453.1316 | 0 | 0 |  | 11415383.669 | 0 | 53370577.7985 |  | 81028274.3688 | 38829579.8327 | 53370577.7985 | 0
0
| Labor Operation and Maintenance Expenses Less Purchase Power |  | LBLPP |  | 173228432 | 57141437.5682 | 38829579.8327 | 0 |  | 12471453.1316 | 0 | 0 |  | 11415383.669 | 0 | 53370577.7985 |  | 81028274.3688 | 38829579.8327 | 53370577.7985 | 0
0
Other Expenses | [20 empty] | 0
0
| Depreciation Expenses | [19 empty] | 0
| Steam Production |  | PROD | 18 | 235868409 | 235868409 | 0 | 0 |  | 0 | 0 | 0 |  | 0 | 0 | 0 |  | 235868409 | 0 | 0 | 0
| Hydraulic Production |  | PROD | 18 | 1440468 | 1440468 | 0 | 0 |  | 0 | 0 | 0 |  | 0 | 0 | 0 |  | 1440468 | 0 | 0 | 0
| Other Production |  | PROD | 18 | 29642381 | 29642381 | 0 | 0 |  | 0 | 0 | 0 |  | 0 | 0 | 0 |  | 29642381 | 0 | 0 | 0
| Transmission - Kentucky System Property |  | PTRAN | 3 | 30191755 | 0 | 0 | 0 |  | 30191755 | 0 | 0 |  | 0 | 0 | 0 |  | 30191755 | 0 | 0 | 0
| Transmission - Virginia Property |  | PTRAN | 3 | 192228 | 0 | 0 | 0 |  | 192228 | 0 | 0 |  | 0 | 0 | 0 |  | 192228 | 0 | 0 | 0
| Transmission - Virginia Property |  | PTRAN | 3 | 20672 | 0 | 0 | 0 |  | 20672 | 0 | 0 |  | 0 | 0 | 0 |  | 20672 | 0 | 0 | 0
| Distribution |  | PDIST | 2 | 38870091 | 0 | 0 | 0 |  | 0 | 0 | 0 |  | 16300621.6335 | 0 | 22569469.3665 |  | 16300621.6335 | 0 | 22569469.3665 | 0
| General Plant |  | PT&D | 1 | 13809821 | 8690871.6312 | 0 | 0 |  | 1881266.8925 | 0 | 0 |  | 1357759.5436 | 0 | 1879922.9327 |  | 11929898.0673 | 0 | 1879922.9327 | 0
| Intangible Plant |  | PT&D | 1 | 20495320 | 12898226.2088 | 0 | 0 |  | 2792010.6255 | 0 | 0 |  | 2015067.1271 | 0 | 2790016.0386 |  | 17705303.9614 | 0 | 2790016.0386 | 0
| Total Depreciation Expense |  |  |  | 370531145 | 288540355.84 | 0 | 0 |  | 35077932.518 | 0 | 0 |  | 19673448.3042 | 0 | 27239408.3378 |  | 343291736.6622 | 0 | 27239408.3378 | 0
0
| Regulatory Credits and Accretion Expenses | [19 empty] | 0
| Production Plant |  | 1: PROD; 2: 18; 3: 0 | [9 empty] | 0 | 0 | 0 | 0
| Transmission Plant |  | 1: PTRAN; 2: 3; 3: 0 | [9 empty] | 0 | 0 | 0 | 0
| Distribution Plant |  | 1: PDIST; 2: 2; 3: 0 | [9 empty] | 0 | 0 | 0 | 0
| Total Regulatory Credits and Accretion Expenses |  |  |  | 0 | 0 | 0 | 0 |  | 0 | 0 | 0 |  | 0 | 0 | 0 |  | 0 | 0 | 0 | 0
0
| Property Taxes |  | TUP | 23 | 35914758 | 22386637.1871 | 0 | 0 |  | 5118215.0658 | 0 | 0 |  | 3526791.1145 | 0 | 4883114.6327 |  | 31031643.3673 | 0 | 4883114.6327 | 0
0
| Other Taxes |  | TUP | 23 | 13649179 | 8507901.3528 | 0 | 0 |  | 1945145.6026 | 0 | 0 |  | 1340334.8901 | 0 | 1855797.1544 |  | 11793381.8456 | 0 | 1855797.1544 | 0
0
| Gain Disposition of Allowances |  | 1: F013; 2: #N/A; 3: 0 | [9 empty] | 0 | 0 | 0 | 0
0
| Interest |  | TUP | 23 | 109640429 | 68341836.107 | 0 | 0 |  | 15624866.3997 | 0 | 0 |  | 10766573.7517 | 0 | 14907152.7415 |  | 94733276.2585 | 0 | 14907152.7415 | 0
0
| Other Expenses |  | 1: TUP; 2: 23; 3: 0 | [9 empty] | 0 | 0 | 0 | 0
0
| Total Other Expenses |  |  |  | 529735511 | 387776730.4868 | 0 | 0 |  | 57766159.5862 | 0 | 0 |  | 35307148.0605 | 0 | 48885472.8665 |  | 480850038.1335 | 0 | 48885472.8665 | 0
0
| Total Cost of Service (O&M + Other Expenses) |  |  |  | 1422030584 | 520972661.6315 | 555456786.9098 | 0 |  | 115522743.2157 | 0 | 0 |  | 64336518.2712 | 0 | 165741873.9718 |  | 700831923.1184 | 555456786.9098 | 165741873.9718 | 0
Note on H148: Total minus Demand
Note on H149: Patrick Horne: Total minus Demand

## Classification Factors
| Functional Factor |  | Total | Production |  |  | Transmission |  |  | Distribution |  |  | Total
|  | No. | Kentucky | Demand | Energy | Customer | Demand | Energy | Customer | Demand | Energy | Customer | Demand | Energy | Customer | Check
Total Prod, Trans, and Dist Plant | PT&D | 1 | 100% | 62.93% | 0% | 0% | 13.62% | 0% | 0% | 9.832% | 0% | 13.61% | 86.39% | 0% | 13.61% | 0%
Total Distribution Plant | PDIST | 2 | 100% | 0% | 0% | 0% | 0% | 0% | 0% | 41.94% | 0% | 58.06% | 41.94% | 0% | 58.06% | 0%
Total Transmission Plant | PTRAN | 3 | 100% | 0% | 0% | 0% | 100% | 0% | 0% | 0% | 0% | 0% | 100% | 0% | 0% | 0%
Operation and Maintenance Expenses Less Purchase Power | OMLPP | 4 | 100% | 14.65% | 61.21% | 0% | 6.845% | 0% | 0% | 3.441% | 0% | 13.85% | 24.94% | 61.21% | 13.85% | 0%
Total Plant in Service | TPIS | 5 | 100% | 62.93% | 0% | 0% | 13.62% | 0% | 0% | 9.835% | 0% | 13.62% | 86.38% | 0% | 13.62% | 0%
Total Operation and Maintenance Expenses (Labor) | TLB | 6 | 0% | [9 empty] | 0% | 0% | 0% | 0%
Sub-Total Prod, Trans, Dist, Cust Acct and Cust Service | OMSUB2 | 7 | 0% | [9 empty] | 0% | 0% | 0% | 0%
Total Steam Power Operation Expenses (Labor) | LBSUB1 | 8 | 100% | 0.89289 | 0.10711 | 0 | 0 | 0 | 0 | 0 | 0 | 0 | 89.29% | 10.71% | 0% | 0%
Total Steam Power Generation Maintenance Expense (Labor) | LBSUB2 | 9 | 100% | 0.10868 | 0.89132 | 0 | 0 | 0 | 0 | 0 | 0 | 0 | 10.87% | 89.13% | 0% | 0%
Total Hydraulic Power Operation Expenses (Labor) | LBSUB3 | 10 | 0% | [9 empty] | 0% | 0% | 0% | 0%
Total Hydraulic Power Generation Maint. Expense (Labor) | LBSUB4 | 11 | 100% | 65.45% | 34.55% | 0% | 0% | 0% | 0% | 0% | 0% | 0% | 65.45% | 34.55% | 0% | 0%
Total Other Power Generation Expenses (Labor) | LBSUB5 | 12 | 100% | 100% | 0% | 0% | 0% | 0% | 0% | 0% | 0% | 0% | 100% | 0% | 0% | 0%
Total Transmission Labor Expenses | LBTRAN | 13 | 0% | [9 empty] | 0% | 0% | 0% | 0%
Total Distribution Operation Labor Expense | LBDO | 14 | 100% | 0% | 0% | 0% | 0% | 0% | 0% | 30.7% | 0% | 69.3% | 30.7% | 0% | 69.3% | 0%
Total Distribution Maintenance Labor Expense | LBDM | 15 | 100% | 0% | 0% | 0% | 0% | 0% | 0% | 41.16% | 0% | 58.84% | 41.16% | 0% | 58.84% | 0%
Sub-Total Labor Exp | LBSUB7 | 16 | 100% | 32.86% | 22.51% | 0% | 7.172% | 0% | 0% | 6.576% | 0% | 30.88% | 46.61% | 22.51% | 30.88% | 0%
Total General Plant | PGP | 17 | 0% | [9 empty] | 0% | 0% | 0% | 0%
Total Production Plant | PROD | 18 | 100% | 100% | 0% | 0% | 0% | 0% | 0% | 0% | 0% | 0% | 100% | 0% | 0% | 0%
Total Intangible Plant | PINT | 19 | 0% | [9 empty] | 0% | 0% | 0% | 0%
Distrib Overhead + Underground Lines Plant | DLINES | 20 | 100% | 0% | 0% | 0% | 0% | 0% | 0% | 33.7% | 0% | 66.3% | 33.7% | 0% | 66.3% | 0%
Purchase Power Expense | OMPP | 21 | 100% | 19.72% | 80.28% | [7 empty] | 19.72% | 80.28% | 0% | 0%
Distribution Operation Labor Excl. Super. & Eng | FO23 | 22 | 100% | 0% | 0% | 0% | 0% | 0% | 0% | 30.7% | 0% | 69.3% | 30.7% | 0% | 69.3% | 0%
Total Utility Plant | TUP | 23 | 100% | 62.33% | 0% | 0% | 14.25% | 0% | 0% | 9.82% | 0% | 13.6% | 86.4% | 0% | 13.6% | 0%
|  | 24 | [10 empty] | 0% | 0% | 0% | 0%
|  | 25 | [10 empty] | 0% | 0% | 0% | 0%
|  | 26 | [10 empty] | 0% | 0% | 0% | 0%
|  | 27 | [10 empty] | 0% | 0% | 0% | 0%
|  | 28 | [10 empty] | 0% | 0% | 0% | 0%
|  | 29 | [10 empty] | 0% | 0% | 0% | 0%
|  | 30 | [10 empty] | 0% | 0% | 0% | 0%
|  | 31 | [10 empty] | 0% | 0% | 0% | 0%
|  | 32 | [10 empty] | 0% | 0% | 0% | 0%
|  | 33 | [10 empty] | 0% | 0% | 0% | 0%
0%
Memo: Purchase Power Expense
Demand | Production Plant |  | 9604907 | 9604907
Energy | Production Energy |  | 39102871 |  | 39102871
Total |  |  | 48707778 | 9604907 | 39102871
Pct |  |  |  | 19.72% | 80.28%

## Allocation Amount
|  |  | Allocation Factor |  | Total Kentucky |  |  |  | Residential (RS) |  |  |  | General Service |  |  |  | All Electric Schools (AES) |  |  |  | Power Service-Secondary (PS-Sec) |  |  |  | Power Service-Primary (PS-Pri) |  |  |  | Time of Day-Secondary (TOD-Sec) |  |  |  | Time of Day-Primary (TOD-Pri) |  |  |  | Retail Transmission (RTS) |  |  |  | Fluctuating Load Service (FLS) |  |  |  | Outdoor Lighting (LS & RLS) |  |  |  | Lighting Energy (LE) |  |  |  | Traffic Energy |  |  |  | Outdoor Sports Lighting (OSL) |  |  |  | Electric Vehicle Charging (EV) |  |  |  | Solar Share (SSP) |  |  |  | Business Solar (BS) |  |  | Check
| Description |  | Name | No | Total | Demand | Energy | Customer | Demand | Energy | Customer |  | Demand | Energy | Customer |  | Demand | Energy | Customer |  | Demand | Energy | Customer |  | Demand | Energy | Customer |  | Demand | Energy | Customer |  | Demand | Energy | Customer |  | Demand | Energy | Customer |  | Demand | Energy | Customer |  | Demand | Energy | Customer |  | Demand | Energy | Customer |  | Demand | Energy | Customer |  | Demand | Energy | Customer |  | Demand | Energy | Customer |  | Demand | Energy | Customer |  | Demand | Energy | Customer | Demand | Energy | Customer | Total
Energy Allocators |  | Energy (at the Meter) |  | 1 | 17402124383.08 | 0 | 17402124383.08 | 0 |  | 5943619831 |  |  |  | 1678149896 |  |  |  | 128548999 |  |  |  | 1699193305 |  |  |  | 78721459 |  |  |  | 1784202424 |  |  |  | 3951918371 |  |  |  | 1404629847 |  |  |  | 605890405 |  |  |  | 120148466.08 |  |  |  | 4371371 |  |  |  | 2392654 |  |  |  | 326405 |  |  |  | 10950 | [9 empty] | 0 | 0 | 0
|  | Energy (Loss Adjusted)(at Source) | Energy | 2 | 18429987350.6309 | 0 | 18429987350.6309 | 0 |  | 6363754931.5831 |  |  |  | 1796772838.8188 |  |  |  | 137635708.4734 |  |  |  | 1819303737.7674 |  |  |  | 82219916.4447 |  |  |  | 1910321874.1301 |  |  |  | 4127545429.0041 |  |  |  | 1436535295.9224 |  |  |  | 619652895.8161 |  |  |  | 128641369.2799 |  |  |  | 4680368.9587 |  |  |  | 2561782.9076 |  |  |  | 349477.5049 |  |  |  | 11724.0198 | [9 empty] | 0 | 0 | 0
O&M Allocators |  | Customers (Monthly Bills) | Bills | 3 | 8471803.1014 | 0 | 0 | 8471803.1014 |  |  | 5308105.0192 |  |  |  | 993412.7671 |  |  |  | 5085.7315 |  |  |  | 53288.4164 |  |  |  | 2445.3041 |  |  |  | 9195.4192 |  |  |  | 3066.4438 |  |  |  | 240 |  |  |  | 12 |  |  |  | 2079516 |  |  |  | 1296 |  |  |  | 15972 |  |  |  | 48 |  |  |  | 120 | [8 empty] | 0 | 0 | 0
|  | Average Customers (Bills/12) | Custa | 4 | 705984 | 0 | 0 | 705984 |  |  | 442342 |  |  |  | 82784 |  |  |  | 424 |  |  |  | 4441 |  |  |  | 204 |  |  |  | 766 |  |  |  | 256 |  |  |  | 20 |  |  |  | 1 |  |  |  | 173293 |  |  |  | 108 |  |  |  | 1331 |  |  |  | 4 |  |  |  | 10 | [8 empty] | 0 | 0 | 0
|  | Average Customers (Lighting = Lights) | Custal | 5 | 705984 | 0 | 0 | 705984 |  |  | 442342 |  |  |  | 82784 |  |  |  | 424 |  |  |  | 4441 |  |  |  | 204 |  |  |  | 766 |  |  |  | 256 |  |  |  | 20 |  |  |  | 1 |  |  |  | 173293 |  |  |  | 108 |  |  |  | 1331 |  |  |  | 4 |  |  |  | 10 | [8 empty] | 0 | 0 | 0
|  | Weighted Average Customers (Lighting =9 Lights per Cust) | Cust05 | 6 | 680930 | 0 | 0 | 680930 |  |  | 442342 |  |  |  | 165568 |  |  |  | 4240 |  |  |  | 22205 |  |  |  | 1020 |  |  |  | 19150 |  |  |  | 6400 |  |  |  | 500 |  |  |  | 50 |  |  |  | 19255 |  |  |  | 12 |  |  |  | 148 |  |  |  | 20 |  |  |  | 20 | [8 empty] | 0 | 0 | 0
|  | Street Lighting | Cust04 | 7 | 143087299.0638 | 0 | 0 | 143087299.0638 |  |  | 0 |  |  |  | 0 |  |  |  | 0 |  |  |  | 0 |  |  |  | 0 |  |  |  | 0 |  |  |  | 0 |  |  |  | 0 |  |  |  | 0 |  |  |  | 143087299.0638 |  |  |  | 0 |  |  |  | 0 |  |  |  | 0 |  |  |  | 0 | [8 empty] | 0 | 0 | 0
|  | Average Customers | Cust01 | 8 | 705984 | 0 | 0 | 705984 |  |  | 442342 |  |  |  | 82784 |  |  |  | 424 |  |  |  | 4441 |  |  |  | 204 |  |  |  | 766 |  |  |  | 256 |  |  |  | 20 |  |  |  | 1 |  |  |  | 173293 |  |  |  | 108 |  |  |  | 1331 |  |  |  | 4 |  |  |  | 10 | [8 empty] | 0 | 0 | 0
|  | Average Customers (Lighting = 9 Lights per Cust) | Cust06 | 9 | 550667 | 0 | 0 | 550667 |  |  | 442342 |  |  |  | 82784 |  |  |  | 424 |  |  |  | 4441 |  |  |  | 204 |  |  |  | 766 |  |  |  | 256 |  |  |  | 20 |  |  |  | 1 |  |  |  | 19255 |  |  |  | 12 |  |  |  | 148 |  |  |  | 4 |  |  |  | 10 | [8 empty] | 0 | 0 | 0
|  | Average Secondary Customers | Cust07 | 10 | 550186 | 0 | 0 | 550186 |  |  | 442342 |  |  |  | 82784 |  |  |  | 424 |  |  |  | 4441 |  |  |  | 0 |  |  |  | 766 |  |  |  | 0 |  |  |  | 0 |  |  |  | 0 |  |  |  | 19255 |  |  |  | 12 |  |  |  | 148 |  |  |  | 4 |  |  |  | 10 | [8 empty] | 0 | 0 | 0
|  | Average Primary Customers | Cust08 | 11 | 550646 | 0 | 0 | 550646 |  |  | 442342 |  |  |  | 82784 |  |  |  | 424 |  |  |  | 4441 |  |  |  | 204 |  |  |  | 766 |  |  |  | 256 |  |  |  | 0 |  |  |  | 0 |  |  |  | 19255 |  |  |  | 12 |  |  |  | 148 |  |  |  | 4 |  |  |  | 10 | [8 empty] | 0 | 0 | 0
|  | Average Transformer Customers | Cust09 | 12 | 550186 | 0 | 0 | 550186 |  |  | 442342 |  |  |  | 82784 |  |  |  | 424 |  |  |  | 4441 |  |  |  | 0 |  |  |  | 766 |  |  |  | 0 |  |  |  | 0 |  |  |  | 0 |  |  |  | 19255 |  |  |  | 12 |  |  |  | 148 |  |  |  | 4 |  |  |  | 10 | [8 empty] | 0 | 0 | 0
Plant Customer Allocators |  | Average Customers | Custb | 13 | [67 empty] | 0 | 0 | 0
|  | Average Customers (Lighting = Lights) | Custbl | 14 | [67 empty] | 0 | 0 | 0
|  | Weighted Average Customers (Lighting =9 Lights per Cust) | PCust05 | 15 | [67 empty] | 0 | 0 | 0
|  | Street Lighting | PCust04 | 16 | 143087299.0638 | 0 | 0 | 143087299.0638 |  |  | 0 |  |  |  | 0 |  |  |  | 0 |  |  |  | 0 |  |  |  | 0 |  |  |  | 0 |  |  |  | 0 |  |  |  | 0 |  |  |  | 0 |  |  |  | 143087299.0638 |  |  |  | 0 |  |  |  | 0 |  |  |  | 0 |  |  |  | 0 | [8 empty] | 0 | 0 | 0
|  | Average Customers | PCust01 | 17 | [67 empty] | 0 | 0 | 0
|  | Average Customers (Lighting = 9 Lights per Cust) | PCust06 | 18 | [67 empty] | 0 | 0 | 0
|  | Average Secondary Customers | PCust07 | 19 | [67 empty] | 0 | 0 | 0
|  | Average Primary Customers | PCust08 | 20 | [67 empty] | 0 | 0 | 0
|  | Average Transformer Customers | PCust09 | 21 | [67 empty] | 0 | 0 | 0
Demand Allocators |  | Maximum Class Non-Coincident Peak Demands (Transmission) | NCPT | 22 | 4393697.2737 | 4393697.2737 | 0 | 0 | 1942660.469 |  |  |  | 498640.9369 |  |  |  | 51033.0535 |  |  |  | 444831.2787 |  |  |  | 19114.7631 |  |  |  | 393526.601 |  |  |  | 640911.1392 |  |  |  | 222254.1277 |  |  |  | 148927.3132 |  |  |  | 29995.5995 |  |  |  | 1091.3322 |  |  |  | 294.0316 |  |  |  | 414.0444 |  |  |  | 2.5836 | [10 empty] | 0 | 0 | 0
|  | Maximum Class Non-Coincident Peak Demands (Primary) | NCPP | 23 | 4022515.8328 | 4022515.8328 | 0 | 0 | 1942660.469 |  |  |  | 498640.9369 |  |  |  | 51033.0535 |  |  |  | 444831.2787 |  |  |  | 19114.7631 |  |  |  | 393526.601 |  |  |  | 640911.1392 |  |  |  | 0 |  |  |  | 0 |  |  |  | 29995.5995 |  |  |  | 1091.3322 |  |  |  | 294.0316 |  |  |  | 414.0444 |  |  |  | 2.5836 | [10 empty] | 0 | 0 | 0
|  | Sum of the Individual Customer Demands (Transformer) | SICDT | 24 | 6314350.5153 | 6314350.5153 | 0 | 0 | 4316217.8731 |  |  |  | 805142.8054 |  |  |  | 58360.9979 |  |  |  | 594859.3641 |  |  |  | 0 |  |  |  | 507680.8421 |  |  |  | 0 |  |  |  | 0 |  |  |  | 0 |  |  |  | 29995.5995 |  |  |  | 1091.3322 |  |  |  | 294.0316 |  |  |  | 705.0858 |  |  |  | 2.5836 | [10 empty] | 0 | 0 | 0
|  | Sum of the Individual Customer Demands (Secondary) | SICD | 25 | 5211105.2234 | 5211105.2234 | 0 | 0 | 4316217.8731 |  |  |  | 805142.8054 |  |  |  | 58360.9979 |  |  |  | 0 |  |  |  | 0 |  |  |  | 0 |  |  |  | 0 |  |  |  | 0 |  |  |  | 0 |  |  |  | 29995.5995 |  |  |  | 1091.3322 |  |  |  | 294.0316 |  |  |  | 0 |  |  |  | 2.5836 | [10 empty] | 0 | 0 | 0
|  | Prob Dispatch - Forecasted - Mkt Based - Gross Plant | PDisp Gplant | 26 | 100% | 100% | 0% | 0% | 35.8% |  |  |  | 9.909% |  |  |  | 0.751% |  |  |  | 9.92% |  |  |  | 0.4458% |  |  |  | 10.28% |  |  |  | 21.6% |  |  |  | 7.477% |  |  |  | 3.19% |  |  |  | 0.591% |  |  |  | 0.0215% |  |  |  | 0.01315% |  |  |  | 0.00186% |  |  |  | 6.5e-05% | [10 empty] | 0% | 0% | 0%
Customer Allocation Factors |  | Primary Distribution Plant -- Average Number of Customers | C08 | 27 | [67 empty] | 0 | 0 | 0
|  | Customer Services -- Weighted cost of Services | C02 | 28 | 440897057 | 0 | 0 | 440897057 |  |  | 348689419 |  |  |  | 78387871 |  |  |  | 709232 |  |  |  | 10186925 |  |  |  | 0 |  |  |  | 2914434 |  |  |  | 0 |  |  |  | 0 |  |  |  | 0 |  |  |  | 0 |  |  |  | 0 |  |  |  | 0 |  |  |  | 9176 |  |  |  | 0 |  |  |  | 0 |  |  |  | 0 | 0 | 0 | 0
|  | Meter Costs -- Weighted Cost of Meters | C03 | 29 | 49194751 | 0 | 0 | 49194751 |  |  | 29720264 |  |  |  | 11993013 |  |  |  | 244803 |  |  |  | 3749767 |  |  |  | 733308 |  |  |  | 670691 |  |  |  | 1299034 |  |  |  | 644052 |  |  |  | 39757 |  |  |  | 0 |  |  |  | 7256 |  |  |  | 89428 |  |  |  | 3378 |  |  |  | 0 |  |  |  | 0 |  |  |  | 0 | 0 | 0 | 0
|  | Outdoor Lighting Customers | C04 | 30 | 1 | 0 | 0 | 1 |  |  | 0% |  |  |  | 0% |  |  |  | 0% |  |  |  | 0% |  |  |  | 0% |  |  |  | 0% |  |  |  | 0% |  |  |  | 0% |  |  |  | 0% |  |  |  | 100% |  |  |  | 0% |  |  |  | 0% |  |  |  | 0% |  |  |  | 0% | [8 empty] | 0 | 0 | 0
|  | Meter Reading and Billing -- Weighted Cost | C05 | 31 | 1 | 0 | 0 | 1 |  |  | 64.96% |  |  |  | 24.31% |  |  |  | 0.6227% |  |  |  | 3.261% |  |  |  | 0.1498% |  |  |  | 2.812% |  |  |  | 0.9399% |  |  |  | 0.07343% |  |  |  | 0.007343% |  |  |  | 2.828% |  |  |  | 0.001762% |  |  |  | 0.02173% |  |  |  | 0.002937% |  |  |  | 0.002937% | [8 empty] | 0 | 0 | 0
|  | Marketing/Economic Development | C06 | 32 | 1 | 0 | 0 | 1 |  |  | 80.33% |  |  |  | 15.03% |  |  |  | 0.077% |  |  |  | 0.8065% |  |  |  | 0.03705% |  |  |  | 0.1391% |  |  |  | 0.04649% |  |  |  | 0.003632% |  |  |  | 0.0001816% |  |  |  | 3.497% |  |  |  | 0.002179% |  |  |  | 0.02688% |  |  |  | 0.0007264% |  |  |  | 0.001816% | [8 empty] | 0 | 0 | 0
|  | Meters Gross Plant Allocator | MGPA | 33 | [67 empty] | 0 | 0 | 0
|  | Gross Plant Production LOLP Demand Allocator | GPLOLPDA | 34 | [67 empty] | 0 | 0 | 0
|  | Total Prod, Trans, and Dist Plant | PT&D | 35 | 9298906019 | 8033051329.5051 | 0 | 1265854689.4949 | 3174717101.5179 | 0 | 885748106.8044 | 0 | 841371322.9256 | 0 | 179181403.0123 | 0 | 69463190.2138 | 0 | 1281337.4536 | 0 | 793438132.8262 | 0 | 15989651.9041 | 0 | 34514284.9167 | 0 | 1301023.6949 | 0 | 789465107.4709 | 0 | 3121983.8709 | 0 | 1546413381.1642 | 0 | 2203620.5386 | 0 | 501639155.7119 | 0 | 970765.2154 | 0 | 229643440.6066 | 0 | 59924.8394 | 0 | 49359732.3718 | 0 | 175551522.8604 | 0 | 1795739.8902 | 0 | 31069.7531 | 0 | 914372.5883 | 0 | 383099.1659 | 0 | 311290.8744 | 0 | 14402.9268 | 0 | 5076.4267 | 0 | 16777.4551 | 0 | 0 | 0 | 0 | 0 | 0 | 0 | 0 | 0 | 0 | 0
|  | Total Production Plant | Prod | 36 | 5852038091 | 5852038091 | 0 | 0 | 2095051393.8715 | 0 | 0 | 0 | 579903647.1962 | 0 | 0 | 0 | 43947052.6493 | 0 | 0 | 0 | 580536837.7493 | 0 | 0 | 0 | 26087801.9103 | 0 | 0 | 0 | 601643384.5874 | 0 | 0 | 0 | 1263876433.7833 | 0 | 0 | 0 | 437560421.1649 | 0 | 0 | 0 | 186705773.4058 | 0 | 0 | 0 | 34584961.6432 | 0 | 0 | 0 | 1258188.2525 | 0 | 0 | 0 | 769543.0474 | 0 | 0 | 0 | 108847.9139 | 0 | 0 | 0 | 3803.8249 | 0 | 0 | 0 | 0 | 0 | 0 | 0 | 0 | 0 | 0 | 0 | 0 | 0
|  | Total Distribution Plant | Distplt | 37 | 2180108277 | 914253587.5051 | 0 | 1265854689.4949 | 519571612.7721 | 0 | 885748106.8044 | 0 | 117703055.6677 | 0 | 179181403.0123 | 0 | 10802649.3516 | 0 | 1281337.4536 | 0 | 84650694.2124 | 0 | 15989651.9041 | 0 | 2915450.007 | 0 | 1301023.6949 | 0 | 74362922.9965 | 0 | 3121983.8709 | 0 | 97753991.1484 | 0 | 2203620.5386 | 0 | 0 | 0 | 970765.2154 | 0 | 0 | 0 | 59924.8394 | 0 | 6126652.1083 | 0 | 175551522.8604 | 0 | 222906.4623 | 0 | 31069.7531 | 0 | 60056.4454 | 0 | 383099.1659 | 0 | 83068.6237 | 0 | 14402.9268 | 0 | 527.7096 | 0 | 16777.4551 | 0 | 0 | 0 | 0 | 0 | 0 | 0 | 0 | 0 | 0 | 0
|  | Total Transmission Plant | Trans | 38 | 1266759651 | 1266759651 | 0 | 0 | 560094094.8743 | 0 | 0 | 0 | 143764620.0617 | 0 | 0 | 0 | 14713488.2128 | 0 | 0 | 0 | 128250600.8645 | 0 | 0 | 0 | 5511032.9994 | 0 | 0 | 0 | 113458799.887 | 0 | 0 | 0 | 184782956.2325 | 0 | 0 | 0 | 64078734.5469 | 0 | 0 | 0 | 42937667.2008 | 0 | 0 | 0 | 8648118.6202 | 0 | 0 | 0 | 314645.1754 | 0 | 0 | 0 | 84773.0954 | 0 | 0 | 0 | 119374.3368 | 0 | 0 | 0 | 744.8922 | 0 | 0 | 0 | 0 | 0 | 0 | 0 | 0 | 0 | 0 | 0 | 0 | 0
|  | Total Plant in Service | TPIS | 39 | 9650773038 | 8336655485.8626 | 0 | 1314117552.1374 | 3294758548.4957 | 0 | 919518759.6047 | 0 | 873177912.175 | 0 | 186012998.7029 | 0 | 72089382.3237 | 0 | 1330190.6229 | 0 | 823423406.5052 | 0 | 16599284.5736 | 0 | 35818356.5449 | 0 | 1350627.4357 | 0 | 819297324.482 | 0 | 3241014.8149 | 0 | 1604833388.5932 | 0 | 2287637.3189 | 0 | 520578134.0403 | 0 | 1007777.2901 | 0 | 238312766.922 | 0 | 62209.5758 | 0 | 51225396.0902 | 0 | 182244723.1975 | 0 | 1863613.9814 | 0 | 32254.3403 | 0 | 948917.5621 | 0 | 397705.473 | 0 | 323069.8755 | 0 | 14952.0629 | 0 | 5268.2715 | 0 | 17417.1241 | 0 | 0 | 0 | 0 | 0 | 0 | 0 | 0 | 0 | 0 | 0
|  | Distrib OH + UG Lines Plant | Dlines | 40 | 1169477392 | 394155808.3597 | 0 | 775321583.6403 | 232609955.6509 | 0 | 622993090.5678 | 0 | 52597695.2165 | 0 | 116592726.9162 | 0 | 4818586.9017 | 0 | 597160.2751 | 0 | 30056760.2279 | 0 | 6254690.5227 | 0 | 1291563.5198 | 0 | 195724.9014 | 0 | 26590159.5857 | 0 | 1078832.0064 | 0 | 43305660.7318 | 0 | 245615.5625 | 0 | 0 | 0 | 0 | 0 | 0 | 0 | 0 | 0 | 2731078.3603 | 0 | 27118681.8319 | 0 | 99365.0374 | 0 | 16900.7625 | 0 | 26771.368 | 0 | 208442.7375 | 0 | 27976.5225 | 0 | 5633.5875 | 0 | 235.2372 | 0 | 14083.9688 | 0 | 0 | 0 | 0 | 0 | 0 | 0 | 0 | 0 | 0 | 0
|  | Total Steam Power Operation Expenses (Labor) | LBSUB1 | 41 | 27039279 | 24143207.5852 | 2896071.4148 | 0 | 8643358.0775 | 999994.6499 | 0 | 0 | 2392454.375 | 282343.2463 | 0 | 0 | 181308.2551 | 21627.9498 | 0 | 0 | 2395066.6702 | 285883.7312 | 0 | 0 | 107628.0105 | 12919.9627 | 0 | 0 | 2482143.9814 | 300186.2382 | 0 | 0 | 5214257.0893 | 648598.7268 | 0 | 0 | 1805202.2073 | 225735.8471 | 0 | 0 | 770274.5906 | 97371.6913 | 0 | 0 | 142683.9496 | 20214.5875 | 0 | 0 | 5190.7899 | 735.4689 | 0 | 0 | 3174.832 | 402.5562 | 0 | 0 | 449.0637 | 54.9166 | 0 | 0 | 15.6931 | 1.8423 | 0 | 0 | 0 | 0 | 0 | 0 | 0 | 0 | 0 | 0 | 0 | 0
|  | Total Steam Power Generation Maintenance Expense (Labor) | LBSUB2 | 42 | 24765971 | 2691499.7248 | 22074471.2752 | 0 | 963566.9082 | 7622171.5602 | 0 | 0 | 266712.2945 | 2152080.1759 | 0 | 0 | 20212.3565 | 164852.8257 | 0 | 0 | 267003.5148 | 2179066.5037 | 0 | 0 | 11998.4372 | 98478.6994 | 0 | 0 | 276710.9473 | 2288083.249 | 0 | 0 | 581288.6076 | 4943757.2189 | 0 | 0 | 201245.0594 | 1720606.5594 | 0 | 0 | 85870.6881 | 742187.7069 | 0 | 0 | 15906.495 | 154079.8785 | 0 | 0 | 578.6725 | 5605.9002 | 0 | 0 | 353.9322 | 3068.3691 | 0 | 0 | 50.0619 | 418.5858 | 0 | 0 | 1.7495 | 14.0424 | 0 | 0 | 0 | 0 | 0 | 0 | 0 | 0 | 0 | 0 | 0 | 0
|  | Total Hydraulic Power Operation Expenses (Labor) | LBSUB3 | 43 | [67 empty] | 0 | 0 | 0
|  | Total Hydraulic Power Generation Maint. Expense (Labor) | LBSUB4 | 44 | 228038 | 149256.7642 | 78781.2358 | 0 | 53434.4765 | 27202.6491 | 0 | 0 | 14790.4953 | 7680.5253 | 0 | 0 | 1120.8736 | 588.3407 | 0 | 0 | 14806.6449 | 7776.8364 | 0 | 0 | 665.3718 | 351.4591 | 0 | 0 | 15344.9693 | 8165.9046 | 0 | 0 | 32235.2835 | 17643.6979 | 0 | 0 | 11160.0184 | 6140.6459 | 0 | 0 | 4761.9477 | 2648.7821 | 0 | 0 | 882.0926 | 549.8933 | 0 | 0 | 32.0902 | 20.0068 | 0 | 0 | 19.6273 | 10.9507 | 0 | 0 | 2.7762 | 1.4939 | 0 | 0 | 0.097017 | 0.050116 | 0 | 0 | 0 | 0 | 0 | 0 | 0 | 0 | 0 | 0 | 0 | 0
|  | Total Other Power Generation Expenses (Labor) | LBSUB5 | 45 | 7317424 | 7317424 | 0 | 0 | 2619664.9975 | 0 | 0 | 0 | 725115.0453 | 0 | 0 | 0 | 54951.6618 | 0 | 0 | 0 | 725906.7907 | 0 | 0 | 0 | 32620.3461 | 0 | 0 | 0 | 752298.5451 | 0 | 0 | 0 | 1580358.7751 | 0 | 0 | 0 | 547128.2103 | 0 | 0 | 0 | 233458.0339 | 0 | 0 | 0 | 43245.2463 | 0 | 0 | 0 | 1573.2462 | 0 | 0 | 0 | 962.2413 | 0 | 0 | 0 | 136.1041 | 0 | 0 | 0 | 4.7563 | 0 | 0 | 0 | 0 | 0 | 0 | 0 | 0 | 0 | 0 | 0 | 0 | 0
|  | Total Transmission Labor Expenses | LBTRAN | 46 | [67 empty] | 0 | 0 | 0
|  | Total Distribution Operation Labor Expense | LBDO | 47 | 13903566 | 4268179.3677 | 0 | 9635386.6323 | 2305896.2561 | 0 | 7470663.6038 | 0 | 546837.6352 | 0 | 1582763.3039 | 0 | 52389.1962 | 0 | 12509.4068 | 0 | 406785.9431 | 0 | 169427.4075 | 0 | 16370.7071 | 0 | 2568.2795 | 0 | 359063.3905 | 0 | 44240.0099 | 0 | 548903.926 | 0 | 4100.0444 | 0 | 0 | 0 | 1491.2751 | 0 | 0 | 0 | 92.0556 | 0 | 30151.9305 | 0 | 346042.422 | 0 | 1097.02 | 0 | 95.3193 | 0 | 295.564 | 0 | 1175.4597 | 0 | 385.2019 | 0 | 152.6128 | 0 | 2.5971 | 0 | 65.432 | 0 | 0 | 0 | 0 | 0 | 0 | 0 | 0 | 0 | 0 | 0
|  | Total Distribution Maintenance Labor Expense | LBDM | 48 | 7409842 | 3049564.0861 | 0 | 4360277.9139 | 1724731.4005 | 0 | 3503348.5205 | 0 | 399897.6207 | 0 | 655671.0455 | 0 | 37528.0504 | 0 | 3358.7821 | 0 | 257962.6741 | 0 | 35184.2459 | 0 | 10965.6047 | 0 | 1127.7985 | 0 | 228123.8699 | 0 | 6069.2993 | 0 | 367672.7851 | 0 | 1416.2039 | 0 | 0 | 0 | 1.5767 | 0 | 0 | 0 | 0.097332 | 0 | 21448.7932 | 0 | 152722.1067 | 0 | 780.3731 | 0 | 95.0514 | 0 | 210.2516 | 0 | 1172.3009 | 0 | 240.8154 | 0 | 31.6904 | 0 | 1.8475 | 0 | 79.1947 | 0 | 0 | 0 | 0 | 0 | 0 | 0 | 0 | 0 | 0 | 0
|  | Sub-Total Labor Exp | LBSUB7 | 49 | 111279066 | 51864166.528 | 25049323.9258 | 34365575.5461 | 20649971.3479 | 8649368.8592 | 24206601.6292 | 0 | 5475926.3253 | 2442103.9475 | 7191374.3351 | 0 | 457212.9096 | 187069.1162 | 142707.1042 | 0 | 5100151.1522 | 2472727.0714 | 868870.6429 | 0 | 225062.6161 | 111750.1212 | 34209.2133 | 0 | 5061275.2509 | 2596435.3918 | 623178.4671 | 0 | 9977869.0793 | 5609999.6437 | 196971.2149 | 0 | 3137732.7641 | 1952483.0524 | 16450.2711 | 0 | 1437119.5301 | 842208.1803 | 1587.8949 | 0 | 322184.8162 | 174844.3593 | 1074774.7446 | 0 | 11721.3311 | 6361.3759 | 549.3488 | 0 | 5848.2592 | 3481.876 | 6775.1566 | 0 | 2058.2408 | 474.9963 | 782.5999 | 0 | 32.9051 | 15.9348 | 742.9235 | 0 | 0 | 0 | 0 | 0 | 0 | 0 | 0 | 0 | 0 | 0
|  | Account 362 | Acct362 | 50 | 341731104 | 341731104 | 0 | 0 | 165037885.3325 | 0 | 0 | 0 | 42361826.5176 | 0 | 0 | 0 | 4335491.1304 | 0 | 0 | 0 | 37790450.128 | 0 | 0 | 0 | 1623886.4872 | 0 | 0 | 0 | 33431883.2801 | 0 | 0 | 0 | 54448330.4166 | 0 | 0 | 0 | 0 | 0 | 0 | 0 | 0 | 0 | 0 | 0 | 2548263.2691 | 0 | 0 | 0 | 92713.6616 | 0 | 0 | 0 | 24979.325 | 0 | 0 | 0 | 35174.9613 | 0 | 0 | 0 | 219.4907 | 0 | 0 | 0 | 0 | 0 | 0 | 0 | 0 | 0 | 0 | 0 | 0 | 0
|  | Account 365 | Acct365 | 51 | 921791437 | 331937096.4637 | 0 | 589854340.5363 | 194076910.4529 | 0 | 473955345.3669 | 0 | 44134470.7686 | 0 | 88700415.7662 | 0 | 4065775.5461 | 0 | 454302.4773 | 0 | 25893383.3691 | 0 | 4758389.863 | 0 | 1112659.818 | 0 | 154148.0068 | 0 | 22906966.3789 | 0 | 820744.5699 | 0 | 37307083.8933 | 0 | 193440.636 | 0 | 0 | 0 | 0 | 0 | 0 | 0 | 0 | 0 | 2308907.848 | 0 | 20631118.3994 | 0 | 84005.1746 | 0 | 12857.6173 | 0 | 22633.0459 | 0 | 158577.2798 | 0 | 24101.2942 | 0 | 4285.8724 | 0 | 198.8742 | 0 | 10714.6811 | 0 | 0 | 0 | 0 | 0 | 0 | 0 | 0 | 0 | 0 | 0
|  | Account 367 | Acct367 | 52 | 247685955 | 62218711.896 | 0 | 185467243.104 | 38533045.1981 | 0 | 149037745.2009 | 0 | 8463224.4479 | 0 | 27892311.15 | 0 | 752811.3556 | 0 | 142857.7977 | 0 | 4163376.8588 | 0 | 1496300.6598 | 0 | 178903.7018 | 0 | 41576.8945 | 0 | 3683193.2068 | 0 | 258087.4365 | 0 | 5998576.8385 | 0 | 52174.9265 | 0 | 0 | 0 | 0 | 0 | 0 | 0 | 0 | 0 | 422170.5123 | 0 | 6487563.4325 | 0 | 15359.8627 | 0 | 4043.1452 | 0 | 4138.3222 | 0 | 49865.4577 | 0 | 3875.2282 | 0 | 1347.7151 | 0 | 36.363 | 0 | 3369.2877 | 0 | 0 | 0 | 0 | 0 | 0 | 0 | 0 | 0 | 0 | 0
|  | Account 368 | Acct368 | 53 | 326558525 | 178366675.1454 | 0 | 148191849.8546 | 121923771.7887 | 0 | 119144215.317 | 0 | 22743533.9336 | 0 | 22297757.6644 | 0 | 1648571.3196 | 0 | 114203.8226 | 0 | 16803483.8566 | 0 | 1196177.3022 | 0 | 0 | 0 | 0 | 0 | 14340880.1307 | 0 | 206321.0569 | 0 | 0 | 0 | 0 | 0 | 0 | 0 | 0 | 0 | 0 | 0 | 0 | 0 | 847310.4789 | 0 | 5186308.0285 | 0 | 30827.7634 | 0 | 3232.1837 | 0 | 8305.7524 | 0 | 39863.5985 | 0 | 19917.1399 | 0 | 1077.3946 | 0 | 72.9818 | 0 | 2693.4864 | 0 | 0 | 0 | 0 | 0 | 0 | 0 | 0 | 0 | 0 | 0
|  | Distribution Operation Labor Excl. Super. & Eng | FO23 | 54 | 12634911 | 3878721.9368 | 0 | 8756189.0632 | 2095490.7518 | 0 | 6788989.9429 | 0 | 496940.4865 | 0 | 1438341.3205 | 0 | 47608.8531 | 0 | 11367.9642 | 0 | 369668.0541 | 0 | 153967.7097 | 0 | 14876.9335 | 0 | 2333.9324 | 0 | 326300.0285 | 0 | 40203.2535 | 0 | 498818.2351 | 0 | 3725.9287 | 0 | 0 | 0 | 1355.2011 | 0 | 0 | 0 | 83.6559 | 0 | 27400.6653 | 0 | 314467.1809 | 0 | 996.9205 | 0 | 86.6217 | 0 | 268.5947 | 0 | 1068.2028 | 0 | 350.0534 | 0 | 138.6874 | 0 | 2.3601 | 0 | 59.4615 | 0 | 0 | 0 | 0 | 0 | 0 | 0 | 0 | 0 | 0 | 0
|  | Meter Reading | Mread | 55 | 680930 | 0 | 0 | 680930 | 0 | 0 | 442342 | 0 | 0 | 0 | 165568 | 0 | 0 | 0 | 4240 | 0 | 0 | 0 | 22205 | 0 | 0 | 0 | 1020 | 0 | 0 | 0 | 19150 | 0 | 0 | 0 | 6400 | 0 | 0 | 0 | 500 | 0 | 0 | 0 | 50 | 0 | 0 | 0 | 19255 | 0 | 0 | 0 | 12 | 0 | 0 | 0 | 148 | 0 | 0 | 0 | 20 | 0 | 0 | 0 | 20 | 0 | 0 | 0 | 0 | 0 | 0 | 0 | 0 | 0 | 0 | 0
|  | Total Utility Plant | TUP | 56 | 9806596758 | 8473252506.4352 | 0 | 1333344251.5648 | 3353565676.6078 | 0 | 932972130.4847 | 0 | 888320570.8922 | 0 | 188734533.0206 | 0 | 73515761.1855 | 0 | 1349652.4856 | 0 | 837051731.1152 | 0 | 16842146.7549 | 0 | 36400755.013 | 0 | 1370388.307 | 0 | 831943303.2468 | 0 | 3288433.7217 | 0 | 1627001197.8957 | 0 | 2321107.4716 | 0 | 527745653.5097 | 0 | 1022521.9611 | 0 | 242393070.396 | 0 | 63119.7568 | 0 | 52119783.8754 | 0 | 184911124.3193 | 0 | 1896153.754 | 0 | 32726.2498 | 0 | 960605.6037 | 0 | 403524.2551 | 0 | 332892.4358 | 0 | 15170.8248 | 0 | 5350.9046 | 0 | 17671.952 | 0 | 0 | 0 | 0 | 0 | 0 | 0 | 0 | 0 | 0 | 0
|  | Operation and Maintenance Expenses Less Purchase Power | OMLPP | 57 | 843751066 | 210409272.7289 | 516485392.1657 | 116856401.1054 | 86031418.8845 | 179357577.7222 | 81142727.2826 | 0 | 22580232.8436 | 50528807.2595 | 24454581.6024 | 0 | 1954399.5595 | 3874370.3975 | 484950.4473 | 0 | 20677433.262 | 51083025.378 | 3291896.6458 | 0 | 907056.4127 | 2304740.066 | 256844.6949 | 0 | 20148852.3261 | 53516995.913 | 2021532.2635 | 0 | 38634253.2669 | 114885834.2247 | 879627.681 | 0 | 12164993.1848 | 39989164.893 | 180784.8681 | 0 | 5901826.116 | 17208685.3002 | 12947.9485 | 0 | 1328080.7899 | 3526643.3442 | 4079656.0819 | 0 | 48317.151 | 128310.0186 | 3404.0197 | 0 | 22113.2521 | 71180.828 | 41969.8654 | 0 | 10163.8618 | 9726.0793 | 2965.1378 | 0 | 131.8181 | 330.7415 | 2512.5664 | 0 | 0 | 0 | 0 | 0 | 0 | 0 | 0 | 0 | 0 | 0
|  | Purchase Power | PurPower | 58 | 48544007 | 9572612.2559 | 38971394.7441 | 0 | 3427030.7776 | 13456569.4905 | 0 |  | 948591.3581 | 3799391.8409 | 0 |  | 71887.4499 | 291039.5663 | 0 |  | 949627.1148 | 3847034.8772 | 0 |  | 42673.7503 | 173859.3065 | 0 |  | 984152.6572 | 4039498.5861 | 0 |  | 2067416.3175 | 8727960.534 | 0 |  | 715749.9977 | 3037646.3649 | 0 |  | 305408.4657 | 1310295.9404 | 0 |  | 56573.184 | 272020.4571 | 0 |  | 2058.1117 | 9896.9415 | 0 |  | 1258.7986 | 5417.0549 | 0 |  | 178.0506 | 738.9927 | 0 |  | 6.2222 | 24.7912 | 0 |  | 0 | 0 | 0 |  | 0 | 0 | 0 | 0 | 0 | 0
|  | Account 502 | Acct 502 | 59 | 22989772 | 9649494 | 13340278 | 0 | 3454554.7279 | 4606311.3499 | 0 |  | 956209.9011 | 1300567.8581 | 0 |  | 72464.8087 | 99625.6036 | 0 |  | 957253.9764 | 1316876.5212 | 0 |  | 43016.4815 | 59513.6894 | 0 |  | 992056.8081 | 1382758.674 | 0 |  | 2084020.6224 | 2987663.661 | 0 |  | 721498.4922 | 1039815.1578 | 0 |  | 307861.3318 | 448526.7264 | 0 |  | 57027.5474 | 93115.1821 | 0 |  | 2074.6413 | 3387.8169 | 0 |  | 1268.9085 | 1854.3093 | 0 |  | 179.4806 | 252.9642 | 0 |  | 6.2722 | 8.4863 | 0 |  | 0 | 0 | 0 |  | 0 | 0 | 0 | 0 | 0 | 0
|  | Account 503 | Acct 503 | 60 | 8130854 | 6673009 | 1457845 | 0 | 2388962.0316 | 503384.41 | 0 |  | 661257.1888 | 142127.9488 | 0 |  | 50112.2982 | 10887.231 | 0 |  | 661979.2084 | 143910.1833 | 0 |  | 29747.6083 | 6503.7426 | 0 |  | 686046.7512 | 151109.8808 | 0 |  | 1441183.1718 | 326496.2342 | 0 |  | 498944.9117 | 113632.5142 | 0 |  | 212898.359 | 49015.6536 | 0 |  | 39436.8179 | 10175.7627 | 0 |  | 1434.697 | 370.2256 | 0 |  | 877.5007 | 202.6416 | 0 |  | 124.118 | 27.6443 | 0 |  | 4.3375 | 0.92739 | 0 |  | 0 | 0 | 0 |  | 0 | 0 | 0 | 0 | 0 | 0
|  | Prob Dispatch - Forecasted - Mkt Based - Depr. Reserve | PDisp DRes | 61 | 100% | 100% | 0% | 0% | 35.93% |  |  |  | 9.948% |  |  |  | 0.753% |  |  |  | 9.951% |  |  |  | 0.4465% |  |  |  | 10.28% |  |  |  | 21.48% |  |  |  | 7.433% |  |  |  | 3.163% |  |  |  | 0.5706% |  |  |  | 0.02076% |  |  |  | 0.01303% |  |  |  | 0.00185% |  |  |  | 6.6e-05% | [10 empty] | 0 | 0 | 0
|  | Prob Dispatch - Forecasted - Mkt Based - Depr. Expense | PDisp DExp | 62 | 100% | 100% | 0% | 0% | 35.85% |  |  |  | 9.924% |  |  |  | 0.7512% |  |  |  | 9.935% |  |  |  | 0.4464% |  |  |  | 10.28% |  |  |  | 21.55% |  |  |  | 7.458% |  |  |  | 3.18% |  |  |  | 0.5838% |  |  |  | 0.02124% |  |  |  | 0.01311% |  |  |  | 0.00186% |  |  |  | 6.5e-05% | [10 empty] | 0 | 0 | 0
|  | Time diff. Fuel | Time Fuel | 63 | 411501446 | 0 | 411501446 | 0 |  | 143127265 |  |  |  | 40297176 |  |  |  | 3090685 |  |  |  | 40721537 |  |  |  | 1836397 |  |  |  | 42634747 |  |  |  | 91358436 |  |  |  | 31800871 |  |  |  | 13675847 |  |  |  | 2792318 |  |  |  | 101593 |  |  |  | 56576 |  |  |  | 7734 |  |  |  | 264 | [9 empty] | 0 | 0 | 0
|  |  |  | 64 | 0 | 0 | 0 | 0 | [63 empty] | 0 | 0 | 0
|  |  |  | 65 | 0 | 0 | 0 | 0 | [63 empty] | 0 | 0 | 0
|  |  |  | 66 | 0 | 0 | 0 | 0 | [63 empty] | 0 | 0 | 0
|  |  |  | 67 | 0 | 0 | 0 | 0 | [63 empty] | 0 | 0 | 0
|  |  |  | 68 | 0 | 0 | 0 | 0 | [63 empty] | 0 | 0 | 0
|  |  |  | 69 | 0 | 0 | 0 | 0 | [63 empty] | 0 | 0 | 0
|  |  |  | 70 | 0 | 0 | 0 | 0 | [63 empty] | 0 | 0 | 0
|  |  |  | 71 | 0 | 0 | 0 | 0
|  |  |  | 72 | 0 | 0 | 0 | 0
|  |  |  | 73 | 0 | 0 | 0 | 0
|  |  |  | 74 | 0 | 0 | 0 | 0
|  |  |  | 75 | 0 | 0 | 0 | 0
Memo: Purchased Pwer Expense
|  | Demand | Production Plant |  | 9572612.2559 | 9572612.2559 |  |  | 3427030.7776 | 0 | 0 |  | 948591.3581 | 0 | 0 |  | 71887.4499 | 0 | 0 |  | 949627.1148 | 0 | 0 |  | 42673.7503 | 0 | 0 |  | 984152.6572 | 0 | 0 |  | 2067416.3175 | 0 | 0 |  | 715749.9977 | 0 | 0 |  | 305408.4657 | 0 | 0 |  | 56573.184 | 0 | 0 |  | 2058.1117 | 0 | 0 |  | 1258.7986 | 0 | 0 |  | 178.0506 | 0 | 0 |  | 6.2222 | 0 | 0 |  | 0 | 0 | 0 |  | 0 | 0 | 0 | 0 | 0 | 0
|  | Energy | Energy @ Source |  | 38971394.7441 |  | 38971394.7441 |  | 0 | 13456569.4905 | 0 |  | 0 | 3799391.8409 | 0 |  | 0 | 291039.5663 | 0 |  | 0 | 3847034.8772 | 0 |  | 0 | 173859.3065 | 0 |  | 0 | 4039498.5861 | 0 |  | 0 | 8727960.534 | 0 |  | 0 | 3037646.3649 | 0 |  | 0 | 1310295.9404 | 0 |  | 0 | 272020.4571 | 0 |  | 0 | 9896.9415 | 0 |  | 0 | 5417.0549 | 0 |  | 0 | 738.9927 | 0 |  | 0 | 24.7912 | 0 |  | 0 | 0 | 0 |  | 0 | 0 | 0 | 0 | 0 | 0
|  | Total |  |  | 48544007 | 9572612.2559 | 38971394.7441 |  | 3427030.7776 | 13456569.4905 | 0 |  | 948591.3581 | 3799391.8409 | 0 |  | 71887.4499 | 291039.5663 | 0 |  | 949627.1148 | 3847034.8772 | 0 |  | 42673.7503 | 173859.3065 | 0 |  | 984152.6572 | 4039498.5861 | 0 |  | 2067416.3175 | 8727960.534 | 0 |  | 715749.9977 | 3037646.3649 | 0 |  | 305408.4657 | 1310295.9404 | 0 |  | 56573.184 | 272020.4571 | 0 |  | 2058.1117 | 9896.9415 | 0 |  | 1258.7986 | 5417.0549 | 0 |  | 178.0506 | 738.9927 | 0 |  | 6.2222 | 24.7912 | 0 |  | 0 | 0 | 0 |  | 0 | 0 | 0 | 0 | 0 | 0
Memo: Acct 502: Steam Expense
|  | Demand | Production Plant |  | 9649494 | 9649494 |  |  | 3454554.7279 | 0 | 0 |  | 956209.9011 | 0 | 0 |  | 72464.8087 | 0 | 0 |  | 957253.9764 | 0 | 0 |  | 43016.4815 | 0 | 0 |  | 992056.8081 | 0 | 0 |  | 2084020.6224 | 0 | 0 |  | 721498.4922 | 0 | 0 |  | 307861.3318 | 0 | 0 |  | 57027.5474 | 0 | 0 |  | 2074.6413 | 0 | 0 |  | 1268.9085 | 0 | 0 |  | 179.4806 | 0 | 0 |  | 6.2722 | 0 | 0 |  | 0 | 0 | 0 |  | 0 | 0 | 0 | 0 | 0 | 0
|  | Energy | Energy @ Source |  | 13340278 |  | 13340278 |  | 0 | 4606311.3499 | 0 |  | 0 | 1300567.8581 | 0 |  | 0 | 99625.6036 | 0 |  | 0 | 1316876.5212 | 0 |  | 0 | 59513.6894 | 0 |  | 0 | 1382758.674 | 0 |  | 0 | 2987663.661 | 0 |  | 0 | 1039815.1578 | 0 |  | 0 | 448526.7264 | 0 |  | 0 | 93115.1821 | 0 |  | 0 | 3387.8169 | 0 |  | 0 | 1854.3093 | 0 |  | 0 | 252.9642 | 0 |  | 0 | 8.4863 | 0 |  | 0 | 0 | 0 |  | 0 | 0 | 0 | 0 | 0 | 0
|  | Total |  |  | 22989772 | 9649494 | 13340278 |  | 3454554.7279 | 4606311.3499 | 0 |  | 956209.9011 | 1300567.8581 | 0 |  | 72464.8087 | 99625.6036 | 0 |  | 957253.9764 | 1316876.5212 | 0 |  | 43016.4815 | 59513.6894 | 0 |  | 992056.8081 | 1382758.674 | 0 |  | 2084020.6224 | 2987663.661 | 0 |  | 721498.4922 | 1039815.1578 | 0 |  | 307861.3318 | 448526.7264 | 0 |  | 57027.5474 | 93115.1821 | 0 |  | 2074.6413 | 3387.8169 | 0 |  | 1268.9085 | 1854.3093 | 0 |  | 179.4806 | 252.9642 | 0 |  | 6.2722 | 8.4863 | 0 |  | 0 | 0 | 0 |  | 0 | 0 | 0 | 0 | 0 | 0
Memo: Acct 505: Electric Expense
|  | Demand | Production Plant |  | 6673009 | 6673009 |  |  | 2388962.0316 | 0 | 0 |  | 661257.1888 | 0 | 0 |  | 50112.2982 | 0 | 0 |  | 661979.2084 | 0 | 0 |  | 29747.6083 | 0 | 0 |  | 686046.7512 | 0 | 0 |  | 1441183.1718 | 0 | 0 |  | 498944.9117 | 0 | 0 |  | 212898.359 | 0 | 0 |  | 39436.8179 | 0 | 0 |  | 1434.697 | 0 | 0 |  | 877.5007 | 0 | 0 |  | 124.118 | 0 | 0 |  | 4.3375 | 0 | 0 |  | 0 | 0 | 0 |  | 0 | 0 | 0 | 0 | 0 | 0
|  | Energy | Energy @ Source |  | 1457845 |  | 1457845 |  | 0 | 503384.41 | 0 |  | 0 | 142127.9488 | 0 |  | 0 | 10887.231 | 0 |  | 0 | 143910.1833 | 0 |  | 0 | 6503.7426 | 0 |  | 0 | 151109.8808 | 0 |  | 0 | 326496.2342 | 0 |  | 0 | 113632.5142 | 0 |  | 0 | 49015.6536 | 0 |  | 0 | 10175.7627 | 0 |  | 0 | 370.2256 | 0 |  | 0 | 202.6416 | 0 |  | 0 | 27.6443 | 0 |  | 0 | 0.92739 | 0 |  | 0 | 0 | 0 |  | 0 | 0 | 0 | 0 | 0 | 0
|  | Total |  |  | 8130854 | 6673009 | 1457845 |  | 2388962.0316 | 503384.41 | 0 |  | 661257.1888 | 142127.9488 | 0 |  | 50112.2982 | 10887.231 | 0 |  | 661979.2084 | 143910.1833 | 0 |  | 29747.6083 | 6503.7426 | 0 |  | 686046.7512 | 151109.8808 | 0 |  | 1441183.1718 | 326496.2342 | 0 |  | 498944.9117 | 113632.5142 | 0 |  | 212898.359 | 49015.6536 | 0 |  | 39436.8179 | 10175.7627 | 0 |  | 1434.697 | 370.2256 | 0 |  | 877.5007 | 202.6416 | 0 |  | 124.118 | 27.6443 | 0 |  | 4.3375 | 0.92739 | 0 |  | 0 | 0 | 0 |  | 0 | 0 | 0 | 0 | 0 | 0

## Allocation Pct
[8 empty] | 9 | 10 | 11 | 1 | 2 | 3 | 1 | 2 | 3 | 1 | 2 | 3 | 1 | 2 | 3 | 1 | 2 | 3 | 1 | 2 | 3 | 1 | 2 | 3 | 1 | 2 | 3 | 1 | 2 | 3 | 1 | 2 | 3 | 1 | 2 | 3 | 1 | 2 | 3 | 1 | 2 | 3 | 1 | 2 | 3 | 1 | 2 | 3
|  | Allocation Factor |  | Total Kentucky |  |  |  | Residential (RS) |  |  | General Service |  |  | All Electric Schools (AES) |  |  | Power Service-Secondary (PS-Sec) |  |  | Power Service-Primary (PS-Pri) |  |  | Time of Day-Secondary (TOD-Sec) |  |  | Time of Day-Primary (TOD-Pri) |  |  | Retail Transmission (RTS) |  |  | Fluctuating Load Service (FLS) |  |  | Outdoor Lighting (LS & RLS) |  |  | Lighting Energy (LE) |  |  | Traffic Energy |  |  | Outdoor Sports Lighting (OSL) |  |  | Electric Vehicle Charging (EV) |  |  | Solar Share (SSP) |  |  | Business Solar (BS) |  |  | Check
Description |  | Name | No | Total | Demand | Energy | Customer | Demand | Energy | Customer | Demand | Energy | Customer | Demand | Energy | Customer | Demand | Energy | Customer | Demand | Energy | Customer | Demand | Energy | Customer | Demand | Energy | Customer | Demand | Energy | Customer | Demand | Energy | Customer | Demand | Energy | Customer | Demand | Energy | Customer | Demand | Energy | Customer | Demand | Energy | Customer | Demand | Energy | Customer | Demand | Energy | Customer | Demand | Energy | Customer | Demand | Energy | Customer | Total
| Energy (at the Meter) |  | 1 | 100% | 0% | 100% | 0% | 0% | 34.15% | 0% | 0% | 9.643% | 0% | 0% | 0.7387% | 0% | 0% | 9.764% | 0% | 0% | 0.4524% | 0% | 0% | 10.25% | 0% | 0% | 22.71% | 0% | 0% | 8.072% | 0% | 0% | 3.482% | 0% | 0% | 0.6904% | 0% | 0% | 0.02512% | 0% | 0% | 0.01375% | 0% | 0% | 0.001876% | 0% | 0% | 6.292e-05% | 0% | 0% | 0% | 0% | 0% | 0% | 0%
| Energy (Loss Adjusted)(at Source) | Energy | 2 | 100% | 0% | 100% | 0% | 0% | 34.53% | 0% | 0% | 9.749% | 0% | 0% | 0.7468% | 0% | 0% | 9.871% | 0% | 0% | 0.4461% | 0% | 0% | 10.37% | 0% | 0% | 22.4% | 0% | 0% | 7.795% | 0% | 0% | 3.362% | 0% | 0% | 0.698% | 0% | 0% | 0.0254% | 0% | 0% | 0.0139% | 0% | 0% | 0.001896% | 0% | 0% | 6.361e-05% | 0% | 0% | 0% | 0% | 0% | 0% | 0%
| Customers (Monthly Bills) | Bills | 3 | 100% | 0% | 0% | 100% | 0% | 0% | 62.66% | 0% | 0% | 11.73% | 0% | 0% | 0.06003% | 0% | 0% | 0.629% | 0% | 0% | 0.02886% | 0% | 0% | 0.1085% | 0% | 0% | 0.0362% | 0% | 0% | 0.002833% | 0% | 0% | 0.0001416% | 0% | 0% | 24.55% | 0% | 0% | 0.0153% | 0% | 0% | 0.1885% | 0% | 0% | 0.0005666% | 0% | 0% | 0.001416% | 0% | 0% | 0% | 0% | 0% | 0%
| Average Customers (Bills/12) | Custa | 4 | 100% | 0% | 0% | 100% | 0% | 0% | 62.66% | 0% | 0% | 11.73% | 0% | 0% | 0.06006% | 0% | 0% | 0.6291% | 0% | 0% | 0.0289% | 0% | 0% | 0.1085% | 0% | 0% | 0.03626% | 0% | 0% | 0.002833% | 0% | 0% | 0.0001416% | 0% | 0% | 24.55% | 0% | 0% | 0.0153% | 0% | 0% | 0.1885% | 0% | 0% | 0.0005666% | 0% | 0% | 0.001416% | 0% | 0% | 0% | 0% | 0% | 0%
| Average Customers (Lighting = Lights) | Custal | 5 | 100% | 0% | 0% | 100% | 0% | 0% | 62.66% | 0% | 0% | 11.73% | 0% | 0% | 0.06006% | 0% | 0% | 0.6291% | 0% | 0% | 0.0289% | 0% | 0% | 0.1085% | 0% | 0% | 0.03626% | 0% | 0% | 0.002833% | 0% | 0% | 0.0001416% | 0% | 0% | 24.55% | 0% | 0% | 0.0153% | 0% | 0% | 0.1885% | 0% | 0% | 0.0005666% | 0% | 0% | 0.001416% | 0% | 0% | 0% | 0% | 0% | 0%
| Weighted Average Customers (Lighting =9 Lights per Cust) | Cust05 | 6 | 100% | 0% | 0% | 100% | 0% | 0% | 64.96% | 0% | 0% | 24.31% | 0% | 0% | 0.6227% | 0% | 0% | 3.261% | 0% | 0% | 0.1498% | 0% | 0% | 2.812% | 0% | 0% | 0.9399% | 0% | 0% | 0.07343% | 0% | 0% | 0.007343% | 0% | 0% | 2.828% | 0% | 0% | 0.001762% | 0% | 0% | 0.02173% | 0% | 0% | 0.002937% | 0% | 0% | 0.002937% | 0% | 0% | 0% | 0% | 0% | 0%
| Street Lighting | Cust04 | 7 | 100% | 0% | 0% | 100% | 0% | 0% | 0% | 0% | 0% | 0% | 0% | 0% | 0% | 0% | 0% | 0% | 0% | 0% | 0% | 0% | 0% | 0% | 0% | 0% | 0% | 0% | 0% | 0% | 0% | 0% | 0% | 0% | 0% | 100% | 0% | 0% | 0% | 0% | 0% | 0% | 0% | 0% | 0% | 0% | 0% | 0% | 0% | 0% | 0% | 0% | 0% | 0%
| Average Customers | Cust01 | 8 | 100% | 0% | 0% | 100% | 0% | 0% | 62.66% | 0% | 0% | 11.73% | 0% | 0% | 0.06006% | 0% | 0% | 0.6291% | 0% | 0% | 0.0289% | 0% | 0% | 0.1085% | 0% | 0% | 0.03626% | 0% | 0% | 0.002833% | 0% | 0% | 0.0001416% | 0% | 0% | 24.55% | 0% | 0% | 0.0153% | 0% | 0% | 0.1885% | 0% | 0% | 0.0005666% | 0% | 0% | 0.001416% | 0% | 0% | 0% | 0% | 0% | 0%
| Average Customers (Lighting = 9 Lights per Cust) | Cust06 | 9 | 100% | 0% | 0% | 100% | 0% | 0% | 80.33% | 0% | 0% | 15.03% | 0% | 0% | 0.077% | 0% | 0% | 0.8065% | 0% | 0% | 0.03705% | 0% | 0% | 0.1391% | 0% | 0% | 0.04649% | 0% | 0% | 0.003632% | 0% | 0% | 0.0001816% | 0% | 0% | 3.497% | 0% | 0% | 0.002179% | 0% | 0% | 0.02688% | 0% | 0% | 0.0007264% | 0% | 0% | 0.001816% | 0% | 0% | 0% | 0% | 0% | 0%
| Average Secondary Customers | Cust07 | 10 | 100% | 0% | 0% | 100% | 0% | 0% | 80.4% | 0% | 0% | 15.05% | 0% | 0% | 0.07706% | 0% | 0% | 0.8072% | 0% | 0% | 0% | 0% | 0% | 0.1392% | 0% | 0% | 0% | 0% | 0% | 0% | 0% | 0% | 0% | 0% | 0% | 3.5% | 0% | 0% | 0.002181% | 0% | 0% | 0.0269% | 0% | 0% | 0.000727% | 0% | 0% | 0.001818% | 0% | 0% | 0% | 0% | 0% | 0%
| Average Primary Customers | Cust08 | 11 | 100% | 0% | 0% | 100% | 0% | 0% | 80.33% | 0% | 0% | 15.03% | 0% | 0% | 0.077% | 0% | 0% | 0.8065% | 0% | 0% | 0.03705% | 0% | 0% | 0.1391% | 0% | 0% | 0.04649% | 0% | 0% | 0% | 0% | 0% | 0% | 0% | 0% | 3.497% | 0% | 0% | 0.002179% | 0% | 0% | 0.02688% | 0% | 0% | 0.0007264% | 0% | 0% | 0.001816% | 0% | 0% | 0% | 0% | 0% | 0%
| Average Transformer Customers | Cust09 | 12 | 100% | 0% | 0% | 100% | 0% | 0% | 80.4% | 0% | 0% | 15.05% | 0% | 0% | 0.07706% | 0% | 0% | 0.8072% | 0% | 0% | 0% | 0% | 0% | 0.1392% | 0% | 0% | 0% | 0% | 0% | 0% | 0% | 0% | 0% | 0% | 0% | 3.5% | 0% | 0% | 0.002181% | 0% | 0% | 0.0269% | 0% | 0% | 0.000727% | 0% | 0% | 0.001818% | 0% | 0% | 0% | 0% | 0% | 0%
| Average Customers | Custb | 13 | #DIV/0! | #DIV/0! | #DIV/0! | #DIV/0! | #DIV/0! | #DIV/0! | #DIV/0! | #DIV/0! | #DIV/0! | #DIV/0! | #DIV/0! | #DIV/0! | #DIV/0! | #DIV/0! | #DIV/0! | #DIV/0! | #DIV/0! | #DIV/0! | #DIV/0! | #DIV/0! | #DIV/0! | #DIV/0! | #DIV/0! | #DIV/0! | #DIV/0! | #DIV/0! | #DIV/0! | #DIV/0! | #DIV/0! | #DIV/0! | #DIV/0! | #DIV/0! | #DIV/0! | #DIV/0! | #DIV/0! | #DIV/0! | #DIV/0! | #DIV/0! | #DIV/0! | #DIV/0! | #DIV/0! | #DIV/0! | #DIV/0! | #DIV/0! | #DIV/0! | #DIV/0! | #DIV/0! | #DIV/0! | #DIV/0! | #DIV/0! | #DIV/0! | #DIV/0!
| Average Customers (Lighting = Lights) | Custbl | 14 | #DIV/0! | #DIV/0! | #DIV/0! | #DIV/0! | #DIV/0! | #DIV/0! | #DIV/0! | #DIV/0! | #DIV/0! | #DIV/0! | #DIV/0! | #DIV/0! | #DIV/0! | #DIV/0! | #DIV/0! | #DIV/0! | #DIV/0! | #DIV/0! | #DIV/0! | #DIV/0! | #DIV/0! | #DIV/0! | #DIV/0! | #DIV/0! | #DIV/0! | #DIV/0! | #DIV/0! | #DIV/0! | #DIV/0! | #DIV/0! | #DIV/0! | #DIV/0! | #DIV/0! | #DIV/0! | #DIV/0! | #DIV/0! | #DIV/0! | #DIV/0! | #DIV/0! | #DIV/0! | #DIV/0! | #DIV/0! | #DIV/0! | #DIV/0! | #DIV/0! | #DIV/0! | #DIV/0! | #DIV/0! | #DIV/0! | #DIV/0! | #DIV/0! | #DIV/0!
| Weighted Average Customers (Lighting =9 Lights per Cust) | PCust05 | 15 | #DIV/0! | #DIV/0! | #DIV/0! | #DIV/0! | #DIV/0! | #DIV/0! | #DIV/0! | #DIV/0! | #DIV/0! | #DIV/0! | #DIV/0! | #DIV/0! | #DIV/0! | #DIV/0! | #DIV/0! | #DIV/0! | #DIV/0! | #DIV/0! | #DIV/0! | #DIV/0! | #DIV/0! | #DIV/0! | #DIV/0! | #DIV/0! | #DIV/0! | #DIV/0! | #DIV/0! | #DIV/0! | #DIV/0! | #DIV/0! | #DIV/0! | #DIV/0! | #DIV/0! | #DIV/0! | #DIV/0! | #DIV/0! | #DIV/0! | #DIV/0! | #DIV/0! | #DIV/0! | #DIV/0! | #DIV/0! | #DIV/0! | #DIV/0! | #DIV/0! | #DIV/0! | #DIV/0! | #DIV/0! | #DIV/0! | #DIV/0! | #DIV/0! | #DIV/0!
| Street Lighting | PCust04 | 16 | 100% | 0% | 0% | 100% | 0% | 0% | 0% | 0% | 0% | 0% | 0% | 0% | 0% | 0% | 0% | 0% | 0% | 0% | 0% | 0% | 0% | 0% | 0% | 0% | 0% | 0% | 0% | 0% | 0% | 0% | 0% | 0% | 0% | 100% | 0% | 0% | 0% | 0% | 0% | 0% | 0% | 0% | 0% | 0% | 0% | 0% | 0% | 0% | 0% | 0% | 0% | 0%
| Average Customers | PCust01 | 17 | #DIV/0! | #DIV/0! | #DIV/0! | #DIV/0! | #DIV/0! | #DIV/0! | #DIV/0! | #DIV/0! | #DIV/0! | #DIV/0! | #DIV/0! | #DIV/0! | #DIV/0! | #DIV/0! | #DIV/0! | #DIV/0! | #DIV/0! | #DIV/0! | #DIV/0! | #DIV/0! | #DIV/0! | #DIV/0! | #DIV/0! | #DIV/0! | #DIV/0! | #DIV/0! | #DIV/0! | #DIV/0! | #DIV/0! | #DIV/0! | #DIV/0! | #DIV/0! | #DIV/0! | #DIV/0! | #DIV/0! | #DIV/0! | #DIV/0! | #DIV/0! | #DIV/0! | #DIV/0! | #DIV/0! | #DIV/0! | #DIV/0! | #DIV/0! | #DIV/0! | #DIV/0! | #DIV/0! | #DIV/0! | #DIV/0! | #DIV/0! | #DIV/0! | #DIV/0!
| Average Customers (Lighting = 9 Lights per Cust) | PCust06 | 18 | #DIV/0! | #DIV/0! | #DIV/0! | #DIV/0! | #DIV/0! | #DIV/0! | #DIV/0! | #DIV/0! | #DIV/0! | #DIV/0! | #DIV/0! | #DIV/0! | #DIV/0! | #DIV/0! | #DIV/0! | #DIV/0! | #DIV/0! | #DIV/0! | #DIV/0! | #DIV/0! | #DIV/0! | #DIV/0! | #DIV/0! | #DIV/0! | #DIV/0! | #DIV/0! | #DIV/0! | #DIV/0! | #DIV/0! | #DIV/0! | #DIV/0! | #DIV/0! | #DIV/0! | #DIV/0! | #DIV/0! | #DIV/0! | #DIV/0! | #DIV/0! | #DIV/0! | #DIV/0! | #DIV/0! | #DIV/0! | #DIV/0! | #DIV/0! | #DIV/0! | #DIV/0! | #DIV/0! | #DIV/0! | #DIV/0! | #DIV/0! | #DIV/0! | #DIV/0!
| Average Secondary Customers | PCust07 | 19 | #DIV/0! | #DIV/0! | #DIV/0! | #DIV/0! | #DIV/0! | #DIV/0! | #DIV/0! | #DIV/0! | #DIV/0! | #DIV/0! | #DIV/0! | #DIV/0! | #DIV/0! | #DIV/0! | #DIV/0! | #DIV/0! | #DIV/0! | #DIV/0! | #DIV/0! | #DIV/0! | #DIV/0! | #DIV/0! | #DIV/0! | #DIV/0! | #DIV/0! | #DIV/0! | #DIV/0! | #DIV/0! | #DIV/0! | #DIV/0! | #DIV/0! | #DIV/0! | #DIV/0! | #DIV/0! | #DIV/0! | #DIV/0! | #DIV/0! | #DIV/0! | #DIV/0! | #DIV/0! | #DIV/0! | #DIV/0! | #DIV/0! | #DIV/0! | #DIV/0! | #DIV/0! | #DIV/0! | #DIV/0! | #DIV/0! | #DIV/0! | #DIV/0! | #DIV/0!
| Average Primary Customers | PCust08 | 20 | #DIV/0! | #DIV/0! | #DIV/0! | #DIV/0! | #DIV/0! | #DIV/0! | #DIV/0! | #DIV/0! | #DIV/0! | #DIV/0! | #DIV/0! | #DIV/0! | #DIV/0! | #DIV/0! | #DIV/0! | #DIV/0! | #DIV/0! | #DIV/0! | #DIV/0! | #DIV/0! | #DIV/0! | #DIV/0! | #DIV/0! | #DIV/0! | #DIV/0! | #DIV/0! | #DIV/0! | #DIV/0! | #DIV/0! | #DIV/0! | #DIV/0! | #DIV/0! | #DIV/0! | #DIV/0! | #DIV/0! | #DIV/0! | #DIV/0! | #DIV/0! | #DIV/0! | #DIV/0! | #DIV/0! | #DIV/0! | #DIV/0! | #DIV/0! | #DIV/0! | #DIV/0! | #DIV/0! | #DIV/0! | #DIV/0! | #DIV/0! | #DIV/0! | #DIV/0!
| Average Transformer Customers | PCust09 | 21 | #DIV/0! | #DIV/0! | #DIV/0! | #DIV/0! | #DIV/0! | #DIV/0! | #DIV/0! | #DIV/0! | #DIV/0! | #DIV/0! | #DIV/0! | #DIV/0! | #DIV/0! | #DIV/0! | #DIV/0! | #DIV/0! | #DIV/0! | #DIV/0! | #DIV/0! | #DIV/0! | #DIV/0! | #DIV/0! | #DIV/0! | #DIV/0! | #DIV/0! | #DIV/0! | #DIV/0! | #DIV/0! | #DIV/0! | #DIV/0! | #DIV/0! | #DIV/0! | #DIV/0! | #DIV/0! | #DIV/0! | #DIV/0! | #DIV/0! | #DIV/0! | #DIV/0! | #DIV/0! | #DIV/0! | #DIV/0! | #DIV/0! | #DIV/0! | #DIV/0! | #DIV/0! | #DIV/0! | #DIV/0! | #DIV/0! | #DIV/0! | #DIV/0! | #DIV/0!
| Maximum Class Non-Coincident Peak Demands (Transmission) | NCPT | 22 | 100% | 100% | 0% | 0% | 44.21% | 0% | 0% | 11.35% | 0% | 0% | 1.162% | 0% | 0% | 10.12% | 0% | 0% | 0.435% | 0% | 0% | 8.957% | 0% | 0% | 14.59% | 0% | 0% | 5.058% | 0% | 0% | 3.39% | 0% | 0% | 0.6827% | 0% | 0% | 0.02484% | 0% | 0% | 0.006692% | 0% | 0% | 0.009424% | 0% | 0% | 5.88e-05% | 0% | 0% | 0% | 0% | 0% | 0% | 0% | 0%
| Maximum Class Non-Coincident Peak Demands (Primary) | NCPP | 23 | 100% | 100% | 0% | 0% | 48.29% | 0% | 0% | 12.4% | 0% | 0% | 1.269% | 0% | 0% | 11.06% | 0% | 0% | 0.4752% | 0% | 0% | 9.783% | 0% | 0% | 15.93% | 0% | 0% | 0% | 0% | 0% | 0% | 0% | 0% | 0.7457% | 0% | 0% | 0.02713% | 0% | 0% | 0.00731% | 0% | 0% | 0.01029% | 0% | 0% | 6.423e-05% | 0% | 0% | 0% | 0% | 0% | 0% | 0% | 0%
| Sum of the Individual Customer Demands (Transformer) | SICDT | 24 | 100% | 100% | 0% | 0% | 68.36% | 0% | 0% | 12.75% | 0% | 0% | 0.9243% | 0% | 0% | 9.421% | 0% | 0% | 0% | 0% | 0% | 8.04% | 0% | 0% | 0% | 0% | 0% | 0% | 0% | 0% | 0% | 0% | 0% | 0.475% | 0% | 0% | 0.01728% | 0% | 0% | 0.004657% | 0% | 0% | 0.01117% | 0% | 0% | 4.092e-05% | 0% | 0% | 0% | 0% | 0% | 0% | 0% | 0%
| Sum of the Individual Customer Demands (Secondary) | SICD | 25 | 100% | 100% | 0% | 0% | 82.83% | 0% | 0% | 15.45% | 0% | 0% | 1.12% | 0% | 0% | 0% | 0% | 0% | 0% | 0% | 0% | 0% | 0% | 0% | 0% | 0% | 0% | 0% | 0% | 0% | 0% | 0% | 0% | 0.5756% | 0% | 0% | 0.02094% | 0% | 0% | 0.005642% | 0% | 0% | 0% | 0% | 0% | 4.958e-05% | 0% | 0% | 0% | 0% | 0% | 0% | 0% | 0%
| Prob Dispatch - Forecasted - Mkt Based - Gross Plant | PDisp Gplant | 26 | 100% | 100% | 0% | 0% | 35.8% | 0% | 0% | 9.909% | 0% | 0% | 0.751% | 0% | 0% | 9.92% | 0% | 0% | 0.4458% | 0% | 0% | 10.28% | 0% | 0% | 21.6% | 0% | 0% | 7.477% | 0% | 0% | 3.19% | 0% | 0% | 0.591% | 0% | 0% | 0.0215% | 0% | 0% | 0.01315% | 0% | 0% | 0.00186% | 0% | 0% | 6.5e-05% | 0% | 0% | 0% | 0% | 0% | 0% | 0% | 0%
| Primary Distribution Plant -- Average Number of Customers | C08 | 27 | #DIV/0! | #DIV/0! | #DIV/0! | #DIV/0! | #DIV/0! | #DIV/0! | #DIV/0! | #DIV/0! | #DIV/0! | #DIV/0! | #DIV/0! | #DIV/0! | #DIV/0! | #DIV/0! | #DIV/0! | #DIV/0! | #DIV/0! | #DIV/0! | #DIV/0! | #DIV/0! | #DIV/0! | #DIV/0! | #DIV/0! | #DIV/0! | #DIV/0! | #DIV/0! | #DIV/0! | #DIV/0! | #DIV/0! | #DIV/0! | #DIV/0! | #DIV/0! | #DIV/0! | #DIV/0! | #DIV/0! | #DIV/0! | #DIV/0! | #DIV/0! | #DIV/0! | #DIV/0! | #DIV/0! | #DIV/0! | #DIV/0! | #DIV/0! | #DIV/0! | #DIV/0! | #DIV/0! | #DIV/0! | #DIV/0! | #DIV/0! | #DIV/0! | #DIV/0!
| Customer Services -- Weighted cost of Services | C02 | 28 | 100% | 0% | 0% | 100% | 0% | 0% | 79.09% | 0% | 0% | 17.78% | 0% | 0% | 0.1609% | 0% | 0% | 2.31% | 0% | 0% | 0% | 0% | 0% | 0.661% | 0% | 0% | 0% | 0% | 0% | 0% | 0% | 0% | 0% | 0% | 0% | 0% | 0% | 0% | 0% | 0% | 0% | 0% | 0% | 0% | 0.002081% | 0% | 0% | 0% | 0% | 0% | 0% | 0% | 0% | 0%
| Meter Costs -- Weighted Cost of Meters | C03 | 29 | 100% | 0% | 0% | 100% | 0% | 0% | 60.41% | 0% | 0% | 24.38% | 0% | 0% | 0.4976% | 0% | 0% | 7.622% | 0% | 0% | 1.491% | 0% | 0% | 1.363% | 0% | 0% | 2.641% | 0% | 0% | 1.309% | 0% | 0% | 0.08082% | 0% | 0% | 0% | 0% | 0% | 0.01475% | 0% | 0% | 0.1818% | 0% | 0% | 0.006867% | 0% | 0% | 0% | 0% | 0% | 0% | 0% | 0% | 0%
| Outdoor Lighting Customers | C04 | 30 | 100% | 0% | 0% | 100% | 0% | 0% | 0% | 0% | 0% | 0% | 0% | 0% | 0% | 0% | 0% | 0% | 0% | 0% | 0% | 0% | 0% | 0% | 0% | 0% | 0% | 0% | 0% | 0% | 0% | 0% | 0% | 0% | 0% | 100% | 0% | 0% | 0% | 0% | 0% | 0% | 0% | 0% | 0% | 0% | 0% | 0% | 0% | 0% | 0% | 0% | 0% | 0%
| Meter Reading and Billing -- Weighted Cost | C05 | 31 | 100% | 0% | 0% | 100% | 0% | 0% | 64.96% | 0% | 0% | 24.31% | 0% | 0% | 0.6227% | 0% | 0% | 3.261% | 0% | 0% | 0.1498% | 0% | 0% | 2.812% | 0% | 0% | 0.9399% | 0% | 0% | 0.07343% | 0% | 0% | 0.007343% | 0% | 0% | 2.828% | 0% | 0% | 0.001762% | 0% | 0% | 0.02173% | 0% | 0% | 0.002937% | 0% | 0% | 0.002937% | 0% | 0% | 0% | 0% | 0% | 0%
| Marketing/Economic Development | C06 | 32 | 100% | 0% | 0% | 100% | 0% | 0% | 80.33% | 0% | 0% | 15.03% | 0% | 0% | 0.077% | 0% | 0% | 0.8065% | 0% | 0% | 0.03705% | 0% | 0% | 0.1391% | 0% | 0% | 0.04649% | 0% | 0% | 0.003632% | 0% | 0% | 0.0001816% | 0% | 0% | 3.497% | 0% | 0% | 0.002179% | 0% | 0% | 0.02688% | 0% | 0% | 0.0007264% | 0% | 0% | 0.001816% | 0% | 0% | 0% | 0% | 0% | 0%
| Meters Gross Plant Allocator | MGPA | 33 | #DIV/0! | #DIV/0! | #DIV/0! | #DIV/0! | #DIV/0! | #DIV/0! | #DIV/0! | #DIV/0! | #DIV/0! | #DIV/0! | #DIV/0! | #DIV/0! | #DIV/0! | #DIV/0! | #DIV/0! | #DIV/0! | #DIV/0! | #DIV/0! | #DIV/0! | #DIV/0! | #DIV/0! | #DIV/0! | #DIV/0! | #DIV/0! | #DIV/0! | #DIV/0! | #DIV/0! | #DIV/0! | #DIV/0! | #DIV/0! | #DIV/0! | #DIV/0! | #DIV/0! | #DIV/0! | #DIV/0! | #DIV/0! | #DIV/0! | #DIV/0! | #DIV/0! | #DIV/0! | #DIV/0! | #DIV/0! | #DIV/0! | #DIV/0! | #DIV/0! | #DIV/0! | #DIV/0! | #DIV/0! | #DIV/0! | #DIV/0! | #DIV/0! | #DIV/0!
| Gross Plant Production LOLP Demand Allocator | GPLOLPDA | 34 | #DIV/0! | #DIV/0! | #DIV/0! | #DIV/0! | #DIV/0! | #DIV/0! | #DIV/0! | #DIV/0! | #DIV/0! | #DIV/0! | #DIV/0! | #DIV/0! | #DIV/0! | #DIV/0! | #DIV/0! | #DIV/0! | #DIV/0! | #DIV/0! | #DIV/0! | #DIV/0! | #DIV/0! | #DIV/0! | #DIV/0! | #DIV/0! | #DIV/0! | #DIV/0! | #DIV/0! | #DIV/0! | #DIV/0! | #DIV/0! | #DIV/0! | #DIV/0! | #DIV/0! | #DIV/0! | #DIV/0! | #DIV/0! | #DIV/0! | #DIV/0! | #DIV/0! | #DIV/0! | #DIV/0! | #DIV/0! | #DIV/0! | #DIV/0! | #DIV/0! | #DIV/0! | #DIV/0! | #DIV/0! | #DIV/0! | #DIV/0! | #DIV/0! | #DIV/0!
| Total Prod, Trans, and Dist Plant | PT&D | 35 | 100% | 86.39% | 0% | 13.61% | 34.14% | 0% | 9.525% | 9.048% | 0% | 1.927% | 0.747% | 0% | 0.01378% | 8.533% | 0% | 0.172% | 0.3712% | 0% | 0.01399% | 8.49% | 0% | 0.03357% | 16.63% | 0% | 0.0237% | 5.395% | 0% | 0.01044% | 2.47% | 0% | 0.0006444% | 0.5308% | 0% | 1.888% | 0.01931% | 0% | 0.0003341% | 0.009833% | 0% | 0.00412% | 0.003348% | 0% | 0.0001549% | 5.459e-05% | 0% | 0.0001804% | 0% | 0% | 0% | 0% | 0% | 0%
| Total Production Plant | Prod | 36 | 100% | 100% | 0% | 0% | 35.8% | 0% | 0% | 9.909% | 0% | 0% | 0.751% | 0% | 0% | 9.92% | 0% | 0% | 0.4458% | 0% | 0% | 10.28% | 0% | 0% | 21.6% | 0% | 0% | 7.477% | 0% | 0% | 3.19% | 0% | 0% | 0.591% | 0% | 0% | 0.0215% | 0% | 0% | 0.01315% | 0% | 0% | 0.00186% | 0% | 0% | 6.5e-05% | 0% | 0% | 0% | 0% | 0% | 0% | 0% | 0%
| Total Distribution Plant | Distplt | 37 | 100% | 41.94% | 0% | 58.06% | 23.83% | 0% | 40.63% | 5.399% | 0% | 8.219% | 0.4955% | 0% | 0.05877% | 3.883% | 0% | 0.7334% | 0.1337% | 0% | 0.05968% | 3.411% | 0% | 0.1432% | 4.484% | 0% | 0.1011% | 0% | 0% | 0.04453% | 0% | 0% | 0.002749% | 0.281% | 0% | 8.052% | 0.01022% | 0% | 0.001425% | 0.002755% | 0% | 0.01757% | 0.00381% | 0% | 0.0006607% | 2.421e-05% | 0% | 0.0007696% | 0% | 0% | 0% | 0% | 0% | 0%
| Total Transmission Plant | Trans | 38 | 100% | 100% | 0% | 0% | 44.21% | 0% | 0% | 11.35% | 0% | 0% | 1.162% | 0% | 0% | 10.12% | 0% | 0% | 0.435% | 0% | 0% | 8.957% | 0% | 0% | 14.59% | 0% | 0% | 5.058% | 0% | 0% | 3.39% | 0% | 0% | 0.6827% | 0% | 0% | 0.02484% | 0% | 0% | 0.006692% | 0% | 0% | 0.009424% | 0% | 0% | 5.88e-05% | 0% | 0% | 0% | 0% | 0% | 0% | 0% | 0%
| Total Plant in Service | TPIS | 39 | 100% | 86.38% | 0% | 13.62% | 34.14% | 0% | 9.528% | 9.048% | 0% | 1.927% | 0.747% | 0% | 0.01378% | 8.532% | 0% | 0.172% | 0.3711% | 0% | 0.014% | 8.489% | 0% | 0.03358% | 16.63% | 0% | 0.0237% | 5.394% | 0% | 0.01044% | 2.469% | 0% | 0.0006446% | 0.5308% | 0% | 1.888% | 0.01931% | 0% | 0.0003342% | 0.009833% | 0% | 0.004121% | 0.003348% | 0% | 0.0001549% | 5.459e-05% | 0% | 0.0001805% | 0% | 0% | 0% | 0% | 0% | 0%
| Distrib OH + UG Lines Plant | Dlines | 40 | 100% | 33.7% | 0% | 66.3% | 19.89% | 0% | 53.27% | 4.498% | 0% | 9.97% | 0.412% | 0% | 0.05106% | 2.57% | 0% | 0.5348% | 0.1104% | 0% | 0.01674% | 2.274% | 0% | 0.09225% | 3.703% | 0% | 0.021% | 0% | 0% | 0% | 0% | 0% | 0% | 0.2335% | 0% | 2.319% | 0.008497% | 0% | 0.001445% | 0.002289% | 0% | 0.01782% | 0.002392% | 0% | 0.0004817% | 2.011e-05% | 0% | 0.001204% | 0% | 0% | 0% | 0% | 0% | 0%
| Total Steam Power Operation Expenses (Labor) | LBSUB1 | 41 | 100% | 89.29% | 10.71% | 0% | 31.97% | 3.698% | 0% | 8.848% | 1.044% | 0% | 0.6705% | 0.07999% | 0% | 8.858% | 1.057% | 0% | 0.398% | 0.04778% | 0% | 9.18% | 1.11% | 0% | 19.28% | 2.399% | 0% | 6.676% | 0.8348% | 0% | 2.849% | 0.3601% | 0% | 0.5277% | 0.07476% | 0% | 0.0192% | 0.00272% | 0% | 0.01174% | 0.001489% | 0% | 0.001661% | 0.0002031% | 0% | 5.804e-05% | 6.813e-06% | 0% | 0% | 0% | 0% | 0% | 0% | 0%
| Total Steam Power Generation Maintenance Expense (Labor) | LBSUB2 | 42 | 100% | 10.87% | 89.13% | 0% | 3.891% | 30.78% | 0% | 1.077% | 8.69% | 0% | 0.08161% | 0.6656% | 0% | 1.078% | 8.799% | 0% | 0.04845% | 0.3976% | 0% | 1.117% | 9.239% | 0% | 2.347% | 19.96% | 0% | 0.8126% | 6.947% | 0% | 0.3467% | 2.997% | 0% | 0.06423% | 0.6221% | 0% | 0.002337% | 0.02264% | 0% | 0.001429% | 0.01239% | 0% | 0.0002021% | 0.00169% | 0% | 7.064e-06% | 5.67e-05% | 0% | 0% | 0% | 0% | 0% | 0% | 0%
| Total Hydraulic Power Operation Expenses (Labor) | LBSUB3 | 43 | #DIV/0! | #DIV/0! | #DIV/0! | #DIV/0! | #DIV/0! | #DIV/0! | #DIV/0! | #DIV/0! | #DIV/0! | #DIV/0! | #DIV/0! | #DIV/0! | #DIV/0! | #DIV/0! | #DIV/0! | #DIV/0! | #DIV/0! | #DIV/0! | #DIV/0! | #DIV/0! | #DIV/0! | #DIV/0! | #DIV/0! | #DIV/0! | #DIV/0! | #DIV/0! | #DIV/0! | #DIV/0! | #DIV/0! | #DIV/0! | #DIV/0! | #DIV/0! | #DIV/0! | #DIV/0! | #DIV/0! | #DIV/0! | #DIV/0! | #DIV/0! | #DIV/0! | #DIV/0! | #DIV/0! | #DIV/0! | #DIV/0! | #DIV/0! | #DIV/0! | #DIV/0! | #DIV/0! | #DIV/0! | #DIV/0! | #DIV/0! | #DIV/0! | #DIV/0!
| Total Hydraulic Power Generation Maint. Expense (Labor) | LBSUB4 | 44 | 100% | 65.45% | 34.55% | 0% | 23.43% | 11.93% | 0% | 6.486% | 3.368% | 0% | 0.4915% | 0.258% | 0% | 6.493% | 3.41% | 0% | 0.2918% | 0.1541% | 0% | 6.729% | 3.581% | 0% | 14.14% | 7.737% | 0% | 4.894% | 2.693% | 0% | 2.088% | 1.162% | 0% | 0.3868% | 0.2411% | 0% | 0.01407% | 0.008773% | 0% | 0.008607% | 0.004802% | 0% | 0.001217% | 0.0006551% | 0% | 4.254e-05% | 2.198e-05% | 0% | 0% | 0% | 0% | 0% | 0% | 0%
| Total Other Power Generation Expenses (Labor) | LBSUB5 | 45 | 100% | 100% | 0% | 0% | 35.8% | 0% | 0% | 9.909% | 0% | 0% | 0.751% | 0% | 0% | 9.92% | 0% | 0% | 0.4458% | 0% | 0% | 10.28% | 0% | 0% | 21.6% | 0% | 0% | 7.477% | 0% | 0% | 3.19% | 0% | 0% | 0.591% | 0% | 0% | 0.0215% | 0% | 0% | 0.01315% | 0% | 0% | 0.00186% | 0% | 0% | 6.5e-05% | 0% | 0% | 0% | 0% | 0% | 0% | 0% | 0%
| Total Transmission Labor Expenses | LBTRAN | 46 | #DIV/0! | #DIV/0! | #DIV/0! | #DIV/0! | #DIV/0! | #DIV/0! | #DIV/0! | #DIV/0! | #DIV/0! | #DIV/0! | #DIV/0! | #DIV/0! | #DIV/0! | #DIV/0! | #DIV/0! | #DIV/0! | #DIV/0! | #DIV/0! | #DIV/0! | #DIV/0! | #DIV/0! | #DIV/0! | #DIV/0! | #DIV/0! | #DIV/0! | #DIV/0! | #DIV/0! | #DIV/0! | #DIV/0! | #DIV/0! | #DIV/0! | #DIV/0! | #DIV/0! | #DIV/0! | #DIV/0! | #DIV/0! | #DIV/0! | #DIV/0! | #DIV/0! | #DIV/0! | #DIV/0! | #DIV/0! | #DIV/0! | #DIV/0! | #DIV/0! | #DIV/0! | #DIV/0! | #DIV/0! | #DIV/0! | #DIV/0! | #DIV/0! | #DIV/0!
| Total Distribution Operation Labor Expense | LBDO | 47 | 100% | 30.7% | 0% | 69.3% | 16.58% | 0% | 53.73% | 3.933% | 0% | 11.38% | 0.3768% | 0% | 0.08997% | 2.926% | 0% | 1.219% | 0.1177% | 0% | 0.01847% | 2.583% | 0% | 0.3182% | 3.948% | 0% | 0.02949% | 0% | 0% | 0.01073% | 0% | 0% | 0.0006621% | 0.2169% | 0% | 2.489% | 0.00789% | 0% | 0.0006856% | 0.002126% | 0% | 0.008454% | 0.002771% | 0% | 0.001098% | 1.868e-05% | 0% | 0.0004706% | 0% | 0% | 0% | 0% | 0% | 0%
| Total Distribution Maintenance Labor Expense | LBDM | 48 | 100% | 41.16% | 0% | 58.84% | 23.28% | 0% | 47.28% | 5.397% | 0% | 8.849% | 0.5065% | 0% | 0.04533% | 3.481% | 0% | 0.4748% | 0.148% | 0% | 0.01522% | 3.079% | 0% | 0.08191% | 4.962% | 0% | 0.01911% | 0% | 0% | 2.128e-05% | 0% | 0% | 1.314e-06% | 0.2895% | 0% | 2.061% | 0.01053% | 0% | 0.001283% | 0.002837% | 0% | 0.01582% | 0.00325% | 0% | 0.0004277% | 2.493e-05% | 0% | 0.001069% | 0% | 0% | 0% | 0% | 0% | 0%
| Sub-Total Labor Exp | LBSUB7 | 49 | 100% | 46.61% | 22.51% | 30.88% | 18.56% | 7.773% | 21.75% | 4.921% | 2.195% | 6.462% | 0.4109% | 0.1681% | 0.1282% | 4.583% | 2.222% | 0.7808% | 0.2023% | 0.1004% | 0.03074% | 4.548% | 2.333% | 0.56% | 8.967% | 5.041% | 0.177% | 2.82% | 1.755% | 0.01478% | 1.291% | 0.7568% | 0.001427% | 0.2895% | 0.1571% | 0.9658% | 0.01053% | 0.005717% | 0.0004937% | 0.005255% | 0.003129% | 0.006088% | 0.00185% | 0.0004269% | 0.0007033% | 2.957e-05% | 1.432e-05% | 0.0006676% | 0% | 0% | 0% | 0% | 0% | 0%
| Account 362 | Acct362 | 50 | 100% | 100% | 0% | 0% | 48.29% | 0% | 0% | 12.4% | 0% | 0% | 1.269% | 0% | 0% | 11.06% | 0% | 0% | 0.4752% | 0% | 0% | 9.783% | 0% | 0% | 15.93% | 0% | 0% | 0% | 0% | 0% | 0% | 0% | 0% | 0.7457% | 0% | 0% | 0.02713% | 0% | 0% | 0.00731% | 0% | 0% | 0.01029% | 0% | 0% | 6.423e-05% | 0% | 0% | 0% | 0% | 0% | 0% | 0% | 0%
| Account 365 | Acct365 | 51 | 100% | 36.01% | 0% | 63.99% | 21.05% | 0% | 51.42% | 4.788% | 0% | 9.623% | 0.4411% | 0% | 0.04928% | 2.809% | 0% | 0.5162% | 0.1207% | 0% | 0.01672% | 2.485% | 0% | 0.08904% | 4.047% | 0% | 0.02099% | 0% | 0% | 0% | 0% | 0% | 0% | 0.2505% | 0% | 2.238% | 0.009113% | 0% | 0.001395% | 0.002455% | 0% | 0.0172% | 0.002615% | 0% | 0.000465% | 2.157e-05% | 0% | 0.001162% | 0% | 0% | 0% | 0% | 0% | 0%
| Account 367 | Acct367 | 52 | 100% | 25.12% | 0% | 74.88% | 15.56% | 0% | 60.17% | 3.417% | 0% | 11.26% | 0.3039% | 0% | 0.05768% | 1.681% | 0% | 0.6041% | 0.07223% | 0% | 0.01679% | 1.487% | 0% | 0.1042% | 2.422% | 0% | 0.02106% | 0% | 0% | 0% | 0% | 0% | 0% | 0.1704% | 0% | 2.619% | 0.006201% | 0% | 0.001632% | 0.001671% | 0% | 0.02013% | 0.001565% | 0% | 0.0005441% | 1.468e-05% | 0% | 0.00136% | 0% | 0% | 0% | 0% | 0% | 0%
| Account 368 | Acct368 | 53 | 100% | 54.62% | 0% | 45.38% | 37.34% | 0% | 36.48% | 6.965% | 0% | 6.828% | 0.5048% | 0% | 0.03497% | 5.146% | 0% | 0.3663% | 0% | 0% | 0% | 4.392% | 0% | 0.06318% | 0% | 0% | 0% | 0% | 0% | 0% | 0% | 0% | 0% | 0.2595% | 0% | 1.588% | 0.00944% | 0% | 0.0009898% | 0.002543% | 0% | 0.01221% | 0.006099% | 0% | 0.0003299% | 2.235e-05% | 0% | 0.0008248% | 0% | 0% | 0% | 0% | 0% | 0%
| Distribution Operation Labor Excl. Super. & Eng | FO23 | 54 | 100% | 30.7% | 0% | 69.3% | 16.58% | 0% | 53.73% | 3.933% | 0% | 11.38% | 0.3768% | 0% | 0.08997% | 2.926% | 0% | 1.219% | 0.1177% | 0% | 0.01847% | 2.583% | 0% | 0.3182% | 3.948% | 0% | 0.02949% | 0% | 0% | 0.01073% | 0% | 0% | 0.0006621% | 0.2169% | 0% | 2.489% | 0.00789% | 0% | 0.0006856% | 0.002126% | 0% | 0.008454% | 0.002771% | 0% | 0.001098% | 1.868e-05% | 0% | 0.0004706% | 0% | 0% | 0% | 0% | 0% | 0%
| Meter Reading | Mread | 55 | 100% | 0% | 0% | 100% | 0% | 0% | 64.96% | 0% | 0% | 24.31% | 0% | 0% | 0.6227% | 0% | 0% | 3.261% | 0% | 0% | 0.1498% | 0% | 0% | 2.812% | 0% | 0% | 0.9399% | 0% | 0% | 0.07343% | 0% | 0% | 0.007343% | 0% | 0% | 2.828% | 0% | 0% | 0.001762% | 0% | 0% | 0.02173% | 0% | 0% | 0.002937% | 0% | 0% | 0.002937% | 0% | 0% | 0% | 0% | 0% | 0%
| Total Utility Plant | TUP | 56 | 100% | 86.4% | 0% | 13.6% | 34.2% | 0% | 9.514% | 9.058% | 0% | 1.925% | 0.7497% | 0% | 0.01376% | 8.536% | 0% | 0.1717% | 0.3712% | 0% | 0.01397% | 8.484% | 0% | 0.03353% | 16.59% | 0% | 0.02367% | 5.382% | 0% | 0.01043% | 2.472% | 0% | 0.0006436% | 0.5315% | 0% | 1.886% | 0.01934% | 0% | 0.0003337% | 0.009796% | 0% | 0.004115% | 0.003395% | 0% | 0.0001547% | 5.456e-05% | 0% | 0.0001802% | 0% | 0% | 0% | 0% | 0% | 0%
| Operation and Maintenance Expenses Less Purchase Power | OMLPP | 57 | 100% | 24.94% | 61.21% | 13.85% | 10.2% | 21.26% | 9.617% | 2.676% | 5.989% | 2.898% | 0.2316% | 0.4592% | 0.05748% | 2.451% | 6.054% | 0.3902% | 0.1075% | 0.2732% | 0.03044% | 2.388% | 6.343% | 0.2396% | 4.579% | 13.62% | 0.1043% | 1.442% | 4.739% | 0.02143% | 0.6995% | 2.04% | 0.001535% | 0.1574% | 0.418% | 0.4835% | 0.005726% | 0.01521% | 0.0004034% | 0.002621% | 0.008436% | 0.004974% | 0.001205% | 0.001153% | 0.0003514% | 1.562e-05% | 3.92e-05% | 0.0002978% | 0% | 0% | 0% | 0% | 0% | 0%
| Purchase Power | PurPower | 58 | 100% | 19.72% | 80.28% | 0% | 7.06% | 27.72% | 0% | 1.954% | 7.827% | 0% | 0.1481% | 0.5995% | 0% | 1.956% | 7.925% | 0% | 0.08791% | 0.3581% | 0% | 2.027% | 8.321% | 0% | 4.259% | 17.98% | 0% | 1.474% | 6.258% | 0% | 0.6291% | 2.699% | 0% | 0.1165% | 0.5604% | 0% | 0.00424% | 0.02039% | 0% | 0.002593% | 0.01116% | 0% | 0.0003668% | 0.001522% | 0% | 1.282e-05% | 5.107e-05% | 0% | 0% | 0% | 0% | 0% | 0% | 0%
| Account 502 | Acct 502 | 59 | 100% | 41.97% | 58.03% | 0% | 15.03% | 20.04% | 0% | 4.159% | 5.657% | 0% | 0.3152% | 0.4333% | 0% | 4.164% | 5.728% | 0% | 0.1871% | 0.2589% | 0% | 4.315% | 6.015% | 0% | 9.065% | 13% | 0% | 3.138% | 4.523% | 0% | 1.339% | 1.951% | 0% | 0.2481% | 0.405% | 0% | 0.009024% | 0.01474% | 0% | 0.005519% | 0.008066% | 0% | 0.0007807% | 0.0011% | 0% | 2.728e-05% | 3.691e-05% | 0% | 0% | 0% | 0% | 0% | 0% | 0%
| Account 503 | Acct 503 | 60 | 100% | 82.07% | 17.93% | 0% | 29.38% | 6.191% | 0% | 8.133% | 1.748% | 0% | 0.6163% | 0.1339% | 0% | 8.142% | 1.77% | 0% | 0.3659% | 0.07999% | 0% | 8.438% | 1.858% | 0% | 17.72% | 4.016% | 0% | 6.136% | 1.398% | 0% | 2.618% | 0.6028% | 0% | 0.485% | 0.1251% | 0% | 0.01765% | 0.004553% | 0% | 0.01079% | 0.002492% | 0% | 0.001527% | 0.00034% | 0% | 5.335e-05% | 1.141e-05% | 0% | 0% | 0% | 0% | 0% | 0% | 0%
| Prob Dispatch - Forecasted - Mkt Based - Depr. Reserve | PDisp DRes | 61 | 100% | 100% | 0% | 0% | 35.93% | 0% | 0% | 9.948% | 0% | 0% | 0.753% | 0% | 0% | 9.951% | 0% | 0% | 0.4465% | 0% | 0% | 10.28% | 0% | 0% | 21.48% | 0% | 0% | 7.433% | 0% | 0% | 3.163% | 0% | 0% | 0.5706% | 0% | 0% | 0.02076% | 0% | 0% | 0.01303% | 0% | 0% | 0.00185% | 0% | 0% | 6.6e-05% | 0% | 0% | 0% | 0% | 0% | 0% | 0% | 0%
| Prob Dispatch - Forecasted - Mkt Based - Depr. Expense | PDisp DExp | 62 | 100% | 100% | 0% | 0% | 35.85% | 0% | 0% | 9.924% | 0% | 0% | 0.7512% | 0% | 0% | 9.935% | 0% | 0% | 0.4464% | 0% | 0% | 10.28% | 0% | 0% | 21.55% | 0% | 0% | 7.458% | 0% | 0% | 3.18% | 0% | 0% | 0.5838% | 0% | 0% | 0.02124% | 0% | 0% | 0.01311% | 0% | 0% | 0.00186% | 0% | 0% | 6.5e-05% | 0% | 0% | 0% | 0% | 0% | 0% | 0% | 0%
| Time diff. Fuel | Time Fuel | 63 | 100% | 0% | 100% | 0% | 0% | 34.78% | 0% | 0% | 9.793% | 0% | 0% | 0.7511% | 0% | 0% | 9.896% | 0% | 0% | 0.4463% | 0% | 0% | 10.36% | 0% | 0% | 22.2% | 0% | 0% | 7.728% | 0% | 0% | 3.323% | 0% | 0% | 0.6786% | 0% | 0% | 0.02469% | 0% | 0% | 0.01375% | 0% | 0% | 0.001879% | 0% | 0% | 6.416e-05% | 0% | 0% | 0% | 0% | 0% | 0% | 0%
| 0 | 0 | 64 | #DIV/0! | #DIV/0! | #DIV/0! | #DIV/0! | #DIV/0! | #DIV/0! | #DIV/0! | #DIV/0! | #DIV/0! | #DIV/0! | #DIV/0! | #DIV/0! | #DIV/0! | #DIV/0! | #DIV/0! | #DIV/0! | #DIV/0! | #DIV/0! | #DIV/0! | #DIV/0! | #DIV/0! | #DIV/0! | #DIV/0! | #DIV/0! | #DIV/0! | #DIV/0! | #DIV/0! | #DIV/0! | #DIV/0! | #DIV/0! | #DIV/0! | #DIV/0! | #DIV/0! | #DIV/0! | #DIV/0! | #DIV/0! | #DIV/0! | #DIV/0! | #DIV/0! | #DIV/0! | #DIV/0! | #DIV/0! | #DIV/0! | #DIV/0! | #DIV/0! | #DIV/0! | #DIV/0! | #DIV/0! | #DIV/0! | #DIV/0! | #DIV/0! | #DIV/0!
| 0 | 0 | 65 | #DIV/0! | #DIV/0! | #DIV/0! | #DIV/0! | #DIV/0! | #DIV/0! | #DIV/0! | #DIV/0! | #DIV/0! | #DIV/0! | #DIV/0! | #DIV/0! | #DIV/0! | #DIV/0! | #DIV/0! | #DIV/0! | #DIV/0! | #DIV/0! | #DIV/0! | #DIV/0! | #DIV/0! | #DIV/0! | #DIV/0! | #DIV/0! | #DIV/0! | #DIV/0! | #DIV/0! | #DIV/0! | #DIV/0! | #DIV/0! | #DIV/0! | #DIV/0! | #DIV/0! | #DIV/0! | #DIV/0! | #DIV/0! | #DIV/0! | #DIV/0! | #DIV/0! | #DIV/0! | #DIV/0! | #DIV/0! | #DIV/0! | #DIV/0! | #DIV/0! | #DIV/0! | #DIV/0! | #DIV/0! | #DIV/0! | #DIV/0! | #DIV/0! | #DIV/0!
| 0 | 0 | 66 | #DIV/0! | #DIV/0! | #DIV/0! | #DIV/0! | #DIV/0! | #DIV/0! | #DIV/0! | #DIV/0! | #DIV/0! | #DIV/0! | #DIV/0! | #DIV/0! | #DIV/0! | #DIV/0! | #DIV/0! | #DIV/0! | #DIV/0! | #DIV/0! | #DIV/0! | #DIV/0! | #DIV/0! | #DIV/0! | #DIV/0! | #DIV/0! | #DIV/0! | #DIV/0! | #DIV/0! | #DIV/0! | #DIV/0! | #DIV/0! | #DIV/0! | #DIV/0! | #DIV/0! | #DIV/0! | #DIV/0! | #DIV/0! | #DIV/0! | #DIV/0! | #DIV/0! | #DIV/0! | #DIV/0! | #DIV/0! | #DIV/0! | #DIV/0! | #DIV/0! | #DIV/0! | #DIV/0! | #DIV/0! | #DIV/0! | #DIV/0! | #DIV/0! | #DIV/0!
| 0 | 0 | 67 | #DIV/0! | #DIV/0! | #DIV/0! | #DIV/0! | #DIV/0! | #DIV/0! | #DIV/0! | #DIV/0! | #DIV/0! | #DIV/0! | #DIV/0! | #DIV/0! | #DIV/0! | #DIV/0! | #DIV/0! | #DIV/0! | #DIV/0! | #DIV/0! | #DIV/0! | #DIV/0! | #DIV/0! | #DIV/0! | #DIV/0! | #DIV/0! | #DIV/0! | #DIV/0! | #DIV/0! | #DIV/0! | #DIV/0! | #DIV/0! | #DIV/0! | #DIV/0! | #DIV/0! | #DIV/0! | #DIV/0! | #DIV/0! | #DIV/0! | #DIV/0! | #DIV/0! | #DIV/0! | #DIV/0! | #DIV/0! | #DIV/0! | #DIV/0! | #DIV/0! | #DIV/0! | #DIV/0! | #DIV/0! | #DIV/0! | #DIV/0! | #DIV/0! | #DIV/0!
| 0 | 0 | 68 | #DIV/0! | #DIV/0! | #DIV/0! | #DIV/0! | #DIV/0! | #DIV/0! | #DIV/0! | #DIV/0! | #DIV/0! | #DIV/0! | #DIV/0! | #DIV/0! | #DIV/0! | #DIV/0! | #DIV/0! | #DIV/0! | #DIV/0! | #DIV/0! | #DIV/0! | #DIV/0! | #DIV/0! | #DIV/0! | #DIV/0! | #DIV/0! | #DIV/0! | #DIV/0! | #DIV/0! | #DIV/0! | #DIV/0! | #DIV/0! | #DIV/0! | #DIV/0! | #DIV/0! | #DIV/0! | #DIV/0! | #DIV/0! | #DIV/0! | #DIV/0! | #DIV/0! | #DIV/0! | #DIV/0! | #DIV/0! | #DIV/0! | #DIV/0! | #DIV/0! | #DIV/0! | #DIV/0! | #DIV/0! | #DIV/0! | #DIV/0! | #DIV/0! | #DIV/0!
| 0 | 0 | 69 | #DIV/0! | #DIV/0! | #DIV/0! | #DIV/0! | #DIV/0! | #DIV/0! | #DIV/0! | #DIV/0! | #DIV/0! | #DIV/0! | #DIV/0! | #DIV/0! | #DIV/0! | #DIV/0! | #DIV/0! | #DIV/0! | #DIV/0! | #DIV/0! | #DIV/0! | #DIV/0! | #DIV/0! | #DIV/0! | #DIV/0! | #DIV/0! | #DIV/0! | #DIV/0! | #DIV/0! | #DIV/0! | #DIV/0! | #DIV/0! | #DIV/0! | #DIV/0! | #DIV/0! | #DIV/0! | #DIV/0! | #DIV/0! | #DIV/0! | #DIV/0! | #DIV/0! | #DIV/0! | #DIV/0! | #DIV/0! | #DIV/0! | #DIV/0! | #DIV/0! | #DIV/0! | #DIV/0! | #DIV/0! | #DIV/0! | #DIV/0! | #DIV/0! | #DIV/0!
| 0 | 0 | 70 | #DIV/0! | #DIV/0! | #DIV/0! | #DIV/0! | #DIV/0! | #DIV/0! | #DIV/0! | #DIV/0! | #DIV/0! | #DIV/0! | #DIV/0! | #DIV/0! | #DIV/0! | #DIV/0! | #DIV/0! | #DIV/0! | #DIV/0! | #DIV/0! | #DIV/0! | #DIV/0! | #DIV/0! | #DIV/0! | #DIV/0! | #DIV/0! | #DIV/0! | #DIV/0! | #DIV/0! | #DIV/0! | #DIV/0! | #DIV/0! | #DIV/0! | #DIV/0! | #DIV/0! | #DIV/0! | #DIV/0! | #DIV/0! | #DIV/0! | #DIV/0! | #DIV/0! | #DIV/0! | #DIV/0! | #DIV/0! | #DIV/0! | #DIV/0! | #DIV/0! | #DIV/0! | #DIV/0! | #DIV/0! | #DIV/0! | #DIV/0! | #DIV/0! | #DIV/0!
| 0 | 0 | 71 | #DIV/0! | #DIV/0! | #DIV/0! | #DIV/0! | #DIV/0! | #DIV/0! | #DIV/0! | #DIV/0! | #DIV/0! | #DIV/0! | #DIV/0! | #DIV/0! | #DIV/0! | #DIV/0! | #DIV/0! | #DIV/0! | #DIV/0! | #DIV/0! | #DIV/0! | #DIV/0! | #DIV/0! | #DIV/0! | #DIV/0! | #DIV/0! | #DIV/0! | #DIV/0! | #DIV/0! | #DIV/0! | #DIV/0! | #DIV/0! | #DIV/0! | #DIV/0! | #DIV/0! | #DIV/0! | #DIV/0! | #DIV/0! | #DIV/0! | #DIV/0! | #DIV/0! | #DIV/0! | #DIV/0! | #DIV/0! | #DIV/0! | #DIV/0! | #DIV/0! | #DIV/0! | #DIV/0! | #DIV/0! | #DIV/0! | #DIV/0! | #DIV/0! | #DIV/0!
| 0 | 0 | 72 | #DIV/0! | #DIV/0! | #DIV/0! | #DIV/0! | #DIV/0! | #DIV/0! | #DIV/0! | #DIV/0! | #DIV/0! | #DIV/0! | #DIV/0! | #DIV/0! | #DIV/0! | #DIV/0! | #DIV/0! | #DIV/0! | #DIV/0! | #DIV/0! | #DIV/0! | #DIV/0! | #DIV/0! | #DIV/0! | #DIV/0! | #DIV/0! | #DIV/0! | #DIV/0! | #DIV/0! | #DIV/0! | #DIV/0! | #DIV/0! | #DIV/0! | #DIV/0! | #DIV/0! | #DIV/0! | #DIV/0! | #DIV/0! | #DIV/0! | #DIV/0! | #DIV/0! | #DIV/0! | #DIV/0! | #DIV/0! | #DIV/0! | #DIV/0! | #DIV/0! | #DIV/0! | #DIV/0! | #DIV/0! | #DIV/0! | #DIV/0! | #DIV/0! | #DIV/0!
| 0 | 0 | 73 | #DIV/0! | #DIV/0! | #DIV/0! | #DIV/0! | #DIV/0! | #DIV/0! | #DIV/0! | #DIV/0! | #DIV/0! | #DIV/0! | #DIV/0! | #DIV/0! | #DIV/0! | #DIV/0! | #DIV/0! | #DIV/0! | #DIV/0! | #DIV/0! | #DIV/0! | #DIV/0! | #DIV/0! | #DIV/0! | #DIV/0! | #DIV/0! | #DIV/0! | #DIV/0! | #DIV/0! | #DIV/0! | #DIV/0! | #DIV/0! | #DIV/0! | #DIV/0! | #DIV/0! | #DIV/0! | #DIV/0! | #DIV/0! | #DIV/0! | #DIV/0! | #DIV/0! | #DIV/0! | #DIV/0! | #DIV/0! | #DIV/0! | #DIV/0! | #DIV/0! | #DIV/0! | #DIV/0! | #DIV/0! | #DIV/0! | #DIV/0! | #DIV/0! | #DIV/0!
| 0 | 0 | 74 | #DIV/0! | #DIV/0! | #DIV/0! | #DIV/0! | #DIV/0! | #DIV/0! | #DIV/0! | #DIV/0! | #DIV/0! | #DIV/0! | #DIV/0! | #DIV/0! | #DIV/0! | #DIV/0! | #DIV/0! | #DIV/0! | #DIV/0! | #DIV/0! | #DIV/0! | #DIV/0! | #DIV/0! | #DIV/0! | #DIV/0! | #DIV/0! | #DIV/0! | #DIV/0! | #DIV/0! | #DIV/0! | #DIV/0! | #DIV/0! | #DIV/0! | #DIV/0! | #DIV/0! | #DIV/0! | #DIV/0! | #DIV/0! | #DIV/0! | #DIV/0! | #DIV/0! | #DIV/0! | #DIV/0! | #DIV/0! | #DIV/0! | #DIV/0! | #DIV/0! | #DIV/0! | #DIV/0! | #DIV/0! | #DIV/0! | #DIV/0! | #DIV/0! | #DIV/0!
| 0 | 0 | 75 | #DIV/0! | #DIV/0! | #DIV/0! | #DIV/0! | #DIV/0! | #DIV/0! | #DIV/0! | #DIV/0! | #DIV/0! | #DIV/0! | #DIV/0! | #DIV/0! | #DIV/0! | #DIV/0! | #DIV/0! | #DIV/0! | #DIV/0! | #DIV/0! | #DIV/0! | #DIV/0! | #DIV/0! | #DIV/0! | #DIV/0! | #DIV/0! | #DIV/0! | #DIV/0! | #DIV/0! | #DIV/0! | #DIV/0! | #DIV/0! | #DIV/0! | #DIV/0! | #DIV/0! | #DIV/0! | #DIV/0! | #DIV/0! | #DIV/0! | #DIV/0! | #DIV/0! | #DIV/0! | #DIV/0! | #DIV/0! | #DIV/0! | #DIV/0! | #DIV/0! | #DIV/0! | #DIV/0! | #DIV/0! | #DIV/0! | #DIV/0! | #DIV/0! | #DIV/0!

## Dist'n Calcs
| Distribution Primary Lines |  |  |  | Distribution Sec. Lines |  |  | Distribution Line Trans. |  |  | Distribution Services | Distribution Meters | Distribution St. & Cust. Lighting
| Specific | Demand | Customer | Total | Demand | Customer | Total | Demand | Customer | Total | Customer
364 & 365-OVERHEAD LINES | 0 | 234148427.8455 | 416083251.8143 | 650231679.6598 | 97788668.6182 | 173771088.722 | 271559757.3402
% |  | 36.01% | 63.99% |  | 36.01% | 63.99%
366 & 367-UNDERGROUND LINES |  | 37648542.5683 | 112226228.8022 | 149874771.3705 | 24570169.3277 | 73241014.3018 | 97811183.6295
|  | 25.12% | 74.88% |  | 25.12% | 74.88%
368-TRANSFORMERS - POWER POOL | [7 empty] | 2929300.2539 | 2433741.7461 | 5363042
[8 empty] | 54.62% | 45.38%
368-TRANSFORMERS - ALL OTHER | [7 empty] | 175437374.8915 | 145758108.1085 | 321195483
[8 empty] | 54.62% | 45.38%
369-SERVICES
370-METERS
371-CUSTOMER INSTALLATION
373-STREET LIGHTING
364 & 365-OVERHEAD LINES | 921791437
Primary: |  | 650231679.6598
Demand | 234148427.8455 | 36.01%
Customer | 416083251.8143 | 63.99%
Secondary: |  | 271559757.3402
Demand | 97788668.6182 | 36.01%
Customer | 173771088.722 | 63.99%
| 921791437 |  | 921791437
366 & 367-UNDERGROUND LINES | 247685955
Primary: |  | 149874771.3705
Demand | 37648542.5683 | 25.12%
Customer | 112226228.8022 | 74.88%
Secondary: |  | 97811183.6295
Demand | 24570169.3277 | 25.12%
Customer | 73241014.3018 | 74.88%
| 247685955 |  | 247685955
368-TRANSFORMERS - POWER POOL | 5363042
Demand | 2929300.2539 | 54.62%
Customer | 2433741.7461 | 45.38%
368-TRANSFORMERS - ALL OTHER | 321195483
Demand | 175437374.8915 | 54.62%
Customer | 145758108.1085 | 45.38%