## ROR Summary
[6 empty] | 9 | 13 | 17 | 21 | 25 | 29 | 33 | 37 | 41 | 45 | 49 | 53 | 57 | 61 | 65 | 69
Allocation Factor
|  |  | Name | No | Total Kentucky | Residential (RS) | General Service | All Electric Schools (AES) | Power Service-Secondary (PS-Sec) | Power Service-Primary (PS-Pri) | Time of Day-Secondary (TOD-Sec) | Time of Day-Primary (TOD-Pri) | Retail Transmission (RTS) | Fluctuating Load Service (FLS) | Outdoor Lighting (LS & RLS) | Lighting Energy (LE) | Traffic Energy | Outdoor Sports Lighting (OSL) | Electric Vehicle Charging (EV) | Solar Share (SSP) | Business Solar (BS) | Check
Operating Revenues
|  | Sales |  |  | 1558608458.4697 | 611492797.01 | 224799513.08 | 11901436 | 169760856.8 | 9429914.57 | 134172118.09 | 250417885.85 | 82247980.76 | 32956814.48 | 30555893.2497 | 307245.56 | 271290.95 | 92319.95 | 1533 | 162504 | 38355.12 | 0
|  | Sales for Resale | Energy | 2 | 8863601.1024 | 3060543.8926 | 864128.5212 | 66193.6438 | 874964.3887 | 39542.3246 | 918738.0733 | 1985075.4924 | 690878.1645 | 298011.9295 | 61867.9634 | 2250.9469 | 1232.0476 | 168.0755 | 5.6385 | 0 | 0 | 0
|  | Curtailable Service Rider |  |  | -18634070.13 | 33: -1032456; 37: -3386120; 41: -14215494 | 0.13
|  | LATE PAYMENT CHARGES | LPAY |  | 3870654 | 3005113.0176 | 603038.2172 | 17978.5682 | 188379.8675 | 8644.3939 | 32506.724 | 10840.1848 | 848.4239 | 42.4212 | 3262.1816 | 0 | 0 | 0 | 0 | 0 | 0 | 0
|  | RECONNECT CHARGES | RECON |  | 2104204 | 2004118.9292 | 96023.6476 | 268.2508 | 2810.7385 | 128.9794 | 485.0195 | 161.7419 | 12.659 | 0.63295 | 193.4011 | 0 | 0 | 0 | 0 | 0 | 0 | 0
|  | OTHER SERVICE CHARGES | MISCSERV |  | 93979 | 9791.5193 | 18330.5672 | 4534.3369 | 47510.891 | 2180.1845 | 8198.4526 | 2733.9803 | 213.9792 | 10.699 | 474.39 | 0 | 0 | 0 | 0 | 0 | 0 | 0
|  | RENT FROM ELEC PROPERTY | RFEP |  | 2942175 | 1391702.4593 | 345603.159 | 21943.7731 | 259913.9298 | 11264.6608 | 240634.3691 | 419404.6854 | 127744.475 | 59096.5292 | 64193.6704 | 225.8526 | 348.5045 | 98.9318 | 0 | 0 | 0 | 0
|  | TRANSMISSION SERVICE | PLTRT |  | 26560959 | 11743850.76 | 3014404.6474 | 308507.1086 | 2689112.2942 | 115553.3502 | 2378963.1519 | 3874462.3106 | 1343579.7704 | 900301.5033 | 181330.6288 | 6597.3664 | 1777.4917 | 2502.998 | 15.6186 | 0 | 0 | 0
|  | ANCILLARY SERVICES | Prod Plt |  | 1421404 | 508867.9166 | 140853.0414 | 10674.3182 | 141006.8374 | 6336.4772 | 146133.4154 | 306983.48 | 106279.2352 | 45349.044 | 8400.3559 | 305.6019 | 186.9146 | 26.4381 | 0.92391 | 0 | 0 | 0
|  | TAX REMITTANCE COMPENSATION | MISCSERV |  | 600 | 62.513 | 117.0298 | 28.949 | 303.3288 | 13.9192 | 52.3422 | 17.4548 | 1.3661 | 0.068307 | 3.0287 | 0 | 0 | 0 | 0 | 0 | 0 | 0
|  | SOLAR REC | ENERGY |  | 90486 | 31472.5837 | 8861.0388 | 679.6178 | 8954.3525 | 403.8096 | 9375.0526 | 20089.0167 | 6992.7667 | 3007.2135 | 614.0092 | 22.3395 | 12.4406 | 1.7006 | 0.058052 | 0 | 0 | 0
|  | RETURN CHECK CHARGES | RETURN |  | 61024 | 56873 | 3526 | 42 | 442 | 20 | 76 | 25 | 2 | 0 | 18 | 0 | 0 | 0 | 0 | 0 | 0 | 0
|  | OTHER MISC REVENUES | MISCSERV |  | 166699 | 17368.098 | 32514.5747 | 8042.961 | 84274.3381 | 3867.1891 | 14542.3324 | 4849.5066 | 379.5542 | 18.9777 | 841.4682 | 0 | 0 | 0 | 0 | 0 | 0 | 0
|  | EXCESS FACILITIES CHARGES | MISCSERV |  | 30874 | 3216.7119 | 6021.9616 | 1489.6213 | 15608.2875 | 716.2346 | 2693.3573 | 898.1677 | 70.2965 | 3.5148 | 155.8467 | 0 | 0 | 0 | 0 | 0 | 0 | 0
|  | REFINED COAL LICENSE FEES | Prod Plt |  | 0 | [16 empty] | 0
|  | EV CHARGING STATION RENTAL |  |  | 5191 | 61: 5191 | 0
|  | Unbilled Revenue |  |  | 0 | [16 empty] | 0
0
|  | Total Operating Revenues |  |  | 1586186238.4421 | 633325778.4112 | 229932935.486 | 12341819.1487 | 174074138.0539 | 9618586.0931 | 137924516.3804 | 256010970.8714 | 81138863.4508 | 20047163.0134 | 30877248.1937 | 316647.6674 | 274848.349 | 95118.0941 | 6746.2391 | 162504 | 38355.12 | 0.13
0
[6 empty] | L | Q | V | AA | AF | AK | AP | AU | AZ | BE | BJ | BO | BT | BY | CD | CI | 0
Total O&M Expense |  |  |  |  | 892295073 | 355730194.2464 | 101678853.8849 | 6962513.9721 | 82308318.8184 | 3790278.8325 | 83024474.0488 | 169006040.1772 | 56088339.3085 | 24739163.7708 | 8603025.551 | 197971.6781 | 137245.7696 | 26067.0365 | 2585.9051 | 0 | 0 | 0
Depreciation Expense |  |  |  |  | 370531145 | 145535146.3607 | 38700968.6002 | 2970377.8874 | 35545568.5264 | 1581035.4191 | 35580364.8855 | 71272150.6417 | 23317739.6235 | 10367529.9094 | 5522172.2274 | 78356.7644 | 47495.2506 | 11857.4982 | 381.4057 | 0 | 0 | 0
Taxes Other Than Income Taxes |  |  |  |  | 49563937 | 20763733.9364 | 5369403.3849 | 411896.7301 | 4604040.7376 | 203223.6695 | 4492618.4339 | 8681639.5265 | 2672469.6838 | 1225408.1238 | 1120612.7046 | 10450.5934 | 6344.1578 | 2028.2273 | 67.0907 | 0 | 0 | 0
State & Federal Income Taxes |  |  | Taxable Income-See below |  | 23821553 | 9395582.8738 | 10791943.7035 | 154435.6283 | 6172405.82 | 538819.5272 | 668761.9681 | -1949832.8142 | -1062019.7847 | -2884746.165 | 1946660.0923 | 745.6461 | 10395.2001 | 7566.1655 | 534.8349 | 24514.3153 | 5786.0084 | 0.019611
Total Expenses Before Interest and Taxes |  |  |  |  | 1336211708 | 531424657.4172 | 156541169.5734 | 10499224.2179 | 128630333.9024 | 6113357.4483 | 123766219.3363 | 247009997.5312 | 81016528.831 | 33447355.639 | 17192470.5753 | 287524.682 | 201480.3782 | 47518.9274 | 3569.2363 | 24514.3153 | 5786.0084 | 0.019611
0
0
Net Operating Income Before Adjustments |  |  |  |  | 249974530.4421 | 101901120.994 | 73391765.9125 | 1842594.9308 | 45443804.1516 | 3505228.6448 | 14158297.0441 | 9000973.3402 | 122334.6198 | -13400192.6256 | 13684777.6184 | 29122.9854 | 73367.9709 | 47599.1666 | 3177.0027 | 137989.6847 | 32569.1116 | 0.11039
Curtailable Service Rider Credit |  |  |  |  | 18634070.13 | 0 | 0 | 0 | 0 | 0 | 0 | 1032456 | 3386120 | 14215494 | 0 | 0 | 0 | 0 | 0 | 0 | 0 | -0.13
Allocation of Curtailable Service Rider Credits |  |  | Prod. Plt |  | -18634070.13 | -6671066.3862 | -1846530.228 | -139936.2835 | -1848546.4345 | -83068.8254 | -1915753.9386 | -4024437.5953 | -1393280.6737 | -594508.8568 | -110125.4966 | -4006.3253 | -2450.3803 | -346.5937 | -12.1121 | 0 | 0 | 0
Adjustment for EV & Solar to match Seelye Direct Assignments |  |  |  |  | -222050.687 | BY: -31662.8906; CD: -171788.6847; CI: -18599.1116 | 0
Allocate Adjustment for EV & Solar Operating Income |  |  |  |  | 222050.687 | 84651.0439 | 63597.3476 | 1513.512 | 38752.3045 | 3041.9955 | 10882.5313 | 5341.4589 | 1880.2014 | 196.2649 | 12066.6577 | 22.3265 | 63.0394 | 42.0033 | 0 | 0 | 0 | 0
Adjusted Net Operating Income |  |  |  |  | 249974530.4421 | 95314705.6517 | 71608833.0321 | 1704172.1593 | 43634010.0216 | 3425201.815 | 12253425.6368 | 6014333.2037 | 2117054.1474 | 220988.7825 | 13586718.7795 | 25138.9866 | 70980.6299 | 47294.5762 | -28498 | -33799 | 13970 | -0.019611
0
Rate Base Before Adjustment for EV & Solar to match Seelye Direct Assignments |  |  |  |  | 5197832023.34 | 2198451213.5244 | 567152775.9554 | 43655370.7336 | 479919411.197 | 21181857.0954 | 466202762.9678 | 896016834.2325 | 273624218.404 | 127289128.281 | 122322018.0919 | 1118011.4568 | 666254.6654 | 224700.9605 | 7465.7741 | 0 | 0 | 0
Adjustment for EV & Solar to match Seelye Direct Assignments |  |  |  |  | 2965976.2259 | BY: 98073.2259; CD: 2576969; CI: 290934 | 0
Allocate Adjustment for EV & Solar Rate Base |  |  |  |  | -2965976.2259 | -1254477.5148 | -323628.0162 | -24910.5737 | -273851.0214 | -12086.7651 | -266024.0445 | -511284.0187 | -156135.1134 | -72633.5651 | -69799.2388 | -637.9583 | -380.1774 | -128.2186 | 0 | 0 | 0 | 0
Adjusted Rate Base |  |  |  |  | 5197832023.34 | 2197196736.0097 | 566829147.9392 | 43630460.1599 | 479645560.1757 | 21169770.3303 | 465936738.9233 | 895505550.2138 | 273468083.2907 | 127216494.7159 | 122252218.8531 | 1117373.4985 | 665874.488 | 224572.7419 | 105539 | 2576969 | 290934 | 0
0
ROR @ Current Rates |  |  |  |  | 4.809% | 4.338% | 12.63% | 3.906% | 9.097% | 16.18% | 2.63% | 0.6716% | 0.7742% | 0.1737% | 11.11% | 2.25% | 10.66% | 21.06% | -27% | -1.312% | 4.802% | 0.67165
Indexed ROR @ Current Rates |  |  |  |  | 100% | 90.2% | 262.7% | 81.22% | 189.2% | 336.4% | 54.68% | 13.97% | 16.1% | 3.612% | 231.1% | 46.78% | 221.7% | 437.9% | -561.5% | -27.27% | 99.85% | 13.9659
0
0
KU Proposed Increase | [21 empty] | 0
Revenue @ Current Rates |  |  |  |  | 1586186238.5721 | 633325778.4112 | 229932935.486 | 12341819.1487 | 174074138.0539 | 9618586.0931 | 137924516.3804 | 256010970.8714 | 81138863.4508 | 20047163.0134 | 30877248.1937 | 316647.6674 | 274848.349 | 95118.0941 | 6746.2391 | 162504 | 38355.12 | 0
KU Proposed Revenue Increase |  |  |  |  | 169747179 | 68196266 | 26734943 | 1453830 | 18553034 | 1039687 | 14530948 | 26942083 | 8787141 | 3514118 | -129 | 18 | 2 | -4762 | 0 | 0 | 0 | 0
Rev. Adjustment for Solar Share & EV |  |  |  |  | 353856 | BY: 48431; CD: 295846; CI: 9579 | 0
Change in Other Service Revenue |  |  | MISCSERV |  | 366528 | 38187.9568 | 71491.143 | 17684.3917 | 185297.4799 | 8502.949 | 31974.8289 | 10662.811 | 834.5415 | 41.7271 | 1850.1709 | 0 | 0 | 0 | 0 | 0 | 0 | 0
Change in Misc. Charges |  |  | MISCSERV |  | 5899 | 614.6072 | 1150.5976 | 284.6173 | 2982.2274 | 136.8487 | 514.6115 | 171.6101 | 13.4313 | 0.67157 | 29.7771 | 0 | 0 | 0 | 0 | 0 | 0 | 0
Total KU Proposed Revenue |  |  |  |  | 1756659700.5721 | 701560846.9752 | 256740520.2266 | 13813618.1578 | 192815451.7612 | 10666912.8909 | 152487953.8209 | 282963888.2926 | 89926852.4236 | 23561323.412 | 30878999.1417 | 316665.6674 | 274850.349 | 90356.0941 | 55177.2391 | 458350 | 47934.12 | 0
0
Operating Expenses @ Current Rates |  |  |  |  | 1336211708.0196 | 531424657.4172 | 156541169.5734 | 10499224.2179 | 128630333.9024 | 6113357.4483 | 123766219.3363 | 247009997.5312 | 81016528.831 | 33447355.639 | 17192470.5753 | 287524.682 | 201480.3782 | 47518.9274 | 3569.2363 | 24514.3153 | 5786.0084 | 0
Increase in Uncollectible Expense |  |  |  | 0.316% | 538696.1399 | 215622.8167 | 84711.9678 | 4650.8849 | 59222.5513 | 3312.7127 | 46020.4623 | 85171.2191 | 27770.0452 | 11104.7469 | 5.533 | 0.05688 | 0.00632 | -15.0479 | 153.042 | 934.8734 | 30.2696 | 0
Increase in PSC Fees |  |  |  | 0.2% | 340946.924 | 136470.1371 | 53615.1695 | 2943.598 | 37482.6274 | 2096.6536 | 29126.8749 | 53905.8348 | 17575.9779 | 7028.3208 | 3.5019 | 0.036 | 0.004 | -9.524 | 96.862 | 591.692 | 19.158 | 0
Incremental Income Taxes |  |  |  | 24.83% | 42323441.2965 | 16940718.4253 | 6655518.2593 | 365403.4958 | 4652905.3919 | 260268.0626 | 3615664.1764 | 6691599.9996 | 2181793.7586 | 872460.4967 | 434.7078 | 4.4689 | 0.49654 | -1182.2616 | 12023.9629 | 73449.6775 | 2378.178 | 0
Total Operating Expenses @ KU Proposed Increase |  |  |  |  | 1379414792.3801 | 548717468.7963 | 163335014.97 | 10872222.1967 | 133379944.473 | 6379034.8772 | 127457030.85 | 253840674.5847 | 83243668.6128 | 34337949.2034 | 17192914.318 | 287529.2437 | 201480.885 | 46312.0939 | 15843.1032 | 99490.5582 | 8213.614 | 0
Net Operating Income @ KU Proposed Increase |  |  |  |  | 377244908.192 | 152843378.1789 | 93405505.2566 | 2941395.9612 | 59435507.2883 | 4287878.0137 | 25030922.9709 | 29123213.7079 | 6683183.8108 | -10776625.7914 | 13686084.8237 | 29136.4237 | 73369.464 | 44044.0001 | 39334.1359 | 358859.4418 | 39720.506 | 0
0
Rate Base |  |  |  |  | 5197832023.34 | 2197196736.0097 | 566829147.9392 | 43630460.1599 | 479645560.1757 | 21169770.3303 | 465936738.9233 | 895505550.2138 | 273468083.2907 | 127216494.7159 | 122252218.8531 | 1117373.4985 | 665874.488 | 224572.7419 | 105539 | 2576969 | 290934 | 0
ROR @ KU Proposed Increase |  |  |  |  | 7.258% | 6.956% | 16.48% | 6.742% | 12.39% | 20.25% | 5.372% | 3.252% | 2.444% | -8.471% | 11.19% | 2.608% | 11.02% | 19.61% | 37.27% | 13.93% | 13.65% | 1.6744
Indexed ROR @ KU Proposed Increase |  |  |  |  | 100% | 95.85% | 227% | 92.89% | 170.7% | 279.1% | 74.02% | 44.81% | 33.67% | -116.7% | 154.2% | 35.93% | 151.8% | 270.2% | 513.5% | 191.9% | 188.1%
0
AG Proposed Increase | [21 empty] | 0
Revenue @ Current Rates |  |  |  |  | 1586186238.5721 | 633325778.4112 | 229932935.486 | 12341819.1487 | 174074138.0539 | 9618586.0931 | 137924516.3804 | 256010970.8714 | 81138863.4508 | 20047163.0134 | 30877248.1937 | 316647.6674 | 274848.349 | 95118.0941 | 6746.2391 | 162504 | 38355.12 | 0
AG Proposed Revenue Increase |  |  |  |  | 0 | 0 | 0 | 0 | 0 | 0 | 0 | 0 | 0 | 0 | 0 | 0 | 0 | 0 | 0 | 0 | 0 | 0
Rev. Adjustment for Solar Share & EV |  |  |  |  | 353856 | 0 | 0 | 0 | 0 | 0 | 0 | 0 | 0 | 0 | 0 | 0 | 0 | 0 | 48431 | 295846 | 9579 | 0
Change in Other Service Revenue |  |  |  |  | 366528 | 38187.9568 | 71491.143 | 17684.3917 | 185297.4799 | 8502.949 | 31974.8289 | 10662.811 | 834.5415 | 41.7271 | 1850.1709 | 0 | 0 | 0 | 0 | 0 | 0 | 0
Change in Misc. Charges |  |  |  |  | 5899 | 614.6072 | 1150.5976 | 284.6173 | 2982.2274 | 136.8487 | 514.6115 | 171.6101 | 13.4313 | 0.67157 | 29.7771 | 0 | 0 | 0 | 0 | 0 | 0 | 0
Total AG Proposed Revenue |  |  |  |  | 1586912521.5721 | 633364580.9752 | 230005577.2266 | 12359788.1578 | 174262417.7612 | 9627225.8909 | 137957005.8209 | 256021805.2926 | 81139711.4236 | 20047205.412 | 30879128.1417 | 316647.6674 | 274848.349 | 95118.0941 | 55177.2391 | 458350 | 47934.12 | 0
0
Operating Expenses @ Current Rates |  |  |  |  | 1336211708.0196 | 531424657.4172 | 156541169.5734 | 10499224.2179 | 128630333.9024 | 6113357.4483 | 123766219.3363 | 247009997.5312 | 81016528.831 | 33447355.639 | 17192470.5753 | 287524.682 | 201480.3782 | 47518.9274 | 3569.2363 | 24514.3153 | 5786.0084 | 0
Increase in Uncollectible Expense |  |  |  | 0.316% | 2295.0543 | 122.6161 | 229.5479 | 56.7821 | 594.9639 | 27.3018 | 102.6666 | 34.2368 | 2.6796 | 0.13398 | 5.9406 | 0 | 0 | 0 | 153.042 | 934.8734 | 30.2696 | 0
Increase in PSC Fees |  |  |  | 0.2% | 1452.566 | 77.6051 | 145.2835 | 35.938 | 376.5594 | 17.2796 | 64.9789 | 21.6688 | 1.6959 | 0.084797 | 3.7599 | 0 | 0 | 0 | 96.862 | 591.692 | 19.158 | 0
Incremental Income Taxes |  |  |  | 24.83% | 180314.2586 | 9633.5114 | 18034.7628 | 4461.1653 | 46744.1973 | 2145.0023 | 8066.1524 | 2689.8614 | 210.5262 | 10.5263 | 466.7347 | 0 | 0 | 0 | 12023.9629 | 73449.6775 | 2378.178 | 0
Total Operating Expenses @ AG Proposed Increase |  |  |  |  | 1336395769.8985 | 531434491.1499 | 156559579.1676 | 10503778.1034 | 128678049.6229 | 6115547.032 | 123774453.1342 | 247012743.2982 | 81016743.7328 | 33447366.384 | 17192947.0105 | 287524.682 | 201480.3782 | 47518.9274 | 15843.1032 | 99490.5582 | 8213.614 | 0
Net Operating Income @ AG Proposed Increase |  |  |  |  | 250516751.6736 | 101930089.8254 | 73445998.059 | 1856010.0544 | 45584368.1383 | 3511678.8589 | 14182552.6866 | 9009061.9943 | 122967.6909 | -13400160.972 | 13686181.1313 | 29122.9854 | 73367.9709 | 47599.1666 | 39334.1359 | 358859.4418 | 39720.506 | 0
0
Rate Base |  |  |  |  | 5197832023.34 | 2197196736.0097 | 566829147.9392 | 43630460.1599 | 479645560.1757 | 21169770.3303 | 465936738.9233 | 895505550.2138 | 273468083.2907 | 127216494.7159 | 122252218.8531 | 1117373.4985 | 665874.488 | 224572.7419 | 105539 | 2576969 | 290934 | 0
ROR @ AG Proposed Increase |  |  |  |  | 4.82% | 4.639% | 12.96% | 4.254% | 9.504% | 16.59% | 3.044% | 1.006% | 0.04497% | -10.53% | 11.2% | 2.606% | 11.02% | 21.2% | 37.27% | 13.93% | 13.65% | 1.4755
Indexed ROR @ AG Proposed Increase |  |  |  |  | 100% | 96.25% | 268.8% | 88.26% | 197.2% | 344.2% | 63.16% | 20.87% | 0.933% | -218.6% | 232.3% | 54.08% | 228.6% | 439.8% | 773.3% | 288.9% | 283.3% | 30.6138
0
0
Memo: Calculation of Taxable Income | [21 empty] | 0
Operating Revenue |  |  |  |  | 1586186238.4421 | 633325778.4112 | 229932935.486 | 12341819.1487 | 174074138.0539 | 9618586.0931 | 137924516.3804 | 256010970.8714 | 81138863.4508 | 20047163.0134 | 30877248.1937 | 316647.6674 | 274848.349 | 95118.0941 | 6746.2391 | 162504 | 38355.12 | 0.13
Operating Expenses |  |  |  |  | 1312390155 | 522029074.5434 | 145749225.8699 | 10344788.5896 | 122457928.0823 | 5574537.9211 | 123097457.3682 | 248959830.3454 | 82078548.6158 | 36332101.804 | 15245810.483 | 286779.0358 | 191085.178 | 39952.7619 | 3034.4014 | 0 | 0 | 0
Interest Expense |  |  | Rate Base |  | 115884365 | 49013919.9802 | 12644529.2969 | 973285.5724 | 10699683.2464 | 472244.2064 | 10393874.0046 | 19976471.2284 | 6100383.5168 | 2837879.2804 | 2727138.801 | 24925.7858 | 14853.9811 | 5009.6517 | 166.4476 | 0 | 0 | 0
Taxable Income |  |  |  |  | 157911718.4421 | 62282783.8875 | 71539180.3191 | 1023744.9867 | 40916526.7252 | 3571803.9656 | 4433185.0076 | -12925330.7025 | -7040068.6818 | -19122818.0711 | 12904298.9097 | 4942.8457 | 68909.1899 | 50155.6804 | 3545.3901 | 162504 | 38355.12 | 0.13
0
0
Memo: | [21 empty] | 0
| Operating Income Before EV & Solar Adjustment Excl. EV & Solar |  |  |  | 249800806.7355 | 95230054.6078 | 71545235.6845 | 1702658.6473 | 43595257.7171 | 3422159.8194 | 12242543.1055 | 6008991.7448 | 2115173.946 | 220792.5176 | 13574652.1218 | 25116.6601 | 70917.5905 | 47252.5729 | 0 | 0 | 0 | 0
| Rate Base Before EV & Solar Adjustment Excl. EV & Solar |  |  |  | 5197824557.5659 | 2198451213.5244 | 567152775.9554 | 43655370.7336 | 479919411.197 | 21181857.0954 | 466202762.9678 | 896016834.2325 | 273624218.404 | 127289128.281 | 122322018.0919 | 1118011.4568 | 666254.6654 | 224700.9605 | 0 | 0 | 0 | 0
0
0
Memo: revenue allocators | [21 empty] | 0
|  | Late Payment Revenue |  | LPAY | 3985851.63 | 3094550.59 | 620985.72 | 18513.6427 | 193986.3914 | 8901.6667 | 33474.1826 | 11162.8082 | 873.6746 | 43.6837 | 3359.27 | 0 | 0 | 0 | 0 |  | 0 | 0
[5 empty] | 100% | 77.64% | 15.58% | 0.4645% | 4.867% | 0.2233% | 0.8398% | 0.2801% | 0.02192% | 0.001096% | 0.08428% | 0% | 0% | 0% | 0% | 0% | 0% | 0
0
|  | Misc Service Revenue Allocator |  | MISCSERV | 1671783.82 | 174180.44 | 326080.78 | 80660.9045 | 845166.8872 | 38783.1015 | 145841.5228 | 48634.5244 | 3806.4568 | 190.3228 | 8438.88 | 0 | 0 | 0 | 0 |  | 0 | 0
[5 empty] | 100% | 10.42% | 19.5% | 4.825% | 50.55% | 2.32% | 8.724% | 2.909% | 0.2277% | 0.01138% | 0.5048% | 0% | 0% | 0% | 0% | 0% | 0% | 0
0
|  | Reconnect Charges |  | RECON | 1827840 | 1740900 | 83412 | 233.019 | 2441.579 | 112.0394 | 421.3175 | 140.4989 | 10.9964 | 0.54982 | 168 | [5 empty] | 0 | 0
[5 empty] | 100% | 95.24% | 4.563% | 0.01275% | 0.1336% | 0.00613% | 0.02305% | 0.007687% | 0.0006016% | 3.008e-05% | 0.009191% | 0% | 0% | 0% | 0% | 0% | 0% | 0
0
|  | Return Check Charges |  | RETURN | 86978 | 81062 | 5025 | 60.0579 | 629.2879 | 28.8768 | 108.5896 | 36.2119 | 2.8342 | 0.14171 | 25 | [5 empty] | 0 | 0
[5 empty] | 100% | 93.2% | 5.777% | 0.06905% | 0.7235% | 0.0332% | 0.1248% | 0.04163% | 0.003259% | 0.0001629% | 0.02874% | 0% | 0% | 0% | 0% | 0% | 0% | 0
0
|  | Rent From Electric Property |  | RFEP | 5194858580.8198 | 2457262896.4776 | 610215074.3199 | 38745077.3767 | 458917674.3377 | 19889476.2546 | 424876670.2838 | 740522922.2956 | 225552348.8166 | 104343933.1882 | 113343713.2075 | 398777.2412 | 615337.8301 | 174679.1903 |  |  | 0 | 0
[5 empty] | 100% | 47.3% | 11.75% | 0.7458% | 8.834% | 0.3829% | 8.179% | 14.25% | 4.342% | 2.009% | 2.182% | 0.007676% | 0.01185% | 0.003363% | 0% | 0% | 0% | 0
0
|  | Interruptible Credit Allocator |  | INTCRE | 6069280510.3391 | 2490784384.3145 | 670878802.212 | 43048460.1526 | 625621337.2283 | 27180232.6254 | 601676612.887 | 1101435629.5036 | 358533878.3917 | 148468385.7379 | 967725.5269 | 35208.8334 | 575744.7241 | 74108.2017 | 0 | 0 | 0 | 0
[5 empty] | 100% | 41.04% | 11.05% | 0.7093% | 10.31% | 0.4478% | 9.913% | 18.15% | 5.907% | 2.446% | 0.01594% | 0.0005801% | 0.009486% | 0.001221% | 0% | 0% | 0% | 0
0
0
0
0
0
0
0
0
0
0
|  | Remove ECR Revenues | [19 empty] | 0
0
|  | Base Rate Revenue | [19 empty] | 0
0
0
0
0
0
0
0
0
0
0
0
0
0
0
0
0
0
0
0
0
0
0
0
0
0
0
0
0
0

## Class Allocation
[11 empty] | 9 | 10 | 11 | 12 |  | 13 | 14 | 15 | 16 |  | 17 | 18 | 19 | 20 |  | 21 | 22 | 23 | 24 |  | 25 | 26 | 27 | 28 |  | 29 | 30 | 31 | 32 |  | 33 | 34 | 35 | 36 |  | 37 | 38 | 39 | 40 |  | 41 | 42 | 43 | 44 |  | 45 | 46 | 47 | 48 |  | 49 | 50 | 51 | 52 |  | 53 | 54 | 55 | 56 |  | 57 | 58 | 59 | 60 |  | 61 | 62 | 63 | 64 |  | 65 | 66 | 67 | 68 |  | 69 | 70 | 71
|  |  | Allocation Factor |  | Total Kentucky |  |  |  |  | Residential (RS) |  |  |  |  | General Service |  |  |  |  | All Electric Schools (AES) |  |  |  |  | Power Service-Secondary (PS-Sec) |  |  |  |  | Power Service-Primary (PS-Pri) |  |  |  |  | Time of Day-Secondary (TOD-Sec) |  |  |  |  | Time of Day-Primary (TOD-Pri) |  |  |  |  | Retail Transmission (RTS) |  |  |  |  | Fluctuating Load Service (FLS) |  |  |  |  | Outdoor Lighting (LS & RLS) |  |  |  |  | Lighting Energy (LE) |  |  |  |  | Traffic Energy |  |  |  |  | Outdoor Sports Lighting (OSL) |  |  |  |  | Electric Vehicle Charging (EV) |  |  |  |  | Solar Share (SSP) |  |  |  |  | Business Solar (BS) |  |  |  | Check
| Description |  | Name | No | Total | Demand | Energy | Customer |  | Total | Demand | Energy | Customer |  | Total | Demand | Energy | Customer |  | Total | Demand | Energy | Customer |  | Total | Demand | Energy | Customer |  | Total | Demand | Energy | Customer |  | Total | Demand | Energy | Customer |  | Total | Demand | Energy | Customer |  | Total | Demand | Energy | Customer |  | Total | Demand | Energy | Customer |  | Total | Demand | Energy | Customer |  | Total | Demand | Energy | Customer |  | Total | Demand | Energy | Customer |  | Total | Demand | Energy | Customer |  | Total | Demand | Energy | Customer |  | Total | Demand | Energy | Customer |  | Total | Demand | Energy | Customer | Demand | Energy | Customer | Total
Rate Base
Plant in Service
Intangible Plant
| 301 | ORGANIZATION | PT&D | 35 | 41552 | 38256.292 | 0 | 3295.708 |  | 17387.8121 | 15326.2805 | 0 | 2061.5316 |  | 4498.0521 | 4052.2965 | 0 | 445.7556 |  | 344.2533 | 340.3454 | 0 | 3.9079 |  | 3858.9379 | 3806.5279 | 0 | 52.4099 |  | 170.3836 | 165.4446 | 0 | 4.939 |  | 3769.3313 | 3758.6648 | 0 | 10.6665 |  | 7295.0098 | 7286.2605 | 0 | 8.7493 |  | 2245.9037 | 2241.5659 | 0 | 4.3378 |  | 1026.4255 | 1026.1577 | 0 | 0.26777 |  | 940.0654 | 238.167 | 0 | 701.8985 |  | 8.7521 | 8.6647 | 0 | 0.087388 |  | 5.3358 | 4.2584 | 0 | 1.0774 |  | 1.6812 | 1.634 | 0 | 0.04721 |  | 0.056298 | 0.0242 | 0 | 0.032098 |  | 0 | 0 | 0 | 0 |  | 0 | 0 | 0 | 0 | 0 | 0 | 0 | 0 | 0
| 302 | FRANCHISE AND CONSENTS | PT&D | 35 | 144369 | 132918.3343 | 0 | 11450.6657 |  | 60412.5203 | 53249.8986 | 0 | 7162.6217 |  | 15628.1113 | 14079.3702 | 0 | 1548.7411 |  | 1196.0797 | 1182.5022 | 0 | 13.5775 |  | 13407.5616 | 13225.4677 | 0 | 182.094 |  | 591.9838 | 574.8236 | 0 | 17.1602 |  | 13096.2309 | 13059.171 | 0 | 37.0599 |  | 25345.9104 | 25315.5116 | 0 | 30.3988 |  | 7803.2073 | 7788.1358 | 0 | 15.0715 |  | 3566.2308 | 3565.3005 | 0 | 0.93036 |  | 3266.1799 | 827.4916 | 0 | 2438.6884 |  | 30.4085 | 30.1048 | 0 | 0.30362 |  | 18.5387 | 14.7955 | 0 | 3.7432 |  | 5.8412 | 5.6772 | 0 | 0.16403 |  | 0.1956 | 0.084082 | 0 | 0.11152 |  | 0 | 0 | 0 | 0 |  | 0 | 0 | 0 | 0 | 0 | 0 | 0 | 0
| 303 | SOFTWARE | PT&D | 35 | 105565478 | 97192523.9812 | 0 | 8372954.0188 |  | 44174833.7983 | 38937382.6804 | 0 | 5237451.1179 |  | 11427585.1112 | 10295114.9149 | 0 | 1132470.1963 |  | 874597.1963 | 864669.0518 | 0 | 9928.1445 |  | 9803875.1559 | 9670724.4264 | 0 | 133150.7295 |  | 432870.286 | 420322.4234 | 0 | 12547.8626 |  | 9576223.9568 | 9549124.9934 | 0 | 27098.9634 |  | 18533432.6913 | 18511204.5141 | 0 | 22228.1773 |  | 5705860.0702 | 5694839.4949 | 0 | 11020.5753 |  | 2607698.7467 | 2607018.4522 | 0 | 680.2945 |  | 2388295.5913 | 605078.2441 | 0 | 1783217.3472 |  | 22235.2715 | 22013.2568 | 0 | 222.0147 |  | 13555.8932 | 10818.7843 | 0 | 2737.1089 |  | 4271.2032 | 4151.2623 | 0 | 119.9408 |  | 143.028 | 61.4822 | 0 | 81.5458 |  | 0 | 0 | 0 | 0 |  | 0 | 0 | 0 | 0 | 0 | 0 | 0 | 0
|  | Total Intangible Plant |  |  | 105751399 | 97363698.6076 | 0 | 8387700.3924 |  | 44252634.1306 | 39005958.8595 | 0 | 5246675.2712 |  | 11447711.2746 | 10313246.5816 | 0 | 1134464.6929 |  | 876137.5292 | 866191.8994 | 0 | 9945.6298 |  | 9821141.6554 | 9687756.4219 | 0 | 133385.2334 |  | 433632.6534 | 421062.6916 | 0 | 12569.9618 |  | 9593089.519 | 9565942.8292 | 0 | 27146.6898 |  | 18566073.6115 | 18543806.2862 | 0 | 22267.3253 |  | 5715909.1812 | 5704869.1966 | 0 | 11039.9846 |  | 2612291.403 | 2611609.9104 | 0 | 681.4926 |  | 2392501.8367 | 606143.9026 | 0 | 1786357.9341 |  | 22274.4321 | 22052.0264 | 0 | 222.4057 |  | 13579.7677 | 10837.8382 | 0 | 2741.9295 |  | 4278.7256 | 4158.5735 | 0 | 120.1521 |  | 143.2799 | 61.5904 | 0 | 81.6895 |  | 0 | 0 | 0 | 0 |  | 0 | 0 | 0 | 0 | 0 | 0 | 0 | 0
Steam Production Plant
|  | Total Steam Production Plant | PDisp Gplant | 26 | 4761764495 | 4761764495 | 0 | 0 |  | 1704729392.9751 | 1704729392.9751 | 0 | 0 |  | 471863742.9901 | 471863742.9901 | 0 | 0 |  | 35759424.6161 | 35759424.6161 | 0 | 0 |  | 472378965.9342 | 472378965.9342 | 0 | 0 |  | 21227471.0036 | 21227471.0036 | 0 | 0 |  | 489553222.797 | 489553222.797 | 0 | 0 |  | 1028407852.9345 | 1028407852.9345 | 0 | 0 |  | 356040006.1518 | 356040006.1518 | 0 | 0 |  | 151921246.7503 | 151921246.7503 | 0 | 0 |  | 28141553.3961 | 28141553.3961 | 0 | 0 |  | 1023779.4176 | 1023779.4176 | 0 | 0 |  | 626172.0624 | 626172.0624 | 0 | 0 |  | 88568.824 | 88568.824 | 0 | 0 |  | 3095.1471 | 3095.1471 | 0 | 0 |  | 0 | 0 | 0 | 0 |  | 0 | 0 | 0 | 0 | 0 | 0 | 0 | 0
Hydraulic Production Plant
|  | Total Hydraulic Production Plant | PDisp Gplant | 26 | 45726563 | 45726563 | 0 | 0 |  | 16370279.5608 | 16370279.5608 | 0 | 0 |  | 4531241.9785 | 4531241.9785 | 0 | 0 |  | 343392.7873 | 343392.7873 | 0 | 0 |  | 4536189.5928 | 4536189.5928 | 0 | 0 |  | 203844.4554 | 203844.4554 | 0 | 0 |  | 4701111.5958 | 4701111.5958 | 0 | 0 |  | 9875657.758 | 9875657.758 | 0 | 0 |  | 3419002.7224 | 3419002.7224 | 0 | 0 |  | 1458878.6295 | 1458878.6295 | 0 | 0 |  | 270239.4282 | 270239.4282 | 0 | 0 |  | 9831.2115 | 9831.2115 | 0 | 0 |  | 6013.0433 | 6013.0433 | 0 | 0 |  | 850.5141 | 850.5141 | 0 | 0 |  | 29.7223 | 29.7223 | 0 | 0 |  | 0 | 0 | 0 | 0 |  | 0 | 0 | 0 | 0 | 0 | 0 | 0 | 0
Other Production Plant
|  | Total Other Production Plant | PDisp Gplant | 26 | 1044547033 | 1044547033 | 0 | 0 |  | 373951721.3356 | 373951721.3356 | 0 | 0 |  | 103508662.2276 | 103508662.2276 | 0 | 0 |  | 7844235.2459 | 7844235.2459 | 0 | 0 |  | 103621682.2223 | 103621682.2223 | 0 | 0 |  | 4656486.4512 | 4656486.4512 | 0 | 0 |  | 107389050.1946 | 107389050.1946 | 0 | 0 |  | 225592923.0907 | 225592923.0907 | 0 | 0 |  | 78101412.2907 | 78101412.2907 | 0 | 0 |  | 33325648.0259 | 33325648.0259 | 0 | 0 |  | 6173168.819 | 6173168.819 | 0 | 0 |  | 224577.6233 | 224577.6233 | 0 | 0 |  | 137357.9417 | 137357.9417 | 0 | 0 |  | 19428.5758 | 19428.5758 | 0 | 0 |  | 678.9556 | 678.9556 | 0 | 0 |  | 0 | 0 | 0 | 0 |  | 0 | 0 | 0 | 0 | 0 | 0 | 0 | 0
0
|  | Total Production Plant |  |  | 5852038091 | 5852038091 | 0 | 0 | 0 | 2095051393.8715 | 2095051393.8715 | 0 | 0 | 0 | 579903647.1962 | 579903647.1962 | 0 | 0 | 0 | 43947052.6493 | 43947052.6493 | 0 | 0 | 0 | 580536837.7493 | 580536837.7493 | 0 | 0 | 0 | 26087801.9103 | 26087801.9103 | 0 | 0 | 0 | 601643384.5874 | 601643384.5874 | 0 | 0 | 0 | 1263876433.7833 | 1263876433.7833 | 0 | 0 | 0 | 437560421.1649 | 437560421.1649 | 0 | 0 | 0 | 186705773.4058 | 186705773.4058 | 0 | 0 | 0 | 34584961.6432 | 34584961.6432 | 0 | 0 | 0 | 1258188.2525 | 1258188.2525 | 0 | 0 | 0 | 769543.0474 | 769543.0474 | 0 | 0 | 0 | 108847.9139 | 108847.9139 | 0 | 0 | 0 | 3803.8249 | 3803.8249 | 0 | 0 | 0 | 0 | 0 | 0 | 0 | 0 | 0 | 0 | 0 | 0 | 0 | 0 | 0 | 0
Transmission
|  | KENTUCKY SYSTEM PROPERTY | NCPT | 22 | 1258529222 | 1258529222 | 0 | 0 |  | 556455034.633 | 556455034.633 | 0 | 0 |  | 142830548.2375 | 142830548.2375 | 0 | 0 |  | 14617891.2936 | 14617891.2936 | 0 | 0 |  | 127417327.1936 | 127417327.1936 | 0 | 0 |  | 5475226.5497 | 5475226.5497 | 0 | 0 |  | 112721631.9513 | 112721631.9513 | 0 | 0 |  | 183582378.8377 | 183582378.8377 | 0 | 0 |  | 63662400.2607 | 63662400.2607 | 0 | 0 |  | 42658691.2948 | 42658691.2948 | 0 | 0 |  | 8591929.8032 | 8591929.8032 | 0 | 0 |  | 312600.8533 | 312600.8533 | 0 | 0 |  | 84222.3051 | 84222.3051 | 0 | 0 |  | 118598.7342 | 118598.7342 | 0 | 0 |  | 740.0524 | 740.0524 | 0 | 0 |  | 0 | 0 | 0 | 0 |  | 0 | 0 | 0 | 0 | 0 | 0 | 0 | 0
|  | VIRGINIA PROPERTY - 500 KV LINE | NCPT | 22 | 8230429 | 8230429 | 0 | 0 |  | 3639060.2413 | 3639060.2413 | 0 | 0 |  | 934071.8243 | 934071.8243 | 0 | 0 |  | 95596.9193 | 95596.9193 | 0 | 0 |  | 833273.671 | 833273.671 | 0 | 0 |  | 35806.4498 | 35806.4498 | 0 | 0 |  | 737167.9357 | 737167.9357 | 0 | 0 |  | 1200577.3948 | 1200577.3948 | 0 | 0 |  | 416334.2862 | 416334.2862 | 0 | 0 |  | 278975.906 | 278975.906 | 0 | 0 |  | 56188.8171 | 56188.8171 | 0 | 0 |  | 2044.3221 | 2044.3221 | 0 | 0 |  | 550.7903 | 550.7903 | 0 | 0 |  | 775.6025 | 775.6025 | 0 | 0 |  | 4.8397 | 4.8397 | 0 | 0 |  | 0 | 0 | 0 | 0 |  | 0 | 0 | 0 | 0 | 0 | 0 | 0 | 0
|  | Total Transmission Plant |  |  | 1266759651 | 1266759651 | 0 | 0 | 0 | 560094094.8743 | 560094094.8743 | 0 | 0 | 0 | 143764620.0617 | 143764620.0617 | 0 | 0 | 0 | 14713488.2128 | 14713488.2128 | 0 | 0 | 0 | 128250600.8645 | 128250600.8645 | 0 | 0 | 0 | 5511032.9994 | 5511032.9994 | 0 | 0 | 0 | 113458799.887 | 113458799.887 | 0 | 0 | 0 | 184782956.2325 | 184782956.2325 | 0 | 0 | 0 | 64078734.5469 | 64078734.5469 | 0 | 0 | 0 | 42937667.2008 | 42937667.2008 | 0 | 0 | 0 | 8648118.6202 | 8648118.6202 | 0 | 0 | 0 | 314645.1754 | 314645.1754 | 0 | 0 | 0 | 84773.0954 | 84773.0954 | 0 | 0 | 0 | 119374.3368 | 119374.3368 | 0 | 0 | 0 | 744.8922 | 744.8922 | 0 | 0 | 0 | 0 | 0 | 0 | 0 | 0 | 0 | 0 | 0 | 0 | 0 | 0 | 0 | 0
Distribution
|  | TOTAL ACCTS 360-362 | NCPP | 23 | 341731104 | 341731104 | 0 | 0 |  | 165037885.3325 | 165037885.3325 | 0 | 0 |  | 42361826.5176 | 42361826.5176 | 0 | 0 |  | 4335491.1304 | 4335491.1304 | 0 | 0 |  | 37790450.128 | 37790450.128 | 0 | 0 |  | 1623886.4872 | 1623886.4872 | 0 | 0 |  | 33431883.2801 | 33431883.2801 | 0 | 0 |  | 54448330.4166 | 54448330.4166 | 0 | 0 |  | 0 | 0 | 0 | 0 |  | 0 | 0 | 0 | 0 |  | 2548263.2691 | 2548263.2691 | 0 | 0 |  | 92713.6616 | 92713.6616 | 0 | 0 |  | 24979.325 | 24979.325 | 0 | 0 |  | 35174.9613 | 35174.9613 | 0 | 0 |  | 219.4907 | 219.4907 | 0 | 0 |  | 0 | 0 | 0 | 0 |  | 0 | 0 | 0 | 0 | 0 | 0 | 0 | 0
|  | 364 & 365-OVERHEAD LINES | [86 empty] | 0 | 0 | 0 | 0
|  | Primary: | [86 empty] | 0 | 0 | 0 | 0
|  | Demand | NCPP | 23 | 650231679.6598 | 650231679.6598 | 0 | 0 |  | 314027198.9619 | 314027198.9619 | 0 | 0 |  | 80604315.1695 | 80604315.1695 | 0 | 0 |  | 8249391.5446 | 8249391.5446 | 0 | 0 |  | 71906091.0001 | 71906091.0001 | 0 | 0 |  | 3089863.4212 | 3089863.4212 | 0 | 0 |  | 63612791.9436 | 63612791.9436 | 0 | 0 |  | 103602010.2562 | 103602010.2562 | 0 | 0 |  | 0 | 0 | 0 | 0 |  | 0 | 0 | 0 | 0 |  | 4848728.9751 | 4848728.9751 | 0 | 0 |  | 176411.6851 | 176411.6851 | 0 | 0 |  | 47529.6168 | 47529.6168 | 0 | 0 |  | 66929.448 | 66929.448 | 0 | 0 |  | 417.6377 | 417.6377 | 0 | 0 |  | 0 | 0 | 0 | 0 |  | 0 | 0 | 0 | 0 | 0 | 0 | 0 | 0
|  | Customer | Cust08 | 11 | 0 | 0 | 0 | 0 |  | 0 | 0 | 0 | 0 |  | 0 | 0 | 0 | 0 |  | 0 | 0 | 0 | 0 |  | 0 | 0 | 0 | 0 |  | 0 | 0 | 0 | 0 |  | 0 | 0 | 0 | 0 |  | 0 | 0 | 0 | 0 |  | 0 | 0 | 0 | 0 |  | 0 | 0 | 0 | 0 |  | 0 | 0 | 0 | 0 |  | 0 | 0 | 0 | 0 |  | 0 | 0 | 0 | 0 |  | 0 | 0 | 0 | 0 |  | 0 | 0 | 0 | 0 |  | 0 | 0 | 0 | 0 |  | 0 | 0 | 0 | 0 | 0 | 0 | 0 | 0
|  | Secondary: | [86 empty] | 0 | 0 | 0 | 0
|  | Demand | SICD | 25 | 97788668.6182 | 97788668.6182 | 0 | 0 |  | 80995716.1067 | 80995716.1067 | 0 | 0 |  | 15108856.8761 | 15108856.8761 | 0 | 0 |  | 1095169.6509 | 1095169.6509 | 0 | 0 |  | 0 | 0 | 0 | 0 |  | 0 | 0 | 0 | 0 |  | 0 | 0 | 0 | 0 |  | 0 | 0 | 0 | 0 |  | 0 | 0 | 0 | 0 |  | 0 | 0 | 0 | 0 |  | 562880.5441 | 562880.5441 | 0 | 0 |  | 20479.3268 | 20479.3268 | 0 | 0 |  | 5517.6308 | 5517.6308 | 0 | 0 |  | 0 | 0 | 0 | 0 |  | 48.4828 | 48.4828 | 0 | 0 |  | 0 | 0 | 0 | 0 |  | 0 | 0 | 0 | 0 | 0 | 0 | 0 | 0
|  | Customer | Cust07 | 10 | 173771088.722 | 0 | 0 | 173771088.722 |  | 139709572.6308 | 0 | 0 | 139709572.6308 |  | 26146550.0917 | 0 | 0 | 26146550.0917 |  | 133916.4239 | 0 | 0 | 133916.4239 |  | 1402648.2045 | 0 | 0 | 1402648.2045 |  | 0 | 0 | 0 | 0 |  | 241933.9168 | 0 | 0 | 241933.9168 |  | 0 | 0 | 0 | 0 |  | 0 | 0 | 0 | 0 |  | 0 | 0 | 0 | 0 |  | 6081511.1859 | 0 | 0 | 6081511.1859 |  | 3790.0875 | 0 | 0 | 3790.0875 |  | 46744.4121 | 0 | 0 | 46744.4121 |  | 1263.3625 | 0 | 0 | 1263.3625 |  | 3158.4062 | 0 | 0 | 3158.4062 |  | 0 | 0 | 0 | 0 |  | 0 | 0 | 0 | 0 | 0 | 0 | 0 | 0
|  | 366 & 367-UNDERGROUND LINES | [86 empty] | 0 | 0 | 0 | 0
|  | Primary: | [86 empty] | 0 | 0 | 0 | 0
|  | Demand | NCPP | 23 | 149874771.3705 | 149874771.3705 | 0 | 0 |  | 72381515.8824 | 72381515.8824 | 0 | 0 |  | 18578844.5648 | 18578844.5648 | 0 | 0 |  | 1901438.6877 | 1901438.6877 | 0 | 0 |  | 16573952.4633 | 16573952.4633 | 0 | 0 |  | 712196.2653 | 712196.2653 | 0 | 0 |  | 14662393.3392 | 14662393.3392 | 0 | 0 |  | 23879684.8668 | 23879684.8668 | 0 | 0 |  | 0 | 0 | 0 | 0 |  | 0 | 0 | 0 | 0 |  | 1117604.9542 | 1117604.9542 | 0 | 0 |  | 40661.9084 | 40661.9084 | 0 | 0 |  | 10955.3113 | 10955.3113 | 0 | 0 |  | 15426.864 | 15426.864 | 0 | 0 |  | 96.2632 | 96.2632 | 0 | 0 |  | 0 | 0 | 0 | 0 |  | 0 | 0 | 0 | 0 | 0 | 0 | 0 | 0
|  | Customer | Cust08 | 11 | 0 | 0 | 0 | 0 |  | 0 | 0 | 0 | 0 |  | 0 | 0 | 0 | 0 |  | 0 | 0 | 0 | 0 |  | 0 | 0 | 0 | 0 |  | 0 | 0 | 0 | 0 |  | 0 | 0 | 0 | 0 |  | 0 | 0 | 0 | 0 |  | 0 | 0 | 0 | 0 |  | 0 | 0 | 0 | 0 |  | 0 | 0 | 0 | 0 |  | 0 | 0 | 0 | 0 |  | 0 | 0 | 0 | 0 |  | 0 | 0 | 0 | 0 |  | 0 | 0 | 0 | 0 |  | 0 | 0 | 0 | 0 |  | 0 | 0 | 0 | 0 | 0 | 0 | 0 | 0
|  | Secondary: | [86 empty] | 0 | 0 | 0 | 0
|  | Demand | SICD | 25 | 24570169.3277 | 24570169.3277 | 0 | 0 |  | 20350808.4084 | 20350808.4084 | 0 | 0 |  | 3796218.6932 | 3796218.6932 | 0 | 0 |  | 275169.9573 | 275169.9573 | 0 | 0 |  | 0 | 0 | 0 | 0 |  | 0 | 0 | 0 | 0 |  | 0 | 0 | 0 | 0 |  | 0 | 0 | 0 | 0 |  | 0 | 0 | 0 | 0 |  | 0 | 0 | 0 | 0 |  | 141428.1478 | 141428.1478 | 0 | 0 |  | 5145.5914 | 5145.5914 | 0 | 0 |  | 1386.348 | 1386.348 | 0 | 0 |  | 0 | 0 | 0 | 0 |  | 12.1817 | 12.1817 | 0 | 0 |  | 0 | 0 | 0 | 0 |  | 0 | 0 | 0 | 0 | 0 | 0 | 0 | 0
|  | Customer | Cust07 | 10 | 73241014.3018 | 0 | 0 | 73241014.3018 |  | 58884771.2379 | 0 | 0 | 58884771.2379 |  | 11020244.2955 | 0 | 0 | 11020244.2955 |  | 56443.0757 | 0 | 0 | 56443.0757 |  | 591187.9701 | 0 | 0 | 591187.9701 |  | 0 | 0 | 0 | 0 |  | 101970.2736 | 0 | 0 | 101970.2736 |  | 0 | 0 | 0 | 0 |  | 0 | 0 | 0 | 0 |  | 0 | 0 | 0 | 0 |  | 2563234.4887 | 0 | 0 | 2563234.4887 |  | 1597.4455 | 0 | 0 | 1597.4455 |  | 19701.8283 | 0 | 0 | 19701.8283 |  | 532.4818 | 0 | 0 | 532.4818 |  | 1331.2046 | 0 | 0 | 1331.2046 |  | 0 | 0 | 0 | 0 |  | 0 | 0 | 0 | 0 | 0 | 0 | 0 | 0
|  | 368-TRANSFORMERS - POWER POOL | [86 empty] | 0 | 0 | 0 | 0
|  | Demand | SICDT | 24 | 2929300.2539 | 2929300.2539 | 0 | 0 |  | 2002343.4051 | 2002343.4051 | 0 | 0 |  | 373515.062 | 373515.062 | 0 | 0 |  | 27074.3421 | 27074.3421 | 0 | 0 |  | 275962.1408 | 275962.1408 | 0 | 0 |  | 0 | 0 | 0 | 0 |  | 235519.0159 | 235519.0159 | 0 | 0 |  | 0 | 0 | 0 | 0 |  | 0 | 0 | 0 | 0 |  | 0 | 0 | 0 | 0 |  | 13915.3056 | 13915.3056 | 0 | 0 |  | 506.2817 | 506.2817 | 0 | 0 |  | 136.4046 | 136.4046 | 0 | 0 |  | 327.0974 | 327.0974 | 0 | 0 |  | 1.1986 | 1.1986 | 0 | 0 |  | 0 | 0 | 0 | 0 |  | 0 | 0 | 0 | 0 | 0 | 0 | 0 | 0
|  | Customer | Cust07 | 10 | 2433741.7461 | 0 | 0 | 2433741.7461 |  | 1956694.993 | 0 | 0 | 1956694.993 |  | 366194.1175 | 0 | 0 | 366194.1175 |  | 1875.5594 | 0 | 0 | 1875.5594 |  | 19644.7149 | 0 | 0 | 19644.7149 |  | 0 | 0 | 0 | 0 |  | 3388.3926 | 0 | 0 | 3388.3926 |  | 0 | 0 | 0 | 0 |  | 0 | 0 | 0 | 0 |  | 0 | 0 | 0 | 0 |  | 85174.2816 | 0 | 0 | 85174.2816 |  | 53.0819 | 0 | 0 | 53.0819 |  | 654.6764 | 0 | 0 | 654.6764 |  | 17.694 | 0 | 0 | 17.694 |  | 44.2349 | 0 | 0 | 44.2349 |  | 0 | 0 | 0 | 0 |  | 0 | 0 | 0 | 0 | 0 | 0 | 0 | 0
|  | 368-TRANSFORMERS - ALL OTHER | [86 empty] | 0 | 0 | 0 | 0
|  | Demand | SICDT | 24 | 175437374.8915 | 175437374.8915 | 0 | 0 |  | 119921428.3836 | 119921428.3836 | 0 | 0 |  | 22370018.8716 | 22370018.8716 | 0 | 0 |  | 1621496.9774 | 1621496.9774 | 0 | 0 |  | 16527521.7157 | 16527521.7157 | 0 | 0 |  | 0 | 0 | 0 | 0 |  | 14105361.1148 | 14105361.1148 | 0 | 0 |  | 0 | 0 | 0 | 0 |  | 0 | 0 | 0 | 0 |  | 0 | 0 | 0 | 0 |  | 833395.1732 | 833395.1732 | 0 | 0 |  | 30321.4817 | 30321.4817 | 0 | 0 |  | 8169.3478 | 8169.3478 | 0 | 0 |  | 19590.0425 | 19590.0425 | 0 | 0 |  | 71.7832 | 71.7832 | 0 | 0 |  | 0 | 0 | 0 | 0 |  | 0 | 0 | 0 | 0 | 0 | 0 | 0 | 0
|  | Customer | Cust07 | 10 | 145758108.1085 | 0 | 0 | 145758108.1085 |  | 117187520.3239 | 0 | 0 | 117187520.3239 |  | 21931563.547 | 0 | 0 | 21931563.547 |  | 112328.2632 | 0 | 0 | 112328.2632 |  | 1176532.5874 | 0 | 0 | 1176532.5874 |  | 0 | 0 | 0 | 0 |  | 202932.6642 | 0 | 0 | 202932.6642 |  | 0 | 0 | 0 | 0 |  | 0 | 0 | 0 | 0 |  | 0 | 0 | 0 | 0 |  | 5101133.7468 | 0 | 0 | 5101133.7468 |  | 3179.1018 | 0 | 0 | 3179.1018 |  | 39208.9221 | 0 | 0 | 39208.9221 |  | 1059.7006 | 0 | 0 | 1059.7006 |  | 2649.2515 | 0 | 0 | 2649.2515 |  | 0 | 0 | 0 | 0 |  | 0 | 0 | 0 | 0 | 0 | 0 | 0 | 0
|  | 369-SERVICES | C02 | 28 | 124944572 | 0 | 0 | 124944572 |  | 98814109.8385 | 0 | 0 | 98814109.8385 |  | 22214117.4149 | 0 | 0 | 22214117.4149 |  | 200987.2538 | 0 | 0 | 200987.2538 |  | 2886843.9104 | 0 | 0 | 2886843.9104 |  | 0 | 0 | 0 | 0 |  | 825913.2216 | 0 | 0 | 825913.2216 |  | 0 | 0 | 0 | 0 |  | 0 | 0 | 0 | 0 |  | 0 | 0 | 0 | 0 |  | 0 | 0 | 0 | 0 |  | 0 | 0 | 0 | 0 |  | 0 | 0 | 0 | 0 |  | 2600.3607 | 0 | 0 | 2600.3607 |  | 0 | 0 | 0 | 0 |  | 0 | 0 | 0 | 0 |  | 0 | 0 | 0 | 0 | 0 | 0 | 0 | 0
|  | 370-METERS | C03 | 29 | 74150151 | 0 | 0 | 74150151 |  | 44796691.0811 | 0 | 0 | 44796691.0811 |  | 18076801.0167 | 0 | 0 | 18076801.0167 |  | 368986.1021 | 0 | 0 | 368986.1021 |  | 5651940.1687 | 0 | 0 | 5651940.1687 |  | 1105298.7936 | 0 | 0 | 1105298.7936 |  | 1010917.586 | 0 | 0 | 1010917.586 |  | 1958004.9761 | 0 | 0 | 1958004.9761 |  | 970765.2154 | 0 | 0 | 970765.2154 |  | 59924.8394 | 0 | 0 | 59924.8394 |  | 0 | 0 | 0 | 0 |  | 10936.807 | 0 | 0 | 10936.807 |  | 134792.8299 | 0 | 0 | 134792.8299 |  | 5091.5841 | 0 | 0 | 5091.5841 |  | 0 | 0 | 0 | 0 |  | 0 | 0 | 0 | 0 |  | 0 | 0 | 0 | 0 | 0 | 0 | 0 | 0
|  | 371-CUSTOMER INSTALLATION | PCust04 | 16 | 159234 | 0 | 0 | 159234 |  | 0 | 0 | 0 | 0 |  | 0 | 0 | 0 | 0 |  | 0 | 0 | 0 | 0 |  | 0 | 0 | 0 | 0 |  | 0 | 0 | 0 | 0 |  | 0 | 0 | 0 | 0 |  | 0 | 0 | 0 | 0 |  | 0 | 0 | 0 | 0 |  | 0 | 0 | 0 | 0 |  | 159234 | 0 | 0 | 159234 |  | 0 | 0 | 0 | 0 |  | 0 | 0 | 0 | 0 |  | 0 | 0 | 0 | 0 |  | 0 | 0 | 0 | 0 |  | 0 | 0 | 0 | 0 |  | 0 | 0 | 0 | 0 | 0 | 0 | 0 | 0
|  | 373-STREET LIGHTING | PCust04 | 16 | 143087299 | 0 | 0 | 143087299 |  | 0 | 0 | 0 | 0 |  | 0 | 0 | 0 | 0 |  | 0 | 0 | 0 | 0 |  | 0 | 0 | 0 | 0 |  | 0 | 0 | 0 | 0 |  | 0 | 0 | 0 | 0 |  | 0 | 0 | 0 | 0 |  | 0 | 0 | 0 | 0 |  | 0 | 0 | 0 | 0 |  | 143087299 | 0 | 0 | 143087299 |  | 0 | 0 | 0 | 0 |  | 0 | 0 | 0 | 0 |  | 0 | 0 | 0 | 0 |  | 0 | 0 | 0 | 0 |  | 0 | 0 | 0 | 0 |  | 0 | 0 | 0 | 0 | 0 | 0 | 0 | 0
|  | Total Distribution Plant |  |  | 2180108277 | 1442563068.1216 | 0 | 737545208.8784 |  | 1236066256.5859 | 774716896.4805 | 0 | 461349360.1053 |  | 282949066.2381 | 183193595.7548 | 0 | 99755470.4833 |  | 18379768.9685 | 17505232.2904 | 0 | 874536.6781 |  | 154802775.0038 | 143073977.4479 | 0 | 11728797.5559 |  | 6531244.9673 | 5425946.1737 | 0 | 1105298.7936 |  | 128435004.7486 | 126047948.6937 | 0 | 2387056.0549 |  | 183888030.5156 | 181930025.5396 | 0 | 1958004.9761 |  | 970765.2154 | 0 | 0 | 970765.2154 |  | 59924.8394 | 0 | 0 | 59924.8394 |  | 167143803.0722 | 10066216.3692 | 0 | 157077586.7031 |  | 385796.4602 | 366239.9366 | 0 | 19556.5236 |  | 339776.6531 | 98673.9843 | 0 | 241102.6688 |  | 148013.5969 | 137448.4132 | 0 | 10565.1837 |  | 8050.135 | 867.0378 | 0 | 7183.0972 |  | 0 | 0 | 0 | 0 |  | 0 | 0 | 0 | 0 | 0 | 0 | 0 | 0
|  | Total Prod, Trans, and Dist Plant |  |  | 9298906019 | 8561360810.1216 | 0 | 737545208.8784 |  | 3891211745.3317 | 3429862385.2263 | 0 | 461349360.1053 |  | 1006617333.496 | 906861863.0127 | 0 | 99755470.4833 |  | 77040309.8307 | 76165773.1525 | 0 | 874536.6781 |  | 863590213.6176 | 851861416.0617 | 0 | 11728797.5559 |  | 38130079.877 | 37024781.0834 | 0 | 1105298.7936 |  | 843537189.223 | 841150133.1681 | 0 | 2387056.0549 |  | 1632547420.5314 | 1630589415.5554 | 0 | 1958004.9761 |  | 502609920.9273 | 501639155.7119 | 0 | 970765.2154 |  | 229703365.446 | 229643440.6066 | 0 | 59924.8394 |  | 210376883.3357 | 53299296.6326 | 0 | 157077586.7031 |  | 1958629.8881 | 1939073.3645 | 0 | 19556.5236 |  | 1194092.7959 | 952990.1271 | 0 | 241102.6688 |  | 376235.8476 | 365670.6639 | 0 | 10565.1837 |  | 12598.8521 | 5415.7549 | 0 | 7183.0972 |  | 0 | 0 | 0 | 0 |  | 0 | 0 | 0 | 0 | 0 | 0 | 0 | 0
General Plant
|  | Total General Plant | PT&D | 35 | 244918755 | 225492958.681 | 0 | 19425796.319 |  | 102488479.1997 | 90337252.9515 | 0 | 12151226.2481 |  | 26512738.5498 | 23885334.2525 | 0 | 2627404.2974 |  | 2029122.2139 | 2006088.2749 | 0 | 23033.939 |  | 22745626.154 | 22436707.8265 | 0 | 308918.3275 |  | 1004287.1358 | 975175.2807 | 0 | 29111.8551 |  | 22217460.6087 | 22154589.2563 | 0 | 62871.3524 |  | 42998765.7578 | 42947194.9451 | 0 | 51570.8127 |  | 13237965.3943 | 13212396.9449 | 0 | 25568.4494 |  | 6050030.2046 | 6048451.8773 | 0 | 1578.3273 |  | 5541000.6556 | 1403820.7663 | 0 | 4137179.8892 |  | 51587.272 | 51072.1835 | 0 | 515.0885 |  | 31450.5513 | 25100.2811 | 0 | 6350.2702 |  | 9909.4684 | 9631.1979 | 0 | 278.2705 |  | 331.8342 | 142.6426 | 0 | 189.1916 |  | 0 | 0 | 0 | 0 |  | 0 | 0 | 0 | 0 | 0 | 0 | 0 | 0
|  | TOTAL COMMON PLANT | [86 empty] | 0 | 0 | 0 | 0
| 105 | PLANT HELD FOR FUTURE USE - PRODUCTION | Prod | 36 | 290384 | 290384 | 0 | 0 |  | 103958.5516 | 103958.5516 | 0 | 0 |  | 28775.4006 | 28775.4006 | 0 | 0 |  | 2180.6968 | 2180.6968 | 0 | 0 |  | 28806.8202 | 28806.8202 | 0 | 0 |  | 1294.5029 | 1294.5029 | 0 | 0 |  | 29854.1482 | 29854.1482 | 0 | 0 |  | 62714.8164 | 62714.8164 | 0 | 0 |  | 21712.187 | 21712.187 | 0 | 0 |  | 9264.5278 | 9264.5278 | 0 | 0 |  | 1716.1405 | 1716.1405 | 0 | 0 |  | 62.4326 | 62.4326 | 0 | 0 |  | 38.1855 | 38.1855 | 0 | 0 |  | 5.4011 | 5.4011 | 0 | 0 |  | 0.18875 | 0.18875 | 0 | 0 |  | 0 | 0 | 0 | 0 |  | 0 | 0 | 0 | 0 | 0 | 0 | 0 | 0
| 105 | PLANT HELD FOR FUTURE USE - DISTRIBUTION | Distplt | 37 | 906481 | 599812.4159 | 0 | 306668.5841 |  | 513951.8015 | 322124.435 | 0 | 191827.3664 |  | 117649.1806 | 76171.2231 | 0 | 41477.9576 |  | 7642.2403 | 7278.6112 | 0 | 363.6291 |  | 64366.4243 | 59489.6334 | 0 | 4876.7909 |  | 2715.6676 | 2256.0885 | 0 | 459.5792 |  | 53402.8024 | 52410.2733 | 0 | 992.5291 |  | 76459.9665 | 75645.8352 | 0 | 814.1313 |  | 403.6406 | 0 | 0 | 403.6406 |  | 24.9165 | 0 | 0 | 24.9165 |  | 69497.7783 | 4185.4957 | 0 | 65312.2826 |  | 160.4127 | 152.2812 | 0 | 8.1315 |  | 141.2779 | 41.0283 | 0 | 100.2496 |  | 61.5435 | 57.1505 | 0 | 4.393 |  | 3.3472 | 0.36051 | 0 | 2.9867 |  | 0 | 0 | 0 | 0 |  | 0 | 0 | 0 | 0 | 0 | 0 | 0 | 0
| 105 | PLANT HELD FOR FUTURE USE - GENERAL |  |  | 0 | 0 | 0 | 0 |  | 0 |  |  |  |  | 0 |  |  |  |  | 0 |  |  |  |  | 0 |  |  |  |  | 0 |  |  |  |  | 0 |  |  |  |  | 0 |  |  |  |  | 0 |  |  |  |  | 0 |  |  |  |  | 0 |  |  |  |  | 0 |  |  |  |  | 0 |  |  |  |  | 0 |  |  |  |  | 0 |  |  |  |  | 0 |  |  |  |  | 0 |  |  |  | 0 | 0 | 0 | 0
|  | OTHER |  |  | 0 | 0 | 0 | 0 |  | 0 |  |  |  |  | 0 |  |  |  |  | 0 |  |  |  |  | 0 |  |  |  |  | 0 |  |  |  |  | 0 |  |  |  |  | 0 |  |  |  |  | 0 |  |  |  |  | 0 |  |  |  |  | 0 |  |  |  |  | 0 |  |  |  |  | 0 |  |  |  |  | 0 |  |  |  |  | 0 |  |  |  |  | 0 |  |  |  |  | 0 |  |  |  | 0 | 0 | 0 | 0
|  | Total Plant in Service |  |  | 9650773038 | 8885107663.8261 | 0 | 765665374.1739 |  | 4038570769.015 | 3559631680.024 | 0 | 478939088.9911 |  | 1044724207.9017 | 941165390.4705 | 0 | 103558817.4312 |  | 79955392.511 | 79047512.6348 | 0 | 907879.8762 |  | 896250154.6715 | 884074176.7638 | 0 | 12175977.9077 |  | 39572009.8367 | 38424569.647 | 0 | 1147440.1896 |  | 875430996.3012 | 872952929.675 | 0 | 2478066.6262 |  | 1694251434.6836 | 1692218777.4382 | 0 | 2032657.2454 |  | 521585911.3304 | 520578134.0403 | 0 | 1007777.2901 |  | 238374976.4978 | 238312766.922 | 0 | 62209.5758 |  | 218381599.7468 | 55315162.9378 | 0 | 163066436.809 |  | 2032714.4375 | 2012412.2881 | 0 | 20302.1494 |  | 1239302.5783 | 989007.4603 | 0 | 250295.1181 |  | 390490.9863 | 379522.987 | 0 | 10967.9993 |  | 13077.5022 | 5620.5372 | 0 | 7456.965 |  | 0 | 0 | 0 | 0 |  | 0 | 0 | 0 | 0 | 0 | 0 | 0 | 0
0
Construction Work in Progress (CWIP)
|  | CWIP Production | Prod | 36 | 20992633 | 20992633 | 0 | 0 |  | 7515440.6625 | 7515440.6625 | 0 | 0 |  | 2080250.3763 | 2080250.3763 | 0 | 0 |  | 157648.3839 | 157648.3839 | 0 | 0 |  | 2082521.7793 | 2082521.7793 | 0 | 0 |  | 93583.0633 | 93583.0633 | 0 | 0 |  | 2158235.9125 | 2158235.9125 | 0 | 0 |  | 4533821.161 | 4533821.161 | 0 | 0 |  | 1569631.8435 | 1569631.8435 | 0 | 0 |  | 669757.3938 | 669757.3938 | 0 | 0 |  | 124064.368 | 124064.368 | 0 | 0 |  | 4513.4163 | 4513.4163 | 0 | 0 |  | 2760.5314 | 2760.5314 | 0 | 0 |  | 390.463 | 390.463 | 0 | 0 |  | 13.6452 | 13.6452 | 0 | 0 |  | 0 | 0 | 0 | 0 |  | 0 | 0 | 0 | 0 | 0 | 0 | 0 | 0
|  | CWIP Transmission | Trans | 38 | 78958656 | 78958656 | 0 | 0 |  | 34911340.0714 | 34911340.0714 | 0 | 0 |  | 8961022.0624 | 8961022.0624 | 0 | 0 |  | 917109.456 | 917109.456 | 0 | 0 |  | 7994014.5453 | 7994014.5453 | 0 | 0 |  | 343509.3299 | 343509.3299 | 0 | 0 |  | 7072023.7603 | 7072023.7603 | 0 | 0 |  | 11517744.3995 | 11517744.3995 | 0 | 0 |  | 3994104.7649 | 3994104.7649 | 0 | 0 |  | 2676356.5537 | 2676356.5537 | 0 | 0 |  | 539047.658 | 539047.658 | 0 | 0 |  | 19612.2131 | 19612.2131 | 0 | 0 |  | 5284.0092 | 5284.0092 | 0 | 0 |  | 7440.7463 | 7440.7463 | 0 | 0 |  | 46.43 | 46.43 | 0 | 0 |  | 0 | 0 | 0 | 0 |  | 0 | 0 | 0 | 0 | 0 | 0 | 0 | 0
|  | CWIP Distribution Plant | Distplt | 37 | 26143041 | 17298675.4066 | 0 | 8844365.5934 |  | 14822443.0711 | 9290114.5332 | 0 | 5532328.5379 |  | 3393019.1072 | 2196788.9097 | 0 | 1196230.1975 |  | 220403.2978 | 209916.1818 | 0 | 10487.1159 |  | 1856336.8327 | 1715689.4902 | 0 | 140647.3424 |  | 78320.2407 | 65065.912 | 0 | 13254.3287 |  | 1540144.4187 | 1511519.7375 | 0 | 28624.6812 |  | 2205116.3109 | 2181636.6494 | 0 | 23479.6615 |  | 11641.0525 | 0 | 0 | 11641.0525 |  | 718.5962 | 0 | 0 | 718.5962 |  | 2004325.8139 | 120710.2923 | 0 | 1883615.5216 |  | 4626.3265 | 4391.812 | 0 | 234.5145 |  | 4074.4742 | 1183.2614 | 0 | 2891.2128 |  | 1774.9236 | 1648.2298 | 0 | 126.6937 |  | 96.5342 | 10.3972 | 0 | 86.137 |  | 0 | 0 | 0 | 0 |  | 0 | 0 | 0 | 0 | 0 | 0 | 0 | 0
|  | CWIP General Plant | PT&D | 35 | 29729390 | 27371395.5098 | 0 | 2357994.4902 |  | 12440533.4685 | 10965560.4959 | 0 | 1474972.9726 |  | 3218240.8583 | 2899314.1716 | 0 | 318926.6867 |  | 246304.3945 | 243508.4267 | 0 | 2795.9678 |  | 2760971.0442 | 2723473.0851 | 0 | 37497.959 |  | 121905.0943 | 118371.3605 | 0 | 3533.7338 |  | 2696859.827 | 2689228.2067 | 0 | 7631.6204 |  | 5219392.3521 | 5213132.4444 | 0 | 6259.9077 |  | 1606886.4796 | 1603782.861 | 0 | 3103.6186 |  | 734381.1113 | 734189.5265 | 0 | 191.5848 |  | 672592.7113 | 170402.3649 | 0 | 502190.3465 |  | 6261.9056 | 6199.3818 | 0 | 62.5239 |  | 3817.6158 | 3046.7901 | 0 | 770.8256 |  | 1202.8579 | 1169.0801 | 0 | 33.7778 |  | 40.2796 | 17.3146 | 0 | 22.965 |  | 0 | 0 | 0 | 0 |  | 0 | 0 | 0 | 0 | 0 | 0 | 0 | 0
|  | RWIP |  |  | 0 | 0 | 0 | 0 |  | 0 |  |  |  |  | 0 |  |  |  |  | 0 |  |  |  |  | 0 |  |  |  |  | 0 |  |  |  |  | 0 |  |  |  |  | 0 |  |  |  |  | 0 |  |  |  |  | 0 |  |  |  |  | 0 |  |  |  |  | 0 |  |  |  |  | 0 |  |  |  |  | 0 |  |  |  |  | 0 |  |  |  |  | 0 |  |  |  |  | 0 |  |  |  | 0 | 0 | 0 | 0
| Total Construction Work in Progress |  |  |  | 155823720 | 144621359.9164 | 0 | 11202360.0836 |  | 69689757.2735 | 62682455.763 | 0 | 7007301.5105 |  | 17652532.4043 | 16137375.52 | 0 | 1515156.8842 |  | 1541465.5322 | 1528182.4484 | 0 | 13283.0837 |  | 14693844.2014 | 14515698.9 | 0 | 178145.3014 |  | 637317.7282 | 620529.6657 | 0 | 16788.0625 |  | 13467263.9185 | 13431007.617 | 0 | 36256.3015 |  | 23476074.2235 | 23446334.6543 | 0 | 29739.5692 |  | 7182264.1404 | 7167519.4694 | 0 | 14744.6711 |  | 4081213.655 | 4080303.474 | 0 | 910.181 |  | 3340030.5512 | 954224.6831 | 0 | 2385805.8681 |  | 35013.8615 | 34716.8231 | 0 | 297.0384 |  | 15936.6306 | 12274.5922 | 0 | 3662.0384 |  | 10808.9907 | 10648.5192 | 0 | 160.4715 |  | 196.889 | 87.7871 | 0 | 109.102 |  | 0 | 0 | 0 | 0 |  | 0 | 0 | 0 | 0 | 0 | 0 | 0 | 0
0
| Total Utility Plant |  |  |  | 9806596758 | 9029729023.7425 | 0 | 776867734.2575 |  | 4108260526.2885 | 3622314135.787 | 0 | 485946390.5016 |  | 1062376740.306 | 957302765.9905 | 0 | 105073974.3154 |  | 81496858.0431 | 80575695.0832 | 0 | 921162.9599 |  | 910943998.8729 | 898589875.6637 | 0 | 12354123.2091 |  | 40209327.5649 | 39045099.3127 | 0 | 1164228.2522 |  | 888898260.2198 | 886383937.292 | 0 | 2514322.9277 |  | 1717727508.9071 | 1715665112.0925 | 0 | 2062396.8146 |  | 528768175.4708 | 527745653.5097 | 0 | 1022521.9611 |  | 242456190.1528 | 242393070.396 | 0 | 63119.7568 |  | 221721630.298 | 56269387.621 | 0 | 165452242.6771 |  | 2067728.299 | 2047129.1113 | 0 | 20599.1877 |  | 1255239.2089 | 1001282.0524 | 0 | 253957.1565 |  | 401299.977 | 390171.5062 | 0 | 11128.4708 |  | 13274.3912 | 5708.3242 | 0 | 7566.067 |  | 0 | 0 | 0 | 0 |  | 0 | 0 | 0 | 0 | 0 | 0 | 0 | 0
Less: Acummulated Provision for Depreciation
| Steam Production |  | PDisp DRes | 61 | 1910902169 | 1910902169 | 0 | 0 |  | 686610680.8828 | 686610680.8828 | 0 | 0 |  | 190104772.2556 | 190104772.2556 | 0 | 0 |  | 14388138.457 | 14388138.457 | 0 | 0 |  | 190146429.9246 | 190146429.9246 | 0 | 0 |  | 8532369.6161 | 8532369.6161 | 0 | 0 |  | 196511454.2139 | 196511454.2139 | 0 | 0 |  | 410548939.4621 | 410548939.4621 | 0 | 0 |  | 142032968.8281 | 142032968.8281 | 0 | 0 |  | 60439736.0307 | 60439736.0307 | 0 | 0 |  | 10904372.5734 | 10904372.5734 | 0 | 0 |  | 396703.3062 | 396703.3062 | 0 | 0 |  | 248990.5626 | 248990.5626 | 0 | 0 |  | 35351.6915 | 35351.6915 | 0 | 0 |  | 1261.1955 | 1261.1955 | 0 | 0 |  | 0 | 0 | 0 | 0 |  | 0 | 0 | 0 | 0 | 0 | 0 | 0 | 0
| Hydraulic Production |  | PDisp DRes | 61 | 16663604 | 16663604 | 0 | 0 |  | 5987438.119 | 5987438.119 | 0 | 0 |  | 1657767.0457 | 1657767.0457 | 0 | 0 |  | 125468.6113 | 125468.6113 | 0 | 0 |  | 1658130.3123 | 1658130.3123 | 0 | 0 |  | 74404.6612 | 74404.6612 | 0 | 0 |  | 1713635.1131 | 1713635.1131 | 0 | 0 |  | 3580102.1427 | 3580102.1427 | 0 | 0 |  | 1238567.4086 | 1238567.4086 | 0 | 0 |  | 527051.4856 | 527051.4856 | 0 | 0 |  | 95089.1937 | 95089.1937 | 0 | 0 |  | 3459.3643 | 3459.3643 | 0 | 0 |  | 2171.2677 | 2171.2677 | 0 | 0 |  | 308.2767 | 308.2767 | 0 | 0 |  | 10.998 | 10.998 | 0 | 0 |  | 0 | 0 | 0 | 0 |  | 0 | 0 | 0 | 0 | 0 | 0 | 0 | 0
| Other Production |  | PDisp DRes | 61 | 425504289 | 425504289 | 0 | 0 |  | 152888930.856 | 152888930.856 | 0 | 0 |  | 42330998.0314 | 42330998.0314 | 0 | 0 |  | 3203834.6722 | 3203834.6722 | 0 | 0 |  | 42340274.0253 | 42340274.0253 | 0 | 0 |  | 1899919.2768 | 1899919.2768 | 0 | 0 |  | 43757586.3182 | 43757586.3182 | 0 | 0 |  | 91417727.9295 | 91417727.9295 | 0 | 0 |  | 31626756.4066 | 31626756.4066 | 0 | 0 |  | 13458233.1447 | 13458233.1447 | 0 | 0 |  | 2428097.7719 | 2428097.7719 | 0 | 0 |  | 88334.6939 | 88334.6939 | 0 | 0 |  | 55443.2111 | 55443.2111 | 0 | 0 |  | 7871.8297 | 7871.8297 | 0 | 0 |  | 280.8328 | 280.8328 | 0 | 0 |  | 0 | 0 | 0 | 0 |  | 0 | 0 | 0 | 0 | 0 | 0 | 0 | 0
| Transmission - Kentucky System Property |  | Trans | 38 | 340091705 | 340091705 | 0 | 0 |  | 150370558.0896 | 150370558.0896 | 0 | 0 |  | 38597025.6606 | 38597025.6606 | 0 | 0 |  | 3950185.2533 | 3950185.2533 | 0 | 0 |  | 34431918.8576 | 34431918.8576 | 0 | 0 |  | 1479567.6572 | 1479567.6572 | 0 | 0 |  | 30460708.6833 | 30460708.6833 | 0 | 0 |  | 49609371.9045 | 49609371.9045 | 0 | 0 |  | 17203457.7113 | 17203457.7113 | 0 | 0 |  | 11527636.2296 | 11527636.2296 | 0 | 0 |  | 2321792.776 | 2321792.776 | 0 | 0 |  | 84473.968 | 84473.968 | 0 | 0 |  | 22759.3502 | 22759.3502 | 0 | 0 |  | 32048.875 | 32048.875 | 0 | 0 |  | 199.984 | 199.984 | 0 | 0 |  | 0 | 0 | 0 | 0 |  | 0 | 0 | 0 | 0 | 0 | 0 | 0 | 0
| Transmission - Virginia Property |  | Trans | 38 | 2567091 | 2567091 | 0 | 0 |  | 1135031.8184 | 1135031.8184 | 0 | 0 |  | 291339.2939 | 291339.2939 | 0 | 0 |  | 29816.9137 | 29816.9137 | 0 | 0 |  | 259900.1026 | 259900.1026 | 0 | 0 |  | 11168.1195 | 11168.1195 | 0 | 0 |  | 229924.4879 | 229924.4879 | 0 | 0 |  | 374463.0353 | 374463.0353 | 0 | 0 |  | 129855.6854 | 129855.6854 | 0 | 0 |  | 87013.2696 | 87013.2696 | 0 | 0 |  | 17525.4299 | 17525.4299 | 0 | 0 |  | 637.6291 | 637.6291 | 0 | 0 |  | 171.7928 | 171.7928 | 0 | 0 |  | 241.9123 | 241.9123 | 0 | 0 |  | 1.5095 | 1.5095 | 0 | 0 |  | 0 | 0 | 0 | 0 |  | 0 | 0 | 0 | 0 | 0 | 0 | 0 | 0
| Transmission - FERC |  | Trans | 38 | 755524 | 755524 | 0 | 0 |  | 334052.7389 | 334052.7389 | 0 | 0 |  | 85744.4589 | 85744.4589 | 0 | 0 |  | 8775.4559 | 8775.4559 | 0 | 0 |  | 76491.5483 | 76491.5483 | 0 | 0 |  | 3286.9043 | 3286.9043 | 0 | 0 |  | 67669.3848 | 67669.3848 | 0 | 0 |  | 110208.7188 | 110208.7188 | 0 | 0 |  | 38218.0012 | 38218.0012 | 0 | 0 |  | 25608.9922 | 25608.9922 | 0 | 0 |  | 5157.9328 | 5157.9328 | 0 | 0 |  | 187.6615 | 187.6615 | 0 | 0 |  | 50.5606 | 50.5606 | 0 | 0 |  | 71.1975 | 71.1975 | 0 | 0 |  | 0.44427 | 0.44427 | 0 | 0 |  | 0 | 0 | 0 | 0 |  | 0 | 0 | 0 | 0 | 0 | 0 | 0 | 0
| Distribution |  | Distplt | 37 | 692590515 | 458282512.3003 | 0 | 234308002.6997 |  | 392681305.9033 | 246116938.3068 | 0 | 146564367.5964 |  | 89889039.7197 | 58198094.1805 | 0 | 31690945.5393 |  | 5839000.6541 | 5561172.3395 | 0 | 277828.3146 |  | 49178719.6051 | 45452641.3982 | 0 | 3726078.2069 |  | 2074886.9968 | 1723748.7213 | 0 | 351138.2754 |  | 40802040.4405 | 40043705.4533 | 0 | 758334.9872 |  | 58418706.5848 | 57796675.2439 | 0 | 622031.3409 |  | 308398.8018 | 0 | 0 | 308398.8018 |  | 19037.3 | 0 | 0 | 19037.3 |  | 53099295.0534 | 3197898.9543 | 0 | 49901396.0992 |  | 122562.247 | 116349.4075 | 0 | 6212.8395 |  | 107942.3851 | 31347.3722 | 0 | 76595.0129 |  | 47021.8908 | 43665.4768 | 0 | 3356.414 |  | 2557.4175 | 275.446 | 0 | 2281.9715 |  | 0 | 0 | 0 | 0 |  | 0 | 0 | 0 | 0 | 0 | 0 | 0 | 0
| General Plant |  | PT&D | 35 | 77429701 | 71288343.6316 | 0 | 6141357.3684 |  | 32401162.1747 | 28559619.6388 | 0 | 3841542.5359 |  | 8381854.7036 | 7551215.461 | 0 | 830639.2426 |  | 641495.6924 | 634213.6408 | 0 | 7282.0516 |  | 7190903.0901 | 7093240.2806 | 0 | 97662.8096 |  | 317499.7874 | 308296.2365 | 0 | 9203.5509 |  | 7023926.4931 | 7004050.0651 | 0 | 19876.4281 |  | 13593820.4324 | 13577516.607 | 0 | 16303.8254 |  | 4185109.0674 | 4177025.7445 | 0 | 8083.3229 |  | 1912683.3704 | 1912184.391 | 0 | 498.9794 |  | 1751756.5121 | 443810.1206 | 0 | 1307946.3915 |  | 16309.0289 | 16146.1865 | 0 | 162.8424 |  | 9942.9167 | 7935.3142 | 0 | 2007.6026 |  | 3132.8233 | 3044.8496 | 0 | 87.9737 |  | 104.9075 | 45.0957 | 0 | 59.8119 |  | 0 | 0 | 0 | 0 |  | 0 | 0 | 0 | 0 | 0 | 0 | 0 | 0
| Intangible Plant |  | PT&D | 35 | 49083879 | 45190778.0572 | 0 | 3893100.9428 |  | 20539595.3116 | 18104382.3821 | 0 | 2435212.9295 |  | 5313386.6818 | 4786831.6835 | 0 | 526554.9983 |  | 406653.9911 | 402037.7866 | 0 | 4616.2046 |  | 4558424.1269 | 4496514.169 | 0 | 61909.9579 |  | 201268.0011 | 195433.7285 | 0 | 5834.2726 |  | 4452575.0925 | 4439975.1189 | 0 | 12599.9736 |  | 8617331.9622 | 8606996.7164 | 0 | 10335.2458 |  | 2653005.0409 | 2647880.8981 | 0 | 5124.1428 |  | 1212479.422 | 1212163.1113 | 0 | 316.3107 |  | 1110465.4101 | 281338.0651 | 0 | 829127.345 |  | 10338.5444 | 10235.3161 | 0 | 103.2283 |  | 6302.9679 | 5030.3178 | 0 | 1272.6502 |  | 1985.9449 | 1930.177 | 0 | 55.7679 |  | 66.5025 | 28.5868 | 0 | 37.9157 |  | 0 | 0 | 0 | 0 |  | 0 | 0 | 0 | 0 | 0 | 0 | 0 | 0
| Total Accumulated Depreciation |  |  |  | 3515588477 | 3271246015.9892 | 0 | 244342461.0108 |  | 1442948755.8943 | 1290107632.8324 | 0 | 152841123.0619 |  | 376651927.8513 | 343603788.0712 | 0 | 33048139.7801 |  | 28593369.701 | 28303643.1302 | 0 | 289726.5708 |  | 329841191.5927 | 325955540.6184 | 0 | 3885650.9743 |  | 14594371.0204 | 14228194.9215 | 0 | 366176.0989 |  | 325019520.2274 | 324228708.8384 | 0 | 790811.3889 |  | 636270672.1723 | 635622001.7603 | 0 | 648670.412 |  | 199416336.9512 | 199094730.6836 | 0 | 321606.2676 |  | 89209479.2449 | 89189626.6547 | 0 | 19852.5901 |  | 71733552.6532 | 19695082.8176 | 0 | 52038469.8357 |  | 723006.4431 | 716527.533 | 0 | 6478.9101 |  | 453775.0147 | 373899.7491 | 0 | 79875.2656 |  | 128034.4417 | 124534.2861 | 0 | 3500.1556 |  | 4483.7917 | 2104.0926 | 0 | 2379.6991 |  | 0 | 0 | 0 | 0 |  | 0 | 0 | 0 | 0 | 0 | 0 | 0 | 0
| Net Utility Plant |  |  |  | 6291008281 | 5758483007.7533 | 0 | 532525273.2467 |  | 2665311770.3943 | 2332206502.9546 | 0 | 333105267.4397 |  | 685724812.4546 | 613698977.9193 | 0 | 72025834.5353 |  | 52903488.3421 | 52272051.953 | 0 | 631436.3891 |  | 581102807.2802 | 572634335.0454 | 0 | 8468472.2348 |  | 25614956.5445 | 24816904.3912 | 0 | 798052.1532 |  | 563878739.9924 | 562155228.4536 | 0 | 1723511.5388 |  | 1081456836.7348 | 1080043110.3322 | 0 | 1413726.4026 |  | 329351838.5196 | 328650922.826 | 0 | 700915.6935 |  | 153246710.9079 | 153203443.7413 | 0 | 43267.1667 |  | 149988077.6448 | 36574304.8034 | 0 | 113413772.8414 |  | 1344721.8558 | 1330601.5782 | 0 | 14120.2776 |  | 801464.1942 | 627382.3033 | 0 | 174081.8909 |  | 273265.5353 | 265637.2201 | 0 | 7628.3152 |  | 8790.5996 | 3604.2316 | 0 | 5186.3679 |  | 0 | 0 | 0 | 0 |  | 0 | 0 | 0 | 0 | 0 | 0 | 0 | 0
2665311770.3943
Working Capital
| Cash Working Capital - Operation and Maintenance Expenses |  | OMLPP | 57 | 130078093 | 36136259.911 | 79624711.1056 | 14317121.9834 |  | 52238771.0551 | 15049196.4033 | 27650918.1622 | 9538656.4896 |  | 14943486.6748 | 3939553.4953 | 7789846.0277 | 3214087.1518 |  | 1017434.7866 | 348221.4786 | 597297.868 | 71915.44 |  | 11949695.7237 | 3596734.252 | 7875287.8587 | 477673.613 |  | 550951.6421 | 157411.3457 | 355313.5572 | 38226.7392 |  | 12025108.6983 | 3468076.4208 | 8250524.4165 | 306507.8611 |  | 24390773.7803 | 6545344.6723 | 17711539.3756 | 133889.7323 |  | 8068291.5258 | 1875433.6185 | 6164986.9488 | 27870.9584 |  | 3564861.2712 | 909863.4862 | 2653001.646 | 1996.139 |  | 1275639.6607 | 232322.7745 | 543690.0282 | 499626.858 |  | 28677.5197 | 8452.2297 | 19781.098 | 444.192 |  | 20129.4984 | 3679.4474 | 10973.6944 | 5476.3566 |  | 3877.2848 | 1947.5896 | 1499.435 | 430.2602 |  | 393.8785 | 22.6973 | 50.9892 | 320.1921 |  | 0 | 0 | 0 | 0 |  | 0 | 0 | 0 | 0 | 0 | 0 | 0 | 0
| Materials and Supplies |  | TPIS | 39 | 59890781 | 55139213.7356 | 0 | 4751567.2644 |  | 25062568.2034 | 22090367.326 | 0 | 2972200.8774 |  | 6483350.9704 | 5840685.5144 | 0 | 642665.456 |  | 496187.2882 | 490553.166 | 0 | 5634.1222 |  | 5561950.4804 | 5486388.7794 | 0 | 75561.701 |  | 245576.0347 | 238455.2488 | 0 | 7120.786 |  | 5432750.9178 | 5417372.5285 | 0 | 15378.3894 |  | 10514187.9551 | 10501573.6879 | 0 | 12614.2672 |  | 3236858.5879 | 3230604.5222 | 0 | 6254.0657 |  | 1479307.7671 | 1478921.7068 | 0 | 386.0603 |  | 1355232.8413 | 343274.9166 | 0 | 1011957.9247 |  | 12614.6221 | 12488.631 | 0 | 125.9911 |  | 7690.8657 | 6137.5839 | 0 | 1553.2818 |  | 2423.3095 | 2355.2443 | 0 | 68.0652 |  | 81.1564 | 34.8799 | 0 | 46.2764 |  | 0 | 0 | 0 | 0 |  | 0 | 0 | 0 | 0 | 0 | 0 | 0 | 0
| Prepayments |  | TPIS | 39 | 19024116 | 17514795.7789 | 0 | 1509320.2211 |  | 7961045.0356 | 7016934.8851 | 0 | 944110.1506 |  | 2059415.8044 | 1855275.1674 | 0 | 204140.637 |  | 157612.3131 | 155822.6521 | 0 | 1789.661 |  | 1766735.8708 | 1742733.937 | 0 | 24001.9339 |  | 78006.446 | 75744.551 | 0 | 2261.895 |  | 1725696.0409 | 1720811.1445 | 0 | 4884.8964 |  | 3339798.3457 | 3335791.4638 | 0 | 4006.8818 |  | 1028177.8301 | 1026191.246 | 0 | 1986.5841 |  | 469897.4048 | 469774.7739 | 0 | 122.6308 |  | 430485.3994 | 109040.1849 | 0 | 321445.2145 |  | 4006.9946 | 3966.9739 | 0 | 40.0207 |  | 2442.979 | 1949.584 | 0 | 493.395 |  | 769.7566 | 748.1359 | 0 | 21.6207 |  | 25.7791 | 11.0795 | 0 | 14.6996 |  | 0 | 0 | 0 | 0 |  | 0 | 0 | 0 | 0 | 0 | 0 | 0 | 0
| Fuel Stock |  | Energy | 2 | 62536188 | 0 | 62536188 | 0 |  | 21593339.5512 | 0 | 21593339.5512 | 0 |  | 6096766.2052 | 0 | 6096766.2052 | 0 |  | 467022.1621 | 0 | 467022.1621 | 0 |  | 6173217.5074 | 0 | 6173217.5074 | 0 |  | 278986.6349 | 0 | 278986.6349 | 0 |  | 6482058.0497 | 0 | 6482058.0497 | 0 |  | 14005487.4708 | 0 | 14005487.4708 | 0 |  | 4874416.8743 | 0 | 4874416.8743 | 0 |  | 2102591.2417 | 0 | 2102591.2417 | 0 |  | 436502.7876 | 0 | 436502.7876 | 0 |  | 15881.3149 | 0 | 15881.3149 | 0 |  | 8692.5799 | 0 | 8692.5799 | 0 |  | 1185.8386 | 0 | 1185.8386 | 0 |  | 39.7817 | 0 | 39.7817 | 0 |  | 0 | 0 | 0 | 0 |  | 0 | 0 | 0 | 0 | 0 | 0 | 0 | 0
| Total Working Capital |  |  |  | 271529178 | 108790269.4255 | 142160899.1056 | 20578009.4689 |  | 106855723.8453 | 44156498.6143 | 49244257.7134 | 13454967.5176 |  | 29583019.6548 | 11635514.177 | 13886612.2329 | 4060893.2448 |  | 2138256.5501 | 994597.2967 | 1064320.0302 | 79339.2233 |  | 25451599.5823 | 10825856.9683 | 14048505.3661 | 577237.2479 |  | 1153520.7577 | 471611.1455 | 634300.1921 | 47609.4202 |  | 25665613.7068 | 10606260.0937 | 14732582.4661 | 326771.1469 |  | 52250247.5519 | 20382709.824 | 31717026.8464 | 150510.8814 |  | 17207744.8181 | 6132229.3867 | 11039403.8231 | 36111.6082 |  | 7616657.6847 | 2858559.9669 | 4755592.8876 | 2504.8301 |  | 3497860.6889 | 684637.8759 | 980192.8158 | 1833029.9972 |  | 61180.4514 | 24907.8347 | 35662.4129 | 610.2037 |  | 38955.923 | 11766.6153 | 19666.2743 | 7523.0334 |  | 8256.1895 | 5050.9698 | 2685.2736 | 519.9461 |  | 540.5957 | 68.6567 | 90.7709 | 381.1681 |  | 0 | 0 | 0 | 0 |  | 0 | 0 | 0 | 0 | 0 | 0 | 0 | 0
0
| Emission Allowance |  |  |  | 0 | 0 | 0 | 0 |  | 0 |  |  |  |  | 0 |  |  |  |  | 0 |  |  |  |  | 0 |  |  |  |  | 0 |  |  |  |  | 0 |  |  |  |  | 0 |  |  |  |  | 0 |  |  |  |  | 0 |  |  |  |  | 0 |  |  |  |  | 0 |  |  |  |  | 0 |  |  |  |  | 0 |  |  |  |  | 0 |  |  |  |  | 0 |  |  |  |  | 0 |  |  |  | 0 | 0 | 0 | 0
Deferred Debits
| Service Pension Cost |  |  |  | 0 | 0 | 0 | 0 |  | 0 |  |  |  |  | 0 |  |  |  |  | 0 |  |  |  |  | 0 |  |  |  |  | 0 |  |  |  |  | 0 |  |  |  |  | 0 |  |  |  |  | 0 |  |  |  |  | 0 |  |  |  |  | 0 |  |  |  |  | 0 |  |  |  |  | 0 |  |  |  |  | 0 |  |  |  |  | 0 |  |  |  |  | 0 |  |  |  |  | 0 |  |  |  | 0 | 0 | 0 | 0
| Accumulated Deferred Income Tax |  |  |  | 0 | 0 | 0 | 0 |  | 0 |  |  |  |  | 0 |  |  |  |  | 0 |  |  |  |  | 0 |  |  |  |  | 0 |  |  |  |  | 0 |  |  |  |  | 0 |  |  |  |  | 0 |  |  |  |  | 0 |  |  |  |  | 0 |  |  |  |  | 0 |  |  |  |  | 0 |  |  |  |  | 0 |  |  |  |  | 0 |  |  |  |  | 0 |  |  |  |  | 0 |  |  |  | 0 | 0 | 0 | 0
| Total Production Plant |  | Prod | 36 | 732330105.49 | 732330105.49 | 0 | 0 |  | 262176900.4957 | 262176900.4957 | 0 | 0 |  | 72569742.8009 | 72569742.8009 | 0 | 0 |  | 5499579.6682 | 5499579.6682 | 0 | 0 |  | 72648980.9223 | 72648980.9223 | 0 | 0 |  | 3264654.5405 | 3264654.5405 | 0 | 0 |  | 75290276.0459 | 75290276.0459 | 0 | 0 |  | 158162805.451 | 158162805.451 | 0 | 0 |  | 54756764.1234 | 54756764.1234 | 0 | 0 |  | 23364553.7858 | 23364553.7858 | 0 | 0 |  | 4327997.9068 | 4327997.9068 | 0 | 0 |  | 157450.9806 | 157450.9806 | 0 | 0 |  | 96301.4137 | 96301.4137 | 0 | 0 |  | 13621.3406 | 13621.3406 | 0 | 0 |  | 476.0146 | 476.0146 | 0 | 0 |  | 0 | 0 | 0 | 0 |  | 0 | 0 | 0 | 0 | 0 | 0 | 0 | 0
| Total Transmission Plant |  | Trans | 38 | 198625100 | 198625100 | 0 | 0 |  | 87821510.1941 | 87821510.1941 | 0 | 0 |  | 22541973.1467 | 22541973.1467 | 0 | 0 |  | 2307042.2754 | 2307042.2754 | 0 | 0 |  | 20109409.3909 | 20109409.3909 | 0 | 0 |  | 864117.7352 | 864117.7352 | 0 | 0 |  | 17790087.8479 | 17790087.8479 | 0 | 0 |  | 28973557.163 | 28973557.163 | 0 | 0 |  | 10047403.268 | 10047403.268 | 0 | 0 |  | 6732530.8592 | 6732530.8592 | 0 | 0 |  | 1356005.7935 | 1356005.7935 | 0 | 0 |  | 49335.6647 | 49335.6647 | 0 | 0 |  | 13292.2331 | 13292.2331 | 0 | 0 |  | 18717.6309 | 18717.6309 | 0 | 0 |  | 116.7974 | 116.7974 | 0 | 0 |  | 0 | 0 | 0 | 0 |  | 0 | 0 | 0 | 0 | 0 | 0 | 0 | 0
| Total Distribution Plant |  | Distplt | 37 | 315220930.17 | 208579581.5554 | 0 | 106641348.6146 |  | 178722295.2471 | 112015987.1431 | 0 | 66706308.104 |  | 40911485.3566 | 26487884.2323 | 0 | 14423601.1243 |  | 2657522.9917 | 2531074.1047 | 0 | 126448.887 |  | 22382867.5137 | 20687005.6547 | 0 | 1695861.8589 |  | 944349.9369 | 784535.2536 | 0 | 159814.6833 |  | 18570362.8074 | 18225219.3859 | 0 | 345143.4215 |  | 26588292.2595 | 26305185.1513 | 0 | 283107.1082 |  | 140362.5303 | 0 | 0 | 140362.5303 |  | 8664.5071 | 0 | 0 | 8664.5071 |  | 24167251.5225 | 1455469.951 | 0 | 22711781.5715 |  | 55782.1464 | 52954.4769 | 0 | 2827.6694 |  | 49128.162 | 14267.2295 | 0 | 34860.9325 |  | 21401.2231 | 19873.6077 | 0 | 1527.6154 |  | 1163.9656 | 125.3646 | 0 | 1038.601 |  | 0 | 0 | 0 | 0 |  | 0 | 0 | 0 | 0 | 0 | 0 | 0 | 0
| Total General Plant |  | PT&D | 35 | 35890099 | 33043466.2338 | 0 | 2846632.7662 |  | 15018538.1468 | 13237912.1061 | 0 | 1780626.0407 |  | 3885144.7343 | 3500128.077 | 0 | 385016.6572 |  | 297345.1222 | 293969.7566 | 0 | 3375.3656 |  | 3333116.6267 | 3287848.1075 | 0 | 45268.5192 |  | 147167.0258 | 142901.0096 | 0 | 4266.0161 |  | 3255719.8846 | 3246506.7925 | 0 | 9213.0922 |  | 6300987.2802 | 6293430.1554 | 0 | 7557.1247 |  | 1939875.4847 | 1936128.7149 | 0 | 3746.7697 |  | 886564.1302 | 886332.844 | 0 | 231.2862 |  | 811971.5539 | 205714.2022 | 0 | 606257.3518 |  | 7559.5366 | 7484.0562 | 0 | 75.4804 |  | 4608.7259 | 3678.1649 | 0 | 930.5609 |  | 1452.1215 | 1411.3441 | 0 | 40.7774 |  | 48.6266 | 20.9027 | 0 | 27.7239 |  | 0 | 0 | 0 | 0 |  | 0 | 0 | 0 | 0 | 0 | 0 | 0 | 0
| Total Accumulated Deferred Income Tax |  |  |  | 1282066234.66 | 1172578253.2792 | 0 | 109487981.3808 |  | 543739244.0837 | 475252309.939 | 0 | 68486934.1448 |  | 139908346.0386 | 125099728.257 | 0 | 14808617.7816 |  | 10761490.0575 | 10631665.8049 | 0 | 129824.2526 |  | 118474374.4536 | 116733244.0755 | 0 | 1741130.3781 |  | 5220289.2383 | 5056208.5389 | 0 | 164080.6994 |  | 114906446.5857 | 114552090.0721 | 0 | 354356.5137 |  | 220025642.1537 | 219734977.9208 | 0 | 290664.2329 |  | 66884405.4064 | 66740296.1063 | 0 | 144109.3001 |  | 30992313.2823 | 30983417.489 | 0 | 8895.7933 |  | 30663226.7768 | 7345187.8536 | 0 | 23318038.9233 |  | 270128.3283 | 267225.1784 | 0 | 2903.1499 |  | 163330.5347 | 127539.0412 | 0 | 35791.4935 |  | 55192.3162 | 53623.9234 | 0 | 1568.3929 |  | 1805.4042 | 739.0793 | 0 | 1066.3249 |  | 0 | 0 | 0 | 0 |  | 0 | 0 | 0 | 0 | 0 | 0 | 0 | 0
Accumulated Deferred Investment Tax Credits
| Production |  | Prod | 36 | 80926985 | 80926985 | 0 | 0 |  | 28972161.5085 | 28972161.5085 | 0 | 0 |  | 8019403.3307 | 8019403.3307 | 0 | 0 |  | 607737.4096 | 607737.4096 | 0 | 0 |  | 8028159.6309 | 8028159.6309 | 0 | 0 |  | 360764.4245 | 360764.4245 | 0 | 0 |  | 8320039.0023 | 8320039.0023 | 0 | 0 |  | 17477963.6783 | 17477963.6783 | 0 | 0 |  | 6050959.5272 | 6050959.5272 | 0 | 0 |  | 2581927.0293 | 2581927.0293 | 0 | 0 |  | 478270.4126 | 478270.4126 | 0 | 0 |  | 17399.3026 | 17399.3026 | 0 | 0 |  | 10641.8991 | 10641.8991 | 0 | 0 |  | 1505.242 | 1505.242 | 0 | 0 |  | 52.6025 | 52.6025 | 0 | 0 |  | 0 | 0 | 0 | 0 |  | 0 | 0 | 0 | 0 | 0 | 0 | 0 | 0
| Transmission |  |  |  | 0 | 0 | 0 | 0 |  | 0 |  |  |  |  | 0 |  |  |  |  | 0 |  |  |  |  | 0 |  |  |  |  | 0 |  |  |  |  | 0 |  |  |  |  | 0 |  |  |  |  | 0 |  |  |  |  | 0 |  |  |  |  | 0 |  |  |  |  | 0 |  |  |  |  | 0 |  |  |  |  | 0 |  |  |  |  | 0 |  |  |  |  | 0 |  |  |  |  | 0 |  |  |  | 0 | 0 | 0 | 0
| Transmission VA |  |  |  | 0 | 0 | 0 | 0 |  | 0 |  |  |  |  | 0 |  |  |  |  | 0 |  |  |  |  | 0 |  |  |  |  | 0 |  |  |  |  | 0 |  |  |  |  | 0 |  |  |  |  | 0 |  |  |  |  | 0 |  |  |  |  | 0 |  |  |  |  | 0 |  |  |  |  | 0 |  |  |  |  | 0 |  |  |  |  | 0 |  |  |  |  | 0 |  |  |  |  | 0 |  |  |  | 0 | 0 | 0 | 0
| Distribution VA |  |  |  | 0 | 0 | 0 | 0 |  | 0 |  |  |  |  | 0 |  |  |  |  | 0 |  |  |  |  | 0 |  |  |  |  | 0 |  |  |  |  | 0 |  |  |  |  | 0 |  |  |  |  | 0 |  |  |  |  | 0 |  |  |  |  | 0 |  |  |  |  | 0 |  |  |  |  | 0 |  |  |  |  | 0 |  |  |  |  | 0 |  |  |  |  | 0 |  |  |  |  | 0 |  |  |  | 0 | 0 | 0 | 0
| Distribution Plant KY,FERC & TN |  |  |  | 0 | 0 | 0 | 0 |  | 0 |  |  |  |  | 0 |  |  |  |  | 0 |  |  |  |  | 0 |  |  |  |  | 0 |  |  |  |  | 0 |  |  |  |  | 0 |  |  |  |  | 0 |  |  |  |  | 0 |  |  |  |  | 0 |  |  |  |  | 0 |  |  |  |  | 0 |  |  |  |  | 0 |  |  |  |  | 0 |  |  |  |  | 0 |  |  |  |  | 0 |  |  |  | 0 | 0 | 0 | 0
| General |  |  |  | 0 | 0 | 0 | 0 |  | 0 |  |  |  |  | 0 |  |  |  |  | 0 |  |  |  |  | 0 |  |  |  |  | 0 |  |  |  |  | 0 |  |  |  |  | 0 |  |  |  |  | 0 |  |  |  |  | 0 |  |  |  |  | 0 |  |  |  |  | 0 |  |  |  |  | 0 |  |  |  |  | 0 |  |  |  |  | 0 |  |  |  |  | 0 |  |  |  |  | 0 |  |  |  | 0 | 0 | 0 | 0
| Total Accum. Deferred Investment Tax Credits |  |  |  | 80926985 | 80926985 | 0 | 0 |  | 28972161.5085 | 28972161.5085 | 0 | 0 |  | 8019403.3307 | 8019403.3307 | 0 | 0 |  | 607737.4096 | 607737.4096 | 0 | 0 |  | 8028159.6309 | 8028159.6309 | 0 | 0 |  | 360764.4245 | 360764.4245 | 0 | 0 |  | 8320039.0023 | 8320039.0023 | 0 | 0 |  | 17477963.6783 | 17477963.6783 | 0 | 0 |  | 6050959.5272 | 6050959.5272 | 0 | 0 |  | 2581927.0293 | 2581927.0293 | 0 | 0 |  | 478270.4126 | 478270.4126 | 0 | 0 |  | 17399.3026 | 17399.3026 | 0 | 0 |  | 10641.8991 | 10641.8991 | 0 | 0 |  | 1505.242 | 1505.242 | 0 | 0 |  | 52.6025 | 52.6025 | 0 | 0 |  | 0 | 0 | 0 | 0 |  | 0 | 0 | 0 | 0 | 0 | 0 | 0 | 0
0
| Total Deferred Debits |  |  |  | 1362993219.66 | 1253505238.2792 | 0 | 109487981.3808 |  | 572711405.5922 | 504224471.4474 | 0 | 68486934.1448 |  | 147927749.3692 | 133119131.5877 | 0 | 14808617.7816 |  | 11369227.4672 | 11239403.2145 | 0 | 129824.2526 |  | 126502534.0845 | 124761403.7063 | 0 | 1741130.3781 |  | 5581053.6628 | 5416972.9633 | 0 | 164080.6994 |  | 123226485.588 | 122872129.0743 | 0 | 354356.5137 |  | 237503605.832 | 237212941.5991 | 0 | 290664.2329 |  | 72935364.9336 | 72791255.6335 | 0 | 144109.3001 |  | 33574240.3116 | 33565344.5184 | 0 | 8895.7933 |  | 31141497.1894 | 7823458.2661 | 0 | 23318038.9233 |  | 287527.6309 | 284624.481 | 0 | 2903.1499 |  | 173972.4337 | 138180.9403 | 0 | 35791.4935 |  | 56697.5582 | 55129.1654 | 0 | 1568.3929 |  | 1858.0068 | 791.6819 | 0 | 1066.3249 |  | 0 | 0 | 0 | 0 |  | 0 | 0 | 0 | 0 | 0 | 0 | 0 | 0
0
| Less: Customer Advances |  | Dlines | 40 | 1712216 | 1350568.9277 | 0 | 361647.0723 |  | 1004875.1229 | 714115.8355 | 0 | 290759.2874 |  | 227306.7848 | 172891.3849 | 0 | 54415.4 |  | 17146.6914 | 16867.9886 | 0 | 278.7028 |  | 132461.581 | 129542.4325 | 0 | 2919.1485 |  | 5566.5441 | 5566.5441 | 0 | 0 |  | 115105.1434 | 114601.6379 | 0 | 503.5055 |  | 186644.2221 | 186644.2221 | 0 | 0 |  | 0 | 0 | 0 | 0 |  | 0 | 0 | 0 | 0 |  | 22423.0524 | 9766.3975 | 0 | 12656.655 |  | 363.2194 | 355.3316 | 0 | 7.8878 |  | 193.0181 | 95.735 | 0 | 97.283 |  | 123.206 | 120.5768 | 0 | 2.6293 |  | 7.4144 | 0.84121 | 0 | 6.5732 |  | 0 | 0 | 0 | 0 |  | 0 | 0 | 0 | 0 | 0 | 0 | 0 | 0
| Less: Asset Retirement Obligations |  |  |  | 0 | 0 | 0 | 0 |  | 0 |  |  |  |  | 0 |  |  |  |  | 0 |  |  |  |  | 0 |  |  |  |  | 0 |  |  |  |  | 0 |  |  |  |  | 0 |  |  |  |  | 0 |  |  |  |  | 0 |  |  |  |  | 0 |  |  |  |  | 0 |  |  |  |  | 0 |  |  |  |  | 0 |  |  |  |  | 0 |  |  |  |  | 0 |  |  |  |  | 0 |  |  |  | 0 | 0 | 0 | 0
| Net Rate Base |  |  |  | 5197832023.34 | 4612417469.9719 | 142160899.1056 | 443253654.2625 |  | 2198451213.5244 | 1871424414.2859 | 49244257.7134 | 277782541.5251 |  | 567152775.9554 | 492042469.1238 | 13886612.2329 | 61223694.5986 |  | 43655370.7336 | 42010378.0465 | 1064320.0302 | 580672.6569 |  | 479919411.197 | 458569245.8749 | 14048505.3661 | 7301659.956 |  | 21181857.0954 | 19865976.0293 | 634300.1921 | 681580.874 |  | 466202762.9678 | 449774757.8351 | 14732582.4661 | 1695422.6666 |  | 896016834.2325 | 863026234.335 | 31717026.8464 | 1273573.0511 |  | 273624218.404 | 261991896.5793 | 11039403.8231 | 592918.0017 |  | 127289128.281 | 122496659.1898 | 4755592.8876 | 36876.2035 |  | 122322018.0919 | 29425718.0157 | 980192.8158 | 91916107.2603 |  | 1118011.4568 | 1070529.6003 | 35662.4129 | 11819.4436 |  | 666254.6654 | 500872.2433 | 19666.2743 | 145716.1478 |  | 224700.9605 | 215438.4477 | 2685.2736 | 6577.2392 |  | 7465.7741 | 2880.3652 | 90.7709 | 4494.6379 |  | 0 | 0 | 0 | 0 |  | 0 | 0 | 0 | 0 | 0 | 0 | 0 | 0
0
0
Operation and Maintenance Expenses | [91 empty] | 0
0
| Steam Power Generation Operation Expenses | [87 empty] | 0 | 0 | 0 | 0
| 500 | OPERATION SUPERVISION & ENGINEERING | LBSUB1 | 41 | 5418923 | 4838523.3525 | 580399.6475 | 0 |  | 1932617.578 | 1732209.3494 | 200408.2286 | 0 |  | 536054.3212 | 479470.1086 | 56584.2126 | 0 |  | 40670.3029 | 36335.8606 | 4334.4423 | 0 |  | 537287.3956 | 479993.6369 | 57293.7587 | 0 |  | 24158.935 | 21569.6543 | 2589.2807 | 0 |  | 557604.8541 | 497444.7399 | 60160.1141 | 0 |  | 1174970.8351 | 1044985.6177 | 129985.2174 | 0 |  | 407018.8756 | 361779.3123 | 45239.5633 | 0 |  | 173884.3847 | 154370.1922 | 19514.1926 | 0 |  | 32646.3819 | 28595.1906 | 4051.1914 | 0 |  | 1187.6774 | 1040.2826 | 147.3948 | 0 |  | 716.9419 | 636.2659 | 80.676 | 0 |  | 101.0023 | 89.9965 | 11.0058 | 0 |  | 3.5143 | 3.145 | 0.36921 | 0 |  | 0 | 0 | 0 | 0 |  | 0 | 0 | 0 | 0 | 0 | 0 | 0 | 0
| 501 | FUEL | Time Fuel | 63 | 296477275 | 0 | 296477275 | 0 |  | 103119884.3112 | 0 | 103119884.3112 | 0 |  | 29033183.3504 | 0 | 29033183.3504 | 0 |  | 2226767.0639 | 0 | 2226767.0639 | 0 |  | 29338925.6367 | 0 | 29338925.6367 | 0 |  | 1323081.5679 | 0 | 1323081.5679 | 0 |  | 30717349.1946 | 0 | 30717349.1946 | 0 |  | 65821640.2806 | 0 | 65821640.2806 | 0 |  | 22911792.093 | 0 | 22911792.093 | 0 |  | 9853131.4806 | 0 | 9853131.4806 | 0 |  | 2011800.5407 | 0 | 2011800.5407 | 0 |  | 73195.4069 | 0 | 73195.4069 | 0 |  | 40761.6996 | 0 | 40761.6996 | 0 |  | 5572.1681 | 0 | 5572.1681 | 0 |  | 190.2059 | 0 | 190.2059 | 0 |  | 0 | 0 | 0 | 0 |  | 0 | 0 | 0 | 0 | 0 | 0 | 0 | 0
| 502 | STEAM EXPENSES | Acct 502 | 59 | 22989772 | 9649494 | 13340278 | 0 |  | 8060866.0777 | 3454554.7279 | 4606311.3499 | 0 |  | 2256777.7592 | 956209.9011 | 1300567.8581 | 0 |  | 172090.4123 | 72464.8087 | 99625.6036 | 0 |  | 2274130.4976 | 957253.9764 | 1316876.5212 | 0 |  | 102530.1708 | 43016.4815 | 59513.6894 | 0 |  | 2374815.4821 | 992056.8081 | 1382758.674 | 0 |  | 5071684.2834 | 2084020.6224 | 2987663.661 | 0 |  | 1761313.6499 | 721498.4922 | 1039815.1578 | 0 |  | 756388.0582 | 307861.3318 | 448526.7264 | 0 |  | 150142.7296 | 57027.5474 | 93115.1821 | 0 |  | 5462.4582 | 2074.6413 | 3387.8169 | 0 |  | 3123.2178 | 1268.9085 | 1854.3093 | 0 |  | 432.4448 | 179.4806 | 252.9642 | 0 |  | 14.7584 | 6.2722 | 8.4863 | 0 |  | 0 | 0 | 0 | 0 |  | 0 | 0 | 0 | 0 | 0 | 0 | 0 | 0
| 505 | ELECTRIC EXPENSES | Acct 503 | 60 | 8130854 | 6673009 | 1457845 | 0 |  | 2892346.4416 | 2388962.0316 | 503384.41 | 0 |  | 803385.1376 | 661257.1888 | 142127.9488 | 0 |  | 60999.5292 | 50112.2982 | 10887.231 | 0 |  | 805889.3917 | 661979.2084 | 143910.1833 | 0 |  | 36251.3509 | 29747.6083 | 6503.7426 | 0 |  | 837156.632 | 686046.7512 | 151109.8808 | 0 |  | 1767679.406 | 1441183.1718 | 326496.2342 | 0 |  | 612577.4258 | 498944.9117 | 113632.5142 | 0 |  | 261914.0126 | 212898.359 | 49015.6536 | 0 |  | 49612.5805 | 39436.8179 | 10175.7627 | 0 |  | 1804.9226 | 1434.697 | 370.2256 | 0 |  | 1080.1423 | 877.5007 | 202.6416 | 0 |  | 151.7623 | 124.118 | 27.6443 | 0 |  | 5.2648 | 4.3375 | 0.92739 | 0 |  | 0 | 0 | 0 | 0 |  | 0 | 0 | 0 | 0 | 0 | 0 | 0 | 0
| 506 | MISC. STEAM POWER EXPENSES | Prod | 36 | 25402796 | 25402796 | 0 | 0 |  | 9094295.4131 | 9094295.4131 | 0 | 0 |  | 2517272.4135 | 2517272.4135 | 0 | 0 |  | 190767.3867 | 190767.3867 | 0 | 0 |  | 2520020.9962 | 2520020.9962 | 0 | 0 |  | 113243.13 | 113243.13 | 0 | 0 |  | 2611641.2651 | 2611641.2651 | 0 | 0 |  | 5486292.932 | 5486292.932 | 0 | 0 |  | 1899382.3936 | 1899382.3936 | 0 | 0 |  | 810461.0052 | 810461.0052 | 0 | 0 |  | 150127.9916 | 150127.9916 | 0 | 0 |  | 5461.6014 | 5461.6014 | 0 | 0 |  | 3340.4678 | 3340.4678 | 0 | 0 |  | 472.492 | 472.492 | 0 | 0 |  | 16.5118 | 16.5118 | 0 | 0 |  | 0 | 0 | 0 | 0 |  | 0 | 0 | 0 | 0 | 0 | 0 | 0 | 0
| 507 | RENTS |  |  | 0 | 0 | 0 | 0 |  | 0 |  |  |  |  | 0 |  |  |  |  | 0 |  |  |  |  | 0 |  |  |  |  | 0 |  |  |  |  | 0 |  |  |  |  | 0 |  |  |  |  | 0 |  |  |  |  | 0 |  |  |  |  | 0 |  |  |  |  | 0 |  |  |  |  | 0 |  |  |  |  | 0 |  |  |  |  | 0 |  |  |  |  | 0 |  |  |  |  | 0 |  |  |  | 0 | 0 | 0 | 0
| 509 | ALLOWANCES |  |  | 0 | 0 | 0 | 0 |  | 0 |  |  |  |  | 0 |  |  |  |  | 0 |  |  |  |  | 0 |  |  |  |  | 0 |  |  |  |  | 0 |  |  |  |  | 0 |  |  |  |  | 0 |  |  |  |  | 0 |  |  |  |  | 0 |  |  |  |  | 0 |  |  |  |  | 0 |  |  |  |  | 0 |  |  |  |  | 0 |  |  |  |  | 0 |  |  |  |  | 0 |  |  |  | 0 | 0 | 0 | 0
| Total Steam Power Operation Expenses |  |  |  | 358419620 | 46563822.3525 | 311855797.6475 | 0 |  | 125100009.8215 | 16670021.5218 | 108429988.2997 | 0 |  | 35146672.9819 | 4614209.6121 | 30532463.3699 | 0 |  | 2691294.6949 | 349680.3542 | 2341614.3407 | 0 |  | 35476253.9177 | 4619247.8179 | 30857006.0999 | 0 |  | 1599265.1547 | 207576.874 | 1391688.2806 | 0 |  | 37098567.4279 | 4787189.5644 | 32311377.8636 | 0 |  | 79322267.7371 | 10056482.3439 | 69265785.3931 | 0 |  | 27592084.4378 | 3481605.1097 | 24110479.3282 | 0 |  | 11855778.9413 | 1485590.8881 | 10370188.0531 | 0 |  | 2394330.2243 | 275187.5475 | 2119142.6768 | 0 |  | 87112.0666 | 10011.2223 | 77100.8442 | 0 |  | 49022.4694 | 6123.1429 | 42899.3264 | 0 |  | 6729.8696 | 866.0871 | 5863.7824 | 0 |  | 230.2552 | 30.2665 | 199.9888 | 0 |  | 0 | 0 | 0 | 0 |  | 0 | 0 | 0 | 0 | 0 | 0 | 0 | 0
0
| Steam Power Generation Maintenance Expenses | [90 empty] | 0
| 510 | MAINTENANCE SUPERVISION & ENGINEERING | LBSUB2 | 42 | 12501304 | 1358608.4017 | 11142695.5983 | 0 |  | 4333887.2786 | 486386.859 | 3847500.4196 | 0 |  | 1220951.9257 | 134630.3553 | 1086321.5705 | 0 |  | 93416.7331 | 10202.742 | 83213.9911 | 0 |  | 1234721.0173 | 134777.3567 | 1099943.6606 | 0 |  | 55766.3687 | 6056.5407 | 49709.828 | 0 |  | 1294650.3065 | 139677.4499 | 1154972.8566 | 0 |  | 2788918.613 | 293421.3884 | 2495497.2246 | 0 |  | 970107.3836 | 101583.9704 | 868523.4132 | 0 |  | 417985.2155 | 43345.5881 | 374639.6274 | 0 |  | 85805.2903 | 8029.2402 | 77776.0501 | 0 |  | 3121.8329 | 292.1008 | 2829.7321 | 0 |  | 1727.5006 | 178.657 | 1548.8436 | 0 |  | 236.5628 | 25.2701 | 211.2927 | 0 |  | 7.9714 | 0.8831 | 7.0883 | 0 |  | 0 | 0 | 0 | 0 |  | 0 | 0 | 0 | 0 | 0 | 0 | 0 | 0
| 511 | MAINTENANCE OF STRUCTURES | Prod | 36 | 10051562 | 10051562 | 0 | 0 |  | 3598496.5667 | 3598496.5667 | 0 | 0 |  | 996052.5501 | 996052.5501 | 0 | 0 |  | 75484.2189 | 75484.2189 | 0 | 0 |  | 997140.1292 | 997140.1292 | 0 | 0 |  | 44808.8605 | 44808.8605 | 0 | 0 |  | 1033393.0996 | 1033393.0996 | 0 | 0 |  | 2170856.0568 | 2170856.0568 | 0 | 0 |  | 751561.3593 | 751561.3593 | 0 | 0 |  | 320689.0707 | 320689.0707 | 0 | 0 |  | 59403.7292 | 59403.7292 | 0 | 0 |  | 2161.0859 | 2161.0859 | 0 | 0 |  | 1321.7805 | 1321.7805 | 0 | 0 |  | 186.9591 | 186.9591 | 0 | 0 |  | 6.5335 | 6.5335 | 0 | 0 |  | 0 | 0 | 0 | 0 |  | 0 | 0 | 0 | 0 | 0 | 0 | 0 | 0
| 512 | MAINTENANCE OF BOILER PLANT | Energy | 2 | 48391532 | 0 | 48391532 | 0 |  | 16709281.7023 | 0 | 16709281.7023 | 0 |  | 4717778.0794 | 0 | 4717778.0794 | 0 |  | 361389.4391 | 0 | 361389.4391 | 0 |  | 4776937.3559 | 0 | 4776937.3559 | 0 |  | 215884.4519 | 0 | 215884.4519 | 0 |  | 5015923.2529 | 0 | 5015923.2529 | 0 |  | 10837676.8203 | 0 | 10837676.8203 | 0 |  | 3771904.0398 | 0 | 3771904.0398 | 0 |  | 1627019.7242 | 0 | 1627019.7242 | 0 |  | 337773.0445 | 0 | 337773.0445 | 0 |  | 12289.223 | 0 | 12289.223 | 0 |  | 6726.4615 | 0 | 6726.4615 | 0 |  | 917.6215 | 0 | 917.6215 | 0 |  | 30.7837 | 0 | 30.7837 | 0 |  | 0 | 0 | 0 | 0 |  | 0 | 0 | 0 | 0 | 0 | 0 | 0 | 0
| 513 | MAINTENANCE OF ELECTRIC PLANT | Energy | 2 | 12209687 | 0 | 12209687 | 0 |  | 4215925.6206 | 0 | 4215925.6206 | 0 |  | 1190344.4943 | 0 | 1190344.4943 | 0 |  | 91182.3155 | 0 | 91182.3155 | 0 |  | 1205270.9952 | 0 | 1205270.9952 | 0 |  | 54469.8933 | 0 | 54469.8933 | 0 |  | 1265569.6235 | 0 | 1265569.6235 | 0 |  | 2734458.6194 | 0 | 2734458.6194 | 0 |  | 951690.633 | 0 | 951690.633 | 0 |  | 410514.0043 | 0 | 410514.0043 | 0 |  | 85223.6534 | 0 | 85223.6534 | 0 |  | 3100.6988 | 0 | 3100.6988 | 0 |  | 1697.1562 | 0 | 1697.1562 | 0 |  | 231.5254 | 0 | 231.5254 | 0 |  | 7.767 | 0 | 7.767 | 0 |  | 0 | 0 | 0 | 0 |  | 0 | 0 | 0 | 0 | 0 | 0 | 0 | 0
| 514 | MAINTENANCE OF MISC STEAM PLANT | Energy | 2 | 3446376 | 0 | 3446376 | 0 |  | 1190011.249 | 0 | 1190011.249 | 0 |  | 335993.4367 | 0 | 335993.4367 | 0 |  | 25737.6412 | 0 | 25737.6412 | 0 |  | 340206.6762 | 0 | 340206.6762 | 0 |  | 15374.9832 | 0 | 15374.9832 | 0 |  | 357226.9114 | 0 | 357226.9114 | 0 |  | 771843.9104 | 0 | 771843.9104 | 0 |  | 268629.6346 | 0 | 268629.6346 | 0 |  | 115874.0279 | 0 | 115874.0279 | 0 |  | 24055.7152 | 0 | 24055.7152 | 0 |  | 875.221 | 0 | 875.221 | 0 |  | 479.049 | 0 | 479.049 | 0 |  | 65.3517 | 0 | 65.3517 | 0 |  | 2.1924 | 0 | 2.1924 | 0 |  | 0 | 0 | 0 | 0 |  | 0 | 0 | 0 | 0 | 0 | 0 | 0 | 0
| Total Steam Power Generation Maintenance Expense |  |  |  | 86600461 | 11410170.4017 | 75190290.5983 | 0 |  | 30047602.4172 | 4084883.4257 | 25962718.9916 | 0 |  | 8461120.4862 | 1130682.9054 | 7330437.5809 | 0 |  | 647210.3478 | 85686.9609 | 561523.3869 | 0 |  | 8554276.1737 | 1131917.4859 | 7422358.6879 | 0 |  | 386304.5576 | 50865.4012 | 335439.1565 | 0 |  | 8966763.194 | 1173070.5495 | 7793692.6445 | 0 |  | 19303754.02 | 2464277.4452 | 16839476.5748 | 0 |  | 6713893.0503 | 853145.3297 | 5860747.7206 | 0 |  | 2892082.0426 | 364034.6588 | 2528047.3839 | 0 |  | 592261.4327 | 67432.9694 | 524828.4633 | 0 |  | 21548.0616 | 2453.1868 | 19094.8749 | 0 |  | 11951.9477 | 1500.4375 | 10451.5102 | 0 |  | 1638.0205 | 212.2292 | 1425.7913 | 0 |  | 55.248 | 7.4166 | 47.8314 | 0 |  | 0 | 0 | 0 | 0 |  | 0 | 0 | 0 | 0 | 0 | 0 | 0 | 0
0
| Total Steam Power Generation Expense |  |  |  | 445020081 | 57973992.7542 | 387046088.2458 | 0 |  | 155147612.2387 | 20754904.9475 | 134392707.2912 | 0 |  | 43607793.4682 | 5744892.5174 | 37862900.9508 | 0 |  | 3338505.0427 | 435367.3152 | 2903137.7276 | 0 |  | 44030530.0915 | 5751165.3038 | 38279364.7877 | 0 |  | 1985569.7123 | 258442.2752 | 1727127.4371 | 0 |  | 46065330.6219 | 5960260.1139 | 40105070.508 | 0 |  | 98626021.7571 | 12520759.7891 | 86105261.9679 | 0 |  | 34305977.4881 | 4334750.4394 | 29971227.0487 | 0 |  | 14747860.9839 | 1849625.5469 | 12898235.437 | 0 |  | 2986591.657 | 342620.5169 | 2643971.1401 | 0 |  | 108660.1282 | 12464.4091 | 96195.7191 | 0 |  | 60974.4171 | 7623.5804 | 53350.8367 | 0 |  | 8367.89 | 1078.3163 | 7289.5737 | 0 |  | 285.5033 | 37.6831 | 247.8202 | 0 |  | 0 | 0 | 0 | 0 |  | 0 | 0 | 0 | 0 | 0 | 0 | 0 | 0
0
| Hydraulic Power Generation Operation Expenses | [90 empty] | 0
| 535 | OPERATION SUPERVISION & ENGINEERING |  |  | 0 | 0 | 0 | 0 |  | 0 |  |  |  |  | 0 |  |  |  |  | 0 |  |  |  |  | 0 |  |  |  |  | 0 |  |  |  |  | 0 |  |  |  |  | 0 |  |  |  |  | 0 |  |  |  |  | 0 |  |  |  |  | 0 |  |  |  |  | 0 |  |  |  |  | 0 |  |  |  |  | 0 |  |  |  |  | 0 |  |  |  |  | 0 |  |  |  |  | 0 |  |  |  | 0 | 0 | 0 | 0
| 536 | WATER FOR POWER |  |  | 0 | 0 | 0 | 0 |  | 0 |  |  |  |  | 0 |  |  |  |  | 0 |  |  |  |  | 0 |  |  |  |  | 0 |  |  |  |  | 0 |  |  |  |  | 0 |  |  |  |  | 0 |  |  |  |  | 0 |  |  |  |  | 0 |  |  |  |  | 0 |  |  |  |  | 0 |  |  |  |  | 0 |  |  |  |  | 0 |  |  |  |  | 0 |  |  |  |  | 0 |  |  |  | 0 | 0 | 0 | 0
| 537 | HYDRAULIC EXPENSES |  |  | 0 | 0 | 0 | 0 |  | 0 |  |  |  |  | 0 |  |  |  |  | 0 |  |  |  |  | 0 |  |  |  |  | 0 |  |  |  |  | 0 |  |  |  |  | 0 |  |  |  |  | 0 |  |  |  |  | 0 |  |  |  |  | 0 |  |  |  |  | 0 |  |  |  |  | 0 |  |  |  |  | 0 |  |  |  |  | 0 |  |  |  |  | 0 |  |  |  |  | 0 |  |  |  | 0 | 0 | 0 | 0
| 538 | ELECTRIC EXPENSES |  |  | 0 | 0 | 0 | 0 |  | 0 |  |  |  |  | 0 |  |  |  |  | 0 |  |  |  |  | 0 |  |  |  |  | 0 |  |  |  |  | 0 |  |  |  |  | 0 |  |  |  |  | 0 |  |  |  |  | 0 |  |  |  |  | 0 |  |  |  |  | 0 |  |  |  |  | 0 |  |  |  |  | 0 |  |  |  |  | 0 |  |  |  |  | 0 |  |  |  |  | 0 |  |  |  | 0 | 0 | 0 | 0
| 539 | MISC. HYDRAULIC POWER EXPENSES | Prod | 36 | 10609 | 10609 | 0 | 0 |  | 3798.0614 | 3798.0614 | 0 | 0 |  | 1051.2915 | 1051.2915 | 0 | 0 |  | 79.6704 | 79.6704 | 0 | 0 |  | 1052.4394 | 1052.4394 | 0 | 0 |  | 47.2939 | 47.2939 | 0 | 0 |  | 1090.7029 | 1090.7029 | 0 | 0 |  | 2291.2471 | 2291.2471 | 0 | 0 |  | 793.2413 | 793.2413 | 0 | 0 |  | 338.4738 | 338.4738 | 0 | 0 |  | 62.6981 | 62.6981 | 0 | 0 |  | 2.2809 | 2.2809 | 0 | 0 |  | 1.3951 | 1.3951 | 0 | 0 |  | 0.19733 | 0.19733 | 0 | 0 |  | 0.0068959 | 0.0068959 | 0 | 0 |  | 0 | 0 | 0 | 0 |  | 0 | 0 | 0 | 0 | 0 | 0 | 0 | 0
| 540 | RENTS |  |  | 0 | 0 | 0 | 0 |  | 0 |  |  |  |  | 0 |  |  |  |  | 0 |  |  |  |  | 0 |  |  |  |  | 0 |  |  |  |  | 0 |  |  |  |  | 0 |  |  |  |  | 0 |  |  |  |  | 0 |  |  |  |  | 0 |  |  |  |  | 0 |  |  |  |  | 0 |  |  |  |  | 0 |  |  |  |  | 0 |  |  |  |  | 0 |  |  |  |  | 0 |  |  |  | 0 | 0 | 0 | 0
| Total Hydraulic Power Operation Expenses |  |  |  | 10609 | 10609 | 0 | 0 |  | 3798.0614 | 3798.0614 | 0 | 0 |  | 1051.2915 | 1051.2915 | 0 | 0 |  | 79.6704 | 79.6704 | 0 | 0 |  | 1052.4394 | 1052.4394 | 0 | 0 |  | 47.2939 | 47.2939 | 0 | 0 |  | 1090.7029 | 1090.7029 | 0 | 0 |  | 2291.2471 | 2291.2471 | 0 | 0 |  | 793.2413 | 793.2413 | 0 | 0 |  | 338.4738 | 338.4738 | 0 | 0 |  | 62.6981 | 62.6981 | 0 | 0 |  | 2.2809 | 2.2809 | 0 | 0 |  | 1.3951 | 1.3951 | 0 | 0 |  | 0.19733 | 0.19733 | 0 | 0 |  | 0.0068959 | 0.0068959 | 0 | 0 |  | 0 | 0 | 0 | 0 |  | 0 | 0 | 0 | 0 | 0 | 0 | 0 | 0
0
| Hydraulic Power Generation Maintenance Expenses | [90 empty] | 0
| 541 | MAINTENANCE SUPERVISION & ENGINEERING | LBSUB4 | 44 | 182692 | 119576.6353 | 63115.3647 | 0 |  | 64602.2055 | 42808.88 | 21793.3255 | 0 |  | 18002.5948 | 11849.3636 | 6153.2312 | 0 |  | 1369.3322 | 897.9847 | 471.3475 | 0 |  | 18092.6923 | 11862.3018 | 6230.3905 | 0 |  | 814.6312 | 533.0607 | 281.5705 | 0 |  | 18835.6702 | 12293.5788 | 6542.0914 | 0 |  | 39960.4052 | 25825.2064 | 14135.1988 | 0 |  | 13860.3783 | 8940.8172 | 4919.5611 | 0 |  | 5937.0853 | 3815.021 | 2122.0643 | 0 |  | 1147.2314 | 706.686 | 440.5454 | 0 |  | 41.7374 | 25.709 | 16.0284 | 0 |  | 24.4974 | 15.7243 | 8.7731 | 0 |  | 3.4209 | 2.2241 | 1.1968 | 0 |  | 0.11787 | 0.077725 | 0.04015 | 0 |  | 0 | 0 | 0 | 0 |  | 0 | 0 | 0 | 0 | 0 | 0 | 0 | 0
| 542 | MAINTENANCE OF STRUCTURES | Prod | 36 | 163428 | 163428 | 0 | 0 |  | 58507.8316 | 58507.8316 | 0 | 0 |  | 16194.7841 | 16194.7841 | 0 | 0 |  | 1227.2953 | 1227.2953 | 0 | 0 |  | 16212.467 | 16212.467 | 0 | 0 |  | 728.5457 | 728.5457 | 0 | 0 |  | 16801.9028 | 16801.9028 | 0 | 0 |  | 35295.8738 | 35295.8738 | 0 | 0 |  | 12219.6102 | 12219.6102 | 0 | 0 |  | 5214.0725 | 5214.0725 | 0 | 0 |  | 965.8432 | 965.8432 | 0 | 0 |  | 35.137 | 35.137 | 0 | 0 |  | 21.4908 | 21.4908 | 0 | 0 |  | 3.0398 | 3.0398 | 0 | 0 |  | 0.10623 | 0.10623 | 0 | 0 |  | 0 | 0 | 0 | 0 |  | 0 | 0 | 0 | 0 | 0 | 0 | 0 | 0
| 543 | MAINT. OF RESERVES, DAMS, AND WATERWAYS | Prod | 36 | 25704 | 25704 | 0 | 0 |  | 9202.1276 | 9202.1276 | 0 | 0 |  | 2547.12 | 2547.12 | 0 | 0 |  | 193.0293 | 193.0293 | 0 | 0 |  | 2549.9012 | 2549.9012 | 0 | 0 |  | 114.5859 | 114.5859 | 0 | 0 |  | 2642.6078 | 2642.6078 | 0 | 0 |  | 5551.3446 | 5551.3446 | 0 | 0 |  | 1921.9036 | 1921.9036 | 0 | 0 |  | 820.0707 | 820.0707 | 0 | 0 |  | 151.9081 | 151.9081 | 0 | 0 |  | 5.5264 | 5.5264 | 0 | 0 |  | 3.3801 | 3.3801 | 0 | 0 |  | 0.47809 | 0.47809 | 0 | 0 |  | 0.016708 | 0.016708 | 0 | 0 |  | 0 | 0 | 0 | 0 |  | 0 | 0 | 0 | 0 | 0 | 0 | 0 | 0
| 544 | MAINTENANCE OF ELECTRIC PLANT | Energy | 2 | 75495 | 0 | 75495 | 0 |  | 26067.9332 | 0 | 26067.9332 | 0 |  | 7360.1443 | 0 | 7360.1443 | 0 |  | 563.799 | 0 | 563.799 | 0 |  | 7452.4379 | 0 | 7452.4379 | 0 |  | 336.7985 | 0 | 336.7985 | 0 |  | 7825.2767 | 0 | 7825.2767 | 0 |  | 16907.7187 | 0 | 16907.7187 | 0 |  | 5884.4985 | 0 | 5884.4985 | 0 |  | 2538.2923 | 0 | 2538.2923 | 0 |  | 526.9553 | 0 | 526.9553 | 0 |  | 19.1723 | 0 | 19.1723 | 0 |  | 10.4939 | 0 | 10.4939 | 0 |  | 1.4316 | 0 | 1.4316 | 0 |  | 0.048025 | 0 | 0.048025 | 0 |  | 0 | 0 | 0 | 0 |  | 0 | 0 | 0 | 0 | 0 | 0 | 0 | 0
| 545 | MAINTENANCE OF MISC HYDRAULIC PLANT | Energy | 2 | 131530 | 0 | 131530 | 0 |  | 45416.4547 | 0 | 45416.4547 | 0 |  | 12823.0979 | 0 | 12823.0979 | 0 |  | 982.2701 | 0 | 982.2701 | 0 |  | 12983.895 | 0 | 12983.895 | 0 |  | 586.782 | 0 | 586.782 | 0 |  | 13633.4676 | 0 | 13633.4676 | 0 |  | 29457.2123 | 0 | 29457.2123 | 0 |  | 10252.1767 | 0 | 10252.1767 | 0 |  | 4422.3007 | 0 | 4422.3007 | 0 |  | 918.0798 | 0 | 918.0798 | 0 |  | 33.4026 | 0 | 33.4026 | 0 |  | 18.2828 | 0 | 18.2828 | 0 |  | 2.4941 | 0 | 2.4941 | 0 |  | 0.083671 | 0 | 0.083671 | 0 |  | 0 | 0 | 0 | 0 |  | 0 | 0 | 0 | 0 | 0 | 0 | 0 | 0
| Total Hydraulic Power Generation Maint. Expense |  |  |  | 578849 | 308708.6353 | 270140.3647 | 0 |  | 203796.5526 | 110518.8392 | 93277.7134 | 0 |  | 56927.741 | 30591.2676 | 26336.4733 | 0 |  | 4335.7258 | 2318.3094 | 2017.4165 | 0 |  | 57291.3933 | 30624.6699 | 26666.7234 | 0 |  | 2581.3433 | 1376.1923 | 1205.151 | 0 |  | 59738.9251 | 31738.0894 | 28000.8357 | 0 |  | 127172.5545 | 66672.4247 | 60500.1298 | 0 |  | 44138.5673 | 23082.331 | 21056.2363 | 0 |  | 18931.8216 | 9849.1643 | 9082.6573 | 0 |  | 3710.0178 | 1824.4373 | 1885.5806 | 0 |  | 134.9756 | 66.3724 | 68.6032 | 0 |  | 78.1449 | 40.5952 | 37.5497 | 0 |  | 10.8645 | 5.742 | 5.1225 | 0 |  | 0.37251 | 0.20066 | 0.17185 | 0 |  | 0 | 0 | 0 | 0 |  | 0 | 0 | 0 | 0 | 0 | 0 | 0 | 0
0
| Total Hydraulic Power Generation Expense |  |  |  | 589458 | 319317.6353 | 270140.3647 | 0 |  | 207594.614 | 114316.9006 | 93277.7134 | 0 |  | 57979.0324 | 31642.5591 | 26336.4733 | 0 |  | 4415.3963 | 2397.9798 | 2017.4165 | 0 |  | 58343.8327 | 31677.1093 | 26666.7234 | 0 |  | 2628.6372 | 1423.4862 | 1205.151 | 0 |  | 60829.628 | 32828.7923 | 28000.8357 | 0 |  | 129463.8016 | 68963.6718 | 60500.1298 | 0 |  | 44931.8087 | 23875.5724 | 21056.2363 | 0 |  | 19270.2954 | 10187.6381 | 9082.6573 | 0 |  | 3772.716 | 1887.1354 | 1885.5806 | 0 |  | 137.2565 | 68.6533 | 68.6032 | 0 |  | 79.54 | 41.9903 | 37.5497 | 0 |  | 11.0618 | 5.9393 | 5.1225 | 0 |  | 0.3794 | 0.20756 | 0.17185 | 0 |  | 0 | 0 | 0 | 0 |  | 0 | 0 | 0 | 0 | 0 | 0 | 0 | 0
0
| Other Power Generation Operation Expense | [87 empty] | 0 | 0 | 0 | 0
| 546 | OPERATION SUPERVISION & ENGINEERING | LBSUB5 | 45 | 647260 | 647260 | 0 | 0 |  | 231721.4864 | 231721.4864 | 0 | 0 |  | 64139.7798 | 64139.7798 | 0 | 0 |  | 4860.7287 | 4860.7287 | 0 | 0 |  | 64209.8134 | 64209.8134 | 0 | 0 |  | 2885.4205 | 2885.4205 | 0 | 0 |  | 66544.2861 | 66544.2861 | 0 | 0 |  | 139790.0437 | 139790.0437 | 0 | 0 |  | 48396.021 | 48396.021 | 0 | 0 |  | 20650.443 | 20650.443 | 0 | 0 |  | 3825.2421 | 3825.2421 | 0 | 0 |  | 139.1609 | 139.1609 | 0 | 0 |  | 85.1147 | 85.1147 | 0 | 0 |  | 12.039 | 12.039 | 0 | 0 |  | 0.42072 | 0.42072 | 0 | 0 |  | 0 | 0 | 0 | 0 |  | 0 | 0 | 0 | 0 | 0 | 0 | 0 | 0
| 547 | FUEL | Time Fuel | 63 | 107114208 | 0 | 107114208 | 0 |  | 37256159.8087 | 0 | 37256159.8087 | 0 |  | 10489392.2824 | 0 | 10489392.2824 | 0 |  | 804508.1716 | 0 | 804508.1716 | 0 |  | 10599853.8443 | 0 | 10599853.8443 | 0 |  | 478015.8421 | 0 | 478015.8421 | 0 |  | 11097864.1815 | 0 | 11097864.1815 | 0 |  | 23780685.6121 | 0 | 23780685.6121 | 0 |  | 8277796.2119 | 0 | 8277796.2119 | 0 |  | 3559835.6564 | 0 | 3559835.6564 | 0 |  | 726842.9649 | 0 | 726842.9649 | 0 |  | 26444.7521 | 0 | 26444.7521 | 0 |  | 14726.7853 | 0 | 14726.7853 | 0 |  | 2013.1674 | 0 | 2013.1674 | 0 |  | 68.7194 | 0 | 68.7194 | 0 |  | 0 | 0 | 0 | 0 |  | 0 | 0 | 0 | 0 | 0 | 0 | 0 | 0
| 548 | GENERATION EXPENSE | Prod | 36 | 682059 | 682059 | 0 | 0 |  | 244179.6578 | 244179.6578 | 0 | 0 |  | 67588.1625 | 67588.1625 | 0 | 0 |  | 5122.0587 | 5122.0587 | 0 | 0 |  | 67661.9613 | 67661.9613 | 0 | 0 |  | 3040.551 | 3040.551 | 0 | 0 |  | 70121.9436 | 70121.9436 | 0 | 0 |  | 147305.6537 | 147305.6537 | 0 | 0 |  | 50997.9632 | 50997.9632 | 0 | 0 |  | 21760.6842 | 21760.6842 | 0 | 0 |  | 4030.9007 | 4030.9007 | 0 | 0 |  | 146.6427 | 146.6427 | 0 | 0 |  | 89.6908 | 89.6908 | 0 | 0 |  | 12.6863 | 12.6863 | 0 | 0 |  | 0.44334 | 0.44334 | 0 | 0 |  | 0 | 0 | 0 | 0 |  | 0 | 0 | 0 | 0 | 0 | 0 | 0 | 0
| 549 | MISC OTHER POWER GENERATION | Prod | 36 | 5376587 | 5376587 | 0 | 0 |  | 1924838.1356 | 1924838.1356 | 0 | 0 |  | 532789.1518 | 532789.1518 | 0 | 0 |  | 40376.5574 | 40376.5574 | 0 | 0 |  | 533370.8985 | 533370.8985 | 0 | 0 |  | 23968.2884 | 23968.2884 | 0 | 0 |  | 552762.6358 | 552762.6358 | 0 | 0 |  | 1161192.3056 | 1161192.3056 | 0 | 0 |  | 402010.656 | 402010.656 | 0 | 0 |  | 171536.7909 | 171536.7909 | 0 | 0 |  | 31775.0931 | 31775.0931 | 0 | 0 |  | 1155.9663 | 1155.9663 | 0 | 0 |  | 707.0212 | 707.0212 | 0 | 0 |  | 100.0045 | 100.0045 | 0 | 0 |  | 3.4948 | 3.4948 | 0 | 0 |  | 0 | 0 | 0 | 0 |  | 0 | 0 | 0 | 0 | 0 | 0 | 0 | 0
| 550 | RENTS | Prod | 36 | 9693 | 9693 | 0 | 0 |  | 3470.13 | 3470.13 | 0 | 0 |  | 960.5211 | 960.5211 | 0 | 0 |  | 72.7915 | 72.7915 | 0 | 0 |  | 961.5699 | 961.5699 | 0 | 0 |  | 43.2104 | 43.2104 | 0 | 0 |  | 996.5296 | 996.5296 | 0 | 0 |  | 2093.4167 | 2093.4167 | 0 | 0 |  | 724.7515 | 724.7515 | 0 | 0 |  | 309.2494 | 309.2494 | 0 | 0 |  | 57.2847 | 57.2847 | 0 | 0 |  | 2.084 | 2.084 | 0 | 0 |  | 1.2746 | 1.2746 | 0 | 0 |  | 0.18029 | 0.18029 | 0 | 0 |  | 0.0063005 | 0.0063005 | 0 | 0 |  | 0 | 0 | 0 | 0 |  | 0 | 0 | 0 | 0 | 0 | 0 | 0 | 0
| Total Other Power Generation Expenses |  |  |  | 113829807 | 6715599 | 107114208 | 0 |  | 39660369.2186 | 2404209.4099 | 37256159.8087 | 0 |  | 11154869.8977 | 665477.6153 | 10489392.2824 | 0 |  | 854940.308 | 50432.1363 | 804508.1716 | 0 |  | 11266058.0874 | 666204.2431 | 10599853.8443 | 0 |  | 507953.3124 | 29937.4703 | 478015.8421 | 0 |  | 11788289.5767 | 690425.3952 | 11097864.1815 | 0 |  | 25231067.0319 | 1450381.4197 | 23780685.6121 | 0 |  | 8779925.6036 | 502129.3917 | 8277796.2119 | 0 |  | 3774092.8239 | 214257.1674 | 3559835.6564 | 0 |  | 766531.4854 | 39688.5205 | 726842.9649 | 0 |  | 27888.606 | 1443.8539 | 26444.7521 | 0 |  | 15609.8866 | 883.1013 | 14726.7853 | 0 |  | 2138.0775 | 124.9101 | 2013.1674 | 0 |  | 73.0846 | 4.3651 | 68.7194 | 0 |  | 0 | 0 | 0 | 0 |  | 0 | 0 | 0 | 0 | 0 | 0 | 0 | 0
0
| Other Power Generation Maintenance Expense | [87 empty] | 0 | 0 | 0 | 0
| 551 | MAINTENANCE SUPERVISION & ENGINEERING | Prod | 36 | 911492 | 911492 | 0 | 0 |  | 326317.5248 | 326317.5248 | 0 | 0 |  | 90323.6662 | 90323.6662 | 0 | 0 |  | 6845.0318 | 6845.0318 | 0 | 0 |  | 90422.2897 | 90422.2897 | 0 | 0 |  | 4063.3404 | 4063.3404 | 0 | 0 |  | 93709.768 | 93709.768 | 0 | 0 |  | 196856.7601 | 196856.7601 | 0 | 0 |  | 68152.8071 | 68152.8071 | 0 | 0 |  | 29080.6068 | 29080.6068 | 0 | 0 |  | 5386.8268 | 5386.8268 | 0 | 0 |  | 195.9708 | 195.9708 | 0 | 0 |  | 119.8612 | 119.8612 | 0 | 0 |  | 16.9538 | 16.9538 | 0 | 0 |  | 0.59247 | 0.59247 | 0 | 0 |  | 0 | 0 | 0 | 0 |  | 0 | 0 | 0 | 0 | 0 | 0 | 0 | 0
| 552 | MAINTENANCE OF STRUCTURES | Prod | 36 | 876396 | 876396 | 0 | 0 |  | 313753.0264 | 313753.0264 | 0 | 0 |  | 86845.8525 | 86845.8525 | 0 | 0 |  | 6581.4714 | 6581.4714 | 0 | 0 |  | 86940.6785 | 86940.6785 | 0 | 0 |  | 3906.8859 | 3906.8859 | 0 | 0 |  | 90101.5761 | 90101.5761 | 0 | 0 |  | 189277.0064 | 189277.0064 | 0 | 0 |  | 65528.658 | 65528.658 | 0 | 0 |  | 27960.8899 | 27960.8899 | 0 | 0 |  | 5179.413 | 5179.413 | 0 | 0 |  | 188.4251 | 188.4251 | 0 | 0 |  | 115.2461 | 115.2461 | 0 | 0 |  | 16.301 | 16.301 | 0 | 0 |  | 0.56966 | 0.56966 | 0 | 0 |  | 0 | 0 | 0 | 0 |  | 0 | 0 | 0 | 0 | 0 | 0 | 0 | 0
| 553 | MAINTENANCE OF GENERATING & ELEC PLANT | Prod | 36 | 7236966 | 7236966 | 0 | 0 |  | 2590860.7343 | 2590860.7343 | 0 | 0 |  | 717142.1158 | 717142.1158 | 0 | 0 |  | 54347.4463 | 54347.4463 | 0 | 0 |  | 717925.1555 | 717925.1555 | 0 | 0 |  | 32261.6723 | 32261.6723 | 0 | 0 |  | 744026.7221 | 744026.7221 | 0 | 0 |  | 1562982.0991 | 1562982.0991 | 0 | 0 |  | 541112.3171 | 541112.3171 | 0 | 0 |  | 230891.0696 | 230891.0696 | 0 | 0 |  | 42769.7475 | 42769.7475 | 0 | 0 |  | 1555.9478 | 1555.9478 | 0 | 0 |  | 951.6611 | 951.6611 | 0 | 0 |  | 134.6076 | 134.6076 | 0 | 0 |  | 4.704 | 4.704 | 0 | 0 |  | 0 | 0 | 0 | 0 |  | 0 | 0 | 0 | 0 | 0 | 0 | 0 | 0
| 554 | MAINTENANCE OF MISC OTHER POWER GEN PLT | Prod | 36 | 5979786 | 5979786 | 0 | 0 |  | 2140785.6202 | 2140785.6202 | 0 | 0 |  | 592562.7374 | 592562.7374 | 0 | 0 |  | 44906.4012 | 44906.4012 | 0 | 0 |  | 593209.7503 | 593209.7503 | 0 | 0 |  | 26657.2893 | 26657.2893 | 0 | 0 |  | 614777.0456 | 614777.0456 | 0 | 0 |  | 1291466.4066 | 1291466.4066 | 0 | 0 |  | 447112.2094 | 447112.2094 | 0 | 0 |  | 190781.494 | 190781.494 | 0 | 0 |  | 35339.939 | 35339.939 | 0 | 0 |  | 1285.6541 | 1285.6541 | 0 | 0 |  | 786.3419 | 786.3419 | 0 | 0 |  | 111.224 | 111.224 | 0 | 0 |  | 3.8869 | 3.8869 | 0 | 0 |  | 0 | 0 | 0 | 0 |  | 0 | 0 | 0 | 0 | 0 | 0 | 0 | 0
| Total Other Power Generation Maintenance Expense |  |  |  | 15004640 | 15004640 | 0 | 0 |  | 5371716.9058 | 5371716.9058 | 0 | 0 |  | 1486874.3719 | 1486874.3719 | 0 | 0 |  | 112680.3506 | 112680.3506 | 0 | 0 |  | 1488497.874 | 1488497.874 | 0 | 0 |  | 66889.188 | 66889.188 | 0 | 0 |  | 1542615.1118 | 1542615.1118 | 0 | 0 |  | 3240582.2721 | 3240582.2721 | 0 | 0 |  | 1121905.9917 | 1121905.9917 | 0 | 0 |  | 478714.0604 | 478714.0604 | 0 | 0 |  | 88675.9264 | 88675.9264 | 0 | 0 |  | 3225.9978 | 3225.9978 | 0 | 0 |  | 1973.1103 | 1973.1103 | 0 | 0 |  | 279.0863 | 279.0863 | 0 | 0 |  | 9.753 | 9.753 | 0 | 0 |  | 0 | 0 | 0 | 0 |  | 0 | 0 | 0 | 0 | 0 | 0 | 0 | 0
0
| Total Other Power Generation Expense |  |  |  | 128834447 | 21720239 | 107114208 | 0 |  | 45032086.1244 | 7775926.3157 | 37256159.8087 | 0 |  | 12641744.2696 | 2152351.9872 | 10489392.2824 | 0 |  | 967620.6586 | 163112.487 | 804508.1716 | 0 |  | 12754555.9614 | 2154702.1171 | 10599853.8443 | 0 |  | 574842.5004 | 96826.6583 | 478015.8421 | 0 |  | 13330904.6885 | 2233040.5071 | 11097864.1815 | 0 |  | 28471649.304 | 4690963.6919 | 23780685.6121 | 0 |  | 9901831.5952 | 1624035.3834 | 8277796.2119 | 0 |  | 4252806.8842 | 692971.2278 | 3559835.6564 | 0 |  | 855207.4117 | 128364.4469 | 726842.9649 | 0 |  | 31114.6037 | 4669.8516 | 26444.7521 | 0 |  | 17582.9968 | 2856.2116 | 14726.7853 | 0 |  | 2417.1638 | 403.9965 | 2013.1674 | 0 |  | 82.8376 | 14.1182 | 68.7194 | 0 |  | 0 | 0 | 0 | 0 |  | 0 | 0 | 0 | 0 | 0 | 0 | 0 | 0
0
| Total Station Expense |  |  |  | 574443986 | 80013549.3895 | 494430436.6105 | 0 |  | 200387292.9771 | 28645148.1638 | 171742144.8133 | 0 |  | 56307516.7702 | 7928887.0637 | 48378629.7065 | 0 |  | 4310541.0976 | 600877.7819 | 3709663.3157 | 0 |  | 56843429.8856 | 7937544.5302 | 48905885.3554 | 0 |  | 2563040.8499 | 356692.4197 | 2206348.4302 | 0 |  | 59457064.9384 | 8226129.4132 | 51230935.5252 | 0 |  | 127227134.8627 | 17280687.1528 | 109946447.7099 | 0 |  | 44252740.892 | 5982661.3951 | 38270079.4969 | 0 |  | 19019938.1635 | 2552784.4128 | 16467153.7507 | 0 |  | 3845571.7847 | 472872.0992 | 3372699.6856 | 0 |  | 139911.9884 | 17202.914 | 122709.0744 | 0 |  | 78636.9539 | 10521.7823 | 68115.1717 | 0 |  | 10796.1157 | 1488.2521 | 9307.8636 | 0 |  | 368.7203 | 52.0088 | 316.7115 | 0 |  | 0 | 0 | 0 | 0 |  | 0 | 0 | 0 | 0 | 0 | 0 | 0 | 0
0
| Other Power Supply Expenses | [87 empty] | 0 | 0 | 0 | 0
| 555 | PURCHASED POWER | PurPower | 58 | 48544007 | 9572612.2559 | 38971394.7441 | 0 |  | 16883600.2682 | 3427030.7776 | 13456569.4905 | 0 |  | 4747983.199 | 948591.3581 | 3799391.8409 | 0 |  | 362927.0162 | 71887.4499 | 291039.5663 | 0 |  | 4796661.992 | 949627.1148 | 3847034.8772 | 0 |  | 216533.0568 | 42673.7503 | 173859.3065 | 0 |  | 5023651.2433 | 984152.6572 | 4039498.5861 | 0 |  | 10795376.8515 | 2067416.3175 | 8727960.534 | 0 |  | 3753396.3627 | 715749.9977 | 3037646.3649 | 0 |  | 1615704.4061 | 305408.4657 | 1310295.9404 | 0 |  | 328593.6411 | 56573.184 | 272020.4571 | 0 |  | 11955.0532 | 2058.1117 | 9896.9415 | 0 |  | 6675.8535 | 1258.7986 | 5417.0549 | 0 |  | 917.0433 | 178.0506 | 738.9927 | 0 |  | 31.0134 | 6.2222 | 24.7912 | 0 |  | 0 | 0 | 0 | 0 |  | 0 | 0 | 0 | 0 | 0 | 0 | 0 | 0
| 555 | PURCHASED POWER OPTIONS |  |  | 0 | 0 | 0 | 0 |  | 0 |  |  |  |  | 0 |  |  |  |  | 0 |  |  |  |  | 0 |  |  |  |  | 0 |  |  |  |  | 0 |  |  |  |  | 0 |  |  |  |  | 0 |  |  |  |  | 0 |  |  |  |  | 0 |  |  |  |  | 0 |  |  |  |  | 0 |  |  |  |  | 0 |  |  |  |  | 0 |  |  |  |  | 0 |  |  |  |  | 0 |  |  |  | 0 | 0 | 0 | 0
| 555 | BROKERAGE FEES |  |  | 0 | 0 | 0 | 0 |  | 0 |  |  |  |  | 0 |  |  |  |  | 0 |  |  |  |  | 0 |  |  |  |  | 0 |  |  |  |  | 0 |  |  |  |  | 0 |  |  |  |  | 0 |  |  |  |  | 0 |  |  |  |  | 0 |  |  |  |  | 0 |  |  |  |  | 0 |  |  |  |  | 0 |  |  |  |  | 0 |  |  |  |  | 0 |  |  |  |  | 0 |  |  |  | 0 | 0 | 0 | 0
| 555 | MISO TRANSMISSION EXPENSES |  |  | 0 | 0 | 0 | 0 |  | 0 |  |  |  |  | 0 |  |  |  |  | 0 |  |  |  |  | 0 |  |  |  |  | 0 |  |  |  |  | 0 |  |  |  |  | 0 |  |  |  |  | 0 |  |  |  |  | 0 |  |  |  |  | 0 |  |  |  |  | 0 |  |  |  |  | 0 |  |  |  |  | 0 |  |  |  |  | 0 |  |  |  |  | 0 |  |  |  |  | 0 |  |  |  | 0 | 0 | 0 | 0
| 556 | SYSTEM CONTROL AND LOAD DISPATCH | Prod | 36 | 2300266 | 2300266 | 0 | 0 |  | 823503.7802 | 823503.7802 | 0 | 0 |  | 227943.2605 | 227943.2605 | 0 | 0 |  | 17274.3084 | 17274.3084 | 0 | 0 |  | 228192.1493 | 228192.1493 | 0 | 0 |  | 10254.3563 | 10254.3563 | 0 | 0 |  | 236488.5191 | 236488.5191 | 0 | 0 |  | 496793.0734 | 496793.0734 | 0 | 0 |  | 171992.2776 | 171992.2776 | 0 | 0 |  | 73388.6102 | 73388.6102 | 0 | 0 |  | 13594.3427 | 13594.3427 | 0 | 0 |  | 494.5572 | 494.5572 | 0 | 0 |  | 302.485 | 302.485 | 0 | 0 |  | 42.7849 | 42.7849 | 0 | 0 |  | 1.4952 | 1.4952 | 0 | 0 |  | 0 | 0 | 0 | 0 |  | 0 | 0 | 0 | 0 | 0 | 0 | 0 | 0
| 557 | OTHER EXPENSES | Prod | 36 | 154987 | 154987 | 0 | 0 |  | 55485.9222 | 55485.9222 | 0 | 0 |  | 15358.329 | 15358.329 | 0 | 0 |  | 1163.9059 | 1163.9059 | 0 | 0 |  | 15375.0986 | 15375.0986 | 0 | 0 |  | 690.9166 | 690.9166 | 0 | 0 |  | 15934.0903 | 15934.0903 | 0 | 0 |  | 33472.854 | 33472.854 | 0 | 0 |  | 11588.4716 | 11588.4716 | 0 | 0 |  | 4944.7675 | 4944.7675 | 0 | 0 |  | 915.9577 | 915.9577 | 0 | 0 |  | 33.3222 | 33.3222 | 0 | 0 |  | 20.3808 | 20.3808 | 0 | 0 |  | 2.8828 | 2.8828 | 0 | 0 |  | 0.10074 | 0.10074 | 0 | 0 |  | 0 | 0 | 0 | 0 |  | 0 | 0 | 0 | 0 | 0 | 0 | 0 | 0
| Total Other Power Supply Expenses |  |  |  | 50999260 | 12027865.2559 | 38971394.7441 | 0 |  | 17762589.9705 | 4306020.48 | 13456569.4905 | 0 |  | 4991284.7885 | 1191892.9476 | 3799391.8409 | 0 |  | 381365.2305 | 90325.6642 | 291039.5663 | 0 |  | 5040229.2399 | 1193194.3627 | 3847034.8772 | 0 |  | 227478.3297 | 53619.0232 | 173859.3065 | 0 |  | 5276073.8526 | 1236575.2665 | 4039498.5861 | 0 |  | 11325642.7789 | 2597682.2449 | 8727960.534 | 0 |  | 3936977.1118 | 899330.7469 | 3037646.3649 | 0 |  | 1694037.7839 | 383741.8435 | 1310295.9404 | 0 |  | 343103.9415 | 71083.4844 | 272020.4571 | 0 |  | 12482.9326 | 2585.9912 | 9896.9415 | 0 |  | 6998.7192 | 1581.6644 | 5417.0549 | 0 |  | 962.711 | 223.7183 | 738.9927 | 0 |  | 32.6093 | 7.8181 | 24.7912 | 0 |  | 0 | 0 | 0 | 0 |  | 0 | 0 | 0 | 0 | 0 | 0 | 0 | 0
0
| Total Electric Power Generation Expenses |  |  |  | 625443246 | 92041414.6454 | 533401831.3546 | 0 |  | 218149882.9477 | 32951168.6439 | 185198714.3038 | 0 |  | 61298801.5587 | 9120780.0113 | 52178021.5473 | 0 |  | 4691906.3282 | 691203.4461 | 4000702.882 | 0 |  | 61883659.1255 | 9130738.8929 | 52752920.2326 | 0 |  | 2790519.1796 | 410311.4429 | 2380207.7367 | 0 |  | 64733138.791 | 9462704.6797 | 55270434.1113 | 0 |  | 138552777.6416 | 19878369.3977 | 118674408.2438 | 0 |  | 48189718.0038 | 6881992.142 | 41307725.8618 | 0 |  | 20713975.9473 | 2936526.2562 | 17777449.6911 | 0 |  | 4188675.7262 | 543955.5836 | 3644720.1426 | 0 |  | 152394.9211 | 19788.9051 | 132606.0159 | 0 |  | 85635.6732 | 12103.4466 | 73532.2265 | 0 |  | 11758.8267 | 1711.9704 | 10046.8563 | 0 |  | 401.3296 | 59.8269 | 341.5027 | 0 |  | 0 | 0 | 0 | 0 |  | 0 | 0 | 0 | 0 | 0 | 0 | 0 | 0
0
0
| Transmission Expenses | [90 empty] | 0
| 560 | OPERATION SUPERVISION AND ENG | Trans | 38 | 1854542 | 1854542 | 0 | 0 |  | 819980.3507 | 819980.3507 | 0 | 0 |  | 210472.0701 | 210472.0701 | 0 | 0 |  | 21540.6149 | 21540.6149 | 0 | 0 |  | 187759.4741 | 187759.4741 | 0 | 0 |  | 8068.1779 | 8068.1779 | 0 | 0 |  | 166104.2089 | 166104.2089 | 0 | 0 |  | 270523.1043 | 270523.1043 | 0 | 0 |  | 93811.5644 | 93811.5644 | 0 | 0 |  | 62860.9438 | 62860.9438 | 0 | 0 |  | 12660.8857 | 12660.8857 | 0 | 0 |  | 460.642 | 460.642 | 0 | 0 |  | 124.1082 | 124.1082 | 0 | 0 |  | 174.7646 | 174.7646 | 0 | 0 |  | 1.0905 | 1.0905 | 0 | 0 |  | 0 | 0 | 0 | 0 |  | 0 | 0 | 0 | 0 | 0 | 0 | 0 | 0
| 561 | LOAD DISPATCHING | Trans | 38 | 4510239 | 4510239 | 0 | 0 |  | 1994189.0542 | 1994189.0542 | 0 | 0 |  | 511867.2636 | 511867.2636 | 0 | 0 |  | 52386.6925 | 52386.6925 | 0 | 0 |  | 456630.3176 | 456630.3176 | 0 | 0 |  | 19621.7775 | 19621.7775 | 0 | 0 |  | 403964.7961 | 403964.7961 | 0 | 0 |  | 657911.1476 | 657911.1476 | 0 | 0 |  | 228149.3631 | 228149.3631 | 0 | 0 |  | 152877.5731 | 152877.5731 | 0 | 0 |  | 30791.2253 | 30791.2253 | 0 | 0 |  | 1120.2796 | 1120.2796 | 0 | 0 |  | 301.8307 | 301.8307 | 0 | 0 |  | 425.0268 | 425.0268 | 0 | 0 |  | 2.6522 | 2.6522 | 0 | 0 |  | 0 | 0 | 0 | 0 |  | 0 | 0 | 0 | 0 | 0 | 0 | 0 | 0
| 562 | STATION EXPENSES | Trans | 38 | 1170142 | 1170142 | 0 | 0 |  | 517374.8815 | 517374.8815 | 0 | 0 |  | 132799.4777 | 132799.4777 | 0 | 0 |  | 13591.2685 | 13591.2685 | 0 | 0 |  | 118468.7359 | 118468.7359 | 0 | 0 |  | 5090.6983 | 5090.6983 | 0 | 0 |  | 104805.1277 | 104805.1277 | 0 | 0 |  | 170689.2841 | 170689.2841 | 0 | 0 |  | 59191.3537 | 59191.3537 | 0 | 0 |  | 39662.7472 | 39662.7472 | 0 | 0 |  | 7988.5137 | 7988.5137 | 0 | 0 |  | 290.6467 | 290.6467 | 0 | 0 |  | 78.3073 | 78.3073 | 0 | 0 |  | 110.2695 | 110.2695 | 0 | 0 |  | 0.68808 | 0.68808 | 0 | 0 |  | 0 | 0 | 0 | 0 |  | 0 | 0 | 0 | 0 | 0 | 0 | 0 | 0
| 563 | OVERHEAD LINE EXPENSES | Trans | 38 | 1105850 | 1105850 | 0 | 0 |  | 488948.3607 | 488948.3607 | 0 | 0 |  | 125502.9752 | 125502.9752 | 0 | 0 |  | 12844.5131 | 12844.5131 | 0 | 0 |  | 111959.6183 | 111959.6183 | 0 | 0 |  | 4810.9962 | 4810.9962 | 0 | 0 |  | 99046.74 | 99046.74 | 0 | 0 |  | 161310.9732 | 161310.9732 | 0 | 0 |  | 55939.1583 | 55939.1583 | 0 | 0 |  | 37483.5268 | 37483.5268 | 0 | 0 |  | 7549.5947 | 7549.5947 | 0 | 0 |  | 274.6775 | 274.6775 | 0 | 0 |  | 74.0048 | 74.0048 | 0 | 0 |  | 104.2109 | 104.2109 | 0 | 0 |  | 0.65027 | 0.65027 | 0 | 0 |  | 0 | 0 | 0 | 0 |  | 0 | 0 | 0 | 0 | 0 | 0 | 0 | 0
| 565 | TRANSMISSION OF ELECTRICITY BY OTHERS | Trans | 38 | 2766380 | 2766380 | 0 | 0 |  | 1223146.87 | 1223146.87 | 0 | 0 |  | 313956.6131 | 313956.6131 | 0 | 0 |  | 32131.6672 | 32131.6672 | 0 | 0 |  | 280076.7272 | 280076.7272 | 0 | 0 |  | 12035.1256 | 12035.1256 | 0 | 0 |  | 247774.0387 | 247774.0387 | 0 | 0 |  | 403533.4359 | 403533.4359 | 0 | 0 |  | 139936.6719 | 139936.6719 | 0 | 0 |  | 93768.3038 | 93768.3038 | 0 | 0 |  | 18885.9681 | 18885.9681 | 0 | 0 |  | 687.1297 | 687.1297 | 0 | 0 |  | 185.1295 | 185.1295 | 0 | 0 |  | 260.6925 | 260.6925 | 0 | 0 |  | 1.6267 | 1.6267 | 0 | 0 |  | 0 | 0 | 0 | 0 |  | 0 | 0 | 0 | 0 | 0 | 0 | 0 | 0
| 566 | MISC. TRANSMISSION EXPENSES | Trans | 38 | 24246266 | 24246266 | 0 | 0 |  | 10720415.9831 | 10720415.9831 | 0 | 0 |  | 2751710.0159 | 2751710.0159 | 0 | 0 |  | 281621.8126 | 281621.8126 | 0 | 0 |  | 2454765.733 | 2454765.733 | 0 | 0 |  | 105483.2872 | 105483.2872 | 0 | 0 |  | 2171644.9841 | 2171644.9841 | 0 | 0 |  | 3536816.7162 | 3536816.7162 | 0 | 0 |  | 1226491.5776 | 1226491.5776 | 0 | 0 |  | 821843.433 | 821843.433 | 0 | 0 |  | 165528.3102 | 165528.3102 | 0 | 0 |  | 6022.4294 | 6022.4294 | 0 | 0 |  | 1622.5896 | 1622.5896 | 0 | 0 |  | 2284.8706 | 2284.8706 | 0 | 0 |  | 14.2575 | 14.2575 | 0 | 0 |  | 0 | 0 | 0 | 0 |  | 0 | 0 | 0 | 0 | 0 | 0 | 0 | 0
| 567 | RENTS | Trans | 38 | 169306 | 169306 | 0 | 0 |  | 74858.1554 | 74858.1554 | 0 | 0 |  | 19214.5469 | 19214.5469 | 0 | 0 |  | 1966.4992 | 1966.4992 | 0 | 0 |  | 17141.0545 | 17141.0545 | 0 | 0 |  | 736.5651 | 736.5651 | 0 | 0 |  | 15164.0886 | 15164.0886 | 0 | 0 |  | 24696.7632 | 24696.7632 | 0 | 0 |  | 8564.3036 | 8564.3036 | 0 | 0 |  | 5738.7403 | 5738.7403 | 0 | 0 |  | 1155.8454 | 1155.8454 | 0 | 0 |  | 42.0532 | 42.0532 | 0 | 0 |  | 11.3302 | 11.3302 | 0 | 0 |  | 15.9547 | 15.9547 | 0 | 0 |  | 0.099557 | 0.099557 | 0 | 0 |  | 0 | 0 | 0 | 0 |  | 0 | 0 | 0 | 0 | 0 | 0 | 0 | 0
| 568 | MAINTENACE SUPERVISION AND ENG | Trans | 38 | 0 | 0 | 0 | 0 |  | 0 | 0 | 0 | 0 |  | 0 | 0 | 0 | 0 |  | 0 | 0 | 0 | 0 |  | 0 | 0 | 0 | 0 |  | 0 | 0 | 0 | 0 |  | 0 | 0 | 0 | 0 |  | 0 | 0 | 0 | 0 |  | 0 | 0 | 0 | 0 |  | 0 | 0 | 0 | 0 |  | 0 | 0 | 0 | 0 |  | 0 | 0 | 0 | 0 |  | 0 | 0 | 0 | 0 |  | 0 | 0 | 0 | 0 |  | 0 | 0 | 0 | 0 |  | 0 | 0 | 0 | 0 |  | 0 | 0 | 0 | 0 | 0 | 0 | 0 | 0
| 569 | STRUCTURES | Trans | 38 | 0 | 0 | 0 | 0 |  | 0 | 0 | 0 | 0 |  | 0 | 0 | 0 | 0 |  | 0 | 0 | 0 | 0 |  | 0 | 0 | 0 | 0 |  | 0 | 0 | 0 | 0 |  | 0 | 0 | 0 | 0 |  | 0 | 0 | 0 | 0 |  | 0 | 0 | 0 | 0 |  | 0 | 0 | 0 | 0 |  | 0 | 0 | 0 | 0 |  | 0 | 0 | 0 | 0 |  | 0 | 0 | 0 | 0 |  | 0 | 0 | 0 | 0 |  | 0 | 0 | 0 | 0 |  | 0 | 0 | 0 | 0 |  | 0 | 0 | 0 | 0 | 0 | 0 | 0 | 0
| 570 | MAINT OF STATION EQUIPMENT | Trans | 38 | 1969589 | 1969589 | 0 | 0 |  | 870848.0471 | 870848.0471 | 0 | 0 |  | 223528.7602 | 223528.7602 | 0 | 0 |  | 22876.8926 | 22876.8926 | 0 | 0 |  | 199407.1823 | 199407.1823 | 0 | 0 |  | 8568.6894 | 8568.6894 | 0 | 0 |  | 176408.5271 | 176408.5271 | 0 | 0 |  | 287305.0761 | 287305.0761 | 0 | 0 |  | 99631.1894 | 99631.1894 | 0 | 0 |  | 66760.5389 | 66760.5389 | 0 | 0 |  | 13446.3071 | 13446.3071 | 0 | 0 |  | 489.218 | 489.218 | 0 | 0 |  | 131.8073 | 131.8073 | 0 | 0 |  | 185.6061 | 185.6061 | 0 | 0 |  | 1.1582 | 1.1582 | 0 | 0 |  | 0 | 0 | 0 | 0 |  | 0 | 0 | 0 | 0 | 0 | 0 | 0 | 0
| 571 | MAINT OF OVERHEAD LINES | Trans | 38 | 10707630 | 10707630 | 0 | 0 |  | 4734347.4576 | 4734347.4576 | 0 | 0 |  | 1215209.4973 | 1215209.4973 | 0 | 0 |  | 124369.7553 | 124369.7553 | 0 | 0 |  | 1084073.0365 | 1084073.0365 | 0 | 0 |  | 46583.5032 | 46583.5032 | 0 | 0 |  | 959041.3213 | 959041.3213 | 0 | 0 |  | 1561928.1243 | 1561928.1243 | 0 | 0 |  | 541642.9074 | 541642.9074 | 0 | 0 |  | 362942.2938 | 362942.2938 | 0 | 0 |  | 73100.5715 | 73100.5715 | 0 | 0 |  | 2659.6238 | 2659.6238 | 0 | 0 |  | 716.5676 | 716.5676 | 0 | 0 |  | 1009.044 | 1009.044 | 0 | 0 |  | 6.2964 | 6.2964 | 0 | 0 |  | 0 | 0 | 0 | 0 |  | 0 | 0 | 0 | 0 | 0 | 0 | 0 | 0
| 572 | UNDERGROUND LINES | Trans | 38 | 0 | 0 | 0 | 0 |  | 0 | 0 | 0 | 0 |  | 0 | 0 | 0 | 0 |  | 0 | 0 | 0 | 0 |  | 0 | 0 | 0 | 0 |  | 0 | 0 | 0 | 0 |  | 0 | 0 | 0 | 0 |  | 0 | 0 | 0 | 0 |  | 0 | 0 | 0 | 0 |  | 0 | 0 | 0 | 0 |  | 0 | 0 | 0 | 0 |  | 0 | 0 | 0 | 0 |  | 0 | 0 | 0 | 0 |  | 0 | 0 | 0 | 0 |  | 0 | 0 | 0 | 0 |  | 0 | 0 | 0 | 0 |  | 0 | 0 | 0 | 0 | 0 | 0 | 0 | 0
| 573 | MISC PLANT | Trans | 38 | 217390 | 217390 | 0 | 0 |  | 96118.3561 | 96118.3561 | 0 | 0 |  | 24671.6026 | 24671.6026 | 0 | 0 |  | 2524.9977 | 2524.9977 | 0 | 0 |  | 22009.225 | 22009.225 | 0 | 0 |  | 945.7544 | 945.7544 | 0 | 0 |  | 19470.7879 | 19470.7879 | 0 | 0 |  | 31710.8039 | 31710.8039 | 0 | 0 |  | 10996.6213 | 10996.6213 | 0 | 0 |  | 7368.5797 | 7368.5797 | 0 | 0 |  | 1484.113 | 1484.113 | 0 | 0 |  | 53.9966 | 53.9966 | 0 | 0 |  | 14.548 | 14.548 | 0 | 0 |  | 20.486 | 20.486 | 0 | 0 |  | 0.12783 | 0.12783 | 0 | 0 |  | 0 | 0 | 0 | 0 |  | 0 | 0 | 0 | 0 | 0 | 0 | 0 | 0
| 575 | MISO DAY 1&2 EXPENSE | Trans | 38 | 0 | 0 | 0 | 0 |  | 0 | 0 | 0 | 0 |  | 0 | 0 | 0 | 0 |  | 0 | 0 | 0 | 0 |  | 0 | 0 | 0 | 0 |  | 0 | 0 | 0 | 0 |  | 0 | 0 | 0 | 0 |  | 0 | 0 | 0 | 0 |  | 0 | 0 | 0 | 0 |  | 0 | 0 | 0 | 0 |  | 0 | 0 | 0 | 0 |  | 0 | 0 | 0 | 0 |  | 0 | 0 | 0 | 0 |  | 0 | 0 | 0 | 0 |  | 0 | 0 | 0 | 0 |  | 0 | 0 | 0 | 0 |  | 0 | 0 | 0 | 0 | 0 | 0 | 0 | 0
| Total Transmission Expenses |  |  |  | 48717334 | 48717334 | 0 | 0 |  | 21540227.5166 | 21540227.5166 | 0 | 0 |  | 5528932.8227 | 5528932.8227 | 0 | 0 |  | 565854.7136 | 565854.7136 | 0 | 0 |  | 4932291.1044 | 4932291.1044 | 0 | 0 |  | 211944.5746 | 211944.5746 | 0 | 0 |  | 4363424.6204 | 4363424.6204 | 0 | 0 |  | 7106425.429 | 7106425.429 | 0 | 0 |  | 2464354.7107 | 2464354.7107 | 0 | 0 |  | 1651306.6804 | 1651306.6804 | 0 | 0 |  | 332591.3349 | 332591.3349 | 0 | 0 |  | 12100.6965 | 12100.6965 | 0 | 0 |  | 3260.2232 | 3260.2232 | 0 | 0 |  | 4590.9257 | 4590.9257 | 0 | 0 |  | 28.6472 | 28.6472 | 0 | 0 |  | 0 | 0 | 0 | 0 |  | 0 | 0 | 0 | 0 | 0 | 0 | 0 | 0
0
| Distribution Operation Expense | [90 empty] | 0
| 580 | OPERATION SUPERVISION AND ENGI | LBDO | 47 | 1911255 | 909665.5568 | 0 | 1001589.4432 |  | 1240476.1044 | 472942.9719 | 0 | 767533.1325 |  | 284227.501 | 115203.507 | 0 | 169023.994 |  | 12769.717 | 11298.7755 | 0 | 1470.9415 |  | 112317.1049 | 91631.2841 | 0 | 20685.8208 |  | 4018.4004 | 3784.9925 | 0 | 233.408 |  | 86584.4199 | 80952.2024 | 0 | 5632.2176 |  | 127322.9126 | 126909.4371 | 0 | 413.4755 |  | 204.9983 | 0 | 0 | 204.9983 |  | 12.6544 | 0 | 0 | 12.6544 |  | 42829.1624 | 6552.9765 | 0 | 36276.1859 |  | 244.4828 | 238.4175 | 0 | 6.0654 |  | 139.0219 | 64.2355 | 0 | 74.7864 |  | 104.8256 | 86.1926 | 0 | 18.633 |  | 3.6943 | 0.56443 | 0 | 3.1299 |  | 0 | 0 | 0 | 0 |  | 0 | 0 | 0 | 0 | 0 | 0 | 0 | 0
| 581 | LOAD DISPATCHING | Acct362 | 50 | 438256 | 438256 | 0 | 0 |  | 211654.2586 | 211654.2586 | 0 | 0 |  | 54327.2896 | 54327.2896 | 0 | 0 |  | 5560.088 | 5560.088 | 0 | 0 |  | 48464.6885 | 48464.6885 | 0 | 0 |  | 2082.5672 | 2082.5672 | 0 | 0 |  | 42875.0069 | 42875.0069 | 0 | 0 |  | 69827.7307 | 69827.7307 | 0 | 0 |  | 0 | 0 | 0 | 0 |  | 0 | 0 | 0 | 0 |  | 3268.0422 | 3268.0422 | 0 | 0 |  | 118.9014 | 118.9014 | 0 | 0 |  | 32.035 | 32.035 | 0 | 0 |  | 45.1104 | 45.1104 | 0 | 0 |  | 0.28149 | 0.28149 | 0 | 0 |  | 0 | 0 | 0 | 0 |  | 0 | 0 | 0 | 0 | 0 | 0 | 0 | 0
| 582 | STATION EXPENSES | Acct362 | 50 | 2231084 | 2231084 | 0 | 0 |  | 1077494.5009 | 1077494.5009 | 0 | 0 |  | 276570.6494 | 276570.6494 | 0 | 0 |  | 28305.4272 | 28305.4272 | 0 | 0 |  | 246725.1814 | 246725.1814 | 0 | 0 |  | 10601.9824 | 10601.9824 | 0 | 0 |  | 218269.0981 | 218269.0981 | 0 | 0 |  | 355480.6612 | 355480.6612 | 0 | 0 |  | 0 | 0 | 0 | 0 |  | 0 | 0 | 0 | 0 |  | 16637.0264 | 16637.0264 | 0 | 0 |  | 605.3062 | 605.3062 | 0 | 0 |  | 163.0843 | 163.0843 | 0 | 0 |  | 229.6493 | 229.6493 | 0 | 0 |  | 1.433 | 1.433 | 0 | 0 |  | 0 | 0 | 0 | 0 |  | 0 | 0 | 0 | 0 | 0 | 0 | 0 | 0
| 583 | OVERHEAD LINE EXPENSES | Acct365 | 51 | 6598429 | 5354529.1923 | 0 | 1243899.8077 |  | 3827757.7904 | 2827679.401 | 0 | 1000078.3893 |  | 872304.3979 | 685140.4176 | 0 | 187163.9803 |  | 67849.4712 | 66890.8618 | 0 | 958.6095 |  | 524763.5108 | 514722.9808 | 0 | 10040.53 |  | 22118.0666 | 22118.0666 | 0 | 0 |  | 457089.1614 | 455357.3339 | 0 | 1731.8275 |  | 741610.8259 | 741610.8259 | 0 | 0 |  | 0 | 0 | 0 | 0 |  | 0 | 0 | 0 | 0 |  | 82270.8239 | 38737.7445 | 0 | 43533.0794 |  | 1436.5288 | 1409.3984 | 0 | 27.1305 |  | 714.3353 | 379.7263 | 0 | 334.609 |  | 488.1423 | 479.0988 | 0 | 9.0435 |  | 25.9453 | 3.3366 | 0 | 22.6087 |  | 0 | 0 | 0 | 0 |  | 0 | 0 | 0 | 0 | 0 | 0 | 0 | 0
| 584 | UNDERGROUND LINE EXPENSES | Acct367 | 52 | 41724 | 29386.1665 | 0 | 12337.8335 |  | 25540.6961 | 15621.2471 | 0 | 9919.449 |  | 5625.615 | 3769.1969 | 0 | 1856.418 |  | 376.1693 | 366.6612 | 0 | 9.5081 |  | 2891.5581 | 2791.9693 | 0 | 99.5887 |  | 119.9732 | 119.9732 | 0 | 0 |  | 2487.1346 | 2469.9572 | 0 | 17.1774 |  | 4022.6583 | 4022.6583 | 0 | 0 |  | 0 | 0 | 0 | 0 |  | 0 | 0 | 0 | 0 |  | 643.8811 | 212.0907 | 0 | 431.7903 |  | 7.9856 | 7.7165 | 0 | 0.2691 |  | 5.3979 | 2.079 | 0 | 3.3189 |  | 2.6884 | 2.5987 | 0 | 0.089699 |  | 0.24252 | 0.018268 | 0 | 0.22425 |  | 0 | 0 | 0 | 0 |  | 0 | 0 | 0 | 0 | 0 | 0 | 0 | 0
| 585 | STREET LIGHTING EXPENSE |  |  | 0 | 0 | 0 | 0 |  | 0 |  |  |  |  | 0 |  |  |  |  | 0 |  |  |  |  | 0 |  |  |  |  | 0 |  |  |  |  | 0 |  |  |  |  | 0 |  |  |  |  | 0 |  |  |  |  | 0 |  |  |  |  | 0 |  |  |  |  | 0 |  |  |  |  | 0 |  |  |  |  | 0 |  |  |  |  | 0 |  |  |  |  | 0 |  |  |  |  | 0 |  |  |  | 0 | 0 | 0 | 0
| 586 | METER EXPENSES | C03 | 29 | 9700980 | 0 | 0 | 9700980 |  | 5860700.1926 | 0 | 0 | 5860700.1926 |  | 2364967.3367 | 0 | 0 | 2364967.3367 |  | 48274.0325 | 0 | 0 | 48274.0325 |  | 739436.9101 | 0 | 0 | 739436.9101 |  | 144604.9852 | 0 | 0 | 144604.9852 |  | 132257.1991 | 0 | 0 | 132257.1991 |  | 256163.5662 | 0 | 0 | 256163.5662 |  | 127004.1101 | 0 | 0 | 127004.1101 |  | 7839.8986 | 0 | 0 | 7839.8986 |  | 0 | 0 | 0 | 0 |  | 1430.85 | 0 | 0 | 1430.85 |  | 17634.7928 | 0 | 0 | 17634.7928 |  | 666.1262 | 0 | 0 | 666.1262 |  | 0 | 0 | 0 | 0 |  | 0 | 0 | 0 | 0 |  | 0 | 0 | 0 | 0 | 0 | 0 | 0 | 0
| 586 | METER EXPENSES - LOAD MANAGEMENT |  |  | 0 | 0 | 0 | 0 |  | 0 |  |  |  |  | 0 |  |  |  |  | 0 |  |  |  |  | 0 |  |  |  |  | 0 |  |  |  |  | 0 |  |  |  |  | 0 |  |  |  |  | 0 |  |  |  |  | 0 |  |  |  |  | 0 |  |  |  |  | 0 |  |  |  |  | 0 |  |  |  |  | 0 |  |  |  |  | 0 |  |  |  |  | 0 |  |  |  |  | 0 |  |  |  | 0 | 0 | 0 | 0
| 587 | CUSTOMER INSTALLATIONS EXPENSE |  |  | 0 | 0 | 0 | 0 |  | 0 |  |  |  |  | 0 |  |  |  |  | 0 |  |  |  |  | 0 |  |  |  |  | 0 |  |  |  |  | 0 |  |  |  |  | 0 |  |  |  |  | 0 |  |  |  |  | 0 |  |  |  |  | 0 |  |  |  |  | 0 |  |  |  |  | 0 |  |  |  |  | 0 |  |  |  |  | 0 |  |  |  |  | 0 |  |  |  |  | 0 |  |  |  | 0 | 0 | 0 | 0
| 588 | MISCELLANEOUS DISTRIBUTION EXP | Distplt | 37 | 8491579 | 5618821.0396 | 0 | 2872757.9604 |  | 4814510.535 | 3017542.6599 | 0 | 1796967.8751 |  | 1102094.0447 | 713543.8671 | 0 | 388550.1776 |  | 71589.6829 | 68183.3396 | 0 | 3406.3433 |  | 602960.8746 | 557276.9 | 0 | 45683.9745 |  | 25439.3707 | 21134.2029 | 0 | 4305.1678 |  | 500257.7169 | 490960.0708 | 0 | 9297.646 |  | 716248.7087 | 708622.2279 | 0 | 7626.4808 |  | 3781.156 | 0 | 0 | 3781.156 |  | 233.4088 | 0 | 0 | 233.4088 |  | 651029.503 | 39208.1771 | 0 | 611821.3259 |  | 1502.6873 | 1426.5142 | 0 | 76.1732 |  | 1323.439 | 384.3378 | 0 | 939.1012 |  | 576.5168 | 535.3652 | 0 | 41.1517 |  | 31.3555 | 3.3771 | 0 | 27.9784 |  | 0 | 0 | 0 | 0 |  | 0 | 0 | 0 | 0 | 0 | 0 | 0 | 0
| 588 | MISC DISTR EXP -- MAPPIN |  |  | 0 | 0 | 0 | 0 |  | 0 |  |  |  |  | 0 |  |  |  |  | 0 |  |  |  |  | 0 |  |  |  |  | 0 |  |  |  |  | 0 |  |  |  |  | 0 |  |  |  |  | 0 |  |  |  |  | 0 |  |  |  |  | 0 |  |  |  |  | 0 |  |  |  |  | 0 |  |  |  |  | 0 |  |  |  |  | 0 |  |  |  |  | 0 |  |  |  |  | 0 |  |  |  | 0 | 0 | 0 | 0
| 589 | RENTS |  |  | 0 | 0 | 0 | 0 |  | 0 |  |  |  |  | 0 |  |  |  |  | 0 |  |  |  |  | 0 |  |  |  |  | 0 |  |  |  |  | 0 |  |  |  |  | 0 |  |  |  |  | 0 |  |  |  |  | 0 |  |  |  |  | 0 |  |  |  |  | 0 |  |  |  |  | 0 |  |  |  |  | 0 |  |  |  |  | 0 |  |  |  |  | 0 |  |  |  |  | 0 |  |  |  | 0 | 0 | 0 | 0
| Total Distribution Operation Expense |  |  |  | 29413307 | 14581741.9552 | 0 | 14831565.0448 |  | 17058134.078 | 7622935.0395 | 0 | 9435199.0385 |  | 4960116.8343 | 1848554.9276 | 0 | 3111561.9067 |  | 234724.5881 | 180605.1531 | 0 | 54119.435 |  | 2277559.8283 | 1461613.0042 | 0 | 815946.8242 |  | 208985.3458 | 59841.7848 | 0 | 149143.561 |  | 1439819.7369 | 1290883.6693 | 0 | 148936.0676 |  | 2270677.0637 | 2006473.5412 | 0 | 264203.5225 |  | 130990.2643 | 0 | 0 | 130990.2643 |  | 8085.9619 | 0 | 0 | 8085.9619 |  | 796678.4389 | 104616.0575 | 0 | 692062.3814 |  | 5346.7423 | 3806.2542 | 0 | 1540.4881 |  | 20012.1061 | 1025.4978 | 0 | 18986.6083 |  | 2113.059 | 1378.015 | 0 | 735.044 |  | 62.9521 | 9.0109 | 0 | 53.9412 |  | 0 | 0 | 0 | 0 |  | 0 | 0 | 0 | 0 | 0 | 0 | 0 | 0
0
| Distribution Maintenance Expense | [90 empty] | 0
| 590 | MAINTENANCE SUPERVISION AND EN | LBDM | 48 | 50915 | 41838.6124 | 0 | 9076.3876 |  | 29232.887 | 21937.0648 | 0 | 7295.8222 |  | 6702.2232 | 5336.6654 | 0 | 1365.5578 |  | 529.8186 | 522.8205 | 0 | 6.9981 |  | 4155.349 | 4082.0216 | 0 | 73.3274 |  | 174.6007 | 174.5883 | 0 | 0.012336 |  | 3623.2775 | 3610.6257 | 0 | 12.6518 |  | 5853.9054 | 5853.8836 | 0 | 0.021852 |  | 0.010834 | 0 | 0 | 0.010834 |  | 0.00066879 | 0 | 0 | 0.00066879 |  | 622.2263 | 303.1126 | 0 | 319.1136 |  | 11.2262 | 11.0282 | 0 | 0.198 |  | 5.4133 | 2.9713 | 0 | 2.442 |  | 3.8704 | 3.8044 | 0 | 0.066046 |  | 0.19101 | 0.026108 | 0 | 0.1649 |  | 0 | 0 | 0 | 0 |  | 0 | 0 | 0 | 0 | 0 | 0 | 0 | 0
| 591 | STRUCTURES |  |  | 0 | 0 | 0 | 0 |  | 0 |  |  |  |  | 0 |  |  |  |  | 0 |  |  |  |  | 0 |  |  |  |  | 0 |  |  |  |  | 0 |  |  |  |  | 0 |  |  |  |  | 0 |  |  |  |  | 0 |  |  |  |  | 0 |  |  |  |  | 0 |  |  |  |  | 0 |  |  |  |  | 0 |  |  |  |  | 0 |  |  |  |  | 0 |  |  |  |  | 0 |  |  |  | 0 | 0 | 0 | 0
| 592 | MAINTENANCE OF STATION EQUIPME | Acct362 | 50 | 1421212 | 1421212 | 0 | 0 |  | 686369.5471 | 686369.5471 | 0 | 0 |  | 176176.9282 | 176176.9282 | 0 | 0 |  | 18030.7029 | 18030.7029 | 0 | 0 |  | 157165.2114 | 157165.2114 | 0 | 0 |  | 6753.5174 | 6753.5174 | 0 | 0 |  | 139038.5398 | 139038.5398 | 0 | 0 |  | 226443.0122 | 226443.0122 | 0 | 0 |  | 0 | 0 | 0 | 0 |  | 0 | 0 | 0 | 0 |  | 10597.8715 | 10597.8715 | 0 | 0 |  | 385.5832 | 385.5832 | 0 | 0 |  | 103.8855 | 103.8855 | 0 | 0 |  | 146.2878 | 146.2878 | 0 | 0 |  | 0.91283 | 0.91283 | 0 | 0 |  | 0 | 0 | 0 | 0 |  | 0 | 0 | 0 | 0 | 0 | 0 | 0 | 0
| 593 | MAINTENANCE OF OVERHEAD LINES | Acct365 | 51 | 28071515 | 22779626.2627 | 0 | 5291888.7373 |  | 16284324.6823 | 12029718.6984 | 0 | 4254605.9839 |  | 3711020.6068 | 2914774.0334 | 0 | 796246.5734 |  | 288650.1393 | 284571.9533 | 0 | 4078.186 |  | 2232486.9701 | 2189771.8194 | 0 | 42715.1507 |  | 94096.2824 | 94096.2824 | 0 | 0 |  | 1944581.8467 | 1937214.1805 | 0 | 7367.6662 |  | 3155014.5382 | 3155014.5382 | 0 | 0 |  | 0 | 0 | 0 | 0 |  | 0 | 0 | 0 | 0 |  | 350002.5031 | 164800.921 | 0 | 185201.5821 |  | 6111.3851 | 5995.9648 | 0 | 115.4204 |  | 3038.9771 | 1615.4594 | 0 | 1423.5177 |  | 2076.6905 | 2038.217 | 0 | 38.4735 |  | 110.3785 | 14.1949 | 0 | 96.1836 |  | 0 | 0 | 0 | 0 |  | 0 | 0 | 0 | 0 | 0 | 0 | 0 | 0
| 594 | MAINTENANCE OF UNDERGROUND LIN | Acct367 | 52 | 483282 | 340374.9713 | 0 | 142907.0287 |  | 295833.5412 | 180938.2496 | 0 | 114895.2916 |  | 65160.5418 | 43657.9673 | 0 | 21502.5745 |  | 4357.105 | 4246.9739 | 0 | 110.1311 |  | 33492.4255 | 32338.9063 | 0 | 1153.5192 |  | 1389.6292 | 1389.6292 | 0 | 0 |  | 28808.0573 | 28609.094 | 0 | 198.9632 |  | 46593.7677 | 46593.7677 | 0 | 0 |  | 0 | 0 | 0 | 0 |  | 0 | 0 | 0 | 0 |  | 7457.9648 | 2456.611 | 0 | 5001.3538 |  | 92.496 | 89.3791 | 0 | 3.1169 |  | 62.5229 | 24.0809 | 0 | 38.442 |  | 31.1397 | 30.1007 | 0 | 1.039 |  | 2.809 | 0.2116 | 0 | 2.5974 |  | 0 | 0 | 0 | 0 |  | 0 | 0 | 0 | 0 | 0 | 0 | 0 | 0
| 595 | MAINTENANCE OF LINE TRANSFORME | Acct368 | 53 | 106084 | 57943.2136 | 0 | 48140.7864 |  | 78312.0157 | 39607.4835 | 0 | 38704.5322 |  | 14631.8654 | 7388.3389 | 0 | 7243.5265 |  | 572.6454 | 535.5458 | 0 | 37.0996 |  | 5847.2706 | 5458.687 | 0 | 388.5836 |  | 0 | 0 | 0 | 0 |  | 4725.7235 | 4658.6992 | 0 | 67.0243 |  | 0 | 0 | 0 | 0 |  | 0 | 0 | 0 | 0 |  | 0 | 0 | 0 | 0 |  | 1960.048 | 275.2526 | 0 | 1684.7954 |  | 11.0645 | 10.0145 | 0 | 1.05 |  | 15.648 | 2.6982 | 0 | 12.9499 |  | 6.8202 | 6.4702 | 0 | 0.35 |  | 0.8987 | 0.023708 | 0 | 0.87499 |  | 0 | 0 | 0 | 0 |  | 0 | 0 | 0 | 0 | 0 | 0 | 0 | 0
| 596 | MAINTENANCE OF ST LIGHTS & SIG SYSTEMS |  |  | 0 | 0 | 0 | 0 |  | 0 |  |  |  |  | 0 |  |  |  |  | 0 |  |  |  |  | 0 |  |  |  |  | 0 |  |  |  |  | 0 |  |  |  |  | 0 |  |  |  |  | 0 |  |  |  |  | 0 |  |  |  |  | 0 |  |  |  |  | 0 |  |  |  |  | 0 |  |  |  |  | 0 |  |  |  |  | 0 |  |  |  |  | 0 |  |  |  |  | 0 |  |  |  | 0 | 0 | 0 | 0
| 597 | MAINTENANCE OF METERS | C03 | 29 | 28 | 0 | 0 | 28 |  | 16.9158 | 0 | 0 | 16.9158 |  | 6.826 | 0 | 0 | 6.826 |  | 0.13933 | 0 | 0 | 0.13933 |  | 2.1342 | 0 | 0 | 2.1342 |  | 0.41737 | 0 | 0 | 0.41737 |  | 0.38173 | 0 | 0 | 0.38173 |  | 0.73937 | 0 | 0 | 0.73937 |  | 0.36657 | 0 | 0 | 0.36657 |  | 0.022628 | 0 | 0 | 0.022628 |  | 0 | 0 | 0 | 0 |  | 0.0041299 | 0 | 0 | 0.0041299 |  | 0.050899 | 0 | 0 | 0.050899 |  | 0.0019226 | 0 | 0 | 0.0019226 |  | 0 | 0 | 0 | 0 |  | 0 | 0 | 0 | 0 |  | 0 | 0 | 0 | 0 | 0 | 0 | 0 | 0
| 598 | MISCELLANEOUS DISTRIBUTION EXPENSES | Distplt | 37 | 584150 | 386528.1487 | 0 | 197621.8513 |  | 331198.2764 | 207581.8343 | 0 | 123616.4422 |  | 75814.9028 | 49085.8826 | 0 | 26729.0202 |  | 4924.7747 | 4690.4466 | 0 | 234.3281 |  | 41478.6926 | 38336.0151 | 0 | 3142.6774 |  | 1750.0171 | 1453.8574 | 0 | 296.1597 |  | 34413.5696 | 33773.9689 | 0 | 639.6007 |  | 49271.9532 | 48747.3148 | 0 | 524.6384 |  | 260.1121 | 0 | 0 | 260.1121 |  | 16.0566 | 0 | 0 | 16.0566 |  | 44785.4144 | 2697.1964 | 0 | 42088.2179 |  | 103.3724 | 98.1323 | 0 | 5.2401 |  | 91.0416 | 26.4392 | 0 | 64.6024 |  | 39.6596 | 36.8287 | 0 | 2.8309 |  | 2.157 | 0.23232 | 0 | 1.9247 |  | 0 | 0 | 0 | 0 |  | 0 | 0 | 0 | 0 | 0 | 0 | 0 | 0
| Total Distribution Maintenance Expense |  |  |  | 30717186 | 25027523.2086 | 0 | 5689662.7914 |  | 17705287.8655 | 13166152.8777 | 0 | 4539134.9877 |  | 4049513.8942 | 3196419.8158 | 0 | 853094.0784 |  | 317065.3252 | 312598.443 | 0 | 4466.8822 |  | 2474628.0533 | 2427152.6609 | 0 | 47475.3925 |  | 104164.4641 | 103867.8747 | 0 | 296.5894 |  | 2155191.3961 | 2146905.1081 | 0 | 8286.288 |  | 3483177.9162 | 3482652.5166 | 0 | 525.3997 |  | 260.4895 | 0 | 0 | 260.4895 |  | 16.0799 | 0 | 0 | 16.0799 |  | 415426.028 | 181130.9652 | 0 | 234295.0628 |  | 6715.1315 | 6590.1021 | 0 | 125.0295 |  | 3317.5393 | 1775.5345 | 0 | 1542.0049 |  | 2304.47 | 2261.7087 | 0 | 42.7613 |  | 117.3471 | 15.6014 | 0 | 101.7456 |  | 0 | 0 | 0 | 0 |  | 0 | 0 | 0 | 0 | 0 | 0 | 0 | 0
0
| Total Distribution Operation and Maintenance Expenses |  |  |  | 60130493 | 39609265.1638 | 0 | 20521227.8362 |  | 34763421.9434 | 20789087.9172 | 0 | 13974334.0262 |  | 9009630.7285 | 5044974.7435 | 0 | 3964655.9851 |  | 551789.9133 | 493203.5961 | 0 | 58586.3172 |  | 4752187.8817 | 3888765.665 | 0 | 863422.2166 |  | 313149.81 | 163709.6595 | 0 | 149440.1505 |  | 3595011.133 | 3437788.7774 | 0 | 157222.3556 |  | 5753854.9799 | 5489126.0578 | 0 | 264728.9221 |  | 131250.7538 | 0 | 0 | 131250.7538 |  | 8102.0418 | 0 | 0 | 8102.0418 |  | 1212104.467 | 285747.0227 | 0 | 926357.4443 |  | 12061.8739 | 10396.3563 | 0 | 1665.5176 |  | 23329.6455 | 2801.0323 | 0 | 20528.6132 |  | 4417.529 | 3639.7237 | 0 | 777.8053 |  | 180.2992 | 24.6124 | 0 | 155.6868 |  | 0 | 0 | 0 | 0 |  | 0 | 0 | 0 | 0 | 0 | 0 | 0 | 0
0
| Transmission and Distribution Expenses |  |  |  | 108847827 | 88326599.1638 | 0 | 20521227.8362 |  | 56303649.4601 | 42329315.4338 | 0 | 13974334.0262 |  | 14538563.5513 | 10573907.5662 | 0 | 3964655.9851 |  | 1117644.6269 | 1059058.3098 | 0 | 58586.3172 |  | 9684478.9861 | 8821056.7694 | 0 | 863422.2166 |  | 525094.3845 | 375654.2341 | 0 | 149440.1505 |  | 7958435.7535 | 7801213.3978 | 0 | 157222.3556 |  | 12860280.4089 | 12595551.4868 | 0 | 264728.9221 |  | 2595605.4645 | 2464354.7107 | 0 | 131250.7538 |  | 1659408.7222 | 1651306.6804 | 0 | 8102.0418 |  | 1544695.8018 | 618338.3576 | 0 | 926357.4443 |  | 24162.5704 | 22497.0528 | 0 | 1665.5176 |  | 26589.8687 | 6061.2555 | 0 | 20528.6132 |  | 9008.4547 | 8230.6494 | 0 | 777.8053 |  | 208.9464 | 53.2596 | 0 | 155.6868 |  | 0 | 0 | 0 | 0 |  | 0 | 0 | 0 | 0 | 0 | 0 | 0 | 0
0
| Production, Transmission and Distribution Expenses |  |  |  | 734291073 | 180368013.8093 | 533401831.3546 | 20521227.8362 |  | 274453532.4078 | 75280484.0777 | 185198714.3038 | 13974334.0262 |  | 75837365.1099 | 19694687.5775 | 52178021.5473 | 3964655.9851 |  | 5809550.9551 | 1750261.7559 | 4000702.882 | 58586.3172 |  | 71568138.1115 | 17951795.6623 | 52752920.2326 | 863422.2166 |  | 3315613.5641 | 785965.6769 | 2380207.7367 | 149440.1505 |  | 72691574.5445 | 17263918.0775 | 55270434.1113 | 157222.3556 |  | 151413058.0505 | 32473920.8845 | 118674408.2438 | 264728.9221 |  | 50785323.4683 | 9346346.8527 | 41307725.8618 | 131250.7538 |  | 22373384.6696 | 4587832.9367 | 17777449.6911 | 8102.0418 |  | 5733371.5281 | 1162293.9412 | 3644720.1426 | 926357.4443 |  | 176557.4914 | 42285.9579 | 132606.0159 | 1665.5176 |  | 112225.5418 | 18164.7021 | 73532.2265 | 20528.6132 |  | 20767.2814 | 9942.6198 | 10046.8563 | 777.8053 |  | 610.276 | 113.0865 | 341.5027 | 155.6868 |  | 0 | 0 | 0 | 0 |  | 0 | 0 | 0 | 0 | 0 | 0 | 0 | 0
0
| Customer Accounts Expense | [90 empty] | 0
| 901 | SUPERVISION/CUSTOMER ACCTS | C05 | 31 | 4235757 | 0 | 0 | 4235757 |  | 2751609.1564 | 0 | 0 | 2751609.1564 |  | 1029923.509 | 0 | 0 | 1029923.509 |  | 26375.1189 | 0 | 0 | 26375.1189 |  | 138127.2439 | 0 | 0 | 138127.2439 |  | 6344.9578 | 0 | 0 | 6344.9578 |  | 119123.4731 | 0 | 0 | 119123.4731 |  | 39811.5002 | 0 | 0 | 39811.5002 |  | 3110.2734 | 0 | 0 | 3110.2734 |  | 311.0273 | 0 | 0 | 311.0273 |  | 119776.6305 | 0 | 0 | 119776.6305 |  | 74.6466 | 0 | 0 | 74.6466 |  | 920.6409 | 0 | 0 | 920.6409 |  | 124.4109 | 0 | 0 | 124.4109 |  | 124.4109 | 0 | 0 | 124.4109 |  | 0 | 0 | 0 | 0 |  | 0 | 0 | 0 | 0 | 0 | 0 | 0 | 0
| 902 | METER READING EXPENSES | C05 | 31 | 9902132 | 0 | 0 | 9902132 |  | 6432568.5065 | 0 | 0 | 6432568.5065 |  | 2407701.5126 | 0 | 0 | 2407701.5126 |  | 61658.3785 | 0 | 0 | 61658.3785 |  | 322906.6733 | 0 | 0 | 322906.6733 |  | 14832.9118 | 0 | 0 | 14832.9118 |  | 278480.6482 | 0 | 0 | 278480.6482 |  | 93069.2506 | 0 | 0 | 93069.2506 |  | 7271.0352 | 0 | 0 | 7271.0352 |  | 727.1035 | 0 | 0 | 727.1035 |  | 280007.5656 | 0 | 0 | 280007.5656 |  | 174.5048 | 0 | 0 | 174.5048 |  | 2152.2264 | 0 | 0 | 2152.2264 |  | 290.8414 | 0 | 0 | 290.8414 |  | 290.8414 | 0 | 0 | 290.8414 |  | 0 | 0 | 0 | 0 |  | 0 | 0 | 0 | 0 | 0 | 0 | 0 | 0
| 903 | RECORDS AND COLLECTION | C05 | 31 | 21487653 | 0 | 0 | 21487653 |  | 13958690.9129 | 0 | 0 | 13958690.9129 |  | 5224718.7404 | 0 | 0 | 5224718.7404 |  | 133798.8468 | 0 | 0 | 133798.8468 |  | 700708.3472 | 0 | 0 | 700708.3472 |  | 32187.4584 | 0 | 0 | 32187.4584 |  | 604303.7536 | 0 | 0 | 604303.7536 |  | 201960.5234 | 0 | 0 | 201960.5234 |  | 15778.1659 | 0 | 0 | 15778.1659 |  | 1577.8166 | 0 | 0 | 1577.8166 |  | 607617.1685 | 0 | 0 | 607617.1685 |  | 378.676 | 0 | 0 | 378.676 |  | 4670.3371 | 0 | 0 | 4670.3371 |  | 631.1266 | 0 | 0 | 631.1266 |  | 631.1266 | 0 | 0 | 631.1266 |  | 0 | 0 | 0 | 0 |  | 0 | 0 | 0 | 0 | 0 | 0 | 0 | 0
| 904 | UNCOLLECTIBLE ACCOUNTS | C05 | 31 | 4646049 | 0 | 0 | 4646049 |  | 3018140.788 | 0 | 0 | 3018140.788 |  | 1129685.9308 | 0 | 0 | 1129685.9308 |  | 28929.9161 | 0 | 0 | 28929.9161 |  | 151506.7893 | 0 | 0 | 151506.7893 |  | 6959.5553 | 0 | 0 | 6959.5553 |  | 130662.2389 | 0 | 0 | 130662.2389 |  | 43667.7979 | 0 | 0 | 43667.7979 |  | 3411.5467 | 0 | 0 | 3411.5467 |  | 341.1547 | 0 | 0 | 341.1547 |  | 131378.6637 | 0 | 0 | 131378.6637 |  | 81.8771 | 0 | 0 | 81.8771 |  | 1009.8178 | 0 | 0 | 1009.8178 |  | 136.4619 | 0 | 0 | 136.4619 |  | 136.4619 | 0 | 0 | 136.4619 |  | 0 | 0 | 0 | 0 |  | 0 | 0 | 0 | 0 | 0 | 0 | 0 | 0
| 905 | MISC CUST ACCOUNTS | C05 | 31 | 165801 | 0 | 0 | 165801 |  | 107706.7334 | 0 | 0 | 107706.7334 |  | 40314.4816 | 0 | 0 | 40314.4816 |  | 1032.406 | 0 | 0 | 1032.406 |  | 5406.7396 | 0 | 0 | 5406.7396 |  | 248.3618 | 0 | 0 | 248.3618 |  | 4662.8716 | 0 | 0 | 4662.8716 |  | 1558.3487 | 0 | 0 | 1558.3487 |  | 121.746 | 0 | 0 | 121.746 |  | 12.1746 | 0 | 0 | 12.1746 |  | 4688.4382 | 0 | 0 | 4688.4382 |  | 2.9219 | 0 | 0 | 2.9219 |  | 36.0368 | 0 | 0 | 36.0368 |  | 4.8698 | 0 | 0 | 4.8698 |  | 4.8698 | 0 | 0 | 4.8698 |  | 0 | 0 | 0 | 0 |  | 0 | 0 | 0 | 0 | 0 | 0 | 0 | 0
| Total Customer Accounts Expense |  |  |  | 40437392 | 0 | 0 | 40437392 |  | 26268716.0972 | 0 | 0 | 26268716.0972 |  | 9832344.1744 | 0 | 0 | 9832344.1744 |  | 251794.6662 | 0 | 0 | 251794.6662 |  | 1318655.7933 | 0 | 0 | 1318655.7933 |  | 60573.2452 | 0 | 0 | 60573.2452 |  | 1137232.9855 | 0 | 0 | 1137232.9855 |  | 380067.4207 | 0 | 0 | 380067.4207 |  | 29692.7672 | 0 | 0 | 29692.7672 |  | 2969.2767 | 0 | 0 | 2969.2767 |  | 1143468.4666 | 0 | 0 | 1143468.4666 |  | 712.6264 | 0 | 0 | 712.6264 |  | 8789.0591 | 0 | 0 | 8789.0591 |  | 1187.7107 | 0 | 0 | 1187.7107 |  | 1187.7107 | 0 | 0 | 1187.7107 |  | 0 | 0 | 0 | 0 |  | 0 | 0 | 0 | 0 | 0 | 0 | 0 | 0
0
| Customer Service Expense | [90 empty] | 0
| 907 | SUPERVISION | C05 | 31 | 368993 | 0 | 0 | 368993 |  | 239703.2024 | 0 | 0 | 239703.2024 |  | 89720.5778 | 0 | 0 | 89720.5778 |  | 2297.6375 | 0 | 0 | 2297.6375 |  | 12032.7927 | 0 | 0 | 12032.7927 |  | 552.7336 | 0 | 0 | 552.7336 |  | 10377.3016 | 0 | 0 | 10377.3016 |  | 3468.1321 | 0 | 0 | 3468.1321 |  | 270.9478 | 0 | 0 | 270.9478 |  | 27.0948 | 0 | 0 | 27.0948 |  | 10434.2006 | 0 | 0 | 10434.2006 |  | 6.5027 | 0 | 0 | 6.5027 |  | 80.2006 | 0 | 0 | 80.2006 |  | 10.8379 | 0 | 0 | 10.8379 |  | 10.8379 | 0 | 0 | 10.8379 |  | 0 | 0 | 0 | 0 |  | 0 | 0 | 0 | 0 | 0 | 0 | 0 | 0
| 908 | CUSTOMER ASSISTANCE EXPENSES | C05 | 31 | 1252447 | 0 | 0 | 1252447 |  | 813607.729 | 0 | 0 | 813607.729 |  | 304532.2499 | 0 | 0 | 304532.2499 |  | 7798.7095 | 0 | 0 | 7798.7095 |  | 40842.0625 | 0 | 0 | 40842.0625 |  | 1876.1047 | 0 | 0 | 1876.1047 |  | 35222.9452 | 0 | 0 | 35222.9452 |  | 11771.637 | 0 | 0 | 11771.637 |  | 919.6591 | 0 | 0 | 919.6591 |  | 91.9659 | 0 | 0 | 91.9659 |  | 35416.0736 | 0 | 0 | 35416.0736 |  | 22.0718 | 0 | 0 | 22.0718 |  | 272.2191 | 0 | 0 | 272.2191 |  | 36.7864 | 0 | 0 | 36.7864 |  | 36.7864 | 0 | 0 | 36.7864 |  | 0 | 0 | 0 | 0 |  | 0 | 0 | 0 | 0 | 0 | 0 | 0 | 0
| 908 | CUSTOMER ASSISTANCE EXP-INCENTIVES |  |  | 0 | 0 | 0 | 0 |  | 0 |  |  |  |  | 0 |  |  |  |  | 0 |  |  |  |  | 0 |  |  |  |  | 0 |  |  |  |  | 0 |  |  |  |  | 0 |  |  |  |  | 0 |  |  |  |  | 0 |  |  |  |  | 0 |  |  |  |  | 0 |  |  |  |  | 0 |  |  |  |  | 0 |  |  |  |  | 0 |  |  |  |  | 0 |  |  |  |  | 0 |  |  |  | 0 | 0 | 0 | 0
| 909 | INFORMATIONAL AND INSTRUCTIONA | C05 | 31 | 1698677 | 0 | 0 | 1698677 |  | 1103485.2063 | 0 | 0 | 1103485.2063 |  | 413032.9895 | 0 | 0 | 413032.9895 |  | 10577.2847 | 0 | 0 | 10577.2847 |  | 55393.5394 | 0 | 0 | 55393.5394 |  | 2544.5355 | 0 | 0 | 2544.5355 |  | 47772.4062 | 0 | 0 | 47772.4062 |  | 15965.7128 | 0 | 0 | 15965.7128 |  | 1247.3213 | 0 | 0 | 1247.3213 |  | 124.7321 | 0 | 0 | 124.7321 |  | 48034.3437 | 0 | 0 | 48034.3437 |  | 29.9357 | 0 | 0 | 29.9357 |  | 369.2071 | 0 | 0 | 369.2071 |  | 49.8929 | 0 | 0 | 49.8929 |  | 49.8929 | 0 | 0 | 49.8929 |  | 0 | 0 | 0 | 0 |  | 0 | 0 | 0 | 0 | 0 | 0 | 0 | 0
| 909 | INFORM AND INSTRUC -LOAD MGMT |  |  | 0 | 0 | 0 | 0 |  | 0 |  |  |  |  | 0 |  |  |  |  | 0 |  |  |  |  | 0 |  |  |  |  | 0 |  |  |  |  | 0 |  |  |  |  | 0 |  |  |  |  | 0 |  |  |  |  | 0 |  |  |  |  | 0 |  |  |  |  | 0 |  |  |  |  | 0 |  |  |  |  | 0 |  |  |  |  | 0 |  |  |  |  | 0 |  |  |  |  | 0 |  |  |  | 0 | 0 | 0 | 0
| 910 | MISCELLANEOUS CUSTOMER SERVICE | C05 | 31 | 1818935 | 0 | 0 | 1818935 |  | 1181606.5466 | 0 | 0 | 1181606.5466 |  | 442273.6993 | 0 | 0 | 442273.6993 |  | 11326.1046 | 0 | 0 | 11326.1046 |  | 59315.1303 | 0 | 0 | 59315.1303 |  | 2724.6761 | 0 | 0 | 2724.6761 |  | 51154.4582 | 0 | 0 | 51154.4582 |  | 17096.0069 | 0 | 0 | 17096.0069 |  | 1335.6255 | 0 | 0 | 1335.6255 |  | 133.5626 | 0 | 0 | 133.5626 |  | 51434.9396 | 0 | 0 | 51434.9396 |  | 32.055 | 0 | 0 | 32.055 |  | 395.3452 | 0 | 0 | 395.3452 |  | 53.425 | 0 | 0 | 53.425 |  | 53.425 | 0 | 0 | 53.425 |  | 0 | 0 | 0 | 0 |  | 0 | 0 | 0 | 0 | 0 | 0 | 0 | 0
| 911 | DEMONSTRATION AND SELLING EXP |  |  | 0 | 0 | 0 | 0 |  | 0 |  |  |  |  | 0 |  |  |  |  | 0 |  |  |  |  | 0 |  |  |  |  | 0 |  |  |  |  | 0 |  |  |  |  | 0 |  |  |  |  | 0 |  |  |  |  | 0 |  |  |  |  | 0 |  |  |  |  | 0 |  |  |  |  | 0 |  |  |  |  | 0 |  |  |  |  | 0 |  |  |  |  | 0 |  |  |  |  | 0 |  |  |  | 0 | 0 | 0 | 0
| 912 | DEMONSTRATION AND SELLING EXP | C05 | 31 | 121604 | 0 | 0 | 121604 |  | 78995.7214 | 0 | 0 | 78995.7214 |  | 29567.9895 | 0 | 0 | 29567.9895 |  | 757.2011 | 0 | 0 | 757.2011 |  | 3965.4837 | 0 | 0 | 3965.4837 |  | 182.1569 | 0 | 0 | 182.1569 |  | 3419.906 | 0 | 0 | 3419.906 |  | 1142.9451 | 0 | 0 | 1142.9451 |  | 89.2926 | 0 | 0 | 89.2926 |  | 8.9293 | 0 | 0 | 8.9293 |  | 3438.6575 | 0 | 0 | 3438.6575 |  | 2.143 | 0 | 0 | 2.143 |  | 26.4306 | 0 | 0 | 26.4306 |  | 3.5717 | 0 | 0 | 3.5717 |  | 3.5717 | 0 | 0 | 3.5717 |  | 0 | 0 | 0 | 0 |  | 0 | 0 | 0 | 0 | 0 | 0 | 0 | 0
| 913 | ADVERTISING EXPENSES |  |  | 0 | 0 | 0 | 0 |  | 0 |  |  |  |  | 0 |  |  |  |  | 0 |  |  |  |  | 0 |  |  |  |  | 0 |  |  |  |  | 0 |  |  |  |  | 0 |  |  |  |  | 0 |  |  |  |  | 0 |  |  |  |  | 0 |  |  |  |  | 0 |  |  |  |  | 0 |  |  |  |  | 0 |  |  |  |  | 0 |  |  |  |  | 0 |  |  |  |  | 0 |  |  |  | 0 | 0 | 0 | 0
| 916 | MISC SALES EXPENSE |  |  | 0 | 0 | 0 | 0 |  | 0 |  |  |  |  | 0 |  |  |  |  | 0 |  |  |  |  | 0 |  |  |  |  | 0 |  |  |  |  | 0 |  |  |  |  | 0 |  |  |  |  | 0 |  |  |  |  | 0 |  |  |  |  | 0 |  |  |  |  | 0 |  |  |  |  | 0 |  |  |  |  | 0 |  |  |  |  | 0 |  |  |  |  | 0 |  |  |  |  | 0 |  |  |  | 0 | 0 | 0 | 0
| Total Customer Service Expense |  |  |  | 5260656 | 0 | 0 | 5260656 |  | 3417398.4056 | 0 | 0 | 3417398.4056 |  | 1279127.5059 | 0 | 0 | 1279127.5059 |  | 32756.9375 | 0 | 0 | 32756.9375 |  | 171549.0087 | 0 | 0 | 171549.0087 |  | 7880.2067 | 0 | 0 | 7880.2067 |  | 147947.0172 | 0 | 0 | 147947.0172 |  | 49444.4339 | 0 | 0 | 49444.4339 |  | 3862.8464 | 0 | 0 | 3862.8464 |  | 386.2846 | 0 | 0 | 386.2846 |  | 148758.2149 | 0 | 0 | 148758.2149 |  | 92.7083 | 0 | 0 | 92.7083 |  | 1143.4025 | 0 | 0 | 1143.4025 |  | 154.5139 | 0 | 0 | 154.5139 |  | 154.5139 | 0 | 0 | 154.5139 |  | 0 | 0 | 0 | 0 |  | 0 | 0 | 0 | 0 | 0 | 0 | 0 | 0
0
| Sub-Total Prod, Trans, Dist, Cust Acct and Cust Service |  |  |  | 779989121 | 180368013.8093 | 533401831.3546 | 66219275.8362 |  | 304139646.9106 | 75280484.0777 | 185198714.3038 | 43660448.5291 |  | 86948836.7902 | 19694687.5775 | 52178021.5473 | 15076127.6654 |  | 6094102.5588 | 1750261.7559 | 4000702.882 | 343137.9209 |  | 73058342.9135 | 17951795.6623 | 52752920.2326 | 2353627.0187 |  | 3384067.0159 | 785965.6769 | 2380207.7367 | 217893.6023 |  | 73976754.5471 | 17263918.0775 | 55270434.1113 | 1442402.3583 |  | 151842569.9051 | 32473920.8845 | 118674408.2438 | 694240.7768 |  | 50818879.082 | 9346346.8527 | 41307725.8618 | 164806.3675 |  | 22376740.2309 | 4587832.9367 | 17777449.6911 | 11457.6032 |  | 7025598.2096 | 1162293.9412 | 3644720.1426 | 2218584.1258 |  | 177362.8262 | 42285.9579 | 132606.0159 | 2470.8523 |  | 122158.0035 | 18164.7021 | 73532.2265 | 30461.0748 |  | 22109.506 | 9942.6198 | 10046.8563 | 2120.0299 |  | 1952.5006 | 113.0865 | 341.5027 | 1497.9114 |  | 0 | 0 | 0 | 0 |  | 0 | 0 | 0 | 0 | 0 | 0 | 0 | 0
0
| Administrative and General Expense | [90 empty] | 0
| 920 | ADMIN. & GEN. SALARIES- | LBSUB7 | 49 | 32982894 | 16969608.8316 | 7424569.8271 | 8588715.3412 |  | 15347371.6815 | 6891959.7619 | 2563655.7396 | 5891756.18 |  | 4436268.3417 | 1821043.1593 | 723834.7565 | 1891390.426 |  | 252295.2764 | 155780.0908 | 55446.9143 | 41068.2714 |  | 2665860.1834 | 1688298.578 | 732911.3895 | 244650.2158 |  | 116968.1315 | 74297.7858 | 33122.5138 | 9547.8319 |  | 2608470.2267 | 1656404.8945 | 769578.2898 | 182487.0424 |  | 4932331.6786 | 3211899.5965 | 1662792.7447 | 57639.3374 |  | 1513605.6791 | 930017.7552 | 578712.0963 | 4875.8277 |  | 676058.8522 | 425959.3725 | 249628.8308 | 470.6489 |  | 421939.5825 | 107404.9383 | 51823.5206 | 262711.1235 |  | 5921.0202 | 3907.5017 | 1885.4992 | 128.0194 |  | 4461.0436 | 1850.1601 | 1032.0211 | 1578.8625 |  | 1135.605 | 774.4582 | 140.788 | 220.3589 |  | 206.6975 | 10.7789 | 4.7231 | 191.1956 |  | 0 | 0 | 0 | 0 |  | 0 | 0 | 0 | 0 | 0 | 0 | 0 | 0
| 921 | OFFICE SUPPLIES AND EXPENSES | LBSUB7 | 49 | 10307282 | 5303068.4226 | 2320206.7998 | 2684006.7776 |  | 4796113.036 | 2153764.0936 | 801152.3385 | 1841196.604 |  | 1386351.0226 | 569083.0337 | 226201.1622 | 591066.8267 |  | 78843.2501 | 48681.8812 | 17327.3753 | 12833.9937 |  | 833091.6227 | 527599.8384 | 229037.6452 | 76454.1391 |  | 36552.9937 | 23218.3456 | 10350.9137 | 2983.7344 |  | 815157.0391 | 517632.9389 | 240496.1934 | 57027.9069 |  | 1541372.7349 | 1003731.0521 | 519629.1668 | 18012.516 |  | 473007.6315 | 290634.1471 | 180849.7694 | 1523.715 |  | 211271.0073 | 133113.9521 | 78009.9755 | 147.0796 |  | 131857.7522 | 33564.4588 | 16195.0507 | 82098.2426 |  | 1850.3417 | 1221.1094 | 589.2258 | 40.0065 |  | 1394.0934 | 578.1822 | 322.5106 | 493.4006 |  | 354.881 | 242.0212 | 43.9968 | 68.863 |  | 64.5938 | 3.3684 | 1.476 | 59.7494 |  | 0 | 0 | 0 | 0 |  | 0 | 0 | 0 | 0 | 0 | 0 | 0 | 0
| 922 | ADMINISTRATIVE EXPENSES TRANSFERRED | LBSUB7 | 49 | -6211522 | -3195811.095 | -1398236.2743 | -1617474.6308 |  | -2890302.3744 | -1297932.1852 | -482801.9041 | -1109568.285 |  | -835462.7221 | -342948.9737 | -136316.5862 | -356197.1621 |  | -47513.6494 | -29337.3729 | -10442.0712 | -7734.2052 |  | -502049.6133 | -317949.776 | -138025.9482 | -46073.889 |  | -22028.0889 | -13992.1722 | -6237.816 | -1798.1008 |  | -491241.6175 | -311943.3802 | -144931.2628 | -34366.9745 |  | -928884.128 | -604882.7918 | -313146.3757 | -10854.9605 |  | -285050.6379 | -175146.115 | -108986.2799 | -918.243 |  | -127319.1623 | -80219.0376 | -47011.4895 | -88.6352 |  | -79462.0084 | -20227.0952 | -9759.6936 | -49475.2196 |  | -1115.0795 | -735.8824 | -355.0877 | -24.1093 |  | -840.1285 | -348.4324 | -194.356 | -297.3402 |  | -213.8635 | -145.8503 | -26.514 | -41.4992 |  | -38.9264 | -2.0299 | -0.88947 | -36.007 |  | 0 | 0 | 0 | 0 |  | 0 | 0 | 0 | 0 | 0 | 0 | 0 | 0
| 923 | OUTSIDE SERVICES EMPLOYED | LBSUB7 | 49 | 21332833 | 10975684.2829 | 4802098.5733 | 5555050.1438 |  | 9926446.0259 | 4457614.5029 | 1658133.4483 | 3810698.0747 |  | 2869310.7305 | 1177822.9528 | 468165.2853 | 1223322.4924 |  | 163180.7384 | 100756.1878 | 35862.2188 | 26562.3318 |  | 1724237.7244 | 1091965.7814 | 474035.9132 | 158236.0298 |  | 75653.2042 | 48054.6752 | 21423.137 | 6175.3921 |  | 1687118.7753 | 1071337.4331 | 497751.5053 | 118029.8369 |  | 3190156.9341 | 2077407.6921 | 1075468.9973 | 37280.2447 |  | 978977.0776 | 601521.3055 | 374302.1611 | 3153.611 |  | 437264.5588 | 275504.0282 | 161456.122 | 304.4085 |  | 272904.0893 | 69467.8767 | 33518.663 | 169917.5496 |  | 3829.6256 | 2527.3125 | 1219.5121 | 82.801 |  | 2885.335 | 1196.6553 | 667.4955 | 1021.1842 |  | 734.492 | 500.9078 | 91.0595 | 142.5248 |  | 133.6888 | 6.9716 | 3.0548 | 123.6624 |  | 0 | 0 | 0 | 0 |  | 0 | 0 | 0 | 0 | 0 | 0 | 0 | 0
| 924 | PROPERTY INSURANCE | TUP | 56 | 8726372 | 8035078.4747 | 0 | 691293.5253 |  | 3655723.8469 | 3223305.845 | 0 | 432418.0019 |  | 945352.8955 | 851853.1208 | 0 | 93499.7747 |  | 72519.7454 | 71700.0512 | 0 | 819.6942 |  | 810600.9048 | 799607.6237 | 0 | 10993.2811 |  | 35780.1548 | 34744.1696 | 0 | 1035.9852 |  | 790983.5675 | 788746.2045 | 0 | 2237.363 |  | 1528514.8974 | 1526679.6795 | 0 | 1835.2179 |  | 470522.8444 | 469612.9562 | 0 | 909.8882 |  | 215748.9454 | 215692.7785 | 0 | 56.1669 |  | 197298.3568 | 50071.1532 | 0 | 147227.2036 |  | 1839.9621 | 1821.632 | 0 | 18.3301 |  | 1116.971 | 890.988 | 0 | 225.983 |  | 357.0956 | 347.193 | 0 | 9.9026 |  | 11.8122 | 5.0795 | 0 | 6.7326 |  | 0 | 0 | 0 | 0 |  | 0 | 0 | 0 | 0 | 0 | 0 | 0 | 0
| 925 | INJURIES AND DAMAGES - INSURAN | LBSUB7 | 49 | 4777652 | 2458088.8983 | 1075466.9037 | 1244096.1981 |  | 2223103.922 | 998317.047 | 371351.7368 | 853435.1381 |  | 642604.2031 | 263782.5077 | 104849.2158 | 273972.4795 |  | 36545.5812 | 22565.1231 | 8031.6197 | 5948.8385 |  | 386156.2978 | 244554.134 | 106163.9881 | 35438.1757 |  | 16943.1169 | 10762.214 | 4797.8763 | 1383.0265 |  | 377843.2237 | 239934.2567 | 111475.2773 | 26433.6896 |  | 714460.1777 | 465251.4279 | 240859.5523 | 8349.1975 |  | 219249.4449 | 134715.3221 | 83827.8474 | 706.2754 |  | 97928.7605 | 61701.2457 | 36159.3401 | 68.1746 |  | 61118.9694 | 15557.8652 | 7506.7623 | 38054.3419 |  | 857.6741 | 566.0111 | 273.1191 | 18.5439 |  | 646.193 | 268.0002 | 149.4908 | 228.702 |  | 164.4951 | 112.1821 | 20.3935 | 31.9195 |  | 29.9406 | 1.5613 | 0.68415 | 27.6951 |  | 0 | 0 | 0 | 0 |  | 0 | 0 | 0 | 0 | 0 | 0 | 0 | 0
| 926 | EMPLOYEE BENEFITS | LBSUB7 | 49 | 31473418 | 16192987.5545 | 7084781.27 | 8195649.1755 |  | 14644992.7691 | 6576546.3281 | 2446328.9577 | 5622117.4833 |  | 4233240.6574 | 1737702.3541 | 690708.1547 | 1804830.1486 |  | 240748.8771 | 148650.7495 | 52909.3629 | 39188.7647 |  | 2543855.9722 | 1611032.8844 | 699369.3919 | 233453.6959 |  | 111615.0358 | 70897.5164 | 31606.6481 | 9110.8713 |  | 2489092.491 | 1580598.8286 | 734358.2161 | 174135.4462 |  | 4706601.4473 | 3064905.6622 | 1586694.3362 | 55001.4489 |  | 1444334.8793 | 887455.1019 | 552227.0941 | 4652.6834 |  | 645118.7348 | 406465.1629 | 238204.4625 | 449.1094 |  | 402629.3402 | 102489.5062 | 49451.7954 | 250688.0386 |  | 5650.0422 | 3728.6732 | 1799.2085 | 122.1605 |  | 4256.8821 | 1765.4867 | 984.7902 | 1506.6051 |  | 1083.6336 | 739.0148 | 134.3447 | 210.2741 |  | 197.2379 | 10.2856 | 4.5069 | 182.4454 |  | 0 | 0 | 0 | 0 |  | 0 | 0 | 0 | 0 | 0 | 0 | 0 | 0
| 928 | REGULATORY COMMISSION FEES | TUP | 56 | 851305 | 783865.5607 | 0 | 67439.4393 |  | 356635.7232 | 314450.9978 | 0 | 42184.7255 |  | 92224.3112 | 83102.9002 | 0 | 9121.411 |  | 7074.6952 | 6994.7295 | 0 | 79.9656 |  | 79078.5224 | 78006.0681 | 0 | 1072.4543 |  | 3490.5485 | 3389.4825 | 0 | 101.066 |  | 77164.7445 | 76946.4776 | 0 | 218.2669 |  | 149114.9328 | 148935.8974 | 0 | 179.0355 |  | 45902.0599 | 45813.2953 | 0 | 88.7645 |  | 21047.4818 | 21042.0024 | 0 | 5.4794 |  | 19247.5267 | 4884.713 | 0 | 14362.8136 |  | 179.4983 | 177.7101 | 0 | 1.7882 |  | 108.9666 | 86.9207 | 0 | 22.0459 |  | 34.8366 | 33.8706 | 0 | 0.96606 |  | 1.1523 | 0.49554 | 0 | 0.65681 |  | 0 | 0 | 0 | 0 |  | 0 | 0 | 0 | 0 | 0 | 0 | 0 | 0
| 929 | DUPLICATE CHARGES | LBSUB7 | 49 | 0 | 0 | 0 | 0 |  | 0 | 0 | 0 | 0 |  | 0 | 0 | 0 | 0 |  | 0 | 0 | 0 | 0 |  | 0 | 0 | 0 | 0 |  | 0 | 0 | 0 | 0 |  | 0 | 0 | 0 | 0 |  | 0 | 0 | 0 | 0 |  | 0 | 0 | 0 | 0 |  | 0 | 0 | 0 | 0 |  | 0 | 0 | 0 | 0 |  | 0 | 0 | 0 | 0 |  | 0 | 0 | 0 | 0 |  | 0 | 0 | 0 | 0 |  | 0 | 0 | 0 | 0 |  | 0 | 0 | 0 | 0 |  | 0 | 0 | 0 | 0 | 0 | 0 | 0 | 0
| 930 | MISCELLANEOUS GENERAL EXPENSES | LBSUB7 | 49 | 3314333 | 1705215.2715 | 746068.4556 | 863049.2728 |  | 1542202.4649 | 692548.3759 | 257612.5921 | 592041.4969 |  | 445784.732 | 182990.1111 | 72735.5647 | 190059.0562 |  | 25352.2496 | 15653.7839 | 5571.662 | 4126.8036 |  | 267882.751 | 169651.0831 | 73647.6431 | 24584.0248 |  | 11753.709 | 7465.9186 | 3328.3629 | 959.4275 |  | 262115.8396 | 166446.201 | 77332.1687 | 18337.4699 |  | 495632.3617 | 322752.2978 | 167088.0932 | 5791.9708 |  | 152096.8188 | 93454.1565 | 58152.7078 | 489.9545 |  | 67934.735 | 42803.1332 | 25084.308 | 47.2938 |  | 42399.1989 | 10792.7379 | 5207.5602 | 26398.9008 |  | 594.9821 | 392.6509 | 189.4671 | 12.8642 |  | 448.2743 | 185.916 | 103.7041 | 158.6542 |  | 114.1129 | 77.8225 | 14.1473 | 22.1431 |  | 20.7703 | 1.0831 | 0.4746 | 19.2126 |  | 0 | 0 | 0 | 0 |  | 0 | 0 | 0 | 0 | 0 | 0 | 0 | 0
| 931 | RENTS AND LEASES | PT&D | 35 | 3079062 | 2834845.377 | 0 | 244216.623 |  | 1288461.4808 | 1135699.0719 | 0 | 152762.4089 |  | 333312.0233 | 300280.9036 | 0 | 33031.1198 |  | 25509.6557 | 25220.0783 | 0 | 289.5774 |  | 285952.7567 | 282069.1069 | 0 | 3883.6498 |  | 12625.6658 | 12259.6783 | 0 | 365.9875 |  | 279312.7815 | 278522.3774 | 0 | 790.4041 |  | 540570.5484 | 539922.212 | 0 | 648.3363 |  | 166424.6423 | 166103.2017 | 0 | 321.4406 |  | 76059.5819 | 76039.7395 | 0 | 19.8424 |  | 69660.18 | 17648.5103 | 0 | 52011.6697 |  | 648.5433 | 642.0677 | 0 | 6.4756 |  | 395.3891 | 315.5549 | 0 | 79.8341 |  | 124.5795 | 121.0812 | 0 | 3.4984 |  | 4.1717 | 1.7933 | 0 | 2.3785 |  | 0 | 0 | 0 | 0 |  | 0 | 0 | 0 | 0 | 0 | 0 | 0 | 0
| 935 | MAINTENANCE OF GENERAL PLANT | PT&D | 35 | 1672323 | 1539682.2556 | 0 | 132640.7444 |  | 699798.7598 | 616829.3068 | 0 | 82969.453 |  | 181030.8993 | 163090.7924 | 0 | 17940.1069 |  | 13854.9935 | 13697.7161 | 0 | 157.2774 |  | 155308.783 | 153199.4663 | 0 | 2109.3167 |  | 6857.3453 | 6658.5675 | 0 | 198.7779 |  | 151702.4304 | 151273.1402 | 0 | 429.2901 |  | 293598.6872 | 293246.558 | 0 | 352.1292 |  | 90389.7866 | 90215.2034 | 0 | 174.5832 |  | 41310.0445 | 41299.2675 | 0 | 10.7769 |  | 37834.3538 | 9585.3899 | 0 | 28248.964 |  | 352.2416 | 348.7246 | 0 | 3.5171 |  | 214.7466 | 171.3865 | 0 | 43.3601 |  | 67.6626 | 65.7625 | 0 | 1.9001 |  | 2.2658 | 0.97397 | 0 | 1.2918 |  | 0 | 0 | 0 | 0 |  | 0 | 0 | 0 | 0 | 0 | 0 | 0 | 0
| Total Administrative and General Expense |  |  |  | 112305952 | 63602313.8345 | 22054955.5552 | 26648682.6104 |  | 51590547.3358 | 25763103.1457 | 7615432.9089 | 18212011.2812 |  | 14730017.0946 | 6807802.8619 | 2150177.553 | 5772036.6798 |  | 868411.4133 | 580363.0183 | 164707.0817 | 123341.3132 |  | 9249975.9049 | 6328034.7881 | 2177140.0226 | 744801.0941 |  | 406211.8166 | 277756.1814 | 98391.6358 | 30063.9994 |  | 9047719.5017 | 6215899.3722 | 2286060.3878 | 545759.7417 |  | 17163470.2721 | 12049849.2837 | 4939386.5149 | 174234.4736 |  | 5269460.2266 | 3534396.3299 | 1719085.3961 | 15978.5006 |  | 2362423.5399 | 1619401.6451 | 741531.5495 | 1490.3453 |  | 1577427.3414 | 401240.0544 | 153943.6587 | 1022243.6283 |  | 20608.8519 | 14597.5106 | 5600.9441 | 410.3972 |  | 15087.7662 | 6960.8181 | 3065.6564 | 5061.2917 |  | 3957.5306 | 2868.4636 | 418.2157 | 670.8512 |  | 633.4046 | 40.3613 | 14.03 | 579.0132 |  | 0 | 0 | 0 | 0 |  | 0 | 0 | 0 | 0 | 0 | 0 | 0 | 0
0
| Total Operation and Maintenance Expenses |  |  |  | 892295073 | 243970327.6437 | 555456786.9098 | 92867958.4465 |  | 355730194.2464 | 101043587.2234 | 192814147.2127 | 61872459.8102 |  | 101678853.8849 | 26502490.4394 | 54328199.1003 | 20848164.3451 |  | 6962513.9721 | 2330624.7742 | 4165409.9638 | 466479.2341 |  | 82308318.8184 | 24279830.4505 | 54930060.2552 | 3098428.1127 |  | 3790278.8325 | 1063721.8583 | 2478599.3725 | 247957.6017 |  | 83024474.0488 | 23479817.4498 | 57556494.4991 | 1988162.0999 |  | 169006040.1772 | 44523770.1682 | 123613794.7587 | 868475.2504 |  | 56088339.3085 | 12880743.1825 | 43026811.2579 | 180784.8681 |  | 24739163.7708 | 6207234.5817 | 18518981.2406 | 12947.9485 |  | 8603025.551 | 1563533.9956 | 3798663.8013 | 3240827.7541 |  | 197971.6781 | 56883.4685 | 138206.96 | 2881.2495 |  | 137245.7696 | 25125.5202 | 76597.8829 | 35522.3665 |  | 26067.0365 | 12811.0834 | 10465.072 | 2790.8811 |  | 2585.9051 | 153.4479 | 355.5327 | 2076.9246 |  | 0 | 0 | 0 | 0 |  | 0 | 0 | 0 | 0 | 0 | 0 | 0 | 0
0
| Operation and Maintenance Expenses Less Purchase Power |  |  |  | 843751066 | 234397715.3878 | 516485392.1657 | 92867958.4465 |  | 338846593.9782 | 97616556.4458 | 179357577.7222 | 61872459.8102 |  | 96930870.6859 | 25553899.0813 | 50528807.2595 | 20848164.3451 |  | 6599586.9559 | 2258737.3244 | 3874370.3975 | 466479.2341 |  | 77511656.8264 | 23330203.3357 | 51083025.378 | 3098428.1127 |  | 3573745.7757 | 1021048.108 | 2304740.066 | 247957.6017 |  | 78000822.8056 | 22495664.7926 | 53516995.913 | 1988162.0999 |  | 158210663.3257 | 42456353.8507 | 114885834.2247 | 868475.2504 |  | 52334942.9459 | 12164993.1848 | 39989164.893 | 180784.8681 |  | 23123459.3647 | 5901826.116 | 17208685.3002 | 12947.9485 |  | 8274431.91 | 1506960.8116 | 3526643.3442 | 3240827.7541 |  | 186016.6249 | 54825.3568 | 128310.0186 | 2881.2495 |  | 130569.9162 | 23866.7217 | 71180.828 | 35522.3665 |  | 25149.9932 | 12633.0328 | 9726.0793 | 2790.8811 |  | 2554.8917 | 147.2257 | 330.7415 | 2076.9246 |  | 0 | 0 | 0 | 0 |  | 0 | 0 | 0 | 0 | 0 | 0 | 0 | 0
0
Labor Expenses | [91 empty] | 0
0
| Labor - Steam Power Generation Operation Expenses | [90 empty] | 0
| 500 | OPERATION SUPERVISION & ENGINEERING | LBSUB1 | 41 | 4272282 | 3814694.5852 | 457587.4148 | 0 |  | 1523676.8065 | 1365674.8441 | 158001.9624 | 0 |  | 422625.5342 | 378014.5085 | 44611.0256 | 0 |  | 32064.4901 | 28647.2134 | 3417.2768 | 0 |  | 423597.6907 | 378427.2585 | 45170.4322 | 0 |  | 19046.9182 | 17005.5278 | 2041.3904 | 0 |  | 439615.9866 | 392185.7182 | 47430.2685 | 0 |  | 926347.68 | 823867.2601 | 102480.4199 | 0 |  | 320893.9149 | 285227.0172 | 35666.8976 | 0 |  | 137090.5486 | 121705.548 | 15385.0006 | 0 |  | 25738.4262 | 22544.4647 | 3193.9616 | 0 |  | 936.3655 | 820.1594 | 116.2062 | 0 |  | 565.2374 | 501.6324 | 63.605 | 0 |  | 79.6303 | 70.9533 | 8.677 | 0 |  | 2.7706 | 2.4796 | 0.29109 | 0 |  | 0 | 0 | 0 | 0 |  | 0 | 0 | 0 | 0 | 0 | 0 | 0 | 0
| 501 | FUEL | Energy | 2 | 2438484 | 0 | 2438484 | 0 |  | 841992.6875 | 0 | 841992.6875 | 0 |  | 237732.2206 | 0 | 237732.2206 | 0 |  | 18210.673 | 0 | 18210.673 | 0 |  | 240713.299 | 0 | 240713.299 | 0 |  | 10878.5723 | 0 | 10878.5723 | 0 |  | 252755.9697 | 0 | 252755.9697 | 0 |  | 546118.3069 | 0 | 546118.3069 | 0 |  | 190068.9495 | 0 | 190068.9495 | 0 |  | 81986.6907 | 0 | 81986.6907 | 0 |  | 17020.6259 | 0 | 17020.6259 | 0 |  | 619.2628 | 0 | 619.2628 | 0 |  | 338.9512 | 0 | 338.9512 | 0 |  | 46.2396 | 0 | 46.2396 | 0 |  | 1.5512 | 0 | 1.5512 | 0 |  | 0 | 0 | 0 | 0 |  | 0 | 0 | 0 | 0 | 0 | 0 | 0 | 0
| 502 | STEAM EXPENSES | Prod | 36 | 9649494 | 9649494 | 0 | 0 |  | 3454554.7279 | 3454554.7279 | 0 | 0 |  | 956209.9011 | 956209.9011 | 0 | 0 |  | 72464.8087 | 72464.8087 | 0 | 0 |  | 957253.9764 | 957253.9764 | 0 | 0 |  | 43016.4815 | 43016.4815 | 0 | 0 |  | 992056.8081 | 992056.8081 | 0 | 0 |  | 2084020.6224 | 2084020.6224 | 0 | 0 |  | 721498.4922 | 721498.4922 | 0 | 0 |  | 307861.3318 | 307861.3318 | 0 | 0 |  | 57027.5474 | 57027.5474 | 0 | 0 |  | 2074.6413 | 2074.6413 | 0 | 0 |  | 1268.9085 | 1268.9085 | 0 | 0 |  | 179.4806 | 179.4806 | 0 | 0 |  | 6.2722 | 6.2722 | 0 | 0 |  | 0 | 0 | 0 | 0 |  | 0 | 0 | 0 | 0 | 0 | 0 | 0 | 0
| 505 | ELECTRIC EXPENSES | Prod | 36 | 6673009 | 6673009 | 0 | 0 |  | 2388962.0316 | 2388962.0316 | 0 | 0 |  | 661257.1888 | 661257.1888 | 0 | 0 |  | 50112.2982 | 50112.2982 | 0 | 0 |  | 661979.2084 | 661979.2084 | 0 | 0 |  | 29747.6083 | 29747.6083 | 0 | 0 |  | 686046.7512 | 686046.7512 | 0 | 0 |  | 1441183.1718 | 1441183.1718 | 0 | 0 |  | 498944.9117 | 498944.9117 | 0 | 0 |  | 212898.359 | 212898.359 | 0 | 0 |  | 39436.8179 | 39436.8179 | 0 | 0 |  | 1434.697 | 1434.697 | 0 | 0 |  | 877.5007 | 877.5007 | 0 | 0 |  | 124.118 | 124.118 | 0 | 0 |  | 4.3375 | 4.3375 | 0 | 0 |  | 0 | 0 | 0 | 0 |  | 0 | 0 | 0 | 0 | 0 | 0 | 0 | 0
| 506 | MISC. STEAM POWER EXPENSES | Prod | 36 | 4006010 | 4006010 | 0 | 0 |  | 1434166.4739 | 1434166.4739 | 0 | 0 |  | 396972.7766 | 396972.7766 | 0 | 0 |  | 30083.9348 | 30083.9348 | 0 | 0 |  | 397406.2269 | 397406.2269 | 0 | 0 |  | 17858.3929 | 17858.3929 | 0 | 0 |  | 411854.7039 | 411854.7039 | 0 | 0 |  | 865186.035 | 865186.035 | 0 | 0 |  | 299531.7863 | 299531.7863 | 0 | 0 |  | 127809.3518 | 127809.3518 | 0 | 0 |  | 23675.1197 | 23675.1197 | 0 | 0 |  | 861.2922 | 861.2922 | 0 | 0 |  | 526.7903 | 526.7903 | 0 | 0 |  | 74.5118 | 74.5118 | 0 | 0 |  | 2.6039 | 2.6039 | 0 | 0 |  | 0 | 0 | 0 | 0 |  | 0 | 0 | 0 | 0 | 0 | 0 | 0 | 0
| 507 | RENTS |  |  | 0 | 0 | 0 | 0 |  | 0 |  |  |  |  | 0 |  |  |  |  | 0 |  |  |  |  | 0 |  |  |  |  | 0 |  |  |  |  | 0 |  |  |  |  | 0 |  |  |  |  | 0 |  |  |  |  | 0 |  |  |  |  | 0 |  |  |  |  | 0 |  |  |  |  | 0 |  |  |  |  | 0 |  |  |  |  | 0 |  |  |  |  | 0 |  |  |  |  | 0 |  |  |  | 0 | 0 | 0 | 0
| Total Steam Power Operation Expenses |  |  |  | 27039279 | 24143207.5852 | 2896071.4148 | 0 |  | 9643352.7274 | 8643358.0775 | 999994.6499 | 0 |  | 2674797.6213 | 2392454.375 | 282343.2463 | 0 |  | 202936.2049 | 181308.2551 | 21627.9498 | 0 |  | 2680950.4014 | 2395066.6702 | 285883.7312 | 0 |  | 120547.9732 | 107628.0105 | 12919.9627 | 0 |  | 2782330.2196 | 2482143.9814 | 300186.2382 | 0 |  | 5862855.8161 | 5214257.0893 | 648598.7268 | 0 |  | 2030938.0544 | 1805202.2073 | 225735.8471 | 0 |  | 867646.2819 | 770274.5906 | 97371.6913 | 0 |  | 162898.5372 | 142683.9496 | 20214.5875 | 0 |  | 5926.2588 | 5190.7899 | 735.4689 | 0 |  | 3577.3882 | 3174.832 | 402.5562 | 0 |  | 503.9803 | 449.0637 | 54.9166 | 0 |  | 17.5354 | 15.6931 | 1.8423 | 0 |  | 0 | 0 | 0 | 0 |  | 0 | 0 | 0 | 0 | 0 | 0 | 0 | 0
0
| Labor - Steam Power Generation Maintenance Expenses | [90 empty] | 0
| 510 | MAINTENANCE SUPERVISION & ENGINEERING | LBSUB2 | 42 | 11171048 | 1214039.7248 | 9957008.2752 | 0 |  | 3872721.023 | 434630.7352 | 3438090.2878 | 0 |  | 1091031.1891 | 120304.4227 | 970726.7663 | 0 |  | 83476.3165 | 9117.0746 | 74359.2419 | 0 |  | 1103335.1201 | 120435.7818 | 982899.3383 | 0 |  | 49832.304 | 5412.068 | 44420.236 | 0 |  | 1156887.3709 | 124814.4591 | 1032072.9118 | 0 |  | 2492151.5143 | 262198.6006 | 2229952.9137 | 0 |  | 866878.859 | 90774.4832 | 776104.3758 | 0 |  | 373507.6681 | 38733.2109 | 334774.4572 | 0 |  | 76674.8026 | 7174.8537 | 69499.9489 | 0 |  | 2789.6406 | 261.0186 | 2528.6221 | 0 |  | 1543.6783 | 159.6462 | 1384.0321 | 0 |  | 211.3903 | 22.5811 | 188.8092 | 0 |  | 7.1232 | 0.78913 | 6.334 | 0 |  | 0 | 0 | 0 | 0 |  | 0 | 0 | 0 | 0 | 0 | 0 | 0 | 0
| 511 | MAINTENANCE OF STRUCTURES | Prod | 36 | 1477460 | 1477460 | 0 | 0 |  | 528936.173 | 528936.173 | 0 | 0 |  | 146407.8718 | 146407.8718 | 0 | 0 |  | 11095.2819 | 11095.2819 | 0 | 0 |  | 146567.733 | 146567.733 | 0 | 0 |  | 6586.3693 | 6586.3693 | 0 | 0 |  | 151896.4882 | 151896.4882 | 0 | 0 |  | 319090.0071 | 319090.0071 | 0 | 0 |  | 110470.5762 | 110470.5762 | 0 | 0 |  | 47137.4772 | 47137.4772 | 0 | 0 |  | 8731.6413 | 8731.6413 | 0 | 0 |  | 317.6539 | 317.6539 | 0 | 0 |  | 194.286 | 194.286 | 0 | 0 |  | 27.4808 | 27.4808 | 0 | 0 |  | 0.96035 | 0.96035 | 0 | 0 |  | 0 | 0 | 0 | 0 |  | 0 | 0 | 0 | 0 | 0 | 0 | 0 | 0
| 512 | MAINTENANCE OF BOILER PLANT | Energy | 2 | 9693149 | 0 | 9693149 | 0 |  | 3346981.3938 | 0 | 3346981.3938 | 0 |  | 945002.6478 | 0 | 945002.6478 | 0 |  | 72388.7328 | 0 | 72388.7328 | 0 |  | 956852.6484 | 0 | 956852.6484 | 0 |  | 43243.1062 | 0 | 43243.1062 | 0 |  | 1004723.1293 | 0 | 1004723.1293 | 0 |  | 2170859.4849 | 0 | 2170859.4849 | 0 |  | 755537.7224 | 0 | 755537.7224 | 0 |  | 325902.9826 | 0 | 325902.9826 | 0 |  | 67658.2103 | 0 | 67658.2103 | 0 |  | 2461.6139 | 0 | 2461.6139 | 0 |  | 1347.3554 | 0 | 1347.3554 | 0 |  | 183.8057 | 0 | 183.8057 | 0 |  | 6.1662 | 0 | 6.1662 | 0 |  | 0 | 0 | 0 | 0 |  | 0 | 0 | 0 | 0 | 0 | 0 | 0 | 0
| 513 | MAINTENANCE OF ELECTRIC PLANT | Energy | 2 | 1990323 | 0 | 1990323 | 0 |  | 687245.605 | 0 | 687245.605 | 0 |  | 194040.1932 | 0 | 194040.1932 | 0 |  | 14863.793 | 0 | 14863.793 | 0 |  | 196473.389 | 0 | 196473.389 | 0 |  | 8879.2351 | 0 | 8879.2351 | 0 |  | 206302.7766 | 0 | 206302.7766 | 0 |  | 445749.0092 | 0 | 445749.0092 | 0 |  | 155136.7988 | 0 | 155136.7988 | 0 |  | 66918.6249 | 0 | 66918.6249 | 0 |  | 13892.4608 | 0 | 13892.4608 | 0 |  | 505.4505 | 0 | 505.4505 | 0 |  | 276.6565 | 0 | 276.6565 | 0 |  | 37.7414 | 0 | 37.7414 | 0 |  | 1.2661 | 0 | 1.2661 | 0 |  | 0 | 0 | 0 | 0 |  | 0 | 0 | 0 | 0 | 0 | 0 | 0 | 0
| 514 | MAINTENANCE OF MISC STEAM PLANT | Energy | 2 | 433991 | 0 | 433991 | 0 |  | 149854.2736 | 0 | 149854.2736 | 0 |  | 42310.5684 | 0 | 42310.5684 | 0 |  | 3241.058 | 0 | 3241.058 | 0 |  | 42841.1281 | 0 | 42841.1281 | 0 |  | 1936.122 | 0 | 1936.122 | 0 |  | 44984.4313 | 0 | 44984.4313 | 0 |  | 97195.8111 | 0 | 97195.8111 | 0 |  | 33827.6624 | 0 | 33827.6624 | 0 |  | 14591.6421 | 0 | 14591.6421 | 0 |  | 3029.2585 | 0 | 3029.2585 | 0 |  | 110.2137 | 0 | 110.2137 | 0 |  | 60.3251 | 0 | 60.3251 | 0 |  | 8.2295 | 0 | 8.2295 | 0 |  | 0.27608 | 0 | 0.27608 | 0 |  | 0 | 0 | 0 | 0 |  | 0 | 0 | 0 | 0 | 0 | 0 | 0 | 0
| Total Steam Power Generation Maintenance Expense |  |  |  | 24765971 | 2691499.7248 | 22074471.2752 | 0 |  | 8585738.4685 | 963566.9082 | 7622171.5602 | 0 |  | 2418792.4704 | 266712.2945 | 2152080.1759 | 0 |  | 185065.1822 | 20212.3565 | 164852.8257 | 0 |  | 2446070.0185 | 267003.5148 | 2179066.5037 | 0 |  | 110477.1366 | 11998.4372 | 98478.6994 | 0 |  | 2564794.1964 | 276710.9473 | 2288083.249 | 0 |  | 5525045.8266 | 581288.6076 | 4943757.2189 | 0 |  | 1921851.6188 | 201245.0594 | 1720606.5594 | 0 |  | 828058.395 | 85870.6881 | 742187.7069 | 0 |  | 169986.3735 | 15906.495 | 154079.8785 | 0 |  | 6184.5727 | 578.6725 | 5605.9002 | 0 |  | 3422.3013 | 353.9322 | 3068.3691 | 0 |  | 468.6477 | 50.0619 | 418.5858 | 0 |  | 15.7919 | 1.7495 | 14.0424 | 0 |  | 0 | 0 | 0 | 0 |  | 0 | 0 | 0 | 0 | 0 | 0 | 0 | 0
0
| Total Steam Power Generation Expense |  |  |  | 51805250 | 26834707.31 | 24970542.69 | 0 |  | 18229091.1959 | 9606924.9857 | 8622166.2101 | 0 |  | 5093590.0917 | 2659166.6695 | 2434423.4221 | 0 |  | 388001.3871 | 201520.6116 | 186480.7755 | 0 |  | 5127020.42 | 2662070.185 | 2464950.2349 | 0 |  | 231025.1098 | 119626.4477 | 111398.6621 | 0 |  | 5347124.4159 | 2758854.9287 | 2588269.4872 | 0 |  | 11387901.6427 | 5795545.6969 | 5592355.9457 | 0 |  | 3952789.6733 | 2006447.2667 | 1946342.4065 | 0 |  | 1695704.6769 | 856145.2787 | 839559.3981 | 0 |  | 332884.9106 | 158590.4447 | 174294.466 | 0 |  | 12110.8315 | 5769.4624 | 6341.3691 | 0 |  | 6999.6895 | 3528.7642 | 3470.9253 | 0 |  | 972.628 | 499.1256 | 473.5024 | 0 |  | 33.3273 | 17.4426 | 15.8847 | 0 |  | 0 | 0 | 0 | 0 |  | 0 | 0 | 0 | 0 | 0 | 0 | 0 | 0
0
| Labor - Hydraulic Power Generation Operation Expenses | [90 empty] | 0
| 535 | OPERATION SUPERVISION & ENGINEERING |  |  | 0 | 0 | 0 | 0 |  | 0 |  |  |  |  | 0 |  |  |  |  | 0 |  |  |  |  | 0 |  |  |  |  | 0 |  |  |  |  | 0 |  |  |  |  | 0 |  |  |  |  | 0 |  |  |  |  | 0 |  |  |  |  | 0 |  |  |  |  | 0 |  |  |  |  | 0 |  |  |  |  | 0 |  |  |  |  | 0 |  |  |  |  | 0 |  |  |  |  | 0 |  |  |  | 0 | 0 | 0 | 0
| 536 | WATER FOR POWER |  |  | 0 | 0 | 0 | 0 |  | 0 |  |  |  |  | 0 |  |  |  |  | 0 |  |  |  |  | 0 |  |  |  |  | 0 |  |  |  |  | 0 |  |  |  |  | 0 |  |  |  |  | 0 |  |  |  |  | 0 |  |  |  |  | 0 |  |  |  |  | 0 |  |  |  |  | 0 |  |  |  |  | 0 |  |  |  |  | 0 |  |  |  |  | 0 |  |  |  |  | 0 |  |  |  | 0 | 0 | 0 | 0
| 537 | HYDRAULIC EXPENSES |  |  | 0 | 0 | 0 | 0 |  | 0 |  |  |  |  | 0 |  |  |  |  | 0 |  |  |  |  | 0 |  |  |  |  | 0 |  |  |  |  | 0 |  |  |  |  | 0 |  |  |  |  | 0 |  |  |  |  | 0 |  |  |  |  | 0 |  |  |  |  | 0 |  |  |  |  | 0 |  |  |  |  | 0 |  |  |  |  | 0 |  |  |  |  | 0 |  |  |  |  | 0 |  |  |  | 0 | 0 | 0 | 0
| 538 | ELECTRIC EXPENSES |  |  | 0 | 0 | 0 | 0 |  | 0 |  |  |  |  | 0 |  |  |  |  | 0 |  |  |  |  | 0 |  |  |  |  | 0 |  |  |  |  | 0 |  |  |  |  | 0 |  |  |  |  | 0 |  |  |  |  | 0 |  |  |  |  | 0 |  |  |  |  | 0 |  |  |  |  | 0 |  |  |  |  | 0 |  |  |  |  | 0 |  |  |  |  | 0 |  |  |  |  | 0 |  |  |  | 0 | 0 | 0 | 0
| 539 | MISC. HYDRAULIC POWER EXPENSES |  |  | 0 | 0 | 0 | 0 |  | 0 |  |  |  |  | 0 |  |  |  |  | 0 |  |  |  |  | 0 |  |  |  |  | 0 |  |  |  |  | 0 |  |  |  |  | 0 |  |  |  |  | 0 |  |  |  |  | 0 |  |  |  |  | 0 |  |  |  |  | 0 |  |  |  |  | 0 |  |  |  |  | 0 |  |  |  |  | 0 |  |  |  |  | 0 |  |  |  |  | 0 |  |  |  | 0 | 0 | 0 | 0
| 540 | RENTS |  |  | 0 | 0 | 0 | 0 |  | 0 |  |  |  |  | 0 |  |  |  |  | 0 |  |  |  |  | 0 |  |  |  |  | 0 |  |  |  |  | 0 |  |  |  |  | 0 |  |  |  |  | 0 |  |  |  |  | 0 |  |  |  |  | 0 |  |  |  |  | 0 |  |  |  |  | 0 |  |  |  |  | 0 |  |  |  |  | 0 |  |  |  |  | 0 |  |  |  |  | 0 |  |  |  | 0 | 0 | 0 | 0
| Total Hydraulic Power Operation Expenses |  |  |  | 0 | 0 | 0 | 0 |  | 0 | 0 | 0 | 0 |  | 0 | 0 | 0 | 0 |  | 0 | 0 | 0 | 0 |  | 0 | 0 | 0 | 0 |  | 0 | 0 | 0 | 0 |  | 0 | 0 | 0 | 0 |  | 0 | 0 | 0 | 0 |  | 0 | 0 | 0 | 0 |  | 0 | 0 | 0 | 0 |  | 0 | 0 | 0 | 0 |  | 0 | 0 | 0 | 0 |  | 0 | 0 | 0 | 0 |  | 0 | 0 | 0 | 0 |  | 0 | 0 | 0 | 0 |  | 0 | 0 | 0 | 0 |  | 0 | 0 | 0 | 0 | 0 | 0 | 0 | 0
0
| Labor - Hydraulic Power Generation Maintenance Expenses | [90 empty] | 0
| 541 | MAINTENANCE SUPERVISION & ENGINEERING | LBSUB4 | 44 | 160360 | 104959.7642 | 55400.2358 | 0 |  | 56705.3274 | 37575.9858 | 19129.3416 | 0 |  | 15801.9842 | 10400.9149 | 5401.0693 | 0 |  | 1201.947 | 788.2164 | 413.7307 | 0 |  | 15881.0683 | 10412.2715 | 5468.7968 | 0 |  | 715.0519 | 467.9002 | 247.1517 | 0 |  | 16533.2257 | 10790.8299 | 5742.3958 | 0 |  | 35075.7043 | 22668.3713 | 12407.333 | 0 |  | 12166.1062 | 7847.9049 | 4318.2012 | 0 |  | 5211.3448 | 3348.6785 | 1862.6663 | 0 |  | 1006.9956 | 620.3017 | 386.6938 | 0 |  | 36.6355 | 22.5664 | 14.0691 | 0 |  | 21.5029 | 13.8022 | 7.7007 | 0 |  | 3.0028 | 1.9523 | 1.0505 | 0 |  | 0.10347 | 0.068224 | 0.035242 | 0 |  | 0 | 0 | 0 | 0 |  | 0 | 0 | 0 | 0 | 0 | 0 | 0 | 0
| 542 | MAINTENANCE OF STRUCTURES | Prod | 36 | 43386 | 43386 | 0 | 0 |  | 15532.3493 | 15532.3493 | 0 | 0 |  | 4299.3055 | 4299.3055 | 0 | 0 |  | 325.8159 | 325.8159 | 0 | 0 |  | 4303.9999 | 4303.9999 | 0 | 0 |  | 193.4105 | 193.4105 | 0 | 0 |  | 4460.4802 | 4460.4802 | 0 | 0 |  | 9370.1617 | 9370.1617 | 0 | 0 |  | 3243.9974 | 3243.9974 | 0 | 0 |  | 1384.2044 | 1384.2044 | 0 | 0 |  | 256.4069 | 256.4069 | 0 | 0 |  | 9.328 | 9.328 | 0 | 0 |  | 5.7053 | 5.7053 | 0 | 0 |  | 0.80698 | 0.80698 | 0 | 0 |  | 0.028201 | 0.028201 | 0 | 0 |  | 0 | 0 | 0 | 0 |  | 0 | 0 | 0 | 0 | 0 | 0 | 0 | 0
| 543 | MAINT. OF RESERVES, DAMS, AND WATERWAYS | Prod | 36 | 911 | 911 | 0 | 0 |  | 326.1414 | 326.1414 | 0 | 0 |  | 90.2749 | 90.2749 | 0 | 0 |  | 6.8413 | 6.8413 | 0 | 0 |  | 90.3735 | 90.3735 | 0 | 0 |  | 4.0611 | 4.0611 | 0 | 0 |  | 93.6592 | 93.6592 | 0 | 0 |  | 196.7505 | 196.7505 | 0 | 0 |  | 68.116 | 68.116 | 0 | 0 |  | 29.0649 | 29.0649 | 0 | 0 |  | 5.3839 | 5.3839 | 0 | 0 |  | 0.19587 | 0.19587 | 0 | 0 |  | 0.1198 | 0.1198 | 0 | 0 |  | 0.016945 | 0.016945 | 0 | 0 |  | 0.00059215 | 0.00059215 | 0 | 0 |  | 0 | 0 | 0 | 0 |  | 0 | 0 | 0 | 0 | 0 | 0 | 0 | 0
| 544 | MAINTENANCE OF ELECTRIC PLANT | Energy | 2 | 22712 | 0 | 22712 | 0 |  | 7842.3061 | 0 | 7842.3061 | 0 |  | 2214.234 | 0 | 2214.234 | 0 |  | 169.6139 | 0 | 169.6139 | 0 |  | 2241.9997 | 0 | 2241.9997 | 0 |  | 101.3228 | 0 | 101.3228 | 0 |  | 2354.165 | 0 | 2354.165 | 0 |  | 5086.537 | 0 | 5086.537 | 0 |  | 1770.2991 | 0 | 1770.2991 | 0 |  | 763.6227 | 0 | 763.6227 | 0 |  | 158.5298 | 0 | 158.5298 | 0 |  | 5.7678 | 0 | 5.7678 | 0 |  | 3.157 | 0 | 3.157 | 0 |  | 0.43067 | 0 | 0.43067 | 0 |  | 0.014448 | 0 | 0.014448 | 0 |  | 0 | 0 | 0 | 0 |  | 0 | 0 | 0 | 0 | 0 | 0 | 0 | 0
| 545 | MAINTENANCE OF MISC HYDRAULIC PLANT | Energy | 2 | 669 | 0 | 669 | 0 |  | 231.0014 | 0 | 231.0014 | 0 |  | 65.222 | 0 | 65.222 | 0 |  | 4.9961 | 0 | 4.9961 | 0 |  | 66.0399 | 0 | 66.0399 | 0 |  | 2.9845 | 0 | 2.9845 | 0 |  | 69.3438 | 0 | 69.3438 | 0 |  | 149.828 | 0 | 149.828 | 0 |  | 52.1456 | 0 | 52.1456 | 0 |  | 22.4931 | 0 | 22.4931 | 0 |  | 4.6696 | 0 | 4.6696 | 0 |  | 0.1699 | 0 | 0.1699 | 0 |  | 0.092992 | 0 | 0.092992 | 0 |  | 0.012686 | 0 | 0.012686 | 0 |  | 0.00042558 | 0 | 0.00042558 | 0 |  | 0 | 0 | 0 | 0 |  | 0 | 0 | 0 | 0 | 0 | 0 | 0 | 0
| Total Hydraulic Power Generation Maint. Expense |  |  |  | 228038 | 149256.7642 | 78781.2358 | 0 |  | 80637.1256 | 53434.4765 | 27202.6491 | 0 |  | 22471.0206 | 14790.4953 | 7680.5253 | 0 |  | 1709.2143 | 1120.8736 | 588.3407 | 0 |  | 22583.4813 | 14806.6449 | 7776.8364 | 0 |  | 1016.8309 | 665.3718 | 351.4591 | 0 |  | 23510.8739 | 15344.9693 | 8165.9046 | 0 |  | 49878.9814 | 32235.2835 | 17643.6979 | 0 |  | 17300.6643 | 11160.0184 | 6140.6459 | 0 |  | 7410.7299 | 4761.9477 | 2648.7821 | 0 |  | 1431.9859 | 882.0926 | 549.8933 | 0 |  | 52.097 | 32.0902 | 20.0068 | 0 |  | 30.5779 | 19.6273 | 10.9507 | 0 |  | 4.2701 | 2.7762 | 1.4939 | 0 |  | 0.14713 | 0.097017 | 0.050116 | 0 |  | 0 | 0 | 0 | 0 |  | 0 | 0 | 0 | 0 | 0 | 0 | 0 | 0
0
| Total Hydraulic Power Generation Expense |  |  |  | 228038 | 149256.7642 | 78781.2358 | 0 |  | 80637.1256 | 53434.4765 | 27202.6491 | 0 |  | 22471.0206 | 14790.4953 | 7680.5253 | 0 |  | 1709.2143 | 1120.8736 | 588.3407 | 0 |  | 22583.4813 | 14806.6449 | 7776.8364 | 0 |  | 1016.8309 | 665.3718 | 351.4591 | 0 |  | 23510.8739 | 15344.9693 | 8165.9046 | 0 |  | 49878.9814 | 32235.2835 | 17643.6979 | 0 |  | 17300.6643 | 11160.0184 | 6140.6459 | 0 |  | 7410.7299 | 4761.9477 | 2648.7821 | 0 |  | 1431.9859 | 882.0926 | 549.8933 | 0 |  | 52.097 | 32.0902 | 20.0068 | 0 |  | 30.5779 | 19.6273 | 10.9507 | 0 |  | 4.2701 | 2.7762 | 1.4939 | 0 |  | 0.14713 | 0.097017 | 0.050116 | 0 |  | 0 | 0 | 0 | 0 |  | 0 | 0 | 0 | 0 | 0 | 0 | 0 | 0
0
0
| Labor - Other Power Generation Operation Expense | [87 empty] | 0 | 0 | 0 | 0
| 546 | OPERATION SUPERVISION & ENGINEERING | Prod | 36 | 527544 | 527544 | 0 | 0 |  | 188862.7134 | 188862.7134 | 0 | 0 |  | 52276.606 | 52276.606 | 0 | 0 |  | 3961.6974 | 3961.6974 | 0 | 0 |  | 52333.6863 | 52333.6863 | 0 | 0 |  | 2351.7385 | 2351.7385 | 0 | 0 |  | 54236.3793 | 54236.3793 | 0 | 0 |  | 113934.7385 | 113934.7385 | 0 | 0 |  | 39444.7834 | 39444.7834 | 0 | 0 |  | 16830.9756 | 16830.9756 | 0 | 0 |  | 3117.7324 | 3117.7324 | 0 | 0 |  | 113.422 | 113.422 | 0 | 0 |  | 69.372 | 69.372 | 0 | 0 |  | 9.8123 | 9.8123 | 0 | 0 |  | 0.3429 | 0.3429 | 0 | 0 |  | 0 | 0 | 0 | 0 |  | 0 | 0 | 0 | 0 | 0 | 0 | 0 | 0
| 547 | FUEL | Energy | 2 | 0 | 0 | 0 | 0 |  | 0 | 0 | 0 | 0 |  | 0 | 0 | 0 | 0 |  | 0 | 0 | 0 | 0 |  | 0 | 0 | 0 | 0 |  | 0 | 0 | 0 | 0 |  | 0 | 0 | 0 | 0 |  | 0 | 0 | 0 | 0 |  | 0 | 0 | 0 | 0 |  | 0 | 0 | 0 | 0 |  | 0 | 0 | 0 | 0 |  | 0 | 0 | 0 | 0 |  | 0 | 0 | 0 | 0 |  | 0 | 0 | 0 | 0 |  | 0 | 0 | 0 | 0 |  | 0 | 0 | 0 | 0 |  | 0 | 0 | 0 | 0 | 0 | 0 | 0 | 0
| 548 | GENERATION EXPENSE | Prod | 36 | 383627 | 383627 | 0 | 0 |  | 137339.8923 | 137339.8923 | 0 | 0 |  | 38015.2509 | 38015.2509 | 0 | 0 |  | 2880.9238 | 2880.9238 | 0 | 0 |  | 38056.7594 | 38056.7594 | 0 | 0 |  | 1710.1709 | 1710.1709 | 0 | 0 |  | 39440.3869 | 39440.3869 | 0 | 0 |  | 82852.6946 | 82852.6946 | 0 | 0 |  | 28684.0224 | 28684.0224 | 0 | 0 |  | 12239.3899 | 12239.3899 | 0 | 0 |  | 2267.1973 | 2267.1973 | 0 | 0 |  | 82.4798 | 82.4798 | 0 | 0 |  | 50.447 | 50.447 | 0 | 0 |  | 7.1355 | 7.1355 | 0 | 0 |  | 0.24936 | 0.24936 | 0 | 0 |  | 0 | 0 | 0 | 0 |  | 0 | 0 | 0 | 0 | 0 | 0 | 0 | 0
| 549 | MISC OTHER POWER GENERATION | Prod | 36 | 2757670 | 2757670 | 0 | 0 |  | 987256.1127 | 987256.1127 | 0 | 0 |  | 273269.3919 | 273269.3919 | 0 | 0 |  | 20709.2754 | 20709.2754 | 0 | 0 |  | 273567.7719 | 273567.7719 | 0 | 0 |  | 12293.4177 | 12293.4177 | 0 | 0 |  | 283513.8607 | 283513.8607 | 0 | 0 |  | 595579.535 | 595579.535 | 0 | 0 |  | 206192.6508 | 206192.6508 | 0 | 0 |  | 87981.8111 | 87981.8111 | 0 | 0 |  | 16297.5547 | 16297.5547 | 0 | 0 |  | 592.8991 | 592.8991 | 0 | 0 |  | 362.6336 | 362.6336 | 0 | 0 |  | 51.2927 | 51.2927 | 0 | 0 |  | 1.7925 | 1.7925 | 0 | 0 |  | 0 | 0 | 0 | 0 |  | 0 | 0 | 0 | 0 | 0 | 0 | 0 | 0
| 550 | RENTS |  |  | 0 | 0 | 0 | 0 |  | 0 |  |  |  |  | 0 |  |  |  |  | 0 |  |  |  |  | 0 |  |  |  |  | 0 |  |  |  |  | 0 |  |  |  |  | 0 |  |  |  |  | 0 |  |  |  |  | 0 |  |  |  |  | 0 |  |  |  |  | 0 |  |  |  |  | 0 |  |  |  |  | 0 |  |  |  |  | 0 |  |  |  |  | 0 |  |  |  |  | 0 |  |  |  | 0 | 0 | 0 | 0
| Total Other Power Generation Expenses |  |  |  | 3668841 | 3668841 | 0 | 0 |  | 1313458.7184 | 1313458.7184 | 0 | 0 |  | 363561.2489 | 363561.2489 | 0 | 0 |  | 27551.8966 | 27551.8966 | 0 | 0 |  | 363958.2175 | 363958.2175 | 0 | 0 |  | 16355.3271 | 16355.3271 | 0 | 0 |  | 377190.627 | 377190.627 | 0 | 0 |  | 792366.9681 | 792366.9681 | 0 | 0 |  | 274321.4566 | 274321.4566 | 0 | 0 |  | 117052.1767 | 117052.1767 | 0 | 0 |  | 21682.4845 | 21682.4845 | 0 | 0 |  | 788.8009 | 788.8009 | 0 | 0 |  | 482.4526 | 482.4526 | 0 | 0 |  | 68.2404 | 68.2404 | 0 | 0 |  | 2.3847 | 2.3847 | 0 | 0 |  | 0 | 0 | 0 | 0 |  | 0 | 0 | 0 | 0 | 0 | 0 | 0 | 0
0
| Labor -Other Power Generation Maintenance Expense | [90 empty] | 0
| 551 | MAINTENANCE SUPERVISION & ENGINEERING | Prod | 36 | 732436 | 732436 | 0 | 0 |  | 262214.8111 | 262214.8111 | 0 | 0 |  | 72580.2363 | 72580.2363 | 0 | 0 |  | 5500.3749 | 5500.3749 | 0 | 0 |  | 72659.4859 | 72659.4859 | 0 | 0 |  | 3265.1266 | 3265.1266 | 0 | 0 |  | 75301.163 | 75301.163 | 0 | 0 |  | 158185.6757 | 158185.6757 | 0 | 0 |  | 54764.6819 | 54764.6819 | 0 | 0 |  | 23367.9323 | 23367.9323 | 0 | 0 |  | 4328.6237 | 4328.6237 | 0 | 0 |  | 157.4737 | 157.4737 | 0 | 0 |  | 96.3153 | 96.3153 | 0 | 0 |  | 13.6233 | 13.6233 | 0 | 0 |  | 0.47608 | 0.47608 | 0 | 0 |  | 0 | 0 | 0 | 0 |  | 0 | 0 | 0 | 0 | 0 | 0 | 0 | 0
| 552 | MAINTENANCE OF STRUCTURES | Prod | 36 | 351927 | 351927 | 0 | 0 |  | 125991.1744 | 125991.1744 | 0 | 0 |  | 34873.9615 | 34873.9615 | 0 | 0 |  | 2642.8663 | 2642.8663 | 0 | 0 |  | 34912.04 | 34912.04 | 0 | 0 |  | 1568.8555 | 1568.8555 | 0 | 0 |  | 36181.3351 | 36181.3351 | 0 | 0 |  | 76006.3818 | 76006.3818 | 0 | 0 |  | 26313.7943 | 26313.7943 | 0 | 0 |  | 11228.0203 | 11228.0203 | 0 | 0 |  | 2079.8535 | 2079.8535 | 0 | 0 |  | 75.6643 | 75.6643 | 0 | 0 |  | 46.2784 | 46.2784 | 0 | 0 |  | 6.5458 | 6.5458 | 0 | 0 |  | 0.22875 | 0.22875 | 0 | 0 |  | 0 | 0 | 0 | 0 |  | 0 | 0 | 0 | 0 | 0 | 0 | 0 | 0
| 553 | MAINTENANCE OF GENERATING & ELEC PLANT | Prod | 36 | 1277077 | 1277077 | 0 | 0 |  | 457198.314 | 457198.314 | 0 | 0 |  | 126551.0577 | 126551.0577 | 0 | 0 |  | 9590.4656 | 9590.4656 | 0 | 0 |  | 126689.2374 | 126689.2374 | 0 | 0 |  | 5693.0818 | 5693.0818 | 0 | 0 |  | 131295.2713 | 131295.2713 | 0 | 0 |  | 275812.8876 | 275812.8876 | 0 | 0 |  | 95487.8183 | 95487.8183 | 0 | 0 |  | 40744.3775 | 40744.3775 | 0 | 0 |  | 7547.3977 | 7547.3977 | 0 | 0 |  | 274.5716 | 274.5716 | 0 | 0 |  | 167.9356 | 167.9356 | 0 | 0 |  | 23.7536 | 23.7536 | 0 | 0 |  | 0.8301 | 0.8301 | 0 | 0 |  | 0 | 0 | 0 | 0 |  | 0 | 0 | 0 | 0 | 0 | 0 | 0 | 0
| 554 | MAINTENANCE OF MISC OTHER POWER GEN PLT | Prod | 36 | 1287143 | 1287143 | 0 | 0 |  | 460801.9795 | 460801.9795 | 0 | 0 |  | 127548.541 | 127548.541 | 0 | 0 |  | 9666.0583 | 9666.0583 | 0 | 0 |  | 127687.8098 | 127687.8098 | 0 | 0 |  | 5737.9551 | 5737.9551 | 0 | 0 |  | 132330.1487 | 132330.1487 | 0 | 0 |  | 277986.8619 | 277986.8619 | 0 | 0 |  | 96240.4592 | 96240.4592 | 0 | 0 |  | 41065.5272 | 41065.5272 | 0 | 0 |  | 7606.8868 | 7606.8868 | 0 | 0 |  | 276.7358 | 276.7358 | 0 | 0 |  | 169.2593 | 169.2593 | 0 | 0 |  | 23.9409 | 23.9409 | 0 | 0 |  | 0.83664 | 0.83664 | 0 | 0 |  | 0 | 0 | 0 | 0 |  | 0 | 0 | 0 | 0 | 0 | 0 | 0 | 0
| Total Other Power Generation Maintenance Expense |  |  |  | 3648583 | 3648583 | 0 | 0 |  | 1306206.2791 | 1306206.2791 | 0 | 0 |  | 361553.7965 | 361553.7965 | 0 | 0 |  | 27399.7651 | 27399.7651 | 0 | 0 |  | 361948.5732 | 361948.5732 | 0 | 0 |  | 16265.019 | 16265.019 | 0 | 0 |  | 375107.9181 | 375107.9181 | 0 | 0 |  | 787991.8071 | 787991.8071 | 0 | 0 |  | 272806.7537 | 272806.7537 | 0 | 0 |  | 116405.8573 | 116405.8573 | 0 | 0 |  | 21562.7617 | 21562.7617 | 0 | 0 |  | 784.4454 | 784.4454 | 0 | 0 |  | 479.7887 | 479.7887 | 0 | 0 |  | 67.8636 | 67.8636 | 0 | 0 |  | 2.3716 | 2.3716 | 0 | 0 |  | 0 | 0 | 0 | 0 |  | 0 | 0 | 0 | 0 | 0 | 0 | 0 | 0
0
| Total Other Power Generation Expense |  |  |  | 7317424 | 7317424 | 0 | 0 |  | 2619664.9975 | 2619664.9975 | 0 | 0 |  | 725115.0453 | 725115.0453 | 0 | 0 |  | 54951.6618 | 54951.6618 | 0 | 0 |  | 725906.7907 | 725906.7907 | 0 | 0 |  | 32620.3461 | 32620.3461 | 0 | 0 |  | 752298.5451 | 752298.5451 | 0 | 0 |  | 1580358.7751 | 1580358.7751 | 0 | 0 |  | 547128.2103 | 547128.2103 | 0 | 0 |  | 233458.0339 | 233458.0339 | 0 | 0 |  | 43245.2463 | 43245.2463 | 0 | 0 |  | 1573.2462 | 1573.2462 | 0 | 0 |  | 962.2413 | 962.2413 | 0 | 0 |  | 136.1041 | 136.1041 | 0 | 0 |  | 4.7563 | 4.7563 | 0 | 0 |  | 0 | 0 | 0 | 0 |  | 0 | 0 | 0 | 0 | 0 | 0 | 0 | 0
0
| Total Production Expense |  |  |  | 59350712 | 34301388.0742 | 25049323.9258 | 0 |  | 20929393.3189 | 12280024.4597 | 8649368.8592 | 0 |  | 5841176.1577 | 3399072.2102 | 2442103.9475 | 0 |  | 444662.2631 | 257593.1469 | 187069.1162 | 0 |  | 5875510.6919 | 3402783.6206 | 2472727.0714 | 0 |  | 264662.2867 | 152912.1655 | 111750.1212 | 0 |  | 6122933.8349 | 3526498.4431 | 2596435.3918 | 0 |  | 13018139.3992 | 7408139.7556 | 5609999.6437 | 0 |  | 4517218.5478 | 2564735.4954 | 1952483.0524 | 0 |  | 1936573.4407 | 1094365.2604 | 842208.1803 | 0 |  | 377562.1428 | 202717.7835 | 174844.3593 | 0 |  | 13736.1747 | 7374.7988 | 6361.3759 | 0 |  | 7992.5087 | 4510.6328 | 3481.876 | 0 |  | 1113.0021 | 638.0059 | 474.9963 | 0 |  | 38.2307 | 22.2959 | 15.9348 | 0 |  | 0 | 0 | 0 | 0 |  | 0 | 0 | 0 | 0 | 0 | 0 | 0 | 0
0
| Labor - Purchased Power | [90 empty] | 0
| 555 | PURCHASED POWER |  |  | 0 | 0 | 0 | 0 |  | 0 |  |  |  |  | 0 |  |  |  |  | 0 |  |  |  |  | 0 |  |  |  |  | 0 |  |  |  |  | 0 |  |  |  |  | 0 |  |  |  |  | 0 |  |  |  |  | 0 |  |  |  |  | 0 |  |  |  |  | 0 |  |  |  |  | 0 |  |  |  |  | 0 |  |  |  |  | 0 |  |  |  |  | 0 |  |  |  |  | 0 |  |  |  | 0 | 0 | 0 | 0
| 556 | SYSTEM CONTROL AND LOAD DISPATCH | Prod | 36 | 2263912 | 2263912 | 0 | 0 |  | 810488.913 | 810488.913 | 0 | 0 |  | 224340.7861 | 224340.7861 | 0 | 0 |  | 17001.3008 | 17001.3008 | 0 | 0 |  | 224585.7414 | 224585.7414 | 0 | 0 |  | 10092.2938 | 10092.2938 | 0 | 0 |  | 232750.9932 | 232750.9932 | 0 | 0 |  | 488941.6269 | 488941.6269 | 0 | 0 |  | 169274.0671 | 169274.0671 | 0 | 0 |  | 72228.7576 | 72228.7576 | 0 | 0 |  | 13379.4942 | 13379.4942 | 0 | 0 |  | 486.7411 | 486.7411 | 0 | 0 |  | 297.7044 | 297.7044 | 0 | 0 |  | 42.1088 | 42.1088 | 0 | 0 |  | 1.4715 | 1.4715 | 0 | 0 |  | 0 | 0 | 0 | 0 |  | 0 | 0 | 0 | 0 | 0 | 0 | 0 | 0
| 557 | OTHER EXPENSES |  |  | 0 | 0 | 0 | 0 |  | 0 |  |  |  |  | 0 |  |  |  |  | 0 |  |  |  |  | 0 |  |  |  |  | 0 |  |  |  |  | 0 |  |  |  |  | 0 |  |  |  |  | 0 |  |  |  |  | 0 |  |  |  |  | 0 |  |  |  |  | 0 |  |  |  |  | 0 |  |  |  |  | 0 |  |  |  |  | 0 |  |  |  |  | 0 |  |  |  |  | 0 |  |  |  | 0 | 0 | 0 | 0
| Total Purchased Power Labor |  |  |  | 2263912 | 2263912 | 0 | 0 |  | 810488.913 | 810488.913 | 0 | 0 |  | 224340.7861 | 224340.7861 | 0 | 0 |  | 17001.3008 | 17001.3008 | 0 | 0 |  | 224585.7414 | 224585.7414 | 0 | 0 |  | 10092.2938 | 10092.2938 | 0 | 0 |  | 232750.9932 | 232750.9932 | 0 | 0 |  | 488941.6269 | 488941.6269 | 0 | 0 |  | 169274.0671 | 169274.0671 | 0 | 0 |  | 72228.7576 | 72228.7576 | 0 | 0 |  | 13379.4942 | 13379.4942 | 0 | 0 |  | 486.7411 | 486.7411 | 0 | 0 |  | 297.7044 | 297.7044 | 0 | 0 |  | 42.1088 | 42.1088 | 0 | 0 |  | 1.4715 | 1.4715 | 0 | 0 |  | 0 | 0 | 0 | 0 |  | 0 | 0 | 0 | 0 | 0 | 0 | 0 | 0
0
Labor Expenses (Continued) | [91 empty] | 0
0
| Transmission Labor Expenses | [90 empty] | 0
| 560 | OPERATION SUPERVISION AND ENG | Trans | 38 | 1591418 | 1591418 | 0 | 0 |  | 703640.8395 | 703640.8395 | 0 | 0 |  | 180610.1133 | 180610.1133 | 0 | 0 |  | 18484.4141 | 18484.4141 | 0 | 0 |  | 161119.9998 | 161119.9998 | 0 | 0 |  | 6923.4579 | 6923.4579 | 0 | 0 |  | 142537.2021 | 142537.2021 | 0 | 0 |  | 232141.0557 | 232141.0557 | 0 | 0 |  | 80501.4996 | 80501.4996 | 0 | 0 |  | 53942.1795 | 53942.1795 | 0 | 0 |  | 10864.5485 | 10864.5485 | 0 | 0 |  | 395.2857 | 395.2857 | 0 | 0 |  | 106.4996 | 106.4996 | 0 | 0 |  | 149.9688 | 149.9688 | 0 | 0 |  | 0.9358 | 0.9358 | 0 | 0 |  | 0 | 0 | 0 | 0 |  | 0 | 0 | 0 | 0 | 0 | 0 | 0 | 0
| 561 | LOAD DISPATCHING | Trans | 38 | 4089959 | 4089959 | 0 | 0 |  | 1808363.4748 | 1808363.4748 | 0 | 0 |  | 464169.6641 | 464169.6641 | 0 | 0 |  | 47505.1155 | 47505.1155 | 0 | 0 |  | 414079.8918 | 414079.8918 | 0 | 0 |  | 17793.3509 | 17793.3509 | 0 | 0 |  | 366321.9296 | 366321.9296 | 0 | 0 |  | 596604.6632 | 596604.6632 | 0 | 0 |  | 206889.5997 | 206889.5997 | 0 | 0 |  | 138631.9009 | 138631.9009 | 0 | 0 |  | 27921.9902 | 27921.9902 | 0 | 0 |  | 1015.888 | 1015.888 | 0 | 0 |  | 273.705 | 273.705 | 0 | 0 |  | 385.4213 | 385.4213 | 0 | 0 |  | 2.405 | 2.405 | 0 | 0 |  | 0 | 0 | 0 | 0 |  | 0 | 0 | 0 | 0 | 0 | 0 | 0 | 0
| 562 | STATION EXPENSES | Trans | 38 | 424026 | 424026 | 0 | 0 |  | 187481.8625 | 187481.8625 | 0 | 0 |  | 48122.7333 | 48122.7333 | 0 | 0 |  | 4925.0871 | 4925.0871 | 0 | 0 |  | 42929.6822 | 42929.6822 | 0 | 0 |  | 1844.7235 | 1844.7235 | 0 | 0 |  | 37978.3813 | 37978.3813 | 0 | 0 |  | 61852.9156 | 61852.9156 | 0 | 0 |  | 21449.254 | 21449.254 | 0 | 0 |  | 14372.6454 | 14372.6454 | 0 | 0 |  | 2894.8089 | 2894.8089 | 0 | 0 |  | 105.3221 | 105.3221 | 0 | 0 |  | 28.3763 | 28.3763 | 0 | 0 |  | 39.9585 | 39.9585 | 0 | 0 |  | 0.24934 | 0.24934 | 0 | 0 |  | 0 | 0 | 0 | 0 |  | 0 | 0 | 0 | 0 | 0 | 0 | 0 | 0
| 563 | OVERHEAD LINE EXPENSES | Trans | 38 | 45989 | 45989 | 0 | 0 |  | 20333.9026 | 20333.9026 | 0 | 0 |  | 5219.2941 | 5219.2941 | 0 | 0 |  | 534.165 | 534.165 | 0 | 0 |  | 4656.0663 | 4656.0663 | 0 | 0 |  | 200.075 | 200.075 | 0 | 0 |  | 4119.0582 | 4119.0582 | 0 | 0 |  | 6708.4418 | 6708.4418 | 0 | 0 |  | 2326.3426 | 2326.3426 | 0 | 0 |  | 1558.828 | 1558.828 | 0 | 0 |  | 313.9651 | 313.9651 | 0 | 0 |  | 11.423 | 11.423 | 0 | 0 |  | 3.0776 | 3.0776 | 0 | 0 |  | 4.3338 | 4.3338 | 0 | 0 |  | 0.027043 | 0.027043 | 0 | 0 |  | 0 | 0 | 0 | 0 |  | 0 | 0 | 0 | 0 | 0 | 0 | 0 | 0
| 566 | MISC. TRANSMISSION EXPENSES | Trans | 38 | 0 | 0 | 0 | 0 |  | 0 | 0 | 0 | 0 |  | 0 | 0 | 0 | 0 |  | 0 | 0 | 0 | 0 |  | 0 | 0 | 0 | 0 |  | 0 | 0 | 0 | 0 |  | 0 | 0 | 0 | 0 |  | 0 | 0 | 0 | 0 |  | 0 | 0 | 0 | 0 |  | 0 | 0 | 0 | 0 |  | 0 | 0 | 0 | 0 |  | 0 | 0 | 0 | 0 |  | 0 | 0 | 0 | 0 |  | 0 | 0 | 0 | 0 |  | 0 | 0 | 0 | 0 |  | 0 | 0 | 0 | 0 |  | 0 | 0 | 0 | 0 | 0 | 0 | 0 | 0
| 568 | MAINTENACE SUPERVISION AND ENG | Trans | 38 | 393950 | 393950 | 0 | 0 |  | 174183.8466 | 174183.8466 | 0 | 0 |  | 44709.4064 | 44709.4064 | 0 | 0 |  | 4575.7525 | 4575.7525 | 0 | 0 |  | 39884.6965 | 39884.6965 | 0 | 0 |  | 1713.878 | 1713.878 | 0 | 0 |  | 35284.5894 | 35284.5894 | 0 | 0 |  | 57465.7123 | 57465.7123 | 0 | 0 |  | 19927.8667 | 19927.8667 | 0 | 0 |  | 13353.1992 | 13353.1992 | 0 | 0 |  | 2689.4813 | 2689.4813 | 0 | 0 |  | 97.8516 | 97.8516 | 0 | 0 |  | 26.3636 | 26.3636 | 0 | 0 |  | 37.1243 | 37.1243 | 0 | 0 |  | 0.23165 | 0.23165 | 0 | 0 |  | 0 | 0 | 0 | 0 |  | 0 | 0 | 0 | 0 | 0 | 0 | 0 | 0
| 570 | MAINT OF STATION EQUIPMENT | Trans | 38 | 0 | 0 | 0 | 0 |  | 0 | 0 | 0 | 0 |  | 0 | 0 | 0 | 0 |  | 0 | 0 | 0 | 0 |  | 0 | 0 | 0 | 0 |  | 0 | 0 | 0 | 0 |  | 0 | 0 | 0 | 0 |  | 0 | 0 | 0 | 0 |  | 0 | 0 | 0 | 0 |  | 0 | 0 | 0 | 0 |  | 0 | 0 | 0 | 0 |  | 0 | 0 | 0 | 0 |  | 0 | 0 | 0 | 0 |  | 0 | 0 | 0 | 0 |  | 0 | 0 | 0 | 0 |  | 0 | 0 | 0 | 0 |  | 0 | 0 | 0 | 0 | 0 | 0 | 0 | 0
| 571 | MAINT OF OVERHEAD LINES | Trans | 38 | 0 | 0 | 0 | 0 |  | 0 | 0 | 0 | 0 |  | 0 | 0 | 0 | 0 |  | 0 | 0 | 0 | 0 |  | 0 | 0 | 0 | 0 |  | 0 | 0 | 0 | 0 |  | 0 | 0 | 0 | 0 |  | 0 | 0 | 0 | 0 |  | 0 | 0 | 0 | 0 |  | 0 | 0 | 0 | 0 |  | 0 | 0 | 0 | 0 |  | 0 | 0 | 0 | 0 |  | 0 | 0 | 0 | 0 |  | 0 | 0 | 0 | 0 |  | 0 | 0 | 0 | 0 |  | 0 | 0 | 0 | 0 |  | 0 | 0 | 0 | 0 | 0 | 0 | 0 | 0
| 572 | UNDERGROUND LINES | Trans | 38 | 1126679 | 1126679 | 0 | 0 |  | 498157.8425 | 498157.8425 | 0 | 0 |  | 127866.8595 | 127866.8595 | 0 | 0 |  | 13086.4432 | 13086.4432 | 0 | 0 |  | 114068.4096 | 114068.4096 | 0 | 0 |  | 4901.6127 | 4901.6127 | 0 | 0 |  | 100912.3136 | 100912.3136 | 0 | 0 |  | 164349.3114 | 164349.3114 | 0 | 0 |  | 56992.7883 | 56992.7883 | 0 | 0 |  | 38189.5397 | 38189.5397 | 0 | 0 |  | 7691.7935 | 7691.7935 | 0 | 0 |  | 279.8511 | 279.8511 | 0 | 0 |  | 75.3987 | 75.3987 | 0 | 0 |  | 106.1737 | 106.1737 | 0 | 0 |  | 0.66252 | 0.66252 | 0 | 0 |  | 0 | 0 | 0 | 0 |  | 0 | 0 | 0 | 0 | 0 | 0 | 0 | 0
| 573 | MISC PLANT | Trans | 38 | 309102 | 309102 | 0 | 0 |  | 136668.5502 | 136668.5502 | 0 | 0 |  | 35080.0024 | 35080.0024 | 0 | 0 |  | 3590.238 | 3590.238 | 0 | 0 |  | 31294.4268 | 31294.4268 | 0 | 0 |  | 1344.7471 | 1344.7471 | 0 | 0 |  | 27685.0798 | 27685.0798 | 0 | 0 |  | 45088.8859 | 45088.8859 | 0 | 0 |  | 15635.8509 | 15635.8509 | 0 | 0 |  | 10477.2194 | 10477.2194 | 0 | 0 |  | 2110.2273 | 2110.2273 | 0 | 0 |  | 76.7766 | 76.7766 | 0 | 0 |  | 20.6855 | 20.6855 | 0 | 0 |  | 29.1285 | 29.1285 | 0 | 0 |  | 0.18176 | 0.18176 | 0 | 0 |  | 0 | 0 | 0 | 0 |  | 0 | 0 | 0 | 0 | 0 | 0 | 0 | 0
| Total Transmission Labor Expenses |  |  |  | 7981123 | 7981123 | 0 | 0 |  | 3528830.3186 | 3528830.3186 | 0 | 0 |  | 905778.0731 | 905778.0731 | 0 | 0 |  | 92701.2153 | 92701.2153 | 0 | 0 |  | 808033.1731 | 808033.1731 | 0 | 0 |  | 34721.845 | 34721.845 | 0 | 0 |  | 714838.5541 | 714838.5541 | 0 | 0 |  | 1164210.9857 | 1164210.9857 | 0 | 0 |  | 403723.2017 | 403723.2017 | 0 | 0 |  | 270525.5121 | 270525.5121 | 0 | 0 |  | 54486.8147 | 54486.8147 | 0 | 0 |  | 1982.398 | 1982.398 | 0 | 0 |  | 534.1065 | 534.1065 | 0 | 0 |  | 752.1089 | 752.1089 | 0 | 0 |  | 4.6931 | 4.6931 | 0 | 0 |  | 0 | 0 | 0 | 0 |  | 0 | 0 | 0 | 0 | 0 | 0 | 0 | 0
0
| Distribution Operation Labor Expense | [90 empty] | 0
| 580 | OPERATION SUPERVISION AND ENGI | FO23 | 54 | 1268655 | 603818.8295 | 0 | 664836.1705 |  | 823404.628 | 313930.6194 | 0 | 509474.0086 |  | 188664.8513 | 76469.9139 | 0 | 112194.9374 |  | 8476.2972 | 7499.9139 | 0 | 976.3832 |  | 74553.9746 | 60823.1171 | 0 | 13730.8575 |  | 2667.3384 | 2512.4066 | 0 | 154.9318 |  | 57473.1039 | 53734.5442 | 0 | 3738.5597 |  | 84514.5466 | 84240.0893 | 0 | 274.4572 |  | 136.074 | 0 | 0 | 136.074 |  | 8.3998 | 0 | 0 | 8.3998 |  | 28429.1897 | 4349.7421 | 0 | 24079.4476 |  | 162.2831 | 158.257 | 0 | 4.0261 |  | 92.2801 | 42.6383 | 0 | 49.6418 |  | 69.5812 | 57.213 | 0 | 12.3683 |  | 2.4522 | 0.37466 | 0 | 2.0775 |  | 0 | 0 | 0 | 0 |  | 0 | 0 | 0 | 0 | 0 | 0 | 0 | 0
| 581 | LOAD DISPATCHING | Acct362 | 50 | 335815 | 335815 | 0 | 0 |  | 162180.7228 | 162180.7228 | 0 | 0 |  | 41628.4517 | 41628.4517 | 0 | 0 |  | 4260.4344 | 4260.4344 | 0 | 0 |  | 37136.2158 | 37136.2158 | 0 | 0 |  | 1595.7735 | 1595.7735 | 0 | 0 |  | 32853.1051 | 32853.1051 | 0 | 0 |  | 53505.7121 | 53505.7121 | 0 | 0 |  | 0 | 0 | 0 | 0 |  | 0 | 0 | 0 | 0 |  | 2504.1473 | 2504.1473 | 0 | 0 |  | 91.1086 | 91.1086 | 0 | 0 |  | 24.5469 | 24.5469 | 0 | 0 |  | 34.566 | 34.566 | 0 | 0 |  | 0.21569 | 0.21569 | 0 | 0 |  | 0 | 0 | 0 | 0 |  | 0 | 0 | 0 | 0 | 0 | 0 | 0 | 0
| 582 | STATION EXPENSES | Acct362 | 50 | 1155025 | 1155025 | 0 | 0 |  | 557815.4323 | 557815.4323 | 0 | 0 |  | 143179.7343 | 143179.7343 | 0 | 0 |  | 14653.6285 | 14653.6285 | 0 | 0 |  | 127728.8317 | 127728.8317 | 0 | 0 |  | 5488.6122 | 5488.6122 | 0 | 0 |  | 112997.209 | 112997.209 | 0 | 0 |  | 184031.1932 | 184031.1932 | 0 | 0 |  | 0 | 0 | 0 | 0 |  | 0 | 0 | 0 | 0 |  | 8612.935 | 8612.935 | 0 | 0 |  | 313.3651 | 313.3651 | 0 | 0 |  | 84.4282 | 84.4282 | 0 | 0 |  | 118.8887 | 118.8887 | 0 | 0 |  | 0.74186 | 0.74186 | 0 | 0 |  | 0 | 0 | 0 | 0 |  | 0 | 0 | 0 | 0 | 0 | 0 | 0 | 0
| 583 | OVERHEAD LINE EXPENSES | Acct365 | 51 | 3066624 | 2488520.7873 | 0 | 578103.2127 |  | 1778952.8244 | 1314165.7682 | 0 | 464787.0562 |  | 405404.0139 | 318419.4371 | 0 | 86984.5768 |  | 31533.0841 | 31087.5698 | 0 | 445.5144 |  | 243884.1695 | 239217.8269 | 0 | 4666.3426 |  | 10279.3853 | 10279.3853 | 0 | 0 |  | 212432.4733 | 211627.6054 | 0 | 804.8679 |  | 344664.0947 | 344664.0947 | 0 | 0 |  | 0 | 0 | 0 | 0 |  | 0 | 0 | 0 | 0 |  | 38235.4168 | 18003.391 | 0 | 20232.0258 |  | 667.6277 | 655.0188 | 0 | 12.6089 |  | 331.9878 | 176.4781 | 0 | 155.5097 |  | 226.8645 | 222.6615 | 0 | 4.203 |  | 12.0581 | 1.5507 | 0 | 10.5074 |  | 0 | 0 | 0 | 0 |  | 0 | 0 | 0 | 0 | 0 | 0 | 0 | 0
| 584 | UNDERGROUND LINE EXPENSES | Acct367 | 52 | 28983 | 20412.6944 | 0 | 8570.3056 |  | 17741.4916 | 10851.0834 | 0 | 6890.4082 |  | 3907.7557 | 2618.2206 | 0 | 1289.5351 |  | 261.3008 | 254.6961 | 0 | 6.6047 |  | 2008.5808 | 1939.4029 | 0 | 69.1779 |  | 83.3377 | 83.3377 | 0 | 0 |  | 1727.6537 | 1715.7216 | 0 | 11.9321 |  | 2794.284 | 2794.284 | 0 | 0 |  | 0 | 0 | 0 | 0 |  | 0 | 0 | 0 | 0 |  | 447.2631 | 147.3259 | 0 | 299.9372 |  | 5.5471 | 5.3602 | 0 | 0.18693 |  | 3.7496 | 1.4442 | 0 | 2.3054 |  | 1.8675 | 1.8052 | 0 | 0.062308 |  | 0.16846 | 0.01269 | 0 | 0.15577 |  | 0 | 0 | 0 | 0 |  | 0 | 0 | 0 | 0 | 0 | 0 | 0 | 0
| 585 | STREET LIGHTING EXPENSE |  |  | 0 | 0 | 0 | 0 |  | 0 |  |  |  |  | 0 |  |  |  |  | 0 |  |  |  |  | 0 |  |  |  |  | 0 |  |  |  |  | 0 |  |  |  |  | 0 |  |  |  |  | 0 |  |  |  |  | 0 |  |  |  |  | 0 |  |  |  |  | 0 |  |  |  |  | 0 |  |  |  |  | 0 |  |  |  |  | 0 |  |  |  |  | 0 |  |  |  |  | 0 |  |  |  | 0 | 0 | 0 | 0
| 586 | METER EXPENSES | C02 | 28 | 5005004 | 0 | 0 | 5005004 |  | 3958275.3143 | 0 | 0 | 3958275.3143 |  | 889848.5523 | 0 | 0 | 889848.5523 |  | 8051.1061 | 0 | 0 | 8051.1061 |  | 115640.6004 | 0 | 0 | 115640.6004 |  | 0 | 0 | 0 | 0 |  | 33084.2622 | 0 | 0 | 33084.2622 |  | 0 | 0 | 0 | 0 |  | 0 | 0 | 0 | 0 |  | 0 | 0 | 0 | 0 |  | 0 | 0 | 0 | 0 |  | 0 | 0 | 0 | 0 |  | 0 | 0 | 0 | 0 |  | 104.1647 | 0 | 0 | 104.1647 |  | 0 | 0 | 0 | 0 |  | 0 | 0 | 0 | 0 |  | 0 | 0 | 0 | 0 | 0 | 0 | 0 | 0
| 586 | METER EXPENSES - LOAD MANAGEMENT |  |  | 0 | 0 | 0 | 0 |  | 0 |  |  |  |  | 0 |  |  |  |  | 0 |  |  |  |  | 0 |  |  |  |  | 0 |  |  |  |  | 0 |  |  |  |  | 0 |  |  |  |  | 0 |  |  |  |  | 0 |  |  |  |  | 0 |  |  |  |  | 0 |  |  |  |  | 0 |  |  |  |  | 0 |  |  |  |  | 0 |  |  |  |  | 0 |  |  |  |  | 0 |  |  |  | 0 | 0 | 0 | 0
| 587 | CUSTOMER INSTALLATIONS EXPENSE |  |  | 0 | 0 | 0 | 0 |  | 0 |  |  |  |  | 0 |  |  |  |  | 0 |  |  |  |  | 0 |  |  |  |  | 0 |  |  |  |  | 0 |  |  |  |  | 0 |  |  |  |  | 0 |  |  |  |  | 0 |  |  |  |  | 0 |  |  |  |  | 0 |  |  |  |  | 0 |  |  |  |  | 0 |  |  |  |  | 0 |  |  |  |  | 0 |  |  |  |  | 0 |  |  |  | 0 | 0 | 0 | 0
| 588 | MISCELLANEOUS DISTRIBUTION EXP | Distplt | 37 | 3043460 | 2013837.1298 | 0 | 1029622.8702 |  | 1725564.8488 | 1081515.0379 | 0 | 644049.8109 |  | 395000.6402 | 255740.6835 | 0 | 139259.9567 |  | 25658.4007 | 24437.5359 | 0 | 1220.8648 |  | 216106.7221 | 199733.1655 | 0 | 16373.5566 |  | 9117.7044 | 7574.6926 | 0 | 1543.0117 |  | 179296.966 | 175964.6041 | 0 | 3332.3618 |  | 256710.1236 | 253976.7228 | 0 | 2733.4009 |  | 1355.2011 | 0 | 0 | 1355.2011 |  | 83.6559 | 0 | 0 | 83.6559 |  | 233334.9606 | 14052.5712 | 0 | 219282.3894 |  | 538.577 | 511.2758 | 0 | 27.3012 |  | 474.3327 | 137.7502 | 0 | 336.5825 |  | 206.6289 | 191.8798 | 0 | 14.7491 |  | 11.2381 | 1.2104 | 0 | 10.0277 |  | 0 | 0 | 0 | 0 |  | 0 | 0 | 0 | 0 | 0 | 0 | 0 | 0
| 589 | RENTS |  |  | 0 | 0 | 0 | 0 |  | 0 |  |  |  |  | 0 |  |  |  |  | 0 |  |  |  |  | 0 |  |  |  |  | 0 |  |  |  |  | 0 |  |  |  |  | 0 |  |  |  |  | 0 |  |  |  |  | 0 |  |  |  |  | 0 |  |  |  |  | 0 |  |  |  |  | 0 |  |  |  |  | 0 |  |  |  |  | 0 |  |  |  |  | 0 |  |  |  |  | 0 |  |  |  | 0 | 0 | 0 | 0
| Total Distribution Operation Labor Expense |  |  |  | 13903566 | 6617429.441 | 0 | 7286136.559 |  | 9023935.2621 | 3440458.664 | 0 | 5583476.5981 |  | 2067633.9995 | 838056.4411 | 0 | 1229577.5584 |  | 92894.2518 | 82193.7786 | 0 | 10700.4732 |  | 817059.0948 | 666578.5599 | 0 | 150480.5349 |  | 29232.1514 | 27534.2079 | 0 | 1697.9435 |  | 629864.7732 | 588892.7895 | 0 | 40971.9837 |  | 926219.9543 | 923212.0962 | 0 | 3007.8581 |  | 1491.2751 | 0 | 0 | 1491.2751 |  | 92.0556 | 0 | 0 | 92.0556 |  | 311563.9125 | 47670.1125 | 0 | 263893.7999 |  | 1778.5085 | 1734.3854 | 0 | 44.1231 |  | 1011.3253 | 467.2858 | 0 | 544.0395 |  | 762.5615 | 627.0141 | 0 | 135.5474 |  | 26.8744 | 4.106 | 0 | 22.7684 |  | 0 | 0 | 0 | 0 |  | 0 | 0 | 0 | 0 | 0 | 0 | 0 | 0
0
| Distribution Maintenance Labor Expense | [90 empty] | 0
| 590 | MAINTENANCE SUPERVISION AND EN |  |  | 0 | 0 | 0 | 0 |  | 0 |  |  |  |  | 0 |  |  |  |  | 0 |  |  |  |  | 0 |  |  |  |  | 0 |  |  |  |  | 0 |  |  |  |  | 0 |  |  |  |  | 0 |  |  |  |  | 0 |  |  |  |  | 0 |  |  |  |  | 0 |  |  |  |  | 0 |  |  |  |  | 0 |  |  |  |  | 0 |  |  |  |  | 0 |  |  |  |  | 0 |  |  |  | 0 | 0 | 0 | 0
| 591 | MAINTENANCE OF STRUCTURES |  |  | 0 | 0 | 0 | 0 |  | 0 |  |  |  |  | 0 |  |  |  |  | 0 |  |  |  |  | 0 |  |  |  |  | 0 |  |  |  |  | 0 |  |  |  |  | 0 |  |  |  |  | 0 |  |  |  |  | 0 |  |  |  |  | 0 |  |  |  |  | 0 |  |  |  |  | 0 |  |  |  |  | 0 |  |  |  |  | 0 |  |  |  |  | 0 |  |  |  |  | 0 |  |  |  | 0 | 0 | 0 | 0
| 592 | MAINTENANCE OF STATION EQUIPME | Acct362 | 50 | 622340 | 622340 | 0 | 0 |  | 300557.0062 | 300557.0062 | 0 | 0 |  | 77146.7941 | 77146.7941 | 0 | 0 |  | 7895.534 | 7895.534 | 0 | 0 |  | 68821.6801 | 68821.6801 | 0 | 0 |  | 2957.3238 | 2957.3238 | 0 | 0 |  | 60884.122 | 60884.122 | 0 | 0 |  | 99158.0033 | 99158.0033 | 0 | 0 |  | 0 | 0 | 0 | 0 |  | 0 | 0 | 0 | 0 |  | 4640.7428 | 4640.7428 | 0 | 0 |  | 168.8445 | 168.8445 | 0 | 0 |  | 45.4908 | 45.4908 | 0 | 0 |  | 64.0585 | 64.0585 | 0 | 0 |  | 0.39972 | 0.39972 | 0 | 0 |  | 0 | 0 | 0 | 0 |  | 0 | 0 | 0 | 0 | 0 | 0 | 0 | 0
| 593 | MAINTENANCE OF OVERHEAD LINES | Acct365 | 51 | 6481662 | 5259774.4696 | 0 | 1221887.5304 |  | 3760021.0922 | 2777640.2719 | 0 | 982380.8202 |  | 856867.9406 | 673016.0481 | 0 | 183851.8925 |  | 66648.7947 | 65707.1489 | 0 | 941.6458 |  | 515477.2003 | 505614.3493 | 0 | 9862.851 |  | 21726.6613 | 21726.6613 | 0 | 0 |  | 449000.4284 | 447299.2476 | 0 | 1701.1808 |  | 728487.1458 | 728487.1458 | 0 | 0 |  | 0 | 0 | 0 | 0 |  | 0 | 0 | 0 | 0 |  | 80814.9444 | 38052.2343 | 0 | 42762.7101 |  | 1411.1078 | 1384.4574 | 0 | 26.6504 |  | 701.6943 | 373.0066 | 0 | 328.6877 |  | 479.5041 | 470.6206 | 0 | 8.8835 |  | 25.4862 | 3.2776 | 0 | 22.2086 |  | 0 | 0 | 0 | 0 |  | 0 | 0 | 0 | 0 | 0 | 0 | 0 | 0
| 594 | MAINTENANCE OF UNDERGROUND LIN | Acct367 | 52 | 248892 | 175294.3568 | 0 | 73597.6432 |  | 152355.3572 | 93183.8612 | 0 | 59171.4959 |  | 33557.9177 | 22484.013 | 0 | 11073.9046 |  | 2243.925 | 2187.2071 | 0 | 56.7179 |  | 17248.7218 | 16654.6552 | 0 | 594.0666 |  | 715.6641 | 715.6641 | 0 | 0 |  | 14836.255 | 14733.7882 | 0 | 102.4668 |  | 23995.961 | 23995.961 | 0 | 0 |  | 0 | 0 | 0 | 0 |  | 0 | 0 | 0 | 0 |  | 3840.8792 | 1265.1636 | 0 | 2575.7155 |  | 47.6358 | 46.0305 | 0 | 1.6052 |  | 32.1995 | 12.4018 | 0 | 19.7978 |  | 16.0371 | 15.502 | 0 | 0.53507 |  | 1.4467 | 0.10897 | 0 | 1.3377 |  | 0 | 0 | 0 | 0 |  | 0 | 0 | 0 | 0 | 0 | 0 | 0 | 0
| 595 | MAINTENANCE OF LINE TRANSFORME | Acct368 | 53 | 53407 | 29170.9703 | 0 | 24236.0297 |  | 39425.4536 | 19940.018 | 0 | 19485.4356 |  | 7366.2761 | 3719.5903 | 0 | 3646.6858 |  | 288.293 | 269.6155 | 0 | 18.6775 |  | 2943.7538 | 2748.125 | 0 | 195.6288 |  | 0 | 0 | 0 | 0 |  | 2379.1214 | 2345.3786 | 0 | 33.7428 |  | 0 | 0 | 0 | 0 |  | 0 | 0 | 0 | 0 |  | 0 | 0 | 0 | 0 |  | 986.7679 | 138.5734 | 0 | 848.1945 |  | 5.5703 | 5.0417 | 0 | 0.52861 |  | 7.8779 | 1.3584 | 0 | 6.5195 |  | 3.4336 | 3.2573 | 0 | 0.1762 |  | 0.45244 | 0.011936 | 0 | 0.44051 |  | 0 | 0 | 0 | 0 |  | 0 | 0 | 0 | 0 | 0 | 0 | 0 | 0
| 596 | MAINTENANCE OF ST LIGHTS & SIG SYSTEMS |  |  | 0 | 0 | 0 | 0 |  | 0 |  |  |  |  | 0 |  |  |  |  | 0 |  |  |  |  | 0 |  |  |  |  | 0 |  |  |  |  | 0 |  |  |  |  | 0 |  |  |  |  | 0 |  |  |  |  | 0 |  |  |  |  | 0 |  |  |  |  | 0 |  |  |  |  | 0 |  |  |  |  | 0 |  |  |  |  | 0 |  |  |  |  | 0 |  |  |  |  | 0 |  |  |  | 0 | 0 | 0 | 0
| 597 | MAINTENANCE OF METERS |  |  | 0 | 0 | 0 | 0 |  | 0 |  |  |  |  | 0 |  |  |  |  | 0 |  |  |  |  | 0 |  |  |  |  | 0 |  |  |  |  | 0 |  |  |  |  | 0 |  |  |  |  | 0 |  |  |  |  | 0 |  |  |  |  | 0 |  |  |  |  | 0 |  |  |  |  | 0 |  |  |  |  | 0 |  |  |  |  | 0 |  |  |  |  | 0 |  |  |  |  | 0 |  |  |  | 0 | 0 | 0 | 0
| 598 | MAINTENANCE OF MISC DISTR PLANT | Distplt | 37 | 3541 | 2343.056 | 0 | 1197.944 |  | 2007.6574 | 1258.3194 | 0 | 749.338 |  | 459.5747 | 297.5488 | 0 | 162.026 |  | 29.853 | 28.4325 | 0 | 1.4204 |  | 251.4355 | 232.3852 | 0 | 19.0503 |  | 10.6083 | 8.813 | 0 | 1.7953 |  | 208.6081 | 204.731 | 0 | 3.8771 |  | 298.6767 | 295.4964 | 0 | 3.1803 |  | 1.5767 | 0 | 0 | 1.5767 |  | 0.097332 | 0 | 0 | 0.097332 |  | 271.4802 | 16.3499 | 0 | 255.1303 |  | 0.62662 | 0.59486 | 0 | 0.031764 |  | 0.55188 | 0.16027 | 0 | 0.39161 |  | 0.24041 | 0.22325 | 0 | 0.01716 |  | 0.013075 | 0.0014083 | 0 | 0.011667 |  | 0 | 0 | 0 | 0 |  | 0 | 0 | 0 | 0 | 0 | 0 | 0 | 0
| Total Distribution Maintenance Labor Expense |  |  |  | 7409842 | 6088922.8528 | 0 | 1320919.1472 |  | 4254366.5666 | 3192579.4768 | 0 | 1061787.0898 |  | 975398.5032 | 776663.9943 | 0 | 198734.5089 |  | 77106.3996 | 76087.9381 | 0 | 1018.4616 |  | 604742.7915 | 594071.1949 | 0 | 10671.5966 |  | 25410.2574 | 25408.4622 | 0 | 1.7953 |  | 527308.535 | 525467.2675 | 0 | 1841.2675 |  | 851939.7869 | 851936.6067 | 0 | 3.1803 |  | 1.5767 | 0 | 0 | 1.5767 |  | 0.097332 | 0 | 0 | 0.097332 |  | 90554.8145 | 44113.064 | 0 | 46441.7504 |  | 1633.785 | 1604.9691 | 0 | 28.8159 |  | 787.8144 | 432.4179 | 0 | 355.3965 |  | 563.2736 | 553.6617 | 0 | 9.6119 |  | 27.7981 | 3.7996 | 0 | 23.9985 |  | 0 | 0 | 0 | 0 |  | 0 | 0 | 0 | 0 | 0 | 0 | 0 | 0
0
| Total Distribution Operation and Maintenance Labor Expenses |  |  |  | 21313408 | 12706352.2938 | 0 | 8607055.7062 |  | 13278301.8287 | 6633038.1408 | 0 | 6645263.6879 |  | 3043032.5027 | 1614720.4354 | 0 | 1428312.0672 |  | 170000.6515 | 158281.7167 | 0 | 11718.9348 |  | 1421801.8863 | 1260649.7548 | 0 | 161152.1316 |  | 54642.4088 | 52942.67 | 0 | 1699.7388 |  | 1157173.3082 | 1114360.057 | 0 | 42813.2512 |  | 1778159.7412 | 1775148.7028 | 0 | 3011.0383 |  | 1492.8518 | 0 | 0 | 1492.8518 |  | 92.153 | 0 | 0 | 92.153 |  | 402118.7269 | 91783.1766 | 0 | 310335.5504 |  | 3412.2935 | 3339.3545 | 0 | 72.939 |  | 1799.1397 | 899.7037 | 0 | 899.436 |  | 1325.8351 | 1180.6759 | 0 | 145.1593 |  | 54.6725 | 7.9056 | 0 | 46.7669 |  | 0 | 0 | 0 | 0 |  | 0 | 0 | 0 | 0 | 0 | 0 | 0 | 0
0
| Transmission and Distribution Labor Expenses |  |  |  | 29294531 | 20687475.2938 | 0 | 8607055.7062 |  | 16807132.1473 | 10161868.4594 | 0 | 6645263.6879 |  | 3948810.5758 | 2520498.5085 | 0 | 1428312.0672 |  | 262701.8668 | 250982.932 | 0 | 11718.9348 |  | 2229835.0594 | 2068682.9279 | 0 | 161152.1316 |  | 89364.2538 | 87664.515 | 0 | 1699.7388 |  | 1872011.8623 | 1829198.6111 | 0 | 42813.2512 |  | 2942370.7269 | 2939359.6886 | 0 | 3011.0383 |  | 405216.0535 | 403723.2017 | 0 | 1492.8518 |  | 270617.6651 | 270525.5121 | 0 | 92.153 |  | 456605.5417 | 146269.9913 | 0 | 310335.5504 |  | 5394.6915 | 5321.7525 | 0 | 72.939 |  | 2333.2461 | 1433.8101 | 0 | 899.436 |  | 2077.9441 | 1932.7848 | 0 | 145.1593 |  | 59.3657 | 12.5987 | 0 | 46.7669 |  | 0 | 0 | 0 | 0 |  | 0 | 0 | 0 | 0 | 0 | 0 | 0 | 0
0
| Production, Transmission and Distribution Labor Expenses |  |  |  | 90909155 | 57252775.368 | 25049323.9258 | 8607055.7062 |  | 38547014.3792 | 23252381.8321 | 8649368.8592 | 6645263.6879 |  | 10014327.5196 | 6143911.5049 | 2442103.9475 | 1428312.0672 |  | 724365.4307 | 525577.3797 | 187069.1162 | 11718.9348 |  | 8329931.4928 | 5696052.2898 | 2472727.0714 | 161152.1316 |  | 364118.8344 | 250668.9744 | 111750.1212 | 1699.7388 |  | 8227696.6905 | 5588448.0475 | 2596435.3918 | 42813.2512 |  | 16449451.7531 | 10836441.0711 | 5609999.6437 | 3011.0383 |  | 5091708.6684 | 3137732.7641 | 1952483.0524 | 1492.8518 |  | 2279419.8633 | 1437119.5301 | 842208.1803 | 92.153 |  | 847547.1786 | 362367.269 | 174844.3593 | 310335.5504 |  | 19617.6074 | 13183.2924 | 6361.3759 | 72.939 |  | 10623.4593 | 6242.1473 | 3481.876 | 899.436 |  | 3233.055 | 2612.8994 | 474.9963 | 145.1593 |  | 99.0679 | 36.3662 | 15.9348 | 46.7669 |  | 0 | 0 | 0 | 0 |  | 0 | 0 | 0 | 0 | 0 | 0 | 0 | 0
0
| Customer Accounts Expense | [90 empty] | 0
| 901 | SUPERVISION/CUSTOMER ACCTS | Cust05 | 6 | 4005700 | 0 | 0 | 4005700 |  | 2602160.7939 | 0 | 0 | 2602160.7939 |  | 973985.1932 | 0 | 0 | 973985.1932 |  | 24942.605 | 0 | 0 | 24942.605 |  | 130625.1281 | 0 | 0 | 130625.1281 |  | 6000.3436 | 0 | 0 | 6000.3436 |  | 112653.5106 | 0 | 0 | 112653.5106 |  | 37649.215 | 0 | 0 | 37649.215 |  | 2941.3449 | 0 | 0 | 2941.3449 |  | 294.1345 | 0 | 0 | 294.1345 |  | 113271.1931 | 0 | 0 | 113271.1931 |  | 70.5923 | 0 | 0 | 70.5923 |  | 870.6381 | 0 | 0 | 870.6381 |  | 117.6538 | 0 | 0 | 117.6538 |  | 117.6538 | 0 | 0 | 117.6538 |  | 0 | 0 | 0 | 0 |  | 0 | 0 | 0 | 0 | 0 | 0 | 0 | 0
| 902 | METER READING EXPENSES | Cust05 | 6 | 752362 | 0 | 0 | 752362 |  | 488745.2628 | 0 | 0 | 488745.2628 |  | 182936.6772 | 0 | 0 | 182936.6772 |  | 4684.7912 | 0 | 0 | 4684.7912 |  | 24534.3842 | 0 | 0 | 24534.3842 |  | 1127.0017 | 0 | 0 | 1127.0017 |  | 21158.9037 | 0 | 0 | 21158.9037 |  | 7071.383 | 0 | 0 | 7071.383 |  | 552.4518 | 0 | 0 | 552.4518 |  | 55.2452 | 0 | 0 | 55.2452 |  | 21274.9186 | 0 | 0 | 21274.9186 |  | 13.2588 | 0 | 0 | 13.2588 |  | 163.5257 | 0 | 0 | 163.5257 |  | 22.0981 | 0 | 0 | 22.0981 |  | 22.0981 | 0 | 0 | 22.0981 |  | 0 | 0 | 0 | 0 |  | 0 | 0 | 0 | 0 | 0 | 0 | 0 | 0
| 903 | RECORDS AND COLLECTION | Cust05 | 6 | 13439006 | 0 | 0 | 13439006 |  | 8730173.1339 | 0 | 0 | 8730173.1339 |  | 3267691.7531 | 0 | 0 | 3267691.7531 |  | 83681.708 | 0 | 0 | 83681.708 |  | 438243.4732 | 0 | 0 | 438243.4732 |  | 20130.9769 | 0 | 0 | 20130.9769 |  | 377949.2237 | 0 | 0 | 377949.2237 |  | 126312.0121 | 0 | 0 | 126312.0121 |  | 9868.1259 | 0 | 0 | 9868.1259 |  | 986.8126 | 0 | 0 | 986.8126 |  | 380021.5302 | 0 | 0 | 380021.5302 |  | 236.835 | 0 | 0 | 236.835 |  | 2920.9653 | 0 | 0 | 2920.9653 |  | 394.725 | 0 | 0 | 394.725 |  | 394.725 | 0 | 0 | 394.725 |  | 0 | 0 | 0 | 0 |  | 0 | 0 | 0 | 0 | 0 | 0 | 0 | 0
| 904 | UNCOLLECTIBLE ACCOUNTS |  |  | 0 | 0 | 0 | 0 |  | 0 |  |  |  |  | 0 |  |  |  |  | 0 |  |  |  |  | 0 |  |  |  |  | 0 |  |  |  |  | 0 |  |  |  |  | 0 |  |  |  |  | 0 |  |  |  |  | 0 |  |  |  |  | 0 |  |  |  |  | 0 |  |  |  |  | 0 |  |  |  |  | 0 |  |  |  |  | 0 |  |  |  |  | 0 |  |  |  |  | 0 |  |  |  | 0 | 0 | 0 | 0
| 905 | MISC CUST ACCOUNTS |  |  | 0 | 0 | 0 | 0 |  | 0 |  |  |  |  | 0 |  |  |  |  | 0 |  |  |  |  | 0 |  |  |  |  | 0 |  |  |  |  | 0 |  |  |  |  | 0 |  |  |  |  | 0 |  |  |  |  | 0 |  |  |  |  | 0 |  |  |  |  | 0 |  |  |  |  | 0 |  |  |  |  | 0 |  |  |  |  | 0 |  |  |  |  | 0 |  |  |  |  | 0 |  |  |  | 0 | 0 | 0 | 0
| Total Customer Accounts Labor Expense |  |  |  | 18197068 | 0 | 0 | 18197068 |  | 11821079.1906 | 0 | 0 | 11821079.1906 |  | 4424613.6235 | 0 | 0 | 4424613.6235 |  | 113309.1042 | 0 | 0 | 113309.1042 |  | 593402.9855 | 0 | 0 | 593402.9855 |  | 27258.3222 | 0 | 0 | 27258.3222 |  | 511761.6381 | 0 | 0 | 511761.6381 |  | 171032.6101 | 0 | 0 | 171032.6101 |  | 13361.9227 | 0 | 0 | 13361.9227 |  | 1336.1923 | 0 | 0 | 1336.1923 |  | 514567.6418 | 0 | 0 | 514567.6418 |  | 320.6861 | 0 | 0 | 320.6861 |  | 3955.1291 | 0 | 0 | 3955.1291 |  | 534.4769 | 0 | 0 | 534.4769 |  | 534.4769 | 0 | 0 | 534.4769 |  | 0 | 0 | 0 | 0 |  | 0 | 0 | 0 | 0 | 0 | 0 | 0 | 0
0
| Customer Service Expense | [87 empty] | 0 | 0 | 0 | 0
| 907 | SUPERVISION | Cust05 | 6 | 350160 | 0 | 0 | 350160 |  | 227469.0126 | 0 | 0 | 227469.0126 |  | 85141.3374 | 0 | 0 | 85141.3374 |  | 2180.3686 | 0 | 0 | 2180.3686 |  | 11418.6521 | 0 | 0 | 11418.6521 |  | 524.5226 | 0 | 0 | 524.5226 |  | 9847.6554 | 0 | 0 | 9847.6554 |  | 3291.1224 | 0 | 0 | 3291.1224 |  | 257.1189 | 0 | 0 | 257.1189 |  | 25.7119 | 0 | 0 | 25.7119 |  | 9901.6504 | 0 | 0 | 9901.6504 |  | 6.1709 | 0 | 0 | 6.1709 |  | 76.1072 | 0 | 0 | 76.1072 |  | 10.2848 | 0 | 0 | 10.2848 |  | 10.2848 | 0 | 0 | 10.2848 |  | 0 | 0 | 0 | 0 |  | 0 | 0 | 0 | 0 | 0 | 0 | 0 | 0
| 908 | CUSTOMER ASSISTANCE EXPENSES | Cust05 | 6 | 1306105 | 0 | 0 | 1306105 |  | 848464.7437 | 0 | 0 | 848464.7437 |  | 317579.1824 | 0 | 0 | 317579.1824 |  | 8132.826 | 0 | 0 | 8132.826 |  | 42591.8399 | 0 | 0 | 42591.8399 |  | 1956.4817 | 0 | 0 | 1956.4817 |  | 36731.9853 | 0 | 0 | 36731.9853 |  | 12275.9638 | 0 | 0 | 12275.9638 |  | 959.0597 | 0 | 0 | 959.0597 |  | 95.906 | 0 | 0 | 95.906 |  | 36933.3878 | 0 | 0 | 36933.3878 |  | 23.0174 | 0 | 0 | 23.0174 |  | 283.8817 | 0 | 0 | 283.8817 |  | 38.3624 | 0 | 0 | 38.3624 |  | 38.3624 | 0 | 0 | 38.3624 |  | 0 | 0 | 0 | 0 |  | 0 | 0 | 0 | 0 | 0 | 0 | 0 | 0
| 908 | CUSTOMER ASSISTANCE EXP-LOAD MGMT |  |  | 0 | 0 | 0 | 0 |  | 0 |  |  |  |  | 0 |  |  |  |  | 0 |  |  |  |  | 0 |  |  |  |  | 0 |  |  |  |  | 0 |  |  |  |  | 0 |  |  |  |  | 0 |  |  |  |  | 0 |  |  |  |  | 0 |  |  |  |  | 0 |  |  |  |  | 0 |  |  |  |  | 0 |  |  |  |  | 0 |  |  |  |  | 0 |  |  |  |  | 0 |  |  |  | 0 | 0 | 0 | 0
| 909 | INFORMATIONAL AND INSTRUCTIONA |  |  | 0 | 0 | 0 | 0 |  | 0 |  |  |  |  | 0 |  |  |  |  | 0 |  |  |  |  | 0 |  |  |  |  | 0 |  |  |  |  | 0 |  |  |  |  | 0 |  |  |  |  | 0 |  |  |  |  | 0 |  |  |  |  | 0 |  |  |  |  | 0 |  |  |  |  | 0 |  |  |  |  | 0 |  |  |  |  | 0 |  |  |  |  | 0 |  |  |  |  | 0 |  |  |  | 0 | 0 | 0 | 0
| 909 | INFORM AND INSTRUC -LOAD MGMT |  |  | 0 | 0 | 0 | 0 |  | 0 |  |  |  |  | 0 |  |  |  |  | 0 |  |  |  |  | 0 |  |  |  |  | 0 |  |  |  |  | 0 |  |  |  |  | 0 |  |  |  |  | 0 |  |  |  |  | 0 |  |  |  |  | 0 |  |  |  |  | 0 |  |  |  |  | 0 |  |  |  |  | 0 |  |  |  |  | 0 |  |  |  |  | 0 |  |  |  |  | 0 |  |  |  | 0 | 0 | 0 | 0
| 910 | MISCELLANEOUS CUSTOMER SERVICE | Cust05 | 6 | 516578 | 0 | 0 | 516578 |  | 335576.5581 | 0 | 0 | 335576.5581 |  | 125605.8425 | 0 | 0 | 125605.8425 |  | 3216.6166 | 0 | 0 | 3216.6166 |  | 16845.512 | 0 | 0 | 16845.512 |  | 773.8087 | 0 | 0 | 773.8087 |  | 14527.8791 | 0 | 0 | 14527.8791 |  | 4855.2703 | 0 | 0 | 4855.2703 |  | 379.318 | 0 | 0 | 379.318 |  | 37.9318 | 0 | 0 | 37.9318 |  | 14607.5359 | 0 | 0 | 14607.5359 |  | 9.1036 | 0 | 0 | 9.1036 |  | 112.2781 | 0 | 0 | 112.2781 |  | 15.1727 | 0 | 0 | 15.1727 |  | 15.1727 | 0 | 0 | 15.1727 |  | 0 | 0 | 0 | 0 |  | 0 | 0 | 0 | 0 | 0 | 0 | 0 | 0
| 911 | DEMONSTRATION AND SELLING EXP |  |  | 0 | 0 | 0 | 0 |  | 0 |  |  |  |  | 0 |  |  |  |  | 0 |  |  |  |  | 0 |  |  |  |  | 0 |  |  |  |  | 0 |  |  |  |  | 0 |  |  |  |  | 0 |  |  |  |  | 0 |  |  |  |  | 0 |  |  |  |  | 0 |  |  |  |  | 0 |  |  |  |  | 0 |  |  |  |  | 0 |  |  |  |  | 0 |  |  |  |  | 0 |  |  |  | 0 | 0 | 0 | 0
| 912 | DEMONSTRATION AND SELLING EXP |  |  | 0 | 0 | 0 | 0 |  | 0 |  |  |  |  | 0 |  |  |  |  | 0 |  |  |  |  | 0 |  |  |  |  | 0 |  |  |  |  | 0 |  |  |  |  | 0 |  |  |  |  | 0 |  |  |  |  | 0 |  |  |  |  | 0 |  |  |  |  | 0 |  |  |  |  | 0 |  |  |  |  | 0 |  |  |  |  | 0 |  |  |  |  | 0 |  |  |  |  | 0 |  |  |  | 0 | 0 | 0 | 0
| 913 | WATER HEATER - HEAT PUMP PROGRAM |  |  | 0 | 0 | 0 | 0 |  | 0 |  |  |  |  | 0 |  |  |  |  | 0 |  |  |  |  | 0 |  |  |  |  | 0 |  |  |  |  | 0 |  |  |  |  | 0 |  |  |  |  | 0 |  |  |  |  | 0 |  |  |  |  | 0 |  |  |  |  | 0 |  |  |  |  | 0 |  |  |  |  | 0 |  |  |  |  | 0 |  |  |  |  | 0 |  |  |  |  | 0 |  |  |  | 0 | 0 | 0 | 0
| 916 | MISC SALES EXPENSE |  |  | 0 | 0 | 0 | 0 |  | 0 |  |  |  |  | 0 |  |  |  |  | 0 |  |  |  |  | 0 |  |  |  |  | 0 |  |  |  |  | 0 |  |  |  |  | 0 |  |  |  |  | 0 |  |  |  |  | 0 |  |  |  |  | 0 |  |  |  |  | 0 |  |  |  |  | 0 |  |  |  |  | 0 |  |  |  |  | 0 |  |  |  |  | 0 |  |  |  |  | 0 |  |  |  | 0 | 0 | 0 | 0
| Total Customer Service Labor Expense |  |  |  | 2172843 | 0 | 0 | 2172843 |  | 1411510.3143 | 0 | 0 | 1411510.3143 |  | 528326.3622 | 0 | 0 | 528326.3622 |  | 13529.8112 | 0 | 0 | 13529.8112 |  | 70856.004 | 0 | 0 | 70856.004 |  | 3254.8131 | 0 | 0 | 3254.8131 |  | 61107.5198 | 0 | 0 | 61107.5198 |  | 20422.3565 | 0 | 0 | 20422.3565 |  | 1595.4966 | 0 | 0 | 1595.4966 |  | 159.5497 | 0 | 0 | 159.5497 |  | 61442.5741 | 0 | 0 | 61442.5741 |  | 38.2919 | 0 | 0 | 38.2919 |  | 472.267 | 0 | 0 | 472.267 |  | 63.8199 | 0 | 0 | 63.8199 |  | 63.8199 | 0 | 0 | 63.8199 |  | 0 | 0 | 0 | 0 |  | 0 | 0 | 0 | 0 | 0 | 0 | 0 | 0
0
| Sub-Total Labor Exp |  |  |  | 111279066 | 57252775.368 | 25049323.9258 | 28976966.7062 |  | 51779603.8841 | 23252381.8321 | 8649368.8592 | 19877853.1928 |  | 14967267.5052 | 6143911.5049 | 2442103.9475 | 6381252.0529 |  | 851204.3461 | 525577.3797 | 187069.1162 | 138557.8501 |  | 8994190.4823 | 5696052.2898 | 2472727.0714 | 825411.1211 |  | 394631.9697 | 250668.9744 | 111750.1212 | 32212.8741 |  | 8800565.8483 | 5588448.0475 | 2596435.3918 | 615682.409 |  | 16640906.7197 | 10836441.0711 | 5609999.6437 | 194466.0049 |  | 5106666.0876 | 3137732.7641 | 1952483.0524 | 16450.2711 |  | 2280915.6053 | 1437119.5301 | 842208.1803 | 1587.8949 |  | 1423557.3945 | 362367.269 | 174844.3593 | 886345.7663 |  | 19976.5855 | 13183.2924 | 6361.3759 | 431.9171 |  | 15050.8554 | 6242.1473 | 3481.876 | 5326.8321 |  | 3831.3517 | 2612.8994 | 474.9963 | 743.456 |  | 697.3647 | 36.3662 | 15.9348 | 645.0637 |  | 0 | 0 | 0 | 0 |  | 0 | 0 | 0 | 0 | 0 | 0 | 0 | 0
0
| Administrative and General Expense | [90 empty] | 0
| 920 | ADMIN. & GEN. SALARIES- | LBSUB7 | 49 | 32982892 | 16969607.8026 | 7424569.3769 | 8588714.8204 |  | 15347370.7509 | 6891959.344 | 2563655.5842 | 5891755.8227 |  | 4436268.0727 | 1821043.0489 | 723834.7126 | 1891390.3113 |  | 252295.2611 | 155780.0813 | 55446.9109 | 41068.2689 |  | 2665860.0217 | 1688298.4757 | 732911.3451 | 244650.201 |  | 116968.1244 | 74297.7813 | 33122.5118 | 9547.8313 |  | 2608470.0685 | 1656404.794 | 769578.2432 | 182487.0313 |  | 4932331.3795 | 3211899.4017 | 1662792.6439 | 57639.3339 |  | 1513605.5873 | 930017.6988 | 578712.0612 | 4875.8274 |  | 676058.8112 | 425959.3467 | 249628.8156 | 470.6489 |  | 421939.5569 | 107404.9318 | 51823.5174 | 262711.1076 |  | 5921.0199 | 3907.5014 | 1885.4991 | 128.0194 |  | 4461.0434 | 1850.1599 | 1032.0211 | 1578.8624 |  | 1135.605 | 774.4581 | 140.7879 | 220.3589 |  | 206.6975 | 10.7789 | 4.7231 | 191.1956 |  | 0 | 0 | 0 | 0 |  | 0 | 0 | 0 | 0 | 0 | 0 | 0 | 0
| 921 | OFFICE SUPPLIES AND EXPENSES | LBSUB7 | 49 | 4507 | 2318.8392 | 1014.5422 | 1173.6187 |  | 2097.166 | 941.7628 | 350.3148 | 805.0884 |  | 606.2009 | 248.8393 | 98.9096 | 258.4521 |  | 34.4753 | 21.2868 | 7.5766 | 5.6118 |  | 364.2807 | 230.7002 | 100.1498 | 33.4306 |  | 15.9833 | 10.1525 | 4.5261 | 1.3047 |  | 356.4386 | 226.3421 | 105.1602 | 24.9362 |  | 673.9863 | 438.8951 | 227.215 | 7.8762 |  | 206.8291 | 127.0838 | 79.079 | 0.66627 |  | 92.3811 | 58.2059 | 34.1109 | 0.064313 |  | 57.6566 | 14.6765 | 7.0815 | 35.8986 |  | 0.80909 | 0.53395 | 0.25765 | 0.017493 |  | 0.60959 | 0.25282 | 0.14102 | 0.21575 |  | 0.15518 | 0.10583 | 0.019238 | 0.030111 |  | 0.028245 | 0.0014729 | 0.00064539 | 0.026126 |  | 0 | 0 | 0 | 0 |  | 0 | 0 | 0 | 0 | 0 | 0 | 0 | 0
| 922 | ADMIN. EXPENSES TRANSFERRED - CREDIT | LBSUB7 | 49 | -4373143 | -2249970.1231 | -984410.4513 | -1138762.4256 |  | -2034880.5971 | -913792.6341 | -339910.5352 | -781177.4278 |  | -588196.8952 | -241448.8597 | -95971.9574 | -250776.0781 |  | -33451.38 | -20654.604 | -7351.6073 | -5445.1687 |  | -353461.6398 | -223848.4928 | -97175.412 | -32437.7351 |  | -15508.5956 | -9851.0107 | -4391.6549 | -1265.93 |  | -345852.408 | -219619.7662 | -102037.0108 | -24195.631 |  | -653969.0469 | -425860.0303 | -220466.7199 | -7642.2968 |  | -200686.2733 | -123309.3929 | -76730.4031 | -646.4773 |  | -89637.4356 | -56477.1923 | -33097.8408 | -62.4025 |  | -55944.2156 | -14240.6289 | -6871.188 | -34832.3986 |  | -785.0575 | -518.0887 | -249.995 | -16.9739 |  | -591.4818 | -245.3094 | -136.8338 | -209.3386 |  | -150.5678 | -102.684 | -18.6668 | -29.217 |  | -27.4057 | -1.4292 | -0.62622 | -25.3503 |  | 0 | 0 | 0 | 0 |  | 0 | 0 | 0 | 0 | 0 | 0 | 0 | 0
| 923 | OUTSIDE SERVICES EMPLOYED | LBSUB7 | 49 | 0 | 0 | 0 | 0 |  | 0 | 0 | 0 | 0 |  | 0 | 0 | 0 | 0 |  | 0 | 0 | 0 | 0 |  | 0 | 0 | 0 | 0 |  | 0 | 0 | 0 | 0 |  | 0 | 0 | 0 | 0 |  | 0 | 0 | 0 | 0 |  | 0 | 0 | 0 | 0 |  | 0 | 0 | 0 | 0 |  | 0 | 0 | 0 | 0 |  | 0 | 0 | 0 | 0 |  | 0 | 0 | 0 | 0 |  | 0 | 0 | 0 | 0 |  | 0 | 0 | 0 | 0 |  | 0 | 0 | 0 | 0 |  | 0 | 0 | 0 | 0 | 0 | 0 | 0 | 0
| 924 | PROPERTY INSURANCE | TUP | 56 | 0 | 0 | 0 | 0 |  | 0 | 0 | 0 | 0 |  | 0 | 0 | 0 | 0 |  | 0 | 0 | 0 | 0 |  | 0 | 0 | 0 | 0 |  | 0 | 0 | 0 | 0 |  | 0 | 0 | 0 | 0 |  | 0 | 0 | 0 | 0 |  | 0 | 0 | 0 | 0 |  | 0 | 0 | 0 | 0 |  | 0 | 0 | 0 | 0 |  | 0 | 0 | 0 | 0 |  | 0 | 0 | 0 | 0 |  | 0 | 0 | 0 | 0 |  | 0 | 0 | 0 | 0 |  | 0 | 0 | 0 | 0 |  | 0 | 0 | 0 | 0 | 0 | 0 | 0 | 0
| 925 | INJURIES AND DAMAGES - INSURAN | LBSUB7 | 49 | 615769 | 316811.4678 | 138611.8495 | 160345.6827 |  | 286525.3641 | 128668.3688 | 47861.7714 | 109995.2239 |  | 82822.2205 | 33997.6815 | 13513.5202 | 35311.0188 |  | 4710.1873 | 2908.3121 | 1035.1575 | 766.7177 |  | 49769.8613 | 31519.4272 | 13682.975 | 4567.4591 |  | 2183.7183 | 1387.0909 | 618.3756 | 178.2518 |  | 48698.4284 | 30923.9931 | 14367.522 | 3406.9134 |  | 92083.3977 | 59964.059 | 31043.25 | 1076.0886 |  | 28258.0254 | 17362.8216 | 10804.1753 | 91.0285 |  | 12621.5754 | 7952.3821 | 4660.4066 | 8.7867 |  | 7877.3353 | 2005.1798 | 967.5111 | 4904.6444 |  | 110.5416 | 72.9505 | 35.201 | 2.39 |  | 83.2848 | 34.5413 | 19.2672 | 29.4763 |  | 21.201 | 14.4586 | 2.6284 | 4.114 |  | 3.8589 | 0.20123 | 0.088176 | 3.5695 |  | 0 | 0 | 0 | 0 |  | 0 | 0 | 0 | 0 | 0 | 0 | 0 | 0
| 926 | EMPLOYEE BENEFITS | LBSUB7 | 49 | 31672892 | 16295616.3824 | 7129683.5954 | 8247592.0221 |  | 14737810.6285 | 6618227.5336 | 2461833.4391 | 5657749.6559 |  | 4260070.3283 | 1748715.6619 | 695085.7638 | 1816268.9027 |  | 242274.7089 | 149592.8766 | 53244.6949 | 39437.1375 |  | 2559978.5657 | 1621243.3793 | 703801.8946 | 234933.2919 |  | 112322.4359 | 71346.8547 | 31806.9665 | 9168.6147 |  | 2504868.0014 | 1590616.4368 | 739012.4729 | 175239.0917 |  | 4736431.2108 | 3084330.5938 | 1596750.5769 | 55350.0402 |  | 1453488.8662 | 893079.6648 | 555727.03 | 4682.1714 |  | 649207.4046 | 409041.2807 | 239714.1681 | 451.9558 |  | 405181.1471 | 103139.07 | 49765.2138 | 252276.8634 |  | 5685.8514 | 3752.305 | 1810.6116 | 122.9347 |  | 4283.8616 | 1776.6761 | 991.0317 | 1516.1538 |  | 1090.5015 | 743.6986 | 135.1962 | 211.6068 |  | 198.488 | 10.3508 | 4.5355 | 183.6018 |  | 0 | 0 | 0 | 0 |  | 0 | 0 | 0 | 0 | 0 | 0 | 0 | 0
| 928 | REGULATORY COMMISSION FEES | TUP | 56 | 0 | 0 | 0 | 0 |  | 0 | 0 | 0 | 0 |  | 0 | 0 | 0 | 0 |  | 0 | 0 | 0 | 0 |  | 0 | 0 | 0 | 0 |  | 0 | 0 | 0 | 0 |  | 0 | 0 | 0 | 0 |  | 0 | 0 | 0 | 0 |  | 0 | 0 | 0 | 0 |  | 0 | 0 | 0 | 0 |  | 0 | 0 | 0 | 0 |  | 0 | 0 | 0 | 0 |  | 0 | 0 | 0 | 0 |  | 0 | 0 | 0 | 0 |  | 0 | 0 | 0 | 0 |  | 0 | 0 | 0 | 0 |  | 0 | 0 | 0 | 0 | 0 | 0 | 0 | 0
| 929 | DUPLICATE CHARGES-CR | LBSUB7 | 49 | 0 | 0 | 0 | 0 |  | 0 | 0 | 0 | 0 |  | 0 | 0 | 0 | 0 |  | 0 | 0 | 0 | 0 |  | 0 | 0 | 0 | 0 |  | 0 | 0 | 0 | 0 |  | 0 | 0 | 0 | 0 |  | 0 | 0 | 0 | 0 |  | 0 | 0 | 0 | 0 |  | 0 | 0 | 0 | 0 |  | 0 | 0 | 0 | 0 |  | 0 | 0 | 0 | 0 |  | 0 | 0 | 0 | 0 |  | 0 | 0 | 0 | 0 |  | 0 | 0 | 0 | 0 |  | 0 | 0 | 0 | 0 |  | 0 | 0 | 0 | 0 | 0 | 0 | 0 | 0
| 930 | MISCELLANEOUS GENERAL EXPENSES | LBSUB7 | 49 | 314464 | 161790.8687 | 70786.9942 | 81886.1371 |  | 146324.2094 | 65709.0077 | 24442.2893 | 56172.9124 |  | 42296.0668 | 17362.1064 | 6901.1522 | 18032.8081 |  | 2405.4221 | 1485.2314 | 528.6394 | 391.5512 |  | 25416.7223 | 16096.4991 | 6987.6903 | 2332.5329 |  | 1115.1922 | 708.3666 | 315.7952 | 91.0305 |  | 24869.5576 | 15792.4198 | 7337.2781 | 1739.8596 |  | 47025.6112 | 30622.7463 | 15853.3226 | 549.5423 |  | 14430.9501 | 8866.9328 | 5517.5304 | 46.4869 |  | 6445.6494 | 4061.1624 | 2379.9998 | 4.4872 |  | 4022.8371 | 1024.0153 | 494.0934 | 2504.7284 |  | 56.4519 | 37.2547 | 17.9766 | 1.2206 |  | 42.5323 | 17.6397 | 9.8394 | 15.0531 |  | 10.827 | 7.3838 | 1.3423 | 2.1009 |  | 1.9707 | 0.10277 | 0.04503 | 1.8229 |  | 0 | 0 | 0 | 0 |  | 0 | 0 | 0 | 0 | 0 | 0 | 0 | 0
| 931 | RENTS AND LEASES | PT&D | 35 | 0 | 0 | 0 | 0 |  | 0 | 0 | 0 | 0 |  | 0 | 0 | 0 | 0 |  | 0 | 0 | 0 | 0 |  | 0 | 0 | 0 | 0 |  | 0 | 0 | 0 | 0 |  | 0 | 0 | 0 | 0 |  | 0 | 0 | 0 | 0 |  | 0 | 0 | 0 | 0 |  | 0 | 0 | 0 | 0 |  | 0 | 0 | 0 | 0 |  | 0 | 0 | 0 | 0 |  | 0 | 0 | 0 | 0 |  | 0 | 0 | 0 | 0 |  | 0 | 0 | 0 | 0 |  | 0 | 0 | 0 | 0 |  | 0 | 0 | 0 | 0 | 0 | 0 | 0 | 0
| 935 | MAINTENANCE OF GENERAL PLANT | PT&D | 35 | 731985 | 673927.4147 | 0 | 58057.5853 |  | 306305.7766 | 269989.5894 | 0 | 36316.1872 |  | 79238.223 | 71385.7393 | 0 | 7852.4837 |  | 6064.407 | 5995.5659 | 0 | 68.8412 |  | 67979.5108 | 67056.2513 | 0 | 923.2596 |  | 3001.4979 | 2914.4917 | 0 | 87.0062 |  | 66400.9904 | 66213.0878 | 0 | 187.9027 |  | 128509.7646 | 128355.6357 | 0 | 154.1289 |  | 39564.1081 | 39487.6921 | 0 | 76.416 |  | 18081.6343 | 18076.9172 | 0 | 4.7171 |  | 16560.3053 | 4195.578 | 0 | 12364.7273 |  | 154.1781 | 152.6387 | 0 | 1.5394 |  | 93.9958 | 75.0168 | 0 | 18.979 |  | 29.6163 | 28.7846 | 0 | 0.83166 |  | 0.99175 | 0.42631 | 0 | 0.56543 |  | 0 | 0 | 0 | 0 |  | 0 | 0 | 0 | 0 | 0 | 0 | 0 | 0
| Total Labor Administrative and General Expense |  |  |  | 61949366 | 32170102.6522 | 13780255.9069 | 15999007.4409 |  | 28791553.2983 | 13061702.9721 | 4758232.8635 | 10971617.4627 |  | 8313104.2171 | 3451304.2176 | 1343462.1009 | 3518337.8986 |  | 474333.0818 | 295128.7502 | 102911.372 | 76292.9596 |  | 5015907.3227 | 3200596.24 | 1360308.6427 | 455002.4399 |  | 220098.3563 | 140813.727 | 61476.5202 | 17808.1091 |  | 4907811.077 | 3140557.3074 | 1428363.6656 | 338890.1039 |  | 9283086.3032 | 6089751.3014 | 3086200.2885 | 107134.7133 |  | 2848868.0928 | 1765632.5008 | 1074109.4728 | 9126.1192 |  | 1272870.0204 | 808672.1026 | 463319.6603 | 878.2576 |  | 799694.6228 | 203542.8224 | 96186.2293 | 499965.571 |  | 11143.7945 | 7405.0956 | 3499.5511 | 239.1478 |  | 8373.8456 | 3508.9773 | 1915.4665 | 2949.4017 |  | 2137.3381 | 1466.2056 | 261.3073 | 409.8253 |  | 384.6294 | 20.4323 | 8.7661 | 355.431 |  | 0 | 0 | 0 | 0 |  | 0 | 0 | 0 | 0 | 0 | 0 | 0 | 0
0
| Total Labor Operation and Maintenance Expenses |  |  |  | 173228432 | 89422878.0202 | 38829579.8327 | 44975974.1471 |  | 80571157.1824 | 36314084.8042 | 13407601.7227 | 30849470.6555 |  | 23280371.7224 | 9595215.7225 | 3785566.0484 | 9899589.9516 |  | 1325537.4278 | 820706.1299 | 289980.4882 | 214850.8097 |  | 14010097.805 | 8896648.5299 | 3833035.7141 | 1280413.5611 |  | 614730.326 | 391482.7014 | 173226.6414 | 50020.9832 |  | 13708376.9253 | 8729005.3548 | 4024799.0575 | 954572.513 |  | 25923993.0229 | 16926192.3724 | 8696199.9322 | 301600.7183 |  | 7955534.1804 | 4903365.265 | 3026592.5252 | 25576.3902 |  | 3553785.6257 | 2245791.6327 | 1305527.8405 | 2466.1525 |  | 2223252.0173 | 565910.0915 | 271030.5885 | 1386311.3373 |  | 31120.3799 | 20588.388 | 9860.927 | 671.0648 |  | 23424.7009 | 9751.1246 | 5397.3425 | 8276.2339 |  | 5968.6898 | 4079.105 | 736.3035 | 1153.2814 |  | 1081.9941 | 56.7984 | 24.701 | 1000.4947 |  | 0 | 0 | 0 | 0 |  | 0 | 0 | 0 | 0 | 0 | 0 | 0 | 0
0
| Labor Operation and Maintenance Expenses Less Purchase Power |  |  |  | 173228432 | 89422878.0202 | 38829579.8327 | 44975974.1471 |  | 80571157.1824 | 36314084.8042 | 13407601.7227 | 30849470.6555 |  | 23280371.7224 | 9595215.7225 | 3785566.0484 | 9899589.9516 |  | 1325537.4278 | 820706.1299 | 289980.4882 | 214850.8097 |  | 14010097.805 | 8896648.5299 | 3833035.7141 | 1280413.5611 |  | 614730.326 | 391482.7014 | 173226.6414 | 50020.9832 |  | 13708376.9253 | 8729005.3548 | 4024799.0575 | 954572.513 |  | 25923993.0229 | 16926192.3724 | 8696199.9322 | 301600.7183 |  | 7955534.1804 | 4903365.265 | 3026592.5252 | 25576.3902 |  | 3553785.6257 | 2245791.6327 | 1305527.8405 | 2466.1525 |  | 2223252.0173 | 565910.0915 | 271030.5885 | 1386311.3373 |  | 31120.3799 | 20588.388 | 9860.927 | 671.0648 |  | 23424.7009 | 9751.1246 | 5397.3425 | 8276.2339 |  | 5968.6898 | 4079.105 | 736.3035 | 1153.2814 |  | 1081.9941 | 56.7984 | 24.701 | 1000.4947 |  | 0 | 0 | 0 | 0 |  | 0 | 0 | 0 | 0 | 0 | 0 | 0 | 0
0
Other Expenses | [91 empty] | 0
0
| Depreciation Expenses | [90 empty] | 0
| Steam Production |  | PDisp DExp | 62 | 235868409 | 235868409 | 0 | 0 |  | 84555408.7623 | 84555408.7623 | 0 | 0 |  | 23407322.6243 | 23407322.6243 | 0 | 0 |  | 1771819.9902 | 1771819.9902 | 0 | 0 |  | 23433291.7374 | 23433291.7374 | 0 | 0 |  | 1052893.0436 | 1052893.0436 | 0 | 0 |  | 24258477.4076 | 24258477.4076 | 0 | 0 |  | 50836414.1047 | 50836414.1047 | 0 | 0 |  | 17590170.5228 | 17590170.5228 | 0 | 0 |  | 7500096.8707 | 7500096.8707 | 0 | 0 |  | 1376952.6669 | 1376952.6669 | 0 | 0 |  | 50098.4526 | 50098.4526 | 0 | 0 |  | 30922.35 | 30922.35 | 0 | 0 |  | 4387.1526 | 4387.1526 | 0 | 0 |  | 153.3145 | 153.3145 | 0 | 0 |  | 0 | 0 | 0 | 0 |  | 0 | 0 | 0 | 0 | 0 | 0 | 0 | 0
| Hydraulic Production |  | PDisp DExp | 62 | 1440468 | 1440468 | 0 | 0 |  | 516386.917 | 516386.917 | 0 | 0 |  | 142950.467 | 142950.467 | 0 | 0 |  | 10820.6521 | 10820.6521 | 0 | 0 |  | 143109.0625 | 143109.0625 | 0 | 0 |  | 6430.1054 | 6430.1054 | 0 | 0 |  | 148148.54 | 148148.54 | 0 | 0 |  | 310462.211 | 310462.211 | 0 | 0 |  | 107424.635 | 107424.635 | 0 | 0 |  | 45803.7157 | 45803.7157 | 0 | 0 |  | 8409.1645 | 8409.1645 | 0 | 0 |  | 305.9554 | 305.9554 | 0 | 0 |  | 188.8454 | 188.8454 | 0 | 0 |  | 26.7927 | 26.7927 | 0 | 0 |  | 0.9363 | 0.9363 | 0 | 0 |  | 0 | 0 | 0 | 0 |  | 0 | 0 | 0 | 0 | 0 | 0 | 0 | 0
| Other Production |  | PDisp DExp | 62 | 29642381 | 29642381 | 0 | 0 |  | 10626364.3053 | 10626364.3053 | 0 | 0 |  | 2941677.4309 | 2941677.4309 | 0 | 0 |  | 222670.613 | 222670.613 | 0 | 0 |  | 2944941.0572 | 2944941.0572 | 0 | 0 |  | 132320.6312 | 132320.6312 | 0 | 0 |  | 3048644.9323 | 3048644.9323 | 0 | 0 |  | 6388784.1613 | 6388784.1613 | 0 | 0 |  | 2210616.2445 | 2210616.2445 | 0 | 0 |  | 942562.5497 | 942562.5497 | 0 | 0 |  | 173046.3005 | 173046.3005 | 0 | 0 |  | 6296.042 | 6296.042 | 0 | 0 |  | 3886.1163 | 3886.1163 | 0 | 0 |  | 551.3483 | 551.3483 | 0 | 0 |  | 19.2675 | 19.2675 | 0 | 0 |  | 0 | 0 | 0 | 0 |  | 0 | 0 | 0 | 0 | 0 | 0 | 0 | 0
| Transmission - Kentucky System Property |  | Trans | 38 | 30191755 | 30191755 | 0 | 0 |  | 13349196.6499 | 13349196.6499 | 0 | 0 |  | 3426463.8782 | 3426463.8782 | 0 | 0 |  | 350679.0187 | 350679.0187 | 0 | 0 |  | 3056705.127 | 3056705.127 | 0 | 0 |  | 131349.1142 | 131349.1142 | 0 | 0 |  | 2704159.6139 | 2704159.6139 | 0 | 0 |  | 4404088.6038 | 4404088.6038 | 0 | 0 |  | 1527242.7193 | 1527242.7193 | 0 | 0 |  | 1023369.7666 | 1023369.7666 | 0 | 0 |  | 206117.9312 | 206117.9312 | 0 | 0 |  | 7499.2048 | 7499.2048 | 0 | 0 |  | 2020.4689 | 2020.4689 | 0 | 0 |  | 2845.1496 | 2845.1496 | 0 | 0 |  | 17.7536 | 17.7536 | 0 | 0 |  | 0 | 0 | 0 | 0 |  | 0 | 0 | 0 | 0 | 0 | 0 | 0 | 0
| Transmission - Virginia Property |  | Trans | 38 | 192228 | 192228 | 0 | 0 |  | 84993.051 | 84993.051 | 0 | 0 |  | 21815.9659 | 21815.9659 | 0 | 0 |  | 2232.7396 | 2232.7396 | 0 | 0 |  | 19461.7475 | 19461.7475 | 0 | 0 |  | 836.2872 | 836.2872 | 0 | 0 |  | 17217.1242 | 17217.1242 | 0 | 0 |  | 28040.4085 | 28040.4085 | 0 | 0 |  | 9723.8075 | 9723.8075 | 0 | 0 |  | 6515.6969 | 6515.6969 | 0 | 0 |  | 1312.333 | 1312.333 | 0 | 0 |  | 47.7467 | 47.7467 | 0 | 0 |  | 12.8641 | 12.8641 | 0 | 0 |  | 18.1148 | 18.1148 | 0 | 0 |  | 0.11304 | 0.11304 | 0 | 0 |  | 0 | 0 | 0 | 0 |  | 0 | 0 | 0 | 0 | 0 | 0 | 0 | 0
| Transmission - Virginia Property |  | Trans | 38 | 20672 | 20672 | 0 | 0 |  | 9140.0647 | 9140.0647 | 0 | 0 |  | 2346.0664 | 2346.0664 | 0 | 0 |  | 240.1065 | 240.1065 | 0 | 0 |  | 2092.8962 | 2092.8962 | 0 | 0 |  | 89.9335 | 89.9335 | 0 | 0 |  | 1851.5117 | 1851.5117 | 0 | 0 |  | 3015.4365 | 3015.4365 | 0 | 0 |  | 1045.6882 | 1045.6882 | 0 | 0 |  | 700.6913 | 700.6913 | 0 | 0 |  | 141.1269 | 141.1269 | 0 | 0 |  | 5.1346 | 5.1346 | 0 | 0 |  | 1.3834 | 1.3834 | 0 | 0 |  | 1.948 | 1.948 | 0 | 0 |  | 0.012156 | 0.012156 | 0 | 0 |  | 0 | 0 | 0 | 0 |  | 0 | 0 | 0 | 0 | 0 | 0 | 0 | 0
| Distribution |  | Distplt | 37 | 38870091 | 25720079.2835 | 0 | 13150011.7165 |  | 22038358.545 | 13812761.7711 | 0 | 8225596.7739 |  | 5044820.9702 | 3266237.651 | 0 | 1778583.3192 |  | 327700.8302 | 312108.3385 | 0 | 15592.4917 |  | 2760045.4596 | 2550927.668 | 0 | 209117.7916 |  | 116448.3842 | 96741.5352 | 0 | 19706.849 |  | 2289923.1083 | 2247363.2561 | 0 | 42559.8522 |  | 3278619.0279 | 3243708.9125 | 0 | 34910.1154 |  | 17308.1918 | 0 | 0 | 17308.1918 |  | 1068.4258 | 0 | 0 | 1068.4258 |  | 2980078.9732 | 179474.9144 | 0 | 2800604.0588 |  | 6878.5315 | 6529.8498 | 0 | 348.6817 |  | 6058.0245 | 1759.301 | 0 | 4298.7235 |  | 2638.9983 | 2450.6271 | 0 | 188.3712 |  | 143.5293 | 15.4588 | 0 | 128.0705 |  | 0 | 0 | 0 | 0 |  | 0 | 0 | 0 | 0 | 0 | 0 | 0 | 0
| General Plant |  | PT&D | 35 | 13809821 | 12714491.3673 | 0 | 1095329.6327 |  | 5778845.1207 | 5093694.4085 | 0 | 685150.7122 |  | 1494929.0984 | 1346782.0811 | 0 | 148147.0173 |  | 114412.694 | 113113.9181 | 0 | 1298.7759 |  | 1282519.2816 | 1265100.8246 | 0 | 17418.457 |  | 56627.0459 | 54985.5648 | 0 | 1641.4811 |  | 1252738.5013 | 1249193.4803 | 0 | 3545.021 |  | 2424498.9255 | 2421591.089 | 0 | 2907.8365 |  | 746426.8406 | 744985.1555 | 0 | 1441.6851 |  | 341132.8551 | 341043.8607 | 0 | 88.9945 |  | 312431.064 | 79154.8753 | 0 | 233276.1887 |  | 2908.7645 | 2879.7211 | 0 | 29.0434 |  | 1773.3492 | 1415.2872 | 0 | 358.062 |  | 558.7485 | 543.0581 | 0 | 15.6904 |  | 18.7106 | 8.0429 | 0 | 10.6676 |  | 0 | 0 | 0 | 0 |  | 0 | 0 | 0 | 0 | 0 | 0 | 0 | 0
| Intangible Plant |  | PT&D | 35 | 20495320 | 18869728.2326 | 0 | 1625591.7674 |  | 8576452.9446 | 7559612.6036 | 0 | 1016840.341 |  | 2218642.0989 | 1998775.3441 | 0 | 219866.7548 |  | 169801.2432 | 167873.7145 | 0 | 1927.5288 |  | 1903402.1573 | 1877551.2175 | 0 | 25850.9397 |  | 84040.874 | 81604.7323 | 0 | 2436.1417 |  | 1859204.1461 | 1853942.9382 | 0 | 5261.2079 |  | 3598227.7626 | 3593912.2078 | 0 | 4315.5548 |  | 1107780.9738 | 1105641.3518 | 0 | 2139.622 |  | 506279.3376 | 506147.2599 | 0 | 132.0778 |  | 463682.6672 | 117474.6941 | 0 | 346207.973 |  | 4316.9321 | 4273.8285 | 0 | 43.1037 |  | 2631.8487 | 2100.4447 | 0 | 531.4041 |  | 829.2453 | 805.959 | 0 | 23.2863 |  | 27.7686 | 11.9366 | 0 | 15.832 |  | 0 | 0 | 0 | 0 |  | 0 | 0 | 0 | 0 | 0 | 0 | 0 | 0
| Total Depreciation Expense |  |  |  | 370531145 | 354660211.8835 | 0 | 15870933.1165 |  | 145535146.3607 | 135607558.5336 | 0 | 9927587.8271 |  | 38700968.6002 | 36554371.5089 | 0 | 2146597.0913 |  | 2970377.8874 | 2951559.091 | 0 | 18818.7964 |  | 35545568.5264 | 35293181.338 | 0 | 252387.1883 |  | 1581035.4191 | 1557250.9473 | 0 | 23784.4718 |  | 35580364.8855 | 35528998.8044 | 0 | 51366.0811 |  | 71272150.6417 | 71230017.135 | 0 | 42133.5067 |  | 23317739.6235 | 23296850.1246 | 0 | 20889.4989 |  | 10367529.9094 | 10366240.4113 | 0 | 1289.4981 |  | 5522172.2274 | 2142084.0068 | 0 | 3380088.2206 |  | 78356.7644 | 77935.9356 | 0 | 420.8288 |  | 47495.2506 | 42307.0611 | 0 | 5188.1895 |  | 11857.4982 | 11630.1503 | 0 | 227.3479 |  | 381.4057 | 226.8355 | 0 | 154.5701 |  | 0 | 0 | 0 | 0 |  | 0 | 0 | 0 | 0 | 0 | 0 | 0 | 0
0
| Regulatory Credits and Accretion Expenses | [90 empty] | 0
| Production Plant |  | Prod | 36 | 0 | 0 | 0 | 0 |  | 0 | 0 | 0 | 0 |  | 0 | 0 | 0 | 0 |  | 0 | 0 | 0 | 0 |  | 0 | 0 | 0 | 0 |  | 0 | 0 | 0 | 0 |  | 0 | 0 | 0 | 0 |  | 0 | 0 | 0 | 0 |  | 0 | 0 | 0 | 0 |  | 0 | 0 | 0 | 0 |  | 0 | 0 | 0 | 0 |  | 0 | 0 | 0 | 0 |  | 0 | 0 | 0 | 0 |  | 0 | 0 | 0 | 0 |  | 0 | 0 | 0 | 0 |  | 0 | 0 | 0 | 0 |  | 0 | 0 | 0 | 0 | 0 | 0 | 0 | 0
| Transmission Plant |  | Trans | 38 | 0 | 0 | 0 | 0 |  | 0 | 0 | 0 | 0 |  | 0 | 0 | 0 | 0 |  | 0 | 0 | 0 | 0 |  | 0 | 0 | 0 | 0 |  | 0 | 0 | 0 | 0 |  | 0 | 0 | 0 | 0 |  | 0 | 0 | 0 | 0 |  | 0 | 0 | 0 | 0 |  | 0 | 0 | 0 | 0 |  | 0 | 0 | 0 | 0 |  | 0 | 0 | 0 | 0 |  | 0 | 0 | 0 | 0 |  | 0 | 0 | 0 | 0 |  | 0 | 0 | 0 | 0 |  | 0 | 0 | 0 | 0 |  | 0 | 0 | 0 | 0 | 0 | 0 | 0 | 0
| Distribution Plant |  | Distplt | 37 | 0 | 0 | 0 | 0 |  | 0 | 0 | 0 | 0 |  | 0 | 0 | 0 | 0 |  | 0 | 0 | 0 | 0 |  | 0 | 0 | 0 | 0 |  | 0 | 0 | 0 | 0 |  | 0 | 0 | 0 | 0 |  | 0 | 0 | 0 | 0 |  | 0 | 0 | 0 | 0 |  | 0 | 0 | 0 | 0 |  | 0 | 0 | 0 | 0 |  | 0 | 0 | 0 | 0 |  | 0 | 0 | 0 | 0 |  | 0 | 0 | 0 | 0 |  | 0 | 0 | 0 | 0 |  | 0 | 0 | 0 | 0 |  | 0 | 0 | 0 | 0 | 0 | 0 | 0 | 0
| Total Regulatory Credits and Accretion Expenses |  |  |  | 0 | 0 | 0 | 0 |  | 0 | 0 | 0 | 0 |  | 0 | 0 | 0 | 0 |  | 0 | 0 | 0 | 0 |  | 0 | 0 | 0 | 0 |  | 0 | 0 | 0 | 0 |  | 0 | 0 | 0 | 0 |  | 0 | 0 | 0 | 0 |  | 0 | 0 | 0 | 0 |  | 0 | 0 | 0 | 0 |  | 0 | 0 | 0 | 0 |  | 0 | 0 | 0 | 0 |  | 0 | 0 | 0 | 0 |  | 0 | 0 | 0 | 0 |  | 0 | 0 | 0 | 0 |  | 0 | 0 | 0 | 0 |  | 0 | 0 | 0 | 0 | 0 | 0 | 0 | 0
0
| Property Taxes |  | TUP | 56 | 35914758 | 33069630.6472 | 0 | 2845127.3528 |  | 15045707.1137 | 13266022.7393 | 0 | 1779684.3744 |  | 3890748.6944 | 3505935.6494 | 0 | 384813.045 |  | 298466.431 | 295092.8504 | 0 | 3373.5806 |  | 3336155.6591 | 3290911.0798 | 0 | 45244.5794 |  | 147258.861 | 142995.1009 | 0 | 4263.7601 |  | 3255417.4185 | 3246209.1986 | 0 | 9208.2199 |  | 6290843.7366 | 6283290.6084 | 0 | 7553.1282 |  | 1936510.8537 | 1932766.0654 | 0 | 3744.7883 |  | 887948.7563 | 887717.5925 | 0 | 231.1639 |  | 812012.4537 | 206075.7151 | 0 | 605936.7386 |  | 7572.6537 | 7497.2132 | 0 | 75.4405 |  | 4597.0701 | 3667.0013 | 0 | 930.0688 |  | 1469.6833 | 1428.9274 | 0 | 40.7559 |  | 48.6149 | 20.9056 | 0 | 27.7093 |  | 0 | 0 | 0 | 0 |  | 0 | 0 | 0 | 0 | 0 | 0 | 0 | 0
0
| Other Taxes |  | TUP | 56 | 13649179 | 12567906.1562 | 0 | 1081272.8438 |  | 5718026.8227 | 5041668.9147 | 0 | 676357.9081 |  | 1478654.6905 | 1332408.9011 | 0 | 146245.7893 |  | 113430.2991 | 112148.1909 | 0 | 1282.1082 |  | 1267885.0784 | 1250690.1592 | 0 | 17194.9192 |  | 55964.8085 | 54344.3931 | 0 | 1620.4153 |  | 1237201.0154 | 1233701.489 | 0 | 3499.5263 |  | 2390795.7899 | 2387925.2708 | 0 | 2870.5191 |  | 735958.83 | 734535.6467 | 0 | 1423.1834 |  | 337459.3675 | 337371.5151 | 0 | 87.8524 |  | 308600.2509 | 78317.7858 | 0 | 230282.4652 |  | 2877.9397 | 2849.269 | 0 | 28.6707 |  | 1747.0877 | 1393.6209 | 0 | 353.4668 |  | 558.5439 | 543.0549 | 0 | 15.489 |  | 18.4758 | 7.9451 | 0 | 10.5307 |  | 0 | 0 | 0 | 0 |  | 0 | 0 | 0 | 0 | 0 | 0 | 0 | 0
0
| Gain Disposition of Allowances |  |  |  | 0 | 0 | 0 | 0 |  | 0 |  |  |  |  | 0 |  |  |  |  | 0 |  |  |  |  | 0 |  |  |  |  | 0 |  |  |  |  | 0 |  |  |  |  | 0 |  |  |  |  | 0 |  |  |  |  | 0 |  |  |  |  | 0 |  |  |  |  | 0 |  |  |  |  | 0 |  |  |  |  | 0 |  |  |  |  | 0 |  |  |  |  | 0 |  |  |  |  | 0 |  |  |  | 0 | 0 | 0 | 0
0
| Interest |  | TUP | 56 | 109640429 | 100954835.6426 | 0 | 8685593.3574 |  | 45931474.2577 | 40498460.9463 | 0 | 5433013.3114 |  | 11877661.9903 | 10702906.2718 | 0 | 1174755.7185 |  | 911157.1219 | 900858.2686 | 0 | 10298.8534 |  | 10184602.5993 | 10046480.129 | 0 | 138122.4702 |  | 449551.2595 | 436534.8698 | 0 | 13016.3897 |  | 9938125.2225 | 9910014.4058 | 0 | 28110.8168 |  | 19204662.497 | 19181604.3376 | 0 | 23058.1594 |  | 5911772.5579 | 5900340.4832 | 0 | 11432.0747 |  | 2710726.3976 | 2710020.7014 | 0 | 705.6961 |  | 2478908.3577 | 629107.1154 | 0 | 1849801.2423 |  | 23117.7669 | 22887.4623 | 0 | 230.3045 |  | 14033.917 | 11194.6067 | 0 | 2839.3103 |  | 4486.6433 | 4362.224 | 0 | 124.4193 |  | 148.4113 | 63.8206 | 0 | 84.5907 |  | 0 | 0 | 0 | 0 |  | 0 | 0 | 0 | 0 | 0 | 0 | 0 | 0
0
| Other Expenses |  |  |  | 0 | 0 | 0 | 0 |  | 0 |  |  |  |  | 0 |  |  |  |  | 0 |  |  |  |  | 0 |  |  |  |  | 0 |  |  |  |  | 0 |  |  |  |  | 0 |  |  |  |  | 0 |  |  |  |  | 0 |  |  |  |  | 0 |  |  |  |  | 0 |  |  |  |  | 0 |  |  |  |  | 0 |  |  |  |  | 0 |  |  |  |  | 0 |  |  |  |  | 0 |  |  |  | 0 | 0 | 0 | 0
[10 empty] | 0 |  |  |  |  | 0 |  |  |  |  | 0 |  |  |  |  | 0 |  |  |  |  | 0 |  |  |  |  | 0 |  |  |  |  | 0 |  |  |  |  | 0 |  |  |  |  | 0 |  |  |  |  | 0 |  |  |  |  | 0 |  |  |  |  | 0 |  |  |  |  | 0 |  |  |  |  | 0 |  |  |  |  | 0 |  |  |  |  | 0 | [6 empty] | 0
| Total Other Expenses |  |  |  | 529735511 | 501252584.3295 | 0 | 28482926.6705 |  | 212230354.5548 | 194413711.1339 | 0 | 17816643.4209 |  | 55948033.9754 | 52095622.3312 | 0 | 3852411.6441 |  | 4293431.7394 | 4259658.4008 | 0 | 33773.3386 |  | 50334211.8632 | 49881262.706 | 0 | 452949.1571 |  | 2233810.3481 | 2191125.3111 | 0 | 42685.0369 |  | 50011108.5419 | 49918923.8978 | 0 | 92184.6441 |  | 99158452.6652 | 99082837.3518 | 0 | 75615.3135 |  | 31901981.8651 | 31864492.3199 | 0 | 37489.5452 |  | 14303664.4307 | 14301350.2203 | 0 | 2314.2104 |  | 9121693.2897 | 3055584.623 | 0 | 6066108.6667 |  | 111925.1247 | 111169.8801 | 0 | 755.2446 |  | 67873.3254 | 58562.2899 | 0 | 9311.0355 |  | 18372.3687 | 17964.3566 | 0 | 408.0121 |  | 596.9076 | 319.5068 | 0 | 277.4008 |  | 0 | 0 | 0 | 0 |  | 0 | 0 | 0 | 0 | 0 | 0 | 0 | 0
0
| Total Cost of Service (O&M + Other Expenses) |  |  |  | 1422030584 | 745222911.9732 | 555456786.9098 | 121350885.1171 |  | 567960548.8012 | 295457298.3574 | 192814147.2127 | 79689103.2311 |  | 157626887.8602 | 78598112.7707 | 54328199.1003 | 24700575.9893 |  | 11255945.7115 | 6590283.1751 | 4165409.9638 | 500252.5727 |  | 132642530.6816 | 74161093.1565 | 54930060.2552 | 3551377.2699 |  | 6024089.1806 | 3254847.1694 | 2478599.3725 | 290642.6387 |  | 133035582.5907 | 73398741.3476 | 57556494.4991 | 2080346.744 |  | 268164492.8425 | 143606607.5199 | 123613794.7587 | 944090.5638 |  | 87990321.1737 | 44745235.5025 | 43026811.2579 | 218274.4133 |  | 39042828.2015 | 20508584.8021 | 18518981.2406 | 15262.1589 |  | 17724718.8407 | 4619118.6186 | 3798663.8013 | 9306936.4208 |  | 309896.8027 | 168053.3486 | 138206.96 | 3636.4941 |  | 205119.0951 | 83687.8102 | 76597.8829 | 44833.402 |  | 44439.4052 | 30775.44 | 10465.072 | 3198.8932 |  | 3182.8127 | 472.9547 | 355.5327 | 2354.3254 |  | 0 | 0 | 0 | 0 |  | 0 | 0 | 0 | 0 | 0 | 0 | 0 | 0

## Function-Classif
|  |  | 1 | 2 | 3 | 4 | 5 | 6 |  | 8 | 9 | 10 |  | 12 | 13 | 14
5958986355
|  |  | 1: Classification Factor; 3: Total; 4: Production |  | Transmission |  |  |  | Distribution |  |  |  | Total
| Description |  | Name | No | Kentucky | Demand | Energy | Customer |  | Demand | Energy | Customer |  | Demand | Energy | Customer |  | Demand | Energy | Customer | Check
Rate Base
Plant in Service
Intangible Plant
| 301 | ORGANIZATION | PT&D | 1 | 41552 | 26149.7305 | 0 | 0 |  | 5660.4935 | 0 | 0 |  | 6446.068 | 0 | 3295.708 |  | 38256.292 | 0 | 3295.708 | 0
| 302 | FRANCHISE AND CONSENTS | PT&D | 1 | 144369 | 90855.084 | 0 | 0 |  | 19666.9182 | 0 | 0 |  | 22396.3321 | 0 | 11450.6657 |  | 132918.3343 | 0 | 11450.6657 | 0
| 303 | SOFTWARE | PT&D | 1 | 105565478 | 66435040.5401 | 0 | 0 |  | 14380840.9071 | 0 | 0 |  | 16376642.5341 | 0 | 8372954.0188 |  | 97192523.9812 | 0 | 8372954.0188 | 0
|  | Total Intangible Plant |  |  | 105751399 | 66552045.3546 | 0 | 0 |  | 14406168.3188 | 0 | 0 |  | 16405484.9342 | 0 | 8387700.3924 |  | 97363698.6076 | 0 | 8387700.3924 | 0
0
| Steam Production Plant | [19 empty] | 0
0
|  | Total Steam Production Plant | 2: DIR; 3: 4761764495; 4: 4761764495 | [9 empty] | 4761764495 | 0 | 0 | 0
0
| Hydraulic Production Plant | [19 empty] | 0
0
|  | Total Hydraulic Production Plant | 2: DIR; 3: 45726563; 4: 45726563 | [9 empty] | 45726563 | 0 | 0 | 0
0
| Other Production Plant | [19 empty] | 0
0
|  | Total Other Production Plant | 2: DIR; 3: 1044547033; 4: 1044547033 | [9 empty] | 1044547033 | 0 | 0 | 0
0
|  | Total Production Plant |  |  | 5852038091 | 5852038091 | 0 | 0 |  | 0 | 0 | 0 |  | 0 | 0 | 0 |  | 5852038091 | 0 | 0 | 0
0
| Transmission | [19 empty] | 0
|  | KENTUCKY SYSTEM PROPERTY | 2: DIR; 3: 1258529222 |  | 1258529222 | [7 empty] | 1258529222 | 0 | 0 | 0
|  | VIRGINIA PROPERTY - 500 KV LINE | 2: DIR; 3: 8230429 |  | 8230429 | [7 empty] | 8230429 | 0 | 0 | 0
|  | Total Transmission Plant |  |  | 1266759651 | 0 | 0 | 0 |  | 1266759651 | 0 | 0 |  | 0 | 0 | 0 |  | 1266759651 | 0 | 0 | 0
0
| Distribution | [19 empty] | 0
|  | TOTAL ACCTS 360-362 | 2: DIR; 3: 341731104 | [5 empty] | 341731104 |  |  |  | 341731104 | 0 | 0 | 0
|  | 364 & 365-OVERHEAD LINES | 2: 921791437 | [9 empty] | 0 | 0 | 0 | 0
|  | Primary: | 3: 650231679.6598 | [12 empty] | -650231679.6598
|  | Demand | 1: 100%; 2: Demand | [5 empty] | 650231679.6598 |  |  |  | 650231679.6598 | 0 | 0 | 650231679.6598
|  | Customer | 1: 0%; 2: Cust | [7 empty] | 0 |  | 0 | 0 | 0 | 0
|  | Secondary: | 3: 271559757.3402 | [9 empty] | 0 | 0 | 0 | -271559757.3402
|  | Demand | 1: 36.01%; 2: Demand | [5 empty] | 97788668.6182 |  |  |  | 97788668.6182 | 0 | 0 | 97788668.6182
|  | Customer | 1: 63.99%; 2: Cust | [7 empty] | 173771088.722 |  | 0 | 0 | 173771088.722 | 173771088.722
|  | 366 & 367-UNDERGROUND LINES | 2: 247685955 | [9 empty] | 0 | 0 | 0 | -247685955
|  | Primary: | 3: 149874771.3705
|  | Demand | 1: 100%; 2: Demand | [5 empty] | 149874771.3705 |  |  |  | 149874771.3705 | 0 | 0
|  | Customer | 1: 0%; 2: Cust | [7 empty] | 0 |  | 0 | 0 | 0
|  | Secondary: | 3: 97811183.6295
|  | Demand | 1: 25.12%; 2: Demand | [5 empty] | 24570169.3277 |  |  |  | 24570169.3277 | 0 | 0
|  | Customer | 1: 74.88%; 2: Cust | [7 empty] | 73241014.3018 |  | 0 | 0 | 73241014.3018
|  | 368-TRANSFORMERS - POWER POOL | 3: 5363042 | [9 empty] | 0 | 0 | 0 | -5363042
|  | Demand | 1: 54.62% | [5 empty] | 2929300.2539 |  |  |  | 2929300.2539 | 0 | 0 | 2929300.2539
|  | Customer | 1: 45.38% | [7 empty] | 2433741.7461 |  | 0 | 0 | 2433741.7461
|  | 368-TRANSFORMERS - ALL OTHER | 3: 321195483 | [9 empty] | 0 | 0 | 0 | -321195483
|  | Demand | 1: 54.62% | [5 empty] | 175437374.8915 |  |  |  | 175437374.8915 | 0 | 0 | 175437374.8915
|  | Customer | 1: 45.38% | [7 empty] | 145758108.1085 |  | 0 | 0 | 145758108.1085 | 145758108.1085
|  | 369-SERVICES | 2: DIR; 3: 124944572 | [7 empty] | 124944572 |  | 0 | 0 | 124944572 | 0
|  | 370-METERS | 2: 370-METERS; 3: 74150151 | [7 empty] | 74150151 |  | 0 | 0 | 74150151 | 0
|  | 371-CUSTOMER INSTALLATION | 2: 371-CUSTOMER INSTALLATION; 3: 159234 | [7 empty] | 159234 |  | 0 | 0 | 159234 | 0
|  | 373-STREET LIGHTING | 2: 373-STREET LIGHTING; 3: 143087299 | [7 empty] | 143087299 |  | 0 | 0 | 143087299 | 0
|  | Total Distribution Plant |  |  | 2180108277 | 0 | 0 | 0 |  | 0 | 0 | 0 |  | 1442563068.1216 | 0 | 737545208.8784 |  | 1442563068.1216 | 0 | 737545208.8784 | 0
|  | Total Prod, Trans, and Dist Plant |  |  | 9298906019 | 5852038091 | 0 | 0 |  | 1266759651 | 0 | 0 |  | 1442563068.1216 | 0 | 737545208.8784 |  | 8561360810.1216 | 0 | 737545208.8784 | 0
General Plant
|  | Total General Plant | PT&D | 1 | 244918755 | 154133602.4401 | 0 | 0 |  | 33364483.5181 | 0 | 0 |  | 37994872.7228 | 0 | 19425796.319 |  | 225492958.681 | 0 | 19425796.319 | 0
|  | TOTAL COMMON PLANT | 1: PT&D; 2: 1; 3: 0 | [9 empty] | 0 | 0 | 0 | 0
| 105 | PLANT HELD FOR FUTURE USE - PRODUCTION | PROD | 18 | 290384 | 290384 | 0 | 0 |  | 0 | 0 | 0 |  | 0 | 0 | 0 |  | 290384 | 0 | 0 | 0
| 105 | PLANT HELD FOR FUTURE USE - DISTRIBUTION | PDIST | 2 | 906481 | 0 | 0 | 0 |  | 0 | 0 | 0 |  | 599812.4159 | 0 | 306668.5841 |  | 599812.4159 | 0 | 306668.5841 | 0
| 105 | PLANT HELD FOR FUTURE USE - GENERAL | PT&D | 1 | 0 | 0 | 0 | 0 |  | 0 | 0 | 0 |  | 0 | 0 | 0 |  | 0 | 0 | 0 | 0
|  | OTHER | PDIST | 2 | 0 | 0 | 0 | 0 |  | 0 | 0 | 0 |  | 0 | 0 | 0 |  | 0 | 0 | 0 | 0
|  | Total Plant in Service |  |  | 9650773038 | 6073014122.7947 | 0 | 0 |  | 1314530302.8368 | 0 | 0 |  | 1497563238.1946 | 0 | 765665374.1739 |  | 8885107663.8261 | 0 | 765665374.1739 | 0
0
0
| Construction Work in Progress (CWIP) | [19 empty] | 0
0
|  | CWIP Production | PROD | 18 | 20992633 | 20992633 | 0 | 0 |  | 0 | 0 | 0 |  | 0 | 0 | 0 |  | 20992633 | 0 | 0 | 0
|  | CWIP Transmission | PTRAN | 3 | 78958656 | 0 | 0 | 0 |  | 78958656 | 0 | 0 |  | 0 | 0 | 0 |  | 78958656 | 0 | 0 | 0
|  | CWIP Distribution Plant | PDIST | 2 | 26143041 | 0 | 0 | 0 |  | 0 | 0 | 0 |  | 17298675.4066 | 0 | 8844365.5934 |  | 17298675.4066 | 0 | 8844365.5934 | 0
|  | CWIP General Plant | PT&D | 1 | 29729390 | 18709461.3438 | 0 | 0 |  | 4049937.877 | 0 | 0 |  | 4611996.289 | 0 | 2357994.4902 |  | 27371395.5098 | 0 | 2357994.4902 | 0
|  | RWIP | 1: F004; 2: #N/A; 3: 0 | [9 empty] | 0 | 0 | 0 | 0
| Total Construction Work in Progress |  |  |  | 155823720 | 39702094.3438 | 0 | 0 |  | 83008593.877 | 0 | 0 |  | 21910671.6956 | 0 | 11202360.0836 |  | 144621359.9164 | 0 | 11202360.0836 | 0
0
| Total Utility Plant |  |  |  | 9806596758 | 6112716217.1385 | 0 | 0 |  | 1397538896.7138 | 0 | 0 |  | 1519473909.8902 | 0 | 776867734.2575 |  | 9029729023.7425 | 0 | 776867734.2575 | 0
0
| Less: Acummulated Provision for Depreciation | [19 empty] | 0
| Steam Production |  | PROD | 18 | 1910902169 | 1910902169 | 0 | 0 |  | 0 | 0 | 0 |  | 0 | 0 | 0 |  | 1910902169 | 0 | 0 | 0
| Hydraulic Production |  | PROD | 18 | 16663604 | 16663604 | 0 | 0 |  | 0 | 0 | 0 |  | 0 | 0 | 0 |  | 16663604 | 0 | 0 | 0
| Other Production |  | PROD | 18 | 425504289 | 425504289 | 0 | 0 |  | 0 | 0 | 0 |  | 0 | 0 | 0 |  | 425504289 | 0 | 0 | 0
| Transmission - Kentucky System Property |  | PTRAN | 3 | 340091705 | 0 | 0 | 0 |  | 340091705 | 0 | 0 |  | 0 | 0 | 0 |  | 340091705 | 0 | 0 | 0
| Transmission - Virginia Property |  | PTRAN | 3 | 2567091 | 0 | 0 | 0 |  | 2567091 | 0 | 0 |  | 0 | 0 | 0 |  | 2567091 | 0 | 0 | 0
| Transmission - FERC |  | PTRAN | 3 | 755524 | 0 | 0 | 0 |  | 755524 | 0 | 0 |  | 0 | 0 | 0 |  | 755524 | 0 | 0 | 0
| Distribution |  | PDIST | 2 | 692590515 | 0 | 0 | 0 |  | 0 | 0 | 0 |  | 458282512.3003 | 0 | 234308002.6997 |  | 458282512.3003 | 0 | 234308002.6997 | 0
| General Plant |  | PT&D | 1 | 77429701 | 48728480.3934 | 0 | 0 |  | 10547995.7336 | 0 | 0 |  | 12011867.5046 | 0 | 6141357.3684 |  | 71288343.6316 | 0 | 6141357.3684 | 0
| Intangible Plant |  | PT&D | 1 | 49083879 | 30889733.5853 | 0 | 0 |  | 6686536.8146 | 0 | 0 |  | 7614507.6572 | 0 | 3893100.9428 |  | 45190778.0572 | 0 | 3893100.9428 | 0
| Total Accumulated Depreciation |  |  |  | 3515588477 | 2432688275.9787 | 0 | 0 |  | 360648852.5482 | 0 | 0 |  | 477908887.4622 | 0 | 244342461.0108 |  | 3271246015.9892 | 0 | 244342461.0108 | 0
0
| Net Utility Plant |  |  |  | 6291008281 | 3680027941.1598 | 0 | 0 |  | 1036890044.1656 | 0 | 0 |  | 1041565022.428 | 0 | 532525273.2467 |  | 5758483007.7533 | 0 | 532525273.2467 | 0
0
| Working Capital | [19 empty] | 0
| Cash Working Capital - Operation and Maintenance Expenses |  | OMLPP | 4 | 130078093 | 19058566.2281 | 79624711.1056 | 0 |  | 8904126.5362 | 0 | 0 |  | 8173567.1468 | 0 | 14317121.9834 |  | 36136259.911 | 79624711.1056 | 14317121.9834 | 0
| Materials and Supplies |  | TPIS | 5 | 59890781 | 37687919.6522 | 0 | 0 |  | 8157714.0168 | 0 | 0 |  | 9293580.0665 | 0 | 4751567.2644 |  | 55139213.7356 | 0 | 4751567.2644 | 0
| Prepayments |  | TPIS | 5 | 19024116 | 11971447.7469 | 0 | 0 |  | 2591271.8979 | 0 | 0 |  | 2952076.1341 | 0 | 1509320.2211 |  | 17514795.7789 | 0 | 1509320.2211 | 0
| Fuel Stock |  | 2: DIR; 3: 62536188; 5: 62536188 | [9 empty] | 0 | 62536188 | 0 | 0
| Total Working Capital |  |  |  | 271529178 | 68717933.6272 | 142160899.1056 | 0 |  | 19653112.4509 | 0 | 0 |  | 20419223.3473 | 0 | 20578009.4689 |  | 108790269.4255 | 142160899.1056 | 20578009.4689 | 0
0
| Emission Allowance |  | 1: PROFIX; 2: #N/A; 3: 0 | [9 empty] | 0 | 0 | 0 | 0
0
| Deferred Debits | [19 empty] | 0
| Service Pension Cost |  | 1: TLB; 2: 6; 3: 0 | [9 empty] | 0 | 0 | 0 | 0
| Accumulated Deferred Income Tax | [19 empty] | 0
| Total Production Plant |  | PROD | 18 | 732330105.49 | 732330105.49 | 0 | 0 |  | 0 | 0 | 0 |  | 0 | 0 | 0 |  | 732330105.49 | 0 | 0 | 0
| Total Transmission Plant |  | PTRAN | 3 | 198625100 | 0 | 0 | 0 |  | 198625100 | 0 | 0 |  | 0 | 0 | 0 |  | 198625100 | 0 | 0 | 0
| Total Distribution Plant |  | PDIST | 2 | 315220930.17 | 0 | 0 | 0 |  | 0 | 0 | 0 |  | 208579581.5554 | 0 | 106641348.6146 |  | 208579581.5554 | 0 | 106641348.6146 | 0
| Total General Plant |  | PT&D | 1 | 35890099 | 22586552.2255 | 0 | 0 |  | 4889191.1791 | 0 | 0 |  | 5567722.8292 | 0 | 2846632.7662 |  | 33043466.2338 | 0 | 2846632.7662 | 0
| Total Accumulated Deferred Income Tax |  |  |  | 1282066234.66 | 754916657.7155 | 0 | 0 |  | 203514291.1791 | 0 | 0 |  | 214147304.3846 | 0 | 109487981.3808 |  | 1172578253.2792 | 0 | 109487981.3808 | 0
0
| Accumulated Deferred Investment Tax Credits | [19 empty] | 0
| Production |  | PROD | 18 | 80926985 | 80926985 | 0 | 0 |  | 0 | 0 | 0 |  | 0 | 0 | 0 |  | 80926985 | 0 | 0 | 0
| Transmission |  | PTRAN | 3 | 0 | 0 | 0 | 0 |  | 0 | 0 | 0 |  | 0 | 0 | 0 |  | 0 | 0 | 0 | 0
| Transmission VA |  | PTRAN | 3 | 0 | 0 | 0 | 0 |  | 0 | 0 | 0 |  | 0 | 0 | 0 |  | 0 | 0 | 0 | 0
| Distribution VA |  | PDIST | 2 | 0 | 0 | 0 | 0 |  | 0 | 0 | 0 |  | 0 | 0 | 0 |  | 0 | 0 | 0 | 0
| Distribution Plant KY,FERC & TN |  | PDIST | 2 | 0 | 0 | 0 | 0 |  | 0 | 0 | 0 |  | 0 | 0 | 0 |  | 0 | 0 | 0 | 0
| General |  | PT&D | 1 | 0 | 0 | 0 | 0 |  | 0 | 0 | 0 |  | 0 | 0 | 0 |  | 0 | 0 | 0 | 0
| Total Accum. Deferred Investment Tax Credits |  |  |  | 80926985 | 80926985 | 0 | 0 |  | 0 | 0 | 0 |  | 0 | 0 | 0 |  | 80926985 | 0 | 0 | 0
0
| Total Deferred Debits |  |  |  | 1362993219.66 | 835843642.7155 | 0 | 0 |  | 203514291.1791 | 0 | 0 |  | 214147304.3846 | 0 | 109487981.3808 |  | 1253505238.2792 | 0 | 109487981.3808 | 0
0
| Less: Customer Advances |  | DLINES | 20 | 1712216 | 0 | 0 | 0 |  | 0 | 0 | 0 |  | 1350568.9277 | 0 | 361647.0723 |  | 1350568.9277 | 0 | 361647.0723 | 0
| Less: Asset Retirement Obligations |  | 1: F017; 2: #N/A | [12 empty] | 0
| Net Rate Base |  |  |  | 5197832023.34 | 2912902232.0715 | 142160899.1056 | 0 |  | 853028865.4374 | 0 | 0 |  | 846486372.463 | 0 | 443253654.2625 |  | 4612417469.9719 | 142160899.1056 | 443253654.2625 | 0
0
0
Operation and Maintenance Expenses | [20 empty] | 0
0
| Steam Power Generation Operation Expenses | [19 empty] | 0
| 500 | OPERATION SUPERVISION & ENGINEERING | LBSUB1 | 8 | 5418923 | 4838523.3525 | 580399.6475 | 0 |  | 0 | 0 | 0 |  | 0 | 0 | 0 |  | 4838523.3525 | 580399.6475 | 0 | 0
| 501 | FUEL | Energy | DIR | 296477275 |  | 296477275 | [10 empty] | 0 | 296477275 | 0 | 0
| 502 | STEAM EXPENSES | OM502 |  | 22989772 | 9649494 | 13340278 | [10 empty] | 9649494 | 13340278 | 0 | 0
| 505 | ELECTRIC EXPENSES | OM505 |  | 8130854 | 6673009 | 1457845 | [10 empty] | 6673009 | 1457845 | 0 | 0
| 506 | MISC. STEAM POWER EXPENSES | PROD | 18 | 25402796 | 25402796 | 0 | 0 |  | 0 | 0 | 0 |  | 0 | 0 | 0 |  | 25402796 | 0 | 0 | 0
| 507 | RENTS | 3: 0 | [9 empty] | 0 | 0 | 0 | 0
| 509 | ALLOWANCES | 3: 0 | [9 empty] | 0 | 0 | 0 | 0
| Total Steam Power Operation Expenses |  |  |  | 358419620 | 46563822.3525 | 311855797.6475 | 0 |  | 0 | 0 | 0 |  | 0 | 0 | 0 |  | 46563822.3525 | 311855797.6475 | 0 | 0
0
| Steam Power Generation Maintenance Expenses | [19 empty] | 0
| 510 | MAINTENANCE SUPERVISION & ENGINEERING | LBSUB2 | 9 | 12501304 | 1358608.4017 | 11142695.5983 | 0 |  | 0 | 0 | 0 |  | 0 | 0 | 0 |  | 1358608.4017 | 11142695.5983 | 0 | 0
| 511 | MAINTENANCE OF STRUCTURES | PROD | 18 | 10051562 | 10051562 | 0 | 0 |  | 0 | 0 | 0 |  | 0 | 0 | 0 |  | 10051562 | 0 | 0 | 0
| 512 | MAINTENANCE OF BOILER PLANT | Energy | DIR | 48391532 |  | 48391532 | [10 empty] | 0 | 48391532 | 0 | 0
| 513 | MAINTENANCE OF ELECTRIC PLANT | Energy | DIR | 12209687 |  | 12209687 | [10 empty] | 0 | 12209687 | 0 | 0
| 514 | MAINTENANCE OF MISC STEAM PLANT | Energy | DIR | 3446376 |  | 3446376 | [10 empty] | 0 | 3446376 | 0 | 0
| Total Steam Power Generation Maintenance Expense |  |  |  | 86600461 | 11410170.4017 | 75190290.5983 | 0 |  | 0 | 0 | 0 |  | 0 | 0 | 0 |  | 11410170.4017 | 75190290.5983 | 0 | 0
0
| Total Steam Power Generation Expense |  |  |  | 445020081 | 57973992.7542 | 387046088.2458 | 0 |  | 0 | 0 | 0 |  | 0 | 0 | 0 |  | 57973992.7542 | 387046088.2458 | 0 | 0
0
| Hydraulic Power Generation Operation Expenses | [19 empty] | 0
| 535 | OPERATION SUPERVISION & ENGINEERING | 1: LBSUB3; 2: 10; 3: 0 | [9 empty] | 0 | 0 | 0 | 0
| 536 | WATER FOR POWER | 1: PROFIX; 2: #N/A; 3: 0 | [9 empty] | 0 | 0 | 0 | 0
| 537 | HYDRAULIC EXPENSES | 1: PROFIX; 2: #N/A; 3: 0 | [9 empty] | 0 | 0 | 0 | 0
| 538 | ELECTRIC EXPENSES | 1: PROFIX; 2: #N/A; 3: 0 | [9 empty] | 0 | 0 | 0 | 0
| 539 | MISC. HYDRAULIC POWER EXPENSES | PROD | 18 | 10609 | 10609 | 0 | 0 |  | 0 | 0 | 0 |  | 0 | 0 | 0 |  | 10609 | 0 | 0 | 0
| 540 | RENTS | 1: PROFIX; 2: #N/A; 3: 0 | [9 empty] | 0 | 0 | 0 | 0
| Total Hydraulic Power Operation Expenses |  |  |  | 10609 | 10609 | 0 | 0 |  | 0 | 0 | 0 |  | 0 | 0 | 0 |  | 10609 | 0 | 0 | 0
0
| Hydraulic Power Generation Maintenance Expenses | [19 empty] | 0
| 541 | MAINTENANCE SUPERVISION & ENGINEERING | LBSUB4 | 11 | 182692 | 119576.6353 | 63115.3647 | 0 |  | 0 | 0 | 0 |  | 0 | 0 | 0 |  | 119576.6353 | 63115.3647 | 0 | 0
| 542 | MAINTENANCE OF STRUCTURES | PROD | 18 | 163428 | 163428 | 0 | 0 |  | 0 | 0 | 0 |  | 0 | 0 | 0 |  | 163428 | 0 | 0 | 0
| 543 | MAINT. OF RESERVES, DAMS, AND WATERWAYS | PROD | 18 | 25704 | 25704 | 0 | 0 |  | 0 | 0 | 0 |  | 0 | 0 | 0 |  | 25704 | 0 | 0 | 0
| 544 | MAINTENANCE OF ELECTRIC PLANT | Energy | DIR | 75495 |  | 75495 | [10 empty] | 0 | 75495 | 0 | 0
| 545 | MAINTENANCE OF MISC HYDRAULIC PLANT | Energy | DIR | 131530 |  | 131530 | [10 empty] | 0 | 131530 | 0 | 0
| Total Hydraulic Power Generation Maint. Expense |  |  |  | 578849 | 308708.6353 | 270140.3647 | 0 |  | 0 | 0 | 0 |  | 0 | 0 | 0 |  | 308708.6353 | 270140.3647 | 0 | 0
0
| Total Hydraulic Power Generation Expense |  |  |  | 589458 | 319317.6353 | 270140.3647 | 0 |  | 0 | 0 | 0 |  | 0 | 0 | 0 |  | 319317.6353 | 270140.3647 | 0 | 0
0
| Other Power Generation Operation Expense | [19 empty] | 0
| 546 | OPERATION SUPERVISION & ENGINEERING | LBSUB5 | 12 | 647260 | 647260 | 0 | 0 |  | 0 | 0 | 0 |  | 0 | 0 | 0 |  | 647260 | 0 | 0 | 0
| 547 | FUEL | Energy | DIR | 107114208 |  | 107114208 | [10 empty] | 0 | 107114208 | 0 | 0
| 548 | GENERATION EXPENSE | PROD | 18 | 682059 | 682059 | 0 | 0 |  | 0 | 0 | 0 |  | 0 | 0 | 0 |  | 682059 | 0 | 0 | 0
| 549 | MISC OTHER POWER GENERATION | PROD | 18 | 5376587 | 5376587 | 0 | 0 |  | 0 | 0 | 0 |  | 0 | 0 | 0 |  | 5376587 | 0 | 0 | 0
| 550 | RENTS | PROD | 18 | 9693 | 9693 | 0 | 0 |  | 0 | 0 | 0 |  | 0 | 0 | 0 |  | 9693 | 0 | 0 | 0
| Total Other Power Generation Expenses |  |  |  | 113829807 | 6715599 | 107114208 | 0 |  | 0 | 0 | 0 |  | 0 | 0 | 0 |  | 6715599 | 107114208 | 0 | 0
0
| Other Power Generation Maintenance Expense | [19 empty] | 0
| 551 | MAINTENANCE SUPERVISION & ENGINEERING | PROD | 18 | 911492 | 911492 | 0 | 0 |  | 0 | 0 | 0 |  | 0 | 0 | 0 |  | 911492 | 0 | 0 | 0
| 552 | MAINTENANCE OF STRUCTURES | PROD | 18 | 876396 | 876396 | 0 | 0 |  | 0 | 0 | 0 |  | 0 | 0 | 0 |  | 876396 | 0 | 0 | 0
| 553 | MAINTENANCE OF GENERATING & ELEC PLANT | PROD | 18 | 7236966 | 7236966 | 0 | 0 |  | 0 | 0 | 0 |  | 0 | 0 | 0 |  | 7236966 | 0 | 0 | 0
| 554 | MAINTENANCE OF MISC OTHER POWER GEN PLT | PROD | 18 | 5979786 | 5979786 | 0 | 0 |  | 0 | 0 | 0 |  | 0 | 0 | 0 |  | 5979786 | 0 | 0 | 0
| Total Other Power Generation Maintenance Expense |  |  |  | 15004640 | 15004640 | 0 | 0 |  | 0 | 0 | 0 |  | 0 | 0 | 0 |  | 15004640 | 0 | 0 | 0
0
| Total Other Power Generation Expense |  |  |  | 128834447 | 21720239 | 107114208 | 0 |  | 0 | 0 | 0 |  | 0 | 0 | 0 |  | 21720239 | 107114208 | 0 | 0
0
| Total Station Expense |  |  |  | 574443986 | 80013549.3895 | 494430436.6105 | 0 |  | 0 | 0 | 0 |  | 0 | 0 | 0 |  | 80013549.3895 | 494430436.6105 | 0 | 0
0
| Other Power Supply Expenses | [19 empty] | 0
| 555 | PURCHASED POWER | OMPP | 21 | 48544007 | 9572612.2559 | 38971394.7441 | 0 |  | 0 | 0 | 0 |  | 0 | 0 | 0 |  | 9572612.2559 | 38971394.7441 | 0 | 0
| 555 | PURCHASED POWER OPTIONS | PROD | 18 |  | 0 | 0 | 0 |  | 0 | 0 | 0 |  | 0 | 0 | 0 |  | 0 | 0 | 0 | 0
| 555 | BROKERAGE FEES | PROD | 18 |  | 0 | 0 | 0 |  | 0 | 0 | 0 |  | 0 | 0 | 0 |  | 0 | 0 | 0 | 0
| 555 | MISO TRANSMISSION EXPENSES | PROD | 18 |  | 0 | 0 | 0 |  | 0 | 0 | 0 |  | 0 | 0 | 0 |  | 0 | 0 | 0 | 0
| 556 | SYSTEM CONTROL AND LOAD DISPATCH | PROD | 18 | 2300266 | 2300266 | 0 | 0 |  | 0 | 0 | 0 |  | 0 | 0 | 0 |  | 2300266 | 0 | 0 | 0
| 557 | OTHER EXPENSES | PROD | 18 | 154987 | 154987 | 0 | 0 |  | 0 | 0 | 0 |  | 0 | 0 | 0 |  | 154987 | 0 | 0 | 0
| Total Other Power Supply Expenses |  |  |  | 50999260 | 12027865.2559 | 38971394.7441 | 0 |  | 0 | 0 | 0 |  | 0 | 0 | 0 |  | 12027865.2559 | 38971394.7441 | 0 | 0
0
| Total Electric Power Generation Expenses |  |  |  | 625443246 | 92041414.6454 | 533401831.3546 | 0 |  | 0 | 0 | 0 |  | 0 | 0 | 0 |  | 92041414.6454 | 533401831.3546 | 0 | 0
0
0
| Transmission Expenses | [19 empty] | 0
| 560 | OPERATION SUPERVISION AND ENG | 1: LBTRAN; 2: 13; 3: 1854542 |  | 1854542 | [7 empty] | 1854542 | 0 | 0 | 0
| 561 | LOAD DISPATCHING | 1: LBTRAN; 2: 13; 3: 4510239 |  | 4510239 | [7 empty] | 4510239 | 0 | 0 | 0
| 562 | STATION EXPENSES | 1: LBTRAN; 2: 13; 3: 1170142 |  | 1170142 | [7 empty] | 1170142 | 0 | 0 | 0
| 563 | OVERHEAD LINE EXPENSES | 1: LBTRAN; 2: 13; 3: 1105850 |  | 1105850 | [7 empty] | 1105850 | 0 | 0 | 0
| 565 | TRANSMISSION OF ELECTRICITY BY OTHERS | 1: LBTRAN; 2: 13; 3: 2766380 |  | 2766380 | [7 empty] | 2766380 | 0 | 0 | 0
| 566 | MISC. TRANSMISSION EXPENSES | 1: PTRAN; 2: 3; 3: 24246266 |  | 24246266 | [7 empty] | 24246266 | 0 | 0 | 0
| 567 | RENTS | 1: PTRAN; 2: 3; 3: 169306 |  | 169306 | [7 empty] | 169306 | 0 | 0 | 0
| 568 | MAINTENACE SUPERVISION AND ENG | 1: LBTRAN; 2: 13; 3: 0 |  | 0 | [7 empty] | 0 | 0 | 0 | 0
| 569 | STRUCTURES | 1: LBTRAN; 2: 13; 3: 0 |  | 0 | [7 empty] | 0 | 0 | 0 | 0
| 570 | MAINT OF STATION EQUIPMENT | 1: LBTRAN; 2: 13; 3: 1969589 |  | 1969589 | [7 empty] | 1969589 | 0 | 0 | 0
| 571 | MAINT OF OVERHEAD LINES | 1: LBTRAN; 2: 13; 3: 10707630 |  | 10707630 | [7 empty] | 10707630 | 0 | 0 | 0
| 572 | UNDERGROUND LINES | 1: LBTRAN; 2: 13; 3: 0 |  | 0 | [7 empty] | 0 | 0 | 0 | 0
| 573 | MISC PLANT | 1: PTRAN; 2: 3; 3: 217390 |  | 217390 | [7 empty] | 217390 | 0 | 0 | 0
| 575 | MISO DAY 1&2 EXPENSE | 1: PTRAN; 2: 3; 3: 0 |  | 0 | [7 empty] | 0 | 0 | 0 | 0
| Total Transmission Expenses |  |  |  | 48717334 | 0 | 0 | 0 |  | 48717334 | 0 | 0 |  | 0 | 0 | 0 |  | 48717334 | 0 | 0 | 0
0
| Distribution Operation Expense | [19 empty] | 0
| 580 | OPERATION SUPERVISION AND ENGI | LBDO | 14 | 1911255 | 0 | 0 | 0 |  | 0 | 0 | 0 |  | 909665.5568 | 0 | 1001589.4432 |  | 909665.5568 | 0 | 1001589.4432 | 0
| 581 | LOAD DISPATCHING | Acct 362 |  | 438256 | 0 | 0 | 0 |  | 0 | 0 | 0 |  | 438256 | 0 | 0 |  | 438256 | 0 | 0 | 0
| 582 | STATION EXPENSES | Acct 362 |  | 2231084 | 0 | 0 | 0 |  | 0 | 0 | 0 |  | 2231084 | 0 | 0 |  | 2231084 | 0 | 0 | 0
| 583 | OVERHEAD LINE EXPENSES | Acct 365 |  | 6598429 | 0 | 0 | 0 |  | 0 | 0 | 0 |  | 5354529.1923 | 0 | 1243899.8077 |  | 5354529.1923 | 0 | 1243899.8077 | 0
| 584 | UNDERGROUND LINE EXPENSES | Acct 367 |  | 41724 | 0 | 0 | 0 |  | 0 | 0 | 0 |  | 29386.1665 | 0 | 12337.8335 |  | 29386.1665 | 0 | 12337.8335 | 0
| 585 | STREET LIGHTING EXPENSE | 3: 0 | [9 empty] | 0 | 0 | 0 | 0
| 586 | METER EXPENSES | Acct 370 |  | 9700980 | 0 | 0 | 0 |  | 0 | 0 | 0 |  | 0 | 0 | 9700980 |  | 0 | 0 | 9700980 | 0
| 586 | METER EXPENSES - LOAD MANAGEMENT | 3: 0 | [9 empty] | 0 | 0 | 0 | 0
| 587 | CUSTOMER INSTALLATIONS EXPENSE | 3: 0 | [9 empty] | 0 | 0 | 0 | 0
| 588 | MISCELLANEOUS DISTRIBUTION EXP | PDIST | 2 | 8491579 | 0 | 0 | 0 |  | 0 | 0 | 0 |  | 5618821.0396 | 0 | 2872757.9604 |  | 5618821.0396 | 0 | 2872757.9604 | 0
| 588 | MISC DISTR EXP -- MAPPIN | 1: PDIST; 2: 2; 3: 0 | [9 empty] | 0 | 0 | 0 | 0
| 589 | RENTS | 1: PDIST; 2: 2; 3: 0 | [9 empty] | 0 | 0 | 0 | 0
| Total Distribution Operation Expense |  |  |  | 29413307 | 0 | 0 | 0 |  | 0 | 0 | 0 |  | 14581741.9552 | 0 | 14831565.0448 |  | 14581741.9552 | 0 | 14831565.0448 | 0
0
| Distribution Maintenance Expense | [19 empty] | 0
| 590 | MAINTENANCE SUPERVISION AND EN | LBDM | 15 | 50915 | 0 | 0 | 0 |  | 0 | 0 | 0 |  | 41838.6124 | 0 | 9076.3876 |  | 41838.6124 | 0 | 9076.3876 | 0
| 591 | STRUCTURES | 1: P362; 3: 0 | [9 empty] | 0 | 0 | 0 | 0
| 592 | MAINTENANCE OF STATION EQUIPME | Acct 362 |  | 1421212 | 0 | 0 | 0 |  | 0 | 0 | 0 |  | 1421212 | 0 | 0 |  | 1421212 | 0 | 0 | 0
| 593 | MAINTENANCE OF OVERHEAD LINES | Acct 365 |  | 28071515 | 0 | 0 | 0 |  | 0 | 0 | 0 |  | 22779626.2627 | 0 | 5291888.7373 |  | 22779626.2627 | 0 | 5291888.7373 | 0
| 594 | MAINTENANCE OF UNDERGROUND LIN | Acct 367 |  | 483282 | 0 | 0 | 0 |  | 0 | 0 | 0 |  | 340374.9713 | 0 | 142907.0287 |  | 340374.9713 | 0 | 142907.0287 | 0
| 595 | MAINTENANCE OF LINE TRANSFORME | Acct 368 |  | 106084 | 0 | 0 | 0 |  | 0 | 0 | 0 |  | 57943.2136 | 0 | 48140.7864 |  | 57943.2136 | 0 | 48140.7864 | 0
| 596 | MAINTENANCE OF ST LIGHTS & SIG SYSTEMS | 1: P373; 3: 0 | [9 empty] | 0 | 0 | 0 | 0
| 597 | MAINTENANCE OF METERS | Acct 370 |  | 28 | 0 | 0 | 0 |  | 0 | 0 | 0 |  | 0 | 0 | 28 |  | 0 | 0 | 28 | 0
| 598 | MISCELLANEOUS DISTRIBUTION EXPENSES | PDIST | 2 | 584150 | 0 | 0 | 0 |  | 0 | 0 | 0 |  | 386528.1487 | 0 | 197621.8513 |  | 386528.1487 | 0 | 197621.8513 | 0
| Total Distribution Maintenance Expense |  |  |  | 30717186 | 0 | 0 | 0 |  | 0 | 0 | 0 |  | 25027523.2086 | 0 | 5689662.7914 |  | 25027523.2086 | 0 | 5689662.7914 | 0
0
| Total Distribution Operation and Maintenance Expenses |  |  |  | 60130493 | 0 | 0 | 0 |  | 0 | 0 | 0 |  | 39609265.1638 | 0 | 20521227.8362 |  | 39609265.1638 | 0 | 20521227.8362 | 0
0
| Transmission and Distribution Expenses |  |  |  | 108847827 | 0 | 0 | 0 |  | 48717334 | 0 | 0 |  | 39609265.1638 | 0 | 20521227.8362 |  | 88326599.1638 | 0 | 20521227.8362 | 0
0
| Production, Transmission and Distribution Expenses |  |  |  | 734291073 | 92041414.6454 | 533401831.3546 | 0 |  | 48717334 | 0 | 0 |  | 39609265.1638 | 0 | 20521227.8362 |  | 180368013.8093 | 533401831.3546 | 20521227.8362 | 0
0
| Customer Accounts Expense | [19 empty] | 0
| 901 | SUPERVISION/CUSTOMER ACCTS | 2: DIR; 3: 4235757 | [7 empty] | 4235757 |  | 0 | 0 | 4235757 | 0
| 902 | METER READING EXPENSES | 2: DIR; 3: 9902132 | [7 empty] | 9902132 |  | 0 | 0 | 9902132 | 0
| 903 | RECORDS AND COLLECTION | 2: DIR; 3: 21487653 | [7 empty] | 21487653 |  | 0 | 0 | 21487653 | 0
| 904 | UNCOLLECTIBLE ACCOUNTS | 2: DIR; 3: 4646049 | [7 empty] | 4646049 |  | 0 | 0 | 4646049 | 0
| 905 | MISC CUST ACCOUNTS | 2: DIR; 3: 165801 | [7 empty] | 165801 |  | 0 | 0 | 165801 | 0
| Total Customer Accounts Expense |  |  |  | 40437392 | 0 | 0 | 0 |  | 0 | 0 | 0 |  | 0 | 0 | 40437392 |  | 0 | 0 | 40437392 | 0
0
| Customer Service Expense | [19 empty] | 0
| 907 | SUPERVISION | 2: DIR; 3: 368993 | [7 empty] | 368993 |  | 0 | 0 | 368993 | 0
| 908 | CUSTOMER ASSISTANCE EXPENSES | 2: DIR; 3: 1252447 | [7 empty] | 1252447 |  | 0 | 0 | 1252447 | 0
| 908 | CUSTOMER ASSISTANCE EXP-INCENTIVES | 3: 0 | [7 empty] | 0 |  | 0 | 0 | 0 | 0
| 909 | INFORMATIONAL AND INSTRUCTIONA | 2: DIR; 3: 1698677 | [7 empty] | 1698677 |  | 0 | 0 | 1698677 | 0
| 909 | INFORM AND INSTRUC -LOAD MGMT | 3: 0 | [7 empty] | 0 |  | 0 | 0 | 0 | 0
| 910 | MISCELLANEOUS CUSTOMER SERVICE | 2: DIR; 3: 1818935 | [7 empty] | 1818935 |  | 0 | 0 | 1818935 | 0
| 911 | DEMONSTRATION AND SELLING EXP | 3: 0 | [7 empty] | 0 |  | 0 | 0 | 0 | 0
| 912 | DEMONSTRATION AND SELLING EXP | 2: DIR; 3: 121604 | [7 empty] | 121604 |  | 0 | 0 | 121604 | 0
| 913 | ADVERTISING EXPENSES | 3: 0 | [7 empty] | 0 |  | 0 | 0 | 0 | 0
| 916 | MISC SALES EXPENSE | 3: 0 | [7 empty] | 0 |  | 0 | 0 | 0 | 0
| Total Customer Service Expense |  |  |  | 5260656 | 0 | 0 | 0 |  | 0 | 0 | 0 |  | 0 | 0 | 5260656 |  | 0 | 0 | 5260656 | 0
0
| Sub-Total Prod, Trans, Dist, Cust Acct and Cust Service |  |  |  | 779989121 | 92041414.6454 | 533401831.3546 | 0 |  | 48717334 | 0 | 0 |  | 39609265.1638 | 0 | 66219275.8362 |  | 180368013.8093 | 533401831.3546 | 66219275.8362 | 0
0
| Administrative and General Expense | [19 empty] | 0
| 920 | ADMIN. & GEN. SALARIES- | LBSUB7 | 16 | 32982894 | 10837882.27 | 7424569.8271 | 0 |  | 2365588.9951 | 0 | 0 |  | 3766137.5665 | 0 | 8588715.3412 |  | 16969608.8316 | 7424569.8271 | 8588715.3412 | 0
| 921 | OFFICE SUPPLIES AND EXPENSES | LBSUB7 | 16 | 10307282 | 3386880.1458 | 2320206.7998 | 0 |  | 739255.7144 | 0 | 0 |  | 1176932.5624 | 0 | 2684006.7776 |  | 5303068.4226 | 2320206.7998 | 2684006.7776 | 0
| 922 | ADMINISTRATIVE EXPENSES TRANSFERRED | LBSUB7 | 16 | -6211522 | -2041050.2533 | -1398236.2743 | 0 |  | -445500.8734 | 0 | 0 |  | -709259.9682 | 0 | -1617474.6308 |  | -3195811.095 | -1398236.2743 | -1617474.6308 | 0
| 923 | OUTSIDE SERVICES EMPLOYED | LBSUB7 | 16 | 21332833 | 7009777.0238 | 4802098.5733 | 0 |  | 1530026.8975 | 0 | 0 |  | 2435880.3616 | 0 | 5555050.1438 |  | 10975684.2829 | 4802098.5733 | 5555050.1438 | 0
| 924 | PROPERTY INSURANCE | TUP | 23 | 8726372 | 5439382.9947 | 0 | 0 |  | 1243595.9791 | 0 | 0 |  | 1352099.5009 | 0 | 691293.5253 |  | 8035078.4747 | 0 | 691293.5253 | 0
| 925 | INJURIES AND DAMAGES - INSURAN | LBSUB7 | 16 | 4777652 | 1569893.4697 | 1075466.9037 | 0 |  | 342661.2896 | 0 | 0 |  | 545534.1389 | 0 | 1244096.1981 |  | 2458088.8983 | 1075466.9037 | 1244096.1981 | 0
| 926 | EMPLOYEE BENEFITS | LBSUB7 | 16 | 31473418 | 10341882.0349 | 7084781.27 | 0 |  | 2257326.8209 | 0 | 0 |  | 3593778.6987 | 0 | 8195649.1755 |  | 16192987.5545 | 7084781.27 | 8195649.1755 | 0
| 928 | REGULATORY COMMISSION FEES | TUP | 23 | 851305 | 530641.3639 | 0 | 0 |  | 121319.5444 | 0 | 0 |  | 131904.6524 | 0 | 67439.4393 |  | 783865.5607 | 0 | 67439.4393 | 0
| 929 | DUPLICATE CHARGES | LBSUB7 | 16 | 0 | 0 | 0 | 0 |  | 0 | 0 | 0 |  | 0 | 0 | 0 |  | 0 | 0 | 0 | 0
| 930 | MISCELLANEOUS GENERAL EXPENSES | LBSUB7 | 16 | 3314333 | 1089060.0096 | 746068.4556 | 0 |  | 237709.5737 | 0 | 0 |  | 378445.6882 | 0 | 863049.2728 |  | 1705215.2715 | 746068.4556 | 863049.2728 | 0
| 931 | RENTS AND LEASES | PT&D | 1 | 3079062 | 1937732.0377 | 0 | 0 |  | 419450.578 | 0 | 0 |  | 477662.7613 | 0 | 244216.623 |  | 2834845.377 | 0 | 244216.623 | 0
| 935 | MAINTENANCE OF GENERAL PLANT | PT&D | 1 | 1672323 | 1052435.4022 | 0 | 0 |  | 227815.1102 | 0 | 0 |  | 259431.7431 | 0 | 132640.7444 |  | 1539682.2556 | 0 | 132640.7444 | 0
| Total Administrative and General Expense |  |  |  | 112305952 | 41154516.4992 | 22054955.5552 | 0 |  | 9039249.6295 | 0 | 0 |  | 13408547.7058 | 0 | 26648682.6104 |  | 63602313.8345 | 22054955.5552 | 26648682.6104 | 0
0
| Total Operation and Maintenance Expenses |  |  |  | 892295073 | 133195931.1446 | 555456786.9098 | 0 |  | 57756583.6295 | 0 | 0 |  | 53017812.8696 | 0 | 92867958.4465 |  | 243970327.6437 | 555456786.9098 | 92867958.4465 | 0
0
| Operation and Maintenance Expenses Less Purchase Power |  |  |  | 843751066 | 123623318.8887 | 516485392.1657 | 0 |  | 57756583.6295 | 0 | 0 |  | 53017812.8696 | 0 | 92867958.4465 |  | 234397715.3878 | 516485392.1657 | 92867958.4465 | 0
0
Labor Expenses | [20 empty] | 0
0
| Labor - Steam Power Generation Operation Expenses | [19 empty] | 0
| 500 | OPERATION SUPERVISION & ENGINEERING | LBSUB1 | 8 | 4272282 | 3814694.5852 | 457587.4148 | 0 |  | 0 | 0 | 0 |  | 0 | 0 | 0 |  | 3814694.5852 | 457587.4148 | 0 | 0
| 501 | FUEL | Energy | DIR | 2438484 |  | 2438484 | [10 empty] | 0 | 2438484 | 0 | 0
| 502 | STEAM EXPENSES | PROD | 18 | 9649494 | 9649494 | 0 | 0 |  | 0 | 0 | 0 |  | 0 | 0 | 0 |  | 9649494 | 0 | 0 | 0
| 505 | ELECTRIC EXPENSES | PROD | 18 | 6673009 | 6673009 | 0 | 0 |  | 0 | 0 | 0 |  | 0 | 0 | 0 |  | 6673009 | 0 | 0 | 0
| 506 | MISC. STEAM POWER EXPENSES | PROD | 18 | 4006010 | 4006010 | 0 | 0 |  | 0 | 0 | 0 |  | 0 | 0 | 0 |  | 4006010 | 0 | 0 | 0
| 507 | RENTS | 3: 0 | [9 empty] | 0 | 0 | 0 | 0
| Total Steam Power Operation Expenses |  |  |  | 27039279 | 24143207.5852 | 2896071.4148 | 0 |  | 0 | 0 | 0 |  | 0 | 0 | 0 |  | 24143207.5852 | 2896071.4148 | 0 | 0
0
| Labor - Steam Power Generation Maintenance Expenses | [19 empty] | 0
| 510 | MAINTENANCE SUPERVISION & ENGINEERING | LBSUB2 | 9 | 11171048 | 1214039.7248 | 9957008.2752 | 0 |  | 0 | 0 | 0 |  | 0 | 0 | 0 |  | 1214039.7248 | 9957008.2752 | 0 | 0
| 511 | MAINTENANCE OF STRUCTURES | PROD | 18 | 1477460 | 1477460 | 0 | 0 |  | 0 | 0 | 0 |  | 0 | 0 | 0 |  | 1477460 | 0 | 0 | 0
| 512 | MAINTENANCE OF BOILER PLANT | Energy | DIR | 9693149 |  | 9693149 | [10 empty] | 0 | 9693149 | 0 | 0
| 513 | MAINTENANCE OF ELECTRIC PLANT | Energy | DIR | 1990323 |  | 1990323 | [10 empty] | 0 | 1990323 | 0 | 0
| 514 | MAINTENANCE OF MISC STEAM PLANT | Energy | DIR | 433991 |  | 433991 | [10 empty] | 0 | 433991 | 0 | 0
| Total Steam Power Generation Maintenance Expense |  |  |  | 24765971 | 2691499.7248 | 22074471.2752 | 0 |  | 0 | 0 | 0 |  | 0 | 0 | 0 |  | 2691499.7248 | 22074471.2752 | 0 | 0
0
| Total Steam Power Generation Expense |  |  |  | 51805250 | 26834707.31 | 24970542.69 | 0 |  | 0 | 0 | 0 |  | 0 | 0 | 0 |  | 26834707.31 | 24970542.69 | 0 | 0
0
| Labor - Hydraulic Power Generation Operation Expenses | [19 empty] | 0
| 535 | OPERATION SUPERVISION & ENGINEERING | 1: F021; 2: #N/A; 3: 0 | [9 empty] | 0 | 0 | 0 | 0
| 536 | WATER FOR POWER | 1: PROFIX; 2: #N/A; 3: 0 | [9 empty] | 0 | 0 | 0 | 0
| 537 | HYDRAULIC EXPENSES | 1: PROFIX; 2: #N/A; 3: 0 | [9 empty] | 0 | 0 | 0 | 0
| 538 | ELECTRIC EXPENSES | 1: PROFIX; 2: #N/A; 3: 0 | [9 empty] | 0 | 0 | 0 | 0
| 539 | MISC. HYDRAULIC POWER EXPENSES | 1: PROFIX; 2: #N/A; 3: 0 | [9 empty] | 0 | 0 | 0 | 0
| 540 | RENTS | 1: PROFIX; 2: #N/A; 3: 0 | [9 empty] | 0 | 0 | 0 | 0
| Total Hydraulic Power Operation Expenses |  |  |  | 0 | 0 | 0 | 0 |  | 0 | 0 | 0 |  | 0 | 0 | 0 |  | 0 | 0 | 0 | 0
0
| Labor - Hydraulic Power Generation Maintenance Expenses | [19 empty] | 0
| 541 | MAINTENANCE SUPERVISION & ENGINEERING | LBSUB4 | 11 | 160360 | 104959.7642 | 55400.2358 | 0 |  | 0 | 0 | 0 |  | 0 | 0 | 0 |  | 104959.7642 | 55400.2358 | 0 | 0
| 542 | MAINTENANCE OF STRUCTURES | PROD | 18 | 43386 | 43386 | 0 | 0 |  | 0 | 0 | 0 |  | 0 | 0 | 0 |  | 43386 | 0 | 0 | 0
| 543 | MAINT. OF RESERVES, DAMS, AND WATERWAYS | PROD | 18 | 911 | 911 | 0 | 0 |  | 0 | 0 | 0 |  | 0 | 0 | 0 |  | 911 | 0 | 0 | 0
| 544 | MAINTENANCE OF ELECTRIC PLANT | Energy | DIR | 22712 |  | 22712 | [10 empty] | 0 | 22712 | 0 | 0
| 545 | MAINTENANCE OF MISC HYDRAULIC PLANT | Energy | DIR | 669 |  | 669 | [10 empty] | 0 | 669 | 0 | 0
| Total Hydraulic Power Generation Maint. Expense |  |  |  | 228038 | 149256.7642 | 78781.2358 | 0 |  | 0 | 0 | 0 |  | 0 | 0 | 0 |  | 149256.7642 | 78781.2358 | 0 | 0
0
| Total Hydraulic Power Generation Expense |  |  |  | 228038 | 149256.7642 | 78781.2358 | 0 |  | 0 | 0 | 0 |  | 0 | 0 | 0 |  | 149256.7642 | 78781.2358 | 0 | 0
0
0
| Labor - Other Power Generation Operation Expense | [19 empty] | 0
| 546 | OPERATION SUPERVISION & ENGINEERING | PROD | 18 | 527544 | 527544 | 0 | 0 |  | 0 | 0 | 0 |  | 0 | 0 | 0 |  | 527544 | 0 | 0 | 0
| 547 | FUEL | 1: Energy; 3: 0 | [9 empty] | 0 | 0 | 0 | 0
| 548 | GENERATION EXPENSE | PROD | 18 | 383627 | 383627 | 0 | 0 |  | 0 | 0 | 0 |  | 0 | 0 | 0 |  | 383627 | 0 | 0 | 0
| 549 | MISC OTHER POWER GENERATION | PROD | 18 | 2757670 | 2757670 | 0 | 0 |  | 0 | 0 | 0 |  | 0 | 0 | 0 |  | 2757670 | 0 | 0 | 0
| 550 | RENTS | 1: PROFIX; 3: 0 | [9 empty] | 0 | 0 | 0 | 0
| Total Other Power Generation Expenses |  |  |  | 3668841 | 3668841 | 0 | 0 |  | 0 | 0 | 0 |  | 0 | 0 | 0 |  | 3668841 | 0 | 0 | 0
0
| Labor -Other Power Generation Maintenance Expense | [19 empty] | 0
| 551 | MAINTENANCE SUPERVISION & ENGINEERING | PROD | 18 | 732436 | 732436 | 0 | 0 |  | 0 | 0 | 0 |  | 0 | 0 | 0 |  | 732436 | 0 | 0 | 0
| 552 | MAINTENANCE OF STRUCTURES | PROD | 18 | 351927 | 351927 | 0 | 0 |  | 0 | 0 | 0 |  | 0 | 0 | 0 |  | 351927 | 0 | 0 | 0
| 553 | MAINTENANCE OF GENERATING & ELEC PLANT | PROD | 18 | 1277077 | 1277077 | 0 | 0 |  | 0 | 0 | 0 |  | 0 | 0 | 0 |  | 1277077 | 0 | 0 | 0
| 554 | MAINTENANCE OF MISC OTHER POWER GEN PLT | PROD | 18 | 1287143 | 1287143 | 0 | 0 |  | 0 | 0 | 0 |  | 0 | 0 | 0 |  | 1287143 | 0 | 0 | 0
| Total Other Power Generation Maintenance Expense |  |  |  | 3648583 | 3648583 | 0 | 0 |  | 0 | 0 | 0 |  | 0 | 0 | 0 |  | 3648583 | 0 | 0 | 0
0
| Total Other Power Generation Expense |  |  |  | 7317424 | 7317424 | 0 | 0 |  | 0 | 0 | 0 |  | 0 | 0 | 0 |  | 7317424 | 0 | 0 | 0
0
| Total Production Expense |  |  |  | 59350712 | 34301388.0742 | 25049323.9258 | 0 |  | 0 | 0 | 0 |  | 0 | 0 | 0 |  | 34301388.0742 | 25049323.9258 | 0 | 0
0
| Labor - Purchased Power | [19 empty] | 0
| 555 | PURCHASED POWER | 1: OMPP; 2: 21; 3: 0 | [9 empty] | 0 | 0 | 0 | 0
| 556 | SYSTEM CONTROL AND LOAD DISPATCH | PROD | 18 | 2263912 | 2263912 | 0 | 0 |  | 0 | 0 | 0 |  | 0 | 0 | 0 |  | 2263912 | 0 | 0 | 0
| 557 | OTHER EXPENSES | 1: PROFIX; 2: #N/A; 3: 0 | [9 empty] | 0 | 0 | 0 | 0
| Total Purchased Power Labor |  |  |  | 2263912 | 2263912 | 0 | 0 |  | 0 | 0 | 0 |  | 0 | 0 | 0 |  | 2263912 | 0 | 0 | 0
0
Labor Expenses (Continued) | [20 empty] | 0
0
| Transmission Labor Expenses | [19 empty] | 0
| 560 | OPERATION SUPERVISION AND ENG | 2: DIR; 3: 1591418 |  | 1591418 | [7 empty] | 1591418 | 0 | 0 | 0
| 561 | LOAD DISPATCHING | 2: DIR; 3: 4089959 |  | 4089959 | [7 empty] | 4089959 | 0 | 0 | 0
| 562 | STATION EXPENSES | 2: DIR; 3: 424026 |  | 424026 | [7 empty] | 424026 | 0 | 0 | 0
| 563 | OVERHEAD LINE EXPENSES | 2: DIR; 3: 45989 |  | 45989 | [7 empty] | 45989 | 0 | 0 | 0
| 566 | MISC. TRANSMISSION EXPENSES | 2: DIR; 3: 0 |  | 0 | [7 empty] | 0 | 0 | 0 | 0
| 568 | MAINTENACE SUPERVISION AND ENG | 2: DIR; 3: 393950 |  | 393950 | [7 empty] | 393950 | 0 | 0 | 0
| 570 | MAINT OF STATION EQUIPMENT | 2: DIR; 3: 0 |  | 0 | [7 empty] | 0 | 0 | 0 | 0
| 571 | MAINT OF OVERHEAD LINES | 2: DIR; 3: 0 |  | 0 | [7 empty] | 0 | 0 | 0 | 0
| 572 | UNDERGROUND LINES | 2: DIR; 3: 1126679 |  | 1126679 | [7 empty] | 1126679 | 0 | 0 | 0
| 573 | MISC PLANT | 2: DIR; 3: 309102 |  | 309102 | [7 empty] | 309102 | 0 | 0 | 0
| Total Transmission Labor Expenses |  |  |  | 7981123 | 0 | 0 | 0 |  | 7981123 | 0 | 0 |  | 0 | 0 | 0 |  | 7981123 | 0 | 0 | 0
0
| Distribution Operation Labor Expense | [19 empty] | 0
| 580 | OPERATION SUPERVISION AND ENGI | FO23 | 22 | 1268655 | 0 | 0 | 0 |  | 0 | 0 | 0 |  | 603818.8295 | 0 | 664836.1705 |  | 603818.8295 | 0 | 664836.1705 | 0
| 581 | LOAD DISPATCHING | Acct 362 |  | 335815 | 0 | 0 | 0 |  | 0 | 0 | 0 |  | 335815 | 0 | 0 |  | 335815 | 0 | 0 | 0
| 582 | STATION EXPENSES | Acct 362 |  | 1155025 | 0 | 0 | 0 |  | 0 | 0 | 0 |  | 1155025 | 0 | 0 |  | 1155025 | 0 | 0 | 0
| 583 | OVERHEAD LINE EXPENSES | Acct 365 |  | 3066624 | 0 | 0 | 0 |  | 0 | 0 | 0 |  | 2488520.7873 | 0 | 578103.2127 |  | 2488520.7873 | 0 | 578103.2127 | 0
| 584 | UNDERGROUND LINE EXPENSES | Acct 367 |  | 28983 | 0 | 0 | 0 |  | 0 | 0 | 0 |  | 20412.6944 | 0 | 8570.3056 |  | 20412.6944 | 0 | 8570.3056 | 0
| 585 | STREET LIGHTING EXPENSE | 1: P371; 3: 0 | [9 empty] | 0 | 0 | 0 | 0
| 586 | METER EXPENSES | Acct 370 |  | 5005004 | 0 | 0 | 0 |  | 0 | 0 | 0 |  | 0 | 0 | 5005004 |  | 0 | 0 | 5005004 | 0
| 586 | METER EXPENSES - LOAD MANAGEMENT | 1: F012; 3: 0 | [9 empty] | 0 | 0 | 0 | 0
| 587 | CUSTOMER INSTALLATIONS EXPENSE | 1: P371; 3: 0 | [9 empty] | 0 | 0 | 0 | 0
| 588 | MISCELLANEOUS DISTRIBUTION EXP | PDIST | 2 | 3043460 | 0 | 0 | 0 |  | 0 | 0 | 0 |  | 2013837.1298 | 0 | 1029622.8702 |  | 2013837.1298 | 0 | 1029622.8702 | 0
| 589 | RENTS | PDIST | 2 | 0 | 0 | 0 | 0 |  | 0 | 0 | 0 |  | 0 | 0 | 0 |  | 0 | 0 | 0 | 0
| Total Distribution Operation Labor Expense |  |  |  | 13903566 | 0 | 0 | 0 |  | 0 | 0 | 0 |  | 6617429.441 | 0 | 7286136.559 |  | 6617429.441 | 0 | 7286136.559 | 0
0
| Distribution Maintenance Labor Expense | [19 empty] | 0
| 590 | MAINTENANCE SUPERVISION AND EN | 1: F024; 3: 0 | [9 empty] | 0 | 0 | 0 | 0
| 591 | MAINTENANCE OF STRUCTURES | 1: P362; 3: 0 | [9 empty] | 0 | 0 | 0 | 0
| 592 | MAINTENANCE OF STATION EQUIPME | Acct 362 |  | 622340 | 0 | 0 | 0 |  | 0 | 0 | 0 |  | 622340 | 0 | 0 |  | 622340 | 0 | 0 | 0
| 593 | MAINTENANCE OF OVERHEAD LINES | Acct 365 |  | 6481662 | 0 | 0 | 0 |  | 0 | 0 | 0 |  | 5259774.4696 | 0 | 1221887.5304 |  | 5259774.4696 | 0 | 1221887.5304 | 0
| 594 | MAINTENANCE OF UNDERGROUND LIN | Acct 367 |  | 248892 | 0 | 0 | 0 |  | 0 | 0 | 0 |  | 175294.3568 | 0 | 73597.6432 |  | 175294.3568 | 0 | 73597.6432 | 0
| 595 | MAINTENANCE OF LINE TRANSFORME | Acct 368 |  | 53407 | 0 | 0 | 0 |  | 0 | 0 | 0 |  | 29170.9703 | 0 | 24236.0297 |  | 29170.9703 | 0 | 24236.0297 | 0
| 596 | MAINTENANCE OF ST LIGHTS & SIG SYSTEMS | 1: P373; 3: 0 | [9 empty] | 0 | 0 | 0 | 0
| 597 | MAINTENANCE OF METERS | 1: P370; 3: 0 | [9 empty] | 0 | 0 | 0 | 0
| 598 | MAINTENANCE OF MISC DISTR PLANT | PDIST | 2 | 3541 | 0 | 0 | 0 |  | 0 | 0 | 0 |  | 2343.056 | 0 | 1197.944 |  | 2343.056 | 0 | 1197.944 | 0
| Total Distribution Maintenance Labor Expense |  |  |  | 7409842 | 0 | 0 | 0 |  | 0 | 0 | 0 |  | 6088922.8528 | 0 | 1320919.1472 |  | 6088922.8528 | 0 | 1320919.1472 | 0
0
| Total Distribution Operation and Maintenance Labor Expenses |  | PDIST | 2 | 21313408 | 0 | 0 | 0 | 0 | 0 | 0 | 0 | 0 | 12706352.2938 | 0 | 8607055.7062 | 0 | 12706352.2938 | 0 | 8607055.7062 | 0
0
| Transmission and Distribution Labor Expenses |  |  |  | 29294531 | 0 | 0 | 0 |  | 7981123 | 0 | 0 |  | 12706352.2938 | 0 | 8607055.7062 |  | 20687475.2938 | 0 | 8607055.7062 | 0
0
| Production, Transmission and Distribution Labor Expenses |  |  |  | 90909155 | 36565300.0742 | 25049323.9258 | 0 |  | 7981123 | 0 | 0 |  | 12706352.2938 | 0 | 8607055.7062 |  | 57252775.368 | 25049323.9258 | 8607055.7062 | 0
0
| Customer Accounts Expense | [19 empty] | 0
| 901 | SUPERVISION/CUSTOMER ACCTS | 2: DIR; 3: 4005700 | [7 empty] | 4005700 |  | 0 | 0 | 4005700 | 0
| 902 | METER READING EXPENSES | 2: DIR; 3: 752362 | [7 empty] | 752362 |  | 0 | 0 | 752362 | 0
| 903 | RECORDS AND COLLECTION | 2: DIR; 3: 13439006 | [7 empty] | 13439006 |  | 0 | 0 | 13439006 | 0
| 904 | UNCOLLECTIBLE ACCOUNTS | 3: 0 | [9 empty] | 0 | 0 | 0 | 0
| 905 | MISC CUST ACCOUNTS | 3: 0 | [9 empty] | 0 | 0 | 0 | 0
| Total Customer Accounts Labor Expense |  | LBCA |  | 18197068 | 0 | 0 | 0 |  | 0 | 0 | 0 |  | 0 | 0 | 18197068 |  | 0 | 0 | 18197068 | 0
0
| Customer Service Expense | [19 empty] | 0
| 907 | SUPERVISION | 1: F026; 2: DIR; 3: 350160 | [7 empty] | 350160 |  | 0 | 0 | 350160 | 0
| 908 | CUSTOMER ASSISTANCE EXPENSES | 1: F026; 2: DIR; 3: 1306105 | [7 empty] | 1306105 |  | 0 | 0 | 1306105 | 0
| 908 | CUSTOMER ASSISTANCE EXP-LOAD MGMT | 3: 0 | [7 empty] | 0 |  | 0 | 0 | 0 | 0
| 909 | INFORMATIONAL AND INSTRUCTIONA | 3: 0 | [7 empty] | 0 |  | 0 | 0 | 0 | 0
| 909 | INFORM AND INSTRUC -LOAD MGMT | 3: 0 | [7 empty] | 0 |  | 0 | 0 | 0 | 0
| 910 | MISCELLANEOUS CUSTOMER SERVICE | 1: F026; 2: DIR; 3: 516578 | [7 empty] | 516578 |  | 0 | 0 | 516578 | 0
| 911 | DEMONSTRATION AND SELLING EXP | 3: 0 | [7 empty] | 0 |  | 0 | 0 | 0 | 0
| 912 | DEMONSTRATION AND SELLING EXP | 3: 0 | [7 empty] | 0 |  | 0 | 0 | 0 | 0
| 913 | WATER HEATER - HEAT PUMP PROGRAM | 3: 0 | [7 empty] | 0 |  | 0 | 0 | 0 | 0
| 916 | MISC SALES EXPENSE | 3: 0 | [7 empty] | 0 |  | 0 | 0 | 0 | 0
| Total Customer Service Labor Expense |  | LBCS |  | 2172843 | 0 | 0 | 0 |  | 0 | 0 | 0 |  | 0 | 0 | 2172843 |  | 0 | 0 | 2172843 | 0
0
| Sub-Total Labor Exp |  | LBSUB7 |  | 111279066 | 36565300.0742 | 25049323.9258 | 0 |  | 7981123 | 0 | 0 |  | 12706352.2938 | 0 | 28976966.7062 |  | 57252775.368 | 25049323.9258 | 28976966.7062 | 0
0
| Administrative and General Expense | [19 empty] | 0
| 920 | ADMIN. & GEN. SALARIES- | LBSUB7 | 16 | 32982892 | 10837881.6128 | 7424569.3769 | 0 |  | 2365588.8516 | 0 | 0 |  | 3766137.3382 | 0 | 8588714.8204 |  | 16969607.8026 | 7424569.3769 | 8588714.8204 | 0
| 921 | OFFICE SUPPLIES AND EXPENSES | LBSUB7 | 16 | 4507 | 1480.9597 | 1014.5422 | 0 |  | 323.2497 | 0 | 0 |  | 514.6299 | 0 | 1173.6187 |  | 2318.8392 | 1014.5422 | 1173.6187 | 0
| 922 | ADMIN. EXPENSES TRANSFERRED - CREDIT | LBSUB7 | 16 | -4373143 | -1436975.4511 | -984410.4513 | 0 |  | -313649.2193 | 0 | 0 |  | -499345.4527 | 0 | -1138762.4256 |  | -2249970.1231 | -984410.4513 | -1138762.4256 | 0
| 923 | OUTSIDE SERVICES EMPLOYED | LBSUB7 | 16 | 0 | 0 | 0 | 0 |  | 0 | 0 | 0 |  | 0 | 0 | 0 |  | 0 | 0 | 0 | 0
| 924 | PROPERTY INSURANCE | TUP | 23 | 0 | 0 | 0 | 0 |  | 0 | 0 | 0 |  | 0 | 0 | 0 |  | 0 | 0 | 0 | 0
| 925 | INJURIES AND DAMAGES - INSURAN | LBSUB7 | 16 | 615769 | 202336.1542 | 138611.8495 | 0 |  | 44163.9951 | 0 | 0 |  | 70311.3184 | 0 | 160345.6827 |  | 316811.4678 | 138611.8495 | 160345.6827 | 0
| 926 | EMPLOYEE BENEFITS | LBSUB7 | 16 | 31672892 | 10407427.397 | 7129683.5954 | 0 |  | 2271633.4339 | 0 | 0 |  | 3616555.5516 | 0 | 8247592.0221 |  | 16295616.3824 | 7129683.5954 | 8247592.0221 | 0
| 928 | REGULATORY COMMISSION FEES | TUP | 23 | 0 | 0 | 0 | 0 |  | 0 | 0 | 0 |  | 0 | 0 | 0 |  | 0 | 0 | 0 | 0
| 929 | DUPLICATE CHARGES-CR | LBSUB7 | 16 | 0 | 0 | 0 | 0 |  | 0 | 0 | 0 |  | 0 | 0 | 0 |  | 0 | 0 | 0 | 0
| 930 | MISCELLANEOUS GENERAL EXPENSES | LBSUB7 | 16 | 314464 | 103330.0416 | 70786.9942 | 0 |  | 22553.8904 | 0 | 0 |  | 35906.9366 | 0 | 81886.1371 |  | 161790.8687 | 70786.9942 | 81886.1371 | 0
| 931 | RENTS AND LEASES | PT&D | 1 | 0 | 0 | 0 | 0 |  | 0 | 0 | 0 |  | 0 | 0 | 0 |  | 0 | 0 | 0 | 0
| 935 | MAINTENANCE OF GENERAL PLANT | PT&D | 1 | 731985 | 460656.7798 | 0 | 0 |  | 99715.9302 | 0 | 0 |  | 113554.7047 | 0 | 58057.5853 |  | 673927.4147 | 0 | 58057.5853 | 0
| Total Labor Administrative and General Expense |  | LBAG |  | 61949366 | 20576137.494 | 13780255.9069 | 0 |  | 4490330.1316 | 0 | 0 |  | 7103635.0267 | 0 | 15999007.4409 |  | 32170102.6522 | 13780255.9069 | 15999007.4409 | 0
0
| Total Labor Operation and Maintenance Expenses |  | TLB |  | 173228432 | 57141437.5682 | 38829579.8327 | 0 |  | 12471453.1316 | 0 | 0 |  | 19809987.3205 | 0 | 44975974.1471 |  | 89422878.0202 | 38829579.8327 | 44975974.1471 | 0
0
| Labor Operation and Maintenance Expenses Less Purchase Power |  | LBLPP |  | 173228432 | 57141437.5682 | 38829579.8327 | 0 |  | 12471453.1316 | 0 | 0 |  | 19809987.3205 | 0 | 44975974.1471 |  | 89422878.0202 | 38829579.8327 | 44975974.1471 | 0
0
Other Expenses | [20 empty] | 0
0
| Depreciation Expenses | [19 empty] | 0
| Steam Production |  | PROD | 18 | 235868409 | 235868409 | 0 | 0 |  | 0 | 0 | 0 |  | 0 | 0 | 0 |  | 235868409 | 0 | 0 | 0
| Hydraulic Production |  | PROD | 18 | 1440468 | 1440468 | 0 | 0 |  | 0 | 0 | 0 |  | 0 | 0 | 0 |  | 1440468 | 0 | 0 | 0
| Other Production |  | PROD | 18 | 29642381 | 29642381 | 0 | 0 |  | 0 | 0 | 0 |  | 0 | 0 | 0 |  | 29642381 | 0 | 0 | 0
| Transmission - Kentucky System Property |  | PTRAN | 3 | 30191755 | 0 | 0 | 0 |  | 30191755 | 0 | 0 |  | 0 | 0 | 0 |  | 30191755 | 0 | 0 | 0
| Transmission - Virginia Property |  | PTRAN | 3 | 192228 | 0 | 0 | 0 |  | 192228 | 0 | 0 |  | 0 | 0 | 0 |  | 192228 | 0 | 0 | 0
| Transmission - Virginia Property |  | PTRAN | 3 | 20672 | 0 | 0 | 0 |  | 20672 | 0 | 0 |  | 0 | 0 | 0 |  | 20672 | 0 | 0 | 0
| Distribution |  | PDIST | 2 | 38870091 | 0 | 0 | 0 |  | 0 | 0 | 0 |  | 25720079.2835 | 0 | 13150011.7165 |  | 25720079.2835 | 0 | 13150011.7165 | 0
| General Plant |  | PT&D | 1 | 13809821 | 8690871.6312 | 0 | 0 |  | 1881266.8925 | 0 | 0 |  | 2142352.8436 | 0 | 1095329.6327 |  | 12714491.3673 | 0 | 1095329.6327 | 0
| Intangible Plant |  | PT&D | 1 | 20495320 | 12898226.2088 | 0 | 0 |  | 2792010.6255 | 0 | 0 |  | 3179491.3983 | 0 | 1625591.7674 |  | 18869728.2326 | 0 | 1625591.7674 | 0
| Total Depreciation Expense |  |  |  | 370531145 | 288540355.84 | 0 | 0 |  | 35077932.518 | 0 | 0 |  | 31041923.5254 | 0 | 15870933.1165 |  | 354660211.8835 | 0 | 15870933.1165 | 0
0
| Regulatory Credits and Accretion Expenses | [19 empty] | 0
| Production Plant |  | 1: PROD; 2: 18; 3: 0 | [9 empty] | 0 | 0 | 0 | 0
| Transmission Plant |  | 1: PTRAN; 2: 3; 3: 0 | [9 empty] | 0 | 0 | 0 | 0
| Distribution Plant |  | 1: PDIST; 2: 2; 3: 0 | [9 empty] | 0 | 0 | 0 | 0
| Total Regulatory Credits and Accretion Expenses |  |  |  | 0 | 0 | 0 | 0 |  | 0 | 0 | 0 |  | 0 | 0 | 0 |  | 0 | 0 | 0 | 0
0
| Property Taxes |  | TUP | 23 | 35914758 | 22386637.1871 | 0 | 0 |  | 5118215.0658 | 0 | 0 |  | 5564778.3943 | 0 | 2845127.3528 |  | 33069630.6472 | 0 | 2845127.3528 | 0
0
| Other Taxes |  | TUP | 23 | 13649179 | 8507901.3528 | 0 | 0 |  | 1945145.6026 | 0 | 0 |  | 2114859.2008 | 0 | 1081272.8438 |  | 12567906.1562 | 0 | 1081272.8438 | 0
0
| Gain Disposition of Allowances |  | 1: F013; 2: #N/A; 3: 0 | [9 empty] | 0 | 0 | 0 | 0
0
| Interest |  | TUP | 23 | 109640429 | 68341836.107 | 0 | 0 |  | 15624866.3997 | 0 | 0 |  | 16988133.1359 | 0 | 8685593.3574 |  | 100954835.6426 | 0 | 8685593.3574 | 0
0
| Other Expenses |  | 1: TUP; 2: 23; 3: 0 | [9 empty] | 0 | 0 | 0 | 0
0
| Total Other Expenses |  |  |  | 529735511 | 387776730.4868 | 0 | 0 |  | 57766159.5862 | 0 | 0 |  | 55709694.2564 | 0 | 28482926.6705 |  | 501252584.3295 | 0 | 28482926.6705 | 0
0
| Total Cost of Service (O&M + Other Expenses) |  |  |  | 1422030584 | 520972661.6315 | 555456786.9098 | 0 |  | 115522743.2157 | 0 | 0 |  | 108727507.126 | 0 | 121350885.1171 |  | 745222911.9732 | 555456786.9098 | 121350885.1171 | 0
Note on H148: Total minus Demand
Note on H149: Patrick Horne: Total minus Demand

## Classification Factors
| Functional Factor |  | Total | Production |  |  | Transmission |  |  | Distribution |  |  | Total
|  | No. | Kentucky | Demand | Energy | Customer | Demand | Energy | Customer | Demand | Energy | Customer | Demand | Energy | Customer | Check
Total Prod, Trans, and Dist Plant | PT&D | 1 | 100% | 62.93% | 0% | 0% | 13.62% | 0% | 0% | 15.51% | 0% | 7.932% | 92.07% | 0% | 7.932% | 0%
Total Distribution Plant | PDIST | 2 | 100% | 0% | 0% | 0% | 0% | 0% | 0% | 66.17% | 0% | 33.83% | 66.17% | 0% | 33.83% | 0%
Total Transmission Plant | PTRAN | 3 | 100% | 0% | 0% | 0% | 100% | 0% | 0% | 0% | 0% | 0% | 100% | 0% | 0% | 0%
Operation and Maintenance Expenses Less Purchase Power | OMLPP | 4 | 100% | 14.65% | 61.21% | 0% | 6.845% | 0% | 0% | 6.284% | 0% | 11.01% | 27.78% | 61.21% | 11.01% | 0%
Total Plant in Service | TPIS | 5 | 100% | 62.93% | 0% | 0% | 13.62% | 0% | 0% | 15.52% | 0% | 7.934% | 92.07% | 0% | 7.934% | 0%
Total Operation and Maintenance Expenses (Labor) | TLB | 6 | 0% | [9 empty] | 0% | 0% | 0% | 0%
Sub-Total Prod, Trans, Dist, Cust Acct and Cust Service | OMSUB2 | 7 | 0% | [9 empty] | 0% | 0% | 0% | 0%
Total Steam Power Operation Expenses (Labor) | LBSUB1 | 8 | 100% | 0.89289 | 0.10711 | 0 | 0 | 0 | 0 | 0 | 0 | 0 | 89.29% | 10.71% | 0% | 0%
Total Steam Power Generation Maintenance Expense (Labor) | LBSUB2 | 9 | 100% | 0.10868 | 0.89132 | 0 | 0 | 0 | 0 | 0 | 0 | 0 | 10.87% | 89.13% | 0% | 0%
Total Hydraulic Power Operation Expenses (Labor) | LBSUB3 | 10 | 0% | [9 empty] | 0% | 0% | 0% | 0%
Total Hydraulic Power Generation Maint. Expense (Labor) | LBSUB4 | 11 | 100% | 65.45% | 34.55% | 0% | 0% | 0% | 0% | 0% | 0% | 0% | 65.45% | 34.55% | 0% | 0%
Total Other Power Generation Expenses (Labor) | LBSUB5 | 12 | 100% | 100% | 0% | 0% | 0% | 0% | 0% | 0% | 0% | 0% | 100% | 0% | 0% | 0%
Total Transmission Labor Expenses | LBTRAN | 13 | 0% | [9 empty] | 0% | 0% | 0% | 0%
Total Distribution Operation Labor Expense | LBDO | 14 | 100% | 0% | 0% | 0% | 0% | 0% | 0% | 47.6% | 0% | 52.4% | 47.6% | 0% | 52.4% | 0%
Total Distribution Maintenance Labor Expense | LBDM | 15 | 100% | 0% | 0% | 0% | 0% | 0% | 0% | 82.17% | 0% | 17.83% | 82.17% | 0% | 17.83% | 0%
Sub-Total Labor Exp | LBSUB7 | 16 | 100% | 32.86% | 22.51% | 0% | 7.172% | 0% | 0% | 11.42% | 0% | 26.04% | 51.45% | 22.51% | 26.04% | 0%
Total General Plant | PGP | 17 | 0% | [9 empty] | 0% | 0% | 0% | 0%
Total Production Plant | PROD | 18 | 100% | 100% | 0% | 0% | 0% | 0% | 0% | 0% | 0% | 0% | 100% | 0% | 0% | 0%
Total Intangible Plant | PINT | 19 | 0% | [9 empty] | 0% | 0% | 0% | 0%
Distrib Overhead + Underground Lines Plant | DLINES | 20 | 100% | 0% | 0% | 0% | 0% | 0% | 0% | 78.88% | 0% | 21.12% | 78.88% | 0% | 21.12% | 0%
Purchase Power Expense | OMPP | 21 | 100% | 19.72% | 80.28% | [7 empty] | 19.72% | 80.28% | 0% | 0%
Distribution Operation Labor Excl. Super. & Eng | FO23 | 22 | 100% | 0% | 0% | 0% | 0% | 0% | 0% | 47.6% | 0% | 52.4% | 47.6% | 0% | 52.4% | 0%
Total Utility Plant | TUP | 23 | 100% | 62.33% | 0% | 0% | 14.25% | 0% | 0% | 15.49% | 0% | 7.922% | 92.08% | 0% | 7.922% | 0%
|  | 24 | [10 empty] | 0% | 0% | 0% | 0%
|  | 25 | [10 empty] | 0% | 0% | 0% | 0%
|  | 26 | [10 empty] | 0% | 0% | 0% | 0%
|  | 27 | [10 empty] | 0% | 0% | 0% | 0%
|  | 28 | [10 empty] | 0% | 0% | 0% | 0%
|  | 29 | [10 empty] | 0% | 0% | 0% | 0%
|  | 30 | [10 empty] | 0% | 0% | 0% | 0%
|  | 31 | [10 empty] | 0% | 0% | 0% | 0%
|  | 32 | [10 empty] | 0% | 0% | 0% | 0%
|  | 33 | [10 empty] | 0% | 0% | 0% | 0%
0%
Memo: Purchase Power Expense
Demand | Production Plant |  | 9604907 | 9604907
Energy | Production Energy |  | 39102871 |  | 39102871
Total |  |  | 48707778 | 9604907 | 39102871
Pct |  |  |  | 19.72% | 80.28%

## Allocation Amount
|  |  | Allocation Factor |  | Total Kentucky |  |  |  | Residential (RS) |  |  |  | General Service |  |  |  | All Electric Schools (AES) |  |  |  | Power Service-Secondary (PS-Sec) |  |  |  | Power Service-Primary (PS-Pri) |  |  |  | Time of Day-Secondary (TOD-Sec) |  |  |  | Time of Day-Primary (TOD-Pri) |  |  |  | Retail Transmission (RTS) |  |  |  | Fluctuating Load Service (FLS) |  |  |  | Outdoor Lighting (LS & RLS) |  |  |  | Lighting Energy (LE) |  |  |  | Traffic Energy |  |  |  | Outdoor Sports Lighting (OSL) |  |  |  | Electric Vehicle Charging (EV) |  |  |  | Solar Share (SSP) |  |  |  | Business Solar (BS) |  |  | Check
| Description |  | Name | No | Total | Demand | Energy | Customer | Demand | Energy | Customer |  | Demand | Energy | Customer |  | Demand | Energy | Customer |  | Demand | Energy | Customer |  | Demand | Energy | Customer |  | Demand | Energy | Customer |  | Demand | Energy | Customer |  | Demand | Energy | Customer |  | Demand | Energy | Customer |  | Demand | Energy | Customer |  | Demand | Energy | Customer |  | Demand | Energy | Customer |  | Demand | Energy | Customer |  | Demand | Energy | Customer |  | Demand | Energy | Customer |  | Demand | Energy | Customer | Demand | Energy | Customer | Total
Energy Allocators |  | Energy (at the Meter) |  | 1 | 17402124383.08 | 0 | 17402124383.08 | 0 |  | 5943619831 |  |  |  | 1678149896 |  |  |  | 128548999 |  |  |  | 1699193305 |  |  |  | 78721459 |  |  |  | 1784202424 |  |  |  | 3951918371 |  |  |  | 1404629847 |  |  |  | 605890405 |  |  |  | 120148466.08 |  |  |  | 4371371 |  |  |  | 2392654 |  |  |  | 326405 |  |  |  | 10950 | [9 empty] | 0 | 0 | 0
|  | Energy (Loss Adjusted)(at Source) | Energy | 2 | 18429987350.6309 | 0 | 18429987350.6309 | 0 |  | 6363754931.5831 |  |  |  | 1796772838.8188 |  |  |  | 137635708.4734 |  |  |  | 1819303737.7674 |  |  |  | 82219916.4447 |  |  |  | 1910321874.1301 |  |  |  | 4127545429.0041 |  |  |  | 1436535295.9224 |  |  |  | 619652895.8161 |  |  |  | 128641369.2799 |  |  |  | 4680368.9587 |  |  |  | 2561782.9076 |  |  |  | 349477.5049 |  |  |  | 11724.0198 | [9 empty] | 0 | 0 | 0
O&M Allocators |  | Customers (Monthly Bills) | Bills | 3 | 8471803.1014 | 0 | 0 | 8471803.1014 |  |  | 5308105.0192 |  |  |  | 993412.7671 |  |  |  | 5085.7315 |  |  |  | 53288.4164 |  |  |  | 2445.3041 |  |  |  | 9195.4192 |  |  |  | 3066.4438 |  |  |  | 240 |  |  |  | 12 |  |  |  | 2079516 |  |  |  | 1296 |  |  |  | 15972 |  |  |  | 48 |  |  |  | 120 | [8 empty] | 0 | 0 | 0
|  | Average Customers (Bills/12) | Custa | 4 | 705984 | 0 | 0 | 705984 |  |  | 442342 |  |  |  | 82784 |  |  |  | 424 |  |  |  | 4441 |  |  |  | 204 |  |  |  | 766 |  |  |  | 256 |  |  |  | 20 |  |  |  | 1 |  |  |  | 173293 |  |  |  | 108 |  |  |  | 1331 |  |  |  | 4 |  |  |  | 10 | [8 empty] | 0 | 0 | 0
|  | Average Customers (Lighting = Lights) | Custal | 5 | 705984 | 0 | 0 | 705984 |  |  | 442342 |  |  |  | 82784 |  |  |  | 424 |  |  |  | 4441 |  |  |  | 204 |  |  |  | 766 |  |  |  | 256 |  |  |  | 20 |  |  |  | 1 |  |  |  | 173293 |  |  |  | 108 |  |  |  | 1331 |  |  |  | 4 |  |  |  | 10 | [8 empty] | 0 | 0 | 0
|  | Weighted Average Customers (Lighting =9 Lights per Cust) | Cust05 | 6 | 680930 | 0 | 0 | 680930 |  |  | 442342 |  |  |  | 165568 |  |  |  | 4240 |  |  |  | 22205 |  |  |  | 1020 |  |  |  | 19150 |  |  |  | 6400 |  |  |  | 500 |  |  |  | 50 |  |  |  | 19255 |  |  |  | 12 |  |  |  | 148 |  |  |  | 20 |  |  |  | 20 | [8 empty] | 0 | 0 | 0
|  | Street Lighting | Cust04 | 7 | 143087299.0638 | 0 | 0 | 143087299.0638 |  |  | 0 |  |  |  | 0 |  |  |  | 0 |  |  |  | 0 |  |  |  | 0 |  |  |  | 0 |  |  |  | 0 |  |  |  | 0 |  |  |  | 0 |  |  |  | 143087299.0638 |  |  |  | 0 |  |  |  | 0 |  |  |  | 0 |  |  |  | 0 | [8 empty] | 0 | 0 | 0
|  | Average Customers | Cust01 | 8 | 705984 | 0 | 0 | 705984 |  |  | 442342 |  |  |  | 82784 |  |  |  | 424 |  |  |  | 4441 |  |  |  | 204 |  |  |  | 766 |  |  |  | 256 |  |  |  | 20 |  |  |  | 1 |  |  |  | 173293 |  |  |  | 108 |  |  |  | 1331 |  |  |  | 4 |  |  |  | 10 | [8 empty] | 0 | 0 | 0
|  | Average Customers (Lighting = 9 Lights per Cust) | Cust06 | 9 | 550667 | 0 | 0 | 550667 |  |  | 442342 |  |  |  | 82784 |  |  |  | 424 |  |  |  | 4441 |  |  |  | 204 |  |  |  | 766 |  |  |  | 256 |  |  |  | 20 |  |  |  | 1 |  |  |  | 19255 |  |  |  | 12 |  |  |  | 148 |  |  |  | 4 |  |  |  | 10 | [8 empty] | 0 | 0 | 0
|  | Average Secondary Customers | Cust07 | 10 | 550186 | 0 | 0 | 550186 |  |  | 442342 |  |  |  | 82784 |  |  |  | 424 |  |  |  | 4441 |  |  |  | 0 |  |  |  | 766 |  |  |  | 0 |  |  |  | 0 |  |  |  | 0 |  |  |  | 19255 |  |  |  | 12 |  |  |  | 148 |  |  |  | 4 |  |  |  | 10 | [8 empty] | 0 | 0 | 0
|  | Average Primary Customers | Cust08 | 11 | 550646 | 0 | 0 | 550646 |  |  | 442342 |  |  |  | 82784 |  |  |  | 424 |  |  |  | 4441 |  |  |  | 204 |  |  |  | 766 |  |  |  | 256 |  |  |  | 0 |  |  |  | 0 |  |  |  | 19255 |  |  |  | 12 |  |  |  | 148 |  |  |  | 4 |  |  |  | 10 | [8 empty] | 0 | 0 | 0
|  | Average Transformer Customers | Cust09 | 12 | 550186 | 0 | 0 | 550186 |  |  | 442342 |  |  |  | 82784 |  |  |  | 424 |  |  |  | 4441 |  |  |  | 0 |  |  |  | 766 |  |  |  | 0 |  |  |  | 0 |  |  |  | 0 |  |  |  | 19255 |  |  |  | 12 |  |  |  | 148 |  |  |  | 4 |  |  |  | 10 | [8 empty] | 0 | 0 | 0
Plant Customer Allocators |  | Average Customers | Custb | 13 | [67 empty] | 0 | 0 | 0
|  | Average Customers (Lighting = Lights) | Custbl | 14 | [67 empty] | 0 | 0 | 0
|  | Weighted Average Customers (Lighting =9 Lights per Cust) | PCust05 | 15 | [67 empty] | 0 | 0 | 0
|  | Street Lighting | PCust04 | 16 | 143087299.0638 | 0 | 0 | 143087299.0638 |  |  | 0 |  |  |  | 0 |  |  |  | 0 |  |  |  | 0 |  |  |  | 0 |  |  |  | 0 |  |  |  | 0 |  |  |  | 0 |  |  |  | 0 |  |  |  | 143087299.0638 |  |  |  | 0 |  |  |  | 0 |  |  |  | 0 |  |  |  | 0 | [8 empty] | 0 | 0 | 0
|  | Average Customers | PCust01 | 17 | [67 empty] | 0 | 0 | 0
|  | Average Customers (Lighting = 9 Lights per Cust) | PCust06 | 18 | [67 empty] | 0 | 0 | 0
|  | Average Secondary Customers | PCust07 | 19 | [67 empty] | 0 | 0 | 0
|  | Average Primary Customers | PCust08 | 20 | [67 empty] | 0 | 0 | 0
|  | Average Transformer Customers | PCust09 | 21 | [67 empty] | 0 | 0 | 0
Demand Allocators |  | Maximum Class Non-Coincident Peak Demands (Transmission) | NCPT | 22 | 4393697.2737 | 4393697.2737 | 0 | 0 | 1942660.469 |  |  |  | 498640.9369 |  |  |  | 51033.0535 |  |  |  | 444831.2787 |  |  |  | 19114.7631 |  |  |  | 393526.601 |  |  |  | 640911.1392 |  |  |  | 222254.1277 |  |  |  | 148927.3132 |  |  |  | 29995.5995 |  |  |  | 1091.3322 |  |  |  | 294.0316 |  |  |  | 414.0444 |  |  |  | 2.5836 | [10 empty] | 0 | 0 | 0
|  | Maximum Class Non-Coincident Peak Demands (Primary) | NCPP | 23 | 4022515.8328 | 4022515.8328 | 0 | 0 | 1942660.469 |  |  |  | 498640.9369 |  |  |  | 51033.0535 |  |  |  | 444831.2787 |  |  |  | 19114.7631 |  |  |  | 393526.601 |  |  |  | 640911.1392 |  |  |  | 0 |  |  |  | 0 |  |  |  | 29995.5995 |  |  |  | 1091.3322 |  |  |  | 294.0316 |  |  |  | 414.0444 |  |  |  | 2.5836 | [10 empty] | 0 | 0 | 0
|  | Sum of the Individual Customer Demands (Transformer) | SICDT | 24 | 6314350.5153 | 6314350.5153 | 0 | 0 | 4316217.8731 |  |  |  | 805142.8054 |  |  |  | 58360.9979 |  |  |  | 594859.3641 |  |  |  | 0 |  |  |  | 507680.8421 |  |  |  | 0 |  |  |  | 0 |  |  |  | 0 |  |  |  | 29995.5995 |  |  |  | 1091.3322 |  |  |  | 294.0316 |  |  |  | 705.0858 |  |  |  | 2.5836 | [10 empty] | 0 | 0 | 0
|  | Sum of the Individual Customer Demands (Secondary) | SICD | 25 | 5211105.2234 | 5211105.2234 | 0 | 0 | 4316217.8731 |  |  |  | 805142.8054 |  |  |  | 58360.9979 |  |  |  | 0 |  |  |  | 0 |  |  |  | 0 |  |  |  | 0 |  |  |  | 0 |  |  |  | 0 |  |  |  | 29995.5995 |  |  |  | 1091.3322 |  |  |  | 294.0316 |  |  |  | 0 |  |  |  | 2.5836 | [10 empty] | 0 | 0 | 0
|  | Prob Dispatch - Forecasted - Mkt Based - Gross Plant | PDisp Gplant | 26 | 100% | 100% | 0% | 0% | 35.8% |  |  |  | 9.909% |  |  |  | 0.751% |  |  |  | 9.92% |  |  |  | 0.4458% |  |  |  | 10.28% |  |  |  | 21.6% |  |  |  | 7.477% |  |  |  | 3.19% |  |  |  | 0.591% |  |  |  | 0.0215% |  |  |  | 0.01315% |  |  |  | 0.00186% |  |  |  | 6.5e-05% | [10 empty] | 0% | 0% | 0%
Customer Allocation Factors |  | Primary Distribution Plant -- Average Number of Customers | C08 | 27 | [67 empty] | 0 | 0 | 0
|  | Customer Services -- Weighted cost of Services | C02 | 28 | 440897057 | 0 | 0 | 440897057 |  |  | 348689419 |  |  |  | 78387871 |  |  |  | 709232 |  |  |  | 10186925 |  |  |  | 0 |  |  |  | 2914434 |  |  |  | 0 |  |  |  | 0 |  |  |  | 0 |  |  |  | 0 |  |  |  | 0 |  |  |  | 0 |  |  |  | 9176 |  |  |  | 0 |  |  |  | 0 |  |  |  | 0 | 0 | 0 | 0
|  | Meter Costs -- Weighted Cost of Meters | C03 | 29 | 49194751 | 0 | 0 | 49194751 |  |  | 29720264 |  |  |  | 11993013 |  |  |  | 244803 |  |  |  | 3749767 |  |  |  | 733308 |  |  |  | 670691 |  |  |  | 1299034 |  |  |  | 644052 |  |  |  | 39757 |  |  |  | 0 |  |  |  | 7256 |  |  |  | 89428 |  |  |  | 3378 |  |  |  | 0 |  |  |  | 0 |  |  |  | 0 | 0 | 0 | 0
|  | Outdoor Lighting Customers | C04 | 30 | 1 | 0 | 0 | 1 |  |  | 0% |  |  |  | 0% |  |  |  | 0% |  |  |  | 0% |  |  |  | 0% |  |  |  | 0% |  |  |  | 0% |  |  |  | 0% |  |  |  | 0% |  |  |  | 100% |  |  |  | 0% |  |  |  | 0% |  |  |  | 0% |  |  |  | 0% | [8 empty] | 0 | 0 | 0
|  | Meter Reading and Billing -- Weighted Cost | C05 | 31 | 1 | 0 | 0 | 1 |  |  | 64.96% |  |  |  | 24.31% |  |  |  | 0.6227% |  |  |  | 3.261% |  |  |  | 0.1498% |  |  |  | 2.812% |  |  |  | 0.9399% |  |  |  | 0.07343% |  |  |  | 0.007343% |  |  |  | 2.828% |  |  |  | 0.001762% |  |  |  | 0.02173% |  |  |  | 0.002937% |  |  |  | 0.002937% | [8 empty] | 0 | 0 | 0
|  | Marketing/Economic Development | C06 | 32 | 1 | 0 | 0 | 1 |  |  | 80.33% |  |  |  | 15.03% |  |  |  | 0.077% |  |  |  | 0.8065% |  |  |  | 0.03705% |  |  |  | 0.1391% |  |  |  | 0.04649% |  |  |  | 0.003632% |  |  |  | 0.0001816% |  |  |  | 3.497% |  |  |  | 0.002179% |  |  |  | 0.02688% |  |  |  | 0.0007264% |  |  |  | 0.001816% | [8 empty] | 0 | 0 | 0
|  | Meters Gross Plant Allocator | MGPA | 33 | [67 empty] | 0 | 0 | 0
|  | Gross Plant Production LOLP Demand Allocator | GPLOLPDA | 34 | [67 empty] | 0 | 0 | 0
|  | Total Prod, Trans, and Dist Plant | PT&D | 35 | 9298906019 | 8561360810.1216 | 0 | 737545208.8784 | 3429862385.2263 | 0 | 461349360.1053 | 0 | 906861863.0127 | 0 | 99755470.4833 | 0 | 76165773.1525 | 0 | 874536.6781 | 0 | 851861416.0617 | 0 | 11728797.5559 | 0 | 37024781.0834 | 0 | 1105298.7936 | 0 | 841150133.1681 | 0 | 2387056.0549 | 0 | 1630589415.5554 | 0 | 1958004.9761 | 0 | 501639155.7119 | 0 | 970765.2154 | 0 | 229643440.6066 | 0 | 59924.8394 | 0 | 53299296.6326 | 0 | 157077586.7031 | 0 | 1939073.3645 | 0 | 19556.5236 | 0 | 952990.1271 | 0 | 241102.6688 | 0 | 365670.6639 | 0 | 10565.1837 | 0 | 5415.7549 | 0 | 7183.0972 | 0 | 0 | 0 | 0 | 0 | 0 | 0 | 0 | 0 | 0 | 0
|  | Total Production Plant | Prod | 36 | 5852038091 | 5852038091 | 0 | 0 | 2095051393.8715 | 0 | 0 | 0 | 579903647.1962 | 0 | 0 | 0 | 43947052.6493 | 0 | 0 | 0 | 580536837.7493 | 0 | 0 | 0 | 26087801.9103 | 0 | 0 | 0 | 601643384.5874 | 0 | 0 | 0 | 1263876433.7833 | 0 | 0 | 0 | 437560421.1649 | 0 | 0 | 0 | 186705773.4058 | 0 | 0 | 0 | 34584961.6432 | 0 | 0 | 0 | 1258188.2525 | 0 | 0 | 0 | 769543.0474 | 0 | 0 | 0 | 108847.9139 | 0 | 0 | 0 | 3803.8249 | 0 | 0 | 0 | 0 | 0 | 0 | 0 | 0 | 0 | 0 | 0 | 0 | 0
|  | Total Distribution Plant | Distplt | 37 | 2180108277 | 1442563068.1216 | 0 | 737545208.8784 | 774716896.4805 | 0 | 461349360.1053 | 0 | 183193595.7548 | 0 | 99755470.4833 | 0 | 17505232.2904 | 0 | 874536.6781 | 0 | 143073977.4479 | 0 | 11728797.5559 | 0 | 5425946.1737 | 0 | 1105298.7936 | 0 | 126047948.6937 | 0 | 2387056.0549 | 0 | 181930025.5396 | 0 | 1958004.9761 | 0 | 0 | 0 | 970765.2154 | 0 | 0 | 0 | 59924.8394 | 0 | 10066216.3692 | 0 | 157077586.7031 | 0 | 366239.9366 | 0 | 19556.5236 | 0 | 98673.9843 | 0 | 241102.6688 | 0 | 137448.4132 | 0 | 10565.1837 | 0 | 867.0378 | 0 | 7183.0972 | 0 | 0 | 0 | 0 | 0 | 0 | 0 | 0 | 0 | 0 | 0
|  | Total Transmission Plant | Trans | 38 | 1266759651 | 1266759651 | 0 | 0 | 560094094.8743 | 0 | 0 | 0 | 143764620.0617 | 0 | 0 | 0 | 14713488.2128 | 0 | 0 | 0 | 128250600.8645 | 0 | 0 | 0 | 5511032.9994 | 0 | 0 | 0 | 113458799.887 | 0 | 0 | 0 | 184782956.2325 | 0 | 0 | 0 | 64078734.5469 | 0 | 0 | 0 | 42937667.2008 | 0 | 0 | 0 | 8648118.6202 | 0 | 0 | 0 | 314645.1754 | 0 | 0 | 0 | 84773.0954 | 0 | 0 | 0 | 119374.3368 | 0 | 0 | 0 | 744.8922 | 0 | 0 | 0 | 0 | 0 | 0 | 0 | 0 | 0 | 0 | 0 | 0 | 0
|  | Total Plant in Service | TPIS | 39 | 9650773038 | 8885107663.8261 | 0 | 765665374.1739 | 3559631680.024 | 0 | 478939088.9911 | 0 | 941165390.4705 | 0 | 103558817.4312 | 0 | 79047512.6348 | 0 | 907879.8762 | 0 | 884074176.7638 | 0 | 12175977.9077 | 0 | 38424569.647 | 0 | 1147440.1896 | 0 | 872952929.675 | 0 | 2478066.6262 | 0 | 1692218777.4382 | 0 | 2032657.2454 | 0 | 520578134.0403 | 0 | 1007777.2901 | 0 | 238312766.922 | 0 | 62209.5758 | 0 | 55315162.9378 | 0 | 163066436.809 | 0 | 2012412.2881 | 0 | 20302.1494 | 0 | 989007.4603 | 0 | 250295.1181 | 0 | 379522.987 | 0 | 10967.9993 | 0 | 5620.5372 | 0 | 7456.965 | 0 | 0 | 0 | 0 | 0 | 0 | 0 | 0 | 0 | 0 | 0
|  | Distrib OH + UG Lines Plant | Dlines | 40 | 1169477392 | 922465288.9762 | 0 | 247012103.0238 | 487755239.3594 | 0 | 198594343.8687 | 0 | 118088235.3036 | 0 | 37166794.3872 | 0 | 11521169.8404 | 0 | 190359.4997 | 0 | 88480043.4634 | 0 | 1993836.1745 | 0 | 3802059.6865 | 0 | 0 | 0 | 78275185.2828 | 0 | 343904.1904 | 0 | 127481695.123 | 0 | 0 | 0 | 0 | 0 | 0 | 0 | 0 | 0 | 0 | 0 | 6670642.6212 | 0 | 8644745.6746 | 0 | 242698.5116 | 0 | 5387.533 | 0 | 65388.9069 | 0 | 66446.2404 | 0 | 82356.312 | 0 | 1795.8443 | 0 | 574.5654 | 0 | 4489.6108 | 0 | 0 | 0 | 0 | 0 | 0 | 0 | 0 | 0 | 0 | 0
|  | Total Steam Power Operation Expenses (Labor) | LBSUB1 | 41 | 27039279 | 24143207.5852 | 2896071.4148 | 0 | 8643358.0775 | 999994.6499 | 0 | 0 | 2392454.375 | 282343.2463 | 0 | 0 | 181308.2551 | 21627.9498 | 0 | 0 | 2395066.6702 | 285883.7312 | 0 | 0 | 107628.0105 | 12919.9627 | 0 | 0 | 2482143.9814 | 300186.2382 | 0 | 0 | 5214257.0893 | 648598.7268 | 0 | 0 | 1805202.2073 | 225735.8471 | 0 | 0 | 770274.5906 | 97371.6913 | 0 | 0 | 142683.9496 | 20214.5875 | 0 | 0 | 5190.7899 | 735.4689 | 0 | 0 | 3174.832 | 402.5562 | 0 | 0 | 449.0637 | 54.9166 | 0 | 0 | 15.6931 | 1.8423 | 0 | 0 | 0 | 0 | 0 | 0 | 0 | 0 | 0 | 0 | 0 | 0
|  | Total Steam Power Generation Maintenance Expense (Labor) | LBSUB2 | 42 | 24765971 | 2691499.7248 | 22074471.2752 | 0 | 963566.9082 | 7622171.5602 | 0 | 0 | 266712.2945 | 2152080.1759 | 0 | 0 | 20212.3565 | 164852.8257 | 0 | 0 | 267003.5148 | 2179066.5037 | 0 | 0 | 11998.4372 | 98478.6994 | 0 | 0 | 276710.9473 | 2288083.249 | 0 | 0 | 581288.6076 | 4943757.2189 | 0 | 0 | 201245.0594 | 1720606.5594 | 0 | 0 | 85870.6881 | 742187.7069 | 0 | 0 | 15906.495 | 154079.8785 | 0 | 0 | 578.6725 | 5605.9002 | 0 | 0 | 353.9322 | 3068.3691 | 0 | 0 | 50.0619 | 418.5858 | 0 | 0 | 1.7495 | 14.0424 | 0 | 0 | 0 | 0 | 0 | 0 | 0 | 0 | 0 | 0 | 0 | 0
|  | Total Hydraulic Power Operation Expenses (Labor) | LBSUB3 | 43 | [67 empty] | 0 | 0 | 0
|  | Total Hydraulic Power Generation Maint. Expense (Labor) | LBSUB4 | 44 | 228038 | 149256.7642 | 78781.2358 | 0 | 53434.4765 | 27202.6491 | 0 | 0 | 14790.4953 | 7680.5253 | 0 | 0 | 1120.8736 | 588.3407 | 0 | 0 | 14806.6449 | 7776.8364 | 0 | 0 | 665.3718 | 351.4591 | 0 | 0 | 15344.9693 | 8165.9046 | 0 | 0 | 32235.2835 | 17643.6979 | 0 | 0 | 11160.0184 | 6140.6459 | 0 | 0 | 4761.9477 | 2648.7821 | 0 | 0 | 882.0926 | 549.8933 | 0 | 0 | 32.0902 | 20.0068 | 0 | 0 | 19.6273 | 10.9507 | 0 | 0 | 2.7762 | 1.4939 | 0 | 0 | 0.097017 | 0.050116 | 0 | 0 | 0 | 0 | 0 | 0 | 0 | 0 | 0 | 0 | 0 | 0
|  | Total Other Power Generation Expenses (Labor) | LBSUB5 | 45 | 7317424 | 7317424 | 0 | 0 | 2619664.9975 | 0 | 0 | 0 | 725115.0453 | 0 | 0 | 0 | 54951.6618 | 0 | 0 | 0 | 725906.7907 | 0 | 0 | 0 | 32620.3461 | 0 | 0 | 0 | 752298.5451 | 0 | 0 | 0 | 1580358.7751 | 0 | 0 | 0 | 547128.2103 | 0 | 0 | 0 | 233458.0339 | 0 | 0 | 0 | 43245.2463 | 0 | 0 | 0 | 1573.2462 | 0 | 0 | 0 | 962.2413 | 0 | 0 | 0 | 136.1041 | 0 | 0 | 0 | 4.7563 | 0 | 0 | 0 | 0 | 0 | 0 | 0 | 0 | 0 | 0 | 0 | 0 | 0
|  | Total Transmission Labor Expenses | LBTRAN | 46 | [67 empty] | 0 | 0 | 0
|  | Total Distribution Operation Labor Expense | LBDO | 47 | 13903566 | 6617429.441 | 0 | 7286136.559 | 3440458.664 | 0 | 5583476.5981 | 0 | 838056.4411 | 0 | 1229577.5584 | 0 | 82193.7786 | 0 | 10700.4732 | 0 | 666578.5599 | 0 | 150480.5349 | 0 | 27534.2079 | 0 | 1697.9435 | 0 | 588892.7895 | 0 | 40971.9837 | 0 | 923212.0962 | 0 | 3007.8581 | 0 | 0 | 0 | 1491.2751 | 0 | 0 | 0 | 92.0556 | 0 | 47670.1125 | 0 | 263893.7999 | 0 | 1734.3854 | 0 | 44.1231 | 0 | 467.2858 | 0 | 544.0395 | 0 | 627.0141 | 0 | 135.5474 | 0 | 4.106 | 0 | 22.7684 | 0 | 0 | 0 | 0 | 0 | 0 | 0 | 0 | 0 | 0 | 0
|  | Total Distribution Maintenance Labor Expense | LBDM | 48 | 7409842 | 6088922.8528 | 0 | 1320919.1472 | 3192579.4768 | 0 | 1061787.0898 | 0 | 776663.9943 | 0 | 198734.5089 | 0 | 76087.9381 | 0 | 1018.4616 | 0 | 594071.1949 | 0 | 10671.5966 | 0 | 25408.4622 | 0 | 1.7953 | 0 | 525467.2675 | 0 | 1841.2675 | 0 | 851936.6067 | 0 | 3.1803 | 0 | 0 | 0 | 1.5767 | 0 | 0 | 0 | 0.097332 | 0 | 44113.064 | 0 | 46441.7504 | 0 | 1604.9691 | 0 | 28.8159 | 0 | 432.4179 | 0 | 355.3965 | 0 | 553.6617 | 0 | 9.6119 | 0 | 3.7996 | 0 | 23.9985 | 0 | 0 | 0 | 0 | 0 | 0 | 0 | 0 | 0 | 0 | 0
|  | Sub-Total Labor Exp | LBSUB7 | 49 | 111279066 | 57252775.368 | 25049323.9258 | 28976966.7062 | 23252381.8321 | 8649368.8592 | 19877853.1928 | 0 | 6143911.5049 | 2442103.9475 | 6381252.0529 | 0 | 525577.3797 | 187069.1162 | 138557.8501 | 0 | 5696052.2898 | 2472727.0714 | 825411.1211 | 0 | 250668.9744 | 111750.1212 | 32212.8741 | 0 | 5588448.0475 | 2596435.3918 | 615682.409 | 0 | 10836441.0711 | 5609999.6437 | 194466.0049 | 0 | 3137732.7641 | 1952483.0524 | 16450.2711 | 0 | 1437119.5301 | 842208.1803 | 1587.8949 | 0 | 362367.269 | 174844.3593 | 886345.7663 | 0 | 13183.2924 | 6361.3759 | 431.9171 | 0 | 6242.1473 | 3481.876 | 5326.8321 | 0 | 2612.8994 | 474.9963 | 743.456 | 0 | 36.3662 | 15.9348 | 645.0637 | 0 | 0 | 0 | 0 | 0 | 0 | 0 | 0 | 0 | 0 | 0
|  | Account 362 | Acct362 | 50 | 341731104 | 341731104 | 0 | 0 | 165037885.3325 | 0 | 0 | 0 | 42361826.5176 | 0 | 0 | 0 | 4335491.1304 | 0 | 0 | 0 | 37790450.128 | 0 | 0 | 0 | 1623886.4872 | 0 | 0 | 0 | 33431883.2801 | 0 | 0 | 0 | 54448330.4166 | 0 | 0 | 0 | 0 | 0 | 0 | 0 | 0 | 0 | 0 | 0 | 2548263.2691 | 0 | 0 | 0 | 92713.6616 | 0 | 0 | 0 | 24979.325 | 0 | 0 | 0 | 35174.9613 | 0 | 0 | 0 | 219.4907 | 0 | 0 | 0 | 0 | 0 | 0 | 0 | 0 | 0 | 0 | 0 | 0 | 0
|  | Account 365 | Acct365 | 51 | 921791437 | 748020348.278 | 0 | 173771088.722 | 395022915.0686 | 0 | 139709572.6308 | 0 | 95713172.0456 | 0 | 26146550.0917 | 0 | 9344561.1954 | 0 | 133916.4239 | 0 | 71906091.0001 | 0 | 1402648.2045 | 0 | 3089863.4212 | 0 | 0 | 0 | 63612791.9436 | 0 | 241933.9168 | 0 | 103602010.2562 | 0 | 0 | 0 | 0 | 0 | 0 | 0 | 0 | 0 | 0 | 0 | 5411609.5192 | 0 | 6081511.1859 | 0 | 196891.0119 | 0 | 3790.0875 | 0 | 53047.2476 | 0 | 46744.4121 | 0 | 66929.448 | 0 | 1263.3625 | 0 | 466.1205 | 0 | 3158.4062 | 0 | 0 | 0 | 0 | 0 | 0 | 0 | 0 | 0 | 0 | 0
|  | Account 367 | Acct367 | 52 | 247685955 | 174444940.6982 | 0 | 73241014.3018 | 92732324.2908 | 0 | 58884771.2379 | 0 | 22375063.258 | 0 | 11020244.2955 | 0 | 2176608.645 | 0 | 56443.0757 | 0 | 16573952.4633 | 0 | 591187.9701 | 0 | 712196.2653 | 0 | 0 | 0 | 14662393.3392 | 0 | 101970.2736 | 0 | 23879684.8668 | 0 | 0 | 0 | 0 | 0 | 0 | 0 | 0 | 0 | 0 | 0 | 1259033.102 | 0 | 2563234.4887 | 0 | 45807.4997 | 0 | 1597.4455 | 0 | 12341.6593 | 0 | 19701.8283 | 0 | 15426.864 | 0 | 532.4818 | 0 | 108.4448 | 0 | 1331.2046 | 0 | 0 | 0 | 0 | 0 | 0 | 0 | 0 | 0 | 0 | 0
|  | Account 368 | Acct368 | 53 | 326558525 | 178366675.1454 | 0 | 148191849.8546 | 121923771.7887 | 0 | 119144215.317 | 0 | 22743533.9336 | 0 | 22297757.6644 | 0 | 1648571.3196 | 0 | 114203.8226 | 0 | 16803483.8566 | 0 | 1196177.3022 | 0 | 0 | 0 | 0 | 0 | 14340880.1307 | 0 | 206321.0569 | 0 | 0 | 0 | 0 | 0 | 0 | 0 | 0 | 0 | 0 | 0 | 0 | 0 | 847310.4789 | 0 | 5186308.0285 | 0 | 30827.7634 | 0 | 3232.1837 | 0 | 8305.7524 | 0 | 39863.5985 | 0 | 19917.1399 | 0 | 1077.3946 | 0 | 72.9818 | 0 | 2693.4864 | 0 | 0 | 0 | 0 | 0 | 0 | 0 | 0 | 0 | 0 | 0
|  | Distribution Operation Labor Excl. Super. & Eng | FO23 | 54 | 12634911 | 6013610.6116 | 0 | 6621300.3884 | 3126528.0446 | 0 | 5074002.5895 | 0 | 761586.5273 | 0 | 1117382.6209 | 0 | 74693.8647 | 0 | 9724.09 | 0 | 605755.4428 | 0 | 136749.6775 | 0 | 25021.8013 | 0 | 1543.0117 | 0 | 535158.2453 | 0 | 37233.424 | 0 | 838972.0069 | 0 | 2733.4009 | 0 | 0 | 0 | 1355.2011 | 0 | 0 | 0 | 83.6559 | 0 | 43320.3704 | 0 | 239814.3524 | 0 | 1576.1284 | 0 | 40.097 | 0 | 424.6475 | 0 | 494.3977 | 0 | 569.8012 | 0 | 123.1791 | 0 | 3.7313 | 0 | 20.6909 | 0 | 0 | 0 | 0 | 0 | 0 | 0 | 0 | 0 | 0 | 0
|  | Meter Reading | Mread | 55 | 680930 | 0 | 0 | 680930 | 0 | 0 | 442342 | 0 | 0 | 0 | 165568 | 0 | 0 | 0 | 4240 | 0 | 0 | 0 | 22205 | 0 | 0 | 0 | 1020 | 0 | 0 | 0 | 19150 | 0 | 0 | 0 | 6400 | 0 | 0 | 0 | 500 | 0 | 0 | 0 | 50 | 0 | 0 | 0 | 19255 | 0 | 0 | 0 | 12 | 0 | 0 | 0 | 148 | 0 | 0 | 0 | 20 | 0 | 0 | 0 | 20 | 0 | 0 | 0 | 0 | 0 | 0 | 0 | 0 | 0 | 0 | 0
|  | Total Utility Plant | TUP | 56 | 9806596758 | 9029729023.7425 | 0 | 776867734.2575 | 3622314135.787 | 0 | 485946390.5016 | 0 | 957302765.9905 | 0 | 105073974.3154 | 0 | 80575695.0832 | 0 | 921162.9599 | 0 | 898589875.6637 | 0 | 12354123.2091 | 0 | 39045099.3127 | 0 | 1164228.2522 | 0 | 886383937.292 | 0 | 2514322.9277 | 0 | 1715665112.0925 | 0 | 2062396.8146 | 0 | 527745653.5097 | 0 | 1022521.9611 | 0 | 242393070.396 | 0 | 63119.7568 | 0 | 56269387.621 | 0 | 165452242.6771 | 0 | 2047129.1113 | 0 | 20599.1877 | 0 | 1001282.0524 | 0 | 253957.1565 | 0 | 390171.5062 | 0 | 11128.4708 | 0 | 5708.3242 | 0 | 7566.067 | 0 | 0 | 0 | 0 | 0 | 0 | 0 | 0 | 0 | 0 | 0
|  | Operation and Maintenance Expenses Less Purchase Power | OMLPP | 57 | 843751066 | 234397715.3878 | 516485392.1657 | 92867958.4465 | 97616556.4458 | 179357577.7222 | 61872459.8102 | 0 | 25553899.0813 | 50528807.2595 | 20848164.3451 | 0 | 2258737.3244 | 3874370.3975 | 466479.2341 | 0 | 23330203.3357 | 51083025.378 | 3098428.1127 | 0 | 1021048.108 | 2304740.066 | 247957.6017 | 0 | 22495664.7926 | 53516995.913 | 1988162.0999 | 0 | 42456353.8507 | 114885834.2247 | 868475.2504 | 0 | 12164993.1848 | 39989164.893 | 180784.8681 | 0 | 5901826.116 | 17208685.3002 | 12947.9485 | 0 | 1506960.8116 | 3526643.3442 | 3240827.7541 | 0 | 54825.3568 | 128310.0186 | 2881.2495 | 0 | 23866.7217 | 71180.828 | 35522.3665 | 0 | 12633.0328 | 9726.0793 | 2790.8811 | 0 | 147.2257 | 330.7415 | 2076.9246 | 0 | 0 | 0 | 0 | 0 | 0 | 0 | 0 | 0 | 0 | 0
|  | Purchase Power | PurPower | 58 | 48544007 | 9572612.2559 | 38971394.7441 | 0 | 3427030.7776 | 13456569.4905 | 0 |  | 948591.3581 | 3799391.8409 | 0 |  | 71887.4499 | 291039.5663 | 0 |  | 949627.1148 | 3847034.8772 | 0 |  | 42673.7503 | 173859.3065 | 0 |  | 984152.6572 | 4039498.5861 | 0 |  | 2067416.3175 | 8727960.534 | 0 |  | 715749.9977 | 3037646.3649 | 0 |  | 305408.4657 | 1310295.9404 | 0 |  | 56573.184 | 272020.4571 | 0 |  | 2058.1117 | 9896.9415 | 0 |  | 1258.7986 | 5417.0549 | 0 |  | 178.0506 | 738.9927 | 0 |  | 6.2222 | 24.7912 | 0 |  | 0 | 0 | 0 |  | 0 | 0 | 0 | 0 | 0 | 0
|  | Account 502 | Acct 502 | 59 | 22989772 | 9649494 | 13340278 | 0 | 3454554.7279 | 4606311.3499 | 0 |  | 956209.9011 | 1300567.8581 | 0 |  | 72464.8087 | 99625.6036 | 0 |  | 957253.9764 | 1316876.5212 | 0 |  | 43016.4815 | 59513.6894 | 0 |  | 992056.8081 | 1382758.674 | 0 |  | 2084020.6224 | 2987663.661 | 0 |  | 721498.4922 | 1039815.1578 | 0 |  | 307861.3318 | 448526.7264 | 0 |  | 57027.5474 | 93115.1821 | 0 |  | 2074.6413 | 3387.8169 | 0 |  | 1268.9085 | 1854.3093 | 0 |  | 179.4806 | 252.9642 | 0 |  | 6.2722 | 8.4863 | 0 |  | 0 | 0 | 0 |  | 0 | 0 | 0 | 0 | 0 | 0
|  | Account 503 | Acct 503 | 60 | 8130854 | 6673009 | 1457845 | 0 | 2388962.0316 | 503384.41 | 0 |  | 661257.1888 | 142127.9488 | 0 |  | 50112.2982 | 10887.231 | 0 |  | 661979.2084 | 143910.1833 | 0 |  | 29747.6083 | 6503.7426 | 0 |  | 686046.7512 | 151109.8808 | 0 |  | 1441183.1718 | 326496.2342 | 0 |  | 498944.9117 | 113632.5142 | 0 |  | 212898.359 | 49015.6536 | 0 |  | 39436.8179 | 10175.7627 | 0 |  | 1434.697 | 370.2256 | 0 |  | 877.5007 | 202.6416 | 0 |  | 124.118 | 27.6443 | 0 |  | 4.3375 | 0.92739 | 0 |  | 0 | 0 | 0 |  | 0 | 0 | 0 | 0 | 0 | 0
|  | Prob Dispatch - Forecasted - Mkt Based - Depr. Reserve | PDisp DRes | 61 | 100% | 100% | 0% | 0% | 35.93% |  |  |  | 9.948% |  |  |  | 0.753% |  |  |  | 9.951% |  |  |  | 0.4465% |  |  |  | 10.28% |  |  |  | 21.48% |  |  |  | 7.433% |  |  |  | 3.163% |  |  |  | 0.5706% |  |  |  | 0.02076% |  |  |  | 0.01303% |  |  |  | 0.00185% |  |  |  | 6.6e-05% | [10 empty] | 0 | 0 | 0
|  | Prob Dispatch - Forecasted - Mkt Based - Depr. Expense | PDisp DExp | 62 | 100% | 100% | 0% | 0% | 35.85% |  |  |  | 9.924% |  |  |  | 0.7512% |  |  |  | 9.935% |  |  |  | 0.4464% |  |  |  | 10.28% |  |  |  | 21.55% |  |  |  | 7.458% |  |  |  | 3.18% |  |  |  | 0.5838% |  |  |  | 0.02124% |  |  |  | 0.01311% |  |  |  | 0.00186% |  |  |  | 6.5e-05% | [10 empty] | 0 | 0 | 0
|  | Time diff. Fuel | Time Fuel | 63 | 411501446 | 0 | 411501446 | 0 |  | 143127265 |  |  |  | 40297176 |  |  |  | 3090685 |  |  |  | 40721537 |  |  |  | 1836397 |  |  |  | 42634747 |  |  |  | 91358436 |  |  |  | 31800871 |  |  |  | 13675847 |  |  |  | 2792318 |  |  |  | 101593 |  |  |  | 56576 |  |  |  | 7734 |  |  |  | 264 | [9 empty] | 0 | 0 | 0
|  |  |  | 64 | 0 | 0 | 0 | 0 | [63 empty] | 0 | 0 | 0
|  |  |  | 65 | 0 | 0 | 0 | 0 | [63 empty] | 0 | 0 | 0
|  |  |  | 66 | 0 | 0 | 0 | 0 | [63 empty] | 0 | 0 | 0
|  |  |  | 67 | 0 | 0 | 0 | 0 | [63 empty] | 0 | 0 | 0
|  |  |  | 68 | 0 | 0 | 0 | 0 | [63 empty] | 0 | 0 | 0
|  |  |  | 69 | 0 | 0 | 0 | 0 | [63 empty] | 0 | 0 | 0
|  |  |  | 70 | 0 | 0 | 0 | 0 | [63 empty] | 0 | 0 | 0
|  |  |  | 71 | 0 | 0 | 0 | 0
|  |  |  | 72 | 0 | 0 | 0 | 0
|  |  |  | 73 | 0 | 0 | 0 | 0
|  |  |  | 74 | 0 | 0 | 0 | 0
|  |  |  | 75 | 0 | 0 | 0 | 0
Memo: Purchased Pwer Expense
|  | Demand | Production Plant |  | 9572612.2559 | 9572612.2559 |  |  | 3427030.7776 | 0 | 0 |  | 948591.3581 | 0 | 0 |  | 71887.4499 | 0 | 0 |  | 949627.1148 | 0 | 0 |  | 42673.7503 | 0 | 0 |  | 984152.6572 | 0 | 0 |  | 2067416.3175 | 0 | 0 |  | 715749.9977 | 0 | 0 |  | 305408.4657 | 0 | 0 |  | 56573.184 | 0 | 0 |  | 2058.1117 | 0 | 0 |  | 1258.7986 | 0 | 0 |  | 178.0506 | 0 | 0 |  | 6.2222 | 0 | 0 |  | 0 | 0 | 0 |  | 0 | 0 | 0 | 0 | 0 | 0
|  | Energy | Energy @ Source |  | 38971394.7441 |  | 38971394.7441 |  | 0 | 13456569.4905 | 0 |  | 0 | 3799391.8409 | 0 |  | 0 | 291039.5663 | 0 |  | 0 | 3847034.8772 | 0 |  | 0 | 173859.3065 | 0 |  | 0 | 4039498.5861 | 0 |  | 0 | 8727960.534 | 0 |  | 0 | 3037646.3649 | 0 |  | 0 | 1310295.9404 | 0 |  | 0 | 272020.4571 | 0 |  | 0 | 9896.9415 | 0 |  | 0 | 5417.0549 | 0 |  | 0 | 738.9927 | 0 |  | 0 | 24.7912 | 0 |  | 0 | 0 | 0 |  | 0 | 0 | 0 | 0 | 0 | 0
|  | Total |  |  | 48544007 | 9572612.2559 | 38971394.7441 |  | 3427030.7776 | 13456569.4905 | 0 |  | 948591.3581 | 3799391.8409 | 0 |  | 71887.4499 | 291039.5663 | 0 |  | 949627.1148 | 3847034.8772 | 0 |  | 42673.7503 | 173859.3065 | 0 |  | 984152.6572 | 4039498.5861 | 0 |  | 2067416.3175 | 8727960.534 | 0 |  | 715749.9977 | 3037646.3649 | 0 |  | 305408.4657 | 1310295.9404 | 0 |  | 56573.184 | 272020.4571 | 0 |  | 2058.1117 | 9896.9415 | 0 |  | 1258.7986 | 5417.0549 | 0 |  | 178.0506 | 738.9927 | 0 |  | 6.2222 | 24.7912 | 0 |  | 0 | 0 | 0 |  | 0 | 0 | 0 | 0 | 0 | 0
Memo: Acct 502: Steam Expense
|  | Demand | Production Plant |  | 9649494 | 9649494 |  |  | 3454554.7279 | 0 | 0 |  | 956209.9011 | 0 | 0 |  | 72464.8087 | 0 | 0 |  | 957253.9764 | 0 | 0 |  | 43016.4815 | 0 | 0 |  | 992056.8081 | 0 | 0 |  | 2084020.6224 | 0 | 0 |  | 721498.4922 | 0 | 0 |  | 307861.3318 | 0 | 0 |  | 57027.5474 | 0 | 0 |  | 2074.6413 | 0 | 0 |  | 1268.9085 | 0 | 0 |  | 179.4806 | 0 | 0 |  | 6.2722 | 0 | 0 |  | 0 | 0 | 0 |  | 0 | 0 | 0 | 0 | 0 | 0
|  | Energy | Energy @ Source |  | 13340278 |  | 13340278 |  | 0 | 4606311.3499 | 0 |  | 0 | 1300567.8581 | 0 |  | 0 | 99625.6036 | 0 |  | 0 | 1316876.5212 | 0 |  | 0 | 59513.6894 | 0 |  | 0 | 1382758.674 | 0 |  | 0 | 2987663.661 | 0 |  | 0 | 1039815.1578 | 0 |  | 0 | 448526.7264 | 0 |  | 0 | 93115.1821 | 0 |  | 0 | 3387.8169 | 0 |  | 0 | 1854.3093 | 0 |  | 0 | 252.9642 | 0 |  | 0 | 8.4863 | 0 |  | 0 | 0 | 0 |  | 0 | 0 | 0 | 0 | 0 | 0
|  | Total |  |  | 22989772 | 9649494 | 13340278 |  | 3454554.7279 | 4606311.3499 | 0 |  | 956209.9011 | 1300567.8581 | 0 |  | 72464.8087 | 99625.6036 | 0 |  | 957253.9764 | 1316876.5212 | 0 |  | 43016.4815 | 59513.6894 | 0 |  | 992056.8081 | 1382758.674 | 0 |  | 2084020.6224 | 2987663.661 | 0 |  | 721498.4922 | 1039815.1578 | 0 |  | 307861.3318 | 448526.7264 | 0 |  | 57027.5474 | 93115.1821 | 0 |  | 2074.6413 | 3387.8169 | 0 |  | 1268.9085 | 1854.3093 | 0 |  | 179.4806 | 252.9642 | 0 |  | 6.2722 | 8.4863 | 0 |  | 0 | 0 | 0 |  | 0 | 0 | 0 | 0 | 0 | 0
Memo: Acct 505: Electric Expense
|  | Demand | Production Plant |  | 6673009 | 6673009 |  |  | 2388962.0316 | 0 | 0 |  | 661257.1888 | 0 | 0 |  | 50112.2982 | 0 | 0 |  | 661979.2084 | 0 | 0 |  | 29747.6083 | 0 | 0 |  | 686046.7512 | 0 | 0 |  | 1441183.1718 | 0 | 0 |  | 498944.9117 | 0 | 0 |  | 212898.359 | 0 | 0 |  | 39436.8179 | 0 | 0 |  | 1434.697 | 0 | 0 |  | 877.5007 | 0 | 0 |  | 124.118 | 0 | 0 |  | 4.3375 | 0 | 0 |  | 0 | 0 | 0 |  | 0 | 0 | 0 | 0 | 0 | 0
|  | Energy | Energy @ Source |  | 1457845 |  | 1457845 |  | 0 | 503384.41 | 0 |  | 0 | 142127.9488 | 0 |  | 0 | 10887.231 | 0 |  | 0 | 143910.1833 | 0 |  | 0 | 6503.7426 | 0 |  | 0 | 151109.8808 | 0 |  | 0 | 326496.2342 | 0 |  | 0 | 113632.5142 | 0 |  | 0 | 49015.6536 | 0 |  | 0 | 10175.7627 | 0 |  | 0 | 370.2256 | 0 |  | 0 | 202.6416 | 0 |  | 0 | 27.6443 | 0 |  | 0 | 0.92739 | 0 |  | 0 | 0 | 0 |  | 0 | 0 | 0 | 0 | 0 | 0
|  | Total |  |  | 8130854 | 6673009 | 1457845 |  | 2388962.0316 | 503384.41 | 0 |  | 661257.1888 | 142127.9488 | 0 |  | 50112.2982 | 10887.231 | 0 |  | 661979.2084 | 143910.1833 | 0 |  | 29747.6083 | 6503.7426 | 0 |  | 686046.7512 | 151109.8808 | 0 |  | 1441183.1718 | 326496.2342 | 0 |  | 498944.9117 | 113632.5142 | 0 |  | 212898.359 | 49015.6536 | 0 |  | 39436.8179 | 10175.7627 | 0 |  | 1434.697 | 370.2256 | 0 |  | 877.5007 | 202.6416 | 0 |  | 124.118 | 27.6443 | 0 |  | 4.3375 | 0.92739 | 0 |  | 0 | 0 | 0 |  | 0 | 0 | 0 | 0 | 0 | 0

## Allocation Pct
[8 empty] | 9 | 10 | 11 | 1 | 2 | 3 | 1 | 2 | 3 | 1 | 2 | 3 | 1 | 2 | 3 | 1 | 2 | 3 | 1 | 2 | 3 | 1 | 2 | 3 | 1 | 2 | 3 | 1 | 2 | 3 | 1 | 2 | 3 | 1 | 2 | 3 | 1 | 2 | 3 | 1 | 2 | 3 | 1 | 2 | 3 | 1 | 2 | 3
|  | Allocation Factor |  | Total Kentucky |  |  |  | Residential (RS) |  |  | General Service |  |  | All Electric Schools (AES) |  |  | Power Service-Secondary (PS-Sec) |  |  | Power Service-Primary (PS-Pri) |  |  | Time of Day-Secondary (TOD-Sec) |  |  | Time of Day-Primary (TOD-Pri) |  |  | Retail Transmission (RTS) |  |  | Fluctuating Load Service (FLS) |  |  | Outdoor Lighting (LS & RLS) |  |  | Lighting Energy (LE) |  |  | Traffic Energy |  |  | Outdoor Sports Lighting (OSL) |  |  | Electric Vehicle Charging (EV) |  |  | Solar Share (SSP) |  |  | Business Solar (BS) |  |  | Check
Description |  | Name | No | Total | Demand | Energy | Customer | Demand | Energy | Customer | Demand | Energy | Customer | Demand | Energy | Customer | Demand | Energy | Customer | Demand | Energy | Customer | Demand | Energy | Customer | Demand | Energy | Customer | Demand | Energy | Customer | Demand | Energy | Customer | Demand | Energy | Customer | Demand | Energy | Customer | Demand | Energy | Customer | Demand | Energy | Customer | Demand | Energy | Customer | Demand | Energy | Customer | Demand | Energy | Customer | Demand | Energy | Customer | Total
| Energy (at the Meter) |  | 1 | 100% | 0% | 100% | 0% | 0% | 34.15% | 0% | 0% | 9.643% | 0% | 0% | 0.7387% | 0% | 0% | 9.764% | 0% | 0% | 0.4524% | 0% | 0% | 10.25% | 0% | 0% | 22.71% | 0% | 0% | 8.072% | 0% | 0% | 3.482% | 0% | 0% | 0.6904% | 0% | 0% | 0.02512% | 0% | 0% | 0.01375% | 0% | 0% | 0.001876% | 0% | 0% | 6.292e-05% | 0% | 0% | 0% | 0% | 0% | 0% | 0%
| Energy (Loss Adjusted)(at Source) | Energy | 2 | 100% | 0% | 100% | 0% | 0% | 34.53% | 0% | 0% | 9.749% | 0% | 0% | 0.7468% | 0% | 0% | 9.871% | 0% | 0% | 0.4461% | 0% | 0% | 10.37% | 0% | 0% | 22.4% | 0% | 0% | 7.795% | 0% | 0% | 3.362% | 0% | 0% | 0.698% | 0% | 0% | 0.0254% | 0% | 0% | 0.0139% | 0% | 0% | 0.001896% | 0% | 0% | 6.361e-05% | 0% | 0% | 0% | 0% | 0% | 0% | 0%
| Customers (Monthly Bills) | Bills | 3 | 100% | 0% | 0% | 100% | 0% | 0% | 62.66% | 0% | 0% | 11.73% | 0% | 0% | 0.06003% | 0% | 0% | 0.629% | 0% | 0% | 0.02886% | 0% | 0% | 0.1085% | 0% | 0% | 0.0362% | 0% | 0% | 0.002833% | 0% | 0% | 0.0001416% | 0% | 0% | 24.55% | 0% | 0% | 0.0153% | 0% | 0% | 0.1885% | 0% | 0% | 0.0005666% | 0% | 0% | 0.001416% | 0% | 0% | 0% | 0% | 0% | 0%
| Average Customers (Bills/12) | Custa | 4 | 100% | 0% | 0% | 100% | 0% | 0% | 62.66% | 0% | 0% | 11.73% | 0% | 0% | 0.06006% | 0% | 0% | 0.6291% | 0% | 0% | 0.0289% | 0% | 0% | 0.1085% | 0% | 0% | 0.03626% | 0% | 0% | 0.002833% | 0% | 0% | 0.0001416% | 0% | 0% | 24.55% | 0% | 0% | 0.0153% | 0% | 0% | 0.1885% | 0% | 0% | 0.0005666% | 0% | 0% | 0.001416% | 0% | 0% | 0% | 0% | 0% | 0%
| Average Customers (Lighting = Lights) | Custal | 5 | 100% | 0% | 0% | 100% | 0% | 0% | 62.66% | 0% | 0% | 11.73% | 0% | 0% | 0.06006% | 0% | 0% | 0.6291% | 0% | 0% | 0.0289% | 0% | 0% | 0.1085% | 0% | 0% | 0.03626% | 0% | 0% | 0.002833% | 0% | 0% | 0.0001416% | 0% | 0% | 24.55% | 0% | 0% | 0.0153% | 0% | 0% | 0.1885% | 0% | 0% | 0.0005666% | 0% | 0% | 0.001416% | 0% | 0% | 0% | 0% | 0% | 0%
| Weighted Average Customers (Lighting =9 Lights per Cust) | Cust05 | 6 | 100% | 0% | 0% | 100% | 0% | 0% | 64.96% | 0% | 0% | 24.31% | 0% | 0% | 0.6227% | 0% | 0% | 3.261% | 0% | 0% | 0.1498% | 0% | 0% | 2.812% | 0% | 0% | 0.9399% | 0% | 0% | 0.07343% | 0% | 0% | 0.007343% | 0% | 0% | 2.828% | 0% | 0% | 0.001762% | 0% | 0% | 0.02173% | 0% | 0% | 0.002937% | 0% | 0% | 0.002937% | 0% | 0% | 0% | 0% | 0% | 0%
| Street Lighting | Cust04 | 7 | 100% | 0% | 0% | 100% | 0% | 0% | 0% | 0% | 0% | 0% | 0% | 0% | 0% | 0% | 0% | 0% | 0% | 0% | 0% | 0% | 0% | 0% | 0% | 0% | 0% | 0% | 0% | 0% | 0% | 0% | 0% | 0% | 0% | 100% | 0% | 0% | 0% | 0% | 0% | 0% | 0% | 0% | 0% | 0% | 0% | 0% | 0% | 0% | 0% | 0% | 0% | 0%
| Average Customers | Cust01 | 8 | 100% | 0% | 0% | 100% | 0% | 0% | 62.66% | 0% | 0% | 11.73% | 0% | 0% | 0.06006% | 0% | 0% | 0.6291% | 0% | 0% | 0.0289% | 0% | 0% | 0.1085% | 0% | 0% | 0.03626% | 0% | 0% | 0.002833% | 0% | 0% | 0.0001416% | 0% | 0% | 24.55% | 0% | 0% | 0.0153% | 0% | 0% | 0.1885% | 0% | 0% | 0.0005666% | 0% | 0% | 0.001416% | 0% | 0% | 0% | 0% | 0% | 0%
| Average Customers (Lighting = 9 Lights per Cust) | Cust06 | 9 | 100% | 0% | 0% | 100% | 0% | 0% | 80.33% | 0% | 0% | 15.03% | 0% | 0% | 0.077% | 0% | 0% | 0.8065% | 0% | 0% | 0.03705% | 0% | 0% | 0.1391% | 0% | 0% | 0.04649% | 0% | 0% | 0.003632% | 0% | 0% | 0.0001816% | 0% | 0% | 3.497% | 0% | 0% | 0.002179% | 0% | 0% | 0.02688% | 0% | 0% | 0.0007264% | 0% | 0% | 0.001816% | 0% | 0% | 0% | 0% | 0% | 0%
| Average Secondary Customers | Cust07 | 10 | 100% | 0% | 0% | 100% | 0% | 0% | 80.4% | 0% | 0% | 15.05% | 0% | 0% | 0.07706% | 0% | 0% | 0.8072% | 0% | 0% | 0% | 0% | 0% | 0.1392% | 0% | 0% | 0% | 0% | 0% | 0% | 0% | 0% | 0% | 0% | 0% | 3.5% | 0% | 0% | 0.002181% | 0% | 0% | 0.0269% | 0% | 0% | 0.000727% | 0% | 0% | 0.001818% | 0% | 0% | 0% | 0% | 0% | 0%
| Average Primary Customers | Cust08 | 11 | 100% | 0% | 0% | 100% | 0% | 0% | 80.33% | 0% | 0% | 15.03% | 0% | 0% | 0.077% | 0% | 0% | 0.8065% | 0% | 0% | 0.03705% | 0% | 0% | 0.1391% | 0% | 0% | 0.04649% | 0% | 0% | 0% | 0% | 0% | 0% | 0% | 0% | 3.497% | 0% | 0% | 0.002179% | 0% | 0% | 0.02688% | 0% | 0% | 0.0007264% | 0% | 0% | 0.001816% | 0% | 0% | 0% | 0% | 0% | 0%
| Average Transformer Customers | Cust09 | 12 | 100% | 0% | 0% | 100% | 0% | 0% | 80.4% | 0% | 0% | 15.05% | 0% | 0% | 0.07706% | 0% | 0% | 0.8072% | 0% | 0% | 0% | 0% | 0% | 0.1392% | 0% | 0% | 0% | 0% | 0% | 0% | 0% | 0% | 0% | 0% | 0% | 3.5% | 0% | 0% | 0.002181% | 0% | 0% | 0.0269% | 0% | 0% | 0.000727% | 0% | 0% | 0.001818% | 0% | 0% | 0% | 0% | 0% | 0%
| Average Customers | Custb | 13 | #DIV/0! | #DIV/0! | #DIV/0! | #DIV/0! | #DIV/0! | #DIV/0! | #DIV/0! | #DIV/0! | #DIV/0! | #DIV/0! | #DIV/0! | #DIV/0! | #DIV/0! | #DIV/0! | #DIV/0! | #DIV/0! | #DIV/0! | #DIV/0! | #DIV/0! | #DIV/0! | #DIV/0! | #DIV/0! | #DIV/0! | #DIV/0! | #DIV/0! | #DIV/0! | #DIV/0! | #DIV/0! | #DIV/0! | #DIV/0! | #DIV/0! | #DIV/0! | #DIV/0! | #DIV/0! | #DIV/0! | #DIV/0! | #DIV/0! | #DIV/0! | #DIV/0! | #DIV/0! | #DIV/0! | #DIV/0! | #DIV/0! | #DIV/0! | #DIV/0! | #DIV/0! | #DIV/0! | #DIV/0! | #DIV/0! | #DIV/0! | #DIV/0! | #DIV/0!
| Average Customers (Lighting = Lights) | Custbl | 14 | #DIV/0! | #DIV/0! | #DIV/0! | #DIV/0! | #DIV/0! | #DIV/0! | #DIV/0! | #DIV/0! | #DIV/0! | #DIV/0! | #DIV/0! | #DIV/0! | #DIV/0! | #DIV/0! | #DIV/0! | #DIV/0! | #DIV/0! | #DIV/0! | #DIV/0! | #DIV/0! | #DIV/0! | #DIV/0! | #DIV/0! | #DIV/0! | #DIV/0! | #DIV/0! | #DIV/0! | #DIV/0! | #DIV/0! | #DIV/0! | #DIV/0! | #DIV/0! | #DIV/0! | #DIV/0! | #DIV/0! | #DIV/0! | #DIV/0! | #DIV/0! | #DIV/0! | #DIV/0! | #DIV/0! | #DIV/0! | #DIV/0! | #DIV/0! | #DIV/0! | #DIV/0! | #DIV/0! | #DIV/0! | #DIV/0! | #DIV/0! | #DIV/0! | #DIV/0!
| Weighted Average Customers (Lighting =9 Lights per Cust) | PCust05 | 15 | #DIV/0! | #DIV/0! | #DIV/0! | #DIV/0! | #DIV/0! | #DIV/0! | #DIV/0! | #DIV/0! | #DIV/0! | #DIV/0! | #DIV/0! | #DIV/0! | #DIV/0! | #DIV/0! | #DIV/0! | #DIV/0! | #DIV/0! | #DIV/0! | #DIV/0! | #DIV/0! | #DIV/0! | #DIV/0! | #DIV/0! | #DIV/0! | #DIV/0! | #DIV/0! | #DIV/0! | #DIV/0! | #DIV/0! | #DIV/0! | #DIV/0! | #DIV/0! | #DIV/0! | #DIV/0! | #DIV/0! | #DIV/0! | #DIV/0! | #DIV/0! | #DIV/0! | #DIV/0! | #DIV/0! | #DIV/0! | #DIV/0! | #DIV/0! | #DIV/0! | #DIV/0! | #DIV/0! | #DIV/0! | #DIV/0! | #DIV/0! | #DIV/0! | #DIV/0!
| Street Lighting | PCust04 | 16 | 100% | 0% | 0% | 100% | 0% | 0% | 0% | 0% | 0% | 0% | 0% | 0% | 0% | 0% | 0% | 0% | 0% | 0% | 0% | 0% | 0% | 0% | 0% | 0% | 0% | 0% | 0% | 0% | 0% | 0% | 0% | 0% | 0% | 100% | 0% | 0% | 0% | 0% | 0% | 0% | 0% | 0% | 0% | 0% | 0% | 0% | 0% | 0% | 0% | 0% | 0% | 0%
| Average Customers | PCust01 | 17 | #DIV/0! | #DIV/0! | #DIV/0! | #DIV/0! | #DIV/0! | #DIV/0! | #DIV/0! | #DIV/0! | #DIV/0! | #DIV/0! | #DIV/0! | #DIV/0! | #DIV/0! | #DIV/0! | #DIV/0! | #DIV/0! | #DIV/0! | #DIV/0! | #DIV/0! | #DIV/0! | #DIV/0! | #DIV/0! | #DIV/0! | #DIV/0! | #DIV/0! | #DIV/0! | #DIV/0! | #DIV/0! | #DIV/0! | #DIV/0! | #DIV/0! | #DIV/0! | #DIV/0! | #DIV/0! | #DIV/0! | #DIV/0! | #DIV/0! | #DIV/0! | #DIV/0! | #DIV/0! | #DIV/0! | #DIV/0! | #DIV/0! | #DIV/0! | #DIV/0! | #DIV/0! | #DIV/0! | #DIV/0! | #DIV/0! | #DIV/0! | #DIV/0! | #DIV/0!
| Average Customers (Lighting = 9 Lights per Cust) | PCust06 | 18 | #DIV/0! | #DIV/0! | #DIV/0! | #DIV/0! | #DIV/0! | #DIV/0! | #DIV/0! | #DIV/0! | #DIV/0! | #DIV/0! | #DIV/0! | #DIV/0! | #DIV/0! | #DIV/0! | #DIV/0! | #DIV/0! | #DIV/0! | #DIV/0! | #DIV/0! | #DIV/0! | #DIV/0! | #DIV/0! | #DIV/0! | #DIV/0! | #DIV/0! | #DIV/0! | #DIV/0! | #DIV/0! | #DIV/0! | #DIV/0! | #DIV/0! | #DIV/0! | #DIV/0! | #DIV/0! | #DIV/0! | #DIV/0! | #DIV/0! | #DIV/0! | #DIV/0! | #DIV/0! | #DIV/0! | #DIV/0! | #DIV/0! | #DIV/0! | #DIV/0! | #DIV/0! | #DIV/0! | #DIV/0! | #DIV/0! | #DIV/0! | #DIV/0! | #DIV/0!
| Average Secondary Customers | PCust07 | 19 | #DIV/0! | #DIV/0! | #DIV/0! | #DIV/0! | #DIV/0! | #DIV/0! | #DIV/0! | #DIV/0! | #DIV/0! | #DIV/0! | #DIV/0! | #DIV/0! | #DIV/0! | #DIV/0! | #DIV/0! | #DIV/0! | #DIV/0! | #DIV/0! | #DIV/0! | #DIV/0! | #DIV/0! | #DIV/0! | #DIV/0! | #DIV/0! | #DIV/0! | #DIV/0! | #DIV/0! | #DIV/0! | #DIV/0! | #DIV/0! | #DIV/0! | #DIV/0! | #DIV/0! | #DIV/0! | #DIV/0! | #DIV/0! | #DIV/0! | #DIV/0! | #DIV/0! | #DIV/0! | #DIV/0! | #DIV/0! | #DIV/0! | #DIV/0! | #DIV/0! | #DIV/0! | #DIV/0! | #DIV/0! | #DIV/0! | #DIV/0! | #DIV/0! | #DIV/0!
| Average Primary Customers | PCust08 | 20 | #DIV/0! | #DIV/0! | #DIV/0! | #DIV/0! | #DIV/0! | #DIV/0! | #DIV/0! | #DIV/0! | #DIV/0! | #DIV/0! | #DIV/0! | #DIV/0! | #DIV/0! | #DIV/0! | #DIV/0! | #DIV/0! | #DIV/0! | #DIV/0! | #DIV/0! | #DIV/0! | #DIV/0! | #DIV/0! | #DIV/0! | #DIV/0! | #DIV/0! | #DIV/0! | #DIV/0! | #DIV/0! | #DIV/0! | #DIV/0! | #DIV/0! | #DIV/0! | #DIV/0! | #DIV/0! | #DIV/0! | #DIV/0! | #DIV/0! | #DIV/0! | #DIV/0! | #DIV/0! | #DIV/0! | #DIV/0! | #DIV/0! | #DIV/0! | #DIV/0! | #DIV/0! | #DIV/0! | #DIV/0! | #DIV/0! | #DIV/0! | #DIV/0! | #DIV/0!
| Average Transformer Customers | PCust09 | 21 | #DIV/0! | #DIV/0! | #DIV/0! | #DIV/0! | #DIV/0! | #DIV/0! | #DIV/0! | #DIV/0! | #DIV/0! | #DIV/0! | #DIV/0! | #DIV/0! | #DIV/0! | #DIV/0! | #DIV/0! | #DIV/0! | #DIV/0! | #DIV/0! | #DIV/0! | #DIV/0! | #DIV/0! | #DIV/0! | #DIV/0! | #DIV/0! | #DIV/0! | #DIV/0! | #DIV/0! | #DIV/0! | #DIV/0! | #DIV/0! | #DIV/0! | #DIV/0! | #DIV/0! | #DIV/0! | #DIV/0! | #DIV/0! | #DIV/0! | #DIV/0! | #DIV/0! | #DIV/0! | #DIV/0! | #DIV/0! | #DIV/0! | #DIV/0! | #DIV/0! | #DIV/0! | #DIV/0! | #DIV/0! | #DIV/0! | #DIV/0! | #DIV/0! | #DIV/0!
| Maximum Class Non-Coincident Peak Demands (Transmission) | NCPT | 22 | 100% | 100% | 0% | 0% | 44.21% | 0% | 0% | 11.35% | 0% | 0% | 1.162% | 0% | 0% | 10.12% | 0% | 0% | 0.435% | 0% | 0% | 8.957% | 0% | 0% | 14.59% | 0% | 0% | 5.058% | 0% | 0% | 3.39% | 0% | 0% | 0.6827% | 0% | 0% | 0.02484% | 0% | 0% | 0.006692% | 0% | 0% | 0.009424% | 0% | 0% | 5.88e-05% | 0% | 0% | 0% | 0% | 0% | 0% | 0% | 0%
| Maximum Class Non-Coincident Peak Demands (Primary) | NCPP | 23 | 100% | 100% | 0% | 0% | 48.29% | 0% | 0% | 12.4% | 0% | 0% | 1.269% | 0% | 0% | 11.06% | 0% | 0% | 0.4752% | 0% | 0% | 9.783% | 0% | 0% | 15.93% | 0% | 0% | 0% | 0% | 0% | 0% | 0% | 0% | 0.7457% | 0% | 0% | 0.02713% | 0% | 0% | 0.00731% | 0% | 0% | 0.01029% | 0% | 0% | 6.423e-05% | 0% | 0% | 0% | 0% | 0% | 0% | 0% | 0%
| Sum of the Individual Customer Demands (Transformer) | SICDT | 24 | 100% | 100% | 0% | 0% | 68.36% | 0% | 0% | 12.75% | 0% | 0% | 0.9243% | 0% | 0% | 9.421% | 0% | 0% | 0% | 0% | 0% | 8.04% | 0% | 0% | 0% | 0% | 0% | 0% | 0% | 0% | 0% | 0% | 0% | 0.475% | 0% | 0% | 0.01728% | 0% | 0% | 0.004657% | 0% | 0% | 0.01117% | 0% | 0% | 4.092e-05% | 0% | 0% | 0% | 0% | 0% | 0% | 0% | 0%
| Sum of the Individual Customer Demands (Secondary) | SICD | 25 | 100% | 100% | 0% | 0% | 82.83% | 0% | 0% | 15.45% | 0% | 0% | 1.12% | 0% | 0% | 0% | 0% | 0% | 0% | 0% | 0% | 0% | 0% | 0% | 0% | 0% | 0% | 0% | 0% | 0% | 0% | 0% | 0% | 0.5756% | 0% | 0% | 0.02094% | 0% | 0% | 0.005642% | 0% | 0% | 0% | 0% | 0% | 4.958e-05% | 0% | 0% | 0% | 0% | 0% | 0% | 0% | 0%
| Prob Dispatch - Forecasted - Mkt Based - Gross Plant | PDisp Gplant | 26 | 100% | 100% | 0% | 0% | 35.8% | 0% | 0% | 9.909% | 0% | 0% | 0.751% | 0% | 0% | 9.92% | 0% | 0% | 0.4458% | 0% | 0% | 10.28% | 0% | 0% | 21.6% | 0% | 0% | 7.477% | 0% | 0% | 3.19% | 0% | 0% | 0.591% | 0% | 0% | 0.0215% | 0% | 0% | 0.01315% | 0% | 0% | 0.00186% | 0% | 0% | 6.5e-05% | 0% | 0% | 0% | 0% | 0% | 0% | 0% | 0%
| Primary Distribution Plant -- Average Number of Customers | C08 | 27 | #DIV/0! | #DIV/0! | #DIV/0! | #DIV/0! | #DIV/0! | #DIV/0! | #DIV/0! | #DIV/0! | #DIV/0! | #DIV/0! | #DIV/0! | #DIV/0! | #DIV/0! | #DIV/0! | #DIV/0! | #DIV/0! | #DIV/0! | #DIV/0! | #DIV/0! | #DIV/0! | #DIV/0! | #DIV/0! | #DIV/0! | #DIV/0! | #DIV/0! | #DIV/0! | #DIV/0! | #DIV/0! | #DIV/0! | #DIV/0! | #DIV/0! | #DIV/0! | #DIV/0! | #DIV/0! | #DIV/0! | #DIV/0! | #DIV/0! | #DIV/0! | #DIV/0! | #DIV/0! | #DIV/0! | #DIV/0! | #DIV/0! | #DIV/0! | #DIV/0! | #DIV/0! | #DIV/0! | #DIV/0! | #DIV/0! | #DIV/0! | #DIV/0! | #DIV/0!
| Customer Services -- Weighted cost of Services | C02 | 28 | 100% | 0% | 0% | 100% | 0% | 0% | 79.09% | 0% | 0% | 17.78% | 0% | 0% | 0.1609% | 0% | 0% | 2.31% | 0% | 0% | 0% | 0% | 0% | 0.661% | 0% | 0% | 0% | 0% | 0% | 0% | 0% | 0% | 0% | 0% | 0% | 0% | 0% | 0% | 0% | 0% | 0% | 0% | 0% | 0% | 0.002081% | 0% | 0% | 0% | 0% | 0% | 0% | 0% | 0% | 0%
| Meter Costs -- Weighted Cost of Meters | C03 | 29 | 100% | 0% | 0% | 100% | 0% | 0% | 60.41% | 0% | 0% | 24.38% | 0% | 0% | 0.4976% | 0% | 0% | 7.622% | 0% | 0% | 1.491% | 0% | 0% | 1.363% | 0% | 0% | 2.641% | 0% | 0% | 1.309% | 0% | 0% | 0.08082% | 0% | 0% | 0% | 0% | 0% | 0.01475% | 0% | 0% | 0.1818% | 0% | 0% | 0.006867% | 0% | 0% | 0% | 0% | 0% | 0% | 0% | 0% | 0%
| Outdoor Lighting Customers | C04 | 30 | 100% | 0% | 0% | 100% | 0% | 0% | 0% | 0% | 0% | 0% | 0% | 0% | 0% | 0% | 0% | 0% | 0% | 0% | 0% | 0% | 0% | 0% | 0% | 0% | 0% | 0% | 0% | 0% | 0% | 0% | 0% | 0% | 0% | 100% | 0% | 0% | 0% | 0% | 0% | 0% | 0% | 0% | 0% | 0% | 0% | 0% | 0% | 0% | 0% | 0% | 0% | 0%
| Meter Reading and Billing -- Weighted Cost | C05 | 31 | 100% | 0% | 0% | 100% | 0% | 0% | 64.96% | 0% | 0% | 24.31% | 0% | 0% | 0.6227% | 0% | 0% | 3.261% | 0% | 0% | 0.1498% | 0% | 0% | 2.812% | 0% | 0% | 0.9399% | 0% | 0% | 0.07343% | 0% | 0% | 0.007343% | 0% | 0% | 2.828% | 0% | 0% | 0.001762% | 0% | 0% | 0.02173% | 0% | 0% | 0.002937% | 0% | 0% | 0.002937% | 0% | 0% | 0% | 0% | 0% | 0%
| Marketing/Economic Development | C06 | 32 | 100% | 0% | 0% | 100% | 0% | 0% | 80.33% | 0% | 0% | 15.03% | 0% | 0% | 0.077% | 0% | 0% | 0.8065% | 0% | 0% | 0.03705% | 0% | 0% | 0.1391% | 0% | 0% | 0.04649% | 0% | 0% | 0.003632% | 0% | 0% | 0.0001816% | 0% | 0% | 3.497% | 0% | 0% | 0.002179% | 0% | 0% | 0.02688% | 0% | 0% | 0.0007264% | 0% | 0% | 0.001816% | 0% | 0% | 0% | 0% | 0% | 0%
| Meters Gross Plant Allocator | MGPA | 33 | #DIV/0! | #DIV/0! | #DIV/0! | #DIV/0! | #DIV/0! | #DIV/0! | #DIV/0! | #DIV/0! | #DIV/0! | #DIV/0! | #DIV/0! | #DIV/0! | #DIV/0! | #DIV/0! | #DIV/0! | #DIV/0! | #DIV/0! | #DIV/0! | #DIV/0! | #DIV/0! | #DIV/0! | #DIV/0! | #DIV/0! | #DIV/0! | #DIV/0! | #DIV/0! | #DIV/0! | #DIV/0! | #DIV/0! | #DIV/0! | #DIV/0! | #DIV/0! | #DIV/0! | #DIV/0! | #DIV/0! | #DIV/0! | #DIV/0! | #DIV/0! | #DIV/0! | #DIV/0! | #DIV/0! | #DIV/0! | #DIV/0! | #DIV/0! | #DIV/0! | #DIV/0! | #DIV/0! | #DIV/0! | #DIV/0! | #DIV/0! | #DIV/0! | #DIV/0!
| Gross Plant Production LOLP Demand Allocator | GPLOLPDA | 34 | #DIV/0! | #DIV/0! | #DIV/0! | #DIV/0! | #DIV/0! | #DIV/0! | #DIV/0! | #DIV/0! | #DIV/0! | #DIV/0! | #DIV/0! | #DIV/0! | #DIV/0! | #DIV/0! | #DIV/0! | #DIV/0! | #DIV/0! | #DIV/0! | #DIV/0! | #DIV/0! | #DIV/0! | #DIV/0! | #DIV/0! | #DIV/0! | #DIV/0! | #DIV/0! | #DIV/0! | #DIV/0! | #DIV/0! | #DIV/0! | #DIV/0! | #DIV/0! | #DIV/0! | #DIV/0! | #DIV/0! | #DIV/0! | #DIV/0! | #DIV/0! | #DIV/0! | #DIV/0! | #DIV/0! | #DIV/0! | #DIV/0! | #DIV/0! | #DIV/0! | #DIV/0! | #DIV/0! | #DIV/0! | #DIV/0! | #DIV/0! | #DIV/0! | #DIV/0!
| Total Prod, Trans, and Dist Plant | PT&D | 35 | 100% | 92.07% | 0% | 7.932% | 36.88% | 0% | 4.961% | 9.752% | 0% | 1.073% | 0.8191% | 0% | 0.009405% | 9.161% | 0% | 0.1261% | 0.3982% | 0% | 0.01189% | 9.046% | 0% | 0.02567% | 17.54% | 0% | 0.02106% | 5.395% | 0% | 0.01044% | 2.47% | 0% | 0.0006444% | 0.5732% | 0% | 1.689% | 0.02085% | 0% | 0.0002103% | 0.01025% | 0% | 0.002593% | 0.003932% | 0% | 0.0001136% | 5.824e-05% | 0% | 7.725e-05% | 0% | 0% | 0% | 0% | 0% | 0%
| Total Production Plant | Prod | 36 | 100% | 100% | 0% | 0% | 35.8% | 0% | 0% | 9.909% | 0% | 0% | 0.751% | 0% | 0% | 9.92% | 0% | 0% | 0.4458% | 0% | 0% | 10.28% | 0% | 0% | 21.6% | 0% | 0% | 7.477% | 0% | 0% | 3.19% | 0% | 0% | 0.591% | 0% | 0% | 0.0215% | 0% | 0% | 0.01315% | 0% | 0% | 0.00186% | 0% | 0% | 6.5e-05% | 0% | 0% | 0% | 0% | 0% | 0% | 0% | 0%
| Total Distribution Plant | Distplt | 37 | 100% | 66.17% | 0% | 33.83% | 35.54% | 0% | 21.16% | 8.403% | 0% | 4.576% | 0.803% | 0% | 0.04011% | 6.563% | 0% | 0.538% | 0.2489% | 0% | 0.0507% | 5.782% | 0% | 0.1095% | 8.345% | 0% | 0.08981% | 0% | 0% | 0.04453% | 0% | 0% | 0.002749% | 0.4617% | 0% | 7.205% | 0.0168% | 0% | 0.000897% | 0.004526% | 0% | 0.01106% | 0.006305% | 0% | 0.0004846% | 3.977e-05% | 0% | 0.0003295% | 0% | 0% | 0% | 0% | 0% | 0%
| Total Transmission Plant | Trans | 38 | 100% | 100% | 0% | 0% | 44.21% | 0% | 0% | 11.35% | 0% | 0% | 1.162% | 0% | 0% | 10.12% | 0% | 0% | 0.435% | 0% | 0% | 8.957% | 0% | 0% | 14.59% | 0% | 0% | 5.058% | 0% | 0% | 3.39% | 0% | 0% | 0.6827% | 0% | 0% | 0.02484% | 0% | 0% | 0.006692% | 0% | 0% | 0.009424% | 0% | 0% | 5.88e-05% | 0% | 0% | 0% | 0% | 0% | 0% | 0% | 0%
| Total Plant in Service | TPIS | 39 | 100% | 92.07% | 0% | 7.934% | 36.88% | 0% | 4.963% | 9.752% | 0% | 1.073% | 0.8191% | 0% | 0.009407% | 9.161% | 0% | 0.1262% | 0.3982% | 0% | 0.01189% | 9.045% | 0% | 0.02568% | 17.53% | 0% | 0.02106% | 5.394% | 0% | 0.01044% | 2.469% | 0% | 0.0006446% | 0.5732% | 0% | 1.69% | 0.02085% | 0% | 0.0002104% | 0.01025% | 0% | 0.002594% | 0.003933% | 0% | 0.0001136% | 5.824e-05% | 0% | 7.727e-05% | 0% | 0% | 0% | 0% | 0% | 0%
| Distrib OH + UG Lines Plant | Dlines | 40 | 100% | 78.88% | 0% | 21.12% | 41.71% | 0% | 16.98% | 10.1% | 0% | 3.178% | 0.9852% | 0% | 0.01628% | 7.566% | 0% | 0.1705% | 0.3251% | 0% | 0% | 6.693% | 0% | 0.02941% | 10.9% | 0% | 0% | 0% | 0% | 0% | 0% | 0% | 0% | 0.5704% | 0% | 0.7392% | 0.02075% | 0% | 0.0004607% | 0.005591% | 0% | 0.005682% | 0.007042% | 0% | 0.0001536% | 4.913e-05% | 0% | 0.0003839% | 0% | 0% | 0% | 0% | 0% | 0%
| Total Steam Power Operation Expenses (Labor) | LBSUB1 | 41 | 100% | 89.29% | 10.71% | 0% | 31.97% | 3.698% | 0% | 8.848% | 1.044% | 0% | 0.6705% | 0.07999% | 0% | 8.858% | 1.057% | 0% | 0.398% | 0.04778% | 0% | 9.18% | 1.11% | 0% | 19.28% | 2.399% | 0% | 6.676% | 0.8348% | 0% | 2.849% | 0.3601% | 0% | 0.5277% | 0.07476% | 0% | 0.0192% | 0.00272% | 0% | 0.01174% | 0.001489% | 0% | 0.001661% | 0.0002031% | 0% | 5.804e-05% | 6.813e-06% | 0% | 0% | 0% | 0% | 0% | 0% | 0%
| Total Steam Power Generation Maintenance Expense (Labor) | LBSUB2 | 42 | 100% | 10.87% | 89.13% | 0% | 3.891% | 30.78% | 0% | 1.077% | 8.69% | 0% | 0.08161% | 0.6656% | 0% | 1.078% | 8.799% | 0% | 0.04845% | 0.3976% | 0% | 1.117% | 9.239% | 0% | 2.347% | 19.96% | 0% | 0.8126% | 6.947% | 0% | 0.3467% | 2.997% | 0% | 0.06423% | 0.6221% | 0% | 0.002337% | 0.02264% | 0% | 0.001429% | 0.01239% | 0% | 0.0002021% | 0.00169% | 0% | 7.064e-06% | 5.67e-05% | 0% | 0% | 0% | 0% | 0% | 0% | 0%
| Total Hydraulic Power Operation Expenses (Labor) | LBSUB3 | 43 | #DIV/0! | #DIV/0! | #DIV/0! | #DIV/0! | #DIV/0! | #DIV/0! | #DIV/0! | #DIV/0! | #DIV/0! | #DIV/0! | #DIV/0! | #DIV/0! | #DIV/0! | #DIV/0! | #DIV/0! | #DIV/0! | #DIV/0! | #DIV/0! | #DIV/0! | #DIV/0! | #DIV/0! | #DIV/0! | #DIV/0! | #DIV/0! | #DIV/0! | #DIV/0! | #DIV/0! | #DIV/0! | #DIV/0! | #DIV/0! | #DIV/0! | #DIV/0! | #DIV/0! | #DIV/0! | #DIV/0! | #DIV/0! | #DIV/0! | #DIV/0! | #DIV/0! | #DIV/0! | #DIV/0! | #DIV/0! | #DIV/0! | #DIV/0! | #DIV/0! | #DIV/0! | #DIV/0! | #DIV/0! | #DIV/0! | #DIV/0! | #DIV/0! | #DIV/0!
| Total Hydraulic Power Generation Maint. Expense (Labor) | LBSUB4 | 44 | 100% | 65.45% | 34.55% | 0% | 23.43% | 11.93% | 0% | 6.486% | 3.368% | 0% | 0.4915% | 0.258% | 0% | 6.493% | 3.41% | 0% | 0.2918% | 0.1541% | 0% | 6.729% | 3.581% | 0% | 14.14% | 7.737% | 0% | 4.894% | 2.693% | 0% | 2.088% | 1.162% | 0% | 0.3868% | 0.2411% | 0% | 0.01407% | 0.008773% | 0% | 0.008607% | 0.004802% | 0% | 0.001217% | 0.0006551% | 0% | 4.254e-05% | 2.198e-05% | 0% | 0% | 0% | 0% | 0% | 0% | 0%
| Total Other Power Generation Expenses (Labor) | LBSUB5 | 45 | 100% | 100% | 0% | 0% | 35.8% | 0% | 0% | 9.909% | 0% | 0% | 0.751% | 0% | 0% | 9.92% | 0% | 0% | 0.4458% | 0% | 0% | 10.28% | 0% | 0% | 21.6% | 0% | 0% | 7.477% | 0% | 0% | 3.19% | 0% | 0% | 0.591% | 0% | 0% | 0.0215% | 0% | 0% | 0.01315% | 0% | 0% | 0.00186% | 0% | 0% | 6.5e-05% | 0% | 0% | 0% | 0% | 0% | 0% | 0% | 0%
| Total Transmission Labor Expenses | LBTRAN | 46 | #DIV/0! | #DIV/0! | #DIV/0! | #DIV/0! | #DIV/0! | #DIV/0! | #DIV/0! | #DIV/0! | #DIV/0! | #DIV/0! | #DIV/0! | #DIV/0! | #DIV/0! | #DIV/0! | #DIV/0! | #DIV/0! | #DIV/0! | #DIV/0! | #DIV/0! | #DIV/0! | #DIV/0! | #DIV/0! | #DIV/0! | #DIV/0! | #DIV/0! | #DIV/0! | #DIV/0! | #DIV/0! | #DIV/0! | #DIV/0! | #DIV/0! | #DIV/0! | #DIV/0! | #DIV/0! | #DIV/0! | #DIV/0! | #DIV/0! | #DIV/0! | #DIV/0! | #DIV/0! | #DIV/0! | #DIV/0! | #DIV/0! | #DIV/0! | #DIV/0! | #DIV/0! | #DIV/0! | #DIV/0! | #DIV/0! | #DIV/0! | #DIV/0! | #DIV/0!
| Total Distribution Operation Labor Expense | LBDO | 47 | 100% | 47.6% | 0% | 52.4% | 24.75% | 0% | 40.16% | 6.028% | 0% | 8.844% | 0.5912% | 0% | 0.07696% | 4.794% | 0% | 1.082% | 0.198% | 0% | 0.01221% | 4.236% | 0% | 0.2947% | 6.64% | 0% | 0.02163% | 0% | 0% | 0.01073% | 0% | 0% | 0.0006621% | 0.3429% | 0% | 1.898% | 0.01247% | 0% | 0.0003174% | 0.003361% | 0% | 0.003913% | 0.00451% | 0% | 0.0009749% | 2.953e-05% | 0% | 0.0001638% | 0% | 0% | 0% | 0% | 0% | 0%
| Total Distribution Maintenance Labor Expense | LBDM | 48 | 100% | 82.17% | 0% | 17.83% | 43.09% | 0% | 14.33% | 10.48% | 0% | 2.682% | 1.027% | 0% | 0.01374% | 8.017% | 0% | 0.144% | 0.3429% | 0% | 2.423e-05% | 7.091% | 0% | 0.02485% | 11.5% | 0% | 4.292e-05% | 0% | 0% | 2.128e-05% | 0% | 0% | 1.314e-06% | 0.5953% | 0% | 0.6268% | 0.02166% | 0% | 0.0003889% | 0.005836% | 0% | 0.004796% | 0.007472% | 0% | 0.0001297% | 5.128e-05% | 0% | 0.0003239% | 0% | 0% | 0% | 0% | 0% | 0%
| Sub-Total Labor Exp | LBSUB7 | 49 | 100% | 51.45% | 22.51% | 26.04% | 20.9% | 7.773% | 17.86% | 5.521% | 2.195% | 5.734% | 0.4723% | 0.1681% | 0.1245% | 5.119% | 2.222% | 0.7417% | 0.2253% | 0.1004% | 0.02895% | 5.022% | 2.333% | 0.5533% | 9.738% | 5.041% | 0.1748% | 2.82% | 1.755% | 0.01478% | 1.291% | 0.7568% | 0.001427% | 0.3256% | 0.1571% | 0.7965% | 0.01185% | 0.005717% | 0.0003881% | 0.005609% | 0.003129% | 0.004787% | 0.002348% | 0.0004269% | 0.0006681% | 3.268e-05% | 1.432e-05% | 0.0005797% | 0% | 0% | 0% | 0% | 0% | 0%
| Account 362 | Acct362 | 50 | 100% | 100% | 0% | 0% | 48.29% | 0% | 0% | 12.4% | 0% | 0% | 1.269% | 0% | 0% | 11.06% | 0% | 0% | 0.4752% | 0% | 0% | 9.783% | 0% | 0% | 15.93% | 0% | 0% | 0% | 0% | 0% | 0% | 0% | 0% | 0.7457% | 0% | 0% | 0.02713% | 0% | 0% | 0.00731% | 0% | 0% | 0.01029% | 0% | 0% | 6.423e-05% | 0% | 0% | 0% | 0% | 0% | 0% | 0% | 0%
| Account 365 | Acct365 | 51 | 100% | 81.15% | 0% | 18.85% | 42.85% | 0% | 15.16% | 10.38% | 0% | 2.836% | 1.014% | 0% | 0.01453% | 7.801% | 0% | 0.1522% | 0.3352% | 0% | 0% | 6.901% | 0% | 0.02625% | 11.24% | 0% | 0% | 0% | 0% | 0% | 0% | 0% | 0% | 0.5871% | 0% | 0.6597% | 0.02136% | 0% | 0.0004112% | 0.005755% | 0% | 0.005071% | 0.007261% | 0% | 0.0001371% | 5.057e-05% | 0% | 0.0003426% | 0% | 0% | 0% | 0% | 0% | 0%
| Account 367 | Acct367 | 52 | 100% | 70.43% | 0% | 29.57% | 37.44% | 0% | 23.77% | 9.034% | 0% | 4.449% | 0.8788% | 0% | 0.02279% | 6.692% | 0% | 0.2387% | 0.2875% | 0% | 0% | 5.92% | 0% | 0.04117% | 9.641% | 0% | 0% | 0% | 0% | 0% | 0% | 0% | 0% | 0.5083% | 0% | 1.035% | 0.01849% | 0% | 0.0006449% | 0.004983% | 0% | 0.007954% | 0.006228% | 0% | 0.000215% | 4.378e-05% | 0% | 0.0005375% | 0% | 0% | 0% | 0% | 0% | 0%
| Account 368 | Acct368 | 53 | 100% | 54.62% | 0% | 45.38% | 37.34% | 0% | 36.48% | 6.965% | 0% | 6.828% | 0.5048% | 0% | 0.03497% | 5.146% | 0% | 0.3663% | 0% | 0% | 0% | 4.392% | 0% | 0.06318% | 0% | 0% | 0% | 0% | 0% | 0% | 0% | 0% | 0% | 0.2595% | 0% | 1.588% | 0.00944% | 0% | 0.0009898% | 0.002543% | 0% | 0.01221% | 0.006099% | 0% | 0.0003299% | 2.235e-05% | 0% | 0.0008248% | 0% | 0% | 0% | 0% | 0% | 0%
| Distribution Operation Labor Excl. Super. & Eng | FO23 | 54 | 100% | 47.6% | 0% | 52.4% | 24.75% | 0% | 40.16% | 6.028% | 0% | 8.844% | 0.5912% | 0% | 0.07696% | 4.794% | 0% | 1.082% | 0.198% | 0% | 0.01221% | 4.236% | 0% | 0.2947% | 6.64% | 0% | 0.02163% | 0% | 0% | 0.01073% | 0% | 0% | 0.0006621% | 0.3429% | 0% | 1.898% | 0.01247% | 0% | 0.0003174% | 0.003361% | 0% | 0.003913% | 0.00451% | 0% | 0.0009749% | 2.953e-05% | 0% | 0.0001638% | 0% | 0% | 0% | 0% | 0% | 0%
| Meter Reading | Mread | 55 | 100% | 0% | 0% | 100% | 0% | 0% | 64.96% | 0% | 0% | 24.31% | 0% | 0% | 0.6227% | 0% | 0% | 3.261% | 0% | 0% | 0.1498% | 0% | 0% | 2.812% | 0% | 0% | 0.9399% | 0% | 0% | 0.07343% | 0% | 0% | 0.007343% | 0% | 0% | 2.828% | 0% | 0% | 0.001762% | 0% | 0% | 0.02173% | 0% | 0% | 0.002937% | 0% | 0% | 0.002937% | 0% | 0% | 0% | 0% | 0% | 0%
| Total Utility Plant | TUP | 56 | 100% | 92.08% | 0% | 7.922% | 36.94% | 0% | 4.955% | 9.762% | 0% | 1.071% | 0.8216% | 0% | 0.009393% | 9.163% | 0% | 0.126% | 0.3982% | 0% | 0.01187% | 9.039% | 0% | 0.02564% | 17.5% | 0% | 0.02103% | 5.382% | 0% | 0.01043% | 2.472% | 0% | 0.0006436% | 0.5738% | 0% | 1.687% | 0.02088% | 0% | 0.0002101% | 0.01021% | 0% | 0.00259% | 0.003979% | 0% | 0.0001135% | 5.821e-05% | 0% | 7.715e-05% | 0% | 0% | 0% | 0% | 0% | 0%
| Operation and Maintenance Expenses Less Purchase Power | OMLPP | 57 | 100% | 27.78% | 61.21% | 11.01% | 11.57% | 21.26% | 7.333% | 3.029% | 5.989% | 2.471% | 0.2677% | 0.4592% | 0.05529% | 2.765% | 6.054% | 0.3672% | 0.121% | 0.2732% | 0.02939% | 2.666% | 6.343% | 0.2356% | 5.032% | 13.62% | 0.1029% | 1.442% | 4.739% | 0.02143% | 0.6995% | 2.04% | 0.001535% | 0.1786% | 0.418% | 0.3841% | 0.006498% | 0.01521% | 0.0003415% | 0.002829% | 0.008436% | 0.00421% | 0.001497% | 0.001153% | 0.0003308% | 1.745e-05% | 3.92e-05% | 0.0002462% | 0% | 0% | 0% | 0% | 0% | 0%
| Purchase Power | PurPower | 58 | 100% | 19.72% | 80.28% | 0% | 7.06% | 27.72% | 0% | 1.954% | 7.827% | 0% | 0.1481% | 0.5995% | 0% | 1.956% | 7.925% | 0% | 0.08791% | 0.3581% | 0% | 2.027% | 8.321% | 0% | 4.259% | 17.98% | 0% | 1.474% | 6.258% | 0% | 0.6291% | 2.699% | 0% | 0.1165% | 0.5604% | 0% | 0.00424% | 0.02039% | 0% | 0.002593% | 0.01116% | 0% | 0.0003668% | 0.001522% | 0% | 1.282e-05% | 5.107e-05% | 0% | 0% | 0% | 0% | 0% | 0% | 0%
| Account 502 | Acct 502 | 59 | 100% | 41.97% | 58.03% | 0% | 15.03% | 20.04% | 0% | 4.159% | 5.657% | 0% | 0.3152% | 0.4333% | 0% | 4.164% | 5.728% | 0% | 0.1871% | 0.2589% | 0% | 4.315% | 6.015% | 0% | 9.065% | 13% | 0% | 3.138% | 4.523% | 0% | 1.339% | 1.951% | 0% | 0.2481% | 0.405% | 0% | 0.009024% | 0.01474% | 0% | 0.005519% | 0.008066% | 0% | 0.0007807% | 0.0011% | 0% | 2.728e-05% | 3.691e-05% | 0% | 0% | 0% | 0% | 0% | 0% | 0%
| Account 503 | Acct 503 | 60 | 100% | 82.07% | 17.93% | 0% | 29.38% | 6.191% | 0% | 8.133% | 1.748% | 0% | 0.6163% | 0.1339% | 0% | 8.142% | 1.77% | 0% | 0.3659% | 0.07999% | 0% | 8.438% | 1.858% | 0% | 17.72% | 4.016% | 0% | 6.136% | 1.398% | 0% | 2.618% | 0.6028% | 0% | 0.485% | 0.1251% | 0% | 0.01765% | 0.004553% | 0% | 0.01079% | 0.002492% | 0% | 0.001527% | 0.00034% | 0% | 5.335e-05% | 1.141e-05% | 0% | 0% | 0% | 0% | 0% | 0% | 0%
| Prob Dispatch - Forecasted - Mkt Based - Depr. Reserve | PDisp DRes | 61 | 100% | 100% | 0% | 0% | 35.93% | 0% | 0% | 9.948% | 0% | 0% | 0.753% | 0% | 0% | 9.951% | 0% | 0% | 0.4465% | 0% | 0% | 10.28% | 0% | 0% | 21.48% | 0% | 0% | 7.433% | 0% | 0% | 3.163% | 0% | 0% | 0.5706% | 0% | 0% | 0.02076% | 0% | 0% | 0.01303% | 0% | 0% | 0.00185% | 0% | 0% | 6.6e-05% | 0% | 0% | 0% | 0% | 0% | 0% | 0% | 0%
| Prob Dispatch - Forecasted - Mkt Based - Depr. Expense | PDisp DExp | 62 | 100% | 100% | 0% | 0% | 35.85% | 0% | 0% | 9.924% | 0% | 0% | 0.7512% | 0% | 0% | 9.935% | 0% | 0% | 0.4464% | 0% | 0% | 10.28% | 0% | 0% | 21.55% | 0% | 0% | 7.458% | 0% | 0% | 3.18% | 0% | 0% | 0.5838% | 0% | 0% | 0.02124% | 0% | 0% | 0.01311% | 0% | 0% | 0.00186% | 0% | 0% | 6.5e-05% | 0% | 0% | 0% | 0% | 0% | 0% | 0% | 0%
| Time diff. Fuel | Time Fuel | 63 | 100% | 0% | 100% | 0% | 0% | 34.78% | 0% | 0% | 9.793% | 0% | 0% | 0.7511% | 0% | 0% | 9.896% | 0% | 0% | 0.4463% | 0% | 0% | 10.36% | 0% | 0% | 22.2% | 0% | 0% | 7.728% | 0% | 0% | 3.323% | 0% | 0% | 0.6786% | 0% | 0% | 0.02469% | 0% | 0% | 0.01375% | 0% | 0% | 0.001879% | 0% | 0% | 6.416e-05% | 0% | 0% | 0% | 0% | 0% | 0% | 0%
| 0 | 0 | 64 | #DIV/0! | #DIV/0! | #DIV/0! | #DIV/0! | #DIV/0! | #DIV/0! | #DIV/0! | #DIV/0! | #DIV/0! | #DIV/0! | #DIV/0! | #DIV/0! | #DIV/0! | #DIV/0! | #DIV/0! | #DIV/0! | #DIV/0! | #DIV/0! | #DIV/0! | #DIV/0! | #DIV/0! | #DIV/0! | #DIV/0! | #DIV/0! | #DIV/0! | #DIV/0! | #DIV/0! | #DIV/0! | #DIV/0! | #DIV/0! | #DIV/0! | #DIV/0! | #DIV/0! | #DIV/0! | #DIV/0! | #DIV/0! | #DIV/0! | #DIV/0! | #DIV/0! | #DIV/0! | #DIV/0! | #DIV/0! | #DIV/0! | #DIV/0! | #DIV/0! | #DIV/0! | #DIV/0! | #DIV/0! | #DIV/0! | #DIV/0! | #DIV/0! | #DIV/0!
| 0 | 0 | 65 | #DIV/0! | #DIV/0! | #DIV/0! | #DIV/0! | #DIV/0! | #DIV/0! | #DIV/0! | #DIV/0! | #DIV/0! | #DIV/0! | #DIV/0! | #DIV/0! | #DIV/0! | #DIV/0! | #DIV/0! | #DIV/0! | #DIV/0! | #DIV/0! | #DIV/0! | #DIV/0! | #DIV/0! | #DIV/0! | #DIV/0! | #DIV/0! | #DIV/0! | #DIV/0! | #DIV/0! | #DIV/0! | #DIV/0! | #DIV/0! | #DIV/0! | #DIV/0! | #DIV/0! | #DIV/0! | #DIV/0! | #DIV/0! | #DIV/0! | #DIV/0! | #DIV/0! | #DIV/0! | #DIV/0! | #DIV/0! | #DIV/0! | #DIV/0! | #DIV/0! | #DIV/0! | #DIV/0! | #DIV/0! | #DIV/0! | #DIV/0! | #DIV/0! | #DIV/0!
| 0 | 0 | 66 | #DIV/0! | #DIV/0! | #DIV/0! | #DIV/0! | #DIV/0! | #DIV/0! | #DIV/0! | #DIV/0! | #DIV/0! | #DIV/0! | #DIV/0! | #DIV/0! | #DIV/0! | #DIV/0! | #DIV/0! | #DIV/0! | #DIV/0! | #DIV/0! | #DIV/0! | #DIV/0! | #DIV/0! | #DIV/0! | #DIV/0! | #DIV/0! | #DIV/0! | #DIV/0! | #DIV/0! | #DIV/0! | #DIV/0! | #DIV/0! | #DIV/0! | #DIV/0! | #DIV/0! | #DIV/0! | #DIV/0! | #DIV/0! | #DIV/0! | #DIV/0! | #DIV/0! | #DIV/0! | #DIV/0! | #DIV/0! | #DIV/0! | #DIV/0! | #DIV/0! | #DIV/0! | #DIV/0! | #DIV/0! | #DIV/0! | #DIV/0! | #DIV/0! | #DIV/0!
| 0 | 0 | 67 | #DIV/0! | #DIV/0! | #DIV/0! | #DIV/0! | #DIV/0! | #DIV/0! | #DIV/0! | #DIV/0! | #DIV/0! | #DIV/0! | #DIV/0! | #DIV/0! | #DIV/0! | #DIV/0! | #DIV/0! | #DIV/0! | #DIV/0! | #DIV/0! | #DIV/0! | #DIV/0! | #DIV/0! | #DIV/0! | #DIV/0! | #DIV/0! | #DIV/0! | #DIV/0! | #DIV/0! | #DIV/0! | #DIV/0! | #DIV/0! | #DIV/0! | #DIV/0! | #DIV/0! | #DIV/0! | #DIV/0! | #DIV/0! | #DIV/0! | #DIV/0! | #DIV/0! | #DIV/0! | #DIV/0! | #DIV/0! | #DIV/0! | #DIV/0! | #DIV/0! | #DIV/0! | #DIV/0! | #DIV/0! | #DIV/0! | #DIV/0! | #DIV/0! | #DIV/0!
| 0 | 0 | 68 | #DIV/0! | #DIV/0! | #DIV/0! | #DIV/0! | #DIV/0! | #DIV/0! | #DIV/0! | #DIV/0! | #DIV/0! | #DIV/0! | #DIV/0! | #DIV/0! | #DIV/0! | #DIV/0! | #DIV/0! | #DIV/0! | #DIV/0! | #DIV/0! | #DIV/0! | #DIV/0! | #DIV/0! | #DIV/0! | #DIV/0! | #DIV/0! | #DIV/0! | #DIV/0! | #DIV/0! | #DIV/0! | #DIV/0! | #DIV/0! | #DIV/0! | #DIV/0! | #DIV/0! | #DIV/0! | #DIV/0! | #DIV/0! | #DIV/0! | #DIV/0! | #DIV/0! | #DIV/0! | #DIV/0! | #DIV/0! | #DIV/0! | #DIV/0! | #DIV/0! | #DIV/0! | #DIV/0! | #DIV/0! | #DIV/0! | #DIV/0! | #DIV/0! | #DIV/0!
| 0 | 0 | 69 | #DIV/0! | #DIV/0! | #DIV/0! | #DIV/0! | #DIV/0! | #DIV/0! | #DIV/0! | #DIV/0! | #DIV/0! | #DIV/0! | #DIV/0! | #DIV/0! | #DIV/0! | #DIV/0! | #DIV/0! | #DIV/0! | #DIV/0! | #DIV/0! | #DIV/0! | #DIV/0! | #DIV/0! | #DIV/0! | #DIV/0! | #DIV/0! | #DIV/0! | #DIV/0! | #DIV/0! | #DIV/0! | #DIV/0! | #DIV/0! | #DIV/0! | #DIV/0! | #DIV/0! | #DIV/0! | #DIV/0! | #DIV/0! | #DIV/0! | #DIV/0! | #DIV/0! | #DIV/0! | #DIV/0! | #DIV/0! | #DIV/0! | #DIV/0! | #DIV/0! | #DIV/0! | #DIV/0! | #DIV/0! | #DIV/0! | #DIV/0! | #DIV/0! | #DIV/0!
| 0 | 0 | 70 | #DIV/0! | #DIV/0! | #DIV/0! | #DIV/0! | #DIV/0! | #DIV/0! | #DIV/0! | #DIV/0! | #DIV/0! | #DIV/0! | #DIV/0! | #DIV/0! | #DIV/0! | #DIV/0! | #DIV/0! | #DIV/0! | #DIV/0! | #DIV/0! | #DIV/0! | #DIV/0! | #DIV/0! | #DIV/0! | #DIV/0! | #DIV/0! | #DIV/0! | #DIV/0! | #DIV/0! | #DIV/0! | #DIV/0! | #DIV/0! | #DIV/0! | #DIV/0! | #DIV/0! | #DIV/0! | #DIV/0! | #DIV/0! | #DIV/0! | #DIV/0! | #DIV/0! | #DIV/0! | #DIV/0! | #DIV/0! | #DIV/0! | #DIV/0! | #DIV/0! | #DIV/0! | #DIV/0! | #DIV/0! | #DIV/0! | #DIV/0! | #DIV/0! | #DIV/0!
| 0 | 0 | 71 | #DIV/0! | #DIV/0! | #DIV/0! | #DIV/0! | #DIV/0! | #DIV/0! | #DIV/0! | #DIV/0! | #DIV/0! | #DIV/0! | #DIV/0! | #DIV/0! | #DIV/0! | #DIV/0! | #DIV/0! | #DIV/0! | #DIV/0! | #DIV/0! | #DIV/0! | #DIV/0! | #DIV/0! | #DIV/0! | #DIV/0! | #DIV/0! | #DIV/0! | #DIV/0! | #DIV/0! | #DIV/0! | #DIV/0! | #DIV/0! | #DIV/0! | #DIV/0! | #DIV/0! | #DIV/0! | #DIV/0! | #DIV/0! | #DIV/0! | #DIV/0! | #DIV/0! | #DIV/0! | #DIV/0! | #DIV/0! | #DIV/0! | #DIV/0! | #DIV/0! | #DIV/0! | #DIV/0! | #DIV/0! | #DIV/0! | #DIV/0! | #DIV/0! | #DIV/0!
| 0 | 0 | 72 | #DIV/0! | #DIV/0! | #DIV/0! | #DIV/0! | #DIV/0! | #DIV/0! | #DIV/0! | #DIV/0! | #DIV/0! | #DIV/0! | #DIV/0! | #DIV/0! | #DIV/0! | #DIV/0! | #DIV/0! | #DIV/0! | #DIV/0! | #DIV/0! | #DIV/0! | #DIV/0! | #DIV/0! | #DIV/0! | #DIV/0! | #DIV/0! | #DIV/0! | #DIV/0! | #DIV/0! | #DIV/0! | #DIV/0! | #DIV/0! | #DIV/0! | #DIV/0! | #DIV/0! | #DIV/0! | #DIV/0! | #DIV/0! | #DIV/0! | #DIV/0! | #DIV/0! | #DIV/0! | #DIV/0! | #DIV/0! | #DIV/0! | #DIV/0! | #DIV/0! | #DIV/0! | #DIV/0! | #DIV/0! | #DIV/0! | #DIV/0! | #DIV/0! | #DIV/0!
| 0 | 0 | 73 | #DIV/0! | #DIV/0! | #DIV/0! | #DIV/0! | #DIV/0! | #DIV/0! | #DIV/0! | #DIV/0! | #DIV/0! | #DIV/0! | #DIV/0! | #DIV/0! | #DIV/0! | #DIV/0! | #DIV/0! | #DIV/0! | #DIV/0! | #DIV/0! | #DIV/0! | #DIV/0! | #DIV/0! | #DIV/0! | #DIV/0! | #DIV/0! | #DIV/0! | #DIV/0! | #DIV/0! | #DIV/0! | #DIV/0! | #DIV/0! | #DIV/0! | #DIV/0! | #DIV/0! | #DIV/0! | #DIV/0! | #DIV/0! | #DIV/0! | #DIV/0! | #DIV/0! | #DIV/0! | #DIV/0! | #DIV/0! | #DIV/0! | #DIV/0! | #DIV/0! | #DIV/0! | #DIV/0! | #DIV/0! | #DIV/0! | #DIV/0! | #DIV/0! | #DIV/0!
| 0 | 0 | 74 | #DIV/0! | #DIV/0! | #DIV/0! | #DIV/0! | #DIV/0! | #DIV/0! | #DIV/0! | #DIV/0! | #DIV/0! | #DIV/0! | #DIV/0! | #DIV/0! | #DIV/0! | #DIV/0! | #DIV/0! | #DIV/0! | #DIV/0! | #DIV/0! | #DIV/0! | #DIV/0! | #DIV/0! | #DIV/0! | #DIV/0! | #DIV/0! | #DIV/0! | #DIV/0! | #DIV/0! | #DIV/0! | #DIV/0! | #DIV/0! | #DIV/0! | #DIV/0! | #DIV/0! | #DIV/0! | #DIV/0! | #DIV/0! | #DIV/0! | #DIV/0! | #DIV/0! | #DIV/0! | #DIV/0! | #DIV/0! | #DIV/0! | #DIV/0! | #DIV/0! | #DIV/0! | #DIV/0! | #DIV/0! | #DIV/0! | #DIV/0! | #DIV/0! | #DIV/0!
| 0 | 0 | 75 | #DIV/0! | #DIV/0! | #DIV/0! | #DIV/0! | #DIV/0! | #DIV/0! | #DIV/0! | #DIV/0! | #DIV/0! | #DIV/0! | #DIV/0! | #DIV/0! | #DIV/0! | #DIV/0! | #DIV/0! | #DIV/0! | #DIV/0! | #DIV/0! | #DIV/0! | #DIV/0! | #DIV/0! | #DIV/0! | #DIV/0! | #DIV/0! | #DIV/0! | #DIV/0! | #DIV/0! | #DIV/0! | #DIV/0! | #DIV/0! | #DIV/0! | #DIV/0! | #DIV/0! | #DIV/0! | #DIV/0! | #DIV/0! | #DIV/0! | #DIV/0! | #DIV/0! | #DIV/0! | #DIV/0! | #DIV/0! | #DIV/0! | #DIV/0! | #DIV/0! | #DIV/0! | #DIV/0! | #DIV/0! | #DIV/0! | #DIV/0! | #DIV/0! | #DIV/0!

## Dist'n Calcs
| Distribution Primary Lines |  |  |  | Distribution Sec. Lines |  |  | Distribution Line Trans. |  |  | Distribution Services | Distribution Meters | Distribution St. & Cust. Lighting
| Specific | Demand | Customer | Total | Demand | Customer | Total | Demand | Customer | Total | Customer
364 & 365-OVERHEAD LINES | 0 | 234148427.8455 | 416083251.8143 | 650231679.6598 | 97788668.6182 | 173771088.722 | 271559757.3402
% |  | 36.01% | 63.99% |  | 36.01% | 63.99%
366 & 367-UNDERGROUND LINES |  | 37648542.5683 | 112226228.8022 | 149874771.3705 | 24570169.3277 | 73241014.3018 | 97811183.6295
|  | 25.12% | 74.88% |  | 25.12% | 74.88%
368-TRANSFORMERS - POWER POOL | [7 empty] | 2929300.2539 | 2433741.7461 | 5363042
[8 empty] | 54.62% | 45.38%
368-TRANSFORMERS - ALL OTHER | [7 empty] | 175437374.8915 | 145758108.1085 | 321195483
[8 empty] | 54.62% | 45.38%
369-SERVICES
370-METERS
371-CUSTOMER INSTALLATION
373-STREET LIGHTING
364 & 365-OVERHEAD LINES | 921791437
Primary: |  | 650231679.6598
Demand | 234148427.8455 | 36.01%
Customer | 416083251.8143 | 63.99%
Secondary: |  | 271559757.3402
Demand | 97788668.6182 | 36.01%
Customer | 173771088.722 | 63.99%
| 921791437 |  | 921791437
366 & 367-UNDERGROUND LINES | 247685955
Primary: |  | 149874771.3705
Demand | 37648542.5683 | 25.12%
Customer | 112226228.8022 | 74.88%
Secondary: |  | 97811183.6295
Demand | 24570169.3277 | 25.12%
Customer | 73241014.3018 | 74.88%
| 247685955 |  | 247685955
368-TRANSFORMERS - POWER POOL | 5363042
Demand | 2929300.2539 | 54.62%
Customer | 2433741.7461 | 45.38%
368-TRANSFORMERS - ALL OTHER | 321195483
Demand | 175437374.8915 | 54.62%
Customer | 145758108.1085 | 45.38%