## ROR Summary
[6 empty] | 9 | 13 | 17 | 21 | 25 | 29 | 33 | 37 | 41 | 45 | 49 | 53 | 57 | 61 | 65 | 69
Allocation Factor
|  |  | Name | No | Total Kentucky | Residential (RS) | General Service | All Electric Schools (AES) | Power Service-Secondary (PS-Sec) | Power Service-Primary (PS-Pri) | Time of Day-Secondary (TOD-Sec) | Time of Day-Primary (TOD-Pri) | Retail Transmission (RTS) | Fluctuating Load Service (FLS) | Outdoor Lighting (LS & RLS) | Lighting Energy (LE) | Traffic Energy | Outdoor Sports Lighting (OSL) | Electric Vehicle Charging (EV) | Solar Share (SSP) | Business Solar (BS) | Check
Operating Revenues
|  | Sales |  |  | 1558608458.4697 | 611492797.01 | 224799513.08 | 11901436 | 169760856.8 | 9429914.57 | 134172118.09 | 250417885.85 | 82247980.76 | 32956814.48 | 30555893.2497 | 307245.56 | 271290.95 | 92319.95 | 1533 | 162504 | 38355.12 | 0
|  | Sales for Resale | Energy | 2 | 8863601.1024 | 3060543.8926 | 864128.5212 | 66193.6438 | 874964.3887 | 39542.3246 | 918738.0733 | 1985075.4924 | 690878.1645 | 298011.9295 | 61867.9634 | 2250.9469 | 1232.0476 | 168.0755 | 5.6385 | 0 | 0 | 0
|  | Curtailable Service Rider |  |  | -18634070.13 | 33: -1032456; 37: -3386120; 41: -14215494 | 0.13
|  | LATE PAYMENT CHARGES | LPAY |  | 3870654 | 3005113.0176 | 603038.2172 | 17978.5682 | 188379.8675 | 8644.3939 | 32506.724 | 10840.1848 | 848.4239 | 42.4212 | 3262.1816 | 0 | 0 | 0 | 0 | 0 | 0 | 0
|  | RECONNECT CHARGES | RECON |  | 2104204 | 2004118.9292 | 96023.6476 | 268.2508 | 2810.7385 | 128.9794 | 485.0195 | 161.7419 | 12.659 | 0.63295 | 193.4011 | 0 | 0 | 0 | 0 | 0 | 0 | 0
|  | OTHER SERVICE CHARGES | MISCSERV |  | 93979 | 9791.5193 | 18330.5672 | 4534.3369 | 47510.891 | 2180.1845 | 8198.4526 | 2733.9803 | 213.9792 | 10.699 | 474.39 | 0 | 0 | 0 | 0 | 0 | 0 | 0
|  | RENT FROM ELEC PROPERTY | RFEP |  | 2942175 | 1391702.4593 | 345603.159 | 21943.7731 | 259913.9298 | 11264.6608 | 240634.3691 | 419404.6854 | 127744.475 | 59096.5292 | 64193.6704 | 225.8526 | 348.5045 | 98.9318 | 0 | 0 | 0 | 0
|  | TRANSMISSION SERVICE | PLTRT |  | 26560959 | 11743850.76 | 3014404.6474 | 308507.1086 | 2689112.2942 | 115553.3502 | 2378963.1519 | 3874462.3106 | 1343579.7704 | 900301.5033 | 181330.6288 | 6597.3664 | 1777.4917 | 2502.998 | 15.6186 | 0 | 0 | 0
|  | ANCILLARY SERVICES | Prod Plt |  | 1421404 | 499826.7668 | 141763.7279 | 10629.4013 | 145019.1695 | 9954.0922 | 142518.7777 | 307260.3542 | 110894.5287 | 43882.0107 | 9177.1528 | 275.8945 | 172.8427 | 29.1388 | 0.14214 | 0 | 0 | 0
|  | TAX REMITTANCE COMPENSATION | MISCSERV |  | 600 | 62.513 | 117.0298 | 28.949 | 303.3288 | 13.9192 | 52.3422 | 17.4548 | 1.3661 | 0.068307 | 3.0287 | 0 | 0 | 0 | 0 | 0 | 0 | 0
|  | SOLAR REC | ENERGY |  | 90486 | 31713.6966 | 9014.2345 | 680.8689 | 9236.5319 | 632.8636 | 9081.1789 | 19582.4732 | 7096.0484 | 2828.2659 | 589.21 | 17.7168 | 11.0432 | 1.8617 | 0.0063345 | 0 | 0 | 0
|  | RETURN CHECK CHARGES | RETURN |  | 61024 | 56873 | 3526 | 42 | 442 | 20 | 76 | 25 | 2 | 0 | 18 | 0 | 0 | 0 | 0 | 0 | 0 | 0
|  | OTHER MISC REVENUES | MISCSERV |  | 166699 | 17368.098 | 32514.5747 | 8042.961 | 84274.3381 | 3867.1891 | 14542.3324 | 4849.5066 | 379.5542 | 18.9777 | 841.4682 | 0 | 0 | 0 | 0 | 0 | 0 | 0
|  | EXCESS FACILITIES CHARGES | MISCSERV |  | 30874 | 3216.7119 | 6021.9616 | 1489.6213 | 15608.2875 | 716.2346 | 2693.3573 | 898.1677 | 70.2965 | 3.5148 | 155.8467 | 0 | 0 | 0 | 0 | 0 | 0 | 0
|  | REFINED COAL LICENSE FEES | Prod Plt |  | 0 | [16 empty] | 0
|  | EV CHARGING STATION RENTAL |  |  | 5191 | 61: 5191 | 0
|  | Unbilled Revenue |  |  | 0 | [16 empty] | 0
0
|  | Total Operating Revenues |  |  | 1586186238.4421 | 633316978.3742 | 229933999.3682 | 12341775.4829 | 174078432.5656 | 9622432.7622 | 137920607.869 | 256010741.202 | 81143582.026 | 20045517.0324 | 30878000.1913 | 316613.3373 | 274832.8797 | 95120.9558 | 6745.4056 | 162504 | 38355.12 | 0.13
0
0
Total O&M Expense |  |  |  |  | 892295073 | 355958399.7198 | 102447485.4918 | 6963884.9357 | 83942898.609 | 5150917.5172 | 81375001.6138 | 166772667.1061 | 56981489.819 | 23803538.4447 | 8565205.9379 | 174569.2526 | 129694.0731 | 27038.5039 | 2281.9756 | 0 | 0 | 0
Depreciation Expense |  |  |  |  | 370531145 | 143724088.4173 | 38882791.7302 | 2966785.7949 | 36330213.659 | 2317187.9878 | 34802077.807 | 71320533.5213 | 24302493.4433 | 10088039.8056 | 5667606.3848 | 72086.0118 | 44612.0041 | 12405.7246 | 222.7085 | 0 | 0 | 0
Taxes Other Than Income Taxes |  |  |  |  | 49563937 | 20567222.4921 | 5389197.3627 | 410920.4511 | 4691249.6877 | 281853.3526 | 4414053.4636 | 8687657.449 | 2772784.1349 | 1193521.8213 | 1137496.5608 | 9804.8972 | 6038.3016 | 2086.9268 | 50.0987 | 0 | 0 | 0
State & Federal Income Taxes |  |  | Taxable Income-See below |  | 23821553 | 9735362.7146 | 10636742.9434 | 155381.0989 | 5763262.084 | 185520.8217 | 1068125.9304 | -1623417.15 | -1391512.5287 | -2686330.8735 | 1922547.1226 | 5535.9541 | 12111.7923 | 7310.2959 | 612.4901 | 24514.3153 | 5786.0084 | 0.019611
Total Expenses Before Interest and Taxes |  |  |  |  | 1336211708 | 529985073.3439 | 157356217.5281 | 10496972.2806 | 130727624.0397 | 7935479.6793 | 121659258.8148 | 245157440.9264 | 82665254.8685 | 32398769.198 | 17292856.006 | 261996.1157 | 192456.1711 | 48841.4512 | 3167.2728 | 24514.3153 | 5786.0084 | 0.019611
0
0
Net Operating Income Before Adjustments |  |  |  |  | 249974530.4421 | 103331905.0304 | 72577781.8401 | 1844803.2023 | 43350808.5258 | 1686953.083 | 16261349.0543 | 10853300.2756 | -1521672.8425 | -12353252.1656 | 13585144.1853 | 54617.2216 | 82376.7085 | 46279.5046 | 3578.1328 | 137989.6847 | 32569.1116 | 0.11039
Curtailable Service Rider Credit |  |  |  |  | 18634070.13 | 0 | 0 | 0 | 0 | 0 | 0 | 1032456 | 3386120 | 14215494 | 0 | 0 | 0 | 0 | 0 | 0 | 0 | -0.13
Allocation of Curtailable Service Rider Credits |  |  | Prod. Plt |  | -18634070.13 | -6552540.3227 | -1858468.9844 | -139347.4398 | -1901146.5952 | -130494.3931 | -1868367.4025 | -4028067.311 | -1453785.4298 | -575276.6033 | -120309.0104 | -3616.873 | -2265.9029 | -381.9984 | -1.8634 | 0 | 0 | 0
Adjustment for EV & Solar to match Seelye Direct Assignments |  |  |  |  | -222462.0658 | 61: -32074.2694; 65: -171788.6847; 69: -18599.1116 | 0
Allocate Adjustment for EV & Solar Operating Income |  |  |  |  | 222462.0658 | 86187.7635 | 62979.7419 | 1518.8095 | 36913.382 | 1386.1188 | 12817.8037 | 6997.738 | 365.7186 | 1146.1189 | 11991.2342 | 45.4188 | 71.3434 | 40.8745 | 0 | 0 | 0 | 0
Adjusted Net Operating Income |  |  |  |  | 249974530.4421 | 96865552.4711 | 70782292.5976 | 1706974.5719 | 41486575.3126 | 1557844.8086 | 14405799.4555 | 7864686.7026 | 411027.4463 | 1288111.35 | 13476826.4091 | 51045.7675 | 80182.149 | 45938.3806 | -28498 | -33799 | 13970 | -0.01961
0
Rate Base Before Adjustment for EV & Solar to match Seelye Direct Assignments |  |  |  |  | 5197832023.34 | 2176839966.7989 | 569827493.9652 | 43515708.7607 | 489340964.1865 | 28825931.8501 | 459701456.8539 | 896687474.0589 | 283074355.0048 | 124152608.7605 | 123941103.3334 | 1052070.6066 | 636926.597 | 230110.917 | 5851.6466 | 0 | 0 | 0
Adjustment for EV & Solar to match Seelye Direct Assignments |  |  |  |  | 2967590.3534 | 61: 99687.3534; 65: 2576969; 69: 290934 | 0
Allocate Adjustment for EV & Solar Rate Base |  |  |  |  | -2967590.3534 | -1242821.3397 | -325331.1131 | -24844.3856 | -279379.009 | -16457.5641 | -262456.951 | -511944.9959 | -161615.3941 | -70882.3404 | -70761.5858 | -600.6578 | -363.6399 | -131.377 | 0 | 0 | 0 | 0
Adjusted Rate Base |  |  |  |  | 5197832023.34 | 2175597145.4592 | 569502162.8521 | 43490864.3752 | 489061585.1775 | 28809474.286 | 459438999.9029 | 896175529.063 | 282912739.6107 | 124081726.4201 | 123870341.7475 | 1051469.9488 | 636562.957 | 229979.54 | 105539 | 2576969 | 290934 | 0
0
ROR @ Current Rates |  |  |  |  | 4.809% | 4.452% | 12.43% | 3.925% | 8.483% | 5.407% | 3.136% | 0.8776% | 0.1453% | 1.038% | 10.88% | 4.855% | 12.6% | 19.97% | -27% | -1.312% | 4.802% | 0.59877
Indexed ROR @ Current Rates |  |  |  |  | 100% | 92.58% | 258.4% | 81.61% | 176.4% | 112.4% | 65.2% | 18.25% | 3.021% | 21.59% | 226.2% | 100.9% | 261.9% | 415.3% | -561.5% | -27.27% | 99.85% | 12.4505
0
0
KU Proposed Increase | [21 empty] | 0
Revenue @ Current Rates |  |  |  |  | 1586186238.5721 | 633316978.3742 | 229933999.3682 | 12341775.4829 | 174078432.5656 | 9622432.7622 | 137920607.869 | 256010741.202 | 81143582.026 | 20045517.0324 | 30878000.1913 | 316613.3373 | 274832.8797 | 95120.9558 | 6745.4056 | 162504 | 38355.12 | 0
KU Proposed Revenue Increase |  |  |  |  | 169747179 | 68196266 | 26734943 | 1453830 | 18553034 | 1039687 | 14530948 | 26942083 | 8787141 | 3514118 | -129 | 18 | 2 | -4762 | 0 | 0 | 0 | 0
Rev. Adjustment for Solar Share & EV |  |  |  |  | 353856 | 61: 48431; 65: 295846; 69: 9579 | 0
Change in Other Service Revenue |  |  | MISCSERV |  | 366528 | 38187.9568 | 71491.143 | 17684.3917 | 185297.4799 | 8502.949 | 31974.8289 | 10662.811 | 834.5415 | 41.7271 | 1850.1709 | 0 | 0 | 0 | 0 | 0 | 0 | 0
Change in Misc. Charges |  |  | MISCSERV |  | 5899 | 614.6072 | 1150.5976 | 284.6173 | 2982.2274 | 136.8487 | 514.6115 | 171.6101 | 13.4313 | 0.67157 | 29.7771 | 0 | 0 | 0 | 0 | 0 | 0 | 0
Total KU Proposed Revenue |  |  |  |  | 1756659700.5721 | 701552046.9383 | 256741584.1089 | 13813574.492 | 192819746.2728 | 10670759.56 | 152484045.3095 | 282963658.6231 | 89931570.9988 | 23559677.4311 | 30879751.1394 | 316631.3373 | 274834.8797 | 90358.9558 | 55176.4056 | 458350 | 47934.12 | 0
0
Operating Expenses @ Current Rates |  |  |  |  | 1336211708.0196 | 529985073.3439 | 157356217.5281 | 10496972.2806 | 130727624.0397 | 7935479.6793 | 121659258.8148 | 245157440.9264 | 82665254.8685 | 32398769.198 | 17292856.006 | 261996.1157 | 192456.1711 | 48841.4512 | 3167.2728 | 24514.3153 | 5786.0084 | 0
Increase in Uncollectible Expense |  |  |  | 0.316% | 538696.1399 | 215622.8167 | 84711.9678 | 4650.8849 | 59222.5513 | 3312.7127 | 46020.4623 | 85171.2191 | 27770.0452 | 11104.7469 | 5.533 | 0.05688 | 0.00632 | -15.0479 | 153.042 | 934.8734 | 30.2696 | 0
Increase in PSC Fees |  |  |  | 0.2% | 340946.924 | 136470.1371 | 53615.1695 | 2943.598 | 37482.6274 | 2096.6536 | 29126.8749 | 53905.8348 | 17575.9779 | 7028.3208 | 3.5019 | 0.036 | 0.004 | -9.524 | 96.862 | 591.692 | 19.158 | 0
Incremental Income Taxes |  |  |  | 24.83% | 42323441.2965 | 16940718.4253 | 6655518.2593 | 365403.4958 | 4652905.3919 | 260268.0626 | 3615664.1764 | 6691599.9996 | 2181793.7586 | 872460.4967 | 434.7078 | 4.4689 | 0.49654 | -1182.2616 | 12023.9629 | 73449.6775 | 2378.178 | 0
Total Operating Expenses @ KU Proposed Increase |  |  |  |  | 1379414792.3801 | 547277884.723 | 164150062.9247 | 10869970.2593 | 135477234.6103 | 8201157.1082 | 125350070.3284 | 251988117.9798 | 84892394.6503 | 33289362.7624 | 17293299.7487 | 262000.6774 | 192456.678 | 47634.6177 | 15441.1397 | 99490.5582 | 8213.614 | 0
Net Operating Income @ KU Proposed Increase |  |  |  |  | 377244908.192 | 154274162.2153 | 92591521.1842 | 2943604.2327 | 57342511.6625 | 2469602.4518 | 27133974.9811 | 30975540.6433 | 5039176.3485 | -9729685.3314 | 13586451.3906 | 54630.6599 | 82378.2017 | 42724.3381 | 39735.2659 | 358859.4418 | 39720.506 | 0
0
Rate Base |  |  |  |  | 5197832023.34 | 2175597145.4592 | 569502162.8521 | 43490864.3752 | 489061585.1775 | 28809474.286 | 459438999.9029 | 896175529.063 | 282912739.6107 | 124081726.4201 | 123870341.7475 | 1051469.9488 | 636562.957 | 229979.54 | 105539 | 2576969 | 290934 | 0
ROR @ KU Proposed Increase |  |  |  |  | 7.258% | 7.091% | 16.26% | 6.768% | 11.73% | 8.572% | 5.906% | 3.456% | 1.781% | -7.841% | 10.97% | 5.196% | 12.94% | 18.58% | 37.65% | 13.93% | 13.65% | 1.5937
Indexed ROR @ KU Proposed Increase |  |  |  |  | 100% | 97.7% | 224% | 93.26% | 161.6% | 118.1% | 81.37% | 47.62% | 24.54% | -108% | 151.1% | 71.59% | 178.3% | 256% | 518.8% | 191.9% | 188.1%
0
AG Proposed Increase | [21 empty] | 0
Revenue @ Current Rates |  |  |  |  | 1586186238.5721 | 633316978.3742 | 229933999.3682 | 12341775.4829 | 174078432.5656 | 9622432.7622 | 137920607.869 | 256010741.202 | 81143582.026 | 20045517.0324 | 30878000.1913 | 316613.3373 | 274832.8797 | 95120.9558 | 6745.4056 | 162504 | 38355.12 | 0
AG Proposed Revenue Increase |  |  |  |  | 0 | 0 | 0 | 0 | 0 | 0 | 0 | 0 | 0 | 0 | 0 | 0 | 0 | 0 | 0 | 0 | 0 | 0
Rev. Adjustment for Solar Share & EV |  |  |  |  | 353856 | 0 | 0 | 0 | 0 | 0 | 0 | 0 | 0 | 0 | 0 | 0 | 0 | 0 | 48431 | 295846 | 9579 | 0
Change in Other Service Revenue |  |  |  |  | 366528 | 38187.9568 | 71491.143 | 17684.3917 | 185297.4799 | 8502.949 | 31974.8289 | 10662.811 | 834.5415 | 41.7271 | 1850.1709 | 0 | 0 | 0 | 0 | 0 | 0 | 0
Change in Misc. Charges |  |  |  |  | 5899 | 614.6072 | 1150.5976 | 284.6173 | 2982.2274 | 136.8487 | 514.6115 | 171.6101 | 13.4313 | 0.67157 | 29.7771 | 0 | 0 | 0 | 0 | 0 | 0 | 0
Total AG Proposed Revenue |  |  |  |  | 1586912521.5721 | 633355780.9383 | 230006641.1089 | 12359744.492 | 174266712.2728 | 9631072.56 | 137953097.3095 | 256021575.6231 | 81144429.9988 | 20045559.4311 | 30879880.1394 | 316613.3373 | 274832.8797 | 95120.9558 | 55176.4056 | 458350 | 47934.12 | 0
0
Operating Expenses @ Current Rates |  |  |  |  | 1336211708.0196 | 529985073.3439 | 157356217.5281 | 10496972.2806 | 130727624.0397 | 7935479.6793 | 121659258.8148 | 245157440.9264 | 82665254.8685 | 32398769.198 | 17292856.006 | 261996.1157 | 192456.1711 | 48841.4512 | 3167.2728 | 24514.3153 | 5786.0084 | 0
Increase in Uncollectible Expense |  |  |  | 0.316% | 2295.0543 | 122.6161 | 229.5479 | 56.7821 | 594.9639 | 27.3018 | 102.6666 | 34.2368 | 2.6796 | 0.13398 | 5.9406 | 0 | 0 | 0 | 153.042 | 934.8734 | 30.2696 | 0
Increase in PSC Fees |  |  |  | 0.2% | 1452.566 | 77.6051 | 145.2835 | 35.938 | 376.5594 | 17.2796 | 64.9789 | 21.6688 | 1.6959 | 0.084797 | 3.7599 | 0 | 0 | 0 | 96.862 | 591.692 | 19.158 | 0
Incremental Income Taxes |  |  |  | 24.83% | 180314.2586 | 9633.5114 | 18034.7628 | 4461.1653 | 46744.1973 | 2145.0023 | 8066.1524 | 2689.8614 | 210.5262 | 10.5263 | 466.7347 | 0 | 0 | 0 | 12023.9629 | 73449.6775 | 2378.178 | 0
Total Operating Expenses @ AG Proposed Increase |  |  |  |  | 1336395769.8985 | 529994907.0765 | 157374627.1223 | 10501526.166 | 130775339.7603 | 7937669.263 | 121667492.6127 | 245160186.6934 | 82665469.7703 | 32398779.9431 | 17293332.4412 | 261996.1157 | 192456.1711 | 48841.4512 | 15441.1397 | 99490.5582 | 8213.614 | 0
Net Operating Income @ AG Proposed Increase |  |  |  |  | 250516751.6736 | 103360873.8618 | 72632013.9866 | 1858218.3259 | 43491372.5126 | 1693403.297 | 16285604.6968 | 10861388.9298 | -1521039.7714 | -12353220.512 | 13586547.6982 | 54617.2216 | 82376.7085 | 46279.5046 | 39735.2659 | 358859.4418 | 39720.506 | 0
0
Rate Base |  |  |  |  | 5197832023.34 | 2175597145.4592 | 569502162.8521 | 43490864.3752 | 489061585.1775 | 28809474.286 | 459438999.9029 | 896175529.063 | 282912739.6107 | 124081726.4201 | 123870341.7475 | 1051469.9488 | 636562.957 | 229979.54 | 105539 | 2576969 | 290934 | 0
ROR @ AG Proposed Increase |  |  |  |  | 4.82% | 4.751% | 12.75% | 4.273% | 8.893% | 5.878% | 3.545% | 1.212% | -0.5376% | -9.956% | 10.97% | 5.194% | 12.94% | 20.12% | 37.65% | 13.93% | 13.65% | 1.4045
Indexed ROR @ AG Proposed Increase |  |  |  |  | 100% | 98.57% | 264.6% | 88.65% | 184.5% | 122% | 73.55% | 25.15% | -11.16% | -206.6% | 227.6% | 107.8% | 268.5% | 417.5% | 781.2% | 288.9% | 283.3% | 29.1405
0
0
Memo: Calculation of Taxable Income | [21 empty] | 0
Operating Revenue |  |  |  |  | 1586186238.4421 | 633316978.3742 | 229933999.3682 | 12341775.4829 | 174078432.5656 | 9622432.7622 | 137920607.869 | 256010741.202 | 81143582.026 | 20045517.0324 | 30878000.1913 | 316613.3373 | 274832.8797 | 95120.9558 | 6745.4056 | 162504 | 38355.12 | 0.13
Operating Expenses |  |  |  |  | 1312390155 | 520249710.6292 | 146719474.5847 | 10341591.1816 | 124964361.9557 | 7749958.8576 | 120591132.8843 | 246780858.0763 | 84056767.3972 | 35085100.0715 | 15370308.8834 | 256460.1615 | 180344.3788 | 41531.1553 | 2554.7827 | 0 | 0 | 0
Interest Expense |  |  | Rate Base |  | 115884365 | 48532102.6394 | 12704161.466 | 970171.8437 | 10909734.414 | 642666.9413 | 10248929.0108 | 19991422.9756 | 6311071.9489 | 2767951.3622 | 2763235.9016 | 23455.6511 | 14200.1192 | 5130.2653 | 130.461 | 0 | 0 | 0
Taxable Income |  |  |  |  | 157911718.4421 | 64535165.1056 | 70510363.3175 | 1030012.4575 | 38204336.1958 | 1229806.9633 | 7080545.9739 | -10761539.85 | -9224257.3201 | -17807534.4013 | 12744455.4063 | 36697.5247 | 80288.3816 | 48459.5352 | 4060.1619 | 162504 | 38355.12 | 0.13
0
0
Memo: | [21 empty] | 0
| Operating Income Before EV & Solar Adjustment Excl. EV & Solar |  |  |  | 249800395.3567 | 96779364.7076 | 70719312.8557 | 1705455.7624 | 41449661.9306 | 1556458.6898 | 14392981.6518 | 7857688.9646 | 410661.7277 | 1286965.2311 | 13464835.1749 | 51000.3486 | 80110.8056 | 45897.5062 | 0 | 0 | 0 | 0
| Rate Base Before EV & Solar Adjustment Excl. EV & Solar |  |  |  | 5197826171.6934 | 2176839966.7989 | 569827493.9652 | 43515708.7607 | 489340964.1865 | 28825931.8501 | 459701456.8539 | 896687474.0589 | 283074355.0048 | 124152608.7605 | 123941103.3334 | 1052070.6066 | 636926.597 | 230110.917 | 0 | 0 | 0 | 0
0
0
Memo: revenue allocators | [21 empty] | 0
|  | Late Payment Revenue |  | LPAY | 3985851.63 | 3094550.59 | 620985.72 | 18513.6427 | 193986.3914 | 8901.6667 | 33474.1826 | 11162.8082 | 873.6746 | 43.6837 | 3359.27 | 0 | 0 | 0 | 0 |  | 0 | 0
[5 empty] | 100% | 77.64% | 15.58% | 0.4645% | 4.867% | 0.2233% | 0.8398% | 0.2801% | 0.02192% | 0.001096% | 0.08428% | 0% | 0% | 0% | 0% | 0% | 0% | 0
0
|  | Misc Service Revenue Allocator |  | MISCSERV | 1671783.82 | 174180.44 | 326080.78 | 80660.9045 | 845166.8872 | 38783.1015 | 145841.5228 | 48634.5244 | 3806.4568 | 190.3228 | 8438.88 | 0 | 0 | 0 | 0 |  | 0 | 0
[5 empty] | 100% | 10.42% | 19.5% | 4.825% | 50.55% | 2.32% | 8.724% | 2.909% | 0.2277% | 0.01138% | 0.5048% | 0% | 0% | 0% | 0% | 0% | 0% | 0
0
|  | Reconnect Charges |  | RECON | 1827840 | 1740900 | 83412 | 233.019 | 2441.579 | 112.0394 | 421.3175 | 140.4989 | 10.9964 | 0.54982 | 168 | [5 empty] | 0 | 0
[5 empty] | 100% | 95.24% | 4.563% | 0.01275% | 0.1336% | 0.00613% | 0.02305% | 0.007687% | 0.0006016% | 3.008e-05% | 0.009191% | 0% | 0% | 0% | 0% | 0% | 0% | 0
0
|  | Return Check Charges |  | RETURN | 86978 | 81062 | 5025 | 60.0579 | 629.2879 | 28.8768 | 108.5896 | 36.2119 | 2.8342 | 0.14171 | 25 | [5 empty] | 0 | 0
[5 empty] | 100% | 93.2% | 5.777% | 0.06905% | 0.7235% | 0.0332% | 0.1248% | 0.04163% | 0.003259% | 0.0001629% | 0.02874% | 0% | 0% | 0% | 0% | 0% | 0% | 0
0
|  | Rent From Electric Property |  | RFEP | 5194858580.8198 | 2457262896.4776 | 610215074.3199 | 38745077.3767 | 458917674.3377 | 19889476.2546 | 424876670.2838 | 740522922.2956 | 225552348.8166 | 104343933.1882 | 113343713.2075 | 398777.2412 | 615337.8301 | 174679.1903 |  |  | 0 | 0
[5 empty] | 100% | 47.3% | 11.75% | 0.7458% | 8.834% | 0.3829% | 8.179% | 14.25% | 4.342% | 2.009% | 2.182% | 0.007676% | 0.01185% | 0.003363% | 0% | 0% | 0% | 0
0
|  | Interruptible Credit Allocator |  | INTCRE | 6069280510.3391 | 2490784384.3145 | 670878802.212 | 43048460.1526 | 625621337.2283 | 27180232.6254 | 601676612.887 | 1101435629.5036 | 358533878.3917 | 148468385.7379 | 967725.5269 | 35208.8334 | 575744.7241 | 74108.2017 | 0 | 0 | 0 | 0
[5 empty] | 100% | 41.04% | 11.05% | 0.7093% | 10.31% | 0.4478% | 9.913% | 18.15% | 5.907% | 2.446% | 0.01594% | 0.0005801% | 0.009486% | 0.001221% | 0% | 0% | 0% | 0
0
0
0
0
0
0
0
0
0
0
|  | Remove ECR Revenues | [19 empty] | 0
0
|  | Base Rate Revenue | [19 empty] | 0
0
0
0
0
0
0
0
0
0
0
0
0
0
0
0
0
0
0
0
0
0
0
0
0
0
0
0
0
0

## Class Allocation
[11 empty] | 9 | 10 | 11 | 12 |  | 13 | 14 | 15 | 16 |  | 17 | 18 | 19 | 20 |  | 21 | 22 | 23 | 24 |  | 25 | 26 | 27 | 28 |  | 29 | 30 | 31 | 32 |  | 33 | 34 | 35 | 36 |  | 37 | 38 | 39 | 40 |  | 41 | 42 | 43 | 44 |  | 45 | 46 | 47 | 48 |  | 49 | 50 | 51 | 52 |  | 53 | 54 | 55 | 56 |  | 57 | 58 | 59 | 60 |  | 61 | 62 | 63 | 64 |  | 65 | 66 | 67 | 68 |  | 69 | 70 | 71
|  |  | Allocation Factor |  | Total Kentucky |  |  |  |  | Residential (RS) |  |  |  |  | General Service |  |  |  |  | All Electric Schools (AES) |  |  |  |  | Power Service-Secondary (PS-Sec) |  |  |  |  | Power Service-Primary (PS-Pri) |  |  |  |  | Time of Day-Secondary (TOD-Sec) |  |  |  |  | Time of Day-Primary (TOD-Pri) |  |  |  |  | Retail Transmission (RTS) |  |  |  |  | Fluctuating Load Service (FLS) |  |  |  |  | Outdoor Lighting (LS & RLS) |  |  |  |  | Lighting Energy (LE) |  |  |  |  | Traffic Energy |  |  |  |  | Outdoor Sports Lighting (OSL) |  |  |  |  | Electric Vehicle Charging (EV) |  |  |  |  | Solar Share (SSP) |  |  |  |  | Business Solar (BS) |  |  |  | Check
| Description |  | Name | No | Total | Demand | Energy | Customer |  | Total | Demand | Energy | Customer |  | Total | Demand | Energy | Customer |  | Total | Demand | Energy | Customer |  | Total | Demand | Energy | Customer |  | Total | Demand | Energy | Customer |  | Total | Demand | Energy | Customer |  | Total | Demand | Energy | Customer |  | Total | Demand | Energy | Customer |  | Total | Demand | Energy | Customer |  | Total | Demand | Energy | Customer |  | Total | Demand | Energy | Customer |  | Total | Demand | Energy | Customer |  | Total | Demand | Energy | Customer |  | Total | Demand | Energy | Customer |  | Total | Demand | Energy | Customer |  | Total | Demand | Energy | Customer | Demand | Energy | Customer | Total
Rate Base
Plant in Service
Intangible Plant
| 301 | ORGANIZATION | PT&D | 35 | 41552 | 38256.292 | 0 | 3295.708 |  | 17221.481 | 15159.9494 | 0 | 2061.5316 |  | 4514.8061 | 4069.0505 | 0 | 445.7556 |  | 343.4269 | 339.5191 | 0 | 3.9079 |  | 3932.7532 | 3880.3433 | 0 | 52.4099 |  | 236.9373 | 231.9983 | 0 | 4.939 |  | 3702.8324 | 3692.1659 | 0 | 10.6665 |  | 7300.1035 | 7291.3542 | 0 | 8.7493 |  | 2330.8118 | 2326.4739 | 0 | 4.3378 |  | 999.4363 | 999.1685 | 0 | 0.26777 |  | 954.3563 | 252.4578 | 0 | 701.8985 |  | 8.2056 | 8.1182 | 0 | 0.087388 |  | 5.0769 | 3.9995 | 0 | 1.0774 |  | 1.7309 | 1.6837 | 0 | 0.04721 |  | 0.041915 | 0.0098179 | 0 | 0.032098 |  | 0 | 0 | 0 | 0 |  | 0 | 0 | 0 | 0 | 0 | 0 | 0 | 0 | 0
| 302 | FRANCHISE AND CONSENTS | PT&D | 35 | 144369 | 132918.3343 | 0 | 11450.6657 |  | 59834.6167 | 52671.9951 | 0 | 7162.6217 |  | 15686.3217 | 14137.5806 | 0 | 1548.7411 |  | 1193.2086 | 1179.6311 | 0 | 13.5775 |  | 13664.0269 | 13481.9329 | 0 | 182.094 |  | 823.219 | 806.0589 | 0 | 17.1602 |  | 12865.186 | 12828.126 | 0 | 37.0599 |  | 25363.608 | 25333.2092 | 0 | 30.3988 |  | 8098.2135 | 8083.142 | 0 | 15.0715 |  | 3472.4591 | 3471.5288 | 0 | 0.93036 |  | 3315.8322 | 877.1438 | 0 | 2438.6884 |  | 28.5096 | 28.206 | 0 | 0.30362 |  | 17.6393 | 13.8961 | 0 | 3.7432 |  | 6.0138 | 5.8498 | 0 | 0.16403 |  | 0.14563 | 0.034111 | 0 | 0.11152 |  | 0 | 0 | 0 | 0 |  | 0 | 0 | 0 | 0 | 0 | 0 | 0 | 0
| 303 | SOFTWARE | PT&D | 35 | 105565478 | 97192523.9812 | 0 | 8372954.0188 |  | 43752259.2467 | 38514808.1288 | 0 | 5237451.1179 |  | 11470149.7126 | 10337679.5163 | 0 | 1132470.1963 |  | 872497.824 | 862569.6796 | 0 | 9928.1445 |  | 9991407.6588 | 9858256.9293 | 0 | 133150.7295 |  | 601954.0929 | 589406.2303 | 0 | 12547.8626 |  | 9407279.3072 | 9380180.3438 | 0 | 27098.9634 |  | 18546373.5198 | 18524145.3426 | 0 | 22228.1773 |  | 5921574.3985 | 5910553.8232 | 0 | 11020.5753 |  | 2539131.0354 | 2538450.7409 | 0 | 680.2945 |  | 2424602.3214 | 641384.9741 | 0 | 1783217.3472 |  | 20846.7785 | 20624.7638 | 0 | 222.0147 |  | 12898.1859 | 10161.0769 | 0 | 2737.1089 |  | 4397.4297 | 4277.4889 | 0 | 119.9408 |  | 106.4887 | 24.9429 | 0 | 81.5458 |  | 0 | 0 | 0 | 0 |  | 0 | 0 | 0 | 0 | 0 | 0 | 0 | 0
|  | Total Intangible Plant |  |  | 105751399 | 97363698.6076 | 0 | 8387700.3924 |  | 43829315.3445 | 38582640.0733 | 0 | 5246675.2712 |  | 11490350.8403 | 10355886.1473 | 0 | 1134464.6929 |  | 874034.4596 | 864088.8298 | 0 | 9945.6298 |  | 10009004.4389 | 9875619.2055 | 0 | 133385.2334 |  | 603014.2492 | 590444.2874 | 0 | 12569.9618 |  | 9423847.3255 | 9396700.6357 | 0 | 27146.6898 |  | 18579037.2313 | 18556769.9059 | 0 | 22267.3253 |  | 5932003.4237 | 5920963.439 | 0 | 11039.9846 |  | 2543602.9308 | 2542921.4382 | 0 | 681.4926 |  | 2428872.5098 | 642514.5758 | 0 | 1786357.9341 |  | 20883.4936 | 20661.0879 | 0 | 222.4057 |  | 12920.902 | 10178.9725 | 0 | 2741.9295 |  | 4405.1744 | 4285.0223 | 0 | 120.1521 |  | 106.6763 | 24.9868 | 0 | 81.6895 |  | 0 | 0 | 0 | 0 |  | 0 | 0 | 0 | 0 | 0 | 0 | 0 | 0
Steam Production Plant
|  | Total Steam Production Plant | PDisp Gplant | 26 | 4761764495 | 4761764495 | 0 | 0 |  | 1674441152.3153 | 1674441152.3153 | 0 | 0 |  | 474914581.9088 | 474914581.9088 | 0 | 0 |  | 35608951.0701 | 35608951.0701 | 0 | 0 |  | 485820451.1317 | 485820451.1317 | 0 | 0 |  | 33346636.7585 | 33346636.7585 | 0 | 0 |  | 477444031.2086 | 477444031.2086 | 0 | 0 |  | 1029335393.2378 | 1029335393.2378 | 0 | 0 |  | 371501437.6651 | 371501437.6651 | 0 | 0 |  | 147006622.019 | 147006622.019 | 0 | 0 |  | 30743856.2855 | 30743856.2855 | 0 | 0 |  | 924258.4885 | 924258.4885 | 0 | 0 |  | 579030.5626 | 579030.5626 | 0 | 0 |  | 97616.1721 | 97616.1721 | 0 | 0 |  | 476.1764 | 476.1764 | 0 | 0 |  | 0 | 0 | 0 | 0 |  | 0 | 0 | 0 | 0 | 0 | 0 | 0 | 0
Hydraulic Production Plant
|  | Total Hydraulic Production Plant | PDisp Gplant | 26 | 45726563 | 45726563 | 0 | 0 |  | 16079425.793 | 16079425.793 | 0 | 0 |  | 4560538.7608 | 4560538.7608 | 0 | 0 |  | 341947.8108 | 341947.8108 | 0 | 0 |  | 4665266.308 | 4665266.308 | 0 | 0 |  | 320223.1207 | 320223.1207 | 0 | 0 |  | 4584828.7111 | 4584828.7111 | 0 | 0 |  | 9884564.7987 | 9884564.7987 | 0 | 0 |  | 3567476.7015 | 3567476.7015 | 0 | 0 |  | 1411684.1709 | 1411684.1709 | 0 | 0 |  | 295228.9814 | 295228.9814 | 0 | 0 |  | 8875.5259 | 8875.5259 | 0 | 0 |  | 5560.3501 | 5560.3501 | 0 | 0 |  | 937.3945 | 937.3945 | 0 | 0 |  | 4.5727 | 4.5727 | 0 | 0 |  | 0 | 0 | 0 | 0 |  | 0 | 0 | 0 | 0 | 0 | 0 | 0 | 0
Other Production Plant
|  | Total Other Production Plant | PDisp Gplant | 26 | 1044547033 | 1044547033 | 0 | 0 |  | 367307652.3252 | 367307652.3252 | 0 | 0 |  | 104177898.3363 | 104177898.3363 | 0 | 0 |  | 7811227.1675 | 7811227.1675 | 0 | 0 |  | 106570224.4059 | 106570224.4059 | 0 | 0 |  | 7314962.8721 | 7314962.8721 | 0 | 0 |  | 104732761.7202 | 104732761.7202 | 0 | 0 |  | 225796389.5731 | 225796389.5731 | 0 | 0 |  | 81493052.6018 | 81493052.6018 | 0 | 0 |  | 32247569.3669 | 32247569.3669 | 0 | 0 |  | 6744013.4639 | 6744013.4639 | 0 | 0 |  | 202746.5791 | 202746.5791 | 0 | 0 |  | 127016.9192 | 127016.9192 | 0 | 0 |  | 21413.2142 | 21413.2142 | 0 | 0 |  | 104.4547 | 104.4547 | 0 | 0 |  | 0 | 0 | 0 | 0 |  | 0 | 0 | 0 | 0 | 0 | 0 | 0 | 0
0
|  | Total Production Plant |  |  | 5852038091 | 5852038091 | 0 | 0 | 0 | 2057828230.4335 | 2057828230.4335 | 0 | 0 | 0 | 583653019.0059 | 583653019.0059 | 0 | 0 | 0 | 43762126.0483 | 43762126.0483 | 0 | 0 | 0 | 597055941.8457 | 597055941.8457 | 0 | 0 | 0 | 40981822.7513 | 40981822.7513 | 0 | 0 | 0 | 586761621.6398 | 586761621.6398 | 0 | 0 | 0 | 1265016347.6096 | 1265016347.6096 | 0 | 0 | 0 | 456561966.9684 | 456561966.9684 | 0 | 0 | 0 | 180665875.5568 | 180665875.5568 | 0 | 0 | 0 | 37783098.7307 | 37783098.7307 | 0 | 0 | 0 | 1135880.5935 | 1135880.5935 | 0 | 0 | 0 | 711607.8319 | 711607.8319 | 0 | 0 | 0 | 119966.7809 | 119966.7809 | 0 | 0 | 0 | 585.2038 | 585.2038 | 0 | 0 | 0 | 0 | 0 | 0 | 0 | 0 | 0 | 0 | 0 | 0 | 0 | 0 | 0 | 0
Transmission
|  | KENTUCKY SYSTEM PROPERTY | NCPT | 22 | 1258529222 | 1258529222 | 0 | 0 |  | 556455034.633 | 556455034.633 | 0 | 0 |  | 142830548.2375 | 142830548.2375 | 0 | 0 |  | 14617891.2936 | 14617891.2936 | 0 | 0 |  | 127417327.1936 | 127417327.1936 | 0 | 0 |  | 5475226.5497 | 5475226.5497 | 0 | 0 |  | 112721631.9513 | 112721631.9513 | 0 | 0 |  | 183582378.8377 | 183582378.8377 | 0 | 0 |  | 63662400.2607 | 63662400.2607 | 0 | 0 |  | 42658691.2948 | 42658691.2948 | 0 | 0 |  | 8591929.8032 | 8591929.8032 | 0 | 0 |  | 312600.8533 | 312600.8533 | 0 | 0 |  | 84222.3051 | 84222.3051 | 0 | 0 |  | 118598.7342 | 118598.7342 | 0 | 0 |  | 740.0524 | 740.0524 | 0 | 0 |  | 0 | 0 | 0 | 0 |  | 0 | 0 | 0 | 0 | 0 | 0 | 0 | 0
|  | VIRGINIA PROPERTY - 500 KV LINE | NCPT | 22 | 8230429 | 8230429 | 0 | 0 |  | 3639060.2413 | 3639060.2413 | 0 | 0 |  | 934071.8243 | 934071.8243 | 0 | 0 |  | 95596.9193 | 95596.9193 | 0 | 0 |  | 833273.671 | 833273.671 | 0 | 0 |  | 35806.4498 | 35806.4498 | 0 | 0 |  | 737167.9357 | 737167.9357 | 0 | 0 |  | 1200577.3948 | 1200577.3948 | 0 | 0 |  | 416334.2862 | 416334.2862 | 0 | 0 |  | 278975.906 | 278975.906 | 0 | 0 |  | 56188.8171 | 56188.8171 | 0 | 0 |  | 2044.3221 | 2044.3221 | 0 | 0 |  | 550.7903 | 550.7903 | 0 | 0 |  | 775.6025 | 775.6025 | 0 | 0 |  | 4.8397 | 4.8397 | 0 | 0 |  | 0 | 0 | 0 | 0 |  | 0 | 0 | 0 | 0 | 0 | 0 | 0 | 0
|  | Total Transmission Plant |  |  | 1266759651 | 1266759651 | 0 | 0 | 0 | 560094094.8743 | 560094094.8743 | 0 | 0 | 0 | 143764620.0617 | 143764620.0617 | 0 | 0 | 0 | 14713488.2128 | 14713488.2128 | 0 | 0 | 0 | 128250600.8645 | 128250600.8645 | 0 | 0 | 0 | 5511032.9994 | 5511032.9994 | 0 | 0 | 0 | 113458799.887 | 113458799.887 | 0 | 0 | 0 | 184782956.2325 | 184782956.2325 | 0 | 0 | 0 | 64078734.5469 | 64078734.5469 | 0 | 0 | 0 | 42937667.2008 | 42937667.2008 | 0 | 0 | 0 | 8648118.6202 | 8648118.6202 | 0 | 0 | 0 | 314645.1754 | 314645.1754 | 0 | 0 | 0 | 84773.0954 | 84773.0954 | 0 | 0 | 0 | 119374.3368 | 119374.3368 | 0 | 0 | 0 | 744.8922 | 744.8922 | 0 | 0 | 0 | 0 | 0 | 0 | 0 | 0 | 0 | 0 | 0 | 0 | 0 | 0 | 0 | 0
Distribution
|  | TOTAL ACCTS 360-362 | NCPP | 23 | 341731104 | 341731104 | 0 | 0 |  | 165037885.3325 | 165037885.3325 | 0 | 0 |  | 42361826.5176 | 42361826.5176 | 0 | 0 |  | 4335491.1304 | 4335491.1304 | 0 | 0 |  | 37790450.128 | 37790450.128 | 0 | 0 |  | 1623886.4872 | 1623886.4872 | 0 | 0 |  | 33431883.2801 | 33431883.2801 | 0 | 0 |  | 54448330.4166 | 54448330.4166 | 0 | 0 |  | 0 | 0 | 0 | 0 |  | 0 | 0 | 0 | 0 |  | 2548263.2691 | 2548263.2691 | 0 | 0 |  | 92713.6616 | 92713.6616 | 0 | 0 |  | 24979.325 | 24979.325 | 0 | 0 |  | 35174.9613 | 35174.9613 | 0 | 0 |  | 219.4907 | 219.4907 | 0 | 0 |  | 0 | 0 | 0 | 0 |  | 0 | 0 | 0 | 0 | 0 | 0 | 0 | 0
|  | 364 & 365-OVERHEAD LINES | [86 empty] | 0 | 0 | 0 | 0
|  | Primary: | [86 empty] | 0 | 0 | 0 | 0
|  | Demand | NCPP | 23 | 650231679.6598 | 650231679.6598 | 0 | 0 |  | 314027198.9619 | 314027198.9619 | 0 | 0 |  | 80604315.1695 | 80604315.1695 | 0 | 0 |  | 8249391.5446 | 8249391.5446 | 0 | 0 |  | 71906091.0001 | 71906091.0001 | 0 | 0 |  | 3089863.4212 | 3089863.4212 | 0 | 0 |  | 63612791.9436 | 63612791.9436 | 0 | 0 |  | 103602010.2562 | 103602010.2562 | 0 | 0 |  | 0 | 0 | 0 | 0 |  | 0 | 0 | 0 | 0 |  | 4848728.9751 | 4848728.9751 | 0 | 0 |  | 176411.6851 | 176411.6851 | 0 | 0 |  | 47529.6168 | 47529.6168 | 0 | 0 |  | 66929.448 | 66929.448 | 0 | 0 |  | 417.6377 | 417.6377 | 0 | 0 |  | 0 | 0 | 0 | 0 |  | 0 | 0 | 0 | 0 | 0 | 0 | 0 | 0
|  | Customer | Cust08 | 11 | 0 | 0 | 0 | 0 |  | 0 | 0 | 0 | 0 |  | 0 | 0 | 0 | 0 |  | 0 | 0 | 0 | 0 |  | 0 | 0 | 0 | 0 |  | 0 | 0 | 0 | 0 |  | 0 | 0 | 0 | 0 |  | 0 | 0 | 0 | 0 |  | 0 | 0 | 0 | 0 |  | 0 | 0 | 0 | 0 |  | 0 | 0 | 0 | 0 |  | 0 | 0 | 0 | 0 |  | 0 | 0 | 0 | 0 |  | 0 | 0 | 0 | 0 |  | 0 | 0 | 0 | 0 |  | 0 | 0 | 0 | 0 |  | 0 | 0 | 0 | 0 | 0 | 0 | 0 | 0
|  | Secondary: | [86 empty] | 0 | 0 | 0 | 0
|  | Demand | SICD | 25 | 97788668.6182 | 97788668.6182 | 0 | 0 |  | 80995716.1067 | 80995716.1067 | 0 | 0 |  | 15108856.8761 | 15108856.8761 | 0 | 0 |  | 1095169.6509 | 1095169.6509 | 0 | 0 |  | 0 | 0 | 0 | 0 |  | 0 | 0 | 0 | 0 |  | 0 | 0 | 0 | 0 |  | 0 | 0 | 0 | 0 |  | 0 | 0 | 0 | 0 |  | 0 | 0 | 0 | 0 |  | 562880.5441 | 562880.5441 | 0 | 0 |  | 20479.3268 | 20479.3268 | 0 | 0 |  | 5517.6308 | 5517.6308 | 0 | 0 |  | 0 | 0 | 0 | 0 |  | 48.4828 | 48.4828 | 0 | 0 |  | 0 | 0 | 0 | 0 |  | 0 | 0 | 0 | 0 | 0 | 0 | 0 | 0
|  | Customer | Cust07 | 10 | 173771088.722 | 0 | 0 | 173771088.722 |  | 139709572.6308 | 0 | 0 | 139709572.6308 |  | 26146550.0917 | 0 | 0 | 26146550.0917 |  | 133916.4239 | 0 | 0 | 133916.4239 |  | 1402648.2045 | 0 | 0 | 1402648.2045 |  | 0 | 0 | 0 | 0 |  | 241933.9168 | 0 | 0 | 241933.9168 |  | 0 | 0 | 0 | 0 |  | 0 | 0 | 0 | 0 |  | 0 | 0 | 0 | 0 |  | 6081511.1859 | 0 | 0 | 6081511.1859 |  | 3790.0875 | 0 | 0 | 3790.0875 |  | 46744.4121 | 0 | 0 | 46744.4121 |  | 1263.3625 | 0 | 0 | 1263.3625 |  | 3158.4062 | 0 | 0 | 3158.4062 |  | 0 | 0 | 0 | 0 |  | 0 | 0 | 0 | 0 | 0 | 0 | 0 | 0
|  | 366 & 367-UNDERGROUND LINES | [86 empty] | 0 | 0 | 0 | 0
|  | Primary: | [86 empty] | 0 | 0 | 0 | 0
|  | Demand | NCPP | 23 | 149874771.3705 | 149874771.3705 | 0 | 0 |  | 72381515.8824 | 72381515.8824 | 0 | 0 |  | 18578844.5648 | 18578844.5648 | 0 | 0 |  | 1901438.6877 | 1901438.6877 | 0 | 0 |  | 16573952.4633 | 16573952.4633 | 0 | 0 |  | 712196.2653 | 712196.2653 | 0 | 0 |  | 14662393.3392 | 14662393.3392 | 0 | 0 |  | 23879684.8668 | 23879684.8668 | 0 | 0 |  | 0 | 0 | 0 | 0 |  | 0 | 0 | 0 | 0 |  | 1117604.9542 | 1117604.9542 | 0 | 0 |  | 40661.9084 | 40661.9084 | 0 | 0 |  | 10955.3113 | 10955.3113 | 0 | 0 |  | 15426.864 | 15426.864 | 0 | 0 |  | 96.2632 | 96.2632 | 0 | 0 |  | 0 | 0 | 0 | 0 |  | 0 | 0 | 0 | 0 | 0 | 0 | 0 | 0
|  | Customer | Cust08 | 11 | 0 | 0 | 0 | 0 |  | 0 | 0 | 0 | 0 |  | 0 | 0 | 0 | 0 |  | 0 | 0 | 0 | 0 |  | 0 | 0 | 0 | 0 |  | 0 | 0 | 0 | 0 |  | 0 | 0 | 0 | 0 |  | 0 | 0 | 0 | 0 |  | 0 | 0 | 0 | 0 |  | 0 | 0 | 0 | 0 |  | 0 | 0 | 0 | 0 |  | 0 | 0 | 0 | 0 |  | 0 | 0 | 0 | 0 |  | 0 | 0 | 0 | 0 |  | 0 | 0 | 0 | 0 |  | 0 | 0 | 0 | 0 |  | 0 | 0 | 0 | 0 | 0 | 0 | 0 | 0
|  | Secondary: | [86 empty] | 0 | 0 | 0 | 0
|  | Demand | SICD | 25 | 24570169.3277 | 24570169.3277 | 0 | 0 |  | 20350808.4084 | 20350808.4084 | 0 | 0 |  | 3796218.6932 | 3796218.6932 | 0 | 0 |  | 275169.9573 | 275169.9573 | 0 | 0 |  | 0 | 0 | 0 | 0 |  | 0 | 0 | 0 | 0 |  | 0 | 0 | 0 | 0 |  | 0 | 0 | 0 | 0 |  | 0 | 0 | 0 | 0 |  | 0 | 0 | 0 | 0 |  | 141428.1478 | 141428.1478 | 0 | 0 |  | 5145.5914 | 5145.5914 | 0 | 0 |  | 1386.348 | 1386.348 | 0 | 0 |  | 0 | 0 | 0 | 0 |  | 12.1817 | 12.1817 | 0 | 0 |  | 0 | 0 | 0 | 0 |  | 0 | 0 | 0 | 0 | 0 | 0 | 0 | 0
|  | Customer | Cust07 | 10 | 73241014.3018 | 0 | 0 | 73241014.3018 |  | 58884771.2379 | 0 | 0 | 58884771.2379 |  | 11020244.2955 | 0 | 0 | 11020244.2955 |  | 56443.0757 | 0 | 0 | 56443.0757 |  | 591187.9701 | 0 | 0 | 591187.9701 |  | 0 | 0 | 0 | 0 |  | 101970.2736 | 0 | 0 | 101970.2736 |  | 0 | 0 | 0 | 0 |  | 0 | 0 | 0 | 0 |  | 0 | 0 | 0 | 0 |  | 2563234.4887 | 0 | 0 | 2563234.4887 |  | 1597.4455 | 0 | 0 | 1597.4455 |  | 19701.8283 | 0 | 0 | 19701.8283 |  | 532.4818 | 0 | 0 | 532.4818 |  | 1331.2046 | 0 | 0 | 1331.2046 |  | 0 | 0 | 0 | 0 |  | 0 | 0 | 0 | 0 | 0 | 0 | 0 | 0
|  | 368-TRANSFORMERS - POWER POOL | [86 empty] | 0 | 0 | 0 | 0
|  | Demand | SICDT | 24 | 2929300.2539 | 2929300.2539 | 0 | 0 |  | 2002343.4051 | 2002343.4051 | 0 | 0 |  | 373515.062 | 373515.062 | 0 | 0 |  | 27074.3421 | 27074.3421 | 0 | 0 |  | 275962.1408 | 275962.1408 | 0 | 0 |  | 0 | 0 | 0 | 0 |  | 235519.0159 | 235519.0159 | 0 | 0 |  | 0 | 0 | 0 | 0 |  | 0 | 0 | 0 | 0 |  | 0 | 0 | 0 | 0 |  | 13915.3056 | 13915.3056 | 0 | 0 |  | 506.2817 | 506.2817 | 0 | 0 |  | 136.4046 | 136.4046 | 0 | 0 |  | 327.0974 | 327.0974 | 0 | 0 |  | 1.1986 | 1.1986 | 0 | 0 |  | 0 | 0 | 0 | 0 |  | 0 | 0 | 0 | 0 | 0 | 0 | 0 | 0
|  | Customer | Cust07 | 10 | 2433741.7461 | 0 | 0 | 2433741.7461 |  | 1956694.993 | 0 | 0 | 1956694.993 |  | 366194.1175 | 0 | 0 | 366194.1175 |  | 1875.5594 | 0 | 0 | 1875.5594 |  | 19644.7149 | 0 | 0 | 19644.7149 |  | 0 | 0 | 0 | 0 |  | 3388.3926 | 0 | 0 | 3388.3926 |  | 0 | 0 | 0 | 0 |  | 0 | 0 | 0 | 0 |  | 0 | 0 | 0 | 0 |  | 85174.2816 | 0 | 0 | 85174.2816 |  | 53.0819 | 0 | 0 | 53.0819 |  | 654.6764 | 0 | 0 | 654.6764 |  | 17.694 | 0 | 0 | 17.694 |  | 44.2349 | 0 | 0 | 44.2349 |  | 0 | 0 | 0 | 0 |  | 0 | 0 | 0 | 0 | 0 | 0 | 0 | 0
|  | 368-TRANSFORMERS - ALL OTHER | [86 empty] | 0 | 0 | 0 | 0
|  | Demand | SICDT | 24 | 175437374.8915 | 175437374.8915 | 0 | 0 |  | 119921428.3836 | 119921428.3836 | 0 | 0 |  | 22370018.8716 | 22370018.8716 | 0 | 0 |  | 1621496.9774 | 1621496.9774 | 0 | 0 |  | 16527521.7157 | 16527521.7157 | 0 | 0 |  | 0 | 0 | 0 | 0 |  | 14105361.1148 | 14105361.1148 | 0 | 0 |  | 0 | 0 | 0 | 0 |  | 0 | 0 | 0 | 0 |  | 0 | 0 | 0 | 0 |  | 833395.1732 | 833395.1732 | 0 | 0 |  | 30321.4817 | 30321.4817 | 0 | 0 |  | 8169.3478 | 8169.3478 | 0 | 0 |  | 19590.0425 | 19590.0425 | 0 | 0 |  | 71.7832 | 71.7832 | 0 | 0 |  | 0 | 0 | 0 | 0 |  | 0 | 0 | 0 | 0 | 0 | 0 | 0 | 0
|  | Customer | Cust07 | 10 | 145758108.1085 | 0 | 0 | 145758108.1085 |  | 117187520.3239 | 0 | 0 | 117187520.3239 |  | 21931563.547 | 0 | 0 | 21931563.547 |  | 112328.2632 | 0 | 0 | 112328.2632 |  | 1176532.5874 | 0 | 0 | 1176532.5874 |  | 0 | 0 | 0 | 0 |  | 202932.6642 | 0 | 0 | 202932.6642 |  | 0 | 0 | 0 | 0 |  | 0 | 0 | 0 | 0 |  | 0 | 0 | 0 | 0 |  | 5101133.7468 | 0 | 0 | 5101133.7468 |  | 3179.1018 | 0 | 0 | 3179.1018 |  | 39208.9221 | 0 | 0 | 39208.9221 |  | 1059.7006 | 0 | 0 | 1059.7006 |  | 2649.2515 | 0 | 0 | 2649.2515 |  | 0 | 0 | 0 | 0 |  | 0 | 0 | 0 | 0 | 0 | 0 | 0 | 0
|  | 369-SERVICES | C02 | 28 | 124944572 | 0 | 0 | 124944572 |  | 98814109.8385 | 0 | 0 | 98814109.8385 |  | 22214117.4149 | 0 | 0 | 22214117.4149 |  | 200987.2538 | 0 | 0 | 200987.2538 |  | 2886843.9104 | 0 | 0 | 2886843.9104 |  | 0 | 0 | 0 | 0 |  | 825913.2216 | 0 | 0 | 825913.2216 |  | 0 | 0 | 0 | 0 |  | 0 | 0 | 0 | 0 |  | 0 | 0 | 0 | 0 |  | 0 | 0 | 0 | 0 |  | 0 | 0 | 0 | 0 |  | 0 | 0 | 0 | 0 |  | 2600.3607 | 0 | 0 | 2600.3607 |  | 0 | 0 | 0 | 0 |  | 0 | 0 | 0 | 0 |  | 0 | 0 | 0 | 0 | 0 | 0 | 0 | 0
|  | 370-METERS | C03 | 29 | 74150151 | 0 | 0 | 74150151 |  | 44796691.0811 | 0 | 0 | 44796691.0811 |  | 18076801.0167 | 0 | 0 | 18076801.0167 |  | 368986.1021 | 0 | 0 | 368986.1021 |  | 5651940.1687 | 0 | 0 | 5651940.1687 |  | 1105298.7936 | 0 | 0 | 1105298.7936 |  | 1010917.586 | 0 | 0 | 1010917.586 |  | 1958004.9761 | 0 | 0 | 1958004.9761 |  | 970765.2154 | 0 | 0 | 970765.2154 |  | 59924.8394 | 0 | 0 | 59924.8394 |  | 0 | 0 | 0 | 0 |  | 10936.807 | 0 | 0 | 10936.807 |  | 134792.8299 | 0 | 0 | 134792.8299 |  | 5091.5841 | 0 | 0 | 5091.5841 |  | 0 | 0 | 0 | 0 |  | 0 | 0 | 0 | 0 |  | 0 | 0 | 0 | 0 | 0 | 0 | 0 | 0
|  | 371-CUSTOMER INSTALLATION | PCust04 | 16 | 159234 | 0 | 0 | 159234 |  | 0 | 0 | 0 | 0 |  | 0 | 0 | 0 | 0 |  | 0 | 0 | 0 | 0 |  | 0 | 0 | 0 | 0 |  | 0 | 0 | 0 | 0 |  | 0 | 0 | 0 | 0 |  | 0 | 0 | 0 | 0 |  | 0 | 0 | 0 | 0 |  | 0 | 0 | 0 | 0 |  | 159234 | 0 | 0 | 159234 |  | 0 | 0 | 0 | 0 |  | 0 | 0 | 0 | 0 |  | 0 | 0 | 0 | 0 |  | 0 | 0 | 0 | 0 |  | 0 | 0 | 0 | 0 |  | 0 | 0 | 0 | 0 | 0 | 0 | 0 | 0
|  | 373-STREET LIGHTING | PCust04 | 16 | 143087299 | 0 | 0 | 143087299 |  | 0 | 0 | 0 | 0 |  | 0 | 0 | 0 | 0 |  | 0 | 0 | 0 | 0 |  | 0 | 0 | 0 | 0 |  | 0 | 0 | 0 | 0 |  | 0 | 0 | 0 | 0 |  | 0 | 0 | 0 | 0 |  | 0 | 0 | 0 | 0 |  | 0 | 0 | 0 | 0 |  | 143087299 | 0 | 0 | 143087299 |  | 0 | 0 | 0 | 0 |  | 0 | 0 | 0 | 0 |  | 0 | 0 | 0 | 0 |  | 0 | 0 | 0 | 0 |  | 0 | 0 | 0 | 0 |  | 0 | 0 | 0 | 0 | 0 | 0 | 0 | 0
|  | Total Distribution Plant |  |  | 2180108277 | 1442563068.1216 | 0 | 737545208.8784 |  | 1236066256.5859 | 774716896.4805 | 0 | 461349360.1053 |  | 282949066.2381 | 183193595.7548 | 0 | 99755470.4833 |  | 18379768.9685 | 17505232.2904 | 0 | 874536.6781 |  | 154802775.0038 | 143073977.4479 | 0 | 11728797.5559 |  | 6531244.9673 | 5425946.1737 | 0 | 1105298.7936 |  | 128435004.7486 | 126047948.6937 | 0 | 2387056.0549 |  | 183888030.5156 | 181930025.5396 | 0 | 1958004.9761 |  | 970765.2154 | 0 | 0 | 970765.2154 |  | 59924.8394 | 0 | 0 | 59924.8394 |  | 167143803.0722 | 10066216.3692 | 0 | 157077586.7031 |  | 385796.4602 | 366239.9366 | 0 | 19556.5236 |  | 339776.6531 | 98673.9843 | 0 | 241102.6688 |  | 148013.5969 | 137448.4132 | 0 | 10565.1837 |  | 8050.135 | 867.0378 | 0 | 7183.0972 |  | 0 | 0 | 0 | 0 |  | 0 | 0 | 0 | 0 | 0 | 0 | 0 | 0
|  | Total Prod, Trans, and Dist Plant |  |  | 9298906019 | 8561360810.1216 | 0 | 737545208.8784 |  | 3853988581.8937 | 3392639221.7883 | 0 | 461349360.1053 |  | 1010366705.3057 | 910611234.8224 | 0 | 99755470.4833 |  | 76855383.2296 | 75980846.5515 | 0 | 874536.6781 |  | 880109317.714 | 868380520.1582 | 0 | 11728797.5559 |  | 53024100.718 | 51918801.9244 | 0 | 1105298.7936 |  | 828655426.2754 | 826268370.2205 | 0 | 2387056.0549 |  | 1633687334.3577 | 1631729329.3817 | 0 | 1958004.9761 |  | 521611466.7307 | 520640701.5153 | 0 | 970765.2154 |  | 223663467.597 | 223603542.7576 | 0 | 59924.8394 |  | 213575020.4232 | 56497433.7201 | 0 | 157077586.7031 |  | 1836322.2291 | 1816765.7055 | 0 | 19556.5236 |  | 1136157.5804 | 895054.9116 | 0 | 241102.6688 |  | 387354.7145 | 376789.5309 | 0 | 10565.1837 |  | 9380.231 | 2197.1338 | 0 | 7183.0972 |  | 0 | 0 | 0 | 0 |  | 0 | 0 | 0 | 0 | 0 | 0 | 0 | 0
General Plant
|  | Total General Plant | PT&D | 35 | 244918755 | 225492958.681 | 0 | 19425796.319 |  | 101508078.8356 | 89356852.5875 | 0 | 12151226.2481 |  | 26611491.1852 | 23984086.8879 | 0 | 2627404.2974 |  | 2024251.5342 | 2001217.5952 | 0 | 23033.939 |  | 23180713.7225 | 22871795.3949 | 0 | 308918.3275 |  | 1396572.533 | 1367460.6779 | 0 | 29111.8551 |  | 21825498.0653 | 21762626.7129 | 0 | 62871.3524 |  | 43028789.3192 | 42977218.5064 | 0 | 51570.8127 |  | 13738436.6252 | 13712868.1758 | 0 | 25568.4494 |  | 5890948.6676 | 5889370.3403 | 0 | 1578.3273 |  | 5625234.6238 | 1488054.7345 | 0 | 4137179.8892 |  | 48365.878 | 47850.7895 | 0 | 515.0885 |  | 29924.6276 | 23574.3575 | 0 | 6350.2702 |  | 10202.3221 | 9924.0516 | 0 | 278.2705 |  | 247.0607 | 57.8691 | 0 | 189.1916 |  | 0 | 0 | 0 | 0 |  | 0 | 0 | 0 | 0 | 0 | 0 | 0 | 0
|  | TOTAL COMMON PLANT | [86 empty] | 0 | 0 | 0 | 0
| 105 | PLANT HELD FOR FUTURE USE - PRODUCTION | Prod | 36 | 290384 | 290384 | 0 | 0 |  | 102111.5009 | 102111.5009 | 0 | 0 |  | 28961.4482 | 28961.4482 | 0 | 0 |  | 2171.5206 | 2171.5206 | 0 | 0 |  | 29626.5147 | 29626.5147 | 0 | 0 |  | 2033.5592 | 2033.5592 | 0 | 0 |  | 29115.7002 | 29115.7002 | 0 | 0 |  | 62771.3801 | 62771.3801 | 0 | 0 |  | 22655.0628 | 22655.0628 | 0 | 0 |  | 8964.822 | 8964.822 | 0 | 0 |  | 1874.8353 | 1874.8353 | 0 | 0 |  | 56.3635 | 56.3635 | 0 | 0 |  | 35.3107 | 35.3107 | 0 | 0 |  | 5.9529 | 5.9529 | 0 | 0 |  | 0.029038 | 0.029038 | 0 | 0 |  | 0 | 0 | 0 | 0 |  | 0 | 0 | 0 | 0 | 0 | 0 | 0 | 0
| 105 | PLANT HELD FOR FUTURE USE - DISTRIBUTION | Distplt | 37 | 906481 | 599812.4159 | 0 | 306668.5841 |  | 513951.8015 | 322124.435 | 0 | 191827.3664 |  | 117649.1806 | 76171.2231 | 0 | 41477.9576 |  | 7642.2403 | 7278.6112 | 0 | 363.6291 |  | 64366.4243 | 59489.6334 | 0 | 4876.7909 |  | 2715.6676 | 2256.0885 | 0 | 459.5792 |  | 53402.8024 | 52410.2733 | 0 | 992.5291 |  | 76459.9665 | 75645.8352 | 0 | 814.1313 |  | 403.6406 | 0 | 0 | 403.6406 |  | 24.9165 | 0 | 0 | 24.9165 |  | 69497.7783 | 4185.4957 | 0 | 65312.2826 |  | 160.4127 | 152.2812 | 0 | 8.1315 |  | 141.2779 | 41.0283 | 0 | 100.2496 |  | 61.5435 | 57.1505 | 0 | 4.393 |  | 3.3472 | 0.36051 | 0 | 2.9867 |  | 0 | 0 | 0 | 0 |  | 0 | 0 | 0 | 0 | 0 | 0 | 0 | 0
| 105 | PLANT HELD FOR FUTURE USE - GENERAL |  |  | 0 | 0 | 0 | 0 |  | 0 |  |  |  |  | 0 |  |  |  |  | 0 |  |  |  |  | 0 |  |  |  |  | 0 |  |  |  |  | 0 |  |  |  |  | 0 |  |  |  |  | 0 |  |  |  |  | 0 |  |  |  |  | 0 |  |  |  |  | 0 |  |  |  |  | 0 |  |  |  |  | 0 |  |  |  |  | 0 |  |  |  |  | 0 |  |  |  |  | 0 |  |  |  | 0 | 0 | 0 | 0
|  | OTHER |  |  | 0 | 0 | 0 | 0 |  | 0 |  |  |  |  | 0 |  |  |  |  | 0 |  |  |  |  | 0 |  |  |  |  | 0 |  |  |  |  | 0 |  |  |  |  | 0 |  |  |  |  | 0 |  |  |  |  | 0 |  |  |  |  | 0 |  |  |  |  | 0 |  |  |  |  | 0 |  |  |  |  | 0 |  |  |  |  | 0 |  |  |  |  | 0 |  |  |  |  | 0 |  |  |  | 0 | 0 | 0 | 0
|  | Total Plant in Service |  |  | 9650773038 | 8885107663.8261 | 0 | 765665374.1739 |  | 3999942039.3761 | 3521002950.385 | 0 | 478939088.9911 |  | 1048615157.9601 | 945056340.5289 | 0 | 103558817.4312 |  | 79763482.9844 | 78855603.1082 | 0 | 907879.8762 |  | 913393028.8144 | 901217050.9067 | 0 | 12175977.9077 |  | 55028436.727 | 53880996.5373 | 0 | 1147440.1896 |  | 859987290.1689 | 857509223.5426 | 0 | 2478066.6262 |  | 1695434392.2547 | 1693401735.0093 | 0 | 2032657.2454 |  | 541304965.4829 | 540297188.1929 | 0 | 1007777.2901 |  | 232107008.9339 | 232044799.3581 | 0 | 62209.5758 |  | 221700500.1704 | 58634063.3614 | 0 | 163066436.809 |  | 1905788.377 | 1885486.2277 | 0 | 20302.1494 |  | 1179179.6986 | 928884.5805 | 0 | 250295.1181 |  | 402029.7075 | 391061.7082 | 0 | 10967.9993 |  | 9737.3442 | 2280.3792 | 0 | 7456.965 |  | 0 | 0 | 0 | 0 |  | 0 | 0 | 0 | 0 | 0 | 0 | 0 | 0
0
Construction Work in Progress (CWIP)
|  | CWIP Production | Prod | 36 | 20992633 | 20992633 | 0 | 0 |  | 7381912.446 | 7381912.446 | 0 | 0 |  | 2093700.2523 | 2093700.2523 | 0 | 0 |  | 156985.0088 | 156985.0088 | 0 | 0 |  | 2141779.6796 | 2141779.6796 | 0 | 0 |  | 147011.4089 | 147011.4089 | 0 | 0 |  | 2104851.5389 | 2104851.5389 | 0 | 0 |  | 4537910.2992 | 4537910.2992 | 0 | 0 |  | 1637794.8443 | 1637794.8443 | 0 | 0 |  | 648090.8638 | 648090.8638 | 0 | 0 |  | 135536.8357 | 135536.8357 | 0 | 0 |  | 4074.6701 | 4074.6701 | 0 | 0 |  | 2552.7042 | 2552.7042 | 0 | 0 |  | 430.349 | 430.349 | 0 | 0 |  | 2.0993 | 2.0993 | 0 | 0 |  | 0 | 0 | 0 | 0 |  | 0 | 0 | 0 | 0 | 0 | 0 | 0 | 0
|  | CWIP Transmission | Trans | 38 | 78958656 | 78958656 | 0 | 0 |  | 34911340.0714 | 34911340.0714 | 0 | 0 |  | 8961022.0624 | 8961022.0624 | 0 | 0 |  | 917109.456 | 917109.456 | 0 | 0 |  | 7994014.5453 | 7994014.5453 | 0 | 0 |  | 343509.3299 | 343509.3299 | 0 | 0 |  | 7072023.7603 | 7072023.7603 | 0 | 0 |  | 11517744.3995 | 11517744.3995 | 0 | 0 |  | 3994104.7649 | 3994104.7649 | 0 | 0 |  | 2676356.5537 | 2676356.5537 | 0 | 0 |  | 539047.658 | 539047.658 | 0 | 0 |  | 19612.2131 | 19612.2131 | 0 | 0 |  | 5284.0092 | 5284.0092 | 0 | 0 |  | 7440.7463 | 7440.7463 | 0 | 0 |  | 46.43 | 46.43 | 0 | 0 |  | 0 | 0 | 0 | 0 |  | 0 | 0 | 0 | 0 | 0 | 0 | 0 | 0
|  | CWIP Distribution Plant | Distplt | 37 | 26143041 | 17298675.4066 | 0 | 8844365.5934 |  | 14822443.0711 | 9290114.5332 | 0 | 5532328.5379 |  | 3393019.1072 | 2196788.9097 | 0 | 1196230.1975 |  | 220403.2978 | 209916.1818 | 0 | 10487.1159 |  | 1856336.8327 | 1715689.4902 | 0 | 140647.3424 |  | 78320.2407 | 65065.912 | 0 | 13254.3287 |  | 1540144.4187 | 1511519.7375 | 0 | 28624.6812 |  | 2205116.3109 | 2181636.6494 | 0 | 23479.6615 |  | 11641.0525 | 0 | 0 | 11641.0525 |  | 718.5962 | 0 | 0 | 718.5962 |  | 2004325.8139 | 120710.2923 | 0 | 1883615.5216 |  | 4626.3265 | 4391.812 | 0 | 234.5145 |  | 4074.4742 | 1183.2614 | 0 | 2891.2128 |  | 1774.9236 | 1648.2298 | 0 | 126.6937 |  | 96.5342 | 10.3972 | 0 | 86.137 |  | 0 | 0 | 0 | 0 |  | 0 | 0 | 0 | 0 | 0 | 0 | 0 | 0
|  | CWIP General Plant | PT&D | 35 | 29729390 | 27371395.5098 | 0 | 2357994.4902 |  | 12321527.8628 | 10846554.8902 | 0 | 1474972.9726 |  | 3230227.9175 | 2911301.2308 | 0 | 318926.6867 |  | 245713.1685 | 242917.2007 | 0 | 2795.9678 |  | 2813784.0188 | 2776286.0598 | 0 | 37497.959 |  | 169522.5402 | 165988.8064 | 0 | 3533.7338 |  | 2649281.5707 | 2641649.9503 | 0 | 7631.6204 |  | 5223036.7531 | 5216776.8454 | 0 | 6259.9077 |  | 1667636.0306 | 1664532.412 | 0 | 3103.6186 |  | 715071.0464 | 714879.4616 | 0 | 191.5848 |  | 682817.4264 | 180627.08 | 0 | 502190.3465 |  | 5870.8777 | 5808.3538 | 0 | 62.5239 |  | 3632.392 | 2861.5663 | 0 | 770.8256 |  | 1238.4058 | 1204.628 | 0 | 33.7778 |  | 29.9894 | 7.0244 | 0 | 22.965 |  | 0 | 0 | 0 | 0 |  | 0 | 0 | 0 | 0 | 0 | 0 | 0 | 0
|  | RWIP |  |  | 0 | 0 | 0 | 0 |  | 0 |  |  |  |  | 0 |  |  |  |  | 0 |  |  |  |  | 0 |  |  |  |  | 0 |  |  |  |  | 0 |  |  |  |  | 0 |  |  |  |  | 0 |  |  |  |  | 0 |  |  |  |  | 0 |  |  |  |  | 0 |  |  |  |  | 0 |  |  |  |  | 0 |  |  |  |  | 0 |  |  |  |  | 0 |  |  |  |  | 0 |  |  |  | 0 | 0 | 0 | 0
| Total Construction Work in Progress |  |  |  | 155823720 | 144621359.9164 | 0 | 11202360.0836 |  | 69437223.4513 | 62429921.9408 | 0 | 7007301.5105 |  | 17677969.3394 | 16162812.4552 | 0 | 1515156.8842 |  | 1540210.9311 | 1526927.8473 | 0 | 13283.0837 |  | 14805915.0764 | 14627769.775 | 0 | 178145.3014 |  | 738363.5197 | 721575.4571 | 0 | 16788.0625 |  | 13366301.2885 | 13330044.987 | 0 | 36256.3015 |  | 23483807.7627 | 23454068.1935 | 0 | 29739.5692 |  | 7311176.6923 | 7296432.0213 | 0 | 14744.6711 |  | 4040237.06 | 4039326.8791 | 0 | 910.181 |  | 3361727.734 | 975921.866 | 0 | 2385805.8681 |  | 34184.0873 | 33887.0489 | 0 | 297.0384 |  | 15543.5796 | 11881.5412 | 0 | 3662.0384 |  | 10884.4247 | 10723.9532 | 0 | 160.4715 |  | 175.0529 | 65.9509 | 0 | 109.102 |  | 0 | 0 | 0 | 0 |  | 0 | 0 | 0 | 0 | 0 | 0 | 0 | 0
0
| Total Utility Plant |  |  |  | 9806596758 | 9029729023.7425 | 0 | 776867734.2575 |  | 4069379262.8274 | 3583432872.3259 | 0 | 485946390.5016 |  | 1066293127.2995 | 961219152.9841 | 0 | 105073974.3154 |  | 81303693.9154 | 80382530.9555 | 0 | 921162.9599 |  | 928198943.8908 | 915844820.6816 | 0 | 12354123.2091 |  | 55766800.2466 | 54602571.9944 | 0 | 1164228.2522 |  | 873353591.4574 | 870839268.5297 | 0 | 2514322.9277 |  | 1718918200.0174 | 1716855803.2028 | 0 | 2062396.8146 |  | 548616142.1753 | 547593620.2141 | 0 | 1022521.9611 |  | 236147245.994 | 236084126.2372 | 0 | 63119.7568 |  | 225062227.9044 | 59609985.2274 | 0 | 165452242.6771 |  | 1939972.4643 | 1919373.2766 | 0 | 20599.1877 |  | 1194723.2782 | 940766.1217 | 0 | 253957.1565 |  | 412914.1321 | 401785.6613 | 0 | 11128.4708 |  | 9912.3971 | 2346.3301 | 0 | 7566.067 |  | 0 | 0 | 0 | 0 |  | 0 | 0 | 0 | 0 | 0 | 0 | 0 | 0
Less: Acummulated Provision for Depreciation
| Steam Production |  | PDisp DRes | 61 | 1910902169 | 1910902169 | 0 | 0 |  | 677094360.6168 | 677094360.6168 | 0 | 0 |  | 190758102.103 | 190758102.103 | 0 | 0 |  | 14367117.9576 | 14367117.9576 | 0 | 0 |  | 194724370.645 | 194724370.645 | 0 | 0 |  | 13336568.4179 | 13336568.4179 | 0 | 0 |  | 190751987.2161 | 190751987.2161 | 0 | 0 |  | 410554464.6564 | 410554464.6564 | 0 | 0 |  | 148301868.8024 | 148301868.8024 | 0 | 0 |  | 58473224.191 | 58473224.191 | 0 | 0 |  | 11912755.2118 | 11912755.2118 | 0 | 0 |  | 358294.1567 | 358294.1567 | 0 | 0 |  | 229690.4407 | 229690.4407 | 0 | 0 |  | 39173.4945 | 39173.4945 | 0 | 0 |  | 191.0902 | 191.0902 | 0 | 0 |  | 0 | 0 | 0 | 0 |  | 0 | 0 | 0 | 0 | 0 | 0 | 0 | 0
| Hydraulic Production |  | PDisp DRes | 61 | 16663604 | 16663604 | 0 | 0 |  | 5904453.1316 | 5904453.1316 | 0 | 0 |  | 1663464.2656 | 1663464.2656 | 0 | 0 |  | 125285.3067 | 125285.3067 | 0 | 0 |  | 1698051.2421 | 1698051.2421 | 0 | 0 |  | 116298.625 | 116298.625 | 0 | 0 |  | 1663410.9421 | 1663410.9421 | 0 | 0 |  | 3580150.324 | 3580150.324 | 0 | 0 |  | 1293233.9783 | 1293233.9783 | 0 | 0 |  | 509902.9497 | 509902.9497 | 0 | 0 |  | 103882.5737 | 103882.5737 | 0 | 0 |  | 3124.4258 | 3124.4258 | 0 | 0 |  | 2002.9652 | 2002.9652 | 0 | 0 |  | 341.6039 | 341.6039 | 0 | 0 |  | 1.6664 | 1.6664 | 0 | 0 |  | 0 | 0 | 0 | 0 |  | 0 | 0 | 0 | 0 | 0 | 0 | 0 | 0
| Other Production |  | PDisp DRes | 61 | 425504289 | 425504289 | 0 | 0 |  | 150769913.3812 | 150769913.3812 | 0 | 0 |  | 42476476.2546 | 42476476.2546 | 0 | 0 |  | 3199153.9968 | 3199153.9968 | 0 | 0 |  | 43359652.9568 | 43359652.9568 | 0 | 0 |  | 2969679.5338 | 2969679.5338 | 0 | 0 |  | 42475114.6408 | 42475114.6408 | 0 | 0 |  | 91418958.2352 | 91418958.2352 | 0 | 0 |  | 33022664.512 | 33022664.512 | 0 | 0 |  | 13020346.1425 | 13020346.1425 | 0 | 0 |  | 2652636.2881 | 2652636.2881 | 0 | 0 |  | 79782.0542 | 79782.0542 | 0 | 0 |  | 51145.6155 | 51145.6155 | 0 | 0 |  | 8722.8379 | 8722.8379 | 0 | 0 |  | 42.5504 | 42.5504 | 0 | 0 |  | 0 | 0 | 0 | 0 |  | 0 | 0 | 0 | 0 | 0 | 0 | 0 | 0
| Transmission - Kentucky System Property |  | Trans | 38 | 340091705 | 340091705 | 0 | 0 |  | 150370558.0896 | 150370558.0896 | 0 | 0 |  | 38597025.6606 | 38597025.6606 | 0 | 0 |  | 3950185.2533 | 3950185.2533 | 0 | 0 |  | 34431918.8576 | 34431918.8576 | 0 | 0 |  | 1479567.6572 | 1479567.6572 | 0 | 0 |  | 30460708.6833 | 30460708.6833 | 0 | 0 |  | 49609371.9045 | 49609371.9045 | 0 | 0 |  | 17203457.7113 | 17203457.7113 | 0 | 0 |  | 11527636.2296 | 11527636.2296 | 0 | 0 |  | 2321792.776 | 2321792.776 | 0 | 0 |  | 84473.968 | 84473.968 | 0 | 0 |  | 22759.3502 | 22759.3502 | 0 | 0 |  | 32048.875 | 32048.875 | 0 | 0 |  | 199.984 | 199.984 | 0 | 0 |  | 0 | 0 | 0 | 0 |  | 0 | 0 | 0 | 0 | 0 | 0 | 0 | 0
| Transmission - Virginia Property |  | Trans | 38 | 2567091 | 2567091 | 0 | 0 |  | 1135031.8184 | 1135031.8184 | 0 | 0 |  | 291339.2939 | 291339.2939 | 0 | 0 |  | 29816.9137 | 29816.9137 | 0 | 0 |  | 259900.1026 | 259900.1026 | 0 | 0 |  | 11168.1195 | 11168.1195 | 0 | 0 |  | 229924.4879 | 229924.4879 | 0 | 0 |  | 374463.0353 | 374463.0353 | 0 | 0 |  | 129855.6854 | 129855.6854 | 0 | 0 |  | 87013.2696 | 87013.2696 | 0 | 0 |  | 17525.4299 | 17525.4299 | 0 | 0 |  | 637.6291 | 637.6291 | 0 | 0 |  | 171.7928 | 171.7928 | 0 | 0 |  | 241.9123 | 241.9123 | 0 | 0 |  | 1.5095 | 1.5095 | 0 | 0 |  | 0 | 0 | 0 | 0 |  | 0 | 0 | 0 | 0 | 0 | 0 | 0 | 0
| Transmission - FERC |  | Trans | 38 | 755524 | 755524 | 0 | 0 |  | 334052.7389 | 334052.7389 | 0 | 0 |  | 85744.4589 | 85744.4589 | 0 | 0 |  | 8775.4559 | 8775.4559 | 0 | 0 |  | 76491.5483 | 76491.5483 | 0 | 0 |  | 3286.9043 | 3286.9043 | 0 | 0 |  | 67669.3848 | 67669.3848 | 0 | 0 |  | 110208.7188 | 110208.7188 | 0 | 0 |  | 38218.0012 | 38218.0012 | 0 | 0 |  | 25608.9922 | 25608.9922 | 0 | 0 |  | 5157.9328 | 5157.9328 | 0 | 0 |  | 187.6615 | 187.6615 | 0 | 0 |  | 50.5606 | 50.5606 | 0 | 0 |  | 71.1975 | 71.1975 | 0 | 0 |  | 0.44427 | 0.44427 | 0 | 0 |  | 0 | 0 | 0 | 0 |  | 0 | 0 | 0 | 0 | 0 | 0 | 0 | 0
| Distribution |  | Distplt | 37 | 692590515 | 458282512.3003 | 0 | 234308002.6997 |  | 392681305.9033 | 246116938.3068 | 0 | 146564367.5964 |  | 89889039.7197 | 58198094.1805 | 0 | 31690945.5393 |  | 5839000.6541 | 5561172.3395 | 0 | 277828.3146 |  | 49178719.6051 | 45452641.3982 | 0 | 3726078.2069 |  | 2074886.9968 | 1723748.7213 | 0 | 351138.2754 |  | 40802040.4405 | 40043705.4533 | 0 | 758334.9872 |  | 58418706.5848 | 57796675.2439 | 0 | 622031.3409 |  | 308398.8018 | 0 | 0 | 308398.8018 |  | 19037.3 | 0 | 0 | 19037.3 |  | 53099295.0534 | 3197898.9543 | 0 | 49901396.0992 |  | 122562.247 | 116349.4075 | 0 | 6212.8395 |  | 107942.3851 | 31347.3722 | 0 | 76595.0129 |  | 47021.8908 | 43665.4768 | 0 | 3356.414 |  | 2557.4175 | 275.446 | 0 | 2281.9715 |  | 0 | 0 | 0 | 0 |  | 0 | 0 | 0 | 0 | 0 | 0 | 0 | 0
| General Plant |  | PT&D | 35 | 77429701 | 71288343.6316 | 0 | 6141357.3684 |  | 32091214.0572 | 28249671.5213 | 0 | 3841542.5359 |  | 8413074.7996 | 7582435.557 | 0 | 830639.2426 |  | 639955.8541 | 632673.8025 | 0 | 7282.0516 |  | 7328453.6029 | 7230790.7933 | 0 | 97662.8096 |  | 441518.632 | 432315.0811 | 0 | 9203.5509 |  | 6900009.717 | 6880133.2889 | 0 | 19876.4281 |  | 13603312.2142 | 13587008.3888 | 0 | 16303.8254 |  | 4343330.2611 | 4335246.9381 | 0 | 8083.3229 |  | 1862390.628 | 1861891.6486 | 0 | 498.9794 |  | 1778386.6122 | 470440.2207 | 0 | 1307946.3915 |  | 15290.6031 | 15127.7607 | 0 | 162.8424 |  | 9460.5044 | 7452.9019 | 0 | 2007.6026 |  | 3225.4073 | 3137.4337 | 0 | 87.9737 |  | 78.1069 | 18.295 | 0 | 59.8119 |  | 0 | 0 | 0 | 0 |  | 0 | 0 | 0 | 0 | 0 | 0 | 0 | 0
| Intangible Plant |  | PT&D | 35 | 49083879 | 45190778.0572 | 0 | 3893100.9428 |  | 20343114.4303 | 17907901.5007 | 0 | 2435212.9295 |  | 5333177.5811 | 4806622.5828 | 0 | 526554.9983 |  | 405677.864 | 401061.6594 | 0 | 4616.2046 |  | 4645619.5136 | 4583709.5558 | 0 | 61909.9579 |  | 279885.4552 | 274051.1826 | 0 | 5834.2726 |  | 4374022.3412 | 4361422.3676 | 0 | 12599.9736 |  | 8623348.9487 | 8613013.703 | 0 | 10335.2458 |  | 2753303.8903 | 2748179.7475 | 0 | 5124.1428 |  | 1180598.0787 | 1180281.768 | 0 | 316.3107 |  | 1127346.6404 | 298219.2954 | 0 | 829127.345 |  | 9692.9486 | 9589.7203 | 0 | 103.2283 |  | 5997.1594 | 4724.5092 | 0 | 1272.6502 |  | 2044.6353 | 1988.8675 | 0 | 55.7679 |  | 49.5131 | 11.5975 | 0 | 37.9157 |  | 0 | 0 | 0 | 0 |  | 0 | 0 | 0 | 0 | 0 | 0 | 0 | 0
| Total Accumulated Depreciation |  |  |  | 3515588477 | 3271246015.9892 | 0 | 244342461.0108 |  | 1430724004.1672 | 1277882881.1053 | 0 | 152841123.0619 |  | 377507444.137 | 344459304.3569 | 0 | 33048139.7801 |  | 28564969.2562 | 28275242.6854 | 0 | 289726.5708 |  | 335703178.0739 | 331817527.0996 | 0 | 3885650.9743 |  | 20712860.3416 | 20346684.2427 | 0 | 366176.0989 |  | 317724887.8538 | 316934076.4648 | 0 | 790811.3889 |  | 636292984.622 | 635644314.21 | 0 | 648670.412 |  | 207394331.6438 | 207072725.3762 | 0 | 321606.2676 |  | 86705757.7814 | 86685905.1913 | 0 | 19852.5901 |  | 73018778.5183 | 20980308.6826 | 0 | 52038469.8357 |  | 674045.6938 | 667566.7837 | 0 | 6478.9101 |  | 429220.774 | 349345.5084 | 0 | 79875.2656 |  | 132891.8546 | 129391.6991 | 0 | 3500.1556 |  | 3122.2824 | 742.5833 | 0 | 2379.6991 |  | 0 | 0 | 0 | 0 |  | 0 | 0 | 0 | 0 | 0 | 0 | 0 | 0
| Net Utility Plant |  |  |  | 6291008281 | 5758483007.7533 | 0 | 532525273.2467 |  | 2638655258.6602 | 2305549991.2206 | 0 | 333105267.4397 |  | 688785683.1625 | 616759848.6272 | 0 | 72025834.5353 |  | 52738724.6592 | 52107288.2701 | 0 | 631436.3891 |  | 592495765.8168 | 584027293.582 | 0 | 8468472.2348 |  | 35053939.905 | 34255887.7517 | 0 | 798052.1532 |  | 555628703.6037 | 553905192.0648 | 0 | 1723511.5388 |  | 1082625215.3955 | 1081211488.9929 | 0 | 1413726.4026 |  | 341221810.5314 | 340520894.8379 | 0 | 700915.6935 |  | 149441488.2126 | 149398221.0459 | 0 | 43267.1667 |  | 152043449.3862 | 38629676.5448 | 0 | 113413772.8414 |  | 1265926.7705 | 1251806.4929 | 0 | 14120.2776 |  | 765502.5042 | 591420.6133 | 0 | 174081.8909 |  | 280022.2775 | 272393.9623 | 0 | 7628.3152 |  | 6790.1148 | 1603.7468 | 0 | 5186.3679 |  | 0 | 0 | 0 | 0 |  | 0 | 0 | 0 | 0 | 0 | 0 | 0 | 0
2638655258.6602
Working Capital
| Cash Working Capital - Operation and Maintenance Expenses |  | OMLPP | 57 | 130078093 | 36136259.911 | 79624711.1056 | 14317121.9834 |  | 52283339.6707 | 14927970.2399 | 27816712.9412 | 9538656.4896 |  | 15061038.3467 | 3951764.2242 | 7895186.9706 | 3214087.1518 |  | 1017692.7783 | 347619.2207 | 598158.1175 | 71915.44 |  | 12197527.2493 | 3650532.6782 | 8069320.9581 | 477673.613 |  | 756960.4602 | 205917.2984 | 512816.4226 | 38226.7392 |  | 11774568.3198 | 3419610.3889 | 8048450.0698 | 306507.8611 |  | 24046175.1531 | 6549057.0752 | 17363228.3455 | 133889.7323 |  | 8201193.5174 | 1937316.7118 | 6236005.8472 | 27870.9584 |  | 3422142.4014 | 890193.1096 | 2529953.1528 | 1996.139 |  | 1269002.6349 | 242738.2753 | 526637.5017 | 499626.858 |  | 25100.495 | 8053.9055 | 16602.3975 | 444.192 |  | 18979.8904 | 3490.7674 | 10012.7664 | 5476.3566 |  | 4024.2485 | 1983.8009 | 1610.1874 | 430.2602 |  | 347.8345 | 12.215 | 15.4274 | 320.1921 |  | 0 | 0 | 0 | 0 |  | 0 | 0 | 0 | 0 | 0 | 0 | 0 | 0
| Materials and Supplies |  | TPIS | 39 | 59890781 | 55139213.7356 | 0 | 4751567.2644 |  | 24822845.9782 | 21850645.1008 | 0 | 2972200.8774 |  | 6507497.4338 | 5864831.9778 | 0 | 642665.456 |  | 494996.3358 | 489362.2136 | 0 | 5634.1222 |  | 5668335.753 | 5592774.0521 | 0 | 75561.701 |  | 341495.5506 | 334374.7647 | 0 | 7120.786 |  | 5336910.3444 | 5321531.9551 | 0 | 15378.3894 |  | 10521529.1549 | 10508914.8877 | 0 | 12614.2672 |  | 3359231.1221 | 3352977.0564 | 0 | 6254.0657 |  | 1440410.0051 | 1440023.9448 | 0 | 386.0603 |  | 1375829.2782 | 363871.3535 | 0 | 1011957.9247 |  | 11826.9442 | 11700.9531 | 0 | 125.9911 |  | 7317.755 | 5764.4732 | 0 | 1553.2818 |  | 2494.9165 | 2426.8513 | 0 | 68.0652 |  | 60.428 | 14.1516 | 0 | 46.2764 |  | 0 | 0 | 0 | 0 |  | 0 | 0 | 0 | 0 | 0 | 0 | 0 | 0
| Prepayments |  | TPIS | 39 | 19024116 | 17514795.7789 | 0 | 1509320.2211 |  | 7884898.0336 | 6940787.8831 | 0 | 944110.1506 |  | 2067085.8517 | 1862945.2146 | 0 | 204140.637 |  | 157234.0109 | 155444.3499 | 0 | 1789.661 |  | 1800528.8142 | 1776526.8803 | 0 | 24001.9339 |  | 108474.975 | 106213.08 | 0 | 2261.895 |  | 1695252.5878 | 1690367.6913 | 0 | 4884.8964 |  | 3342130.2544 | 3338123.3726 | 0 | 4006.8818 |  | 1067049.0762 | 1065062.4921 | 0 | 1986.5841 |  | 457541.6544 | 457419.0236 | 0 | 122.6308 |  | 437027.7921 | 115582.5775 | 0 | 321445.2145 |  | 3756.7912 | 3716.7705 | 0 | 40.0207 |  | 2324.4616 | 1831.0666 | 0 | 493.395 |  | 792.5023 | 770.8816 | 0 | 21.6207 |  | 19.1948 | 4.4952 | 0 | 14.6996 |  | 0 | 0 | 0 | 0 |  | 0 | 0 | 0 | 0 | 0 | 0 | 0 | 0
| Fuel Stock |  | Energy | 2 | 62536188 | 0 | 62536188 | 0 |  | 21593339.5512 | 0 | 21593339.5512 | 0 |  | 6096766.2052 | 0 | 6096766.2052 | 0 |  | 467022.1621 | 0 | 467022.1621 | 0 |  | 6173217.5074 | 0 | 6173217.5074 | 0 |  | 278986.6349 | 0 | 278986.6349 | 0 |  | 6482058.0497 | 0 | 6482058.0497 | 0 |  | 14005487.4708 | 0 | 14005487.4708 | 0 |  | 4874416.8743 | 0 | 4874416.8743 | 0 |  | 2102591.2417 | 0 | 2102591.2417 | 0 |  | 436502.7876 | 0 | 436502.7876 | 0 |  | 15881.3149 | 0 | 15881.3149 | 0 |  | 8692.5799 | 0 | 8692.5799 | 0 |  | 1185.8386 | 0 | 1185.8386 | 0 |  | 39.7817 | 0 | 39.7817 | 0 |  | 0 | 0 | 0 | 0 |  | 0 | 0 | 0 | 0 | 0 | 0 | 0 | 0
| Total Working Capital |  |  |  | 271529178 | 108790269.4255 | 142160899.1056 | 20578009.4689 |  | 106584423.2338 | 43719403.2238 | 49410052.4924 | 13454967.5176 |  | 29732387.8373 | 11679541.4166 | 13991953.1758 | 4060893.2448 |  | 2136945.2871 | 992425.7842 | 1065180.2797 | 79339.2233 |  | 25839609.3239 | 11019833.6105 | 14242538.4655 | 577237.2479 |  | 1485917.6207 | 646505.143 | 791803.0575 | 47609.4202 |  | 25288789.3016 | 10431510.0353 | 14530508.1194 | 326771.1469 |  | 51915322.0332 | 20396095.3355 | 31368715.8163 | 150510.8814 |  | 17501890.59 | 6355356.2603 | 11110422.7215 | 36111.6082 |  | 7422685.3026 | 2787636.078 | 4632544.3944 | 2504.8301 |  | 3518362.4928 | 722192.2063 | 963140.2893 | 1833029.9972 |  | 56565.5453 | 23471.6291 | 32483.7124 | 610.2037 |  | 37314.687 | 11086.3073 | 18705.3463 | 7523.0334 |  | 8497.5059 | 5181.5338 | 2796.026 | 519.9461 |  | 467.2389 | 30.8618 | 55.2091 | 381.1681 |  | 0 | 0 | 0 | 0 |  | 0 | 0 | 0 | 0 | 0 | 0 | 0 | 0
0
| Emission Allowance |  |  |  | 0 | 0 | 0 | 0 |  | 0 |  |  |  |  | 0 |  |  |  |  | 0 |  |  |  |  | 0 |  |  |  |  | 0 |  |  |  |  | 0 |  |  |  |  | 0 |  |  |  |  | 0 |  |  |  |  | 0 |  |  |  |  | 0 |  |  |  |  | 0 |  |  |  |  | 0 |  |  |  |  | 0 |  |  |  |  | 0 |  |  |  |  | 0 |  |  |  |  | 0 |  |  |  | 0 | 0 | 0 | 0
Deferred Debits
| Service Pension Cost |  |  |  | 0 | 0 | 0 | 0 |  | 0 |  |  |  |  | 0 |  |  |  |  | 0 |  |  |  |  | 0 |  |  |  |  | 0 |  |  |  |  | 0 |  |  |  |  | 0 |  |  |  |  | 0 |  |  |  |  | 0 |  |  |  |  | 0 |  |  |  |  | 0 |  |  |  |  | 0 |  |  |  |  | 0 |  |  |  |  | 0 |  |  |  |  | 0 |  |  |  |  | 0 |  |  |  | 0 | 0 | 0 | 0
| Accumulated Deferred Income Tax |  |  |  | 0 | 0 | 0 | 0 |  | 0 |  |  |  |  | 0 |  |  |  |  | 0 |  |  |  |  | 0 |  |  |  |  | 0 |  |  |  |  | 0 |  |  |  |  | 0 |  |  |  |  | 0 |  |  |  |  | 0 |  |  |  |  | 0 |  |  |  |  | 0 |  |  |  |  | 0 |  |  |  |  | 0 |  |  |  |  | 0 |  |  |  |  | 0 |  |  |  |  | 0 |  |  |  | 0 | 0 | 0 | 0
| Total Production Plant |  | Prod | 36 | 732330105.49 | 732330105.49 | 0 | 0 |  | 257518755.2848 | 257518755.2848 | 0 | 0 |  | 73038943.071 | 73038943.071 | 0 | 0 |  | 5476437.7619 | 5476437.7619 | 0 | 0 |  | 74716198.7116 | 74716198.7116 | 0 | 0 |  | 5128507.7287 | 5128507.7287 | 0 | 0 |  | 73427956.8231 | 73427956.8231 | 0 | 0 |  | 158305455.4474 | 158305455.4474 | 0 | 0 |  | 57134637.2381 | 57134637.2381 | 0 | 0 |  | 22608714.7157 | 22608714.7157 | 0 | 0 |  | 4728216.0931 | 4728216.0931 | 0 | 0 |  | 142145.2735 | 142145.2735 | 0 | 0 |  | 89051.3408 | 89051.3408 | 0 | 0 |  | 15012.7672 | 15012.7672 | 0 | 0 |  | 73.233 | 73.233 | 0 | 0 |  | 0 | 0 | 0 | 0 |  | 0 | 0 | 0 | 0 | 0 | 0 | 0 | 0
| Total Transmission Plant |  | Trans | 38 | 198625100 | 198625100 | 0 | 0 |  | 87821510.1941 | 87821510.1941 | 0 | 0 |  | 22541973.1467 | 22541973.1467 | 0 | 0 |  | 2307042.2754 | 2307042.2754 | 0 | 0 |  | 20109409.3909 | 20109409.3909 | 0 | 0 |  | 864117.7352 | 864117.7352 | 0 | 0 |  | 17790087.8479 | 17790087.8479 | 0 | 0 |  | 28973557.163 | 28973557.163 | 0 | 0 |  | 10047403.268 | 10047403.268 | 0 | 0 |  | 6732530.8592 | 6732530.8592 | 0 | 0 |  | 1356005.7935 | 1356005.7935 | 0 | 0 |  | 49335.6647 | 49335.6647 | 0 | 0 |  | 13292.2331 | 13292.2331 | 0 | 0 |  | 18717.6309 | 18717.6309 | 0 | 0 |  | 116.7974 | 116.7974 | 0 | 0 |  | 0 | 0 | 0 | 0 |  | 0 | 0 | 0 | 0 | 0 | 0 | 0 | 0
| Total Distribution Plant |  | Distplt | 37 | 315220930.17 | 208579581.5554 | 0 | 106641348.6146 |  | 178722295.2471 | 112015987.1431 | 0 | 66706308.104 |  | 40911485.3566 | 26487884.2323 | 0 | 14423601.1243 |  | 2657522.9917 | 2531074.1047 | 0 | 126448.887 |  | 22382867.5137 | 20687005.6547 | 0 | 1695861.8589 |  | 944349.9369 | 784535.2536 | 0 | 159814.6833 |  | 18570362.8074 | 18225219.3859 | 0 | 345143.4215 |  | 26588292.2595 | 26305185.1513 | 0 | 283107.1082 |  | 140362.5303 | 0 | 0 | 140362.5303 |  | 8664.5071 | 0 | 0 | 8664.5071 |  | 24167251.5225 | 1455469.951 | 0 | 22711781.5715 |  | 55782.1464 | 52954.4769 | 0 | 2827.6694 |  | 49128.162 | 14267.2295 | 0 | 34860.9325 |  | 21401.2231 | 19873.6077 | 0 | 1527.6154 |  | 1163.9656 | 125.3646 | 0 | 1038.601 |  | 0 | 0 | 0 | 0 |  | 0 | 0 | 0 | 0 | 0 | 0 | 0 | 0
| Total General Plant |  | PT&D | 35 | 35890099 | 33043466.2338 | 0 | 2846632.7662 |  | 14874871.4598 | 13094245.419 | 0 | 1780626.0407 |  | 3899615.8264 | 3514599.1691 | 0 | 385016.6572 |  | 296631.3787 | 293256.013 | 0 | 3375.3656 |  | 3396873.8343 | 3351605.3151 | 0 | 45268.5192 |  | 204652.0548 | 200386.0387 | 0 | 4266.0161 |  | 3198282.1662 | 3189069.0741 | 0 | 9213.0922 |  | 6305386.8966 | 6297829.7719 | 0 | 7557.1247 |  | 2013213.9353 | 2009467.1656 | 0 | 3746.7697 |  | 863252.5136 | 863021.2274 | 0 | 231.2862 |  | 824315.0981 | 218057.7463 | 0 | 606257.3518 |  | 7087.4774 | 7011.997 | 0 | 75.4804 |  | 4385.1188 | 3454.5579 | 0 | 930.5609 |  | 1495.036 | 1454.2585 | 0 | 40.7774 |  | 36.204 | 8.4801 | 0 | 27.7239 |  | 0 | 0 | 0 | 0 |  | 0 | 0 | 0 | 0 | 0 | 0 | 0 | 0
| Total Accumulated Deferred Income Tax |  |  |  | 1282066234.66 | 1172578253.2792 | 0 | 109487981.3808 |  | 538937432.1859 | 470450498.0411 | 0 | 68486934.1448 |  | 140392017.4008 | 125583399.6192 | 0 | 14808617.7816 |  | 10737634.4077 | 10607810.155 | 0 | 129824.2526 |  | 120605349.4505 | 118864219.0724 | 0 | 1741130.3781 |  | 7141627.4556 | 6977546.7562 | 0 | 164080.6994 |  | 112986689.6445 | 112632333.1309 | 0 | 354356.5137 |  | 220172691.7665 | 219882027.5336 | 0 | 290664.2329 |  | 69335616.9717 | 69191507.6717 | 0 | 144109.3001 |  | 30213162.5956 | 30204266.8023 | 0 | 8895.7933 |  | 31075788.5072 | 7757749.5839 | 0 | 23318038.9233 |  | 254350.562 | 251447.4121 | 0 | 2903.1499 |  | 155856.8548 | 120065.3613 | 0 | 35791.4935 |  | 56626.6572 | 55058.2643 | 0 | 1568.3929 |  | 1390.2 | 323.8751 | 0 | 1066.3249 |  | 0 | 0 | 0 | 0 |  | 0 | 0 | 0 | 0 | 0 | 0 | 0 | 0
Accumulated Deferred Investment Tax Credits
| Production |  | Prod | 36 | 80926985 | 80926985 | 0 | 0 |  | 28457407.7864 | 28457407.7864 | 0 | 0 |  | 8071252.849 | 8071252.849 | 0 | 0 |  | 605180.0865 | 605180.0865 | 0 | 0 |  | 8256599.9227 | 8256599.9227 | 0 | 0 |  | 566731.676 | 566731.676 | 0 | 0 |  | 8114241.2634 | 8114241.2634 | 0 | 0 |  | 17493727.3811 | 17493727.3811 | 0 | 0 |  | 6313729.1449 | 6313729.1449 | 0 | 0 |  | 2498402.159 | 2498402.159 | 0 | 0 |  | 522496.986 | 522496.986 | 0 | 0 |  | 15707.9278 | 15707.9278 | 0 | 0 |  | 9840.7214 | 9840.7214 | 0 | 0 |  | 1659.0032 | 1659.0032 | 0 | 0 |  | 8.0927 | 8.0927 | 0 | 0 |  | 0 | 0 | 0 | 0 |  | 0 | 0 | 0 | 0 | 0 | 0 | 0 | 0
| Transmission |  |  |  | 0 | 0 | 0 | 0 |  | 0 |  |  |  |  | 0 |  |  |  |  | 0 |  |  |  |  | 0 |  |  |  |  | 0 |  |  |  |  | 0 |  |  |  |  | 0 |  |  |  |  | 0 |  |  |  |  | 0 |  |  |  |  | 0 |  |  |  |  | 0 |  |  |  |  | 0 |  |  |  |  | 0 |  |  |  |  | 0 |  |  |  |  | 0 |  |  |  |  | 0 |  |  |  | 0 | 0 | 0 | 0
| Transmission VA |  |  |  | 0 | 0 | 0 | 0 |  | 0 |  |  |  |  | 0 |  |  |  |  | 0 |  |  |  |  | 0 |  |  |  |  | 0 |  |  |  |  | 0 |  |  |  |  | 0 |  |  |  |  | 0 |  |  |  |  | 0 |  |  |  |  | 0 |  |  |  |  | 0 |  |  |  |  | 0 |  |  |  |  | 0 |  |  |  |  | 0 |  |  |  |  | 0 |  |  |  |  | 0 |  |  |  | 0 | 0 | 0 | 0
| Distribution VA |  |  |  | 0 | 0 | 0 | 0 |  | 0 |  |  |  |  | 0 |  |  |  |  | 0 |  |  |  |  | 0 |  |  |  |  | 0 |  |  |  |  | 0 |  |  |  |  | 0 |  |  |  |  | 0 |  |  |  |  | 0 |  |  |  |  | 0 |  |  |  |  | 0 |  |  |  |  | 0 |  |  |  |  | 0 |  |  |  |  | 0 |  |  |  |  | 0 |  |  |  |  | 0 |  |  |  | 0 | 0 | 0 | 0
| Distribution Plant KY,FERC & TN |  |  |  | 0 | 0 | 0 | 0 |  | 0 |  |  |  |  | 0 |  |  |  |  | 0 |  |  |  |  | 0 |  |  |  |  | 0 |  |  |  |  | 0 |  |  |  |  | 0 |  |  |  |  | 0 |  |  |  |  | 0 |  |  |  |  | 0 |  |  |  |  | 0 |  |  |  |  | 0 |  |  |  |  | 0 |  |  |  |  | 0 |  |  |  |  | 0 |  |  |  |  | 0 |  |  |  | 0 | 0 | 0 | 0
| General |  |  |  | 0 | 0 | 0 | 0 |  | 0 |  |  |  |  | 0 |  |  |  |  | 0 |  |  |  |  | 0 |  |  |  |  | 0 |  |  |  |  | 0 |  |  |  |  | 0 |  |  |  |  | 0 |  |  |  |  | 0 |  |  |  |  | 0 |  |  |  |  | 0 |  |  |  |  | 0 |  |  |  |  | 0 |  |  |  |  | 0 |  |  |  |  | 0 |  |  |  |  | 0 |  |  |  | 0 | 0 | 0 | 0
| Total Accum. Deferred Investment Tax Credits |  |  |  | 80926985 | 80926985 | 0 | 0 |  | 28457407.7864 | 28457407.7864 | 0 | 0 |  | 8071252.849 | 8071252.849 | 0 | 0 |  | 605180.0865 | 605180.0865 | 0 | 0 |  | 8256599.9227 | 8256599.9227 | 0 | 0 |  | 566731.676 | 566731.676 | 0 | 0 |  | 8114241.2634 | 8114241.2634 | 0 | 0 |  | 17493727.3811 | 17493727.3811 | 0 | 0 |  | 6313729.1449 | 6313729.1449 | 0 | 0 |  | 2498402.159 | 2498402.159 | 0 | 0 |  | 522496.986 | 522496.986 | 0 | 0 |  | 15707.9278 | 15707.9278 | 0 | 0 |  | 9840.7214 | 9840.7214 | 0 | 0 |  | 1659.0032 | 1659.0032 | 0 | 0 |  | 8.0927 | 8.0927 | 0 | 0 |  | 0 | 0 | 0 | 0 |  | 0 | 0 | 0 | 0 | 0 | 0 | 0 | 0
0
| Total Deferred Debits |  |  |  | 1362993219.66 | 1253505238.2792 | 0 | 109487981.3808 |  | 567394839.9722 | 498907905.8274 | 0 | 68486934.1448 |  | 148463270.2498 | 133654652.4682 | 0 | 14808617.7816 |  | 11342814.4942 | 11212990.2416 | 0 | 129824.2526 |  | 128861949.3732 | 127120818.9951 | 0 | 1741130.3781 |  | 7708359.1315 | 7544278.4321 | 0 | 164080.6994 |  | 121100930.9079 | 120746574.3943 | 0 | 354356.5137 |  | 237666419.1476 | 237375754.9147 | 0 | 290664.2329 |  | 75649346.1167 | 75505236.8166 | 0 | 144109.3001 |  | 32711564.7546 | 32702668.9614 | 0 | 8895.7933 |  | 31598285.4931 | 8280246.5699 | 0 | 23318038.9233 |  | 270058.4898 | 267155.3399 | 0 | 2903.1499 |  | 165697.5762 | 129906.0827 | 0 | 35791.4935 |  | 58285.6604 | 56717.2675 | 0 | 1568.3929 |  | 1398.2927 | 331.9678 | 0 | 1066.3249 |  | 0 | 0 | 0 | 0 |  | 0 | 0 | 0 | 0 | 0 | 0 | 0 | 0
0
| Less: Customer Advances |  | Dlines | 40 | 1712216 | 1350568.9277 | 0 | 361647.0723 |  | 1004875.1229 | 714115.8355 | 0 | 290759.2874 |  | 227306.7848 | 172891.3849 | 0 | 54415.4 |  | 17146.6914 | 16867.9886 | 0 | 278.7028 |  | 132461.581 | 129542.4325 | 0 | 2919.1485 |  | 5566.5441 | 5566.5441 | 0 | 0 |  | 115105.1434 | 114601.6379 | 0 | 503.5055 |  | 186644.2221 | 186644.2221 | 0 | 0 |  | 0 | 0 | 0 | 0 |  | 0 | 0 | 0 | 0 |  | 22423.0524 | 9766.3975 | 0 | 12656.655 |  | 363.2194 | 355.3316 | 0 | 7.8878 |  | 193.0181 | 95.735 | 0 | 97.283 |  | 123.206 | 120.5768 | 0 | 2.6293 |  | 7.4144 | 0.84121 | 0 | 6.5732 |  | 0 | 0 | 0 | 0 |  | 0 | 0 | 0 | 0 | 0 | 0 | 0 | 0
| Less: Asset Retirement Obligations |  |  |  | 0 | 0 | 0 | 0 |  | 0 |  |  |  |  | 0 |  |  |  |  | 0 |  |  |  |  | 0 |  |  |  |  | 0 |  |  |  |  | 0 |  |  |  |  | 0 |  |  |  |  | 0 |  |  |  |  | 0 |  |  |  |  | 0 |  |  |  |  | 0 |  |  |  |  | 0 |  |  |  |  | 0 |  |  |  |  | 0 |  |  |  |  | 0 |  |  |  |  | 0 |  |  |  | 0 | 0 | 0 | 0
| Net Rate Base |  |  |  | 5197832023.34 | 4612417469.9719 | 142160899.1056 | 443253654.2625 |  | 2176839966.7989 | 1849647372.7814 | 49410052.4924 | 277782541.5251 |  | 569827493.9652 | 494611846.1908 | 13991953.1758 | 61223694.5986 |  | 43515708.7607 | 41869855.8241 | 1065180.2797 | 580672.6569 |  | 489340964.1865 | 467796765.765 | 14242538.4655 | 7301659.956 |  | 28825931.8501 | 27352547.9186 | 791803.0575 | 681580.874 |  | 459701456.8539 | 443475526.0679 | 14530508.1194 | 1695422.6666 |  | 896687474.0589 | 864045185.1915 | 31368715.8163 | 1273573.0511 |  | 283074355.0048 | 271371014.2816 | 11110422.7215 | 592918.0017 |  | 124152608.7605 | 119483188.1626 | 4632544.3944 | 36876.2035 |  | 123941103.3334 | 31061855.7838 | 963140.2893 | 91916107.2603 |  | 1052070.6066 | 1007767.4505 | 32483.7124 | 11819.4436 |  | 636926.597 | 472505.1029 | 18705.3463 | 145716.1478 |  | 230110.917 | 220737.6518 | 2796.026 | 6577.2392 |  | 5851.6466 | 1301.7996 | 55.2091 | 4494.6379 |  | 0 | 0 | 0 | 0 |  | 0 | 0 | 0 | 0 | 0 | 0 | 0 | 0
0
0
Operation and Maintenance Expenses | [91 empty] | 0
0
| Steam Power Generation Operation Expenses | [87 empty] | 0 | 0 | 0 | 0
| 500 | OPERATION SUPERVISION & ENGINEERING | LBSUB1 | 41 | 5418923 | 4838523.3525 | 580399.6475 | 0 |  | 1901841.0959 | 1701432.8673 | 200408.2286 | 0 |  | 539154.3392 | 482570.1266 | 56584.2126 | 0 |  | 40517.4038 | 36182.9615 | 4334.4423 | 0 |  | 550945.5553 | 493651.7966 | 57293.7587 | 0 |  | 36473.4597 | 33884.179 | 2589.2807 | 0 |  | 545300.4643 | 485140.3502 | 60160.1141 | 0 |  | 1175913.3272 | 1045928.1098 | 129985.2174 | 0 |  | 422729.5428 | 377489.9795 | 45239.5633 | 0 |  | 168890.5371 | 149376.3445 | 19514.1926 | 0 |  | 35290.6335 | 31239.4422 | 4051.1914 | 0 |  | 1086.5522 | 939.1574 | 147.3948 | 0 |  | 669.0405 | 588.3644 | 80.676 | 0 |  | 110.1955 | 99.1897 | 11.0058 | 0 |  | 0.85307 | 0.48385 | 0.36921 | 0 |  | 0 | 0 | 0 | 0 |  | 0 | 0 | 0 | 0 | 0 | 0 | 0 | 0
| 501 | FUEL | Time Diff | 63 | 296477275 | 0 | 296477275 | 0 |  | 103909890.4044 | 0 | 103909890.4044 | 0 |  | 29535129.1127 | 0 | 29535129.1127 | 0 |  | 2230866.1214 | 0 | 2230866.1214 | 0 |  | 30263486.2995 | 0 | 30263486.2995 | 0 |  | 2073576.9942 | 0 | 2073576.9942 | 0 |  | 29754472.2808 | 0 | 29754472.2808 | 0 |  | 64161950.8878 | 0 | 64161950.8878 | 0 |  | 23250194.5613 | 0 | 23250194.5613 | 0 |  | 9266809.8849 | 0 | 9266809.8849 | 0 |  | 1930545.8717 | 0 | 1930545.8717 | 0 |  | 58049.0145 | 0 | 58049.0145 | 0 |  | 36182.9126 | 0 | 36182.9126 | 0 |  | 6099.8994 | 0 | 6099.8994 | 0 |  | 20.755 | 0 | 20.755 | 0 |  | 0 | 0 | 0 | 0 |  | 0 | 0 | 0 | 0 | 0 | 0 | 0 | 0
| 502 | STEAM EXPENSES | Acct 502 | 59 | 22989772 | 9649494 | 13340278 | 0 |  | 7999488.3685 | 3393177.0186 | 4606311.3499 | 0 |  | 2262960.1422 | 962392.2841 | 1300567.8581 | 0 |  | 171785.4847 | 72159.8811 | 99625.6036 | 0 |  | 2301369.0414 | 984492.5202 | 1316876.5212 | 0 |  | 127089.0959 | 67575.4065 | 59513.6894 | 0 |  | 2350276.7693 | 967518.0953 | 1382758.674 | 0 |  | 5073563.9006 | 2085900.2396 | 2987663.661 | 0 |  | 1792645.5208 | 752830.3631 | 1039815.1578 | 0 |  | 746428.8 | 297902.0736 | 448526.7264 | 0 |  | 155416.1752 | 62300.9931 | 93115.1821 | 0 |  | 5260.7837 | 1872.9668 | 3387.8169 | 0 |  | 3027.6877 | 1173.3785 | 1854.3093 | 0 |  | 450.7788 | 197.8146 | 252.9642 | 0 |  | 9.4512 | 0.96495 | 8.4863 | 0 |  | 0 | 0 | 0 | 0 |  | 0 | 0 | 0 | 0 | 0 | 0 | 0 | 0
| 505 | ELECTRIC EXPENSES | Acct 503 | 60 | 8130854 | 6673009 | 1457845 | 0 |  | 2849901.3138 | 2346516.9038 | 503384.41 | 0 |  | 807660.5015 | 665532.5526 | 142127.9488 | 0 |  | 60788.6596 | 49901.4286 | 10887.231 | 0 |  | 824725.9284 | 680815.7451 | 143910.1833 | 0 |  | 53234.8246 | 46731.082 | 6503.7426 | 0 |  | 820187.1358 | 669077.255 | 151109.8808 | 0 |  | 1768979.2361 | 1442483.0019 | 326496.2342 | 0 |  | 634244.6611 | 520612.147 | 113632.5142 | 0 |  | 255026.7894 | 206011.1358 | 49015.6536 | 0 |  | 53259.378 | 43083.6153 | 10175.7627 | 0 |  | 1665.4566 | 1295.231 | 370.2256 | 0 |  | 1014.0795 | 811.4379 | 202.6416 | 0 |  | 164.441 | 136.7967 | 27.6443 | 0 |  | 1.5947 | 0.6673 | 0.92739 | 0 |  | 0 | 0 | 0 | 0 |  | 0 | 0 | 0 | 0 | 0 | 0 | 0 | 0
| 506 | MISC. STEAM POWER EXPENSES | Prod | 36 | 25402796 | 25402796 | 0 | 0 |  | 8932715.3938 | 8932715.3938 | 0 | 0 |  | 2533547.8591 | 2533547.8591 | 0 | 0 |  | 189964.6488 | 189964.6488 | 0 | 0 |  | 2591727.8827 | 2591727.8827 | 0 | 0 |  | 177895.7804 | 177895.7804 | 0 | 0 |  | 2547041.8243 | 2547041.8243 | 0 | 0 |  | 5491241.1224 | 5491241.1224 | 0 | 0 |  | 1981865.1772 | 1981865.1772 | 0 | 0 |  | 784242.739 | 784242.739 | 0 | 0 |  | 164010.6121 | 164010.6121 | 0 | 0 |  | 4930.6827 | 4930.6827 | 0 | 0 |  | 3088.98 | 3088.98 | 0 | 0 |  | 520.7573 | 520.7573 | 0 | 0 |  | 2.5403 | 2.5403 | 0 | 0 |  | 0 | 0 | 0 | 0 |  | 0 | 0 | 0 | 0 | 0 | 0 | 0 | 0
| 507 | RENTS |  |  | 0 | 0 | 0 | 0 |  | 0 |  |  |  |  | 0 |  |  |  |  | 0 |  |  |  |  | 0 |  |  |  |  | 0 |  |  |  |  | 0 |  |  |  |  | 0 |  |  |  |  | 0 |  |  |  |  | 0 |  |  |  |  | 0 |  |  |  |  | 0 |  |  |  |  | 0 |  |  |  |  | 0 |  |  |  |  | 0 |  |  |  |  | 0 |  |  |  |  | 0 |  |  |  | 0 | 0 | 0 | 0
| 509 | ALLOWANCES |  |  | 0 | 0 | 0 | 0 |  | 0 |  |  |  |  | 0 |  |  |  |  | 0 |  |  |  |  | 0 |  |  |  |  | 0 |  |  |  |  | 0 |  |  |  |  | 0 |  |  |  |  | 0 |  |  |  |  | 0 |  |  |  |  | 0 |  |  |  |  | 0 |  |  |  |  | 0 |  |  |  |  | 0 |  |  |  |  | 0 |  |  |  |  | 0 |  |  |  |  | 0 |  |  |  | 0 | 0 | 0 | 0
| Total Steam Power Operation Expenses |  |  |  | 358419620 | 46563822.3525 | 311855797.6475 | 0 |  | 125593836.5764 | 16373842.1835 | 109219994.3929 | 0 |  | 35678451.9545 | 4644042.8223 | 31034409.1321 | 0 |  | 2693922.3182 | 348208.9199 | 2345713.3982 | 0 |  | 36532254.7074 | 4750687.9447 | 31781566.7627 | 0 |  | 2468270.1548 | 326086.4479 | 2142183.7069 | 0 |  | 36017278.4745 | 4668777.5248 | 31348500.9497 | 0 |  | 77671648.474 | 10065552.4737 | 67606096.0003 | 0 |  | 28081679.4633 | 3632797.6668 | 24448881.7965 | 0 |  | 11221398.7503 | 1437532.2928 | 9783866.4574 | 0 |  | 2338522.6704 | 300634.6626 | 2037888.0078 | 0 |  | 70992.4898 | 9038.0379 | 61954.4518 | 0 |  | 43982.7002 | 5662.1608 | 38320.5394 | 0 |  | 7346.0721 | 954.5584 | 6391.5137 | 0 |  | 35.1943 | 4.6564 | 30.5379 | 0 |  | 0 | 0 | 0 | 0 |  | 0 | 0 | 0 | 0 | 0 | 0 | 0 | 0
0
| Steam Power Generation Maintenance Expenses | [90 empty] | 0
| 510 | MAINTENANCE SUPERVISION & ENGINEERING | LBSUB2 | 42 | 12501304 | 1358608.4017 | 11142695.5983 | 0 |  | 4325245.5538 | 477745.1342 | 3847500.4196 | 0 |  | 1221822.3794 | 135500.8089 | 1086321.5705 | 0 |  | 93373.8006 | 10159.8095 | 83213.9911 | 0 |  | 1238556.0903 | 138612.4298 | 1099943.6606 | 0 |  | 59224.1626 | 9514.3346 | 49709.828 | 0 |  | 1291195.3584 | 136222.5017 | 1154972.8566 | 0 |  | 2789183.2553 | 293686.0306 | 2495497.2246 | 0 |  | 974518.78 | 105995.3668 | 868523.4132 | 0 |  | 416582.9936 | 41943.3662 | 374639.6274 | 0 |  | 86547.7694 | 8771.7193 | 77776.0501 | 0 |  | 3093.438 | 263.7059 | 2829.7321 | 0 |  | 1714.0503 | 165.2068 | 1548.8436 | 0 |  | 239.1442 | 27.8515 | 211.2927 | 0 |  | 7.2242 | 0.13586 | 7.0883 | 0 |  | 0 | 0 | 0 | 0 |  | 0 | 0 | 0 | 0 | 0 | 0 | 0 | 0
| 511 | MAINTENANCE OF STRUCTURES | Prod | 36 | 10051562 | 10051562 | 0 | 0 |  | 3534561.4164 | 3534561.4164 | 0 | 0 |  | 1002492.5361 | 1002492.5361 | 0 | 0 |  | 75166.5858 | 75166.5858 | 0 | 0 |  | 1025513.6285 | 1025513.6285 | 0 | 0 |  | 70391.0887 | 70391.0887 | 0 | 0 |  | 1007831.9258 | 1007831.9258 | 0 | 0 |  | 2172813.9925 | 2172813.9925 | 0 | 0 |  | 784198.7435 | 784198.7435 | 0 | 0 |  | 310314.8375 | 310314.8375 | 0 | 0 |  | 64896.9049 | 64896.9049 | 0 | 0 |  | 1951.0082 | 1951.0082 | 0 | 0 |  | 1222.2699 | 1222.2699 | 0 | 0 |  | 206.057 | 206.057 | 0 | 0 |  | 1.0052 | 1.0052 | 0 | 0 |  | 0 | 0 | 0 | 0 |  | 0 | 0 | 0 | 0 | 0 | 0 | 0 | 0
| 512 | MAINTENANCE OF BOILER PLANT | Energy | 2 | 48391532 | 0 | 48391532 | 0 |  | 16709281.7023 | 0 | 16709281.7023 | 0 |  | 4717778.0794 | 0 | 4717778.0794 | 0 |  | 361389.4391 | 0 | 361389.4391 | 0 |  | 4776937.3559 | 0 | 4776937.3559 | 0 |  | 215884.4519 | 0 | 215884.4519 | 0 |  | 5015923.2529 | 0 | 5015923.2529 | 0 |  | 10837676.8203 | 0 | 10837676.8203 | 0 |  | 3771904.0398 | 0 | 3771904.0398 | 0 |  | 1627019.7242 | 0 | 1627019.7242 | 0 |  | 337773.0445 | 0 | 337773.0445 | 0 |  | 12289.223 | 0 | 12289.223 | 0 |  | 6726.4615 | 0 | 6726.4615 | 0 |  | 917.6215 | 0 | 917.6215 | 0 |  | 30.7837 | 0 | 30.7837 | 0 |  | 0 | 0 | 0 | 0 |  | 0 | 0 | 0 | 0 | 0 | 0 | 0 | 0
| 513 | MAINTENANCE OF ELECTRIC PLANT | Energy | 2 | 12209687 | 0 | 12209687 | 0 |  | 4215925.6206 | 0 | 4215925.6206 | 0 |  | 1190344.4943 | 0 | 1190344.4943 | 0 |  | 91182.3155 | 0 | 91182.3155 | 0 |  | 1205270.9952 | 0 | 1205270.9952 | 0 |  | 54469.8933 | 0 | 54469.8933 | 0 |  | 1265569.6235 | 0 | 1265569.6235 | 0 |  | 2734458.6194 | 0 | 2734458.6194 | 0 |  | 951690.633 | 0 | 951690.633 | 0 |  | 410514.0043 | 0 | 410514.0043 | 0 |  | 85223.6534 | 0 | 85223.6534 | 0 |  | 3100.6988 | 0 | 3100.6988 | 0 |  | 1697.1562 | 0 | 1697.1562 | 0 |  | 231.5254 | 0 | 231.5254 | 0 |  | 7.767 | 0 | 7.767 | 0 |  | 0 | 0 | 0 | 0 |  | 0 | 0 | 0 | 0 | 0 | 0 | 0 | 0
| 514 | MAINTENANCE OF MISC STEAM PLANT | Energy | 2 | 3446376 | 0 | 3446376 | 0 |  | 1190011.249 | 0 | 1190011.249 | 0 |  | 335993.4367 | 0 | 335993.4367 | 0 |  | 25737.6412 | 0 | 25737.6412 | 0 |  | 340206.6762 | 0 | 340206.6762 | 0 |  | 15374.9832 | 0 | 15374.9832 | 0 |  | 357226.9114 | 0 | 357226.9114 | 0 |  | 771843.9104 | 0 | 771843.9104 | 0 |  | 268629.6346 | 0 | 268629.6346 | 0 |  | 115874.0279 | 0 | 115874.0279 | 0 |  | 24055.7152 | 0 | 24055.7152 | 0 |  | 875.221 | 0 | 875.221 | 0 |  | 479.049 | 0 | 479.049 | 0 |  | 65.3517 | 0 | 65.3517 | 0 |  | 2.1924 | 0 | 2.1924 | 0 |  | 0 | 0 | 0 | 0 |  | 0 | 0 | 0 | 0 | 0 | 0 | 0 | 0
| Total Steam Power Generation Maintenance Expense |  |  |  | 86600461 | 11410170.4017 | 75190290.5983 | 0 |  | 29975025.5421 | 4012306.5506 | 25962718.9916 | 0 |  | 8468430.9259 | 1137993.345 | 7330437.5809 | 0 |  | 646849.7821 | 85326.3953 | 561523.3869 | 0 |  | 8586484.7462 | 1164126.0583 | 7422358.6879 | 0 |  | 415344.5798 | 79905.4233 | 335439.1565 | 0 |  | 8937747.072 | 1144054.4275 | 7793692.6445 | 0 |  | 19305976.598 | 2466500.0232 | 16839476.5748 | 0 |  | 6750941.8309 | 890194.1103 | 5860747.7206 | 0 |  | 2880305.5876 | 352258.2037 | 2528047.3839 | 0 |  | 598497.0874 | 73668.6242 | 524828.4633 | 0 |  | 21309.5889 | 2214.7141 | 19094.8749 | 0 |  | 11838.9869 | 1387.4767 | 10451.5102 | 0 |  | 1659.6998 | 233.9085 | 1425.7913 | 0 |  | 48.9724 | 1.141 | 47.8314 | 0 |  | 0 | 0 | 0 | 0 |  | 0 | 0 | 0 | 0 | 0 | 0 | 0 | 0
0
| Total Steam Power Generation Expense |  |  |  | 445020081 | 57973992.7542 | 387046088.2458 | 0 |  | 155568862.1185 | 20386148.7341 | 135182713.3844 | 0 |  | 44146882.8803 | 5782036.1673 | 38364846.713 | 0 |  | 3340772.1003 | 433535.3152 | 2907236.7851 | 0 |  | 45118739.4535 | 5914814.0029 | 39203925.4506 | 0 |  | 2883614.7346 | 405991.8713 | 2477622.8633 | 0 |  | 44955025.5465 | 5812831.9523 | 39142193.5942 | 0 |  | 96977625.072 | 12532052.4969 | 84445572.5751 | 0 |  | 34832621.2941 | 4522991.7771 | 30309629.517 | 0 |  | 14101704.3378 | 1789790.4965 | 12311913.8413 | 0 |  | 2937019.7579 | 374303.2868 | 2562716.4711 | 0 |  | 92302.0787 | 11252.752 | 81049.3267 | 0 |  | 55821.6872 | 7049.6375 | 48772.0497 | 0 |  | 9005.7718 | 1188.4669 | 7817.305 | 0 |  | 84.1667 | 5.7974 | 78.3693 | 0 |  | 0 | 0 | 0 | 0 |  | 0 | 0 | 0 | 0 | 0 | 0 | 0 | 0
0
| Hydraulic Power Generation Operation Expenses | [90 empty] | 0
| 535 | OPERATION SUPERVISION & ENGINEERING |  |  | 0 | 0 | 0 | 0 |  | 0 |  |  |  |  | 0 |  |  |  |  | 0 |  |  |  |  | 0 |  |  |  |  | 0 |  |  |  |  | 0 |  |  |  |  | 0 |  |  |  |  | 0 |  |  |  |  | 0 |  |  |  |  | 0 |  |  |  |  | 0 |  |  |  |  | 0 |  |  |  |  | 0 |  |  |  |  | 0 |  |  |  |  | 0 |  |  |  |  | 0 |  |  |  | 0 | 0 | 0 | 0
| 536 | WATER FOR POWER |  |  | 0 | 0 | 0 | 0 |  | 0 |  |  |  |  | 0 |  |  |  |  | 0 |  |  |  |  | 0 |  |  |  |  | 0 |  |  |  |  | 0 |  |  |  |  | 0 |  |  |  |  | 0 |  |  |  |  | 0 |  |  |  |  | 0 |  |  |  |  | 0 |  |  |  |  | 0 |  |  |  |  | 0 |  |  |  |  | 0 |  |  |  |  | 0 |  |  |  |  | 0 |  |  |  | 0 | 0 | 0 | 0
| 537 | HYDRAULIC EXPENSES |  |  | 0 | 0 | 0 | 0 |  | 0 |  |  |  |  | 0 |  |  |  |  | 0 |  |  |  |  | 0 |  |  |  |  | 0 |  |  |  |  | 0 |  |  |  |  | 0 |  |  |  |  | 0 |  |  |  |  | 0 |  |  |  |  | 0 |  |  |  |  | 0 |  |  |  |  | 0 |  |  |  |  | 0 |  |  |  |  | 0 |  |  |  |  | 0 |  |  |  |  | 0 |  |  |  | 0 | 0 | 0 | 0
| 538 | ELECTRIC EXPENSES |  |  | 0 | 0 | 0 | 0 |  | 0 |  |  |  |  | 0 |  |  |  |  | 0 |  |  |  |  | 0 |  |  |  |  | 0 |  |  |  |  | 0 |  |  |  |  | 0 |  |  |  |  | 0 |  |  |  |  | 0 |  |  |  |  | 0 |  |  |  |  | 0 |  |  |  |  | 0 |  |  |  |  | 0 |  |  |  |  | 0 |  |  |  |  | 0 |  |  |  |  | 0 |  |  |  | 0 | 0 | 0 | 0
| 539 | MISC. HYDRAULIC POWER EXPENSES | Prod | 36 | 10609 | 10609 | 0 | 0 |  | 3730.5806 | 3730.5806 | 0 | 0 |  | 1058.0886 | 1058.0886 | 0 | 0 |  | 79.3352 | 79.3352 | 0 | 0 |  | 1082.3864 | 1082.3864 | 0 | 0 |  | 74.2948 | 74.2948 | 0 | 0 |  | 1063.7241 | 1063.7241 | 0 | 0 |  | 2293.3136 | 2293.3136 | 0 | 0 |  | 827.6887 | 827.6887 | 0 | 0 |  | 327.5242 | 327.5242 | 0 | 0 |  | 68.4959 | 68.4959 | 0 | 0 |  | 2.0592 | 2.0592 | 0 | 0 |  | 1.2901 | 1.2901 | 0 | 0 |  | 0.21748 | 0.21748 | 0 | 0 |  | 0.0010609 | 0.0010609 | 0 | 0 |  | 0 | 0 | 0 | 0 |  | 0 | 0 | 0 | 0 | 0 | 0 | 0 | 0
| 540 | RENTS |  |  | 0 | 0 | 0 | 0 |  | 0 |  |  |  |  | 0 |  |  |  |  | 0 |  |  |  |  | 0 |  |  |  |  | 0 |  |  |  |  | 0 |  |  |  |  | 0 |  |  |  |  | 0 |  |  |  |  | 0 |  |  |  |  | 0 |  |  |  |  | 0 |  |  |  |  | 0 |  |  |  |  | 0 |  |  |  |  | 0 |  |  |  |  | 0 |  |  |  |  | 0 |  |  |  | 0 | 0 | 0 | 0
| Total Hydraulic Power Operation Expenses |  |  |  | 10609 | 10609 | 0 | 0 |  | 3730.5806 | 3730.5806 | 0 | 0 |  | 1058.0886 | 1058.0886 | 0 | 0 |  | 79.3352 | 79.3352 | 0 | 0 |  | 1082.3864 | 1082.3864 | 0 | 0 |  | 74.2948 | 74.2948 | 0 | 0 |  | 1063.7241 | 1063.7241 | 0 | 0 |  | 2293.3136 | 2293.3136 | 0 | 0 |  | 827.6887 | 827.6887 | 0 | 0 |  | 327.5242 | 327.5242 | 0 | 0 |  | 68.4959 | 68.4959 | 0 | 0 |  | 2.0592 | 2.0592 | 0 | 0 |  | 1.2901 | 1.2901 | 0 | 0 |  | 0.21748 | 0.21748 | 0 | 0 |  | 0.0010609 | 0.0010609 | 0 | 0 |  | 0 | 0 | 0 | 0 |  | 0 | 0 | 0 | 0 | 0 | 0 | 0 | 0
0
| Hydraulic Power Generation Maintenance Expenses | [90 empty] | 0
| 541 | MAINTENANCE SUPERVISION & ENGINEERING | LBSUB4 | 44 | 182692 | 119576.6353 | 63115.3647 | 0 |  | 63841.6123 | 42048.2868 | 21793.3255 | 0 |  | 18079.2069 | 11925.9757 | 6153.2312 | 0 |  | 1365.5535 | 894.206 | 471.3475 | 0 |  | 18430.2326 | 12199.8421 | 6230.3905 | 0 |  | 1118.9656 | 837.3952 | 281.5705 | 0 |  | 18531.5862 | 11989.4948 | 6542.0914 | 0 |  | 39983.6974 | 25848.4986 | 14135.1988 | 0 |  | 14248.6432 | 9329.0821 | 4919.5611 | 0 |  | 5813.6701 | 3691.6058 | 2122.0643 | 0 |  | 1212.58 | 772.0346 | 440.5454 | 0 |  | 39.2382 | 23.2098 | 16.0284 | 0 |  | 23.3136 | 14.5405 | 8.7731 | 0 |  | 3.6481 | 2.4513 | 1.1968 | 0 |  | 0.052108 | 0.011958 | 0.04015 | 0 |  | 0 | 0 | 0 | 0 |  | 0 | 0 | 0 | 0 | 0 | 0 | 0 | 0
| 542 | MAINTENANCE OF STRUCTURES | Prod | 36 | 163428 | 163428 | 0 | 0 |  | 57468.3122 | 57468.3122 | 0 | 0 |  | 16299.4916 | 16299.4916 | 0 | 0 |  | 1222.1309 | 1222.1309 | 0 | 0 |  | 16673.7907 | 16673.7907 | 0 | 0 |  | 1144.4863 | 1144.4863 | 0 | 0 |  | 16386.3045 | 16386.3045 | 0 | 0 |  | 35327.7078 | 35327.7078 | 0 | 0 |  | 12750.2603 | 12750.2603 | 0 | 0 |  | 5045.3982 | 5045.3982 | 0 | 0 |  | 1055.1565 | 1055.1565 | 0 | 0 |  | 31.7214 | 31.7214 | 0 | 0 |  | 19.8728 | 19.8728 | 0 | 0 |  | 3.3503 | 3.3503 | 0 | 0 |  | 0.016343 | 0.016343 | 0 | 0 |  | 0 | 0 | 0 | 0 |  | 0 | 0 | 0 | 0 | 0 | 0 | 0 | 0
| 543 | MAINT. OF RESERVES, DAMS, AND WATERWAYS | Prod | 36 | 25704 | 25704 | 0 | 0 |  | 9038.6317 | 9038.6317 | 0 | 0 |  | 2563.5884 | 2563.5884 | 0 | 0 |  | 192.2171 | 192.2171 | 0 | 0 |  | 2622.4583 | 2622.4583 | 0 | 0 |  | 180.0051 | 180.0051 | 0 | 0 |  | 2577.2424 | 2577.2424 | 0 | 0 |  | 5556.3514 | 5556.3514 | 0 | 0 |  | 2005.3644 | 2005.3644 | 0 | 0 |  | 793.5416 | 793.5416 | 0 | 0 |  | 165.9553 | 165.9553 | 0 | 0 |  | 4.9891 | 4.9891 | 0 | 0 |  | 3.1256 | 3.1256 | 0 | 0 |  | 0.52693 | 0.52693 | 0 | 0 |  | 0.0025704 | 0.0025704 | 0 | 0 |  | 0 | 0 | 0 | 0 |  | 0 | 0 | 0 | 0 | 0 | 0 | 0 | 0
| 544 | MAINTENANCE OF ELECTRIC PLANT | Energy | 2 | 75495 | 0 | 75495 | 0 |  | 26067.9332 | 0 | 26067.9332 | 0 |  | 7360.1443 | 0 | 7360.1443 | 0 |  | 563.799 | 0 | 563.799 | 0 |  | 7452.4379 | 0 | 7452.4379 | 0 |  | 336.7985 | 0 | 336.7985 | 0 |  | 7825.2767 | 0 | 7825.2767 | 0 |  | 16907.7187 | 0 | 16907.7187 | 0 |  | 5884.4985 | 0 | 5884.4985 | 0 |  | 2538.2923 | 0 | 2538.2923 | 0 |  | 526.9553 | 0 | 526.9553 | 0 |  | 19.1723 | 0 | 19.1723 | 0 |  | 10.4939 | 0 | 10.4939 | 0 |  | 1.4316 | 0 | 1.4316 | 0 |  | 0.048025 | 0 | 0.048025 | 0 |  | 0 | 0 | 0 | 0 |  | 0 | 0 | 0 | 0 | 0 | 0 | 0 | 0
| 545 | MAINTENANCE OF MISC HYDRAULIC PLANT | Energy | 2 | 131530 | 0 | 131530 | 0 |  | 45416.4547 | 0 | 45416.4547 | 0 |  | 12823.0979 | 0 | 12823.0979 | 0 |  | 982.2701 | 0 | 982.2701 | 0 |  | 12983.895 | 0 | 12983.895 | 0 |  | 586.782 | 0 | 586.782 | 0 |  | 13633.4676 | 0 | 13633.4676 | 0 |  | 29457.2123 | 0 | 29457.2123 | 0 |  | 10252.1767 | 0 | 10252.1767 | 0 |  | 4422.3007 | 0 | 4422.3007 | 0 |  | 918.0798 | 0 | 918.0798 | 0 |  | 33.4026 | 0 | 33.4026 | 0 |  | 18.2828 | 0 | 18.2828 | 0 |  | 2.4941 | 0 | 2.4941 | 0 |  | 0.083671 | 0 | 0.083671 | 0 |  | 0 | 0 | 0 | 0 |  | 0 | 0 | 0 | 0 | 0 | 0 | 0 | 0
| Total Hydraulic Power Generation Maint. Expense |  |  |  | 578849 | 308708.6353 | 270140.3647 | 0 |  | 201832.944 | 108555.2306 | 93277.7134 | 0 |  | 57125.5291 | 30789.0557 | 26336.4733 | 0 |  | 4325.9705 | 2308.554 | 2017.4165 | 0 |  | 58162.8145 | 31496.0911 | 26666.7234 | 0 |  | 3367.0376 | 2161.8866 | 1205.151 | 0 |  | 58953.8775 | 30953.0418 | 28000.8357 | 0 |  | 127232.6877 | 66732.5578 | 60500.1298 | 0 |  | 45140.9431 | 24084.7068 | 21056.2363 | 0 |  | 18613.2029 | 9530.5456 | 9082.6573 | 0 |  | 3878.727 | 1993.1464 | 1885.5806 | 0 |  | 128.5236 | 59.9203 | 68.6032 | 0 |  | 75.0887 | 37.539 | 37.5497 | 0 |  | 11.451 | 6.3285 | 5.1225 | 0 |  | 0.20272 | 0.030871 | 0.17185 | 0 |  | 0 | 0 | 0 | 0 |  | 0 | 0 | 0 | 0 | 0 | 0 | 0 | 0
0
| Total Hydraulic Power Generation Expense |  |  |  | 589458 | 319317.6353 | 270140.3647 | 0 |  | 205563.5246 | 112285.8112 | 93277.7134 | 0 |  | 58183.6177 | 31847.1444 | 26336.4733 | 0 |  | 4405.3057 | 2387.8892 | 2017.4165 | 0 |  | 59245.201 | 32578.4775 | 26666.7234 | 0 |  | 3441.3324 | 2236.1814 | 1205.151 | 0 |  | 60017.6016 | 32016.7659 | 28000.8357 | 0 |  | 129526.0012 | 69025.8714 | 60500.1298 | 0 |  | 45968.6318 | 24912.3955 | 21056.2363 | 0 |  | 18940.7271 | 9858.0698 | 9082.6573 | 0 |  | 3947.223 | 2061.6424 | 1885.5806 | 0 |  | 130.5828 | 61.9796 | 68.6032 | 0 |  | 76.3788 | 38.829 | 37.5497 | 0 |  | 11.6685 | 6.546 | 5.1225 | 0 |  | 0.20378 | 0.031932 | 0.17185 | 0 |  | 0 | 0 | 0 | 0 |  | 0 | 0 | 0 | 0 | 0 | 0 | 0 | 0
0
| Other Power Generation Operation Expense | [87 empty] | 0 | 0 | 0 | 0
| 546 | OPERATION SUPERVISION & ENGINEERING | LBSUB5 | 45 | 647260 | 647260 | 0 | 0 |  | 227604.4482 | 227604.4482 | 0 | 0 |  | 64554.4761 | 64554.4761 | 0 | 0 |  | 4840.275 | 4840.275 | 0 | 0 |  | 66036.8957 | 66036.8957 | 0 | 0 |  | 4532.7618 | 4532.7618 | 0 | 0 |  | 64898.3006 | 64898.3006 | 0 | 0 |  | 139916.123 | 139916.123 | 0 | 0 |  | 50497.6718 | 50497.6718 | 0 | 0 |  | 19982.4049 | 19982.4049 | 0 | 0 |  | 4178.9695 | 4178.9695 | 0 | 0 |  | 125.6332 | 125.6332 | 0 | 0 |  | 78.7068 | 78.7068 | 0 | 0 |  | 13.2688 | 13.2688 | 0 | 0 |  | 0.064726 | 0.064726 | 0 | 0 |  | 0 | 0 | 0 | 0 |  | 0 | 0 | 0 | 0 | 0 | 0 | 0 | 0
| 547 | FUEL | Time Diff | 63 | 107114208 | 0 | 107114208 | 0 |  | 37541580.9324 | 0 | 37541580.9324 | 0 |  | 10670740.154 | 0 | 10670740.154 | 0 |  | 805989.1192 | 0 | 805989.1192 | 0 |  | 10933888.1582 | 0 | 10933888.1582 | 0 |  | 749162.1658 | 0 | 749162.1658 | 0 |  | 10749986.5978 | 0 | 10749986.5978 | 0 |  | 23181056.8047 | 0 | 23181056.8047 | 0 |  | 8400057.5635 | 0 | 8400057.5635 | 0 |  | 3348003.659 | 0 | 3348003.659 | 0 |  | 697486.4838 | 0 | 697486.4838 | 0 |  | 20972.5154 | 0 | 20972.5154 | 0 |  | 13072.5163 | 0 | 13072.5163 | 0 |  | 2203.8313 | 0 | 2203.8313 | 0 |  | 7.4986 | 0 | 7.4986 | 0 |  | 0 | 0 | 0 | 0 |  | 0 | 0 | 0 | 0 | 0 | 0 | 0 | 0
| 548 | GENERATION EXPENSE | Prod | 36 | 682059 | 682059 | 0 | 0 |  | 239841.2729 | 239841.2729 | 0 | 0 |  | 68025.1544 | 68025.1544 | 0 | 0 |  | 5100.5054 | 5100.5054 | 0 | 0 |  | 69587.2741 | 69587.2741 | 0 | 0 |  | 4776.4592 | 4776.4592 | 0 | 0 |  | 68387.4641 | 68387.4641 | 0 | 0 |  | 147438.5114 | 147438.5114 | 0 | 0 |  | 53212.6062 | 53212.6062 | 0 | 0 |  | 21056.7301 | 21056.7301 | 0 | 0 |  | 4403.6457 | 4403.6457 | 0 | 0 |  | 132.3877 | 132.3877 | 0 | 0 |  | 82.9384 | 82.9384 | 0 | 0 |  | 13.9822 | 13.9822 | 0 | 0 |  | 0.068206 | 0.068206 | 0 | 0 |  | 0 | 0 | 0 | 0 |  | 0 | 0 | 0 | 0 | 0 | 0 | 0 | 0
| 549 | MISC OTHER POWER GENERATION | Prod | 36 | 5376587 | 5376587 | 0 | 0 |  | 1890639.1824 | 1890639.1824 | 0 | 0 |  | 536233.9044 | 536233.9044 | 0 | 0 |  | 40206.6552 | 40206.6552 | 0 | 0 |  | 548547.9017 | 548547.9017 | 0 | 0 |  | 37652.2388 | 37652.2388 | 0 | 0 |  | 539089.9475 | 539089.9475 | 0 | 0 |  | 1162239.6067 | 1162239.6067 | 0 | 0 |  | 419468.4139 | 419468.4139 | 0 | 0 |  | 165987.6068 | 165987.6068 | 0 | 0 |  | 34713.3963 | 34713.3963 | 0 | 0 |  | 1043.5955 | 1043.5955 | 0 | 0 |  | 653.793 | 653.793 | 0 | 0 |  | 110.22 | 110.22 | 0 | 0 |  | 0.53766 | 0.53766 | 0 | 0 |  | 0 | 0 | 0 | 0 |  | 0 | 0 | 0 | 0 | 0 | 0 | 0 | 0
| 550 | RENTS | Prod | 36 | 9693 | 9693 | 0 | 0 |  | 3408.4756 | 3408.4756 | 0 | 0 |  | 966.7314 | 966.7314 | 0 | 0 |  | 72.4852 | 72.4852 | 0 | 0 |  | 988.9312 | 988.9312 | 0 | 0 |  | 67.8801 | 67.8801 | 0 | 0 |  | 971.8803 | 971.8803 | 0 | 0 |  | 2095.3048 | 2095.3048 | 0 | 0 |  | 756.2246 | 756.2246 | 0 | 0 |  | 299.2452 | 299.2452 | 0 | 0 |  | 62.5819 | 62.5819 | 0 | 0 |  | 1.8814 | 1.8814 | 0 | 0 |  | 1.1787 | 1.1787 | 0 | 0 |  | 0.19871 | 0.19871 | 0 | 0 |  | 0.0009693 | 0.0009693 | 0 | 0 |  | 0 | 0 | 0 | 0 |  | 0 | 0 | 0 | 0 | 0 | 0 | 0 | 0
| Total Other Power Generation Expenses |  |  |  | 113829807 | 6715599 | 107114208 | 0 |  | 39903074.3116 | 2361493.3792 | 37541580.9324 | 0 |  | 11340520.4202 | 669780.2663 | 10670740.154 | 0 |  | 856209.0401 | 50219.9209 | 805989.1192 | 0 |  | 11619049.1608 | 685161.0027 | 10933888.1582 | 0 |  | 796191.5056 | 47029.3398 | 749162.1658 | 0 |  | 11423334.1903 | 673347.5925 | 10749986.5978 | 0 |  | 24632746.3506 | 1451689.5459 | 23181056.8047 | 0 |  | 8923992.4801 | 523934.9165 | 8400057.5635 | 0 |  | 3555329.646 | 207325.987 | 3348003.659 | 0 |  | 740845.0771 | 43358.5934 | 697486.4838 | 0 |  | 22276.0132 | 1303.4978 | 20972.5154 | 0 |  | 13889.1332 | 816.6168 | 13072.5163 | 0 |  | 2341.5011 | 137.6698 | 2203.8313 | 0 |  | 8.1701 | 0.67156 | 7.4986 | 0 |  | 0 | 0 | 0 | 0 |  | 0 | 0 | 0 | 0 | 0 | 0 | 0 | 0
0
| Other Power Generation Maintenance Expense | [87 empty] | 0 | 0 | 0 | 0
| 551 | MAINTENANCE SUPERVISION & ENGINEERING | Prod | 36 | 911492 | 911492 | 0 | 0 |  | 320519.7814 | 320519.7814 | 0 | 0 |  | 90907.6546 | 90907.6546 | 0 | 0 |  | 6816.2283 | 6816.2283 | 0 | 0 |  | 92995.2447 | 92995.2447 | 0 | 0 |  | 6383.1785 | 6383.1785 | 0 | 0 |  | 91391.8392 | 91391.8392 | 0 | 0 |  | 197034.3089 | 197034.3089 | 0 | 0 |  | 71112.4183 | 71112.4183 | 0 | 0 |  | 28139.8545 | 28139.8545 | 0 | 0 |  | 5884.9569 | 5884.9569 | 0 | 0 |  | 176.9206 | 176.9206 | 0 | 0 |  | 110.8374 | 110.8374 | 0 | 0 |  | 18.6856 | 18.6856 | 0 | 0 |  | 0.091149 | 0.091149 | 0 | 0 |  | 0 | 0 | 0 | 0 |  | 0 | 0 | 0 | 0 | 0 | 0 | 0 | 0
| 552 | MAINTENANCE OF STRUCTURES | Prod | 36 | 876396 | 876396 | 0 | 0 |  | 308178.5186 | 308178.5186 | 0 | 0 |  | 87407.3551 | 87407.3551 | 0 | 0 |  | 6553.7769 | 6553.7769 | 0 | 0 |  | 89414.5648 | 89414.5648 | 0 | 0 |  | 6137.4012 | 6137.4012 | 0 | 0 |  | 87872.8966 | 87872.8966 | 0 | 0 |  | 189447.7189 | 189447.7189 | 0 | 0 |  | 68374.3126 | 68374.3126 | 0 | 0 |  | 27056.3602 | 27056.3602 | 0 | 0 |  | 5658.3631 | 5658.3631 | 0 | 0 |  | 170.1085 | 170.1085 | 0 | 0 |  | 106.5698 | 106.5698 | 0 | 0 |  | 17.9661 | 17.9661 | 0 | 0 |  | 0.08764 | 0.08764 | 0 | 0 |  | 0 | 0 | 0 | 0 |  | 0 | 0 | 0 | 0 | 0 | 0 | 0 | 0
| 553 | MAINTENANCE OF GENERATING & ELEC PLANT | Prod | 36 | 7236966 | 7236966 | 0 | 0 |  | 2544828.4351 | 2544828.4351 | 0 | 0 |  | 721778.804 | 721778.804 | 0 | 0 |  | 54118.7554 | 54118.7554 | 0 | 0 |  | 738353.6272 | 738353.6272 | 0 | 0 |  | 50680.4729 | 50680.4729 | 0 | 0 |  | 725623.0803 | 725623.0803 | 0 | 0 |  | 1564391.7819 | 1564391.7819 | 0 | 0 |  | 564610.7186 | 564610.7186 | 0 | 0 |  | 223421.7854 | 223421.7854 | 0 | 0 |  | 46724.7473 | 46724.7473 | 0 | 0 |  | 1404.6951 | 1404.6951 | 0 | 0 |  | 880.0151 | 880.0151 | 0 | 0 |  | 148.3578 | 148.3578 | 0 | 0 |  | 0.7237 | 0.7237 | 0 | 0 |  | 0 | 0 | 0 | 0 |  | 0 | 0 | 0 | 0 | 0 | 0 | 0 | 0
| 554 | MAINTENANCE OF MISC OTHER POWER GEN PLT | Prod | 36 | 5979786 | 5979786 | 0 | 0 |  | 2102749.8884 | 2102749.8884 | 0 | 0 |  | 596393.9567 | 596393.9567 | 0 | 0 |  | 44717.4377 | 44717.4377 | 0 | 0 |  | 610089.4606 | 610089.4606 | 0 | 0 |  | 41876.4414 | 41876.4414 | 0 | 0 |  | 599570.419 | 599570.419 | 0 | 0 |  | 1292631.2043 | 1292631.2043 | 0 | 0 |  | 466528.5522 | 466528.5522 | 0 | 0 |  | 184609.7473 | 184609.7473 | 0 | 0 |  | 38607.8903 | 38607.8903 | 0 | 0 |  | 1160.6765 | 1160.6765 | 0 | 0 |  | 727.142 | 727.142 | 0 | 0 |  | 122.5856 | 122.5856 | 0 | 0 |  | 0.59798 | 0.59798 | 0 | 0 |  | 0 | 0 | 0 | 0 |  | 0 | 0 | 0 | 0 | 0 | 0 | 0 | 0
| Total Other Power Generation Maintenance Expense |  |  |  | 15004640 | 15004640 | 0 | 0 |  | 5276276.6235 | 5276276.6235 | 0 | 0 |  | 1496487.7704 | 1496487.7704 | 0 | 0 |  | 112206.1984 | 112206.1984 | 0 | 0 |  | 1530852.8974 | 1530852.8974 | 0 | 0 |  | 105077.4939 | 105077.4939 | 0 | 0 |  | 1504458.2352 | 1504458.2352 | 0 | 0 |  | 3243505.014 | 3243505.014 | 0 | 0 |  | 1170626.0017 | 1170626.0017 | 0 | 0 |  | 463227.7475 | 463227.7475 | 0 | 0 |  | 96875.9577 | 96875.9577 | 0 | 0 |  | 2912.4006 | 2912.4006 | 0 | 0 |  | 1824.5642 | 1824.5642 | 0 | 0 |  | 307.5951 | 307.5951 | 0 | 0 |  | 1.5005 | 1.5005 | 0 | 0 |  | 0 | 0 | 0 | 0 |  | 0 | 0 | 0 | 0 | 0 | 0 | 0 | 0
0
| Total Other Power Generation Expense |  |  |  | 128834447 | 21720239 | 107114208 | 0 |  | 45179350.9351 | 7637770.0027 | 37541580.9324 | 0 |  | 12837008.1906 | 2166268.0367 | 10670740.154 | 0 |  | 968415.2385 | 162426.1193 | 805989.1192 | 0 |  | 13149902.0582 | 2216013.9 | 10933888.1582 | 0 |  | 901268.9995 | 152106.8337 | 749162.1658 | 0 |  | 12927792.4255 | 2177805.8276 | 10749986.5978 | 0 |  | 27876251.3646 | 4695194.5599 | 23181056.8047 | 0 |  | 10094618.4817 | 1694560.9182 | 8400057.5635 | 0 |  | 4018557.3935 | 670553.7345 | 3348003.659 | 0 |  | 837721.0348 | 140234.5511 | 697486.4838 | 0 |  | 25188.4138 | 4215.8984 | 20972.5154 | 0 |  | 15713.6974 | 2641.1811 | 13072.5163 | 0 |  | 2649.0962 | 445.2649 | 2203.8313 | 0 |  | 9.6706 | 2.172 | 7.4986 | 0 |  | 0 | 0 | 0 | 0 |  | 0 | 0 | 0 | 0 | 0 | 0 | 0 | 0
0
| Total Station Expense |  |  |  | 574443986 | 80013549.3895 | 494430436.6105 | 0 |  | 200953776.5782 | 28136204.548 | 172817572.0302 | 0 |  | 57042074.6886 | 7980151.3484 | 49061923.3403 | 0 |  | 4313592.6445 | 598349.3237 | 3715243.3208 | 0 |  | 58327886.7127 | 8163406.3805 | 50164480.3322 | 0 |  | 3788325.0666 | 560334.8864 | 3227990.1802 | 0 |  | 57942835.5735 | 8022654.5458 | 49920181.0277 | 0 |  | 124983402.4378 | 17296272.9282 | 107687129.5096 | 0 |  | 44973208.4077 | 6242465.0909 | 38730743.3169 | 0 |  | 18139202.4584 | 2470202.3008 | 15669000.1576 | 0 |  | 3778688.0157 | 516599.4803 | 3262088.5354 | 0 |  | 117621.0753 | 15530.6299 | 102090.4453 | 0 |  | 71611.7633 | 9729.6476 | 61882.1157 | 0 |  | 11666.5366 | 1640.2778 | 10026.2588 | 0 |  | 94.0411 | 8.0014 | 86.0397 | 0 |  | 0 | 0 | 0 | 0 |  | 0 | 0 | 0 | 0 | 0 | 0 | 0 | 0
0
| Other Power Supply Expenses | [87 empty] | 0 | 0 | 0 | 0
| 555 | PURCHASED POWER | PurPower | 58 | 48544007 | 9572612.2559 | 38971394.7441 | 0 |  | 16822711.582 | 3366142.0915 | 13456569.4905 | 0 |  | 4754116.3242 | 954724.4833 | 3799391.8409 | 0 |  | 362624.518 | 71584.9517 | 291039.5663 | 0 |  | 4823683.5144 | 976648.6372 | 3847034.8772 | 0 |  | 240896.3101 | 67037.0036 | 173859.3065 | 0 |  | 4999308.0411 | 959809.455 | 4039498.5861 | 0 |  | 10797241.493 | 2069280.959 | 8727960.534 | 0 |  | 3784478.5989 | 746832.2339 | 3037646.3649 | 0 |  | 1605824.4977 | 295528.5573 | 1310295.9404 | 0 |  | 333825.0708 | 61804.6138 | 272020.4571 | 0 |  | 11754.9855 | 1858.044 | 9896.9415 | 0 |  | 6581.0845 | 1164.0297 | 5417.0549 | 0 |  | 935.2312 | 196.2386 | 738.9927 | 0 |  | 25.7485 | 0.95726 | 24.7912 | 0 |  | 0 | 0 | 0 | 0 |  | 0 | 0 | 0 | 0 | 0 | 0 | 0 | 0
| 555 | PURCHASED POWER OPTIONS |  |  | 0 | 0 | 0 | 0 |  | 0 |  |  |  |  | 0 |  |  |  |  | 0 |  |  |  |  | 0 |  |  |  |  | 0 |  |  |  |  | 0 |  |  |  |  | 0 |  |  |  |  | 0 |  |  |  |  | 0 |  |  |  |  | 0 |  |  |  |  | 0 |  |  |  |  | 0 |  |  |  |  | 0 |  |  |  |  | 0 |  |  |  |  | 0 |  |  |  |  | 0 |  |  |  | 0 | 0 | 0 | 0
| 555 | BROKERAGE FEES |  |  | 0 | 0 | 0 | 0 |  | 0 |  |  |  |  | 0 |  |  |  |  | 0 |  |  |  |  | 0 |  |  |  |  | 0 |  |  |  |  | 0 |  |  |  |  | 0 |  |  |  |  | 0 |  |  |  |  | 0 |  |  |  |  | 0 |  |  |  |  | 0 |  |  |  |  | 0 |  |  |  |  | 0 |  |  |  |  | 0 |  |  |  |  | 0 |  |  |  |  | 0 |  |  |  | 0 | 0 | 0 | 0
| 555 | MISO TRANSMISSION EXPENSES |  |  | 0 | 0 | 0 | 0 |  | 0 |  |  |  |  | 0 |  |  |  |  | 0 |  |  |  |  | 0 |  |  |  |  | 0 |  |  |  |  | 0 |  |  |  |  | 0 |  |  |  |  | 0 |  |  |  |  | 0 |  |  |  |  | 0 |  |  |  |  | 0 |  |  |  |  | 0 |  |  |  |  | 0 |  |  |  |  | 0 |  |  |  |  | 0 |  |  |  |  | 0 |  |  |  | 0 | 0 | 0 | 0
| 556 | SYSTEM CONTROL AND LOAD DISPATCH | Prod | 36 | 2300266 | 2300266 | 0 | 0 |  | 808872.437 | 808872.437 | 0 | 0 |  | 229417.0295 | 229417.0295 | 0 | 0 |  | 17201.6192 | 17201.6192 | 0 | 0 |  | 234685.3287 | 234685.3287 | 0 | 0 |  | 16108.7628 | 16108.7628 | 0 | 0 |  | 230638.9308 | 230638.9308 | 0 | 0 |  | 497241.1404 | 497241.1404 | 0 | 0 |  | 179461.2327 | 179461.2327 | 0 | 0 |  | 71014.502 | 71014.502 | 0 | 0 |  | 14851.4374 | 14851.4374 | 0 | 0 |  | 446.4816 | 446.4816 | 0 | 0 |  | 279.7123 | 279.7123 | 0 | 0 |  | 47.1555 | 47.1555 | 0 | 0 |  | 0.23003 | 0.23003 | 0 | 0 |  | 0 | 0 | 0 | 0 |  | 0 | 0 | 0 | 0 | 0 | 0 | 0 | 0
| 557 | OTHER EXPENSES | Prod | 36 | 154987 | 154987 | 0 | 0 |  | 54500.0936 | 54500.0936 | 0 | 0 |  | 15457.6284 | 15457.6284 | 0 | 0 |  | 1159.0083 | 1159.0083 | 0 | 0 |  | 15812.5952 | 15812.5952 | 0 | 0 |  | 1085.374 | 1085.374 | 0 | 0 |  | 15539.9575 | 15539.9575 | 0 | 0 |  | 33503.0438 | 33503.0438 | 0 | 0 |  | 12091.7138 | 12091.7138 | 0 | 0 |  | 4784.8052 | 4784.8052 | 0 | 0 |  | 1000.6581 | 1000.6581 | 0 | 0 |  | 30.083 | 30.083 | 0 | 0 |  | 18.8464 | 18.8464 | 0 | 0 |  | 3.1772 | 3.1772 | 0 | 0 |  | 0.015499 | 0.015499 | 0 | 0 |  | 0 | 0 | 0 | 0 |  | 0 | 0 | 0 | 0 | 0 | 0 | 0 | 0
| Total Other Power Supply Expenses |  |  |  | 50999260 | 12027865.2559 | 38971394.7441 | 0 |  | 17686084.1127 | 4229514.6222 | 13456569.4905 | 0 |  | 4998990.9822 | 1199599.1413 | 3799391.8409 | 0 |  | 380985.1455 | 89945.5792 | 291039.5663 | 0 |  | 5074181.4383 | 1227146.5611 | 3847034.8772 | 0 |  | 258090.4469 | 84231.1404 | 173859.3065 | 0 |  | 5245486.9294 | 1205988.3433 | 4039498.5861 | 0 |  | 11327985.6772 | 2600025.1432 | 8727960.534 | 0 |  | 3976031.5453 | 938385.1804 | 3037646.3649 | 0 |  | 1681623.8049 | 371327.8645 | 1310295.9404 | 0 |  | 349677.1663 | 77656.7092 | 272020.4571 | 0 |  | 12231.5501 | 2334.6086 | 9896.9415 | 0 |  | 6879.6433 | 1462.5884 | 5417.0549 | 0 |  | 985.5639 | 246.5712 | 738.9927 | 0 |  | 25.994 | 1.2028 | 24.7912 | 0 |  | 0 | 0 | 0 | 0 |  | 0 | 0 | 0 | 0 | 0 | 0 | 0 | 0
0
| Total Electric Power Generation Expenses |  |  |  | 625443246 | 92041414.6454 | 533401831.3546 | 0 |  | 218639860.6909 | 32365719.1702 | 186274141.5208 | 0 |  | 62041065.6708 | 9179750.4897 | 52861315.1811 | 0 |  | 4694577.79 | 688294.9029 | 4006282.8871 | 0 |  | 63402068.151 | 9390552.9416 | 54011515.2093 | 0 |  | 4046415.5135 | 644566.0268 | 3401849.4867 | 0 |  | 63188322.503 | 9228642.8891 | 53959679.6139 | 0 |  | 136311388.115 | 19896298.0714 | 116415090.0436 | 0 |  | 48949239.953 | 7180850.2712 | 41768389.6818 | 0 |  | 19820826.2634 | 2841530.1654 | 16979296.098 | 0 |  | 4128365.182 | 594256.1895 | 3534108.9924 | 0 |  | 129852.6254 | 17865.2386 | 111987.3868 | 0 |  | 78491.4066 | 11192.236 | 67299.1706 | 0 |  | 12652.1005 | 1886.849 | 10765.2515 | 0 |  | 120.0351 | 9.2041 | 110.8309 | 0 |  | 0 | 0 | 0 | 0 |  | 0 | 0 | 0 | 0 | 0 | 0 | 0 | 0
0
0
| Transmission Expenses | [90 empty] | 0
| 560 | OPERATION SUPERVISION AND ENG | Trans | 38 | 1854542 | 1854542 | 0 | 0 |  | 819980.3507 | 819980.3507 | 0 | 0 |  | 210472.0701 | 210472.0701 | 0 | 0 |  | 21540.6149 | 21540.6149 | 0 | 0 |  | 187759.4741 | 187759.4741 | 0 | 0 |  | 8068.1779 | 8068.1779 | 0 | 0 |  | 166104.2089 | 166104.2089 | 0 | 0 |  | 270523.1043 | 270523.1043 | 0 | 0 |  | 93811.5644 | 93811.5644 | 0 | 0 |  | 62860.9438 | 62860.9438 | 0 | 0 |  | 12660.8857 | 12660.8857 | 0 | 0 |  | 460.642 | 460.642 | 0 | 0 |  | 124.1082 | 124.1082 | 0 | 0 |  | 174.7646 | 174.7646 | 0 | 0 |  | 1.0905 | 1.0905 | 0 | 0 |  | 0 | 0 | 0 | 0 |  | 0 | 0 | 0 | 0 | 0 | 0 | 0 | 0
| 561 | LOAD DISPATCHING | Trans | 38 | 4510239 | 4510239 | 0 | 0 |  | 1994189.0542 | 1994189.0542 | 0 | 0 |  | 511867.2636 | 511867.2636 | 0 | 0 |  | 52386.6925 | 52386.6925 | 0 | 0 |  | 456630.3176 | 456630.3176 | 0 | 0 |  | 19621.7775 | 19621.7775 | 0 | 0 |  | 403964.7961 | 403964.7961 | 0 | 0 |  | 657911.1476 | 657911.1476 | 0 | 0 |  | 228149.3631 | 228149.3631 | 0 | 0 |  | 152877.5731 | 152877.5731 | 0 | 0 |  | 30791.2253 | 30791.2253 | 0 | 0 |  | 1120.2796 | 1120.2796 | 0 | 0 |  | 301.8307 | 301.8307 | 0 | 0 |  | 425.0268 | 425.0268 | 0 | 0 |  | 2.6522 | 2.6522 | 0 | 0 |  | 0 | 0 | 0 | 0 |  | 0 | 0 | 0 | 0 | 0 | 0 | 0 | 0
| 562 | STATION EXPENSES | Trans | 38 | 1170142 | 1170142 | 0 | 0 |  | 517374.8815 | 517374.8815 | 0 | 0 |  | 132799.4777 | 132799.4777 | 0 | 0 |  | 13591.2685 | 13591.2685 | 0 | 0 |  | 118468.7359 | 118468.7359 | 0 | 0 |  | 5090.6983 | 5090.6983 | 0 | 0 |  | 104805.1277 | 104805.1277 | 0 | 0 |  | 170689.2841 | 170689.2841 | 0 | 0 |  | 59191.3537 | 59191.3537 | 0 | 0 |  | 39662.7472 | 39662.7472 | 0 | 0 |  | 7988.5137 | 7988.5137 | 0 | 0 |  | 290.6467 | 290.6467 | 0 | 0 |  | 78.3073 | 78.3073 | 0 | 0 |  | 110.2695 | 110.2695 | 0 | 0 |  | 0.68808 | 0.68808 | 0 | 0 |  | 0 | 0 | 0 | 0 |  | 0 | 0 | 0 | 0 | 0 | 0 | 0 | 0
| 563 | OVERHEAD LINE EXPENSES | Trans | 38 | 1105850 | 1105850 | 0 | 0 |  | 488948.3607 | 488948.3607 | 0 | 0 |  | 125502.9752 | 125502.9752 | 0 | 0 |  | 12844.5131 | 12844.5131 | 0 | 0 |  | 111959.6183 | 111959.6183 | 0 | 0 |  | 4810.9962 | 4810.9962 | 0 | 0 |  | 99046.74 | 99046.74 | 0 | 0 |  | 161310.9732 | 161310.9732 | 0 | 0 |  | 55939.1583 | 55939.1583 | 0 | 0 |  | 37483.5268 | 37483.5268 | 0 | 0 |  | 7549.5947 | 7549.5947 | 0 | 0 |  | 274.6775 | 274.6775 | 0 | 0 |  | 74.0048 | 74.0048 | 0 | 0 |  | 104.2109 | 104.2109 | 0 | 0 |  | 0.65027 | 0.65027 | 0 | 0 |  | 0 | 0 | 0 | 0 |  | 0 | 0 | 0 | 0 | 0 | 0 | 0 | 0
| 565 | TRANSMISSION OF ELECTRICITY BY OTHERS | Trans | 38 | 2766380 | 2766380 | 0 | 0 |  | 1223146.87 | 1223146.87 | 0 | 0 |  | 313956.6131 | 313956.6131 | 0 | 0 |  | 32131.6672 | 32131.6672 | 0 | 0 |  | 280076.7272 | 280076.7272 | 0 | 0 |  | 12035.1256 | 12035.1256 | 0 | 0 |  | 247774.0387 | 247774.0387 | 0 | 0 |  | 403533.4359 | 403533.4359 | 0 | 0 |  | 139936.6719 | 139936.6719 | 0 | 0 |  | 93768.3038 | 93768.3038 | 0 | 0 |  | 18885.9681 | 18885.9681 | 0 | 0 |  | 687.1297 | 687.1297 | 0 | 0 |  | 185.1295 | 185.1295 | 0 | 0 |  | 260.6925 | 260.6925 | 0 | 0 |  | 1.6267 | 1.6267 | 0 | 0 |  | 0 | 0 | 0 | 0 |  | 0 | 0 | 0 | 0 | 0 | 0 | 0 | 0
| 566 | MISC. TRANSMISSION EXPENSES | Trans | 38 | 24246266 | 24246266 | 0 | 0 |  | 10720415.9831 | 10720415.9831 | 0 | 0 |  | 2751710.0159 | 2751710.0159 | 0 | 0 |  | 281621.8126 | 281621.8126 | 0 | 0 |  | 2454765.733 | 2454765.733 | 0 | 0 |  | 105483.2872 | 105483.2872 | 0 | 0 |  | 2171644.9841 | 2171644.9841 | 0 | 0 |  | 3536816.7162 | 3536816.7162 | 0 | 0 |  | 1226491.5776 | 1226491.5776 | 0 | 0 |  | 821843.433 | 821843.433 | 0 | 0 |  | 165528.3102 | 165528.3102 | 0 | 0 |  | 6022.4294 | 6022.4294 | 0 | 0 |  | 1622.5896 | 1622.5896 | 0 | 0 |  | 2284.8706 | 2284.8706 | 0 | 0 |  | 14.2575 | 14.2575 | 0 | 0 |  | 0 | 0 | 0 | 0 |  | 0 | 0 | 0 | 0 | 0 | 0 | 0 | 0
| 567 | RENTS | Trans | 38 | 169306 | 169306 | 0 | 0 |  | 74858.1554 | 74858.1554 | 0 | 0 |  | 19214.5469 | 19214.5469 | 0 | 0 |  | 1966.4992 | 1966.4992 | 0 | 0 |  | 17141.0545 | 17141.0545 | 0 | 0 |  | 736.5651 | 736.5651 | 0 | 0 |  | 15164.0886 | 15164.0886 | 0 | 0 |  | 24696.7632 | 24696.7632 | 0 | 0 |  | 8564.3036 | 8564.3036 | 0 | 0 |  | 5738.7403 | 5738.7403 | 0 | 0 |  | 1155.8454 | 1155.8454 | 0 | 0 |  | 42.0532 | 42.0532 | 0 | 0 |  | 11.3302 | 11.3302 | 0 | 0 |  | 15.9547 | 15.9547 | 0 | 0 |  | 0.099557 | 0.099557 | 0 | 0 |  | 0 | 0 | 0 | 0 |  | 0 | 0 | 0 | 0 | 0 | 0 | 0 | 0
| 568 | MAINTENACE SUPERVISION AND ENG | Trans | 38 | 0 | 0 | 0 | 0 |  | 0 | 0 | 0 | 0 |  | 0 | 0 | 0 | 0 |  | 0 | 0 | 0 | 0 |  | 0 | 0 | 0 | 0 |  | 0 | 0 | 0 | 0 |  | 0 | 0 | 0 | 0 |  | 0 | 0 | 0 | 0 |  | 0 | 0 | 0 | 0 |  | 0 | 0 | 0 | 0 |  | 0 | 0 | 0 | 0 |  | 0 | 0 | 0 | 0 |  | 0 | 0 | 0 | 0 |  | 0 | 0 | 0 | 0 |  | 0 | 0 | 0 | 0 |  | 0 | 0 | 0 | 0 |  | 0 | 0 | 0 | 0 | 0 | 0 | 0 | 0
| 569 | STRUCTURES | Trans | 38 | 0 | 0 | 0 | 0 |  | 0 | 0 | 0 | 0 |  | 0 | 0 | 0 | 0 |  | 0 | 0 | 0 | 0 |  | 0 | 0 | 0 | 0 |  | 0 | 0 | 0 | 0 |  | 0 | 0 | 0 | 0 |  | 0 | 0 | 0 | 0 |  | 0 | 0 | 0 | 0 |  | 0 | 0 | 0 | 0 |  | 0 | 0 | 0 | 0 |  | 0 | 0 | 0 | 0 |  | 0 | 0 | 0 | 0 |  | 0 | 0 | 0 | 0 |  | 0 | 0 | 0 | 0 |  | 0 | 0 | 0 | 0 |  | 0 | 0 | 0 | 0 | 0 | 0 | 0 | 0
| 570 | MAINT OF STATION EQUIPMENT | Trans | 38 | 1969589 | 1969589 | 0 | 0 |  | 870848.0471 | 870848.0471 | 0 | 0 |  | 223528.7602 | 223528.7602 | 0 | 0 |  | 22876.8926 | 22876.8926 | 0 | 0 |  | 199407.1823 | 199407.1823 | 0 | 0 |  | 8568.6894 | 8568.6894 | 0 | 0 |  | 176408.5271 | 176408.5271 | 0 | 0 |  | 287305.0761 | 287305.0761 | 0 | 0 |  | 99631.1894 | 99631.1894 | 0 | 0 |  | 66760.5389 | 66760.5389 | 0 | 0 |  | 13446.3071 | 13446.3071 | 0 | 0 |  | 489.218 | 489.218 | 0 | 0 |  | 131.8073 | 131.8073 | 0 | 0 |  | 185.6061 | 185.6061 | 0 | 0 |  | 1.1582 | 1.1582 | 0 | 0 |  | 0 | 0 | 0 | 0 |  | 0 | 0 | 0 | 0 | 0 | 0 | 0 | 0
| 571 | MAINT OF OVERHEAD LINES | Trans | 38 | 10707630 | 10707630 | 0 | 0 |  | 4734347.4576 | 4734347.4576 | 0 | 0 |  | 1215209.4973 | 1215209.4973 | 0 | 0 |  | 124369.7553 | 124369.7553 | 0 | 0 |  | 1084073.0365 | 1084073.0365 | 0 | 0 |  | 46583.5032 | 46583.5032 | 0 | 0 |  | 959041.3213 | 959041.3213 | 0 | 0 |  | 1561928.1243 | 1561928.1243 | 0 | 0 |  | 541642.9074 | 541642.9074 | 0 | 0 |  | 362942.2938 | 362942.2938 | 0 | 0 |  | 73100.5715 | 73100.5715 | 0 | 0 |  | 2659.6238 | 2659.6238 | 0 | 0 |  | 716.5676 | 716.5676 | 0 | 0 |  | 1009.044 | 1009.044 | 0 | 0 |  | 6.2964 | 6.2964 | 0 | 0 |  | 0 | 0 | 0 | 0 |  | 0 | 0 | 0 | 0 | 0 | 0 | 0 | 0
| 572 | UNDERGROUND LINES | Trans | 38 | 0 | 0 | 0 | 0 |  | 0 | 0 | 0 | 0 |  | 0 | 0 | 0 | 0 |  | 0 | 0 | 0 | 0 |  | 0 | 0 | 0 | 0 |  | 0 | 0 | 0 | 0 |  | 0 | 0 | 0 | 0 |  | 0 | 0 | 0 | 0 |  | 0 | 0 | 0 | 0 |  | 0 | 0 | 0 | 0 |  | 0 | 0 | 0 | 0 |  | 0 | 0 | 0 | 0 |  | 0 | 0 | 0 | 0 |  | 0 | 0 | 0 | 0 |  | 0 | 0 | 0 | 0 |  | 0 | 0 | 0 | 0 |  | 0 | 0 | 0 | 0 | 0 | 0 | 0 | 0
| 573 | MISC PLANT | Trans | 38 | 217390 | 217390 | 0 | 0 |  | 96118.3561 | 96118.3561 | 0 | 0 |  | 24671.6026 | 24671.6026 | 0 | 0 |  | 2524.9977 | 2524.9977 | 0 | 0 |  | 22009.225 | 22009.225 | 0 | 0 |  | 945.7544 | 945.7544 | 0 | 0 |  | 19470.7879 | 19470.7879 | 0 | 0 |  | 31710.8039 | 31710.8039 | 0 | 0 |  | 10996.6213 | 10996.6213 | 0 | 0 |  | 7368.5797 | 7368.5797 | 0 | 0 |  | 1484.113 | 1484.113 | 0 | 0 |  | 53.9966 | 53.9966 | 0 | 0 |  | 14.548 | 14.548 | 0 | 0 |  | 20.486 | 20.486 | 0 | 0 |  | 0.12783 | 0.12783 | 0 | 0 |  | 0 | 0 | 0 | 0 |  | 0 | 0 | 0 | 0 | 0 | 0 | 0 | 0
| 575 | MISO DAY 1&2 EXPENSE | Trans | 38 | 0 | 0 | 0 | 0 |  | 0 | 0 | 0 | 0 |  | 0 | 0 | 0 | 0 |  | 0 | 0 | 0 | 0 |  | 0 | 0 | 0 | 0 |  | 0 | 0 | 0 | 0 |  | 0 | 0 | 0 | 0 |  | 0 | 0 | 0 | 0 |  | 0 | 0 | 0 | 0 |  | 0 | 0 | 0 | 0 |  | 0 | 0 | 0 | 0 |  | 0 | 0 | 0 | 0 |  | 0 | 0 | 0 | 0 |  | 0 | 0 | 0 | 0 |  | 0 | 0 | 0 | 0 |  | 0 | 0 | 0 | 0 |  | 0 | 0 | 0 | 0 | 0 | 0 | 0 | 0
| Total Transmission Expenses |  |  |  | 48717334 | 48717334 | 0 | 0 |  | 21540227.5166 | 21540227.5166 | 0 | 0 |  | 5528932.8227 | 5528932.8227 | 0 | 0 |  | 565854.7136 | 565854.7136 | 0 | 0 |  | 4932291.1044 | 4932291.1044 | 0 | 0 |  | 211944.5746 | 211944.5746 | 0 | 0 |  | 4363424.6204 | 4363424.6204 | 0 | 0 |  | 7106425.429 | 7106425.429 | 0 | 0 |  | 2464354.7107 | 2464354.7107 | 0 | 0 |  | 1651306.6804 | 1651306.6804 | 0 | 0 |  | 332591.3349 | 332591.3349 | 0 | 0 |  | 12100.6965 | 12100.6965 | 0 | 0 |  | 3260.2232 | 3260.2232 | 0 | 0 |  | 4590.9257 | 4590.9257 | 0 | 0 |  | 28.6472 | 28.6472 | 0 | 0 |  | 0 | 0 | 0 | 0 |  | 0 | 0 | 0 | 0 | 0 | 0 | 0 | 0
0
| Distribution Operation Expense | [90 empty] | 0
| 580 | OPERATION SUPERVISION AND ENGI | LBDO | 47 | 1911255 | 909665.5568 | 0 | 1001589.4432 |  | 1240476.1044 | 472942.9719 | 0 | 767533.1325 |  | 284227.501 | 115203.507 | 0 | 169023.994 |  | 12769.717 | 11298.7755 | 0 | 1470.9415 |  | 112317.1049 | 91631.2841 | 0 | 20685.8208 |  | 4018.4004 | 3784.9925 | 0 | 233.408 |  | 86584.4199 | 80952.2024 | 0 | 5632.2176 |  | 127322.9126 | 126909.4371 | 0 | 413.4755 |  | 204.9983 | 0 | 0 | 204.9983 |  | 12.6544 | 0 | 0 | 12.6544 |  | 42829.1624 | 6552.9765 | 0 | 36276.1859 |  | 244.4828 | 238.4175 | 0 | 6.0654 |  | 139.0219 | 64.2355 | 0 | 74.7864 |  | 104.8256 | 86.1926 | 0 | 18.633 |  | 3.6943 | 0.56443 | 0 | 3.1299 |  | 0 | 0 | 0 | 0 |  | 0 | 0 | 0 | 0 | 0 | 0 | 0 | 0
| 581 | LOAD DISPATCHING | Acct362 | 50 | 438256 | 438256 | 0 | 0 |  | 211654.2586 | 211654.2586 | 0 | 0 |  | 54327.2896 | 54327.2896 | 0 | 0 |  | 5560.088 | 5560.088 | 0 | 0 |  | 48464.6885 | 48464.6885 | 0 | 0 |  | 2082.5672 | 2082.5672 | 0 | 0 |  | 42875.0069 | 42875.0069 | 0 | 0 |  | 69827.7307 | 69827.7307 | 0 | 0 |  | 0 | 0 | 0 | 0 |  | 0 | 0 | 0 | 0 |  | 3268.0422 | 3268.0422 | 0 | 0 |  | 118.9014 | 118.9014 | 0 | 0 |  | 32.035 | 32.035 | 0 | 0 |  | 45.1104 | 45.1104 | 0 | 0 |  | 0.28149 | 0.28149 | 0 | 0 |  | 0 | 0 | 0 | 0 |  | 0 | 0 | 0 | 0 | 0 | 0 | 0 | 0
| 582 | STATION EXPENSES | Acct362 | 50 | 2231084 | 2231084 | 0 | 0 |  | 1077494.5009 | 1077494.5009 | 0 | 0 |  | 276570.6494 | 276570.6494 | 0 | 0 |  | 28305.4272 | 28305.4272 | 0 | 0 |  | 246725.1814 | 246725.1814 | 0 | 0 |  | 10601.9824 | 10601.9824 | 0 | 0 |  | 218269.0981 | 218269.0981 | 0 | 0 |  | 355480.6612 | 355480.6612 | 0 | 0 |  | 0 | 0 | 0 | 0 |  | 0 | 0 | 0 | 0 |  | 16637.0264 | 16637.0264 | 0 | 0 |  | 605.3062 | 605.3062 | 0 | 0 |  | 163.0843 | 163.0843 | 0 | 0 |  | 229.6493 | 229.6493 | 0 | 0 |  | 1.433 | 1.433 | 0 | 0 |  | 0 | 0 | 0 | 0 |  | 0 | 0 | 0 | 0 | 0 | 0 | 0 | 0
| 583 | OVERHEAD LINE EXPENSES | Acct365 | 51 | 6598429 | 5354529.1923 | 0 | 1243899.8077 |  | 3827757.7904 | 2827679.401 | 0 | 1000078.3893 |  | 872304.3979 | 685140.4176 | 0 | 187163.9803 |  | 67849.4712 | 66890.8618 | 0 | 958.6095 |  | 524763.5108 | 514722.9808 | 0 | 10040.53 |  | 22118.0666 | 22118.0666 | 0 | 0 |  | 457089.1614 | 455357.3339 | 0 | 1731.8275 |  | 741610.8259 | 741610.8259 | 0 | 0 |  | 0 | 0 | 0 | 0 |  | 0 | 0 | 0 | 0 |  | 82270.8239 | 38737.7445 | 0 | 43533.0794 |  | 1436.5288 | 1409.3984 | 0 | 27.1305 |  | 714.3353 | 379.7263 | 0 | 334.609 |  | 488.1423 | 479.0988 | 0 | 9.0435 |  | 25.9453 | 3.3366 | 0 | 22.6087 |  | 0 | 0 | 0 | 0 |  | 0 | 0 | 0 | 0 | 0 | 0 | 0 | 0
| 584 | UNDERGROUND LINE EXPENSES | Acct367 | 52 | 41724 | 29386.1665 | 0 | 12337.8335 |  | 25540.6961 | 15621.2471 | 0 | 9919.449 |  | 5625.615 | 3769.1969 | 0 | 1856.418 |  | 376.1693 | 366.6612 | 0 | 9.5081 |  | 2891.5581 | 2791.9693 | 0 | 99.5887 |  | 119.9732 | 119.9732 | 0 | 0 |  | 2487.1346 | 2469.9572 | 0 | 17.1774 |  | 4022.6583 | 4022.6583 | 0 | 0 |  | 0 | 0 | 0 | 0 |  | 0 | 0 | 0 | 0 |  | 643.8811 | 212.0907 | 0 | 431.7903 |  | 7.9856 | 7.7165 | 0 | 0.2691 |  | 5.3979 | 2.079 | 0 | 3.3189 |  | 2.6884 | 2.5987 | 0 | 0.089699 |  | 0.24252 | 0.018268 | 0 | 0.22425 |  | 0 | 0 | 0 | 0 |  | 0 | 0 | 0 | 0 | 0 | 0 | 0 | 0
| 585 | STREET LIGHTING EXPENSE |  |  | 0 | 0 | 0 | 0 |  | 0 |  |  |  |  | 0 |  |  |  |  | 0 |  |  |  |  | 0 |  |  |  |  | 0 |  |  |  |  | 0 |  |  |  |  | 0 |  |  |  |  | 0 |  |  |  |  | 0 |  |  |  |  | 0 |  |  |  |  | 0 |  |  |  |  | 0 |  |  |  |  | 0 |  |  |  |  | 0 |  |  |  |  | 0 |  |  |  |  | 0 |  |  |  | 0 | 0 | 0 | 0
| 586 | METER EXPENSES | C03 | 29 | 9700980 | 0 | 0 | 9700980 |  | 5860700.1926 | 0 | 0 | 5860700.1926 |  | 2364967.3367 | 0 | 0 | 2364967.3367 |  | 48274.0325 | 0 | 0 | 48274.0325 |  | 739436.9101 | 0 | 0 | 739436.9101 |  | 144604.9852 | 0 | 0 | 144604.9852 |  | 132257.1991 | 0 | 0 | 132257.1991 |  | 256163.5662 | 0 | 0 | 256163.5662 |  | 127004.1101 | 0 | 0 | 127004.1101 |  | 7839.8986 | 0 | 0 | 7839.8986 |  | 0 | 0 | 0 | 0 |  | 1430.85 | 0 | 0 | 1430.85 |  | 17634.7928 | 0 | 0 | 17634.7928 |  | 666.1262 | 0 | 0 | 666.1262 |  | 0 | 0 | 0 | 0 |  | 0 | 0 | 0 | 0 |  | 0 | 0 | 0 | 0 | 0 | 0 | 0 | 0
| 586 | METER EXPENSES - LOAD MANAGEMENT |  |  | 0 | 0 | 0 | 0 |  | 0 |  |  |  |  | 0 |  |  |  |  | 0 |  |  |  |  | 0 |  |  |  |  | 0 |  |  |  |  | 0 |  |  |  |  | 0 |  |  |  |  | 0 |  |  |  |  | 0 |  |  |  |  | 0 |  |  |  |  | 0 |  |  |  |  | 0 |  |  |  |  | 0 |  |  |  |  | 0 |  |  |  |  | 0 |  |  |  |  | 0 |  |  |  | 0 | 0 | 0 | 0
| 587 | CUSTOMER INSTALLATIONS EXPENSE |  |  | 0 | 0 | 0 | 0 |  | 0 |  |  |  |  | 0 |  |  |  |  | 0 |  |  |  |  | 0 |  |  |  |  | 0 |  |  |  |  | 0 |  |  |  |  | 0 |  |  |  |  | 0 |  |  |  |  | 0 |  |  |  |  | 0 |  |  |  |  | 0 |  |  |  |  | 0 |  |  |  |  | 0 |  |  |  |  | 0 |  |  |  |  | 0 |  |  |  |  | 0 |  |  |  | 0 | 0 | 0 | 0
| 588 | MISCELLANEOUS DISTRIBUTION EXP | Distplt | 37 | 8491579 | 5618821.0396 | 0 | 2872757.9604 |  | 4814510.535 | 3017542.6599 | 0 | 1796967.8751 |  | 1102094.0447 | 713543.8671 | 0 | 388550.1776 |  | 71589.6829 | 68183.3396 | 0 | 3406.3433 |  | 602960.8746 | 557276.9 | 0 | 45683.9745 |  | 25439.3707 | 21134.2029 | 0 | 4305.1678 |  | 500257.7169 | 490960.0708 | 0 | 9297.646 |  | 716248.7087 | 708622.2279 | 0 | 7626.4808 |  | 3781.156 | 0 | 0 | 3781.156 |  | 233.4088 | 0 | 0 | 233.4088 |  | 651029.503 | 39208.1771 | 0 | 611821.3259 |  | 1502.6873 | 1426.5142 | 0 | 76.1732 |  | 1323.439 | 384.3378 | 0 | 939.1012 |  | 576.5168 | 535.3652 | 0 | 41.1517 |  | 31.3555 | 3.3771 | 0 | 27.9784 |  | 0 | 0 | 0 | 0 |  | 0 | 0 | 0 | 0 | 0 | 0 | 0 | 0
| 588 | MISC DISTR EXP -- MAPPIN |  |  | 0 | 0 | 0 | 0 |  | 0 |  |  |  |  | 0 |  |  |  |  | 0 |  |  |  |  | 0 |  |  |  |  | 0 |  |  |  |  | 0 |  |  |  |  | 0 |  |  |  |  | 0 |  |  |  |  | 0 |  |  |  |  | 0 |  |  |  |  | 0 |  |  |  |  | 0 |  |  |  |  | 0 |  |  |  |  | 0 |  |  |  |  | 0 |  |  |  |  | 0 |  |  |  | 0 | 0 | 0 | 0
| 589 | RENTS |  |  | 0 | 0 | 0 | 0 |  | 0 |  |  |  |  | 0 |  |  |  |  | 0 |  |  |  |  | 0 |  |  |  |  | 0 |  |  |  |  | 0 |  |  |  |  | 0 |  |  |  |  | 0 |  |  |  |  | 0 |  |  |  |  | 0 |  |  |  |  | 0 |  |  |  |  | 0 |  |  |  |  | 0 |  |  |  |  | 0 |  |  |  |  | 0 |  |  |  |  | 0 |  |  |  | 0 | 0 | 0 | 0
| Total Distribution Operation Expense |  |  |  | 29413307 | 14581741.9552 | 0 | 14831565.0448 |  | 17058134.078 | 7622935.0395 | 0 | 9435199.0385 |  | 4960116.8343 | 1848554.9276 | 0 | 3111561.9067 |  | 234724.5881 | 180605.1531 | 0 | 54119.435 |  | 2277559.8283 | 1461613.0042 | 0 | 815946.8242 |  | 208985.3458 | 59841.7848 | 0 | 149143.561 |  | 1439819.7369 | 1290883.6693 | 0 | 148936.0676 |  | 2270677.0637 | 2006473.5412 | 0 | 264203.5225 |  | 130990.2643 | 0 | 0 | 130990.2643 |  | 8085.9619 | 0 | 0 | 8085.9619 |  | 796678.4389 | 104616.0575 | 0 | 692062.3814 |  | 5346.7423 | 3806.2542 | 0 | 1540.4881 |  | 20012.1061 | 1025.4978 | 0 | 18986.6083 |  | 2113.059 | 1378.015 | 0 | 735.044 |  | 62.9521 | 9.0109 | 0 | 53.9412 |  | 0 | 0 | 0 | 0 |  | 0 | 0 | 0 | 0 | 0 | 0 | 0 | 0
0
| Distribution Maintenance Expense | [90 empty] | 0
| 590 | MAINTENANCE SUPERVISION AND EN | LBDM | 48 | 50915 | 41838.6124 | 0 | 9076.3876 |  | 29232.887 | 21937.0648 | 0 | 7295.8222 |  | 6702.2232 | 5336.6654 | 0 | 1365.5578 |  | 529.8186 | 522.8205 | 0 | 6.9981 |  | 4155.349 | 4082.0216 | 0 | 73.3274 |  | 174.6007 | 174.5883 | 0 | 0.012336 |  | 3623.2775 | 3610.6257 | 0 | 12.6518 |  | 5853.9054 | 5853.8836 | 0 | 0.021852 |  | 0.010834 | 0 | 0 | 0.010834 |  | 0.00066879 | 0 | 0 | 0.00066879 |  | 622.2263 | 303.1126 | 0 | 319.1136 |  | 11.2262 | 11.0282 | 0 | 0.198 |  | 5.4133 | 2.9713 | 0 | 2.442 |  | 3.8704 | 3.8044 | 0 | 0.066046 |  | 0.19101 | 0.026108 | 0 | 0.1649 |  | 0 | 0 | 0 | 0 |  | 0 | 0 | 0 | 0 | 0 | 0 | 0 | 0
| 591 | STRUCTURES |  |  | 0 | 0 | 0 | 0 |  | 0 |  |  |  |  | 0 |  |  |  |  | 0 |  |  |  |  | 0 |  |  |  |  | 0 |  |  |  |  | 0 |  |  |  |  | 0 |  |  |  |  | 0 |  |  |  |  | 0 |  |  |  |  | 0 |  |  |  |  | 0 |  |  |  |  | 0 |  |  |  |  | 0 |  |  |  |  | 0 |  |  |  |  | 0 |  |  |  |  | 0 |  |  |  | 0 | 0 | 0 | 0
| 592 | MAINTENANCE OF STATION EQUIPME | Acct362 | 50 | 1421212 | 1421212 | 0 | 0 |  | 686369.5471 | 686369.5471 | 0 | 0 |  | 176176.9282 | 176176.9282 | 0 | 0 |  | 18030.7029 | 18030.7029 | 0 | 0 |  | 157165.2114 | 157165.2114 | 0 | 0 |  | 6753.5174 | 6753.5174 | 0 | 0 |  | 139038.5398 | 139038.5398 | 0 | 0 |  | 226443.0122 | 226443.0122 | 0 | 0 |  | 0 | 0 | 0 | 0 |  | 0 | 0 | 0 | 0 |  | 10597.8715 | 10597.8715 | 0 | 0 |  | 385.5832 | 385.5832 | 0 | 0 |  | 103.8855 | 103.8855 | 0 | 0 |  | 146.2878 | 146.2878 | 0 | 0 |  | 0.91283 | 0.91283 | 0 | 0 |  | 0 | 0 | 0 | 0 |  | 0 | 0 | 0 | 0 | 0 | 0 | 0 | 0
| 593 | MAINTENANCE OF OVERHEAD LINES | Acct365 | 51 | 28071515 | 22779626.2627 | 0 | 5291888.7373 |  | 16284324.6823 | 12029718.6984 | 0 | 4254605.9839 |  | 3711020.6068 | 2914774.0334 | 0 | 796246.5734 |  | 288650.1393 | 284571.9533 | 0 | 4078.186 |  | 2232486.9701 | 2189771.8194 | 0 | 42715.1507 |  | 94096.2824 | 94096.2824 | 0 | 0 |  | 1944581.8467 | 1937214.1805 | 0 | 7367.6662 |  | 3155014.5382 | 3155014.5382 | 0 | 0 |  | 0 | 0 | 0 | 0 |  | 0 | 0 | 0 | 0 |  | 350002.5031 | 164800.921 | 0 | 185201.5821 |  | 6111.3851 | 5995.9648 | 0 | 115.4204 |  | 3038.9771 | 1615.4594 | 0 | 1423.5177 |  | 2076.6905 | 2038.217 | 0 | 38.4735 |  | 110.3785 | 14.1949 | 0 | 96.1836 |  | 0 | 0 | 0 | 0 |  | 0 | 0 | 0 | 0 | 0 | 0 | 0 | 0
| 594 | MAINTENANCE OF UNDERGROUND LIN | Acct367 | 52 | 483282 | 340374.9713 | 0 | 142907.0287 |  | 295833.5412 | 180938.2496 | 0 | 114895.2916 |  | 65160.5418 | 43657.9673 | 0 | 21502.5745 |  | 4357.105 | 4246.9739 | 0 | 110.1311 |  | 33492.4255 | 32338.9063 | 0 | 1153.5192 |  | 1389.6292 | 1389.6292 | 0 | 0 |  | 28808.0573 | 28609.094 | 0 | 198.9632 |  | 46593.7677 | 46593.7677 | 0 | 0 |  | 0 | 0 | 0 | 0 |  | 0 | 0 | 0 | 0 |  | 7457.9648 | 2456.611 | 0 | 5001.3538 |  | 92.496 | 89.3791 | 0 | 3.1169 |  | 62.5229 | 24.0809 | 0 | 38.442 |  | 31.1397 | 30.1007 | 0 | 1.039 |  | 2.809 | 0.2116 | 0 | 2.5974 |  | 0 | 0 | 0 | 0 |  | 0 | 0 | 0 | 0 | 0 | 0 | 0 | 0
| 595 | MAINTENANCE OF LINE TRANSFORME | Acct368 | 53 | 106084 | 57943.2136 | 0 | 48140.7864 |  | 78312.0157 | 39607.4835 | 0 | 38704.5322 |  | 14631.8654 | 7388.3389 | 0 | 7243.5265 |  | 572.6454 | 535.5458 | 0 | 37.0996 |  | 5847.2706 | 5458.687 | 0 | 388.5836 |  | 0 | 0 | 0 | 0 |  | 4725.7235 | 4658.6992 | 0 | 67.0243 |  | 0 | 0 | 0 | 0 |  | 0 | 0 | 0 | 0 |  | 0 | 0 | 0 | 0 |  | 1960.048 | 275.2526 | 0 | 1684.7954 |  | 11.0645 | 10.0145 | 0 | 1.05 |  | 15.648 | 2.6982 | 0 | 12.9499 |  | 6.8202 | 6.4702 | 0 | 0.35 |  | 0.8987 | 0.023708 | 0 | 0.87499 |  | 0 | 0 | 0 | 0 |  | 0 | 0 | 0 | 0 | 0 | 0 | 0 | 0
| 596 | MAINTENANCE OF ST LIGHTS & SIG SYSTEMS |  |  | 0 | 0 | 0 | 0 |  | 0 |  |  |  |  | 0 |  |  |  |  | 0 |  |  |  |  | 0 |  |  |  |  | 0 |  |  |  |  | 0 |  |  |  |  | 0 |  |  |  |  | 0 |  |  |  |  | 0 |  |  |  |  | 0 |  |  |  |  | 0 |  |  |  |  | 0 |  |  |  |  | 0 |  |  |  |  | 0 |  |  |  |  | 0 |  |  |  |  | 0 |  |  |  | 0 | 0 | 0 | 0
| 597 | MAINTENANCE OF METERS | C03 | 29 | 28 | 0 | 0 | 28 |  | 16.9158 | 0 | 0 | 16.9158 |  | 6.826 | 0 | 0 | 6.826 |  | 0.13933 | 0 | 0 | 0.13933 |  | 2.1342 | 0 | 0 | 2.1342 |  | 0.41737 | 0 | 0 | 0.41737 |  | 0.38173 | 0 | 0 | 0.38173 |  | 0.73937 | 0 | 0 | 0.73937 |  | 0.36657 | 0 | 0 | 0.36657 |  | 0.022628 | 0 | 0 | 0.022628 |  | 0 | 0 | 0 | 0 |  | 0.0041299 | 0 | 0 | 0.0041299 |  | 0.050899 | 0 | 0 | 0.050899 |  | 0.0019226 | 0 | 0 | 0.0019226 |  | 0 | 0 | 0 | 0 |  | 0 | 0 | 0 | 0 |  | 0 | 0 | 0 | 0 | 0 | 0 | 0 | 0
| 598 | MISCELLANEOUS DISTRIBUTION EXPENSES | Distplt | 37 | 584150 | 386528.1487 | 0 | 197621.8513 |  | 331198.2764 | 207581.8343 | 0 | 123616.4422 |  | 75814.9028 | 49085.8826 | 0 | 26729.0202 |  | 4924.7747 | 4690.4466 | 0 | 234.3281 |  | 41478.6926 | 38336.0151 | 0 | 3142.6774 |  | 1750.0171 | 1453.8574 | 0 | 296.1597 |  | 34413.5696 | 33773.9689 | 0 | 639.6007 |  | 49271.9532 | 48747.3148 | 0 | 524.6384 |  | 260.1121 | 0 | 0 | 260.1121 |  | 16.0566 | 0 | 0 | 16.0566 |  | 44785.4144 | 2697.1964 | 0 | 42088.2179 |  | 103.3724 | 98.1323 | 0 | 5.2401 |  | 91.0416 | 26.4392 | 0 | 64.6024 |  | 39.6596 | 36.8287 | 0 | 2.8309 |  | 2.157 | 0.23232 | 0 | 1.9247 |  | 0 | 0 | 0 | 0 |  | 0 | 0 | 0 | 0 | 0 | 0 | 0 | 0
| Total Distribution Maintenance Expense |  |  |  | 30717186 | 25027523.2086 | 0 | 5689662.7914 |  | 17705287.8655 | 13166152.8777 | 0 | 4539134.9877 |  | 4049513.8942 | 3196419.8158 | 0 | 853094.0784 |  | 317065.3252 | 312598.443 | 0 | 4466.8822 |  | 2474628.0533 | 2427152.6609 | 0 | 47475.3925 |  | 104164.4641 | 103867.8747 | 0 | 296.5894 |  | 2155191.3961 | 2146905.1081 | 0 | 8286.288 |  | 3483177.9162 | 3482652.5166 | 0 | 525.3997 |  | 260.4895 | 0 | 0 | 260.4895 |  | 16.0799 | 0 | 0 | 16.0799 |  | 415426.028 | 181130.9652 | 0 | 234295.0628 |  | 6715.1315 | 6590.1021 | 0 | 125.0295 |  | 3317.5393 | 1775.5345 | 0 | 1542.0049 |  | 2304.47 | 2261.7087 | 0 | 42.7613 |  | 117.3471 | 15.6014 | 0 | 101.7456 |  | 0 | 0 | 0 | 0 |  | 0 | 0 | 0 | 0 | 0 | 0 | 0 | 0
0
| Total Distribution Operation and Maintenance Expenses |  |  |  | 60130493 | 39609265.1638 | 0 | 20521227.8362 |  | 34763421.9434 | 20789087.9172 | 0 | 13974334.0262 |  | 9009630.7285 | 5044974.7435 | 0 | 3964655.9851 |  | 551789.9133 | 493203.5961 | 0 | 58586.3172 |  | 4752187.8817 | 3888765.665 | 0 | 863422.2166 |  | 313149.81 | 163709.6595 | 0 | 149440.1505 |  | 3595011.133 | 3437788.7774 | 0 | 157222.3556 |  | 5753854.9799 | 5489126.0578 | 0 | 264728.9221 |  | 131250.7538 | 0 | 0 | 131250.7538 |  | 8102.0418 | 0 | 0 | 8102.0418 |  | 1212104.467 | 285747.0227 | 0 | 926357.4443 |  | 12061.8739 | 10396.3563 | 0 | 1665.5176 |  | 23329.6455 | 2801.0323 | 0 | 20528.6132 |  | 4417.529 | 3639.7237 | 0 | 777.8053 |  | 180.2992 | 24.6124 | 0 | 155.6868 |  | 0 | 0 | 0 | 0 |  | 0 | 0 | 0 | 0 | 0 | 0 | 0 | 0
0
| Transmission and Distribution Expenses |  |  |  | 108847827 | 88326599.1638 | 0 | 20521227.8362 |  | 56303649.4601 | 42329315.4338 | 0 | 13974334.0262 |  | 14538563.5513 | 10573907.5662 | 0 | 3964655.9851 |  | 1117644.6269 | 1059058.3098 | 0 | 58586.3172 |  | 9684478.9861 | 8821056.7694 | 0 | 863422.2166 |  | 525094.3845 | 375654.2341 | 0 | 149440.1505 |  | 7958435.7535 | 7801213.3978 | 0 | 157222.3556 |  | 12860280.4089 | 12595551.4868 | 0 | 264728.9221 |  | 2595605.4645 | 2464354.7107 | 0 | 131250.7538 |  | 1659408.7222 | 1651306.6804 | 0 | 8102.0418 |  | 1544695.8018 | 618338.3576 | 0 | 926357.4443 |  | 24162.5704 | 22497.0528 | 0 | 1665.5176 |  | 26589.8687 | 6061.2555 | 0 | 20528.6132 |  | 9008.4547 | 8230.6494 | 0 | 777.8053 |  | 208.9464 | 53.2596 | 0 | 155.6868 |  | 0 | 0 | 0 | 0 |  | 0 | 0 | 0 | 0 | 0 | 0 | 0 | 0
0
| Production, Transmission and Distribution Expenses |  |  |  | 734291073 | 180368013.8093 | 533401831.3546 | 20521227.8362 |  | 274943510.151 | 74695034.604 | 186274141.5208 | 13974334.0262 |  | 76579629.2221 | 19753658.0559 | 52861315.1811 | 3964655.9851 |  | 5812222.4169 | 1747353.2126 | 4006282.8871 | 58586.3172 |  | 73086547.137 | 18211609.711 | 54011515.2093 | 863422.2166 |  | 4571509.898 | 1020220.2608 | 3401849.4867 | 149440.1505 |  | 71146758.2564 | 17029856.287 | 53959679.6139 | 157222.3556 |  | 149171668.5239 | 32491849.5581 | 116415090.0436 | 264728.9221 |  | 51544845.4175 | 9645204.9819 | 41768389.6818 | 131250.7538 |  | 21480234.9856 | 4492836.8458 | 16979296.098 | 8102.0418 |  | 5673060.9838 | 1212594.5471 | 3534108.9924 | 926357.4443 |  | 154015.1958 | 40362.2914 | 111987.3868 | 1665.5176 |  | 105081.2753 | 17253.4915 | 67299.1706 | 20528.6132 |  | 21660.5552 | 10117.4984 | 10765.2515 | 777.8053 |  | 328.9815 | 62.4637 | 110.8309 | 155.6868 |  | 0 | 0 | 0 | 0 |  | 0 | 0 | 0 | 0 | 0 | 0 | 0 | 0
0
| Customer Accounts Expense | [90 empty] | 0
| 901 | SUPERVISION/CUSTOMER ACCTS | C05 | 31 | 4235757 | 0 | 0 | 4235757 |  | 2751609.1564 | 0 | 0 | 2751609.1564 |  | 1029923.509 | 0 | 0 | 1029923.509 |  | 26375.1189 | 0 | 0 | 26375.1189 |  | 138127.2439 | 0 | 0 | 138127.2439 |  | 6344.9578 | 0 | 0 | 6344.9578 |  | 119123.4731 | 0 | 0 | 119123.4731 |  | 39811.5002 | 0 | 0 | 39811.5002 |  | 3110.2734 | 0 | 0 | 3110.2734 |  | 311.0273 | 0 | 0 | 311.0273 |  | 119776.6305 | 0 | 0 | 119776.6305 |  | 74.6466 | 0 | 0 | 74.6466 |  | 920.6409 | 0 | 0 | 920.6409 |  | 124.4109 | 0 | 0 | 124.4109 |  | 124.4109 | 0 | 0 | 124.4109 |  | 0 | 0 | 0 | 0 |  | 0 | 0 | 0 | 0 | 0 | 0 | 0 | 0
| 902 | METER READING EXPENSES | C05 | 31 | 9902132 | 0 | 0 | 9902132 |  | 6432568.5065 | 0 | 0 | 6432568.5065 |  | 2407701.5126 | 0 | 0 | 2407701.5126 |  | 61658.3785 | 0 | 0 | 61658.3785 |  | 322906.6733 | 0 | 0 | 322906.6733 |  | 14832.9118 | 0 | 0 | 14832.9118 |  | 278480.6482 | 0 | 0 | 278480.6482 |  | 93069.2506 | 0 | 0 | 93069.2506 |  | 7271.0352 | 0 | 0 | 7271.0352 |  | 727.1035 | 0 | 0 | 727.1035 |  | 280007.5656 | 0 | 0 | 280007.5656 |  | 174.5048 | 0 | 0 | 174.5048 |  | 2152.2264 | 0 | 0 | 2152.2264 |  | 290.8414 | 0 | 0 | 290.8414 |  | 290.8414 | 0 | 0 | 290.8414 |  | 0 | 0 | 0 | 0 |  | 0 | 0 | 0 | 0 | 0 | 0 | 0 | 0
| 903 | RECORDS AND COLLECTION | C05 | 31 | 21487653 | 0 | 0 | 21487653 |  | 13958690.9129 | 0 | 0 | 13958690.9129 |  | 5224718.7404 | 0 | 0 | 5224718.7404 |  | 133798.8468 | 0 | 0 | 133798.8468 |  | 700708.3472 | 0 | 0 | 700708.3472 |  | 32187.4584 | 0 | 0 | 32187.4584 |  | 604303.7536 | 0 | 0 | 604303.7536 |  | 201960.5234 | 0 | 0 | 201960.5234 |  | 15778.1659 | 0 | 0 | 15778.1659 |  | 1577.8166 | 0 | 0 | 1577.8166 |  | 607617.1685 | 0 | 0 | 607617.1685 |  | 378.676 | 0 | 0 | 378.676 |  | 4670.3371 | 0 | 0 | 4670.3371 |  | 631.1266 | 0 | 0 | 631.1266 |  | 631.1266 | 0 | 0 | 631.1266 |  | 0 | 0 | 0 | 0 |  | 0 | 0 | 0 | 0 | 0 | 0 | 0 | 0
| 904 | UNCOLLECTIBLE ACCOUNTS | C05 | 31 | 4646049 | 0 | 0 | 4646049 |  | 3018140.788 | 0 | 0 | 3018140.788 |  | 1129685.9308 | 0 | 0 | 1129685.9308 |  | 28929.9161 | 0 | 0 | 28929.9161 |  | 151506.7893 | 0 | 0 | 151506.7893 |  | 6959.5553 | 0 | 0 | 6959.5553 |  | 130662.2389 | 0 | 0 | 130662.2389 |  | 43667.7979 | 0 | 0 | 43667.7979 |  | 3411.5467 | 0 | 0 | 3411.5467 |  | 341.1547 | 0 | 0 | 341.1547 |  | 131378.6637 | 0 | 0 | 131378.6637 |  | 81.8771 | 0 | 0 | 81.8771 |  | 1009.8178 | 0 | 0 | 1009.8178 |  | 136.4619 | 0 | 0 | 136.4619 |  | 136.4619 | 0 | 0 | 136.4619 |  | 0 | 0 | 0 | 0 |  | 0 | 0 | 0 | 0 | 0 | 0 | 0 | 0
| 905 | MISC CUST ACCOUNTS | C05 | 31 | 165801 | 0 | 0 | 165801 |  | 107706.7334 | 0 | 0 | 107706.7334 |  | 40314.4816 | 0 | 0 | 40314.4816 |  | 1032.406 | 0 | 0 | 1032.406 |  | 5406.7396 | 0 | 0 | 5406.7396 |  | 248.3618 | 0 | 0 | 248.3618 |  | 4662.8716 | 0 | 0 | 4662.8716 |  | 1558.3487 | 0 | 0 | 1558.3487 |  | 121.746 | 0 | 0 | 121.746 |  | 12.1746 | 0 | 0 | 12.1746 |  | 4688.4382 | 0 | 0 | 4688.4382 |  | 2.9219 | 0 | 0 | 2.9219 |  | 36.0368 | 0 | 0 | 36.0368 |  | 4.8698 | 0 | 0 | 4.8698 |  | 4.8698 | 0 | 0 | 4.8698 |  | 0 | 0 | 0 | 0 |  | 0 | 0 | 0 | 0 | 0 | 0 | 0 | 0
| Total Customer Accounts Expense |  |  |  | 40437392 | 0 | 0 | 40437392 |  | 26268716.0972 | 0 | 0 | 26268716.0972 |  | 9832344.1744 | 0 | 0 | 9832344.1744 |  | 251794.6662 | 0 | 0 | 251794.6662 |  | 1318655.7933 | 0 | 0 | 1318655.7933 |  | 60573.2452 | 0 | 0 | 60573.2452 |  | 1137232.9855 | 0 | 0 | 1137232.9855 |  | 380067.4207 | 0 | 0 | 380067.4207 |  | 29692.7672 | 0 | 0 | 29692.7672 |  | 2969.2767 | 0 | 0 | 2969.2767 |  | 1143468.4666 | 0 | 0 | 1143468.4666 |  | 712.6264 | 0 | 0 | 712.6264 |  | 8789.0591 | 0 | 0 | 8789.0591 |  | 1187.7107 | 0 | 0 | 1187.7107 |  | 1187.7107 | 0 | 0 | 1187.7107 |  | 0 | 0 | 0 | 0 |  | 0 | 0 | 0 | 0 | 0 | 0 | 0 | 0
0
| Customer Service Expense | [90 empty] | 0
| 907 | SUPERVISION | C05 | 31 | 368993 | 0 | 0 | 368993 |  | 239703.2024 | 0 | 0 | 239703.2024 |  | 89720.5778 | 0 | 0 | 89720.5778 |  | 2297.6375 | 0 | 0 | 2297.6375 |  | 12032.7927 | 0 | 0 | 12032.7927 |  | 552.7336 | 0 | 0 | 552.7336 |  | 10377.3016 | 0 | 0 | 10377.3016 |  | 3468.1321 | 0 | 0 | 3468.1321 |  | 270.9478 | 0 | 0 | 270.9478 |  | 27.0948 | 0 | 0 | 27.0948 |  | 10434.2006 | 0 | 0 | 10434.2006 |  | 6.5027 | 0 | 0 | 6.5027 |  | 80.2006 | 0 | 0 | 80.2006 |  | 10.8379 | 0 | 0 | 10.8379 |  | 10.8379 | 0 | 0 | 10.8379 |  | 0 | 0 | 0 | 0 |  | 0 | 0 | 0 | 0 | 0 | 0 | 0 | 0
| 908 | CUSTOMER ASSISTANCE EXPENSES | C05 | 31 | 1252447 | 0 | 0 | 1252447 |  | 813607.729 | 0 | 0 | 813607.729 |  | 304532.2499 | 0 | 0 | 304532.2499 |  | 7798.7095 | 0 | 0 | 7798.7095 |  | 40842.0625 | 0 | 0 | 40842.0625 |  | 1876.1047 | 0 | 0 | 1876.1047 |  | 35222.9452 | 0 | 0 | 35222.9452 |  | 11771.637 | 0 | 0 | 11771.637 |  | 919.6591 | 0 | 0 | 919.6591 |  | 91.9659 | 0 | 0 | 91.9659 |  | 35416.0736 | 0 | 0 | 35416.0736 |  | 22.0718 | 0 | 0 | 22.0718 |  | 272.2191 | 0 | 0 | 272.2191 |  | 36.7864 | 0 | 0 | 36.7864 |  | 36.7864 | 0 | 0 | 36.7864 |  | 0 | 0 | 0 | 0 |  | 0 | 0 | 0 | 0 | 0 | 0 | 0 | 0
| 908 | CUSTOMER ASSISTANCE EXP-INCENTIVES |  |  | 0 | 0 | 0 | 0 |  | 0 |  |  |  |  | 0 |  |  |  |  | 0 |  |  |  |  | 0 |  |  |  |  | 0 |  |  |  |  | 0 |  |  |  |  | 0 |  |  |  |  | 0 |  |  |  |  | 0 |  |  |  |  | 0 |  |  |  |  | 0 |  |  |  |  | 0 |  |  |  |  | 0 |  |  |  |  | 0 |  |  |  |  | 0 |  |  |  |  | 0 |  |  |  | 0 | 0 | 0 | 0
| 909 | INFORMATIONAL AND INSTRUCTIONA | C05 | 31 | 1698677 | 0 | 0 | 1698677 |  | 1103485.2063 | 0 | 0 | 1103485.2063 |  | 413032.9895 | 0 | 0 | 413032.9895 |  | 10577.2847 | 0 | 0 | 10577.2847 |  | 55393.5394 | 0 | 0 | 55393.5394 |  | 2544.5355 | 0 | 0 | 2544.5355 |  | 47772.4062 | 0 | 0 | 47772.4062 |  | 15965.7128 | 0 | 0 | 15965.7128 |  | 1247.3213 | 0 | 0 | 1247.3213 |  | 124.7321 | 0 | 0 | 124.7321 |  | 48034.3437 | 0 | 0 | 48034.3437 |  | 29.9357 | 0 | 0 | 29.9357 |  | 369.2071 | 0 | 0 | 369.2071 |  | 49.8929 | 0 | 0 | 49.8929 |  | 49.8929 | 0 | 0 | 49.8929 |  | 0 | 0 | 0 | 0 |  | 0 | 0 | 0 | 0 | 0 | 0 | 0 | 0
| 909 | INFORM AND INSTRUC -LOAD MGMT |  |  | 0 | 0 | 0 | 0 |  | 0 |  |  |  |  | 0 |  |  |  |  | 0 |  |  |  |  | 0 |  |  |  |  | 0 |  |  |  |  | 0 |  |  |  |  | 0 |  |  |  |  | 0 |  |  |  |  | 0 |  |  |  |  | 0 |  |  |  |  | 0 |  |  |  |  | 0 |  |  |  |  | 0 |  |  |  |  | 0 |  |  |  |  | 0 |  |  |  |  | 0 |  |  |  | 0 | 0 | 0 | 0
| 910 | MISCELLANEOUS CUSTOMER SERVICE | C05 | 31 | 1818935 | 0 | 0 | 1818935 |  | 1181606.5466 | 0 | 0 | 1181606.5466 |  | 442273.6993 | 0 | 0 | 442273.6993 |  | 11326.1046 | 0 | 0 | 11326.1046 |  | 59315.1303 | 0 | 0 | 59315.1303 |  | 2724.6761 | 0 | 0 | 2724.6761 |  | 51154.4582 | 0 | 0 | 51154.4582 |  | 17096.0069 | 0 | 0 | 17096.0069 |  | 1335.6255 | 0 | 0 | 1335.6255 |  | 133.5626 | 0 | 0 | 133.5626 |  | 51434.9396 | 0 | 0 | 51434.9396 |  | 32.055 | 0 | 0 | 32.055 |  | 395.3452 | 0 | 0 | 395.3452 |  | 53.425 | 0 | 0 | 53.425 |  | 53.425 | 0 | 0 | 53.425 |  | 0 | 0 | 0 | 0 |  | 0 | 0 | 0 | 0 | 0 | 0 | 0 | 0
| 911 | DEMONSTRATION AND SELLING EXP |  |  | 0 | 0 | 0 | 0 |  | 0 |  |  |  |  | 0 |  |  |  |  | 0 |  |  |  |  | 0 |  |  |  |  | 0 |  |  |  |  | 0 |  |  |  |  | 0 |  |  |  |  | 0 |  |  |  |  | 0 |  |  |  |  | 0 |  |  |  |  | 0 |  |  |  |  | 0 |  |  |  |  | 0 |  |  |  |  | 0 |  |  |  |  | 0 |  |  |  |  | 0 |  |  |  | 0 | 0 | 0 | 0
| 912 | DEMONSTRATION AND SELLING EXP | C05 | 31 | 121604 | 0 | 0 | 121604 |  | 78995.7214 | 0 | 0 | 78995.7214 |  | 29567.9895 | 0 | 0 | 29567.9895 |  | 757.2011 | 0 | 0 | 757.2011 |  | 3965.4837 | 0 | 0 | 3965.4837 |  | 182.1569 | 0 | 0 | 182.1569 |  | 3419.906 | 0 | 0 | 3419.906 |  | 1142.9451 | 0 | 0 | 1142.9451 |  | 89.2926 | 0 | 0 | 89.2926 |  | 8.9293 | 0 | 0 | 8.9293 |  | 3438.6575 | 0 | 0 | 3438.6575 |  | 2.143 | 0 | 0 | 2.143 |  | 26.4306 | 0 | 0 | 26.4306 |  | 3.5717 | 0 | 0 | 3.5717 |  | 3.5717 | 0 | 0 | 3.5717 |  | 0 | 0 | 0 | 0 |  | 0 | 0 | 0 | 0 | 0 | 0 | 0 | 0
| 913 | ADVERTISING EXPENSES |  |  | 0 | 0 | 0 | 0 |  | 0 |  |  |  |  | 0 |  |  |  |  | 0 |  |  |  |  | 0 |  |  |  |  | 0 |  |  |  |  | 0 |  |  |  |  | 0 |  |  |  |  | 0 |  |  |  |  | 0 |  |  |  |  | 0 |  |  |  |  | 0 |  |  |  |  | 0 |  |  |  |  | 0 |  |  |  |  | 0 |  |  |  |  | 0 |  |  |  |  | 0 |  |  |  | 0 | 0 | 0 | 0
| 916 | MISC SALES EXPENSE |  |  | 0 | 0 | 0 | 0 |  | 0 |  |  |  |  | 0 |  |  |  |  | 0 |  |  |  |  | 0 |  |  |  |  | 0 |  |  |  |  | 0 |  |  |  |  | 0 |  |  |  |  | 0 |  |  |  |  | 0 |  |  |  |  | 0 |  |  |  |  | 0 |  |  |  |  | 0 |  |  |  |  | 0 |  |  |  |  | 0 |  |  |  |  | 0 |  |  |  |  | 0 |  |  |  | 0 | 0 | 0 | 0
| Total Customer Service Expense |  |  |  | 5260656 | 0 | 0 | 5260656 |  | 3417398.4056 | 0 | 0 | 3417398.4056 |  | 1279127.5059 | 0 | 0 | 1279127.5059 |  | 32756.9375 | 0 | 0 | 32756.9375 |  | 171549.0087 | 0 | 0 | 171549.0087 |  | 7880.2067 | 0 | 0 | 7880.2067 |  | 147947.0172 | 0 | 0 | 147947.0172 |  | 49444.4339 | 0 | 0 | 49444.4339 |  | 3862.8464 | 0 | 0 | 3862.8464 |  | 386.2846 | 0 | 0 | 386.2846 |  | 148758.2149 | 0 | 0 | 148758.2149 |  | 92.7083 | 0 | 0 | 92.7083 |  | 1143.4025 | 0 | 0 | 1143.4025 |  | 154.5139 | 0 | 0 | 154.5139 |  | 154.5139 | 0 | 0 | 154.5139 |  | 0 | 0 | 0 | 0 |  | 0 | 0 | 0 | 0 | 0 | 0 | 0 | 0
0
| Sub-Total Prod, Trans, Dist, Cust Acct and Cust Service |  |  |  | 779989121 | 180368013.8093 | 533401831.3546 | 66219275.8362 |  | 304629624.6538 | 74695034.604 | 186274141.5208 | 43660448.5291 |  | 87691100.9024 | 19753658.0559 | 52861315.1811 | 15076127.6654 |  | 6096774.0206 | 1747353.2126 | 4006282.8871 | 343137.9209 |  | 74576751.939 | 18211609.711 | 54011515.2093 | 2353627.0187 |  | 4639963.3498 | 1020220.2608 | 3401849.4867 | 217893.6023 |  | 72431938.2591 | 17029856.287 | 53959679.6139 | 1442402.3583 |  | 149601180.3786 | 32491849.5581 | 116415090.0436 | 694240.7768 |  | 51578401.0312 | 9645204.9819 | 41768389.6818 | 164806.3675 |  | 21483590.5469 | 4492836.8458 | 16979296.098 | 11457.6032 |  | 6965287.6653 | 1212594.5471 | 3534108.9924 | 2218584.1258 |  | 154820.5305 | 40362.2914 | 111987.3868 | 2470.8523 |  | 115013.7369 | 17253.4915 | 67299.1706 | 30461.0748 |  | 23002.7798 | 10117.4984 | 10765.2515 | 2120.0299 |  | 1671.206 | 62.4637 | 110.8309 | 1497.9114 |  | 0 | 0 | 0 | 0 |  | 0 | 0 | 0 | 0 | 0 | 0 | 0 | 0
0
| Administrative and General Expense | [90 empty] | 0
| 920 | ADMIN. & GEN. SALARIES- | LBSUB7 | 49 | 32982894 | 16969608.8316 | 7424569.8271 | 8588715.3412 |  | 15278434.9697 | 6823023.0501 | 2563655.7396 | 5891756.18 |  | 4443212.1192 | 1827986.9367 | 723834.7565 | 1891390.426 |  | 251952.7953 | 155437.6096 | 55446.9143 | 41068.2714 |  | 2696453.3037 | 1718891.6984 | 732911.3895 | 244650.2158 |  | 144551.6232 | 101881.2776 | 33122.5138 | 9547.8319 |  | 2580909.4364 | 1628844.1041 | 769578.2898 | 182487.0424 |  | 4934442.781 | 3214010.6989 | 1662792.7447 | 57639.3374 |  | 1548796.2423 | 965208.3184 | 578712.0963 | 4875.8277 |  | 664873.0566 | 414773.5769 | 249628.8308 | 470.6489 |  | 427862.4819 | 113327.8378 | 51823.5206 | 262711.1235 |  | 5694.5084 | 3680.9898 | 1885.4992 | 128.0194 |  | 4353.7485 | 1742.865 | 1032.0211 | 1578.8625 |  | 1156.197 | 795.0502 | 140.788 | 220.3589 |  | 200.7367 | 4.818 | 4.7231 | 191.1956 |  | 0 | 0 | 0 | 0 |  | 0 | 0 | 0 | 0 | 0 | 0 | 0 | 0
| 921 | OFFICE SUPPLIES AND EXPENSES | LBSUB7 | 49 | 10307282 | 5303068.4226 | 2320206.7998 | 2684006.7776 |  | 4774570.0469 | 2132221.1044 | 801152.3385 | 1841196.604 |  | 1388520.98 | 571252.991 | 226201.1622 | 591066.8267 |  | 78736.2234 | 48574.8545 | 17327.3753 | 12833.9937 |  | 842652.0911 | 537160.3069 | 229037.6452 | 76454.1391 |  | 45172.9416 | 31838.2935 | 10350.9137 | 2983.7344 |  | 806544.1855 | 509020.0852 | 240496.1934 | 57027.9069 |  | 1542032.4626 | 1004390.7798 | 519629.1668 | 18012.516 |  | 484004.8187 | 301631.3343 | 180849.7694 | 1523.715 |  | 207775.4029 | 129618.3477 | 78009.9755 | 147.0796 |  | 133708.6812 | 35415.3878 | 16195.0507 | 82098.2426 |  | 1779.5559 | 1150.3236 | 589.2258 | 40.0065 |  | 1360.5633 | 544.652 | 322.5106 | 493.4006 |  | 361.316 | 248.4563 | 43.9968 | 68.863 |  | 62.731 | 1.5057 | 1.476 | 59.7494 |  | 0 | 0 | 0 | 0 |  | 0 | 0 | 0 | 0 | 0 | 0 | 0 | 0
| 922 | ADMINISTRATIVE EXPENSES TRANSFERRED | LBSUB7 | 49 | -6211522 | -3195811.095 | -1398236.2743 | -1617474.6308 |  | -2877319.8295 | -1284949.6403 | -482801.9041 | -1109568.285 |  | -836770.4128 | -344256.6645 | -136316.5862 | -356197.1621 |  | -47449.1514 | -29272.875 | -10442.0712 | -7734.2052 |  | -507811.0798 | -323711.2426 | -138025.9482 | -46073.889 |  | -27222.7655 | -19186.8487 | -6237.816 | -1798.1008 |  | -486051.2162 | -306752.9789 | -144931.2628 | -34366.9745 |  | -929281.7026 | -605280.3664 | -313146.3757 | -10854.9605 |  | -291677.9205 | -181773.3976 | -108986.2799 | -918.243 |  | -125212.5911 | -78112.4664 | -47011.4895 | -88.6352 |  | -80577.4417 | -21342.5286 | -9759.6936 | -49475.2196 |  | -1072.4215 | -693.2245 | -355.0877 | -24.1093 |  | -819.9221 | -328.226 | -194.356 | -297.3402 |  | -217.7414 | -149.7283 | -26.514 | -41.4992 |  | -37.8038 | -0.90736 | -0.88947 | -36.007 |  | 0 | 0 | 0 | 0 |  | 0 | 0 | 0 | 0 | 0 | 0 | 0 | 0
| 923 | OUTSIDE SERVICES EMPLOYED | LBSUB7 | 49 | 21332833 | 10975684.2829 | 4802098.5733 | 5555050.1438 |  | 9881858.8117 | 4413027.2888 | 1658133.4483 | 3810698.0747 |  | 2873801.8599 | 1182314.0822 | 468165.2853 | 1223322.4924 |  | 162959.2269 | 100534.6762 | 35862.2188 | 26562.3318 |  | 1744024.8882 | 1111752.9452 | 474035.9132 | 158236.0298 |  | 93493.7862 | 65895.2571 | 21423.137 | 6175.3921 |  | 1669292.8763 | 1053511.5341 | 497751.5053 | 118029.8369 |  | 3191522.363 | 2078773.121 | 1075468.9973 | 37280.2447 |  | 1001737.7974 | 624282.0253 | 374302.1611 | 3153.611 |  | 430029.7567 | 268269.2261 | 161456.122 | 304.4085 |  | 276734.9304 | 73298.7178 | 33518.663 | 169917.5496 |  | 3683.1212 | 2380.8081 | 1219.5121 | 82.801 |  | 2815.9382 | 1127.2585 | 667.4955 | 1021.1842 |  | 747.8106 | 514.2263 | 91.0595 | 142.5248 |  | 129.8334 | 3.1162 | 3.0548 | 123.6624 |  | 0 | 0 | 0 | 0 |  | 0 | 0 | 0 | 0 | 0 | 0 | 0 | 0
| 924 | PROPERTY INSURANCE | TUP | 56 | 8726372 | 8035078.4747 | 0 | 691293.5253 |  | 3621125.4661 | 3188707.4642 | 0 | 432418.0019 |  | 948837.8812 | 855338.1065 | 0 | 93499.7747 |  | 72347.8589 | 71528.1646 | 0 | 819.6942 |  | 825955.1682 | 814961.8871 | 0 | 10993.2811 |  | 49623.9273 | 48587.9421 | 0 | 1035.9852 |  | 777151.1886 | 774913.8256 | 0 | 2237.363 |  | 1529574.4305 | 1527739.2126 | 0 | 1835.2179 |  | 488184.5007 | 487274.6125 | 0 | 909.8882 |  | 210134.9496 | 210078.7826 | 0 | 56.1669 |  | 200270.978 | 53043.7744 | 0 | 147227.2036 |  | 1726.2789 | 1707.9488 | 0 | 18.3301 |  | 1063.1211 | 837.138 | 0 | 225.983 |  | 367.4305 | 357.5278 | 0 | 9.9026 |  | 8.8205 | 2.0879 | 0 | 6.7326 |  | 0 | 0 | 0 | 0 |  | 0 | 0 | 0 | 0 | 0 | 0 | 0 | 0
| 925 | INJURIES AND DAMAGES - INSURAN | LBSUB7 | 49 | 4777652 | 2458088.8983 | 1075466.9037 | 1244096.1981 |  | 2213118.2725 | 988331.3975 | 371351.7368 | 853435.1381 |  | 643610.0261 | 264788.3307 | 104849.2158 | 273972.4795 |  | 36495.972 | 22515.5138 | 8031.6197 | 5948.8385 |  | 390587.7853 | 248985.6215 | 106163.9881 | 35438.1757 |  | 20938.6524 | 14757.7496 | 4797.8763 | 1383.0265 |  | 373850.9765 | 235942.0096 | 111475.2773 | 26433.6896 |  | 714765.976 | 465557.2262 | 240859.5523 | 8349.1975 |  | 224346.8831 | 139812.7603 | 83827.8474 | 706.2754 |  | 96308.4709 | 60080.9562 | 36159.3401 | 68.1746 |  | 61976.9157 | 16415.8115 | 7506.7623 | 38054.3419 |  | 824.8633 | 533.2003 | 273.1191 | 18.5439 |  | 630.651 | 252.4582 | 149.4908 | 228.702 |  | 167.4779 | 115.1649 | 20.3935 | 31.9195 |  | 29.0772 | 0.6979 | 0.68415 | 27.6951 |  | 0 | 0 | 0 | 0 |  | 0 | 0 | 0 | 0 | 0 | 0 | 0 | 0
| 926 | EMPLOYEE BENEFITS | LBSUB7 | 49 | 31473418 | 16192987.5545 | 7084781.27 | 8195649.1755 |  | 14579210.9749 | 6510764.5339 | 2446328.9577 | 5622117.4833 |  | 4239866.65 | 1744328.3467 | 690708.1547 | 1804830.1486 |  | 240422.0698 | 148323.9421 | 52909.3629 | 39188.7647 |  | 2573048.9855 | 1640225.8977 | 699369.3919 | 233453.6959 |  | 137936.1575 | 97218.6381 | 31606.6481 | 9110.8713 |  | 2462793.0318 | 1554299.3694 | 734358.2161 | 174135.4462 |  | 4708615.9342 | 3066920.1491 | 1586694.3362 | 55001.4489 |  | 1477914.9316 | 921035.1542 | 552227.0941 | 4652.6834 |  | 634444.8618 | 395791.2899 | 238204.4625 | 449.1094 |  | 408281.1757 | 108141.3417 | 49451.7954 | 250688.0386 |  | 5433.8968 | 3512.5278 | 1799.2085 | 122.1605 |  | 4154.4974 | 1663.102 | 984.7902 | 1506.6051 |  | 1103.2832 | 758.6644 | 134.3447 | 210.2741 |  | 191.5499 | 4.5975 | 4.5069 | 182.4454 |  | 0 | 0 | 0 | 0 |  | 0 | 0 | 0 | 0 | 0 | 0 | 0 | 0
| 928 | REGULATORY COMMISSION FEES | TUP | 56 | 851305 | 783865.5607 | 0 | 67439.4393 |  | 353260.4632 | 311075.7378 | 0 | 42184.7255 |  | 92564.2905 | 83442.8794 | 0 | 9121.411 |  | 7057.9267 | 6977.9611 | 0 | 79.9656 |  | 80576.4142 | 79503.9599 | 0 | 1072.4543 |  | 4841.0837 | 4740.0177 | 0 | 101.066 |  | 75815.3208 | 75597.0539 | 0 | 218.2669 |  | 149218.296 | 149039.2606 | 0 | 179.0355 |  | 47625.0504 | 47536.2859 | 0 | 88.7645 |  | 20499.806 | 20494.3266 | 0 | 5.4794 |  | 19537.522 | 5174.7084 | 0 | 14362.8136 |  | 168.4079 | 166.6197 | 0 | 1.7882 |  | 103.7132 | 81.6674 | 0 | 22.0459 |  | 35.8448 | 34.8788 | 0 | 0.96606 |  | 0.86049 | 0.20368 | 0 | 0.65681 |  | 0 | 0 | 0 | 0 |  | 0 | 0 | 0 | 0 | 0 | 0 | 0 | 0
| 929 | DUPLICATE CHARGES | LBSUB7 | 49 | 0 | 0 | 0 | 0 |  | 0 | 0 | 0 | 0 |  | 0 | 0 | 0 | 0 |  | 0 | 0 | 0 | 0 |  | 0 | 0 | 0 | 0 |  | 0 | 0 | 0 | 0 |  | 0 | 0 | 0 | 0 |  | 0 | 0 | 0 | 0 |  | 0 | 0 | 0 | 0 |  | 0 | 0 | 0 | 0 |  | 0 | 0 | 0 | 0 |  | 0 | 0 | 0 | 0 |  | 0 | 0 | 0 | 0 |  | 0 | 0 | 0 | 0 |  | 0 | 0 | 0 | 0 |  | 0 | 0 | 0 | 0 |  | 0 | 0 | 0 | 0 | 0 | 0 | 0 | 0
| 930 | MISCELLANEOUS GENERAL EXPENSES | LBSUB7 | 49 | 3314333 | 1705215.2715 | 746068.4556 | 863049.2728 |  | 1535275.2614 | 685621.1724 | 257612.5921 | 592041.4969 |  | 446482.4873 | 183687.8664 | 72735.5647 | 190059.0562 |  | 25317.8349 | 15619.3692 | 5571.662 | 4126.8036 |  | 270956.9441 | 172725.2763 | 73647.6431 | 24584.0248 |  | 14525.4754 | 10237.685 | 3328.3629 | 959.4275 |  | 259346.3544 | 163676.7158 | 77332.1687 | 18337.4699 |  | 495844.4988 | 322964.4349 | 167088.0932 | 5791.9708 |  | 155632.9925 | 96990.3302 | 58152.7078 | 489.9545 |  | 66810.7144 | 41679.1126 | 25084.308 | 47.2938 |  | 42994.3698 | 11387.9089 | 5207.5602 | 26398.9008 |  | 572.2208 | 369.8895 | 189.4671 | 12.8642 |  | 437.4926 | 175.1343 | 103.7041 | 158.6542 |  | 116.1821 | 79.8917 | 14.1473 | 22.1431 |  | 20.1713 | 0.48415 | 0.4746 | 19.2126 |  | 0 | 0 | 0 | 0 |  | 0 | 0 | 0 | 0 | 0 | 0 | 0 | 0
| 931 | RENTS AND LEASES | PT&D | 35 | 3079062 | 2834845.377 | 0 | 244216.623 |  | 1276136.1139 | 1123373.7051 | 0 | 152762.4089 |  | 334553.5187 | 301522.3989 | 0 | 33031.1198 |  | 25448.4226 | 25158.8452 | 0 | 289.5774 |  | 291422.5771 | 287538.9272 | 0 | 3883.6498 |  | 17557.3872 | 17191.3997 | 0 | 365.9875 |  | 274385.119 | 273594.7148 | 0 | 790.4041 |  | 540947.9976 | 540299.6613 | 0 | 648.3363 |  | 172716.451 | 172395.0104 | 0 | 321.4406 |  | 74059.6456 | 74039.8032 | 0 | 19.8424 |  | 70719.15 | 18707.4803 | 0 | 52011.6697 |  | 608.0446 | 601.5691 | 0 | 6.4756 |  | 376.2055 | 296.3714 | 0 | 79.8341 |  | 128.2612 | 124.7629 | 0 | 3.4984 |  | 3.106 | 0.72752 | 0 | 2.3785 |  | 0 | 0 | 0 | 0 |  | 0 | 0 | 0 | 0 | 0 | 0 | 0 | 0
| 935 | MAINTENANCE OF GENERAL PLANT | PT&D | 35 | 1672323 | 1539682.2556 | 0 | 132640.7444 |  | 693104.5151 | 610135.0621 | 0 | 82969.453 |  | 181705.1894 | 163765.0826 | 0 | 17940.1069 |  | 13821.7361 | 13664.4587 | 0 | 157.2774 |  | 158279.5924 | 156170.2757 | 0 | 2109.3167 |  | 9535.8984 | 9337.1206 | 0 | 198.7779 |  | 149026.0817 | 148596.7916 | 0 | 429.2901 |  | 293803.6903 | 293451.561 | 0 | 352.1292 |  | 93807.0404 | 93632.4572 | 0 | 174.5832 |  | 40223.8242 | 40213.0473 | 0 | 10.7769 |  | 38409.5095 | 10160.5455 | 0 | 28248.964 |  | 330.2457 | 326.7287 | 0 | 3.5171 |  | 204.3275 | 160.9674 | 0 | 43.3601 |  | 69.6622 | 67.7621 | 0 | 1.9001 |  | 1.6869 | 0.39513 | 0 | 1.2918 |  | 0 | 0 | 0 | 0 |  | 0 | 0 | 0 | 0 | 0 | 0 | 0 | 0
| Total Administrative and General Expense |  |  |  | 112305952 | 63602313.8345 | 22054955.5552 | 26648682.6104 |  | 51328775.066 | 25501330.876 | 7615432.9089 | 18212011.2812 |  | 14756384.5894 | 6834170.3567 | 2150177.553 | 5772036.6798 |  | 867110.9151 | 579062.5202 | 164707.0817 | 123341.3132 |  | 9366146.6699 | 6444205.5532 | 2177140.0226 | 744801.0941 |  | 510954.1674 | 382498.5322 | 98391.6358 | 30063.9994 |  | 8943063.3547 | 6111243.2252 | 2286060.3878 | 545759.7417 |  | 17171486.7275 | 12057865.7391 | 4939386.5149 | 174234.4736 |  | 5403088.7878 | 3668024.8911 | 1719085.3961 | 15978.5006 |  | 2319947.8977 | 1576926.0029 | 741531.5495 | 1490.3453 |  | 1599918.2726 | 423730.9855 | 153943.6587 | 1022243.6283 |  | 19748.7221 | 13737.3808 | 5600.9441 | 410.3972 |  | 14680.3362 | 6553.3881 | 3065.6564 | 5061.2917 |  | 4035.7241 | 2946.6571 | 418.2157 | 670.8512 |  | 610.7696 | 17.7263 | 14.03 | 579.0132 |  | 0 | 0 | 0 | 0 |  | 0 | 0 | 0 | 0 | 0 | 0 | 0 | 0
0
| Total Operation and Maintenance Expenses |  |  |  | 892295073 | 243970327.6437 | 555456786.9098 | 92867958.4465 |  | 355958399.7198 | 100196365.48 | 193889574.4296 | 61872459.8102 |  | 102447485.4918 | 26587828.4126 | 55011492.7341 | 20848164.3451 |  | 6963884.9357 | 2326415.7328 | 4170989.9689 | 466479.2341 |  | 83942898.609 | 24655815.2642 | 56188655.232 | 3098428.1127 |  | 5150917.5172 | 1402718.793 | 3500241.1225 | 247957.6017 |  | 81375001.6138 | 23141099.5122 | 56245740.0017 | 1988162.0999 |  | 166772667.1061 | 44549715.2972 | 121354476.5585 | 868475.2504 |  | 56981489.819 | 13313229.873 | 43487475.0779 | 180784.8681 |  | 23803538.4447 | 6069762.8487 | 17720827.6475 | 12947.9485 |  | 8565205.9379 | 1636325.5326 | 3688052.6511 | 3240827.7541 |  | 174569.2526 | 54099.6721 | 117588.3309 | 2881.2495 |  | 129694.0731 | 23806.8796 | 70364.827 | 35522.3665 |  | 27038.5039 | 13064.1555 | 11183.4672 | 2790.8811 |  | 2281.9756 | 80.1901 | 124.8609 | 2076.9246 |  | 0 | 0 | 0 | 0 |  | 0 | 0 | 0 | 0 | 0 | 0 | 0 | 0
0
| Operation and Maintenance Expenses Less Purchase Power |  |  |  | 843751066 | 234397715.3878 | 516485392.1657 | 92867958.4465 |  | 339135688.1378 | 96830223.3885 | 180433004.9391 | 61872459.8102 |  | 97693369.1676 | 25633103.9292 | 51212100.8933 | 20848164.3451 |  | 6601260.4177 | 2254830.7811 | 3879950.4025 | 466479.2341 |  | 79119215.0946 | 23679166.627 | 52341620.3548 | 3098428.1127 |  | 4910021.2071 | 1335681.7894 | 3326381.816 | 247957.6017 |  | 76375693.5727 | 22181290.0572 | 52206241.4155 | 1988162.0999 |  | 155975425.6131 | 42480434.3382 | 112626516.0245 | 868475.2504 |  | 53197011.2201 | 12566397.6391 | 40449828.713 | 180784.8681 |  | 22197713.9469 | 5774234.2914 | 16410531.7071 | 12947.9485 |  | 8231380.867 | 1574520.9189 | 3416032.1941 | 3240827.7541 |  | 162814.2671 | 52241.6281 | 107691.3895 | 2881.2495 |  | 123112.9886 | 22642.85 | 64947.7721 | 35522.3665 |  | 26103.2726 | 12867.917 | 10444.4745 | 2790.8811 |  | 2256.2271 | 79.2328 | 100.0697 | 2076.9246 |  | 0 | 0 | 0 | 0 |  | 0 | 0 | 0 | 0 | 0 | 0 | 0 | 0
0
Labor Expenses | [91 empty] | 0
0
| Labor - Steam Power Generation Operation Expenses | [90 empty] | 0
| 500 | OPERATION SUPERVISION & ENGINEERING | LBSUB1 | 41 | 4272282 | 3814694.5852 | 457587.4148 | 0 |  | 1499412.6104 | 1341410.648 | 158001.9624 | 0 |  | 425069.5901 | 380458.5645 | 44611.0256 | 0 |  | 31943.9444 | 28526.6676 | 3417.2768 | 0 |  | 434365.7917 | 389195.3595 | 45170.4322 | 0 |  | 28755.6966 | 26714.3062 | 2041.3904 | 0 |  | 429915.1987 | 382484.9302 | 47430.2685 | 0 |  | 927090.7414 | 824610.3215 | 102480.4199 | 0 |  | 333280.2139 | 297613.3163 | 35666.8976 | 0 |  | 133153.3963 | 117768.3956 | 15385.0006 | 0 |  | 27823.1557 | 24629.1941 | 3193.9616 | 0 |  | 856.6384 | 740.4322 | 116.2062 | 0 |  | 527.4719 | 463.8669 | 63.605 | 0 |  | 86.8782 | 78.2012 | 8.677 | 0 |  | 0.67256 | 0.38147 | 0.29109 | 0 |  | 0 | 0 | 0 | 0 |  | 0 | 0 | 0 | 0 | 0 | 0 | 0 | 0
| 501 | FUEL | Energy | 2 | 2438484 | 0 | 2438484 | 0 |  | 841992.6875 | 0 | 841992.6875 | 0 |  | 237732.2206 | 0 | 237732.2206 | 0 |  | 18210.673 | 0 | 18210.673 | 0 |  | 240713.299 | 0 | 240713.299 | 0 |  | 10878.5723 | 0 | 10878.5723 | 0 |  | 252755.9697 | 0 | 252755.9697 | 0 |  | 546118.3069 | 0 | 546118.3069 | 0 |  | 190068.9495 | 0 | 190068.9495 | 0 |  | 81986.6907 | 0 | 81986.6907 | 0 |  | 17020.6259 | 0 | 17020.6259 | 0 |  | 619.2628 | 0 | 619.2628 | 0 |  | 338.9512 | 0 | 338.9512 | 0 |  | 46.2396 | 0 | 46.2396 | 0 |  | 1.5512 | 0 | 1.5512 | 0 |  | 0 | 0 | 0 | 0 |  | 0 | 0 | 0 | 0 | 0 | 0 | 0 | 0
| 502 | STEAM EXPENSES | Prod | 36 | 9649494 | 9649494 | 0 | 0 |  | 3393177.0186 | 3393177.0186 | 0 | 0 |  | 962392.2841 | 962392.2841 | 0 | 0 |  | 72159.8811 | 72159.8811 | 0 | 0 |  | 984492.5202 | 984492.5202 | 0 | 0 |  | 67575.4065 | 67575.4065 | 0 | 0 |  | 967518.0953 | 967518.0953 | 0 | 0 |  | 2085900.2396 | 2085900.2396 | 0 | 0 |  | 752830.3631 | 752830.3631 | 0 | 0 |  | 297902.0736 | 297902.0736 | 0 | 0 |  | 62300.9931 | 62300.9931 | 0 | 0 |  | 1872.9668 | 1872.9668 | 0 | 0 |  | 1173.3785 | 1173.3785 | 0 | 0 |  | 197.8146 | 197.8146 | 0 | 0 |  | 0.96495 | 0.96495 | 0 | 0 |  | 0 | 0 | 0 | 0 |  | 0 | 0 | 0 | 0 | 0 | 0 | 0 | 0
| 505 | ELECTRIC EXPENSES | Prod | 36 | 6673009 | 6673009 | 0 | 0 |  | 2346516.9038 | 2346516.9038 | 0 | 0 |  | 665532.5526 | 665532.5526 | 0 | 0 |  | 49901.4286 | 49901.4286 | 0 | 0 |  | 680815.7451 | 680815.7451 | 0 | 0 |  | 46731.082 | 46731.082 | 0 | 0 |  | 669077.255 | 669077.255 | 0 | 0 |  | 1442483.0019 | 1442483.0019 | 0 | 0 |  | 520612.147 | 520612.147 | 0 | 0 |  | 206011.1358 | 206011.1358 | 0 | 0 |  | 43083.6153 | 43083.6153 | 0 | 0 |  | 1295.231 | 1295.231 | 0 | 0 |  | 811.4379 | 811.4379 | 0 | 0 |  | 136.7967 | 136.7967 | 0 | 0 |  | 0.6673 | 0.6673 | 0 | 0 |  | 0 | 0 | 0 | 0 |  | 0 | 0 | 0 | 0 | 0 | 0 | 0 | 0
| 506 | MISC. STEAM POWER EXPENSES | Prod | 36 | 4006010 | 4006010 | 0 | 0 |  | 1408685.3744 | 1408685.3744 | 0 | 0 |  | 399539.4074 | 399539.4074 | 0 | 0 |  | 29957.3434 | 29957.3434 | 0 | 0 |  | 408714.3721 | 408714.3721 | 0 | 0 |  | 28054.088 | 28054.088 | 0 | 0 |  | 401667.3999 | 401667.3999 | 0 | 0 |  | 865966.3625 | 865966.3625 | 0 | 0 |  | 312539.2858 | 312539.2858 | 0 | 0 |  | 123674.7425 | 123674.7425 | 0 | 0 |  | 25864.403 | 25864.403 | 0 | 0 |  | 777.5665 | 777.5665 | 0 | 0 |  | 487.1308 | 487.1308 | 0 | 0 |  | 82.1232 | 82.1232 | 0 | 0 |  | 0.4006 | 0.4006 | 0 | 0 |  | 0 | 0 | 0 | 0 |  | 0 | 0 | 0 | 0 | 0 | 0 | 0 | 0
| 507 | RENTS |  |  | 0 | 0 | 0 | 0 |  | 0 |  |  |  |  | 0 |  |  |  |  | 0 |  |  |  |  | 0 |  |  |  |  | 0 |  |  |  |  | 0 |  |  |  |  | 0 |  |  |  |  | 0 |  |  |  |  | 0 |  |  |  |  | 0 |  |  |  |  | 0 |  |  |  |  | 0 |  |  |  |  | 0 |  |  |  |  | 0 |  |  |  |  | 0 |  |  |  |  | 0 |  |  |  | 0 | 0 | 0 | 0
| Total Steam Power Operation Expenses |  |  |  | 27039279 | 24143207.5852 | 2896071.4148 | 0 |  | 9489784.5948 | 8489789.9449 | 999994.6499 | 0 |  | 2690266.0548 | 2407922.8085 | 282343.2463 | 0 |  | 202173.2704 | 180545.3206 | 21627.9498 | 0 |  | 2749101.728 | 2463217.9968 | 285883.7312 | 0 |  | 181994.8455 | 169074.8827 | 12919.9627 | 0 |  | 2720933.9186 | 2420747.6804 | 300186.2382 | 0 |  | 5867558.6522 | 5218959.9254 | 648598.7268 | 0 |  | 2109330.9592 | 1883595.1121 | 225735.8471 | 0 |  | 842728.0388 | 745356.3475 | 97371.6913 | 0 |  | 176092.793 | 155878.2055 | 20214.5875 | 0 |  | 5421.6655 | 4686.1966 | 735.4689 | 0 |  | 3338.3703 | 2935.814 | 402.5562 | 0 |  | 549.8523 | 494.9358 | 54.9166 | 0 |  | 4.2566 | 2.4143 | 1.8423 | 0 |  | 0 | 0 | 0 | 0 |  | 0 | 0 | 0 | 0 | 0 | 0 | 0 | 0
0
| Labor - Steam Power Generation Maintenance Expenses | [90 empty] | 0
| 510 | MAINTENANCE SUPERVISION & ENGINEERING | LBSUB2 | 42 | 11171048 | 1214039.7248 | 9957008.2752 | 0 |  | 3864998.8588 | 426908.571 | 3438090.2878 | 0 |  | 1091809.0183 | 121082.252 | 970726.7663 | 0 |  | 83437.9524 | 9078.7105 | 74359.2419 | 0 |  | 1106762.1054 | 123862.7671 | 982899.3383 | 0 |  | 52922.1562 | 8501.9202 | 44420.236 | 0 |  | 1153800.0616 | 121727.1499 | 1032072.9118 | 0 |  | 2492387.9961 | 262435.0824 | 2229952.9137 | 0 |  | 870820.8415 | 94716.4656 | 776104.3758 | 0 |  | 372254.6558 | 37480.1986 | 334774.4572 | 0 |  | 77338.2749 | 7838.3261 | 69499.9489 | 0 |  | 2764.2672 | 235.6451 | 2528.6221 | 0 |  | 1531.6593 | 147.6272 | 1384.0321 | 0 |  | 213.697 | 24.8878 | 188.8092 | 0 |  | 6.4554 | 0.1214 | 6.334 | 0 |  | 0 | 0 | 0 | 0 |  | 0 | 0 | 0 | 0 | 0 | 0 | 0 | 0
| 511 | MAINTENANCE OF STRUCTURES | Prod | 36 | 1477460 | 1477460 | 0 | 0 |  | 519538.4668 | 519538.4668 | 0 | 0 |  | 147354.4731 | 147354.4731 | 0 | 0 |  | 11048.5936 | 11048.5936 | 0 | 0 |  | 150738.2997 | 150738.2997 | 0 | 0 |  | 10346.6524 | 10346.6524 | 0 | 0 |  | 148139.2999 | 148139.2999 | 0 | 0 |  | 319377.8003 | 319377.8003 | 0 | 0 |  | 115267.8833 | 115267.8833 | 0 | 0 |  | 45612.5884 | 45612.5884 | 0 | 0 |  | 9539.0727 | 9539.0727 | 0 | 0 |  | 286.775 | 286.775 | 0 | 0 |  | 179.6591 | 179.6591 | 0 | 0 |  | 30.2879 | 30.2879 | 0 | 0 |  | 0.14775 | 0.14775 | 0 | 0 |  | 0 | 0 | 0 | 0 |  | 0 | 0 | 0 | 0 | 0 | 0 | 0 | 0
| 512 | MAINTENANCE OF BOILER PLANT | Energy | 2 | 9693149 | 0 | 9693149 | 0 |  | 3346981.3938 | 0 | 3346981.3938 | 0 |  | 945002.6478 | 0 | 945002.6478 | 0 |  | 72388.7328 | 0 | 72388.7328 | 0 |  | 956852.6484 | 0 | 956852.6484 | 0 |  | 43243.1062 | 0 | 43243.1062 | 0 |  | 1004723.1293 | 0 | 1004723.1293 | 0 |  | 2170859.4849 | 0 | 2170859.4849 | 0 |  | 755537.7224 | 0 | 755537.7224 | 0 |  | 325902.9826 | 0 | 325902.9826 | 0 |  | 67658.2103 | 0 | 67658.2103 | 0 |  | 2461.6139 | 0 | 2461.6139 | 0 |  | 1347.3554 | 0 | 1347.3554 | 0 |  | 183.8057 | 0 | 183.8057 | 0 |  | 6.1662 | 0 | 6.1662 | 0 |  | 0 | 0 | 0 | 0 |  | 0 | 0 | 0 | 0 | 0 | 0 | 0 | 0
| 513 | MAINTENANCE OF ELECTRIC PLANT | Energy | 2 | 1990323 | 0 | 1990323 | 0 |  | 687245.605 | 0 | 687245.605 | 0 |  | 194040.1932 | 0 | 194040.1932 | 0 |  | 14863.793 | 0 | 14863.793 | 0 |  | 196473.389 | 0 | 196473.389 | 0 |  | 8879.2351 | 0 | 8879.2351 | 0 |  | 206302.7766 | 0 | 206302.7766 | 0 |  | 445749.0092 | 0 | 445749.0092 | 0 |  | 155136.7988 | 0 | 155136.7988 | 0 |  | 66918.6249 | 0 | 66918.6249 | 0 |  | 13892.4608 | 0 | 13892.4608 | 0 |  | 505.4505 | 0 | 505.4505 | 0 |  | 276.6565 | 0 | 276.6565 | 0 |  | 37.7414 | 0 | 37.7414 | 0 |  | 1.2661 | 0 | 1.2661 | 0 |  | 0 | 0 | 0 | 0 |  | 0 | 0 | 0 | 0 | 0 | 0 | 0 | 0
| 514 | MAINTENANCE OF MISC STEAM PLANT | Energy | 2 | 433991 | 0 | 433991 | 0 |  | 149854.2736 | 0 | 149854.2736 | 0 |  | 42310.5684 | 0 | 42310.5684 | 0 |  | 3241.058 | 0 | 3241.058 | 0 |  | 42841.1281 | 0 | 42841.1281 | 0 |  | 1936.122 | 0 | 1936.122 | 0 |  | 44984.4313 | 0 | 44984.4313 | 0 |  | 97195.8111 | 0 | 97195.8111 | 0 |  | 33827.6624 | 0 | 33827.6624 | 0 |  | 14591.6421 | 0 | 14591.6421 | 0 |  | 3029.2585 | 0 | 3029.2585 | 0 |  | 110.2137 | 0 | 110.2137 | 0 |  | 60.3251 | 0 | 60.3251 | 0 |  | 8.2295 | 0 | 8.2295 | 0 |  | 0.27608 | 0 | 0.27608 | 0 |  | 0 | 0 | 0 | 0 |  | 0 | 0 | 0 | 0 | 0 | 0 | 0 | 0
| Total Steam Power Generation Maintenance Expense |  |  |  | 24765971 | 2691499.7248 | 22074471.2752 | 0 |  | 8568618.598 | 946447.0377 | 7622171.5602 | 0 |  | 2420516.9009 | 268436.7251 | 2152080.1759 | 0 |  | 184980.1298 | 20127.3041 | 164852.8257 | 0 |  | 2453667.5706 | 274601.0669 | 2179066.5037 | 0 |  | 117327.2719 | 18848.5726 | 98478.6994 | 0 |  | 2557949.6987 | 269866.4497 | 2288083.249 | 0 |  | 5525570.1016 | 581812.8827 | 4943757.2189 | 0 |  | 1930590.9084 | 209984.3489 | 1720606.5594 | 0 |  | 825280.4938 | 83092.787 | 742187.7069 | 0 |  | 171457.2773 | 17377.3988 | 154079.8785 | 0 |  | 6128.3203 | 522.4201 | 5605.9002 | 0 |  | 3395.6554 | 327.2864 | 3068.3691 | 0 |  | 473.7616 | 55.1757 | 418.5858 | 0 |  | 14.3116 | 0.26915 | 14.0424 | 0 |  | 0 | 0 | 0 | 0 |  | 0 | 0 | 0 | 0 | 0 | 0 | 0 | 0
0
| Total Steam Power Generation Expense |  |  |  | 51805250 | 26834707.31 | 24970542.69 | 0 |  | 18058403.1927 | 9436236.9826 | 8622166.2101 | 0 |  | 5110782.9557 | 2676359.5336 | 2434423.4221 | 0 |  | 387153.4003 | 200672.6247 | 186480.7755 | 0 |  | 5202769.2987 | 2737819.0637 | 2464950.2349 | 0 |  | 299322.1174 | 187923.4553 | 111398.6621 | 0 |  | 5278883.6173 | 2690614.1301 | 2588269.4872 | 0 |  | 11393128.7539 | 5800772.8081 | 5592355.9457 | 0 |  | 4039921.8676 | 2093579.461 | 1946342.4065 | 0 |  | 1668008.5326 | 828449.1345 | 839559.3981 | 0 |  | 347550.0703 | 173255.6043 | 174294.466 | 0 |  | 11549.9858 | 5208.6167 | 6341.3691 | 0 |  | 6734.0257 | 3263.1004 | 3470.9253 | 0 |  | 1023.6139 | 550.1115 | 473.5024 | 0 |  | 18.5682 | 2.6835 | 15.8847 | 0 |  | 0 | 0 | 0 | 0 |  | 0 | 0 | 0 | 0 | 0 | 0 | 0 | 0
0
| Labor - Hydraulic Power Generation Operation Expenses | [90 empty] | 0
| 535 | OPERATION SUPERVISION & ENGINEERING |  |  | 0 | 0 | 0 | 0 |  | 0 |  |  |  |  | 0 |  |  |  |  | 0 |  |  |  |  | 0 |  |  |  |  | 0 |  |  |  |  | 0 |  |  |  |  | 0 |  |  |  |  | 0 |  |  |  |  | 0 |  |  |  |  | 0 |  |  |  |  | 0 |  |  |  |  | 0 |  |  |  |  | 0 |  |  |  |  | 0 |  |  |  |  | 0 |  |  |  |  | 0 |  |  |  | 0 | 0 | 0 | 0
| 536 | WATER FOR POWER |  |  | 0 | 0 | 0 | 0 |  | 0 |  |  |  |  | 0 |  |  |  |  | 0 |  |  |  |  | 0 |  |  |  |  | 0 |  |  |  |  | 0 |  |  |  |  | 0 |  |  |  |  | 0 |  |  |  |  | 0 |  |  |  |  | 0 |  |  |  |  | 0 |  |  |  |  | 0 |  |  |  |  | 0 |  |  |  |  | 0 |  |  |  |  | 0 |  |  |  |  | 0 |  |  |  | 0 | 0 | 0 | 0
| 537 | HYDRAULIC EXPENSES |  |  | 0 | 0 | 0 | 0 |  | 0 |  |  |  |  | 0 |  |  |  |  | 0 |  |  |  |  | 0 |  |  |  |  | 0 |  |  |  |  | 0 |  |  |  |  | 0 |  |  |  |  | 0 |  |  |  |  | 0 |  |  |  |  | 0 |  |  |  |  | 0 |  |  |  |  | 0 |  |  |  |  | 0 |  |  |  |  | 0 |  |  |  |  | 0 |  |  |  |  | 0 |  |  |  | 0 | 0 | 0 | 0
| 538 | ELECTRIC EXPENSES |  |  | 0 | 0 | 0 | 0 |  | 0 |  |  |  |  | 0 |  |  |  |  | 0 |  |  |  |  | 0 |  |  |  |  | 0 |  |  |  |  | 0 |  |  |  |  | 0 |  |  |  |  | 0 |  |  |  |  | 0 |  |  |  |  | 0 |  |  |  |  | 0 |  |  |  |  | 0 |  |  |  |  | 0 |  |  |  |  | 0 |  |  |  |  | 0 |  |  |  |  | 0 |  |  |  | 0 | 0 | 0 | 0
| 539 | MISC. HYDRAULIC POWER EXPENSES |  |  | 0 | 0 | 0 | 0 |  | 0 |  |  |  |  | 0 |  |  |  |  | 0 |  |  |  |  | 0 |  |  |  |  | 0 |  |  |  |  | 0 |  |  |  |  | 0 |  |  |  |  | 0 |  |  |  |  | 0 |  |  |  |  | 0 |  |  |  |  | 0 |  |  |  |  | 0 |  |  |  |  | 0 |  |  |  |  | 0 |  |  |  |  | 0 |  |  |  |  | 0 |  |  |  | 0 | 0 | 0 | 0
| 540 | RENTS |  |  | 0 | 0 | 0 | 0 |  | 0 |  |  |  |  | 0 |  |  |  |  | 0 |  |  |  |  | 0 |  |  |  |  | 0 |  |  |  |  | 0 |  |  |  |  | 0 |  |  |  |  | 0 |  |  |  |  | 0 |  |  |  |  | 0 |  |  |  |  | 0 |  |  |  |  | 0 |  |  |  |  | 0 |  |  |  |  | 0 |  |  |  |  | 0 |  |  |  |  | 0 |  |  |  | 0 | 0 | 0 | 0
| Total Hydraulic Power Operation Expenses |  |  |  | 0 | 0 | 0 | 0 |  | 0 | 0 | 0 | 0 |  | 0 | 0 | 0 | 0 |  | 0 | 0 | 0 | 0 |  | 0 | 0 | 0 | 0 |  | 0 | 0 | 0 | 0 |  | 0 | 0 | 0 | 0 |  | 0 | 0 | 0 | 0 |  | 0 | 0 | 0 | 0 |  | 0 | 0 | 0 | 0 |  | 0 | 0 | 0 | 0 |  | 0 | 0 | 0 | 0 |  | 0 | 0 | 0 | 0 |  | 0 | 0 | 0 | 0 |  | 0 | 0 | 0 | 0 |  | 0 | 0 | 0 | 0 |  | 0 | 0 | 0 | 0 | 0 | 0 | 0 | 0
0
| Labor - Hydraulic Power Generation Maintenance Expenses | [90 empty] | 0
| 541 | MAINTENANCE SUPERVISION & ENGINEERING | LBSUB4 | 44 | 160360 | 104959.7642 | 55400.2358 | 0 |  | 56037.708 | 36908.3664 | 19129.3416 | 0 |  | 15869.2314 | 10468.1621 | 5401.0693 | 0 |  | 1198.6303 | 784.8996 | 413.7307 | 0 |  | 16177.3482 | 10708.5514 | 5468.7968 | 0 |  | 982.1849 | 735.0332 | 247.1517 | 0 |  | 16266.3125 | 10523.9167 | 5742.3958 | 0 |  | 35096.1493 | 22688.8164 | 12407.333 | 0 |  | 12506.9101 | 8188.7089 | 4318.2012 | 0 |  | 5103.0156 | 3240.3493 | 1862.6663 | 0 |  | 1064.356 | 677.6622 | 386.6938 | 0 |  | 34.4418 | 20.3727 | 14.0691 | 0 |  | 20.4638 | 12.7631 | 7.7007 | 0 |  | 3.2022 | 2.1517 | 1.0505 | 0 |  | 0.045738 | 0.010496 | 0.035242 | 0 |  | 0 | 0 | 0 | 0 |  | 0 | 0 | 0 | 0 | 0 | 0 | 0 | 0
| 542 | MAINTENANCE OF STRUCTURES | Prod | 36 | 43386 | 43386 | 0 | 0 |  | 15256.3832 | 15256.3832 | 0 | 0 |  | 4327.1027 | 4327.1027 | 0 | 0 |  | 324.4448 | 324.4448 | 0 | 0 |  | 4426.4697 | 4426.4697 | 0 | 0 |  | 303.8322 | 303.8322 | 0 | 0 |  | 4350.1494 | 4350.1494 | 0 | 0 |  | 9378.6128 | 9378.6128 | 0 | 0 |  | 3384.8716 | 3384.8716 | 0 | 0 |  | 1339.4256 | 1339.4256 | 0 | 0 |  | 280.1174 | 280.1174 | 0 | 0 |  | 8.4212 | 8.4212 | 0 | 0 |  | 5.2757 | 5.2757 | 0 | 0 |  | 0.88941 | 0.88941 | 0 | 0 |  | 0.0043386 | 0.0043386 | 0 | 0 |  | 0 | 0 | 0 | 0 |  | 0 | 0 | 0 | 0 | 0 | 0 | 0 | 0
| 543 | MAINT. OF RESERVES, DAMS, AND WATERWAYS | Prod | 36 | 911 | 911 | 0 | 0 |  | 320.3468 | 320.3468 | 0 | 0 |  | 90.8586 | 90.8586 | 0 | 0 |  | 6.8125 | 6.8125 | 0 | 0 |  | 92.945 | 92.945 | 0 | 0 |  | 6.3797 | 6.3797 | 0 | 0 |  | 91.3425 | 91.3425 | 0 | 0 |  | 196.928 | 196.928 | 0 | 0 |  | 71.074 | 71.074 | 0 | 0 |  | 28.1247 | 28.1247 | 0 | 0 |  | 5.8818 | 5.8818 | 0 | 0 |  | 0.17683 | 0.17683 | 0 | 0 |  | 0.11078 | 0.11078 | 0 | 0 |  | 0.018676 | 0.018676 | 0 | 0 |  | 9.11e-05 | 9.11e-05 | 0 | 0 |  | 0 | 0 | 0 | 0 |  | 0 | 0 | 0 | 0 | 0 | 0 | 0 | 0
| 544 | MAINTENANCE OF ELECTRIC PLANT | Energy | 2 | 22712 | 0 | 22712 | 0 |  | 7842.3061 | 0 | 7842.3061 | 0 |  | 2214.234 | 0 | 2214.234 | 0 |  | 169.6139 | 0 | 169.6139 | 0 |  | 2241.9997 | 0 | 2241.9997 | 0 |  | 101.3228 | 0 | 101.3228 | 0 |  | 2354.165 | 0 | 2354.165 | 0 |  | 5086.537 | 0 | 5086.537 | 0 |  | 1770.2991 | 0 | 1770.2991 | 0 |  | 763.6227 | 0 | 763.6227 | 0 |  | 158.5298 | 0 | 158.5298 | 0 |  | 5.7678 | 0 | 5.7678 | 0 |  | 3.157 | 0 | 3.157 | 0 |  | 0.43067 | 0 | 0.43067 | 0 |  | 0.014448 | 0 | 0.014448 | 0 |  | 0 | 0 | 0 | 0 |  | 0 | 0 | 0 | 0 | 0 | 0 | 0 | 0
| 545 | MAINTENANCE OF MISC HYDRAULIC PLANT | Energy | 2 | 669 | 0 | 669 | 0 |  | 231.0014 | 0 | 231.0014 | 0 |  | 65.222 | 0 | 65.222 | 0 |  | 4.9961 | 0 | 4.9961 | 0 |  | 66.0399 | 0 | 66.0399 | 0 |  | 2.9845 | 0 | 2.9845 | 0 |  | 69.3438 | 0 | 69.3438 | 0 |  | 149.828 | 0 | 149.828 | 0 |  | 52.1456 | 0 | 52.1456 | 0 |  | 22.4931 | 0 | 22.4931 | 0 |  | 4.6696 | 0 | 4.6696 | 0 |  | 0.1699 | 0 | 0.1699 | 0 |  | 0.092992 | 0 | 0.092992 | 0 |  | 0.012686 | 0 | 0.012686 | 0 |  | 0.00042558 | 0 | 0.00042558 | 0 |  | 0 | 0 | 0 | 0 |  | 0 | 0 | 0 | 0 | 0 | 0 | 0 | 0
| Total Hydraulic Power Generation Maint. Expense |  |  |  | 228038 | 149256.7642 | 78781.2358 | 0 |  | 79687.7454 | 52485.0963 | 27202.6491 | 0 |  | 22566.6487 | 14886.1234 | 7680.5253 | 0 |  | 1704.4977 | 1116.157 | 588.3407 | 0 |  | 23004.8026 | 15227.9661 | 7776.8364 | 0 |  | 1396.7042 | 1045.2451 | 351.4591 | 0 |  | 23131.3131 | 14965.4086 | 8165.9046 | 0 |  | 49908.055 | 32264.3571 | 17643.6979 | 0 |  | 17785.3004 | 11644.6545 | 6140.6459 | 0 |  | 7256.6817 | 4607.8996 | 2648.7821 | 0 |  | 1513.5546 | 963.6614 | 549.8933 | 0 |  | 48.9775 | 28.9707 | 20.0068 | 0 |  | 29.1003 | 18.1496 | 10.9507 | 0 |  | 4.5536 | 3.0598 | 1.4939 | 0 |  | 0.065041 | 0.014926 | 0.050116 | 0 |  | 0 | 0 | 0 | 0 |  | 0 | 0 | 0 | 0 | 0 | 0 | 0 | 0
0
| Total Hydraulic Power Generation Expense |  |  |  | 228038 | 149256.7642 | 78781.2358 | 0 |  | 79687.7454 | 52485.0963 | 27202.6491 | 0 |  | 22566.6487 | 14886.1234 | 7680.5253 | 0 |  | 1704.4977 | 1116.157 | 588.3407 | 0 |  | 23004.8026 | 15227.9661 | 7776.8364 | 0 |  | 1396.7042 | 1045.2451 | 351.4591 | 0 |  | 23131.3131 | 14965.4086 | 8165.9046 | 0 |  | 49908.055 | 32264.3571 | 17643.6979 | 0 |  | 17785.3004 | 11644.6545 | 6140.6459 | 0 |  | 7256.6817 | 4607.8996 | 2648.7821 | 0 |  | 1513.5546 | 963.6614 | 549.8933 | 0 |  | 48.9775 | 28.9707 | 20.0068 | 0 |  | 29.1003 | 18.1496 | 10.9507 | 0 |  | 4.5536 | 3.0598 | 1.4939 | 0 |  | 0.065041 | 0.014926 | 0.050116 | 0 |  | 0 | 0 | 0 | 0 |  | 0 | 0 | 0 | 0 | 0 | 0 | 0 | 0
0
0
| Labor - Other Power Generation Operation Expense | [87 empty] | 0 | 0 | 0 | 0
| 546 | OPERATION SUPERVISION & ENGINEERING | Prod | 36 | 527544 | 527544 | 0 | 0 |  | 185507.1548 | 185507.1548 | 0 | 0 |  | 52614.6008 | 52614.6008 | 0 | 0 |  | 3945.0268 | 3945.0268 | 0 | 0 |  | 53822.8349 | 53822.8349 | 0 | 0 |  | 3694.3906 | 3694.3906 | 0 | 0 |  | 52894.8322 | 52894.8322 | 0 | 0 |  | 114037.4983 | 114037.4983 | 0 | 0 |  | 41157.7168 | 41157.7168 | 0 | 0 |  | 16286.4966 | 16286.4966 | 0 | 0 |  | 3406.0351 | 3406.0351 | 0 | 0 |  | 102.3963 | 102.3963 | 0 | 0 |  | 64.1494 | 64.1494 | 0 | 0 |  | 10.8147 | 10.8147 | 0 | 0 |  | 0.052754 | 0.052754 | 0 | 0 |  | 0 | 0 | 0 | 0 |  | 0 | 0 | 0 | 0 | 0 | 0 | 0 | 0
| 547 | FUEL | Energy | 2 | 0 | 0 | 0 | 0 |  | 0 | 0 | 0 | 0 |  | 0 | 0 | 0 | 0 |  | 0 | 0 | 0 | 0 |  | 0 | 0 | 0 | 0 |  | 0 | 0 | 0 | 0 |  | 0 | 0 | 0 | 0 |  | 0 | 0 | 0 | 0 |  | 0 | 0 | 0 | 0 |  | 0 | 0 | 0 | 0 |  | 0 | 0 | 0 | 0 |  | 0 | 0 | 0 | 0 |  | 0 | 0 | 0 | 0 |  | 0 | 0 | 0 | 0 |  | 0 | 0 | 0 | 0 |  | 0 | 0 | 0 | 0 |  | 0 | 0 | 0 | 0 | 0 | 0 | 0 | 0
| 548 | GENERATION EXPENSE | Prod | 36 | 383627 | 383627 | 0 | 0 |  | 134899.7492 | 134899.7492 | 0 | 0 |  | 38261.0388 | 38261.0388 | 0 | 0 |  | 2868.8011 | 2868.8011 | 0 | 0 |  | 39139.6598 | 39139.6598 | 0 | 0 |  | 2686.5399 | 2686.5399 | 0 | 0 |  | 38464.8215 | 38464.8215 | 0 | 0 |  | 82927.421 | 82927.421 | 0 | 0 |  | 29929.6578 | 29929.6578 | 0 | 0 |  | 11843.4478 | 11843.4478 | 0 | 0 |  | 2476.8494 | 2476.8494 | 0 | 0 |  | 74.462 | 74.462 | 0 | 0 |  | 46.649 | 46.649 | 0 | 0 |  | 7.8644 | 7.8644 | 0 | 0 |  | 0.038363 | 0.038363 | 0 | 0 |  | 0 | 0 | 0 | 0 |  | 0 | 0 | 0 | 0 | 0 | 0 | 0 | 0
| 549 | MISC OTHER POWER GENERATION | Prod | 36 | 2757670 | 2757670 | 0 | 0 |  | 969715.3518 | 969715.3518 | 0 | 0 |  | 275036.2175 | 275036.2175 | 0 | 0 |  | 20622.132 | 20622.132 | 0 | 0 |  | 281352.1091 | 281352.1091 | 0 | 0 |  | 19311.963 | 19311.963 | 0 | 0 |  | 276501.0918 | 276501.0918 | 0 | 0 |  | 596116.6994 | 596116.6994 | 0 | 0 |  | 215146.795 | 215146.795 | 0 | 0 |  | 85135.6155 | 85135.6155 | 0 | 0 |  | 17804.6206 | 17804.6206 | 0 | 0 |  | 535.2637 | 535.2637 | 0 | 0 |  | 335.3327 | 335.3327 | 0 | 0 |  | 56.5322 | 56.5322 | 0 | 0 |  | 0.27577 | 0.27577 | 0 | 0 |  | 0 | 0 | 0 | 0 |  | 0 | 0 | 0 | 0 | 0 | 0 | 0 | 0
| 550 | RENTS |  |  | 0 | 0 | 0 | 0 |  | 0 |  |  |  |  | 0 |  |  |  |  | 0 |  |  |  |  | 0 |  |  |  |  | 0 |  |  |  |  | 0 |  |  |  |  | 0 |  |  |  |  | 0 |  |  |  |  | 0 |  |  |  |  | 0 |  |  |  |  | 0 |  |  |  |  | 0 |  |  |  |  | 0 |  |  |  |  | 0 |  |  |  |  | 0 |  |  |  |  | 0 |  |  |  | 0 | 0 | 0 | 0
| Total Other Power Generation Expenses |  |  |  | 3668841 | 3668841 | 0 | 0 |  | 1290122.2558 | 1290122.2558 | 0 | 0 |  | 365911.8571 | 365911.8571 | 0 | 0 |  | 27435.9599 | 27435.9599 | 0 | 0 |  | 374314.6037 | 374314.6037 | 0 | 0 |  | 25692.8935 | 25692.8935 | 0 | 0 |  | 367860.7455 | 367860.7455 | 0 | 0 |  | 793081.6187 | 793081.6187 | 0 | 0 |  | 286234.1696 | 286234.1696 | 0 | 0 |  | 113265.56 | 113265.56 | 0 | 0 |  | 23687.505 | 23687.505 | 0 | 0 |  | 712.122 | 712.122 | 0 | 0 |  | 446.1311 | 446.1311 | 0 | 0 |  | 75.2112 | 75.2112 | 0 | 0 |  | 0.36688 | 0.36688 | 0 | 0 |  | 0 | 0 | 0 | 0 |  | 0 | 0 | 0 | 0 | 0 | 0 | 0 | 0
0
| Labor -Other Power Generation Maintenance Expense | [90 empty] | 0
| 551 | MAINTENANCE SUPERVISION & ENGINEERING | Prod | 36 | 732436 | 732436 | 0 | 0 |  | 257555.9923 | 257555.9923 | 0 | 0 |  | 73049.5045 | 73049.5045 | 0 | 0 |  | 5477.2297 | 5477.2297 | 0 | 0 |  | 74727.0026 | 74727.0026 | 0 | 0 |  | 5129.2493 | 5129.2493 | 0 | 0 |  | 73438.5745 | 73438.5745 | 0 | 0 |  | 158328.3463 | 158328.3463 | 0 | 0 |  | 57142.8989 | 57142.8989 | 0 | 0 |  | 22611.9839 | 22611.9839 | 0 | 0 |  | 4728.8998 | 4728.8998 | 0 | 0 |  | 142.1658 | 142.1658 | 0 | 0 |  | 89.0642 | 89.0642 | 0 | 0 |  | 15.0149 | 15.0149 | 0 | 0 |  | 0.073244 | 0.073244 | 0 | 0 |  | 0 | 0 | 0 | 0 |  | 0 | 0 | 0 | 0 | 0 | 0 | 0 | 0
| 552 | MAINTENANCE OF STRUCTURES | Prod | 36 | 351927 | 351927 | 0 | 0 |  | 123752.6661 | 123752.6661 | 0 | 0 |  | 35099.4393 | 35099.4393 | 0 | 0 |  | 2631.7453 | 2631.7453 | 0 | 0 |  | 35905.4578 | 35905.4578 | 0 | 0 |  | 2464.5448 | 2464.5448 | 0 | 0 |  | 35286.383 | 35286.383 | 0 | 0 |  | 76074.9334 | 76074.9334 | 0 | 0 |  | 27456.4999 | 27456.4999 | 0 | 0 |  | 10864.7959 | 10864.7959 | 0 | 0 |  | 2272.1815 | 2272.1815 | 0 | 0 |  | 68.309 | 68.309 | 0 | 0 |  | 42.7943 | 42.7943 | 0 | 0 |  | 7.2145 | 7.2145 | 0 | 0 |  | 0.035193 | 0.035193 | 0 | 0 |  | 0 | 0 | 0 | 0 |  | 0 | 0 | 0 | 0 | 0 | 0 | 0 | 0
| 553 | MAINTENANCE OF GENERATING & ELEC PLANT | Prod | 36 | 1277077 | 1277077 | 0 | 0 |  | 449075.1875 | 449075.1875 | 0 | 0 |  | 127369.2746 | 127369.2746 | 0 | 0 |  | 9550.1095 | 9550.1095 | 0 | 0 |  | 130294.164 | 130294.164 | 0 | 0 |  | 8943.3702 | 8943.3702 | 0 | 0 |  | 128047.6579 | 128047.6579 | 0 | 0 |  | 276061.6484 | 276061.6484 | 0 | 0 |  | 99634.4826 | 99634.4826 | 0 | 0 |  | 39426.3043 | 39426.3043 | 0 | 0 |  | 8245.3199 | 8245.3199 | 0 | 0 |  | 247.8806 | 247.8806 | 0 | 0 |  | 155.2926 | 155.2926 | 0 | 0 |  | 26.1801 | 26.1801 | 0 | 0 |  | 0.12771 | 0.12771 | 0 | 0 |  | 0 | 0 | 0 | 0 |  | 0 | 0 | 0 | 0 | 0 | 0 | 0 | 0
| 554 | MAINTENANCE OF MISC OTHER POWER GEN PLT | Prod | 36 | 1287143 | 1287143 | 0 | 0 |  | 452614.8259 | 452614.8259 | 0 | 0 |  | 128373.2071 | 128373.2071 | 0 | 0 |  | 9625.3841 | 9625.3841 | 0 | 0 |  | 131321.1507 | 131321.1507 | 0 | 0 |  | 9013.8624 | 9013.8624 | 0 | 0 |  | 129056.9375 | 129056.9375 | 0 | 0 |  | 278237.5835 | 278237.5835 | 0 | 0 |  | 100419.8077 | 100419.8077 | 0 | 0 |  | 39737.0648 | 39737.0648 | 0 | 0 |  | 8310.3101 | 8310.3101 | 0 | 0 |  | 249.8345 | 249.8345 | 0 | 0 |  | 156.5166 | 156.5166 | 0 | 0 |  | 26.3864 | 26.3864 | 0 | 0 |  | 0.12871 | 0.12871 | 0 | 0 |  | 0 | 0 | 0 | 0 |  | 0 | 0 | 0 | 0 | 0 | 0 | 0 | 0
| Total Other Power Generation Maintenance Expense |  |  |  | 3648583 | 3648583 | 0 | 0 |  | 1282998.6719 | 1282998.6719 | 0 | 0 |  | 363891.4255 | 363891.4255 | 0 | 0 |  | 27284.4685 | 27284.4685 | 0 | 0 |  | 372247.7751 | 372247.7751 | 0 | 0 |  | 25551.0267 | 25551.0267 | 0 | 0 |  | 365829.5528 | 365829.5528 | 0 | 0 |  | 788702.5116 | 788702.5116 | 0 | 0 |  | 284653.6891 | 284653.6891 | 0 | 0 |  | 112640.149 | 112640.149 | 0 | 0 |  | 23556.7113 | 23556.7113 | 0 | 0 |  | 708.19 | 708.19 | 0 | 0 |  | 443.6677 | 443.6677 | 0 | 0 |  | 74.796 | 74.796 | 0 | 0 |  | 0.36486 | 0.36486 | 0 | 0 |  | 0 | 0 | 0 | 0 |  | 0 | 0 | 0 | 0 | 0 | 0 | 0 | 0
0
| Total Other Power Generation Expense |  |  |  | 7317424 | 7317424 | 0 | 0 |  | 2573120.9276 | 2573120.9276 | 0 | 0 |  | 729803.2826 | 729803.2826 | 0 | 0 |  | 54720.4284 | 54720.4284 | 0 | 0 |  | 746562.3788 | 746562.3788 | 0 | 0 |  | 51243.9203 | 51243.9203 | 0 | 0 |  | 733690.2983 | 733690.2983 | 0 | 0 |  | 1581784.1303 | 1581784.1303 | 0 | 0 |  | 570887.8587 | 570887.8587 | 0 | 0 |  | 225905.709 | 225905.709 | 0 | 0 |  | 47244.2163 | 47244.2163 | 0 | 0 |  | 1420.312 | 1420.312 | 0 | 0 |  | 889.7988 | 889.7988 | 0 | 0 |  | 150.0072 | 150.0072 | 0 | 0 |  | 0.73174 | 0.73174 | 0 | 0 |  | 0 | 0 | 0 | 0 |  | 0 | 0 | 0 | 0 | 0 | 0 | 0 | 0
0
| Total Production Expense |  |  |  | 59350712 | 34301388.0742 | 25049323.9258 | 0 |  | 20711211.8658 | 12061843.0066 | 8649368.8592 | 0 |  | 5863152.887 | 3421048.9396 | 2442103.9475 | 0 |  | 443578.3264 | 256509.2102 | 187069.1162 | 0 |  | 5972336.48 | 3499609.4087 | 2472727.0714 | 0 |  | 351962.7419 | 240212.6207 | 111750.1212 | 0 |  | 6035705.2287 | 3439269.8369 | 2596435.3918 | 0 |  | 13024820.9392 | 7414821.2956 | 5609999.6437 | 0 |  | 4628595.0266 | 2676111.9742 | 1952483.0524 | 0 |  | 1901170.9233 | 1058962.743 | 842208.1803 | 0 |  | 396307.8412 | 221463.482 | 174844.3593 | 0 |  | 13019.2754 | 6657.8994 | 6361.3759 | 0 |  | 7652.9247 | 4171.0488 | 3481.876 | 0 |  | 1178.1747 | 703.1785 | 474.9963 | 0 |  | 19.365 | 3.4301 | 15.9348 | 0 |  | 0 | 0 | 0 | 0 |  | 0 | 0 | 0 | 0 | 0 | 0 | 0 | 0
0
| Labor - Purchased Power | [90 empty] | 0
| 555 | PURCHASED POWER |  |  | 0 | 0 | 0 | 0 |  | 0 |  |  |  |  | 0 |  |  |  |  | 0 |  |  |  |  | 0 |  |  |  |  | 0 |  |  |  |  | 0 |  |  |  |  | 0 |  |  |  |  | 0 |  |  |  |  | 0 |  |  |  |  | 0 |  |  |  |  | 0 |  |  |  |  | 0 |  |  |  |  | 0 |  |  |  |  | 0 |  |  |  |  | 0 |  |  |  |  | 0 |  |  |  | 0 | 0 | 0 | 0
| 556 | SYSTEM CONTROL AND LOAD DISPATCH | Prod | 36 | 2263912 | 2263912 | 0 | 0 |  | 796088.8074 | 796088.8074 | 0 | 0 |  | 225791.2633 | 225791.2633 | 0 | 0 |  | 16929.7603 | 16929.7603 | 0 | 0 |  | 230976.301 | 230976.301 | 0 | 0 |  | 15854.1757 | 15854.1757 | 0 | 0 |  | 226993.8534 | 226993.8534 | 0 | 0 |  | 489382.6125 | 489382.6125 | 0 | 0 |  | 176624.9809 | 176624.9809 | 0 | 0 |  | 69892.1704 | 69892.1704 | 0 | 0 |  | 14616.7214 | 14616.7214 | 0 | 0 |  | 439.4253 | 439.4253 | 0 | 0 |  | 275.2917 | 275.2917 | 0 | 0 |  | 46.4102 | 46.4102 | 0 | 0 |  | 0.22639 | 0.22639 | 0 | 0 |  | 0 | 0 | 0 | 0 |  | 0 | 0 | 0 | 0 | 0 | 0 | 0 | 0
| 557 | OTHER EXPENSES |  |  | 0 | 0 | 0 | 0 |  | 0 |  |  |  |  | 0 |  |  |  |  | 0 |  |  |  |  | 0 |  |  |  |  | 0 |  |  |  |  | 0 |  |  |  |  | 0 |  |  |  |  | 0 |  |  |  |  | 0 |  |  |  |  | 0 |  |  |  |  | 0 |  |  |  |  | 0 |  |  |  |  | 0 |  |  |  |  | 0 |  |  |  |  | 0 |  |  |  |  | 0 |  |  |  | 0 | 0 | 0 | 0
| Total Purchased Power Labor |  |  |  | 2263912 | 2263912 | 0 | 0 |  | 796088.8074 | 796088.8074 | 0 | 0 |  | 225791.2633 | 225791.2633 | 0 | 0 |  | 16929.7603 | 16929.7603 | 0 | 0 |  | 230976.301 | 230976.301 | 0 | 0 |  | 15854.1757 | 15854.1757 | 0 | 0 |  | 226993.8534 | 226993.8534 | 0 | 0 |  | 489382.6125 | 489382.6125 | 0 | 0 |  | 176624.9809 | 176624.9809 | 0 | 0 |  | 69892.1704 | 69892.1704 | 0 | 0 |  | 14616.7214 | 14616.7214 | 0 | 0 |  | 439.4253 | 439.4253 | 0 | 0 |  | 275.2917 | 275.2917 | 0 | 0 |  | 46.4102 | 46.4102 | 0 | 0 |  | 0.22639 | 0.22639 | 0 | 0 |  | 0 | 0 | 0 | 0 |  | 0 | 0 | 0 | 0 | 0 | 0 | 0 | 0
0
Labor Expenses (Continued) | [91 empty] | 0
0
| Transmission Labor Expenses | [90 empty] | 0
| 560 | OPERATION SUPERVISION AND ENG | Trans | 38 | 1591418 | 1591418 | 0 | 0 |  | 703640.8395 | 703640.8395 | 0 | 0 |  | 180610.1133 | 180610.1133 | 0 | 0 |  | 18484.4141 | 18484.4141 | 0 | 0 |  | 161119.9998 | 161119.9998 | 0 | 0 |  | 6923.4579 | 6923.4579 | 0 | 0 |  | 142537.2021 | 142537.2021 | 0 | 0 |  | 232141.0557 | 232141.0557 | 0 | 0 |  | 80501.4996 | 80501.4996 | 0 | 0 |  | 53942.1795 | 53942.1795 | 0 | 0 |  | 10864.5485 | 10864.5485 | 0 | 0 |  | 395.2857 | 395.2857 | 0 | 0 |  | 106.4996 | 106.4996 | 0 | 0 |  | 149.9688 | 149.9688 | 0 | 0 |  | 0.9358 | 0.9358 | 0 | 0 |  | 0 | 0 | 0 | 0 |  | 0 | 0 | 0 | 0 | 0 | 0 | 0 | 0
| 561 | LOAD DISPATCHING | Trans | 38 | 4089959 | 4089959 | 0 | 0 |  | 1808363.4748 | 1808363.4748 | 0 | 0 |  | 464169.6641 | 464169.6641 | 0 | 0 |  | 47505.1155 | 47505.1155 | 0 | 0 |  | 414079.8918 | 414079.8918 | 0 | 0 |  | 17793.3509 | 17793.3509 | 0 | 0 |  | 366321.9296 | 366321.9296 | 0 | 0 |  | 596604.6632 | 596604.6632 | 0 | 0 |  | 206889.5997 | 206889.5997 | 0 | 0 |  | 138631.9009 | 138631.9009 | 0 | 0 |  | 27921.9902 | 27921.9902 | 0 | 0 |  | 1015.888 | 1015.888 | 0 | 0 |  | 273.705 | 273.705 | 0 | 0 |  | 385.4213 | 385.4213 | 0 | 0 |  | 2.405 | 2.405 | 0 | 0 |  | 0 | 0 | 0 | 0 |  | 0 | 0 | 0 | 0 | 0 | 0 | 0 | 0
| 562 | STATION EXPENSES | Trans | 38 | 424026 | 424026 | 0 | 0 |  | 187481.8625 | 187481.8625 | 0 | 0 |  | 48122.7333 | 48122.7333 | 0 | 0 |  | 4925.0871 | 4925.0871 | 0 | 0 |  | 42929.6822 | 42929.6822 | 0 | 0 |  | 1844.7235 | 1844.7235 | 0 | 0 |  | 37978.3813 | 37978.3813 | 0 | 0 |  | 61852.9156 | 61852.9156 | 0 | 0 |  | 21449.254 | 21449.254 | 0 | 0 |  | 14372.6454 | 14372.6454 | 0 | 0 |  | 2894.8089 | 2894.8089 | 0 | 0 |  | 105.3221 | 105.3221 | 0 | 0 |  | 28.3763 | 28.3763 | 0 | 0 |  | 39.9585 | 39.9585 | 0 | 0 |  | 0.24934 | 0.24934 | 0 | 0 |  | 0 | 0 | 0 | 0 |  | 0 | 0 | 0 | 0 | 0 | 0 | 0 | 0
| 563 | OVERHEAD LINE EXPENSES | Trans | 38 | 45989 | 45989 | 0 | 0 |  | 20333.9026 | 20333.9026 | 0 | 0 |  | 5219.2941 | 5219.2941 | 0 | 0 |  | 534.165 | 534.165 | 0 | 0 |  | 4656.0663 | 4656.0663 | 0 | 0 |  | 200.075 | 200.075 | 0 | 0 |  | 4119.0582 | 4119.0582 | 0 | 0 |  | 6708.4418 | 6708.4418 | 0 | 0 |  | 2326.3426 | 2326.3426 | 0 | 0 |  | 1558.828 | 1558.828 | 0 | 0 |  | 313.9651 | 313.9651 | 0 | 0 |  | 11.423 | 11.423 | 0 | 0 |  | 3.0776 | 3.0776 | 0 | 0 |  | 4.3338 | 4.3338 | 0 | 0 |  | 0.027043 | 0.027043 | 0 | 0 |  | 0 | 0 | 0 | 0 |  | 0 | 0 | 0 | 0 | 0 | 0 | 0 | 0
| 566 | MISC. TRANSMISSION EXPENSES | Trans | 38 | 0 | 0 | 0 | 0 |  | 0 | 0 | 0 | 0 |  | 0 | 0 | 0 | 0 |  | 0 | 0 | 0 | 0 |  | 0 | 0 | 0 | 0 |  | 0 | 0 | 0 | 0 |  | 0 | 0 | 0 | 0 |  | 0 | 0 | 0 | 0 |  | 0 | 0 | 0 | 0 |  | 0 | 0 | 0 | 0 |  | 0 | 0 | 0 | 0 |  | 0 | 0 | 0 | 0 |  | 0 | 0 | 0 | 0 |  | 0 | 0 | 0 | 0 |  | 0 | 0 | 0 | 0 |  | 0 | 0 | 0 | 0 |  | 0 | 0 | 0 | 0 | 0 | 0 | 0 | 0
| 568 | MAINTENACE SUPERVISION AND ENG | Trans | 38 | 393950 | 393950 | 0 | 0 |  | 174183.8466 | 174183.8466 | 0 | 0 |  | 44709.4064 | 44709.4064 | 0 | 0 |  | 4575.7525 | 4575.7525 | 0 | 0 |  | 39884.6965 | 39884.6965 | 0 | 0 |  | 1713.878 | 1713.878 | 0 | 0 |  | 35284.5894 | 35284.5894 | 0 | 0 |  | 57465.7123 | 57465.7123 | 0 | 0 |  | 19927.8667 | 19927.8667 | 0 | 0 |  | 13353.1992 | 13353.1992 | 0 | 0 |  | 2689.4813 | 2689.4813 | 0 | 0 |  | 97.8516 | 97.8516 | 0 | 0 |  | 26.3636 | 26.3636 | 0 | 0 |  | 37.1243 | 37.1243 | 0 | 0 |  | 0.23165 | 0.23165 | 0 | 0 |  | 0 | 0 | 0 | 0 |  | 0 | 0 | 0 | 0 | 0 | 0 | 0 | 0
| 570 | MAINT OF STATION EQUIPMENT | Trans | 38 | 0 | 0 | 0 | 0 |  | 0 | 0 | 0 | 0 |  | 0 | 0 | 0 | 0 |  | 0 | 0 | 0 | 0 |  | 0 | 0 | 0 | 0 |  | 0 | 0 | 0 | 0 |  | 0 | 0 | 0 | 0 |  | 0 | 0 | 0 | 0 |  | 0 | 0 | 0 | 0 |  | 0 | 0 | 0 | 0 |  | 0 | 0 | 0 | 0 |  | 0 | 0 | 0 | 0 |  | 0 | 0 | 0 | 0 |  | 0 | 0 | 0 | 0 |  | 0 | 0 | 0 | 0 |  | 0 | 0 | 0 | 0 |  | 0 | 0 | 0 | 0 | 0 | 0 | 0 | 0
| 571 | MAINT OF OVERHEAD LINES | Trans | 38 | 0 | 0 | 0 | 0 |  | 0 | 0 | 0 | 0 |  | 0 | 0 | 0 | 0 |  | 0 | 0 | 0 | 0 |  | 0 | 0 | 0 | 0 |  | 0 | 0 | 0 | 0 |  | 0 | 0 | 0 | 0 |  | 0 | 0 | 0 | 0 |  | 0 | 0 | 0 | 0 |  | 0 | 0 | 0 | 0 |  | 0 | 0 | 0 | 0 |  | 0 | 0 | 0 | 0 |  | 0 | 0 | 0 | 0 |  | 0 | 0 | 0 | 0 |  | 0 | 0 | 0 | 0 |  | 0 | 0 | 0 | 0 |  | 0 | 0 | 0 | 0 | 0 | 0 | 0 | 0
| 572 | UNDERGROUND LINES | Trans | 38 | 1126679 | 1126679 | 0 | 0 |  | 498157.8425 | 498157.8425 | 0 | 0 |  | 127866.8595 | 127866.8595 | 0 | 0 |  | 13086.4432 | 13086.4432 | 0 | 0 |  | 114068.4096 | 114068.4096 | 0 | 0 |  | 4901.6127 | 4901.6127 | 0 | 0 |  | 100912.3136 | 100912.3136 | 0 | 0 |  | 164349.3114 | 164349.3114 | 0 | 0 |  | 56992.7883 | 56992.7883 | 0 | 0 |  | 38189.5397 | 38189.5397 | 0 | 0 |  | 7691.7935 | 7691.7935 | 0 | 0 |  | 279.8511 | 279.8511 | 0 | 0 |  | 75.3987 | 75.3987 | 0 | 0 |  | 106.1737 | 106.1737 | 0 | 0 |  | 0.66252 | 0.66252 | 0 | 0 |  | 0 | 0 | 0 | 0 |  | 0 | 0 | 0 | 0 | 0 | 0 | 0 | 0
| 573 | MISC PLANT | Trans | 38 | 309102 | 309102 | 0 | 0 |  | 136668.5502 | 136668.5502 | 0 | 0 |  | 35080.0024 | 35080.0024 | 0 | 0 |  | 3590.238 | 3590.238 | 0 | 0 |  | 31294.4268 | 31294.4268 | 0 | 0 |  | 1344.7471 | 1344.7471 | 0 | 0 |  | 27685.0798 | 27685.0798 | 0 | 0 |  | 45088.8859 | 45088.8859 | 0 | 0 |  | 15635.8509 | 15635.8509 | 0 | 0 |  | 10477.2194 | 10477.2194 | 0 | 0 |  | 2110.2273 | 2110.2273 | 0 | 0 |  | 76.7766 | 76.7766 | 0 | 0 |  | 20.6855 | 20.6855 | 0 | 0 |  | 29.1285 | 29.1285 | 0 | 0 |  | 0.18176 | 0.18176 | 0 | 0 |  | 0 | 0 | 0 | 0 |  | 0 | 0 | 0 | 0 | 0 | 0 | 0 | 0
| Total Transmission Labor Expenses |  |  |  | 7981123 | 7981123 | 0 | 0 |  | 3528830.3186 | 3528830.3186 | 0 | 0 |  | 905778.0731 | 905778.0731 | 0 | 0 |  | 92701.2153 | 92701.2153 | 0 | 0 |  | 808033.1731 | 808033.1731 | 0 | 0 |  | 34721.845 | 34721.845 | 0 | 0 |  | 714838.5541 | 714838.5541 | 0 | 0 |  | 1164210.9857 | 1164210.9857 | 0 | 0 |  | 403723.2017 | 403723.2017 | 0 | 0 |  | 270525.5121 | 270525.5121 | 0 | 0 |  | 54486.8147 | 54486.8147 | 0 | 0 |  | 1982.398 | 1982.398 | 0 | 0 |  | 534.1065 | 534.1065 | 0 | 0 |  | 752.1089 | 752.1089 | 0 | 0 |  | 4.6931 | 4.6931 | 0 | 0 |  | 0 | 0 | 0 | 0 |  | 0 | 0 | 0 | 0 | 0 | 0 | 0 | 0
0
| Distribution Operation Labor Expense | [90 empty] | 0
| 580 | OPERATION SUPERVISION AND ENGI | FO23 | 54 | 1268655 | 603818.8295 | 0 | 664836.1705 |  | 823404.628 | 313930.6194 | 0 | 509474.0086 |  | 188664.8513 | 76469.9139 | 0 | 112194.9374 |  | 8476.2972 | 7499.9139 | 0 | 976.3832 |  | 74553.9746 | 60823.1171 | 0 | 13730.8575 |  | 2667.3384 | 2512.4066 | 0 | 154.9318 |  | 57473.1039 | 53734.5442 | 0 | 3738.5597 |  | 84514.5466 | 84240.0893 | 0 | 274.4572 |  | 136.074 | 0 | 0 | 136.074 |  | 8.3998 | 0 | 0 | 8.3998 |  | 28429.1897 | 4349.7421 | 0 | 24079.4476 |  | 162.2831 | 158.257 | 0 | 4.0261 |  | 92.2801 | 42.6383 | 0 | 49.6418 |  | 69.5812 | 57.213 | 0 | 12.3683 |  | 2.4522 | 0.37466 | 0 | 2.0775 |  | 0 | 0 | 0 | 0 |  | 0 | 0 | 0 | 0 | 0 | 0 | 0 | 0
| 581 | LOAD DISPATCHING | Acct362 | 50 | 335815 | 335815 | 0 | 0 |  | 162180.7228 | 162180.7228 | 0 | 0 |  | 41628.4517 | 41628.4517 | 0 | 0 |  | 4260.4344 | 4260.4344 | 0 | 0 |  | 37136.2158 | 37136.2158 | 0 | 0 |  | 1595.7735 | 1595.7735 | 0 | 0 |  | 32853.1051 | 32853.1051 | 0 | 0 |  | 53505.7121 | 53505.7121 | 0 | 0 |  | 0 | 0 | 0 | 0 |  | 0 | 0 | 0 | 0 |  | 2504.1473 | 2504.1473 | 0 | 0 |  | 91.1086 | 91.1086 | 0 | 0 |  | 24.5469 | 24.5469 | 0 | 0 |  | 34.566 | 34.566 | 0 | 0 |  | 0.21569 | 0.21569 | 0 | 0 |  | 0 | 0 | 0 | 0 |  | 0 | 0 | 0 | 0 | 0 | 0 | 0 | 0
| 582 | STATION EXPENSES | Acct362 | 50 | 1155025 | 1155025 | 0 | 0 |  | 557815.4323 | 557815.4323 | 0 | 0 |  | 143179.7343 | 143179.7343 | 0 | 0 |  | 14653.6285 | 14653.6285 | 0 | 0 |  | 127728.8317 | 127728.8317 | 0 | 0 |  | 5488.6122 | 5488.6122 | 0 | 0 |  | 112997.209 | 112997.209 | 0 | 0 |  | 184031.1932 | 184031.1932 | 0 | 0 |  | 0 | 0 | 0 | 0 |  | 0 | 0 | 0 | 0 |  | 8612.935 | 8612.935 | 0 | 0 |  | 313.3651 | 313.3651 | 0 | 0 |  | 84.4282 | 84.4282 | 0 | 0 |  | 118.8887 | 118.8887 | 0 | 0 |  | 0.74186 | 0.74186 | 0 | 0 |  | 0 | 0 | 0 | 0 |  | 0 | 0 | 0 | 0 | 0 | 0 | 0 | 0
| 583 | OVERHEAD LINE EXPENSES | Acct365 | 51 | 3066624 | 2488520.7873 | 0 | 578103.2127 |  | 1778952.8244 | 1314165.7682 | 0 | 464787.0562 |  | 405404.0139 | 318419.4371 | 0 | 86984.5768 |  | 31533.0841 | 31087.5698 | 0 | 445.5144 |  | 243884.1695 | 239217.8269 | 0 | 4666.3426 |  | 10279.3853 | 10279.3853 | 0 | 0 |  | 212432.4733 | 211627.6054 | 0 | 804.8679 |  | 344664.0947 | 344664.0947 | 0 | 0 |  | 0 | 0 | 0 | 0 |  | 0 | 0 | 0 | 0 |  | 38235.4168 | 18003.391 | 0 | 20232.0258 |  | 667.6277 | 655.0188 | 0 | 12.6089 |  | 331.9878 | 176.4781 | 0 | 155.5097 |  | 226.8645 | 222.6615 | 0 | 4.203 |  | 12.0581 | 1.5507 | 0 | 10.5074 |  | 0 | 0 | 0 | 0 |  | 0 | 0 | 0 | 0 | 0 | 0 | 0 | 0
| 584 | UNDERGROUND LINE EXPENSES | Acct367 | 52 | 28983 | 20412.6944 | 0 | 8570.3056 |  | 17741.4916 | 10851.0834 | 0 | 6890.4082 |  | 3907.7557 | 2618.2206 | 0 | 1289.5351 |  | 261.3008 | 254.6961 | 0 | 6.6047 |  | 2008.5808 | 1939.4029 | 0 | 69.1779 |  | 83.3377 | 83.3377 | 0 | 0 |  | 1727.6537 | 1715.7216 | 0 | 11.9321 |  | 2794.284 | 2794.284 | 0 | 0 |  | 0 | 0 | 0 | 0 |  | 0 | 0 | 0 | 0 |  | 447.2631 | 147.3259 | 0 | 299.9372 |  | 5.5471 | 5.3602 | 0 | 0.18693 |  | 3.7496 | 1.4442 | 0 | 2.3054 |  | 1.8675 | 1.8052 | 0 | 0.062308 |  | 0.16846 | 0.01269 | 0 | 0.15577 |  | 0 | 0 | 0 | 0 |  | 0 | 0 | 0 | 0 | 0 | 0 | 0 | 0
| 585 | STREET LIGHTING EXPENSE |  |  | 0 | 0 | 0 | 0 |  | 0 |  |  |  |  | 0 |  |  |  |  | 0 |  |  |  |  | 0 |  |  |  |  | 0 |  |  |  |  | 0 |  |  |  |  | 0 |  |  |  |  | 0 |  |  |  |  | 0 |  |  |  |  | 0 |  |  |  |  | 0 |  |  |  |  | 0 |  |  |  |  | 0 |  |  |  |  | 0 |  |  |  |  | 0 |  |  |  |  | 0 |  |  |  | 0 | 0 | 0 | 0
| 586 | METER EXPENSES | C02 | 28 | 5005004 | 0 | 0 | 5005004 |  | 3958275.3143 | 0 | 0 | 3958275.3143 |  | 889848.5523 | 0 | 0 | 889848.5523 |  | 8051.1061 | 0 | 0 | 8051.1061 |  | 115640.6004 | 0 | 0 | 115640.6004 |  | 0 | 0 | 0 | 0 |  | 33084.2622 | 0 | 0 | 33084.2622 |  | 0 | 0 | 0 | 0 |  | 0 | 0 | 0 | 0 |  | 0 | 0 | 0 | 0 |  | 0 | 0 | 0 | 0 |  | 0 | 0 | 0 | 0 |  | 0 | 0 | 0 | 0 |  | 104.1647 | 0 | 0 | 104.1647 |  | 0 | 0 | 0 | 0 |  | 0 | 0 | 0 | 0 |  | 0 | 0 | 0 | 0 | 0 | 0 | 0 | 0
| 586 | METER EXPENSES - LOAD MANAGEMENT |  |  | 0 | 0 | 0 | 0 |  | 0 |  |  |  |  | 0 |  |  |  |  | 0 |  |  |  |  | 0 |  |  |  |  | 0 |  |  |  |  | 0 |  |  |  |  | 0 |  |  |  |  | 0 |  |  |  |  | 0 |  |  |  |  | 0 |  |  |  |  | 0 |  |  |  |  | 0 |  |  |  |  | 0 |  |  |  |  | 0 |  |  |  |  | 0 |  |  |  |  | 0 |  |  |  | 0 | 0 | 0 | 0
| 587 | CUSTOMER INSTALLATIONS EXPENSE |  |  | 0 | 0 | 0 | 0 |  | 0 |  |  |  |  | 0 |  |  |  |  | 0 |  |  |  |  | 0 |  |  |  |  | 0 |  |  |  |  | 0 |  |  |  |  | 0 |  |  |  |  | 0 |  |  |  |  | 0 |  |  |  |  | 0 |  |  |  |  | 0 |  |  |  |  | 0 |  |  |  |  | 0 |  |  |  |  | 0 |  |  |  |  | 0 |  |  |  |  | 0 |  |  |  | 0 | 0 | 0 | 0
| 588 | MISCELLANEOUS DISTRIBUTION EXP | Distplt | 37 | 3043460 | 2013837.1298 | 0 | 1029622.8702 |  | 1725564.8488 | 1081515.0379 | 0 | 644049.8109 |  | 395000.6402 | 255740.6835 | 0 | 139259.9567 |  | 25658.4007 | 24437.5359 | 0 | 1220.8648 |  | 216106.7221 | 199733.1655 | 0 | 16373.5566 |  | 9117.7044 | 7574.6926 | 0 | 1543.0117 |  | 179296.966 | 175964.6041 | 0 | 3332.3618 |  | 256710.1236 | 253976.7228 | 0 | 2733.4009 |  | 1355.2011 | 0 | 0 | 1355.2011 |  | 83.6559 | 0 | 0 | 83.6559 |  | 233334.9606 | 14052.5712 | 0 | 219282.3894 |  | 538.577 | 511.2758 | 0 | 27.3012 |  | 474.3327 | 137.7502 | 0 | 336.5825 |  | 206.6289 | 191.8798 | 0 | 14.7491 |  | 11.2381 | 1.2104 | 0 | 10.0277 |  | 0 | 0 | 0 | 0 |  | 0 | 0 | 0 | 0 | 0 | 0 | 0 | 0
| 589 | RENTS |  |  | 0 | 0 | 0 | 0 |  | 0 |  |  |  |  | 0 |  |  |  |  | 0 |  |  |  |  | 0 |  |  |  |  | 0 |  |  |  |  | 0 |  |  |  |  | 0 |  |  |  |  | 0 |  |  |  |  | 0 |  |  |  |  | 0 |  |  |  |  | 0 |  |  |  |  | 0 |  |  |  |  | 0 |  |  |  |  | 0 |  |  |  |  | 0 |  |  |  |  | 0 |  |  |  | 0 | 0 | 0 | 0
| Total Distribution Operation Labor Expense |  |  |  | 13903566 | 6617429.441 | 0 | 7286136.559 |  | 9023935.2621 | 3440458.664 | 0 | 5583476.5981 |  | 2067633.9995 | 838056.4411 | 0 | 1229577.5584 |  | 92894.2518 | 82193.7786 | 0 | 10700.4732 |  | 817059.0948 | 666578.5599 | 0 | 150480.5349 |  | 29232.1514 | 27534.2079 | 0 | 1697.9435 |  | 629864.7732 | 588892.7895 | 0 | 40971.9837 |  | 926219.9543 | 923212.0962 | 0 | 3007.8581 |  | 1491.2751 | 0 | 0 | 1491.2751 |  | 92.0556 | 0 | 0 | 92.0556 |  | 311563.9125 | 47670.1125 | 0 | 263893.7999 |  | 1778.5085 | 1734.3854 | 0 | 44.1231 |  | 1011.3253 | 467.2858 | 0 | 544.0395 |  | 762.5615 | 627.0141 | 0 | 135.5474 |  | 26.8744 | 4.106 | 0 | 22.7684 |  | 0 | 0 | 0 | 0 |  | 0 | 0 | 0 | 0 | 0 | 0 | 0 | 0
0
| Distribution Maintenance Labor Expense | [90 empty] | 0
| 590 | MAINTENANCE SUPERVISION AND EN |  |  | 0 | 0 | 0 | 0 |  | 0 |  |  |  |  | 0 |  |  |  |  | 0 |  |  |  |  | 0 |  |  |  |  | 0 |  |  |  |  | 0 |  |  |  |  | 0 |  |  |  |  | 0 |  |  |  |  | 0 |  |  |  |  | 0 |  |  |  |  | 0 |  |  |  |  | 0 |  |  |  |  | 0 |  |  |  |  | 0 |  |  |  |  | 0 |  |  |  |  | 0 |  |  |  | 0 | 0 | 0 | 0
| 591 | MAINTENANCE OF STRUCTURES |  |  | 0 | 0 | 0 | 0 |  | 0 |  |  |  |  | 0 |  |  |  |  | 0 |  |  |  |  | 0 |  |  |  |  | 0 |  |  |  |  | 0 |  |  |  |  | 0 |  |  |  |  | 0 |  |  |  |  | 0 |  |  |  |  | 0 |  |  |  |  | 0 |  |  |  |  | 0 |  |  |  |  | 0 |  |  |  |  | 0 |  |  |  |  | 0 |  |  |  |  | 0 |  |  |  | 0 | 0 | 0 | 0
| 592 | MAINTENANCE OF STATION EQUIPME | Acct362 | 50 | 622340 | 622340 | 0 | 0 |  | 300557.0062 | 300557.0062 | 0 | 0 |  | 77146.7941 | 77146.7941 | 0 | 0 |  | 7895.534 | 7895.534 | 0 | 0 |  | 68821.6801 | 68821.6801 | 0 | 0 |  | 2957.3238 | 2957.3238 | 0 | 0 |  | 60884.122 | 60884.122 | 0 | 0 |  | 99158.0033 | 99158.0033 | 0 | 0 |  | 0 | 0 | 0 | 0 |  | 0 | 0 | 0 | 0 |  | 4640.7428 | 4640.7428 | 0 | 0 |  | 168.8445 | 168.8445 | 0 | 0 |  | 45.4908 | 45.4908 | 0 | 0 |  | 64.0585 | 64.0585 | 0 | 0 |  | 0.39972 | 0.39972 | 0 | 0 |  | 0 | 0 | 0 | 0 |  | 0 | 0 | 0 | 0 | 0 | 0 | 0 | 0
| 593 | MAINTENANCE OF OVERHEAD LINES | Acct365 | 51 | 6481662 | 5259774.4696 | 0 | 1221887.5304 |  | 3760021.0922 | 2777640.2719 | 0 | 982380.8202 |  | 856867.9406 | 673016.0481 | 0 | 183851.8925 |  | 66648.7947 | 65707.1489 | 0 | 941.6458 |  | 515477.2003 | 505614.3493 | 0 | 9862.851 |  | 21726.6613 | 21726.6613 | 0 | 0 |  | 449000.4284 | 447299.2476 | 0 | 1701.1808 |  | 728487.1458 | 728487.1458 | 0 | 0 |  | 0 | 0 | 0 | 0 |  | 0 | 0 | 0 | 0 |  | 80814.9444 | 38052.2343 | 0 | 42762.7101 |  | 1411.1078 | 1384.4574 | 0 | 26.6504 |  | 701.6943 | 373.0066 | 0 | 328.6877 |  | 479.5041 | 470.6206 | 0 | 8.8835 |  | 25.4862 | 3.2776 | 0 | 22.2086 |  | 0 | 0 | 0 | 0 |  | 0 | 0 | 0 | 0 | 0 | 0 | 0 | 0
| 594 | MAINTENANCE OF UNDERGROUND LIN | Acct367 | 52 | 248892 | 175294.3568 | 0 | 73597.6432 |  | 152355.3572 | 93183.8612 | 0 | 59171.4959 |  | 33557.9177 | 22484.013 | 0 | 11073.9046 |  | 2243.925 | 2187.2071 | 0 | 56.7179 |  | 17248.7218 | 16654.6552 | 0 | 594.0666 |  | 715.6641 | 715.6641 | 0 | 0 |  | 14836.255 | 14733.7882 | 0 | 102.4668 |  | 23995.961 | 23995.961 | 0 | 0 |  | 0 | 0 | 0 | 0 |  | 0 | 0 | 0 | 0 |  | 3840.8792 | 1265.1636 | 0 | 2575.7155 |  | 47.6358 | 46.0305 | 0 | 1.6052 |  | 32.1995 | 12.4018 | 0 | 19.7978 |  | 16.0371 | 15.502 | 0 | 0.53507 |  | 1.4467 | 0.10897 | 0 | 1.3377 |  | 0 | 0 | 0 | 0 |  | 0 | 0 | 0 | 0 | 0 | 0 | 0 | 0
| 595 | MAINTENANCE OF LINE TRANSFORME | Acct368 | 53 | 53407 | 29170.9703 | 0 | 24236.0297 |  | 39425.4536 | 19940.018 | 0 | 19485.4356 |  | 7366.2761 | 3719.5903 | 0 | 3646.6858 |  | 288.293 | 269.6155 | 0 | 18.6775 |  | 2943.7538 | 2748.125 | 0 | 195.6288 |  | 0 | 0 | 0 | 0 |  | 2379.1214 | 2345.3786 | 0 | 33.7428 |  | 0 | 0 | 0 | 0 |  | 0 | 0 | 0 | 0 |  | 0 | 0 | 0 | 0 |  | 986.7679 | 138.5734 | 0 | 848.1945 |  | 5.5703 | 5.0417 | 0 | 0.52861 |  | 7.8779 | 1.3584 | 0 | 6.5195 |  | 3.4336 | 3.2573 | 0 | 0.1762 |  | 0.45244 | 0.011936 | 0 | 0.44051 |  | 0 | 0 | 0 | 0 |  | 0 | 0 | 0 | 0 | 0 | 0 | 0 | 0
| 596 | MAINTENANCE OF ST LIGHTS & SIG SYSTEMS |  |  | 0 | 0 | 0 | 0 |  | 0 |  |  |  |  | 0 |  |  |  |  | 0 |  |  |  |  | 0 |  |  |  |  | 0 |  |  |  |  | 0 |  |  |  |  | 0 |  |  |  |  | 0 |  |  |  |  | 0 |  |  |  |  | 0 |  |  |  |  | 0 |  |  |  |  | 0 |  |  |  |  | 0 |  |  |  |  | 0 |  |  |  |  | 0 |  |  |  |  | 0 |  |  |  | 0 | 0 | 0 | 0
| 597 | MAINTENANCE OF METERS |  |  | 0 | 0 | 0 | 0 |  | 0 |  |  |  |  | 0 |  |  |  |  | 0 |  |  |  |  | 0 |  |  |  |  | 0 |  |  |  |  | 0 |  |  |  |  | 0 |  |  |  |  | 0 |  |  |  |  | 0 |  |  |  |  | 0 |  |  |  |  | 0 |  |  |  |  | 0 |  |  |  |  | 0 |  |  |  |  | 0 |  |  |  |  | 0 |  |  |  |  | 0 |  |  |  | 0 | 0 | 0 | 0
| 598 | MAINTENANCE OF MISC DISTR PLANT | Distplt | 37 | 3541 | 2343.056 | 0 | 1197.944 |  | 2007.6574 | 1258.3194 | 0 | 749.338 |  | 459.5747 | 297.5488 | 0 | 162.026 |  | 29.853 | 28.4325 | 0 | 1.4204 |  | 251.4355 | 232.3852 | 0 | 19.0503 |  | 10.6083 | 8.813 | 0 | 1.7953 |  | 208.6081 | 204.731 | 0 | 3.8771 |  | 298.6767 | 295.4964 | 0 | 3.1803 |  | 1.5767 | 0 | 0 | 1.5767 |  | 0.097332 | 0 | 0 | 0.097332 |  | 271.4802 | 16.3499 | 0 | 255.1303 |  | 0.62662 | 0.59486 | 0 | 0.031764 |  | 0.55188 | 0.16027 | 0 | 0.39161 |  | 0.24041 | 0.22325 | 0 | 0.01716 |  | 0.013075 | 0.0014083 | 0 | 0.011667 |  | 0 | 0 | 0 | 0 |  | 0 | 0 | 0 | 0 | 0 | 0 | 0 | 0
| Total Distribution Maintenance Labor Expense |  |  |  | 7409842 | 6088922.8528 | 0 | 1320919.1472 |  | 4254366.5666 | 3192579.4768 | 0 | 1061787.0898 |  | 975398.5032 | 776663.9943 | 0 | 198734.5089 |  | 77106.3996 | 76087.9381 | 0 | 1018.4616 |  | 604742.7915 | 594071.1949 | 0 | 10671.5966 |  | 25410.2574 | 25408.4622 | 0 | 1.7953 |  | 527308.535 | 525467.2675 | 0 | 1841.2675 |  | 851939.7869 | 851936.6067 | 0 | 3.1803 |  | 1.5767 | 0 | 0 | 1.5767 |  | 0.097332 | 0 | 0 | 0.097332 |  | 90554.8145 | 44113.064 | 0 | 46441.7504 |  | 1633.785 | 1604.9691 | 0 | 28.8159 |  | 787.8144 | 432.4179 | 0 | 355.3965 |  | 563.2736 | 553.6617 | 0 | 9.6119 |  | 27.7981 | 3.7996 | 0 | 23.9985 |  | 0 | 0 | 0 | 0 |  | 0 | 0 | 0 | 0 | 0 | 0 | 0 | 0
0
| Total Distribution Operation and Maintenance Labor Expenses |  |  |  | 21313408 | 12706352.2938 | 0 | 8607055.7062 |  | 13278301.8287 | 6633038.1408 | 0 | 6645263.6879 |  | 3043032.5027 | 1614720.4354 | 0 | 1428312.0672 |  | 170000.6515 | 158281.7167 | 0 | 11718.9348 |  | 1421801.8863 | 1260649.7548 | 0 | 161152.1316 |  | 54642.4088 | 52942.67 | 0 | 1699.7388 |  | 1157173.3082 | 1114360.057 | 0 | 42813.2512 |  | 1778159.7412 | 1775148.7028 | 0 | 3011.0383 |  | 1492.8518 | 0 | 0 | 1492.8518 |  | 92.153 | 0 | 0 | 92.153 |  | 402118.7269 | 91783.1766 | 0 | 310335.5504 |  | 3412.2935 | 3339.3545 | 0 | 72.939 |  | 1799.1397 | 899.7037 | 0 | 899.436 |  | 1325.8351 | 1180.6759 | 0 | 145.1593 |  | 54.6725 | 7.9056 | 0 | 46.7669 |  | 0 | 0 | 0 | 0 |  | 0 | 0 | 0 | 0 | 0 | 0 | 0 | 0
0
| Transmission and Distribution Labor Expenses |  |  |  | 29294531 | 20687475.2938 | 0 | 8607055.7062 |  | 16807132.1473 | 10161868.4594 | 0 | 6645263.6879 |  | 3948810.5758 | 2520498.5085 | 0 | 1428312.0672 |  | 262701.8668 | 250982.932 | 0 | 11718.9348 |  | 2229835.0594 | 2068682.9279 | 0 | 161152.1316 |  | 89364.2538 | 87664.515 | 0 | 1699.7388 |  | 1872011.8623 | 1829198.6111 | 0 | 42813.2512 |  | 2942370.7269 | 2939359.6886 | 0 | 3011.0383 |  | 405216.0535 | 403723.2017 | 0 | 1492.8518 |  | 270617.6651 | 270525.5121 | 0 | 92.153 |  | 456605.5417 | 146269.9913 | 0 | 310335.5504 |  | 5394.6915 | 5321.7525 | 0 | 72.939 |  | 2333.2461 | 1433.8101 | 0 | 899.436 |  | 2077.9441 | 1932.7848 | 0 | 145.1593 |  | 59.3657 | 12.5987 | 0 | 46.7669 |  | 0 | 0 | 0 | 0 |  | 0 | 0 | 0 | 0 | 0 | 0 | 0 | 0
0
| Production, Transmission and Distribution Labor Expenses |  |  |  | 90909155 | 57252775.368 | 25049323.9258 | 8607055.7062 |  | 38314432.8205 | 23019800.2734 | 8649368.8592 | 6645263.6879 |  | 10037754.7261 | 6167338.7114 | 2442103.9475 | 1428312.0672 |  | 723209.9535 | 524421.9025 | 187069.1162 | 11718.9348 |  | 8433147.8404 | 5799268.6375 | 2472727.0714 | 161152.1316 |  | 457181.1714 | 343731.3114 | 111750.1212 | 1699.7388 |  | 8134710.9444 | 5495462.3014 | 2596435.3918 | 42813.2512 |  | 16456574.2787 | 10843563.5967 | 5609999.6437 | 3011.0383 |  | 5210436.061 | 3256460.1568 | 1952483.0524 | 1492.8518 |  | 2241680.7588 | 1399380.4256 | 842208.1803 | 92.153 |  | 867530.1043 | 382350.1947 | 174844.3593 | 310335.5504 |  | 18853.3922 | 12419.0773 | 6361.3759 | 72.939 |  | 10261.4626 | 5880.1506 | 3481.876 | 899.436 |  | 3302.529 | 2682.3735 | 474.9963 | 145.1593 |  | 78.957 | 16.2553 | 15.9348 | 46.7669 |  | 0 | 0 | 0 | 0 |  | 0 | 0 | 0 | 0 | 0 | 0 | 0 | 0
0
| Customer Accounts Expense | [90 empty] | 0
| 901 | SUPERVISION/CUSTOMER ACCTS | Cust05 | 6 | 4005700 | 0 | 0 | 4005700 |  | 2602160.7939 | 0 | 0 | 2602160.7939 |  | 973985.1932 | 0 | 0 | 973985.1932 |  | 24942.605 | 0 | 0 | 24942.605 |  | 130625.1281 | 0 | 0 | 130625.1281 |  | 6000.3436 | 0 | 0 | 6000.3436 |  | 112653.5106 | 0 | 0 | 112653.5106 |  | 37649.215 | 0 | 0 | 37649.215 |  | 2941.3449 | 0 | 0 | 2941.3449 |  | 294.1345 | 0 | 0 | 294.1345 |  | 113271.1931 | 0 | 0 | 113271.1931 |  | 70.5923 | 0 | 0 | 70.5923 |  | 870.6381 | 0 | 0 | 870.6381 |  | 117.6538 | 0 | 0 | 117.6538 |  | 117.6538 | 0 | 0 | 117.6538 |  | 0 | 0 | 0 | 0 |  | 0 | 0 | 0 | 0 | 0 | 0 | 0 | 0
| 902 | METER READING EXPENSES | Cust05 | 6 | 752362 | 0 | 0 | 752362 |  | 488745.2628 | 0 | 0 | 488745.2628 |  | 182936.6772 | 0 | 0 | 182936.6772 |  | 4684.7912 | 0 | 0 | 4684.7912 |  | 24534.3842 | 0 | 0 | 24534.3842 |  | 1127.0017 | 0 | 0 | 1127.0017 |  | 21158.9037 | 0 | 0 | 21158.9037 |  | 7071.383 | 0 | 0 | 7071.383 |  | 552.4518 | 0 | 0 | 552.4518 |  | 55.2452 | 0 | 0 | 55.2452 |  | 21274.9186 | 0 | 0 | 21274.9186 |  | 13.2588 | 0 | 0 | 13.2588 |  | 163.5257 | 0 | 0 | 163.5257 |  | 22.0981 | 0 | 0 | 22.0981 |  | 22.0981 | 0 | 0 | 22.0981 |  | 0 | 0 | 0 | 0 |  | 0 | 0 | 0 | 0 | 0 | 0 | 0 | 0
| 903 | RECORDS AND COLLECTION | Cust05 | 6 | 13439006 | 0 | 0 | 13439006 |  | 8730173.1339 | 0 | 0 | 8730173.1339 |  | 3267691.7531 | 0 | 0 | 3267691.7531 |  | 83681.708 | 0 | 0 | 83681.708 |  | 438243.4732 | 0 | 0 | 438243.4732 |  | 20130.9769 | 0 | 0 | 20130.9769 |  | 377949.2237 | 0 | 0 | 377949.2237 |  | 126312.0121 | 0 | 0 | 126312.0121 |  | 9868.1259 | 0 | 0 | 9868.1259 |  | 986.8126 | 0 | 0 | 986.8126 |  | 380021.5302 | 0 | 0 | 380021.5302 |  | 236.835 | 0 | 0 | 236.835 |  | 2920.9653 | 0 | 0 | 2920.9653 |  | 394.725 | 0 | 0 | 394.725 |  | 394.725 | 0 | 0 | 394.725 |  | 0 | 0 | 0 | 0 |  | 0 | 0 | 0 | 0 | 0 | 0 | 0 | 0
| 904 | UNCOLLECTIBLE ACCOUNTS |  |  | 0 | 0 | 0 | 0 |  | 0 |  |  |  |  | 0 |  |  |  |  | 0 |  |  |  |  | 0 |  |  |  |  | 0 |  |  |  |  | 0 |  |  |  |  | 0 |  |  |  |  | 0 |  |  |  |  | 0 |  |  |  |  | 0 |  |  |  |  | 0 |  |  |  |  | 0 |  |  |  |  | 0 |  |  |  |  | 0 |  |  |  |  | 0 |  |  |  |  | 0 |  |  |  | 0 | 0 | 0 | 0
| 905 | MISC CUST ACCOUNTS |  |  | 0 | 0 | 0 | 0 |  | 0 |  |  |  |  | 0 |  |  |  |  | 0 |  |  |  |  | 0 |  |  |  |  | 0 |  |  |  |  | 0 |  |  |  |  | 0 |  |  |  |  | 0 |  |  |  |  | 0 |  |  |  |  | 0 |  |  |  |  | 0 |  |  |  |  | 0 |  |  |  |  | 0 |  |  |  |  | 0 |  |  |  |  | 0 |  |  |  |  | 0 |  |  |  | 0 | 0 | 0 | 0
| Total Customer Accounts Labor Expense |  |  |  | 18197068 | 0 | 0 | 18197068 |  | 11821079.1906 | 0 | 0 | 11821079.1906 |  | 4424613.6235 | 0 | 0 | 4424613.6235 |  | 113309.1042 | 0 | 0 | 113309.1042 |  | 593402.9855 | 0 | 0 | 593402.9855 |  | 27258.3222 | 0 | 0 | 27258.3222 |  | 511761.6381 | 0 | 0 | 511761.6381 |  | 171032.6101 | 0 | 0 | 171032.6101 |  | 13361.9227 | 0 | 0 | 13361.9227 |  | 1336.1923 | 0 | 0 | 1336.1923 |  | 514567.6418 | 0 | 0 | 514567.6418 |  | 320.6861 | 0 | 0 | 320.6861 |  | 3955.1291 | 0 | 0 | 3955.1291 |  | 534.4769 | 0 | 0 | 534.4769 |  | 534.4769 | 0 | 0 | 534.4769 |  | 0 | 0 | 0 | 0 |  | 0 | 0 | 0 | 0 | 0 | 0 | 0 | 0
0
| Customer Service Expense | [87 empty] | 0 | 0 | 0 | 0
| 907 | SUPERVISION | Cust05 | 6 | 350160 | 0 | 0 | 350160 |  | 227469.0126 | 0 | 0 | 227469.0126 |  | 85141.3374 | 0 | 0 | 85141.3374 |  | 2180.3686 | 0 | 0 | 2180.3686 |  | 11418.6521 | 0 | 0 | 11418.6521 |  | 524.5226 | 0 | 0 | 524.5226 |  | 9847.6554 | 0 | 0 | 9847.6554 |  | 3291.1224 | 0 | 0 | 3291.1224 |  | 257.1189 | 0 | 0 | 257.1189 |  | 25.7119 | 0 | 0 | 25.7119 |  | 9901.6504 | 0 | 0 | 9901.6504 |  | 6.1709 | 0 | 0 | 6.1709 |  | 76.1072 | 0 | 0 | 76.1072 |  | 10.2848 | 0 | 0 | 10.2848 |  | 10.2848 | 0 | 0 | 10.2848 |  | 0 | 0 | 0 | 0 |  | 0 | 0 | 0 | 0 | 0 | 0 | 0 | 0
| 908 | CUSTOMER ASSISTANCE EXPENSES | Cust05 | 6 | 1306105 | 0 | 0 | 1306105 |  | 848464.7437 | 0 | 0 | 848464.7437 |  | 317579.1824 | 0 | 0 | 317579.1824 |  | 8132.826 | 0 | 0 | 8132.826 |  | 42591.8399 | 0 | 0 | 42591.8399 |  | 1956.4817 | 0 | 0 | 1956.4817 |  | 36731.9853 | 0 | 0 | 36731.9853 |  | 12275.9638 | 0 | 0 | 12275.9638 |  | 959.0597 | 0 | 0 | 959.0597 |  | 95.906 | 0 | 0 | 95.906 |  | 36933.3878 | 0 | 0 | 36933.3878 |  | 23.0174 | 0 | 0 | 23.0174 |  | 283.8817 | 0 | 0 | 283.8817 |  | 38.3624 | 0 | 0 | 38.3624 |  | 38.3624 | 0 | 0 | 38.3624 |  | 0 | 0 | 0 | 0 |  | 0 | 0 | 0 | 0 | 0 | 0 | 0 | 0
| 908 | CUSTOMER ASSISTANCE EXP-LOAD MGMT |  |  | 0 | 0 | 0 | 0 |  | 0 |  |  |  |  | 0 |  |  |  |  | 0 |  |  |  |  | 0 |  |  |  |  | 0 |  |  |  |  | 0 |  |  |  |  | 0 |  |  |  |  | 0 |  |  |  |  | 0 |  |  |  |  | 0 |  |  |  |  | 0 |  |  |  |  | 0 |  |  |  |  | 0 |  |  |  |  | 0 |  |  |  |  | 0 |  |  |  |  | 0 |  |  |  | 0 | 0 | 0 | 0
| 909 | INFORMATIONAL AND INSTRUCTIONA |  |  | 0 | 0 | 0 | 0 |  | 0 |  |  |  |  | 0 |  |  |  |  | 0 |  |  |  |  | 0 |  |  |  |  | 0 |  |  |  |  | 0 |  |  |  |  | 0 |  |  |  |  | 0 |  |  |  |  | 0 |  |  |  |  | 0 |  |  |  |  | 0 |  |  |  |  | 0 |  |  |  |  | 0 |  |  |  |  | 0 |  |  |  |  | 0 |  |  |  |  | 0 |  |  |  | 0 | 0 | 0 | 0
| 909 | INFORM AND INSTRUC -LOAD MGMT |  |  | 0 | 0 | 0 | 0 |  | 0 |  |  |  |  | 0 |  |  |  |  | 0 |  |  |  |  | 0 |  |  |  |  | 0 |  |  |  |  | 0 |  |  |  |  | 0 |  |  |  |  | 0 |  |  |  |  | 0 |  |  |  |  | 0 |  |  |  |  | 0 |  |  |  |  | 0 |  |  |  |  | 0 |  |  |  |  | 0 |  |  |  |  | 0 |  |  |  |  | 0 |  |  |  | 0 | 0 | 0 | 0
| 910 | MISCELLANEOUS CUSTOMER SERVICE | Cust05 | 6 | 516578 | 0 | 0 | 516578 |  | 335576.5581 | 0 | 0 | 335576.5581 |  | 125605.8425 | 0 | 0 | 125605.8425 |  | 3216.6166 | 0 | 0 | 3216.6166 |  | 16845.512 | 0 | 0 | 16845.512 |  | 773.8087 | 0 | 0 | 773.8087 |  | 14527.8791 | 0 | 0 | 14527.8791 |  | 4855.2703 | 0 | 0 | 4855.2703 |  | 379.318 | 0 | 0 | 379.318 |  | 37.9318 | 0 | 0 | 37.9318 |  | 14607.5359 | 0 | 0 | 14607.5359 |  | 9.1036 | 0 | 0 | 9.1036 |  | 112.2781 | 0 | 0 | 112.2781 |  | 15.1727 | 0 | 0 | 15.1727 |  | 15.1727 | 0 | 0 | 15.1727 |  | 0 | 0 | 0 | 0 |  | 0 | 0 | 0 | 0 | 0 | 0 | 0 | 0
| 911 | DEMONSTRATION AND SELLING EXP |  |  | 0 | 0 | 0 | 0 |  | 0 |  |  |  |  | 0 |  |  |  |  | 0 |  |  |  |  | 0 |  |  |  |  | 0 |  |  |  |  | 0 |  |  |  |  | 0 |  |  |  |  | 0 |  |  |  |  | 0 |  |  |  |  | 0 |  |  |  |  | 0 |  |  |  |  | 0 |  |  |  |  | 0 |  |  |  |  | 0 |  |  |  |  | 0 |  |  |  |  | 0 |  |  |  | 0 | 0 | 0 | 0
| 912 | DEMONSTRATION AND SELLING EXP |  |  | 0 | 0 | 0 | 0 |  | 0 |  |  |  |  | 0 |  |  |  |  | 0 |  |  |  |  | 0 |  |  |  |  | 0 |  |  |  |  | 0 |  |  |  |  | 0 |  |  |  |  | 0 |  |  |  |  | 0 |  |  |  |  | 0 |  |  |  |  | 0 |  |  |  |  | 0 |  |  |  |  | 0 |  |  |  |  | 0 |  |  |  |  | 0 |  |  |  |  | 0 |  |  |  | 0 | 0 | 0 | 0
| 913 | WATER HEATER - HEAT PUMP PROGRAM |  |  | 0 | 0 | 0 | 0 |  | 0 |  |  |  |  | 0 |  |  |  |  | 0 |  |  |  |  | 0 |  |  |  |  | 0 |  |  |  |  | 0 |  |  |  |  | 0 |  |  |  |  | 0 |  |  |  |  | 0 |  |  |  |  | 0 |  |  |  |  | 0 |  |  |  |  | 0 |  |  |  |  | 0 |  |  |  |  | 0 |  |  |  |  | 0 |  |  |  |  | 0 |  |  |  | 0 | 0 | 0 | 0
| 916 | MISC SALES EXPENSE |  |  | 0 | 0 | 0 | 0 |  | 0 |  |  |  |  | 0 |  |  |  |  | 0 |  |  |  |  | 0 |  |  |  |  | 0 |  |  |  |  | 0 |  |  |  |  | 0 |  |  |  |  | 0 |  |  |  |  | 0 |  |  |  |  | 0 |  |  |  |  | 0 |  |  |  |  | 0 |  |  |  |  | 0 |  |  |  |  | 0 |  |  |  |  | 0 |  |  |  |  | 0 |  |  |  | 0 | 0 | 0 | 0
| Total Customer Service Labor Expense |  |  |  | 2172843 | 0 | 0 | 2172843 |  | 1411510.3143 | 0 | 0 | 1411510.3143 |  | 528326.3622 | 0 | 0 | 528326.3622 |  | 13529.8112 | 0 | 0 | 13529.8112 |  | 70856.004 | 0 | 0 | 70856.004 |  | 3254.8131 | 0 | 0 | 3254.8131 |  | 61107.5198 | 0 | 0 | 61107.5198 |  | 20422.3565 | 0 | 0 | 20422.3565 |  | 1595.4966 | 0 | 0 | 1595.4966 |  | 159.5497 | 0 | 0 | 159.5497 |  | 61442.5741 | 0 | 0 | 61442.5741 |  | 38.2919 | 0 | 0 | 38.2919 |  | 472.267 | 0 | 0 | 472.267 |  | 63.8199 | 0 | 0 | 63.8199 |  | 63.8199 | 0 | 0 | 63.8199 |  | 0 | 0 | 0 | 0 |  | 0 | 0 | 0 | 0 | 0 | 0 | 0 | 0
0
| Sub-Total Labor Exp |  |  |  | 111279066 | 57252775.368 | 25049323.9258 | 28976966.7062 |  | 51547022.3253 | 23019800.2734 | 8649368.8592 | 19877853.1928 |  | 14990694.7118 | 6167338.7114 | 2442103.9475 | 6381252.0529 |  | 850048.8688 | 524421.9025 | 187069.1162 | 138557.8501 |  | 9097406.83 | 5799268.6375 | 2472727.0714 | 825411.1211 |  | 487694.3067 | 343731.3114 | 111750.1212 | 32212.8741 |  | 8707580.1023 | 5495462.3014 | 2596435.3918 | 615682.409 |  | 16648029.2453 | 10843563.5967 | 5609999.6437 | 194466.0049 |  | 5225393.4803 | 3256460.1568 | 1952483.0524 | 16450.2711 |  | 2243176.5007 | 1399380.4256 | 842208.1803 | 1587.8949 |  | 1443540.3202 | 382350.1947 | 174844.3593 | 886345.7663 |  | 19212.3703 | 12419.0773 | 6361.3759 | 431.9171 |  | 14688.8587 | 5880.1506 | 3481.876 | 5326.8321 |  | 3900.8258 | 2682.3735 | 474.9963 | 743.456 |  | 677.2538 | 16.2553 | 15.9348 | 645.0637 |  | 0 | 0 | 0 | 0 |  | 0 | 0 | 0 | 0 | 0 | 0 | 0 | 0
0
| Administrative and General Expense | [90 empty] | 0
| 920 | ADMIN. & GEN. SALARIES- | LBSUB7 | 49 | 32982892 | 16969607.8026 | 7424569.3769 | 8588714.8204 |  | 15278434.0433 | 6823022.6364 | 2563655.5842 | 5891755.8227 |  | 4443211.8498 | 1827986.8259 | 723834.7126 | 1891390.3113 |  | 251952.78 | 155437.6002 | 55446.9109 | 41068.2689 |  | 2696453.1402 | 1718891.5941 | 732911.3451 | 244650.201 |  | 144551.6145 | 101881.2714 | 33122.5118 | 9547.8313 |  | 2580909.2799 | 1628844.0054 | 769578.2432 | 182487.0313 |  | 4934442.4818 | 3214010.504 | 1662792.6439 | 57639.3339 |  | 1548796.1484 | 965208.2599 | 578712.0612 | 4875.8274 |  | 664873.0163 | 414773.5518 | 249628.8156 | 470.6489 |  | 427862.456 | 113327.8309 | 51823.5174 | 262711.1076 |  | 5694.508 | 3680.9896 | 1885.4991 | 128.0194 |  | 4353.7483 | 1742.8648 | 1032.0211 | 1578.8624 |  | 1156.1969 | 795.0501 | 140.7879 | 220.3589 |  | 200.7367 | 4.818 | 4.7231 | 191.1956 |  | 0 | 0 | 0 | 0 |  | 0 | 0 | 0 | 0 | 0 | 0 | 0 | 0
| 921 | OFFICE SUPPLIES AND EXPENSES | LBSUB7 | 49 | 4507 | 2318.8392 | 1014.5422 | 1173.6187 |  | 2087.746 | 932.3428 | 350.3148 | 805.0884 |  | 607.1498 | 249.7882 | 98.9096 | 258.4521 |  | 34.4285 | 21.24 | 7.5766 | 5.6118 |  | 368.4611 | 234.8807 | 100.1498 | 33.4306 |  | 19.7525 | 13.9217 | 4.5261 | 1.3047 |  | 352.6725 | 222.576 | 105.1602 | 24.9362 |  | 674.2748 | 439.1836 | 227.215 | 7.8762 |  | 211.6377 | 131.8924 | 79.079 | 0.66627 |  | 90.8526 | 56.6774 | 34.1109 | 0.064313 |  | 58.4659 | 15.4859 | 7.0815 | 35.8986 |  | 0.77814 | 0.50299 | 0.25765 | 0.017493 |  | 0.59492 | 0.23816 | 0.14102 | 0.21575 |  | 0.15799 | 0.10864 | 0.019238 | 0.030111 |  | 0.02743 | 0.00065837 | 0.00064539 | 0.026126 |  | 0 | 0 | 0 | 0 |  | 0 | 0 | 0 | 0 | 0 | 0 | 0 | 0
| 922 | ADMIN. EXPENSES TRANSFERRED - CREDIT | LBSUB7 | 49 | -4373143 | -2249970.1231 | -984410.4513 | -1138762.4256 |  | -2025740.4016 | -904652.4386 | -339910.5352 | -781177.4278 |  | -589117.5582 | -242369.5227 | -95971.9574 | -250776.0781 |  | -33405.9711 | -20609.195 | -7351.6073 | -5445.1687 |  | -357517.927 | -227904.7799 | -97175.412 | -32437.7351 |  | -19165.8415 | -13508.2566 | -4391.6549 | -1265.93 |  | -342198.172 | -215965.5303 | -102037.0108 | -24195.631 |  | -654248.9542 | -426139.9376 | -220466.7199 | -7642.2968 |  | -205352.1272 | -127975.2468 | -76730.4031 | -646.4773 |  | -88154.3309 | -54994.0877 | -33097.8408 | -62.4025 |  | -56729.5222 | -15025.9356 | -6871.188 | -34832.3986 |  | -755.0247 | -488.0559 | -249.995 | -16.9739 |  | -577.2557 | -231.0834 | -136.8338 | -209.3386 |  | -153.2981 | -105.4143 | -18.6668 | -29.217 |  | -26.6153 | -0.63881 | -0.62622 | -25.3503 |  | 0 | 0 | 0 | 0 |  | 0 | 0 | 0 | 0 | 0 | 0 | 0 | 0
| 923 | OUTSIDE SERVICES EMPLOYED | LBSUB7 | 49 | 0 | 0 | 0 | 0 |  | 0 | 0 | 0 | 0 |  | 0 | 0 | 0 | 0 |  | 0 | 0 | 0 | 0 |  | 0 | 0 | 0 | 0 |  | 0 | 0 | 0 | 0 |  | 0 | 0 | 0 | 0 |  | 0 | 0 | 0 | 0 |  | 0 | 0 | 0 | 0 |  | 0 | 0 | 0 | 0 |  | 0 | 0 | 0 | 0 |  | 0 | 0 | 0 | 0 |  | 0 | 0 | 0 | 0 |  | 0 | 0 | 0 | 0 |  | 0 | 0 | 0 | 0 |  | 0 | 0 | 0 | 0 |  | 0 | 0 | 0 | 0 | 0 | 0 | 0 | 0
| 924 | PROPERTY INSURANCE | TUP | 56 | 0 | 0 | 0 | 0 |  | 0 | 0 | 0 | 0 |  | 0 | 0 | 0 | 0 |  | 0 | 0 | 0 | 0 |  | 0 | 0 | 0 | 0 |  | 0 | 0 | 0 | 0 |  | 0 | 0 | 0 | 0 |  | 0 | 0 | 0 | 0 |  | 0 | 0 | 0 | 0 |  | 0 | 0 | 0 | 0 |  | 0 | 0 | 0 | 0 |  | 0 | 0 | 0 | 0 |  | 0 | 0 | 0 | 0 |  | 0 | 0 | 0 | 0 |  | 0 | 0 | 0 | 0 |  | 0 | 0 | 0 | 0 |  | 0 | 0 | 0 | 0 | 0 | 0 | 0 | 0
| 925 | INJURIES AND DAMAGES - INSURAN | LBSUB7 | 49 | 615769 | 316811.4678 | 138611.8495 | 160345.6827 |  | 285238.3609 | 127381.3656 | 47861.7714 | 109995.2239 |  | 82951.8563 | 34127.3173 | 13513.5202 | 35311.0188 |  | 4703.7935 | 2901.9182 | 1035.1575 | 766.7177 |  | 50341.0148 | 32090.5807 | 13682.975 | 4567.4591 |  | 2698.684 | 1902.0566 | 618.3756 | 178.2518 |  | 48183.8866 | 30409.4512 | 14367.522 | 3406.9134 |  | 92122.8106 | 60003.4719 | 31043.25 | 1076.0886 |  | 28915.0101 | 18019.8063 | 10804.1753 | 91.0285 |  | 12412.7439 | 7743.5507 | 4660.4066 | 8.7867 |  | 7987.9119 | 2115.7564 | 967.5111 | 4904.6444 |  | 106.3127 | 68.7217 | 35.201 | 2.39 |  | 81.2816 | 32.5381 | 19.2672 | 29.4763 |  | 21.5854 | 14.8431 | 2.6284 | 4.114 |  | 3.7476 | 0.089949 | 0.088176 | 3.5695 |  | 0 | 0 | 0 | 0 |  | 0 | 0 | 0 | 0 | 0 | 0 | 0 | 0
| 926 | EMPLOYEE BENEFITS | LBSUB7 | 49 | 31672892 | 16295616.3824 | 7129683.5954 | 8247592.0221 |  | 14671611.9187 | 6552028.8238 | 2461833.4391 | 5657749.6559 |  | 4266738.3155 | 1755383.649 | 695085.7638 | 1816268.9027 |  | 241945.8303 | 149263.998 | 53244.6949 | 39437.1375 |  | 2589356.6002 | 1650621.4137 | 703801.8946 | 234933.2919 |  | 138810.377 | 97834.7958 | 31806.9665 | 9168.6147 |  | 2478401.8601 | 1564150.2955 | 739012.4729 | 175239.0917 |  | 4738458.4653 | 3086357.8482 | 1596750.5769 | 55350.0402 |  | 1487281.7441 | 926872.5427 | 555727.03 | 4682.1714 |  | 638465.8822 | 398299.7582 | 239714.1681 | 451.9558 |  | 410868.8031 | 108826.726 | 49765.2138 | 252276.8634 |  | 5468.3361 | 3534.7897 | 1810.6116 | 122.9347 |  | 4180.828 | 1673.6425 | 991.0317 | 1516.1538 |  | 1110.2756 | 763.4727 | 135.1962 | 211.6068 |  | 192.7639 | 4.6267 | 4.5355 | 183.6018 |  | 0 | 0 | 0 | 0 |  | 0 | 0 | 0 | 0 | 0 | 0 | 0 | 0
| 928 | REGULATORY COMMISSION FEES | TUP | 56 | 0 | 0 | 0 | 0 |  | 0 | 0 | 0 | 0 |  | 0 | 0 | 0 | 0 |  | 0 | 0 | 0 | 0 |  | 0 | 0 | 0 | 0 |  | 0 | 0 | 0 | 0 |  | 0 | 0 | 0 | 0 |  | 0 | 0 | 0 | 0 |  | 0 | 0 | 0 | 0 |  | 0 | 0 | 0 | 0 |  | 0 | 0 | 0 | 0 |  | 0 | 0 | 0 | 0 |  | 0 | 0 | 0 | 0 |  | 0 | 0 | 0 | 0 |  | 0 | 0 | 0 | 0 |  | 0 | 0 | 0 | 0 |  | 0 | 0 | 0 | 0 | 0 | 0 | 0 | 0
| 929 | DUPLICATE CHARGES-CR | LBSUB7 | 49 | 0 | 0 | 0 | 0 |  | 0 | 0 | 0 | 0 |  | 0 | 0 | 0 | 0 |  | 0 | 0 | 0 | 0 |  | 0 | 0 | 0 | 0 |  | 0 | 0 | 0 | 0 |  | 0 | 0 | 0 | 0 |  | 0 | 0 | 0 | 0 |  | 0 | 0 | 0 | 0 |  | 0 | 0 | 0 | 0 |  | 0 | 0 | 0 | 0 |  | 0 | 0 | 0 | 0 |  | 0 | 0 | 0 | 0 |  | 0 | 0 | 0 | 0 |  | 0 | 0 | 0 | 0 |  | 0 | 0 | 0 | 0 |  | 0 | 0 | 0 | 0 | 0 | 0 | 0 | 0
| 930 | MISCELLANEOUS GENERAL EXPENSES | LBSUB7 | 49 | 314464 | 161790.8687 | 70786.9942 | 81886.1371 |  | 145666.9562 | 65051.7544 | 24442.2893 | 56172.9124 |  | 42362.2698 | 17428.3095 | 6901.1522 | 18032.8081 |  | 2402.1568 | 1481.9662 | 528.6394 | 391.5512 |  | 25708.4018 | 16388.1786 | 6987.6903 | 2332.5329 |  | 1378.1775 | 971.3518 | 315.7952 | 91.0305 |  | 24606.7887 | 15529.651 | 7337.2781 | 1739.8596 |  | 47045.7388 | 30642.8739 | 15853.3226 | 549.5423 |  | 14766.4623 | 9202.445 | 5517.5304 | 46.4869 |  | 6339.0023 | 3954.5153 | 2379.9998 | 4.4872 |  | 4079.3069 | 1080.4851 | 494.0934 | 2504.7284 |  | 54.2923 | 35.0951 | 17.9766 | 1.2206 |  | 41.5093 | 16.6167 | 9.8394 | 15.0531 |  | 11.0234 | 7.5801 | 1.3423 | 2.1009 |  | 1.9139 | 0.045936 | 0.04503 | 1.8229 |  | 0 | 0 | 0 | 0 |  | 0 | 0 | 0 | 0 | 0 | 0 | 0 | 0
| 931 | RENTS AND LEASES | PT&D | 35 | 0 | 0 | 0 | 0 |  | 0 | 0 | 0 | 0 |  | 0 | 0 | 0 | 0 |  | 0 | 0 | 0 | 0 |  | 0 | 0 | 0 | 0 |  | 0 | 0 | 0 | 0 |  | 0 | 0 | 0 | 0 |  | 0 | 0 | 0 | 0 |  | 0 | 0 | 0 | 0 |  | 0 | 0 | 0 | 0 |  | 0 | 0 | 0 | 0 |  | 0 | 0 | 0 | 0 |  | 0 | 0 | 0 | 0 |  | 0 | 0 | 0 | 0 |  | 0 | 0 | 0 | 0 |  | 0 | 0 | 0 | 0 |  | 0 | 0 | 0 | 0 | 0 | 0 | 0 | 0
| 935 | MAINTENANCE OF GENERAL PLANT | PT&D | 35 | 731985 | 673927.4147 | 0 | 58057.5853 |  | 303375.6687 | 267059.4816 | 0 | 36316.1872 |  | 79533.3635 | 71680.8798 | 0 | 7852.4837 |  | 6049.8501 | 5981.0089 | 0 | 68.8412 |  | 69279.8505 | 68356.591 | 0 | 923.2596 |  | 4173.9153 | 4086.9092 | 0 | 87.0062 |  | 65229.5379 | 65041.6352 | 0 | 187.9027 |  | 128599.4956 | 128445.3667 | 0 | 154.1289 |  | 41059.8589 | 40983.4429 | 0 | 76.416 |  | 17606.1897 | 17601.4726 | 0 | 4.7171 |  | 16812.0541 | 4447.3268 | 0 | 12364.7273 |  | 144.5504 | 143.0109 | 0 | 1.5394 |  | 89.4353 | 70.4563 | 0 | 18.979 |  | 30.4915 | 29.6599 | 0 | 0.83166 |  | 0.73839 | 0.17295 | 0 | 0.56543 |  | 0 | 0 | 0 | 0 |  | 0 | 0 | 0 | 0 | 0 | 0 | 0 | 0
| Total Labor Administrative and General Expense |  |  |  | 61949366 | 32170102.6522 | 13780255.9069 | 15999007.4409 |  | 28660674.2922 | 12930823.9661 | 4758232.8635 | 10971617.4627 |  | 8326287.2465 | 3464487.247 | 1343462.1009 | 3518337.8986 |  | 473682.8681 | 294478.5365 | 102911.372 | 76292.9596 |  | 5073989.5416 | 3258678.4589 | 1360308.6427 | 455002.4399 |  | 272466.6793 | 193182.05 | 61476.5202 | 17808.1091 |  | 4855485.8535 | 3088232.0839 | 1428363.6656 | 338890.1039 |  | 9287094.3126 | 6093759.3108 | 3086200.2885 | 107134.7133 |  | 2915678.7343 | 1832443.1423 | 1074109.4728 | 9126.1192 |  | 1251633.3561 | 787435.4382 | 463319.6603 | 878.2576 |  | 810939.4758 | 214787.6755 | 96186.2293 | 499965.571 |  | 10713.753 | 6975.0541 | 3499.5511 | 239.1478 |  | 8170.1417 | 3305.2734 | 1915.4665 | 2949.4017 |  | 2176.4328 | 1505.3002 | 261.3073 | 409.8253 |  | 373.3125 | 9.1154 | 8.7661 | 355.431 |  | 0 | 0 | 0 | 0 |  | 0 | 0 | 0 | 0 | 0 | 0 | 0 | 0
0
| Total Labor Operation and Maintenance Expenses |  |  |  | 173228432 | 89422878.0202 | 38829579.8327 | 44975974.1471 |  | 80207696.6176 | 35950624.2394 | 13407601.7227 | 30849470.6555 |  | 23316981.9583 | 9631825.9584 | 3785566.0484 | 9899589.9516 |  | 1323731.7369 | 818900.439 | 289980.4882 | 214850.8097 |  | 14171396.3716 | 9057947.0964 | 3833035.7141 | 1280413.5611 |  | 760160.986 | 536913.3614 | 173226.6414 | 50020.9832 |  | 13563065.9558 | 8583694.3854 | 4024799.0575 | 954572.513 |  | 25935123.5579 | 16937322.9074 | 8696199.9322 | 301600.7183 |  | 8141072.2146 | 5088903.2991 | 3026592.5252 | 25576.3902 |  | 3494809.8568 | 2186815.8638 | 1305527.8405 | 2466.1525 |  | 2254479.796 | 597137.8702 | 271030.5885 | 1386311.3373 |  | 29926.1232 | 19394.1314 | 9860.927 | 671.0648 |  | 22859.0003 | 9185.424 | 5397.3425 | 8276.2339 |  | 6077.2585 | 4187.6736 | 736.3035 | 1153.2814 |  | 1050.5663 | 25.3706 | 24.701 | 1000.4947 |  | 0 | 0 | 0 | 0 |  | 0 | 0 | 0 | 0 | 0 | 0 | 0 | 0
0
| Labor Operation and Maintenance Expenses Less Purchase Power |  |  |  | 173228432 | 89422878.0202 | 38829579.8327 | 44975974.1471 |  | 80207696.6176 | 35950624.2394 | 13407601.7227 | 30849470.6555 |  | 23316981.9583 | 9631825.9584 | 3785566.0484 | 9899589.9516 |  | 1323731.7369 | 818900.439 | 289980.4882 | 214850.8097 |  | 14171396.3716 | 9057947.0964 | 3833035.7141 | 1280413.5611 |  | 760160.986 | 536913.3614 | 173226.6414 | 50020.9832 |  | 13563065.9558 | 8583694.3854 | 4024799.0575 | 954572.513 |  | 25935123.5579 | 16937322.9074 | 8696199.9322 | 301600.7183 |  | 8141072.2146 | 5088903.2991 | 3026592.5252 | 25576.3902 |  | 3494809.8568 | 2186815.8638 | 1305527.8405 | 2466.1525 |  | 2254479.796 | 597137.8702 | 271030.5885 | 1386311.3373 |  | 29926.1232 | 19394.1314 | 9860.927 | 671.0648 |  | 22859.0003 | 9185.424 | 5397.3425 | 8276.2339 |  | 6077.2585 | 4187.6736 | 736.3035 | 1153.2814 |  | 1050.5663 | 25.3706 | 24.701 | 1000.4947 |  | 0 | 0 | 0 | 0 |  | 0 | 0 | 0 | 0 | 0 | 0 | 0 | 0
0
Other Expenses | [91 empty] | 0
0
| Depreciation Expenses | [90 empty] | 0
| Steam Production |  | PDisp DExp | 62 | 235868409 | 235868409 | 0 | 0 |  | 83076556.7838 | 83076556.7838 | 0 | 0 |  | 23555753.4437 | 23555753.4437 | 0 | 0 |  | 1769248.9359 | 1769248.9359 | 0 | 0 |  | 24072729.8225 | 24072729.8225 | 0 | 0 |  | 1654781.997 | 1654781.997 | 0 | 0 |  | 23619319.9799 | 23619319.9799 | 0 | 0 |  | 50875447.7845 | 50875447.7845 | 0 | 0 |  | 18398325.573 | 18398325.573 | 0 | 0 |  | 7272837.2836 | 7272837.2836 | 0 | 0 |  | 1495028.3236 | 1495028.3236 | 0 | 0 |  | 44956.5188 | 44956.5188 | 0 | 0 |  | 28563.6643 | 28563.6643 | 0 | 0 |  | 4835.3024 | 4835.3024 | 0 | 0 |  | 23.5868 | 23.5868 | 0 | 0 |  | 0 | 0 | 0 | 0 |  | 0 | 0 | 0 | 0 | 0 | 0 | 0 | 0
| Hydraulic Production |  | PDisp DExp | 62 | 1440468 | 1440468 | 0 | 0 |  | 507355.4449 | 507355.4449 | 0 | 0 |  | 143856.9463 | 143856.9463 | 0 | 0 |  | 10804.9505 | 10804.9505 | 0 | 0 |  | 147014.1641 | 147014.1641 | 0 | 0 |  | 10105.8913 | 10105.8913 | 0 | 0 |  | 144245.1524 | 144245.1524 | 0 | 0 |  | 310700.5929 | 310700.5929 | 0 | 0 |  | 112360.1052 | 112360.1052 | 0 | 0 |  | 44415.8225 | 44415.8225 | 0 | 0 |  | 9130.2624 | 9130.2624 | 0 | 0 |  | 274.5532 | 274.5532 | 0 | 0 |  | 174.4407 | 174.4407 | 0 | 0 |  | 29.5296 | 29.5296 | 0 | 0 |  | 0.14405 | 0.14405 | 0 | 0 |  | 0 | 0 | 0 | 0 |  | 0 | 0 | 0 | 0 | 0 | 0 | 0 | 0
| Other Production |  | PDisp DExp | 62 | 29642381 | 29642381 | 0 | 0 |  | 10440511.9736 | 10440511.9736 | 0 | 0 |  | 2960331.2342 | 2960331.2342 | 0 | 0 |  | 222347.4999 | 222347.4999 | 0 | 0 |  | 3025301.4049 | 3025301.4049 | 0 | 0 |  | 207962.0524 | 207962.0524 | 0 | 0 |  | 2968319.8559 | 2968319.8559 | 0 | 0 |  | 6393689.6559 | 6393689.6559 | 0 | 0 |  | 2312179.824 | 2312179.824 | 0 | 0 |  | 914002.0685 | 914002.0685 | 0 | 0 |  | 187885.2677 | 187885.2677 | 0 | 0 |  | 5649.8378 | 5649.8378 | 0 | 0 |  | 3589.6923 | 3589.6923 | 0 | 0 |  | 607.6688 | 607.6688 | 0 | 0 |  | 2.9642 | 2.9642 | 0 | 0 |  | 0 | 0 | 0 | 0 |  | 0 | 0 | 0 | 0 | 0 | 0 | 0 | 0
| Transmission - Kentucky System Property |  | Trans | 38 | 30191755 | 30191755 | 0 | 0 |  | 13349196.6499 | 13349196.6499 | 0 | 0 |  | 3426463.8782 | 3426463.8782 | 0 | 0 |  | 350679.0187 | 350679.0187 | 0 | 0 |  | 3056705.127 | 3056705.127 | 0 | 0 |  | 131349.1142 | 131349.1142 | 0 | 0 |  | 2704159.6139 | 2704159.6139 | 0 | 0 |  | 4404088.6038 | 4404088.6038 | 0 | 0 |  | 1527242.7193 | 1527242.7193 | 0 | 0 |  | 1023369.7666 | 1023369.7666 | 0 | 0 |  | 206117.9312 | 206117.9312 | 0 | 0 |  | 7499.2048 | 7499.2048 | 0 | 0 |  | 2020.4689 | 2020.4689 | 0 | 0 |  | 2845.1496 | 2845.1496 | 0 | 0 |  | 17.7536 | 17.7536 | 0 | 0 |  | 0 | 0 | 0 | 0 |  | 0 | 0 | 0 | 0 | 0 | 0 | 0 | 0
| Transmission - Virginia Property |  | Trans | 38 | 192228 | 192228 | 0 | 0 |  | 84993.051 | 84993.051 | 0 | 0 |  | 21815.9659 | 21815.9659 | 0 | 0 |  | 2232.7396 | 2232.7396 | 0 | 0 |  | 19461.7475 | 19461.7475 | 0 | 0 |  | 836.2872 | 836.2872 | 0 | 0 |  | 17217.1242 | 17217.1242 | 0 | 0 |  | 28040.4085 | 28040.4085 | 0 | 0 |  | 9723.8075 | 9723.8075 | 0 | 0 |  | 6515.6969 | 6515.6969 | 0 | 0 |  | 1312.333 | 1312.333 | 0 | 0 |  | 47.7467 | 47.7467 | 0 | 0 |  | 12.8641 | 12.8641 | 0 | 0 |  | 18.1148 | 18.1148 | 0 | 0 |  | 0.11304 | 0.11304 | 0 | 0 |  | 0 | 0 | 0 | 0 |  | 0 | 0 | 0 | 0 | 0 | 0 | 0 | 0
| Transmission - Virginia Property |  | Trans | 38 | 20672 | 20672 | 0 | 0 |  | 9140.0647 | 9140.0647 | 0 | 0 |  | 2346.0664 | 2346.0664 | 0 | 0 |  | 240.1065 | 240.1065 | 0 | 0 |  | 2092.8962 | 2092.8962 | 0 | 0 |  | 89.9335 | 89.9335 | 0 | 0 |  | 1851.5117 | 1851.5117 | 0 | 0 |  | 3015.4365 | 3015.4365 | 0 | 0 |  | 1045.6882 | 1045.6882 | 0 | 0 |  | 700.6913 | 700.6913 | 0 | 0 |  | 141.1269 | 141.1269 | 0 | 0 |  | 5.1346 | 5.1346 | 0 | 0 |  | 1.3834 | 1.3834 | 0 | 0 |  | 1.948 | 1.948 | 0 | 0 |  | 0.012156 | 0.012156 | 0 | 0 |  | 0 | 0 | 0 | 0 |  | 0 | 0 | 0 | 0 | 0 | 0 | 0 | 0
| Distribution |  | Distplt | 37 | 38870091 | 25720079.2835 | 0 | 13150011.7165 |  | 22038358.545 | 13812761.7711 | 0 | 8225596.7739 |  | 5044820.9702 | 3266237.651 | 0 | 1778583.3192 |  | 327700.8302 | 312108.3385 | 0 | 15592.4917 |  | 2760045.4596 | 2550927.668 | 0 | 209117.7916 |  | 116448.3842 | 96741.5352 | 0 | 19706.849 |  | 2289923.1083 | 2247363.2561 | 0 | 42559.8522 |  | 3278619.0279 | 3243708.9125 | 0 | 34910.1154 |  | 17308.1918 | 0 | 0 | 17308.1918 |  | 1068.4258 | 0 | 0 | 1068.4258 |  | 2980078.9732 | 179474.9144 | 0 | 2800604.0588 |  | 6878.5315 | 6529.8498 | 0 | 348.6817 |  | 6058.0245 | 1759.301 | 0 | 4298.7235 |  | 2638.9983 | 2450.6271 | 0 | 188.3712 |  | 143.5293 | 15.4588 | 0 | 128.0705 |  | 0 | 0 | 0 | 0 |  | 0 | 0 | 0 | 0 | 0 | 0 | 0 | 0
| General Plant |  | PT&D | 35 | 13809821 | 12714491.3673 | 0 | 1095329.6327 |  | 5723564.938 | 5038414.2258 | 0 | 685150.7122 |  | 1500497.2968 | 1352350.2795 | 0 | 148147.0173 |  | 114138.0592 | 112839.2833 | 0 | 1298.7759 |  | 1307051.831 | 1289633.3739 | 0 | 17418.457 |  | 78746.1813 | 77104.7002 | 0 | 1641.4811 |  | 1230637.5701 | 1227092.5491 | 0 | 3545.021 |  | 2426191.8135 | 2423283.977 | 0 | 2907.8365 |  | 774646.0683 | 773204.3832 | 0 | 1441.6851 |  | 332162.9927 | 332073.9982 | 0 | 88.9945 |  | 317180.6228 | 83904.434 | 0 | 233276.1887 |  | 2727.1252 | 2698.0818 | 0 | 29.0434 |  | 1687.3095 | 1329.2476 | 0 | 358.062 |  | 575.2611 | 559.5708 | 0 | 15.6904 |  | 13.9306 | 3.263 | 0 | 10.6676 |  | 0 | 0 | 0 | 0 |  | 0 | 0 | 0 | 0 | 0 | 0 | 0 | 0
| Intangible Plant |  | PT&D | 35 | 20495320 | 18869728.2326 | 0 | 1625591.7674 |  | 8494410.9663 | 7477570.6253 | 0 | 1016840.341 |  | 2226905.9285 | 2007039.1738 | 0 | 219866.7548 |  | 169393.6545 | 167466.1257 | 0 | 1927.5288 |  | 1939811.2063 | 1913960.2665 | 0 | 25850.9397 |  | 116868.1466 | 114432.0049 | 0 | 2436.1417 |  | 1826403.8906 | 1821142.6827 | 0 | 5261.2079 |  | 3600740.1977 | 3596424.6429 | 0 | 4315.5548 |  | 1149661.466 | 1147521.8441 | 0 | 2139.622 |  | 492967.0578 | 492834.98 | 0 | 132.0778 |  | 470731.544 | 124523.5709 | 0 | 346207.973 |  | 4047.3591 | 4004.2554 | 0 | 43.1037 |  | 2504.1562 | 1972.7521 | 0 | 531.4041 |  | 853.7519 | 830.4656 | 0 | 23.2863 |  | 20.6746 | 4.8426 | 0 | 15.832 |  | 0 | 0 | 0 | 0 |  | 0 | 0 | 0 | 0 | 0 | 0 | 0 | 0
| Total Depreciation Expense |  |  |  | 370531145 | 354660211.8835 | 0 | 15870933.1165 |  | 143724088.4173 | 133796500.5902 | 0 | 9927587.8271 |  | 38882791.7302 | 36736194.639 | 0 | 2146597.0913 |  | 2966785.7949 | 2947966.9985 | 0 | 18818.7964 |  | 36330213.659 | 36077826.4707 | 0 | 252387.1883 |  | 2317187.9878 | 2293403.516 | 0 | 23784.4718 |  | 34802077.807 | 34750711.7259 | 0 | 51366.0811 |  | 71320533.5213 | 71278400.0146 | 0 | 42133.5067 |  | 24302493.4433 | 24281603.9445 | 0 | 20889.4989 |  | 10088039.8056 | 10086750.3075 | 0 | 1289.4981 |  | 5667606.3848 | 2287518.1642 | 0 | 3380088.2206 |  | 72086.0118 | 71665.1829 | 0 | 420.8288 |  | 44612.0041 | 39423.8146 | 0 | 5188.1895 |  | 12405.7246 | 12178.3767 | 0 | 227.3479 |  | 222.7085 | 68.1383 | 0 | 154.5701 |  | 0 | 0 | 0 | 0 |  | 0 | 0 | 0 | 0 | 0 | 0 | 0 | 0
0
| Regulatory Credits and Accretion Expenses | [90 empty] | 0
| Production Plant |  | Prod | 36 | 0 | 0 | 0 | 0 |  | 0 | 0 | 0 | 0 |  | 0 | 0 | 0 | 0 |  | 0 | 0 | 0 | 0 |  | 0 | 0 | 0 | 0 |  | 0 | 0 | 0 | 0 |  | 0 | 0 | 0 | 0 |  | 0 | 0 | 0 | 0 |  | 0 | 0 | 0 | 0 |  | 0 | 0 | 0 | 0 |  | 0 | 0 | 0 | 0 |  | 0 | 0 | 0 | 0 |  | 0 | 0 | 0 | 0 |  | 0 | 0 | 0 | 0 |  | 0 | 0 | 0 | 0 |  | 0 | 0 | 0 | 0 |  | 0 | 0 | 0 | 0 | 0 | 0 | 0 | 0
| Transmission Plant |  | Trans | 38 | 0 | 0 | 0 | 0 |  | 0 | 0 | 0 | 0 |  | 0 | 0 | 0 | 0 |  | 0 | 0 | 0 | 0 |  | 0 | 0 | 0 | 0 |  | 0 | 0 | 0 | 0 |  | 0 | 0 | 0 | 0 |  | 0 | 0 | 0 | 0 |  | 0 | 0 | 0 | 0 |  | 0 | 0 | 0 | 0 |  | 0 | 0 | 0 | 0 |  | 0 | 0 | 0 | 0 |  | 0 | 0 | 0 | 0 |  | 0 | 0 | 0 | 0 |  | 0 | 0 | 0 | 0 |  | 0 | 0 | 0 | 0 |  | 0 | 0 | 0 | 0 | 0 | 0 | 0 | 0
| Distribution Plant |  | Distplt | 37 | 0 | 0 | 0 | 0 |  | 0 | 0 | 0 | 0 |  | 0 | 0 | 0 | 0 |  | 0 | 0 | 0 | 0 |  | 0 | 0 | 0 | 0 |  | 0 | 0 | 0 | 0 |  | 0 | 0 | 0 | 0 |  | 0 | 0 | 0 | 0 |  | 0 | 0 | 0 | 0 |  | 0 | 0 | 0 | 0 |  | 0 | 0 | 0 | 0 |  | 0 | 0 | 0 | 0 |  | 0 | 0 | 0 | 0 |  | 0 | 0 | 0 | 0 |  | 0 | 0 | 0 | 0 |  | 0 | 0 | 0 | 0 |  | 0 | 0 | 0 | 0 | 0 | 0 | 0 | 0
| Total Regulatory Credits and Accretion Expenses |  |  |  | 0 | 0 | 0 | 0 |  | 0 | 0 | 0 | 0 |  | 0 | 0 | 0 | 0 |  | 0 | 0 | 0 | 0 |  | 0 | 0 | 0 | 0 |  | 0 | 0 | 0 | 0 |  | 0 | 0 | 0 | 0 |  | 0 | 0 | 0 | 0 |  | 0 | 0 | 0 | 0 |  | 0 | 0 | 0 | 0 |  | 0 | 0 | 0 | 0 |  | 0 | 0 | 0 | 0 |  | 0 | 0 | 0 | 0 |  | 0 | 0 | 0 | 0 |  | 0 | 0 | 0 | 0 |  | 0 | 0 | 0 | 0 |  | 0 | 0 | 0 | 0 | 0 | 0 | 0 | 0
0
| Property Taxes |  | TUP | 56 | 35914758 | 33069630.6472 | 0 | 2845127.3528 |  | 14903312.0298 | 13123627.6554 | 0 | 1779684.3744 |  | 3905091.7019 | 3520278.6569 | 0 | 384813.045 |  | 297759.0048 | 294385.4242 | 0 | 3373.5806 |  | 3399348.5475 | 3354103.9682 | 0 | 45244.5794 |  | 204235.0863 | 199971.3262 | 0 | 4263.7601 |  | 3198488.0851 | 3189279.8652 | 0 | 9208.2199 |  | 6295204.4118 | 6287651.2836 | 0 | 7553.1282 |  | 2009200.181 | 2005455.3927 | 0 | 3744.7883 |  | 864843.4724 | 864612.3085 | 0 | 231.1639 |  | 824246.7443 | 218310.0057 | 0 | 605936.7386 |  | 7104.7728 | 7029.3322 | 0 | 75.4405 |  | 4375.4422 | 3445.3734 | 0 | 930.0688 |  | 1512.2179 | 1471.462 | 0 | 40.7559 |  | 36.3022 | 8.593 | 0 | 27.7093 |  | 0 | 0 | 0 | 0 |  | 0 | 0 | 0 | 0 | 0 | 0 | 0 | 0
0
| Other Taxes |  | TUP | 56 | 13649179 | 12567906.1562 | 0 | 1081272.8438 |  | 5663910.4623 | 4987552.5542 | 0 | 676357.9081 |  | 1484105.6607 | 1337859.8714 | 0 | 146245.7893 |  | 113161.4462 | 111879.338 | 0 | 1282.1082 |  | 1291901.1402 | 1274706.2209 | 0 | 17194.9192 |  | 77618.2663 | 75997.851 | 0 | 1620.4153 |  | 1215565.3785 | 1212065.8522 | 0 | 3499.5263 |  | 2392453.0372 | 2389582.5181 | 0 | 2870.5191 |  | 763583.9539 | 762160.7706 | 0 | 1423.1834 |  | 328678.3489 | 328590.4965 | 0 | 87.8524 |  | 313249.8165 | 82967.3513 | 0 | 230282.4652 |  | 2700.1244 | 2671.4537 | 0 | 28.6707 |  | 1662.8594 | 1309.3926 | 0 | 353.4668 |  | 574.7089 | 559.2199 | 0 | 15.489 |  | 13.7964 | 3.2657 | 0 | 10.5307 |  | 0 | 0 | 0 | 0 |  | 0 | 0 | 0 | 0 | 0 | 0 | 0 | 0
0
| Gain Disposition of Allowances |  |  |  | 0 | 0 | 0 | 0 |  | 0 |  |  |  |  | 0 |  |  |  |  | 0 |  |  |  |  | 0 |  |  |  |  | 0 |  |  |  |  | 0 |  |  |  |  | 0 |  |  |  |  | 0 |  |  |  |  | 0 |  |  |  |  | 0 |  |  |  |  | 0 |  |  |  |  | 0 |  |  |  |  | 0 |  |  |  |  | 0 |  |  |  |  | 0 |  |  |  |  | 0 |  |  |  | 0 | 0 | 0 | 0
0
| Interest |  | TUP | 56 | 109640429 | 100954835.6426 | 0 | 8685593.3574 |  | 45496771.1175 | 40063757.8061 | 0 | 5433013.3114 |  | 11921448.2661 | 10746692.5476 | 0 | 1174755.7185 |  | 908997.4943 | 898698.6409 | 0 | 10298.8534 |  | 10377517.5952 | 10239395.125 | 0 | 138122.4702 |  | 623488.0513 | 610471.6616 | 0 | 13016.3897 |  | 9764331.582 | 9736220.7652 | 0 | 28110.8168 |  | 19217974.7487 | 19194916.5893 | 0 | 23058.1594 |  | 6133678.2442 | 6122246.1695 | 0 | 11432.0747 |  | 2640190.6795 | 2639484.9834 | 0 | 705.6961 |  | 2516257.151 | 666455.9086 | 0 | 1849801.2423 |  | 21689.4218 | 21459.1172 | 0 | 230.3045 |  | 13357.3324 | 10518.0221 | 0 | 2839.3103 |  | 4616.4927 | 4492.0734 | 0 | 124.4193 |  | 110.8233 | 26.2326 | 0 | 84.5907 |  | 0 | 0 | 0 | 0 |  | 0 | 0 | 0 | 0 | 0 | 0 | 0 | 0
0
| Other Expenses |  |  |  | 0 | 0 | 0 | 0 |  | 0 |  |  |  |  | 0 |  |  |  |  | 0 |  |  |  |  | 0 |  |  |  |  | 0 |  |  |  |  | 0 |  |  |  |  | 0 |  |  |  |  | 0 |  |  |  |  | 0 |  |  |  |  | 0 |  |  |  |  | 0 |  |  |  |  | 0 |  |  |  |  | 0 |  |  |  |  | 0 |  |  |  |  | 0 |  |  |  |  | 0 |  |  |  | 0 | 0 | 0 | 0
[10 empty] | 0 |  |  |  |  | 0 |  |  |  |  | 0 |  |  |  |  | 0 |  |  |  |  | 0 |  |  |  |  | 0 |  |  |  |  | 0 |  |  |  |  | 0 |  |  |  |  | 0 |  |  |  |  | 0 |  |  |  |  | 0 |  |  |  |  | 0 |  |  |  |  | 0 |  |  |  |  | 0 |  |  |  |  | 0 |  |  |  |  | 0 | [6 empty] | 0
| Total Other Expenses |  |  |  | 529735511 | 501252584.3295 | 0 | 28482926.6705 |  | 209788082.0268 | 191971438.606 | 0 | 17816643.4209 |  | 56193437.359 | 52341025.7149 | 0 | 3852411.6441 |  | 4286703.7402 | 4252930.4016 | 0 | 33773.3386 |  | 51398980.942 | 50946031.7848 | 0 | 452949.1571 |  | 3222529.3917 | 3179844.3548 | 0 | 42685.0369 |  | 48980462.8526 | 48888278.2085 | 0 | 92184.6441 |  | 99226165.7189 | 99150550.4055 | 0 | 75615.3135 |  | 33208955.8225 | 33171466.2773 | 0 | 37489.5452 |  | 13921752.3063 | 13919438.0959 | 0 | 2314.2104 |  | 9321360.0965 | 3255251.4298 | 0 | 6066108.6667 |  | 103580.3307 | 102825.0861 | 0 | 755.2446 |  | 64007.6381 | 54696.6026 | 0 | 9311.0355 |  | 19109.1441 | 18701.1321 | 0 | 408.0121 |  | 383.6304 | 106.2296 | 0 | 277.4008 |  | 0 | 0 | 0 | 0 |  | 0 | 0 | 0 | 0 | 0 | 0 | 0 | 0
0
| Total Cost of Service (O&M + Other Expenses) |  |  |  | 1422030584 | 745222911.9732 | 555456786.9098 | 121350885.1171 |  | 565746481.7467 | 292167804.0859 | 193889574.4296 | 79689103.2311 |  | 158640922.8508 | 78928854.1274 | 55011492.7341 | 24700575.9893 |  | 11250588.6759 | 6579346.1344 | 4170989.9689 | 500252.5727 |  | 135341879.5509 | 75601847.0491 | 56188655.232 | 3551377.2699 |  | 8373446.9089 | 4582563.1478 | 3500241.1225 | 290642.6387 |  | 130355464.4663 | 72029377.7207 | 56245740.0017 | 2080346.744 |  | 265998832.825 | 143700265.7027 | 121354476.5585 | 944090.5638 |  | 90190445.6414 | 46484696.1503 | 43487475.0779 | 218274.4133 |  | 37725290.751 | 19989200.9446 | 17720827.6475 | 15262.1589 |  | 17886566.0344 | 4891576.9625 | 3688052.6511 | 9306936.4208 |  | 278149.5833 | 156924.7583 | 117588.3309 | 3636.4941 |  | 193701.7112 | 78503.4823 | 70364.827 | 44833.402 |  | 46147.648 | 31765.2876 | 11183.4672 | 3198.8932 |  | 2665.606 | 186.4197 | 124.8609 | 2354.3254 |  | 0 | 0 | 0 | 0 |  | 0 | 0 | 0 | 0 | 0 | 0 | 0 | 0

## Function-Classif
|  |  | 1 | 2 | 3 | 4 | 5 | 6 |  | 8 | 9 | 10 |  | 12 | 13 | 14
5958986355
|  |  | 1: Classification Factor; 3: Total; 4: Production |  | Transmission |  |  |  | Distribution |  |  |  | Total
| Description |  | Name | No | Kentucky | Demand | Energy | Customer |  | Demand | Energy | Customer |  | Demand | Energy | Customer |  | Demand | Energy | Customer | Check
Rate Base
Plant in Service
Intangible Plant
| 301 | ORGANIZATION | PT&D | 1 | 41552 | 26149.7305 | 0 | 0 |  | 5660.4935 | 0 | 0 |  | 6446.068 | 0 | 3295.708 |  | 38256.292 | 0 | 3295.708 | 0
| 302 | FRANCHISE AND CONSENTS | PT&D | 1 | 144369 | 90855.084 | 0 | 0 |  | 19666.9182 | 0 | 0 |  | 22396.3321 | 0 | 11450.6657 |  | 132918.3343 | 0 | 11450.6657 | 0
| 303 | SOFTWARE | PT&D | 1 | 105565478 | 66435040.5401 | 0 | 0 |  | 14380840.9071 | 0 | 0 |  | 16376642.5341 | 0 | 8372954.0188 |  | 97192523.9812 | 0 | 8372954.0188 | 0
|  | Total Intangible Plant |  |  | 105751399 | 66552045.3546 | 0 | 0 |  | 14406168.3188 | 0 | 0 |  | 16405484.9342 | 0 | 8387700.3924 |  | 97363698.6076 | 0 | 8387700.3924 | 0
0
| Steam Production Plant | [19 empty] | 0
0
|  | Total Steam Production Plant | 2: DIR; 3: 4761764495; 4: 4761764495 | [9 empty] | 4761764495 | 0 | 0 | 0
0
| Hydraulic Production Plant | [19 empty] | 0
0
|  | Total Hydraulic Production Plant | 2: DIR; 3: 45726563; 4: 45726563 | [9 empty] | 45726563 | 0 | 0 | 0
0
| Other Production Plant | [19 empty] | 0
0
|  | Total Other Production Plant | 2: DIR; 3: 1044547033; 4: 1044547033 | [9 empty] | 1044547033 | 0 | 0 | 0
0
|  | Total Production Plant |  |  | 5852038091 | 5852038091 | 0 | 0 |  | 0 | 0 | 0 |  | 0 | 0 | 0 |  | 5852038091 | 0 | 0 | 0
0
| Transmission | [19 empty] | 0
|  | KENTUCKY SYSTEM PROPERTY | 2: DIR; 3: 1258529222 |  | 1258529222 | [7 empty] | 1258529222 | 0 | 0 | 0
|  | VIRGINIA PROPERTY - 500 KV LINE | 2: DIR; 3: 8230429 |  | 8230429 | [7 empty] | 8230429 | 0 | 0 | 0
|  | Total Transmission Plant |  |  | 1266759651 | 0 | 0 | 0 |  | 1266759651 | 0 | 0 |  | 0 | 0 | 0 |  | 1266759651 | 0 | 0 | 0
0
| Distribution | [19 empty] | 0
|  | TOTAL ACCTS 360-362 | 2: DIR; 3: 341731104 | [5 empty] | 341731104 |  |  |  | 341731104 | 0 | 0 | 0
|  | 364 & 365-OVERHEAD LINES | 2: 921791437 | [9 empty] | 0 | 0 | 0 | 0
|  | Primary: | 3: 650231679.6598 | [12 empty] | 0
|  | Demand | 1: 100%; 2: Demand | [5 empty] | 650231679.6598 |  |  |  | 650231679.6598 | 0 | 0 | 0
|  | Customer | 1: 0%; 2: Cust | [7 empty] | 0 |  | 0 | 0 | 0 | 0
|  | Secondary: | 3: 271559757.3402 | [9 empty] | 0 | 0 | 0 | 0
|  | Demand | 1: 36.01%; 2: Demand | [5 empty] | 97788668.6182 |  |  |  | 97788668.6182 | 0 | 0 | 0
|  | Customer | 1: 63.99%; 2: Cust | [7 empty] | 173771088.722 |  | 0 | 0 | 173771088.722 | 0
0
|  | 366 & 367-UNDERGROUND LINES | 2: 247685955 | [9 empty] | 0 | 0 | 0 | 0
|  | Primary: | 3: 149874771.3705 | [12 empty] | 0
|  | Demand | 1: 100%; 2: Demand | [5 empty] | 149874771.3705 |  |  |  | 149874771.3705 | 0 | 0 | 0
|  | Customer | 1: 0%; 2: Cust | [7 empty] | 0 |  | 0 | 0 | 0 | 0
|  | Secondary: | 3: 97811183.6295 | [12 empty] | 0
|  | Demand | 1: 25.12%; 2: Demand | [5 empty] | 24570169.3277 |  |  |  | 24570169.3277 | 0 | 0 | 0
|  | Customer | 1: 74.88%; 2: Cust | [7 empty] | 73241014.3018 |  | 0 | 0 | 73241014.3018 | 0
0
|  | 368-TRANSFORMERS - POWER POOL | 3: 5363042 | [9 empty] | 0 | 0 | 0 | 0
|  | Demand | 1: 54.62% | [5 empty] | 2929300.2539 |  |  |  | 2929300.2539 | 0 | 0 | 0
|  | Customer | 1: 45.38% | [7 empty] | 2433741.7461 |  | 0 | 0 | 2433741.7461 | 0
|  | 368-TRANSFORMERS - ALL OTHER | 3: 321195483 | [9 empty] | 0 | 0 | 0 | 0
|  | Demand | 1: 54.62% | [5 empty] | 175437374.8915 |  |  |  | 175437374.8915 | 0 | 0 | 0
|  | Customer | 1: 45.38% | [7 empty] | 145758108.1085 |  | 0 | 0 | 145758108.1085 | 0
|  | 369-SERVICES | 2: DIR; 3: 124944572 | [7 empty] | 124944572 |  | 0 | 0 | 124944572 | 0
|  | 370-METERS | 2: 370-METERS; 3: 74150151 | [7 empty] | 74150151 |  | 0 | 0 | 74150151 | 0
|  | 371-CUSTOMER INSTALLATION | 2: 371-CUSTOMER INSTALLATION; 3: 159234 | [7 empty] | 159234 |  | 0 | 0 | 159234 | 0
|  | 373-STREET LIGHTING | 2: 373-STREET LIGHTING; 3: 143087299 | [7 empty] | 143087299 |  | 0 | 0 | 143087299 | 0
|  | Total Distribution Plant |  |  | 2180108277 | 0 | 0 | 0 |  | 0 | 0 | 0 |  | 1442563068.1216 | 0 | 737545208.8784 |  | 1442563068.1216 | 0 | 737545208.8784 | 0
|  | Total Prod, Trans, and Dist Plant |  |  | 9298906019 | 5852038091 | 0 | 0 |  | 1266759651 | 0 | 0 |  | 1442563068.1216 | 0 | 737545208.8784 |  | 8561360810.1216 | 0 | 737545208.8784 | 0
General Plant
|  | Total General Plant | PT&D | 1 | 244918755 | 154133602.4401 | 0 | 0 |  | 33364483.5181 | 0 | 0 |  | 37994872.7228 | 0 | 19425796.319 |  | 225492958.681 | 0 | 19425796.319 | 0
|  | TOTAL COMMON PLANT | 1: PT&D; 2: 1; 3: 0 | [9 empty] | 0 | 0 | 0 | 0
| 105 | PLANT HELD FOR FUTURE USE - PRODUCTION | PROD | 18 | 290384 | 290384 | 0 | 0 |  | 0 | 0 | 0 |  | 0 | 0 | 0 |  | 290384 | 0 | 0 | 0
| 105 | PLANT HELD FOR FUTURE USE - DISTRIBUTION | PDIST | 2 | 906481 | 0 | 0 | 0 |  | 0 | 0 | 0 |  | 599812.4159 | 0 | 306668.5841 |  | 599812.4159 | 0 | 306668.5841 | 0
| 105 | PLANT HELD FOR FUTURE USE - GENERAL | PT&D | 1 | 0 | 0 | 0 | 0 |  | 0 | 0 | 0 |  | 0 | 0 | 0 |  | 0 | 0 | 0 | 0
|  | OTHER | PDIST | 2 | 0 | 0 | 0 | 0 |  | 0 | 0 | 0 |  | 0 | 0 | 0 |  | 0 | 0 | 0 | 0
|  | Total Plant in Service |  |  | 9650773038 | 6073014122.7947 | 0 | 0 |  | 1314530302.8368 | 0 | 0 |  | 1497563238.1946 | 0 | 765665374.1739 |  | 8885107663.8261 | 0 | 765665374.1739 | 0
0
0
| Construction Work in Progress (CWIP) | [19 empty] | 0
0
|  | CWIP Production | PROD | 18 | 20992633 | 20992633 | 0 | 0 |  | 0 | 0 | 0 |  | 0 | 0 | 0 |  | 20992633 | 0 | 0 | 0
|  | CWIP Transmission | PTRAN | 3 | 78958656 | 0 | 0 | 0 |  | 78958656 | 0 | 0 |  | 0 | 0 | 0 |  | 78958656 | 0 | 0 | 0
|  | CWIP Distribution Plant | PDIST | 2 | 26143041 | 0 | 0 | 0 |  | 0 | 0 | 0 |  | 17298675.4066 | 0 | 8844365.5934 |  | 17298675.4066 | 0 | 8844365.5934 | 0
|  | CWIP General Plant | PT&D | 1 | 29729390 | 18709461.3438 | 0 | 0 |  | 4049937.877 | 0 | 0 |  | 4611996.289 | 0 | 2357994.4902 |  | 27371395.5098 | 0 | 2357994.4902 | 0
|  | RWIP | 1: F004; 2: #N/A; 3: 0 | [9 empty] | 0 | 0 | 0 | 0
| Total Construction Work in Progress |  |  |  | 155823720 | 39702094.3438 | 0 | 0 |  | 83008593.877 | 0 | 0 |  | 21910671.6956 | 0 | 11202360.0836 |  | 144621359.9164 | 0 | 11202360.0836 | 0
0
| Total Utility Plant |  |  |  | 9806596758 | 6112716217.1385 | 0 | 0 |  | 1397538896.7138 | 0 | 0 |  | 1519473909.8902 | 0 | 776867734.2575 |  | 9029729023.7425 | 0 | 776867734.2575 | 0
0
| Less: Acummulated Provision for Depreciation | [19 empty] | 0
| Steam Production |  | PROD | 18 | 1910902169 | 1910902169 | 0 | 0 |  | 0 | 0 | 0 |  | 0 | 0 | 0 |  | 1910902169 | 0 | 0 | 0
| Hydraulic Production |  | PROD | 18 | 16663604 | 16663604 | 0 | 0 |  | 0 | 0 | 0 |  | 0 | 0 | 0 |  | 16663604 | 0 | 0 | 0
| Other Production |  | PROD | 18 | 425504289 | 425504289 | 0 | 0 |  | 0 | 0 | 0 |  | 0 | 0 | 0 |  | 425504289 | 0 | 0 | 0
| Transmission - Kentucky System Property |  | PTRAN | 3 | 340091705 | 0 | 0 | 0 |  | 340091705 | 0 | 0 |  | 0 | 0 | 0 |  | 340091705 | 0 | 0 | 0
| Transmission - Virginia Property |  | PTRAN | 3 | 2567091 | 0 | 0 | 0 |  | 2567091 | 0 | 0 |  | 0 | 0 | 0 |  | 2567091 | 0 | 0 | 0
| Transmission - FERC |  | PTRAN | 3 | 755524 | 0 | 0 | 0 |  | 755524 | 0 | 0 |  | 0 | 0 | 0 |  | 755524 | 0 | 0 | 0
| Distribution |  | PDIST | 2 | 692590515 | 0 | 0 | 0 |  | 0 | 0 | 0 |  | 458282512.3003 | 0 | 234308002.6997 |  | 458282512.3003 | 0 | 234308002.6997 | 0
| General Plant |  | PT&D | 1 | 77429701 | 48728480.3934 | 0 | 0 |  | 10547995.7336 | 0 | 0 |  | 12011867.5046 | 0 | 6141357.3684 |  | 71288343.6316 | 0 | 6141357.3684 | 0
| Intangible Plant |  | PT&D | 1 | 49083879 | 30889733.5853 | 0 | 0 |  | 6686536.8146 | 0 | 0 |  | 7614507.6572 | 0 | 3893100.9428 |  | 45190778.0572 | 0 | 3893100.9428 | 0
| Total Accumulated Depreciation |  |  |  | 3515588477 | 2432688275.9787 | 0 | 0 |  | 360648852.5482 | 0 | 0 |  | 477908887.4622 | 0 | 244342461.0108 |  | 3271246015.9892 | 0 | 244342461.0108 | 0
0
| Net Utility Plant |  |  |  | 6291008281 | 3680027941.1598 | 0 | 0 |  | 1036890044.1656 | 0 | 0 |  | 1041565022.428 | 0 | 532525273.2467 |  | 5758483007.7533 | 0 | 532525273.2467 | 0
0
| Working Capital | [19 empty] | 0
| Cash Working Capital - Operation and Maintenance Expenses |  | OMLPP | 4 | 130078093 | 19058566.2281 | 79624711.1056 | 0 |  | 8904126.5362 | 0 | 0 |  | 8173567.1468 | 0 | 14317121.9834 |  | 36136259.911 | 79624711.1056 | 14317121.9834 | 0
| Materials and Supplies |  | TPIS | 5 | 59890781 | 37687919.6522 | 0 | 0 |  | 8157714.0168 | 0 | 0 |  | 9293580.0665 | 0 | 4751567.2644 |  | 55139213.7356 | 0 | 4751567.2644 | 0
| Prepayments |  | TPIS | 5 | 19024116 | 11971447.7469 | 0 | 0 |  | 2591271.8979 | 0 | 0 |  | 2952076.1341 | 0 | 1509320.2211 |  | 17514795.7789 | 0 | 1509320.2211 | 0
| Fuel Stock |  | 2: DIR; 3: 62536188; 5: 62536188 | [9 empty] | 0 | 62536188 | 0 | 0
| Total Working Capital |  |  |  | 271529178 | 68717933.6272 | 142160899.1056 | 0 |  | 19653112.4509 | 0 | 0 |  | 20419223.3473 | 0 | 20578009.4689 |  | 108790269.4255 | 142160899.1056 | 20578009.4689 | 0
0
| Emission Allowance |  | 1: PROFIX; 2: #N/A; 3: 0 | [9 empty] | 0 | 0 | 0 | 0
0
| Deferred Debits | [19 empty] | 0
| Service Pension Cost |  | 1: TLB; 2: 6; 3: 0 | [9 empty] | 0 | 0 | 0 | 0
| Accumulated Deferred Income Tax | [19 empty] | 0
| Total Production Plant |  | PROD | 18 | 732330105.49 | 732330105.49 | 0 | 0 |  | 0 | 0 | 0 |  | 0 | 0 | 0 |  | 732330105.49 | 0 | 0 | 0
| Total Transmission Plant |  | PTRAN | 3 | 198625100 | 0 | 0 | 0 |  | 198625100 | 0 | 0 |  | 0 | 0 | 0 |  | 198625100 | 0 | 0 | 0
| Total Distribution Plant |  | PDIST | 2 | 315220930.17 | 0 | 0 | 0 |  | 0 | 0 | 0 |  | 208579581.5554 | 0 | 106641348.6146 |  | 208579581.5554 | 0 | 106641348.6146 | 0
| Total General Plant |  | PT&D | 1 | 35890099 | 22586552.2255 | 0 | 0 |  | 4889191.1791 | 0 | 0 |  | 5567722.8292 | 0 | 2846632.7662 |  | 33043466.2338 | 0 | 2846632.7662 | 0
| Total Accumulated Deferred Income Tax |  |  |  | 1282066234.66 | 754916657.7155 | 0 | 0 |  | 203514291.1791 | 0 | 0 |  | 214147304.3846 | 0 | 109487981.3808 |  | 1172578253.2792 | 0 | 109487981.3808 | 0
0
| Accumulated Deferred Investment Tax Credits | [19 empty] | 0
| Production |  | PROD | 18 | 80926985 | 80926985 | 0 | 0 |  | 0 | 0 | 0 |  | 0 | 0 | 0 |  | 80926985 | 0 | 0 | 0
| Transmission |  | PTRAN | 3 | 0 | 0 | 0 | 0 |  | 0 | 0 | 0 |  | 0 | 0 | 0 |  | 0 | 0 | 0 | 0
| Transmission VA |  | PTRAN | 3 | 0 | 0 | 0 | 0 |  | 0 | 0 | 0 |  | 0 | 0 | 0 |  | 0 | 0 | 0 | 0
| Distribution VA |  | PDIST | 2 | 0 | 0 | 0 | 0 |  | 0 | 0 | 0 |  | 0 | 0 | 0 |  | 0 | 0 | 0 | 0
| Distribution Plant KY,FERC & TN |  | PDIST | 2 | 0 | 0 | 0 | 0 |  | 0 | 0 | 0 |  | 0 | 0 | 0 |  | 0 | 0 | 0 | 0
| General |  | PT&D | 1 | 0 | 0 | 0 | 0 |  | 0 | 0 | 0 |  | 0 | 0 | 0 |  | 0 | 0 | 0 | 0
| Total Accum. Deferred Investment Tax Credits |  |  |  | 80926985 | 80926985 | 0 | 0 |  | 0 | 0 | 0 |  | 0 | 0 | 0 |  | 80926985 | 0 | 0 | 0
0
| Total Deferred Debits |  |  |  | 1362993219.66 | 835843642.7155 | 0 | 0 |  | 203514291.1791 | 0 | 0 |  | 214147304.3846 | 0 | 109487981.3808 |  | 1253505238.2792 | 0 | 109487981.3808 | 0
0
| Less: Customer Advances |  | DLINES | 20 | 1712216 | 0 | 0 | 0 |  | 0 | 0 | 0 |  | 1350568.9277 | 0 | 361647.0723 |  | 1350568.9277 | 0 | 361647.0723 | 0
| Less: Asset Retirement Obligations |  | 1: F017; 2: #N/A | [12 empty] | 0
| Net Rate Base |  |  |  | 5197832023.34 | 2912902232.0715 | 142160899.1056 | 0 |  | 853028865.4374 | 0 | 0 |  | 846486372.463 | 0 | 443253654.2625 |  | 4612417469.9719 | 142160899.1056 | 443253654.2625 | 0
0
0
Operation and Maintenance Expenses | [20 empty] | 0
0
| Steam Power Generation Operation Expenses | [19 empty] | 0
| 500 | OPERATION SUPERVISION & ENGINEERING | LBSUB1 | 8 | 5418923 | 4838523.3525 | 580399.6475 | 0 |  | 0 | 0 | 0 |  | 0 | 0 | 0 |  | 4838523.3525 | 580399.6475 | 0 | 0
| 501 | FUEL | Energy | DIR | 296477275 |  | 296477275 | [10 empty] | 0 | 296477275 | 0 | 0
| 502 | STEAM EXPENSES | OM502 |  | 22989772 | 9649494 | 13340278 | [10 empty] | 9649494 | 13340278 | 0 | 0
| 505 | ELECTRIC EXPENSES | OM505 |  | 8130854 | 6673009 | 1457845 | [10 empty] | 6673009 | 1457845 | 0 | 0
| 506 | MISC. STEAM POWER EXPENSES | PROD | 18 | 25402796 | 25402796 | 0 | 0 |  | 0 | 0 | 0 |  | 0 | 0 | 0 |  | 25402796 | 0 | 0 | 0
| 507 | RENTS | 3: 0 | [9 empty] | 0 | 0 | 0 | 0
| 509 | ALLOWANCES | 3: 0 | [9 empty] | 0 | 0 | 0 | 0
| Total Steam Power Operation Expenses |  |  |  | 358419620 | 46563822.3525 | 311855797.6475 | 0 |  | 0 | 0 | 0 |  | 0 | 0 | 0 |  | 46563822.3525 | 311855797.6475 | 0 | 0
0
| Steam Power Generation Maintenance Expenses | [19 empty] | 0
| 510 | MAINTENANCE SUPERVISION & ENGINEERING | LBSUB2 | 9 | 12501304 | 1358608.4017 | 11142695.5983 | 0 |  | 0 | 0 | 0 |  | 0 | 0 | 0 |  | 1358608.4017 | 11142695.5983 | 0 | 0
| 511 | MAINTENANCE OF STRUCTURES | PROD | 18 | 10051562 | 10051562 | 0 | 0 |  | 0 | 0 | 0 |  | 0 | 0 | 0 |  | 10051562 | 0 | 0 | 0
| 512 | MAINTENANCE OF BOILER PLANT | Energy | DIR | 48391532 |  | 48391532 | [10 empty] | 0 | 48391532 | 0 | 0
| 513 | MAINTENANCE OF ELECTRIC PLANT | Energy | DIR | 12209687 |  | 12209687 | [10 empty] | 0 | 12209687 | 0 | 0
| 514 | MAINTENANCE OF MISC STEAM PLANT | Energy | DIR | 3446376 |  | 3446376 | [10 empty] | 0 | 3446376 | 0 | 0
| Total Steam Power Generation Maintenance Expense |  |  |  | 86600461 | 11410170.4017 | 75190290.5983 | 0 |  | 0 | 0 | 0 |  | 0 | 0 | 0 |  | 11410170.4017 | 75190290.5983 | 0 | 0
0
| Total Steam Power Generation Expense |  |  |  | 445020081 | 57973992.7542 | 387046088.2458 | 0 |  | 0 | 0 | 0 |  | 0 | 0 | 0 |  | 57973992.7542 | 387046088.2458 | 0 | 0
0
| Hydraulic Power Generation Operation Expenses | [19 empty] | 0
| 535 | OPERATION SUPERVISION & ENGINEERING | 1: LBSUB3; 2: 10; 3: 0 | [9 empty] | 0 | 0 | 0 | 0
| 536 | WATER FOR POWER | 1: PROFIX; 2: #N/A; 3: 0 | [9 empty] | 0 | 0 | 0 | 0
| 537 | HYDRAULIC EXPENSES | 1: PROFIX; 2: #N/A; 3: 0 | [9 empty] | 0 | 0 | 0 | 0
| 538 | ELECTRIC EXPENSES | 1: PROFIX; 2: #N/A; 3: 0 | [9 empty] | 0 | 0 | 0 | 0
| 539 | MISC. HYDRAULIC POWER EXPENSES | PROD | 18 | 10609 | 10609 | 0 | 0 |  | 0 | 0 | 0 |  | 0 | 0 | 0 |  | 10609 | 0 | 0 | 0
| 540 | RENTS | 1: PROFIX; 2: #N/A; 3: 0 | [9 empty] | 0 | 0 | 0 | 0
| Total Hydraulic Power Operation Expenses |  |  |  | 10609 | 10609 | 0 | 0 |  | 0 | 0 | 0 |  | 0 | 0 | 0 |  | 10609 | 0 | 0 | 0
0
| Hydraulic Power Generation Maintenance Expenses | [19 empty] | 0
| 541 | MAINTENANCE SUPERVISION & ENGINEERING | LBSUB4 | 11 | 182692 | 119576.6353 | 63115.3647 | 0 |  | 0 | 0 | 0 |  | 0 | 0 | 0 |  | 119576.6353 | 63115.3647 | 0 | 0
| 542 | MAINTENANCE OF STRUCTURES | PROD | 18 | 163428 | 163428 | 0 | 0 |  | 0 | 0 | 0 |  | 0 | 0 | 0 |  | 163428 | 0 | 0 | 0
| 543 | MAINT. OF RESERVES, DAMS, AND WATERWAYS | PROD | 18 | 25704 | 25704 | 0 | 0 |  | 0 | 0 | 0 |  | 0 | 0 | 0 |  | 25704 | 0 | 0 | 0
| 544 | MAINTENANCE OF ELECTRIC PLANT | Energy | DIR | 75495 |  | 75495 | [10 empty] | 0 | 75495 | 0 | 0
| 545 | MAINTENANCE OF MISC HYDRAULIC PLANT | Energy | DIR | 131530 |  | 131530 | [10 empty] | 0 | 131530 | 0 | 0
| Total Hydraulic Power Generation Maint. Expense |  |  |  | 578849 | 308708.6353 | 270140.3647 | 0 |  | 0 | 0 | 0 |  | 0 | 0 | 0 |  | 308708.6353 | 270140.3647 | 0 | 0
0
| Total Hydraulic Power Generation Expense |  |  |  | 589458 | 319317.6353 | 270140.3647 | 0 |  | 0 | 0 | 0 |  | 0 | 0 | 0 |  | 319317.6353 | 270140.3647 | 0 | 0
0
| Other Power Generation Operation Expense | [19 empty] | 0
| 546 | OPERATION SUPERVISION & ENGINEERING | LBSUB5 | 12 | 647260 | 647260 | 0 | 0 |  | 0 | 0 | 0 |  | 0 | 0 | 0 |  | 647260 | 0 | 0 | 0
| 547 | FUEL | Energy | DIR | 107114208 |  | 107114208 | [10 empty] | 0 | 107114208 | 0 | 0
| 548 | GENERATION EXPENSE | PROD | 18 | 682059 | 682059 | 0 | 0 |  | 0 | 0 | 0 |  | 0 | 0 | 0 |  | 682059 | 0 | 0 | 0
| 549 | MISC OTHER POWER GENERATION | PROD | 18 | 5376587 | 5376587 | 0 | 0 |  | 0 | 0 | 0 |  | 0 | 0 | 0 |  | 5376587 | 0 | 0 | 0
| 550 | RENTS | PROD | 18 | 9693 | 9693 | 0 | 0 |  | 0 | 0 | 0 |  | 0 | 0 | 0 |  | 9693 | 0 | 0 | 0
| Total Other Power Generation Expenses |  |  |  | 113829807 | 6715599 | 107114208 | 0 |  | 0 | 0 | 0 |  | 0 | 0 | 0 |  | 6715599 | 107114208 | 0 | 0
0
| Other Power Generation Maintenance Expense | [19 empty] | 0
| 551 | MAINTENANCE SUPERVISION & ENGINEERING | PROD | 18 | 911492 | 911492 | 0 | 0 |  | 0 | 0 | 0 |  | 0 | 0 | 0 |  | 911492 | 0 | 0 | 0
| 552 | MAINTENANCE OF STRUCTURES | PROD | 18 | 876396 | 876396 | 0 | 0 |  | 0 | 0 | 0 |  | 0 | 0 | 0 |  | 876396 | 0 | 0 | 0
| 553 | MAINTENANCE OF GENERATING & ELEC PLANT | PROD | 18 | 7236966 | 7236966 | 0 | 0 |  | 0 | 0 | 0 |  | 0 | 0 | 0 |  | 7236966 | 0 | 0 | 0
| 554 | MAINTENANCE OF MISC OTHER POWER GEN PLT | PROD | 18 | 5979786 | 5979786 | 0 | 0 |  | 0 | 0 | 0 |  | 0 | 0 | 0 |  | 5979786 | 0 | 0 | 0
| Total Other Power Generation Maintenance Expense |  |  |  | 15004640 | 15004640 | 0 | 0 |  | 0 | 0 | 0 |  | 0 | 0 | 0 |  | 15004640 | 0 | 0 | 0
0
| Total Other Power Generation Expense |  |  |  | 128834447 | 21720239 | 107114208 | 0 |  | 0 | 0 | 0 |  | 0 | 0 | 0 |  | 21720239 | 107114208 | 0 | 0
0
| Total Station Expense |  |  |  | 574443986 | 80013549.3895 | 494430436.6105 | 0 |  | 0 | 0 | 0 |  | 0 | 0 | 0 |  | 80013549.3895 | 494430436.6105 | 0 | 0
0
| Other Power Supply Expenses | [19 empty] | 0
| 555 | PURCHASED POWER | OMPP | 21 | 48544007 | 9572612.2559 | 38971394.7441 | 0 |  | 0 | 0 | 0 |  | 0 | 0 | 0 |  | 9572612.2559 | 38971394.7441 | 0 | 0
| 555 | PURCHASED POWER OPTIONS | PROD | 18 |  | 0 | 0 | 0 |  | 0 | 0 | 0 |  | 0 | 0 | 0 |  | 0 | 0 | 0 | 0
| 555 | BROKERAGE FEES | PROD | 18 |  | 0 | 0 | 0 |  | 0 | 0 | 0 |  | 0 | 0 | 0 |  | 0 | 0 | 0 | 0
| 555 | MISO TRANSMISSION EXPENSES | PROD | 18 |  | 0 | 0 | 0 |  | 0 | 0 | 0 |  | 0 | 0 | 0 |  | 0 | 0 | 0 | 0
| 556 | SYSTEM CONTROL AND LOAD DISPATCH | PROD | 18 | 2300266 | 2300266 | 0 | 0 |  | 0 | 0 | 0 |  | 0 | 0 | 0 |  | 2300266 | 0 | 0 | 0
| 557 | OTHER EXPENSES | PROD | 18 | 154987 | 154987 | 0 | 0 |  | 0 | 0 | 0 |  | 0 | 0 | 0 |  | 154987 | 0 | 0 | 0
| Total Other Power Supply Expenses |  |  |  | 50999260 | 12027865.2559 | 38971394.7441 | 0 |  | 0 | 0 | 0 |  | 0 | 0 | 0 |  | 12027865.2559 | 38971394.7441 | 0 | 0
0
| Total Electric Power Generation Expenses |  |  |  | 625443246 | 92041414.6454 | 533401831.3546 | 0 |  | 0 | 0 | 0 |  | 0 | 0 | 0 |  | 92041414.6454 | 533401831.3546 | 0 | 0
0
0
| Transmission Expenses | [19 empty] | 0
| 560 | OPERATION SUPERVISION AND ENG | 1: LBTRAN; 2: 13; 3: 1854542 |  | 1854542 | [7 empty] | 1854542 | 0 | 0 | 0
| 561 | LOAD DISPATCHING | 1: LBTRAN; 2: 13; 3: 4510239 |  | 4510239 | [7 empty] | 4510239 | 0 | 0 | 0
| 562 | STATION EXPENSES | 1: LBTRAN; 2: 13; 3: 1170142 |  | 1170142 | [7 empty] | 1170142 | 0 | 0 | 0
| 563 | OVERHEAD LINE EXPENSES | 1: LBTRAN; 2: 13; 3: 1105850 |  | 1105850 | [7 empty] | 1105850 | 0 | 0 | 0
| 565 | TRANSMISSION OF ELECTRICITY BY OTHERS | 1: LBTRAN; 2: 13; 3: 2766380 |  | 2766380 | [7 empty] | 2766380 | 0 | 0 | 0
| 566 | MISC. TRANSMISSION EXPENSES | 1: PTRAN; 2: 3; 3: 24246266 |  | 24246266 | [7 empty] | 24246266 | 0 | 0 | 0
| 567 | RENTS | 1: PTRAN; 2: 3; 3: 169306 |  | 169306 | [7 empty] | 169306 | 0 | 0 | 0
| 568 | MAINTENACE SUPERVISION AND ENG | 1: LBTRAN; 2: 13; 3: 0 |  | 0 | [7 empty] | 0 | 0 | 0 | 0
| 569 | STRUCTURES | 1: LBTRAN; 2: 13; 3: 0 |  | 0 | [7 empty] | 0 | 0 | 0 | 0
| 570 | MAINT OF STATION EQUIPMENT | 1: LBTRAN; 2: 13; 3: 1969589 |  | 1969589 | [7 empty] | 1969589 | 0 | 0 | 0
| 571 | MAINT OF OVERHEAD LINES | 1: LBTRAN; 2: 13; 3: 10707630 |  | 10707630 | [7 empty] | 10707630 | 0 | 0 | 0
| 572 | UNDERGROUND LINES | 1: LBTRAN; 2: 13; 3: 0 |  | 0 | [7 empty] | 0 | 0 | 0 | 0
| 573 | MISC PLANT | 1: PTRAN; 2: 3; 3: 217390 |  | 217390 | [7 empty] | 217390 | 0 | 0 | 0
| 575 | MISO DAY 1&2 EXPENSE | 1: PTRAN; 2: 3; 3: 0 |  | 0 | [7 empty] | 0 | 0 | 0 | 0
| Total Transmission Expenses |  |  |  | 48717334 | 0 | 0 | 0 |  | 48717334 | 0 | 0 |  | 0 | 0 | 0 |  | 48717334 | 0 | 0 | 0
0
| Distribution Operation Expense | [19 empty] | 0
| 580 | OPERATION SUPERVISION AND ENGI | LBDO | 14 | 1911255 | 0 | 0 | 0 |  | 0 | 0 | 0 |  | 909665.5568 | 0 | 1001589.4432 |  | 909665.5568 | 0 | 1001589.4432 | 0
| 581 | LOAD DISPATCHING | Acct 362 |  | 438256 | 0 | 0 | 0 |  | 0 | 0 | 0 |  | 438256 | 0 | 0 |  | 438256 | 0 | 0 | 0
| 582 | STATION EXPENSES | Acct 362 |  | 2231084 | 0 | 0 | 0 |  | 0 | 0 | 0 |  | 2231084 | 0 | 0 |  | 2231084 | 0 | 0 | 0
| 583 | OVERHEAD LINE EXPENSES | Acct 365 |  | 6598429 | 0 | 0 | 0 |  | 0 | 0 | 0 |  | 5354529.1923 | 0 | 1243899.8077 |  | 5354529.1923 | 0 | 1243899.8077 | 0
| 584 | UNDERGROUND LINE EXPENSES | Acct 367 |  | 41724 | 0 | 0 | 0 |  | 0 | 0 | 0 |  | 29386.1665 | 0 | 12337.8335 |  | 29386.1665 | 0 | 12337.8335 | 0
| 585 | STREET LIGHTING EXPENSE | 3: 0 | [9 empty] | 0 | 0 | 0 | 0
| 586 | METER EXPENSES | Acct 370 |  | 9700980 | 0 | 0 | 0 |  | 0 | 0 | 0 |  | 0 | 0 | 9700980 |  | 0 | 0 | 9700980 | 0
| 586 | METER EXPENSES - LOAD MANAGEMENT | 3: 0 | [9 empty] | 0 | 0 | 0 | 0
| 587 | CUSTOMER INSTALLATIONS EXPENSE | 3: 0 | [9 empty] | 0 | 0 | 0 | 0
| 588 | MISCELLANEOUS DISTRIBUTION EXP | PDIST | 2 | 8491579 | 0 | 0 | 0 |  | 0 | 0 | 0 |  | 5618821.0396 | 0 | 2872757.9604 |  | 5618821.0396 | 0 | 2872757.9604 | 0
| 588 | MISC DISTR EXP -- MAPPIN | 1: PDIST; 2: 2; 3: 0 | [9 empty] | 0 | 0 | 0 | 0
| 589 | RENTS | 1: PDIST; 2: 2; 3: 0 | [9 empty] | 0 | 0 | 0 | 0
| Total Distribution Operation Expense |  |  |  | 29413307 | 0 | 0 | 0 |  | 0 | 0 | 0 |  | 14581741.9552 | 0 | 14831565.0448 |  | 14581741.9552 | 0 | 14831565.0448 | 0
0
| Distribution Maintenance Expense | [19 empty] | 0
| 590 | MAINTENANCE SUPERVISION AND EN | LBDM | 15 | 50915 | 0 | 0 | 0 |  | 0 | 0 | 0 |  | 41838.6124 | 0 | 9076.3876 |  | 41838.6124 | 0 | 9076.3876 | 0
| 591 | STRUCTURES | 1: P362; 3: 0 | [9 empty] | 0 | 0 | 0 | 0
| 592 | MAINTENANCE OF STATION EQUIPME | Acct 362 |  | 1421212 | 0 | 0 | 0 |  | 0 | 0 | 0 |  | 1421212 | 0 | 0 |  | 1421212 | 0 | 0 | 0
| 593 | MAINTENANCE OF OVERHEAD LINES | Acct 365 |  | 28071515 | 0 | 0 | 0 |  | 0 | 0 | 0 |  | 22779626.2627 | 0 | 5291888.7373 |  | 22779626.2627 | 0 | 5291888.7373 | 0
| 594 | MAINTENANCE OF UNDERGROUND LIN | Acct 367 |  | 483282 | 0 | 0 | 0 |  | 0 | 0 | 0 |  | 340374.9713 | 0 | 142907.0287 |  | 340374.9713 | 0 | 142907.0287 | 0
| 595 | MAINTENANCE OF LINE TRANSFORME | Acct 368 |  | 106084 | 0 | 0 | 0 |  | 0 | 0 | 0 |  | 57943.2136 | 0 | 48140.7864 |  | 57943.2136 | 0 | 48140.7864 | 0
| 596 | MAINTENANCE OF ST LIGHTS & SIG SYSTEMS | 1: P373; 3: 0 | [9 empty] | 0 | 0 | 0 | 0
| 597 | MAINTENANCE OF METERS | Acct 370 |  | 28 | 0 | 0 | 0 |  | 0 | 0 | 0 |  | 0 | 0 | 28 |  | 0 | 0 | 28 | 0
| 598 | MISCELLANEOUS DISTRIBUTION EXPENSES | PDIST | 2 | 584150 | 0 | 0 | 0 |  | 0 | 0 | 0 |  | 386528.1487 | 0 | 197621.8513 |  | 386528.1487 | 0 | 197621.8513 | 0
| Total Distribution Maintenance Expense |  |  |  | 30717186 | 0 | 0 | 0 |  | 0 | 0 | 0 |  | 25027523.2086 | 0 | 5689662.7914 |  | 25027523.2086 | 0 | 5689662.7914 | 0
0
| Total Distribution Operation and Maintenance Expenses |  |  |  | 60130493 | 0 | 0 | 0 |  | 0 | 0 | 0 |  | 39609265.1638 | 0 | 20521227.8362 |  | 39609265.1638 | 0 | 20521227.8362 | 0
0
| Transmission and Distribution Expenses |  |  |  | 108847827 | 0 | 0 | 0 |  | 48717334 | 0 | 0 |  | 39609265.1638 | 0 | 20521227.8362 |  | 88326599.1638 | 0 | 20521227.8362 | 0
0
| Production, Transmission and Distribution Expenses |  |  |  | 734291073 | 92041414.6454 | 533401831.3546 | 0 |  | 48717334 | 0 | 0 |  | 39609265.1638 | 0 | 20521227.8362 |  | 180368013.8093 | 533401831.3546 | 20521227.8362 | 0
0
| Customer Accounts Expense | [19 empty] | 0
| 901 | SUPERVISION/CUSTOMER ACCTS | 2: DIR; 3: 4235757 | [7 empty] | 4235757 |  | 0 | 0 | 4235757 | 0
| 902 | METER READING EXPENSES | 2: DIR; 3: 9902132 | [7 empty] | 9902132 |  | 0 | 0 | 9902132 | 0
| 903 | RECORDS AND COLLECTION | 2: DIR; 3: 21487653 | [7 empty] | 21487653 |  | 0 | 0 | 21487653 | 0
| 904 | UNCOLLECTIBLE ACCOUNTS | 2: DIR; 3: 4646049 | [7 empty] | 4646049 |  | 0 | 0 | 4646049 | 0
| 905 | MISC CUST ACCOUNTS | 2: DIR; 3: 165801 | [7 empty] | 165801 |  | 0 | 0 | 165801 | 0
| Total Customer Accounts Expense |  |  |  | 40437392 | 0 | 0 | 0 |  | 0 | 0 | 0 |  | 0 | 0 | 40437392 |  | 0 | 0 | 40437392 | 0
0
| Customer Service Expense | [19 empty] | 0
| 907 | SUPERVISION | 2: DIR; 3: 368993 | [7 empty] | 368993 |  | 0 | 0 | 368993 | 0
| 908 | CUSTOMER ASSISTANCE EXPENSES | 2: DIR; 3: 1252447 | [7 empty] | 1252447 |  | 0 | 0 | 1252447 | 0
| 908 | CUSTOMER ASSISTANCE EXP-INCENTIVES | 3: 0 | [7 empty] | 0 |  | 0 | 0 | 0 | 0
| 909 | INFORMATIONAL AND INSTRUCTIONA | 2: DIR; 3: 1698677 | [7 empty] | 1698677 |  | 0 | 0 | 1698677 | 0
| 909 | INFORM AND INSTRUC -LOAD MGMT | 3: 0 | [7 empty] | 0 |  | 0 | 0 | 0 | 0
| 910 | MISCELLANEOUS CUSTOMER SERVICE | 2: DIR; 3: 1818935 | [7 empty] | 1818935 |  | 0 | 0 | 1818935 | 0
| 911 | DEMONSTRATION AND SELLING EXP | 3: 0 | [7 empty] | 0 |  | 0 | 0 | 0 | 0
| 912 | DEMONSTRATION AND SELLING EXP | 2: DIR; 3: 121604 | [7 empty] | 121604 |  | 0 | 0 | 121604 | 0
| 913 | ADVERTISING EXPENSES | 3: 0 | [7 empty] | 0 |  | 0 | 0 | 0 | 0
| 916 | MISC SALES EXPENSE | 3: 0 | [7 empty] | 0 |  | 0 | 0 | 0 | 0
| Total Customer Service Expense |  |  |  | 5260656 | 0 | 0 | 0 |  | 0 | 0 | 0 |  | 0 | 0 | 5260656 |  | 0 | 0 | 5260656 | 0
0
| Sub-Total Prod, Trans, Dist, Cust Acct and Cust Service |  |  |  | 779989121 | 92041414.6454 | 533401831.3546 | 0 |  | 48717334 | 0 | 0 |  | 39609265.1638 | 0 | 66219275.8362 |  | 180368013.8093 | 533401831.3546 | 66219275.8362 | 0
0
| Administrative and General Expense | [19 empty] | 0
| 920 | ADMIN. & GEN. SALARIES- | LBSUB7 | 16 | 32982894 | 10837882.27 | 7424569.8271 | 0 |  | 2365588.9951 | 0 | 0 |  | 3766137.5665 | 0 | 8588715.3412 |  | 16969608.8316 | 7424569.8271 | 8588715.3412 | 0
| 921 | OFFICE SUPPLIES AND EXPENSES | LBSUB7 | 16 | 10307282 | 3386880.1458 | 2320206.7998 | 0 |  | 739255.7144 | 0 | 0 |  | 1176932.5624 | 0 | 2684006.7776 |  | 5303068.4226 | 2320206.7998 | 2684006.7776 | 0
| 922 | ADMINISTRATIVE EXPENSES TRANSFERRED | LBSUB7 | 16 | -6211522 | -2041050.2533 | -1398236.2743 | 0 |  | -445500.8734 | 0 | 0 |  | -709259.9682 | 0 | -1617474.6308 |  | -3195811.095 | -1398236.2743 | -1617474.6308 | 0
| 923 | OUTSIDE SERVICES EMPLOYED | LBSUB7 | 16 | 21332833 | 7009777.0238 | 4802098.5733 | 0 |  | 1530026.8975 | 0 | 0 |  | 2435880.3616 | 0 | 5555050.1438 |  | 10975684.2829 | 4802098.5733 | 5555050.1438 | 0
| 924 | PROPERTY INSURANCE | TUP | 23 | 8726372 | 5439382.9947 | 0 | 0 |  | 1243595.9791 | 0 | 0 |  | 1352099.5009 | 0 | 691293.5253 |  | 8035078.4747 | 0 | 691293.5253 | 0
| 925 | INJURIES AND DAMAGES - INSURAN | LBSUB7 | 16 | 4777652 | 1569893.4697 | 1075466.9037 | 0 |  | 342661.2896 | 0 | 0 |  | 545534.1389 | 0 | 1244096.1981 |  | 2458088.8983 | 1075466.9037 | 1244096.1981 | 0
| 926 | EMPLOYEE BENEFITS | LBSUB7 | 16 | 31473418 | 10341882.0349 | 7084781.27 | 0 |  | 2257326.8209 | 0 | 0 |  | 3593778.6987 | 0 | 8195649.1755 |  | 16192987.5545 | 7084781.27 | 8195649.1755 | 0
| 928 | REGULATORY COMMISSION FEES | TUP | 23 | 851305 | 530641.3639 | 0 | 0 |  | 121319.5444 | 0 | 0 |  | 131904.6524 | 0 | 67439.4393 |  | 783865.5607 | 0 | 67439.4393 | 0
| 929 | DUPLICATE CHARGES | LBSUB7 | 16 | 0 | 0 | 0 | 0 |  | 0 | 0 | 0 |  | 0 | 0 | 0 |  | 0 | 0 | 0 | 0
| 930 | MISCELLANEOUS GENERAL EXPENSES | LBSUB7 | 16 | 3314333 | 1089060.0096 | 746068.4556 | 0 |  | 237709.5737 | 0 | 0 |  | 378445.6882 | 0 | 863049.2728 |  | 1705215.2715 | 746068.4556 | 863049.2728 | 0
| 931 | RENTS AND LEASES | PT&D | 1 | 3079062 | 1937732.0377 | 0 | 0 |  | 419450.578 | 0 | 0 |  | 477662.7613 | 0 | 244216.623 |  | 2834845.377 | 0 | 244216.623 | 0
| 935 | MAINTENANCE OF GENERAL PLANT | PT&D | 1 | 1672323 | 1052435.4022 | 0 | 0 |  | 227815.1102 | 0 | 0 |  | 259431.7431 | 0 | 132640.7444 |  | 1539682.2556 | 0 | 132640.7444 | 0
| Total Administrative and General Expense |  |  |  | 112305952 | 41154516.4992 | 22054955.5552 | 0 |  | 9039249.6295 | 0 | 0 |  | 13408547.7058 | 0 | 26648682.6104 |  | 63602313.8345 | 22054955.5552 | 26648682.6104 | 0
0
| Total Operation and Maintenance Expenses |  |  |  | 892295073 | 133195931.1446 | 555456786.9098 | 0 |  | 57756583.6295 | 0 | 0 |  | 53017812.8696 | 0 | 92867958.4465 |  | 243970327.6437 | 555456786.9098 | 92867958.4465 | 0
0
| Operation and Maintenance Expenses Less Purchase Power |  |  |  | 843751066 | 123623318.8887 | 516485392.1657 | 0 |  | 57756583.6295 | 0 | 0 |  | 53017812.8696 | 0 | 92867958.4465 |  | 234397715.3878 | 516485392.1657 | 92867958.4465 | 0
0
Labor Expenses | [20 empty] | 0
0
| Labor - Steam Power Generation Operation Expenses | [19 empty] | 0
| 500 | OPERATION SUPERVISION & ENGINEERING | LBSUB1 | 8 | 4272282 | 3814694.5852 | 457587.4148 | 0 |  | 0 | 0 | 0 |  | 0 | 0 | 0 |  | 3814694.5852 | 457587.4148 | 0 | 0
| 501 | FUEL | Energy | DIR | 2438484 |  | 2438484 | [10 empty] | 0 | 2438484 | 0 | 0
| 502 | STEAM EXPENSES | PROD | 18 | 9649494 | 9649494 | 0 | 0 |  | 0 | 0 | 0 |  | 0 | 0 | 0 |  | 9649494 | 0 | 0 | 0
| 505 | ELECTRIC EXPENSES | PROD | 18 | 6673009 | 6673009 | 0 | 0 |  | 0 | 0 | 0 |  | 0 | 0 | 0 |  | 6673009 | 0 | 0 | 0
| 506 | MISC. STEAM POWER EXPENSES | PROD | 18 | 4006010 | 4006010 | 0 | 0 |  | 0 | 0 | 0 |  | 0 | 0 | 0 |  | 4006010 | 0 | 0 | 0
| 507 | RENTS | 3: 0 | [9 empty] | 0 | 0 | 0 | 0
| Total Steam Power Operation Expenses |  |  |  | 27039279 | 24143207.5852 | 2896071.4148 | 0 |  | 0 | 0 | 0 |  | 0 | 0 | 0 |  | 24143207.5852 | 2896071.4148 | 0 | 0
0
| Labor - Steam Power Generation Maintenance Expenses | [19 empty] | 0
| 510 | MAINTENANCE SUPERVISION & ENGINEERING | LBSUB2 | 9 | 11171048 | 1214039.7248 | 9957008.2752 | 0 |  | 0 | 0 | 0 |  | 0 | 0 | 0 |  | 1214039.7248 | 9957008.2752 | 0 | 0
| 511 | MAINTENANCE OF STRUCTURES | PROD | 18 | 1477460 | 1477460 | 0 | 0 |  | 0 | 0 | 0 |  | 0 | 0 | 0 |  | 1477460 | 0 | 0 | 0
| 512 | MAINTENANCE OF BOILER PLANT | Energy | DIR | 9693149 |  | 9693149 | [10 empty] | 0 | 9693149 | 0 | 0
| 513 | MAINTENANCE OF ELECTRIC PLANT | Energy | DIR | 1990323 |  | 1990323 | [10 empty] | 0 | 1990323 | 0 | 0
| 514 | MAINTENANCE OF MISC STEAM PLANT | Energy | DIR | 433991 |  | 433991 | [10 empty] | 0 | 433991 | 0 | 0
| Total Steam Power Generation Maintenance Expense |  |  |  | 24765971 | 2691499.7248 | 22074471.2752 | 0 |  | 0 | 0 | 0 |  | 0 | 0 | 0 |  | 2691499.7248 | 22074471.2752 | 0 | 0
0
| Total Steam Power Generation Expense |  |  |  | 51805250 | 26834707.31 | 24970542.69 | 0 |  | 0 | 0 | 0 |  | 0 | 0 | 0 |  | 26834707.31 | 24970542.69 | 0 | 0
0
| Labor - Hydraulic Power Generation Operation Expenses | [19 empty] | 0
| 535 | OPERATION SUPERVISION & ENGINEERING | 1: F021; 2: #N/A; 3: 0 | [9 empty] | 0 | 0 | 0 | 0
| 536 | WATER FOR POWER | 1: PROFIX; 2: #N/A; 3: 0 | [9 empty] | 0 | 0 | 0 | 0
| 537 | HYDRAULIC EXPENSES | 1: PROFIX; 2: #N/A; 3: 0 | [9 empty] | 0 | 0 | 0 | 0
| 538 | ELECTRIC EXPENSES | 1: PROFIX; 2: #N/A; 3: 0 | [9 empty] | 0 | 0 | 0 | 0
| 539 | MISC. HYDRAULIC POWER EXPENSES | 1: PROFIX; 2: #N/A; 3: 0 | [9 empty] | 0 | 0 | 0 | 0
| 540 | RENTS | 1: PROFIX; 2: #N/A; 3: 0 | [9 empty] | 0 | 0 | 0 | 0
| Total Hydraulic Power Operation Expenses |  |  |  | 0 | 0 | 0 | 0 |  | 0 | 0 | 0 |  | 0 | 0 | 0 |  | 0 | 0 | 0 | 0
0
| Labor - Hydraulic Power Generation Maintenance Expenses | [19 empty] | 0
| 541 | MAINTENANCE SUPERVISION & ENGINEERING | LBSUB4 | 11 | 160360 | 104959.7642 | 55400.2358 | 0 |  | 0 | 0 | 0 |  | 0 | 0 | 0 |  | 104959.7642 | 55400.2358 | 0 | 0
| 542 | MAINTENANCE OF STRUCTURES | PROD | 18 | 43386 | 43386 | 0 | 0 |  | 0 | 0 | 0 |  | 0 | 0 | 0 |  | 43386 | 0 | 0 | 0
| 543 | MAINT. OF RESERVES, DAMS, AND WATERWAYS | PROD | 18 | 911 | 911 | 0 | 0 |  | 0 | 0 | 0 |  | 0 | 0 | 0 |  | 911 | 0 | 0 | 0
| 544 | MAINTENANCE OF ELECTRIC PLANT | Energy | DIR | 22712 |  | 22712 | [10 empty] | 0 | 22712 | 0 | 0
| 545 | MAINTENANCE OF MISC HYDRAULIC PLANT | Energy | DIR | 669 |  | 669 | [10 empty] | 0 | 669 | 0 | 0
| Total Hydraulic Power Generation Maint. Expense |  |  |  | 228038 | 149256.7642 | 78781.2358 | 0 |  | 0 | 0 | 0 |  | 0 | 0 | 0 |  | 149256.7642 | 78781.2358 | 0 | 0
0
| Total Hydraulic Power Generation Expense |  |  |  | 228038 | 149256.7642 | 78781.2358 | 0 |  | 0 | 0 | 0 |  | 0 | 0 | 0 |  | 149256.7642 | 78781.2358 | 0 | 0
0
0
| Labor - Other Power Generation Operation Expense | [19 empty] | 0
| 546 | OPERATION SUPERVISION & ENGINEERING | PROD | 18 | 527544 | 527544 | 0 | 0 |  | 0 | 0 | 0 |  | 0 | 0 | 0 |  | 527544 | 0 | 0 | 0
| 547 | FUEL | 1: Energy; 3: 0 | [9 empty] | 0 | 0 | 0 | 0
| 548 | GENERATION EXPENSE | PROD | 18 | 383627 | 383627 | 0 | 0 |  | 0 | 0 | 0 |  | 0 | 0 | 0 |  | 383627 | 0 | 0 | 0
| 549 | MISC OTHER POWER GENERATION | PROD | 18 | 2757670 | 2757670 | 0 | 0 |  | 0 | 0 | 0 |  | 0 | 0 | 0 |  | 2757670 | 0 | 0 | 0
| 550 | RENTS | 1: PROFIX; 3: 0 | [9 empty] | 0 | 0 | 0 | 0
| Total Other Power Generation Expenses |  |  |  | 3668841 | 3668841 | 0 | 0 |  | 0 | 0 | 0 |  | 0 | 0 | 0 |  | 3668841 | 0 | 0 | 0
0
| Labor -Other Power Generation Maintenance Expense | [19 empty] | 0
| 551 | MAINTENANCE SUPERVISION & ENGINEERING | PROD | 18 | 732436 | 732436 | 0 | 0 |  | 0 | 0 | 0 |  | 0 | 0 | 0 |  | 732436 | 0 | 0 | 0
| 552 | MAINTENANCE OF STRUCTURES | PROD | 18 | 351927 | 351927 | 0 | 0 |  | 0 | 0 | 0 |  | 0 | 0 | 0 |  | 351927 | 0 | 0 | 0
| 553 | MAINTENANCE OF GENERATING & ELEC PLANT | PROD | 18 | 1277077 | 1277077 | 0 | 0 |  | 0 | 0 | 0 |  | 0 | 0 | 0 |  | 1277077 | 0 | 0 | 0
| 554 | MAINTENANCE OF MISC OTHER POWER GEN PLT | PROD | 18 | 1287143 | 1287143 | 0 | 0 |  | 0 | 0 | 0 |  | 0 | 0 | 0 |  | 1287143 | 0 | 0 | 0
| Total Other Power Generation Maintenance Expense |  |  |  | 3648583 | 3648583 | 0 | 0 |  | 0 | 0 | 0 |  | 0 | 0 | 0 |  | 3648583 | 0 | 0 | 0
0
| Total Other Power Generation Expense |  |  |  | 7317424 | 7317424 | 0 | 0 |  | 0 | 0 | 0 |  | 0 | 0 | 0 |  | 7317424 | 0 | 0 | 0
0
| Total Production Expense |  |  |  | 59350712 | 34301388.0742 | 25049323.9258 | 0 |  | 0 | 0 | 0 |  | 0 | 0 | 0 |  | 34301388.0742 | 25049323.9258 | 0 | 0
0
| Labor - Purchased Power | [19 empty] | 0
| 555 | PURCHASED POWER | 1: OMPP; 2: 21; 3: 0 | [9 empty] | 0 | 0 | 0 | 0
| 556 | SYSTEM CONTROL AND LOAD DISPATCH | PROD | 18 | 2263912 | 2263912 | 0 | 0 |  | 0 | 0 | 0 |  | 0 | 0 | 0 |  | 2263912 | 0 | 0 | 0
| 557 | OTHER EXPENSES | 1: PROFIX; 2: #N/A; 3: 0 | [9 empty] | 0 | 0 | 0 | 0
| Total Purchased Power Labor |  |  |  | 2263912 | 2263912 | 0 | 0 |  | 0 | 0 | 0 |  | 0 | 0 | 0 |  | 2263912 | 0 | 0 | 0
0
Labor Expenses (Continued) | [20 empty] | 0
0
| Transmission Labor Expenses | [19 empty] | 0
| 560 | OPERATION SUPERVISION AND ENG | 2: DIR; 3: 1591418 |  | 1591418 | [7 empty] | 1591418 | 0 | 0 | 0
| 561 | LOAD DISPATCHING | 2: DIR; 3: 4089959 |  | 4089959 | [7 empty] | 4089959 | 0 | 0 | 0
| 562 | STATION EXPENSES | 2: DIR; 3: 424026 |  | 424026 | [7 empty] | 424026 | 0 | 0 | 0
| 563 | OVERHEAD LINE EXPENSES | 2: DIR; 3: 45989 |  | 45989 | [7 empty] | 45989 | 0 | 0 | 0
| 566 | MISC. TRANSMISSION EXPENSES | 2: DIR; 3: 0 |  | 0 | [7 empty] | 0 | 0 | 0 | 0
| 568 | MAINTENACE SUPERVISION AND ENG | 2: DIR; 3: 393950 |  | 393950 | [7 empty] | 393950 | 0 | 0 | 0
| 570 | MAINT OF STATION EQUIPMENT | 2: DIR; 3: 0 |  | 0 | [7 empty] | 0 | 0 | 0 | 0
| 571 | MAINT OF OVERHEAD LINES | 2: DIR; 3: 0 |  | 0 | [7 empty] | 0 | 0 | 0 | 0
| 572 | UNDERGROUND LINES | 2: DIR; 3: 1126679 |  | 1126679 | [7 empty] | 1126679 | 0 | 0 | 0
| 573 | MISC PLANT | 2: DIR; 3: 309102 |  | 309102 | [7 empty] | 309102 | 0 | 0 | 0
| Total Transmission Labor Expenses |  |  |  | 7981123 | 0 | 0 | 0 |  | 7981123 | 0 | 0 |  | 0 | 0 | 0 |  | 7981123 | 0 | 0 | 0
0
| Distribution Operation Labor Expense | [19 empty] | 0
| 580 | OPERATION SUPERVISION AND ENGI | FO23 | 22 | 1268655 | 0 | 0 | 0 |  | 0 | 0 | 0 |  | 603818.8295 | 0 | 664836.1705 |  | 603818.8295 | 0 | 664836.1705 | 0
| 581 | LOAD DISPATCHING | Acct 362 |  | 335815 | 0 | 0 | 0 |  | 0 | 0 | 0 |  | 335815 | 0 | 0 |  | 335815 | 0 | 0 | 0
| 582 | STATION EXPENSES | Acct 362 |  | 1155025 | 0 | 0 | 0 |  | 0 | 0 | 0 |  | 1155025 | 0 | 0 |  | 1155025 | 0 | 0 | 0
| 583 | OVERHEAD LINE EXPENSES | Acct 365 |  | 3066624 | 0 | 0 | 0 |  | 0 | 0 | 0 |  | 2488520.7873 | 0 | 578103.2127 |  | 2488520.7873 | 0 | 578103.2127 | 0
| 584 | UNDERGROUND LINE EXPENSES | Acct 367 |  | 28983 | 0 | 0 | 0 |  | 0 | 0 | 0 |  | 20412.6944 | 0 | 8570.3056 |  | 20412.6944 | 0 | 8570.3056 | 0
| 585 | STREET LIGHTING EXPENSE | 1: P371; 3: 0 | [9 empty] | 0 | 0 | 0 | 0
| 586 | METER EXPENSES | Acct 370 |  | 5005004 | 0 | 0 | 0 |  | 0 | 0 | 0 |  | 0 | 0 | 5005004 |  | 0 | 0 | 5005004 | 0
| 586 | METER EXPENSES - LOAD MANAGEMENT | 1: F012; 3: 0 | [9 empty] | 0 | 0 | 0 | 0
| 587 | CUSTOMER INSTALLATIONS EXPENSE | 1: P371; 3: 0 | [9 empty] | 0 | 0 | 0 | 0
| 588 | MISCELLANEOUS DISTRIBUTION EXP | PDIST | 2 | 3043460 | 0 | 0 | 0 |  | 0 | 0 | 0 |  | 2013837.1298 | 0 | 1029622.8702 |  | 2013837.1298 | 0 | 1029622.8702 | 0
| 589 | RENTS | PDIST | 2 | 0 | 0 | 0 | 0 |  | 0 | 0 | 0 |  | 0 | 0 | 0 |  | 0 | 0 | 0 | 0
| Total Distribution Operation Labor Expense |  |  |  | 13903566 | 0 | 0 | 0 |  | 0 | 0 | 0 |  | 6617429.441 | 0 | 7286136.559 |  | 6617429.441 | 0 | 7286136.559 | 0
0
| Distribution Maintenance Labor Expense | [19 empty] | 0
| 590 | MAINTENANCE SUPERVISION AND EN | 1: F024; 3: 0 | [9 empty] | 0 | 0 | 0 | 0
| 591 | MAINTENANCE OF STRUCTURES | 1: P362; 3: 0 | [9 empty] | 0 | 0 | 0 | 0
| 592 | MAINTENANCE OF STATION EQUIPME | Acct 362 |  | 622340 | 0 | 0 | 0 |  | 0 | 0 | 0 |  | 622340 | 0 | 0 |  | 622340 | 0 | 0 | 0
| 593 | MAINTENANCE OF OVERHEAD LINES | Acct 365 |  | 6481662 | 0 | 0 | 0 |  | 0 | 0 | 0 |  | 5259774.4696 | 0 | 1221887.5304 |  | 5259774.4696 | 0 | 1221887.5304 | 0
| 594 | MAINTENANCE OF UNDERGROUND LIN | Acct 367 |  | 248892 | 0 | 0 | 0 |  | 0 | 0 | 0 |  | 175294.3568 | 0 | 73597.6432 |  | 175294.3568 | 0 | 73597.6432 | 0
| 595 | MAINTENANCE OF LINE TRANSFORME | Acct 368 |  | 53407 | 0 | 0 | 0 |  | 0 | 0 | 0 |  | 29170.9703 | 0 | 24236.0297 |  | 29170.9703 | 0 | 24236.0297 | 0
| 596 | MAINTENANCE OF ST LIGHTS & SIG SYSTEMS | 1: P373; 3: 0 | [9 empty] | 0 | 0 | 0 | 0
| 597 | MAINTENANCE OF METERS | 1: P370; 3: 0 | [9 empty] | 0 | 0 | 0 | 0
| 598 | MAINTENANCE OF MISC DISTR PLANT | PDIST | 2 | 3541 | 0 | 0 | 0 |  | 0 | 0 | 0 |  | 2343.056 | 0 | 1197.944 |  | 2343.056 | 0 | 1197.944 | 0
| Total Distribution Maintenance Labor Expense |  |  |  | 7409842 | 0 | 0 | 0 |  | 0 | 0 | 0 |  | 6088922.8528 | 0 | 1320919.1472 |  | 6088922.8528 | 0 | 1320919.1472 | 0
0
| Total Distribution Operation and Maintenance Labor Expenses |  | PDIST | 2 | 21313408 | 0 | 0 | 0 | 0 | 0 | 0 | 0 | 0 | 12706352.2938 | 0 | 8607055.7062 | 0 | 12706352.2938 | 0 | 8607055.7062 | 0
0
| Transmission and Distribution Labor Expenses |  |  |  | 29294531 | 0 | 0 | 0 |  | 7981123 | 0 | 0 |  | 12706352.2938 | 0 | 8607055.7062 |  | 20687475.2938 | 0 | 8607055.7062 | 0
0
| Production, Transmission and Distribution Labor Expenses |  |  |  | 90909155 | 36565300.0742 | 25049323.9258 | 0 |  | 7981123 | 0 | 0 |  | 12706352.2938 | 0 | 8607055.7062 |  | 57252775.368 | 25049323.9258 | 8607055.7062 | 0
0
| Customer Accounts Expense | [19 empty] | 0
| 901 | SUPERVISION/CUSTOMER ACCTS | 2: DIR; 3: 4005700 | [7 empty] | 4005700 |  | 0 | 0 | 4005700 | 0
| 902 | METER READING EXPENSES | 2: DIR; 3: 752362 | [7 empty] | 752362 |  | 0 | 0 | 752362 | 0
| 903 | RECORDS AND COLLECTION | 2: DIR; 3: 13439006 | [7 empty] | 13439006 |  | 0 | 0 | 13439006 | 0
| 904 | UNCOLLECTIBLE ACCOUNTS | 3: 0 | [9 empty] | 0 | 0 | 0 | 0
| 905 | MISC CUST ACCOUNTS | 3: 0 | [9 empty] | 0 | 0 | 0 | 0
| Total Customer Accounts Labor Expense |  | LBCA |  | 18197068 | 0 | 0 | 0 |  | 0 | 0 | 0 |  | 0 | 0 | 18197068 |  | 0 | 0 | 18197068 | 0
0
| Customer Service Expense | [19 empty] | 0
| 907 | SUPERVISION | 1: F026; 2: DIR; 3: 350160 | [7 empty] | 350160 |  | 0 | 0 | 350160 | 0
| 908 | CUSTOMER ASSISTANCE EXPENSES | 1: F026; 2: DIR; 3: 1306105 | [7 empty] | 1306105 |  | 0 | 0 | 1306105 | 0
| 908 | CUSTOMER ASSISTANCE EXP-LOAD MGMT | 3: 0 | [7 empty] | 0 |  | 0 | 0 | 0 | 0
| 909 | INFORMATIONAL AND INSTRUCTIONA | 3: 0 | [7 empty] | 0 |  | 0 | 0 | 0 | 0
| 909 | INFORM AND INSTRUC -LOAD MGMT | 3: 0 | [7 empty] | 0 |  | 0 | 0 | 0 | 0
| 910 | MISCELLANEOUS CUSTOMER SERVICE | 1: F026; 2: DIR; 3: 516578 | [7 empty] | 516578 |  | 0 | 0 | 516578 | 0
| 911 | DEMONSTRATION AND SELLING EXP | 3: 0 | [7 empty] | 0 |  | 0 | 0 | 0 | 0
| 912 | DEMONSTRATION AND SELLING EXP | 3: 0 | [7 empty] | 0 |  | 0 | 0 | 0 | 0
| 913 | WATER HEATER - HEAT PUMP PROGRAM | 3: 0 | [7 empty] | 0 |  | 0 | 0 | 0 | 0
| 916 | MISC SALES EXPENSE | 3: 0 | [7 empty] | 0 |  | 0 | 0 | 0 | 0
| Total Customer Service Labor Expense |  | LBCS |  | 2172843 | 0 | 0 | 0 |  | 0 | 0 | 0 |  | 0 | 0 | 2172843 |  | 0 | 0 | 2172843 | 0
0
| Sub-Total Labor Exp |  | LBSUB7 |  | 111279066 | 36565300.0742 | 25049323.9258 | 0 |  | 7981123 | 0 | 0 |  | 12706352.2938 | 0 | 28976966.7062 |  | 57252775.368 | 25049323.9258 | 28976966.7062 | 0
0
| Administrative and General Expense | [19 empty] | 0
| 920 | ADMIN. & GEN. SALARIES- | LBSUB7 | 16 | 32982892 | 10837881.6128 | 7424569.3769 | 0 |  | 2365588.8516 | 0 | 0 |  | 3766137.3382 | 0 | 8588714.8204 |  | 16969607.8026 | 7424569.3769 | 8588714.8204 | 0
| 921 | OFFICE SUPPLIES AND EXPENSES | LBSUB7 | 16 | 4507 | 1480.9597 | 1014.5422 | 0 |  | 323.2497 | 0 | 0 |  | 514.6299 | 0 | 1173.6187 |  | 2318.8392 | 1014.5422 | 1173.6187 | 0
| 922 | ADMIN. EXPENSES TRANSFERRED - CREDIT | LBSUB7 | 16 | -4373143 | -1436975.4511 | -984410.4513 | 0 |  | -313649.2193 | 0 | 0 |  | -499345.4527 | 0 | -1138762.4256 |  | -2249970.1231 | -984410.4513 | -1138762.4256 | 0
| 923 | OUTSIDE SERVICES EMPLOYED | LBSUB7 | 16 | 0 | 0 | 0 | 0 |  | 0 | 0 | 0 |  | 0 | 0 | 0 |  | 0 | 0 | 0 | 0
| 924 | PROPERTY INSURANCE | TUP | 23 | 0 | 0 | 0 | 0 |  | 0 | 0 | 0 |  | 0 | 0 | 0 |  | 0 | 0 | 0 | 0
| 925 | INJURIES AND DAMAGES - INSURAN | LBSUB7 | 16 | 615769 | 202336.1542 | 138611.8495 | 0 |  | 44163.9951 | 0 | 0 |  | 70311.3184 | 0 | 160345.6827 |  | 316811.4678 | 138611.8495 | 160345.6827 | 0
| 926 | EMPLOYEE BENEFITS | LBSUB7 | 16 | 31672892 | 10407427.397 | 7129683.5954 | 0 |  | 2271633.4339 | 0 | 0 |  | 3616555.5516 | 0 | 8247592.0221 |  | 16295616.3824 | 7129683.5954 | 8247592.0221 | 0
| 928 | REGULATORY COMMISSION FEES | TUP | 23 | 0 | 0 | 0 | 0 |  | 0 | 0 | 0 |  | 0 | 0 | 0 |  | 0 | 0 | 0 | 0
| 929 | DUPLICATE CHARGES-CR | LBSUB7 | 16 | 0 | 0 | 0 | 0 |  | 0 | 0 | 0 |  | 0 | 0 | 0 |  | 0 | 0 | 0 | 0
| 930 | MISCELLANEOUS GENERAL EXPENSES | LBSUB7 | 16 | 314464 | 103330.0416 | 70786.9942 | 0 |  | 22553.8904 | 0 | 0 |  | 35906.9366 | 0 | 81886.1371 |  | 161790.8687 | 70786.9942 | 81886.1371 | 0
| 931 | RENTS AND LEASES | PT&D | 1 | 0 | 0 | 0 | 0 |  | 0 | 0 | 0 |  | 0 | 0 | 0 |  | 0 | 0 | 0 | 0
| 935 | MAINTENANCE OF GENERAL PLANT | PT&D | 1 | 731985 | 460656.7798 | 0 | 0 |  | 99715.9302 | 0 | 0 |  | 113554.7047 | 0 | 58057.5853 |  | 673927.4147 | 0 | 58057.5853 | 0
| Total Labor Administrative and General Expense |  | LBAG |  | 61949366 | 20576137.494 | 13780255.9069 | 0 |  | 4490330.1316 | 0 | 0 |  | 7103635.0267 | 0 | 15999007.4409 |  | 32170102.6522 | 13780255.9069 | 15999007.4409 | 0
0
| Total Labor Operation and Maintenance Expenses |  | TLB |  | 173228432 | 57141437.5682 | 38829579.8327 | 0 |  | 12471453.1316 | 0 | 0 |  | 19809987.3205 | 0 | 44975974.1471 |  | 89422878.0202 | 38829579.8327 | 44975974.1471 | 0
0
| Labor Operation and Maintenance Expenses Less Purchase Power |  | LBLPP |  | 173228432 | 57141437.5682 | 38829579.8327 | 0 |  | 12471453.1316 | 0 | 0 |  | 19809987.3205 | 0 | 44975974.1471 |  | 89422878.0202 | 38829579.8327 | 44975974.1471 | 0
0
Other Expenses | [20 empty] | 0
0
| Depreciation Expenses | [19 empty] | 0
| Steam Production |  | PROD | 18 | 235868409 | 235868409 | 0 | 0 |  | 0 | 0 | 0 |  | 0 | 0 | 0 |  | 235868409 | 0 | 0 | 0
| Hydraulic Production |  | PROD | 18 | 1440468 | 1440468 | 0 | 0 |  | 0 | 0 | 0 |  | 0 | 0 | 0 |  | 1440468 | 0 | 0 | 0
| Other Production |  | PROD | 18 | 29642381 | 29642381 | 0 | 0 |  | 0 | 0 | 0 |  | 0 | 0 | 0 |  | 29642381 | 0 | 0 | 0
| Transmission - Kentucky System Property |  | PTRAN | 3 | 30191755 | 0 | 0 | 0 |  | 30191755 | 0 | 0 |  | 0 | 0 | 0 |  | 30191755 | 0 | 0 | 0
| Transmission - Virginia Property |  | PTRAN | 3 | 192228 | 0 | 0 | 0 |  | 192228 | 0 | 0 |  | 0 | 0 | 0 |  | 192228 | 0 | 0 | 0
| Transmission - Virginia Property |  | PTRAN | 3 | 20672 | 0 | 0 | 0 |  | 20672 | 0 | 0 |  | 0 | 0 | 0 |  | 20672 | 0 | 0 | 0
| Distribution |  | PDIST | 2 | 38870091 | 0 | 0 | 0 |  | 0 | 0 | 0 |  | 25720079.2835 | 0 | 13150011.7165 |  | 25720079.2835 | 0 | 13150011.7165 | 0
| General Plant |  | PT&D | 1 | 13809821 | 8690871.6312 | 0 | 0 |  | 1881266.8925 | 0 | 0 |  | 2142352.8436 | 0 | 1095329.6327 |  | 12714491.3673 | 0 | 1095329.6327 | 0
| Intangible Plant |  | PT&D | 1 | 20495320 | 12898226.2088 | 0 | 0 |  | 2792010.6255 | 0 | 0 |  | 3179491.3983 | 0 | 1625591.7674 |  | 18869728.2326 | 0 | 1625591.7674 | 0
| Total Depreciation Expense |  |  |  | 370531145 | 288540355.84 | 0 | 0 |  | 35077932.518 | 0 | 0 |  | 31041923.5254 | 0 | 15870933.1165 |  | 354660211.8835 | 0 | 15870933.1165 | 0
0
| Regulatory Credits and Accretion Expenses | [19 empty] | 0
| Production Plant |  | 1: PROD; 2: 18; 3: 0 | [9 empty] | 0 | 0 | 0 | 0
| Transmission Plant |  | 1: PTRAN; 2: 3; 3: 0 | [9 empty] | 0 | 0 | 0 | 0
| Distribution Plant |  | 1: PDIST; 2: 2; 3: 0 | [9 empty] | 0 | 0 | 0 | 0
| Total Regulatory Credits and Accretion Expenses |  |  |  | 0 | 0 | 0 | 0 |  | 0 | 0 | 0 |  | 0 | 0 | 0 |  | 0 | 0 | 0 | 0
0
| Property Taxes |  | TUP | 23 | 35914758 | 22386637.1871 | 0 | 0 |  | 5118215.0658 | 0 | 0 |  | 5564778.3943 | 0 | 2845127.3528 |  | 33069630.6472 | 0 | 2845127.3528 | 0
0
| Other Taxes |  | TUP | 23 | 13649179 | 8507901.3528 | 0 | 0 |  | 1945145.6026 | 0 | 0 |  | 2114859.2008 | 0 | 1081272.8438 |  | 12567906.1562 | 0 | 1081272.8438 | 0
0
| Gain Disposition of Allowances |  | 1: F013; 2: #N/A; 3: 0 | [9 empty] | 0 | 0 | 0 | 0
0
| Interest |  | TUP | 23 | 109640429 | 68341836.107 | 0 | 0 |  | 15624866.3997 | 0 | 0 |  | 16988133.1359 | 0 | 8685593.3574 |  | 100954835.6426 | 0 | 8685593.3574 | 0
0
| Other Expenses |  | 1: TUP; 2: 23; 3: 0 | [9 empty] | 0 | 0 | 0 | 0
0
| Total Other Expenses |  |  |  | 529735511 | 387776730.4868 | 0 | 0 |  | 57766159.5862 | 0 | 0 |  | 55709694.2564 | 0 | 28482926.6705 |  | 501252584.3295 | 0 | 28482926.6705 | 0
0
| Total Cost of Service (O&M + Other Expenses) |  |  |  | 1422030584 | 520972661.6315 | 555456786.9098 | 0 |  | 115522743.2157 | 0 | 0 |  | 108727507.126 | 0 | 121350885.1171 |  | 745222911.9732 | 555456786.9098 | 121350885.1171 | 0
Note on H148: Total minus Demand
Note on H149: Patrick Horne: Total minus Demand

## Classification Factors
| Functional Factor |  | Total | Production |  |  | Transmission |  |  | Distribution |  |  | Total
|  | No. | Kentucky | Demand | Energy | Customer | Demand | Energy | Customer | Demand | Energy | Customer | Demand | Energy | Customer | Check
Total Prod, Trans, and Dist Plant | PT&D | 1 | 100% | 62.93% | 0% | 0% | 13.62% | 0% | 0% | 15.51% | 0% | 7.932% | 92.07% | 0% | 7.932% | 0%
Total Distribution Plant | PDIST | 2 | 100% | 0% | 0% | 0% | 0% | 0% | 0% | 66.17% | 0% | 33.83% | 66.17% | 0% | 33.83% | 0%
Total Transmission Plant | PTRAN | 3 | 100% | 0% | 0% | 0% | 100% | 0% | 0% | 0% | 0% | 0% | 100% | 0% | 0% | 0%
Operation and Maintenance Expenses Less Purchase Power | OMLPP | 4 | 100% | 14.65% | 61.21% | 0% | 6.845% | 0% | 0% | 6.284% | 0% | 11.01% | 27.78% | 61.21% | 11.01% | 0%
Total Plant in Service | TPIS | 5 | 100% | 62.93% | 0% | 0% | 13.62% | 0% | 0% | 15.52% | 0% | 7.934% | 92.07% | 0% | 7.934% | 0%
Total Operation and Maintenance Expenses (Labor) | TLB | 6 | 0% | [9 empty] | 0% | 0% | 0% | 0%
Sub-Total Prod, Trans, Dist, Cust Acct and Cust Service | OMSUB2 | 7 | 0% | [9 empty] | 0% | 0% | 0% | 0%
Total Steam Power Operation Expenses (Labor) | LBSUB1 | 8 | 100% | 89.29% | 10.71% | 0% | 0% | 0% | 0% | 0% | 0% | 0% | 89.29% | 10.71% | 0% | 0%
Total Steam Power Generation Maintenance Expense (Labor) | LBSUB2 | 9 | 100% | 10.87% | 89.13% | 0% | 0% | 0% | 0% | 0% | 0% | 0% | 10.87% | 89.13% | 0% | 0%
Total Hydraulic Power Operation Expenses (Labor) | LBSUB3 | 10 | 0% | [9 empty] | 0% | 0% | 0% | 0%
Total Hydraulic Power Generation Maint. Expense (Labor) | LBSUB4 | 11 | 100% | 65.45% | 34.55% | 0% | 0% | 0% | 0% | 0% | 0% | 0% | 65.45% | 34.55% | 0% | 0%
Total Other Power Generation Expenses (Labor) | LBSUB5 | 12 | 100% | 100% | 0% | 0% | 0% | 0% | 0% | 0% | 0% | 0% | 100% | 0% | 0% | 0%
Total Transmission Labor Expenses | LBTRAN | 13 | 0% | [9 empty] | 0% | 0% | 0% | 0%
Total Distribution Operation Labor Expense | LBDO | 14 | 100% | 0% | 0% | 0% | 0% | 0% | 0% | 47.6% | 0% | 52.4% | 47.6% | 0% | 52.4% | 0%
Total Distribution Maintenance Labor Expense | LBDM | 15 | 100% | 0% | 0% | 0% | 0% | 0% | 0% | 82.17% | 0% | 17.83% | 82.17% | 0% | 17.83% | 0%
Sub-Total Labor Exp | LBSUB7 | 16 | 100% | 32.86% | 22.51% | 0% | 7.172% | 0% | 0% | 11.42% | 0% | 26.04% | 51.45% | 22.51% | 26.04% | 0%
Total General Plant | PGP | 17 | 0% | [9 empty] | 0% | 0% | 0% | 0%
Total Production Plant | PROD | 18 | 100% | 100% | 0% | 0% | 0% | 0% | 0% | 0% | 0% | 0% | 100% | 0% | 0% | 0%
Total Intangible Plant | PINT | 19 | 0% | [9 empty] | 0% | 0% | 0% | 0%
Distrib Overhead + Underground Lines Plant | DLINES | 20 | 100% | 0% | 0% | 0% | 0% | 0% | 0% | 78.88% | 0% | 21.12% | 78.88% | 0% | 21.12% | 0%
Purchase Power Expense | OMPP | 21 | 100% | 19.72% | 80.28% | [7 empty] | 19.72% | 80.28% | 0% | 0%
Distribution Operation Labor Excl. Super. & Eng | FO23 | 22 | 100% | 0% | 0% | 0% | 0% | 0% | 0% | 47.6% | 0% | 52.4% | 47.6% | 0% | 52.4% | 0%
Total Utility Plant | TUP | 23 | 100% | 62.33% | 0% | 0% | 14.25% | 0% | 0% | 15.49% | 0% | 7.922% | 92.08% | 0% | 7.922% | 0%
|  | 24 | [10 empty] | 0% | 0% | 0% | 0%
|  | 25 | [10 empty] | 0% | 0% | 0% | 0%
|  | 26 | [10 empty] | 0% | 0% | 0% | 0%
|  | 27 | [10 empty] | 0% | 0% | 0% | 0%
|  | 28 | [10 empty] | 0% | 0% | 0% | 0%
|  | 29 | [10 empty] | 0% | 0% | 0% | 0%
|  | 30 | [10 empty] | 0% | 0% | 0% | 0%
|  | 31 | [10 empty] | 0% | 0% | 0% | 0%
|  | 32 | [10 empty] | 0% | 0% | 0% | 0%
|  | 33 | [10 empty] | 0% | 0% | 0% | 0%
0%
Memo: Purchase Power Expense
Demand | Production Plant |  | 9604907 | 9604907
Energy | Production Energy |  | 39102871 |  | 39102871
Total |  |  | 48707778 | 9604907 | 39102871
Pct |  |  |  | 19.72% | 80.28%

## Allocation Amount
|  |  | Allocation Factor |  | Total Kentucky |  |  |  | Residential (RS) |  |  |  | General Service |  |  |  | All Electric Schools (AES) |  |  |  | Power Service-Secondary (PS-Sec) |  |  |  | Power Service-Primary (PS-Pri) |  |  |  | Time of Day-Secondary (TOD-Sec) |  |  |  | Time of Day-Primary (TOD-Pri) |  |  |  | Retail Transmission (RTS) |  |  |  | Fluctuating Load Service (FLS) |  |  |  | Outdoor Lighting (LS & RLS) |  |  |  | Lighting Energy (LE) |  |  |  | Traffic Energy |  |  |  | Outdoor Sports Lighting (OSL) |  |  |  | Electric Vehicle Charging (EV) |  |  |  | Solar Share (SSP) |  |  |  | Business Solar (BS) |  |  | Check
| Description |  | Name | No | Total | Demand | Energy | Customer | Demand | Energy | Customer |  | Demand | Energy | Customer |  | Demand | Energy | Customer |  | Demand | Energy | Customer |  | Demand | Energy | Customer |  | Demand | Energy | Customer |  | Demand | Energy | Customer |  | Demand | Energy | Customer |  | Demand | Energy | Customer |  | Demand | Energy | Customer |  | Demand | Energy | Customer |  | Demand | Energy | Customer |  | Demand | Energy | Customer |  | Demand | Energy | Customer |  | Demand | Energy | Customer |  | Demand | Energy | Customer | Demand | Energy | Customer | Total
Energy Allocators |  | Energy (at the Meter) |  | 1 | 17402124383.08 | 0 | 17402124383.08 | 0 |  | 5943619831 |  |  |  | 1678149896 |  |  |  | 128548999 |  |  |  | 1699193305 |  |  |  | 78721459 |  |  |  | 1784202424 |  |  |  | 3951918371 |  |  |  | 1404629847 |  |  |  | 605890405 |  |  |  | 120148466.08 |  |  |  | 4371371 |  |  |  | 2392654 |  |  |  | 326405 |  |  |  | 10950 | [9 empty] | 0 | 0 | 0
|  | Energy (Loss Adjusted)(at Source) | Energy | 2 | 18429987350.6309 | 0 | 18429987350.6309 | 0 |  | 6363754931.5831 |  |  |  | 1796772838.8188 |  |  |  | 137635708.4734 |  |  |  | 1819303737.7674 |  |  |  | 82219916.4447 |  |  |  | 1910321874.1301 |  |  |  | 4127545429.0041 |  |  |  | 1436535295.9224 |  |  |  | 619652895.8161 |  |  |  | 128641369.2799 |  |  |  | 4680368.9587 |  |  |  | 2561782.9076 |  |  |  | 349477.5049 |  |  |  | 11724.0198 | [9 empty] | 0 | 0 | 0
O&M Allocators |  | Customers (Monthly Bills) | Bills | 3 | 8471803.1014 | 0 | 0 | 8471803.1014 |  |  | 5308105.0192 |  |  |  | 993412.7671 |  |  |  | 5085.7315 |  |  |  | 53288.4164 |  |  |  | 2445.3041 |  |  |  | 9195.4192 |  |  |  | 3066.4438 |  |  |  | 240 |  |  |  | 12 |  |  |  | 2079516 |  |  |  | 1296 |  |  |  | 15972 |  |  |  | 48 |  |  |  | 120 | [8 empty] | 0 | 0 | 0
|  | Average Customers (Bills/12) | Custa | 4 | 705984 | 0 | 0 | 705984 |  |  | 442342 |  |  |  | 82784 |  |  |  | 424 |  |  |  | 4441 |  |  |  | 204 |  |  |  | 766 |  |  |  | 256 |  |  |  | 20 |  |  |  | 1 |  |  |  | 173293 |  |  |  | 108 |  |  |  | 1331 |  |  |  | 4 |  |  |  | 10 | [8 empty] | 0 | 0 | 0
|  | Average Customers (Lighting = Lights) | Custal | 5 | 705984 | 0 | 0 | 705984 |  |  | 442342 |  |  |  | 82784 |  |  |  | 424 |  |  |  | 4441 |  |  |  | 204 |  |  |  | 766 |  |  |  | 256 |  |  |  | 20 |  |  |  | 1 |  |  |  | 173293 |  |  |  | 108 |  |  |  | 1331 |  |  |  | 4 |  |  |  | 10 | [8 empty] | 0 | 0 | 0
|  | Weighted Average Customers (Lighting =9 Lights per Cust) | Cust05 | 6 | 680930 | 0 | 0 | 680930 |  |  | 442342 |  |  |  | 165568 |  |  |  | 4240 |  |  |  | 22205 |  |  |  | 1020 |  |  |  | 19150 |  |  |  | 6400 |  |  |  | 500 |  |  |  | 50 |  |  |  | 19255 |  |  |  | 12 |  |  |  | 148 |  |  |  | 20 |  |  |  | 20 | [8 empty] | 0 | 0 | 0
|  | Street Lighting | Cust04 | 7 | 143087299.0638 | 0 | 0 | 143087299.0638 |  |  | 0 |  |  |  | 0 |  |  |  | 0 |  |  |  | 0 |  |  |  | 0 |  |  |  | 0 |  |  |  | 0 |  |  |  | 0 |  |  |  | 0 |  |  |  | 143087299.0638 |  |  |  | 0 |  |  |  | 0 |  |  |  | 0 |  |  |  | 0 | [8 empty] | 0 | 0 | 0
|  | Average Customers | Cust01 | 8 | 705984 | 0 | 0 | 705984 |  |  | 442342 |  |  |  | 82784 |  |  |  | 424 |  |  |  | 4441 |  |  |  | 204 |  |  |  | 766 |  |  |  | 256 |  |  |  | 20 |  |  |  | 1 |  |  |  | 173293 |  |  |  | 108 |  |  |  | 1331 |  |  |  | 4 |  |  |  | 10 | [8 empty] | 0 | 0 | 0
|  | Average Customers (Lighting = 9 Lights per Cust) | Cust06 | 9 | 550667 | 0 | 0 | 550667 |  |  | 442342 |  |  |  | 82784 |  |  |  | 424 |  |  |  | 4441 |  |  |  | 204 |  |  |  | 766 |  |  |  | 256 |  |  |  | 20 |  |  |  | 1 |  |  |  | 19255 |  |  |  | 12 |  |  |  | 148 |  |  |  | 4 |  |  |  | 10 | [8 empty] | 0 | 0 | 0
|  | Average Secondary Customers | Cust07 | 10 | 550186 | 0 | 0 | 550186 |  |  | 442342 |  |  |  | 82784 |  |  |  | 424 |  |  |  | 4441 |  |  |  | 0 |  |  |  | 766 |  |  |  | 0 |  |  |  | 0 |  |  |  | 0 |  |  |  | 19255 |  |  |  | 12 |  |  |  | 148 |  |  |  | 4 |  |  |  | 10 | [8 empty] | 0 | 0 | 0
|  | Average Primary Customers | Cust08 | 11 | 550646 | 0 | 0 | 550646 |  |  | 442342 |  |  |  | 82784 |  |  |  | 424 |  |  |  | 4441 |  |  |  | 204 |  |  |  | 766 |  |  |  | 256 |  |  |  | 0 |  |  |  | 0 |  |  |  | 19255 |  |  |  | 12 |  |  |  | 148 |  |  |  | 4 |  |  |  | 10 | [8 empty] | 0 | 0 | 0
|  | Average Transformer Customers | Cust09 | 12 | 550186 | 0 | 0 | 550186 |  |  | 442342 |  |  |  | 82784 |  |  |  | 424 |  |  |  | 4441 |  |  |  | 0 |  |  |  | 766 |  |  |  | 0 |  |  |  | 0 |  |  |  | 0 |  |  |  | 19255 |  |  |  | 12 |  |  |  | 148 |  |  |  | 4 |  |  |  | 10 | [8 empty] | 0 | 0 | 0
Plant Customer Allocators |  | Average Customers | Custb | 13 | [67 empty] | 0 | 0 | 0
|  | Average Customers (Lighting = Lights) | Custbl | 14 | [67 empty] | 0 | 0 | 0
|  | Weighted Average Customers (Lighting =9 Lights per Cust) | PCust05 | 15 | [67 empty] | 0 | 0 | 0
|  | Street Lighting | PCust04 | 16 | 143087299.0638 | 0 | 0 | 143087299.0638 |  |  | 0 |  |  |  | 0 |  |  |  | 0 |  |  |  | 0 |  |  |  | 0 |  |  |  | 0 |  |  |  | 0 |  |  |  | 0 |  |  |  | 0 |  |  |  | 143087299.0638 |  |  |  | 0 |  |  |  | 0 |  |  |  | 0 |  |  |  | 0 | [8 empty] | 0 | 0 | 0
|  | Average Customers | PCust01 | 17 | [67 empty] | 0 | 0 | 0
|  | Average Customers (Lighting = 9 Lights per Cust) | PCust06 | 18 | [67 empty] | 0 | 0 | 0
|  | Average Secondary Customers | PCust07 | 19 | [67 empty] | 0 | 0 | 0
|  | Average Primary Customers | PCust08 | 20 | [67 empty] | 0 | 0 | 0
|  | Average Transformer Customers | PCust09 | 21 | [67 empty] | 0 | 0 | 0
Demand Allocators |  | Maximum Class Non-Coincident Peak Demands (Transmission) | NCPT | 22 | 4393697.2737 | 4393697.2737 | 0 | 0 | 1942660.469 |  |  |  | 498640.9369 |  |  |  | 51033.0535 |  |  |  | 444831.2787 |  |  |  | 19114.7631 |  |  |  | 393526.601 |  |  |  | 640911.1392 |  |  |  | 222254.1277 |  |  |  | 148927.3132 |  |  |  | 29995.5995 |  |  |  | 1091.3322 |  |  |  | 294.0316 |  |  |  | 414.0444 |  |  |  | 2.5836 | [10 empty] | 0 | 0 | 0
|  | Maximum Class Non-Coincident Peak Demands (Primary) | NCPP | 23 | 4022515.8328 | 4022515.8328 | 0 | 0 | 1942660.469 |  |  |  | 498640.9369 |  |  |  | 51033.0535 |  |  |  | 444831.2787 |  |  |  | 19114.7631 |  |  |  | 393526.601 |  |  |  | 640911.1392 |  |  |  | 0 |  |  |  | 0 |  |  |  | 29995.5995 |  |  |  | 1091.3322 |  |  |  | 294.0316 |  |  |  | 414.0444 |  |  |  | 2.5836 | [10 empty] | 0 | 0 | 0
|  | Sum of the Individual Customer Demands (Transformer) | SICDT | 24 | 6314350.5153 | 6314350.5153 | 0 | 0 | 4316217.8731 |  |  |  | 805142.8054 |  |  |  | 58360.9979 |  |  |  | 594859.3641 |  |  |  | 0 |  |  |  | 507680.8421 |  |  |  | 0 |  |  |  | 0 |  |  |  | 0 |  |  |  | 29995.5995 |  |  |  | 1091.3322 |  |  |  | 294.0316 |  |  |  | 705.0858 |  |  |  | 2.5836 | [10 empty] | 0 | 0 | 0
|  | Sum of the Individual Customer Demands (Secondary) | SICD | 25 | 5211105.2234 | 5211105.2234 | 0 | 0 | 4316217.8731 |  |  |  | 805142.8054 |  |  |  | 58360.9979 |  |  |  | 0 |  |  |  | 0 |  |  |  | 0 |  |  |  | 0 |  |  |  | 0 |  |  |  | 0 |  |  |  | 29995.5995 |  |  |  | 1091.3322 |  |  |  | 294.0316 |  |  |  | 0 |  |  |  | 2.5836 | [10 empty] | 0 | 0 | 0
|  | Prob Dispatch - Historic - Pro Rata - Gross Plant | PDisp Gplant | 26 | 100% | 100% | 0% | 0% | 35.16% |  |  |  | 9.973% |  |  |  | 0.7478% |  |  |  | 10.2% |  |  |  | 0.7003% |  |  |  | 10.03% |  |  |  | 21.62% |  |  |  | 7.802% |  |  |  | 3.087% |  |  |  | 0.6456% |  |  |  | 0.01941% |  |  |  | 0.01216% |  |  |  | 0.00205% |  |  |  | 1e-05% | [10 empty] | 0% | 0% | 0%
Customer Allocation Factors |  | Primary Distribution Plant -- Average Number of Customers | C08 | 27 | [67 empty] | 0 | 0 | 0
|  | Customer Services -- Weighted cost of Services | C02 | 28 | 440897057 | 0 | 0 | 440897057 |  |  | 348689419 |  |  |  | 78387871 |  |  |  | 709232 |  |  |  | 10186925 |  |  |  | 0 |  |  |  | 2914434 |  |  |  | 0 |  |  |  | 0 |  |  |  | 0 |  |  |  | 0 |  |  |  | 0 |  |  |  | 0 |  |  |  | 9176 |  |  |  | 0 |  |  |  | 0 |  |  |  | 0 | 0 | 0 | 0
|  | Meter Costs -- Weighted Cost of Meters | C03 | 29 | 49194751 | 0 | 0 | 49194751 |  |  | 29720264 |  |  |  | 11993013 |  |  |  | 244803 |  |  |  | 3749767 |  |  |  | 733308 |  |  |  | 670691 |  |  |  | 1299034 |  |  |  | 644052 |  |  |  | 39757 |  |  |  | 0 |  |  |  | 7256 |  |  |  | 89428 |  |  |  | 3378 |  |  |  | 0 |  |  |  | 0 |  |  |  | 0 | 0 | 0 | 0
|  | Outdoor Lighting Customers | C04 | 30 | 1 | 0 | 0 | 1 |  |  | 0% |  |  |  | 0% |  |  |  | 0% |  |  |  | 0% |  |  |  | 0% |  |  |  | 0% |  |  |  | 0% |  |  |  | 0% |  |  |  | 0% |  |  |  | 100% |  |  |  | 0% |  |  |  | 0% |  |  |  | 0% |  |  |  | 0% | [8 empty] | 0 | 0 | 0
|  | Meter Reading and Billing -- Weighted Cost | C05 | 31 | 1 | 0 | 0 | 1 |  |  | 64.96% |  |  |  | 24.31% |  |  |  | 0.6227% |  |  |  | 3.261% |  |  |  | 0.1498% |  |  |  | 2.812% |  |  |  | 0.9399% |  |  |  | 0.07343% |  |  |  | 0.007343% |  |  |  | 2.828% |  |  |  | 0.001762% |  |  |  | 0.02173% |  |  |  | 0.002937% |  |  |  | 0.002937% | [8 empty] | 0 | 0 | 0
|  | Marketing/Economic Development | C06 | 32 | 1 | 0 | 0 | 1 |  |  | 80.33% |  |  |  | 15.03% |  |  |  | 0.077% |  |  |  | 0.8065% |  |  |  | 0.03705% |  |  |  | 0.1391% |  |  |  | 0.04649% |  |  |  | 0.003632% |  |  |  | 0.0001816% |  |  |  | 3.497% |  |  |  | 0.002179% |  |  |  | 0.02688% |  |  |  | 0.0007264% |  |  |  | 0.001816% | [8 empty] | 0 | 0 | 0
|  | Meters Gross Plant Allocator | MGPA | 33 | [67 empty] | 0 | 0 | 0
|  | Gross Plant Production LOLP Demand Allocator | GPLOLPDA | 34 | [67 empty] | 0 | 0 | 0
|  | Total Prod, Trans, and Dist Plant | PT&D | 35 | 9298906019 | 8561360810.1216 | 0 | 737545208.8784 | 3392639221.7883 | 0 | 461349360.1053 | 0 | 910611234.8224 | 0 | 99755470.4833 | 0 | 75980846.5515 | 0 | 874536.6781 | 0 | 868380520.1582 | 0 | 11728797.5559 | 0 | 51918801.9244 | 0 | 1105298.7936 | 0 | 826268370.2205 | 0 | 2387056.0549 | 0 | 1631729329.3817 | 0 | 1958004.9761 | 0 | 520640701.5153 | 0 | 970765.2154 | 0 | 223603542.7576 | 0 | 59924.8394 | 0 | 56497433.7201 | 0 | 157077586.7031 | 0 | 1816765.7055 | 0 | 19556.5236 | 0 | 895054.9116 | 0 | 241102.6688 | 0 | 376789.5309 | 0 | 10565.1837 | 0 | 2197.1338 | 0 | 7183.0972 | 0 | 0 | 0 | 0 | 0 | 0 | 0 | 0 | 0 | 0 | 0
|  | Total Production Plant | Prod | 36 | 5852038091 | 5852038091 | 0 | 0 | 2057828230.4335 | 0 | 0 | 0 | 583653019.0059 | 0 | 0 | 0 | 43762126.0483 | 0 | 0 | 0 | 597055941.8457 | 0 | 0 | 0 | 40981822.7513 | 0 | 0 | 0 | 586761621.6398 | 0 | 0 | 0 | 1265016347.6096 | 0 | 0 | 0 | 456561966.9684 | 0 | 0 | 0 | 180665875.5568 | 0 | 0 | 0 | 37783098.7307 | 0 | 0 | 0 | 1135880.5935 | 0 | 0 | 0 | 711607.8319 | 0 | 0 | 0 | 119966.7809 | 0 | 0 | 0 | 585.2038 | 0 | 0 | 0 | 0 | 0 | 0 | 0 | 0 | 0 | 0 | 0 | 0 | 0
|  | Total Distribution Plant | Distplt | 37 | 2180108277 | 1442563068.1216 | 0 | 737545208.8784 | 774716896.4805 | 0 | 461349360.1053 | 0 | 183193595.7548 | 0 | 99755470.4833 | 0 | 17505232.2904 | 0 | 874536.6781 | 0 | 143073977.4479 | 0 | 11728797.5559 | 0 | 5425946.1737 | 0 | 1105298.7936 | 0 | 126047948.6937 | 0 | 2387056.0549 | 0 | 181930025.5396 | 0 | 1958004.9761 | 0 | 0 | 0 | 970765.2154 | 0 | 0 | 0 | 59924.8394 | 0 | 10066216.3692 | 0 | 157077586.7031 | 0 | 366239.9366 | 0 | 19556.5236 | 0 | 98673.9843 | 0 | 241102.6688 | 0 | 137448.4132 | 0 | 10565.1837 | 0 | 867.0378 | 0 | 7183.0972 | 0 | 0 | 0 | 0 | 0 | 0 | 0 | 0 | 0 | 0 | 0
|  | Total Transmission Plant | Trans | 38 | 1266759651 | 1266759651 | 0 | 0 | 560094094.8743 | 0 | 0 | 0 | 143764620.0617 | 0 | 0 | 0 | 14713488.2128 | 0 | 0 | 0 | 128250600.8645 | 0 | 0 | 0 | 5511032.9994 | 0 | 0 | 0 | 113458799.887 | 0 | 0 | 0 | 184782956.2325 | 0 | 0 | 0 | 64078734.5469 | 0 | 0 | 0 | 42937667.2008 | 0 | 0 | 0 | 8648118.6202 | 0 | 0 | 0 | 314645.1754 | 0 | 0 | 0 | 84773.0954 | 0 | 0 | 0 | 119374.3368 | 0 | 0 | 0 | 744.8922 | 0 | 0 | 0 | 0 | 0 | 0 | 0 | 0 | 0 | 0 | 0 | 0 | 0
|  | Total Plant in Service | TPIS | 39 | 9650773038 | 8885107663.8261 | 0 | 765665374.1739 | 3521002950.385 | 0 | 478939088.9911 | 0 | 945056340.5289 | 0 | 103558817.4312 | 0 | 78855603.1082 | 0 | 907879.8762 | 0 | 901217050.9067 | 0 | 12175977.9077 | 0 | 53880996.5373 | 0 | 1147440.1896 | 0 | 857509223.5426 | 0 | 2478066.6262 | 0 | 1693401735.0093 | 0 | 2032657.2454 | 0 | 540297188.1929 | 0 | 1007777.2901 | 0 | 232044799.3581 | 0 | 62209.5758 | 0 | 58634063.3614 | 0 | 163066436.809 | 0 | 1885486.2277 | 0 | 20302.1494 | 0 | 928884.5805 | 0 | 250295.1181 | 0 | 391061.7082 | 0 | 10967.9993 | 0 | 2280.3792 | 0 | 7456.965 | 0 | 0 | 0 | 0 | 0 | 0 | 0 | 0 | 0 | 0 | 0
|  | Distrib OH + UG Lines Plant | Dlines | 40 | 1169477392 | 922465288.9762 | 0 | 247012103.0238 | 487755239.3594 | 0 | 198594343.8687 | 0 | 118088235.3036 | 0 | 37166794.3872 | 0 | 11521169.8404 | 0 | 190359.4997 | 0 | 88480043.4634 | 0 | 1993836.1745 | 0 | 3802059.6865 | 0 | 0 | 0 | 78275185.2828 | 0 | 343904.1904 | 0 | 127481695.123 | 0 | 0 | 0 | 0 | 0 | 0 | 0 | 0 | 0 | 0 | 0 | 6670642.6212 | 0 | 8644745.6746 | 0 | 242698.5116 | 0 | 5387.533 | 0 | 65388.9069 | 0 | 66446.2404 | 0 | 82356.312 | 0 | 1795.8443 | 0 | 574.5654 | 0 | 4489.6108 | 0 | 0 | 0 | 0 | 0 | 0 | 0 | 0 | 0 | 0 | 0
|  | Total Steam Power Operation Expenses (Labor) | LBSUB1 | 41 | 27039279 | 24143207.5852 | 2896071.4148 | 0 | 8489789.9449 | 999994.6499 | 0 | 0 | 2407922.8085 | 282343.2463 | 0 | 0 | 180545.3206 | 21627.9498 | 0 | 0 | 2463217.9968 | 285883.7312 | 0 | 0 | 169074.8827 | 12919.9627 | 0 | 0 | 2420747.6804 | 300186.2382 | 0 | 0 | 5218959.9254 | 648598.7268 | 0 | 0 | 1883595.1121 | 225735.8471 | 0 | 0 | 745356.3475 | 97371.6913 | 0 | 0 | 155878.2055 | 20214.5875 | 0 | 0 | 4686.1966 | 735.4689 | 0 | 0 | 2935.814 | 402.5562 | 0 | 0 | 494.9358 | 54.9166 | 0 | 0 | 2.4143 | 1.8423 | 0 | 0 | 0 | 0 | 0 | 0 | 0 | 0 | 0 | 0 | 0 | 0
|  | Total Steam Power Generation Maintenance Expense (Labor) | LBSUB2 | 42 | 24765971 | 2691499.7248 | 22074471.2752 | 0 | 946447.0377 | 7622171.5602 | 0 | 0 | 268436.7251 | 2152080.1759 | 0 | 0 | 20127.3041 | 164852.8257 | 0 | 0 | 274601.0669 | 2179066.5037 | 0 | 0 | 18848.5726 | 98478.6994 | 0 | 0 | 269866.4497 | 2288083.249 | 0 | 0 | 581812.8827 | 4943757.2189 | 0 | 0 | 209984.3489 | 1720606.5594 | 0 | 0 | 83092.787 | 742187.7069 | 0 | 0 | 17377.3988 | 154079.8785 | 0 | 0 | 522.4201 | 5605.9002 | 0 | 0 | 327.2864 | 3068.3691 | 0 | 0 | 55.1757 | 418.5858 | 0 | 0 | 0.26915 | 14.0424 | 0 | 0 | 0 | 0 | 0 | 0 | 0 | 0 | 0 | 0 | 0 | 0
|  | Total Hydraulic Power Operation Expenses (Labor) | LBSUB3 | 43 | [67 empty] | 0 | 0 | 0
|  | Total Hydraulic Power Generation Maint. Expense (Labor) | LBSUB4 | 44 | 228038 | 149256.7642 | 78781.2358 | 0 | 52485.0963 | 27202.6491 | 0 | 0 | 14886.1234 | 7680.5253 | 0 | 0 | 1116.157 | 588.3407 | 0 | 0 | 15227.9661 | 7776.8364 | 0 | 0 | 1045.2451 | 351.4591 | 0 | 0 | 14965.4086 | 8165.9046 | 0 | 0 | 32264.3571 | 17643.6979 | 0 | 0 | 11644.6545 | 6140.6459 | 0 | 0 | 4607.8996 | 2648.7821 | 0 | 0 | 963.6614 | 549.8933 | 0 | 0 | 28.9707 | 20.0068 | 0 | 0 | 18.1496 | 10.9507 | 0 | 0 | 3.0598 | 1.4939 | 0 | 0 | 0.014926 | 0.050116 | 0 | 0 | 0 | 0 | 0 | 0 | 0 | 0 | 0 | 0 | 0 | 0
|  | Total Other Power Generation Expenses (Labor) | LBSUB5 | 45 | 7317424 | 7317424 | 0 | 0 | 2573120.9276 | 0 | 0 | 0 | 729803.2826 | 0 | 0 | 0 | 54720.4284 | 0 | 0 | 0 | 746562.3788 | 0 | 0 | 0 | 51243.9203 | 0 | 0 | 0 | 733690.2983 | 0 | 0 | 0 | 1581784.1303 | 0 | 0 | 0 | 570887.8587 | 0 | 0 | 0 | 225905.709 | 0 | 0 | 0 | 47244.2163 | 0 | 0 | 0 | 1420.312 | 0 | 0 | 0 | 889.7988 | 0 | 0 | 0 | 150.0072 | 0 | 0 | 0 | 0.73174 | 0 | 0 | 0 | 0 | 0 | 0 | 0 | 0 | 0 | 0 | 0 | 0 | 0
|  | Total Transmission Labor Expenses | LBTRAN | 46 | [67 empty] | 0 | 0 | 0
|  | Total Distribution Operation Labor Expense | LBDO | 47 | 13903566 | 6617429.441 | 0 | 7286136.559 | 3440458.664 | 0 | 5583476.5981 | 0 | 838056.4411 | 0 | 1229577.5584 | 0 | 82193.7786 | 0 | 10700.4732 | 0 | 666578.5599 | 0 | 150480.5349 | 0 | 27534.2079 | 0 | 1697.9435 | 0 | 588892.7895 | 0 | 40971.9837 | 0 | 923212.0962 | 0 | 3007.8581 | 0 | 0 | 0 | 1491.2751 | 0 | 0 | 0 | 92.0556 | 0 | 47670.1125 | 0 | 263893.7999 | 0 | 1734.3854 | 0 | 44.1231 | 0 | 467.2858 | 0 | 544.0395 | 0 | 627.0141 | 0 | 135.5474 | 0 | 4.106 | 0 | 22.7684 | 0 | 0 | 0 | 0 | 0 | 0 | 0 | 0 | 0 | 0 | 0
|  | Total Distribution Maintenance Labor Expense | LBDM | 48 | 7409842 | 6088922.8528 | 0 | 1320919.1472 | 3192579.4768 | 0 | 1061787.0898 | 0 | 776663.9943 | 0 | 198734.5089 | 0 | 76087.9381 | 0 | 1018.4616 | 0 | 594071.1949 | 0 | 10671.5966 | 0 | 25408.4622 | 0 | 1.7953 | 0 | 525467.2675 | 0 | 1841.2675 | 0 | 851936.6067 | 0 | 3.1803 | 0 | 0 | 0 | 1.5767 | 0 | 0 | 0 | 0.097332 | 0 | 44113.064 | 0 | 46441.7504 | 0 | 1604.9691 | 0 | 28.8159 | 0 | 432.4179 | 0 | 355.3965 | 0 | 553.6617 | 0 | 9.6119 | 0 | 3.7996 | 0 | 23.9985 | 0 | 0 | 0 | 0 | 0 | 0 | 0 | 0 | 0 | 0 | 0
|  | Sub-Total Labor Exp | LBSUB7 | 49 | 111279066 | 57252775.368 | 25049323.9258 | 28976966.7062 | 23019800.2734 | 8649368.8592 | 19877853.1928 | 0 | 6167338.7114 | 2442103.9475 | 6381252.0529 | 0 | 524421.9025 | 187069.1162 | 138557.8501 | 0 | 5799268.6375 | 2472727.0714 | 825411.1211 | 0 | 343731.3114 | 111750.1212 | 32212.8741 | 0 | 5495462.3014 | 2596435.3918 | 615682.409 | 0 | 10843563.5967 | 5609999.6437 | 194466.0049 | 0 | 3256460.1568 | 1952483.0524 | 16450.2711 | 0 | 1399380.4256 | 842208.1803 | 1587.8949 | 0 | 382350.1947 | 174844.3593 | 886345.7663 | 0 | 12419.0773 | 6361.3759 | 431.9171 | 0 | 5880.1506 | 3481.876 | 5326.8321 | 0 | 2682.3735 | 474.9963 | 743.456 | 0 | 16.2553 | 15.9348 | 645.0637 | 0 | 0 | 0 | 0 | 0 | 0 | 0 | 0 | 0 | 0 | 0
|  | Account 362 | Acct362 | 50 | 341731104 | 341731104 | 0 | 0 | 165037885.3325 | 0 | 0 | 0 | 42361826.5176 | 0 | 0 | 0 | 4335491.1304 | 0 | 0 | 0 | 37790450.128 | 0 | 0 | 0 | 1623886.4872 | 0 | 0 | 0 | 33431883.2801 | 0 | 0 | 0 | 54448330.4166 | 0 | 0 | 0 | 0 | 0 | 0 | 0 | 0 | 0 | 0 | 0 | 2548263.2691 | 0 | 0 | 0 | 92713.6616 | 0 | 0 | 0 | 24979.325 | 0 | 0 | 0 | 35174.9613 | 0 | 0 | 0 | 219.4907 | 0 | 0 | 0 | 0 | 0 | 0 | 0 | 0 | 0 | 0 | 0 | 0 | 0
|  | Account 365 | Acct365 | 51 | 921791437 | 748020348.278 | 0 | 173771088.722 | 395022915.0686 | 0 | 139709572.6308 | 0 | 95713172.0456 | 0 | 26146550.0917 | 0 | 9344561.1954 | 0 | 133916.4239 | 0 | 71906091.0001 | 0 | 1402648.2045 | 0 | 3089863.4212 | 0 | 0 | 0 | 63612791.9436 | 0 | 241933.9168 | 0 | 103602010.2562 | 0 | 0 | 0 | 0 | 0 | 0 | 0 | 0 | 0 | 0 | 0 | 5411609.5192 | 0 | 6081511.1859 | 0 | 196891.0119 | 0 | 3790.0875 | 0 | 53047.2476 | 0 | 46744.4121 | 0 | 66929.448 | 0 | 1263.3625 | 0 | 466.1205 | 0 | 3158.4062 | 0 | 0 | 0 | 0 | 0 | 0 | 0 | 0 | 0 | 0 | 0
|  | Account 367 | Acct367 | 52 | 247685955 | 174444940.6982 | 0 | 73241014.3018 | 92732324.2908 | 0 | 58884771.2379 | 0 | 22375063.258 | 0 | 11020244.2955 | 0 | 2176608.645 | 0 | 56443.0757 | 0 | 16573952.4633 | 0 | 591187.9701 | 0 | 712196.2653 | 0 | 0 | 0 | 14662393.3392 | 0 | 101970.2736 | 0 | 23879684.8668 | 0 | 0 | 0 | 0 | 0 | 0 | 0 | 0 | 0 | 0 | 0 | 1259033.102 | 0 | 2563234.4887 | 0 | 45807.4997 | 0 | 1597.4455 | 0 | 12341.6593 | 0 | 19701.8283 | 0 | 15426.864 | 0 | 532.4818 | 0 | 108.4448 | 0 | 1331.2046 | 0 | 0 | 0 | 0 | 0 | 0 | 0 | 0 | 0 | 0 | 0
|  | Account 368 | Acct368 | 53 | 326558525 | 178366675.1454 | 0 | 148191849.8546 | 121923771.7887 | 0 | 119144215.317 | 0 | 22743533.9336 | 0 | 22297757.6644 | 0 | 1648571.3196 | 0 | 114203.8226 | 0 | 16803483.8566 | 0 | 1196177.3022 | 0 | 0 | 0 | 0 | 0 | 14340880.1307 | 0 | 206321.0569 | 0 | 0 | 0 | 0 | 0 | 0 | 0 | 0 | 0 | 0 | 0 | 0 | 0 | 847310.4789 | 0 | 5186308.0285 | 0 | 30827.7634 | 0 | 3232.1837 | 0 | 8305.7524 | 0 | 39863.5985 | 0 | 19917.1399 | 0 | 1077.3946 | 0 | 72.9818 | 0 | 2693.4864 | 0 | 0 | 0 | 0 | 0 | 0 | 0 | 0 | 0 | 0 | 0
|  | Distribution Operation Labor Excl. Super. & Eng | FO23 | 54 | 12634911 | 6013610.6116 | 0 | 6621300.3884 | 3126528.0446 | 0 | 5074002.5895 | 0 | 761586.5273 | 0 | 1117382.6209 | 0 | 74693.8647 | 0 | 9724.09 | 0 | 605755.4428 | 0 | 136749.6775 | 0 | 25021.8013 | 0 | 1543.0117 | 0 | 535158.2453 | 0 | 37233.424 | 0 | 838972.0069 | 0 | 2733.4009 | 0 | 0 | 0 | 1355.2011 | 0 | 0 | 0 | 83.6559 | 0 | 43320.3704 | 0 | 239814.3524 | 0 | 1576.1284 | 0 | 40.097 | 0 | 424.6475 | 0 | 494.3977 | 0 | 569.8012 | 0 | 123.1791 | 0 | 3.7313 | 0 | 20.6909 | 0 | 0 | 0 | 0 | 0 | 0 | 0 | 0 | 0 | 0 | 0
|  | Meter Reading | Mread | 55 | 680930 | 0 | 0 | 680930 | 0 | 0 | 442342 | 0 | 0 | 0 | 165568 | 0 | 0 | 0 | 4240 | 0 | 0 | 0 | 22205 | 0 | 0 | 0 | 1020 | 0 | 0 | 0 | 19150 | 0 | 0 | 0 | 6400 | 0 | 0 | 0 | 500 | 0 | 0 | 0 | 50 | 0 | 0 | 0 | 19255 | 0 | 0 | 0 | 12 | 0 | 0 | 0 | 148 | 0 | 0 | 0 | 20 | 0 | 0 | 0 | 20 | 0 | 0 | 0 | 0 | 0 | 0 | 0 | 0 | 0 | 0 | 0
|  | Total Utility Plant | TUP | 56 | 9806596758 | 9029729023.7425 | 0 | 776867734.2575 | 3583432872.3259 | 0 | 485946390.5016 | 0 | 961219152.9841 | 0 | 105073974.3154 | 0 | 80382530.9555 | 0 | 921162.9599 | 0 | 915844820.6816 | 0 | 12354123.2091 | 0 | 54602571.9944 | 0 | 1164228.2522 | 0 | 870839268.5297 | 0 | 2514322.9277 | 0 | 1716855803.2028 | 0 | 2062396.8146 | 0 | 547593620.2141 | 0 | 1022521.9611 | 0 | 236084126.2372 | 0 | 63119.7568 | 0 | 59609985.2274 | 0 | 165452242.6771 | 0 | 1919373.2766 | 0 | 20599.1877 | 0 | 940766.1217 | 0 | 253957.1565 | 0 | 401785.6613 | 0 | 11128.4708 | 0 | 2346.3301 | 0 | 7566.067 | 0 | 0 | 0 | 0 | 0 | 0 | 0 | 0 | 0 | 0 | 0
|  | Operation and Maintenance Expenses Less Purchase Power | OMLPP | 57 | 843751066 | 234397715.3878 | 516485392.1657 | 92867958.4465 | 96830223.3885 | 180433004.9391 | 61872459.8102 | 0 | 25633103.9292 | 51212100.8933 | 20848164.3451 | 0 | 2254830.7811 | 3879950.4025 | 466479.2341 | 0 | 23679166.627 | 52341620.3548 | 3098428.1127 | 0 | 1335681.7894 | 3326381.816 | 247957.6017 | 0 | 22181290.0572 | 52206241.4155 | 1988162.0999 | 0 | 42480434.3382 | 112626516.0245 | 868475.2504 | 0 | 12566397.6391 | 40449828.713 | 180784.8681 | 0 | 5774234.2914 | 16410531.7071 | 12947.9485 | 0 | 1574520.9189 | 3416032.1941 | 3240827.7541 | 0 | 52241.6281 | 107691.3895 | 2881.2495 | 0 | 22642.85 | 64947.7721 | 35522.3665 | 0 | 12867.917 | 10444.4745 | 2790.8811 | 0 | 79.2328 | 100.0697 | 2076.9246 | 0 | 0 | 0 | 0 | 0 | 0 | 0 | 0 | 0 | 0 | 0
|  | Purchase Power | PurPower | 58 | 48544007 | 9572612.2559 | 38971394.7441 | 0 | 3366142.0915 | 13456569.4905 | 0 |  | 954724.4833 | 3799391.8409 | 0 |  | 71584.9517 | 291039.5663 | 0 |  | 976648.6372 | 3847034.8772 | 0 |  | 67037.0036 | 173859.3065 | 0 |  | 959809.455 | 4039498.5861 | 0 |  | 2069280.959 | 8727960.534 | 0 |  | 746832.2339 | 3037646.3649 | 0 |  | 295528.5573 | 1310295.9404 | 0 |  | 61804.6138 | 272020.4571 | 0 |  | 1858.044 | 9896.9415 | 0 |  | 1164.0297 | 5417.0549 | 0 |  | 196.2386 | 738.9927 | 0 |  | 0.95726 | 24.7912 | 0 |  | 0 | 0 | 0 |  | 0 | 0 | 0 | 0 | 0 | 0
|  | Account 502 | Acct 502 | 59 | 22989772 | 9649494 | 13340278 | 0 | 3393177.0186 | 4606311.3499 | 0 |  | 962392.2841 | 1300567.8581 | 0 |  | 72159.8811 | 99625.6036 | 0 |  | 984492.5202 | 1316876.5212 | 0 |  | 67575.4065 | 59513.6894 | 0 |  | 967518.0953 | 1382758.674 | 0 |  | 2085900.2396 | 2987663.661 | 0 |  | 752830.3631 | 1039815.1578 | 0 |  | 297902.0736 | 448526.7264 | 0 |  | 62300.9931 | 93115.1821 | 0 |  | 1872.9668 | 3387.8169 | 0 |  | 1173.3785 | 1854.3093 | 0 |  | 197.8146 | 252.9642 | 0 |  | 0.96495 | 8.4863 | 0 |  | 0 | 0 | 0 |  | 0 | 0 | 0 | 0 | 0 | 0
|  | Account 503 | Acct 503 | 60 | 8130854 | 6673009 | 1457845 | 0 | 2346516.9038 | 503384.41 | 0 |  | 665532.5526 | 142127.9488 | 0 |  | 49901.4286 | 10887.231 | 0 |  | 680815.7451 | 143910.1833 | 0 |  | 46731.082 | 6503.7426 | 0 |  | 669077.255 | 151109.8808 | 0 |  | 1442483.0019 | 326496.2342 | 0 |  | 520612.147 | 113632.5142 | 0 |  | 206011.1358 | 49015.6536 | 0 |  | 43083.6153 | 10175.7627 | 0 |  | 1295.231 | 370.2256 | 0 |  | 811.4379 | 202.6416 | 0 |  | 136.7967 | 27.6443 | 0 |  | 0.6673 | 0.92739 | 0 |  | 0 | 0 | 0 |  | 0 | 0 | 0 | 0 | 0 | 0
|  | Prob Dispatch - Historic - Pro Rata - Depr. Reserve | PDisp DRes | 61 | 100% | 100% | 0% | 0% | 35.43% |  |  |  | 9.983% |  |  |  | 0.7519% |  |  |  | 10.19% |  |  |  | 0.6979% |  |  |  | 9.982% |  |  |  | 21.48% |  |  |  | 7.761% |  |  |  | 3.06% |  |  |  | 0.6234% |  |  |  | 0.01875% |  |  |  | 0.01202% |  |  |  | 0.00205% |  |  |  | 1e-05% | [10 empty] | 0 | 0 | 0
|  | Prob Dispatch - Historic - Pro Rata - Depr. Expense | PDisp DExp | 62 | 100% | 100% | 0% | 0% | 35.22% |  |  |  | 9.987% |  |  |  | 0.7501% |  |  |  | 10.21% |  |  |  | 0.7016% |  |  |  | 10.01% |  |  |  | 21.57% |  |  |  | 7.8% |  |  |  | 3.083% |  |  |  | 0.6338% |  |  |  | 0.01906% |  |  |  | 0.01211% |  |  |  | 0.00205% |  |  |  | 1e-05% | [10 empty] | 0 | 0 | 0
|  | Time Diff. Fuel | Time Diff | 63 | 428538235 | 0 | 428538235 | 0 |  | 150194854 |  |  |  | 42691070 |  |  |  | 3224569 |  |  |  | 43743862 |  |  |  | 2997218 |  |  |  | 43008116 |  |  |  | 92741844 |  |  |  | 33606614 |  |  |  | 13394559 |  |  |  | 2790476 |  |  |  | 83906 |  |  |  | 52300 |  |  |  | 8817 |  |  |  | 30 | [9 empty] | 0 | 0 | 0
|  |  |  | 64 | 0 | 0 | 0 | 0 | [63 empty] | 0 | 0 | 0
|  |  |  | 65 | 0 | 0 | 0 | 0 | [63 empty] | 0 | 0 | 0
|  |  |  | 66 | 0 | 0 | 0 | 0 | [63 empty] | 0 | 0 | 0
|  |  |  | 67 | 0 | 0 | 0 | 0 | [63 empty] | 0 | 0 | 0
|  |  |  | 68 | 0 | 0 | 0 | 0 | [63 empty] | 0 | 0 | 0
|  |  |  | 69 | 0 | 0 | 0 | 0 | [63 empty] | 0 | 0 | 0
|  |  |  | 70 | 0 | 0 | 0 | 0 | [63 empty] | 0 | 0 | 0
|  |  |  | 71 | 0 | 0 | 0 | 0
|  |  |  | 72 | 0 | 0 | 0 | 0
|  |  |  | 73 | 0 | 0 | 0 | 0
|  |  |  | 74 | 0 | 0 | 0 | 0
|  |  |  | 75 | 0 | 0 | 0 | 0
Memo: Purchased Pwer Expense
|  | Demand | Production Plant |  | 9572612.2559 | 9572612.2559 |  |  | 3366142.0915 | 0 | 0 |  | 954724.4833 | 0 | 0 |  | 71584.9517 | 0 | 0 |  | 976648.6372 | 0 | 0 |  | 67037.0036 | 0 | 0 |  | 959809.455 | 0 | 0 |  | 2069280.959 | 0 | 0 |  | 746832.2339 | 0 | 0 |  | 295528.5573 | 0 | 0 |  | 61804.6138 | 0 | 0 |  | 1858.044 | 0 | 0 |  | 1164.0297 | 0 | 0 |  | 196.2386 | 0 | 0 |  | 0.95726 | 0 | 0 |  | 0 | 0 | 0 |  | 0 | 0 | 0 | 0 | 0 | 0
|  | Energy | Energy @ Source |  | 38971394.7441 |  | 38971394.7441 |  | 0 | 13456569.4905 | 0 |  | 0 | 3799391.8409 | 0 |  | 0 | 291039.5663 | 0 |  | 0 | 3847034.8772 | 0 |  | 0 | 173859.3065 | 0 |  | 0 | 4039498.5861 | 0 |  | 0 | 8727960.534 | 0 |  | 0 | 3037646.3649 | 0 |  | 0 | 1310295.9404 | 0 |  | 0 | 272020.4571 | 0 |  | 0 | 9896.9415 | 0 |  | 0 | 5417.0549 | 0 |  | 0 | 738.9927 | 0 |  | 0 | 24.7912 | 0 |  | 0 | 0 | 0 |  | 0 | 0 | 0 | 0 | 0 | 0
|  | Total |  |  | 48544007 | 9572612.2559 | 38971394.7441 |  | 3366142.0915 | 13456569.4905 | 0 |  | 954724.4833 | 3799391.8409 | 0 |  | 71584.9517 | 291039.5663 | 0 |  | 976648.6372 | 3847034.8772 | 0 |  | 67037.0036 | 173859.3065 | 0 |  | 959809.455 | 4039498.5861 | 0 |  | 2069280.959 | 8727960.534 | 0 |  | 746832.2339 | 3037646.3649 | 0 |  | 295528.5573 | 1310295.9404 | 0 |  | 61804.6138 | 272020.4571 | 0 |  | 1858.044 | 9896.9415 | 0 |  | 1164.0297 | 5417.0549 | 0 |  | 196.2386 | 738.9927 | 0 |  | 0.95726 | 24.7912 | 0 |  | 0 | 0 | 0 |  | 0 | 0 | 0 | 0 | 0 | 0
Memo: Acct 502: Steam Expense
|  | Demand | Production Plant |  | 9649494 | 9649494 |  |  | 3393177.0186 | 0 | 0 |  | 962392.2841 | 0 | 0 |  | 72159.8811 | 0 | 0 |  | 984492.5202 | 0 | 0 |  | 67575.4065 | 0 | 0 |  | 967518.0953 | 0 | 0 |  | 2085900.2396 | 0 | 0 |  | 752830.3631 | 0 | 0 |  | 297902.0736 | 0 | 0 |  | 62300.9931 | 0 | 0 |  | 1872.9668 | 0 | 0 |  | 1173.3785 | 0 | 0 |  | 197.8146 | 0 | 0 |  | 0.96495 | 0 | 0 |  | 0 | 0 | 0 |  | 0 | 0 | 0 | 0 | 0 | 0
|  | Energy | Energy @ Source |  | 13340278 |  | 13340278 |  | 0 | 4606311.3499 | 0 |  | 0 | 1300567.8581 | 0 |  | 0 | 99625.6036 | 0 |  | 0 | 1316876.5212 | 0 |  | 0 | 59513.6894 | 0 |  | 0 | 1382758.674 | 0 |  | 0 | 2987663.661 | 0 |  | 0 | 1039815.1578 | 0 |  | 0 | 448526.7264 | 0 |  | 0 | 93115.1821 | 0 |  | 0 | 3387.8169 | 0 |  | 0 | 1854.3093 | 0 |  | 0 | 252.9642 | 0 |  | 0 | 8.4863 | 0 |  | 0 | 0 | 0 |  | 0 | 0 | 0 | 0 | 0 | 0
|  | Total |  |  | 22989772 | 9649494 | 13340278 |  | 3393177.0186 | 4606311.3499 | 0 |  | 962392.2841 | 1300567.8581 | 0 |  | 72159.8811 | 99625.6036 | 0 |  | 984492.5202 | 1316876.5212 | 0 |  | 67575.4065 | 59513.6894 | 0 |  | 967518.0953 | 1382758.674 | 0 |  | 2085900.2396 | 2987663.661 | 0 |  | 752830.3631 | 1039815.1578 | 0 |  | 297902.0736 | 448526.7264 | 0 |  | 62300.9931 | 93115.1821 | 0 |  | 1872.9668 | 3387.8169 | 0 |  | 1173.3785 | 1854.3093 | 0 |  | 197.8146 | 252.9642 | 0 |  | 0.96495 | 8.4863 | 0 |  | 0 | 0 | 0 |  | 0 | 0 | 0 | 0 | 0 | 0
Memo: Acct 505: Electric Expense
|  | Demand | Production Plant |  | 6673009 | 6673009 |  |  | 2346516.9038 | 0 | 0 |  | 665532.5526 | 0 | 0 |  | 49901.4286 | 0 | 0 |  | 680815.7451 | 0 | 0 |  | 46731.082 | 0 | 0 |  | 669077.255 | 0 | 0 |  | 1442483.0019 | 0 | 0 |  | 520612.147 | 0 | 0 |  | 206011.1358 | 0 | 0 |  | 43083.6153 | 0 | 0 |  | 1295.231 | 0 | 0 |  | 811.4379 | 0 | 0 |  | 136.7967 | 0 | 0 |  | 0.6673 | 0 | 0 |  | 0 | 0 | 0 |  | 0 | 0 | 0 | 0 | 0 | 0
|  | Energy | Energy @ Source |  | 1457845 |  | 1457845 |  | 0 | 503384.41 | 0 |  | 0 | 142127.9488 | 0 |  | 0 | 10887.231 | 0 |  | 0 | 143910.1833 | 0 |  | 0 | 6503.7426 | 0 |  | 0 | 151109.8808 | 0 |  | 0 | 326496.2342 | 0 |  | 0 | 113632.5142 | 0 |  | 0 | 49015.6536 | 0 |  | 0 | 10175.7627 | 0 |  | 0 | 370.2256 | 0 |  | 0 | 202.6416 | 0 |  | 0 | 27.6443 | 0 |  | 0 | 0.92739 | 0 |  | 0 | 0 | 0 |  | 0 | 0 | 0 | 0 | 0 | 0
|  | Total |  |  | 8130854 | 6673009 | 1457845 |  | 2346516.9038 | 503384.41 | 0 |  | 665532.5526 | 142127.9488 | 0 |  | 49901.4286 | 10887.231 | 0 |  | 680815.7451 | 143910.1833 | 0 |  | 46731.082 | 6503.7426 | 0 |  | 669077.255 | 151109.8808 | 0 |  | 1442483.0019 | 326496.2342 | 0 |  | 520612.147 | 113632.5142 | 0 |  | 206011.1358 | 49015.6536 | 0 |  | 43083.6153 | 10175.7627 | 0 |  | 1295.231 | 370.2256 | 0 |  | 811.4379 | 202.6416 | 0 |  | 136.7967 | 27.6443 | 0 |  | 0.6673 | 0.92739 | 0 |  | 0 | 0 | 0 |  | 0 | 0 | 0 | 0 | 0 | 0

## Allocation Pct
[8 empty] | 9 | 10 | 11 | 1 | 2 | 3 | 1 | 2 | 3 | 1 | 2 | 3 | 1 | 2 | 3 | 1 | 2 | 3 | 1 | 2 | 3 | 1 | 2 | 3 | 1 | 2 | 3 | 1 | 2 | 3 | 1 | 2 | 3 | 1 | 2 | 3 | 1 | 2 | 3 | 1 | 2 | 3 | 1 | 2 | 3 | 1 | 2 | 3
|  | Allocation Factor |  | Total Kentucky |  |  |  | Residential (RS) |  |  | General Service |  |  | All Electric Schools (AES) |  |  | Power Service-Secondary (PS-Sec) |  |  | Power Service-Primary (PS-Pri) |  |  | Time of Day-Secondary (TOD-Sec) |  |  | Time of Day-Primary (TOD-Pri) |  |  | Retail Transmission (RTS) |  |  | Fluctuating Load Service (FLS) |  |  | Outdoor Lighting (LS & RLS) |  |  | Lighting Energy (LE) |  |  | Traffic Energy |  |  | Outdoor Sports Lighting (OSL) |  |  | Electric Vehicle Charging (EV) |  |  | Solar Share (SSP) |  |  | Business Solar (BS) |  |  | Check
Description |  | Name | No | Total | Demand | Energy | Customer | Demand | Energy | Customer | Demand | Energy | Customer | Demand | Energy | Customer | Demand | Energy | Customer | Demand | Energy | Customer | Demand | Energy | Customer | Demand | Energy | Customer | Demand | Energy | Customer | Demand | Energy | Customer | Demand | Energy | Customer | Demand | Energy | Customer | Demand | Energy | Customer | Demand | Energy | Customer | Demand | Energy | Customer | Demand | Energy | Customer | Demand | Energy | Customer | Demand | Energy | Customer | Total
| Energy (at the Meter) |  | 1 | 100% | 0% | 100% | 0% | 0% | 34.15% | 0% | 0% | 9.643% | 0% | 0% | 0.7387% | 0% | 0% | 9.764% | 0% | 0% | 0.4524% | 0% | 0% | 10.25% | 0% | 0% | 22.71% | 0% | 0% | 8.072% | 0% | 0% | 3.482% | 0% | 0% | 0.6904% | 0% | 0% | 0.02512% | 0% | 0% | 0.01375% | 0% | 0% | 0.001876% | 0% | 0% | 6.292e-05% | 0% | 0% | 0% | 0% | 0% | 0% | 0%
| Energy (Loss Adjusted)(at Source) | Energy | 2 | 100% | 0% | 100% | 0% | 0% | 34.53% | 0% | 0% | 9.749% | 0% | 0% | 0.7468% | 0% | 0% | 9.871% | 0% | 0% | 0.4461% | 0% | 0% | 10.37% | 0% | 0% | 22.4% | 0% | 0% | 7.795% | 0% | 0% | 3.362% | 0% | 0% | 0.698% | 0% | 0% | 0.0254% | 0% | 0% | 0.0139% | 0% | 0% | 0.001896% | 0% | 0% | 6.361e-05% | 0% | 0% | 0% | 0% | 0% | 0% | 0%
| Customers (Monthly Bills) | Bills | 3 | 100% | 0% | 0% | 100% | 0% | 0% | 62.66% | 0% | 0% | 11.73% | 0% | 0% | 0.06003% | 0% | 0% | 0.629% | 0% | 0% | 0.02886% | 0% | 0% | 0.1085% | 0% | 0% | 0.0362% | 0% | 0% | 0.002833% | 0% | 0% | 0.0001416% | 0% | 0% | 24.55% | 0% | 0% | 0.0153% | 0% | 0% | 0.1885% | 0% | 0% | 0.0005666% | 0% | 0% | 0.001416% | 0% | 0% | 0% | 0% | 0% | 0%
| Average Customers (Bills/12) | Custa | 4 | 100% | 0% | 0% | 100% | 0% | 0% | 62.66% | 0% | 0% | 11.73% | 0% | 0% | 0.06006% | 0% | 0% | 0.6291% | 0% | 0% | 0.0289% | 0% | 0% | 0.1085% | 0% | 0% | 0.03626% | 0% | 0% | 0.002833% | 0% | 0% | 0.0001416% | 0% | 0% | 24.55% | 0% | 0% | 0.0153% | 0% | 0% | 0.1885% | 0% | 0% | 0.0005666% | 0% | 0% | 0.001416% | 0% | 0% | 0% | 0% | 0% | 0%
| Average Customers (Lighting = Lights) | Custal | 5 | 100% | 0% | 0% | 100% | 0% | 0% | 62.66% | 0% | 0% | 11.73% | 0% | 0% | 0.06006% | 0% | 0% | 0.6291% | 0% | 0% | 0.0289% | 0% | 0% | 0.1085% | 0% | 0% | 0.03626% | 0% | 0% | 0.002833% | 0% | 0% | 0.0001416% | 0% | 0% | 24.55% | 0% | 0% | 0.0153% | 0% | 0% | 0.1885% | 0% | 0% | 0.0005666% | 0% | 0% | 0.001416% | 0% | 0% | 0% | 0% | 0% | 0%
| Weighted Average Customers (Lighting =9 Lights per Cust) | Cust05 | 6 | 100% | 0% | 0% | 100% | 0% | 0% | 64.96% | 0% | 0% | 24.31% | 0% | 0% | 0.6227% | 0% | 0% | 3.261% | 0% | 0% | 0.1498% | 0% | 0% | 2.812% | 0% | 0% | 0.9399% | 0% | 0% | 0.07343% | 0% | 0% | 0.007343% | 0% | 0% | 2.828% | 0% | 0% | 0.001762% | 0% | 0% | 0.02173% | 0% | 0% | 0.002937% | 0% | 0% | 0.002937% | 0% | 0% | 0% | 0% | 0% | 0%
| Street Lighting | Cust04 | 7 | 100% | 0% | 0% | 100% | 0% | 0% | 0% | 0% | 0% | 0% | 0% | 0% | 0% | 0% | 0% | 0% | 0% | 0% | 0% | 0% | 0% | 0% | 0% | 0% | 0% | 0% | 0% | 0% | 0% | 0% | 0% | 0% | 0% | 100% | 0% | 0% | 0% | 0% | 0% | 0% | 0% | 0% | 0% | 0% | 0% | 0% | 0% | 0% | 0% | 0% | 0% | 0%
| Average Customers | Cust01 | 8 | 100% | 0% | 0% | 100% | 0% | 0% | 62.66% | 0% | 0% | 11.73% | 0% | 0% | 0.06006% | 0% | 0% | 0.6291% | 0% | 0% | 0.0289% | 0% | 0% | 0.1085% | 0% | 0% | 0.03626% | 0% | 0% | 0.002833% | 0% | 0% | 0.0001416% | 0% | 0% | 24.55% | 0% | 0% | 0.0153% | 0% | 0% | 0.1885% | 0% | 0% | 0.0005666% | 0% | 0% | 0.001416% | 0% | 0% | 0% | 0% | 0% | 0%
| Average Customers (Lighting = 9 Lights per Cust) | Cust06 | 9 | 100% | 0% | 0% | 100% | 0% | 0% | 80.33% | 0% | 0% | 15.03% | 0% | 0% | 0.077% | 0% | 0% | 0.8065% | 0% | 0% | 0.03705% | 0% | 0% | 0.1391% | 0% | 0% | 0.04649% | 0% | 0% | 0.003632% | 0% | 0% | 0.0001816% | 0% | 0% | 3.497% | 0% | 0% | 0.002179% | 0% | 0% | 0.02688% | 0% | 0% | 0.0007264% | 0% | 0% | 0.001816% | 0% | 0% | 0% | 0% | 0% | 0%
| Average Secondary Customers | Cust07 | 10 | 100% | 0% | 0% | 100% | 0% | 0% | 80.4% | 0% | 0% | 15.05% | 0% | 0% | 0.07706% | 0% | 0% | 0.8072% | 0% | 0% | 0% | 0% | 0% | 0.1392% | 0% | 0% | 0% | 0% | 0% | 0% | 0% | 0% | 0% | 0% | 0% | 3.5% | 0% | 0% | 0.002181% | 0% | 0% | 0.0269% | 0% | 0% | 0.000727% | 0% | 0% | 0.001818% | 0% | 0% | 0% | 0% | 0% | 0%
| Average Primary Customers | Cust08 | 11 | 100% | 0% | 0% | 100% | 0% | 0% | 80.33% | 0% | 0% | 15.03% | 0% | 0% | 0.077% | 0% | 0% | 0.8065% | 0% | 0% | 0.03705% | 0% | 0% | 0.1391% | 0% | 0% | 0.04649% | 0% | 0% | 0% | 0% | 0% | 0% | 0% | 0% | 3.497% | 0% | 0% | 0.002179% | 0% | 0% | 0.02688% | 0% | 0% | 0.0007264% | 0% | 0% | 0.001816% | 0% | 0% | 0% | 0% | 0% | 0%
| Average Transformer Customers | Cust09 | 12 | 100% | 0% | 0% | 100% | 0% | 0% | 80.4% | 0% | 0% | 15.05% | 0% | 0% | 0.07706% | 0% | 0% | 0.8072% | 0% | 0% | 0% | 0% | 0% | 0.1392% | 0% | 0% | 0% | 0% | 0% | 0% | 0% | 0% | 0% | 0% | 0% | 3.5% | 0% | 0% | 0.002181% | 0% | 0% | 0.0269% | 0% | 0% | 0.000727% | 0% | 0% | 0.001818% | 0% | 0% | 0% | 0% | 0% | 0%
| Average Customers | Custb | 13 | #DIV/0! | #DIV/0! | #DIV/0! | #DIV/0! | #DIV/0! | #DIV/0! | #DIV/0! | #DIV/0! | #DIV/0! | #DIV/0! | #DIV/0! | #DIV/0! | #DIV/0! | #DIV/0! | #DIV/0! | #DIV/0! | #DIV/0! | #DIV/0! | #DIV/0! | #DIV/0! | #DIV/0! | #DIV/0! | #DIV/0! | #DIV/0! | #DIV/0! | #DIV/0! | #DIV/0! | #DIV/0! | #DIV/0! | #DIV/0! | #DIV/0! | #DIV/0! | #DIV/0! | #DIV/0! | #DIV/0! | #DIV/0! | #DIV/0! | #DIV/0! | #DIV/0! | #DIV/0! | #DIV/0! | #DIV/0! | #DIV/0! | #DIV/0! | #DIV/0! | #DIV/0! | #DIV/0! | #DIV/0! | #DIV/0! | #DIV/0! | #DIV/0! | #DIV/0!
| Average Customers (Lighting = Lights) | Custbl | 14 | #DIV/0! | #DIV/0! | #DIV/0! | #DIV/0! | #DIV/0! | #DIV/0! | #DIV/0! | #DIV/0! | #DIV/0! | #DIV/0! | #DIV/0! | #DIV/0! | #DIV/0! | #DIV/0! | #DIV/0! | #DIV/0! | #DIV/0! | #DIV/0! | #DIV/0! | #DIV/0! | #DIV/0! | #DIV/0! | #DIV/0! | #DIV/0! | #DIV/0! | #DIV/0! | #DIV/0! | #DIV/0! | #DIV/0! | #DIV/0! | #DIV/0! | #DIV/0! | #DIV/0! | #DIV/0! | #DIV/0! | #DIV/0! | #DIV/0! | #DIV/0! | #DIV/0! | #DIV/0! | #DIV/0! | #DIV/0! | #DIV/0! | #DIV/0! | #DIV/0! | #DIV/0! | #DIV/0! | #DIV/0! | #DIV/0! | #DIV/0! | #DIV/0! | #DIV/0!
| Weighted Average Customers (Lighting =9 Lights per Cust) | PCust05 | 15 | #DIV/0! | #DIV/0! | #DIV/0! | #DIV/0! | #DIV/0! | #DIV/0! | #DIV/0! | #DIV/0! | #DIV/0! | #DIV/0! | #DIV/0! | #DIV/0! | #DIV/0! | #DIV/0! | #DIV/0! | #DIV/0! | #DIV/0! | #DIV/0! | #DIV/0! | #DIV/0! | #DIV/0! | #DIV/0! | #DIV/0! | #DIV/0! | #DIV/0! | #DIV/0! | #DIV/0! | #DIV/0! | #DIV/0! | #DIV/0! | #DIV/0! | #DIV/0! | #DIV/0! | #DIV/0! | #DIV/0! | #DIV/0! | #DIV/0! | #DIV/0! | #DIV/0! | #DIV/0! | #DIV/0! | #DIV/0! | #DIV/0! | #DIV/0! | #DIV/0! | #DIV/0! | #DIV/0! | #DIV/0! | #DIV/0! | #DIV/0! | #DIV/0! | #DIV/0!
| Street Lighting | PCust04 | 16 | 100% | 0% | 0% | 100% | 0% | 0% | 0% | 0% | 0% | 0% | 0% | 0% | 0% | 0% | 0% | 0% | 0% | 0% | 0% | 0% | 0% | 0% | 0% | 0% | 0% | 0% | 0% | 0% | 0% | 0% | 0% | 0% | 0% | 100% | 0% | 0% | 0% | 0% | 0% | 0% | 0% | 0% | 0% | 0% | 0% | 0% | 0% | 0% | 0% | 0% | 0% | 0%
| Average Customers | PCust01 | 17 | #DIV/0! | #DIV/0! | #DIV/0! | #DIV/0! | #DIV/0! | #DIV/0! | #DIV/0! | #DIV/0! | #DIV/0! | #DIV/0! | #DIV/0! | #DIV/0! | #DIV/0! | #DIV/0! | #DIV/0! | #DIV/0! | #DIV/0! | #DIV/0! | #DIV/0! | #DIV/0! | #DIV/0! | #DIV/0! | #DIV/0! | #DIV/0! | #DIV/0! | #DIV/0! | #DIV/0! | #DIV/0! | #DIV/0! | #DIV/0! | #DIV/0! | #DIV/0! | #DIV/0! | #DIV/0! | #DIV/0! | #DIV/0! | #DIV/0! | #DIV/0! | #DIV/0! | #DIV/0! | #DIV/0! | #DIV/0! | #DIV/0! | #DIV/0! | #DIV/0! | #DIV/0! | #DIV/0! | #DIV/0! | #DIV/0! | #DIV/0! | #DIV/0! | #DIV/0!
| Average Customers (Lighting = 9 Lights per Cust) | PCust06 | 18 | #DIV/0! | #DIV/0! | #DIV/0! | #DIV/0! | #DIV/0! | #DIV/0! | #DIV/0! | #DIV/0! | #DIV/0! | #DIV/0! | #DIV/0! | #DIV/0! | #DIV/0! | #DIV/0! | #DIV/0! | #DIV/0! | #DIV/0! | #DIV/0! | #DIV/0! | #DIV/0! | #DIV/0! | #DIV/0! | #DIV/0! | #DIV/0! | #DIV/0! | #DIV/0! | #DIV/0! | #DIV/0! | #DIV/0! | #DIV/0! | #DIV/0! | #DIV/0! | #DIV/0! | #DIV/0! | #DIV/0! | #DIV/0! | #DIV/0! | #DIV/0! | #DIV/0! | #DIV/0! | #DIV/0! | #DIV/0! | #DIV/0! | #DIV/0! | #DIV/0! | #DIV/0! | #DIV/0! | #DIV/0! | #DIV/0! | #DIV/0! | #DIV/0! | #DIV/0!
| Average Secondary Customers | PCust07 | 19 | #DIV/0! | #DIV/0! | #DIV/0! | #DIV/0! | #DIV/0! | #DIV/0! | #DIV/0! | #DIV/0! | #DIV/0! | #DIV/0! | #DIV/0! | #DIV/0! | #DIV/0! | #DIV/0! | #DIV/0! | #DIV/0! | #DIV/0! | #DIV/0! | #DIV/0! | #DIV/0! | #DIV/0! | #DIV/0! | #DIV/0! | #DIV/0! | #DIV/0! | #DIV/0! | #DIV/0! | #DIV/0! | #DIV/0! | #DIV/0! | #DIV/0! | #DIV/0! | #DIV/0! | #DIV/0! | #DIV/0! | #DIV/0! | #DIV/0! | #DIV/0! | #DIV/0! | #DIV/0! | #DIV/0! | #DIV/0! | #DIV/0! | #DIV/0! | #DIV/0! | #DIV/0! | #DIV/0! | #DIV/0! | #DIV/0! | #DIV/0! | #DIV/0! | #DIV/0!
| Average Primary Customers | PCust08 | 20 | #DIV/0! | #DIV/0! | #DIV/0! | #DIV/0! | #DIV/0! | #DIV/0! | #DIV/0! | #DIV/0! | #DIV/0! | #DIV/0! | #DIV/0! | #DIV/0! | #DIV/0! | #DIV/0! | #DIV/0! | #DIV/0! | #DIV/0! | #DIV/0! | #DIV/0! | #DIV/0! | #DIV/0! | #DIV/0! | #DIV/0! | #DIV/0! | #DIV/0! | #DIV/0! | #DIV/0! | #DIV/0! | #DIV/0! | #DIV/0! | #DIV/0! | #DIV/0! | #DIV/0! | #DIV/0! | #DIV/0! | #DIV/0! | #DIV/0! | #DIV/0! | #DIV/0! | #DIV/0! | #DIV/0! | #DIV/0! | #DIV/0! | #DIV/0! | #DIV/0! | #DIV/0! | #DIV/0! | #DIV/0! | #DIV/0! | #DIV/0! | #DIV/0! | #DIV/0!
| Average Transformer Customers | PCust09 | 21 | #DIV/0! | #DIV/0! | #DIV/0! | #DIV/0! | #DIV/0! | #DIV/0! | #DIV/0! | #DIV/0! | #DIV/0! | #DIV/0! | #DIV/0! | #DIV/0! | #DIV/0! | #DIV/0! | #DIV/0! | #DIV/0! | #DIV/0! | #DIV/0! | #DIV/0! | #DIV/0! | #DIV/0! | #DIV/0! | #DIV/0! | #DIV/0! | #DIV/0! | #DIV/0! | #DIV/0! | #DIV/0! | #DIV/0! | #DIV/0! | #DIV/0! | #DIV/0! | #DIV/0! | #DIV/0! | #DIV/0! | #DIV/0! | #DIV/0! | #DIV/0! | #DIV/0! | #DIV/0! | #DIV/0! | #DIV/0! | #DIV/0! | #DIV/0! | #DIV/0! | #DIV/0! | #DIV/0! | #DIV/0! | #DIV/0! | #DIV/0! | #DIV/0! | #DIV/0!
| Maximum Class Non-Coincident Peak Demands (Transmission) | NCPT | 22 | 100% | 100% | 0% | 0% | 44.21% | 0% | 0% | 11.35% | 0% | 0% | 1.162% | 0% | 0% | 10.12% | 0% | 0% | 0.435% | 0% | 0% | 8.957% | 0% | 0% | 14.59% | 0% | 0% | 5.058% | 0% | 0% | 3.39% | 0% | 0% | 0.6827% | 0% | 0% | 0.02484% | 0% | 0% | 0.006692% | 0% | 0% | 0.009424% | 0% | 0% | 5.88e-05% | 0% | 0% | 0% | 0% | 0% | 0% | 0% | 0%
| Maximum Class Non-Coincident Peak Demands (Primary) | NCPP | 23 | 100% | 100% | 0% | 0% | 48.29% | 0% | 0% | 12.4% | 0% | 0% | 1.269% | 0% | 0% | 11.06% | 0% | 0% | 0.4752% | 0% | 0% | 9.783% | 0% | 0% | 15.93% | 0% | 0% | 0% | 0% | 0% | 0% | 0% | 0% | 0.7457% | 0% | 0% | 0.02713% | 0% | 0% | 0.00731% | 0% | 0% | 0.01029% | 0% | 0% | 6.423e-05% | 0% | 0% | 0% | 0% | 0% | 0% | 0% | 0%
| Sum of the Individual Customer Demands (Transformer) | SICDT | 24 | 100% | 100% | 0% | 0% | 68.36% | 0% | 0% | 12.75% | 0% | 0% | 0.9243% | 0% | 0% | 9.421% | 0% | 0% | 0% | 0% | 0% | 8.04% | 0% | 0% | 0% | 0% | 0% | 0% | 0% | 0% | 0% | 0% | 0% | 0.475% | 0% | 0% | 0.01728% | 0% | 0% | 0.004657% | 0% | 0% | 0.01117% | 0% | 0% | 4.092e-05% | 0% | 0% | 0% | 0% | 0% | 0% | 0% | 0%
| Sum of the Individual Customer Demands (Secondary) | SICD | 25 | 100% | 100% | 0% | 0% | 82.83% | 0% | 0% | 15.45% | 0% | 0% | 1.12% | 0% | 0% | 0% | 0% | 0% | 0% | 0% | 0% | 0% | 0% | 0% | 0% | 0% | 0% | 0% | 0% | 0% | 0% | 0% | 0% | 0.5756% | 0% | 0% | 0.02094% | 0% | 0% | 0.005642% | 0% | 0% | 0% | 0% | 0% | 4.958e-05% | 0% | 0% | 0% | 0% | 0% | 0% | 0% | 0%
| Prob Dispatch - Historic - Pro Rata - Gross Plant | PDisp Gplant | 26 | 100% | 100% | 0% | 0% | 35.16% | 0% | 0% | 9.974% | 0% | 0% | 0.7478% | 0% | 0% | 10.2% | 0% | 0% | 0.7003% | 0% | 0% | 10.03% | 0% | 0% | 21.62% | 0% | 0% | 7.802% | 0% | 0% | 3.087% | 0% | 0% | 0.6456% | 0% | 0% | 0.01941% | 0% | 0% | 0.01216% | 0% | 0% | 0.00205% | 0% | 0% | 1e-05% | 0% | 0% | 0% | 0% | 0% | 0% | 0% | 0%
| Primary Distribution Plant -- Average Number of Customers | C08 | 27 | #DIV/0! | #DIV/0! | #DIV/0! | #DIV/0! | #DIV/0! | #DIV/0! | #DIV/0! | #DIV/0! | #DIV/0! | #DIV/0! | #DIV/0! | #DIV/0! | #DIV/0! | #DIV/0! | #DIV/0! | #DIV/0! | #DIV/0! | #DIV/0! | #DIV/0! | #DIV/0! | #DIV/0! | #DIV/0! | #DIV/0! | #DIV/0! | #DIV/0! | #DIV/0! | #DIV/0! | #DIV/0! | #DIV/0! | #DIV/0! | #DIV/0! | #DIV/0! | #DIV/0! | #DIV/0! | #DIV/0! | #DIV/0! | #DIV/0! | #DIV/0! | #DIV/0! | #DIV/0! | #DIV/0! | #DIV/0! | #DIV/0! | #DIV/0! | #DIV/0! | #DIV/0! | #DIV/0! | #DIV/0! | #DIV/0! | #DIV/0! | #DIV/0! | #DIV/0!
| Customer Services -- Weighted cost of Services | C02 | 28 | 100% | 0% | 0% | 100% | 0% | 0% | 79.09% | 0% | 0% | 17.78% | 0% | 0% | 0.1609% | 0% | 0% | 2.31% | 0% | 0% | 0% | 0% | 0% | 0.661% | 0% | 0% | 0% | 0% | 0% | 0% | 0% | 0% | 0% | 0% | 0% | 0% | 0% | 0% | 0% | 0% | 0% | 0% | 0% | 0% | 0.002081% | 0% | 0% | 0% | 0% | 0% | 0% | 0% | 0% | 0%
| Meter Costs -- Weighted Cost of Meters | C03 | 29 | 100% | 0% | 0% | 100% | 0% | 0% | 60.41% | 0% | 0% | 24.38% | 0% | 0% | 0.4976% | 0% | 0% | 7.622% | 0% | 0% | 1.491% | 0% | 0% | 1.363% | 0% | 0% | 2.641% | 0% | 0% | 1.309% | 0% | 0% | 0.08082% | 0% | 0% | 0% | 0% | 0% | 0.01475% | 0% | 0% | 0.1818% | 0% | 0% | 0.006867% | 0% | 0% | 0% | 0% | 0% | 0% | 0% | 0% | 0%
| Outdoor Lighting Customers | C04 | 30 | 100% | 0% | 0% | 100% | 0% | 0% | 0% | 0% | 0% | 0% | 0% | 0% | 0% | 0% | 0% | 0% | 0% | 0% | 0% | 0% | 0% | 0% | 0% | 0% | 0% | 0% | 0% | 0% | 0% | 0% | 0% | 0% | 0% | 100% | 0% | 0% | 0% | 0% | 0% | 0% | 0% | 0% | 0% | 0% | 0% | 0% | 0% | 0% | 0% | 0% | 0% | 0%
| Meter Reading and Billing -- Weighted Cost | C05 | 31 | 100% | 0% | 0% | 100% | 0% | 0% | 64.96% | 0% | 0% | 24.31% | 0% | 0% | 0.6227% | 0% | 0% | 3.261% | 0% | 0% | 0.1498% | 0% | 0% | 2.812% | 0% | 0% | 0.9399% | 0% | 0% | 0.07343% | 0% | 0% | 0.007343% | 0% | 0% | 2.828% | 0% | 0% | 0.001762% | 0% | 0% | 0.02173% | 0% | 0% | 0.002937% | 0% | 0% | 0.002937% | 0% | 0% | 0% | 0% | 0% | 0%
| Marketing/Economic Development | C06 | 32 | 100% | 0% | 0% | 100% | 0% | 0% | 80.33% | 0% | 0% | 15.03% | 0% | 0% | 0.077% | 0% | 0% | 0.8065% | 0% | 0% | 0.03705% | 0% | 0% | 0.1391% | 0% | 0% | 0.04649% | 0% | 0% | 0.003632% | 0% | 0% | 0.0001816% | 0% | 0% | 3.497% | 0% | 0% | 0.002179% | 0% | 0% | 0.02688% | 0% | 0% | 0.0007264% | 0% | 0% | 0.001816% | 0% | 0% | 0% | 0% | 0% | 0%
| Meters Gross Plant Allocator | MGPA | 33 | #DIV/0! | #DIV/0! | #DIV/0! | #DIV/0! | #DIV/0! | #DIV/0! | #DIV/0! | #DIV/0! | #DIV/0! | #DIV/0! | #DIV/0! | #DIV/0! | #DIV/0! | #DIV/0! | #DIV/0! | #DIV/0! | #DIV/0! | #DIV/0! | #DIV/0! | #DIV/0! | #DIV/0! | #DIV/0! | #DIV/0! | #DIV/0! | #DIV/0! | #DIV/0! | #DIV/0! | #DIV/0! | #DIV/0! | #DIV/0! | #DIV/0! | #DIV/0! | #DIV/0! | #DIV/0! | #DIV/0! | #DIV/0! | #DIV/0! | #DIV/0! | #DIV/0! | #DIV/0! | #DIV/0! | #DIV/0! | #DIV/0! | #DIV/0! | #DIV/0! | #DIV/0! | #DIV/0! | #DIV/0! | #DIV/0! | #DIV/0! | #DIV/0! | #DIV/0!
| Gross Plant Production LOLP Demand Allocator | GPLOLPDA | 34 | #DIV/0! | #DIV/0! | #DIV/0! | #DIV/0! | #DIV/0! | #DIV/0! | #DIV/0! | #DIV/0! | #DIV/0! | #DIV/0! | #DIV/0! | #DIV/0! | #DIV/0! | #DIV/0! | #DIV/0! | #DIV/0! | #DIV/0! | #DIV/0! | #DIV/0! | #DIV/0! | #DIV/0! | #DIV/0! | #DIV/0! | #DIV/0! | #DIV/0! | #DIV/0! | #DIV/0! | #DIV/0! | #DIV/0! | #DIV/0! | #DIV/0! | #DIV/0! | #DIV/0! | #DIV/0! | #DIV/0! | #DIV/0! | #DIV/0! | #DIV/0! | #DIV/0! | #DIV/0! | #DIV/0! | #DIV/0! | #DIV/0! | #DIV/0! | #DIV/0! | #DIV/0! | #DIV/0! | #DIV/0! | #DIV/0! | #DIV/0! | #DIV/0! | #DIV/0!
| Total Prod, Trans, and Dist Plant | PT&D | 35 | 100% | 92.07% | 0% | 7.932% | 36.48% | 0% | 4.961% | 9.793% | 0% | 1.073% | 0.8171% | 0% | 0.009405% | 9.339% | 0% | 0.1261% | 0.5583% | 0% | 0.01189% | 8.886% | 0% | 0.02567% | 17.55% | 0% | 0.02106% | 5.599% | 0% | 0.01044% | 2.405% | 0% | 0.0006444% | 0.6076% | 0% | 1.689% | 0.01954% | 0% | 0.0002103% | 0.009625% | 0% | 0.002593% | 0.004052% | 0% | 0.0001136% | 2.363e-05% | 0% | 7.725e-05% | 0% | 0% | 0% | 0% | 0% | 0%
| Total Production Plant | Prod | 36 | 100% | 100% | 0% | 0% | 35.16% | 0% | 0% | 9.974% | 0% | 0% | 0.7478% | 0% | 0% | 10.2% | 0% | 0% | 0.7003% | 0% | 0% | 10.03% | 0% | 0% | 21.62% | 0% | 0% | 7.802% | 0% | 0% | 3.087% | 0% | 0% | 0.6456% | 0% | 0% | 0.01941% | 0% | 0% | 0.01216% | 0% | 0% | 0.00205% | 0% | 0% | 1e-05% | 0% | 0% | 0% | 0% | 0% | 0% | 0% | 0%
| Total Distribution Plant | Distplt | 37 | 100% | 66.17% | 0% | 33.83% | 35.54% | 0% | 21.16% | 8.403% | 0% | 4.576% | 0.803% | 0% | 0.04011% | 6.563% | 0% | 0.538% | 0.2489% | 0% | 0.0507% | 5.782% | 0% | 0.1095% | 8.345% | 0% | 0.08981% | 0% | 0% | 0.04453% | 0% | 0% | 0.002749% | 0.4617% | 0% | 7.205% | 0.0168% | 0% | 0.000897% | 0.004526% | 0% | 0.01106% | 0.006305% | 0% | 0.0004846% | 3.977e-05% | 0% | 0.0003295% | 0% | 0% | 0% | 0% | 0% | 0%
| Total Transmission Plant | Trans | 38 | 100% | 100% | 0% | 0% | 44.21% | 0% | 0% | 11.35% | 0% | 0% | 1.162% | 0% | 0% | 10.12% | 0% | 0% | 0.435% | 0% | 0% | 8.957% | 0% | 0% | 14.59% | 0% | 0% | 5.058% | 0% | 0% | 3.39% | 0% | 0% | 0.6827% | 0% | 0% | 0.02484% | 0% | 0% | 0.006692% | 0% | 0% | 0.009424% | 0% | 0% | 5.88e-05% | 0% | 0% | 0% | 0% | 0% | 0% | 0% | 0%
| Total Plant in Service | TPIS | 39 | 100% | 92.07% | 0% | 7.934% | 36.48% | 0% | 4.963% | 9.793% | 0% | 1.073% | 0.8171% | 0% | 0.009407% | 9.338% | 0% | 0.1262% | 0.5583% | 0% | 0.01189% | 8.885% | 0% | 0.02568% | 17.55% | 0% | 0.02106% | 5.598% | 0% | 0.01044% | 2.404% | 0% | 0.0006446% | 0.6076% | 0% | 1.69% | 0.01954% | 0% | 0.0002104% | 0.009625% | 0% | 0.002594% | 0.004052% | 0% | 0.0001136% | 2.363e-05% | 0% | 7.727e-05% | 0% | 0% | 0% | 0% | 0% | 0%
| Distrib OH + UG Lines Plant | Dlines | 40 | 100% | 78.88% | 0% | 21.12% | 41.71% | 0% | 16.98% | 10.1% | 0% | 3.178% | 0.9852% | 0% | 0.01628% | 7.566% | 0% | 0.1705% | 0.3251% | 0% | 0% | 6.693% | 0% | 0.02941% | 10.9% | 0% | 0% | 0% | 0% | 0% | 0% | 0% | 0% | 0.5704% | 0% | 0.7392% | 0.02075% | 0% | 0.0004607% | 0.005591% | 0% | 0.005682% | 0.007042% | 0% | 0.0001536% | 4.913e-05% | 0% | 0.0003839% | 0% | 0% | 0% | 0% | 0% | 0%
| Total Steam Power Operation Expenses (Labor) | LBSUB1 | 41 | 100% | 89.29% | 10.71% | 0% | 31.4% | 3.698% | 0% | 8.905% | 1.044% | 0% | 0.6677% | 0.07999% | 0% | 9.11% | 1.057% | 0% | 0.6253% | 0.04778% | 0% | 8.953% | 1.11% | 0% | 19.3% | 2.399% | 0% | 6.966% | 0.8348% | 0% | 2.757% | 0.3601% | 0% | 0.5765% | 0.07476% | 0% | 0.01733% | 0.00272% | 0% | 0.01086% | 0.001489% | 0% | 0.00183% | 0.0002031% | 0% | 8.929e-06% | 6.813e-06% | 0% | 0% | 0% | 0% | 0% | 0% | 0%
| Total Steam Power Generation Maintenance Expense (Labor) | LBSUB2 | 42 | 100% | 10.87% | 89.13% | 0% | 3.822% | 30.78% | 0% | 1.084% | 8.69% | 0% | 0.08127% | 0.6656% | 0% | 1.109% | 8.799% | 0% | 0.07611% | 0.3976% | 0% | 1.09% | 9.239% | 0% | 2.349% | 19.96% | 0% | 0.8479% | 6.947% | 0% | 0.3355% | 2.997% | 0% | 0.07017% | 0.6221% | 0% | 0.002109% | 0.02264% | 0% | 0.001322% | 0.01239% | 0% | 0.0002228% | 0.00169% | 0% | 1.087e-06% | 5.67e-05% | 0% | 0% | 0% | 0% | 0% | 0% | 0%
| Total Hydraulic Power Operation Expenses (Labor) | LBSUB3 | 43 | #DIV/0! | #DIV/0! | #DIV/0! | #DIV/0! | #DIV/0! | #DIV/0! | #DIV/0! | #DIV/0! | #DIV/0! | #DIV/0! | #DIV/0! | #DIV/0! | #DIV/0! | #DIV/0! | #DIV/0! | #DIV/0! | #DIV/0! | #DIV/0! | #DIV/0! | #DIV/0! | #DIV/0! | #DIV/0! | #DIV/0! | #DIV/0! | #DIV/0! | #DIV/0! | #DIV/0! | #DIV/0! | #DIV/0! | #DIV/0! | #DIV/0! | #DIV/0! | #DIV/0! | #DIV/0! | #DIV/0! | #DIV/0! | #DIV/0! | #DIV/0! | #DIV/0! | #DIV/0! | #DIV/0! | #DIV/0! | #DIV/0! | #DIV/0! | #DIV/0! | #DIV/0! | #DIV/0! | #DIV/0! | #DIV/0! | #DIV/0! | #DIV/0! | #DIV/0!
| Total Hydraulic Power Generation Maint. Expense (Labor) | LBSUB4 | 44 | 100% | 65.45% | 34.55% | 0% | 23.02% | 11.93% | 0% | 6.528% | 3.368% | 0% | 0.4895% | 0.258% | 0% | 6.678% | 3.41% | 0% | 0.4584% | 0.1541% | 0% | 6.563% | 3.581% | 0% | 14.15% | 7.737% | 0% | 5.106% | 2.693% | 0% | 2.021% | 1.162% | 0% | 0.4226% | 0.2411% | 0% | 0.0127% | 0.008773% | 0% | 0.007959% | 0.004802% | 0% | 0.001342% | 0.0006551% | 0% | 6.545e-06% | 2.198e-05% | 0% | 0% | 0% | 0% | 0% | 0% | 0%
| Total Other Power Generation Expenses (Labor) | LBSUB5 | 45 | 100% | 100% | 0% | 0% | 35.16% | 0% | 0% | 9.974% | 0% | 0% | 0.7478% | 0% | 0% | 10.2% | 0% | 0% | 0.7003% | 0% | 0% | 10.03% | 0% | 0% | 21.62% | 0% | 0% | 7.802% | 0% | 0% | 3.087% | 0% | 0% | 0.6456% | 0% | 0% | 0.01941% | 0% | 0% | 0.01216% | 0% | 0% | 0.00205% | 0% | 0% | 1e-05% | 0% | 0% | 0% | 0% | 0% | 0% | 0% | 0%
| Total Transmission Labor Expenses | LBTRAN | 46 | #DIV/0! | #DIV/0! | #DIV/0! | #DIV/0! | #DIV/0! | #DIV/0! | #DIV/0! | #DIV/0! | #DIV/0! | #DIV/0! | #DIV/0! | #DIV/0! | #DIV/0! | #DIV/0! | #DIV/0! | #DIV/0! | #DIV/0! | #DIV/0! | #DIV/0! | #DIV/0! | #DIV/0! | #DIV/0! | #DIV/0! | #DIV/0! | #DIV/0! | #DIV/0! | #DIV/0! | #DIV/0! | #DIV/0! | #DIV/0! | #DIV/0! | #DIV/0! | #DIV/0! | #DIV/0! | #DIV/0! | #DIV/0! | #DIV/0! | #DIV/0! | #DIV/0! | #DIV/0! | #DIV/0! | #DIV/0! | #DIV/0! | #DIV/0! | #DIV/0! | #DIV/0! | #DIV/0! | #DIV/0! | #DIV/0! | #DIV/0! | #DIV/0! | #DIV/0!
| Total Distribution Operation Labor Expense | LBDO | 47 | 100% | 47.6% | 0% | 52.4% | 24.75% | 0% | 40.16% | 6.028% | 0% | 8.844% | 0.5912% | 0% | 0.07696% | 4.794% | 0% | 1.082% | 0.198% | 0% | 0.01221% | 4.236% | 0% | 0.2947% | 6.64% | 0% | 0.02163% | 0% | 0% | 0.01073% | 0% | 0% | 0.0006621% | 0.3429% | 0% | 1.898% | 0.01247% | 0% | 0.0003174% | 0.003361% | 0% | 0.003913% | 0.00451% | 0% | 0.0009749% | 2.953e-05% | 0% | 0.0001638% | 0% | 0% | 0% | 0% | 0% | 0%
| Total Distribution Maintenance Labor Expense | LBDM | 48 | 100% | 82.17% | 0% | 17.83% | 43.09% | 0% | 14.33% | 10.48% | 0% | 2.682% | 1.027% | 0% | 0.01374% | 8.017% | 0% | 0.144% | 0.3429% | 0% | 2.423e-05% | 7.091% | 0% | 0.02485% | 11.5% | 0% | 4.292e-05% | 0% | 0% | 2.128e-05% | 0% | 0% | 1.314e-06% | 0.5953% | 0% | 0.6268% | 0.02166% | 0% | 0.0003889% | 0.005836% | 0% | 0.004796% | 0.007472% | 0% | 0.0001297% | 5.128e-05% | 0% | 0.0003239% | 0% | 0% | 0% | 0% | 0% | 0%
| Sub-Total Labor Exp | LBSUB7 | 49 | 100% | 51.45% | 22.51% | 26.04% | 20.69% | 7.773% | 17.86% | 5.542% | 2.195% | 5.734% | 0.4713% | 0.1681% | 0.1245% | 5.211% | 2.222% | 0.7417% | 0.3089% | 0.1004% | 0.02895% | 4.938% | 2.333% | 0.5533% | 9.744% | 5.041% | 0.1748% | 2.926% | 1.755% | 0.01478% | 1.258% | 0.7568% | 0.001427% | 0.3436% | 0.1571% | 0.7965% | 0.01116% | 0.005717% | 0.0003881% | 0.005284% | 0.003129% | 0.004787% | 0.00241% | 0.0004269% | 0.0006681% | 1.461e-05% | 1.432e-05% | 0.0005797% | 0% | 0% | 0% | 0% | 0% | 0%
| Account 362 | Acct362 | 50 | 100% | 100% | 0% | 0% | 48.29% | 0% | 0% | 12.4% | 0% | 0% | 1.269% | 0% | 0% | 11.06% | 0% | 0% | 0.4752% | 0% | 0% | 9.783% | 0% | 0% | 15.93% | 0% | 0% | 0% | 0% | 0% | 0% | 0% | 0% | 0.7457% | 0% | 0% | 0.02713% | 0% | 0% | 0.00731% | 0% | 0% | 0.01029% | 0% | 0% | 6.423e-05% | 0% | 0% | 0% | 0% | 0% | 0% | 0% | 0%
| Account 365 | Acct365 | 51 | 100% | 81.15% | 0% | 18.85% | 42.85% | 0% | 15.16% | 10.38% | 0% | 2.836% | 1.014% | 0% | 0.01453% | 7.801% | 0% | 0.1522% | 0.3352% | 0% | 0% | 6.901% | 0% | 0.02625% | 11.24% | 0% | 0% | 0% | 0% | 0% | 0% | 0% | 0% | 0.5871% | 0% | 0.6597% | 0.02136% | 0% | 0.0004112% | 0.005755% | 0% | 0.005071% | 0.007261% | 0% | 0.0001371% | 5.057e-05% | 0% | 0.0003426% | 0% | 0% | 0% | 0% | 0% | 0%
| Account 367 | Acct367 | 52 | 100% | 70.43% | 0% | 29.57% | 37.44% | 0% | 23.77% | 9.034% | 0% | 4.449% | 0.8788% | 0% | 0.02279% | 6.692% | 0% | 0.2387% | 0.2875% | 0% | 0% | 5.92% | 0% | 0.04117% | 9.641% | 0% | 0% | 0% | 0% | 0% | 0% | 0% | 0% | 0.5083% | 0% | 1.035% | 0.01849% | 0% | 0.0006449% | 0.004983% | 0% | 0.007954% | 0.006228% | 0% | 0.000215% | 4.378e-05% | 0% | 0.0005375% | 0% | 0% | 0% | 0% | 0% | 0%
| Account 368 | Acct368 | 53 | 100% | 54.62% | 0% | 45.38% | 37.34% | 0% | 36.48% | 6.965% | 0% | 6.828% | 0.5048% | 0% | 0.03497% | 5.146% | 0% | 0.3663% | 0% | 0% | 0% | 4.392% | 0% | 0.06318% | 0% | 0% | 0% | 0% | 0% | 0% | 0% | 0% | 0% | 0.2595% | 0% | 1.588% | 0.00944% | 0% | 0.0009898% | 0.002543% | 0% | 0.01221% | 0.006099% | 0% | 0.0003299% | 2.235e-05% | 0% | 0.0008248% | 0% | 0% | 0% | 0% | 0% | 0%
| Distribution Operation Labor Excl. Super. & Eng | FO23 | 54 | 100% | 47.6% | 0% | 52.4% | 24.75% | 0% | 40.16% | 6.028% | 0% | 8.844% | 0.5912% | 0% | 0.07696% | 4.794% | 0% | 1.082% | 0.198% | 0% | 0.01221% | 4.236% | 0% | 0.2947% | 6.64% | 0% | 0.02163% | 0% | 0% | 0.01073% | 0% | 0% | 0.0006621% | 0.3429% | 0% | 1.898% | 0.01247% | 0% | 0.0003174% | 0.003361% | 0% | 0.003913% | 0.00451% | 0% | 0.0009749% | 2.953e-05% | 0% | 0.0001638% | 0% | 0% | 0% | 0% | 0% | 0%
| Meter Reading | Mread | 55 | 100% | 0% | 0% | 100% | 0% | 0% | 64.96% | 0% | 0% | 24.31% | 0% | 0% | 0.6227% | 0% | 0% | 3.261% | 0% | 0% | 0.1498% | 0% | 0% | 2.812% | 0% | 0% | 0.9399% | 0% | 0% | 0.07343% | 0% | 0% | 0.007343% | 0% | 0% | 2.828% | 0% | 0% | 0.001762% | 0% | 0% | 0.02173% | 0% | 0% | 0.002937% | 0% | 0% | 0.002937% | 0% | 0% | 0% | 0% | 0% | 0%
| Total Utility Plant | TUP | 56 | 100% | 92.08% | 0% | 7.922% | 36.54% | 0% | 4.955% | 9.802% | 0% | 1.071% | 0.8197% | 0% | 0.009393% | 9.339% | 0% | 0.126% | 0.5568% | 0% | 0.01187% | 8.88% | 0% | 0.02564% | 17.51% | 0% | 0.02103% | 5.584% | 0% | 0.01043% | 2.407% | 0% | 0.0006436% | 0.6079% | 0% | 1.687% | 0.01957% | 0% | 0.0002101% | 0.009593% | 0% | 0.00259% | 0.004097% | 0% | 0.0001135% | 2.393e-05% | 0% | 7.715e-05% | 0% | 0% | 0% | 0% | 0% | 0%
| Operation and Maintenance Expenses Less Purchase Power | OMLPP | 57 | 100% | 27.78% | 61.21% | 11.01% | 11.48% | 21.38% | 7.333% | 3.038% | 6.07% | 2.471% | 0.2672% | 0.4598% | 0.05529% | 2.806% | 6.203% | 0.3672% | 0.1583% | 0.3942% | 0.02939% | 2.629% | 6.187% | 0.2356% | 5.035% | 13.35% | 0.1029% | 1.489% | 4.794% | 0.02143% | 0.6844% | 1.945% | 0.001535% | 0.1866% | 0.4049% | 0.3841% | 0.006192% | 0.01276% | 0.0003415% | 0.002684% | 0.007698% | 0.00421% | 0.001525% | 0.001238% | 0.0003308% | 9.391e-06% | 1.186e-05% | 0.0002462% | 0% | 0% | 0% | 0% | 0% | 0%
| Purchase Power | PurPower | 58 | 100% | 19.72% | 80.28% | 0% | 6.934% | 27.72% | 0% | 1.967% | 7.827% | 0% | 0.1475% | 0.5995% | 0% | 2.012% | 7.925% | 0% | 0.1381% | 0.3581% | 0% | 1.977% | 8.321% | 0% | 4.263% | 17.98% | 0% | 1.538% | 6.258% | 0% | 0.6088% | 2.699% | 0% | 0.1273% | 0.5604% | 0% | 0.003828% | 0.02039% | 0% | 0.002398% | 0.01116% | 0% | 0.0004042% | 0.001522% | 0% | 1.972e-06% | 5.107e-05% | 0% | 0% | 0% | 0% | 0% | 0% | 0%
| Account 502 | Acct 502 | 59 | 100% | 41.97% | 58.03% | 0% | 14.76% | 20.04% | 0% | 4.186% | 5.657% | 0% | 0.3139% | 0.4333% | 0% | 4.282% | 5.728% | 0% | 0.2939% | 0.2589% | 0% | 4.208% | 6.015% | 0% | 9.073% | 13% | 0% | 3.275% | 4.523% | 0% | 1.296% | 1.951% | 0% | 0.271% | 0.405% | 0% | 0.008147% | 0.01474% | 0% | 0.005104% | 0.008066% | 0% | 0.0008604% | 0.0011% | 0% | 4.197e-06% | 3.691e-05% | 0% | 0% | 0% | 0% | 0% | 0% | 0%
| Account 503 | Acct 503 | 60 | 100% | 82.07% | 17.93% | 0% | 28.86% | 6.191% | 0% | 8.185% | 1.748% | 0% | 0.6137% | 0.1339% | 0% | 8.373% | 1.77% | 0% | 0.5747% | 0.07999% | 0% | 8.229% | 1.858% | 0% | 17.74% | 4.016% | 0% | 6.403% | 1.398% | 0% | 2.534% | 0.6028% | 0% | 0.5299% | 0.1251% | 0% | 0.01593% | 0.004553% | 0% | 0.00998% | 0.002492% | 0% | 0.001682% | 0.00034% | 0% | 8.207e-06% | 1.141e-05% | 0% | 0% | 0% | 0% | 0% | 0% | 0%
| Prob Dispatch - Historic - Pro Rata - Depr. Reserve | PDisp DRes | 61 | 100% | 100% | 0% | 0% | 35.43% | 0% | 0% | 9.983% | 0% | 0% | 0.7519% | 0% | 0% | 10.19% | 0% | 0% | 0.6979% | 0% | 0% | 9.982% | 0% | 0% | 21.48% | 0% | 0% | 7.761% | 0% | 0% | 3.06% | 0% | 0% | 0.6234% | 0% | 0% | 0.01875% | 0% | 0% | 0.01202% | 0% | 0% | 0.00205% | 0% | 0% | 1e-05% | 0% | 0% | 0% | 0% | 0% | 0% | 0% | 0%
| Prob Dispatch - Historic - Pro Rata - Depr. Expense | PDisp DExp | 62 | 100% | 100% | 0% | 0% | 35.22% | 0% | 0% | 9.987% | 0% | 0% | 0.7501% | 0% | 0% | 10.21% | 0% | 0% | 0.7016% | 0% | 0% | 10.01% | 0% | 0% | 21.57% | 0% | 0% | 7.8% | 0% | 0% | 3.083% | 0% | 0% | 0.6338% | 0% | 0% | 0.01906% | 0% | 0% | 0.01211% | 0% | 0% | 0.00205% | 0% | 0% | 1e-05% | 0% | 0% | 0% | 0% | 0% | 0% | 0% | 0%
| Time Diff. Fuel | Time Diff | 63 | 100% | 0% | 100% | 0% | 0% | 35.05% | 0% | 0% | 9.962% | 0% | 0% | 0.7525% | 0% | 0% | 10.21% | 0% | 0% | 0.6994% | 0% | 0% | 10.04% | 0% | 0% | 21.64% | 0% | 0% | 7.842% | 0% | 0% | 3.126% | 0% | 0% | 0.6512% | 0% | 0% | 0.01958% | 0% | 0% | 0.0122% | 0% | 0% | 0.002057% | 0% | 0% | 7.001e-06% | 0% | 0% | 0% | 0% | 0% | 0% | 0%
| 0 | 0 | 64 | #DIV/0! | #DIV/0! | #DIV/0! | #DIV/0! | #DIV/0! | #DIV/0! | #DIV/0! | #DIV/0! | #DIV/0! | #DIV/0! | #DIV/0! | #DIV/0! | #DIV/0! | #DIV/0! | #DIV/0! | #DIV/0! | #DIV/0! | #DIV/0! | #DIV/0! | #DIV/0! | #DIV/0! | #DIV/0! | #DIV/0! | #DIV/0! | #DIV/0! | #DIV/0! | #DIV/0! | #DIV/0! | #DIV/0! | #DIV/0! | #DIV/0! | #DIV/0! | #DIV/0! | #DIV/0! | #DIV/0! | #DIV/0! | #DIV/0! | #DIV/0! | #DIV/0! | #DIV/0! | #DIV/0! | #DIV/0! | #DIV/0! | #DIV/0! | #DIV/0! | #DIV/0! | #DIV/0! | #DIV/0! | #DIV/0! | #DIV/0! | #DIV/0! | #DIV/0!
| 0 | 0 | 65 | #DIV/0! | #DIV/0! | #DIV/0! | #DIV/0! | #DIV/0! | #DIV/0! | #DIV/0! | #DIV/0! | #DIV/0! | #DIV/0! | #DIV/0! | #DIV/0! | #DIV/0! | #DIV/0! | #DIV/0! | #DIV/0! | #DIV/0! | #DIV/0! | #DIV/0! | #DIV/0! | #DIV/0! | #DIV/0! | #DIV/0! | #DIV/0! | #DIV/0! | #DIV/0! | #DIV/0! | #DIV/0! | #DIV/0! | #DIV/0! | #DIV/0! | #DIV/0! | #DIV/0! | #DIV/0! | #DIV/0! | #DIV/0! | #DIV/0! | #DIV/0! | #DIV/0! | #DIV/0! | #DIV/0! | #DIV/0! | #DIV/0! | #DIV/0! | #DIV/0! | #DIV/0! | #DIV/0! | #DIV/0! | #DIV/0! | #DIV/0! | #DIV/0! | #DIV/0!
| 0 | 0 | 66 | #DIV/0! | #DIV/0! | #DIV/0! | #DIV/0! | #DIV/0! | #DIV/0! | #DIV/0! | #DIV/0! | #DIV/0! | #DIV/0! | #DIV/0! | #DIV/0! | #DIV/0! | #DIV/0! | #DIV/0! | #DIV/0! | #DIV/0! | #DIV/0! | #DIV/0! | #DIV/0! | #DIV/0! | #DIV/0! | #DIV/0! | #DIV/0! | #DIV/0! | #DIV/0! | #DIV/0! | #DIV/0! | #DIV/0! | #DIV/0! | #DIV/0! | #DIV/0! | #DIV/0! | #DIV/0! | #DIV/0! | #DIV/0! | #DIV/0! | #DIV/0! | #DIV/0! | #DIV/0! | #DIV/0! | #DIV/0! | #DIV/0! | #DIV/0! | #DIV/0! | #DIV/0! | #DIV/0! | #DIV/0! | #DIV/0! | #DIV/0! | #DIV/0! | #DIV/0!
| 0 | 0 | 67 | #DIV/0! | #DIV/0! | #DIV/0! | #DIV/0! | #DIV/0! | #DIV/0! | #DIV/0! | #DIV/0! | #DIV/0! | #DIV/0! | #DIV/0! | #DIV/0! | #DIV/0! | #DIV/0! | #DIV/0! | #DIV/0! | #DIV/0! | #DIV/0! | #DIV/0! | #DIV/0! | #DIV/0! | #DIV/0! | #DIV/0! | #DIV/0! | #DIV/0! | #DIV/0! | #DIV/0! | #DIV/0! | #DIV/0! | #DIV/0! | #DIV/0! | #DIV/0! | #DIV/0! | #DIV/0! | #DIV/0! | #DIV/0! | #DIV/0! | #DIV/0! | #DIV/0! | #DIV/0! | #DIV/0! | #DIV/0! | #DIV/0! | #DIV/0! | #DIV/0! | #DIV/0! | #DIV/0! | #DIV/0! | #DIV/0! | #DIV/0! | #DIV/0! | #DIV/0!
| 0 | 0 | 68 | #DIV/0! | #DIV/0! | #DIV/0! | #DIV/0! | #DIV/0! | #DIV/0! | #DIV/0! | #DIV/0! | #DIV/0! | #DIV/0! | #DIV/0! | #DIV/0! | #DIV/0! | #DIV/0! | #DIV/0! | #DIV/0! | #DIV/0! | #DIV/0! | #DIV/0! | #DIV/0! | #DIV/0! | #DIV/0! | #DIV/0! | #DIV/0! | #DIV/0! | #DIV/0! | #DIV/0! | #DIV/0! | #DIV/0! | #DIV/0! | #DIV/0! | #DIV/0! | #DIV/0! | #DIV/0! | #DIV/0! | #DIV/0! | #DIV/0! | #DIV/0! | #DIV/0! | #DIV/0! | #DIV/0! | #DIV/0! | #DIV/0! | #DIV/0! | #DIV/0! | #DIV/0! | #DIV/0! | #DIV/0! | #DIV/0! | #DIV/0! | #DIV/0! | #DIV/0!
| 0 | 0 | 69 | #DIV/0! | #DIV/0! | #DIV/0! | #DIV/0! | #DIV/0! | #DIV/0! | #DIV/0! | #DIV/0! | #DIV/0! | #DIV/0! | #DIV/0! | #DIV/0! | #DIV/0! | #DIV/0! | #DIV/0! | #DIV/0! | #DIV/0! | #DIV/0! | #DIV/0! | #DIV/0! | #DIV/0! | #DIV/0! | #DIV/0! | #DIV/0! | #DIV/0! | #DIV/0! | #DIV/0! | #DIV/0! | #DIV/0! | #DIV/0! | #DIV/0! | #DIV/0! | #DIV/0! | #DIV/0! | #DIV/0! | #DIV/0! | #DIV/0! | #DIV/0! | #DIV/0! | #DIV/0! | #DIV/0! | #DIV/0! | #DIV/0! | #DIV/0! | #DIV/0! | #DIV/0! | #DIV/0! | #DIV/0! | #DIV/0! | #DIV/0! | #DIV/0! | #DIV/0!
| 0 | 0 | 70 | #DIV/0! | #DIV/0! | #DIV/0! | #DIV/0! | #DIV/0! | #DIV/0! | #DIV/0! | #DIV/0! | #DIV/0! | #DIV/0! | #DIV/0! | #DIV/0! | #DIV/0! | #DIV/0! | #DIV/0! | #DIV/0! | #DIV/0! | #DIV/0! | #DIV/0! | #DIV/0! | #DIV/0! | #DIV/0! | #DIV/0! | #DIV/0! | #DIV/0! | #DIV/0! | #DIV/0! | #DIV/0! | #DIV/0! | #DIV/0! | #DIV/0! | #DIV/0! | #DIV/0! | #DIV/0! | #DIV/0! | #DIV/0! | #DIV/0! | #DIV/0! | #DIV/0! | #DIV/0! | #DIV/0! | #DIV/0! | #DIV/0! | #DIV/0! | #DIV/0! | #DIV/0! | #DIV/0! | #DIV/0! | #DIV/0! | #DIV/0! | #DIV/0! | #DIV/0!
| 0 | 0 | 71 | #DIV/0! | #DIV/0! | #DIV/0! | #DIV/0! | #DIV/0! | #DIV/0! | #DIV/0! | #DIV/0! | #DIV/0! | #DIV/0! | #DIV/0! | #DIV/0! | #DIV/0! | #DIV/0! | #DIV/0! | #DIV/0! | #DIV/0! | #DIV/0! | #DIV/0! | #DIV/0! | #DIV/0! | #DIV/0! | #DIV/0! | #DIV/0! | #DIV/0! | #DIV/0! | #DIV/0! | #DIV/0! | #DIV/0! | #DIV/0! | #DIV/0! | #DIV/0! | #DIV/0! | #DIV/0! | #DIV/0! | #DIV/0! | #DIV/0! | #DIV/0! | #DIV/0! | #DIV/0! | #DIV/0! | #DIV/0! | #DIV/0! | #DIV/0! | #DIV/0! | #DIV/0! | #DIV/0! | #DIV/0! | #DIV/0! | #DIV/0! | #DIV/0! | #DIV/0!
| 0 | 0 | 72 | #DIV/0! | #DIV/0! | #DIV/0! | #DIV/0! | #DIV/0! | #DIV/0! | #DIV/0! | #DIV/0! | #DIV/0! | #DIV/0! | #DIV/0! | #DIV/0! | #DIV/0! | #DIV/0! | #DIV/0! | #DIV/0! | #DIV/0! | #DIV/0! | #DIV/0! | #DIV/0! | #DIV/0! | #DIV/0! | #DIV/0! | #DIV/0! | #DIV/0! | #DIV/0! | #DIV/0! | #DIV/0! | #DIV/0! | #DIV/0! | #DIV/0! | #DIV/0! | #DIV/0! | #DIV/0! | #DIV/0! | #DIV/0! | #DIV/0! | #DIV/0! | #DIV/0! | #DIV/0! | #DIV/0! | #DIV/0! | #DIV/0! | #DIV/0! | #DIV/0! | #DIV/0! | #DIV/0! | #DIV/0! | #DIV/0! | #DIV/0! | #DIV/0! | #DIV/0!
| 0 | 0 | 73 | #DIV/0! | #DIV/0! | #DIV/0! | #DIV/0! | #DIV/0! | #DIV/0! | #DIV/0! | #DIV/0! | #DIV/0! | #DIV/0! | #DIV/0! | #DIV/0! | #DIV/0! | #DIV/0! | #DIV/0! | #DIV/0! | #DIV/0! | #DIV/0! | #DIV/0! | #DIV/0! | #DIV/0! | #DIV/0! | #DIV/0! | #DIV/0! | #DIV/0! | #DIV/0! | #DIV/0! | #DIV/0! | #DIV/0! | #DIV/0! | #DIV/0! | #DIV/0! | #DIV/0! | #DIV/0! | #DIV/0! | #DIV/0! | #DIV/0! | #DIV/0! | #DIV/0! | #DIV/0! | #DIV/0! | #DIV/0! | #DIV/0! | #DIV/0! | #DIV/0! | #DIV/0! | #DIV/0! | #DIV/0! | #DIV/0! | #DIV/0! | #DIV/0! | #DIV/0!
| 0 | 0 | 74 | #DIV/0! | #DIV/0! | #DIV/0! | #DIV/0! | #DIV/0! | #DIV/0! | #DIV/0! | #DIV/0! | #DIV/0! | #DIV/0! | #DIV/0! | #DIV/0! | #DIV/0! | #DIV/0! | #DIV/0! | #DIV/0! | #DIV/0! | #DIV/0! | #DIV/0! | #DIV/0! | #DIV/0! | #DIV/0! | #DIV/0! | #DIV/0! | #DIV/0! | #DIV/0! | #DIV/0! | #DIV/0! | #DIV/0! | #DIV/0! | #DIV/0! | #DIV/0! | #DIV/0! | #DIV/0! | #DIV/0! | #DIV/0! | #DIV/0! | #DIV/0! | #DIV/0! | #DIV/0! | #DIV/0! | #DIV/0! | #DIV/0! | #DIV/0! | #DIV/0! | #DIV/0! | #DIV/0! | #DIV/0! | #DIV/0! | #DIV/0! | #DIV/0! | #DIV/0!
| 0 | 0 | 75 | #DIV/0! | #DIV/0! | #DIV/0! | #DIV/0! | #DIV/0! | #DIV/0! | #DIV/0! | #DIV/0! | #DIV/0! | #DIV/0! | #DIV/0! | #DIV/0! | #DIV/0! | #DIV/0! | #DIV/0! | #DIV/0! | #DIV/0! | #DIV/0! | #DIV/0! | #DIV/0! | #DIV/0! | #DIV/0! | #DIV/0! | #DIV/0! | #DIV/0! | #DIV/0! | #DIV/0! | #DIV/0! | #DIV/0! | #DIV/0! | #DIV/0! | #DIV/0! | #DIV/0! | #DIV/0! | #DIV/0! | #DIV/0! | #DIV/0! | #DIV/0! | #DIV/0! | #DIV/0! | #DIV/0! | #DIV/0! | #DIV/0! | #DIV/0! | #DIV/0! | #DIV/0! | #DIV/0! | #DIV/0! | #DIV/0! | #DIV/0! | #DIV/0! | #DIV/0!

## Dist'n Calcs
| Distribution Primary Lines |  |  |  | Distribution Sec. Lines |  |  | Distribution Line Trans. |  |  | Distribution Services | Distribution Meters | Distribution St. & Cust. Lighting
| Specific | Demand | Customer | Total | Demand | Customer | Total | Demand | Customer | Total | Customer
364 & 365-OVERHEAD LINES | 0 | 234148427.8455 | 416083251.8143 | 650231679.6598 | 97788668.6182 | 173771088.722 | 271559757.3402
% |  | 36.01% | 63.99% |  | 36.01% | 63.99%
366 & 367-UNDERGROUND LINES |  | 37648542.5683 | 112226228.8022 | 149874771.3705 | 24570169.3277 | 73241014.3018 | 97811183.6295
|  | 25.12% | 74.88% |  | 25.12% | 74.88%
368-TRANSFORMERS - POWER POOL | [7 empty] | 2929300.2539 | 2433741.7461 | 5363042
[8 empty] | 54.62% | 45.38%
368-TRANSFORMERS - ALL OTHER | [7 empty] | 175437374.8915 | 145758108.1085 | 321195483
[8 empty] | 54.62% | 45.38%
369-SERVICES
370-METERS
371-CUSTOMER INSTALLATION
373-STREET LIGHTING
364 & 365-OVERHEAD LINES | 921791437
Primary: |  | 650231679.6598
Demand | 234148427.8455 | 36.01%
Customer | 416083251.8143 | 63.99%
Secondary: |  | 271559757.3402
Demand | 97788668.6182 | 36.01%
Customer | 173771088.722 | 63.99%
| 921791437 |  | 921791437
366 & 367-UNDERGROUND LINES | 247685955
Primary: |  | 149874771.3705
Demand | 37648542.5683 | 25.12%
Customer | 112226228.8022 | 74.88%
Secondary: |  | 97811183.6295
Demand | 24570169.3277 | 25.12%
Customer | 73241014.3018 | 74.88%
| 247685955 |  | 247685955
368-TRANSFORMERS - POWER POOL | 5363042
Demand | 2929300.2539 | 54.62%
Customer | 2433741.7461 | 45.38%
368-TRANSFORMERS - ALL OTHER | 321195483
Demand | 175437374.8915 | 54.62%
Customer | 145758108.1085 | 45.38%