## Tables 1 & 2
Table 1
Technology Type | Annual Capacity Factor (%) | Annual Energy per MW (MWh) | Capacity Rate ($/MWh) | Annual Capacity Revenue per MW ($) | On-Peak Capacity Factor, Monthly Average (%)
Single-Axis Tracking Solar | 26% | 2277.6 | 1.82 | 4145.232 | 37.2%
Fixed-Tilt Solar | 16.7% | 1462.92 | 1.7 | 2486.964 | 28.8%
Wind | 25.3% | 2216.28 | 2.98 | 6604.5144 | 28.7%
Table 2
Technology Type | Capacity Rate ($/MWh) | On-Peak Capacity Factor, Monthly Average (%) | Equivalent Perfect Capacity Rate ($/MWh)
Single-Axis Tracking Solar | 1.82 | 37.2% | 4.8925
Fixed-Tilt Solar | 1.7 | 28.8% | 5.9028
Wind | 2.98 | 28.7% | 10.3833
Other | 8.27 | 100% | 8.27

## Tables 3, 4, 9
Table 4 | 2022 | 2023 | 2024 | 2025 | 2026 | Average | 2022-2024 Avg.
LGE | 0.03372 | 0.037761 | 0.042105 | 0.046775 | 0.051793 | 0.042431 | 0.037862
KU | 0.034574 | 0.038717 | 0.043171 | 0.04796 | 0.053104 | 0.043505 | 0.038821
Table 3 & 9 | 2022 | 2023 | 2024 | 2025 | 2026
Levelized Cost per MW ($) | 72488.3302 | 81174.5104 | 90514.3471 | 100553.1675 | 111339.3801
Rate ($/MWh), Excluding Losses | 91.6745 | 102.6597 | 114.4716 | 127.1675 | 140.8086
Rate LG&E ($/MWh), w/Losses | 93.6473 | 104.869 | 116.9351 | 129.9042 | 143.8388
Rate KU ($/MWh), w/Losses | 95.2342 | 106.646 | 118.9166 | 132.1054 | 146.2762

## Hourly LOLP - On-Peak Rate
Month | Day | Hour | Day of Week | Weekend? | LOLP (With DERs) | % Total
1 | 1 | 0 | 6 | 1 | 0 | 0
1 | 1 | 1 | 6 | 1 | 0 | 0
1 | 1 | 2 | 6 | 1 | 0 | 0
1 | 1 | 3 | 6 | 1 | 0 | 0 | Month | LOLP | % Total |  | Summer LOLP
1 | 1 | 4 | 6 | 1 | 0 | 0 | 1 | 0.0072063 | 0.9067% |  | 0.7843
1 | 1 | 5 | 6 | 1 | 0 | 0 | 2 | 0.0012217 | 0.1537% |  | Summer % of Total
1 | 1 | 6 | 6 | 1 | 0 | 0 | 3 | 0.0001053 | 0.01325% |  | 98.68%
1 | 1 | 7 | 6 | 1 | 0 | 0 | 4 | 1.0965e-05 | 0.00138%
1 | 1 | 8 | 6 | 1 | 0 | 0 | 5 | 0.0016895 | 0.2126% |  | Summer Weekend LOLP
1 | 1 | 9 | 6 | 1 | 0 | 0 | 6 | 0.05213 | 6.559% |  | 0.012868
1 | 1 | 10 | 6 | 1 | 0 | 0 | 7 | 0.24801 | 31.2% |  | Summer Weekend % Total Summer LOLP
1 | 1 | 11 | 6 | 1 | 0 | 0 | 8 | 0.44417 | 55.88% |  | 1.641%
1 | 1 | 12 | 6 | 1 | 0 | 0 | 9 | 0.039987 | 5.031% |  | Summer Weekday % Total Summer LOLP
1 | 1 | 13 | 6 | 1 | 0 | 0 | 10 | 0.00017776 | 0.02236% |  | 98.36%
1 | 1 | 14 | 6 | 1 | 0 | 0 | 11 | 6.4026e-06 | 0.0008055%
1 | 1 | 15 | 6 | 1 | 0 | 0 | 12 | 0.00010129 | 0.01274%
1 | 1 | 16 | 6 | 1 | 0 | 0 | TOTAL | 0.79482 | 100%
1 | 1 | 17 | 6 | 1 | 0 | 0
1 | 1 | 18 | 6 | 1 | 0 | 0
1 | 1 | 19 | 6 | 1 | 0 | 0 | Summer Hours | 6 | 7 | 8 | 9 | TOTAL | % Total
1 | 1 | 20 | 6 | 1 | 0 | 0 | 0 | 4.6123e-08 | 6.1223e-07 | 2.0217e-06 | 2.3663e-08 | 2.7038e-06 | 0.0003402%
1 | 1 | 21 | 6 | 1 | 0 | 0 | 1 | 1.1738e-08 | 1.4223e-07 | 4.6196e-07 | 2.5315e-09 | 6.1846e-07 | 7.781e-05%
1 | 1 | 22 | 6 | 1 | 0 | 0 | 2 | 4.9076e-09 | 4.2312e-08 | 1.2386e-07 | 2.1966e-10 | 1.713e-07 | 2.155e-05%
1 | 1 | 23 | 6 | 1 | 0 | 0 | 3 | 2.7781e-09 | 2.0453e-08 | 6.5257e-08 | 0 | 8.8488e-08 | 1.113e-05%
1 | 2 | 0 | 7 | 1 | 0 | 0 | 4 | 8.2759e-09 | 2.8662e-08 | 5.6105e-08 | 4.7132e-10 | 9.3515e-08 | 1.177e-05%
1 | 2 | 1 | 7 | 1 | 0 | 0 | 5 | 3.1486e-08 | 1.3029e-07 | 4.4785e-07 | 4.3443e-08 | 6.5307e-07 | 8.217e-05%
1 | 2 | 2 | 7 | 1 | 0 | 0 | 6 | 1.7734e-07 | 4.9826e-07 | 2.1716e-06 | 2.2425e-07 | 3.0714e-06 | 0.0003864%
1 | 2 | 3 | 7 | 1 | 0 | 0 | 7 | 1.1517e-06 | 3.87e-06 | 9.0408e-06 | 4.3164e-07 | 1.4494e-05 | 0.001824%
1 | 2 | 4 | 7 | 1 | 0 | 0 | 8 | 8.1232e-06 | 3.2845e-05 | 4.4973e-05 | 1.5162e-06 | 8.7458e-05 | 0.011% | On-Peak Hours
1 | 2 | 5 | 7 | 1 | 0 | 0 | 9 | 6.4725e-05 | 0.00030027 | 0.00029641 | 9.7979e-06 | 0.0006712 | 0.08445%
1 | 2 | 6 | 7 | 1 | 0 | 0 | 10 | 0.00051538 | 0.0016941 | 0.0014266 | 4.8119e-05 | 0.0036842 | 0.4635%
1 | 2 | 7 | 7 | 1 | 0 | 0 | 11 | 0.0017125 | 0.0071518 | 0.0067419 | 0.00021958 | 0.015826 | 1.991% | Month | Hours | Weekday Hours | Days
1 | 2 | 8 | 7 | 1 | 0 | 0 | 12 | 0.0046678 | 0.021589 | 0.023642 | 0.0012191 | 0.051118 | 6.431% | 6 | 720 | 528 | 30
1 | 2 | 9 | 7 | 1 | 0 | 0 | 13 | 0.0072225 | 0.040709 | 0.046641 | 0.0046219 | 0.099194 | 12.48% | 7 | 744 | 528 | 31
1 | 2 | 10 | 7 | 1 | 0 | 0 | 14 | 0.011869 | 0.049798 | 0.082981 | 0.010423 | 0.15507 | 19.51% | 8 | 744 | 528 | 31
1 | 2 | 11 | 7 | 1 | 0 | 0 | 15 | 0.0099255 | 0.050364 | 0.097015 | 0.012227 | 0.16953 | 21.33% | 9 | 744 | 528 | 30
1 | 2 | 12 | 7 | 1 | 0 | 0 | 16 | 0.0076792 | 0.038493 | 0.091161 | 0.0074683 | 0.1448 | 18.22% | Total | 2952 | 2112 | 122
1 | 2 | 13 | 7 | 1 | 0 | 0 | 17 | 0.0053637 | 0.022907 | 0.055834 | 0.0026102 | 0.086716 | 10.91% | Weekdays Hours | 2108.5714
1 | 2 | 14 | 7 | 1 | 0 | 0 | 18 | 0.0022814 | 0.0095761 | 0.023956 | 0.00060422 | 0.036418 | 4.582% | Weekday -On Peak | 790.7143
1 | 2 | 15 | 7 | 1 | 0 | 0 | 19 | 0.00058558 | 0.003216 | 0.0090396 | 0.00042342 | 0.013265 | 1.669%
1 | 2 | 16 | 7 | 1 | 0 | 0 | 20 | 0.00020085 | 0.0017117 | 0.0048171 | 0.00010002 | 0.0068297 | 0.8593%
1 | 2 | 17 | 7 | 1 | 0 | 0 | 21 | 2.982e-05 | 0.00041133 | 0.00051758 | 8.4617e-06 | 0.00096719 | 0.1217%
1 | 2 | 18 | 7 | 1 | 0 | 0 | 22 | 2.4859e-06 | 4.4214e-05 | 3.8952e-05 | 1.0367e-06 | 8.6688e-05 | 0.01091%
1 | 2 | 19 | 7 | 1 | 0 | 0 | 23 | 2.8501e-07 | 4.1903e-06 | 4.1094e-06 | 1.4773e-07 | 8.7324e-06 | 0.001099%
1 | 2 | 20 | 7 | 1 | 0 | 0 | TOTAL | 0.05213 | 0.24801 | 0.44417 | 0.039987 | 0.7843
1 | 2 | 21 | 7 | 1 | 0 | 0 | % Total | 6.559% | 31.2% | 55.88% | 5.031% | 98.68% | 98.68%
1 | 2 | 22 | 7 | 1 | 0 | 0
1 | 2 | 23 | 7 | 1 | 0 | 0 | % Total | 6 | 7 | 8 | 9 |  |  | 2022 | 2023 | 2024 | 2025 | 2026
1 | 3 | 0 | 1 | 0 | 0 | 0 | 0 | 5.803e-06% | 7.703e-05% | 0.0002544% | 2.977e-06% |  | Levelized Cost per MW ($) | 72488.3302 | 81174.5104 | 90514.3471 | 100553.1675 | 111339.3801
1 | 3 | 1 | 1 | 0 | 0 | 0 | 1 | 1.477e-06% | 1.789e-05% | 5.812e-05% | 3.185e-07% |  | Rate ($/MWh), Excluding Losses | 91.6745 | 102.6597 | 114.4716 | 127.1675 | 140.8086
1 | 3 | 2 | 1 | 0 | 0 | 0 | 2 | 6.175e-07% | 5.323e-06% | 1.558e-05% | 2.764e-08% | With Losses LGE | 2.152% | 93.6473 | 104.869 | 116.9351 | 129.9042 | 143.8388
1 | 3 | 3 | 1 | 0 | 0 | 0 | 3 | 3.495e-07% | 2.573e-06% | 8.21e-06% | 0% | With Losses KU | 3.883% | 95.2342 | 106.646 | 118.9166 | 132.1054 | 146.2762
1 | 3 | 4 | 1 | 0 | 0 | 0 | 4 | 1.041e-06% | 3.606e-06% | 7.059e-06% | 5.93e-08%
1 | 3 | 5 | 1 | 0 | 0 | 0 | 5 | 3.961e-06% | 1.639e-05% | 5.635e-05% | 5.466e-06%
1 | 3 | 6 | 1 | 0 | 0 | 0 | 6 | 2.231e-05% | 6.269e-05% | 0.0002732% | 2.821e-05%
1 | 3 | 7 | 1 | 0 | 0 | 0 | 7 | 0.0001449% | 0.0004869% | 0.001137% | 5.431e-05%
1 | 3 | 8 | 1 | 0 | 0 | 0 | 8 | 0.001022% | 0.004132% | 0.005658% | 0.0001908%
1 | 3 | 9 | 1 | 0 | 0 | 0 | 9 | 0.008143% | 0.03778% | 0.03729% | 0.001233%
1 | 3 | 10 | 1 | 0 | 7.4174e-10 | 9.3322e-10 | 10 | 0.06484% | 0.2131% | 0.1795% | 0.006054%
1 | 3 | 11 | 1 | 0 | 7.0719e-10 | 8.8975e-10 | 11 | 0.2155% | 0.8998% | 0.8482% | 0.02763%
1 | 3 | 12 | 1 | 0 | 1.77e-09 | 2.227e-09 | 12 | 0.5873% | 2.716% | 2.975% | 0.1534%
1 | 3 | 13 | 1 | 0 | 1.1901e-09 | 1.4974e-09 | 13 | 0.9087% | 5.122% | 5.868% | 0.5815%
1 | 3 | 14 | 1 | 0 | 1.1643e-10 | 1.4649e-10 | 14 | 1.493% | 6.265% | 10.44% | 1.311%
1 | 3 | 15 | 1 | 0 | 0 | 0 | 15 | 1.249% | 6.337% | 12.21% | 1.538%
1 | 3 | 16 | 1 | 0 | 0 | 0 | 16 | 0.9662% | 4.843% | 11.47% | 0.9396%
1 | 3 | 17 | 1 | 0 | 1.7397e-09 | 2.1888e-09 | 17 | 0.6748% | 2.882% | 7.025% | 0.3284%
1 | 3 | 18 | 1 | 0 | 6.563e-09 | 8.2572e-09 | 18 | 0.287% | 1.205% | 3.014% | 0.07602%
1 | 3 | 19 | 1 | 0 | 4.3408e-09 | 5.4614e-09 | 19 | 0.07367% | 0.4046% | 1.137% | 0.05327%
1 | 3 | 20 | 1 | 0 | 1.3255e-09 | 1.6677e-09 | 20 | 0.02527% | 0.2154% | 0.6061% | 0.01258%
1 | 3 | 21 | 1 | 0 | 0 | 0 | 21 | 0.003752% | 0.05175% | 0.06512% | 0.001065%
1 | 3 | 22 | 1 | 0 | 0 | 0 | 22 | 0.0003128% | 0.005563% | 0.004901% | 0.0001304%
1 | 3 | 23 | 1 | 0 | 0 | 0 | 23 | 3.586e-05% | 0.0005272% | 0.000517% | 1.859e-05%
1 | 4 | 0 | 2 | 0 | 0 | 0
1 | 4 | 1 | 2 | 0 | 0 | 0
1 | 4 | 2 | 2 | 0 | 0 | 0
1 | 4 | 3 | 2 | 0 | 0 | 0
1 | 4 | 4 | 2 | 0 | 0 | 0
1 | 4 | 5 | 2 | 0 | 0 | 0
1 | 4 | 6 | 2 | 0 | 0 | 0
1 | 4 | 7 | 2 | 0 | 0 | 0
1 | 4 | 8 | 2 | 0 | 1.3439e-10 | 1.6908e-10
1 | 4 | 9 | 2 | 0 | 7.7059e-10 | 9.6952e-10
1 | 4 | 10 | 2 | 0 | 1.6533e-09 | 2.08e-09
1 | 4 | 11 | 2 | 0 | 1.2417e-09 | 1.5623e-09
1 | 4 | 12 | 2 | 0 | 1.5708e-09 | 1.9763e-09
1 | 4 | 13 | 2 | 0 | 2.0408e-09 | 2.5676e-09
1 | 4 | 14 | 2 | 0 | 1.8649e-09 | 2.3463e-09
1 | 4 | 15 | 2 | 0 | 1.0115e-09 | 1.2726e-09
1 | 4 | 16 | 2 | 0 | 1.2404e-09 | 1.5606e-09
1 | 4 | 17 | 2 | 0 | 6.7719e-09 | 8.52e-09
1 | 4 | 18 | 2 | 0 | 1.8872e-08 | 2.3744e-08
1 | 4 | 19 | 2 | 0 | 1.4689e-08 | 1.8481e-08
1 | 4 | 20 | 2 | 0 | 5.8699e-09 | 7.3852e-09
1 | 4 | 21 | 2 | 0 | 4.694e-10 | 5.9058e-10
1 | 4 | 22 | 2 | 0 | 0 | 0
1 | 4 | 23 | 2 | 0 | 0 | 0
1 | 5 | 0 | 3 | 0 | 0 | 0
1 | 5 | 1 | 3 | 0 | 0 | 0
1 | 5 | 2 | 3 | 0 | 0 | 0
1 | 5 | 3 | 3 | 0 | 0 | 0
1 | 5 | 4 | 3 | 0 | 0 | 0
1 | 5 | 5 | 3 | 0 | 0 | 0
1 | 5 | 6 | 3 | 0 | 0 | 0
1 | 5 | 7 | 3 | 0 | 7.1865e-10 | 9.0418e-10
1 | 5 | 8 | 3 | 0 | 2.3465e-09 | 2.9523e-09
1 | 5 | 9 | 3 | 0 | 4.1016e-09 | 5.1604e-09
1 | 5 | 10 | 3 | 0 | 4.3428e-09 | 5.4638e-09
1 | 5 | 11 | 3 | 0 | 3.4281e-09 | 4.313e-09
1 | 5 | 12 | 3 | 0 | 4.3428e-09 | 5.4638e-09
1 | 5 | 13 | 3 | 0 | 3.5078e-09 | 4.4133e-09
1 | 5 | 14 | 3 | 0 | 2.9165e-09 | 3.6693e-09
1 | 5 | 15 | 3 | 0 | 1.2011e-09 | 1.5112e-09
1 | 5 | 16 | 3 | 0 | 1.545e-09 | 1.9439e-09
1 | 5 | 17 | 3 | 0 | 6.4115e-09 | 8.0666e-09
1 | 5 | 18 | 3 | 0 | 1.9776e-08 | 2.4881e-08
1 | 5 | 19 | 3 | 0 | 8.8781e-09 | 1.117e-08
1 | 5 | 20 | 3 | 0 | 2.161e-09 | 2.7189e-09
1 | 5 | 21 | 3 | 0 | 1.2097e-10 | 1.5219e-10
1 | 5 | 22 | 3 | 0 | 0 | 0
1 | 5 | 23 | 3 | 0 | 0 | 0
1 | 6 | 0 | 4 | 0 | 0 | 0
1 | 6 | 1 | 4 | 0 | 0 | 0
1 | 6 | 2 | 4 | 0 | 0 | 0
1 | 6 | 3 | 4 | 0 | 0 | 0
1 | 6 | 4 | 4 | 0 | 0 | 0
1 | 6 | 5 | 4 | 0 | 0 | 0
1 | 6 | 6 | 4 | 0 | 0 | 0
1 | 6 | 7 | 4 | 0 | 2.6074e-09 | 3.2804e-09
1 | 6 | 8 | 4 | 0 | 7.8022e-09 | 9.8163e-09
1 | 6 | 9 | 4 | 0 | 1.7168e-08 | 2.16e-08
1 | 6 | 10 | 4 | 0 | 3.5115e-08 | 4.418e-08
1 | 6 | 11 | 4 | 0 | 3.6177e-08 | 4.5516e-08
1 | 6 | 12 | 4 | 0 | 5.0346e-08 | 6.3343e-08
1 | 6 | 13 | 4 | 0 | 5.5455e-08 | 6.977e-08
1 | 6 | 14 | 4 | 0 | 5.382e-08 | 6.7713e-08
1 | 6 | 15 | 4 | 0 | 4.7748e-08 | 6.0074e-08
1 | 6 | 16 | 4 | 0 | 6.3722e-08 | 8.0171e-08
1 | 6 | 17 | 4 | 0 | 2.4842e-07 | 3.1255e-07
1 | 6 | 18 | 4 | 0 | 7.4072e-07 | 9.3194e-07
1 | 6 | 19 | 4 | 0 | 6.1299e-07 | 7.7123e-07
1 | 6 | 20 | 4 | 0 | 3.8509e-07 | 4.8451e-07
1 | 6 | 21 | 4 | 0 | 9.3411e-08 | 1.1752e-07
1 | 6 | 22 | 4 | 0 | 1.7168e-08 | 2.16e-08
1 | 6 | 23 | 4 | 0 | 2.0574e-09 | 2.5885e-09
1 | 7 | 0 | 5 | 0 | 0 | 0
1 | 7 | 1 | 5 | 0 | 0 | 0
1 | 7 | 2 | 5 | 0 | 0 | 0
1 | 7 | 3 | 5 | 0 | 0 | 0
1 | 7 | 4 | 5 | 0 | 0 | 0
1 | 7 | 5 | 5 | 0 | 0 | 0
1 | 7 | 6 | 5 | 0 | 1.9929e-08 | 2.5074e-08
1 | 7 | 7 | 5 | 0 | 3.6927e-07 | 4.6459e-07
1 | 7 | 8 | 5 | 0 | 3.9583e-07 | 4.9801e-07
1 | 7 | 9 | 5 | 0 | 6.5295e-07 | 8.2151e-07
1 | 7 | 10 | 5 | 0 | 4.7277e-07 | 5.9482e-07
1 | 7 | 11 | 5 | 0 | 3.1618e-07 | 3.978e-07
1 | 7 | 12 | 5 | 0 | 1.7106e-07 | 2.1522e-07
1 | 7 | 13 | 5 | 0 | 1.6732e-07 | 2.1051e-07
1 | 7 | 14 | 5 | 0 | 9.212e-08 | 1.159e-07
1 | 7 | 15 | 5 | 0 | 4.3018e-08 | 5.4124e-08
1 | 7 | 16 | 5 | 0 | 5.6212e-08 | 7.0723e-08
1 | 7 | 17 | 5 | 0 | 1.4065e-07 | 1.7696e-07
1 | 7 | 18 | 5 | 0 | 2.3962e-07 | 3.0148e-07
1 | 7 | 19 | 5 | 0 | 1.0657e-07 | 1.3408e-07
1 | 7 | 20 | 5 | 0 | 4.9203e-08 | 6.1905e-08
1 | 7 | 21 | 5 | 0 | 1.9929e-08 | 2.5074e-08
1 | 7 | 22 | 5 | 0 | 3.9678e-09 | 4.9921e-09
1 | 7 | 23 | 5 | 0 | 0 | 0
1 | 8 | 0 | 6 | 1 | 0 | 0
1 | 8 | 1 | 6 | 1 | 0 | 0
1 | 8 | 2 | 6 | 1 | 0 | 0
1 | 8 | 3 | 6 | 1 | 0 | 0
1 | 8 | 4 | 6 | 1 | 0 | 0
1 | 8 | 5 | 6 | 1 | 0 | 0
1 | 8 | 6 | 6 | 1 | 0 | 0
1 | 8 | 7 | 6 | 1 | 0 | 0
1 | 8 | 8 | 6 | 1 | 0 | 0
1 | 8 | 9 | 6 | 1 | 2.347e-09 | 2.9529e-09
1 | 8 | 10 | 6 | 1 | 4.6391e-09 | 5.8367e-09
1 | 8 | 11 | 6 | 1 | 4.3428e-09 | 5.4638e-09
1 | 8 | 12 | 6 | 1 | 3.4772e-09 | 4.3748e-09
1 | 8 | 13 | 6 | 1 | 1.7843e-09 | 2.245e-09
1 | 8 | 14 | 6 | 1 | 1.0115e-09 | 1.2726e-09
1 | 8 | 15 | 6 | 1 | 2.3753e-10 | 2.9885e-10
1 | 8 | 16 | 6 | 1 | 7.7043e-10 | 9.6932e-10
1 | 8 | 17 | 6 | 1 | 2.7782e-09 | 3.4954e-09
1 | 8 | 18 | 6 | 1 | 6.827e-09 | 8.5894e-09
1 | 8 | 19 | 6 | 1 | 5.162e-09 | 6.4946e-09
1 | 8 | 20 | 6 | 1 | 2.6716e-09 | 3.3613e-09
1 | 8 | 21 | 6 | 1 | 4.5189e-10 | 5.6855e-10
1 | 8 | 22 | 6 | 1 | 0 | 0
1 | 8 | 23 | 6 | 1 | 0 | 0
1 | 9 | 0 | 7 | 1 | 0 | 0
1 | 9 | 1 | 7 | 1 | 0 | 0
1 | 9 | 2 | 7 | 1 | 0 | 0
1 | 9 | 3 | 7 | 1 | 0 | 0
1 | 9 | 4 | 7 | 1 | 0 | 0
1 | 9 | 5 | 7 | 1 | 0 | 0
1 | 9 | 6 | 7 | 1 | 0 | 0
1 | 9 | 7 | 7 | 1 | 0 | 0
1 | 9 | 8 | 7 | 1 | 0 | 0
1 | 9 | 9 | 7 | 1 | 0 | 0
1 | 9 | 10 | 7 | 1 | 0 | 0
1 | 9 | 11 | 7 | 1 | 0 | 0
1 | 9 | 12 | 7 | 1 | 0 | 0
1 | 9 | 13 | 7 | 1 | 0 | 0
1 | 9 | 14 | 7 | 1 | 0 | 0
1 | 9 | 15 | 7 | 1 | 0 | 0
1 | 9 | 16 | 7 | 1 | 0 | 0
1 | 9 | 17 | 7 | 1 | 0 | 0
1 | 9 | 18 | 7 | 1 | 0 | 0
1 | 9 | 19 | 7 | 1 | 0 | 0
1 | 9 | 20 | 7 | 1 | 0 | 0
1 | 9 | 21 | 7 | 1 | 0 | 0
1 | 9 | 22 | 7 | 1 | 0 | 0
1 | 9 | 23 | 7 | 1 | 0 | 0
1 | 10 | 0 | 1 | 0 | 0 | 0
1 | 10 | 1 | 1 | 0 | 0 | 0
1 | 10 | 2 | 1 | 0 | 0 | 0
1 | 10 | 3 | 1 | 0 | 0 | 0
1 | 10 | 4 | 1 | 0 | 0 | 0
1 | 10 | 5 | 1 | 0 | 0 | 0
1 | 10 | 6 | 1 | 0 | 0 | 0
1 | 10 | 7 | 1 | 0 | 1.2711e-08 | 1.5993e-08
1 | 10 | 8 | 1 | 0 | 1.5152e-08 | 1.9064e-08
1 | 10 | 9 | 1 | 0 | 1.7294e-08 | 2.1758e-08
1 | 10 | 10 | 1 | 0 | 2.5163e-08 | 3.1659e-08
1 | 10 | 11 | 1 | 0 | 1.5861e-08 | 1.9955e-08
1 | 10 | 12 | 1 | 0 | 1.6248e-08 | 2.0442e-08
1 | 10 | 13 | 1 | 0 | 9.0894e-09 | 1.1436e-08
1 | 10 | 14 | 1 | 0 | 6.617e-09 | 8.3251e-09
1 | 10 | 15 | 1 | 0 | 3.1358e-09 | 3.9453e-09
1 | 10 | 16 | 1 | 0 | 3.4772e-09 | 4.3748e-09
1 | 10 | 17 | 1 | 0 | 9.7587e-09 | 1.2278e-08
1 | 10 | 18 | 1 | 0 | 4.3995e-08 | 5.5353e-08
1 | 10 | 19 | 1 | 0 | 3.5108e-08 | 4.4171e-08
1 | 10 | 20 | 1 | 0 | 2.6363e-08 | 3.3169e-08
1 | 10 | 21 | 1 | 0 | 5.5102e-09 | 6.9327e-09
1 | 10 | 22 | 1 | 0 | 0 | 0
1 | 10 | 23 | 1 | 0 | 0 | 0
1 | 11 | 0 | 2 | 0 | 0 | 0
1 | 11 | 1 | 2 | 0 | 0 | 0
1 | 11 | 2 | 2 | 0 | 0 | 0
1 | 11 | 3 | 2 | 0 | 0 | 0
1 | 11 | 4 | 2 | 0 | 0 | 0
1 | 11 | 5 | 2 | 0 | 0 | 0
1 | 11 | 6 | 2 | 0 | 0 | 0
1 | 11 | 7 | 2 | 0 | 6.1047e-09 | 7.6807e-09
1 | 11 | 8 | 2 | 0 | 3.2906e-09 | 4.1401e-09
1 | 11 | 9 | 2 | 0 | 5.3322e-09 | 6.7087e-09
1 | 11 | 10 | 2 | 0 | 6.7732e-09 | 8.5218e-09
1 | 11 | 11 | 2 | 0 | 5.3821e-09 | 6.7715e-09
1 | 11 | 12 | 2 | 0 | 5.4246e-09 | 6.825e-09
1 | 11 | 13 | 2 | 0 | 3.7474e-09 | 4.7148e-09
1 | 11 | 14 | 2 | 0 | 2.0408e-09 | 2.5676e-09
1 | 11 | 15 | 2 | 0 | 2.3605e-10 | 2.9699e-10
1 | 11 | 16 | 2 | 0 | 0 | 0
1 | 11 | 17 | 2 | 0 | 9.5222e-10 | 1.198e-09
1 | 11 | 18 | 2 | 0 | 8.457e-09 | 1.064e-08
1 | 11 | 19 | 2 | 0 | 6.6668e-09 | 8.3878e-09
1 | 11 | 20 | 2 | 0 | 3.3184e-09 | 4.175e-09
1 | 11 | 21 | 2 | 0 | 1.0098e-10 | 1.2705e-10
1 | 11 | 22 | 2 | 0 | 0 | 0
1 | 11 | 23 | 2 | 0 | 0 | 0
1 | 12 | 0 | 3 | 0 | 0 | 0
1 | 12 | 1 | 3 | 0 | 0 | 0
1 | 12 | 2 | 3 | 0 | 0 | 0
1 | 12 | 3 | 3 | 0 | 0 | 0
1 | 12 | 4 | 3 | 0 | 0 | 0
1 | 12 | 5 | 3 | 0 | 0 | 0
1 | 12 | 6 | 3 | 0 | 0 | 0
1 | 12 | 7 | 3 | 0 | 6.1183e-10 | 7.6977e-10
1 | 12 | 8 | 3 | 0 | 1.3144e-09 | 1.6537e-09
1 | 12 | 9 | 3 | 0 | 2.3279e-09 | 2.9288e-09
1 | 12 | 10 | 3 | 0 | 2.3091e-09 | 2.9052e-09
1 | 12 | 11 | 3 | 0 | 1.6543e-09 | 2.0814e-09
1 | 12 | 12 | 3 | 0 | 1.1553e-09 | 1.4536e-09
1 | 12 | 13 | 3 | 0 | 8.265e-10 | 1.0399e-09
1 | 12 | 14 | 3 | 0 | 1.3683e-10 | 1.7215e-10
1 | 12 | 15 | 3 | 0 | 1.1853e-10 | 1.4913e-10
1 | 12 | 16 | 3 | 0 | 0 | 0
1 | 12 | 17 | 3 | 0 | 1.1327e-09 | 1.4252e-09
1 | 12 | 18 | 3 | 0 | 1.2611e-08 | 1.5867e-08
1 | 12 | 19 | 3 | 0 | 5.7314e-09 | 7.211e-09
1 | 12 | 20 | 3 | 0 | 1.3593e-09 | 1.7102e-09
1 | 12 | 21 | 3 | 0 | 1.1361e-10 | 1.4294e-10
1 | 12 | 22 | 3 | 0 | 0 | 0
1 | 12 | 23 | 3 | 0 | 0 | 0
1 | 13 | 0 | 4 | 0 | 0 | 0
1 | 13 | 1 | 4 | 0 | 0 | 0
1 | 13 | 2 | 4 | 0 | 0 | 0
1 | 13 | 3 | 4 | 0 | 0 | 0
1 | 13 | 4 | 4 | 0 | 0 | 0
1 | 13 | 5 | 4 | 0 | 0 | 0
1 | 13 | 6 | 4 | 0 | 0 | 0
1 | 13 | 7 | 4 | 0 | 1.1458e-10 | 1.4416e-10
1 | 13 | 8 | 4 | 0 | 1.1735e-10 | 1.4764e-10
1 | 13 | 9 | 4 | 0 | 6.5668e-10 | 8.2621e-10
1 | 13 | 10 | 4 | 0 | 2.218e-09 | 2.7906e-09
1 | 13 | 11 | 4 | 0 | 1.6671e-09 | 2.0974e-09
1 | 13 | 12 | 4 | 0 | 1.5985e-09 | 2.0112e-09
1 | 13 | 13 | 4 | 0 | 1.7555e-09 | 2.2087e-09
1 | 13 | 14 | 4 | 0 | 3.2838e-10 | 4.1315e-10
1 | 13 | 15 | 4 | 0 | 4.8222e-10 | 6.067e-10
1 | 13 | 16 | 4 | 0 | 1.4948e-09 | 1.8807e-09
1 | 13 | 17 | 4 | 0 | 9.1526e-09 | 1.1515e-08
1 | 13 | 18 | 4 | 0 | 2.2964e-08 | 2.8893e-08
1 | 13 | 19 | 4 | 0 | 1.5732e-08 | 1.9793e-08
1 | 13 | 20 | 4 | 0 | 1.5268e-08 | 1.921e-08
1 | 13 | 21 | 4 | 0 | 5.2434e-09 | 6.5971e-09
1 | 13 | 22 | 4 | 0 | 1.1735e-10 | 1.4764e-10
1 | 13 | 23 | 4 | 0 | 0 | 0
1 | 14 | 0 | 5 | 0 | 0 | 0
1 | 14 | 1 | 5 | 0 | 0 | 0
1 | 14 | 2 | 5 | 0 | 0 | 0
1 | 14 | 3 | 5 | 0 | 0 | 0
1 | 14 | 4 | 5 | 0 | 0 | 0
1 | 14 | 5 | 5 | 0 | 0 | 0
1 | 14 | 6 | 5 | 0 | 1.0644e-08 | 1.3391e-08
1 | 14 | 7 | 5 | 0 | 2.1087e-07 | 2.6531e-07
1 | 14 | 8 | 5 | 0 | 2.8811e-07 | 3.6248e-07
1 | 14 | 9 | 5 | 0 | 7.0612e-07 | 8.8841e-07
1 | 14 | 10 | 5 | 0 | 7.775e-07 | 9.7821e-07
1 | 14 | 11 | 5 | 0 | 3.4653e-07 | 4.3598e-07
1 | 14 | 12 | 5 | 0 | 1.9631e-07 | 2.4699e-07
1 | 14 | 13 | 5 | 0 | 9.9188e-08 | 1.2479e-07
1 | 14 | 14 | 5 | 0 | 4.4393e-08 | 5.5853e-08
1 | 14 | 15 | 5 | 0 | 1.4064e-08 | 1.7694e-08
1 | 14 | 16 | 5 | 0 | 1.4166e-08 | 1.7823e-08
1 | 14 | 17 | 5 | 0 | 4.6031e-08 | 5.7914e-08
1 | 14 | 18 | 5 | 0 | 5.0202e-07 | 6.3162e-07
1 | 14 | 19 | 5 | 0 | 3.3701e-07 | 4.24e-07
1 | 14 | 20 | 5 | 0 | 2.3962e-07 | 3.0148e-07
1 | 14 | 21 | 5 | 0 | 1.1772e-07 | 1.481e-07
1 | 14 | 22 | 5 | 0 | 4.301e-08 | 5.4113e-08
1 | 14 | 23 | 5 | 0 | 9.0858e-09 | 1.1431e-08
1 | 15 | 0 | 6 | 1 | 2.5065e-09 | 3.1536e-09
1 | 15 | 1 | 6 | 1 | 8.9596e-10 | 1.1273e-09
1 | 15 | 2 | 6 | 1 | 0 | 0
1 | 15 | 3 | 6 | 1 | 0 | 0
1 | 15 | 4 | 6 | 1 | 0 | 0
1 | 15 | 5 | 6 | 1 | 7.2531e-10 | 9.1255e-10
1 | 15 | 6 | 6 | 1 | 3.1106e-09 | 3.9136e-09
1 | 15 | 7 | 6 | 1 | 8.1962e-09 | 1.0312e-08
1 | 15 | 8 | 6 | 1 | 2.7169e-08 | 3.4183e-08
1 | 15 | 9 | 6 | 1 | 3.0874e-08 | 3.8844e-08
1 | 15 | 10 | 6 | 1 | 1.6532e-08 | 2.08e-08
1 | 15 | 11 | 6 | 1 | 7.4529e-09 | 9.3769e-09
1 | 15 | 12 | 6 | 1 | 1.1559e-09 | 1.4542e-09
1 | 15 | 13 | 6 | 1 | 0 | 0
1 | 15 | 14 | 6 | 1 | 0 | 0
1 | 15 | 15 | 6 | 1 | 0 | 0
1 | 15 | 16 | 6 | 1 | 0 | 0
1 | 15 | 17 | 6 | 1 | 0 | 0
1 | 15 | 18 | 6 | 1 | 1.1949e-08 | 1.5034e-08
1 | 15 | 19 | 6 | 1 | 1.4576e-08 | 1.8338e-08
1 | 15 | 20 | 6 | 1 | 1.204e-08 | 1.5148e-08
1 | 15 | 21 | 6 | 1 | 6.9874e-09 | 8.7912e-09
1 | 15 | 22 | 6 | 1 | 2.4265e-09 | 3.0529e-09
1 | 15 | 23 | 6 | 1 | 0 | 0
1 | 16 | 0 | 7 | 1 | 0 | 0
1 | 16 | 1 | 7 | 1 | 0 | 0
1 | 16 | 2 | 7 | 1 | 0 | 0
1 | 16 | 3 | 7 | 1 | 0 | 0
1 | 16 | 4 | 7 | 1 | 0 | 0
1 | 16 | 5 | 7 | 1 | 0 | 0
1 | 16 | 6 | 7 | 1 | 0 | 0
1 | 16 | 7 | 7 | 1 | 1.123e-09 | 1.4129e-09
1 | 16 | 8 | 7 | 1 | 4.7925e-09 | 6.0297e-09
1 | 16 | 9 | 7 | 1 | 1.3521e-08 | 1.7012e-08
1 | 16 | 10 | 7 | 1 | 1.6898e-08 | 2.126e-08
1 | 16 | 11 | 7 | 1 | 2.2793e-08 | 2.8676e-08
1 | 16 | 12 | 7 | 1 | 3.1329e-08 | 3.9416e-08
1 | 16 | 13 | 7 | 1 | 4.2079e-08 | 5.2942e-08
1 | 16 | 14 | 7 | 1 | 4.3363e-08 | 5.4557e-08
1 | 16 | 15 | 7 | 1 | 6.1338e-08 | 7.7173e-08
1 | 16 | 16 | 7 | 1 | 8.3469e-08 | 1.0502e-07
1 | 16 | 17 | 7 | 1 | 5.0859e-07 | 6.3988e-07
1 | 16 | 18 | 7 | 1 | 2.255e-06 | 2.8371e-06
1 | 16 | 19 | 7 | 1 | 1.9896e-06 | 2.5032e-06
1 | 16 | 20 | 7 | 1 | 1.6138e-06 | 2.0304e-06
1 | 16 | 21 | 7 | 1 | 7.5642e-07 | 9.5169e-07
1 | 16 | 22 | 7 | 1 | 4.0683e-07 | 5.1186e-07
1 | 16 | 23 | 7 | 1 | 9.272e-08 | 1.1666e-07
1 | 17 | 0 | 1 | 0 | 4.7739e-08 | 6.0062e-08
1 | 17 | 1 | 1 | 0 | 4.2698e-08 | 5.372e-08
1 | 17 | 2 | 1 | 0 | 5.9181e-08 | 7.4459e-08
1 | 17 | 3 | 1 | 0 | 9.6865e-08 | 1.2187e-07
1 | 17 | 4 | 1 | 0 | 1.8247e-07 | 2.2958e-07
1 | 17 | 5 | 1 | 0 | 7.7737e-07 | 9.7805e-07
1 | 17 | 6 | 1 | 0 | 1.0926e-05 | 1.3747e-05
1 | 17 | 7 | 1 | 0 | 8.8792e-05 | 0.00011171
1 | 17 | 8 | 1 | 0 | 0.00011159 | 0.00014039
1 | 17 | 9 | 1 | 0 | 0.00014762 | 0.00018573
1 | 17 | 10 | 1 | 0 | 0.00011715 | 0.00014739
1 | 17 | 11 | 1 | 0 | 5.89e-05 | 7.4106e-05
1 | 17 | 12 | 1 | 0 | 2.715e-05 | 3.4159e-05
1 | 17 | 13 | 1 | 0 | 1.3768e-05 | 1.7322e-05
1 | 17 | 14 | 1 | 0 | 5.1163e-06 | 6.437e-06
1 | 17 | 15 | 1 | 0 | 2.434e-06 | 3.0624e-06
1 | 17 | 16 | 1 | 0 | 2.7265e-06 | 3.4303e-06
1 | 17 | 17 | 1 | 0 | 2.0204e-05 | 2.5419e-05
1 | 17 | 18 | 1 | 0 | 0.00014752 | 0.0001856
1 | 17 | 19 | 1 | 0 | 0.00019904 | 0.00025042
1 | 17 | 20 | 1 | 0 | 0.00015327 | 0.00019283
1 | 17 | 21 | 1 | 0 | 0.00010805 | 0.00013594
1 | 17 | 22 | 1 | 0 | 3.1849e-05 | 4.0071e-05
1 | 17 | 23 | 1 | 0 | 9.1581e-06 | 1.1522e-05
1 | 18 | 0 | 2 | 0 | 3.7026e-06 | 4.6584e-06
1 | 18 | 1 | 2 | 0 | 1.9501e-06 | 2.4535e-06
1 | 18 | 2 | 2 | 0 | 1.6888e-06 | 2.1248e-06
1 | 18 | 3 | 2 | 0 | 2.0023e-06 | 2.5193e-06
1 | 18 | 4 | 2 | 0 | 3.6344e-06 | 4.5726e-06
1 | 18 | 5 | 2 | 0 | 1.9286e-05 | 2.4265e-05
1 | 18 | 6 | 2 | 0 | 0.00025554 | 0.00032151
1 | 18 | 7 | 2 | 0 | 0.00088109 | 0.0011085
1 | 18 | 8 | 2 | 0 | 0.0007756 | 0.00097582
1 | 18 | 9 | 2 | 0 | 0.00057241 | 0.00072018
1 | 18 | 10 | 2 | 0 | 0.00030201 | 0.00037997
1 | 18 | 11 | 2 | 0 | 0.0001029 | 0.00012947
1 | 18 | 12 | 2 | 0 | 5.2237e-05 | 6.5722e-05
1 | 18 | 13 | 2 | 0 | 1.4928e-05 | 1.8781e-05
1 | 18 | 14 | 2 | 0 | 4.0483e-06 | 5.0933e-06
1 | 18 | 15 | 2 | 0 | 2.3545e-06 | 2.9623e-06
1 | 18 | 16 | 2 | 0 | 2.3687e-06 | 2.9802e-06
1 | 18 | 17 | 2 | 0 | 1.2315e-05 | 1.5494e-05
1 | 18 | 18 | 2 | 0 | 7.7743e-05 | 9.7813e-05
1 | 18 | 19 | 2 | 0 | 0.000123 | 0.00015475
1 | 18 | 20 | 2 | 0 | 0.00011222 | 0.00014119
1 | 18 | 21 | 2 | 0 | 5.6231e-05 | 7.0747e-05
1 | 18 | 22 | 2 | 0 | 1.1125e-05 | 1.3997e-05
1 | 18 | 23 | 2 | 0 | 7.2057e-07 | 9.0658e-07
1 | 19 | 0 | 3 | 0 | 1.8797e-07 | 2.3649e-07
1 | 19 | 1 | 3 | 0 | 1.0279e-07 | 1.2932e-07
1 | 19 | 2 | 3 | 0 | 3.2794e-08 | 4.126e-08
1 | 19 | 3 | 3 | 0 | 2.7373e-08 | 3.444e-08
1 | 19 | 4 | 3 | 0 | 2.5766e-08 | 3.2418e-08
1 | 19 | 5 | 3 | 0 | 8.7294e-08 | 1.0983e-07
1 | 19 | 6 | 3 | 0 | 2.5986e-06 | 3.2694e-06
1 | 19 | 7 | 3 | 0 | 2.536e-05 | 3.1907e-05
1 | 19 | 8 | 3 | 0 | 4.3379e-05 | 5.4577e-05
1 | 19 | 9 | 3 | 0 | 2.2582e-05 | 2.8411e-05
1 | 19 | 10 | 3 | 0 | 1.9864e-05 | 2.4992e-05
1 | 19 | 11 | 3 | 0 | 8.6637e-06 | 1.09e-05
1 | 19 | 12 | 3 | 0 | 3.9704e-06 | 4.9954e-06
1 | 19 | 13 | 3 | 0 | 2.2132e-06 | 2.7846e-06
1 | 19 | 14 | 3 | 0 | 1.2709e-06 | 1.599e-06
1 | 19 | 15 | 3 | 0 | 8.5038e-07 | 1.0699e-06
1 | 19 | 16 | 3 | 0 | 1.0612e-06 | 1.3352e-06
1 | 19 | 17 | 3 | 0 | 3.3695e-06 | 4.2393e-06
1 | 19 | 18 | 3 | 0 | 8.3929e-06 | 1.0559e-05
1 | 19 | 19 | 3 | 0 | 4.7833e-06 | 6.0181e-06
1 | 19 | 20 | 3 | 0 | 1.645e-06 | 2.0696e-06
1 | 19 | 21 | 3 | 0 | 3.8237e-07 | 4.8108e-07
1 | 19 | 22 | 3 | 0 | 6.6092e-08 | 8.3153e-08
1 | 19 | 23 | 3 | 0 | 4.378e-09 | 5.5082e-09
1 | 20 | 0 | 4 | 0 | 1.1518e-09 | 1.4491e-09
1 | 20 | 1 | 4 | 0 | 3.461e-10 | 4.3545e-10
1 | 20 | 2 | 4 | 0 | 0 | 0
1 | 20 | 3 | 4 | 0 | 0 | 0
1 | 20 | 4 | 4 | 0 | 0 | 0
1 | 20 | 5 | 4 | 0 | 2.6716e-09 | 3.3613e-09
1 | 20 | 6 | 4 | 0 | 1.0582e-07 | 1.3314e-07
1 | 20 | 7 | 4 | 0 | 1.6239e-06 | 2.0431e-06
1 | 20 | 8 | 4 | 0 | 1.103e-06 | 1.3878e-06
1 | 20 | 9 | 4 | 0 | 1.3051e-06 | 1.6421e-06
1 | 20 | 10 | 4 | 0 | 1.9764e-06 | 2.4866e-06
1 | 20 | 11 | 4 | 0 | 8.5023e-07 | 1.0697e-06
1 | 20 | 12 | 4 | 0 | 4.5752e-07 | 5.7562e-07
1 | 20 | 13 | 4 | 0 | 2.0812e-07 | 2.6185e-07
1 | 20 | 14 | 4 | 0 | 1.6015e-07 | 2.015e-07
1 | 20 | 15 | 4 | 0 | 9.7694e-08 | 1.2291e-07
1 | 20 | 16 | 4 | 0 | 1.0351e-07 | 1.3023e-07
1 | 20 | 17 | 4 | 0 | 2.7975e-07 | 3.5197e-07
1 | 20 | 18 | 4 | 0 | 1.4033e-06 | 1.7656e-06
1 | 20 | 19 | 4 | 0 | 6.3902e-07 | 8.0399e-07
1 | 20 | 20 | 4 | 0 | 7.2057e-07 | 9.0658e-07
1 | 20 | 21 | 4 | 0 | 1.9914e-07 | 2.5055e-07
1 | 20 | 22 | 4 | 0 | 3.0627e-08 | 3.8533e-08
1 | 20 | 23 | 4 | 0 | 4.3084e-09 | 5.4206e-09
1 | 21 | 0 | 5 | 0 | 1.7693e-09 | 2.2261e-09
1 | 21 | 1 | 5 | 0 | 3.2238e-10 | 4.056e-10
1 | 21 | 2 | 5 | 0 | 0 | 0
1 | 21 | 3 | 5 | 0 | 0 | 0
1 | 21 | 4 | 5 | 0 | 2.5817e-10 | 3.2482e-10
1 | 21 | 5 | 5 | 0 | 5.8699e-09 | 7.3852e-09
1 | 21 | 6 | 5 | 0 | 2.8605e-07 | 3.5989e-07
1 | 21 | 7 | 5 | 0 | 3.9423e-06 | 4.9601e-06
1 | 21 | 8 | 5 | 0 | 6.097e-06 | 7.6709e-06
1 | 21 | 9 | 5 | 0 | 1.3174e-05 | 1.6575e-05
1 | 21 | 10 | 5 | 0 | 1.6388e-05 | 2.0619e-05
1 | 21 | 11 | 5 | 0 | 7.1209e-06 | 8.9591e-06
1 | 21 | 12 | 5 | 0 | 3.1045e-06 | 3.9059e-06
1 | 21 | 13 | 5 | 0 | 1.4334e-06 | 1.8034e-06
1 | 21 | 14 | 5 | 0 | 5.8834e-07 | 7.4022e-07
1 | 21 | 15 | 5 | 0 | 3.2509e-07 | 4.0901e-07
1 | 21 | 16 | 5 | 0 | 2.7406e-07 | 3.448e-07
1 | 21 | 17 | 5 | 0 | 5.8375e-07 | 7.3445e-07
1 | 21 | 18 | 5 | 0 | 4.0435e-06 | 5.0874e-06
1 | 21 | 19 | 5 | 0 | 2.8543e-06 | 3.5912e-06
1 | 21 | 20 | 5 | 0 | 2.4473e-06 | 3.079e-06
1 | 21 | 21 | 5 | 0 | 1.0746e-06 | 1.3521e-06
1 | 21 | 22 | 5 | 0 | 2.5012e-07 | 3.1469e-07
1 | 21 | 23 | 5 | 0 | 2.6765e-08 | 3.3675e-08
1 | 22 | 0 | 6 | 1 | 5.3788e-09 | 6.7674e-09
1 | 22 | 1 | 6 | 1 | 2.7567e-09 | 3.4684e-09
1 | 22 | 2 | 6 | 1 | 6.9084e-10 | 8.6918e-10
1 | 22 | 3 | 6 | 1 | 0 | 0
1 | 22 | 4 | 6 | 1 | 0 | 0
1 | 22 | 5 | 6 | 1 | 0 | 0
1 | 22 | 6 | 6 | 1 | 5.6205e-10 | 7.0714e-10
1 | 22 | 7 | 6 | 1 | 2.3854e-09 | 3.0012e-09
1 | 22 | 8 | 6 | 1 | 9.3792e-09 | 1.1801e-08
1 | 22 | 9 | 6 | 1 | 2.6575e-08 | 3.3436e-08
1 | 22 | 10 | 6 | 1 | 9.407e-08 | 1.1835e-07
1 | 22 | 11 | 6 | 1 | 7.6747e-08 | 9.656e-08
1 | 22 | 12 | 6 | 1 | 8.0382e-08 | 1.0113e-07
1 | 22 | 13 | 6 | 1 | 7.6763e-08 | 9.6579e-08
1 | 22 | 14 | 6 | 1 | 1.1126e-07 | 1.3999e-07
1 | 22 | 15 | 6 | 1 | 1.2737e-07 | 1.6025e-07
1 | 22 | 16 | 6 | 1 | 4.2678e-07 | 5.3696e-07
1 | 22 | 17 | 6 | 1 | 1.52e-06 | 1.9125e-06
1 | 22 | 18 | 6 | 1 | 1.254e-05 | 1.5777e-05
1 | 22 | 19 | 6 | 1 | 1.6781e-05 | 2.1113e-05
1 | 22 | 20 | 6 | 1 | 1.0671e-05 | 1.3425e-05
1 | 22 | 21 | 6 | 1 | 3.8431e-06 | 4.8351e-06
1 | 22 | 22 | 6 | 1 | 1.1413e-06 | 1.4359e-06
1 | 22 | 23 | 6 | 1 | 2.9207e-07 | 3.6747e-07
1 | 23 | 0 | 7 | 1 | 9.272e-08 | 1.1666e-07
1 | 23 | 1 | 7 | 1 | 7.8552e-08 | 9.883e-08
1 | 23 | 2 | 7 | 1 | 7.8552e-08 | 9.883e-08
1 | 23 | 3 | 7 | 1 | 6.9661e-08 | 8.7645e-08
1 | 23 | 4 | 7 | 1 | 1.2029e-07 | 1.5135e-07
1 | 23 | 5 | 7 | 1 | 2.1087e-07 | 2.6531e-07
1 | 23 | 6 | 7 | 1 | 5.4103e-07 | 6.807e-07
1 | 23 | 7 | 7 | 1 | 2.4142e-06 | 3.0374e-06
1 | 23 | 8 | 7 | 1 | 4.3992e-06 | 5.5348e-06
1 | 23 | 9 | 7 | 1 | 5.0147e-06 | 6.3093e-06
1 | 23 | 10 | 7 | 1 | 2.3855e-06 | 3.0013e-06
1 | 23 | 11 | 7 | 1 | 7.2634e-07 | 9.1385e-07
1 | 23 | 12 | 7 | 1 | 5.3055e-07 | 6.6751e-07
1 | 23 | 13 | 7 | 1 | 1.6875e-07 | 2.1231e-07
1 | 23 | 14 | 7 | 1 | 5.4718e-08 | 6.8843e-08
1 | 23 | 15 | 7 | 1 | 3.3565e-08 | 4.223e-08
1 | 23 | 16 | 7 | 1 | 2.909e-08 | 3.6599e-08
1 | 23 | 17 | 7 | 1 | 2.3645e-07 | 2.9749e-07
1 | 23 | 18 | 7 | 1 | 4.8772e-06 | 6.1362e-06
1 | 23 | 19 | 7 | 1 | 8.0761e-06 | 1.0161e-05
1 | 23 | 20 | 7 | 1 | 1.239e-05 | 1.5588e-05
1 | 23 | 21 | 7 | 1 | 7.3565e-06 | 9.2556e-06
1 | 23 | 22 | 7 | 1 | 1.925e-06 | 2.4219e-06
1 | 23 | 23 | 7 | 1 | 7.0078e-07 | 8.8169e-07
1 | 24 | 0 | 1 | 0 | 3.6402e-07 | 4.5799e-07
1 | 24 | 1 | 1 | 0 | 3.7973e-07 | 4.7776e-07
1 | 24 | 2 | 1 | 0 | 5.152e-07 | 6.4819e-07
1 | 24 | 3 | 1 | 0 | 3.7715e-07 | 4.7452e-07
1 | 24 | 4 | 1 | 0 | 1.0044e-06 | 1.2638e-06
1 | 24 | 5 | 1 | 0 | 5.2715e-06 | 6.6324e-06
1 | 24 | 6 | 1 | 0 | 9.3563e-05 | 0.00011772
1 | 24 | 7 | 1 | 0 | 0.000406 | 0.0005108
1 | 24 | 8 | 1 | 0 | 0.00033687 | 0.00042384
1 | 24 | 9 | 1 | 0 | 0.00028846 | 0.00036293
1 | 24 | 10 | 1 | 0 | 0.00023678 | 0.00029791
1 | 24 | 11 | 1 | 0 | 0.00014439 | 0.00018166
1 | 24 | 12 | 1 | 0 | 4.6106e-05 | 5.8009e-05
1 | 24 | 13 | 1 | 0 | 1.0297e-05 | 1.2955e-05
1 | 24 | 14 | 1 | 0 | 2.0712e-06 | 2.6059e-06
1 | 24 | 15 | 1 | 0 | 2.3313e-07 | 2.9332e-07
1 | 24 | 16 | 1 | 0 | 4.1829e-07 | 5.2628e-07
1 | 24 | 17 | 1 | 0 | 8.2686e-07 | 1.0403e-06
1 | 24 | 18 | 1 | 0 | 9.5059e-06 | 1.196e-05
1 | 24 | 19 | 1 | 0 | 9.6778e-06 | 1.2176e-05
1 | 24 | 20 | 1 | 0 | 9.6778e-06 | 1.2176e-05
1 | 24 | 21 | 1 | 0 | 2.8352e-06 | 3.5671e-06
1 | 24 | 22 | 1 | 0 | 5.297e-07 | 6.6645e-07
1 | 24 | 23 | 1 | 0 | 5.5425e-08 | 6.9733e-08
1 | 25 | 0 | 2 | 0 | 1.213e-08 | 1.5261e-08
1 | 25 | 1 | 2 | 0 | 6.9874e-09 | 8.7912e-09
1 | 25 | 2 | 2 | 0 | 6.827e-09 | 8.5894e-09
1 | 25 | 3 | 2 | 0 | 6.6668e-09 | 8.3878e-09
1 | 25 | 4 | 2 | 0 | 1.2711e-08 | 1.5993e-08
1 | 25 | 5 | 2 | 0 | 5.4226e-08 | 6.8225e-08
1 | 25 | 6 | 2 | 0 | 2.2707e-06 | 2.8568e-06
1 | 25 | 7 | 2 | 0 | 2.3519e-05 | 2.9591e-05
1 | 25 | 8 | 2 | 0 | 1.4813e-05 | 1.8637e-05
1 | 25 | 9 | 2 | 0 | 3.4607e-06 | 4.3541e-06
1 | 25 | 10 | 2 | 0 | 1.0055e-06 | 1.2651e-06
1 | 25 | 11 | 2 | 0 | 2.6854e-07 | 3.3786e-07
1 | 25 | 12 | 2 | 0 | 7.136e-08 | 8.9781e-08
1 | 25 | 13 | 2 | 0 | 1.8025e-08 | 2.2679e-08
1 | 25 | 14 | 2 | 0 | 6.5224e-09 | 8.2061e-09
1 | 25 | 15 | 2 | 0 | 4.1739e-09 | 5.2513e-09
1 | 25 | 16 | 2 | 0 | 1.0618e-09 | 1.3359e-09
1 | 25 | 17 | 2 | 0 | 5.5971e-09 | 7.042e-09
1 | 25 | 18 | 2 | 0 | 5.2625e-08 | 6.621e-08
1 | 25 | 19 | 2 | 0 | 8.9242e-08 | 1.1228e-07
1 | 25 | 20 | 2 | 0 | 7.1252e-08 | 8.9645e-08
1 | 25 | 21 | 2 | 0 | 3.0403e-08 | 3.8251e-08
1 | 25 | 22 | 2 | 0 | 5.7314e-09 | 7.211e-09
1 | 25 | 23 | 2 | 0 | 1.1909e-10 | 1.4983e-10
1 | 26 | 0 | 3 | 0 | 0 | 0
1 | 26 | 1 | 3 | 0 | 0 | 0
1 | 26 | 2 | 3 | 0 | 0 | 0
1 | 26 | 3 | 3 | 0 | 0 | 0
1 | 26 | 4 | 3 | 0 | 0 | 0
1 | 26 | 5 | 3 | 0 | 0 | 0
1 | 26 | 6 | 3 | 0 | 3.2906e-09 | 4.1401e-09
1 | 26 | 7 | 3 | 0 | 4.1437e-08 | 5.2134e-08
1 | 26 | 8 | 3 | 0 | 3.0408e-08 | 3.8259e-08
1 | 26 | 9 | 3 | 0 | 2.5184e-08 | 3.1685e-08
1 | 26 | 10 | 3 | 0 | 3.0438e-08 | 3.8296e-08
1 | 26 | 11 | 3 | 0 | 2.7009e-08 | 3.3982e-08
1 | 26 | 12 | 3 | 0 | 4.2087e-08 | 5.2952e-08
1 | 26 | 13 | 3 | 0 | 4.402e-08 | 5.5384e-08
1 | 26 | 14 | 3 | 0 | 5.0733e-08 | 6.383e-08
1 | 26 | 15 | 3 | 0 | 6.5626e-08 | 8.2567e-08
1 | 26 | 16 | 3 | 0 | 1.0058e-07 | 1.2654e-07
1 | 26 | 17 | 3 | 0 | 2.8392e-07 | 3.5721e-07
1 | 26 | 18 | 3 | 0 | 8.8521e-07 | 1.1137e-06
1 | 26 | 19 | 3 | 0 | 9.3988e-07 | 1.1825e-06
1 | 26 | 20 | 3 | 0 | 6.5295e-07 | 8.2151e-07
1 | 26 | 21 | 3 | 0 | 2.5729e-07 | 3.2372e-07
1 | 26 | 22 | 3 | 0 | 4.6022e-08 | 5.7903e-08
1 | 26 | 23 | 3 | 0 | 6.613e-09 | 8.3201e-09
1 | 27 | 0 | 4 | 0 | 1.6248e-09 | 2.0442e-09
1 | 27 | 1 | 4 | 0 | 1.3361e-09 | 1.681e-09
1 | 27 | 2 | 4 | 0 | 7.1254e-10 | 8.9649e-10
1 | 27 | 3 | 4 | 0 | 1.8783e-09 | 2.3631e-09
1 | 27 | 4 | 4 | 0 | 3.06e-09 | 3.85e-09
1 | 27 | 5 | 4 | 0 | 2.3675e-08 | 2.9786e-08
1 | 27 | 6 | 4 | 0 | 1.5412e-06 | 1.939e-06
1 | 27 | 7 | 4 | 0 | 3.8148e-05 | 4.7996e-05
1 | 27 | 8 | 4 | 0 | 4.5773e-05 | 5.7589e-05
1 | 27 | 9 | 4 | 0 | 2.7454e-05 | 3.4541e-05
1 | 27 | 10 | 4 | 0 | 1.83e-05 | 2.3024e-05
1 | 27 | 11 | 4 | 0 | 4.8837e-06 | 6.1445e-06
1 | 27 | 12 | 4 | 0 | 2.0189e-06 | 2.54e-06
1 | 27 | 13 | 4 | 0 | 9.8645e-07 | 1.2411e-06
1 | 27 | 14 | 4 | 0 | 3.9913e-07 | 5.0217e-07
1 | 27 | 15 | 4 | 0 | 1.7871e-07 | 2.2485e-07
1 | 27 | 16 | 4 | 0 | 2.3816e-07 | 2.9964e-07
1 | 27 | 17 | 4 | 0 | 1.1956e-06 | 1.5042e-06
1 | 27 | 18 | 4 | 0 | 1.4906e-05 | 1.8754e-05
1 | 27 | 19 | 4 | 0 | 1.8722e-05 | 2.3555e-05
1 | 27 | 20 | 4 | 0 | 3.0541e-05 | 3.8425e-05
1 | 27 | 21 | 4 | 0 | 1.35e-05 | 1.6985e-05
1 | 27 | 22 | 4 | 0 | 2.255e-06 | 2.8371e-06
1 | 27 | 23 | 4 | 0 | 3.9857e-07 | 5.0147e-07
1 | 28 | 0 | 5 | 0 | 1.2466e-07 | 1.5684e-07
1 | 28 | 1 | 5 | 0 | 7.2848e-08 | 9.1654e-08
1 | 28 | 2 | 5 | 0 | 4.6708e-08 | 5.8766e-08
1 | 28 | 3 | 5 | 0 | 4.846e-08 | 6.097e-08
1 | 28 | 4 | 5 | 0 | 8.4092e-08 | 1.058e-07
1 | 28 | 5 | 5 | 0 | 5.4103e-07 | 6.807e-07
1 | 28 | 6 | 5 | 0 | 2.1678e-05 | 2.7274e-05
1 | 28 | 7 | 5 | 0 | 0.0001293 | 0.00016268
1 | 28 | 8 | 5 | 0 | 7.6839e-05 | 9.6675e-05
1 | 28 | 9 | 5 | 0 | 5.4988e-05 | 6.9183e-05
1 | 28 | 10 | 5 | 0 | 2.6179e-05 | 3.2937e-05
1 | 28 | 11 | 5 | 0 | 6.4534e-06 | 8.1193e-06
1 | 28 | 12 | 5 | 0 | 2.434e-06 | 3.0624e-06
1 | 28 | 13 | 5 | 0 | 1.4633e-06 | 1.841e-06
1 | 28 | 14 | 5 | 0 | 5.4902e-07 | 6.9075e-07
1 | 28 | 15 | 5 | 0 | 2.3139e-07 | 2.9112e-07
1 | 28 | 16 | 5 | 0 | 2.3653e-07 | 2.9759e-07
1 | 28 | 17 | 5 | 0 | 4.7587e-07 | 5.9871e-07
1 | 28 | 18 | 5 | 0 | 2.197e-06 | 2.7641e-06
1 | 28 | 19 | 5 | 0 | 1.52e-06 | 1.9125e-06
1 | 28 | 20 | 5 | 0 | 9.09e-07 | 1.1437e-06
1 | 28 | 21 | 5 | 0 | 2.3466e-07 | 2.9524e-07
1 | 28 | 22 | 5 | 0 | 5.3407e-08 | 6.7195e-08
1 | 28 | 23 | 5 | 0 | 8.3205e-09 | 1.0468e-08
1 | 29 | 0 | 6 | 1 | 1.7251e-09 | 2.1705e-09
1 | 29 | 1 | 6 | 1 | 0 | 0
1 | 29 | 2 | 6 | 1 | 0 | 0
1 | 29 | 3 | 6 | 1 | 0 | 0
1 | 29 | 4 | 6 | 1 | 0 | 0
1 | 29 | 5 | 6 | 1 | 0 | 0
1 | 29 | 6 | 6 | 1 | 7.7687e-10 | 9.7742e-10
1 | 29 | 7 | 6 | 1 | 4.6024e-09 | 5.7905e-09
1 | 29 | 8 | 6 | 1 | 1.4801e-08 | 1.8622e-08
1 | 29 | 9 | 6 | 1 | 5.6635e-08 | 7.1255e-08
1 | 29 | 10 | 6 | 1 | 1.6129e-07 | 2.0293e-07
1 | 29 | 11 | 6 | 1 | 1.511e-07 | 1.901e-07
1 | 29 | 12 | 6 | 1 | 1.2207e-07 | 1.5358e-07
1 | 29 | 13 | 6 | 1 | 7.0216e-08 | 8.8343e-08
1 | 29 | 14 | 6 | 1 | 3.0633e-08 | 3.854e-08
1 | 29 | 15 | 6 | 1 | 2.1564e-08 | 2.7131e-08
1 | 29 | 16 | 6 | 1 | 2.2283e-08 | 2.8036e-08
1 | 29 | 17 | 6 | 1 | 2.8659e-08 | 3.6057e-08
1 | 29 | 18 | 6 | 1 | 7.0203e-08 | 8.8326e-08
1 | 29 | 19 | 6 | 1 | 4.6022e-08 | 5.7903e-08
1 | 29 | 20 | 6 | 1 | 2.1743e-08 | 2.7356e-08
1 | 29 | 21 | 6 | 1 | 7.6822e-09 | 9.6653e-09
1 | 29 | 22 | 6 | 1 | 2.0403e-09 | 2.5671e-09
1 | 29 | 23 | 6 | 1 | 0 | 0
1 | 30 | 0 | 7 | 1 | 0 | 0
1 | 30 | 1 | 7 | 1 | 0 | 0
1 | 30 | 2 | 7 | 1 | 0 | 0
1 | 30 | 3 | 7 | 1 | 0 | 0
1 | 30 | 4 | 7 | 1 | 0 | 0
1 | 30 | 5 | 7 | 1 | 0 | 0
1 | 30 | 6 | 7 | 1 | 0 | 0
1 | 30 | 7 | 7 | 1 | 0 | 0
1 | 30 | 8 | 7 | 1 | 5.2281e-10 | 6.5777e-10
1 | 30 | 9 | 7 | 1 | 3.3211e-09 | 4.1784e-09
1 | 30 | 10 | 7 | 1 | 3.9348e-09 | 4.9506e-09
1 | 30 | 11 | 7 | 1 | 4.0361e-09 | 5.0781e-09
1 | 30 | 12 | 7 | 1 | 5.3343e-09 | 6.7114e-09
1 | 30 | 13 | 7 | 1 | 3.9694e-09 | 4.9941e-09
1 | 30 | 14 | 7 | 1 | 2.6288e-09 | 3.3075e-09
1 | 30 | 15 | 7 | 1 | 2.1975e-09 | 2.7648e-09
1 | 30 | 16 | 7 | 1 | 4.4196e-09 | 5.5605e-09
1 | 30 | 17 | 7 | 1 | 8.5951e-09 | 1.0814e-08
1 | 30 | 18 | 7 | 1 | 3.4565e-08 | 4.3488e-08
1 | 30 | 19 | 7 | 1 | 4.2046e-08 | 5.2901e-08
1 | 30 | 20 | 7 | 1 | 2.8649e-08 | 3.6045e-08
1 | 30 | 21 | 7 | 1 | 1.213e-08 | 1.5261e-08
1 | 30 | 22 | 7 | 1 | 1.5192e-09 | 1.9113e-09
1 | 30 | 23 | 7 | 1 | 0 | 0
1 | 31 | 0 | 1 | 0 | 0 | 0
1 | 31 | 1 | 1 | 0 | 0 | 0
1 | 31 | 2 | 1 | 0 | 0 | 0
1 | 31 | 3 | 1 | 0 | 0 | 0
1 | 31 | 4 | 1 | 0 | 0 | 0
1 | 31 | 5 | 1 | 0 | 1.283e-09 | 1.6143e-09
1 | 31 | 6 | 1 | 0 | 3.9862e-08 | 5.0152e-08
1 | 31 | 7 | 1 | 0 | 9.8492e-07 | 1.2392e-06
1 | 31 | 8 | 1 | 0 | 9.09e-07 | 1.1437e-06
1 | 31 | 9 | 1 | 0 | 1.2446e-06 | 1.5659e-06
1 | 31 | 10 | 1 | 0 | 1.1036e-06 | 1.3885e-06
1 | 31 | 11 | 1 | 0 | 6.717e-07 | 8.451e-07
1 | 31 | 12 | 1 | 0 | 2.6466e-07 | 3.3298e-07
1 | 31 | 13 | 1 | 0 | 2.7589e-07 | 3.4711e-07
1 | 31 | 14 | 1 | 0 | 1.5121e-07 | 1.9024e-07
1 | 31 | 15 | 1 | 0 | 7.4556e-08 | 9.3802e-08
1 | 31 | 16 | 1 | 0 | 9.5473e-08 | 1.2012e-07
1 | 31 | 17 | 1 | 0 | 2.0076e-07 | 2.5259e-07
1 | 31 | 18 | 1 | 0 | 9.7148e-07 | 1.2223e-06
1 | 31 | 19 | 1 | 0 | 1.2527e-06 | 1.576e-06
1 | 31 | 20 | 1 | 0 | 6.5295e-07 | 8.2151e-07
1 | 31 | 21 | 1 | 0 | 1.1772e-07 | 1.481e-07
1 | 31 | 22 | 1 | 0 | 1.6377e-08 | 2.0605e-08
1 | 31 | 23 | 1 | 0 | 1.8783e-09 | 2.3631e-09
2 | 1 | 0 | 2 | 0 | 1.7978e-09 | 2.2619e-09
2 | 1 | 1 | 2 | 0 | 3.6021e-10 | 4.5319e-10
2 | 1 | 2 | 2 | 0 | 0 | 0
2 | 1 | 3 | 2 | 0 | 0 | 0
2 | 1 | 4 | 2 | 0 | 0 | 0
2 | 1 | 5 | 2 | 0 | 5.666e-10 | 7.1287e-10
2 | 1 | 6 | 2 | 0 | 9.5358e-09 | 1.1997e-08
2 | 1 | 7 | 2 | 0 | 4.7064e-08 | 5.9213e-08
2 | 1 | 8 | 2 | 0 | 5.9594e-08 | 7.4979e-08
2 | 1 | 9 | 2 | 0 | 5.1841e-08 | 6.5224e-08
2 | 1 | 10 | 2 | 0 | 5.8759e-08 | 7.3927e-08
2 | 1 | 11 | 2 | 0 | 4.57e-08 | 5.7497e-08
2 | 1 | 12 | 2 | 0 | 3.0198e-08 | 3.7994e-08
2 | 1 | 13 | 2 | 0 | 1.8879e-08 | 2.3753e-08
2 | 1 | 14 | 2 | 0 | 1.8151e-08 | 2.2836e-08
2 | 1 | 15 | 2 | 0 | 1.7036e-08 | 2.1434e-08
2 | 1 | 16 | 2 | 0 | 2.8858e-08 | 3.6307e-08
2 | 1 | 17 | 2 | 0 | 3.6978e-08 | 4.6524e-08
2 | 1 | 18 | 2 | 0 | 5.5822e-08 | 7.0233e-08
2 | 1 | 19 | 2 | 0 | 3.727e-08 | 4.6891e-08
2 | 1 | 20 | 2 | 0 | 1.9776e-08 | 2.4881e-08
2 | 1 | 21 | 2 | 0 | 9.2277e-09 | 1.161e-08
2 | 1 | 22 | 2 | 0 | 2.4453e-09 | 3.0766e-09
2 | 1 | 23 | 2 | 0 | 0 | 0
2 | 2 | 0 | 3 | 0 | 0 | 0
2 | 2 | 1 | 3 | 0 | 0 | 0
2 | 2 | 2 | 3 | 0 | 0 | 0
2 | 2 | 3 | 3 | 0 | 0 | 0
2 | 2 | 4 | 3 | 0 | 1.0512e-09 | 1.3225e-09
2 | 2 | 5 | 3 | 0 | 7.3265e-09 | 9.2178e-09
2 | 2 | 6 | 3 | 0 | 1.6003e-07 | 2.0134e-07
2 | 2 | 7 | 3 | 0 | 9.6494e-07 | 1.214e-06
2 | 2 | 8 | 3 | 0 | 1.3491e-06 | 1.6974e-06
2 | 2 | 9 | 3 | 0 | 1.849e-06 | 2.3263e-06
2 | 2 | 10 | 3 | 0 | 2.6731e-06 | 3.3632e-06
2 | 2 | 11 | 3 | 0 | 3.1638e-06 | 3.9806e-06
2 | 2 | 12 | 3 | 0 | 3.1851e-06 | 4.0073e-06
2 | 2 | 13 | 3 | 0 | 2.7631e-06 | 3.4764e-06
2 | 2 | 14 | 3 | 0 | 2.2566e-06 | 2.8391e-06
2 | 2 | 15 | 3 | 0 | 1.3864e-06 | 1.7443e-06
2 | 2 | 16 | 3 | 0 | 1.5833e-06 | 1.992e-06
2 | 2 | 17 | 3 | 0 | 3.48e-06 | 4.3784e-06
2 | 2 | 18 | 3 | 0 | 1.668e-05 | 2.0986e-05
2 | 2 | 19 | 3 | 0 | 1.4013e-05 | 1.7631e-05
2 | 2 | 20 | 3 | 0 | 7.4463e-06 | 9.3686e-06
2 | 2 | 21 | 3 | 0 | 3.9182e-06 | 4.9297e-06
2 | 2 | 22 | 3 | 0 | 8.4994e-07 | 1.0694e-06
2 | 2 | 23 | 3 | 0 | 2.7975e-07 | 3.5197e-07
2 | 3 | 0 | 4 | 0 | 1.4997e-07 | 1.8868e-07
2 | 3 | 1 | 4 | 0 | 1.2029e-07 | 1.5135e-07
2 | 3 | 2 | 4 | 0 | 6.4675e-08 | 8.137e-08
2 | 3 | 3 | 4 | 0 | 7.6146e-08 | 9.5803e-08
2 | 3 | 4 | 4 | 0 | 9.3411e-08 | 1.1752e-07
2 | 3 | 5 | 4 | 0 | 2.2953e-07 | 2.8878e-07
2 | 3 | 6 | 4 | 0 | 2.0553e-06 | 2.5859e-06
2 | 3 | 7 | 4 | 0 | 1.9741e-05 | 2.4837e-05
2 | 3 | 8 | 4 | 0 | 1.2616e-05 | 1.5873e-05
2 | 3 | 9 | 4 | 0 | 9.1086e-06 | 1.146e-05
2 | 3 | 10 | 4 | 0 | 4.5116e-06 | 5.6763e-06
2 | 3 | 11 | 4 | 0 | 1.3683e-06 | 1.7215e-06
2 | 3 | 12 | 4 | 0 | 9.592e-07 | 1.2068e-06
2 | 3 | 13 | 4 | 0 | 5.0912e-07 | 6.4055e-07
2 | 3 | 14 | 4 | 0 | 3.1196e-07 | 3.9249e-07
2 | 3 | 15 | 4 | 0 | 2.8831e-07 | 3.6273e-07
2 | 3 | 16 | 4 | 0 | 2.4312e-07 | 3.0589e-07
2 | 3 | 17 | 4 | 0 | 3.9307e-07 | 4.9454e-07
2 | 3 | 18 | 4 | 0 | 1.1634e-06 | 1.4637e-06
2 | 3 | 19 | 4 | 0 | 1.5933e-06 | 2.0047e-06
2 | 3 | 20 | 4 | 0 | 2.097e-06 | 2.6383e-06
2 | 3 | 21 | 4 | 0 | 1.0885e-06 | 1.3695e-06
2 | 3 | 22 | 4 | 0 | 5.1188e-07 | 6.4402e-07
2 | 3 | 23 | 4 | 0 | 1.8659e-07 | 2.3476e-07
2 | 4 | 0 | 5 | 0 | 1.2292e-07 | 1.5466e-07
2 | 4 | 1 | 5 | 0 | 7.8552e-08 | 9.883e-08
2 | 4 | 2 | 5 | 0 | 6.0019e-08 | 7.5513e-08
2 | 4 | 3 | 5 | 0 | 4.9971e-08 | 6.2871e-08
2 | 4 | 4 | 5 | 0 | 5.6212e-08 | 7.0723e-08
2 | 4 | 5 | 5 | 0 | 1.7217e-07 | 2.1662e-07
2 | 4 | 6 | 5 | 0 | 1.0607e-06 | 1.3345e-06
2 | 4 | 7 | 5 | 0 | 7.7821e-06 | 9.7911e-06
2 | 4 | 8 | 5 | 0 | 5.5813e-06 | 7.0221e-06
2 | 4 | 9 | 5 | 0 | 2.1396e-06 | 2.6919e-06
2 | 4 | 10 | 5 | 0 | 1.332e-06 | 1.6758e-06
2 | 4 | 11 | 5 | 0 | 4.1265e-07 | 5.1918e-07
2 | 4 | 12 | 5 | 0 | 3.3497e-07 | 4.2144e-07
2 | 4 | 13 | 5 | 0 | 1.4576e-07 | 1.8339e-07
2 | 4 | 14 | 5 | 0 | 6.8717e-08 | 8.6457e-08
2 | 4 | 15 | 5 | 0 | 4.1134e-08 | 5.1752e-08
2 | 4 | 16 | 5 | 0 | 2.3684e-08 | 2.9798e-08
2 | 4 | 17 | 5 | 0 | 5.8302e-08 | 7.3353e-08
2 | 4 | 18 | 5 | 0 | 1.3483e-07 | 1.6964e-07
2 | 4 | 19 | 5 | 0 | 1.1772e-07 | 1.481e-07
2 | 4 | 20 | 5 | 0 | 1.1124e-07 | 1.3996e-07
2 | 4 | 21 | 5 | 0 | 5.6614e-08 | 7.1229e-08
2 | 4 | 22 | 5 | 0 | 2.0419e-08 | 2.5691e-08
2 | 4 | 23 | 5 | 0 | 6.5118e-09 | 8.1929e-09
2 | 5 | 0 | 6 | 1 | 2.3659e-09 | 2.9767e-09
2 | 5 | 1 | 6 | 1 | 5.183e-10 | 6.521e-10
2 | 5 | 2 | 6 | 1 | 1.0098e-10 | 1.2705e-10
2 | 5 | 3 | 6 | 1 | 0 | 0
2 | 5 | 4 | 6 | 1 | 0 | 0
2 | 5 | 5 | 6 | 1 | 1.1815e-10 | 1.4865e-10
2 | 5 | 6 | 6 | 1 | 2.2157e-09 | 2.7877e-09
2 | 5 | 7 | 6 | 1 | 4.4521e-09 | 5.6015e-09
2 | 5 | 8 | 6 | 1 | 9.7606e-09 | 1.228e-08
2 | 5 | 9 | 6 | 1 | 2.0594e-08 | 2.591e-08
2 | 5 | 10 | 6 | 1 | 2.7174e-08 | 3.4189e-08
2 | 5 | 11 | 6 | 1 | 2.8659e-08 | 3.6057e-08
2 | 5 | 12 | 6 | 1 | 4.6065e-08 | 5.7957e-08
2 | 5 | 13 | 6 | 1 | 5.5043e-08 | 6.9252e-08
2 | 5 | 14 | 6 | 1 | 6.1785e-08 | 7.7736e-08
2 | 5 | 15 | 6 | 1 | 5.7036e-08 | 7.176e-08
2 | 5 | 16 | 6 | 1 | 6.0906e-08 | 7.6629e-08
2 | 5 | 17 | 6 | 1 | 6.8638e-08 | 8.6357e-08
2 | 5 | 18 | 6 | 1 | 1.4997e-07 | 1.8868e-07
2 | 5 | 19 | 6 | 1 | 1.1124e-07 | 1.3996e-07
2 | 5 | 20 | 6 | 1 | 9.0591e-08 | 1.1398e-07
2 | 5 | 21 | 6 | 1 | 4.4351e-08 | 5.58e-08
2 | 5 | 22 | 6 | 1 | 1.4048e-08 | 1.7674e-08
2 | 5 | 23 | 6 | 1 | 4.4169e-09 | 5.5571e-09
2 | 6 | 0 | 7 | 1 | 1.0778e-09 | 1.356e-09
2 | 6 | 1 | 7 | 1 | 3.1706e-10 | 3.9891e-10
2 | 6 | 2 | 7 | 1 | 0 | 0
2 | 6 | 3 | 7 | 1 | 0 | 0
2 | 6 | 4 | 7 | 1 | 0 | 0
2 | 6 | 5 | 7 | 1 | 0 | 0
2 | 6 | 6 | 7 | 1 | 8.3802e-10 | 1.0544e-09
2 | 6 | 7 | 7 | 1 | 2.3854e-09 | 3.0012e-09
2 | 6 | 8 | 7 | 1 | 4.8341e-09 | 6.082e-09
2 | 6 | 9 | 7 | 1 | 8.526e-09 | 1.0727e-08
2 | 6 | 10 | 7 | 1 | 4.1388e-09 | 5.2073e-09
2 | 6 | 11 | 7 | 1 | 2.0604e-09 | 2.5923e-09
2 | 6 | 12 | 7 | 1 | 9.6404e-10 | 1.2129e-09
2 | 6 | 13 | 7 | 1 | 0 | 0
2 | 6 | 14 | 7 | 1 | 0 | 0
2 | 6 | 15 | 7 | 1 | 0 | 0
2 | 6 | 16 | 7 | 1 | 0 | 0
2 | 6 | 17 | 7 | 1 | 2.3201e-10 | 2.919e-10
2 | 6 | 18 | 7 | 1 | 1.8629e-09 | 2.3439e-09
2 | 6 | 19 | 7 | 1 | 9.7682e-10 | 1.229e-09
2 | 6 | 20 | 7 | 1 | 8.9596e-10 | 1.1273e-09
2 | 6 | 21 | 7 | 1 | 2.1973e-10 | 2.7645e-10
2 | 6 | 22 | 7 | 1 | 0 | 0
2 | 6 | 23 | 7 | 1 | 0 | 0
2 | 7 | 0 | 1 | 0 | 0 | 0
2 | 7 | 1 | 1 | 0 | 0 | 0
2 | 7 | 2 | 1 | 0 | 0 | 0
2 | 7 | 3 | 1 | 0 | 0 | 0
2 | 7 | 4 | 1 | 0 | 0 | 0
2 | 7 | 5 | 1 | 0 | 3.4328e-10 | 4.319e-10
2 | 7 | 6 | 1 | 0 | 1.4358e-08 | 1.8065e-08
2 | 7 | 7 | 1 | 0 | 1.3207e-07 | 1.6616e-07
2 | 7 | 8 | 1 | 0 | 1.4363e-07 | 1.807e-07
2 | 7 | 9 | 1 | 0 | 1.7472e-07 | 2.1983e-07
2 | 7 | 10 | 1 | 0 | 2.3466e-07 | 2.9524e-07
2 | 7 | 11 | 1 | 0 | 2.3122e-07 | 2.9091e-07
2 | 7 | 12 | 1 | 0 | 2.7213e-07 | 3.4238e-07
2 | 7 | 13 | 1 | 0 | 2.0076e-07 | 2.5259e-07
2 | 7 | 14 | 1 | 0 | 2.094e-07 | 2.6345e-07
2 | 7 | 15 | 1 | 0 | 1.8527e-07 | 2.331e-07
2 | 7 | 16 | 1 | 0 | 1.8106e-07 | 2.2781e-07
2 | 7 | 17 | 1 | 0 | 3.3247e-07 | 4.183e-07
2 | 7 | 18 | 1 | 0 | 5.3338e-07 | 6.7107e-07
2 | 7 | 19 | 1 | 0 | 8.3244e-07 | 1.0473e-06
2 | 7 | 20 | 1 | 0 | 5.1188e-07 | 6.4402e-07
2 | 7 | 21 | 1 | 0 | 3.2044e-07 | 4.0316e-07
2 | 7 | 22 | 1 | 0 | 1.3577e-07 | 1.7082e-07
2 | 7 | 23 | 1 | 0 | 5.0326e-08 | 6.3318e-08
2 | 8 | 0 | 2 | 0 | 2.3865e-08 | 3.0025e-08
2 | 8 | 1 | 2 | 0 | 1.384e-08 | 1.7413e-08
2 | 8 | 2 | 2 | 0 | 1.2711e-08 | 1.5993e-08
2 | 8 | 3 | 2 | 0 | 1.2611e-08 | 1.5867e-08
2 | 8 | 4 | 2 | 0 | 2.1229e-08 | 2.6709e-08
2 | 8 | 5 | 2 | 0 | 7.7315e-08 | 9.7274e-08
2 | 8 | 6 | 2 | 0 | 5.1881e-07 | 6.5274e-07
2 | 8 | 7 | 2 | 0 | 2.1238e-06 | 2.672e-06
2 | 8 | 8 | 2 | 0 | 2.7246e-06 | 3.428e-06
2 | 8 | 9 | 2 | 0 | 2.1541e-06 | 2.7102e-06
2 | 8 | 10 | 2 | 0 | 2.7083e-06 | 3.4075e-06
2 | 8 | 11 | 2 | 0 | 2.4998e-06 | 3.1451e-06
2 | 8 | 12 | 2 | 0 | 2.1256e-06 | 2.6743e-06
2 | 8 | 13 | 2 | 0 | 1.3238e-06 | 1.6655e-06
2 | 8 | 14 | 2 | 0 | 7.4684e-07 | 9.3964e-07
2 | 8 | 15 | 2 | 0 | 3.8285e-07 | 4.8168e-07
2 | 8 | 16 | 2 | 0 | 2.7421e-07 | 3.45e-07
2 | 8 | 17 | 2 | 0 | 5.5232e-07 | 6.9491e-07
2 | 8 | 18 | 2 | 0 | 2.4981e-06 | 3.143e-06
2 | 8 | 19 | 2 | 0 | 8.9362e-06 | 1.1243e-05
2 | 8 | 20 | 2 | 0 | 8.9908e-06 | 1.1312e-05
2 | 8 | 21 | 2 | 0 | 5.545e-06 | 6.9764e-06
2 | 8 | 22 | 2 | 0 | 2.5161e-06 | 3.1657e-06
2 | 8 | 23 | 2 | 0 | 8.1015e-07 | 1.0193e-06
2 | 9 | 0 | 3 | 0 | 5.0536e-07 | 6.3582e-07
2 | 9 | 1 | 3 | 0 | 3.6153e-07 | 4.5486e-07
2 | 9 | 2 | 3 | 0 | 2.5189e-07 | 3.1692e-07
2 | 9 | 3 | 3 | 0 | 2.0069e-07 | 2.525e-07
2 | 9 | 4 | 3 | 0 | 3.2044e-07 | 4.0316e-07
2 | 9 | 5 | 3 | 0 | 6.3902e-07 | 8.0399e-07
2 | 9 | 6 | 3 | 0 | 8.1811e-06 | 1.0293e-05
2 | 9 | 7 | 3 | 0 | 3.4776e-05 | 4.3753e-05
2 | 9 | 8 | 3 | 0 | 2.8426e-05 | 3.5764e-05
2 | 9 | 9 | 3 | 0 | 2.9122e-05 | 3.664e-05
2 | 9 | 10 | 3 | 0 | 2.3653e-05 | 2.9759e-05
2 | 9 | 11 | 3 | 0 | 6.653e-06 | 8.3705e-06
2 | 9 | 12 | 3 | 0 | 6.1008e-06 | 7.6758e-06
2 | 9 | 13 | 3 | 0 | 4.6978e-06 | 5.9105e-06
2 | 9 | 14 | 3 | 0 | 3.0267e-06 | 3.808e-06
2 | 9 | 15 | 3 | 0 | 3.1432e-06 | 3.9547e-06
2 | 9 | 16 | 3 | 0 | 2.8916e-06 | 3.6381e-06
2 | 9 | 17 | 3 | 0 | 5.3083e-06 | 6.6787e-06
2 | 9 | 18 | 3 | 0 | 2.1157e-05 | 2.6619e-05
2 | 9 | 19 | 3 | 0 | 2.1157e-05 | 2.6619e-05
2 | 9 | 20 | 3 | 0 | 1.7197e-05 | 2.1636e-05
2 | 9 | 21 | 3 | 0 | 6.1365e-06 | 7.7206e-06
2 | 9 | 22 | 3 | 0 | 1.6681e-06 | 2.0987e-06
2 | 9 | 23 | 3 | 0 | 6.7575e-07 | 8.5019e-07
2 | 10 | 0 | 4 | 0 | 4.4149e-07 | 5.5546e-07
2 | 10 | 1 | 4 | 0 | 3.3467e-07 | 4.2107e-07
2 | 10 | 2 | 4 | 0 | 3.0281e-07 | 3.8097e-07
2 | 10 | 3 | 4 | 0 | 5.5968e-07 | 7.0416e-07
2 | 10 | 4 | 4 | 0 | 8.2144e-07 | 1.0335e-06
2 | 10 | 5 | 4 | 0 | 5.3074e-06 | 6.6775e-06
2 | 10 | 6 | 4 | 0 | 3.9975e-05 | 5.0294e-05
2 | 10 | 7 | 4 | 0 | 0.00013506 | 0.00016992
2 | 10 | 8 | 4 | 0 | 0.0001584 | 0.0001993
2 | 10 | 9 | 4 | 0 | 6.0495e-05 | 7.6113e-05
2 | 10 | 10 | 4 | 0 | 2.2723e-05 | 2.8589e-05
2 | 10 | 11 | 4 | 0 | 4.7308e-06 | 5.952e-06
2 | 10 | 12 | 4 | 0 | 1.5647e-06 | 1.9686e-06
2 | 10 | 13 | 4 | 0 | 7.4725e-07 | 9.4016e-07
2 | 10 | 14 | 4 | 0 | 3.7776e-07 | 4.7528e-07
2 | 10 | 15 | 4 | 0 | 2.2982e-07 | 2.8915e-07
2 | 10 | 16 | 4 | 0 | 1.4475e-07 | 1.8212e-07
2 | 10 | 17 | 4 | 0 | 2.8397e-07 | 3.5728e-07
2 | 10 | 18 | 4 | 0 | 1.4418e-06 | 1.814e-06
2 | 10 | 19 | 4 | 0 | 6.0557e-06 | 7.619e-06
2 | 10 | 20 | 4 | 0 | 1.0219e-05 | 1.2857e-05
2 | 10 | 21 | 4 | 0 | 3.6344e-06 | 4.5726e-06
2 | 10 | 22 | 4 | 0 | 2.8162e-06 | 3.5432e-06
2 | 10 | 23 | 4 | 0 | 8.0462e-07 | 1.0123e-06
2 | 11 | 0 | 5 | 0 | 5.9632e-07 | 7.5027e-07
2 | 11 | 1 | 5 | 0 | 6.9559e-07 | 8.7516e-07
2 | 11 | 2 | 5 | 0 | 6.3437e-07 | 7.9814e-07
2 | 11 | 3 | 5 | 0 | 6.0027e-07 | 7.5523e-07
2 | 11 | 4 | 5 | 0 | 1.6345e-06 | 2.0564e-06
2 | 11 | 5 | 5 | 0 | 7.3101e-06 | 9.1972e-06
2 | 11 | 6 | 5 | 0 | 4.1144e-05 | 5.1766e-05
2 | 11 | 7 | 5 | 0 | 0.00017991 | 0.00022635
2 | 11 | 8 | 5 | 0 | 6.9034e-05 | 8.6855e-05
2 | 11 | 9 | 5 | 0 | 1.9755e-05 | 2.4855e-05
2 | 11 | 10 | 5 | 0 | 5.0824e-06 | 6.3944e-06
2 | 11 | 11 | 5 | 0 | 9.2864e-07 | 1.1684e-06
2 | 11 | 12 | 5 | 0 | 3.8306e-07 | 4.8194e-07
2 | 11 | 13 | 5 | 0 | 2.0691e-07 | 2.6032e-07
2 | 11 | 14 | 5 | 0 | 9.0057e-08 | 1.1331e-07
2 | 11 | 15 | 5 | 0 | 5.6699e-08 | 7.1336e-08
2 | 11 | 16 | 5 | 0 | 5.2295e-08 | 6.5795e-08
2 | 11 | 17 | 5 | 0 | 8.4771e-08 | 1.0666e-07
2 | 11 | 18 | 5 | 0 | 3.1824e-07 | 4.004e-07
2 | 11 | 19 | 5 | 0 | 6.17e-07 | 7.7628e-07
2 | 11 | 20 | 5 | 0 | 6.2556e-07 | 7.8706e-07
2 | 11 | 21 | 5 | 0 | 4.6964e-07 | 5.9088e-07
2 | 11 | 22 | 5 | 0 | 1.962e-07 | 2.4685e-07
2 | 11 | 23 | 5 | 0 | 7.7315e-08 | 9.7274e-08
2 | 12 | 0 | 6 | 1 | 3.8686e-08 | 4.8673e-08
2 | 12 | 1 | 6 | 1 | 1.8727e-08 | 2.3561e-08
2 | 12 | 2 | 6 | 1 | 8.8781e-09 | 1.117e-08
2 | 12 | 3 | 6 | 1 | 5.7748e-09 | 7.2656e-09
2 | 12 | 4 | 6 | 1 | 6.0137e-09 | 7.5661e-09
2 | 12 | 5 | 6 | 1 | 8.806e-09 | 1.1079e-08
2 | 12 | 6 | 6 | 1 | 1.8872e-08 | 2.3744e-08
2 | 12 | 7 | 6 | 1 | 4.2363e-08 | 5.3299e-08
2 | 12 | 8 | 6 | 1 | 5.4646e-08 | 6.8753e-08
2 | 12 | 9 | 6 | 1 | 5.8345e-08 | 7.3407e-08
2 | 12 | 10 | 6 | 1 | 3.2591e-08 | 4.1005e-08
2 | 12 | 11 | 6 | 1 | 1.4381e-08 | 1.8093e-08
2 | 12 | 12 | 6 | 1 | 3.9407e-09 | 4.958e-09
2 | 12 | 13 | 6 | 1 | 1.4001e-09 | 1.7615e-09
2 | 12 | 14 | 6 | 1 | 0 | 0
2 | 12 | 15 | 6 | 1 | 0 | 0
2 | 12 | 16 | 6 | 1 | 0 | 0
2 | 12 | 17 | 6 | 1 | 3.3094e-10 | 4.1637e-10
2 | 12 | 18 | 6 | 1 | 3.4261e-09 | 4.3105e-09
2 | 12 | 19 | 6 | 1 | 1.1412e-08 | 1.4358e-08
2 | 12 | 20 | 6 | 1 | 1.1155e-08 | 1.4035e-08
2 | 12 | 21 | 6 | 1 | 9.5358e-09 | 1.1997e-08
2 | 12 | 22 | 6 | 1 | 3.451e-09 | 4.3418e-09
2 | 12 | 23 | 6 | 1 | 1.8629e-09 | 2.3439e-09
2 | 13 | 0 | 7 | 1 | 7.5715e-10 | 9.5261e-10
2 | 13 | 1 | 7 | 1 | 0 | 0
2 | 13 | 2 | 7 | 1 | 0 | 0
2 | 13 | 3 | 7 | 1 | 0 | 0
2 | 13 | 4 | 7 | 1 | 0 | 0
2 | 13 | 5 | 7 | 1 | 5.2281e-10 | 6.5777e-10
2 | 13 | 6 | 7 | 1 | 1.6114e-09 | 2.0274e-09
2 | 13 | 7 | 7 | 1 | 2.3086e-09 | 2.9045e-09
2 | 13 | 8 | 7 | 1 | 4.067e-09 | 5.1169e-09
2 | 13 | 9 | 7 | 1 | 3.3204e-09 | 4.1775e-09
2 | 13 | 10 | 7 | 1 | 1.5725e-09 | 1.9785e-09
2 | 13 | 11 | 7 | 1 | 0 | 0
2 | 13 | 12 | 7 | 1 | 0 | 0
2 | 13 | 13 | 7 | 1 | 0 | 0
2 | 13 | 14 | 7 | 1 | 0 | 0
2 | 13 | 15 | 7 | 1 | 0 | 0
2 | 13 | 16 | 7 | 1 | 0 | 0
2 | 13 | 17 | 7 | 1 | 0 | 0
2 | 13 | 18 | 7 | 1 | 0 | 0
2 | 13 | 19 | 7 | 1 | 9.6904e-10 | 1.2192e-09
2 | 13 | 20 | 7 | 1 | 1.8304e-09 | 2.3029e-09
2 | 13 | 21 | 7 | 1 | 4.0168e-10 | 5.0538e-10
2 | 13 | 22 | 7 | 1 | 0 | 0
2 | 13 | 23 | 7 | 1 | 0 | 0
2 | 14 | 0 | 1 | 0 | 0 | 0
2 | 14 | 1 | 1 | 0 | 0 | 0
2 | 14 | 2 | 1 | 0 | 0 | 0
2 | 14 | 3 | 1 | 0 | 0 | 0
2 | 14 | 4 | 1 | 0 | 0 | 0
2 | 14 | 5 | 1 | 0 | 0 | 0
2 | 14 | 6 | 1 | 0 | 6.3528e-09 | 7.9928e-09
2 | 14 | 7 | 1 | 0 | 3.2298e-08 | 4.0636e-08
2 | 14 | 8 | 1 | 0 | 2.4239e-08 | 3.0496e-08
2 | 14 | 9 | 1 | 0 | 1.6659e-08 | 2.0959e-08
2 | 14 | 10 | 1 | 0 | 1.1427e-08 | 1.4378e-08
2 | 14 | 11 | 1 | 0 | 8.4711e-09 | 1.0658e-08
2 | 14 | 12 | 1 | 0 | 7.6361e-09 | 9.6074e-09
2 | 14 | 13 | 1 | 0 | 4.0421e-09 | 5.0856e-09
2 | 14 | 14 | 1 | 0 | 3.2681e-09 | 4.1117e-09
2 | 14 | 15 | 1 | 0 | 1.8819e-09 | 2.3677e-09
2 | 14 | 16 | 1 | 0 | 1.5852e-09 | 1.9944e-09
2 | 14 | 17 | 1 | 0 | 2.5466e-09 | 3.204e-09
2 | 14 | 18 | 1 | 0 | 7.3265e-09 | 9.2178e-09
2 | 14 | 19 | 1 | 0 | 2.6363e-08 | 3.3169e-08
2 | 14 | 20 | 1 | 0 | 2.7591e-08 | 3.4714e-08
2 | 14 | 21 | 1 | 0 | 1.3311e-08 | 1.6747e-08
2 | 14 | 22 | 1 | 0 | 5.7748e-09 | 7.2656e-09
2 | 14 | 23 | 1 | 0 | 1.5985e-09 | 2.0112e-09
2 | 15 | 0 | 2 | 0 | 4.5189e-10 | 5.6855e-10
2 | 15 | 1 | 2 | 0 | 2.3748e-10 | 2.9879e-10
2 | 15 | 2 | 2 | 0 | 0 | 0
2 | 15 | 3 | 2 | 0 | 0 | 0
2 | 15 | 4 | 2 | 0 | 1.1327e-09 | 1.4252e-09
2 | 15 | 5 | 2 | 0 | 6.4115e-09 | 8.0666e-09
2 | 15 | 6 | 2 | 0 | 1.0892e-07 | 1.3704e-07
2 | 15 | 7 | 2 | 0 | 3.744e-07 | 4.7105e-07
2 | 15 | 8 | 2 | 0 | 3.6678e-07 | 4.6146e-07
2 | 15 | 9 | 2 | 0 | 2.5203e-07 | 3.1709e-07
2 | 15 | 10 | 2 | 0 | 1.6018e-07 | 2.0153e-07
2 | 15 | 11 | 2 | 0 | 7.1908e-08 | 9.0471e-08
2 | 15 | 12 | 2 | 0 | 3.7625e-08 | 4.7338e-08
2 | 15 | 13 | 2 | 0 | 1.6672e-08 | 2.0976e-08
2 | 15 | 14 | 2 | 0 | 8.2078e-09 | 1.0327e-08
2 | 15 | 15 | 2 | 0 | 3.6292e-09 | 4.5661e-09
2 | 15 | 16 | 2 | 0 | 2.8482e-09 | 3.5835e-09
2 | 15 | 17 | 2 | 0 | 3.745e-09 | 4.7118e-09
2 | 15 | 18 | 2 | 0 | 3.0176e-08 | 3.7966e-08
2 | 15 | 19 | 2 | 0 | 5.6212e-08 | 7.0723e-08
2 | 15 | 20 | 2 | 0 | 7.6146e-08 | 9.5803e-08
2 | 15 | 21 | 2 | 0 | 3.5108e-08 | 4.4171e-08
2 | 15 | 22 | 2 | 0 | 1.1412e-08 | 1.4358e-08
2 | 15 | 23 | 2 | 0 | 2.6504e-09 | 3.3346e-09
2 | 16 | 0 | 3 | 0 | 7.6359e-10 | 9.6071e-10
2 | 16 | 1 | 3 | 0 | 1.1458e-10 | 1.4416e-10
2 | 16 | 2 | 3 | 0 | 0 | 0
2 | 16 | 3 | 3 | 0 | 0 | 0
2 | 16 | 4 | 3 | 0 | 0 | 0
2 | 16 | 5 | 3 | 0 | 7.7687e-10 | 9.7742e-10
2 | 16 | 6 | 3 | 0 | 1.1324e-08 | 1.4247e-08
2 | 16 | 7 | 3 | 0 | 7.917e-08 | 9.9608e-08
2 | 16 | 8 | 3 | 0 | 4.9213e-08 | 6.1917e-08
2 | 16 | 9 | 3 | 0 | 2.8458e-08 | 3.5805e-08
2 | 16 | 10 | 3 | 0 | 1.3626e-08 | 1.7144e-08
2 | 16 | 11 | 3 | 0 | 5.923e-09 | 7.4521e-09
2 | 16 | 12 | 3 | 0 | 3.541e-09 | 4.4552e-09
2 | 16 | 13 | 3 | 0 | 1.7579e-09 | 2.2118e-09
2 | 16 | 14 | 3 | 0 | 1.127e-09 | 1.418e-09
2 | 16 | 15 | 3 | 0 | 0 | 0
2 | 16 | 16 | 3 | 0 | 0 | 0
2 | 16 | 17 | 3 | 0 | 0 | 0
2 | 16 | 18 | 3 | 0 | 2.4857e-09 | 3.1274e-09
2 | 16 | 19 | 3 | 0 | 5.4213e-09 | 6.8208e-09
2 | 16 | 20 | 3 | 0 | 4.4521e-09 | 5.6015e-09
2 | 16 | 21 | 3 | 0 | 1.7836e-09 | 2.2441e-09
2 | 16 | 22 | 3 | 0 | 0 | 0
2 | 16 | 23 | 3 | 0 | 0 | 0
2 | 17 | 0 | 4 | 0 | 0 | 0
2 | 17 | 1 | 4 | 0 | 0 | 0
2 | 17 | 2 | 4 | 0 | 0 | 0
2 | 17 | 3 | 4 | 0 | 0 | 0
2 | 17 | 4 | 4 | 0 | 0 | 0
2 | 17 | 5 | 4 | 0 | 0 | 0
2 | 17 | 6 | 4 | 0 | 1.2404e-09 | 1.5606e-09
2 | 17 | 7 | 4 | 0 | 8.7326e-09 | 1.0987e-08
2 | 17 | 8 | 4 | 0 | 6.2028e-09 | 7.8041e-09
2 | 17 | 9 | 4 | 0 | 4.3817e-09 | 5.5128e-09
2 | 17 | 10 | 4 | 0 | 2.7817e-09 | 3.4997e-09
2 | 17 | 11 | 4 | 0 | 1.867e-09 | 2.3489e-09
2 | 17 | 12 | 4 | 0 | 1.5357e-09 | 1.9321e-09
2 | 17 | 13 | 4 | 0 | 6.5849e-10 | 8.2848e-10
2 | 17 | 14 | 4 | 0 | 1.216e-10 | 1.5299e-10
2 | 17 | 15 | 4 | 0 | 0 | 0
2 | 17 | 16 | 4 | 0 | 0 | 0
2 | 17 | 17 | 4 | 0 | 0 | 0
2 | 17 | 18 | 4 | 0 | 8.9596e-10 | 1.1273e-09
2 | 17 | 19 | 4 | 0 | 2.5456e-09 | 3.2027e-09
2 | 17 | 20 | 4 | 0 | 1.7251e-09 | 2.1705e-09
2 | 17 | 21 | 4 | 0 | 0 | 0
2 | 17 | 22 | 4 | 0 | 0 | 0
2 | 17 | 23 | 4 | 0 | 0 | 0
2 | 18 | 0 | 5 | 0 | 0 | 0
2 | 18 | 1 | 5 | 0 | 0 | 0
2 | 18 | 2 | 5 | 0 | 0 | 0
2 | 18 | 3 | 5 | 0 | 0 | 0
2 | 18 | 4 | 5 | 0 | 0 | 0
2 | 18 | 5 | 5 | 0 | 0 | 0
2 | 18 | 6 | 5 | 0 | 0 | 0
2 | 18 | 7 | 5 | 0 | 0 | 0
2 | 18 | 8 | 5 | 0 | 0 | 0
2 | 18 | 9 | 5 | 0 | 4.4456e-10 | 5.5932e-10
2 | 18 | 10 | 5 | 0 | 8.2593e-10 | 1.0391e-09
2 | 18 | 11 | 5 | 0 | 5.628e-10 | 7.0808e-10
2 | 18 | 12 | 5 | 0 | 2.3611e-10 | 2.9706e-10
2 | 18 | 13 | 5 | 0 | 1.5176e-10 | 1.9094e-10
2 | 18 | 14 | 5 | 0 | 0 | 0
2 | 18 | 15 | 5 | 0 | 0 | 0
2 | 18 | 16 | 5 | 0 | 0 | 0
2 | 18 | 17 | 5 | 0 | 0 | 0
2 | 18 | 18 | 5 | 0 | 0 | 0
2 | 18 | 19 | 5 | 0 | 0 | 0
2 | 18 | 20 | 5 | 0 | 0 | 0
2 | 18 | 21 | 5 | 0 | 0 | 0
2 | 18 | 22 | 5 | 0 | 0 | 0
2 | 18 | 23 | 5 | 0 | 0 | 0
2 | 19 | 0 | 6 | 1 | 0 | 0
2 | 19 | 1 | 6 | 1 | 0 | 0
2 | 19 | 2 | 6 | 1 | 0 | 0
2 | 19 | 3 | 6 | 1 | 0 | 0
2 | 19 | 4 | 6 | 1 | 0 | 0
2 | 19 | 5 | 6 | 1 | 0 | 0
2 | 19 | 6 | 6 | 1 | 0 | 0
2 | 19 | 7 | 6 | 1 | 0 | 0
2 | 19 | 8 | 6 | 1 | 0 | 0
2 | 19 | 9 | 6 | 1 | 0 | 0
2 | 19 | 10 | 6 | 1 | 0 | 0
2 | 19 | 11 | 6 | 1 | 0 | 0
2 | 19 | 12 | 6 | 1 | 0 | 0
2 | 19 | 13 | 6 | 1 | 0 | 0
2 | 19 | 14 | 6 | 1 | 0 | 0
2 | 19 | 15 | 6 | 1 | 0 | 0
2 | 19 | 16 | 6 | 1 | 0 | 0
2 | 19 | 17 | 6 | 1 | 0 | 0
2 | 19 | 18 | 6 | 1 | 0 | 0
2 | 19 | 19 | 6 | 1 | 0 | 0
2 | 19 | 20 | 6 | 1 | 0 | 0
2 | 19 | 21 | 6 | 1 | 0 | 0
2 | 19 | 22 | 6 | 1 | 0 | 0
2 | 19 | 23 | 6 | 1 | 0 | 0
2 | 20 | 0 | 7 | 1 | 0 | 0
2 | 20 | 1 | 7 | 1 | 0 | 0
2 | 20 | 2 | 7 | 1 | 0 | 0
2 | 20 | 3 | 7 | 1 | 0 | 0
2 | 20 | 4 | 7 | 1 | 0 | 0
2 | 20 | 5 | 7 | 1 | 0 | 0
2 | 20 | 6 | 7 | 1 | 0 | 0
2 | 20 | 7 | 7 | 1 | 0 | 0
2 | 20 | 8 | 7 | 1 | 0 | 0
2 | 20 | 9 | 7 | 1 | 0 | 0
2 | 20 | 10 | 7 | 1 | 0 | 0
2 | 20 | 11 | 7 | 1 | 0 | 0
2 | 20 | 12 | 7 | 1 | 0 | 0
2 | 20 | 13 | 7 | 1 | 0 | 0
2 | 20 | 14 | 7 | 1 | 0 | 0
2 | 20 | 15 | 7 | 1 | 0 | 0
2 | 20 | 16 | 7 | 1 | 0 | 0
2 | 20 | 17 | 7 | 1 | 0 | 0
2 | 20 | 18 | 7 | 1 | 0 | 0
2 | 20 | 19 | 7 | 1 | 0 | 0
2 | 20 | 20 | 7 | 1 | 0 | 0
2 | 20 | 21 | 7 | 1 | 0 | 0
2 | 20 | 22 | 7 | 1 | 0 | 0
2 | 20 | 23 | 7 | 1 | 0 | 0
2 | 21 | 0 | 1 | 0 | 0 | 0
2 | 21 | 1 | 1 | 0 | 0 | 0
2 | 21 | 2 | 1 | 0 | 0 | 0
2 | 21 | 3 | 1 | 0 | 0 | 0
2 | 21 | 4 | 1 | 0 | 0 | 0
2 | 21 | 5 | 1 | 0 | 0 | 0
2 | 21 | 6 | 1 | 0 | 0 | 0
2 | 21 | 7 | 1 | 0 | 0 | 0
2 | 21 | 8 | 1 | 0 | 0 | 0
2 | 21 | 9 | 1 | 0 | 0 | 0
2 | 21 | 10 | 1 | 0 | 3.9884e-10 | 5.0181e-10
2 | 21 | 11 | 1 | 0 | 4.8286e-10 | 6.0752e-10
2 | 21 | 12 | 1 | 0 | 9.6133e-10 | 1.2095e-09
2 | 21 | 13 | 1 | 0 | 1.0518e-09 | 1.3233e-09
2 | 21 | 14 | 1 | 0 | 7.1269e-10 | 8.9668e-10
2 | 21 | 15 | 1 | 0 | 1.1853e-10 | 1.4913e-10
2 | 21 | 16 | 1 | 0 | 0 | 0
2 | 21 | 17 | 1 | 0 | 8.0022e-10 | 1.0068e-09
2 | 21 | 18 | 1 | 0 | 2.6716e-09 | 3.3613e-09
2 | 21 | 19 | 1 | 0 | 3.3992e-09 | 4.2767e-09
2 | 21 | 20 | 1 | 0 | 3.1861e-09 | 4.0086e-09
2 | 21 | 21 | 1 | 0 | 9.6113e-10 | 1.2092e-09
2 | 21 | 22 | 1 | 0 | 0 | 0
2 | 21 | 23 | 1 | 0 | 0 | 0
2 | 22 | 0 | 2 | 0 | 0 | 0
2 | 22 | 1 | 2 | 0 | 0 | 0
2 | 22 | 2 | 2 | 0 | 0 | 0
2 | 22 | 3 | 2 | 0 | 0 | 0
2 | 22 | 4 | 2 | 0 | 0 | 0
2 | 22 | 5 | 2 | 0 | 0 | 0
2 | 22 | 6 | 2 | 0 | 2.6074e-09 | 3.2804e-09
2 | 22 | 7 | 2 | 0 | 2.8001e-08 | 3.523e-08
2 | 22 | 8 | 2 | 0 | 3.3028e-08 | 4.1555e-08
2 | 22 | 9 | 2 | 0 | 2.8224e-08 | 3.551e-08
2 | 22 | 10 | 2 | 0 | 3.4049e-08 | 4.2838e-08
2 | 22 | 11 | 2 | 0 | 2.619e-08 | 3.2951e-08
2 | 22 | 12 | 2 | 0 | 3.5928e-08 | 4.5203e-08
2 | 22 | 13 | 2 | 0 | 3.1335e-08 | 3.9424e-08
2 | 22 | 14 | 2 | 0 | 2.8224e-08 | 3.551e-08
2 | 22 | 15 | 2 | 0 | 2.2969e-08 | 2.8898e-08
2 | 22 | 16 | 2 | 0 | 2.6378e-08 | 3.3188e-08
2 | 22 | 17 | 2 | 0 | 3.7861e-08 | 4.7635e-08
2 | 22 | 18 | 2 | 0 | 1.2737e-07 | 1.6025e-07
2 | 22 | 19 | 2 | 0 | 1.7714e-07 | 2.2287e-07
2 | 22 | 20 | 2 | 0 | 1.5891e-07 | 1.9993e-07
2 | 22 | 21 | 2 | 0 | 7.7315e-08 | 9.7274e-08
2 | 22 | 22 | 2 | 0 | 2.7591e-08 | 3.4714e-08
2 | 22 | 23 | 2 | 0 | 6.9341e-09 | 8.7242e-09
2 | 23 | 0 | 3 | 0 | 2.9153e-09 | 3.6679e-09
2 | 23 | 1 | 3 | 0 | 1.6114e-09 | 2.0274e-09
2 | 23 | 2 | 3 | 0 | 1.1788e-09 | 1.483e-09
2 | 23 | 3 | 3 | 0 | 1.3729e-09 | 1.7273e-09
2 | 23 | 4 | 3 | 0 | 2.6504e-09 | 3.3346e-09
2 | 23 | 5 | 3 | 0 | 1.1677e-08 | 1.4692e-08
2 | 23 | 6 | 3 | 0 | 1.4459e-07 | 1.8192e-07
2 | 23 | 7 | 3 | 0 | 3.93e-07 | 4.9445e-07
2 | 23 | 8 | 3 | 0 | 3.0954e-07 | 3.8945e-07
2 | 23 | 9 | 3 | 0 | 1.6617e-07 | 2.0907e-07
2 | 23 | 10 | 3 | 0 | 1.0218e-07 | 1.2856e-07
2 | 23 | 11 | 3 | 0 | 3.4905e-08 | 4.3916e-08
2 | 23 | 12 | 3 | 0 | 1.6011e-08 | 2.0145e-08
2 | 23 | 13 | 3 | 0 | 6.6266e-09 | 8.3373e-09
2 | 23 | 14 | 3 | 0 | 5.5204e-09 | 6.9455e-09
2 | 23 | 15 | 3 | 0 | 2.079e-09 | 2.6157e-09
2 | 23 | 16 | 3 | 0 | 1.9744e-09 | 2.4841e-09
2 | 23 | 17 | 3 | 0 | 1.7704e-09 | 2.2275e-09
2 | 23 | 18 | 3 | 0 | 9.0858e-09 | 1.1431e-08
2 | 23 | 19 | 3 | 0 | 1.9615e-08 | 2.4679e-08
2 | 23 | 20 | 3 | 0 | 2.059e-08 | 2.5905e-08
2 | 23 | 21 | 3 | 0 | 6.563e-09 | 8.2572e-09
2 | 23 | 22 | 3 | 0 | 2.1794e-09 | 2.7421e-09
2 | 23 | 23 | 3 | 0 | 0 | 0
2 | 24 | 0 | 4 | 0 | 0 | 0
2 | 24 | 1 | 4 | 0 | 0 | 0
2 | 24 | 2 | 4 | 0 | 0 | 0
2 | 24 | 3 | 4 | 0 | 0 | 0
2 | 24 | 4 | 4 | 0 | 0 | 0
2 | 24 | 5 | 4 | 0 | 0 | 0
2 | 24 | 6 | 4 | 0 | 1.3954e-09 | 1.7556e-09
2 | 24 | 7 | 4 | 0 | 8.3853e-09 | 1.055e-08
2 | 24 | 8 | 4 | 0 | 1.2225e-08 | 1.5381e-08
2 | 24 | 9 | 4 | 0 | 1.3109e-08 | 1.6493e-08
2 | 24 | 10 | 4 | 0 | 1.2908e-08 | 1.624e-08
2 | 24 | 11 | 4 | 0 | 1.0398e-08 | 1.3083e-08
2 | 24 | 12 | 4 | 0 | 1.3518e-08 | 1.7008e-08
2 | 24 | 13 | 4 | 0 | 1.2516e-08 | 1.5747e-08
2 | 24 | 14 | 4 | 0 | 8.7344e-09 | 1.0989e-08
2 | 24 | 15 | 4 | 0 | 7.8661e-09 | 9.8967e-09
2 | 24 | 16 | 4 | 0 | 9.6872e-09 | 1.2188e-08
2 | 24 | 17 | 4 | 0 | 1.0484e-08 | 1.319e-08
2 | 24 | 18 | 4 | 0 | 1.7996e-08 | 2.2642e-08
2 | 24 | 19 | 4 | 0 | 2.9945e-08 | 3.7675e-08
2 | 24 | 20 | 4 | 0 | 1.5268e-08 | 1.921e-08
2 | 24 | 21 | 4 | 0 | 8.3205e-09 | 1.0468e-08
2 | 24 | 22 | 4 | 0 | 2.6716e-09 | 3.3613e-09
2 | 24 | 23 | 4 | 0 | 0 | 0
2 | 25 | 0 | 5 | 0 | 0 | 0
2 | 25 | 1 | 5 | 0 | 0 | 0
2 | 25 | 2 | 5 | 0 | 0 | 0
2 | 25 | 3 | 5 | 0 | 0 | 0
2 | 25 | 4 | 5 | 0 | 0 | 0
2 | 25 | 5 | 5 | 0 | 0 | 0
2 | 25 | 6 | 5 | 0 | 3.9331e-09 | 4.9484e-09
2 | 25 | 7 | 5 | 0 | 3.0627e-08 | 3.8533e-08
2 | 25 | 8 | 5 | 0 | 5.5832e-08 | 7.0245e-08
2 | 25 | 9 | 5 | 0 | 8.7294e-08 | 1.0983e-07
2 | 25 | 10 | 5 | 0 | 1.074e-07 | 1.3512e-07
2 | 25 | 11 | 5 | 0 | 1.121e-07 | 1.4104e-07
2 | 25 | 12 | 5 | 0 | 9.6199e-08 | 1.2103e-07
2 | 25 | 13 | 5 | 0 | 1.1865e-07 | 1.4928e-07
2 | 25 | 14 | 5 | 0 | 7.0772e-08 | 8.9042e-08
2 | 25 | 15 | 5 | 0 | 6.0928e-08 | 7.6657e-08
2 | 25 | 16 | 5 | 0 | 4.4004e-08 | 5.5364e-08
2 | 25 | 17 | 5 | 0 | 6.9152e-08 | 8.7003e-08
2 | 25 | 18 | 5 | 0 | 1.1286e-07 | 1.4199e-07
2 | 25 | 19 | 5 | 0 | 9.8363e-08 | 1.2376e-07
2 | 25 | 20 | 5 | 0 | 7.3908e-08 | 9.2988e-08
2 | 25 | 21 | 5 | 0 | 4.5674e-08 | 5.7465e-08
2 | 25 | 22 | 5 | 0 | 1.5732e-08 | 1.9793e-08
2 | 25 | 23 | 5 | 0 | 3.3725e-09 | 4.2431e-09
2 | 26 | 0 | 6 | 1 | 1.1788e-09 | 1.483e-09
2 | 26 | 1 | 6 | 1 | 3.3055e-10 | 4.1588e-10
2 | 26 | 2 | 6 | 1 | 0 | 0
2 | 26 | 3 | 6 | 1 | 0 | 0
2 | 26 | 4 | 6 | 1 | 0 | 0
2 | 26 | 5 | 6 | 1 | 4.1673e-10 | 5.2431e-10
2 | 26 | 6 | 6 | 1 | 1.8131e-09 | 2.2812e-09
2 | 26 | 7 | 6 | 1 | 3.7436e-09 | 4.71e-09
2 | 26 | 8 | 6 | 1 | 5.1641e-09 | 6.4972e-09
2 | 26 | 9 | 6 | 1 | 6.9945e-09 | 8.8002e-09
2 | 26 | 10 | 6 | 1 | 4.645e-09 | 5.8441e-09
2 | 26 | 11 | 6 | 1 | 2.1639e-09 | 2.7225e-09
2 | 26 | 12 | 6 | 1 | 4.5302e-10 | 5.6997e-10
2 | 26 | 13 | 6 | 1 | 3.2113e-10 | 4.0403e-10
2 | 26 | 14 | 6 | 1 | 0 | 0
2 | 26 | 15 | 6 | 1 | 0 | 0
2 | 26 | 16 | 6 | 1 | 0 | 0
2 | 26 | 17 | 6 | 1 | 0 | 0
2 | 26 | 18 | 6 | 1 | 6.3373e-10 | 7.9732e-10
2 | 26 | 19 | 6 | 1 | 2.3279e-09 | 2.9288e-09
2 | 26 | 20 | 6 | 1 | 1.3255e-09 | 1.6677e-09
2 | 26 | 21 | 6 | 1 | 5.666e-10 | 7.1287e-10
2 | 26 | 22 | 6 | 1 | 0 | 0
2 | 26 | 23 | 6 | 1 | 0 | 0
2 | 27 | 0 | 7 | 1 | 0 | 0
2 | 27 | 1 | 7 | 1 | 0 | 0
2 | 27 | 2 | 7 | 1 | 0 | 0
2 | 27 | 3 | 7 | 1 | 0 | 0
2 | 27 | 4 | 7 | 1 | 0 | 0
2 | 27 | 5 | 7 | 1 | 0 | 0
2 | 27 | 6 | 7 | 1 | 0 | 0
2 | 27 | 7 | 7 | 1 | 0 | 0
2 | 27 | 8 | 7 | 1 | 0 | 0
2 | 27 | 9 | 7 | 1 | 0 | 0
2 | 27 | 10 | 7 | 1 | 0 | 0
2 | 27 | 11 | 7 | 1 | 0 | 0
2 | 27 | 12 | 7 | 1 | 0 | 0
2 | 27 | 13 | 7 | 1 | 0 | 0
2 | 27 | 14 | 7 | 1 | 0 | 0
2 | 27 | 15 | 7 | 1 | 0 | 0
2 | 27 | 16 | 7 | 1 | 0 | 0
2 | 27 | 17 | 7 | 1 | 0 | 0
2 | 27 | 18 | 7 | 1 | 0 | 0
2 | 27 | 19 | 7 | 1 | 0 | 0
2 | 27 | 20 | 7 | 1 | 0 | 0
2 | 27 | 21 | 7 | 1 | 0 | 0
2 | 27 | 22 | 7 | 1 | 0 | 0
2 | 27 | 23 | 7 | 1 | 0 | 0
2 | 28 | 0 | 1 | 0 | 0 | 0
2 | 28 | 1 | 1 | 0 | 0 | 0
2 | 28 | 2 | 1 | 0 | 0 | 0
2 | 28 | 3 | 1 | 0 | 0 | 0
2 | 28 | 4 | 1 | 0 | 0 | 0
2 | 28 | 5 | 1 | 0 | 0 | 0
2 | 28 | 6 | 1 | 0 | 0 | 0
2 | 28 | 7 | 1 | 0 | 0 | 0
2 | 28 | 8 | 1 | 0 | 0 | 0
2 | 28 | 9 | 1 | 0 | 1.3037e-09 | 1.6403e-09
2 | 28 | 10 | 1 | 0 | 2.6927e-09 | 3.3878e-09
2 | 28 | 11 | 1 | 0 | 3.1623e-09 | 3.9787e-09
2 | 28 | 12 | 1 | 0 | 5.2037e-09 | 6.5471e-09
2 | 28 | 13 | 1 | 0 | 5.555e-09 | 6.989e-09
2 | 28 | 14 | 1 | 0 | 6.0607e-09 | 7.6253e-09
2 | 28 | 15 | 1 | 0 | 4.9978e-09 | 6.288e-09
2 | 28 | 16 | 1 | 0 | 5.2869e-09 | 6.6517e-09
2 | 28 | 17 | 1 | 0 | 7.3824e-09 | 9.2882e-09
2 | 28 | 18 | 1 | 0 | 2.0089e-08 | 2.5275e-08
2 | 28 | 19 | 1 | 0 | 5.5822e-08 | 7.0233e-08
2 | 28 | 20 | 1 | 0 | 5.6614e-08 | 7.1229e-08
2 | 28 | 21 | 1 | 0 | 2.8213e-08 | 3.5496e-08
2 | 28 | 22 | 1 | 0 | 8.3853e-09 | 1.055e-08
2 | 28 | 23 | 1 | 0 | 2.8238e-09 | 3.5527e-09
3 | 1 | 0 | 2 | 0 | 1.0007e-10 | 1.259e-10
3 | 1 | 1 | 2 | 0 | 0 | 0
3 | 1 | 2 | 2 | 0 | 0 | 0
3 | 1 | 3 | 2 | 0 | 0 | 0
3 | 1 | 4 | 2 | 0 | 0 | 0
3 | 1 | 5 | 2 | 0 | 2.1501e-09 | 2.7051e-09
3 | 1 | 6 | 2 | 0 | 3.4882e-07 | 4.3887e-07
3 | 1 | 7 | 2 | 0 | 3.5462e-06 | 4.4617e-06
3 | 1 | 8 | 2 | 0 | 2.6049e-06 | 3.2774e-06
3 | 1 | 9 | 2 | 0 | 2.4919e-07 | 3.1352e-07
3 | 1 | 10 | 2 | 0 | 1.5962e-07 | 2.0082e-07
3 | 1 | 11 | 2 | 0 | 1.5901e-08 | 2.0005e-08
3 | 1 | 12 | 2 | 0 | 5.8553e-09 | 7.3669e-09
3 | 1 | 13 | 2 | 0 | 1.7814e-09 | 2.2412e-09
3 | 1 | 14 | 2 | 0 | 6.2603e-10 | 7.8764e-10
3 | 1 | 15 | 2 | 0 | 0 | 0
3 | 1 | 16 | 2 | 0 | 0 | 0
3 | 1 | 17 | 2 | 0 | 0 | 0
3 | 1 | 18 | 2 | 0 | 6.857e-10 | 8.6272e-10
3 | 1 | 19 | 2 | 0 | 6.8106e-09 | 8.5687e-09
3 | 1 | 20 | 2 | 0 | 1.4906e-08 | 1.8755e-08
3 | 1 | 21 | 2 | 0 | 7.4984e-09 | 9.4342e-09
3 | 1 | 22 | 2 | 0 | 3.5188e-09 | 4.4271e-09
3 | 1 | 23 | 2 | 0 | 4.686e-10 | 5.8957e-10
3 | 2 | 0 | 3 | 0 | 0 | 0
3 | 2 | 1 | 3 | 0 | 0 | 0
3 | 2 | 2 | 3 | 0 | 0 | 0
3 | 2 | 3 | 3 | 0 | 0 | 0
3 | 2 | 4 | 3 | 0 | 0 | 0
3 | 2 | 5 | 3 | 0 | 1.8667e-09 | 2.3485e-09
3 | 2 | 6 | 3 | 0 | 1.235e-07 | 1.5538e-07
3 | 2 | 7 | 3 | 0 | 1.8049e-06 | 2.2709e-06
3 | 2 | 8 | 3 | 0 | 5.4715e-07 | 6.884e-07
3 | 2 | 9 | 3 | 0 | 5.4476e-08 | 6.8539e-08
3 | 2 | 10 | 3 | 0 | 7.1114e-09 | 8.9472e-09
3 | 2 | 11 | 3 | 0 | 1.9028e-09 | 2.3941e-09
3 | 2 | 12 | 3 | 0 | 1.0699e-09 | 1.3461e-09
3 | 2 | 13 | 3 | 0 | 4.634e-10 | 5.8303e-10
3 | 2 | 14 | 3 | 0 | 0 | 0
3 | 2 | 15 | 3 | 0 | 0 | 0
3 | 2 | 16 | 3 | 0 | 0 | 0
3 | 2 | 17 | 3 | 0 | 0 | 0
3 | 2 | 18 | 3 | 0 | 3.3127e-10 | 4.1679e-10
3 | 2 | 19 | 3 | 0 | 3.7568e-09 | 4.7266e-09
3 | 2 | 20 | 3 | 0 | 4.8947e-09 | 6.1583e-09
3 | 2 | 21 | 3 | 0 | 2.1872e-09 | 2.7518e-09
3 | 2 | 22 | 3 | 0 | 4.5646e-10 | 5.7429e-10
3 | 2 | 23 | 3 | 0 | 0 | 0
3 | 3 | 0 | 4 | 0 | 0 | 0
3 | 3 | 1 | 4 | 0 | 0 | 0
3 | 3 | 2 | 4 | 0 | 0 | 0
3 | 3 | 3 | 4 | 0 | 0 | 0
3 | 3 | 4 | 4 | 0 | 0 | 0
3 | 3 | 5 | 4 | 0 | 6.797e-10 | 8.5516e-10
3 | 3 | 6 | 4 | 0 | 8.9654e-08 | 1.128e-07
3 | 3 | 7 | 4 | 0 | 1.1964e-06 | 1.5053e-06
3 | 3 | 8 | 4 | 0 | 3.3952e-07 | 4.2717e-07
3 | 3 | 9 | 4 | 0 | 5.6975e-08 | 7.1683e-08
3 | 3 | 10 | 4 | 0 | 1.8743e-08 | 2.3582e-08
3 | 3 | 11 | 4 | 0 | 4.7033e-09 | 5.9175e-09
3 | 3 | 12 | 4 | 0 | 2.6436e-09 | 3.326e-09
3 | 3 | 13 | 4 | 0 | 8.6008e-10 | 1.0821e-09
3 | 3 | 14 | 4 | 0 | 0 | 0
3 | 3 | 15 | 4 | 0 | 0 | 0
3 | 3 | 16 | 4 | 0 | 0 | 0
3 | 3 | 17 | 4 | 0 | 0 | 0
3 | 3 | 18 | 4 | 0 | 8.5641e-10 | 1.0775e-09
3 | 3 | 19 | 4 | 0 | 3.1037e-09 | 3.9049e-09
3 | 3 | 20 | 4 | 0 | 3.5188e-09 | 4.4271e-09
3 | 3 | 21 | 4 | 0 | 8.7129e-10 | 1.0962e-09
3 | 3 | 22 | 4 | 0 | 0 | 0
3 | 3 | 23 | 4 | 0 | 0 | 0
3 | 4 | 0 | 5 | 0 | 0 | 0
3 | 4 | 1 | 5 | 0 | 0 | 0
3 | 4 | 2 | 5 | 0 | 0 | 0
3 | 4 | 3 | 5 | 0 | 0 | 0
3 | 4 | 4 | 5 | 0 | 0 | 0
3 | 4 | 5 | 5 | 0 | 0 | 0
3 | 4 | 6 | 5 | 0 | 0 | 0
3 | 4 | 7 | 5 | 0 | 1.3871e-09 | 1.7452e-09
3 | 4 | 8 | 5 | 0 | 1.9815e-09 | 2.493e-09
3 | 4 | 9 | 5 | 0 | 1.9966e-09 | 2.512e-09
3 | 4 | 10 | 5 | 0 | 1.3655e-09 | 1.718e-09
3 | 4 | 11 | 5 | 0 | 3.0317e-10 | 3.8143e-10
3 | 4 | 12 | 5 | 0 | 4.4464e-10 | 5.5942e-10
3 | 4 | 13 | 5 | 0 | 0 | 0
3 | 4 | 14 | 5 | 0 | 0 | 0
3 | 4 | 15 | 5 | 0 | 0 | 0
3 | 4 | 16 | 5 | 0 | 0 | 0
3 | 4 | 17 | 5 | 0 | 0 | 0
3 | 4 | 18 | 5 | 0 | 0 | 0
3 | 4 | 19 | 5 | 0 | 0 | 0
3 | 4 | 20 | 5 | 0 | 0 | 0
3 | 4 | 21 | 5 | 0 | 0 | 0
3 | 4 | 22 | 5 | 0 | 0 | 0
3 | 4 | 23 | 5 | 0 | 0 | 0
3 | 5 | 0 | 6 | 1 | 0 | 0
3 | 5 | 1 | 6 | 1 | 0 | 0
3 | 5 | 2 | 6 | 1 | 0 | 0
3 | 5 | 3 | 6 | 1 | 0 | 0
3 | 5 | 4 | 6 | 1 | 0 | 0
3 | 5 | 5 | 6 | 1 | 0 | 0
3 | 5 | 6 | 6 | 1 | 0 | 0
3 | 5 | 7 | 6 | 1 | 0 | 0
3 | 5 | 8 | 6 | 1 | 0 | 0
3 | 5 | 9 | 6 | 1 | 0 | 0
3 | 5 | 10 | 6 | 1 | 0 | 0
3 | 5 | 11 | 6 | 1 | 0 | 0
3 | 5 | 12 | 6 | 1 | 0 | 0
3 | 5 | 13 | 6 | 1 | 0 | 0
3 | 5 | 14 | 6 | 1 | 0 | 0
3 | 5 | 15 | 6 | 1 | 0 | 0
3 | 5 | 16 | 6 | 1 | 0 | 0
3 | 5 | 17 | 6 | 1 | 0 | 0
3 | 5 | 18 | 6 | 1 | 0 | 0
3 | 5 | 19 | 6 | 1 | 0 | 0
3 | 5 | 20 | 6 | 1 | 0 | 0
3 | 5 | 21 | 6 | 1 | 0 | 0
3 | 5 | 22 | 6 | 1 | 0 | 0
3 | 5 | 23 | 6 | 1 | 0 | 0
3 | 6 | 0 | 7 | 1 | 0 | 0
3 | 6 | 1 | 7 | 1 | 0 | 0
3 | 6 | 2 | 7 | 1 | 0 | 0
3 | 6 | 3 | 7 | 1 | 0 | 0
3 | 6 | 4 | 7 | 1 | 0 | 0
3 | 6 | 5 | 7 | 1 | 0 | 0
3 | 6 | 6 | 7 | 1 | 0 | 0
3 | 6 | 7 | 7 | 1 | 0 | 0
3 | 6 | 8 | 7 | 1 | 0 | 0
3 | 6 | 9 | 7 | 1 | 1.6735e-09 | 2.1055e-09
3 | 6 | 10 | 7 | 1 | 1.9492e-09 | 2.4524e-09
3 | 6 | 11 | 7 | 1 | 2.4525e-09 | 3.0856e-09
3 | 6 | 12 | 7 | 1 | 1.6884e-09 | 2.1243e-09
3 | 6 | 13 | 7 | 1 | 1.0571e-09 | 1.33e-09
3 | 6 | 14 | 7 | 1 | 5.437e-10 | 6.8406e-10
3 | 6 | 15 | 7 | 1 | 6.1751e-10 | 7.7693e-10
3 | 6 | 16 | 7 | 1 | 1.0312e-09 | 1.2974e-09
3 | 6 | 17 | 7 | 1 | 1.9489e-09 | 2.452e-09
3 | 6 | 18 | 7 | 1 | 5.2637e-09 | 6.6226e-09
3 | 6 | 19 | 7 | 1 | 1.5998e-08 | 2.0128e-08
3 | 6 | 20 | 7 | 1 | 1.2443e-08 | 1.5655e-08
3 | 6 | 21 | 7 | 1 | 4.3284e-09 | 5.4458e-09
3 | 6 | 22 | 7 | 1 | 7.5476e-10 | 9.496e-10
3 | 6 | 23 | 7 | 1 | 0 | 0
3 | 7 | 0 | 1 | 0 | 0 | 0
3 | 7 | 1 | 1 | 0 | 0 | 0
3 | 7 | 2 | 1 | 0 | 0 | 0
3 | 7 | 3 | 1 | 0 | 0 | 0
3 | 7 | 4 | 1 | 0 | 0 | 0
3 | 7 | 5 | 1 | 0 | 1.5932e-09 | 2.0045e-09
3 | 7 | 6 | 1 | 0 | 1.1085e-07 | 1.3946e-07
3 | 7 | 7 | 1 | 0 | 2.1662e-06 | 2.7255e-06
3 | 7 | 8 | 1 | 0 | 6.1187e-06 | 7.6982e-06
3 | 7 | 9 | 1 | 0 | 2.6728e-06 | 3.3627e-06
3 | 7 | 10 | 1 | 0 | 9.5042e-07 | 1.1958e-06
3 | 7 | 11 | 1 | 0 | 9.5215e-08 | 1.198e-07
3 | 7 | 12 | 1 | 0 | 5.4907e-08 | 6.9081e-08
3 | 7 | 13 | 1 | 0 | 1.4128e-08 | 1.7776e-08
3 | 7 | 14 | 1 | 0 | 5.8066e-09 | 7.3055e-09
3 | 7 | 15 | 1 | 0 | 2.2419e-09 | 2.8206e-09
3 | 7 | 16 | 1 | 0 | 2.6849e-09 | 3.378e-09
3 | 7 | 17 | 1 | 0 | 4.5857e-09 | 5.7695e-09
3 | 7 | 18 | 1 | 0 | 2.4739e-08 | 3.1125e-08
3 | 7 | 19 | 1 | 0 | 3.3455e-07 | 4.2092e-07
3 | 7 | 20 | 1 | 0 | 2.4207e-07 | 3.0455e-07
3 | 7 | 21 | 1 | 0 | 8.3852e-08 | 1.055e-07
3 | 7 | 22 | 1 | 0 | 1.049e-08 | 1.3198e-08
3 | 7 | 23 | 1 | 0 | 1.7165e-09 | 2.1597e-09
3 | 8 | 0 | 2 | 0 | 0 | 0
3 | 8 | 1 | 2 | 0 | 0 | 0
3 | 8 | 2 | 2 | 0 | 0 | 0
3 | 8 | 3 | 2 | 0 | 0 | 0
3 | 8 | 4 | 2 | 0 | 0 | 0
3 | 8 | 5 | 2 | 0 | 1.6195e-09 | 2.0376e-09
3 | 8 | 6 | 2 | 0 | 8.3197e-08 | 1.0467e-07
3 | 8 | 7 | 2 | 0 | 6.2836e-07 | 7.9058e-07
3 | 8 | 8 | 2 | 0 | 4.8588e-07 | 6.1131e-07
3 | 8 | 9 | 2 | 0 | 5.9638e-08 | 7.5034e-08
3 | 8 | 10 | 2 | 0 | 3.4255e-08 | 4.3098e-08
3 | 8 | 11 | 2 | 0 | 8.3439e-09 | 1.0498e-08
3 | 8 | 12 | 2 | 0 | 4.4064e-09 | 5.544e-09
3 | 8 | 13 | 2 | 0 | 3.2477e-09 | 4.0861e-09
3 | 8 | 14 | 2 | 0 | 1.2336e-09 | 1.5521e-09
3 | 8 | 15 | 2 | 0 | 9.7059e-10 | 1.2212e-09
3 | 8 | 16 | 2 | 0 | 7.9357e-10 | 9.9843e-10
3 | 8 | 17 | 2 | 0 | 1.3643e-09 | 1.7165e-09
3 | 8 | 18 | 2 | 0 | 5.392e-09 | 6.784e-09
3 | 8 | 19 | 2 | 0 | 1.4102e-08 | 1.7743e-08
3 | 8 | 20 | 2 | 0 | 9.4725e-09 | 1.1918e-08
3 | 8 | 21 | 2 | 0 | 2.8615e-09 | 3.6003e-09
3 | 8 | 22 | 2 | 0 | 4.2074e-10 | 5.2935e-10
3 | 8 | 23 | 2 | 0 | 0 | 0
3 | 9 | 0 | 3 | 0 | 0 | 0
3 | 9 | 1 | 3 | 0 | 0 | 0
3 | 9 | 2 | 3 | 0 | 0 | 0
3 | 9 | 3 | 3 | 0 | 0 | 0
3 | 9 | 4 | 3 | 0 | 0 | 0
3 | 9 | 5 | 3 | 0 | 0 | 0
3 | 9 | 6 | 3 | 0 | 1.2804e-09 | 1.6109e-09
3 | 9 | 7 | 3 | 0 | 1.5255e-08 | 1.9193e-08
3 | 9 | 8 | 3 | 0 | 2.3262e-08 | 2.9267e-08
3 | 9 | 9 | 3 | 0 | 3.8882e-08 | 4.8919e-08
3 | 9 | 10 | 3 | 0 | 4.6201e-08 | 5.8127e-08
3 | 9 | 11 | 3 | 0 | 3.372e-08 | 4.2425e-08
3 | 9 | 12 | 3 | 0 | 2.7159e-08 | 3.417e-08
3 | 9 | 13 | 3 | 0 | 1.8452e-08 | 2.3216e-08
3 | 9 | 14 | 3 | 0 | 1.0086e-08 | 1.269e-08
3 | 9 | 15 | 3 | 0 | 5.3942e-09 | 6.7867e-09
3 | 9 | 16 | 3 | 0 | 3.3492e-09 | 4.2137e-09
3 | 9 | 17 | 3 | 0 | 4.0237e-09 | 5.0624e-09
3 | 9 | 18 | 3 | 0 | 5.7543e-09 | 7.2397e-09
3 | 9 | 19 | 3 | 0 | 2.4379e-08 | 3.0672e-08
3 | 9 | 20 | 3 | 0 | 8.8818e-09 | 1.1175e-08
3 | 9 | 21 | 3 | 0 | 2.4329e-09 | 3.0609e-09
3 | 9 | 22 | 3 | 0 | 1.3519e-10 | 1.7009e-10
3 | 9 | 23 | 3 | 0 | 0 | 0
3 | 10 | 0 | 4 | 0 | 0 | 0
3 | 10 | 1 | 4 | 0 | 0 | 0
3 | 10 | 2 | 4 | 0 | 0 | 0
3 | 10 | 3 | 4 | 0 | 0 | 0
3 | 10 | 4 | 4 | 0 | 0 | 0
3 | 10 | 5 | 4 | 0 | 0 | 0
3 | 10 | 6 | 4 | 0 | 5.8738e-10 | 7.3901e-10
3 | 10 | 7 | 4 | 0 | 1.2443e-08 | 1.5655e-08
3 | 10 | 8 | 4 | 0 | 3.2672e-08 | 4.1106e-08
3 | 10 | 9 | 4 | 0 | 1.8965e-07 | 2.386e-07
3 | 10 | 10 | 4 | 0 | 2.7188e-07 | 3.4206e-07
3 | 10 | 11 | 4 | 0 | 5.4333e-07 | 6.836e-07
3 | 10 | 12 | 4 | 0 | 1.0039e-06 | 1.263e-06
3 | 10 | 13 | 4 | 0 | 1.7126e-06 | 2.1547e-06
3 | 10 | 14 | 4 | 0 | 7.4235e-07 | 9.3399e-07
3 | 10 | 15 | 4 | 0 | 1.1202e-06 | 1.4094e-06
3 | 10 | 16 | 4 | 0 | 1.2292e-06 | 1.5465e-06
3 | 10 | 17 | 4 | 0 | 2.2875e-06 | 2.878e-06
3 | 10 | 18 | 4 | 0 | 8.7204e-06 | 1.0972e-05
3 | 10 | 19 | 4 | 0 | 1.7223e-05 | 2.1669e-05
3 | 10 | 20 | 4 | 0 | 2.2418e-05 | 2.8205e-05
3 | 10 | 21 | 4 | 0 | 2.6208e-06 | 3.2974e-06
3 | 10 | 22 | 4 | 0 | 2.6417e-07 | 3.3237e-07
3 | 10 | 23 | 4 | 0 | 1.5255e-08 | 1.9193e-08
3 | 11 | 0 | 5 | 0 | 4.0874e-09 | 5.1426e-09
3 | 11 | 1 | 5 | 0 | 1.3871e-09 | 1.7452e-09
3 | 11 | 2 | 5 | 0 | 4.6468e-10 | 5.8464e-10
3 | 11 | 3 | 5 | 0 | 4.2074e-10 | 5.2935e-10
3 | 11 | 4 | 5 | 0 | 7.6094e-10 | 9.5738e-10
3 | 11 | 5 | 5 | 0 | 6.5385e-09 | 8.2264e-09
3 | 11 | 6 | 5 | 0 | 3.7403e-07 | 4.7058e-07
3 | 11 | 7 | 5 | 0 | 4.5642e-06 | 5.7425e-06
3 | 11 | 8 | 5 | 0 | 1.7364e-06 | 2.1847e-06
3 | 11 | 9 | 5 | 0 | 9.3808e-07 | 1.1802e-06
3 | 11 | 10 | 5 | 0 | 5.5531e-07 | 6.9867e-07
3 | 11 | 11 | 5 | 0 | 1.3397e-07 | 1.6856e-07
3 | 11 | 12 | 5 | 0 | 2.2772e-08 | 2.865e-08
3 | 11 | 13 | 5 | 0 | 8.427e-09 | 1.0602e-08
3 | 11 | 14 | 5 | 0 | 2.7512e-09 | 3.4614e-09
3 | 11 | 15 | 5 | 0 | 1.2127e-09 | 1.5257e-09
3 | 11 | 16 | 5 | 0 | 1.4924e-10 | 1.8777e-10
3 | 11 | 17 | 5 | 0 | 0 | 0
3 | 11 | 18 | 5 | 0 | 1.8365e-09 | 2.3106e-09
3 | 11 | 19 | 5 | 0 | 9.3986e-09 | 1.1825e-08
3 | 11 | 20 | 5 | 0 | 1.2648e-08 | 1.5913e-08
3 | 11 | 21 | 5 | 0 | 9.171e-09 | 1.1539e-08
3 | 11 | 22 | 5 | 0 | 3.3223e-09 | 4.1799e-09
3 | 11 | 23 | 5 | 0 | 1.0092e-10 | 1.2697e-10
3 | 12 | 0 | 6 | 1 | 0 | 0
3 | 12 | 1 | 6 | 1 | 0 | 0
3 | 12 | 2 | 6 | 1 | 0 | 0
3 | 12 | 3 | 6 | 1 | 0 | 0
3 | 12 | 4 | 6 | 1 | 0 | 0
3 | 12 | 5 | 6 | 1 | 0 | 0
3 | 12 | 6 | 6 | 1 | 0 | 0
3 | 12 | 7 | 6 | 1 | 0 | 0
3 | 12 | 8 | 6 | 1 | 0 | 0
3 | 12 | 9 | 6 | 1 | 0 | 0
3 | 12 | 10 | 6 | 1 | 0 | 0
3 | 12 | 11 | 6 | 1 | 0 | 0
3 | 12 | 12 | 6 | 1 | 0 | 0
3 | 12 | 13 | 6 | 1 | 0 | 0
3 | 12 | 14 | 6 | 1 | 0 | 0
3 | 12 | 15 | 6 | 1 | 0 | 0
3 | 12 | 16 | 6 | 1 | 0 | 0
3 | 12 | 17 | 6 | 1 | 0 | 0
3 | 12 | 18 | 6 | 1 | 0 | 0
3 | 12 | 19 | 6 | 1 | 0 | 0
3 | 12 | 20 | 6 | 1 | 0 | 0
3 | 12 | 21 | 6 | 1 | 0 | 0
3 | 12 | 22 | 6 | 1 | 0 | 0
3 | 12 | 23 | 6 | 1 | 0 | 0
3 | 13 | 0 | 7 | 1 | 0 | 0
3 | 13 | 1 | 7 | 1 | 0 | 0
3 | 13 | 2 | 7 | 1 | 0 | 0
3 | 13 | 3 | 7 | 1 | 0 | 0
3 | 13 | 4 | 7 | 1 | 0 | 0
3 | 13 | 5 | 7 | 1 | 0 | 0
3 | 13 | 6 | 7 | 1 | 0 | 0
3 | 13 | 7 | 7 | 1 | 0 | 0
3 | 13 | 8 | 7 | 1 | 0 | 0
3 | 13 | 9 | 7 | 1 | 0 | 0
3 | 13 | 10 | 7 | 1 | 0 | 0
3 | 13 | 11 | 7 | 1 | 0 | 0
3 | 13 | 12 | 7 | 1 | 0 | 0
3 | 13 | 13 | 7 | 1 | 0 | 0
3 | 13 | 14 | 7 | 1 | 0 | 0
3 | 13 | 15 | 7 | 1 | 0 | 0
3 | 13 | 16 | 7 | 1 | 0 | 0
3 | 13 | 17 | 7 | 1 | 0 | 0
3 | 13 | 18 | 7 | 1 | 0 | 0
3 | 13 | 19 | 7 | 1 | 0 | 0
3 | 13 | 20 | 7 | 1 | 0 | 0
3 | 13 | 21 | 7 | 1 | 0 | 0
3 | 13 | 22 | 7 | 1 | 0 | 0
3 | 13 | 23 | 7 | 1 | 0 | 0
3 | 14 | 0 | 1 | 0 | 0 | 0
3 | 14 | 1 | 1 | 0 | 0 | 0
3 | 14 | 2 | 1 | 0 | 0 | 0
3 | 14 | 3 | 1 | 0 | 0 | 0
3 | 14 | 4 | 1 | 0 | 0 | 0
3 | 14 | 5 | 1 | 0 | 6.2791e-10 | 7.9001e-10
3 | 14 | 6 | 1 | 0 | 3.4771e-08 | 4.3747e-08
3 | 14 | 7 | 1 | 0 | 8.195e-08 | 1.0311e-07
3 | 14 | 8 | 1 | 0 | 1.4392e-07 | 1.8108e-07
3 | 14 | 9 | 1 | 0 | 3.5611e-07 | 4.4804e-07
3 | 14 | 10 | 1 | 0 | 2.8811e-07 | 3.6248e-07
3 | 14 | 11 | 1 | 0 | 2.3877e-07 | 3.0041e-07
3 | 14 | 12 | 1 | 0 | 1.2624e-07 | 1.5883e-07
3 | 14 | 13 | 1 | 0 | 7.3082e-08 | 9.1948e-08
3 | 14 | 14 | 1 | 0 | 1.0464e-07 | 1.3165e-07
3 | 14 | 15 | 1 | 0 | 5.4455e-08 | 6.8512e-08
3 | 14 | 16 | 1 | 0 | 7.1535e-08 | 9.0002e-08
3 | 14 | 17 | 1 | 0 | 1.2992e-07 | 1.6346e-07
3 | 14 | 18 | 1 | 0 | 1.7775e-07 | 2.2363e-07
3 | 14 | 19 | 1 | 0 | 4.1718e-07 | 5.2487e-07
3 | 14 | 20 | 1 | 0 | 1.2266e-07 | 1.5432e-07
3 | 14 | 21 | 1 | 0 | 7.5664e-09 | 9.5196e-09
3 | 14 | 22 | 1 | 0 | 7.6094e-10 | 9.5738e-10
3 | 14 | 23 | 1 | 0 | 0 | 0
3 | 15 | 0 | 2 | 0 | 0 | 0
3 | 15 | 1 | 2 | 0 | 0 | 0
3 | 15 | 2 | 2 | 0 | 0 | 0
3 | 15 | 3 | 2 | 0 | 0 | 0
3 | 15 | 4 | 2 | 0 | 0 | 0
3 | 15 | 5 | 2 | 0 | 1.8216e-09 | 2.2919e-09
3 | 15 | 6 | 2 | 0 | 3.0954e-08 | 3.8945e-08
3 | 15 | 7 | 2 | 0 | 3.4771e-08 | 4.3747e-08
3 | 15 | 8 | 2 | 0 | 2.0717e-08 | 2.6065e-08
3 | 15 | 9 | 2 | 0 | 3.3747e-08 | 4.2459e-08
3 | 15 | 10 | 2 | 0 | 1.625e-08 | 2.0445e-08
3 | 15 | 11 | 2 | 0 | 1.4669e-08 | 1.8456e-08
3 | 15 | 12 | 2 | 0 | 1.1344e-08 | 1.4272e-08
3 | 15 | 13 | 2 | 0 | 5.4368e-09 | 6.8403e-09
3 | 15 | 14 | 2 | 0 | 3.6132e-09 | 4.546e-09
3 | 15 | 15 | 2 | 0 | 4.5114e-09 | 5.676e-09
3 | 15 | 16 | 2 | 0 | 6.9284e-09 | 8.717e-09
3 | 15 | 17 | 2 | 0 | 6.7532e-09 | 8.4965e-09
3 | 15 | 18 | 2 | 0 | 1.3458e-08 | 1.6932e-08
3 | 15 | 19 | 2 | 0 | 6.334e-08 | 7.9692e-08
3 | 15 | 20 | 2 | 0 | 1.2244e-08 | 1.5405e-08
3 | 15 | 21 | 2 | 0 | 1.8507e-09 | 2.3284e-09
3 | 15 | 22 | 2 | 0 | 0 | 0
3 | 15 | 23 | 2 | 0 | 0 | 0
3 | 16 | 0 | 3 | 0 | 0 | 0
3 | 16 | 1 | 3 | 0 | 0 | 0
3 | 16 | 2 | 3 | 0 | 0 | 0
3 | 16 | 3 | 3 | 0 | 0 | 0
3 | 16 | 4 | 3 | 0 | 0 | 0
3 | 16 | 5 | 3 | 0 | 2.6176e-09 | 3.2933e-09
3 | 16 | 6 | 3 | 0 | 6.6178e-08 | 8.3262e-08
3 | 16 | 7 | 3 | 0 | 1.1743e-07 | 1.4775e-07
3 | 16 | 8 | 3 | 0 | 3.8897e-08 | 4.8938e-08
3 | 16 | 9 | 3 | 0 | 5.2479e-08 | 6.6026e-08
3 | 16 | 10 | 3 | 0 | 1.6652e-08 | 2.0951e-08
3 | 16 | 11 | 3 | 0 | 1.0167e-08 | 1.2792e-08
3 | 16 | 12 | 3 | 0 | 3.996e-09 | 5.0276e-09
3 | 16 | 13 | 3 | 0 | 2.5126e-09 | 3.1613e-09
3 | 16 | 14 | 3 | 0 | 7.5099e-10 | 9.4486e-10
3 | 16 | 15 | 3 | 0 | 0 | 0
3 | 16 | 16 | 3 | 0 | 0 | 0
3 | 16 | 17 | 3 | 0 | 0 | 0
3 | 16 | 18 | 3 | 0 | 0 | 0
3 | 16 | 19 | 3 | 0 | 3.9902e-09 | 5.0203e-09
3 | 16 | 20 | 3 | 0 | 2.2938e-09 | 2.8859e-09
3 | 16 | 21 | 3 | 0 | 5.7794e-10 | 7.2713e-10
3 | 16 | 22 | 3 | 0 | 0 | 0
3 | 16 | 23 | 3 | 0 | 0 | 0
3 | 17 | 0 | 4 | 0 | 0 | 0
3 | 17 | 1 | 4 | 0 | 0 | 0
3 | 17 | 2 | 4 | 0 | 0 | 0
3 | 17 | 3 | 4 | 0 | 0 | 0
3 | 17 | 4 | 4 | 0 | 0 | 0
3 | 17 | 5 | 4 | 0 | 5.1824e-09 | 6.5202e-09
3 | 17 | 6 | 4 | 0 | 8.3197e-08 | 1.0467e-07
3 | 17 | 7 | 4 | 0 | 7.0981e-08 | 8.9305e-08
3 | 17 | 8 | 4 | 0 | 1.1697e-08 | 1.4717e-08
3 | 17 | 9 | 4 | 0 | 4.3339e-09 | 5.4527e-09
3 | 17 | 10 | 4 | 0 | 1.6086e-09 | 2.0239e-09
3 | 17 | 11 | 4 | 0 | 8.185e-10 | 1.0298e-09
3 | 17 | 12 | 4 | 0 | 3.3968e-10 | 4.2737e-10
3 | 17 | 13 | 4 | 0 | 1.3729e-10 | 1.7274e-10
3 | 17 | 14 | 4 | 0 | 0 | 0
3 | 17 | 15 | 4 | 0 | 0 | 0
3 | 17 | 16 | 4 | 0 | 0 | 0
3 | 17 | 17 | 4 | 0 | 0 | 0
3 | 17 | 18 | 4 | 0 | 0 | 0
3 | 17 | 19 | 4 | 0 | 0 | 0
3 | 17 | 20 | 4 | 0 | 0 | 0
3 | 17 | 21 | 4 | 0 | 0 | 0
3 | 17 | 22 | 4 | 0 | 0 | 0
3 | 17 | 23 | 4 | 0 | 0 | 0
3 | 18 | 0 | 5 | 0 | 0 | 0
3 | 18 | 1 | 5 | 0 | 0 | 0
3 | 18 | 2 | 5 | 0 | 0 | 0
3 | 18 | 3 | 5 | 0 | 0 | 0
3 | 18 | 4 | 5 | 0 | 0 | 0
3 | 18 | 5 | 5 | 0 | 0 | 0
3 | 18 | 6 | 5 | 0 | 0 | 0
3 | 18 | 7 | 5 | 0 | 0 | 0
3 | 18 | 8 | 5 | 0 | 0 | 0
3 | 18 | 9 | 5 | 0 | 0 | 0
3 | 18 | 10 | 5 | 0 | 0 | 0
3 | 18 | 11 | 5 | 0 | 0 | 0
3 | 18 | 12 | 5 | 0 | 0 | 0
3 | 18 | 13 | 5 | 0 | 0 | 0
3 | 18 | 14 | 5 | 0 | 0 | 0
3 | 18 | 15 | 5 | 0 | 0 | 0
3 | 18 | 16 | 5 | 0 | 0 | 0
3 | 18 | 17 | 5 | 0 | 0 | 0
3 | 18 | 18 | 5 | 0 | 0 | 0
3 | 18 | 19 | 5 | 0 | 0 | 0
3 | 18 | 20 | 5 | 0 | 0 | 0
3 | 18 | 21 | 5 | 0 | 0 | 0
3 | 18 | 22 | 5 | 0 | 0 | 0
3 | 18 | 23 | 5 | 0 | 0 | 0
3 | 19 | 0 | 6 | 1 | 0 | 0
3 | 19 | 1 | 6 | 1 | 0 | 0
3 | 19 | 2 | 6 | 1 | 0 | 0
3 | 19 | 3 | 6 | 1 | 0 | 0
3 | 19 | 4 | 6 | 1 | 0 | 0
3 | 19 | 5 | 6 | 1 | 0 | 0
3 | 19 | 6 | 6 | 1 | 0 | 0
3 | 19 | 7 | 6 | 1 | 0 | 0
3 | 19 | 8 | 6 | 1 | 0 | 0
3 | 19 | 9 | 6 | 1 | 0 | 0
3 | 19 | 10 | 6 | 1 | 0 | 0
3 | 19 | 11 | 6 | 1 | 0 | 0
3 | 19 | 12 | 6 | 1 | 0 | 0
3 | 19 | 13 | 6 | 1 | 0 | 0
3 | 19 | 14 | 6 | 1 | 0 | 0
3 | 19 | 15 | 6 | 1 | 0 | 0
3 | 19 | 16 | 6 | 1 | 0 | 0
3 | 19 | 17 | 6 | 1 | 0 | 0
3 | 19 | 18 | 6 | 1 | 0 | 0
3 | 19 | 19 | 6 | 1 | 0 | 0
3 | 19 | 20 | 6 | 1 | 0 | 0
3 | 19 | 21 | 6 | 1 | 0 | 0
3 | 19 | 22 | 6 | 1 | 0 | 0
3 | 19 | 23 | 6 | 1 | 0 | 0
3 | 20 | 0 | 7 | 1 | 0 | 0
3 | 20 | 1 | 7 | 1 | 0 | 0
3 | 20 | 2 | 7 | 1 | 0 | 0
3 | 20 | 3 | 7 | 1 | 0 | 0
3 | 20 | 4 | 7 | 1 | 0 | 0
3 | 20 | 5 | 7 | 1 | 0 | 0
3 | 20 | 6 | 7 | 1 | 0 | 0
3 | 20 | 7 | 7 | 1 | 0 | 0
3 | 20 | 8 | 7 | 1 | 0 | 0
3 | 20 | 9 | 7 | 1 | 0 | 0
3 | 20 | 10 | 7 | 1 | 0 | 0
3 | 20 | 11 | 7 | 1 | 0 | 0
3 | 20 | 12 | 7 | 1 | 0 | 0
3 | 20 | 13 | 7 | 1 | 0 | 0
3 | 20 | 14 | 7 | 1 | 0 | 0
3 | 20 | 15 | 7 | 1 | 0 | 0
3 | 20 | 16 | 7 | 1 | 0 | 0
3 | 20 | 17 | 7 | 1 | 0 | 0
3 | 20 | 18 | 7 | 1 | 0 | 0
3 | 20 | 19 | 7 | 1 | 0 | 0
3 | 20 | 20 | 7 | 1 | 0 | 0
3 | 20 | 21 | 7 | 1 | 0 | 0
3 | 20 | 22 | 7 | 1 | 0 | 0
3 | 20 | 23 | 7 | 1 | 0 | 0
3 | 21 | 0 | 1 | 0 | 0 | 0
3 | 21 | 1 | 1 | 0 | 0 | 0
3 | 21 | 2 | 1 | 0 | 0 | 0
3 | 21 | 3 | 1 | 0 | 0 | 0
3 | 21 | 4 | 1 | 0 | 0 | 0
3 | 21 | 5 | 1 | 0 | 0 | 0
3 | 21 | 6 | 1 | 0 | 0 | 0
3 | 21 | 7 | 1 | 0 | 0 | 0
3 | 21 | 8 | 1 | 0 | 0 | 0
3 | 21 | 9 | 1 | 0 | 0 | 0
3 | 21 | 10 | 1 | 0 | 0 | 0
3 | 21 | 11 | 1 | 0 | 1.3668e-10 | 1.7197e-10
3 | 21 | 12 | 1 | 0 | 1.034e-09 | 1.3009e-09
3 | 21 | 13 | 1 | 0 | 7.2819e-10 | 9.1617e-10
3 | 21 | 14 | 1 | 0 | 7.3505e-10 | 9.2481e-10
3 | 21 | 15 | 1 | 0 | 2.8575e-10 | 3.5952e-10
3 | 21 | 16 | 1 | 0 | 0 | 0
3 | 21 | 17 | 1 | 0 | 0 | 0
3 | 21 | 18 | 1 | 0 | 0 | 0
3 | 21 | 19 | 1 | 0 | 1.7021e-09 | 2.1415e-09
3 | 21 | 20 | 1 | 0 | 5.1017e-10 | 6.4187e-10
3 | 21 | 21 | 1 | 0 | 0 | 0
3 | 21 | 22 | 1 | 0 | 0 | 0
3 | 21 | 23 | 1 | 0 | 0 | 0
3 | 22 | 0 | 2 | 0 | 0 | 0
3 | 22 | 1 | 2 | 0 | 0 | 0
3 | 22 | 2 | 2 | 0 | 0 | 0
3 | 22 | 3 | 2 | 0 | 0 | 0
3 | 22 | 4 | 2 | 0 | 0 | 0
3 | 22 | 5 | 2 | 0 | 0 | 0
3 | 22 | 6 | 2 | 0 | 0 | 0
3 | 22 | 7 | 2 | 0 | 0 | 0
3 | 22 | 8 | 2 | 0 | 0 | 0
3 | 22 | 9 | 2 | 0 | 0 | 0
3 | 22 | 10 | 2 | 0 | 0 | 0
3 | 22 | 11 | 2 | 0 | 0 | 0
3 | 22 | 12 | 2 | 0 | 6.1505e-10 | 7.7383e-10
3 | 22 | 13 | 2 | 0 | 8.0457e-10 | 1.0123e-09
3 | 22 | 14 | 2 | 0 | 8.5963e-10 | 1.0815e-09
3 | 22 | 15 | 2 | 0 | 1.1403e-10 | 1.4347e-10
3 | 22 | 16 | 2 | 0 | 0 | 0
3 | 22 | 17 | 2 | 0 | 0 | 0
3 | 22 | 18 | 2 | 0 | 0 | 0
3 | 22 | 19 | 2 | 0 | 1.948e-09 | 2.4509e-09
3 | 22 | 20 | 2 | 0 | 3.9306e-10 | 4.9453e-10
3 | 22 | 21 | 2 | 0 | 0 | 0
3 | 22 | 22 | 2 | 0 | 0 | 0
3 | 22 | 23 | 2 | 0 | 0 | 0
3 | 23 | 0 | 3 | 0 | 0 | 0
3 | 23 | 1 | 3 | 0 | 0 | 0
3 | 23 | 2 | 3 | 0 | 0 | 0
3 | 23 | 3 | 3 | 0 | 0 | 0
3 | 23 | 4 | 3 | 0 | 0 | 0
3 | 23 | 5 | 3 | 0 | 0 | 0
3 | 23 | 6 | 3 | 0 | 0 | 0
3 | 23 | 7 | 3 | 0 | 0 | 0
3 | 23 | 8 | 3 | 0 | 0 | 0
3 | 23 | 9 | 3 | 0 | 1.005e-10 | 1.2644e-10
3 | 23 | 10 | 3 | 0 | 2.8589e-10 | 3.597e-10
3 | 23 | 11 | 3 | 0 | 1.2719e-09 | 1.6002e-09
3 | 23 | 12 | 3 | 0 | 1.5682e-09 | 1.973e-09
3 | 23 | 13 | 3 | 0 | 1.7324e-09 | 2.1797e-09
3 | 23 | 14 | 3 | 0 | 6.2052e-10 | 7.8071e-10
3 | 23 | 15 | 3 | 0 | 0 | 0
3 | 23 | 16 | 3 | 0 | 0 | 0
3 | 23 | 17 | 3 | 0 | 0 | 0
3 | 23 | 18 | 3 | 0 | 0 | 0
3 | 23 | 19 | 3 | 0 | 0 | 0
3 | 23 | 20 | 3 | 0 | 0 | 0
3 | 23 | 21 | 3 | 0 | 0 | 0
3 | 23 | 22 | 3 | 0 | 0 | 0
3 | 23 | 23 | 3 | 0 | 0 | 0
3 | 24 | 0 | 4 | 0 | 0 | 0
3 | 24 | 1 | 4 | 0 | 0 | 0
3 | 24 | 2 | 4 | 0 | 0 | 0
3 | 24 | 3 | 4 | 0 | 0 | 0
3 | 24 | 4 | 4 | 0 | 0 | 0
3 | 24 | 5 | 4 | 0 | 0 | 0
3 | 24 | 6 | 4 | 0 | 4.3955e-10 | 5.5301e-10
3 | 24 | 7 | 4 | 0 | 8.6403e-10 | 1.0871e-09
3 | 24 | 8 | 4 | 0 | 2.6408e-09 | 3.3225e-09
3 | 24 | 9 | 4 | 0 | 6.1292e-09 | 7.7115e-09
3 | 24 | 10 | 4 | 0 | 6.812e-09 | 8.5705e-09
3 | 24 | 11 | 4 | 0 | 8.4791e-09 | 1.0668e-08
3 | 24 | 12 | 4 | 0 | 1.3458e-08 | 1.6932e-08
3 | 24 | 13 | 4 | 0 | 9.4023e-09 | 1.1829e-08
3 | 24 | 14 | 4 | 0 | 7.6304e-09 | 9.6001e-09
3 | 24 | 15 | 4 | 0 | 9.6316e-09 | 1.2118e-08
3 | 24 | 16 | 4 | 0 | 1.2348e-08 | 1.5535e-08
3 | 24 | 17 | 4 | 0 | 2.8462e-08 | 3.5809e-08
3 | 24 | 18 | 4 | 0 | 5.0134e-08 | 6.3076e-08
3 | 24 | 19 | 4 | 0 | 2.4374e-07 | 3.0666e-07
3 | 24 | 20 | 4 | 0 | 4.1611e-08 | 5.2352e-08
3 | 24 | 21 | 4 | 0 | 5.0144e-09 | 6.3089e-09
3 | 24 | 22 | 4 | 0 | 4.2074e-10 | 5.2935e-10
3 | 24 | 23 | 4 | 0 | 0 | 0
3 | 25 | 0 | 5 | 0 | 0 | 0
3 | 25 | 1 | 5 | 0 | 0 | 0
3 | 25 | 2 | 5 | 0 | 0 | 0
3 | 25 | 3 | 5 | 0 | 0 | 0
3 | 25 | 4 | 5 | 0 | 0 | 0
3 | 25 | 5 | 5 | 0 | 2.3336e-09 | 2.936e-09
3 | 25 | 6 | 5 | 0 | 3.8026e-08 | 4.7842e-08
3 | 25 | 7 | 5 | 0 | 6.8777e-08 | 8.6531e-08
3 | 25 | 8 | 5 | 0 | 6.0022e-08 | 7.5517e-08
3 | 25 | 9 | 5 | 0 | 6.8805e-08 | 8.6568e-08
3 | 25 | 10 | 5 | 0 | 2.8228e-08 | 3.5516e-08
3 | 25 | 11 | 5 | 0 | 1.9176e-08 | 2.4126e-08
3 | 25 | 12 | 5 | 0 | 1.1157e-08 | 1.4038e-08
3 | 25 | 13 | 5 | 0 | 5.1855e-09 | 6.5241e-09
3 | 25 | 14 | 5 | 0 | 3.1871e-09 | 4.0099e-09
3 | 25 | 15 | 5 | 0 | 2.2942e-09 | 2.8865e-09
3 | 25 | 16 | 5 | 0 | 1.9661e-09 | 2.4737e-09
3 | 25 | 17 | 5 | 0 | 1.0767e-09 | 1.3547e-09
3 | 25 | 18 | 5 | 0 | 2.0777e-09 | 2.6141e-09
3 | 25 | 19 | 5 | 0 | 5.6145e-09 | 7.0638e-09
3 | 25 | 20 | 5 | 0 | 2.0606e-09 | 2.5925e-09
3 | 25 | 21 | 5 | 0 | 3.8585e-10 | 4.8545e-10
3 | 25 | 22 | 5 | 0 | 0 | 0
3 | 25 | 23 | 5 | 0 | 0 | 0
3 | 26 | 0 | 6 | 1 | 0 | 0
3 | 26 | 1 | 6 | 1 | 0 | 0
3 | 26 | 2 | 6 | 1 | 0 | 0
3 | 26 | 3 | 6 | 1 | 0 | 0
3 | 26 | 4 | 6 | 1 | 0 | 0
3 | 26 | 5 | 6 | 1 | 0 | 0
3 | 26 | 6 | 6 | 1 | 0 | 0
3 | 26 | 7 | 6 | 1 | 0 | 0
3 | 26 | 8 | 6 | 1 | 0 | 0
3 | 26 | 9 | 6 | 1 | 1.0133e-10 | 1.2748e-10
3 | 26 | 10 | 6 | 1 | 0 | 0
3 | 26 | 11 | 6 | 1 | 0 | 0
3 | 26 | 12 | 6 | 1 | 0 | 0
3 | 26 | 13 | 6 | 1 | 0 | 0
3 | 26 | 14 | 6 | 1 | 0 | 0
3 | 26 | 15 | 6 | 1 | 0 | 0
3 | 26 | 16 | 6 | 1 | 0 | 0
3 | 26 | 17 | 6 | 1 | 0 | 0
3 | 26 | 18 | 6 | 1 | 0 | 0
3 | 26 | 19 | 6 | 1 | 7.9322e-10 | 9.9799e-10
3 | 26 | 20 | 6 | 1 | 1.4697e-10 | 1.8491e-10
3 | 26 | 21 | 6 | 1 | 0 | 0
3 | 26 | 22 | 6 | 1 | 0 | 0
3 | 26 | 23 | 6 | 1 | 0 | 0
3 | 27 | 0 | 7 | 1 | 0 | 0
3 | 27 | 1 | 7 | 1 | 0 | 0
3 | 27 | 2 | 7 | 1 | 0 | 0
3 | 27 | 3 | 7 | 1 | 0 | 0
3 | 27 | 4 | 7 | 1 | 0 | 0
3 | 27 | 5 | 7 | 1 | 0 | 0
3 | 27 | 6 | 7 | 1 | 0 | 0
3 | 27 | 7 | 7 | 1 | 0 | 0
3 | 27 | 8 | 7 | 1 | 6.1375e-10 | 7.7218e-10
3 | 27 | 9 | 7 | 1 | 6.1751e-10 | 7.7693e-10
3 | 27 | 10 | 7 | 1 | 0 | 0
3 | 27 | 11 | 7 | 1 | 0 | 0
3 | 27 | 12 | 7 | 1 | 0 | 0
3 | 27 | 13 | 7 | 1 | 0 | 0
3 | 27 | 14 | 7 | 1 | 0 | 0
3 | 27 | 15 | 7 | 1 | 0 | 0
3 | 27 | 16 | 7 | 1 | 0 | 0
3 | 27 | 17 | 7 | 1 | 0 | 0
3 | 27 | 18 | 7 | 1 | 0 | 0
3 | 27 | 19 | 7 | 1 | 0 | 0
3 | 27 | 20 | 7 | 1 | 0 | 0
3 | 27 | 21 | 7 | 1 | 0 | 0
3 | 27 | 22 | 7 | 1 | 0 | 0
3 | 27 | 23 | 7 | 1 | 0 | 0
3 | 28 | 0 | 1 | 0 | 0 | 0
3 | 28 | 1 | 1 | 0 | 0 | 0
3 | 28 | 2 | 1 | 0 | 0 | 0
3 | 28 | 3 | 1 | 0 | 0 | 0
3 | 28 | 4 | 1 | 0 | 0 | 0
3 | 28 | 5 | 1 | 0 | 1.041e-08 | 1.3098e-08
3 | 28 | 6 | 1 | 0 | 4.6931e-07 | 5.9046e-07
3 | 28 | 7 | 1 | 0 | 5.4706e-07 | 6.8829e-07
3 | 28 | 8 | 1 | 0 | 2.624e-07 | 3.3014e-07
3 | 28 | 9 | 1 | 0 | 1.2023e-07 | 1.5126e-07
3 | 28 | 10 | 1 | 0 | 1.7347e-08 | 2.1825e-08
3 | 28 | 11 | 1 | 0 | 6.9979e-09 | 8.8045e-09
3 | 28 | 12 | 1 | 0 | 2.119e-09 | 2.666e-09
3 | 28 | 13 | 1 | 0 | 1.0609e-09 | 1.3348e-09
3 | 28 | 14 | 1 | 0 | 0 | 0
3 | 28 | 15 | 1 | 0 | 0 | 0
3 | 28 | 16 | 1 | 0 | 0 | 0
3 | 28 | 17 | 1 | 0 | 0 | 0
3 | 28 | 18 | 1 | 0 | 0 | 0
3 | 28 | 19 | 1 | 0 | 3.243e-09 | 4.0801e-09
3 | 28 | 20 | 1 | 0 | 2.837e-09 | 3.5694e-09
3 | 28 | 21 | 1 | 0 | 6.797e-10 | 8.5516e-10
3 | 28 | 22 | 1 | 0 | 0 | 0
3 | 28 | 23 | 1 | 0 | 0 | 0
3 | 29 | 0 | 2 | 0 | 0 | 0
3 | 29 | 1 | 2 | 0 | 0 | 0
3 | 29 | 2 | 2 | 0 | 0 | 0
3 | 29 | 3 | 2 | 0 | 0 | 0
3 | 29 | 4 | 2 | 0 | 0 | 0
3 | 29 | 5 | 2 | 0 | 1.0161e-08 | 1.2784e-08
3 | 29 | 6 | 2 | 0 | 2.6784e-07 | 3.3699e-07
3 | 29 | 7 | 2 | 0 | 2.7548e-07 | 3.466e-07
3 | 29 | 8 | 2 | 0 | 2.4378e-07 | 3.0671e-07
3 | 29 | 9 | 2 | 0 | 9.5878e-08 | 1.2063e-07
3 | 29 | 10 | 2 | 0 | 2.1416e-08 | 2.6944e-08
3 | 29 | 11 | 2 | 0 | 7.3894e-09 | 9.2969e-09
3 | 29 | 12 | 2 | 0 | 3.2469e-09 | 4.0851e-09
3 | 29 | 13 | 2 | 0 | 1.7195e-09 | 2.1634e-09
3 | 29 | 14 | 2 | 0 | 7.3347e-10 | 9.2282e-10
3 | 29 | 15 | 2 | 0 | 4.6582e-10 | 5.8607e-10
3 | 29 | 16 | 2 | 0 | 9.435e-10 | 1.1871e-09
3 | 29 | 17 | 2 | 0 | 1.2423e-09 | 1.563e-09
3 | 29 | 18 | 2 | 0 | 1.948e-09 | 2.4509e-09
3 | 29 | 19 | 2 | 0 | 6.8106e-09 | 8.5687e-09
3 | 29 | 20 | 2 | 0 | 2.6386e-09 | 3.3198e-09
3 | 29 | 21 | 2 | 0 | 0 | 0
3 | 29 | 22 | 2 | 0 | 0 | 0
3 | 29 | 23 | 2 | 0 | 0 | 0
3 | 30 | 0 | 3 | 0 | 0 | 0
3 | 30 | 1 | 3 | 0 | 0 | 0
3 | 30 | 2 | 3 | 0 | 0 | 0
3 | 30 | 3 | 3 | 0 | 0 | 0
3 | 30 | 4 | 3 | 0 | 0 | 0
3 | 30 | 5 | 3 | 0 | 1.6877e-09 | 2.1234e-09
3 | 30 | 6 | 3 | 0 | 3.6078e-08 | 4.5392e-08
3 | 30 | 7 | 3 | 0 | 5.1649e-08 | 6.4983e-08
3 | 30 | 8 | 3 | 0 | 1.1741e-07 | 1.4772e-07
3 | 30 | 9 | 3 | 0 | 2.143e-07 | 2.6963e-07
3 | 30 | 10 | 3 | 0 | 1.7515e-07 | 2.2036e-07
3 | 30 | 11 | 3 | 0 | 1.4397e-07 | 1.8114e-07
3 | 30 | 12 | 3 | 0 | 7.1523e-08 | 8.9986e-08
3 | 30 | 13 | 3 | 0 | 2.9793e-08 | 3.7484e-08
3 | 30 | 14 | 3 | 0 | 1.7477e-08 | 2.1988e-08
3 | 30 | 15 | 3 | 0 | 1.1426e-08 | 1.4376e-08
3 | 30 | 16 | 3 | 0 | 1.025e-08 | 1.2896e-08
3 | 30 | 17 | 3 | 0 | 1.0414e-08 | 1.3103e-08
3 | 30 | 18 | 3 | 0 | 2.1046e-08 | 2.6479e-08
3 | 30 | 19 | 3 | 0 | 4.8657e-08 | 6.1218e-08
3 | 30 | 20 | 3 | 0 | 1.9011e-08 | 2.3919e-08
3 | 30 | 21 | 3 | 0 | 2.7911e-09 | 3.5117e-09
3 | 30 | 22 | 3 | 0 | 1.0007e-10 | 1.259e-10
3 | 30 | 23 | 3 | 0 | 0 | 0
3 | 31 | 0 | 4 | 0 | 0 | 0
3 | 31 | 1 | 4 | 0 | 0 | 0
3 | 31 | 2 | 4 | 0 | 0 | 0
3 | 31 | 3 | 4 | 0 | 0 | 0
3 | 31 | 4 | 4 | 0 | 0 | 0
3 | 31 | 5 | 4 | 0 | 1.5377e-08 | 1.9346e-08
3 | 31 | 6 | 4 | 0 | 6.9759e-07 | 8.7767e-07
3 | 31 | 7 | 4 | 0 | 7.3173e-07 | 9.2062e-07
3 | 31 | 8 | 4 | 0 | 8.1681e-07 | 1.0277e-06
3 | 31 | 9 | 4 | 0 | 5.3198e-07 | 6.6931e-07
3 | 31 | 10 | 4 | 0 | 2.9225e-07 | 3.6769e-07
3 | 31 | 11 | 4 | 0 | 1.1014e-07 | 1.3857e-07
3 | 31 | 12 | 4 | 0 | 2.4039e-08 | 3.0244e-08
3 | 31 | 13 | 4 | 0 | 1.2073e-08 | 1.519e-08
3 | 31 | 14 | 4 | 0 | 4.0962e-09 | 5.1536e-09
3 | 31 | 15 | 4 | 0 | 2.2221e-09 | 2.7957e-09
3 | 31 | 16 | 4 | 0 | 2.6849e-09 | 3.378e-09
3 | 31 | 17 | 4 | 0 | 2.5724e-09 | 3.2364e-09
3 | 31 | 18 | 4 | 0 | 4.5465e-09 | 5.7201e-09
3 | 31 | 19 | 4 | 0 | 4.4165e-08 | 5.5567e-08
3 | 31 | 20 | 4 | 0 | 2.8211e-08 | 3.5494e-08
3 | 31 | 21 | 4 | 0 | 5.5219e-09 | 6.9473e-09
3 | 31 | 22 | 4 | 0 | 5.015e-10 | 6.3097e-10
3 | 31 | 23 | 4 | 0 | 0 | 0
4 | 1 | 0 | 5 | 0 | 0 | 0
4 | 1 | 1 | 5 | 0 | 0 | 0
4 | 1 | 2 | 5 | 0 | 0 | 0
4 | 1 | 3 | 5 | 0 | 0 | 0
4 | 1 | 4 | 5 | 0 | 0 | 0
4 | 1 | 5 | 5 | 0 | 0 | 0
4 | 1 | 6 | 5 | 0 | 0 | 0
4 | 1 | 7 | 5 | 0 | 0 | 0
4 | 1 | 8 | 5 | 0 | 0 | 0
4 | 1 | 9 | 5 | 0 | 0 | 0
4 | 1 | 10 | 5 | 0 | 0 | 0
4 | 1 | 11 | 5 | 0 | 0 | 0
4 | 1 | 12 | 5 | 0 | 0 | 0
4 | 1 | 13 | 5 | 0 | 0 | 0
4 | 1 | 14 | 5 | 0 | 0 | 0
4 | 1 | 15 | 5 | 0 | 0 | 0
4 | 1 | 16 | 5 | 0 | 0 | 0
4 | 1 | 17 | 5 | 0 | 0 | 0
4 | 1 | 18 | 5 | 0 | 0 | 0
4 | 1 | 19 | 5 | 0 | 0 | 0
4 | 1 | 20 | 5 | 0 | 0 | 0
4 | 1 | 21 | 5 | 0 | 0 | 0
4 | 1 | 22 | 5 | 0 | 0 | 0
4 | 1 | 23 | 5 | 0 | 0 | 0
4 | 2 | 0 | 6 | 1 | 0 | 0
4 | 2 | 1 | 6 | 1 | 0 | 0
4 | 2 | 2 | 6 | 1 | 0 | 0
4 | 2 | 3 | 6 | 1 | 0 | 0
4 | 2 | 4 | 6 | 1 | 0 | 0
4 | 2 | 5 | 6 | 1 | 0 | 0
4 | 2 | 6 | 6 | 1 | 0 | 0
4 | 2 | 7 | 6 | 1 | 0 | 0
4 | 2 | 8 | 6 | 1 | 0 | 0
4 | 2 | 9 | 6 | 1 | 0 | 0
4 | 2 | 10 | 6 | 1 | 0 | 0
4 | 2 | 11 | 6 | 1 | 0 | 0
4 | 2 | 12 | 6 | 1 | 0 | 0
4 | 2 | 13 | 6 | 1 | 0 | 0
4 | 2 | 14 | 6 | 1 | 0 | 0
4 | 2 | 15 | 6 | 1 | 0 | 0
4 | 2 | 16 | 6 | 1 | 0 | 0
4 | 2 | 17 | 6 | 1 | 0 | 0
4 | 2 | 18 | 6 | 1 | 0 | 0
4 | 2 | 19 | 6 | 1 | 0 | 0
4 | 2 | 20 | 6 | 1 | 0 | 0
4 | 2 | 21 | 6 | 1 | 0 | 0
4 | 2 | 22 | 6 | 1 | 0 | 0
4 | 2 | 23 | 6 | 1 | 0 | 0
4 | 3 | 0 | 7 | 1 | 0 | 0
4 | 3 | 1 | 7 | 1 | 0 | 0
4 | 3 | 2 | 7 | 1 | 0 | 0
4 | 3 | 3 | 7 | 1 | 0 | 0
4 | 3 | 4 | 7 | 1 | 0 | 0
4 | 3 | 5 | 7 | 1 | 0 | 0
4 | 3 | 6 | 7 | 1 | 0 | 0
4 | 3 | 7 | 7 | 1 | 0 | 0
4 | 3 | 8 | 7 | 1 | 0 | 0
4 | 3 | 9 | 7 | 1 | 0 | 0
4 | 3 | 10 | 7 | 1 | 0 | 0
4 | 3 | 11 | 7 | 1 | 0 | 0
4 | 3 | 12 | 7 | 1 | 0 | 0
4 | 3 | 13 | 7 | 1 | 0 | 0
4 | 3 | 14 | 7 | 1 | 0 | 0
4 | 3 | 15 | 7 | 1 | 0 | 0
4 | 3 | 16 | 7 | 1 | 0 | 0
4 | 3 | 17 | 7 | 1 | 0 | 0
4 | 3 | 18 | 7 | 1 | 0 | 0
4 | 3 | 19 | 7 | 1 | 0 | 0
4 | 3 | 20 | 7 | 1 | 0 | 0
4 | 3 | 21 | 7 | 1 | 0 | 0
4 | 3 | 22 | 7 | 1 | 0 | 0
4 | 3 | 23 | 7 | 1 | 0 | 0
4 | 4 | 0 | 1 | 0 | 0 | 0
4 | 4 | 1 | 1 | 0 | 0 | 0
4 | 4 | 2 | 1 | 0 | 0 | 0
4 | 4 | 3 | 1 | 0 | 0 | 0
4 | 4 | 4 | 1 | 0 | 0 | 0
4 | 4 | 5 | 1 | 0 | 0 | 0
4 | 4 | 6 | 1 | 0 | 4.9362e-10 | 6.2105e-10
4 | 4 | 7 | 1 | 0 | 1.4058e-09 | 1.7687e-09
4 | 4 | 8 | 1 | 0 | 1.4064e-09 | 1.7695e-09
4 | 4 | 9 | 1 | 0 | 1.6874e-09 | 2.123e-09
4 | 4 | 10 | 1 | 0 | 1.8218e-09 | 2.2921e-09
4 | 4 | 11 | 1 | 0 | 1.3824e-09 | 1.7393e-09
4 | 4 | 12 | 1 | 0 | 9.6732e-10 | 1.217e-09
4 | 4 | 13 | 1 | 0 | 3.2041e-10 | 4.0312e-10
4 | 4 | 14 | 1 | 0 | 0 | 0
4 | 4 | 15 | 1 | 0 | 0 | 0
4 | 4 | 16 | 1 | 0 | 0 | 0
4 | 4 | 17 | 1 | 0 | 0 | 0
4 | 4 | 18 | 1 | 0 | 0 | 0
4 | 4 | 19 | 1 | 0 | 6.1535e-10 | 7.7421e-10
4 | 4 | 20 | 1 | 0 | 5.6964e-10 | 7.167e-10
4 | 4 | 21 | 1 | 0 | 0 | 0
4 | 4 | 22 | 1 | 0 | 0 | 0
4 | 4 | 23 | 1 | 0 | 0 | 0
4 | 5 | 0 | 2 | 0 | 0 | 0
4 | 5 | 1 | 2 | 0 | 0 | 0
4 | 5 | 2 | 2 | 0 | 0 | 0
4 | 5 | 3 | 2 | 0 | 0 | 0
4 | 5 | 4 | 2 | 0 | 0 | 0
4 | 5 | 5 | 2 | 0 | 3.4977e-09 | 4.4006e-09
4 | 5 | 6 | 2 | 0 | 2.3327e-08 | 2.9349e-08
4 | 5 | 7 | 2 | 0 | 3.9297e-08 | 4.9442e-08
4 | 5 | 8 | 2 | 0 | 2.4115e-08 | 3.034e-08
4 | 5 | 9 | 2 | 0 | 1.3984e-08 | 1.7594e-08
4 | 5 | 10 | 2 | 0 | 7.8317e-09 | 9.8535e-09
4 | 5 | 11 | 2 | 0 | 5.4637e-09 | 6.8742e-09
4 | 5 | 12 | 2 | 0 | 3.0847e-09 | 3.881e-09
4 | 5 | 13 | 2 | 0 | 1.9139e-09 | 2.408e-09
4 | 5 | 14 | 2 | 0 | 9.9484e-10 | 1.2517e-09
4 | 5 | 15 | 2 | 0 | 0 | 0
4 | 5 | 16 | 2 | 0 | 0 | 0
4 | 5 | 17 | 2 | 0 | 0 | 0
4 | 5 | 18 | 2 | 0 | 0 | 0
4 | 5 | 19 | 2 | 0 | 3.437e-09 | 4.3243e-09
4 | 5 | 20 | 2 | 0 | 3.4671e-09 | 4.3621e-09
4 | 5 | 21 | 2 | 0 | 1.3282e-09 | 1.6711e-09
4 | 5 | 22 | 2 | 0 | 0 | 0
4 | 5 | 23 | 2 | 0 | 0 | 0
4 | 6 | 0 | 3 | 0 | 0 | 0
4 | 6 | 1 | 3 | 0 | 0 | 0
4 | 6 | 2 | 3 | 0 | 0 | 0
4 | 6 | 3 | 3 | 0 | 0 | 0
4 | 6 | 4 | 3 | 0 | 0 | 0
4 | 6 | 5 | 3 | 0 | 3.437e-09 | 4.3243e-09
4 | 6 | 6 | 3 | 0 | 2.7433e-08 | 3.4515e-08
4 | 6 | 7 | 3 | 0 | 1.5251e-08 | 1.9188e-08
4 | 6 | 8 | 3 | 0 | 1.5837e-08 | 1.9925e-08
4 | 6 | 9 | 3 | 0 | 9.872e-09 | 1.242e-08
4 | 6 | 10 | 3 | 0 | 6.7331e-09 | 8.4713e-09
4 | 6 | 11 | 3 | 0 | 3.5014e-09 | 4.4052e-09
4 | 6 | 12 | 3 | 0 | 2.7578e-09 | 3.4698e-09
4 | 6 | 13 | 3 | 0 | 2.191e-09 | 2.7566e-09
4 | 6 | 14 | 3 | 0 | 1.3391e-09 | 1.6847e-09
4 | 6 | 15 | 3 | 0 | 1.0646e-09 | 1.3395e-09
4 | 6 | 16 | 3 | 0 | 1.1816e-09 | 1.4867e-09
4 | 6 | 17 | 3 | 0 | 1.0258e-09 | 1.2906e-09
4 | 6 | 18 | 3 | 0 | 1.6855e-09 | 2.1207e-09
4 | 6 | 19 | 3 | 0 | 2.8051e-09 | 3.5293e-09
4 | 6 | 20 | 3 | 0 | 1.7749e-09 | 2.2331e-09
4 | 6 | 21 | 3 | 0 | 0 | 0
4 | 6 | 22 | 3 | 0 | 0 | 0
4 | 6 | 23 | 3 | 0 | 0 | 0
4 | 7 | 0 | 4 | 0 | 0 | 0
4 | 7 | 1 | 4 | 0 | 0 | 0
4 | 7 | 2 | 4 | 0 | 0 | 0
4 | 7 | 3 | 4 | 0 | 0 | 0
4 | 7 | 4 | 4 | 0 | 0 | 0
4 | 7 | 5 | 4 | 0 | 1.1573e-10 | 1.4561e-10
4 | 7 | 6 | 4 | 0 | 2.9775e-09 | 3.7461e-09
4 | 7 | 7 | 4 | 0 | 4.7867e-09 | 6.0224e-09
4 | 7 | 8 | 4 | 0 | 6.2612e-09 | 7.8775e-09
4 | 7 | 9 | 4 | 0 | 8.4724e-09 | 1.066e-08
4 | 7 | 10 | 4 | 0 | 5.9242e-09 | 7.4535e-09
4 | 7 | 11 | 4 | 0 | 6.6804e-09 | 8.405e-09
4 | 7 | 12 | 4 | 0 | 6.1576e-09 | 7.7472e-09
4 | 7 | 13 | 4 | 0 | 4.9487e-09 | 6.2262e-09
4 | 7 | 14 | 4 | 0 | 3.8327e-09 | 4.8221e-09
4 | 7 | 15 | 4 | 0 | 3.1863e-09 | 4.0089e-09
4 | 7 | 16 | 4 | 0 | 3.4378e-09 | 4.3253e-09
4 | 7 | 17 | 4 | 0 | 3.8302e-09 | 4.8189e-09
4 | 7 | 18 | 4 | 0 | 4.7857e-09 | 6.0211e-09
4 | 7 | 19 | 4 | 0 | 9.3329e-09 | 1.1742e-08
4 | 7 | 20 | 4 | 0 | 6.4689e-09 | 8.1389e-09
4 | 7 | 21 | 4 | 0 | 2.6877e-09 | 3.3815e-09
4 | 7 | 22 | 4 | 0 | 3.1807e-10 | 4.0018e-10
4 | 7 | 23 | 4 | 0 | 0 | 0
4 | 8 | 0 | 5 | 0 | 0 | 0
4 | 8 | 1 | 5 | 0 | 0 | 0
4 | 8 | 2 | 5 | 0 | 0 | 0
4 | 8 | 3 | 5 | 0 | 0 | 0
4 | 8 | 4 | 5 | 0 | 7.5576e-10 | 9.5086e-10
4 | 8 | 5 | 5 | 0 | 1.7302e-08 | 2.1769e-08
4 | 8 | 6 | 5 | 0 | 6.6218e-08 | 8.3313e-08
4 | 8 | 7 | 5 | 0 | 3.3464e-08 | 4.2103e-08
4 | 8 | 8 | 5 | 0 | 3.4513e-08 | 4.3423e-08
4 | 8 | 9 | 5 | 0 | 2.1934e-08 | 2.7596e-08
4 | 8 | 10 | 5 | 0 | 1.6907e-08 | 2.1272e-08
4 | 8 | 11 | 5 | 0 | 1.124e-08 | 1.4141e-08
4 | 8 | 12 | 5 | 0 | 9.3367e-09 | 1.1747e-08
4 | 8 | 13 | 5 | 0 | 5.329e-09 | 6.7046e-09
4 | 8 | 14 | 5 | 0 | 3.6473e-09 | 4.5888e-09
4 | 8 | 15 | 5 | 0 | 2.403e-09 | 3.0234e-09
4 | 8 | 16 | 5 | 0 | 2.2794e-09 | 2.8678e-09
4 | 8 | 17 | 5 | 0 | 2.2615e-09 | 2.8454e-09
4 | 8 | 18 | 5 | 0 | 2.9002e-09 | 3.6488e-09
4 | 8 | 19 | 5 | 0 | 7.9498e-09 | 1.0002e-08
4 | 8 | 20 | 5 | 0 | 6.8309e-09 | 8.5943e-09
4 | 8 | 21 | 5 | 0 | 3.675e-09 | 4.6236e-09
4 | 8 | 22 | 5 | 0 | 1.1903e-09 | 1.4976e-09
4 | 8 | 23 | 5 | 0 | 0 | 0
4 | 9 | 0 | 6 | 1 | 0 | 0
4 | 9 | 1 | 6 | 1 | 0 | 0
4 | 9 | 2 | 6 | 1 | 0 | 0
4 | 9 | 3 | 6 | 1 | 0 | 0
4 | 9 | 4 | 6 | 1 | 1.4901e-10 | 1.8747e-10
4 | 9 | 5 | 6 | 1 | 1.5028e-09 | 1.8907e-09
4 | 9 | 6 | 6 | 1 | 3.1857e-09 | 4.008e-09
4 | 9 | 7 | 6 | 1 | 8.14e-09 | 1.0241e-08
4 | 9 | 8 | 6 | 1 | 1.2395e-08 | 1.5594e-08
4 | 9 | 9 | 6 | 1 | 7.2445e-09 | 9.1147e-09
4 | 9 | 10 | 6 | 1 | 3.7383e-09 | 4.7034e-09
4 | 9 | 11 | 6 | 1 | 1.4568e-09 | 1.8329e-09
4 | 9 | 12 | 6 | 1 | 9.8645e-10 | 1.2411e-09
4 | 9 | 13 | 6 | 1 | 0 | 0
4 | 9 | 14 | 6 | 1 | 0 | 0
4 | 9 | 15 | 6 | 1 | 0 | 0
4 | 9 | 16 | 6 | 1 | 0 | 0
4 | 9 | 17 | 6 | 1 | 0 | 0
4 | 9 | 18 | 6 | 1 | 0 | 0
4 | 9 | 19 | 6 | 1 | 0 | 0
4 | 9 | 20 | 6 | 1 | 2.7549e-10 | 3.4661e-10
4 | 9 | 21 | 6 | 1 | 1.1573e-10 | 1.4561e-10
4 | 9 | 22 | 6 | 1 | 0 | 0
4 | 9 | 23 | 6 | 1 | 0 | 0
4 | 10 | 0 | 7 | 1 | 0 | 0
4 | 10 | 1 | 7 | 1 | 0 | 0
4 | 10 | 2 | 7 | 1 | 0 | 0
4 | 10 | 3 | 7 | 1 | 0 | 0
4 | 10 | 4 | 7 | 1 | 0 | 0
4 | 10 | 5 | 7 | 1 | 0 | 0
4 | 10 | 6 | 7 | 1 | 1.4752e-10 | 1.856e-10
4 | 10 | 7 | 7 | 1 | 4.9475e-10 | 6.2247e-10
4 | 10 | 8 | 7 | 1 | 1.163e-09 | 1.4633e-09
4 | 10 | 9 | 7 | 1 | 0 | 0
4 | 10 | 10 | 7 | 1 | 0 | 0
4 | 10 | 11 | 7 | 1 | 0 | 0
4 | 10 | 12 | 7 | 1 | 0 | 0
4 | 10 | 13 | 7 | 1 | 0 | 0
4 | 10 | 14 | 7 | 1 | 0 | 0
4 | 10 | 15 | 7 | 1 | 0 | 0
4 | 10 | 16 | 7 | 1 | 0 | 0
4 | 10 | 17 | 7 | 1 | 0 | 0
4 | 10 | 18 | 7 | 1 | 0 | 0
4 | 10 | 19 | 7 | 1 | 0 | 0
4 | 10 | 20 | 7 | 1 | 0 | 0
4 | 10 | 21 | 7 | 1 | 0 | 0
4 | 10 | 22 | 7 | 1 | 0 | 0
4 | 10 | 23 | 7 | 1 | 0 | 0
4 | 11 | 0 | 1 | 0 | 0 | 0
4 | 11 | 1 | 1 | 0 | 0 | 0
4 | 11 | 2 | 1 | 0 | 0 | 0
4 | 11 | 3 | 1 | 0 | 0 | 0
4 | 11 | 4 | 1 | 0 | 0 | 0
4 | 11 | 5 | 1 | 0 | 0 | 0
4 | 11 | 6 | 1 | 0 | 1.6344e-09 | 2.0563e-09
4 | 11 | 7 | 1 | 0 | 2.039e-09 | 2.5654e-09
4 | 11 | 8 | 1 | 0 | 2.262e-09 | 2.8459e-09
4 | 11 | 9 | 1 | 0 | 2.8519e-09 | 3.5881e-09
4 | 11 | 10 | 1 | 0 | 2.1906e-09 | 2.756e-09
4 | 11 | 11 | 1 | 0 | 1.7613e-09 | 2.2159e-09
4 | 11 | 12 | 1 | 0 | 1.6091e-09 | 2.0246e-09
4 | 11 | 13 | 1 | 0 | 1.4073e-09 | 1.7707e-09
4 | 11 | 14 | 1 | 0 | 4.9113e-10 | 6.1792e-10
4 | 11 | 15 | 1 | 0 | 0 | 0
4 | 11 | 16 | 1 | 0 | 0 | 0
4 | 11 | 17 | 1 | 0 | 1.3285e-09 | 1.6714e-09
4 | 11 | 18 | 1 | 0 | 1.5273e-09 | 1.9215e-09
4 | 11 | 19 | 1 | 0 | 2.665e-09 | 3.3529e-09
4 | 11 | 20 | 1 | 0 | 9.913e-10 | 1.2472e-09
4 | 11 | 21 | 1 | 0 | 0 | 0
4 | 11 | 22 | 1 | 0 | 0 | 0
4 | 11 | 23 | 1 | 0 | 0 | 0
4 | 12 | 0 | 2 | 0 | 0 | 0
4 | 12 | 1 | 2 | 0 | 0 | 0
4 | 12 | 2 | 2 | 0 | 0 | 0
4 | 12 | 3 | 2 | 0 | 0 | 0
4 | 12 | 4 | 2 | 0 | 0 | 0
4 | 12 | 5 | 2 | 0 | 2.1107e-09 | 2.6555e-09
4 | 12 | 6 | 2 | 0 | 8.0109e-09 | 1.0079e-08
4 | 12 | 7 | 2 | 0 | 7.9528e-09 | 1.0006e-08
4 | 12 | 8 | 2 | 0 | 5.1079e-09 | 6.4265e-09
4 | 12 | 9 | 2 | 0 | 6.3226e-09 | 7.9548e-09
4 | 12 | 10 | 2 | 0 | 4.1262e-09 | 5.1914e-09
4 | 12 | 11 | 2 | 0 | 2.6702e-09 | 3.3595e-09
4 | 12 | 12 | 2 | 0 | 2.3252e-09 | 2.9254e-09
4 | 12 | 13 | 2 | 0 | 9.6978e-10 | 1.2201e-09
4 | 12 | 14 | 2 | 0 | 0 | 0
4 | 12 | 15 | 2 | 0 | 0 | 0
4 | 12 | 16 | 2 | 0 | 0 | 0
4 | 12 | 17 | 2 | 0 | 0 | 0
4 | 12 | 18 | 2 | 0 | 0 | 0
4 | 12 | 19 | 2 | 0 | 2.2056e-09 | 2.775e-09
4 | 12 | 20 | 2 | 0 | 1.9764e-09 | 2.4866e-09
4 | 12 | 21 | 2 | 0 | 1.1371e-10 | 1.4307e-10
4 | 12 | 22 | 2 | 0 | 0 | 0
4 | 12 | 23 | 2 | 0 | 0 | 0
4 | 13 | 0 | 3 | 0 | 0 | 0
4 | 13 | 1 | 3 | 0 | 0 | 0
4 | 13 | 2 | 3 | 0 | 0 | 0
4 | 13 | 3 | 3 | 0 | 0 | 0
4 | 13 | 4 | 3 | 0 | 0 | 0
4 | 13 | 5 | 3 | 0 | 1.3296e-08 | 1.6728e-08
4 | 13 | 6 | 3 | 0 | 1.0223e-07 | 1.2862e-07
4 | 13 | 7 | 3 | 0 | 3.6693e-08 | 4.6166e-08
4 | 13 | 8 | 3 | 0 | 1.3524e-08 | 1.7016e-08
4 | 13 | 9 | 3 | 0 | 5.2863e-09 | 6.651e-09
4 | 13 | 10 | 3 | 0 | 2.6214e-09 | 3.2981e-09
4 | 13 | 11 | 3 | 0 | 1.4082e-09 | 1.7718e-09
4 | 13 | 12 | 3 | 0 | 1.1943e-09 | 1.5026e-09
4 | 13 | 13 | 3 | 0 | 1.1468e-09 | 1.4428e-09
4 | 13 | 14 | 3 | 0 | 1.3474e-10 | 1.6952e-10
4 | 13 | 15 | 3 | 0 | 0 | 0
4 | 13 | 16 | 3 | 0 | 0 | 0
4 | 13 | 17 | 3 | 0 | 0 | 0
4 | 13 | 18 | 3 | 0 | 0 | 0
4 | 13 | 19 | 3 | 0 | 0 | 0
4 | 13 | 20 | 3 | 0 | 1.0729e-09 | 1.3499e-09
4 | 13 | 21 | 3 | 0 | 0 | 0
4 | 13 | 22 | 3 | 0 | 0 | 0
4 | 13 | 23 | 3 | 0 | 0 | 0
4 | 14 | 0 | 4 | 0 | 0 | 0
4 | 14 | 1 | 4 | 0 | 0 | 0
4 | 14 | 2 | 4 | 0 | 0 | 0
4 | 14 | 3 | 4 | 0 | 0 | 0
4 | 14 | 4 | 4 | 0 | 0 | 0
4 | 14 | 5 | 4 | 0 | 2.7064e-10 | 3.405e-10
4 | 14 | 6 | 4 | 0 | 2.32e-09 | 2.9189e-09
4 | 14 | 7 | 4 | 0 | 2.5083e-09 | 3.1558e-09
4 | 14 | 8 | 4 | 0 | 1.7616e-09 | 2.2164e-09
4 | 14 | 9 | 4 | 0 | 1.3504e-09 | 1.699e-09
4 | 14 | 10 | 4 | 0 | 1.3624e-09 | 1.7142e-09
4 | 14 | 11 | 4 | 0 | 4.5449e-10 | 5.7182e-10
4 | 14 | 12 | 4 | 0 | 4.5057e-10 | 5.6688e-10
4 | 14 | 13 | 4 | 0 | 1.0574e-09 | 1.3304e-09
4 | 14 | 14 | 4 | 0 | 8.6461e-10 | 1.0878e-09
4 | 14 | 15 | 4 | 0 | 9.6931e-10 | 1.2195e-09
4 | 14 | 16 | 4 | 0 | 4.0941e-10 | 5.151e-10
4 | 14 | 17 | 4 | 0 | 9.4992e-10 | 1.1951e-09
4 | 14 | 18 | 4 | 0 | 2.4226e-10 | 3.048e-10
4 | 14 | 19 | 4 | 0 | 1.5531e-09 | 1.954e-09
4 | 14 | 20 | 4 | 0 | 1.6344e-09 | 2.0563e-09
4 | 14 | 21 | 4 | 0 | 0 | 0
4 | 14 | 22 | 4 | 0 | 0 | 0
4 | 14 | 23 | 4 | 0 | 0 | 0
4 | 15 | 0 | 5 | 0 | 0 | 0
4 | 15 | 1 | 5 | 0 | 0 | 0
4 | 15 | 2 | 5 | 0 | 0 | 0
4 | 15 | 3 | 5 | 0 | 0 | 0
4 | 15 | 4 | 5 | 0 | 0 | 0
4 | 15 | 5 | 5 | 0 | 0 | 0
4 | 15 | 6 | 5 | 0 | 0 | 0
4 | 15 | 7 | 5 | 0 | 0 | 0
4 | 15 | 8 | 5 | 0 | 2.7146e-10 | 3.4154e-10
4 | 15 | 9 | 5 | 0 | 3.0562e-10 | 3.8451e-10
4 | 15 | 10 | 5 | 0 | 6.1389e-10 | 7.7237e-10
4 | 15 | 11 | 5 | 0 | 1.236e-09 | 1.555e-09
4 | 15 | 12 | 5 | 0 | 1.5302e-09 | 1.9253e-09
4 | 15 | 13 | 5 | 0 | 1.4216e-09 | 1.7886e-09
4 | 15 | 14 | 5 | 0 | 2.7866e-09 | 3.506e-09
4 | 15 | 15 | 5 | 0 | 2.5975e-09 | 3.2681e-09
4 | 15 | 16 | 5 | 0 | 2.0926e-09 | 2.6329e-09
4 | 15 | 17 | 5 | 0 | 1.4313e-09 | 1.8008e-09
4 | 15 | 18 | 5 | 0 | 1.2554e-09 | 1.5794e-09
4 | 15 | 19 | 5 | 0 | 1.4307e-09 | 1.8e-09
4 | 15 | 20 | 5 | 0 | 1.01e-09 | 1.2708e-09
4 | 15 | 21 | 5 | 0 | 0 | 0
4 | 15 | 22 | 5 | 0 | 0 | 0
4 | 15 | 23 | 5 | 0 | 0 | 0
4 | 16 | 0 | 6 | 1 | 0 | 0
4 | 16 | 1 | 6 | 1 | 0 | 0
4 | 16 | 2 | 6 | 1 | 0 | 0
4 | 16 | 3 | 6 | 1 | 0 | 0
4 | 16 | 4 | 6 | 1 | 0 | 0
4 | 16 | 5 | 6 | 1 | 0 | 0
4 | 16 | 6 | 6 | 1 | 0 | 0
4 | 16 | 7 | 6 | 1 | 0 | 0
4 | 16 | 8 | 6 | 1 | 0 | 0
4 | 16 | 9 | 6 | 1 | 0 | 0
4 | 16 | 10 | 6 | 1 | 0 | 0
4 | 16 | 11 | 6 | 1 | 0 | 0
4 | 16 | 12 | 6 | 1 | 0 | 0
4 | 16 | 13 | 6 | 1 | 0 | 0
4 | 16 | 14 | 6 | 1 | 0 | 0
4 | 16 | 15 | 6 | 1 | 0 | 0
4 | 16 | 16 | 6 | 1 | 0 | 0
4 | 16 | 17 | 6 | 1 | 0 | 0
4 | 16 | 18 | 6 | 1 | 0 | 0
4 | 16 | 19 | 6 | 1 | 0 | 0
4 | 16 | 20 | 6 | 1 | 0 | 0
4 | 16 | 21 | 6 | 1 | 0 | 0
4 | 16 | 22 | 6 | 1 | 0 | 0
4 | 16 | 23 | 6 | 1 | 0 | 0
4 | 17 | 0 | 7 | 1 | 0 | 0
4 | 17 | 1 | 7 | 1 | 0 | 0
4 | 17 | 2 | 7 | 1 | 0 | 0
4 | 17 | 3 | 7 | 1 | 0 | 0
4 | 17 | 4 | 7 | 1 | 0 | 0
4 | 17 | 5 | 7 | 1 | 0 | 0
4 | 17 | 6 | 7 | 1 | 0 | 0
4 | 17 | 7 | 7 | 1 | 0 | 0
4 | 17 | 8 | 7 | 1 | 0 | 0
4 | 17 | 9 | 7 | 1 | 0 | 0
4 | 17 | 10 | 7 | 1 | 0 | 0
4 | 17 | 11 | 7 | 1 | 0 | 0
4 | 17 | 12 | 7 | 1 | 0 | 0
4 | 17 | 13 | 7 | 1 | 0 | 0
4 | 17 | 14 | 7 | 1 | 0 | 0
4 | 17 | 15 | 7 | 1 | 0 | 0
4 | 17 | 16 | 7 | 1 | 4.1656e-10 | 5.241e-10
4 | 17 | 17 | 7 | 1 | 9.8401e-10 | 1.238e-09
4 | 17 | 18 | 7 | 1 | 4.9475e-10 | 6.2247e-10
4 | 17 | 19 | 7 | 1 | 9.913e-10 | 1.2472e-09
4 | 17 | 20 | 7 | 1 | 1.1371e-10 | 1.4307e-10
4 | 17 | 21 | 7 | 1 | 0 | 0
4 | 17 | 22 | 7 | 1 | 0 | 0
4 | 17 | 23 | 7 | 1 | 0 | 0
4 | 18 | 0 | 1 | 0 | 0 | 0
4 | 18 | 1 | 1 | 0 | 0 | 0
4 | 18 | 2 | 1 | 0 | 0 | 0
4 | 18 | 3 | 1 | 0 | 0 | 0
4 | 18 | 4 | 1 | 0 | 0 | 0
4 | 18 | 5 | 1 | 0 | 0 | 0
4 | 18 | 6 | 1 | 0 | 0 | 0
4 | 18 | 7 | 1 | 0 | 1.1376e-10 | 1.4313e-10
4 | 18 | 8 | 1 | 0 | 1.2346e-09 | 1.5533e-09
4 | 18 | 9 | 1 | 0 | 2.0272e-09 | 2.5506e-09
4 | 18 | 10 | 1 | 0 | 4.5924e-09 | 5.7779e-09
4 | 18 | 11 | 1 | 0 | 9.6507e-09 | 1.2142e-08
4 | 18 | 12 | 1 | 0 | 1.5639e-08 | 1.9676e-08
4 | 18 | 13 | 1 | 0 | 2.9694e-08 | 3.736e-08
4 | 18 | 14 | 1 | 0 | 6.9815e-08 | 8.7838e-08
4 | 18 | 15 | 1 | 0 | 1.6003e-07 | 2.0134e-07
4 | 18 | 16 | 1 | 0 | 1.5307e-07 | 1.9259e-07
4 | 18 | 17 | 1 | 0 | 1.8889e-07 | 2.3765e-07
4 | 18 | 18 | 1 | 0 | 6.0378e-08 | 7.5964e-08
4 | 18 | 19 | 1 | 0 | 3.5603e-08 | 4.4794e-08
4 | 18 | 20 | 1 | 0 | 2.0599e-08 | 2.5917e-08
4 | 18 | 21 | 1 | 0 | 4.2216e-09 | 5.3114e-09
4 | 18 | 22 | 1 | 0 | 0 | 0
4 | 18 | 23 | 1 | 0 | 0 | 0
4 | 19 | 0 | 2 | 0 | 0 | 0
4 | 19 | 1 | 2 | 0 | 0 | 0
4 | 19 | 2 | 2 | 0 | 0 | 0
4 | 19 | 3 | 2 | 0 | 0 | 0
4 | 19 | 4 | 2 | 0 | 0 | 0
4 | 19 | 5 | 2 | 0 | 0 | 0
4 | 19 | 6 | 2 | 0 | 0 | 0
4 | 19 | 7 | 2 | 0 | 6.1068e-10 | 7.6832e-10
4 | 19 | 8 | 2 | 0 | 1.2559e-09 | 1.5802e-09
4 | 19 | 9 | 2 | 0 | 1.821e-09 | 2.2911e-09
4 | 19 | 10 | 2 | 0 | 3.2153e-09 | 4.0454e-09
4 | 19 | 11 | 2 | 0 | 4.4453e-09 | 5.5928e-09
4 | 19 | 12 | 2 | 0 | 1.0286e-08 | 1.2941e-08
4 | 19 | 13 | 2 | 0 | 2.5851e-08 | 3.2525e-08
4 | 19 | 14 | 2 | 0 | 4.7435e-08 | 5.968e-08
4 | 19 | 15 | 2 | 0 | 9.035e-08 | 1.1367e-07
4 | 19 | 16 | 2 | 0 | 1.0864e-07 | 1.3669e-07
4 | 19 | 17 | 2 | 0 | 3.6985e-08 | 4.6533e-08
4 | 19 | 18 | 2 | 0 | 2.4294e-08 | 3.0565e-08
4 | 19 | 19 | 2 | 0 | 2.1073e-08 | 2.6513e-08
4 | 19 | 20 | 2 | 0 | 1.4404e-08 | 1.8123e-08
4 | 19 | 21 | 2 | 0 | 2.713e-09 | 3.4134e-09
4 | 19 | 22 | 2 | 0 | 0 | 0
4 | 19 | 23 | 2 | 0 | 0 | 0
4 | 20 | 0 | 3 | 0 | 0 | 0
4 | 20 | 1 | 3 | 0 | 0 | 0
4 | 20 | 2 | 3 | 0 | 0 | 0
4 | 20 | 3 | 3 | 0 | 0 | 0
4 | 20 | 4 | 3 | 0 | 0 | 0
4 | 20 | 5 | 3 | 0 | 0 | 0
4 | 20 | 6 | 3 | 0 | 0 | 0
4 | 20 | 7 | 3 | 0 | 7.5594e-10 | 9.5108e-10
4 | 20 | 8 | 3 | 0 | 2.1697e-09 | 2.7298e-09
4 | 20 | 9 | 3 | 0 | 4.8682e-09 | 6.125e-09
4 | 20 | 10 | 3 | 0 | 9.4199e-09 | 1.1852e-08
4 | 20 | 11 | 3 | 0 | 2.0778e-08 | 2.6141e-08
4 | 20 | 12 | 3 | 0 | 3.4299e-08 | 4.3153e-08
4 | 20 | 13 | 3 | 0 | 1.2728e-07 | 1.6014e-07
4 | 20 | 14 | 3 | 0 | 2.5859e-07 | 3.2535e-07
4 | 20 | 15 | 3 | 0 | 3.3257e-07 | 4.1842e-07
4 | 20 | 16 | 3 | 0 | 6.0233e-07 | 7.5782e-07
4 | 20 | 17 | 3 | 0 | 3.3458e-07 | 4.2096e-07
4 | 20 | 18 | 3 | 0 | 1.7828e-07 | 2.243e-07
4 | 20 | 19 | 3 | 0 | 1.6216e-07 | 2.0403e-07
4 | 20 | 20 | 3 | 0 | 5.3152e-08 | 6.6873e-08
4 | 20 | 21 | 3 | 0 | 9.7962e-09 | 1.2325e-08
4 | 20 | 22 | 3 | 0 | 0 | 0
4 | 20 | 23 | 3 | 0 | 0 | 0
4 | 21 | 0 | 4 | 0 | 0 | 0
4 | 21 | 1 | 4 | 0 | 0 | 0
4 | 21 | 2 | 4 | 0 | 0 | 0
4 | 21 | 3 | 4 | 0 | 0 | 0
4 | 21 | 4 | 4 | 0 | 0 | 0
4 | 21 | 5 | 4 | 0 | 0 | 0
4 | 21 | 6 | 4 | 0 | 8.5313e-10 | 1.0734e-09
4 | 21 | 7 | 4 | 0 | 2.2236e-09 | 2.7977e-09
4 | 21 | 8 | 4 | 0 | 2.7566e-09 | 3.4682e-09
4 | 21 | 9 | 4 | 0 | 4.0907e-09 | 5.1467e-09
4 | 21 | 10 | 4 | 0 | 5.1068e-09 | 6.4251e-09
4 | 21 | 11 | 4 | 0 | 6.1121e-09 | 7.69e-09
4 | 21 | 12 | 4 | 0 | 9.3424e-09 | 1.1754e-08
4 | 21 | 13 | 4 | 0 | 8.6845e-09 | 1.0926e-08
4 | 21 | 14 | 4 | 0 | 7.3563e-09 | 9.2554e-09
4 | 21 | 15 | 4 | 0 | 6.2173e-09 | 7.8223e-09
4 | 21 | 16 | 4 | 0 | 5.1873e-09 | 6.5265e-09
4 | 21 | 17 | 4 | 0 | 2.7136e-09 | 3.4141e-09
4 | 21 | 18 | 4 | 0 | 3.3525e-09 | 4.2179e-09
4 | 21 | 19 | 4 | 0 | 2.8301e-09 | 3.5607e-09
4 | 21 | 20 | 4 | 0 | 1.5669e-09 | 1.9714e-09
4 | 21 | 21 | 4 | 0 | 0 | 0
4 | 21 | 22 | 4 | 0 | 0 | 0
4 | 21 | 23 | 4 | 0 | 0 | 0
4 | 22 | 0 | 5 | 0 | 0 | 0
4 | 22 | 1 | 5 | 0 | 0 | 0
4 | 22 | 2 | 5 | 0 | 0 | 0
4 | 22 | 3 | 5 | 0 | 0 | 0
4 | 22 | 4 | 5 | 0 | 0 | 0
4 | 22 | 5 | 5 | 0 | 0 | 0
4 | 22 | 6 | 5 | 0 | 0 | 0
4 | 22 | 7 | 5 | 0 | 0 | 0
4 | 22 | 8 | 5 | 0 | 1.0255e-09 | 1.2903e-09
4 | 22 | 9 | 5 | 0 | 1.3382e-09 | 1.6837e-09
4 | 22 | 10 | 5 | 0 | 1.2134e-09 | 1.5267e-09
4 | 22 | 11 | 5 | 0 | 1.9287e-09 | 2.4266e-09
4 | 22 | 12 | 5 | 0 | 2.364e-09 | 2.9743e-09
4 | 22 | 13 | 5 | 0 | 1.5557e-09 | 1.9573e-09
4 | 22 | 14 | 5 | 0 | 1.6088e-09 | 2.0241e-09
4 | 22 | 15 | 5 | 0 | 8.0068e-10 | 1.0074e-09
4 | 22 | 16 | 5 | 0 | 2.344e-10 | 2.9491e-10
4 | 22 | 17 | 5 | 0 | 1.3115e-10 | 1.6501e-10
4 | 22 | 18 | 5 | 0 | 0 | 0
4 | 22 | 19 | 5 | 0 | 0 | 0
4 | 22 | 20 | 5 | 0 | 0 | 0
4 | 22 | 21 | 5 | 0 | 0 | 0
4 | 22 | 22 | 5 | 0 | 0 | 0
4 | 22 | 23 | 5 | 0 | 0 | 0
4 | 23 | 0 | 6 | 1 | 0 | 0
4 | 23 | 1 | 6 | 1 | 0 | 0
4 | 23 | 2 | 6 | 1 | 0 | 0
4 | 23 | 3 | 6 | 1 | 0 | 0
4 | 23 | 4 | 6 | 1 | 0 | 0
4 | 23 | 5 | 6 | 1 | 0 | 0
4 | 23 | 6 | 6 | 1 | 0 | 0
4 | 23 | 7 | 6 | 1 | 0 | 0
4 | 23 | 8 | 6 | 1 | 0 | 0
4 | 23 | 9 | 6 | 1 | 0 | 0
4 | 23 | 10 | 6 | 1 | 0 | 0
4 | 23 | 11 | 6 | 1 | 0 | 0
4 | 23 | 12 | 6 | 1 | 0 | 0
4 | 23 | 13 | 6 | 1 | 0 | 0
4 | 23 | 14 | 6 | 1 | 0 | 0
4 | 23 | 15 | 6 | 1 | 0 | 0
4 | 23 | 16 | 6 | 1 | 0 | 0
4 | 23 | 17 | 6 | 1 | 0 | 0
4 | 23 | 18 | 6 | 1 | 0 | 0
4 | 23 | 19 | 6 | 1 | 0 | 0
4 | 23 | 20 | 6 | 1 | 0 | 0
4 | 23 | 21 | 6 | 1 | 0 | 0
4 | 23 | 22 | 6 | 1 | 0 | 0
4 | 23 | 23 | 6 | 1 | 0 | 0
4 | 24 | 0 | 7 | 1 | 0 | 0
4 | 24 | 1 | 7 | 1 | 0 | 0
4 | 24 | 2 | 7 | 1 | 0 | 0
4 | 24 | 3 | 7 | 1 | 0 | 0
4 | 24 | 4 | 7 | 1 | 0 | 0
4 | 24 | 5 | 7 | 1 | 0 | 0
4 | 24 | 6 | 7 | 1 | 0 | 0
4 | 24 | 7 | 7 | 1 | 0 | 0
4 | 24 | 8 | 7 | 1 | 0 | 0
4 | 24 | 9 | 7 | 1 | 0 | 0
4 | 24 | 10 | 7 | 1 | 0 | 0
4 | 24 | 11 | 7 | 1 | 0 | 0
4 | 24 | 12 | 7 | 1 | 0 | 0
4 | 24 | 13 | 7 | 1 | 0 | 0
4 | 24 | 14 | 7 | 1 | 0 | 0
4 | 24 | 15 | 7 | 1 | 0 | 0
4 | 24 | 16 | 7 | 1 | 0 | 0
4 | 24 | 17 | 7 | 1 | 3.3809e-10 | 4.2537e-10
4 | 24 | 18 | 7 | 1 | 3.8336e-10 | 4.8233e-10
4 | 24 | 19 | 7 | 1 | 1.0102e-10 | 1.271e-10
4 | 24 | 20 | 7 | 1 | 0 | 0
4 | 24 | 21 | 7 | 1 | 0 | 0
4 | 24 | 22 | 7 | 1 | 0 | 0
4 | 24 | 23 | 7 | 1 | 0 | 0
4 | 25 | 0 | 1 | 0 | 0 | 0
4 | 25 | 1 | 1 | 0 | 0 | 0
4 | 25 | 2 | 1 | 0 | 0 | 0
4 | 25 | 3 | 1 | 0 | 0 | 0
4 | 25 | 4 | 1 | 0 | 0 | 0
4 | 25 | 5 | 1 | 0 | 0 | 0
4 | 25 | 6 | 1 | 0 | 0 | 0
4 | 25 | 7 | 1 | 0 | 0 | 0
4 | 25 | 8 | 1 | 0 | 1.3494e-09 | 1.6978e-09
4 | 25 | 9 | 1 | 0 | 2.5958e-09 | 3.2659e-09
4 | 25 | 10 | 1 | 0 | 5.7769e-09 | 7.2682e-09
4 | 25 | 11 | 1 | 0 | 9.4241e-09 | 1.1857e-08
4 | 25 | 12 | 1 | 0 | 1.4781e-08 | 1.8597e-08
4 | 25 | 13 | 1 | 0 | 2.3721e-08 | 2.9845e-08
4 | 25 | 14 | 1 | 0 | 3.539e-08 | 4.4526e-08
4 | 25 | 15 | 1 | 0 | 4.0226e-08 | 5.0611e-08
4 | 25 | 16 | 1 | 0 | 4.5969e-08 | 5.7836e-08
4 | 25 | 17 | 1 | 0 | 6.2807e-08 | 7.9021e-08
4 | 25 | 18 | 1 | 0 | 3.2717e-08 | 4.1163e-08
4 | 25 | 19 | 1 | 0 | 2.9636e-08 | 3.7286e-08
4 | 25 | 20 | 1 | 0 | 1.9035e-08 | 2.3948e-08
4 | 25 | 21 | 1 | 0 | 3.6143e-09 | 4.5473e-09
4 | 25 | 22 | 1 | 0 | 0 | 0
4 | 25 | 23 | 1 | 0 | 0 | 0
4 | 26 | 0 | 2 | 0 | 0 | 0
4 | 26 | 1 | 2 | 0 | 0 | 0
4 | 26 | 2 | 2 | 0 | 0 | 0
4 | 26 | 3 | 2 | 0 | 0 | 0
4 | 26 | 4 | 2 | 0 | 0 | 0
4 | 26 | 5 | 2 | 0 | 0 | 0
4 | 26 | 6 | 2 | 0 | 3.0102e-10 | 3.7873e-10
4 | 26 | 7 | 2 | 0 | 1.6589e-09 | 2.0872e-09
4 | 26 | 8 | 2 | 0 | 3.4393e-09 | 4.3272e-09
4 | 26 | 9 | 2 | 0 | 1.0702e-08 | 1.3465e-08
4 | 26 | 10 | 2 | 0 | 2.1107e-08 | 2.6556e-08
4 | 26 | 11 | 2 | 0 | 6.518e-08 | 8.2006e-08
4 | 26 | 12 | 2 | 0 | 3.233e-07 | 4.0676e-07
4 | 26 | 13 | 2 | 0 | 6.6938e-07 | 8.4218e-07
4 | 26 | 14 | 2 | 0 | 1.5541e-06 | 1.9553e-06
4 | 26 | 15 | 2 | 0 | 1.0768e-06 | 1.3548e-06
4 | 26 | 16 | 2 | 0 | 1.4403e-06 | 1.8121e-06
4 | 26 | 17 | 2 | 0 | 3.5422e-07 | 4.4566e-07
4 | 26 | 18 | 2 | 0 | 9.8525e-08 | 1.2396e-07
4 | 26 | 19 | 2 | 0 | 1.3182e-07 | 1.6585e-07
4 | 26 | 20 | 2 | 0 | 3.2953e-08 | 4.146e-08
4 | 26 | 21 | 2 | 0 | 5.9219e-09 | 7.4506e-09
4 | 26 | 22 | 2 | 0 | 0 | 0
4 | 26 | 23 | 2 | 0 | 0 | 0
4 | 27 | 0 | 3 | 0 | 0 | 0
4 | 27 | 1 | 3 | 0 | 0 | 0
4 | 27 | 2 | 3 | 0 | 0 | 0
4 | 27 | 3 | 3 | 0 | 0 | 0
4 | 27 | 4 | 3 | 0 | 0 | 0
4 | 27 | 5 | 3 | 0 | 0 | 0
4 | 27 | 6 | 3 | 0 | 6.0991e-10 | 7.6736e-10
4 | 27 | 7 | 3 | 0 | 2.32e-09 | 2.9189e-09
4 | 27 | 8 | 3 | 0 | 4.4387e-09 | 5.5845e-09
4 | 27 | 9 | 3 | 0 | 6.7794e-09 | 8.5295e-09
4 | 27 | 10 | 3 | 0 | 5.5389e-09 | 6.9688e-09
4 | 27 | 11 | 3 | 0 | 1.1703e-08 | 1.4724e-08
4 | 27 | 12 | 3 | 0 | 9.8e-09 | 1.233e-08
4 | 27 | 13 | 3 | 0 | 1.3195e-08 | 1.6601e-08
4 | 27 | 14 | 3 | 0 | 1.0198e-08 | 1.2831e-08
4 | 27 | 15 | 3 | 0 | 7.0048e-09 | 8.813e-09
4 | 27 | 16 | 3 | 0 | 5.8746e-09 | 7.3911e-09
4 | 27 | 17 | 3 | 0 | 3.6458e-09 | 4.587e-09
4 | 27 | 18 | 3 | 0 | 4.3312e-09 | 5.4493e-09
4 | 27 | 19 | 3 | 0 | 6.107e-09 | 7.6835e-09
4 | 27 | 20 | 3 | 0 | 2.7811e-09 | 3.4991e-09
4 | 27 | 21 | 3 | 0 | 4.5166e-10 | 5.6826e-10
4 | 27 | 22 | 3 | 0 | 0 | 0
4 | 27 | 23 | 3 | 0 | 0 | 0
4 | 28 | 0 | 4 | 0 | 0 | 0
4 | 28 | 1 | 4 | 0 | 0 | 0
4 | 28 | 2 | 4 | 0 | 0 | 0
4 | 28 | 3 | 4 | 0 | 0 | 0
4 | 28 | 4 | 4 | 0 | 0 | 0
4 | 28 | 5 | 4 | 0 | 0 | 0
4 | 28 | 6 | 4 | 0 | 0 | 0
4 | 28 | 7 | 4 | 0 | 5.6023e-10 | 7.0486e-10
4 | 28 | 8 | 4 | 0 | 2.4268e-09 | 3.0533e-09
4 | 28 | 9 | 4 | 0 | 4.8291e-09 | 6.0758e-09
4 | 28 | 10 | 4 | 0 | 7.3018e-09 | 9.1868e-09
4 | 28 | 11 | 4 | 0 | 1.8326e-08 | 2.3057e-08
4 | 28 | 12 | 4 | 0 | 2.0467e-08 | 2.575e-08
4 | 28 | 13 | 4 | 0 | 5.4531e-08 | 6.8609e-08
4 | 28 | 14 | 4 | 0 | 9.4318e-08 | 1.1867e-07
4 | 28 | 15 | 4 | 0 | 6.6798e-08 | 8.4042e-08
4 | 28 | 16 | 4 | 0 | 6.1897e-08 | 7.7875e-08
4 | 28 | 17 | 4 | 0 | 5.4521e-08 | 6.8595e-08
4 | 28 | 18 | 4 | 0 | 3.198e-08 | 4.0236e-08
4 | 28 | 19 | 4 | 0 | 1.5607e-08 | 1.9636e-08
4 | 28 | 20 | 4 | 0 | 1.5607e-08 | 1.9636e-08
4 | 28 | 21 | 4 | 0 | 3.0018e-09 | 3.7768e-09
4 | 28 | 22 | 4 | 0 | 0 | 0
4 | 28 | 23 | 4 | 0 | 0 | 0
4 | 29 | 0 | 5 | 0 | 0 | 0
4 | 29 | 1 | 5 | 0 | 0 | 0
4 | 29 | 2 | 5 | 0 | 0 | 0
4 | 29 | 3 | 5 | 0 | 0 | 0
4 | 29 | 4 | 5 | 0 | 0 | 0
4 | 29 | 5 | 5 | 0 | 0 | 0
4 | 29 | 6 | 5 | 0 | 0 | 0
4 | 29 | 7 | 5 | 0 | 2.762e-10 | 3.475e-10
4 | 29 | 8 | 5 | 0 | 1.0267e-09 | 1.2918e-09
4 | 29 | 9 | 5 | 0 | 2.343e-09 | 2.9479e-09
4 | 29 | 10 | 5 | 0 | 3.592e-09 | 4.5193e-09
4 | 29 | 11 | 5 | 0 | 4.2279e-09 | 5.3193e-09
4 | 29 | 12 | 5 | 0 | 4.4453e-09 | 5.5928e-09
4 | 29 | 13 | 5 | 0 | 5.1123e-09 | 6.432e-09
4 | 29 | 14 | 5 | 0 | 6.1627e-09 | 7.7536e-09
4 | 29 | 15 | 5 | 0 | 4.7498e-09 | 5.976e-09
4 | 29 | 16 | 5 | 0 | 4.4784e-09 | 5.6345e-09
4 | 29 | 17 | 5 | 0 | 2.594e-09 | 3.2637e-09
4 | 29 | 18 | 5 | 0 | 5.6011e-10 | 7.047e-10
4 | 29 | 19 | 5 | 0 | 4.9362e-10 | 6.2105e-10
4 | 29 | 20 | 5 | 0 | 1.3431e-10 | 1.6899e-10
4 | 29 | 21 | 5 | 0 | 0 | 0
4 | 29 | 22 | 5 | 0 | 0 | 0
4 | 29 | 23 | 5 | 0 | 0 | 0
4 | 30 | 0 | 6 | 1 | 0 | 0
4 | 30 | 1 | 6 | 1 | 0 | 0
4 | 30 | 2 | 6 | 1 | 0 | 0
4 | 30 | 3 | 6 | 1 | 0 | 0
4 | 30 | 4 | 6 | 1 | 0 | 0
4 | 30 | 5 | 6 | 1 | 0 | 0
4 | 30 | 6 | 6 | 1 | 0 | 0
4 | 30 | 7 | 6 | 1 | 0 | 0
4 | 30 | 8 | 6 | 1 | 0 | 0
4 | 30 | 9 | 6 | 1 | 0 | 0
4 | 30 | 10 | 6 | 1 | 0 | 0
4 | 30 | 11 | 6 | 1 | 0 | 0
4 | 30 | 12 | 6 | 1 | 0 | 0
4 | 30 | 13 | 6 | 1 | 0 | 0
4 | 30 | 14 | 6 | 1 | 0 | 0
4 | 30 | 15 | 6 | 1 | 0 | 0
4 | 30 | 16 | 6 | 1 | 0 | 0
4 | 30 | 17 | 6 | 1 | 0 | 0
4 | 30 | 18 | 6 | 1 | 0 | 0
4 | 30 | 19 | 6 | 1 | 0 | 0
4 | 30 | 20 | 6 | 1 | 0 | 0
4 | 30 | 21 | 6 | 1 | 0 | 0
4 | 30 | 22 | 6 | 1 | 0 | 0
4 | 30 | 23 | 6 | 1 | 0 | 0
5 | 1 | 0 | 7 | 1 | 0 | 0
5 | 1 | 1 | 7 | 1 | 0 | 0
5 | 1 | 2 | 7 | 1 | 0 | 0
5 | 1 | 3 | 7 | 1 | 0 | 0
5 | 1 | 4 | 7 | 1 | 0 | 0
5 | 1 | 5 | 7 | 1 | 0 | 0
5 | 1 | 6 | 7 | 1 | 0 | 0
5 | 1 | 7 | 7 | 1 | 0 | 0
5 | 1 | 8 | 7 | 1 | 0 | 0
5 | 1 | 9 | 7 | 1 | 0 | 0
5 | 1 | 10 | 7 | 1 | 1.3469e-10 | 1.6947e-10
5 | 1 | 11 | 7 | 1 | 3.1672e-09 | 3.9849e-09
5 | 1 | 12 | 7 | 1 | 9.8824e-09 | 1.2434e-08
5 | 1 | 13 | 7 | 1 | 2.1785e-08 | 2.7409e-08
5 | 1 | 14 | 7 | 1 | 5.0463e-08 | 6.349e-08
5 | 1 | 15 | 7 | 1 | 1.8628e-08 | 2.3437e-08
5 | 1 | 16 | 7 | 1 | 1.2898e-08 | 1.6228e-08
5 | 1 | 17 | 7 | 1 | 9.1132e-09 | 1.1466e-08
5 | 1 | 18 | 7 | 1 | 8.6792e-09 | 1.092e-08
5 | 1 | 19 | 7 | 1 | 1.0116e-08 | 1.2727e-08
5 | 1 | 20 | 7 | 1 | 1.1044e-08 | 1.3895e-08
5 | 1 | 21 | 7 | 1 | 1.3711e-09 | 1.7251e-09
5 | 1 | 22 | 7 | 1 | 0 | 0
5 | 1 | 23 | 7 | 1 | 0 | 0
5 | 2 | 0 | 1 | 0 | 0 | 0
5 | 2 | 1 | 1 | 0 | 0 | 0
5 | 2 | 2 | 1 | 0 | 0 | 0
5 | 2 | 3 | 1 | 0 | 0 | 0
5 | 2 | 4 | 1 | 0 | 0 | 0
5 | 2 | 5 | 1 | 0 | 0 | 0
5 | 2 | 6 | 1 | 0 | 5.6977e-10 | 7.1685e-10
5 | 2 | 7 | 1 | 0 | 2.6668e-09 | 3.3552e-09
5 | 2 | 8 | 1 | 0 | 2.1252e-08 | 2.6738e-08
5 | 2 | 9 | 1 | 0 | 5.7187e-08 | 7.1949e-08
5 | 2 | 10 | 1 | 0 | 1.3305e-07 | 1.674e-07
5 | 2 | 11 | 1 | 0 | 1.0073e-07 | 1.2674e-07
5 | 2 | 12 | 1 | 0 | 1.1527e-07 | 1.4502e-07
5 | 2 | 13 | 1 | 0 | 6.878e-08 | 8.6535e-08
5 | 2 | 14 | 1 | 0 | 3.5616e-08 | 4.481e-08
5 | 2 | 15 | 1 | 0 | 1.7032e-08 | 2.1429e-08
5 | 2 | 16 | 1 | 0 | 8.3275e-09 | 1.0477e-08
5 | 2 | 17 | 1 | 0 | 1.1508e-08 | 1.4478e-08
5 | 2 | 18 | 1 | 0 | 7.3504e-09 | 9.2479e-09
5 | 2 | 19 | 1 | 0 | 1.6094e-08 | 2.0249e-08
5 | 2 | 20 | 1 | 0 | 1.1976e-08 | 1.5068e-08
5 | 2 | 21 | 1 | 0 | 9.5715e-10 | 1.2042e-09
5 | 2 | 22 | 1 | 0 | 0 | 0
5 | 2 | 23 | 1 | 0 | 0 | 0
5 | 3 | 0 | 2 | 0 | 0 | 0
5 | 3 | 1 | 2 | 0 | 0 | 0
5 | 3 | 2 | 2 | 0 | 0 | 0
5 | 3 | 3 | 2 | 0 | 0 | 0
5 | 3 | 4 | 2 | 0 | 0 | 0
5 | 3 | 5 | 2 | 0 | 0 | 0
5 | 3 | 6 | 2 | 0 | 4.5205e-10 | 5.6875e-10
5 | 3 | 7 | 2 | 0 | 1.8049e-09 | 2.2708e-09
5 | 3 | 8 | 2 | 0 | 4.1537e-09 | 5.226e-09
5 | 3 | 9 | 2 | 0 | 6.6311e-09 | 8.3429e-09
5 | 3 | 10 | 2 | 0 | 1.7448e-08 | 2.1952e-08
5 | 3 | 11 | 2 | 0 | 1.3007e-08 | 1.6364e-08
5 | 3 | 12 | 2 | 0 | 1.1245e-08 | 1.4147e-08
5 | 3 | 13 | 2 | 0 | 9.4897e-09 | 1.194e-08
5 | 3 | 14 | 2 | 0 | 5.4975e-09 | 6.9167e-09
5 | 3 | 15 | 2 | 0 | 2.4263e-09 | 3.0526e-09
5 | 3 | 16 | 2 | 0 | 1.4445e-09 | 1.8175e-09
5 | 3 | 17 | 2 | 0 | 1.3717e-09 | 1.7258e-09
5 | 3 | 18 | 2 | 0 | 1.3824e-09 | 1.7393e-09
5 | 3 | 19 | 2 | 0 | 3.0018e-09 | 3.7768e-09
5 | 3 | 20 | 2 | 0 | 4.2591e-09 | 5.3586e-09
5 | 3 | 21 | 2 | 0 | 1.4752e-10 | 1.856e-10
5 | 3 | 22 | 2 | 0 | 0 | 0
5 | 3 | 23 | 2 | 0 | 0 | 0
5 | 4 | 0 | 3 | 0 | 0 | 0
5 | 4 | 1 | 3 | 0 | 0 | 0
5 | 4 | 2 | 3 | 0 | 0 | 0
5 | 4 | 3 | 3 | 0 | 0 | 0
5 | 4 | 4 | 3 | 0 | 0 | 0
5 | 4 | 5 | 3 | 0 | 0 | 0
5 | 4 | 6 | 3 | 0 | 6.0502e-10 | 7.6121e-10
5 | 4 | 7 | 3 | 0 | 1.7297e-09 | 2.1762e-09
5 | 4 | 8 | 3 | 0 | 3.6796e-09 | 4.6295e-09
5 | 4 | 9 | 3 | 0 | 7.7097e-09 | 9.6999e-09
5 | 4 | 10 | 3 | 0 | 5.4625e-09 | 6.8727e-09
5 | 4 | 11 | 3 | 0 | 1.3532e-08 | 1.7026e-08
5 | 4 | 12 | 3 | 0 | 7.5173e-09 | 9.458e-09
5 | 4 | 13 | 3 | 0 | 5.0257e-09 | 6.323e-09
5 | 4 | 14 | 3 | 0 | 2.8753e-09 | 3.6175e-09
5 | 4 | 15 | 3 | 0 | 1.2557e-09 | 1.5798e-09
5 | 4 | 16 | 3 | 0 | 1.319e-09 | 1.6595e-09
5 | 4 | 17 | 3 | 0 | 1.0184e-09 | 1.2813e-09
5 | 4 | 18 | 3 | 0 | 6.0516e-10 | 7.6138e-10
5 | 4 | 19 | 3 | 0 | 2.4852e-09 | 3.1268e-09
5 | 4 | 20 | 3 | 0 | 4.2216e-09 | 5.3114e-09
5 | 4 | 21 | 3 | 0 | 1.3568e-10 | 1.7071e-10
5 | 4 | 22 | 3 | 0 | 0 | 0
5 | 4 | 23 | 3 | 0 | 0 | 0
5 | 5 | 0 | 4 | 0 | 0 | 0
5 | 5 | 1 | 4 | 0 | 0 | 0
5 | 5 | 2 | 4 | 0 | 0 | 0
5 | 5 | 3 | 4 | 0 | 0 | 0
5 | 5 | 4 | 4 | 0 | 0 | 0
5 | 5 | 5 | 4 | 0 | 3.1807e-10 | 4.0018e-10
5 | 5 | 6 | 4 | 0 | 6.4129e-09 | 8.0684e-09
5 | 5 | 7 | 4 | 0 | 1.0615e-08 | 1.3355e-08
5 | 5 | 8 | 4 | 0 | 2.2982e-08 | 2.8914e-08
5 | 5 | 9 | 4 | 0 | 3.2711e-08 | 4.1155e-08
5 | 5 | 10 | 4 | 0 | 3.726e-08 | 4.6879e-08
5 | 5 | 11 | 4 | 0 | 2.4119e-08 | 3.0345e-08
5 | 5 | 12 | 4 | 0 | 1.6913e-08 | 2.128e-08
5 | 5 | 13 | 4 | 0 | 8.8355e-09 | 1.1116e-08
5 | 5 | 14 | 4 | 0 | 2.9561e-09 | 3.7192e-09
5 | 5 | 15 | 4 | 0 | 2.2265e-09 | 2.8013e-09
5 | 5 | 16 | 4 | 0 | 2.225e-09 | 2.7994e-09
5 | 5 | 17 | 4 | 0 | 1.9268e-09 | 2.4242e-09
5 | 5 | 18 | 4 | 0 | 1.7289e-09 | 2.1752e-09
5 | 5 | 19 | 4 | 0 | 1.6191e-09 | 2.037e-09
5 | 5 | 20 | 4 | 0 | 2.5928e-09 | 3.2622e-09
5 | 5 | 21 | 4 | 0 | 1.1573e-10 | 1.4561e-10
5 | 5 | 22 | 4 | 0 | 0 | 0
5 | 5 | 23 | 4 | 0 | 0 | 0
5 | 6 | 0 | 5 | 0 | 0 | 0
5 | 6 | 1 | 5 | 0 | 0 | 0
5 | 6 | 2 | 5 | 0 | 0 | 0
5 | 6 | 3 | 5 | 0 | 0 | 0
5 | 6 | 4 | 5 | 0 | 0 | 0
5 | 6 | 5 | 5 | 0 | 0 | 0
5 | 6 | 6 | 5 | 0 | 1.6466e-09 | 2.0717e-09
5 | 6 | 7 | 5 | 0 | 2.207e-09 | 2.7767e-09
5 | 6 | 8 | 5 | 0 | 3.996e-09 | 5.0275e-09
5 | 6 | 9 | 5 | 0 | 5.9753e-09 | 7.5178e-09
5 | 6 | 10 | 5 | 0 | 5.7324e-09 | 7.2122e-09
5 | 6 | 11 | 5 | 0 | 2.4067e-09 | 3.028e-09
5 | 6 | 12 | 5 | 0 | 1.8077e-09 | 2.2743e-09
5 | 6 | 13 | 5 | 0 | 1.8975e-09 | 2.3873e-09
5 | 6 | 14 | 5 | 0 | 1.471e-09 | 1.8508e-09
5 | 6 | 15 | 5 | 0 | 1.0282e-09 | 1.2937e-09
5 | 6 | 16 | 5 | 0 | 6.4383e-10 | 8.1003e-10
5 | 6 | 17 | 5 | 0 | 3.0453e-10 | 3.8314e-10
5 | 6 | 18 | 5 | 0 | 0 | 0
5 | 6 | 19 | 5 | 0 | 1.1654e-10 | 1.4662e-10
5 | 6 | 20 | 5 | 0 | 9.7438e-10 | 1.2259e-09
5 | 6 | 21 | 5 | 0 | 0 | 0
5 | 6 | 22 | 5 | 0 | 0 | 0
5 | 6 | 23 | 5 | 0 | 0 | 0
5 | 7 | 0 | 6 | 1 | 0 | 0
5 | 7 | 1 | 6 | 1 | 0 | 0
5 | 7 | 2 | 6 | 1 | 0 | 0
5 | 7 | 3 | 6 | 1 | 0 | 0
5 | 7 | 4 | 6 | 1 | 0 | 0
5 | 7 | 5 | 6 | 1 | 0 | 0
5 | 7 | 6 | 6 | 1 | 0 | 0
5 | 7 | 7 | 6 | 1 | 0 | 0
5 | 7 | 8 | 6 | 1 | 0 | 0
5 | 7 | 9 | 6 | 1 | 0 | 0
5 | 7 | 10 | 6 | 1 | 0 | 0
5 | 7 | 11 | 6 | 1 | 0 | 0
5 | 7 | 12 | 6 | 1 | 0 | 0
5 | 7 | 13 | 6 | 1 | 0 | 0
5 | 7 | 14 | 6 | 1 | 1.1248e-09 | 1.4151e-09
5 | 7 | 15 | 6 | 1 | 1.4926e-09 | 1.8779e-09
5 | 7 | 16 | 6 | 1 | 2.6663e-10 | 3.3547e-10
5 | 7 | 17 | 6 | 1 | 0 | 0
5 | 7 | 18 | 6 | 1 | 0 | 0
5 | 7 | 19 | 6 | 1 | 0 | 0
5 | 7 | 20 | 6 | 1 | 0 | 0
5 | 7 | 21 | 6 | 1 | 0 | 0
5 | 7 | 22 | 6 | 1 | 0 | 0
5 | 7 | 23 | 6 | 1 | 0 | 0
5 | 8 | 0 | 7 | 1 | 0 | 0
5 | 8 | 1 | 7 | 1 | 0 | 0
5 | 8 | 2 | 7 | 1 | 0 | 0
5 | 8 | 3 | 7 | 1 | 0 | 0
5 | 8 | 4 | 7 | 1 | 0 | 0
5 | 8 | 5 | 7 | 1 | 0 | 0
5 | 8 | 6 | 7 | 1 | 0 | 0
5 | 8 | 7 | 7 | 1 | 0 | 0
5 | 8 | 8 | 7 | 1 | 0 | 0
5 | 8 | 9 | 7 | 1 | 0 | 0
5 | 8 | 10 | 7 | 1 | 0 | 0
5 | 8 | 11 | 7 | 1 | 0 | 0
5 | 8 | 12 | 7 | 1 | 0 | 0
5 | 8 | 13 | 7 | 1 | 0 | 0
5 | 8 | 14 | 7 | 1 | 0 | 0
5 | 8 | 15 | 7 | 1 | 0 | 0
5 | 8 | 16 | 7 | 1 | 0 | 0
5 | 8 | 17 | 7 | 1 | 0 | 0
5 | 8 | 18 | 7 | 1 | 0 | 0
5 | 8 | 19 | 7 | 1 | 0 | 0
5 | 8 | 20 | 7 | 1 | 0 | 0
5 | 8 | 21 | 7 | 1 | 0 | 0
5 | 8 | 22 | 7 | 1 | 0 | 0
5 | 8 | 23 | 7 | 1 | 0 | 0
5 | 9 | 0 | 1 | 0 | 0 | 0
5 | 9 | 1 | 1 | 0 | 0 | 0
5 | 9 | 2 | 1 | 0 | 0 | 0
5 | 9 | 3 | 1 | 0 | 0 | 0
5 | 9 | 4 | 1 | 0 | 0 | 0
5 | 9 | 5 | 1 | 0 | 0 | 0
5 | 9 | 6 | 1 | 0 | 7.6301e-10 | 9.5998e-10
5 | 9 | 7 | 1 | 0 | 2.5472e-09 | 3.2048e-09
5 | 9 | 8 | 1 | 0 | 6.316e-09 | 7.9465e-09
5 | 9 | 9 | 1 | 0 | 1.8016e-08 | 2.2667e-08
5 | 9 | 10 | 1 | 0 | 4.3813e-08 | 5.5124e-08
5 | 9 | 11 | 1 | 0 | 7.5229e-08 | 9.465e-08
5 | 9 | 12 | 1 | 0 | 8.5834e-08 | 1.0799e-07
5 | 9 | 13 | 1 | 0 | 9.2948e-08 | 1.1694e-07
5 | 9 | 14 | 1 | 0 | 9.4281e-08 | 1.1862e-07
5 | 9 | 15 | 1 | 0 | 5.4108e-08 | 6.8076e-08
5 | 9 | 16 | 1 | 0 | 5.6732e-08 | 7.1377e-08
5 | 9 | 17 | 1 | 0 | 5.5848e-08 | 7.0265e-08
5 | 9 | 18 | 1 | 0 | 4.6994e-08 | 5.9125e-08
5 | 9 | 19 | 1 | 0 | 5.3583e-08 | 6.7416e-08
5 | 9 | 20 | 1 | 0 | 6.6724e-08 | 8.3949e-08
5 | 9 | 21 | 1 | 0 | 2.9264e-09 | 3.6819e-09
5 | 9 | 22 | 1 | 0 | 0 | 0
5 | 9 | 23 | 1 | 0 | 0 | 0
5 | 10 | 0 | 2 | 0 | 0 | 0
5 | 10 | 1 | 2 | 0 | 0 | 0
5 | 10 | 2 | 2 | 0 | 0 | 0
5 | 10 | 3 | 2 | 0 | 0 | 0
5 | 10 | 4 | 2 | 0 | 0 | 0
5 | 10 | 5 | 2 | 0 | 0 | 0
5 | 10 | 6 | 2 | 0 | 6.4044e-10 | 8.0577e-10
5 | 10 | 7 | 2 | 0 | 2.6655e-09 | 3.3536e-09
5 | 10 | 8 | 2 | 0 | 1.7434e-08 | 2.1934e-08
5 | 10 | 9 | 2 | 0 | 3.6985e-08 | 4.6533e-08
5 | 10 | 10 | 2 | 0 | 5.7644e-08 | 7.2525e-08
5 | 10 | 11 | 2 | 0 | 1.3799e-07 | 1.7361e-07
5 | 10 | 12 | 2 | 0 | 2.9742e-07 | 3.742e-07
5 | 10 | 13 | 2 | 0 | 4.2614e-07 | 5.3615e-07
5 | 10 | 14 | 2 | 0 | 2.9742e-07 | 3.742e-07
5 | 10 | 15 | 2 | 0 | 2.7935e-07 | 3.5146e-07
5 | 10 | 16 | 2 | 0 | 2.0636e-07 | 2.5963e-07
5 | 10 | 17 | 2 | 0 | 1.0774e-07 | 1.3556e-07
5 | 10 | 18 | 2 | 0 | 6.8252e-08 | 8.5872e-08
5 | 10 | 19 | 2 | 0 | 7.4602e-08 | 9.386e-08
5 | 10 | 20 | 2 | 0 | 7.1794e-08 | 9.0328e-08
5 | 10 | 21 | 2 | 0 | 8.6754e-09 | 1.0915e-08
5 | 10 | 22 | 2 | 0 | 0 | 0
5 | 10 | 23 | 2 | 0 | 0 | 0
5 | 11 | 0 | 3 | 0 | 0 | 0
5 | 11 | 1 | 3 | 0 | 0 | 0
5 | 11 | 2 | 3 | 0 | 0 | 0
5 | 11 | 3 | 3 | 0 | 0 | 0
5 | 11 | 4 | 3 | 0 | 0 | 0
5 | 11 | 5 | 3 | 0 | 0 | 0
5 | 11 | 6 | 3 | 0 | 2.1111e-09 | 2.6561e-09
5 | 11 | 7 | 3 | 0 | 1.0365e-08 | 1.3041e-08
5 | 11 | 8 | 3 | 0 | 5.7175e-08 | 7.1934e-08
5 | 11 | 9 | 3 | 0 | 2.4425e-07 | 3.073e-07
5 | 11 | 10 | 3 | 0 | 5.4271e-07 | 6.8282e-07
5 | 11 | 11 | 3 | 0 | 1.2491e-06 | 1.5716e-06
5 | 11 | 12 | 3 | 0 | 2.7224e-06 | 3.4251e-06
5 | 11 | 13 | 3 | 0 | 4.9636e-06 | 6.245e-06
5 | 11 | 14 | 3 | 0 | 1.1695e-05 | 1.4714e-05
5 | 11 | 15 | 3 | 0 | 1.7946e-05 | 2.2579e-05
5 | 11 | 16 | 3 | 0 | 2.6219e-05 | 3.2988e-05
5 | 11 | 17 | 3 | 0 | 2.2216e-05 | 2.7951e-05
5 | 11 | 18 | 3 | 0 | 1.389e-05 | 1.7475e-05
5 | 11 | 19 | 3 | 0 | 7.5845e-06 | 9.5425e-06
5 | 11 | 20 | 3 | 0 | 2.3723e-06 | 2.9847e-06
5 | 11 | 21 | 3 | 0 | 2.4579e-07 | 3.0924e-07
5 | 11 | 22 | 3 | 0 | 5.3237e-09 | 6.698e-09
5 | 11 | 23 | 3 | 0 | 0 | 0
5 | 12 | 0 | 4 | 0 | 0 | 0
5 | 12 | 1 | 4 | 0 | 0 | 0
5 | 12 | 2 | 4 | 0 | 0 | 0
5 | 12 | 3 | 4 | 0 | 0 | 0
5 | 12 | 4 | 4 | 0 | 0 | 0
5 | 12 | 5 | 4 | 0 | 2.6641e-10 | 3.3518e-10
5 | 12 | 6 | 4 | 0 | 6.7765e-09 | 8.5259e-09
5 | 12 | 7 | 4 | 0 | 2.8944e-08 | 3.6416e-08
5 | 12 | 8 | 4 | 0 | 8.2117e-08 | 1.0332e-07
5 | 12 | 9 | 4 | 0 | 2.307e-07 | 2.9026e-07
5 | 12 | 10 | 4 | 0 | 4.6125e-07 | 5.8032e-07
5 | 12 | 11 | 4 | 0 | 1.3182e-06 | 1.6585e-06
5 | 12 | 12 | 4 | 0 | 2.6198e-06 | 3.2961e-06
5 | 12 | 13 | 4 | 0 | 4.142e-06 | 5.2113e-06
5 | 12 | 14 | 4 | 0 | 4.7368e-06 | 5.9596e-06
5 | 12 | 15 | 4 | 0 | 3.8253e-06 | 4.8128e-06
5 | 12 | 16 | 4 | 0 | 2.0643e-06 | 2.5972e-06
5 | 12 | 17 | 4 | 0 | 8.8922e-07 | 1.1188e-06
5 | 12 | 18 | 4 | 0 | 4.8011e-07 | 6.0405e-07
5 | 12 | 19 | 4 | 0 | 3.6668e-07 | 4.6134e-07
5 | 12 | 20 | 4 | 0 | 2.1423e-07 | 2.6954e-07
5 | 12 | 21 | 4 | 0 | 1.9786e-08 | 2.4894e-08
5 | 12 | 22 | 4 | 0 | 1.1814e-09 | 1.4864e-09
5 | 12 | 23 | 4 | 0 | 0 | 0
5 | 13 | 0 | 5 | 0 | 0 | 0
5 | 13 | 1 | 5 | 0 | 0 | 0
5 | 13 | 2 | 5 | 0 | 0 | 0
5 | 13 | 3 | 5 | 0 | 0 | 0
5 | 13 | 4 | 5 | 0 | 0 | 0
5 | 13 | 5 | 5 | 0 | 0 | 0
5 | 13 | 6 | 5 | 0 | 1.1442e-09 | 1.4396e-09
5 | 13 | 7 | 5 | 0 | 3.3546e-09 | 4.2206e-09
5 | 13 | 8 | 5 | 0 | 1.5146e-08 | 1.9057e-08
5 | 13 | 9 | 5 | 0 | 3.1529e-08 | 3.9669e-08
5 | 13 | 10 | 5 | 0 | 4.1199e-08 | 5.1835e-08
5 | 13 | 11 | 5 | 0 | 5.4585e-08 | 6.8676e-08
5 | 13 | 12 | 5 | 0 | 2.5856e-08 | 3.2531e-08
5 | 13 | 13 | 5 | 0 | 7.7482e-08 | 9.7484e-08
5 | 13 | 14 | 5 | 0 | 4.4538e-08 | 5.6036e-08
5 | 13 | 15 | 5 | 0 | 1.0321e-07 | 1.2986e-07
5 | 13 | 16 | 5 | 0 | 1.3596e-07 | 1.7106e-07
5 | 13 | 17 | 5 | 0 | 9.2929e-08 | 1.1692e-07
5 | 13 | 18 | 5 | 0 | 2.8724e-08 | 3.6139e-08
5 | 13 | 19 | 5 | 0 | 4.6198e-09 | 5.8124e-09
5 | 13 | 20 | 5 | 0 | 7.4593e-09 | 9.385e-09
5 | 13 | 21 | 5 | 0 | 1.2008e-09 | 1.5107e-09
5 | 13 | 22 | 5 | 0 | 0 | 0
5 | 13 | 23 | 5 | 0 | 0 | 0
5 | 14 | 0 | 6 | 1 | 0 | 0
5 | 14 | 1 | 6 | 1 | 0 | 0
5 | 14 | 2 | 6 | 1 | 0 | 0
5 | 14 | 3 | 6 | 1 | 0 | 0
5 | 14 | 4 | 6 | 1 | 0 | 0
5 | 14 | 5 | 6 | 1 | 0 | 0
5 | 14 | 6 | 6 | 1 | 0 | 0
5 | 14 | 7 | 6 | 1 | 0 | 0
5 | 14 | 8 | 6 | 1 | 0 | 0
5 | 14 | 9 | 6 | 1 | 0 | 0
5 | 14 | 10 | 6 | 1 | 0 | 0
5 | 14 | 11 | 6 | 1 | 0 | 0
5 | 14 | 12 | 6 | 1 | 0 | 0
5 | 14 | 13 | 6 | 1 | 0 | 0
5 | 14 | 14 | 6 | 1 | 0 | 0
5 | 14 | 15 | 6 | 1 | 0 | 0
5 | 14 | 16 | 6 | 1 | 0 | 0
5 | 14 | 17 | 6 | 1 | 0 | 0
5 | 14 | 18 | 6 | 1 | 0 | 0
5 | 14 | 19 | 6 | 1 | 0 | 0
5 | 14 | 20 | 6 | 1 | 0 | 0
5 | 14 | 21 | 6 | 1 | 0 | 0
5 | 14 | 22 | 6 | 1 | 0 | 0
5 | 14 | 23 | 6 | 1 | 0 | 0
5 | 15 | 0 | 7 | 1 | 0 | 0
5 | 15 | 1 | 7 | 1 | 0 | 0
5 | 15 | 2 | 7 | 1 | 0 | 0
5 | 15 | 3 | 7 | 1 | 0 | 0
5 | 15 | 4 | 7 | 1 | 0 | 0
5 | 15 | 5 | 7 | 1 | 0 | 0
5 | 15 | 6 | 7 | 1 | 0 | 0
5 | 15 | 7 | 7 | 1 | 0 | 0
5 | 15 | 8 | 7 | 1 | 0 | 0
5 | 15 | 9 | 7 | 1 | 0 | 0
5 | 15 | 10 | 7 | 1 | 0 | 0
5 | 15 | 11 | 7 | 1 | 0 | 0
5 | 15 | 12 | 7 | 1 | 0 | 0
5 | 15 | 13 | 7 | 1 | 0 | 0
5 | 15 | 14 | 7 | 1 | 0 | 0
5 | 15 | 15 | 7 | 1 | 0 | 0
5 | 15 | 16 | 7 | 1 | 0 | 0
5 | 15 | 17 | 7 | 1 | 0 | 0
5 | 15 | 18 | 7 | 1 | 0 | 0
5 | 15 | 19 | 7 | 1 | 0 | 0
5 | 15 | 20 | 7 | 1 | 0 | 0
5 | 15 | 21 | 7 | 1 | 0 | 0
5 | 15 | 22 | 7 | 1 | 0 | 0
5 | 15 | 23 | 7 | 1 | 0 | 0
5 | 16 | 0 | 1 | 0 | 0 | 0
5 | 16 | 1 | 1 | 0 | 0 | 0
5 | 16 | 2 | 1 | 0 | 0 | 0
5 | 16 | 3 | 1 | 0 | 0 | 0
5 | 16 | 4 | 1 | 0 | 0 | 0
5 | 16 | 5 | 1 | 0 | 2.4164e-10 | 3.0402e-10
5 | 16 | 6 | 1 | 0 | 4.5852e-09 | 5.7688e-09
5 | 16 | 7 | 1 | 0 | 8.2684e-09 | 1.0403e-08
5 | 16 | 8 | 1 | 0 | 1.5616e-08 | 1.9647e-08
5 | 16 | 9 | 1 | 0 | 1.7313e-08 | 2.1782e-08
5 | 16 | 10 | 1 | 0 | 1.152e-08 | 1.4493e-08
5 | 16 | 11 | 1 | 0 | 1.4652e-08 | 1.8435e-08
5 | 16 | 12 | 1 | 0 | 8.688e-09 | 1.0931e-08
5 | 16 | 13 | 1 | 0 | 5.1906e-09 | 6.5305e-09
5 | 16 | 14 | 1 | 0 | 2.4268e-09 | 3.0533e-09
5 | 16 | 15 | 1 | 0 | 1.4694e-09 | 1.8488e-09
5 | 16 | 16 | 1 | 0 | 1.028e-09 | 1.2934e-09
5 | 16 | 17 | 1 | 0 | 6.0055e-10 | 7.5559e-10
5 | 16 | 18 | 1 | 0 | 1.0742e-09 | 1.3514e-09
5 | 16 | 19 | 1 | 0 | 2.1887e-09 | 2.7538e-09
5 | 16 | 20 | 1 | 0 | 1.5805e-09 | 1.9885e-09
5 | 16 | 21 | 1 | 0 | 0 | 0
5 | 16 | 22 | 1 | 0 | 0 | 0
5 | 16 | 23 | 1 | 0 | 0 | 0
5 | 17 | 0 | 2 | 0 | 0 | 0
5 | 17 | 1 | 2 | 0 | 0 | 0
5 | 17 | 2 | 2 | 0 | 0 | 0
5 | 17 | 3 | 2 | 0 | 0 | 0
5 | 17 | 4 | 2 | 0 | 0 | 0
5 | 17 | 5 | 2 | 0 | 0 | 0
5 | 17 | 6 | 2 | 0 | 1.0255e-09 | 1.2903e-09
5 | 17 | 7 | 2 | 0 | 2.5934e-09 | 3.2629e-09
5 | 17 | 8 | 2 | 0 | 9.8699e-09 | 1.2418e-08
5 | 17 | 9 | 2 | 0 | 1.6638e-08 | 2.0933e-08
5 | 17 | 10 | 2 | 0 | 1.9471e-08 | 2.4498e-08
5 | 17 | 11 | 2 | 0 | 1.9793e-08 | 2.4903e-08
5 | 17 | 12 | 2 | 0 | 1.932e-08 | 2.4308e-08
5 | 17 | 13 | 2 | 0 | 1.7316e-08 | 2.1786e-08
5 | 17 | 14 | 2 | 0 | 6.316e-09 | 7.9465e-09
5 | 17 | 15 | 2 | 0 | 7.7002e-09 | 9.6881e-09
5 | 17 | 16 | 2 | 0 | 6.2122e-09 | 7.8159e-09
5 | 17 | 17 | 2 | 0 | 4.8654e-09 | 6.1214e-09
5 | 17 | 18 | 2 | 0 | 5.4084e-09 | 6.8046e-09
5 | 17 | 19 | 2 | 0 | 7.4046e-09 | 9.3161e-09
5 | 17 | 20 | 2 | 0 | 1.1879e-08 | 1.4945e-08
5 | 17 | 21 | 2 | 0 | 1.1867e-10 | 1.4931e-10
5 | 17 | 22 | 2 | 0 | 0 | 0
5 | 17 | 23 | 2 | 0 | 0 | 0
5 | 18 | 0 | 3 | 0 | 0 | 0
5 | 18 | 1 | 3 | 0 | 0 | 0
5 | 18 | 2 | 3 | 0 | 0 | 0
5 | 18 | 3 | 3 | 0 | 0 | 0
5 | 18 | 4 | 3 | 0 | 0 | 0
5 | 18 | 5 | 3 | 0 | 0 | 0
5 | 18 | 6 | 3 | 0 | 1.6463e-09 | 2.0713e-09
5 | 18 | 7 | 3 | 0 | 1.1503e-08 | 1.4472e-08
5 | 18 | 8 | 3 | 0 | 9.6345e-09 | 1.2122e-08
5 | 18 | 9 | 3 | 0 | 3.7817e-08 | 4.758e-08
5 | 18 | 10 | 3 | 0 | 3.7543e-08 | 4.7235e-08
5 | 18 | 11 | 3 | 0 | 2.9441e-08 | 3.7041e-08
5 | 18 | 12 | 3 | 0 | 1.3115e-08 | 1.6501e-08
5 | 18 | 13 | 3 | 0 | 1.3412e-08 | 1.6874e-08
5 | 18 | 14 | 3 | 0 | 7.0063e-09 | 8.815e-09
5 | 18 | 15 | 3 | 0 | 2.0941e-09 | 2.6347e-09
5 | 18 | 16 | 3 | 0 | 1.7616e-09 | 2.2164e-09
5 | 18 | 17 | 3 | 0 | 1.8057e-09 | 2.2718e-09
5 | 18 | 18 | 3 | 0 | 1.8339e-09 | 2.3073e-09
5 | 18 | 19 | 3 | 0 | 3.2393e-09 | 4.0755e-09
5 | 18 | 20 | 3 | 0 | 6.944e-09 | 8.7366e-09
5 | 18 | 21 | 3 | 0 | 7.8228e-10 | 9.8423e-10
5 | 18 | 22 | 3 | 0 | 0 | 0
5 | 18 | 23 | 3 | 0 | 0 | 0
5 | 19 | 0 | 4 | 0 | 0 | 0
5 | 19 | 1 | 4 | 0 | 0 | 0
5 | 19 | 2 | 4 | 0 | 0 | 0
5 | 19 | 3 | 4 | 0 | 0 | 0
5 | 19 | 4 | 4 | 0 | 0 | 0
5 | 19 | 5 | 4 | 0 | 0 | 0
5 | 19 | 6 | 4 | 0 | 1.4685e-09 | 1.8476e-09
5 | 19 | 7 | 4 | 0 | 2.4868e-09 | 3.1288e-09
5 | 19 | 8 | 4 | 0 | 5.3731e-09 | 6.7602e-09
5 | 19 | 9 | 4 | 0 | 7.1308e-09 | 8.9716e-09
5 | 19 | 10 | 4 | 0 | 6.5319e-09 | 8.2182e-09
5 | 19 | 11 | 4 | 0 | 1.3429e-08 | 1.6895e-08
5 | 19 | 12 | 4 | 0 | 1.3883e-08 | 1.7467e-08
5 | 19 | 13 | 4 | 0 | 1.0711e-08 | 1.3477e-08
5 | 19 | 14 | 4 | 0 | 1.5633e-08 | 1.9668e-08
5 | 19 | 15 | 4 | 0 | 1.9495e-08 | 2.4528e-08
5 | 19 | 16 | 4 | 0 | 1.3877e-08 | 1.7459e-08
5 | 19 | 17 | 4 | 0 | 9.9578e-09 | 1.2528e-08
5 | 19 | 18 | 4 | 0 | 6.6269e-09 | 8.3376e-09
5 | 19 | 19 | 4 | 0 | 8.4707e-09 | 1.0657e-08
5 | 19 | 20 | 4 | 0 | 1.0192e-08 | 1.2823e-08
5 | 19 | 21 | 4 | 0 | 1.7447e-09 | 2.1951e-09
5 | 19 | 22 | 4 | 0 | 0 | 0
5 | 19 | 23 | 4 | 0 | 0 | 0
5 | 20 | 0 | 5 | 0 | 0 | 0
5 | 20 | 1 | 5 | 0 | 0 | 0
5 | 20 | 2 | 5 | 0 | 0 | 0
5 | 20 | 3 | 5 | 0 | 0 | 0
5 | 20 | 4 | 5 | 0 | 0 | 0
5 | 20 | 5 | 5 | 0 | 0 | 0
5 | 20 | 6 | 5 | 0 | 1.1759e-10 | 1.4795e-10
5 | 20 | 7 | 5 | 0 | 1.0104e-09 | 1.2712e-09
5 | 20 | 8 | 5 | 0 | 3.2995e-09 | 4.1513e-09
5 | 20 | 9 | 5 | 0 | 1.1245e-08 | 1.4147e-08
5 | 20 | 10 | 5 | 0 | 1.2896e-08 | 1.6225e-08
5 | 20 | 11 | 5 | 0 | 1.2796e-08 | 1.61e-08
5 | 20 | 12 | 5 | 0 | 8.2023e-09 | 1.032e-08
5 | 20 | 13 | 5 | 0 | 8.073e-09 | 1.0157e-08
5 | 20 | 14 | 5 | 0 | 3.0555e-09 | 3.8443e-09
5 | 20 | 15 | 5 | 0 | 1.7289e-09 | 2.1752e-09
5 | 20 | 16 | 5 | 0 | 1.1447e-09 | 1.4402e-09
5 | 20 | 17 | 5 | 0 | 7.6969e-10 | 9.6839e-10
5 | 20 | 18 | 5 | 0 | 6.0516e-10 | 7.6138e-10
5 | 20 | 19 | 5 | 0 | 3.0364e-10 | 3.8203e-10
5 | 20 | 20 | 5 | 0 | 8.5313e-10 | 1.0734e-09
5 | 20 | 21 | 5 | 0 | 0 | 0
5 | 20 | 22 | 5 | 0 | 0 | 0
5 | 20 | 23 | 5 | 0 | 0 | 0
5 | 21 | 0 | 6 | 1 | 0 | 0
5 | 21 | 1 | 6 | 1 | 0 | 0
5 | 21 | 2 | 6 | 1 | 0 | 0
5 | 21 | 3 | 6 | 1 | 0 | 0
5 | 21 | 4 | 6 | 1 | 0 | 0
5 | 21 | 5 | 6 | 1 | 0 | 0
5 | 21 | 6 | 6 | 1 | 0 | 0
5 | 21 | 7 | 6 | 1 | 0 | 0
5 | 21 | 8 | 6 | 1 | 0 | 0
5 | 21 | 9 | 6 | 1 | 0 | 0
5 | 21 | 10 | 6 | 1 | 0 | 0
5 | 21 | 11 | 6 | 1 | 0 | 0
5 | 21 | 12 | 6 | 1 | 0 | 0
5 | 21 | 13 | 6 | 1 | 0 | 0
5 | 21 | 14 | 6 | 1 | 0 | 0
5 | 21 | 15 | 6 | 1 | 0 | 0
5 | 21 | 16 | 6 | 1 | 0 | 0
5 | 21 | 17 | 6 | 1 | 0 | 0
5 | 21 | 18 | 6 | 1 | 0 | 0
5 | 21 | 19 | 6 | 1 | 0 | 0
5 | 21 | 20 | 6 | 1 | 0 | 0
5 | 21 | 21 | 6 | 1 | 0 | 0
5 | 21 | 22 | 6 | 1 | 0 | 0
5 | 21 | 23 | 6 | 1 | 0 | 0
5 | 22 | 0 | 7 | 1 | 0 | 0
5 | 22 | 1 | 7 | 1 | 0 | 0
5 | 22 | 2 | 7 | 1 | 0 | 0
5 | 22 | 3 | 7 | 1 | 0 | 0
5 | 22 | 4 | 7 | 1 | 0 | 0
5 | 22 | 5 | 7 | 1 | 0 | 0
5 | 22 | 6 | 7 | 1 | 0 | 0
5 | 22 | 7 | 7 | 1 | 0 | 0
5 | 22 | 8 | 7 | 1 | 0 | 0
5 | 22 | 9 | 7 | 1 | 0 | 0
5 | 22 | 10 | 7 | 1 | 0 | 0
5 | 22 | 11 | 7 | 1 | 0 | 0
5 | 22 | 12 | 7 | 1 | 0 | 0
5 | 22 | 13 | 7 | 1 | 0 | 0
5 | 22 | 14 | 7 | 1 | 0 | 0
5 | 22 | 15 | 7 | 1 | 8.5705e-10 | 1.0783e-09
5 | 22 | 16 | 7 | 1 | 1.505e-09 | 1.8936e-09
5 | 22 | 17 | 7 | 1 | 3.2421e-09 | 4.0791e-09
5 | 22 | 18 | 7 | 1 | 3.1348e-09 | 3.944e-09
5 | 22 | 19 | 7 | 1 | 2.7566e-09 | 3.4682e-09
5 | 22 | 20 | 7 | 1 | 5.6778e-09 | 7.1436e-09
5 | 22 | 21 | 7 | 1 | 2.3353e-10 | 2.9381e-10
5 | 22 | 22 | 7 | 1 | 0 | 0
5 | 22 | 23 | 7 | 1 | 0 | 0
5 | 23 | 0 | 1 | 0 | 0 | 0
5 | 23 | 1 | 1 | 0 | 0 | 0
5 | 23 | 2 | 1 | 0 | 0 | 0
5 | 23 | 3 | 1 | 0 | 0 | 0
5 | 23 | 4 | 1 | 0 | 0 | 0
5 | 23 | 5 | 1 | 0 | 0 | 0
5 | 23 | 6 | 1 | 0 | 0 | 0
5 | 23 | 7 | 1 | 0 | 8.1271e-10 | 1.0225e-09
5 | 23 | 8 | 1 | 0 | 3.4415e-09 | 4.3299e-09
5 | 23 | 9 | 1 | 0 | 9.5713e-09 | 1.2042e-08
5 | 23 | 10 | 1 | 0 | 1.7753e-08 | 2.2336e-08
5 | 23 | 11 | 1 | 0 | 6.7833e-08 | 8.5344e-08
5 | 23 | 12 | 1 | 0 | 1.1112e-07 | 1.398e-07
5 | 23 | 13 | 1 | 0 | 3.3275e-07 | 4.1864e-07
5 | 23 | 14 | 1 | 0 | 3.7805e-07 | 4.7564e-07
5 | 23 | 15 | 1 | 0 | 7.3326e-07 | 9.2256e-07
5 | 23 | 16 | 1 | 0 | 7.5335e-07 | 9.4782e-07
5 | 23 | 17 | 1 | 0 | 9.5911e-07 | 1.2067e-06
5 | 23 | 18 | 1 | 0 | 7.1728e-07 | 9.0245e-07
5 | 23 | 19 | 1 | 0 | 4.169e-07 | 5.2452e-07
5 | 23 | 20 | 1 | 0 | 3.4422e-07 | 4.3308e-07
5 | 23 | 21 | 1 | 0 | 3.8106e-08 | 4.7944e-08
5 | 23 | 22 | 1 | 0 | 1.2008e-09 | 1.5107e-09
5 | 23 | 23 | 1 | 0 | 0 | 0
5 | 24 | 0 | 2 | 0 | 0 | 0
5 | 24 | 1 | 2 | 0 | 0 | 0
5 | 24 | 2 | 2 | 0 | 0 | 0
5 | 24 | 3 | 2 | 0 | 0 | 0
5 | 24 | 4 | 2 | 0 | 0 | 0
5 | 24 | 5 | 2 | 0 | 0 | 0
5 | 24 | 6 | 2 | 0 | 2.7076e-10 | 3.4065e-10
5 | 24 | 7 | 2 | 0 | 2.171e-09 | 2.7315e-09
5 | 24 | 8 | 2 | 0 | 2.1098e-08 | 2.6544e-08
5 | 24 | 9 | 2 | 0 | 9.7926e-08 | 1.2321e-07
5 | 24 | 10 | 2 | 0 | 2.3083e-07 | 2.9042e-07
5 | 24 | 11 | 2 | 0 | 5.0238e-07 | 6.3207e-07
5 | 24 | 12 | 2 | 0 | 1.0995e-06 | 1.3834e-06
5 | 24 | 13 | 2 | 0 | 1.2175e-06 | 1.5318e-06
5 | 24 | 14 | 2 | 0 | 4.0069e-06 | 5.0413e-06
5 | 24 | 15 | 2 | 0 | 5.2972e-06 | 6.6647e-06
5 | 24 | 16 | 2 | 0 | 8.5347e-06 | 1.0738e-05
5 | 24 | 17 | 2 | 0 | 7.048e-06 | 8.8675e-06
5 | 24 | 18 | 2 | 0 | 4.6446e-06 | 5.8437e-06
5 | 24 | 19 | 2 | 0 | 2.4504e-06 | 3.083e-06
5 | 24 | 20 | 2 | 0 | 1.2154e-06 | 1.5292e-06
5 | 24 | 21 | 2 | 0 | 2.0974e-07 | 2.6389e-07
5 | 24 | 22 | 2 | 0 | 1.5607e-08 | 1.9636e-08
5 | 24 | 23 | 2 | 0 | 7.3828e-10 | 9.2887e-10
5 | 25 | 0 | 3 | 0 | 0 | 0
5 | 25 | 1 | 3 | 0 | 0 | 0
5 | 25 | 2 | 3 | 0 | 0 | 0
5 | 25 | 3 | 3 | 0 | 0 | 0
5 | 25 | 4 | 3 | 0 | 0 | 0
5 | 25 | 5 | 3 | 0 | 0 | 0
5 | 25 | 6 | 3 | 0 | 5.1035e-09 | 6.421e-09
5 | 25 | 7 | 3 | 0 | 1.6768e-08 | 2.1096e-08
5 | 25 | 8 | 3 | 0 | 2.9857e-08 | 3.7564e-08
5 | 25 | 9 | 3 | 0 | 1.0462e-07 | 1.3163e-07
5 | 25 | 10 | 3 | 0 | 3.347e-07 | 4.2111e-07
5 | 25 | 11 | 3 | 0 | 7.482e-07 | 9.4135e-07
5 | 25 | 12 | 3 | 0 | 2.3292e-06 | 2.9305e-06
5 | 25 | 13 | 3 | 0 | 7.2772e-06 | 9.1558e-06
5 | 25 | 14 | 3 | 0 | 1.1621e-05 | 1.4621e-05
5 | 25 | 15 | 3 | 0 | 1.4419e-05 | 1.8141e-05
5 | 25 | 16 | 3 | 0 | 1.6882e-05 | 2.124e-05
5 | 25 | 17 | 3 | 0 | 6.5472e-06 | 8.2374e-06
5 | 25 | 18 | 3 | 0 | 2.7908e-06 | 3.5112e-06
5 | 25 | 19 | 3 | 0 | 1.6994e-06 | 2.1381e-06
5 | 25 | 20 | 3 | 0 | 1.4289e-06 | 1.7978e-06
5 | 25 | 21 | 3 | 0 | 3.096e-07 | 3.8952e-07
5 | 25 | 22 | 3 | 0 | 3.5037e-08 | 4.4082e-08
5 | 25 | 23 | 3 | 0 | 1.3935e-09 | 1.7532e-09
5 | 26 | 0 | 4 | 0 | 0 | 0
5 | 26 | 1 | 4 | 0 | 0 | 0
5 | 26 | 2 | 4 | 0 | 0 | 0
5 | 26 | 3 | 4 | 0 | 0 | 0
5 | 26 | 4 | 4 | 0 | 0 | 0
5 | 26 | 5 | 4 | 0 | 2.6641e-10 | 3.3518e-10
5 | 26 | 6 | 4 | 0 | 6.7274e-09 | 8.4642e-09
5 | 26 | 7 | 4 | 0 | 3.8128e-08 | 4.7971e-08
5 | 26 | 8 | 4 | 0 | 1.8353e-07 | 2.3091e-07
5 | 26 | 9 | 4 | 0 | 5.35e-07 | 6.7311e-07
5 | 26 | 10 | 4 | 0 | 1.6417e-06 | 2.0655e-06
5 | 26 | 11 | 4 | 0 | 4.0333e-06 | 5.0745e-06
5 | 26 | 12 | 4 | 0 | 1.479e-05 | 1.8608e-05
5 | 26 | 13 | 4 | 0 | 5.8011e-06 | 7.2987e-06
5 | 26 | 14 | 4 | 0 | 6.67e-06 | 8.3919e-06
5 | 26 | 15 | 4 | 0 | 2.9815e-06 | 3.7512e-06
5 | 26 | 16 | 4 | 0 | 7.4754e-07 | 9.4052e-07
5 | 26 | 17 | 4 | 0 | 4.5766e-07 | 5.758e-07
5 | 26 | 18 | 4 | 0 | 2.6534e-07 | 3.3384e-07
5 | 26 | 19 | 4 | 0 | 2.2852e-07 | 2.8751e-07
5 | 26 | 20 | 4 | 0 | 2.3539e-07 | 2.9616e-07
5 | 26 | 21 | 4 | 0 | 3.3705e-08 | 4.2407e-08
5 | 26 | 22 | 4 | 0 | 1.3282e-09 | 1.6711e-09
5 | 26 | 23 | 4 | 0 | 0 | 0
5 | 27 | 0 | 5 | 0 | 0 | 0
5 | 27 | 1 | 5 | 0 | 0 | 0
5 | 27 | 2 | 5 | 0 | 0 | 0
5 | 27 | 3 | 5 | 0 | 0 | 0
5 | 27 | 4 | 5 | 0 | 0 | 0
5 | 27 | 5 | 5 | 0 | 0 | 0
5 | 27 | 6 | 5 | 0 | 1.035e-09 | 1.3021e-09
5 | 27 | 7 | 5 | 0 | 1.3978e-08 | 1.7587e-08
5 | 27 | 8 | 5 | 0 | 2.0656e-07 | 2.5989e-07
5 | 27 | 9 | 5 | 0 | 6.9856e-07 | 8.789e-07
5 | 27 | 10 | 5 | 0 | 3.5449e-06 | 4.46e-06
5 | 27 | 11 | 5 | 0 | 1.0917e-05 | 1.3735e-05
5 | 27 | 12 | 5 | 0 | 2.9682e-05 | 3.7344e-05
5 | 27 | 13 | 5 | 0 | 5.0889e-05 | 6.4026e-05
5 | 27 | 14 | 5 | 0 | 6.584e-05 | 8.2836e-05
5 | 27 | 15 | 5 | 0 | 8.8913e-05 | 0.00011187
5 | 27 | 16 | 5 | 0 | 7.0944e-05 | 8.9258e-05
5 | 27 | 17 | 5 | 0 | 5.0028e-05 | 6.2943e-05
5 | 27 | 18 | 5 | 0 | 2.7447e-05 | 3.4533e-05
5 | 27 | 19 | 5 | 0 | 1.1534e-05 | 1.4511e-05
5 | 27 | 20 | 5 | 0 | 1.2747e-05 | 1.6038e-05
5 | 27 | 21 | 5 | 0 | 1.4484e-06 | 1.8223e-06
5 | 27 | 22 | 5 | 0 | 1.6568e-07 | 2.0845e-07
5 | 27 | 23 | 5 | 0 | 1.772e-08 | 2.2295e-08
5 | 28 | 0 | 6 | 1 | 8.4583e-10 | 1.0642e-09
5 | 28 | 1 | 6 | 1 | 0 | 0
5 | 28 | 2 | 6 | 1 | 0 | 0
5 | 28 | 3 | 6 | 1 | 0 | 0
5 | 28 | 4 | 6 | 1 | 0 | 0
5 | 28 | 5 | 6 | 1 | 0 | 0
5 | 28 | 6 | 6 | 1 | 0 | 0
5 | 28 | 7 | 6 | 1 | 0 | 0
5 | 28 | 8 | 6 | 1 | 1.3293e-09 | 1.6725e-09
5 | 28 | 9 | 6 | 1 | 1.0705e-08 | 1.3468e-08
5 | 28 | 10 | 6 | 1 | 1.0548e-07 | 1.3271e-07
5 | 28 | 11 | 6 | 1 | 3.3489e-07 | 4.2134e-07
5 | 28 | 12 | 6 | 1 | 8.0856e-07 | 1.0173e-06
5 | 28 | 13 | 6 | 1 | 2.439e-06 | 3.0686e-06
5 | 28 | 14 | 6 | 1 | 2.6534e-06 | 3.3384e-06
5 | 28 | 15 | 6 | 1 | 3.6103e-06 | 4.5423e-06
5 | 28 | 16 | 6 | 1 | 1.9027e-06 | 2.3939e-06
5 | 28 | 17 | 6 | 1 | 1.2986e-06 | 1.6338e-06
5 | 28 | 18 | 6 | 1 | 6.9295e-07 | 8.7183e-07
5 | 28 | 19 | 6 | 1 | 1.5982e-07 | 2.0108e-07
5 | 28 | 20 | 6 | 1 | 1.919e-07 | 2.4144e-07
5 | 28 | 21 | 6 | 1 | 1.9172e-08 | 2.4121e-08
5 | 28 | 22 | 6 | 1 | 2.0917e-09 | 2.6317e-09
5 | 28 | 23 | 6 | 1 | 0 | 0
5 | 29 | 0 | 7 | 1 | 0 | 0
5 | 29 | 1 | 7 | 1 | 0 | 0
5 | 29 | 2 | 7 | 1 | 0 | 0
5 | 29 | 3 | 7 | 1 | 0 | 0
5 | 29 | 4 | 7 | 1 | 0 | 0
5 | 29 | 5 | 7 | 1 | 0 | 0
5 | 29 | 6 | 7 | 1 | 0 | 0
5 | 29 | 7 | 7 | 1 | 0 | 0
5 | 29 | 8 | 7 | 1 | 0 | 0
5 | 29 | 9 | 7 | 1 | 9.1207e-09 | 1.1475e-08
5 | 29 | 10 | 7 | 1 | 4.9664e-08 | 6.2485e-08
5 | 29 | 11 | 7 | 1 | 2.6968e-07 | 3.393e-07
5 | 29 | 12 | 7 | 1 | 1.0913e-06 | 1.373e-06
5 | 29 | 13 | 7 | 1 | 3.2505e-06 | 4.0896e-06
5 | 29 | 14 | 7 | 1 | 6.7936e-06 | 8.5473e-06
5 | 29 | 15 | 7 | 1 | 8.2185e-06 | 1.034e-05
5 | 29 | 16 | 7 | 1 | 9.7967e-06 | 1.2326e-05
5 | 29 | 17 | 7 | 1 | 5.9924e-06 | 7.5393e-06
5 | 29 | 18 | 7 | 1 | 2.5684e-06 | 3.2315e-06
5 | 29 | 19 | 7 | 1 | 9.9773e-07 | 1.2553e-06
5 | 29 | 20 | 7 | 1 | 4.9112e-07 | 6.1791e-07
5 | 29 | 21 | 7 | 1 | 7.0782e-08 | 8.9055e-08
5 | 29 | 22 | 7 | 1 | 9.484e-09 | 1.1932e-08
5 | 29 | 23 | 7 | 1 | 0 | 0
5 | 30 | 0 | 1 | 0 | 0 | 0
5 | 30 | 1 | 1 | 0 | 0 | 0
5 | 30 | 2 | 1 | 0 | 0 | 0
5 | 30 | 3 | 1 | 0 | 0 | 0
5 | 30 | 4 | 1 | 0 | 0 | 0
5 | 30 | 5 | 1 | 0 | 0 | 0
5 | 30 | 6 | 1 | 0 | 0 | 0
5 | 30 | 7 | 1 | 0 | 0 | 0
5 | 30 | 8 | 1 | 0 | 5.4029e-10 | 6.7976e-10
5 | 30 | 9 | 1 | 0 | 1.6242e-08 | 2.0435e-08
5 | 30 | 10 | 1 | 0 | 1.6836e-07 | 2.1182e-07
5 | 30 | 11 | 1 | 0 | 7.3857e-07 | 9.2924e-07
5 | 30 | 12 | 1 | 0 | 1.6423e-06 | 2.0663e-06
5 | 30 | 13 | 1 | 0 | 3.2944e-06 | 4.1448e-06
5 | 30 | 14 | 1 | 0 | 5.7328e-06 | 7.2127e-06
5 | 30 | 15 | 1 | 0 | 1.126e-05 | 1.4167e-05
5 | 30 | 16 | 1 | 0 | 1.7511e-05 | 2.2031e-05
5 | 30 | 17 | 1 | 0 | 1.3072e-05 | 1.6447e-05
5 | 30 | 18 | 1 | 0 | 6.2595e-06 | 7.8754e-06
5 | 30 | 19 | 1 | 0 | 2.4357e-06 | 3.0645e-06
5 | 30 | 20 | 1 | 0 | 1.1667e-06 | 1.4679e-06
5 | 30 | 21 | 1 | 0 | 1.2067e-07 | 1.5181e-07
5 | 30 | 22 | 1 | 0 | 1.0871e-08 | 1.3677e-08
5 | 30 | 23 | 1 | 0 | 0 | 0
5 | 31 | 0 | 2 | 0 | 0 | 0
5 | 31 | 1 | 2 | 0 | 0 | 0
5 | 31 | 2 | 2 | 0 | 0 | 0
5 | 31 | 3 | 2 | 0 | 0 | 0
5 | 31 | 4 | 2 | 0 | 0 | 0
5 | 31 | 5 | 2 | 0 | 0 | 0
5 | 31 | 6 | 2 | 0 | 1.6994e-09 | 2.1381e-09
5 | 31 | 7 | 2 | 0 | 2.2101e-08 | 2.7807e-08
5 | 31 | 8 | 2 | 0 | 2.2555e-07 | 2.8377e-07
5 | 31 | 9 | 2 | 0 | 1.7014e-06 | 2.1407e-06
5 | 31 | 10 | 2 | 0 | 8.3197e-06 | 1.0467e-05
5 | 31 | 11 | 2 | 0 | 2.168e-05 | 2.7277e-05
5 | 31 | 12 | 2 | 0 | 3.8399e-05 | 4.8312e-05
5 | 31 | 13 | 2 | 0 | 0.00011467 | 0.00014428
5 | 31 | 14 | 2 | 0 | 0.00014854 | 0.00018688
5 | 31 | 15 | 2 | 0 | 0.00016955 | 0.00021331
5 | 31 | 16 | 2 | 0 | 0.0001375 | 0.000173
5 | 31 | 17 | 2 | 0 | 0.00010838 | 0.00013636
5 | 31 | 18 | 2 | 0 | 6.5336e-05 | 8.2202e-05
5 | 31 | 19 | 2 | 0 | 3.1899e-05 | 4.0134e-05
5 | 31 | 20 | 2 | 0 | 1.3462e-05 | 1.6937e-05
5 | 31 | 21 | 2 | 0 | 1.8761e-06 | 2.3604e-06
5 | 31 | 22 | 2 | 0 | 1.8613e-07 | 2.3418e-07
5 | 31 | 23 | 2 | 0 | 1.1044e-08 | 1.3895e-08
6 | 1 | 0 | 3 | 0 | 0 | 0
6 | 1 | 1 | 3 | 0 | 0 | 0
6 | 1 | 2 | 3 | 0 | 0 | 0
6 | 1 | 3 | 3 | 0 | 0 | 0
6 | 1 | 4 | 3 | 0 | 0 | 0
6 | 1 | 5 | 3 | 0 | 0 | 0
6 | 1 | 6 | 3 | 0 | 0 | 0
6 | 1 | 7 | 3 | 0 | 3.9047e-09 | 4.9127e-09
6 | 1 | 8 | 3 | 0 | 4.3507e-08 | 5.4739e-08
6 | 1 | 9 | 3 | 0 | 4.0326e-07 | 5.0736e-07
6 | 1 | 10 | 3 | 0 | 2.4892e-06 | 3.1318e-06
6 | 1 | 11 | 3 | 0 | 1.173e-05 | 1.4758e-05
6 | 1 | 12 | 3 | 0 | 5.2449e-05 | 6.5989e-05
6 | 1 | 13 | 3 | 0 | 0.00017315 | 0.00021785
6 | 1 | 14 | 3 | 0 | 0.00033298 | 0.00041894
6 | 1 | 15 | 3 | 0 | 0.00030483 | 0.00038352
6 | 1 | 16 | 3 | 0 | 0.00026014 | 0.00032729
6 | 1 | 17 | 3 | 0 | 0.00010457 | 0.00013156
6 | 1 | 18 | 3 | 0 | 3.2192e-05 | 4.0502e-05
6 | 1 | 19 | 3 | 0 | 1.2317e-05 | 1.5497e-05
6 | 1 | 20 | 3 | 0 | 5.5977e-06 | 7.0428e-06
6 | 1 | 21 | 3 | 0 | 5.3247e-07 | 6.6993e-07
6 | 1 | 22 | 3 | 0 | 3.8974e-08 | 4.9035e-08
6 | 1 | 23 | 3 | 0 | 4.8544e-09 | 6.1075e-09
6 | 2 | 0 | 4 | 0 | 6.7684e-10 | 8.5157e-10
6 | 2 | 1 | 4 | 0 | 0 | 0
6 | 2 | 2 | 4 | 0 | 0 | 0
6 | 2 | 3 | 4 | 0 | 0 | 0
6 | 2 | 4 | 4 | 0 | 0 | 0
6 | 2 | 5 | 4 | 0 | 0 | 0
6 | 2 | 6 | 4 | 0 | 2.1681e-09 | 2.7278e-09
6 | 2 | 7 | 4 | 0 | 7.6666e-09 | 9.6458e-09
6 | 2 | 8 | 4 | 0 | 3.3906e-08 | 4.2659e-08
6 | 2 | 9 | 4 | 0 | 8.6369e-08 | 1.0867e-07
6 | 2 | 10 | 4 | 0 | 2.4311e-07 | 3.0587e-07
6 | 2 | 11 | 4 | 0 | 4.8621e-07 | 6.1173e-07
6 | 2 | 12 | 4 | 0 | 1.3604e-06 | 1.7116e-06
6 | 2 | 13 | 4 | 0 | 3.6159e-06 | 4.5493e-06
6 | 2 | 14 | 4 | 0 | 6.1174e-06 | 7.6967e-06
6 | 2 | 15 | 4 | 0 | 2.9234e-06 | 3.6781e-06
6 | 2 | 16 | 4 | 0 | 7.9782e-07 | 1.0038e-06
6 | 2 | 17 | 4 | 0 | 4.1729e-07 | 5.2502e-07
6 | 2 | 18 | 4 | 0 | 1.4132e-07 | 1.778e-07
6 | 2 | 19 | 4 | 0 | 1.1054e-07 | 1.3907e-07
6 | 2 | 20 | 4 | 0 | 5.9973e-08 | 7.5455e-08
6 | 2 | 21 | 4 | 0 | 2.1689e-08 | 2.7288e-08
6 | 2 | 22 | 4 | 0 | 2.2705e-09 | 2.8566e-09
6 | 2 | 23 | 4 | 0 | 0 | 0
6 | 3 | 0 | 5 | 0 | 0 | 0
6 | 3 | 1 | 5 | 0 | 0 | 0
6 | 3 | 2 | 5 | 0 | 0 | 0
6 | 3 | 3 | 5 | 0 | 0 | 0
6 | 3 | 4 | 5 | 0 | 0 | 0
6 | 3 | 5 | 5 | 0 | 0 | 0
6 | 3 | 6 | 5 | 0 | 0 | 0
6 | 3 | 7 | 5 | 0 | 1.9808e-09 | 2.4922e-09
6 | 3 | 8 | 5 | 0 | 7.8595e-09 | 9.8884e-09
6 | 3 | 9 | 5 | 0 | 6.5716e-08 | 8.2681e-08
6 | 3 | 10 | 5 | 0 | 2.5533e-07 | 3.2124e-07
6 | 3 | 11 | 5 | 0 | 1.2364e-06 | 1.5556e-06
6 | 3 | 12 | 5 | 0 | 3.7102e-06 | 4.668e-06
6 | 3 | 13 | 5 | 0 | 6.0817e-06 | 7.6517e-06
6 | 3 | 14 | 5 | 0 | 8.0282e-06 | 1.0101e-05
6 | 3 | 15 | 5 | 0 | 6.4212e-06 | 8.0789e-06
6 | 3 | 16 | 5 | 0 | 4.0336e-06 | 5.0749e-06
6 | 3 | 17 | 5 | 0 | 1.7604e-06 | 2.2148e-06
6 | 3 | 18 | 5 | 0 | 4.085e-07 | 5.1395e-07
6 | 3 | 19 | 5 | 0 | 1.7049e-07 | 2.145e-07
6 | 3 | 20 | 5 | 0 | 1.2652e-07 | 1.5918e-07
6 | 3 | 21 | 5 | 0 | 2.3442e-08 | 2.9494e-08
6 | 3 | 22 | 5 | 0 | 2.7557e-09 | 3.4671e-09
6 | 3 | 23 | 5 | 0 | 0 | 0
6 | 4 | 0 | 6 | 1 | 0 | 0
6 | 4 | 1 | 6 | 1 | 0 | 0
6 | 4 | 2 | 6 | 1 | 0 | 0
6 | 4 | 3 | 6 | 1 | 0 | 0
6 | 4 | 4 | 6 | 1 | 0 | 0
6 | 4 | 5 | 6 | 1 | 0 | 0
6 | 4 | 6 | 6 | 1 | 0 | 0
6 | 4 | 7 | 6 | 1 | 0 | 0
6 | 4 | 8 | 6 | 1 | 1.6537e-10 | 2.0806e-10
6 | 4 | 9 | 6 | 1 | 2.4877e-09 | 3.1299e-09
6 | 4 | 10 | 6 | 1 | 2.121e-08 | 2.6686e-08
6 | 4 | 11 | 6 | 1 | 3.238e-08 | 4.0739e-08
6 | 4 | 12 | 6 | 1 | 6.3781e-08 | 8.0246e-08
6 | 4 | 13 | 6 | 1 | 8.505e-08 | 1.0701e-07
6 | 4 | 14 | 6 | 1 | 9.9932e-08 | 1.2573e-07
6 | 4 | 15 | 6 | 1 | 9.6278e-08 | 1.2113e-07
6 | 4 | 16 | 6 | 1 | 7.737e-08 | 9.7343e-08
6 | 4 | 17 | 6 | 1 | 5.4996e-08 | 6.9193e-08
6 | 4 | 18 | 6 | 1 | 1.3584e-08 | 1.7091e-08
6 | 4 | 19 | 6 | 1 | 3.8422e-09 | 4.8341e-09
6 | 4 | 20 | 6 | 1 | 3.176e-09 | 3.9959e-09
6 | 4 | 21 | 6 | 1 | 8.3521e-10 | 1.0508e-09
6 | 4 | 22 | 6 | 1 | 0 | 0
6 | 4 | 23 | 6 | 1 | 0 | 0
6 | 5 | 0 | 7 | 1 | 0 | 0
6 | 5 | 1 | 7 | 1 | 0 | 0
6 | 5 | 2 | 7 | 1 | 0 | 0
6 | 5 | 3 | 7 | 1 | 0 | 0
6 | 5 | 4 | 7 | 1 | 0 | 0
6 | 5 | 5 | 7 | 1 | 0 | 0
6 | 5 | 6 | 7 | 1 | 0 | 0
6 | 5 | 7 | 7 | 1 | 0 | 0
6 | 5 | 8 | 7 | 1 | 0 | 0
6 | 5 | 9 | 7 | 1 | 0 | 0
6 | 5 | 10 | 7 | 1 | 1.438e-09 | 1.8093e-09
6 | 5 | 11 | 7 | 1 | 5.3208e-09 | 6.6944e-09
6 | 5 | 12 | 7 | 1 | 1.5143e-08 | 1.9052e-08
6 | 5 | 13 | 7 | 1 | 2.4784e-08 | 3.1183e-08
6 | 5 | 14 | 7 | 1 | 4.0902e-08 | 5.1461e-08
6 | 5 | 15 | 7 | 1 | 7.7385e-08 | 9.7362e-08
6 | 5 | 16 | 7 | 1 | 1.1665e-07 | 1.4676e-07
6 | 5 | 17 | 7 | 1 | 9.9952e-08 | 1.2575e-07
6 | 5 | 18 | 7 | 1 | 5.8076e-08 | 7.3068e-08
6 | 5 | 19 | 7 | 1 | 1.4159e-08 | 1.7814e-08
6 | 5 | 20 | 7 | 1 | 1.0814e-08 | 1.3606e-08
6 | 5 | 21 | 7 | 1 | 2.8511e-09 | 3.5871e-09
6 | 5 | 22 | 7 | 1 | 0 | 0
6 | 5 | 23 | 7 | 1 | 0 | 0
6 | 6 | 0 | 1 | 0 | 0 | 0
6 | 6 | 1 | 1 | 0 | 0 | 0
6 | 6 | 2 | 1 | 0 | 0 | 0
6 | 6 | 3 | 1 | 0 | 0 | 0
6 | 6 | 4 | 1 | 0 | 0 | 0
6 | 6 | 5 | 1 | 0 | 0 | 0
6 | 6 | 6 | 1 | 0 | 0 | 0
6 | 6 | 7 | 1 | 0 | 6.7052e-10 | 8.4361e-10
6 | 6 | 8 | 1 | 0 | 3.5085e-09 | 4.4143e-09
6 | 6 | 9 | 1 | 0 | 2.7851e-08 | 3.5041e-08
6 | 6 | 10 | 1 | 0 | 1.1848e-07 | 1.4907e-07
6 | 6 | 11 | 1 | 0 | 3.7329e-07 | 4.6966e-07
6 | 6 | 12 | 1 | 0 | 1.6277e-06 | 2.0479e-06
6 | 6 | 13 | 1 | 0 | 4.4618e-06 | 5.6137e-06
6 | 6 | 14 | 1 | 0 | 1.1447e-05 | 1.4402e-05
6 | 6 | 15 | 1 | 0 | 1.8793e-05 | 2.3644e-05
6 | 6 | 16 | 1 | 0 | 2.5883e-05 | 3.2565e-05
6 | 6 | 17 | 1 | 0 | 1.2717e-05 | 1.6e-05
6 | 6 | 18 | 1 | 0 | 7.4278e-06 | 9.3453e-06
6 | 6 | 19 | 1 | 0 | 1.5563e-06 | 1.9581e-06
6 | 6 | 20 | 1 | 0 | 6.4666e-07 | 8.136e-07
6 | 6 | 21 | 1 | 0 | 1.1311e-07 | 1.4231e-07
6 | 6 | 22 | 1 | 0 | 1.0007e-08 | 1.2591e-08
6 | 6 | 23 | 1 | 0 | 1.0436e-09 | 1.313e-09
6 | 7 | 0 | 2 | 0 | 0 | 0
6 | 7 | 1 | 2 | 0 | 0 | 0
6 | 7 | 2 | 2 | 0 | 0 | 0
6 | 7 | 3 | 2 | 0 | 0 | 0
6 | 7 | 4 | 2 | 0 | 0 | 0
6 | 7 | 5 | 2 | 0 | 0 | 0
6 | 7 | 6 | 2 | 0 | 0 | 0
6 | 7 | 7 | 2 | 0 | 1.7097e-09 | 2.1511e-09
6 | 7 | 8 | 2 | 0 | 1.0098e-08 | 1.2705e-08
6 | 7 | 9 | 2 | 0 | 2.6365e-08 | 3.3171e-08
6 | 7 | 10 | 2 | 0 | 1.2033e-07 | 1.5139e-07
6 | 7 | 11 | 2 | 0 | 2.3185e-07 | 2.917e-07
6 | 7 | 12 | 2 | 0 | 4.2652e-07 | 5.3663e-07
6 | 7 | 13 | 2 | 0 | 6.615e-07 | 8.3227e-07
6 | 7 | 14 | 2 | 0 | 6.9476e-07 | 8.7411e-07
6 | 7 | 15 | 2 | 0 | 7.7627e-07 | 9.7667e-07
6 | 7 | 16 | 2 | 0 | 7.8204e-07 | 9.8393e-07
6 | 7 | 17 | 2 | 0 | 4.894e-07 | 6.1575e-07
6 | 7 | 18 | 2 | 0 | 1.8264e-07 | 2.2979e-07
6 | 7 | 19 | 2 | 0 | 4.6775e-08 | 5.885e-08
6 | 7 | 20 | 2 | 0 | 2.2028e-08 | 2.7715e-08
6 | 7 | 21 | 2 | 0 | 4.9355e-09 | 6.2096e-09
6 | 7 | 22 | 2 | 0 | 0 | 0
6 | 7 | 23 | 2 | 0 | 0 | 0
6 | 8 | 0 | 3 | 0 | 0 | 0
6 | 8 | 1 | 3 | 0 | 0 | 0
6 | 8 | 2 | 3 | 0 | 0 | 0
6 | 8 | 3 | 3 | 0 | 0 | 0
6 | 8 | 4 | 3 | 0 | 0 | 0
6 | 8 | 5 | 3 | 0 | 0 | 0
6 | 8 | 6 | 3 | 0 | 0 | 0
6 | 8 | 7 | 3 | 0 | 0 | 0
6 | 8 | 8 | 3 | 0 | 0 | 0
6 | 8 | 9 | 3 | 0 | 1.4615e-09 | 1.8388e-09
6 | 8 | 10 | 3 | 0 | 3.5674e-09 | 4.4883e-09
6 | 8 | 11 | 3 | 0 | 6.8866e-09 | 8.6643e-09
6 | 8 | 12 | 3 | 0 | 1.997e-08 | 2.5125e-08
6 | 8 | 13 | 3 | 0 | 3.1168e-08 | 3.9214e-08
6 | 8 | 14 | 3 | 0 | 6.7728e-08 | 8.5212e-08
6 | 8 | 15 | 3 | 0 | 1.3547e-07 | 1.7044e-07
6 | 8 | 16 | 3 | 0 | 1.8951e-07 | 2.3843e-07
6 | 8 | 17 | 3 | 0 | 1.9234e-07 | 2.4199e-07
6 | 8 | 18 | 3 | 0 | 1.024e-07 | 1.2883e-07
6 | 8 | 19 | 3 | 0 | 2.5735e-08 | 3.2378e-08
6 | 8 | 20 | 3 | 0 | 1.2749e-08 | 1.604e-08
6 | 8 | 21 | 3 | 0 | 2.3535e-09 | 2.961e-09
6 | 8 | 22 | 3 | 0 | 0 | 0
6 | 8 | 23 | 3 | 0 | 0 | 0
6 | 9 | 0 | 4 | 0 | 0 | 0
6 | 9 | 1 | 4 | 0 | 0 | 0
6 | 9 | 2 | 4 | 0 | 0 | 0
6 | 9 | 3 | 4 | 0 | 0 | 0
6 | 9 | 4 | 4 | 0 | 0 | 0
6 | 9 | 5 | 4 | 0 | 0 | 0
6 | 9 | 6 | 4 | 0 | 0 | 0
6 | 9 | 7 | 4 | 0 | 0 | 0
6 | 9 | 8 | 4 | 0 | 1.0839e-09 | 1.3637e-09
6 | 9 | 9 | 4 | 0 | 3.848e-09 | 4.8413e-09
6 | 9 | 10 | 4 | 0 | 1.0264e-08 | 1.2913e-08
6 | 9 | 11 | 4 | 0 | 2.657e-08 | 3.3429e-08
6 | 9 | 12 | 4 | 0 | 5.5497e-08 | 6.9823e-08
6 | 9 | 13 | 4 | 0 | 2.3516e-07 | 2.9587e-07
6 | 9 | 14 | 4 | 0 | 5.813e-07 | 7.3136e-07
6 | 9 | 15 | 4 | 0 | 1.0369e-06 | 1.3046e-06
6 | 9 | 16 | 4 | 0 | 2.2095e-06 | 2.7799e-06
6 | 9 | 17 | 4 | 0 | 2.4875e-06 | 3.1297e-06
6 | 9 | 18 | 4 | 0 | 9.377e-07 | 1.1798e-06
6 | 9 | 19 | 4 | 0 | 3.0341e-07 | 3.8174e-07
6 | 9 | 20 | 4 | 0 | 1.1396e-07 | 1.4338e-07
6 | 9 | 21 | 4 | 0 | 2.088e-08 | 2.627e-08
6 | 9 | 22 | 4 | 0 | 1.2337e-09 | 1.5522e-09
6 | 9 | 23 | 4 | 0 | 0 | 0
6 | 10 | 0 | 5 | 0 | 0 | 0
6 | 10 | 1 | 5 | 0 | 0 | 0
6 | 10 | 2 | 5 | 0 | 0 | 0
6 | 10 | 3 | 5 | 0 | 0 | 0
6 | 10 | 4 | 5 | 0 | 0 | 0
6 | 10 | 5 | 5 | 0 | 0 | 0
6 | 10 | 6 | 5 | 0 | 0 | 0
6 | 10 | 7 | 5 | 0 | 0 | 0
6 | 10 | 8 | 5 | 0 | 3.3597e-09 | 4.2269e-09
6 | 10 | 9 | 5 | 0 | 1.9954e-08 | 2.5105e-08
6 | 10 | 10 | 5 | 0 | 1.1155e-07 | 1.4035e-07
6 | 10 | 11 | 5 | 0 | 4.8639e-07 | 6.1196e-07
6 | 10 | 12 | 5 | 0 | 2.441e-06 | 3.0712e-06
6 | 10 | 13 | 5 | 0 | 1.0629e-05 | 1.3373e-05
6 | 10 | 14 | 5 | 0 | 2.956e-05 | 3.719e-05
6 | 10 | 15 | 5 | 0 | 7.2488e-05 | 9.12e-05
6 | 10 | 16 | 5 | 0 | 6.932e-05 | 8.7216e-05
6 | 10 | 17 | 5 | 0 | 3.6585e-05 | 4.6029e-05
6 | 10 | 18 | 5 | 0 | 1.415e-05 | 1.7803e-05
6 | 10 | 19 | 5 | 0 | 3.9545e-06 | 4.9753e-06
6 | 10 | 20 | 5 | 0 | 1.2351e-06 | 1.554e-06
6 | 10 | 21 | 5 | 0 | 3.1446e-07 | 3.9564e-07
6 | 10 | 22 | 5 | 0 | 2.4167e-08 | 3.0405e-08
6 | 10 | 23 | 5 | 0 | 2.6863e-09 | 3.3797e-09
6 | 11 | 0 | 6 | 1 | 0 | 0
6 | 11 | 1 | 6 | 1 | 0 | 0
6 | 11 | 2 | 6 | 1 | 0 | 0
6 | 11 | 3 | 6 | 1 | 0 | 0
6 | 11 | 4 | 6 | 1 | 0 | 0
6 | 11 | 5 | 6 | 1 | 0 | 0
6 | 11 | 6 | 6 | 1 | 0 | 0
6 | 11 | 7 | 6 | 1 | 0 | 0
6 | 11 | 8 | 6 | 1 | 3.6554e-09 | 4.5991e-09
6 | 11 | 9 | 6 | 1 | 4.1241e-08 | 5.1888e-08
6 | 11 | 10 | 6 | 1 | 2.9926e-07 | 3.7651e-07
6 | 11 | 11 | 6 | 1 | 1.126e-06 | 1.4167e-06
6 | 11 | 12 | 6 | 1 | 4.8106e-06 | 6.0524e-06
6 | 11 | 13 | 6 | 1 | 8.6837e-06 | 1.0925e-05
6 | 11 | 14 | 6 | 1 | 2.5284e-05 | 3.1811e-05
6 | 11 | 15 | 6 | 1 | 3.8007e-05 | 4.7819e-05
6 | 11 | 16 | 6 | 1 | 3.6597e-05 | 4.6044e-05
6 | 11 | 17 | 6 | 1 | 2.3457e-05 | 2.9513e-05
6 | 11 | 18 | 6 | 1 | 1.9501e-05 | 2.4536e-05
6 | 11 | 19 | 6 | 1 | 4.837e-06 | 6.0857e-06
6 | 11 | 20 | 6 | 1 | 1.8243e-06 | 2.2952e-06
6 | 11 | 21 | 6 | 1 | 2.4969e-07 | 3.1415e-07
6 | 11 | 22 | 6 | 1 | 2.1033e-08 | 2.6463e-08
6 | 11 | 23 | 6 | 1 | 1.5444e-09 | 1.9431e-09
6 | 12 | 0 | 7 | 1 | 0 | 0
6 | 12 | 1 | 7 | 1 | 0 | 0
6 | 12 | 2 | 7 | 1 | 0 | 0
6 | 12 | 3 | 7 | 1 | 0 | 0
6 | 12 | 4 | 7 | 1 | 0 | 0
6 | 12 | 5 | 7 | 1 | 0 | 0
6 | 12 | 6 | 7 | 1 | 0 | 0
6 | 12 | 7 | 7 | 1 | 0 | 0
6 | 12 | 8 | 7 | 1 | 2.599e-09 | 3.2699e-09
6 | 12 | 9 | 7 | 1 | 4.4606e-08 | 5.6121e-08
6 | 12 | 10 | 7 | 1 | 3.0381e-07 | 3.8225e-07
6 | 12 | 11 | 7 | 1 | 1.7376e-06 | 2.1861e-06
6 | 12 | 12 | 7 | 1 | 4.9436e-06 | 6.2198e-06
6 | 12 | 13 | 7 | 1 | 1.8559e-05 | 2.335e-05
6 | 12 | 14 | 7 | 1 | 5.368e-05 | 6.7537e-05
6 | 12 | 15 | 7 | 1 | 6.7377e-05 | 8.4771e-05
6 | 12 | 16 | 7 | 1 | 5.0871e-05 | 6.4003e-05
6 | 12 | 17 | 7 | 1 | 1.5441e-05 | 1.9427e-05
6 | 12 | 18 | 7 | 1 | 2.6731e-06 | 3.3632e-06
6 | 12 | 19 | 7 | 1 | 7.2374e-07 | 9.1057e-07
6 | 12 | 20 | 7 | 1 | 3.9471e-07 | 4.9661e-07
6 | 12 | 21 | 7 | 1 | 7.5009e-08 | 9.4373e-08
6 | 12 | 22 | 7 | 1 | 1.1702e-08 | 1.4723e-08
6 | 12 | 23 | 7 | 1 | 1.244e-09 | 1.5652e-09
6 | 13 | 0 | 1 | 0 | 0 | 0
6 | 13 | 1 | 1 | 0 | 0 | 0
6 | 13 | 2 | 1 | 0 | 0 | 0
6 | 13 | 3 | 1 | 0 | 0 | 0
6 | 13 | 4 | 1 | 0 | 0 | 0
6 | 13 | 5 | 1 | 0 | 0 | 0
6 | 13 | 6 | 1 | 0 | 7.3712e-10 | 9.2741e-10
6 | 13 | 7 | 1 | 0 | 5.2344e-09 | 6.5857e-09
6 | 13 | 8 | 1 | 0 | 3.8418e-08 | 4.8336e-08
6 | 13 | 9 | 1 | 0 | 1.9823e-07 | 2.494e-07
6 | 13 | 10 | 1 | 0 | 8.7489e-07 | 1.1007e-06
6 | 13 | 11 | 1 | 0 | 7.881e-06 | 9.9154e-06
6 | 13 | 12 | 1 | 0 | 2.8516e-05 | 3.5878e-05
6 | 13 | 13 | 1 | 0 | 9.4839e-05 | 0.00011932
6 | 13 | 14 | 1 | 0 | 0.00026999 | 0.00033969
6 | 13 | 15 | 1 | 0 | 0.00040501 | 0.00050957
6 | 13 | 16 | 1 | 0 | 0.00037956 | 0.00047755
6 | 13 | 17 | 1 | 0 | 0.00032351 | 0.00040703
6 | 13 | 18 | 1 | 0 | 0.0001136 | 0.00014293
6 | 13 | 19 | 1 | 0 | 2.4192e-05 | 3.0437e-05
6 | 13 | 20 | 1 | 0 | 6.9372e-06 | 8.728e-06
6 | 13 | 21 | 1 | 0 | 1.0278e-06 | 1.2932e-06
6 | 13 | 22 | 1 | 0 | 5.6257e-08 | 7.078e-08
6 | 13 | 23 | 1 | 0 | 4.5031e-09 | 5.6656e-09
6 | 14 | 0 | 2 | 0 | 4.878e-10 | 6.1372e-10
6 | 14 | 1 | 2 | 0 | 0 | 0
6 | 14 | 2 | 2 | 0 | 0 | 0
6 | 14 | 3 | 2 | 0 | 0 | 0
6 | 14 | 4 | 2 | 0 | 0 | 0
6 | 14 | 5 | 2 | 0 | 0 | 0
6 | 14 | 6 | 2 | 0 | 1.6121e-09 | 2.0283e-09
6 | 14 | 7 | 2 | 0 | 1.0253e-08 | 1.29e-08
6 | 14 | 8 | 2 | 0 | 7.3962e-08 | 9.3056e-08
6 | 14 | 9 | 2 | 0 | 5.488e-07 | 6.9047e-07
6 | 14 | 10 | 2 | 0 | 8.3467e-06 | 1.0501e-05
6 | 14 | 11 | 2 | 0 | 5.8872e-05 | 7.407e-05
6 | 14 | 12 | 2 | 0 | 0.00017695 | 0.00022263
6 | 14 | 13 | 2 | 0 | 0.0005341 | 0.00067197
6 | 14 | 14 | 2 | 0 | 0.00073186 | 0.00092078
6 | 14 | 15 | 2 | 0 | 0.0005603 | 0.00070495
6 | 14 | 16 | 2 | 0 | 0.00012613 | 0.00015869
6 | 14 | 17 | 2 | 0 | 2.634e-05 | 3.3139e-05
6 | 14 | 18 | 2 | 0 | 3.0042e-06 | 3.7798e-06
6 | 14 | 19 | 2 | 0 | 7.0867e-07 | 8.9161e-07
6 | 14 | 20 | 2 | 0 | 4.0555e-07 | 5.1024e-07
6 | 14 | 21 | 2 | 0 | 1.1481e-07 | 1.4445e-07
6 | 14 | 22 | 2 | 0 | 1.2649e-08 | 1.5915e-08
6 | 14 | 23 | 2 | 0 | 1.244e-09 | 1.5652e-09
6 | 15 | 0 | 3 | 0 | 0 | 0
6 | 15 | 1 | 3 | 0 | 0 | 0
6 | 15 | 2 | 3 | 0 | 0 | 0
6 | 15 | 3 | 3 | 0 | 0 | 0
6 | 15 | 4 | 3 | 0 | 0 | 0
6 | 15 | 5 | 3 | 0 | 0 | 0
6 | 15 | 6 | 3 | 0 | 4.3938e-09 | 5.528e-09
6 | 15 | 7 | 3 | 0 | 1.6015e-08 | 2.0149e-08
6 | 15 | 8 | 3 | 0 | 1.404e-07 | 1.7664e-07
6 | 15 | 9 | 3 | 0 | 1.1248e-06 | 1.4152e-06
6 | 15 | 10 | 3 | 0 | 6.0798e-06 | 7.6493e-06
6 | 15 | 11 | 3 | 0 | 3.2229e-05 | 4.0549e-05
6 | 15 | 12 | 3 | 0 | 0.00013242 | 0.0001666
6 | 15 | 13 | 3 | 0 | 0.0001522 | 0.00019149
6 | 15 | 14 | 3 | 0 | 0.00022498 | 0.00028305
6 | 15 | 15 | 3 | 0 | 0.00013921 | 0.00017515
6 | 15 | 16 | 3 | 0 | 6.1796e-05 | 7.7749e-05
6 | 15 | 17 | 3 | 0 | 1.9006e-05 | 2.3912e-05
6 | 15 | 18 | 3 | 0 | 7.9695e-06 | 1.0027e-05
6 | 15 | 19 | 3 | 0 | 3.0443e-06 | 3.8302e-06
6 | 15 | 20 | 3 | 0 | 7.187e-07 | 9.0423e-07
6 | 15 | 21 | 3 | 0 | 1.1311e-07 | 1.4231e-07
6 | 15 | 22 | 3 | 0 | 1.1787e-08 | 1.483e-08
6 | 15 | 23 | 3 | 0 | 1.0354e-09 | 1.3028e-09
6 | 16 | 0 | 4 | 0 | 0 | 0
6 | 16 | 1 | 4 | 0 | 0 | 0
6 | 16 | 2 | 4 | 0 | 0 | 0
6 | 16 | 3 | 4 | 0 | 0 | 0
6 | 16 | 4 | 4 | 0 | 0 | 0
6 | 16 | 5 | 4 | 0 | 0 | 0
6 | 16 | 6 | 4 | 0 | 1.6945e-09 | 2.1319e-09
6 | 16 | 7 | 4 | 0 | 1.3587e-08 | 1.7094e-08
6 | 16 | 8 | 4 | 0 | 1.0244e-07 | 1.2888e-07
6 | 16 | 9 | 4 | 0 | 7.9286e-07 | 9.9754e-07
6 | 16 | 10 | 4 | 0 | 1.1801e-05 | 1.4847e-05
6 | 16 | 11 | 4 | 0 | 0.0001262 | 0.00015878
6 | 16 | 12 | 4 | 0 | 0.00048361 | 0.00060845
6 | 16 | 13 | 4 | 0 | 0.0012035 | 0.0015142
6 | 16 | 14 | 4 | 0 | 0.0029157 | 0.0036683
6 | 16 | 15 | 4 | 0 | 0.0034563 | 0.0043486
6 | 16 | 16 | 4 | 0 | 0.0029403 | 0.0036993
6 | 16 | 17 | 4 | 0 | 0.0023052 | 0.0029003
6 | 16 | 18 | 4 | 0 | 0.0010102 | 0.0012709
6 | 16 | 19 | 4 | 0 | 0.00021386 | 0.00026907
6 | 16 | 20 | 4 | 0 | 5.2377e-05 | 6.5898e-05
6 | 16 | 21 | 4 | 0 | 7.9189e-06 | 9.9632e-06
6 | 16 | 22 | 4 | 0 | 5.401e-07 | 6.7953e-07
6 | 16 | 23 | 4 | 0 | 4.3846e-08 | 5.5165e-08
6 | 17 | 0 | 5 | 0 | 4.5828e-09 | 5.7659e-09
6 | 17 | 1 | 5 | 0 | 8.4917e-10 | 1.0684e-09
6 | 17 | 2 | 5 | 0 | 0 | 0
6 | 17 | 3 | 5 | 0 | 0 | 0
6 | 17 | 4 | 5 | 0 | 0 | 0
6 | 17 | 5 | 5 | 0 | 0 | 0
6 | 17 | 6 | 5 | 0 | 1.6945e-09 | 2.1319e-09
6 | 17 | 7 | 5 | 0 | 3.9716e-09 | 4.9969e-09
6 | 17 | 8 | 5 | 0 | 1.8567e-08 | 2.336e-08
6 | 17 | 9 | 5 | 0 | 6.0482e-08 | 7.6095e-08
6 | 17 | 10 | 5 | 0 | 1.7455e-07 | 2.1962e-07
6 | 17 | 11 | 5 | 0 | 7.1907e-07 | 9.047e-07
6 | 17 | 12 | 5 | 0 | 1.3983e-06 | 1.7593e-06
6 | 17 | 13 | 5 | 0 | 2.1651e-06 | 2.724e-06
6 | 17 | 14 | 5 | 0 | 3.3425e-06 | 4.2053e-06
6 | 17 | 15 | 5 | 0 | 3.2564e-06 | 4.0971e-06
6 | 17 | 16 | 5 | 0 | 4.1656e-06 | 5.241e-06
6 | 17 | 17 | 5 | 0 | 3.1704e-06 | 3.9888e-06
6 | 17 | 18 | 5 | 0 | 1.5452e-06 | 1.9441e-06
6 | 17 | 19 | 5 | 0 | 5.2496e-07 | 6.6048e-07
6 | 17 | 20 | 5 | 0 | 2.1585e-07 | 2.7157e-07
6 | 17 | 21 | 5 | 0 | 6.5172e-08 | 8.1996e-08
6 | 17 | 22 | 5 | 0 | 6.598e-09 | 8.3012e-09
6 | 17 | 23 | 5 | 0 | 3.2264e-10 | 4.0593e-10
6 | 18 | 0 | 6 | 1 | 0 | 0
6 | 18 | 1 | 6 | 1 | 0 | 0
6 | 18 | 2 | 6 | 1 | 0 | 0
6 | 18 | 3 | 6 | 1 | 0 | 0
6 | 18 | 4 | 6 | 1 | 0 | 0
6 | 18 | 5 | 6 | 1 | 0 | 0
6 | 18 | 6 | 6 | 1 | 0 | 0
6 | 18 | 7 | 6 | 1 | 0 | 0
6 | 18 | 8 | 6 | 1 | 8.5038e-10 | 1.0699e-09
6 | 18 | 9 | 6 | 1 | 9.6199e-09 | 1.2103e-08
6 | 18 | 10 | 6 | 1 | 4.8751e-08 | 6.1336e-08
6 | 18 | 11 | 6 | 1 | 1.9108e-07 | 2.4041e-07
6 | 18 | 12 | 6 | 1 | 5.452e-07 | 6.8594e-07
6 | 18 | 13 | 6 | 1 | 1.5359e-06 | 1.9324e-06
6 | 18 | 14 | 6 | 1 | 3.5473e-06 | 4.463e-06
6 | 18 | 15 | 6 | 1 | 7.0716e-06 | 8.8971e-06
6 | 18 | 16 | 6 | 1 | 7.976e-06 | 1.0035e-05
6 | 18 | 17 | 6 | 1 | 6.3815e-06 | 8.0289e-06
6 | 18 | 18 | 6 | 1 | 2.9838e-06 | 3.7541e-06
6 | 18 | 19 | 6 | 1 | 8.261e-07 | 1.0394e-06
6 | 18 | 20 | 6 | 1 | 1.8657e-07 | 2.3473e-07
6 | 18 | 21 | 6 | 1 | 3.6052e-08 | 4.5359e-08
6 | 18 | 22 | 6 | 1 | 3.0486e-09 | 3.8355e-09
6 | 18 | 23 | 6 | 1 | 0 | 0
6 | 19 | 0 | 7 | 1 | 0 | 0
6 | 19 | 1 | 7 | 1 | 0 | 0
6 | 19 | 2 | 7 | 1 | 0 | 0
6 | 19 | 3 | 7 | 1 | 0 | 0
6 | 19 | 4 | 7 | 1 | 0 | 0
6 | 19 | 5 | 7 | 1 | 0 | 0
6 | 19 | 6 | 7 | 1 | 0 | 0
6 | 19 | 7 | 7 | 1 | 0 | 0
6 | 19 | 8 | 7 | 1 | 0 | 0
6 | 19 | 9 | 7 | 1 | 2.2336e-09 | 2.8102e-09
6 | 19 | 10 | 7 | 1 | 1.8874e-08 | 2.3746e-08
6 | 19 | 11 | 7 | 1 | 8.8457e-08 | 1.1129e-07
6 | 19 | 12 | 7 | 1 | 3.7865e-07 | 4.764e-07
6 | 19 | 13 | 7 | 1 | 9.5183e-07 | 1.1975e-06
6 | 19 | 14 | 7 | 1 | 3.4327e-06 | 4.3189e-06
6 | 19 | 15 | 7 | 1 | 5.1786e-06 | 6.5155e-06
6 | 19 | 16 | 7 | 1 | 7.8241e-06 | 9.8439e-06
6 | 19 | 17 | 7 | 1 | 9.7419e-06 | 1.2257e-05
6 | 19 | 18 | 7 | 1 | 5.2458e-06 | 6.6e-06
6 | 19 | 19 | 7 | 1 | 2.0511e-06 | 2.5805e-06
6 | 19 | 20 | 7 | 1 | 1.0203e-06 | 1.2837e-06
6 | 19 | 21 | 7 | 1 | 2.1736e-07 | 2.7347e-07
6 | 19 | 22 | 7 | 1 | 2.7604e-08 | 3.473e-08
6 | 19 | 23 | 7 | 1 | 3.1502e-09 | 3.9634e-09
6 | 20 | 0 | 1 | 0 | 0 | 0
6 | 20 | 1 | 1 | 0 | 0 | 0
6 | 20 | 2 | 1 | 0 | 0 | 0
6 | 20 | 3 | 1 | 0 | 0 | 0
6 | 20 | 4 | 1 | 0 | 0 | 0
6 | 20 | 5 | 1 | 0 | 5.5313e-10 | 6.9593e-10
6 | 20 | 6 | 1 | 0 | 5.0239e-09 | 6.3209e-09
6 | 20 | 7 | 1 | 0 | 2.3088e-08 | 2.9049e-08
6 | 20 | 8 | 1 | 0 | 1.9948e-07 | 2.5098e-07
6 | 20 | 9 | 1 | 0 | 1.546e-06 | 1.9451e-06
6 | 20 | 10 | 1 | 0 | 1.0368e-05 | 1.3044e-05
6 | 20 | 11 | 1 | 0 | 8.2543e-05 | 0.00010385
6 | 20 | 12 | 1 | 0 | 0.00035246 | 0.00044345
6 | 20 | 13 | 1 | 0 | 0.00085249 | 0.0010726
6 | 20 | 14 | 1 | 0 | 0.0014041 | 0.0017666
6 | 20 | 15 | 1 | 0 | 0.0014112 | 0.0017755
6 | 20 | 16 | 1 | 0 | 0.0019864 | 0.0024991
6 | 20 | 17 | 1 | 0 | 0.0014036 | 0.0017659
6 | 20 | 18 | 1 | 0 | 0.00060246 | 0.00075799
6 | 20 | 19 | 1 | 0 | 0.0001927 | 0.00024245
6 | 20 | 20 | 1 | 0 | 7.8777e-05 | 9.9113e-05
6 | 20 | 21 | 1 | 0 | 9.0168e-06 | 1.1345e-05
6 | 20 | 22 | 1 | 0 | 7.187e-07 | 9.0423e-07
6 | 20 | 23 | 1 | 0 | 9.1755e-08 | 1.1544e-07
6 | 21 | 0 | 2 | 0 | 1.6537e-08 | 2.0805e-08
6 | 21 | 1 | 2 | 0 | 5.2313e-09 | 6.5818e-09
6 | 21 | 2 | 2 | 0 | 2.1132e-09 | 2.6587e-09
6 | 21 | 3 | 2 | 0 | 1.2337e-09 | 1.5522e-09
6 | 21 | 4 | 2 | 0 | 2.799e-09 | 3.5215e-09
6 | 21 | 5 | 2 | 0 | 8.0539e-09 | 1.0133e-08
6 | 21 | 6 | 2 | 0 | 5.5834e-08 | 7.0247e-08
6 | 21 | 7 | 2 | 0 | 4.7231e-07 | 5.9423e-07
6 | 21 | 8 | 2 | 0 | 3.4304e-06 | 4.316e-06
6 | 21 | 9 | 2 | 0 | 2.9735e-05 | 3.7411e-05
6 | 21 | 10 | 2 | 0 | 0.0002455 | 0.00030888
6 | 21 | 11 | 2 | 0 | 0.0006179 | 0.00077741
6 | 21 | 12 | 2 | 0 | 0.00093983 | 0.0011824
6 | 21 | 13 | 2 | 0 | 0.00059036 | 0.00074276
6 | 21 | 14 | 2 | 0 | 0.00075852 | 0.00095433
6 | 21 | 15 | 2 | 0 | 0.00037099 | 0.00046677
6 | 21 | 16 | 2 | 0 | 0.00037951 | 0.00047748
6 | 21 | 17 | 2 | 0 | 0.00022731 | 0.00028599
6 | 21 | 18 | 2 | 0 | 0.00013092 | 0.00016472
6 | 21 | 19 | 2 | 0 | 3.9892e-05 | 5.019e-05
6 | 21 | 20 | 2 | 0 | 8.8415e-06 | 1.1124e-05
6 | 21 | 21 | 2 | 0 | 1.7718e-06 | 2.2292e-06
6 | 21 | 22 | 2 | 0 | 1.7177e-07 | 2.1611e-07
6 | 21 | 23 | 2 | 0 | 1.2854e-08 | 1.6173e-08
6 | 22 | 0 | 3 | 0 | 3.5612e-09 | 4.4805e-09
6 | 22 | 1 | 3 | 0 | 8.5684e-10 | 1.078e-09
6 | 22 | 2 | 3 | 0 | 0 | 0
6 | 22 | 3 | 3 | 0 | 0 | 0
6 | 22 | 4 | 3 | 0 | 9.5464e-10 | 1.2011e-09
6 | 22 | 5 | 3 | 0 | 3.3876e-09 | 4.2621e-09
6 | 22 | 6 | 3 | 0 | 1.3056e-08 | 1.6426e-08
6 | 22 | 7 | 3 | 0 | 6.8692e-08 | 8.6424e-08
6 | 22 | 8 | 3 | 0 | 1.7853e-07 | 2.2461e-07
6 | 22 | 9 | 3 | 0 | 2.8585e-07 | 3.5964e-07
6 | 22 | 10 | 3 | 0 | 3.8134e-07 | 4.7979e-07
6 | 22 | 11 | 3 | 0 | 7.2436e-07 | 9.1135e-07
6 | 22 | 12 | 3 | 0 | 1.6139e-06 | 2.0305e-06
6 | 22 | 13 | 3 | 0 | 3.2564e-06 | 4.0971e-06
6 | 22 | 14 | 3 | 0 | 7.4811e-06 | 9.4123e-06
6 | 22 | 15 | 3 | 0 | 2.3914e-05 | 3.0087e-05
6 | 22 | 16 | 3 | 0 | 4.7084e-05 | 5.9239e-05
6 | 22 | 17 | 3 | 0 | 8.2467e-05 | 0.00010376
6 | 22 | 18 | 3 | 0 | 5.8808e-05 | 7.3989e-05
6 | 22 | 19 | 3 | 0 | 2.6661e-05 | 3.3544e-05
6 | 22 | 20 | 3 | 0 | 1.6709e-05 | 2.1023e-05
6 | 22 | 21 | 3 | 0 | 4.0832e-06 | 5.1373e-06
6 | 22 | 22 | 3 | 0 | 4.1716e-07 | 5.2485e-07
6 | 22 | 23 | 3 | 0 | 6.9206e-08 | 8.7071e-08
6 | 23 | 0 | 4 | 0 | 1.2649e-08 | 1.5915e-08
6 | 23 | 1 | 4 | 0 | 3.6794e-09 | 4.6293e-09
6 | 23 | 2 | 4 | 0 | 2.291e-09 | 2.8824e-09
6 | 23 | 3 | 4 | 0 | 1.5444e-09 | 1.9431e-09
6 | 23 | 4 | 4 | 0 | 3.6247e-09 | 4.5604e-09
6 | 23 | 5 | 4 | 0 | 1.6252e-08 | 2.0447e-08
6 | 23 | 6 | 4 | 0 | 7.3368e-08 | 9.2308e-08
6 | 23 | 7 | 4 | 0 | 4.2591e-07 | 5.3585e-07
6 | 23 | 8 | 4 | 0 | 3.1292e-06 | 3.937e-06
6 | 23 | 9 | 4 | 0 | 2.6201e-05 | 3.2965e-05
6 | 23 | 10 | 4 | 0 | 0.00020943 | 0.0002635
6 | 23 | 11 | 4 | 0 | 0.00068313 | 0.00085948
6 | 23 | 12 | 4 | 0 | 0.0022338 | 0.0028105
6 | 23 | 13 | 4 | 0 | 0.0029947 | 0.0037678
6 | 23 | 14 | 4 | 0 | 0.0041614 | 0.0052356
6 | 23 | 15 | 4 | 0 | 0.001712 | 0.002154
6 | 23 | 16 | 4 | 0 | 0.00021743 | 0.00027355
6 | 23 | 17 | 4 | 0 | 2.9336e-05 | 3.6909e-05
6 | 23 | 18 | 4 | 0 | 6.493e-06 | 8.1692e-06
6 | 23 | 19 | 4 | 0 | 2.2809e-06 | 2.8697e-06
6 | 23 | 20 | 4 | 0 | 7.1352e-07 | 8.9772e-07
6 | 23 | 21 | 4 | 0 | 1.629e-07 | 2.0495e-07
6 | 23 | 22 | 4 | 0 | 2.151e-08 | 2.7063e-08
6 | 23 | 23 | 4 | 0 | 2.9456e-09 | 3.7061e-09
6 | 24 | 0 | 5 | 0 | 1.2033e-09 | 1.5139e-09
6 | 24 | 1 | 5 | 0 | 0 | 0
6 | 24 | 2 | 5 | 0 | 0 | 0
6 | 24 | 3 | 5 | 0 | 0 | 0
6 | 24 | 4 | 5 | 0 | 0 | 0
6 | 24 | 5 | 5 | 0 | 5.0716e-10 | 6.3808e-10
6 | 24 | 6 | 5 | 0 | 4.5426e-09 | 5.7153e-09
6 | 24 | 7 | 5 | 0 | 1.841e-08 | 2.3163e-08
6 | 24 | 8 | 5 | 0 | 7.96e-08 | 1.0015e-07
6 | 24 | 9 | 5 | 0 | 3.9492e-07 | 4.9686e-07
6 | 24 | 10 | 5 | 0 | 2.0934e-06 | 2.6338e-06
6 | 24 | 11 | 5 | 0 | 9.0271e-06 | 1.1357e-05
6 | 24 | 12 | 5 | 0 | 3.5905e-05 | 4.5174e-05
6 | 24 | 13 | 5 | 0 | 6.6632e-05 | 8.3833e-05
6 | 24 | 14 | 5 | 0 | 8.7638e-05 | 0.00011026
6 | 24 | 15 | 5 | 0 | 0.00016747 | 0.00021071
6 | 24 | 16 | 5 | 0 | 0.00020032 | 0.00025203
6 | 24 | 17 | 5 | 0 | 8.6563e-05 | 0.00010891
6 | 24 | 18 | 5 | 0 | 4.139e-05 | 5.2075e-05
6 | 24 | 19 | 5 | 0 | 7.4736e-06 | 9.4029e-06
6 | 24 | 20 | 5 | 0 | 3.2326e-06 | 4.0671e-06
6 | 24 | 21 | 5 | 0 | 5.6414e-07 | 7.0978e-07
6 | 24 | 22 | 5 | 0 | 3.2847e-08 | 4.1327e-08
6 | 24 | 23 | 5 | 0 | 5.804e-09 | 7.3023e-09
6 | 25 | 0 | 6 | 1 | 0 | 0
6 | 25 | 1 | 6 | 1 | 0 | 0
6 | 25 | 2 | 6 | 1 | 0 | 0
6 | 25 | 3 | 6 | 1 | 0 | 0
6 | 25 | 4 | 6 | 1 | 0 | 0
6 | 25 | 5 | 6 | 1 | 0 | 0
6 | 25 | 6 | 6 | 1 | 0 | 0
6 | 25 | 7 | 6 | 1 | 0 | 0
6 | 25 | 8 | 6 | 1 | 6.8199e-09 | 8.5805e-09
6 | 25 | 9 | 6 | 1 | 9.8479e-08 | 1.239e-07
6 | 25 | 10 | 6 | 1 | 7.1453e-07 | 8.9899e-07
6 | 25 | 11 | 6 | 1 | 1.987e-06 | 2.5e-06
6 | 25 | 12 | 6 | 1 | 8.3467e-06 | 1.0501e-05
6 | 25 | 13 | 6 | 1 | 2.1188e-05 | 2.6657e-05
6 | 25 | 14 | 6 | 1 | 4.2429e-05 | 5.3382e-05
6 | 25 | 15 | 6 | 1 | 8.1096e-05 | 0.00010203
6 | 25 | 16 | 6 | 1 | 0.00014308 | 0.00018002
6 | 25 | 17 | 6 | 1 | 0.0001082 | 0.00013614
6 | 25 | 18 | 6 | 1 | 3.845e-05 | 4.8376e-05
6 | 25 | 19 | 6 | 1 | 9.8635e-06 | 1.241e-05
6 | 25 | 20 | 6 | 1 | 3.7058e-06 | 4.6625e-06
6 | 25 | 21 | 6 | 1 | 4.8906e-07 | 6.1531e-07
6 | 25 | 22 | 6 | 1 | 5.2344e-08 | 6.5857e-08
6 | 25 | 23 | 6 | 1 | 5.6683e-09 | 7.1315e-09
6 | 26 | 0 | 7 | 1 | 5.4866e-10 | 6.903e-10
6 | 26 | 1 | 7 | 1 | 0 | 0
6 | 26 | 2 | 7 | 1 | 0 | 0
6 | 26 | 3 | 7 | 1 | 0 | 0
6 | 26 | 4 | 7 | 1 | 0 | 0
6 | 26 | 5 | 7 | 1 | 0 | 0
6 | 26 | 6 | 7 | 1 | 0 | 0
6 | 26 | 7 | 7 | 1 | 0 | 0
6 | 26 | 8 | 7 | 1 | 8.9237e-09 | 1.1227e-08
6 | 26 | 9 | 7 | 1 | 1.3948e-07 | 1.7548e-07
6 | 26 | 10 | 7 | 1 | 9.7194e-07 | 1.2228e-06
6 | 26 | 11 | 7 | 1 | 8.7374e-06 | 1.0993e-05
6 | 26 | 12 | 7 | 1 | 3.4764e-05 | 4.3738e-05
6 | 26 | 13 | 7 | 1 | 8.8687e-05 | 0.00011158
6 | 26 | 14 | 7 | 1 | 9.9916e-05 | 0.00012571
6 | 26 | 15 | 7 | 1 | 7.3321e-05 | 9.2248e-05
6 | 26 | 16 | 7 | 1 | 7.0888e-05 | 8.9187e-05
6 | 26 | 17 | 7 | 1 | 6.5854e-05 | 8.2854e-05
6 | 26 | 18 | 7 | 1 | 4.6527e-05 | 5.8538e-05
6 | 26 | 19 | 7 | 1 | 1.6112e-05 | 2.0272e-05
6 | 26 | 20 | 7 | 1 | 9.3103e-06 | 1.1714e-05
6 | 26 | 21 | 7 | 1 | 1.8502e-06 | 2.3279e-06
6 | 26 | 22 | 7 | 1 | 2.2992e-07 | 2.8927e-07
6 | 26 | 23 | 7 | 1 | 2.3084e-08 | 2.9043e-08
6 | 27 | 0 | 1 | 0 | 4.6628e-09 | 5.8665e-09
6 | 27 | 1 | 1 | 0 | 1.1209e-09 | 1.4102e-09
6 | 27 | 2 | 1 | 0 | 5.0344e-10 | 6.334e-10
6 | 27 | 3 | 1 | 0 | 0 | 0
6 | 27 | 4 | 1 | 0 | 8.9763e-10 | 1.1294e-09
6 | 27 | 5 | 1 | 0 | 2.7324e-09 | 3.4378e-09
6 | 27 | 6 | 1 | 0 | 1.1336e-08 | 1.4262e-08
6 | 27 | 7 | 1 | 0 | 6.2788e-08 | 7.8997e-08
6 | 27 | 8 | 1 | 0 | 4.8255e-07 | 6.0712e-07
6 | 27 | 9 | 1 | 0 | 2.137e-06 | 2.6886e-06
6 | 27 | 10 | 1 | 0 | 9.1433e-06 | 1.1504e-05
6 | 27 | 11 | 1 | 0 | 2.991e-05 | 3.7632e-05
6 | 27 | 12 | 1 | 0 | 4.63e-05 | 5.8253e-05
6 | 27 | 13 | 1 | 0 | 8.9769e-05 | 0.00011294
6 | 27 | 14 | 1 | 0 | 0.00014627 | 0.00018403
6 | 27 | 15 | 1 | 0 | 0.00023241 | 0.00029241
6 | 27 | 16 | 1 | 0 | 9.9872e-05 | 0.00012565
6 | 27 | 17 | 1 | 0 | 6.2471e-05 | 7.8598e-05
6 | 27 | 18 | 1 | 0 | 1.583e-05 | 1.9917e-05
6 | 27 | 19 | 1 | 0 | 4.736e-06 | 5.9586e-06
6 | 27 | 20 | 1 | 0 | 3.9038e-06 | 4.9116e-06
6 | 27 | 21 | 1 | 0 | 5.2122e-07 | 6.5578e-07
6 | 27 | 22 | 1 | 0 | 3.8974e-08 | 4.9035e-08
6 | 27 | 23 | 1 | 0 | 5.8491e-09 | 7.3591e-09
6 | 28 | 0 | 2 | 0 | 1.2135e-09 | 1.5268e-09
6 | 28 | 1 | 2 | 0 | 0 | 0
6 | 28 | 2 | 2 | 0 | 0 | 0
6 | 28 | 3 | 2 | 0 | 0 | 0
6 | 28 | 4 | 2 | 0 | 0 | 0
6 | 28 | 5 | 2 | 0 | 0 | 0
6 | 28 | 6 | 2 | 0 | 1.8808e-09 | 2.3664e-09
6 | 28 | 7 | 2 | 0 | 1.4168e-08 | 1.7826e-08
6 | 28 | 8 | 2 | 0 | 1.1755e-07 | 1.4789e-07
6 | 28 | 9 | 2 | 0 | 6.993e-07 | 8.7982e-07
6 | 28 | 10 | 2 | 0 | 5.3545e-06 | 6.7367e-06
6 | 28 | 11 | 2 | 0 | 3.456e-05 | 4.3481e-05
6 | 28 | 12 | 2 | 0 | 0.00011794 | 0.00014839
6 | 28 | 13 | 2 | 0 | 0.00029661 | 0.00037318
6 | 28 | 14 | 2 | 0 | 0.00053107 | 0.00066816
6 | 28 | 15 | 2 | 0 | 0.00075074 | 0.00094454
6 | 28 | 16 | 2 | 0 | 0.00054254 | 0.0006826
6 | 28 | 17 | 2 | 0 | 0.00040032 | 0.00050367
6 | 28 | 18 | 2 | 0 | 0.00011601 | 0.00014596
6 | 28 | 19 | 2 | 0 | 1.6112e-05 | 2.0272e-05
6 | 28 | 20 | 2 | 0 | 3.4732e-06 | 4.3698e-06
6 | 28 | 21 | 2 | 0 | 4.3748e-07 | 5.5042e-07
6 | 28 | 22 | 2 | 0 | 2.475e-08 | 3.114e-08
6 | 28 | 23 | 2 | 0 | 2.3732e-09 | 2.9858e-09
6 | 29 | 0 | 3 | 0 | 0 | 0
6 | 29 | 1 | 3 | 0 | 0 | 0
6 | 29 | 2 | 3 | 0 | 0 | 0
6 | 29 | 3 | 3 | 0 | 0 | 0
6 | 29 | 4 | 3 | 0 | 0 | 0
6 | 29 | 5 | 3 | 0 | 0 | 0
6 | 29 | 6 | 3 | 0 | 0 | 0
6 | 29 | 7 | 3 | 0 | 1.2448e-09 | 1.5662e-09
6 | 29 | 8 | 3 | 0 | 3.4811e-09 | 4.3798e-09
6 | 29 | 9 | 3 | 0 | 1.4646e-08 | 1.8426e-08
6 | 29 | 10 | 3 | 0 | 3.5283e-08 | 4.4391e-08
6 | 29 | 11 | 3 | 0 | 1.4571e-07 | 1.8332e-07
6 | 29 | 12 | 3 | 0 | 3.4218e-07 | 4.3052e-07
6 | 29 | 13 | 3 | 0 | 9.3269e-07 | 1.1735e-06
6 | 29 | 14 | 3 | 0 | 1.5249e-06 | 1.9185e-06
6 | 29 | 15 | 3 | 0 | 1.7999e-06 | 2.2645e-06
6 | 29 | 16 | 3 | 0 | 4.1394e-06 | 5.208e-06
6 | 29 | 17 | 3 | 0 | 1.4597e-06 | 1.8365e-06
6 | 29 | 18 | 3 | 0 | 4.8923e-07 | 6.1552e-07
6 | 29 | 19 | 3 | 0 | 1.8525e-07 | 2.3307e-07
6 | 29 | 20 | 3 | 0 | 5.4522e-08 | 6.8597e-08
6 | 29 | 21 | 3 | 0 | 1.6684e-08 | 2.0992e-08
6 | 29 | 22 | 3 | 0 | 9.6275e-10 | 1.2113e-09
6 | 29 | 23 | 3 | 0 | 0 | 0
6 | 30 | 0 | 4 | 0 | 0 | 0
6 | 30 | 1 | 4 | 0 | 0 | 0
6 | 30 | 2 | 4 | 0 | 0 | 0
6 | 30 | 3 | 4 | 0 | 0 | 0
6 | 30 | 4 | 4 | 0 | 0 | 0
6 | 30 | 5 | 4 | 0 | 0 | 0
6 | 30 | 6 | 4 | 0 | 0 | 0
6 | 30 | 7 | 4 | 0 | 1.3496e-10 | 1.6981e-10
6 | 30 | 8 | 4 | 0 | 2.336e-09 | 2.939e-09
6 | 30 | 9 | 4 | 0 | 1.2972e-08 | 1.6321e-08
6 | 30 | 10 | 4 | 0 | 5.5474e-08 | 6.9794e-08
6 | 30 | 11 | 4 | 0 | 2.2551e-07 | 2.8372e-07
6 | 30 | 12 | 4 | 0 | 8.0481e-07 | 1.0126e-06
6 | 30 | 13 | 4 | 0 | 2.3307e-06 | 2.9324e-06
6 | 30 | 14 | 4 | 0 | 7.0728e-06 | 8.8986e-06
6 | 30 | 15 | 4 | 0 | 1.1164e-05 | 1.4047e-05
6 | 30 | 16 | 4 | 0 | 9.2611e-06 | 1.1652e-05
6 | 30 | 17 | 4 | 0 | 4.4885e-06 | 5.6472e-06
6 | 30 | 18 | 4 | 0 | 1.736e-06 | 2.1841e-06
6 | 30 | 19 | 4 | 0 | 2.859e-07 | 3.5971e-07
6 | 30 | 20 | 4 | 0 | 2.2353e-07 | 2.8124e-07
6 | 30 | 21 | 4 | 0 | 5.1114e-08 | 6.4309e-08
6 | 30 | 22 | 4 | 0 | 6.7519e-09 | 8.495e-09
6 | 30 | 23 | 4 | 0 | 0 | 0
7 | 1 | 0 | 4 | 0 | 0 | 0
7 | 1 | 1 | 4 | 0 | 0 | 0
7 | 1 | 2 | 4 | 0 | 0 | 0
7 | 1 | 3 | 4 | 0 | 0 | 0
7 | 1 | 4 | 4 | 0 | 0 | 0
7 | 1 | 5 | 4 | 0 | 0 | 0
7 | 1 | 6 | 4 | 0 | 0 | 0
7 | 1 | 7 | 4 | 0 | 0 | 0
7 | 1 | 8 | 4 | 0 | 1.2357e-09 | 1.5547e-09
7 | 1 | 9 | 4 | 0 | 5.5034e-09 | 6.9241e-09
7 | 1 | 10 | 4 | 0 | 1.4437e-08 | 1.8164e-08
7 | 1 | 11 | 4 | 0 | 3.674e-08 | 4.6224e-08
7 | 1 | 12 | 4 | 0 | 7.3632e-08 | 9.264e-08
7 | 1 | 13 | 4 | 0 | 1.8855e-07 | 2.3723e-07
7 | 1 | 14 | 4 | 0 | 3.5792e-07 | 4.5032e-07
7 | 1 | 15 | 4 | 0 | 5.6136e-07 | 7.0627e-07
7 | 1 | 16 | 4 | 0 | 5.8623e-07 | 7.3756e-07
7 | 1 | 17 | 4 | 0 | 3.9521e-07 | 4.9723e-07
7 | 1 | 18 | 4 | 0 | 1.8553e-07 | 2.3342e-07
7 | 1 | 19 | 4 | 0 | 4.8393e-08 | 6.0886e-08
7 | 1 | 20 | 4 | 0 | 2.107e-08 | 2.651e-08
7 | 1 | 21 | 4 | 0 | 5.2366e-09 | 6.5884e-09
7 | 1 | 22 | 4 | 0 | 0 | 0
7 | 1 | 23 | 4 | 0 | 0 | 0
7 | 2 | 0 | 5 | 0 | 0 | 0
7 | 2 | 1 | 5 | 0 | 0 | 0
7 | 2 | 2 | 5 | 0 | 0 | 0
7 | 2 | 3 | 5 | 0 | 0 | 0
7 | 2 | 4 | 5 | 0 | 0 | 0
7 | 2 | 5 | 5 | 0 | 0 | 0
7 | 2 | 6 | 5 | 0 | 0 | 0
7 | 2 | 7 | 5 | 0 | 0 | 0
7 | 2 | 8 | 5 | 0 | 0 | 0
7 | 2 | 9 | 5 | 0 | 2.8107e-09 | 3.5363e-09
7 | 2 | 10 | 5 | 0 | 9.1718e-09 | 1.154e-08
7 | 2 | 11 | 5 | 0 | 2.8141e-08 | 3.5406e-08
7 | 2 | 12 | 5 | 0 | 7.6367e-08 | 9.6081e-08
7 | 2 | 13 | 5 | 0 | 1.8574e-07 | 2.3369e-07
7 | 2 | 14 | 5 | 0 | 3.2521e-07 | 4.0916e-07
7 | 2 | 15 | 5 | 0 | 8.4572e-07 | 1.064e-06
7 | 2 | 16 | 5 | 0 | 1.2641e-06 | 1.5904e-06
7 | 2 | 17 | 5 | 0 | 1.0079e-06 | 1.2681e-06
7 | 2 | 18 | 5 | 0 | 3.037e-07 | 3.8211e-07
7 | 2 | 19 | 5 | 0 | 7.1323e-08 | 8.9735e-08
7 | 2 | 20 | 5 | 0 | 2.6584e-08 | 3.3446e-08
7 | 2 | 21 | 5 | 0 | 5.7675e-09 | 7.2564e-09
7 | 2 | 22 | 5 | 0 | 0 | 0
7 | 2 | 23 | 5 | 0 | 0 | 0
7 | 3 | 0 | 6 | 1 | 0 | 0
7 | 3 | 1 | 6 | 1 | 0 | 0
7 | 3 | 2 | 6 | 1 | 0 | 0
7 | 3 | 3 | 6 | 1 | 0 | 0
7 | 3 | 4 | 6 | 1 | 0 | 0
7 | 3 | 5 | 6 | 1 | 0 | 0
7 | 3 | 6 | 6 | 1 | 0 | 0
7 | 3 | 7 | 6 | 1 | 0 | 0
7 | 3 | 8 | 6 | 1 | 0 | 0
7 | 3 | 9 | 6 | 1 | 0 | 0
7 | 3 | 10 | 6 | 1 | 1.9378e-09 | 2.4381e-09
7 | 3 | 11 | 6 | 1 | 1.7867e-08 | 2.2479e-08
7 | 3 | 12 | 6 | 1 | 1.0029e-07 | 1.2618e-07
7 | 3 | 13 | 6 | 1 | 4.0675e-07 | 5.1176e-07
7 | 3 | 14 | 6 | 1 | 9.9481e-07 | 1.2516e-06
7 | 3 | 15 | 6 | 1 | 2.7369e-06 | 3.4435e-06
7 | 3 | 16 | 6 | 1 | 3.7379e-06 | 4.7029e-06
7 | 3 | 17 | 6 | 1 | 3.8591e-06 | 4.8554e-06
7 | 3 | 18 | 6 | 1 | 1.5932e-06 | 2.0045e-06
7 | 3 | 19 | 6 | 1 | 3.8661e-07 | 4.8642e-07
7 | 3 | 20 | 6 | 1 | 1.8542e-07 | 2.3329e-07
7 | 3 | 21 | 6 | 1 | 4.5699e-08 | 5.7496e-08
7 | 3 | 22 | 6 | 1 | 6.7228e-09 | 8.4583e-09
7 | 3 | 23 | 6 | 1 | 0 | 0
7 | 4 | 0 | 7 | 1 | 0 | 0
7 | 4 | 1 | 7 | 1 | 0 | 0
7 | 4 | 2 | 7 | 1 | 0 | 0
7 | 4 | 3 | 7 | 1 | 0 | 0
7 | 4 | 4 | 7 | 1 | 0 | 0
7 | 4 | 5 | 7 | 1 | 0 | 0
7 | 4 | 6 | 7 | 1 | 0 | 0
7 | 4 | 7 | 7 | 1 | 0 | 0
7 | 4 | 8 | 7 | 1 | 0 | 0
7 | 4 | 9 | 7 | 1 | 4.1158e-09 | 5.1783e-09
7 | 4 | 10 | 7 | 1 | 3.242e-08 | 4.0789e-08
7 | 4 | 11 | 7 | 1 | 1.5726e-07 | 1.9786e-07
7 | 4 | 12 | 7 | 1 | 5.574e-07 | 7.0129e-07
7 | 4 | 13 | 7 | 1 | 1.3265e-06 | 1.669e-06
7 | 4 | 14 | 7 | 1 | 3.4149e-06 | 4.2964e-06
7 | 4 | 15 | 7 | 1 | 5.6439e-06 | 7.1009e-06
7 | 4 | 16 | 7 | 1 | 6.4255e-06 | 8.0843e-06
7 | 4 | 17 | 7 | 1 | 4.1474e-06 | 5.218e-06
7 | 4 | 18 | 7 | 1 | 1.5586e-06 | 1.961e-06
7 | 4 | 19 | 7 | 1 | 3.7865e-07 | 4.764e-07
7 | 4 | 20 | 7 | 1 | 1.5357e-07 | 1.9322e-07
7 | 4 | 21 | 7 | 1 | 4.2216e-08 | 5.3114e-08
7 | 4 | 22 | 7 | 1 | 1.009e-08 | 1.2694e-08
7 | 4 | 23 | 7 | 1 | 9.85e-10 | 1.2393e-09
7 | 5 | 0 | 1 | 0 | 0 | 0
7 | 5 | 1 | 1 | 0 | 0 | 0
7 | 5 | 2 | 1 | 0 | 0 | 0
7 | 5 | 3 | 1 | 0 | 0 | 0
7 | 5 | 4 | 1 | 0 | 0 | 0
7 | 5 | 5 | 1 | 0 | 0 | 0
7 | 5 | 6 | 1 | 0 | 0 | 0
7 | 5 | 7 | 1 | 0 | 0 | 0
7 | 5 | 8 | 1 | 0 | 2.8579e-09 | 3.5957e-09
7 | 5 | 9 | 1 | 0 | 5.2495e-08 | 6.6047e-08
7 | 5 | 10 | 1 | 0 | 5.6125e-07 | 7.0614e-07
7 | 5 | 11 | 1 | 0 | 3.2164e-06 | 4.0468e-06
7 | 5 | 12 | 1 | 0 | 1.0252e-05 | 1.2899e-05
7 | 5 | 13 | 1 | 0 | 2.2039e-05 | 2.7729e-05
7 | 5 | 14 | 1 | 0 | 3.5716e-05 | 4.4936e-05
7 | 5 | 15 | 1 | 0 | 6.6677e-05 | 8.3889e-05
7 | 5 | 16 | 1 | 0 | 8.77e-05 | 0.00011034
7 | 5 | 17 | 1 | 0 | 6.2888e-05 | 7.9123e-05
7 | 5 | 18 | 1 | 0 | 3.3487e-05 | 4.2132e-05
7 | 5 | 19 | 1 | 0 | 1.2645e-05 | 1.5909e-05
7 | 5 | 20 | 1 | 0 | 4.6797e-06 | 5.8878e-06
7 | 5 | 21 | 1 | 0 | 1.0947e-06 | 1.3773e-06
7 | 5 | 22 | 1 | 0 | 6.6245e-08 | 8.3347e-08
7 | 5 | 23 | 1 | 0 | 6.246e-09 | 7.8584e-09
7 | 6 | 0 | 2 | 0 | 0 | 0
7 | 6 | 1 | 2 | 0 | 0 | 0
7 | 6 | 2 | 2 | 0 | 0 | 0
7 | 6 | 3 | 2 | 0 | 0 | 0
7 | 6 | 4 | 2 | 0 | 0 | 0
7 | 6 | 5 | 2 | 0 | 0 | 0
7 | 6 | 6 | 2 | 0 | 1.5613e-09 | 1.9644e-09
7 | 6 | 7 | 2 | 0 | 2.7439e-08 | 3.4522e-08
7 | 6 | 8 | 2 | 0 | 3.7084e-07 | 4.6658e-07
7 | 6 | 9 | 2 | 0 | 3.3474e-06 | 4.2115e-06
7 | 6 | 10 | 2 | 0 | 2.5763e-05 | 3.2414e-05
7 | 6 | 11 | 2 | 0 | 0.00011191 | 0.00014079
7 | 6 | 12 | 2 | 0 | 0.00032236 | 0.00040558
7 | 6 | 13 | 2 | 0 | 0.0010212 | 0.0012848
7 | 6 | 14 | 2 | 0 | 0.0015892 | 0.0019995
7 | 6 | 15 | 2 | 0 | 0.0019309 | 0.0024294
7 | 6 | 16 | 2 | 0 | 0.0015535 | 0.0019546
7 | 6 | 17 | 2 | 0 | 0.0012922 | 0.0016258
7 | 6 | 18 | 2 | 0 | 0.00057224 | 0.00071996
7 | 6 | 19 | 2 | 0 | 0.00016097 | 0.00020252
7 | 6 | 20 | 2 | 0 | 6.8509e-05 | 8.6194e-05
7 | 6 | 21 | 2 | 0 | 1.3805e-05 | 1.7369e-05
7 | 6 | 22 | 2 | 0 | 1.0279e-06 | 1.2932e-06
7 | 6 | 23 | 2 | 0 | 8.0844e-08 | 1.0171e-07
7 | 7 | 0 | 3 | 0 | 7.5469e-09 | 9.4951e-09
7 | 7 | 1 | 3 | 0 | 1.4721e-09 | 1.8522e-09
7 | 7 | 2 | 3 | 0 | 0 | 0
7 | 7 | 3 | 3 | 0 | 0 | 0
7 | 7 | 4 | 3 | 0 | 0 | 0
7 | 7 | 5 | 3 | 0 | 1.083e-09 | 1.3626e-09
7 | 7 | 6 | 3 | 0 | 5.5413e-09 | 6.9718e-09
7 | 7 | 7 | 3 | 0 | 5.9095e-08 | 7.4351e-08
7 | 7 | 8 | 3 | 0 | 8.1627e-07 | 1.027e-06
7 | 7 | 9 | 3 | 0 | 9.6893e-06 | 1.2191e-05
7 | 7 | 10 | 3 | 0 | 0.00010644 | 0.00013391
7 | 7 | 11 | 3 | 0 | 0.00055179 | 0.00069424
7 | 7 | 12 | 3 | 0 | 0.00165 | 0.0020759
7 | 7 | 13 | 3 | 0 | 0.0027462 | 0.0034551
7 | 7 | 14 | 3 | 0 | 0.0044861 | 0.0056442
7 | 7 | 15 | 3 | 0 | 0.0045277 | 0.0056965
7 | 7 | 16 | 3 | 0 | 0.0042228 | 0.0053129
7 | 7 | 17 | 3 | 0 | 0.0025456 | 0.0032027
7 | 7 | 18 | 3 | 0 | 0.0010814 | 0.0013606
7 | 7 | 19 | 3 | 0 | 0.00034644 | 0.00043588
7 | 7 | 20 | 3 | 0 | 0.00017873 | 0.00022487
7 | 7 | 21 | 3 | 0 | 4.0405e-05 | 5.0835e-05
7 | 7 | 22 | 3 | 0 | 3.9578e-06 | 4.9795e-06
7 | 7 | 23 | 3 | 0 | 2.8847e-07 | 3.6294e-07
7 | 8 | 0 | 4 | 0 | 2.4588e-08 | 3.0936e-08
7 | 8 | 1 | 4 | 0 | 6.9464e-09 | 8.7397e-09
7 | 8 | 2 | 4 | 0 | 1.9526e-09 | 2.4566e-09
7 | 8 | 3 | 4 | 0 | 7.9098e-10 | 9.9517e-10
7 | 8 | 4 | 4 | 0 | 4.4768e-10 | 5.6325e-10
7 | 8 | 5 | 4 | 0 | 1.8995e-09 | 2.3899e-09
7 | 8 | 6 | 4 | 0 | 1.1808e-08 | 1.4856e-08
7 | 8 | 7 | 4 | 0 | 2.3502e-07 | 2.9569e-07
7 | 8 | 8 | 4 | 0 | 1.5153e-06 | 1.9064e-06
7 | 8 | 9 | 4 | 0 | 3.0692e-05 | 3.8615e-05
7 | 8 | 10 | 4 | 0 | 0.00022148 | 0.00027865
7 | 8 | 11 | 4 | 0 | 0.001465 | 0.0018431
7 | 8 | 12 | 4 | 0 | 0.0036251 | 0.004561
7 | 8 | 13 | 4 | 0 | 0.0045527 | 0.005728
7 | 8 | 14 | 4 | 0 | 0.0056418 | 0.0070982
7 | 8 | 15 | 4 | 0 | 0.0030342 | 0.0038175
7 | 8 | 16 | 4 | 0 | 0.001185 | 0.0014909
7 | 8 | 17 | 4 | 0 | 0.00049426 | 0.00062186
7 | 8 | 18 | 4 | 0 | 0.00015918 | 0.00020028
7 | 8 | 19 | 4 | 0 | 6.8918e-05 | 8.671e-05
7 | 8 | 20 | 4 | 0 | 3.5221e-05 | 4.4313e-05
7 | 8 | 21 | 4 | 0 | 7.4856e-06 | 9.4181e-06
7 | 8 | 22 | 4 | 0 | 1.1173e-06 | 1.4057e-06
7 | 8 | 23 | 4 | 0 | 7.5133e-08 | 9.4529e-08
7 | 9 | 0 | 5 | 0 | 1.1179e-08 | 1.4064e-08
7 | 9 | 1 | 5 | 0 | 4.148e-09 | 5.2188e-09
7 | 9 | 2 | 5 | 0 | 4.8558e-10 | 6.1094e-10
7 | 9 | 3 | 5 | 0 | 0 | 0
7 | 9 | 4 | 5 | 0 | 9.7663e-10 | 1.2288e-09
7 | 9 | 5 | 5 | 0 | 4.947e-09 | 6.2241e-09
7 | 9 | 6 | 5 | 0 | 1.6573e-08 | 2.0852e-08
7 | 9 | 7 | 5 | 0 | 5.9061e-08 | 7.4308e-08
7 | 9 | 8 | 5 | 0 | 1.7855e-07 | 2.2464e-07
7 | 9 | 9 | 5 | 0 | 4.1186e-07 | 5.1818e-07
7 | 9 | 10 | 5 | 0 | 7.7667e-07 | 9.7716e-07
7 | 9 | 11 | 5 | 0 | 1.652e-06 | 2.0784e-06
7 | 9 | 12 | 5 | 0 | 3.1099e-06 | 3.9128e-06
7 | 9 | 13 | 5 | 0 | 3.3895e-06 | 4.2645e-06
7 | 9 | 14 | 5 | 0 | 5.9354e-06 | 7.4676e-06
7 | 9 | 15 | 5 | 0 | 5.354e-06 | 6.7361e-06
7 | 9 | 16 | 5 | 0 | 4.9408e-06 | 6.2163e-06
7 | 9 | 17 | 5 | 0 | 2.4729e-06 | 3.1113e-06
7 | 9 | 18 | 5 | 0 | 1.7621e-06 | 2.217e-06
7 | 9 | 19 | 5 | 0 | 5.0013e-07 | 6.2924e-07
7 | 9 | 20 | 5 | 0 | 3.2937e-07 | 4.144e-07
7 | 9 | 21 | 5 | 0 | 1.3438e-07 | 1.6907e-07
7 | 9 | 22 | 5 | 0 | 2.0249e-08 | 2.5476e-08
7 | 9 | 23 | 5 | 0 | 2.5966e-09 | 3.267e-09
7 | 10 | 0 | 6 | 1 | 0 | 0
7 | 10 | 1 | 6 | 1 | 0 | 0
7 | 10 | 2 | 6 | 1 | 0 | 0
7 | 10 | 3 | 6 | 1 | 0 | 0
7 | 10 | 4 | 6 | 1 | 0 | 0
7 | 10 | 5 | 6 | 1 | 0 | 0
7 | 10 | 6 | 6 | 1 | 0 | 0
7 | 10 | 7 | 6 | 1 | 0 | 0
7 | 10 | 8 | 6 | 1 | 1.7144e-09 | 2.157e-09
7 | 10 | 9 | 6 | 1 | 2.3506e-08 | 2.9574e-08
7 | 10 | 10 | 6 | 1 | 1.5964e-07 | 2.0086e-07
7 | 10 | 11 | 6 | 1 | 7.9935e-07 | 1.0057e-06
7 | 10 | 12 | 6 | 1 | 1.8287e-06 | 2.3008e-06
7 | 10 | 13 | 6 | 1 | 3.643e-06 | 4.5834e-06
7 | 10 | 14 | 6 | 1 | 4.5274e-06 | 5.6962e-06
7 | 10 | 15 | 6 | 1 | 9.747e-06 | 1.2263e-05
7 | 10 | 16 | 6 | 1 | 1.3141e-05 | 1.6533e-05
7 | 10 | 17 | 6 | 1 | 7.7784e-06 | 9.7864e-06
7 | 10 | 18 | 6 | 1 | 3.067e-06 | 3.8587e-06
7 | 10 | 19 | 6 | 1 | 1.0003e-06 | 1.2585e-06
7 | 10 | 20 | 6 | 1 | 2.9912e-07 | 3.7634e-07
7 | 10 | 21 | 6 | 1 | 8.8476e-08 | 1.1132e-07
7 | 10 | 22 | 6 | 1 | 9.0814e-09 | 1.1426e-08
7 | 10 | 23 | 6 | 1 | 0 | 0
7 | 11 | 0 | 7 | 1 | 0 | 0
7 | 11 | 1 | 7 | 1 | 0 | 0
7 | 11 | 2 | 7 | 1 | 0 | 0
7 | 11 | 3 | 7 | 1 | 0 | 0
7 | 11 | 4 | 7 | 1 | 0 | 0
7 | 11 | 5 | 7 | 1 | 0 | 0
7 | 11 | 6 | 7 | 1 | 0 | 0
7 | 11 | 7 | 7 | 1 | 0 | 0
7 | 11 | 8 | 7 | 1 | 0 | 0
7 | 11 | 9 | 7 | 1 | 9.0172e-09 | 1.1345e-08
7 | 11 | 10 | 7 | 1 | 8.1613e-08 | 1.0268e-07
7 | 11 | 11 | 7 | 1 | 4.7044e-07 | 5.9189e-07
7 | 11 | 12 | 7 | 1 | 1.6541e-06 | 2.0812e-06
7 | 11 | 13 | 7 | 1 | 6.3906e-06 | 8.0404e-06
7 | 11 | 14 | 7 | 1 | 1.323e-05 | 1.6645e-05
7 | 11 | 15 | 7 | 1 | 2.1199e-05 | 2.6671e-05
7 | 11 | 16 | 7 | 1 | 2.0798e-05 | 2.6167e-05
7 | 11 | 17 | 7 | 1 | 1.3899e-05 | 1.7487e-05
7 | 11 | 18 | 7 | 1 | 1.0116e-05 | 1.2727e-05
7 | 11 | 19 | 7 | 1 | 3.4103e-06 | 4.2907e-06
7 | 11 | 20 | 7 | 1 | 2.807e-06 | 3.5316e-06
7 | 11 | 21 | 7 | 1 | 5.8547e-07 | 7.3661e-07
7 | 11 | 22 | 7 | 1 | 6.6772e-08 | 8.4009e-08
7 | 11 | 23 | 7 | 1 | 7.6743e-09 | 9.6555e-09
7 | 12 | 0 | 1 | 0 | 1.113e-09 | 1.4004e-09
7 | 12 | 1 | 1 | 0 | 0 | 0
7 | 12 | 2 | 1 | 0 | 0 | 0
7 | 12 | 3 | 1 | 0 | 0 | 0
7 | 12 | 4 | 1 | 0 | 0 | 0
7 | 12 | 5 | 1 | 0 | 1.0187e-09 | 1.2816e-09
7 | 12 | 6 | 1 | 0 | 5.6283e-09 | 7.0812e-09
7 | 12 | 7 | 1 | 0 | 4.0282e-08 | 5.0681e-08
7 | 12 | 8 | 1 | 0 | 2.0555e-07 | 2.5861e-07
7 | 12 | 9 | 1 | 0 | 1.0358e-06 | 1.3032e-06
7 | 12 | 10 | 1 | 0 | 5.113e-06 | 6.433e-06
7 | 12 | 11 | 1 | 0 | 1.5458e-05 | 1.9449e-05
7 | 12 | 12 | 1 | 0 | 4.447e-05 | 5.595e-05
7 | 12 | 13 | 1 | 0 | 9.537e-05 | 0.00011999
7 | 12 | 14 | 1 | 0 | 0.00017032 | 0.00021429
7 | 12 | 15 | 1 | 0 | 0.00021531 | 0.00027089
7 | 12 | 16 | 1 | 0 | 0.00022382 | 0.00028159
7 | 12 | 17 | 1 | 0 | 0.00011978 | 0.00015071
7 | 12 | 18 | 1 | 0 | 5.1798e-05 | 6.5169e-05
7 | 12 | 19 | 1 | 0 | 2.1727e-05 | 2.7336e-05
7 | 12 | 20 | 1 | 0 | 1.6025e-05 | 2.0162e-05
7 | 12 | 21 | 1 | 0 | 4.0104e-06 | 5.0457e-06
7 | 12 | 22 | 1 | 0 | 3.2704e-07 | 4.1146e-07
7 | 12 | 23 | 1 | 0 | 3.4463e-08 | 4.3359e-08
7 | 13 | 0 | 2 | 0 | 6.5625e-09 | 8.2566e-09
7 | 13 | 1 | 2 | 0 | 1.3434e-09 | 1.6902e-09
7 | 13 | 2 | 2 | 0 | 0 | 0
7 | 13 | 3 | 2 | 0 | 0 | 0
7 | 13 | 4 | 2 | 0 | 0 | 0
7 | 13 | 5 | 2 | 0 | 2.2935e-09 | 2.8855e-09
7 | 13 | 6 | 2 | 0 | 9.8521e-09 | 1.2395e-08
7 | 13 | 7 | 2 | 0 | 2.1577e-08 | 2.7147e-08
7 | 13 | 8 | 2 | 0 | 4.2917e-08 | 5.3996e-08
7 | 13 | 9 | 2 | 0 | 1.04e-07 | 1.3085e-07
7 | 13 | 10 | 2 | 0 | 8.2104e-08 | 1.033e-07
7 | 13 | 11 | 2 | 0 | 1.2117e-07 | 1.5245e-07
7 | 13 | 12 | 2 | 0 | 2.8229e-07 | 3.5517e-07
7 | 13 | 13 | 2 | 0 | 6.2037e-07 | 7.8051e-07
7 | 13 | 14 | 2 | 0 | 1.1964e-06 | 1.5053e-06
7 | 13 | 15 | 2 | 0 | 2.7728e-06 | 3.4887e-06
7 | 13 | 16 | 2 | 0 | 6.703e-06 | 8.4334e-06
7 | 13 | 17 | 2 | 0 | 8.462e-06 | 1.0646e-05
7 | 13 | 18 | 2 | 0 | 6.0433e-06 | 7.6034e-06
7 | 13 | 19 | 2 | 0 | 1.7751e-06 | 2.2333e-06
7 | 13 | 20 | 2 | 0 | 9.3138e-07 | 1.1718e-06
7 | 13 | 21 | 2 | 0 | 2.399e-07 | 3.0183e-07
7 | 13 | 22 | 2 | 0 | 3.5829e-08 | 4.5078e-08
7 | 13 | 23 | 2 | 0 | 3.6289e-09 | 4.5657e-09
7 | 14 | 0 | 3 | 0 | 0 | 0
7 | 14 | 1 | 3 | 0 | 0 | 0
7 | 14 | 2 | 3 | 0 | 0 | 0
7 | 14 | 3 | 3 | 0 | 0 | 0
7 | 14 | 4 | 3 | 0 | 0 | 0
7 | 14 | 5 | 3 | 0 | 0 | 0
7 | 14 | 6 | 3 | 0 | 5.8872e-10 | 7.407e-10
7 | 14 | 7 | 3 | 0 | 1.632e-08 | 2.0533e-08
7 | 14 | 8 | 3 | 0 | 1.3352e-07 | 1.6799e-07
7 | 14 | 9 | 3 | 0 | 1.9857e-06 | 2.4984e-06
7 | 14 | 10 | 3 | 0 | 1.2983e-05 | 1.6334e-05
7 | 14 | 11 | 3 | 0 | 5.0347e-05 | 6.3344e-05
7 | 14 | 12 | 3 | 0 | 0.00022141 | 0.00027857
7 | 14 | 13 | 3 | 0 | 0.0006369 | 0.00080132
7 | 14 | 14 | 3 | 0 | 0.0010408 | 0.0013095
7 | 14 | 15 | 3 | 0 | 0.0013976 | 0.0017584
7 | 14 | 16 | 3 | 0 | 0.0010978 | 0.0013812
7 | 14 | 17 | 3 | 0 | 0.00071995 | 0.0009058
7 | 14 | 18 | 3 | 0 | 0.00027994 | 0.00035221
7 | 14 | 19 | 3 | 0 | 0.00011237 | 0.00014138
7 | 14 | 20 | 3 | 0 | 4.9395e-05 | 6.2147e-05
7 | 14 | 21 | 3 | 0 | 1.3981e-05 | 1.759e-05
7 | 14 | 22 | 3 | 0 | 1.1641e-06 | 1.4646e-06
7 | 14 | 23 | 3 | 0 | 1.1064e-07 | 1.3921e-07
7 | 15 | 0 | 4 | 0 | 1.3734e-08 | 1.7279e-08
7 | 15 | 1 | 4 | 0 | 1.8348e-09 | 2.3084e-09
7 | 15 | 2 | 4 | 0 | 0 | 0
7 | 15 | 3 | 4 | 0 | 0 | 0
7 | 15 | 4 | 4 | 0 | 0 | 0
7 | 15 | 5 | 4 | 0 | 1.574e-09 | 1.9803e-09
7 | 15 | 6 | 4 | 0 | 7.6136e-09 | 9.5791e-09
7 | 15 | 7 | 4 | 0 | 9.6317e-08 | 1.2118e-07
7 | 15 | 8 | 4 | 0 | 1.0433e-06 | 1.3126e-06
7 | 15 | 9 | 4 | 0 | 1.1101e-05 | 1.3967e-05
7 | 15 | 10 | 4 | 0 | 7.5875e-05 | 9.5462e-05
7 | 15 | 11 | 4 | 0 | 0.00049743 | 0.00062584
7 | 15 | 12 | 4 | 0 | 0.0017797 | 0.0022391
7 | 15 | 13 | 4 | 0 | 0.0031443 | 0.003956
7 | 15 | 14 | 4 | 0 | 0.0049746 | 0.0062588
7 | 15 | 15 | 4 | 0 | 0.0063123 | 0.0079418
7 | 15 | 16 | 4 | 0 | 0.0045921 | 0.0057776
7 | 15 | 17 | 4 | 0 | 0.0024851 | 0.0031266
7 | 15 | 18 | 4 | 0 | 0.00105 | 0.001321
7 | 15 | 19 | 4 | 0 | 0.00039193 | 0.00049311
7 | 15 | 20 | 4 | 0 | 0.00021641 | 0.00027227
7 | 15 | 21 | 4 | 0 | 4.6291e-05 | 5.8242e-05
7 | 15 | 22 | 4 | 0 | 3.8072e-06 | 4.7901e-06
7 | 15 | 23 | 4 | 0 | 2.5357e-07 | 3.1903e-07
7 | 16 | 0 | 5 | 0 | 4.8001e-08 | 6.0392e-08
7 | 16 | 1 | 5 | 0 | 1.1991e-08 | 1.5087e-08
7 | 16 | 2 | 5 | 0 | 3.6589e-09 | 4.6035e-09
7 | 16 | 3 | 5 | 0 | 2.3364e-09 | 2.9395e-09
7 | 16 | 4 | 5 | 0 | 2.4651e-09 | 3.1015e-09
7 | 16 | 5 | 5 | 0 | 6.0992e-09 | 7.6737e-09
7 | 16 | 6 | 5 | 0 | 2.9458e-08 | 3.7063e-08
7 | 16 | 7 | 5 | 0 | 2.0401e-07 | 2.5667e-07
7 | 16 | 8 | 5 | 0 | 1.2723e-06 | 1.6007e-06
7 | 16 | 9 | 5 | 0 | 1.0057e-05 | 1.2653e-05
7 | 16 | 10 | 5 | 0 | 3.8739e-05 | 4.874e-05
7 | 16 | 11 | 5 | 0 | 0.00016756 | 0.00021082
7 | 16 | 12 | 5 | 0 | 0.00034097 | 0.00042899
7 | 16 | 13 | 5 | 0 | 0.0010663 | 0.0013415
7 | 16 | 14 | 5 | 0 | 0.0024988 | 0.0031438
7 | 16 | 15 | 5 | 0 | 0.0027456 | 0.0034543
7 | 16 | 16 | 5 | 0 | 0.0023289 | 0.0029301
7 | 16 | 17 | 5 | 0 | 0.0013906 | 0.0017496
7 | 16 | 18 | 5 | 0 | 0.00055127 | 0.00069358
7 | 16 | 19 | 5 | 0 | 0.00020709 | 0.00026056
7 | 16 | 20 | 5 | 0 | 0.00011296 | 0.00014212
7 | 16 | 21 | 5 | 0 | 2.6833e-05 | 3.3759e-05
7 | 16 | 22 | 5 | 0 | 3.1084e-06 | 3.9108e-06
7 | 16 | 23 | 5 | 0 | 3.7324e-07 | 4.696e-07
7 | 17 | 0 | 6 | 1 | 4.1558e-08 | 5.2286e-08
7 | 17 | 1 | 6 | 1 | 5.9095e-09 | 7.435e-09
7 | 17 | 2 | 6 | 1 | 1.1727e-09 | 1.4754e-09
7 | 17 | 3 | 6 | 1 | 0 | 0
7 | 17 | 4 | 6 | 1 | 0 | 0
7 | 17 | 5 | 6 | 1 | 0 | 0
7 | 17 | 6 | 6 | 1 | 0 | 0
7 | 17 | 7 | 6 | 1 | 1.2996e-09 | 1.6351e-09
7 | 17 | 8 | 6 | 1 | 9.4694e-09 | 1.1914e-08
7 | 17 | 9 | 6 | 1 | 7.9133e-08 | 9.9562e-08
7 | 17 | 10 | 6 | 1 | 4.4161e-07 | 5.5561e-07
7 | 17 | 11 | 6 | 1 | 4.3191e-06 | 5.4341e-06
7 | 17 | 12 | 6 | 1 | 1.1458e-05 | 1.4416e-05
7 | 17 | 13 | 6 | 1 | 2.7851e-05 | 3.504e-05
7 | 17 | 14 | 6 | 1 | 8.2687e-05 | 0.00010403
7 | 17 | 15 | 6 | 1 | 0.00010292 | 0.00012949
7 | 17 | 16 | 6 | 1 | 6.6658e-05 | 8.3865e-05
7 | 17 | 17 | 6 | 1 | 4.3434e-05 | 5.4647e-05
7 | 17 | 18 | 6 | 1 | 1.5356e-05 | 1.9321e-05
7 | 17 | 19 | 6 | 1 | 3.9067e-06 | 4.9153e-06
7 | 17 | 20 | 6 | 1 | 1.7748e-06 | 2.2329e-06
7 | 17 | 21 | 6 | 1 | 3.105e-07 | 3.9066e-07
7 | 17 | 22 | 6 | 1 | 5.9061e-08 | 7.4308e-08
7 | 17 | 23 | 6 | 1 | 9.7708e-09 | 1.2293e-08
7 | 18 | 0 | 7 | 1 | 1.8348e-09 | 2.3084e-09
7 | 18 | 1 | 7 | 1 | 0 | 0
7 | 18 | 2 | 7 | 1 | 0 | 0
7 | 18 | 3 | 7 | 1 | 0 | 0
7 | 18 | 4 | 7 | 1 | 0 | 0
7 | 18 | 5 | 7 | 1 | 0 | 0
7 | 18 | 6 | 7 | 1 | 0 | 0
7 | 18 | 7 | 7 | 1 | 1.2892e-09 | 1.622e-09
7 | 18 | 8 | 7 | 1 | 1.8576e-08 | 2.3371e-08
7 | 18 | 9 | 7 | 1 | 1.3355e-07 | 1.6802e-07
7 | 18 | 10 | 7 | 1 | 6.8606e-07 | 8.6317e-07
7 | 18 | 11 | 7 | 1 | 4.3476e-06 | 5.4699e-06
7 | 18 | 12 | 7 | 1 | 9.6313e-06 | 1.2118e-05
7 | 18 | 13 | 7 | 1 | 1.4175e-05 | 1.7834e-05
7 | 18 | 14 | 7 | 1 | 3.7082e-05 | 4.6655e-05
7 | 18 | 15 | 7 | 1 | 3.2671e-05 | 4.1105e-05
7 | 18 | 16 | 7 | 1 | 2.8352e-05 | 3.5671e-05
7 | 18 | 17 | 7 | 1 | 1.0052e-05 | 1.2647e-05
7 | 18 | 18 | 7 | 1 | 4.6486e-06 | 5.8486e-06
7 | 18 | 19 | 7 | 1 | 2.2389e-06 | 2.8169e-06
7 | 18 | 20 | 7 | 1 | 1.8128e-06 | 2.2808e-06
7 | 18 | 21 | 7 | 1 | 2.703e-07 | 3.4008e-07
7 | 18 | 22 | 7 | 1 | 3.0869e-08 | 3.8838e-08
7 | 18 | 23 | 7 | 1 | 6.0507e-09 | 7.6127e-09
7 | 19 | 0 | 1 | 0 | 0 | 0
7 | 19 | 1 | 1 | 0 | 0 | 0
7 | 19 | 2 | 1 | 0 | 0 | 0
7 | 19 | 3 | 1 | 0 | 0 | 0
7 | 19 | 4 | 1 | 0 | 0 | 0
7 | 19 | 5 | 1 | 0 | 3.0246e-09 | 3.8054e-09
7 | 19 | 6 | 1 | 0 | 1.4895e-08 | 1.874e-08
7 | 19 | 7 | 1 | 0 | 1.185e-07 | 1.4909e-07
7 | 19 | 8 | 1 | 0 | 1.3816e-06 | 1.7383e-06
7 | 19 | 9 | 1 | 0 | 1.3554e-05 | 1.7053e-05
7 | 19 | 10 | 1 | 0 | 8.1693e-05 | 0.00010278
7 | 19 | 11 | 1 | 0 | 0.00030991 | 0.00038992
7 | 19 | 12 | 1 | 0 | 0.0014111 | 0.0017754
7 | 19 | 13 | 1 | 0 | 0.0034923 | 0.0043938
7 | 19 | 14 | 1 | 0 | 0.0059733 | 0.0075153
7 | 19 | 15 | 1 | 0 | 0.0081028 | 0.010195
7 | 19 | 16 | 1 | 0 | 0.0054134 | 0.0068108
7 | 19 | 17 | 1 | 0 | 0.0024739 | 0.0031125
7 | 19 | 18 | 1 | 0 | 0.00056912 | 0.00071604
7 | 19 | 19 | 1 | 0 | 6.6988e-05 | 8.4281e-05
7 | 19 | 20 | 1 | 0 | 1.4517e-05 | 1.8265e-05
7 | 19 | 21 | 1 | 0 | 2.2083e-06 | 2.7783e-06
7 | 19 | 22 | 1 | 0 | 2.399e-07 | 3.0183e-07
7 | 19 | 23 | 1 | 0 | 1.8871e-08 | 2.3742e-08
7 | 20 | 0 | 2 | 0 | 3.2321e-09 | 4.0664e-09
7 | 20 | 1 | 2 | 0 | 0 | 0
7 | 20 | 2 | 2 | 0 | 0 | 0
7 | 20 | 3 | 2 | 0 | 0 | 0
7 | 20 | 4 | 2 | 0 | 0 | 0
7 | 20 | 5 | 2 | 0 | 2.2727e-09 | 2.8594e-09
7 | 20 | 6 | 2 | 0 | 8.0774e-09 | 1.0163e-08
7 | 20 | 7 | 2 | 0 | 5.9084e-08 | 7.4337e-08
7 | 20 | 8 | 2 | 0 | 3.1293e-07 | 3.9371e-07
7 | 20 | 9 | 2 | 0 | 1.7634e-06 | 2.2186e-06
7 | 20 | 10 | 2 | 0 | 8.4634e-06 | 1.0648e-05
7 | 20 | 11 | 2 | 0 | 4.8009e-05 | 6.0403e-05
7 | 20 | 12 | 2 | 0 | 0.00025619 | 0.00032232
7 | 20 | 13 | 2 | 0 | 0.00062448 | 0.00078569
7 | 20 | 14 | 2 | 0 | 0.00056641 | 0.00071263
7 | 20 | 15 | 2 | 0 | 0.00059334 | 0.00074651
7 | 20 | 16 | 2 | 0 | 0.00057231 | 0.00072006
7 | 20 | 17 | 2 | 0 | 0.00038992 | 0.00049058
7 | 20 | 18 | 2 | 0 | 0.00020152 | 0.00025354
7 | 20 | 19 | 2 | 0 | 7.1272e-05 | 8.9671e-05
7 | 20 | 20 | 2 | 0 | 5e-05 | 6.2908e-05
7 | 20 | 21 | 2 | 0 | 1.6325e-05 | 2.054e-05
7 | 20 | 22 | 2 | 0 | 2.2537e-06 | 2.8355e-06
7 | 20 | 23 | 2 | 0 | 1.9243e-07 | 2.4211e-07
7 | 21 | 0 | 3 | 0 | 5.0354e-08 | 6.3353e-08
7 | 21 | 1 | 3 | 0 | 1.755e-08 | 2.208e-08
7 | 21 | 2 | 3 | 0 | 7.9412e-09 | 9.9912e-09
7 | 21 | 3 | 3 | 0 | 4.5875e-09 | 5.7718e-09
7 | 21 | 4 | 3 | 0 | 9.5386e-09 | 1.2001e-08
7 | 21 | 5 | 3 | 0 | 4.3604e-08 | 5.486e-08
7 | 21 | 6 | 3 | 0 | 1.3048e-07 | 1.6417e-07
7 | 21 | 7 | 3 | 0 | 2.6081e-07 | 3.2813e-07
7 | 21 | 8 | 3 | 0 | 1.2205e-06 | 1.5356e-06
7 | 21 | 9 | 3 | 0 | 3.9598e-06 | 4.982e-06
7 | 21 | 10 | 3 | 0 | 2.6693e-05 | 3.3584e-05
7 | 21 | 11 | 3 | 0 | 0.00010943 | 0.00013767
7 | 21 | 12 | 3 | 0 | 0.00035262 | 0.00044365
7 | 21 | 13 | 3 | 0 | 0.00056328 | 0.00070869
7 | 21 | 14 | 3 | 0 | 0.00044597 | 0.0005611
7 | 21 | 15 | 3 | 0 | 0.00057836 | 0.00072767
7 | 21 | 16 | 3 | 0 | 0.00051946 | 0.00065356
7 | 21 | 17 | 3 | 0 | 0.00043875 | 0.00055202
7 | 21 | 18 | 3 | 0 | 0.00021883 | 0.00027532
7 | 21 | 19 | 3 | 0 | 6.3599e-05 | 8.0018e-05
7 | 21 | 20 | 3 | 0 | 3.9421e-05 | 4.9597e-05
7 | 21 | 21 | 3 | 0 | 9.0807e-06 | 1.1425e-05
7 | 21 | 22 | 3 | 0 | 7.189e-07 | 9.0449e-07
7 | 21 | 23 | 3 | 0 | 7.6235e-08 | 9.5916e-08
7 | 22 | 0 | 4 | 0 | 9.4617e-09 | 1.1904e-08
7 | 22 | 1 | 4 | 0 | 2.9746e-09 | 3.7425e-09
7 | 22 | 2 | 4 | 0 | 1.1229e-09 | 1.4127e-09
7 | 22 | 3 | 4 | 0 | 0 | 0
7 | 22 | 4 | 4 | 0 | 1.3321e-09 | 1.676e-09
7 | 22 | 5 | 4 | 0 | 7.4851e-09 | 9.4174e-09
7 | 22 | 6 | 4 | 0 | 2.9693e-08 | 3.7358e-08
7 | 22 | 7 | 4 | 0 | 3.9499e-07 | 4.9696e-07
7 | 22 | 8 | 4 | 0 | 2.6263e-06 | 3.3043e-06
7 | 22 | 9 | 4 | 0 | 4.2409e-05 | 5.3357e-05
7 | 22 | 10 | 4 | 0 | 0.00019298 | 0.0002428
7 | 22 | 11 | 4 | 0 | 0.0010113 | 0.0012724
7 | 22 | 12 | 4 | 0 | 0.0029293 | 0.0036856
7 | 22 | 13 | 4 | 0 | 0.0077534 | 0.0097549
7 | 22 | 14 | 4 | 0 | 0.0058994 | 0.0074223
7 | 22 | 15 | 4 | 0 | 0.0049959 | 0.0062856
7 | 22 | 16 | 4 | 0 | 0.003623 | 0.0045582
7 | 22 | 17 | 4 | 0 | 0.0019969 | 0.0025123
7 | 22 | 18 | 4 | 0 | 0.00092957 | 0.0011695
7 | 22 | 19 | 4 | 0 | 0.00040676 | 0.00051177
7 | 22 | 20 | 4 | 0 | 0.00022978 | 0.0002891
7 | 22 | 21 | 4 | 0 | 7.1683e-05 | 9.0187e-05
7 | 22 | 22 | 4 | 0 | 7.8725e-06 | 9.9048e-06
7 | 22 | 23 | 4 | 0 | 8.3847e-07 | 1.0549e-06
7 | 23 | 0 | 5 | 0 | 1.2294e-07 | 1.5467e-07
7 | 23 | 1 | 5 | 0 | 3.0151e-08 | 3.7935e-08
7 | 23 | 2 | 5 | 0 | 1.2088e-08 | 1.5208e-08
7 | 23 | 3 | 5 | 0 | 7.0001e-09 | 8.8071e-09
7 | 23 | 4 | 5 | 0 | 7.9412e-09 | 9.9912e-09
7 | 23 | 5 | 5 | 0 | 2.6584e-08 | 3.3446e-08
7 | 23 | 6 | 5 | 0 | 1.1671e-07 | 1.4684e-07
7 | 23 | 7 | 5 | 0 | 1.5474e-06 | 1.9469e-06
7 | 23 | 8 | 5 | 0 | 1.6236e-05 | 2.0428e-05
7 | 23 | 9 | 5 | 0 | 0.00012566 | 0.0001581
7 | 23 | 10 | 5 | 0 | 0.00065645 | 0.00082591
7 | 23 | 11 | 5 | 0 | 0.0019312 | 0.0024297
7 | 23 | 12 | 5 | 0 | 0.0061814 | 0.0077771
7 | 23 | 13 | 5 | 0 | 0.010102 | 0.01271
7 | 23 | 14 | 5 | 0 | 0.010361 | 0.013036
7 | 23 | 15 | 5 | 0 | 0.0092934 | 0.011693
7 | 23 | 16 | 5 | 0 | 0.0084826 | 0.010672
7 | 23 | 17 | 5 | 0 | 0.0058461 | 0.0073553
7 | 23 | 18 | 5 | 0 | 0.0026548 | 0.0033401
7 | 23 | 19 | 5 | 0 | 0.00086122 | 0.0010835
7 | 23 | 20 | 5 | 0 | 0.00047565 | 0.00059843
7 | 23 | 21 | 5 | 0 | 0.00011665 | 0.00014676
7 | 23 | 22 | 5 | 0 | 1.4792e-05 | 1.8611e-05
7 | 23 | 23 | 5 | 0 | 1.4003e-06 | 1.7618e-06
7 | 24 | 0 | 6 | 1 | 2.025e-07 | 2.5478e-07
7 | 24 | 1 | 6 | 1 | 3.6968e-08 | 4.6511e-08
7 | 24 | 2 | 6 | 1 | 8.4884e-09 | 1.068e-08
7 | 24 | 3 | 6 | 1 | 3.5082e-09 | 4.4138e-09
7 | 24 | 4 | 6 | 1 | 1.4477e-09 | 1.8214e-09
7 | 24 | 5 | 6 | 1 | 2.1154e-09 | 2.6615e-09
7 | 24 | 6 | 6 | 1 | 2.7351e-09 | 3.4412e-09
7 | 24 | 7 | 6 | 1 | 2.6387e-08 | 3.3198e-08
7 | 24 | 8 | 6 | 1 | 3.6816e-07 | 4.632e-07
7 | 24 | 9 | 6 | 1 | 5.898e-06 | 7.4206e-06
7 | 24 | 10 | 6 | 1 | 4.3708e-05 | 5.4992e-05
7 | 24 | 11 | 6 | 1 | 0.00016113 | 0.00020273
7 | 24 | 12 | 6 | 1 | 0.00035478 | 0.00044636
7 | 24 | 13 | 6 | 1 | 0.00059964 | 0.00075443
7 | 24 | 14 | 6 | 1 | 0.0011433 | 0.0014385
7 | 24 | 15 | 6 | 1 | 0.0014779 | 0.0018594
7 | 24 | 16 | 6 | 1 | 0.0016727 | 0.0021045
7 | 24 | 17 | 6 | 1 | 0.001179 | 0.0014834
7 | 24 | 18 | 6 | 1 | 0.00062102 | 0.00078133
7 | 24 | 19 | 6 | 1 | 0.00019714 | 0.00024803
7 | 24 | 20 | 6 | 1 | 8.4037e-05 | 0.00010573
7 | 24 | 21 | 6 | 1 | 1.7453e-05 | 2.1958e-05
7 | 24 | 22 | 6 | 1 | 1.7365e-06 | 2.1847e-06
7 | 24 | 23 | 6 | 1 | 2.025e-07 | 2.5478e-07
7 | 25 | 0 | 7 | 1 | 3.0869e-08 | 3.8838e-08
7 | 25 | 1 | 7 | 1 | 1.1991e-08 | 1.5087e-08
7 | 25 | 2 | 7 | 1 | 3.3686e-09 | 4.2382e-09
7 | 25 | 3 | 7 | 1 | 1.4125e-09 | 1.7771e-09
7 | 25 | 4 | 7 | 1 | 7.9098e-10 | 9.9517e-10
7 | 25 | 5 | 7 | 1 | 2.9778e-10 | 3.7465e-10
7 | 25 | 6 | 7 | 1 | 1.0644e-09 | 1.3392e-09
7 | 25 | 7 | 7 | 1 | 6.8365e-09 | 8.6013e-09
7 | 25 | 8 | 7 | 1 | 5.9108e-08 | 7.4367e-08
7 | 25 | 9 | 7 | 1 | 4.1777e-07 | 5.2562e-07
7 | 25 | 10 | 7 | 1 | 3.4809e-06 | 4.3794e-06
7 | 25 | 11 | 7 | 1 | 1.4999e-05 | 1.8871e-05
7 | 25 | 12 | 7 | 1 | 4.6908e-05 | 5.9017e-05
7 | 25 | 13 | 7 | 1 | 9.26e-05 | 0.0001165
7 | 25 | 14 | 7 | 1 | 0.00013109 | 0.00016493
7 | 25 | 15 | 7 | 1 | 0.00013397 | 0.00016855
7 | 25 | 16 | 7 | 1 | 0.00016004 | 0.00020136
7 | 25 | 17 | 7 | 1 | 0.00010519 | 0.00013235
7 | 25 | 18 | 7 | 1 | 5.504e-05 | 6.9249e-05
7 | 25 | 19 | 7 | 1 | 2.5731e-05 | 3.2374e-05
7 | 25 | 20 | 7 | 1 | 1.6325e-05 | 2.054e-05
7 | 25 | 21 | 7 | 1 | 2.9259e-06 | 3.6813e-06
7 | 25 | 22 | 7 | 1 | 3.1287e-07 | 3.9363e-07
7 | 25 | 23 | 7 | 1 | 4.5328e-08 | 5.703e-08
7 | 26 | 0 | 1 | 0 | 1.0418e-08 | 1.3108e-08
7 | 26 | 1 | 1 | 0 | 2.619e-09 | 3.2951e-09
7 | 26 | 2 | 1 | 0 | 1.1628e-09 | 1.463e-09
7 | 26 | 3 | 1 | 0 | 8.173e-10 | 1.0283e-09
7 | 26 | 4 | 1 | 0 | 1.6009e-09 | 2.0142e-09
7 | 26 | 5 | 1 | 0 | 9.4617e-09 | 1.1904e-08
7 | 26 | 6 | 1 | 0 | 3.4998e-08 | 4.4033e-08
7 | 26 | 7 | 1 | 0 | 2.2226e-07 | 2.7963e-07
7 | 26 | 8 | 1 | 0 | 1.4507e-06 | 1.8252e-06
7 | 26 | 9 | 1 | 0 | 7.7258e-06 | 9.7203e-06
7 | 26 | 10 | 1 | 0 | 3.0491e-05 | 3.8362e-05
7 | 26 | 11 | 1 | 0 | 0.00011545 | 0.00014526
7 | 26 | 12 | 1 | 0 | 0.00022385 | 0.00028163
7 | 26 | 13 | 1 | 0 | 0.00045825 | 0.00057655
7 | 26 | 14 | 1 | 0 | 0.00074808 | 0.0009412
7 | 26 | 15 | 1 | 0 | 0.0009962 | 0.0012534
7 | 26 | 16 | 1 | 0 | 0.00080265 | 0.0010099
7 | 26 | 17 | 1 | 0 | 0.00049166 | 0.00061858
7 | 26 | 18 | 1 | 0 | 0.00022985 | 0.00028918
7 | 26 | 19 | 1 | 0 | 9.3044e-05 | 0.00011706
7 | 26 | 20 | 1 | 0 | 6.2478e-05 | 7.8607e-05
7 | 26 | 21 | 1 | 0 | 1.0625e-05 | 1.3368e-05
7 | 26 | 22 | 1 | 0 | 8.2701e-07 | 1.0405e-06
7 | 26 | 23 | 1 | 0 | 8.3316e-08 | 1.0482e-07
7 | 27 | 0 | 2 | 0 | 1.4178e-08 | 1.7838e-08
7 | 27 | 1 | 2 | 0 | 3.5082e-09 | 4.4138e-09
7 | 27 | 2 | 2 | 0 | 7.5249e-10 | 9.4674e-10
7 | 27 | 3 | 2 | 0 | 0 | 0
7 | 27 | 4 | 2 | 0 | 1.0187e-09 | 1.2816e-09
7 | 27 | 5 | 2 | 0 | 6.3458e-09 | 7.984e-09
7 | 27 | 6 | 2 | 0 | 2.4028e-08 | 3.023e-08
7 | 27 | 7 | 2 | 0 | 1.0322e-07 | 1.2987e-07
7 | 27 | 8 | 2 | 0 | 6.1584e-07 | 7.7483e-07
7 | 27 | 9 | 2 | 0 | 6.2684e-06 | 7.8866e-06
7 | 27 | 10 | 2 | 0 | 3.0882e-05 | 3.8854e-05
7 | 27 | 11 | 2 | 0 | 0.00020503 | 0.00025795
7 | 27 | 12 | 2 | 0 | 0.00063064 | 0.00079344
7 | 27 | 13 | 2 | 0 | 0.0012344 | 0.001553
7 | 27 | 14 | 2 | 0 | 0.00064607 | 0.00081286
7 | 27 | 15 | 2 | 0 | 0.00026838 | 0.00033766
7 | 27 | 16 | 2 | 0 | 0.00011854 | 0.00014914
7 | 27 | 17 | 2 | 0 | 4.6044e-05 | 5.793e-05
7 | 27 | 18 | 2 | 0 | 2.2154e-05 | 2.7872e-05
7 | 27 | 19 | 2 | 0 | 7.7734e-06 | 9.7801e-06
7 | 27 | 20 | 2 | 0 | 7.9755e-06 | 1.0034e-05
7 | 27 | 21 | 2 | 0 | 1.5247e-06 | 1.9183e-06
7 | 27 | 22 | 2 | 0 | 1.6947e-07 | 2.1322e-07
7 | 27 | 23 | 2 | 0 | 2.4976e-08 | 3.1424e-08
7 | 28 | 0 | 3 | 0 | 3.88e-09 | 4.8816e-09
7 | 28 | 1 | 3 | 0 | 1.1927e-09 | 1.5006e-09
7 | 28 | 2 | 3 | 0 | 0 | 0
7 | 28 | 3 | 3 | 0 | 0 | 0
7 | 28 | 4 | 3 | 0 | 0 | 0
7 | 28 | 5 | 3 | 0 | 3.5657e-09 | 4.4862e-09
7 | 28 | 6 | 3 | 0 | 1.7116e-08 | 2.1534e-08
7 | 28 | 7 | 3 | 0 | 1.7729e-07 | 2.2306e-07
7 | 28 | 8 | 3 | 0 | 2.0964e-06 | 2.6376e-06
7 | 28 | 9 | 3 | 0 | 1.9766e-05 | 2.4869e-05
7 | 28 | 10 | 3 | 0 | 0.0001192 | 0.00014997
7 | 28 | 11 | 3 | 0 | 0.00031706 | 0.00039891
7 | 28 | 12 | 3 | 0 | 0.00093926 | 0.0011817
7 | 28 | 13 | 3 | 0 | 0.0017287 | 0.002175
7 | 28 | 14 | 3 | 0 | 0.00185 | 0.0023276
7 | 28 | 15 | 3 | 0 | 0.0018498 | 0.0023273
7 | 28 | 16 | 3 | 0 | 0.00047584 | 0.00059868
7 | 28 | 17 | 3 | 0 | 0.00016565 | 0.00020841
7 | 28 | 18 | 3 | 0 | 6.3599e-05 | 8.0018e-05
7 | 28 | 19 | 3 | 0 | 2.0778e-05 | 2.6141e-05
7 | 28 | 20 | 3 | 0 | 1.2407e-05 | 1.561e-05
7 | 28 | 21 | 3 | 0 | 2.679e-06 | 3.3706e-06
7 | 28 | 22 | 3 | 0 | 2.4161e-07 | 3.0398e-07
7 | 28 | 23 | 3 | 0 | 3.1633e-08 | 3.9799e-08
7 | 29 | 0 | 4 | 0 | 6.3458e-09 | 7.984e-09
7 | 29 | 1 | 4 | 0 | 1.6277e-09 | 2.0479e-09
7 | 29 | 2 | 4 | 0 | 1.1799e-10 | 1.4846e-10
7 | 29 | 3 | 4 | 0 | 0 | 0
7 | 29 | 4 | 4 | 0 | 1.1027e-09 | 1.3874e-09
7 | 29 | 5 | 4 | 0 | 6.614e-09 | 8.3214e-09
7 | 29 | 6 | 4 | 0 | 2.9458e-08 | 3.7063e-08
7 | 29 | 7 | 4 | 0 | 1.8549e-07 | 2.3338e-07
7 | 29 | 8 | 4 | 0 | 8.2759e-07 | 1.0412e-06
7 | 29 | 9 | 4 | 0 | 3.7607e-06 | 4.7315e-06
7 | 29 | 10 | 4 | 0 | 9.5654e-06 | 1.2035e-05
7 | 29 | 11 | 4 | 0 | 4.9145e-05 | 6.1832e-05
7 | 29 | 12 | 4 | 0 | 0.00023001 | 0.00028938
7 | 29 | 13 | 4 | 0 | 0.00068385 | 0.00086039
7 | 29 | 14 | 4 | 0 | 0.0013978 | 0.0017586
7 | 29 | 15 | 4 | 0 | 0.0015962 | 0.0020083
7 | 29 | 16 | 4 | 0 | 0.0011671 | 0.0014684
7 | 29 | 17 | 4 | 0 | 0.00055141 | 0.00069376
7 | 29 | 18 | 4 | 0 | 0.00018072 | 0.00022737
7 | 29 | 19 | 4 | 0 | 6.3956e-05 | 8.0467e-05
7 | 29 | 20 | 4 | 0 | 2.7489e-05 | 3.4586e-05
7 | 29 | 21 | 4 | 0 | 4.3132e-06 | 5.4266e-06
7 | 29 | 22 | 4 | 0 | 2.0397e-07 | 2.5662e-07
7 | 29 | 23 | 4 | 0 | 1.994e-08 | 2.5087e-08
7 | 30 | 0 | 5 | 0 | 1.9347e-09 | 2.4341e-09
7 | 30 | 1 | 5 | 0 | 0 | 0
7 | 30 | 2 | 5 | 0 | 0 | 0
7 | 30 | 3 | 5 | 0 | 0 | 0
7 | 30 | 4 | 5 | 0 | 0 | 0
7 | 30 | 5 | 5 | 0 | 0 | 0
7 | 30 | 6 | 5 | 0 | 3.7267e-10 | 4.6887e-10
7 | 30 | 7 | 5 | 0 | 6.0531e-09 | 7.6157e-09
7 | 30 | 8 | 5 | 0 | 3.7277e-08 | 4.69e-08
7 | 30 | 9 | 5 | 0 | 3.4741e-07 | 4.371e-07
7 | 30 | 10 | 5 | 0 | 1.2989e-06 | 1.6342e-06
7 | 30 | 11 | 5 | 0 | 4.4376e-06 | 5.5832e-06
7 | 30 | 12 | 5 | 0 | 9.5747e-06 | 1.2046e-05
7 | 30 | 13 | 5 | 0 | 3.1879e-05 | 4.0108e-05
7 | 30 | 14 | 5 | 0 | 4.6354e-05 | 5.8321e-05
7 | 30 | 15 | 5 | 0 | 5.855e-05 | 7.3665e-05
7 | 30 | 16 | 5 | 0 | 3.8011e-05 | 4.7824e-05
7 | 30 | 17 | 5 | 0 | 1.3219e-05 | 1.6632e-05
7 | 30 | 18 | 5 | 0 | 3.8325e-06 | 4.8219e-06
7 | 30 | 19 | 5 | 0 | 9.5856e-07 | 1.206e-06
7 | 30 | 20 | 5 | 0 | 6.7532e-07 | 8.4966e-07
7 | 30 | 21 | 5 | 0 | 1.0648e-07 | 1.3397e-07
7 | 30 | 22 | 5 | 0 | 1.6977e-08 | 2.1359e-08
7 | 30 | 23 | 5 | 0 | 1.561e-09 | 1.9639e-09
7 | 31 | 0 | 6 | 1 | 0 | 0
7 | 31 | 1 | 6 | 1 | 0 | 0
7 | 31 | 2 | 6 | 1 | 0 | 0
7 | 31 | 3 | 6 | 1 | 0 | 0
7 | 31 | 4 | 6 | 1 | 0 | 0
7 | 31 | 5 | 6 | 1 | 0 | 0
7 | 31 | 6 | 6 | 1 | 0 | 0
7 | 31 | 7 | 6 | 1 | 0 | 0
7 | 31 | 8 | 6 | 1 | 0 | 0
7 | 31 | 9 | 6 | 1 | 1.7433e-09 | 2.1933e-09
7 | 31 | 10 | 6 | 1 | 9.8642e-09 | 1.2411e-08
7 | 31 | 11 | 6 | 1 | 6.5334e-08 | 8.22e-08
7 | 31 | 12 | 6 | 1 | 2.2566e-07 | 2.8391e-07
7 | 31 | 13 | 6 | 1 | 9.071e-07 | 1.1413e-06
7 | 31 | 14 | 6 | 1 | 2.5411e-06 | 3.1971e-06
7 | 31 | 15 | 6 | 1 | 4.1481e-06 | 5.2189e-06
7 | 31 | 16 | 6 | 1 | 3.5464e-06 | 4.4619e-06
7 | 31 | 17 | 6 | 1 | 3.5706e-06 | 4.4924e-06
7 | 31 | 18 | 6 | 1 | 2.1516e-06 | 2.7071e-06
7 | 31 | 19 | 6 | 1 | 9.187e-07 | 1.1559e-06
7 | 31 | 20 | 6 | 1 | 6.38e-07 | 8.027e-07
7 | 31 | 21 | 6 | 1 | 1.2114e-07 | 1.5242e-07
7 | 31 | 22 | 6 | 1 | 1.3622e-08 | 1.7139e-08
7 | 31 | 23 | 6 | 1 | 1.3434e-09 | 1.6902e-09
8 | 1 | 0 | 7 | 1 | 1.2888e-06 | 1.6215e-06
8 | 1 | 1 | 7 | 1 | 3.2937e-07 | 4.144e-07
8 | 1 | 2 | 7 | 1 | 9.6279e-08 | 1.2113e-07
8 | 1 | 3 | 7 | 1 | 4.9156e-08 | 6.1846e-08
8 | 1 | 4 | 7 | 1 | 2.3675e-08 | 2.9786e-08
8 | 1 | 5 | 7 | 1 | 1.755e-08 | 2.208e-08
8 | 1 | 6 | 7 | 1 | 1.407e-08 | 1.7702e-08
8 | 1 | 7 | 7 | 1 | 8.5853e-08 | 1.0802e-07
8 | 1 | 8 | 7 | 1 | 6.2952e-07 | 7.9203e-07
8 | 1 | 9 | 7 | 1 | 2.0682e-06 | 2.6021e-06
8 | 1 | 10 | 7 | 1 | 5.4263e-06 | 6.8271e-06
8 | 1 | 11 | 7 | 1 | 1.6829e-05 | 2.1173e-05
8 | 1 | 12 | 7 | 1 | 4.6616e-05 | 5.865e-05
8 | 1 | 13 | 7 | 1 | 5.2787e-05 | 6.6414e-05
8 | 1 | 14 | 7 | 1 | 5.0015e-05 | 6.2926e-05
8 | 1 | 15 | 7 | 1 | 3.3693e-05 | 4.2392e-05
8 | 1 | 16 | 7 | 1 | 4.0423e-05 | 5.0858e-05
8 | 1 | 17 | 7 | 1 | 4.7979e-05 | 6.0365e-05
8 | 1 | 18 | 7 | 1 | 3.1248e-05 | 3.9314e-05
8 | 1 | 19 | 7 | 1 | 1.5927e-05 | 2.0039e-05
8 | 1 | 20 | 7 | 1 | 1.1659e-05 | 1.4669e-05
8 | 1 | 21 | 7 | 1 | 3.8072e-06 | 4.7901e-06
8 | 1 | 22 | 7 | 1 | 5.184e-07 | 6.5223e-07
8 | 1 | 23 | 7 | 1 | 6.9757e-08 | 8.7765e-08
8 | 2 | 0 | 1 | 0 | 1.0837e-08 | 1.3634e-08
8 | 2 | 1 | 1 | 0 | 2.9746e-09 | 3.7425e-09
8 | 2 | 2 | 1 | 0 | 7.7206e-10 | 9.7137e-10
8 | 2 | 3 | 1 | 0 | 9.85e-10 | 1.2393e-09
8 | 2 | 4 | 1 | 0 | 1.2887e-09 | 1.6214e-09
8 | 2 | 5 | 1 | 0 | 8.9337e-09 | 1.124e-08
8 | 2 | 6 | 1 | 0 | 5.9517e-08 | 7.4881e-08
8 | 2 | 7 | 1 | 0 | 5.0756e-07 | 6.3859e-07
8 | 2 | 8 | 1 | 0 | 3.1741e-06 | 3.9934e-06
8 | 2 | 9 | 1 | 0 | 2.2028e-05 | 2.7715e-05
8 | 2 | 10 | 1 | 0 | 9.4258e-05 | 0.00011859
8 | 2 | 11 | 1 | 0 | 0.00037316 | 0.0004695
8 | 2 | 12 | 1 | 0 | 0.00074819 | 0.00094133
8 | 2 | 13 | 1 | 0 | 0.0019031 | 0.0023945
8 | 2 | 14 | 1 | 0 | 0.0045521 | 0.0057273
8 | 2 | 15 | 1 | 0 | 0.0039697 | 0.0049945
8 | 2 | 16 | 1 | 0 | 0.0033944 | 0.0042707
8 | 2 | 17 | 1 | 0 | 0.0022855 | 0.0028755
8 | 2 | 18 | 1 | 0 | 0.00055423 | 0.00069731
8 | 2 | 19 | 1 | 0 | 0.0001656 | 0.00020835
8 | 2 | 20 | 1 | 0 | 9.139e-05 | 0.00011498
8 | 2 | 21 | 1 | 0 | 1.1026e-05 | 1.3873e-05
8 | 2 | 22 | 1 | 0 | 8.2134e-07 | 1.0334e-06
8 | 2 | 23 | 1 | 0 | 4.9942e-08 | 6.2835e-08
8 | 3 | 0 | 2 | 0 | 4.9048e-09 | 6.171e-09
8 | 3 | 1 | 2 | 0 | 8.9724e-10 | 1.1289e-09
8 | 3 | 2 | 2 | 0 | 0 | 0
8 | 3 | 3 | 2 | 0 | 0 | 0
8 | 3 | 4 | 2 | 0 | 0 | 0
8 | 3 | 5 | 2 | 0 | 6.3768e-10 | 8.023e-10
8 | 3 | 6 | 2 | 0 | 4.6642e-09 | 5.8683e-09
8 | 3 | 7 | 2 | 0 | 7.7373e-08 | 9.7347e-08
8 | 3 | 8 | 2 | 0 | 4.507e-07 | 5.6704e-07
8 | 3 | 9 | 2 | 0 | 2.1253e-06 | 2.674e-06
8 | 3 | 10 | 2 | 0 | 5.4307e-06 | 6.8327e-06
8 | 3 | 11 | 2 | 0 | 1.7477e-05 | 2.1989e-05
8 | 3 | 12 | 2 | 0 | 4.718e-05 | 5.9359e-05
8 | 3 | 13 | 2 | 0 | 0.00014162 | 0.00017818
8 | 3 | 14 | 2 | 0 | 0.00026322 | 0.00033117
8 | 3 | 15 | 2 | 0 | 0.00045097 | 0.00056739
8 | 3 | 16 | 2 | 0 | 0.00047078 | 0.00059232
8 | 3 | 17 | 2 | 0 | 0.00035652 | 0.00044855
8 | 3 | 18 | 2 | 0 | 0.00016653 | 0.00020952
8 | 3 | 19 | 2 | 0 | 4.8521e-05 | 6.1047e-05
8 | 3 | 20 | 2 | 0 | 2.2289e-05 | 2.8042e-05
8 | 3 | 21 | 2 | 0 | 3.3652e-06 | 4.2339e-06
8 | 3 | 22 | 2 | 0 | 3.0812e-07 | 3.8766e-07
8 | 3 | 23 | 2 | 0 | 1.2184e-08 | 1.533e-08
8 | 4 | 0 | 3 | 0 | 1.4721e-09 | 1.8522e-09
8 | 4 | 1 | 3 | 0 | 0 | 0
8 | 4 | 2 | 3 | 0 | 0 | 0
8 | 4 | 3 | 3 | 0 | 0 | 0
8 | 4 | 4 | 3 | 0 | 0 | 0
8 | 4 | 5 | 3 | 0 | 1.5489e-09 | 1.9487e-09
8 | 4 | 6 | 3 | 0 | 9.6938e-09 | 1.2196e-08
8 | 4 | 7 | 3 | 0 | 8.6489e-08 | 1.0882e-07
8 | 4 | 8 | 3 | 0 | 2.762e-07 | 3.475e-07
8 | 4 | 9 | 3 | 0 | 1.5704e-06 | 1.9758e-06
8 | 4 | 10 | 3 | 0 | 6.5446e-06 | 8.2341e-06
8 | 4 | 11 | 3 | 0 | 3.2278e-05 | 4.061e-05
8 | 4 | 12 | 3 | 0 | 0.00018688 | 0.00023512
8 | 4 | 13 | 3 | 0 | 0.00055475 | 0.00069797
8 | 4 | 14 | 3 | 0 | 0.0014781 | 0.0018596
8 | 4 | 15 | 3 | 0 | 0.0018226 | 0.0022931
8 | 4 | 16 | 3 | 0 | 0.0014911 | 0.0018761
8 | 4 | 17 | 3 | 0 | 0.00089281 | 0.0011233
8 | 4 | 18 | 3 | 0 | 0.00032923 | 0.00041422
8 | 4 | 19 | 3 | 0 | 0.00010812 | 0.00013603
8 | 4 | 20 | 3 | 0 | 6.5445e-05 | 8.234e-05
8 | 4 | 21 | 3 | 0 | 9.319e-06 | 1.1725e-05
8 | 4 | 22 | 3 | 0 | 8.9988e-07 | 1.1322e-06
8 | 4 | 23 | 3 | 0 | 6.1394e-08 | 7.7243e-08
8 | 5 | 0 | 4 | 0 | 6.7797e-09 | 8.5299e-09
8 | 5 | 1 | 4 | 0 | 1.1628e-09 | 1.463e-09
8 | 5 | 2 | 4 | 0 | 0 | 0
8 | 5 | 3 | 4 | 0 | 0 | 0
8 | 5 | 4 | 4 | 0 | 0 | 0
8 | 5 | 5 | 4 | 0 | 3.287e-09 | 4.1355e-09
8 | 5 | 6 | 4 | 0 | 1.9336e-08 | 2.4328e-08
8 | 5 | 7 | 4 | 0 | 1.9251e-07 | 2.422e-07
8 | 5 | 8 | 4 | 0 | 8.8789e-07 | 1.1171e-06
8 | 5 | 9 | 4 | 0 | 5.7135e-06 | 7.1884e-06
8 | 5 | 10 | 4 | 0 | 1.9773e-05 | 2.4877e-05
8 | 5 | 11 | 4 | 0 | 4.9772e-05 | 6.262e-05
8 | 5 | 12 | 4 | 0 | 0.00014815 | 0.00018639
8 | 5 | 13 | 4 | 0 | 0.00031897 | 0.00040132
8 | 5 | 14 | 4 | 0 | 0.00057874 | 0.00072814
8 | 5 | 15 | 4 | 0 | 0.0009823 | 0.0012359
8 | 5 | 16 | 4 | 0 | 0.00089304 | 0.0011236
8 | 5 | 17 | 4 | 0 | 0.00065958 | 0.00082985
8 | 5 | 18 | 4 | 0 | 0.00022985 | 0.00028918
8 | 5 | 19 | 4 | 0 | 6.433e-05 | 8.0937e-05
8 | 5 | 20 | 4 | 0 | 3.9909e-05 | 5.0212e-05
8 | 5 | 21 | 4 | 0 | 3.7595e-06 | 4.73e-06
8 | 5 | 22 | 4 | 0 | 3.8123e-07 | 4.7964e-07
8 | 5 | 23 | 4 | 0 | 1.6437e-08 | 2.068e-08
8 | 6 | 0 | 5 | 0 | 1.7888e-09 | 2.2505e-09
8 | 6 | 1 | 5 | 0 | 0 | 0
8 | 6 | 2 | 5 | 0 | 0 | 0
8 | 6 | 3 | 5 | 0 | 0 | 0
8 | 6 | 4 | 5 | 0 | 0 | 0
8 | 6 | 5 | 5 | 0 | 0 | 0
8 | 6 | 6 | 5 | 0 | 2.4009e-09 | 3.0207e-09
8 | 6 | 7 | 5 | 0 | 3.1134e-08 | 3.9171e-08
8 | 6 | 8 | 5 | 0 | 3.4467e-07 | 4.3365e-07
8 | 6 | 9 | 5 | 0 | 2.4094e-06 | 3.0314e-06
8 | 6 | 10 | 5 | 0 | 9.6329e-06 | 1.212e-05
8 | 6 | 11 | 5 | 0 | 4.1922e-05 | 5.2744e-05
8 | 6 | 12 | 5 | 0 | 0.00015409 | 0.00019386
8 | 6 | 13 | 5 | 0 | 0.00036085 | 0.000454
8 | 6 | 14 | 5 | 0 | 0.00058485 | 0.00073583
8 | 6 | 15 | 5 | 0 | 0.00078523 | 0.00098794
8 | 6 | 16 | 5 | 0 | 0.00068376 | 0.00086027
8 | 6 | 17 | 5 | 0 | 0.00044829 | 0.00056402
8 | 6 | 18 | 5 | 0 | 0.00014882 | 0.00018724
8 | 6 | 19 | 5 | 0 | 3.3683e-05 | 4.2378e-05
8 | 6 | 20 | 5 | 0 | 1.672e-05 | 2.1037e-05
8 | 6 | 21 | 5 | 0 | 2.3449e-06 | 2.9503e-06
8 | 6 | 22 | 5 | 0 | 1.9525e-07 | 2.4565e-07
8 | 6 | 23 | 5 | 0 | 5.1067e-09 | 6.425e-09
8 | 7 | 0 | 6 | 1 | 7.7841e-10 | 9.7936e-10
8 | 7 | 1 | 6 | 1 | 0 | 0
8 | 7 | 2 | 6 | 1 | 0 | 0
8 | 7 | 3 | 6 | 1 | 0 | 0
8 | 7 | 4 | 6 | 1 | 0 | 0
8 | 7 | 5 | 6 | 1 | 0 | 0
8 | 7 | 6 | 6 | 1 | 0 | 0
8 | 7 | 7 | 6 | 1 | 0 | 0
8 | 7 | 8 | 6 | 1 | 4.0153e-09 | 5.0519e-09
8 | 7 | 9 | 6 | 1 | 1.1946e-07 | 1.5031e-07
8 | 7 | 10 | 6 | 1 | 1.0223e-06 | 1.2862e-06
8 | 7 | 11 | 6 | 1 | 4.4964e-06 | 5.6572e-06
8 | 7 | 12 | 6 | 1 | 1.8584e-05 | 2.3382e-05
8 | 7 | 13 | 6 | 1 | 5.4118e-05 | 6.8089e-05
8 | 7 | 14 | 6 | 1 | 0.00013045 | 0.00016413
8 | 7 | 15 | 6 | 1 | 0.0002107 | 0.0002651
8 | 7 | 16 | 6 | 1 | 0.00019401 | 0.00024409
8 | 7 | 17 | 6 | 1 | 0.00012365 | 0.00015557
8 | 7 | 18 | 6 | 1 | 5.1485e-05 | 6.4776e-05
8 | 7 | 19 | 6 | 1 | 2.0778e-05 | 2.6141e-05
8 | 7 | 20 | 6 | 1 | 1.7994e-05 | 2.2639e-05
8 | 7 | 21 | 6 | 1 | 4.5526e-06 | 5.7279e-06
8 | 7 | 22 | 6 | 1 | 8.0399e-07 | 1.0115e-06
8 | 7 | 23 | 6 | 1 | 8.5187e-08 | 1.0718e-07
8 | 8 | 0 | 7 | 1 | 1.1711e-08 | 1.4735e-08
8 | 8 | 1 | 7 | 1 | 3.1263e-09 | 3.9334e-09
8 | 8 | 2 | 7 | 1 | 1.2887e-09 | 1.6214e-09
8 | 8 | 3 | 7 | 1 | 3.2433e-10 | 4.0806e-10
8 | 8 | 4 | 7 | 1 | 0 | 0
8 | 8 | 5 | 7 | 1 | 0 | 0
8 | 8 | 6 | 7 | 1 | 0 | 0
8 | 8 | 7 | 7 | 1 | 1.1432e-09 | 1.4383e-09
8 | 8 | 8 | 7 | 1 | 5.3674e-09 | 6.753e-09
8 | 8 | 9 | 7 | 1 | 1.7852e-08 | 2.2461e-08
8 | 8 | 10 | 7 | 1 | 4.6095e-08 | 5.7994e-08
8 | 8 | 11 | 7 | 1 | 9.2684e-08 | 1.1661e-07
8 | 8 | 12 | 7 | 1 | 1.5366e-07 | 1.9333e-07
8 | 8 | 13 | 7 | 1 | 1.3058e-07 | 1.6429e-07
8 | 8 | 14 | 7 | 1 | 1.2305e-07 | 1.5482e-07
8 | 8 | 15 | 7 | 1 | 1.4376e-07 | 1.8088e-07
8 | 8 | 16 | 7 | 1 | 1.6957e-07 | 2.1334e-07
8 | 8 | 17 | 7 | 1 | 1.8973e-07 | 2.387e-07
8 | 8 | 18 | 7 | 1 | 1.0984e-07 | 1.3819e-07
8 | 8 | 19 | 7 | 1 | 1.4258e-07 | 1.7939e-07
8 | 8 | 20 | 7 | 1 | 2.2067e-07 | 2.7764e-07
8 | 8 | 21 | 7 | 1 | 5.7705e-08 | 7.2602e-08
8 | 8 | 22 | 7 | 1 | 6.2959e-09 | 7.9212e-09
8 | 8 | 23 | 7 | 1 | 0 | 0
8 | 9 | 0 | 1 | 0 | 0 | 0
8 | 9 | 1 | 1 | 0 | 0 | 0
8 | 9 | 2 | 1 | 0 | 0 | 0
8 | 9 | 3 | 1 | 0 | 0 | 0
8 | 9 | 4 | 1 | 0 | 0 | 0
8 | 9 | 5 | 1 | 0 | 6.0477e-10 | 7.6089e-10
8 | 9 | 6 | 1 | 0 | 7.0582e-09 | 8.8803e-09
8 | 9 | 7 | 1 | 0 | 5.4586e-08 | 6.8678e-08
8 | 9 | 8 | 1 | 0 | 3.0836e-07 | 3.8796e-07
8 | 9 | 9 | 1 | 0 | 1.1417e-06 | 1.4365e-06
8 | 9 | 10 | 1 | 0 | 4.4368e-06 | 5.5822e-06
8 | 9 | 11 | 1 | 0 | 1.2266e-05 | 1.5432e-05
8 | 9 | 12 | 1 | 0 | 3.5042e-05 | 4.4088e-05
8 | 9 | 13 | 1 | 0 | 7.4615e-05 | 9.3877e-05
8 | 9 | 14 | 1 | 0 | 0.00020847 | 0.00026229
8 | 9 | 15 | 1 | 0 | 0.0002039 | 0.00025654
8 | 9 | 16 | 1 | 0 | 0.00021067 | 0.00026506
8 | 9 | 17 | 1 | 0 | 0.00015923 | 0.00020033
8 | 9 | 18 | 1 | 0 | 5.2746e-05 | 6.6362e-05
8 | 9 | 19 | 1 | 0 | 1.5827e-05 | 1.9913e-05
8 | 9 | 20 | 1 | 0 | 9.1981e-06 | 1.1573e-05
8 | 9 | 21 | 1 | 0 | 1.3153e-06 | 1.6548e-06
8 | 9 | 22 | 1 | 0 | 7.7344e-08 | 9.7311e-08
8 | 9 | 23 | 1 | 0 | 3.3415e-09 | 4.2041e-09
8 | 10 | 0 | 2 | 0 | 0 | 0
8 | 10 | 1 | 2 | 0 | 0 | 0
8 | 10 | 2 | 2 | 0 | 0 | 0
8 | 10 | 3 | 2 | 0 | 0 | 0
8 | 10 | 4 | 2 | 0 | 0 | 0
8 | 10 | 5 | 2 | 0 | 0 | 0
8 | 10 | 6 | 2 | 0 | 2.7817e-09 | 3.4998e-09
8 | 10 | 7 | 2 | 0 | 3.0882e-08 | 3.8854e-08
8 | 10 | 8 | 2 | 0 | 2.3506e-07 | 2.9574e-07
8 | 10 | 9 | 2 | 0 | 1.5827e-06 | 1.9913e-06
8 | 10 | 10 | 2 | 0 | 1.0316e-05 | 1.2979e-05
8 | 10 | 11 | 2 | 0 | 3.5048e-05 | 4.4095e-05
8 | 10 | 12 | 2 | 0 | 0.00010295 | 0.00012953
8 | 10 | 13 | 2 | 0 | 0.00049475 | 0.00062248
8 | 10 | 14 | 2 | 0 | 0.0014244 | 0.0017921
8 | 10 | 15 | 2 | 0 | 0.0028893 | 0.0036351
8 | 10 | 16 | 2 | 0 | 0.0039692 | 0.0049938
8 | 10 | 17 | 2 | 0 | 0.0023612 | 0.0029707
8 | 10 | 18 | 2 | 0 | 0.00096263 | 0.0012111
8 | 10 | 19 | 2 | 0 | 0.00032913 | 0.0004141
8 | 10 | 20 | 2 | 0 | 0.00021516 | 0.0002707
8 | 10 | 21 | 2 | 0 | 2.4337e-05 | 3.062e-05
8 | 10 | 22 | 2 | 0 | 2.109e-06 | 2.6534e-06
8 | 10 | 23 | 2 | 0 | 1.7855e-07 | 2.2464e-07
8 | 11 | 0 | 3 | 0 | 3.3402e-08 | 4.2025e-08
8 | 11 | 1 | 3 | 0 | 8.2128e-09 | 1.0333e-08
8 | 11 | 2 | 3 | 0 | 1.8193e-09 | 2.289e-09
8 | 11 | 3 | 3 | 0 | 1.0274e-09 | 1.2926e-09
8 | 11 | 4 | 3 | 0 | 1.9702e-09 | 2.4788e-09
8 | 11 | 5 | 3 | 0 | 1.7253e-08 | 2.1707e-08
8 | 11 | 6 | 3 | 0 | 1.1933e-07 | 1.5013e-07
8 | 11 | 7 | 3 | 0 | 6.7557e-07 | 8.4997e-07
8 | 11 | 8 | 3 | 0 | 5.7853e-06 | 7.2787e-06
8 | 11 | 9 | 3 | 0 | 4.1657e-05 | 5.2411e-05
8 | 11 | 10 | 3 | 0 | 0.00020276 | 0.0002551
8 | 11 | 11 | 3 | 0 | 0.00089816 | 0.00113
8 | 11 | 12 | 3 | 0 | 0.0032753 | 0.0041208
8 | 11 | 13 | 3 | 0 | 0.007061 | 0.0088838
8 | 11 | 14 | 3 | 0 | 0.01078 | 0.013563
8 | 11 | 15 | 3 | 0 | 0.010824 | 0.013619
8 | 11 | 16 | 3 | 0 | 0.0092905 | 0.011689
8 | 11 | 17 | 3 | 0 | 0.0053858 | 0.0067762
8 | 11 | 18 | 3 | 0 | 0.0017361 | 0.0021842
8 | 11 | 19 | 3 | 0 | 0.00053628 | 0.00067473
8 | 11 | 20 | 3 | 0 | 0.00031852 | 0.00040075
8 | 11 | 21 | 3 | 0 | 3.8937e-05 | 4.8989e-05
8 | 11 | 22 | 3 | 0 | 2.966e-06 | 3.7316e-06
8 | 11 | 23 | 3 | 0 | 2.4839e-07 | 3.1251e-07
8 | 12 | 0 | 4 | 0 | 4.8763e-08 | 6.1351e-08
8 | 12 | 1 | 4 | 0 | 7.9412e-09 | 9.9912e-09
8 | 12 | 2 | 4 | 0 | 2.0967e-09 | 2.638e-09
8 | 12 | 3 | 4 | 0 | 1.1628e-09 | 1.463e-09
8 | 12 | 4 | 4 | 0 | 1.9347e-09 | 2.4341e-09
8 | 12 | 5 | 4 | 0 | 2.6795e-08 | 3.3712e-08
8 | 12 | 6 | 4 | 0 | 1.5244e-07 | 1.918e-07
8 | 12 | 7 | 4 | 0 | 5.6063e-07 | 7.0535e-07
8 | 12 | 8 | 4 | 0 | 2.5895e-06 | 3.258e-06
8 | 12 | 9 | 4 | 0 | 1.1955e-05 | 1.5042e-05
8 | 12 | 10 | 4 | 0 | 5.4076e-05 | 6.8035e-05
8 | 12 | 11 | 4 | 0 | 0.00020606 | 0.00025925
8 | 12 | 12 | 4 | 0 | 0.001098 | 0.0013814
8 | 12 | 13 | 4 | 0 | 0.0024075 | 0.0030289
8 | 12 | 14 | 4 | 0 | 0.005364 | 0.0067487
8 | 12 | 15 | 4 | 0 | 0.00673 | 0.0084674
8 | 12 | 16 | 4 | 0 | 0.0081371 | 0.010238
8 | 12 | 17 | 4 | 0 | 0.0045494 | 0.0057238
8 | 12 | 18 | 4 | 0 | 0.0023944 | 0.0030125
8 | 12 | 19 | 4 | 0 | 0.00074737 | 0.0009403
8 | 12 | 20 | 4 | 0 | 0.0005335 | 0.00067123
8 | 12 | 21 | 4 | 0 | 9.8713e-05 | 0.0001242
8 | 12 | 22 | 4 | 0 | 6.2655e-06 | 7.8829e-06
8 | 12 | 23 | 4 | 0 | 1.0651e-06 | 1.3401e-06
8 | 13 | 0 | 5 | 0 | 2.3004e-07 | 2.8943e-07
8 | 13 | 1 | 5 | 0 | 5.4115e-08 | 6.8085e-08
8 | 13 | 2 | 5 | 0 | 1.2184e-08 | 1.533e-08
8 | 13 | 3 | 5 | 0 | 8.5568e-09 | 1.0766e-08
8 | 13 | 4 | 5 | 0 | 1.8717e-08 | 2.3549e-08
8 | 13 | 5 | 5 | 0 | 2.1291e-07 | 2.6788e-07
8 | 13 | 6 | 5 | 0 | 8.0996e-07 | 1.019e-06
8 | 13 | 7 | 5 | 0 | 3.5452e-06 | 4.4604e-06
8 | 13 | 8 | 5 | 0 | 1.714e-05 | 2.1565e-05
8 | 13 | 9 | 5 | 0 | 0.00012831 | 0.00016143
8 | 13 | 10 | 5 | 0 | 0.00072786 | 0.00091575
8 | 13 | 11 | 5 | 0 | 0.0041087 | 0.0051694
8 | 13 | 12 | 5 | 0 | 0.013787 | 0.017346
8 | 13 | 13 | 5 | 0 | 0.022091 | 0.027794
8 | 13 | 14 | 5 | 0 | 0.033624 | 0.042304
8 | 13 | 15 | 5 | 0 | 0.033124 | 0.041675
8 | 13 | 16 | 5 | 0 | 0.025494 | 0.032076
8 | 13 | 17 | 5 | 0 | 0.014978 | 0.018845
8 | 13 | 18 | 5 | 0 | 0.0063364 | 0.0079721
8 | 13 | 19 | 5 | 0 | 0.0019872 | 0.0025002
8 | 13 | 20 | 5 | 0 | 0.00071956 | 0.00090532
8 | 13 | 21 | 5 | 0 | 5.2729e-05 | 6.6342e-05
8 | 13 | 22 | 5 | 0 | 3.8313e-06 | 4.8203e-06
8 | 13 | 23 | 5 | 0 | 2.2378e-07 | 2.8154e-07
8 | 14 | 0 | 6 | 1 | 2.0249e-08 | 2.5476e-08
8 | 14 | 1 | 6 | 1 | 2.1944e-09 | 2.7609e-09
8 | 14 | 2 | 6 | 1 | 0 | 0
8 | 14 | 3 | 6 | 1 | 0 | 0
8 | 14 | 4 | 6 | 1 | 0 | 0
8 | 14 | 5 | 6 | 1 | 0 | 0
8 | 14 | 6 | 6 | 1 | 0 | 0
8 | 14 | 7 | 6 | 1 | 6.8638e-10 | 8.6357e-10
8 | 14 | 8 | 6 | 1 | 3.9133e-09 | 4.9235e-09
8 | 14 | 9 | 6 | 1 | 1.644e-08 | 2.0684e-08
8 | 14 | 10 | 6 | 1 | 3.4207e-08 | 4.3038e-08
8 | 14 | 11 | 6 | 1 | 2.8334e-08 | 3.5648e-08
8 | 14 | 12 | 6 | 1 | 2.331e-08 | 2.9327e-08
8 | 14 | 13 | 6 | 1 | 1.3516e-08 | 1.7006e-08
8 | 14 | 14 | 6 | 1 | 1.0172e-08 | 1.2798e-08
8 | 14 | 15 | 6 | 1 | 6.7824e-09 | 8.5333e-09
8 | 14 | 16 | 6 | 1 | 4.0492e-09 | 5.0944e-09
8 | 14 | 17 | 6 | 1 | 2.7351e-09 | 3.4412e-09
8 | 14 | 18 | 6 | 1 | 1.5743e-09 | 1.9807e-09
8 | 14 | 19 | 6 | 1 | 1.7129e-09 | 2.1551e-09
8 | 14 | 20 | 6 | 1 | 2.0775e-09 | 2.6138e-09
8 | 14 | 21 | 6 | 1 | 0 | 0
8 | 14 | 22 | 6 | 1 | 0 | 0
8 | 14 | 23 | 6 | 1 | 0 | 0
8 | 15 | 0 | 7 | 1 | 0 | 0
8 | 15 | 1 | 7 | 1 | 0 | 0
8 | 15 | 2 | 7 | 1 | 0 | 0
8 | 15 | 3 | 7 | 1 | 0 | 0
8 | 15 | 4 | 7 | 1 | 0 | 0
8 | 15 | 5 | 7 | 1 | 0 | 0
8 | 15 | 6 | 7 | 1 | 0 | 0
8 | 15 | 7 | 7 | 1 | 0 | 0
8 | 15 | 8 | 7 | 1 | 0 | 0
8 | 15 | 9 | 7 | 1 | 0 | 0
8 | 15 | 10 | 7 | 1 | 0 | 0
8 | 15 | 11 | 7 | 1 | 1.2147e-09 | 1.5283e-09
8 | 15 | 12 | 7 | 1 | 7.7537e-09 | 9.7553e-09
8 | 15 | 13 | 7 | 1 | 1.9215e-08 | 2.4175e-08
8 | 15 | 14 | 7 | 1 | 8.6627e-08 | 1.0899e-07
8 | 15 | 15 | 7 | 1 | 3.4239e-07 | 4.3078e-07
8 | 15 | 16 | 7 | 1 | 6.9059e-07 | 8.6887e-07
8 | 15 | 17 | 7 | 1 | 8.3907e-07 | 1.0557e-06
8 | 15 | 18 | 7 | 1 | 5.6496e-07 | 7.1081e-07
8 | 15 | 19 | 7 | 1 | 2.9481e-07 | 3.7092e-07
8 | 15 | 20 | 7 | 1 | 2.553e-07 | 3.2121e-07
8 | 15 | 21 | 7 | 1 | 3.063e-08 | 3.8537e-08
8 | 15 | 22 | 7 | 1 | 1.8348e-09 | 2.3084e-09
8 | 15 | 23 | 7 | 1 | 0 | 0
8 | 16 | 0 | 1 | 0 | 0 | 0
8 | 16 | 1 | 1 | 0 | 0 | 0
8 | 16 | 2 | 1 | 0 | 0 | 0
8 | 16 | 3 | 1 | 0 | 0 | 0
8 | 16 | 4 | 1 | 0 | 0 | 0
8 | 16 | 5 | 1 | 0 | 0 | 0
8 | 16 | 6 | 1 | 0 | 6.7918e-10 | 8.5451e-10
8 | 16 | 7 | 1 | 0 | 7.4883e-09 | 9.4214e-09
8 | 16 | 8 | 1 | 0 | 1.0406e-07 | 1.3093e-07
8 | 16 | 9 | 1 | 0 | 6.163e-07 | 7.754e-07
8 | 16 | 10 | 1 | 0 | 3.261e-06 | 4.1029e-06
8 | 16 | 11 | 1 | 0 | 1.7049e-05 | 2.145e-05
8 | 16 | 12 | 1 | 0 | 6.8227e-05 | 8.584e-05
8 | 16 | 13 | 1 | 0 | 0.00028165 | 0.00035436
8 | 16 | 14 | 1 | 0 | 0.00085743 | 0.0010788
8 | 16 | 15 | 1 | 0 | 0.0019029 | 0.0023941
8 | 16 | 16 | 1 | 0 | 0.0033186 | 0.0041753
8 | 16 | 17 | 1 | 0 | 0.0031169 | 0.0039215
8 | 16 | 18 | 1 | 0 | 0.0013049 | 0.0016418
8 | 16 | 19 | 1 | 0 | 0.00032194 | 0.00040505
8 | 16 | 20 | 1 | 0 | 0.00015563 | 0.0001958
8 | 16 | 21 | 1 | 0 | 1.0303e-05 | 1.2963e-05
8 | 16 | 22 | 1 | 0 | 7.1397e-07 | 8.9828e-07
8 | 16 | 23 | 1 | 0 | 1.6043e-08 | 2.0184e-08
8 | 17 | 0 | 2 | 0 | 3.1787e-09 | 3.9992e-09
8 | 17 | 1 | 2 | 0 | 1.8578e-10 | 2.3374e-10
8 | 17 | 2 | 2 | 0 | 0 | 0
8 | 17 | 3 | 2 | 0 | 0 | 0
8 | 17 | 4 | 2 | 0 | 0 | 0
8 | 17 | 5 | 2 | 0 | 3.5657e-09 | 4.4862e-09
8 | 17 | 6 | 2 | 0 | 1.8124e-08 | 2.2803e-08
8 | 17 | 7 | 2 | 0 | 1.5837e-07 | 1.9925e-07
8 | 17 | 8 | 2 | 0 | 1.149e-06 | 1.4456e-06
8 | 17 | 9 | 2 | 0 | 1.417e-05 | 1.7828e-05
8 | 17 | 10 | 2 | 0 | 6.4396e-05 | 8.102e-05
8 | 17 | 11 | 2 | 0 | 0.00037736 | 0.00047478
8 | 17 | 12 | 2 | 0 | 0.0019416 | 0.0024428
8 | 17 | 13 | 2 | 0 | 0.0063672 | 0.008011
8 | 17 | 14 | 2 | 0 | 0.013275 | 0.016702
8 | 17 | 15 | 2 | 0 | 0.018043 | 0.022701
8 | 17 | 16 | 2 | 0 | 0.021049 | 0.026483
8 | 17 | 17 | 2 | 0 | 0.013269 | 0.016694
8 | 17 | 18 | 2 | 0 | 0.0073501 | 0.0092475
8 | 17 | 19 | 2 | 0 | 0.0035207 | 0.0044295
8 | 17 | 20 | 2 | 0 | 0.0020934 | 0.0026338
8 | 17 | 21 | 2 | 0 | 0.00020936 | 0.00026341
8 | 17 | 22 | 2 | 0 | 1.5163e-05 | 1.9078e-05
8 | 17 | 23 | 2 | 0 | 1.7618e-06 | 2.2166e-06
8 | 18 | 0 | 3 | 0 | 3.1287e-07 | 3.9363e-07
8 | 18 | 1 | 3 | 0 | 4.1558e-08 | 5.2286e-08
8 | 18 | 2 | 3 | 0 | 6.8886e-09 | 8.6669e-09
8 | 18 | 3 | 3 | 0 | 2.5082e-09 | 3.1557e-09
8 | 18 | 4 | 3 | 0 | 3.1787e-09 | 3.9992e-09
8 | 18 | 5 | 3 | 0 | 4.0274e-08 | 5.0671e-08
8 | 18 | 6 | 3 | 0 | 1.6071e-07 | 2.022e-07
8 | 18 | 7 | 3 | 0 | 8.0428e-07 | 1.0119e-06
8 | 18 | 8 | 3 | 0 | 4.5558e-06 | 5.7319e-06
8 | 18 | 9 | 3 | 0 | 2.56e-05 | 3.2208e-05
8 | 18 | 10 | 3 | 0 | 9.2585e-05 | 0.00011649
8 | 18 | 11 | 3 | 0 | 0.00028013 | 0.00035245
8 | 18 | 12 | 3 | 0 | 0.001306 | 0.0016432
8 | 18 | 13 | 3 | 0 | 0.0028372 | 0.0035697
8 | 18 | 14 | 3 | 0 | 0.0062305 | 0.007839
8 | 18 | 15 | 3 | 0 | 0.0099302 | 0.012494
8 | 18 | 16 | 3 | 0 | 0.0072237 | 0.0090885
8 | 18 | 17 | 3 | 0 | 0.0038394 | 0.0048306
8 | 18 | 18 | 3 | 0 | 0.0008878 | 0.001117
8 | 18 | 19 | 3 | 0 | 0.0003707 | 0.0004664
8 | 18 | 20 | 3 | 0 | 0.00018566 | 0.00023359
8 | 18 | 21 | 3 | 0 | 1.4978e-05 | 1.8844e-05
8 | 18 | 22 | 3 | 0 | 1.1406e-06 | 1.435e-06
8 | 18 | 23 | 3 | 0 | 6.5246e-08 | 8.209e-08
8 | 19 | 0 | 4 | 0 | 1.1444e-08 | 1.4399e-08
8 | 19 | 1 | 4 | 0 | 2.4009e-09 | 3.0207e-09
8 | 19 | 2 | 4 | 0 | 0 | 0
8 | 19 | 3 | 4 | 0 | 0 | 0
8 | 19 | 4 | 4 | 0 | 7.9098e-10 | 9.9517e-10
8 | 19 | 5 | 4 | 0 | 1.1991e-08 | 1.5087e-08
8 | 19 | 6 | 4 | 0 | 1.0243e-07 | 1.2887e-07
8 | 19 | 7 | 4 | 0 | 4.2334e-07 | 5.3262e-07
8 | 19 | 8 | 4 | 0 | 2.152e-06 | 2.7075e-06
8 | 19 | 9 | 4 | 0 | 1.4529e-05 | 1.8279e-05
8 | 19 | 10 | 4 | 0 | 6.3656e-05 | 8.0089e-05
8 | 19 | 11 | 4 | 0 | 8.0788e-05 | 0.00010164
8 | 19 | 12 | 4 | 0 | 0.00011732 | 0.00014761
8 | 19 | 13 | 4 | 0 | 0.0002535 | 0.00031895
8 | 19 | 14 | 4 | 0 | 0.00078501 | 0.00098766
8 | 19 | 15 | 4 | 0 | 0.0011309 | 0.0014229
8 | 19 | 16 | 4 | 0 | 0.0010554 | 0.0013278
8 | 19 | 17 | 4 | 0 | 0.0006628 | 0.0008339
8 | 19 | 18 | 4 | 0 | 0.00023112 | 0.00029078
8 | 19 | 19 | 4 | 0 | 0.00012961 | 0.00016306
8 | 19 | 20 | 4 | 0 | 7.0065e-05 | 8.8152e-05
8 | 19 | 21 | 4 | 0 | 6.3425e-06 | 7.9799e-06
8 | 19 | 22 | 4 | 0 | 6.0253e-07 | 7.5807e-07
8 | 19 | 23 | 4 | 0 | 3.9653e-08 | 4.989e-08
8 | 20 | 0 | 5 | 0 | 6.246e-09 | 7.8584e-09
8 | 20 | 1 | 5 | 0 | 1.2123e-09 | 1.5252e-09
8 | 20 | 2 | 5 | 0 | 0 | 0
8 | 20 | 3 | 5 | 0 | 0 | 0
8 | 20 | 4 | 5 | 0 | 0 | 0
8 | 20 | 5 | 5 | 0 | 8.6311e-09 | 1.0859e-08
8 | 20 | 6 | 5 | 0 | 6.5753e-08 | 8.2727e-08
8 | 20 | 7 | 5 | 0 | 1.6202e-07 | 2.0384e-07
8 | 20 | 8 | 5 | 0 | 3.1293e-07 | 3.9371e-07
8 | 20 | 9 | 5 | 0 | 4.5053e-07 | 5.6684e-07
8 | 20 | 10 | 5 | 0 | 6.8533e-07 | 8.6225e-07
8 | 20 | 11 | 5 | 0 | 1.5042e-06 | 1.8925e-06
8 | 20 | 12 | 5 | 0 | 4.9771e-06 | 6.2619e-06
8 | 20 | 13 | 5 | 0 | 1.1037e-05 | 1.3886e-05
8 | 20 | 14 | 5 | 0 | 1.2338e-05 | 1.5523e-05
8 | 20 | 15 | 5 | 0 | 2.1594e-05 | 2.7169e-05
8 | 20 | 16 | 5 | 0 | 1.8572e-05 | 2.3367e-05
8 | 20 | 17 | 5 | 0 | 1.0498e-05 | 1.3208e-05
8 | 20 | 18 | 5 | 0 | 3.6387e-06 | 4.5781e-06
8 | 20 | 19 | 5 | 0 | 1.6514e-06 | 2.0777e-06
8 | 20 | 20 | 5 | 0 | 9.0614e-07 | 1.1401e-06
8 | 20 | 21 | 5 | 0 | 1.0816e-07 | 1.3608e-07
8 | 20 | 22 | 5 | 0 | 7.299e-09 | 9.1833e-09
8 | 20 | 23 | 5 | 0 | 0 | 0
8 | 21 | 0 | 6 | 1 | 0 | 0
8 | 21 | 1 | 6 | 1 | 0 | 0
8 | 21 | 2 | 6 | 1 | 0 | 0
8 | 21 | 3 | 6 | 1 | 0 | 0
8 | 21 | 4 | 6 | 1 | 0 | 0
8 | 21 | 5 | 6 | 1 | 0 | 0
8 | 21 | 6 | 6 | 1 | 0 | 0
8 | 21 | 7 | 6 | 1 | 0 | 0
8 | 21 | 8 | 6 | 1 | 0 | 0
8 | 21 | 9 | 6 | 1 | 2.9784e-09 | 3.7472e-09
8 | 21 | 10 | 6 | 1 | 2.0928e-08 | 2.633e-08
8 | 21 | 11 | 6 | 1 | 7.8615e-08 | 9.891e-08
8 | 21 | 12 | 6 | 1 | 2.6124e-07 | 3.2868e-07
8 | 21 | 13 | 6 | 1 | 5.698e-07 | 7.1689e-07
8 | 21 | 14 | 6 | 1 | 1.3447e-06 | 1.6918e-06
8 | 21 | 15 | 6 | 1 | 2.7186e-06 | 3.4204e-06
8 | 21 | 16 | 6 | 1 | 3.811e-06 | 4.7948e-06
8 | 21 | 17 | 6 | 1 | 3.4351e-06 | 4.3219e-06
8 | 21 | 18 | 6 | 1 | 1.4927e-06 | 1.878e-06
8 | 21 | 19 | 6 | 1 | 5.2952e-07 | 6.6622e-07
8 | 21 | 20 | 6 | 1 | 2.0397e-07 | 2.5662e-07
8 | 21 | 21 | 6 | 1 | 1.7694e-08 | 2.2262e-08
8 | 21 | 22 | 6 | 1 | 1.113e-09 | 1.4004e-09
8 | 21 | 23 | 6 | 1 | 0 | 0
8 | 22 | 0 | 7 | 1 | 0 | 0
8 | 22 | 1 | 7 | 1 | 0 | 0
8 | 22 | 2 | 7 | 1 | 0 | 0
8 | 22 | 3 | 7 | 1 | 0 | 0
8 | 22 | 4 | 7 | 1 | 0 | 0
8 | 22 | 5 | 7 | 1 | 0 | 0
8 | 22 | 6 | 7 | 1 | 0 | 0
8 | 22 | 7 | 7 | 1 | 0 | 0
8 | 22 | 8 | 7 | 1 | 0 | 0
8 | 22 | 9 | 7 | 1 | 0 | 0
8 | 22 | 10 | 7 | 1 | 3.5711e-09 | 4.493e-09
8 | 22 | 11 | 7 | 1 | 4.4353e-08 | 5.5803e-08
8 | 22 | 12 | 7 | 1 | 2.4195e-07 | 3.0441e-07
8 | 22 | 13 | 7 | 1 | 7.1012e-07 | 8.9344e-07
8 | 22 | 14 | 7 | 1 | 1.9999e-06 | 2.5162e-06
8 | 22 | 15 | 7 | 1 | 4.2047e-06 | 5.2902e-06
8 | 22 | 16 | 7 | 1 | 7.6835e-06 | 9.667e-06
8 | 22 | 17 | 7 | 1 | 7.4904e-06 | 9.424e-06
8 | 22 | 18 | 7 | 1 | 5.2482e-06 | 6.6031e-06
8 | 22 | 19 | 7 | 1 | 3.2994e-06 | 4.1511e-06
8 | 22 | 20 | 7 | 1 | 1.7748e-06 | 2.2329e-06
8 | 22 | 21 | 7 | 1 | 2.4161e-07 | 3.0398e-07
8 | 22 | 22 | 7 | 1 | 1.1991e-08 | 1.5087e-08
8 | 22 | 23 | 7 | 1 | 4.4768e-10 | 5.6325e-10
8 | 23 | 0 | 1 | 0 | 0 | 0
8 | 23 | 1 | 1 | 0 | 0 | 0
8 | 23 | 2 | 1 | 0 | 0 | 0
8 | 23 | 3 | 1 | 0 | 0 | 0
8 | 23 | 4 | 1 | 0 | 0 | 0
8 | 23 | 5 | 1 | 0 | 1.6828e-09 | 2.1172e-09
8 | 23 | 6 | 1 | 0 | 1.4532e-08 | 1.8283e-08
8 | 23 | 7 | 1 | 0 | 7.1855e-08 | 9.0405e-08
8 | 23 | 8 | 1 | 0 | 4.5361e-07 | 5.7071e-07
8 | 23 | 9 | 1 | 0 | 2.0831e-06 | 2.6208e-06
8 | 23 | 10 | 1 | 0 | 1.2189e-05 | 1.5335e-05
8 | 23 | 11 | 1 | 0 | 7.2576e-05 | 9.1312e-05
8 | 23 | 12 | 1 | 0 | 0.00029702 | 0.00037369
8 | 23 | 13 | 1 | 0 | 0.00093528 | 0.0011767
8 | 23 | 14 | 1 | 0 | 0.0020951 | 0.002636
8 | 23 | 15 | 1 | 0 | 0.0030893 | 0.0038868
8 | 23 | 16 | 1 | 0 | 0.0033318 | 0.004192
8 | 23 | 17 | 1 | 0 | 0.0020645 | 0.0025974
8 | 23 | 18 | 1 | 0 | 0.00098601 | 0.0012406
8 | 23 | 19 | 1 | 0 | 0.00050789 | 0.000639
8 | 23 | 20 | 1 | 0 | 0.00019387 | 0.00024392
8 | 23 | 21 | 1 | 0 | 1.5731e-05 | 1.9792e-05
8 | 23 | 22 | 1 | 0 | 1.7239e-06 | 2.169e-06
8 | 23 | 23 | 1 | 0 | 1.8823e-07 | 2.3682e-07
8 | 24 | 0 | 2 | 0 | 2.7632e-08 | 3.4765e-08
8 | 24 | 1 | 2 | 0 | 6.614e-09 | 8.3214e-09
8 | 24 | 2 | 2 | 0 | 2.5297e-09 | 3.1828e-09
8 | 24 | 3 | 2 | 0 | 1.5364e-09 | 1.933e-09
8 | 24 | 4 | 2 | 0 | 4.5505e-09 | 5.7252e-09
8 | 24 | 5 | 2 | 0 | 8.3936e-08 | 1.056e-07
8 | 24 | 6 | 2 | 0 | 5.4871e-07 | 6.9036e-07
8 | 24 | 7 | 2 | 0 | 1.2975e-06 | 1.6325e-06
8 | 24 | 8 | 2 | 0 | 3.2357e-06 | 4.0709e-06
8 | 24 | 9 | 2 | 0 | 1.2972e-05 | 1.6321e-05
8 | 24 | 10 | 2 | 0 | 2.9942e-05 | 3.7671e-05
8 | 24 | 11 | 2 | 0 | 5.6056e-05 | 7.0527e-05
8 | 24 | 12 | 2 | 0 | 0.00012564 | 0.00015808
8 | 24 | 13 | 2 | 0 | 0.0001593 | 0.00020042
8 | 24 | 14 | 2 | 0 | 0.00020497 | 0.00025788
8 | 24 | 15 | 2 | 0 | 0.00010997 | 0.00013836
8 | 24 | 16 | 2 | 0 | 5.4051e-05 | 6.8004e-05
8 | 24 | 17 | 2 | 0 | 2.9205e-05 | 3.6745e-05
8 | 24 | 18 | 2 | 0 | 1.4248e-05 | 1.7926e-05
8 | 24 | 19 | 2 | 0 | 9.319e-06 | 1.1725e-05
8 | 24 | 20 | 2 | 0 | 5.3875e-06 | 6.7783e-06
8 | 24 | 21 | 2 | 0 | 6.2456e-07 | 7.8579e-07
8 | 24 | 22 | 2 | 0 | 3.9038e-08 | 4.9115e-08
8 | 24 | 23 | 2 | 0 | 2.3364e-09 | 2.9395e-09
8 | 25 | 0 | 3 | 0 | 0 | 0
8 | 25 | 1 | 3 | 0 | 0 | 0
8 | 25 | 2 | 3 | 0 | 0 | 0
8 | 25 | 3 | 3 | 0 | 0 | 0
8 | 25 | 4 | 3 | 0 | 0 | 0
8 | 25 | 5 | 3 | 0 | 3.8164e-09 | 4.8016e-09
8 | 25 | 6 | 3 | 0 | 2.809e-08 | 3.5341e-08
8 | 25 | 7 | 3 | 0 | 1.0322e-07 | 1.2987e-07
8 | 25 | 8 | 3 | 0 | 3.131e-07 | 3.9393e-07
8 | 25 | 9 | 3 | 0 | 9.6658e-07 | 1.2161e-06
8 | 25 | 10 | 3 | 0 | 3.3686e-06 | 4.2381e-06
8 | 25 | 11 | 3 | 0 | 1.1965e-05 | 1.5054e-05
8 | 25 | 12 | 3 | 0 | 1.8452e-05 | 2.3216e-05
8 | 25 | 13 | 3 | 0 | 1.7145e-05 | 2.1571e-05
8 | 25 | 14 | 3 | 0 | 1.3643e-05 | 1.7165e-05
8 | 25 | 15 | 3 | 0 | 1.0635e-05 | 1.3381e-05
8 | 25 | 16 | 3 | 0 | 1.0183e-05 | 1.2812e-05
8 | 25 | 17 | 3 | 0 | 6.3054e-06 | 7.9332e-06
8 | 25 | 18 | 3 | 0 | 2.9264e-06 | 3.6819e-06
8 | 25 | 19 | 3 | 0 | 2.555e-06 | 3.2146e-06
8 | 25 | 20 | 3 | 0 | 1.8383e-06 | 2.3129e-06
8 | 25 | 21 | 3 | 0 | 2.1757e-07 | 2.7373e-07
8 | 25 | 22 | 3 | 0 | 1.287e-08 | 1.6192e-08
8 | 25 | 23 | 3 | 0 | 3.2433e-10 | 4.0806e-10
8 | 26 | 0 | 4 | 0 | 0 | 0
8 | 26 | 1 | 4 | 0 | 0 | 0
8 | 26 | 2 | 4 | 0 | 0 | 0
8 | 26 | 3 | 4 | 0 | 0 | 0
8 | 26 | 4 | 4 | 0 | 0 | 0
8 | 26 | 5 | 4 | 0 | 1.4125e-09 | 1.7771e-09
8 | 26 | 6 | 4 | 0 | 8.0774e-09 | 1.0163e-08
8 | 26 | 7 | 4 | 0 | 4.2225e-08 | 5.3125e-08
8 | 26 | 8 | 4 | 0 | 2.0122e-07 | 2.5317e-07
8 | 26 | 9 | 4 | 0 | 7.7187e-07 | 9.7112e-07
8 | 26 | 10 | 4 | 0 | 2.1108e-06 | 2.6556e-06
8 | 26 | 11 | 4 | 0 | 5.1139e-06 | 6.434e-06
8 | 26 | 12 | 4 | 0 | 1.0313e-05 | 1.2975e-05
8 | 26 | 13 | 4 | 0 | 2.2884e-05 | 2.8791e-05
8 | 26 | 14 | 4 | 0 | 3.416e-05 | 4.2978e-05
8 | 26 | 15 | 4 | 0 | 4.7164e-05 | 5.934e-05
8 | 26 | 16 | 4 | 0 | 5.4084e-05 | 6.8046e-05
8 | 26 | 17 | 4 | 0 | 5.3078e-05 | 6.678e-05
8 | 26 | 18 | 4 | 0 | 1.5829e-05 | 1.9916e-05
8 | 26 | 19 | 4 | 0 | 1.313e-05 | 1.652e-05
8 | 26 | 20 | 4 | 0 | 8.6209e-06 | 1.0846e-05
8 | 26 | 21 | 4 | 0 | 1.1097e-06 | 1.3962e-06
8 | 26 | 22 | 4 | 0 | 6.4739e-08 | 8.1452e-08
8 | 26 | 23 | 4 | 0 | 3.5976e-09 | 4.5264e-09
8 | 27 | 0 | 5 | 0 | 1.1799e-10 | 1.4846e-10
8 | 27 | 1 | 5 | 0 | 0 | 0
8 | 27 | 2 | 5 | 0 | 0 | 0
8 | 27 | 3 | 5 | 0 | 0 | 0
8 | 27 | 4 | 5 | 0 | 0 | 0
8 | 27 | 5 | 5 | 0 | 2.9026e-09 | 3.652e-09
8 | 27 | 6 | 5 | 0 | 1.9019e-08 | 2.3929e-08
8 | 27 | 7 | 5 | 0 | 1.0735e-07 | 1.3507e-07
8 | 27 | 8 | 5 | 0 | 5.8174e-07 | 7.3191e-07
8 | 27 | 9 | 5 | 0 | 3.0686e-06 | 3.8607e-06
8 | 27 | 10 | 5 | 0 | 1.0506e-05 | 1.3219e-05
8 | 27 | 11 | 5 | 0 | 3.3503e-05 | 4.2152e-05
8 | 27 | 12 | 5 | 0 | 7.3363e-05 | 9.2302e-05
8 | 27 | 13 | 5 | 0 | 0.00015485 | 0.00019483
8 | 27 | 14 | 5 | 0 | 0.00026443 | 0.0003327
8 | 27 | 15 | 5 | 0 | 0.00031511 | 0.00039646
8 | 27 | 16 | 5 | 0 | 0.00027849 | 0.00035039
8 | 27 | 17 | 5 | 0 | 0.00019285 | 0.00024263
8 | 27 | 18 | 5 | 0 | 5.6354e-05 | 7.0902e-05
8 | 27 | 19 | 5 | 0 | 2.5262e-05 | 3.1783e-05
8 | 27 | 20 | 5 | 0 | 1.2328e-05 | 1.5511e-05
8 | 27 | 21 | 5 | 0 | 1.6987e-06 | 2.1372e-06
8 | 27 | 22 | 5 | 0 | 1.277e-07 | 1.6067e-07
8 | 27 | 23 | 5 | 0 | 6.3979e-09 | 8.0496e-09
8 | 28 | 0 | 6 | 1 | 7.5946e-10 | 9.5552e-10
8 | 28 | 1 | 6 | 1 | 0 | 0
8 | 28 | 2 | 6 | 1 | 0 | 0
8 | 28 | 3 | 6 | 1 | 0 | 0
8 | 28 | 4 | 6 | 1 | 0 | 0
8 | 28 | 5 | 6 | 1 | 0 | 0
8 | 28 | 6 | 6 | 1 | 0 | 0
8 | 28 | 7 | 6 | 1 | 0 | 0
8 | 28 | 8 | 6 | 1 | 8.0156e-09 | 1.0085e-08
8 | 28 | 9 | 6 | 1 | 1.6963e-07 | 2.1343e-07
8 | 28 | 10 | 6 | 1 | 9.8063e-07 | 1.2338e-06
8 | 28 | 11 | 6 | 1 | 3.5718e-06 | 4.4939e-06
8 | 28 | 12 | 6 | 1 | 1.1454e-05 | 1.4411e-05
8 | 28 | 13 | 6 | 1 | 2.4368e-05 | 3.0659e-05
8 | 28 | 14 | 6 | 1 | 4.8862e-05 | 6.1476e-05
8 | 28 | 15 | 6 | 1 | 0.00010053 | 0.00012649
8 | 28 | 16 | 6 | 1 | 0.00010759 | 0.00013536
8 | 28 | 17 | 6 | 1 | 6.3618e-05 | 8.0041e-05
8 | 28 | 18 | 6 | 1 | 2.0269e-05 | 2.5502e-05
8 | 28 | 19 | 6 | 1 | 1.0432e-05 | 1.3125e-05
8 | 28 | 20 | 6 | 1 | 5.0748e-06 | 6.3848e-06
8 | 28 | 21 | 6 | 1 | 1.007e-06 | 1.2669e-06
8 | 28 | 22 | 6 | 1 | 7.2384e-08 | 9.107e-08
8 | 28 | 23 | 6 | 1 | 3.1787e-09 | 3.9992e-09
8 | 29 | 0 | 7 | 1 | 0 | 0
8 | 29 | 1 | 7 | 1 | 0 | 0
8 | 29 | 2 | 7 | 1 | 0 | 0
8 | 29 | 3 | 7 | 1 | 0 | 0
8 | 29 | 4 | 7 | 1 | 0 | 0
8 | 29 | 5 | 7 | 1 | 0 | 0
8 | 29 | 6 | 7 | 1 | 0 | 0
8 | 29 | 7 | 7 | 1 | 0 | 0
8 | 29 | 8 | 7 | 1 | 1.9715e-09 | 2.4805e-09
8 | 29 | 9 | 7 | 1 | 5.1648e-08 | 6.4981e-08
8 | 29 | 10 | 7 | 1 | 5.8195e-07 | 7.3218e-07
8 | 29 | 11 | 7 | 1 | 4.2887e-06 | 5.3958e-06
8 | 29 | 12 | 7 | 1 | 1.5466e-05 | 1.9458e-05
8 | 29 | 13 | 7 | 1 | 4.8588e-05 | 6.1131e-05
8 | 29 | 14 | 7 | 1 | 9.1501e-05 | 0.00011512
8 | 29 | 15 | 7 | 1 | 0.00019092 | 0.0002402
8 | 29 | 16 | 7 | 1 | 0.00017121 | 0.00021541
8 | 29 | 17 | 7 | 1 | 0.00014149 | 0.00017802
8 | 29 | 18 | 7 | 1 | 3.9674e-05 | 4.9916e-05
8 | 29 | 19 | 7 | 1 | 2.1443e-05 | 2.6979e-05
8 | 29 | 20 | 7 | 1 | 1.1513e-05 | 1.4485e-05
8 | 29 | 21 | 7 | 1 | 1.1718e-06 | 1.4743e-06
8 | 29 | 22 | 7 | 1 | 5.6369e-08 | 7.092e-08
8 | 29 | 23 | 7 | 1 | 2.3364e-09 | 2.9395e-09
8 | 30 | 0 | 1 | 0 | 0 | 0
8 | 30 | 1 | 1 | 0 | 0 | 0
8 | 30 | 2 | 1 | 0 | 0 | 0
8 | 30 | 3 | 1 | 0 | 0 | 0
8 | 30 | 4 | 1 | 0 | 0 | 0
8 | 30 | 5 | 1 | 0 | 1.1718e-10 | 1.4743e-10
8 | 30 | 6 | 1 | 0 | 3.1529e-09 | 3.9668e-09
8 | 30 | 7 | 1 | 0 | 1.0756e-08 | 1.3533e-08
8 | 30 | 8 | 1 | 0 | 5.596e-08 | 7.0406e-08
8 | 30 | 9 | 1 | 0 | 1.8563e-07 | 2.3355e-07
8 | 30 | 10 | 1 | 0 | 4.8352e-07 | 6.0834e-07
8 | 30 | 11 | 1 | 0 | 9.7378e-07 | 1.2252e-06
8 | 30 | 12 | 1 | 0 | 1.8031e-06 | 2.2685e-06
8 | 30 | 13 | 1 | 0 | 3.8371e-06 | 4.8276e-06
8 | 30 | 14 | 1 | 0 | 5.7153e-06 | 7.1908e-06
8 | 30 | 15 | 1 | 0 | 9.7501e-06 | 1.2267e-05
8 | 30 | 16 | 1 | 0 | 8.8553e-06 | 1.1141e-05
8 | 30 | 17 | 1 | 0 | 5.4615e-06 | 6.8713e-06
8 | 30 | 18 | 1 | 0 | 1.891e-06 | 2.3791e-06
8 | 30 | 19 | 1 | 0 | 1.212e-06 | 1.5248e-06
8 | 30 | 20 | 1 | 0 | 5.898e-07 | 7.4206e-07
8 | 30 | 21 | 1 | 0 | 2.7214e-08 | 3.424e-08
8 | 30 | 22 | 1 | 0 | 1.1333e-09 | 1.4258e-09
8 | 30 | 23 | 1 | 0 | 0 | 0
8 | 31 | 0 | 2 | 0 | 0 | 0
8 | 31 | 1 | 2 | 0 | 0 | 0
8 | 31 | 2 | 2 | 0 | 0 | 0
8 | 31 | 3 | 2 | 0 | 0 | 0
8 | 31 | 4 | 2 | 0 | 0 | 0
8 | 31 | 5 | 2 | 0 | 0 | 0
8 | 31 | 6 | 2 | 0 | 1.0467e-09 | 1.3169e-09
8 | 31 | 7 | 2 | 0 | 2.7593e-09 | 3.4716e-09
8 | 31 | 8 | 2 | 0 | 1.3633e-08 | 1.7153e-08
8 | 31 | 9 | 2 | 0 | 5.9131e-08 | 7.4396e-08
8 | 31 | 10 | 2 | 0 | 1.7489e-07 | 2.2004e-07
8 | 31 | 11 | 2 | 0 | 5.574e-07 | 7.0129e-07
8 | 31 | 12 | 2 | 0 | 2.227e-06 | 2.8019e-06
8 | 31 | 13 | 2 | 0 | 7.6875e-06 | 9.672e-06
8 | 31 | 14 | 2 | 0 | 1.9773e-05 | 2.4877e-05
8 | 31 | 15 | 2 | 0 | 7.8483e-05 | 9.8744e-05
8 | 31 | 16 | 2 | 0 | 0.00019831 | 0.00024951
8 | 31 | 17 | 2 | 0 | 0.00011915 | 0.00014991
8 | 31 | 18 | 2 | 0 | 4.065e-05 | 5.1144e-05
8 | 31 | 19 | 2 | 0 | 2.6833e-05 | 3.3759e-05
8 | 31 | 20 | 2 | 0 | 8.4564e-06 | 1.0639e-05
8 | 31 | 21 | 2 | 0 | 3.4442e-07 | 4.3333e-07
8 | 31 | 22 | 2 | 0 | 2.7422e-08 | 3.4501e-08
8 | 31 | 23 | 2 | 0 | 6.4897e-10 | 8.1651e-10
9 | 1 | 0 | 3 | 0 | 1.2667e-09 | 1.5938e-09
9 | 1 | 1 | 3 | 0 | 0 | 0
9 | 1 | 2 | 3 | 0 | 0 | 0
9 | 1 | 3 | 3 | 0 | 0 | 0
9 | 1 | 4 | 3 | 0 | 0 | 0
9 | 1 | 5 | 3 | 0 | 2.0573e-09 | 2.5884e-09
9 | 1 | 6 | 3 | 0 | 1.0167e-08 | 1.2791e-08
9 | 1 | 7 | 3 | 0 | 3.4189e-08 | 4.3015e-08
9 | 1 | 8 | 3 | 0 | 1.6173e-07 | 2.0348e-07
9 | 1 | 9 | 3 | 0 | 8.5789e-07 | 1.0794e-06
9 | 1 | 10 | 3 | 0 | 5.6784e-06 | 7.1443e-06
9 | 1 | 11 | 3 | 0 | 4.0011e-05 | 5.034e-05
9 | 1 | 12 | 3 | 0 | 0.00025758 | 0.00032407
9 | 1 | 13 | 3 | 0 | 0.0010052 | 0.0012647
9 | 1 | 14 | 3 | 0 | 0.0023085 | 0.0029045
9 | 1 | 15 | 3 | 0 | 0.002778 | 0.0034951
9 | 1 | 16 | 3 | 0 | 0.0024742 | 0.0031129
9 | 1 | 17 | 3 | 0 | 0.00108 | 0.0013588
9 | 1 | 18 | 3 | 0 | 0.00018577 | 0.00023373
9 | 1 | 19 | 3 | 0 | 0.00010872 | 0.00013679
9 | 1 | 20 | 3 | 0 | 2.5963e-05 | 3.2665e-05
9 | 1 | 21 | 3 | 0 | 2.3516e-06 | 2.9587e-06
9 | 1 | 22 | 3 | 0 | 2.1364e-07 | 2.6879e-07
9 | 1 | 23 | 3 | 0 | 2.8663e-08 | 3.6062e-08
9 | 2 | 0 | 4 | 0 | 2.3167e-09 | 2.9147e-09
9 | 2 | 1 | 4 | 0 | 0 | 0
9 | 2 | 2 | 4 | 0 | 0 | 0
9 | 2 | 3 | 4 | 0 | 0 | 0
9 | 2 | 4 | 4 | 0 | 0 | 0
9 | 2 | 5 | 4 | 0 | 3.5743e-09 | 4.497e-09
9 | 2 | 6 | 4 | 0 | 1.2957e-08 | 1.6302e-08
9 | 2 | 7 | 4 | 0 | 4.5079e-08 | 5.6716e-08
9 | 2 | 8 | 4 | 0 | 2.2188e-07 | 2.7915e-07
9 | 2 | 9 | 4 | 0 | 2.8982e-06 | 3.6463e-06
9 | 2 | 10 | 4 | 0 | 1.4046e-05 | 1.7672e-05
9 | 2 | 11 | 4 | 0 | 5.379e-05 | 6.7676e-05
9 | 2 | 12 | 4 | 0 | 0.00022248 | 0.00027992
9 | 2 | 13 | 4 | 0 | 0.00091895 | 0.0011562
9 | 2 | 14 | 4 | 0 | 0.0019379 | 0.0024381
9 | 2 | 15 | 4 | 0 | 0.002319 | 0.0029177
9 | 2 | 16 | 4 | 0 | 0.0016427 | 0.0020668
9 | 2 | 17 | 4 | 0 | 0.00046819 | 0.00058905
9 | 2 | 18 | 4 | 0 | 8.5291e-05 | 0.00010731
9 | 2 | 19 | 4 | 0 | 5.6286e-05 | 7.0817e-05
9 | 2 | 20 | 4 | 0 | 1.8788e-05 | 2.3638e-05
9 | 2 | 21 | 4 | 0 | 1.3397e-06 | 1.6855e-06
9 | 2 | 22 | 4 | 0 | 1.845e-07 | 2.3213e-07
9 | 2 | 23 | 4 | 0 | 2.8236e-08 | 3.5525e-08
9 | 3 | 0 | 5 | 0 | 3.8517e-09 | 4.8461e-09
9 | 3 | 1 | 5 | 0 | 6.5088e-10 | 8.189e-10
9 | 3 | 2 | 5 | 0 | 0 | 0
9 | 3 | 3 | 5 | 0 | 0 | 0
9 | 3 | 4 | 5 | 0 | 0 | 0
9 | 3 | 5 | 5 | 0 | 6.9883e-09 | 8.7923e-09
9 | 3 | 6 | 5 | 0 | 2.6743e-08 | 3.3647e-08
9 | 3 | 7 | 5 | 0 | 7.9514e-08 | 1.0004e-07
9 | 3 | 8 | 5 | 0 | 1.9147e-07 | 2.409e-07
9 | 3 | 9 | 5 | 0 | 4.073e-07 | 5.1245e-07
9 | 3 | 10 | 5 | 0 | 6.0943e-07 | 7.6675e-07
9 | 3 | 11 | 5 | 0 | 1.6847e-06 | 2.1196e-06
9 | 3 | 12 | 5 | 0 | 2.2316e-06 | 2.8077e-06
9 | 3 | 13 | 5 | 0 | 3.5796e-06 | 4.5037e-06
9 | 3 | 14 | 5 | 0 | 3.4871e-06 | 4.3873e-06
9 | 3 | 15 | 5 | 0 | 4.7323e-06 | 5.9539e-06
9 | 3 | 16 | 5 | 0 | 2.0753e-06 | 2.611e-06
9 | 3 | 17 | 5 | 0 | 6.6276e-07 | 8.3386e-07
9 | 3 | 18 | 5 | 0 | 1.6282e-07 | 2.0485e-07
9 | 3 | 19 | 5 | 0 | 6.3036e-08 | 7.9309e-08
9 | 3 | 20 | 5 | 0 | 2.8455e-08 | 3.5801e-08
9 | 3 | 21 | 5 | 0 | 5.9958e-09 | 7.5436e-09
9 | 3 | 22 | 5 | 0 | 0 | 0
9 | 3 | 23 | 5 | 0 | 0 | 0
9 | 4 | 0 | 6 | 1 | 0 | 0
9 | 4 | 1 | 6 | 1 | 0 | 0
9 | 4 | 2 | 6 | 1 | 0 | 0
9 | 4 | 3 | 6 | 1 | 0 | 0
9 | 4 | 4 | 6 | 1 | 0 | 0
9 | 4 | 5 | 6 | 1 | 0 | 0
9 | 4 | 6 | 6 | 1 | 0 | 0
9 | 4 | 7 | 6 | 1 | 0 | 0
9 | 4 | 8 | 6 | 1 | 0 | 0
9 | 4 | 9 | 6 | 1 | 0 | 0
9 | 4 | 10 | 6 | 1 | 0 | 0
9 | 4 | 11 | 6 | 1 | 0 | 0
9 | 4 | 12 | 6 | 1 | 0 | 0
9 | 4 | 13 | 6 | 1 | 0 | 0
9 | 4 | 14 | 6 | 1 | 0 | 0
9 | 4 | 15 | 6 | 1 | 5.7137e-10 | 7.1887e-10
9 | 4 | 16 | 6 | 1 | 1.4637e-09 | 1.8415e-09
9 | 4 | 17 | 6 | 1 | 5.1487e-10 | 6.4778e-10
9 | 4 | 18 | 6 | 1 | 0 | 0
9 | 4 | 19 | 6 | 1 | 0 | 0
9 | 4 | 20 | 6 | 1 | 0 | 0
9 | 4 | 21 | 6 | 1 | 0 | 0
9 | 4 | 22 | 6 | 1 | 0 | 0
9 | 4 | 23 | 6 | 1 | 0 | 0
9 | 5 | 0 | 7 | 1 | 0 | 0
9 | 5 | 1 | 7 | 1 | 0 | 0
9 | 5 | 2 | 7 | 1 | 0 | 0
9 | 5 | 3 | 7 | 1 | 0 | 0
9 | 5 | 4 | 7 | 1 | 0 | 0
9 | 5 | 5 | 7 | 1 | 0 | 0
9 | 5 | 6 | 7 | 1 | 0 | 0
9 | 5 | 7 | 7 | 1 | 0 | 0
9 | 5 | 8 | 7 | 1 | 0 | 0
9 | 5 | 9 | 7 | 1 | 0 | 0
9 | 5 | 10 | 7 | 1 | 0 | 0
9 | 5 | 11 | 7 | 1 | 0 | 0
9 | 5 | 12 | 7 | 1 | 0 | 0
9 | 5 | 13 | 7 | 1 | 0 | 0
9 | 5 | 14 | 7 | 1 | 0 | 0
9 | 5 | 15 | 7 | 1 | 5.3671e-10 | 6.7527e-10
9 | 5 | 16 | 7 | 1 | 2.2588e-09 | 2.8419e-09
9 | 5 | 17 | 7 | 1 | 1.8458e-09 | 2.3223e-09
9 | 5 | 18 | 7 | 1 | 0 | 0
9 | 5 | 19 | 7 | 1 | 0 | 0
9 | 5 | 20 | 7 | 1 | 0 | 0
9 | 5 | 21 | 7 | 1 | 0 | 0
9 | 5 | 22 | 7 | 1 | 0 | 0
9 | 5 | 23 | 7 | 1 | 0 | 0
9 | 6 | 0 | 1 | 0 | 0 | 0
9 | 6 | 1 | 1 | 0 | 0 | 0
9 | 6 | 2 | 1 | 0 | 0 | 0
9 | 6 | 3 | 1 | 0 | 0 | 0
9 | 6 | 4 | 1 | 0 | 0 | 0
9 | 6 | 5 | 1 | 0 | 0 | 0
9 | 6 | 6 | 1 | 0 | 0 | 0
9 | 6 | 7 | 1 | 0 | 0 | 0
9 | 6 | 8 | 1 | 0 | 0 | 0
9 | 6 | 9 | 1 | 0 | 0 | 0
9 | 6 | 10 | 1 | 0 | 0 | 0
9 | 6 | 11 | 1 | 0 | 0 | 0
9 | 6 | 12 | 1 | 0 | 1.2382e-09 | 1.5578e-09
9 | 6 | 13 | 1 | 0 | 6.9472e-09 | 8.7406e-09
9 | 6 | 14 | 1 | 0 | 3.1475e-08 | 3.96e-08
9 | 6 | 15 | 1 | 0 | 8.0187e-08 | 1.0089e-07
9 | 6 | 16 | 1 | 0 | 2.1232e-07 | 2.6713e-07
9 | 6 | 17 | 1 | 0 | 2.1224e-07 | 2.6703e-07
9 | 6 | 18 | 1 | 0 | 1.194e-07 | 1.5022e-07
9 | 6 | 19 | 1 | 0 | 9.7601e-08 | 1.228e-07
9 | 6 | 20 | 1 | 0 | 2.7369e-08 | 3.4434e-08
9 | 6 | 21 | 1 | 0 | 1.7977e-09 | 2.2617e-09
9 | 6 | 22 | 1 | 0 | 0 | 0
9 | 6 | 23 | 1 | 0 | 0 | 0
9 | 7 | 0 | 2 | 0 | 0 | 0
9 | 7 | 1 | 2 | 0 | 0 | 0
9 | 7 | 2 | 2 | 0 | 0 | 0
9 | 7 | 3 | 2 | 0 | 0 | 0
9 | 7 | 4 | 2 | 0 | 0 | 0
9 | 7 | 5 | 2 | 0 | 0 | 0
9 | 7 | 6 | 2 | 0 | 7.1171e-10 | 8.9544e-10
9 | 7 | 7 | 2 | 0 | 4.3206e-09 | 5.4359e-09
9 | 7 | 8 | 2 | 0 | 2.2939e-08 | 2.8861e-08
9 | 7 | 9 | 2 | 0 | 1.0445e-07 | 1.3141e-07
9 | 7 | 10 | 2 | 0 | 5.2972e-07 | 6.6646e-07
9 | 7 | 11 | 2 | 0 | 3.924e-06 | 4.937e-06
9 | 7 | 12 | 2 | 0 | 2.7778e-05 | 3.495e-05
9 | 7 | 13 | 2 | 0 | 0.00010827 | 0.00013622
9 | 7 | 14 | 2 | 0 | 0.00048373 | 0.0006086
9 | 7 | 15 | 2 | 0 | 0.00056932 | 0.0007163
9 | 7 | 16 | 2 | 0 | 0.00024686 | 0.00031059
9 | 7 | 17 | 2 | 0 | 5.5323e-05 | 6.9604e-05
9 | 7 | 18 | 2 | 0 | 1.9361e-05 | 2.4359e-05
9 | 7 | 19 | 2 | 0 | 1.5097e-05 | 1.8994e-05
9 | 7 | 20 | 2 | 0 | 4.4008e-06 | 5.5369e-06
9 | 7 | 21 | 2 | 0 | 5.2202e-07 | 6.5679e-07
9 | 7 | 22 | 2 | 0 | 6.9028e-08 | 8.6847e-08
9 | 7 | 23 | 2 | 0 | 8.1871e-09 | 1.0301e-08
9 | 8 | 0 | 3 | 0 | 1.129e-09 | 1.4205e-09
9 | 8 | 1 | 3 | 0 | 0 | 0
9 | 8 | 2 | 3 | 0 | 0 | 0
9 | 8 | 3 | 3 | 0 | 0 | 0
9 | 8 | 4 | 3 | 0 | 0 | 0
9 | 8 | 5 | 3 | 0 | 1.5249e-09 | 1.9185e-09
9 | 8 | 6 | 3 | 0 | 7.152e-09 | 8.9983e-09
9 | 8 | 7 | 3 | 0 | 1.1964e-08 | 1.5053e-08
9 | 8 | 8 | 3 | 0 | 2.5958e-08 | 3.2659e-08
9 | 8 | 9 | 3 | 0 | 7.8417e-08 | 9.866e-08
9 | 8 | 10 | 3 | 0 | 1.7793e-07 | 2.2386e-07
9 | 8 | 11 | 3 | 0 | 4.438e-07 | 5.5837e-07
9 | 8 | 12 | 3 | 0 | 9.7061e-07 | 1.2212e-06
9 | 8 | 13 | 3 | 0 | 2.0198e-06 | 2.5412e-06
9 | 8 | 14 | 3 | 0 | 3.7704e-06 | 4.7437e-06
9 | 8 | 15 | 3 | 0 | 7.6681e-06 | 9.6476e-06
9 | 8 | 16 | 3 | 0 | 6.2492e-06 | 7.8625e-06
9 | 8 | 17 | 3 | 0 | 3.0333e-06 | 3.8164e-06
9 | 8 | 18 | 3 | 0 | 6.9093e-07 | 8.6929e-07
9 | 8 | 19 | 3 | 0 | 4.6617e-07 | 5.8652e-07
9 | 8 | 20 | 3 | 0 | 1.1759e-07 | 1.4794e-07
9 | 8 | 21 | 3 | 0 | 1.582e-08 | 1.9904e-08
9 | 8 | 22 | 3 | 0 | 1.1839e-09 | 1.4896e-09
9 | 8 | 23 | 3 | 0 | 0 | 0
9 | 9 | 0 | 4 | 0 | 0 | 0
9 | 9 | 1 | 4 | 0 | 0 | 0
9 | 9 | 2 | 4 | 0 | 0 | 0
9 | 9 | 3 | 4 | 0 | 0 | 0
9 | 9 | 4 | 4 | 0 | 0 | 0
9 | 9 | 5 | 4 | 0 | 0 | 0
9 | 9 | 6 | 4 | 0 | 0 | 0
9 | 9 | 7 | 4 | 0 | 4.952e-10 | 6.2303e-10
9 | 9 | 8 | 4 | 0 | 2.0586e-09 | 2.5901e-09
9 | 9 | 9 | 4 | 0 | 8.6656e-09 | 1.0903e-08
9 | 9 | 10 | 4 | 0 | 1.4518e-08 | 1.8266e-08
9 | 9 | 11 | 4 | 0 | 4.2415e-08 | 5.3364e-08
9 | 9 | 12 | 4 | 0 | 8.3834e-08 | 1.0548e-07
9 | 9 | 13 | 4 | 0 | 1.8073e-07 | 2.2738e-07
9 | 9 | 14 | 4 | 0 | 3.6156e-07 | 4.549e-07
9 | 9 | 15 | 4 | 0 | 4.1605e-07 | 5.2346e-07
9 | 9 | 16 | 4 | 0 | 2.784e-07 | 3.5027e-07
9 | 9 | 17 | 4 | 0 | 1.3453e-07 | 1.6926e-07
9 | 9 | 18 | 4 | 0 | 7.4915e-08 | 9.4254e-08
9 | 9 | 19 | 4 | 0 | 1.2772e-07 | 1.6069e-07
9 | 9 | 20 | 4 | 0 | 4.3692e-08 | 5.4971e-08
9 | 9 | 21 | 4 | 0 | 6.8795e-09 | 8.6554e-09
9 | 9 | 22 | 4 | 0 | 0 | 0
9 | 9 | 23 | 4 | 0 | 0 | 0
9 | 10 | 0 | 5 | 0 | 0 | 0
9 | 10 | 1 | 5 | 0 | 0 | 0
9 | 10 | 2 | 5 | 0 | 0 | 0
9 | 10 | 3 | 5 | 0 | 0 | 0
9 | 10 | 4 | 5 | 0 | 0 | 0
9 | 10 | 5 | 5 | 0 | 0 | 0
9 | 10 | 6 | 5 | 0 | 0 | 0
9 | 10 | 7 | 5 | 0 | 1.2773e-09 | 1.607e-09
9 | 10 | 8 | 5 | 0 | 2.6582e-09 | 3.3444e-09
9 | 10 | 9 | 5 | 0 | 8.3237e-09 | 1.0472e-08
9 | 10 | 10 | 5 | 0 | 5.3957e-09 | 6.7886e-09
9 | 10 | 11 | 5 | 0 | 7.0982e-09 | 8.9306e-09
9 | 10 | 12 | 5 | 0 | 9.0158e-09 | 1.1343e-08
9 | 10 | 13 | 5 | 0 | 9.0158e-09 | 1.1343e-08
9 | 10 | 14 | 5 | 0 | 6.2012e-09 | 7.802e-09
9 | 10 | 15 | 5 | 0 | 5.0981e-09 | 6.4142e-09
9 | 10 | 16 | 5 | 0 | 3.4299e-09 | 4.3154e-09
9 | 10 | 17 | 5 | 0 | 2.2778e-09 | 2.8658e-09
9 | 10 | 18 | 5 | 0 | 1.657e-09 | 2.0847e-09
9 | 10 | 19 | 5 | 0 | 3.6067e-09 | 4.5378e-09
9 | 10 | 20 | 5 | 0 | 2.6135e-09 | 3.2882e-09
9 | 10 | 21 | 5 | 0 | 1.7596e-10 | 2.2138e-10
9 | 10 | 22 | 5 | 0 | 0 | 0
9 | 10 | 23 | 5 | 0 | 0 | 0
9 | 11 | 0 | 6 | 1 | 0 | 0
9 | 11 | 1 | 6 | 1 | 0 | 0
9 | 11 | 2 | 6 | 1 | 0 | 0
9 | 11 | 3 | 6 | 1 | 0 | 0
9 | 11 | 4 | 6 | 1 | 0 | 0
9 | 11 | 5 | 6 | 1 | 0 | 0
9 | 11 | 6 | 6 | 1 | 0 | 0
9 | 11 | 7 | 6 | 1 | 0 | 0
9 | 11 | 8 | 6 | 1 | 0 | 0
9 | 11 | 9 | 6 | 1 | 0 | 0
9 | 11 | 10 | 6 | 1 | 9.9034e-10 | 1.246e-09
9 | 11 | 11 | 6 | 1 | 5.586e-09 | 7.028e-09
9 | 11 | 12 | 6 | 1 | 2.2069e-08 | 2.7766e-08
9 | 11 | 13 | 6 | 1 | 4.7652e-08 | 5.9953e-08
9 | 11 | 14 | 6 | 1 | 4.108e-08 | 5.1685e-08
9 | 11 | 15 | 6 | 1 | 5.03e-08 | 6.3285e-08
9 | 11 | 16 | 6 | 1 | 4.957e-08 | 6.2366e-08
9 | 11 | 17 | 6 | 1 | 3.8323e-08 | 4.8216e-08
9 | 11 | 18 | 6 | 1 | 1.7686e-08 | 2.2251e-08
9 | 11 | 19 | 6 | 1 | 2.1699e-08 | 2.73e-08
9 | 11 | 20 | 6 | 1 | 7.9916e-09 | 1.0055e-08
9 | 11 | 21 | 6 | 1 | 9.3286e-10 | 1.1737e-09
9 | 11 | 22 | 6 | 1 | 0 | 0
9 | 11 | 23 | 6 | 1 | 0 | 0
9 | 12 | 0 | 7 | 1 | 0 | 0
9 | 12 | 1 | 7 | 1 | 0 | 0
9 | 12 | 2 | 7 | 1 | 0 | 0
9 | 12 | 3 | 7 | 1 | 0 | 0
9 | 12 | 4 | 7 | 1 | 0 | 0
9 | 12 | 5 | 7 | 1 | 0 | 0
9 | 12 | 6 | 7 | 1 | 0 | 0
9 | 12 | 7 | 7 | 1 | 0 | 0
9 | 12 | 8 | 7 | 1 | 0 | 0
9 | 12 | 9 | 7 | 1 | 0 | 0
9 | 12 | 10 | 7 | 1 | 0 | 0
9 | 12 | 11 | 7 | 1 | 2.8442e-10 | 3.5784e-10
9 | 12 | 12 | 7 | 1 | 2.4406e-09 | 3.0706e-09
9 | 12 | 13 | 7 | 1 | 8.5397e-09 | 1.0744e-08
9 | 12 | 14 | 7 | 1 | 1.464e-08 | 1.8419e-08
9 | 12 | 15 | 7 | 1 | 3.0737e-08 | 3.8672e-08
9 | 12 | 16 | 7 | 1 | 4.0481e-08 | 5.0932e-08
9 | 12 | 17 | 7 | 1 | 2.8465e-08 | 3.5814e-08
9 | 12 | 18 | 7 | 1 | 1.3074e-08 | 1.6449e-08
9 | 12 | 19 | 7 | 1 | 1.3923e-08 | 1.7518e-08
9 | 12 | 20 | 7 | 1 | 2.7971e-09 | 3.5192e-09
9 | 12 | 21 | 7 | 1 | 0 | 0
9 | 12 | 22 | 7 | 1 | 0 | 0
9 | 12 | 23 | 7 | 1 | 0 | 0
9 | 13 | 0 | 1 | 0 | 0 | 0
9 | 13 | 1 | 1 | 0 | 0 | 0
9 | 13 | 2 | 1 | 0 | 0 | 0
9 | 13 | 3 | 1 | 0 | 0 | 0
9 | 13 | 4 | 1 | 0 | 0 | 0
9 | 13 | 5 | 1 | 0 | 0 | 0
9 | 13 | 6 | 1 | 0 | 0 | 0
9 | 13 | 7 | 1 | 0 | 0 | 0
9 | 13 | 8 | 1 | 0 | 1.463e-09 | 1.8407e-09
9 | 13 | 9 | 1 | 0 | 9.857e-09 | 1.2402e-08
9 | 13 | 10 | 1 | 0 | 2.4051e-08 | 3.026e-08
9 | 13 | 11 | 1 | 0 | 9.0826e-08 | 1.1427e-07
9 | 13 | 12 | 1 | 0 | 2.5074e-07 | 3.1547e-07
9 | 13 | 13 | 1 | 0 | 8.6991e-07 | 1.0945e-06
9 | 13 | 14 | 1 | 0 | 2.0903e-06 | 2.6299e-06
9 | 13 | 15 | 1 | 0 | 5.1503e-06 | 6.4799e-06
9 | 13 | 16 | 1 | 0 | 5.9007e-06 | 7.4239e-06
9 | 13 | 17 | 1 | 0 | 3.7672e-06 | 4.7397e-06
9 | 13 | 18 | 1 | 0 | 1.5179e-06 | 1.9097e-06
9 | 13 | 19 | 1 | 0 | 9.4297e-07 | 1.1864e-06
9 | 13 | 20 | 1 | 0 | 3.0469e-07 | 3.8335e-07
9 | 13 | 21 | 1 | 0 | 3.1655e-08 | 3.9826e-08
9 | 13 | 22 | 1 | 0 | 3.021e-09 | 3.8008e-09
9 | 13 | 23 | 1 | 0 | 0 | 0
9 | 14 | 0 | 2 | 0 | 0 | 0
9 | 14 | 1 | 2 | 0 | 0 | 0
9 | 14 | 2 | 2 | 0 | 0 | 0
9 | 14 | 3 | 2 | 0 | 0 | 0
9 | 14 | 4 | 2 | 0 | 0 | 0
9 | 14 | 5 | 2 | 0 | 0 | 0
9 | 14 | 6 | 2 | 0 | 1.277e-09 | 1.6067e-09
9 | 14 | 7 | 2 | 0 | 3.0457e-09 | 3.8319e-09
9 | 14 | 8 | 2 | 0 | 1.2863e-08 | 1.6184e-08
9 | 14 | 9 | 2 | 0 | 5.6123e-08 | 7.0611e-08
9 | 14 | 10 | 2 | 0 | 2.4719e-07 | 3.11e-07
9 | 14 | 11 | 2 | 0 | 8.943e-07 | 1.1252e-06
9 | 14 | 12 | 2 | 0 | 3.9759e-06 | 5.0023e-06
9 | 14 | 13 | 2 | 0 | 1.3292e-05 | 1.6723e-05
9 | 14 | 14 | 2 | 0 | 2.3004e-05 | 2.8942e-05
9 | 14 | 15 | 2 | 0 | 2.2177e-05 | 2.7902e-05
9 | 14 | 16 | 2 | 0 | 1.2184e-05 | 1.533e-05
9 | 14 | 17 | 2 | 0 | 4.0997e-06 | 5.158e-06
9 | 14 | 18 | 2 | 0 | 1.9235e-06 | 2.42e-06
9 | 14 | 19 | 2 | 0 | 2.0875e-06 | 2.6264e-06
9 | 14 | 20 | 2 | 0 | 4.4033e-07 | 5.5401e-07
9 | 14 | 21 | 2 | 0 | 4.8773e-08 | 6.1364e-08
9 | 14 | 22 | 2 | 0 | 3.4e-09 | 4.2777e-09
9 | 14 | 23 | 2 | 0 | 0 | 0
9 | 15 | 0 | 3 | 0 | 0 | 0
9 | 15 | 1 | 3 | 0 | 0 | 0
9 | 15 | 2 | 3 | 0 | 0 | 0
9 | 15 | 3 | 3 | 0 | 0 | 0
9 | 15 | 4 | 3 | 0 | 0 | 0
9 | 15 | 5 | 3 | 0 | 0 | 0
9 | 15 | 6 | 3 | 0 | 1.0908e-09 | 1.3724e-09
9 | 15 | 7 | 3 | 0 | 4.2872e-09 | 5.394e-09
9 | 15 | 8 | 3 | 0 | 1.3932e-08 | 1.7528e-08
9 | 15 | 9 | 3 | 0 | 7.4973e-08 | 9.4327e-08
9 | 15 | 10 | 3 | 0 | 2.786e-07 | 3.5052e-07
9 | 15 | 11 | 3 | 0 | 1.3328e-06 | 1.6769e-06
9 | 15 | 12 | 3 | 0 | 8.058e-06 | 1.0138e-05
9 | 15 | 13 | 3 | 0 | 2.4177e-05 | 3.0419e-05
9 | 15 | 14 | 3 | 0 | 8.3e-05 | 0.00010443
9 | 15 | 15 | 3 | 0 | 0.00011745 | 0.00014777
9 | 15 | 16 | 3 | 0 | 0.00010638 | 0.00013384
9 | 15 | 17 | 3 | 0 | 3.7368e-05 | 4.7015e-05
9 | 15 | 18 | 3 | 0 | 1.4555e-05 | 1.8312e-05
9 | 15 | 19 | 3 | 0 | 1.2407e-05 | 1.561e-05
9 | 15 | 20 | 3 | 0 | 2.7849e-06 | 3.5038e-06
9 | 15 | 21 | 3 | 0 | 4.2813e-07 | 5.3866e-07
9 | 15 | 22 | 3 | 0 | 7.2745e-08 | 9.1524e-08
9 | 15 | 23 | 3 | 0 | 1.2245e-08 | 1.5406e-08
9 | 16 | 0 | 4 | 0 | 1.8294e-09 | 2.3017e-09
9 | 16 | 1 | 4 | 0 | 1.6727e-10 | 2.1045e-10
9 | 16 | 2 | 4 | 0 | 0 | 0
9 | 16 | 3 | 4 | 0 | 0 | 0
9 | 16 | 4 | 4 | 0 | 0 | 0
9 | 16 | 5 | 4 | 0 | 9.7677e-09 | 1.2289e-08
9 | 16 | 6 | 4 | 0 | 7.2745e-08 | 9.1524e-08
9 | 16 | 7 | 4 | 0 | 6.354e-08 | 7.9943e-08
9 | 16 | 8 | 4 | 0 | 9.5454e-08 | 1.201e-07
9 | 16 | 9 | 4 | 0 | 1.7037e-07 | 2.1434e-07
9 | 16 | 10 | 4 | 0 | 1.9151e-07 | 2.4094e-07
9 | 16 | 11 | 4 | 0 | 5.2238e-07 | 6.5724e-07
9 | 16 | 12 | 4 | 0 | 1.4465e-06 | 1.8199e-06
9 | 16 | 13 | 4 | 0 | 2.4317e-06 | 3.0594e-06
9 | 16 | 14 | 4 | 0 | 6.0175e-06 | 7.5709e-06
9 | 16 | 15 | 4 | 0 | 9.2355e-06 | 1.162e-05
9 | 16 | 16 | 4 | 0 | 8.5617e-06 | 1.0772e-05
9 | 16 | 17 | 4 | 0 | 3.8425e-06 | 4.8345e-06
9 | 16 | 18 | 4 | 0 | 1.9767e-06 | 2.487e-06
9 | 16 | 19 | 4 | 0 | 2.4779e-06 | 3.1176e-06
9 | 16 | 20 | 4 | 0 | 7.832e-07 | 9.8539e-07
9 | 16 | 21 | 4 | 0 | 9.9029e-08 | 1.2459e-07
9 | 16 | 22 | 4 | 0 | 1.0501e-08 | 1.3212e-08
9 | 16 | 23 | 4 | 0 | 4.9064e-10 | 6.1729e-10
9 | 17 | 0 | 5 | 0 | 0 | 0
9 | 17 | 1 | 5 | 0 | 0 | 0
9 | 17 | 2 | 5 | 0 | 0 | 0
9 | 17 | 3 | 5 | 0 | 0 | 0
9 | 17 | 4 | 5 | 0 | 0 | 0
9 | 17 | 5 | 5 | 0 | 0 | 0
9 | 17 | 6 | 5 | 0 | 7.5046e-10 | 9.4419e-10
9 | 17 | 7 | 5 | 0 | 2.4361e-09 | 3.065e-09
9 | 17 | 8 | 5 | 0 | 4.0157e-09 | 5.0523e-09
9 | 17 | 9 | 5 | 0 | 1.4395e-08 | 1.8111e-08
9 | 17 | 10 | 5 | 0 | 2.8065e-08 | 3.531e-08
9 | 17 | 11 | 5 | 0 | 5.5313e-08 | 6.9592e-08
9 | 17 | 12 | 5 | 0 | 1.1607e-07 | 1.4604e-07
9 | 17 | 13 | 5 | 0 | 2.2854e-07 | 2.8754e-07
9 | 17 | 14 | 5 | 0 | 4.7374e-07 | 5.9604e-07
9 | 17 | 15 | 5 | 0 | 7.0637e-07 | 8.8872e-07
9 | 17 | 16 | 5 | 0 | 6.6786e-07 | 8.4027e-07
9 | 17 | 17 | 5 | 0 | 3.2023e-07 | 4.029e-07
9 | 17 | 18 | 5 | 0 | 9.2059e-08 | 1.1582e-07
9 | 17 | 19 | 5 | 0 | 6.2051e-08 | 7.807e-08
9 | 17 | 20 | 5 | 0 | 1.9603e-08 | 2.4664e-08
9 | 17 | 21 | 5 | 0 | 3.4871e-09 | 4.3873e-09
9 | 17 | 22 | 5 | 0 | 0 | 0
9 | 17 | 23 | 5 | 0 | 0 | 0
9 | 18 | 0 | 6 | 1 | 0 | 0
9 | 18 | 1 | 6 | 1 | 0 | 0
9 | 18 | 2 | 6 | 1 | 0 | 0
9 | 18 | 3 | 6 | 1 | 0 | 0
9 | 18 | 4 | 6 | 1 | 0 | 0
9 | 18 | 5 | 6 | 1 | 0 | 0
9 | 18 | 6 | 6 | 1 | 0 | 0
9 | 18 | 7 | 6 | 1 | 0 | 0
9 | 18 | 8 | 6 | 1 | 0 | 0
9 | 18 | 9 | 6 | 1 | 0 | 0
9 | 18 | 10 | 6 | 1 | 2.377e-10 | 2.9907e-10
9 | 18 | 11 | 6 | 1 | 3.1042e-09 | 3.9055e-09
9 | 18 | 12 | 6 | 1 | 1.32e-08 | 1.6608e-08
9 | 18 | 13 | 6 | 1 | 4.8092e-08 | 6.0507e-08
9 | 18 | 14 | 6 | 1 | 1.539e-07 | 1.9362e-07
9 | 18 | 15 | 6 | 1 | 2.9467e-07 | 3.7073e-07
9 | 18 | 16 | 6 | 1 | 5.5618e-07 | 6.9976e-07
9 | 18 | 17 | 6 | 1 | 3.8473e-07 | 4.8405e-07
9 | 18 | 18 | 6 | 1 | 1.4377e-07 | 1.8089e-07
9 | 18 | 19 | 6 | 1 | 8.0654e-08 | 1.0148e-07
9 | 18 | 20 | 6 | 1 | 1.9753e-08 | 2.4853e-08
9 | 18 | 21 | 6 | 1 | 1.3486e-09 | 1.6968e-09
9 | 18 | 22 | 6 | 1 | 0 | 0
9 | 18 | 23 | 6 | 1 | 0 | 0
9 | 19 | 0 | 7 | 1 | 0 | 0
9 | 19 | 1 | 7 | 1 | 0 | 0
9 | 19 | 2 | 7 | 1 | 0 | 0
9 | 19 | 3 | 7 | 1 | 0 | 0
9 | 19 | 4 | 7 | 1 | 0 | 0
9 | 19 | 5 | 7 | 1 | 0 | 0
9 | 19 | 6 | 7 | 1 | 0 | 0
9 | 19 | 7 | 7 | 1 | 0 | 0
9 | 19 | 8 | 7 | 1 | 0 | 0
9 | 19 | 9 | 7 | 1 | 0 | 0
9 | 19 | 10 | 7 | 1 | 2.2192e-10 | 2.7921e-10
9 | 19 | 11 | 7 | 1 | 7.2768e-09 | 9.1553e-09
9 | 19 | 12 | 7 | 1 | 3.638e-08 | 4.5772e-08
9 | 19 | 13 | 7 | 1 | 1.0449e-07 | 1.3146e-07
9 | 19 | 14 | 7 | 1 | 1.8607e-07 | 2.3411e-07
9 | 19 | 15 | 7 | 1 | 2.7282e-07 | 3.4324e-07
9 | 19 | 16 | 7 | 1 | 2.9241e-07 | 3.679e-07
9 | 19 | 17 | 7 | 1 | 1.6408e-07 | 2.0644e-07
9 | 19 | 18 | 7 | 1 | 1.1853e-07 | 1.4912e-07
9 | 19 | 19 | 7 | 1 | 1.2298e-07 | 1.5473e-07
9 | 19 | 20 | 7 | 1 | 4.4748e-08 | 5.63e-08
9 | 19 | 21 | 7 | 1 | 4.5036e-09 | 5.6662e-09
9 | 19 | 22 | 7 | 1 | 0 | 0
9 | 19 | 23 | 7 | 1 | 0 | 0
9 | 20 | 0 | 1 | 0 | 0 | 0
9 | 20 | 1 | 1 | 0 | 0 | 0
9 | 20 | 2 | 1 | 0 | 0 | 0
9 | 20 | 3 | 1 | 0 | 0 | 0
9 | 20 | 4 | 1 | 0 | 0 | 0
9 | 20 | 5 | 1 | 0 | 0 | 0
9 | 20 | 6 | 1 | 0 | 1.0647e-09 | 1.3396e-09
9 | 20 | 7 | 1 | 0 | 3.4007e-09 | 4.2786e-09
9 | 20 | 8 | 1 | 0 | 2.0875e-08 | 2.6264e-08
9 | 20 | 9 | 1 | 0 | 9.6931e-08 | 1.2195e-07
9 | 20 | 10 | 1 | 0 | 3.5882e-07 | 4.5145e-07
9 | 20 | 11 | 1 | 0 | 2.2036e-06 | 2.7724e-06
9 | 20 | 12 | 1 | 0 | 7.0816e-06 | 8.9097e-06
9 | 20 | 13 | 1 | 0 | 1.9506e-05 | 2.4542e-05
9 | 20 | 14 | 1 | 0 | 6.1157e-05 | 7.6944e-05
9 | 20 | 15 | 1 | 0 | 8.6321e-05 | 0.00010861
9 | 20 | 16 | 1 | 0 | 7.1172e-05 | 8.9545e-05
9 | 20 | 17 | 1 | 0 | 3.6006e-05 | 4.5301e-05
9 | 20 | 18 | 1 | 0 | 1.5565e-05 | 1.9583e-05
9 | 20 | 19 | 1 | 0 | 9.7095e-06 | 1.2216e-05
9 | 20 | 20 | 1 | 0 | 2.2009e-06 | 2.7691e-06
9 | 20 | 21 | 1 | 0 | 2.1839e-07 | 2.7476e-07
9 | 20 | 22 | 1 | 0 | 3.0466e-08 | 3.833e-08
9 | 20 | 23 | 1 | 0 | 1.9068e-09 | 2.3991e-09
9 | 21 | 0 | 2 | 0 | 0 | 0
9 | 21 | 1 | 2 | 0 | 0 | 0
9 | 21 | 2 | 2 | 0 | 0 | 0
9 | 21 | 3 | 2 | 0 | 0 | 0
9 | 21 | 4 | 2 | 0 | 0 | 0
9 | 21 | 5 | 2 | 0 | 5.5876e-10 | 7.0301e-10
9 | 21 | 6 | 2 | 0 | 5.9958e-09 | 7.5436e-09
9 | 21 | 7 | 2 | 0 | 1.726e-08 | 2.1715e-08
9 | 21 | 8 | 2 | 0 | 4.1088e-08 | 5.1695e-08
9 | 21 | 9 | 2 | 0 | 2.9252e-07 | 3.6803e-07
9 | 21 | 10 | 2 | 0 | 9.7027e-07 | 1.2207e-06
9 | 21 | 11 | 2 | 0 | 6.9963e-06 | 8.8024e-06
9 | 21 | 12 | 2 | 0 | 3.3899e-05 | 4.265e-05
9 | 21 | 13 | 2 | 0 | 0.0001987 | 0.00024999
9 | 21 | 14 | 2 | 0 | 0.00098052 | 0.0012336
9 | 21 | 15 | 2 | 0 | 0.0018821 | 0.002368
9 | 21 | 16 | 2 | 0 | 0.00086756 | 0.0010915
9 | 21 | 17 | 2 | 0 | 0.0002468 | 0.00031051
9 | 21 | 18 | 2 | 0 | 7.7025e-05 | 9.6909e-05
9 | 21 | 19 | 2 | 0 | 6.0382e-05 | 7.597e-05
9 | 21 | 20 | 2 | 0 | 1.5007e-05 | 1.8881e-05
9 | 21 | 21 | 2 | 0 | 9.5592e-07 | 1.2027e-06
9 | 21 | 22 | 2 | 0 | 1.0356e-07 | 1.303e-07
9 | 21 | 23 | 2 | 0 | 1.6982e-08 | 2.1366e-08
9 | 22 | 0 | 3 | 0 | 4.1131e-09 | 5.1749e-09
9 | 22 | 1 | 3 | 0 | 0 | 0
9 | 22 | 2 | 3 | 0 | 0 | 0
9 | 22 | 3 | 3 | 0 | 0 | 0
9 | 22 | 4 | 3 | 0 | 0 | 0
9 | 22 | 5 | 3 | 0 | 5.1397e-09 | 6.4665e-09
9 | 22 | 6 | 3 | 0 | 2.4018e-08 | 3.0218e-08
9 | 22 | 7 | 3 | 0 | 3.4969e-08 | 4.3996e-08
9 | 22 | 8 | 3 | 0 | 2.5041e-07 | 3.1506e-07
9 | 22 | 9 | 3 | 0 | 1.4553e-06 | 1.831e-06
9 | 22 | 10 | 3 | 0 | 6.4485e-06 | 8.1132e-06
9 | 22 | 11 | 3 | 0 | 3.0545e-05 | 3.8431e-05
9 | 22 | 12 | 3 | 0 | 0.00022487 | 0.00028292
9 | 22 | 13 | 3 | 0 | 0.00073883 | 0.00092956
9 | 22 | 14 | 3 | 0 | 0.001331 | 0.0016746
9 | 22 | 15 | 3 | 0 | 0.0010602 | 0.001334
9 | 22 | 16 | 3 | 0 | 0.00064542 | 0.00081203
9 | 22 | 17 | 3 | 0 | 0.00014566 | 0.00018326
9 | 22 | 18 | 3 | 0 | 6.4459e-05 | 8.1099e-05
9 | 22 | 19 | 3 | 0 | 4.6283e-05 | 5.8232e-05
9 | 22 | 20 | 3 | 0 | 8.1468e-06 | 1.025e-05
9 | 22 | 21 | 3 | 0 | 8.6259e-07 | 1.0853e-06
9 | 22 | 22 | 3 | 0 | 9.9785e-08 | 1.2554e-07
9 | 22 | 23 | 3 | 0 | 1.0847e-08 | 1.3648e-08
9 | 23 | 0 | 4 | 0 | 1.8917e-09 | 2.3801e-09
9 | 23 | 1 | 4 | 0 | 0 | 0
9 | 23 | 2 | 4 | 0 | 0 | 0
9 | 23 | 3 | 4 | 0 | 0 | 0
9 | 23 | 4 | 4 | 0 | 0 | 0
9 | 23 | 5 | 4 | 0 | 3.8209e-09 | 4.8073e-09
9 | 23 | 6 | 4 | 0 | 1.9448e-08 | 2.4469e-08
9 | 23 | 7 | 4 | 0 | 2.8242e-08 | 3.5532e-08
9 | 23 | 8 | 4 | 0 | 1.3161e-07 | 1.6559e-07
9 | 23 | 9 | 4 | 0 | 1.0891e-06 | 1.3703e-06
9 | 23 | 10 | 4 | 0 | 7.3426e-06 | 9.2381e-06
9 | 23 | 11 | 4 | 0 | 3.249e-05 | 4.0877e-05
9 | 23 | 12 | 4 | 0 | 0.00022839 | 0.00028736
9 | 23 | 13 | 4 | 0 | 0.0011793 | 0.0014838
9 | 23 | 14 | 4 | 0 | 0.0029647 | 0.0037301
9 | 23 | 15 | 4 | 0 | 0.0032731 | 0.004118
9 | 23 | 16 | 4 | 0 | 0.001351 | 0.0016997
9 | 23 | 17 | 4 | 0 | 0.0005178 | 0.00065147
9 | 23 | 18 | 4 | 0 | 0.00013288 | 0.00016718
9 | 23 | 19 | 4 | 0 | 0.00010632 | 0.00013377
9 | 23 | 20 | 4 | 0 | 2.0467e-05 | 2.5751e-05
9 | 23 | 21 | 4 | 0 | 1.4444e-06 | 1.8173e-06
9 | 23 | 22 | 4 | 0 | 2.3141e-07 | 2.9115e-07
9 | 23 | 23 | 4 | 0 | 3.8308e-08 | 4.8198e-08
9 | 24 | 0 | 5 | 0 | 7.2648e-09 | 9.1402e-09
9 | 24 | 1 | 5 | 0 | 1.7134e-09 | 2.1557e-09
9 | 24 | 2 | 5 | 0 | 2.1966e-10 | 2.7637e-10
9 | 24 | 3 | 5 | 0 | 0 | 0
9 | 24 | 4 | 5 | 0 | 4.7132e-10 | 5.9299e-10
9 | 24 | 5 | 5 | 0 | 1.0011e-08 | 1.2595e-08
9 | 24 | 6 | 5 | 0 | 4.0131e-08 | 5.0491e-08
9 | 24 | 7 | 5 | 0 | 9.7619e-08 | 1.2282e-07
9 | 24 | 8 | 5 | 0 | 3.1579e-07 | 3.9731e-07
9 | 24 | 9 | 5 | 0 | 2.1734e-06 | 2.7345e-06
9 | 24 | 10 | 5 | 0 | 1.116e-05 | 1.4041e-05
9 | 24 | 11 | 5 | 0 | 4.4511e-05 | 5.6002e-05
9 | 24 | 12 | 5 | 0 | 0.00019981 | 0.00025139
9 | 24 | 13 | 5 | 0 | 0.00040608 | 0.00051091
9 | 24 | 14 | 5 | 0 | 0.0002332 | 0.0002934
9 | 24 | 15 | 5 | 0 | 9.0765e-05 | 0.0001142
9 | 24 | 16 | 5 | 0 | 2.5824e-05 | 3.2491e-05
9 | 24 | 17 | 5 | 0 | 6.3623e-06 | 8.0048e-06
9 | 24 | 18 | 5 | 0 | 2.4465e-06 | 3.078e-06
9 | 24 | 19 | 5 | 0 | 1.6142e-06 | 2.0309e-06
9 | 24 | 20 | 5 | 0 | 4.0981e-07 | 5.156e-07
9 | 24 | 21 | 5 | 0 | 1.1853e-07 | 1.4912e-07
9 | 24 | 22 | 5 | 0 | 1.3487e-08 | 1.6969e-08
9 | 24 | 23 | 5 | 0 | 1.8605e-09 | 2.3409e-09
9 | 25 | 0 | 6 | 1 | 0 | 0
9 | 25 | 1 | 6 | 1 | 0 | 0
9 | 25 | 2 | 6 | 1 | 0 | 0
9 | 25 | 3 | 6 | 1 | 0 | 0
9 | 25 | 4 | 6 | 1 | 0 | 0
9 | 25 | 5 | 6 | 1 | 0 | 0
9 | 25 | 6 | 6 | 1 | 0 | 0
9 | 25 | 7 | 6 | 1 | 0 | 0
9 | 25 | 8 | 6 | 1 | 0 | 0
9 | 25 | 9 | 6 | 1 | 0 | 0
9 | 25 | 10 | 6 | 1 | 1.4892e-09 | 1.8737e-09
9 | 25 | 11 | 6 | 1 | 4.7022e-09 | 5.9161e-09
9 | 25 | 12 | 6 | 1 | 8.883e-09 | 1.1176e-08
9 | 25 | 13 | 6 | 1 | 1.9484e-08 | 2.4513e-08
9 | 25 | 14 | 6 | 1 | 3.0984e-08 | 3.8983e-08
9 | 25 | 15 | 6 | 1 | 5.1119e-08 | 6.4316e-08
9 | 25 | 16 | 6 | 1 | 2.8043e-08 | 3.5282e-08
9 | 25 | 17 | 6 | 1 | 7.8658e-09 | 9.8964e-09
9 | 25 | 18 | 6 | 1 | 5.5286e-09 | 6.9558e-09
9 | 25 | 19 | 6 | 1 | 6.1986e-09 | 7.7988e-09
9 | 25 | 20 | 6 | 1 | 1.1385e-09 | 1.4325e-09
9 | 25 | 21 | 6 | 1 | 0 | 0
9 | 25 | 22 | 6 | 1 | 0 | 0
9 | 25 | 23 | 6 | 1 | 0 | 0
9 | 26 | 0 | 7 | 1 | 0 | 0
9 | 26 | 1 | 7 | 1 | 0 | 0
9 | 26 | 2 | 7 | 1 | 0 | 0
9 | 26 | 3 | 7 | 1 | 0 | 0
9 | 26 | 4 | 7 | 1 | 0 | 0
9 | 26 | 5 | 7 | 1 | 0 | 0
9 | 26 | 6 | 7 | 1 | 0 | 0
9 | 26 | 7 | 7 | 1 | 0 | 0
9 | 26 | 8 | 7 | 1 | 0 | 0
9 | 26 | 9 | 7 | 1 | 0 | 0
9 | 26 | 10 | 7 | 1 | 0 | 0
9 | 26 | 11 | 7 | 1 | 0 | 0
9 | 26 | 12 | 7 | 1 | 0 | 0
9 | 26 | 13 | 7 | 1 | 0 | 0
9 | 26 | 14 | 7 | 1 | 0 | 0
9 | 26 | 15 | 7 | 1 | 0 | 0
9 | 26 | 16 | 7 | 1 | 0 | 0
9 | 26 | 17 | 7 | 1 | 0 | 0
9 | 26 | 18 | 7 | 1 | 0 | 0
9 | 26 | 19 | 7 | 1 | 0 | 0
9 | 26 | 20 | 7 | 1 | 0 | 0
9 | 26 | 21 | 7 | 1 | 0 | 0
9 | 26 | 22 | 7 | 1 | 0 | 0
9 | 26 | 23 | 7 | 1 | 0 | 0
9 | 27 | 0 | 1 | 0 | 0 | 0
9 | 27 | 1 | 1 | 0 | 0 | 0
9 | 27 | 2 | 1 | 0 | 0 | 0
9 | 27 | 3 | 1 | 0 | 0 | 0
9 | 27 | 4 | 1 | 0 | 0 | 0
9 | 27 | 5 | 1 | 0 | 0 | 0
9 | 27 | 6 | 1 | 0 | 0 | 0
9 | 27 | 7 | 1 | 0 | 0 | 0
9 | 27 | 8 | 1 | 0 | 0 | 0
9 | 27 | 9 | 1 | 0 | 8.6526e-10 | 1.0886e-09
9 | 27 | 10 | 1 | 0 | 2.3764e-09 | 2.9899e-09
9 | 27 | 11 | 1 | 0 | 3.1527e-09 | 3.9666e-09
9 | 27 | 12 | 1 | 0 | 3.8217e-09 | 4.8083e-09
9 | 27 | 13 | 1 | 0 | 2.6588e-09 | 3.3451e-09
9 | 27 | 14 | 1 | 0 | 1.8129e-09 | 2.2809e-09
9 | 27 | 15 | 1 | 0 | 8.5302e-10 | 1.0732e-09
9 | 27 | 16 | 1 | 0 | 3.6043e-10 | 4.5348e-10
9 | 27 | 17 | 1 | 0 | 9.1271e-10 | 1.1483e-09
9 | 27 | 18 | 1 | 0 | 6.8977e-10 | 8.6783e-10
9 | 27 | 19 | 1 | 0 | 2.7015e-09 | 3.3988e-09
9 | 27 | 20 | 1 | 0 | 0 | 0
9 | 27 | 21 | 1 | 0 | 0 | 0
9 | 27 | 22 | 1 | 0 | 0 | 0
9 | 27 | 23 | 1 | 0 | 0 | 0
9 | 28 | 0 | 2 | 0 | 0 | 0
9 | 28 | 1 | 2 | 0 | 0 | 0
9 | 28 | 2 | 2 | 0 | 0 | 0
9 | 28 | 3 | 2 | 0 | 0 | 0
9 | 28 | 4 | 2 | 0 | 0 | 0
9 | 28 | 5 | 2 | 0 | 0 | 0
9 | 28 | 6 | 2 | 0 | 0 | 0
9 | 28 | 7 | 2 | 0 | 0 | 0
9 | 28 | 8 | 2 | 0 | 0 | 0
9 | 28 | 9 | 2 | 0 | 3.4364e-10 | 4.3235e-10
9 | 28 | 10 | 2 | 0 | 5.6107e-10 | 7.0591e-10
9 | 28 | 11 | 2 | 0 | 1.2486e-09 | 1.5709e-09
9 | 28 | 12 | 2 | 0 | 1.4395e-09 | 1.8111e-09
9 | 28 | 13 | 2 | 0 | 1.1857e-09 | 1.4919e-09
9 | 28 | 14 | 2 | 0 | 1.1407e-09 | 1.4352e-09
9 | 28 | 15 | 2 | 0 | 7.5181e-10 | 9.4589e-10
9 | 28 | 16 | 2 | 0 | 5.6987e-10 | 7.1699e-10
9 | 28 | 17 | 2 | 0 | 1.6594e-10 | 2.0878e-10
9 | 28 | 18 | 2 | 0 | 2.3506e-10 | 2.9574e-10
9 | 28 | 19 | 2 | 0 | 1.5505e-09 | 1.9507e-09
9 | 28 | 20 | 2 | 0 | 0 | 0
9 | 28 | 21 | 2 | 0 | 0 | 0
9 | 28 | 22 | 2 | 0 | 0 | 0
9 | 28 | 23 | 2 | 0 | 0 | 0
9 | 29 | 0 | 3 | 0 | 0 | 0
9 | 29 | 1 | 3 | 0 | 0 | 0
9 | 29 | 2 | 3 | 0 | 0 | 0
9 | 29 | 3 | 3 | 0 | 0 | 0
9 | 29 | 4 | 3 | 0 | 0 | 0
9 | 29 | 5 | 3 | 0 | 0 | 0
9 | 29 | 6 | 3 | 0 | 0 | 0
9 | 29 | 7 | 3 | 0 | 0 | 0
9 | 29 | 8 | 3 | 0 | 0 | 0
9 | 29 | 9 | 3 | 0 | 0 | 0
9 | 29 | 10 | 3 | 0 | 4.9221e-10 | 6.1928e-10
9 | 29 | 11 | 3 | 0 | 1.6737e-09 | 2.1058e-09
9 | 29 | 12 | 3 | 0 | 2.5738e-09 | 3.2382e-09
9 | 29 | 13 | 3 | 0 | 4.5502e-09 | 5.7249e-09
9 | 29 | 14 | 3 | 0 | 5.5367e-09 | 6.966e-09
9 | 29 | 15 | 3 | 0 | 6.9413e-09 | 8.7332e-09
9 | 29 | 16 | 3 | 0 | 7.8707e-09 | 9.9025e-09
9 | 29 | 17 | 3 | 0 | 4.4675e-09 | 5.6208e-09
9 | 29 | 18 | 3 | 0 | 4.4656e-09 | 5.6184e-09
9 | 29 | 19 | 3 | 0 | 6.3464e-09 | 7.9847e-09
9 | 29 | 20 | 3 | 0 | 1.2353e-09 | 1.5542e-09
9 | 29 | 21 | 3 | 0 | 0 | 0
9 | 29 | 22 | 3 | 0 | 0 | 0
9 | 29 | 23 | 3 | 0 | 0 | 0
9 | 30 | 0 | 4 | 0 | 0 | 0
9 | 30 | 1 | 4 | 0 | 0 | 0
9 | 30 | 2 | 4 | 0 | 0 | 0
9 | 30 | 3 | 4 | 0 | 0 | 0
9 | 30 | 4 | 4 | 0 | 0 | 0
9 | 30 | 5 | 4 | 0 | 0 | 0
9 | 30 | 6 | 4 | 0 | 0 | 0
9 | 30 | 7 | 4 | 0 | 0 | 0
9 | 30 | 8 | 4 | 0 | 0 | 0
9 | 30 | 9 | 4 | 0 | 4.4836e-10 | 5.6411e-10
9 | 30 | 10 | 4 | 0 | 2.2004e-09 | 2.7684e-09
9 | 30 | 11 | 4 | 0 | 4.7388e-09 | 5.9621e-09
9 | 30 | 12 | 4 | 0 | 9.1739e-09 | 1.1542e-08
9 | 30 | 13 | 4 | 0 | 1.3946e-08 | 1.7547e-08
9 | 30 | 14 | 4 | 0 | 2.1729e-08 | 2.7339e-08
9 | 30 | 15 | 4 | 0 | 2.1894e-08 | 2.7546e-08
9 | 30 | 16 | 4 | 0 | 1.6992e-08 | 2.1379e-08
9 | 30 | 17 | 4 | 0 | 1.0501e-08 | 1.3212e-08
9 | 30 | 18 | 4 | 0 | 1.1205e-08 | 1.4098e-08
9 | 30 | 19 | 4 | 0 | 1.5556e-08 | 1.9572e-08
9 | 30 | 20 | 4 | 0 | 5.1397e-09 | 6.4665e-09
9 | 30 | 21 | 4 | 0 | 0 | 0
9 | 30 | 22 | 4 | 0 | 0 | 0
9 | 30 | 23 | 4 | 0 | 0 | 0
10 | 1 | 0 | 5 | 0 | 0 | 0
10 | 1 | 1 | 5 | 0 | 0 | 0
10 | 1 | 2 | 5 | 0 | 0 | 0
10 | 1 | 3 | 5 | 0 | 0 | 0
10 | 1 | 4 | 5 | 0 | 0 | 0
10 | 1 | 5 | 5 | 0 | 0 | 0
10 | 1 | 6 | 5 | 0 | 3.2663e-10 | 4.1095e-10
10 | 1 | 7 | 5 | 0 | 7.0605e-10 | 8.8831e-10
10 | 1 | 8 | 5 | 0 | 1.5644e-09 | 1.9682e-09
10 | 1 | 9 | 5 | 0 | 4.1174e-09 | 5.1804e-09
10 | 1 | 10 | 5 | 0 | 4.8153e-09 | 6.0584e-09
10 | 1 | 11 | 5 | 0 | 1.0695e-08 | 1.3456e-08
10 | 1 | 12 | 5 | 0 | 4.1463e-08 | 5.2167e-08
10 | 1 | 13 | 5 | 0 | 6.812e-08 | 8.5705e-08
10 | 1 | 14 | 5 | 0 | 7.3402e-08 | 9.2351e-08
10 | 1 | 15 | 5 | 0 | 2.4989e-08 | 3.144e-08
10 | 1 | 16 | 5 | 0 | 3.0489e-08 | 3.836e-08
10 | 1 | 17 | 5 | 0 | 3.7608e-09 | 4.7317e-09
10 | 1 | 18 | 5 | 0 | 2.5694e-09 | 3.2326e-09
10 | 1 | 19 | 5 | 0 | 3.045e-09 | 3.8311e-09
10 | 1 | 20 | 5 | 0 | 1.3205e-09 | 1.6614e-09
10 | 1 | 21 | 5 | 0 | 0 | 0
10 | 1 | 22 | 5 | 0 | 0 | 0
10 | 1 | 23 | 5 | 0 | 0 | 0
10 | 2 | 0 | 6 | 1 | 0 | 0
10 | 2 | 1 | 6 | 1 | 0 | 0
10 | 2 | 2 | 6 | 1 | 0 | 0
10 | 2 | 3 | 6 | 1 | 0 | 0
10 | 2 | 4 | 6 | 1 | 0 | 0
10 | 2 | 5 | 6 | 1 | 0 | 0
10 | 2 | 6 | 6 | 1 | 0 | 0
10 | 2 | 7 | 6 | 1 | 0 | 0
10 | 2 | 8 | 6 | 1 | 0 | 0
10 | 2 | 9 | 6 | 1 | 0 | 0
10 | 2 | 10 | 6 | 1 | 0 | 0
10 | 2 | 11 | 6 | 1 | 0 | 0
10 | 2 | 12 | 6 | 1 | 0 | 0
10 | 2 | 13 | 6 | 1 | 0 | 0
10 | 2 | 14 | 6 | 1 | 0 | 0
10 | 2 | 15 | 6 | 1 | 0 | 0
10 | 2 | 16 | 6 | 1 | 0 | 0
10 | 2 | 17 | 6 | 1 | 0 | 0
10 | 2 | 18 | 6 | 1 | 0 | 0
10 | 2 | 19 | 6 | 1 | 0 | 0
10 | 2 | 20 | 6 | 1 | 0 | 0
10 | 2 | 21 | 6 | 1 | 0 | 0
10 | 2 | 22 | 6 | 1 | 0 | 0
10 | 2 | 23 | 6 | 1 | 0 | 0
10 | 3 | 0 | 7 | 1 | 0 | 0
10 | 3 | 1 | 7 | 1 | 0 | 0
10 | 3 | 2 | 7 | 1 | 0 | 0
10 | 3 | 3 | 7 | 1 | 0 | 0
10 | 3 | 4 | 7 | 1 | 0 | 0
10 | 3 | 5 | 7 | 1 | 0 | 0
10 | 3 | 6 | 7 | 1 | 0 | 0
10 | 3 | 7 | 7 | 1 | 0 | 0
10 | 3 | 8 | 7 | 1 | 0 | 0
10 | 3 | 9 | 7 | 1 | 0 | 0
10 | 3 | 10 | 7 | 1 | 0 | 0
10 | 3 | 11 | 7 | 1 | 0 | 0
10 | 3 | 12 | 7 | 1 | 0 | 0
10 | 3 | 13 | 7 | 1 | 0 | 0
10 | 3 | 14 | 7 | 1 | 0 | 0
10 | 3 | 15 | 7 | 1 | 0 | 0
10 | 3 | 16 | 7 | 1 | 0 | 0
10 | 3 | 17 | 7 | 1 | 0 | 0
10 | 3 | 18 | 7 | 1 | 0 | 0
10 | 3 | 19 | 7 | 1 | 0 | 0
10 | 3 | 20 | 7 | 1 | 0 | 0
10 | 3 | 21 | 7 | 1 | 0 | 0
10 | 3 | 22 | 7 | 1 | 0 | 0
10 | 3 | 23 | 7 | 1 | 0 | 0
10 | 4 | 0 | 1 | 0 | 0 | 0
10 | 4 | 1 | 1 | 0 | 0 | 0
10 | 4 | 2 | 1 | 0 | 0 | 0
10 | 4 | 3 | 1 | 0 | 0 | 0
10 | 4 | 4 | 1 | 0 | 0 | 0
10 | 4 | 5 | 1 | 0 | 0 | 0
10 | 4 | 6 | 1 | 0 | 1.5249e-09 | 1.9185e-09
10 | 4 | 7 | 1 | 0 | 2.679e-09 | 3.3706e-09
10 | 4 | 8 | 1 | 0 | 5.0981e-09 | 6.4142e-09
10 | 4 | 9 | 1 | 0 | 8.8698e-09 | 1.116e-08
10 | 4 | 10 | 1 | 0 | 3.6384e-09 | 4.5777e-09
10 | 4 | 11 | 1 | 0 | 6.451e-09 | 8.1164e-09
10 | 4 | 12 | 1 | 0 | 4.1157e-09 | 5.1782e-09
10 | 4 | 13 | 1 | 0 | 3.4909e-09 | 4.392e-09
10 | 4 | 14 | 1 | 0 | 2.2773e-09 | 2.8652e-09
10 | 4 | 15 | 1 | 0 | 1.5392e-09 | 1.9365e-09
10 | 4 | 16 | 1 | 0 | 1.3619e-09 | 1.7135e-09
10 | 4 | 17 | 1 | 0 | 1.2667e-09 | 1.5938e-09
10 | 4 | 18 | 1 | 0 | 3.1262e-09 | 3.9332e-09
10 | 4 | 19 | 1 | 0 | 6.9883e-09 | 8.7923e-09
10 | 4 | 20 | 1 | 0 | 3.6664e-09 | 4.6129e-09
10 | 4 | 21 | 1 | 0 | 4.9064e-10 | 6.1729e-10
10 | 4 | 22 | 1 | 0 | 0 | 0
10 | 4 | 23 | 1 | 0 | 0 | 0
10 | 5 | 0 | 2 | 0 | 0 | 0
10 | 5 | 1 | 2 | 0 | 0 | 0
10 | 5 | 2 | 2 | 0 | 0 | 0
10 | 5 | 3 | 2 | 0 | 0 | 0
10 | 5 | 4 | 2 | 0 | 0 | 0
10 | 5 | 5 | 2 | 0 | 6.2469e-10 | 7.8595e-10
10 | 5 | 6 | 2 | 0 | 9.8469e-09 | 1.2389e-08
10 | 5 | 7 | 2 | 0 | 7.4466e-09 | 9.369e-09
10 | 5 | 8 | 2 | 0 | 2.1206e-08 | 2.6681e-08
10 | 5 | 9 | 2 | 0 | 9.6242e-09 | 1.2109e-08
10 | 5 | 10 | 2 | 0 | 6.5083e-09 | 8.1884e-09
10 | 5 | 11 | 2 | 0 | 4.6628e-09 | 5.8665e-09
10 | 5 | 12 | 2 | 0 | 7.1086e-09 | 8.9437e-09
10 | 5 | 13 | 2 | 0 | 7.2783e-09 | 9.1572e-09
10 | 5 | 14 | 2 | 0 | 3.7349e-09 | 4.6991e-09
10 | 5 | 15 | 2 | 0 | 2.0421e-09 | 2.5693e-09
10 | 5 | 16 | 2 | 0 | 1.35e-09 | 1.6985e-09
10 | 5 | 17 | 2 | 0 | 1.2565e-09 | 1.5809e-09
10 | 5 | 18 | 2 | 0 | 3.2059e-09 | 4.0335e-09
10 | 5 | 19 | 2 | 0 | 5.5286e-09 | 6.9558e-09
10 | 5 | 20 | 2 | 0 | 2.4807e-09 | 3.1211e-09
10 | 5 | 21 | 2 | 0 | 1.6572e-10 | 2.085e-10
10 | 5 | 22 | 2 | 0 | 0 | 0
10 | 5 | 23 | 2 | 0 | 0 | 0
10 | 6 | 0 | 3 | 0 | 0 | 0
10 | 6 | 1 | 3 | 0 | 0 | 0
10 | 6 | 2 | 3 | 0 | 0 | 0
10 | 6 | 3 | 3 | 0 | 0 | 0
10 | 6 | 4 | 3 | 0 | 0 | 0
10 | 6 | 5 | 3 | 0 | 6.7351e-10 | 8.4737e-10
10 | 6 | 6 | 3 | 0 | 1.3072e-08 | 1.6446e-08
10 | 6 | 7 | 3 | 0 | 1.0593e-08 | 1.3328e-08
10 | 6 | 8 | 3 | 0 | 1.6992e-08 | 2.1379e-08
10 | 6 | 9 | 3 | 0 | 9.698e-09 | 1.2202e-08
10 | 6 | 10 | 3 | 0 | 6.9981e-09 | 8.8047e-09
10 | 6 | 11 | 3 | 0 | 8.2023e-09 | 1.032e-08
10 | 6 | 12 | 3 | 0 | 7.2783e-09 | 9.1572e-09
10 | 6 | 13 | 3 | 0 | 3.6734e-09 | 4.6217e-09
10 | 6 | 14 | 3 | 0 | 6.5598e-09 | 8.2532e-09
10 | 6 | 15 | 3 | 0 | 4.1878e-09 | 5.2689e-09
10 | 6 | 16 | 3 | 0 | 2.6152e-09 | 3.2903e-09
10 | 6 | 17 | 3 | 0 | 2.0926e-09 | 2.6328e-09
10 | 6 | 18 | 3 | 0 | 2.8954e-09 | 3.6429e-09
10 | 6 | 19 | 3 | 0 | 6.0952e-09 | 7.6687e-09
10 | 6 | 20 | 3 | 0 | 2.1098e-09 | 2.6544e-09
10 | 6 | 21 | 3 | 0 | 3.6035e-10 | 4.5338e-10
10 | 6 | 22 | 3 | 0 | 0 | 0
10 | 6 | 23 | 3 | 0 | 0 | 0
10 | 7 | 0 | 4 | 0 | 0 | 0
10 | 7 | 1 | 4 | 0 | 0 | 0
10 | 7 | 2 | 4 | 0 | 0 | 0
10 | 7 | 3 | 4 | 0 | 0 | 0
10 | 7 | 4 | 4 | 0 | 0 | 0
10 | 7 | 5 | 4 | 0 | 0 | 0
10 | 7 | 6 | 4 | 0 | 1.3612e-09 | 1.7125e-09
10 | 7 | 7 | 4 | 0 | 1.6431e-09 | 2.0672e-09
10 | 7 | 8 | 4 | 0 | 2.3177e-09 | 2.916e-09
10 | 7 | 9 | 4 | 0 | 3.2906e-09 | 4.14e-09
10 | 7 | 10 | 4 | 0 | 6.0541e-09 | 7.617e-09
10 | 7 | 11 | 4 | 0 | 2.26e-08 | 2.8434e-08
10 | 7 | 12 | 4 | 0 | 1.232e-07 | 1.55e-07
10 | 7 | 13 | 4 | 0 | 3.1389e-07 | 3.9492e-07
10 | 7 | 14 | 4 | 0 | 3.414e-07 | 4.2953e-07
10 | 7 | 15 | 4 | 0 | 7.9487e-07 | 1.0001e-06
10 | 7 | 16 | 4 | 0 | 3.0485e-07 | 3.8355e-07
10 | 7 | 17 | 4 | 0 | 7.1723e-08 | 9.0239e-08
10 | 7 | 18 | 4 | 0 | 7.6641e-08 | 9.6425e-08
10 | 7 | 19 | 4 | 0 | 1.083e-07 | 1.3626e-07
10 | 7 | 20 | 4 | 0 | 7.8053e-09 | 9.8202e-09
10 | 7 | 21 | 4 | 0 | 1.0467e-09 | 1.3169e-09
10 | 7 | 22 | 4 | 0 | 0 | 0
10 | 7 | 23 | 4 | 0 | 0 | 0
10 | 8 | 0 | 5 | 0 | 0 | 0
10 | 8 | 1 | 5 | 0 | 0 | 0
10 | 8 | 2 | 5 | 0 | 0 | 0
10 | 8 | 3 | 5 | 0 | 0 | 0
10 | 8 | 4 | 5 | 0 | 0 | 0
10 | 8 | 5 | 5 | 0 | 0 | 0
10 | 8 | 6 | 5 | 0 | 6.2469e-10 | 7.8595e-10
10 | 8 | 7 | 5 | 0 | 1.267e-09 | 1.5941e-09
10 | 8 | 8 | 5 | 0 | 1.908e-09 | 2.4006e-09
10 | 8 | 9 | 5 | 0 | 4.5838e-09 | 5.7671e-09
10 | 8 | 10 | 5 | 0 | 8.7357e-09 | 1.0991e-08
10 | 8 | 11 | 5 | 0 | 2.1738e-08 | 2.735e-08
10 | 8 | 12 | 5 | 0 | 1.1269e-07 | 1.4178e-07
10 | 8 | 13 | 5 | 0 | 1.932e-07 | 2.4307e-07
10 | 8 | 14 | 5 | 0 | 3.8515e-07 | 4.8458e-07
10 | 8 | 15 | 5 | 0 | 6.5857e-07 | 8.2859e-07
10 | 8 | 16 | 5 | 0 | 4.6278e-07 | 5.8225e-07
10 | 8 | 17 | 5 | 0 | 5.2715e-08 | 6.6323e-08
10 | 8 | 18 | 5 | 0 | 2.6142e-08 | 3.289e-08
10 | 8 | 19 | 5 | 0 | 1.6982e-08 | 2.1366e-08
10 | 8 | 20 | 5 | 0 | 2.1974e-09 | 2.7646e-09
10 | 8 | 21 | 5 | 0 | 1.7764e-10 | 2.2349e-10
10 | 8 | 22 | 5 | 0 | 0 | 0
10 | 8 | 23 | 5 | 0 | 0 | 0
10 | 9 | 0 | 6 | 1 | 0 | 0
10 | 9 | 1 | 6 | 1 | 0 | 0
10 | 9 | 2 | 6 | 1 | 0 | 0
10 | 9 | 3 | 6 | 1 | 0 | 0
10 | 9 | 4 | 6 | 1 | 0 | 0
10 | 9 | 5 | 6 | 1 | 0 | 0
10 | 9 | 6 | 6 | 1 | 0 | 0
10 | 9 | 7 | 6 | 1 | 0 | 0
10 | 9 | 8 | 6 | 1 | 0 | 0
10 | 9 | 9 | 6 | 1 | 0 | 0
10 | 9 | 10 | 6 | 1 | 0 | 0
10 | 9 | 11 | 6 | 1 | 0 | 0
10 | 9 | 12 | 6 | 1 | 0 | 0
10 | 9 | 13 | 6 | 1 | 2.0302e-10 | 2.5542e-10
10 | 9 | 14 | 6 | 1 | 1.4529e-09 | 1.828e-09
10 | 9 | 15 | 6 | 1 | 5.3991e-09 | 6.7929e-09
10 | 9 | 16 | 6 | 1 | 7.0454e-09 | 8.8642e-09
10 | 9 | 17 | 6 | 1 | 4.4665e-09 | 5.6196e-09
10 | 9 | 18 | 6 | 1 | 4.8465e-09 | 6.0976e-09
10 | 9 | 19 | 6 | 1 | 3.9125e-09 | 4.9226e-09
10 | 9 | 20 | 6 | 1 | 2.3279e-10 | 2.9289e-10
10 | 9 | 21 | 6 | 1 | 0 | 0
10 | 9 | 22 | 6 | 1 | 0 | 0
10 | 9 | 23 | 6 | 1 | 0 | 0
10 | 10 | 0 | 7 | 1 | 0 | 0
10 | 10 | 1 | 7 | 1 | 0 | 0
10 | 10 | 2 | 7 | 1 | 0 | 0
10 | 10 | 3 | 7 | 1 | 0 | 0
10 | 10 | 4 | 7 | 1 | 0 | 0
10 | 10 | 5 | 7 | 1 | 0 | 0
10 | 10 | 6 | 7 | 1 | 0 | 0
10 | 10 | 7 | 7 | 1 | 0 | 0
10 | 10 | 8 | 7 | 1 | 0 | 0
10 | 10 | 9 | 7 | 1 | 0 | 0
10 | 10 | 10 | 7 | 1 | 0 | 0
10 | 10 | 11 | 7 | 1 | 0 | 0
10 | 10 | 12 | 7 | 1 | 0 | 0
10 | 10 | 13 | 7 | 1 | 1.7719e-09 | 2.2293e-09
10 | 10 | 14 | 7 | 1 | 8.0693e-09 | 1.0152e-08
10 | 10 | 15 | 7 | 1 | 4.2381e-08 | 5.3321e-08
10 | 10 | 16 | 7 | 1 | 9.0723e-08 | 1.1414e-07
10 | 10 | 17 | 7 | 1 | 6.6998e-08 | 8.4294e-08
10 | 10 | 18 | 7 | 1 | 5.3974e-08 | 6.7908e-08
10 | 10 | 19 | 7 | 1 | 4.0131e-08 | 5.0491e-08
10 | 10 | 20 | 7 | 1 | 3.0718e-09 | 3.8648e-09
10 | 10 | 21 | 7 | 1 | 0 | 0
10 | 10 | 22 | 7 | 1 | 0 | 0
10 | 10 | 23 | 7 | 1 | 0 | 0
10 | 11 | 0 | 1 | 0 | 0 | 0
10 | 11 | 1 | 1 | 0 | 0 | 0
10 | 11 | 2 | 1 | 0 | 0 | 0
10 | 11 | 3 | 1 | 0 | 0 | 0
10 | 11 | 4 | 1 | 0 | 0 | 0
10 | 11 | 5 | 1 | 0 | 0 | 0
10 | 11 | 6 | 1 | 0 | 7.1171e-10 | 8.9544e-10
10 | 11 | 7 | 1 | 0 | 1.0649e-09 | 1.3399e-09
10 | 11 | 8 | 1 | 0 | 1.8613e-09 | 2.3418e-09
10 | 11 | 9 | 1 | 0 | 7.1578e-09 | 9.0055e-09
10 | 11 | 10 | 1 | 0 | 8.6875e-08 | 1.093e-07
10 | 11 | 11 | 1 | 0 | 2.8249e-06 | 3.5542e-06
10 | 11 | 12 | 1 | 0 | 8.314e-06 | 1.046e-05
10 | 11 | 13 | 1 | 0 | 1.5212e-05 | 1.9139e-05
10 | 11 | 14 | 1 | 0 | 1.7168e-05 | 2.16e-05
10 | 11 | 15 | 1 | 0 | 2.5064e-05 | 3.1534e-05
10 | 11 | 16 | 1 | 0 | 1.8456e-05 | 2.3221e-05
10 | 11 | 17 | 1 | 0 | 1.1508e-05 | 1.4479e-05
10 | 11 | 18 | 1 | 0 | 1.4116e-05 | 1.7761e-05
10 | 11 | 19 | 1 | 0 | 1.0934e-05 | 1.3756e-05
10 | 11 | 20 | 1 | 0 | 7.7255e-07 | 9.7198e-07
10 | 11 | 21 | 1 | 0 | 1.0501e-08 | 1.3212e-08
10 | 11 | 22 | 1 | 0 | 3.8406e-10 | 4.832e-10
10 | 11 | 23 | 1 | 0 | 0 | 0
10 | 12 | 0 | 2 | 0 | 0 | 0
10 | 12 | 1 | 2 | 0 | 0 | 0
10 | 12 | 2 | 2 | 0 | 0 | 0
10 | 12 | 3 | 2 | 0 | 0 | 0
10 | 12 | 4 | 2 | 0 | 0 | 0
10 | 12 | 5 | 2 | 0 | 0 | 0
10 | 12 | 6 | 2 | 0 | 1.7261e-09 | 2.1717e-09
10 | 12 | 7 | 2 | 0 | 1.8917e-09 | 2.3801e-09
10 | 12 | 8 | 2 | 0 | 3.0457e-09 | 3.8319e-09
10 | 12 | 9 | 2 | 0 | 1.4507e-08 | 1.8252e-08
10 | 12 | 10 | 2 | 0 | 4.5817e-08 | 5.7644e-08
10 | 12 | 11 | 2 | 0 | 6.5363e-07 | 8.2237e-07
10 | 12 | 12 | 2 | 0 | 5.9788e-06 | 7.5222e-06
10 | 12 | 13 | 2 | 0 | 7.6681e-06 | 9.6476e-06
10 | 12 | 14 | 2 | 0 | 4.1825e-06 | 5.2622e-06
10 | 12 | 15 | 2 | 0 | 4.432e-06 | 5.5762e-06
10 | 12 | 16 | 2 | 0 | 9.4942e-07 | 1.1945e-06
10 | 12 | 17 | 2 | 0 | 2.9226e-07 | 3.677e-07
10 | 12 | 18 | 2 | 0 | 8.5106e-07 | 1.0708e-06
10 | 12 | 19 | 2 | 0 | 1.0515e-06 | 1.3229e-06
10 | 12 | 20 | 2 | 0 | 1.582e-08 | 1.9904e-08
10 | 12 | 21 | 2 | 0 | 2.2971e-09 | 2.8901e-09
10 | 12 | 22 | 2 | 0 | 0 | 0
10 | 12 | 23 | 2 | 0 | 0 | 0
10 | 13 | 0 | 3 | 0 | 0 | 0
10 | 13 | 1 | 3 | 0 | 0 | 0
10 | 13 | 2 | 3 | 0 | 0 | 0
10 | 13 | 3 | 3 | 0 | 0 | 0
10 | 13 | 4 | 3 | 0 | 0 | 0
10 | 13 | 5 | 3 | 0 | 0 | 0
10 | 13 | 6 | 3 | 0 | 1.8125e-09 | 2.2804e-09
10 | 13 | 7 | 3 | 0 | 1.8446e-09 | 2.3208e-09
10 | 13 | 8 | 3 | 0 | 4.5435e-09 | 5.7165e-09
10 | 13 | 9 | 3 | 0 | 1.6589e-08 | 2.0872e-08
10 | 13 | 10 | 3 | 0 | 3.6046e-08 | 4.5351e-08
10 | 13 | 11 | 3 | 0 | 9.9841e-08 | 1.2562e-07
10 | 13 | 12 | 3 | 0 | 5.4033e-07 | 6.7982e-07
10 | 13 | 13 | 3 | 0 | 8.3956e-07 | 1.0563e-06
10 | 13 | 14 | 3 | 0 | 5.0016e-07 | 6.2927e-07
10 | 13 | 15 | 3 | 0 | 5.6004e-07 | 7.0462e-07
10 | 13 | 16 | 3 | 0 | 1.0436e-07 | 1.3131e-07
10 | 13 | 17 | 3 | 0 | 1.8729e-07 | 2.3564e-07
10 | 13 | 18 | 3 | 0 | 4.5264e-07 | 5.6949e-07
10 | 13 | 19 | 3 | 0 | 1.5713e-07 | 1.9769e-07
10 | 13 | 20 | 3 | 0 | 6.2992e-09 | 7.9253e-09
10 | 13 | 21 | 3 | 0 | 8.7298e-10 | 1.0983e-09
10 | 13 | 22 | 3 | 0 | 0 | 0
10 | 13 | 23 | 3 | 0 | 0 | 0
10 | 14 | 0 | 4 | 0 | 0 | 0
10 | 14 | 1 | 4 | 0 | 0 | 0
10 | 14 | 2 | 4 | 0 | 0 | 0
10 | 14 | 3 | 4 | 0 | 0 | 0
10 | 14 | 4 | 4 | 0 | 0 | 0
10 | 14 | 5 | 4 | 0 | 0 | 0
10 | 14 | 6 | 4 | 0 | 9.8798e-10 | 1.243e-09
10 | 14 | 7 | 4 | 0 | 1.3098e-09 | 1.648e-09
10 | 14 | 8 | 4 | 0 | 2.1983e-09 | 2.7659e-09
10 | 14 | 9 | 4 | 0 | 2.8242e-09 | 3.5532e-09
10 | 14 | 10 | 4 | 0 | 3.5797e-09 | 4.5038e-09
10 | 14 | 11 | 4 | 0 | 6.7287e-09 | 8.4658e-09
10 | 14 | 12 | 4 | 0 | 1.4643e-08 | 1.8423e-08
10 | 14 | 13 | 4 | 0 | 2.26e-08 | 2.8434e-08
10 | 14 | 14 | 4 | 0 | 1.3726e-08 | 1.7269e-08
10 | 14 | 15 | 4 | 0 | 7.8132e-09 | 9.8302e-09
10 | 14 | 16 | 4 | 0 | 4.1852e-09 | 5.2656e-09
10 | 14 | 17 | 4 | 0 | 2.7243e-09 | 3.4276e-09
10 | 14 | 18 | 4 | 0 | 6.3464e-09 | 7.9847e-09
10 | 14 | 19 | 4 | 0 | 1.3383e-08 | 1.6837e-08
10 | 14 | 20 | 4 | 0 | 2.4566e-09 | 3.0908e-09
10 | 14 | 21 | 4 | 0 | 3.8779e-10 | 4.8789e-10
10 | 14 | 22 | 4 | 0 | 0 | 0
10 | 14 | 23 | 4 | 0 | 0 | 0
10 | 15 | 0 | 5 | 0 | 0 | 0
10 | 15 | 1 | 5 | 0 | 0 | 0
10 | 15 | 2 | 5 | 0 | 0 | 0
10 | 15 | 3 | 5 | 0 | 0 | 0
10 | 15 | 4 | 5 | 0 | 0 | 0
10 | 15 | 5 | 5 | 0 | 0 | 0
10 | 15 | 6 | 5 | 0 | 2.0753e-09 | 2.6111e-09
10 | 15 | 7 | 5 | 0 | 2.5694e-09 | 3.2326e-09
10 | 15 | 8 | 5 | 0 | 3.2624e-09 | 4.1046e-09
10 | 15 | 9 | 5 | 0 | 4.9312e-09 | 6.2042e-09
10 | 15 | 10 | 5 | 0 | 4.1191e-09 | 5.1825e-09
10 | 15 | 11 | 5 | 0 | 2.6393e-09 | 3.3206e-09
10 | 15 | 12 | 5 | 0 | 4.8936e-09 | 6.1568e-09
10 | 15 | 13 | 5 | 0 | 4.5122e-09 | 5.677e-09
10 | 15 | 14 | 5 | 0 | 3.2379e-09 | 4.0738e-09
10 | 15 | 15 | 5 | 0 | 1.9716e-09 | 2.4805e-09
10 | 15 | 16 | 5 | 0 | 1.8774e-09 | 2.362e-09
10 | 15 | 17 | 5 | 0 | 9.882e-10 | 1.2433e-09
10 | 15 | 18 | 5 | 0 | 1.6566e-09 | 2.0843e-09
10 | 15 | 19 | 5 | 0 | 2.1435e-09 | 2.6968e-09
10 | 15 | 20 | 5 | 0 | 7.2787e-10 | 9.1577e-10
10 | 15 | 21 | 5 | 0 | 0 | 0
10 | 15 | 22 | 5 | 0 | 0 | 0
10 | 15 | 23 | 5 | 0 | 0 | 0
10 | 16 | 0 | 6 | 1 | 0 | 0
10 | 16 | 1 | 6 | 1 | 0 | 0
10 | 16 | 2 | 6 | 1 | 0 | 0
10 | 16 | 3 | 6 | 1 | 0 | 0
10 | 16 | 4 | 6 | 1 | 0 | 0
10 | 16 | 5 | 6 | 1 | 0 | 0
10 | 16 | 6 | 6 | 1 | 0 | 0
10 | 16 | 7 | 6 | 1 | 0 | 0
10 | 16 | 8 | 6 | 1 | 0 | 0
10 | 16 | 9 | 6 | 1 | 0 | 0
10 | 16 | 10 | 6 | 1 | 0 | 0
10 | 16 | 11 | 6 | 1 | 0 | 0
10 | 16 | 12 | 6 | 1 | 0 | 0
10 | 16 | 13 | 6 | 1 | 0 | 0
10 | 16 | 14 | 6 | 1 | 0 | 0
10 | 16 | 15 | 6 | 1 | 0 | 0
10 | 16 | 16 | 6 | 1 | 0 | 0
10 | 16 | 17 | 6 | 1 | 0 | 0
10 | 16 | 18 | 6 | 1 | 0 | 0
10 | 16 | 19 | 6 | 1 | 0 | 0
10 | 16 | 20 | 6 | 1 | 0 | 0
10 | 16 | 21 | 6 | 1 | 0 | 0
10 | 16 | 22 | 6 | 1 | 0 | 0
10 | 16 | 23 | 6 | 1 | 0 | 0
10 | 17 | 0 | 7 | 1 | 0 | 0
10 | 17 | 1 | 7 | 1 | 0 | 0
10 | 17 | 2 | 7 | 1 | 0 | 0
10 | 17 | 3 | 7 | 1 | 0 | 0
10 | 17 | 4 | 7 | 1 | 0 | 0
10 | 17 | 5 | 7 | 1 | 0 | 0
10 | 17 | 6 | 7 | 1 | 0 | 0
10 | 17 | 7 | 7 | 1 | 0 | 0
10 | 17 | 8 | 7 | 1 | 0 | 0
10 | 17 | 9 | 7 | 1 | 0 | 0
10 | 17 | 10 | 7 | 1 | 0 | 0
10 | 17 | 11 | 7 | 1 | 0 | 0
10 | 17 | 12 | 7 | 1 | 0 | 0
10 | 17 | 13 | 7 | 1 | 0 | 0
10 | 17 | 14 | 7 | 1 | 0 | 0
10 | 17 | 15 | 7 | 1 | 0 | 0
10 | 17 | 16 | 7 | 1 | 0 | 0
10 | 17 | 17 | 7 | 1 | 0 | 0
10 | 17 | 18 | 7 | 1 | 1.2562e-09 | 1.5805e-09
10 | 17 | 19 | 7 | 1 | 1.1839e-09 | 1.4896e-09
10 | 17 | 20 | 7 | 1 | 0 | 0
10 | 17 | 21 | 7 | 1 | 0 | 0
10 | 17 | 22 | 7 | 1 | 0 | 0
10 | 17 | 23 | 7 | 1 | 0 | 0
10 | 18 | 0 | 1 | 0 | 0 | 0
10 | 18 | 1 | 1 | 0 | 0 | 0
10 | 18 | 2 | 1 | 0 | 0 | 0
10 | 18 | 3 | 1 | 0 | 0 | 0
10 | 18 | 4 | 1 | 0 | 0 | 0
10 | 18 | 5 | 1 | 0 | 0 | 0
10 | 18 | 6 | 1 | 0 | 1.5634e-09 | 1.967e-09
10 | 18 | 7 | 1 | 0 | 2.5468e-09 | 3.2042e-09
10 | 18 | 8 | 1 | 0 | 4.3554e-09 | 5.4797e-09
10 | 18 | 9 | 1 | 0 | 7.8099e-09 | 9.8261e-09
10 | 18 | 10 | 1 | 0 | 1.5326e-08 | 1.9282e-08
10 | 18 | 11 | 1 | 0 | 4.619e-08 | 5.8114e-08
10 | 18 | 12 | 1 | 0 | 3.093e-07 | 3.8915e-07
10 | 18 | 13 | 1 | 0 | 1.4373e-06 | 1.8084e-06
10 | 18 | 14 | 1 | 0 | 3.1376e-06 | 3.9476e-06
10 | 18 | 15 | 1 | 0 | 1.4864e-06 | 1.8701e-06
10 | 18 | 16 | 1 | 0 | 1.0031e-06 | 1.2621e-06
10 | 18 | 17 | 1 | 0 | 2.0464e-07 | 2.5747e-07
10 | 18 | 18 | 1 | 0 | 6.624e-07 | 8.334e-07
10 | 18 | 19 | 1 | 0 | 2.2816e-07 | 2.8706e-07
10 | 18 | 20 | 1 | 0 | 1.3594e-08 | 1.7103e-08
10 | 18 | 21 | 1 | 0 | 1.6279e-09 | 2.0481e-09
10 | 18 | 22 | 1 | 0 | 0 | 0
10 | 18 | 23 | 1 | 0 | 0 | 0
10 | 19 | 0 | 2 | 0 | 0 | 0
10 | 19 | 1 | 2 | 0 | 0 | 0
10 | 19 | 2 | 2 | 0 | 0 | 0
10 | 19 | 3 | 2 | 0 | 0 | 0
10 | 19 | 4 | 2 | 0 | 0 | 0
10 | 19 | 5 | 2 | 0 | 0 | 0
10 | 19 | 6 | 2 | 0 | 1.8763e-09 | 2.3606e-09
10 | 19 | 7 | 2 | 0 | 2.1795e-09 | 2.7421e-09
10 | 19 | 8 | 2 | 0 | 2.7243e-09 | 3.4276e-09
10 | 19 | 9 | 2 | 0 | 4.7724e-09 | 6.0044e-09
10 | 19 | 10 | 2 | 0 | 5.2267e-09 | 6.5759e-09
10 | 19 | 11 | 2 | 0 | 7.218e-09 | 9.0813e-09
10 | 19 | 12 | 2 | 0 | 1.0344e-08 | 1.3014e-08
10 | 19 | 13 | 2 | 0 | 2.0391e-08 | 2.5655e-08
10 | 19 | 14 | 2 | 0 | 7.3892e-09 | 9.2967e-09
10 | 19 | 15 | 2 | 0 | 4.7724e-09 | 6.0044e-09
10 | 19 | 16 | 2 | 0 | 1.8613e-09 | 2.3418e-09
10 | 19 | 17 | 2 | 0 | 3.1269e-09 | 3.9341e-09
10 | 19 | 18 | 2 | 0 | 1.2147e-08 | 1.5283e-08
10 | 19 | 19 | 2 | 0 | 3.8308e-08 | 4.8198e-08
10 | 19 | 20 | 2 | 0 | 3.6664e-09 | 4.6129e-09
10 | 19 | 21 | 2 | 0 | 7.2787e-10 | 9.1577e-10
10 | 19 | 22 | 2 | 0 | 0 | 0
10 | 19 | 23 | 2 | 0 | 0 | 0
10 | 20 | 0 | 3 | 0 | 0 | 0
10 | 20 | 1 | 3 | 0 | 0 | 0
10 | 20 | 2 | 3 | 0 | 0 | 0
10 | 20 | 3 | 3 | 0 | 0 | 0
10 | 20 | 4 | 3 | 0 | 0 | 0
10 | 20 | 5 | 3 | 0 | 0 | 0
10 | 20 | 6 | 3 | 0 | 2.9444e-09 | 3.7045e-09
10 | 20 | 7 | 3 | 0 | 3.9775e-09 | 5.0043e-09
10 | 20 | 8 | 3 | 0 | 6.3987e-09 | 8.0505e-09
10 | 20 | 9 | 3 | 0 | 5.1824e-09 | 6.5202e-09
10 | 20 | 10 | 3 | 0 | 9.3978e-09 | 1.1824e-08
10 | 20 | 11 | 3 | 0 | 1.4404e-08 | 1.8122e-08
10 | 20 | 12 | 3 | 0 | 2.4248e-08 | 3.0507e-08
10 | 20 | 13 | 3 | 0 | 4.4124e-08 | 5.5514e-08
10 | 20 | 14 | 3 | 0 | 1.8559e-08 | 2.335e-08
10 | 20 | 15 | 3 | 0 | 9.3153e-09 | 1.172e-08
10 | 20 | 16 | 3 | 0 | 5.8543e-09 | 7.3656e-09
10 | 20 | 17 | 3 | 0 | 3.9466e-09 | 4.9654e-09
10 | 20 | 18 | 3 | 0 | 6.9594e-08 | 8.756e-08
10 | 20 | 19 | 3 | 0 | 5.6521e-08 | 7.1112e-08
10 | 20 | 20 | 3 | 0 | 3.7907e-09 | 4.7692e-09
10 | 20 | 21 | 3 | 0 | 5.5376e-10 | 6.9672e-10
10 | 20 | 22 | 3 | 0 | 0 | 0
10 | 20 | 23 | 3 | 0 | 0 | 0
10 | 21 | 0 | 4 | 0 | 0 | 0
10 | 21 | 1 | 4 | 0 | 0 | 0
10 | 21 | 2 | 4 | 0 | 0 | 0
10 | 21 | 3 | 4 | 0 | 0 | 0
10 | 21 | 4 | 4 | 0 | 0 | 0
10 | 21 | 5 | 4 | 0 | 0 | 0
10 | 21 | 6 | 4 | 0 | 9.7677e-09 | 1.2289e-08
10 | 21 | 7 | 4 | 0 | 1.1769e-08 | 1.4808e-08
10 | 21 | 8 | 4 | 0 | 4.3214e-09 | 5.437e-09
10 | 21 | 9 | 4 | 0 | 8.5956e-09 | 1.0815e-08
10 | 21 | 10 | 4 | 0 | 5.0194e-09 | 6.3152e-09
10 | 21 | 11 | 4 | 0 | 1.1045e-08 | 1.3896e-08
10 | 21 | 12 | 4 | 0 | 7.9418e-09 | 9.992e-09
10 | 21 | 13 | 4 | 0 | 8.0049e-09 | 1.0071e-08
10 | 21 | 14 | 4 | 0 | 5.9058e-09 | 7.4304e-09
10 | 21 | 15 | 4 | 0 | 5.0609e-09 | 6.3674e-09
10 | 21 | 16 | 4 | 0 | 2.6593e-09 | 3.3458e-09
10 | 21 | 17 | 4 | 0 | 2.0399e-09 | 2.5666e-09
10 | 21 | 18 | 4 | 0 | 6.8795e-09 | 8.6554e-09
10 | 21 | 19 | 4 | 0 | 1.0331e-08 | 1.2998e-08
10 | 21 | 20 | 4 | 0 | 2.679e-09 | 3.3706e-09
10 | 21 | 21 | 4 | 0 | 3.2663e-10 | 4.1095e-10
10 | 21 | 22 | 4 | 0 | 0 | 0
10 | 21 | 23 | 4 | 0 | 0 | 0
10 | 22 | 0 | 5 | 0 | 0 | 0
10 | 22 | 1 | 5 | 0 | 0 | 0
10 | 22 | 2 | 5 | 0 | 0 | 0
10 | 22 | 3 | 5 | 0 | 0 | 0
10 | 22 | 4 | 5 | 0 | 0 | 0
10 | 22 | 5 | 5 | 0 | 1.1054e-09 | 1.3907e-09
10 | 22 | 6 | 5 | 0 | 9.8315e-08 | 1.2369e-07
10 | 22 | 7 | 5 | 0 | 1.4276e-07 | 1.7961e-07
10 | 22 | 8 | 5 | 0 | 1.1509e-07 | 1.4481e-07
10 | 22 | 9 | 5 | 0 | 4.0162e-08 | 5.053e-08
10 | 22 | 10 | 5 | 0 | 1.2363e-08 | 1.5554e-08
10 | 22 | 11 | 5 | 0 | 6.357e-09 | 7.998e-09
10 | 22 | 12 | 5 | 0 | 9.4761e-09 | 1.1922e-08
10 | 22 | 13 | 5 | 0 | 6.5097e-09 | 8.1902e-09
10 | 22 | 14 | 5 | 0 | 2.5943e-09 | 3.264e-09
10 | 22 | 15 | 5 | 0 | 2.2381e-09 | 2.8159e-09
10 | 22 | 16 | 5 | 0 | 1.0828e-09 | 1.3623e-09
10 | 22 | 17 | 5 | 0 | 5.696e-10 | 7.1664e-10
10 | 22 | 18 | 5 | 0 | 3.045e-09 | 3.8311e-09
10 | 22 | 19 | 5 | 0 | 1.8446e-09 | 2.3208e-09
10 | 22 | 20 | 5 | 0 | 8.6507e-10 | 1.0884e-09
10 | 22 | 21 | 5 | 0 | 0 | 0
10 | 22 | 22 | 5 | 0 | 0 | 0
10 | 22 | 23 | 5 | 0 | 0 | 0
10 | 23 | 0 | 6 | 1 | 0 | 0
10 | 23 | 1 | 6 | 1 | 0 | 0
10 | 23 | 2 | 6 | 1 | 0 | 0
10 | 23 | 3 | 6 | 1 | 0 | 0
10 | 23 | 4 | 6 | 1 | 0 | 0
10 | 23 | 5 | 6 | 1 | 0 | 0
10 | 23 | 6 | 6 | 1 | 0 | 0
10 | 23 | 7 | 6 | 1 | 0 | 0
10 | 23 | 8 | 6 | 1 | 0 | 0
10 | 23 | 9 | 6 | 1 | 0 | 0
10 | 23 | 10 | 6 | 1 | 0 | 0
10 | 23 | 11 | 6 | 1 | 0 | 0
10 | 23 | 12 | 6 | 1 | 0 | 0
10 | 23 | 13 | 6 | 1 | 0 | 0
10 | 23 | 14 | 6 | 1 | 0 | 0
10 | 23 | 15 | 6 | 1 | 0 | 0
10 | 23 | 16 | 6 | 1 | 0 | 0
10 | 23 | 17 | 6 | 1 | 0 | 0
10 | 23 | 18 | 6 | 1 | 0 | 0
10 | 23 | 19 | 6 | 1 | 0 | 0
10 | 23 | 20 | 6 | 1 | 0 | 0
10 | 23 | 21 | 6 | 1 | 0 | 0
10 | 23 | 22 | 6 | 1 | 0 | 0
10 | 23 | 23 | 6 | 1 | 0 | 0
10 | 24 | 0 | 7 | 1 | 0 | 0
10 | 24 | 1 | 7 | 1 | 0 | 0
10 | 24 | 2 | 7 | 1 | 0 | 0
10 | 24 | 3 | 7 | 1 | 0 | 0
10 | 24 | 4 | 7 | 1 | 0 | 0
10 | 24 | 5 | 7 | 1 | 0 | 0
10 | 24 | 6 | 7 | 1 | 0 | 0
10 | 24 | 7 | 7 | 1 | 0 | 0
10 | 24 | 8 | 7 | 1 | 0 | 0
10 | 24 | 9 | 7 | 1 | 0 | 0
10 | 24 | 10 | 7 | 1 | 0 | 0
10 | 24 | 11 | 7 | 1 | 0 | 0
10 | 24 | 12 | 7 | 1 | 0 | 0
10 | 24 | 13 | 7 | 1 | 0 | 0
10 | 24 | 14 | 7 | 1 | 0 | 0
10 | 24 | 15 | 7 | 1 | 0 | 0
10 | 24 | 16 | 7 | 1 | 0 | 0
10 | 24 | 17 | 7 | 1 | 0 | 0
10 | 24 | 18 | 7 | 1 | 1.5249e-09 | 1.9185e-09
10 | 24 | 19 | 7 | 1 | 1.3205e-09 | 1.6614e-09
10 | 24 | 20 | 7 | 1 | 0 | 0
10 | 24 | 21 | 7 | 1 | 0 | 0
10 | 24 | 22 | 7 | 1 | 0 | 0
10 | 24 | 23 | 7 | 1 | 0 | 0
10 | 25 | 0 | 1 | 0 | 0 | 0
10 | 25 | 1 | 1 | 0 | 0 | 0
10 | 25 | 2 | 1 | 0 | 0 | 0
10 | 25 | 3 | 1 | 0 | 0 | 0
10 | 25 | 4 | 1 | 0 | 0 | 0
10 | 25 | 5 | 1 | 0 | 0 | 0
10 | 25 | 6 | 1 | 0 | 2.1098e-09 | 2.6544e-09
10 | 25 | 7 | 1 | 0 | 4.4264e-09 | 5.569e-09
10 | 25 | 8 | 1 | 0 | 1.0331e-08 | 1.2998e-08
10 | 25 | 9 | 1 | 0 | 3.263e-08 | 4.1053e-08
10 | 25 | 10 | 1 | 0 | 4.2346e-08 | 5.3278e-08
10 | 25 | 11 | 1 | 0 | 5.2715e-08 | 6.6323e-08
10 | 25 | 12 | 1 | 0 | 1.2126e-07 | 1.5256e-07
10 | 25 | 13 | 1 | 0 | 1.9023e-07 | 2.3934e-07
10 | 25 | 14 | 1 | 0 | 6.8583e-08 | 8.6288e-08
10 | 25 | 15 | 1 | 0 | 7.1215e-08 | 8.9599e-08
10 | 25 | 16 | 1 | 0 | 3.0713e-08 | 3.8642e-08
10 | 25 | 17 | 1 | 0 | 4.3004e-08 | 5.4105e-08
10 | 25 | 18 | 1 | 0 | 1.0165e-06 | 1.2789e-06
10 | 25 | 19 | 1 | 0 | 1.8594e-07 | 2.3394e-07
10 | 25 | 20 | 1 | 0 | 1.0762e-08 | 1.354e-08
10 | 25 | 21 | 1 | 0 | 1.6279e-09 | 2.0481e-09
10 | 25 | 22 | 1 | 0 | 0 | 0
10 | 25 | 23 | 1 | 0 | 0 | 0
10 | 26 | 0 | 2 | 0 | 0 | 0
10 | 26 | 1 | 2 | 0 | 0 | 0
10 | 26 | 2 | 2 | 0 | 0 | 0
10 | 26 | 3 | 2 | 0 | 0 | 0
10 | 26 | 4 | 2 | 0 | 0 | 0
10 | 26 | 5 | 2 | 0 | 9.3286e-10 | 1.1737e-09
10 | 26 | 6 | 2 | 0 | 2.0863e-08 | 2.6249e-08
10 | 26 | 7 | 2 | 0 | 5.4822e-08 | 6.8975e-08
10 | 26 | 8 | 2 | 0 | 2.0908e-07 | 2.6306e-07
10 | 26 | 9 | 2 | 0 | 2.5102e-06 | 3.1582e-06
10 | 26 | 10 | 2 | 0 | 2.2013e-06 | 2.7696e-06
10 | 26 | 11 | 2 | 0 | 8.2793e-07 | 1.0417e-06
10 | 26 | 12 | 2 | 0 | 5.961e-07 | 7.4998e-07
10 | 26 | 13 | 2 | 0 | 2.1065e-07 | 2.6503e-07
10 | 26 | 14 | 2 | 0 | 4.4757e-08 | 5.6311e-08
10 | 26 | 15 | 2 | 0 | 9.3881e-09 | 1.1812e-08
10 | 26 | 16 | 2 | 0 | 4.7316e-09 | 5.9531e-09
10 | 26 | 17 | 2 | 0 | 5.0557e-09 | 6.3608e-09
10 | 26 | 18 | 2 | 0 | 1.4498e-08 | 1.8241e-08
10 | 26 | 19 | 2 | 0 | 7.8053e-09 | 9.8202e-09
10 | 26 | 20 | 2 | 0 | 2.7726e-09 | 3.4883e-09
10 | 26 | 21 | 2 | 0 | 1.7764e-10 | 2.2349e-10
10 | 26 | 22 | 2 | 0 | 0 | 0
10 | 26 | 23 | 2 | 0 | 0 | 0
10 | 27 | 0 | 3 | 0 | 0 | 0
10 | 27 | 1 | 3 | 0 | 0 | 0
10 | 27 | 2 | 3 | 0 | 0 | 0
10 | 27 | 3 | 3 | 0 | 0 | 0
10 | 27 | 4 | 3 | 0 | 0 | 0
10 | 27 | 5 | 3 | 0 | 0 | 0
10 | 27 | 6 | 3 | 0 | 3.7907e-09 | 4.7692e-09
10 | 27 | 7 | 3 | 0 | 3.7907e-09 | 4.7692e-09
10 | 27 | 8 | 3 | 0 | 5.3087e-09 | 6.6791e-09
10 | 27 | 9 | 3 | 0 | 1.1486e-08 | 1.4451e-08
10 | 27 | 10 | 3 | 0 | 9.7798e-09 | 1.2304e-08
10 | 27 | 11 | 3 | 0 | 1.5092e-08 | 1.8988e-08
10 | 27 | 12 | 3 | 0 | 4.6933e-08 | 5.9049e-08
10 | 27 | 13 | 3 | 0 | 3.423e-08 | 4.3066e-08
10 | 27 | 14 | 3 | 0 | 1.5329e-08 | 1.9286e-08
10 | 27 | 15 | 3 | 0 | 1.2755e-08 | 1.6048e-08
10 | 27 | 16 | 3 | 0 | 1.0335e-08 | 1.3003e-08
10 | 27 | 17 | 3 | 0 | 3.7302e-09 | 4.6932e-09
10 | 27 | 18 | 3 | 0 | 6.5527e-08 | 8.2443e-08
10 | 27 | 19 | 3 | 0 | 1.9132e-08 | 2.4071e-08
10 | 27 | 20 | 3 | 0 | 3.5743e-09 | 4.497e-09
10 | 27 | 21 | 3 | 0 | 2.0434e-10 | 2.5709e-10
10 | 27 | 22 | 3 | 0 | 0 | 0
10 | 27 | 23 | 3 | 0 | 0 | 0
10 | 28 | 0 | 4 | 0 | 0 | 0
10 | 28 | 1 | 4 | 0 | 0 | 0
10 | 28 | 2 | 4 | 0 | 0 | 0
10 | 28 | 3 | 4 | 0 | 0 | 0
10 | 28 | 4 | 4 | 0 | 0 | 0
10 | 28 | 5 | 4 | 0 | 0 | 0
10 | 28 | 6 | 4 | 0 | 1.5389e-09 | 1.9361e-09
10 | 28 | 7 | 4 | 0 | 1.3098e-09 | 1.648e-09
10 | 28 | 8 | 4 | 0 | 1.7268e-09 | 2.1726e-09
10 | 28 | 9 | 4 | 0 | 2.5716e-09 | 3.2354e-09
10 | 28 | 10 | 4 | 0 | 2.1824e-09 | 2.7458e-09
10 | 28 | 11 | 4 | 0 | 2.5732e-09 | 3.2375e-09
10 | 28 | 12 | 4 | 0 | 2.4851e-09 | 3.1267e-09
10 | 28 | 13 | 4 | 0 | 2.0958e-09 | 2.6368e-09
10 | 28 | 14 | 4 | 0 | 1.2578e-09 | 1.5826e-09
10 | 28 | 15 | 4 | 0 | 6.1512e-10 | 7.7391e-10
10 | 28 | 16 | 4 | 0 | 2.2005e-10 | 2.7685e-10
10 | 28 | 17 | 4 | 0 | 3.8779e-10 | 4.8789e-10
10 | 28 | 18 | 4 | 0 | 3.261e-09 | 4.1028e-09
10 | 28 | 19 | 4 | 0 | 3.4871e-09 | 4.3873e-09
10 | 28 | 20 | 4 | 0 | 1.7407e-09 | 2.1901e-09
10 | 28 | 21 | 4 | 0 | 1.7764e-10 | 2.2349e-10
10 | 28 | 22 | 4 | 0 | 0 | 0
10 | 28 | 23 | 4 | 0 | 0 | 0
10 | 29 | 0 | 5 | 0 | 0 | 0
10 | 29 | 1 | 5 | 0 | 0 | 0
10 | 29 | 2 | 5 | 0 | 0 | 0
10 | 29 | 3 | 5 | 0 | 0 | 0
10 | 29 | 4 | 5 | 0 | 0 | 0
10 | 29 | 5 | 5 | 0 | 3.6035e-10 | 4.5338e-10
10 | 29 | 6 | 5 | 0 | 1.2855e-08 | 1.6174e-08
10 | 29 | 7 | 5 | 0 | 1.2348e-08 | 1.5535e-08
10 | 29 | 8 | 5 | 0 | 1.4738e-08 | 1.8542e-08
10 | 29 | 9 | 5 | 0 | 1.1677e-08 | 1.4691e-08
10 | 29 | 10 | 5 | 0 | 2.9249e-09 | 3.6799e-09
10 | 29 | 11 | 5 | 0 | 3.2659e-09 | 4.109e-09
10 | 29 | 12 | 5 | 0 | 2.2014e-09 | 2.7696e-09
10 | 29 | 13 | 5 | 0 | 1.4066e-09 | 1.7697e-09
10 | 29 | 14 | 5 | 0 | 1.1412e-09 | 1.4359e-09
10 | 29 | 15 | 5 | 0 | 4.155e-10 | 5.2276e-10
10 | 29 | 16 | 5 | 0 | 0 | 0
10 | 29 | 17 | 5 | 0 | 3.8779e-10 | 4.8789e-10
10 | 29 | 18 | 5 | 0 | 2.0753e-09 | 2.6111e-09
10 | 29 | 19 | 5 | 0 | 2.4807e-09 | 3.1211e-09
10 | 29 | 20 | 5 | 0 | 1.4621e-09 | 1.8396e-09
10 | 29 | 21 | 5 | 0 | 0 | 0
10 | 29 | 22 | 5 | 0 | 0 | 0
10 | 29 | 23 | 5 | 0 | 0 | 0
10 | 30 | 0 | 6 | 1 | 0 | 0
10 | 30 | 1 | 6 | 1 | 0 | 0
10 | 30 | 2 | 6 | 1 | 0 | 0
10 | 30 | 3 | 6 | 1 | 0 | 0
10 | 30 | 4 | 6 | 1 | 0 | 0
10 | 30 | 5 | 6 | 1 | 0 | 0
10 | 30 | 6 | 6 | 1 | 0 | 0
10 | 30 | 7 | 6 | 1 | 1.5634e-09 | 1.967e-09
10 | 30 | 8 | 6 | 1 | 2.1983e-09 | 2.7659e-09
10 | 30 | 9 | 6 | 1 | 1.5258e-09 | 1.9197e-09
10 | 30 | 10 | 6 | 1 | 1.6789e-10 | 2.1123e-10
10 | 30 | 11 | 6 | 1 | 0 | 0
10 | 30 | 12 | 6 | 1 | 0 | 0
10 | 30 | 13 | 6 | 1 | 0 | 0
10 | 30 | 14 | 6 | 1 | 0 | 0
10 | 30 | 15 | 6 | 1 | 0 | 0
10 | 30 | 16 | 6 | 1 | 0 | 0
10 | 30 | 17 | 6 | 1 | 0 | 0
10 | 30 | 18 | 6 | 1 | 0 | 0
10 | 30 | 19 | 6 | 1 | 0 | 0
10 | 30 | 20 | 6 | 1 | 0 | 0
10 | 30 | 21 | 6 | 1 | 0 | 0
10 | 30 | 22 | 6 | 1 | 0 | 0
10 | 30 | 23 | 6 | 1 | 0 | 0
10 | 31 | 0 | 7 | 1 | 0 | 0
10 | 31 | 1 | 7 | 1 | 0 | 0
10 | 31 | 2 | 7 | 1 | 0 | 0
10 | 31 | 3 | 7 | 1 | 0 | 0
10 | 31 | 4 | 7 | 1 | 0 | 0
10 | 31 | 5 | 7 | 1 | 0 | 0
10 | 31 | 6 | 7 | 1 | 0 | 0
10 | 31 | 7 | 7 | 1 | 0 | 0
10 | 31 | 8 | 7 | 1 | 0 | 0
10 | 31 | 9 | 7 | 1 | 0 | 0
10 | 31 | 10 | 7 | 1 | 0 | 0
10 | 31 | 11 | 7 | 1 | 0 | 0
10 | 31 | 12 | 7 | 1 | 0 | 0
10 | 31 | 13 | 7 | 1 | 0 | 0
10 | 31 | 14 | 7 | 1 | 0 | 0
10 | 31 | 15 | 7 | 1 | 0 | 0
10 | 31 | 16 | 7 | 1 | 0 | 0
10 | 31 | 17 | 7 | 1 | 0 | 0
10 | 31 | 18 | 7 | 1 | 0 | 0
10 | 31 | 19 | 7 | 1 | 0 | 0
10 | 31 | 20 | 7 | 1 | 0 | 0
10 | 31 | 21 | 7 | 1 | 0 | 0
10 | 31 | 22 | 7 | 1 | 0 | 0
10 | 31 | 23 | 7 | 1 | 0 | 0
11 | 1 | 0 | 1 | 0 | 0 | 0
11 | 1 | 1 | 1 | 0 | 0 | 0
11 | 1 | 2 | 1 | 0 | 0 | 0
11 | 1 | 3 | 1 | 0 | 0 | 0
11 | 1 | 4 | 1 | 0 | 0 | 0
11 | 1 | 5 | 1 | 0 | 0 | 0
11 | 1 | 6 | 1 | 0 | 2.6609e-09 | 3.3478e-09
11 | 1 | 7 | 1 | 0 | 4.2555e-09 | 5.3541e-09
11 | 1 | 8 | 1 | 0 | 3.6391e-09 | 4.5785e-09
11 | 1 | 9 | 1 | 0 | 2.2061e-09 | 2.7756e-09
11 | 1 | 10 | 1 | 0 | 1.3658e-10 | 1.7184e-10
11 | 1 | 11 | 1 | 0 | 0 | 0
11 | 1 | 12 | 1 | 0 | 0 | 0
11 | 1 | 13 | 1 | 0 | 0 | 0
11 | 1 | 14 | 1 | 0 | 0 | 0
11 | 1 | 15 | 1 | 0 | 0 | 0
11 | 1 | 16 | 1 | 0 | 0 | 0
11 | 1 | 17 | 1 | 0 | 0 | 0
11 | 1 | 18 | 1 | 0 | 1.6333e-09 | 2.0549e-09
11 | 1 | 19 | 1 | 0 | 5.8738e-10 | 7.3901e-10
11 | 1 | 20 | 1 | 0 | 0 | 0
11 | 1 | 21 | 1 | 0 | 0 | 0
11 | 1 | 22 | 1 | 0 | 0 | 0
11 | 1 | 23 | 1 | 0 | 0 | 0
11 | 2 | 0 | 2 | 0 | 0 | 0
11 | 2 | 1 | 2 | 0 | 0 | 0
11 | 2 | 2 | 2 | 0 | 0 | 0
11 | 2 | 3 | 2 | 0 | 0 | 0
11 | 2 | 4 | 2 | 0 | 0 | 0
11 | 2 | 5 | 2 | 0 | 0 | 0
11 | 2 | 6 | 2 | 0 | 8.6384e-10 | 1.0868e-09
11 | 2 | 7 | 2 | 0 | 3.2949e-09 | 4.1455e-09
11 | 2 | 8 | 2 | 0 | 2.7701e-09 | 3.4852e-09
11 | 2 | 9 | 2 | 0 | 1.7032e-09 | 2.1428e-09
11 | 2 | 10 | 2 | 0 | 7.3382e-10 | 9.2326e-10
11 | 2 | 11 | 2 | 0 | 0 | 0
11 | 2 | 12 | 2 | 0 | 0 | 0
11 | 2 | 13 | 2 | 0 | 0 | 0
11 | 2 | 14 | 2 | 0 | 0 | 0
11 | 2 | 15 | 2 | 0 | 0 | 0
11 | 2 | 16 | 2 | 0 | 0 | 0
11 | 2 | 17 | 2 | 0 | 0 | 0
11 | 2 | 18 | 2 | 0 | 7.9322e-10 | 9.9799e-10
11 | 2 | 19 | 2 | 0 | 5.015e-10 | 6.3097e-10
11 | 2 | 20 | 2 | 0 | 0 | 0
11 | 2 | 21 | 2 | 0 | 0 | 0
11 | 2 | 22 | 2 | 0 | 0 | 0
11 | 2 | 23 | 2 | 0 | 0 | 0
11 | 3 | 0 | 3 | 0 | 0 | 0
11 | 3 | 1 | 3 | 0 | 0 | 0
11 | 3 | 2 | 3 | 0 | 0 | 0
11 | 3 | 3 | 3 | 0 | 0 | 0
11 | 3 | 4 | 3 | 0 | 0 | 0
11 | 3 | 5 | 3 | 0 | 0 | 0
11 | 3 | 6 | 3 | 0 | 3.8931e-10 | 4.8981e-10
11 | 3 | 7 | 3 | 0 | 2.0606e-09 | 2.5925e-09
11 | 3 | 8 | 3 | 0 | 1.7912e-09 | 2.2536e-09
11 | 3 | 9 | 3 | 0 | 2.2938e-09 | 2.8859e-09
11 | 3 | 10 | 3 | 0 | 1.6735e-09 | 2.1055e-09
11 | 3 | 11 | 3 | 0 | 1.4485e-09 | 1.8225e-09
11 | 3 | 12 | 3 | 0 | 1.4236e-09 | 1.7912e-09
11 | 3 | 13 | 3 | 0 | 6.1218e-10 | 7.7022e-10
11 | 3 | 14 | 3 | 0 | 0 | 0
11 | 3 | 15 | 3 | 0 | 0 | 0
11 | 3 | 16 | 3 | 0 | 0 | 0
11 | 3 | 17 | 3 | 0 | 6.797e-10 | 8.5516e-10
11 | 3 | 18 | 3 | 0 | 1.6877e-09 | 2.1234e-09
11 | 3 | 19 | 3 | 0 | 2.132e-09 | 2.6823e-09
11 | 3 | 20 | 3 | 0 | 0 | 0
11 | 3 | 21 | 3 | 0 | 0 | 0
11 | 3 | 22 | 3 | 0 | 0 | 0
11 | 3 | 23 | 3 | 0 | 0 | 0
11 | 4 | 0 | 4 | 0 | 0 | 0
11 | 4 | 1 | 4 | 0 | 0 | 0
11 | 4 | 2 | 4 | 0 | 0 | 0
11 | 4 | 3 | 4 | 0 | 0 | 0
11 | 4 | 4 | 4 | 0 | 0 | 0
11 | 4 | 5 | 4 | 0 | 0 | 0
11 | 4 | 6 | 4 | 0 | 4.2417e-10 | 5.3367e-10
11 | 4 | 7 | 4 | 0 | 1.8992e-09 | 2.3895e-09
11 | 4 | 8 | 4 | 0 | 5.8354e-10 | 7.3418e-10
11 | 4 | 9 | 4 | 0 | 2.6198e-09 | 3.2961e-09
11 | 4 | 10 | 4 | 0 | 1.3658e-10 | 1.7184e-10
11 | 4 | 11 | 4 | 0 | 0 | 0
11 | 4 | 12 | 4 | 0 | 0 | 0
11 | 4 | 13 | 4 | 0 | 0 | 0
11 | 4 | 14 | 4 | 0 | 0 | 0
11 | 4 | 15 | 4 | 0 | 0 | 0
11 | 4 | 16 | 4 | 0 | 0 | 0
11 | 4 | 17 | 4 | 0 | 4.2417e-10 | 5.3367e-10
11 | 4 | 18 | 4 | 0 | 3.9219e-09 | 4.9344e-09
11 | 4 | 19 | 4 | 0 | 2.3924e-09 | 3.01e-09
11 | 4 | 20 | 4 | 0 | 3.9306e-10 | 4.9453e-10
11 | 4 | 21 | 4 | 0 | 0 | 0
11 | 4 | 22 | 4 | 0 | 0 | 0
11 | 4 | 23 | 4 | 0 | 0 | 0
11 | 5 | 0 | 5 | 0 | 0 | 0
11 | 5 | 1 | 5 | 0 | 0 | 0
11 | 5 | 2 | 5 | 0 | 0 | 0
11 | 5 | 3 | 5 | 0 | 0 | 0
11 | 5 | 4 | 5 | 0 | 0 | 0
11 | 5 | 5 | 5 | 0 | 0 | 0
11 | 5 | 6 | 5 | 0 | 6.6935e-09 | 8.4215e-09
11 | 5 | 7 | 5 | 0 | 1.1422e-08 | 1.4371e-08
11 | 5 | 8 | 5 | 0 | 1.5878e-08 | 1.9977e-08
11 | 5 | 9 | 5 | 0 | 1.748e-08 | 2.1992e-08
11 | 5 | 10 | 5 | 0 | 6.3411e-09 | 7.9781e-09
11 | 5 | 11 | 5 | 0 | 5.5253e-09 | 6.9517e-09
11 | 5 | 12 | 5 | 0 | 4.8958e-09 | 6.1597e-09
11 | 5 | 13 | 5 | 0 | 2.8389e-09 | 3.5718e-09
11 | 5 | 14 | 5 | 0 | 1.4737e-09 | 1.8541e-09
11 | 5 | 15 | 5 | 0 | 6.8671e-10 | 8.6399e-10
11 | 5 | 16 | 5 | 0 | 1.9317e-09 | 2.4304e-09
11 | 5 | 17 | 5 | 0 | 3.9902e-09 | 5.0203e-09
11 | 5 | 18 | 5 | 0 | 8.3319e-09 | 1.0483e-08
11 | 5 | 19 | 5 | 0 | 6.9834e-09 | 8.7861e-09
11 | 5 | 20 | 5 | 0 | 2.9117e-09 | 3.6634e-09
11 | 5 | 21 | 5 | 0 | 0 | 0
11 | 5 | 22 | 5 | 0 | 0 | 0
11 | 5 | 23 | 5 | 0 | 0 | 0
11 | 6 | 0 | 6 | 1 | 0 | 0
11 | 6 | 1 | 6 | 1 | 0 | 0
11 | 6 | 2 | 6 | 1 | 0 | 0
11 | 6 | 3 | 6 | 1 | 0 | 0
11 | 6 | 4 | 6 | 1 | 0 | 0
11 | 6 | 5 | 6 | 1 | 0 | 0
11 | 6 | 6 | 6 | 1 | 0 | 0
11 | 6 | 7 | 6 | 1 | 1.1793e-09 | 1.4837e-09
11 | 6 | 8 | 6 | 1 | 1.9325e-09 | 2.4314e-09
11 | 6 | 9 | 6 | 1 | 7.559e-10 | 9.5103e-10
11 | 6 | 10 | 6 | 1 | 0 | 0
11 | 6 | 11 | 6 | 1 | 0 | 0
11 | 6 | 12 | 6 | 1 | 0 | 0
11 | 6 | 13 | 6 | 1 | 0 | 0
11 | 6 | 14 | 6 | 1 | 0 | 0
11 | 6 | 15 | 6 | 1 | 0 | 0
11 | 6 | 16 | 6 | 1 | 0 | 0
11 | 6 | 17 | 6 | 1 | 0 | 0
11 | 6 | 18 | 6 | 1 | 0 | 0
11 | 6 | 19 | 6 | 1 | 0 | 0
11 | 6 | 20 | 6 | 1 | 0 | 0
11 | 6 | 21 | 6 | 1 | 0 | 0
11 | 6 | 22 | 6 | 1 | 0 | 0
11 | 6 | 23 | 6 | 1 | 0 | 0
11 | 7 | 0 | 7 | 1 | 0 | 0
11 | 7 | 1 | 7 | 1 | 0 | 0
11 | 7 | 2 | 7 | 1 | 0 | 0
11 | 7 | 3 | 7 | 1 | 0 | 0
11 | 7 | 4 | 7 | 1 | 0 | 0
11 | 7 | 5 | 7 | 1 | 0 | 0
11 | 7 | 6 | 7 | 1 | 0 | 0
11 | 7 | 7 | 7 | 1 | 0 | 0
11 | 7 | 8 | 7 | 1 | 5.0664e-10 | 6.3743e-10
11 | 7 | 9 | 7 | 1 | 0 | 0
11 | 7 | 10 | 7 | 1 | 0 | 0
11 | 7 | 11 | 7 | 1 | 0 | 0
11 | 7 | 12 | 7 | 1 | 0 | 0
11 | 7 | 13 | 7 | 1 | 0 | 0
11 | 7 | 14 | 7 | 1 | 0 | 0
11 | 7 | 15 | 7 | 1 | 0 | 0
11 | 7 | 16 | 7 | 1 | 0 | 0
11 | 7 | 17 | 7 | 1 | 0 | 0
11 | 7 | 18 | 7 | 1 | 0 | 0
11 | 7 | 19 | 7 | 1 | 0 | 0
11 | 7 | 20 | 7 | 1 | 0 | 0
11 | 7 | 21 | 7 | 1 | 0 | 0
11 | 7 | 22 | 7 | 1 | 0 | 0
11 | 7 | 23 | 7 | 1 | 0 | 0
11 | 8 | 0 | 1 | 0 | 0 | 0
11 | 8 | 1 | 1 | 0 | 0 | 0
11 | 8 | 2 | 1 | 0 | 0 | 0
11 | 8 | 3 | 1 | 0 | 0 | 0
11 | 8 | 4 | 1 | 0 | 0 | 0
11 | 8 | 5 | 1 | 0 | 0 | 0
11 | 8 | 6 | 1 | 0 | 4.1543e-09 | 5.2268e-09
11 | 8 | 7 | 1 | 0 | 7.1497e-08 | 8.9954e-08
11 | 8 | 8 | 1 | 0 | 4.5192e-08 | 5.6859e-08
11 | 8 | 9 | 1 | 0 | 1.1786e-08 | 1.4828e-08
11 | 8 | 10 | 1 | 0 | 5.3569e-09 | 6.7397e-09
11 | 8 | 11 | 1 | 0 | 1.1722e-09 | 1.4748e-09
11 | 8 | 12 | 1 | 0 | 8.1125e-10 | 1.0207e-09
11 | 8 | 13 | 1 | 0 | 2.3557e-10 | 2.9638e-10
11 | 8 | 14 | 1 | 0 | 0 | 0
11 | 8 | 15 | 1 | 0 | 0 | 0
11 | 8 | 16 | 1 | 0 | 0 | 0
11 | 8 | 17 | 1 | 0 | 0 | 0
11 | 8 | 18 | 1 | 0 | 1.8216e-09 | 2.2919e-09
11 | 8 | 19 | 1 | 0 | 1.2414e-09 | 1.5618e-09
11 | 8 | 20 | 1 | 0 | 1.0092e-10 | 1.2697e-10
11 | 8 | 21 | 1 | 0 | 0 | 0
11 | 8 | 22 | 1 | 0 | 0 | 0
11 | 8 | 23 | 1 | 0 | 0 | 0
11 | 9 | 0 | 2 | 0 | 0 | 0
11 | 9 | 1 | 2 | 0 | 0 | 0
11 | 9 | 2 | 2 | 0 | 0 | 0
11 | 9 | 3 | 2 | 0 | 0 | 0
11 | 9 | 4 | 2 | 0 | 0 | 0
11 | 9 | 5 | 2 | 0 | 0 | 0
11 | 9 | 6 | 2 | 0 | 8.1422e-10 | 1.0244e-09
11 | 9 | 7 | 2 | 0 | 1.356e-08 | 1.706e-08
11 | 9 | 8 | 2 | 0 | 6.3906e-09 | 8.0404e-09
11 | 9 | 9 | 2 | 0 | 1.0683e-09 | 1.3441e-09
11 | 9 | 10 | 2 | 0 | 1.1912e-09 | 1.4987e-09
11 | 9 | 11 | 2 | 0 | 0 | 0
11 | 9 | 12 | 2 | 0 | 0 | 0
11 | 9 | 13 | 2 | 0 | 0 | 0
11 | 9 | 14 | 2 | 0 | 0 | 0
11 | 9 | 15 | 2 | 0 | 0 | 0
11 | 9 | 16 | 2 | 0 | 0 | 0
11 | 9 | 17 | 2 | 0 | 0 | 0
11 | 9 | 18 | 2 | 0 | 1.5384e-09 | 1.9356e-09
11 | 9 | 19 | 2 | 0 | 7.6712e-10 | 9.6515e-10
11 | 9 | 20 | 2 | 0 | 1.3261e-10 | 1.6684e-10
11 | 9 | 21 | 2 | 0 | 0 | 0
11 | 9 | 22 | 2 | 0 | 0 | 0
11 | 9 | 23 | 2 | 0 | 0 | 0
11 | 10 | 0 | 3 | 0 | 0 | 0
11 | 10 | 1 | 3 | 0 | 0 | 0
11 | 10 | 2 | 3 | 0 | 0 | 0
11 | 10 | 3 | 3 | 0 | 0 | 0
11 | 10 | 4 | 3 | 0 | 0 | 0
11 | 10 | 5 | 3 | 0 | 0 | 0
11 | 10 | 6 | 3 | 0 | 0 | 0
11 | 10 | 7 | 3 | 0 | 3.7568e-09 | 4.7266e-09
11 | 10 | 8 | 3 | 0 | 2.8383e-09 | 3.5711e-09
11 | 10 | 9 | 3 | 0 | 1.0048e-09 | 1.2642e-09
11 | 10 | 10 | 3 | 0 | 1.4924e-10 | 1.8777e-10
11 | 10 | 11 | 3 | 0 | 0 | 0
11 | 10 | 12 | 3 | 0 | 0 | 0
11 | 10 | 13 | 3 | 0 | 0 | 0
11 | 10 | 14 | 3 | 0 | 0 | 0
11 | 10 | 15 | 3 | 0 | 0 | 0
11 | 10 | 16 | 3 | 0 | 0 | 0
11 | 10 | 17 | 3 | 0 | 0 | 0
11 | 10 | 18 | 3 | 0 | 0 | 0
11 | 10 | 19 | 3 | 0 | 0 | 0
11 | 10 | 20 | 3 | 0 | 0 | 0
11 | 10 | 21 | 3 | 0 | 0 | 0
11 | 10 | 22 | 3 | 0 | 0 | 0
11 | 10 | 23 | 3 | 0 | 0 | 0
11 | 11 | 0 | 4 | 0 | 0 | 0
11 | 11 | 1 | 4 | 0 | 0 | 0
11 | 11 | 2 | 4 | 0 | 0 | 0
11 | 11 | 3 | 4 | 0 | 0 | 0
11 | 11 | 4 | 4 | 0 | 0 | 0
11 | 11 | 5 | 4 | 0 | 0 | 0
11 | 11 | 6 | 4 | 0 | 0 | 0
11 | 11 | 7 | 4 | 0 | 2.2938e-09 | 2.8859e-09
11 | 11 | 8 | 4 | 0 | 1.8369e-09 | 2.3111e-09
11 | 11 | 9 | 4 | 0 | 2.3468e-10 | 2.9526e-10
11 | 11 | 10 | 4 | 0 | 0 | 0
11 | 11 | 11 | 4 | 0 | 0 | 0
11 | 11 | 12 | 4 | 0 | 0 | 0
11 | 11 | 13 | 4 | 0 | 0 | 0
11 | 11 | 14 | 4 | 0 | 0 | 0
11 | 11 | 15 | 4 | 0 | 0 | 0
11 | 11 | 16 | 4 | 0 | 0 | 0
11 | 11 | 17 | 4 | 0 | 0 | 0
11 | 11 | 18 | 4 | 0 | 3.3127e-10 | 4.1679e-10
11 | 11 | 19 | 4 | 0 | 0 | 0
11 | 11 | 20 | 4 | 0 | 0 | 0
11 | 11 | 21 | 4 | 0 | 0 | 0
11 | 11 | 22 | 4 | 0 | 0 | 0
11 | 11 | 23 | 4 | 0 | 0 | 0
11 | 12 | 0 | 5 | 0 | 0 | 0
11 | 12 | 1 | 5 | 0 | 0 | 0
11 | 12 | 2 | 5 | 0 | 0 | 0
11 | 12 | 3 | 5 | 0 | 0 | 0
11 | 12 | 4 | 5 | 0 | 0 | 0
11 | 12 | 5 | 5 | 0 | 0 | 0
11 | 12 | 6 | 5 | 0 | 0 | 0
11 | 12 | 7 | 5 | 0 | 2.5497e-09 | 3.2079e-09
11 | 12 | 8 | 5 | 0 | 1.8369e-09 | 2.3111e-09
11 | 12 | 9 | 5 | 0 | 5.7892e-10 | 7.2837e-10
11 | 12 | 10 | 5 | 0 | 1.137e-10 | 1.4305e-10
11 | 12 | 11 | 5 | 0 | 0 | 0
11 | 12 | 12 | 5 | 0 | 0 | 0
11 | 12 | 13 | 5 | 0 | 0 | 0
11 | 12 | 14 | 5 | 0 | 0 | 0
11 | 12 | 15 | 5 | 0 | 0 | 0
11 | 12 | 16 | 5 | 0 | 0 | 0
11 | 12 | 17 | 5 | 0 | 0 | 0
11 | 12 | 18 | 5 | 0 | 0 | 0
11 | 12 | 19 | 5 | 0 | 0 | 0
11 | 12 | 20 | 5 | 0 | 0 | 0
11 | 12 | 21 | 5 | 0 | 0 | 0
11 | 12 | 22 | 5 | 0 | 0 | 0
11 | 12 | 23 | 5 | 0 | 0 | 0
11 | 13 | 0 | 6 | 1 | 0 | 0
11 | 13 | 1 | 6 | 1 | 0 | 0
11 | 13 | 2 | 6 | 1 | 0 | 0
11 | 13 | 3 | 6 | 1 | 0 | 0
11 | 13 | 4 | 6 | 1 | 0 | 0
11 | 13 | 5 | 6 | 1 | 0 | 0
11 | 13 | 6 | 6 | 1 | 0 | 0
11 | 13 | 7 | 6 | 1 | 0 | 0
11 | 13 | 8 | 6 | 1 | 0 | 0
11 | 13 | 9 | 6 | 1 | 0 | 0
11 | 13 | 10 | 6 | 1 | 0 | 0
11 | 13 | 11 | 6 | 1 | 0 | 0
11 | 13 | 12 | 6 | 1 | 0 | 0
11 | 13 | 13 | 6 | 1 | 0 | 0
11 | 13 | 14 | 6 | 1 | 0 | 0
11 | 13 | 15 | 6 | 1 | 0 | 0
11 | 13 | 16 | 6 | 1 | 0 | 0
11 | 13 | 17 | 6 | 1 | 0 | 0
11 | 13 | 18 | 6 | 1 | 0 | 0
11 | 13 | 19 | 6 | 1 | 0 | 0
11 | 13 | 20 | 6 | 1 | 0 | 0
11 | 13 | 21 | 6 | 1 | 0 | 0
11 | 13 | 22 | 6 | 1 | 0 | 0
11 | 13 | 23 | 6 | 1 | 0 | 0
11 | 14 | 0 | 7 | 1 | 0 | 0
11 | 14 | 1 | 7 | 1 | 0 | 0
11 | 14 | 2 | 7 | 1 | 0 | 0
11 | 14 | 3 | 7 | 1 | 0 | 0
11 | 14 | 4 | 7 | 1 | 0 | 0
11 | 14 | 5 | 7 | 1 | 0 | 0
11 | 14 | 6 | 7 | 1 | 0 | 0
11 | 14 | 7 | 7 | 1 | 0 | 0
11 | 14 | 8 | 7 | 1 | 0 | 0
11 | 14 | 9 | 7 | 1 | 0 | 0
11 | 14 | 10 | 7 | 1 | 0 | 0
11 | 14 | 11 | 7 | 1 | 0 | 0
11 | 14 | 12 | 7 | 1 | 0 | 0
11 | 14 | 13 | 7 | 1 | 0 | 0
11 | 14 | 14 | 7 | 1 | 0 | 0
11 | 14 | 15 | 7 | 1 | 0 | 0
11 | 14 | 16 | 7 | 1 | 0 | 0
11 | 14 | 17 | 7 | 1 | 0 | 0
11 | 14 | 18 | 7 | 1 | 0 | 0
11 | 14 | 19 | 7 | 1 | 0 | 0
11 | 14 | 20 | 7 | 1 | 0 | 0
11 | 14 | 21 | 7 | 1 | 0 | 0
11 | 14 | 22 | 7 | 1 | 0 | 0
11 | 14 | 23 | 7 | 1 | 0 | 0
11 | 15 | 0 | 1 | 0 | 0 | 0
11 | 15 | 1 | 1 | 0 | 0 | 0
11 | 15 | 2 | 1 | 0 | 0 | 0
11 | 15 | 3 | 1 | 0 | 0 | 0
11 | 15 | 4 | 1 | 0 | 0 | 0
11 | 15 | 5 | 1 | 0 | 0 | 0
11 | 15 | 6 | 1 | 0 | 2.5497e-09 | 3.2079e-09
11 | 15 | 7 | 1 | 0 | 1.0165e-07 | 1.2789e-07
11 | 15 | 8 | 1 | 0 | 2.2828e-07 | 2.8721e-07
11 | 15 | 9 | 1 | 0 | 3.8711e-07 | 4.8704e-07
11 | 15 | 10 | 1 | 0 | 9.1709e-08 | 1.1538e-07
11 | 15 | 11 | 1 | 0 | 3.6106e-08 | 4.5427e-08
11 | 15 | 12 | 1 | 0 | 3.2199e-08 | 4.0511e-08
11 | 15 | 13 | 1 | 0 | 1.0733e-08 | 1.3503e-08
11 | 15 | 14 | 1 | 0 | 1.0084e-08 | 1.2687e-08
11 | 15 | 15 | 1 | 0 | 3.6999e-09 | 4.655e-09
11 | 15 | 16 | 1 | 0 | 1.8996e-09 | 2.39e-09
11 | 15 | 17 | 1 | 0 | 2.5956e-08 | 3.2656e-08
11 | 15 | 18 | 1 | 0 | 1.0314e-07 | 1.2976e-07
11 | 15 | 19 | 1 | 0 | 5.7831e-08 | 7.2761e-08
11 | 15 | 20 | 1 | 0 | 2.3647e-08 | 2.9752e-08
11 | 15 | 21 | 1 | 0 | 3.401e-09 | 4.279e-09
11 | 15 | 22 | 1 | 0 | 0 | 0
11 | 15 | 23 | 1 | 0 | 0 | 0
11 | 16 | 0 | 2 | 0 | 0 | 0
11 | 16 | 1 | 2 | 0 | 0 | 0
11 | 16 | 2 | 2 | 0 | 0 | 0
11 | 16 | 3 | 2 | 0 | 0 | 0
11 | 16 | 4 | 2 | 0 | 0 | 0
11 | 16 | 5 | 2 | 0 | 0 | 0
11 | 16 | 6 | 2 | 0 | 0 | 0
11 | 16 | 7 | 2 | 0 | 3.401e-09 | 4.279e-09
11 | 16 | 8 | 2 | 0 | 5.5219e-09 | 6.9473e-09
11 | 16 | 9 | 2 | 0 | 6.3321e-09 | 7.9667e-09
11 | 16 | 10 | 2 | 0 | 1.1954e-08 | 1.5041e-08
11 | 16 | 11 | 2 | 0 | 1.2446e-08 | 1.5658e-08
11 | 16 | 12 | 2 | 0 | 1.3458e-08 | 1.6932e-08
11 | 16 | 13 | 2 | 0 | 6.2829e-09 | 7.9049e-09
11 | 16 | 14 | 2 | 0 | 4.8575e-09 | 6.1115e-09
11 | 16 | 15 | 2 | 0 | 2.8395e-09 | 3.5725e-09
11 | 16 | 16 | 2 | 0 | 2.1505e-09 | 2.7057e-09
11 | 16 | 17 | 2 | 0 | 1.8863e-08 | 2.3733e-08
11 | 16 | 18 | 2 | 0 | 4.1308e-08 | 5.1972e-08
11 | 16 | 19 | 2 | 0 | 4.6184e-08 | 5.8106e-08
11 | 16 | 20 | 2 | 0 | 1.6121e-08 | 2.0283e-08
11 | 16 | 21 | 2 | 0 | 3.0523e-09 | 3.8403e-09
11 | 16 | 22 | 2 | 0 | 0 | 0
11 | 16 | 23 | 2 | 0 | 0 | 0
11 | 17 | 0 | 3 | 0 | 0 | 0
11 | 17 | 1 | 3 | 0 | 0 | 0
11 | 17 | 2 | 3 | 0 | 0 | 0
11 | 17 | 3 | 3 | 0 | 0 | 0
11 | 17 | 4 | 3 | 0 | 0 | 0
11 | 17 | 5 | 3 | 0 | 0 | 0
11 | 17 | 6 | 3 | 0 | 2.6663e-10 | 3.3546e-10
11 | 17 | 7 | 3 | 0 | 2.6348e-08 | 3.315e-08
11 | 17 | 8 | 3 | 0 | 1.3668e-08 | 1.7197e-08
11 | 17 | 9 | 3 | 0 | 2.7596e-08 | 3.472e-08
11 | 17 | 10 | 3 | 0 | 1.6141e-08 | 2.0308e-08
11 | 17 | 11 | 3 | 0 | 9.2552e-09 | 1.1644e-08
11 | 17 | 12 | 3 | 0 | 4.6628e-09 | 5.8665e-09
11 | 17 | 13 | 3 | 0 | 2.2604e-09 | 2.844e-09
11 | 17 | 14 | 3 | 0 | 4.2184e-10 | 5.3074e-10
11 | 17 | 15 | 3 | 0 | 0 | 0
11 | 17 | 16 | 3 | 0 | 0 | 0
11 | 17 | 17 | 3 | 0 | 2.2043e-09 | 2.7734e-09
11 | 17 | 18 | 3 | 0 | 2.0708e-08 | 2.6054e-08
11 | 17 | 19 | 3 | 0 | 9.5471e-09 | 1.2012e-08
11 | 17 | 20 | 3 | 0 | 1.6778e-08 | 2.1109e-08
11 | 17 | 21 | 3 | 0 | 5.9822e-09 | 7.5266e-09
11 | 17 | 22 | 3 | 0 | 7.3194e-10 | 9.209e-10
11 | 17 | 23 | 3 | 0 | 0 | 0
11 | 18 | 0 | 4 | 0 | 0 | 0
11 | 18 | 1 | 4 | 0 | 0 | 0
11 | 18 | 2 | 4 | 0 | 0 | 0
11 | 18 | 3 | 4 | 0 | 0 | 0
11 | 18 | 4 | 4 | 0 | 0 | 0
11 | 18 | 5 | 4 | 0 | 0 | 0
11 | 18 | 6 | 4 | 0 | 2.1678e-09 | 2.7274e-09
11 | 18 | 7 | 4 | 0 | 5.692e-08 | 7.1613e-08
11 | 18 | 8 | 4 | 0 | 5.6069e-08 | 7.0543e-08
11 | 18 | 9 | 4 | 0 | 4.9428e-08 | 6.2188e-08
11 | 18 | 10 | 4 | 0 | 4.4533e-08 | 5.6029e-08
11 | 18 | 11 | 4 | 0 | 1.7322e-08 | 2.1794e-08
11 | 18 | 12 | 4 | 0 | 1.3243e-08 | 1.6662e-08
11 | 18 | 13 | 4 | 0 | 1.3461e-08 | 1.6935e-08
11 | 18 | 14 | 4 | 0 | 4.624e-09 | 5.8177e-09
11 | 18 | 15 | 4 | 0 | 5.6156e-09 | 7.0653e-09
11 | 18 | 16 | 4 | 0 | 6.0274e-09 | 7.5834e-09
11 | 18 | 17 | 4 | 0 | 4.3522e-08 | 5.4758e-08
11 | 18 | 18 | 4 | 0 | 4.3196e-08 | 5.4347e-08
11 | 18 | 19 | 4 | 0 | 4.1611e-08 | 5.2352e-08
11 | 18 | 20 | 4 | 0 | 2.9343e-08 | 3.6918e-08
11 | 18 | 21 | 4 | 0 | 5.9384e-09 | 7.4715e-09
11 | 18 | 22 | 4 | 0 | 0 | 0
11 | 18 | 23 | 4 | 0 | 0 | 0
11 | 19 | 0 | 5 | 0 | 0 | 0
11 | 19 | 1 | 5 | 0 | 0 | 0
11 | 19 | 2 | 5 | 0 | 0 | 0
11 | 19 | 3 | 5 | 0 | 0 | 0
11 | 19 | 4 | 5 | 0 | 0 | 0
11 | 19 | 5 | 5 | 0 | 0 | 0
11 | 19 | 6 | 5 | 0 | 1.3023e-10 | 1.6385e-10
11 | 19 | 7 | 5 | 0 | 1.2342e-08 | 1.5528e-08
11 | 19 | 8 | 5 | 0 | 1.2839e-08 | 1.6153e-08
11 | 19 | 9 | 5 | 0 | 4.2574e-09 | 5.3564e-09
11 | 19 | 10 | 5 | 0 | 2.553e-09 | 3.2121e-09
11 | 19 | 11 | 5 | 0 | 1.9013e-09 | 2.3921e-09
11 | 19 | 12 | 5 | 0 | 7.637e-10 | 9.6085e-10
11 | 19 | 13 | 5 | 0 | 0 | 0
11 | 19 | 14 | 5 | 0 | 0 | 0
11 | 19 | 15 | 5 | 0 | 0 | 0
11 | 19 | 16 | 5 | 0 | 0 | 0
11 | 19 | 17 | 5 | 0 | 0 | 0
11 | 19 | 18 | 5 | 0 | 2.2043e-09 | 2.7734e-09
11 | 19 | 19 | 5 | 0 | 1.9815e-09 | 2.493e-09
11 | 19 | 20 | 5 | 0 | 1.2097e-09 | 1.5219e-09
11 | 19 | 21 | 5 | 0 | 0 | 0
11 | 19 | 22 | 5 | 0 | 0 | 0
11 | 19 | 23 | 5 | 0 | 0 | 0
11 | 20 | 0 | 6 | 1 | 0 | 0
11 | 20 | 1 | 6 | 1 | 0 | 0
11 | 20 | 2 | 6 | 1 | 0 | 0
11 | 20 | 3 | 6 | 1 | 0 | 0
11 | 20 | 4 | 6 | 1 | 0 | 0
11 | 20 | 5 | 6 | 1 | 0 | 0
11 | 20 | 6 | 6 | 1 | 0 | 0
11 | 20 | 7 | 6 | 1 | 0 | 0
11 | 20 | 8 | 6 | 1 | 0 | 0
11 | 20 | 9 | 6 | 1 | 0 | 0
11 | 20 | 10 | 6 | 1 | 0 | 0
11 | 20 | 11 | 6 | 1 | 0 | 0
11 | 20 | 12 | 6 | 1 | 0 | 0
11 | 20 | 13 | 6 | 1 | 0 | 0
11 | 20 | 14 | 6 | 1 | 0 | 0
11 | 20 | 15 | 6 | 1 | 0 | 0
11 | 20 | 16 | 6 | 1 | 0 | 0
11 | 20 | 17 | 6 | 1 | 0 | 0
11 | 20 | 18 | 6 | 1 | 0 | 0
11 | 20 | 19 | 6 | 1 | 0 | 0
11 | 20 | 20 | 6 | 1 | 0 | 0
11 | 20 | 21 | 6 | 1 | 0 | 0
11 | 20 | 22 | 6 | 1 | 0 | 0
11 | 20 | 23 | 6 | 1 | 0 | 0
11 | 21 | 0 | 7 | 1 | 0 | 0
11 | 21 | 1 | 7 | 1 | 0 | 0
11 | 21 | 2 | 7 | 1 | 0 | 0
11 | 21 | 3 | 7 | 1 | 0 | 0
11 | 21 | 4 | 7 | 1 | 0 | 0
11 | 21 | 5 | 7 | 1 | 0 | 0
11 | 21 | 6 | 7 | 1 | 0 | 0
11 | 21 | 7 | 7 | 1 | 0 | 0
11 | 21 | 8 | 7 | 1 | 0 | 0
11 | 21 | 9 | 7 | 1 | 0 | 0
11 | 21 | 10 | 7 | 1 | 0 | 0
11 | 21 | 11 | 7 | 1 | 0 | 0
11 | 21 | 12 | 7 | 1 | 0 | 0
11 | 21 | 13 | 7 | 1 | 0 | 0
11 | 21 | 14 | 7 | 1 | 0 | 0
11 | 21 | 15 | 7 | 1 | 0 | 0
11 | 21 | 16 | 7 | 1 | 0 | 0
11 | 21 | 17 | 7 | 1 | 0 | 0
11 | 21 | 18 | 7 | 1 | 0 | 0
11 | 21 | 19 | 7 | 1 | 0 | 0
11 | 21 | 20 | 7 | 1 | 0 | 0
11 | 21 | 21 | 7 | 1 | 0 | 0
11 | 21 | 22 | 7 | 1 | 0 | 0
11 | 21 | 23 | 7 | 1 | 0 | 0
11 | 22 | 0 | 1 | 0 | 0 | 0
11 | 22 | 1 | 1 | 0 | 0 | 0
11 | 22 | 2 | 1 | 0 | 0 | 0
11 | 22 | 3 | 1 | 0 | 0 | 0
11 | 22 | 4 | 1 | 0 | 0 | 0
11 | 22 | 5 | 1 | 0 | 0 | 0
11 | 22 | 6 | 1 | 0 | 0 | 0
11 | 22 | 7 | 1 | 0 | 0 | 0
11 | 22 | 8 | 1 | 0 | 0 | 0
11 | 22 | 9 | 1 | 0 | 0 | 0
11 | 22 | 10 | 1 | 0 | 0 | 0
11 | 22 | 11 | 1 | 0 | 0 | 0
11 | 22 | 12 | 1 | 0 | 0 | 0
11 | 22 | 13 | 1 | 0 | 0 | 0
11 | 22 | 14 | 1 | 0 | 0 | 0
11 | 22 | 15 | 1 | 0 | 0 | 0
11 | 22 | 16 | 1 | 0 | 0 | 0
11 | 22 | 17 | 1 | 0 | 0 | 0
11 | 22 | 18 | 1 | 0 | 1.9317e-09 | 2.4304e-09
11 | 22 | 19 | 1 | 0 | 7.2598e-10 | 9.134e-10
11 | 22 | 20 | 1 | 0 | 0 | 0
11 | 22 | 21 | 1 | 0 | 0 | 0
11 | 22 | 22 | 1 | 0 | 0 | 0
11 | 22 | 23 | 1 | 0 | 0 | 0
11 | 23 | 0 | 2 | 0 | 0 | 0
11 | 23 | 1 | 2 | 0 | 0 | 0
11 | 23 | 2 | 2 | 0 | 0 | 0
11 | 23 | 3 | 2 | 0 | 0 | 0
11 | 23 | 4 | 2 | 0 | 0 | 0
11 | 23 | 5 | 2 | 0 | 0 | 0
11 | 23 | 6 | 2 | 0 | 0 | 0
11 | 23 | 7 | 2 | 0 | 0 | 0
11 | 23 | 8 | 2 | 0 | 0 | 0
11 | 23 | 9 | 2 | 0 | 0 | 0
11 | 23 | 10 | 2 | 0 | 0 | 0
11 | 23 | 11 | 2 | 0 | 0 | 0
11 | 23 | 12 | 2 | 0 | 0 | 0
11 | 23 | 13 | 2 | 0 | 0 | 0
11 | 23 | 14 | 2 | 0 | 0 | 0
11 | 23 | 15 | 2 | 0 | 0 | 0
11 | 23 | 16 | 2 | 0 | 0 | 0
11 | 23 | 17 | 2 | 0 | 0 | 0
11 | 23 | 18 | 2 | 0 | 6.857e-10 | 8.6272e-10
11 | 23 | 19 | 2 | 0 | 3.8931e-10 | 4.8981e-10
11 | 23 | 20 | 2 | 0 | 1.1727e-10 | 1.4754e-10
11 | 23 | 21 | 2 | 0 | 0 | 0
11 | 23 | 22 | 2 | 0 | 0 | 0
11 | 23 | 23 | 2 | 0 | 0 | 0
11 | 24 | 0 | 3 | 0 | 0 | 0
11 | 24 | 1 | 3 | 0 | 0 | 0
11 | 24 | 2 | 3 | 0 | 0 | 0
11 | 24 | 3 | 3 | 0 | 0 | 0
11 | 24 | 4 | 3 | 0 | 0 | 0
11 | 24 | 5 | 3 | 0 | 0 | 0
11 | 24 | 6 | 3 | 0 | 4.2074e-10 | 5.2935e-10
11 | 24 | 7 | 3 | 0 | 1.1952e-08 | 1.5037e-08
11 | 24 | 8 | 3 | 0 | 1.2089e-07 | 1.521e-07
11 | 24 | 9 | 3 | 0 | 2.4547e-07 | 3.0884e-07
11 | 24 | 10 | 3 | 0 | 4.631e-07 | 5.8265e-07
11 | 24 | 11 | 3 | 0 | 3.0952e-07 | 3.8942e-07
11 | 24 | 12 | 3 | 0 | 2.2828e-07 | 2.8721e-07
11 | 24 | 13 | 3 | 0 | 1.4182e-07 | 1.7843e-07
11 | 24 | 14 | 3 | 0 | 5.7842e-08 | 7.2775e-08
11 | 24 | 15 | 3 | 0 | 2.5142e-08 | 3.1633e-08
11 | 24 | 16 | 3 | 0 | 1.651e-08 | 2.0772e-08
11 | 24 | 17 | 3 | 0 | 3.7197e-08 | 4.6799e-08
11 | 24 | 18 | 3 | 0 | 3.2181e-08 | 4.0489e-08
11 | 24 | 19 | 3 | 0 | 1.4788e-08 | 1.8605e-08
11 | 24 | 20 | 3 | 0 | 4.8566e-09 | 6.1103e-09
11 | 24 | 21 | 3 | 0 | 7.2598e-10 | 9.134e-10
11 | 24 | 22 | 3 | 0 | 0 | 0
11 | 24 | 23 | 3 | 0 | 0 | 0
11 | 25 | 0 | 4 | 0 | 0 | 0
11 | 25 | 1 | 4 | 0 | 0 | 0
11 | 25 | 2 | 4 | 0 | 0 | 0
11 | 25 | 3 | 4 | 0 | 0 | 0
11 | 25 | 4 | 4 | 0 | 0 | 0
11 | 25 | 5 | 4 | 0 | 0 | 0
11 | 25 | 6 | 4 | 0 | 0 | 0
11 | 25 | 7 | 4 | 0 | 0 | 0
11 | 25 | 8 | 4 | 0 | 0 | 0
11 | 25 | 9 | 4 | 0 | 0 | 0
11 | 25 | 10 | 4 | 0 | 0 | 0
11 | 25 | 11 | 4 | 0 | 0 | 0
11 | 25 | 12 | 4 | 0 | 0 | 0
11 | 25 | 13 | 4 | 0 | 0 | 0
11 | 25 | 14 | 4 | 0 | 0 | 0
11 | 25 | 15 | 4 | 0 | 0 | 0
11 | 25 | 16 | 4 | 0 | 0 | 0
11 | 25 | 17 | 4 | 0 | 0 | 0
11 | 25 | 18 | 4 | 0 | 0 | 0
11 | 25 | 19 | 4 | 0 | 0 | 0
11 | 25 | 20 | 4 | 0 | 0 | 0
11 | 25 | 21 | 4 | 0 | 0 | 0
11 | 25 | 22 | 4 | 0 | 0 | 0
11 | 25 | 23 | 4 | 0 | 0 | 0
11 | 26 | 0 | 5 | 0 | 0 | 0
11 | 26 | 1 | 5 | 0 | 0 | 0
11 | 26 | 2 | 5 | 0 | 0 | 0
11 | 26 | 3 | 5 | 0 | 0 | 0
11 | 26 | 4 | 5 | 0 | 0 | 0
11 | 26 | 5 | 5 | 0 | 0 | 0
11 | 26 | 6 | 5 | 0 | 0 | 0
11 | 26 | 7 | 5 | 0 | 0 | 0
11 | 26 | 8 | 5 | 0 | 0 | 0
11 | 26 | 9 | 5 | 0 | 0 | 0
11 | 26 | 10 | 5 | 0 | 0 | 0
11 | 26 | 11 | 5 | 0 | 0 | 0
11 | 26 | 12 | 5 | 0 | 0 | 0
11 | 26 | 13 | 5 | 0 | 0 | 0
11 | 26 | 14 | 5 | 0 | 0 | 0
11 | 26 | 15 | 5 | 0 | 0 | 0
11 | 26 | 16 | 5 | 0 | 0 | 0
11 | 26 | 17 | 5 | 0 | 0 | 0
11 | 26 | 18 | 5 | 0 | 6.2257e-10 | 7.8328e-10
11 | 26 | 19 | 5 | 0 | 1.03e-09 | 1.2959e-09
11 | 26 | 20 | 5 | 0 | 7.6712e-10 | 9.6515e-10
11 | 26 | 21 | 5 | 0 | 0 | 0
11 | 26 | 22 | 5 | 0 | 0 | 0
11 | 26 | 23 | 5 | 0 | 0 | 0
11 | 27 | 0 | 6 | 1 | 0 | 0
11 | 27 | 1 | 6 | 1 | 0 | 0
11 | 27 | 2 | 6 | 1 | 0 | 0
11 | 27 | 3 | 6 | 1 | 0 | 0
11 | 27 | 4 | 6 | 1 | 0 | 0
11 | 27 | 5 | 6 | 1 | 0 | 0
11 | 27 | 6 | 6 | 1 | 0 | 0
11 | 27 | 7 | 6 | 1 | 0 | 0
11 | 27 | 8 | 6 | 1 | 0 | 0
11 | 27 | 9 | 6 | 1 | 0 | 0
11 | 27 | 10 | 6 | 1 | 0 | 0
11 | 27 | 11 | 6 | 1 | 0 | 0
11 | 27 | 12 | 6 | 1 | 0 | 0
11 | 27 | 13 | 6 | 1 | 0 | 0
11 | 27 | 14 | 6 | 1 | 0 | 0
11 | 27 | 15 | 6 | 1 | 0 | 0
11 | 27 | 16 | 6 | 1 | 0 | 0
11 | 27 | 17 | 6 | 1 | 0 | 0
11 | 27 | 18 | 6 | 1 | 0 | 0
11 | 27 | 19 | 6 | 1 | 5.4743e-10 | 6.8875e-10
11 | 27 | 20 | 6 | 1 | 8.1422e-10 | 1.0244e-09
11 | 27 | 21 | 6 | 1 | 2.6663e-10 | 3.3546e-10
11 | 27 | 22 | 6 | 1 | 0 | 0
11 | 27 | 23 | 6 | 1 | 0 | 0
11 | 28 | 0 | 7 | 1 | 0 | 0
11 | 28 | 1 | 7 | 1 | 0 | 0
11 | 28 | 2 | 7 | 1 | 0 | 0
11 | 28 | 3 | 7 | 1 | 0 | 0
11 | 28 | 4 | 7 | 1 | 0 | 0
11 | 28 | 5 | 7 | 1 | 0 | 0
11 | 28 | 6 | 7 | 1 | 0 | 0
11 | 28 | 7 | 7 | 1 | 1.2414e-09 | 1.5618e-09
11 | 28 | 8 | 7 | 1 | 9.3528e-10 | 1.1767e-09
11 | 28 | 9 | 7 | 1 | 0 | 0
11 | 28 | 10 | 7 | 1 | 0 | 0
11 | 28 | 11 | 7 | 1 | 0 | 0
11 | 28 | 12 | 7 | 1 | 0 | 0
11 | 28 | 13 | 7 | 1 | 0 | 0
11 | 28 | 14 | 7 | 1 | 0 | 0
11 | 28 | 15 | 7 | 1 | 0 | 0
11 | 28 | 16 | 7 | 1 | 0 | 0
11 | 28 | 17 | 7 | 1 | 0 | 0
11 | 28 | 18 | 7 | 1 | 0 | 0
11 | 28 | 19 | 7 | 1 | 0 | 0
11 | 28 | 20 | 7 | 1 | 1.1812e-10 | 1.4862e-10
11 | 28 | 21 | 7 | 1 | 0 | 0
11 | 28 | 22 | 7 | 1 | 0 | 0
11 | 28 | 23 | 7 | 1 | 0 | 0
11 | 29 | 0 | 1 | 0 | 0 | 0
11 | 29 | 1 | 1 | 0 | 0 | 0
11 | 29 | 2 | 1 | 0 | 0 | 0
11 | 29 | 3 | 1 | 0 | 0 | 0
11 | 29 | 4 | 1 | 0 | 0 | 0
11 | 29 | 5 | 1 | 0 | 0 | 0
11 | 29 | 6 | 1 | 0 | 4.193e-08 | 5.2754e-08
11 | 29 | 7 | 1 | 0 | 9.4959e-07 | 1.1947e-06
11 | 29 | 8 | 1 | 0 | 4.8247e-07 | 6.0702e-07
11 | 29 | 9 | 1 | 0 | 1.6306e-07 | 2.0516e-07
11 | 29 | 10 | 1 | 0 | 1.9951e-08 | 2.5101e-08
11 | 29 | 11 | 1 | 0 | 4.2968e-09 | 5.406e-09
11 | 29 | 12 | 1 | 0 | 1.8092e-09 | 2.2762e-09
11 | 29 | 13 | 1 | 0 | 5.7892e-10 | 7.2837e-10
11 | 29 | 14 | 1 | 0 | 0 | 0
11 | 29 | 15 | 1 | 0 | 0 | 0
11 | 29 | 16 | 1 | 0 | 0 | 0
11 | 29 | 17 | 1 | 0 | 2.0606e-09 | 2.5925e-09
11 | 29 | 18 | 1 | 0 | 6.6418e-09 | 8.3564e-09
11 | 29 | 19 | 1 | 0 | 5.6145e-09 | 7.0638e-09
11 | 29 | 20 | 1 | 0 | 2.3721e-09 | 2.9844e-09
11 | 29 | 21 | 1 | 0 | 2.3798e-10 | 2.9941e-10
11 | 29 | 22 | 1 | 0 | 0 | 0
11 | 29 | 23 | 1 | 0 | 0 | 0
11 | 30 | 0 | 2 | 0 | 0 | 0
11 | 30 | 1 | 2 | 0 | 0 | 0
11 | 30 | 2 | 2 | 0 | 0 | 0
11 | 30 | 3 | 2 | 0 | 0 | 0
11 | 30 | 4 | 2 | 0 | 0 | 0
11 | 30 | 5 | 2 | 0 | 0 | 0
11 | 30 | 6 | 2 | 0 | 0 | 0
11 | 30 | 7 | 2 | 0 | 0 | 0
11 | 30 | 8 | 2 | 0 | 1.3261e-10 | 1.6684e-10
11 | 30 | 9 | 2 | 0 | 7.6109e-10 | 9.5757e-10
11 | 30 | 10 | 2 | 0 | 1.8072e-09 | 2.2738e-09
11 | 30 | 11 | 2 | 0 | 1.5256e-09 | 1.9194e-09
11 | 30 | 12 | 2 | 0 | 3.611e-09 | 4.5432e-09
11 | 30 | 13 | 2 | 0 | 4.8575e-09 | 6.1115e-09
11 | 30 | 14 | 2 | 0 | 2.5509e-09 | 3.2094e-09
11 | 30 | 15 | 2 | 0 | 2.814e-09 | 3.5405e-09
11 | 30 | 16 | 2 | 0 | 7.1537e-09 | 9.0005e-09
11 | 30 | 17 | 2 | 0 | 6.7725e-08 | 8.5208e-08
11 | 30 | 18 | 2 | 0 | 1.2989e-07 | 1.6343e-07
11 | 30 | 19 | 2 | 0 | 3.2523e-07 | 4.0919e-07
11 | 30 | 20 | 2 | 0 | 1.3275e-07 | 1.6702e-07
11 | 30 | 21 | 2 | 0 | 2.6348e-08 | 3.315e-08
11 | 30 | 22 | 2 | 0 | 5.7543e-09 | 7.2397e-09
11 | 30 | 23 | 2 | 0 | 7.5476e-10 | 9.496e-10
12 | 1 | 0 | 3 | 0 | 0 | 0
12 | 1 | 1 | 3 | 0 | 0 | 0
12 | 1 | 2 | 3 | 0 | 0 | 0
12 | 1 | 3 | 3 | 0 | 0 | 0
12 | 1 | 4 | 3 | 0 | 0 | 0
12 | 1 | 5 | 3 | 0 | 0 | 0
12 | 1 | 6 | 3 | 0 | 0 | 0
12 | 1 | 7 | 3 | 0 | 1.0567e-08 | 1.3295e-08
12 | 1 | 8 | 3 | 0 | 8.5933e-09 | 1.0812e-08
12 | 1 | 9 | 3 | 0 | 5.5561e-09 | 6.9904e-09
12 | 1 | 10 | 3 | 0 | 3.8705e-09 | 4.8697e-09
12 | 1 | 11 | 3 | 0 | 2.9416e-09 | 3.7009e-09
12 | 1 | 12 | 3 | 0 | 1.8171e-09 | 2.2862e-09
12 | 1 | 13 | 3 | 0 | 5.6884e-10 | 7.1568e-10
12 | 1 | 14 | 3 | 0 | 0 | 0
12 | 1 | 15 | 3 | 0 | 0 | 0
12 | 1 | 16 | 3 | 0 | 0 | 0
12 | 1 | 17 | 3 | 0 | 3.1106e-09 | 3.9136e-09
12 | 1 | 18 | 3 | 0 | 1.2223e-08 | 1.5379e-08
12 | 1 | 19 | 3 | 0 | 1.7996e-08 | 2.2642e-08
12 | 1 | 20 | 3 | 0 | 1.9015e-08 | 2.3924e-08
12 | 1 | 21 | 3 | 0 | 1.1324e-08 | 1.4247e-08
12 | 1 | 22 | 3 | 0 | 1.5327e-09 | 1.9284e-09
12 | 1 | 23 | 3 | 0 | 0 | 0
12 | 2 | 0 | 4 | 0 | 0 | 0
12 | 2 | 1 | 4 | 0 | 0 | 0
12 | 2 | 2 | 4 | 0 | 0 | 0
12 | 2 | 3 | 4 | 0 | 0 | 0
12 | 2 | 4 | 4 | 0 | 0 | 0
12 | 2 | 5 | 4 | 0 | 0 | 0
12 | 2 | 6 | 4 | 0 | 8.5916e-09 | 1.0809e-08
12 | 2 | 7 | 4 | 0 | 8.1503e-08 | 1.0254e-07
12 | 2 | 8 | 4 | 0 | 5.7036e-08 | 7.176e-08
12 | 2 | 9 | 4 | 0 | 2.3504e-08 | 2.9572e-08
12 | 2 | 10 | 4 | 0 | 1.0903e-08 | 1.3718e-08
12 | 2 | 11 | 4 | 0 | 3.456e-09 | 4.3482e-09
12 | 2 | 12 | 4 | 0 | 1.7282e-09 | 2.1743e-09
12 | 2 | 13 | 4 | 0 | 6.8679e-10 | 8.6408e-10
12 | 2 | 14 | 4 | 0 | 0 | 0
12 | 2 | 15 | 4 | 0 | 0 | 0
12 | 2 | 16 | 4 | 0 | 0 | 0
12 | 2 | 17 | 4 | 0 | 9.5222e-10 | 1.198e-09
12 | 2 | 18 | 4 | 0 | 8.9459e-09 | 1.1255e-08
12 | 2 | 19 | 4 | 0 | 1.321e-08 | 1.662e-08
12 | 2 | 20 | 4 | 0 | 1.5152e-08 | 1.9064e-08
12 | 2 | 21 | 4 | 0 | 7.6218e-09 | 9.5894e-09
12 | 2 | 22 | 4 | 0 | 1.5327e-09 | 1.9284e-09
12 | 2 | 23 | 4 | 0 | 0 | 0
12 | 3 | 0 | 5 | 0 | 0 | 0
12 | 3 | 1 | 5 | 0 | 0 | 0
12 | 3 | 2 | 5 | 0 | 0 | 0
12 | 3 | 3 | 5 | 0 | 0 | 0
12 | 3 | 4 | 5 | 0 | 0 | 0
12 | 3 | 5 | 5 | 0 | 0 | 0
12 | 3 | 6 | 5 | 0 | 2.8238e-09 | 3.5527e-09
12 | 3 | 7 | 5 | 0 | 3.2298e-08 | 4.0636e-08
12 | 3 | 8 | 5 | 0 | 2.7379e-08 | 3.4446e-08
12 | 3 | 9 | 5 | 0 | 1.4584e-08 | 1.8349e-08
12 | 3 | 10 | 5 | 0 | 5.1272e-09 | 6.4508e-09
12 | 3 | 11 | 5 | 0 | 1.1923e-09 | 1.5e-09
12 | 3 | 12 | 5 | 0 | 4.1825e-10 | 5.2623e-10
12 | 3 | 13 | 5 | 0 | 0 | 0
12 | 3 | 14 | 5 | 0 | 0 | 0
12 | 3 | 15 | 5 | 0 | 0 | 0
12 | 3 | 16 | 5 | 0 | 0 | 0
12 | 3 | 17 | 5 | 0 | 2.5598e-10 | 3.2207e-10
12 | 3 | 18 | 5 | 0 | 4.2737e-09 | 5.377e-09
12 | 3 | 19 | 5 | 0 | 2.7782e-09 | 3.4954e-09
12 | 3 | 20 | 5 | 0 | 2.9372e-09 | 3.6955e-09
12 | 3 | 21 | 5 | 0 | 3.3725e-09 | 4.2431e-09
12 | 3 | 22 | 5 | 0 | 9.7682e-10 | 1.229e-09
12 | 3 | 23 | 5 | 0 | 0 | 0
12 | 4 | 0 | 6 | 1 | 0 | 0
12 | 4 | 1 | 6 | 1 | 0 | 0
12 | 4 | 2 | 6 | 1 | 0 | 0
12 | 4 | 3 | 6 | 1 | 0 | 0
12 | 4 | 4 | 6 | 1 | 0 | 0
12 | 4 | 5 | 6 | 1 | 0 | 0
12 | 4 | 6 | 6 | 1 | 0 | 0
12 | 4 | 7 | 6 | 1 | 1.2097e-10 | 1.5219e-10
12 | 4 | 8 | 6 | 1 | 7.0719e-10 | 8.8975e-10
12 | 4 | 9 | 6 | 1 | 3.4406e-10 | 4.3289e-10
12 | 4 | 10 | 6 | 1 | 0 | 0
12 | 4 | 11 | 6 | 1 | 0 | 0
12 | 4 | 12 | 6 | 1 | 0 | 0
12 | 4 | 13 | 6 | 1 | 0 | 0
12 | 4 | 14 | 6 | 1 | 0 | 0
12 | 4 | 15 | 6 | 1 | 0 | 0
12 | 4 | 16 | 6 | 1 | 0 | 0
12 | 4 | 17 | 6 | 1 | 0 | 0
12 | 4 | 18 | 6 | 1 | 0 | 0
12 | 4 | 19 | 6 | 1 | 0 | 0
12 | 4 | 20 | 6 | 1 | 0 | 0
12 | 4 | 21 | 6 | 1 | 0 | 0
12 | 4 | 22 | 6 | 1 | 0 | 0
12 | 4 | 23 | 6 | 1 | 0 | 0
12 | 5 | 0 | 7 | 1 | 0 | 0
12 | 5 | 1 | 7 | 1 | 0 | 0
12 | 5 | 2 | 7 | 1 | 0 | 0
12 | 5 | 3 | 7 | 1 | 0 | 0
12 | 5 | 4 | 7 | 1 | 0 | 0
12 | 5 | 5 | 7 | 1 | 0 | 0
12 | 5 | 6 | 7 | 1 | 0 | 0
12 | 5 | 7 | 7 | 1 | 0 | 0
12 | 5 | 8 | 7 | 1 | 0 | 0
12 | 5 | 9 | 7 | 1 | 0 | 0
12 | 5 | 10 | 7 | 1 | 0 | 0
12 | 5 | 11 | 7 | 1 | 0 | 0
12 | 5 | 12 | 7 | 1 | 0 | 0
12 | 5 | 13 | 7 | 1 | 0 | 0
12 | 5 | 14 | 7 | 1 | 0 | 0
12 | 5 | 15 | 7 | 1 | 0 | 0
12 | 5 | 16 | 7 | 1 | 0 | 0
12 | 5 | 17 | 7 | 1 | 0 | 0
12 | 5 | 18 | 7 | 1 | 0 | 0
12 | 5 | 19 | 7 | 1 | 0 | 0
12 | 5 | 20 | 7 | 1 | 0 | 0
12 | 5 | 21 | 7 | 1 | 0 | 0
12 | 5 | 22 | 7 | 1 | 0 | 0
12 | 5 | 23 | 7 | 1 | 0 | 0
12 | 6 | 0 | 1 | 0 | 0 | 0
12 | 6 | 1 | 1 | 0 | 0 | 0
12 | 6 | 2 | 1 | 0 | 0 | 0
12 | 6 | 3 | 1 | 0 | 0 | 0
12 | 6 | 4 | 1 | 0 | 0 | 0
12 | 6 | 5 | 1 | 0 | 0 | 0
12 | 6 | 6 | 1 | 0 | 0 | 0
12 | 6 | 7 | 1 | 0 | 0 | 0
12 | 6 | 8 | 1 | 0 | 2.3554e-10 | 2.9635e-10
12 | 6 | 9 | 1 | 0 | 4.7777e-10 | 6.011e-10
12 | 6 | 10 | 1 | 0 | 5.2281e-10 | 6.5777e-10
12 | 6 | 11 | 1 | 0 | 4.1673e-10 | 5.2431e-10
12 | 6 | 12 | 1 | 0 | 2.4135e-10 | 3.0366e-10
12 | 6 | 13 | 1 | 0 | 4.0241e-10 | 5.0629e-10
12 | 6 | 14 | 1 | 0 | 0 | 0
12 | 6 | 15 | 1 | 0 | 0 | 0
12 | 6 | 16 | 1 | 0 | 0 | 0
12 | 6 | 17 | 1 | 0 | 2.2543e-09 | 2.8363e-09
12 | 6 | 18 | 1 | 0 | 4.378e-09 | 5.5082e-09
12 | 6 | 19 | 1 | 0 | 1.7251e-09 | 2.1705e-09
12 | 6 | 20 | 1 | 0 | 7.7043e-10 | 9.6932e-10
12 | 6 | 21 | 1 | 0 | 0 | 0
12 | 6 | 22 | 1 | 0 | 0 | 0
12 | 6 | 23 | 1 | 0 | 0 | 0
12 | 7 | 0 | 2 | 0 | 0 | 0
12 | 7 | 1 | 2 | 0 | 0 | 0
12 | 7 | 2 | 2 | 0 | 0 | 0
12 | 7 | 3 | 2 | 0 | 0 | 0
12 | 7 | 4 | 2 | 0 | 0 | 0
12 | 7 | 5 | 2 | 0 | 0 | 0
12 | 7 | 6 | 2 | 0 | 0 | 0
12 | 7 | 7 | 2 | 0 | 0 | 0
12 | 7 | 8 | 2 | 0 | 0 | 0
12 | 7 | 9 | 2 | 0 | 0 | 0
12 | 7 | 10 | 2 | 0 | 0 | 0
12 | 7 | 11 | 2 | 0 | 0 | 0
12 | 7 | 12 | 2 | 0 | 0 | 0
12 | 7 | 13 | 2 | 0 | 0 | 0
12 | 7 | 14 | 2 | 0 | 0 | 0
12 | 7 | 15 | 2 | 0 | 0 | 0
12 | 7 | 16 | 2 | 0 | 0 | 0
12 | 7 | 17 | 2 | 0 | 0 | 0
12 | 7 | 18 | 2 | 0 | 6.8482e-10 | 8.616e-10
12 | 7 | 19 | 2 | 0 | 4.1673e-10 | 5.2431e-10
12 | 7 | 20 | 2 | 0 | 4.7347e-10 | 5.957e-10
12 | 7 | 21 | 2 | 0 | 0 | 0
12 | 7 | 22 | 2 | 0 | 0 | 0
12 | 7 | 23 | 2 | 0 | 0 | 0
12 | 8 | 0 | 3 | 0 | 0 | 0
12 | 8 | 1 | 3 | 0 | 0 | 0
12 | 8 | 2 | 3 | 0 | 0 | 0
12 | 8 | 3 | 3 | 0 | 0 | 0
12 | 8 | 4 | 3 | 0 | 0 | 0
12 | 8 | 5 | 3 | 0 | 0 | 0
12 | 8 | 6 | 3 | 0 | 0 | 0
12 | 8 | 7 | 3 | 0 | 2.3465e-09 | 2.9523e-09
12 | 8 | 8 | 3 | 0 | 3.5071e-09 | 4.4125e-09
12 | 8 | 9 | 3 | 0 | 2.8687e-09 | 3.6093e-09
12 | 8 | 10 | 3 | 0 | 7.4207e-10 | 9.3364e-10
12 | 8 | 11 | 3 | 0 | 0 | 0
12 | 8 | 12 | 3 | 0 | 0 | 0
12 | 8 | 13 | 3 | 0 | 0 | 0
12 | 8 | 14 | 3 | 0 | 0 | 0
12 | 8 | 15 | 3 | 0 | 0 | 0
12 | 8 | 16 | 3 | 0 | 0 | 0
12 | 8 | 17 | 3 | 0 | 8.8818e-10 | 1.1175e-09
12 | 8 | 18 | 3 | 0 | 3.7734e-09 | 4.7475e-09
12 | 8 | 19 | 3 | 0 | 4.6767e-09 | 5.884e-09
12 | 8 | 20 | 3 | 0 | 4.5649e-09 | 5.7434e-09
12 | 8 | 21 | 3 | 0 | 2.0236e-09 | 2.546e-09
12 | 8 | 22 | 3 | 0 | 0 | 0
12 | 8 | 23 | 3 | 0 | 0 | 0
12 | 9 | 0 | 4 | 0 | 0 | 0
12 | 9 | 1 | 4 | 0 | 0 | 0
12 | 9 | 2 | 4 | 0 | 0 | 0
12 | 9 | 3 | 4 | 0 | 0 | 0
12 | 9 | 4 | 4 | 0 | 0 | 0
12 | 9 | 5 | 4 | 0 | 0 | 0
12 | 9 | 6 | 4 | 0 | 0 | 0
12 | 9 | 7 | 4 | 0 | 1.5985e-09 | 2.0112e-09
12 | 9 | 8 | 4 | 0 | 2.4049e-09 | 3.0257e-09
12 | 9 | 9 | 4 | 0 | 3.0104e-09 | 3.7876e-09
12 | 9 | 10 | 4 | 0 | 3.3453e-09 | 4.2089e-09
12 | 9 | 11 | 4 | 0 | 2.507e-09 | 3.1542e-09
12 | 9 | 12 | 4 | 0 | 2.4458e-09 | 3.0772e-09
12 | 9 | 13 | 4 | 0 | 2.0408e-09 | 2.5676e-09
12 | 9 | 14 | 4 | 0 | 1.1525e-09 | 1.45e-09
12 | 9 | 15 | 4 | 0 | 4.4798e-10 | 5.6363e-10
12 | 9 | 16 | 4 | 0 | 3.1975e-10 | 4.0229e-10
12 | 9 | 17 | 4 | 0 | 3.2627e-09 | 4.105e-09
12 | 9 | 18 | 4 | 0 | 4.0014e-09 | 5.0343e-09
12 | 9 | 19 | 4 | 0 | 2.6074e-09 | 3.2804e-09
12 | 9 | 20 | 4 | 0 | 1.283e-09 | 1.6143e-09
12 | 9 | 21 | 4 | 0 | 4.5189e-10 | 5.6855e-10
12 | 9 | 22 | 4 | 0 | 0 | 0
12 | 9 | 23 | 4 | 0 | 0 | 0
12 | 10 | 0 | 5 | 0 | 0 | 0
12 | 10 | 1 | 5 | 0 | 0 | 0
12 | 10 | 2 | 5 | 0 | 0 | 0
12 | 10 | 3 | 5 | 0 | 0 | 0
12 | 10 | 4 | 5 | 0 | 0 | 0
12 | 10 | 5 | 5 | 0 | 0 | 0
12 | 10 | 6 | 5 | 0 | 0 | 0
12 | 10 | 7 | 5 | 0 | 0 | 0
12 | 10 | 8 | 5 | 0 | 2.3941e-10 | 3.0121e-10
12 | 10 | 9 | 5 | 0 | 3.2497e-10 | 4.0887e-10
12 | 10 | 10 | 5 | 0 | 4.6961e-10 | 5.9084e-10
12 | 10 | 11 | 5 | 0 | 0 | 0
12 | 10 | 12 | 5 | 0 | 0 | 0
12 | 10 | 13 | 5 | 0 | 0 | 0
12 | 10 | 14 | 5 | 0 | 0 | 0
12 | 10 | 15 | 5 | 0 | 0 | 0
12 | 10 | 16 | 5 | 0 | 0 | 0
12 | 10 | 17 | 5 | 0 | 9.4448e-10 | 1.1883e-09
12 | 10 | 18 | 5 | 0 | 2.1794e-09 | 2.7421e-09
12 | 10 | 19 | 5 | 0 | 1.0689e-09 | 1.3448e-09
12 | 10 | 20 | 5 | 0 | 3.9803e-10 | 5.0078e-10
12 | 10 | 21 | 5 | 0 | 0 | 0
12 | 10 | 22 | 5 | 0 | 0 | 0
12 | 10 | 23 | 5 | 0 | 0 | 0
12 | 11 | 0 | 6 | 1 | 0 | 0
12 | 11 | 1 | 6 | 1 | 0 | 0
12 | 11 | 2 | 6 | 1 | 0 | 0
12 | 11 | 3 | 6 | 1 | 0 | 0
12 | 11 | 4 | 6 | 1 | 0 | 0
12 | 11 | 5 | 6 | 1 | 0 | 0
12 | 11 | 6 | 6 | 1 | 0 | 0
12 | 11 | 7 | 6 | 1 | 0 | 0
12 | 11 | 8 | 6 | 1 | 0 | 0
12 | 11 | 9 | 6 | 1 | 0 | 0
12 | 11 | 10 | 6 | 1 | 0 | 0
12 | 11 | 11 | 6 | 1 | 0 | 0
12 | 11 | 12 | 6 | 1 | 0 | 0
12 | 11 | 13 | 6 | 1 | 0 | 0
12 | 11 | 14 | 6 | 1 | 0 | 0
12 | 11 | 15 | 6 | 1 | 0 | 0
12 | 11 | 16 | 6 | 1 | 0 | 0
12 | 11 | 17 | 6 | 1 | 7.6359e-10 | 9.6071e-10
12 | 11 | 18 | 6 | 1 | 2.2157e-09 | 2.7877e-09
12 | 11 | 19 | 6 | 1 | 1.545e-09 | 1.9439e-09
12 | 11 | 20 | 6 | 1 | 4.4447e-10 | 5.5921e-10
12 | 11 | 21 | 6 | 1 | 0 | 0
12 | 11 | 22 | 6 | 1 | 0 | 0
12 | 11 | 23 | 6 | 1 | 0 | 0
12 | 12 | 0 | 7 | 1 | 0 | 0
12 | 12 | 1 | 7 | 1 | 0 | 0
12 | 12 | 2 | 7 | 1 | 0 | 0
12 | 12 | 3 | 7 | 1 | 0 | 0
12 | 12 | 4 | 7 | 1 | 0 | 0
12 | 12 | 5 | 7 | 1 | 0 | 0
12 | 12 | 6 | 7 | 1 | 0 | 0
12 | 12 | 7 | 7 | 1 | 0 | 0
12 | 12 | 8 | 7 | 1 | 0 | 0
12 | 12 | 9 | 7 | 1 | 0 | 0
12 | 12 | 10 | 7 | 1 | 0 | 0
12 | 12 | 11 | 7 | 1 | 0 | 0
12 | 12 | 12 | 7 | 1 | 0 | 0
12 | 12 | 13 | 7 | 1 | 0 | 0
12 | 12 | 14 | 7 | 1 | 0 | 0
12 | 12 | 15 | 7 | 1 | 0 | 0
12 | 12 | 16 | 7 | 1 | 0 | 0
12 | 12 | 17 | 7 | 1 | 0 | 0
12 | 12 | 18 | 7 | 1 | 1.1909e-10 | 1.4983e-10
12 | 12 | 19 | 7 | 1 | 0 | 0
12 | 12 | 20 | 7 | 1 | 0 | 0
12 | 12 | 21 | 7 | 1 | 0 | 0
12 | 12 | 22 | 7 | 1 | 0 | 0
12 | 12 | 23 | 7 | 1 | 0 | 0
12 | 13 | 0 | 1 | 0 | 0 | 0
12 | 13 | 1 | 1 | 0 | 0 | 0
12 | 13 | 2 | 1 | 0 | 0 | 0
12 | 13 | 3 | 1 | 0 | 0 | 0
12 | 13 | 4 | 1 | 0 | 0 | 0
12 | 13 | 5 | 1 | 0 | 0 | 0
12 | 13 | 6 | 1 | 0 | 1.2933e-09 | 1.6271e-09
12 | 13 | 7 | 1 | 0 | 1.9776e-08 | 2.4881e-08
12 | 13 | 8 | 1 | 0 | 2.5163e-08 | 3.1659e-08
12 | 13 | 9 | 1 | 0 | 4.7072e-08 | 5.9224e-08
12 | 13 | 10 | 1 | 0 | 8.4755e-08 | 1.0663e-07
12 | 13 | 11 | 1 | 0 | 6.275e-08 | 7.8949e-08
12 | 13 | 12 | 1 | 0 | 6.003e-08 | 7.5527e-08
12 | 13 | 13 | 1 | 0 | 6.1785e-08 | 7.7736e-08
12 | 13 | 14 | 1 | 0 | 4.3027e-08 | 5.4134e-08
12 | 13 | 15 | 1 | 0 | 4.7408e-08 | 5.9646e-08
12 | 13 | 16 | 1 | 0 | 6.6092e-08 | 8.3153e-08
12 | 13 | 17 | 1 | 0 | 1.7217e-07 | 2.1662e-07
12 | 13 | 18 | 1 | 0 | 4.327e-07 | 5.4441e-07
12 | 13 | 19 | 1 | 0 | 4.2368e-07 | 5.3305e-07
12 | 13 | 20 | 1 | 0 | 5.5583e-07 | 6.9932e-07
12 | 13 | 21 | 1 | 0 | 2.2953e-07 | 2.8878e-07
12 | 13 | 22 | 1 | 0 | 6.0906e-08 | 7.6629e-08
12 | 13 | 23 | 1 | 0 | 8.9459e-09 | 1.1255e-08
12 | 14 | 0 | 2 | 0 | 1.9901e-09 | 2.5039e-09
12 | 14 | 1 | 2 | 0 | 5.573e-10 | 7.0117e-10
12 | 14 | 2 | 2 | 0 | 0 | 0
12 | 14 | 3 | 2 | 0 | 0 | 0
12 | 14 | 4 | 2 | 0 | 3.249e-10 | 4.0877e-10
12 | 14 | 5 | 2 | 0 | 3.6833e-09 | 4.6342e-09
12 | 14 | 6 | 2 | 0 | 8.5378e-08 | 1.0742e-07
12 | 14 | 7 | 2 | 0 | 5.6359e-07 | 7.0908e-07
12 | 14 | 8 | 2 | 0 | 6.2123e-07 | 7.816e-07
12 | 14 | 9 | 2 | 0 | 5.5223e-07 | 6.9479e-07
12 | 14 | 10 | 2 | 0 | 5.6379e-07 | 7.0933e-07
12 | 14 | 11 | 2 | 0 | 4.2686e-07 | 5.3706e-07
12 | 14 | 12 | 2 | 0 | 2.819e-07 | 3.5467e-07
12 | 14 | 13 | 2 | 0 | 2.2331e-07 | 2.8096e-07
12 | 14 | 14 | 2 | 0 | 1.511e-07 | 1.901e-07
12 | 14 | 15 | 2 | 0 | 1.5558e-07 | 1.9574e-07
12 | 14 | 16 | 2 | 0 | 2.2785e-07 | 2.8667e-07
12 | 14 | 17 | 2 | 0 | 6.0871e-07 | 7.6585e-07
12 | 14 | 18 | 2 | 0 | 1.6998e-06 | 2.1386e-06
12 | 14 | 19 | 2 | 0 | 1.7777e-06 | 2.2366e-06
12 | 14 | 20 | 2 | 0 | 1.5e-06 | 1.8873e-06
12 | 14 | 21 | 2 | 0 | 7.5115e-07 | 9.4506e-07
12 | 14 | 22 | 2 | 0 | 2.232e-07 | 2.8081e-07
12 | 14 | 23 | 2 | 0 | 3.1317e-08 | 3.9401e-08
12 | 15 | 0 | 3 | 0 | 5.554e-09 | 6.9877e-09
12 | 15 | 1 | 3 | 0 | 3.06e-09 | 3.85e-09
12 | 15 | 2 | 3 | 0 | 2.9616e-09 | 3.7261e-09
12 | 15 | 3 | 3 | 0 | 2.8238e-09 | 3.5527e-09
12 | 15 | 4 | 3 | 0 | 4.8341e-09 | 6.082e-09
12 | 15 | 5 | 3 | 0 | 2.1229e-08 | 2.6709e-08
12 | 15 | 6 | 3 | 0 | 6.7122e-07 | 8.4449e-07
12 | 15 | 7 | 3 | 0 | 2.7422e-06 | 3.4501e-06
12 | 15 | 8 | 3 | 0 | 2.3671e-06 | 2.9782e-06
12 | 15 | 9 | 3 | 0 | 1.2613e-06 | 1.5869e-06
12 | 15 | 10 | 3 | 0 | 3.8271e-07 | 4.8151e-07
12 | 15 | 11 | 3 | 0 | 9.2843e-08 | 1.1681e-07
12 | 15 | 12 | 3 | 0 | 4.6092e-08 | 5.7991e-08
12 | 15 | 13 | 3 | 0 | 1.8903e-08 | 2.3782e-08
12 | 15 | 14 | 3 | 0 | 5.923e-09 | 7.4521e-09
12 | 15 | 15 | 3 | 0 | 3.7765e-09 | 4.7514e-09
12 | 15 | 16 | 3 | 0 | 5.3332e-09 | 6.71e-09
12 | 15 | 17 | 3 | 0 | 4.4991e-08 | 5.6605e-08
12 | 15 | 18 | 3 | 0 | 2.232e-07 | 2.8081e-07
12 | 15 | 19 | 3 | 0 | 3.0281e-07 | 3.8097e-07
12 | 15 | 20 | 3 | 0 | 3.7169e-07 | 4.6764e-07
12 | 15 | 21 | 3 | 0 | 2.3795e-07 | 2.9937e-07
12 | 15 | 22 | 3 | 0 | 7.2322e-08 | 9.0992e-08
12 | 15 | 23 | 3 | 0 | 7.1038e-09 | 8.9377e-09
12 | 16 | 0 | 4 | 0 | 1.9566e-09 | 2.4617e-09
12 | 16 | 1 | 4 | 0 | 1.0512e-09 | 1.3225e-09
12 | 16 | 2 | 4 | 0 | 7.7043e-10 | 9.6932e-10
12 | 16 | 3 | 4 | 0 | 6.5596e-10 | 8.253e-10
12 | 16 | 4 | 4 | 0 | 1.6385e-09 | 2.0615e-09
12 | 16 | 5 | 4 | 0 | 7.2717e-09 | 9.149e-09
12 | 16 | 6 | 4 | 0 | 2.2475e-07 | 2.8277e-07
12 | 16 | 7 | 4 | 0 | 1.1788e-06 | 1.4831e-06
12 | 16 | 8 | 4 | 0 | 7.5656e-07 | 9.5187e-07
12 | 16 | 9 | 4 | 0 | 2.5026e-07 | 3.1486e-07
12 | 16 | 10 | 4 | 0 | 8.871e-08 | 1.1161e-07
12 | 16 | 11 | 4 | 0 | 2.8251e-08 | 3.5544e-08
12 | 16 | 12 | 4 | 0 | 1.2726e-08 | 1.6011e-08
12 | 16 | 13 | 4 | 0 | 5.8757e-09 | 7.3926e-09
12 | 16 | 14 | 4 | 0 | 3.4295e-09 | 4.3148e-09
12 | 16 | 15 | 4 | 0 | 1.6392e-09 | 2.0623e-09
12 | 16 | 16 | 4 | 0 | 3.1623e-09 | 3.9787e-09
12 | 16 | 17 | 4 | 0 | 2.349e-08 | 2.9554e-08
12 | 16 | 18 | 4 | 0 | 6.8137e-08 | 8.5727e-08
12 | 16 | 19 | 4 | 0 | 5.9181e-08 | 7.4459e-08
12 | 16 | 20 | 4 | 0 | 3.9862e-08 | 5.0152e-08
12 | 16 | 21 | 4 | 0 | 2.349e-08 | 2.9554e-08
12 | 16 | 22 | 4 | 0 | 8.0689e-09 | 1.0152e-08
12 | 16 | 23 | 4 | 0 | 8.3169e-10 | 1.0464e-09
12 | 17 | 0 | 5 | 0 | 0 | 0
12 | 17 | 1 | 5 | 0 | 0 | 0
12 | 17 | 2 | 5 | 0 | 0 | 0
12 | 17 | 3 | 5 | 0 | 0 | 0
12 | 17 | 4 | 5 | 0 | 0 | 0
12 | 17 | 5 | 5 | 0 | 0 | 0
12 | 17 | 6 | 5 | 0 | 1.4048e-08 | 1.7674e-08
12 | 17 | 7 | 5 | 0 | 1.5104e-07 | 1.9003e-07
12 | 17 | 8 | 5 | 0 | 1.6605e-07 | 2.0891e-07
12 | 17 | 9 | 5 | 0 | 8.2124e-08 | 1.0332e-07
12 | 17 | 10 | 5 | 0 | 2.3166e-08 | 2.9147e-08
12 | 17 | 11 | 5 | 0 | 6.0208e-09 | 7.5751e-09
12 | 17 | 12 | 5 | 0 | 1.6554e-09 | 2.0828e-09
12 | 17 | 13 | 5 | 0 | 2.4066e-10 | 3.0279e-10
12 | 17 | 14 | 5 | 0 | 0 | 0
12 | 17 | 15 | 5 | 0 | 0 | 0
12 | 17 | 16 | 5 | 0 | 0 | 0
12 | 17 | 17 | 5 | 0 | 1.3255e-09 | 1.6677e-09
12 | 17 | 18 | 5 | 0 | 1.2511e-08 | 1.5741e-08
12 | 17 | 19 | 5 | 0 | 1.3012e-08 | 1.6371e-08
12 | 17 | 20 | 5 | 0 | 1.213e-08 | 1.5261e-08
12 | 17 | 21 | 5 | 0 | 9.7587e-09 | 1.2278e-08
12 | 17 | 22 | 5 | 0 | 3.3992e-09 | 4.2767e-09
12 | 17 | 23 | 5 | 0 | 5.2714e-10 | 6.6322e-10
12 | 18 | 0 | 6 | 1 | 0 | 0
12 | 18 | 1 | 6 | 1 | 0 | 0
12 | 18 | 2 | 6 | 1 | 0 | 0
12 | 18 | 3 | 6 | 1 | 0 | 0
12 | 18 | 4 | 6 | 1 | 0 | 0
12 | 18 | 5 | 6 | 1 | 0 | 0
12 | 18 | 6 | 6 | 1 | 1.0098e-10 | 1.2705e-10
12 | 18 | 7 | 6 | 1 | 2.9372e-09 | 3.6955e-09
12 | 18 | 8 | 6 | 1 | 5.8699e-09 | 7.3852e-09
12 | 18 | 9 | 6 | 1 | 6.7218e-09 | 8.4571e-09
12 | 18 | 10 | 6 | 1 | 3.0632e-09 | 3.8539e-09
12 | 18 | 11 | 6 | 1 | 0 | 0
12 | 18 | 12 | 6 | 1 | 0 | 0
12 | 18 | 13 | 6 | 1 | 0 | 0
12 | 18 | 14 | 6 | 1 | 0 | 0
12 | 18 | 15 | 6 | 1 | 0 | 0
12 | 18 | 16 | 6 | 1 | 0 | 0
12 | 18 | 17 | 6 | 1 | 0 | 0
12 | 18 | 18 | 6 | 1 | 0 | 0
12 | 18 | 19 | 6 | 1 | 0 | 0
12 | 18 | 20 | 6 | 1 | 0 | 0
12 | 18 | 21 | 6 | 1 | 0 | 0
12 | 18 | 22 | 6 | 1 | 0 | 0
12 | 18 | 23 | 6 | 1 | 0 | 0
12 | 19 | 0 | 7 | 1 | 0 | 0
12 | 19 | 1 | 7 | 1 | 0 | 0
12 | 19 | 2 | 7 | 1 | 0 | 0
12 | 19 | 3 | 7 | 1 | 0 | 0
12 | 19 | 4 | 7 | 1 | 0 | 0
12 | 19 | 5 | 7 | 1 | 0 | 0
12 | 19 | 6 | 7 | 1 | 0 | 0
12 | 19 | 7 | 7 | 1 | 0 | 0
12 | 19 | 8 | 7 | 1 | 0 | 0
12 | 19 | 9 | 7 | 1 | 1.4518e-09 | 1.8265e-09
12 | 19 | 10 | 7 | 1 | 3.2126e-09 | 4.0419e-09
12 | 19 | 11 | 7 | 1 | 4.5284e-09 | 5.6974e-09
12 | 19 | 12 | 7 | 1 | 7.2169e-09 | 9.0799e-09
12 | 19 | 13 | 7 | 1 | 7.8678e-09 | 9.8988e-09
12 | 19 | 14 | 7 | 1 | 7.1618e-09 | 9.0106e-09
12 | 19 | 15 | 7 | 1 | 8.4604e-09 | 1.0644e-08
12 | 19 | 16 | 7 | 1 | 1.9623e-08 | 2.4689e-08
12 | 19 | 17 | 7 | 1 | 1.962e-07 | 2.4685e-07
12 | 19 | 18 | 7 | 1 | 6.3011e-07 | 7.9277e-07
12 | 19 | 19 | 7 | 1 | 8.2144e-07 | 1.0335e-06
12 | 19 | 20 | 7 | 1 | 8.6169e-07 | 1.0841e-06
12 | 19 | 21 | 7 | 1 | 7.107e-07 | 8.9417e-07
12 | 19 | 22 | 7 | 1 | 3.7169e-07 | 4.6764e-07
12 | 19 | 23 | 7 | 1 | 1.0507e-07 | 1.3219e-07
12 | 20 | 0 | 1 | 0 | 3.1806e-08 | 4.0017e-08
12 | 20 | 1 | 1 | 0 | 3.3265e-08 | 4.1853e-08
12 | 20 | 2 | 1 | 0 | 3.6685e-08 | 4.6155e-08
12 | 20 | 3 | 1 | 0 | 5.2625e-08 | 6.621e-08
12 | 20 | 4 | 1 | 0 | 9.407e-08 | 1.1835e-07
12 | 20 | 5 | 1 | 0 | 4.6654e-07 | 5.8698e-07
12 | 20 | 6 | 1 | 0 | 2.2253e-06 | 2.7998e-06
12 | 20 | 7 | 1 | 0 | 1.0994e-05 | 1.3832e-05
12 | 20 | 8 | 1 | 0 | 1.4188e-05 | 1.7851e-05
12 | 20 | 9 | 1 | 0 | 9.1086e-06 | 1.146e-05
12 | 20 | 10 | 1 | 0 | 6.863e-06 | 8.6347e-06
12 | 20 | 11 | 1 | 0 | 6.0228e-06 | 7.5776e-06
12 | 20 | 12 | 1 | 0 | 2.6184e-06 | 3.2944e-06
12 | 20 | 13 | 1 | 0 | 1.827e-06 | 2.2987e-06
12 | 20 | 14 | 1 | 0 | 7.3099e-07 | 9.197e-07
12 | 20 | 15 | 1 | 0 | 2.9034e-07 | 3.653e-07
12 | 20 | 16 | 1 | 0 | 2.9024e-07 | 3.6517e-07
12 | 20 | 17 | 1 | 0 | 1.5621e-06 | 1.9653e-06
12 | 20 | 18 | 1 | 0 | 4.4832e-06 | 5.6406e-06
12 | 20 | 19 | 1 | 0 | 3.0059e-06 | 3.7819e-06
12 | 20 | 20 | 1 | 0 | 2.0286e-06 | 2.5523e-06
12 | 20 | 21 | 1 | 0 | 7.6188e-07 | 9.5856e-07
12 | 20 | 22 | 1 | 0 | 1.9477e-07 | 2.4506e-07
12 | 20 | 23 | 1 | 0 | 3.108e-08 | 3.9103e-08
12 | 21 | 0 | 2 | 0 | 4.6381e-09 | 5.8355e-09
12 | 21 | 1 | 2 | 0 | 1.1889e-09 | 1.4958e-09
12 | 21 | 2 | 2 | 0 | 1.3666e-10 | 1.7194e-10
12 | 21 | 3 | 2 | 0 | 0 | 0
12 | 21 | 4 | 2 | 0 | 0 | 0
12 | 21 | 5 | 2 | 0 | 3.2792e-10 | 4.1258e-10
12 | 21 | 6 | 2 | 0 | 6.0596e-09 | 7.6239e-09
12 | 21 | 7 | 2 | 0 | 3.3028e-08 | 4.1555e-08
12 | 21 | 8 | 2 | 0 | 3.6685e-08 | 4.6155e-08
12 | 21 | 9 | 2 | 0 | 4.1445e-08 | 5.2144e-08
12 | 21 | 10 | 2 | 0 | 2.6565e-08 | 3.3423e-08
12 | 21 | 11 | 2 | 0 | 1.3616e-08 | 1.713e-08
12 | 21 | 12 | 2 | 0 | 8.2615e-09 | 1.0394e-08
12 | 21 | 13 | 2 | 0 | 5.5993e-09 | 7.0448e-09
12 | 21 | 14 | 2 | 0 | 2.9159e-09 | 3.6686e-09
12 | 21 | 15 | 2 | 0 | 2.5665e-09 | 3.229e-09
12 | 21 | 16 | 2 | 0 | 1.7697e-09 | 2.2265e-09
12 | 21 | 17 | 2 | 0 | 6.5118e-09 | 8.1929e-09
12 | 21 | 18 | 2 | 0 | 1.3416e-08 | 1.6879e-08
12 | 21 | 19 | 2 | 0 | 6.7192e-09 | 8.4537e-09
12 | 21 | 20 | 2 | 0 | 6.152e-09 | 7.7402e-09
12 | 21 | 21 | 2 | 0 | 2.465e-09 | 3.1014e-09
12 | 21 | 22 | 2 | 0 | 5.183e-10 | 6.521e-10
12 | 21 | 23 | 2 | 0 | 0 | 0
12 | 22 | 0 | 3 | 0 | 0 | 0
12 | 22 | 1 | 3 | 0 | 0 | 0
12 | 22 | 2 | 3 | 0 | 0 | 0
12 | 22 | 3 | 3 | 0 | 0 | 0
12 | 22 | 4 | 3 | 0 | 0 | 0
12 | 22 | 5 | 3 | 0 | 0 | 0
12 | 22 | 6 | 3 | 0 | 0 | 0
12 | 22 | 7 | 3 | 0 | 7.3265e-09 | 9.2178e-09
12 | 22 | 8 | 3 | 0 | 2.0753e-08 | 2.611e-08
12 | 22 | 9 | 3 | 0 | 3.8137e-08 | 4.7982e-08
12 | 22 | 10 | 3 | 0 | 4.1118e-08 | 5.1733e-08
12 | 22 | 11 | 3 | 0 | 3.9273e-08 | 4.9412e-08
12 | 22 | 12 | 3 | 0 | 3.6685e-08 | 4.6155e-08
12 | 22 | 13 | 3 | 0 | 3.1317e-08 | 3.9401e-08
12 | 22 | 14 | 3 | 0 | 3.0633e-08 | 3.854e-08
12 | 22 | 15 | 3 | 0 | 2.7596e-08 | 3.472e-08
12 | 22 | 16 | 3 | 0 | 2.1743e-08 | 2.7356e-08
12 | 22 | 17 | 3 | 0 | 6.9152e-08 | 8.7003e-08
12 | 22 | 18 | 3 | 0 | 1.0279e-07 | 1.2932e-07
12 | 22 | 19 | 3 | 0 | 6.7079e-08 | 8.4395e-08
12 | 22 | 20 | 3 | 0 | 3.8137e-08 | 4.7982e-08
12 | 22 | 21 | 3 | 0 | 1.6513e-08 | 2.0776e-08
12 | 22 | 22 | 3 | 0 | 7.8626e-09 | 9.8924e-09
12 | 22 | 23 | 3 | 0 | 8.9596e-10 | 1.1273e-09
12 | 23 | 0 | 4 | 0 | 0 | 0
12 | 23 | 1 | 4 | 0 | 0 | 0
12 | 23 | 2 | 4 | 0 | 0 | 0
12 | 23 | 3 | 4 | 0 | 0 | 0
12 | 23 | 4 | 4 | 0 | 0 | 0
12 | 23 | 5 | 4 | 0 | 0 | 0
12 | 23 | 6 | 4 | 0 | 5.6205e-10 | 7.0714e-10
12 | 23 | 7 | 4 | 0 | 3.802e-09 | 4.7834e-09
12 | 23 | 8 | 4 | 0 | 8.6619e-09 | 1.0898e-08
12 | 23 | 9 | 4 | 0 | 4.2705e-08 | 5.373e-08
12 | 23 | 10 | 4 | 0 | 7.5059e-08 | 9.4436e-08
12 | 23 | 11 | 4 | 0 | 6.3745e-08 | 8.0201e-08
12 | 23 | 12 | 4 | 0 | 5.9213e-08 | 7.4499e-08
12 | 23 | 13 | 4 | 0 | 4.6394e-08 | 5.8371e-08
12 | 23 | 14 | 4 | 0 | 1.6777e-08 | 2.1108e-08
12 | 23 | 15 | 4 | 0 | 1.1067e-08 | 1.3924e-08
12 | 23 | 16 | 4 | 0 | 1.1328e-08 | 1.4253e-08
12 | 23 | 17 | 4 | 0 | 6.3201e-08 | 7.9516e-08
12 | 23 | 18 | 4 | 0 | 2.14e-07 | 2.6925e-07
12 | 23 | 19 | 4 | 0 | 1.9061e-07 | 2.3982e-07
12 | 23 | 20 | 4 | 0 | 1.4459e-07 | 1.8192e-07
12 | 23 | 21 | 4 | 0 | 1.0507e-07 | 1.3219e-07
12 | 23 | 22 | 4 | 0 | 4.0501e-08 | 5.0957e-08
12 | 23 | 23 | 4 | 0 | 1.0153e-08 | 1.2775e-08
12 | 24 | 0 | 5 | 0 | 4.1345e-09 | 5.2018e-09
12 | 24 | 1 | 5 | 0 | 1.8783e-09 | 2.3631e-09
12 | 24 | 2 | 5 | 0 | 1.283e-09 | 1.6143e-09
12 | 24 | 3 | 5 | 0 | 1.1788e-09 | 1.483e-09
12 | 24 | 4 | 5 | 0 | 1.8304e-09 | 2.3029e-09
12 | 24 | 5 | 5 | 0 | 2.7782e-09 | 3.4954e-09
12 | 24 | 6 | 5 | 0 | 7.0437e-09 | 8.862e-09
12 | 24 | 7 | 5 | 0 | 2.0257e-08 | 2.5487e-08
12 | 24 | 8 | 5 | 0 | 5.6212e-08 | 7.0723e-08
12 | 24 | 9 | 5 | 0 | 8.8656e-08 | 1.1154e-07
12 | 24 | 10 | 5 | 0 | 4.4709e-08 | 5.6251e-08
12 | 24 | 11 | 5 | 0 | 1.9644e-08 | 2.4715e-08
12 | 24 | 12 | 5 | 0 | 8.0136e-09 | 1.0082e-08
12 | 24 | 13 | 5 | 0 | 3.167e-09 | 3.9846e-09
12 | 24 | 14 | 5 | 0 | 1.3509e-09 | 1.6997e-09
12 | 24 | 15 | 5 | 0 | 4.7009e-10 | 5.9145e-10
12 | 24 | 16 | 5 | 0 | 1.0117e-09 | 1.2729e-09
12 | 24 | 17 | 5 | 0 | 8.8781e-09 | 1.117e-08
12 | 24 | 18 | 5 | 0 | 4.5674e-08 | 5.7465e-08
12 | 24 | 19 | 5 | 0 | 3.5901e-08 | 4.5169e-08
12 | 24 | 20 | 5 | 0 | 5.7025e-08 | 7.1746e-08
12 | 24 | 21 | 5 | 0 | 6.4675e-08 | 8.137e-08
12 | 24 | 22 | 5 | 0 | 4.9971e-08 | 6.2871e-08
12 | 24 | 23 | 5 | 0 | 2.6967e-08 | 3.3929e-08
12 | 25 | 0 | 6 | 1 | 1.321e-08 | 1.662e-08
12 | 25 | 1 | 6 | 1 | 7.9343e-09 | 9.9825e-09
12 | 25 | 2 | 6 | 1 | 5.2858e-09 | 6.6503e-09
12 | 25 | 3 | 6 | 1 | 6.152e-09 | 7.7402e-09
12 | 25 | 4 | 6 | 1 | 6.0596e-09 | 7.6239e-09
12 | 25 | 5 | 6 | 1 | 9.6853e-09 | 1.2186e-08
12 | 25 | 6 | 6 | 1 | 1.7168e-08 | 2.16e-08
12 | 25 | 7 | 6 | 1 | 4.882e-08 | 6.1422e-08
12 | 25 | 8 | 6 | 1 | 5.7895e-08 | 7.284e-08
12 | 25 | 9 | 6 | 1 | 4.6725e-08 | 5.8788e-08
12 | 25 | 10 | 6 | 1 | 1.2724e-08 | 1.6008e-08
12 | 25 | 11 | 6 | 1 | 2.6754e-09 | 3.366e-09
12 | 25 | 12 | 6 | 1 | 0 | 0
12 | 25 | 13 | 6 | 1 | 0 | 0
12 | 25 | 14 | 6 | 1 | 0 | 0
12 | 25 | 15 | 6 | 1 | 0 | 0
12 | 25 | 16 | 6 | 1 | 0 | 0
12 | 25 | 17 | 6 | 1 | 0 | 0
12 | 25 | 18 | 6 | 1 | 3.2792e-10 | 4.1258e-10
12 | 25 | 19 | 6 | 1 | 5.2281e-10 | 6.5777e-10
12 | 25 | 20 | 6 | 1 | 7.0705e-10 | 8.8958e-10
12 | 25 | 21 | 6 | 1 | 5.573e-10 | 7.0117e-10
12 | 25 | 22 | 6 | 1 | 0 | 0
12 | 25 | 23 | 6 | 1 | 0 | 0
12 | 26 | 0 | 7 | 1 | 0 | 0
12 | 26 | 1 | 7 | 1 | 0 | 0
12 | 26 | 2 | 7 | 1 | 0 | 0
12 | 26 | 3 | 7 | 1 | 0 | 0
12 | 26 | 4 | 7 | 1 | 0 | 0
12 | 26 | 5 | 7 | 1 | 0 | 0
12 | 26 | 6 | 7 | 1 | 0 | 0
12 | 26 | 7 | 7 | 1 | 0 | 0
12 | 26 | 8 | 7 | 1 | 0 | 0
12 | 26 | 9 | 7 | 1 | 1.1557e-10 | 1.4541e-10
12 | 26 | 10 | 7 | 1 | 0 | 0
12 | 26 | 11 | 7 | 1 | 0 | 0
12 | 26 | 12 | 7 | 1 | 0 | 0
12 | 26 | 13 | 7 | 1 | 0 | 0
12 | 26 | 14 | 7 | 1 | 0 | 0
12 | 26 | 15 | 7 | 1 | 0 | 0
12 | 26 | 16 | 7 | 1 | 0 | 0
12 | 26 | 17 | 7 | 1 | 1.2404e-09 | 1.5606e-09
12 | 26 | 18 | 7 | 1 | 8.6619e-09 | 1.0898e-08
12 | 26 | 19 | 7 | 1 | 1.0153e-08 | 1.2775e-08
12 | 26 | 20 | 7 | 1 | 9.6853e-09 | 1.2186e-08
12 | 26 | 21 | 7 | 1 | 8.8781e-09 | 1.117e-08
12 | 26 | 22 | 7 | 1 | 3.5351e-09 | 4.4477e-09
12 | 26 | 23 | 7 | 1 | 3.461e-10 | 4.3545e-10
12 | 27 | 0 | 1 | 0 | 0 | 0
12 | 27 | 1 | 1 | 0 | 0 | 0
12 | 27 | 2 | 1 | 0 | 0 | 0
12 | 27 | 3 | 1 | 0 | 0 | 0
12 | 27 | 4 | 1 | 0 | 0 | 0
12 | 27 | 5 | 1 | 0 | 1.3255e-09 | 1.6677e-09
12 | 27 | 6 | 1 | 0 | 1.0644e-08 | 1.3391e-08
12 | 27 | 7 | 1 | 0 | 7.917e-08 | 9.9608e-08
12 | 27 | 8 | 1 | 0 | 1.6602e-07 | 2.0887e-07
12 | 27 | 9 | 1 | 0 | 1.7592e-07 | 2.2133e-07
12 | 27 | 10 | 1 | 0 | 8.609e-08 | 1.0831e-07
12 | 27 | 11 | 1 | 0 | 3.0893e-08 | 3.8868e-08
12 | 27 | 12 | 1 | 0 | 1.117e-08 | 1.4054e-08
12 | 27 | 13 | 1 | 0 | 3.6887e-09 | 4.6409e-09
12 | 27 | 14 | 1 | 0 | 2.06e-09 | 2.5918e-09
12 | 27 | 15 | 1 | 0 | 9.6236e-10 | 1.2108e-09
12 | 27 | 16 | 1 | 0 | 2.0583e-09 | 2.5896e-09
12 | 27 | 17 | 1 | 0 | 1.5386e-08 | 1.9358e-08
12 | 27 | 18 | 1 | 0 | 7.7933e-08 | 9.8052e-08
12 | 27 | 19 | 1 | 0 | 6.9152e-08 | 8.7003e-08
12 | 27 | 20 | 1 | 0 | 7.6146e-08 | 9.5803e-08
12 | 27 | 21 | 1 | 0 | 5.0715e-08 | 6.3807e-08
12 | 27 | 22 | 1 | 0 | 1.6245e-08 | 2.0438e-08
12 | 27 | 23 | 1 | 0 | 4.2737e-09 | 5.377e-09
12 | 28 | 0 | 2 | 0 | 1.123e-09 | 1.4129e-09
12 | 28 | 1 | 2 | 0 | 6.3373e-10 | 7.9732e-10
12 | 28 | 2 | 2 | 0 | 1.1909e-10 | 1.4983e-10
12 | 28 | 3 | 2 | 0 | 2.3941e-10 | 3.0121e-10
12 | 28 | 4 | 2 | 0 | 5.183e-10 | 6.521e-10
12 | 28 | 5 | 2 | 0 | 2.5261e-09 | 3.1782e-09
12 | 28 | 6 | 2 | 0 | 2.059e-08 | 2.5905e-08
12 | 28 | 7 | 2 | 0 | 7.8552e-08 | 9.883e-08
12 | 28 | 8 | 2 | 0 | 1.3389e-07 | 1.6846e-07
12 | 28 | 9 | 2 | 0 | 7.1278e-08 | 8.9679e-08
12 | 28 | 10 | 2 | 0 | 3.2812e-08 | 4.1283e-08
12 | 28 | 11 | 2 | 0 | 7.4514e-09 | 9.375e-09
12 | 28 | 12 | 2 | 0 | 2.8507e-09 | 3.5866e-09
12 | 28 | 13 | 2 | 0 | 4.4863e-10 | 5.6445e-10
12 | 28 | 14 | 2 | 0 | 0 | 0
12 | 28 | 15 | 2 | 0 | 0 | 0
12 | 28 | 16 | 2 | 0 | 0 | 0
12 | 28 | 17 | 2 | 0 | 2.5261e-09 | 3.1782e-09
12 | 28 | 18 | 2 | 0 | 8.457e-09 | 1.064e-08
12 | 28 | 19 | 2 | 0 | 7.3824e-09 | 9.2882e-09
12 | 28 | 20 | 2 | 0 | 4.6381e-09 | 5.8355e-09
12 | 28 | 21 | 2 | 0 | 1.6385e-09 | 2.0615e-09
12 | 28 | 22 | 2 | 0 | 0 | 0
12 | 28 | 23 | 2 | 0 | 0 | 0
12 | 29 | 0 | 3 | 0 | 0 | 0
12 | 29 | 1 | 3 | 0 | 0 | 0
12 | 29 | 2 | 3 | 0 | 0 | 0
12 | 29 | 3 | 3 | 0 | 0 | 0
12 | 29 | 4 | 3 | 0 | 0 | 0
12 | 29 | 5 | 3 | 0 | 0 | 0
12 | 29 | 6 | 3 | 0 | 0 | 0
12 | 29 | 7 | 3 | 0 | 0 | 0
12 | 29 | 8 | 3 | 0 | 1.1639e-10 | 1.4643e-10
12 | 29 | 9 | 3 | 0 | 6.1225e-10 | 7.703e-10
12 | 29 | 10 | 3 | 0 | 1.2933e-09 | 1.6271e-09
12 | 29 | 11 | 3 | 0 | 4.5601e-10 | 5.7373e-10
12 | 29 | 12 | 3 | 0 | 0 | 0
12 | 29 | 13 | 3 | 0 | 0 | 0
12 | 29 | 14 | 3 | 0 | 0 | 0
12 | 29 | 15 | 3 | 0 | 0 | 0
12 | 29 | 16 | 3 | 0 | 0 | 0
12 | 29 | 17 | 3 | 0 | 0 | 0
12 | 29 | 18 | 3 | 0 | 5.183e-10 | 6.521e-10
12 | 29 | 19 | 3 | 0 | 0 | 0
12 | 29 | 20 | 3 | 0 | 0 | 0
12 | 29 | 21 | 3 | 0 | 0 | 0
12 | 29 | 22 | 3 | 0 | 0 | 0
12 | 29 | 23 | 3 | 0 | 0 | 0
12 | 30 | 0 | 4 | 0 | 0 | 0
12 | 30 | 1 | 4 | 0 | 0 | 0
12 | 30 | 2 | 4 | 0 | 0 | 0
12 | 30 | 3 | 4 | 0 | 0 | 0
12 | 30 | 4 | 4 | 0 | 0 | 0
12 | 30 | 5 | 4 | 0 | 0 | 0
12 | 30 | 6 | 4 | 0 | 0 | 0
12 | 30 | 7 | 4 | 0 | 0 | 0
12 | 30 | 8 | 4 | 0 | 0 | 0
12 | 30 | 9 | 4 | 0 | 0 | 0
12 | 30 | 10 | 4 | 0 | 0 | 0
12 | 30 | 11 | 4 | 0 | 0 | 0
12 | 30 | 12 | 4 | 0 | 0 | 0
12 | 30 | 13 | 4 | 0 | 0 | 0
12 | 30 | 14 | 4 | 0 | 0 | 0
12 | 30 | 15 | 4 | 0 | 0 | 0
12 | 30 | 16 | 4 | 0 | 0 | 0
12 | 30 | 17 | 4 | 0 | 0 | 0
12 | 30 | 18 | 4 | 0 | 0 | 0
12 | 30 | 19 | 4 | 0 | 0 | 0
12 | 30 | 20 | 4 | 0 | 0 | 0
12 | 30 | 21 | 4 | 0 | 0 | 0
12 | 30 | 22 | 4 | 0 | 0 | 0
12 | 30 | 23 | 4 | 0 | 0 | 0
12 | 31 | 0 | 5 | 0 | 0 | 0
12 | 31 | 1 | 5 | 0 | 0 | 0
12 | 31 | 2 | 5 | 0 | 0 | 0
12 | 31 | 3 | 5 | 0 | 0 | 0
12 | 31 | 4 | 5 | 0 | 0 | 0
12 | 31 | 5 | 5 | 0 | 0 | 0
12 | 31 | 6 | 5 | 0 | 0 | 0
12 | 31 | 7 | 5 | 0 | 0 | 0
12 | 31 | 8 | 5 | 0 | 0 | 0
12 | 31 | 9 | 5 | 0 | 0 | 0
12 | 31 | 10 | 5 | 0 | 0 | 0
12 | 31 | 11 | 5 | 0 | 0 | 0
12 | 31 | 12 | 5 | 0 | 0 | 0
12 | 31 | 13 | 5 | 0 | 0 | 0
12 | 31 | 14 | 5 | 0 | 0 | 0
12 | 31 | 15 | 5 | 0 | 0 | 0
12 | 31 | 16 | 5 | 0 | 0 | 0
12 | 31 | 17 | 5 | 0 | 0 | 0
12 | 31 | 18 | 5 | 0 | 0 | 0
12 | 31 | 19 | 5 | 0 | 0 | 0
12 | 31 | 20 | 5 | 0 | 0 | 0
12 | 31 | 21 | 5 | 0 | 0 | 0
12 | 31 | 22 | 5 | 0 | 0 | 0
12 | 31 | 23 | 5 | 0 | 0 | 0
[5 empty] | 0.79482 | 1

## CurrentMkt
|  | Avoided Energy | [5 empty] | Market/Index |  |  |  | Market less Avoided Energy |  |  | Index Solar less Avoided Energy |  | Index Wind less Avoided Energy |  | 1 | 2 | 3 | 4 | $/MWh
| Year | Solar: Single-Axis Tracking | Solar: Fixed Tilt | Wind | Other |  | Year | Market: Solar | Index: Solar | Index: Wind | Year | Solar: Single-Axis Tracking | Solar: Fixed Tilt | Wind | Solar: Single-Axis Tracking | Solar: Fixed Tilt | Wind | SCCT | Solar: Single-Axis Tracking | Solar: Fixed Tilt | Wind | Other | Solar: Single-Axis Tracking | Solar: Fixed Tilt | Wind | Other
| 2022 | 23.0424 | 23.3343 | 22.5534 | 22.0604 |  | 2022 | 27.82 | 32.96 | 29.9 | 2022 | 0 | 0 | N/A | 0 | 0 | 0 | 106487.2089 | 39633.4115 | 61911.6633 | 30516.1731 | 106487.2089 | 17.4314 | 46.5889 | 13.7472 | 12.1561
| 2023 | 22.8344 | 23.0477 | 22.4724 | 22.0164 |  | 2023 | 27.82 | 32.96 | 29.9 | 2023 | 0 | 0 | N/A | 0 | 0 | 0 | 108372.1659 | 40334.9725 | 63007.5772 | 31056.3475 | 108372.1659 | 17.74 | 47.4136 | 13.9905 | 12.3713
| 2024 | 23.121 | 23.378 | 22.812 | 22.3085 |  | 2024 | 27.82 | 32.96 | 29.9 | 2024 | 0 | 0 | N/A | 0 | 0 | 0 | 110290.7639 | 41049.0543 | 64123.0501 | 31606.1626 | 110290.7639 | 18.054 | 48.253 | 14.2382 | 12.5903
| 2025 | 23.2409 | 23.4925 | 23.0962 | 22.5371 |  | 2025 | 27.82 | 32.96 | 29.9 | 2025 | 0 | 0 | N/A | 0 | 0 | 0 | 112243.6084 | 41775.8824 | 65258.4339 | 32165.7917 | 112243.6084 | 18.3737 | 49.1074 | 14.4903 | 12.8132
| 2026 | 22.6396 | 22.8182 | 22.3403 | 21.8979 |  | 2026 | 27.82 | 32.96 | 29.9 | 2026 | 0 | 0 | N/A | 0 | 0 | 0 | 114231.3161 | 42515.6861 | 66414.0872 | 32735.4116 | 114231.3161 | 18.6991 | 49.977 | 14.7469 | 13.0401
| 2027 | 23.0316 | 23.2391 | 22.798 | 22.3589 |  | 2027 | 27.82 | 32.96 | 29.9 | 2027 | 0 | 0 | N/A | 0 | 0 | 0 | 116254.5146 | 43268.6992 | 67590.3748 | 33315.2021 | 116254.5146 | 19.0303 | 50.8622 | 15.0081 | 13.2711
| 2028 | 22.8093 | 22.9452 | 22.7002 | 21.9979 |  | 2028 | 27.82 | 32.96 | 29.9 | 2028 | 5.0107 | 4.8748 | N/A | 10.1507 | 10.0148 | 7.1998 | 118313.8431 | 44035.1595 | 68787.6684 | 33905.3465 | 118313.8431 | 19.3674 | 51.7632 | 15.2739 | 13.5061
| 2029 | 23.2425 | 23.3959 | 23.0859 | 22.4199 |  | 2029 | 27.82 | 32.96 | 29.9 | 2029 | 4.5775 | 4.4241 | N/A | 9.7175 | 9.5641 | 6.8141 | 120409.9524 | 44815.3091 | 70006.3463 | 34506.0311 | 120409.9524 | 19.7105 | 52.6802 | 15.5445 | 13.7454
| 2030 | 23.8166 | 23.9375 | 23.7169 | 23.0812 |  | 2030 | 27.82 | 32.96 | 29.9 | 2030 | 4.0034 | 3.8825 | N/A | 9.1434 | 9.0225 | 6.1831 | 122543.505 | 45609.3948 | 71246.7938 | 35117.446 | 122543.505 | 20.0598 | 53.6137 | 15.82 | 13.989
| 2031 | 24.3377 | 24.4755 | 24.3285 | 23.6083 |  | 2031 | 27.82 | 32.96 | 29.9 | 2031 | 3.4823 | 3.3445 | N/A | 8.6223 | 8.4845 | 5.5715 | 124715.1755 | 46417.6676 | 72509.403 | 35739.7843 | 124715.1755 | 20.4153 | 54.5638 | 16.1003 | 14.2369
| 2032 | 24.8877 | 25.0494 | 24.801 | 24.1072 |  | 2032 | 27.82 | 32.96 | 29.9 | 2032 | 2.9323 | 2.7706 | N/A | 8.0723 | 7.9106 | 5.099 | 126925.6508 | 47240.3831 | 73794.5734 | 36373.243 | 126925.6508 | 20.7771 | 55.5309 | 16.3857 | 14.4892
| 2033 | 25.4901 | 25.6535 | 25.456 | 24.6947 |  | 2033 | 27.82 | 32.96 | 29.9 | 2033 | 2.3299 | 2.1665 | N/A | 7.4699 | 7.3065 | 4.444 | 129175.6303 | 48077.8016 | 75102.7115 | 37018.0224 | 129175.6303 | 21.1454 | 56.5153 | 16.6762 | 14.7461
| 2034 | 25.2476 | 25.4922 | 25.2593 | 24.0687 |  | 2034 | 27.82 | 32.96 | 29.9 | 2034 | 2.5724 | 2.3278 | N/A | 7.7124 | 7.4678 | 4.6407 | 131465.826 | 48930.1882 | 76434.2313 | 37674.3267 | 131465.826 | 21.5203 | 57.5173 | 16.9718 | 15.0075
| 2035 | 25.7583 | 26.0488 | 25.6933 | 24.5169 |  | 2035 | 27.82 | 32.96 | 29.9 | 2035 | 2.0617 | 1.7712 | N/A | 7.2017 | 6.9112 | 4.2067 | 133796.9631 | 49797.8127 | 77789.5543 | 38342.3636 | 133796.9631 | 21.9019 | 58.5372 | 17.2728 | 15.2736
| 2036 | 26.2427 | 26.474 | 26.1472 | 25.0662 |  | 2036 | 27.82 | 32.96 | 29.9 | 2036 | 1.5773 | 1.346 | N/A | 6.7173 | 6.486 | 3.7528 | 136169.7796 | 50680.9499 | 79169.1098 | 39022.3446 | 136169.7796 | 22.2903 | 59.5753 | 17.5791 | 15.5445
| 2037 | 26.0142 | 26.2879 | 25.9511 | 24.7347 |  | 2037 | 27.82 | 32.96 | 29.9 | 2037 | 1.8058 | 1.5321 | N/A | 6.9458 | 6.6721 | 3.9489 | 138585.0272 | 51579.8795 | 80573.3348 | 39714.4851 | 138585.0272 | 22.6857 | 60.632 | 17.8909 | 15.8202
| 2038 | 26.0699 | 26.4689 | 25.8714 | 24.6511 |  | 2038 | 27.82 | 32.96 | 29.9 | 2038 | 1.7501 | 1.3511 | N/A | 6.8901 | 6.4911 | 4.0286 | 141043.4713 | 52494.8864 | 82002.6742 | 40419.0045 | 141043.4713 | 23.0881 | 61.7076 | 18.2083 | 16.1009
| 2039 | 24.034 | 24.3906 | 25.1892 | 23.4213 |  | 2039 | 27.82 | 32.96 | 29.9 | 2039 | 3.786 | 3.4294 | N/A | 8.926 | 8.5694 | 4.7108 | 143545.8911 | 53426.2605 | 83457.5811 | 41136.1261 | 143545.8911 | 23.4977 | 62.8024 | 18.5313 | 16.3865
| 2040 | 23.6535 | 24.046 | 23.6772 | 22.8201 |  | 2040 | 27.82 | 32.96 | 29.9 | 2040 | 4.1665 | 3.774 | N/A | 9.3065 | 8.914 | 6.2228 | 146093.0799 | 54374.2972 | 84938.5167 | 41866.0772 | 146093.0799 | 23.9147 | 63.9168 | 18.8601 | 16.6773
| 2041 | 23.4471 | 23.7474 | 23.7592 | 22.821 |  | 2041 | 27.82 | 32.96 | 29.9 | 2041 | 4.3729 | 4.0726 | N/A | 9.5129 | 9.2126 | 6.1408 | 148685.8458 | 55339.2972 | 86445.9507 | 42609.0894 | 148685.8458 | 24.3391 | 65.0511 | 19.1949 | 16.9733
| 2042 | 23.7643 | 24.0609 | 24.1523 | 23.1805 |  | 2042 | 27.82 | 32.96 | 29.9 | 2042 | 4.0557 | 3.7591 | N/A | 9.1957 | 8.8991 | 5.7477 | 151325.0111 | 56321.5666 | 87980.3615 | 43365.3983 | 151325.0111 | 24.7712 | 66.2058 | 19.5356 | 17.2745
| 2043 | 24.3809 | 24.67 | 24.4853 | 23.5821 |  | 2043 | 27.82 | 32.96 | 29.9 | 2043 | 3.4391 | 3.15 | N/A | 8.5791 | 8.29 | 5.4147 | 154011.4136 | 57321.4172 | 89542.2359 | 44135.244 | 154011.4136 | 25.2109 | 67.3811 | 19.8824 | 17.5812
| 2044 | 24.8109 | 25.1287 | 25.1865 | 24.0987 |  | 2044 | 27.82 | 32.96 | 29.9 | 2044 | 3.0091 | 2.6913 | N/A | 8.1491 | 7.8313 | 4.7135 | 156745.9059 | 58339.1662 | 91132.0697 | 44918.8709 | 156745.9059 | 25.6585 | 68.5775 | 20.2354 | 17.8934
| 2045 | 25.6472 | 26.054 | 25.5648 | 24.719 |  | 2045 | 27.82 | 32.96 | 29.9 | 2045 | 2.1728 | 1.766 | N/A | 7.3128 | 6.906 | 4.3352 | 159529.3564 | 59375.137 | 92750.3678 | 45716.5278 | 159529.3564 | 26.1142 | 69.7953 | 20.5947 | 18.2111
| Avoided Energy |  | 20-Year Energy Payment for Contract Beginning:
|  | 2-Year PPA | 2022 | 2023 | 2024 | 2025 | 2026
1 | Solar: Single-Axis Tracking | 22.9384 | 23.8475 | 23.9199 | 24.0319 | 24.1358 | 24.2565
2 | Solar: Fixed Tilt | 23.191 | 24.0737 | 24.1419 | 24.2564 | 24.3596 | 24.4823
3 | Wind | 22.5129 | 23.7094 | 23.8275 | 23.9694 | 24.1071 | 24.2372
4 | Other | 22.0384 | 22.9838 | 23.0742 | 23.1848 | 23.2888 | 23.3943
| 2028 Capacity Need | Note: Change cell C10 in LevelCT worksheet to change year of capacity need.
| Avoided Capacity |  | 20-Year Demand Payment for Contract Beginning
|  | 2-Year PPA | 2022 | 2023 | 2024 | 2025 | 2026
1 | Solar: Single-Axis Tracking | 0 | 1.8238 | 2.0486 | 2.2731 | 2.502 | 2.7253
2 | Solar: Fixed Tilt | 0 | 1.7026 | 1.9117 | 2.1198 | 2.3303 | 2.5319
3 | Wind | 0 | N/A | N/A | N/A | N/A | N/A
4 | Solar: Single-Axis Tracking | 0 | 4.6783 | 5.2246 | 5.7924 | 6.3876 | 7.0021
5 | Solar: Fixed Tilt | 0 | 4.5571 | 5.0878 | 5.639 | 6.2159 | 6.8086
6 | Wind | 0 | 2.9768 | 3.3218 | 3.6818 | 4.0484 | 4.4304

## LevelCT
| WACC | 6.75%
| 1st Year of Analysis Period | 2021
| Capital | ECC |  | 3 |  | CF | RR | ECC | PV | FCR
| Base Year for ALL Costs | 2021
| Sales Tax | 6%
| Operating Scenario | 1
| Proposal | 1
| Evaluate Proposals Over Fixed Period | 1
| 1st Year of Fixed Period | 2028
| Last Year of Fixed Period | 2070
| QF Contract Begins | 2024
| QF Term | 20
| Respondent | NREL
| Technology | SCCT
| Description | SB SCCT (220 MW) |  |  | 1927200
| Location | Greenfield
| Capacity | 220
| Cost Item | 2021 | 2022 | 2023 | 2024 | 2025 | 2026 | 2027 | 2028 | 2029 | 2030 | 2031 | 2032 | 2033 | 2034 | 2035 | 2036 | 2037 | 2038 | 2039 | 2040 | 2041 | 2042 | 2043 | 2044 | 2045 | 2046 | 2047 | 2048 | 2049 | 2050 | 2051 | 2052 | 2053 | 2054 | 2055 | 2056 | 2057 | 2058 | 2059 | 2060 | 2061 | 2062 | 2063 | 2064 | 2065 | 2066 | 2067 | 2068 | 2069 | 2070
1 | Overnight Capital | 0 | 0 | 0 | 0 | 0 | 0 | 0 | 17369580.3696 | 17657535.1045 | 17950263.5834 | 18247844.9459 | 18550359.6435 | 18857889.4618 | 19170517.5418 | 19488328.4031 | 19811407.9663 | 20139843.5766 | 20473724.0271 | 20813139.5829 | 21158182.0056 | 21508944.5779 | 21865522.1292 | 22228011.0607 | 22596509.3719 | 22971116.687 | 23351934.2817 | 23739065.1106 | 24132613.8352 | 24532686.852 | 24939392.3215 | 25352840.1972 | 25773142.2554 | 26200412.1254 | 26634765.3203 | 27076319.2684 | 27525193.3443 | 27981508.902 | 0 | 0 | 0 | 0 | 0 | 0 | 0 | 0 | 0 | 0 | 0 | 0 | 0
2 | Capital w/ Profile | 0 | 0 | 0 | 0 | 0 | 0 | 0 | 0 | 0 | 0 | 0 | 0 | 0 | 0 | 0 | 0 | 0 | 0 | 0 | 0 | 0 | 0 | 0 | 0 | 0 | 0 | 0 | 0 | 0 | 0 | 0 | 0 | 0 | 0 | 0 | 0 | 0 | 0 | 0 | 0 | 0 | 0 | 0 | 0 | 0 | 0 | 0 | 0 | 0 | 0
3 | XM System Upgrades | 0 | 0 | 0 | 0 | 0 | 0 | 0 | 0 | 0 | 0 | 0 | 0 | 0 | 0 | 0 | 0 | 0 | 0 | 0 | 0 | 0 | 0 | 0 | 0 | 0 | 0 | 0 | 0 | 0 | 0 | 0 | 0 | 0 | 0 | 0 | 0 | 0 | 0 | 0 | 0 | 0 | 0 | 0 | 0 | 0 | 0 | 0 | 0 | 0 | 0
4 | On-Going Capital #1 | 0 | 0 | 0 | 0 | 0 | 0 | 0 | 0 | 0 | 0 | 0 | 0 | 0 | 0 | 0 | 0 | 0 | 0 | 0 | 0 | 0 | 0 | 0 | 0 | 0 | 0 | 0 | 0 | 0 | 0 | 0 | 0 | 0 | 0 | 0 | 0 | 0 | 0 | 0 | 0 | 0 | 0 | 0 | 0 | 0 | 0 | 0 | 0 | 0 | 0
5 | On-Going Capital #2 | 0 | 0 | 0 | 0 | 0 | 0 | 0 | 0 | 0 | 0 | 0 | 0 | 0 | 0 | 0 | 0 | 0 | 0 | 0 | 0 | 0 | 0 | 0 | 0 | 0 | 0 | 0 | 0 | 0 | 0 | 0 | 0 | 0 | 0 | 0 | 0 | 0 | 0 | 0 | 0 | 0 | 0 | 0 | 0 | 0 | 0 | 0 | 0 | 0 | 0
6 | On-Going O&M #1 | 0 | 0 | 0 | 0 | 0 | 0 | 0 | 3055868.1334 | 3116985.4961 | 3179325.206 | 3242911.7101 | 3307769.9443 | 3373925.3432 | 3441403.8501 | 3510231.9271 | 3580436.5656 | 3652045.2969 | 3725086.2029 | 3799587.9269 | 3875579.6855 | 3953091.2792 | 4032153.1048 | 4112796.1669 | 4195052.0902 | 4278953.132 | 4364532.1947 | 4451822.8385 | 4540859.2953 | 4631676.4812 | 4724310.0108 | 4818796.2111 | 4915172.1353 | 5013475.578 | 5113745.0896 | 5216019.9913 | 5320340.3912 | 5426747.199 | 0 | 0 | 0 | 0 | 0 | 0 | 0 | 0 | 0 | 0 | 0 | 0 | 0
7 | On-Going O&M #2 | 0 | 0 | 0 | 0 | 0 | 0 | 0 | 0 | 0 | 0 | 0 | 0 | 0 | 0 | 0 | 0 | 0 | 0 | 0 | 0 | 0 | 0 | 0 | 0 | 0 | 0 | 0 | 0 | 0 | 0 | 0 | 0 | 0 | 0 | 0 | 0 | 0 | 0 | 0 | 0 | 0 | 0 | 0 | 0 | 0 | 0 | 0 | 0 | 0 | 0
8 | On-Going XM | 0 | 0 | 0 | 0 | 0 | 0 | 0 | 0 | 0 | 0 | 0 | 0 | 0 | 0 | 0 | 0 | 0 | 0 | 0 | 0 | 0 | 0 | 0 | 0 | 0 | 0 | 0 | 0 | 0 | 0 | 0 | 0 | 0 | 0 | 0 | 0 | 0 | 0 | 0 | 0 | 0 | 0 | 0 | 0 | 0 | 0 | 0 | 0 | 0 | 0
9 | On-Going FGT | 0 | 0 | 0 | 0 | 0 | 0 | 0 | 5603596.9854 | 5715668.9251 | 5829982.3036 | 5946581.9497 | 6065513.5887 | 6186823.8605 | 6310560.3377 | 6436771.5444 | 6565506.9753 | 6696817.1148 | 6830753.4571 | 6967368.5263 | 7106715.8968 | 7248850.2147 | 7393827.219 | 7541703.7634 | 7692537.8387 | 7846388.5954 | 8003316.3674 | 8163382.6947 | 8326650.3486 | 8493183.3556 | 8663047.0227 | 8836307.9631 | 9013034.1224 | 9193294.8048 | 9377160.7009 | 9564703.915 | 9755997.9933 | 9951117.9531 | 0 | 0 | 0 | 0 | 0 | 0 | 0 | 0 | 0 | 0 | 0 | 0 | 0
10 | Annual Fuel Burn | 0 | 0 | 0 | 0 | 0 | 0 | 0 | 0 | 0 | 0 | 0 | 0 | 0 | 0 | 0 | 0 | 0 | 0 | 0 | 0 | 0 | 0 | 0 | 0 | 0 | 0 | 0 | 0 | 0 | 0 | 0 | 0 | 0 | 0 | 0 | 0 | 0 | 0 | 0 | 0 | 0 | 0 | 0 | 0 | 0 | 0 | 0 | 0 | 0 | 0
11 | Energy Price | 0 | 0 | 0 | 0 | 0 | 0 | 0 | 0 | 0 | 0 | 0 | 0 | 0 | 0 | 0 | 0 | 0 | 0 | 0 | 0 | 0 | 0 | 0 | 0 | 0 | 0 | 0 | 0 | 0 | 0 | 0 | 0 | 0 | 0 | 0 | 0 | 0 | 0 | 0 | 0 | 0 | 0 | 0 | 0 | 0 | 0 | 0 | 0 | 0 | 0
12 | Variable O&M | 0 | 0 | 0 | 0 | 0 | 0 | 0 | 0 | 0 | 0 | 0 | 0 | 0 | 0 | 0 | 0 | 0 | 0 | 0 | 0 | 0 | 0 | 0 | 0 | 0 | 0 | 0 | 0 | 0 | 0 | 0 | 0 | 0 | 0 | 0 | 0 | 0 | 0 | 0 | 0 | 0 | 0 | 0 | 0 | 0 | 0 | 0 | 0 | 0 | 0
13 | Start Cost | 0 | 0 | 0 | 0 | 0 | 0 | 0 | 0 | 0 | 0 | 0 | 0 | 0 | 0 | 0 | 0 | 0 | 0 | 0 | 0 | 0 | 0 | 0 | 0 | 0 | 0 | 0 | 0 | 0 | 0 | 0 | 0 | 0 | 0 | 0 | 0 | 0 | 0 | 0 | 0 | 0 | 0 | 0 | 0 | 0 | 0 | 0 | 0 | 0 | 0
14 | Start Fuel | 0 | 0 | 0 | 0 | 0 | 0 | 0 | 0 | 0 | 0 | 0 | 0 | 0 | 0 | 0 | 0 | 0 | 0 | 0 | 0 | 0 | 0 | 0 | 0 | 0 | 0 | 0 | 0 | 0 | 0 | 0 | 0 | 0 | 0 | 0 | 0 | 0 | 0 | 0 | 0 | 0 | 0 | 0 | 0 | 0 | 0 | 0 | 0 | 0 | 0
15 | Hourly Operating Cost | 0 | 0 | 0 | 0 | 0 | 0 | 0 | 0 | 0 | 0 | 0 | 0 | 0 | 0 | 0 | 0 | 0 | 0 | 0 | 0 | 0 | 0 | 0 | 0 | 0 | 0 | 0 | 0 | 0 | 0 | 0 | 0 | 0 | 0 | 0 | 0 | 0 | 0 | 0 | 0 | 0 | 0 | 0 | 0 | 0 | 0 | 0 | 0 | 0 | 0
| Total | 0 | 0 | 0 | 0 | 0 | 0 | 0 | 26029045.4884 | 26490189.5257 | 26959571.093 | 27437338.6057 | 27923643.1766 | 28418638.6655 | 28922481.7295 | 29435331.8746 | 29957351.5072 | 30488705.9884 | 31029563.6871 | 31580096.0361 | 32140477.5878 | 32710886.0718 | 33291502.453 | 33882510.9909 | 34484099.3008 | 35096458.4145 | 35719782.8437 | 36354270.6438 | 37000123.4791 | 37657546.6888 | 38326749.3551 | 39007944.3714 | 39701348.5131 | 40407182.5082 | 41125671.1108 | 41857043.1747 | 42601531.7287 | 43359374.0541 | 0 | 0 | 0 | 0 | 0 | 0 | 0 | 0 | 0 | 0 | 0 | 0 | 0
| Generation | 0 | 0 | 0 | 0 | 0 | 0 | 0 | 289080 | 289080 | 289080 | 289080 | 289080 | 289080 | 289080 | 289080 | 289080 | 289080 | 289080 | 289080 | 289080 | 289080 | 289080 | 289080 | 289080 | 289080 | 289080 | 289080 | 289080 | 289080 | 289080 | 289080 | 289080 | 289080 | 289080 | 289080 | 289080 | 289080 | 0 | 0 | 0 | 0 | 0 | 0 | 0 | 0 | 0 | 0 | 0 | 0 | 0
| QF Contract Term | 0 | 0 | 0 | 220 | 220 | 220 | 220 | 220 | 220 | 220 | 220 | 220 | 220 | 220 | 220 | 220 | 220 | 220 | 220 | 220 | 220 | 220 | 220 | 0 | 0 | 0 | 0 | 0 | 0 | 0 | 0 | 0 | 0 | 0 | 0 | 0 | 0 | 0 | 0 | 0 | 0 | 0 | 0 | 0 | 0 | 0 | 0 | 0 | 0 | 0
| $/MW-Year | 0 | 0 | 0 | 0 | 0 | 0 | 0 | 118313.8431 | 120409.9524 | 122543.505 | 124715.1755 | 126925.6508 | 129175.6303 | 131465.826 | 133796.9631 | 136169.7796 | 138585.0272 | 141043.4713 | 143545.8911 | 146093.0799 | 148685.8458 | 151325.0111 | 154011.4136 | 156745.9059 | 159529.3564 | 162362.6493 | 165246.6847 | 168182.3795 | 171170.6668 | 174212.4971 | 177308.8381 | 180460.6751 | 183669.0114 | 186934.8687 | 190259.2872 | 193643.326 | 197088.0639 | 0 | 0 | 0 | 0 | 0 | 0 | 0 | 0 | 0 | 0 | 0 | 0 | 0
| QF: $/MW-Year | 220 2021: 90514.3471
| Levelized Cost of Energy ($/MWh) | 220 2021: 108.2191
| 90514.3471 | 220 2021: 2022; 220 2022: 2023; 220 2023: 2024; 220 2024: 2025; 220 2025: 2026; 220 2028: Loss Factor; 220 2029: 2022; 220 2030: 2023; 220 2031: 2024; 220 2032: 2025; 220 2033: 2026; 220 2034: Average; 220 2035: 2022-2024 Avg.
| 2028 | 220 2021: 72488.3302; 220 2022: 81174.5104; 220 2023: 90514.3471; 220 2024: 100553.1675; 220 2025: 111339.3801; 220 2027: LGE; 220 2028: 6.325%; 220 2029: 0.03372; 220 2030: 0.037761; 220 2031: 0.042105; 220 2032: 0.046775; 220 2033: 0.051793; 220 2034: 0.042431; 220 2035: 0.037862
| 2034 | 220 2021: 35449.2141; 220 2022: 41635.2541; 220 2023: 48306.1909; 220 2024: 55495.9607; 220 2025: 63240.8119; 220 2027: KU; 220 2028: 9.017%; 220 2029: 0.034574; 220 2030: 0.038717; 220 2031: 0.043171; 220 2032: 0.04796; 220 2033: 0.053104; 220 2034: 0.043505; 220 2035: 0.038821
| 2035 | 220 2021: 30243.4421; 220 2022: 36078.0924; 220 2023: 42373.9209; 220 2024: 49163.2624; 220 2025: 56480.6565
Denotes modified assumptions
Availability Multiplier | 2028 Need | 220 2028: CF; 220 2029: 2022; 220 2030: 2023; 220 2031: 2024; 220 2032: 2025; 220 2033: 2026
37.22% | Solar: Single-Axis Tracking | 220 2021: 26979.3888; 220 2022: 30212.2931; 220 2023: 33688.4814; 220 2024: 37424.8241; 220 2025: 41439.3382; 220 2027: 1; 220 2028: 25.96%; 220 2029: 11.866; 220 2030: 13.2879; 220 2031: 14.8167; 220 2032: 16.4601; 220 2033: 18.2257
58.14% | Solar: Fixed Tilt | 220 2021: 42144.7152; 220 2022: 47194.8604; 220 2023: 52625.0414; 220 2024: 58461.6116; 220 2025: 64732.7156; 220 2027: 1; 220 2028: 15.17%; 220 2029: 31.7142; 220 2030: 35.5144; 220 2031: 39.6007; 220 2032: 43.9927; 220 2033: 48.7118
28.66% | Wind | 220 2021: 20773.0717; 220 2022: 23262.2813; 220 2023: 25938.81; 220 2024: 28815.6473; 220 2025: 31906.6658; 220 2027: 1; 220 2028: 25.34%; 220 2029: 9.358; 220 2030: 10.4794; 220 2031: 11.6851; 220 2032: 12.9811; 220 2033: 14.3736
100% | Other | 220 2021: 72488.3302; 220 2022: 81174.5104; 220 2023: 90514.3471; 220 2024: 100553.1675; 220 2025: 111339.3801; 220 2027: 1; 220 2028: 100%; 220 2029: 8.2749; 220 2030: 9.2665; 220 2031: 10.3327; 220 2032: 11.4787; 220 2033: 12.71; 220 2034: 1.536
2034 Need
37.22% | Solar: Single-Axis Tracking | 220 2021: 13193.8221; 220 2022: 15496.2006; 220 2023: 17979.0527; 220 2024: 20655.0089; 220 2025: 23537.5605; 220 2027: 2; 220 2028: 25.96%; 220 2029: 5.8029; 220 2030: 6.8155; 220 2031: 7.9075; 220 2032: 9.0844; 220 2033: 10.3522
58.14% | Solar: Fixed Tilt | 220 2021: 20610.1731; 220 2022: 24206.7367; 220 2023: 28085.2194; 220 2024: 32265.3516; 220 2025: 36768.208; 220 2027: 2; 220 2028: 15.17%; 220 2029: 15.5093; 220 2030: 18.2157; 220 2031: 21.1343; 220 2032: 24.2799; 220 2033: 27.6683
28.66% | Wind | 220 2021: 10158.7258; 220 2022: 11931.467; 220 2023: 13843.1657; 220 2024: 15903.5471; 220 2025: 18122.9988; 220 2027: 2; 220 2028: 25.34%; 220 2029: 4.5764; 220 2030: 5.375; 220 2031: 6.2362; 220 2032: 7.1643; 220 2033: 8.1642
100% | Other | 220 2021: 35449.2141; 220 2022: 41635.2541; 220 2023: 48306.1909; 220 2024: 55495.9607; 220 2025: 63240.8119; 220 2027: 2; 220 2028: 100%; 220 2029: 4.0467; 220 2030: 4.7529; 220 2031: 5.5144; 220 2032: 6.3352; 220 2033: 7.2193
2035 Need
37.22% | Solar: Single-Axis Tracking | 220 2021: 11256.2889; 220 2022: 13427.8839; 220 2023: 15771.1246; 220 2024: 18298.0456; 220 2025: 21021.5022; 220 2027: 3; 220 2028: 25.96%; 220 2029: 4.9507; 220 2030: 5.9058; 220 2031: 6.9364; 220 2032: 8.0478; 220 2033: 9.2456
58.14% | Solar: Fixed Tilt | 220 2021: 17583.5372; 220 2022: 20975.8029; 220 2023: 24636.1976; 220 2024: 28583.5208; 220 2025: 32837.8537; 220 2027: 3; 220 2028: 15.17%; 220 2029: 13.2317; 220 2030: 15.7844; 220 2031: 18.5389; 220 2032: 21.5093; 220 2033: 24.7107
28.66% | Wind | 220 2021: 8666.9011; 220 2022: 10338.9442; 220 2023: 12143.1477; 220 2024: 14088.7778; 220 2025: 16185.7326; 220 2027: 3; 220 2028: 25.34%; 220 2029: 3.9043; 220 2030: 4.6576; 220 2031: 5.4703; 220 2032: 6.3468; 220 2033: 7.2915
100% | Other | 220 2021: 30243.4421; 220 2022: 36078.0924; 220 2023: 42373.9209; 220 2024: 49163.2624; 220 2025: 56480.6565; 220 2027: 3; 220 2028: 100%; 220 2029: 3.4524; 220 2030: 4.1185; 220 2031: 4.8372; 220 2032: 5.6122; 220 2033: 6.4476

## Detail
[28 empty] | Nominal Cash Flows | [49 empty] | ECC
Ret Scen | Gen Alt Row Num | Cost Item | Res Num | Res Row Num | Gen Alt | Res | RFP Respondent | RFP Resource | Case | Item | Descr | Cap/ O&M | Inc | Base Yr Value | Units | Comm Yr | Rpt. | Dur. | Nominal Spend Profile | Escalator | Capital RR Profile | RR Comm Year | LU Nom | LU Esc | LU RR | Tax | Cont | 2021 | 2022 | 2023 | 2024 | 2025 | 2026 | 2027 | 2028 | 2029 | 2030 | 2031 | 2032 | 2033 | 2034 | 2035 | 2036 | 2037 | 2038 | 2039 | 2040 | 2041 | 2042 | 2043 | 2044 | 2045 | 2046 | 2047 | 2048 | 2049 | 2050 | 2051 | 2052 | 2053 | 2054 | 2055 | 2056 | 2057 | 2058 | 2059 | 2060 | 2061 | 2062 | 2063 | 2064 | 2065 | 2066 | 2067 | 2068 | 2069 | 2070 | 2021 | 2022 | 2023 | 2024 | 2025 | 2026 | 2027 | 2028 | 2029 | 2030 | 2031 | 2032 | 2033 | 2034 | 2035 | 2036 | 2037 | 2038 | 2039 | 2040 | 2041 | 2042 | 2043 | 2044 | 2045 | 2046 | 2047 | 2048 | 2049 | 2050 | 2051 | 2052 | 2053 | 2054 | 2055 | 2056 | 2057 | 2058 | 2059 | 2060 | 2061 | 2062 | 2063 | 2064 | 2065 | 2066 | 2067 | 2068 | 2069 | 2070 | Esc | Book Life | K | Yr1 ECC | FCR
|  | 1 | 1 | 1 |  | 1 | NREL | SB SCCT (220 MW) | 1 | Gen Alternative | Overnight Capital | Capital | 1 | 207741095.9305 | $ | 2028 |  |  |  | SCCT_Capital | ON_SCCT | 2028 | 0 | 2 | 1 |  | 0 | 0 | 0 | 0 | 0 | 0 | 0 | 0 | 233081433.9878 | 0 | 0 | 0 | 0 | 0 | 0 | 0 | 0 | 0 | 0 | 0 | 0 | 0 | 0 | 0 | 0 | 0 | 0 | 0 | 0 | 0 | 0 | 0 | 0 | 0 | 0 | 0 | 0 | 0 | 0 | 0 | 0 | 0 | 0 | 0 | 0 | 0 | 0 | 0 | 0 | 0 | 0 | 0 | 0 | 0 | 0 | 0 | 0 | 0 | 17369580.3696 | 17657535.1045 | 17950263.5834 | 18247844.9459 | 18550359.6435 | 18857889.4618 | 19170517.5418 | 19488328.4031 | 19811407.9663 | 20139843.5766 | 20473724.0271 | 20813139.5829 | 21158182.0056 | 21508944.5779 | 21865522.1292 | 22228011.0607 | 22596509.3719 | 22971116.687 | 23351934.2817 | 23739065.1106 | 24132613.8352 | 24532686.852 | 24939392.3215 | 25352840.1972 | 25773142.2554 | 26200412.1254 | 26634765.3203 | 27076319.2684 | 27525193.3443 | 27981508.902 | 0 | 0 | 0 | 0 | 0 | 0 | 0 | 0 | 0 | 0 | 0 | 0 | 0 | 1.658% | 30 | 1.1257 | 6.62% | 8.845% | if O&M or CF, value
|  | 1 | 2 | 0 |  |  |  |  | 1 | Gen Alternative | Overnight Capital | Capital | 1 | 0 | $ | 0 |  |  |  | 0 |  | 0 | 0 | 0 | 0 |  | 0 | 0 | 0 | 0 | 0 | 0 | 0 | 0 | 0 | 0 | 0 | 0 | 0 | 0 | 0 | 0 | 0 | 0 | 0 | 0 | 0 | 0 | 0 | 0 | 0 | 0 | 0 | 0 | 0 | 0 | 0 | 0 | 0 | 0 | 0 | 0 | 0 | 0 | 0 | 0 | 0 | 0 | 0 | 0 | 0 | 0 | 0 | 0 | 0 | 0 | 0 | 0 | 0 | 0 | 0 | 0 | 0 | 0 | 0 | 0 | 0 | 0 | 0 | 0 | 0 | 0 | 0 | 0 | 0 | 0 | 0 | 0 | 0 | 0 | 0 | 0 | 0 | 0 | 0 | 0 | 0 | 0 | 0 | 0 | 0 | 0 | 0 | 0 | 0 | 0 | 0 | 0 | 0 | 0 | 0 | 0 | 0 | 0 | 0 | 0 | 0 | 0% | 0 | 0 | 0% | 0% | if ON_
|  | 1 | 3 | 0 |  |  |  |  | 1 | Gen Alternative | Overnight Capital | Capital | 1 | 0 | $ | 0 |  |  |  | 0 |  | 0 | 0 | 0 | 0 |  | 0 | 0 | 0 | 0 | 0 | 0 | 0 | 0 | 0 | 0 | 0 | 0 | 0 | 0 | 0 | 0 | 0 | 0 | 0 | 0 | 0 | 0 | 0 | 0 | 0 | 0 | 0 | 0 | 0 | 0 | 0 | 0 | 0 | 0 | 0 | 0 | 0 | 0 | 0 | 0 | 0 | 0 | 0 | 0 | 0 | 0 | 0 | 0 | 0 | 0 | 0 | 0 | 0 | 0 | 0 | 0 | 0 | 0 | 0 | 0 | 0 | 0 | 0 | 0 | 0 | 0 | 0 | 0 | 0 | 0 | 0 | 0 | 0 | 0 | 0 | 0 | 0 | 0 | 0 | 0 | 0 | 0 | 0 | 0 | 0 | 0 | 0 | 0 | 0 | 0 | 0 | 0 | 0 | 0 | 0 | 0 | 0 | 0 | 0 | 0 | 0 | 0% | 0 | 0 | 0% | 0% |  | if RR, sumproduct(values,profiles)
|  | 1 | 4 | 0 |  |  |  |  | 1 | Gen Alternative | Overnight Capital | Capital | 1 | 0 | $ | 0 |  |  |  | 0 |  | 0 | 0 | 0 | 0 |  | 0 | 0 | 0 | 0 | 0 | 0 | 0 | 0 | 0 | 0 | 0 | 0 | 0 | 0 | 0 | 0 | 0 | 0 | 0 | 0 | 0 | 0 | 0 | 0 | 0 | 0 | 0 | 0 | 0 | 0 | 0 | 0 | 0 | 0 | 0 | 0 | 0 | 0 | 0 | 0 | 0 | 0 | 0 | 0 | 0 | 0 | 0 | 0 | 0 | 0 | 0 | 0 | 0 | 0 | 0 | 0 | 0 | 0 | 0 | 0 | 0 | 0 | 0 | 0 | 0 | 0 | 0 | 0 | 0 | 0 | 0 | 0 | 0 | 0 | 0 | 0 | 0 | 0 | 0 | 0 | 0 | 0 | 0 | 0 | 0 | 0 | 0 | 0 | 0 | 0 | 0 | 0 | 0 | 0 | 0 | 0 | 0 | 0 | 0 | 0 | 0 | 0% | 0 | 0 | 0% | 0% |  | if ECC, K*yr1ECC*sumproduct(values,esc)
|  | 1 | 5 | 0 |  |  |  |  | 1 | Gen Alternative | Overnight Capital | Capital | 1 | 0 | $ | 0 |  |  |  | 0 |  | 0 | 0 | 0 | 0 |  | 0 | 0 | 0 | 0 | 0 | 0 | 0 | 0 | 0 | 0 | 0 | 0 | 0 | 0 | 0 | 0 | 0 | 0 | 0 | 0 | 0 | 0 | 0 | 0 | 0 | 0 | 0 | 0 | 0 | 0 | 0 | 0 | 0 | 0 | 0 | 0 | 0 | 0 | 0 | 0 | 0 | 0 | 0 | 0 | 0 | 0 | 0 | 0 | 0 | 0 | 0 | 0 | 0 | 0 | 0 | 0 | 0 | 0 | 0 | 0 | 0 | 0 | 0 | 0 | 0 | 0 | 0 | 0 | 0 | 0 | 0 | 0 | 0 | 0 | 0 | 0 | 0 | 0 | 0 | 0 | 0 | 0 | 0 | 0 | 0 | 0 | 0 | 0 | 0 | 0 | 0 | 0 | 0 | 0 | 0 | 0 | 0 | 0 | 0 | 0 | 0 | 0% | 0 | 0 | 0% | 0% |  | if PV, value * K
|  | 1 | 6 | 0 |  |  |  |  | 1 | Gen Alternative | Overnight Capital | Capital | 1 | 0 | $ | 0 |  |  |  | 0 |  | 0 | 0 | 0 | 0 |  | 0 | 0 | 0 | 0 | 0 | 0 | 0 | 0 | 0 | 0 | 0 | 0 | 0 | 0 | 0 | 0 | 0 | 0 | 0 | 0 | 0 | 0 | 0 | 0 | 0 | 0 | 0 | 0 | 0 | 0 | 0 | 0 | 0 | 0 | 0 | 0 | 0 | 0 | 0 | 0 | 0 | 0 | 0 | 0 | 0 | 0 | 0 | 0 | 0 | 0 | 0 | 0 | 0 | 0 | 0 | 0 | 0 | 0 | 0 | 0 | 0 | 0 | 0 | 0 | 0 | 0 | 0 | 0 | 0 | 0 | 0 | 0 | 0 | 0 | 0 | 0 | 0 | 0 | 0 | 0 | 0 | 0 | 0 | 0 | 0 | 0 | 0 | 0 | 0 | 0 | 0 | 0 | 0 | 0 | 0 | 0 | 0 | 0 | 0 | 0 | 0 | 0% | 0 | 0 | 0% | 0% |  | if FCR, FCR*sum(up to book life # of values)… In year 41, formula only sums 40 values.
|  | 1 | 7 | 0 |  |  |  |  | 1 | Gen Alternative | Overnight Capital | Capital | 1 | 0 | $ | 0 |  |  |  | 0 |  | 0 | 0 | 0 | 0 |  | 0 | 0 | 0 | 0 | 0 | 0 | 0 | 0 | 0 | 0 | 0 | 0 | 0 | 0 | 0 | 0 | 0 | 0 | 0 | 0 | 0 | 0 | 0 | 0 | 0 | 0 | 0 | 0 | 0 | 0 | 0 | 0 | 0 | 0 | 0 | 0 | 0 | 0 | 0 | 0 | 0 | 0 | 0 | 0 | 0 | 0 | 0 | 0 | 0 | 0 | 0 | 0 | 0 | 0 | 0 | 0 | 0 | 0 | 0 | 0 | 0 | 0 | 0 | 0 | 0 | 0 | 0 | 0 | 0 | 0 | 0 | 0 | 0 | 0 | 0 | 0 | 0 | 0 | 0 | 0 | 0 | 0 | 0 | 0 | 0 | 0 | 0 | 0 | 0 | 0 | 0 | 0 | 0 | 0 | 0 | 0 | 0 | 0 | 0 | 0 | 0 | 0% | 0 | 0 | 0% | 0% | else
|  | 1 | 8 | 0 |  |  |  |  | 1 | Gen Alternative | Overnight Capital | Capital | 1 | 0 | $ | 0 |  |  |  | 0 |  | 0 | 0 | 0 | 0 |  | 0 | 0 | 0 | 0 | 0 | 0 | 0 | 0 | 0 | 0 | 0 | 0 | 0 | 0 | 0 | 0 | 0 | 0 | 0 | 0 | 0 | 0 | 0 | 0 | 0 | 0 | 0 | 0 | 0 | 0 | 0 | 0 | 0 | 0 | 0 | 0 | 0 | 0 | 0 | 0 | 0 | 0 | 0 | 0 | 0 | 0 | 0 | 0 | 0 | 0 | 0 | 0 | 0 | 0 | 0 | 0 | 0 | 0 | 0 | 0 | 0 | 0 | 0 | 0 | 0 | 0 | 0 | 0 | 0 | 0 | 0 | 0 | 0 | 0 | 0 | 0 | 0 | 0 | 0 | 0 | 0 | 0 | 0 | 0 | 0 | 0 | 0 | 0 | 0 | 0 | 0 | 0 | 0 | 0 | 0 | 0 | 0 | 0 | 0 | 0 | 0 | 0% | 0 | 0 | 0% | 0% |  | if RR, sum(nominal cash flows)*offset(Rrprofile)... (done)
|  | 1 | 9 | 0 |  |  |  |  | 1 | Gen Alternative | Overnight Capital | Capital | 1 | 0 | $ | 0 |  |  |  | 0 |  | 0 | 0 | 0 | 0 |  | 0 | 0 | 0 | 0 | 0 | 0 | 0 | 0 | 0 | 0 | 0 | 0 | 0 | 0 | 0 | 0 | 0 | 0 | 0 | 0 | 0 | 0 | 0 | 0 | 0 | 0 | 0 | 0 | 0 | 0 | 0 | 0 | 0 | 0 | 0 | 0 | 0 | 0 | 0 | 0 | 0 | 0 | 0 | 0 | 0 | 0 | 0 | 0 | 0 | 0 | 0 | 0 | 0 | 0 | 0 | 0 | 0 | 0 | 0 | 0 | 0 | 0 | 0 | 0 | 0 | 0 | 0 | 0 | 0 | 0 | 0 | 0 | 0 | 0 | 0 | 0 | 0 | 0 | 0 | 0 | 0 | 0 | 0 | 0 | 0 | 0 | 0 | 0 | 0 | 0 | 0 | 0 | 0 | 0 | 0 | 0 | 0 | 0 | 0 | 0 | 0 | 0% | 0 | 0 | 0% | 0% |  | if ECC, sum*K*yr1ECC*offset(esc)
|  | 1 | 10 | 0 |  |  |  |  | 1 | Gen Alternative | Overnight Capital | Capital | 1 | 0 | $ | 0 |  |  |  | 0 |  | 0 | 0 | 0 | 0 |  | 0 | 0 | 0 | 0 | 0 | 0 | 0 | 0 | 0 | 0 | 0 | 0 | 0 | 0 | 0 | 0 | 0 | 0 | 0 | 0 | 0 | 0 | 0 | 0 | 0 | 0 | 0 | 0 | 0 | 0 | 0 | 0 | 0 | 0 | 0 | 0 | 0 | 0 | 0 | 0 | 0 | 0 | 0 | 0 | 0 | 0 | 0 | 0 | 0 | 0 | 0 | 0 | 0 | 0 | 0 | 0 | 0 | 0 | 0 | 0 | 0 | 0 | 0 | 0 | 0 | 0 | 0 | 0 | 0 | 0 | 0 | 0 | 0 | 0 | 0 | 0 | 0 | 0 | 0 | 0 | 0 | 0 | 0 | 0 | 0 | 0 | 0 | 0 | 0 | 0 | 0 | 0 | 0 | 0 | 0 | 0 | 0 | 0 | 0 | 0 | 0 | 0% | 0 | 0 | 0% | 0% |  | if PV, sum*K in commission year
|  | 2 | 1 | 1 |  | 1 | NREL | SB SCCT (220 MW) | 1 | Gen Alternative | Capital w/ Profile | Capital | 1 | 0 | $ | 2028 |  |  |  | SCCT_Capital |  | 2028 | 0 | 2 | 0 |  | 0 | 0 | 0 | 0 | 0 | 0 | 0 | 0 | 0 | 0 | 0 | 0 | 0 | 0 | 0 | 0 | 0 | 0 | 0 | 0 | 0 | 0 | 0 | 0 | 0 | 0 | 0 | 0 | 0 | 0 | 0 | 0 | 0 | 0 | 0 | 0 | 0 | 0 | 0 | 0 | 0 | 0 | 0 | 0 | 0 | 0 | 0 | 0 | 0 | 0 | 0 | 0 | 0 | 0 | 0 | 0 | 0 | 0 | 0 | 0 | 0 | 0 | 0 | 0 | 0 | 0 | 0 | 0 | 0 | 0 | 0 | 0 | 0 | 0 | 0 | 0 | 0 | 0 | 0 | 0 | 0 | 0 | 0 | 0 | 0 | 0 | 0 | 0 | 0 | 0 | 0 | 0 | 0 | 0 | 0 | 0 | 0 | 0 | 0 | 0 | 0 | 1.658% | 0 | 0 | 0% | 0% |  | if FCR, sum*FCR if and(year>=commission year,offset(RRProfile)>0)
|  | 2 | 2 | 0 |  |  |  |  | 1 | Gen Alternative | Capital w/ Profile | Capital | 1 | 0 | $ | 0 |  |  |  | 0 |  | 0 | 0 | 0 | 0 |  | 0 | 0 | 0 | 0 | 0 | 0 | 0 | 0 | 0 | 0 | 0 | 0 | 0 | 0 | 0 | 0 | 0 | 0 | 0 | 0 | 0 | 0 | 0 | 0 | 0 | 0 | 0 | 0 | 0 | 0 | 0 | 0 | 0 | 0 | 0 | 0 | 0 | 0 | 0 | 0 | 0 | 0 | 0 | 0 | 0 | 0 | 0 | 0 | 0 | 0 | 0 | 0 | 0 | 0 | 0 | 0 | 0 | 0 | 0 | 0 | 0 | 0 | 0 | 0 | 0 | 0 | 0 | 0 | 0 | 0 | 0 | 0 | 0 | 0 | 0 | 0 | 0 | 0 | 0 | 0 | 0 | 0 | 0 | 0 | 0 | 0 | 0 | 0 | 0 | 0 | 0 | 0 | 0 | 0 | 0 | 0 | 0 | 0 | 0 | 0 | 0 | 0% | 0 | 0 | 0% | 0%
|  | 2 | 3 | 0 |  |  |  |  | 1 | Gen Alternative | Capital w/ Profile | Capital | 1 | 0 | $ | 0 |  |  |  | 0 |  | 0 | 0 | 0 | 0 |  | 0 | 0 | 0 | 0 | 0 | 0 | 0 | 0 | 0 | 0 | 0 | 0 | 0 | 0 | 0 | 0 | 0 | 0 | 0 | 0 | 0 | 0 | 0 | 0 | 0 | 0 | 0 | 0 | 0 | 0 | 0 | 0 | 0 | 0 | 0 | 0 | 0 | 0 | 0 | 0 | 0 | 0 | 0 | 0 | 0 | 0 | 0 | 0 | 0 | 0 | 0 | 0 | 0 | 0 | 0 | 0 | 0 | 0 | 0 | 0 | 0 | 0 | 0 | 0 | 0 | 0 | 0 | 0 | 0 | 0 | 0 | 0 | 0 | 0 | 0 | 0 | 0 | 0 | 0 | 0 | 0 | 0 | 0 | 0 | 0 | 0 | 0 | 0 | 0 | 0 | 0 | 0 | 0 | 0 | 0 | 0 | 0 | 0 | 0 | 0 | 0 | 0% | 0 | 0 | 0% | 0%
|  | 2 | 4 | 0 |  |  |  |  | 1 | Gen Alternative | Capital w/ Profile | Capital | 1 | 0 | $ | 0 |  |  |  | 0 |  | 0 | 0 | 0 | 0 |  | 0 | 0 | 0 | 0 | 0 | 0 | 0 | 0 | 0 | 0 | 0 | 0 | 0 | 0 | 0 | 0 | 0 | 0 | 0 | 0 | 0 | 0 | 0 | 0 | 0 | 0 | 0 | 0 | 0 | 0 | 0 | 0 | 0 | 0 | 0 | 0 | 0 | 0 | 0 | 0 | 0 | 0 | 0 | 0 | 0 | 0 | 0 | 0 | 0 | 0 | 0 | 0 | 0 | 0 | 0 | 0 | 0 | 0 | 0 | 0 | 0 | 0 | 0 | 0 | 0 | 0 | 0 | 0 | 0 | 0 | 0 | 0 | 0 | 0 | 0 | 0 | 0 | 0 | 0 | 0 | 0 | 0 | 0 | 0 | 0 | 0 | 0 | 0 | 0 | 0 | 0 | 0 | 0 | 0 | 0 | 0 | 0 | 0 | 0 | 0 | 0 | 0% | 0 | 0 | 0% | 0%
|  | 2 | 5 | 0 |  |  |  |  | 1 | Gen Alternative | Capital w/ Profile | Capital | 1 | 0 | $ | 0 |  |  |  | 0 |  | 0 | 0 | 0 | 0 |  | 0 | 0 | 0 | 0 | 0 | 0 | 0 | 0 | 0 | 0 | 0 | 0 | 0 | 0 | 0 | 0 | 0 | 0 | 0 | 0 | 0 | 0 | 0 | 0 | 0 | 0 | 0 | 0 | 0 | 0 | 0 | 0 | 0 | 0 | 0 | 0 | 0 | 0 | 0 | 0 | 0 | 0 | 0 | 0 | 0 | 0 | 0 | 0 | 0 | 0 | 0 | 0 | 0 | 0 | 0 | 0 | 0 | 0 | 0 | 0 | 0 | 0 | 0 | 0 | 0 | 0 | 0 | 0 | 0 | 0 | 0 | 0 | 0 | 0 | 0 | 0 | 0 | 0 | 0 | 0 | 0 | 0 | 0 | 0 | 0 | 0 | 0 | 0 | 0 | 0 | 0 | 0 | 0 | 0 | 0 | 0 | 0 | 0 | 0 | 0 | 0 | 0% | 0 | 0 | 0% | 0%
|  | 2 | 6 | 0 |  |  |  |  | 1 | Gen Alternative | Capital w/ Profile | Capital | 1 | 0 | $ | 0 |  |  |  | 0 |  | 0 | 0 | 0 | 0 |  | 0 | 0 | 0 | 0 | 0 | 0 | 0 | 0 | 0 | 0 | 0 | 0 | 0 | 0 | 0 | 0 | 0 | 0 | 0 | 0 | 0 | 0 | 0 | 0 | 0 | 0 | 0 | 0 | 0 | 0 | 0 | 0 | 0 | 0 | 0 | 0 | 0 | 0 | 0 | 0 | 0 | 0 | 0 | 0 | 0 | 0 | 0 | 0 | 0 | 0 | 0 | 0 | 0 | 0 | 0 | 0 | 0 | 0 | 0 | 0 | 0 | 0 | 0 | 0 | 0 | 0 | 0 | 0 | 0 | 0 | 0 | 0 | 0 | 0 | 0 | 0 | 0 | 0 | 0 | 0 | 0 | 0 | 0 | 0 | 0 | 0 | 0 | 0 | 0 | 0 | 0 | 0 | 0 | 0 | 0 | 0 | 0 | 0 | 0 | 0 | 0 | 0% | 0 | 0 | 0% | 0%
|  | 2 | 7 | 0 |  |  |  |  | 1 | Gen Alternative | Capital w/ Profile | Capital | 1 | 0 | $ | 0 |  |  |  | 0 |  | 0 | 0 | 0 | 0 |  | 0 | 0 | 0 | 0 | 0 | 0 | 0 | 0 | 0 | 0 | 0 | 0 | 0 | 0 | 0 | 0 | 0 | 0 | 0 | 0 | 0 | 0 | 0 | 0 | 0 | 0 | 0 | 0 | 0 | 0 | 0 | 0 | 0 | 0 | 0 | 0 | 0 | 0 | 0 | 0 | 0 | 0 | 0 | 0 | 0 | 0 | 0 | 0 | 0 | 0 | 0 | 0 | 0 | 0 | 0 | 0 | 0 | 0 | 0 | 0 | 0 | 0 | 0 | 0 | 0 | 0 | 0 | 0 | 0 | 0 | 0 | 0 | 0 | 0 | 0 | 0 | 0 | 0 | 0 | 0 | 0 | 0 | 0 | 0 | 0 | 0 | 0 | 0 | 0 | 0 | 0 | 0 | 0 | 0 | 0 | 0 | 0 | 0 | 0 | 0 | 0 | 0% | 0 | 0 | 0% | 0%
|  | 2 | 8 | 0 |  |  |  |  | 1 | Gen Alternative | Capital w/ Profile | Capital | 1 | 0 | $ | 0 |  |  |  | 0 |  | 0 | 0 | 0 | 0 |  | 0 | 0 | 0 | 0 | 0 | 0 | 0 | 0 | 0 | 0 | 0 | 0 | 0 | 0 | 0 | 0 | 0 | 0 | 0 | 0 | 0 | 0 | 0 | 0 | 0 | 0 | 0 | 0 | 0 | 0 | 0 | 0 | 0 | 0 | 0 | 0 | 0 | 0 | 0 | 0 | 0 | 0 | 0 | 0 | 0 | 0 | 0 | 0 | 0 | 0 | 0 | 0 | 0 | 0 | 0 | 0 | 0 | 0 | 0 | 0 | 0 | 0 | 0 | 0 | 0 | 0 | 0 | 0 | 0 | 0 | 0 | 0 | 0 | 0 | 0 | 0 | 0 | 0 | 0 | 0 | 0 | 0 | 0 | 0 | 0 | 0 | 0 | 0 | 0 | 0 | 0 | 0 | 0 | 0 | 0 | 0 | 0 | 0 | 0 | 0 | 0 | 0% | 0 | 0 | 0% | 0%
|  | 2 | 9 | 0 |  |  |  |  | 1 | Gen Alternative | Capital w/ Profile | Capital | 1 | 0 | $ | 0 |  |  |  | 0 |  | 0 | 0 | 0 | 0 |  | 0 | 0 | 0 | 0 | 0 | 0 | 0 | 0 | 0 | 0 | 0 | 0 | 0 | 0 | 0 | 0 | 0 | 0 | 0 | 0 | 0 | 0 | 0 | 0 | 0 | 0 | 0 | 0 | 0 | 0 | 0 | 0 | 0 | 0 | 0 | 0 | 0 | 0 | 0 | 0 | 0 | 0 | 0 | 0 | 0 | 0 | 0 | 0 | 0 | 0 | 0 | 0 | 0 | 0 | 0 | 0 | 0 | 0 | 0 | 0 | 0 | 0 | 0 | 0 | 0 | 0 | 0 | 0 | 0 | 0 | 0 | 0 | 0 | 0 | 0 | 0 | 0 | 0 | 0 | 0 | 0 | 0 | 0 | 0 | 0 | 0 | 0 | 0 | 0 | 0 | 0 | 0 | 0 | 0 | 0 | 0 | 0 | 0 | 0 | 0 | 0 | 0% | 0 | 0 | 0% | 0%
|  | 2 | 10 | 0 |  |  |  |  | 1 | Gen Alternative | Capital w/ Profile | Capital | 1 | 0 | $ | 0 |  |  |  | 0 |  | 0 | 0 | 0 | 0 |  | 0 | 0 | 0 | 0 | 0 | 0 | 0 | 0 | 0 | 0 | 0 | 0 | 0 | 0 | 0 | 0 | 0 | 0 | 0 | 0 | 0 | 0 | 0 | 0 | 0 | 0 | 0 | 0 | 0 | 0 | 0 | 0 | 0 | 0 | 0 | 0 | 0 | 0 | 0 | 0 | 0 | 0 | 0 | 0 | 0 | 0 | 0 | 0 | 0 | 0 | 0 | 0 | 0 | 0 | 0 | 0 | 0 | 0 | 0 | 0 | 0 | 0 | 0 | 0 | 0 | 0 | 0 | 0 | 0 | 0 | 0 | 0 | 0 | 0 | 0 | 0 | 0 | 0 | 0 | 0 | 0 | 0 | 0 | 0 | 0 | 0 | 0 | 0 | 0 | 0 | 0 | 0 | 0 | 0 | 0 | 0 | 0 | 0 | 0 | 0 | 0 | 0% | 0 | 0 | 0% | 0%
|  | 3 | 1 | 1 |  | 1 | NREL | SB SCCT (220 MW) | 1 | Gen Alternative | XM System Upgrades | Capital | 1 | 0 | $ | 2028 |  |  |  | SCCT_Capital |  | 2028 | 0 | 2 | 0 |  | 0 | 0 | 0 | 0 | 0 | 0 | 0 | 0 | 0 | 0 | 0 | 0 | 0 | 0 | 0 | 0 | 0 | 0 | 0 | 0 | 0 | 0 | 0 | 0 | 0 | 0 | 0 | 0 | 0 | 0 | 0 | 0 | 0 | 0 | 0 | 0 | 0 | 0 | 0 | 0 | 0 | 0 | 0 | 0 | 0 | 0 | 0 | 0 | 0 | 0 | 0 | 0 | 0 | 0 | 0 | 0 | 0 | 0 | 0 | 0 | 0 | 0 | 0 | 0 | 0 | 0 | 0 | 0 | 0 | 0 | 0 | 0 | 0 | 0 | 0 | 0 | 0 | 0 | 0 | 0 | 0 | 0 | 0 | 0 | 0 | 0 | 0 | 0 | 0 | 0 | 0 | 0 | 0 | 0 | 0 | 0 | 0 | 0 | 0 | 0 | 0 | 1.658% | 0 | 0 | 0% | 0%
|  | 3 | 2 | 0 |  |  |  |  | 1 | Gen Alternative | XM System Upgrades | Capital | 1 | 0 | $ | 0 |  |  |  | 0 |  | 0 | 0 | 0 | 0 |  | 0 | 0 | 0 | 0 | 0 | 0 | 0 | 0 | 0 | 0 | 0 | 0 | 0 | 0 | 0 | 0 | 0 | 0 | 0 | 0 | 0 | 0 | 0 | 0 | 0 | 0 | 0 | 0 | 0 | 0 | 0 | 0 | 0 | 0 | 0 | 0 | 0 | 0 | 0 | 0 | 0 | 0 | 0 | 0 | 0 | 0 | 0 | 0 | 0 | 0 | 0 | 0 | 0 | 0 | 0 | 0 | 0 | 0 | 0 | 0 | 0 | 0 | 0 | 0 | 0 | 0 | 0 | 0 | 0 | 0 | 0 | 0 | 0 | 0 | 0 | 0 | 0 | 0 | 0 | 0 | 0 | 0 | 0 | 0 | 0 | 0 | 0 | 0 | 0 | 0 | 0 | 0 | 0 | 0 | 0 | 0 | 0 | 0 | 0 | 0 | 0 | 0% | 0 | 0 | 0% | 0%
|  | 3 | 3 | 0 |  |  |  |  | 1 | Gen Alternative | XM System Upgrades | Capital | 1 | 0 | $ | 0 |  |  |  | 0 |  | 0 | 0 | 0 | 0 |  | 0 | 0 | 0 | 0 | 0 | 0 | 0 | 0 | 0 | 0 | 0 | 0 | 0 | 0 | 0 | 0 | 0 | 0 | 0 | 0 | 0 | 0 | 0 | 0 | 0 | 0 | 0 | 0 | 0 | 0 | 0 | 0 | 0 | 0 | 0 | 0 | 0 | 0 | 0 | 0 | 0 | 0 | 0 | 0 | 0 | 0 | 0 | 0 | 0 | 0 | 0 | 0 | 0 | 0 | 0 | 0 | 0 | 0 | 0 | 0 | 0 | 0 | 0 | 0 | 0 | 0 | 0 | 0 | 0 | 0 | 0 | 0 | 0 | 0 | 0 | 0 | 0 | 0 | 0 | 0 | 0 | 0 | 0 | 0 | 0 | 0 | 0 | 0 | 0 | 0 | 0 | 0 | 0 | 0 | 0 | 0 | 0 | 0 | 0 | 0 | 0 | 0% | 0 | 0 | 0% | 0%
|  | 3 | 4 | 0 |  |  |  |  | 1 | Gen Alternative | XM System Upgrades | Capital | 1 | 0 | $ | 0 |  |  |  | 0 |  | 0 | 0 | 0 | 0 |  | 0 | 0 | 0 | 0 | 0 | 0 | 0 | 0 | 0 | 0 | 0 | 0 | 0 | 0 | 0 | 0 | 0 | 0 | 0 | 0 | 0 | 0 | 0 | 0 | 0 | 0 | 0 | 0 | 0 | 0 | 0 | 0 | 0 | 0 | 0 | 0 | 0 | 0 | 0 | 0 | 0 | 0 | 0 | 0 | 0 | 0 | 0 | 0 | 0 | 0 | 0 | 0 | 0 | 0 | 0 | 0 | 0 | 0 | 0 | 0 | 0 | 0 | 0 | 0 | 0 | 0 | 0 | 0 | 0 | 0 | 0 | 0 | 0 | 0 | 0 | 0 | 0 | 0 | 0 | 0 | 0 | 0 | 0 | 0 | 0 | 0 | 0 | 0 | 0 | 0 | 0 | 0 | 0 | 0 | 0 | 0 | 0 | 0 | 0 | 0 | 0 | 0% | 0 | 0 | 0% | 0%
|  | 3 | 5 | 0 |  |  |  |  | 1 | Gen Alternative | XM System Upgrades | Capital | 1 | 0 | $ | 0 |  |  |  | 0 |  | 0 | 0 | 0 | 0 |  | 0 | 0 | 0 | 0 | 0 | 0 | 0 | 0 | 0 | 0 | 0 | 0 | 0 | 0 | 0 | 0 | 0 | 0 | 0 | 0 | 0 | 0 | 0 | 0 | 0 | 0 | 0 | 0 | 0 | 0 | 0 | 0 | 0 | 0 | 0 | 0 | 0 | 0 | 0 | 0 | 0 | 0 | 0 | 0 | 0 | 0 | 0 | 0 | 0 | 0 | 0 | 0 | 0 | 0 | 0 | 0 | 0 | 0 | 0 | 0 | 0 | 0 | 0 | 0 | 0 | 0 | 0 | 0 | 0 | 0 | 0 | 0 | 0 | 0 | 0 | 0 | 0 | 0 | 0 | 0 | 0 | 0 | 0 | 0 | 0 | 0 | 0 | 0 | 0 | 0 | 0 | 0 | 0 | 0 | 0 | 0 | 0 | 0 | 0 | 0 | 0 | 0% | 0 | 0 | 0% | 0%
|  | 3 | 6 | 0 |  |  |  |  | 1 | Gen Alternative | XM System Upgrades | Capital | 1 | 0 | $ | 0 |  |  |  | 0 |  | 0 | 0 | 0 | 0 |  | 0 | 0 | 0 | 0 | 0 | 0 | 0 | 0 | 0 | 0 | 0 | 0 | 0 | 0 | 0 | 0 | 0 | 0 | 0 | 0 | 0 | 0 | 0 | 0 | 0 | 0 | 0 | 0 | 0 | 0 | 0 | 0 | 0 | 0 | 0 | 0 | 0 | 0 | 0 | 0 | 0 | 0 | 0 | 0 | 0 | 0 | 0 | 0 | 0 | 0 | 0 | 0 | 0 | 0 | 0 | 0 | 0 | 0 | 0 | 0 | 0 | 0 | 0 | 0 | 0 | 0 | 0 | 0 | 0 | 0 | 0 | 0 | 0 | 0 | 0 | 0 | 0 | 0 | 0 | 0 | 0 | 0 | 0 | 0 | 0 | 0 | 0 | 0 | 0 | 0 | 0 | 0 | 0 | 0 | 0 | 0 | 0 | 0 | 0 | 0 | 0 | 0% | 0 | 0 | 0% | 0%
|  | 3 | 7 | 0 |  |  |  |  | 1 | Gen Alternative | XM System Upgrades | Capital | 1 | 0 | $ | 0 |  |  |  | 0 |  | 0 | 0 | 0 | 0 |  | 0 | 0 | 0 | 0 | 0 | 0 | 0 | 0 | 0 | 0 | 0 | 0 | 0 | 0 | 0 | 0 | 0 | 0 | 0 | 0 | 0 | 0 | 0 | 0 | 0 | 0 | 0 | 0 | 0 | 0 | 0 | 0 | 0 | 0 | 0 | 0 | 0 | 0 | 0 | 0 | 0 | 0 | 0 | 0 | 0 | 0 | 0 | 0 | 0 | 0 | 0 | 0 | 0 | 0 | 0 | 0 | 0 | 0 | 0 | 0 | 0 | 0 | 0 | 0 | 0 | 0 | 0 | 0 | 0 | 0 | 0 | 0 | 0 | 0 | 0 | 0 | 0 | 0 | 0 | 0 | 0 | 0 | 0 | 0 | 0 | 0 | 0 | 0 | 0 | 0 | 0 | 0 | 0 | 0 | 0 | 0 | 0 | 0 | 0 | 0 | 0 | 0% | 0 | 0 | 0% | 0%
|  | 3 | 8 | 0 |  |  |  |  | 1 | Gen Alternative | XM System Upgrades | Capital | 1 | 0 | $ | 0 |  |  |  | 0 |  | 0 | 0 | 0 | 0 |  | 0 | 0 | 0 | 0 | 0 | 0 | 0 | 0 | 0 | 0 | 0 | 0 | 0 | 0 | 0 | 0 | 0 | 0 | 0 | 0 | 0 | 0 | 0 | 0 | 0 | 0 | 0 | 0 | 0 | 0 | 0 | 0 | 0 | 0 | 0 | 0 | 0 | 0 | 0 | 0 | 0 | 0 | 0 | 0 | 0 | 0 | 0 | 0 | 0 | 0 | 0 | 0 | 0 | 0 | 0 | 0 | 0 | 0 | 0 | 0 | 0 | 0 | 0 | 0 | 0 | 0 | 0 | 0 | 0 | 0 | 0 | 0 | 0 | 0 | 0 | 0 | 0 | 0 | 0 | 0 | 0 | 0 | 0 | 0 | 0 | 0 | 0 | 0 | 0 | 0 | 0 | 0 | 0 | 0 | 0 | 0 | 0 | 0 | 0 | 0 | 0 | 0% | 0 | 0 | 0% | 0%
|  | 3 | 9 | 0 |  |  |  |  | 1 | Gen Alternative | XM System Upgrades | Capital | 1 | 0 | $ | 0 |  |  |  | 0 |  | 0 | 0 | 0 | 0 |  | 0 | 0 | 0 | 0 | 0 | 0 | 0 | 0 | 0 | 0 | 0 | 0 | 0 | 0 | 0 | 0 | 0 | 0 | 0 | 0 | 0 | 0 | 0 | 0 | 0 | 0 | 0 | 0 | 0 | 0 | 0 | 0 | 0 | 0 | 0 | 0 | 0 | 0 | 0 | 0 | 0 | 0 | 0 | 0 | 0 | 0 | 0 | 0 | 0 | 0 | 0 | 0 | 0 | 0 | 0 | 0 | 0 | 0 | 0 | 0 | 0 | 0 | 0 | 0 | 0 | 0 | 0 | 0 | 0 | 0 | 0 | 0 | 0 | 0 | 0 | 0 | 0 | 0 | 0 | 0 | 0 | 0 | 0 | 0 | 0 | 0 | 0 | 0 | 0 | 0 | 0 | 0 | 0 | 0 | 0 | 0 | 0 | 0 | 0 | 0 | 0 | 0% | 0 | 0 | 0% | 0%
|  | 3 | 10 | 0 |  |  |  |  | 1 | Gen Alternative | XM System Upgrades | Capital | 1 | 0 | $ | 0 |  |  |  | 0 |  | 0 | 0 | 0 | 0 |  | 0 | 0 | 0 | 0 | 0 | 0 | 0 | 0 | 0 | 0 | 0 | 0 | 0 | 0 | 0 | 0 | 0 | 0 | 0 | 0 | 0 | 0 | 0 | 0 | 0 | 0 | 0 | 0 | 0 | 0 | 0 | 0 | 0 | 0 | 0 | 0 | 0 | 0 | 0 | 0 | 0 | 0 | 0 | 0 | 0 | 0 | 0 | 0 | 0 | 0 | 0 | 0 | 0 | 0 | 0 | 0 | 0 | 0 | 0 | 0 | 0 | 0 | 0 | 0 | 0 | 0 | 0 | 0 | 0 | 0 | 0 | 0 | 0 | 0 | 0 | 0 | 0 | 0 | 0 | 0 | 0 | 0 | 0 | 0 | 0 | 0 | 0 | 0 | 0 | 0 | 0 | 0 | 0 | 0 | 0 | 0 | 0 | 0 | 0 | 0 | 0 | 0% | 0 | 0 | 0% | 0%
|  | 4 | 1 | 1 |  | 1 | NREL | SB SCCT (220 MW) | 1 | Gen Alternative | On-Going Capital #1 | Capital | 1 | 0 | $/Yr | 2028 | 1 | 30 |  | SCCT_Capital | ON_SCCT | 2028 | 0 | 2 | 1 |  | 0 | 0 | 0 | 0 | 0 | 0 | 0 | 0 | 0 | 0 | 0 | 0 | 0 | 0 | 0 | 0 | 0 | 0 | 0 | 0 | 0 | 0 | 0 | 0 | 0 | 0 | 0 | 0 | 0 | 0 | 0 | 0 | 0 | 0 | 0 | 0 | 0 | 0 | 0 | 0 | 0 | 0 | 0 | 0 | 0 | 0 | 0 | 0 | 0 | 0 | 0 | 0 | 0 | 0 | 0 | 0 | 0 | 0 | 0 | 0 | 0 | 0 | 0 | 0 | 0 | 0 | 0 | 0 | 0 | 0 | 0 | 0 | 0 | 0 | 0 | 0 | 0 | 0 | 0 | 0 | 0 | 0 | 0 | 0 | 0 | 0 | 0 | 0 | 0 | 0 | 0 | 0 | 0 | 0 | 0 | 0 | 0 | 0 | 0 | 0 | 0 | 1.658% | 30 | 1.1257 | 6.62% | 8.845%
|  | 4 | 2 | 0 |  |  |  |  | 1 | Gen Alternative | On-Going Capital #1 | Capital | 1 | 0 | $/Yr | 0 | 1 |  |  | 0 |  | 0 | 0 | 0 | 0 |  | 0 | 0 | 0 | 0 | 0 | 0 | 0 | 0 | 0 | 0 | 0 | 0 | 0 | 0 | 0 | 0 | 0 | 0 | 0 | 0 | 0 | 0 | 0 | 0 | 0 | 0 | 0 | 0 | 0 | 0 | 0 | 0 | 0 | 0 | 0 | 0 | 0 | 0 | 0 | 0 | 0 | 0 | 0 | 0 | 0 | 0 | 0 | 0 | 0 | 0 | 0 | 0 | 0 | 0 | 0 | 0 | 0 | 0 | 0 | 0 | 0 | 0 | 0 | 0 | 0 | 0 | 0 | 0 | 0 | 0 | 0 | 0 | 0 | 0 | 0 | 0 | 0 | 0 | 0 | 0 | 0 | 0 | 0 | 0 | 0 | 0 | 0 | 0 | 0 | 0 | 0 | 0 | 0 | 0 | 0 | 0 | 0 | 0 | 0 | 0 | 0 | 0% | 0 | 0 | 0% | 0%
|  | 4 | 3 | 0 |  |  |  |  | 1 | Gen Alternative | On-Going Capital #1 | Capital | 1 | 0 | $/Yr | 0 | 1 |  |  | 0 |  | 0 | 0 | 0 | 0 |  | 0 | 0 | 0 | 0 | 0 | 0 | 0 | 0 | 0 | 0 | 0 | 0 | 0 | 0 | 0 | 0 | 0 | 0 | 0 | 0 | 0 | 0 | 0 | 0 | 0 | 0 | 0 | 0 | 0 | 0 | 0 | 0 | 0 | 0 | 0 | 0 | 0 | 0 | 0 | 0 | 0 | 0 | 0 | 0 | 0 | 0 | 0 | 0 | 0 | 0 | 0 | 0 | 0 | 0 | 0 | 0 | 0 | 0 | 0 | 0 | 0 | 0 | 0 | 0 | 0 | 0 | 0 | 0 | 0 | 0 | 0 | 0 | 0 | 0 | 0 | 0 | 0 | 0 | 0 | 0 | 0 | 0 | 0 | 0 | 0 | 0 | 0 | 0 | 0 | 0 | 0 | 0 | 0 | 0 | 0 | 0 | 0 | 0 | 0 | 0 | 0 | 0% | 0 | 0 | 0% | 0%
|  | 4 | 4 | 0 |  |  |  |  | 1 | Gen Alternative | On-Going Capital #1 | Capital | 1 | 0 | $/Yr | 0 | 1 |  |  | 0 |  | 0 | 0 | 0 | 0 |  | 0 | 0 | 0 | 0 | 0 | 0 | 0 | 0 | 0 | 0 | 0 | 0 | 0 | 0 | 0 | 0 | 0 | 0 | 0 | 0 | 0 | 0 | 0 | 0 | 0 | 0 | 0 | 0 | 0 | 0 | 0 | 0 | 0 | 0 | 0 | 0 | 0 | 0 | 0 | 0 | 0 | 0 | 0 | 0 | 0 | 0 | 0 | 0 | 0 | 0 | 0 | 0 | 0 | 0 | 0 | 0 | 0 | 0 | 0 | 0 | 0 | 0 | 0 | 0 | 0 | 0 | 0 | 0 | 0 | 0 | 0 | 0 | 0 | 0 | 0 | 0 | 0 | 0 | 0 | 0 | 0 | 0 | 0 | 0 | 0 | 0 | 0 | 0 | 0 | 0 | 0 | 0 | 0 | 0 | 0 | 0 | 0 | 0 | 0 | 0 | 0 | 0% | 0 | 0 | 0% | 0%
|  | 4 | 5 | 0 |  |  |  |  | 1 | Gen Alternative | On-Going Capital #1 | Capital | 1 | 0 | $/Yr | 0 | 1 |  |  | 0 |  | 0 | 0 | 0 | 0 |  | 0 | 0 | 0 | 0 | 0 | 0 | 0 | 0 | 0 | 0 | 0 | 0 | 0 | 0 | 0 | 0 | 0 | 0 | 0 | 0 | 0 | 0 | 0 | 0 | 0 | 0 | 0 | 0 | 0 | 0 | 0 | 0 | 0 | 0 | 0 | 0 | 0 | 0 | 0 | 0 | 0 | 0 | 0 | 0 | 0 | 0 | 0 | 0 | 0 | 0 | 0 | 0 | 0 | 0 | 0 | 0 | 0 | 0 | 0 | 0 | 0 | 0 | 0 | 0 | 0 | 0 | 0 | 0 | 0 | 0 | 0 | 0 | 0 | 0 | 0 | 0 | 0 | 0 | 0 | 0 | 0 | 0 | 0 | 0 | 0 | 0 | 0 | 0 | 0 | 0 | 0 | 0 | 0 | 0 | 0 | 0 | 0 | 0 | 0 | 0 | 0 | 0% | 0 | 0 | 0% | 0%
|  | 4 | 6 | 0 |  |  |  |  | 1 | Gen Alternative | On-Going Capital #1 | Capital | 1 | 0 | $/Yr | 0 | 1 |  |  | 0 |  | 0 | 0 | 0 | 0 |  | 0 | 0 | 0 | 0 | 0 | 0 | 0 | 0 | 0 | 0 | 0 | 0 | 0 | 0 | 0 | 0 | 0 | 0 | 0 | 0 | 0 | 0 | 0 | 0 | 0 | 0 | 0 | 0 | 0 | 0 | 0 | 0 | 0 | 0 | 0 | 0 | 0 | 0 | 0 | 0 | 0 | 0 | 0 | 0 | 0 | 0 | 0 | 0 | 0 | 0 | 0 | 0 | 0 | 0 | 0 | 0 | 0 | 0 | 0 | 0 | 0 | 0 | 0 | 0 | 0 | 0 | 0 | 0 | 0 | 0 | 0 | 0 | 0 | 0 | 0 | 0 | 0 | 0 | 0 | 0 | 0 | 0 | 0 | 0 | 0 | 0 | 0 | 0 | 0 | 0 | 0 | 0 | 0 | 0 | 0 | 0 | 0 | 0 | 0 | 0 | 0 | 0% | 0 | 0 | 0% | 0%
|  | 4 | 7 | 0 |  |  |  |  | 1 | Gen Alternative | On-Going Capital #1 | Capital | 1 | 0 | $/Yr | 0 | 1 |  |  | 0 |  | 0 | 0 | 0 | 0 |  | 0 | 0 | 0 | 0 | 0 | 0 | 0 | 0 | 0 | 0 | 0 | 0 | 0 | 0 | 0 | 0 | 0 | 0 | 0 | 0 | 0 | 0 | 0 | 0 | 0 | 0 | 0 | 0 | 0 | 0 | 0 | 0 | 0 | 0 | 0 | 0 | 0 | 0 | 0 | 0 | 0 | 0 | 0 | 0 | 0 | 0 | 0 | 0 | 0 | 0 | 0 | 0 | 0 | 0 | 0 | 0 | 0 | 0 | 0 | 0 | 0 | 0 | 0 | 0 | 0 | 0 | 0 | 0 | 0 | 0 | 0 | 0 | 0 | 0 | 0 | 0 | 0 | 0 | 0 | 0 | 0 | 0 | 0 | 0 | 0 | 0 | 0 | 0 | 0 | 0 | 0 | 0 | 0 | 0 | 0 | 0 | 0 | 0 | 0 | 0 | 0 | 0% | 0 | 0 | 0% | 0%
|  | 4 | 8 | 0 |  |  |  |  | 1 | Gen Alternative | On-Going Capital #1 | Capital | 1 | 0 | $/Yr | 0 | 1 |  |  | 0 |  | 0 | 0 | 0 | 0 |  | 0 | 0 | 0 | 0 | 0 | 0 | 0 | 0 | 0 | 0 | 0 | 0 | 0 | 0 | 0 | 0 | 0 | 0 | 0 | 0 | 0 | 0 | 0 | 0 | 0 | 0 | 0 | 0 | 0 | 0 | 0 | 0 | 0 | 0 | 0 | 0 | 0 | 0 | 0 | 0 | 0 | 0 | 0 | 0 | 0 | 0 | 0 | 0 | 0 | 0 | 0 | 0 | 0 | 0 | 0 | 0 | 0 | 0 | 0 | 0 | 0 | 0 | 0 | 0 | 0 | 0 | 0 | 0 | 0 | 0 | 0 | 0 | 0 | 0 | 0 | 0 | 0 | 0 | 0 | 0 | 0 | 0 | 0 | 0 | 0 | 0 | 0 | 0 | 0 | 0 | 0 | 0 | 0 | 0 | 0 | 0 | 0 | 0 | 0 | 0 | 0 | 0% | 0 | 0 | 0% | 0%
|  | 4 | 9 | 0 |  |  |  |  | 1 | Gen Alternative | On-Going Capital #1 | Capital | 1 | 0 | $/Yr | 0 | 1 |  |  | 0 |  | 0 | 0 | 0 | 0 |  | 0 | 0 | 0 | 0 | 0 | 0 | 0 | 0 | 0 | 0 | 0 | 0 | 0 | 0 | 0 | 0 | 0 | 0 | 0 | 0 | 0 | 0 | 0 | 0 | 0 | 0 | 0 | 0 | 0 | 0 | 0 | 0 | 0 | 0 | 0 | 0 | 0 | 0 | 0 | 0 | 0 | 0 | 0 | 0 | 0 | 0 | 0 | 0 | 0 | 0 | 0 | 0 | 0 | 0 | 0 | 0 | 0 | 0 | 0 | 0 | 0 | 0 | 0 | 0 | 0 | 0 | 0 | 0 | 0 | 0 | 0 | 0 | 0 | 0 | 0 | 0 | 0 | 0 | 0 | 0 | 0 | 0 | 0 | 0 | 0 | 0 | 0 | 0 | 0 | 0 | 0 | 0 | 0 | 0 | 0 | 0 | 0 | 0 | 0 | 0 | 0 | 0% | 0 | 0 | 0% | 0%
|  | 4 | 10 | 0 |  |  |  |  | 1 | Gen Alternative | On-Going Capital #1 | Capital | 1 | 0 | $/Yr | 0 | 1 |  |  | 0 |  | 0 | 0 | 0 | 0 |  | 0 | 0 | 0 | 0 | 0 | 0 | 0 | 0 | 0 | 0 | 0 | 0 | 0 | 0 | 0 | 0 | 0 | 0 | 0 | 0 | 0 | 0 | 0 | 0 | 0 | 0 | 0 | 0 | 0 | 0 | 0 | 0 | 0 | 0 | 0 | 0 | 0 | 0 | 0 | 0 | 0 | 0 | 0 | 0 | 0 | 0 | 0 | 0 | 0 | 0 | 0 | 0 | 0 | 0 | 0 | 0 | 0 | 0 | 0 | 0 | 0 | 0 | 0 | 0 | 0 | 0 | 0 | 0 | 0 | 0 | 0 | 0 | 0 | 0 | 0 | 0 | 0 | 0 | 0 | 0 | 0 | 0 | 0 | 0 | 0 | 0 | 0 | 0 | 0 | 0 | 0 | 0 | 0 | 0 | 0 | 0 | 0 | 0 | 0 | 0 | 0 | 0% | 0 | 0 | 0% | 0%
|  | 5 | 1 | 1 |  | 1 | NREL | SB SCCT (220 MW) | 1 | Gen Alternative | On-Going Capital #2 | Capital | 1 | 0 | $/Yr | 2028 | 1 | 30 |  | SCCT_Capital | ON_SCCT | 2028 | 0 | 2 | 1 |  | 0 | 0 | 0 | 0 | 0 | 0 | 0 | 0 | 0 | 0 | 0 | 0 | 0 | 0 | 0 | 0 | 0 | 0 | 0 | 0 | 0 | 0 | 0 | 0 | 0 | 0 | 0 | 0 | 0 | 0 | 0 | 0 | 0 | 0 | 0 | 0 | 0 | 0 | 0 | 0 | 0 | 0 | 0 | 0 | 0 | 0 | 0 | 0 | 0 | 0 | 0 | 0 | 0 | 0 | 0 | 0 | 0 | 0 | 0 | 0 | 0 | 0 | 0 | 0 | 0 | 0 | 0 | 0 | 0 | 0 | 0 | 0 | 0 | 0 | 0 | 0 | 0 | 0 | 0 | 0 | 0 | 0 | 0 | 0 | 0 | 0 | 0 | 0 | 0 | 0 | 0 | 0 | 0 | 0 | 0 | 0 | 0 | 0 | 0 | 0 | 0 | 1.658% | 30 | 1.1257 | 6.62% | 8.845%
|  | 5 | 2 | 0 |  |  |  |  | 1 | Gen Alternative | On-Going Capital #2 | Capital | 1 | 0 | $/Yr | 0 | 1 |  |  | 0 |  | 0 | 0 | 0 | 0 |  | 0 | 0 | 0 | 0 | 0 | 0 | 0 | 0 | 0 | 0 | 0 | 0 | 0 | 0 | 0 | 0 | 0 | 0 | 0 | 0 | 0 | 0 | 0 | 0 | 0 | 0 | 0 | 0 | 0 | 0 | 0 | 0 | 0 | 0 | 0 | 0 | 0 | 0 | 0 | 0 | 0 | 0 | 0 | 0 | 0 | 0 | 0 | 0 | 0 | 0 | 0 | 0 | 0 | 0 | 0 | 0 | 0 | 0 | 0 | 0 | 0 | 0 | 0 | 0 | 0 | 0 | 0 | 0 | 0 | 0 | 0 | 0 | 0 | 0 | 0 | 0 | 0 | 0 | 0 | 0 | 0 | 0 | 0 | 0 | 0 | 0 | 0 | 0 | 0 | 0 | 0 | 0 | 0 | 0 | 0 | 0 | 0 | 0 | 0 | 0 | 0 | 0% | 0 | 0 | 0% | 0%
|  | 5 | 3 | 0 |  |  |  |  | 1 | Gen Alternative | On-Going Capital #2 | Capital | 1 | 0 | $/Yr | 0 | 1 |  |  | 0 |  | 0 | 0 | 0 | 0 |  | 0 | 0 | 0 | 0 | 0 | 0 | 0 | 0 | 0 | 0 | 0 | 0 | 0 | 0 | 0 | 0 | 0 | 0 | 0 | 0 | 0 | 0 | 0 | 0 | 0 | 0 | 0 | 0 | 0 | 0 | 0 | 0 | 0 | 0 | 0 | 0 | 0 | 0 | 0 | 0 | 0 | 0 | 0 | 0 | 0 | 0 | 0 | 0 | 0 | 0 | 0 | 0 | 0 | 0 | 0 | 0 | 0 | 0 | 0 | 0 | 0 | 0 | 0 | 0 | 0 | 0 | 0 | 0 | 0 | 0 | 0 | 0 | 0 | 0 | 0 | 0 | 0 | 0 | 0 | 0 | 0 | 0 | 0 | 0 | 0 | 0 | 0 | 0 | 0 | 0 | 0 | 0 | 0 | 0 | 0 | 0 | 0 | 0 | 0 | 0 | 0 | 0% | 0 | 0 | 0% | 0%
|  | 5 | 4 | 0 |  |  |  |  | 1 | Gen Alternative | On-Going Capital #2 | Capital | 1 | 0 | $/Yr | 0 | 1 |  |  | 0 |  | 0 | 0 | 0 | 0 |  | 0 | 0 | 0 | 0 | 0 | 0 | 0 | 0 | 0 | 0 | 0 | 0 | 0 | 0 | 0 | 0 | 0 | 0 | 0 | 0 | 0 | 0 | 0 | 0 | 0 | 0 | 0 | 0 | 0 | 0 | 0 | 0 | 0 | 0 | 0 | 0 | 0 | 0 | 0 | 0 | 0 | 0 | 0 | 0 | 0 | 0 | 0 | 0 | 0 | 0 | 0 | 0 | 0 | 0 | 0 | 0 | 0 | 0 | 0 | 0 | 0 | 0 | 0 | 0 | 0 | 0 | 0 | 0 | 0 | 0 | 0 | 0 | 0 | 0 | 0 | 0 | 0 | 0 | 0 | 0 | 0 | 0 | 0 | 0 | 0 | 0 | 0 | 0 | 0 | 0 | 0 | 0 | 0 | 0 | 0 | 0 | 0 | 0 | 0 | 0 | 0 | 0% | 0 | 0 | 0% | 0%
|  | 5 | 5 | 0 |  |  |  |  | 1 | Gen Alternative | On-Going Capital #2 | Capital | 1 | 0 | $/Yr | 0 | 1 |  |  | 0 |  | 0 | 0 | 0 | 0 |  | 0 | 0 | 0 | 0 | 0 | 0 | 0 | 0 | 0 | 0 | 0 | 0 | 0 | 0 | 0 | 0 | 0 | 0 | 0 | 0 | 0 | 0 | 0 | 0 | 0 | 0 | 0 | 0 | 0 | 0 | 0 | 0 | 0 | 0 | 0 | 0 | 0 | 0 | 0 | 0 | 0 | 0 | 0 | 0 | 0 | 0 | 0 | 0 | 0 | 0 | 0 | 0 | 0 | 0 | 0 | 0 | 0 | 0 | 0 | 0 | 0 | 0 | 0 | 0 | 0 | 0 | 0 | 0 | 0 | 0 | 0 | 0 | 0 | 0 | 0 | 0 | 0 | 0 | 0 | 0 | 0 | 0 | 0 | 0 | 0 | 0 | 0 | 0 | 0 | 0 | 0 | 0 | 0 | 0 | 0 | 0 | 0 | 0 | 0 | 0 | 0 | 0% | 0 | 0 | 0% | 0%
|  | 5 | 6 | 0 |  |  |  |  | 1 | Gen Alternative | On-Going Capital #2 | Capital | 1 | 0 | $/Yr | 0 | 1 |  |  | 0 |  | 0 | 0 | 0 | 0 |  | 0 | 0 | 0 | 0 | 0 | 0 | 0 | 0 | 0 | 0 | 0 | 0 | 0 | 0 | 0 | 0 | 0 | 0 | 0 | 0 | 0 | 0 | 0 | 0 | 0 | 0 | 0 | 0 | 0 | 0 | 0 | 0 | 0 | 0 | 0 | 0 | 0 | 0 | 0 | 0 | 0 | 0 | 0 | 0 | 0 | 0 | 0 | 0 | 0 | 0 | 0 | 0 | 0 | 0 | 0 | 0 | 0 | 0 | 0 | 0 | 0 | 0 | 0 | 0 | 0 | 0 | 0 | 0 | 0 | 0 | 0 | 0 | 0 | 0 | 0 | 0 | 0 | 0 | 0 | 0 | 0 | 0 | 0 | 0 | 0 | 0 | 0 | 0 | 0 | 0 | 0 | 0 | 0 | 0 | 0 | 0 | 0 | 0 | 0 | 0 | 0 | 0% | 0 | 0 | 0% | 0%
|  | 5 | 7 | 0 |  |  |  |  | 1 | Gen Alternative | On-Going Capital #2 | Capital | 1 | 0 | $/Yr | 0 | 1 |  |  | 0 |  | 0 | 0 | 0 | 0 |  | 0 | 0 | 0 | 0 | 0 | 0 | 0 | 0 | 0 | 0 | 0 | 0 | 0 | 0 | 0 | 0 | 0 | 0 | 0 | 0 | 0 | 0 | 0 | 0 | 0 | 0 | 0 | 0 | 0 | 0 | 0 | 0 | 0 | 0 | 0 | 0 | 0 | 0 | 0 | 0 | 0 | 0 | 0 | 0 | 0 | 0 | 0 | 0 | 0 | 0 | 0 | 0 | 0 | 0 | 0 | 0 | 0 | 0 | 0 | 0 | 0 | 0 | 0 | 0 | 0 | 0 | 0 | 0 | 0 | 0 | 0 | 0 | 0 | 0 | 0 | 0 | 0 | 0 | 0 | 0 | 0 | 0 | 0 | 0 | 0 | 0 | 0 | 0 | 0 | 0 | 0 | 0 | 0 | 0 | 0 | 0 | 0 | 0 | 0 | 0 | 0 | 0% | 0 | 0 | 0% | 0%
|  | 5 | 8 | 0 |  |  |  |  | 1 | Gen Alternative | On-Going Capital #2 | Capital | 1 | 0 | $/Yr | 0 | 1 |  |  | 0 |  | 0 | 0 | 0 | 0 |  | 0 | 0 | 0 | 0 | 0 | 0 | 0 | 0 | 0 | 0 | 0 | 0 | 0 | 0 | 0 | 0 | 0 | 0 | 0 | 0 | 0 | 0 | 0 | 0 | 0 | 0 | 0 | 0 | 0 | 0 | 0 | 0 | 0 | 0 | 0 | 0 | 0 | 0 | 0 | 0 | 0 | 0 | 0 | 0 | 0 | 0 | 0 | 0 | 0 | 0 | 0 | 0 | 0 | 0 | 0 | 0 | 0 | 0 | 0 | 0 | 0 | 0 | 0 | 0 | 0 | 0 | 0 | 0 | 0 | 0 | 0 | 0 | 0 | 0 | 0 | 0 | 0 | 0 | 0 | 0 | 0 | 0 | 0 | 0 | 0 | 0 | 0 | 0 | 0 | 0 | 0 | 0 | 0 | 0 | 0 | 0 | 0 | 0 | 0 | 0 | 0 | 0% | 0 | 0 | 0% | 0%
|  | 5 | 9 | 0 |  |  |  |  | 1 | Gen Alternative | On-Going Capital #2 | Capital | 1 | 0 | $/Yr | 0 | 1 |  |  | 0 |  | 0 | 0 | 0 | 0 |  | 0 | 0 | 0 | 0 | 0 | 0 | 0 | 0 | 0 | 0 | 0 | 0 | 0 | 0 | 0 | 0 | 0 | 0 | 0 | 0 | 0 | 0 | 0 | 0 | 0 | 0 | 0 | 0 | 0 | 0 | 0 | 0 | 0 | 0 | 0 | 0 | 0 | 0 | 0 | 0 | 0 | 0 | 0 | 0 | 0 | 0 | 0 | 0 | 0 | 0 | 0 | 0 | 0 | 0 | 0 | 0 | 0 | 0 | 0 | 0 | 0 | 0 | 0 | 0 | 0 | 0 | 0 | 0 | 0 | 0 | 0 | 0 | 0 | 0 | 0 | 0 | 0 | 0 | 0 | 0 | 0 | 0 | 0 | 0 | 0 | 0 | 0 | 0 | 0 | 0 | 0 | 0 | 0 | 0 | 0 | 0 | 0 | 0 | 0 | 0 | 0 | 0% | 0 | 0 | 0% | 0%
|  | 5 | 10 | 0 |  |  |  |  | 1 | Gen Alternative | On-Going Capital #2 | Capital | 1 | 0 | $/Yr | 0 | 1 |  |  | 0 |  | 0 | 0 | 0 | 0 |  | 0 | 0 | 0 | 0 | 0 | 0 | 0 | 0 | 0 | 0 | 0 | 0 | 0 | 0 | 0 | 0 | 0 | 0 | 0 | 0 | 0 | 0 | 0 | 0 | 0 | 0 | 0 | 0 | 0 | 0 | 0 | 0 | 0 | 0 | 0 | 0 | 0 | 0 | 0 | 0 | 0 | 0 | 0 | 0 | 0 | 0 | 0 | 0 | 0 | 0 | 0 | 0 | 0 | 0 | 0 | 0 | 0 | 0 | 0 | 0 | 0 | 0 | 0 | 0 | 0 | 0 | 0 | 0 | 0 | 0 | 0 | 0 | 0 | 0 | 0 | 0 | 0 | 0 | 0 | 0 | 0 | 0 | 0 | 0 | 0 | 0 | 0 | 0 | 0 | 0 | 0 | 0 | 0 | 0 | 0 | 0 | 0 | 0 | 0 | 0 | 0 | 0% | 0 | 0 | 0% | 0%
|  | 6 | 1 | 1 |  | 1 | NREL | SB SCCT (220 MW) | 1 | Gen Alternative | On-Going O&M #1 | O&M | 1 | 2660317.1081 | $/Yr | 2028 | 1 | 30 |  | SCCT_O&M |  | 2028 | 0 | 3 | 0 |  | 0 | 0 | 0 | 0 | 0 | 0 | 0 | 0 | 3055868.1334 | 3116985.4961 | 3179325.206 | 3242911.7101 | 3307769.9443 | 3373925.3432 | 3441403.8501 | 3510231.9271 | 3580436.5656 | 3652045.2969 | 3725086.2029 | 3799587.9269 | 3875579.6855 | 3953091.2792 | 4032153.1048 | 4112796.1669 | 4195052.0902 | 4278953.132 | 4364532.1947 | 4451822.8385 | 4540859.2953 | 4631676.4812 | 4724310.0108 | 4818796.2111 | 4915172.1353 | 5013475.578 | 5113745.0896 | 5216019.9913 | 5320340.3912 | 5426747.199 | 0 | 0 | 0 | 0 | 0 | 0 | 0 | 0 | 0 | 0 | 0 | 0 | 0 | 0 | 0 | 0 | 0 | 0 | 0 | 0 | 3055868.1334 | 3116985.4961 | 3179325.206 | 3242911.7101 | 3307769.9443 | 3373925.3432 | 3441403.8501 | 3510231.9271 | 3580436.5656 | 3652045.2969 | 3725086.2029 | 3799587.9269 | 3875579.6855 | 3953091.2792 | 4032153.1048 | 4112796.1669 | 4195052.0902 | 4278953.132 | 4364532.1947 | 4451822.8385 | 4540859.2953 | 4631676.4812 | 4724310.0108 | 4818796.2111 | 4915172.1353 | 5013475.578 | 5113745.0896 | 5216019.9913 | 5320340.3912 | 5426747.199 | 0 | 0 | 0 | 0 | 0 | 0 | 0 | 0 | 0 | 0 | 0 | 0 | 0 | 2% | 0 | 0 | 0% | 0%
|  | 6 | 2 | 0 |  |  |  |  | 1 | Gen Alternative | On-Going O&M #1 | O&M | 1 | 0 | $/Yr | 0 | 1 |  |  | 0 |  | 0 | 0 | 0 | 0 |  | 0 | 0 | 0 | 0 | 0 | 0 | 0 | 0 | 0 | 0 | 0 | 0 | 0 | 0 | 0 | 0 | 0 | 0 | 0 | 0 | 0 | 0 | 0 | 0 | 0 | 0 | 0 | 0 | 0 | 0 | 0 | 0 | 0 | 0 | 0 | 0 | 0 | 0 | 0 | 0 | 0 | 0 | 0 | 0 | 0 | 0 | 0 | 0 | 0 | 0 | 0 | 0 | 0 | 0 | 0 | 0 | 0 | 0 | 0 | 0 | 0 | 0 | 0 | 0 | 0 | 0 | 0 | 0 | 0 | 0 | 0 | 0 | 0 | 0 | 0 | 0 | 0 | 0 | 0 | 0 | 0 | 0 | 0 | 0 | 0 | 0 | 0 | 0 | 0 | 0 | 0 | 0 | 0 | 0 | 0 | 0 | 0 | 0 | 0 | 0 | 0 | 0% | 0 | 0 | 0% | 0%
|  | 6 | 3 | 0 |  |  |  |  | 1 | Gen Alternative | On-Going O&M #1 | O&M | 1 | 0 | $/Yr | 0 | 1 |  |  | 0 |  | 0 | 0 | 0 | 0 |  | 0 | 0 | 0 | 0 | 0 | 0 | 0 | 0 | 0 | 0 | 0 | 0 | 0 | 0 | 0 | 0 | 0 | 0 | 0 | 0 | 0 | 0 | 0 | 0 | 0 | 0 | 0 | 0 | 0 | 0 | 0 | 0 | 0 | 0 | 0 | 0 | 0 | 0 | 0 | 0 | 0 | 0 | 0 | 0 | 0 | 0 | 0 | 0 | 0 | 0 | 0 | 0 | 0 | 0 | 0 | 0 | 0 | 0 | 0 | 0 | 0 | 0 | 0 | 0 | 0 | 0 | 0 | 0 | 0 | 0 | 0 | 0 | 0 | 0 | 0 | 0 | 0 | 0 | 0 | 0 | 0 | 0 | 0 | 0 | 0 | 0 | 0 | 0 | 0 | 0 | 0 | 0 | 0 | 0 | 0 | 0 | 0 | 0 | 0 | 0 | 0 | 0% | 0 | 0 | 0% | 0%
|  | 6 | 4 | 0 |  |  |  |  | 1 | Gen Alternative | On-Going O&M #1 | O&M | 1 | 0 | $/Yr | 0 | 1 |  |  | 0 |  | 0 | 0 | 0 | 0 |  | 0 | 0 | 0 | 0 | 0 | 0 | 0 | 0 | 0 | 0 | 0 | 0 | 0 | 0 | 0 | 0 | 0 | 0 | 0 | 0 | 0 | 0 | 0 | 0 | 0 | 0 | 0 | 0 | 0 | 0 | 0 | 0 | 0 | 0 | 0 | 0 | 0 | 0 | 0 | 0 | 0 | 0 | 0 | 0 | 0 | 0 | 0 | 0 | 0 | 0 | 0 | 0 | 0 | 0 | 0 | 0 | 0 | 0 | 0 | 0 | 0 | 0 | 0 | 0 | 0 | 0 | 0 | 0 | 0 | 0 | 0 | 0 | 0 | 0 | 0 | 0 | 0 | 0 | 0 | 0 | 0 | 0 | 0 | 0 | 0 | 0 | 0 | 0 | 0 | 0 | 0 | 0 | 0 | 0 | 0 | 0 | 0 | 0 | 0 | 0 | 0 | 0% | 0 | 0 | 0% | 0%
|  | 6 | 5 | 0 |  |  |  |  | 1 | Gen Alternative | On-Going O&M #1 | O&M | 1 | 0 | $/Yr | 0 | 1 |  |  | 0 |  | 0 | 0 | 0 | 0 |  | 0 | 0 | 0 | 0 | 0 | 0 | 0 | 0 | 0 | 0 | 0 | 0 | 0 | 0 | 0 | 0 | 0 | 0 | 0 | 0 | 0 | 0 | 0 | 0 | 0 | 0 | 0 | 0 | 0 | 0 | 0 | 0 | 0 | 0 | 0 | 0 | 0 | 0 | 0 | 0 | 0 | 0 | 0 | 0 | 0 | 0 | 0 | 0 | 0 | 0 | 0 | 0 | 0 | 0 | 0 | 0 | 0 | 0 | 0 | 0 | 0 | 0 | 0 | 0 | 0 | 0 | 0 | 0 | 0 | 0 | 0 | 0 | 0 | 0 | 0 | 0 | 0 | 0 | 0 | 0 | 0 | 0 | 0 | 0 | 0 | 0 | 0 | 0 | 0 | 0 | 0 | 0 | 0 | 0 | 0 | 0 | 0 | 0 | 0 | 0 | 0 | 0% | 0 | 0 | 0% | 0%
|  | 6 | 6 | 0 |  |  |  |  | 1 | Gen Alternative | On-Going O&M #1 | O&M | 1 | 0 | $/Yr | 0 | 1 |  |  | 0 |  | 0 | 0 | 0 | 0 |  | 0 | 0 | 0 | 0 | 0 | 0 | 0 | 0 | 0 | 0 | 0 | 0 | 0 | 0 | 0 | 0 | 0 | 0 | 0 | 0 | 0 | 0 | 0 | 0 | 0 | 0 | 0 | 0 | 0 | 0 | 0 | 0 | 0 | 0 | 0 | 0 | 0 | 0 | 0 | 0 | 0 | 0 | 0 | 0 | 0 | 0 | 0 | 0 | 0 | 0 | 0 | 0 | 0 | 0 | 0 | 0 | 0 | 0 | 0 | 0 | 0 | 0 | 0 | 0 | 0 | 0 | 0 | 0 | 0 | 0 | 0 | 0 | 0 | 0 | 0 | 0 | 0 | 0 | 0 | 0 | 0 | 0 | 0 | 0 | 0 | 0 | 0 | 0 | 0 | 0 | 0 | 0 | 0 | 0 | 0 | 0 | 0 | 0 | 0 | 0 | 0 | 0% | 0 | 0 | 0% | 0%
|  | 6 | 7 | 0 |  |  |  |  | 1 | Gen Alternative | On-Going O&M #1 | O&M | 1 | 0 | $/Yr | 0 | 1 |  |  | 0 |  | 0 | 0 | 0 | 0 |  | 0 | 0 | 0 | 0 | 0 | 0 | 0 | 0 | 0 | 0 | 0 | 0 | 0 | 0 | 0 | 0 | 0 | 0 | 0 | 0 | 0 | 0 | 0 | 0 | 0 | 0 | 0 | 0 | 0 | 0 | 0 | 0 | 0 | 0 | 0 | 0 | 0 | 0 | 0 | 0 | 0 | 0 | 0 | 0 | 0 | 0 | 0 | 0 | 0 | 0 | 0 | 0 | 0 | 0 | 0 | 0 | 0 | 0 | 0 | 0 | 0 | 0 | 0 | 0 | 0 | 0 | 0 | 0 | 0 | 0 | 0 | 0 | 0 | 0 | 0 | 0 | 0 | 0 | 0 | 0 | 0 | 0 | 0 | 0 | 0 | 0 | 0 | 0 | 0 | 0 | 0 | 0 | 0 | 0 | 0 | 0 | 0 | 0 | 0 | 0 | 0 | 0% | 0 | 0 | 0% | 0%
|  | 6 | 8 | 0 |  |  |  |  | 1 | Gen Alternative | On-Going O&M #1 | O&M | 1 | 0 | $/Yr | 0 | 1 |  |  | 0 |  | 0 | 0 | 0 | 0 |  | 0 | 0 | 0 | 0 | 0 | 0 | 0 | 0 | 0 | 0 | 0 | 0 | 0 | 0 | 0 | 0 | 0 | 0 | 0 | 0 | 0 | 0 | 0 | 0 | 0 | 0 | 0 | 0 | 0 | 0 | 0 | 0 | 0 | 0 | 0 | 0 | 0 | 0 | 0 | 0 | 0 | 0 | 0 | 0 | 0 | 0 | 0 | 0 | 0 | 0 | 0 | 0 | 0 | 0 | 0 | 0 | 0 | 0 | 0 | 0 | 0 | 0 | 0 | 0 | 0 | 0 | 0 | 0 | 0 | 0 | 0 | 0 | 0 | 0 | 0 | 0 | 0 | 0 | 0 | 0 | 0 | 0 | 0 | 0 | 0 | 0 | 0 | 0 | 0 | 0 | 0 | 0 | 0 | 0 | 0 | 0 | 0 | 0 | 0 | 0 | 0 | 0% | 0 | 0 | 0% | 0%
|  | 6 | 9 | 0 |  |  |  |  | 1 | Gen Alternative | On-Going O&M #1 | O&M | 1 | 0 | $/Yr | 0 | 1 |  |  | 0 |  | 0 | 0 | 0 | 0 |  | 0 | 0 | 0 | 0 | 0 | 0 | 0 | 0 | 0 | 0 | 0 | 0 | 0 | 0 | 0 | 0 | 0 | 0 | 0 | 0 | 0 | 0 | 0 | 0 | 0 | 0 | 0 | 0 | 0 | 0 | 0 | 0 | 0 | 0 | 0 | 0 | 0 | 0 | 0 | 0 | 0 | 0 | 0 | 0 | 0 | 0 | 0 | 0 | 0 | 0 | 0 | 0 | 0 | 0 | 0 | 0 | 0 | 0 | 0 | 0 | 0 | 0 | 0 | 0 | 0 | 0 | 0 | 0 | 0 | 0 | 0 | 0 | 0 | 0 | 0 | 0 | 0 | 0 | 0 | 0 | 0 | 0 | 0 | 0 | 0 | 0 | 0 | 0 | 0 | 0 | 0 | 0 | 0 | 0 | 0 | 0 | 0 | 0 | 0 | 0 | 0 | 0% | 0 | 0 | 0% | 0%
|  | 6 | 10 | 0 |  |  |  |  | 1 | Gen Alternative | On-Going O&M #1 | O&M | 1 | 0 | $/Yr | 0 | 1 |  |  | 0 |  | 0 | 0 | 0 | 0 |  | 0 | 0 | 0 | 0 | 0 | 0 | 0 | 0 | 0 | 0 | 0 | 0 | 0 | 0 | 0 | 0 | 0 | 0 | 0 | 0 | 0 | 0 | 0 | 0 | 0 | 0 | 0 | 0 | 0 | 0 | 0 | 0 | 0 | 0 | 0 | 0 | 0 | 0 | 0 | 0 | 0 | 0 | 0 | 0 | 0 | 0 | 0 | 0 | 0 | 0 | 0 | 0 | 0 | 0 | 0 | 0 | 0 | 0 | 0 | 0 | 0 | 0 | 0 | 0 | 0 | 0 | 0 | 0 | 0 | 0 | 0 | 0 | 0 | 0 | 0 | 0 | 0 | 0 | 0 | 0 | 0 | 0 | 0 | 0 | 0 | 0 | 0 | 0 | 0 | 0 | 0 | 0 | 0 | 0 | 0 | 0 | 0 | 0 | 0 | 0 | 0 | 0% | 0 | 0 | 0% | 0%
|  | 7 | 1 | 1 |  | 1 | NREL | SB SCCT (220 MW) | 1 | Gen Alternative | On-Going O&M #2 | O&M | 1 | 0 | $/Yr | 2028 | 1 | 30 |  | SCCT_O&M |  | 2028 | 0 | 3 | 0 |  | 0 | 0 | 0 | 0 | 0 | 0 | 0 | 0 | 0 | 0 | 0 | 0 | 0 | 0 | 0 | 0 | 0 | 0 | 0 | 0 | 0 | 0 | 0 | 0 | 0 | 0 | 0 | 0 | 0 | 0 | 0 | 0 | 0 | 0 | 0 | 0 | 0 | 0 | 0 | 0 | 0 | 0 | 0 | 0 | 0 | 0 | 0 | 0 | 0 | 0 | 0 | 0 | 0 | 0 | 0 | 0 | 0 | 0 | 0 | 0 | 0 | 0 | 0 | 0 | 0 | 0 | 0 | 0 | 0 | 0 | 0 | 0 | 0 | 0 | 0 | 0 | 0 | 0 | 0 | 0 | 0 | 0 | 0 | 0 | 0 | 0 | 0 | 0 | 0 | 0 | 0 | 0 | 0 | 0 | 0 | 0 | 0 | 0 | 0 | 0 | 0 | 2% | 0 | 0 | 0% | 0%
|  | 7 | 2 | 0 |  |  |  |  | 1 | Gen Alternative | On-Going O&M #2 | O&M | 1 | 0 | $/Yr | 0 | 1 |  |  | 0 |  | 0 | 0 | 0 | 0 |  | 0 | 0 | 0 | 0 | 0 | 0 | 0 | 0 | 0 | 0 | 0 | 0 | 0 | 0 | 0 | 0 | 0 | 0 | 0 | 0 | 0 | 0 | 0 | 0 | 0 | 0 | 0 | 0 | 0 | 0 | 0 | 0 | 0 | 0 | 0 | 0 | 0 | 0 | 0 | 0 | 0 | 0 | 0 | 0 | 0 | 0 | 0 | 0 | 0 | 0 | 0 | 0 | 0 | 0 | 0 | 0 | 0 | 0 | 0 | 0 | 0 | 0 | 0 | 0 | 0 | 0 | 0 | 0 | 0 | 0 | 0 | 0 | 0 | 0 | 0 | 0 | 0 | 0 | 0 | 0 | 0 | 0 | 0 | 0 | 0 | 0 | 0 | 0 | 0 | 0 | 0 | 0 | 0 | 0 | 0 | 0 | 0 | 0 | 0 | 0 | 0 | 0% | 0 | 0 | 0% | 0%
|  | 7 | 3 | 0 |  |  |  |  | 1 | Gen Alternative | On-Going O&M #2 | O&M | 1 | 0 | $/Yr | 0 | 1 |  |  | 0 |  | 0 | 0 | 0 | 0 |  | 0 | 0 | 0 | 0 | 0 | 0 | 0 | 0 | 0 | 0 | 0 | 0 | 0 | 0 | 0 | 0 | 0 | 0 | 0 | 0 | 0 | 0 | 0 | 0 | 0 | 0 | 0 | 0 | 0 | 0 | 0 | 0 | 0 | 0 | 0 | 0 | 0 | 0 | 0 | 0 | 0 | 0 | 0 | 0 | 0 | 0 | 0 | 0 | 0 | 0 | 0 | 0 | 0 | 0 | 0 | 0 | 0 | 0 | 0 | 0 | 0 | 0 | 0 | 0 | 0 | 0 | 0 | 0 | 0 | 0 | 0 | 0 | 0 | 0 | 0 | 0 | 0 | 0 | 0 | 0 | 0 | 0 | 0 | 0 | 0 | 0 | 0 | 0 | 0 | 0 | 0 | 0 | 0 | 0 | 0 | 0 | 0 | 0 | 0 | 0 | 0 | 0% | 0 | 0 | 0% | 0%
|  | 7 | 4 | 0 |  |  |  |  | 1 | Gen Alternative | On-Going O&M #2 | O&M | 1 | 0 | $/Yr | 0 | 1 |  |  | 0 |  | 0 | 0 | 0 | 0 |  | 0 | 0 | 0 | 0 | 0 | 0 | 0 | 0 | 0 | 0 | 0 | 0 | 0 | 0 | 0 | 0 | 0 | 0 | 0 | 0 | 0 | 0 | 0 | 0 | 0 | 0 | 0 | 0 | 0 | 0 | 0 | 0 | 0 | 0 | 0 | 0 | 0 | 0 | 0 | 0 | 0 | 0 | 0 | 0 | 0 | 0 | 0 | 0 | 0 | 0 | 0 | 0 | 0 | 0 | 0 | 0 | 0 | 0 | 0 | 0 | 0 | 0 | 0 | 0 | 0 | 0 | 0 | 0 | 0 | 0 | 0 | 0 | 0 | 0 | 0 | 0 | 0 | 0 | 0 | 0 | 0 | 0 | 0 | 0 | 0 | 0 | 0 | 0 | 0 | 0 | 0 | 0 | 0 | 0 | 0 | 0 | 0 | 0 | 0 | 0 | 0 | 0% | 0 | 0 | 0% | 0%
|  | 7 | 5 | 0 |  |  |  |  | 1 | Gen Alternative | On-Going O&M #2 | O&M | 1 | 0 | $/Yr | 0 | 1 |  |  | 0 |  | 0 | 0 | 0 | 0 |  | 0 | 0 | 0 | 0 | 0 | 0 | 0 | 0 | 0 | 0 | 0 | 0 | 0 | 0 | 0 | 0 | 0 | 0 | 0 | 0 | 0 | 0 | 0 | 0 | 0 | 0 | 0 | 0 | 0 | 0 | 0 | 0 | 0 | 0 | 0 | 0 | 0 | 0 | 0 | 0 | 0 | 0 | 0 | 0 | 0 | 0 | 0 | 0 | 0 | 0 | 0 | 0 | 0 | 0 | 0 | 0 | 0 | 0 | 0 | 0 | 0 | 0 | 0 | 0 | 0 | 0 | 0 | 0 | 0 | 0 | 0 | 0 | 0 | 0 | 0 | 0 | 0 | 0 | 0 | 0 | 0 | 0 | 0 | 0 | 0 | 0 | 0 | 0 | 0 | 0 | 0 | 0 | 0 | 0 | 0 | 0 | 0 | 0 | 0 | 0 | 0 | 0% | 0 | 0 | 0% | 0%
|  | 7 | 6 | 0 |  |  |  |  | 1 | Gen Alternative | On-Going O&M #2 | O&M | 1 | 0 | $/Yr | 0 | 1 |  |  | 0 |  | 0 | 0 | 0 | 0 |  | 0 | 0 | 0 | 0 | 0 | 0 | 0 | 0 | 0 | 0 | 0 | 0 | 0 | 0 | 0 | 0 | 0 | 0 | 0 | 0 | 0 | 0 | 0 | 0 | 0 | 0 | 0 | 0 | 0 | 0 | 0 | 0 | 0 | 0 | 0 | 0 | 0 | 0 | 0 | 0 | 0 | 0 | 0 | 0 | 0 | 0 | 0 | 0 | 0 | 0 | 0 | 0 | 0 | 0 | 0 | 0 | 0 | 0 | 0 | 0 | 0 | 0 | 0 | 0 | 0 | 0 | 0 | 0 | 0 | 0 | 0 | 0 | 0 | 0 | 0 | 0 | 0 | 0 | 0 | 0 | 0 | 0 | 0 | 0 | 0 | 0 | 0 | 0 | 0 | 0 | 0 | 0 | 0 | 0 | 0 | 0 | 0 | 0 | 0 | 0 | 0 | 0% | 0 | 0 | 0% | 0%
|  | 7 | 7 | 0 |  |  |  |  | 1 | Gen Alternative | On-Going O&M #2 | O&M | 1 | 0 | $/Yr | 0 | 1 |  |  | 0 |  | 0 | 0 | 0 | 0 |  | 0 | 0 | 0 | 0 | 0 | 0 | 0 | 0 | 0 | 0 | 0 | 0 | 0 | 0 | 0 | 0 | 0 | 0 | 0 | 0 | 0 | 0 | 0 | 0 | 0 | 0 | 0 | 0 | 0 | 0 | 0 | 0 | 0 | 0 | 0 | 0 | 0 | 0 | 0 | 0 | 0 | 0 | 0 | 0 | 0 | 0 | 0 | 0 | 0 | 0 | 0 | 0 | 0 | 0 | 0 | 0 | 0 | 0 | 0 | 0 | 0 | 0 | 0 | 0 | 0 | 0 | 0 | 0 | 0 | 0 | 0 | 0 | 0 | 0 | 0 | 0 | 0 | 0 | 0 | 0 | 0 | 0 | 0 | 0 | 0 | 0 | 0 | 0 | 0 | 0 | 0 | 0 | 0 | 0 | 0 | 0 | 0 | 0 | 0 | 0 | 0 | 0% | 0 | 0 | 0% | 0%
|  | 7 | 8 | 0 |  |  |  |  | 1 | Gen Alternative | On-Going O&M #2 | O&M | 1 | 0 | $/Yr | 0 | 1 |  |  | 0 |  | 0 | 0 | 0 | 0 |  | 0 | 0 | 0 | 0 | 0 | 0 | 0 | 0 | 0 | 0 | 0 | 0 | 0 | 0 | 0 | 0 | 0 | 0 | 0 | 0 | 0 | 0 | 0 | 0 | 0 | 0 | 0 | 0 | 0 | 0 | 0 | 0 | 0 | 0 | 0 | 0 | 0 | 0 | 0 | 0 | 0 | 0 | 0 | 0 | 0 | 0 | 0 | 0 | 0 | 0 | 0 | 0 | 0 | 0 | 0 | 0 | 0 | 0 | 0 | 0 | 0 | 0 | 0 | 0 | 0 | 0 | 0 | 0 | 0 | 0 | 0 | 0 | 0 | 0 | 0 | 0 | 0 | 0 | 0 | 0 | 0 | 0 | 0 | 0 | 0 | 0 | 0 | 0 | 0 | 0 | 0 | 0 | 0 | 0 | 0 | 0 | 0 | 0 | 0 | 0 | 0 | 0% | 0 | 0 | 0% | 0%
|  | 7 | 9 | 0 |  |  |  |  | 1 | Gen Alternative | On-Going O&M #2 | O&M | 1 | 0 | $/Yr | 0 | 1 |  |  | 0 |  | 0 | 0 | 0 | 0 |  | 0 | 0 | 0 | 0 | 0 | 0 | 0 | 0 | 0 | 0 | 0 | 0 | 0 | 0 | 0 | 0 | 0 | 0 | 0 | 0 | 0 | 0 | 0 | 0 | 0 | 0 | 0 | 0 | 0 | 0 | 0 | 0 | 0 | 0 | 0 | 0 | 0 | 0 | 0 | 0 | 0 | 0 | 0 | 0 | 0 | 0 | 0 | 0 | 0 | 0 | 0 | 0 | 0 | 0 | 0 | 0 | 0 | 0 | 0 | 0 | 0 | 0 | 0 | 0 | 0 | 0 | 0 | 0 | 0 | 0 | 0 | 0 | 0 | 0 | 0 | 0 | 0 | 0 | 0 | 0 | 0 | 0 | 0 | 0 | 0 | 0 | 0 | 0 | 0 | 0 | 0 | 0 | 0 | 0 | 0 | 0 | 0 | 0 | 0 | 0 | 0 | 0% | 0 | 0 | 0% | 0%
|  | 7 | 10 | 0 |  |  |  |  | 1 | Gen Alternative | On-Going O&M #2 | O&M | 1 | 0 | $/Yr | 0 | 1 |  |  | 0 |  | 0 | 0 | 0 | 0 |  | 0 | 0 | 0 | 0 | 0 | 0 | 0 | 0 | 0 | 0 | 0 | 0 | 0 | 0 | 0 | 0 | 0 | 0 | 0 | 0 | 0 | 0 | 0 | 0 | 0 | 0 | 0 | 0 | 0 | 0 | 0 | 0 | 0 | 0 | 0 | 0 | 0 | 0 | 0 | 0 | 0 | 0 | 0 | 0 | 0 | 0 | 0 | 0 | 0 | 0 | 0 | 0 | 0 | 0 | 0 | 0 | 0 | 0 | 0 | 0 | 0 | 0 | 0 | 0 | 0 | 0 | 0 | 0 | 0 | 0 | 0 | 0 | 0 | 0 | 0 | 0 | 0 | 0 | 0 | 0 | 0 | 0 | 0 | 0 | 0 | 0 | 0 | 0 | 0 | 0 | 0 | 0 | 0 | 0 | 0 | 0 | 0 | 0 | 0 | 0 | 0 | 0% | 0 | 0 | 0% | 0%
|  | 8 | 1 | 1 |  | 1 | NREL | SB SCCT (220 MW) | 1 | Gen Alternative | On-Going XM | O&M | 1 | 0 | $/Yr | 2028 | 1 | 30 |  | O&M |  | 2028 | 0 | 14 | 0 |  | 0 | 0 | 0 | 0 | 0 | 0 | 0 | 0 | 0 | 0 | 0 | 0 | 0 | 0 | 0 | 0 | 0 | 0 | 0 | 0 | 0 | 0 | 0 | 0 | 0 | 0 | 0 | 0 | 0 | 0 | 0 | 0 | 0 | 0 | 0 | 0 | 0 | 0 | 0 | 0 | 0 | 0 | 0 | 0 | 0 | 0 | 0 | 0 | 0 | 0 | 0 | 0 | 0 | 0 | 0 | 0 | 0 | 0 | 0 | 0 | 0 | 0 | 0 | 0 | 0 | 0 | 0 | 0 | 0 | 0 | 0 | 0 | 0 | 0 | 0 | 0 | 0 | 0 | 0 | 0 | 0 | 0 | 0 | 0 | 0 | 0 | 0 | 0 | 0 | 0 | 0 | 0 | 0 | 0 | 0 | 0 | 0 | 0 | 0 | 0 | 0 | 2% | 0 | 0 | 0% | 0%
|  | 8 | 2 | 0 |  |  |  |  | 1 | Gen Alternative | On-Going XM | O&M | 1 | 0 | $/Yr | 0 | 1 |  |  | 0 |  | 0 | 0 | 0 | 0 |  | 0 | 0 | 0 | 0 | 0 | 0 | 0 | 0 | 0 | 0 | 0 | 0 | 0 | 0 | 0 | 0 | 0 | 0 | 0 | 0 | 0 | 0 | 0 | 0 | 0 | 0 | 0 | 0 | 0 | 0 | 0 | 0 | 0 | 0 | 0 | 0 | 0 | 0 | 0 | 0 | 0 | 0 | 0 | 0 | 0 | 0 | 0 | 0 | 0 | 0 | 0 | 0 | 0 | 0 | 0 | 0 | 0 | 0 | 0 | 0 | 0 | 0 | 0 | 0 | 0 | 0 | 0 | 0 | 0 | 0 | 0 | 0 | 0 | 0 | 0 | 0 | 0 | 0 | 0 | 0 | 0 | 0 | 0 | 0 | 0 | 0 | 0 | 0 | 0 | 0 | 0 | 0 | 0 | 0 | 0 | 0 | 0 | 0 | 0 | 0 | 0 | 0% | 0 | 0 | 0% | 0%
|  | 8 | 3 | 0 |  |  |  |  | 1 | Gen Alternative | On-Going XM | O&M | 1 | 0 | $/Yr | 0 | 1 |  |  | 0 |  | 0 | 0 | 0 | 0 |  | 0 | 0 | 0 | 0 | 0 | 0 | 0 | 0 | 0 | 0 | 0 | 0 | 0 | 0 | 0 | 0 | 0 | 0 | 0 | 0 | 0 | 0 | 0 | 0 | 0 | 0 | 0 | 0 | 0 | 0 | 0 | 0 | 0 | 0 | 0 | 0 | 0 | 0 | 0 | 0 | 0 | 0 | 0 | 0 | 0 | 0 | 0 | 0 | 0 | 0 | 0 | 0 | 0 | 0 | 0 | 0 | 0 | 0 | 0 | 0 | 0 | 0 | 0 | 0 | 0 | 0 | 0 | 0 | 0 | 0 | 0 | 0 | 0 | 0 | 0 | 0 | 0 | 0 | 0 | 0 | 0 | 0 | 0 | 0 | 0 | 0 | 0 | 0 | 0 | 0 | 0 | 0 | 0 | 0 | 0 | 0 | 0 | 0 | 0 | 0 | 0 | 0% | 0 | 0 | 0% | 0%
|  | 8 | 4 | 0 |  |  |  |  | 1 | Gen Alternative | On-Going XM | O&M | 1 | 0 | $/Yr | 0 | 1 |  |  | 0 |  | 0 | 0 | 0 | 0 |  | 0 | 0 | 0 | 0 | 0 | 0 | 0 | 0 | 0 | 0 | 0 | 0 | 0 | 0 | 0 | 0 | 0 | 0 | 0 | 0 | 0 | 0 | 0 | 0 | 0 | 0 | 0 | 0 | 0 | 0 | 0 | 0 | 0 | 0 | 0 | 0 | 0 | 0 | 0 | 0 | 0 | 0 | 0 | 0 | 0 | 0 | 0 | 0 | 0 | 0 | 0 | 0 | 0 | 0 | 0 | 0 | 0 | 0 | 0 | 0 | 0 | 0 | 0 | 0 | 0 | 0 | 0 | 0 | 0 | 0 | 0 | 0 | 0 | 0 | 0 | 0 | 0 | 0 | 0 | 0 | 0 | 0 | 0 | 0 | 0 | 0 | 0 | 0 | 0 | 0 | 0 | 0 | 0 | 0 | 0 | 0 | 0 | 0 | 0 | 0 | 0 | 0% | 0 | 0 | 0% | 0%
|  | 8 | 5 | 0 |  |  |  |  | 1 | Gen Alternative | On-Going XM | O&M | 1 | 0 | $/Yr | 0 | 1 |  |  | 0 |  | 0 | 0 | 0 | 0 |  | 0 | 0 | 0 | 0 | 0 | 0 | 0 | 0 | 0 | 0 | 0 | 0 | 0 | 0 | 0 | 0 | 0 | 0 | 0 | 0 | 0 | 0 | 0 | 0 | 0 | 0 | 0 | 0 | 0 | 0 | 0 | 0 | 0 | 0 | 0 | 0 | 0 | 0 | 0 | 0 | 0 | 0 | 0 | 0 | 0 | 0 | 0 | 0 | 0 | 0 | 0 | 0 | 0 | 0 | 0 | 0 | 0 | 0 | 0 | 0 | 0 | 0 | 0 | 0 | 0 | 0 | 0 | 0 | 0 | 0 | 0 | 0 | 0 | 0 | 0 | 0 | 0 | 0 | 0 | 0 | 0 | 0 | 0 | 0 | 0 | 0 | 0 | 0 | 0 | 0 | 0 | 0 | 0 | 0 | 0 | 0 | 0 | 0 | 0 | 0 | 0 | 0% | 0 | 0 | 0% | 0%
|  | 8 | 6 | 0 |  |  |  |  | 1 | Gen Alternative | On-Going XM | O&M | 1 | 0 | $/Yr | 0 | 1 |  |  | 0 |  | 0 | 0 | 0 | 0 |  | 0 | 0 | 0 | 0 | 0 | 0 | 0 | 0 | 0 | 0 | 0 | 0 | 0 | 0 | 0 | 0 | 0 | 0 | 0 | 0 | 0 | 0 | 0 | 0 | 0 | 0 | 0 | 0 | 0 | 0 | 0 | 0 | 0 | 0 | 0 | 0 | 0 | 0 | 0 | 0 | 0 | 0 | 0 | 0 | 0 | 0 | 0 | 0 | 0 | 0 | 0 | 0 | 0 | 0 | 0 | 0 | 0 | 0 | 0 | 0 | 0 | 0 | 0 | 0 | 0 | 0 | 0 | 0 | 0 | 0 | 0 | 0 | 0 | 0 | 0 | 0 | 0 | 0 | 0 | 0 | 0 | 0 | 0 | 0 | 0 | 0 | 0 | 0 | 0 | 0 | 0 | 0 | 0 | 0 | 0 | 0 | 0 | 0 | 0 | 0 | 0 | 0% | 0 | 0 | 0% | 0%
|  | 8 | 7 | 0 |  |  |  |  | 1 | Gen Alternative | On-Going XM | O&M | 1 | 0 | $/Yr | 0 | 1 |  |  | 0 |  | 0 | 0 | 0 | 0 |  | 0 | 0 | 0 | 0 | 0 | 0 | 0 | 0 | 0 | 0 | 0 | 0 | 0 | 0 | 0 | 0 | 0 | 0 | 0 | 0 | 0 | 0 | 0 | 0 | 0 | 0 | 0 | 0 | 0 | 0 | 0 | 0 | 0 | 0 | 0 | 0 | 0 | 0 | 0 | 0 | 0 | 0 | 0 | 0 | 0 | 0 | 0 | 0 | 0 | 0 | 0 | 0 | 0 | 0 | 0 | 0 | 0 | 0 | 0 | 0 | 0 | 0 | 0 | 0 | 0 | 0 | 0 | 0 | 0 | 0 | 0 | 0 | 0 | 0 | 0 | 0 | 0 | 0 | 0 | 0 | 0 | 0 | 0 | 0 | 0 | 0 | 0 | 0 | 0 | 0 | 0 | 0 | 0 | 0 | 0 | 0 | 0 | 0 | 0 | 0 | 0 | 0% | 0 | 0 | 0% | 0%
|  | 8 | 8 | 0 |  |  |  |  | 1 | Gen Alternative | On-Going XM | O&M | 1 | 0 | $/Yr | 0 | 1 |  |  | 0 |  | 0 | 0 | 0 | 0 |  | 0 | 0 | 0 | 0 | 0 | 0 | 0 | 0 | 0 | 0 | 0 | 0 | 0 | 0 | 0 | 0 | 0 | 0 | 0 | 0 | 0 | 0 | 0 | 0 | 0 | 0 | 0 | 0 | 0 | 0 | 0 | 0 | 0 | 0 | 0 | 0 | 0 | 0 | 0 | 0 | 0 | 0 | 0 | 0 | 0 | 0 | 0 | 0 | 0 | 0 | 0 | 0 | 0 | 0 | 0 | 0 | 0 | 0 | 0 | 0 | 0 | 0 | 0 | 0 | 0 | 0 | 0 | 0 | 0 | 0 | 0 | 0 | 0 | 0 | 0 | 0 | 0 | 0 | 0 | 0 | 0 | 0 | 0 | 0 | 0 | 0 | 0 | 0 | 0 | 0 | 0 | 0 | 0 | 0 | 0 | 0 | 0 | 0 | 0 | 0 | 0 | 0% | 0 | 0 | 0% | 0%
|  | 8 | 9 | 0 |  |  |  |  | 1 | Gen Alternative | On-Going XM | O&M | 1 | 0 | $/Yr | 0 | 1 |  |  | 0 |  | 0 | 0 | 0 | 0 |  | 0 | 0 | 0 | 0 | 0 | 0 | 0 | 0 | 0 | 0 | 0 | 0 | 0 | 0 | 0 | 0 | 0 | 0 | 0 | 0 | 0 | 0 | 0 | 0 | 0 | 0 | 0 | 0 | 0 | 0 | 0 | 0 | 0 | 0 | 0 | 0 | 0 | 0 | 0 | 0 | 0 | 0 | 0 | 0 | 0 | 0 | 0 | 0 | 0 | 0 | 0 | 0 | 0 | 0 | 0 | 0 | 0 | 0 | 0 | 0 | 0 | 0 | 0 | 0 | 0 | 0 | 0 | 0 | 0 | 0 | 0 | 0 | 0 | 0 | 0 | 0 | 0 | 0 | 0 | 0 | 0 | 0 | 0 | 0 | 0 | 0 | 0 | 0 | 0 | 0 | 0 | 0 | 0 | 0 | 0 | 0 | 0 | 0 | 0 | 0 | 0 | 0% | 0 | 0 | 0% | 0%
|  | 8 | 10 | 0 |  |  |  |  | 1 | Gen Alternative | On-Going XM | O&M | 1 | 0 | $/Yr | 0 | 1 |  |  | 0 |  | 0 | 0 | 0 | 0 |  | 0 | 0 | 0 | 0 | 0 | 0 | 0 | 0 | 0 | 0 | 0 | 0 | 0 | 0 | 0 | 0 | 0 | 0 | 0 | 0 | 0 | 0 | 0 | 0 | 0 | 0 | 0 | 0 | 0 | 0 | 0 | 0 | 0 | 0 | 0 | 0 | 0 | 0 | 0 | 0 | 0 | 0 | 0 | 0 | 0 | 0 | 0 | 0 | 0 | 0 | 0 | 0 | 0 | 0 | 0 | 0 | 0 | 0 | 0 | 0 | 0 | 0 | 0 | 0 | 0 | 0 | 0 | 0 | 0 | 0 | 0 | 0 | 0 | 0 | 0 | 0 | 0 | 0 | 0 | 0 | 0 | 0 | 0 | 0 | 0 | 0 | 0 | 0 | 0 | 0 | 0 | 0 | 0 | 0 | 0 | 0 | 0 | 0 | 0 | 0 | 0 | 0% | 0 | 0 | 0% | 0%
|  | 9 | 1 | 1 |  | 1 | NREL | SB SCCT (220 MW) | 1 | Gen Alternative | On-Going FGT | O&M | 1 | 4878268.3925 | $/Yr | 2028 | 1 | 30 |  | O&M |  | 2028 | 0 | 14 | 0 |  | 0 | 0 | 0 | 0 | 0 | 0 | 0 | 0 | 5603596.9854 | 5715668.9251 | 5829982.3036 | 5946581.9497 | 6065513.5887 | 6186823.8605 | 6310560.3377 | 6436771.5444 | 6565506.9753 | 6696817.1148 | 6830753.4571 | 6967368.5263 | 7106715.8968 | 7248850.2147 | 7393827.219 | 7541703.7634 | 7692537.8387 | 7846388.5954 | 8003316.3674 | 8163382.6947 | 8326650.3486 | 8493183.3556 | 8663047.0227 | 8836307.9631 | 9013034.1224 | 9193294.8048 | 9377160.7009 | 9564703.915 | 9755997.9933 | 9951117.9531 | 0 | 0 | 0 | 0 | 0 | 0 | 0 | 0 | 0 | 0 | 0 | 0 | 0 | 0 | 0 | 0 | 0 | 0 | 0 | 0 | 5603596.9854 | 5715668.9251 | 5829982.3036 | 5946581.9497 | 6065513.5887 | 6186823.8605 | 6310560.3377 | 6436771.5444 | 6565506.9753 | 6696817.1148 | 6830753.4571 | 6967368.5263 | 7106715.8968 | 7248850.2147 | 7393827.219 | 7541703.7634 | 7692537.8387 | 7846388.5954 | 8003316.3674 | 8163382.6947 | 8326650.3486 | 8493183.3556 | 8663047.0227 | 8836307.9631 | 9013034.1224 | 9193294.8048 | 9377160.7009 | 9564703.915 | 9755997.9933 | 9951117.9531 | 0 | 0 | 0 | 0 | 0 | 0 | 0 | 0 | 0 | 0 | 0 | 0 | 0 | 2% | 0 | 0 | 0% | 0%
|  | 9 | 2 | 0 |  |  |  |  | 1 | Gen Alternative | On-Going FGT | O&M | 1 | 0 | $/Yr | 0 | 1 |  |  | 0 |  | 0 | 0 | 0 | 0 |  | 0 | 0 | 0 | 0 | 0 | 0 | 0 | 0 | 0 | 0 | 0 | 0 | 0 | 0 | 0 | 0 | 0 | 0 | 0 | 0 | 0 | 0 | 0 | 0 | 0 | 0 | 0 | 0 | 0 | 0 | 0 | 0 | 0 | 0 | 0 | 0 | 0 | 0 | 0 | 0 | 0 | 0 | 0 | 0 | 0 | 0 | 0 | 0 | 0 | 0 | 0 | 0 | 0 | 0 | 0 | 0 | 0 | 0 | 0 | 0 | 0 | 0 | 0 | 0 | 0 | 0 | 0 | 0 | 0 | 0 | 0 | 0 | 0 | 0 | 0 | 0 | 0 | 0 | 0 | 0 | 0 | 0 | 0 | 0 | 0 | 0 | 0 | 0 | 0 | 0 | 0 | 0 | 0 | 0 | 0 | 0 | 0 | 0 | 0 | 0 | 0 | 0% | 0 | 0 | 0% | 0%
|  | 9 | 3 | 0 |  |  |  |  | 1 | Gen Alternative | On-Going FGT | O&M | 1 | 0 | $/Yr | 0 | 1 |  |  | 0 |  | 0 | 0 | 0 | 0 |  | 0 | 0 | 0 | 0 | 0 | 0 | 0 | 0 | 0 | 0 | 0 | 0 | 0 | 0 | 0 | 0 | 0 | 0 | 0 | 0 | 0 | 0 | 0 | 0 | 0 | 0 | 0 | 0 | 0 | 0 | 0 | 0 | 0 | 0 | 0 | 0 | 0 | 0 | 0 | 0 | 0 | 0 | 0 | 0 | 0 | 0 | 0 | 0 | 0 | 0 | 0 | 0 | 0 | 0 | 0 | 0 | 0 | 0 | 0 | 0 | 0 | 0 | 0 | 0 | 0 | 0 | 0 | 0 | 0 | 0 | 0 | 0 | 0 | 0 | 0 | 0 | 0 | 0 | 0 | 0 | 0 | 0 | 0 | 0 | 0 | 0 | 0 | 0 | 0 | 0 | 0 | 0 | 0 | 0 | 0 | 0 | 0 | 0 | 0 | 0 | 0 | 0% | 0 | 0 | 0% | 0%
|  | 9 | 4 | 0 |  |  |  |  | 1 | Gen Alternative | On-Going FGT | O&M | 1 | 0 | $/Yr | 0 | 1 |  |  | 0 |  | 0 | 0 | 0 | 0 |  | 0 | 0 | 0 | 0 | 0 | 0 | 0 | 0 | 0 | 0 | 0 | 0 | 0 | 0 | 0 | 0 | 0 | 0 | 0 | 0 | 0 | 0 | 0 | 0 | 0 | 0 | 0 | 0 | 0 | 0 | 0 | 0 | 0 | 0 | 0 | 0 | 0 | 0 | 0 | 0 | 0 | 0 | 0 | 0 | 0 | 0 | 0 | 0 | 0 | 0 | 0 | 0 | 0 | 0 | 0 | 0 | 0 | 0 | 0 | 0 | 0 | 0 | 0 | 0 | 0 | 0 | 0 | 0 | 0 | 0 | 0 | 0 | 0 | 0 | 0 | 0 | 0 | 0 | 0 | 0 | 0 | 0 | 0 | 0 | 0 | 0 | 0 | 0 | 0 | 0 | 0 | 0 | 0 | 0 | 0 | 0 | 0 | 0 | 0 | 0 | 0 | 0% | 0 | 0 | 0% | 0%
|  | 9 | 5 | 0 |  |  |  |  | 1 | Gen Alternative | On-Going FGT | O&M | 1 | 0 | $/Yr | 0 | 1 |  |  | 0 |  | 0 | 0 | 0 | 0 |  | 0 | 0 | 0 | 0 | 0 | 0 | 0 | 0 | 0 | 0 | 0 | 0 | 0 | 0 | 0 | 0 | 0 | 0 | 0 | 0 | 0 | 0 | 0 | 0 | 0 | 0 | 0 | 0 | 0 | 0 | 0 | 0 | 0 | 0 | 0 | 0 | 0 | 0 | 0 | 0 | 0 | 0 | 0 | 0 | 0 | 0 | 0 | 0 | 0 | 0 | 0 | 0 | 0 | 0 | 0 | 0 | 0 | 0 | 0 | 0 | 0 | 0 | 0 | 0 | 0 | 0 | 0 | 0 | 0 | 0 | 0 | 0 | 0 | 0 | 0 | 0 | 0 | 0 | 0 | 0 | 0 | 0 | 0 | 0 | 0 | 0 | 0 | 0 | 0 | 0 | 0 | 0 | 0 | 0 | 0 | 0 | 0 | 0 | 0 | 0 | 0 | 0% | 0 | 0 | 0% | 0%
|  | 9 | 6 | 0 |  |  |  |  | 1 | Gen Alternative | On-Going FGT | O&M | 1 | 0 | $/Yr | 0 | 1 |  |  | 0 |  | 0 | 0 | 0 | 0 |  | 0 | 0 | 0 | 0 | 0 | 0 | 0 | 0 | 0 | 0 | 0 | 0 | 0 | 0 | 0 | 0 | 0 | 0 | 0 | 0 | 0 | 0 | 0 | 0 | 0 | 0 | 0 | 0 | 0 | 0 | 0 | 0 | 0 | 0 | 0 | 0 | 0 | 0 | 0 | 0 | 0 | 0 | 0 | 0 | 0 | 0 | 0 | 0 | 0 | 0 | 0 | 0 | 0 | 0 | 0 | 0 | 0 | 0 | 0 | 0 | 0 | 0 | 0 | 0 | 0 | 0 | 0 | 0 | 0 | 0 | 0 | 0 | 0 | 0 | 0 | 0 | 0 | 0 | 0 | 0 | 0 | 0 | 0 | 0 | 0 | 0 | 0 | 0 | 0 | 0 | 0 | 0 | 0 | 0 | 0 | 0 | 0 | 0 | 0 | 0 | 0 | 0% | 0 | 0 | 0% | 0%
|  | 9 | 7 | 0 |  |  |  |  | 1 | Gen Alternative | On-Going FGT | O&M | 1 | 0 | $/Yr | 0 | 1 |  |  | 0 |  | 0 | 0 | 0 | 0 |  | 0 | 0 | 0 | 0 | 0 | 0 | 0 | 0 | 0 | 0 | 0 | 0 | 0 | 0 | 0 | 0 | 0 | 0 | 0 | 0 | 0 | 0 | 0 | 0 | 0 | 0 | 0 | 0 | 0 | 0 | 0 | 0 | 0 | 0 | 0 | 0 | 0 | 0 | 0 | 0 | 0 | 0 | 0 | 0 | 0 | 0 | 0 | 0 | 0 | 0 | 0 | 0 | 0 | 0 | 0 | 0 | 0 | 0 | 0 | 0 | 0 | 0 | 0 | 0 | 0 | 0 | 0 | 0 | 0 | 0 | 0 | 0 | 0 | 0 | 0 | 0 | 0 | 0 | 0 | 0 | 0 | 0 | 0 | 0 | 0 | 0 | 0 | 0 | 0 | 0 | 0 | 0 | 0 | 0 | 0 | 0 | 0 | 0 | 0 | 0 | 0 | 0% | 0 | 0 | 0% | 0%
|  | 9 | 8 | 0 |  |  |  |  | 1 | Gen Alternative | On-Going FGT | O&M | 1 | 0 | $/Yr | 0 | 1 |  |  | 0 |  | 0 | 0 | 0 | 0 |  | 0 | 0 | 0 | 0 | 0 | 0 | 0 | 0 | 0 | 0 | 0 | 0 | 0 | 0 | 0 | 0 | 0 | 0 | 0 | 0 | 0 | 0 | 0 | 0 | 0 | 0 | 0 | 0 | 0 | 0 | 0 | 0 | 0 | 0 | 0 | 0 | 0 | 0 | 0 | 0 | 0 | 0 | 0 | 0 | 0 | 0 | 0 | 0 | 0 | 0 | 0 | 0 | 0 | 0 | 0 | 0 | 0 | 0 | 0 | 0 | 0 | 0 | 0 | 0 | 0 | 0 | 0 | 0 | 0 | 0 | 0 | 0 | 0 | 0 | 0 | 0 | 0 | 0 | 0 | 0 | 0 | 0 | 0 | 0 | 0 | 0 | 0 | 0 | 0 | 0 | 0 | 0 | 0 | 0 | 0 | 0 | 0 | 0 | 0 | 0 | 0 | 0% | 0 | 0 | 0% | 0%
|  | 9 | 9 | 0 |  |  |  |  | 1 | Gen Alternative | On-Going FGT | O&M | 1 | 0 | $/Yr | 0 | 1 |  |  | 0 |  | 0 | 0 | 0 | 0 |  | 0 | 0 | 0 | 0 | 0 | 0 | 0 | 0 | 0 | 0 | 0 | 0 | 0 | 0 | 0 | 0 | 0 | 0 | 0 | 0 | 0 | 0 | 0 | 0 | 0 | 0 | 0 | 0 | 0 | 0 | 0 | 0 | 0 | 0 | 0 | 0 | 0 | 0 | 0 | 0 | 0 | 0 | 0 | 0 | 0 | 0 | 0 | 0 | 0 | 0 | 0 | 0 | 0 | 0 | 0 | 0 | 0 | 0 | 0 | 0 | 0 | 0 | 0 | 0 | 0 | 0 | 0 | 0 | 0 | 0 | 0 | 0 | 0 | 0 | 0 | 0 | 0 | 0 | 0 | 0 | 0 | 0 | 0 | 0 | 0 | 0 | 0 | 0 | 0 | 0 | 0 | 0 | 0 | 0 | 0 | 0 | 0 | 0 | 0 | 0 | 0 | 0% | 0 | 0 | 0% | 0%
|  | 9 | 10 | 0 |  |  |  |  | 1 | Gen Alternative | On-Going FGT | O&M | 1 | 0 | $/Yr | 0 | 1 |  |  | 0 |  | 0 | 0 | 0 | 0 |  | 0 | 0 | 0 | 0 | 0 | 0 | 0 | 0 | 0 | 0 | 0 | 0 | 0 | 0 | 0 | 0 | 0 | 0 | 0 | 0 | 0 | 0 | 0 | 0 | 0 | 0 | 0 | 0 | 0 | 0 | 0 | 0 | 0 | 0 | 0 | 0 | 0 | 0 | 0 | 0 | 0 | 0 | 0 | 0 | 0 | 0 | 0 | 0 | 0 | 0 | 0 | 0 | 0 | 0 | 0 | 0 | 0 | 0 | 0 | 0 | 0 | 0 | 0 | 0 | 0 | 0 | 0 | 0 | 0 | 0 | 0 | 0 | 0 | 0 | 0 | 0 | 0 | 0 | 0 | 0 | 0 | 0 | 0 | 0 | 0 | 0 | 0 | 0 | 0 | 0 | 0 | 0 | 0 | 0 | 0 | 0 | 0 | 0 | 0 | 0 | 0 | 0% | 0 | 0 | 0% | 0%
|  | 10 | 1 | 1 |  | 1 | NREL | SB SCCT (220 MW) | 1 | Gen Alternative | Annual Fuel Burn | O&M | 1 | 0 | mmBtu/Yr | 2028 | 1 | 30 | NG_LGE | 0 |  | 2028 | 2 | 0 | 0 |  | 0 | 0 | 0 | 0 | 0 | 0 | 0 | 0 | 0 | 0 | 0 | 0 | 0 | 0 | 0 | 0 | 0 | 0 | 0 | 0 | 0 | 0 | 0 | 0 | 0 | 0 | 0 | 0 | 0 | 0 | 0 | 0 | 0 | 0 | 0 | 0 | 0 | 0 | 0 | 0 | 0 | 0 | 0 | 0 | 0 | 0 | 0 | 0 | 0 | 0 | 0 | 0 | 0 | 0 | 0 | 0 | 0 | 0 | 0 | 0 | 0 | 0 | 0 | 0 | 0 | 0 | 0 | 0 | 0 | 0 | 0 | 0 | 0 | 0 | 0 | 0 | 0 | 0 | 0 | 0 | 0 | 0 | 0 | 0 | 0 | 0 | 0 | 0 | 0 | 0 | 0 | 0 | 0 | 0 | 0 | 0 | 0 | 0 | 0 | 0 | 0 | 0% | 0 | 0 | 0% | 0%
|  | 10 | 2 | 0 |  |  |  |  | 1 | Gen Alternative | Annual Fuel Burn | O&M | 1 | 0 | mmBtu/Yr | 0 | 1 |  |  | 0 |  | 0 | 0 | 0 | 0 |  | 0 | 0 | 0 | 0 | 0 | 0 | 0 | 0 | 0 | 0 | 0 | 0 | 0 | 0 | 0 | 0 | 0 | 0 | 0 | 0 | 0 | 0 | 0 | 0 | 0 | 0 | 0 | 0 | 0 | 0 | 0 | 0 | 0 | 0 | 0 | 0 | 0 | 0 | 0 | 0 | 0 | 0 | 0 | 0 | 0 | 0 | 0 | 0 | 0 | 0 | 0 | 0 | 0 | 0 | 0 | 0 | 0 | 0 | 0 | 0 | 0 | 0 | 0 | 0 | 0 | 0 | 0 | 0 | 0 | 0 | 0 | 0 | 0 | 0 | 0 | 0 | 0 | 0 | 0 | 0 | 0 | 0 | 0 | 0 | 0 | 0 | 0 | 0 | 0 | 0 | 0 | 0 | 0 | 0 | 0 | 0 | 0 | 0 | 0 | 0 | 0 | 0% | 0 | 0 | 0% | 0%
|  | 10 | 3 | 0 |  |  |  |  | 1 | Gen Alternative | Annual Fuel Burn | O&M | 1 | 0 | mmBtu/Yr | 0 | 1 |  |  | 0 |  | 0 | 0 | 0 | 0 |  | 0 | 0 | 0 | 0 | 0 | 0 | 0 | 0 | 0 | 0 | 0 | 0 | 0 | 0 | 0 | 0 | 0 | 0 | 0 | 0 | 0 | 0 | 0 | 0 | 0 | 0 | 0 | 0 | 0 | 0 | 0 | 0 | 0 | 0 | 0 | 0 | 0 | 0 | 0 | 0 | 0 | 0 | 0 | 0 | 0 | 0 | 0 | 0 | 0 | 0 | 0 | 0 | 0 | 0 | 0 | 0 | 0 | 0 | 0 | 0 | 0 | 0 | 0 | 0 | 0 | 0 | 0 | 0 | 0 | 0 | 0 | 0 | 0 | 0 | 0 | 0 | 0 | 0 | 0 | 0 | 0 | 0 | 0 | 0 | 0 | 0 | 0 | 0 | 0 | 0 | 0 | 0 | 0 | 0 | 0 | 0 | 0 | 0 | 0 | 0 | 0 | 0% | 0 | 0 | 0% | 0%
|  | 10 | 4 | 0 |  |  |  |  | 1 | Gen Alternative | Annual Fuel Burn | O&M | 1 | 0 | mmBtu/Yr | 0 | 1 |  |  | 0 |  | 0 | 0 | 0 | 0 |  | 0 | 0 | 0 | 0 | 0 | 0 | 0 | 0 | 0 | 0 | 0 | 0 | 0 | 0 | 0 | 0 | 0 | 0 | 0 | 0 | 0 | 0 | 0 | 0 | 0 | 0 | 0 | 0 | 0 | 0 | 0 | 0 | 0 | 0 | 0 | 0 | 0 | 0 | 0 | 0 | 0 | 0 | 0 | 0 | 0 | 0 | 0 | 0 | 0 | 0 | 0 | 0 | 0 | 0 | 0 | 0 | 0 | 0 | 0 | 0 | 0 | 0 | 0 | 0 | 0 | 0 | 0 | 0 | 0 | 0 | 0 | 0 | 0 | 0 | 0 | 0 | 0 | 0 | 0 | 0 | 0 | 0 | 0 | 0 | 0 | 0 | 0 | 0 | 0 | 0 | 0 | 0 | 0 | 0 | 0 | 0 | 0 | 0 | 0 | 0 | 0 | 0% | 0 | 0 | 0% | 0%
|  | 10 | 5 | 0 |  |  |  |  | 1 | Gen Alternative | Annual Fuel Burn | O&M | 1 | 0 | mmBtu/Yr | 0 | 1 |  |  | 0 |  | 0 | 0 | 0 | 0 |  | 0 | 0 | 0 | 0 | 0 | 0 | 0 | 0 | 0 | 0 | 0 | 0 | 0 | 0 | 0 | 0 | 0 | 0 | 0 | 0 | 0 | 0 | 0 | 0 | 0 | 0 | 0 | 0 | 0 | 0 | 0 | 0 | 0 | 0 | 0 | 0 | 0 | 0 | 0 | 0 | 0 | 0 | 0 | 0 | 0 | 0 | 0 | 0 | 0 | 0 | 0 | 0 | 0 | 0 | 0 | 0 | 0 | 0 | 0 | 0 | 0 | 0 | 0 | 0 | 0 | 0 | 0 | 0 | 0 | 0 | 0 | 0 | 0 | 0 | 0 | 0 | 0 | 0 | 0 | 0 | 0 | 0 | 0 | 0 | 0 | 0 | 0 | 0 | 0 | 0 | 0 | 0 | 0 | 0 | 0 | 0 | 0 | 0 | 0 | 0 | 0 | 0% | 0 | 0 | 0% | 0%
|  | 10 | 6 | 0 |  |  |  |  | 1 | Gen Alternative | Annual Fuel Burn | O&M | 1 | 0 | mmBtu/Yr | 0 | 1 |  |  | 0 |  | 0 | 0 | 0 | 0 |  | 0 | 0 | 0 | 0 | 0 | 0 | 0 | 0 | 0 | 0 | 0 | 0 | 0 | 0 | 0 | 0 | 0 | 0 | 0 | 0 | 0 | 0 | 0 | 0 | 0 | 0 | 0 | 0 | 0 | 0 | 0 | 0 | 0 | 0 | 0 | 0 | 0 | 0 | 0 | 0 | 0 | 0 | 0 | 0 | 0 | 0 | 0 | 0 | 0 | 0 | 0 | 0 | 0 | 0 | 0 | 0 | 0 | 0 | 0 | 0 | 0 | 0 | 0 | 0 | 0 | 0 | 0 | 0 | 0 | 0 | 0 | 0 | 0 | 0 | 0 | 0 | 0 | 0 | 0 | 0 | 0 | 0 | 0 | 0 | 0 | 0 | 0 | 0 | 0 | 0 | 0 | 0 | 0 | 0 | 0 | 0 | 0 | 0 | 0 | 0 | 0 | 0% | 0 | 0 | 0% | 0%
|  | 10 | 7 | 0 |  |  |  |  | 1 | Gen Alternative | Annual Fuel Burn | O&M | 1 | 0 | mmBtu/Yr | 0 | 1 |  |  | 0 |  | 0 | 0 | 0 | 0 |  | 0 | 0 | 0 | 0 | 0 | 0 | 0 | 0 | 0 | 0 | 0 | 0 | 0 | 0 | 0 | 0 | 0 | 0 | 0 | 0 | 0 | 0 | 0 | 0 | 0 | 0 | 0 | 0 | 0 | 0 | 0 | 0 | 0 | 0 | 0 | 0 | 0 | 0 | 0 | 0 | 0 | 0 | 0 | 0 | 0 | 0 | 0 | 0 | 0 | 0 | 0 | 0 | 0 | 0 | 0 | 0 | 0 | 0 | 0 | 0 | 0 | 0 | 0 | 0 | 0 | 0 | 0 | 0 | 0 | 0 | 0 | 0 | 0 | 0 | 0 | 0 | 0 | 0 | 0 | 0 | 0 | 0 | 0 | 0 | 0 | 0 | 0 | 0 | 0 | 0 | 0 | 0 | 0 | 0 | 0 | 0 | 0 | 0 | 0 | 0 | 0 | 0% | 0 | 0 | 0% | 0%
|  | 10 | 8 | 0 |  |  |  |  | 1 | Gen Alternative | Annual Fuel Burn | O&M | 1 | 0 | mmBtu/Yr | 0 | 1 |  |  | 0 |  | 0 | 0 | 0 | 0 |  | 0 | 0 | 0 | 0 | 0 | 0 | 0 | 0 | 0 | 0 | 0 | 0 | 0 | 0 | 0 | 0 | 0 | 0 | 0 | 0 | 0 | 0 | 0 | 0 | 0 | 0 | 0 | 0 | 0 | 0 | 0 | 0 | 0 | 0 | 0 | 0 | 0 | 0 | 0 | 0 | 0 | 0 | 0 | 0 | 0 | 0 | 0 | 0 | 0 | 0 | 0 | 0 | 0 | 0 | 0 | 0 | 0 | 0 | 0 | 0 | 0 | 0 | 0 | 0 | 0 | 0 | 0 | 0 | 0 | 0 | 0 | 0 | 0 | 0 | 0 | 0 | 0 | 0 | 0 | 0 | 0 | 0 | 0 | 0 | 0 | 0 | 0 | 0 | 0 | 0 | 0 | 0 | 0 | 0 | 0 | 0 | 0 | 0 | 0 | 0 | 0 | 0% | 0 | 0 | 0% | 0%
|  | 10 | 9 | 0 |  |  |  |  | 1 | Gen Alternative | Annual Fuel Burn | O&M | 1 | 0 | mmBtu/Yr | 0 | 1 |  |  | 0 |  | 0 | 0 | 0 | 0 |  | 0 | 0 | 0 | 0 | 0 | 0 | 0 | 0 | 0 | 0 | 0 | 0 | 0 | 0 | 0 | 0 | 0 | 0 | 0 | 0 | 0 | 0 | 0 | 0 | 0 | 0 | 0 | 0 | 0 | 0 | 0 | 0 | 0 | 0 | 0 | 0 | 0 | 0 | 0 | 0 | 0 | 0 | 0 | 0 | 0 | 0 | 0 | 0 | 0 | 0 | 0 | 0 | 0 | 0 | 0 | 0 | 0 | 0 | 0 | 0 | 0 | 0 | 0 | 0 | 0 | 0 | 0 | 0 | 0 | 0 | 0 | 0 | 0 | 0 | 0 | 0 | 0 | 0 | 0 | 0 | 0 | 0 | 0 | 0 | 0 | 0 | 0 | 0 | 0 | 0 | 0 | 0 | 0 | 0 | 0 | 0 | 0 | 0 | 0 | 0 | 0 | 0% | 0 | 0 | 0% | 0%
|  | 10 | 10 | 0 |  |  |  |  | 1 | Gen Alternative | Annual Fuel Burn | O&M | 1 | 0 | mmBtu/Yr | 0 | 1 |  |  | 0 |  | 0 | 0 | 0 | 0 |  | 0 | 0 | 0 | 0 | 0 | 0 | 0 | 0 | 0 | 0 | 0 | 0 | 0 | 0 | 0 | 0 | 0 | 0 | 0 | 0 | 0 | 0 | 0 | 0 | 0 | 0 | 0 | 0 | 0 | 0 | 0 | 0 | 0 | 0 | 0 | 0 | 0 | 0 | 0 | 0 | 0 | 0 | 0 | 0 | 0 | 0 | 0 | 0 | 0 | 0 | 0 | 0 | 0 | 0 | 0 | 0 | 0 | 0 | 0 | 0 | 0 | 0 | 0 | 0 | 0 | 0 | 0 | 0 | 0 | 0 | 0 | 0 | 0 | 0 | 0 | 0 | 0 | 0 | 0 | 0 | 0 | 0 | 0 | 0 | 0 | 0 | 0 | 0 | 0 | 0 | 0 | 0 | 0 | 0 | 0 | 0 | 0 | 0 | 0 | 0 | 0 | 0% | 0 | 0 | 0% | 0%
|  | 11 | 1 | 1 |  | 1 | NREL | SB SCCT (220 MW) | 1 | Gen Alternative | Energy Price | O&M | 1 | 0 | $/Yr | 2028 | 1 | 30 |  | SCCT_O&M |  | 2028 | 0 | 3 | 0 |  | 0 | 0 | 0 | 0 | 0 | 0 | 0 | 0 | 0 | 0 | 0 | 0 | 0 | 0 | 0 | 0 | 0 | 0 | 0 | 0 | 0 | 0 | 0 | 0 | 0 | 0 | 0 | 0 | 0 | 0 | 0 | 0 | 0 | 0 | 0 | 0 | 0 | 0 | 0 | 0 | 0 | 0 | 0 | 0 | 0 | 0 | 0 | 0 | 0 | 0 | 0 | 0 | 0 | 0 | 0 | 0 | 0 | 0 | 0 | 0 | 0 | 0 | 0 | 0 | 0 | 0 | 0 | 0 | 0 | 0 | 0 | 0 | 0 | 0 | 0 | 0 | 0 | 0 | 0 | 0 | 0 | 0 | 0 | 0 | 0 | 0 | 0 | 0 | 0 | 0 | 0 | 0 | 0 | 0 | 0 | 0 | 0 | 0 | 0 | 0 | 0 | 2% | 0 | 0 | 0% | 0%
|  | 11 | 2 | 0 |  |  |  |  | 1 | Gen Alternative | Energy Price | O&M | 1 | 0 | $/Yr | 0 | 1 |  |  | 0 |  | 0 | 0 | 0 | 0 |  | 0 | 0 | 0 | 0 | 0 | 0 | 0 | 0 | 0 | 0 | 0 | 0 | 0 | 0 | 0 | 0 | 0 | 0 | 0 | 0 | 0 | 0 | 0 | 0 | 0 | 0 | 0 | 0 | 0 | 0 | 0 | 0 | 0 | 0 | 0 | 0 | 0 | 0 | 0 | 0 | 0 | 0 | 0 | 0 | 0 | 0 | 0 | 0 | 0 | 0 | 0 | 0 | 0 | 0 | 0 | 0 | 0 | 0 | 0 | 0 | 0 | 0 | 0 | 0 | 0 | 0 | 0 | 0 | 0 | 0 | 0 | 0 | 0 | 0 | 0 | 0 | 0 | 0 | 0 | 0 | 0 | 0 | 0 | 0 | 0 | 0 | 0 | 0 | 0 | 0 | 0 | 0 | 0 | 0 | 0 | 0 | 0 | 0 | 0 | 0 | 0 | 0% | 0 | 0 | 0% | 0%
|  | 11 | 3 | 0 |  |  |  |  | 1 | Gen Alternative | Energy Price | O&M | 1 | 0 | $/Yr | 0 | 1 |  |  | 0 |  | 0 | 0 | 0 | 0 |  | 0 | 0 | 0 | 0 | 0 | 0 | 0 | 0 | 0 | 0 | 0 | 0 | 0 | 0 | 0 | 0 | 0 | 0 | 0 | 0 | 0 | 0 | 0 | 0 | 0 | 0 | 0 | 0 | 0 | 0 | 0 | 0 | 0 | 0 | 0 | 0 | 0 | 0 | 0 | 0 | 0 | 0 | 0 | 0 | 0 | 0 | 0 | 0 | 0 | 0 | 0 | 0 | 0 | 0 | 0 | 0 | 0 | 0 | 0 | 0 | 0 | 0 | 0 | 0 | 0 | 0 | 0 | 0 | 0 | 0 | 0 | 0 | 0 | 0 | 0 | 0 | 0 | 0 | 0 | 0 | 0 | 0 | 0 | 0 | 0 | 0 | 0 | 0 | 0 | 0 | 0 | 0 | 0 | 0 | 0 | 0 | 0 | 0 | 0 | 0 | 0 | 0% | 0 | 0 | 0% | 0%
|  | 11 | 4 | 0 |  |  |  |  | 1 | Gen Alternative | Energy Price | O&M | 1 | 0 | $/Yr | 0 | 1 |  |  | 0 |  | 0 | 0 | 0 | 0 |  | 0 | 0 | 0 | 0 | 0 | 0 | 0 | 0 | 0 | 0 | 0 | 0 | 0 | 0 | 0 | 0 | 0 | 0 | 0 | 0 | 0 | 0 | 0 | 0 | 0 | 0 | 0 | 0 | 0 | 0 | 0 | 0 | 0 | 0 | 0 | 0 | 0 | 0 | 0 | 0 | 0 | 0 | 0 | 0 | 0 | 0 | 0 | 0 | 0 | 0 | 0 | 0 | 0 | 0 | 0 | 0 | 0 | 0 | 0 | 0 | 0 | 0 | 0 | 0 | 0 | 0 | 0 | 0 | 0 | 0 | 0 | 0 | 0 | 0 | 0 | 0 | 0 | 0 | 0 | 0 | 0 | 0 | 0 | 0 | 0 | 0 | 0 | 0 | 0 | 0 | 0 | 0 | 0 | 0 | 0 | 0 | 0 | 0 | 0 | 0 | 0 | 0% | 0 | 0 | 0% | 0%
|  | 11 | 5 | 0 |  |  |  |  | 1 | Gen Alternative | Energy Price | O&M | 1 | 0 | $/Yr | 0 | 1 |  |  | 0 |  | 0 | 0 | 0 | 0 |  | 0 | 0 | 0 | 0 | 0 | 0 | 0 | 0 | 0 | 0 | 0 | 0 | 0 | 0 | 0 | 0 | 0 | 0 | 0 | 0 | 0 | 0 | 0 | 0 | 0 | 0 | 0 | 0 | 0 | 0 | 0 | 0 | 0 | 0 | 0 | 0 | 0 | 0 | 0 | 0 | 0 | 0 | 0 | 0 | 0 | 0 | 0 | 0 | 0 | 0 | 0 | 0 | 0 | 0 | 0 | 0 | 0 | 0 | 0 | 0 | 0 | 0 | 0 | 0 | 0 | 0 | 0 | 0 | 0 | 0 | 0 | 0 | 0 | 0 | 0 | 0 | 0 | 0 | 0 | 0 | 0 | 0 | 0 | 0 | 0 | 0 | 0 | 0 | 0 | 0 | 0 | 0 | 0 | 0 | 0 | 0 | 0 | 0 | 0 | 0 | 0 | 0% | 0 | 0 | 0% | 0%
|  | 11 | 6 | 0 |  |  |  |  | 1 | Gen Alternative | Energy Price | O&M | 1 | 0 | $/Yr | 0 | 1 |  |  | 0 |  | 0 | 0 | 0 | 0 |  | 0 | 0 | 0 | 0 | 0 | 0 | 0 | 0 | 0 | 0 | 0 | 0 | 0 | 0 | 0 | 0 | 0 | 0 | 0 | 0 | 0 | 0 | 0 | 0 | 0 | 0 | 0 | 0 | 0 | 0 | 0 | 0 | 0 | 0 | 0 | 0 | 0 | 0 | 0 | 0 | 0 | 0 | 0 | 0 | 0 | 0 | 0 | 0 | 0 | 0 | 0 | 0 | 0 | 0 | 0 | 0 | 0 | 0 | 0 | 0 | 0 | 0 | 0 | 0 | 0 | 0 | 0 | 0 | 0 | 0 | 0 | 0 | 0 | 0 | 0 | 0 | 0 | 0 | 0 | 0 | 0 | 0 | 0 | 0 | 0 | 0 | 0 | 0 | 0 | 0 | 0 | 0 | 0 | 0 | 0 | 0 | 0 | 0 | 0 | 0 | 0 | 0% | 0 | 0 | 0% | 0%
|  | 11 | 7 | 0 |  |  |  |  | 1 | Gen Alternative | Energy Price | O&M | 1 | 0 | $/Yr | 0 | 1 |  |  | 0 |  | 0 | 0 | 0 | 0 |  | 0 | 0 | 0 | 0 | 0 | 0 | 0 | 0 | 0 | 0 | 0 | 0 | 0 | 0 | 0 | 0 | 0 | 0 | 0 | 0 | 0 | 0 | 0 | 0 | 0 | 0 | 0 | 0 | 0 | 0 | 0 | 0 | 0 | 0 | 0 | 0 | 0 | 0 | 0 | 0 | 0 | 0 | 0 | 0 | 0 | 0 | 0 | 0 | 0 | 0 | 0 | 0 | 0 | 0 | 0 | 0 | 0 | 0 | 0 | 0 | 0 | 0 | 0 | 0 | 0 | 0 | 0 | 0 | 0 | 0 | 0 | 0 | 0 | 0 | 0 | 0 | 0 | 0 | 0 | 0 | 0 | 0 | 0 | 0 | 0 | 0 | 0 | 0 | 0 | 0 | 0 | 0 | 0 | 0 | 0 | 0 | 0 | 0 | 0 | 0 | 0 | 0% | 0 | 0 | 0% | 0%
|  | 11 | 8 | 0 |  |  |  |  | 1 | Gen Alternative | Energy Price | O&M | 1 | 0 | $/Yr | 0 | 1 |  |  | 0 |  | 0 | 0 | 0 | 0 |  | 0 | 0 | 0 | 0 | 0 | 0 | 0 | 0 | 0 | 0 | 0 | 0 | 0 | 0 | 0 | 0 | 0 | 0 | 0 | 0 | 0 | 0 | 0 | 0 | 0 | 0 | 0 | 0 | 0 | 0 | 0 | 0 | 0 | 0 | 0 | 0 | 0 | 0 | 0 | 0 | 0 | 0 | 0 | 0 | 0 | 0 | 0 | 0 | 0 | 0 | 0 | 0 | 0 | 0 | 0 | 0 | 0 | 0 | 0 | 0 | 0 | 0 | 0 | 0 | 0 | 0 | 0 | 0 | 0 | 0 | 0 | 0 | 0 | 0 | 0 | 0 | 0 | 0 | 0 | 0 | 0 | 0 | 0 | 0 | 0 | 0 | 0 | 0 | 0 | 0 | 0 | 0 | 0 | 0 | 0 | 0 | 0 | 0 | 0 | 0 | 0 | 0% | 0 | 0 | 0% | 0%
|  | 11 | 9 | 0 |  |  |  |  | 1 | Gen Alternative | Energy Price | O&M | 1 | 0 | $/Yr | 0 | 1 |  |  | 0 |  | 0 | 0 | 0 | 0 |  | 0 | 0 | 0 | 0 | 0 | 0 | 0 | 0 | 0 | 0 | 0 | 0 | 0 | 0 | 0 | 0 | 0 | 0 | 0 | 0 | 0 | 0 | 0 | 0 | 0 | 0 | 0 | 0 | 0 | 0 | 0 | 0 | 0 | 0 | 0 | 0 | 0 | 0 | 0 | 0 | 0 | 0 | 0 | 0 | 0 | 0 | 0 | 0 | 0 | 0 | 0 | 0 | 0 | 0 | 0 | 0 | 0 | 0 | 0 | 0 | 0 | 0 | 0 | 0 | 0 | 0 | 0 | 0 | 0 | 0 | 0 | 0 | 0 | 0 | 0 | 0 | 0 | 0 | 0 | 0 | 0 | 0 | 0 | 0 | 0 | 0 | 0 | 0 | 0 | 0 | 0 | 0 | 0 | 0 | 0 | 0 | 0 | 0 | 0 | 0 | 0 | 0% | 0 | 0 | 0% | 0%
|  | 11 | 10 | 0 |  |  |  |  | 1 | Gen Alternative | Energy Price | O&M | 1 | 0 | $/Yr | 0 | 1 |  |  | 0 |  | 0 | 0 | 0 | 0 |  | 0 | 0 | 0 | 0 | 0 | 0 | 0 | 0 | 0 | 0 | 0 | 0 | 0 | 0 | 0 | 0 | 0 | 0 | 0 | 0 | 0 | 0 | 0 | 0 | 0 | 0 | 0 | 0 | 0 | 0 | 0 | 0 | 0 | 0 | 0 | 0 | 0 | 0 | 0 | 0 | 0 | 0 | 0 | 0 | 0 | 0 | 0 | 0 | 0 | 0 | 0 | 0 | 0 | 0 | 0 | 0 | 0 | 0 | 0 | 0 | 0 | 0 | 0 | 0 | 0 | 0 | 0 | 0 | 0 | 0 | 0 | 0 | 0 | 0 | 0 | 0 | 0 | 0 | 0 | 0 | 0 | 0 | 0 | 0 | 0 | 0 | 0 | 0 | 0 | 0 | 0 | 0 | 0 | 0 | 0 | 0 | 0 | 0 | 0 | 0 | 0 | 0% | 0 | 0 | 0% | 0%
|  | 12 | 1 | 1 |  | 1 | NREL | SB SCCT (220 MW) | 1 | Gen Alternative | Variable O&M | O&M | 1 | 0 | $/Yr | 2028 | 1 | 30 |  | SCCT_O&M |  | 2028 | 0 | 3 | 0 |  | 0 | 0 | 0 | 0 | 0 | 0 | 0 | 0 | 0 | 0 | 0 | 0 | 0 | 0 | 0 | 0 | 0 | 0 | 0 | 0 | 0 | 0 | 0 | 0 | 0 | 0 | 0 | 0 | 0 | 0 | 0 | 0 | 0 | 0 | 0 | 0 | 0 | 0 | 0 | 0 | 0 | 0 | 0 | 0 | 0 | 0 | 0 | 0 | 0 | 0 | 0 | 0 | 0 | 0 | 0 | 0 | 0 | 0 | 0 | 0 | 0 | 0 | 0 | 0 | 0 | 0 | 0 | 0 | 0 | 0 | 0 | 0 | 0 | 0 | 0 | 0 | 0 | 0 | 0 | 0 | 0 | 0 | 0 | 0 | 0 | 0 | 0 | 0 | 0 | 0 | 0 | 0 | 0 | 0 | 0 | 0 | 0 | 0 | 0 | 0 | 0 | 2% | 0 | 0 | 0% | 0%
|  | 12 | 2 | 0 |  |  |  |  | 1 | Gen Alternative | Variable O&M | O&M | 1 | 0 | $/Yr | 0 | 1 |  |  | 0 |  | 0 | 0 | 0 | 0 |  | 0 | 0 | 0 | 0 | 0 | 0 | 0 | 0 | 0 | 0 | 0 | 0 | 0 | 0 | 0 | 0 | 0 | 0 | 0 | 0 | 0 | 0 | 0 | 0 | 0 | 0 | 0 | 0 | 0 | 0 | 0 | 0 | 0 | 0 | 0 | 0 | 0 | 0 | 0 | 0 | 0 | 0 | 0 | 0 | 0 | 0 | 0 | 0 | 0 | 0 | 0 | 0 | 0 | 0 | 0 | 0 | 0 | 0 | 0 | 0 | 0 | 0 | 0 | 0 | 0 | 0 | 0 | 0 | 0 | 0 | 0 | 0 | 0 | 0 | 0 | 0 | 0 | 0 | 0 | 0 | 0 | 0 | 0 | 0 | 0 | 0 | 0 | 0 | 0 | 0 | 0 | 0 | 0 | 0 | 0 | 0 | 0 | 0 | 0 | 0 | 0 | 0% | 0 | 0 | 0% | 0%
|  | 12 | 3 | 0 |  |  |  |  | 1 | Gen Alternative | Variable O&M | O&M | 1 | 0 | $/Yr | 0 | 1 |  |  | 0 |  | 0 | 0 | 0 | 0 |  | 0 | 0 | 0 | 0 | 0 | 0 | 0 | 0 | 0 | 0 | 0 | 0 | 0 | 0 | 0 | 0 | 0 | 0 | 0 | 0 | 0 | 0 | 0 | 0 | 0 | 0 | 0 | 0 | 0 | 0 | 0 | 0 | 0 | 0 | 0 | 0 | 0 | 0 | 0 | 0 | 0 | 0 | 0 | 0 | 0 | 0 | 0 | 0 | 0 | 0 | 0 | 0 | 0 | 0 | 0 | 0 | 0 | 0 | 0 | 0 | 0 | 0 | 0 | 0 | 0 | 0 | 0 | 0 | 0 | 0 | 0 | 0 | 0 | 0 | 0 | 0 | 0 | 0 | 0 | 0 | 0 | 0 | 0 | 0 | 0 | 0 | 0 | 0 | 0 | 0 | 0 | 0 | 0 | 0 | 0 | 0 | 0 | 0 | 0 | 0 | 0 | 0% | 0 | 0 | 0% | 0%
|  | 12 | 4 | 0 |  |  |  |  | 1 | Gen Alternative | Variable O&M | O&M | 1 | 0 | $/Yr | 0 | 1 |  |  | 0 |  | 0 | 0 | 0 | 0 |  | 0 | 0 | 0 | 0 | 0 | 0 | 0 | 0 | 0 | 0 | 0 | 0 | 0 | 0 | 0 | 0 | 0 | 0 | 0 | 0 | 0 | 0 | 0 | 0 | 0 | 0 | 0 | 0 | 0 | 0 | 0 | 0 | 0 | 0 | 0 | 0 | 0 | 0 | 0 | 0 | 0 | 0 | 0 | 0 | 0 | 0 | 0 | 0 | 0 | 0 | 0 | 0 | 0 | 0 | 0 | 0 | 0 | 0 | 0 | 0 | 0 | 0 | 0 | 0 | 0 | 0 | 0 | 0 | 0 | 0 | 0 | 0 | 0 | 0 | 0 | 0 | 0 | 0 | 0 | 0 | 0 | 0 | 0 | 0 | 0 | 0 | 0 | 0 | 0 | 0 | 0 | 0 | 0 | 0 | 0 | 0 | 0 | 0 | 0 | 0 | 0 | 0% | 0 | 0 | 0% | 0%
|  | 12 | 5 | 0 |  |  |  |  | 1 | Gen Alternative | Variable O&M | O&M | 1 | 0 | $/Yr | 0 | 1 |  |  | 0 |  | 0 | 0 | 0 | 0 |  | 0 | 0 | 0 | 0 | 0 | 0 | 0 | 0 | 0 | 0 | 0 | 0 | 0 | 0 | 0 | 0 | 0 | 0 | 0 | 0 | 0 | 0 | 0 | 0 | 0 | 0 | 0 | 0 | 0 | 0 | 0 | 0 | 0 | 0 | 0 | 0 | 0 | 0 | 0 | 0 | 0 | 0 | 0 | 0 | 0 | 0 | 0 | 0 | 0 | 0 | 0 | 0 | 0 | 0 | 0 | 0 | 0 | 0 | 0 | 0 | 0 | 0 | 0 | 0 | 0 | 0 | 0 | 0 | 0 | 0 | 0 | 0 | 0 | 0 | 0 | 0 | 0 | 0 | 0 | 0 | 0 | 0 | 0 | 0 | 0 | 0 | 0 | 0 | 0 | 0 | 0 | 0 | 0 | 0 | 0 | 0 | 0 | 0 | 0 | 0 | 0 | 0% | 0 | 0 | 0% | 0%
|  | 12 | 6 | 0 |  |  |  |  | 1 | Gen Alternative | Variable O&M | O&M | 1 | 0 | $/Yr | 0 | 1 |  |  | 0 |  | 0 | 0 | 0 | 0 |  | 0 | 0 | 0 | 0 | 0 | 0 | 0 | 0 | 0 | 0 | 0 | 0 | 0 | 0 | 0 | 0 | 0 | 0 | 0 | 0 | 0 | 0 | 0 | 0 | 0 | 0 | 0 | 0 | 0 | 0 | 0 | 0 | 0 | 0 | 0 | 0 | 0 | 0 | 0 | 0 | 0 | 0 | 0 | 0 | 0 | 0 | 0 | 0 | 0 | 0 | 0 | 0 | 0 | 0 | 0 | 0 | 0 | 0 | 0 | 0 | 0 | 0 | 0 | 0 | 0 | 0 | 0 | 0 | 0 | 0 | 0 | 0 | 0 | 0 | 0 | 0 | 0 | 0 | 0 | 0 | 0 | 0 | 0 | 0 | 0 | 0 | 0 | 0 | 0 | 0 | 0 | 0 | 0 | 0 | 0 | 0 | 0 | 0 | 0 | 0 | 0 | 0% | 0 | 0 | 0% | 0%
|  | 12 | 7 | 0 |  |  |  |  | 1 | Gen Alternative | Variable O&M | O&M | 1 | 0 | $/Yr | 0 | 1 |  |  | 0 |  | 0 | 0 | 0 | 0 |  | 0 | 0 | 0 | 0 | 0 | 0 | 0 | 0 | 0 | 0 | 0 | 0 | 0 | 0 | 0 | 0 | 0 | 0 | 0 | 0 | 0 | 0 | 0 | 0 | 0 | 0 | 0 | 0 | 0 | 0 | 0 | 0 | 0 | 0 | 0 | 0 | 0 | 0 | 0 | 0 | 0 | 0 | 0 | 0 | 0 | 0 | 0 | 0 | 0 | 0 | 0 | 0 | 0 | 0 | 0 | 0 | 0 | 0 | 0 | 0 | 0 | 0 | 0 | 0 | 0 | 0 | 0 | 0 | 0 | 0 | 0 | 0 | 0 | 0 | 0 | 0 | 0 | 0 | 0 | 0 | 0 | 0 | 0 | 0 | 0 | 0 | 0 | 0 | 0 | 0 | 0 | 0 | 0 | 0 | 0 | 0 | 0 | 0 | 0 | 0 | 0 | 0% | 0 | 0 | 0% | 0%
|  | 12 | 8 | 0 |  |  |  |  | 1 | Gen Alternative | Variable O&M | O&M | 1 | 0 | $/Yr | 0 | 1 |  |  | 0 |  | 0 | 0 | 0 | 0 |  | 0 | 0 | 0 | 0 | 0 | 0 | 0 | 0 | 0 | 0 | 0 | 0 | 0 | 0 | 0 | 0 | 0 | 0 | 0 | 0 | 0 | 0 | 0 | 0 | 0 | 0 | 0 | 0 | 0 | 0 | 0 | 0 | 0 | 0 | 0 | 0 | 0 | 0 | 0 | 0 | 0 | 0 | 0 | 0 | 0 | 0 | 0 | 0 | 0 | 0 | 0 | 0 | 0 | 0 | 0 | 0 | 0 | 0 | 0 | 0 | 0 | 0 | 0 | 0 | 0 | 0 | 0 | 0 | 0 | 0 | 0 | 0 | 0 | 0 | 0 | 0 | 0 | 0 | 0 | 0 | 0 | 0 | 0 | 0 | 0 | 0 | 0 | 0 | 0 | 0 | 0 | 0 | 0 | 0 | 0 | 0 | 0 | 0 | 0 | 0 | 0 | 0% | 0 | 0 | 0% | 0%
|  | 12 | 9 | 0 |  |  |  |  | 1 | Gen Alternative | Variable O&M | O&M | 1 | 0 | $/Yr | 0 | 1 |  |  | 0 |  | 0 | 0 | 0 | 0 |  | 0 | 0 | 0 | 0 | 0 | 0 | 0 | 0 | 0 | 0 | 0 | 0 | 0 | 0 | 0 | 0 | 0 | 0 | 0 | 0 | 0 | 0 | 0 | 0 | 0 | 0 | 0 | 0 | 0 | 0 | 0 | 0 | 0 | 0 | 0 | 0 | 0 | 0 | 0 | 0 | 0 | 0 | 0 | 0 | 0 | 0 | 0 | 0 | 0 | 0 | 0 | 0 | 0 | 0 | 0 | 0 | 0 | 0 | 0 | 0 | 0 | 0 | 0 | 0 | 0 | 0 | 0 | 0 | 0 | 0 | 0 | 0 | 0 | 0 | 0 | 0 | 0 | 0 | 0 | 0 | 0 | 0 | 0 | 0 | 0 | 0 | 0 | 0 | 0 | 0 | 0 | 0 | 0 | 0 | 0 | 0 | 0 | 0 | 0 | 0 | 0 | 0% | 0 | 0 | 0% | 0%
|  | 12 | 10 | 0 |  |  |  |  | 1 | Gen Alternative | Variable O&M | O&M | 1 | 0 | $/Yr | 0 | 1 |  |  | 0 |  | 0 | 0 | 0 | 0 |  | 0 | 0 | 0 | 0 | 0 | 0 | 0 | 0 | 0 | 0 | 0 | 0 | 0 | 0 | 0 | 0 | 0 | 0 | 0 | 0 | 0 | 0 | 0 | 0 | 0 | 0 | 0 | 0 | 0 | 0 | 0 | 0 | 0 | 0 | 0 | 0 | 0 | 0 | 0 | 0 | 0 | 0 | 0 | 0 | 0 | 0 | 0 | 0 | 0 | 0 | 0 | 0 | 0 | 0 | 0 | 0 | 0 | 0 | 0 | 0 | 0 | 0 | 0 | 0 | 0 | 0 | 0 | 0 | 0 | 0 | 0 | 0 | 0 | 0 | 0 | 0 | 0 | 0 | 0 | 0 | 0 | 0 | 0 | 0 | 0 | 0 | 0 | 0 | 0 | 0 | 0 | 0 | 0 | 0 | 0 | 0 | 0 | 0 | 0 | 0 | 0 | 0% | 0 | 0 | 0% | 0%
|  | 13 | 1 | 1 |  | 1 | NREL | SB SCCT (220 MW) | 1 | Gen Alternative | Start Cost | O&M | 1 | 0 | $/Yr | 2028 | 1 | 30 |  | SCCT_O&M |  | 2028 | 0 | 3 | 0 |  | 0 | 0 | 0 | 0 | 0 | 0 | 0 | 0 | 0 | 0 | 0 | 0 | 0 | 0 | 0 | 0 | 0 | 0 | 0 | 0 | 0 | 0 | 0 | 0 | 0 | 0 | 0 | 0 | 0 | 0 | 0 | 0 | 0 | 0 | 0 | 0 | 0 | 0 | 0 | 0 | 0 | 0 | 0 | 0 | 0 | 0 | 0 | 0 | 0 | 0 | 0 | 0 | 0 | 0 | 0 | 0 | 0 | 0 | 0 | 0 | 0 | 0 | 0 | 0 | 0 | 0 | 0 | 0 | 0 | 0 | 0 | 0 | 0 | 0 | 0 | 0 | 0 | 0 | 0 | 0 | 0 | 0 | 0 | 0 | 0 | 0 | 0 | 0 | 0 | 0 | 0 | 0 | 0 | 0 | 0 | 0 | 0 | 0 | 0 | 0 | 0 | 2% | 0 | 0 | 0% | 0%
|  | 13 | 2 | 0 |  |  |  |  | 1 | Gen Alternative | Start Cost | O&M | 1 | 0 | $/Yr | 0 | 1 |  |  | 0 |  | 0 | 0 | 0 | 0 |  | 0 | 0 | 0 | 0 | 0 | 0 | 0 | 0 | 0 | 0 | 0 | 0 | 0 | 0 | 0 | 0 | 0 | 0 | 0 | 0 | 0 | 0 | 0 | 0 | 0 | 0 | 0 | 0 | 0 | 0 | 0 | 0 | 0 | 0 | 0 | 0 | 0 | 0 | 0 | 0 | 0 | 0 | 0 | 0 | 0 | 0 | 0 | 0 | 0 | 0 | 0 | 0 | 0 | 0 | 0 | 0 | 0 | 0 | 0 | 0 | 0 | 0 | 0 | 0 | 0 | 0 | 0 | 0 | 0 | 0 | 0 | 0 | 0 | 0 | 0 | 0 | 0 | 0 | 0 | 0 | 0 | 0 | 0 | 0 | 0 | 0 | 0 | 0 | 0 | 0 | 0 | 0 | 0 | 0 | 0 | 0 | 0 | 0 | 0 | 0 | 0 | 0% | 0 | 0 | 0% | 0%
|  | 13 | 3 | 0 |  |  |  |  | 1 | Gen Alternative | Start Cost | O&M | 1 | 0 | $/Yr | 0 | 1 |  |  | 0 |  | 0 | 0 | 0 | 0 |  | 0 | 0 | 0 | 0 | 0 | 0 | 0 | 0 | 0 | 0 | 0 | 0 | 0 | 0 | 0 | 0 | 0 | 0 | 0 | 0 | 0 | 0 | 0 | 0 | 0 | 0 | 0 | 0 | 0 | 0 | 0 | 0 | 0 | 0 | 0 | 0 | 0 | 0 | 0 | 0 | 0 | 0 | 0 | 0 | 0 | 0 | 0 | 0 | 0 | 0 | 0 | 0 | 0 | 0 | 0 | 0 | 0 | 0 | 0 | 0 | 0 | 0 | 0 | 0 | 0 | 0 | 0 | 0 | 0 | 0 | 0 | 0 | 0 | 0 | 0 | 0 | 0 | 0 | 0 | 0 | 0 | 0 | 0 | 0 | 0 | 0 | 0 | 0 | 0 | 0 | 0 | 0 | 0 | 0 | 0 | 0 | 0 | 0 | 0 | 0 | 0 | 0% | 0 | 0 | 0% | 0%
|  | 13 | 4 | 0 |  |  |  |  | 1 | Gen Alternative | Start Cost | O&M | 1 | 0 | $/Yr | 0 | 1 |  |  | 0 |  | 0 | 0 | 0 | 0 |  | 0 | 0 | 0 | 0 | 0 | 0 | 0 | 0 | 0 | 0 | 0 | 0 | 0 | 0 | 0 | 0 | 0 | 0 | 0 | 0 | 0 | 0 | 0 | 0 | 0 | 0 | 0 | 0 | 0 | 0 | 0 | 0 | 0 | 0 | 0 | 0 | 0 | 0 | 0 | 0 | 0 | 0 | 0 | 0 | 0 | 0 | 0 | 0 | 0 | 0 | 0 | 0 | 0 | 0 | 0 | 0 | 0 | 0 | 0 | 0 | 0 | 0 | 0 | 0 | 0 | 0 | 0 | 0 | 0 | 0 | 0 | 0 | 0 | 0 | 0 | 0 | 0 | 0 | 0 | 0 | 0 | 0 | 0 | 0 | 0 | 0 | 0 | 0 | 0 | 0 | 0 | 0 | 0 | 0 | 0 | 0 | 0 | 0 | 0 | 0 | 0 | 0% | 0 | 0 | 0% | 0%
|  | 13 | 5 | 0 |  |  |  |  | 1 | Gen Alternative | Start Cost | O&M | 1 | 0 | $/Yr | 0 | 1 |  |  | 0 |  | 0 | 0 | 0 | 0 |  | 0 | 0 | 0 | 0 | 0 | 0 | 0 | 0 | 0 | 0 | 0 | 0 | 0 | 0 | 0 | 0 | 0 | 0 | 0 | 0 | 0 | 0 | 0 | 0 | 0 | 0 | 0 | 0 | 0 | 0 | 0 | 0 | 0 | 0 | 0 | 0 | 0 | 0 | 0 | 0 | 0 | 0 | 0 | 0 | 0 | 0 | 0 | 0 | 0 | 0 | 0 | 0 | 0 | 0 | 0 | 0 | 0 | 0 | 0 | 0 | 0 | 0 | 0 | 0 | 0 | 0 | 0 | 0 | 0 | 0 | 0 | 0 | 0 | 0 | 0 | 0 | 0 | 0 | 0 | 0 | 0 | 0 | 0 | 0 | 0 | 0 | 0 | 0 | 0 | 0 | 0 | 0 | 0 | 0 | 0 | 0 | 0 | 0 | 0 | 0 | 0 | 0% | 0 | 0 | 0% | 0%
|  | 13 | 6 | 0 |  |  |  |  | 1 | Gen Alternative | Start Cost | O&M | 1 | 0 | $/Yr | 0 | 1 |  |  | 0 |  | 0 | 0 | 0 | 0 |  | 0 | 0 | 0 | 0 | 0 | 0 | 0 | 0 | 0 | 0 | 0 | 0 | 0 | 0 | 0 | 0 | 0 | 0 | 0 | 0 | 0 | 0 | 0 | 0 | 0 | 0 | 0 | 0 | 0 | 0 | 0 | 0 | 0 | 0 | 0 | 0 | 0 | 0 | 0 | 0 | 0 | 0 | 0 | 0 | 0 | 0 | 0 | 0 | 0 | 0 | 0 | 0 | 0 | 0 | 0 | 0 | 0 | 0 | 0 | 0 | 0 | 0 | 0 | 0 | 0 | 0 | 0 | 0 | 0 | 0 | 0 | 0 | 0 | 0 | 0 | 0 | 0 | 0 | 0 | 0 | 0 | 0 | 0 | 0 | 0 | 0 | 0 | 0 | 0 | 0 | 0 | 0 | 0 | 0 | 0 | 0 | 0 | 0 | 0 | 0 | 0 | 0% | 0 | 0 | 0% | 0%
|  | 13 | 7 | 0 |  |  |  |  | 1 | Gen Alternative | Start Cost | O&M | 1 | 0 | $/Yr | 0 | 1 |  |  | 0 |  | 0 | 0 | 0 | 0 |  | 0 | 0 | 0 | 0 | 0 | 0 | 0 | 0 | 0 | 0 | 0 | 0 | 0 | 0 | 0 | 0 | 0 | 0 | 0 | 0 | 0 | 0 | 0 | 0 | 0 | 0 | 0 | 0 | 0 | 0 | 0 | 0 | 0 | 0 | 0 | 0 | 0 | 0 | 0 | 0 | 0 | 0 | 0 | 0 | 0 | 0 | 0 | 0 | 0 | 0 | 0 | 0 | 0 | 0 | 0 | 0 | 0 | 0 | 0 | 0 | 0 | 0 | 0 | 0 | 0 | 0 | 0 | 0 | 0 | 0 | 0 | 0 | 0 | 0 | 0 | 0 | 0 | 0 | 0 | 0 | 0 | 0 | 0 | 0 | 0 | 0 | 0 | 0 | 0 | 0 | 0 | 0 | 0 | 0 | 0 | 0 | 0 | 0 | 0 | 0 | 0 | 0% | 0 | 0 | 0% | 0%
|  | 13 | 8 | 0 |  |  |  |  | 1 | Gen Alternative | Start Cost | O&M | 1 | 0 | $/Yr | 0 | 1 |  |  | 0 |  | 0 | 0 | 0 | 0 |  | 0 | 0 | 0 | 0 | 0 | 0 | 0 | 0 | 0 | 0 | 0 | 0 | 0 | 0 | 0 | 0 | 0 | 0 | 0 | 0 | 0 | 0 | 0 | 0 | 0 | 0 | 0 | 0 | 0 | 0 | 0 | 0 | 0 | 0 | 0 | 0 | 0 | 0 | 0 | 0 | 0 | 0 | 0 | 0 | 0 | 0 | 0 | 0 | 0 | 0 | 0 | 0 | 0 | 0 | 0 | 0 | 0 | 0 | 0 | 0 | 0 | 0 | 0 | 0 | 0 | 0 | 0 | 0 | 0 | 0 | 0 | 0 | 0 | 0 | 0 | 0 | 0 | 0 | 0 | 0 | 0 | 0 | 0 | 0 | 0 | 0 | 0 | 0 | 0 | 0 | 0 | 0 | 0 | 0 | 0 | 0 | 0 | 0 | 0 | 0 | 0 | 0% | 0 | 0 | 0% | 0%
|  | 13 | 9 | 0 |  |  |  |  | 1 | Gen Alternative | Start Cost | O&M | 1 | 0 | $/Yr | 0 | 1 |  |  | 0 |  | 0 | 0 | 0 | 0 |  | 0 | 0 | 0 | 0 | 0 | 0 | 0 | 0 | 0 | 0 | 0 | 0 | 0 | 0 | 0 | 0 | 0 | 0 | 0 | 0 | 0 | 0 | 0 | 0 | 0 | 0 | 0 | 0 | 0 | 0 | 0 | 0 | 0 | 0 | 0 | 0 | 0 | 0 | 0 | 0 | 0 | 0 | 0 | 0 | 0 | 0 | 0 | 0 | 0 | 0 | 0 | 0 | 0 | 0 | 0 | 0 | 0 | 0 | 0 | 0 | 0 | 0 | 0 | 0 | 0 | 0 | 0 | 0 | 0 | 0 | 0 | 0 | 0 | 0 | 0 | 0 | 0 | 0 | 0 | 0 | 0 | 0 | 0 | 0 | 0 | 0 | 0 | 0 | 0 | 0 | 0 | 0 | 0 | 0 | 0 | 0 | 0 | 0 | 0 | 0 | 0 | 0% | 0 | 0 | 0% | 0%
|  | 13 | 10 | 0 |  |  |  |  | 1 | Gen Alternative | Start Cost | O&M | 1 | 0 | $/Yr | 0 | 1 |  |  | 0 |  | 0 | 0 | 0 | 0 |  | 0 | 0 | 0 | 0 | 0 | 0 | 0 | 0 | 0 | 0 | 0 | 0 | 0 | 0 | 0 | 0 | 0 | 0 | 0 | 0 | 0 | 0 | 0 | 0 | 0 | 0 | 0 | 0 | 0 | 0 | 0 | 0 | 0 | 0 | 0 | 0 | 0 | 0 | 0 | 0 | 0 | 0 | 0 | 0 | 0 | 0 | 0 | 0 | 0 | 0 | 0 | 0 | 0 | 0 | 0 | 0 | 0 | 0 | 0 | 0 | 0 | 0 | 0 | 0 | 0 | 0 | 0 | 0 | 0 | 0 | 0 | 0 | 0 | 0 | 0 | 0 | 0 | 0 | 0 | 0 | 0 | 0 | 0 | 0 | 0 | 0 | 0 | 0 | 0 | 0 | 0 | 0 | 0 | 0 | 0 | 0 | 0 | 0 | 0 | 0 | 0 | 0% | 0 | 0 | 0% | 0%
|  | 14 | 1 | 1 |  | 1 | NREL | SB SCCT (220 MW) | 1 | Gen Alternative | Start Fuel | O&M | 1 | 0 | mmBtu/Yr | 2028 | 1 | 30 | NG_LGE | SCCT_O&M |  | 2028 | 2 | 3 | 0 |  | 0 | 0 | 0 | 0 | 0 | 0 | 0 | 0 | 0 | 0 | 0 | 0 | 0 | 0 | 0 | 0 | 0 | 0 | 0 | 0 | 0 | 0 | 0 | 0 | 0 | 0 | 0 | 0 | 0 | 0 | 0 | 0 | 0 | 0 | 0 | 0 | 0 | 0 | 0 | 0 | 0 | 0 | 0 | 0 | 0 | 0 | 0 | 0 | 0 | 0 | 0 | 0 | 0 | 0 | 0 | 0 | 0 | 0 | 0 | 0 | 0 | 0 | 0 | 0 | 0 | 0 | 0 | 0 | 0 | 0 | 0 | 0 | 0 | 0 | 0 | 0 | 0 | 0 | 0 | 0 | 0 | 0 | 0 | 0 | 0 | 0 | 0 | 0 | 0 | 0 | 0 | 0 | 0 | 0 | 0 | 0 | 0 | 0 | 0 | 0 | 0 | 2% | 0 | 0 | 0% | 0%
|  | 14 | 2 | 0 |  |  |  |  | 1 | Gen Alternative | Start Fuel | O&M | 1 | 0 | mmBtu/Yr | 0 | 1 |  |  | 0 |  | 0 | 0 | 0 | 0 |  | 0 | 0 | 0 | 0 | 0 | 0 | 0 | 0 | 0 | 0 | 0 | 0 | 0 | 0 | 0 | 0 | 0 | 0 | 0 | 0 | 0 | 0 | 0 | 0 | 0 | 0 | 0 | 0 | 0 | 0 | 0 | 0 | 0 | 0 | 0 | 0 | 0 | 0 | 0 | 0 | 0 | 0 | 0 | 0 | 0 | 0 | 0 | 0 | 0 | 0 | 0 | 0 | 0 | 0 | 0 | 0 | 0 | 0 | 0 | 0 | 0 | 0 | 0 | 0 | 0 | 0 | 0 | 0 | 0 | 0 | 0 | 0 | 0 | 0 | 0 | 0 | 0 | 0 | 0 | 0 | 0 | 0 | 0 | 0 | 0 | 0 | 0 | 0 | 0 | 0 | 0 | 0 | 0 | 0 | 0 | 0 | 0 | 0 | 0 | 0 | 0 | 0% | 0 | 0 | 0% | 0%
|  | 14 | 3 | 0 |  |  |  |  | 1 | Gen Alternative | Start Fuel | O&M | 1 | 0 | mmBtu/Yr | 0 | 1 |  |  | 0 |  | 0 | 0 | 0 | 0 |  | 0 | 0 | 0 | 0 | 0 | 0 | 0 | 0 | 0 | 0 | 0 | 0 | 0 | 0 | 0 | 0 | 0 | 0 | 0 | 0 | 0 | 0 | 0 | 0 | 0 | 0 | 0 | 0 | 0 | 0 | 0 | 0 | 0 | 0 | 0 | 0 | 0 | 0 | 0 | 0 | 0 | 0 | 0 | 0 | 0 | 0 | 0 | 0 | 0 | 0 | 0 | 0 | 0 | 0 | 0 | 0 | 0 | 0 | 0 | 0 | 0 | 0 | 0 | 0 | 0 | 0 | 0 | 0 | 0 | 0 | 0 | 0 | 0 | 0 | 0 | 0 | 0 | 0 | 0 | 0 | 0 | 0 | 0 | 0 | 0 | 0 | 0 | 0 | 0 | 0 | 0 | 0 | 0 | 0 | 0 | 0 | 0 | 0 | 0 | 0 | 0 | 0% | 0 | 0 | 0% | 0%
|  | 14 | 4 | 0 |  |  |  |  | 1 | Gen Alternative | Start Fuel | O&M | 1 | 0 | mmBtu/Yr | 0 | 1 |  |  | 0 |  | 0 | 0 | 0 | 0 |  | 0 | 0 | 0 | 0 | 0 | 0 | 0 | 0 | 0 | 0 | 0 | 0 | 0 | 0 | 0 | 0 | 0 | 0 | 0 | 0 | 0 | 0 | 0 | 0 | 0 | 0 | 0 | 0 | 0 | 0 | 0 | 0 | 0 | 0 | 0 | 0 | 0 | 0 | 0 | 0 | 0 | 0 | 0 | 0 | 0 | 0 | 0 | 0 | 0 | 0 | 0 | 0 | 0 | 0 | 0 | 0 | 0 | 0 | 0 | 0 | 0 | 0 | 0 | 0 | 0 | 0 | 0 | 0 | 0 | 0 | 0 | 0 | 0 | 0 | 0 | 0 | 0 | 0 | 0 | 0 | 0 | 0 | 0 | 0 | 0 | 0 | 0 | 0 | 0 | 0 | 0 | 0 | 0 | 0 | 0 | 0 | 0 | 0 | 0 | 0 | 0 | 0% | 0 | 0 | 0% | 0%
|  | 14 | 5 | 0 |  |  |  |  | 1 | Gen Alternative | Start Fuel | O&M | 1 | 0 | mmBtu/Yr | 0 | 1 |  |  | 0 |  | 0 | 0 | 0 | 0 |  | 0 | 0 | 0 | 0 | 0 | 0 | 0 | 0 | 0 | 0 | 0 | 0 | 0 | 0 | 0 | 0 | 0 | 0 | 0 | 0 | 0 | 0 | 0 | 0 | 0 | 0 | 0 | 0 | 0 | 0 | 0 | 0 | 0 | 0 | 0 | 0 | 0 | 0 | 0 | 0 | 0 | 0 | 0 | 0 | 0 | 0 | 0 | 0 | 0 | 0 | 0 | 0 | 0 | 0 | 0 | 0 | 0 | 0 | 0 | 0 | 0 | 0 | 0 | 0 | 0 | 0 | 0 | 0 | 0 | 0 | 0 | 0 | 0 | 0 | 0 | 0 | 0 | 0 | 0 | 0 | 0 | 0 | 0 | 0 | 0 | 0 | 0 | 0 | 0 | 0 | 0 | 0 | 0 | 0 | 0 | 0 | 0 | 0 | 0 | 0 | 0 | 0% | 0 | 0 | 0% | 0%
|  | 14 | 6 | 0 |  |  |  |  | 1 | Gen Alternative | Start Fuel | O&M | 1 | 0 | mmBtu/Yr | 0 | 1 |  |  | 0 |  | 0 | 0 | 0 | 0 |  | 0 | 0 | 0 | 0 | 0 | 0 | 0 | 0 | 0 | 0 | 0 | 0 | 0 | 0 | 0 | 0 | 0 | 0 | 0 | 0 | 0 | 0 | 0 | 0 | 0 | 0 | 0 | 0 | 0 | 0 | 0 | 0 | 0 | 0 | 0 | 0 | 0 | 0 | 0 | 0 | 0 | 0 | 0 | 0 | 0 | 0 | 0 | 0 | 0 | 0 | 0 | 0 | 0 | 0 | 0 | 0 | 0 | 0 | 0 | 0 | 0 | 0 | 0 | 0 | 0 | 0 | 0 | 0 | 0 | 0 | 0 | 0 | 0 | 0 | 0 | 0 | 0 | 0 | 0 | 0 | 0 | 0 | 0 | 0 | 0 | 0 | 0 | 0 | 0 | 0 | 0 | 0 | 0 | 0 | 0 | 0 | 0 | 0 | 0 | 0 | 0 | 0% | 0 | 0 | 0% | 0%
|  | 14 | 7 | 0 |  |  |  |  | 1 | Gen Alternative | Start Fuel | O&M | 1 | 0 | mmBtu/Yr | 0 | 1 |  |  | 0 |  | 0 | 0 | 0 | 0 |  | 0 | 0 | 0 | 0 | 0 | 0 | 0 | 0 | 0 | 0 | 0 | 0 | 0 | 0 | 0 | 0 | 0 | 0 | 0 | 0 | 0 | 0 | 0 | 0 | 0 | 0 | 0 | 0 | 0 | 0 | 0 | 0 | 0 | 0 | 0 | 0 | 0 | 0 | 0 | 0 | 0 | 0 | 0 | 0 | 0 | 0 | 0 | 0 | 0 | 0 | 0 | 0 | 0 | 0 | 0 | 0 | 0 | 0 | 0 | 0 | 0 | 0 | 0 | 0 | 0 | 0 | 0 | 0 | 0 | 0 | 0 | 0 | 0 | 0 | 0 | 0 | 0 | 0 | 0 | 0 | 0 | 0 | 0 | 0 | 0 | 0 | 0 | 0 | 0 | 0 | 0 | 0 | 0 | 0 | 0 | 0 | 0 | 0 | 0 | 0 | 0 | 0% | 0 | 0 | 0% | 0%
|  | 14 | 8 | 0 |  |  |  |  | 1 | Gen Alternative | Start Fuel | O&M | 1 | 0 | mmBtu/Yr | 0 | 1 |  |  | 0 |  | 0 | 0 | 0 | 0 |  | 0 | 0 | 0 | 0 | 0 | 0 | 0 | 0 | 0 | 0 | 0 | 0 | 0 | 0 | 0 | 0 | 0 | 0 | 0 | 0 | 0 | 0 | 0 | 0 | 0 | 0 | 0 | 0 | 0 | 0 | 0 | 0 | 0 | 0 | 0 | 0 | 0 | 0 | 0 | 0 | 0 | 0 | 0 | 0 | 0 | 0 | 0 | 0 | 0 | 0 | 0 | 0 | 0 | 0 | 0 | 0 | 0 | 0 | 0 | 0 | 0 | 0 | 0 | 0 | 0 | 0 | 0 | 0 | 0 | 0 | 0 | 0 | 0 | 0 | 0 | 0 | 0 | 0 | 0 | 0 | 0 | 0 | 0 | 0 | 0 | 0 | 0 | 0 | 0 | 0 | 0 | 0 | 0 | 0 | 0 | 0 | 0 | 0 | 0 | 0 | 0 | 0% | 0 | 0 | 0% | 0%
|  | 14 | 9 | 0 |  |  |  |  | 1 | Gen Alternative | Start Fuel | O&M | 1 | 0 | mmBtu/Yr | 0 | 1 |  |  | 0 |  | 0 | 0 | 0 | 0 |  | 0 | 0 | 0 | 0 | 0 | 0 | 0 | 0 | 0 | 0 | 0 | 0 | 0 | 0 | 0 | 0 | 0 | 0 | 0 | 0 | 0 | 0 | 0 | 0 | 0 | 0 | 0 | 0 | 0 | 0 | 0 | 0 | 0 | 0 | 0 | 0 | 0 | 0 | 0 | 0 | 0 | 0 | 0 | 0 | 0 | 0 | 0 | 0 | 0 | 0 | 0 | 0 | 0 | 0 | 0 | 0 | 0 | 0 | 0 | 0 | 0 | 0 | 0 | 0 | 0 | 0 | 0 | 0 | 0 | 0 | 0 | 0 | 0 | 0 | 0 | 0 | 0 | 0 | 0 | 0 | 0 | 0 | 0 | 0 | 0 | 0 | 0 | 0 | 0 | 0 | 0 | 0 | 0 | 0 | 0 | 0 | 0 | 0 | 0 | 0 | 0 | 0% | 0 | 0 | 0% | 0%
|  | 14 | 10 | 0 |  |  |  |  | 1 | Gen Alternative | Start Fuel | O&M | 1 | 0 | mmBtu/Yr | 0 | 1 |  |  | 0 |  | 0 | 0 | 0 | 0 |  | 0 | 0 | 0 | 0 | 0 | 0 | 0 | 0 | 0 | 0 | 0 | 0 | 0 | 0 | 0 | 0 | 0 | 0 | 0 | 0 | 0 | 0 | 0 | 0 | 0 | 0 | 0 | 0 | 0 | 0 | 0 | 0 | 0 | 0 | 0 | 0 | 0 | 0 | 0 | 0 | 0 | 0 | 0 | 0 | 0 | 0 | 0 | 0 | 0 | 0 | 0 | 0 | 0 | 0 | 0 | 0 | 0 | 0 | 0 | 0 | 0 | 0 | 0 | 0 | 0 | 0 | 0 | 0 | 0 | 0 | 0 | 0 | 0 | 0 | 0 | 0 | 0 | 0 | 0 | 0 | 0 | 0 | 0 | 0 | 0 | 0 | 0 | 0 | 0 | 0 | 0 | 0 | 0 | 0 | 0 | 0 | 0 | 0 | 0 | 0 | 0 | 0% | 0 | 0 | 0% | 0%
|  | 15 | 1 | 1 |  | 1 | NREL | SB SCCT (220 MW) | 1 | Gen Alternative | Hourly Operating Cost | O&M | 1 | 0 | $/Yr | 2028 | 1 | 30 |  | SCCT_O&M |  | 2028 | 0 | 3 | 0 |  | 0 | 0 | 0 | 0 | 0 | 0 | 0 | 0 | 0 | 0 | 0 | 0 | 0 | 0 | 0 | 0 | 0 | 0 | 0 | 0 | 0 | 0 | 0 | 0 | 0 | 0 | 0 | 0 | 0 | 0 | 0 | 0 | 0 | 0 | 0 | 0 | 0 | 0 | 0 | 0 | 0 | 0 | 0 | 0 | 0 | 0 | 0 | 0 | 0 | 0 | 0 | 0 | 0 | 0 | 0 | 0 | 0 | 0 | 0 | 0 | 0 | 0 | 0 | 0 | 0 | 0 | 0 | 0 | 0 | 0 | 0 | 0 | 0 | 0 | 0 | 0 | 0 | 0 | 0 | 0 | 0 | 0 | 0 | 0 | 0 | 0 | 0 | 0 | 0 | 0 | 0 | 0 | 0 | 0 | 0 | 0 | 0 | 0 | 0 | 0 | 0 | 2% | 0 | 0 | 0% | 0%
|  | 15 | 2 | 0 |  |  |  |  | 1 | Gen Alternative | Hourly Operating Cost | O&M | 1 | 0 | $/Yr | 0 | 1 |  |  | 0 |  | 0 | 0 | 0 | 0 |  | 0 | 0 | 0 | 0 | 0 | 0 | 0 | 0 | 0 | 0 | 0 | 0 | 0 | 0 | 0 | 0 | 0 | 0 | 0 | 0 | 0 | 0 | 0 | 0 | 0 | 0 | 0 | 0 | 0 | 0 | 0 | 0 | 0 | 0 | 0 | 0 | 0 | 0 | 0 | 0 | 0 | 0 | 0 | 0 | 0 | 0 | 0 | 0 | 0 | 0 | 0 | 0 | 0 | 0 | 0 | 0 | 0 | 0 | 0 | 0 | 0 | 0 | 0 | 0 | 0 | 0 | 0 | 0 | 0 | 0 | 0 | 0 | 0 | 0 | 0 | 0 | 0 | 0 | 0 | 0 | 0 | 0 | 0 | 0 | 0 | 0 | 0 | 0 | 0 | 0 | 0 | 0 | 0 | 0 | 0 | 0 | 0 | 0 | 0 | 0 | 0 | 0% | 0 | 0 | 0% | 0%
|  | 15 | 3 | 0 |  |  |  |  | 1 | Gen Alternative | Hourly Operating Cost | O&M | 1 | 0 | $/Yr | 0 | 1 |  |  | 0 |  | 0 | 0 | 0 | 0 |  | 0 | 0 | 0 | 0 | 0 | 0 | 0 | 0 | 0 | 0 | 0 | 0 | 0 | 0 | 0 | 0 | 0 | 0 | 0 | 0 | 0 | 0 | 0 | 0 | 0 | 0 | 0 | 0 | 0 | 0 | 0 | 0 | 0 | 0 | 0 | 0 | 0 | 0 | 0 | 0 | 0 | 0 | 0 | 0 | 0 | 0 | 0 | 0 | 0 | 0 | 0 | 0 | 0 | 0 | 0 | 0 | 0 | 0 | 0 | 0 | 0 | 0 | 0 | 0 | 0 | 0 | 0 | 0 | 0 | 0 | 0 | 0 | 0 | 0 | 0 | 0 | 0 | 0 | 0 | 0 | 0 | 0 | 0 | 0 | 0 | 0 | 0 | 0 | 0 | 0 | 0 | 0 | 0 | 0 | 0 | 0 | 0 | 0 | 0 | 0 | 0 | 0% | 0 | 0 | 0% | 0%
|  | 15 | 4 | 0 |  |  |  |  | 1 | Gen Alternative | Hourly Operating Cost | O&M | 1 | 0 | $/Yr | 0 | 1 |  |  | 0 |  | 0 | 0 | 0 | 0 |  | 0 | 0 | 0 | 0 | 0 | 0 | 0 | 0 | 0 | 0 | 0 | 0 | 0 | 0 | 0 | 0 | 0 | 0 | 0 | 0 | 0 | 0 | 0 | 0 | 0 | 0 | 0 | 0 | 0 | 0 | 0 | 0 | 0 | 0 | 0 | 0 | 0 | 0 | 0 | 0 | 0 | 0 | 0 | 0 | 0 | 0 | 0 | 0 | 0 | 0 | 0 | 0 | 0 | 0 | 0 | 0 | 0 | 0 | 0 | 0 | 0 | 0 | 0 | 0 | 0 | 0 | 0 | 0 | 0 | 0 | 0 | 0 | 0 | 0 | 0 | 0 | 0 | 0 | 0 | 0 | 0 | 0 | 0 | 0 | 0 | 0 | 0 | 0 | 0 | 0 | 0 | 0 | 0 | 0 | 0 | 0 | 0 | 0 | 0 | 0 | 0 | 0% | 0 | 0 | 0% | 0%
|  | 15 | 5 | 0 |  |  |  |  | 1 | Gen Alternative | Hourly Operating Cost | O&M | 1 | 0 | $/Yr | 0 | 1 |  |  | 0 |  | 0 | 0 | 0 | 0 |  | 0 | 0 | 0 | 0 | 0 | 0 | 0 | 0 | 0 | 0 | 0 | 0 | 0 | 0 | 0 | 0 | 0 | 0 | 0 | 0 | 0 | 0 | 0 | 0 | 0 | 0 | 0 | 0 | 0 | 0 | 0 | 0 | 0 | 0 | 0 | 0 | 0 | 0 | 0 | 0 | 0 | 0 | 0 | 0 | 0 | 0 | 0 | 0 | 0 | 0 | 0 | 0 | 0 | 0 | 0 | 0 | 0 | 0 | 0 | 0 | 0 | 0 | 0 | 0 | 0 | 0 | 0 | 0 | 0 | 0 | 0 | 0 | 0 | 0 | 0 | 0 | 0 | 0 | 0 | 0 | 0 | 0 | 0 | 0 | 0 | 0 | 0 | 0 | 0 | 0 | 0 | 0 | 0 | 0 | 0 | 0 | 0 | 0 | 0 | 0 | 0 | 0% | 0 | 0 | 0% | 0%
|  | 15 | 6 | 0 |  |  |  |  | 1 | Gen Alternative | Hourly Operating Cost | O&M | 1 | 0 | $/Yr | 0 | 1 |  |  | 0 |  | 0 | 0 | 0 | 0 |  | 0 | 0 | 0 | 0 | 0 | 0 | 0 | 0 | 0 | 0 | 0 | 0 | 0 | 0 | 0 | 0 | 0 | 0 | 0 | 0 | 0 | 0 | 0 | 0 | 0 | 0 | 0 | 0 | 0 | 0 | 0 | 0 | 0 | 0 | 0 | 0 | 0 | 0 | 0 | 0 | 0 | 0 | 0 | 0 | 0 | 0 | 0 | 0 | 0 | 0 | 0 | 0 | 0 | 0 | 0 | 0 | 0 | 0 | 0 | 0 | 0 | 0 | 0 | 0 | 0 | 0 | 0 | 0 | 0 | 0 | 0 | 0 | 0 | 0 | 0 | 0 | 0 | 0 | 0 | 0 | 0 | 0 | 0 | 0 | 0 | 0 | 0 | 0 | 0 | 0 | 0 | 0 | 0 | 0 | 0 | 0 | 0 | 0 | 0 | 0 | 0 | 0% | 0 | 0 | 0% | 0%
|  | 15 | 7 | 0 |  |  |  |  | 1 | Gen Alternative | Hourly Operating Cost | O&M | 1 | 0 | $/Yr | 0 | 1 |  |  | 0 |  | 0 | 0 | 0 | 0 |  | 0 | 0 | 0 | 0 | 0 | 0 | 0 | 0 | 0 | 0 | 0 | 0 | 0 | 0 | 0 | 0 | 0 | 0 | 0 | 0 | 0 | 0 | 0 | 0 | 0 | 0 | 0 | 0 | 0 | 0 | 0 | 0 | 0 | 0 | 0 | 0 | 0 | 0 | 0 | 0 | 0 | 0 | 0 | 0 | 0 | 0 | 0 | 0 | 0 | 0 | 0 | 0 | 0 | 0 | 0 | 0 | 0 | 0 | 0 | 0 | 0 | 0 | 0 | 0 | 0 | 0 | 0 | 0 | 0 | 0 | 0 | 0 | 0 | 0 | 0 | 0 | 0 | 0 | 0 | 0 | 0 | 0 | 0 | 0 | 0 | 0 | 0 | 0 | 0 | 0 | 0 | 0 | 0 | 0 | 0 | 0 | 0 | 0 | 0 | 0 | 0 | 0% | 0 | 0 | 0% | 0%
|  | 15 | 8 | 0 |  |  |  |  | 1 | Gen Alternative | Hourly Operating Cost | O&M | 1 | 0 | $/Yr | 0 | 1 |  |  | 0 |  | 0 | 0 | 0 | 0 |  | 0 | 0 | 0 | 0 | 0 | 0 | 0 | 0 | 0 | 0 | 0 | 0 | 0 | 0 | 0 | 0 | 0 | 0 | 0 | 0 | 0 | 0 | 0 | 0 | 0 | 0 | 0 | 0 | 0 | 0 | 0 | 0 | 0 | 0 | 0 | 0 | 0 | 0 | 0 | 0 | 0 | 0 | 0 | 0 | 0 | 0 | 0 | 0 | 0 | 0 | 0 | 0 | 0 | 0 | 0 | 0 | 0 | 0 | 0 | 0 | 0 | 0 | 0 | 0 | 0 | 0 | 0 | 0 | 0 | 0 | 0 | 0 | 0 | 0 | 0 | 0 | 0 | 0 | 0 | 0 | 0 | 0 | 0 | 0 | 0 | 0 | 0 | 0 | 0 | 0 | 0 | 0 | 0 | 0 | 0 | 0 | 0 | 0 | 0 | 0 | 0 | 0% | 0 | 0 | 0% | 0%
|  | 15 | 9 | 0 |  |  |  |  | 1 | Gen Alternative | Hourly Operating Cost | O&M | 1 | 0 | $/Yr | 0 | 1 |  |  | 0 |  | 0 | 0 | 0 | 0 |  | 0 | 0 | 0 | 0 | 0 | 0 | 0 | 0 | 0 | 0 | 0 | 0 | 0 | 0 | 0 | 0 | 0 | 0 | 0 | 0 | 0 | 0 | 0 | 0 | 0 | 0 | 0 | 0 | 0 | 0 | 0 | 0 | 0 | 0 | 0 | 0 | 0 | 0 | 0 | 0 | 0 | 0 | 0 | 0 | 0 | 0 | 0 | 0 | 0 | 0 | 0 | 0 | 0 | 0 | 0 | 0 | 0 | 0 | 0 | 0 | 0 | 0 | 0 | 0 | 0 | 0 | 0 | 0 | 0 | 0 | 0 | 0 | 0 | 0 | 0 | 0 | 0 | 0 | 0 | 0 | 0 | 0 | 0 | 0 | 0 | 0 | 0 | 0 | 0 | 0 | 0 | 0 | 0 | 0 | 0 | 0 | 0 | 0 | 0 | 0 | 0 | 0% | 0 | 0 | 0% | 0%
|  | 15 | 10 | 0 |  |  |  |  | 1 | Gen Alternative | Hourly Operating Cost | O&M | 1 | 0 | $/Yr | 0 | 1 |  |  | 0 |  | 0 | 0 | 0 | 0 |  | 0 | 0 | 0 | 0 | 0 | 0 | 0 | 0 | 0 | 0 | 0 | 0 | 0 | 0 | 0 | 0 | 0 | 0 | 0 | 0 | 0 | 0 | 0 | 0 | 0 | 0 | 0 | 0 | 0 | 0 | 0 | 0 | 0 | 0 | 0 | 0 | 0 | 0 | 0 | 0 | 0 | 0 | 0 | 0 | 0 | 0 | 0 | 0 | 0 | 0 | 0 | 0 | 0 | 0 | 0 | 0 | 0 | 0 | 0 | 0 | 0 | 0 | 0 | 0 | 0 | 0 | 0 | 0 | 0 | 0 | 0 | 0 | 0 | 0 | 0 | 0 | 0 | 0 | 0 | 0 | 0 | 0 | 0 | 0 | 0 | 0 | 0 | 0 | 0 | 0 | 0 | 0 | 0 | 0 | 0 | 0 | 0 | 0 | 0 | 0 | 0 | 0% | 0 | 0 | 0% | 0%
Open
Open
Open
|  | Special Items | [25 empty] | Nominal Cash Flows 2021: Values (Units Vary)
|  | Cost Item | Res Num | Row Num |  | Prop | RFP Respondent | RFP Resource |  | Item | Descr | Cap/ O&M | Inc | Base Yr Value | Units | Comm Yr | Rpt. | Dur. | Nominal Spend Profile | Escalator | Capital RR Profile | RR Comm Year | LU Nom | LU Esc | LU RR | Tax | Cont | 2021 | 2022 | 2023 | 2024 | 2025 | 2026 | 2027 | 2028 | 2029 | 2030 | 2031 | 2032 | 2033 | 2034 | 2035 | 2036 | 2037 | 2038 | 2039 | 2040 | 2041 | 2042 | 2043 | 2044 | 2045 | 2046 | 2047 | 2048 | 2049 | 2050 | 2051 | 2052 | 2053 | 2054 | 2055 | 2056 | 2057 | 2058 | 2059 | 2060 | 2061 | 2062 | 2063 | 2064 | 2065 | 2066 | 2067 | 2068 | 2069 | 2070
|  |  | 1 | 1 |  |  | NREL | SB SCCT (220 MW) | 1 | Gen Alternative | Delivered Generation |  | 1 | 289080 | MWh/Year | 2028 | 1 | 30 |  | 0 |  | 2028 | 0 | 0 | 0 |  | 0 | 0 | 0 | 0 | 0 | 0 | 0 | 0 | 289080 | 289080 | 289080 | 289080 | 289080 | 289080 | 289080 | 289080 | 289080 | 289080 | 289080 | 289080 | 289080 | 289080 | 289080 | 289080 | 289080 | 289080 | 289080 | 289080 | 289080 | 289080 | 289080 | 289080 | 289080 | 289080 | 289080 | 289080 | 289080 | 289080 | 0 | 0 | 0 | 0 | 0 | 0 | 0 | 0 | 0 | 0 | 0 | 0 | 0
|  |  | 2 | 0 |  |  |  |  | 1 | Gen Alternative | Delivered Generation |  | 1 | 0 | MWh/Year | 0 | 1 |  |  | 0 |  | 0 | 0 | 0 | 0 |  | 0 | 0 | 0 | 0 | 0 | 0 | 0 | 0 | 0 | 0 | 0 | 0 | 0 | 0 | 0 | 0 | 0 | 0 | 0 | 0 | 0 | 0 | 0 | 0 | 0 | 0 | 0 | 0 | 0 | 0 | 0 | 0 | 0 | 0 | 0 | 0 | 0 | 0 | 0 | 0 | 0 | 0 | 0 | 0 | 0 | 0 | 0 | 0 | 0 | 0 | 0
|  |  | 3 | 0 |  |  |  |  | 1 | Gen Alternative | Delivered Generation |  | 1 | 0 | MWh/Year | 0 | 1 |  |  | 0 |  | 0 | 0 | 0 | 0 |  | 0 | 0 | 0 | 0 | 0 | 0 | 0 | 0 | 0 | 0 | 0 | 0 | 0 | 0 | 0 | 0 | 0 | 0 | 0 | 0 | 0 | 0 | 0 | 0 | 0 | 0 | 0 | 0 | 0 | 0 | 0 | 0 | 0 | 0 | 0 | 0 | 0 | 0 | 0 | 0 | 0 | 0 | 0 | 0 | 0 | 0 | 0 | 0 | 0 | 0 | 0
|  |  | 4 | 0 |  |  |  |  | 1 | Gen Alternative | Delivered Generation |  | 1 | 0 | MWh/Year | 0 | 1 |  |  | 0 |  | 0 | 0 | 0 | 0 |  | 0 | 0 | 0 | 0 | 0 | 0 | 0 | 0 | 0 | 0 | 0 | 0 | 0 | 0 | 0 | 0 | 0 | 0 | 0 | 0 | 0 | 0 | 0 | 0 | 0 | 0 | 0 | 0 | 0 | 0 | 0 | 0 | 0 | 0 | 0 | 0 | 0 | 0 | 0 | 0 | 0 | 0 | 0 | 0 | 0 | 0 | 0 | 0 | 0 | 0 | 0
|  |  | 5 | 0 |  |  |  |  | 1 | Gen Alternative | Delivered Generation |  | 1 | 0 | MWh/Year | 0 | 1 |  |  | 0 |  | 0 | 0 | 0 | 0 |  | 0 | 0 | 0 | 0 | 0 | 0 | 0 | 0 | 0 | 0 | 0 | 0 | 0 | 0 | 0 | 0 | 0 | 0 | 0 | 0 | 0 | 0 | 0 | 0 | 0 | 0 | 0 | 0 | 0 | 0 | 0 | 0 | 0 | 0 | 0 | 0 | 0 | 0 | 0 | 0 | 0 | 0 | 0 | 0 | 0 | 0 | 0 | 0 | 0 | 0 | 0
|  |  | 6 | 0 |  |  |  |  | 1 | Gen Alternative | Delivered Generation |  | 1 | 0 | MWh/Year | 0 | 1 |  |  | 0 |  | 0 | 0 | 0 | 0 |  | 0 | 0 | 0 | 0 | 0 | 0 | 0 | 0 | 0 | 0 | 0 | 0 | 0 | 0 | 0 | 0 | 0 | 0 | 0 | 0 | 0 | 0 | 0 | 0 | 0 | 0 | 0 | 0 | 0 | 0 | 0 | 0 | 0 | 0 | 0 | 0 | 0 | 0 | 0 | 0 | 0 | 0 | 0 | 0 | 0 | 0 | 0 | 0 | 0 | 0 | 0
|  |  | 7 | 0 |  |  |  |  | 1 | Gen Alternative | Delivered Generation |  | 1 | 0 | MWh/Year | 0 | 1 |  |  | 0 |  | 0 | 0 | 0 | 0 |  | 0 | 0 | 0 | 0 | 0 | 0 | 0 | 0 | 0 | 0 | 0 | 0 | 0 | 0 | 0 | 0 | 0 | 0 | 0 | 0 | 0 | 0 | 0 | 0 | 0 | 0 | 0 | 0 | 0 | 0 | 0 | 0 | 0 | 0 | 0 | 0 | 0 | 0 | 0 | 0 | 0 | 0 | 0 | 0 | 0 | 0 | 0 | 0 | 0 | 0 | 0
|  |  | 8 | 0 |  |  |  |  | 1 | Gen Alternative | Delivered Generation |  | 1 | 0 | MWh/Year | 0 | 1 |  |  | 0 |  | 0 | 0 | 0 | 0 |  | 0 | 0 | 0 | 0 | 0 | 0 | 0 | 0 | 0 | 0 | 0 | 0 | 0 | 0 | 0 | 0 | 0 | 0 | 0 | 0 | 0 | 0 | 0 | 0 | 0 | 0 | 0 | 0 | 0 | 0 | 0 | 0 | 0 | 0 | 0 | 0 | 0 | 0 | 0 | 0 | 0 | 0 | 0 | 0 | 0 | 0 | 0 | 0 | 0 | 0 | 0
|  |  | 9 | 0 |  |  |  |  | 1 | Gen Alternative | Delivered Generation |  | 1 | 0 | MWh/Year | 0 | 1 |  |  | 0 |  | 0 | 0 | 0 | 0 |  | 0 | 0 | 0 | 0 | 0 | 0 | 0 | 0 | 0 | 0 | 0 | 0 | 0 | 0 | 0 | 0 | 0 | 0 | 0 | 0 | 0 | 0 | 0 | 0 | 0 | 0 | 0 | 0 | 0 | 0 | 0 | 0 | 0 | 0 | 0 | 0 | 0 | 0 | 0 | 0 | 0 | 0 | 0 | 0 | 0 | 0 | 0 | 0 | 0 | 0 | 0
|  |  | 10 | 0 |  |  |  |  | 1 | Gen Alternative | Delivered Generation |  | 1 | 0 | MWh/Year | 0 | 1 |  |  | 0 |  | 0 | 0 | 0 | 0 |  | 0 | 0 | 0 | 0 | 0 | 0 | 0 | 0 | 0 | 0 | 0 | 0 | 0 | 0 | 0 | 0 | 0 | 0 | 0 | 0 | 0 | 0 | 0 | 0 | 0 | 0 | 0 | 0 | 0 | 0 | 0 | 0 | 0 | 0 | 0 | 0 | 0 | 0 | 0 | 0 | 0 | 0 | 0 | 0 | 0 | 0 | 0 | 0 | 0 | 0 | 0
|  |  | 1 | 1 |  |  | NREL | SB SCCT (220 MW) | 1 | Gen Alternative | Delivered Capacity |  | 1 | 220 | MWh/Year | 2028 | 1 | 30 |  |  |  | 2028 | 0 | 0 | 0 |  | 0 | 0 | 0 | 0 | 0 | 0 | 0 | 0 | 220 | 220 | 220 | 220 | 220 | 220 | 220 | 220 | 220 | 220 | 220 | 220 | 220 | 220 | 220 | 220 | 220 | 220 | 220 | 220 | 220 | 220 | 220 | 220 | 220 | 220 | 220 | 220 | 220 | 220 | 0 | 0 | 0 | 0 | 0 | 0 | 0 | 0 | 0 | 0 | 0 | 0 | 0
|  |  | 2 | 0 |  |  |  |  | 1 | Gen Alternative | Delivered Capacity |  | 1 | 0 | MWh/Year | 0 | 1 |  |  |  |  | 0 | 0 | 0 | 0 |  | 0 | 0 | 0 | 0 | 0 | 0 | 0 | 0 | 0 | 0 | 0 | 0 | 0 | 0 | 0 | 0 | 0 | 0 | 0 | 0 | 0 | 0 | 0 | 0 | 0 | 0 | 0 | 0 | 0 | 0 | 0 | 0 | 0 | 0 | 0 | 0 | 0 | 0 | 0 | 0 | 0 | 0 | 0 | 0 | 0 | 0 | 0 | 0 | 0 | 0 | 0
|  |  | 3 | 0 |  |  |  |  | 1 | Gen Alternative | Delivered Capacity |  | 1 | 0 | MWh/Year | 0 | 1 |  |  |  |  | 0 | 0 | 0 | 0 |  | 0 | 0 | 0 | 0 | 0 | 0 | 0 | 0 | 0 | 0 | 0 | 0 | 0 | 0 | 0 | 0 | 0 | 0 | 0 | 0 | 0 | 0 | 0 | 0 | 0 | 0 | 0 | 0 | 0 | 0 | 0 | 0 | 0 | 0 | 0 | 0 | 0 | 0 | 0 | 0 | 0 | 0 | 0 | 0 | 0 | 0 | 0 | 0 | 0 | 0 | 0
|  |  | 4 | 0 |  |  |  |  | 1 | Gen Alternative | Delivered Capacity |  | 1 | 0 | MWh/Year | 0 | 1 |  |  |  |  | 0 | 0 | 0 | 0 |  | 0 | 0 | 0 | 0 | 0 | 0 | 0 | 0 | 0 | 0 | 0 | 0 | 0 | 0 | 0 | 0 | 0 | 0 | 0 | 0 | 0 | 0 | 0 | 0 | 0 | 0 | 0 | 0 | 0 | 0 | 0 | 0 | 0 | 0 | 0 | 0 | 0 | 0 | 0 | 0 | 0 | 0 | 0 | 0 | 0 | 0 | 0 | 0 | 0 | 0 | 0
|  |  | 5 | 0 |  |  |  |  | 1 | Gen Alternative | Delivered Capacity |  | 1 | 0 | MWh/Year | 0 | 1 |  |  |  |  | 0 | 0 | 0 | 0 |  | 0 | 0 | 0 | 0 | 0 | 0 | 0 | 0 | 0 | 0 | 0 | 0 | 0 | 0 | 0 | 0 | 0 | 0 | 0 | 0 | 0 | 0 | 0 | 0 | 0 | 0 | 0 | 0 | 0 | 0 | 0 | 0 | 0 | 0 | 0 | 0 | 0 | 0 | 0 | 0 | 0 | 0 | 0 | 0 | 0 | 0 | 0 | 0 | 0 | 0 | 0
|  |  | 6 | 0 |  |  |  |  | 1 | Gen Alternative | Delivered Capacity |  | 1 | 0 | MWh/Year | 0 | 1 |  |  |  |  | 0 | 0 | 0 | 0 |  | 0 | 0 | 0 | 0 | 0 | 0 | 0 | 0 | 0 | 0 | 0 | 0 | 0 | 0 | 0 | 0 | 0 | 0 | 0 | 0 | 0 | 0 | 0 | 0 | 0 | 0 | 0 | 0 | 0 | 0 | 0 | 0 | 0 | 0 | 0 | 0 | 0 | 0 | 0 | 0 | 0 | 0 | 0 | 0 | 0 | 0 | 0 | 0 | 0 | 0 | 0
|  |  | 7 | 0 |  |  |  |  | 1 | Gen Alternative | Delivered Capacity |  | 1 | 0 | MWh/Year | 0 | 1 |  |  |  |  | 0 | 0 | 0 | 0 |  | 0 | 0 | 0 | 0 | 0 | 0 | 0 | 0 | 0 | 0 | 0 | 0 | 0 | 0 | 0 | 0 | 0 | 0 | 0 | 0 | 0 | 0 | 0 | 0 | 0 | 0 | 0 | 0 | 0 | 0 | 0 | 0 | 0 | 0 | 0 | 0 | 0 | 0 | 0 | 0 | 0 | 0 | 0 | 0 | 0 | 0 | 0 | 0 | 0 | 0 | 0
|  |  | 8 | 0 |  |  |  |  | 1 | Gen Alternative | Delivered Capacity |  | 1 | 0 | MWh/Year | 0 | 1 |  |  |  |  | 0 | 0 | 0 | 0 |  | 0 | 0 | 0 | 0 | 0 | 0 | 0 | 0 | 0 | 0 | 0 | 0 | 0 | 0 | 0 | 0 | 0 | 0 | 0 | 0 | 0 | 0 | 0 | 0 | 0 | 0 | 0 | 0 | 0 | 0 | 0 | 0 | 0 | 0 | 0 | 0 | 0 | 0 | 0 | 0 | 0 | 0 | 0 | 0 | 0 | 0 | 0 | 0 | 0 | 0 | 0
|  |  | 9 | 0 |  |  |  |  | 1 | Gen Alternative | Delivered Capacity |  | 1 | 0 | MWh/Year | 0 | 1 |  |  |  |  | 0 | 0 | 0 | 0 |  | 0 | 0 | 0 | 0 | 0 | 0 | 0 | 0 | 0 | 0 | 0 | 0 | 0 | 0 | 0 | 0 | 0 | 0 | 0 | 0 | 0 | 0 | 0 | 0 | 0 | 0 | 0 | 0 | 0 | 0 | 0 | 0 | 0 | 0 | 0 | 0 | 0 | 0 | 0 | 0 | 0 | 0 | 0 | 0 | 0 | 0 | 0 | 0 | 0 | 0 | 0
|  |  | 10 | 0 |  |  |  |  | 1 | Gen Alternative | Delivered Capacity |  | 1 | 0 | MWh/Year | 0 | 1 |  |  |  |  | 0 | 0 | 0 | 0 |  | 0 | 0 | 0 | 0 | 0 | 0 | 0 | 0 | 0 | 0 | 0 | 0 | 0 | 0 | 0 | 0 | 0 | 0 | 0 | 0 | 0 | 0 | 0 | 0 | 0 | 0 | 0 | 0 | 0 | 0 | 0 | 0 | 0 | 0 | 0 | 0 | 0 | 0 | 0 | 0 | 0 | 0 | 0 | 0 | 0 | 0 | 0 | 0 | 0 | 0 | 0
|  |  | 1 | 1 |  |  | NREL | SB SCCT (220 MW) | 1 | Gen Alternative | Battery MWh |  | 1 | 0 | MWh/Year | 2028 | 1 | 30 |  |  |  | 2028 | 0 | 0 | 0 |  | 0 | 0 | 0 | 0 | 0 | 0 | 0 | 0 | 0 | 0 | 0 | 0 | 0 | 0 | 0 | 0 | 0 | 0 | 0 | 0 | 0 | 0 | 0 | 0 | 0 | 0 | 0 | 0 | 0 | 0 | 0 | 0 | 0 | 0 | 0 | 0 | 0 | 0 | 0 | 0 | 0 | 0 | 0 | 0 | 0 | 0 | 0 | 0 | 0 | 0 | 0
|  |  | 2 | 0 |  |  |  |  | 1 | Gen Alternative | Battery MWh |  | 1 | 0 | MWh/Year | 0 | 1 |  |  |  |  | 0 | 0 | 0 | 0 |  | 0 | 0 | 0 | 0 | 0 | 0 | 0 | 0 | 0 | 0 | 0 | 0 | 0 | 0 | 0 | 0 | 0 | 0 | 0 | 0 | 0 | 0 | 0 | 0 | 0 | 0 | 0 | 0 | 0 | 0 | 0 | 0 | 0 | 0 | 0 | 0 | 0 | 0 | 0 | 0 | 0 | 0 | 0 | 0 | 0 | 0 | 0 | 0 | 0 | 0 | 0
|  |  | 3 | 0 |  |  |  |  | 1 | Gen Alternative | Battery MWh |  | 1 | 0 | MWh/Year | 0 | 1 |  |  |  |  | 0 | 0 | 0 | 0 |  | 0 | 0 | 0 | 0 | 0 | 0 | 0 | 0 | 0 | 0 | 0 | 0 | 0 | 0 | 0 | 0 | 0 | 0 | 0 | 0 | 0 | 0 | 0 | 0 | 0 | 0 | 0 | 0 | 0 | 0 | 0 | 0 | 0 | 0 | 0 | 0 | 0 | 0 | 0 | 0 | 0 | 0 | 0 | 0 | 0 | 0 | 0 | 0 | 0 | 0 | 0
|  |  | 4 | 0 |  |  |  |  | 1 | Gen Alternative | Battery MWh |  | 1 | 0 | MWh/Year | 0 | 1 |  |  |  |  | 0 | 0 | 0 | 0 |  | 0 | 0 | 0 | 0 | 0 | 0 | 0 | 0 | 0 | 0 | 0 | 0 | 0 | 0 | 0 | 0 | 0 | 0 | 0 | 0 | 0 | 0 | 0 | 0 | 0 | 0 | 0 | 0 | 0 | 0 | 0 | 0 | 0 | 0 | 0 | 0 | 0 | 0 | 0 | 0 | 0 | 0 | 0 | 0 | 0 | 0 | 0 | 0 | 0 | 0 | 0
|  |  | 5 | 0 |  |  |  |  | 1 | Gen Alternative | Battery MWh |  | 1 | 0 | MWh/Year | 0 | 1 |  |  |  |  | 0 | 0 | 0 | 0 |  | 0 | 0 | 0 | 0 | 0 | 0 | 0 | 0 | 0 | 0 | 0 | 0 | 0 | 0 | 0 | 0 | 0 | 0 | 0 | 0 | 0 | 0 | 0 | 0 | 0 | 0 | 0 | 0 | 0 | 0 | 0 | 0 | 0 | 0 | 0 | 0 | 0 | 0 | 0 | 0 | 0 | 0 | 0 | 0 | 0 | 0 | 0 | 0 | 0 | 0 | 0
|  |  | 6 | 0 |  |  |  |  | 1 | Gen Alternative | Battery MWh |  | 1 | 0 | MWh/Year | 0 | 1 |  |  |  |  | 0 | 0 | 0 | 0 |  | 0 | 0 | 0 | 0 | 0 | 0 | 0 | 0 | 0 | 0 | 0 | 0 | 0 | 0 | 0 | 0 | 0 | 0 | 0 | 0 | 0 | 0 | 0 | 0 | 0 | 0 | 0 | 0 | 0 | 0 | 0 | 0 | 0 | 0 | 0 | 0 | 0 | 0 | 0 | 0 | 0 | 0 | 0 | 0 | 0 | 0 | 0 | 0 | 0 | 0 | 0
|  |  | 7 | 0 |  |  |  |  | 1 | Gen Alternative | Battery MWh |  | 1 | 0 | MWh/Year | 0 | 1 |  |  |  |  | 0 | 0 | 0 | 0 |  | 0 | 0 | 0 | 0 | 0 | 0 | 0 | 0 | 0 | 0 | 0 | 0 | 0 | 0 | 0 | 0 | 0 | 0 | 0 | 0 | 0 | 0 | 0 | 0 | 0 | 0 | 0 | 0 | 0 | 0 | 0 | 0 | 0 | 0 | 0 | 0 | 0 | 0 | 0 | 0 | 0 | 0 | 0 | 0 | 0 | 0 | 0 | 0 | 0 | 0 | 0
|  |  | 8 | 0 |  |  |  |  | 1 | Gen Alternative | Battery MWh |  | 1 | 0 | MWh/Year | 0 | 1 |  |  |  |  | 0 | 0 | 0 | 0 |  | 0 | 0 | 0 | 0 | 0 | 0 | 0 | 0 | 0 | 0 | 0 | 0 | 0 | 0 | 0 | 0 | 0 | 0 | 0 | 0 | 0 | 0 | 0 | 0 | 0 | 0 | 0 | 0 | 0 | 0 | 0 | 0 | 0 | 0 | 0 | 0 | 0 | 0 | 0 | 0 | 0 | 0 | 0 | 0 | 0 | 0 | 0 | 0 | 0 | 0 | 0
|  |  | 9 | 0 |  |  |  |  | 1 | Gen Alternative | Battery MWh |  | 1 | 0 | MWh/Year | 0 | 1 |  |  |  |  | 0 | 0 | 0 | 0 |  | 0 | 0 | 0 | 0 | 0 | 0 | 0 | 0 | 0 | 0 | 0 | 0 | 0 | 0 | 0 | 0 | 0 | 0 | 0 | 0 | 0 | 0 | 0 | 0 | 0 | 0 | 0 | 0 | 0 | 0 | 0 | 0 | 0 | 0 | 0 | 0 | 0 | 0 | 0 | 0 | 0 | 0 | 0 | 0 | 0 | 0 | 0 | 0 | 0 | 0 | 0
|  |  | 10 | 0 |  |  |  |  | 1 | Gen Alternative | Battery MWh |  | 1 | 0 | MWh/Year | 0 | 1 |  |  |  |  | 0 | 0 | 0 | 0 |  | 0 | 0 | 0 | 0 | 0 | 0 | 0 | 0 | 0 | 0 | 0 | 0 | 0 | 0 | 0 | 0 | 0 | 0 | 0 | 0 | 0 | 0 | 0 | 0 | 0 | 0 | 0 | 0 | 0 | 0 | 0 | 0 | 0 | 0 | 0 | 0 | 0 | 0 | 0 | 0 | 0 | 0 | 0 | 0 | 0 | 0 | 0 | 0 | 0 | 0 | 0
[10 empty] | Open | [6 empty] | 1 |  |  |  |  | 0 | 0 | 0 | 0 |  | 0 | 0 | 0 | 0 | 0 | 0 | 0 | 0 | 0 | 0 | 0 | 0 | 0 | 0 | 0 | 0 | 0 | 0 | 0 | 0 | 0 | 0 | 0 | 0 | 0 | 0 | 0 | 0 | 0 | 0 | 0 | 0 | 0 | 0 | 0 | 0 | 0 | 0 | 0 | 0 | 0 | 0 | 0 | 0 | 0 | 0 | 0 | 0 | 0 | 0 | 0
[10 empty] | Open |  |  | 1 | 1 |  | 2025 | 1 |  |  |  |  | 2025 | 0 | 0 | 0 |  | 0 | 0 | 0 | 0 | 0 | 0 | 0 | 0 | 0 | 0 | 0 | 0 | 0 | 0 | 0 | 0 | 0 | 0 | 0 | 0 | 0 | 0 | 0 | 0 | 0 | 0 | 0 | 0 | 0 | 0 | 0 | 0 | 0 | 0 | 0 | 0 | 0 | 0 | 0 | 0 | 0 | 0 | 0 | 0 | 0 | 0 | 0 | 0 | 0 | 0 | 0
[10 empty] | Open | [6 empty] | 1 |  |  |  |  | 0 | 0 | 0 | 0 |  | 0 | 0 | 0 | 0 | 0 | 0 | 0 | 0 | 0 | 0 | 0 | 0 | 0 | 0 | 0 | 0 | 0 | 0 | 0 | 0 | 0 | 0 | 0 | 0 | 0 | 0 | 0 | 0 | 0 | 0 | 0 | 0 | 0 | 0 | 0 | 0 | 0 | 0 | 0 | 0 | 0 | 0 | 0 | 0 | 0 | 0 | 0 | 0 | 0 | 0 | 0
Note on Q4: Stuart Wilson: For multi-year capital projects (i.e., Base Yr $ is allocated over multiple years), this is year in which project is completed or commissioned. For all other projects (i.e., projects with multiple years of overnight capital spend OR projects where Base Yr $ is spent in one year or spent in each of several years), this is first year of spend.
Note on R4: Adam McKinney: frequency (in years) in which cost recurs; 100 implies a cost that does not recur
Note on AA4: Stuart Wilson: Should be applied to all equipment, license fees, installation labor if incurred with equipment purchase.
Note on AB4: Adam McKinney: 1 if contingency applied, 0 if not
Note on Q160: Stuart Wilson: For multi-year capital projects (i.e., Base Yr $ is allocated over multiple years), this is year in which project is completed or commissioned. For all other projects (i.e., projects with multiple years of overnight capital spend OR projects where Base Yr $ is spent in one year or spent in each of several years), this is first year of spend.
Note on R160: Adam McKinney: frequency (in years) in which cost recurs; 100 implies a cost that does not recur
Note on AA160: Stuart Wilson: Should be applied to all equipment, license fees, installation labor if incurred with equipment purchase.
Note on AB160: Adam McKinney: 1 if contingency applied, 0 if not
Note on CA160: Stuart Wilson:

## GenAlts
|  | Proposal ID | [9 empty] | Line# | [9 empty] | StartYear
AltID | Descr | 1 | 2 | 3 | 4 | 5 | 6 | 7 | 8 | 9 | 10 | 1 | 2 | 3 | 4 | 5 | 6 | 7 | 8 | 9 | 10 | 1 | 2 | 3 | 4 | 5 | 6 | 7 | 8 | 9 | 10
1 |  | 1 | [9 empty] | 1 | 0 | 0 | 0 | 0 | 0 | 0 | 0 | 0 | 0 | 2028 | 0 | 0 | 0 | 0 | 0 | 0 | 0 | 0 | 0
2 |  | 0 | [9 empty] | #N/A | 0 | 0 | 0 | 0 | 0 | 0 | 0 | 0 | 0 | #N/A | 0 | 0 | 0 | 0 | 0 | 0 | 0 | 0 | 0

## Resources
RFP Responses | [21 empty] | Proposal | 1 | SB SCCT (220 MW)
[23 empty] | LCOE | 108.2191
[24 empty] | 2021 | 2022 | 2023 | 2024 | 2025 | 2026 | 2027 | 2028 | 2029 | 2030 | 2031 | 2032 | 2033 | 2034 | 2035 | 2036 | 2037 | 2038 | 2039 | 2040 | 2041 | 2042 | 2043 | 2044 | 2045 | 2046 | 2047 | 2048 | 2049 | 2050
[23 empty] | Overnight Capital Investment | 0 | 0 | 0 | 0 | 0 | 0 | 0 | 233081433.9878 | 0 | 0 | 0 | 0 | 0 | 0 | 0 | 0 | 0 | 0 | 0 | 0 | 0 | 0 | 0 | 0 | 0 | 0 | 0 | 0 | 0 | 0
[23 empty] | Capital Investment w/ Profile | 0 | 0 | 0 | 0 | 0 | 0 | 0 | 0 | 0 | 0 | 0 | 0 | 0 | 0 | 0 | 0 | 0 | 0 | 0 | 0 | 0 | 0 | 0 | 0 | 0 | 0 | 0 | 0 | 0 | 0
[23 empty] | XM System Upgrades | 0 | 0 | 0 | 0 | 0 | 0 | 0 | 0 | 0 | 0 | 0 | 0 | 0 | 0 | 0 | 0 | 0 | 0 | 0 | 0 | 0 | 0 | 0 | 0 | 0 | 0 | 0 | 0 | 0 | 0
[23 empty] | On-Going Capital #1 | 0 | 0 | 0 | 0 | 0 | 0 | 0 | 0 | 0 | 0 | 0 | 0 | 0 | 0 | 0 | 0 | 0 | 0 | 0 | 0 | 0 | 0 | 0 | 0 | 0 | 0 | 0 | 0 | 0 | 0
[23 empty] | On-Going Capital #2 | 0 | 0 | 0 | 0 | 0 | 0 | 0 | 0 | 0 | 0 | 0 | 0 | 0 | 0 | 0 | 0 | 0 | 0 | 0 | 0 | 0 | 0 | 0 | 0 | 0 | 0 | 0 | 0 | 0 | 0
[23 empty] | On-Going O&M #1 | 0 | 0 | 0 | 0 | 0 | 0 | 0 | 3055868.1334 | 3116985.4961 | 3179325.206 | 3242911.7101 | 3307769.9443 | 3373925.3432 | 3441403.8501 | 3510231.9271 | 3580436.5656 | 3652045.2969 | 3725086.2029 | 3799587.9269 | 3875579.6855 | 3953091.2792 | 4032153.1048 | 4112796.1669 | 4195052.0902 | 4278953.132 | 4364532.1947 | 4451822.8385 | 4540859.2953 | 4631676.4812 | 4724310.0108
[23 empty] | On-Going O&M #2 | 0 | 0 | 0 | 0 | 0 | 0 | 0 | 0 | 0 | 0 | 0 | 0 | 0 | 0 | 0 | 0 | 0 | 0 | 0 | 0 | 0 | 0 | 0 | 0 | 0 | 0 | 0 | 0 | 0 | 0
[23 empty] | On-Going XM | 0 | 0 | 0 | 0 | 0 | 0 | 0 | 0 | 0 | 0 | 0 | 0 | 0 | 0 | 0 | 0 | 0 | 0 | 0 | 0 | 0 | 0 | 0 | 0 | 0 | 0 | 0 | 0 | 0 | 0
[23 empty] | On-Going FGT | 0 | 0 | 0 | 0 | 0 | 0 | 0 | 5603596.9854 | 5715668.9251 | 5829982.3036 | 5946581.9497 | 6065513.5887 | 6186823.8605 | 6310560.3377 | 6436771.5444 | 6565506.9753 | 6696817.1148 | 6830753.4571 | 6967368.5263 | 7106715.8968 | 7248850.2147 | 7393827.219 | 7541703.7634 | 7692537.8387 | 7846388.5954 | 8003316.3674 | 8163382.6947 | 8326650.3486 | 8493183.3556 | 8663047.0227
[23 empty] | Annual Fuel Burn | 0 | 0 | 0 | 0 | 0 | 0 | 0 | 0 | 0 | 0 | 0 | 0 | 0 | 0 | 0 | 0 | 0 | 0 | 0 | 0 | 0 | 0 | 0 | 0 | 0 | 0 | 0 | 0 | 0 | 0
[23 empty] | Energy Price | 0 | 0 | 0 | 0 | 0 | 0 | 0 | 0 | 0 | 0 | 0 | 0 | 0 | 0 | 0 | 0 | 0 | 0 | 0 | 0 | 0 | 0 | 0 | 0 | 0 | 0 | 0 | 0 | 0 | 0
[23 empty] | Variable O&M | 0 | 0 | 0 | 0 | 0 | 0 | 0 | 0 | 0 | 0 | 0 | 0 | 0 | 0 | 0 | 0 | 0 | 0 | 0 | 0 | 0 | 0 | 0 | 0 | 0 | 0 | 0 | 0 | 0 | 0
[23 empty] | Start Cost | 0 | 0 | 0 | 0 | 0 | 0 | 0 | 0 | 0 | 0 | 0 | 0 | 0 | 0 | 0 | 0 | 0 | 0 | 0 | 0 | 0 | 0 | 0 | 0 | 0 | 0 | 0 | 0 | 0 | 0
[23 empty] | Start Fuel | 0 | 0 | 0 | 0 | 0 | 0 | 0 | 0 | 0 | 0 | 0 | 0 | 0 | 0 | 0 | 0 | 0 | 0 | 0 | 0 | 0 | 0 | 0 | 0 | 0 | 0 | 0 | 0 | 0 | 0
[23 empty] | Hourly Operating Cost | 0 | 0 | 0 | 0 | 0 | 0 | 0 | 0 | 0 | 0 | 0 | 0 | 0 | 0 | 0 | 0 | 0 | 0 | 0 | 0 | 0 | 0 | 0 | 0 | 0 | 0 | 0 | 0 | 0 | 0
[84 empty] | # columns per input |  | 4
[24 empty] | 108.2191 2021: Capital & Fixed Costs | [6 empty] | Variable Costs | [23 empty] | 2021$
Note: # columns per input needs to be the same for all inputs. Inserting new inputs is OK but WILL require coordination with Detail worksheet.
[24 empty] | 1 |  |  |  | 2 |  |  |  | 3 |  |  |  | 4 |  |  |  | 5 |  |  |  | 6 |  |  |  | 7 |  |  |  | 8 |  |  |  | 9 |  |  |  | 10 |  |  |  | 11 |  |  |  | 12 |  |  |  | 13 |  |  |  | 14 |  |  |  | 15 |  |  |  | 1 | 2 | 3 | 4 | 5 | 6 | 7 | 8 | 9 | 10 | 11 | 12 | 13 | 14 | 15
[24 empty] | Overnight Capital |  |  |  | Capital w/ Profile |  |  |  | XM System Upgrades |  |  |  | On-Going Capital #1 |  |  |  | On-Going Capital #2 |  |  |  | On-Going O&M #1 |  |  |  | On-Going O&M #2 |  |  |  | On-Going XM |  |  |  | On-Going FGT |  |  |  | Annual Fuel Burn |  |  |  | Energy Price |  |  |  | Variable O&M |  |  |  | Start Cost |  |  |  | Start Fuel |  |  |  | Hourly Operating Cost |  |  |  | Overnight Capital | Capital w/ Profile | XM System Upgrades | On-Going Capital #1 | On-Going Capital #2 | On-Going O&M #1 | On-Going O&M #2 | On-Going XM | On-Going FGT | Annual Fuel Burn | Energy Price | Variable O&M | Start Cost | Start Fuel | Hourly Operating Cost | Base Year Delivered Generation
[24 empty] | Capital |  |  |  | Capital |  |  |  | Capital |  |  |  | Capital |  |  |  | Capital |  |  |  | O&M |  |  |  | O&M |  |  |  | O&M |  |  |  | O&M |  |  |  | O&M |  |  |  | O&M |  |  |  | O&M |  |  |  | O&M |  |  |  | O&M |  |  |  | O&M |  |  |  | Capital | Capital | Capital | Capital | Capital | O&M | O&M | O&M | O&M | O&M | O&M | O&M | O&M | O&M | O&M | MWh
Row | ResID | Respondent | Technology | Description | Asset Location | Pipeline | XM Interconnect Point (TIP) | Point of Interconnection to the Grid | Energy Capacity @ TIP | Storage Capacity @ TIP | Battery Duration (hours) | XM Losses | Energy Degradation | Heat Rate | Fuel Fcst | Start Date | Term (Years) | CF | Adj Start Date | Delivered Capacity | Starts | Hours | 1st Year Delivered Generation | Open | $ | Dollars | Esc | Profile | $ | Dollars | Esc | Open | $ | Dollars | Esc | $/MW-Yr | $/Yr | Dollars | Esc | $/MW-Yr | $/Yr | Dollars | Esc | $/MW-Yr | $/Yr | Dollars | Esc | $/MW-Yr | $/Yr | Dollars | Esc | $/MW-Yr | $/Yr | Dollars | Esc | $/MW-Yr | $/Yr | Dollars | Esc | Heat Rate (btu/kWh) | mmBtu/Yr | Dollars | Esc | $/MWh | $/Yr | Dollars | Esc | $/MWh | $/Yr | Dollars | Esc | $/Start | $/Yr | Dollars | Esc | mmBtu/Start | mmBtu/Yr | Dollars | Esc | $/Hour | $/Yr | Dollars | Esc | $ | $ | $ | $/Yr | $/Yr | $/Yr | $/Yr | $/Yr | $/Yr | mmBtu/Yr | $/Yr | $/Yr | $/Yr | mmBtu/Yr | $/Yr | MWh
1 | 1 | NREL | SCCT | SB SCCT (220 MW) | Greenfield | TGT | LGE | TBD | 220 | 0 |  |  |  | 10100 | NG_LGE | 2028-01-01 | 30 | 15% | 2028-01-01 | 220 | 110 | 1314 | 289080 |  | 233081433.9878 | 2028 | SCCT_Capital |  |  | 2028 | SCCT_Capital |  |  | 2028 | SCCT_Capital |  | 0 | 2028 | SCCT_Capital |  | 0 | 2028 | SCCT_Capital | 13890.3097 | 3055868.1334 | 2028 | SCCT_O&M |  | 0 | 2028 | SCCT_O&M |  | 0 | 2028 | O&M | 22173.9472 | 4878268.3925 | 2021 | O&M |  | 0 | 2021 |  |  | 0 | 2028 | SCCT_O&M |  | 0 | 2028 | SCCT_O&M |  | 0 | 2028 | SCCT_O&M |  | 0 | 2028 | SCCT_O&M |  | 0 | 2028 | SCCT_O&M | 207741095.9305 | 0 | 0 | 0 | 0 | 2660317.1081 | 0 | 0 | 4878268.3925 | 0 | 0 | 0 | 0 | 0 | 0 | 289080
2 |  | Open
Note: INSERT rows to add additional resources.

## Escalation
Note: Enter capital escalation rates first.
Escalation Rates | Rate | Book Life | -8 | -7 | -6 | -5 | -4 | -3 | -2 | -1 | 0 | 1 | 2 | 3 | 4 | 5 | 6 | 7 | 8 | 9 | 10 | 11 | 12 | 13 | 14 | 15 | 16 | 17 | 18 | 19 | 20 | 21 | 22 | 23 | 24 | 25 | 26 | 27 | 28 | 29 | 30 | 31 | 32 | 33 | 34 | 35 | 36 | 37 | 38 | 39 | 40 | 41 | 42 | 43 | 44 | 45 | 46 | 47 | 48 | 49 | 50
NGCC_Capital | 1.664% | 40 | [8 empty] | 1 | 1.0166 | 1.0336 | 1.0507 | 1.0682 | 1.086 | 1.1041 | 1.1224 | 1.1411 | 1.1601 | 1.1794 | 1.199 | 1.219 | 1.2392 | 1.2599 | 1.2808 | 1.3021 | 1.3238 | 1.3458 | 1.3682 | 1.391 | 1.4141 | 1.4376 | 1.4616 | 1.4859 | 1.5106 | 1.5357 | 1.5613 | 1.5872 | 1.6137 | 1.6405 | 1.6678 | 1.6955 | 1.7238 | 1.7524 | 1.7816 | 1.8112 | 1.8414 | 1.872 | 1.9031 | 1.9348 | 1.967 | 1.9997 | 2.033 | 2.0668 | 2.1012 | 2.1361 | 2.1717 | 2.2078 | 2.2445 | 2.2819
SCCT_Capital | 1.658% | 30 | [8 empty] | 1 | 1.0166 | 1.0334 | 1.0506 | 1.068 | 1.0857 | 1.1037 | 1.122 | 1.1406 | 1.1595 | 1.1787 | 1.1983 | 1.2181 | 1.2383 | 1.2588 | 1.2797 | 1.3009 | 1.3225 | 1.3444 | 1.3667 | 1.3894 | 1.4124 | 1.4358 | 1.4596 | 1.4838 | 1.5084 | 1.5334 | 1.5588 | 1.5847 | 1.6109 | 1.6377 | 1.6648 | 1.6924 | 1.7205 | 1.749 | 1.778 | 1.8075 | 1.8374 | 1.8679 | 1.8988 | 1.9303 | 1.9623 | 1.9949 | 2.0279 | 2.0615 | 2.0957 | 2.1305 | 2.1658 | 2.2017 | 2.2382 | 2.2753
SCCT_O&M | 2% | [9 empty] | 1 | 1.02 | 1.0404 | 1.0612 | 1.0824 | 1.1041 | 1.1262 | 1.1487 | 1.1717 | 1.1951 | 1.219 | 1.2434 | 1.2682 | 1.2936 | 1.3195 | 1.3459 | 1.3728 | 1.4002 | 1.4282 | 1.4568 | 1.4859 | 1.5157 | 1.546 | 1.5769 | 1.6084 | 1.6406 | 1.6734 | 1.7069 | 1.741 | 1.7758 | 1.8114 | 1.8476 | 1.8845 | 1.9222 | 1.9607 | 1.9999 | 2.0399 | 2.0807 | 2.1223 | 2.1647 | 2.208 | 2.2522 | 2.2972 | 2.3432 | 2.3901 | 2.4379 | 2.4866 | 2.5363 | 2.5871 | 2.6388 | 2.6916
Capital | 2% | 40 | [8 empty] | 1 | 1.02 | 1.0404 | 1.0612 | 1.0824 | 1.1041 | 1.1262 | 1.1487 | 1.1717 | 1.1951 | 1.219 | 1.2434 | 1.2682 | 1.2936 | 1.3195 | 1.3459 | 1.3728 | 1.4002 | 1.4282 | 1.4568 | 1.4859 | 1.5157 | 1.546 | 1.5769 | 1.6084 | 1.6406 | 1.6734 | 1.7069 | 1.741 | 1.7758 | 1.8114 | 1.8476 | 1.8845 | 1.9222 | 1.9607 | 1.9999 | 2.0399 | 2.0807 | 2.1223 | 2.1647 | 2.208 | 2.2522 | 2.2972 | 2.3432 | 2.3901 | 2.4379 | 2.4866 | 2.5363 | 2.5871 | 2.6388 | 2.6916
SolarDegrade | -0.5% | [9 empty] | 1 | 0.995 | 0.99003 | 0.98507 | 0.98015 | 0.97525 | 0.97037 | 0.96552 | 0.96069 | 0.95589 | 0.95111 | 0.94635 | 0.94162 | 0.93691 | 0.93223 | 0.92757 | 0.92293 | 0.91832 | 0.91372 | 0.90916 | 0.90461 | 0.90009 | 0.89559 | 0.89111 | 0.88665 | 0.88222 | 0.87781 | 0.87342 | 0.86905 | 0.86471 | 0.86038 | 0.85608 | 0.8518 | 0.84754 | 0.84331 | 0.83909 | 0.83489 | 0.83072 | 0.82657 | 0.82243 | 0.81832 | 0.81423 | 0.81016 | 0.80611 | 0.80208 | 0.79807 | 0.79408 | 0.7901 | 0.78615 | 0.78222 | 0.77831
WindDegrade | -0.5% | [9 empty] | 1 | 0.995 | 0.99003 | 0.98507 | 0.98015 | 0.97525 | 0.97037 | 0.96552 | 0.96069 | 0.95589 | 0.95111 | 0.94635 | 0.94162 | 0.93691 | 0.93223 | 0.92757 | 0.92293 | 0.91832 | 0.91372 | 0.90916 | 0.90461 | 0.90009 | 0.89559 | 0.89111 | 0.88665 | 0.88222 | 0.87781 | 0.87342 | 0.86905 | 0.86471 | 0.86038 | 0.85608 | 0.8518 | 0.84754 | 0.84331 | 0.83909 | 0.83489 | 0.83072 | 0.82657 | 0.82243 | 0.81832 | 0.81423 | 0.81016 | 0.80611 | 0.80208 | 0.79807 | 0.79408 | 0.7901 | 0.78615 | 0.78222 | 0.77831
PPA_0.0 | 0% | bar: 0 to 50
PPA_1.0 | 1% | [9 empty] | 1 | 1.01 | 1.0201 | 1.0303 | 1.0406 | 1.051 | 1.0615 | 1.0721 | 1.0829 | 1.0937 | 1.1046 | 1.1157 | 1.1268 | 1.1381 | 1.1495 | 1.161 | 1.1726 | 1.1843 | 1.1961 | 1.2081 | 1.2202 | 1.2324 | 1.2447 | 1.2572 | 1.2697 | 1.2824 | 1.2953 | 1.3082 | 1.3213 | 1.3345 | 1.3478 | 1.3613 | 1.3749 | 1.3887 | 1.4026 | 1.4166 | 1.4308 | 1.4451 | 1.4595 | 1.4741 | 1.4889 | 1.5038 | 1.5188 | 1.534 | 1.5493 | 1.5648 | 1.5805 | 1.5963 | 1.6122 | 1.6283 | 1.6446
PPA_1.5 | 1.5% | [9 empty] | 1 | 1.015 | 1.0302 | 1.0457 | 1.0614 | 1.0773 | 1.0934 | 1.1098 | 1.1265 | 1.1434 | 1.1605 | 1.1779 | 1.1956 | 1.2136 | 1.2318 | 1.2502 | 1.269 | 1.288 | 1.3073 | 1.327 | 1.3469 | 1.3671 | 1.3876 | 1.4084 | 1.4295 | 1.4509 | 1.4727 | 1.4948 | 1.5172 | 1.54 | 1.5631 | 1.5865 | 1.6103 | 1.6345 | 1.659 | 1.6839 | 1.7091 | 1.7348 | 1.7608 | 1.7872 | 1.814 | 1.8412 | 1.8688 | 1.8969 | 1.9253 | 1.9542 | 1.9835 | 2.0133 | 2.0435 | 2.0741 | 2.1052
PPA_2.0 | 2% | [9 empty] | 1 | 1.02 | 1.0404 | 1.0612 | 1.0824 | 1.1041 | 1.1262 | 1.1487 | 1.1717 | 1.1951 | 1.219 | 1.2434 | 1.2682 | 1.2936 | 1.3195 | 1.3459 | 1.3728 | 1.4002 | 1.4282 | 1.4568 | 1.4859 | 1.5157 | 1.546 | 1.5769 | 1.6084 | 1.6406 | 1.6734 | 1.7069 | 1.741 | 1.7758 | 1.8114 | 1.8476 | 1.8845 | 1.9222 | 1.9607 | 1.9999 | 2.0399 | 2.0807 | 2.1223 | 2.1647 | 2.208 | 2.2522 | 2.2972 | 2.3432 | 2.3901 | 2.4379 | 2.4866 | 2.5363 | 2.5871 | 2.6388 | 2.6916
PPA_2.5 | 2.5% | [9 empty] | 1 | 1.025 | 1.0506 | 1.0769 | 1.1038 | 1.1314 | 1.1597 | 1.1887 | 1.2184 | 1.2489 | 1.2801 | 1.3121 | 1.3449 | 1.3785 | 1.413 | 1.4483 | 1.4845 | 1.5216 | 1.5597 | 1.5987 | 1.6386 | 1.6796 | 1.7216 | 1.7646 | 1.8087 | 1.8539 | 1.9003 | 1.9478 | 1.9965 | 2.0464 | 2.0976 | 2.15 | 2.2038 | 2.2589 | 2.3153 | 2.3732 | 2.4325 | 2.4933 | 2.5557 | 2.6196 | 2.6851 | 2.7522 | 2.821 | 2.8915 | 2.9638 | 3.0379 | 3.1139 | 3.1917 | 3.2715 | 3.3533 | 3.4371
PPA_3.0 | 3% | [9 empty] | 1 | 1.03 | 1.0609 | 1.0927 | 1.1255 | 1.1593 | 1.1941 | 1.2299 | 1.2668 | 1.3048 | 1.3439 | 1.3842 | 1.4258 | 1.4685 | 1.5126 | 1.558 | 1.6047 | 1.6528 | 1.7024 | 1.7535 | 1.8061 | 1.8603 | 1.9161 | 1.9736 | 2.0328 | 2.0938 | 2.1566 | 2.2213 | 2.2879 | 2.3566 | 2.4273 | 2.5001 | 2.5751 | 2.6523 | 2.7319 | 2.8139 | 2.8983 | 2.9852 | 3.0748 | 3.167 | 3.262 | 3.3599 | 3.4607 | 3.5645 | 3.6715 | 3.7816 | 3.895 | 4.0119 | 4.1323 | 4.2562 | 4.3839
Inflation | 2% | [9 empty] | 1 | 1.02 | 1.0404 | 1.0612 | 1.0824 | 1.1041 | 1.1262 | 1.1487 | 1.1717 | 1.1951 | 1.219 | 1.2434 | 1.2682 | 1.2936 | 1.3195 | 1.3459 | 1.3728 | 1.4002 | 1.4282 | 1.4568 | 1.4859 | 1.5157 | 1.546 | 1.5769 | 1.6084 | 1.6406 | 1.6734 | 1.7069 | 1.741 | 1.7758 | 1.8114 | 1.8476 | 1.8845 | 1.9222 | 1.9607 | 1.9999 | 2.0399 | 2.0807 | 2.1223 | 2.1647 | 2.208 | 2.2522 | 2.2972 | 2.3432 | 2.3901 | 2.4379 | 2.4866 | 2.5363 | 2.5871 | 2.6388 | 2.6916
O&M | 2% | [9 empty] | 1 | 1.02 | 1.0404 | 1.0612 | 1.0824 | 1.1041 | 1.1262 | 1.1487 | 1.1717 | 1.1951 | 1.219 | 1.2434 | 1.2682 | 1.2936 | 1.3195 | 1.3459 | 1.3728 | 1.4002 | 1.4282 | 1.4568 | 1.4859 | 1.5157 | 1.546 | 1.5769 | 1.6084 | 1.6406 | 1.6734 | 1.7069 | 1.741 | 1.7758 | 1.8114 | 1.8476 | 1.8845 | 1.9222 | 1.9607 | 1.9999 | 2.0399 | 2.0807 | 2.1223 | 2.1647 | 2.208 | 2.2522 | 2.2972 | 2.3432 | 2.3901 | 2.4379 | 2.4866 | 2.5363 | 2.5871 | 2.6388 | 2.6916
Open | bar: 0 to 50
Transformed Profiles
[8 empty] | Model Years | 50
[11 empty] | 2021 | 2022 | 2023 | 2024 | 2025 | 2026 | 2027 | 2028 | 2029 | 2030 | 2031 | 2032 | 2033 | 2034 | 2035 | 2036 | 2037 | 2038 | 2039 | 2040 | 2041 | 2042 | 2043 | 2044 | 2045 | 2046 | 2047 | 2048 | 2049 | 2050 | 2051 | 2052 | 2053 | 2054 | 2055 | 2056 | 2057 | 2058 | 2059 | 2060 | 2061 | 2062 | 2063 | 2064 | 2065 | 2066 | 2067 | 2068 | 2069 | 2070
[9 empty] | Index |  | 0 | 1 | 2 | 3 | 4 | 5 | 6 | 7 | 8 | 9 | 10 | 11 | 12 | 13 | 14 | 15 | 16 | 17 | 18 | 19 | 20 | 21 | 22 | 23 | 24 | 25 | 26 | 27 | 28 | 29 | 30 | 31 | 32 | 33 | 34 | 35 | 36 | 37 | 38 | 39 | 40 | 41 | 42 | 43 | 44 | 45 | 46 | 47 | 48 | 49
[8 empty] | NGCC_Capital | 1 | 0 | 1 | 0 | 0 | 0 | 0 | 0 | 0 | 0 | 0 | 0 | 0 | 0 | 0 | 0 | 0 | 0 | 0 | 0 | 0 | 0 | 0 | 0 | 0 | 0 | 0 | 0 | 0 | 0 | 0 | 0 | 0 | 0 | 0 | 0 | 0 | 0 | 0 | 0 | 0 | 0 | 0 | 0 | 0 | 0 | 0 | 0 | 0 | 0 | 0 | 0
[8 empty] | NGCC_Capital | 1 | 1 | 1.0166 | 1 | 0 | 0 | 0 | 0 | 0 | 0 | 0 | 0 | 0 | 0 | 0 | 0 | 0 | 0 | 0 | 0 | 0 | 0 | 0 | 0 | 0 | 0 | 0 | 0 | 0 | 0 | 0 | 0 | 0 | 0 | 0 | 0 | 0 | 0 | 0 | 0 | 0 | 0 | 0 | 0 | 0 | 0 | 0 | 0 | 0 | 0 | 0 | 0
[8 empty] | NGCC_Capital | 1 | 2 | 1.0336 | 1.0166 | 1 | 0 | 0 | 0 | 0 | 0 | 0 | 0 | 0 | 0 | 0 | 0 | 0 | 0 | 0 | 0 | 0 | 0 | 0 | 0 | 0 | 0 | 0 | 0 | 0 | 0 | 0 | 0 | 0 | 0 | 0 | 0 | 0 | 0 | 0 | 0 | 0 | 0 | 0 | 0 | 0 | 0 | 0 | 0 | 0 | 0 | 0 | 0
[8 empty] | NGCC_Capital | 1 | 3 | 1.0507 | 1.0336 | 1.0166 | 1 | 0 | 0 | 0 | 0 | 0 | 0 | 0 | 0 | 0 | 0 | 0 | 0 | 0 | 0 | 0 | 0 | 0 | 0 | 0 | 0 | 0 | 0 | 0 | 0 | 0 | 0 | 0 | 0 | 0 | 0 | 0 | 0 | 0 | 0 | 0 | 0 | 0 | 0 | 0 | 0 | 0 | 0 | 0 | 0 | 0 | 0
[8 empty] | NGCC_Capital | 1 | 4 | 1.0682 | 1.0507 | 1.0336 | 1.0166 | 1 | 0 | 0 | 0 | 0 | 0 | 0 | 0 | 0 | 0 | 0 | 0 | 0 | 0 | 0 | 0 | 0 | 0 | 0 | 0 | 0 | 0 | 0 | 0 | 0 | 0 | 0 | 0 | 0 | 0 | 0 | 0 | 0 | 0 | 0 | 0 | 0 | 0 | 0 | 0 | 0 | 0 | 0 | 0 | 0 | 0
[8 empty] | NGCC_Capital | 1 | 5 | 1.086 | 1.0682 | 1.0507 | 1.0336 | 1.0166 | 1 | 0 | 0 | 0 | 0 | 0 | 0 | 0 | 0 | 0 | 0 | 0 | 0 | 0 | 0 | 0 | 0 | 0 | 0 | 0 | 0 | 0 | 0 | 0 | 0 | 0 | 0 | 0 | 0 | 0 | 0 | 0 | 0 | 0 | 0 | 0 | 0 | 0 | 0 | 0 | 0 | 0 | 0 | 0 | 0
[8 empty] | NGCC_Capital | 1 | 6 | 1.1041 | 1.086 | 1.0682 | 1.0507 | 1.0336 | 1.0166 | 1 | 0 | 0 | 0 | 0 | 0 | 0 | 0 | 0 | 0 | 0 | 0 | 0 | 0 | 0 | 0 | 0 | 0 | 0 | 0 | 0 | 0 | 0 | 0 | 0 | 0 | 0 | 0 | 0 | 0 | 0 | 0 | 0 | 0 | 0 | 0 | 0 | 0 | 0 | 0 | 0 | 0 | 0 | 0
[8 empty] | NGCC_Capital | 1 | 7 | 1.1224 | 1.1041 | 1.086 | 1.0682 | 1.0507 | 1.0336 | 1.0166 | 1 | 0 | 0 | 0 | 0 | 0 | 0 | 0 | 0 | 0 | 0 | 0 | 0 | 0 | 0 | 0 | 0 | 0 | 0 | 0 | 0 | 0 | 0 | 0 | 0 | 0 | 0 | 0 | 0 | 0 | 0 | 0 | 0 | 0 | 0 | 0 | 0 | 0 | 0 | 0 | 0 | 0 | 0
[8 empty] | NGCC_Capital | 1 | 8 | 1.1411 | 1.1224 | 1.1041 | 1.086 | 1.0682 | 1.0507 | 1.0336 | 1.0166 | 1 | 0 | 0 | 0 | 0 | 0 | 0 | 0 | 0 | 0 | 0 | 0 | 0 | 0 | 0 | 0 | 0 | 0 | 0 | 0 | 0 | 0 | 0 | 0 | 0 | 0 | 0 | 0 | 0 | 0 | 0 | 0 | 0 | 0 | 0 | 0 | 0 | 0 | 0 | 0 | 0 | 0
[8 empty] | NGCC_Capital | 1 | 9 | 1.1601 | 1.1411 | 1.1224 | 1.1041 | 1.086 | 1.0682 | 1.0507 | 1.0336 | 1.0166 | 1 | 0 | 0 | 0 | 0 | 0 | 0 | 0 | 0 | 0 | 0 | 0 | 0 | 0 | 0 | 0 | 0 | 0 | 0 | 0 | 0 | 0 | 0 | 0 | 0 | 0 | 0 | 0 | 0 | 0 | 0 | 0 | 0 | 0 | 0 | 0 | 0 | 0 | 0 | 0 | 0
[8 empty] | NGCC_Capital | 1 | 10 | 1.1794 | 1.1601 | 1.1411 | 1.1224 | 1.1041 | 1.086 | 1.0682 | 1.0507 | 1.0336 | 1.0166 | 1 | 0 | 0 | 0 | 0 | 0 | 0 | 0 | 0 | 0 | 0 | 0 | 0 | 0 | 0 | 0 | 0 | 0 | 0 | 0 | 0 | 0 | 0 | 0 | 0 | 0 | 0 | 0 | 0 | 0 | 0 | 0 | 0 | 0 | 0 | 0 | 0 | 0 | 0 | 0
[8 empty] | NGCC_Capital | 1 | 11 | 1.199 | 1.1794 | 1.1601 | 1.1411 | 1.1224 | 1.1041 | 1.086 | 1.0682 | 1.0507 | 1.0336 | 1.0166 | 1 | 0 | 0 | 0 | 0 | 0 | 0 | 0 | 0 | 0 | 0 | 0 | 0 | 0 | 0 | 0 | 0 | 0 | 0 | 0 | 0 | 0 | 0 | 0 | 0 | 0 | 0 | 0 | 0 | 0 | 0 | 0 | 0 | 0 | 0 | 0 | 0 | 0 | 0
[8 empty] | NGCC_Capital | 1 | 12 | 1.219 | 1.199 | 1.1794 | 1.1601 | 1.1411 | 1.1224 | 1.1041 | 1.086 | 1.0682 | 1.0507 | 1.0336 | 1.0166 | 1 | 0 | 0 | 0 | 0 | 0 | 0 | 0 | 0 | 0 | 0 | 0 | 0 | 0 | 0 | 0 | 0 | 0 | 0 | 0 | 0 | 0 | 0 | 0 | 0 | 0 | 0 | 0 | 0 | 0 | 0 | 0 | 0 | 0 | 0 | 0 | 0 | 0
[8 empty] | NGCC_Capital | 1 | 13 | 1.2392 | 1.219 | 1.199 | 1.1794 | 1.1601 | 1.1411 | 1.1224 | 1.1041 | 1.086 | 1.0682 | 1.0507 | 1.0336 | 1.0166 | 1 | 0 | 0 | 0 | 0 | 0 | 0 | 0 | 0 | 0 | 0 | 0 | 0 | 0 | 0 | 0 | 0 | 0 | 0 | 0 | 0 | 0 | 0 | 0 | 0 | 0 | 0 | 0 | 0 | 0 | 0 | 0 | 0 | 0 | 0 | 0 | 0
[8 empty] | NGCC_Capital | 1 | 14 | 1.2599 | 1.2392 | 1.219 | 1.199 | 1.1794 | 1.1601 | 1.1411 | 1.1224 | 1.1041 | 1.086 | 1.0682 | 1.0507 | 1.0336 | 1.0166 | 1 | 0 | 0 | 0 | 0 | 0 | 0 | 0 | 0 | 0 | 0 | 0 | 0 | 0 | 0 | 0 | 0 | 0 | 0 | 0 | 0 | 0 | 0 | 0 | 0 | 0 | 0 | 0 | 0 | 0 | 0 | 0 | 0 | 0 | 0 | 0
[8 empty] | NGCC_Capital | 1 | 15 | 1.2808 | 1.2599 | 1.2392 | 1.219 | 1.199 | 1.1794 | 1.1601 | 1.1411 | 1.1224 | 1.1041 | 1.086 | 1.0682 | 1.0507 | 1.0336 | 1.0166 | 1 | 0 | 0 | 0 | 0 | 0 | 0 | 0 | 0 | 0 | 0 | 0 | 0 | 0 | 0 | 0 | 0 | 0 | 0 | 0 | 0 | 0 | 0 | 0 | 0 | 0 | 0 | 0 | 0 | 0 | 0 | 0 | 0 | 0 | 0
[8 empty] | NGCC_Capital | 1 | 16 | 1.3021 | 1.2808 | 1.2599 | 1.2392 | 1.219 | 1.199 | 1.1794 | 1.1601 | 1.1411 | 1.1224 | 1.1041 | 1.086 | 1.0682 | 1.0507 | 1.0336 | 1.0166 | 1 | 0 | 0 | 0 | 0 | 0 | 0 | 0 | 0 | 0 | 0 | 0 | 0 | 0 | 0 | 0 | 0 | 0 | 0 | 0 | 0 | 0 | 0 | 0 | 0 | 0 | 0 | 0 | 0 | 0 | 0 | 0 | 0 | 0
[8 empty] | NGCC_Capital | 1 | 17 | 1.3238 | 1.3021 | 1.2808 | 1.2599 | 1.2392 | 1.219 | 1.199 | 1.1794 | 1.1601 | 1.1411 | 1.1224 | 1.1041 | 1.086 | 1.0682 | 1.0507 | 1.0336 | 1.0166 | 1 | 0 | 0 | 0 | 0 | 0 | 0 | 0 | 0 | 0 | 0 | 0 | 0 | 0 | 0 | 0 | 0 | 0 | 0 | 0 | 0 | 0 | 0 | 0 | 0 | 0 | 0 | 0 | 0 | 0 | 0 | 0 | 0
[8 empty] | NGCC_Capital | 1 | 18 | 1.3458 | 1.3238 | 1.3021 | 1.2808 | 1.2599 | 1.2392 | 1.219 | 1.199 | 1.1794 | 1.1601 | 1.1411 | 1.1224 | 1.1041 | 1.086 | 1.0682 | 1.0507 | 1.0336 | 1.0166 | 1 | 0 | 0 | 0 | 0 | 0 | 0 | 0 | 0 | 0 | 0 | 0 | 0 | 0 | 0 | 0 | 0 | 0 | 0 | 0 | 0 | 0 | 0 | 0 | 0 | 0 | 0 | 0 | 0 | 0 | 0 | 0
[8 empty] | NGCC_Capital | 1 | 19 | 1.3682 | 1.3458 | 1.3238 | 1.3021 | 1.2808 | 1.2599 | 1.2392 | 1.219 | 1.199 | 1.1794 | 1.1601 | 1.1411 | 1.1224 | 1.1041 | 1.086 | 1.0682 | 1.0507 | 1.0336 | 1.0166 | 1 | 0 | 0 | 0 | 0 | 0 | 0 | 0 | 0 | 0 | 0 | 0 | 0 | 0 | 0 | 0 | 0 | 0 | 0 | 0 | 0 | 0 | 0 | 0 | 0 | 0 | 0 | 0 | 0 | 0 | 0
[8 empty] | NGCC_Capital | 1 | 20 | 1.391 | 1.3682 | 1.3458 | 1.3238 | 1.3021 | 1.2808 | 1.2599 | 1.2392 | 1.219 | 1.199 | 1.1794 | 1.1601 | 1.1411 | 1.1224 | 1.1041 | 1.086 | 1.0682 | 1.0507 | 1.0336 | 1.0166 | 1 | 0 | 0 | 0 | 0 | 0 | 0 | 0 | 0 | 0 | 0 | 0 | 0 | 0 | 0 | 0 | 0 | 0 | 0 | 0 | 0 | 0 | 0 | 0 | 0 | 0 | 0 | 0 | 0 | 0
[8 empty] | NGCC_Capital | 1 | 21 | 1.4141 | 1.391 | 1.3682 | 1.3458 | 1.3238 | 1.3021 | 1.2808 | 1.2599 | 1.2392 | 1.219 | 1.199 | 1.1794 | 1.1601 | 1.1411 | 1.1224 | 1.1041 | 1.086 | 1.0682 | 1.0507 | 1.0336 | 1.0166 | 1 | 0 | 0 | 0 | 0 | 0 | 0 | 0 | 0 | 0 | 0 | 0 | 0 | 0 | 0 | 0 | 0 | 0 | 0 | 0 | 0 | 0 | 0 | 0 | 0 | 0 | 0 | 0 | 0
[8 empty] | NGCC_Capital | 1 | 22 | 1.4376 | 1.4141 | 1.391 | 1.3682 | 1.3458 | 1.3238 | 1.3021 | 1.2808 | 1.2599 | 1.2392 | 1.219 | 1.199 | 1.1794 | 1.1601 | 1.1411 | 1.1224 | 1.1041 | 1.086 | 1.0682 | 1.0507 | 1.0336 | 1.0166 | 1 | 0 | 0 | 0 | 0 | 0 | 0 | 0 | 0 | 0 | 0 | 0 | 0 | 0 | 0 | 0 | 0 | 0 | 0 | 0 | 0 | 0 | 0 | 0 | 0 | 0 | 0 | 0
[8 empty] | NGCC_Capital | 1 | 23 | 1.4616 | 1.4376 | 1.4141 | 1.391 | 1.3682 | 1.3458 | 1.3238 | 1.3021 | 1.2808 | 1.2599 | 1.2392 | 1.219 | 1.199 | 1.1794 | 1.1601 | 1.1411 | 1.1224 | 1.1041 | 1.086 | 1.0682 | 1.0507 | 1.0336 | 1.0166 | 1 | 0 | 0 | 0 | 0 | 0 | 0 | 0 | 0 | 0 | 0 | 0 | 0 | 0 | 0 | 0 | 0 | 0 | 0 | 0 | 0 | 0 | 0 | 0 | 0 | 0 | 0
[8 empty] | NGCC_Capital | 1 | 24 | 1.4859 | 1.4616 | 1.4376 | 1.4141 | 1.391 | 1.3682 | 1.3458 | 1.3238 | 1.3021 | 1.2808 | 1.2599 | 1.2392 | 1.219 | 1.199 | 1.1794 | 1.1601 | 1.1411 | 1.1224 | 1.1041 | 1.086 | 1.0682 | 1.0507 | 1.0336 | 1.0166 | 1 | 0 | 0 | 0 | 0 | 0 | 0 | 0 | 0 | 0 | 0 | 0 | 0 | 0 | 0 | 0 | 0 | 0 | 0 | 0 | 0 | 0 | 0 | 0 | 0 | 0
[8 empty] | NGCC_Capital | 1 | 25 | 1.5106 | 1.4859 | 1.4616 | 1.4376 | 1.4141 | 1.391 | 1.3682 | 1.3458 | 1.3238 | 1.3021 | 1.2808 | 1.2599 | 1.2392 | 1.219 | 1.199 | 1.1794 | 1.1601 | 1.1411 | 1.1224 | 1.1041 | 1.086 | 1.0682 | 1.0507 | 1.0336 | 1.0166 | 1 | 0 | 0 | 0 | 0 | 0 | 0 | 0 | 0 | 0 | 0 | 0 | 0 | 0 | 0 | 0 | 0 | 0 | 0 | 0 | 0 | 0 | 0 | 0 | 0
[8 empty] | NGCC_Capital | 1 | 26 | 1.5357 | 1.5106 | 1.4859 | 1.4616 | 1.4376 | 1.4141 | 1.391 | 1.3682 | 1.3458 | 1.3238 | 1.3021 | 1.2808 | 1.2599 | 1.2392 | 1.219 | 1.199 | 1.1794 | 1.1601 | 1.1411 | 1.1224 | 1.1041 | 1.086 | 1.0682 | 1.0507 | 1.0336 | 1.0166 | 1 | 0 | 0 | 0 | 0 | 0 | 0 | 0 | 0 | 0 | 0 | 0 | 0 | 0 | 0 | 0 | 0 | 0 | 0 | 0 | 0 | 0 | 0 | 0
[8 empty] | NGCC_Capital | 1 | 27 | 1.5613 | 1.5357 | 1.5106 | 1.4859 | 1.4616 | 1.4376 | 1.4141 | 1.391 | 1.3682 | 1.3458 | 1.3238 | 1.3021 | 1.2808 | 1.2599 | 1.2392 | 1.219 | 1.199 | 1.1794 | 1.1601 | 1.1411 | 1.1224 | 1.1041 | 1.086 | 1.0682 | 1.0507 | 1.0336 | 1.0166 | 1 | 0 | 0 | 0 | 0 | 0 | 0 | 0 | 0 | 0 | 0 | 0 | 0 | 0 | 0 | 0 | 0 | 0 | 0 | 0 | 0 | 0 | 0
[8 empty] | NGCC_Capital | 1 | 28 | 1.5872 | 1.5613 | 1.5357 | 1.5106 | 1.4859 | 1.4616 | 1.4376 | 1.4141 | 1.391 | 1.3682 | 1.3458 | 1.3238 | 1.3021 | 1.2808 | 1.2599 | 1.2392 | 1.219 | 1.199 | 1.1794 | 1.1601 | 1.1411 | 1.1224 | 1.1041 | 1.086 | 1.0682 | 1.0507 | 1.0336 | 1.0166 | 1 | 0 | 0 | 0 | 0 | 0 | 0 | 0 | 0 | 0 | 0 | 0 | 0 | 0 | 0 | 0 | 0 | 0 | 0 | 0 | 0 | 0
[8 empty] | NGCC_Capital | 1 | 29 | 1.6137 | 1.5872 | 1.5613 | 1.5357 | 1.5106 | 1.4859 | 1.4616 | 1.4376 | 1.4141 | 1.391 | 1.3682 | 1.3458 | 1.3238 | 1.3021 | 1.2808 | 1.2599 | 1.2392 | 1.219 | 1.199 | 1.1794 | 1.1601 | 1.1411 | 1.1224 | 1.1041 | 1.086 | 1.0682 | 1.0507 | 1.0336 | 1.0166 | 1 | 0 | 0 | 0 | 0 | 0 | 0 | 0 | 0 | 0 | 0 | 0 | 0 | 0 | 0 | 0 | 0 | 0 | 0 | 0 | 0
[8 empty] | NGCC_Capital | 1 | 30 | 1.6405 | 1.6137 | 1.5872 | 1.5613 | 1.5357 | 1.5106 | 1.4859 | 1.4616 | 1.4376 | 1.4141 | 1.391 | 1.3682 | 1.3458 | 1.3238 | 1.3021 | 1.2808 | 1.2599 | 1.2392 | 1.219 | 1.199 | 1.1794 | 1.1601 | 1.1411 | 1.1224 | 1.1041 | 1.086 | 1.0682 | 1.0507 | 1.0336 | 1.0166 | 1 | 0 | 0 | 0 | 0 | 0 | 0 | 0 | 0 | 0 | 0 | 0 | 0 | 0 | 0 | 0 | 0 | 0 | 0 | 0
[8 empty] | NGCC_Capital | 1 | 31 | 1.6678 | 1.6405 | 1.6137 | 1.5872 | 1.5613 | 1.5357 | 1.5106 | 1.4859 | 1.4616 | 1.4376 | 1.4141 | 1.391 | 1.3682 | 1.3458 | 1.3238 | 1.3021 | 1.2808 | 1.2599 | 1.2392 | 1.219 | 1.199 | 1.1794 | 1.1601 | 1.1411 | 1.1224 | 1.1041 | 1.086 | 1.0682 | 1.0507 | 1.0336 | 1.0166 | 1 | 0 | 0 | 0 | 0 | 0 | 0 | 0 | 0 | 0 | 0 | 0 | 0 | 0 | 0 | 0 | 0 | 0 | 0
[8 empty] | NGCC_Capital | 1 | 32 | 1.6955 | 1.6678 | 1.6405 | 1.6137 | 1.5872 | 1.5613 | 1.5357 | 1.5106 | 1.4859 | 1.4616 | 1.4376 | 1.4141 | 1.391 | 1.3682 | 1.3458 | 1.3238 | 1.3021 | 1.2808 | 1.2599 | 1.2392 | 1.219 | 1.199 | 1.1794 | 1.1601 | 1.1411 | 1.1224 | 1.1041 | 1.086 | 1.0682 | 1.0507 | 1.0336 | 1.0166 | 1 | 0 | 0 | 0 | 0 | 0 | 0 | 0 | 0 | 0 | 0 | 0 | 0 | 0 | 0 | 0 | 0 | 0
[8 empty] | NGCC_Capital | 1 | 33 | 1.7238 | 1.6955 | 1.6678 | 1.6405 | 1.6137 | 1.5872 | 1.5613 | 1.5357 | 1.5106 | 1.4859 | 1.4616 | 1.4376 | 1.4141 | 1.391 | 1.3682 | 1.3458 | 1.3238 | 1.3021 | 1.2808 | 1.2599 | 1.2392 | 1.219 | 1.199 | 1.1794 | 1.1601 | 1.1411 | 1.1224 | 1.1041 | 1.086 | 1.0682 | 1.0507 | 1.0336 | 1.0166 | 1 | 0 | 0 | 0 | 0 | 0 | 0 | 0 | 0 | 0 | 0 | 0 | 0 | 0 | 0 | 0 | 0
[8 empty] | NGCC_Capital | 1 | 34 | 1.7524 | 1.7238 | 1.6955 | 1.6678 | 1.6405 | 1.6137 | 1.5872 | 1.5613 | 1.5357 | 1.5106 | 1.4859 | 1.4616 | 1.4376 | 1.4141 | 1.391 | 1.3682 | 1.3458 | 1.3238 | 1.3021 | 1.2808 | 1.2599 | 1.2392 | 1.219 | 1.199 | 1.1794 | 1.1601 | 1.1411 | 1.1224 | 1.1041 | 1.086 | 1.0682 | 1.0507 | 1.0336 | 1.0166 | 1 | 0 | 0 | 0 | 0 | 0 | 0 | 0 | 0 | 0 | 0 | 0 | 0 | 0 | 0 | 0
[8 empty] | NGCC_Capital | 1 | 35 | 1.7816 | 1.7524 | 1.7238 | 1.6955 | 1.6678 | 1.6405 | 1.6137 | 1.5872 | 1.5613 | 1.5357 | 1.5106 | 1.4859 | 1.4616 | 1.4376 | 1.4141 | 1.391 | 1.3682 | 1.3458 | 1.3238 | 1.3021 | 1.2808 | 1.2599 | 1.2392 | 1.219 | 1.199 | 1.1794 | 1.1601 | 1.1411 | 1.1224 | 1.1041 | 1.086 | 1.0682 | 1.0507 | 1.0336 | 1.0166 | 1 | 0 | 0 | 0 | 0 | 0 | 0 | 0 | 0 | 0 | 0 | 0 | 0 | 0 | 0
[8 empty] | NGCC_Capital | 1 | 36 | 1.8112 | 1.7816 | 1.7524 | 1.7238 | 1.6955 | 1.6678 | 1.6405 | 1.6137 | 1.5872 | 1.5613 | 1.5357 | 1.5106 | 1.4859 | 1.4616 | 1.4376 | 1.4141 | 1.391 | 1.3682 | 1.3458 | 1.3238 | 1.3021 | 1.2808 | 1.2599 | 1.2392 | 1.219 | 1.199 | 1.1794 | 1.1601 | 1.1411 | 1.1224 | 1.1041 | 1.086 | 1.0682 | 1.0507 | 1.0336 | 1.0166 | 1 | 0 | 0 | 0 | 0 | 0 | 0 | 0 | 0 | 0 | 0 | 0 | 0 | 0
[8 empty] | NGCC_Capital | 1 | 37 | 1.8414 | 1.8112 | 1.7816 | 1.7524 | 1.7238 | 1.6955 | 1.6678 | 1.6405 | 1.6137 | 1.5872 | 1.5613 | 1.5357 | 1.5106 | 1.4859 | 1.4616 | 1.4376 | 1.4141 | 1.391 | 1.3682 | 1.3458 | 1.3238 | 1.3021 | 1.2808 | 1.2599 | 1.2392 | 1.219 | 1.199 | 1.1794 | 1.1601 | 1.1411 | 1.1224 | 1.1041 | 1.086 | 1.0682 | 1.0507 | 1.0336 | 1.0166 | 1 | 0 | 0 | 0 | 0 | 0 | 0 | 0 | 0 | 0 | 0 | 0 | 0
[8 empty] | NGCC_Capital | 1 | 38 | 1.872 | 1.8414 | 1.8112 | 1.7816 | 1.7524 | 1.7238 | 1.6955 | 1.6678 | 1.6405 | 1.6137 | 1.5872 | 1.5613 | 1.5357 | 1.5106 | 1.4859 | 1.4616 | 1.4376 | 1.4141 | 1.391 | 1.3682 | 1.3458 | 1.3238 | 1.3021 | 1.2808 | 1.2599 | 1.2392 | 1.219 | 1.199 | 1.1794 | 1.1601 | 1.1411 | 1.1224 | 1.1041 | 1.086 | 1.0682 | 1.0507 | 1.0336 | 1.0166 | 1 | 0 | 0 | 0 | 0 | 0 | 0 | 0 | 0 | 0 | 0 | 0
[8 empty] | NGCC_Capital | 1 | 39 | 1.9031 | 1.872 | 1.8414 | 1.8112 | 1.7816 | 1.7524 | 1.7238 | 1.6955 | 1.6678 | 1.6405 | 1.6137 | 1.5872 | 1.5613 | 1.5357 | 1.5106 | 1.4859 | 1.4616 | 1.4376 | 1.4141 | 1.391 | 1.3682 | 1.3458 | 1.3238 | 1.3021 | 1.2808 | 1.2599 | 1.2392 | 1.219 | 1.199 | 1.1794 | 1.1601 | 1.1411 | 1.1224 | 1.1041 | 1.086 | 1.0682 | 1.0507 | 1.0336 | 1.0166 | 1 | 0 | 0 | 0 | 0 | 0 | 0 | 0 | 0 | 0 | 0
[8 empty] | NGCC_Capital | 1 | 40 | 1.9348 | 1.9031 | 1.872 | 1.8414 | 1.8112 | 1.7816 | 1.7524 | 1.7238 | 1.6955 | 1.6678 | 1.6405 | 1.6137 | 1.5872 | 1.5613 | 1.5357 | 1.5106 | 1.4859 | 1.4616 | 1.4376 | 1.4141 | 1.391 | 1.3682 | 1.3458 | 1.3238 | 1.3021 | 1.2808 | 1.2599 | 1.2392 | 1.219 | 1.199 | 1.1794 | 1.1601 | 1.1411 | 1.1224 | 1.1041 | 1.086 | 1.0682 | 1.0507 | 1.0336 | 1.0166 | 1 | 0 | 0 | 0 | 0 | 0 | 0 | 0 | 0 | 0
[8 empty] | NGCC_Capital | 1 | 41 | 1.967 | 1.9348 | 1.9031 | 1.872 | 1.8414 | 1.8112 | 1.7816 | 1.7524 | 1.7238 | 1.6955 | 1.6678 | 1.6405 | 1.6137 | 1.5872 | 1.5613 | 1.5357 | 1.5106 | 1.4859 | 1.4616 | 1.4376 | 1.4141 | 1.391 | 1.3682 | 1.3458 | 1.3238 | 1.3021 | 1.2808 | 1.2599 | 1.2392 | 1.219 | 1.199 | 1.1794 | 1.1601 | 1.1411 | 1.1224 | 1.1041 | 1.086 | 1.0682 | 1.0507 | 1.0336 | 1.0166 | 1 | 0 | 0 | 0 | 0 | 0 | 0 | 0 | 0
[8 empty] | NGCC_Capital | 1 | 42 | 1.9997 | 1.967 | 1.9348 | 1.9031 | 1.872 | 1.8414 | 1.8112 | 1.7816 | 1.7524 | 1.7238 | 1.6955 | 1.6678 | 1.6405 | 1.6137 | 1.5872 | 1.5613 | 1.5357 | 1.5106 | 1.4859 | 1.4616 | 1.4376 | 1.4141 | 1.391 | 1.3682 | 1.3458 | 1.3238 | 1.3021 | 1.2808 | 1.2599 | 1.2392 | 1.219 | 1.199 | 1.1794 | 1.1601 | 1.1411 | 1.1224 | 1.1041 | 1.086 | 1.0682 | 1.0507 | 1.0336 | 1.0166 | 1 | 0 | 0 | 0 | 0 | 0 | 0 | 0
[8 empty] | NGCC_Capital | 1 | 43 | 2.033 | 1.9997 | 1.967 | 1.9348 | 1.9031 | 1.872 | 1.8414 | 1.8112 | 1.7816 | 1.7524 | 1.7238 | 1.6955 | 1.6678 | 1.6405 | 1.6137 | 1.5872 | 1.5613 | 1.5357 | 1.5106 | 1.4859 | 1.4616 | 1.4376 | 1.4141 | 1.391 | 1.3682 | 1.3458 | 1.3238 | 1.3021 | 1.2808 | 1.2599 | 1.2392 | 1.219 | 1.199 | 1.1794 | 1.1601 | 1.1411 | 1.1224 | 1.1041 | 1.086 | 1.0682 | 1.0507 | 1.0336 | 1.0166 | 1 | 0 | 0 | 0 | 0 | 0 | 0
[8 empty] | NGCC_Capital | 1 | 44 | 2.0668 | 2.033 | 1.9997 | 1.967 | 1.9348 | 1.9031 | 1.872 | 1.8414 | 1.8112 | 1.7816 | 1.7524 | 1.7238 | 1.6955 | 1.6678 | 1.6405 | 1.6137 | 1.5872 | 1.5613 | 1.5357 | 1.5106 | 1.4859 | 1.4616 | 1.4376 | 1.4141 | 1.391 | 1.3682 | 1.3458 | 1.3238 | 1.3021 | 1.2808 | 1.2599 | 1.2392 | 1.219 | 1.199 | 1.1794 | 1.1601 | 1.1411 | 1.1224 | 1.1041 | 1.086 | 1.0682 | 1.0507 | 1.0336 | 1.0166 | 1 | 0 | 0 | 0 | 0 | 0
[8 empty] | NGCC_Capital | 1 | 45 | 2.1012 | 2.0668 | 2.033 | 1.9997 | 1.967 | 1.9348 | 1.9031 | 1.872 | 1.8414 | 1.8112 | 1.7816 | 1.7524 | 1.7238 | 1.6955 | 1.6678 | 1.6405 | 1.6137 | 1.5872 | 1.5613 | 1.5357 | 1.5106 | 1.4859 | 1.4616 | 1.4376 | 1.4141 | 1.391 | 1.3682 | 1.3458 | 1.3238 | 1.3021 | 1.2808 | 1.2599 | 1.2392 | 1.219 | 1.199 | 1.1794 | 1.1601 | 1.1411 | 1.1224 | 1.1041 | 1.086 | 1.0682 | 1.0507 | 1.0336 | 1.0166 | 1 | 0 | 0 | 0 | 0
[8 empty] | NGCC_Capital | 1 | 46 | 2.1361 | 2.1012 | 2.0668 | 2.033 | 1.9997 | 1.967 | 1.9348 | 1.9031 | 1.872 | 1.8414 | 1.8112 | 1.7816 | 1.7524 | 1.7238 | 1.6955 | 1.6678 | 1.6405 | 1.6137 | 1.5872 | 1.5613 | 1.5357 | 1.5106 | 1.4859 | 1.4616 | 1.4376 | 1.4141 | 1.391 | 1.3682 | 1.3458 | 1.3238 | 1.3021 | 1.2808 | 1.2599 | 1.2392 | 1.219 | 1.199 | 1.1794 | 1.1601 | 1.1411 | 1.1224 | 1.1041 | 1.086 | 1.0682 | 1.0507 | 1.0336 | 1.0166 | 1 | 0 | 0 | 0
[8 empty] | NGCC_Capital | 1 | 47 | 2.1717 | 2.1361 | 2.1012 | 2.0668 | 2.033 | 1.9997 | 1.967 | 1.9348 | 1.9031 | 1.872 | 1.8414 | 1.8112 | 1.7816 | 1.7524 | 1.7238 | 1.6955 | 1.6678 | 1.6405 | 1.6137 | 1.5872 | 1.5613 | 1.5357 | 1.5106 | 1.4859 | 1.4616 | 1.4376 | 1.4141 | 1.391 | 1.3682 | 1.3458 | 1.3238 | 1.3021 | 1.2808 | 1.2599 | 1.2392 | 1.219 | 1.199 | 1.1794 | 1.1601 | 1.1411 | 1.1224 | 1.1041 | 1.086 | 1.0682 | 1.0507 | 1.0336 | 1.0166 | 1 | 0 | 0
[8 empty] | NGCC_Capital | 1 | 48 | 2.2078 | 2.1717 | 2.1361 | 2.1012 | 2.0668 | 2.033 | 1.9997 | 1.967 | 1.9348 | 1.9031 | 1.872 | 1.8414 | 1.8112 | 1.7816 | 1.7524 | 1.7238 | 1.6955 | 1.6678 | 1.6405 | 1.6137 | 1.5872 | 1.5613 | 1.5357 | 1.5106 | 1.4859 | 1.4616 | 1.4376 | 1.4141 | 1.391 | 1.3682 | 1.3458 | 1.3238 | 1.3021 | 1.2808 | 1.2599 | 1.2392 | 1.219 | 1.199 | 1.1794 | 1.1601 | 1.1411 | 1.1224 | 1.1041 | 1.086 | 1.0682 | 1.0507 | 1.0336 | 1.0166 | 1 | 0
[8 empty] | NGCC_Capital | 1 | 49 | 2.2445 | 2.2078 | 2.1717 | 2.1361 | 2.1012 | 2.0668 | 2.033 | 1.9997 | 1.967 | 1.9348 | 1.9031 | 1.872 | 1.8414 | 1.8112 | 1.7816 | 1.7524 | 1.7238 | 1.6955 | 1.6678 | 1.6405 | 1.6137 | 1.5872 | 1.5613 | 1.5357 | 1.5106 | 1.4859 | 1.4616 | 1.4376 | 1.4141 | 1.391 | 1.3682 | 1.3458 | 1.3238 | 1.3021 | 1.2808 | 1.2599 | 1.2392 | 1.219 | 1.199 | 1.1794 | 1.1601 | 1.1411 | 1.1224 | 1.1041 | 1.086 | 1.0682 | 1.0507 | 1.0336 | 1.0166 | 1
[8 empty] | NGCC_Capital | 1 | 50 | 2.2819 | 2.2445 | 2.2078 | 2.1717 | 2.1361 | 2.1012 | 2.0668 | 2.033 | 1.9997 | 1.967 | 1.9348 | 1.9031 | 1.872 | 1.8414 | 1.8112 | 1.7816 | 1.7524 | 1.7238 | 1.6955 | 1.6678 | 1.6405 | 1.6137 | 1.5872 | 1.5613 | 1.5357 | 1.5106 | 1.4859 | 1.4616 | 1.4376 | 1.4141 | 1.391 | 1.3682 | 1.3458 | 1.3238 | 1.3021 | 1.2808 | 1.2599 | 1.2392 | 1.219 | 1.199 | 1.1794 | 1.1601 | 1.1411 | 1.1224 | 1.1041 | 1.086 | 1.0682 | 1.0507 | 1.0336 | 1.0166
[8 empty] | SCCT_Capital | 2 | 0 | 1 | 0 | 0 | 0 | 0 | 0 | 0 | 0 | 0 | 0 | 0 | 0 | 0 | 0 | 0 | 0 | 0 | 0 | 0 | 0 | 0 | 0 | 0 | 0 | 0 | 0 | 0 | 0 | 0 | 0 | 0 | 0 | 0 | 0 | 0 | 0 | 0 | 0 | 0 | 0 | 0 | 0 | 0 | 0 | 0 | 0 | 0 | 0 | 0 | 0
[8 empty] | SCCT_Capital | 2 | 1 | 1.0166 | 1 | 0 | 0 | 0 | 0 | 0 | 0 | 0 | 0 | 0 | 0 | 0 | 0 | 0 | 0 | 0 | 0 | 0 | 0 | 0 | 0 | 0 | 0 | 0 | 0 | 0 | 0 | 0 | 0 | 0 | 0 | 0 | 0 | 0 | 0 | 0 | 0 | 0 | 0 | 0 | 0 | 0 | 0 | 0 | 0 | 0 | 0 | 0 | 0
[8 empty] | SCCT_Capital | 2 | 2 | 1.0334 | 1.0166 | 1 | 0 | 0 | 0 | 0 | 0 | 0 | 0 | 0 | 0 | 0 | 0 | 0 | 0 | 0 | 0 | 0 | 0 | 0 | 0 | 0 | 0 | 0 | 0 | 0 | 0 | 0 | 0 | 0 | 0 | 0 | 0 | 0 | 0 | 0 | 0 | 0 | 0 | 0 | 0 | 0 | 0 | 0 | 0 | 0 | 0 | 0 | 0
[8 empty] | SCCT_Capital | 2 | 3 | 1.0506 | 1.0334 | 1.0166 | 1 | 0 | 0 | 0 | 0 | 0 | 0 | 0 | 0 | 0 | 0 | 0 | 0 | 0 | 0 | 0 | 0 | 0 | 0 | 0 | 0 | 0 | 0 | 0 | 0 | 0 | 0 | 0 | 0 | 0 | 0 | 0 | 0 | 0 | 0 | 0 | 0 | 0 | 0 | 0 | 0 | 0 | 0 | 0 | 0 | 0 | 0
[8 empty] | SCCT_Capital | 2 | 4 | 1.068 | 1.0506 | 1.0334 | 1.0166 | 1 | 0 | 0 | 0 | 0 | 0 | 0 | 0 | 0 | 0 | 0 | 0 | 0 | 0 | 0 | 0 | 0 | 0 | 0 | 0 | 0 | 0 | 0 | 0 | 0 | 0 | 0 | 0 | 0 | 0 | 0 | 0 | 0 | 0 | 0 | 0 | 0 | 0 | 0 | 0 | 0 | 0 | 0 | 0 | 0 | 0
[8 empty] | SCCT_Capital | 2 | 5 | 1.0857 | 1.068 | 1.0506 | 1.0334 | 1.0166 | 1 | 0 | 0 | 0 | 0 | 0 | 0 | 0 | 0 | 0 | 0 | 0 | 0 | 0 | 0 | 0 | 0 | 0 | 0 | 0 | 0 | 0 | 0 | 0 | 0 | 0 | 0 | 0 | 0 | 0 | 0 | 0 | 0 | 0 | 0 | 0 | 0 | 0 | 0 | 0 | 0 | 0 | 0 | 0 | 0
[8 empty] | SCCT_Capital | 2 | 6 | 1.1037 | 1.0857 | 1.068 | 1.0506 | 1.0334 | 1.0166 | 1 | 0 | 0 | 0 | 0 | 0 | 0 | 0 | 0 | 0 | 0 | 0 | 0 | 0 | 0 | 0 | 0 | 0 | 0 | 0 | 0 | 0 | 0 | 0 | 0 | 0 | 0 | 0 | 0 | 0 | 0 | 0 | 0 | 0 | 0 | 0 | 0 | 0 | 0 | 0 | 0 | 0 | 0 | 0
[8 empty] | SCCT_Capital | 2 | 7 | 1.122 | 1.1037 | 1.0857 | 1.068 | 1.0506 | 1.0334 | 1.0166 | 1 | 0 | 0 | 0 | 0 | 0 | 0 | 0 | 0 | 0 | 0 | 0 | 0 | 0 | 0 | 0 | 0 | 0 | 0 | 0 | 0 | 0 | 0 | 0 | 0 | 0 | 0 | 0 | 0 | 0 | 0 | 0 | 0 | 0 | 0 | 0 | 0 | 0 | 0 | 0 | 0 | 0 | 0
[8 empty] | SCCT_Capital | 2 | 8 | 1.1406 | 1.122 | 1.1037 | 1.0857 | 1.068 | 1.0506 | 1.0334 | 1.0166 | 1 | 0 | 0 | 0 | 0 | 0 | 0 | 0 | 0 | 0 | 0 | 0 | 0 | 0 | 0 | 0 | 0 | 0 | 0 | 0 | 0 | 0 | 0 | 0 | 0 | 0 | 0 | 0 | 0 | 0 | 0 | 0 | 0 | 0 | 0 | 0 | 0 | 0 | 0 | 0 | 0 | 0
[8 empty] | SCCT_Capital | 2 | 9 | 1.1595 | 1.1406 | 1.122 | 1.1037 | 1.0857 | 1.068 | 1.0506 | 1.0334 | 1.0166 | 1 | 0 | 0 | 0 | 0 | 0 | 0 | 0 | 0 | 0 | 0 | 0 | 0 | 0 | 0 | 0 | 0 | 0 | 0 | 0 | 0 | 0 | 0 | 0 | 0 | 0 | 0 | 0 | 0 | 0 | 0 | 0 | 0 | 0 | 0 | 0 | 0 | 0 | 0 | 0 | 0
[8 empty] | SCCT_Capital | 2 | 10 | 1.1787 | 1.1595 | 1.1406 | 1.122 | 1.1037 | 1.0857 | 1.068 | 1.0506 | 1.0334 | 1.0166 | 1 | 0 | 0 | 0 | 0 | 0 | 0 | 0 | 0 | 0 | 0 | 0 | 0 | 0 | 0 | 0 | 0 | 0 | 0 | 0 | 0 | 0 | 0 | 0 | 0 | 0 | 0 | 0 | 0 | 0 | 0 | 0 | 0 | 0 | 0 | 0 | 0 | 0 | 0 | 0
[8 empty] | SCCT_Capital | 2 | 11 | 1.1983 | 1.1787 | 1.1595 | 1.1406 | 1.122 | 1.1037 | 1.0857 | 1.068 | 1.0506 | 1.0334 | 1.0166 | 1 | 0 | 0 | 0 | 0 | 0 | 0 | 0 | 0 | 0 | 0 | 0 | 0 | 0 | 0 | 0 | 0 | 0 | 0 | 0 | 0 | 0 | 0 | 0 | 0 | 0 | 0 | 0 | 0 | 0 | 0 | 0 | 0 | 0 | 0 | 0 | 0 | 0 | 0
[8 empty] | SCCT_Capital | 2 | 12 | 1.2181 | 1.1983 | 1.1787 | 1.1595 | 1.1406 | 1.122 | 1.1037 | 1.0857 | 1.068 | 1.0506 | 1.0334 | 1.0166 | 1 | 0 | 0 | 0 | 0 | 0 | 0 | 0 | 0 | 0 | 0 | 0 | 0 | 0 | 0 | 0 | 0 | 0 | 0 | 0 | 0 | 0 | 0 | 0 | 0 | 0 | 0 | 0 | 0 | 0 | 0 | 0 | 0 | 0 | 0 | 0 | 0 | 0
[8 empty] | SCCT_Capital | 2 | 13 | 1.2383 | 1.2181 | 1.1983 | 1.1787 | 1.1595 | 1.1406 | 1.122 | 1.1037 | 1.0857 | 1.068 | 1.0506 | 1.0334 | 1.0166 | 1 | 0 | 0 | 0 | 0 | 0 | 0 | 0 | 0 | 0 | 0 | 0 | 0 | 0 | 0 | 0 | 0 | 0 | 0 | 0 | 0 | 0 | 0 | 0 | 0 | 0 | 0 | 0 | 0 | 0 | 0 | 0 | 0 | 0 | 0 | 0 | 0
[8 empty] | SCCT_Capital | 2 | 14 | 1.2588 | 1.2383 | 1.2181 | 1.1983 | 1.1787 | 1.1595 | 1.1406 | 1.122 | 1.1037 | 1.0857 | 1.068 | 1.0506 | 1.0334 | 1.0166 | 1 | 0 | 0 | 0 | 0 | 0 | 0 | 0 | 0 | 0 | 0 | 0 | 0 | 0 | 0 | 0 | 0 | 0 | 0 | 0 | 0 | 0 | 0 | 0 | 0 | 0 | 0 | 0 | 0 | 0 | 0 | 0 | 0 | 0 | 0 | 0
[8 empty] | SCCT_Capital | 2 | 15 | 1.2797 | 1.2588 | 1.2383 | 1.2181 | 1.1983 | 1.1787 | 1.1595 | 1.1406 | 1.122 | 1.1037 | 1.0857 | 1.068 | 1.0506 | 1.0334 | 1.0166 | 1 | 0 | 0 | 0 | 0 | 0 | 0 | 0 | 0 | 0 | 0 | 0 | 0 | 0 | 0 | 0 | 0 | 0 | 0 | 0 | 0 | 0 | 0 | 0 | 0 | 0 | 0 | 0 | 0 | 0 | 0 | 0 | 0 | 0 | 0
[8 empty] | SCCT_Capital | 2 | 16 | 1.3009 | 1.2797 | 1.2588 | 1.2383 | 1.2181 | 1.1983 | 1.1787 | 1.1595 | 1.1406 | 1.122 | 1.1037 | 1.0857 | 1.068 | 1.0506 | 1.0334 | 1.0166 | 1 | 0 | 0 | 0 | 0 | 0 | 0 | 0 | 0 | 0 | 0 | 0 | 0 | 0 | 0 | 0 | 0 | 0 | 0 | 0 | 0 | 0 | 0 | 0 | 0 | 0 | 0 | 0 | 0 | 0 | 0 | 0 | 0 | 0
[8 empty] | SCCT_Capital | 2 | 17 | 1.3225 | 1.3009 | 1.2797 | 1.2588 | 1.2383 | 1.2181 | 1.1983 | 1.1787 | 1.1595 | 1.1406 | 1.122 | 1.1037 | 1.0857 | 1.068 | 1.0506 | 1.0334 | 1.0166 | 1 | 0 | 0 | 0 | 0 | 0 | 0 | 0 | 0 | 0 | 0 | 0 | 0 | 0 | 0 | 0 | 0 | 0 | 0 | 0 | 0 | 0 | 0 | 0 | 0 | 0 | 0 | 0 | 0 | 0 | 0 | 0 | 0
[8 empty] | SCCT_Capital | 2 | 18 | 1.3444 | 1.3225 | 1.3009 | 1.2797 | 1.2588 | 1.2383 | 1.2181 | 1.1983 | 1.1787 | 1.1595 | 1.1406 | 1.122 | 1.1037 | 1.0857 | 1.068 | 1.0506 | 1.0334 | 1.0166 | 1 | 0 | 0 | 0 | 0 | 0 | 0 | 0 | 0 | 0 | 0 | 0 | 0 | 0 | 0 | 0 | 0 | 0 | 0 | 0 | 0 | 0 | 0 | 0 | 0 | 0 | 0 | 0 | 0 | 0 | 0 | 0
[8 empty] | SCCT_Capital | 2 | 19 | 1.3667 | 1.3444 | 1.3225 | 1.3009 | 1.2797 | 1.2588 | 1.2383 | 1.2181 | 1.1983 | 1.1787 | 1.1595 | 1.1406 | 1.122 | 1.1037 | 1.0857 | 1.068 | 1.0506 | 1.0334 | 1.0166 | 1 | 0 | 0 | 0 | 0 | 0 | 0 | 0 | 0 | 0 | 0 | 0 | 0 | 0 | 0 | 0 | 0 | 0 | 0 | 0 | 0 | 0 | 0 | 0 | 0 | 0 | 0 | 0 | 0 | 0 | 0
[8 empty] | SCCT_Capital | 2 | 20 | 1.3894 | 1.3667 | 1.3444 | 1.3225 | 1.3009 | 1.2797 | 1.2588 | 1.2383 | 1.2181 | 1.1983 | 1.1787 | 1.1595 | 1.1406 | 1.122 | 1.1037 | 1.0857 | 1.068 | 1.0506 | 1.0334 | 1.0166 | 1 | 0 | 0 | 0 | 0 | 0 | 0 | 0 | 0 | 0 | 0 | 0 | 0 | 0 | 0 | 0 | 0 | 0 | 0 | 0 | 0 | 0 | 0 | 0 | 0 | 0 | 0 | 0 | 0 | 0
[8 empty] | SCCT_Capital | 2 | 21 | 1.4124 | 1.3894 | 1.3667 | 1.3444 | 1.3225 | 1.3009 | 1.2797 | 1.2588 | 1.2383 | 1.2181 | 1.1983 | 1.1787 | 1.1595 | 1.1406 | 1.122 | 1.1037 | 1.0857 | 1.068 | 1.0506 | 1.0334 | 1.0166 | 1 | 0 | 0 | 0 | 0 | 0 | 0 | 0 | 0 | 0 | 0 | 0 | 0 | 0 | 0 | 0 | 0 | 0 | 0 | 0 | 0 | 0 | 0 | 0 | 0 | 0 | 0 | 0 | 0
[8 empty] | SCCT_Capital | 2 | 22 | 1.4358 | 1.4124 | 1.3894 | 1.3667 | 1.3444 | 1.3225 | 1.3009 | 1.2797 | 1.2588 | 1.2383 | 1.2181 | 1.1983 | 1.1787 | 1.1595 | 1.1406 | 1.122 | 1.1037 | 1.0857 | 1.068 | 1.0506 | 1.0334 | 1.0166 | 1 | 0 | 0 | 0 | 0 | 0 | 0 | 0 | 0 | 0 | 0 | 0 | 0 | 0 | 0 | 0 | 0 | 0 | 0 | 0 | 0 | 0 | 0 | 0 | 0 | 0 | 0 | 0
[8 empty] | SCCT_Capital | 2 | 23 | 1.4596 | 1.4358 | 1.4124 | 1.3894 | 1.3667 | 1.3444 | 1.3225 | 1.3009 | 1.2797 | 1.2588 | 1.2383 | 1.2181 | 1.1983 | 1.1787 | 1.1595 | 1.1406 | 1.122 | 1.1037 | 1.0857 | 1.068 | 1.0506 | 1.0334 | 1.0166 | 1 | 0 | 0 | 0 | 0 | 0 | 0 | 0 | 0 | 0 | 0 | 0 | 0 | 0 | 0 | 0 | 0 | 0 | 0 | 0 | 0 | 0 | 0 | 0 | 0 | 0 | 0
[8 empty] | SCCT_Capital | 2 | 24 | 1.4838 | 1.4596 | 1.4358 | 1.4124 | 1.3894 | 1.3667 | 1.3444 | 1.3225 | 1.3009 | 1.2797 | 1.2588 | 1.2383 | 1.2181 | 1.1983 | 1.1787 | 1.1595 | 1.1406 | 1.122 | 1.1037 | 1.0857 | 1.068 | 1.0506 | 1.0334 | 1.0166 | 1 | 0 | 0 | 0 | 0 | 0 | 0 | 0 | 0 | 0 | 0 | 0 | 0 | 0 | 0 | 0 | 0 | 0 | 0 | 0 | 0 | 0 | 0 | 0 | 0 | 0
[8 empty] | SCCT_Capital | 2 | 25 | 1.5084 | 1.4838 | 1.4596 | 1.4358 | 1.4124 | 1.3894 | 1.3667 | 1.3444 | 1.3225 | 1.3009 | 1.2797 | 1.2588 | 1.2383 | 1.2181 | 1.1983 | 1.1787 | 1.1595 | 1.1406 | 1.122 | 1.1037 | 1.0857 | 1.068 | 1.0506 | 1.0334 | 1.0166 | 1 | 0 | 0 | 0 | 0 | 0 | 0 | 0 | 0 | 0 | 0 | 0 | 0 | 0 | 0 | 0 | 0 | 0 | 0 | 0 | 0 | 0 | 0 | 0 | 0
[8 empty] | SCCT_Capital | 2 | 26 | 1.5334 | 1.5084 | 1.4838 | 1.4596 | 1.4358 | 1.4124 | 1.3894 | 1.3667 | 1.3444 | 1.3225 | 1.3009 | 1.2797 | 1.2588 | 1.2383 | 1.2181 | 1.1983 | 1.1787 | 1.1595 | 1.1406 | 1.122 | 1.1037 | 1.0857 | 1.068 | 1.0506 | 1.0334 | 1.0166 | 1 | 0 | 0 | 0 | 0 | 0 | 0 | 0 | 0 | 0 | 0 | 0 | 0 | 0 | 0 | 0 | 0 | 0 | 0 | 0 | 0 | 0 | 0 | 0
[8 empty] | SCCT_Capital | 2 | 27 | 1.5588 | 1.5334 | 1.5084 | 1.4838 | 1.4596 | 1.4358 | 1.4124 | 1.3894 | 1.3667 | 1.3444 | 1.3225 | 1.3009 | 1.2797 | 1.2588 | 1.2383 | 1.2181 | 1.1983 | 1.1787 | 1.1595 | 1.1406 | 1.122 | 1.1037 | 1.0857 | 1.068 | 1.0506 | 1.0334 | 1.0166 | 1 | 0 | 0 | 0 | 0 | 0 | 0 | 0 | 0 | 0 | 0 | 0 | 0 | 0 | 0 | 0 | 0 | 0 | 0 | 0 | 0 | 0 | 0
[8 empty] | SCCT_Capital | 2 | 28 | 1.5847 | 1.5588 | 1.5334 | 1.5084 | 1.4838 | 1.4596 | 1.4358 | 1.4124 | 1.3894 | 1.3667 | 1.3444 | 1.3225 | 1.3009 | 1.2797 | 1.2588 | 1.2383 | 1.2181 | 1.1983 | 1.1787 | 1.1595 | 1.1406 | 1.122 | 1.1037 | 1.0857 | 1.068 | 1.0506 | 1.0334 | 1.0166 | 1 | 0 | 0 | 0 | 0 | 0 | 0 | 0 | 0 | 0 | 0 | 0 | 0 | 0 | 0 | 0 | 0 | 0 | 0 | 0 | 0 | 0
[8 empty] | SCCT_Capital | 2 | 29 | 1.6109 | 1.5847 | 1.5588 | 1.5334 | 1.5084 | 1.4838 | 1.4596 | 1.4358 | 1.4124 | 1.3894 | 1.3667 | 1.3444 | 1.3225 | 1.3009 | 1.2797 | 1.2588 | 1.2383 | 1.2181 | 1.1983 | 1.1787 | 1.1595 | 1.1406 | 1.122 | 1.1037 | 1.0857 | 1.068 | 1.0506 | 1.0334 | 1.0166 | 1 | 0 | 0 | 0 | 0 | 0 | 0 | 0 | 0 | 0 | 0 | 0 | 0 | 0 | 0 | 0 | 0 | 0 | 0 | 0 | 0
[8 empty] | SCCT_Capital | 2 | 30 | 1.6377 | 1.6109 | 1.5847 | 1.5588 | 1.5334 | 1.5084 | 1.4838 | 1.4596 | 1.4358 | 1.4124 | 1.3894 | 1.3667 | 1.3444 | 1.3225 | 1.3009 | 1.2797 | 1.2588 | 1.2383 | 1.2181 | 1.1983 | 1.1787 | 1.1595 | 1.1406 | 1.122 | 1.1037 | 1.0857 | 1.068 | 1.0506 | 1.0334 | 1.0166 | 1 | 0 | 0 | 0 | 0 | 0 | 0 | 0 | 0 | 0 | 0 | 0 | 0 | 0 | 0 | 0 | 0 | 0 | 0 | 0
[8 empty] | SCCT_Capital | 2 | 31 | 1.6648 | 1.6377 | 1.6109 | 1.5847 | 1.5588 | 1.5334 | 1.5084 | 1.4838 | 1.4596 | 1.4358 | 1.4124 | 1.3894 | 1.3667 | 1.3444 | 1.3225 | 1.3009 | 1.2797 | 1.2588 | 1.2383 | 1.2181 | 1.1983 | 1.1787 | 1.1595 | 1.1406 | 1.122 | 1.1037 | 1.0857 | 1.068 | 1.0506 | 1.0334 | 1.0166 | 1 | 0 | 0 | 0 | 0 | 0 | 0 | 0 | 0 | 0 | 0 | 0 | 0 | 0 | 0 | 0 | 0 | 0 | 0
[8 empty] | SCCT_Capital | 2 | 32 | 1.6924 | 1.6648 | 1.6377 | 1.6109 | 1.5847 | 1.5588 | 1.5334 | 1.5084 | 1.4838 | 1.4596 | 1.4358 | 1.4124 | 1.3894 | 1.3667 | 1.3444 | 1.3225 | 1.3009 | 1.2797 | 1.2588 | 1.2383 | 1.2181 | 1.1983 | 1.1787 | 1.1595 | 1.1406 | 1.122 | 1.1037 | 1.0857 | 1.068 | 1.0506 | 1.0334 | 1.0166 | 1 | 0 | 0 | 0 | 0 | 0 | 0 | 0 | 0 | 0 | 0 | 0 | 0 | 0 | 0 | 0 | 0 | 0
[8 empty] | SCCT_Capital | 2 | 33 | 1.7205 | 1.6924 | 1.6648 | 1.6377 | 1.6109 | 1.5847 | 1.5588 | 1.5334 | 1.5084 | 1.4838 | 1.4596 | 1.4358 | 1.4124 | 1.3894 | 1.3667 | 1.3444 | 1.3225 | 1.3009 | 1.2797 | 1.2588 | 1.2383 | 1.2181 | 1.1983 | 1.1787 | 1.1595 | 1.1406 | 1.122 | 1.1037 | 1.0857 | 1.068 | 1.0506 | 1.0334 | 1.0166 | 1 | 0 | 0 | 0 | 0 | 0 | 0 | 0 | 0 | 0 | 0 | 0 | 0 | 0 | 0 | 0 | 0
[8 empty] | SCCT_Capital | 2 | 34 | 1.749 | 1.7205 | 1.6924 | 1.6648 | 1.6377 | 1.6109 | 1.5847 | 1.5588 | 1.5334 | 1.5084 | 1.4838 | 1.4596 | 1.4358 | 1.4124 | 1.3894 | 1.3667 | 1.3444 | 1.3225 | 1.3009 | 1.2797 | 1.2588 | 1.2383 | 1.2181 | 1.1983 | 1.1787 | 1.1595 | 1.1406 | 1.122 | 1.1037 | 1.0857 | 1.068 | 1.0506 | 1.0334 | 1.0166 | 1 | 0 | 0 | 0 | 0 | 0 | 0 | 0 | 0 | 0 | 0 | 0 | 0 | 0 | 0 | 0
[8 empty] | SCCT_Capital | 2 | 35 | 1.778 | 1.749 | 1.7205 | 1.6924 | 1.6648 | 1.6377 | 1.6109 | 1.5847 | 1.5588 | 1.5334 | 1.5084 | 1.4838 | 1.4596 | 1.4358 | 1.4124 | 1.3894 | 1.3667 | 1.3444 | 1.3225 | 1.3009 | 1.2797 | 1.2588 | 1.2383 | 1.2181 | 1.1983 | 1.1787 | 1.1595 | 1.1406 | 1.122 | 1.1037 | 1.0857 | 1.068 | 1.0506 | 1.0334 | 1.0166 | 1 | 0 | 0 | 0 | 0 | 0 | 0 | 0 | 0 | 0 | 0 | 0 | 0 | 0 | 0
[8 empty] | SCCT_Capital | 2 | 36 | 1.8075 | 1.778 | 1.749 | 1.7205 | 1.6924 | 1.6648 | 1.6377 | 1.6109 | 1.5847 | 1.5588 | 1.5334 | 1.5084 | 1.4838 | 1.4596 | 1.4358 | 1.4124 | 1.3894 | 1.3667 | 1.3444 | 1.3225 | 1.3009 | 1.2797 | 1.2588 | 1.2383 | 1.2181 | 1.1983 | 1.1787 | 1.1595 | 1.1406 | 1.122 | 1.1037 | 1.0857 | 1.068 | 1.0506 | 1.0334 | 1.0166 | 1 | 0 | 0 | 0 | 0 | 0 | 0 | 0 | 0 | 0 | 0 | 0 | 0 | 0
[8 empty] | SCCT_Capital | 2 | 37 | 1.8374 | 1.8075 | 1.778 | 1.749 | 1.7205 | 1.6924 | 1.6648 | 1.6377 | 1.6109 | 1.5847 | 1.5588 | 1.5334 | 1.5084 | 1.4838 | 1.4596 | 1.4358 | 1.4124 | 1.3894 | 1.3667 | 1.3444 | 1.3225 | 1.3009 | 1.2797 | 1.2588 | 1.2383 | 1.2181 | 1.1983 | 1.1787 | 1.1595 | 1.1406 | 1.122 | 1.1037 | 1.0857 | 1.068 | 1.0506 | 1.0334 | 1.0166 | 1 | 0 | 0 | 0 | 0 | 0 | 0 | 0 | 0 | 0 | 0 | 0 | 0
[8 empty] | SCCT_Capital | 2 | 38 | 1.8679 | 1.8374 | 1.8075 | 1.778 | 1.749 | 1.7205 | 1.6924 | 1.6648 | 1.6377 | 1.6109 | 1.5847 | 1.5588 | 1.5334 | 1.5084 | 1.4838 | 1.4596 | 1.4358 | 1.4124 | 1.3894 | 1.3667 | 1.3444 | 1.3225 | 1.3009 | 1.2797 | 1.2588 | 1.2383 | 1.2181 | 1.1983 | 1.1787 | 1.1595 | 1.1406 | 1.122 | 1.1037 | 1.0857 | 1.068 | 1.0506 | 1.0334 | 1.0166 | 1 | 0 | 0 | 0 | 0 | 0 | 0 | 0 | 0 | 0 | 0 | 0
[8 empty] | SCCT_Capital | 2 | 39 | 1.8988 | 1.8679 | 1.8374 | 1.8075 | 1.778 | 1.749 | 1.7205 | 1.6924 | 1.6648 | 1.6377 | 1.6109 | 1.5847 | 1.5588 | 1.5334 | 1.5084 | 1.4838 | 1.4596 | 1.4358 | 1.4124 | 1.3894 | 1.3667 | 1.3444 | 1.3225 | 1.3009 | 1.2797 | 1.2588 | 1.2383 | 1.2181 | 1.1983 | 1.1787 | 1.1595 | 1.1406 | 1.122 | 1.1037 | 1.0857 | 1.068 | 1.0506 | 1.0334 | 1.0166 | 1 | 0 | 0 | 0 | 0 | 0 | 0 | 0 | 0 | 0 | 0
[8 empty] | SCCT_Capital | 2 | 40 | 1.9303 | 1.8988 | 1.8679 | 1.8374 | 1.8075 | 1.778 | 1.749 | 1.7205 | 1.6924 | 1.6648 | 1.6377 | 1.6109 | 1.5847 | 1.5588 | 1.5334 | 1.5084 | 1.4838 | 1.4596 | 1.4358 | 1.4124 | 1.3894 | 1.3667 | 1.3444 | 1.3225 | 1.3009 | 1.2797 | 1.2588 | 1.2383 | 1.2181 | 1.1983 | 1.1787 | 1.1595 | 1.1406 | 1.122 | 1.1037 | 1.0857 | 1.068 | 1.0506 | 1.0334 | 1.0166 | 1 | 0 | 0 | 0 | 0 | 0 | 0 | 0 | 0 | 0
[8 empty] | SCCT_Capital | 2 | 41 | 1.9623 | 1.9303 | 1.8988 | 1.8679 | 1.8374 | 1.8075 | 1.778 | 1.749 | 1.7205 | 1.6924 | 1.6648 | 1.6377 | 1.6109 | 1.5847 | 1.5588 | 1.5334 | 1.5084 | 1.4838 | 1.4596 | 1.4358 | 1.4124 | 1.3894 | 1.3667 | 1.3444 | 1.3225 | 1.3009 | 1.2797 | 1.2588 | 1.2383 | 1.2181 | 1.1983 | 1.1787 | 1.1595 | 1.1406 | 1.122 | 1.1037 | 1.0857 | 1.068 | 1.0506 | 1.0334 | 1.0166 | 1 | 0 | 0 | 0 | 0 | 0 | 0 | 0 | 0
[8 empty] | SCCT_Capital | 2 | 42 | 1.9949 | 1.9623 | 1.9303 | 1.8988 | 1.8679 | 1.8374 | 1.8075 | 1.778 | 1.749 | 1.7205 | 1.6924 | 1.6648 | 1.6377 | 1.6109 | 1.5847 | 1.5588 | 1.5334 | 1.5084 | 1.4838 | 1.4596 | 1.4358 | 1.4124 | 1.3894 | 1.3667 | 1.3444 | 1.3225 | 1.3009 | 1.2797 | 1.2588 | 1.2383 | 1.2181 | 1.1983 | 1.1787 | 1.1595 | 1.1406 | 1.122 | 1.1037 | 1.0857 | 1.068 | 1.0506 | 1.0334 | 1.0166 | 1 | 0 | 0 | 0 | 0 | 0 | 0 | 0
[8 empty] | SCCT_Capital | 2 | 43 | 2.0279 | 1.9949 | 1.9623 | 1.9303 | 1.8988 | 1.8679 | 1.8374 | 1.8075 | 1.778 | 1.749 | 1.7205 | 1.6924 | 1.6648 | 1.6377 | 1.6109 | 1.5847 | 1.5588 | 1.5334 | 1.5084 | 1.4838 | 1.4596 | 1.4358 | 1.4124 | 1.3894 | 1.3667 | 1.3444 | 1.3225 | 1.3009 | 1.2797 | 1.2588 | 1.2383 | 1.2181 | 1.1983 | 1.1787 | 1.1595 | 1.1406 | 1.122 | 1.1037 | 1.0857 | 1.068 | 1.0506 | 1.0334 | 1.0166 | 1 | 0 | 0 | 0 | 0 | 0 | 0
[8 empty] | SCCT_Capital | 2 | 44 | 2.0615 | 2.0279 | 1.9949 | 1.9623 | 1.9303 | 1.8988 | 1.8679 | 1.8374 | 1.8075 | 1.778 | 1.749 | 1.7205 | 1.6924 | 1.6648 | 1.6377 | 1.6109 | 1.5847 | 1.5588 | 1.5334 | 1.5084 | 1.4838 | 1.4596 | 1.4358 | 1.4124 | 1.3894 | 1.3667 | 1.3444 | 1.3225 | 1.3009 | 1.2797 | 1.2588 | 1.2383 | 1.2181 | 1.1983 | 1.1787 | 1.1595 | 1.1406 | 1.122 | 1.1037 | 1.0857 | 1.068 | 1.0506 | 1.0334 | 1.0166 | 1 | 0 | 0 | 0 | 0 | 0
[8 empty] | SCCT_Capital | 2 | 45 | 2.0957 | 2.0615 | 2.0279 | 1.9949 | 1.9623 | 1.9303 | 1.8988 | 1.8679 | 1.8374 | 1.8075 | 1.778 | 1.749 | 1.7205 | 1.6924 | 1.6648 | 1.6377 | 1.6109 | 1.5847 | 1.5588 | 1.5334 | 1.5084 | 1.4838 | 1.4596 | 1.4358 | 1.4124 | 1.3894 | 1.3667 | 1.3444 | 1.3225 | 1.3009 | 1.2797 | 1.2588 | 1.2383 | 1.2181 | 1.1983 | 1.1787 | 1.1595 | 1.1406 | 1.122 | 1.1037 | 1.0857 | 1.068 | 1.0506 | 1.0334 | 1.0166 | 1 | 0 | 0 | 0 | 0
[8 empty] | SCCT_Capital | 2 | 46 | 2.1305 | 2.0957 | 2.0615 | 2.0279 | 1.9949 | 1.9623 | 1.9303 | 1.8988 | 1.8679 | 1.8374 | 1.8075 | 1.778 | 1.749 | 1.7205 | 1.6924 | 1.6648 | 1.6377 | 1.6109 | 1.5847 | 1.5588 | 1.5334 | 1.5084 | 1.4838 | 1.4596 | 1.4358 | 1.4124 | 1.3894 | 1.3667 | 1.3444 | 1.3225 | 1.3009 | 1.2797 | 1.2588 | 1.2383 | 1.2181 | 1.1983 | 1.1787 | 1.1595 | 1.1406 | 1.122 | 1.1037 | 1.0857 | 1.068 | 1.0506 | 1.0334 | 1.0166 | 1 | 0 | 0 | 0
[8 empty] | SCCT_Capital | 2 | 47 | 2.1658 | 2.1305 | 2.0957 | 2.0615 | 2.0279 | 1.9949 | 1.9623 | 1.9303 | 1.8988 | 1.8679 | 1.8374 | 1.8075 | 1.778 | 1.749 | 1.7205 | 1.6924 | 1.6648 | 1.6377 | 1.6109 | 1.5847 | 1.5588 | 1.5334 | 1.5084 | 1.4838 | 1.4596 | 1.4358 | 1.4124 | 1.3894 | 1.3667 | 1.3444 | 1.3225 | 1.3009 | 1.2797 | 1.2588 | 1.2383 | 1.2181 | 1.1983 | 1.1787 | 1.1595 | 1.1406 | 1.122 | 1.1037 | 1.0857 | 1.068 | 1.0506 | 1.0334 | 1.0166 | 1 | 0 | 0
[8 empty] | SCCT_Capital | 2 | 48 | 2.2017 | 2.1658 | 2.1305 | 2.0957 | 2.0615 | 2.0279 | 1.9949 | 1.9623 | 1.9303 | 1.8988 | 1.8679 | 1.8374 | 1.8075 | 1.778 | 1.749 | 1.7205 | 1.6924 | 1.6648 | 1.6377 | 1.6109 | 1.5847 | 1.5588 | 1.5334 | 1.5084 | 1.4838 | 1.4596 | 1.4358 | 1.4124 | 1.3894 | 1.3667 | 1.3444 | 1.3225 | 1.3009 | 1.2797 | 1.2588 | 1.2383 | 1.2181 | 1.1983 | 1.1787 | 1.1595 | 1.1406 | 1.122 | 1.1037 | 1.0857 | 1.068 | 1.0506 | 1.0334 | 1.0166 | 1 | 0
[8 empty] | SCCT_Capital | 2 | 49 | 2.2382 | 2.2017 | 2.1658 | 2.1305 | 2.0957 | 2.0615 | 2.0279 | 1.9949 | 1.9623 | 1.9303 | 1.8988 | 1.8679 | 1.8374 | 1.8075 | 1.778 | 1.749 | 1.7205 | 1.6924 | 1.6648 | 1.6377 | 1.6109 | 1.5847 | 1.5588 | 1.5334 | 1.5084 | 1.4838 | 1.4596 | 1.4358 | 1.4124 | 1.3894 | 1.3667 | 1.3444 | 1.3225 | 1.3009 | 1.2797 | 1.2588 | 1.2383 | 1.2181 | 1.1983 | 1.1787 | 1.1595 | 1.1406 | 1.122 | 1.1037 | 1.0857 | 1.068 | 1.0506 | 1.0334 | 1.0166 | 1
[8 empty] | SCCT_Capital | 2 | 50 | 2.2753 | 2.2382 | 2.2017 | 2.1658 | 2.1305 | 2.0957 | 2.0615 | 2.0279 | 1.9949 | 1.9623 | 1.9303 | 1.8988 | 1.8679 | 1.8374 | 1.8075 | 1.778 | 1.749 | 1.7205 | 1.6924 | 1.6648 | 1.6377 | 1.6109 | 1.5847 | 1.5588 | 1.5334 | 1.5084 | 1.4838 | 1.4596 | 1.4358 | 1.4124 | 1.3894 | 1.3667 | 1.3444 | 1.3225 | 1.3009 | 1.2797 | 1.2588 | 1.2383 | 1.2181 | 1.1983 | 1.1787 | 1.1595 | 1.1406 | 1.122 | 1.1037 | 1.0857 | 1.068 | 1.0506 | 1.0334 | 1.0166
[8 empty] | SCCT_O&M | 3 | 0 | 1 | 0 | 0 | 0 | 0 | 0 | 0 | 0 | 0 | 0 | 0 | 0 | 0 | 0 | 0 | 0 | 0 | 0 | 0 | 0 | 0 | 0 | 0 | 0 | 0 | 0 | 0 | 0 | 0 | 0 | 0 | 0 | 0 | 0 | 0 | 0 | 0 | 0 | 0 | 0 | 0 | 0 | 0 | 0 | 0 | 0 | 0 | 0 | 0 | 0
[8 empty] | SCCT_O&M | 3 | 1 | 1.02 | 1 | 0 | 0 | 0 | 0 | 0 | 0 | 0 | 0 | 0 | 0 | 0 | 0 | 0 | 0 | 0 | 0 | 0 | 0 | 0 | 0 | 0 | 0 | 0 | 0 | 0 | 0 | 0 | 0 | 0 | 0 | 0 | 0 | 0 | 0 | 0 | 0 | 0 | 0 | 0 | 0 | 0 | 0 | 0 | 0 | 0 | 0 | 0 | 0
[8 empty] | SCCT_O&M | 3 | 2 | 1.0404 | 1.02 | 1 | 0 | 0 | 0 | 0 | 0 | 0 | 0 | 0 | 0 | 0 | 0 | 0 | 0 | 0 | 0 | 0 | 0 | 0 | 0 | 0 | 0 | 0 | 0 | 0 | 0 | 0 | 0 | 0 | 0 | 0 | 0 | 0 | 0 | 0 | 0 | 0 | 0 | 0 | 0 | 0 | 0 | 0 | 0 | 0 | 0 | 0 | 0
[8 empty] | SCCT_O&M | 3 | 3 | 1.0612 | 1.0404 | 1.02 | 1 | 0 | 0 | 0 | 0 | 0 | 0 | 0 | 0 | 0 | 0 | 0 | 0 | 0 | 0 | 0 | 0 | 0 | 0 | 0 | 0 | 0 | 0 | 0 | 0 | 0 | 0 | 0 | 0 | 0 | 0 | 0 | 0 | 0 | 0 | 0 | 0 | 0 | 0 | 0 | 0 | 0 | 0 | 0 | 0 | 0 | 0
[8 empty] | SCCT_O&M | 3 | 4 | 1.0824 | 1.0612 | 1.0404 | 1.02 | 1 | 0 | 0 | 0 | 0 | 0 | 0 | 0 | 0 | 0 | 0 | 0 | 0 | 0 | 0 | 0 | 0 | 0 | 0 | 0 | 0 | 0 | 0 | 0 | 0 | 0 | 0 | 0 | 0 | 0 | 0 | 0 | 0 | 0 | 0 | 0 | 0 | 0 | 0 | 0 | 0 | 0 | 0 | 0 | 0 | 0
[8 empty] | SCCT_O&M | 3 | 5 | 1.1041 | 1.0824 | 1.0612 | 1.0404 | 1.02 | 1 | 0 | 0 | 0 | 0 | 0 | 0 | 0 | 0 | 0 | 0 | 0 | 0 | 0 | 0 | 0 | 0 | 0 | 0 | 0 | 0 | 0 | 0 | 0 | 0 | 0 | 0 | 0 | 0 | 0 | 0 | 0 | 0 | 0 | 0 | 0 | 0 | 0 | 0 | 0 | 0 | 0 | 0 | 0 | 0
[8 empty] | SCCT_O&M | 3 | 6 | 1.1262 | 1.1041 | 1.0824 | 1.0612 | 1.0404 | 1.02 | 1 | 0 | 0 | 0 | 0 | 0 | 0 | 0 | 0 | 0 | 0 | 0 | 0 | 0 | 0 | 0 | 0 | 0 | 0 | 0 | 0 | 0 | 0 | 0 | 0 | 0 | 0 | 0 | 0 | 0 | 0 | 0 | 0 | 0 | 0 | 0 | 0 | 0 | 0 | 0 | 0 | 0 | 0 | 0
[8 empty] | SCCT_O&M | 3 | 7 | 1.1487 | 1.1262 | 1.1041 | 1.0824 | 1.0612 | 1.0404 | 1.02 | 1 | 0 | 0 | 0 | 0 | 0 | 0 | 0 | 0 | 0 | 0 | 0 | 0 | 0 | 0 | 0 | 0 | 0 | 0 | 0 | 0 | 0 | 0 | 0 | 0 | 0 | 0 | 0 | 0 | 0 | 0 | 0 | 0 | 0 | 0 | 0 | 0 | 0 | 0 | 0 | 0 | 0 | 0
[8 empty] | SCCT_O&M | 3 | 8 | 1.1717 | 1.1487 | 1.1262 | 1.1041 | 1.0824 | 1.0612 | 1.0404 | 1.02 | 1 | 0 | 0 | 0 | 0 | 0 | 0 | 0 | 0 | 0 | 0 | 0 | 0 | 0 | 0 | 0 | 0 | 0 | 0 | 0 | 0 | 0 | 0 | 0 | 0 | 0 | 0 | 0 | 0 | 0 | 0 | 0 | 0 | 0 | 0 | 0 | 0 | 0 | 0 | 0 | 0 | 0
[8 empty] | SCCT_O&M | 3 | 9 | 1.1951 | 1.1717 | 1.1487 | 1.1262 | 1.1041 | 1.0824 | 1.0612 | 1.0404 | 1.02 | 1 | 0 | 0 | 0 | 0 | 0 | 0 | 0 | 0 | 0 | 0 | 0 | 0 | 0 | 0 | 0 | 0 | 0 | 0 | 0 | 0 | 0 | 0 | 0 | 0 | 0 | 0 | 0 | 0 | 0 | 0 | 0 | 0 | 0 | 0 | 0 | 0 | 0 | 0 | 0 | 0
[8 empty] | SCCT_O&M | 3 | 10 | 1.219 | 1.1951 | 1.1717 | 1.1487 | 1.1262 | 1.1041 | 1.0824 | 1.0612 | 1.0404 | 1.02 | 1 | 0 | 0 | 0 | 0 | 0 | 0 | 0 | 0 | 0 | 0 | 0 | 0 | 0 | 0 | 0 | 0 | 0 | 0 | 0 | 0 | 0 | 0 | 0 | 0 | 0 | 0 | 0 | 0 | 0 | 0 | 0 | 0 | 0 | 0 | 0 | 0 | 0 | 0 | 0
[8 empty] | SCCT_O&M | 3 | 11 | 1.2434 | 1.219 | 1.1951 | 1.1717 | 1.1487 | 1.1262 | 1.1041 | 1.0824 | 1.0612 | 1.0404 | 1.02 | 1 | 0 | 0 | 0 | 0 | 0 | 0 | 0 | 0 | 0 | 0 | 0 | 0 | 0 | 0 | 0 | 0 | 0 | 0 | 0 | 0 | 0 | 0 | 0 | 0 | 0 | 0 | 0 | 0 | 0 | 0 | 0 | 0 | 0 | 0 | 0 | 0 | 0 | 0
[8 empty] | SCCT_O&M | 3 | 12 | 1.2682 | 1.2434 | 1.219 | 1.1951 | 1.1717 | 1.1487 | 1.1262 | 1.1041 | 1.0824 | 1.0612 | 1.0404 | 1.02 | 1 | 0 | 0 | 0 | 0 | 0 | 0 | 0 | 0 | 0 | 0 | 0 | 0 | 0 | 0 | 0 | 0 | 0 | 0 | 0 | 0 | 0 | 0 | 0 | 0 | 0 | 0 | 0 | 0 | 0 | 0 | 0 | 0 | 0 | 0 | 0 | 0 | 0
[8 empty] | SCCT_O&M | 3 | 13 | 1.2936 | 1.2682 | 1.2434 | 1.219 | 1.1951 | 1.1717 | 1.1487 | 1.1262 | 1.1041 | 1.0824 | 1.0612 | 1.0404 | 1.02 | 1 | 0 | 0 | 0 | 0 | 0 | 0 | 0 | 0 | 0 | 0 | 0 | 0 | 0 | 0 | 0 | 0 | 0 | 0 | 0 | 0 | 0 | 0 | 0 | 0 | 0 | 0 | 0 | 0 | 0 | 0 | 0 | 0 | 0 | 0 | 0 | 0
[8 empty] | SCCT_O&M | 3 | 14 | 1.3195 | 1.2936 | 1.2682 | 1.2434 | 1.219 | 1.1951 | 1.1717 | 1.1487 | 1.1262 | 1.1041 | 1.0824 | 1.0612 | 1.0404 | 1.02 | 1 | 0 | 0 | 0 | 0 | 0 | 0 | 0 | 0 | 0 | 0 | 0 | 0 | 0 | 0 | 0 | 0 | 0 | 0 | 0 | 0 | 0 | 0 | 0 | 0 | 0 | 0 | 0 | 0 | 0 | 0 | 0 | 0 | 0 | 0 | 0
[8 empty] | SCCT_O&M | 3 | 15 | 1.3459 | 1.3195 | 1.2936 | 1.2682 | 1.2434 | 1.219 | 1.1951 | 1.1717 | 1.1487 | 1.1262 | 1.1041 | 1.0824 | 1.0612 | 1.0404 | 1.02 | 1 | 0 | 0 | 0 | 0 | 0 | 0 | 0 | 0 | 0 | 0 | 0 | 0 | 0 | 0 | 0 | 0 | 0 | 0 | 0 | 0 | 0 | 0 | 0 | 0 | 0 | 0 | 0 | 0 | 0 | 0 | 0 | 0 | 0 | 0
[8 empty] | SCCT_O&M | 3 | 16 | 1.3728 | 1.3459 | 1.3195 | 1.2936 | 1.2682 | 1.2434 | 1.219 | 1.1951 | 1.1717 | 1.1487 | 1.1262 | 1.1041 | 1.0824 | 1.0612 | 1.0404 | 1.02 | 1 | 0 | 0 | 0 | 0 | 0 | 0 | 0 | 0 | 0 | 0 | 0 | 0 | 0 | 0 | 0 | 0 | 0 | 0 | 0 | 0 | 0 | 0 | 0 | 0 | 0 | 0 | 0 | 0 | 0 | 0 | 0 | 0 | 0
[8 empty] | SCCT_O&M | 3 | 17 | 1.4002 | 1.3728 | 1.3459 | 1.3195 | 1.2936 | 1.2682 | 1.2434 | 1.219 | 1.1951 | 1.1717 | 1.1487 | 1.1262 | 1.1041 | 1.0824 | 1.0612 | 1.0404 | 1.02 | 1 | 0 | 0 | 0 | 0 | 0 | 0 | 0 | 0 | 0 | 0 | 0 | 0 | 0 | 0 | 0 | 0 | 0 | 0 | 0 | 0 | 0 | 0 | 0 | 0 | 0 | 0 | 0 | 0 | 0 | 0 | 0 | 0
[8 empty] | SCCT_O&M | 3 | 18 | 1.4282 | 1.4002 | 1.3728 | 1.3459 | 1.3195 | 1.2936 | 1.2682 | 1.2434 | 1.219 | 1.1951 | 1.1717 | 1.1487 | 1.1262 | 1.1041 | 1.0824 | 1.0612 | 1.0404 | 1.02 | 1 | 0 | 0 | 0 | 0 | 0 | 0 | 0 | 0 | 0 | 0 | 0 | 0 | 0 | 0 | 0 | 0 | 0 | 0 | 0 | 0 | 0 | 0 | 0 | 0 | 0 | 0 | 0 | 0 | 0 | 0 | 0
[8 empty] | SCCT_O&M | 3 | 19 | 1.4568 | 1.4282 | 1.4002 | 1.3728 | 1.3459 | 1.3195 | 1.2936 | 1.2682 | 1.2434 | 1.219 | 1.1951 | 1.1717 | 1.1487 | 1.1262 | 1.1041 | 1.0824 | 1.0612 | 1.0404 | 1.02 | 1 | 0 | 0 | 0 | 0 | 0 | 0 | 0 | 0 | 0 | 0 | 0 | 0 | 0 | 0 | 0 | 0 | 0 | 0 | 0 | 0 | 0 | 0 | 0 | 0 | 0 | 0 | 0 | 0 | 0 | 0
[8 empty] | SCCT_O&M | 3 | 20 | 1.4859 | 1.4568 | 1.4282 | 1.4002 | 1.3728 | 1.3459 | 1.3195 | 1.2936 | 1.2682 | 1.2434 | 1.219 | 1.1951 | 1.1717 | 1.1487 | 1.1262 | 1.1041 | 1.0824 | 1.0612 | 1.0404 | 1.02 | 1 | 0 | 0 | 0 | 0 | 0 | 0 | 0 | 0 | 0 | 0 | 0 | 0 | 0 | 0 | 0 | 0 | 0 | 0 | 0 | 0 | 0 | 0 | 0 | 0 | 0 | 0 | 0 | 0 | 0
[8 empty] | SCCT_O&M | 3 | 21 | 1.5157 | 1.4859 | 1.4568 | 1.4282 | 1.4002 | 1.3728 | 1.3459 | 1.3195 | 1.2936 | 1.2682 | 1.2434 | 1.219 | 1.1951 | 1.1717 | 1.1487 | 1.1262 | 1.1041 | 1.0824 | 1.0612 | 1.0404 | 1.02 | 1 | 0 | 0 | 0 | 0 | 0 | 0 | 0 | 0 | 0 | 0 | 0 | 0 | 0 | 0 | 0 | 0 | 0 | 0 | 0 | 0 | 0 | 0 | 0 | 0 | 0 | 0 | 0 | 0
[8 empty] | SCCT_O&M | 3 | 22 | 1.546 | 1.5157 | 1.4859 | 1.4568 | 1.4282 | 1.4002 | 1.3728 | 1.3459 | 1.3195 | 1.2936 | 1.2682 | 1.2434 | 1.219 | 1.1951 | 1.1717 | 1.1487 | 1.1262 | 1.1041 | 1.0824 | 1.0612 | 1.0404 | 1.02 | 1 | 0 | 0 | 0 | 0 | 0 | 0 | 0 | 0 | 0 | 0 | 0 | 0 | 0 | 0 | 0 | 0 | 0 | 0 | 0 | 0 | 0 | 0 | 0 | 0 | 0 | 0 | 0
[8 empty] | SCCT_O&M | 3 | 23 | 1.5769 | 1.546 | 1.5157 | 1.4859 | 1.4568 | 1.4282 | 1.4002 | 1.3728 | 1.3459 | 1.3195 | 1.2936 | 1.2682 | 1.2434 | 1.219 | 1.1951 | 1.1717 | 1.1487 | 1.1262 | 1.1041 | 1.0824 | 1.0612 | 1.0404 | 1.02 | 1 | 0 | 0 | 0 | 0 | 0 | 0 | 0 | 0 | 0 | 0 | 0 | 0 | 0 | 0 | 0 | 0 | 0 | 0 | 0 | 0 | 0 | 0 | 0 | 0 | 0 | 0
[8 empty] | SCCT_O&M | 3 | 24 | 1.6084 | 1.5769 | 1.546 | 1.5157 | 1.4859 | 1.4568 | 1.4282 | 1.4002 | 1.3728 | 1.3459 | 1.3195 | 1.2936 | 1.2682 | 1.2434 | 1.219 | 1.1951 | 1.1717 | 1.1487 | 1.1262 | 1.1041 | 1.0824 | 1.0612 | 1.0404 | 1.02 | 1 | 0 | 0 | 0 | 0 | 0 | 0 | 0 | 0 | 0 | 0 | 0 | 0 | 0 | 0 | 0 | 0 | 0 | 0 | 0 | 0 | 0 | 0 | 0 | 0 | 0
[8 empty] | SCCT_O&M | 3 | 25 | 1.6406 | 1.6084 | 1.5769 | 1.546 | 1.5157 | 1.4859 | 1.4568 | 1.4282 | 1.4002 | 1.3728 | 1.3459 | 1.3195 | 1.2936 | 1.2682 | 1.2434 | 1.219 | 1.1951 | 1.1717 | 1.1487 | 1.1262 | 1.1041 | 1.0824 | 1.0612 | 1.0404 | 1.02 | 1 | 0 | 0 | 0 | 0 | 0 | 0 | 0 | 0 | 0 | 0 | 0 | 0 | 0 | 0 | 0 | 0 | 0 | 0 | 0 | 0 | 0 | 0 | 0 | 0
[8 empty] | SCCT_O&M | 3 | 26 | 1.6734 | 1.6406 | 1.6084 | 1.5769 | 1.546 | 1.5157 | 1.4859 | 1.4568 | 1.4282 | 1.4002 | 1.3728 | 1.3459 | 1.3195 | 1.2936 | 1.2682 | 1.2434 | 1.219 | 1.1951 | 1.1717 | 1.1487 | 1.1262 | 1.1041 | 1.0824 | 1.0612 | 1.0404 | 1.02 | 1 | 0 | 0 | 0 | 0 | 0 | 0 | 0 | 0 | 0 | 0 | 0 | 0 | 0 | 0 | 0 | 0 | 0 | 0 | 0 | 0 | 0 | 0 | 0
[8 empty] | SCCT_O&M | 3 | 27 | 1.7069 | 1.6734 | 1.6406 | 1.6084 | 1.5769 | 1.546 | 1.5157 | 1.4859 | 1.4568 | 1.4282 | 1.4002 | 1.3728 | 1.3459 | 1.3195 | 1.2936 | 1.2682 | 1.2434 | 1.219 | 1.1951 | 1.1717 | 1.1487 | 1.1262 | 1.1041 | 1.0824 | 1.0612 | 1.0404 | 1.02 | 1 | 0 | 0 | 0 | 0 | 0 | 0 | 0 | 0 | 0 | 0 | 0 | 0 | 0 | 0 | 0 | 0 | 0 | 0 | 0 | 0 | 0 | 0
[8 empty] | SCCT_O&M | 3 | 28 | 1.741 | 1.7069 | 1.6734 | 1.6406 | 1.6084 | 1.5769 | 1.546 | 1.5157 | 1.4859 | 1.4568 | 1.4282 | 1.4002 | 1.3728 | 1.3459 | 1.3195 | 1.2936 | 1.2682 | 1.2434 | 1.219 | 1.1951 | 1.1717 | 1.1487 | 1.1262 | 1.1041 | 1.0824 | 1.0612 | 1.0404 | 1.02 | 1 | 0 | 0 | 0 | 0 | 0 | 0 | 0 | 0 | 0 | 0 | 0 | 0 | 0 | 0 | 0 | 0 | 0 | 0 | 0 | 0 | 0
[8 empty] | SCCT_O&M | 3 | 29 | 1.7758 | 1.741 | 1.7069 | 1.6734 | 1.6406 | 1.6084 | 1.5769 | 1.546 | 1.5157 | 1.4859 | 1.4568 | 1.4282 | 1.4002 | 1.3728 | 1.3459 | 1.3195 | 1.2936 | 1.2682 | 1.2434 | 1.219 | 1.1951 | 1.1717 | 1.1487 | 1.1262 | 1.1041 | 1.0824 | 1.0612 | 1.0404 | 1.02 | 1 | 0 | 0 | 0 | 0 | 0 | 0 | 0 | 0 | 0 | 0 | 0 | 0 | 0 | 0 | 0 | 0 | 0 | 0 | 0 | 0
[8 empty] | SCCT_O&M | 3 | 30 | 1.8114 | 1.7758 | 1.741 | 1.7069 | 1.6734 | 1.6406 | 1.6084 | 1.5769 | 1.546 | 1.5157 | 1.4859 | 1.4568 | 1.4282 | 1.4002 | 1.3728 | 1.3459 | 1.3195 | 1.2936 | 1.2682 | 1.2434 | 1.219 | 1.1951 | 1.1717 | 1.1487 | 1.1262 | 1.1041 | 1.0824 | 1.0612 | 1.0404 | 1.02 | 1 | 0 | 0 | 0 | 0 | 0 | 0 | 0 | 0 | 0 | 0 | 0 | 0 | 0 | 0 | 0 | 0 | 0 | 0 | 0
[8 empty] | SCCT_O&M | 3 | 31 | 1.8476 | 1.8114 | 1.7758 | 1.741 | 1.7069 | 1.6734 | 1.6406 | 1.6084 | 1.5769 | 1.546 | 1.5157 | 1.4859 | 1.4568 | 1.4282 | 1.4002 | 1.3728 | 1.3459 | 1.3195 | 1.2936 | 1.2682 | 1.2434 | 1.219 | 1.1951 | 1.1717 | 1.1487 | 1.1262 | 1.1041 | 1.0824 | 1.0612 | 1.0404 | 1.02 | 1 | 0 | 0 | 0 | 0 | 0 | 0 | 0 | 0 | 0 | 0 | 0 | 0 | 0 | 0 | 0 | 0 | 0 | 0
[8 empty] | SCCT_O&M | 3 | 32 | 1.8845 | 1.8476 | 1.8114 | 1.7758 | 1.741 | 1.7069 | 1.6734 | 1.6406 | 1.6084 | 1.5769 | 1.546 | 1.5157 | 1.4859 | 1.4568 | 1.4282 | 1.4002 | 1.3728 | 1.3459 | 1.3195 | 1.2936 | 1.2682 | 1.2434 | 1.219 | 1.1951 | 1.1717 | 1.1487 | 1.1262 | 1.1041 | 1.0824 | 1.0612 | 1.0404 | 1.02 | 1 | 0 | 0 | 0 | 0 | 0 | 0 | 0 | 0 | 0 | 0 | 0 | 0 | 0 | 0 | 0 | 0 | 0
[8 empty] | SCCT_O&M | 3 | 33 | 1.9222 | 1.8845 | 1.8476 | 1.8114 | 1.7758 | 1.741 | 1.7069 | 1.6734 | 1.6406 | 1.6084 | 1.5769 | 1.546 | 1.5157 | 1.4859 | 1.4568 | 1.4282 | 1.4002 | 1.3728 | 1.3459 | 1.3195 | 1.2936 | 1.2682 | 1.2434 | 1.219 | 1.1951 | 1.1717 | 1.1487 | 1.1262 | 1.1041 | 1.0824 | 1.0612 | 1.0404 | 1.02 | 1 | 0 | 0 | 0 | 0 | 0 | 0 | 0 | 0 | 0 | 0 | 0 | 0 | 0 | 0 | 0 | 0
[8 empty] | SCCT_O&M | 3 | 34 | 1.9607 | 1.9222 | 1.8845 | 1.8476 | 1.8114 | 1.7758 | 1.741 | 1.7069 | 1.6734 | 1.6406 | 1.6084 | 1.5769 | 1.546 | 1.5157 | 1.4859 | 1.4568 | 1.4282 | 1.4002 | 1.3728 | 1.3459 | 1.3195 | 1.2936 | 1.2682 | 1.2434 | 1.219 | 1.1951 | 1.1717 | 1.1487 | 1.1262 | 1.1041 | 1.0824 | 1.0612 | 1.0404 | 1.02 | 1 | 0 | 0 | 0 | 0 | 0 | 0 | 0 | 0 | 0 | 0 | 0 | 0 | 0 | 0 | 0
[8 empty] | SCCT_O&M | 3 | 35 | 1.9999 | 1.9607 | 1.9222 | 1.8845 | 1.8476 | 1.8114 | 1.7758 | 1.741 | 1.7069 | 1.6734 | 1.6406 | 1.6084 | 1.5769 | 1.546 | 1.5157 | 1.4859 | 1.4568 | 1.4282 | 1.4002 | 1.3728 | 1.3459 | 1.3195 | 1.2936 | 1.2682 | 1.2434 | 1.219 | 1.1951 | 1.1717 | 1.1487 | 1.1262 | 1.1041 | 1.0824 | 1.0612 | 1.0404 | 1.02 | 1 | 0 | 0 | 0 | 0 | 0 | 0 | 0 | 0 | 0 | 0 | 0 | 0 | 0 | 0
[8 empty] | SCCT_O&M | 3 | 36 | 2.0399 | 1.9999 | 1.9607 | 1.9222 | 1.8845 | 1.8476 | 1.8114 | 1.7758 | 1.741 | 1.7069 | 1.6734 | 1.6406 | 1.6084 | 1.5769 | 1.546 | 1.5157 | 1.4859 | 1.4568 | 1.4282 | 1.4002 | 1.3728 | 1.3459 | 1.3195 | 1.2936 | 1.2682 | 1.2434 | 1.219 | 1.1951 | 1.1717 | 1.1487 | 1.1262 | 1.1041 | 1.0824 | 1.0612 | 1.0404 | 1.02 | 1 | 0 | 0 | 0 | 0 | 0 | 0 | 0 | 0 | 0 | 0 | 0 | 0 | 0
[8 empty] | SCCT_O&M | 3 | 37 | 2.0807 | 2.0399 | 1.9999 | 1.9607 | 1.9222 | 1.8845 | 1.8476 | 1.8114 | 1.7758 | 1.741 | 1.7069 | 1.6734 | 1.6406 | 1.6084 | 1.5769 | 1.546 | 1.5157 | 1.4859 | 1.4568 | 1.4282 | 1.4002 | 1.3728 | 1.3459 | 1.3195 | 1.2936 | 1.2682 | 1.2434 | 1.219 | 1.1951 | 1.1717 | 1.1487 | 1.1262 | 1.1041 | 1.0824 | 1.0612 | 1.0404 | 1.02 | 1 | 0 | 0 | 0 | 0 | 0 | 0 | 0 | 0 | 0 | 0 | 0 | 0
[8 empty] | SCCT_O&M | 3 | 38 | 2.1223 | 2.0807 | 2.0399 | 1.9999 | 1.9607 | 1.9222 | 1.8845 | 1.8476 | 1.8114 | 1.7758 | 1.741 | 1.7069 | 1.6734 | 1.6406 | 1.6084 | 1.5769 | 1.546 | 1.5157 | 1.4859 | 1.4568 | 1.4282 | 1.4002 | 1.3728 | 1.3459 | 1.3195 | 1.2936 | 1.2682 | 1.2434 | 1.219 | 1.1951 | 1.1717 | 1.1487 | 1.1262 | 1.1041 | 1.0824 | 1.0612 | 1.0404 | 1.02 | 1 | 0 | 0 | 0 | 0 | 0 | 0 | 0 | 0 | 0 | 0 | 0
[8 empty] | SCCT_O&M | 3 | 39 | 2.1647 | 2.1223 | 2.0807 | 2.0399 | 1.9999 | 1.9607 | 1.9222 | 1.8845 | 1.8476 | 1.8114 | 1.7758 | 1.741 | 1.7069 | 1.6734 | 1.6406 | 1.6084 | 1.5769 | 1.546 | 1.5157 | 1.4859 | 1.4568 | 1.4282 | 1.4002 | 1.3728 | 1.3459 | 1.3195 | 1.2936 | 1.2682 | 1.2434 | 1.219 | 1.1951 | 1.1717 | 1.1487 | 1.1262 | 1.1041 | 1.0824 | 1.0612 | 1.0404 | 1.02 | 1 | 0 | 0 | 0 | 0 | 0 | 0 | 0 | 0 | 0 | 0
[8 empty] | SCCT_O&M | 3 | 40 | 2.208 | 2.1647 | 2.1223 | 2.0807 | 2.0399 | 1.9999 | 1.9607 | 1.9222 | 1.8845 | 1.8476 | 1.8114 | 1.7758 | 1.741 | 1.7069 | 1.6734 | 1.6406 | 1.6084 | 1.5769 | 1.546 | 1.5157 | 1.4859 | 1.4568 | 1.4282 | 1.4002 | 1.3728 | 1.3459 | 1.3195 | 1.2936 | 1.2682 | 1.2434 | 1.219 | 1.1951 | 1.1717 | 1.1487 | 1.1262 | 1.1041 | 1.0824 | 1.0612 | 1.0404 | 1.02 | 1 | 0 | 0 | 0 | 0 | 0 | 0 | 0 | 0 | 0
[8 empty] | SCCT_O&M | 3 | 41 | 2.2522 | 2.208 | 2.1647 | 2.1223 | 2.0807 | 2.0399 | 1.9999 | 1.9607 | 1.9222 | 1.8845 | 1.8476 | 1.8114 | 1.7758 | 1.741 | 1.7069 | 1.6734 | 1.6406 | 1.6084 | 1.5769 | 1.546 | 1.5157 | 1.4859 | 1.4568 | 1.4282 | 1.4002 | 1.3728 | 1.3459 | 1.3195 | 1.2936 | 1.2682 | 1.2434 | 1.219 | 1.1951 | 1.1717 | 1.1487 | 1.1262 | 1.1041 | 1.0824 | 1.0612 | 1.0404 | 1.02 | 1 | 0 | 0 | 0 | 0 | 0 | 0 | 0 | 0
[8 empty] | SCCT_O&M | 3 | 42 | 2.2972 | 2.2522 | 2.208 | 2.1647 | 2.1223 | 2.0807 | 2.0399 | 1.9999 | 1.9607 | 1.9222 | 1.8845 | 1.8476 | 1.8114 | 1.7758 | 1.741 | 1.7069 | 1.6734 | 1.6406 | 1.6084 | 1.5769 | 1.546 | 1.5157 | 1.4859 | 1.4568 | 1.4282 | 1.4002 | 1.3728 | 1.3459 | 1.3195 | 1.2936 | 1.2682 | 1.2434 | 1.219 | 1.1951 | 1.1717 | 1.1487 | 1.1262 | 1.1041 | 1.0824 | 1.0612 | 1.0404 | 1.02 | 1 | 0 | 0 | 0 | 0 | 0 | 0 | 0
[8 empty] | SCCT_O&M | 3 | 43 | 2.3432 | 2.2972 | 2.2522 | 2.208 | 2.1647 | 2.1223 | 2.0807 | 2.0399 | 1.9999 | 1.9607 | 1.9222 | 1.8845 | 1.8476 | 1.8114 | 1.7758 | 1.741 | 1.7069 | 1.6734 | 1.6406 | 1.6084 | 1.5769 | 1.546 | 1.5157 | 1.4859 | 1.4568 | 1.4282 | 1.4002 | 1.3728 | 1.3459 | 1.3195 | 1.2936 | 1.2682 | 1.2434 | 1.219 | 1.1951 | 1.1717 | 1.1487 | 1.1262 | 1.1041 | 1.0824 | 1.0612 | 1.0404 | 1.02 | 1 | 0 | 0 | 0 | 0 | 0 | 0
[8 empty] | SCCT_O&M | 3 | 44 | 2.3901 | 2.3432 | 2.2972 | 2.2522 | 2.208 | 2.1647 | 2.1223 | 2.0807 | 2.0399 | 1.9999 | 1.9607 | 1.9222 | 1.8845 | 1.8476 | 1.8114 | 1.7758 | 1.741 | 1.7069 | 1.6734 | 1.6406 | 1.6084 | 1.5769 | 1.546 | 1.5157 | 1.4859 | 1.4568 | 1.4282 | 1.4002 | 1.3728 | 1.3459 | 1.3195 | 1.2936 | 1.2682 | 1.2434 | 1.219 | 1.1951 | 1.1717 | 1.1487 | 1.1262 | 1.1041 | 1.0824 | 1.0612 | 1.0404 | 1.02 | 1 | 0 | 0 | 0 | 0 | 0
[8 empty] | SCCT_O&M | 3 | 45 | 2.4379 | 2.3901 | 2.3432 | 2.2972 | 2.2522 | 2.208 | 2.1647 | 2.1223 | 2.0807 | 2.0399 | 1.9999 | 1.9607 | 1.9222 | 1.8845 | 1.8476 | 1.8114 | 1.7758 | 1.741 | 1.7069 | 1.6734 | 1.6406 | 1.6084 | 1.5769 | 1.546 | 1.5157 | 1.4859 | 1.4568 | 1.4282 | 1.4002 | 1.3728 | 1.3459 | 1.3195 | 1.2936 | 1.2682 | 1.2434 | 1.219 | 1.1951 | 1.1717 | 1.1487 | 1.1262 | 1.1041 | 1.0824 | 1.0612 | 1.0404 | 1.02 | 1 | 0 | 0 | 0 | 0
[8 empty] | SCCT_O&M | 3 | 46 | 2.4866 | 2.4379 | 2.3901 | 2.3432 | 2.2972 | 2.2522 | 2.208 | 2.1647 | 2.1223 | 2.0807 | 2.0399 | 1.9999 | 1.9607 | 1.9222 | 1.8845 | 1.8476 | 1.8114 | 1.7758 | 1.741 | 1.7069 | 1.6734 | 1.6406 | 1.6084 | 1.5769 | 1.546 | 1.5157 | 1.4859 | 1.4568 | 1.4282 | 1.4002 | 1.3728 | 1.3459 | 1.3195 | 1.2936 | 1.2682 | 1.2434 | 1.219 | 1.1951 | 1.1717 | 1.1487 | 1.1262 | 1.1041 | 1.0824 | 1.0612 | 1.0404 | 1.02 | 1 | 0 | 0 | 0
[8 empty] | SCCT_O&M | 3 | 47 | 2.5363 | 2.4866 | 2.4379 | 2.3901 | 2.3432 | 2.2972 | 2.2522 | 2.208 | 2.1647 | 2.1223 | 2.0807 | 2.0399 | 1.9999 | 1.9607 | 1.9222 | 1.8845 | 1.8476 | 1.8114 | 1.7758 | 1.741 | 1.7069 | 1.6734 | 1.6406 | 1.6084 | 1.5769 | 1.546 | 1.5157 | 1.4859 | 1.4568 | 1.4282 | 1.4002 | 1.3728 | 1.3459 | 1.3195 | 1.2936 | 1.2682 | 1.2434 | 1.219 | 1.1951 | 1.1717 | 1.1487 | 1.1262 | 1.1041 | 1.0824 | 1.0612 | 1.0404 | 1.02 | 1 | 0 | 0
[8 empty] | SCCT_O&M | 3 | 48 | 2.5871 | 2.5363 | 2.4866 | 2.4379 | 2.3901 | 2.3432 | 2.2972 | 2.2522 | 2.208 | 2.1647 | 2.1223 | 2.0807 | 2.0399 | 1.9999 | 1.9607 | 1.9222 | 1.8845 | 1.8476 | 1.8114 | 1.7758 | 1.741 | 1.7069 | 1.6734 | 1.6406 | 1.6084 | 1.5769 | 1.546 | 1.5157 | 1.4859 | 1.4568 | 1.4282 | 1.4002 | 1.3728 | 1.3459 | 1.3195 | 1.2936 | 1.2682 | 1.2434 | 1.219 | 1.1951 | 1.1717 | 1.1487 | 1.1262 | 1.1041 | 1.0824 | 1.0612 | 1.0404 | 1.02 | 1 | 0
[8 empty] | SCCT_O&M | 3 | 49 | 2.6388 | 2.5871 | 2.5363 | 2.4866 | 2.4379 | 2.3901 | 2.3432 | 2.2972 | 2.2522 | 2.208 | 2.1647 | 2.1223 | 2.0807 | 2.0399 | 1.9999 | 1.9607 | 1.9222 | 1.8845 | 1.8476 | 1.8114 | 1.7758 | 1.741 | 1.7069 | 1.6734 | 1.6406 | 1.6084 | 1.5769 | 1.546 | 1.5157 | 1.4859 | 1.4568 | 1.4282 | 1.4002 | 1.3728 | 1.3459 | 1.3195 | 1.2936 | 1.2682 | 1.2434 | 1.219 | 1.1951 | 1.1717 | 1.1487 | 1.1262 | 1.1041 | 1.0824 | 1.0612 | 1.0404 | 1.02 | 1
[8 empty] | SCCT_O&M | 3 | 50 | 2.6916 | 2.6388 | 2.5871 | 2.5363 | 2.4866 | 2.4379 | 2.3901 | 2.3432 | 2.2972 | 2.2522 | 2.208 | 2.1647 | 2.1223 | 2.0807 | 2.0399 | 1.9999 | 1.9607 | 1.9222 | 1.8845 | 1.8476 | 1.8114 | 1.7758 | 1.741 | 1.7069 | 1.6734 | 1.6406 | 1.6084 | 1.5769 | 1.546 | 1.5157 | 1.4859 | 1.4568 | 1.4282 | 1.4002 | 1.3728 | 1.3459 | 1.3195 | 1.2936 | 1.2682 | 1.2434 | 1.219 | 1.1951 | 1.1717 | 1.1487 | 1.1262 | 1.1041 | 1.0824 | 1.0612 | 1.0404 | 1.02
[8 empty] | Capital | 4 | 0 | 1 | 0 | 0 | 0 | 0 | 0 | 0 | 0 | 0 | 0 | 0 | 0 | 0 | 0 | 0 | 0 | 0 | 0 | 0 | 0 | 0 | 0 | 0 | 0 | 0 | 0 | 0 | 0 | 0 | 0 | 0 | 0 | 0 | 0 | 0 | 0 | 0 | 0 | 0 | 0 | 0 | 0 | 0 | 0 | 0 | 0 | 0 | 0 | 0 | 0
[8 empty] | Capital | 4 | 1 | 1.02 | 1 | 0 | 0 | 0 | 0 | 0 | 0 | 0 | 0 | 0 | 0 | 0 | 0 | 0 | 0 | 0 | 0 | 0 | 0 | 0 | 0 | 0 | 0 | 0 | 0 | 0 | 0 | 0 | 0 | 0 | 0 | 0 | 0 | 0 | 0 | 0 | 0 | 0 | 0 | 0 | 0 | 0 | 0 | 0 | 0 | 0 | 0 | 0 | 0
[8 empty] | Capital | 4 | 2 | 1.0404 | 1.02 | 1 | 0 | 0 | 0 | 0 | 0 | 0 | 0 | 0 | 0 | 0 | 0 | 0 | 0 | 0 | 0 | 0 | 0 | 0 | 0 | 0 | 0 | 0 | 0 | 0 | 0 | 0 | 0 | 0 | 0 | 0 | 0 | 0 | 0 | 0 | 0 | 0 | 0 | 0 | 0 | 0 | 0 | 0 | 0 | 0 | 0 | 0 | 0
[8 empty] | Capital | 4 | 3 | 1.0612 | 1.0404 | 1.02 | 1 | 0 | 0 | 0 | 0 | 0 | 0 | 0 | 0 | 0 | 0 | 0 | 0 | 0 | 0 | 0 | 0 | 0 | 0 | 0 | 0 | 0 | 0 | 0 | 0 | 0 | 0 | 0 | 0 | 0 | 0 | 0 | 0 | 0 | 0 | 0 | 0 | 0 | 0 | 0 | 0 | 0 | 0 | 0 | 0 | 0 | 0
[8 empty] | Capital | 4 | 4 | 1.0824 | 1.0612 | 1.0404 | 1.02 | 1 | 0 | 0 | 0 | 0 | 0 | 0 | 0 | 0 | 0 | 0 | 0 | 0 | 0 | 0 | 0 | 0 | 0 | 0 | 0 | 0 | 0 | 0 | 0 | 0 | 0 | 0 | 0 | 0 | 0 | 0 | 0 | 0 | 0 | 0 | 0 | 0 | 0 | 0 | 0 | 0 | 0 | 0 | 0 | 0 | 0
[8 empty] | Capital | 4 | 5 | 1.1041 | 1.0824 | 1.0612 | 1.0404 | 1.02 | 1 | 0 | 0 | 0 | 0 | 0 | 0 | 0 | 0 | 0 | 0 | 0 | 0 | 0 | 0 | 0 | 0 | 0 | 0 | 0 | 0 | 0 | 0 | 0 | 0 | 0 | 0 | 0 | 0 | 0 | 0 | 0 | 0 | 0 | 0 | 0 | 0 | 0 | 0 | 0 | 0 | 0 | 0 | 0 | 0
[8 empty] | Capital | 4 | 6 | 1.1262 | 1.1041 | 1.0824 | 1.0612 | 1.0404 | 1.02 | 1 | 0 | 0 | 0 | 0 | 0 | 0 | 0 | 0 | 0 | 0 | 0 | 0 | 0 | 0 | 0 | 0 | 0 | 0 | 0 | 0 | 0 | 0 | 0 | 0 | 0 | 0 | 0 | 0 | 0 | 0 | 0 | 0 | 0 | 0 | 0 | 0 | 0 | 0 | 0 | 0 | 0 | 0 | 0
[8 empty] | Capital | 4 | 7 | 1.1487 | 1.1262 | 1.1041 | 1.0824 | 1.0612 | 1.0404 | 1.02 | 1 | 0 | 0 | 0 | 0 | 0 | 0 | 0 | 0 | 0 | 0 | 0 | 0 | 0 | 0 | 0 | 0 | 0 | 0 | 0 | 0 | 0 | 0 | 0 | 0 | 0 | 0 | 0 | 0 | 0 | 0 | 0 | 0 | 0 | 0 | 0 | 0 | 0 | 0 | 0 | 0 | 0 | 0
[8 empty] | Capital | 4 | 8 | 1.1717 | 1.1487 | 1.1262 | 1.1041 | 1.0824 | 1.0612 | 1.0404 | 1.02 | 1 | 0 | 0 | 0 | 0 | 0 | 0 | 0 | 0 | 0 | 0 | 0 | 0 | 0 | 0 | 0 | 0 | 0 | 0 | 0 | 0 | 0 | 0 | 0 | 0 | 0 | 0 | 0 | 0 | 0 | 0 | 0 | 0 | 0 | 0 | 0 | 0 | 0 | 0 | 0 | 0 | 0
[8 empty] | Capital | 4 | 9 | 1.1951 | 1.1717 | 1.1487 | 1.1262 | 1.1041 | 1.0824 | 1.0612 | 1.0404 | 1.02 | 1 | 0 | 0 | 0 | 0 | 0 | 0 | 0 | 0 | 0 | 0 | 0 | 0 | 0 | 0 | 0 | 0 | 0 | 0 | 0 | 0 | 0 | 0 | 0 | 0 | 0 | 0 | 0 | 0 | 0 | 0 | 0 | 0 | 0 | 0 | 0 | 0 | 0 | 0 | 0 | 0
[8 empty] | Capital | 4 | 10 | 1.219 | 1.1951 | 1.1717 | 1.1487 | 1.1262 | 1.1041 | 1.0824 | 1.0612 | 1.0404 | 1.02 | 1 | 0 | 0 | 0 | 0 | 0 | 0 | 0 | 0 | 0 | 0 | 0 | 0 | 0 | 0 | 0 | 0 | 0 | 0 | 0 | 0 | 0 | 0 | 0 | 0 | 0 | 0 | 0 | 0 | 0 | 0 | 0 | 0 | 0 | 0 | 0 | 0 | 0 | 0 | 0
[8 empty] | Capital | 4 | 11 | 1.2434 | 1.219 | 1.1951 | 1.1717 | 1.1487 | 1.1262 | 1.1041 | 1.0824 | 1.0612 | 1.0404 | 1.02 | 1 | 0 | 0 | 0 | 0 | 0 | 0 | 0 | 0 | 0 | 0 | 0 | 0 | 0 | 0 | 0 | 0 | 0 | 0 | 0 | 0 | 0 | 0 | 0 | 0 | 0 | 0 | 0 | 0 | 0 | 0 | 0 | 0 | 0 | 0 | 0 | 0 | 0 | 0
[8 empty] | Capital | 4 | 12 | 1.2682 | 1.2434 | 1.219 | 1.1951 | 1.1717 | 1.1487 | 1.1262 | 1.1041 | 1.0824 | 1.0612 | 1.0404 | 1.02 | 1 | 0 | 0 | 0 | 0 | 0 | 0 | 0 | 0 | 0 | 0 | 0 | 0 | 0 | 0 | 0 | 0 | 0 | 0 | 0 | 0 | 0 | 0 | 0 | 0 | 0 | 0 | 0 | 0 | 0 | 0 | 0 | 0 | 0 | 0 | 0 | 0 | 0
[8 empty] | Capital | 4 | 13 | 1.2936 | 1.2682 | 1.2434 | 1.219 | 1.1951 | 1.1717 | 1.1487 | 1.1262 | 1.1041 | 1.0824 | 1.0612 | 1.0404 | 1.02 | 1 | 0 | 0 | 0 | 0 | 0 | 0 | 0 | 0 | 0 | 0 | 0 | 0 | 0 | 0 | 0 | 0 | 0 | 0 | 0 | 0 | 0 | 0 | 0 | 0 | 0 | 0 | 0 | 0 | 0 | 0 | 0 | 0 | 0 | 0 | 0 | 0
[8 empty] | Capital | 4 | 14 | 1.3195 | 1.2936 | 1.2682 | 1.2434 | 1.219 | 1.1951 | 1.1717 | 1.1487 | 1.1262 | 1.1041 | 1.0824 | 1.0612 | 1.0404 | 1.02 | 1 | 0 | 0 | 0 | 0 | 0 | 0 | 0 | 0 | 0 | 0 | 0 | 0 | 0 | 0 | 0 | 0 | 0 | 0 | 0 | 0 | 0 | 0 | 0 | 0 | 0 | 0 | 0 | 0 | 0 | 0 | 0 | 0 | 0 | 0 | 0
[8 empty] | Capital | 4 | 15 | 1.3459 | 1.3195 | 1.2936 | 1.2682 | 1.2434 | 1.219 | 1.1951 | 1.1717 | 1.1487 | 1.1262 | 1.1041 | 1.0824 | 1.0612 | 1.0404 | 1.02 | 1 | 0 | 0 | 0 | 0 | 0 | 0 | 0 | 0 | 0 | 0 | 0 | 0 | 0 | 0 | 0 | 0 | 0 | 0 | 0 | 0 | 0 | 0 | 0 | 0 | 0 | 0 | 0 | 0 | 0 | 0 | 0 | 0 | 0 | 0
[8 empty] | Capital | 4 | 16 | 1.3728 | 1.3459 | 1.3195 | 1.2936 | 1.2682 | 1.2434 | 1.219 | 1.1951 | 1.1717 | 1.1487 | 1.1262 | 1.1041 | 1.0824 | 1.0612 | 1.0404 | 1.02 | 1 | 0 | 0 | 0 | 0 | 0 | 0 | 0 | 0 | 0 | 0 | 0 | 0 | 0 | 0 | 0 | 0 | 0 | 0 | 0 | 0 | 0 | 0 | 0 | 0 | 0 | 0 | 0 | 0 | 0 | 0 | 0 | 0 | 0
[8 empty] | Capital | 4 | 17 | 1.4002 | 1.3728 | 1.3459 | 1.3195 | 1.2936 | 1.2682 | 1.2434 | 1.219 | 1.1951 | 1.1717 | 1.1487 | 1.1262 | 1.1041 | 1.0824 | 1.0612 | 1.0404 | 1.02 | 1 | 0 | 0 | 0 | 0 | 0 | 0 | 0 | 0 | 0 | 0 | 0 | 0 | 0 | 0 | 0 | 0 | 0 | 0 | 0 | 0 | 0 | 0 | 0 | 0 | 0 | 0 | 0 | 0 | 0 | 0 | 0 | 0
[8 empty] | Capital | 4 | 18 | 1.4282 | 1.4002 | 1.3728 | 1.3459 | 1.3195 | 1.2936 | 1.2682 | 1.2434 | 1.219 | 1.1951 | 1.1717 | 1.1487 | 1.1262 | 1.1041 | 1.0824 | 1.0612 | 1.0404 | 1.02 | 1 | 0 | 0 | 0 | 0 | 0 | 0 | 0 | 0 | 0 | 0 | 0 | 0 | 0 | 0 | 0 | 0 | 0 | 0 | 0 | 0 | 0 | 0 | 0 | 0 | 0 | 0 | 0 | 0 | 0 | 0 | 0
[8 empty] | Capital | 4 | 19 | 1.4568 | 1.4282 | 1.4002 | 1.3728 | 1.3459 | 1.3195 | 1.2936 | 1.2682 | 1.2434 | 1.219 | 1.1951 | 1.1717 | 1.1487 | 1.1262 | 1.1041 | 1.0824 | 1.0612 | 1.0404 | 1.02 | 1 | 0 | 0 | 0 | 0 | 0 | 0 | 0 | 0 | 0 | 0 | 0 | 0 | 0 | 0 | 0 | 0 | 0 | 0 | 0 | 0 | 0 | 0 | 0 | 0 | 0 | 0 | 0 | 0 | 0 | 0
[8 empty] | Capital | 4 | 20 | 1.4859 | 1.4568 | 1.4282 | 1.4002 | 1.3728 | 1.3459 | 1.3195 | 1.2936 | 1.2682 | 1.2434 | 1.219 | 1.1951 | 1.1717 | 1.1487 | 1.1262 | 1.1041 | 1.0824 | 1.0612 | 1.0404 | 1.02 | 1 | 0 | 0 | 0 | 0 | 0 | 0 | 0 | 0 | 0 | 0 | 0 | 0 | 0 | 0 | 0 | 0 | 0 | 0 | 0 | 0 | 0 | 0 | 0 | 0 | 0 | 0 | 0 | 0 | 0
[8 empty] | Capital | 4 | 21 | 1.5157 | 1.4859 | 1.4568 | 1.4282 | 1.4002 | 1.3728 | 1.3459 | 1.3195 | 1.2936 | 1.2682 | 1.2434 | 1.219 | 1.1951 | 1.1717 | 1.1487 | 1.1262 | 1.1041 | 1.0824 | 1.0612 | 1.0404 | 1.02 | 1 | 0 | 0 | 0 | 0 | 0 | 0 | 0 | 0 | 0 | 0 | 0 | 0 | 0 | 0 | 0 | 0 | 0 | 0 | 0 | 0 | 0 | 0 | 0 | 0 | 0 | 0 | 0 | 0
[8 empty] | Capital | 4 | 22 | 1.546 | 1.5157 | 1.4859 | 1.4568 | 1.4282 | 1.4002 | 1.3728 | 1.3459 | 1.3195 | 1.2936 | 1.2682 | 1.2434 | 1.219 | 1.1951 | 1.1717 | 1.1487 | 1.1262 | 1.1041 | 1.0824 | 1.0612 | 1.0404 | 1.02 | 1 | 0 | 0 | 0 | 0 | 0 | 0 | 0 | 0 | 0 | 0 | 0 | 0 | 0 | 0 | 0 | 0 | 0 | 0 | 0 | 0 | 0 | 0 | 0 | 0 | 0 | 0 | 0
[8 empty] | Capital | 4 | 23 | 1.5769 | 1.546 | 1.5157 | 1.4859 | 1.4568 | 1.4282 | 1.4002 | 1.3728 | 1.3459 | 1.3195 | 1.2936 | 1.2682 | 1.2434 | 1.219 | 1.1951 | 1.1717 | 1.1487 | 1.1262 | 1.1041 | 1.0824 | 1.0612 | 1.0404 | 1.02 | 1 | 0 | 0 | 0 | 0 | 0 | 0 | 0 | 0 | 0 | 0 | 0 | 0 | 0 | 0 | 0 | 0 | 0 | 0 | 0 | 0 | 0 | 0 | 0 | 0 | 0 | 0
[8 empty] | Capital | 4 | 24 | 1.6084 | 1.5769 | 1.546 | 1.5157 | 1.4859 | 1.4568 | 1.4282 | 1.4002 | 1.3728 | 1.3459 | 1.3195 | 1.2936 | 1.2682 | 1.2434 | 1.219 | 1.1951 | 1.1717 | 1.1487 | 1.1262 | 1.1041 | 1.0824 | 1.0612 | 1.0404 | 1.02 | 1 | 0 | 0 | 0 | 0 | 0 | 0 | 0 | 0 | 0 | 0 | 0 | 0 | 0 | 0 | 0 | 0 | 0 | 0 | 0 | 0 | 0 | 0 | 0 | 0 | 0
[8 empty] | Capital | 4 | 25 | 1.6406 | 1.6084 | 1.5769 | 1.546 | 1.5157 | 1.4859 | 1.4568 | 1.4282 | 1.4002 | 1.3728 | 1.3459 | 1.3195 | 1.2936 | 1.2682 | 1.2434 | 1.219 | 1.1951 | 1.1717 | 1.1487 | 1.1262 | 1.1041 | 1.0824 | 1.0612 | 1.0404 | 1.02 | 1 | 0 | 0 | 0 | 0 | 0 | 0 | 0 | 0 | 0 | 0 | 0 | 0 | 0 | 0 | 0 | 0 | 0 | 0 | 0 | 0 | 0 | 0 | 0 | 0
[8 empty] | Capital | 4 | 26 | 1.6734 | 1.6406 | 1.6084 | 1.5769 | 1.546 | 1.5157 | 1.4859 | 1.4568 | 1.4282 | 1.4002 | 1.3728 | 1.3459 | 1.3195 | 1.2936 | 1.2682 | 1.2434 | 1.219 | 1.1951 | 1.1717 | 1.1487 | 1.1262 | 1.1041 | 1.0824 | 1.0612 | 1.0404 | 1.02 | 1 | 0 | 0 | 0 | 0 | 0 | 0 | 0 | 0 | 0 | 0 | 0 | 0 | 0 | 0 | 0 | 0 | 0 | 0 | 0 | 0 | 0 | 0 | 0
[8 empty] | Capital | 4 | 27 | 1.7069 | 1.6734 | 1.6406 | 1.6084 | 1.5769 | 1.546 | 1.5157 | 1.4859 | 1.4568 | 1.4282 | 1.4002 | 1.3728 | 1.3459 | 1.3195 | 1.2936 | 1.2682 | 1.2434 | 1.219 | 1.1951 | 1.1717 | 1.1487 | 1.1262 | 1.1041 | 1.0824 | 1.0612 | 1.0404 | 1.02 | 1 | 0 | 0 | 0 | 0 | 0 | 0 | 0 | 0 | 0 | 0 | 0 | 0 | 0 | 0 | 0 | 0 | 0 | 0 | 0 | 0 | 0 | 0
[8 empty] | Capital | 4 | 28 | 1.741 | 1.7069 | 1.6734 | 1.6406 | 1.6084 | 1.5769 | 1.546 | 1.5157 | 1.4859 | 1.4568 | 1.4282 | 1.4002 | 1.3728 | 1.3459 | 1.3195 | 1.2936 | 1.2682 | 1.2434 | 1.219 | 1.1951 | 1.1717 | 1.1487 | 1.1262 | 1.1041 | 1.0824 | 1.0612 | 1.0404 | 1.02 | 1 | 0 | 0 | 0 | 0 | 0 | 0 | 0 | 0 | 0 | 0 | 0 | 0 | 0 | 0 | 0 | 0 | 0 | 0 | 0 | 0 | 0
[8 empty] | Capital | 4 | 29 | 1.7758 | 1.741 | 1.7069 | 1.6734 | 1.6406 | 1.6084 | 1.5769 | 1.546 | 1.5157 | 1.4859 | 1.4568 | 1.4282 | 1.4002 | 1.3728 | 1.3459 | 1.3195 | 1.2936 | 1.2682 | 1.2434 | 1.219 | 1.1951 | 1.1717 | 1.1487 | 1.1262 | 1.1041 | 1.0824 | 1.0612 | 1.0404 | 1.02 | 1 | 0 | 0 | 0 | 0 | 0 | 0 | 0 | 0 | 0 | 0 | 0 | 0 | 0 | 0 | 0 | 0 | 0 | 0 | 0 | 0
[8 empty] | Capital | 4 | 30 | 1.8114 | 1.7758 | 1.741 | 1.7069 | 1.6734 | 1.6406 | 1.6084 | 1.5769 | 1.546 | 1.5157 | 1.4859 | 1.4568 | 1.4282 | 1.4002 | 1.3728 | 1.3459 | 1.3195 | 1.2936 | 1.2682 | 1.2434 | 1.219 | 1.1951 | 1.1717 | 1.1487 | 1.1262 | 1.1041 | 1.0824 | 1.0612 | 1.0404 | 1.02 | 1 | 0 | 0 | 0 | 0 | 0 | 0 | 0 | 0 | 0 | 0 | 0 | 0 | 0 | 0 | 0 | 0 | 0 | 0 | 0
[8 empty] | Capital | 4 | 31 | 1.8476 | 1.8114 | 1.7758 | 1.741 | 1.7069 | 1.6734 | 1.6406 | 1.6084 | 1.5769 | 1.546 | 1.5157 | 1.4859 | 1.4568 | 1.4282 | 1.4002 | 1.3728 | 1.3459 | 1.3195 | 1.2936 | 1.2682 | 1.2434 | 1.219 | 1.1951 | 1.1717 | 1.1487 | 1.1262 | 1.1041 | 1.0824 | 1.0612 | 1.0404 | 1.02 | 1 | 0 | 0 | 0 | 0 | 0 | 0 | 0 | 0 | 0 | 0 | 0 | 0 | 0 | 0 | 0 | 0 | 0 | 0
[8 empty] | Capital | 4 | 32 | 1.8845 | 1.8476 | 1.8114 | 1.7758 | 1.741 | 1.7069 | 1.6734 | 1.6406 | 1.6084 | 1.5769 | 1.546 | 1.5157 | 1.4859 | 1.4568 | 1.4282 | 1.4002 | 1.3728 | 1.3459 | 1.3195 | 1.2936 | 1.2682 | 1.2434 | 1.219 | 1.1951 | 1.1717 | 1.1487 | 1.1262 | 1.1041 | 1.0824 | 1.0612 | 1.0404 | 1.02 | 1 | 0 | 0 | 0 | 0 | 0 | 0 | 0 | 0 | 0 | 0 | 0 | 0 | 0 | 0 | 0 | 0 | 0
[8 empty] | Capital | 4 | 33 | 1.9222 | 1.8845 | 1.8476 | 1.8114 | 1.7758 | 1.741 | 1.7069 | 1.6734 | 1.6406 | 1.6084 | 1.5769 | 1.546 | 1.5157 | 1.4859 | 1.4568 | 1.4282 | 1.4002 | 1.3728 | 1.3459 | 1.3195 | 1.2936 | 1.2682 | 1.2434 | 1.219 | 1.1951 | 1.1717 | 1.1487 | 1.1262 | 1.1041 | 1.0824 | 1.0612 | 1.0404 | 1.02 | 1 | 0 | 0 | 0 | 0 | 0 | 0 | 0 | 0 | 0 | 0 | 0 | 0 | 0 | 0 | 0 | 0
[8 empty] | Capital | 4 | 34 | 1.9607 | 1.9222 | 1.8845 | 1.8476 | 1.8114 | 1.7758 | 1.741 | 1.7069 | 1.6734 | 1.6406 | 1.6084 | 1.5769 | 1.546 | 1.5157 | 1.4859 | 1.4568 | 1.4282 | 1.4002 | 1.3728 | 1.3459 | 1.3195 | 1.2936 | 1.2682 | 1.2434 | 1.219 | 1.1951 | 1.1717 | 1.1487 | 1.1262 | 1.1041 | 1.0824 | 1.0612 | 1.0404 | 1.02 | 1 | 0 | 0 | 0 | 0 | 0 | 0 | 0 | 0 | 0 | 0 | 0 | 0 | 0 | 0 | 0
[8 empty] | Capital | 4 | 35 | 1.9999 | 1.9607 | 1.9222 | 1.8845 | 1.8476 | 1.8114 | 1.7758 | 1.741 | 1.7069 | 1.6734 | 1.6406 | 1.6084 | 1.5769 | 1.546 | 1.5157 | 1.4859 | 1.4568 | 1.4282 | 1.4002 | 1.3728 | 1.3459 | 1.3195 | 1.2936 | 1.2682 | 1.2434 | 1.219 | 1.1951 | 1.1717 | 1.1487 | 1.1262 | 1.1041 | 1.0824 | 1.0612 | 1.0404 | 1.02 | 1 | 0 | 0 | 0 | 0 | 0 | 0 | 0 | 0 | 0 | 0 | 0 | 0 | 0 | 0
[8 empty] | Capital | 4 | 36 | 2.0399 | 1.9999 | 1.9607 | 1.9222 | 1.8845 | 1.8476 | 1.8114 | 1.7758 | 1.741 | 1.7069 | 1.6734 | 1.6406 | 1.6084 | 1.5769 | 1.546 | 1.5157 | 1.4859 | 1.4568 | 1.4282 | 1.4002 | 1.3728 | 1.3459 | 1.3195 | 1.2936 | 1.2682 | 1.2434 | 1.219 | 1.1951 | 1.1717 | 1.1487 | 1.1262 | 1.1041 | 1.0824 | 1.0612 | 1.0404 | 1.02 | 1 | 0 | 0 | 0 | 0 | 0 | 0 | 0 | 0 | 0 | 0 | 0 | 0 | 0
[8 empty] | Capital | 4 | 37 | 2.0807 | 2.0399 | 1.9999 | 1.9607 | 1.9222 | 1.8845 | 1.8476 | 1.8114 | 1.7758 | 1.741 | 1.7069 | 1.6734 | 1.6406 | 1.6084 | 1.5769 | 1.546 | 1.5157 | 1.4859 | 1.4568 | 1.4282 | 1.4002 | 1.3728 | 1.3459 | 1.3195 | 1.2936 | 1.2682 | 1.2434 | 1.219 | 1.1951 | 1.1717 | 1.1487 | 1.1262 | 1.1041 | 1.0824 | 1.0612 | 1.0404 | 1.02 | 1 | 0 | 0 | 0 | 0 | 0 | 0 | 0 | 0 | 0 | 0 | 0 | 0
[8 empty] | Capital | 4 | 38 | 2.1223 | 2.0807 | 2.0399 | 1.9999 | 1.9607 | 1.9222 | 1.8845 | 1.8476 | 1.8114 | 1.7758 | 1.741 | 1.7069 | 1.6734 | 1.6406 | 1.6084 | 1.5769 | 1.546 | 1.5157 | 1.4859 | 1.4568 | 1.4282 | 1.4002 | 1.3728 | 1.3459 | 1.3195 | 1.2936 | 1.2682 | 1.2434 | 1.219 | 1.1951 | 1.1717 | 1.1487 | 1.1262 | 1.1041 | 1.0824 | 1.0612 | 1.0404 | 1.02 | 1 | 0 | 0 | 0 | 0 | 0 | 0 | 0 | 0 | 0 | 0 | 0
[8 empty] | Capital | 4 | 39 | 2.1647 | 2.1223 | 2.0807 | 2.0399 | 1.9999 | 1.9607 | 1.9222 | 1.8845 | 1.8476 | 1.8114 | 1.7758 | 1.741 | 1.7069 | 1.6734 | 1.6406 | 1.6084 | 1.5769 | 1.546 | 1.5157 | 1.4859 | 1.4568 | 1.4282 | 1.4002 | 1.3728 | 1.3459 | 1.3195 | 1.2936 | 1.2682 | 1.2434 | 1.219 | 1.1951 | 1.1717 | 1.1487 | 1.1262 | 1.1041 | 1.0824 | 1.0612 | 1.0404 | 1.02 | 1 | 0 | 0 | 0 | 0 | 0 | 0 | 0 | 0 | 0 | 0
[8 empty] | Capital | 4 | 40 | 2.208 | 2.1647 | 2.1223 | 2.0807 | 2.0399 | 1.9999 | 1.9607 | 1.9222 | 1.8845 | 1.8476 | 1.8114 | 1.7758 | 1.741 | 1.7069 | 1.6734 | 1.6406 | 1.6084 | 1.5769 | 1.546 | 1.5157 | 1.4859 | 1.4568 | 1.4282 | 1.4002 | 1.3728 | 1.3459 | 1.3195 | 1.2936 | 1.2682 | 1.2434 | 1.219 | 1.1951 | 1.1717 | 1.1487 | 1.1262 | 1.1041 | 1.0824 | 1.0612 | 1.0404 | 1.02 | 1 | 0 | 0 | 0 | 0 | 0 | 0 | 0 | 0 | 0
[8 empty] | Capital | 4 | 41 | 2.2522 | 2.208 | 2.1647 | 2.1223 | 2.0807 | 2.0399 | 1.9999 | 1.9607 | 1.9222 | 1.8845 | 1.8476 | 1.8114 | 1.7758 | 1.741 | 1.7069 | 1.6734 | 1.6406 | 1.6084 | 1.5769 | 1.546 | 1.5157 | 1.4859 | 1.4568 | 1.4282 | 1.4002 | 1.3728 | 1.3459 | 1.3195 | 1.2936 | 1.2682 | 1.2434 | 1.219 | 1.1951 | 1.1717 | 1.1487 | 1.1262 | 1.1041 | 1.0824 | 1.0612 | 1.0404 | 1.02 | 1 | 0 | 0 | 0 | 0 | 0 | 0 | 0 | 0
[8 empty] | Capital | 4 | 42 | 2.2972 | 2.2522 | 2.208 | 2.1647 | 2.1223 | 2.0807 | 2.0399 | 1.9999 | 1.9607 | 1.9222 | 1.8845 | 1.8476 | 1.8114 | 1.7758 | 1.741 | 1.7069 | 1.6734 | 1.6406 | 1.6084 | 1.5769 | 1.546 | 1.5157 | 1.4859 | 1.4568 | 1.4282 | 1.4002 | 1.3728 | 1.3459 | 1.3195 | 1.2936 | 1.2682 | 1.2434 | 1.219 | 1.1951 | 1.1717 | 1.1487 | 1.1262 | 1.1041 | 1.0824 | 1.0612 | 1.0404 | 1.02 | 1 | 0 | 0 | 0 | 0 | 0 | 0 | 0
[8 empty] | Capital | 4 | 43 | 2.3432 | 2.2972 | 2.2522 | 2.208 | 2.1647 | 2.1223 | 2.0807 | 2.0399 | 1.9999 | 1.9607 | 1.9222 | 1.8845 | 1.8476 | 1.8114 | 1.7758 | 1.741 | 1.7069 | 1.6734 | 1.6406 | 1.6084 | 1.5769 | 1.546 | 1.5157 | 1.4859 | 1.4568 | 1.4282 | 1.4002 | 1.3728 | 1.3459 | 1.3195 | 1.2936 | 1.2682 | 1.2434 | 1.219 | 1.1951 | 1.1717 | 1.1487 | 1.1262 | 1.1041 | 1.0824 | 1.0612 | 1.0404 | 1.02 | 1 | 0 | 0 | 0 | 0 | 0 | 0
[8 empty] | Capital | 4 | 44 | 2.3901 | 2.3432 | 2.2972 | 2.2522 | 2.208 | 2.1647 | 2.1223 | 2.0807 | 2.0399 | 1.9999 | 1.9607 | 1.9222 | 1.8845 | 1.8476 | 1.8114 | 1.7758 | 1.741 | 1.7069 | 1.6734 | 1.6406 | 1.6084 | 1.5769 | 1.546 | 1.5157 | 1.4859 | 1.4568 | 1.4282 | 1.4002 | 1.3728 | 1.3459 | 1.3195 | 1.2936 | 1.2682 | 1.2434 | 1.219 | 1.1951 | 1.1717 | 1.1487 | 1.1262 | 1.1041 | 1.0824 | 1.0612 | 1.0404 | 1.02 | 1 | 0 | 0 | 0 | 0 | 0
[8 empty] | Capital | 4 | 45 | 2.4379 | 2.3901 | 2.3432 | 2.2972 | 2.2522 | 2.208 | 2.1647 | 2.1223 | 2.0807 | 2.0399 | 1.9999 | 1.9607 | 1.9222 | 1.8845 | 1.8476 | 1.8114 | 1.7758 | 1.741 | 1.7069 | 1.6734 | 1.6406 | 1.6084 | 1.5769 | 1.546 | 1.5157 | 1.4859 | 1.4568 | 1.4282 | 1.4002 | 1.3728 | 1.3459 | 1.3195 | 1.2936 | 1.2682 | 1.2434 | 1.219 | 1.1951 | 1.1717 | 1.1487 | 1.1262 | 1.1041 | 1.0824 | 1.0612 | 1.0404 | 1.02 | 1 | 0 | 0 | 0 | 0
[8 empty] | Capital | 4 | 46 | 2.4866 | 2.4379 | 2.3901 | 2.3432 | 2.2972 | 2.2522 | 2.208 | 2.1647 | 2.1223 | 2.0807 | 2.0399 | 1.9999 | 1.9607 | 1.9222 | 1.8845 | 1.8476 | 1.8114 | 1.7758 | 1.741 | 1.7069 | 1.6734 | 1.6406 | 1.6084 | 1.5769 | 1.546 | 1.5157 | 1.4859 | 1.4568 | 1.4282 | 1.4002 | 1.3728 | 1.3459 | 1.3195 | 1.2936 | 1.2682 | 1.2434 | 1.219 | 1.1951 | 1.1717 | 1.1487 | 1.1262 | 1.1041 | 1.0824 | 1.0612 | 1.0404 | 1.02 | 1 | 0 | 0 | 0
[8 empty] | Capital | 4 | 47 | 2.5363 | 2.4866 | 2.4379 | 2.3901 | 2.3432 | 2.2972 | 2.2522 | 2.208 | 2.1647 | 2.1223 | 2.0807 | 2.0399 | 1.9999 | 1.9607 | 1.9222 | 1.8845 | 1.8476 | 1.8114 | 1.7758 | 1.741 | 1.7069 | 1.6734 | 1.6406 | 1.6084 | 1.5769 | 1.546 | 1.5157 | 1.4859 | 1.4568 | 1.4282 | 1.4002 | 1.3728 | 1.3459 | 1.3195 | 1.2936 | 1.2682 | 1.2434 | 1.219 | 1.1951 | 1.1717 | 1.1487 | 1.1262 | 1.1041 | 1.0824 | 1.0612 | 1.0404 | 1.02 | 1 | 0 | 0
[8 empty] | Capital | 4 | 48 | 2.5871 | 2.5363 | 2.4866 | 2.4379 | 2.3901 | 2.3432 | 2.2972 | 2.2522 | 2.208 | 2.1647 | 2.1223 | 2.0807 | 2.0399 | 1.9999 | 1.9607 | 1.9222 | 1.8845 | 1.8476 | 1.8114 | 1.7758 | 1.741 | 1.7069 | 1.6734 | 1.6406 | 1.6084 | 1.5769 | 1.546 | 1.5157 | 1.4859 | 1.4568 | 1.4282 | 1.4002 | 1.3728 | 1.3459 | 1.3195 | 1.2936 | 1.2682 | 1.2434 | 1.219 | 1.1951 | 1.1717 | 1.1487 | 1.1262 | 1.1041 | 1.0824 | 1.0612 | 1.0404 | 1.02 | 1 | 0
[8 empty] | Capital | 4 | 49 | 2.6388 | 2.5871 | 2.5363 | 2.4866 | 2.4379 | 2.3901 | 2.3432 | 2.2972 | 2.2522 | 2.208 | 2.1647 | 2.1223 | 2.0807 | 2.0399 | 1.9999 | 1.9607 | 1.9222 | 1.8845 | 1.8476 | 1.8114 | 1.7758 | 1.741 | 1.7069 | 1.6734 | 1.6406 | 1.6084 | 1.5769 | 1.546 | 1.5157 | 1.4859 | 1.4568 | 1.4282 | 1.4002 | 1.3728 | 1.3459 | 1.3195 | 1.2936 | 1.2682 | 1.2434 | 1.219 | 1.1951 | 1.1717 | 1.1487 | 1.1262 | 1.1041 | 1.0824 | 1.0612 | 1.0404 | 1.02 | 1
[8 empty] | Capital | 4 | 50 | 2.6916 | 2.6388 | 2.5871 | 2.5363 | 2.4866 | 2.4379 | 2.3901 | 2.3432 | 2.2972 | 2.2522 | 2.208 | 2.1647 | 2.1223 | 2.0807 | 2.0399 | 1.9999 | 1.9607 | 1.9222 | 1.8845 | 1.8476 | 1.8114 | 1.7758 | 1.741 | 1.7069 | 1.6734 | 1.6406 | 1.6084 | 1.5769 | 1.546 | 1.5157 | 1.4859 | 1.4568 | 1.4282 | 1.4002 | 1.3728 | 1.3459 | 1.3195 | 1.2936 | 1.2682 | 1.2434 | 1.219 | 1.1951 | 1.1717 | 1.1487 | 1.1262 | 1.1041 | 1.0824 | 1.0612 | 1.0404 | 1.02
[8 empty] | SolarDegrade | 5 | 0 | 1 | 0 | 0 | 0 | 0 | 0 | 0 | 0 | 0 | 0 | 0 | 0 | 0 | 0 | 0 | 0 | 0 | 0 | 0 | 0 | 0 | 0 | 0 | 0 | 0 | 0 | 0 | 0 | 0 | 0 | 0 | 0 | 0 | 0 | 0 | 0 | 0 | 0 | 0 | 0 | 0 | 0 | 0 | 0 | 0 | 0 | 0 | 0 | 0 | 0
[8 empty] | SolarDegrade | 5 | 1 | 0.995 | 1 | 0 | 0 | 0 | 0 | 0 | 0 | 0 | 0 | 0 | 0 | 0 | 0 | 0 | 0 | 0 | 0 | 0 | 0 | 0 | 0 | 0 | 0 | 0 | 0 | 0 | 0 | 0 | 0 | 0 | 0 | 0 | 0 | 0 | 0 | 0 | 0 | 0 | 0 | 0 | 0 | 0 | 0 | 0 | 0 | 0 | 0 | 0 | 0
[8 empty] | SolarDegrade | 5 | 2 | 0.99003 | 0.995 | 1 | 0 | 0 | 0 | 0 | 0 | 0 | 0 | 0 | 0 | 0 | 0 | 0 | 0 | 0 | 0 | 0 | 0 | 0 | 0 | 0 | 0 | 0 | 0 | 0 | 0 | 0 | 0 | 0 | 0 | 0 | 0 | 0 | 0 | 0 | 0 | 0 | 0 | 0 | 0 | 0 | 0 | 0 | 0 | 0 | 0 | 0 | 0
[8 empty] | SolarDegrade | 5 | 3 | 0.98507 | 0.99003 | 0.995 | 1 | 0 | 0 | 0 | 0 | 0 | 0 | 0 | 0 | 0 | 0 | 0 | 0 | 0 | 0 | 0 | 0 | 0 | 0 | 0 | 0 | 0 | 0 | 0 | 0 | 0 | 0 | 0 | 0 | 0 | 0 | 0 | 0 | 0 | 0 | 0 | 0 | 0 | 0 | 0 | 0 | 0 | 0 | 0 | 0 | 0 | 0
[8 empty] | SolarDegrade | 5 | 4 | 0.98015 | 0.98507 | 0.99003 | 0.995 | 1 | 0 | 0 | 0 | 0 | 0 | 0 | 0 | 0 | 0 | 0 | 0 | 0 | 0 | 0 | 0 | 0 | 0 | 0 | 0 | 0 | 0 | 0 | 0 | 0 | 0 | 0 | 0 | 0 | 0 | 0 | 0 | 0 | 0 | 0 | 0 | 0 | 0 | 0 | 0 | 0 | 0 | 0 | 0 | 0 | 0
[8 empty] | SolarDegrade | 5 | 5 | 0.97525 | 0.98015 | 0.98507 | 0.99003 | 0.995 | 1 | 0 | 0 | 0 | 0 | 0 | 0 | 0 | 0 | 0 | 0 | 0 | 0 | 0 | 0 | 0 | 0 | 0 | 0 | 0 | 0 | 0 | 0 | 0 | 0 | 0 | 0 | 0 | 0 | 0 | 0 | 0 | 0 | 0 | 0 | 0 | 0 | 0 | 0 | 0 | 0 | 0 | 0 | 0 | 0
[8 empty] | SolarDegrade | 5 | 6 | 0.97037 | 0.97525 | 0.98015 | 0.98507 | 0.99003 | 0.995 | 1 | 0 | 0 | 0 | 0 | 0 | 0 | 0 | 0 | 0 | 0 | 0 | 0 | 0 | 0 | 0 | 0 | 0 | 0 | 0 | 0 | 0 | 0 | 0 | 0 | 0 | 0 | 0 | 0 | 0 | 0 | 0 | 0 | 0 | 0 | 0 | 0 | 0 | 0 | 0 | 0 | 0 | 0 | 0
[8 empty] | SolarDegrade | 5 | 7 | 0.96552 | 0.97037 | 0.97525 | 0.98015 | 0.98507 | 0.99003 | 0.995 | 1 | 0 | 0 | 0 | 0 | 0 | 0 | 0 | 0 | 0 | 0 | 0 | 0 | 0 | 0 | 0 | 0 | 0 | 0 | 0 | 0 | 0 | 0 | 0 | 0 | 0 | 0 | 0 | 0 | 0 | 0 | 0 | 0 | 0 | 0 | 0 | 0 | 0 | 0 | 0 | 0 | 0 | 0
[8 empty] | SolarDegrade | 5 | 8 | 0.96069 | 0.96552 | 0.97037 | 0.97525 | 0.98015 | 0.98507 | 0.99003 | 0.995 | 1 | 0 | 0 | 0 | 0 | 0 | 0 | 0 | 0 | 0 | 0 | 0 | 0 | 0 | 0 | 0 | 0 | 0 | 0 | 0 | 0 | 0 | 0 | 0 | 0 | 0 | 0 | 0 | 0 | 0 | 0 | 0 | 0 | 0 | 0 | 0 | 0 | 0 | 0 | 0 | 0 | 0
[8 empty] | SolarDegrade | 5 | 9 | 0.95589 | 0.96069 | 0.96552 | 0.97037 | 0.97525 | 0.98015 | 0.98507 | 0.99003 | 0.995 | 1 | 0 | 0 | 0 | 0 | 0 | 0 | 0 | 0 | 0 | 0 | 0 | 0 | 0 | 0 | 0 | 0 | 0 | 0 | 0 | 0 | 0 | 0 | 0 | 0 | 0 | 0 | 0 | 0 | 0 | 0 | 0 | 0 | 0 | 0 | 0 | 0 | 0 | 0 | 0 | 0
[8 empty] | SolarDegrade | 5 | 10 | 0.95111 | 0.95589 | 0.96069 | 0.96552 | 0.97037 | 0.97525 | 0.98015 | 0.98507 | 0.99003 | 0.995 | 1 | 0 | 0 | 0 | 0 | 0 | 0 | 0 | 0 | 0 | 0 | 0 | 0 | 0 | 0 | 0 | 0 | 0 | 0 | 0 | 0 | 0 | 0 | 0 | 0 | 0 | 0 | 0 | 0 | 0 | 0 | 0 | 0 | 0 | 0 | 0 | 0 | 0 | 0 | 0
[8 empty] | SolarDegrade | 5 | 11 | 0.94635 | 0.95111 | 0.95589 | 0.96069 | 0.96552 | 0.97037 | 0.97525 | 0.98015 | 0.98507 | 0.99003 | 0.995 | 1 | 0 | 0 | 0 | 0 | 0 | 0 | 0 | 0 | 0 | 0 | 0 | 0 | 0 | 0 | 0 | 0 | 0 | 0 | 0 | 0 | 0 | 0 | 0 | 0 | 0 | 0 | 0 | 0 | 0 | 0 | 0 | 0 | 0 | 0 | 0 | 0 | 0 | 0
[8 empty] | SolarDegrade | 5 | 12 | 0.94162 | 0.94635 | 0.95111 | 0.95589 | 0.96069 | 0.96552 | 0.97037 | 0.97525 | 0.98015 | 0.98507 | 0.99003 | 0.995 | 1 | 0 | 0 | 0 | 0 | 0 | 0 | 0 | 0 | 0 | 0 | 0 | 0 | 0 | 0 | 0 | 0 | 0 | 0 | 0 | 0 | 0 | 0 | 0 | 0 | 0 | 0 | 0 | 0 | 0 | 0 | 0 | 0 | 0 | 0 | 0 | 0 | 0
[8 empty] | SolarDegrade | 5 | 13 | 0.93691 | 0.94162 | 0.94635 | 0.95111 | 0.95589 | 0.96069 | 0.96552 | 0.97037 | 0.97525 | 0.98015 | 0.98507 | 0.99003 | 0.995 | 1 | 0 | 0 | 0 | 0 | 0 | 0 | 0 | 0 | 0 | 0 | 0 | 0 | 0 | 0 | 0 | 0 | 0 | 0 | 0 | 0 | 0 | 0 | 0 | 0 | 0 | 0 | 0 | 0 | 0 | 0 | 0 | 0 | 0 | 0 | 0 | 0
[8 empty] | SolarDegrade | 5 | 14 | 0.93223 | 0.93691 | 0.94162 | 0.94635 | 0.95111 | 0.95589 | 0.96069 | 0.96552 | 0.97037 | 0.97525 | 0.98015 | 0.98507 | 0.99003 | 0.995 | 1 | 0 | 0 | 0 | 0 | 0 | 0 | 0 | 0 | 0 | 0 | 0 | 0 | 0 | 0 | 0 | 0 | 0 | 0 | 0 | 0 | 0 | 0 | 0 | 0 | 0 | 0 | 0 | 0 | 0 | 0 | 0 | 0 | 0 | 0 | 0
[8 empty] | SolarDegrade | 5 | 15 | 0.92757 | 0.93223 | 0.93691 | 0.94162 | 0.94635 | 0.95111 | 0.95589 | 0.96069 | 0.96552 | 0.97037 | 0.97525 | 0.98015 | 0.98507 | 0.99003 | 0.995 | 1 | 0 | 0 | 0 | 0 | 0 | 0 | 0 | 0 | 0 | 0 | 0 | 0 | 0 | 0 | 0 | 0 | 0 | 0 | 0 | 0 | 0 | 0 | 0 | 0 | 0 | 0 | 0 | 0 | 0 | 0 | 0 | 0 | 0 | 0
[8 empty] | SolarDegrade | 5 | 16 | 0.92293 | 0.92757 | 0.93223 | 0.93691 | 0.94162 | 0.94635 | 0.95111 | 0.95589 | 0.96069 | 0.96552 | 0.97037 | 0.97525 | 0.98015 | 0.98507 | 0.99003 | 0.995 | 1 | 0 | 0 | 0 | 0 | 0 | 0 | 0 | 0 | 0 | 0 | 0 | 0 | 0 | 0 | 0 | 0 | 0 | 0 | 0 | 0 | 0 | 0 | 0 | 0 | 0 | 0 | 0 | 0 | 0 | 0 | 0 | 0 | 0
[8 empty] | SolarDegrade | 5 | 17 | 0.91832 | 0.92293 | 0.92757 | 0.93223 | 0.93691 | 0.94162 | 0.94635 | 0.95111 | 0.95589 | 0.96069 | 0.96552 | 0.97037 | 0.97525 | 0.98015 | 0.98507 | 0.99003 | 0.995 | 1 | 0 | 0 | 0 | 0 | 0 | 0 | 0 | 0 | 0 | 0 | 0 | 0 | 0 | 0 | 0 | 0 | 0 | 0 | 0 | 0 | 0 | 0 | 0 | 0 | 0 | 0 | 0 | 0 | 0 | 0 | 0 | 0
[8 empty] | SolarDegrade | 5 | 18 | 0.91372 | 0.91832 | 0.92293 | 0.92757 | 0.93223 | 0.93691 | 0.94162 | 0.94635 | 0.95111 | 0.95589 | 0.96069 | 0.96552 | 0.97037 | 0.97525 | 0.98015 | 0.98507 | 0.99003 | 0.995 | 1 | 0 | 0 | 0 | 0 | 0 | 0 | 0 | 0 | 0 | 0 | 0 | 0 | 0 | 0 | 0 | 0 | 0 | 0 | 0 | 0 | 0 | 0 | 0 | 0 | 0 | 0 | 0 | 0 | 0 | 0 | 0
[8 empty] | SolarDegrade | 5 | 19 | 0.90916 | 0.91372 | 0.91832 | 0.92293 | 0.92757 | 0.93223 | 0.93691 | 0.94162 | 0.94635 | 0.95111 | 0.95589 | 0.96069 | 0.96552 | 0.97037 | 0.97525 | 0.98015 | 0.98507 | 0.99003 | 0.995 | 1 | 0 | 0 | 0 | 0 | 0 | 0 | 0 | 0 | 0 | 0 | 0 | 0 | 0 | 0 | 0 | 0 | 0 | 0 | 0 | 0 | 0 | 0 | 0 | 0 | 0 | 0 | 0 | 0 | 0 | 0
[8 empty] | SolarDegrade | 5 | 20 | 0.90461 | 0.90916 | 0.91372 | 0.91832 | 0.92293 | 0.92757 | 0.93223 | 0.93691 | 0.94162 | 0.94635 | 0.95111 | 0.95589 | 0.96069 | 0.96552 | 0.97037 | 0.97525 | 0.98015 | 0.98507 | 0.99003 | 0.995 | 1 | 0 | 0 | 0 | 0 | 0 | 0 | 0 | 0 | 0 | 0 | 0 | 0 | 0 | 0 | 0 | 0 | 0 | 0 | 0 | 0 | 0 | 0 | 0 | 0 | 0 | 0 | 0 | 0 | 0
[8 empty] | SolarDegrade | 5 | 21 | 0.90009 | 0.90461 | 0.90916 | 0.91372 | 0.91832 | 0.92293 | 0.92757 | 0.93223 | 0.93691 | 0.94162 | 0.94635 | 0.95111 | 0.95589 | 0.96069 | 0.96552 | 0.97037 | 0.97525 | 0.98015 | 0.98507 | 0.99003 | 0.995 | 1 | 0 | 0 | 0 | 0 | 0 | 0 | 0 | 0 | 0 | 0 | 0 | 0 | 0 | 0 | 0 | 0 | 0 | 0 | 0 | 0 | 0 | 0 | 0 | 0 | 0 | 0 | 0 | 0
[8 empty] | SolarDegrade | 5 | 22 | 0.89559 | 0.90009 | 0.90461 | 0.90916 | 0.91372 | 0.91832 | 0.92293 | 0.92757 | 0.93223 | 0.93691 | 0.94162 | 0.94635 | 0.95111 | 0.95589 | 0.96069 | 0.96552 | 0.97037 | 0.97525 | 0.98015 | 0.98507 | 0.99003 | 0.995 | 1 | 0 | 0 | 0 | 0 | 0 | 0 | 0 | 0 | 0 | 0 | 0 | 0 | 0 | 0 | 0 | 0 | 0 | 0 | 0 | 0 | 0 | 0 | 0 | 0 | 0 | 0 | 0
[8 empty] | SolarDegrade | 5 | 23 | 0.89111 | 0.89559 | 0.90009 | 0.90461 | 0.90916 | 0.91372 | 0.91832 | 0.92293 | 0.92757 | 0.93223 | 0.93691 | 0.94162 | 0.94635 | 0.95111 | 0.95589 | 0.96069 | 0.96552 | 0.97037 | 0.97525 | 0.98015 | 0.98507 | 0.99003 | 0.995 | 1 | 0 | 0 | 0 | 0 | 0 | 0 | 0 | 0 | 0 | 0 | 0 | 0 | 0 | 0 | 0 | 0 | 0 | 0 | 0 | 0 | 0 | 0 | 0 | 0 | 0 | 0
[8 empty] | SolarDegrade | 5 | 24 | 0.88665 | 0.89111 | 0.89559 | 0.90009 | 0.90461 | 0.90916 | 0.91372 | 0.91832 | 0.92293 | 0.92757 | 0.93223 | 0.93691 | 0.94162 | 0.94635 | 0.95111 | 0.95589 | 0.96069 | 0.96552 | 0.97037 | 0.97525 | 0.98015 | 0.98507 | 0.99003 | 0.995 | 1 | 0 | 0 | 0 | 0 | 0 | 0 | 0 | 0 | 0 | 0 | 0 | 0 | 0 | 0 | 0 | 0 | 0 | 0 | 0 | 0 | 0 | 0 | 0 | 0 | 0
[8 empty] | SolarDegrade | 5 | 25 | 0.88222 | 0.88665 | 0.89111 | 0.89559 | 0.90009 | 0.90461 | 0.90916 | 0.91372 | 0.91832 | 0.92293 | 0.92757 | 0.93223 | 0.93691 | 0.94162 | 0.94635 | 0.95111 | 0.95589 | 0.96069 | 0.96552 | 0.97037 | 0.97525 | 0.98015 | 0.98507 | 0.99003 | 0.995 | 1 | 0 | 0 | 0 | 0 | 0 | 0 | 0 | 0 | 0 | 0 | 0 | 0 | 0 | 0 | 0 | 0 | 0 | 0 | 0 | 0 | 0 | 0 | 0 | 0
[8 empty] | SolarDegrade | 5 | 26 | 0.87781 | 0.88222 | 0.88665 | 0.89111 | 0.89559 | 0.90009 | 0.90461 | 0.90916 | 0.91372 | 0.91832 | 0.92293 | 0.92757 | 0.93223 | 0.93691 | 0.94162 | 0.94635 | 0.95111 | 0.95589 | 0.96069 | 0.96552 | 0.97037 | 0.97525 | 0.98015 | 0.98507 | 0.99003 | 0.995 | 1 | 0 | 0 | 0 | 0 | 0 | 0 | 0 | 0 | 0 | 0 | 0 | 0 | 0 | 0 | 0 | 0 | 0 | 0 | 0 | 0 | 0 | 0 | 0
[8 empty] | SolarDegrade | 5 | 27 | 0.87342 | 0.87781 | 0.88222 | 0.88665 | 0.89111 | 0.89559 | 0.90009 | 0.90461 | 0.90916 | 0.91372 | 0.91832 | 0.92293 | 0.92757 | 0.93223 | 0.93691 | 0.94162 | 0.94635 | 0.95111 | 0.95589 | 0.96069 | 0.96552 | 0.97037 | 0.97525 | 0.98015 | 0.98507 | 0.99003 | 0.995 | 1 | 0 | 0 | 0 | 0 | 0 | 0 | 0 | 0 | 0 | 0 | 0 | 0 | 0 | 0 | 0 | 0 | 0 | 0 | 0 | 0 | 0 | 0
[8 empty] | SolarDegrade | 5 | 28 | 0.86905 | 0.87342 | 0.87781 | 0.88222 | 0.88665 | 0.89111 | 0.89559 | 0.90009 | 0.90461 | 0.90916 | 0.91372 | 0.91832 | 0.92293 | 0.92757 | 0.93223 | 0.93691 | 0.94162 | 0.94635 | 0.95111 | 0.95589 | 0.96069 | 0.96552 | 0.97037 | 0.97525 | 0.98015 | 0.98507 | 0.99003 | 0.995 | 1 | 0 | 0 | 0 | 0 | 0 | 0 | 0 | 0 | 0 | 0 | 0 | 0 | 0 | 0 | 0 | 0 | 0 | 0 | 0 | 0 | 0
[8 empty] | SolarDegrade | 5 | 29 | 0.86471 | 0.86905 | 0.87342 | 0.87781 | 0.88222 | 0.88665 | 0.89111 | 0.89559 | 0.90009 | 0.90461 | 0.90916 | 0.91372 | 0.91832 | 0.92293 | 0.92757 | 0.93223 | 0.93691 | 0.94162 | 0.94635 | 0.95111 | 0.95589 | 0.96069 | 0.96552 | 0.97037 | 0.97525 | 0.98015 | 0.98507 | 0.99003 | 0.995 | 1 | 0 | 0 | 0 | 0 | 0 | 0 | 0 | 0 | 0 | 0 | 0 | 0 | 0 | 0 | 0 | 0 | 0 | 0 | 0 | 0
[8 empty] | SolarDegrade | 5 | 30 | 0.86038 | 0.86471 | 0.86905 | 0.87342 | 0.87781 | 0.88222 | 0.88665 | 0.89111 | 0.89559 | 0.90009 | 0.90461 | 0.90916 | 0.91372 | 0.91832 | 0.92293 | 0.92757 | 0.93223 | 0.93691 | 0.94162 | 0.94635 | 0.95111 | 0.95589 | 0.96069 | 0.96552 | 0.97037 | 0.97525 | 0.98015 | 0.98507 | 0.99003 | 0.995 | 1 | 0 | 0 | 0 | 0 | 0 | 0 | 0 | 0 | 0 | 0 | 0 | 0 | 0 | 0 | 0 | 0 | 0 | 0 | 0
[8 empty] | SolarDegrade | 5 | 31 | 0.85608 | 0.86038 | 0.86471 | 0.86905 | 0.87342 | 0.87781 | 0.88222 | 0.88665 | 0.89111 | 0.89559 | 0.90009 | 0.90461 | 0.90916 | 0.91372 | 0.91832 | 0.92293 | 0.92757 | 0.93223 | 0.93691 | 0.94162 | 0.94635 | 0.95111 | 0.95589 | 0.96069 | 0.96552 | 0.97037 | 0.97525 | 0.98015 | 0.98507 | 0.99003 | 0.995 | 1 | 0 | 0 | 0 | 0 | 0 | 0 | 0 | 0 | 0 | 0 | 0 | 0 | 0 | 0 | 0 | 0 | 0 | 0
[8 empty] | SolarDegrade | 5 | 32 | 0.8518 | 0.85608 | 0.86038 | 0.86471 | 0.86905 | 0.87342 | 0.87781 | 0.88222 | 0.88665 | 0.89111 | 0.89559 | 0.90009 | 0.90461 | 0.90916 | 0.91372 | 0.91832 | 0.92293 | 0.92757 | 0.93223 | 0.93691 | 0.94162 | 0.94635 | 0.95111 | 0.95589 | 0.96069 | 0.96552 | 0.97037 | 0.97525 | 0.98015 | 0.98507 | 0.99003 | 0.995 | 1 | 0 | 0 | 0 | 0 | 0 | 0 | 0 | 0 | 0 | 0 | 0 | 0 | 0 | 0 | 0 | 0 | 0
[8 empty] | SolarDegrade | 5 | 33 | 0.84754 | 0.8518 | 0.85608 | 0.86038 | 0.86471 | 0.86905 | 0.87342 | 0.87781 | 0.88222 | 0.88665 | 0.89111 | 0.89559 | 0.90009 | 0.90461 | 0.90916 | 0.91372 | 0.91832 | 0.92293 | 0.92757 | 0.93223 | 0.93691 | 0.94162 | 0.94635 | 0.95111 | 0.95589 | 0.96069 | 0.96552 | 0.97037 | 0.97525 | 0.98015 | 0.98507 | 0.99003 | 0.995 | 1 | 0 | 0 | 0 | 0 | 0 | 0 | 0 | 0 | 0 | 0 | 0 | 0 | 0 | 0 | 0 | 0
[8 empty] | SolarDegrade | 5 | 34 | 0.84331 | 0.84754 | 0.8518 | 0.85608 | 0.86038 | 0.86471 | 0.86905 | 0.87342 | 0.87781 | 0.88222 | 0.88665 | 0.89111 | 0.89559 | 0.90009 | 0.90461 | 0.90916 | 0.91372 | 0.91832 | 0.92293 | 0.92757 | 0.93223 | 0.93691 | 0.94162 | 0.94635 | 0.95111 | 0.95589 | 0.96069 | 0.96552 | 0.97037 | 0.97525 | 0.98015 | 0.98507 | 0.99003 | 0.995 | 1 | 0 | 0 | 0 | 0 | 0 | 0 | 0 | 0 | 0 | 0 | 0 | 0 | 0 | 0 | 0
[8 empty] | SolarDegrade | 5 | 35 | 0.83909 | 0.84331 | 0.84754 | 0.8518 | 0.85608 | 0.86038 | 0.86471 | 0.86905 | 0.87342 | 0.87781 | 0.88222 | 0.88665 | 0.89111 | 0.89559 | 0.90009 | 0.90461 | 0.90916 | 0.91372 | 0.91832 | 0.92293 | 0.92757 | 0.93223 | 0.93691 | 0.94162 | 0.94635 | 0.95111 | 0.95589 | 0.96069 | 0.96552 | 0.97037 | 0.97525 | 0.98015 | 0.98507 | 0.99003 | 0.995 | 1 | 0 | 0 | 0 | 0 | 0 | 0 | 0 | 0 | 0 | 0 | 0 | 0 | 0 | 0
[8 empty] | SolarDegrade | 5 | 36 | 0.83489 | 0.83909 | 0.84331 | 0.84754 | 0.8518 | 0.85608 | 0.86038 | 0.86471 | 0.86905 | 0.87342 | 0.87781 | 0.88222 | 0.88665 | 0.89111 | 0.89559 | 0.90009 | 0.90461 | 0.90916 | 0.91372 | 0.91832 | 0.92293 | 0.92757 | 0.93223 | 0.93691 | 0.94162 | 0.94635 | 0.95111 | 0.95589 | 0.96069 | 0.96552 | 0.97037 | 0.97525 | 0.98015 | 0.98507 | 0.99003 | 0.995 | 1 | 0 | 0 | 0 | 0 | 0 | 0 | 0 | 0 | 0 | 0 | 0 | 0 | 0
[8 empty] | SolarDegrade | 5 | 37 | 0.83072 | 0.83489 | 0.83909 | 0.84331 | 0.84754 | 0.8518 | 0.85608 | 0.86038 | 0.86471 | 0.86905 | 0.87342 | 0.87781 | 0.88222 | 0.88665 | 0.89111 | 0.89559 | 0.90009 | 0.90461 | 0.90916 | 0.91372 | 0.91832 | 0.92293 | 0.92757 | 0.93223 | 0.93691 | 0.94162 | 0.94635 | 0.95111 | 0.95589 | 0.96069 | 0.96552 | 0.97037 | 0.97525 | 0.98015 | 0.98507 | 0.99003 | 0.995 | 1 | 0 | 0 | 0 | 0 | 0 | 0 | 0 | 0 | 0 | 0 | 0 | 0
[8 empty] | SolarDegrade | 5 | 38 | 0.82657 | 0.83072 | 0.83489 | 0.83909 | 0.84331 | 0.84754 | 0.8518 | 0.85608 | 0.86038 | 0.86471 | 0.86905 | 0.87342 | 0.87781 | 0.88222 | 0.88665 | 0.89111 | 0.89559 | 0.90009 | 0.90461 | 0.90916 | 0.91372 | 0.91832 | 0.92293 | 0.92757 | 0.93223 | 0.93691 | 0.94162 | 0.94635 | 0.95111 | 0.95589 | 0.96069 | 0.96552 | 0.97037 | 0.97525 | 0.98015 | 0.98507 | 0.99003 | 0.995 | 1 | 0 | 0 | 0 | 0 | 0 | 0 | 0 | 0 | 0 | 0 | 0
[8 empty] | SolarDegrade | 5 | 39 | 0.82243 | 0.82657 | 0.83072 | 0.83489 | 0.83909 | 0.84331 | 0.84754 | 0.8518 | 0.85608 | 0.86038 | 0.86471 | 0.86905 | 0.87342 | 0.87781 | 0.88222 | 0.88665 | 0.89111 | 0.89559 | 0.90009 | 0.90461 | 0.90916 | 0.91372 | 0.91832 | 0.92293 | 0.92757 | 0.93223 | 0.93691 | 0.94162 | 0.94635 | 0.95111 | 0.95589 | 0.96069 | 0.96552 | 0.97037 | 0.97525 | 0.98015 | 0.98507 | 0.99003 | 0.995 | 1 | 0 | 0 | 0 | 0 | 0 | 0 | 0 | 0 | 0 | 0
[8 empty] | SolarDegrade | 5 | 40 | 0.81832 | 0.82243 | 0.82657 | 0.83072 | 0.83489 | 0.83909 | 0.84331 | 0.84754 | 0.8518 | 0.85608 | 0.86038 | 0.86471 | 0.86905 | 0.87342 | 0.87781 | 0.88222 | 0.88665 | 0.89111 | 0.89559 | 0.90009 | 0.90461 | 0.90916 | 0.91372 | 0.91832 | 0.92293 | 0.92757 | 0.93223 | 0.93691 | 0.94162 | 0.94635 | 0.95111 | 0.95589 | 0.96069 | 0.96552 | 0.97037 | 0.97525 | 0.98015 | 0.98507 | 0.99003 | 0.995 | 1 | 0 | 0 | 0 | 0 | 0 | 0 | 0 | 0 | 0
[8 empty] | SolarDegrade | 5 | 41 | 0.81423 | 0.81832 | 0.82243 | 0.82657 | 0.83072 | 0.83489 | 0.83909 | 0.84331 | 0.84754 | 0.8518 | 0.85608 | 0.86038 | 0.86471 | 0.86905 | 0.87342 | 0.87781 | 0.88222 | 0.88665 | 0.89111 | 0.89559 | 0.90009 | 0.90461 | 0.90916 | 0.91372 | 0.91832 | 0.92293 | 0.92757 | 0.93223 | 0.93691 | 0.94162 | 0.94635 | 0.95111 | 0.95589 | 0.96069 | 0.96552 | 0.97037 | 0.97525 | 0.98015 | 0.98507 | 0.99003 | 0.995 | 1 | 0 | 0 | 0 | 0 | 0 | 0 | 0 | 0
[8 empty] | SolarDegrade | 5 | 42 | 0.81016 | 0.81423 | 0.81832 | 0.82243 | 0.82657 | 0.83072 | 0.83489 | 0.83909 | 0.84331 | 0.84754 | 0.8518 | 0.85608 | 0.86038 | 0.86471 | 0.86905 | 0.87342 | 0.87781 | 0.88222 | 0.88665 | 0.89111 | 0.89559 | 0.90009 | 0.90461 | 0.90916 | 0.91372 | 0.91832 | 0.92293 | 0.92757 | 0.93223 | 0.93691 | 0.94162 | 0.94635 | 0.95111 | 0.95589 | 0.96069 | 0.96552 | 0.97037 | 0.97525 | 0.98015 | 0.98507 | 0.99003 | 0.995 | 1 | 0 | 0 | 0 | 0 | 0 | 0 | 0
[8 empty] | SolarDegrade | 5 | 43 | 0.80611 | 0.81016 | 0.81423 | 0.81832 | 0.82243 | 0.82657 | 0.83072 | 0.83489 | 0.83909 | 0.84331 | 0.84754 | 0.8518 | 0.85608 | 0.86038 | 0.86471 | 0.86905 | 0.87342 | 0.87781 | 0.88222 | 0.88665 | 0.89111 | 0.89559 | 0.90009 | 0.90461 | 0.90916 | 0.91372 | 0.91832 | 0.92293 | 0.92757 | 0.93223 | 0.93691 | 0.94162 | 0.94635 | 0.95111 | 0.95589 | 0.96069 | 0.96552 | 0.97037 | 0.97525 | 0.98015 | 0.98507 | 0.99003 | 0.995 | 1 | 0 | 0 | 0 | 0 | 0 | 0
[8 empty] | SolarDegrade | 5 | 44 | 0.80208 | 0.80611 | 0.81016 | 0.81423 | 0.81832 | 0.82243 | 0.82657 | 0.83072 | 0.83489 | 0.83909 | 0.84331 | 0.84754 | 0.8518 | 0.85608 | 0.86038 | 0.86471 | 0.86905 | 0.87342 | 0.87781 | 0.88222 | 0.88665 | 0.89111 | 0.89559 | 0.90009 | 0.90461 | 0.90916 | 0.91372 | 0.91832 | 0.92293 | 0.92757 | 0.93223 | 0.93691 | 0.94162 | 0.94635 | 0.95111 | 0.95589 | 0.96069 | 0.96552 | 0.97037 | 0.97525 | 0.98015 | 0.98507 | 0.99003 | 0.995 | 1 | 0 | 0 | 0 | 0 | 0
[8 empty] | SolarDegrade | 5 | 45 | 0.79807 | 0.80208 | 0.80611 | 0.81016 | 0.81423 | 0.81832 | 0.82243 | 0.82657 | 0.83072 | 0.83489 | 0.83909 | 0.84331 | 0.84754 | 0.8518 | 0.85608 | 0.86038 | 0.86471 | 0.86905 | 0.87342 | 0.87781 | 0.88222 | 0.88665 | 0.89111 | 0.89559 | 0.90009 | 0.90461 | 0.90916 | 0.91372 | 0.91832 | 0.92293 | 0.92757 | 0.93223 | 0.93691 | 0.94162 | 0.94635 | 0.95111 | 0.95589 | 0.96069 | 0.96552 | 0.97037 | 0.97525 | 0.98015 | 0.98507 | 0.99003 | 0.995 | 1 | 0 | 0 | 0 | 0
[8 empty] | SolarDegrade | 5 | 46 | 0.79408 | 0.79807 | 0.80208 | 0.80611 | 0.81016 | 0.81423 | 0.81832 | 0.82243 | 0.82657 | 0.83072 | 0.83489 | 0.83909 | 0.84331 | 0.84754 | 0.8518 | 0.85608 | 0.86038 | 0.86471 | 0.86905 | 0.87342 | 0.87781 | 0.88222 | 0.88665 | 0.89111 | 0.89559 | 0.90009 | 0.90461 | 0.90916 | 0.91372 | 0.91832 | 0.92293 | 0.92757 | 0.93223 | 0.93691 | 0.94162 | 0.94635 | 0.95111 | 0.95589 | 0.96069 | 0.96552 | 0.97037 | 0.97525 | 0.98015 | 0.98507 | 0.99003 | 0.995 | 1 | 0 | 0 | 0
[8 empty] | SolarDegrade | 5 | 47 | 0.7901 | 0.79408 | 0.79807 | 0.80208 | 0.80611 | 0.81016 | 0.81423 | 0.81832 | 0.82243 | 0.82657 | 0.83072 | 0.83489 | 0.83909 | 0.84331 | 0.84754 | 0.8518 | 0.85608 | 0.86038 | 0.86471 | 0.86905 | 0.87342 | 0.87781 | 0.88222 | 0.88665 | 0.89111 | 0.89559 | 0.90009 | 0.90461 | 0.90916 | 0.91372 | 0.91832 | 0.92293 | 0.92757 | 0.93223 | 0.93691 | 0.94162 | 0.94635 | 0.95111 | 0.95589 | 0.96069 | 0.96552 | 0.97037 | 0.97525 | 0.98015 | 0.98507 | 0.99003 | 0.995 | 1 | 0 | 0
[8 empty] | SolarDegrade | 5 | 48 | 0.78615 | 0.7901 | 0.79408 | 0.79807 | 0.80208 | 0.80611 | 0.81016 | 0.81423 | 0.81832 | 0.82243 | 0.82657 | 0.83072 | 0.83489 | 0.83909 | 0.84331 | 0.84754 | 0.8518 | 0.85608 | 0.86038 | 0.86471 | 0.86905 | 0.87342 | 0.87781 | 0.88222 | 0.88665 | 0.89111 | 0.89559 | 0.90009 | 0.90461 | 0.90916 | 0.91372 | 0.91832 | 0.92293 | 0.92757 | 0.93223 | 0.93691 | 0.94162 | 0.94635 | 0.95111 | 0.95589 | 0.96069 | 0.96552 | 0.97037 | 0.97525 | 0.98015 | 0.98507 | 0.99003 | 0.995 | 1 | 0
[8 empty] | SolarDegrade | 5 | 49 | 0.78222 | 0.78615 | 0.7901 | 0.79408 | 0.79807 | 0.80208 | 0.80611 | 0.81016 | 0.81423 | 0.81832 | 0.82243 | 0.82657 | 0.83072 | 0.83489 | 0.83909 | 0.84331 | 0.84754 | 0.8518 | 0.85608 | 0.86038 | 0.86471 | 0.86905 | 0.87342 | 0.87781 | 0.88222 | 0.88665 | 0.89111 | 0.89559 | 0.90009 | 0.90461 | 0.90916 | 0.91372 | 0.91832 | 0.92293 | 0.92757 | 0.93223 | 0.93691 | 0.94162 | 0.94635 | 0.95111 | 0.95589 | 0.96069 | 0.96552 | 0.97037 | 0.97525 | 0.98015 | 0.98507 | 0.99003 | 0.995 | 1
[8 empty] | SolarDegrade | 5 | 50 | 0.77831 | 0.78222 | 0.78615 | 0.7901 | 0.79408 | 0.79807 | 0.80208 | 0.80611 | 0.81016 | 0.81423 | 0.81832 | 0.82243 | 0.82657 | 0.83072 | 0.83489 | 0.83909 | 0.84331 | 0.84754 | 0.8518 | 0.85608 | 0.86038 | 0.86471 | 0.86905 | 0.87342 | 0.87781 | 0.88222 | 0.88665 | 0.89111 | 0.89559 | 0.90009 | 0.90461 | 0.90916 | 0.91372 | 0.91832 | 0.92293 | 0.92757 | 0.93223 | 0.93691 | 0.94162 | 0.94635 | 0.95111 | 0.95589 | 0.96069 | 0.96552 | 0.97037 | 0.97525 | 0.98015 | 0.98507 | 0.99003 | 0.995
[8 empty] | WindDegrade | 6 | 0 | 1 | 0 | 0 | 0 | 0 | 0 | 0 | 0 | 0 | 0 | 0 | 0 | 0 | 0 | 0 | 0 | 0 | 0 | 0 | 0 | 0 | 0 | 0 | 0 | 0 | 0 | 0 | 0 | 0 | 0 | 0 | 0 | 0 | 0 | 0 | 0 | 0 | 0 | 0 | 0 | 0 | 0 | 0 | 0 | 0 | 0 | 0 | 0 | 0 | 0
[8 empty] | WindDegrade | 6 | 1 | 0.995 | 1 | 0 | 0 | 0 | 0 | 0 | 0 | 0 | 0 | 0 | 0 | 0 | 0 | 0 | 0 | 0 | 0 | 0 | 0 | 0 | 0 | 0 | 0 | 0 | 0 | 0 | 0 | 0 | 0 | 0 | 0 | 0 | 0 | 0 | 0 | 0 | 0 | 0 | 0 | 0 | 0 | 0 | 0 | 0 | 0 | 0 | 0 | 0 | 0
[8 empty] | WindDegrade | 6 | 2 | 0.99003 | 0.995 | 1 | 0 | 0 | 0 | 0 | 0 | 0 | 0 | 0 | 0 | 0 | 0 | 0 | 0 | 0 | 0 | 0 | 0 | 0 | 0 | 0 | 0 | 0 | 0 | 0 | 0 | 0 | 0 | 0 | 0 | 0 | 0 | 0 | 0 | 0 | 0 | 0 | 0 | 0 | 0 | 0 | 0 | 0 | 0 | 0 | 0 | 0 | 0
[8 empty] | WindDegrade | 6 | 3 | 0.98507 | 0.99003 | 0.995 | 1 | 0 | 0 | 0 | 0 | 0 | 0 | 0 | 0 | 0 | 0 | 0 | 0 | 0 | 0 | 0 | 0 | 0 | 0 | 0 | 0 | 0 | 0 | 0 | 0 | 0 | 0 | 0 | 0 | 0 | 0 | 0 | 0 | 0 | 0 | 0 | 0 | 0 | 0 | 0 | 0 | 0 | 0 | 0 | 0 | 0 | 0
[8 empty] | WindDegrade | 6 | 4 | 0.98015 | 0.98507 | 0.99003 | 0.995 | 1 | 0 | 0 | 0 | 0 | 0 | 0 | 0 | 0 | 0 | 0 | 0 | 0 | 0 | 0 | 0 | 0 | 0 | 0 | 0 | 0 | 0 | 0 | 0 | 0 | 0 | 0 | 0 | 0 | 0 | 0 | 0 | 0 | 0 | 0 | 0 | 0 | 0 | 0 | 0 | 0 | 0 | 0 | 0 | 0 | 0
[8 empty] | WindDegrade | 6 | 5 | 0.97525 | 0.98015 | 0.98507 | 0.99003 | 0.995 | 1 | 0 | 0 | 0 | 0 | 0 | 0 | 0 | 0 | 0 | 0 | 0 | 0 | 0 | 0 | 0 | 0 | 0 | 0 | 0 | 0 | 0 | 0 | 0 | 0 | 0 | 0 | 0 | 0 | 0 | 0 | 0 | 0 | 0 | 0 | 0 | 0 | 0 | 0 | 0 | 0 | 0 | 0 | 0 | 0
[8 empty] | WindDegrade | 6 | 6 | 0.97037 | 0.97525 | 0.98015 | 0.98507 | 0.99003 | 0.995 | 1 | 0 | 0 | 0 | 0 | 0 | 0 | 0 | 0 | 0 | 0 | 0 | 0 | 0 | 0 | 0 | 0 | 0 | 0 | 0 | 0 | 0 | 0 | 0 | 0 | 0 | 0 | 0 | 0 | 0 | 0 | 0 | 0 | 0 | 0 | 0 | 0 | 0 | 0 | 0 | 0 | 0 | 0 | 0
[8 empty] | WindDegrade | 6 | 7 | 0.96552 | 0.97037 | 0.97525 | 0.98015 | 0.98507 | 0.99003 | 0.995 | 1 | 0 | 0 | 0 | 0 | 0 | 0 | 0 | 0 | 0 | 0 | 0 | 0 | 0 | 0 | 0 | 0 | 0 | 0 | 0 | 0 | 0 | 0 | 0 | 0 | 0 | 0 | 0 | 0 | 0 | 0 | 0 | 0 | 0 | 0 | 0 | 0 | 0 | 0 | 0 | 0 | 0 | 0
[8 empty] | WindDegrade | 6 | 8 | 0.96069 | 0.96552 | 0.97037 | 0.97525 | 0.98015 | 0.98507 | 0.99003 | 0.995 | 1 | 0 | 0 | 0 | 0 | 0 | 0 | 0 | 0 | 0 | 0 | 0 | 0 | 0 | 0 | 0 | 0 | 0 | 0 | 0 | 0 | 0 | 0 | 0 | 0 | 0 | 0 | 0 | 0 | 0 | 0 | 0 | 0 | 0 | 0 | 0 | 0 | 0 | 0 | 0 | 0 | 0
[8 empty] | WindDegrade | 6 | 9 | 0.95589 | 0.96069 | 0.96552 | 0.97037 | 0.97525 | 0.98015 | 0.98507 | 0.99003 | 0.995 | 1 | 0 | 0 | 0 | 0 | 0 | 0 | 0 | 0 | 0 | 0 | 0 | 0 | 0 | 0 | 0 | 0 | 0 | 0 | 0 | 0 | 0 | 0 | 0 | 0 | 0 | 0 | 0 | 0 | 0 | 0 | 0 | 0 | 0 | 0 | 0 | 0 | 0 | 0 | 0 | 0
[8 empty] | WindDegrade | 6 | 10 | 0.95111 | 0.95589 | 0.96069 | 0.96552 | 0.97037 | 0.97525 | 0.98015 | 0.98507 | 0.99003 | 0.995 | 1 | 0 | 0 | 0 | 0 | 0 | 0 | 0 | 0 | 0 | 0 | 0 | 0 | 0 | 0 | 0 | 0 | 0 | 0 | 0 | 0 | 0 | 0 | 0 | 0 | 0 | 0 | 0 | 0 | 0 | 0 | 0 | 0 | 0 | 0 | 0 | 0 | 0 | 0 | 0
[8 empty] | WindDegrade | 6 | 11 | 0.94635 | 0.95111 | 0.95589 | 0.96069 | 0.96552 | 0.97037 | 0.97525 | 0.98015 | 0.98507 | 0.99003 | 0.995 | 1 | 0 | 0 | 0 | 0 | 0 | 0 | 0 | 0 | 0 | 0 | 0 | 0 | 0 | 0 | 0 | 0 | 0 | 0 | 0 | 0 | 0 | 0 | 0 | 0 | 0 | 0 | 0 | 0 | 0 | 0 | 0 | 0 | 0 | 0 | 0 | 0 | 0 | 0
[8 empty] | WindDegrade | 6 | 12 | 0.94162 | 0.94635 | 0.95111 | 0.95589 | 0.96069 | 0.96552 | 0.97037 | 0.97525 | 0.98015 | 0.98507 | 0.99003 | 0.995 | 1 | 0 | 0 | 0 | 0 | 0 | 0 | 0 | 0 | 0 | 0 | 0 | 0 | 0 | 0 | 0 | 0 | 0 | 0 | 0 | 0 | 0 | 0 | 0 | 0 | 0 | 0 | 0 | 0 | 0 | 0 | 0 | 0 | 0 | 0 | 0 | 0 | 0
[8 empty] | WindDegrade | 6 | 13 | 0.93691 | 0.94162 | 0.94635 | 0.95111 | 0.95589 | 0.96069 | 0.96552 | 0.97037 | 0.97525 | 0.98015 | 0.98507 | 0.99003 | 0.995 | 1 | 0 | 0 | 0 | 0 | 0 | 0 | 0 | 0 | 0 | 0 | 0 | 0 | 0 | 0 | 0 | 0 | 0 | 0 | 0 | 0 | 0 | 0 | 0 | 0 | 0 | 0 | 0 | 0 | 0 | 0 | 0 | 0 | 0 | 0 | 0 | 0
[8 empty] | WindDegrade | 6 | 14 | 0.93223 | 0.93691 | 0.94162 | 0.94635 | 0.95111 | 0.95589 | 0.96069 | 0.96552 | 0.97037 | 0.97525 | 0.98015 | 0.98507 | 0.99003 | 0.995 | 1 | 0 | 0 | 0 | 0 | 0 | 0 | 0 | 0 | 0 | 0 | 0 | 0 | 0 | 0 | 0 | 0 | 0 | 0 | 0 | 0 | 0 | 0 | 0 | 0 | 0 | 0 | 0 | 0 | 0 | 0 | 0 | 0 | 0 | 0 | 0
[8 empty] | WindDegrade | 6 | 15 | 0.92757 | 0.93223 | 0.93691 | 0.94162 | 0.94635 | 0.95111 | 0.95589 | 0.96069 | 0.96552 | 0.97037 | 0.97525 | 0.98015 | 0.98507 | 0.99003 | 0.995 | 1 | 0 | 0 | 0 | 0 | 0 | 0 | 0 | 0 | 0 | 0 | 0 | 0 | 0 | 0 | 0 | 0 | 0 | 0 | 0 | 0 | 0 | 0 | 0 | 0 | 0 | 0 | 0 | 0 | 0 | 0 | 0 | 0 | 0 | 0
[8 empty] | WindDegrade | 6 | 16 | 0.92293 | 0.92757 | 0.93223 | 0.93691 | 0.94162 | 0.94635 | 0.95111 | 0.95589 | 0.96069 | 0.96552 | 0.97037 | 0.97525 | 0.98015 | 0.98507 | 0.99003 | 0.995 | 1 | 0 | 0 | 0 | 0 | 0 | 0 | 0 | 0 | 0 | 0 | 0 | 0 | 0 | 0 | 0 | 0 | 0 | 0 | 0 | 0 | 0 | 0 | 0 | 0 | 0 | 0 | 0 | 0 | 0 | 0 | 0 | 0 | 0
[8 empty] | WindDegrade | 6 | 17 | 0.91832 | 0.92293 | 0.92757 | 0.93223 | 0.93691 | 0.94162 | 0.94635 | 0.95111 | 0.95589 | 0.96069 | 0.96552 | 0.97037 | 0.97525 | 0.98015 | 0.98507 | 0.99003 | 0.995 | 1 | 0 | 0 | 0 | 0 | 0 | 0 | 0 | 0 | 0 | 0 | 0 | 0 | 0 | 0 | 0 | 0 | 0 | 0 | 0 | 0 | 0 | 0 | 0 | 0 | 0 | 0 | 0 | 0 | 0 | 0 | 0 | 0
[8 empty] | WindDegrade | 6 | 18 | 0.91372 | 0.91832 | 0.92293 | 0.92757 | 0.93223 | 0.93691 | 0.94162 | 0.94635 | 0.95111 | 0.95589 | 0.96069 | 0.96552 | 0.97037 | 0.97525 | 0.98015 | 0.98507 | 0.99003 | 0.995 | 1 | 0 | 0 | 0 | 0 | 0 | 0 | 0 | 0 | 0 | 0 | 0 | 0 | 0 | 0 | 0 | 0 | 0 | 0 | 0 | 0 | 0 | 0 | 0 | 0 | 0 | 0 | 0 | 0 | 0 | 0 | 0
[8 empty] | WindDegrade | 6 | 19 | 0.90916 | 0.91372 | 0.91832 | 0.92293 | 0.92757 | 0.93223 | 0.93691 | 0.94162 | 0.94635 | 0.95111 | 0.95589 | 0.96069 | 0.96552 | 0.97037 | 0.97525 | 0.98015 | 0.98507 | 0.99003 | 0.995 | 1 | 0 | 0 | 0 | 0 | 0 | 0 | 0 | 0 | 0 | 0 | 0 | 0 | 0 | 0 | 0 | 0 | 0 | 0 | 0 | 0 | 0 | 0 | 0 | 0 | 0 | 0 | 0 | 0 | 0 | 0
[8 empty] | WindDegrade | 6 | 20 | 0.90461 | 0.90916 | 0.91372 | 0.91832 | 0.92293 | 0.92757 | 0.93223 | 0.93691 | 0.94162 | 0.94635 | 0.95111 | 0.95589 | 0.96069 | 0.96552 | 0.97037 | 0.97525 | 0.98015 | 0.98507 | 0.99003 | 0.995 | 1 | 0 | 0 | 0 | 0 | 0 | 0 | 0 | 0 | 0 | 0 | 0 | 0 | 0 | 0 | 0 | 0 | 0 | 0 | 0 | 0 | 0 | 0 | 0 | 0 | 0 | 0 | 0 | 0 | 0
[8 empty] | WindDegrade | 6 | 21 | 0.90009 | 0.90461 | 0.90916 | 0.91372 | 0.91832 | 0.92293 | 0.92757 | 0.93223 | 0.93691 | 0.94162 | 0.94635 | 0.95111 | 0.95589 | 0.96069 | 0.96552 | 0.97037 | 0.97525 | 0.98015 | 0.98507 | 0.99003 | 0.995 | 1 | 0 | 0 | 0 | 0 | 0 | 0 | 0 | 0 | 0 | 0 | 0 | 0 | 0 | 0 | 0 | 0 | 0 | 0 | 0 | 0 | 0 | 0 | 0 | 0 | 0 | 0 | 0 | 0
[8 empty] | WindDegrade | 6 | 22 | 0.89559 | 0.90009 | 0.90461 | 0.90916 | 0.91372 | 0.91832 | 0.92293 | 0.92757 | 0.93223 | 0.93691 | 0.94162 | 0.94635 | 0.95111 | 0.95589 | 0.96069 | 0.96552 | 0.97037 | 0.97525 | 0.98015 | 0.98507 | 0.99003 | 0.995 | 1 | 0 | 0 | 0 | 0 | 0 | 0 | 0 | 0 | 0 | 0 | 0 | 0 | 0 | 0 | 0 | 0 | 0 | 0 | 0 | 0 | 0 | 0 | 0 | 0 | 0 | 0 | 0
[8 empty] | WindDegrade | 6 | 23 | 0.89111 | 0.89559 | 0.90009 | 0.90461 | 0.90916 | 0.91372 | 0.91832 | 0.92293 | 0.92757 | 0.93223 | 0.93691 | 0.94162 | 0.94635 | 0.95111 | 0.95589 | 0.96069 | 0.96552 | 0.97037 | 0.97525 | 0.98015 | 0.98507 | 0.99003 | 0.995 | 1 | 0 | 0 | 0 | 0 | 0 | 0 | 0 | 0 | 0 | 0 | 0 | 0 | 0 | 0 | 0 | 0 | 0 | 0 | 0 | 0 | 0 | 0 | 0 | 0 | 0 | 0
[8 empty] | WindDegrade | 6 | 24 | 0.88665 | 0.89111 | 0.89559 | 0.90009 | 0.90461 | 0.90916 | 0.91372 | 0.91832 | 0.92293 | 0.92757 | 0.93223 | 0.93691 | 0.94162 | 0.94635 | 0.95111 | 0.95589 | 0.96069 | 0.96552 | 0.97037 | 0.97525 | 0.98015 | 0.98507 | 0.99003 | 0.995 | 1 | 0 | 0 | 0 | 0 | 0 | 0 | 0 | 0 | 0 | 0 | 0 | 0 | 0 | 0 | 0 | 0 | 0 | 0 | 0 | 0 | 0 | 0 | 0 | 0 | 0
[8 empty] | WindDegrade | 6 | 25 | 0.88222 | 0.88665 | 0.89111 | 0.89559 | 0.90009 | 0.90461 | 0.90916 | 0.91372 | 0.91832 | 0.92293 | 0.92757 | 0.93223 | 0.93691 | 0.94162 | 0.94635 | 0.95111 | 0.95589 | 0.96069 | 0.96552 | 0.97037 | 0.97525 | 0.98015 | 0.98507 | 0.99003 | 0.995 | 1 | 0 | 0 | 0 | 0 | 0 | 0 | 0 | 0 | 0 | 0 | 0 | 0 | 0 | 0 | 0 | 0 | 0 | 0 | 0 | 0 | 0 | 0 | 0 | 0
[8 empty] | WindDegrade | 6 | 26 | 0.87781 | 0.88222 | 0.88665 | 0.89111 | 0.89559 | 0.90009 | 0.90461 | 0.90916 | 0.91372 | 0.91832 | 0.92293 | 0.92757 | 0.93223 | 0.93691 | 0.94162 | 0.94635 | 0.95111 | 0.95589 | 0.96069 | 0.96552 | 0.97037 | 0.97525 | 0.98015 | 0.98507 | 0.99003 | 0.995 | 1 | 0 | 0 | 0 | 0 | 0 | 0 | 0 | 0 | 0 | 0 | 0 | 0 | 0 | 0 | 0 | 0 | 0 | 0 | 0 | 0 | 0 | 0 | 0
[8 empty] | WindDegrade | 6 | 27 | 0.87342 | 0.87781 | 0.88222 | 0.88665 | 0.89111 | 0.89559 | 0.90009 | 0.90461 | 0.90916 | 0.91372 | 0.91832 | 0.92293 | 0.92757 | 0.93223 | 0.93691 | 0.94162 | 0.94635 | 0.95111 | 0.95589 | 0.96069 | 0.96552 | 0.97037 | 0.97525 | 0.98015 | 0.98507 | 0.99003 | 0.995 | 1 | 0 | 0 | 0 | 0 | 0 | 0 | 0 | 0 | 0 | 0 | 0 | 0 | 0 | 0 | 0 | 0 | 0 | 0 | 0 | 0 | 0 | 0
[8 empty] | WindDegrade | 6 | 28 | 0.86905 | 0.87342 | 0.87781 | 0.88222 | 0.88665 | 0.89111 | 0.89559 | 0.90009 | 0.90461 | 0.90916 | 0.91372 | 0.91832 | 0.92293 | 0.92757 | 0.93223 | 0.93691 | 0.94162 | 0.94635 | 0.95111 | 0.95589 | 0.96069 | 0.96552 | 0.97037 | 0.97525 | 0.98015 | 0.98507 | 0.99003 | 0.995 | 1 | 0 | 0 | 0 | 0 | 0 | 0 | 0 | 0 | 0 | 0 | 0 | 0 | 0 | 0 | 0 | 0 | 0 | 0 | 0 | 0 | 0
[8 empty] | WindDegrade | 6 | 29 | 0.86471 | 0.86905 | 0.87342 | 0.87781 | 0.88222 | 0.88665 | 0.89111 | 0.89559 | 0.90009 | 0.90461 | 0.90916 | 0.91372 | 0.91832 | 0.92293 | 0.92757 | 0.93223 | 0.93691 | 0.94162 | 0.94635 | 0.95111 | 0.95589 | 0.96069 | 0.96552 | 0.97037 | 0.97525 | 0.98015 | 0.98507 | 0.99003 | 0.995 | 1 | 0 | 0 | 0 | 0 | 0 | 0 | 0 | 0 | 0 | 0 | 0 | 0 | 0 | 0 | 0 | 0 | 0 | 0 | 0 | 0
[8 empty] | WindDegrade | 6 | 30 | 0.86038 | 0.86471 | 0.86905 | 0.87342 | 0.87781 | 0.88222 | 0.88665 | 0.89111 | 0.89559 | 0.90009 | 0.90461 | 0.90916 | 0.91372 | 0.91832 | 0.92293 | 0.92757 | 0.93223 | 0.93691 | 0.94162 | 0.94635 | 0.95111 | 0.95589 | 0.96069 | 0.96552 | 0.97037 | 0.97525 | 0.98015 | 0.98507 | 0.99003 | 0.995 | 1 | 0 | 0 | 0 | 0 | 0 | 0 | 0 | 0 | 0 | 0 | 0 | 0 | 0 | 0 | 0 | 0 | 0 | 0 | 0
[8 empty] | WindDegrade | 6 | 31 | 0.85608 | 0.86038 | 0.86471 | 0.86905 | 0.87342 | 0.87781 | 0.88222 | 0.88665 | 0.89111 | 0.89559 | 0.90009 | 0.90461 | 0.90916 | 0.91372 | 0.91832 | 0.92293 | 0.92757 | 0.93223 | 0.93691 | 0.94162 | 0.94635 | 0.95111 | 0.95589 | 0.96069 | 0.96552 | 0.97037 | 0.97525 | 0.98015 | 0.98507 | 0.99003 | 0.995 | 1 | 0 | 0 | 0 | 0 | 0 | 0 | 0 | 0 | 0 | 0 | 0 | 0 | 0 | 0 | 0 | 0 | 0 | 0
[8 empty] | WindDegrade | 6 | 32 | 0.8518 | 0.85608 | 0.86038 | 0.86471 | 0.86905 | 0.87342 | 0.87781 | 0.88222 | 0.88665 | 0.89111 | 0.89559 | 0.90009 | 0.90461 | 0.90916 | 0.91372 | 0.91832 | 0.92293 | 0.92757 | 0.93223 | 0.93691 | 0.94162 | 0.94635 | 0.95111 | 0.95589 | 0.96069 | 0.96552 | 0.97037 | 0.97525 | 0.98015 | 0.98507 | 0.99003 | 0.995 | 1 | 0 | 0 | 0 | 0 | 0 | 0 | 0 | 0 | 0 | 0 | 0 | 0 | 0 | 0 | 0 | 0 | 0
[8 empty] | WindDegrade | 6 | 33 | 0.84754 | 0.8518 | 0.85608 | 0.86038 | 0.86471 | 0.86905 | 0.87342 | 0.87781 | 0.88222 | 0.88665 | 0.89111 | 0.89559 | 0.90009 | 0.90461 | 0.90916 | 0.91372 | 0.91832 | 0.92293 | 0.92757 | 0.93223 | 0.93691 | 0.94162 | 0.94635 | 0.95111 | 0.95589 | 0.96069 | 0.96552 | 0.97037 | 0.97525 | 0.98015 | 0.98507 | 0.99003 | 0.995 | 1 | 0 | 0 | 0 | 0 | 0 | 0 | 0 | 0 | 0 | 0 | 0 | 0 | 0 | 0 | 0 | 0
[8 empty] | WindDegrade | 6 | 34 | 0.84331 | 0.84754 | 0.8518 | 0.85608 | 0.86038 | 0.86471 | 0.86905 | 0.87342 | 0.87781 | 0.88222 | 0.88665 | 0.89111 | 0.89559 | 0.90009 | 0.90461 | 0.90916 | 0.91372 | 0.91832 | 0.92293 | 0.92757 | 0.93223 | 0.93691 | 0.94162 | 0.94635 | 0.95111 | 0.95589 | 0.96069 | 0.96552 | 0.97037 | 0.97525 | 0.98015 | 0.98507 | 0.99003 | 0.995 | 1 | 0 | 0 | 0 | 0 | 0 | 0 | 0 | 0 | 0 | 0 | 0 | 0 | 0 | 0 | 0
[8 empty] | WindDegrade | 6 | 35 | 0.83909 | 0.84331 | 0.84754 | 0.8518 | 0.85608 | 0.86038 | 0.86471 | 0.86905 | 0.87342 | 0.87781 | 0.88222 | 0.88665 | 0.89111 | 0.89559 | 0.90009 | 0.90461 | 0.90916 | 0.91372 | 0.91832 | 0.92293 | 0.92757 | 0.93223 | 0.93691 | 0.94162 | 0.94635 | 0.95111 | 0.95589 | 0.96069 | 0.96552 | 0.97037 | 0.97525 | 0.98015 | 0.98507 | 0.99003 | 0.995 | 1 | 0 | 0 | 0 | 0 | 0 | 0 | 0 | 0 | 0 | 0 | 0 | 0 | 0 | 0
[8 empty] | WindDegrade | 6 | 36 | 0.83489 | 0.83909 | 0.84331 | 0.84754 | 0.8518 | 0.85608 | 0.86038 | 0.86471 | 0.86905 | 0.87342 | 0.87781 | 0.88222 | 0.88665 | 0.89111 | 0.89559 | 0.90009 | 0.90461 | 0.90916 | 0.91372 | 0.91832 | 0.92293 | 0.92757 | 0.93223 | 0.93691 | 0.94162 | 0.94635 | 0.95111 | 0.95589 | 0.96069 | 0.96552 | 0.97037 | 0.97525 | 0.98015 | 0.98507 | 0.99003 | 0.995 | 1 | 0 | 0 | 0 | 0 | 0 | 0 | 0 | 0 | 0 | 0 | 0 | 0 | 0
[8 empty] | WindDegrade | 6 | 37 | 0.83072 | 0.83489 | 0.83909 | 0.84331 | 0.84754 | 0.8518 | 0.85608 | 0.86038 | 0.86471 | 0.86905 | 0.87342 | 0.87781 | 0.88222 | 0.88665 | 0.89111 | 0.89559 | 0.90009 | 0.90461 | 0.90916 | 0.91372 | 0.91832 | 0.92293 | 0.92757 | 0.93223 | 0.93691 | 0.94162 | 0.94635 | 0.95111 | 0.95589 | 0.96069 | 0.96552 | 0.97037 | 0.97525 | 0.98015 | 0.98507 | 0.99003 | 0.995 | 1 | 0 | 0 | 0 | 0 | 0 | 0 | 0 | 0 | 0 | 0 | 0 | 0
[8 empty] | WindDegrade | 6 | 38 | 0.82657 | 0.83072 | 0.83489 | 0.83909 | 0.84331 | 0.84754 | 0.8518 | 0.85608 | 0.86038 | 0.86471 | 0.86905 | 0.87342 | 0.87781 | 0.88222 | 0.88665 | 0.89111 | 0.89559 | 0.90009 | 0.90461 | 0.90916 | 0.91372 | 0.91832 | 0.92293 | 0.92757 | 0.93223 | 0.93691 | 0.94162 | 0.94635 | 0.95111 | 0.95589 | 0.96069 | 0.96552 | 0.97037 | 0.97525 | 0.98015 | 0.98507 | 0.99003 | 0.995 | 1 | 0 | 0 | 0 | 0 | 0 | 0 | 0 | 0 | 0 | 0 | 0
[8 empty] | WindDegrade | 6 | 39 | 0.82243 | 0.82657 | 0.83072 | 0.83489 | 0.83909 | 0.84331 | 0.84754 | 0.8518 | 0.85608 | 0.86038 | 0.86471 | 0.86905 | 0.87342 | 0.87781 | 0.88222 | 0.88665 | 0.89111 | 0.89559 | 0.90009 | 0.90461 | 0.90916 | 0.91372 | 0.91832 | 0.92293 | 0.92757 | 0.93223 | 0.93691 | 0.94162 | 0.94635 | 0.95111 | 0.95589 | 0.96069 | 0.96552 | 0.97037 | 0.97525 | 0.98015 | 0.98507 | 0.99003 | 0.995 | 1 | 0 | 0 | 0 | 0 | 0 | 0 | 0 | 0 | 0 | 0
[8 empty] | WindDegrade | 6 | 40 | 0.81832 | 0.82243 | 0.82657 | 0.83072 | 0.83489 | 0.83909 | 0.84331 | 0.84754 | 0.8518 | 0.85608 | 0.86038 | 0.86471 | 0.86905 | 0.87342 | 0.87781 | 0.88222 | 0.88665 | 0.89111 | 0.89559 | 0.90009 | 0.90461 | 0.90916 | 0.91372 | 0.91832 | 0.92293 | 0.92757 | 0.93223 | 0.93691 | 0.94162 | 0.94635 | 0.95111 | 0.95589 | 0.96069 | 0.96552 | 0.97037 | 0.97525 | 0.98015 | 0.98507 | 0.99003 | 0.995 | 1 | 0 | 0 | 0 | 0 | 0 | 0 | 0 | 0 | 0
[8 empty] | WindDegrade | 6 | 41 | 0.81423 | 0.81832 | 0.82243 | 0.82657 | 0.83072 | 0.83489 | 0.83909 | 0.84331 | 0.84754 | 0.8518 | 0.85608 | 0.86038 | 0.86471 | 0.86905 | 0.87342 | 0.87781 | 0.88222 | 0.88665 | 0.89111 | 0.89559 | 0.90009 | 0.90461 | 0.90916 | 0.91372 | 0.91832 | 0.92293 | 0.92757 | 0.93223 | 0.93691 | 0.94162 | 0.94635 | 0.95111 | 0.95589 | 0.96069 | 0.96552 | 0.97037 | 0.97525 | 0.98015 | 0.98507 | 0.99003 | 0.995 | 1 | 0 | 0 | 0 | 0 | 0 | 0 | 0 | 0
[8 empty] | WindDegrade | 6 | 42 | 0.81016 | 0.81423 | 0.81832 | 0.82243 | 0.82657 | 0.83072 | 0.83489 | 0.83909 | 0.84331 | 0.84754 | 0.8518 | 0.85608 | 0.86038 | 0.86471 | 0.86905 | 0.87342 | 0.87781 | 0.88222 | 0.88665 | 0.89111 | 0.89559 | 0.90009 | 0.90461 | 0.90916 | 0.91372 | 0.91832 | 0.92293 | 0.92757 | 0.93223 | 0.93691 | 0.94162 | 0.94635 | 0.95111 | 0.95589 | 0.96069 | 0.96552 | 0.97037 | 0.97525 | 0.98015 | 0.98507 | 0.99003 | 0.995 | 1 | 0 | 0 | 0 | 0 | 0 | 0 | 0
[8 empty] | WindDegrade | 6 | 43 | 0.80611 | 0.81016 | 0.81423 | 0.81832 | 0.82243 | 0.82657 | 0.83072 | 0.83489 | 0.83909 | 0.84331 | 0.84754 | 0.8518 | 0.85608 | 0.86038 | 0.86471 | 0.86905 | 0.87342 | 0.87781 | 0.88222 | 0.88665 | 0.89111 | 0.89559 | 0.90009 | 0.90461 | 0.90916 | 0.91372 | 0.91832 | 0.92293 | 0.92757 | 0.93223 | 0.93691 | 0.94162 | 0.94635 | 0.95111 | 0.95589 | 0.96069 | 0.96552 | 0.97037 | 0.97525 | 0.98015 | 0.98507 | 0.99003 | 0.995 | 1 | 0 | 0 | 0 | 0 | 0 | 0
[8 empty] | WindDegrade | 6 | 44 | 0.80208 | 0.80611 | 0.81016 | 0.81423 | 0.81832 | 0.82243 | 0.82657 | 0.83072 | 0.83489 | 0.83909 | 0.84331 | 0.84754 | 0.8518 | 0.85608 | 0.86038 | 0.86471 | 0.86905 | 0.87342 | 0.87781 | 0.88222 | 0.88665 | 0.89111 | 0.89559 | 0.90009 | 0.90461 | 0.90916 | 0.91372 | 0.91832 | 0.92293 | 0.92757 | 0.93223 | 0.93691 | 0.94162 | 0.94635 | 0.95111 | 0.95589 | 0.96069 | 0.96552 | 0.97037 | 0.97525 | 0.98015 | 0.98507 | 0.99003 | 0.995 | 1 | 0 | 0 | 0 | 0 | 0
[8 empty] | WindDegrade | 6 | 45 | 0.79807 | 0.80208 | 0.80611 | 0.81016 | 0.81423 | 0.81832 | 0.82243 | 0.82657 | 0.83072 | 0.83489 | 0.83909 | 0.84331 | 0.84754 | 0.8518 | 0.85608 | 0.86038 | 0.86471 | 0.86905 | 0.87342 | 0.87781 | 0.88222 | 0.88665 | 0.89111 | 0.89559 | 0.90009 | 0.90461 | 0.90916 | 0.91372 | 0.91832 | 0.92293 | 0.92757 | 0.93223 | 0.93691 | 0.94162 | 0.94635 | 0.95111 | 0.95589 | 0.96069 | 0.96552 | 0.97037 | 0.97525 | 0.98015 | 0.98507 | 0.99003 | 0.995 | 1 | 0 | 0 | 0 | 0
[8 empty] | WindDegrade | 6 | 46 | 0.79408 | 0.79807 | 0.80208 | 0.80611 | 0.81016 | 0.81423 | 0.81832 | 0.82243 | 0.82657 | 0.83072 | 0.83489 | 0.83909 | 0.84331 | 0.84754 | 0.8518 | 0.85608 | 0.86038 | 0.86471 | 0.86905 | 0.87342 | 0.87781 | 0.88222 | 0.88665 | 0.89111 | 0.89559 | 0.90009 | 0.90461 | 0.90916 | 0.91372 | 0.91832 | 0.92293 | 0.92757 | 0.93223 | 0.93691 | 0.94162 | 0.94635 | 0.95111 | 0.95589 | 0.96069 | 0.96552 | 0.97037 | 0.97525 | 0.98015 | 0.98507 | 0.99003 | 0.995 | 1 | 0 | 0 | 0
[8 empty] | WindDegrade | 6 | 47 | 0.7901 | 0.79408 | 0.79807 | 0.80208 | 0.80611 | 0.81016 | 0.81423 | 0.81832 | 0.82243 | 0.82657 | 0.83072 | 0.83489 | 0.83909 | 0.84331 | 0.84754 | 0.8518 | 0.85608 | 0.86038 | 0.86471 | 0.86905 | 0.87342 | 0.87781 | 0.88222 | 0.88665 | 0.89111 | 0.89559 | 0.90009 | 0.90461 | 0.90916 | 0.91372 | 0.91832 | 0.92293 | 0.92757 | 0.93223 | 0.93691 | 0.94162 | 0.94635 | 0.95111 | 0.95589 | 0.96069 | 0.96552 | 0.97037 | 0.97525 | 0.98015 | 0.98507 | 0.99003 | 0.995 | 1 | 0 | 0
[8 empty] | WindDegrade | 6 | 48 | 0.78615 | 0.7901 | 0.79408 | 0.79807 | 0.80208 | 0.80611 | 0.81016 | 0.81423 | 0.81832 | 0.82243 | 0.82657 | 0.83072 | 0.83489 | 0.83909 | 0.84331 | 0.84754 | 0.8518 | 0.85608 | 0.86038 | 0.86471 | 0.86905 | 0.87342 | 0.87781 | 0.88222 | 0.88665 | 0.89111 | 0.89559 | 0.90009 | 0.90461 | 0.90916 | 0.91372 | 0.91832 | 0.92293 | 0.92757 | 0.93223 | 0.93691 | 0.94162 | 0.94635 | 0.95111 | 0.95589 | 0.96069 | 0.96552 | 0.97037 | 0.97525 | 0.98015 | 0.98507 | 0.99003 | 0.995 | 1 | 0
[8 empty] | WindDegrade | 6 | 49 | 0.78222 | 0.78615 | 0.7901 | 0.79408 | 0.79807 | 0.80208 | 0.80611 | 0.81016 | 0.81423 | 0.81832 | 0.82243 | 0.82657 | 0.83072 | 0.83489 | 0.83909 | 0.84331 | 0.84754 | 0.8518 | 0.85608 | 0.86038 | 0.86471 | 0.86905 | 0.87342 | 0.87781 | 0.88222 | 0.88665 | 0.89111 | 0.89559 | 0.90009 | 0.90461 | 0.90916 | 0.91372 | 0.91832 | 0.92293 | 0.92757 | 0.93223 | 0.93691 | 0.94162 | 0.94635 | 0.95111 | 0.95589 | 0.96069 | 0.96552 | 0.97037 | 0.97525 | 0.98015 | 0.98507 | 0.99003 | 0.995 | 1
[8 empty] | WindDegrade | 6 | 50 | 0.77831 | 0.78222 | 0.78615 | 0.7901 | 0.79408 | 0.79807 | 0.80208 | 0.80611 | 0.81016 | 0.81423 | 0.81832 | 0.82243 | 0.82657 | 0.83072 | 0.83489 | 0.83909 | 0.84331 | 0.84754 | 0.8518 | 0.85608 | 0.86038 | 0.86471 | 0.86905 | 0.87342 | 0.87781 | 0.88222 | 0.88665 | 0.89111 | 0.89559 | 0.90009 | 0.90461 | 0.90916 | 0.91372 | 0.91832 | 0.92293 | 0.92757 | 0.93223 | 0.93691 | 0.94162 | 0.94635 | 0.95111 | 0.95589 | 0.96069 | 0.96552 | 0.97037 | 0.97525 | 0.98015 | 0.98507 | 0.99003 | 0.995
[8 empty] | PPA_0.0 | 7 | 0 | 1 | 0 | 0 | 0 | 0 | 0 | 0 | 0 | 0 | 0 | 0 | 0 | 0 | 0 | 0 | 0 | 0 | 0 | 0 | 0 | 0 | 0 | 0 | 0 | 0 | 0 | 0 | 0 | 0 | 0 | 0 | 0 | 0 | 0 | 0 | 0 | 0 | 0 | 0 | 0 | 0 | 0 | 0 | 0 | 0 | 0 | 0 | 0 | 0 | 0
[8 empty] | PPA_0.0 | 7 | 1 | 1 | 1 | 0 | 0 | 0 | 0 | 0 | 0 | 0 | 0 | 0 | 0 | 0 | 0 | 0 | 0 | 0 | 0 | 0 | 0 | 0 | 0 | 0 | 0 | 0 | 0 | 0 | 0 | 0 | 0 | 0 | 0 | 0 | 0 | 0 | 0 | 0 | 0 | 0 | 0 | 0 | 0 | 0 | 0 | 0 | 0 | 0 | 0 | 0 | 0
[8 empty] | PPA_0.0 | 7 | 2 | 1 | 1 | 1 | 0 | 0 | 0 | 0 | 0 | 0 | 0 | 0 | 0 | 0 | 0 | 0 | 0 | 0 | 0 | 0 | 0 | 0 | 0 | 0 | 0 | 0 | 0 | 0 | 0 | 0 | 0 | 0 | 0 | 0 | 0 | 0 | 0 | 0 | 0 | 0 | 0 | 0 | 0 | 0 | 0 | 0 | 0 | 0 | 0 | 0 | 0
[8 empty] | PPA_0.0 | 7 | 3 | 1 | 1 | 1 | 1 | 0 | 0 | 0 | 0 | 0 | 0 | 0 | 0 | 0 | 0 | 0 | 0 | 0 | 0 | 0 | 0 | 0 | 0 | 0 | 0 | 0 | 0 | 0 | 0 | 0 | 0 | 0 | 0 | 0 | 0 | 0 | 0 | 0 | 0 | 0 | 0 | 0 | 0 | 0 | 0 | 0 | 0 | 0 | 0 | 0 | 0
[8 empty] | PPA_0.0 | 7 | 4 | 1 | 1 | 1 | 1 | 1 | 0 | 0 | 0 | 0 | 0 | 0 | 0 | 0 | 0 | 0 | 0 | 0 | 0 | 0 | 0 | 0 | 0 | 0 | 0 | 0 | 0 | 0 | 0 | 0 | 0 | 0 | 0 | 0 | 0 | 0 | 0 | 0 | 0 | 0 | 0 | 0 | 0 | 0 | 0 | 0 | 0 | 0 | 0 | 0 | 0
[8 empty] | PPA_0.0 | 7 | 5 | 1 | 1 | 1 | 1 | 1 | 1 | 0 | 0 | 0 | 0 | 0 | 0 | 0 | 0 | 0 | 0 | 0 | 0 | 0 | 0 | 0 | 0 | 0 | 0 | 0 | 0 | 0 | 0 | 0 | 0 | 0 | 0 | 0 | 0 | 0 | 0 | 0 | 0 | 0 | 0 | 0 | 0 | 0 | 0 | 0 | 0 | 0 | 0 | 0 | 0
[8 empty] | PPA_0.0 | 7 | 6 | 1 | 1 | 1 | 1 | 1 | 1 | 1 | 0 | 0 | 0 | 0 | 0 | 0 | 0 | 0 | 0 | 0 | 0 | 0 | 0 | 0 | 0 | 0 | 0 | 0 | 0 | 0 | 0 | 0 | 0 | 0 | 0 | 0 | 0 | 0 | 0 | 0 | 0 | 0 | 0 | 0 | 0 | 0 | 0 | 0 | 0 | 0 | 0 | 0 | 0
[8 empty] | PPA_0.0 | 7 | 7 | 1 | 1 | 1 | 1 | 1 | 1 | 1 | 1 | 0 | 0 | 0 | 0 | 0 | 0 | 0 | 0 | 0 | 0 | 0 | 0 | 0 | 0 | 0 | 0 | 0 | 0 | 0 | 0 | 0 | 0 | 0 | 0 | 0 | 0 | 0 | 0 | 0 | 0 | 0 | 0 | 0 | 0 | 0 | 0 | 0 | 0 | 0 | 0 | 0 | 0
[8 empty] | PPA_0.0 | 7 | 8 | 1 | 1 | 1 | 1 | 1 | 1 | 1 | 1 | 1 | 0 | 0 | 0 | 0 | 0 | 0 | 0 | 0 | 0 | 0 | 0 | 0 | 0 | 0 | 0 | 0 | 0 | 0 | 0 | 0 | 0 | 0 | 0 | 0 | 0 | 0 | 0 | 0 | 0 | 0 | 0 | 0 | 0 | 0 | 0 | 0 | 0 | 0 | 0 | 0 | 0
[8 empty] | PPA_0.0 | 7 | 9 | 1 | 1 | 1 | 1 | 1 | 1 | 1 | 1 | 1 | 1 | 0 | 0 | 0 | 0 | 0 | 0 | 0 | 0 | 0 | 0 | 0 | 0 | 0 | 0 | 0 | 0 | 0 | 0 | 0 | 0 | 0 | 0 | 0 | 0 | 0 | 0 | 0 | 0 | 0 | 0 | 0 | 0 | 0 | 0 | 0 | 0 | 0 | 0 | 0 | 0
[8 empty] | PPA_0.0 | 7 | 10 | 1 | 1 | 1 | 1 | 1 | 1 | 1 | 1 | 1 | 1 | 1 | 0 | 0 | 0 | 0 | 0 | 0 | 0 | 0 | 0 | 0 | 0 | 0 | 0 | 0 | 0 | 0 | 0 | 0 | 0 | 0 | 0 | 0 | 0 | 0 | 0 | 0 | 0 | 0 | 0 | 0 | 0 | 0 | 0 | 0 | 0 | 0 | 0 | 0 | 0
[8 empty] | PPA_0.0 | 7 | 11 | 1 | 1 | 1 | 1 | 1 | 1 | 1 | 1 | 1 | 1 | 1 | 1 | 0 | 0 | 0 | 0 | 0 | 0 | 0 | 0 | 0 | 0 | 0 | 0 | 0 | 0 | 0 | 0 | 0 | 0 | 0 | 0 | 0 | 0 | 0 | 0 | 0 | 0 | 0 | 0 | 0 | 0 | 0 | 0 | 0 | 0 | 0 | 0 | 0 | 0
[8 empty] | PPA_0.0 | 7 | 12 | 1 | 1 | 1 | 1 | 1 | 1 | 1 | 1 | 1 | 1 | 1 | 1 | 1 | 0 | 0 | 0 | 0 | 0 | 0 | 0 | 0 | 0 | 0 | 0 | 0 | 0 | 0 | 0 | 0 | 0 | 0 | 0 | 0 | 0 | 0 | 0 | 0 | 0 | 0 | 0 | 0 | 0 | 0 | 0 | 0 | 0 | 0 | 0 | 0 | 0
[8 empty] | PPA_0.0 | 7 | 13 | 1 | 1 | 1 | 1 | 1 | 1 | 1 | 1 | 1 | 1 | 1 | 1 | 1 | 1 | 0 | 0 | 0 | 0 | 0 | 0 | 0 | 0 | 0 | 0 | 0 | 0 | 0 | 0 | 0 | 0 | 0 | 0 | 0 | 0 | 0 | 0 | 0 | 0 | 0 | 0 | 0 | 0 | 0 | 0 | 0 | 0 | 0 | 0 | 0 | 0
[8 empty] | PPA_0.0 | 7 | 14 | 1 | 1 | 1 | 1 | 1 | 1 | 1 | 1 | 1 | 1 | 1 | 1 | 1 | 1 | 1 | 0 | 0 | 0 | 0 | 0 | 0 | 0 | 0 | 0 | 0 | 0 | 0 | 0 | 0 | 0 | 0 | 0 | 0 | 0 | 0 | 0 | 0 | 0 | 0 | 0 | 0 | 0 | 0 | 0 | 0 | 0 | 0 | 0 | 0 | 0
[8 empty] | PPA_0.0 | 7 | 15 | 1 | 1 | 1 | 1 | 1 | 1 | 1 | 1 | 1 | 1 | 1 | 1 | 1 | 1 | 1 | 1 | 0 | 0 | 0 | 0 | 0 | 0 | 0 | 0 | 0 | 0 | 0 | 0 | 0 | 0 | 0 | 0 | 0 | 0 | 0 | 0 | 0 | 0 | 0 | 0 | 0 | 0 | 0 | 0 | 0 | 0 | 0 | 0 | 0 | 0
[8 empty] | PPA_0.0 | 7 | 16 | 1 | 1 | 1 | 1 | 1 | 1 | 1 | 1 | 1 | 1 | 1 | 1 | 1 | 1 | 1 | 1 | 1 | 0 | 0 | 0 | 0 | 0 | 0 | 0 | 0 | 0 | 0 | 0 | 0 | 0 | 0 | 0 | 0 | 0 | 0 | 0 | 0 | 0 | 0 | 0 | 0 | 0 | 0 | 0 | 0 | 0 | 0 | 0 | 0 | 0
[8 empty] | PPA_0.0 | 7 | 17 | 1 | 1 | 1 | 1 | 1 | 1 | 1 | 1 | 1 | 1 | 1 | 1 | 1 | 1 | 1 | 1 | 1 | 1 | 0 | 0 | 0 | 0 | 0 | 0 | 0 | 0 | 0 | 0 | 0 | 0 | 0 | 0 | 0 | 0 | 0 | 0 | 0 | 0 | 0 | 0 | 0 | 0 | 0 | 0 | 0 | 0 | 0 | 0 | 0 | 0
[8 empty] | PPA_0.0 | 7 | 18 | 1 | 1 | 1 | 1 | 1 | 1 | 1 | 1 | 1 | 1 | 1 | 1 | 1 | 1 | 1 | 1 | 1 | 1 | 1 | 0 | 0 | 0 | 0 | 0 | 0 | 0 | 0 | 0 | 0 | 0 | 0 | 0 | 0 | 0 | 0 | 0 | 0 | 0 | 0 | 0 | 0 | 0 | 0 | 0 | 0 | 0 | 0 | 0 | 0 | 0
[8 empty] | PPA_0.0 | 7 | 19 | 1 | 1 | 1 | 1 | 1 | 1 | 1 | 1 | 1 | 1 | 1 | 1 | 1 | 1 | 1 | 1 | 1 | 1 | 1 | 1 | 0 | 0 | 0 | 0 | 0 | 0 | 0 | 0 | 0 | 0 | 0 | 0 | 0 | 0 | 0 | 0 | 0 | 0 | 0 | 0 | 0 | 0 | 0 | 0 | 0 | 0 | 0 | 0 | 0 | 0
[8 empty] | PPA_0.0 | 7 | 20 | 1 | 1 | 1 | 1 | 1 | 1 | 1 | 1 | 1 | 1 | 1 | 1 | 1 | 1 | 1 | 1 | 1 | 1 | 1 | 1 | 1 | 0 | 0 | 0 | 0 | 0 | 0 | 0 | 0 | 0 | 0 | 0 | 0 | 0 | 0 | 0 | 0 | 0 | 0 | 0 | 0 | 0 | 0 | 0 | 0 | 0 | 0 | 0 | 0 | 0
[8 empty] | PPA_0.0 | 7 | 21 | 1 | 1 | 1 | 1 | 1 | 1 | 1 | 1 | 1 | 1 | 1 | 1 | 1 | 1 | 1 | 1 | 1 | 1 | 1 | 1 | 1 | 1 | 0 | 0 | 0 | 0 | 0 | 0 | 0 | 0 | 0 | 0 | 0 | 0 | 0 | 0 | 0 | 0 | 0 | 0 | 0 | 0 | 0 | 0 | 0 | 0 | 0 | 0 | 0 | 0
[8 empty] | PPA_0.0 | 7 | 22 | 1 | 1 | 1 | 1 | 1 | 1 | 1 | 1 | 1 | 1 | 1 | 1 | 1 | 1 | 1 | 1 | 1 | 1 | 1 | 1 | 1 | 1 | 1 | 0 | 0 | 0 | 0 | 0 | 0 | 0 | 0 | 0 | 0 | 0 | 0 | 0 | 0 | 0 | 0 | 0 | 0 | 0 | 0 | 0 | 0 | 0 | 0 | 0 | 0 | 0
[8 empty] | PPA_0.0 | 7 | 23 | 1 | 1 | 1 | 1 | 1 | 1 | 1 | 1 | 1 | 1 | 1 | 1 | 1 | 1 | 1 | 1 | 1 | 1 | 1 | 1 | 1 | 1 | 1 | 1 | 0 | 0 | 0 | 0 | 0 | 0 | 0 | 0 | 0 | 0 | 0 | 0 | 0 | 0 | 0 | 0 | 0 | 0 | 0 | 0 | 0 | 0 | 0 | 0 | 0 | 0
[8 empty] | PPA_0.0 | 7 | 24 | 1 | 1 | 1 | 1 | 1 | 1 | 1 | 1 | 1 | 1 | 1 | 1 | 1 | 1 | 1 | 1 | 1 | 1 | 1 | 1 | 1 | 1 | 1 | 1 | 1 | 0 | 0 | 0 | 0 | 0 | 0 | 0 | 0 | 0 | 0 | 0 | 0 | 0 | 0 | 0 | 0 | 0 | 0 | 0 | 0 | 0 | 0 | 0 | 0 | 0
[8 empty] | PPA_0.0 | 7 | 25 | 1 | 1 | 1 | 1 | 1 | 1 | 1 | 1 | 1 | 1 | 1 | 1 | 1 | 1 | 1 | 1 | 1 | 1 | 1 | 1 | 1 | 1 | 1 | 1 | 1 | 1 | 0 | 0 | 0 | 0 | 0 | 0 | 0 | 0 | 0 | 0 | 0 | 0 | 0 | 0 | 0 | 0 | 0 | 0 | 0 | 0 | 0 | 0 | 0 | 0
[8 empty] | PPA_0.0 | 7 | 26 | 1 | 1 | 1 | 1 | 1 | 1 | 1 | 1 | 1 | 1 | 1 | 1 | 1 | 1 | 1 | 1 | 1 | 1 | 1 | 1 | 1 | 1 | 1 | 1 | 1 | 1 | 1 | 0 | 0 | 0 | 0 | 0 | 0 | 0 | 0 | 0 | 0 | 0 | 0 | 0 | 0 | 0 | 0 | 0 | 0 | 0 | 0 | 0 | 0 | 0
[8 empty] | PPA_0.0 | 7 | 27 | 1 | 1 | 1 | 1 | 1 | 1 | 1 | 1 | 1 | 1 | 1 | 1 | 1 | 1 | 1 | 1 | 1 | 1 | 1 | 1 | 1 | 1 | 1 | 1 | 1 | 1 | 1 | 1 | 0 | 0 | 0 | 0 | 0 | 0 | 0 | 0 | 0 | 0 | 0 | 0 | 0 | 0 | 0 | 0 | 0 | 0 | 0 | 0 | 0 | 0
[8 empty] | PPA_0.0 | 7 | 28 | 1 | 1 | 1 | 1 | 1 | 1 | 1 | 1 | 1 | 1 | 1 | 1 | 1 | 1 | 1 | 1 | 1 | 1 | 1 | 1 | 1 | 1 | 1 | 1 | 1 | 1 | 1 | 1 | 1 | 0 | 0 | 0 | 0 | 0 | 0 | 0 | 0 | 0 | 0 | 0 | 0 | 0 | 0 | 0 | 0 | 0 | 0 | 0 | 0 | 0
[8 empty] | PPA_0.0 | 7 | 29 | 1 | 1 | 1 | 1 | 1 | 1 | 1 | 1 | 1 | 1 | 1 | 1 | 1 | 1 | 1 | 1 | 1 | 1 | 1 | 1 | 1 | 1 | 1 | 1 | 1 | 1 | 1 | 1 | 1 | 1 | 0 | 0 | 0 | 0 | 0 | 0 | 0 | 0 | 0 | 0 | 0 | 0 | 0 | 0 | 0 | 0 | 0 | 0 | 0 | 0
[8 empty] | PPA_0.0 | 7 | 30 | 1 | 1 | 1 | 1 | 1 | 1 | 1 | 1 | 1 | 1 | 1 | 1 | 1 | 1 | 1 | 1 | 1 | 1 | 1 | 1 | 1 | 1 | 1 | 1 | 1 | 1 | 1 | 1 | 1 | 1 | 1 | 0 | 0 | 0 | 0 | 0 | 0 | 0 | 0 | 0 | 0 | 0 | 0 | 0 | 0 | 0 | 0 | 0 | 0 | 0
[8 empty] | PPA_0.0 | 7 | 31 | 1 | 1 | 1 | 1 | 1 | 1 | 1 | 1 | 1 | 1 | 1 | 1 | 1 | 1 | 1 | 1 | 1 | 1 | 1 | 1 | 1 | 1 | 1 | 1 | 1 | 1 | 1 | 1 | 1 | 1 | 1 | 1 | 0 | 0 | 0 | 0 | 0 | 0 | 0 | 0 | 0 | 0 | 0 | 0 | 0 | 0 | 0 | 0 | 0 | 0
[8 empty] | PPA_0.0 | 7 | 32 | 1 | 1 | 1 | 1 | 1 | 1 | 1 | 1 | 1 | 1 | 1 | 1 | 1 | 1 | 1 | 1 | 1 | 1 | 1 | 1 | 1 | 1 | 1 | 1 | 1 | 1 | 1 | 1 | 1 | 1 | 1 | 1 | 1 | 0 | 0 | 0 | 0 | 0 | 0 | 0 | 0 | 0 | 0 | 0 | 0 | 0 | 0 | 0 | 0 | 0
[8 empty] | PPA_0.0 | 7 | 33 | 1 | 1 | 1 | 1 | 1 | 1 | 1 | 1 | 1 | 1 | 1 | 1 | 1 | 1 | 1 | 1 | 1 | 1 | 1 | 1 | 1 | 1 | 1 | 1 | 1 | 1 | 1 | 1 | 1 | 1 | 1 | 1 | 1 | 1 | 0 | 0 | 0 | 0 | 0 | 0 | 0 | 0 | 0 | 0 | 0 | 0 | 0 | 0 | 0 | 0
[8 empty] | PPA_0.0 | 7 | 34 | 1 | 1 | 1 | 1 | 1 | 1 | 1 | 1 | 1 | 1 | 1 | 1 | 1 | 1 | 1 | 1 | 1 | 1 | 1 | 1 | 1 | 1 | 1 | 1 | 1 | 1 | 1 | 1 | 1 | 1 | 1 | 1 | 1 | 1 | 1 | 0 | 0 | 0 | 0 | 0 | 0 | 0 | 0 | 0 | 0 | 0 | 0 | 0 | 0 | 0
[8 empty] | PPA_0.0 | 7 | 35 | 1 | 1 | 1 | 1 | 1 | 1 | 1 | 1 | 1 | 1 | 1 | 1 | 1 | 1 | 1 | 1 | 1 | 1 | 1 | 1 | 1 | 1 | 1 | 1 | 1 | 1 | 1 | 1 | 1 | 1 | 1 | 1 | 1 | 1 | 1 | 1 | 0 | 0 | 0 | 0 | 0 | 0 | 0 | 0 | 0 | 0 | 0 | 0 | 0 | 0
[8 empty] | PPA_0.0 | 7 | 36 | 1 | 1 | 1 | 1 | 1 | 1 | 1 | 1 | 1 | 1 | 1 | 1 | 1 | 1 | 1 | 1 | 1 | 1 | 1 | 1 | 1 | 1 | 1 | 1 | 1 | 1 | 1 | 1 | 1 | 1 | 1 | 1 | 1 | 1 | 1 | 1 | 1 | 0 | 0 | 0 | 0 | 0 | 0 | 0 | 0 | 0 | 0 | 0 | 0 | 0
[8 empty] | PPA_0.0 | 7 | 37 | 1 | 1 | 1 | 1 | 1 | 1 | 1 | 1 | 1 | 1 | 1 | 1 | 1 | 1 | 1 | 1 | 1 | 1 | 1 | 1 | 1 | 1 | 1 | 1 | 1 | 1 | 1 | 1 | 1 | 1 | 1 | 1 | 1 | 1 | 1 | 1 | 1 | 1 | 0 | 0 | 0 | 0 | 0 | 0 | 0 | 0 | 0 | 0 | 0 | 0
[8 empty] | PPA_0.0 | 7 | 38 | 1 | 1 | 1 | 1 | 1 | 1 | 1 | 1 | 1 | 1 | 1 | 1 | 1 | 1 | 1 | 1 | 1 | 1 | 1 | 1 | 1 | 1 | 1 | 1 | 1 | 1 | 1 | 1 | 1 | 1 | 1 | 1 | 1 | 1 | 1 | 1 | 1 | 1 | 1 | 0 | 0 | 0 | 0 | 0 | 0 | 0 | 0 | 0 | 0 | 0
[8 empty] | PPA_0.0 | 7 | 39 | 1 | 1 | 1 | 1 | 1 | 1 | 1 | 1 | 1 | 1 | 1 | 1 | 1 | 1 | 1 | 1 | 1 | 1 | 1 | 1 | 1 | 1 | 1 | 1 | 1 | 1 | 1 | 1 | 1 | 1 | 1 | 1 | 1 | 1 | 1 | 1 | 1 | 1 | 1 | 1 | 0 | 0 | 0 | 0 | 0 | 0 | 0 | 0 | 0 | 0
[8 empty] | PPA_0.0 | 7 | 40 | 1 | 1 | 1 | 1 | 1 | 1 | 1 | 1 | 1 | 1 | 1 | 1 | 1 | 1 | 1 | 1 | 1 | 1 | 1 | 1 | 1 | 1 | 1 | 1 | 1 | 1 | 1 | 1 | 1 | 1 | 1 | 1 | 1 | 1 | 1 | 1 | 1 | 1 | 1 | 1 | 1 | 0 | 0 | 0 | 0 | 0 | 0 | 0 | 0 | 0
[8 empty] | PPA_0.0 | 7 | 41 | 1 | 1 | 1 | 1 | 1 | 1 | 1 | 1 | 1 | 1 | 1 | 1 | 1 | 1 | 1 | 1 | 1 | 1 | 1 | 1 | 1 | 1 | 1 | 1 | 1 | 1 | 1 | 1 | 1 | 1 | 1 | 1 | 1 | 1 | 1 | 1 | 1 | 1 | 1 | 1 | 1 | 1 | 0 | 0 | 0 | 0 | 0 | 0 | 0 | 0
[8 empty] | PPA_0.0 | 7 | 42 | 1 | 1 | 1 | 1 | 1 | 1 | 1 | 1 | 1 | 1 | 1 | 1 | 1 | 1 | 1 | 1 | 1 | 1 | 1 | 1 | 1 | 1 | 1 | 1 | 1 | 1 | 1 | 1 | 1 | 1 | 1 | 1 | 1 | 1 | 1 | 1 | 1 | 1 | 1 | 1 | 1 | 1 | 1 | 0 | 0 | 0 | 0 | 0 | 0 | 0
[8 empty] | PPA_0.0 | 7 | 43 | 1 | 1 | 1 | 1 | 1 | 1 | 1 | 1 | 1 | 1 | 1 | 1 | 1 | 1 | 1 | 1 | 1 | 1 | 1 | 1 | 1 | 1 | 1 | 1 | 1 | 1 | 1 | 1 | 1 | 1 | 1 | 1 | 1 | 1 | 1 | 1 | 1 | 1 | 1 | 1 | 1 | 1 | 1 | 1 | 0 | 0 | 0 | 0 | 0 | 0
[8 empty] | PPA_0.0 | 7 | 44 | 1 | 1 | 1 | 1 | 1 | 1 | 1 | 1 | 1 | 1 | 1 | 1 | 1 | 1 | 1 | 1 | 1 | 1 | 1 | 1 | 1 | 1 | 1 | 1 | 1 | 1 | 1 | 1 | 1 | 1 | 1 | 1 | 1 | 1 | 1 | 1 | 1 | 1 | 1 | 1 | 1 | 1 | 1 | 1 | 1 | 0 | 0 | 0 | 0 | 0
[8 empty] | PPA_0.0 | 7 | 45 | 1 | 1 | 1 | 1 | 1 | 1 | 1 | 1 | 1 | 1 | 1 | 1 | 1 | 1 | 1 | 1 | 1 | 1 | 1 | 1 | 1 | 1 | 1 | 1 | 1 | 1 | 1 | 1 | 1 | 1 | 1 | 1 | 1 | 1 | 1 | 1 | 1 | 1 | 1 | 1 | 1 | 1 | 1 | 1 | 1 | 1 | 0 | 0 | 0 | 0
[8 empty] | PPA_0.0 | 7 | 46 | 1 | 1 | 1 | 1 | 1 | 1 | 1 | 1 | 1 | 1 | 1 | 1 | 1 | 1 | 1 | 1 | 1 | 1 | 1 | 1 | 1 | 1 | 1 | 1 | 1 | 1 | 1 | 1 | 1 | 1 | 1 | 1 | 1 | 1 | 1 | 1 | 1 | 1 | 1 | 1 | 1 | 1 | 1 | 1 | 1 | 1 | 1 | 0 | 0 | 0
[8 empty] | PPA_0.0 | 7 | 47 | 1 | 1 | 1 | 1 | 1 | 1 | 1 | 1 | 1 | 1 | 1 | 1 | 1 | 1 | 1 | 1 | 1 | 1 | 1 | 1 | 1 | 1 | 1 | 1 | 1 | 1 | 1 | 1 | 1 | 1 | 1 | 1 | 1 | 1 | 1 | 1 | 1 | 1 | 1 | 1 | 1 | 1 | 1 | 1 | 1 | 1 | 1 | 1 | 0 | 0
[8 empty] | PPA_0.0 | 7 | 48 | 1 | 1 | 1 | 1 | 1 | 1 | 1 | 1 | 1 | 1 | 1 | 1 | 1 | 1 | 1 | 1 | 1 | 1 | 1 | 1 | 1 | 1 | 1 | 1 | 1 | 1 | 1 | 1 | 1 | 1 | 1 | 1 | 1 | 1 | 1 | 1 | 1 | 1 | 1 | 1 | 1 | 1 | 1 | 1 | 1 | 1 | 1 | 1 | 1 | 0
[8 empty] | PPA_0.0 | 7 | 49 | bar: 2021 0 to 2070 49
[8 empty] | PPA_0.0 | 7 | 50 | bar: 2021 0 to 2070 49
[8 empty] | PPA_1.0 | 8 | 0 | 1 | 0 | 0 | 0 | 0 | 0 | 0 | 0 | 0 | 0 | 0 | 0 | 0 | 0 | 0 | 0 | 0 | 0 | 0 | 0 | 0 | 0 | 0 | 0 | 0 | 0 | 0 | 0 | 0 | 0 | 0 | 0 | 0 | 0 | 0 | 0 | 0 | 0 | 0 | 0 | 0 | 0 | 0 | 0 | 0 | 0 | 0 | 0 | 0 | 0
[8 empty] | PPA_1.0 | 8 | 1 | 1.01 | 1 | 0 | 0 | 0 | 0 | 0 | 0 | 0 | 0 | 0 | 0 | 0 | 0 | 0 | 0 | 0 | 0 | 0 | 0 | 0 | 0 | 0 | 0 | 0 | 0 | 0 | 0 | 0 | 0 | 0 | 0 | 0 | 0 | 0 | 0 | 0 | 0 | 0 | 0 | 0 | 0 | 0 | 0 | 0 | 0 | 0 | 0 | 0 | 0
[8 empty] | PPA_1.0 | 8 | 2 | 1.0201 | 1.01 | 1 | 0 | 0 | 0 | 0 | 0 | 0 | 0 | 0 | 0 | 0 | 0 | 0 | 0 | 0 | 0 | 0 | 0 | 0 | 0 | 0 | 0 | 0 | 0 | 0 | 0 | 0 | 0 | 0 | 0 | 0 | 0 | 0 | 0 | 0 | 0 | 0 | 0 | 0 | 0 | 0 | 0 | 0 | 0 | 0 | 0 | 0 | 0
[8 empty] | PPA_1.0 | 8 | 3 | 1.0303 | 1.0201 | 1.01 | 1 | 0 | 0 | 0 | 0 | 0 | 0 | 0 | 0 | 0 | 0 | 0 | 0 | 0 | 0 | 0 | 0 | 0 | 0 | 0 | 0 | 0 | 0 | 0 | 0 | 0 | 0 | 0 | 0 | 0 | 0 | 0 | 0 | 0 | 0 | 0 | 0 | 0 | 0 | 0 | 0 | 0 | 0 | 0 | 0 | 0 | 0
[8 empty] | PPA_1.0 | 8 | 4 | 1.0406 | 1.0303 | 1.0201 | 1.01 | 1 | 0 | 0 | 0 | 0 | 0 | 0 | 0 | 0 | 0 | 0 | 0 | 0 | 0 | 0 | 0 | 0 | 0 | 0 | 0 | 0 | 0 | 0 | 0 | 0 | 0 | 0 | 0 | 0 | 0 | 0 | 0 | 0 | 0 | 0 | 0 | 0 | 0 | 0 | 0 | 0 | 0 | 0 | 0 | 0 | 0
[8 empty] | PPA_1.0 | 8 | 5 | 1.051 | 1.0406 | 1.0303 | 1.0201 | 1.01 | 1 | 0 | 0 | 0 | 0 | 0 | 0 | 0 | 0 | 0 | 0 | 0 | 0 | 0 | 0 | 0 | 0 | 0 | 0 | 0 | 0 | 0 | 0 | 0 | 0 | 0 | 0 | 0 | 0 | 0 | 0 | 0 | 0 | 0 | 0 | 0 | 0 | 0 | 0 | 0 | 0 | 0 | 0 | 0 | 0
[8 empty] | PPA_1.0 | 8 | 6 | 1.0615 | 1.051 | 1.0406 | 1.0303 | 1.0201 | 1.01 | 1 | 0 | 0 | 0 | 0 | 0 | 0 | 0 | 0 | 0 | 0 | 0 | 0 | 0 | 0 | 0 | 0 | 0 | 0 | 0 | 0 | 0 | 0 | 0 | 0 | 0 | 0 | 0 | 0 | 0 | 0 | 0 | 0 | 0 | 0 | 0 | 0 | 0 | 0 | 0 | 0 | 0 | 0 | 0
[8 empty] | PPA_1.0 | 8 | 7 | 1.0721 | 1.0615 | 1.051 | 1.0406 | 1.0303 | 1.0201 | 1.01 | 1 | 0 | 0 | 0 | 0 | 0 | 0 | 0 | 0 | 0 | 0 | 0 | 0 | 0 | 0 | 0 | 0 | 0 | 0 | 0 | 0 | 0 | 0 | 0 | 0 | 0 | 0 | 0 | 0 | 0 | 0 | 0 | 0 | 0 | 0 | 0 | 0 | 0 | 0 | 0 | 0 | 0 | 0
[8 empty] | PPA_1.0 | 8 | 8 | 1.0829 | 1.0721 | 1.0615 | 1.051 | 1.0406 | 1.0303 | 1.0201 | 1.01 | 1 | 0 | 0 | 0 | 0 | 0 | 0 | 0 | 0 | 0 | 0 | 0 | 0 | 0 | 0 | 0 | 0 | 0 | 0 | 0 | 0 | 0 | 0 | 0 | 0 | 0 | 0 | 0 | 0 | 0 | 0 | 0 | 0 | 0 | 0 | 0 | 0 | 0 | 0 | 0 | 0 | 0
[8 empty] | PPA_1.0 | 8 | 9 | 1.0937 | 1.0829 | 1.0721 | 1.0615 | 1.051 | 1.0406 | 1.0303 | 1.0201 | 1.01 | 1 | 0 | 0 | 0 | 0 | 0 | 0 | 0 | 0 | 0 | 0 | 0 | 0 | 0 | 0 | 0 | 0 | 0 | 0 | 0 | 0 | 0 | 0 | 0 | 0 | 0 | 0 | 0 | 0 | 0 | 0 | 0 | 0 | 0 | 0 | 0 | 0 | 0 | 0 | 0 | 0
[8 empty] | PPA_1.0 | 8 | 10 | 1.1046 | 1.0937 | 1.0829 | 1.0721 | 1.0615 | 1.051 | 1.0406 | 1.0303 | 1.0201 | 1.01 | 1 | 0 | 0 | 0 | 0 | 0 | 0 | 0 | 0 | 0 | 0 | 0 | 0 | 0 | 0 | 0 | 0 | 0 | 0 | 0 | 0 | 0 | 0 | 0 | 0 | 0 | 0 | 0 | 0 | 0 | 0 | 0 | 0 | 0 | 0 | 0 | 0 | 0 | 0 | 0
[8 empty] | PPA_1.0 | 8 | 11 | 1.1157 | 1.1046 | 1.0937 | 1.0829 | 1.0721 | 1.0615 | 1.051 | 1.0406 | 1.0303 | 1.0201 | 1.01 | 1 | 0 | 0 | 0 | 0 | 0 | 0 | 0 | 0 | 0 | 0 | 0 | 0 | 0 | 0 | 0 | 0 | 0 | 0 | 0 | 0 | 0 | 0 | 0 | 0 | 0 | 0 | 0 | 0 | 0 | 0 | 0 | 0 | 0 | 0 | 0 | 0 | 0 | 0
[8 empty] | PPA_1.0 | 8 | 12 | 1.1268 | 1.1157 | 1.1046 | 1.0937 | 1.0829 | 1.0721 | 1.0615 | 1.051 | 1.0406 | 1.0303 | 1.0201 | 1.01 | 1 | 0 | 0 | 0 | 0 | 0 | 0 | 0 | 0 | 0 | 0 | 0 | 0 | 0 | 0 | 0 | 0 | 0 | 0 | 0 | 0 | 0 | 0 | 0 | 0 | 0 | 0 | 0 | 0 | 0 | 0 | 0 | 0 | 0 | 0 | 0 | 0 | 0
[8 empty] | PPA_1.0 | 8 | 13 | 1.1381 | 1.1268 | 1.1157 | 1.1046 | 1.0937 | 1.0829 | 1.0721 | 1.0615 | 1.051 | 1.0406 | 1.0303 | 1.0201 | 1.01 | 1 | 0 | 0 | 0 | 0 | 0 | 0 | 0 | 0 | 0 | 0 | 0 | 0 | 0 | 0 | 0 | 0 | 0 | 0 | 0 | 0 | 0 | 0 | 0 | 0 | 0 | 0 | 0 | 0 | 0 | 0 | 0 | 0 | 0 | 0 | 0 | 0
[8 empty] | PPA_1.0 | 8 | 14 | 1.1495 | 1.1381 | 1.1268 | 1.1157 | 1.1046 | 1.0937 | 1.0829 | 1.0721 | 1.0615 | 1.051 | 1.0406 | 1.0303 | 1.0201 | 1.01 | 1 | 0 | 0 | 0 | 0 | 0 | 0 | 0 | 0 | 0 | 0 | 0 | 0 | 0 | 0 | 0 | 0 | 0 | 0 | 0 | 0 | 0 | 0 | 0 | 0 | 0 | 0 | 0 | 0 | 0 | 0 | 0 | 0 | 0 | 0 | 0
[8 empty] | PPA_1.0 | 8 | 15 | 1.161 | 1.1495 | 1.1381 | 1.1268 | 1.1157 | 1.1046 | 1.0937 | 1.0829 | 1.0721 | 1.0615 | 1.051 | 1.0406 | 1.0303 | 1.0201 | 1.01 | 1 | 0 | 0 | 0 | 0 | 0 | 0 | 0 | 0 | 0 | 0 | 0 | 0 | 0 | 0 | 0 | 0 | 0 | 0 | 0 | 0 | 0 | 0 | 0 | 0 | 0 | 0 | 0 | 0 | 0 | 0 | 0 | 0 | 0 | 0
[8 empty] | PPA_1.0 | 8 | 16 | 1.1726 | 1.161 | 1.1495 | 1.1381 | 1.1268 | 1.1157 | 1.1046 | 1.0937 | 1.0829 | 1.0721 | 1.0615 | 1.051 | 1.0406 | 1.0303 | 1.0201 | 1.01 | 1 | 0 | 0 | 0 | 0 | 0 | 0 | 0 | 0 | 0 | 0 | 0 | 0 | 0 | 0 | 0 | 0 | 0 | 0 | 0 | 0 | 0 | 0 | 0 | 0 | 0 | 0 | 0 | 0 | 0 | 0 | 0 | 0 | 0
[8 empty] | PPA_1.0 | 8 | 17 | 1.1843 | 1.1726 | 1.161 | 1.1495 | 1.1381 | 1.1268 | 1.1157 | 1.1046 | 1.0937 | 1.0829 | 1.0721 | 1.0615 | 1.051 | 1.0406 | 1.0303 | 1.0201 | 1.01 | 1 | 0 | 0 | 0 | 0 | 0 | 0 | 0 | 0 | 0 | 0 | 0 | 0 | 0 | 0 | 0 | 0 | 0 | 0 | 0 | 0 | 0 | 0 | 0 | 0 | 0 | 0 | 0 | 0 | 0 | 0 | 0 | 0
[8 empty] | PPA_1.0 | 8 | 18 | 1.1961 | 1.1843 | 1.1726 | 1.161 | 1.1495 | 1.1381 | 1.1268 | 1.1157 | 1.1046 | 1.0937 | 1.0829 | 1.0721 | 1.0615 | 1.051 | 1.0406 | 1.0303 | 1.0201 | 1.01 | 1 | 0 | 0 | 0 | 0 | 0 | 0 | 0 | 0 | 0 | 0 | 0 | 0 | 0 | 0 | 0 | 0 | 0 | 0 | 0 | 0 | 0 | 0 | 0 | 0 | 0 | 0 | 0 | 0 | 0 | 0 | 0
[8 empty] | PPA_1.0 | 8 | 19 | 1.2081 | 1.1961 | 1.1843 | 1.1726 | 1.161 | 1.1495 | 1.1381 | 1.1268 | 1.1157 | 1.1046 | 1.0937 | 1.0829 | 1.0721 | 1.0615 | 1.051 | 1.0406 | 1.0303 | 1.0201 | 1.01 | 1 | 0 | 0 | 0 | 0 | 0 | 0 | 0 | 0 | 0 | 0 | 0 | 0 | 0 | 0 | 0 | 0 | 0 | 0 | 0 | 0 | 0 | 0 | 0 | 0 | 0 | 0 | 0 | 0 | 0 | 0
[8 empty] | PPA_1.0 | 8 | 20 | 1.2202 | 1.2081 | 1.1961 | 1.1843 | 1.1726 | 1.161 | 1.1495 | 1.1381 | 1.1268 | 1.1157 | 1.1046 | 1.0937 | 1.0829 | 1.0721 | 1.0615 | 1.051 | 1.0406 | 1.0303 | 1.0201 | 1.01 | 1 | 0 | 0 | 0 | 0 | 0 | 0 | 0 | 0 | 0 | 0 | 0 | 0 | 0 | 0 | 0 | 0 | 0 | 0 | 0 | 0 | 0 | 0 | 0 | 0 | 0 | 0 | 0 | 0 | 0
[8 empty] | PPA_1.0 | 8 | 21 | 1.2324 | 1.2202 | 1.2081 | 1.1961 | 1.1843 | 1.1726 | 1.161 | 1.1495 | 1.1381 | 1.1268 | 1.1157 | 1.1046 | 1.0937 | 1.0829 | 1.0721 | 1.0615 | 1.051 | 1.0406 | 1.0303 | 1.0201 | 1.01 | 1 | 0 | 0 | 0 | 0 | 0 | 0 | 0 | 0 | 0 | 0 | 0 | 0 | 0 | 0 | 0 | 0 | 0 | 0 | 0 | 0 | 0 | 0 | 0 | 0 | 0 | 0 | 0 | 0
[8 empty] | PPA_1.0 | 8 | 22 | 1.2447 | 1.2324 | 1.2202 | 1.2081 | 1.1961 | 1.1843 | 1.1726 | 1.161 | 1.1495 | 1.1381 | 1.1268 | 1.1157 | 1.1046 | 1.0937 | 1.0829 | 1.0721 | 1.0615 | 1.051 | 1.0406 | 1.0303 | 1.0201 | 1.01 | 1 | 0 | 0 | 0 | 0 | 0 | 0 | 0 | 0 | 0 | 0 | 0 | 0 | 0 | 0 | 0 | 0 | 0 | 0 | 0 | 0 | 0 | 0 | 0 | 0 | 0 | 0 | 0
[8 empty] | PPA_1.0 | 8 | 23 | 1.2572 | 1.2447 | 1.2324 | 1.2202 | 1.2081 | 1.1961 | 1.1843 | 1.1726 | 1.161 | 1.1495 | 1.1381 | 1.1268 | 1.1157 | 1.1046 | 1.0937 | 1.0829 | 1.0721 | 1.0615 | 1.051 | 1.0406 | 1.0303 | 1.0201 | 1.01 | 1 | 0 | 0 | 0 | 0 | 0 | 0 | 0 | 0 | 0 | 0 | 0 | 0 | 0 | 0 | 0 | 0 | 0 | 0 | 0 | 0 | 0 | 0 | 0 | 0 | 0 | 0
[8 empty] | PPA_1.0 | 8 | 24 | 1.2697 | 1.2572 | 1.2447 | 1.2324 | 1.2202 | 1.2081 | 1.1961 | 1.1843 | 1.1726 | 1.161 | 1.1495 | 1.1381 | 1.1268 | 1.1157 | 1.1046 | 1.0937 | 1.0829 | 1.0721 | 1.0615 | 1.051 | 1.0406 | 1.0303 | 1.0201 | 1.01 | 1 | 0 | 0 | 0 | 0 | 0 | 0 | 0 | 0 | 0 | 0 | 0 | 0 | 0 | 0 | 0 | 0 | 0 | 0 | 0 | 0 | 0 | 0 | 0 | 0 | 0
[8 empty] | PPA_1.0 | 8 | 25 | 1.2824 | 1.2697 | 1.2572 | 1.2447 | 1.2324 | 1.2202 | 1.2081 | 1.1961 | 1.1843 | 1.1726 | 1.161 | 1.1495 | 1.1381 | 1.1268 | 1.1157 | 1.1046 | 1.0937 | 1.0829 | 1.0721 | 1.0615 | 1.051 | 1.0406 | 1.0303 | 1.0201 | 1.01 | 1 | 0 | 0 | 0 | 0 | 0 | 0 | 0 | 0 | 0 | 0 | 0 | 0 | 0 | 0 | 0 | 0 | 0 | 0 | 0 | 0 | 0 | 0 | 0 | 0
[8 empty] | PPA_1.0 | 8 | 26 | 1.2953 | 1.2824 | 1.2697 | 1.2572 | 1.2447 | 1.2324 | 1.2202 | 1.2081 | 1.1961 | 1.1843 | 1.1726 | 1.161 | 1.1495 | 1.1381 | 1.1268 | 1.1157 | 1.1046 | 1.0937 | 1.0829 | 1.0721 | 1.0615 | 1.051 | 1.0406 | 1.0303 | 1.0201 | 1.01 | 1 | 0 | 0 | 0 | 0 | 0 | 0 | 0 | 0 | 0 | 0 | 0 | 0 | 0 | 0 | 0 | 0 | 0 | 0 | 0 | 0 | 0 | 0 | 0
[8 empty] | PPA_1.0 | 8 | 27 | 1.3082 | 1.2953 | 1.2824 | 1.2697 | 1.2572 | 1.2447 | 1.2324 | 1.2202 | 1.2081 | 1.1961 | 1.1843 | 1.1726 | 1.161 | 1.1495 | 1.1381 | 1.1268 | 1.1157 | 1.1046 | 1.0937 | 1.0829 | 1.0721 | 1.0615 | 1.051 | 1.0406 | 1.0303 | 1.0201 | 1.01 | 1 | 0 | 0 | 0 | 0 | 0 | 0 | 0 | 0 | 0 | 0 | 0 | 0 | 0 | 0 | 0 | 0 | 0 | 0 | 0 | 0 | 0 | 0
[8 empty] | PPA_1.0 | 8 | 28 | 1.3213 | 1.3082 | 1.2953 | 1.2824 | 1.2697 | 1.2572 | 1.2447 | 1.2324 | 1.2202 | 1.2081 | 1.1961 | 1.1843 | 1.1726 | 1.161 | 1.1495 | 1.1381 | 1.1268 | 1.1157 | 1.1046 | 1.0937 | 1.0829 | 1.0721 | 1.0615 | 1.051 | 1.0406 | 1.0303 | 1.0201 | 1.01 | 1 | 0 | 0 | 0 | 0 | 0 | 0 | 0 | 0 | 0 | 0 | 0 | 0 | 0 | 0 | 0 | 0 | 0 | 0 | 0 | 0 | 0
[8 empty] | PPA_1.0 | 8 | 29 | 1.3345 | 1.3213 | 1.3082 | 1.2953 | 1.2824 | 1.2697 | 1.2572 | 1.2447 | 1.2324 | 1.2202 | 1.2081 | 1.1961 | 1.1843 | 1.1726 | 1.161 | 1.1495 | 1.1381 | 1.1268 | 1.1157 | 1.1046 | 1.0937 | 1.0829 | 1.0721 | 1.0615 | 1.051 | 1.0406 | 1.0303 | 1.0201 | 1.01 | 1 | 0 | 0 | 0 | 0 | 0 | 0 | 0 | 0 | 0 | 0 | 0 | 0 | 0 | 0 | 0 | 0 | 0 | 0 | 0 | 0
[8 empty] | PPA_1.0 | 8 | 30 | 1.3478 | 1.3345 | 1.3213 | 1.3082 | 1.2953 | 1.2824 | 1.2697 | 1.2572 | 1.2447 | 1.2324 | 1.2202 | 1.2081 | 1.1961 | 1.1843 | 1.1726 | 1.161 | 1.1495 | 1.1381 | 1.1268 | 1.1157 | 1.1046 | 1.0937 | 1.0829 | 1.0721 | 1.0615 | 1.051 | 1.0406 | 1.0303 | 1.0201 | 1.01 | 1 | 0 | 0 | 0 | 0 | 0 | 0 | 0 | 0 | 0 | 0 | 0 | 0 | 0 | 0 | 0 | 0 | 0 | 0 | 0
[8 empty] | PPA_1.0 | 8 | 31 | 1.3613 | 1.3478 | 1.3345 | 1.3213 | 1.3082 | 1.2953 | 1.2824 | 1.2697 | 1.2572 | 1.2447 | 1.2324 | 1.2202 | 1.2081 | 1.1961 | 1.1843 | 1.1726 | 1.161 | 1.1495 | 1.1381 | 1.1268 | 1.1157 | 1.1046 | 1.0937 | 1.0829 | 1.0721 | 1.0615 | 1.051 | 1.0406 | 1.0303 | 1.0201 | 1.01 | 1 | 0 | 0 | 0 | 0 | 0 | 0 | 0 | 0 | 0 | 0 | 0 | 0 | 0 | 0 | 0 | 0 | 0 | 0
[8 empty] | PPA_1.0 | 8 | 32 | 1.3749 | 1.3613 | 1.3478 | 1.3345 | 1.3213 | 1.3082 | 1.2953 | 1.2824 | 1.2697 | 1.2572 | 1.2447 | 1.2324 | 1.2202 | 1.2081 | 1.1961 | 1.1843 | 1.1726 | 1.161 | 1.1495 | 1.1381 | 1.1268 | 1.1157 | 1.1046 | 1.0937 | 1.0829 | 1.0721 | 1.0615 | 1.051 | 1.0406 | 1.0303 | 1.0201 | 1.01 | 1 | 0 | 0 | 0 | 0 | 0 | 0 | 0 | 0 | 0 | 0 | 0 | 0 | 0 | 0 | 0 | 0 | 0
[8 empty] | PPA_1.0 | 8 | 33 | 1.3887 | 1.3749 | 1.3613 | 1.3478 | 1.3345 | 1.3213 | 1.3082 | 1.2953 | 1.2824 | 1.2697 | 1.2572 | 1.2447 | 1.2324 | 1.2202 | 1.2081 | 1.1961 | 1.1843 | 1.1726 | 1.161 | 1.1495 | 1.1381 | 1.1268 | 1.1157 | 1.1046 | 1.0937 | 1.0829 | 1.0721 | 1.0615 | 1.051 | 1.0406 | 1.0303 | 1.0201 | 1.01 | 1 | 0 | 0 | 0 | 0 | 0 | 0 | 0 | 0 | 0 | 0 | 0 | 0 | 0 | 0 | 0 | 0
[8 empty] | PPA_1.0 | 8 | 34 | 1.4026 | 1.3887 | 1.3749 | 1.3613 | 1.3478 | 1.3345 | 1.3213 | 1.3082 | 1.2953 | 1.2824 | 1.2697 | 1.2572 | 1.2447 | 1.2324 | 1.2202 | 1.2081 | 1.1961 | 1.1843 | 1.1726 | 1.161 | 1.1495 | 1.1381 | 1.1268 | 1.1157 | 1.1046 | 1.0937 | 1.0829 | 1.0721 | 1.0615 | 1.051 | 1.0406 | 1.0303 | 1.0201 | 1.01 | 1 | 0 | 0 | 0 | 0 | 0 | 0 | 0 | 0 | 0 | 0 | 0 | 0 | 0 | 0 | 0
[8 empty] | PPA_1.0 | 8 | 35 | 1.4166 | 1.4026 | 1.3887 | 1.3749 | 1.3613 | 1.3478 | 1.3345 | 1.3213 | 1.3082 | 1.2953 | 1.2824 | 1.2697 | 1.2572 | 1.2447 | 1.2324 | 1.2202 | 1.2081 | 1.1961 | 1.1843 | 1.1726 | 1.161 | 1.1495 | 1.1381 | 1.1268 | 1.1157 | 1.1046 | 1.0937 | 1.0829 | 1.0721 | 1.0615 | 1.051 | 1.0406 | 1.0303 | 1.0201 | 1.01 | 1 | 0 | 0 | 0 | 0 | 0 | 0 | 0 | 0 | 0 | 0 | 0 | 0 | 0 | 0
[8 empty] | PPA_1.0 | 8 | 36 | 1.4308 | 1.4166 | 1.4026 | 1.3887 | 1.3749 | 1.3613 | 1.3478 | 1.3345 | 1.3213 | 1.3082 | 1.2953 | 1.2824 | 1.2697 | 1.2572 | 1.2447 | 1.2324 | 1.2202 | 1.2081 | 1.1961 | 1.1843 | 1.1726 | 1.161 | 1.1495 | 1.1381 | 1.1268 | 1.1157 | 1.1046 | 1.0937 | 1.0829 | 1.0721 | 1.0615 | 1.051 | 1.0406 | 1.0303 | 1.0201 | 1.01 | 1 | 0 | 0 | 0 | 0 | 0 | 0 | 0 | 0 | 0 | 0 | 0 | 0 | 0
[8 empty] | PPA_1.0 | 8 | 37 | 1.4451 | 1.4308 | 1.4166 | 1.4026 | 1.3887 | 1.3749 | 1.3613 | 1.3478 | 1.3345 | 1.3213 | 1.3082 | 1.2953 | 1.2824 | 1.2697 | 1.2572 | 1.2447 | 1.2324 | 1.2202 | 1.2081 | 1.1961 | 1.1843 | 1.1726 | 1.161 | 1.1495 | 1.1381 | 1.1268 | 1.1157 | 1.1046 | 1.0937 | 1.0829 | 1.0721 | 1.0615 | 1.051 | 1.0406 | 1.0303 | 1.0201 | 1.01 | 1 | 0 | 0 | 0 | 0 | 0 | 0 | 0 | 0 | 0 | 0 | 0 | 0
[8 empty] | PPA_1.0 | 8 | 38 | 1.4595 | 1.4451 | 1.4308 | 1.4166 | 1.4026 | 1.3887 | 1.3749 | 1.3613 | 1.3478 | 1.3345 | 1.3213 | 1.3082 | 1.2953 | 1.2824 | 1.2697 | 1.2572 | 1.2447 | 1.2324 | 1.2202 | 1.2081 | 1.1961 | 1.1843 | 1.1726 | 1.161 | 1.1495 | 1.1381 | 1.1268 | 1.1157 | 1.1046 | 1.0937 | 1.0829 | 1.0721 | 1.0615 | 1.051 | 1.0406 | 1.0303 | 1.0201 | 1.01 | 1 | 0 | 0 | 0 | 0 | 0 | 0 | 0 | 0 | 0 | 0 | 0
[8 empty] | PPA_1.0 | 8 | 39 | 1.4741 | 1.4595 | 1.4451 | 1.4308 | 1.4166 | 1.4026 | 1.3887 | 1.3749 | 1.3613 | 1.3478 | 1.3345 | 1.3213 | 1.3082 | 1.2953 | 1.2824 | 1.2697 | 1.2572 | 1.2447 | 1.2324 | 1.2202 | 1.2081 | 1.1961 | 1.1843 | 1.1726 | 1.161 | 1.1495 | 1.1381 | 1.1268 | 1.1157 | 1.1046 | 1.0937 | 1.0829 | 1.0721 | 1.0615 | 1.051 | 1.0406 | 1.0303 | 1.0201 | 1.01 | 1 | 0 | 0 | 0 | 0 | 0 | 0 | 0 | 0 | 0 | 0
[8 empty] | PPA_1.0 | 8 | 40 | 1.4889 | 1.4741 | 1.4595 | 1.4451 | 1.4308 | 1.4166 | 1.4026 | 1.3887 | 1.3749 | 1.3613 | 1.3478 | 1.3345 | 1.3213 | 1.3082 | 1.2953 | 1.2824 | 1.2697 | 1.2572 | 1.2447 | 1.2324 | 1.2202 | 1.2081 | 1.1961 | 1.1843 | 1.1726 | 1.161 | 1.1495 | 1.1381 | 1.1268 | 1.1157 | 1.1046 | 1.0937 | 1.0829 | 1.0721 | 1.0615 | 1.051 | 1.0406 | 1.0303 | 1.0201 | 1.01 | 1 | 0 | 0 | 0 | 0 | 0 | 0 | 0 | 0 | 0
[8 empty] | PPA_1.0 | 8 | 41 | 1.5038 | 1.4889 | 1.4741 | 1.4595 | 1.4451 | 1.4308 | 1.4166 | 1.4026 | 1.3887 | 1.3749 | 1.3613 | 1.3478 | 1.3345 | 1.3213 | 1.3082 | 1.2953 | 1.2824 | 1.2697 | 1.2572 | 1.2447 | 1.2324 | 1.2202 | 1.2081 | 1.1961 | 1.1843 | 1.1726 | 1.161 | 1.1495 | 1.1381 | 1.1268 | 1.1157 | 1.1046 | 1.0937 | 1.0829 | 1.0721 | 1.0615 | 1.051 | 1.0406 | 1.0303 | 1.0201 | 1.01 | 1 | 0 | 0 | 0 | 0 | 0 | 0 | 0 | 0
[8 empty] | PPA_1.0 | 8 | 42 | 1.5188 | 1.5038 | 1.4889 | 1.4741 | 1.4595 | 1.4451 | 1.4308 | 1.4166 | 1.4026 | 1.3887 | 1.3749 | 1.3613 | 1.3478 | 1.3345 | 1.3213 | 1.3082 | 1.2953 | 1.2824 | 1.2697 | 1.2572 | 1.2447 | 1.2324 | 1.2202 | 1.2081 | 1.1961 | 1.1843 | 1.1726 | 1.161 | 1.1495 | 1.1381 | 1.1268 | 1.1157 | 1.1046 | 1.0937 | 1.0829 | 1.0721 | 1.0615 | 1.051 | 1.0406 | 1.0303 | 1.0201 | 1.01 | 1 | 0 | 0 | 0 | 0 | 0 | 0 | 0
[8 empty] | PPA_1.0 | 8 | 43 | 1.534 | 1.5188 | 1.5038 | 1.4889 | 1.4741 | 1.4595 | 1.4451 | 1.4308 | 1.4166 | 1.4026 | 1.3887 | 1.3749 | 1.3613 | 1.3478 | 1.3345 | 1.3213 | 1.3082 | 1.2953 | 1.2824 | 1.2697 | 1.2572 | 1.2447 | 1.2324 | 1.2202 | 1.2081 | 1.1961 | 1.1843 | 1.1726 | 1.161 | 1.1495 | 1.1381 | 1.1268 | 1.1157 | 1.1046 | 1.0937 | 1.0829 | 1.0721 | 1.0615 | 1.051 | 1.0406 | 1.0303 | 1.0201 | 1.01 | 1 | 0 | 0 | 0 | 0 | 0 | 0
[8 empty] | PPA_1.0 | 8 | 44 | 1.5493 | 1.534 | 1.5188 | 1.5038 | 1.4889 | 1.4741 | 1.4595 | 1.4451 | 1.4308 | 1.4166 | 1.4026 | 1.3887 | 1.3749 | 1.3613 | 1.3478 | 1.3345 | 1.3213 | 1.3082 | 1.2953 | 1.2824 | 1.2697 | 1.2572 | 1.2447 | 1.2324 | 1.2202 | 1.2081 | 1.1961 | 1.1843 | 1.1726 | 1.161 | 1.1495 | 1.1381 | 1.1268 | 1.1157 | 1.1046 | 1.0937 | 1.0829 | 1.0721 | 1.0615 | 1.051 | 1.0406 | 1.0303 | 1.0201 | 1.01 | 1 | 0 | 0 | 0 | 0 | 0
[8 empty] | PPA_1.0 | 8 | 45 | 1.5648 | 1.5493 | 1.534 | 1.5188 | 1.5038 | 1.4889 | 1.4741 | 1.4595 | 1.4451 | 1.4308 | 1.4166 | 1.4026 | 1.3887 | 1.3749 | 1.3613 | 1.3478 | 1.3345 | 1.3213 | 1.3082 | 1.2953 | 1.2824 | 1.2697 | 1.2572 | 1.2447 | 1.2324 | 1.2202 | 1.2081 | 1.1961 | 1.1843 | 1.1726 | 1.161 | 1.1495 | 1.1381 | 1.1268 | 1.1157 | 1.1046 | 1.0937 | 1.0829 | 1.0721 | 1.0615 | 1.051 | 1.0406 | 1.0303 | 1.0201 | 1.01 | 1 | 0 | 0 | 0 | 0
[8 empty] | PPA_1.0 | 8 | 46 | 1.5805 | 1.5648 | 1.5493 | 1.534 | 1.5188 | 1.5038 | 1.4889 | 1.4741 | 1.4595 | 1.4451 | 1.4308 | 1.4166 | 1.4026 | 1.3887 | 1.3749 | 1.3613 | 1.3478 | 1.3345 | 1.3213 | 1.3082 | 1.2953 | 1.2824 | 1.2697 | 1.2572 | 1.2447 | 1.2324 | 1.2202 | 1.2081 | 1.1961 | 1.1843 | 1.1726 | 1.161 | 1.1495 | 1.1381 | 1.1268 | 1.1157 | 1.1046 | 1.0937 | 1.0829 | 1.0721 | 1.0615 | 1.051 | 1.0406 | 1.0303 | 1.0201 | 1.01 | 1 | 0 | 0 | 0
[8 empty] | PPA_1.0 | 8 | 47 | 1.5963 | 1.5805 | 1.5648 | 1.5493 | 1.534 | 1.5188 | 1.5038 | 1.4889 | 1.4741 | 1.4595 | 1.4451 | 1.4308 | 1.4166 | 1.4026 | 1.3887 | 1.3749 | 1.3613 | 1.3478 | 1.3345 | 1.3213 | 1.3082 | 1.2953 | 1.2824 | 1.2697 | 1.2572 | 1.2447 | 1.2324 | 1.2202 | 1.2081 | 1.1961 | 1.1843 | 1.1726 | 1.161 | 1.1495 | 1.1381 | 1.1268 | 1.1157 | 1.1046 | 1.0937 | 1.0829 | 1.0721 | 1.0615 | 1.051 | 1.0406 | 1.0303 | 1.0201 | 1.01 | 1 | 0 | 0
[8 empty] | PPA_1.0 | 8 | 48 | 1.6122 | 1.5963 | 1.5805 | 1.5648 | 1.5493 | 1.534 | 1.5188 | 1.5038 | 1.4889 | 1.4741 | 1.4595 | 1.4451 | 1.4308 | 1.4166 | 1.4026 | 1.3887 | 1.3749 | 1.3613 | 1.3478 | 1.3345 | 1.3213 | 1.3082 | 1.2953 | 1.2824 | 1.2697 | 1.2572 | 1.2447 | 1.2324 | 1.2202 | 1.2081 | 1.1961 | 1.1843 | 1.1726 | 1.161 | 1.1495 | 1.1381 | 1.1268 | 1.1157 | 1.1046 | 1.0937 | 1.0829 | 1.0721 | 1.0615 | 1.051 | 1.0406 | 1.0303 | 1.0201 | 1.01 | 1 | 0
[8 empty] | PPA_1.0 | 8 | 49 | 1.6283 | 1.6122 | 1.5963 | 1.5805 | 1.5648 | 1.5493 | 1.534 | 1.5188 | 1.5038 | 1.4889 | 1.4741 | 1.4595 | 1.4451 | 1.4308 | 1.4166 | 1.4026 | 1.3887 | 1.3749 | 1.3613 | 1.3478 | 1.3345 | 1.3213 | 1.3082 | 1.2953 | 1.2824 | 1.2697 | 1.2572 | 1.2447 | 1.2324 | 1.2202 | 1.2081 | 1.1961 | 1.1843 | 1.1726 | 1.161 | 1.1495 | 1.1381 | 1.1268 | 1.1157 | 1.1046 | 1.0937 | 1.0829 | 1.0721 | 1.0615 | 1.051 | 1.0406 | 1.0303 | 1.0201 | 1.01 | 1
[8 empty] | PPA_1.0 | 8 | 50 | 1.6446 | 1.6283 | 1.6122 | 1.5963 | 1.5805 | 1.5648 | 1.5493 | 1.534 | 1.5188 | 1.5038 | 1.4889 | 1.4741 | 1.4595 | 1.4451 | 1.4308 | 1.4166 | 1.4026 | 1.3887 | 1.3749 | 1.3613 | 1.3478 | 1.3345 | 1.3213 | 1.3082 | 1.2953 | 1.2824 | 1.2697 | 1.2572 | 1.2447 | 1.2324 | 1.2202 | 1.2081 | 1.1961 | 1.1843 | 1.1726 | 1.161 | 1.1495 | 1.1381 | 1.1268 | 1.1157 | 1.1046 | 1.0937 | 1.0829 | 1.0721 | 1.0615 | 1.051 | 1.0406 | 1.0303 | 1.0201 | 1.01
[8 empty] | PPA_1.5 | 9 | 0 | 1 | 0 | 0 | 0 | 0 | 0 | 0 | 0 | 0 | 0 | 0 | 0 | 0 | 0 | 0 | 0 | 0 | 0 | 0 | 0 | 0 | 0 | 0 | 0 | 0 | 0 | 0 | 0 | 0 | 0 | 0 | 0 | 0 | 0 | 0 | 0 | 0 | 0 | 0 | 0 | 0 | 0 | 0 | 0 | 0 | 0 | 0 | 0 | 0 | 0
[8 empty] | PPA_1.5 | 9 | 1 | 1.015 | 1 | 0 | 0 | 0 | 0 | 0 | 0 | 0 | 0 | 0 | 0 | 0 | 0 | 0 | 0 | 0 | 0 | 0 | 0 | 0 | 0 | 0 | 0 | 0 | 0 | 0 | 0 | 0 | 0 | 0 | 0 | 0 | 0 | 0 | 0 | 0 | 0 | 0 | 0 | 0 | 0 | 0 | 0 | 0 | 0 | 0 | 0 | 0 | 0
[8 empty] | PPA_1.5 | 9 | 2 | 1.0302 | 1.015 | 1 | 0 | 0 | 0 | 0 | 0 | 0 | 0 | 0 | 0 | 0 | 0 | 0 | 0 | 0 | 0 | 0 | 0 | 0 | 0 | 0 | 0 | 0 | 0 | 0 | 0 | 0 | 0 | 0 | 0 | 0 | 0 | 0 | 0 | 0 | 0 | 0 | 0 | 0 | 0 | 0 | 0 | 0 | 0 | 0 | 0 | 0 | 0
[8 empty] | PPA_1.5 | 9 | 3 | 1.0457 | 1.0302 | 1.015 | 1 | 0 | 0 | 0 | 0 | 0 | 0 | 0 | 0 | 0 | 0 | 0 | 0 | 0 | 0 | 0 | 0 | 0 | 0 | 0 | 0 | 0 | 0 | 0 | 0 | 0 | 0 | 0 | 0 | 0 | 0 | 0 | 0 | 0 | 0 | 0 | 0 | 0 | 0 | 0 | 0 | 0 | 0 | 0 | 0 | 0 | 0
[8 empty] | PPA_1.5 | 9 | 4 | 1.0614 | 1.0457 | 1.0302 | 1.015 | 1 | 0 | 0 | 0 | 0 | 0 | 0 | 0 | 0 | 0 | 0 | 0 | 0 | 0 | 0 | 0 | 0 | 0 | 0 | 0 | 0 | 0 | 0 | 0 | 0 | 0 | 0 | 0 | 0 | 0 | 0 | 0 | 0 | 0 | 0 | 0 | 0 | 0 | 0 | 0 | 0 | 0 | 0 | 0 | 0 | 0
[8 empty] | PPA_1.5 | 9 | 5 | 1.0773 | 1.0614 | 1.0457 | 1.0302 | 1.015 | 1 | 0 | 0 | 0 | 0 | 0 | 0 | 0 | 0 | 0 | 0 | 0 | 0 | 0 | 0 | 0 | 0 | 0 | 0 | 0 | 0 | 0 | 0 | 0 | 0 | 0 | 0 | 0 | 0 | 0 | 0 | 0 | 0 | 0 | 0 | 0 | 0 | 0 | 0 | 0 | 0 | 0 | 0 | 0 | 0
[8 empty] | PPA_1.5 | 9 | 6 | 1.0934 | 1.0773 | 1.0614 | 1.0457 | 1.0302 | 1.015 | 1 | 0 | 0 | 0 | 0 | 0 | 0 | 0 | 0 | 0 | 0 | 0 | 0 | 0 | 0 | 0 | 0 | 0 | 0 | 0 | 0 | 0 | 0 | 0 | 0 | 0 | 0 | 0 | 0 | 0 | 0 | 0 | 0 | 0 | 0 | 0 | 0 | 0 | 0 | 0 | 0 | 0 | 0 | 0
[8 empty] | PPA_1.5 | 9 | 7 | 1.1098 | 1.0934 | 1.0773 | 1.0614 | 1.0457 | 1.0302 | 1.015 | 1 | 0 | 0 | 0 | 0 | 0 | 0 | 0 | 0 | 0 | 0 | 0 | 0 | 0 | 0 | 0 | 0 | 0 | 0 | 0 | 0 | 0 | 0 | 0 | 0 | 0 | 0 | 0 | 0 | 0 | 0 | 0 | 0 | 0 | 0 | 0 | 0 | 0 | 0 | 0 | 0 | 0 | 0
[8 empty] | PPA_1.5 | 9 | 8 | 1.1265 | 1.1098 | 1.0934 | 1.0773 | 1.0614 | 1.0457 | 1.0302 | 1.015 | 1 | 0 | 0 | 0 | 0 | 0 | 0 | 0 | 0 | 0 | 0 | 0 | 0 | 0 | 0 | 0 | 0 | 0 | 0 | 0 | 0 | 0 | 0 | 0 | 0 | 0 | 0 | 0 | 0 | 0 | 0 | 0 | 0 | 0 | 0 | 0 | 0 | 0 | 0 | 0 | 0 | 0
[8 empty] | PPA_1.5 | 9 | 9 | 1.1434 | 1.1265 | 1.1098 | 1.0934 | 1.0773 | 1.0614 | 1.0457 | 1.0302 | 1.015 | 1 | 0 | 0 | 0 | 0 | 0 | 0 | 0 | 0 | 0 | 0 | 0 | 0 | 0 | 0 | 0 | 0 | 0 | 0 | 0 | 0 | 0 | 0 | 0 | 0 | 0 | 0 | 0 | 0 | 0 | 0 | 0 | 0 | 0 | 0 | 0 | 0 | 0 | 0 | 0 | 0
[8 empty] | PPA_1.5 | 9 | 10 | 1.1605 | 1.1434 | 1.1265 | 1.1098 | 1.0934 | 1.0773 | 1.0614 | 1.0457 | 1.0302 | 1.015 | 1 | 0 | 0 | 0 | 0 | 0 | 0 | 0 | 0 | 0 | 0 | 0 | 0 | 0 | 0 | 0 | 0 | 0 | 0 | 0 | 0 | 0 | 0 | 0 | 0 | 0 | 0 | 0 | 0 | 0 | 0 | 0 | 0 | 0 | 0 | 0 | 0 | 0 | 0 | 0
[8 empty] | PPA_1.5 | 9 | 11 | 1.1779 | 1.1605 | 1.1434 | 1.1265 | 1.1098 | 1.0934 | 1.0773 | 1.0614 | 1.0457 | 1.0302 | 1.015 | 1 | 0 | 0 | 0 | 0 | 0 | 0 | 0 | 0 | 0 | 0 | 0 | 0 | 0 | 0 | 0 | 0 | 0 | 0 | 0 | 0 | 0 | 0 | 0 | 0 | 0 | 0 | 0 | 0 | 0 | 0 | 0 | 0 | 0 | 0 | 0 | 0 | 0 | 0
[8 empty] | PPA_1.5 | 9 | 12 | 1.1956 | 1.1779 | 1.1605 | 1.1434 | 1.1265 | 1.1098 | 1.0934 | 1.0773 | 1.0614 | 1.0457 | 1.0302 | 1.015 | 1 | 0 | 0 | 0 | 0 | 0 | 0 | 0 | 0 | 0 | 0 | 0 | 0 | 0 | 0 | 0 | 0 | 0 | 0 | 0 | 0 | 0 | 0 | 0 | 0 | 0 | 0 | 0 | 0 | 0 | 0 | 0 | 0 | 0 | 0 | 0 | 0 | 0
[8 empty] | PPA_1.5 | 9 | 13 | 1.2136 | 1.1956 | 1.1779 | 1.1605 | 1.1434 | 1.1265 | 1.1098 | 1.0934 | 1.0773 | 1.0614 | 1.0457 | 1.0302 | 1.015 | 1 | 0 | 0 | 0 | 0 | 0 | 0 | 0 | 0 | 0 | 0 | 0 | 0 | 0 | 0 | 0 | 0 | 0 | 0 | 0 | 0 | 0 | 0 | 0 | 0 | 0 | 0 | 0 | 0 | 0 | 0 | 0 | 0 | 0 | 0 | 0 | 0
[8 empty] | PPA_1.5 | 9 | 14 | 1.2318 | 1.2136 | 1.1956 | 1.1779 | 1.1605 | 1.1434 | 1.1265 | 1.1098 | 1.0934 | 1.0773 | 1.0614 | 1.0457 | 1.0302 | 1.015 | 1 | 0 | 0 | 0 | 0 | 0 | 0 | 0 | 0 | 0 | 0 | 0 | 0 | 0 | 0 | 0 | 0 | 0 | 0 | 0 | 0 | 0 | 0 | 0 | 0 | 0 | 0 | 0 | 0 | 0 | 0 | 0 | 0 | 0 | 0 | 0
[8 empty] | PPA_1.5 | 9 | 15 | 1.2502 | 1.2318 | 1.2136 | 1.1956 | 1.1779 | 1.1605 | 1.1434 | 1.1265 | 1.1098 | 1.0934 | 1.0773 | 1.0614 | 1.0457 | 1.0302 | 1.015 | 1 | 0 | 0 | 0 | 0 | 0 | 0 | 0 | 0 | 0 | 0 | 0 | 0 | 0 | 0 | 0 | 0 | 0 | 0 | 0 | 0 | 0 | 0 | 0 | 0 | 0 | 0 | 0 | 0 | 0 | 0 | 0 | 0 | 0 | 0
[8 empty] | PPA_1.5 | 9 | 16 | 1.269 | 1.2502 | 1.2318 | 1.2136 | 1.1956 | 1.1779 | 1.1605 | 1.1434 | 1.1265 | 1.1098 | 1.0934 | 1.0773 | 1.0614 | 1.0457 | 1.0302 | 1.015 | 1 | 0 | 0 | 0 | 0 | 0 | 0 | 0 | 0 | 0 | 0 | 0 | 0 | 0 | 0 | 0 | 0 | 0 | 0 | 0 | 0 | 0 | 0 | 0 | 0 | 0 | 0 | 0 | 0 | 0 | 0 | 0 | 0 | 0
[8 empty] | PPA_1.5 | 9 | 17 | 1.288 | 1.269 | 1.2502 | 1.2318 | 1.2136 | 1.1956 | 1.1779 | 1.1605 | 1.1434 | 1.1265 | 1.1098 | 1.0934 | 1.0773 | 1.0614 | 1.0457 | 1.0302 | 1.015 | 1 | 0 | 0 | 0 | 0 | 0 | 0 | 0 | 0 | 0 | 0 | 0 | 0 | 0 | 0 | 0 | 0 | 0 | 0 | 0 | 0 | 0 | 0 | 0 | 0 | 0 | 0 | 0 | 0 | 0 | 0 | 0 | 0
[8 empty] | PPA_1.5 | 9 | 18 | 1.3073 | 1.288 | 1.269 | 1.2502 | 1.2318 | 1.2136 | 1.1956 | 1.1779 | 1.1605 | 1.1434 | 1.1265 | 1.1098 | 1.0934 | 1.0773 | 1.0614 | 1.0457 | 1.0302 | 1.015 | 1 | 0 | 0 | 0 | 0 | 0 | 0 | 0 | 0 | 0 | 0 | 0 | 0 | 0 | 0 | 0 | 0 | 0 | 0 | 0 | 0 | 0 | 0 | 0 | 0 | 0 | 0 | 0 | 0 | 0 | 0 | 0
[8 empty] | PPA_1.5 | 9 | 19 | 1.327 | 1.3073 | 1.288 | 1.269 | 1.2502 | 1.2318 | 1.2136 | 1.1956 | 1.1779 | 1.1605 | 1.1434 | 1.1265 | 1.1098 | 1.0934 | 1.0773 | 1.0614 | 1.0457 | 1.0302 | 1.015 | 1 | 0 | 0 | 0 | 0 | 0 | 0 | 0 | 0 | 0 | 0 | 0 | 0 | 0 | 0 | 0 | 0 | 0 | 0 | 0 | 0 | 0 | 0 | 0 | 0 | 0 | 0 | 0 | 0 | 0 | 0
[8 empty] | PPA_1.5 | 9 | 20 | 1.3469 | 1.327 | 1.3073 | 1.288 | 1.269 | 1.2502 | 1.2318 | 1.2136 | 1.1956 | 1.1779 | 1.1605 | 1.1434 | 1.1265 | 1.1098 | 1.0934 | 1.0773 | 1.0614 | 1.0457 | 1.0302 | 1.015 | 1 | 0 | 0 | 0 | 0 | 0 | 0 | 0 | 0 | 0 | 0 | 0 | 0 | 0 | 0 | 0 | 0 | 0 | 0 | 0 | 0 | 0 | 0 | 0 | 0 | 0 | 0 | 0 | 0 | 0
[8 empty] | PPA_1.5 | 9 | 21 | 1.3671 | 1.3469 | 1.327 | 1.3073 | 1.288 | 1.269 | 1.2502 | 1.2318 | 1.2136 | 1.1956 | 1.1779 | 1.1605 | 1.1434 | 1.1265 | 1.1098 | 1.0934 | 1.0773 | 1.0614 | 1.0457 | 1.0302 | 1.015 | 1 | 0 | 0 | 0 | 0 | 0 | 0 | 0 | 0 | 0 | 0 | 0 | 0 | 0 | 0 | 0 | 0 | 0 | 0 | 0 | 0 | 0 | 0 | 0 | 0 | 0 | 0 | 0 | 0
[8 empty] | PPA_1.5 | 9 | 22 | 1.3876 | 1.3671 | 1.3469 | 1.327 | 1.3073 | 1.288 | 1.269 | 1.2502 | 1.2318 | 1.2136 | 1.1956 | 1.1779 | 1.1605 | 1.1434 | 1.1265 | 1.1098 | 1.0934 | 1.0773 | 1.0614 | 1.0457 | 1.0302 | 1.015 | 1 | 0 | 0 | 0 | 0 | 0 | 0 | 0 | 0 | 0 | 0 | 0 | 0 | 0 | 0 | 0 | 0 | 0 | 0 | 0 | 0 | 0 | 0 | 0 | 0 | 0 | 0 | 0
[8 empty] | PPA_1.5 | 9 | 23 | 1.4084 | 1.3876 | 1.3671 | 1.3469 | 1.327 | 1.3073 | 1.288 | 1.269 | 1.2502 | 1.2318 | 1.2136 | 1.1956 | 1.1779 | 1.1605 | 1.1434 | 1.1265 | 1.1098 | 1.0934 | 1.0773 | 1.0614 | 1.0457 | 1.0302 | 1.015 | 1 | 0 | 0 | 0 | 0 | 0 | 0 | 0 | 0 | 0 | 0 | 0 | 0 | 0 | 0 | 0 | 0 | 0 | 0 | 0 | 0 | 0 | 0 | 0 | 0 | 0 | 0
[8 empty] | PPA_1.5 | 9 | 24 | 1.4295 | 1.4084 | 1.3876 | 1.3671 | 1.3469 | 1.327 | 1.3073 | 1.288 | 1.269 | 1.2502 | 1.2318 | 1.2136 | 1.1956 | 1.1779 | 1.1605 | 1.1434 | 1.1265 | 1.1098 | 1.0934 | 1.0773 | 1.0614 | 1.0457 | 1.0302 | 1.015 | 1 | 0 | 0 | 0 | 0 | 0 | 0 | 0 | 0 | 0 | 0 | 0 | 0 | 0 | 0 | 0 | 0 | 0 | 0 | 0 | 0 | 0 | 0 | 0 | 0 | 0
[8 empty] | PPA_1.5 | 9 | 25 | 1.4509 | 1.4295 | 1.4084 | 1.3876 | 1.3671 | 1.3469 | 1.327 | 1.3073 | 1.288 | 1.269 | 1.2502 | 1.2318 | 1.2136 | 1.1956 | 1.1779 | 1.1605 | 1.1434 | 1.1265 | 1.1098 | 1.0934 | 1.0773 | 1.0614 | 1.0457 | 1.0302 | 1.015 | 1 | 0 | 0 | 0 | 0 | 0 | 0 | 0 | 0 | 0 | 0 | 0 | 0 | 0 | 0 | 0 | 0 | 0 | 0 | 0 | 0 | 0 | 0 | 0 | 0
[8 empty] | PPA_1.5 | 9 | 26 | 1.4727 | 1.4509 | 1.4295 | 1.4084 | 1.3876 | 1.3671 | 1.3469 | 1.327 | 1.3073 | 1.288 | 1.269 | 1.2502 | 1.2318 | 1.2136 | 1.1956 | 1.1779 | 1.1605 | 1.1434 | 1.1265 | 1.1098 | 1.0934 | 1.0773 | 1.0614 | 1.0457 | 1.0302 | 1.015 | 1 | 0 | 0 | 0 | 0 | 0 | 0 | 0 | 0 | 0 | 0 | 0 | 0 | 0 | 0 | 0 | 0 | 0 | 0 | 0 | 0 | 0 | 0 | 0
[8 empty] | PPA_1.5 | 9 | 27 | 1.4948 | 1.4727 | 1.4509 | 1.4295 | 1.4084 | 1.3876 | 1.3671 | 1.3469 | 1.327 | 1.3073 | 1.288 | 1.269 | 1.2502 | 1.2318 | 1.2136 | 1.1956 | 1.1779 | 1.1605 | 1.1434 | 1.1265 | 1.1098 | 1.0934 | 1.0773 | 1.0614 | 1.0457 | 1.0302 | 1.015 | 1 | 0 | 0 | 0 | 0 | 0 | 0 | 0 | 0 | 0 | 0 | 0 | 0 | 0 | 0 | 0 | 0 | 0 | 0 | 0 | 0 | 0 | 0
[8 empty] | PPA_1.5 | 9 | 28 | 1.5172 | 1.4948 | 1.4727 | 1.4509 | 1.4295 | 1.4084 | 1.3876 | 1.3671 | 1.3469 | 1.327 | 1.3073 | 1.288 | 1.269 | 1.2502 | 1.2318 | 1.2136 | 1.1956 | 1.1779 | 1.1605 | 1.1434 | 1.1265 | 1.1098 | 1.0934 | 1.0773 | 1.0614 | 1.0457 | 1.0302 | 1.015 | 1 | 0 | 0 | 0 | 0 | 0 | 0 | 0 | 0 | 0 | 0 | 0 | 0 | 0 | 0 | 0 | 0 | 0 | 0 | 0 | 0 | 0
[8 empty] | PPA_1.5 | 9 | 29 | 1.54 | 1.5172 | 1.4948 | 1.4727 | 1.4509 | 1.4295 | 1.4084 | 1.3876 | 1.3671 | 1.3469 | 1.327 | 1.3073 | 1.288 | 1.269 | 1.2502 | 1.2318 | 1.2136 | 1.1956 | 1.1779 | 1.1605 | 1.1434 | 1.1265 | 1.1098 | 1.0934 | 1.0773 | 1.0614 | 1.0457 | 1.0302 | 1.015 | 1 | 0 | 0 | 0 | 0 | 0 | 0 | 0 | 0 | 0 | 0 | 0 | 0 | 0 | 0 | 0 | 0 | 0 | 0 | 0 | 0
[8 empty] | PPA_1.5 | 9 | 30 | 1.5631 | 1.54 | 1.5172 | 1.4948 | 1.4727 | 1.4509 | 1.4295 | 1.4084 | 1.3876 | 1.3671 | 1.3469 | 1.327 | 1.3073 | 1.288 | 1.269 | 1.2502 | 1.2318 | 1.2136 | 1.1956 | 1.1779 | 1.1605 | 1.1434 | 1.1265 | 1.1098 | 1.0934 | 1.0773 | 1.0614 | 1.0457 | 1.0302 | 1.015 | 1 | 0 | 0 | 0 | 0 | 0 | 0 | 0 | 0 | 0 | 0 | 0 | 0 | 0 | 0 | 0 | 0 | 0 | 0 | 0
[8 empty] | PPA_1.5 | 9 | 31 | 1.5865 | 1.5631 | 1.54 | 1.5172 | 1.4948 | 1.4727 | 1.4509 | 1.4295 | 1.4084 | 1.3876 | 1.3671 | 1.3469 | 1.327 | 1.3073 | 1.288 | 1.269 | 1.2502 | 1.2318 | 1.2136 | 1.1956 | 1.1779 | 1.1605 | 1.1434 | 1.1265 | 1.1098 | 1.0934 | 1.0773 | 1.0614 | 1.0457 | 1.0302 | 1.015 | 1 | 0 | 0 | 0 | 0 | 0 | 0 | 0 | 0 | 0 | 0 | 0 | 0 | 0 | 0 | 0 | 0 | 0 | 0
[8 empty] | PPA_1.5 | 9 | 32 | 1.6103 | 1.5865 | 1.5631 | 1.54 | 1.5172 | 1.4948 | 1.4727 | 1.4509 | 1.4295 | 1.4084 | 1.3876 | 1.3671 | 1.3469 | 1.327 | 1.3073 | 1.288 | 1.269 | 1.2502 | 1.2318 | 1.2136 | 1.1956 | 1.1779 | 1.1605 | 1.1434 | 1.1265 | 1.1098 | 1.0934 | 1.0773 | 1.0614 | 1.0457 | 1.0302 | 1.015 | 1 | 0 | 0 | 0 | 0 | 0 | 0 | 0 | 0 | 0 | 0 | 0 | 0 | 0 | 0 | 0 | 0 | 0
[8 empty] | PPA_1.5 | 9 | 33 | 1.6345 | 1.6103 | 1.5865 | 1.5631 | 1.54 | 1.5172 | 1.4948 | 1.4727 | 1.4509 | 1.4295 | 1.4084 | 1.3876 | 1.3671 | 1.3469 | 1.327 | 1.3073 | 1.288 | 1.269 | 1.2502 | 1.2318 | 1.2136 | 1.1956 | 1.1779 | 1.1605 | 1.1434 | 1.1265 | 1.1098 | 1.0934 | 1.0773 | 1.0614 | 1.0457 | 1.0302 | 1.015 | 1 | 0 | 0 | 0 | 0 | 0 | 0 | 0 | 0 | 0 | 0 | 0 | 0 | 0 | 0 | 0 | 0
[8 empty] | PPA_1.5 | 9 | 34 | 1.659 | 1.6345 | 1.6103 | 1.5865 | 1.5631 | 1.54 | 1.5172 | 1.4948 | 1.4727 | 1.4509 | 1.4295 | 1.4084 | 1.3876 | 1.3671 | 1.3469 | 1.327 | 1.3073 | 1.288 | 1.269 | 1.2502 | 1.2318 | 1.2136 | 1.1956 | 1.1779 | 1.1605 | 1.1434 | 1.1265 | 1.1098 | 1.0934 | 1.0773 | 1.0614 | 1.0457 | 1.0302 | 1.015 | 1 | 0 | 0 | 0 | 0 | 0 | 0 | 0 | 0 | 0 | 0 | 0 | 0 | 0 | 0 | 0
[8 empty] | PPA_1.5 | 9 | 35 | 1.6839 | 1.659 | 1.6345 | 1.6103 | 1.5865 | 1.5631 | 1.54 | 1.5172 | 1.4948 | 1.4727 | 1.4509 | 1.4295 | 1.4084 | 1.3876 | 1.3671 | 1.3469 | 1.327 | 1.3073 | 1.288 | 1.269 | 1.2502 | 1.2318 | 1.2136 | 1.1956 | 1.1779 | 1.1605 | 1.1434 | 1.1265 | 1.1098 | 1.0934 | 1.0773 | 1.0614 | 1.0457 | 1.0302 | 1.015 | 1 | 0 | 0 | 0 | 0 | 0 | 0 | 0 | 0 | 0 | 0 | 0 | 0 | 0 | 0
[8 empty] | PPA_1.5 | 9 | 36 | 1.7091 | 1.6839 | 1.659 | 1.6345 | 1.6103 | 1.5865 | 1.5631 | 1.54 | 1.5172 | 1.4948 | 1.4727 | 1.4509 | 1.4295 | 1.4084 | 1.3876 | 1.3671 | 1.3469 | 1.327 | 1.3073 | 1.288 | 1.269 | 1.2502 | 1.2318 | 1.2136 | 1.1956 | 1.1779 | 1.1605 | 1.1434 | 1.1265 | 1.1098 | 1.0934 | 1.0773 | 1.0614 | 1.0457 | 1.0302 | 1.015 | 1 | 0 | 0 | 0 | 0 | 0 | 0 | 0 | 0 | 0 | 0 | 0 | 0 | 0
[8 empty] | PPA_1.5 | 9 | 37 | 1.7348 | 1.7091 | 1.6839 | 1.659 | 1.6345 | 1.6103 | 1.5865 | 1.5631 | 1.54 | 1.5172 | 1.4948 | 1.4727 | 1.4509 | 1.4295 | 1.4084 | 1.3876 | 1.3671 | 1.3469 | 1.327 | 1.3073 | 1.288 | 1.269 | 1.2502 | 1.2318 | 1.2136 | 1.1956 | 1.1779 | 1.1605 | 1.1434 | 1.1265 | 1.1098 | 1.0934 | 1.0773 | 1.0614 | 1.0457 | 1.0302 | 1.015 | 1 | 0 | 0 | 0 | 0 | 0 | 0 | 0 | 0 | 0 | 0 | 0 | 0
[8 empty] | PPA_1.5 | 9 | 38 | 1.7608 | 1.7348 | 1.7091 | 1.6839 | 1.659 | 1.6345 | 1.6103 | 1.5865 | 1.5631 | 1.54 | 1.5172 | 1.4948 | 1.4727 | 1.4509 | 1.4295 | 1.4084 | 1.3876 | 1.3671 | 1.3469 | 1.327 | 1.3073 | 1.288 | 1.269 | 1.2502 | 1.2318 | 1.2136 | 1.1956 | 1.1779 | 1.1605 | 1.1434 | 1.1265 | 1.1098 | 1.0934 | 1.0773 | 1.0614 | 1.0457 | 1.0302 | 1.015 | 1 | 0 | 0 | 0 | 0 | 0 | 0 | 0 | 0 | 0 | 0 | 0
[8 empty] | PPA_1.5 | 9 | 39 | 1.7872 | 1.7608 | 1.7348 | 1.7091 | 1.6839 | 1.659 | 1.6345 | 1.6103 | 1.5865 | 1.5631 | 1.54 | 1.5172 | 1.4948 | 1.4727 | 1.4509 | 1.4295 | 1.4084 | 1.3876 | 1.3671 | 1.3469 | 1.327 | 1.3073 | 1.288 | 1.269 | 1.2502 | 1.2318 | 1.2136 | 1.1956 | 1.1779 | 1.1605 | 1.1434 | 1.1265 | 1.1098 | 1.0934 | 1.0773 | 1.0614 | 1.0457 | 1.0302 | 1.015 | 1 | 0 | 0 | 0 | 0 | 0 | 0 | 0 | 0 | 0 | 0
[8 empty] | PPA_1.5 | 9 | 40 | 1.814 | 1.7872 | 1.7608 | 1.7348 | 1.7091 | 1.6839 | 1.659 | 1.6345 | 1.6103 | 1.5865 | 1.5631 | 1.54 | 1.5172 | 1.4948 | 1.4727 | 1.4509 | 1.4295 | 1.4084 | 1.3876 | 1.3671 | 1.3469 | 1.327 | 1.3073 | 1.288 | 1.269 | 1.2502 | 1.2318 | 1.2136 | 1.1956 | 1.1779 | 1.1605 | 1.1434 | 1.1265 | 1.1098 | 1.0934 | 1.0773 | 1.0614 | 1.0457 | 1.0302 | 1.015 | 1 | 0 | 0 | 0 | 0 | 0 | 0 | 0 | 0 | 0
[8 empty] | PPA_1.5 | 9 | 41 | 1.8412 | 1.814 | 1.7872 | 1.7608 | 1.7348 | 1.7091 | 1.6839 | 1.659 | 1.6345 | 1.6103 | 1.5865 | 1.5631 | 1.54 | 1.5172 | 1.4948 | 1.4727 | 1.4509 | 1.4295 | 1.4084 | 1.3876 | 1.3671 | 1.3469 | 1.327 | 1.3073 | 1.288 | 1.269 | 1.2502 | 1.2318 | 1.2136 | 1.1956 | 1.1779 | 1.1605 | 1.1434 | 1.1265 | 1.1098 | 1.0934 | 1.0773 | 1.0614 | 1.0457 | 1.0302 | 1.015 | 1 | 0 | 0 | 0 | 0 | 0 | 0 | 0 | 0
[8 empty] | PPA_1.5 | 9 | 42 | 1.8688 | 1.8412 | 1.814 | 1.7872 | 1.7608 | 1.7348 | 1.7091 | 1.6839 | 1.659 | 1.6345 | 1.6103 | 1.5865 | 1.5631 | 1.54 | 1.5172 | 1.4948 | 1.4727 | 1.4509 | 1.4295 | 1.4084 | 1.3876 | 1.3671 | 1.3469 | 1.327 | 1.3073 | 1.288 | 1.269 | 1.2502 | 1.2318 | 1.2136 | 1.1956 | 1.1779 | 1.1605 | 1.1434 | 1.1265 | 1.1098 | 1.0934 | 1.0773 | 1.0614 | 1.0457 | 1.0302 | 1.015 | 1 | 0 | 0 | 0 | 0 | 0 | 0 | 0
[8 empty] | PPA_1.5 | 9 | 43 | 1.8969 | 1.8688 | 1.8412 | 1.814 | 1.7872 | 1.7608 | 1.7348 | 1.7091 | 1.6839 | 1.659 | 1.6345 | 1.6103 | 1.5865 | 1.5631 | 1.54 | 1.5172 | 1.4948 | 1.4727 | 1.4509 | 1.4295 | 1.4084 | 1.3876 | 1.3671 | 1.3469 | 1.327 | 1.3073 | 1.288 | 1.269 | 1.2502 | 1.2318 | 1.2136 | 1.1956 | 1.1779 | 1.1605 | 1.1434 | 1.1265 | 1.1098 | 1.0934 | 1.0773 | 1.0614 | 1.0457 | 1.0302 | 1.015 | 1 | 0 | 0 | 0 | 0 | 0 | 0
[8 empty] | PPA_1.5 | 9 | 44 | 1.9253 | 1.8969 | 1.8688 | 1.8412 | 1.814 | 1.7872 | 1.7608 | 1.7348 | 1.7091 | 1.6839 | 1.659 | 1.6345 | 1.6103 | 1.5865 | 1.5631 | 1.54 | 1.5172 | 1.4948 | 1.4727 | 1.4509 | 1.4295 | 1.4084 | 1.3876 | 1.3671 | 1.3469 | 1.327 | 1.3073 | 1.288 | 1.269 | 1.2502 | 1.2318 | 1.2136 | 1.1956 | 1.1779 | 1.1605 | 1.1434 | 1.1265 | 1.1098 | 1.0934 | 1.0773 | 1.0614 | 1.0457 | 1.0302 | 1.015 | 1 | 0 | 0 | 0 | 0 | 0
[8 empty] | PPA_1.5 | 9 | 45 | 1.9542 | 1.9253 | 1.8969 | 1.8688 | 1.8412 | 1.814 | 1.7872 | 1.7608 | 1.7348 | 1.7091 | 1.6839 | 1.659 | 1.6345 | 1.6103 | 1.5865 | 1.5631 | 1.54 | 1.5172 | 1.4948 | 1.4727 | 1.4509 | 1.4295 | 1.4084 | 1.3876 | 1.3671 | 1.3469 | 1.327 | 1.3073 | 1.288 | 1.269 | 1.2502 | 1.2318 | 1.2136 | 1.1956 | 1.1779 | 1.1605 | 1.1434 | 1.1265 | 1.1098 | 1.0934 | 1.0773 | 1.0614 | 1.0457 | 1.0302 | 1.015 | 1 | 0 | 0 | 0 | 0
[8 empty] | PPA_1.5 | 9 | 46 | 1.9835 | 1.9542 | 1.9253 | 1.8969 | 1.8688 | 1.8412 | 1.814 | 1.7872 | 1.7608 | 1.7348 | 1.7091 | 1.6839 | 1.659 | 1.6345 | 1.6103 | 1.5865 | 1.5631 | 1.54 | 1.5172 | 1.4948 | 1.4727 | 1.4509 | 1.4295 | 1.4084 | 1.3876 | 1.3671 | 1.3469 | 1.327 | 1.3073 | 1.288 | 1.269 | 1.2502 | 1.2318 | 1.2136 | 1.1956 | 1.1779 | 1.1605 | 1.1434 | 1.1265 | 1.1098 | 1.0934 | 1.0773 | 1.0614 | 1.0457 | 1.0302 | 1.015 | 1 | 0 | 0 | 0
[8 empty] | PPA_1.5 | 9 | 47 | 2.0133 | 1.9835 | 1.9542 | 1.9253 | 1.8969 | 1.8688 | 1.8412 | 1.814 | 1.7872 | 1.7608 | 1.7348 | 1.7091 | 1.6839 | 1.659 | 1.6345 | 1.6103 | 1.5865 | 1.5631 | 1.54 | 1.5172 | 1.4948 | 1.4727 | 1.4509 | 1.4295 | 1.4084 | 1.3876 | 1.3671 | 1.3469 | 1.327 | 1.3073 | 1.288 | 1.269 | 1.2502 | 1.2318 | 1.2136 | 1.1956 | 1.1779 | 1.1605 | 1.1434 | 1.1265 | 1.1098 | 1.0934 | 1.0773 | 1.0614 | 1.0457 | 1.0302 | 1.015 | 1 | 0 | 0
[8 empty] | PPA_1.5 | 9 | 48 | 2.0435 | 2.0133 | 1.9835 | 1.9542 | 1.9253 | 1.8969 | 1.8688 | 1.8412 | 1.814 | 1.7872 | 1.7608 | 1.7348 | 1.7091 | 1.6839 | 1.659 | 1.6345 | 1.6103 | 1.5865 | 1.5631 | 1.54 | 1.5172 | 1.4948 | 1.4727 | 1.4509 | 1.4295 | 1.4084 | 1.3876 | 1.3671 | 1.3469 | 1.327 | 1.3073 | 1.288 | 1.269 | 1.2502 | 1.2318 | 1.2136 | 1.1956 | 1.1779 | 1.1605 | 1.1434 | 1.1265 | 1.1098 | 1.0934 | 1.0773 | 1.0614 | 1.0457 | 1.0302 | 1.015 | 1 | 0
[8 empty] | PPA_1.5 | 9 | 49 | 2.0741 | 2.0435 | 2.0133 | 1.9835 | 1.9542 | 1.9253 | 1.8969 | 1.8688 | 1.8412 | 1.814 | 1.7872 | 1.7608 | 1.7348 | 1.7091 | 1.6839 | 1.659 | 1.6345 | 1.6103 | 1.5865 | 1.5631 | 1.54 | 1.5172 | 1.4948 | 1.4727 | 1.4509 | 1.4295 | 1.4084 | 1.3876 | 1.3671 | 1.3469 | 1.327 | 1.3073 | 1.288 | 1.269 | 1.2502 | 1.2318 | 1.2136 | 1.1956 | 1.1779 | 1.1605 | 1.1434 | 1.1265 | 1.1098 | 1.0934 | 1.0773 | 1.0614 | 1.0457 | 1.0302 | 1.015 | 1
[8 empty] | PPA_1.5 | 9 | 50 | 2.1052 | 2.0741 | 2.0435 | 2.0133 | 1.9835 | 1.9542 | 1.9253 | 1.8969 | 1.8688 | 1.8412 | 1.814 | 1.7872 | 1.7608 | 1.7348 | 1.7091 | 1.6839 | 1.659 | 1.6345 | 1.6103 | 1.5865 | 1.5631 | 1.54 | 1.5172 | 1.4948 | 1.4727 | 1.4509 | 1.4295 | 1.4084 | 1.3876 | 1.3671 | 1.3469 | 1.327 | 1.3073 | 1.288 | 1.269 | 1.2502 | 1.2318 | 1.2136 | 1.1956 | 1.1779 | 1.1605 | 1.1434 | 1.1265 | 1.1098 | 1.0934 | 1.0773 | 1.0614 | 1.0457 | 1.0302 | 1.015
[8 empty] | PPA_2.0 | 10 | 0 | 1 | 0 | 0 | 0 | 0 | 0 | 0 | 0 | 0 | 0 | 0 | 0 | 0 | 0 | 0 | 0 | 0 | 0 | 0 | 0 | 0 | 0 | 0 | 0 | 0 | 0 | 0 | 0 | 0 | 0 | 0 | 0 | 0 | 0 | 0 | 0 | 0 | 0 | 0 | 0 | 0 | 0 | 0 | 0 | 0 | 0 | 0 | 0 | 0 | 0
[8 empty] | PPA_2.0 | 10 | 1 | 1.02 | 1 | 0 | 0 | 0 | 0 | 0 | 0 | 0 | 0 | 0 | 0 | 0 | 0 | 0 | 0 | 0 | 0 | 0 | 0 | 0 | 0 | 0 | 0 | 0 | 0 | 0 | 0 | 0 | 0 | 0 | 0 | 0 | 0 | 0 | 0 | 0 | 0 | 0 | 0 | 0 | 0 | 0 | 0 | 0 | 0 | 0 | 0 | 0 | 0
[8 empty] | PPA_2.0 | 10 | 2 | 1.0404 | 1.02 | 1 | 0 | 0 | 0 | 0 | 0 | 0 | 0 | 0 | 0 | 0 | 0 | 0 | 0 | 0 | 0 | 0 | 0 | 0 | 0 | 0 | 0 | 0 | 0 | 0 | 0 | 0 | 0 | 0 | 0 | 0 | 0 | 0 | 0 | 0 | 0 | 0 | 0 | 0 | 0 | 0 | 0 | 0 | 0 | 0 | 0 | 0 | 0
[8 empty] | PPA_2.0 | 10 | 3 | 1.0612 | 1.0404 | 1.02 | 1 | 0 | 0 | 0 | 0 | 0 | 0 | 0 | 0 | 0 | 0 | 0 | 0 | 0 | 0 | 0 | 0 | 0 | 0 | 0 | 0 | 0 | 0 | 0 | 0 | 0 | 0 | 0 | 0 | 0 | 0 | 0 | 0 | 0 | 0 | 0 | 0 | 0 | 0 | 0 | 0 | 0 | 0 | 0 | 0 | 0 | 0
[8 empty] | PPA_2.0 | 10 | 4 | 1.0824 | 1.0612 | 1.0404 | 1.02 | 1 | 0 | 0 | 0 | 0 | 0 | 0 | 0 | 0 | 0 | 0 | 0 | 0 | 0 | 0 | 0 | 0 | 0 | 0 | 0 | 0 | 0 | 0 | 0 | 0 | 0 | 0 | 0 | 0 | 0 | 0 | 0 | 0 | 0 | 0 | 0 | 0 | 0 | 0 | 0 | 0 | 0 | 0 | 0 | 0 | 0
[8 empty] | PPA_2.0 | 10 | 5 | 1.1041 | 1.0824 | 1.0612 | 1.0404 | 1.02 | 1 | 0 | 0 | 0 | 0 | 0 | 0 | 0 | 0 | 0 | 0 | 0 | 0 | 0 | 0 | 0 | 0 | 0 | 0 | 0 | 0 | 0 | 0 | 0 | 0 | 0 | 0 | 0 | 0 | 0 | 0 | 0 | 0 | 0 | 0 | 0 | 0 | 0 | 0 | 0 | 0 | 0 | 0 | 0 | 0
[8 empty] | PPA_2.0 | 10 | 6 | 1.1262 | 1.1041 | 1.0824 | 1.0612 | 1.0404 | 1.02 | 1 | 0 | 0 | 0 | 0 | 0 | 0 | 0 | 0 | 0 | 0 | 0 | 0 | 0 | 0 | 0 | 0 | 0 | 0 | 0 | 0 | 0 | 0 | 0 | 0 | 0 | 0 | 0 | 0 | 0 | 0 | 0 | 0 | 0 | 0 | 0 | 0 | 0 | 0 | 0 | 0 | 0 | 0 | 0
[8 empty] | PPA_2.0 | 10 | 7 | 1.1487 | 1.1262 | 1.1041 | 1.0824 | 1.0612 | 1.0404 | 1.02 | 1 | 0 | 0 | 0 | 0 | 0 | 0 | 0 | 0 | 0 | 0 | 0 | 0 | 0 | 0 | 0 | 0 | 0 | 0 | 0 | 0 | 0 | 0 | 0 | 0 | 0 | 0 | 0 | 0 | 0 | 0 | 0 | 0 | 0 | 0 | 0 | 0 | 0 | 0 | 0 | 0 | 0 | 0
[8 empty] | PPA_2.0 | 10 | 8 | 1.1717 | 1.1487 | 1.1262 | 1.1041 | 1.0824 | 1.0612 | 1.0404 | 1.02 | 1 | 0 | 0 | 0 | 0 | 0 | 0 | 0 | 0 | 0 | 0 | 0 | 0 | 0 | 0 | 0 | 0 | 0 | 0 | 0 | 0 | 0 | 0 | 0 | 0 | 0 | 0 | 0 | 0 | 0 | 0 | 0 | 0 | 0 | 0 | 0 | 0 | 0 | 0 | 0 | 0 | 0
[8 empty] | PPA_2.0 | 10 | 9 | 1.1951 | 1.1717 | 1.1487 | 1.1262 | 1.1041 | 1.0824 | 1.0612 | 1.0404 | 1.02 | 1 | 0 | 0 | 0 | 0 | 0 | 0 | 0 | 0 | 0 | 0 | 0 | 0 | 0 | 0 | 0 | 0 | 0 | 0 | 0 | 0 | 0 | 0 | 0 | 0 | 0 | 0 | 0 | 0 | 0 | 0 | 0 | 0 | 0 | 0 | 0 | 0 | 0 | 0 | 0 | 0
[8 empty] | PPA_2.0 | 10 | 10 | 1.219 | 1.1951 | 1.1717 | 1.1487 | 1.1262 | 1.1041 | 1.0824 | 1.0612 | 1.0404 | 1.02 | 1 | 0 | 0 | 0 | 0 | 0 | 0 | 0 | 0 | 0 | 0 | 0 | 0 | 0 | 0 | 0 | 0 | 0 | 0 | 0 | 0 | 0 | 0 | 0 | 0 | 0 | 0 | 0 | 0 | 0 | 0 | 0 | 0 | 0 | 0 | 0 | 0 | 0 | 0 | 0
[8 empty] | PPA_2.0 | 10 | 11 | 1.2434 | 1.219 | 1.1951 | 1.1717 | 1.1487 | 1.1262 | 1.1041 | 1.0824 | 1.0612 | 1.0404 | 1.02 | 1 | 0 | 0 | 0 | 0 | 0 | 0 | 0 | 0 | 0 | 0 | 0 | 0 | 0 | 0 | 0 | 0 | 0 | 0 | 0 | 0 | 0 | 0 | 0 | 0 | 0 | 0 | 0 | 0 | 0 | 0 | 0 | 0 | 0 | 0 | 0 | 0 | 0 | 0
[8 empty] | PPA_2.0 | 10 | 12 | 1.2682 | 1.2434 | 1.219 | 1.1951 | 1.1717 | 1.1487 | 1.1262 | 1.1041 | 1.0824 | 1.0612 | 1.0404 | 1.02 | 1 | 0 | 0 | 0 | 0 | 0 | 0 | 0 | 0 | 0 | 0 | 0 | 0 | 0 | 0 | 0 | 0 | 0 | 0 | 0 | 0 | 0 | 0 | 0 | 0 | 0 | 0 | 0 | 0 | 0 | 0 | 0 | 0 | 0 | 0 | 0 | 0 | 0
[8 empty] | PPA_2.0 | 10 | 13 | 1.2936 | 1.2682 | 1.2434 | 1.219 | 1.1951 | 1.1717 | 1.1487 | 1.1262 | 1.1041 | 1.0824 | 1.0612 | 1.0404 | 1.02 | 1 | 0 | 0 | 0 | 0 | 0 | 0 | 0 | 0 | 0 | 0 | 0 | 0 | 0 | 0 | 0 | 0 | 0 | 0 | 0 | 0 | 0 | 0 | 0 | 0 | 0 | 0 | 0 | 0 | 0 | 0 | 0 | 0 | 0 | 0 | 0 | 0
[8 empty] | PPA_2.0 | 10 | 14 | 1.3195 | 1.2936 | 1.2682 | 1.2434 | 1.219 | 1.1951 | 1.1717 | 1.1487 | 1.1262 | 1.1041 | 1.0824 | 1.0612 | 1.0404 | 1.02 | 1 | 0 | 0 | 0 | 0 | 0 | 0 | 0 | 0 | 0 | 0 | 0 | 0 | 0 | 0 | 0 | 0 | 0 | 0 | 0 | 0 | 0 | 0 | 0 | 0 | 0 | 0 | 0 | 0 | 0 | 0 | 0 | 0 | 0 | 0 | 0
[8 empty] | PPA_2.0 | 10 | 15 | 1.3459 | 1.3195 | 1.2936 | 1.2682 | 1.2434 | 1.219 | 1.1951 | 1.1717 | 1.1487 | 1.1262 | 1.1041 | 1.0824 | 1.0612 | 1.0404 | 1.02 | 1 | 0 | 0 | 0 | 0 | 0 | 0 | 0 | 0 | 0 | 0 | 0 | 0 | 0 | 0 | 0 | 0 | 0 | 0 | 0 | 0 | 0 | 0 | 0 | 0 | 0 | 0 | 0 | 0 | 0 | 0 | 0 | 0 | 0 | 0
[8 empty] | PPA_2.0 | 10 | 16 | 1.3728 | 1.3459 | 1.3195 | 1.2936 | 1.2682 | 1.2434 | 1.219 | 1.1951 | 1.1717 | 1.1487 | 1.1262 | 1.1041 | 1.0824 | 1.0612 | 1.0404 | 1.02 | 1 | 0 | 0 | 0 | 0 | 0 | 0 | 0 | 0 | 0 | 0 | 0 | 0 | 0 | 0 | 0 | 0 | 0 | 0 | 0 | 0 | 0 | 0 | 0 | 0 | 0 | 0 | 0 | 0 | 0 | 0 | 0 | 0 | 0
[8 empty] | PPA_2.0 | 10 | 17 | 1.4002 | 1.3728 | 1.3459 | 1.3195 | 1.2936 | 1.2682 | 1.2434 | 1.219 | 1.1951 | 1.1717 | 1.1487 | 1.1262 | 1.1041 | 1.0824 | 1.0612 | 1.0404 | 1.02 | 1 | 0 | 0 | 0 | 0 | 0 | 0 | 0 | 0 | 0 | 0 | 0 | 0 | 0 | 0 | 0 | 0 | 0 | 0 | 0 | 0 | 0 | 0 | 0 | 0 | 0 | 0 | 0 | 0 | 0 | 0 | 0 | 0
[8 empty] | PPA_2.0 | 10 | 18 | 1.4282 | 1.4002 | 1.3728 | 1.3459 | 1.3195 | 1.2936 | 1.2682 | 1.2434 | 1.219 | 1.1951 | 1.1717 | 1.1487 | 1.1262 | 1.1041 | 1.0824 | 1.0612 | 1.0404 | 1.02 | 1 | 0 | 0 | 0 | 0 | 0 | 0 | 0 | 0 | 0 | 0 | 0 | 0 | 0 | 0 | 0 | 0 | 0 | 0 | 0 | 0 | 0 | 0 | 0 | 0 | 0 | 0 | 0 | 0 | 0 | 0 | 0
[8 empty] | PPA_2.0 | 10 | 19 | 1.4568 | 1.4282 | 1.4002 | 1.3728 | 1.3459 | 1.3195 | 1.2936 | 1.2682 | 1.2434 | 1.219 | 1.1951 | 1.1717 | 1.1487 | 1.1262 | 1.1041 | 1.0824 | 1.0612 | 1.0404 | 1.02 | 1 | 0 | 0 | 0 | 0 | 0 | 0 | 0 | 0 | 0 | 0 | 0 | 0 | 0 | 0 | 0 | 0 | 0 | 0 | 0 | 0 | 0 | 0 | 0 | 0 | 0 | 0 | 0 | 0 | 0 | 0
[8 empty] | PPA_2.0 | 10 | 20 | 1.4859 | 1.4568 | 1.4282 | 1.4002 | 1.3728 | 1.3459 | 1.3195 | 1.2936 | 1.2682 | 1.2434 | 1.219 | 1.1951 | 1.1717 | 1.1487 | 1.1262 | 1.1041 | 1.0824 | 1.0612 | 1.0404 | 1.02 | 1 | 0 | 0 | 0 | 0 | 0 | 0 | 0 | 0 | 0 | 0 | 0 | 0 | 0 | 0 | 0 | 0 | 0 | 0 | 0 | 0 | 0 | 0 | 0 | 0 | 0 | 0 | 0 | 0 | 0
[8 empty] | PPA_2.0 | 10 | 21 | 1.5157 | 1.4859 | 1.4568 | 1.4282 | 1.4002 | 1.3728 | 1.3459 | 1.3195 | 1.2936 | 1.2682 | 1.2434 | 1.219 | 1.1951 | 1.1717 | 1.1487 | 1.1262 | 1.1041 | 1.0824 | 1.0612 | 1.0404 | 1.02 | 1 | 0 | 0 | 0 | 0 | 0 | 0 | 0 | 0 | 0 | 0 | 0 | 0 | 0 | 0 | 0 | 0 | 0 | 0 | 0 | 0 | 0 | 0 | 0 | 0 | 0 | 0 | 0 | 0
[8 empty] | PPA_2.0 | 10 | 22 | 1.546 | 1.5157 | 1.4859 | 1.4568 | 1.4282 | 1.4002 | 1.3728 | 1.3459 | 1.3195 | 1.2936 | 1.2682 | 1.2434 | 1.219 | 1.1951 | 1.1717 | 1.1487 | 1.1262 | 1.1041 | 1.0824 | 1.0612 | 1.0404 | 1.02 | 1 | 0 | 0 | 0 | 0 | 0 | 0 | 0 | 0 | 0 | 0 | 0 | 0 | 0 | 0 | 0 | 0 | 0 | 0 | 0 | 0 | 0 | 0 | 0 | 0 | 0 | 0 | 0
[8 empty] | PPA_2.0 | 10 | 23 | 1.5769 | 1.546 | 1.5157 | 1.4859 | 1.4568 | 1.4282 | 1.4002 | 1.3728 | 1.3459 | 1.3195 | 1.2936 | 1.2682 | 1.2434 | 1.219 | 1.1951 | 1.1717 | 1.1487 | 1.1262 | 1.1041 | 1.0824 | 1.0612 | 1.0404 | 1.02 | 1 | 0 | 0 | 0 | 0 | 0 | 0 | 0 | 0 | 0 | 0 | 0 | 0 | 0 | 0 | 0 | 0 | 0 | 0 | 0 | 0 | 0 | 0 | 0 | 0 | 0 | 0
[8 empty] | PPA_2.0 | 10 | 24 | 1.6084 | 1.5769 | 1.546 | 1.5157 | 1.4859 | 1.4568 | 1.4282 | 1.4002 | 1.3728 | 1.3459 | 1.3195 | 1.2936 | 1.2682 | 1.2434 | 1.219 | 1.1951 | 1.1717 | 1.1487 | 1.1262 | 1.1041 | 1.0824 | 1.0612 | 1.0404 | 1.02 | 1 | 0 | 0 | 0 | 0 | 0 | 0 | 0 | 0 | 0 | 0 | 0 | 0 | 0 | 0 | 0 | 0 | 0 | 0 | 0 | 0 | 0 | 0 | 0 | 0 | 0
[8 empty] | PPA_2.0 | 10 | 25 | 1.6406 | 1.6084 | 1.5769 | 1.546 | 1.5157 | 1.4859 | 1.4568 | 1.4282 | 1.4002 | 1.3728 | 1.3459 | 1.3195 | 1.2936 | 1.2682 | 1.2434 | 1.219 | 1.1951 | 1.1717 | 1.1487 | 1.1262 | 1.1041 | 1.0824 | 1.0612 | 1.0404 | 1.02 | 1 | 0 | 0 | 0 | 0 | 0 | 0 | 0 | 0 | 0 | 0 | 0 | 0 | 0 | 0 | 0 | 0 | 0 | 0 | 0 | 0 | 0 | 0 | 0 | 0
[8 empty] | PPA_2.0 | 10 | 26 | 1.6734 | 1.6406 | 1.6084 | 1.5769 | 1.546 | 1.5157 | 1.4859 | 1.4568 | 1.4282 | 1.4002 | 1.3728 | 1.3459 | 1.3195 | 1.2936 | 1.2682 | 1.2434 | 1.219 | 1.1951 | 1.1717 | 1.1487 | 1.1262 | 1.1041 | 1.0824 | 1.0612 | 1.0404 | 1.02 | 1 | 0 | 0 | 0 | 0 | 0 | 0 | 0 | 0 | 0 | 0 | 0 | 0 | 0 | 0 | 0 | 0 | 0 | 0 | 0 | 0 | 0 | 0 | 0
[8 empty] | PPA_2.0 | 10 | 27 | 1.7069 | 1.6734 | 1.6406 | 1.6084 | 1.5769 | 1.546 | 1.5157 | 1.4859 | 1.4568 | 1.4282 | 1.4002 | 1.3728 | 1.3459 | 1.3195 | 1.2936 | 1.2682 | 1.2434 | 1.219 | 1.1951 | 1.1717 | 1.1487 | 1.1262 | 1.1041 | 1.0824 | 1.0612 | 1.0404 | 1.02 | 1 | 0 | 0 | 0 | 0 | 0 | 0 | 0 | 0 | 0 | 0 | 0 | 0 | 0 | 0 | 0 | 0 | 0 | 0 | 0 | 0 | 0 | 0
[8 empty] | PPA_2.0 | 10 | 28 | 1.741 | 1.7069 | 1.6734 | 1.6406 | 1.6084 | 1.5769 | 1.546 | 1.5157 | 1.4859 | 1.4568 | 1.4282 | 1.4002 | 1.3728 | 1.3459 | 1.3195 | 1.2936 | 1.2682 | 1.2434 | 1.219 | 1.1951 | 1.1717 | 1.1487 | 1.1262 | 1.1041 | 1.0824 | 1.0612 | 1.0404 | 1.02 | 1 | 0 | 0 | 0 | 0 | 0 | 0 | 0 | 0 | 0 | 0 | 0 | 0 | 0 | 0 | 0 | 0 | 0 | 0 | 0 | 0 | 0
[8 empty] | PPA_2.0 | 10 | 29 | 1.7758 | 1.741 | 1.7069 | 1.6734 | 1.6406 | 1.6084 | 1.5769 | 1.546 | 1.5157 | 1.4859 | 1.4568 | 1.4282 | 1.4002 | 1.3728 | 1.3459 | 1.3195 | 1.2936 | 1.2682 | 1.2434 | 1.219 | 1.1951 | 1.1717 | 1.1487 | 1.1262 | 1.1041 | 1.0824 | 1.0612 | 1.0404 | 1.02 | 1 | 0 | 0 | 0 | 0 | 0 | 0 | 0 | 0 | 0 | 0 | 0 | 0 | 0 | 0 | 0 | 0 | 0 | 0 | 0 | 0
[8 empty] | PPA_2.0 | 10 | 30 | 1.8114 | 1.7758 | 1.741 | 1.7069 | 1.6734 | 1.6406 | 1.6084 | 1.5769 | 1.546 | 1.5157 | 1.4859 | 1.4568 | 1.4282 | 1.4002 | 1.3728 | 1.3459 | 1.3195 | 1.2936 | 1.2682 | 1.2434 | 1.219 | 1.1951 | 1.1717 | 1.1487 | 1.1262 | 1.1041 | 1.0824 | 1.0612 | 1.0404 | 1.02 | 1 | 0 | 0 | 0 | 0 | 0 | 0 | 0 | 0 | 0 | 0 | 0 | 0 | 0 | 0 | 0 | 0 | 0 | 0 | 0
[8 empty] | PPA_2.0 | 10 | 31 | 1.8476 | 1.8114 | 1.7758 | 1.741 | 1.7069 | 1.6734 | 1.6406 | 1.6084 | 1.5769 | 1.546 | 1.5157 | 1.4859 | 1.4568 | 1.4282 | 1.4002 | 1.3728 | 1.3459 | 1.3195 | 1.2936 | 1.2682 | 1.2434 | 1.219 | 1.1951 | 1.1717 | 1.1487 | 1.1262 | 1.1041 | 1.0824 | 1.0612 | 1.0404 | 1.02 | 1 | 0 | 0 | 0 | 0 | 0 | 0 | 0 | 0 | 0 | 0 | 0 | 0 | 0 | 0 | 0 | 0 | 0 | 0
[8 empty] | PPA_2.0 | 10 | 32 | 1.8845 | 1.8476 | 1.8114 | 1.7758 | 1.741 | 1.7069 | 1.6734 | 1.6406 | 1.6084 | 1.5769 | 1.546 | 1.5157 | 1.4859 | 1.4568 | 1.4282 | 1.4002 | 1.3728 | 1.3459 | 1.3195 | 1.2936 | 1.2682 | 1.2434 | 1.219 | 1.1951 | 1.1717 | 1.1487 | 1.1262 | 1.1041 | 1.0824 | 1.0612 | 1.0404 | 1.02 | 1 | 0 | 0 | 0 | 0 | 0 | 0 | 0 | 0 | 0 | 0 | 0 | 0 | 0 | 0 | 0 | 0 | 0
[8 empty] | PPA_2.0 | 10 | 33 | 1.9222 | 1.8845 | 1.8476 | 1.8114 | 1.7758 | 1.741 | 1.7069 | 1.6734 | 1.6406 | 1.6084 | 1.5769 | 1.546 | 1.5157 | 1.4859 | 1.4568 | 1.4282 | 1.4002 | 1.3728 | 1.3459 | 1.3195 | 1.2936 | 1.2682 | 1.2434 | 1.219 | 1.1951 | 1.1717 | 1.1487 | 1.1262 | 1.1041 | 1.0824 | 1.0612 | 1.0404 | 1.02 | 1 | 0 | 0 | 0 | 0 | 0 | 0 | 0 | 0 | 0 | 0 | 0 | 0 | 0 | 0 | 0 | 0
[8 empty] | PPA_2.0 | 10 | 34 | 1.9607 | 1.9222 | 1.8845 | 1.8476 | 1.8114 | 1.7758 | 1.741 | 1.7069 | 1.6734 | 1.6406 | 1.6084 | 1.5769 | 1.546 | 1.5157 | 1.4859 | 1.4568 | 1.4282 | 1.4002 | 1.3728 | 1.3459 | 1.3195 | 1.2936 | 1.2682 | 1.2434 | 1.219 | 1.1951 | 1.1717 | 1.1487 | 1.1262 | 1.1041 | 1.0824 | 1.0612 | 1.0404 | 1.02 | 1 | 0 | 0 | 0 | 0 | 0 | 0 | 0 | 0 | 0 | 0 | 0 | 0 | 0 | 0 | 0
[8 empty] | PPA_2.0 | 10 | 35 | 1.9999 | 1.9607 | 1.9222 | 1.8845 | 1.8476 | 1.8114 | 1.7758 | 1.741 | 1.7069 | 1.6734 | 1.6406 | 1.6084 | 1.5769 | 1.546 | 1.5157 | 1.4859 | 1.4568 | 1.4282 | 1.4002 | 1.3728 | 1.3459 | 1.3195 | 1.2936 | 1.2682 | 1.2434 | 1.219 | 1.1951 | 1.1717 | 1.1487 | 1.1262 | 1.1041 | 1.0824 | 1.0612 | 1.0404 | 1.02 | 1 | 0 | 0 | 0 | 0 | 0 | 0 | 0 | 0 | 0 | 0 | 0 | 0 | 0 | 0
[8 empty] | PPA_2.0 | 10 | 36 | 2.0399 | 1.9999 | 1.9607 | 1.9222 | 1.8845 | 1.8476 | 1.8114 | 1.7758 | 1.741 | 1.7069 | 1.6734 | 1.6406 | 1.6084 | 1.5769 | 1.546 | 1.5157 | 1.4859 | 1.4568 | 1.4282 | 1.4002 | 1.3728 | 1.3459 | 1.3195 | 1.2936 | 1.2682 | 1.2434 | 1.219 | 1.1951 | 1.1717 | 1.1487 | 1.1262 | 1.1041 | 1.0824 | 1.0612 | 1.0404 | 1.02 | 1 | 0 | 0 | 0 | 0 | 0 | 0 | 0 | 0 | 0 | 0 | 0 | 0 | 0
[8 empty] | PPA_2.0 | 10 | 37 | 2.0807 | 2.0399 | 1.9999 | 1.9607 | 1.9222 | 1.8845 | 1.8476 | 1.8114 | 1.7758 | 1.741 | 1.7069 | 1.6734 | 1.6406 | 1.6084 | 1.5769 | 1.546 | 1.5157 | 1.4859 | 1.4568 | 1.4282 | 1.4002 | 1.3728 | 1.3459 | 1.3195 | 1.2936 | 1.2682 | 1.2434 | 1.219 | 1.1951 | 1.1717 | 1.1487 | 1.1262 | 1.1041 | 1.0824 | 1.0612 | 1.0404 | 1.02 | 1 | 0 | 0 | 0 | 0 | 0 | 0 | 0 | 0 | 0 | 0 | 0 | 0
[8 empty] | PPA_2.0 | 10 | 38 | 2.1223 | 2.0807 | 2.0399 | 1.9999 | 1.9607 | 1.9222 | 1.8845 | 1.8476 | 1.8114 | 1.7758 | 1.741 | 1.7069 | 1.6734 | 1.6406 | 1.6084 | 1.5769 | 1.546 | 1.5157 | 1.4859 | 1.4568 | 1.4282 | 1.4002 | 1.3728 | 1.3459 | 1.3195 | 1.2936 | 1.2682 | 1.2434 | 1.219 | 1.1951 | 1.1717 | 1.1487 | 1.1262 | 1.1041 | 1.0824 | 1.0612 | 1.0404 | 1.02 | 1 | 0 | 0 | 0 | 0 | 0 | 0 | 0 | 0 | 0 | 0 | 0
[8 empty] | PPA_2.0 | 10 | 39 | 2.1647 | 2.1223 | 2.0807 | 2.0399 | 1.9999 | 1.9607 | 1.9222 | 1.8845 | 1.8476 | 1.8114 | 1.7758 | 1.741 | 1.7069 | 1.6734 | 1.6406 | 1.6084 | 1.5769 | 1.546 | 1.5157 | 1.4859 | 1.4568 | 1.4282 | 1.4002 | 1.3728 | 1.3459 | 1.3195 | 1.2936 | 1.2682 | 1.2434 | 1.219 | 1.1951 | 1.1717 | 1.1487 | 1.1262 | 1.1041 | 1.0824 | 1.0612 | 1.0404 | 1.02 | 1 | 0 | 0 | 0 | 0 | 0 | 0 | 0 | 0 | 0 | 0
[8 empty] | PPA_2.0 | 10 | 40 | 2.208 | 2.1647 | 2.1223 | 2.0807 | 2.0399 | 1.9999 | 1.9607 | 1.9222 | 1.8845 | 1.8476 | 1.8114 | 1.7758 | 1.741 | 1.7069 | 1.6734 | 1.6406 | 1.6084 | 1.5769 | 1.546 | 1.5157 | 1.4859 | 1.4568 | 1.4282 | 1.4002 | 1.3728 | 1.3459 | 1.3195 | 1.2936 | 1.2682 | 1.2434 | 1.219 | 1.1951 | 1.1717 | 1.1487 | 1.1262 | 1.1041 | 1.0824 | 1.0612 | 1.0404 | 1.02 | 1 | 0 | 0 | 0 | 0 | 0 | 0 | 0 | 0 | 0
[8 empty] | PPA_2.0 | 10 | 41 | 2.2522 | 2.208 | 2.1647 | 2.1223 | 2.0807 | 2.0399 | 1.9999 | 1.9607 | 1.9222 | 1.8845 | 1.8476 | 1.8114 | 1.7758 | 1.741 | 1.7069 | 1.6734 | 1.6406 | 1.6084 | 1.5769 | 1.546 | 1.5157 | 1.4859 | 1.4568 | 1.4282 | 1.4002 | 1.3728 | 1.3459 | 1.3195 | 1.2936 | 1.2682 | 1.2434 | 1.219 | 1.1951 | 1.1717 | 1.1487 | 1.1262 | 1.1041 | 1.0824 | 1.0612 | 1.0404 | 1.02 | 1 | 0 | 0 | 0 | 0 | 0 | 0 | 0 | 0
[8 empty] | PPA_2.0 | 10 | 42 | 2.2972 | 2.2522 | 2.208 | 2.1647 | 2.1223 | 2.0807 | 2.0399 | 1.9999 | 1.9607 | 1.9222 | 1.8845 | 1.8476 | 1.8114 | 1.7758 | 1.741 | 1.7069 | 1.6734 | 1.6406 | 1.6084 | 1.5769 | 1.546 | 1.5157 | 1.4859 | 1.4568 | 1.4282 | 1.4002 | 1.3728 | 1.3459 | 1.3195 | 1.2936 | 1.2682 | 1.2434 | 1.219 | 1.1951 | 1.1717 | 1.1487 | 1.1262 | 1.1041 | 1.0824 | 1.0612 | 1.0404 | 1.02 | 1 | 0 | 0 | 0 | 0 | 0 | 0 | 0
[8 empty] | PPA_2.0 | 10 | 43 | 2.3432 | 2.2972 | 2.2522 | 2.208 | 2.1647 | 2.1223 | 2.0807 | 2.0399 | 1.9999 | 1.9607 | 1.9222 | 1.8845 | 1.8476 | 1.8114 | 1.7758 | 1.741 | 1.7069 | 1.6734 | 1.6406 | 1.6084 | 1.5769 | 1.546 | 1.5157 | 1.4859 | 1.4568 | 1.4282 | 1.4002 | 1.3728 | 1.3459 | 1.3195 | 1.2936 | 1.2682 | 1.2434 | 1.219 | 1.1951 | 1.1717 | 1.1487 | 1.1262 | 1.1041 | 1.0824 | 1.0612 | 1.0404 | 1.02 | 1 | 0 | 0 | 0 | 0 | 0 | 0
[8 empty] | PPA_2.0 | 10 | 44 | 2.3901 | 2.3432 | 2.2972 | 2.2522 | 2.208 | 2.1647 | 2.1223 | 2.0807 | 2.0399 | 1.9999 | 1.9607 | 1.9222 | 1.8845 | 1.8476 | 1.8114 | 1.7758 | 1.741 | 1.7069 | 1.6734 | 1.6406 | 1.6084 | 1.5769 | 1.546 | 1.5157 | 1.4859 | 1.4568 | 1.4282 | 1.4002 | 1.3728 | 1.3459 | 1.3195 | 1.2936 | 1.2682 | 1.2434 | 1.219 | 1.1951 | 1.1717 | 1.1487 | 1.1262 | 1.1041 | 1.0824 | 1.0612 | 1.0404 | 1.02 | 1 | 0 | 0 | 0 | 0 | 0
[8 empty] | PPA_2.0 | 10 | 45 | 2.4379 | 2.3901 | 2.3432 | 2.2972 | 2.2522 | 2.208 | 2.1647 | 2.1223 | 2.0807 | 2.0399 | 1.9999 | 1.9607 | 1.9222 | 1.8845 | 1.8476 | 1.8114 | 1.7758 | 1.741 | 1.7069 | 1.6734 | 1.6406 | 1.6084 | 1.5769 | 1.546 | 1.5157 | 1.4859 | 1.4568 | 1.4282 | 1.4002 | 1.3728 | 1.3459 | 1.3195 | 1.2936 | 1.2682 | 1.2434 | 1.219 | 1.1951 | 1.1717 | 1.1487 | 1.1262 | 1.1041 | 1.0824 | 1.0612 | 1.0404 | 1.02 | 1 | 0 | 0 | 0 | 0
[8 empty] | PPA_2.0 | 10 | 46 | 2.4866 | 2.4379 | 2.3901 | 2.3432 | 2.2972 | 2.2522 | 2.208 | 2.1647 | 2.1223 | 2.0807 | 2.0399 | 1.9999 | 1.9607 | 1.9222 | 1.8845 | 1.8476 | 1.8114 | 1.7758 | 1.741 | 1.7069 | 1.6734 | 1.6406 | 1.6084 | 1.5769 | 1.546 | 1.5157 | 1.4859 | 1.4568 | 1.4282 | 1.4002 | 1.3728 | 1.3459 | 1.3195 | 1.2936 | 1.2682 | 1.2434 | 1.219 | 1.1951 | 1.1717 | 1.1487 | 1.1262 | 1.1041 | 1.0824 | 1.0612 | 1.0404 | 1.02 | 1 | 0 | 0 | 0
[8 empty] | PPA_2.0 | 10 | 47 | 2.5363 | 2.4866 | 2.4379 | 2.3901 | 2.3432 | 2.2972 | 2.2522 | 2.208 | 2.1647 | 2.1223 | 2.0807 | 2.0399 | 1.9999 | 1.9607 | 1.9222 | 1.8845 | 1.8476 | 1.8114 | 1.7758 | 1.741 | 1.7069 | 1.6734 | 1.6406 | 1.6084 | 1.5769 | 1.546 | 1.5157 | 1.4859 | 1.4568 | 1.4282 | 1.4002 | 1.3728 | 1.3459 | 1.3195 | 1.2936 | 1.2682 | 1.2434 | 1.219 | 1.1951 | 1.1717 | 1.1487 | 1.1262 | 1.1041 | 1.0824 | 1.0612 | 1.0404 | 1.02 | 1 | 0 | 0
[8 empty] | PPA_2.0 | 10 | 48 | 2.5871 | 2.5363 | 2.4866 | 2.4379 | 2.3901 | 2.3432 | 2.2972 | 2.2522 | 2.208 | 2.1647 | 2.1223 | 2.0807 | 2.0399 | 1.9999 | 1.9607 | 1.9222 | 1.8845 | 1.8476 | 1.8114 | 1.7758 | 1.741 | 1.7069 | 1.6734 | 1.6406 | 1.6084 | 1.5769 | 1.546 | 1.5157 | 1.4859 | 1.4568 | 1.4282 | 1.4002 | 1.3728 | 1.3459 | 1.3195 | 1.2936 | 1.2682 | 1.2434 | 1.219 | 1.1951 | 1.1717 | 1.1487 | 1.1262 | 1.1041 | 1.0824 | 1.0612 | 1.0404 | 1.02 | 1 | 0
[8 empty] | PPA_2.0 | 10 | 49 | 2.6388 | 2.5871 | 2.5363 | 2.4866 | 2.4379 | 2.3901 | 2.3432 | 2.2972 | 2.2522 | 2.208 | 2.1647 | 2.1223 | 2.0807 | 2.0399 | 1.9999 | 1.9607 | 1.9222 | 1.8845 | 1.8476 | 1.8114 | 1.7758 | 1.741 | 1.7069 | 1.6734 | 1.6406 | 1.6084 | 1.5769 | 1.546 | 1.5157 | 1.4859 | 1.4568 | 1.4282 | 1.4002 | 1.3728 | 1.3459 | 1.3195 | 1.2936 | 1.2682 | 1.2434 | 1.219 | 1.1951 | 1.1717 | 1.1487 | 1.1262 | 1.1041 | 1.0824 | 1.0612 | 1.0404 | 1.02 | 1
[8 empty] | PPA_2.0 | 10 | 50 | 2.6916 | 2.6388 | 2.5871 | 2.5363 | 2.4866 | 2.4379 | 2.3901 | 2.3432 | 2.2972 | 2.2522 | 2.208 | 2.1647 | 2.1223 | 2.0807 | 2.0399 | 1.9999 | 1.9607 | 1.9222 | 1.8845 | 1.8476 | 1.8114 | 1.7758 | 1.741 | 1.7069 | 1.6734 | 1.6406 | 1.6084 | 1.5769 | 1.546 | 1.5157 | 1.4859 | 1.4568 | 1.4282 | 1.4002 | 1.3728 | 1.3459 | 1.3195 | 1.2936 | 1.2682 | 1.2434 | 1.219 | 1.1951 | 1.1717 | 1.1487 | 1.1262 | 1.1041 | 1.0824 | 1.0612 | 1.0404 | 1.02
[8 empty] | PPA_2.5 | 11 | 0 | 1 | 0 | 0 | 0 | 0 | 0 | 0 | 0 | 0 | 0 | 0 | 0 | 0 | 0 | 0 | 0 | 0 | 0 | 0 | 0 | 0 | 0 | 0 | 0 | 0 | 0 | 0 | 0 | 0 | 0 | 0 | 0 | 0 | 0 | 0 | 0 | 0 | 0 | 0 | 0 | 0 | 0 | 0 | 0 | 0 | 0 | 0 | 0 | 0 | 0
[8 empty] | PPA_2.5 | 11 | 1 | 1.025 | 1 | 0 | 0 | 0 | 0 | 0 | 0 | 0 | 0 | 0 | 0 | 0 | 0 | 0 | 0 | 0 | 0 | 0 | 0 | 0 | 0 | 0 | 0 | 0 | 0 | 0 | 0 | 0 | 0 | 0 | 0 | 0 | 0 | 0 | 0 | 0 | 0 | 0 | 0 | 0 | 0 | 0 | 0 | 0 | 0 | 0 | 0 | 0 | 0
[8 empty] | PPA_2.5 | 11 | 2 | 1.0506 | 1.025 | 1 | 0 | 0 | 0 | 0 | 0 | 0 | 0 | 0 | 0 | 0 | 0 | 0 | 0 | 0 | 0 | 0 | 0 | 0 | 0 | 0 | 0 | 0 | 0 | 0 | 0 | 0 | 0 | 0 | 0 | 0 | 0 | 0 | 0 | 0 | 0 | 0 | 0 | 0 | 0 | 0 | 0 | 0 | 0 | 0 | 0 | 0 | 0
[8 empty] | PPA_2.5 | 11 | 3 | 1.0769 | 1.0506 | 1.025 | 1 | 0 | 0 | 0 | 0 | 0 | 0 | 0 | 0 | 0 | 0 | 0 | 0 | 0 | 0 | 0 | 0 | 0 | 0 | 0 | 0 | 0 | 0 | 0 | 0 | 0 | 0 | 0 | 0 | 0 | 0 | 0 | 0 | 0 | 0 | 0 | 0 | 0 | 0 | 0 | 0 | 0 | 0 | 0 | 0 | 0 | 0
[8 empty] | PPA_2.5 | 11 | 4 | 1.1038 | 1.0769 | 1.0506 | 1.025 | 1 | 0 | 0 | 0 | 0 | 0 | 0 | 0 | 0 | 0 | 0 | 0 | 0 | 0 | 0 | 0 | 0 | 0 | 0 | 0 | 0 | 0 | 0 | 0 | 0 | 0 | 0 | 0 | 0 | 0 | 0 | 0 | 0 | 0 | 0 | 0 | 0 | 0 | 0 | 0 | 0 | 0 | 0 | 0 | 0 | 0
[8 empty] | PPA_2.5 | 11 | 5 | 1.1314 | 1.1038 | 1.0769 | 1.0506 | 1.025 | 1 | 0 | 0 | 0 | 0 | 0 | 0 | 0 | 0 | 0 | 0 | 0 | 0 | 0 | 0 | 0 | 0 | 0 | 0 | 0 | 0 | 0 | 0 | 0 | 0 | 0 | 0 | 0 | 0 | 0 | 0 | 0 | 0 | 0 | 0 | 0 | 0 | 0 | 0 | 0 | 0 | 0 | 0 | 0 | 0
[8 empty] | PPA_2.5 | 11 | 6 | 1.1597 | 1.1314 | 1.1038 | 1.0769 | 1.0506 | 1.025 | 1 | 0 | 0 | 0 | 0 | 0 | 0 | 0 | 0 | 0 | 0 | 0 | 0 | 0 | 0 | 0 | 0 | 0 | 0 | 0 | 0 | 0 | 0 | 0 | 0 | 0 | 0 | 0 | 0 | 0 | 0 | 0 | 0 | 0 | 0 | 0 | 0 | 0 | 0 | 0 | 0 | 0 | 0 | 0
[8 empty] | PPA_2.5 | 11 | 7 | 1.1887 | 1.1597 | 1.1314 | 1.1038 | 1.0769 | 1.0506 | 1.025 | 1 | 0 | 0 | 0 | 0 | 0 | 0 | 0 | 0 | 0 | 0 | 0 | 0 | 0 | 0 | 0 | 0 | 0 | 0 | 0 | 0 | 0 | 0 | 0 | 0 | 0 | 0 | 0 | 0 | 0 | 0 | 0 | 0 | 0 | 0 | 0 | 0 | 0 | 0 | 0 | 0 | 0 | 0
[8 empty] | PPA_2.5 | 11 | 8 | 1.2184 | 1.1887 | 1.1597 | 1.1314 | 1.1038 | 1.0769 | 1.0506 | 1.025 | 1 | 0 | 0 | 0 | 0 | 0 | 0 | 0 | 0 | 0 | 0 | 0 | 0 | 0 | 0 | 0 | 0 | 0 | 0 | 0 | 0 | 0 | 0 | 0 | 0 | 0 | 0 | 0 | 0 | 0 | 0 | 0 | 0 | 0 | 0 | 0 | 0 | 0 | 0 | 0 | 0 | 0
[8 empty] | PPA_2.5 | 11 | 9 | 1.2489 | 1.2184 | 1.1887 | 1.1597 | 1.1314 | 1.1038 | 1.0769 | 1.0506 | 1.025 | 1 | 0 | 0 | 0 | 0 | 0 | 0 | 0 | 0 | 0 | 0 | 0 | 0 | 0 | 0 | 0 | 0 | 0 | 0 | 0 | 0 | 0 | 0 | 0 | 0 | 0 | 0 | 0 | 0 | 0 | 0 | 0 | 0 | 0 | 0 | 0 | 0 | 0 | 0 | 0 | 0
[8 empty] | PPA_2.5 | 11 | 10 | 1.2801 | 1.2489 | 1.2184 | 1.1887 | 1.1597 | 1.1314 | 1.1038 | 1.0769 | 1.0506 | 1.025 | 1 | 0 | 0 | 0 | 0 | 0 | 0 | 0 | 0 | 0 | 0 | 0 | 0 | 0 | 0 | 0 | 0 | 0 | 0 | 0 | 0 | 0 | 0 | 0 | 0 | 0 | 0 | 0 | 0 | 0 | 0 | 0 | 0 | 0 | 0 | 0 | 0 | 0 | 0 | 0
[8 empty] | PPA_2.5 | 11 | 11 | 1.3121 | 1.2801 | 1.2489 | 1.2184 | 1.1887 | 1.1597 | 1.1314 | 1.1038 | 1.0769 | 1.0506 | 1.025 | 1 | 0 | 0 | 0 | 0 | 0 | 0 | 0 | 0 | 0 | 0 | 0 | 0 | 0 | 0 | 0 | 0 | 0 | 0 | 0 | 0 | 0 | 0 | 0 | 0 | 0 | 0 | 0 | 0 | 0 | 0 | 0 | 0 | 0 | 0 | 0 | 0 | 0 | 0
[8 empty] | PPA_2.5 | 11 | 12 | 1.3449 | 1.3121 | 1.2801 | 1.2489 | 1.2184 | 1.1887 | 1.1597 | 1.1314 | 1.1038 | 1.0769 | 1.0506 | 1.025 | 1 | 0 | 0 | 0 | 0 | 0 | 0 | 0 | 0 | 0 | 0 | 0 | 0 | 0 | 0 | 0 | 0 | 0 | 0 | 0 | 0 | 0 | 0 | 0 | 0 | 0 | 0 | 0 | 0 | 0 | 0 | 0 | 0 | 0 | 0 | 0 | 0 | 0
[8 empty] | PPA_2.5 | 11 | 13 | 1.3785 | 1.3449 | 1.3121 | 1.2801 | 1.2489 | 1.2184 | 1.1887 | 1.1597 | 1.1314 | 1.1038 | 1.0769 | 1.0506 | 1.025 | 1 | 0 | 0 | 0 | 0 | 0 | 0 | 0 | 0 | 0 | 0 | 0 | 0 | 0 | 0 | 0 | 0 | 0 | 0 | 0 | 0 | 0 | 0 | 0 | 0 | 0 | 0 | 0 | 0 | 0 | 0 | 0 | 0 | 0 | 0 | 0 | 0
[8 empty] | PPA_2.5 | 11 | 14 | 1.413 | 1.3785 | 1.3449 | 1.3121 | 1.2801 | 1.2489 | 1.2184 | 1.1887 | 1.1597 | 1.1314 | 1.1038 | 1.0769 | 1.0506 | 1.025 | 1 | 0 | 0 | 0 | 0 | 0 | 0 | 0 | 0 | 0 | 0 | 0 | 0 | 0 | 0 | 0 | 0 | 0 | 0 | 0 | 0 | 0 | 0 | 0 | 0 | 0 | 0 | 0 | 0 | 0 | 0 | 0 | 0 | 0 | 0 | 0
[8 empty] | PPA_2.5 | 11 | 15 | 1.4483 | 1.413 | 1.3785 | 1.3449 | 1.3121 | 1.2801 | 1.2489 | 1.2184 | 1.1887 | 1.1597 | 1.1314 | 1.1038 | 1.0769 | 1.0506 | 1.025 | 1 | 0 | 0 | 0 | 0 | 0 | 0 | 0 | 0 | 0 | 0 | 0 | 0 | 0 | 0 | 0 | 0 | 0 | 0 | 0 | 0 | 0 | 0 | 0 | 0 | 0 | 0 | 0 | 0 | 0 | 0 | 0 | 0 | 0 | 0
[8 empty] | PPA_2.5 | 11 | 16 | 1.4845 | 1.4483 | 1.413 | 1.3785 | 1.3449 | 1.3121 | 1.2801 | 1.2489 | 1.2184 | 1.1887 | 1.1597 | 1.1314 | 1.1038 | 1.0769 | 1.0506 | 1.025 | 1 | 0 | 0 | 0 | 0 | 0 | 0 | 0 | 0 | 0 | 0 | 0 | 0 | 0 | 0 | 0 | 0 | 0 | 0 | 0 | 0 | 0 | 0 | 0 | 0 | 0 | 0 | 0 | 0 | 0 | 0 | 0 | 0 | 0
[8 empty] | PPA_2.5 | 11 | 17 | 1.5216 | 1.4845 | 1.4483 | 1.413 | 1.3785 | 1.3449 | 1.3121 | 1.2801 | 1.2489 | 1.2184 | 1.1887 | 1.1597 | 1.1314 | 1.1038 | 1.0769 | 1.0506 | 1.025 | 1 | 0 | 0 | 0 | 0 | 0 | 0 | 0 | 0 | 0 | 0 | 0 | 0 | 0 | 0 | 0 | 0 | 0 | 0 | 0 | 0 | 0 | 0 | 0 | 0 | 0 | 0 | 0 | 0 | 0 | 0 | 0 | 0
[8 empty] | PPA_2.5 | 11 | 18 | 1.5597 | 1.5216 | 1.4845 | 1.4483 | 1.413 | 1.3785 | 1.3449 | 1.3121 | 1.2801 | 1.2489 | 1.2184 | 1.1887 | 1.1597 | 1.1314 | 1.1038 | 1.0769 | 1.0506 | 1.025 | 1 | 0 | 0 | 0 | 0 | 0 | 0 | 0 | 0 | 0 | 0 | 0 | 0 | 0 | 0 | 0 | 0 | 0 | 0 | 0 | 0 | 0 | 0 | 0 | 0 | 0 | 0 | 0 | 0 | 0 | 0 | 0
[8 empty] | PPA_2.5 | 11 | 19 | 1.5987 | 1.5597 | 1.5216 | 1.4845 | 1.4483 | 1.413 | 1.3785 | 1.3449 | 1.3121 | 1.2801 | 1.2489 | 1.2184 | 1.1887 | 1.1597 | 1.1314 | 1.1038 | 1.0769 | 1.0506 | 1.025 | 1 | 0 | 0 | 0 | 0 | 0 | 0 | 0 | 0 | 0 | 0 | 0 | 0 | 0 | 0 | 0 | 0 | 0 | 0 | 0 | 0 | 0 | 0 | 0 | 0 | 0 | 0 | 0 | 0 | 0 | 0
[8 empty] | PPA_2.5 | 11 | 20 | 1.6386 | 1.5987 | 1.5597 | 1.5216 | 1.4845 | 1.4483 | 1.413 | 1.3785 | 1.3449 | 1.3121 | 1.2801 | 1.2489 | 1.2184 | 1.1887 | 1.1597 | 1.1314 | 1.1038 | 1.0769 | 1.0506 | 1.025 | 1 | 0 | 0 | 0 | 0 | 0 | 0 | 0 | 0 | 0 | 0 | 0 | 0 | 0 | 0 | 0 | 0 | 0 | 0 | 0 | 0 | 0 | 0 | 0 | 0 | 0 | 0 | 0 | 0 | 0
[8 empty] | PPA_2.5 | 11 | 21 | 1.6796 | 1.6386 | 1.5987 | 1.5597 | 1.5216 | 1.4845 | 1.4483 | 1.413 | 1.3785 | 1.3449 | 1.3121 | 1.2801 | 1.2489 | 1.2184 | 1.1887 | 1.1597 | 1.1314 | 1.1038 | 1.0769 | 1.0506 | 1.025 | 1 | 0 | 0 | 0 | 0 | 0 | 0 | 0 | 0 | 0 | 0 | 0 | 0 | 0 | 0 | 0 | 0 | 0 | 0 | 0 | 0 | 0 | 0 | 0 | 0 | 0 | 0 | 0 | 0
[8 empty] | PPA_2.5 | 11 | 22 | 1.7216 | 1.6796 | 1.6386 | 1.5987 | 1.5597 | 1.5216 | 1.4845 | 1.4483 | 1.413 | 1.3785 | 1.3449 | 1.3121 | 1.2801 | 1.2489 | 1.2184 | 1.1887 | 1.1597 | 1.1314 | 1.1038 | 1.0769 | 1.0506 | 1.025 | 1 | 0 | 0 | 0 | 0 | 0 | 0 | 0 | 0 | 0 | 0 | 0 | 0 | 0 | 0 | 0 | 0 | 0 | 0 | 0 | 0 | 0 | 0 | 0 | 0 | 0 | 0 | 0
[8 empty] | PPA_2.5 | 11 | 23 | 1.7646 | 1.7216 | 1.6796 | 1.6386 | 1.5987 | 1.5597 | 1.5216 | 1.4845 | 1.4483 | 1.413 | 1.3785 | 1.3449 | 1.3121 | 1.2801 | 1.2489 | 1.2184 | 1.1887 | 1.1597 | 1.1314 | 1.1038 | 1.0769 | 1.0506 | 1.025 | 1 | 0 | 0 | 0 | 0 | 0 | 0 | 0 | 0 | 0 | 0 | 0 | 0 | 0 | 0 | 0 | 0 | 0 | 0 | 0 | 0 | 0 | 0 | 0 | 0 | 0 | 0
[8 empty] | PPA_2.5 | 11 | 24 | 1.8087 | 1.7646 | 1.7216 | 1.6796 | 1.6386 | 1.5987 | 1.5597 | 1.5216 | 1.4845 | 1.4483 | 1.413 | 1.3785 | 1.3449 | 1.3121 | 1.2801 | 1.2489 | 1.2184 | 1.1887 | 1.1597 | 1.1314 | 1.1038 | 1.0769 | 1.0506 | 1.025 | 1 | 0 | 0 | 0 | 0 | 0 | 0 | 0 | 0 | 0 | 0 | 0 | 0 | 0 | 0 | 0 | 0 | 0 | 0 | 0 | 0 | 0 | 0 | 0 | 0 | 0
[8 empty] | PPA_2.5 | 11 | 25 | 1.8539 | 1.8087 | 1.7646 | 1.7216 | 1.6796 | 1.6386 | 1.5987 | 1.5597 | 1.5216 | 1.4845 | 1.4483 | 1.413 | 1.3785 | 1.3449 | 1.3121 | 1.2801 | 1.2489 | 1.2184 | 1.1887 | 1.1597 | 1.1314 | 1.1038 | 1.0769 | 1.0506 | 1.025 | 1 | 0 | 0 | 0 | 0 | 0 | 0 | 0 | 0 | 0 | 0 | 0 | 0 | 0 | 0 | 0 | 0 | 0 | 0 | 0 | 0 | 0 | 0 | 0 | 0
[8 empty] | PPA_2.5 | 11 | 26 | 1.9003 | 1.8539 | 1.8087 | 1.7646 | 1.7216 | 1.6796 | 1.6386 | 1.5987 | 1.5597 | 1.5216 | 1.4845 | 1.4483 | 1.413 | 1.3785 | 1.3449 | 1.3121 | 1.2801 | 1.2489 | 1.2184 | 1.1887 | 1.1597 | 1.1314 | 1.1038 | 1.0769 | 1.0506 | 1.025 | 1 | 0 | 0 | 0 | 0 | 0 | 0 | 0 | 0 | 0 | 0 | 0 | 0 | 0 | 0 | 0 | 0 | 0 | 0 | 0 | 0 | 0 | 0 | 0
[8 empty] | PPA_2.5 | 11 | 27 | 1.9478 | 1.9003 | 1.8539 | 1.8087 | 1.7646 | 1.7216 | 1.6796 | 1.6386 | 1.5987 | 1.5597 | 1.5216 | 1.4845 | 1.4483 | 1.413 | 1.3785 | 1.3449 | 1.3121 | 1.2801 | 1.2489 | 1.2184 | 1.1887 | 1.1597 | 1.1314 | 1.1038 | 1.0769 | 1.0506 | 1.025 | 1 | 0 | 0 | 0 | 0 | 0 | 0 | 0 | 0 | 0 | 0 | 0 | 0 | 0 | 0 | 0 | 0 | 0 | 0 | 0 | 0 | 0 | 0
[8 empty] | PPA_2.5 | 11 | 28 | 1.9965 | 1.9478 | 1.9003 | 1.8539 | 1.8087 | 1.7646 | 1.7216 | 1.6796 | 1.6386 | 1.5987 | 1.5597 | 1.5216 | 1.4845 | 1.4483 | 1.413 | 1.3785 | 1.3449 | 1.3121 | 1.2801 | 1.2489 | 1.2184 | 1.1887 | 1.1597 | 1.1314 | 1.1038 | 1.0769 | 1.0506 | 1.025 | 1 | 0 | 0 | 0 | 0 | 0 | 0 | 0 | 0 | 0 | 0 | 0 | 0 | 0 | 0 | 0 | 0 | 0 | 0 | 0 | 0 | 0
[8 empty] | PPA_2.5 | 11 | 29 | 2.0464 | 1.9965 | 1.9478 | 1.9003 | 1.8539 | 1.8087 | 1.7646 | 1.7216 | 1.6796 | 1.6386 | 1.5987 | 1.5597 | 1.5216 | 1.4845 | 1.4483 | 1.413 | 1.3785 | 1.3449 | 1.3121 | 1.2801 | 1.2489 | 1.2184 | 1.1887 | 1.1597 | 1.1314 | 1.1038 | 1.0769 | 1.0506 | 1.025 | 1 | 0 | 0 | 0 | 0 | 0 | 0 | 0 | 0 | 0 | 0 | 0 | 0 | 0 | 0 | 0 | 0 | 0 | 0 | 0 | 0
[8 empty] | PPA_2.5 | 11 | 30 | 2.0976 | 2.0464 | 1.9965 | 1.9478 | 1.9003 | 1.8539 | 1.8087 | 1.7646 | 1.7216 | 1.6796 | 1.6386 | 1.5987 | 1.5597 | 1.5216 | 1.4845 | 1.4483 | 1.413 | 1.3785 | 1.3449 | 1.3121 | 1.2801 | 1.2489 | 1.2184 | 1.1887 | 1.1597 | 1.1314 | 1.1038 | 1.0769 | 1.0506 | 1.025 | 1 | 0 | 0 | 0 | 0 | 0 | 0 | 0 | 0 | 0 | 0 | 0 | 0 | 0 | 0 | 0 | 0 | 0 | 0 | 0
[8 empty] | PPA_2.5 | 11 | 31 | 2.15 | 2.0976 | 2.0464 | 1.9965 | 1.9478 | 1.9003 | 1.8539 | 1.8087 | 1.7646 | 1.7216 | 1.6796 | 1.6386 | 1.5987 | 1.5597 | 1.5216 | 1.4845 | 1.4483 | 1.413 | 1.3785 | 1.3449 | 1.3121 | 1.2801 | 1.2489 | 1.2184 | 1.1887 | 1.1597 | 1.1314 | 1.1038 | 1.0769 | 1.0506 | 1.025 | 1 | 0 | 0 | 0 | 0 | 0 | 0 | 0 | 0 | 0 | 0 | 0 | 0 | 0 | 0 | 0 | 0 | 0 | 0
[8 empty] | PPA_2.5 | 11 | 32 | 2.2038 | 2.15 | 2.0976 | 2.0464 | 1.9965 | 1.9478 | 1.9003 | 1.8539 | 1.8087 | 1.7646 | 1.7216 | 1.6796 | 1.6386 | 1.5987 | 1.5597 | 1.5216 | 1.4845 | 1.4483 | 1.413 | 1.3785 | 1.3449 | 1.3121 | 1.2801 | 1.2489 | 1.2184 | 1.1887 | 1.1597 | 1.1314 | 1.1038 | 1.0769 | 1.0506 | 1.025 | 1 | 0 | 0 | 0 | 0 | 0 | 0 | 0 | 0 | 0 | 0 | 0 | 0 | 0 | 0 | 0 | 0 | 0
[8 empty] | PPA_2.5 | 11 | 33 | 2.2589 | 2.2038 | 2.15 | 2.0976 | 2.0464 | 1.9965 | 1.9478 | 1.9003 | 1.8539 | 1.8087 | 1.7646 | 1.7216 | 1.6796 | 1.6386 | 1.5987 | 1.5597 | 1.5216 | 1.4845 | 1.4483 | 1.413 | 1.3785 | 1.3449 | 1.3121 | 1.2801 | 1.2489 | 1.2184 | 1.1887 | 1.1597 | 1.1314 | 1.1038 | 1.0769 | 1.0506 | 1.025 | 1 | 0 | 0 | 0 | 0 | 0 | 0 | 0 | 0 | 0 | 0 | 0 | 0 | 0 | 0 | 0 | 0
[8 empty] | PPA_2.5 | 11 | 34 | 2.3153 | 2.2589 | 2.2038 | 2.15 | 2.0976 | 2.0464 | 1.9965 | 1.9478 | 1.9003 | 1.8539 | 1.8087 | 1.7646 | 1.7216 | 1.6796 | 1.6386 | 1.5987 | 1.5597 | 1.5216 | 1.4845 | 1.4483 | 1.413 | 1.3785 | 1.3449 | 1.3121 | 1.2801 | 1.2489 | 1.2184 | 1.1887 | 1.1597 | 1.1314 | 1.1038 | 1.0769 | 1.0506 | 1.025 | 1 | 0 | 0 | 0 | 0 | 0 | 0 | 0 | 0 | 0 | 0 | 0 | 0 | 0 | 0 | 0
[8 empty] | PPA_2.5 | 11 | 35 | 2.3732 | 2.3153 | 2.2589 | 2.2038 | 2.15 | 2.0976 | 2.0464 | 1.9965 | 1.9478 | 1.9003 | 1.8539 | 1.8087 | 1.7646 | 1.7216 | 1.6796 | 1.6386 | 1.5987 | 1.5597 | 1.5216 | 1.4845 | 1.4483 | 1.413 | 1.3785 | 1.3449 | 1.3121 | 1.2801 | 1.2489 | 1.2184 | 1.1887 | 1.1597 | 1.1314 | 1.1038 | 1.0769 | 1.0506 | 1.025 | 1 | 0 | 0 | 0 | 0 | 0 | 0 | 0 | 0 | 0 | 0 | 0 | 0 | 0 | 0
[8 empty] | PPA_2.5 | 11 | 36 | 2.4325 | 2.3732 | 2.3153 | 2.2589 | 2.2038 | 2.15 | 2.0976 | 2.0464 | 1.9965 | 1.9478 | 1.9003 | 1.8539 | 1.8087 | 1.7646 | 1.7216 | 1.6796 | 1.6386 | 1.5987 | 1.5597 | 1.5216 | 1.4845 | 1.4483 | 1.413 | 1.3785 | 1.3449 | 1.3121 | 1.2801 | 1.2489 | 1.2184 | 1.1887 | 1.1597 | 1.1314 | 1.1038 | 1.0769 | 1.0506 | 1.025 | 1 | 0 | 0 | 0 | 0 | 0 | 0 | 0 | 0 | 0 | 0 | 0 | 0 | 0
[8 empty] | PPA_2.5 | 11 | 37 | 2.4933 | 2.4325 | 2.3732 | 2.3153 | 2.2589 | 2.2038 | 2.15 | 2.0976 | 2.0464 | 1.9965 | 1.9478 | 1.9003 | 1.8539 | 1.8087 | 1.7646 | 1.7216 | 1.6796 | 1.6386 | 1.5987 | 1.5597 | 1.5216 | 1.4845 | 1.4483 | 1.413 | 1.3785 | 1.3449 | 1.3121 | 1.2801 | 1.2489 | 1.2184 | 1.1887 | 1.1597 | 1.1314 | 1.1038 | 1.0769 | 1.0506 | 1.025 | 1 | 0 | 0 | 0 | 0 | 0 | 0 | 0 | 0 | 0 | 0 | 0 | 0
[8 empty] | PPA_2.5 | 11 | 38 | 2.5557 | 2.4933 | 2.4325 | 2.3732 | 2.3153 | 2.2589 | 2.2038 | 2.15 | 2.0976 | 2.0464 | 1.9965 | 1.9478 | 1.9003 | 1.8539 | 1.8087 | 1.7646 | 1.7216 | 1.6796 | 1.6386 | 1.5987 | 1.5597 | 1.5216 | 1.4845 | 1.4483 | 1.413 | 1.3785 | 1.3449 | 1.3121 | 1.2801 | 1.2489 | 1.2184 | 1.1887 | 1.1597 | 1.1314 | 1.1038 | 1.0769 | 1.0506 | 1.025 | 1 | 0 | 0 | 0 | 0 | 0 | 0 | 0 | 0 | 0 | 0 | 0
[8 empty] | PPA_2.5 | 11 | 39 | 2.6196 | 2.5557 | 2.4933 | 2.4325 | 2.3732 | 2.3153 | 2.2589 | 2.2038 | 2.15 | 2.0976 | 2.0464 | 1.9965 | 1.9478 | 1.9003 | 1.8539 | 1.8087 | 1.7646 | 1.7216 | 1.6796 | 1.6386 | 1.5987 | 1.5597 | 1.5216 | 1.4845 | 1.4483 | 1.413 | 1.3785 | 1.3449 | 1.3121 | 1.2801 | 1.2489 | 1.2184 | 1.1887 | 1.1597 | 1.1314 | 1.1038 | 1.0769 | 1.0506 | 1.025 | 1 | 0 | 0 | 0 | 0 | 0 | 0 | 0 | 0 | 0 | 0
[8 empty] | PPA_2.5 | 11 | 40 | 2.6851 | 2.6196 | 2.5557 | 2.4933 | 2.4325 | 2.3732 | 2.3153 | 2.2589 | 2.2038 | 2.15 | 2.0976 | 2.0464 | 1.9965 | 1.9478 | 1.9003 | 1.8539 | 1.8087 | 1.7646 | 1.7216 | 1.6796 | 1.6386 | 1.5987 | 1.5597 | 1.5216 | 1.4845 | 1.4483 | 1.413 | 1.3785 | 1.3449 | 1.3121 | 1.2801 | 1.2489 | 1.2184 | 1.1887 | 1.1597 | 1.1314 | 1.1038 | 1.0769 | 1.0506 | 1.025 | 1 | 0 | 0 | 0 | 0 | 0 | 0 | 0 | 0 | 0
[8 empty] | PPA_2.5 | 11 | 41 | 2.7522 | 2.6851 | 2.6196 | 2.5557 | 2.4933 | 2.4325 | 2.3732 | 2.3153 | 2.2589 | 2.2038 | 2.15 | 2.0976 | 2.0464 | 1.9965 | 1.9478 | 1.9003 | 1.8539 | 1.8087 | 1.7646 | 1.7216 | 1.6796 | 1.6386 | 1.5987 | 1.5597 | 1.5216 | 1.4845 | 1.4483 | 1.413 | 1.3785 | 1.3449 | 1.3121 | 1.2801 | 1.2489 | 1.2184 | 1.1887 | 1.1597 | 1.1314 | 1.1038 | 1.0769 | 1.0506 | 1.025 | 1 | 0 | 0 | 0 | 0 | 0 | 0 | 0 | 0
[8 empty] | PPA_2.5 | 11 | 42 | 2.821 | 2.7522 | 2.6851 | 2.6196 | 2.5557 | 2.4933 | 2.4325 | 2.3732 | 2.3153 | 2.2589 | 2.2038 | 2.15 | 2.0976 | 2.0464 | 1.9965 | 1.9478 | 1.9003 | 1.8539 | 1.8087 | 1.7646 | 1.7216 | 1.6796 | 1.6386 | 1.5987 | 1.5597 | 1.5216 | 1.4845 | 1.4483 | 1.413 | 1.3785 | 1.3449 | 1.3121 | 1.2801 | 1.2489 | 1.2184 | 1.1887 | 1.1597 | 1.1314 | 1.1038 | 1.0769 | 1.0506 | 1.025 | 1 | 0 | 0 | 0 | 0 | 0 | 0 | 0
[8 empty] | PPA_2.5 | 11 | 43 | 2.8915 | 2.821 | 2.7522 | 2.6851 | 2.6196 | 2.5557 | 2.4933 | 2.4325 | 2.3732 | 2.3153 | 2.2589 | 2.2038 | 2.15 | 2.0976 | 2.0464 | 1.9965 | 1.9478 | 1.9003 | 1.8539 | 1.8087 | 1.7646 | 1.7216 | 1.6796 | 1.6386 | 1.5987 | 1.5597 | 1.5216 | 1.4845 | 1.4483 | 1.413 | 1.3785 | 1.3449 | 1.3121 | 1.2801 | 1.2489 | 1.2184 | 1.1887 | 1.1597 | 1.1314 | 1.1038 | 1.0769 | 1.0506 | 1.025 | 1 | 0 | 0 | 0 | 0 | 0 | 0
[8 empty] | PPA_2.5 | 11 | 44 | 2.9638 | 2.8915 | 2.821 | 2.7522 | 2.6851 | 2.6196 | 2.5557 | 2.4933 | 2.4325 | 2.3732 | 2.3153 | 2.2589 | 2.2038 | 2.15 | 2.0976 | 2.0464 | 1.9965 | 1.9478 | 1.9003 | 1.8539 | 1.8087 | 1.7646 | 1.7216 | 1.6796 | 1.6386 | 1.5987 | 1.5597 | 1.5216 | 1.4845 | 1.4483 | 1.413 | 1.3785 | 1.3449 | 1.3121 | 1.2801 | 1.2489 | 1.2184 | 1.1887 | 1.1597 | 1.1314 | 1.1038 | 1.0769 | 1.0506 | 1.025 | 1 | 0 | 0 | 0 | 0 | 0
[8 empty] | PPA_2.5 | 11 | 45 | 3.0379 | 2.9638 | 2.8915 | 2.821 | 2.7522 | 2.6851 | 2.6196 | 2.5557 | 2.4933 | 2.4325 | 2.3732 | 2.3153 | 2.2589 | 2.2038 | 2.15 | 2.0976 | 2.0464 | 1.9965 | 1.9478 | 1.9003 | 1.8539 | 1.8087 | 1.7646 | 1.7216 | 1.6796 | 1.6386 | 1.5987 | 1.5597 | 1.5216 | 1.4845 | 1.4483 | 1.413 | 1.3785 | 1.3449 | 1.3121 | 1.2801 | 1.2489 | 1.2184 | 1.1887 | 1.1597 | 1.1314 | 1.1038 | 1.0769 | 1.0506 | 1.025 | 1 | 0 | 0 | 0 | 0
[8 empty] | PPA_2.5 | 11 | 46 | 3.1139 | 3.0379 | 2.9638 | 2.8915 | 2.821 | 2.7522 | 2.6851 | 2.6196 | 2.5557 | 2.4933 | 2.4325 | 2.3732 | 2.3153 | 2.2589 | 2.2038 | 2.15 | 2.0976 | 2.0464 | 1.9965 | 1.9478 | 1.9003 | 1.8539 | 1.8087 | 1.7646 | 1.7216 | 1.6796 | 1.6386 | 1.5987 | 1.5597 | 1.5216 | 1.4845 | 1.4483 | 1.413 | 1.3785 | 1.3449 | 1.3121 | 1.2801 | 1.2489 | 1.2184 | 1.1887 | 1.1597 | 1.1314 | 1.1038 | 1.0769 | 1.0506 | 1.025 | 1 | 0 | 0 | 0
[8 empty] | PPA_2.5 | 11 | 47 | 3.1917 | 3.1139 | 3.0379 | 2.9638 | 2.8915 | 2.821 | 2.7522 | 2.6851 | 2.6196 | 2.5557 | 2.4933 | 2.4325 | 2.3732 | 2.3153 | 2.2589 | 2.2038 | 2.15 | 2.0976 | 2.0464 | 1.9965 | 1.9478 | 1.9003 | 1.8539 | 1.8087 | 1.7646 | 1.7216 | 1.6796 | 1.6386 | 1.5987 | 1.5597 | 1.5216 | 1.4845 | 1.4483 | 1.413 | 1.3785 | 1.3449 | 1.3121 | 1.2801 | 1.2489 | 1.2184 | 1.1887 | 1.1597 | 1.1314 | 1.1038 | 1.0769 | 1.0506 | 1.025 | 1 | 0 | 0
[8 empty] | PPA_2.5 | 11 | 48 | 3.2715 | 3.1917 | 3.1139 | 3.0379 | 2.9638 | 2.8915 | 2.821 | 2.7522 | 2.6851 | 2.6196 | 2.5557 | 2.4933 | 2.4325 | 2.3732 | 2.3153 | 2.2589 | 2.2038 | 2.15 | 2.0976 | 2.0464 | 1.9965 | 1.9478 | 1.9003 | 1.8539 | 1.8087 | 1.7646 | 1.7216 | 1.6796 | 1.6386 | 1.5987 | 1.5597 | 1.5216 | 1.4845 | 1.4483 | 1.413 | 1.3785 | 1.3449 | 1.3121 | 1.2801 | 1.2489 | 1.2184 | 1.1887 | 1.1597 | 1.1314 | 1.1038 | 1.0769 | 1.0506 | 1.025 | 1 | 0
[8 empty] | PPA_2.5 | 11 | 49 | 3.3533 | 3.2715 | 3.1917 | 3.1139 | 3.0379 | 2.9638 | 2.8915 | 2.821 | 2.7522 | 2.6851 | 2.6196 | 2.5557 | 2.4933 | 2.4325 | 2.3732 | 2.3153 | 2.2589 | 2.2038 | 2.15 | 2.0976 | 2.0464 | 1.9965 | 1.9478 | 1.9003 | 1.8539 | 1.8087 | 1.7646 | 1.7216 | 1.6796 | 1.6386 | 1.5987 | 1.5597 | 1.5216 | 1.4845 | 1.4483 | 1.413 | 1.3785 | 1.3449 | 1.3121 | 1.2801 | 1.2489 | 1.2184 | 1.1887 | 1.1597 | 1.1314 | 1.1038 | 1.0769 | 1.0506 | 1.025 | 1
[8 empty] | PPA_2.5 | 11 | 50 | 3.4371 | 3.3533 | 3.2715 | 3.1917 | 3.1139 | 3.0379 | 2.9638 | 2.8915 | 2.821 | 2.7522 | 2.6851 | 2.6196 | 2.5557 | 2.4933 | 2.4325 | 2.3732 | 2.3153 | 2.2589 | 2.2038 | 2.15 | 2.0976 | 2.0464 | 1.9965 | 1.9478 | 1.9003 | 1.8539 | 1.8087 | 1.7646 | 1.7216 | 1.6796 | 1.6386 | 1.5987 | 1.5597 | 1.5216 | 1.4845 | 1.4483 | 1.413 | 1.3785 | 1.3449 | 1.3121 | 1.2801 | 1.2489 | 1.2184 | 1.1887 | 1.1597 | 1.1314 | 1.1038 | 1.0769 | 1.0506 | 1.025
[8 empty] | PPA_3.0 | 12 | 0 | 1 | 0 | 0 | 0 | 0 | 0 | 0 | 0 | 0 | 0 | 0 | 0 | 0 | 0 | 0 | 0 | 0 | 0 | 0 | 0 | 0 | 0 | 0 | 0 | 0 | 0 | 0 | 0 | 0 | 0 | 0 | 0 | 0 | 0 | 0 | 0 | 0 | 0 | 0 | 0 | 0 | 0 | 0 | 0 | 0 | 0 | 0 | 0 | 0 | 0
[8 empty] | PPA_3.0 | 12 | 1 | 1.03 | 1 | 0 | 0 | 0 | 0 | 0 | 0 | 0 | 0 | 0 | 0 | 0 | 0 | 0 | 0 | 0 | 0 | 0 | 0 | 0 | 0 | 0 | 0 | 0 | 0 | 0 | 0 | 0 | 0 | 0 | 0 | 0 | 0 | 0 | 0 | 0 | 0 | 0 | 0 | 0 | 0 | 0 | 0 | 0 | 0 | 0 | 0 | 0 | 0
[8 empty] | PPA_3.0 | 12 | 2 | 1.0609 | 1.03 | 1 | 0 | 0 | 0 | 0 | 0 | 0 | 0 | 0 | 0 | 0 | 0 | 0 | 0 | 0 | 0 | 0 | 0 | 0 | 0 | 0 | 0 | 0 | 0 | 0 | 0 | 0 | 0 | 0 | 0 | 0 | 0 | 0 | 0 | 0 | 0 | 0 | 0 | 0 | 0 | 0 | 0 | 0 | 0 | 0 | 0 | 0 | 0
[8 empty] | PPA_3.0 | 12 | 3 | 1.0927 | 1.0609 | 1.03 | 1 | 0 | 0 | 0 | 0 | 0 | 0 | 0 | 0 | 0 | 0 | 0 | 0 | 0 | 0 | 0 | 0 | 0 | 0 | 0 | 0 | 0 | 0 | 0 | 0 | 0 | 0 | 0 | 0 | 0 | 0 | 0 | 0 | 0 | 0 | 0 | 0 | 0 | 0 | 0 | 0 | 0 | 0 | 0 | 0 | 0 | 0
[8 empty] | PPA_3.0 | 12 | 4 | 1.1255 | 1.0927 | 1.0609 | 1.03 | 1 | 0 | 0 | 0 | 0 | 0 | 0 | 0 | 0 | 0 | 0 | 0 | 0 | 0 | 0 | 0 | 0 | 0 | 0 | 0 | 0 | 0 | 0 | 0 | 0 | 0 | 0 | 0 | 0 | 0 | 0 | 0 | 0 | 0 | 0 | 0 | 0 | 0 | 0 | 0 | 0 | 0 | 0 | 0 | 0 | 0
[8 empty] | PPA_3.0 | 12 | 5 | 1.1593 | 1.1255 | 1.0927 | 1.0609 | 1.03 | 1 | 0 | 0 | 0 | 0 | 0 | 0 | 0 | 0 | 0 | 0 | 0 | 0 | 0 | 0 | 0 | 0 | 0 | 0 | 0 | 0 | 0 | 0 | 0 | 0 | 0 | 0 | 0 | 0 | 0 | 0 | 0 | 0 | 0 | 0 | 0 | 0 | 0 | 0 | 0 | 0 | 0 | 0 | 0 | 0
[8 empty] | PPA_3.0 | 12 | 6 | 1.1941 | 1.1593 | 1.1255 | 1.0927 | 1.0609 | 1.03 | 1 | 0 | 0 | 0 | 0 | 0 | 0 | 0 | 0 | 0 | 0 | 0 | 0 | 0 | 0 | 0 | 0 | 0 | 0 | 0 | 0 | 0 | 0 | 0 | 0 | 0 | 0 | 0 | 0 | 0 | 0 | 0 | 0 | 0 | 0 | 0 | 0 | 0 | 0 | 0 | 0 | 0 | 0 | 0
[8 empty] | PPA_3.0 | 12 | 7 | 1.2299 | 1.1941 | 1.1593 | 1.1255 | 1.0927 | 1.0609 | 1.03 | 1 | 0 | 0 | 0 | 0 | 0 | 0 | 0 | 0 | 0 | 0 | 0 | 0 | 0 | 0 | 0 | 0 | 0 | 0 | 0 | 0 | 0 | 0 | 0 | 0 | 0 | 0 | 0 | 0 | 0 | 0 | 0 | 0 | 0 | 0 | 0 | 0 | 0 | 0 | 0 | 0 | 0 | 0
[8 empty] | PPA_3.0 | 12 | 8 | 1.2668 | 1.2299 | 1.1941 | 1.1593 | 1.1255 | 1.0927 | 1.0609 | 1.03 | 1 | 0 | 0 | 0 | 0 | 0 | 0 | 0 | 0 | 0 | 0 | 0 | 0 | 0 | 0 | 0 | 0 | 0 | 0 | 0 | 0 | 0 | 0 | 0 | 0 | 0 | 0 | 0 | 0 | 0 | 0 | 0 | 0 | 0 | 0 | 0 | 0 | 0 | 0 | 0 | 0 | 0
[8 empty] | PPA_3.0 | 12 | 9 | 1.3048 | 1.2668 | 1.2299 | 1.1941 | 1.1593 | 1.1255 | 1.0927 | 1.0609 | 1.03 | 1 | 0 | 0 | 0 | 0 | 0 | 0 | 0 | 0 | 0 | 0 | 0 | 0 | 0 | 0 | 0 | 0 | 0 | 0 | 0 | 0 | 0 | 0 | 0 | 0 | 0 | 0 | 0 | 0 | 0 | 0 | 0 | 0 | 0 | 0 | 0 | 0 | 0 | 0 | 0 | 0
[8 empty] | PPA_3.0 | 12 | 10 | 1.3439 | 1.3048 | 1.2668 | 1.2299 | 1.1941 | 1.1593 | 1.1255 | 1.0927 | 1.0609 | 1.03 | 1 | 0 | 0 | 0 | 0 | 0 | 0 | 0 | 0 | 0 | 0 | 0 | 0 | 0 | 0 | 0 | 0 | 0 | 0 | 0 | 0 | 0 | 0 | 0 | 0 | 0 | 0 | 0 | 0 | 0 | 0 | 0 | 0 | 0 | 0 | 0 | 0 | 0 | 0 | 0
[8 empty] | PPA_3.0 | 12 | 11 | 1.3842 | 1.3439 | 1.3048 | 1.2668 | 1.2299 | 1.1941 | 1.1593 | 1.1255 | 1.0927 | 1.0609 | 1.03 | 1 | 0 | 0 | 0 | 0 | 0 | 0 | 0 | 0 | 0 | 0 | 0 | 0 | 0 | 0 | 0 | 0 | 0 | 0 | 0 | 0 | 0 | 0 | 0 | 0 | 0 | 0 | 0 | 0 | 0 | 0 | 0 | 0 | 0 | 0 | 0 | 0 | 0 | 0
[8 empty] | PPA_3.0 | 12 | 12 | 1.4258 | 1.3842 | 1.3439 | 1.3048 | 1.2668 | 1.2299 | 1.1941 | 1.1593 | 1.1255 | 1.0927 | 1.0609 | 1.03 | 1 | 0 | 0 | 0 | 0 | 0 | 0 | 0 | 0 | 0 | 0 | 0 | 0 | 0 | 0 | 0 | 0 | 0 | 0 | 0 | 0 | 0 | 0 | 0 | 0 | 0 | 0 | 0 | 0 | 0 | 0 | 0 | 0 | 0 | 0 | 0 | 0 | 0
[8 empty] | PPA_3.0 | 12 | 13 | 1.4685 | 1.4258 | 1.3842 | 1.3439 | 1.3048 | 1.2668 | 1.2299 | 1.1941 | 1.1593 | 1.1255 | 1.0927 | 1.0609 | 1.03 | 1 | 0 | 0 | 0 | 0 | 0 | 0 | 0 | 0 | 0 | 0 | 0 | 0 | 0 | 0 | 0 | 0 | 0 | 0 | 0 | 0 | 0 | 0 | 0 | 0 | 0 | 0 | 0 | 0 | 0 | 0 | 0 | 0 | 0 | 0 | 0 | 0
[8 empty] | PPA_3.0 | 12 | 14 | 1.5126 | 1.4685 | 1.4258 | 1.3842 | 1.3439 | 1.3048 | 1.2668 | 1.2299 | 1.1941 | 1.1593 | 1.1255 | 1.0927 | 1.0609 | 1.03 | 1 | 0 | 0 | 0 | 0 | 0 | 0 | 0 | 0 | 0 | 0 | 0 | 0 | 0 | 0 | 0 | 0 | 0 | 0 | 0 | 0 | 0 | 0 | 0 | 0 | 0 | 0 | 0 | 0 | 0 | 0 | 0 | 0 | 0 | 0 | 0
[8 empty] | PPA_3.0 | 12 | 15 | 1.558 | 1.5126 | 1.4685 | 1.4258 | 1.3842 | 1.3439 | 1.3048 | 1.2668 | 1.2299 | 1.1941 | 1.1593 | 1.1255 | 1.0927 | 1.0609 | 1.03 | 1 | 0 | 0 | 0 | 0 | 0 | 0 | 0 | 0 | 0 | 0 | 0 | 0 | 0 | 0 | 0 | 0 | 0 | 0 | 0 | 0 | 0 | 0 | 0 | 0 | 0 | 0 | 0 | 0 | 0 | 0 | 0 | 0 | 0 | 0
[8 empty] | PPA_3.0 | 12 | 16 | 1.6047 | 1.558 | 1.5126 | 1.4685 | 1.4258 | 1.3842 | 1.3439 | 1.3048 | 1.2668 | 1.2299 | 1.1941 | 1.1593 | 1.1255 | 1.0927 | 1.0609 | 1.03 | 1 | 0 | 0 | 0 | 0 | 0 | 0 | 0 | 0 | 0 | 0 | 0 | 0 | 0 | 0 | 0 | 0 | 0 | 0 | 0 | 0 | 0 | 0 | 0 | 0 | 0 | 0 | 0 | 0 | 0 | 0 | 0 | 0 | 0
[8 empty] | PPA_3.0 | 12 | 17 | 1.6528 | 1.6047 | 1.558 | 1.5126 | 1.4685 | 1.4258 | 1.3842 | 1.3439 | 1.3048 | 1.2668 | 1.2299 | 1.1941 | 1.1593 | 1.1255 | 1.0927 | 1.0609 | 1.03 | 1 | 0 | 0 | 0 | 0 | 0 | 0 | 0 | 0 | 0 | 0 | 0 | 0 | 0 | 0 | 0 | 0 | 0 | 0 | 0 | 0 | 0 | 0 | 0 | 0 | 0 | 0 | 0 | 0 | 0 | 0 | 0 | 0
[8 empty] | PPA_3.0 | 12 | 18 | 1.7024 | 1.6528 | 1.6047 | 1.558 | 1.5126 | 1.4685 | 1.4258 | 1.3842 | 1.3439 | 1.3048 | 1.2668 | 1.2299 | 1.1941 | 1.1593 | 1.1255 | 1.0927 | 1.0609 | 1.03 | 1 | 0 | 0 | 0 | 0 | 0 | 0 | 0 | 0 | 0 | 0 | 0 | 0 | 0 | 0 | 0 | 0 | 0 | 0 | 0 | 0 | 0 | 0 | 0 | 0 | 0 | 0 | 0 | 0 | 0 | 0 | 0
[8 empty] | PPA_3.0 | 12 | 19 | 1.7535 | 1.7024 | 1.6528 | 1.6047 | 1.558 | 1.5126 | 1.4685 | 1.4258 | 1.3842 | 1.3439 | 1.3048 | 1.2668 | 1.2299 | 1.1941 | 1.1593 | 1.1255 | 1.0927 | 1.0609 | 1.03 | 1 | 0 | 0 | 0 | 0 | 0 | 0 | 0 | 0 | 0 | 0 | 0 | 0 | 0 | 0 | 0 | 0 | 0 | 0 | 0 | 0 | 0 | 0 | 0 | 0 | 0 | 0 | 0 | 0 | 0 | 0
[8 empty] | PPA_3.0 | 12 | 20 | 1.8061 | 1.7535 | 1.7024 | 1.6528 | 1.6047 | 1.558 | 1.5126 | 1.4685 | 1.4258 | 1.3842 | 1.3439 | 1.3048 | 1.2668 | 1.2299 | 1.1941 | 1.1593 | 1.1255 | 1.0927 | 1.0609 | 1.03 | 1 | 0 | 0 | 0 | 0 | 0 | 0 | 0 | 0 | 0 | 0 | 0 | 0 | 0 | 0 | 0 | 0 | 0 | 0 | 0 | 0 | 0 | 0 | 0 | 0 | 0 | 0 | 0 | 0 | 0
[8 empty] | PPA_3.0 | 12 | 21 | 1.8603 | 1.8061 | 1.7535 | 1.7024 | 1.6528 | 1.6047 | 1.558 | 1.5126 | 1.4685 | 1.4258 | 1.3842 | 1.3439 | 1.3048 | 1.2668 | 1.2299 | 1.1941 | 1.1593 | 1.1255 | 1.0927 | 1.0609 | 1.03 | 1 | 0 | 0 | 0 | 0 | 0 | 0 | 0 | 0 | 0 | 0 | 0 | 0 | 0 | 0 | 0 | 0 | 0 | 0 | 0 | 0 | 0 | 0 | 0 | 0 | 0 | 0 | 0 | 0
[8 empty] | PPA_3.0 | 12 | 22 | 1.9161 | 1.8603 | 1.8061 | 1.7535 | 1.7024 | 1.6528 | 1.6047 | 1.558 | 1.5126 | 1.4685 | 1.4258 | 1.3842 | 1.3439 | 1.3048 | 1.2668 | 1.2299 | 1.1941 | 1.1593 | 1.1255 | 1.0927 | 1.0609 | 1.03 | 1 | 0 | 0 | 0 | 0 | 0 | 0 | 0 | 0 | 0 | 0 | 0 | 0 | 0 | 0 | 0 | 0 | 0 | 0 | 0 | 0 | 0 | 0 | 0 | 0 | 0 | 0 | 0
[8 empty] | PPA_3.0 | 12 | 23 | 1.9736 | 1.9161 | 1.8603 | 1.8061 | 1.7535 | 1.7024 | 1.6528 | 1.6047 | 1.558 | 1.5126 | 1.4685 | 1.4258 | 1.3842 | 1.3439 | 1.3048 | 1.2668 | 1.2299 | 1.1941 | 1.1593 | 1.1255 | 1.0927 | 1.0609 | 1.03 | 1 | 0 | 0 | 0 | 0 | 0 | 0 | 0 | 0 | 0 | 0 | 0 | 0 | 0 | 0 | 0 | 0 | 0 | 0 | 0 | 0 | 0 | 0 | 0 | 0 | 0 | 0
[8 empty] | PPA_3.0 | 12 | 24 | 2.0328 | 1.9736 | 1.9161 | 1.8603 | 1.8061 | 1.7535 | 1.7024 | 1.6528 | 1.6047 | 1.558 | 1.5126 | 1.4685 | 1.4258 | 1.3842 | 1.3439 | 1.3048 | 1.2668 | 1.2299 | 1.1941 | 1.1593 | 1.1255 | 1.0927 | 1.0609 | 1.03 | 1 | 0 | 0 | 0 | 0 | 0 | 0 | 0 | 0 | 0 | 0 | 0 | 0 | 0 | 0 | 0 | 0 | 0 | 0 | 0 | 0 | 0 | 0 | 0 | 0 | 0
[8 empty] | PPA_3.0 | 12 | 25 | 2.0938 | 2.0328 | 1.9736 | 1.9161 | 1.8603 | 1.8061 | 1.7535 | 1.7024 | 1.6528 | 1.6047 | 1.558 | 1.5126 | 1.4685 | 1.4258 | 1.3842 | 1.3439 | 1.3048 | 1.2668 | 1.2299 | 1.1941 | 1.1593 | 1.1255 | 1.0927 | 1.0609 | 1.03 | 1 | 0 | 0 | 0 | 0 | 0 | 0 | 0 | 0 | 0 | 0 | 0 | 0 | 0 | 0 | 0 | 0 | 0 | 0 | 0 | 0 | 0 | 0 | 0 | 0
[8 empty] | PPA_3.0 | 12 | 26 | 2.1566 | 2.0938 | 2.0328 | 1.9736 | 1.9161 | 1.8603 | 1.8061 | 1.7535 | 1.7024 | 1.6528 | 1.6047 | 1.558 | 1.5126 | 1.4685 | 1.4258 | 1.3842 | 1.3439 | 1.3048 | 1.2668 | 1.2299 | 1.1941 | 1.1593 | 1.1255 | 1.0927 | 1.0609 | 1.03 | 1 | 0 | 0 | 0 | 0 | 0 | 0 | 0 | 0 | 0 | 0 | 0 | 0 | 0 | 0 | 0 | 0 | 0 | 0 | 0 | 0 | 0 | 0 | 0
[8 empty] | PPA_3.0 | 12 | 27 | 2.2213 | 2.1566 | 2.0938 | 2.0328 | 1.9736 | 1.9161 | 1.8603 | 1.8061 | 1.7535 | 1.7024 | 1.6528 | 1.6047 | 1.558 | 1.5126 | 1.4685 | 1.4258 | 1.3842 | 1.3439 | 1.3048 | 1.2668 | 1.2299 | 1.1941 | 1.1593 | 1.1255 | 1.0927 | 1.0609 | 1.03 | 1 | 0 | 0 | 0 | 0 | 0 | 0 | 0 | 0 | 0 | 0 | 0 | 0 | 0 | 0 | 0 | 0 | 0 | 0 | 0 | 0 | 0 | 0
[8 empty] | PPA_3.0 | 12 | 28 | 2.2879 | 2.2213 | 2.1566 | 2.0938 | 2.0328 | 1.9736 | 1.9161 | 1.8603 | 1.8061 | 1.7535 | 1.7024 | 1.6528 | 1.6047 | 1.558 | 1.5126 | 1.4685 | 1.4258 | 1.3842 | 1.3439 | 1.3048 | 1.2668 | 1.2299 | 1.1941 | 1.1593 | 1.1255 | 1.0927 | 1.0609 | 1.03 | 1 | 0 | 0 | 0 | 0 | 0 | 0 | 0 | 0 | 0 | 0 | 0 | 0 | 0 | 0 | 0 | 0 | 0 | 0 | 0 | 0 | 0
[8 empty] | PPA_3.0 | 12 | 29 | 2.3566 | 2.2879 | 2.2213 | 2.1566 | 2.0938 | 2.0328 | 1.9736 | 1.9161 | 1.8603 | 1.8061 | 1.7535 | 1.7024 | 1.6528 | 1.6047 | 1.558 | 1.5126 | 1.4685 | 1.4258 | 1.3842 | 1.3439 | 1.3048 | 1.2668 | 1.2299 | 1.1941 | 1.1593 | 1.1255 | 1.0927 | 1.0609 | 1.03 | 1 | 0 | 0 | 0 | 0 | 0 | 0 | 0 | 0 | 0 | 0 | 0 | 0 | 0 | 0 | 0 | 0 | 0 | 0 | 0 | 0
[8 empty] | PPA_3.0 | 12 | 30 | 2.4273 | 2.3566 | 2.2879 | 2.2213 | 2.1566 | 2.0938 | 2.0328 | 1.9736 | 1.9161 | 1.8603 | 1.8061 | 1.7535 | 1.7024 | 1.6528 | 1.6047 | 1.558 | 1.5126 | 1.4685 | 1.4258 | 1.3842 | 1.3439 | 1.3048 | 1.2668 | 1.2299 | 1.1941 | 1.1593 | 1.1255 | 1.0927 | 1.0609 | 1.03 | 1 | 0 | 0 | 0 | 0 | 0 | 0 | 0 | 0 | 0 | 0 | 0 | 0 | 0 | 0 | 0 | 0 | 0 | 0 | 0
[8 empty] | PPA_3.0 | 12 | 31 | 2.5001 | 2.4273 | 2.3566 | 2.2879 | 2.2213 | 2.1566 | 2.0938 | 2.0328 | 1.9736 | 1.9161 | 1.8603 | 1.8061 | 1.7535 | 1.7024 | 1.6528 | 1.6047 | 1.558 | 1.5126 | 1.4685 | 1.4258 | 1.3842 | 1.3439 | 1.3048 | 1.2668 | 1.2299 | 1.1941 | 1.1593 | 1.1255 | 1.0927 | 1.0609 | 1.03 | 1 | 0 | 0 | 0 | 0 | 0 | 0 | 0 | 0 | 0 | 0 | 0 | 0 | 0 | 0 | 0 | 0 | 0 | 0
[8 empty] | PPA_3.0 | 12 | 32 | 2.5751 | 2.5001 | 2.4273 | 2.3566 | 2.2879 | 2.2213 | 2.1566 | 2.0938 | 2.0328 | 1.9736 | 1.9161 | 1.8603 | 1.8061 | 1.7535 | 1.7024 | 1.6528 | 1.6047 | 1.558 | 1.5126 | 1.4685 | 1.4258 | 1.3842 | 1.3439 | 1.3048 | 1.2668 | 1.2299 | 1.1941 | 1.1593 | 1.1255 | 1.0927 | 1.0609 | 1.03 | 1 | 0 | 0 | 0 | 0 | 0 | 0 | 0 | 0 | 0 | 0 | 0 | 0 | 0 | 0 | 0 | 0 | 0
[8 empty] | PPA_3.0 | 12 | 33 | 2.6523 | 2.5751 | 2.5001 | 2.4273 | 2.3566 | 2.2879 | 2.2213 | 2.1566 | 2.0938 | 2.0328 | 1.9736 | 1.9161 | 1.8603 | 1.8061 | 1.7535 | 1.7024 | 1.6528 | 1.6047 | 1.558 | 1.5126 | 1.4685 | 1.4258 | 1.3842 | 1.3439 | 1.3048 | 1.2668 | 1.2299 | 1.1941 | 1.1593 | 1.1255 | 1.0927 | 1.0609 | 1.03 | 1 | 0 | 0 | 0 | 0 | 0 | 0 | 0 | 0 | 0 | 0 | 0 | 0 | 0 | 0 | 0 | 0
[8 empty] | PPA_3.0 | 12 | 34 | 2.7319 | 2.6523 | 2.5751 | 2.5001 | 2.4273 | 2.3566 | 2.2879 | 2.2213 | 2.1566 | 2.0938 | 2.0328 | 1.9736 | 1.9161 | 1.8603 | 1.8061 | 1.7535 | 1.7024 | 1.6528 | 1.6047 | 1.558 | 1.5126 | 1.4685 | 1.4258 | 1.3842 | 1.3439 | 1.3048 | 1.2668 | 1.2299 | 1.1941 | 1.1593 | 1.1255 | 1.0927 | 1.0609 | 1.03 | 1 | 0 | 0 | 0 | 0 | 0 | 0 | 0 | 0 | 0 | 0 | 0 | 0 | 0 | 0 | 0
[8 empty] | PPA_3.0 | 12 | 35 | 2.8139 | 2.7319 | 2.6523 | 2.5751 | 2.5001 | 2.4273 | 2.3566 | 2.2879 | 2.2213 | 2.1566 | 2.0938 | 2.0328 | 1.9736 | 1.9161 | 1.8603 | 1.8061 | 1.7535 | 1.7024 | 1.6528 | 1.6047 | 1.558 | 1.5126 | 1.4685 | 1.4258 | 1.3842 | 1.3439 | 1.3048 | 1.2668 | 1.2299 | 1.1941 | 1.1593 | 1.1255 | 1.0927 | 1.0609 | 1.03 | 1 | 0 | 0 | 0 | 0 | 0 | 0 | 0 | 0 | 0 | 0 | 0 | 0 | 0 | 0
[8 empty] | PPA_3.0 | 12 | 36 | 2.8983 | 2.8139 | 2.7319 | 2.6523 | 2.5751 | 2.5001 | 2.4273 | 2.3566 | 2.2879 | 2.2213 | 2.1566 | 2.0938 | 2.0328 | 1.9736 | 1.9161 | 1.8603 | 1.8061 | 1.7535 | 1.7024 | 1.6528 | 1.6047 | 1.558 | 1.5126 | 1.4685 | 1.4258 | 1.3842 | 1.3439 | 1.3048 | 1.2668 | 1.2299 | 1.1941 | 1.1593 | 1.1255 | 1.0927 | 1.0609 | 1.03 | 1 | 0 | 0 | 0 | 0 | 0 | 0 | 0 | 0 | 0 | 0 | 0 | 0 | 0
[8 empty] | PPA_3.0 | 12 | 37 | 2.9852 | 2.8983 | 2.8139 | 2.7319 | 2.6523 | 2.5751 | 2.5001 | 2.4273 | 2.3566 | 2.2879 | 2.2213 | 2.1566 | 2.0938 | 2.0328 | 1.9736 | 1.9161 | 1.8603 | 1.8061 | 1.7535 | 1.7024 | 1.6528 | 1.6047 | 1.558 | 1.5126 | 1.4685 | 1.4258 | 1.3842 | 1.3439 | 1.3048 | 1.2668 | 1.2299 | 1.1941 | 1.1593 | 1.1255 | 1.0927 | 1.0609 | 1.03 | 1 | 0 | 0 | 0 | 0 | 0 | 0 | 0 | 0 | 0 | 0 | 0 | 0
[8 empty] | PPA_3.0 | 12 | 38 | 3.0748 | 2.9852 | 2.8983 | 2.8139 | 2.7319 | 2.6523 | 2.5751 | 2.5001 | 2.4273 | 2.3566 | 2.2879 | 2.2213 | 2.1566 | 2.0938 | 2.0328 | 1.9736 | 1.9161 | 1.8603 | 1.8061 | 1.7535 | 1.7024 | 1.6528 | 1.6047 | 1.558 | 1.5126 | 1.4685 | 1.4258 | 1.3842 | 1.3439 | 1.3048 | 1.2668 | 1.2299 | 1.1941 | 1.1593 | 1.1255 | 1.0927 | 1.0609 | 1.03 | 1 | 0 | 0 | 0 | 0 | 0 | 0 | 0 | 0 | 0 | 0 | 0
[8 empty] | PPA_3.0 | 12 | 39 | 3.167 | 3.0748 | 2.9852 | 2.8983 | 2.8139 | 2.7319 | 2.6523 | 2.5751 | 2.5001 | 2.4273 | 2.3566 | 2.2879 | 2.2213 | 2.1566 | 2.0938 | 2.0328 | 1.9736 | 1.9161 | 1.8603 | 1.8061 | 1.7535 | 1.7024 | 1.6528 | 1.6047 | 1.558 | 1.5126 | 1.4685 | 1.4258 | 1.3842 | 1.3439 | 1.3048 | 1.2668 | 1.2299 | 1.1941 | 1.1593 | 1.1255 | 1.0927 | 1.0609 | 1.03 | 1 | 0 | 0 | 0 | 0 | 0 | 0 | 0 | 0 | 0 | 0
[8 empty] | PPA_3.0 | 12 | 40 | 3.262 | 3.167 | 3.0748 | 2.9852 | 2.8983 | 2.8139 | 2.7319 | 2.6523 | 2.5751 | 2.5001 | 2.4273 | 2.3566 | 2.2879 | 2.2213 | 2.1566 | 2.0938 | 2.0328 | 1.9736 | 1.9161 | 1.8603 | 1.8061 | 1.7535 | 1.7024 | 1.6528 | 1.6047 | 1.558 | 1.5126 | 1.4685 | 1.4258 | 1.3842 | 1.3439 | 1.3048 | 1.2668 | 1.2299 | 1.1941 | 1.1593 | 1.1255 | 1.0927 | 1.0609 | 1.03 | 1 | 0 | 0 | 0 | 0 | 0 | 0 | 0 | 0 | 0
[8 empty] | PPA_3.0 | 12 | 41 | 3.3599 | 3.262 | 3.167 | 3.0748 | 2.9852 | 2.8983 | 2.8139 | 2.7319 | 2.6523 | 2.5751 | 2.5001 | 2.4273 | 2.3566 | 2.2879 | 2.2213 | 2.1566 | 2.0938 | 2.0328 | 1.9736 | 1.9161 | 1.8603 | 1.8061 | 1.7535 | 1.7024 | 1.6528 | 1.6047 | 1.558 | 1.5126 | 1.4685 | 1.4258 | 1.3842 | 1.3439 | 1.3048 | 1.2668 | 1.2299 | 1.1941 | 1.1593 | 1.1255 | 1.0927 | 1.0609 | 1.03 | 1 | 0 | 0 | 0 | 0 | 0 | 0 | 0 | 0
[8 empty] | PPA_3.0 | 12 | 42 | 3.4607 | 3.3599 | 3.262 | 3.167 | 3.0748 | 2.9852 | 2.8983 | 2.8139 | 2.7319 | 2.6523 | 2.5751 | 2.5001 | 2.4273 | 2.3566 | 2.2879 | 2.2213 | 2.1566 | 2.0938 | 2.0328 | 1.9736 | 1.9161 | 1.8603 | 1.8061 | 1.7535 | 1.7024 | 1.6528 | 1.6047 | 1.558 | 1.5126 | 1.4685 | 1.4258 | 1.3842 | 1.3439 | 1.3048 | 1.2668 | 1.2299 | 1.1941 | 1.1593 | 1.1255 | 1.0927 | 1.0609 | 1.03 | 1 | 0 | 0 | 0 | 0 | 0 | 0 | 0
[8 empty] | PPA_3.0 | 12 | 43 | 3.5645 | 3.4607 | 3.3599 | 3.262 | 3.167 | 3.0748 | 2.9852 | 2.8983 | 2.8139 | 2.7319 | 2.6523 | 2.5751 | 2.5001 | 2.4273 | 2.3566 | 2.2879 | 2.2213 | 2.1566 | 2.0938 | 2.0328 | 1.9736 | 1.9161 | 1.8603 | 1.8061 | 1.7535 | 1.7024 | 1.6528 | 1.6047 | 1.558 | 1.5126 | 1.4685 | 1.4258 | 1.3842 | 1.3439 | 1.3048 | 1.2668 | 1.2299 | 1.1941 | 1.1593 | 1.1255 | 1.0927 | 1.0609 | 1.03 | 1 | 0 | 0 | 0 | 0 | 0 | 0
[8 empty] | PPA_3.0 | 12 | 44 | 3.6715 | 3.5645 | 3.4607 | 3.3599 | 3.262 | 3.167 | 3.0748 | 2.9852 | 2.8983 | 2.8139 | 2.7319 | 2.6523 | 2.5751 | 2.5001 | 2.4273 | 2.3566 | 2.2879 | 2.2213 | 2.1566 | 2.0938 | 2.0328 | 1.9736 | 1.9161 | 1.8603 | 1.8061 | 1.7535 | 1.7024 | 1.6528 | 1.6047 | 1.558 | 1.5126 | 1.4685 | 1.4258 | 1.3842 | 1.3439 | 1.3048 | 1.2668 | 1.2299 | 1.1941 | 1.1593 | 1.1255 | 1.0927 | 1.0609 | 1.03 | 1 | 0 | 0 | 0 | 0 | 0
[8 empty] | PPA_3.0 | 12 | 45 | 3.7816 | 3.6715 | 3.5645 | 3.4607 | 3.3599 | 3.262 | 3.167 | 3.0748 | 2.9852 | 2.8983 | 2.8139 | 2.7319 | 2.6523 | 2.5751 | 2.5001 | 2.4273 | 2.3566 | 2.2879 | 2.2213 | 2.1566 | 2.0938 | 2.0328 | 1.9736 | 1.9161 | 1.8603 | 1.8061 | 1.7535 | 1.7024 | 1.6528 | 1.6047 | 1.558 | 1.5126 | 1.4685 | 1.4258 | 1.3842 | 1.3439 | 1.3048 | 1.2668 | 1.2299 | 1.1941 | 1.1593 | 1.1255 | 1.0927 | 1.0609 | 1.03 | 1 | 0 | 0 | 0 | 0
[8 empty] | PPA_3.0 | 12 | 46 | 3.895 | 3.7816 | 3.6715 | 3.5645 | 3.4607 | 3.3599 | 3.262 | 3.167 | 3.0748 | 2.9852 | 2.8983 | 2.8139 | 2.7319 | 2.6523 | 2.5751 | 2.5001 | 2.4273 | 2.3566 | 2.2879 | 2.2213 | 2.1566 | 2.0938 | 2.0328 | 1.9736 | 1.9161 | 1.8603 | 1.8061 | 1.7535 | 1.7024 | 1.6528 | 1.6047 | 1.558 | 1.5126 | 1.4685 | 1.4258 | 1.3842 | 1.3439 | 1.3048 | 1.2668 | 1.2299 | 1.1941 | 1.1593 | 1.1255 | 1.0927 | 1.0609 | 1.03 | 1 | 0 | 0 | 0
[8 empty] | PPA_3.0 | 12 | 47 | 4.0119 | 3.895 | 3.7816 | 3.6715 | 3.5645 | 3.4607 | 3.3599 | 3.262 | 3.167 | 3.0748 | 2.9852 | 2.8983 | 2.8139 | 2.7319 | 2.6523 | 2.5751 | 2.5001 | 2.4273 | 2.3566 | 2.2879 | 2.2213 | 2.1566 | 2.0938 | 2.0328 | 1.9736 | 1.9161 | 1.8603 | 1.8061 | 1.7535 | 1.7024 | 1.6528 | 1.6047 | 1.558 | 1.5126 | 1.4685 | 1.4258 | 1.3842 | 1.3439 | 1.3048 | 1.2668 | 1.2299 | 1.1941 | 1.1593 | 1.1255 | 1.0927 | 1.0609 | 1.03 | 1 | 0 | 0
[8 empty] | PPA_3.0 | 12 | 48 | 4.1323 | 4.0119 | 3.895 | 3.7816 | 3.6715 | 3.5645 | 3.4607 | 3.3599 | 3.262 | 3.167 | 3.0748 | 2.9852 | 2.8983 | 2.8139 | 2.7319 | 2.6523 | 2.5751 | 2.5001 | 2.4273 | 2.3566 | 2.2879 | 2.2213 | 2.1566 | 2.0938 | 2.0328 | 1.9736 | 1.9161 | 1.8603 | 1.8061 | 1.7535 | 1.7024 | 1.6528 | 1.6047 | 1.558 | 1.5126 | 1.4685 | 1.4258 | 1.3842 | 1.3439 | 1.3048 | 1.2668 | 1.2299 | 1.1941 | 1.1593 | 1.1255 | 1.0927 | 1.0609 | 1.03 | 1 | 0
[8 empty] | PPA_3.0 | 12 | 49 | 4.2562 | 4.1323 | 4.0119 | 3.895 | 3.7816 | 3.6715 | 3.5645 | 3.4607 | 3.3599 | 3.262 | 3.167 | 3.0748 | 2.9852 | 2.8983 | 2.8139 | 2.7319 | 2.6523 | 2.5751 | 2.5001 | 2.4273 | 2.3566 | 2.2879 | 2.2213 | 2.1566 | 2.0938 | 2.0328 | 1.9736 | 1.9161 | 1.8603 | 1.8061 | 1.7535 | 1.7024 | 1.6528 | 1.6047 | 1.558 | 1.5126 | 1.4685 | 1.4258 | 1.3842 | 1.3439 | 1.3048 | 1.2668 | 1.2299 | 1.1941 | 1.1593 | 1.1255 | 1.0927 | 1.0609 | 1.03 | 1
[8 empty] | PPA_3.0 | 12 | 50 | 4.3839 | 4.2562 | 4.1323 | 4.0119 | 3.895 | 3.7816 | 3.6715 | 3.5645 | 3.4607 | 3.3599 | 3.262 | 3.167 | 3.0748 | 2.9852 | 2.8983 | 2.8139 | 2.7319 | 2.6523 | 2.5751 | 2.5001 | 2.4273 | 2.3566 | 2.2879 | 2.2213 | 2.1566 | 2.0938 | 2.0328 | 1.9736 | 1.9161 | 1.8603 | 1.8061 | 1.7535 | 1.7024 | 1.6528 | 1.6047 | 1.558 | 1.5126 | 1.4685 | 1.4258 | 1.3842 | 1.3439 | 1.3048 | 1.2668 | 1.2299 | 1.1941 | 1.1593 | 1.1255 | 1.0927 | 1.0609 | 1.03
[8 empty] | Inflation | 13 | 0 | 1 | 0 | 0 | 0 | 0 | 0 | 0 | 0 | 0 | 0 | 0 | 0 | 0 | 0 | 0 | 0 | 0 | 0 | 0 | 0 | 0 | 0 | 0 | 0 | 0 | 0 | 0 | 0 | 0 | 0 | 0 | 0 | 0 | 0 | 0 | 0 | 0 | 0 | 0 | 0 | 0 | 0 | 0 | 0 | 0 | 0 | 0 | 0 | 0 | 0
[8 empty] | Inflation | 13 | 1 | 1.02 | 1 | 0 | 0 | 0 | 0 | 0 | 0 | 0 | 0 | 0 | 0 | 0 | 0 | 0 | 0 | 0 | 0 | 0 | 0 | 0 | 0 | 0 | 0 | 0 | 0 | 0 | 0 | 0 | 0 | 0 | 0 | 0 | 0 | 0 | 0 | 0 | 0 | 0 | 0 | 0 | 0 | 0 | 0 | 0 | 0 | 0 | 0 | 0 | 0
[8 empty] | Inflation | 13 | 2 | 1.0404 | 1.02 | 1 | 0 | 0 | 0 | 0 | 0 | 0 | 0 | 0 | 0 | 0 | 0 | 0 | 0 | 0 | 0 | 0 | 0 | 0 | 0 | 0 | 0 | 0 | 0 | 0 | 0 | 0 | 0 | 0 | 0 | 0 | 0 | 0 | 0 | 0 | 0 | 0 | 0 | 0 | 0 | 0 | 0 | 0 | 0 | 0 | 0 | 0 | 0
[8 empty] | Inflation | 13 | 3 | 1.0612 | 1.0404 | 1.02 | 1 | 0 | 0 | 0 | 0 | 0 | 0 | 0 | 0 | 0 | 0 | 0 | 0 | 0 | 0 | 0 | 0 | 0 | 0 | 0 | 0 | 0 | 0 | 0 | 0 | 0 | 0 | 0 | 0 | 0 | 0 | 0 | 0 | 0 | 0 | 0 | 0 | 0 | 0 | 0 | 0 | 0 | 0 | 0 | 0 | 0 | 0
[8 empty] | Inflation | 13 | 4 | 1.0824 | 1.0612 | 1.0404 | 1.02 | 1 | 0 | 0 | 0 | 0 | 0 | 0 | 0 | 0 | 0 | 0 | 0 | 0 | 0 | 0 | 0 | 0 | 0 | 0 | 0 | 0 | 0 | 0 | 0 | 0 | 0 | 0 | 0 | 0 | 0 | 0 | 0 | 0 | 0 | 0 | 0 | 0 | 0 | 0 | 0 | 0 | 0 | 0 | 0 | 0 | 0
[8 empty] | Inflation | 13 | 5 | 1.1041 | 1.0824 | 1.0612 | 1.0404 | 1.02 | 1 | 0 | 0 | 0 | 0 | 0 | 0 | 0 | 0 | 0 | 0 | 0 | 0 | 0 | 0 | 0 | 0 | 0 | 0 | 0 | 0 | 0 | 0 | 0 | 0 | 0 | 0 | 0 | 0 | 0 | 0 | 0 | 0 | 0 | 0 | 0 | 0 | 0 | 0 | 0 | 0 | 0 | 0 | 0 | 0
[8 empty] | Inflation | 13 | 6 | 1.1262 | 1.1041 | 1.0824 | 1.0612 | 1.0404 | 1.02 | 1 | 0 | 0 | 0 | 0 | 0 | 0 | 0 | 0 | 0 | 0 | 0 | 0 | 0 | 0 | 0 | 0 | 0 | 0 | 0 | 0 | 0 | 0 | 0 | 0 | 0 | 0 | 0 | 0 | 0 | 0 | 0 | 0 | 0 | 0 | 0 | 0 | 0 | 0 | 0 | 0 | 0 | 0 | 0
[8 empty] | Inflation | 13 | 7 | 1.1487 | 1.1262 | 1.1041 | 1.0824 | 1.0612 | 1.0404 | 1.02 | 1 | 0 | 0 | 0 | 0 | 0 | 0 | 0 | 0 | 0 | 0 | 0 | 0 | 0 | 0 | 0 | 0 | 0 | 0 | 0 | 0 | 0 | 0 | 0 | 0 | 0 | 0 | 0 | 0 | 0 | 0 | 0 | 0 | 0 | 0 | 0 | 0 | 0 | 0 | 0 | 0 | 0 | 0
[8 empty] | Inflation | 13 | 8 | 1.1717 | 1.1487 | 1.1262 | 1.1041 | 1.0824 | 1.0612 | 1.0404 | 1.02 | 1 | 0 | 0 | 0 | 0 | 0 | 0 | 0 | 0 | 0 | 0 | 0 | 0 | 0 | 0 | 0 | 0 | 0 | 0 | 0 | 0 | 0 | 0 | 0 | 0 | 0 | 0 | 0 | 0 | 0 | 0 | 0 | 0 | 0 | 0 | 0 | 0 | 0 | 0 | 0 | 0 | 0
[8 empty] | Inflation | 13 | 9 | 1.1951 | 1.1717 | 1.1487 | 1.1262 | 1.1041 | 1.0824 | 1.0612 | 1.0404 | 1.02 | 1 | 0 | 0 | 0 | 0 | 0 | 0 | 0 | 0 | 0 | 0 | 0 | 0 | 0 | 0 | 0 | 0 | 0 | 0 | 0 | 0 | 0 | 0 | 0 | 0 | 0 | 0 | 0 | 0 | 0 | 0 | 0 | 0 | 0 | 0 | 0 | 0 | 0 | 0 | 0 | 0
[8 empty] | Inflation | 13 | 10 | 1.219 | 1.1951 | 1.1717 | 1.1487 | 1.1262 | 1.1041 | 1.0824 | 1.0612 | 1.0404 | 1.02 | 1 | 0 | 0 | 0 | 0 | 0 | 0 | 0 | 0 | 0 | 0 | 0 | 0 | 0 | 0 | 0 | 0 | 0 | 0 | 0 | 0 | 0 | 0 | 0 | 0 | 0 | 0 | 0 | 0 | 0 | 0 | 0 | 0 | 0 | 0 | 0 | 0 | 0 | 0 | 0
[8 empty] | Inflation | 13 | 11 | 1.2434 | 1.219 | 1.1951 | 1.1717 | 1.1487 | 1.1262 | 1.1041 | 1.0824 | 1.0612 | 1.0404 | 1.02 | 1 | 0 | 0 | 0 | 0 | 0 | 0 | 0 | 0 | 0 | 0 | 0 | 0 | 0 | 0 | 0 | 0 | 0 | 0 | 0 | 0 | 0 | 0 | 0 | 0 | 0 | 0 | 0 | 0 | 0 | 0 | 0 | 0 | 0 | 0 | 0 | 0 | 0 | 0
[8 empty] | Inflation | 13 | 12 | 1.2682 | 1.2434 | 1.219 | 1.1951 | 1.1717 | 1.1487 | 1.1262 | 1.1041 | 1.0824 | 1.0612 | 1.0404 | 1.02 | 1 | 0 | 0 | 0 | 0 | 0 | 0 | 0 | 0 | 0 | 0 | 0 | 0 | 0 | 0 | 0 | 0 | 0 | 0 | 0 | 0 | 0 | 0 | 0 | 0 | 0 | 0 | 0 | 0 | 0 | 0 | 0 | 0 | 0 | 0 | 0 | 0 | 0
[8 empty] | Inflation | 13 | 13 | 1.2936 | 1.2682 | 1.2434 | 1.219 | 1.1951 | 1.1717 | 1.1487 | 1.1262 | 1.1041 | 1.0824 | 1.0612 | 1.0404 | 1.02 | 1 | 0 | 0 | 0 | 0 | 0 | 0 | 0 | 0 | 0 | 0 | 0 | 0 | 0 | 0 | 0 | 0 | 0 | 0 | 0 | 0 | 0 | 0 | 0 | 0 | 0 | 0 | 0 | 0 | 0 | 0 | 0 | 0 | 0 | 0 | 0 | 0
[8 empty] | Inflation | 13 | 14 | 1.3195 | 1.2936 | 1.2682 | 1.2434 | 1.219 | 1.1951 | 1.1717 | 1.1487 | 1.1262 | 1.1041 | 1.0824 | 1.0612 | 1.0404 | 1.02 | 1 | 0 | 0 | 0 | 0 | 0 | 0 | 0 | 0 | 0 | 0 | 0 | 0 | 0 | 0 | 0 | 0 | 0 | 0 | 0 | 0 | 0 | 0 | 0 | 0 | 0 | 0 | 0 | 0 | 0 | 0 | 0 | 0 | 0 | 0 | 0
[8 empty] | Inflation | 13 | 15 | 1.3459 | 1.3195 | 1.2936 | 1.2682 | 1.2434 | 1.219 | 1.1951 | 1.1717 | 1.1487 | 1.1262 | 1.1041 | 1.0824 | 1.0612 | 1.0404 | 1.02 | 1 | 0 | 0 | 0 | 0 | 0 | 0 | 0 | 0 | 0 | 0 | 0 | 0 | 0 | 0 | 0 | 0 | 0 | 0 | 0 | 0 | 0 | 0 | 0 | 0 | 0 | 0 | 0 | 0 | 0 | 0 | 0 | 0 | 0 | 0
[8 empty] | Inflation | 13 | 16 | 1.3728 | 1.3459 | 1.3195 | 1.2936 | 1.2682 | 1.2434 | 1.219 | 1.1951 | 1.1717 | 1.1487 | 1.1262 | 1.1041 | 1.0824 | 1.0612 | 1.0404 | 1.02 | 1 | 0 | 0 | 0 | 0 | 0 | 0 | 0 | 0 | 0 | 0 | 0 | 0 | 0 | 0 | 0 | 0 | 0 | 0 | 0 | 0 | 0 | 0 | 0 | 0 | 0 | 0 | 0 | 0 | 0 | 0 | 0 | 0 | 0
[8 empty] | Inflation | 13 | 17 | 1.4002 | 1.3728 | 1.3459 | 1.3195 | 1.2936 | 1.2682 | 1.2434 | 1.219 | 1.1951 | 1.1717 | 1.1487 | 1.1262 | 1.1041 | 1.0824 | 1.0612 | 1.0404 | 1.02 | 1 | 0 | 0 | 0 | 0 | 0 | 0 | 0 | 0 | 0 | 0 | 0 | 0 | 0 | 0 | 0 | 0 | 0 | 0 | 0 | 0 | 0 | 0 | 0 | 0 | 0 | 0 | 0 | 0 | 0 | 0 | 0 | 0
[8 empty] | Inflation | 13 | 18 | 1.4282 | 1.4002 | 1.3728 | 1.3459 | 1.3195 | 1.2936 | 1.2682 | 1.2434 | 1.219 | 1.1951 | 1.1717 | 1.1487 | 1.1262 | 1.1041 | 1.0824 | 1.0612 | 1.0404 | 1.02 | 1 | 0 | 0 | 0 | 0 | 0 | 0 | 0 | 0 | 0 | 0 | 0 | 0 | 0 | 0 | 0 | 0 | 0 | 0 | 0 | 0 | 0 | 0 | 0 | 0 | 0 | 0 | 0 | 0 | 0 | 0 | 0
[8 empty] | Inflation | 13 | 19 | 1.4568 | 1.4282 | 1.4002 | 1.3728 | 1.3459 | 1.3195 | 1.2936 | 1.2682 | 1.2434 | 1.219 | 1.1951 | 1.1717 | 1.1487 | 1.1262 | 1.1041 | 1.0824 | 1.0612 | 1.0404 | 1.02 | 1 | 0 | 0 | 0 | 0 | 0 | 0 | 0 | 0 | 0 | 0 | 0 | 0 | 0 | 0 | 0 | 0 | 0 | 0 | 0 | 0 | 0 | 0 | 0 | 0 | 0 | 0 | 0 | 0 | 0 | 0
[8 empty] | Inflation | 13 | 20 | 1.4859 | 1.4568 | 1.4282 | 1.4002 | 1.3728 | 1.3459 | 1.3195 | 1.2936 | 1.2682 | 1.2434 | 1.219 | 1.1951 | 1.1717 | 1.1487 | 1.1262 | 1.1041 | 1.0824 | 1.0612 | 1.0404 | 1.02 | 1 | 0 | 0 | 0 | 0 | 0 | 0 | 0 | 0 | 0 | 0 | 0 | 0 | 0 | 0 | 0 | 0 | 0 | 0 | 0 | 0 | 0 | 0 | 0 | 0 | 0 | 0 | 0 | 0 | 0
[8 empty] | Inflation | 13 | 21 | 1.5157 | 1.4859 | 1.4568 | 1.4282 | 1.4002 | 1.3728 | 1.3459 | 1.3195 | 1.2936 | 1.2682 | 1.2434 | 1.219 | 1.1951 | 1.1717 | 1.1487 | 1.1262 | 1.1041 | 1.0824 | 1.0612 | 1.0404 | 1.02 | 1 | 0 | 0 | 0 | 0 | 0 | 0 | 0 | 0 | 0 | 0 | 0 | 0 | 0 | 0 | 0 | 0 | 0 | 0 | 0 | 0 | 0 | 0 | 0 | 0 | 0 | 0 | 0 | 0
[8 empty] | Inflation | 13 | 22 | 1.546 | 1.5157 | 1.4859 | 1.4568 | 1.4282 | 1.4002 | 1.3728 | 1.3459 | 1.3195 | 1.2936 | 1.2682 | 1.2434 | 1.219 | 1.1951 | 1.1717 | 1.1487 | 1.1262 | 1.1041 | 1.0824 | 1.0612 | 1.0404 | 1.02 | 1 | 0 | 0 | 0 | 0 | 0 | 0 | 0 | 0 | 0 | 0 | 0 | 0 | 0 | 0 | 0 | 0 | 0 | 0 | 0 | 0 | 0 | 0 | 0 | 0 | 0 | 0 | 0
[8 empty] | Inflation | 13 | 23 | 1.5769 | 1.546 | 1.5157 | 1.4859 | 1.4568 | 1.4282 | 1.4002 | 1.3728 | 1.3459 | 1.3195 | 1.2936 | 1.2682 | 1.2434 | 1.219 | 1.1951 | 1.1717 | 1.1487 | 1.1262 | 1.1041 | 1.0824 | 1.0612 | 1.0404 | 1.02 | 1 | 0 | 0 | 0 | 0 | 0 | 0 | 0 | 0 | 0 | 0 | 0 | 0 | 0 | 0 | 0 | 0 | 0 | 0 | 0 | 0 | 0 | 0 | 0 | 0 | 0 | 0
[8 empty] | Inflation | 13 | 24 | 1.6084 | 1.5769 | 1.546 | 1.5157 | 1.4859 | 1.4568 | 1.4282 | 1.4002 | 1.3728 | 1.3459 | 1.3195 | 1.2936 | 1.2682 | 1.2434 | 1.219 | 1.1951 | 1.1717 | 1.1487 | 1.1262 | 1.1041 | 1.0824 | 1.0612 | 1.0404 | 1.02 | 1 | 0 | 0 | 0 | 0 | 0 | 0 | 0 | 0 | 0 | 0 | 0 | 0 | 0 | 0 | 0 | 0 | 0 | 0 | 0 | 0 | 0 | 0 | 0 | 0 | 0
[8 empty] | Inflation | 13 | 25 | 1.6406 | 1.6084 | 1.5769 | 1.546 | 1.5157 | 1.4859 | 1.4568 | 1.4282 | 1.4002 | 1.3728 | 1.3459 | 1.3195 | 1.2936 | 1.2682 | 1.2434 | 1.219 | 1.1951 | 1.1717 | 1.1487 | 1.1262 | 1.1041 | 1.0824 | 1.0612 | 1.0404 | 1.02 | 1 | 0 | 0 | 0 | 0 | 0 | 0 | 0 | 0 | 0 | 0 | 0 | 0 | 0 | 0 | 0 | 0 | 0 | 0 | 0 | 0 | 0 | 0 | 0 | 0
[8 empty] | Inflation | 13 | 26 | 1.6734 | 1.6406 | 1.6084 | 1.5769 | 1.546 | 1.5157 | 1.4859 | 1.4568 | 1.4282 | 1.4002 | 1.3728 | 1.3459 | 1.3195 | 1.2936 | 1.2682 | 1.2434 | 1.219 | 1.1951 | 1.1717 | 1.1487 | 1.1262 | 1.1041 | 1.0824 | 1.0612 | 1.0404 | 1.02 | 1 | 0 | 0 | 0 | 0 | 0 | 0 | 0 | 0 | 0 | 0 | 0 | 0 | 0 | 0 | 0 | 0 | 0 | 0 | 0 | 0 | 0 | 0 | 0
[8 empty] | Inflation | 13 | 27 | 1.7069 | 1.6734 | 1.6406 | 1.6084 | 1.5769 | 1.546 | 1.5157 | 1.4859 | 1.4568 | 1.4282 | 1.4002 | 1.3728 | 1.3459 | 1.3195 | 1.2936 | 1.2682 | 1.2434 | 1.219 | 1.1951 | 1.1717 | 1.1487 | 1.1262 | 1.1041 | 1.0824 | 1.0612 | 1.0404 | 1.02 | 1 | 0 | 0 | 0 | 0 | 0 | 0 | 0 | 0 | 0 | 0 | 0 | 0 | 0 | 0 | 0 | 0 | 0 | 0 | 0 | 0 | 0 | 0
[8 empty] | Inflation | 13 | 28 | 1.741 | 1.7069 | 1.6734 | 1.6406 | 1.6084 | 1.5769 | 1.546 | 1.5157 | 1.4859 | 1.4568 | 1.4282 | 1.4002 | 1.3728 | 1.3459 | 1.3195 | 1.2936 | 1.2682 | 1.2434 | 1.219 | 1.1951 | 1.1717 | 1.1487 | 1.1262 | 1.1041 | 1.0824 | 1.0612 | 1.0404 | 1.02 | 1 | 0 | 0 | 0 | 0 | 0 | 0 | 0 | 0 | 0 | 0 | 0 | 0 | 0 | 0 | 0 | 0 | 0 | 0 | 0 | 0 | 0
[8 empty] | Inflation | 13 | 29 | 1.7758 | 1.741 | 1.7069 | 1.6734 | 1.6406 | 1.6084 | 1.5769 | 1.546 | 1.5157 | 1.4859 | 1.4568 | 1.4282 | 1.4002 | 1.3728 | 1.3459 | 1.3195 | 1.2936 | 1.2682 | 1.2434 | 1.219 | 1.1951 | 1.1717 | 1.1487 | 1.1262 | 1.1041 | 1.0824 | 1.0612 | 1.0404 | 1.02 | 1 | 0 | 0 | 0 | 0 | 0 | 0 | 0 | 0 | 0 | 0 | 0 | 0 | 0 | 0 | 0 | 0 | 0 | 0 | 0 | 0
[8 empty] | Inflation | 13 | 30 | 1.8114 | 1.7758 | 1.741 | 1.7069 | 1.6734 | 1.6406 | 1.6084 | 1.5769 | 1.546 | 1.5157 | 1.4859 | 1.4568 | 1.4282 | 1.4002 | 1.3728 | 1.3459 | 1.3195 | 1.2936 | 1.2682 | 1.2434 | 1.219 | 1.1951 | 1.1717 | 1.1487 | 1.1262 | 1.1041 | 1.0824 | 1.0612 | 1.0404 | 1.02 | 1 | 0 | 0 | 0 | 0 | 0 | 0 | 0 | 0 | 0 | 0 | 0 | 0 | 0 | 0 | 0 | 0 | 0 | 0 | 0
[8 empty] | Inflation | 13 | 31 | 1.8476 | 1.8114 | 1.7758 | 1.741 | 1.7069 | 1.6734 | 1.6406 | 1.6084 | 1.5769 | 1.546 | 1.5157 | 1.4859 | 1.4568 | 1.4282 | 1.4002 | 1.3728 | 1.3459 | 1.3195 | 1.2936 | 1.2682 | 1.2434 | 1.219 | 1.1951 | 1.1717 | 1.1487 | 1.1262 | 1.1041 | 1.0824 | 1.0612 | 1.0404 | 1.02 | 1 | 0 | 0 | 0 | 0 | 0 | 0 | 0 | 0 | 0 | 0 | 0 | 0 | 0 | 0 | 0 | 0 | 0 | 0
[8 empty] | Inflation | 13 | 32 | 1.8845 | 1.8476 | 1.8114 | 1.7758 | 1.741 | 1.7069 | 1.6734 | 1.6406 | 1.6084 | 1.5769 | 1.546 | 1.5157 | 1.4859 | 1.4568 | 1.4282 | 1.4002 | 1.3728 | 1.3459 | 1.3195 | 1.2936 | 1.2682 | 1.2434 | 1.219 | 1.1951 | 1.1717 | 1.1487 | 1.1262 | 1.1041 | 1.0824 | 1.0612 | 1.0404 | 1.02 | 1 | 0 | 0 | 0 | 0 | 0 | 0 | 0 | 0 | 0 | 0 | 0 | 0 | 0 | 0 | 0 | 0 | 0
[8 empty] | Inflation | 13 | 33 | 1.9222 | 1.8845 | 1.8476 | 1.8114 | 1.7758 | 1.741 | 1.7069 | 1.6734 | 1.6406 | 1.6084 | 1.5769 | 1.546 | 1.5157 | 1.4859 | 1.4568 | 1.4282 | 1.4002 | 1.3728 | 1.3459 | 1.3195 | 1.2936 | 1.2682 | 1.2434 | 1.219 | 1.1951 | 1.1717 | 1.1487 | 1.1262 | 1.1041 | 1.0824 | 1.0612 | 1.0404 | 1.02 | 1 | 0 | 0 | 0 | 0 | 0 | 0 | 0 | 0 | 0 | 0 | 0 | 0 | 0 | 0 | 0 | 0
[8 empty] | Inflation | 13 | 34 | 1.9607 | 1.9222 | 1.8845 | 1.8476 | 1.8114 | 1.7758 | 1.741 | 1.7069 | 1.6734 | 1.6406 | 1.6084 | 1.5769 | 1.546 | 1.5157 | 1.4859 | 1.4568 | 1.4282 | 1.4002 | 1.3728 | 1.3459 | 1.3195 | 1.2936 | 1.2682 | 1.2434 | 1.219 | 1.1951 | 1.1717 | 1.1487 | 1.1262 | 1.1041 | 1.0824 | 1.0612 | 1.0404 | 1.02 | 1 | 0 | 0 | 0 | 0 | 0 | 0 | 0 | 0 | 0 | 0 | 0 | 0 | 0 | 0 | 0
[8 empty] | Inflation | 13 | 35 | 1.9999 | 1.9607 | 1.9222 | 1.8845 | 1.8476 | 1.8114 | 1.7758 | 1.741 | 1.7069 | 1.6734 | 1.6406 | 1.6084 | 1.5769 | 1.546 | 1.5157 | 1.4859 | 1.4568 | 1.4282 | 1.4002 | 1.3728 | 1.3459 | 1.3195 | 1.2936 | 1.2682 | 1.2434 | 1.219 | 1.1951 | 1.1717 | 1.1487 | 1.1262 | 1.1041 | 1.0824 | 1.0612 | 1.0404 | 1.02 | 1 | 0 | 0 | 0 | 0 | 0 | 0 | 0 | 0 | 0 | 0 | 0 | 0 | 0 | 0
[8 empty] | Inflation | 13 | 36 | 2.0399 | 1.9999 | 1.9607 | 1.9222 | 1.8845 | 1.8476 | 1.8114 | 1.7758 | 1.741 | 1.7069 | 1.6734 | 1.6406 | 1.6084 | 1.5769 | 1.546 | 1.5157 | 1.4859 | 1.4568 | 1.4282 | 1.4002 | 1.3728 | 1.3459 | 1.3195 | 1.2936 | 1.2682 | 1.2434 | 1.219 | 1.1951 | 1.1717 | 1.1487 | 1.1262 | 1.1041 | 1.0824 | 1.0612 | 1.0404 | 1.02 | 1 | 0 | 0 | 0 | 0 | 0 | 0 | 0 | 0 | 0 | 0 | 0 | 0 | 0
[8 empty] | Inflation | 13 | 37 | 2.0807 | 2.0399 | 1.9999 | 1.9607 | 1.9222 | 1.8845 | 1.8476 | 1.8114 | 1.7758 | 1.741 | 1.7069 | 1.6734 | 1.6406 | 1.6084 | 1.5769 | 1.546 | 1.5157 | 1.4859 | 1.4568 | 1.4282 | 1.4002 | 1.3728 | 1.3459 | 1.3195 | 1.2936 | 1.2682 | 1.2434 | 1.219 | 1.1951 | 1.1717 | 1.1487 | 1.1262 | 1.1041 | 1.0824 | 1.0612 | 1.0404 | 1.02 | 1 | 0 | 0 | 0 | 0 | 0 | 0 | 0 | 0 | 0 | 0 | 0 | 0
[8 empty] | Inflation | 13 | 38 | 2.1223 | 2.0807 | 2.0399 | 1.9999 | 1.9607 | 1.9222 | 1.8845 | 1.8476 | 1.8114 | 1.7758 | 1.741 | 1.7069 | 1.6734 | 1.6406 | 1.6084 | 1.5769 | 1.546 | 1.5157 | 1.4859 | 1.4568 | 1.4282 | 1.4002 | 1.3728 | 1.3459 | 1.3195 | 1.2936 | 1.2682 | 1.2434 | 1.219 | 1.1951 | 1.1717 | 1.1487 | 1.1262 | 1.1041 | 1.0824 | 1.0612 | 1.0404 | 1.02 | 1 | 0 | 0 | 0 | 0 | 0 | 0 | 0 | 0 | 0 | 0 | 0
[8 empty] | Inflation | 13 | 39 | 2.1647 | 2.1223 | 2.0807 | 2.0399 | 1.9999 | 1.9607 | 1.9222 | 1.8845 | 1.8476 | 1.8114 | 1.7758 | 1.741 | 1.7069 | 1.6734 | 1.6406 | 1.6084 | 1.5769 | 1.546 | 1.5157 | 1.4859 | 1.4568 | 1.4282 | 1.4002 | 1.3728 | 1.3459 | 1.3195 | 1.2936 | 1.2682 | 1.2434 | 1.219 | 1.1951 | 1.1717 | 1.1487 | 1.1262 | 1.1041 | 1.0824 | 1.0612 | 1.0404 | 1.02 | 1 | 0 | 0 | 0 | 0 | 0 | 0 | 0 | 0 | 0 | 0
[8 empty] | Inflation | 13 | 40 | 2.208 | 2.1647 | 2.1223 | 2.0807 | 2.0399 | 1.9999 | 1.9607 | 1.9222 | 1.8845 | 1.8476 | 1.8114 | 1.7758 | 1.741 | 1.7069 | 1.6734 | 1.6406 | 1.6084 | 1.5769 | 1.546 | 1.5157 | 1.4859 | 1.4568 | 1.4282 | 1.4002 | 1.3728 | 1.3459 | 1.3195 | 1.2936 | 1.2682 | 1.2434 | 1.219 | 1.1951 | 1.1717 | 1.1487 | 1.1262 | 1.1041 | 1.0824 | 1.0612 | 1.0404 | 1.02 | 1 | 0 | 0 | 0 | 0 | 0 | 0 | 0 | 0 | 0
[8 empty] | Inflation | 13 | 41 | 2.2522 | 2.208 | 2.1647 | 2.1223 | 2.0807 | 2.0399 | 1.9999 | 1.9607 | 1.9222 | 1.8845 | 1.8476 | 1.8114 | 1.7758 | 1.741 | 1.7069 | 1.6734 | 1.6406 | 1.6084 | 1.5769 | 1.546 | 1.5157 | 1.4859 | 1.4568 | 1.4282 | 1.4002 | 1.3728 | 1.3459 | 1.3195 | 1.2936 | 1.2682 | 1.2434 | 1.219 | 1.1951 | 1.1717 | 1.1487 | 1.1262 | 1.1041 | 1.0824 | 1.0612 | 1.0404 | 1.02 | 1 | 0 | 0 | 0 | 0 | 0 | 0 | 0 | 0
[8 empty] | Inflation | 13 | 42 | 2.2972 | 2.2522 | 2.208 | 2.1647 | 2.1223 | 2.0807 | 2.0399 | 1.9999 | 1.9607 | 1.9222 | 1.8845 | 1.8476 | 1.8114 | 1.7758 | 1.741 | 1.7069 | 1.6734 | 1.6406 | 1.6084 | 1.5769 | 1.546 | 1.5157 | 1.4859 | 1.4568 | 1.4282 | 1.4002 | 1.3728 | 1.3459 | 1.3195 | 1.2936 | 1.2682 | 1.2434 | 1.219 | 1.1951 | 1.1717 | 1.1487 | 1.1262 | 1.1041 | 1.0824 | 1.0612 | 1.0404 | 1.02 | 1 | 0 | 0 | 0 | 0 | 0 | 0 | 0
[8 empty] | Inflation | 13 | 43 | 2.3432 | 2.2972 | 2.2522 | 2.208 | 2.1647 | 2.1223 | 2.0807 | 2.0399 | 1.9999 | 1.9607 | 1.9222 | 1.8845 | 1.8476 | 1.8114 | 1.7758 | 1.741 | 1.7069 | 1.6734 | 1.6406 | 1.6084 | 1.5769 | 1.546 | 1.5157 | 1.4859 | 1.4568 | 1.4282 | 1.4002 | 1.3728 | 1.3459 | 1.3195 | 1.2936 | 1.2682 | 1.2434 | 1.219 | 1.1951 | 1.1717 | 1.1487 | 1.1262 | 1.1041 | 1.0824 | 1.0612 | 1.0404 | 1.02 | 1 | 0 | 0 | 0 | 0 | 0 | 0
[8 empty] | Inflation | 13 | 44 | 2.3901 | 2.3432 | 2.2972 | 2.2522 | 2.208 | 2.1647 | 2.1223 | 2.0807 | 2.0399 | 1.9999 | 1.9607 | 1.9222 | 1.8845 | 1.8476 | 1.8114 | 1.7758 | 1.741 | 1.7069 | 1.6734 | 1.6406 | 1.6084 | 1.5769 | 1.546 | 1.5157 | 1.4859 | 1.4568 | 1.4282 | 1.4002 | 1.3728 | 1.3459 | 1.3195 | 1.2936 | 1.2682 | 1.2434 | 1.219 | 1.1951 | 1.1717 | 1.1487 | 1.1262 | 1.1041 | 1.0824 | 1.0612 | 1.0404 | 1.02 | 1 | 0 | 0 | 0 | 0 | 0
[8 empty] | Inflation | 13 | 45 | 2.4379 | 2.3901 | 2.3432 | 2.2972 | 2.2522 | 2.208 | 2.1647 | 2.1223 | 2.0807 | 2.0399 | 1.9999 | 1.9607 | 1.9222 | 1.8845 | 1.8476 | 1.8114 | 1.7758 | 1.741 | 1.7069 | 1.6734 | 1.6406 | 1.6084 | 1.5769 | 1.546 | 1.5157 | 1.4859 | 1.4568 | 1.4282 | 1.4002 | 1.3728 | 1.3459 | 1.3195 | 1.2936 | 1.2682 | 1.2434 | 1.219 | 1.1951 | 1.1717 | 1.1487 | 1.1262 | 1.1041 | 1.0824 | 1.0612 | 1.0404 | 1.02 | 1 | 0 | 0 | 0 | 0
[8 empty] | Inflation | 13 | 46 | 2.4866 | 2.4379 | 2.3901 | 2.3432 | 2.2972 | 2.2522 | 2.208 | 2.1647 | 2.1223 | 2.0807 | 2.0399 | 1.9999 | 1.9607 | 1.9222 | 1.8845 | 1.8476 | 1.8114 | 1.7758 | 1.741 | 1.7069 | 1.6734 | 1.6406 | 1.6084 | 1.5769 | 1.546 | 1.5157 | 1.4859 | 1.4568 | 1.4282 | 1.4002 | 1.3728 | 1.3459 | 1.3195 | 1.2936 | 1.2682 | 1.2434 | 1.219 | 1.1951 | 1.1717 | 1.1487 | 1.1262 | 1.1041 | 1.0824 | 1.0612 | 1.0404 | 1.02 | 1 | 0 | 0 | 0
[8 empty] | Inflation | 13 | 47 | 2.5363 | 2.4866 | 2.4379 | 2.3901 | 2.3432 | 2.2972 | 2.2522 | 2.208 | 2.1647 | 2.1223 | 2.0807 | 2.0399 | 1.9999 | 1.9607 | 1.9222 | 1.8845 | 1.8476 | 1.8114 | 1.7758 | 1.741 | 1.7069 | 1.6734 | 1.6406 | 1.6084 | 1.5769 | 1.546 | 1.5157 | 1.4859 | 1.4568 | 1.4282 | 1.4002 | 1.3728 | 1.3459 | 1.3195 | 1.2936 | 1.2682 | 1.2434 | 1.219 | 1.1951 | 1.1717 | 1.1487 | 1.1262 | 1.1041 | 1.0824 | 1.0612 | 1.0404 | 1.02 | 1 | 0 | 0
[8 empty] | Inflation | 13 | 48 | 2.5871 | 2.5363 | 2.4866 | 2.4379 | 2.3901 | 2.3432 | 2.2972 | 2.2522 | 2.208 | 2.1647 | 2.1223 | 2.0807 | 2.0399 | 1.9999 | 1.9607 | 1.9222 | 1.8845 | 1.8476 | 1.8114 | 1.7758 | 1.741 | 1.7069 | 1.6734 | 1.6406 | 1.6084 | 1.5769 | 1.546 | 1.5157 | 1.4859 | 1.4568 | 1.4282 | 1.4002 | 1.3728 | 1.3459 | 1.3195 | 1.2936 | 1.2682 | 1.2434 | 1.219 | 1.1951 | 1.1717 | 1.1487 | 1.1262 | 1.1041 | 1.0824 | 1.0612 | 1.0404 | 1.02 | 1 | 0
[8 empty] | Inflation | 13 | 49 | 2.6388 | 2.5871 | 2.5363 | 2.4866 | 2.4379 | 2.3901 | 2.3432 | 2.2972 | 2.2522 | 2.208 | 2.1647 | 2.1223 | 2.0807 | 2.0399 | 1.9999 | 1.9607 | 1.9222 | 1.8845 | 1.8476 | 1.8114 | 1.7758 | 1.741 | 1.7069 | 1.6734 | 1.6406 | 1.6084 | 1.5769 | 1.546 | 1.5157 | 1.4859 | 1.4568 | 1.4282 | 1.4002 | 1.3728 | 1.3459 | 1.3195 | 1.2936 | 1.2682 | 1.2434 | 1.219 | 1.1951 | 1.1717 | 1.1487 | 1.1262 | 1.1041 | 1.0824 | 1.0612 | 1.0404 | 1.02 | 1
[8 empty] | Inflation | 13 | 50 | 2.6916 | 2.6388 | 2.5871 | 2.5363 | 2.4866 | 2.4379 | 2.3901 | 2.3432 | 2.2972 | 2.2522 | 2.208 | 2.1647 | 2.1223 | 2.0807 | 2.0399 | 1.9999 | 1.9607 | 1.9222 | 1.8845 | 1.8476 | 1.8114 | 1.7758 | 1.741 | 1.7069 | 1.6734 | 1.6406 | 1.6084 | 1.5769 | 1.546 | 1.5157 | 1.4859 | 1.4568 | 1.4282 | 1.4002 | 1.3728 | 1.3459 | 1.3195 | 1.2936 | 1.2682 | 1.2434 | 1.219 | 1.1951 | 1.1717 | 1.1487 | 1.1262 | 1.1041 | 1.0824 | 1.0612 | 1.0404 | 1.02
[8 empty] | O&M | 14 | 0 | 1 | 0 | 0 | 0 | 0 | 0 | 0 | 0 | 0 | 0 | 0 | 0 | 0 | 0 | 0 | 0 | 0 | 0 | 0 | 0 | 0 | 0 | 0 | 0 | 0 | 0 | 0 | 0 | 0 | 0 | 0 | 0 | 0 | 0 | 0 | 0 | 0 | 0 | 0 | 0 | 0 | 0 | 0 | 0 | 0 | 0 | 0 | 0 | 0 | 0
[8 empty] | O&M | 14 | 1 | 1.02 | 1 | 0 | 0 | 0 | 0 | 0 | 0 | 0 | 0 | 0 | 0 | 0 | 0 | 0 | 0 | 0 | 0 | 0 | 0 | 0 | 0 | 0 | 0 | 0 | 0 | 0 | 0 | 0 | 0 | 0 | 0 | 0 | 0 | 0 | 0 | 0 | 0 | 0 | 0 | 0 | 0 | 0 | 0 | 0 | 0 | 0 | 0 | 0 | 0
[8 empty] | O&M | 14 | 2 | 1.0404 | 1.02 | 1 | 0 | 0 | 0 | 0 | 0 | 0 | 0 | 0 | 0 | 0 | 0 | 0 | 0 | 0 | 0 | 0 | 0 | 0 | 0 | 0 | 0 | 0 | 0 | 0 | 0 | 0 | 0 | 0 | 0 | 0 | 0 | 0 | 0 | 0 | 0 | 0 | 0 | 0 | 0 | 0 | 0 | 0 | 0 | 0 | 0 | 0 | 0
[8 empty] | O&M | 14 | 3 | 1.0612 | 1.0404 | 1.02 | 1 | 0 | 0 | 0 | 0 | 0 | 0 | 0 | 0 | 0 | 0 | 0 | 0 | 0 | 0 | 0 | 0 | 0 | 0 | 0 | 0 | 0 | 0 | 0 | 0 | 0 | 0 | 0 | 0 | 0 | 0 | 0 | 0 | 0 | 0 | 0 | 0 | 0 | 0 | 0 | 0 | 0 | 0 | 0 | 0 | 0 | 0
[8 empty] | O&M | 14 | 4 | 1.0824 | 1.0612 | 1.0404 | 1.02 | 1 | 0 | 0 | 0 | 0 | 0 | 0 | 0 | 0 | 0 | 0 | 0 | 0 | 0 | 0 | 0 | 0 | 0 | 0 | 0 | 0 | 0 | 0 | 0 | 0 | 0 | 0 | 0 | 0 | 0 | 0 | 0 | 0 | 0 | 0 | 0 | 0 | 0 | 0 | 0 | 0 | 0 | 0 | 0 | 0 | 0
[8 empty] | O&M | 14 | 5 | 1.1041 | 1.0824 | 1.0612 | 1.0404 | 1.02 | 1 | 0 | 0 | 0 | 0 | 0 | 0 | 0 | 0 | 0 | 0 | 0 | 0 | 0 | 0 | 0 | 0 | 0 | 0 | 0 | 0 | 0 | 0 | 0 | 0 | 0 | 0 | 0 | 0 | 0 | 0 | 0 | 0 | 0 | 0 | 0 | 0 | 0 | 0 | 0 | 0 | 0 | 0 | 0 | 0
[8 empty] | O&M | 14 | 6 | 1.1262 | 1.1041 | 1.0824 | 1.0612 | 1.0404 | 1.02 | 1 | 0 | 0 | 0 | 0 | 0 | 0 | 0 | 0 | 0 | 0 | 0 | 0 | 0 | 0 | 0 | 0 | 0 | 0 | 0 | 0 | 0 | 0 | 0 | 0 | 0 | 0 | 0 | 0 | 0 | 0 | 0 | 0 | 0 | 0 | 0 | 0 | 0 | 0 | 0 | 0 | 0 | 0 | 0
[8 empty] | O&M | 14 | 7 | 1.1487 | 1.1262 | 1.1041 | 1.0824 | 1.0612 | 1.0404 | 1.02 | 1 | 0 | 0 | 0 | 0 | 0 | 0 | 0 | 0 | 0 | 0 | 0 | 0 | 0 | 0 | 0 | 0 | 0 | 0 | 0 | 0 | 0 | 0 | 0 | 0 | 0 | 0 | 0 | 0 | 0 | 0 | 0 | 0 | 0 | 0 | 0 | 0 | 0 | 0 | 0 | 0 | 0 | 0
[8 empty] | O&M | 14 | 8 | 1.1717 | 1.1487 | 1.1262 | 1.1041 | 1.0824 | 1.0612 | 1.0404 | 1.02 | 1 | 0 | 0 | 0 | 0 | 0 | 0 | 0 | 0 | 0 | 0 | 0 | 0 | 0 | 0 | 0 | 0 | 0 | 0 | 0 | 0 | 0 | 0 | 0 | 0 | 0 | 0 | 0 | 0 | 0 | 0 | 0 | 0 | 0 | 0 | 0 | 0 | 0 | 0 | 0 | 0 | 0
[8 empty] | O&M | 14 | 9 | 1.1951 | 1.1717 | 1.1487 | 1.1262 | 1.1041 | 1.0824 | 1.0612 | 1.0404 | 1.02 | 1 | 0 | 0 | 0 | 0 | 0 | 0 | 0 | 0 | 0 | 0 | 0 | 0 | 0 | 0 | 0 | 0 | 0 | 0 | 0 | 0 | 0 | 0 | 0 | 0 | 0 | 0 | 0 | 0 | 0 | 0 | 0 | 0 | 0 | 0 | 0 | 0 | 0 | 0 | 0 | 0
[8 empty] | O&M | 14 | 10 | 1.219 | 1.1951 | 1.1717 | 1.1487 | 1.1262 | 1.1041 | 1.0824 | 1.0612 | 1.0404 | 1.02 | 1 | 0 | 0 | 0 | 0 | 0 | 0 | 0 | 0 | 0 | 0 | 0 | 0 | 0 | 0 | 0 | 0 | 0 | 0 | 0 | 0 | 0 | 0 | 0 | 0 | 0 | 0 | 0 | 0 | 0 | 0 | 0 | 0 | 0 | 0 | 0 | 0 | 0 | 0 | 0
[8 empty] | O&M | 14 | 11 | 1.2434 | 1.219 | 1.1951 | 1.1717 | 1.1487 | 1.1262 | 1.1041 | 1.0824 | 1.0612 | 1.0404 | 1.02 | 1 | 0 | 0 | 0 | 0 | 0 | 0 | 0 | 0 | 0 | 0 | 0 | 0 | 0 | 0 | 0 | 0 | 0 | 0 | 0 | 0 | 0 | 0 | 0 | 0 | 0 | 0 | 0 | 0 | 0 | 0 | 0 | 0 | 0 | 0 | 0 | 0 | 0 | 0
[8 empty] | O&M | 14 | 12 | 1.2682 | 1.2434 | 1.219 | 1.1951 | 1.1717 | 1.1487 | 1.1262 | 1.1041 | 1.0824 | 1.0612 | 1.0404 | 1.02 | 1 | 0 | 0 | 0 | 0 | 0 | 0 | 0 | 0 | 0 | 0 | 0 | 0 | 0 | 0 | 0 | 0 | 0 | 0 | 0 | 0 | 0 | 0 | 0 | 0 | 0 | 0 | 0 | 0 | 0 | 0 | 0 | 0 | 0 | 0 | 0 | 0 | 0
[8 empty] | O&M | 14 | 13 | 1.2936 | 1.2682 | 1.2434 | 1.219 | 1.1951 | 1.1717 | 1.1487 | 1.1262 | 1.1041 | 1.0824 | 1.0612 | 1.0404 | 1.02 | 1 | 0 | 0 | 0 | 0 | 0 | 0 | 0 | 0 | 0 | 0 | 0 | 0 | 0 | 0 | 0 | 0 | 0 | 0 | 0 | 0 | 0 | 0 | 0 | 0 | 0 | 0 | 0 | 0 | 0 | 0 | 0 | 0 | 0 | 0 | 0 | 0
[8 empty] | O&M | 14 | 14 | 1.3195 | 1.2936 | 1.2682 | 1.2434 | 1.219 | 1.1951 | 1.1717 | 1.1487 | 1.1262 | 1.1041 | 1.0824 | 1.0612 | 1.0404 | 1.02 | 1 | 0 | 0 | 0 | 0 | 0 | 0 | 0 | 0 | 0 | 0 | 0 | 0 | 0 | 0 | 0 | 0 | 0 | 0 | 0 | 0 | 0 | 0 | 0 | 0 | 0 | 0 | 0 | 0 | 0 | 0 | 0 | 0 | 0 | 0 | 0
[8 empty] | O&M | 14 | 15 | 1.3459 | 1.3195 | 1.2936 | 1.2682 | 1.2434 | 1.219 | 1.1951 | 1.1717 | 1.1487 | 1.1262 | 1.1041 | 1.0824 | 1.0612 | 1.0404 | 1.02 | 1 | 0 | 0 | 0 | 0 | 0 | 0 | 0 | 0 | 0 | 0 | 0 | 0 | 0 | 0 | 0 | 0 | 0 | 0 | 0 | 0 | 0 | 0 | 0 | 0 | 0 | 0 | 0 | 0 | 0 | 0 | 0 | 0 | 0 | 0
[8 empty] | O&M | 14 | 16 | 1.3728 | 1.3459 | 1.3195 | 1.2936 | 1.2682 | 1.2434 | 1.219 | 1.1951 | 1.1717 | 1.1487 | 1.1262 | 1.1041 | 1.0824 | 1.0612 | 1.0404 | 1.02 | 1 | 0 | 0 | 0 | 0 | 0 | 0 | 0 | 0 | 0 | 0 | 0 | 0 | 0 | 0 | 0 | 0 | 0 | 0 | 0 | 0 | 0 | 0 | 0 | 0 | 0 | 0 | 0 | 0 | 0 | 0 | 0 | 0 | 0
[8 empty] | O&M | 14 | 17 | 1.4002 | 1.3728 | 1.3459 | 1.3195 | 1.2936 | 1.2682 | 1.2434 | 1.219 | 1.1951 | 1.1717 | 1.1487 | 1.1262 | 1.1041 | 1.0824 | 1.0612 | 1.0404 | 1.02 | 1 | 0 | 0 | 0 | 0 | 0 | 0 | 0 | 0 | 0 | 0 | 0 | 0 | 0 | 0 | 0 | 0 | 0 | 0 | 0 | 0 | 0 | 0 | 0 | 0 | 0 | 0 | 0 | 0 | 0 | 0 | 0 | 0
[8 empty] | O&M | 14 | 18 | 1.4282 | 1.4002 | 1.3728 | 1.3459 | 1.3195 | 1.2936 | 1.2682 | 1.2434 | 1.219 | 1.1951 | 1.1717 | 1.1487 | 1.1262 | 1.1041 | 1.0824 | 1.0612 | 1.0404 | 1.02 | 1 | 0 | 0 | 0 | 0 | 0 | 0 | 0 | 0 | 0 | 0 | 0 | 0 | 0 | 0 | 0 | 0 | 0 | 0 | 0 | 0 | 0 | 0 | 0 | 0 | 0 | 0 | 0 | 0 | 0 | 0 | 0
[8 empty] | O&M | 14 | 19 | 1.4568 | 1.4282 | 1.4002 | 1.3728 | 1.3459 | 1.3195 | 1.2936 | 1.2682 | 1.2434 | 1.219 | 1.1951 | 1.1717 | 1.1487 | 1.1262 | 1.1041 | 1.0824 | 1.0612 | 1.0404 | 1.02 | 1 | 0 | 0 | 0 | 0 | 0 | 0 | 0 | 0 | 0 | 0 | 0 | 0 | 0 | 0 | 0 | 0 | 0 | 0 | 0 | 0 | 0 | 0 | 0 | 0 | 0 | 0 | 0 | 0 | 0 | 0
[8 empty] | O&M | 14 | 20 | 1.4859 | 1.4568 | 1.4282 | 1.4002 | 1.3728 | 1.3459 | 1.3195 | 1.2936 | 1.2682 | 1.2434 | 1.219 | 1.1951 | 1.1717 | 1.1487 | 1.1262 | 1.1041 | 1.0824 | 1.0612 | 1.0404 | 1.02 | 1 | 0 | 0 | 0 | 0 | 0 | 0 | 0 | 0 | 0 | 0 | 0 | 0 | 0 | 0 | 0 | 0 | 0 | 0 | 0 | 0 | 0 | 0 | 0 | 0 | 0 | 0 | 0 | 0 | 0
[8 empty] | O&M | 14 | 21 | 1.5157 | 1.4859 | 1.4568 | 1.4282 | 1.4002 | 1.3728 | 1.3459 | 1.3195 | 1.2936 | 1.2682 | 1.2434 | 1.219 | 1.1951 | 1.1717 | 1.1487 | 1.1262 | 1.1041 | 1.0824 | 1.0612 | 1.0404 | 1.02 | 1 | 0 | 0 | 0 | 0 | 0 | 0 | 0 | 0 | 0 | 0 | 0 | 0 | 0 | 0 | 0 | 0 | 0 | 0 | 0 | 0 | 0 | 0 | 0 | 0 | 0 | 0 | 0 | 0
[8 empty] | O&M | 14 | 22 | 1.546 | 1.5157 | 1.4859 | 1.4568 | 1.4282 | 1.4002 | 1.3728 | 1.3459 | 1.3195 | 1.2936 | 1.2682 | 1.2434 | 1.219 | 1.1951 | 1.1717 | 1.1487 | 1.1262 | 1.1041 | 1.0824 | 1.0612 | 1.0404 | 1.02 | 1 | 0 | 0 | 0 | 0 | 0 | 0 | 0 | 0 | 0 | 0 | 0 | 0 | 0 | 0 | 0 | 0 | 0 | 0 | 0 | 0 | 0 | 0 | 0 | 0 | 0 | 0 | 0
[8 empty] | O&M | 14 | 23 | 1.5769 | 1.546 | 1.5157 | 1.4859 | 1.4568 | 1.4282 | 1.4002 | 1.3728 | 1.3459 | 1.3195 | 1.2936 | 1.2682 | 1.2434 | 1.219 | 1.1951 | 1.1717 | 1.1487 | 1.1262 | 1.1041 | 1.0824 | 1.0612 | 1.0404 | 1.02 | 1 | 0 | 0 | 0 | 0 | 0 | 0 | 0 | 0 | 0 | 0 | 0 | 0 | 0 | 0 | 0 | 0 | 0 | 0 | 0 | 0 | 0 | 0 | 0 | 0 | 0 | 0
[8 empty] | O&M | 14 | 24 | 1.6084 | 1.5769 | 1.546 | 1.5157 | 1.4859 | 1.4568 | 1.4282 | 1.4002 | 1.3728 | 1.3459 | 1.3195 | 1.2936 | 1.2682 | 1.2434 | 1.219 | 1.1951 | 1.1717 | 1.1487 | 1.1262 | 1.1041 | 1.0824 | 1.0612 | 1.0404 | 1.02 | 1 | 0 | 0 | 0 | 0 | 0 | 0 | 0 | 0 | 0 | 0 | 0 | 0 | 0 | 0 | 0 | 0 | 0 | 0 | 0 | 0 | 0 | 0 | 0 | 0 | 0
[8 empty] | O&M | 14 | 25 | 1.6406 | 1.6084 | 1.5769 | 1.546 | 1.5157 | 1.4859 | 1.4568 | 1.4282 | 1.4002 | 1.3728 | 1.3459 | 1.3195 | 1.2936 | 1.2682 | 1.2434 | 1.219 | 1.1951 | 1.1717 | 1.1487 | 1.1262 | 1.1041 | 1.0824 | 1.0612 | 1.0404 | 1.02 | 1 | 0 | 0 | 0 | 0 | 0 | 0 | 0 | 0 | 0 | 0 | 0 | 0 | 0 | 0 | 0 | 0 | 0 | 0 | 0 | 0 | 0 | 0 | 0 | 0
[8 empty] | O&M | 14 | 26 | 1.6734 | 1.6406 | 1.6084 | 1.5769 | 1.546 | 1.5157 | 1.4859 | 1.4568 | 1.4282 | 1.4002 | 1.3728 | 1.3459 | 1.3195 | 1.2936 | 1.2682 | 1.2434 | 1.219 | 1.1951 | 1.1717 | 1.1487 | 1.1262 | 1.1041 | 1.0824 | 1.0612 | 1.0404 | 1.02 | 1 | 0 | 0 | 0 | 0 | 0 | 0 | 0 | 0 | 0 | 0 | 0 | 0 | 0 | 0 | 0 | 0 | 0 | 0 | 0 | 0 | 0 | 0 | 0
[8 empty] | O&M | 14 | 27 | 1.7069 | 1.6734 | 1.6406 | 1.6084 | 1.5769 | 1.546 | 1.5157 | 1.4859 | 1.4568 | 1.4282 | 1.4002 | 1.3728 | 1.3459 | 1.3195 | 1.2936 | 1.2682 | 1.2434 | 1.219 | 1.1951 | 1.1717 | 1.1487 | 1.1262 | 1.1041 | 1.0824 | 1.0612 | 1.0404 | 1.02 | 1 | 0 | 0 | 0 | 0 | 0 | 0 | 0 | 0 | 0 | 0 | 0 | 0 | 0 | 0 | 0 | 0 | 0 | 0 | 0 | 0 | 0 | 0
[8 empty] | O&M | 14 | 28 | 1.741 | 1.7069 | 1.6734 | 1.6406 | 1.6084 | 1.5769 | 1.546 | 1.5157 | 1.4859 | 1.4568 | 1.4282 | 1.4002 | 1.3728 | 1.3459 | 1.3195 | 1.2936 | 1.2682 | 1.2434 | 1.219 | 1.1951 | 1.1717 | 1.1487 | 1.1262 | 1.1041 | 1.0824 | 1.0612 | 1.0404 | 1.02 | 1 | 0 | 0 | 0 | 0 | 0 | 0 | 0 | 0 | 0 | 0 | 0 | 0 | 0 | 0 | 0 | 0 | 0 | 0 | 0 | 0 | 0
[8 empty] | O&M | 14 | 29 | 1.7758 | 1.741 | 1.7069 | 1.6734 | 1.6406 | 1.6084 | 1.5769 | 1.546 | 1.5157 | 1.4859 | 1.4568 | 1.4282 | 1.4002 | 1.3728 | 1.3459 | 1.3195 | 1.2936 | 1.2682 | 1.2434 | 1.219 | 1.1951 | 1.1717 | 1.1487 | 1.1262 | 1.1041 | 1.0824 | 1.0612 | 1.0404 | 1.02 | 1 | 0 | 0 | 0 | 0 | 0 | 0 | 0 | 0 | 0 | 0 | 0 | 0 | 0 | 0 | 0 | 0 | 0 | 0 | 0 | 0
[8 empty] | O&M | 14 | 30 | 1.8114 | 1.7758 | 1.741 | 1.7069 | 1.6734 | 1.6406 | 1.6084 | 1.5769 | 1.546 | 1.5157 | 1.4859 | 1.4568 | 1.4282 | 1.4002 | 1.3728 | 1.3459 | 1.3195 | 1.2936 | 1.2682 | 1.2434 | 1.219 | 1.1951 | 1.1717 | 1.1487 | 1.1262 | 1.1041 | 1.0824 | 1.0612 | 1.0404 | 1.02 | 1 | 0 | 0 | 0 | 0 | 0 | 0 | 0 | 0 | 0 | 0 | 0 | 0 | 0 | 0 | 0 | 0 | 0 | 0 | 0
[8 empty] | O&M | 14 | 31 | 1.8476 | 1.8114 | 1.7758 | 1.741 | 1.7069 | 1.6734 | 1.6406 | 1.6084 | 1.5769 | 1.546 | 1.5157 | 1.4859 | 1.4568 | 1.4282 | 1.4002 | 1.3728 | 1.3459 | 1.3195 | 1.2936 | 1.2682 | 1.2434 | 1.219 | 1.1951 | 1.1717 | 1.1487 | 1.1262 | 1.1041 | 1.0824 | 1.0612 | 1.0404 | 1.02 | 1 | 0 | 0 | 0 | 0 | 0 | 0 | 0 | 0 | 0 | 0 | 0 | 0 | 0 | 0 | 0 | 0 | 0 | 0
[8 empty] | O&M | 14 | 32 | 1.8845 | 1.8476 | 1.8114 | 1.7758 | 1.741 | 1.7069 | 1.6734 | 1.6406 | 1.6084 | 1.5769 | 1.546 | 1.5157 | 1.4859 | 1.4568 | 1.4282 | 1.4002 | 1.3728 | 1.3459 | 1.3195 | 1.2936 | 1.2682 | 1.2434 | 1.219 | 1.1951 | 1.1717 | 1.1487 | 1.1262 | 1.1041 | 1.0824 | 1.0612 | 1.0404 | 1.02 | 1 | 0 | 0 | 0 | 0 | 0 | 0 | 0 | 0 | 0 | 0 | 0 | 0 | 0 | 0 | 0 | 0 | 0
[8 empty] | O&M | 14 | 33 | 1.9222 | 1.8845 | 1.8476 | 1.8114 | 1.7758 | 1.741 | 1.7069 | 1.6734 | 1.6406 | 1.6084 | 1.5769 | 1.546 | 1.5157 | 1.4859 | 1.4568 | 1.4282 | 1.4002 | 1.3728 | 1.3459 | 1.3195 | 1.2936 | 1.2682 | 1.2434 | 1.219 | 1.1951 | 1.1717 | 1.1487 | 1.1262 | 1.1041 | 1.0824 | 1.0612 | 1.0404 | 1.02 | 1 | 0 | 0 | 0 | 0 | 0 | 0 | 0 | 0 | 0 | 0 | 0 | 0 | 0 | 0 | 0 | 0
[8 empty] | O&M | 14 | 34 | 1.9607 | 1.9222 | 1.8845 | 1.8476 | 1.8114 | 1.7758 | 1.741 | 1.7069 | 1.6734 | 1.6406 | 1.6084 | 1.5769 | 1.546 | 1.5157 | 1.4859 | 1.4568 | 1.4282 | 1.4002 | 1.3728 | 1.3459 | 1.3195 | 1.2936 | 1.2682 | 1.2434 | 1.219 | 1.1951 | 1.1717 | 1.1487 | 1.1262 | 1.1041 | 1.0824 | 1.0612 | 1.0404 | 1.02 | 1 | 0 | 0 | 0 | 0 | 0 | 0 | 0 | 0 | 0 | 0 | 0 | 0 | 0 | 0 | 0
[8 empty] | O&M | 14 | 35 | 1.9999 | 1.9607 | 1.9222 | 1.8845 | 1.8476 | 1.8114 | 1.7758 | 1.741 | 1.7069 | 1.6734 | 1.6406 | 1.6084 | 1.5769 | 1.546 | 1.5157 | 1.4859 | 1.4568 | 1.4282 | 1.4002 | 1.3728 | 1.3459 | 1.3195 | 1.2936 | 1.2682 | 1.2434 | 1.219 | 1.1951 | 1.1717 | 1.1487 | 1.1262 | 1.1041 | 1.0824 | 1.0612 | 1.0404 | 1.02 | 1 | 0 | 0 | 0 | 0 | 0 | 0 | 0 | 0 | 0 | 0 | 0 | 0 | 0 | 0
[8 empty] | O&M | 14 | 36 | 2.0399 | 1.9999 | 1.9607 | 1.9222 | 1.8845 | 1.8476 | 1.8114 | 1.7758 | 1.741 | 1.7069 | 1.6734 | 1.6406 | 1.6084 | 1.5769 | 1.546 | 1.5157 | 1.4859 | 1.4568 | 1.4282 | 1.4002 | 1.3728 | 1.3459 | 1.3195 | 1.2936 | 1.2682 | 1.2434 | 1.219 | 1.1951 | 1.1717 | 1.1487 | 1.1262 | 1.1041 | 1.0824 | 1.0612 | 1.0404 | 1.02 | 1 | 0 | 0 | 0 | 0 | 0 | 0 | 0 | 0 | 0 | 0 | 0 | 0 | 0
[8 empty] | O&M | 14 | 37 | 2.0807 | 2.0399 | 1.9999 | 1.9607 | 1.9222 | 1.8845 | 1.8476 | 1.8114 | 1.7758 | 1.741 | 1.7069 | 1.6734 | 1.6406 | 1.6084 | 1.5769 | 1.546 | 1.5157 | 1.4859 | 1.4568 | 1.4282 | 1.4002 | 1.3728 | 1.3459 | 1.3195 | 1.2936 | 1.2682 | 1.2434 | 1.219 | 1.1951 | 1.1717 | 1.1487 | 1.1262 | 1.1041 | 1.0824 | 1.0612 | 1.0404 | 1.02 | 1 | 0 | 0 | 0 | 0 | 0 | 0 | 0 | 0 | 0 | 0 | 0 | 0
[8 empty] | O&M | 14 | 38 | 2.1223 | 2.0807 | 2.0399 | 1.9999 | 1.9607 | 1.9222 | 1.8845 | 1.8476 | 1.8114 | 1.7758 | 1.741 | 1.7069 | 1.6734 | 1.6406 | 1.6084 | 1.5769 | 1.546 | 1.5157 | 1.4859 | 1.4568 | 1.4282 | 1.4002 | 1.3728 | 1.3459 | 1.3195 | 1.2936 | 1.2682 | 1.2434 | 1.219 | 1.1951 | 1.1717 | 1.1487 | 1.1262 | 1.1041 | 1.0824 | 1.0612 | 1.0404 | 1.02 | 1 | 0 | 0 | 0 | 0 | 0 | 0 | 0 | 0 | 0 | 0 | 0
[8 empty] | O&M | 14 | 39 | 2.1647 | 2.1223 | 2.0807 | 2.0399 | 1.9999 | 1.9607 | 1.9222 | 1.8845 | 1.8476 | 1.8114 | 1.7758 | 1.741 | 1.7069 | 1.6734 | 1.6406 | 1.6084 | 1.5769 | 1.546 | 1.5157 | 1.4859 | 1.4568 | 1.4282 | 1.4002 | 1.3728 | 1.3459 | 1.3195 | 1.2936 | 1.2682 | 1.2434 | 1.219 | 1.1951 | 1.1717 | 1.1487 | 1.1262 | 1.1041 | 1.0824 | 1.0612 | 1.0404 | 1.02 | 1 | 0 | 0 | 0 | 0 | 0 | 0 | 0 | 0 | 0 | 0
[8 empty] | O&M | 14 | 40 | 2.208 | 2.1647 | 2.1223 | 2.0807 | 2.0399 | 1.9999 | 1.9607 | 1.9222 | 1.8845 | 1.8476 | 1.8114 | 1.7758 | 1.741 | 1.7069 | 1.6734 | 1.6406 | 1.6084 | 1.5769 | 1.546 | 1.5157 | 1.4859 | 1.4568 | 1.4282 | 1.4002 | 1.3728 | 1.3459 | 1.3195 | 1.2936 | 1.2682 | 1.2434 | 1.219 | 1.1951 | 1.1717 | 1.1487 | 1.1262 | 1.1041 | 1.0824 | 1.0612 | 1.0404 | 1.02 | 1 | 0 | 0 | 0 | 0 | 0 | 0 | 0 | 0 | 0
[8 empty] | O&M | 14 | 41 | 2.2522 | 2.208 | 2.1647 | 2.1223 | 2.0807 | 2.0399 | 1.9999 | 1.9607 | 1.9222 | 1.8845 | 1.8476 | 1.8114 | 1.7758 | 1.741 | 1.7069 | 1.6734 | 1.6406 | 1.6084 | 1.5769 | 1.546 | 1.5157 | 1.4859 | 1.4568 | 1.4282 | 1.4002 | 1.3728 | 1.3459 | 1.3195 | 1.2936 | 1.2682 | 1.2434 | 1.219 | 1.1951 | 1.1717 | 1.1487 | 1.1262 | 1.1041 | 1.0824 | 1.0612 | 1.0404 | 1.02 | 1 | 0 | 0 | 0 | 0 | 0 | 0 | 0 | 0
[8 empty] | O&M | 14 | 42 | 2.2972 | 2.2522 | 2.208 | 2.1647 | 2.1223 | 2.0807 | 2.0399 | 1.9999 | 1.9607 | 1.9222 | 1.8845 | 1.8476 | 1.8114 | 1.7758 | 1.741 | 1.7069 | 1.6734 | 1.6406 | 1.6084 | 1.5769 | 1.546 | 1.5157 | 1.4859 | 1.4568 | 1.4282 | 1.4002 | 1.3728 | 1.3459 | 1.3195 | 1.2936 | 1.2682 | 1.2434 | 1.219 | 1.1951 | 1.1717 | 1.1487 | 1.1262 | 1.1041 | 1.0824 | 1.0612 | 1.0404 | 1.02 | 1 | 0 | 0 | 0 | 0 | 0 | 0 | 0
[8 empty] | O&M | 14 | 43 | 2.3432 | 2.2972 | 2.2522 | 2.208 | 2.1647 | 2.1223 | 2.0807 | 2.0399 | 1.9999 | 1.9607 | 1.9222 | 1.8845 | 1.8476 | 1.8114 | 1.7758 | 1.741 | 1.7069 | 1.6734 | 1.6406 | 1.6084 | 1.5769 | 1.546 | 1.5157 | 1.4859 | 1.4568 | 1.4282 | 1.4002 | 1.3728 | 1.3459 | 1.3195 | 1.2936 | 1.2682 | 1.2434 | 1.219 | 1.1951 | 1.1717 | 1.1487 | 1.1262 | 1.1041 | 1.0824 | 1.0612 | 1.0404 | 1.02 | 1 | 0 | 0 | 0 | 0 | 0 | 0
[8 empty] | O&M | 14 | 44 | 2.3901 | 2.3432 | 2.2972 | 2.2522 | 2.208 | 2.1647 | 2.1223 | 2.0807 | 2.0399 | 1.9999 | 1.9607 | 1.9222 | 1.8845 | 1.8476 | 1.8114 | 1.7758 | 1.741 | 1.7069 | 1.6734 | 1.6406 | 1.6084 | 1.5769 | 1.546 | 1.5157 | 1.4859 | 1.4568 | 1.4282 | 1.4002 | 1.3728 | 1.3459 | 1.3195 | 1.2936 | 1.2682 | 1.2434 | 1.219 | 1.1951 | 1.1717 | 1.1487 | 1.1262 | 1.1041 | 1.0824 | 1.0612 | 1.0404 | 1.02 | 1 | 0 | 0 | 0 | 0 | 0
[8 empty] | O&M | 14 | 45 | 2.4379 | 2.3901 | 2.3432 | 2.2972 | 2.2522 | 2.208 | 2.1647 | 2.1223 | 2.0807 | 2.0399 | 1.9999 | 1.9607 | 1.9222 | 1.8845 | 1.8476 | 1.8114 | 1.7758 | 1.741 | 1.7069 | 1.6734 | 1.6406 | 1.6084 | 1.5769 | 1.546 | 1.5157 | 1.4859 | 1.4568 | 1.4282 | 1.4002 | 1.3728 | 1.3459 | 1.3195 | 1.2936 | 1.2682 | 1.2434 | 1.219 | 1.1951 | 1.1717 | 1.1487 | 1.1262 | 1.1041 | 1.0824 | 1.0612 | 1.0404 | 1.02 | 1 | 0 | 0 | 0 | 0
[8 empty] | O&M | 14 | 46 | 2.4866 | 2.4379 | 2.3901 | 2.3432 | 2.2972 | 2.2522 | 2.208 | 2.1647 | 2.1223 | 2.0807 | 2.0399 | 1.9999 | 1.9607 | 1.9222 | 1.8845 | 1.8476 | 1.8114 | 1.7758 | 1.741 | 1.7069 | 1.6734 | 1.6406 | 1.6084 | 1.5769 | 1.546 | 1.5157 | 1.4859 | 1.4568 | 1.4282 | 1.4002 | 1.3728 | 1.3459 | 1.3195 | 1.2936 | 1.2682 | 1.2434 | 1.219 | 1.1951 | 1.1717 | 1.1487 | 1.1262 | 1.1041 | 1.0824 | 1.0612 | 1.0404 | 1.02 | 1 | 0 | 0 | 0
[8 empty] | O&M | 14 | 47 | 2.5363 | 2.4866 | 2.4379 | 2.3901 | 2.3432 | 2.2972 | 2.2522 | 2.208 | 2.1647 | 2.1223 | 2.0807 | 2.0399 | 1.9999 | 1.9607 | 1.9222 | 1.8845 | 1.8476 | 1.8114 | 1.7758 | 1.741 | 1.7069 | 1.6734 | 1.6406 | 1.6084 | 1.5769 | 1.546 | 1.5157 | 1.4859 | 1.4568 | 1.4282 | 1.4002 | 1.3728 | 1.3459 | 1.3195 | 1.2936 | 1.2682 | 1.2434 | 1.219 | 1.1951 | 1.1717 | 1.1487 | 1.1262 | 1.1041 | 1.0824 | 1.0612 | 1.0404 | 1.02 | 1 | 0 | 0
[8 empty] | O&M | 14 | 48 | 2.5871 | 2.5363 | 2.4866 | 2.4379 | 2.3901 | 2.3432 | 2.2972 | 2.2522 | 2.208 | 2.1647 | 2.1223 | 2.0807 | 2.0399 | 1.9999 | 1.9607 | 1.9222 | 1.8845 | 1.8476 | 1.8114 | 1.7758 | 1.741 | 1.7069 | 1.6734 | 1.6406 | 1.6084 | 1.5769 | 1.546 | 1.5157 | 1.4859 | 1.4568 | 1.4282 | 1.4002 | 1.3728 | 1.3459 | 1.3195 | 1.2936 | 1.2682 | 1.2434 | 1.219 | 1.1951 | 1.1717 | 1.1487 | 1.1262 | 1.1041 | 1.0824 | 1.0612 | 1.0404 | 1.02 | 1 | 0
[8 empty] | O&M | 14 | 49 | 2.6388 | 2.5871 | 2.5363 | 2.4866 | 2.4379 | 2.3901 | 2.3432 | 2.2972 | 2.2522 | 2.208 | 2.1647 | 2.1223 | 2.0807 | 2.0399 | 1.9999 | 1.9607 | 1.9222 | 1.8845 | 1.8476 | 1.8114 | 1.7758 | 1.741 | 1.7069 | 1.6734 | 1.6406 | 1.6084 | 1.5769 | 1.546 | 1.5157 | 1.4859 | 1.4568 | 1.4282 | 1.4002 | 1.3728 | 1.3459 | 1.3195 | 1.2936 | 1.2682 | 1.2434 | 1.219 | 1.1951 | 1.1717 | 1.1487 | 1.1262 | 1.1041 | 1.0824 | 1.0612 | 1.0404 | 1.02 | 1
[8 empty] | O&M | 14 | 50 | 2.6916 | 2.6388 | 2.5871 | 2.5363 | 2.4866 | 2.4379 | 2.3901 | 2.3432 | 2.2972 | 2.2522 | 2.208 | 2.1647 | 2.1223 | 2.0807 | 2.0399 | 1.9999 | 1.9607 | 1.9222 | 1.8845 | 1.8476 | 1.8114 | 1.7758 | 1.741 | 1.7069 | 1.6734 | 1.6406 | 1.6084 | 1.5769 | 1.546 | 1.5157 | 1.4859 | 1.4568 | 1.4282 | 1.4002 | 1.3728 | 1.3459 | 1.3195 | 1.2936 | 1.2682 | 1.2434 | 1.219 | 1.1951 | 1.1717 | 1.1487 | 1.1262 | 1.1041 | 1.0824 | 1.0612 | 1.0404 | 1.02
[8 empty] | Open | 15 | 0 | 1 | 0 | 0 | 0 | 0 | 0 | 0 | 0 | 0 | 0 | 0 | 0 | 0 | 0 | 0 | 0 | 0 | 0 | 0 | 0 | 0 | 0 | 0 | 0 | 0 | 0 | 0 | 0 | 0 | 0 | 0 | 0 | 0 | 0 | 0 | 0 | 0 | 0 | 0 | 0 | 0 | 0 | 0 | 0 | 0 | 0 | 0 | 0 | 0 | 0
[8 empty] | Open | 15 | 1 | 1 | 1 | 0 | 0 | 0 | 0 | 0 | 0 | 0 | 0 | 0 | 0 | 0 | 0 | 0 | 0 | 0 | 0 | 0 | 0 | 0 | 0 | 0 | 0 | 0 | 0 | 0 | 0 | 0 | 0 | 0 | 0 | 0 | 0 | 0 | 0 | 0 | 0 | 0 | 0 | 0 | 0 | 0 | 0 | 0 | 0 | 0 | 0 | 0 | 0
[8 empty] | Open | 15 | 2 | 1 | 1 | 1 | 0 | 0 | 0 | 0 | 0 | 0 | 0 | 0 | 0 | 0 | 0 | 0 | 0 | 0 | 0 | 0 | 0 | 0 | 0 | 0 | 0 | 0 | 0 | 0 | 0 | 0 | 0 | 0 | 0 | 0 | 0 | 0 | 0 | 0 | 0 | 0 | 0 | 0 | 0 | 0 | 0 | 0 | 0 | 0 | 0 | 0 | 0
[8 empty] | Open | 15 | 3 | 1 | 1 | 1 | 1 | 0 | 0 | 0 | 0 | 0 | 0 | 0 | 0 | 0 | 0 | 0 | 0 | 0 | 0 | 0 | 0 | 0 | 0 | 0 | 0 | 0 | 0 | 0 | 0 | 0 | 0 | 0 | 0 | 0 | 0 | 0 | 0 | 0 | 0 | 0 | 0 | 0 | 0 | 0 | 0 | 0 | 0 | 0 | 0 | 0 | 0
[8 empty] | Open | 15 | 4 | 1 | 1 | 1 | 1 | 1 | 0 | 0 | 0 | 0 | 0 | 0 | 0 | 0 | 0 | 0 | 0 | 0 | 0 | 0 | 0 | 0 | 0 | 0 | 0 | 0 | 0 | 0 | 0 | 0 | 0 | 0 | 0 | 0 | 0 | 0 | 0 | 0 | 0 | 0 | 0 | 0 | 0 | 0 | 0 | 0 | 0 | 0 | 0 | 0 | 0
[8 empty] | Open | 15 | 5 | 1 | 1 | 1 | 1 | 1 | 1 | 0 | 0 | 0 | 0 | 0 | 0 | 0 | 0 | 0 | 0 | 0 | 0 | 0 | 0 | 0 | 0 | 0 | 0 | 0 | 0 | 0 | 0 | 0 | 0 | 0 | 0 | 0 | 0 | 0 | 0 | 0 | 0 | 0 | 0 | 0 | 0 | 0 | 0 | 0 | 0 | 0 | 0 | 0 | 0
[8 empty] | Open | 15 | 6 | 1 | 1 | 1 | 1 | 1 | 1 | 1 | 0 | 0 | 0 | 0 | 0 | 0 | 0 | 0 | 0 | 0 | 0 | 0 | 0 | 0 | 0 | 0 | 0 | 0 | 0 | 0 | 0 | 0 | 0 | 0 | 0 | 0 | 0 | 0 | 0 | 0 | 0 | 0 | 0 | 0 | 0 | 0 | 0 | 0 | 0 | 0 | 0 | 0 | 0
[8 empty] | Open | 15 | 7 | 1 | 1 | 1 | 1 | 1 | 1 | 1 | 1 | 0 | 0 | 0 | 0 | 0 | 0 | 0 | 0 | 0 | 0 | 0 | 0 | 0 | 0 | 0 | 0 | 0 | 0 | 0 | 0 | 0 | 0 | 0 | 0 | 0 | 0 | 0 | 0 | 0 | 0 | 0 | 0 | 0 | 0 | 0 | 0 | 0 | 0 | 0 | 0 | 0 | 0
[8 empty] | Open | 15 | 8 | 1 | 1 | 1 | 1 | 1 | 1 | 1 | 1 | 1 | 0 | 0 | 0 | 0 | 0 | 0 | 0 | 0 | 0 | 0 | 0 | 0 | 0 | 0 | 0 | 0 | 0 | 0 | 0 | 0 | 0 | 0 | 0 | 0 | 0 | 0 | 0 | 0 | 0 | 0 | 0 | 0 | 0 | 0 | 0 | 0 | 0 | 0 | 0 | 0 | 0
[8 empty] | Open | 15 | 9 | 1 | 1 | 1 | 1 | 1 | 1 | 1 | 1 | 1 | 1 | 0 | 0 | 0 | 0 | 0 | 0 | 0 | 0 | 0 | 0 | 0 | 0 | 0 | 0 | 0 | 0 | 0 | 0 | 0 | 0 | 0 | 0 | 0 | 0 | 0 | 0 | 0 | 0 | 0 | 0 | 0 | 0 | 0 | 0 | 0 | 0 | 0 | 0 | 0 | 0
[8 empty] | Open | 15 | 10 | 1 | 1 | 1 | 1 | 1 | 1 | 1 | 1 | 1 | 1 | 1 | 0 | 0 | 0 | 0 | 0 | 0 | 0 | 0 | 0 | 0 | 0 | 0 | 0 | 0 | 0 | 0 | 0 | 0 | 0 | 0 | 0 | 0 | 0 | 0 | 0 | 0 | 0 | 0 | 0 | 0 | 0 | 0 | 0 | 0 | 0 | 0 | 0 | 0 | 0
[8 empty] | Open | 15 | 11 | 1 | 1 | 1 | 1 | 1 | 1 | 1 | 1 | 1 | 1 | 1 | 1 | 0 | 0 | 0 | 0 | 0 | 0 | 0 | 0 | 0 | 0 | 0 | 0 | 0 | 0 | 0 | 0 | 0 | 0 | 0 | 0 | 0 | 0 | 0 | 0 | 0 | 0 | 0 | 0 | 0 | 0 | 0 | 0 | 0 | 0 | 0 | 0 | 0 | 0
[8 empty] | Open | 15 | 12 | 1 | 1 | 1 | 1 | 1 | 1 | 1 | 1 | 1 | 1 | 1 | 1 | 1 | 0 | 0 | 0 | 0 | 0 | 0 | 0 | 0 | 0 | 0 | 0 | 0 | 0 | 0 | 0 | 0 | 0 | 0 | 0 | 0 | 0 | 0 | 0 | 0 | 0 | 0 | 0 | 0 | 0 | 0 | 0 | 0 | 0 | 0 | 0 | 0 | 0
[8 empty] | Open | 15 | 13 | 1 | 1 | 1 | 1 | 1 | 1 | 1 | 1 | 1 | 1 | 1 | 1 | 1 | 1 | 0 | 0 | 0 | 0 | 0 | 0 | 0 | 0 | 0 | 0 | 0 | 0 | 0 | 0 | 0 | 0 | 0 | 0 | 0 | 0 | 0 | 0 | 0 | 0 | 0 | 0 | 0 | 0 | 0 | 0 | 0 | 0 | 0 | 0 | 0 | 0
[8 empty] | Open | 15 | 14 | 1 | 1 | 1 | 1 | 1 | 1 | 1 | 1 | 1 | 1 | 1 | 1 | 1 | 1 | 1 | 0 | 0 | 0 | 0 | 0 | 0 | 0 | 0 | 0 | 0 | 0 | 0 | 0 | 0 | 0 | 0 | 0 | 0 | 0 | 0 | 0 | 0 | 0 | 0 | 0 | 0 | 0 | 0 | 0 | 0 | 0 | 0 | 0 | 0 | 0
[8 empty] | Open | 15 | 15 | 1 | 1 | 1 | 1 | 1 | 1 | 1 | 1 | 1 | 1 | 1 | 1 | 1 | 1 | 1 | 1 | 0 | 0 | 0 | 0 | 0 | 0 | 0 | 0 | 0 | 0 | 0 | 0 | 0 | 0 | 0 | 0 | 0 | 0 | 0 | 0 | 0 | 0 | 0 | 0 | 0 | 0 | 0 | 0 | 0 | 0 | 0 | 0 | 0 | 0
[8 empty] | Open | 15 | 16 | 1 | 1 | 1 | 1 | 1 | 1 | 1 | 1 | 1 | 1 | 1 | 1 | 1 | 1 | 1 | 1 | 1 | 0 | 0 | 0 | 0 | 0 | 0 | 0 | 0 | 0 | 0 | 0 | 0 | 0 | 0 | 0 | 0 | 0 | 0 | 0 | 0 | 0 | 0 | 0 | 0 | 0 | 0 | 0 | 0 | 0 | 0 | 0 | 0 | 0
[8 empty] | Open | 15 | 17 | 1 | 1 | 1 | 1 | 1 | 1 | 1 | 1 | 1 | 1 | 1 | 1 | 1 | 1 | 1 | 1 | 1 | 1 | 0 | 0 | 0 | 0 | 0 | 0 | 0 | 0 | 0 | 0 | 0 | 0 | 0 | 0 | 0 | 0 | 0 | 0 | 0 | 0 | 0 | 0 | 0 | 0 | 0 | 0 | 0 | 0 | 0 | 0 | 0 | 0
[8 empty] | Open | 15 | 18 | 1 | 1 | 1 | 1 | 1 | 1 | 1 | 1 | 1 | 1 | 1 | 1 | 1 | 1 | 1 | 1 | 1 | 1 | 1 | 0 | 0 | 0 | 0 | 0 | 0 | 0 | 0 | 0 | 0 | 0 | 0 | 0 | 0 | 0 | 0 | 0 | 0 | 0 | 0 | 0 | 0 | 0 | 0 | 0 | 0 | 0 | 0 | 0 | 0 | 0
[8 empty] | Open | 15 | 19 | 1 | 1 | 1 | 1 | 1 | 1 | 1 | 1 | 1 | 1 | 1 | 1 | 1 | 1 | 1 | 1 | 1 | 1 | 1 | 1 | 0 | 0 | 0 | 0 | 0 | 0 | 0 | 0 | 0 | 0 | 0 | 0 | 0 | 0 | 0 | 0 | 0 | 0 | 0 | 0 | 0 | 0 | 0 | 0 | 0 | 0 | 0 | 0 | 0 | 0
[8 empty] | Open | 15 | 20 | 1 | 1 | 1 | 1 | 1 | 1 | 1 | 1 | 1 | 1 | 1 | 1 | 1 | 1 | 1 | 1 | 1 | 1 | 1 | 1 | 1 | 0 | 0 | 0 | 0 | 0 | 0 | 0 | 0 | 0 | 0 | 0 | 0 | 0 | 0 | 0 | 0 | 0 | 0 | 0 | 0 | 0 | 0 | 0 | 0 | 0 | 0 | 0 | 0 | 0
[8 empty] | Open | 15 | 21 | 1 | 1 | 1 | 1 | 1 | 1 | 1 | 1 | 1 | 1 | 1 | 1 | 1 | 1 | 1 | 1 | 1 | 1 | 1 | 1 | 1 | 1 | 0 | 0 | 0 | 0 | 0 | 0 | 0 | 0 | 0 | 0 | 0 | 0 | 0 | 0 | 0 | 0 | 0 | 0 | 0 | 0 | 0 | 0 | 0 | 0 | 0 | 0 | 0 | 0
[8 empty] | Open | 15 | 22 | 1 | 1 | 1 | 1 | 1 | 1 | 1 | 1 | 1 | 1 | 1 | 1 | 1 | 1 | 1 | 1 | 1 | 1 | 1 | 1 | 1 | 1 | 1 | 0 | 0 | 0 | 0 | 0 | 0 | 0 | 0 | 0 | 0 | 0 | 0 | 0 | 0 | 0 | 0 | 0 | 0 | 0 | 0 | 0 | 0 | 0 | 0 | 0 | 0 | 0
[8 empty] | Open | 15 | 23 | 1 | 1 | 1 | 1 | 1 | 1 | 1 | 1 | 1 | 1 | 1 | 1 | 1 | 1 | 1 | 1 | 1 | 1 | 1 | 1 | 1 | 1 | 1 | 1 | 0 | 0 | 0 | 0 | 0 | 0 | 0 | 0 | 0 | 0 | 0 | 0 | 0 | 0 | 0 | 0 | 0 | 0 | 0 | 0 | 0 | 0 | 0 | 0 | 0 | 0
[8 empty] | Open | 15 | 24 | 1 | 1 | 1 | 1 | 1 | 1 | 1 | 1 | 1 | 1 | 1 | 1 | 1 | 1 | 1 | 1 | 1 | 1 | 1 | 1 | 1 | 1 | 1 | 1 | 1 | 0 | 0 | 0 | 0 | 0 | 0 | 0 | 0 | 0 | 0 | 0 | 0 | 0 | 0 | 0 | 0 | 0 | 0 | 0 | 0 | 0 | 0 | 0 | 0 | 0
[8 empty] | Open | 15 | 25 | 1 | 1 | 1 | 1 | 1 | 1 | 1 | 1 | 1 | 1 | 1 | 1 | 1 | 1 | 1 | 1 | 1 | 1 | 1 | 1 | 1 | 1 | 1 | 1 | 1 | 1 | 0 | 0 | 0 | 0 | 0 | 0 | 0 | 0 | 0 | 0 | 0 | 0 | 0 | 0 | 0 | 0 | 0 | 0 | 0 | 0 | 0 | 0 | 0 | 0
[8 empty] | Open | 15 | 26 | 1 | 1 | 1 | 1 | 1 | 1 | 1 | 1 | 1 | 1 | 1 | 1 | 1 | 1 | 1 | 1 | 1 | 1 | 1 | 1 | 1 | 1 | 1 | 1 | 1 | 1 | 1 | 0 | 0 | 0 | 0 | 0 | 0 | 0 | 0 | 0 | 0 | 0 | 0 | 0 | 0 | 0 | 0 | 0 | 0 | 0 | 0 | 0 | 0 | 0
[8 empty] | Open | 15 | 27 | 1 | 1 | 1 | 1 | 1 | 1 | 1 | 1 | 1 | 1 | 1 | 1 | 1 | 1 | 1 | 1 | 1 | 1 | 1 | 1 | 1 | 1 | 1 | 1 | 1 | 1 | 1 | 1 | 0 | 0 | 0 | 0 | 0 | 0 | 0 | 0 | 0 | 0 | 0 | 0 | 0 | 0 | 0 | 0 | 0 | 0 | 0 | 0 | 0 | 0
[8 empty] | Open | 15 | 28 | 1 | 1 | 1 | 1 | 1 | 1 | 1 | 1 | 1 | 1 | 1 | 1 | 1 | 1 | 1 | 1 | 1 | 1 | 1 | 1 | 1 | 1 | 1 | 1 | 1 | 1 | 1 | 1 | 1 | 0 | 0 | 0 | 0 | 0 | 0 | 0 | 0 | 0 | 0 | 0 | 0 | 0 | 0 | 0 | 0 | 0 | 0 | 0 | 0 | 0
[8 empty] | Open | 15 | 29 | 1 | 1 | 1 | 1 | 1 | 1 | 1 | 1 | 1 | 1 | 1 | 1 | 1 | 1 | 1 | 1 | 1 | 1 | 1 | 1 | 1 | 1 | 1 | 1 | 1 | 1 | 1 | 1 | 1 | 1 | 0 | 0 | 0 | 0 | 0 | 0 | 0 | 0 | 0 | 0 | 0 | 0 | 0 | 0 | 0 | 0 | 0 | 0 | 0 | 0
[8 empty] | Open | 15 | 30 | 1 | 1 | 1 | 1 | 1 | 1 | 1 | 1 | 1 | 1 | 1 | 1 | 1 | 1 | 1 | 1 | 1 | 1 | 1 | 1 | 1 | 1 | 1 | 1 | 1 | 1 | 1 | 1 | 1 | 1 | 1 | 0 | 0 | 0 | 0 | 0 | 0 | 0 | 0 | 0 | 0 | 0 | 0 | 0 | 0 | 0 | 0 | 0 | 0 | 0
[8 empty] | Open | 15 | 31 | 1 | 1 | 1 | 1 | 1 | 1 | 1 | 1 | 1 | 1 | 1 | 1 | 1 | 1 | 1 | 1 | 1 | 1 | 1 | 1 | 1 | 1 | 1 | 1 | 1 | 1 | 1 | 1 | 1 | 1 | 1 | 1 | 0 | 0 | 0 | 0 | 0 | 0 | 0 | 0 | 0 | 0 | 0 | 0 | 0 | 0 | 0 | 0 | 0 | 0
[8 empty] | Open | 15 | 32 | 1 | 1 | 1 | 1 | 1 | 1 | 1 | 1 | 1 | 1 | 1 | 1 | 1 | 1 | 1 | 1 | 1 | 1 | 1 | 1 | 1 | 1 | 1 | 1 | 1 | 1 | 1 | 1 | 1 | 1 | 1 | 1 | 1 | 0 | 0 | 0 | 0 | 0 | 0 | 0 | 0 | 0 | 0 | 0 | 0 | 0 | 0 | 0 | 0 | 0
[8 empty] | Open | 15 | 33 | 1 | 1 | 1 | 1 | 1 | 1 | 1 | 1 | 1 | 1 | 1 | 1 | 1 | 1 | 1 | 1 | 1 | 1 | 1 | 1 | 1 | 1 | 1 | 1 | 1 | 1 | 1 | 1 | 1 | 1 | 1 | 1 | 1 | 1 | 0 | 0 | 0 | 0 | 0 | 0 | 0 | 0 | 0 | 0 | 0 | 0 | 0 | 0 | 0 | 0
[8 empty] | Open | 15 | 34 | 1 | 1 | 1 | 1 | 1 | 1 | 1 | 1 | 1 | 1 | 1 | 1 | 1 | 1 | 1 | 1 | 1 | 1 | 1 | 1 | 1 | 1 | 1 | 1 | 1 | 1 | 1 | 1 | 1 | 1 | 1 | 1 | 1 | 1 | 1 | 0 | 0 | 0 | 0 | 0 | 0 | 0 | 0 | 0 | 0 | 0 | 0 | 0 | 0 | 0
[8 empty] | Open | 15 | 35 | 1 | 1 | 1 | 1 | 1 | 1 | 1 | 1 | 1 | 1 | 1 | 1 | 1 | 1 | 1 | 1 | 1 | 1 | 1 | 1 | 1 | 1 | 1 | 1 | 1 | 1 | 1 | 1 | 1 | 1 | 1 | 1 | 1 | 1 | 1 | 1 | 0 | 0 | 0 | 0 | 0 | 0 | 0 | 0 | 0 | 0 | 0 | 0 | 0 | 0
[8 empty] | Open | 15 | 36 | 1 | 1 | 1 | 1 | 1 | 1 | 1 | 1 | 1 | 1 | 1 | 1 | 1 | 1 | 1 | 1 | 1 | 1 | 1 | 1 | 1 | 1 | 1 | 1 | 1 | 1 | 1 | 1 | 1 | 1 | 1 | 1 | 1 | 1 | 1 | 1 | 1 | 0 | 0 | 0 | 0 | 0 | 0 | 0 | 0 | 0 | 0 | 0 | 0 | 0
[8 empty] | Open | 15 | 37 | 1 | 1 | 1 | 1 | 1 | 1 | 1 | 1 | 1 | 1 | 1 | 1 | 1 | 1 | 1 | 1 | 1 | 1 | 1 | 1 | 1 | 1 | 1 | 1 | 1 | 1 | 1 | 1 | 1 | 1 | 1 | 1 | 1 | 1 | 1 | 1 | 1 | 1 | 0 | 0 | 0 | 0 | 0 | 0 | 0 | 0 | 0 | 0 | 0 | 0
[8 empty] | Open | 15 | 38 | 1 | 1 | 1 | 1 | 1 | 1 | 1 | 1 | 1 | 1 | 1 | 1 | 1 | 1 | 1 | 1 | 1 | 1 | 1 | 1 | 1 | 1 | 1 | 1 | 1 | 1 | 1 | 1 | 1 | 1 | 1 | 1 | 1 | 1 | 1 | 1 | 1 | 1 | 1 | 0 | 0 | 0 | 0 | 0 | 0 | 0 | 0 | 0 | 0 | 0
[8 empty] | Open | 15 | 39 | 1 | 1 | 1 | 1 | 1 | 1 | 1 | 1 | 1 | 1 | 1 | 1 | 1 | 1 | 1 | 1 | 1 | 1 | 1 | 1 | 1 | 1 | 1 | 1 | 1 | 1 | 1 | 1 | 1 | 1 | 1 | 1 | 1 | 1 | 1 | 1 | 1 | 1 | 1 | 1 | 0 | 0 | 0 | 0 | 0 | 0 | 0 | 0 | 0 | 0
[8 empty] | Open | 15 | 40 | 1 | 1 | 1 | 1 | 1 | 1 | 1 | 1 | 1 | 1 | 1 | 1 | 1 | 1 | 1 | 1 | 1 | 1 | 1 | 1 | 1 | 1 | 1 | 1 | 1 | 1 | 1 | 1 | 1 | 1 | 1 | 1 | 1 | 1 | 1 | 1 | 1 | 1 | 1 | 1 | 1 | 0 | 0 | 0 | 0 | 0 | 0 | 0 | 0 | 0
[8 empty] | Open | 15 | 41 | 1 | 1 | 1 | 1 | 1 | 1 | 1 | 1 | 1 | 1 | 1 | 1 | 1 | 1 | 1 | 1 | 1 | 1 | 1 | 1 | 1 | 1 | 1 | 1 | 1 | 1 | 1 | 1 | 1 | 1 | 1 | 1 | 1 | 1 | 1 | 1 | 1 | 1 | 1 | 1 | 1 | 1 | 0 | 0 | 0 | 0 | 0 | 0 | 0 | 0
[8 empty] | Open | 15 | 42 | 1 | 1 | 1 | 1 | 1 | 1 | 1 | 1 | 1 | 1 | 1 | 1 | 1 | 1 | 1 | 1 | 1 | 1 | 1 | 1 | 1 | 1 | 1 | 1 | 1 | 1 | 1 | 1 | 1 | 1 | 1 | 1 | 1 | 1 | 1 | 1 | 1 | 1 | 1 | 1 | 1 | 1 | 1 | 0 | 0 | 0 | 0 | 0 | 0 | 0
[8 empty] | Open | 15 | 43 | 1 | 1 | 1 | 1 | 1 | 1 | 1 | 1 | 1 | 1 | 1 | 1 | 1 | 1 | 1 | 1 | 1 | 1 | 1 | 1 | 1 | 1 | 1 | 1 | 1 | 1 | 1 | 1 | 1 | 1 | 1 | 1 | 1 | 1 | 1 | 1 | 1 | 1 | 1 | 1 | 1 | 1 | 1 | 1 | 0 | 0 | 0 | 0 | 0 | 0
[8 empty] | Open | 15 | 44 | 1 | 1 | 1 | 1 | 1 | 1 | 1 | 1 | 1 | 1 | 1 | 1 | 1 | 1 | 1 | 1 | 1 | 1 | 1 | 1 | 1 | 1 | 1 | 1 | 1 | 1 | 1 | 1 | 1 | 1 | 1 | 1 | 1 | 1 | 1 | 1 | 1 | 1 | 1 | 1 | 1 | 1 | 1 | 1 | 1 | 0 | 0 | 0 | 0 | 0
[8 empty] | Open | 15 | 45 | 1 | 1 | 1 | 1 | 1 | 1 | 1 | 1 | 1 | 1 | 1 | 1 | 1 | 1 | 1 | 1 | 1 | 1 | 1 | 1 | 1 | 1 | 1 | 1 | 1 | 1 | 1 | 1 | 1 | 1 | 1 | 1 | 1 | 1 | 1 | 1 | 1 | 1 | 1 | 1 | 1 | 1 | 1 | 1 | 1 | 1 | 0 | 0 | 0 | 0
[8 empty] | Open | 15 | 46 | 1 | 1 | 1 | 1 | 1 | 1 | 1 | 1 | 1 | 1 | 1 | 1 | 1 | 1 | 1 | 1 | 1 | 1 | 1 | 1 | 1 | 1 | 1 | 1 | 1 | 1 | 1 | 1 | 1 | 1 | 1 | 1 | 1 | 1 | 1 | 1 | 1 | 1 | 1 | 1 | 1 | 1 | 1 | 1 | 1 | 1 | 1 | 0 | 0 | 0
[8 empty] | Open | 15 | 47 | 1 | 1 | 1 | 1 | 1 | 1 | 1 | 1 | 1 | 1 | 1 | 1 | 1 | 1 | 1 | 1 | 1 | 1 | 1 | 1 | 1 | 1 | 1 | 1 | 1 | 1 | 1 | 1 | 1 | 1 | 1 | 1 | 1 | 1 | 1 | 1 | 1 | 1 | 1 | 1 | 1 | 1 | 1 | 1 | 1 | 1 | 1 | 1 | 0 | 0
[8 empty] | Open | 15 | 48 | 1 | 1 | 1 | 1 | 1 | 1 | 1 | 1 | 1 | 1 | 1 | 1 | 1 | 1 | 1 | 1 | 1 | 1 | 1 | 1 | 1 | 1 | 1 | 1 | 1 | 1 | 1 | 1 | 1 | 1 | 1 | 1 | 1 | 1 | 1 | 1 | 1 | 1 | 1 | 1 | 1 | 1 | 1 | 1 | 1 | 1 | 1 | 1 | 1 | 0
[8 empty] | Open | 15 | 49 | bar: 2021 0 to 2070 49
[8 empty] | Open | 15 | 50 | bar: 2021 0 to 2070 49
[8 empty] | #REF! | 16 | 0 | 0 | 0 | 0 | 0 | 0 | 0 | 0 | 0 | 0 | 0 | 0 | 0 | 0 | 0 | 0 | 0 | 0 | 0 | 0 | 0 | 0 | 0 | 0 | 0 | 0 | 0 | 0 | 0 | 0 | 0 | 0 | 0 | 0 | 0 | 0 | 0 | 0 | 0 | 0 | 0 | 0 | 0 | 0 | 0 | 0 | 0 | 0 | 0 | 0 | 0
[8 empty] | #REF! | 16 | 1 | 0 | 0 | 0 | 0 | 0 | 0 | 0 | 0 | 0 | 0 | 0 | 0 | 0 | 0 | 0 | 0 | 0 | 0 | 0 | 0 | 0 | 0 | 0 | 0 | 0 | 0 | 0 | 0 | 0 | 0 | 0 | 0 | 0 | 0 | 0 | 0 | 0 | 0 | 0 | 0 | 0 | 0 | 0 | 0 | 0 | 0 | 0 | 0 | 0 | 0
[8 empty] | #REF! | 16 | 2 | 0 | 0 | 0 | 0 | 0 | 0 | 0 | 0 | 0 | 0 | 0 | 0 | 0 | 0 | 0 | 0 | 0 | 0 | 0 | 0 | 0 | 0 | 0 | 0 | 0 | 0 | 0 | 0 | 0 | 0 | 0 | 0 | 0 | 0 | 0 | 0 | 0 | 0 | 0 | 0 | 0 | 0 | 0 | 0 | 0 | 0 | 0 | 0 | 0 | 0
[8 empty] | #REF! | 16 | 3 | 0 | 0 | 0 | 0 | 0 | 0 | 0 | 0 | 0 | 0 | 0 | 0 | 0 | 0 | 0 | 0 | 0 | 0 | 0 | 0 | 0 | 0 | 0 | 0 | 0 | 0 | 0 | 0 | 0 | 0 | 0 | 0 | 0 | 0 | 0 | 0 | 0 | 0 | 0 | 0 | 0 | 0 | 0 | 0 | 0 | 0 | 0 | 0 | 0 | 0
[8 empty] | #REF! | 16 | 4 | 0 | 0 | 0 | 0 | 0 | 0 | 0 | 0 | 0 | 0 | 0 | 0 | 0 | 0 | 0 | 0 | 0 | 0 | 0 | 0 | 0 | 0 | 0 | 0 | 0 | 0 | 0 | 0 | 0 | 0 | 0 | 0 | 0 | 0 | 0 | 0 | 0 | 0 | 0 | 0 | 0 | 0 | 0 | 0 | 0 | 0 | 0 | 0 | 0 | 0
[8 empty] | #REF! | 16 | 5 | 0 | 0 | 0 | 0 | 0 | 0 | 0 | 0 | 0 | 0 | 0 | 0 | 0 | 0 | 0 | 0 | 0 | 0 | 0 | 0 | 0 | 0 | 0 | 0 | 0 | 0 | 0 | 0 | 0 | 0 | 0 | 0 | 0 | 0 | 0 | 0 | 0 | 0 | 0 | 0 | 0 | 0 | 0 | 0 | 0 | 0 | 0 | 0 | 0 | 0
[8 empty] | #REF! | 16 | 6 | 0 | 0 | 0 | 0 | 0 | 0 | 0 | 0 | 0 | 0 | 0 | 0 | 0 | 0 | 0 | 0 | 0 | 0 | 0 | 0 | 0 | 0 | 0 | 0 | 0 | 0 | 0 | 0 | 0 | 0 | 0 | 0 | 0 | 0 | 0 | 0 | 0 | 0 | 0 | 0 | 0 | 0 | 0 | 0 | 0 | 0 | 0 | 0 | 0 | 0
[8 empty] | #REF! | 16 | 7 | 0 | 0 | 0 | 0 | 0 | 0 | 0 | 0 | 0 | 0 | 0 | 0 | 0 | 0 | 0 | 0 | 0 | 0 | 0 | 0 | 0 | 0 | 0 | 0 | 0 | 0 | 0 | 0 | 0 | 0 | 0 | 0 | 0 | 0 | 0 | 0 | 0 | 0 | 0 | 0 | 0 | 0 | 0 | 0 | 0 | 0 | 0 | 0 | 0 | 0
[8 empty] | #REF! | 16 | 8 | 0 | 0 | 0 | 0 | 0 | 0 | 0 | 0 | 0 | 0 | 0 | 0 | 0 | 0 | 0 | 0 | 0 | 0 | 0 | 0 | 0 | 0 | 0 | 0 | 0 | 0 | 0 | 0 | 0 | 0 | 0 | 0 | 0 | 0 | 0 | 0 | 0 | 0 | 0 | 0 | 0 | 0 | 0 | 0 | 0 | 0 | 0 | 0 | 0 | 0
[8 empty] | #REF! | 16 | 9 | 0 | 0 | 0 | 0 | 0 | 0 | 0 | 0 | 0 | 0 | 0 | 0 | 0 | 0 | 0 | 0 | 0 | 0 | 0 | 0 | 0 | 0 | 0 | 0 | 0 | 0 | 0 | 0 | 0 | 0 | 0 | 0 | 0 | 0 | 0 | 0 | 0 | 0 | 0 | 0 | 0 | 0 | 0 | 0 | 0 | 0 | 0 | 0 | 0 | 0
[8 empty] | #REF! | 16 | 10 | 0 | 0 | 0 | 0 | 0 | 0 | 0 | 0 | 0 | 0 | 0 | 0 | 0 | 0 | 0 | 0 | 0 | 0 | 0 | 0 | 0 | 0 | 0 | 0 | 0 | 0 | 0 | 0 | 0 | 0 | 0 | 0 | 0 | 0 | 0 | 0 | 0 | 0 | 0 | 0 | 0 | 0 | 0 | 0 | 0 | 0 | 0 | 0 | 0 | 0
[8 empty] | #REF! | 16 | 11 | 0 | 0 | 0 | 0 | 0 | 0 | 0 | 0 | 0 | 0 | 0 | 0 | 0 | 0 | 0 | 0 | 0 | 0 | 0 | 0 | 0 | 0 | 0 | 0 | 0 | 0 | 0 | 0 | 0 | 0 | 0 | 0 | 0 | 0 | 0 | 0 | 0 | 0 | 0 | 0 | 0 | 0 | 0 | 0 | 0 | 0 | 0 | 0 | 0 | 0
[8 empty] | #REF! | 16 | 12 | 0 | 0 | 0 | 0 | 0 | 0 | 0 | 0 | 0 | 0 | 0 | 0 | 0 | 0 | 0 | 0 | 0 | 0 | 0 | 0 | 0 | 0 | 0 | 0 | 0 | 0 | 0 | 0 | 0 | 0 | 0 | 0 | 0 | 0 | 0 | 0 | 0 | 0 | 0 | 0 | 0 | 0 | 0 | 0 | 0 | 0 | 0 | 0 | 0 | 0
[8 empty] | #REF! | 16 | 13 | 0 | 0 | 0 | 0 | 0 | 0 | 0 | 0 | 0 | 0 | 0 | 0 | 0 | 0 | 0 | 0 | 0 | 0 | 0 | 0 | 0 | 0 | 0 | 0 | 0 | 0 | 0 | 0 | 0 | 0 | 0 | 0 | 0 | 0 | 0 | 0 | 0 | 0 | 0 | 0 | 0 | 0 | 0 | 0 | 0 | 0 | 0 | 0 | 0 | 0
[8 empty] | #REF! | 16 | 14 | 0 | 0 | 0 | 0 | 0 | 0 | 0 | 0 | 0 | 0 | 0 | 0 | 0 | 0 | 0 | 0 | 0 | 0 | 0 | 0 | 0 | 0 | 0 | 0 | 0 | 0 | 0 | 0 | 0 | 0 | 0 | 0 | 0 | 0 | 0 | 0 | 0 | 0 | 0 | 0 | 0 | 0 | 0 | 0 | 0 | 0 | 0 | 0 | 0 | 0
[8 empty] | #REF! | 16 | 15 | 0 | 0 | 0 | 0 | 0 | 0 | 0 | 0 | 0 | 0 | 0 | 0 | 0 | 0 | 0 | 0 | 0 | 0 | 0 | 0 | 0 | 0 | 0 | 0 | 0 | 0 | 0 | 0 | 0 | 0 | 0 | 0 | 0 | 0 | 0 | 0 | 0 | 0 | 0 | 0 | 0 | 0 | 0 | 0 | 0 | 0 | 0 | 0 | 0 | 0
[8 empty] | #REF! | 16 | 16 | 0 | 0 | 0 | 0 | 0 | 0 | 0 | 0 | 0 | 0 | 0 | 0 | 0 | 0 | 0 | 0 | 0 | 0 | 0 | 0 | 0 | 0 | 0 | 0 | 0 | 0 | 0 | 0 | 0 | 0 | 0 | 0 | 0 | 0 | 0 | 0 | 0 | 0 | 0 | 0 | 0 | 0 | 0 | 0 | 0 | 0 | 0 | 0 | 0 | 0
[8 empty] | #REF! | 16 | 17 | 0 | 0 | 0 | 0 | 0 | 0 | 0 | 0 | 0 | 0 | 0 | 0 | 0 | 0 | 0 | 0 | 0 | 0 | 0 | 0 | 0 | 0 | 0 | 0 | 0 | 0 | 0 | 0 | 0 | 0 | 0 | 0 | 0 | 0 | 0 | 0 | 0 | 0 | 0 | 0 | 0 | 0 | 0 | 0 | 0 | 0 | 0 | 0 | 0 | 0
[8 empty] | #REF! | 16 | 18 | 0 | 0 | 0 | 0 | 0 | 0 | 0 | 0 | 0 | 0 | 0 | 0 | 0 | 0 | 0 | 0 | 0 | 0 | 0 | 0 | 0 | 0 | 0 | 0 | 0 | 0 | 0 | 0 | 0 | 0 | 0 | 0 | 0 | 0 | 0 | 0 | 0 | 0 | 0 | 0 | 0 | 0 | 0 | 0 | 0 | 0 | 0 | 0 | 0 | 0
[8 empty] | #REF! | 16 | 19 | 0 | 0 | 0 | 0 | 0 | 0 | 0 | 0 | 0 | 0 | 0 | 0 | 0 | 0 | 0 | 0 | 0 | 0 | 0 | 0 | 0 | 0 | 0 | 0 | 0 | 0 | 0 | 0 | 0 | 0 | 0 | 0 | 0 | 0 | 0 | 0 | 0 | 0 | 0 | 0 | 0 | 0 | 0 | 0 | 0 | 0 | 0 | 0 | 0 | 0
[8 empty] | #REF! | 16 | 20 | 0 | 0 | 0 | 0 | 0 | 0 | 0 | 0 | 0 | 0 | 0 | 0 | 0 | 0 | 0 | 0 | 0 | 0 | 0 | 0 | 0 | 0 | 0 | 0 | 0 | 0 | 0 | 0 | 0 | 0 | 0 | 0 | 0 | 0 | 0 | 0 | 0 | 0 | 0 | 0 | 0 | 0 | 0 | 0 | 0 | 0 | 0 | 0 | 0 | 0
[8 empty] | #REF! | 16 | 21 | 0 | 0 | 0 | 0 | 0 | 0 | 0 | 0 | 0 | 0 | 0 | 0 | 0 | 0 | 0 | 0 | 0 | 0 | 0 | 0 | 0 | 0 | 0 | 0 | 0 | 0 | 0 | 0 | 0 | 0 | 0 | 0 | 0 | 0 | 0 | 0 | 0 | 0 | 0 | 0 | 0 | 0 | 0 | 0 | 0 | 0 | 0 | 0 | 0 | 0
[8 empty] | #REF! | 16 | 22 | 0 | 0 | 0 | 0 | 0 | 0 | 0 | 0 | 0 | 0 | 0 | 0 | 0 | 0 | 0 | 0 | 0 | 0 | 0 | 0 | 0 | 0 | 0 | 0 | 0 | 0 | 0 | 0 | 0 | 0 | 0 | 0 | 0 | 0 | 0 | 0 | 0 | 0 | 0 | 0 | 0 | 0 | 0 | 0 | 0 | 0 | 0 | 0 | 0 | 0
[8 empty] | #REF! | 16 | 23 | 0 | 0 | 0 | 0 | 0 | 0 | 0 | 0 | 0 | 0 | 0 | 0 | 0 | 0 | 0 | 0 | 0 | 0 | 0 | 0 | 0 | 0 | 0 | 0 | 0 | 0 | 0 | 0 | 0 | 0 | 0 | 0 | 0 | 0 | 0 | 0 | 0 | 0 | 0 | 0 | 0 | 0 | 0 | 0 | 0 | 0 | 0 | 0 | 0 | 0
[8 empty] | #REF! | 16 | 24 | 0 | 0 | 0 | 0 | 0 | 0 | 0 | 0 | 0 | 0 | 0 | 0 | 0 | 0 | 0 | 0 | 0 | 0 | 0 | 0 | 0 | 0 | 0 | 0 | 0 | 0 | 0 | 0 | 0 | 0 | 0 | 0 | 0 | 0 | 0 | 0 | 0 | 0 | 0 | 0 | 0 | 0 | 0 | 0 | 0 | 0 | 0 | 0 | 0 | 0
[8 empty] | #REF! | 16 | 25 | 0 | 0 | 0 | 0 | 0 | 0 | 0 | 0 | 0 | 0 | 0 | 0 | 0 | 0 | 0 | 0 | 0 | 0 | 0 | 0 | 0 | 0 | 0 | 0 | 0 | 0 | 0 | 0 | 0 | 0 | 0 | 0 | 0 | 0 | 0 | 0 | 0 | 0 | 0 | 0 | 0 | 0 | 0 | 0 | 0 | 0 | 0 | 0 | 0 | 0
[8 empty] | #REF! | 16 | 26 | 0 | 0 | 0 | 0 | 0 | 0 | 0 | 0 | 0 | 0 | 0 | 0 | 0 | 0 | 0 | 0 | 0 | 0 | 0 | 0 | 0 | 0 | 0 | 0 | 0 | 0 | 0 | 0 | 0 | 0 | 0 | 0 | 0 | 0 | 0 | 0 | 0 | 0 | 0 | 0 | 0 | 0 | 0 | 0 | 0 | 0 | 0 | 0 | 0 | 0
[8 empty] | #REF! | 16 | 27 | 0 | 0 | 0 | 0 | 0 | 0 | 0 | 0 | 0 | 0 | 0 | 0 | 0 | 0 | 0 | 0 | 0 | 0 | 0 | 0 | 0 | 0 | 0 | 0 | 0 | 0 | 0 | 0 | 0 | 0 | 0 | 0 | 0 | 0 | 0 | 0 | 0 | 0 | 0 | 0 | 0 | 0 | 0 | 0 | 0 | 0 | 0 | 0 | 0 | 0
[8 empty] | #REF! | 16 | 28 | 0 | 0 | 0 | 0 | 0 | 0 | 0 | 0 | 0 | 0 | 0 | 0 | 0 | 0 | 0 | 0 | 0 | 0 | 0 | 0 | 0 | 0 | 0 | 0 | 0 | 0 | 0 | 0 | 0 | 0 | 0 | 0 | 0 | 0 | 0 | 0 | 0 | 0 | 0 | 0 | 0 | 0 | 0 | 0 | 0 | 0 | 0 | 0 | 0 | 0
[8 empty] | #REF! | 16 | 29 | 0 | 0 | 0 | 0 | 0 | 0 | 0 | 0 | 0 | 0 | 0 | 0 | 0 | 0 | 0 | 0 | 0 | 0 | 0 | 0 | 0 | 0 | 0 | 0 | 0 | 0 | 0 | 0 | 0 | 0 | 0 | 0 | 0 | 0 | 0 | 0 | 0 | 0 | 0 | 0 | 0 | 0 | 0 | 0 | 0 | 0 | 0 | 0 | 0 | 0
[8 empty] | #REF! | 16 | 30 | 0 | 0 | 0 | 0 | 0 | 0 | 0 | 0 | 0 | 0 | 0 | 0 | 0 | 0 | 0 | 0 | 0 | 0 | 0 | 0 | 0 | 0 | 0 | 0 | 0 | 0 | 0 | 0 | 0 | 0 | 0 | 0 | 0 | 0 | 0 | 0 | 0 | 0 | 0 | 0 | 0 | 0 | 0 | 0 | 0 | 0 | 0 | 0 | 0 | 0
[8 empty] | #REF! | 16 | 31 | 0 | 0 | 0 | 0 | 0 | 0 | 0 | 0 | 0 | 0 | 0 | 0 | 0 | 0 | 0 | 0 | 0 | 0 | 0 | 0 | 0 | 0 | 0 | 0 | 0 | 0 | 0 | 0 | 0 | 0 | 0 | 0 | 0 | 0 | 0 | 0 | 0 | 0 | 0 | 0 | 0 | 0 | 0 | 0 | 0 | 0 | 0 | 0 | 0 | 0
[8 empty] | #REF! | 16 | 32 | 0 | 0 | 0 | 0 | 0 | 0 | 0 | 0 | 0 | 0 | 0 | 0 | 0 | 0 | 0 | 0 | 0 | 0 | 0 | 0 | 0 | 0 | 0 | 0 | 0 | 0 | 0 | 0 | 0 | 0 | 0 | 0 | 0 | 0 | 0 | 0 | 0 | 0 | 0 | 0 | 0 | 0 | 0 | 0 | 0 | 0 | 0 | 0 | 0 | 0
[8 empty] | #REF! | 16 | 33 | 0 | 0 | 0 | 0 | 0 | 0 | 0 | 0 | 0 | 0 | 0 | 0 | 0 | 0 | 0 | 0 | 0 | 0 | 0 | 0 | 0 | 0 | 0 | 0 | 0 | 0 | 0 | 0 | 0 | 0 | 0 | 0 | 0 | 0 | 0 | 0 | 0 | 0 | 0 | 0 | 0 | 0 | 0 | 0 | 0 | 0 | 0 | 0 | 0 | 0
[8 empty] | #REF! | 16 | 34 | 0 | 0 | 0 | 0 | 0 | 0 | 0 | 0 | 0 | 0 | 0 | 0 | 0 | 0 | 0 | 0 | 0 | 0 | 0 | 0 | 0 | 0 | 0 | 0 | 0 | 0 | 0 | 0 | 0 | 0 | 0 | 0 | 0 | 0 | 0 | 0 | 0 | 0 | 0 | 0 | 0 | 0 | 0 | 0 | 0 | 0 | 0 | 0 | 0 | 0
[8 empty] | #REF! | 16 | 35 | 0 | 0 | 0 | 0 | 0 | 0 | 0 | 0 | 0 | 0 | 0 | 0 | 0 | 0 | 0 | 0 | 0 | 0 | 0 | 0 | 0 | 0 | 0 | 0 | 0 | 0 | 0 | 0 | 0 | 0 | 0 | 0 | 0 | 0 | 0 | 0 | 0 | 0 | 0 | 0 | 0 | 0 | 0 | 0 | 0 | 0 | 0 | 0 | 0 | 0
[8 empty] | #REF! | 16 | 36 | 0 | 0 | 0 | 0 | 0 | 0 | 0 | 0 | 0 | 0 | 0 | 0 | 0 | 0 | 0 | 0 | 0 | 0 | 0 | 0 | 0 | 0 | 0 | 0 | 0 | 0 | 0 | 0 | 0 | 0 | 0 | 0 | 0 | 0 | 0 | 0 | 0 | 0 | 0 | 0 | 0 | 0 | 0 | 0 | 0 | 0 | 0 | 0 | 0 | 0
[8 empty] | #REF! | 16 | 37 | 0 | 0 | 0 | 0 | 0 | 0 | 0 | 0 | 0 | 0 | 0 | 0 | 0 | 0 | 0 | 0 | 0 | 0 | 0 | 0 | 0 | 0 | 0 | 0 | 0 | 0 | 0 | 0 | 0 | 0 | 0 | 0 | 0 | 0 | 0 | 0 | 0 | 0 | 0 | 0 | 0 | 0 | 0 | 0 | 0 | 0 | 0 | 0 | 0 | 0
[8 empty] | #REF! | 16 | 38 | 0 | 0 | 0 | 0 | 0 | 0 | 0 | 0 | 0 | 0 | 0 | 0 | 0 | 0 | 0 | 0 | 0 | 0 | 0 | 0 | 0 | 0 | 0 | 0 | 0 | 0 | 0 | 0 | 0 | 0 | 0 | 0 | 0 | 0 | 0 | 0 | 0 | 0 | 0 | 0 | 0 | 0 | 0 | 0 | 0 | 0 | 0 | 0 | 0 | 0
[8 empty] | #REF! | 16 | 39 | 0 | 0 | 0 | 0 | 0 | 0 | 0 | 0 | 0 | 0 | 0 | 0 | 0 | 0 | 0 | 0 | 0 | 0 | 0 | 0 | 0 | 0 | 0 | 0 | 0 | 0 | 0 | 0 | 0 | 0 | 0 | 0 | 0 | 0 | 0 | 0 | 0 | 0 | 0 | 0 | 0 | 0 | 0 | 0 | 0 | 0 | 0 | 0 | 0 | 0
[8 empty] | #REF! | 16 | 40 | 0 | 0 | 0 | 0 | 0 | 0 | 0 | 0 | 0 | 0 | 0 | 0 | 0 | 0 | 0 | 0 | 0 | 0 | 0 | 0 | 0 | 0 | 0 | 0 | 0 | 0 | 0 | 0 | 0 | 0 | 0 | 0 | 0 | 0 | 0 | 0 | 0 | 0 | 0 | 0 | 0 | 0 | 0 | 0 | 0 | 0 | 0 | 0 | 0 | 0
[8 empty] | #REF! | 16 | 41 | 0 | 0 | 0 | 0 | 0 | 0 | 0 | 0 | 0 | 0 | 0 | 0 | 0 | 0 | 0 | 0 | 0 | 0 | 0 | 0 | 0 | 0 | 0 | 0 | 0 | 0 | 0 | 0 | 0 | 0 | 0 | 0 | 0 | 0 | 0 | 0 | 0 | 0 | 0 | 0 | 0 | 0 | 0 | 0 | 0 | 0 | 0 | 0 | 0 | 0
[8 empty] | #REF! | 16 | 42 | 0 | 0 | 0 | 0 | 0 | 0 | 0 | 0 | 0 | 0 | 0 | 0 | 0 | 0 | 0 | 0 | 0 | 0 | 0 | 0 | 0 | 0 | 0 | 0 | 0 | 0 | 0 | 0 | 0 | 0 | 0 | 0 | 0 | 0 | 0 | 0 | 0 | 0 | 0 | 0 | 0 | 0 | 0 | 0 | 0 | 0 | 0 | 0 | 0 | 0
[8 empty] | #REF! | 16 | 43 | 0 | 0 | 0 | 0 | 0 | 0 | 0 | 0 | 0 | 0 | 0 | 0 | 0 | 0 | 0 | 0 | 0 | 0 | 0 | 0 | 0 | 0 | 0 | 0 | 0 | 0 | 0 | 0 | 0 | 0 | 0 | 0 | 0 | 0 | 0 | 0 | 0 | 0 | 0 | 0 | 0 | 0 | 0 | 0 | 0 | 0 | 0 | 0 | 0 | 0
[8 empty] | #REF! | 16 | 44 | 0 | 0 | 0 | 0 | 0 | 0 | 0 | 0 | 0 | 0 | 0 | 0 | 0 | 0 | 0 | 0 | 0 | 0 | 0 | 0 | 0 | 0 | 0 | 0 | 0 | 0 | 0 | 0 | 0 | 0 | 0 | 0 | 0 | 0 | 0 | 0 | 0 | 0 | 0 | 0 | 0 | 0 | 0 | 0 | 0 | 0 | 0 | 0 | 0 | 0
[8 empty] | #REF! | 16 | 45 | 0 | 0 | 0 | 0 | 0 | 0 | 0 | 0 | 0 | 0 | 0 | 0 | 0 | 0 | 0 | 0 | 0 | 0 | 0 | 0 | 0 | 0 | 0 | 0 | 0 | 0 | 0 | 0 | 0 | 0 | 0 | 0 | 0 | 0 | 0 | 0 | 0 | 0 | 0 | 0 | 0 | 0 | 0 | 0 | 0 | 0 | 0 | 0 | 0 | 0
[8 empty] | #REF! | 16 | 46 | 0 | 0 | 0 | 0 | 0 | 0 | 0 | 0 | 0 | 0 | 0 | 0 | 0 | 0 | 0 | 0 | 0 | 0 | 0 | 0 | 0 | 0 | 0 | 0 | 0 | 0 | 0 | 0 | 0 | 0 | 0 | 0 | 0 | 0 | 0 | 0 | 0 | 0 | 0 | 0 | 0 | 0 | 0 | 0 | 0 | 0 | 0 | 0 | 0 | 0
[8 empty] | #REF! | 16 | 47 | 0 | 0 | 0 | 0 | 0 | 0 | 0 | 0 | 0 | 0 | 0 | 0 | 0 | 0 | 0 | 0 | 0 | 0 | 0 | 0 | 0 | 0 | 0 | 0 | 0 | 0 | 0 | 0 | 0 | 0 | 0 | 0 | 0 | 0 | 0 | 0 | 0 | 0 | 0 | 0 | 0 | 0 | 0 | 0 | 0 | 0 | 0 | 0 | 0 | 0
[8 empty] | #REF! | 16 | 48 | 0 | 0 | 0 | 0 | 0 | 0 | 0 | 0 | 0 | 0 | 0 | 0 | 0 | 0 | 0 | 0 | 0 | 0 | 0 | 0 | 0 | 0 | 0 | 0 | 0 | 0 | 0 | 0 | 0 | 0 | 0 | 0 | 0 | 0 | 0 | 0 | 0 | 0 | 0 | 0 | 0 | 0 | 0 | 0 | 0 | 0 | 0 | 0 | 0 | 0
[8 empty] | #REF! | 16 | 49 | 0 | 0 | 0 | 0 | 0 | 0 | 0 | 0 | 0 | 0 | 0 | 0 | 0 | 0 | 0 | 0 | 0 | 0 | 0 | 0 | 0 | 0 | 0 | 0 | 0 | 0 | 0 | 0 | 0 | 0 | 0 | 0 | 0 | 0 | 0 | 0 | 0 | 0 | 0 | 0 | 0 | 0 | 0 | 0 | 0 | 0 | 0 | 0 | 0 | 0
[8 empty] | #REF! | 16 | 50 | 0 | 0 | 0 | 0 | 0 | 0 | 0 | 0 | 0 | 0 | 0 | 0 | 0 | 0 | 0 | 0 | 0 | 0 | 0 | 0 | 0 | 0 | 0 | 0 | 0 | 0 | 0 | 0 | 0 | 0 | 0 | 0 | 0 | 0 | 0 | 0 | 0 | 0 | 0 | 0 | 0 | 0 | 0 | 0 | 0 | 0 | 0 | 0 | 0 | 0
[8 empty] | #REF! | 17 | 0 | 0 | 0 | 0 | 0 | 0 | 0 | 0 | 0 | 0 | 0 | 0 | 0 | 0 | 0 | 0 | 0 | 0 | 0 | 0 | 0 | 0 | 0 | 0 | 0 | 0 | 0 | 0 | 0 | 0 | 0 | 0 | 0 | 0 | 0 | 0 | 0 | 0 | 0 | 0 | 0 | 0 | 0 | 0 | 0 | 0 | 0 | 0 | 0 | 0 | 0
[8 empty] | #REF! | 17 | 1 | 0 | 0 | 0 | 0 | 0 | 0 | 0 | 0 | 0 | 0 | 0 | 0 | 0 | 0 | 0 | 0 | 0 | 0 | 0 | 0 | 0 | 0 | 0 | 0 | 0 | 0 | 0 | 0 | 0 | 0 | 0 | 0 | 0 | 0 | 0 | 0 | 0 | 0 | 0 | 0 | 0 | 0 | 0 | 0 | 0 | 0 | 0 | 0 | 0 | 0
[8 empty] | #REF! | 17 | 2 | 0 | 0 | 0 | 0 | 0 | 0 | 0 | 0 | 0 | 0 | 0 | 0 | 0 | 0 | 0 | 0 | 0 | 0 | 0 | 0 | 0 | 0 | 0 | 0 | 0 | 0 | 0 | 0 | 0 | 0 | 0 | 0 | 0 | 0 | 0 | 0 | 0 | 0 | 0 | 0 | 0 | 0 | 0 | 0 | 0 | 0 | 0 | 0 | 0 | 0
[8 empty] | #REF! | 17 | 3 | 0 | 0 | 0 | 0 | 0 | 0 | 0 | 0 | 0 | 0 | 0 | 0 | 0 | 0 | 0 | 0 | 0 | 0 | 0 | 0 | 0 | 0 | 0 | 0 | 0 | 0 | 0 | 0 | 0 | 0 | 0 | 0 | 0 | 0 | 0 | 0 | 0 | 0 | 0 | 0 | 0 | 0 | 0 | 0 | 0 | 0 | 0 | 0 | 0 | 0
[8 empty] | #REF! | 17 | 4 | 0 | 0 | 0 | 0 | 0 | 0 | 0 | 0 | 0 | 0 | 0 | 0 | 0 | 0 | 0 | 0 | 0 | 0 | 0 | 0 | 0 | 0 | 0 | 0 | 0 | 0 | 0 | 0 | 0 | 0 | 0 | 0 | 0 | 0 | 0 | 0 | 0 | 0 | 0 | 0 | 0 | 0 | 0 | 0 | 0 | 0 | 0 | 0 | 0 | 0
[8 empty] | #REF! | 17 | 5 | 0 | 0 | 0 | 0 | 0 | 0 | 0 | 0 | 0 | 0 | 0 | 0 | 0 | 0 | 0 | 0 | 0 | 0 | 0 | 0 | 0 | 0 | 0 | 0 | 0 | 0 | 0 | 0 | 0 | 0 | 0 | 0 | 0 | 0 | 0 | 0 | 0 | 0 | 0 | 0 | 0 | 0 | 0 | 0 | 0 | 0 | 0 | 0 | 0 | 0
[8 empty] | #REF! | 17 | 6 | 0 | 0 | 0 | 0 | 0 | 0 | 0 | 0 | 0 | 0 | 0 | 0 | 0 | 0 | 0 | 0 | 0 | 0 | 0 | 0 | 0 | 0 | 0 | 0 | 0 | 0 | 0 | 0 | 0 | 0 | 0 | 0 | 0 | 0 | 0 | 0 | 0 | 0 | 0 | 0 | 0 | 0 | 0 | 0 | 0 | 0 | 0 | 0 | 0 | 0
[8 empty] | #REF! | 17 | 7 | 0 | 0 | 0 | 0 | 0 | 0 | 0 | 0 | 0 | 0 | 0 | 0 | 0 | 0 | 0 | 0 | 0 | 0 | 0 | 0 | 0 | 0 | 0 | 0 | 0 | 0 | 0 | 0 | 0 | 0 | 0 | 0 | 0 | 0 | 0 | 0 | 0 | 0 | 0 | 0 | 0 | 0 | 0 | 0 | 0 | 0 | 0 | 0 | 0 | 0
[8 empty] | #REF! | 17 | 8 | 0 | 0 | 0 | 0 | 0 | 0 | 0 | 0 | 0 | 0 | 0 | 0 | 0 | 0 | 0 | 0 | 0 | 0 | 0 | 0 | 0 | 0 | 0 | 0 | 0 | 0 | 0 | 0 | 0 | 0 | 0 | 0 | 0 | 0 | 0 | 0 | 0 | 0 | 0 | 0 | 0 | 0 | 0 | 0 | 0 | 0 | 0 | 0 | 0 | 0
[8 empty] | #REF! | 17 | 9 | 0 | 0 | 0 | 0 | 0 | 0 | 0 | 0 | 0 | 0 | 0 | 0 | 0 | 0 | 0 | 0 | 0 | 0 | 0 | 0 | 0 | 0 | 0 | 0 | 0 | 0 | 0 | 0 | 0 | 0 | 0 | 0 | 0 | 0 | 0 | 0 | 0 | 0 | 0 | 0 | 0 | 0 | 0 | 0 | 0 | 0 | 0 | 0 | 0 | 0
[8 empty] | #REF! | 17 | 10 | 0 | 0 | 0 | 0 | 0 | 0 | 0 | 0 | 0 | 0 | 0 | 0 | 0 | 0 | 0 | 0 | 0 | 0 | 0 | 0 | 0 | 0 | 0 | 0 | 0 | 0 | 0 | 0 | 0 | 0 | 0 | 0 | 0 | 0 | 0 | 0 | 0 | 0 | 0 | 0 | 0 | 0 | 0 | 0 | 0 | 0 | 0 | 0 | 0 | 0
[8 empty] | #REF! | 17 | 11 | 0 | 0 | 0 | 0 | 0 | 0 | 0 | 0 | 0 | 0 | 0 | 0 | 0 | 0 | 0 | 0 | 0 | 0 | 0 | 0 | 0 | 0 | 0 | 0 | 0 | 0 | 0 | 0 | 0 | 0 | 0 | 0 | 0 | 0 | 0 | 0 | 0 | 0 | 0 | 0 | 0 | 0 | 0 | 0 | 0 | 0 | 0 | 0 | 0 | 0
[8 empty] | #REF! | 17 | 12 | 0 | 0 | 0 | 0 | 0 | 0 | 0 | 0 | 0 | 0 | 0 | 0 | 0 | 0 | 0 | 0 | 0 | 0 | 0 | 0 | 0 | 0 | 0 | 0 | 0 | 0 | 0 | 0 | 0 | 0 | 0 | 0 | 0 | 0 | 0 | 0 | 0 | 0 | 0 | 0 | 0 | 0 | 0 | 0 | 0 | 0 | 0 | 0 | 0 | 0
[8 empty] | #REF! | 17 | 13 | 0 | 0 | 0 | 0 | 0 | 0 | 0 | 0 | 0 | 0 | 0 | 0 | 0 | 0 | 0 | 0 | 0 | 0 | 0 | 0 | 0 | 0 | 0 | 0 | 0 | 0 | 0 | 0 | 0 | 0 | 0 | 0 | 0 | 0 | 0 | 0 | 0 | 0 | 0 | 0 | 0 | 0 | 0 | 0 | 0 | 0 | 0 | 0 | 0 | 0
[8 empty] | #REF! | 17 | 14 | 0 | 0 | 0 | 0 | 0 | 0 | 0 | 0 | 0 | 0 | 0 | 0 | 0 | 0 | 0 | 0 | 0 | 0 | 0 | 0 | 0 | 0 | 0 | 0 | 0 | 0 | 0 | 0 | 0 | 0 | 0 | 0 | 0 | 0 | 0 | 0 | 0 | 0 | 0 | 0 | 0 | 0 | 0 | 0 | 0 | 0 | 0 | 0 | 0 | 0
[8 empty] | #REF! | 17 | 15 | 0 | 0 | 0 | 0 | 0 | 0 | 0 | 0 | 0 | 0 | 0 | 0 | 0 | 0 | 0 | 0 | 0 | 0 | 0 | 0 | 0 | 0 | 0 | 0 | 0 | 0 | 0 | 0 | 0 | 0 | 0 | 0 | 0 | 0 | 0 | 0 | 0 | 0 | 0 | 0 | 0 | 0 | 0 | 0 | 0 | 0 | 0 | 0 | 0 | 0
[8 empty] | #REF! | 17 | 16 | 0 | 0 | 0 | 0 | 0 | 0 | 0 | 0 | 0 | 0 | 0 | 0 | 0 | 0 | 0 | 0 | 0 | 0 | 0 | 0 | 0 | 0 | 0 | 0 | 0 | 0 | 0 | 0 | 0 | 0 | 0 | 0 | 0 | 0 | 0 | 0 | 0 | 0 | 0 | 0 | 0 | 0 | 0 | 0 | 0 | 0 | 0 | 0 | 0 | 0
[8 empty] | #REF! | 17 | 17 | 0 | 0 | 0 | 0 | 0 | 0 | 0 | 0 | 0 | 0 | 0 | 0 | 0 | 0 | 0 | 0 | 0 | 0 | 0 | 0 | 0 | 0 | 0 | 0 | 0 | 0 | 0 | 0 | 0 | 0 | 0 | 0 | 0 | 0 | 0 | 0 | 0 | 0 | 0 | 0 | 0 | 0 | 0 | 0 | 0 | 0 | 0 | 0 | 0 | 0
[8 empty] | #REF! | 17 | 18 | 0 | 0 | 0 | 0 | 0 | 0 | 0 | 0 | 0 | 0 | 0 | 0 | 0 | 0 | 0 | 0 | 0 | 0 | 0 | 0 | 0 | 0 | 0 | 0 | 0 | 0 | 0 | 0 | 0 | 0 | 0 | 0 | 0 | 0 | 0 | 0 | 0 | 0 | 0 | 0 | 0 | 0 | 0 | 0 | 0 | 0 | 0 | 0 | 0 | 0
[8 empty] | #REF! | 17 | 19 | 0 | 0 | 0 | 0 | 0 | 0 | 0 | 0 | 0 | 0 | 0 | 0 | 0 | 0 | 0 | 0 | 0 | 0 | 0 | 0 | 0 | 0 | 0 | 0 | 0 | 0 | 0 | 0 | 0 | 0 | 0 | 0 | 0 | 0 | 0 | 0 | 0 | 0 | 0 | 0 | 0 | 0 | 0 | 0 | 0 | 0 | 0 | 0 | 0 | 0
[8 empty] | #REF! | 17 | 20 | 0 | 0 | 0 | 0 | 0 | 0 | 0 | 0 | 0 | 0 | 0 | 0 | 0 | 0 | 0 | 0 | 0 | 0 | 0 | 0 | 0 | 0 | 0 | 0 | 0 | 0 | 0 | 0 | 0 | 0 | 0 | 0 | 0 | 0 | 0 | 0 | 0 | 0 | 0 | 0 | 0 | 0 | 0 | 0 | 0 | 0 | 0 | 0 | 0 | 0
[8 empty] | #REF! | 17 | 21 | 0 | 0 | 0 | 0 | 0 | 0 | 0 | 0 | 0 | 0 | 0 | 0 | 0 | 0 | 0 | 0 | 0 | 0 | 0 | 0 | 0 | 0 | 0 | 0 | 0 | 0 | 0 | 0 | 0 | 0 | 0 | 0 | 0 | 0 | 0 | 0 | 0 | 0 | 0 | 0 | 0 | 0 | 0 | 0 | 0 | 0 | 0 | 0 | 0 | 0
[8 empty] | #REF! | 17 | 22 | 0 | 0 | 0 | 0 | 0 | 0 | 0 | 0 | 0 | 0 | 0 | 0 | 0 | 0 | 0 | 0 | 0 | 0 | 0 | 0 | 0 | 0 | 0 | 0 | 0 | 0 | 0 | 0 | 0 | 0 | 0 | 0 | 0 | 0 | 0 | 0 | 0 | 0 | 0 | 0 | 0 | 0 | 0 | 0 | 0 | 0 | 0 | 0 | 0 | 0
[8 empty] | #REF! | 17 | 23 | 0 | 0 | 0 | 0 | 0 | 0 | 0 | 0 | 0 | 0 | 0 | 0 | 0 | 0 | 0 | 0 | 0 | 0 | 0 | 0 | 0 | 0 | 0 | 0 | 0 | 0 | 0 | 0 | 0 | 0 | 0 | 0 | 0 | 0 | 0 | 0 | 0 | 0 | 0 | 0 | 0 | 0 | 0 | 0 | 0 | 0 | 0 | 0 | 0 | 0
[8 empty] | #REF! | 17 | 24 | 0 | 0 | 0 | 0 | 0 | 0 | 0 | 0 | 0 | 0 | 0 | 0 | 0 | 0 | 0 | 0 | 0 | 0 | 0 | 0 | 0 | 0 | 0 | 0 | 0 | 0 | 0 | 0 | 0 | 0 | 0 | 0 | 0 | 0 | 0 | 0 | 0 | 0 | 0 | 0 | 0 | 0 | 0 | 0 | 0 | 0 | 0 | 0 | 0 | 0
[8 empty] | #REF! | 17 | 25 | 0 | 0 | 0 | 0 | 0 | 0 | 0 | 0 | 0 | 0 | 0 | 0 | 0 | 0 | 0 | 0 | 0 | 0 | 0 | 0 | 0 | 0 | 0 | 0 | 0 | 0 | 0 | 0 | 0 | 0 | 0 | 0 | 0 | 0 | 0 | 0 | 0 | 0 | 0 | 0 | 0 | 0 | 0 | 0 | 0 | 0 | 0 | 0 | 0 | 0
[8 empty] | #REF! | 17 | 26 | 0 | 0 | 0 | 0 | 0 | 0 | 0 | 0 | 0 | 0 | 0 | 0 | 0 | 0 | 0 | 0 | 0 | 0 | 0 | 0 | 0 | 0 | 0 | 0 | 0 | 0 | 0 | 0 | 0 | 0 | 0 | 0 | 0 | 0 | 0 | 0 | 0 | 0 | 0 | 0 | 0 | 0 | 0 | 0 | 0 | 0 | 0 | 0 | 0 | 0
[8 empty] | #REF! | 17 | 27 | 0 | 0 | 0 | 0 | 0 | 0 | 0 | 0 | 0 | 0 | 0 | 0 | 0 | 0 | 0 | 0 | 0 | 0 | 0 | 0 | 0 | 0 | 0 | 0 | 0 | 0 | 0 | 0 | 0 | 0 | 0 | 0 | 0 | 0 | 0 | 0 | 0 | 0 | 0 | 0 | 0 | 0 | 0 | 0 | 0 | 0 | 0 | 0 | 0 | 0
[8 empty] | #REF! | 17 | 28 | 0 | 0 | 0 | 0 | 0 | 0 | 0 | 0 | 0 | 0 | 0 | 0 | 0 | 0 | 0 | 0 | 0 | 0 | 0 | 0 | 0 | 0 | 0 | 0 | 0 | 0 | 0 | 0 | 0 | 0 | 0 | 0 | 0 | 0 | 0 | 0 | 0 | 0 | 0 | 0 | 0 | 0 | 0 | 0 | 0 | 0 | 0 | 0 | 0 | 0
[8 empty] | #REF! | 17 | 29 | 0 | 0 | 0 | 0 | 0 | 0 | 0 | 0 | 0 | 0 | 0 | 0 | 0 | 0 | 0 | 0 | 0 | 0 | 0 | 0 | 0 | 0 | 0 | 0 | 0 | 0 | 0 | 0 | 0 | 0 | 0 | 0 | 0 | 0 | 0 | 0 | 0 | 0 | 0 | 0 | 0 | 0 | 0 | 0 | 0 | 0 | 0 | 0 | 0 | 0
[8 empty] | #REF! | 17 | 30 | 0 | 0 | 0 | 0 | 0 | 0 | 0 | 0 | 0 | 0 | 0 | 0 | 0 | 0 | 0 | 0 | 0 | 0 | 0 | 0 | 0 | 0 | 0 | 0 | 0 | 0 | 0 | 0 | 0 | 0 | 0 | 0 | 0 | 0 | 0 | 0 | 0 | 0 | 0 | 0 | 0 | 0 | 0 | 0 | 0 | 0 | 0 | 0 | 0 | 0
[8 empty] | #REF! | 17 | 31 | 0 | 0 | 0 | 0 | 0 | 0 | 0 | 0 | 0 | 0 | 0 | 0 | 0 | 0 | 0 | 0 | 0 | 0 | 0 | 0 | 0 | 0 | 0 | 0 | 0 | 0 | 0 | 0 | 0 | 0 | 0 | 0 | 0 | 0 | 0 | 0 | 0 | 0 | 0 | 0 | 0 | 0 | 0 | 0 | 0 | 0 | 0 | 0 | 0 | 0
[8 empty] | #REF! | 17 | 32 | 0 | 0 | 0 | 0 | 0 | 0 | 0 | 0 | 0 | 0 | 0 | 0 | 0 | 0 | 0 | 0 | 0 | 0 | 0 | 0 | 0 | 0 | 0 | 0 | 0 | 0 | 0 | 0 | 0 | 0 | 0 | 0 | 0 | 0 | 0 | 0 | 0 | 0 | 0 | 0 | 0 | 0 | 0 | 0 | 0 | 0 | 0 | 0 | 0 | 0
[8 empty] | #REF! | 17 | 33 | 0 | 0 | 0 | 0 | 0 | 0 | 0 | 0 | 0 | 0 | 0 | 0 | 0 | 0 | 0 | 0 | 0 | 0 | 0 | 0 | 0 | 0 | 0 | 0 | 0 | 0 | 0 | 0 | 0 | 0 | 0 | 0 | 0 | 0 | 0 | 0 | 0 | 0 | 0 | 0 | 0 | 0 | 0 | 0 | 0 | 0 | 0 | 0 | 0 | 0
[8 empty] | #REF! | 17 | 34 | 0 | 0 | 0 | 0 | 0 | 0 | 0 | 0 | 0 | 0 | 0 | 0 | 0 | 0 | 0 | 0 | 0 | 0 | 0 | 0 | 0 | 0 | 0 | 0 | 0 | 0 | 0 | 0 | 0 | 0 | 0 | 0 | 0 | 0 | 0 | 0 | 0 | 0 | 0 | 0 | 0 | 0 | 0 | 0 | 0 | 0 | 0 | 0 | 0 | 0
[8 empty] | #REF! | 17 | 35 | 0 | 0 | 0 | 0 | 0 | 0 | 0 | 0 | 0 | 0 | 0 | 0 | 0 | 0 | 0 | 0 | 0 | 0 | 0 | 0 | 0 | 0 | 0 | 0 | 0 | 0 | 0 | 0 | 0 | 0 | 0 | 0 | 0 | 0 | 0 | 0 | 0 | 0 | 0 | 0 | 0 | 0 | 0 | 0 | 0 | 0 | 0 | 0 | 0 | 0
[8 empty] | #REF! | 17 | 36 | 0 | 0 | 0 | 0 | 0 | 0 | 0 | 0 | 0 | 0 | 0 | 0 | 0 | 0 | 0 | 0 | 0 | 0 | 0 | 0 | 0 | 0 | 0 | 0 | 0 | 0 | 0 | 0 | 0 | 0 | 0 | 0 | 0 | 0 | 0 | 0 | 0 | 0 | 0 | 0 | 0 | 0 | 0 | 0 | 0 | 0 | 0 | 0 | 0 | 0
[8 empty] | #REF! | 17 | 37 | 0 | 0 | 0 | 0 | 0 | 0 | 0 | 0 | 0 | 0 | 0 | 0 | 0 | 0 | 0 | 0 | 0 | 0 | 0 | 0 | 0 | 0 | 0 | 0 | 0 | 0 | 0 | 0 | 0 | 0 | 0 | 0 | 0 | 0 | 0 | 0 | 0 | 0 | 0 | 0 | 0 | 0 | 0 | 0 | 0 | 0 | 0 | 0 | 0 | 0
[8 empty] | #REF! | 17 | 38 | 0 | 0 | 0 | 0 | 0 | 0 | 0 | 0 | 0 | 0 | 0 | 0 | 0 | 0 | 0 | 0 | 0 | 0 | 0 | 0 | 0 | 0 | 0 | 0 | 0 | 0 | 0 | 0 | 0 | 0 | 0 | 0 | 0 | 0 | 0 | 0 | 0 | 0 | 0 | 0 | 0 | 0 | 0 | 0 | 0 | 0 | 0 | 0 | 0 | 0
[8 empty] | #REF! | 17 | 39 | 0 | 0 | 0 | 0 | 0 | 0 | 0 | 0 | 0 | 0 | 0 | 0 | 0 | 0 | 0 | 0 | 0 | 0 | 0 | 0 | 0 | 0 | 0 | 0 | 0 | 0 | 0 | 0 | 0 | 0 | 0 | 0 | 0 | 0 | 0 | 0 | 0 | 0 | 0 | 0 | 0 | 0 | 0 | 0 | 0 | 0 | 0 | 0 | 0 | 0
[8 empty] | #REF! | 17 | 40 | 0 | 0 | 0 | 0 | 0 | 0 | 0 | 0 | 0 | 0 | 0 | 0 | 0 | 0 | 0 | 0 | 0 | 0 | 0 | 0 | 0 | 0 | 0 | 0 | 0 | 0 | 0 | 0 | 0 | 0 | 0 | 0 | 0 | 0 | 0 | 0 | 0 | 0 | 0 | 0 | 0 | 0 | 0 | 0 | 0 | 0 | 0 | 0 | 0 | 0
[8 empty] | #REF! | 17 | 41 | 0 | 0 | 0 | 0 | 0 | 0 | 0 | 0 | 0 | 0 | 0 | 0 | 0 | 0 | 0 | 0 | 0 | 0 | 0 | 0 | 0 | 0 | 0 | 0 | 0 | 0 | 0 | 0 | 0 | 0 | 0 | 0 | 0 | 0 | 0 | 0 | 0 | 0 | 0 | 0 | 0 | 0 | 0 | 0 | 0 | 0 | 0 | 0 | 0 | 0
[8 empty] | #REF! | 17 | 42 | 0 | 0 | 0 | 0 | 0 | 0 | 0 | 0 | 0 | 0 | 0 | 0 | 0 | 0 | 0 | 0 | 0 | 0 | 0 | 0 | 0 | 0 | 0 | 0 | 0 | 0 | 0 | 0 | 0 | 0 | 0 | 0 | 0 | 0 | 0 | 0 | 0 | 0 | 0 | 0 | 0 | 0 | 0 | 0 | 0 | 0 | 0 | 0 | 0 | 0
[8 empty] | #REF! | 17 | 43 | 0 | 0 | 0 | 0 | 0 | 0 | 0 | 0 | 0 | 0 | 0 | 0 | 0 | 0 | 0 | 0 | 0 | 0 | 0 | 0 | 0 | 0 | 0 | 0 | 0 | 0 | 0 | 0 | 0 | 0 | 0 | 0 | 0 | 0 | 0 | 0 | 0 | 0 | 0 | 0 | 0 | 0 | 0 | 0 | 0 | 0 | 0 | 0 | 0 | 0
[8 empty] | #REF! | 17 | 44 | 0 | 0 | 0 | 0 | 0 | 0 | 0 | 0 | 0 | 0 | 0 | 0 | 0 | 0 | 0 | 0 | 0 | 0 | 0 | 0 | 0 | 0 | 0 | 0 | 0 | 0 | 0 | 0 | 0 | 0 | 0 | 0 | 0 | 0 | 0 | 0 | 0 | 0 | 0 | 0 | 0 | 0 | 0 | 0 | 0 | 0 | 0 | 0 | 0 | 0
[8 empty] | #REF! | 17 | 45 | 0 | 0 | 0 | 0 | 0 | 0 | 0 | 0 | 0 | 0 | 0 | 0 | 0 | 0 | 0 | 0 | 0 | 0 | 0 | 0 | 0 | 0 | 0 | 0 | 0 | 0 | 0 | 0 | 0 | 0 | 0 | 0 | 0 | 0 | 0 | 0 | 0 | 0 | 0 | 0 | 0 | 0 | 0 | 0 | 0 | 0 | 0 | 0 | 0 | 0
[8 empty] | #REF! | 17 | 46 | 0 | 0 | 0 | 0 | 0 | 0 | 0 | 0 | 0 | 0 | 0 | 0 | 0 | 0 | 0 | 0 | 0 | 0 | 0 | 0 | 0 | 0 | 0 | 0 | 0 | 0 | 0 | 0 | 0 | 0 | 0 | 0 | 0 | 0 | 0 | 0 | 0 | 0 | 0 | 0 | 0 | 0 | 0 | 0 | 0 | 0 | 0 | 0 | 0 | 0
[8 empty] | #REF! | 17 | 47 | 0 | 0 | 0 | 0 | 0 | 0 | 0 | 0 | 0 | 0 | 0 | 0 | 0 | 0 | 0 | 0 | 0 | 0 | 0 | 0 | 0 | 0 | 0 | 0 | 0 | 0 | 0 | 0 | 0 | 0 | 0 | 0 | 0 | 0 | 0 | 0 | 0 | 0 | 0 | 0 | 0 | 0 | 0 | 0 | 0 | 0 | 0 | 0 | 0 | 0
[8 empty] | #REF! | 17 | 48 | 0 | 0 | 0 | 0 | 0 | 0 | 0 | 0 | 0 | 0 | 0 | 0 | 0 | 0 | 0 | 0 | 0 | 0 | 0 | 0 | 0 | 0 | 0 | 0 | 0 | 0 | 0 | 0 | 0 | 0 | 0 | 0 | 0 | 0 | 0 | 0 | 0 | 0 | 0 | 0 | 0 | 0 | 0 | 0 | 0 | 0 | 0 | 0 | 0 | 0
[8 empty] | #REF! | 17 | 49 | 0 | 0 | 0 | 0 | 0 | 0 | 0 | 0 | 0 | 0 | 0 | 0 | 0 | 0 | 0 | 0 | 0 | 0 | 0 | 0 | 0 | 0 | 0 | 0 | 0 | 0 | 0 | 0 | 0 | 0 | 0 | 0 | 0 | 0 | 0 | 0 | 0 | 0 | 0 | 0 | 0 | 0 | 0 | 0 | 0 | 0 | 0 | 0 | 0 | 0
[8 empty] | #REF! | 17 | 50 | 0 | 0 | 0 | 0 | 0 | 0 | 0 | 0 | 0 | 0 | 0 | 0 | 0 | 0 | 0 | 0 | 0 | 0 | 0 | 0 | 0 | 0 | 0 | 0 | 0 | 0 | 0 | 0 | 0 | 0 | 0 | 0 | 0 | 0 | 0 | 0 | 0 | 0 | 0 | 0 | 0 | 0 | 0 | 0 | 0 | 0 | 0 | 0 | 0 | 0
[8 empty] | #REF! | 18 | 0 | 0 | 0 | 0 | 0 | 0 | 0 | 0 | 0 | 0 | 0 | 0 | 0 | 0 | 0 | 0 | 0 | 0 | 0 | 0 | 0 | 0 | 0 | 0 | 0 | 0 | 0 | 0 | 0 | 0 | 0 | 0 | 0 | 0 | 0 | 0 | 0 | 0 | 0 | 0 | 0 | 0 | 0 | 0 | 0 | 0 | 0 | 0 | 0 | 0 | 0
[8 empty] | #REF! | 18 | 1 | 0 | 0 | 0 | 0 | 0 | 0 | 0 | 0 | 0 | 0 | 0 | 0 | 0 | 0 | 0 | 0 | 0 | 0 | 0 | 0 | 0 | 0 | 0 | 0 | 0 | 0 | 0 | 0 | 0 | 0 | 0 | 0 | 0 | 0 | 0 | 0 | 0 | 0 | 0 | 0 | 0 | 0 | 0 | 0 | 0 | 0 | 0 | 0 | 0 | 0
[8 empty] | #REF! | 18 | 2 | 0 | 0 | 0 | 0 | 0 | 0 | 0 | 0 | 0 | 0 | 0 | 0 | 0 | 0 | 0 | 0 | 0 | 0 | 0 | 0 | 0 | 0 | 0 | 0 | 0 | 0 | 0 | 0 | 0 | 0 | 0 | 0 | 0 | 0 | 0 | 0 | 0 | 0 | 0 | 0 | 0 | 0 | 0 | 0 | 0 | 0 | 0 | 0 | 0 | 0
[8 empty] | #REF! | 18 | 3 | 0 | 0 | 0 | 0 | 0 | 0 | 0 | 0 | 0 | 0 | 0 | 0 | 0 | 0 | 0 | 0 | 0 | 0 | 0 | 0 | 0 | 0 | 0 | 0 | 0 | 0 | 0 | 0 | 0 | 0 | 0 | 0 | 0 | 0 | 0 | 0 | 0 | 0 | 0 | 0 | 0 | 0 | 0 | 0 | 0 | 0 | 0 | 0 | 0 | 0
[8 empty] | #REF! | 18 | 4 | 0 | 0 | 0 | 0 | 0 | 0 | 0 | 0 | 0 | 0 | 0 | 0 | 0 | 0 | 0 | 0 | 0 | 0 | 0 | 0 | 0 | 0 | 0 | 0 | 0 | 0 | 0 | 0 | 0 | 0 | 0 | 0 | 0 | 0 | 0 | 0 | 0 | 0 | 0 | 0 | 0 | 0 | 0 | 0 | 0 | 0 | 0 | 0 | 0 | 0
[8 empty] | #REF! | 18 | 5 | 0 | 0 | 0 | 0 | 0 | 0 | 0 | 0 | 0 | 0 | 0 | 0 | 0 | 0 | 0 | 0 | 0 | 0 | 0 | 0 | 0 | 0 | 0 | 0 | 0 | 0 | 0 | 0 | 0 | 0 | 0 | 0 | 0 | 0 | 0 | 0 | 0 | 0 | 0 | 0 | 0 | 0 | 0 | 0 | 0 | 0 | 0 | 0 | 0 | 0
[8 empty] | #REF! | 18 | 6 | 0 | 0 | 0 | 0 | 0 | 0 | 0 | 0 | 0 | 0 | 0 | 0 | 0 | 0 | 0 | 0 | 0 | 0 | 0 | 0 | 0 | 0 | 0 | 0 | 0 | 0 | 0 | 0 | 0 | 0 | 0 | 0 | 0 | 0 | 0 | 0 | 0 | 0 | 0 | 0 | 0 | 0 | 0 | 0 | 0 | 0 | 0 | 0 | 0 | 0
[8 empty] | #REF! | 18 | 7 | 0 | 0 | 0 | 0 | 0 | 0 | 0 | 0 | 0 | 0 | 0 | 0 | 0 | 0 | 0 | 0 | 0 | 0 | 0 | 0 | 0 | 0 | 0 | 0 | 0 | 0 | 0 | 0 | 0 | 0 | 0 | 0 | 0 | 0 | 0 | 0 | 0 | 0 | 0 | 0 | 0 | 0 | 0 | 0 | 0 | 0 | 0 | 0 | 0 | 0
[8 empty] | #REF! | 18 | 8 | 0 | 0 | 0 | 0 | 0 | 0 | 0 | 0 | 0 | 0 | 0 | 0 | 0 | 0 | 0 | 0 | 0 | 0 | 0 | 0 | 0 | 0 | 0 | 0 | 0 | 0 | 0 | 0 | 0 | 0 | 0 | 0 | 0 | 0 | 0 | 0 | 0 | 0 | 0 | 0 | 0 | 0 | 0 | 0 | 0 | 0 | 0 | 0 | 0 | 0
[8 empty] | #REF! | 18 | 9 | 0 | 0 | 0 | 0 | 0 | 0 | 0 | 0 | 0 | 0 | 0 | 0 | 0 | 0 | 0 | 0 | 0 | 0 | 0 | 0 | 0 | 0 | 0 | 0 | 0 | 0 | 0 | 0 | 0 | 0 | 0 | 0 | 0 | 0 | 0 | 0 | 0 | 0 | 0 | 0 | 0 | 0 | 0 | 0 | 0 | 0 | 0 | 0 | 0 | 0
[8 empty] | #REF! | 18 | 10 | 0 | 0 | 0 | 0 | 0 | 0 | 0 | 0 | 0 | 0 | 0 | 0 | 0 | 0 | 0 | 0 | 0 | 0 | 0 | 0 | 0 | 0 | 0 | 0 | 0 | 0 | 0 | 0 | 0 | 0 | 0 | 0 | 0 | 0 | 0 | 0 | 0 | 0 | 0 | 0 | 0 | 0 | 0 | 0 | 0 | 0 | 0 | 0 | 0 | 0
[8 empty] | #REF! | 18 | 11 | 0 | 0 | 0 | 0 | 0 | 0 | 0 | 0 | 0 | 0 | 0 | 0 | 0 | 0 | 0 | 0 | 0 | 0 | 0 | 0 | 0 | 0 | 0 | 0 | 0 | 0 | 0 | 0 | 0 | 0 | 0 | 0 | 0 | 0 | 0 | 0 | 0 | 0 | 0 | 0 | 0 | 0 | 0 | 0 | 0 | 0 | 0 | 0 | 0 | 0
[8 empty] | #REF! | 18 | 12 | 0 | 0 | 0 | 0 | 0 | 0 | 0 | 0 | 0 | 0 | 0 | 0 | 0 | 0 | 0 | 0 | 0 | 0 | 0 | 0 | 0 | 0 | 0 | 0 | 0 | 0 | 0 | 0 | 0 | 0 | 0 | 0 | 0 | 0 | 0 | 0 | 0 | 0 | 0 | 0 | 0 | 0 | 0 | 0 | 0 | 0 | 0 | 0 | 0 | 0
[8 empty] | #REF! | 18 | 13 | 0 | 0 | 0 | 0 | 0 | 0 | 0 | 0 | 0 | 0 | 0 | 0 | 0 | 0 | 0 | 0 | 0 | 0 | 0 | 0 | 0 | 0 | 0 | 0 | 0 | 0 | 0 | 0 | 0 | 0 | 0 | 0 | 0 | 0 | 0 | 0 | 0 | 0 | 0 | 0 | 0 | 0 | 0 | 0 | 0 | 0 | 0 | 0 | 0 | 0
[8 empty] | #REF! | 18 | 14 | 0 | 0 | 0 | 0 | 0 | 0 | 0 | 0 | 0 | 0 | 0 | 0 | 0 | 0 | 0 | 0 | 0 | 0 | 0 | 0 | 0 | 0 | 0 | 0 | 0 | 0 | 0 | 0 | 0 | 0 | 0 | 0 | 0 | 0 | 0 | 0 | 0 | 0 | 0 | 0 | 0 | 0 | 0 | 0 | 0 | 0 | 0 | 0 | 0 | 0
[8 empty] | #REF! | 18 | 15 | 0 | 0 | 0 | 0 | 0 | 0 | 0 | 0 | 0 | 0 | 0 | 0 | 0 | 0 | 0 | 0 | 0 | 0 | 0 | 0 | 0 | 0 | 0 | 0 | 0 | 0 | 0 | 0 | 0 | 0 | 0 | 0 | 0 | 0 | 0 | 0 | 0 | 0 | 0 | 0 | 0 | 0 | 0 | 0 | 0 | 0 | 0 | 0 | 0 | 0
[8 empty] | #REF! | 18 | 16 | 0 | 0 | 0 | 0 | 0 | 0 | 0 | 0 | 0 | 0 | 0 | 0 | 0 | 0 | 0 | 0 | 0 | 0 | 0 | 0 | 0 | 0 | 0 | 0 | 0 | 0 | 0 | 0 | 0 | 0 | 0 | 0 | 0 | 0 | 0 | 0 | 0 | 0 | 0 | 0 | 0 | 0 | 0 | 0 | 0 | 0 | 0 | 0 | 0 | 0
[8 empty] | #REF! | 18 | 17 | 0 | 0 | 0 | 0 | 0 | 0 | 0 | 0 | 0 | 0 | 0 | 0 | 0 | 0 | 0 | 0 | 0 | 0 | 0 | 0 | 0 | 0 | 0 | 0 | 0 | 0 | 0 | 0 | 0 | 0 | 0 | 0 | 0 | 0 | 0 | 0 | 0 | 0 | 0 | 0 | 0 | 0 | 0 | 0 | 0 | 0 | 0 | 0 | 0 | 0
[8 empty] | #REF! | 18 | 18 | 0 | 0 | 0 | 0 | 0 | 0 | 0 | 0 | 0 | 0 | 0 | 0 | 0 | 0 | 0 | 0 | 0 | 0 | 0 | 0 | 0 | 0 | 0 | 0 | 0 | 0 | 0 | 0 | 0 | 0 | 0 | 0 | 0 | 0 | 0 | 0 | 0 | 0 | 0 | 0 | 0 | 0 | 0 | 0 | 0 | 0 | 0 | 0 | 0 | 0
[8 empty] | #REF! | 18 | 19 | 0 | 0 | 0 | 0 | 0 | 0 | 0 | 0 | 0 | 0 | 0 | 0 | 0 | 0 | 0 | 0 | 0 | 0 | 0 | 0 | 0 | 0 | 0 | 0 | 0 | 0 | 0 | 0 | 0 | 0 | 0 | 0 | 0 | 0 | 0 | 0 | 0 | 0 | 0 | 0 | 0 | 0 | 0 | 0 | 0 | 0 | 0 | 0 | 0 | 0
[8 empty] | #REF! | 18 | 20 | 0 | 0 | 0 | 0 | 0 | 0 | 0 | 0 | 0 | 0 | 0 | 0 | 0 | 0 | 0 | 0 | 0 | 0 | 0 | 0 | 0 | 0 | 0 | 0 | 0 | 0 | 0 | 0 | 0 | 0 | 0 | 0 | 0 | 0 | 0 | 0 | 0 | 0 | 0 | 0 | 0 | 0 | 0 | 0 | 0 | 0 | 0 | 0 | 0 | 0
[8 empty] | #REF! | 18 | 21 | 0 | 0 | 0 | 0 | 0 | 0 | 0 | 0 | 0 | 0 | 0 | 0 | 0 | 0 | 0 | 0 | 0 | 0 | 0 | 0 | 0 | 0 | 0 | 0 | 0 | 0 | 0 | 0 | 0 | 0 | 0 | 0 | 0 | 0 | 0 | 0 | 0 | 0 | 0 | 0 | 0 | 0 | 0 | 0 | 0 | 0 | 0 | 0 | 0 | 0
[8 empty] | #REF! | 18 | 22 | 0 | 0 | 0 | 0 | 0 | 0 | 0 | 0 | 0 | 0 | 0 | 0 | 0 | 0 | 0 | 0 | 0 | 0 | 0 | 0 | 0 | 0 | 0 | 0 | 0 | 0 | 0 | 0 | 0 | 0 | 0 | 0 | 0 | 0 | 0 | 0 | 0 | 0 | 0 | 0 | 0 | 0 | 0 | 0 | 0 | 0 | 0 | 0 | 0 | 0
[8 empty] | #REF! | 18 | 23 | 0 | 0 | 0 | 0 | 0 | 0 | 0 | 0 | 0 | 0 | 0 | 0 | 0 | 0 | 0 | 0 | 0 | 0 | 0 | 0 | 0 | 0 | 0 | 0 | 0 | 0 | 0 | 0 | 0 | 0 | 0 | 0 | 0 | 0 | 0 | 0 | 0 | 0 | 0 | 0 | 0 | 0 | 0 | 0 | 0 | 0 | 0 | 0 | 0 | 0
[8 empty] | #REF! | 18 | 24 | 0 | 0 | 0 | 0 | 0 | 0 | 0 | 0 | 0 | 0 | 0 | 0 | 0 | 0 | 0 | 0 | 0 | 0 | 0 | 0 | 0 | 0 | 0 | 0 | 0 | 0 | 0 | 0 | 0 | 0 | 0 | 0 | 0 | 0 | 0 | 0 | 0 | 0 | 0 | 0 | 0 | 0 | 0 | 0 | 0 | 0 | 0 | 0 | 0 | 0
[8 empty] | #REF! | 18 | 25 | 0 | 0 | 0 | 0 | 0 | 0 | 0 | 0 | 0 | 0 | 0 | 0 | 0 | 0 | 0 | 0 | 0 | 0 | 0 | 0 | 0 | 0 | 0 | 0 | 0 | 0 | 0 | 0 | 0 | 0 | 0 | 0 | 0 | 0 | 0 | 0 | 0 | 0 | 0 | 0 | 0 | 0 | 0 | 0 | 0 | 0 | 0 | 0 | 0 | 0
[8 empty] | #REF! | 18 | 26 | 0 | 0 | 0 | 0 | 0 | 0 | 0 | 0 | 0 | 0 | 0 | 0 | 0 | 0 | 0 | 0 | 0 | 0 | 0 | 0 | 0 | 0 | 0 | 0 | 0 | 0 | 0 | 0 | 0 | 0 | 0 | 0 | 0 | 0 | 0 | 0 | 0 | 0 | 0 | 0 | 0 | 0 | 0 | 0 | 0 | 0 | 0 | 0 | 0 | 0
[8 empty] | #REF! | 18 | 27 | 0 | 0 | 0 | 0 | 0 | 0 | 0 | 0 | 0 | 0 | 0 | 0 | 0 | 0 | 0 | 0 | 0 | 0 | 0 | 0 | 0 | 0 | 0 | 0 | 0 | 0 | 0 | 0 | 0 | 0 | 0 | 0 | 0 | 0 | 0 | 0 | 0 | 0 | 0 | 0 | 0 | 0 | 0 | 0 | 0 | 0 | 0 | 0 | 0 | 0
[8 empty] | #REF! | 18 | 28 | 0 | 0 | 0 | 0 | 0 | 0 | 0 | 0 | 0 | 0 | 0 | 0 | 0 | 0 | 0 | 0 | 0 | 0 | 0 | 0 | 0 | 0 | 0 | 0 | 0 | 0 | 0 | 0 | 0 | 0 | 0 | 0 | 0 | 0 | 0 | 0 | 0 | 0 | 0 | 0 | 0 | 0 | 0 | 0 | 0 | 0 | 0 | 0 | 0 | 0
[8 empty] | #REF! | 18 | 29 | 0 | 0 | 0 | 0 | 0 | 0 | 0 | 0 | 0 | 0 | 0 | 0 | 0 | 0 | 0 | 0 | 0 | 0 | 0 | 0 | 0 | 0 | 0 | 0 | 0 | 0 | 0 | 0 | 0 | 0 | 0 | 0 | 0 | 0 | 0 | 0 | 0 | 0 | 0 | 0 | 0 | 0 | 0 | 0 | 0 | 0 | 0 | 0 | 0 | 0
[8 empty] | #REF! | 18 | 30 | 0 | 0 | 0 | 0 | 0 | 0 | 0 | 0 | 0 | 0 | 0 | 0 | 0 | 0 | 0 | 0 | 0 | 0 | 0 | 0 | 0 | 0 | 0 | 0 | 0 | 0 | 0 | 0 | 0 | 0 | 0 | 0 | 0 | 0 | 0 | 0 | 0 | 0 | 0 | 0 | 0 | 0 | 0 | 0 | 0 | 0 | 0 | 0 | 0 | 0
[8 empty] | #REF! | 18 | 31 | 0 | 0 | 0 | 0 | 0 | 0 | 0 | 0 | 0 | 0 | 0 | 0 | 0 | 0 | 0 | 0 | 0 | 0 | 0 | 0 | 0 | 0 | 0 | 0 | 0 | 0 | 0 | 0 | 0 | 0 | 0 | 0 | 0 | 0 | 0 | 0 | 0 | 0 | 0 | 0 | 0 | 0 | 0 | 0 | 0 | 0 | 0 | 0 | 0 | 0
[8 empty] | #REF! | 18 | 32 | 0 | 0 | 0 | 0 | 0 | 0 | 0 | 0 | 0 | 0 | 0 | 0 | 0 | 0 | 0 | 0 | 0 | 0 | 0 | 0 | 0 | 0 | 0 | 0 | 0 | 0 | 0 | 0 | 0 | 0 | 0 | 0 | 0 | 0 | 0 | 0 | 0 | 0 | 0 | 0 | 0 | 0 | 0 | 0 | 0 | 0 | 0 | 0 | 0 | 0
[8 empty] | #REF! | 18 | 33 | 0 | 0 | 0 | 0 | 0 | 0 | 0 | 0 | 0 | 0 | 0 | 0 | 0 | 0 | 0 | 0 | 0 | 0 | 0 | 0 | 0 | 0 | 0 | 0 | 0 | 0 | 0 | 0 | 0 | 0 | 0 | 0 | 0 | 0 | 0 | 0 | 0 | 0 | 0 | 0 | 0 | 0 | 0 | 0 | 0 | 0 | 0 | 0 | 0 | 0
[8 empty] | #REF! | 18 | 34 | 0 | 0 | 0 | 0 | 0 | 0 | 0 | 0 | 0 | 0 | 0 | 0 | 0 | 0 | 0 | 0 | 0 | 0 | 0 | 0 | 0 | 0 | 0 | 0 | 0 | 0 | 0 | 0 | 0 | 0 | 0 | 0 | 0 | 0 | 0 | 0 | 0 | 0 | 0 | 0 | 0 | 0 | 0 | 0 | 0 | 0 | 0 | 0 | 0 | 0
[8 empty] | #REF! | 18 | 35 | 0 | 0 | 0 | 0 | 0 | 0 | 0 | 0 | 0 | 0 | 0 | 0 | 0 | 0 | 0 | 0 | 0 | 0 | 0 | 0 | 0 | 0 | 0 | 0 | 0 | 0 | 0 | 0 | 0 | 0 | 0 | 0 | 0 | 0 | 0 | 0 | 0 | 0 | 0 | 0 | 0 | 0 | 0 | 0 | 0 | 0 | 0 | 0 | 0 | 0
[8 empty] | #REF! | 18 | 36 | 0 | 0 | 0 | 0 | 0 | 0 | 0 | 0 | 0 | 0 | 0 | 0 | 0 | 0 | 0 | 0 | 0 | 0 | 0 | 0 | 0 | 0 | 0 | 0 | 0 | 0 | 0 | 0 | 0 | 0 | 0 | 0 | 0 | 0 | 0 | 0 | 0 | 0 | 0 | 0 | 0 | 0 | 0 | 0 | 0 | 0 | 0 | 0 | 0 | 0
[8 empty] | #REF! | 18 | 37 | 0 | 0 | 0 | 0 | 0 | 0 | 0 | 0 | 0 | 0 | 0 | 0 | 0 | 0 | 0 | 0 | 0 | 0 | 0 | 0 | 0 | 0 | 0 | 0 | 0 | 0 | 0 | 0 | 0 | 0 | 0 | 0 | 0 | 0 | 0 | 0 | 0 | 0 | 0 | 0 | 0 | 0 | 0 | 0 | 0 | 0 | 0 | 0 | 0 | 0
[8 empty] | #REF! | 18 | 38 | 0 | 0 | 0 | 0 | 0 | 0 | 0 | 0 | 0 | 0 | 0 | 0 | 0 | 0 | 0 | 0 | 0 | 0 | 0 | 0 | 0 | 0 | 0 | 0 | 0 | 0 | 0 | 0 | 0 | 0 | 0 | 0 | 0 | 0 | 0 | 0 | 0 | 0 | 0 | 0 | 0 | 0 | 0 | 0 | 0 | 0 | 0 | 0 | 0 | 0
[8 empty] | #REF! | 18 | 39 | 0 | 0 | 0 | 0 | 0 | 0 | 0 | 0 | 0 | 0 | 0 | 0 | 0 | 0 | 0 | 0 | 0 | 0 | 0 | 0 | 0 | 0 | 0 | 0 | 0 | 0 | 0 | 0 | 0 | 0 | 0 | 0 | 0 | 0 | 0 | 0 | 0 | 0 | 0 | 0 | 0 | 0 | 0 | 0 | 0 | 0 | 0 | 0 | 0 | 0
[8 empty] | #REF! | 18 | 40 | 0 | 0 | 0 | 0 | 0 | 0 | 0 | 0 | 0 | 0 | 0 | 0 | 0 | 0 | 0 | 0 | 0 | 0 | 0 | 0 | 0 | 0 | 0 | 0 | 0 | 0 | 0 | 0 | 0 | 0 | 0 | 0 | 0 | 0 | 0 | 0 | 0 | 0 | 0 | 0 | 0 | 0 | 0 | 0 | 0 | 0 | 0 | 0 | 0 | 0
[8 empty] | #REF! | 18 | 41 | 0 | 0 | 0 | 0 | 0 | 0 | 0 | 0 | 0 | 0 | 0 | 0 | 0 | 0 | 0 | 0 | 0 | 0 | 0 | 0 | 0 | 0 | 0 | 0 | 0 | 0 | 0 | 0 | 0 | 0 | 0 | 0 | 0 | 0 | 0 | 0 | 0 | 0 | 0 | 0 | 0 | 0 | 0 | 0 | 0 | 0 | 0 | 0 | 0 | 0
[8 empty] | #REF! | 18 | 42 | 0 | 0 | 0 | 0 | 0 | 0 | 0 | 0 | 0 | 0 | 0 | 0 | 0 | 0 | 0 | 0 | 0 | 0 | 0 | 0 | 0 | 0 | 0 | 0 | 0 | 0 | 0 | 0 | 0 | 0 | 0 | 0 | 0 | 0 | 0 | 0 | 0 | 0 | 0 | 0 | 0 | 0 | 0 | 0 | 0 | 0 | 0 | 0 | 0 | 0
[8 empty] | #REF! | 18 | 43 | 0 | 0 | 0 | 0 | 0 | 0 | 0 | 0 | 0 | 0 | 0 | 0 | 0 | 0 | 0 | 0 | 0 | 0 | 0 | 0 | 0 | 0 | 0 | 0 | 0 | 0 | 0 | 0 | 0 | 0 | 0 | 0 | 0 | 0 | 0 | 0 | 0 | 0 | 0 | 0 | 0 | 0 | 0 | 0 | 0 | 0 | 0 | 0 | 0 | 0
[8 empty] | #REF! | 18 | 44 | 0 | 0 | 0 | 0 | 0 | 0 | 0 | 0 | 0 | 0 | 0 | 0 | 0 | 0 | 0 | 0 | 0 | 0 | 0 | 0 | 0 | 0 | 0 | 0 | 0 | 0 | 0 | 0 | 0 | 0 | 0 | 0 | 0 | 0 | 0 | 0 | 0 | 0 | 0 | 0 | 0 | 0 | 0 | 0 | 0 | 0 | 0 | 0 | 0 | 0
[8 empty] | #REF! | 18 | 45 | 0 | 0 | 0 | 0 | 0 | 0 | 0 | 0 | 0 | 0 | 0 | 0 | 0 | 0 | 0 | 0 | 0 | 0 | 0 | 0 | 0 | 0 | 0 | 0 | 0 | 0 | 0 | 0 | 0 | 0 | 0 | 0 | 0 | 0 | 0 | 0 | 0 | 0 | 0 | 0 | 0 | 0 | 0 | 0 | 0 | 0 | 0 | 0 | 0 | 0
[8 empty] | #REF! | 18 | 46 | 0 | 0 | 0 | 0 | 0 | 0 | 0 | 0 | 0 | 0 | 0 | 0 | 0 | 0 | 0 | 0 | 0 | 0 | 0 | 0 | 0 | 0 | 0 | 0 | 0 | 0 | 0 | 0 | 0 | 0 | 0 | 0 | 0 | 0 | 0 | 0 | 0 | 0 | 0 | 0 | 0 | 0 | 0 | 0 | 0 | 0 | 0 | 0 | 0 | 0
[8 empty] | #REF! | 18 | 47 | 0 | 0 | 0 | 0 | 0 | 0 | 0 | 0 | 0 | 0 | 0 | 0 | 0 | 0 | 0 | 0 | 0 | 0 | 0 | 0 | 0 | 0 | 0 | 0 | 0 | 0 | 0 | 0 | 0 | 0 | 0 | 0 | 0 | 0 | 0 | 0 | 0 | 0 | 0 | 0 | 0 | 0 | 0 | 0 | 0 | 0 | 0 | 0 | 0 | 0
[8 empty] | #REF! | 18 | 48 | 0 | 0 | 0 | 0 | 0 | 0 | 0 | 0 | 0 | 0 | 0 | 0 | 0 | 0 | 0 | 0 | 0 | 0 | 0 | 0 | 0 | 0 | 0 | 0 | 0 | 0 | 0 | 0 | 0 | 0 | 0 | 0 | 0 | 0 | 0 | 0 | 0 | 0 | 0 | 0 | 0 | 0 | 0 | 0 | 0 | 0 | 0 | 0 | 0 | 0
[8 empty] | #REF! | 18 | 49 | 0 | 0 | 0 | 0 | 0 | 0 | 0 | 0 | 0 | 0 | 0 | 0 | 0 | 0 | 0 | 0 | 0 | 0 | 0 | 0 | 0 | 0 | 0 | 0 | 0 | 0 | 0 | 0 | 0 | 0 | 0 | 0 | 0 | 0 | 0 | 0 | 0 | 0 | 0 | 0 | 0 | 0 | 0 | 0 | 0 | 0 | 0 | 0 | 0 | 0
[8 empty] | #REF! | 18 | 50 | 0 | 0 | 0 | 0 | 0 | 0 | 0 | 0 | 0 | 0 | 0 | 0 | 0 | 0 | 0 | 0 | 0 | 0 | 0 | 0 | 0 | 0 | 0 | 0 | 0 | 0 | 0 | 0 | 0 | 0 | 0 | 0 | 0 | 0 | 0 | 0 | 0 | 0 | 0 | 0 | 0 | 0 | 0 | 0 | 0 | 0 | 0 | 0 | 0 | 0
[8 empty] | #REF! | 19 | 0 | 0 | 0 | 0 | 0 | 0 | 0 | 0 | 0 | 0 | 0 | 0 | 0 | 0 | 0 | 0 | 0 | 0 | 0 | 0 | 0 | 0 | 0 | 0 | 0 | 0 | 0 | 0 | 0 | 0 | 0 | 0 | 0 | 0 | 0 | 0 | 0 | 0 | 0 | 0 | 0 | 0 | 0 | 0 | 0 | 0 | 0 | 0 | 0 | 0 | 0
[8 empty] | #REF! | 19 | 1 | 0 | 0 | 0 | 0 | 0 | 0 | 0 | 0 | 0 | 0 | 0 | 0 | 0 | 0 | 0 | 0 | 0 | 0 | 0 | 0 | 0 | 0 | 0 | 0 | 0 | 0 | 0 | 0 | 0 | 0 | 0 | 0 | 0 | 0 | 0 | 0 | 0 | 0 | 0 | 0 | 0 | 0 | 0 | 0 | 0 | 0 | 0 | 0 | 0 | 0
[8 empty] | #REF! | 19 | 2 | 0 | 0 | 0 | 0 | 0 | 0 | 0 | 0 | 0 | 0 | 0 | 0 | 0 | 0 | 0 | 0 | 0 | 0 | 0 | 0 | 0 | 0 | 0 | 0 | 0 | 0 | 0 | 0 | 0 | 0 | 0 | 0 | 0 | 0 | 0 | 0 | 0 | 0 | 0 | 0 | 0 | 0 | 0 | 0 | 0 | 0 | 0 | 0 | 0 | 0
[8 empty] | #REF! | 19 | 3 | 0 | 0 | 0 | 0 | 0 | 0 | 0 | 0 | 0 | 0 | 0 | 0 | 0 | 0 | 0 | 0 | 0 | 0 | 0 | 0 | 0 | 0 | 0 | 0 | 0 | 0 | 0 | 0 | 0 | 0 | 0 | 0 | 0 | 0 | 0 | 0 | 0 | 0 | 0 | 0 | 0 | 0 | 0 | 0 | 0 | 0 | 0 | 0 | 0 | 0
[8 empty] | #REF! | 19 | 4 | 0 | 0 | 0 | 0 | 0 | 0 | 0 | 0 | 0 | 0 | 0 | 0 | 0 | 0 | 0 | 0 | 0 | 0 | 0 | 0 | 0 | 0 | 0 | 0 | 0 | 0 | 0 | 0 | 0 | 0 | 0 | 0 | 0 | 0 | 0 | 0 | 0 | 0 | 0 | 0 | 0 | 0 | 0 | 0 | 0 | 0 | 0 | 0 | 0 | 0
[8 empty] | #REF! | 19 | 5 | 0 | 0 | 0 | 0 | 0 | 0 | 0 | 0 | 0 | 0 | 0 | 0 | 0 | 0 | 0 | 0 | 0 | 0 | 0 | 0 | 0 | 0 | 0 | 0 | 0 | 0 | 0 | 0 | 0 | 0 | 0 | 0 | 0 | 0 | 0 | 0 | 0 | 0 | 0 | 0 | 0 | 0 | 0 | 0 | 0 | 0 | 0 | 0 | 0 | 0
[8 empty] | #REF! | 19 | 6 | 0 | 0 | 0 | 0 | 0 | 0 | 0 | 0 | 0 | 0 | 0 | 0 | 0 | 0 | 0 | 0 | 0 | 0 | 0 | 0 | 0 | 0 | 0 | 0 | 0 | 0 | 0 | 0 | 0 | 0 | 0 | 0 | 0 | 0 | 0 | 0 | 0 | 0 | 0 | 0 | 0 | 0 | 0 | 0 | 0 | 0 | 0 | 0 | 0 | 0
[8 empty] | #REF! | 19 | 7 | 0 | 0 | 0 | 0 | 0 | 0 | 0 | 0 | 0 | 0 | 0 | 0 | 0 | 0 | 0 | 0 | 0 | 0 | 0 | 0 | 0 | 0 | 0 | 0 | 0 | 0 | 0 | 0 | 0 | 0 | 0 | 0 | 0 | 0 | 0 | 0 | 0 | 0 | 0 | 0 | 0 | 0 | 0 | 0 | 0 | 0 | 0 | 0 | 0 | 0
[8 empty] | #REF! | 19 | 8 | 0 | 0 | 0 | 0 | 0 | 0 | 0 | 0 | 0 | 0 | 0 | 0 | 0 | 0 | 0 | 0 | 0 | 0 | 0 | 0 | 0 | 0 | 0 | 0 | 0 | 0 | 0 | 0 | 0 | 0 | 0 | 0 | 0 | 0 | 0 | 0 | 0 | 0 | 0 | 0 | 0 | 0 | 0 | 0 | 0 | 0 | 0 | 0 | 0 | 0
[8 empty] | #REF! | 19 | 9 | 0 | 0 | 0 | 0 | 0 | 0 | 0 | 0 | 0 | 0 | 0 | 0 | 0 | 0 | 0 | 0 | 0 | 0 | 0 | 0 | 0 | 0 | 0 | 0 | 0 | 0 | 0 | 0 | 0 | 0 | 0 | 0 | 0 | 0 | 0 | 0 | 0 | 0 | 0 | 0 | 0 | 0 | 0 | 0 | 0 | 0 | 0 | 0 | 0 | 0
[8 empty] | #REF! | 19 | 10 | 0 | 0 | 0 | 0 | 0 | 0 | 0 | 0 | 0 | 0 | 0 | 0 | 0 | 0 | 0 | 0 | 0 | 0 | 0 | 0 | 0 | 0 | 0 | 0 | 0 | 0 | 0 | 0 | 0 | 0 | 0 | 0 | 0 | 0 | 0 | 0 | 0 | 0 | 0 | 0 | 0 | 0 | 0 | 0 | 0 | 0 | 0 | 0 | 0 | 0
[8 empty] | #REF! | 19 | 11 | 0 | 0 | 0 | 0 | 0 | 0 | 0 | 0 | 0 | 0 | 0 | 0 | 0 | 0 | 0 | 0 | 0 | 0 | 0 | 0 | 0 | 0 | 0 | 0 | 0 | 0 | 0 | 0 | 0 | 0 | 0 | 0 | 0 | 0 | 0 | 0 | 0 | 0 | 0 | 0 | 0 | 0 | 0 | 0 | 0 | 0 | 0 | 0 | 0 | 0
[8 empty] | #REF! | 19 | 12 | 0 | 0 | 0 | 0 | 0 | 0 | 0 | 0 | 0 | 0 | 0 | 0 | 0 | 0 | 0 | 0 | 0 | 0 | 0 | 0 | 0 | 0 | 0 | 0 | 0 | 0 | 0 | 0 | 0 | 0 | 0 | 0 | 0 | 0 | 0 | 0 | 0 | 0 | 0 | 0 | 0 | 0 | 0 | 0 | 0 | 0 | 0 | 0 | 0 | 0
[8 empty] | #REF! | 19 | 13 | 0 | 0 | 0 | 0 | 0 | 0 | 0 | 0 | 0 | 0 | 0 | 0 | 0 | 0 | 0 | 0 | 0 | 0 | 0 | 0 | 0 | 0 | 0 | 0 | 0 | 0 | 0 | 0 | 0 | 0 | 0 | 0 | 0 | 0 | 0 | 0 | 0 | 0 | 0 | 0 | 0 | 0 | 0 | 0 | 0 | 0 | 0 | 0 | 0 | 0
[8 empty] | #REF! | 19 | 14 | 0 | 0 | 0 | 0 | 0 | 0 | 0 | 0 | 0 | 0 | 0 | 0 | 0 | 0 | 0 | 0 | 0 | 0 | 0 | 0 | 0 | 0 | 0 | 0 | 0 | 0 | 0 | 0 | 0 | 0 | 0 | 0 | 0 | 0 | 0 | 0 | 0 | 0 | 0 | 0 | 0 | 0 | 0 | 0 | 0 | 0 | 0 | 0 | 0 | 0
[8 empty] | #REF! | 19 | 15 | 0 | 0 | 0 | 0 | 0 | 0 | 0 | 0 | 0 | 0 | 0 | 0 | 0 | 0 | 0 | 0 | 0 | 0 | 0 | 0 | 0 | 0 | 0 | 0 | 0 | 0 | 0 | 0 | 0 | 0 | 0 | 0 | 0 | 0 | 0 | 0 | 0 | 0 | 0 | 0 | 0 | 0 | 0 | 0 | 0 | 0 | 0 | 0 | 0 | 0
[8 empty] | #REF! | 19 | 16 | 0 | 0 | 0 | 0 | 0 | 0 | 0 | 0 | 0 | 0 | 0 | 0 | 0 | 0 | 0 | 0 | 0 | 0 | 0 | 0 | 0 | 0 | 0 | 0 | 0 | 0 | 0 | 0 | 0 | 0 | 0 | 0 | 0 | 0 | 0 | 0 | 0 | 0 | 0 | 0 | 0 | 0 | 0 | 0 | 0 | 0 | 0 | 0 | 0 | 0
[8 empty] | #REF! | 19 | 17 | 0 | 0 | 0 | 0 | 0 | 0 | 0 | 0 | 0 | 0 | 0 | 0 | 0 | 0 | 0 | 0 | 0 | 0 | 0 | 0 | 0 | 0 | 0 | 0 | 0 | 0 | 0 | 0 | 0 | 0 | 0 | 0 | 0 | 0 | 0 | 0 | 0 | 0 | 0 | 0 | 0 | 0 | 0 | 0 | 0 | 0 | 0 | 0 | 0 | 0
[8 empty] | #REF! | 19 | 18 | 0 | 0 | 0 | 0 | 0 | 0 | 0 | 0 | 0 | 0 | 0 | 0 | 0 | 0 | 0 | 0 | 0 | 0 | 0 | 0 | 0 | 0 | 0 | 0 | 0 | 0 | 0 | 0 | 0 | 0 | 0 | 0 | 0 | 0 | 0 | 0 | 0 | 0 | 0 | 0 | 0 | 0 | 0 | 0 | 0 | 0 | 0 | 0 | 0 | 0
[8 empty] | #REF! | 19 | 19 | 0 | 0 | 0 | 0 | 0 | 0 | 0 | 0 | 0 | 0 | 0 | 0 | 0 | 0 | 0 | 0 | 0 | 0 | 0 | 0 | 0 | 0 | 0 | 0 | 0 | 0 | 0 | 0 | 0 | 0 | 0 | 0 | 0 | 0 | 0 | 0 | 0 | 0 | 0 | 0 | 0 | 0 | 0 | 0 | 0 | 0 | 0 | 0 | 0 | 0
[8 empty] | #REF! | 19 | 20 | 0 | 0 | 0 | 0 | 0 | 0 | 0 | 0 | 0 | 0 | 0 | 0 | 0 | 0 | 0 | 0 | 0 | 0 | 0 | 0 | 0 | 0 | 0 | 0 | 0 | 0 | 0 | 0 | 0 | 0 | 0 | 0 | 0 | 0 | 0 | 0 | 0 | 0 | 0 | 0 | 0 | 0 | 0 | 0 | 0 | 0 | 0 | 0 | 0 | 0
[8 empty] | #REF! | 19 | 21 | 0 | 0 | 0 | 0 | 0 | 0 | 0 | 0 | 0 | 0 | 0 | 0 | 0 | 0 | 0 | 0 | 0 | 0 | 0 | 0 | 0 | 0 | 0 | 0 | 0 | 0 | 0 | 0 | 0 | 0 | 0 | 0 | 0 | 0 | 0 | 0 | 0 | 0 | 0 | 0 | 0 | 0 | 0 | 0 | 0 | 0 | 0 | 0 | 0 | 0
[8 empty] | #REF! | 19 | 22 | 0 | 0 | 0 | 0 | 0 | 0 | 0 | 0 | 0 | 0 | 0 | 0 | 0 | 0 | 0 | 0 | 0 | 0 | 0 | 0 | 0 | 0 | 0 | 0 | 0 | 0 | 0 | 0 | 0 | 0 | 0 | 0 | 0 | 0 | 0 | 0 | 0 | 0 | 0 | 0 | 0 | 0 | 0 | 0 | 0 | 0 | 0 | 0 | 0 | 0
[8 empty] | #REF! | 19 | 23 | 0 | 0 | 0 | 0 | 0 | 0 | 0 | 0 | 0 | 0 | 0 | 0 | 0 | 0 | 0 | 0 | 0 | 0 | 0 | 0 | 0 | 0 | 0 | 0 | 0 | 0 | 0 | 0 | 0 | 0 | 0 | 0 | 0 | 0 | 0 | 0 | 0 | 0 | 0 | 0 | 0 | 0 | 0 | 0 | 0 | 0 | 0 | 0 | 0 | 0
[8 empty] | #REF! | 19 | 24 | 0 | 0 | 0 | 0 | 0 | 0 | 0 | 0 | 0 | 0 | 0 | 0 | 0 | 0 | 0 | 0 | 0 | 0 | 0 | 0 | 0 | 0 | 0 | 0 | 0 | 0 | 0 | 0 | 0 | 0 | 0 | 0 | 0 | 0 | 0 | 0 | 0 | 0 | 0 | 0 | 0 | 0 | 0 | 0 | 0 | 0 | 0 | 0 | 0 | 0
[8 empty] | #REF! | 19 | 25 | 0 | 0 | 0 | 0 | 0 | 0 | 0 | 0 | 0 | 0 | 0 | 0 | 0 | 0 | 0 | 0 | 0 | 0 | 0 | 0 | 0 | 0 | 0 | 0 | 0 | 0 | 0 | 0 | 0 | 0 | 0 | 0 | 0 | 0 | 0 | 0 | 0 | 0 | 0 | 0 | 0 | 0 | 0 | 0 | 0 | 0 | 0 | 0 | 0 | 0
[8 empty] | #REF! | 19 | 26 | 0 | 0 | 0 | 0 | 0 | 0 | 0 | 0 | 0 | 0 | 0 | 0 | 0 | 0 | 0 | 0 | 0 | 0 | 0 | 0 | 0 | 0 | 0 | 0 | 0 | 0 | 0 | 0 | 0 | 0 | 0 | 0 | 0 | 0 | 0 | 0 | 0 | 0 | 0 | 0 | 0 | 0 | 0 | 0 | 0 | 0 | 0 | 0 | 0 | 0
[8 empty] | #REF! | 19 | 27 | 0 | 0 | 0 | 0 | 0 | 0 | 0 | 0 | 0 | 0 | 0 | 0 | 0 | 0 | 0 | 0 | 0 | 0 | 0 | 0 | 0 | 0 | 0 | 0 | 0 | 0 | 0 | 0 | 0 | 0 | 0 | 0 | 0 | 0 | 0 | 0 | 0 | 0 | 0 | 0 | 0 | 0 | 0 | 0 | 0 | 0 | 0 | 0 | 0 | 0
[8 empty] | #REF! | 19 | 28 | 0 | 0 | 0 | 0 | 0 | 0 | 0 | 0 | 0 | 0 | 0 | 0 | 0 | 0 | 0 | 0 | 0 | 0 | 0 | 0 | 0 | 0 | 0 | 0 | 0 | 0 | 0 | 0 | 0 | 0 | 0 | 0 | 0 | 0 | 0 | 0 | 0 | 0 | 0 | 0 | 0 | 0 | 0 | 0 | 0 | 0 | 0 | 0 | 0 | 0
[8 empty] | #REF! | 19 | 29 | 0 | 0 | 0 | 0 | 0 | 0 | 0 | 0 | 0 | 0 | 0 | 0 | 0 | 0 | 0 | 0 | 0 | 0 | 0 | 0 | 0 | 0 | 0 | 0 | 0 | 0 | 0 | 0 | 0 | 0 | 0 | 0 | 0 | 0 | 0 | 0 | 0 | 0 | 0 | 0 | 0 | 0 | 0 | 0 | 0 | 0 | 0 | 0 | 0 | 0
[8 empty] | #REF! | 19 | 30 | 0 | 0 | 0 | 0 | 0 | 0 | 0 | 0 | 0 | 0 | 0 | 0 | 0 | 0 | 0 | 0 | 0 | 0 | 0 | 0 | 0 | 0 | 0 | 0 | 0 | 0 | 0 | 0 | 0 | 0 | 0 | 0 | 0 | 0 | 0 | 0 | 0 | 0 | 0 | 0 | 0 | 0 | 0 | 0 | 0 | 0 | 0 | 0 | 0 | 0
[8 empty] | #REF! | 19 | 31 | 0 | 0 | 0 | 0 | 0 | 0 | 0 | 0 | 0 | 0 | 0 | 0 | 0 | 0 | 0 | 0 | 0 | 0 | 0 | 0 | 0 | 0 | 0 | 0 | 0 | 0 | 0 | 0 | 0 | 0 | 0 | 0 | 0 | 0 | 0 | 0 | 0 | 0 | 0 | 0 | 0 | 0 | 0 | 0 | 0 | 0 | 0 | 0 | 0 | 0
[8 empty] | #REF! | 19 | 32 | 0 | 0 | 0 | 0 | 0 | 0 | 0 | 0 | 0 | 0 | 0 | 0 | 0 | 0 | 0 | 0 | 0 | 0 | 0 | 0 | 0 | 0 | 0 | 0 | 0 | 0 | 0 | 0 | 0 | 0 | 0 | 0 | 0 | 0 | 0 | 0 | 0 | 0 | 0 | 0 | 0 | 0 | 0 | 0 | 0 | 0 | 0 | 0 | 0 | 0
[8 empty] | #REF! | 19 | 33 | 0 | 0 | 0 | 0 | 0 | 0 | 0 | 0 | 0 | 0 | 0 | 0 | 0 | 0 | 0 | 0 | 0 | 0 | 0 | 0 | 0 | 0 | 0 | 0 | 0 | 0 | 0 | 0 | 0 | 0 | 0 | 0 | 0 | 0 | 0 | 0 | 0 | 0 | 0 | 0 | 0 | 0 | 0 | 0 | 0 | 0 | 0 | 0 | 0 | 0
[8 empty] | #REF! | 19 | 34 | 0 | 0 | 0 | 0 | 0 | 0 | 0 | 0 | 0 | 0 | 0 | 0 | 0 | 0 | 0 | 0 | 0 | 0 | 0 | 0 | 0 | 0 | 0 | 0 | 0 | 0 | 0 | 0 | 0 | 0 | 0 | 0 | 0 | 0 | 0 | 0 | 0 | 0 | 0 | 0 | 0 | 0 | 0 | 0 | 0 | 0 | 0 | 0 | 0 | 0
[8 empty] | #REF! | 19 | 35 | 0 | 0 | 0 | 0 | 0 | 0 | 0 | 0 | 0 | 0 | 0 | 0 | 0 | 0 | 0 | 0 | 0 | 0 | 0 | 0 | 0 | 0 | 0 | 0 | 0 | 0 | 0 | 0 | 0 | 0 | 0 | 0 | 0 | 0 | 0 | 0 | 0 | 0 | 0 | 0 | 0 | 0 | 0 | 0 | 0 | 0 | 0 | 0 | 0 | 0
[8 empty] | #REF! | 19 | 36 | 0 | 0 | 0 | 0 | 0 | 0 | 0 | 0 | 0 | 0 | 0 | 0 | 0 | 0 | 0 | 0 | 0 | 0 | 0 | 0 | 0 | 0 | 0 | 0 | 0 | 0 | 0 | 0 | 0 | 0 | 0 | 0 | 0 | 0 | 0 | 0 | 0 | 0 | 0 | 0 | 0 | 0 | 0 | 0 | 0 | 0 | 0 | 0 | 0 | 0
[8 empty] | #REF! | 19 | 37 | 0 | 0 | 0 | 0 | 0 | 0 | 0 | 0 | 0 | 0 | 0 | 0 | 0 | 0 | 0 | 0 | 0 | 0 | 0 | 0 | 0 | 0 | 0 | 0 | 0 | 0 | 0 | 0 | 0 | 0 | 0 | 0 | 0 | 0 | 0 | 0 | 0 | 0 | 0 | 0 | 0 | 0 | 0 | 0 | 0 | 0 | 0 | 0 | 0 | 0
[8 empty] | #REF! | 19 | 38 | 0 | 0 | 0 | 0 | 0 | 0 | 0 | 0 | 0 | 0 | 0 | 0 | 0 | 0 | 0 | 0 | 0 | 0 | 0 | 0 | 0 | 0 | 0 | 0 | 0 | 0 | 0 | 0 | 0 | 0 | 0 | 0 | 0 | 0 | 0 | 0 | 0 | 0 | 0 | 0 | 0 | 0 | 0 | 0 | 0 | 0 | 0 | 0 | 0 | 0
[8 empty] | #REF! | 19 | 39 | 0 | 0 | 0 | 0 | 0 | 0 | 0 | 0 | 0 | 0 | 0 | 0 | 0 | 0 | 0 | 0 | 0 | 0 | 0 | 0 | 0 | 0 | 0 | 0 | 0 | 0 | 0 | 0 | 0 | 0 | 0 | 0 | 0 | 0 | 0 | 0 | 0 | 0 | 0 | 0 | 0 | 0 | 0 | 0 | 0 | 0 | 0 | 0 | 0 | 0
[8 empty] | #REF! | 19 | 40 | 0 | 0 | 0 | 0 | 0 | 0 | 0 | 0 | 0 | 0 | 0 | 0 | 0 | 0 | 0 | 0 | 0 | 0 | 0 | 0 | 0 | 0 | 0 | 0 | 0 | 0 | 0 | 0 | 0 | 0 | 0 | 0 | 0 | 0 | 0 | 0 | 0 | 0 | 0 | 0 | 0 | 0 | 0 | 0 | 0 | 0 | 0 | 0 | 0 | 0
[8 empty] | #REF! | 19 | 41 | 0 | 0 | 0 | 0 | 0 | 0 | 0 | 0 | 0 | 0 | 0 | 0 | 0 | 0 | 0 | 0 | 0 | 0 | 0 | 0 | 0 | 0 | 0 | 0 | 0 | 0 | 0 | 0 | 0 | 0 | 0 | 0 | 0 | 0 | 0 | 0 | 0 | 0 | 0 | 0 | 0 | 0 | 0 | 0 | 0 | 0 | 0 | 0 | 0 | 0
[8 empty] | #REF! | 19 | 42 | 0 | 0 | 0 | 0 | 0 | 0 | 0 | 0 | 0 | 0 | 0 | 0 | 0 | 0 | 0 | 0 | 0 | 0 | 0 | 0 | 0 | 0 | 0 | 0 | 0 | 0 | 0 | 0 | 0 | 0 | 0 | 0 | 0 | 0 | 0 | 0 | 0 | 0 | 0 | 0 | 0 | 0 | 0 | 0 | 0 | 0 | 0 | 0 | 0 | 0
[8 empty] | #REF! | 19 | 43 | 0 | 0 | 0 | 0 | 0 | 0 | 0 | 0 | 0 | 0 | 0 | 0 | 0 | 0 | 0 | 0 | 0 | 0 | 0 | 0 | 0 | 0 | 0 | 0 | 0 | 0 | 0 | 0 | 0 | 0 | 0 | 0 | 0 | 0 | 0 | 0 | 0 | 0 | 0 | 0 | 0 | 0 | 0 | 0 | 0 | 0 | 0 | 0 | 0 | 0
[8 empty] | #REF! | 19 | 44 | 0 | 0 | 0 | 0 | 0 | 0 | 0 | 0 | 0 | 0 | 0 | 0 | 0 | 0 | 0 | 0 | 0 | 0 | 0 | 0 | 0 | 0 | 0 | 0 | 0 | 0 | 0 | 0 | 0 | 0 | 0 | 0 | 0 | 0 | 0 | 0 | 0 | 0 | 0 | 0 | 0 | 0 | 0 | 0 | 0 | 0 | 0 | 0 | 0 | 0
[8 empty] | #REF! | 19 | 45 | 0 | 0 | 0 | 0 | 0 | 0 | 0 | 0 | 0 | 0 | 0 | 0 | 0 | 0 | 0 | 0 | 0 | 0 | 0 | 0 | 0 | 0 | 0 | 0 | 0 | 0 | 0 | 0 | 0 | 0 | 0 | 0 | 0 | 0 | 0 | 0 | 0 | 0 | 0 | 0 | 0 | 0 | 0 | 0 | 0 | 0 | 0 | 0 | 0 | 0
[8 empty] | #REF! | 19 | 46 | 0 | 0 | 0 | 0 | 0 | 0 | 0 | 0 | 0 | 0 | 0 | 0 | 0 | 0 | 0 | 0 | 0 | 0 | 0 | 0 | 0 | 0 | 0 | 0 | 0 | 0 | 0 | 0 | 0 | 0 | 0 | 0 | 0 | 0 | 0 | 0 | 0 | 0 | 0 | 0 | 0 | 0 | 0 | 0 | 0 | 0 | 0 | 0 | 0 | 0
[8 empty] | #REF! | 19 | 47 | 0 | 0 | 0 | 0 | 0 | 0 | 0 | 0 | 0 | 0 | 0 | 0 | 0 | 0 | 0 | 0 | 0 | 0 | 0 | 0 | 0 | 0 | 0 | 0 | 0 | 0 | 0 | 0 | 0 | 0 | 0 | 0 | 0 | 0 | 0 | 0 | 0 | 0 | 0 | 0 | 0 | 0 | 0 | 0 | 0 | 0 | 0 | 0 | 0 | 0
[8 empty] | #REF! | 19 | 48 | 0 | 0 | 0 | 0 | 0 | 0 | 0 | 0 | 0 | 0 | 0 | 0 | 0 | 0 | 0 | 0 | 0 | 0 | 0 | 0 | 0 | 0 | 0 | 0 | 0 | 0 | 0 | 0 | 0 | 0 | 0 | 0 | 0 | 0 | 0 | 0 | 0 | 0 | 0 | 0 | 0 | 0 | 0 | 0 | 0 | 0 | 0 | 0 | 0 | 0
[8 empty] | #REF! | 19 | 49 | 0 | 0 | 0 | 0 | 0 | 0 | 0 | 0 | 0 | 0 | 0 | 0 | 0 | 0 | 0 | 0 | 0 | 0 | 0 | 0 | 0 | 0 | 0 | 0 | 0 | 0 | 0 | 0 | 0 | 0 | 0 | 0 | 0 | 0 | 0 | 0 | 0 | 0 | 0 | 0 | 0 | 0 | 0 | 0 | 0 | 0 | 0 | 0 | 0 | 0
[8 empty] | #REF! | 19 | 50 | 0 | 0 | 0 | 0 | 0 | 0 | 0 | 0 | 0 | 0 | 0 | 0 | 0 | 0 | 0 | 0 | 0 | 0 | 0 | 0 | 0 | 0 | 0 | 0 | 0 | 0 | 0 | 0 | 0 | 0 | 0 | 0 | 0 | 0 | 0 | 0 | 0 | 0 | 0 | 0 | 0 | 0 | 0 | 0 | 0 | 0 | 0 | 0 | 0 | 0
[8 empty] | #REF! | 20 | 0 | 2021 | 0 | 0 | 0 | 0 | 0 | 0 | 0 | 0 | 0 | 0 | 0 | 0 | 0 | 0 | 0 | 0 | 0 | 0 | 0 | 0 | 0 | 0 | 0 | 0 | 0 | 0 | 0 | 0 | 0 | 0 | 0 | 0 | 0 | 0 | 0 | 0 | 0 | 0 | 0 | 0 | 0 | 0 | 0 | 0 | 0 | 0 | 0 | 0 | 0
[8 empty] | #REF! | 20 | 1 | 2022 | 2021 | 0 | 0 | 0 | 0 | 0 | 0 | 0 | 0 | 0 | 0 | 0 | 0 | 0 | 0 | 0 | 0 | 0 | 0 | 0 | 0 | 0 | 0 | 0 | 0 | 0 | 0 | 0 | 0 | 0 | 0 | 0 | 0 | 0 | 0 | 0 | 0 | 0 | 0 | 0 | 0 | 0 | 0 | 0 | 0 | 0 | 0 | 0 | 0
[8 empty] | #REF! | 20 | 2 | 2023 | 2022 | 2021 | 0 | 0 | 0 | 0 | 0 | 0 | 0 | 0 | 0 | 0 | 0 | 0 | 0 | 0 | 0 | 0 | 0 | 0 | 0 | 0 | 0 | 0 | 0 | 0 | 0 | 0 | 0 | 0 | 0 | 0 | 0 | 0 | 0 | 0 | 0 | 0 | 0 | 0 | 0 | 0 | 0 | 0 | 0 | 0 | 0 | 0 | 0
[8 empty] | #REF! | 20 | 3 | 2024 | 2023 | 2022 | 2021 | 0 | 0 | 0 | 0 | 0 | 0 | 0 | 0 | 0 | 0 | 0 | 0 | 0 | 0 | 0 | 0 | 0 | 0 | 0 | 0 | 0 | 0 | 0 | 0 | 0 | 0 | 0 | 0 | 0 | 0 | 0 | 0 | 0 | 0 | 0 | 0 | 0 | 0 | 0 | 0 | 0 | 0 | 0 | 0 | 0 | 0
[8 empty] | #REF! | 20 | 4 | 2025 | 2024 | 2023 | 2022 | 2021 | 0 | 0 | 0 | 0 | 0 | 0 | 0 | 0 | 0 | 0 | 0 | 0 | 0 | 0 | 0 | 0 | 0 | 0 | 0 | 0 | 0 | 0 | 0 | 0 | 0 | 0 | 0 | 0 | 0 | 0 | 0 | 0 | 0 | 0 | 0 | 0 | 0 | 0 | 0 | 0 | 0 | 0 | 0 | 0 | 0
[8 empty] | #REF! | 20 | 5 | 2026 | 2025 | 2024 | 2023 | 2022 | 2021 | 0 | 0 | 0 | 0 | 0 | 0 | 0 | 0 | 0 | 0 | 0 | 0 | 0 | 0 | 0 | 0 | 0 | 0 | 0 | 0 | 0 | 0 | 0 | 0 | 0 | 0 | 0 | 0 | 0 | 0 | 0 | 0 | 0 | 0 | 0 | 0 | 0 | 0 | 0 | 0 | 0 | 0 | 0 | 0
[8 empty] | #REF! | 20 | 6 | 2027 | 2026 | 2025 | 2024 | 2023 | 2022 | 2021 | 0 | 0 | 0 | 0 | 0 | 0 | 0 | 0 | 0 | 0 | 0 | 0 | 0 | 0 | 0 | 0 | 0 | 0 | 0 | 0 | 0 | 0 | 0 | 0 | 0 | 0 | 0 | 0 | 0 | 0 | 0 | 0 | 0 | 0 | 0 | 0 | 0 | 0 | 0 | 0 | 0 | 0 | 0
[8 empty] | #REF! | 20 | 7 | 2028 | 2027 | 2026 | 2025 | 2024 | 2023 | 2022 | 2021 | 0 | 0 | 0 | 0 | 0 | 0 | 0 | 0 | 0 | 0 | 0 | 0 | 0 | 0 | 0 | 0 | 0 | 0 | 0 | 0 | 0 | 0 | 0 | 0 | 0 | 0 | 0 | 0 | 0 | 0 | 0 | 0 | 0 | 0 | 0 | 0 | 0 | 0 | 0 | 0 | 0 | 0
[8 empty] | #REF! | 20 | 8 | 2029 | 2028 | 2027 | 2026 | 2025 | 2024 | 2023 | 2022 | 2021 | 0 | 0 | 0 | 0 | 0 | 0 | 0 | 0 | 0 | 0 | 0 | 0 | 0 | 0 | 0 | 0 | 0 | 0 | 0 | 0 | 0 | 0 | 0 | 0 | 0 | 0 | 0 | 0 | 0 | 0 | 0 | 0 | 0 | 0 | 0 | 0 | 0 | 0 | 0 | 0 | 0
[8 empty] | #REF! | 20 | 9 | 2030 | 2029 | 2028 | 2027 | 2026 | 2025 | 2024 | 2023 | 2022 | 2021 | 0 | 0 | 0 | 0 | 0 | 0 | 0 | 0 | 0 | 0 | 0 | 0 | 0 | 0 | 0 | 0 | 0 | 0 | 0 | 0 | 0 | 0 | 0 | 0 | 0 | 0 | 0 | 0 | 0 | 0 | 0 | 0 | 0 | 0 | 0 | 0 | 0 | 0 | 0 | 0
[8 empty] | #REF! | 20 | 10 | 2031 | 2030 | 2029 | 2028 | 2027 | 2026 | 2025 | 2024 | 2023 | 2022 | 2021 | 0 | 0 | 0 | 0 | 0 | 0 | 0 | 0 | 0 | 0 | 0 | 0 | 0 | 0 | 0 | 0 | 0 | 0 | 0 | 0 | 0 | 0 | 0 | 0 | 0 | 0 | 0 | 0 | 0 | 0 | 0 | 0 | 0 | 0 | 0 | 0 | 0 | 0 | 0
[8 empty] | #REF! | 20 | 11 | 2032 | 2031 | 2030 | 2029 | 2028 | 2027 | 2026 | 2025 | 2024 | 2023 | 2022 | 2021 | 0 | 0 | 0 | 0 | 0 | 0 | 0 | 0 | 0 | 0 | 0 | 0 | 0 | 0 | 0 | 0 | 0 | 0 | 0 | 0 | 0 | 0 | 0 | 0 | 0 | 0 | 0 | 0 | 0 | 0 | 0 | 0 | 0 | 0 | 0 | 0 | 0 | 0
[8 empty] | #REF! | 20 | 12 | 2033 | 2032 | 2031 | 2030 | 2029 | 2028 | 2027 | 2026 | 2025 | 2024 | 2023 | 2022 | 2021 | 0 | 0 | 0 | 0 | 0 | 0 | 0 | 0 | 0 | 0 | 0 | 0 | 0 | 0 | 0 | 0 | 0 | 0 | 0 | 0 | 0 | 0 | 0 | 0 | 0 | 0 | 0 | 0 | 0 | 0 | 0 | 0 | 0 | 0 | 0 | 0 | 0
[8 empty] | #REF! | 20 | 13 | 2034 | 2033 | 2032 | 2031 | 2030 | 2029 | 2028 | 2027 | 2026 | 2025 | 2024 | 2023 | 2022 | 2021 | 0 | 0 | 0 | 0 | 0 | 0 | 0 | 0 | 0 | 0 | 0 | 0 | 0 | 0 | 0 | 0 | 0 | 0 | 0 | 0 | 0 | 0 | 0 | 0 | 0 | 0 | 0 | 0 | 0 | 0 | 0 | 0 | 0 | 0 | 0 | 0
[8 empty] | #REF! | 20 | 14 | 2035 | 2034 | 2033 | 2032 | 2031 | 2030 | 2029 | 2028 | 2027 | 2026 | 2025 | 2024 | 2023 | 2022 | 2021 | 0 | 0 | 0 | 0 | 0 | 0 | 0 | 0 | 0 | 0 | 0 | 0 | 0 | 0 | 0 | 0 | 0 | 0 | 0 | 0 | 0 | 0 | 0 | 0 | 0 | 0 | 0 | 0 | 0 | 0 | 0 | 0 | 0 | 0 | 0
[8 empty] | #REF! | 20 | 15 | 2036 | 2035 | 2034 | 2033 | 2032 | 2031 | 2030 | 2029 | 2028 | 2027 | 2026 | 2025 | 2024 | 2023 | 2022 | 2021 | 0 | 0 | 0 | 0 | 0 | 0 | 0 | 0 | 0 | 0 | 0 | 0 | 0 | 0 | 0 | 0 | 0 | 0 | 0 | 0 | 0 | 0 | 0 | 0 | 0 | 0 | 0 | 0 | 0 | 0 | 0 | 0 | 0 | 0
[8 empty] | #REF! | 20 | 16 | 2037 | 2036 | 2035 | 2034 | 2033 | 2032 | 2031 | 2030 | 2029 | 2028 | 2027 | 2026 | 2025 | 2024 | 2023 | 2022 | 2021 | 0 | 0 | 0 | 0 | 0 | 0 | 0 | 0 | 0 | 0 | 0 | 0 | 0 | 0 | 0 | 0 | 0 | 0 | 0 | 0 | 0 | 0 | 0 | 0 | 0 | 0 | 0 | 0 | 0 | 0 | 0 | 0 | 0
[8 empty] | #REF! | 20 | 17 | 2038 | 2037 | 2036 | 2035 | 2034 | 2033 | 2032 | 2031 | 2030 | 2029 | 2028 | 2027 | 2026 | 2025 | 2024 | 2023 | 2022 | 2021 | 0 | 0 | 0 | 0 | 0 | 0 | 0 | 0 | 0 | 0 | 0 | 0 | 0 | 0 | 0 | 0 | 0 | 0 | 0 | 0 | 0 | 0 | 0 | 0 | 0 | 0 | 0 | 0 | 0 | 0 | 0 | 0
[8 empty] | #REF! | 20 | 18 | 2039 | 2038 | 2037 | 2036 | 2035 | 2034 | 2033 | 2032 | 2031 | 2030 | 2029 | 2028 | 2027 | 2026 | 2025 | 2024 | 2023 | 2022 | 2021 | 0 | 0 | 0 | 0 | 0 | 0 | 0 | 0 | 0 | 0 | 0 | 0 | 0 | 0 | 0 | 0 | 0 | 0 | 0 | 0 | 0 | 0 | 0 | 0 | 0 | 0 | 0 | 0 | 0 | 0 | 0
[8 empty] | #REF! | 20 | 19 | 2040 | 2039 | 2038 | 2037 | 2036 | 2035 | 2034 | 2033 | 2032 | 2031 | 2030 | 2029 | 2028 | 2027 | 2026 | 2025 | 2024 | 2023 | 2022 | 2021 | 0 | 0 | 0 | 0 | 0 | 0 | 0 | 0 | 0 | 0 | 0 | 0 | 0 | 0 | 0 | 0 | 0 | 0 | 0 | 0 | 0 | 0 | 0 | 0 | 0 | 0 | 0 | 0 | 0 | 0
[8 empty] | #REF! | 20 | 20 | 2041 | 2040 | 2039 | 2038 | 2037 | 2036 | 2035 | 2034 | 2033 | 2032 | 2031 | 2030 | 2029 | 2028 | 2027 | 2026 | 2025 | 2024 | 2023 | 2022 | 2021 | 0 | 0 | 0 | 0 | 0 | 0 | 0 | 0 | 0 | 0 | 0 | 0 | 0 | 0 | 0 | 0 | 0 | 0 | 0 | 0 | 0 | 0 | 0 | 0 | 0 | 0 | 0 | 0 | 0
[8 empty] | #REF! | 20 | 21 | 2042 | 2041 | 2040 | 2039 | 2038 | 2037 | 2036 | 2035 | 2034 | 2033 | 2032 | 2031 | 2030 | 2029 | 2028 | 2027 | 2026 | 2025 | 2024 | 2023 | 2022 | 2021 | 0 | 0 | 0 | 0 | 0 | 0 | 0 | 0 | 0 | 0 | 0 | 0 | 0 | 0 | 0 | 0 | 0 | 0 | 0 | 0 | 0 | 0 | 0 | 0 | 0 | 0 | 0 | 0
[8 empty] | #REF! | 20 | 22 | 2043 | 2042 | 2041 | 2040 | 2039 | 2038 | 2037 | 2036 | 2035 | 2034 | 2033 | 2032 | 2031 | 2030 | 2029 | 2028 | 2027 | 2026 | 2025 | 2024 | 2023 | 2022 | 2021 | 0 | 0 | 0 | 0 | 0 | 0 | 0 | 0 | 0 | 0 | 0 | 0 | 0 | 0 | 0 | 0 | 0 | 0 | 0 | 0 | 0 | 0 | 0 | 0 | 0 | 0 | 0
[8 empty] | #REF! | 20 | 23 | 2044 | 2043 | 2042 | 2041 | 2040 | 2039 | 2038 | 2037 | 2036 | 2035 | 2034 | 2033 | 2032 | 2031 | 2030 | 2029 | 2028 | 2027 | 2026 | 2025 | 2024 | 2023 | 2022 | 2021 | 0 | 0 | 0 | 0 | 0 | 0 | 0 | 0 | 0 | 0 | 0 | 0 | 0 | 0 | 0 | 0 | 0 | 0 | 0 | 0 | 0 | 0 | 0 | 0 | 0 | 0
[8 empty] | #REF! | 20 | 24 | 2045 | 2044 | 2043 | 2042 | 2041 | 2040 | 2039 | 2038 | 2037 | 2036 | 2035 | 2034 | 2033 | 2032 | 2031 | 2030 | 2029 | 2028 | 2027 | 2026 | 2025 | 2024 | 2023 | 2022 | 2021 | 0 | 0 | 0 | 0 | 0 | 0 | 0 | 0 | 0 | 0 | 0 | 0 | 0 | 0 | 0 | 0 | 0 | 0 | 0 | 0 | 0 | 0 | 0 | 0 | 0
[8 empty] | #REF! | 20 | 25 | 2046 | 2045 | 2044 | 2043 | 2042 | 2041 | 2040 | 2039 | 2038 | 2037 | 2036 | 2035 | 2034 | 2033 | 2032 | 2031 | 2030 | 2029 | 2028 | 2027 | 2026 | 2025 | 2024 | 2023 | 2022 | 2021 | 0 | 0 | 0 | 0 | 0 | 0 | 0 | 0 | 0 | 0 | 0 | 0 | 0 | 0 | 0 | 0 | 0 | 0 | 0 | 0 | 0 | 0 | 0 | 0
[8 empty] | #REF! | 20 | 26 | 2047 | 2046 | 2045 | 2044 | 2043 | 2042 | 2041 | 2040 | 2039 | 2038 | 2037 | 2036 | 2035 | 2034 | 2033 | 2032 | 2031 | 2030 | 2029 | 2028 | 2027 | 2026 | 2025 | 2024 | 2023 | 2022 | 2021 | 0 | 0 | 0 | 0 | 0 | 0 | 0 | 0 | 0 | 0 | 0 | 0 | 0 | 0 | 0 | 0 | 0 | 0 | 0 | 0 | 0 | 0 | 0
[8 empty] | #REF! | 20 | 27 | 2048 | 2047 | 2046 | 2045 | 2044 | 2043 | 2042 | 2041 | 2040 | 2039 | 2038 | 2037 | 2036 | 2035 | 2034 | 2033 | 2032 | 2031 | 2030 | 2029 | 2028 | 2027 | 2026 | 2025 | 2024 | 2023 | 2022 | 2021 | 0 | 0 | 0 | 0 | 0 | 0 | 0 | 0 | 0 | 0 | 0 | 0 | 0 | 0 | 0 | 0 | 0 | 0 | 0 | 0 | 0 | 0
[8 empty] | #REF! | 20 | 28 | 2049 | 2048 | 2047 | 2046 | 2045 | 2044 | 2043 | 2042 | 2041 | 2040 | 2039 | 2038 | 2037 | 2036 | 2035 | 2034 | 2033 | 2032 | 2031 | 2030 | 2029 | 2028 | 2027 | 2026 | 2025 | 2024 | 2023 | 2022 | 2021 | 0 | 0 | 0 | 0 | 0 | 0 | 0 | 0 | 0 | 0 | 0 | 0 | 0 | 0 | 0 | 0 | 0 | 0 | 0 | 0 | 0
[8 empty] | #REF! | 20 | 29 | 2050 | 2049 | 2048 | 2047 | 2046 | 2045 | 2044 | 2043 | 2042 | 2041 | 2040 | 2039 | 2038 | 2037 | 2036 | 2035 | 2034 | 2033 | 2032 | 2031 | 2030 | 2029 | 2028 | 2027 | 2026 | 2025 | 2024 | 2023 | 2022 | 2021 | 0 | 0 | 0 | 0 | 0 | 0 | 0 | 0 | 0 | 0 | 0 | 0 | 0 | 0 | 0 | 0 | 0 | 0 | 0 | 0
[8 empty] | #REF! | 20 | 30 | 2051 | 2050 | 2049 | 2048 | 2047 | 2046 | 2045 | 2044 | 2043 | 2042 | 2041 | 2040 | 2039 | 2038 | 2037 | 2036 | 2035 | 2034 | 2033 | 2032 | 2031 | 2030 | 2029 | 2028 | 2027 | 2026 | 2025 | 2024 | 2023 | 2022 | 2021 | 0 | 0 | 0 | 0 | 0 | 0 | 0 | 0 | 0 | 0 | 0 | 0 | 0 | 0 | 0 | 0 | 0 | 0 | 0
[8 empty] | #REF! | 20 | 31 | 2052 | 2051 | 2050 | 2049 | 2048 | 2047 | 2046 | 2045 | 2044 | 2043 | 2042 | 2041 | 2040 | 2039 | 2038 | 2037 | 2036 | 2035 | 2034 | 2033 | 2032 | 2031 | 2030 | 2029 | 2028 | 2027 | 2026 | 2025 | 2024 | 2023 | 2022 | 2021 | 0 | 0 | 0 | 0 | 0 | 0 | 0 | 0 | 0 | 0 | 0 | 0 | 0 | 0 | 0 | 0 | 0 | 0
[8 empty] | #REF! | 20 | 32 | 2053 | 2052 | 2051 | 2050 | 2049 | 2048 | 2047 | 2046 | 2045 | 2044 | 2043 | 2042 | 2041 | 2040 | 2039 | 2038 | 2037 | 2036 | 2035 | 2034 | 2033 | 2032 | 2031 | 2030 | 2029 | 2028 | 2027 | 2026 | 2025 | 2024 | 2023 | 2022 | 2021 | 0 | 0 | 0 | 0 | 0 | 0 | 0 | 0 | 0 | 0 | 0 | 0 | 0 | 0 | 0 | 0 | 0
[8 empty] | #REF! | 20 | 33 | 2054 | 2053 | 2052 | 2051 | 2050 | 2049 | 2048 | 2047 | 2046 | 2045 | 2044 | 2043 | 2042 | 2041 | 2040 | 2039 | 2038 | 2037 | 2036 | 2035 | 2034 | 2033 | 2032 | 2031 | 2030 | 2029 | 2028 | 2027 | 2026 | 2025 | 2024 | 2023 | 2022 | 2021 | 0 | 0 | 0 | 0 | 0 | 0 | 0 | 0 | 0 | 0 | 0 | 0 | 0 | 0 | 0 | 0
[8 empty] | #REF! | 20 | 34 | 2055 | 2054 | 2053 | 2052 | 2051 | 2050 | 2049 | 2048 | 2047 | 2046 | 2045 | 2044 | 2043 | 2042 | 2041 | 2040 | 2039 | 2038 | 2037 | 2036 | 2035 | 2034 | 2033 | 2032 | 2031 | 2030 | 2029 | 2028 | 2027 | 2026 | 2025 | 2024 | 2023 | 2022 | 2021 | 0 | 0 | 0 | 0 | 0 | 0 | 0 | 0 | 0 | 0 | 0 | 0 | 0 | 0 | 0
[8 empty] | #REF! | 20 | 35 | 2056 | 2055 | 2054 | 2053 | 2052 | 2051 | 2050 | 2049 | 2048 | 2047 | 2046 | 2045 | 2044 | 2043 | 2042 | 2041 | 2040 | 2039 | 2038 | 2037 | 2036 | 2035 | 2034 | 2033 | 2032 | 2031 | 2030 | 2029 | 2028 | 2027 | 2026 | 2025 | 2024 | 2023 | 2022 | 2021 | 0 | 0 | 0 | 0 | 0 | 0 | 0 | 0 | 0 | 0 | 0 | 0 | 0 | 0
[8 empty] | #REF! | 20 | 36 | 2057 | 2056 | 2055 | 2054 | 2053 | 2052 | 2051 | 2050 | 2049 | 2048 | 2047 | 2046 | 2045 | 2044 | 2043 | 2042 | 2041 | 2040 | 2039 | 2038 | 2037 | 2036 | 2035 | 2034 | 2033 | 2032 | 2031 | 2030 | 2029 | 2028 | 2027 | 2026 | 2025 | 2024 | 2023 | 2022 | 2021 | 0 | 0 | 0 | 0 | 0 | 0 | 0 | 0 | 0 | 0 | 0 | 0 | 0
[8 empty] | #REF! | 20 | 37 | 2058 | 2057 | 2056 | 2055 | 2054 | 2053 | 2052 | 2051 | 2050 | 2049 | 2048 | 2047 | 2046 | 2045 | 2044 | 2043 | 2042 | 2041 | 2040 | 2039 | 2038 | 2037 | 2036 | 2035 | 2034 | 2033 | 2032 | 2031 | 2030 | 2029 | 2028 | 2027 | 2026 | 2025 | 2024 | 2023 | 2022 | 2021 | 0 | 0 | 0 | 0 | 0 | 0 | 0 | 0 | 0 | 0 | 0 | 0
[8 empty] | #REF! | 20 | 38 | 2059 | 2058 | 2057 | 2056 | 2055 | 2054 | 2053 | 2052 | 2051 | 2050 | 2049 | 2048 | 2047 | 2046 | 2045 | 2044 | 2043 | 2042 | 2041 | 2040 | 2039 | 2038 | 2037 | 2036 | 2035 | 2034 | 2033 | 2032 | 2031 | 2030 | 2029 | 2028 | 2027 | 2026 | 2025 | 2024 | 2023 | 2022 | 2021 | 0 | 0 | 0 | 0 | 0 | 0 | 0 | 0 | 0 | 0 | 0
[8 empty] | #REF! | 20 | 39 | 2060 | 2059 | 2058 | 2057 | 2056 | 2055 | 2054 | 2053 | 2052 | 2051 | 2050 | 2049 | 2048 | 2047 | 2046 | 2045 | 2044 | 2043 | 2042 | 2041 | 2040 | 2039 | 2038 | 2037 | 2036 | 2035 | 2034 | 2033 | 2032 | 2031 | 2030 | 2029 | 2028 | 2027 | 2026 | 2025 | 2024 | 2023 | 2022 | 2021 | 0 | 0 | 0 | 0 | 0 | 0 | 0 | 0 | 0 | 0
[8 empty] | #REF! | 20 | 40 | 2061 | 2060 | 2059 | 2058 | 2057 | 2056 | 2055 | 2054 | 2053 | 2052 | 2051 | 2050 | 2049 | 2048 | 2047 | 2046 | 2045 | 2044 | 2043 | 2042 | 2041 | 2040 | 2039 | 2038 | 2037 | 2036 | 2035 | 2034 | 2033 | 2032 | 2031 | 2030 | 2029 | 2028 | 2027 | 2026 | 2025 | 2024 | 2023 | 2022 | 2021 | 0 | 0 | 0 | 0 | 0 | 0 | 0 | 0 | 0
[8 empty] | #REF! | 20 | 41 | 2062 | 2061 | 2060 | 2059 | 2058 | 2057 | 2056 | 2055 | 2054 | 2053 | 2052 | 2051 | 2050 | 2049 | 2048 | 2047 | 2046 | 2045 | 2044 | 2043 | 2042 | 2041 | 2040 | 2039 | 2038 | 2037 | 2036 | 2035 | 2034 | 2033 | 2032 | 2031 | 2030 | 2029 | 2028 | 2027 | 2026 | 2025 | 2024 | 2023 | 2022 | 2021 | 0 | 0 | 0 | 0 | 0 | 0 | 0 | 0
[8 empty] | #REF! | 20 | 42 | 2063 | 2062 | 2061 | 2060 | 2059 | 2058 | 2057 | 2056 | 2055 | 2054 | 2053 | 2052 | 2051 | 2050 | 2049 | 2048 | 2047 | 2046 | 2045 | 2044 | 2043 | 2042 | 2041 | 2040 | 2039 | 2038 | 2037 | 2036 | 2035 | 2034 | 2033 | 2032 | 2031 | 2030 | 2029 | 2028 | 2027 | 2026 | 2025 | 2024 | 2023 | 2022 | 2021 | 0 | 0 | 0 | 0 | 0 | 0 | 0
[8 empty] | #REF! | 20 | 43 | 2064 | 2063 | 2062 | 2061 | 2060 | 2059 | 2058 | 2057 | 2056 | 2055 | 2054 | 2053 | 2052 | 2051 | 2050 | 2049 | 2048 | 2047 | 2046 | 2045 | 2044 | 2043 | 2042 | 2041 | 2040 | 2039 | 2038 | 2037 | 2036 | 2035 | 2034 | 2033 | 2032 | 2031 | 2030 | 2029 | 2028 | 2027 | 2026 | 2025 | 2024 | 2023 | 2022 | 2021 | 0 | 0 | 0 | 0 | 0 | 0
[8 empty] | #REF! | 20 | 44 | 2065 | 2064 | 2063 | 2062 | 2061 | 2060 | 2059 | 2058 | 2057 | 2056 | 2055 | 2054 | 2053 | 2052 | 2051 | 2050 | 2049 | 2048 | 2047 | 2046 | 2045 | 2044 | 2043 | 2042 | 2041 | 2040 | 2039 | 2038 | 2037 | 2036 | 2035 | 2034 | 2033 | 2032 | 2031 | 2030 | 2029 | 2028 | 2027 | 2026 | 2025 | 2024 | 2023 | 2022 | 2021 | 0 | 0 | 0 | 0 | 0
[8 empty] | #REF! | 20 | 45 | 2066 | 2065 | 2064 | 2063 | 2062 | 2061 | 2060 | 2059 | 2058 | 2057 | 2056 | 2055 | 2054 | 2053 | 2052 | 2051 | 2050 | 2049 | 2048 | 2047 | 2046 | 2045 | 2044 | 2043 | 2042 | 2041 | 2040 | 2039 | 2038 | 2037 | 2036 | 2035 | 2034 | 2033 | 2032 | 2031 | 2030 | 2029 | 2028 | 2027 | 2026 | 2025 | 2024 | 2023 | 2022 | 2021 | 0 | 0 | 0 | 0
[8 empty] | #REF! | 20 | 46 | 2067 | 2066 | 2065 | 2064 | 2063 | 2062 | 2061 | 2060 | 2059 | 2058 | 2057 | 2056 | 2055 | 2054 | 2053 | 2052 | 2051 | 2050 | 2049 | 2048 | 2047 | 2046 | 2045 | 2044 | 2043 | 2042 | 2041 | 2040 | 2039 | 2038 | 2037 | 2036 | 2035 | 2034 | 2033 | 2032 | 2031 | 2030 | 2029 | 2028 | 2027 | 2026 | 2025 | 2024 | 2023 | 2022 | 2021 | 0 | 0 | 0
[8 empty] | #REF! | 20 | 47 | 2068 | 2067 | 2066 | 2065 | 2064 | 2063 | 2062 | 2061 | 2060 | 2059 | 2058 | 2057 | 2056 | 2055 | 2054 | 2053 | 2052 | 2051 | 2050 | 2049 | 2048 | 2047 | 2046 | 2045 | 2044 | 2043 | 2042 | 2041 | 2040 | 2039 | 2038 | 2037 | 2036 | 2035 | 2034 | 2033 | 2032 | 2031 | 2030 | 2029 | 2028 | 2027 | 2026 | 2025 | 2024 | 2023 | 2022 | 2021 | 0 | 0
[8 empty] | #REF! | 20 | 48 | 2069 | 2068 | 2067 | 2066 | 2065 | 2064 | 2063 | 2062 | 2061 | 2060 | 2059 | 2058 | 2057 | 2056 | 2055 | 2054 | 2053 | 2052 | 2051 | 2050 | 2049 | 2048 | 2047 | 2046 | 2045 | 2044 | 2043 | 2042 | 2041 | 2040 | 2039 | 2038 | 2037 | 2036 | 2035 | 2034 | 2033 | 2032 | 2031 | 2030 | 2029 | 2028 | 2027 | 2026 | 2025 | 2024 | 2023 | 2022 | 2021 | 0
[8 empty] | #REF! | 20 | 49 | 2070 | 2069 | 2068 | 2067 | 2066 | 2065 | 2064 | 2063 | 2062 | 2061 | 2060 | 2059 | 2058 | 2057 | 2056 | 2055 | 2054 | 2053 | 2052 | 2051 | 2050 | 2049 | 2048 | 2047 | 2046 | 2045 | 2044 | 2043 | 2042 | 2041 | 2040 | 2039 | 2038 | 2037 | 2036 | 2035 | 2034 | 2033 | 2032 | 2031 | 2030 | 2029 | 2028 | 2027 | 2026 | 2025 | 2024 | 2023 | 2022 | 2021
[8 empty] | #REF! | 20 | 50 | 0 | 2070 | 2069 | 2068 | 2067 | 2066 | 2065 | 2064 | 2063 | 2062 | 2061 | 2060 | 2059 | 2058 | 2057 | 2056 | 2055 | 2054 | 2053 | 2052 | 2051 | 2050 | 2049 | 2048 | 2047 | 2046 | 2045 | 2044 | 2043 | 2042 | 2041 | 2040 | 2039 | 2038 | 2037 | 2036 | 2035 | 2034 | 2033 | 2032 | 2031 | 2030 | 2029 | 2028 | 2027 | 2026 | 2025 | 2024 | 2023 | 2022
[8 empty] | #REF! | 21 | 0 | 0 | 0 | 0 | 0 | 0 | 0 | 0 | 0 | 0 | 0 | 0 | 0 | 0 | 0 | 0 | 0 | 0 | 0 | 0 | 0 | 0 | 0 | 0 | 0 | 0 | 0 | 0 | 0 | 0 | 0 | 0 | 0 | 0 | 0 | 0 | 0 | 0 | 0 | 0 | 0 | 0 | 0 | 0 | 0 | 0 | 0 | 0 | 0 | 0 | 0
[8 empty] | #REF! | 21 | 1 | 1 | 0 | 0 | 0 | 0 | 0 | 0 | 0 | 0 | 0 | 0 | 0 | 0 | 0 | 0 | 0 | 0 | 0 | 0 | 0 | 0 | 0 | 0 | 0 | 0 | 0 | 0 | 0 | 0 | 0 | 0 | 0 | 0 | 0 | 0 | 0 | 0 | 0 | 0 | 0 | 0 | 0 | 0 | 0 | 0 | 0 | 0 | 0 | 0 | 0
[8 empty] | #REF! | 21 | 2 | 2 | 1 | 0 | 0 | 0 | 0 | 0 | 0 | 0 | 0 | 0 | 0 | 0 | 0 | 0 | 0 | 0 | 0 | 0 | 0 | 0 | 0 | 0 | 0 | 0 | 0 | 0 | 0 | 0 | 0 | 0 | 0 | 0 | 0 | 0 | 0 | 0 | 0 | 0 | 0 | 0 | 0 | 0 | 0 | 0 | 0 | 0 | 0 | 0 | 0
[8 empty] | #REF! | 21 | 3 | 3 | 2 | 1 | 0 | 0 | 0 | 0 | 0 | 0 | 0 | 0 | 0 | 0 | 0 | 0 | 0 | 0 | 0 | 0 | 0 | 0 | 0 | 0 | 0 | 0 | 0 | 0 | 0 | 0 | 0 | 0 | 0 | 0 | 0 | 0 | 0 | 0 | 0 | 0 | 0 | 0 | 0 | 0 | 0 | 0 | 0 | 0 | 0 | 0 | 0
[8 empty] | #REF! | 21 | 4 | 4 | 3 | 2 | 1 | 0 | 0 | 0 | 0 | 0 | 0 | 0 | 0 | 0 | 0 | 0 | 0 | 0 | 0 | 0 | 0 | 0 | 0 | 0 | 0 | 0 | 0 | 0 | 0 | 0 | 0 | 0 | 0 | 0 | 0 | 0 | 0 | 0 | 0 | 0 | 0 | 0 | 0 | 0 | 0 | 0 | 0 | 0 | 0 | 0 | 0
[8 empty] | #REF! | 21 | 5 | 5 | 4 | 3 | 2 | 1 | 0 | 0 | 0 | 0 | 0 | 0 | 0 | 0 | 0 | 0 | 0 | 0 | 0 | 0 | 0 | 0 | 0 | 0 | 0 | 0 | 0 | 0 | 0 | 0 | 0 | 0 | 0 | 0 | 0 | 0 | 0 | 0 | 0 | 0 | 0 | 0 | 0 | 0 | 0 | 0 | 0 | 0 | 0 | 0 | 0
[8 empty] | #REF! | 21 | 6 | 6 | 5 | 4 | 3 | 2 | 1 | 0 | 0 | 0 | 0 | 0 | 0 | 0 | 0 | 0 | 0 | 0 | 0 | 0 | 0 | 0 | 0 | 0 | 0 | 0 | 0 | 0 | 0 | 0 | 0 | 0 | 0 | 0 | 0 | 0 | 0 | 0 | 0 | 0 | 0 | 0 | 0 | 0 | 0 | 0 | 0 | 0 | 0 | 0 | 0
[8 empty] | #REF! | 21 | 7 | 7 | 6 | 5 | 4 | 3 | 2 | 1 | 0 | 0 | 0 | 0 | 0 | 0 | 0 | 0 | 0 | 0 | 0 | 0 | 0 | 0 | 0 | 0 | 0 | 0 | 0 | 0 | 0 | 0 | 0 | 0 | 0 | 0 | 0 | 0 | 0 | 0 | 0 | 0 | 0 | 0 | 0 | 0 | 0 | 0 | 0 | 0 | 0 | 0 | 0
[8 empty] | #REF! | 21 | 8 | 8 | 7 | 6 | 5 | 4 | 3 | 2 | 1 | 0 | 0 | 0 | 0 | 0 | 0 | 0 | 0 | 0 | 0 | 0 | 0 | 0 | 0 | 0 | 0 | 0 | 0 | 0 | 0 | 0 | 0 | 0 | 0 | 0 | 0 | 0 | 0 | 0 | 0 | 0 | 0 | 0 | 0 | 0 | 0 | 0 | 0 | 0 | 0 | 0 | 0
[8 empty] | #REF! | 21 | 9 | 9 | 8 | 7 | 6 | 5 | 4 | 3 | 2 | 1 | 0 | 0 | 0 | 0 | 0 | 0 | 0 | 0 | 0 | 0 | 0 | 0 | 0 | 0 | 0 | 0 | 0 | 0 | 0 | 0 | 0 | 0 | 0 | 0 | 0 | 0 | 0 | 0 | 0 | 0 | 0 | 0 | 0 | 0 | 0 | 0 | 0 | 0 | 0 | 0 | 0
[8 empty] | #REF! | 21 | 10 | 10 | 9 | 8 | 7 | 6 | 5 | 4 | 3 | 2 | 1 | 0 | 0 | 0 | 0 | 0 | 0 | 0 | 0 | 0 | 0 | 0 | 0 | 0 | 0 | 0 | 0 | 0 | 0 | 0 | 0 | 0 | 0 | 0 | 0 | 0 | 0 | 0 | 0 | 0 | 0 | 0 | 0 | 0 | 0 | 0 | 0 | 0 | 0 | 0 | 0
[8 empty] | #REF! | 21 | 11 | 11 | 10 | 9 | 8 | 7 | 6 | 5 | 4 | 3 | 2 | 1 | 0 | 0 | 0 | 0 | 0 | 0 | 0 | 0 | 0 | 0 | 0 | 0 | 0 | 0 | 0 | 0 | 0 | 0 | 0 | 0 | 0 | 0 | 0 | 0 | 0 | 0 | 0 | 0 | 0 | 0 | 0 | 0 | 0 | 0 | 0 | 0 | 0 | 0 | 0
[8 empty] | #REF! | 21 | 12 | 12 | 11 | 10 | 9 | 8 | 7 | 6 | 5 | 4 | 3 | 2 | 1 | 0 | 0 | 0 | 0 | 0 | 0 | 0 | 0 | 0 | 0 | 0 | 0 | 0 | 0 | 0 | 0 | 0 | 0 | 0 | 0 | 0 | 0 | 0 | 0 | 0 | 0 | 0 | 0 | 0 | 0 | 0 | 0 | 0 | 0 | 0 | 0 | 0 | 0
[8 empty] | #REF! | 21 | 13 | 13 | 12 | 11 | 10 | 9 | 8 | 7 | 6 | 5 | 4 | 3 | 2 | 1 | 0 | 0 | 0 | 0 | 0 | 0 | 0 | 0 | 0 | 0 | 0 | 0 | 0 | 0 | 0 | 0 | 0 | 0 | 0 | 0 | 0 | 0 | 0 | 0 | 0 | 0 | 0 | 0 | 0 | 0 | 0 | 0 | 0 | 0 | 0 | 0 | 0
[8 empty] | #REF! | 21 | 14 | 14 | 13 | 12 | 11 | 10 | 9 | 8 | 7 | 6 | 5 | 4 | 3 | 2 | 1 | 0 | 0 | 0 | 0 | 0 | 0 | 0 | 0 | 0 | 0 | 0 | 0 | 0 | 0 | 0 | 0 | 0 | 0 | 0 | 0 | 0 | 0 | 0 | 0 | 0 | 0 | 0 | 0 | 0 | 0 | 0 | 0 | 0 | 0 | 0 | 0
[8 empty] | #REF! | 21 | 15 | 15 | 14 | 13 | 12 | 11 | 10 | 9 | 8 | 7 | 6 | 5 | 4 | 3 | 2 | 1 | 0 | 0 | 0 | 0 | 0 | 0 | 0 | 0 | 0 | 0 | 0 | 0 | 0 | 0 | 0 | 0 | 0 | 0 | 0 | 0 | 0 | 0 | 0 | 0 | 0 | 0 | 0 | 0 | 0 | 0 | 0 | 0 | 0 | 0 | 0
[8 empty] | #REF! | 21 | 16 | 16 | 15 | 14 | 13 | 12 | 11 | 10 | 9 | 8 | 7 | 6 | 5 | 4 | 3 | 2 | 1 | 0 | 0 | 0 | 0 | 0 | 0 | 0 | 0 | 0 | 0 | 0 | 0 | 0 | 0 | 0 | 0 | 0 | 0 | 0 | 0 | 0 | 0 | 0 | 0 | 0 | 0 | 0 | 0 | 0 | 0 | 0 | 0 | 0 | 0
[8 empty] | #REF! | 21 | 17 | 17 | 16 | 15 | 14 | 13 | 12 | 11 | 10 | 9 | 8 | 7 | 6 | 5 | 4 | 3 | 2 | 1 | 0 | 0 | 0 | 0 | 0 | 0 | 0 | 0 | 0 | 0 | 0 | 0 | 0 | 0 | 0 | 0 | 0 | 0 | 0 | 0 | 0 | 0 | 0 | 0 | 0 | 0 | 0 | 0 | 0 | 0 | 0 | 0 | 0
[8 empty] | #REF! | 21 | 18 | 18 | 17 | 16 | 15 | 14 | 13 | 12 | 11 | 10 | 9 | 8 | 7 | 6 | 5 | 4 | 3 | 2 | 1 | 0 | 0 | 0 | 0 | 0 | 0 | 0 | 0 | 0 | 0 | 0 | 0 | 0 | 0 | 0 | 0 | 0 | 0 | 0 | 0 | 0 | 0 | 0 | 0 | 0 | 0 | 0 | 0 | 0 | 0 | 0 | 0
[8 empty] | #REF! | 21 | 19 | 19 | 18 | 17 | 16 | 15 | 14 | 13 | 12 | 11 | 10 | 9 | 8 | 7 | 6 | 5 | 4 | 3 | 2 | 1 | 0 | 0 | 0 | 0 | 0 | 0 | 0 | 0 | 0 | 0 | 0 | 0 | 0 | 0 | 0 | 0 | 0 | 0 | 0 | 0 | 0 | 0 | 0 | 0 | 0 | 0 | 0 | 0 | 0 | 0 | 0
[8 empty] | #REF! | 21 | 20 | 20 | 19 | 18 | 17 | 16 | 15 | 14 | 13 | 12 | 11 | 10 | 9 | 8 | 7 | 6 | 5 | 4 | 3 | 2 | 1 | 0 | 0 | 0 | 0 | 0 | 0 | 0 | 0 | 0 | 0 | 0 | 0 | 0 | 0 | 0 | 0 | 0 | 0 | 0 | 0 | 0 | 0 | 0 | 0 | 0 | 0 | 0 | 0 | 0 | 0
[8 empty] | #REF! | 21 | 21 | 21 | 20 | 19 | 18 | 17 | 16 | 15 | 14 | 13 | 12 | 11 | 10 | 9 | 8 | 7 | 6 | 5 | 4 | 3 | 2 | 1 | 0 | 0 | 0 | 0 | 0 | 0 | 0 | 0 | 0 | 0 | 0 | 0 | 0 | 0 | 0 | 0 | 0 | 0 | 0 | 0 | 0 | 0 | 0 | 0 | 0 | 0 | 0 | 0 | 0
[8 empty] | #REF! | 21 | 22 | 22 | 21 | 20 | 19 | 18 | 17 | 16 | 15 | 14 | 13 | 12 | 11 | 10 | 9 | 8 | 7 | 6 | 5 | 4 | 3 | 2 | 1 | 0 | 0 | 0 | 0 | 0 | 0 | 0 | 0 | 0 | 0 | 0 | 0 | 0 | 0 | 0 | 0 | 0 | 0 | 0 | 0 | 0 | 0 | 0 | 0 | 0 | 0 | 0 | 0
[8 empty] | #REF! | 21 | 23 | 23 | 22 | 21 | 20 | 19 | 18 | 17 | 16 | 15 | 14 | 13 | 12 | 11 | 10 | 9 | 8 | 7 | 6 | 5 | 4 | 3 | 2 | 1 | 0 | 0 | 0 | 0 | 0 | 0 | 0 | 0 | 0 | 0 | 0 | 0 | 0 | 0 | 0 | 0 | 0 | 0 | 0 | 0 | 0 | 0 | 0 | 0 | 0 | 0 | 0
[8 empty] | #REF! | 21 | 24 | 24 | 23 | 22 | 21 | 20 | 19 | 18 | 17 | 16 | 15 | 14 | 13 | 12 | 11 | 10 | 9 | 8 | 7 | 6 | 5 | 4 | 3 | 2 | 1 | 0 | 0 | 0 | 0 | 0 | 0 | 0 | 0 | 0 | 0 | 0 | 0 | 0 | 0 | 0 | 0 | 0 | 0 | 0 | 0 | 0 | 0 | 0 | 0 | 0 | 0
[8 empty] | #REF! | 21 | 25 | 25 | 24 | 23 | 22 | 21 | 20 | 19 | 18 | 17 | 16 | 15 | 14 | 13 | 12 | 11 | 10 | 9 | 8 | 7 | 6 | 5 | 4 | 3 | 2 | 1 | 0 | 0 | 0 | 0 | 0 | 0 | 0 | 0 | 0 | 0 | 0 | 0 | 0 | 0 | 0 | 0 | 0 | 0 | 0 | 0 | 0 | 0 | 0 | 0 | 0
[8 empty] | #REF! | 21 | 26 | 26 | 25 | 24 | 23 | 22 | 21 | 20 | 19 | 18 | 17 | 16 | 15 | 14 | 13 | 12 | 11 | 10 | 9 | 8 | 7 | 6 | 5 | 4 | 3 | 2 | 1 | 0 | 0 | 0 | 0 | 0 | 0 | 0 | 0 | 0 | 0 | 0 | 0 | 0 | 0 | 0 | 0 | 0 | 0 | 0 | 0 | 0 | 0 | 0 | 0
[8 empty] | #REF! | 21 | 27 | 27 | 26 | 25 | 24 | 23 | 22 | 21 | 20 | 19 | 18 | 17 | 16 | 15 | 14 | 13 | 12 | 11 | 10 | 9 | 8 | 7 | 6 | 5 | 4 | 3 | 2 | 1 | 0 | 0 | 0 | 0 | 0 | 0 | 0 | 0 | 0 | 0 | 0 | 0 | 0 | 0 | 0 | 0 | 0 | 0 | 0 | 0 | 0 | 0 | 0
[8 empty] | #REF! | 21 | 28 | 28 | 27 | 26 | 25 | 24 | 23 | 22 | 21 | 20 | 19 | 18 | 17 | 16 | 15 | 14 | 13 | 12 | 11 | 10 | 9 | 8 | 7 | 6 | 5 | 4 | 3 | 2 | 1 | 0 | 0 | 0 | 0 | 0 | 0 | 0 | 0 | 0 | 0 | 0 | 0 | 0 | 0 | 0 | 0 | 0 | 0 | 0 | 0 | 0 | 0
[8 empty] | #REF! | 21 | 29 | 29 | 28 | 27 | 26 | 25 | 24 | 23 | 22 | 21 | 20 | 19 | 18 | 17 | 16 | 15 | 14 | 13 | 12 | 11 | 10 | 9 | 8 | 7 | 6 | 5 | 4 | 3 | 2 | 1 | 0 | 0 | 0 | 0 | 0 | 0 | 0 | 0 | 0 | 0 | 0 | 0 | 0 | 0 | 0 | 0 | 0 | 0 | 0 | 0 | 0
[8 empty] | #REF! | 21 | 30 | 30 | 29 | 28 | 27 | 26 | 25 | 24 | 23 | 22 | 21 | 20 | 19 | 18 | 17 | 16 | 15 | 14 | 13 | 12 | 11 | 10 | 9 | 8 | 7 | 6 | 5 | 4 | 3 | 2 | 1 | 0 | 0 | 0 | 0 | 0 | 0 | 0 | 0 | 0 | 0 | 0 | 0 | 0 | 0 | 0 | 0 | 0 | 0 | 0 | 0
[8 empty] | #REF! | 21 | 31 | 31 | 30 | 29 | 28 | 27 | 26 | 25 | 24 | 23 | 22 | 21 | 20 | 19 | 18 | 17 | 16 | 15 | 14 | 13 | 12 | 11 | 10 | 9 | 8 | 7 | 6 | 5 | 4 | 3 | 2 | 1 | 0 | 0 | 0 | 0 | 0 | 0 | 0 | 0 | 0 | 0 | 0 | 0 | 0 | 0 | 0 | 0 | 0 | 0 | 0
[8 empty] | #REF! | 21 | 32 | 32 | 31 | 30 | 29 | 28 | 27 | 26 | 25 | 24 | 23 | 22 | 21 | 20 | 19 | 18 | 17 | 16 | 15 | 14 | 13 | 12 | 11 | 10 | 9 | 8 | 7 | 6 | 5 | 4 | 3 | 2 | 1 | 0 | 0 | 0 | 0 | 0 | 0 | 0 | 0 | 0 | 0 | 0 | 0 | 0 | 0 | 0 | 0 | 0 | 0
[8 empty] | #REF! | 21 | 33 | 33 | 32 | 31 | 30 | 29 | 28 | 27 | 26 | 25 | 24 | 23 | 22 | 21 | 20 | 19 | 18 | 17 | 16 | 15 | 14 | 13 | 12 | 11 | 10 | 9 | 8 | 7 | 6 | 5 | 4 | 3 | 2 | 1 | 0 | 0 | 0 | 0 | 0 | 0 | 0 | 0 | 0 | 0 | 0 | 0 | 0 | 0 | 0 | 0 | 0
[8 empty] | #REF! | 21 | 34 | 34 | 33 | 32 | 31 | 30 | 29 | 28 | 27 | 26 | 25 | 24 | 23 | 22 | 21 | 20 | 19 | 18 | 17 | 16 | 15 | 14 | 13 | 12 | 11 | 10 | 9 | 8 | 7 | 6 | 5 | 4 | 3 | 2 | 1 | 0 | 0 | 0 | 0 | 0 | 0 | 0 | 0 | 0 | 0 | 0 | 0 | 0 | 0 | 0 | 0
[8 empty] | #REF! | 21 | 35 | 35 | 34 | 33 | 32 | 31 | 30 | 29 | 28 | 27 | 26 | 25 | 24 | 23 | 22 | 21 | 20 | 19 | 18 | 17 | 16 | 15 | 14 | 13 | 12 | 11 | 10 | 9 | 8 | 7 | 6 | 5 | 4 | 3 | 2 | 1 | 0 | 0 | 0 | 0 | 0 | 0 | 0 | 0 | 0 | 0 | 0 | 0 | 0 | 0 | 0
[8 empty] | #REF! | 21 | 36 | 36 | 35 | 34 | 33 | 32 | 31 | 30 | 29 | 28 | 27 | 26 | 25 | 24 | 23 | 22 | 21 | 20 | 19 | 18 | 17 | 16 | 15 | 14 | 13 | 12 | 11 | 10 | 9 | 8 | 7 | 6 | 5 | 4 | 3 | 2 | 1 | 0 | 0 | 0 | 0 | 0 | 0 | 0 | 0 | 0 | 0 | 0 | 0 | 0 | 0
[8 empty] | #REF! | 21 | 37 | 37 | 36 | 35 | 34 | 33 | 32 | 31 | 30 | 29 | 28 | 27 | 26 | 25 | 24 | 23 | 22 | 21 | 20 | 19 | 18 | 17 | 16 | 15 | 14 | 13 | 12 | 11 | 10 | 9 | 8 | 7 | 6 | 5 | 4 | 3 | 2 | 1 | 0 | 0 | 0 | 0 | 0 | 0 | 0 | 0 | 0 | 0 | 0 | 0 | 0
[8 empty] | #REF! | 21 | 38 | 38 | 37 | 36 | 35 | 34 | 33 | 32 | 31 | 30 | 29 | 28 | 27 | 26 | 25 | 24 | 23 | 22 | 21 | 20 | 19 | 18 | 17 | 16 | 15 | 14 | 13 | 12 | 11 | 10 | 9 | 8 | 7 | 6 | 5 | 4 | 3 | 2 | 1 | 0 | 0 | 0 | 0 | 0 | 0 | 0 | 0 | 0 | 0 | 0 | 0
[8 empty] | #REF! | 21 | 39 | 39 | 38 | 37 | 36 | 35 | 34 | 33 | 32 | 31 | 30 | 29 | 28 | 27 | 26 | 25 | 24 | 23 | 22 | 21 | 20 | 19 | 18 | 17 | 16 | 15 | 14 | 13 | 12 | 11 | 10 | 9 | 8 | 7 | 6 | 5 | 4 | 3 | 2 | 1 | 0 | 0 | 0 | 0 | 0 | 0 | 0 | 0 | 0 | 0 | 0
[8 empty] | #REF! | 21 | 40 | 40 | 39 | 38 | 37 | 36 | 35 | 34 | 33 | 32 | 31 | 30 | 29 | 28 | 27 | 26 | 25 | 24 | 23 | 22 | 21 | 20 | 19 | 18 | 17 | 16 | 15 | 14 | 13 | 12 | 11 | 10 | 9 | 8 | 7 | 6 | 5 | 4 | 3 | 2 | 1 | 0 | 0 | 0 | 0 | 0 | 0 | 0 | 0 | 0 | 0
[8 empty] | #REF! | 21 | 41 | 41 | 40 | 39 | 38 | 37 | 36 | 35 | 34 | 33 | 32 | 31 | 30 | 29 | 28 | 27 | 26 | 25 | 24 | 23 | 22 | 21 | 20 | 19 | 18 | 17 | 16 | 15 | 14 | 13 | 12 | 11 | 10 | 9 | 8 | 7 | 6 | 5 | 4 | 3 | 2 | 1 | 0 | 0 | 0 | 0 | 0 | 0 | 0 | 0 | 0
[8 empty] | #REF! | 21 | 42 | 42 | 41 | 40 | 39 | 38 | 37 | 36 | 35 | 34 | 33 | 32 | 31 | 30 | 29 | 28 | 27 | 26 | 25 | 24 | 23 | 22 | 21 | 20 | 19 | 18 | 17 | 16 | 15 | 14 | 13 | 12 | 11 | 10 | 9 | 8 | 7 | 6 | 5 | 4 | 3 | 2 | 1 | 0 | 0 | 0 | 0 | 0 | 0 | 0 | 0
[8 empty] | #REF! | 21 | 43 | 43 | 42 | 41 | 40 | 39 | 38 | 37 | 36 | 35 | 34 | 33 | 32 | 31 | 30 | 29 | 28 | 27 | 26 | 25 | 24 | 23 | 22 | 21 | 20 | 19 | 18 | 17 | 16 | 15 | 14 | 13 | 12 | 11 | 10 | 9 | 8 | 7 | 6 | 5 | 4 | 3 | 2 | 1 | 0 | 0 | 0 | 0 | 0 | 0 | 0
[8 empty] | #REF! | 21 | 44 | 44 | 43 | 42 | 41 | 40 | 39 | 38 | 37 | 36 | 35 | 34 | 33 | 32 | 31 | 30 | 29 | 28 | 27 | 26 | 25 | 24 | 23 | 22 | 21 | 20 | 19 | 18 | 17 | 16 | 15 | 14 | 13 | 12 | 11 | 10 | 9 | 8 | 7 | 6 | 5 | 4 | 3 | 2 | 1 | 0 | 0 | 0 | 0 | 0 | 0
[8 empty] | #REF! | 21 | 45 | 45 | 44 | 43 | 42 | 41 | 40 | 39 | 38 | 37 | 36 | 35 | 34 | 33 | 32 | 31 | 30 | 29 | 28 | 27 | 26 | 25 | 24 | 23 | 22 | 21 | 20 | 19 | 18 | 17 | 16 | 15 | 14 | 13 | 12 | 11 | 10 | 9 | 8 | 7 | 6 | 5 | 4 | 3 | 2 | 1 | 0 | 0 | 0 | 0 | 0
[8 empty] | #REF! | 21 | 46 | 46 | 45 | 44 | 43 | 42 | 41 | 40 | 39 | 38 | 37 | 36 | 35 | 34 | 33 | 32 | 31 | 30 | 29 | 28 | 27 | 26 | 25 | 24 | 23 | 22 | 21 | 20 | 19 | 18 | 17 | 16 | 15 | 14 | 13 | 12 | 11 | 10 | 9 | 8 | 7 | 6 | 5 | 4 | 3 | 2 | 1 | 0 | 0 | 0 | 0
[8 empty] | #REF! | 21 | 47 | 47 | 46 | 45 | 44 | 43 | 42 | 41 | 40 | 39 | 38 | 37 | 36 | 35 | 34 | 33 | 32 | 31 | 30 | 29 | 28 | 27 | 26 | 25 | 24 | 23 | 22 | 21 | 20 | 19 | 18 | 17 | 16 | 15 | 14 | 13 | 12 | 11 | 10 | 9 | 8 | 7 | 6 | 5 | 4 | 3 | 2 | 1 | 0 | 0 | 0
[8 empty] | #REF! | 21 | 48 | 48 | 47 | 46 | 45 | 44 | 43 | 42 | 41 | 40 | 39 | 38 | 37 | 36 | 35 | 34 | 33 | 32 | 31 | 30 | 29 | 28 | 27 | 26 | 25 | 24 | 23 | 22 | 21 | 20 | 19 | 18 | 17 | 16 | 15 | 14 | 13 | 12 | 11 | 10 | 9 | 8 | 7 | 6 | 5 | 4 | 3 | 2 | 1 | 0 | 0
[8 empty] | #REF! | 21 | 49 | 49 | 48 | 47 | 46 | 45 | 44 | 43 | 42 | 41 | 40 | 39 | 38 | 37 | 36 | 35 | 34 | 33 | 32 | 31 | 30 | 29 | 28 | 27 | 26 | 25 | 24 | 23 | 22 | 21 | 20 | 19 | 18 | 17 | 16 | 15 | 14 | 13 | 12 | 11 | 10 | 9 | 8 | 7 | 6 | 5 | 4 | 3 | 2 | 1 | 0
[8 empty] | #REF! | 21 | 50 | 0 | 49 | 48 | 47 | 46 | 45 | 44 | 43 | 42 | 41 | 40 | 39 | 38 | 37 | 36 | 35 | 34 | 33 | 32 | 31 | 30 | 29 | 28 | 27 | 26 | 25 | 24 | 23 | 22 | 21 | 20 | 19 | 18 | 17 | 16 | 15 | 14 | 13 | 12 | 11 | 10 | 9 | 8 | 7 | 6 | 5 | 4 | 3 | 2 | 1
[8 empty] | #REF! | 22 | 0 | 1 | 0 | 0 | 0 | 0 | 0 | 0 | 0 | 0 | 0 | 0 | 0 | 0 | 0 | 0 | 0 | 0 | 0 | 0 | 0 | 0 | 0 | 0 | 0 | 0 | 0 | 0 | 0 | 0 | 0 | 0 | 0 | 0 | 0 | 0 | 0 | 0 | 0 | 0 | 0 | 0 | 0 | 0 | 0 | 0 | 0 | 0 | 0 | 0 | 0
[8 empty] | #REF! | 22 | 1 | 0 | 1 | 0 | 0 | 0 | 0 | 0 | 0 | 0 | 0 | 0 | 0 | 0 | 0 | 0 | 0 | 0 | 0 | 0 | 0 | 0 | 0 | 0 | 0 | 0 | 0 | 0 | 0 | 0 | 0 | 0 | 0 | 0 | 0 | 0 | 0 | 0 | 0 | 0 | 0 | 0 | 0 | 0 | 0 | 0 | 0 | 0 | 0 | 0 | 0
[8 empty] | #REF! | 22 | 2 | 0 | 0 | 1 | 0 | 0 | 0 | 0 | 0 | 0 | 0 | 0 | 0 | 0 | 0 | 0 | 0 | 0 | 0 | 0 | 0 | 0 | 0 | 0 | 0 | 0 | 0 | 0 | 0 | 0 | 0 | 0 | 0 | 0 | 0 | 0 | 0 | 0 | 0 | 0 | 0 | 0 | 0 | 0 | 0 | 0 | 0 | 0 | 0 | 0 | 0
[8 empty] | #REF! | 22 | 3 | 0 | 0 | 0 | 1 | 0 | 0 | 0 | 0 | 0 | 0 | 0 | 0 | 0 | 0 | 0 | 0 | 0 | 0 | 0 | 0 | 0 | 0 | 0 | 0 | 0 | 0 | 0 | 0 | 0 | 0 | 0 | 0 | 0 | 0 | 0 | 0 | 0 | 0 | 0 | 0 | 0 | 0 | 0 | 0 | 0 | 0 | 0 | 0 | 0 | 0
[8 empty] | #REF! | 22 | 4 | 0 | 0 | 0 | 0 | 1 | 0 | 0 | 0 | 0 | 0 | 0 | 0 | 0 | 0 | 0 | 0 | 0 | 0 | 0 | 0 | 0 | 0 | 0 | 0 | 0 | 0 | 0 | 0 | 0 | 0 | 0 | 0 | 0 | 0 | 0 | 0 | 0 | 0 | 0 | 0 | 0 | 0 | 0 | 0 | 0 | 0 | 0 | 0 | 0 | 0
[8 empty] | #REF! | 22 | 5 | 0 | 0 | 0 | 0 | 0 | 1 | 0 | 0 | 0 | 0 | 0 | 0 | 0 | 0 | 0 | 0 | 0 | 0 | 0 | 0 | 0 | 0 | 0 | 0 | 0 | 0 | 0 | 0 | 0 | 0 | 0 | 0 | 0 | 0 | 0 | 0 | 0 | 0 | 0 | 0 | 0 | 0 | 0 | 0 | 0 | 0 | 0 | 0 | 0 | 0
[8 empty] | #REF! | 22 | 6 | 0 | 0 | 0 | 0 | 0 | 0 | 1 | 0 | 0 | 0 | 0 | 0 | 0 | 0 | 0 | 0 | 0 | 0 | 0 | 0 | 0 | 0 | 0 | 0 | 0 | 0 | 0 | 0 | 0 | 0 | 0 | 0 | 0 | 0 | 0 | 0 | 0 | 0 | 0 | 0 | 0 | 0 | 0 | 0 | 0 | 0 | 0 | 0 | 0 | 0
[8 empty] | #REF! | 22 | 7 | 0 | 0 | 0 | 0 | 0 | 0 | 0 | 1 | 0 | 0 | 0 | 0 | 0 | 0 | 0 | 0 | 0 | 0 | 0 | 0 | 0 | 0 | 0 | 0 | 0 | 0 | 0 | 0 | 0 | 0 | 0 | 0 | 0 | 0 | 0 | 0 | 0 | 0 | 0 | 0 | 0 | 0 | 0 | 0 | 0 | 0 | 0 | 0 | 0 | 0
[8 empty] | #REF! | 22 | 8 | 0 | 0 | 0 | 0 | 0 | 0 | 0 | 0 | 1 | 0 | 0 | 0 | 0 | 0 | 0 | 0 | 0 | 0 | 0 | 0 | 0 | 0 | 0 | 0 | 0 | 0 | 0 | 0 | 0 | 0 | 0 | 0 | 0 | 0 | 0 | 0 | 0 | 0 | 0 | 0 | 0 | 0 | 0 | 0 | 0 | 0 | 0 | 0 | 0 | 0
[8 empty] | #REF! | 22 | 9 | 0 | 0 | 0 | 0 | 0 | 0 | 0 | 0 | 0 | 1 | 0 | 0 | 0 | 0 | 0 | 0 | 0 | 0 | 0 | 0 | 0 | 0 | 0 | 0 | 0 | 0 | 0 | 0 | 0 | 0 | 0 | 0 | 0 | 0 | 0 | 0 | 0 | 0 | 0 | 0 | 0 | 0 | 0 | 0 | 0 | 0 | 0 | 0 | 0 | 0
[8 empty] | #REF! | 22 | 10 | 0 | 0 | 0 | 0 | 0 | 0 | 0 | 0 | 0 | 0 | 1 | 0 | 0 | 0 | 0 | 0 | 0 | 0 | 0 | 0 | 0 | 0 | 0 | 0 | 0 | 0 | 0 | 0 | 0 | 0 | 0 | 0 | 0 | 0 | 0 | 0 | 0 | 0 | 0 | 0 | 0 | 0 | 0 | 0 | 0 | 0 | 0 | 0 | 0 | 0
[8 empty] | #REF! | 22 | 11 | 0 | 0 | 0 | 0 | 0 | 0 | 0 | 0 | 0 | 0 | 0 | 1 | 0 | 0 | 0 | 0 | 0 | 0 | 0 | 0 | 0 | 0 | 0 | 0 | 0 | 0 | 0 | 0 | 0 | 0 | 0 | 0 | 0 | 0 | 0 | 0 | 0 | 0 | 0 | 0 | 0 | 0 | 0 | 0 | 0 | 0 | 0 | 0 | 0 | 0
[8 empty] | #REF! | 22 | 12 | 0 | 0 | 0 | 0 | 0 | 0 | 0 | 0 | 0 | 0 | 0 | 0 | 1 | 0 | 0 | 0 | 0 | 0 | 0 | 0 | 0 | 0 | 0 | 0 | 0 | 0 | 0 | 0 | 0 | 0 | 0 | 0 | 0 | 0 | 0 | 0 | 0 | 0 | 0 | 0 | 0 | 0 | 0 | 0 | 0 | 0 | 0 | 0 | 0 | 0
[8 empty] | #REF! | 22 | 13 | 0 | 0 | 0 | 0 | 0 | 0 | 0 | 0 | 0 | 0 | 0 | 0 | 0 | 1 | 0 | 0 | 0 | 0 | 0 | 0 | 0 | 0 | 0 | 0 | 0 | 0 | 0 | 0 | 0 | 0 | 0 | 0 | 0 | 0 | 0 | 0 | 0 | 0 | 0 | 0 | 0 | 0 | 0 | 0 | 0 | 0 | 0 | 0 | 0 | 0
[8 empty] | #REF! | 22 | 14 | 0 | 0 | 0 | 0 | 0 | 0 | 0 | 0 | 0 | 0 | 0 | 0 | 0 | 0 | 1 | 0 | 0 | 0 | 0 | 0 | 0 | 0 | 0 | 0 | 0 | 0 | 0 | 0 | 0 | 0 | 0 | 0 | 0 | 0 | 0 | 0 | 0 | 0 | 0 | 0 | 0 | 0 | 0 | 0 | 0 | 0 | 0 | 0 | 0 | 0
[8 empty] | #REF! | 22 | 15 | 0 | 0 | 0 | 0 | 0 | 0 | 0 | 0 | 0 | 0 | 0 | 0 | 0 | 0 | 0 | 1 | 0 | 0 | 0 | 0 | 0 | 0 | 0 | 0 | 0 | 0 | 0 | 0 | 0 | 0 | 0 | 0 | 0 | 0 | 0 | 0 | 0 | 0 | 0 | 0 | 0 | 0 | 0 | 0 | 0 | 0 | 0 | 0 | 0 | 0
[8 empty] | #REF! | 22 | 16 | 0 | 0 | 0 | 0 | 0 | 0 | 0 | 0 | 0 | 0 | 0 | 0 | 0 | 0 | 0 | 0 | 1 | 0 | 0 | 0 | 0 | 0 | 0 | 0 | 0 | 0 | 0 | 0 | 0 | 0 | 0 | 0 | 0 | 0 | 0 | 0 | 0 | 0 | 0 | 0 | 0 | 0 | 0 | 0 | 0 | 0 | 0 | 0 | 0 | 0
[8 empty] | #REF! | 22 | 17 | 0 | 0 | 0 | 0 | 0 | 0 | 0 | 0 | 0 | 0 | 0 | 0 | 0 | 0 | 0 | 0 | 0 | 1 | 0 | 0 | 0 | 0 | 0 | 0 | 0 | 0 | 0 | 0 | 0 | 0 | 0 | 0 | 0 | 0 | 0 | 0 | 0 | 0 | 0 | 0 | 0 | 0 | 0 | 0 | 0 | 0 | 0 | 0 | 0 | 0
[8 empty] | #REF! | 22 | 18 | 0 | 0 | 0 | 0 | 0 | 0 | 0 | 0 | 0 | 0 | 0 | 0 | 0 | 0 | 0 | 0 | 0 | 0 | 1 | 0 | 0 | 0 | 0 | 0 | 0 | 0 | 0 | 0 | 0 | 0 | 0 | 0 | 0 | 0 | 0 | 0 | 0 | 0 | 0 | 0 | 0 | 0 | 0 | 0 | 0 | 0 | 0 | 0 | 0 | 0
[8 empty] | #REF! | 22 | 19 | 0 | 0 | 0 | 0 | 0 | 0 | 0 | 0 | 0 | 0 | 0 | 0 | 0 | 0 | 0 | 0 | 0 | 0 | 0 | 1 | 0 | 0 | 0 | 0 | 0 | 0 | 0 | 0 | 0 | 0 | 0 | 0 | 0 | 0 | 0 | 0 | 0 | 0 | 0 | 0 | 0 | 0 | 0 | 0 | 0 | 0 | 0 | 0 | 0 | 0
[8 empty] | #REF! | 22 | 20 | 0 | 0 | 0 | 0 | 0 | 0 | 0 | 0 | 0 | 0 | 0 | 0 | 0 | 0 | 0 | 0 | 0 | 0 | 0 | 0 | 1 | 0 | 0 | 0 | 0 | 0 | 0 | 0 | 0 | 0 | 0 | 0 | 0 | 0 | 0 | 0 | 0 | 0 | 0 | 0 | 0 | 0 | 0 | 0 | 0 | 0 | 0 | 0 | 0 | 0
[8 empty] | #REF! | 22 | 21 | 0 | 0 | 0 | 0 | 0 | 0 | 0 | 0 | 0 | 0 | 0 | 0 | 0 | 0 | 0 | 0 | 0 | 0 | 0 | 0 | 0 | 1 | 0 | 0 | 0 | 0 | 0 | 0 | 0 | 0 | 0 | 0 | 0 | 0 | 0 | 0 | 0 | 0 | 0 | 0 | 0 | 0 | 0 | 0 | 0 | 0 | 0 | 0 | 0 | 0
[8 empty] | #REF! | 22 | 22 | 0 | 0 | 0 | 0 | 0 | 0 | 0 | 0 | 0 | 0 | 0 | 0 | 0 | 0 | 0 | 0 | 0 | 0 | 0 | 0 | 0 | 0 | 1 | 0 | 0 | 0 | 0 | 0 | 0 | 0 | 0 | 0 | 0 | 0 | 0 | 0 | 0 | 0 | 0 | 0 | 0 | 0 | 0 | 0 | 0 | 0 | 0 | 0 | 0 | 0
[8 empty] | #REF! | 22 | 23 | 0 | 0 | 0 | 0 | 0 | 0 | 0 | 0 | 0 | 0 | 0 | 0 | 0 | 0 | 0 | 0 | 0 | 0 | 0 | 0 | 0 | 0 | 0 | 1 | 0 | 0 | 0 | 0 | 0 | 0 | 0 | 0 | 0 | 0 | 0 | 0 | 0 | 0 | 0 | 0 | 0 | 0 | 0 | 0 | 0 | 0 | 0 | 0 | 0 | 0
[8 empty] | #REF! | 22 | 24 | 0 | 0 | 0 | 0 | 0 | 0 | 0 | 0 | 0 | 0 | 0 | 0 | 0 | 0 | 0 | 0 | 0 | 0 | 0 | 0 | 0 | 0 | 0 | 0 | 1 | 0 | 0 | 0 | 0 | 0 | 0 | 0 | 0 | 0 | 0 | 0 | 0 | 0 | 0 | 0 | 0 | 0 | 0 | 0 | 0 | 0 | 0 | 0 | 0 | 0
[8 empty] | #REF! | 22 | 25 | 0 | 0 | 0 | 0 | 0 | 0 | 0 | 0 | 0 | 0 | 0 | 0 | 0 | 0 | 0 | 0 | 0 | 0 | 0 | 0 | 0 | 0 | 0 | 0 | 0 | 1 | 0 | 0 | 0 | 0 | 0 | 0 | 0 | 0 | 0 | 0 | 0 | 0 | 0 | 0 | 0 | 0 | 0 | 0 | 0 | 0 | 0 | 0 | 0 | 0
[8 empty] | #REF! | 22 | 26 | 0 | 0 | 0 | 0 | 0 | 0 | 0 | 0 | 0 | 0 | 0 | 0 | 0 | 0 | 0 | 0 | 0 | 0 | 0 | 0 | 0 | 0 | 0 | 0 | 0 | 0 | 1 | 0 | 0 | 0 | 0 | 0 | 0 | 0 | 0 | 0 | 0 | 0 | 0 | 0 | 0 | 0 | 0 | 0 | 0 | 0 | 0 | 0 | 0 | 0
[8 empty] | #REF! | 22 | 27 | 0 | 0 | 0 | 0 | 0 | 0 | 0 | 0 | 0 | 0 | 0 | 0 | 0 | 0 | 0 | 0 | 0 | 0 | 0 | 0 | 0 | 0 | 0 | 0 | 0 | 0 | 0 | 1 | 0 | 0 | 0 | 0 | 0 | 0 | 0 | 0 | 0 | 0 | 0 | 0 | 0 | 0 | 0 | 0 | 0 | 0 | 0 | 0 | 0 | 0
[8 empty] | #REF! | 22 | 28 | 0 | 0 | 0 | 0 | 0 | 0 | 0 | 0 | 0 | 0 | 0 | 0 | 0 | 0 | 0 | 0 | 0 | 0 | 0 | 0 | 0 | 0 | 0 | 0 | 0 | 0 | 0 | 0 | 1 | 0 | 0 | 0 | 0 | 0 | 0 | 0 | 0 | 0 | 0 | 0 | 0 | 0 | 0 | 0 | 0 | 0 | 0 | 0 | 0 | 0
[8 empty] | #REF! | 22 | 29 | 0 | 0 | 0 | 0 | 0 | 0 | 0 | 0 | 0 | 0 | 0 | 0 | 0 | 0 | 0 | 0 | 0 | 0 | 0 | 0 | 0 | 0 | 0 | 0 | 0 | 0 | 0 | 0 | 0 | 1 | 0 | 0 | 0 | 0 | 0 | 0 | 0 | 0 | 0 | 0 | 0 | 0 | 0 | 0 | 0 | 0 | 0 | 0 | 0 | 0
[8 empty] | #REF! | 22 | 30 | 0 | 0 | 0 | 0 | 0 | 0 | 0 | 0 | 0 | 0 | 0 | 0 | 0 | 0 | 0 | 0 | 0 | 0 | 0 | 0 | 0 | 0 | 0 | 0 | 0 | 0 | 0 | 0 | 0 | 0 | 1 | 0 | 0 | 0 | 0 | 0 | 0 | 0 | 0 | 0 | 0 | 0 | 0 | 0 | 0 | 0 | 0 | 0 | 0 | 0
[8 empty] | #REF! | 22 | 31 | 0 | 0 | 0 | 0 | 0 | 0 | 0 | 0 | 0 | 0 | 0 | 0 | 0 | 0 | 0 | 0 | 0 | 0 | 0 | 0 | 0 | 0 | 0 | 0 | 0 | 0 | 0 | 0 | 0 | 0 | 0 | 1 | 0 | 0 | 0 | 0 | 0 | 0 | 0 | 0 | 0 | 0 | 0 | 0 | 0 | 0 | 0 | 0 | 0 | 0
[8 empty] | #REF! | 22 | 32 | 0 | 0 | 0 | 0 | 0 | 0 | 0 | 0 | 0 | 0 | 0 | 0 | 0 | 0 | 0 | 0 | 0 | 0 | 0 | 0 | 0 | 0 | 0 | 0 | 0 | 0 | 0 | 0 | 0 | 0 | 0 | 0 | 1 | 0 | 0 | 0 | 0 | 0 | 0 | 0 | 0 | 0 | 0 | 0 | 0 | 0 | 0 | 0 | 0 | 0
[8 empty] | #REF! | 22 | 33 | 0 | 0 | 0 | 0 | 0 | 0 | 0 | 0 | 0 | 0 | 0 | 0 | 0 | 0 | 0 | 0 | 0 | 0 | 0 | 0 | 0 | 0 | 0 | 0 | 0 | 0 | 0 | 0 | 0 | 0 | 0 | 0 | 0 | 1 | 0 | 0 | 0 | 0 | 0 | 0 | 0 | 0 | 0 | 0 | 0 | 0 | 0 | 0 | 0 | 0
[8 empty] | #REF! | 22 | 34 | 0 | 0 | 0 | 0 | 0 | 0 | 0 | 0 | 0 | 0 | 0 | 0 | 0 | 0 | 0 | 0 | 0 | 0 | 0 | 0 | 0 | 0 | 0 | 0 | 0 | 0 | 0 | 0 | 0 | 0 | 0 | 0 | 0 | 0 | 1 | 0 | 0 | 0 | 0 | 0 | 0 | 0 | 0 | 0 | 0 | 0 | 0 | 0 | 0 | 0
[8 empty] | #REF! | 22 | 35 | 0 | 0 | 0 | 0 | 0 | 0 | 0 | 0 | 0 | 0 | 0 | 0 | 0 | 0 | 0 | 0 | 0 | 0 | 0 | 0 | 0 | 0 | 0 | 0 | 0 | 0 | 0 | 0 | 0 | 0 | 0 | 0 | 0 | 0 | 0 | 1 | 0 | 0 | 0 | 0 | 0 | 0 | 0 | 0 | 0 | 0 | 0 | 0 | 0 | 0
[8 empty] | #REF! | 22 | 36 | 0 | 0 | 0 | 0 | 0 | 0 | 0 | 0 | 0 | 0 | 0 | 0 | 0 | 0 | 0 | 0 | 0 | 0 | 0 | 0 | 0 | 0 | 0 | 0 | 0 | 0 | 0 | 0 | 0 | 0 | 0 | 0 | 0 | 0 | 0 | 0 | 1 | 0 | 0 | 0 | 0 | 0 | 0 | 0 | 0 | 0 | 0 | 0 | 0 | 0
[8 empty] | #REF! | 22 | 37 | 0 | 0 | 0 | 0 | 0 | 0 | 0 | 0 | 0 | 0 | 0 | 0 | 0 | 0 | 0 | 0 | 0 | 0 | 0 | 0 | 0 | 0 | 0 | 0 | 0 | 0 | 0 | 0 | 0 | 0 | 0 | 0 | 0 | 0 | 0 | 0 | 0 | 1 | 0 | 0 | 0 | 0 | 0 | 0 | 0 | 0 | 0 | 0 | 0 | 0
[8 empty] | #REF! | 22 | 38 | 0 | 0 | 0 | 0 | 0 | 0 | 0 | 0 | 0 | 0 | 0 | 0 | 0 | 0 | 0 | 0 | 0 | 0 | 0 | 0 | 0 | 0 | 0 | 0 | 0 | 0 | 0 | 0 | 0 | 0 | 0 | 0 | 0 | 0 | 0 | 0 | 0 | 0 | 1 | 0 | 0 | 0 | 0 | 0 | 0 | 0 | 0 | 0 | 0 | 0
[8 empty] | #REF! | 22 | 39 | 0 | 0 | 0 | 0 | 0 | 0 | 0 | 0 | 0 | 0 | 0 | 0 | 0 | 0 | 0 | 0 | 0 | 0 | 0 | 0 | 0 | 0 | 0 | 0 | 0 | 0 | 0 | 0 | 0 | 0 | 0 | 0 | 0 | 0 | 0 | 0 | 0 | 0 | 0 | 1 | 0 | 0 | 0 | 0 | 0 | 0 | 0 | 0 | 0 | 0
[8 empty] | #REF! | 22 | 40 | 0 | 0 | 0 | 0 | 0 | 0 | 0 | 0 | 0 | 0 | 0 | 0 | 0 | 0 | 0 | 0 | 0 | 0 | 0 | 0 | 0 | 0 | 0 | 0 | 0 | 0 | 0 | 0 | 0 | 0 | 0 | 0 | 0 | 0 | 0 | 0 | 0 | 0 | 0 | 0 | 1 | 0 | 0 | 0 | 0 | 0 | 0 | 0 | 0 | 0
[8 empty] | #REF! | 22 | 41 | 0 | 0 | 0 | 0 | 0 | 0 | 0 | 0 | 0 | 0 | 0 | 0 | 0 | 0 | 0 | 0 | 0 | 0 | 0 | 0 | 0 | 0 | 0 | 0 | 0 | 0 | 0 | 0 | 0 | 0 | 0 | 0 | 0 | 0 | 0 | 0 | 0 | 0 | 0 | 0 | 0 | 1 | 0 | 0 | 0 | 0 | 0 | 0 | 0 | 0
[8 empty] | #REF! | 22 | 42 | 0 | 0 | 0 | 0 | 0 | 0 | 0 | 0 | 0 | 0 | 0 | 0 | 0 | 0 | 0 | 0 | 0 | 0 | 0 | 0 | 0 | 0 | 0 | 0 | 0 | 0 | 0 | 0 | 0 | 0 | 0 | 0 | 0 | 0 | 0 | 0 | 0 | 0 | 0 | 0 | 0 | 0 | 1 | 0 | 0 | 0 | 0 | 0 | 0 | 0
[8 empty] | #REF! | 22 | 43 | 0 | 0 | 0 | 0 | 0 | 0 | 0 | 0 | 0 | 0 | 0 | 0 | 0 | 0 | 0 | 0 | 0 | 0 | 0 | 0 | 0 | 0 | 0 | 0 | 0 | 0 | 0 | 0 | 0 | 0 | 0 | 0 | 0 | 0 | 0 | 0 | 0 | 0 | 0 | 0 | 0 | 0 | 0 | 1 | 0 | 0 | 0 | 0 | 0 | 0
[8 empty] | #REF! | 22 | 44 | 0 | 0 | 0 | 0 | 0 | 0 | 0 | 0 | 0 | 0 | 0 | 0 | 0 | 0 | 0 | 0 | 0 | 0 | 0 | 0 | 0 | 0 | 0 | 0 | 0 | 0 | 0 | 0 | 0 | 0 | 0 | 0 | 0 | 0 | 0 | 0 | 0 | 0 | 0 | 0 | 0 | 0 | 0 | 0 | 1 | 0 | 0 | 0 | 0 | 0
[8 empty] | #REF! | 22 | 45 | 0 | 0 | 0 | 0 | 0 | 0 | 0 | 0 | 0 | 0 | 0 | 0 | 0 | 0 | 0 | 0 | 0 | 0 | 0 | 0 | 0 | 0 | 0 | 0 | 0 | 0 | 0 | 0 | 0 | 0 | 0 | 0 | 0 | 0 | 0 | 0 | 0 | 0 | 0 | 0 | 0 | 0 | 0 | 0 | 0 | 1 | 0 | 0 | 0 | 0
[8 empty] | #REF! | 22 | 46 | 0 | 0 | 0 | 0 | 0 | 0 | 0 | 0 | 0 | 0 | 0 | 0 | 0 | 0 | 0 | 0 | 0 | 0 | 0 | 0 | 0 | 0 | 0 | 0 | 0 | 0 | 0 | 0 | 0 | 0 | 0 | 0 | 0 | 0 | 0 | 0 | 0 | 0 | 0 | 0 | 0 | 0 | 0 | 0 | 0 | 0 | 1 | 0 | 0 | 0
[8 empty] | #REF! | 22 | 47 | 0 | 0 | 0 | 0 | 0 | 0 | 0 | 0 | 0 | 0 | 0 | 0 | 0 | 0 | 0 | 0 | 0 | 0 | 0 | 0 | 0 | 0 | 0 | 0 | 0 | 0 | 0 | 0 | 0 | 0 | 0 | 0 | 0 | 0 | 0 | 0 | 0 | 0 | 0 | 0 | 0 | 0 | 0 | 0 | 0 | 0 | 0 | 1 | 0 | 0
[8 empty] | #REF! | 22 | 48 | 0 | 0 | 0 | 0 | 0 | 0 | 0 | 0 | 0 | 0 | 0 | 0 | 0 | 0 | 0 | 0 | 0 | 0 | 0 | 0 | 0 | 0 | 0 | 0 | 0 | 0 | 0 | 0 | 0 | 0 | 0 | 0 | 0 | 0 | 0 | 0 | 0 | 0 | 0 | 0 | 0 | 0 | 0 | 0 | 0 | 0 | 0 | 0 | 1 | 0
[8 empty] | #REF! | 22 | 49 | 0 | 0 | 0 | 0 | 0 | 0 | 0 | 0 | 0 | 0 | 0 | 0 | 0 | 0 | 0 | 0 | 0 | 0 | 0 | 0 | 0 | 0 | 0 | 0 | 0 | 0 | 0 | 0 | 0 | 0 | 0 | 0 | 0 | 0 | 0 | 0 | 0 | 0 | 0 | 0 | 0 | 0 | 0 | 0 | 0 | 0 | 0 | 0 | 0 | 1
[8 empty] | #REF! | 22 | 50 | 0 | 0 | 0 | 0 | 0 | 0 | 0 | 0 | 0 | 0 | 0 | 0 | 0 | 0 | 0 | 0 | 0 | 0 | 0 | 0 | 0 | 0 | 0 | 0 | 0 | 0 | 0 | 0 | 0 | 0 | 0 | 0 | 0 | 0 | 0 | 0 | 0 | 0 | 0 | 0 | 0 | 0 | 0 | 0 | 0 | 0 | 0 | 0 | 0 | 0

## NREL
Source: 2020 NREL ATB
Year | SCCT: Overnight Capital ($/kW; Real 2018$) | SCCT: Fixed O&M ($/kW-yr; Real 2018$) | SCCT: Overnight Capital ($/kW; Nominal $) | SCCT: Fixed O&M ($/kW-yr; Nominal $) | SCCT Capital Esc. | SCCT O&M Esc.
2018 | 943.2428 | 11.3949 | 943.2428 | 11.3949
2019 | 938.7535 | 11.3949 | 957.5285 | 11.6228
2020 | 934.2642 | 11.3949 | 972.0084 | 11.8552
2021 | 929.7748 | 11.3949 | 986.6845 | 12.0924
2022 | 925.2855 | 11.3949 | 1001.5588 | 12.3342
2023 | 914.6525 | 11.3949 | 1009.8503 | 12.5809
2024 | 898.2122 | 11.3949 | 1011.5328 | 12.8325
2025 | 887.3566 | 11.3949 | 1019.2938 | 13.0891
2026 | 880.8081 | 11.3949 | 1032.007 | 13.3509
2027 | 873.7398 | 11.3949 | 1044.2 | 13.618
2028 | 869.1271 | 11.3949 | 1059.4611 | 13.8903
2029 | 866.0214 | 11.3949 | 1076.7887 | 14.1681 | 1.636% | 2%
2030 | 861.7043 | 11.3949 | 1092.8494 | 14.4515 | 1.492% | 2%
2031 | 858.0048 | 11.3949 | 1109.9207 | 14.7405 | 1.562% | 2%
2032 | 854.0472 | 11.3949 | 1126.8972 | 15.0353 | 1.53% | 2%
2033 | 849.5303 | 11.3949 | 1143.3559 | 15.336 | 1.461% | 2%
2034 | 846.2652 | 11.3949 | 1161.7408 | 15.6427 | 1.608% | 2%
2035 | 843.911 | 11.3949 | 1181.6791 | 15.9556 | 1.716% | 2%
2036 | 840.7272 | 11.3949 | 1200.7655 | 16.2747 | 1.615% | 2%
2037 | 838.7715 | 11.3949 | 1221.9317 | 16.6002 | 1.763% | 2%
2038 | 836.4984 | 11.3949 | 1242.9926 | 16.9322 | 1.724% | 2%
2039 | 833.5735 | 11.3949 | 1263.4192 | 17.2709 | 1.643% | 2%
2040 | 830.4878 | 11.3949 | 1283.9173 | 17.6163 | 1.622% | 2%
2041 | 828.8562 | 11.3949 | 1307.0228 | 17.9686 | 1.8% | 2%
2042 | 826.0844 | 11.3949 | 1328.7049 | 18.328 | 1.659% | 2%
2043 | 823.8803 | 11.3949 | 1351.663 | 18.6945 | 1.728% | 2%
2044 | 821.6374 | 11.3949 | 1374.943 | 19.0684 | 1.722% | 2%
2045 | 819.8562 | 11.3949 | 1399.4014 | 19.4498 | 1.779% | 2%
2046 | 816.5796 | 11.3949 | 1421.6849 | 19.8388 | 1.592% | 2%
2047 | 814.3814 | 11.3949 | 1446.2148 | 20.2356 | 1.725% | 2%
2048 | 812.1495 | 11.3949 | 1471.0964 | 20.6403 | 1.72% | 2%
2049 | 809.9006 | 11.3949 | 1496.3633 | 21.0531 | 1.718% | 2%
2050 | 800.6763 | 11.3949 | 1508.907 | 21.4741 | 0.8383% | 2%

## Profiles
Note: Overnight profiles must begin with "ON_" and be listed first.
Profile | Notes | -8 | -7 | -6 | -5 | -4 | -3 | -2 | -1 | 0 | 1 | 2 | 3 | 4 | 5 | 6 | 7 | 8 | 9 | 10 | 11 | 12 | 13 | 14 | 15 | 16 | 17 | 18 | 19 | 20 | 21 | 22 | 23 | 24 | 25 | 26 | 27 | 28 | 29 | 30 | 31 | 32 | 33 | 34 | 35 | 36 | 37 | 38 | 39 | 40 | 41 | 42 | 43 | 44 | 45 | 46 | 47 | 48 | 49
ON_SCCT |  | Note: Overnight profiles must begin with "ON_" and be listed first. 0: 12.38%; Note: Overnight profiles must begin with "ON_" and be listed first. 1: 11.99%; Note: Overnight profiles must begin with "ON_" and be listed first. 2: 11.55%; Note: Overnight profiles must begin with "ON_" and be listed first. 3: 11.14%; Note: Overnight profiles must begin with "ON_" and be listed first. 4: 10.75%; Note: Overnight profiles must begin with "ON_" and be listed first. 5: 10.37%; Note: Overnight profiles must begin with "ON_" and be listed first. 6: 10.01%; Note: Overnight profiles must begin with "ON_" and be listed first. 7: 9.645%; Note: Overnight profiles must begin with "ON_" and be listed first. 8: 9.283%; Note: Overnight profiles must begin with "ON_" and be listed first. 9: 8.921%; Note: Overnight profiles must begin with "ON_" and be listed first. 10: 8.559%; Note: Overnight profiles must begin with "ON_" and be listed first. 11: 8.197%; Note: Overnight profiles must begin with "ON_" and be listed first. 12: 7.835%; Note: Overnight profiles must begin with "ON_" and be listed first. 13: 7.473%; Note: Overnight profiles must begin with "ON_" and be listed first. 14: 7.112%; Note: Overnight profiles must begin with "ON_" and be listed first. 15: 6.783%; Note: Overnight profiles must begin with "ON_" and be listed first. 16: 6.52%; Note: Overnight profiles must begin with "ON_" and be listed first. 17: 6.29%; Note: Overnight profiles must begin with "ON_" and be listed first. 18: 6.061%; Note: Overnight profiles must begin with "ON_" and be listed first. 19: 5.831%; Note: Overnight profiles must begin with "ON_" and be listed first. 20: 5.602%; Note: Overnight profiles must begin with "ON_" and be listed first. 21: 5.372%; Note: Overnight profiles must begin with "ON_" and be listed first. 22: 5.142%; Note: Overnight profiles must begin with "ON_" and be listed first. 23: 4.913%; Note: Overnight profiles must begin with "ON_" and be listed first. 24: 4.683%; Note: Overnight profiles must begin with "ON_" and be listed first. 25: 4.453%; Note: Overnight profiles must begin with "ON_" and be listed first. 26: 4.224%; Note: Overnight profiles must begin with "ON_" and be listed first. 27: 3.994%; Note: Overnight profiles must begin with "ON_" and be listed first. 28: 3.765%; Note: Overnight profiles must begin with "ON_" and be listed first. 29: 3.535%
NG_LGE | 0 = 1st Yr of Analysis Pd | [8 empty] | 2.514 | 2.3753 | 2.3694 | 2.4258 | 2.5022 | 2.5946 | 2.6925 | 2.8202 | 2.9591 | 3.0922 | 3.2388 | 3.3121 | 3.3854 | 3.4587 | 3.532 | 3.6052 | 3.6785 | 3.7518 | 3.8251 | 3.8983 | 3.9716 | 4.0449 | 4.1182 | 4.1914 | 4.2647 | 4.338 | 4.4113 | 4.4845 | 4.5578 | 4.6311 | 4.7044 | 4.7777 | 4.8509 | 4.9242 | 4.9975 | 5.0708 | 5.144 | 5.2173 | 5.2906 | 5.3639 | 5.4371
Open
Open
Open
Transformed Profiles
[7 empty] | Model Years | 50
[10 empty] | 2021 | 2022 | 2023 | 2024 | 2025 | 2026 | 2027 | 2028 | 2029 | 2030 | 2031 | 2032 | 2033 | 2034 | 2035 | 2036 | 2037 | 2038 | 2039 | 2040 | 2041 | 2042 | 2043 | 2044 | 2045 | 2046 | 2047 | 2048 | 2049 | 2050 | 2051 | 2052 | 2053 | 2054 | 2055 | 2056 | 2057 | 2058 | 2059 | 2060 | 2061 | 2062 | 2063 | 2064 | 2065 | 2066 | 2067 | 2068 | 2069 | 2070 | 2071
[8 empty] | Index |  | 0 | 1 | 2 | 3 | 4 | 5 | 6 | 7 | 8 | 9 | 10 | 11 | 12 | 13 | 14 | 15 | 16 | 17 | 18 | 19 | 20 | 21 | 22 | 23 | 24 | 25 | 26 | 27 | 28 | 29 | 30 | 31 | 32 | 33 | 34 | 35 | 36 | 37 | 38 | 39 | 40 | 41 | 42 | 43 | 44 | 45 | 46 | 47 | 48 | 49 | 50
[7 empty] | ON_SCCT | 1 | 0 | 0.12378 | 0 | 0 | 0 | 0 | 0 | 0 | 0 | 0 | 0 | 0 | 0 | 0 | 0 | 0 | 0 | 0 | 0 | 0 | 0 | 0 | 0 | 0 | 0 | 0 | 0 | 0 | 0 | 0 | 0 | 0 | 0 | 0 | 0 | 0 | 0 | 0 | 0 | 0 | 0 | 0 | 0 | 0 | 0 | 0 | 0 | 0 | 0 | 0 | 0 | 0
[7 empty] | ON_SCCT | 1 | 1 | 0.11986 | 0.12378 | 0 | 0 | 0 | 0 | 0 | 0 | 0 | 0 | 0 | 0 | 0 | 0 | 0 | 0 | 0 | 0 | 0 | 0 | 0 | 0 | 0 | 0 | 0 | 0 | 0 | 0 | 0 | 0 | 0 | 0 | 0 | 0 | 0 | 0 | 0 | 0 | 0 | 0 | 0 | 0 | 0 | 0 | 0 | 0 | 0 | 0 | 0 | 0 | 0
[7 empty] | ON_SCCT | 1 | 2 | 0.11554 | 0.11986 | 0.12378 | 0 | 0 | 0 | 0 | 0 | 0 | 0 | 0 | 0 | 0 | 0 | 0 | 0 | 0 | 0 | 0 | 0 | 0 | 0 | 0 | 0 | 0 | 0 | 0 | 0 | 0 | 0 | 0 | 0 | 0 | 0 | 0 | 0 | 0 | 0 | 0 | 0 | 0 | 0 | 0 | 0 | 0 | 0 | 0 | 0 | 0 | 0 | 0
[7 empty] | ON_SCCT | 1 | 3 | 0.11143 | 0.11554 | 0.11986 | 0.12378 | 0 | 0 | 0 | 0 | 0 | 0 | 0 | 0 | 0 | 0 | 0 | 0 | 0 | 0 | 0 | 0 | 0 | 0 | 0 | 0 | 0 | 0 | 0 | 0 | 0 | 0 | 0 | 0 | 0 | 0 | 0 | 0 | 0 | 0 | 0 | 0 | 0 | 0 | 0 | 0 | 0 | 0 | 0 | 0 | 0 | 0 | 0
[7 empty] | ON_SCCT | 1 | 4 | 0.10749 | 0.11143 | 0.11554 | 0.11986 | 0.12378 | 0 | 0 | 0 | 0 | 0 | 0 | 0 | 0 | 0 | 0 | 0 | 0 | 0 | 0 | 0 | 0 | 0 | 0 | 0 | 0 | 0 | 0 | 0 | 0 | 0 | 0 | 0 | 0 | 0 | 0 | 0 | 0 | 0 | 0 | 0 | 0 | 0 | 0 | 0 | 0 | 0 | 0 | 0 | 0 | 0 | 0
[7 empty] | ON_SCCT | 1 | 5 | 0.10372 | 0.10749 | 0.11143 | 0.11554 | 0.11986 | 0.12378 | 0 | 0 | 0 | 0 | 0 | 0 | 0 | 0 | 0 | 0 | 0 | 0 | 0 | 0 | 0 | 0 | 0 | 0 | 0 | 0 | 0 | 0 | 0 | 0 | 0 | 0 | 0 | 0 | 0 | 0 | 0 | 0 | 0 | 0 | 0 | 0 | 0 | 0 | 0 | 0 | 0 | 0 | 0 | 0 | 0
[7 empty] | ON_SCCT | 1 | 6 | 0.10007 | 0.10372 | 0.10749 | 0.11143 | 0.11554 | 0.11986 | 0.12378 | 0 | 0 | 0 | 0 | 0 | 0 | 0 | 0 | 0 | 0 | 0 | 0 | 0 | 0 | 0 | 0 | 0 | 0 | 0 | 0 | 0 | 0 | 0 | 0 | 0 | 0 | 0 | 0 | 0 | 0 | 0 | 0 | 0 | 0 | 0 | 0 | 0 | 0 | 0 | 0 | 0 | 0 | 0 | 0
[7 empty] | ON_SCCT | 1 | 7 | 0.096448 | 0.10007 | 0.10372 | 0.10749 | 0.11143 | 0.11554 | 0.11986 | 0.12378 | 0 | 0 | 0 | 0 | 0 | 0 | 0 | 0 | 0 | 0 | 0 | 0 | 0 | 0 | 0 | 0 | 0 | 0 | 0 | 0 | 0 | 0 | 0 | 0 | 0 | 0 | 0 | 0 | 0 | 0 | 0 | 0 | 0 | 0 | 0 | 0 | 0 | 0 | 0 | 0 | 0 | 0 | 0
[7 empty] | ON_SCCT | 1 | 8 | 0.092829 | 0.096448 | 0.10007 | 0.10372 | 0.10749 | 0.11143 | 0.11554 | 0.11986 | 0.12378 | 0 | 0 | 0 | 0 | 0 | 0 | 0 | 0 | 0 | 0 | 0 | 0 | 0 | 0 | 0 | 0 | 0 | 0 | 0 | 0 | 0 | 0 | 0 | 0 | 0 | 0 | 0 | 0 | 0 | 0 | 0 | 0 | 0 | 0 | 0 | 0 | 0 | 0 | 0 | 0 | 0 | 0
[7 empty] | ON_SCCT | 1 | 9 | 0.08921 | 0.092829 | 0.096448 | 0.10007 | 0.10372 | 0.10749 | 0.11143 | 0.11554 | 0.11986 | 0.12378 | 0 | 0 | 0 | 0 | 0 | 0 | 0 | 0 | 0 | 0 | 0 | 0 | 0 | 0 | 0 | 0 | 0 | 0 | 0 | 0 | 0 | 0 | 0 | 0 | 0 | 0 | 0 | 0 | 0 | 0 | 0 | 0 | 0 | 0 | 0 | 0 | 0 | 0 | 0 | 0 | 0
[7 empty] | ON_SCCT | 1 | 10 | 0.085591 | 0.08921 | 0.092829 | 0.096448 | 0.10007 | 0.10372 | 0.10749 | 0.11143 | 0.11554 | 0.11986 | 0.12378 | 0 | 0 | 0 | 0 | 0 | 0 | 0 | 0 | 0 | 0 | 0 | 0 | 0 | 0 | 0 | 0 | 0 | 0 | 0 | 0 | 0 | 0 | 0 | 0 | 0 | 0 | 0 | 0 | 0 | 0 | 0 | 0 | 0 | 0 | 0 | 0 | 0 | 0 | 0 | 0
[7 empty] | ON_SCCT | 1 | 11 | 0.081972 | 0.085591 | 0.08921 | 0.092829 | 0.096448 | 0.10007 | 0.10372 | 0.10749 | 0.11143 | 0.11554 | 0.11986 | 0.12378 | 0 | 0 | 0 | 0 | 0 | 0 | 0 | 0 | 0 | 0 | 0 | 0 | 0 | 0 | 0 | 0 | 0 | 0 | 0 | 0 | 0 | 0 | 0 | 0 | 0 | 0 | 0 | 0 | 0 | 0 | 0 | 0 | 0 | 0 | 0 | 0 | 0 | 0 | 0
[7 empty] | ON_SCCT | 1 | 12 | 0.078353 | 0.081972 | 0.085591 | 0.08921 | 0.092829 | 0.096448 | 0.10007 | 0.10372 | 0.10749 | 0.11143 | 0.11554 | 0.11986 | 0.12378 | 0 | 0 | 0 | 0 | 0 | 0 | 0 | 0 | 0 | 0 | 0 | 0 | 0 | 0 | 0 | 0 | 0 | 0 | 0 | 0 | 0 | 0 | 0 | 0 | 0 | 0 | 0 | 0 | 0 | 0 | 0 | 0 | 0 | 0 | 0 | 0 | 0 | 0
[7 empty] | ON_SCCT | 1 | 13 | 0.074734 | 0.078353 | 0.081972 | 0.085591 | 0.08921 | 0.092829 | 0.096448 | 0.10007 | 0.10372 | 0.10749 | 0.11143 | 0.11554 | 0.11986 | 0.12378 | 0 | 0 | 0 | 0 | 0 | 0 | 0 | 0 | 0 | 0 | 0 | 0 | 0 | 0 | 0 | 0 | 0 | 0 | 0 | 0 | 0 | 0 | 0 | 0 | 0 | 0 | 0 | 0 | 0 | 0 | 0 | 0 | 0 | 0 | 0 | 0 | 0
[7 empty] | ON_SCCT | 1 | 14 | 0.071115 | 0.074734 | 0.078353 | 0.081972 | 0.085591 | 0.08921 | 0.092829 | 0.096448 | 0.10007 | 0.10372 | 0.10749 | 0.11143 | 0.11554 | 0.11986 | 0.12378 | 0 | 0 | 0 | 0 | 0 | 0 | 0 | 0 | 0 | 0 | 0 | 0 | 0 | 0 | 0 | 0 | 0 | 0 | 0 | 0 | 0 | 0 | 0 | 0 | 0 | 0 | 0 | 0 | 0 | 0 | 0 | 0 | 0 | 0 | 0 | 0
[7 empty] | ON_SCCT | 1 | 15 | 0.067827 | 0.071115 | 0.074734 | 0.078353 | 0.081972 | 0.085591 | 0.08921 | 0.092829 | 0.096448 | 0.10007 | 0.10372 | 0.10749 | 0.11143 | 0.11554 | 0.11986 | 0.12378 | 0 | 0 | 0 | 0 | 0 | 0 | 0 | 0 | 0 | 0 | 0 | 0 | 0 | 0 | 0 | 0 | 0 | 0 | 0 | 0 | 0 | 0 | 0 | 0 | 0 | 0 | 0 | 0 | 0 | 0 | 0 | 0 | 0 | 0 | 0
[7 empty] | ON_SCCT | 1 | 16 | 0.0652 | 0.067827 | 0.071115 | 0.074734 | 0.078353 | 0.081972 | 0.085591 | 0.08921 | 0.092829 | 0.096448 | 0.10007 | 0.10372 | 0.10749 | 0.11143 | 0.11554 | 0.11986 | 0.12378 | 0 | 0 | 0 | 0 | 0 | 0 | 0 | 0 | 0 | 0 | 0 | 0 | 0 | 0 | 0 | 0 | 0 | 0 | 0 | 0 | 0 | 0 | 0 | 0 | 0 | 0 | 0 | 0 | 0 | 0 | 0 | 0 | 0 | 0
[7 empty] | ON_SCCT | 1 | 17 | 0.062904 | 0.0652 | 0.067827 | 0.071115 | 0.074734 | 0.078353 | 0.081972 | 0.085591 | 0.08921 | 0.092829 | 0.096448 | 0.10007 | 0.10372 | 0.10749 | 0.11143 | 0.11554 | 0.11986 | 0.12378 | 0 | 0 | 0 | 0 | 0 | 0 | 0 | 0 | 0 | 0 | 0 | 0 | 0 | 0 | 0 | 0 | 0 | 0 | 0 | 0 | 0 | 0 | 0 | 0 | 0 | 0 | 0 | 0 | 0 | 0 | 0 | 0 | 0
[7 empty] | ON_SCCT | 1 | 18 | 0.060608 | 0.062904 | 0.0652 | 0.067827 | 0.071115 | 0.074734 | 0.078353 | 0.081972 | 0.085591 | 0.08921 | 0.092829 | 0.096448 | 0.10007 | 0.10372 | 0.10749 | 0.11143 | 0.11554 | 0.11986 | 0.12378 | 0 | 0 | 0 | 0 | 0 | 0 | 0 | 0 | 0 | 0 | 0 | 0 | 0 | 0 | 0 | 0 | 0 | 0 | 0 | 0 | 0 | 0 | 0 | 0 | 0 | 0 | 0 | 0 | 0 | 0 | 0 | 0
[7 empty] | ON_SCCT | 1 | 19 | 0.058311 | 0.060608 | 0.062904 | 0.0652 | 0.067827 | 0.071115 | 0.074734 | 0.078353 | 0.081972 | 0.085591 | 0.08921 | 0.092829 | 0.096448 | 0.10007 | 0.10372 | 0.10749 | 0.11143 | 0.11554 | 0.11986 | 0.12378 | 0 | 0 | 0 | 0 | 0 | 0 | 0 | 0 | 0 | 0 | 0 | 0 | 0 | 0 | 0 | 0 | 0 | 0 | 0 | 0 | 0 | 0 | 0 | 0 | 0 | 0 | 0 | 0 | 0 | 0 | 0
[7 empty] | ON_SCCT | 1 | 20 | 0.056015 | 0.058311 | 0.060608 | 0.062904 | 0.0652 | 0.067827 | 0.071115 | 0.074734 | 0.078353 | 0.081972 | 0.085591 | 0.08921 | 0.092829 | 0.096448 | 0.10007 | 0.10372 | 0.10749 | 0.11143 | 0.11554 | 0.11986 | 0.12378 | 0 | 0 | 0 | 0 | 0 | 0 | 0 | 0 | 0 | 0 | 0 | 0 | 0 | 0 | 0 | 0 | 0 | 0 | 0 | 0 | 0 | 0 | 0 | 0 | 0 | 0 | 0 | 0 | 0 | 0
[7 empty] | ON_SCCT | 1 | 21 | 0.053719 | 0.056015 | 0.058311 | 0.060608 | 0.062904 | 0.0652 | 0.067827 | 0.071115 | 0.074734 | 0.078353 | 0.081972 | 0.085591 | 0.08921 | 0.092829 | 0.096448 | 0.10007 | 0.10372 | 0.10749 | 0.11143 | 0.11554 | 0.11986 | 0.12378 | 0 | 0 | 0 | 0 | 0 | 0 | 0 | 0 | 0 | 0 | 0 | 0 | 0 | 0 | 0 | 0 | 0 | 0 | 0 | 0 | 0 | 0 | 0 | 0 | 0 | 0 | 0 | 0 | 0
[7 empty] | ON_SCCT | 1 | 22 | 0.051423 | 0.053719 | 0.056015 | 0.058311 | 0.060608 | 0.062904 | 0.0652 | 0.067827 | 0.071115 | 0.074734 | 0.078353 | 0.081972 | 0.085591 | 0.08921 | 0.092829 | 0.096448 | 0.10007 | 0.10372 | 0.10749 | 0.11143 | 0.11554 | 0.11986 | 0.12378 | 0 | 0 | 0 | 0 | 0 | 0 | 0 | 0 | 0 | 0 | 0 | 0 | 0 | 0 | 0 | 0 | 0 | 0 | 0 | 0 | 0 | 0 | 0 | 0 | 0 | 0 | 0 | 0
[7 empty] | ON_SCCT | 1 | 23 | 0.049127 | 0.051423 | 0.053719 | 0.056015 | 0.058311 | 0.060608 | 0.062904 | 0.0652 | 0.067827 | 0.071115 | 0.074734 | 0.078353 | 0.081972 | 0.085591 | 0.08921 | 0.092829 | 0.096448 | 0.10007 | 0.10372 | 0.10749 | 0.11143 | 0.11554 | 0.11986 | 0.12378 | 0 | 0 | 0 | 0 | 0 | 0 | 0 | 0 | 0 | 0 | 0 | 0 | 0 | 0 | 0 | 0 | 0 | 0 | 0 | 0 | 0 | 0 | 0 | 0 | 0 | 0 | 0
[7 empty] | ON_SCCT | 1 | 24 | 0.04683 | 0.049127 | 0.051423 | 0.053719 | 0.056015 | 0.058311 | 0.060608 | 0.062904 | 0.0652 | 0.067827 | 0.071115 | 0.074734 | 0.078353 | 0.081972 | 0.085591 | 0.08921 | 0.092829 | 0.096448 | 0.10007 | 0.10372 | 0.10749 | 0.11143 | 0.11554 | 0.11986 | 0.12378 | 0 | 0 | 0 | 0 | 0 | 0 | 0 | 0 | 0 | 0 | 0 | 0 | 0 | 0 | 0 | 0 | 0 | 0 | 0 | 0 | 0 | 0 | 0 | 0 | 0 | 0
[7 empty] | ON_SCCT | 1 | 25 | 0.044534 | 0.04683 | 0.049127 | 0.051423 | 0.053719 | 0.056015 | 0.058311 | 0.060608 | 0.062904 | 0.0652 | 0.067827 | 0.071115 | 0.074734 | 0.078353 | 0.081972 | 0.085591 | 0.08921 | 0.092829 | 0.096448 | 0.10007 | 0.10372 | 0.10749 | 0.11143 | 0.11554 | 0.11986 | 0.12378 | 0 | 0 | 0 | 0 | 0 | 0 | 0 | 0 | 0 | 0 | 0 | 0 | 0 | 0 | 0 | 0 | 0 | 0 | 0 | 0 | 0 | 0 | 0 | 0 | 0
[7 empty] | ON_SCCT | 1 | 26 | 0.042238 | 0.044534 | 0.04683 | 0.049127 | 0.051423 | 0.053719 | 0.056015 | 0.058311 | 0.060608 | 0.062904 | 0.0652 | 0.067827 | 0.071115 | 0.074734 | 0.078353 | 0.081972 | 0.085591 | 0.08921 | 0.092829 | 0.096448 | 0.10007 | 0.10372 | 0.10749 | 0.11143 | 0.11554 | 0.11986 | 0.12378 | 0 | 0 | 0 | 0 | 0 | 0 | 0 | 0 | 0 | 0 | 0 | 0 | 0 | 0 | 0 | 0 | 0 | 0 | 0 | 0 | 0 | 0 | 0 | 0
[7 empty] | ON_SCCT | 1 | 27 | 0.039942 | 0.042238 | 0.044534 | 0.04683 | 0.049127 | 0.051423 | 0.053719 | 0.056015 | 0.058311 | 0.060608 | 0.062904 | 0.0652 | 0.067827 | 0.071115 | 0.074734 | 0.078353 | 0.081972 | 0.085591 | 0.08921 | 0.092829 | 0.096448 | 0.10007 | 0.10372 | 0.10749 | 0.11143 | 0.11554 | 0.11986 | 0.12378 | 0 | 0 | 0 | 0 | 0 | 0 | 0 | 0 | 0 | 0 | 0 | 0 | 0 | 0 | 0 | 0 | 0 | 0 | 0 | 0 | 0 | 0 | 0
[7 empty] | ON_SCCT | 1 | 28 | 0.037646 | 0.039942 | 0.042238 | 0.044534 | 0.04683 | 0.049127 | 0.051423 | 0.053719 | 0.056015 | 0.058311 | 0.060608 | 0.062904 | 0.0652 | 0.067827 | 0.071115 | 0.074734 | 0.078353 | 0.081972 | 0.085591 | 0.08921 | 0.092829 | 0.096448 | 0.10007 | 0.10372 | 0.10749 | 0.11143 | 0.11554 | 0.11986 | 0.12378 | 0 | 0 | 0 | 0 | 0 | 0 | 0 | 0 | 0 | 0 | 0 | 0 | 0 | 0 | 0 | 0 | 0 | 0 | 0 | 0 | 0 | 0
[7 empty] | ON_SCCT | 1 | 29 | 0.035349 | 0.037646 | 0.039942 | 0.042238 | 0.044534 | 0.04683 | 0.049127 | 0.051423 | 0.053719 | 0.056015 | 0.058311 | 0.060608 | 0.062904 | 0.0652 | 0.067827 | 0.071115 | 0.074734 | 0.078353 | 0.081972 | 0.085591 | 0.08921 | 0.092829 | 0.096448 | 0.10007 | 0.10372 | 0.10749 | 0.11143 | 0.11554 | 0.11986 | 0.12378 | 0 | 0 | 0 | 0 | 0 | 0 | 0 | 0 | 0 | 0 | 0 | 0 | 0 | 0 | 0 | 0 | 0 | 0 | 0 | 0 | 0
[7 empty] | ON_SCCT | 1 | 30 | 0 | 0.035349 | 0.037646 | 0.039942 | 0.042238 | 0.044534 | 0.04683 | 0.049127 | 0.051423 | 0.053719 | 0.056015 | 0.058311 | 0.060608 | 0.062904 | 0.0652 | 0.067827 | 0.071115 | 0.074734 | 0.078353 | 0.081972 | 0.085591 | 0.08921 | 0.092829 | 0.096448 | 0.10007 | 0.10372 | 0.10749 | 0.11143 | 0.11554 | 0.11986 | 0.12378 | 0 | 0 | 0 | 0 | 0 | 0 | 0 | 0 | 0 | 0 | 0 | 0 | 0 | 0 | 0 | 0 | 0 | 0 | 0 | 0
[7 empty] | ON_SCCT | 1 | 31 | 0 | 0 | 0.035349 | 0.037646 | 0.039942 | 0.042238 | 0.044534 | 0.04683 | 0.049127 | 0.051423 | 0.053719 | 0.056015 | 0.058311 | 0.060608 | 0.062904 | 0.0652 | 0.067827 | 0.071115 | 0.074734 | 0.078353 | 0.081972 | 0.085591 | 0.08921 | 0.092829 | 0.096448 | 0.10007 | 0.10372 | 0.10749 | 0.11143 | 0.11554 | 0.11986 | 0.12378 | 0 | 0 | 0 | 0 | 0 | 0 | 0 | 0 | 0 | 0 | 0 | 0 | 0 | 0 | 0 | 0 | 0 | 0 | 0
[7 empty] | ON_SCCT | 1 | 32 | 0 | 0 | 0 | 0.035349 | 0.037646 | 0.039942 | 0.042238 | 0.044534 | 0.04683 | 0.049127 | 0.051423 | 0.053719 | 0.056015 | 0.058311 | 0.060608 | 0.062904 | 0.0652 | 0.067827 | 0.071115 | 0.074734 | 0.078353 | 0.081972 | 0.085591 | 0.08921 | 0.092829 | 0.096448 | 0.10007 | 0.10372 | 0.10749 | 0.11143 | 0.11554 | 0.11986 | 0.12378 | 0 | 0 | 0 | 0 | 0 | 0 | 0 | 0 | 0 | 0 | 0 | 0 | 0 | 0 | 0 | 0 | 0 | 0
[7 empty] | ON_SCCT | 1 | 33 | 0 | 0 | 0 | 0 | 0.035349 | 0.037646 | 0.039942 | 0.042238 | 0.044534 | 0.04683 | 0.049127 | 0.051423 | 0.053719 | 0.056015 | 0.058311 | 0.060608 | 0.062904 | 0.0652 | 0.067827 | 0.071115 | 0.074734 | 0.078353 | 0.081972 | 0.085591 | 0.08921 | 0.092829 | 0.096448 | 0.10007 | 0.10372 | 0.10749 | 0.11143 | 0.11554 | 0.11986 | 0.12378 | 0 | 0 | 0 | 0 | 0 | 0 | 0 | 0 | 0 | 0 | 0 | 0 | 0 | 0 | 0 | 0 | 0
[7 empty] | ON_SCCT | 1 | 34 | 0 | 0 | 0 | 0 | 0 | 0.035349 | 0.037646 | 0.039942 | 0.042238 | 0.044534 | 0.04683 | 0.049127 | 0.051423 | 0.053719 | 0.056015 | 0.058311 | 0.060608 | 0.062904 | 0.0652 | 0.067827 | 0.071115 | 0.074734 | 0.078353 | 0.081972 | 0.085591 | 0.08921 | 0.092829 | 0.096448 | 0.10007 | 0.10372 | 0.10749 | 0.11143 | 0.11554 | 0.11986 | 0.12378 | 0 | 0 | 0 | 0 | 0 | 0 | 0 | 0 | 0 | 0 | 0 | 0 | 0 | 0 | 0 | 0
[7 empty] | ON_SCCT | 1 | 35 | 0 | 0 | 0 | 0 | 0 | 0 | 0.035349 | 0.037646 | 0.039942 | 0.042238 | 0.044534 | 0.04683 | 0.049127 | 0.051423 | 0.053719 | 0.056015 | 0.058311 | 0.060608 | 0.062904 | 0.0652 | 0.067827 | 0.071115 | 0.074734 | 0.078353 | 0.081972 | 0.085591 | 0.08921 | 0.092829 | 0.096448 | 0.10007 | 0.10372 | 0.10749 | 0.11143 | 0.11554 | 0.11986 | 0.12378 | 0 | 0 | 0 | 0 | 0 | 0 | 0 | 0 | 0 | 0 | 0 | 0 | 0 | 0 | 0
[7 empty] | ON_SCCT | 1 | 36 | 0 | 0 | 0 | 0 | 0 | 0 | 0 | 0.035349 | 0.037646 | 0.039942 | 0.042238 | 0.044534 | 0.04683 | 0.049127 | 0.051423 | 0.053719 | 0.056015 | 0.058311 | 0.060608 | 0.062904 | 0.0652 | 0.067827 | 0.071115 | 0.074734 | 0.078353 | 0.081972 | 0.085591 | 0.08921 | 0.092829 | 0.096448 | 0.10007 | 0.10372 | 0.10749 | 0.11143 | 0.11554 | 0.11986 | 0.12378 | 0 | 0 | 0 | 0 | 0 | 0 | 0 | 0 | 0 | 0 | 0 | 0 | 0 | 0
[7 empty] | ON_SCCT | 1 | 37 | 0 | 0 | 0 | 0 | 0 | 0 | 0 | 0 | 0.035349 | 0.037646 | 0.039942 | 0.042238 | 0.044534 | 0.04683 | 0.049127 | 0.051423 | 0.053719 | 0.056015 | 0.058311 | 0.060608 | 0.062904 | 0.0652 | 0.067827 | 0.071115 | 0.074734 | 0.078353 | 0.081972 | 0.085591 | 0.08921 | 0.092829 | 0.096448 | 0.10007 | 0.10372 | 0.10749 | 0.11143 | 0.11554 | 0.11986 | 0.12378 | 0 | 0 | 0 | 0 | 0 | 0 | 0 | 0 | 0 | 0 | 0 | 0 | 0
[7 empty] | ON_SCCT | 1 | 38 | 0 | 0 | 0 | 0 | 0 | 0 | 0 | 0 | 0 | 0.035349 | 0.037646 | 0.039942 | 0.042238 | 0.044534 | 0.04683 | 0.049127 | 0.051423 | 0.053719 | 0.056015 | 0.058311 | 0.060608 | 0.062904 | 0.0652 | 0.067827 | 0.071115 | 0.074734 | 0.078353 | 0.081972 | 0.085591 | 0.08921 | 0.092829 | 0.096448 | 0.10007 | 0.10372 | 0.10749 | 0.11143 | 0.11554 | 0.11986 | 0.12378 | 0 | 0 | 0 | 0 | 0 | 0 | 0 | 0 | 0 | 0 | 0 | 0
[7 empty] | ON_SCCT | 1 | 39 | 0 | 0 | 0 | 0 | 0 | 0 | 0 | 0 | 0 | 0 | 0.035349 | 0.037646 | 0.039942 | 0.042238 | 0.044534 | 0.04683 | 0.049127 | 0.051423 | 0.053719 | 0.056015 | 0.058311 | 0.060608 | 0.062904 | 0.0652 | 0.067827 | 0.071115 | 0.074734 | 0.078353 | 0.081972 | 0.085591 | 0.08921 | 0.092829 | 0.096448 | 0.10007 | 0.10372 | 0.10749 | 0.11143 | 0.11554 | 0.11986 | 0.12378 | 0 | 0 | 0 | 0 | 0 | 0 | 0 | 0 | 0 | 0 | 0
[7 empty] | ON_SCCT | 1 | 40 | 0 | 0 | 0 | 0 | 0 | 0 | 0 | 0 | 0 | 0 | 0 | 0.035349 | 0.037646 | 0.039942 | 0.042238 | 0.044534 | 0.04683 | 0.049127 | 0.051423 | 0.053719 | 0.056015 | 0.058311 | 0.060608 | 0.062904 | 0.0652 | 0.067827 | 0.071115 | 0.074734 | 0.078353 | 0.081972 | 0.085591 | 0.08921 | 0.092829 | 0.096448 | 0.10007 | 0.10372 | 0.10749 | 0.11143 | 0.11554 | 0.11986 | 0.12378 | 0 | 0 | 0 | 0 | 0 | 0 | 0 | 0 | 0 | 0
[7 empty] | ON_SCCT | 1 | 41 | 0 | 0 | 0 | 0 | 0 | 0 | 0 | 0 | 0 | 0 | 0 | 0 | 0.035349 | 0.037646 | 0.039942 | 0.042238 | 0.044534 | 0.04683 | 0.049127 | 0.051423 | 0.053719 | 0.056015 | 0.058311 | 0.060608 | 0.062904 | 0.0652 | 0.067827 | 0.071115 | 0.074734 | 0.078353 | 0.081972 | 0.085591 | 0.08921 | 0.092829 | 0.096448 | 0.10007 | 0.10372 | 0.10749 | 0.11143 | 0.11554 | 0.11986 | 0.12378 | 0 | 0 | 0 | 0 | 0 | 0 | 0 | 0 | 0
[7 empty] | ON_SCCT | 1 | 42 | 0 | 0 | 0 | 0 | 0 | 0 | 0 | 0 | 0 | 0 | 0 | 0 | 0 | 0.035349 | 0.037646 | 0.039942 | 0.042238 | 0.044534 | 0.04683 | 0.049127 | 0.051423 | 0.053719 | 0.056015 | 0.058311 | 0.060608 | 0.062904 | 0.0652 | 0.067827 | 0.071115 | 0.074734 | 0.078353 | 0.081972 | 0.085591 | 0.08921 | 0.092829 | 0.096448 | 0.10007 | 0.10372 | 0.10749 | 0.11143 | 0.11554 | 0.11986 | 0.12378 | 0 | 0 | 0 | 0 | 0 | 0 | 0 | 0
[7 empty] | ON_SCCT | 1 | 43 | 0 | 0 | 0 | 0 | 0 | 0 | 0 | 0 | 0 | 0 | 0 | 0 | 0 | 0 | 0.035349 | 0.037646 | 0.039942 | 0.042238 | 0.044534 | 0.04683 | 0.049127 | 0.051423 | 0.053719 | 0.056015 | 0.058311 | 0.060608 | 0.062904 | 0.0652 | 0.067827 | 0.071115 | 0.074734 | 0.078353 | 0.081972 | 0.085591 | 0.08921 | 0.092829 | 0.096448 | 0.10007 | 0.10372 | 0.10749 | 0.11143 | 0.11554 | 0.11986 | 0.12378 | 0 | 0 | 0 | 0 | 0 | 0 | 0
[7 empty] | ON_SCCT | 1 | 44 | 0 | 0 | 0 | 0 | 0 | 0 | 0 | 0 | 0 | 0 | 0 | 0 | 0 | 0 | 0 | 0.035349 | 0.037646 | 0.039942 | 0.042238 | 0.044534 | 0.04683 | 0.049127 | 0.051423 | 0.053719 | 0.056015 | 0.058311 | 0.060608 | 0.062904 | 0.0652 | 0.067827 | 0.071115 | 0.074734 | 0.078353 | 0.081972 | 0.085591 | 0.08921 | 0.092829 | 0.096448 | 0.10007 | 0.10372 | 0.10749 | 0.11143 | 0.11554 | 0.11986 | 0.12378 | 0 | 0 | 0 | 0 | 0 | 0
[7 empty] | ON_SCCT | 1 | 45 | 0 | 0 | 0 | 0 | 0 | 0 | 0 | 0 | 0 | 0 | 0 | 0 | 0 | 0 | 0 | 0 | 0.035349 | 0.037646 | 0.039942 | 0.042238 | 0.044534 | 0.04683 | 0.049127 | 0.051423 | 0.053719 | 0.056015 | 0.058311 | 0.060608 | 0.062904 | 0.0652 | 0.067827 | 0.071115 | 0.074734 | 0.078353 | 0.081972 | 0.085591 | 0.08921 | 0.092829 | 0.096448 | 0.10007 | 0.10372 | 0.10749 | 0.11143 | 0.11554 | 0.11986 | 0.12378 | 0 | 0 | 0 | 0 | 0
[7 empty] | ON_SCCT | 1 | 46 | 0 | 0 | 0 | 0 | 0 | 0 | 0 | 0 | 0 | 0 | 0 | 0 | 0 | 0 | 0 | 0 | 0 | 0.035349 | 0.037646 | 0.039942 | 0.042238 | 0.044534 | 0.04683 | 0.049127 | 0.051423 | 0.053719 | 0.056015 | 0.058311 | 0.060608 | 0.062904 | 0.0652 | 0.067827 | 0.071115 | 0.074734 | 0.078353 | 0.081972 | 0.085591 | 0.08921 | 0.092829 | 0.096448 | 0.10007 | 0.10372 | 0.10749 | 0.11143 | 0.11554 | 0.11986 | 0.12378 | 0 | 0 | 0 | 0
[7 empty] | ON_SCCT | 1 | 47 | 0 | 0 | 0 | 0 | 0 | 0 | 0 | 0 | 0 | 0 | 0 | 0 | 0 | 0 | 0 | 0 | 0 | 0 | 0.035349 | 0.037646 | 0.039942 | 0.042238 | 0.044534 | 0.04683 | 0.049127 | 0.051423 | 0.053719 | 0.056015 | 0.058311 | 0.060608 | 0.062904 | 0.0652 | 0.067827 | 0.071115 | 0.074734 | 0.078353 | 0.081972 | 0.085591 | 0.08921 | 0.092829 | 0.096448 | 0.10007 | 0.10372 | 0.10749 | 0.11143 | 0.11554 | 0.11986 | 0.12378 | 0 | 0 | 0
[7 empty] | ON_SCCT | 1 | 48 | 0 | 0 | 0 | 0 | 0 | 0 | 0 | 0 | 0 | 0 | 0 | 0 | 0 | 0 | 0 | 0 | 0 | 0 | 0 | 0.035349 | 0.037646 | 0.039942 | 0.042238 | 0.044534 | 0.04683 | 0.049127 | 0.051423 | 0.053719 | 0.056015 | 0.058311 | 0.060608 | 0.062904 | 0.0652 | 0.067827 | 0.071115 | 0.074734 | 0.078353 | 0.081972 | 0.085591 | 0.08921 | 0.092829 | 0.096448 | 0.10007 | 0.10372 | 0.10749 | 0.11143 | 0.11554 | 0.11986 | 0.12378 | 0 | 0
[7 empty] | ON_SCCT | 1 | 49 | 0 | 0 | 0 | 0 | 0 | 0 | 0 | 0 | 0 | 0 | 0 | 0 | 0 | 0 | 0 | 0 | 0 | 0 | 0 | 0 | 0.035349 | 0.037646 | 0.039942 | 0.042238 | 0.044534 | 0.04683 | 0.049127 | 0.051423 | 0.053719 | 0.056015 | 0.058311 | 0.060608 | 0.062904 | 0.0652 | 0.067827 | 0.071115 | 0.074734 | 0.078353 | 0.081972 | 0.085591 | 0.08921 | 0.092829 | 0.096448 | 0.10007 | 0.10372 | 0.10749 | 0.11143 | 0.11554 | 0.11986 | 0.12378 | 0
[7 empty] | ON_SCCT | 1 | 50 | 0 | 0 | 0 | 0 | 0 | 0 | 0 | 0 | 0 | 0 | 0 | 0 | 0 | 0 | 0 | 0 | 0 | 0 | 0 | 0 | 0 | 0.035349 | 0.037646 | 0.039942 | 0.042238 | 0.044534 | 0.04683 | 0.049127 | 0.051423 | 0.053719 | 0.056015 | 0.058311 | 0.060608 | 0.062904 | 0.0652 | 0.067827 | 0.071115 | 0.074734 | 0.078353 | 0.081972 | 0.085591 | 0.08921 | 0.092829 | 0.096448 | 0.10007 | 0.10372 | 0.10749 | 0.11143 | 0.11554 | 0.11986 | 0.12378
[7 empty] | NG_LGE | 2 | 0 | 2.514 | 0 | 0 | 0 | 0 | 0 | 0 | 0 | 0 | 0 | 0 | 0 | 0 | 0 | 0 | 0 | 0 | 0 | 0 | 0 | 0 | 0 | 0 | 0 | 0 | 0 | 0 | 0 | 0 | 0 | 0 | 0 | 0 | 0 | 0 | 0 | 0 | 0 | 0 | 0 | 0 | 0 | 0 | 0 | 0 | 0 | 0 | 0 | 0 | 0 | 0
[7 empty] | NG_LGE | 2 | 1 | 2.3753 | 2.514 | 0 | 0 | 0 | 0 | 0 | 0 | 0 | 0 | 0 | 0 | 0 | 0 | 0 | 0 | 0 | 0 | 0 | 0 | 0 | 0 | 0 | 0 | 0 | 0 | 0 | 0 | 0 | 0 | 0 | 0 | 0 | 0 | 0 | 0 | 0 | 0 | 0 | 0 | 0 | 0 | 0 | 0 | 0 | 0 | 0 | 0 | 0 | 0 | 0
[7 empty] | NG_LGE | 2 | 2 | 2.3694 | 2.3753 | 2.514 | 0 | 0 | 0 | 0 | 0 | 0 | 0 | 0 | 0 | 0 | 0 | 0 | 0 | 0 | 0 | 0 | 0 | 0 | 0 | 0 | 0 | 0 | 0 | 0 | 0 | 0 | 0 | 0 | 0 | 0 | 0 | 0 | 0 | 0 | 0 | 0 | 0 | 0 | 0 | 0 | 0 | 0 | 0 | 0 | 0 | 0 | 0 | 0
[7 empty] | NG_LGE | 2 | 3 | 2.4258 | 2.3694 | 2.3753 | 2.514 | 0 | 0 | 0 | 0 | 0 | 0 | 0 | 0 | 0 | 0 | 0 | 0 | 0 | 0 | 0 | 0 | 0 | 0 | 0 | 0 | 0 | 0 | 0 | 0 | 0 | 0 | 0 | 0 | 0 | 0 | 0 | 0 | 0 | 0 | 0 | 0 | 0 | 0 | 0 | 0 | 0 | 0 | 0 | 0 | 0 | 0 | 0
[7 empty] | NG_LGE | 2 | 4 | 2.5022 | 2.4258 | 2.3694 | 2.3753 | 2.514 | 0 | 0 | 0 | 0 | 0 | 0 | 0 | 0 | 0 | 0 | 0 | 0 | 0 | 0 | 0 | 0 | 0 | 0 | 0 | 0 | 0 | 0 | 0 | 0 | 0 | 0 | 0 | 0 | 0 | 0 | 0 | 0 | 0 | 0 | 0 | 0 | 0 | 0 | 0 | 0 | 0 | 0 | 0 | 0 | 0 | 0
[7 empty] | NG_LGE | 2 | 5 | 2.5946 | 2.5022 | 2.4258 | 2.3694 | 2.3753 | 2.514 | 0 | 0 | 0 | 0 | 0 | 0 | 0 | 0 | 0 | 0 | 0 | 0 | 0 | 0 | 0 | 0 | 0 | 0 | 0 | 0 | 0 | 0 | 0 | 0 | 0 | 0 | 0 | 0 | 0 | 0 | 0 | 0 | 0 | 0 | 0 | 0 | 0 | 0 | 0 | 0 | 0 | 0 | 0 | 0 | 0
[7 empty] | NG_LGE | 2 | 6 | 2.6925 | 2.5946 | 2.5022 | 2.4258 | 2.3694 | 2.3753 | 2.514 | 0 | 0 | 0 | 0 | 0 | 0 | 0 | 0 | 0 | 0 | 0 | 0 | 0 | 0 | 0 | 0 | 0 | 0 | 0 | 0 | 0 | 0 | 0 | 0 | 0 | 0 | 0 | 0 | 0 | 0 | 0 | 0 | 0 | 0 | 0 | 0 | 0 | 0 | 0 | 0 | 0 | 0 | 0 | 0
[7 empty] | NG_LGE | 2 | 7 | 2.8202 | 2.6925 | 2.5946 | 2.5022 | 2.4258 | 2.3694 | 2.3753 | 2.514 | 0 | 0 | 0 | 0 | 0 | 0 | 0 | 0 | 0 | 0 | 0 | 0 | 0 | 0 | 0 | 0 | 0 | 0 | 0 | 0 | 0 | 0 | 0 | 0 | 0 | 0 | 0 | 0 | 0 | 0 | 0 | 0 | 0 | 0 | 0 | 0 | 0 | 0 | 0 | 0 | 0 | 0 | 0
[7 empty] | NG_LGE | 2 | 8 | 2.9591 | 2.8202 | 2.6925 | 2.5946 | 2.5022 | 2.4258 | 2.3694 | 2.3753 | 2.514 | 0 | 0 | 0 | 0 | 0 | 0 | 0 | 0 | 0 | 0 | 0 | 0 | 0 | 0 | 0 | 0 | 0 | 0 | 0 | 0 | 0 | 0 | 0 | 0 | 0 | 0 | 0 | 0 | 0 | 0 | 0 | 0 | 0 | 0 | 0 | 0 | 0 | 0 | 0 | 0 | 0 | 0
[7 empty] | NG_LGE | 2 | 9 | 3.0922 | 2.9591 | 2.8202 | 2.6925 | 2.5946 | 2.5022 | 2.4258 | 2.3694 | 2.3753 | 2.514 | 0 | 0 | 0 | 0 | 0 | 0 | 0 | 0 | 0 | 0 | 0 | 0 | 0 | 0 | 0 | 0 | 0 | 0 | 0 | 0 | 0 | 0 | 0 | 0 | 0 | 0 | 0 | 0 | 0 | 0 | 0 | 0 | 0 | 0 | 0 | 0 | 0 | 0 | 0 | 0 | 0
[7 empty] | NG_LGE | 2 | 10 | 3.2388 | 3.0922 | 2.9591 | 2.8202 | 2.6925 | 2.5946 | 2.5022 | 2.4258 | 2.3694 | 2.3753 | 2.514 | 0 | 0 | 0 | 0 | 0 | 0 | 0 | 0 | 0 | 0 | 0 | 0 | 0 | 0 | 0 | 0 | 0 | 0 | 0 | 0 | 0 | 0 | 0 | 0 | 0 | 0 | 0 | 0 | 0 | 0 | 0 | 0 | 0 | 0 | 0 | 0 | 0 | 0 | 0 | 0
[7 empty] | NG_LGE | 2 | 11 | 3.3121 | 3.2388 | 3.0922 | 2.9591 | 2.8202 | 2.6925 | 2.5946 | 2.5022 | 2.4258 | 2.3694 | 2.3753 | 2.514 | 0 | 0 | 0 | 0 | 0 | 0 | 0 | 0 | 0 | 0 | 0 | 0 | 0 | 0 | 0 | 0 | 0 | 0 | 0 | 0 | 0 | 0 | 0 | 0 | 0 | 0 | 0 | 0 | 0 | 0 | 0 | 0 | 0 | 0 | 0 | 0 | 0 | 0 | 0
[7 empty] | NG_LGE | 2 | 12 | 3.3854 | 3.3121 | 3.2388 | 3.0922 | 2.9591 | 2.8202 | 2.6925 | 2.5946 | 2.5022 | 2.4258 | 2.3694 | 2.3753 | 2.514 | 0 | 0 | 0 | 0 | 0 | 0 | 0 | 0 | 0 | 0 | 0 | 0 | 0 | 0 | 0 | 0 | 0 | 0 | 0 | 0 | 0 | 0 | 0 | 0 | 0 | 0 | 0 | 0 | 0 | 0 | 0 | 0 | 0 | 0 | 0 | 0 | 0 | 0
[7 empty] | NG_LGE | 2 | 13 | 3.4587 | 3.3854 | 3.3121 | 3.2388 | 3.0922 | 2.9591 | 2.8202 | 2.6925 | 2.5946 | 2.5022 | 2.4258 | 2.3694 | 2.3753 | 2.514 | 0 | 0 | 0 | 0 | 0 | 0 | 0 | 0 | 0 | 0 | 0 | 0 | 0 | 0 | 0 | 0 | 0 | 0 | 0 | 0 | 0 | 0 | 0 | 0 | 0 | 0 | 0 | 0 | 0 | 0 | 0 | 0 | 0 | 0 | 0 | 0 | 0
[7 empty] | NG_LGE | 2 | 14 | 3.532 | 3.4587 | 3.3854 | 3.3121 | 3.2388 | 3.0922 | 2.9591 | 2.8202 | 2.6925 | 2.5946 | 2.5022 | 2.4258 | 2.3694 | 2.3753 | 2.514 | 0 | 0 | 0 | 0 | 0 | 0 | 0 | 0 | 0 | 0 | 0 | 0 | 0 | 0 | 0 | 0 | 0 | 0 | 0 | 0 | 0 | 0 | 0 | 0 | 0 | 0 | 0 | 0 | 0 | 0 | 0 | 0 | 0 | 0 | 0 | 0
[7 empty] | NG_LGE | 2 | 15 | 3.6052 | 3.532 | 3.4587 | 3.3854 | 3.3121 | 3.2388 | 3.0922 | 2.9591 | 2.8202 | 2.6925 | 2.5946 | 2.5022 | 2.4258 | 2.3694 | 2.3753 | 2.514 | 0 | 0 | 0 | 0 | 0 | 0 | 0 | 0 | 0 | 0 | 0 | 0 | 0 | 0 | 0 | 0 | 0 | 0 | 0 | 0 | 0 | 0 | 0 | 0 | 0 | 0 | 0 | 0 | 0 | 0 | 0 | 0 | 0 | 0 | 0
[7 empty] | NG_LGE | 2 | 16 | 3.6785 | 3.6052 | 3.532 | 3.4587 | 3.3854 | 3.3121 | 3.2388 | 3.0922 | 2.9591 | 2.8202 | 2.6925 | 2.5946 | 2.5022 | 2.4258 | 2.3694 | 2.3753 | 2.514 | 0 | 0 | 0 | 0 | 0 | 0 | 0 | 0 | 0 | 0 | 0 | 0 | 0 | 0 | 0 | 0 | 0 | 0 | 0 | 0 | 0 | 0 | 0 | 0 | 0 | 0 | 0 | 0 | 0 | 0 | 0 | 0 | 0 | 0
[7 empty] | NG_LGE | 2 | 17 | 3.7518 | 3.6785 | 3.6052 | 3.532 | 3.4587 | 3.3854 | 3.3121 | 3.2388 | 3.0922 | 2.9591 | 2.8202 | 2.6925 | 2.5946 | 2.5022 | 2.4258 | 2.3694 | 2.3753 | 2.514 | 0 | 0 | 0 | 0 | 0 | 0 | 0 | 0 | 0 | 0 | 0 | 0 | 0 | 0 | 0 | 0 | 0 | 0 | 0 | 0 | 0 | 0 | 0 | 0 | 0 | 0 | 0 | 0 | 0 | 0 | 0 | 0 | 0
[7 empty] | NG_LGE | 2 | 18 | 3.8251 | 3.7518 | 3.6785 | 3.6052 | 3.532 | 3.4587 | 3.3854 | 3.3121 | 3.2388 | 3.0922 | 2.9591 | 2.8202 | 2.6925 | 2.5946 | 2.5022 | 2.4258 | 2.3694 | 2.3753 | 2.514 | 0 | 0 | 0 | 0 | 0 | 0 | 0 | 0 | 0 | 0 | 0 | 0 | 0 | 0 | 0 | 0 | 0 | 0 | 0 | 0 | 0 | 0 | 0 | 0 | 0 | 0 | 0 | 0 | 0 | 0 | 0 | 0
[7 empty] | NG_LGE | 2 | 19 | 3.8983 | 3.8251 | 3.7518 | 3.6785 | 3.6052 | 3.532 | 3.4587 | 3.3854 | 3.3121 | 3.2388 | 3.0922 | 2.9591 | 2.8202 | 2.6925 | 2.5946 | 2.5022 | 2.4258 | 2.3694 | 2.3753 | 2.514 | 0 | 0 | 0 | 0 | 0 | 0 | 0 | 0 | 0 | 0 | 0 | 0 | 0 | 0 | 0 | 0 | 0 | 0 | 0 | 0 | 0 | 0 | 0 | 0 | 0 | 0 | 0 | 0 | 0 | 0 | 0
[7 empty] | NG_LGE | 2 | 20 | 3.9716 | 3.8983 | 3.8251 | 3.7518 | 3.6785 | 3.6052 | 3.532 | 3.4587 | 3.3854 | 3.3121 | 3.2388 | 3.0922 | 2.9591 | 2.8202 | 2.6925 | 2.5946 | 2.5022 | 2.4258 | 2.3694 | 2.3753 | 2.514 | 0 | 0 | 0 | 0 | 0 | 0 | 0 | 0 | 0 | 0 | 0 | 0 | 0 | 0 | 0 | 0 | 0 | 0 | 0 | 0 | 0 | 0 | 0 | 0 | 0 | 0 | 0 | 0 | 0 | 0
[7 empty] | NG_LGE | 2 | 21 | 4.0449 | 3.9716 | 3.8983 | 3.8251 | 3.7518 | 3.6785 | 3.6052 | 3.532 | 3.4587 | 3.3854 | 3.3121 | 3.2388 | 3.0922 | 2.9591 | 2.8202 | 2.6925 | 2.5946 | 2.5022 | 2.4258 | 2.3694 | 2.3753 | 2.514 | 0 | 0 | 0 | 0 | 0 | 0 | 0 | 0 | 0 | 0 | 0 | 0 | 0 | 0 | 0 | 0 | 0 | 0 | 0 | 0 | 0 | 0 | 0 | 0 | 0 | 0 | 0 | 0 | 0
[7 empty] | NG_LGE | 2 | 22 | 4.1182 | 4.0449 | 3.9716 | 3.8983 | 3.8251 | 3.7518 | 3.6785 | 3.6052 | 3.532 | 3.4587 | 3.3854 | 3.3121 | 3.2388 | 3.0922 | 2.9591 | 2.8202 | 2.6925 | 2.5946 | 2.5022 | 2.4258 | 2.3694 | 2.3753 | 2.514 | 0 | 0 | 0 | 0 | 0 | 0 | 0 | 0 | 0 | 0 | 0 | 0 | 0 | 0 | 0 | 0 | 0 | 0 | 0 | 0 | 0 | 0 | 0 | 0 | 0 | 0 | 0 | 0
[7 empty] | NG_LGE | 2 | 23 | 4.1914 | 4.1182 | 4.0449 | 3.9716 | 3.8983 | 3.8251 | 3.7518 | 3.6785 | 3.6052 | 3.532 | 3.4587 | 3.3854 | 3.3121 | 3.2388 | 3.0922 | 2.9591 | 2.8202 | 2.6925 | 2.5946 | 2.5022 | 2.4258 | 2.3694 | 2.3753 | 2.514 | 0 | 0 | 0 | 0 | 0 | 0 | 0 | 0 | 0 | 0 | 0 | 0 | 0 | 0 | 0 | 0 | 0 | 0 | 0 | 0 | 0 | 0 | 0 | 0 | 0 | 0 | 0
[7 empty] | NG_LGE | 2 | 24 | 4.2647 | 4.1914 | 4.1182 | 4.0449 | 3.9716 | 3.8983 | 3.8251 | 3.7518 | 3.6785 | 3.6052 | 3.532 | 3.4587 | 3.3854 | 3.3121 | 3.2388 | 3.0922 | 2.9591 | 2.8202 | 2.6925 | 2.5946 | 2.5022 | 2.4258 | 2.3694 | 2.3753 | 2.514 | 0 | 0 | 0 | 0 | 0 | 0 | 0 | 0 | 0 | 0 | 0 | 0 | 0 | 0 | 0 | 0 | 0 | 0 | 0 | 0 | 0 | 0 | 0 | 0 | 0 | 0
[7 empty] | NG_LGE | 2 | 25 | 4.338 | 4.2647 | 4.1914 | 4.1182 | 4.0449 | 3.9716 | 3.8983 | 3.8251 | 3.7518 | 3.6785 | 3.6052 | 3.532 | 3.4587 | 3.3854 | 3.3121 | 3.2388 | 3.0922 | 2.9591 | 2.8202 | 2.6925 | 2.5946 | 2.5022 | 2.4258 | 2.3694 | 2.3753 | 2.514 | 0 | 0 | 0 | 0 | 0 | 0 | 0 | 0 | 0 | 0 | 0 | 0 | 0 | 0 | 0 | 0 | 0 | 0 | 0 | 0 | 0 | 0 | 0 | 0 | 0
[7 empty] | NG_LGE | 2 | 26 | 4.4113 | 4.338 | 4.2647 | 4.1914 | 4.1182 | 4.0449 | 3.9716 | 3.8983 | 3.8251 | 3.7518 | 3.6785 | 3.6052 | 3.532 | 3.4587 | 3.3854 | 3.3121 | 3.2388 | 3.0922 | 2.9591 | 2.8202 | 2.6925 | 2.5946 | 2.5022 | 2.4258 | 2.3694 | 2.3753 | 2.514 | 0 | 0 | 0 | 0 | 0 | 0 | 0 | 0 | 0 | 0 | 0 | 0 | 0 | 0 | 0 | 0 | 0 | 0 | 0 | 0 | 0 | 0 | 0 | 0
[7 empty] | NG_LGE | 2 | 27 | 4.4845 | 4.4113 | 4.338 | 4.2647 | 4.1914 | 4.1182 | 4.0449 | 3.9716 | 3.8983 | 3.8251 | 3.7518 | 3.6785 | 3.6052 | 3.532 | 3.4587 | 3.3854 | 3.3121 | 3.2388 | 3.0922 | 2.9591 | 2.8202 | 2.6925 | 2.5946 | 2.5022 | 2.4258 | 2.3694 | 2.3753 | 2.514 | 0 | 0 | 0 | 0 | 0 | 0 | 0 | 0 | 0 | 0 | 0 | 0 | 0 | 0 | 0 | 0 | 0 | 0 | 0 | 0 | 0 | 0 | 0
[7 empty] | NG_LGE | 2 | 28 | 4.5578 | 4.4845 | 4.4113 | 4.338 | 4.2647 | 4.1914 | 4.1182 | 4.0449 | 3.9716 | 3.8983 | 3.8251 | 3.7518 | 3.6785 | 3.6052 | 3.532 | 3.4587 | 3.3854 | 3.3121 | 3.2388 | 3.0922 | 2.9591 | 2.8202 | 2.6925 | 2.5946 | 2.5022 | 2.4258 | 2.3694 | 2.3753 | 2.514 | 0 | 0 | 0 | 0 | 0 | 0 | 0 | 0 | 0 | 0 | 0 | 0 | 0 | 0 | 0 | 0 | 0 | 0 | 0 | 0 | 0 | 0
[7 empty] | NG_LGE | 2 | 29 | 4.6311 | 4.5578 | 4.4845 | 4.4113 | 4.338 | 4.2647 | 4.1914 | 4.1182 | 4.0449 | 3.9716 | 3.8983 | 3.8251 | 3.7518 | 3.6785 | 3.6052 | 3.532 | 3.4587 | 3.3854 | 3.3121 | 3.2388 | 3.0922 | 2.9591 | 2.8202 | 2.6925 | 2.5946 | 2.5022 | 2.4258 | 2.3694 | 2.3753 | 2.514 | 0 | 0 | 0 | 0 | 0 | 0 | 0 | 0 | 0 | 0 | 0 | 0 | 0 | 0 | 0 | 0 | 0 | 0 | 0 | 0 | 0
[7 empty] | NG_LGE | 2 | 30 | 4.7044 | 4.6311 | 4.5578 | 4.4845 | 4.4113 | 4.338 | 4.2647 | 4.1914 | 4.1182 | 4.0449 | 3.9716 | 3.8983 | 3.8251 | 3.7518 | 3.6785 | 3.6052 | 3.532 | 3.4587 | 3.3854 | 3.3121 | 3.2388 | 3.0922 | 2.9591 | 2.8202 | 2.6925 | 2.5946 | 2.5022 | 2.4258 | 2.3694 | 2.3753 | 2.514 | 0 | 0 | 0 | 0 | 0 | 0 | 0 | 0 | 0 | 0 | 0 | 0 | 0 | 0 | 0 | 0 | 0 | 0 | 0 | 0
[7 empty] | NG_LGE | 2 | 31 | 4.7777 | 4.7044 | 4.6311 | 4.5578 | 4.4845 | 4.4113 | 4.338 | 4.2647 | 4.1914 | 4.1182 | 4.0449 | 3.9716 | 3.8983 | 3.8251 | 3.7518 | 3.6785 | 3.6052 | 3.532 | 3.4587 | 3.3854 | 3.3121 | 3.2388 | 3.0922 | 2.9591 | 2.8202 | 2.6925 | 2.5946 | 2.5022 | 2.4258 | 2.3694 | 2.3753 | 2.514 | 0 | 0 | 0 | 0 | 0 | 0 | 0 | 0 | 0 | 0 | 0 | 0 | 0 | 0 | 0 | 0 | 0 | 0 | 0
[7 empty] | NG_LGE | 2 | 32 | 4.8509 | 4.7777 | 4.7044 | 4.6311 | 4.5578 | 4.4845 | 4.4113 | 4.338 | 4.2647 | 4.1914 | 4.1182 | 4.0449 | 3.9716 | 3.8983 | 3.8251 | 3.7518 | 3.6785 | 3.6052 | 3.532 | 3.4587 | 3.3854 | 3.3121 | 3.2388 | 3.0922 | 2.9591 | 2.8202 | 2.6925 | 2.5946 | 2.5022 | 2.4258 | 2.3694 | 2.3753 | 2.514 | 0 | 0 | 0 | 0 | 0 | 0 | 0 | 0 | 0 | 0 | 0 | 0 | 0 | 0 | 0 | 0 | 0 | 0
[7 empty] | NG_LGE | 2 | 33 | 4.9242 | 4.8509 | 4.7777 | 4.7044 | 4.6311 | 4.5578 | 4.4845 | 4.4113 | 4.338 | 4.2647 | 4.1914 | 4.1182 | 4.0449 | 3.9716 | 3.8983 | 3.8251 | 3.7518 | 3.6785 | 3.6052 | 3.532 | 3.4587 | 3.3854 | 3.3121 | 3.2388 | 3.0922 | 2.9591 | 2.8202 | 2.6925 | 2.5946 | 2.5022 | 2.4258 | 2.3694 | 2.3753 | 2.514 | 0 | 0 | 0 | 0 | 0 | 0 | 0 | 0 | 0 | 0 | 0 | 0 | 0 | 0 | 0 | 0 | 0
[7 empty] | NG_LGE | 2 | 34 | 4.9975 | 4.9242 | 4.8509 | 4.7777 | 4.7044 | 4.6311 | 4.5578 | 4.4845 | 4.4113 | 4.338 | 4.2647 | 4.1914 | 4.1182 | 4.0449 | 3.9716 | 3.8983 | 3.8251 | 3.7518 | 3.6785 | 3.6052 | 3.532 | 3.4587 | 3.3854 | 3.3121 | 3.2388 | 3.0922 | 2.9591 | 2.8202 | 2.6925 | 2.5946 | 2.5022 | 2.4258 | 2.3694 | 2.3753 | 2.514 | 0 | 0 | 0 | 0 | 0 | 0 | 0 | 0 | 0 | 0 | 0 | 0 | 0 | 0 | 0 | 0
[7 empty] | NG_LGE | 2 | 35 | 5.0708 | 4.9975 | 4.9242 | 4.8509 | 4.7777 | 4.7044 | 4.6311 | 4.5578 | 4.4845 | 4.4113 | 4.338 | 4.2647 | 4.1914 | 4.1182 | 4.0449 | 3.9716 | 3.8983 | 3.8251 | 3.7518 | 3.6785 | 3.6052 | 3.532 | 3.4587 | 3.3854 | 3.3121 | 3.2388 | 3.0922 | 2.9591 | 2.8202 | 2.6925 | 2.5946 | 2.5022 | 2.4258 | 2.3694 | 2.3753 | 2.514 | 0 | 0 | 0 | 0 | 0 | 0 | 0 | 0 | 0 | 0 | 0 | 0 | 0 | 0 | 0
[7 empty] | NG_LGE | 2 | 36 | 5.144 | 5.0708 | 4.9975 | 4.9242 | 4.8509 | 4.7777 | 4.7044 | 4.6311 | 4.5578 | 4.4845 | 4.4113 | 4.338 | 4.2647 | 4.1914 | 4.1182 | 4.0449 | 3.9716 | 3.8983 | 3.8251 | 3.7518 | 3.6785 | 3.6052 | 3.532 | 3.4587 | 3.3854 | 3.3121 | 3.2388 | 3.0922 | 2.9591 | 2.8202 | 2.6925 | 2.5946 | 2.5022 | 2.4258 | 2.3694 | 2.3753 | 2.514 | 0 | 0 | 0 | 0 | 0 | 0 | 0 | 0 | 0 | 0 | 0 | 0 | 0 | 0
[7 empty] | NG_LGE | 2 | 37 | 5.2173 | 5.144 | 5.0708 | 4.9975 | 4.9242 | 4.8509 | 4.7777 | 4.7044 | 4.6311 | 4.5578 | 4.4845 | 4.4113 | 4.338 | 4.2647 | 4.1914 | 4.1182 | 4.0449 | 3.9716 | 3.8983 | 3.8251 | 3.7518 | 3.6785 | 3.6052 | 3.532 | 3.4587 | 3.3854 | 3.3121 | 3.2388 | 3.0922 | 2.9591 | 2.8202 | 2.6925 | 2.5946 | 2.5022 | 2.4258 | 2.3694 | 2.3753 | 2.514 | 0 | 0 | 0 | 0 | 0 | 0 | 0 | 0 | 0 | 0 | 0 | 0 | 0
[7 empty] | NG_LGE | 2 | 38 | 5.2906 | 5.2173 | 5.144 | 5.0708 | 4.9975 | 4.9242 | 4.8509 | 4.7777 | 4.7044 | 4.6311 | 4.5578 | 4.4845 | 4.4113 | 4.338 | 4.2647 | 4.1914 | 4.1182 | 4.0449 | 3.9716 | 3.8983 | 3.8251 | 3.7518 | 3.6785 | 3.6052 | 3.532 | 3.4587 | 3.3854 | 3.3121 | 3.2388 | 3.0922 | 2.9591 | 2.8202 | 2.6925 | 2.5946 | 2.5022 | 2.4258 | 2.3694 | 2.3753 | 2.514 | 0 | 0 | 0 | 0 | 0 | 0 | 0 | 0 | 0 | 0 | 0 | 0
[7 empty] | NG_LGE | 2 | 39 | 5.3639 | 5.2906 | 5.2173 | 5.144 | 5.0708 | 4.9975 | 4.9242 | 4.8509 | 4.7777 | 4.7044 | 4.6311 | 4.5578 | 4.4845 | 4.4113 | 4.338 | 4.2647 | 4.1914 | 4.1182 | 4.0449 | 3.9716 | 3.8983 | 3.8251 | 3.7518 | 3.6785 | 3.6052 | 3.532 | 3.4587 | 3.3854 | 3.3121 | 3.2388 | 3.0922 | 2.9591 | 2.8202 | 2.6925 | 2.5946 | 2.5022 | 2.4258 | 2.3694 | 2.3753 | 2.514 | 0 | 0 | 0 | 0 | 0 | 0 | 0 | 0 | 0 | 0 | 0
[7 empty] | NG_LGE | 2 | 40 | 5.4371 | 5.3639 | 5.2906 | 5.2173 | 5.144 | 5.0708 | 4.9975 | 4.9242 | 4.8509 | 4.7777 | 4.7044 | 4.6311 | 4.5578 | 4.4845 | 4.4113 | 4.338 | 4.2647 | 4.1914 | 4.1182 | 4.0449 | 3.9716 | 3.8983 | 3.8251 | 3.7518 | 3.6785 | 3.6052 | 3.532 | 3.4587 | 3.3854 | 3.3121 | 3.2388 | 3.0922 | 2.9591 | 2.8202 | 2.6925 | 2.5946 | 2.5022 | 2.4258 | 2.3694 | 2.3753 | 2.514 | 0 | 0 | 0 | 0 | 0 | 0 | 0 | 0 | 0 | 0
[7 empty] | NG_LGE | 2 | 41 | 0 | 5.4371 | 5.3639 | 5.2906 | 5.2173 | 5.144 | 5.0708 | 4.9975 | 4.9242 | 4.8509 | 4.7777 | 4.7044 | 4.6311 | 4.5578 | 4.4845 | 4.4113 | 4.338 | 4.2647 | 4.1914 | 4.1182 | 4.0449 | 3.9716 | 3.8983 | 3.8251 | 3.7518 | 3.6785 | 3.6052 | 3.532 | 3.4587 | 3.3854 | 3.3121 | 3.2388 | 3.0922 | 2.9591 | 2.8202 | 2.6925 | 2.5946 | 2.5022 | 2.4258 | 2.3694 | 2.3753 | 2.514 | 0 | 0 | 0 | 0 | 0 | 0 | 0 | 0 | 0
[7 empty] | NG_LGE | 2 | 42 | 0 | 0 | 5.4371 | 5.3639 | 5.2906 | 5.2173 | 5.144 | 5.0708 | 4.9975 | 4.9242 | 4.8509 | 4.7777 | 4.7044 | 4.6311 | 4.5578 | 4.4845 | 4.4113 | 4.338 | 4.2647 | 4.1914 | 4.1182 | 4.0449 | 3.9716 | 3.8983 | 3.8251 | 3.7518 | 3.6785 | 3.6052 | 3.532 | 3.4587 | 3.3854 | 3.3121 | 3.2388 | 3.0922 | 2.9591 | 2.8202 | 2.6925 | 2.5946 | 2.5022 | 2.4258 | 2.3694 | 2.3753 | 2.514 | 0 | 0 | 0 | 0 | 0 | 0 | 0 | 0
[7 empty] | NG_LGE | 2 | 43 | 0 | 0 | 0 | 5.4371 | 5.3639 | 5.2906 | 5.2173 | 5.144 | 5.0708 | 4.9975 | 4.9242 | 4.8509 | 4.7777 | 4.7044 | 4.6311 | 4.5578 | 4.4845 | 4.4113 | 4.338 | 4.2647 | 4.1914 | 4.1182 | 4.0449 | 3.9716 | 3.8983 | 3.8251 | 3.7518 | 3.6785 | 3.6052 | 3.532 | 3.4587 | 3.3854 | 3.3121 | 3.2388 | 3.0922 | 2.9591 | 2.8202 | 2.6925 | 2.5946 | 2.5022 | 2.4258 | 2.3694 | 2.3753 | 2.514 | 0 | 0 | 0 | 0 | 0 | 0 | 0
[7 empty] | NG_LGE | 2 | 44 | 0 | 0 | 0 | 0 | 5.4371 | 5.3639 | 5.2906 | 5.2173 | 5.144 | 5.0708 | 4.9975 | 4.9242 | 4.8509 | 4.7777 | 4.7044 | 4.6311 | 4.5578 | 4.4845 | 4.4113 | 4.338 | 4.2647 | 4.1914 | 4.1182 | 4.0449 | 3.9716 | 3.8983 | 3.8251 | 3.7518 | 3.6785 | 3.6052 | 3.532 | 3.4587 | 3.3854 | 3.3121 | 3.2388 | 3.0922 | 2.9591 | 2.8202 | 2.6925 | 2.5946 | 2.5022 | 2.4258 | 2.3694 | 2.3753 | 2.514 | 0 | 0 | 0 | 0 | 0 | 0
[7 empty] | NG_LGE | 2 | 45 | 0 | 0 | 0 | 0 | 0 | 5.4371 | 5.3639 | 5.2906 | 5.2173 | 5.144 | 5.0708 | 4.9975 | 4.9242 | 4.8509 | 4.7777 | 4.7044 | 4.6311 | 4.5578 | 4.4845 | 4.4113 | 4.338 | 4.2647 | 4.1914 | 4.1182 | 4.0449 | 3.9716 | 3.8983 | 3.8251 | 3.7518 | 3.6785 | 3.6052 | 3.532 | 3.4587 | 3.3854 | 3.3121 | 3.2388 | 3.0922 | 2.9591 | 2.8202 | 2.6925 | 2.5946 | 2.5022 | 2.4258 | 2.3694 | 2.3753 | 2.514 | 0 | 0 | 0 | 0 | 0
[7 empty] | NG_LGE | 2 | 46 | 0 | 0 | 0 | 0 | 0 | 0 | 5.4371 | 5.3639 | 5.2906 | 5.2173 | 5.144 | 5.0708 | 4.9975 | 4.9242 | 4.8509 | 4.7777 | 4.7044 | 4.6311 | 4.5578 | 4.4845 | 4.4113 | 4.338 | 4.2647 | 4.1914 | 4.1182 | 4.0449 | 3.9716 | 3.8983 | 3.8251 | 3.7518 | 3.6785 | 3.6052 | 3.532 | 3.4587 | 3.3854 | 3.3121 | 3.2388 | 3.0922 | 2.9591 | 2.8202 | 2.6925 | 2.5946 | 2.5022 | 2.4258 | 2.3694 | 2.3753 | 2.514 | 0 | 0 | 0 | 0
[7 empty] | NG_LGE | 2 | 47 | 0 | 0 | 0 | 0 | 0 | 0 | 0 | 5.4371 | 5.3639 | 5.2906 | 5.2173 | 5.144 | 5.0708 | 4.9975 | 4.9242 | 4.8509 | 4.7777 | 4.7044 | 4.6311 | 4.5578 | 4.4845 | 4.4113 | 4.338 | 4.2647 | 4.1914 | 4.1182 | 4.0449 | 3.9716 | 3.8983 | 3.8251 | 3.7518 | 3.6785 | 3.6052 | 3.532 | 3.4587 | 3.3854 | 3.3121 | 3.2388 | 3.0922 | 2.9591 | 2.8202 | 2.6925 | 2.5946 | 2.5022 | 2.4258 | 2.3694 | 2.3753 | 2.514 | 0 | 0 | 0
[7 empty] | NG_LGE | 2 | 48 | 0 | 0 | 0 | 0 | 0 | 0 | 0 | 0 | 5.4371 | 5.3639 | 5.2906 | 5.2173 | 5.144 | 5.0708 | 4.9975 | 4.9242 | 4.8509 | 4.7777 | 4.7044 | 4.6311 | 4.5578 | 4.4845 | 4.4113 | 4.338 | 4.2647 | 4.1914 | 4.1182 | 4.0449 | 3.9716 | 3.8983 | 3.8251 | 3.7518 | 3.6785 | 3.6052 | 3.532 | 3.4587 | 3.3854 | 3.3121 | 3.2388 | 3.0922 | 2.9591 | 2.8202 | 2.6925 | 2.5946 | 2.5022 | 2.4258 | 2.3694 | 2.3753 | 2.514 | 0 | 0
[7 empty] | NG_LGE | 2 | 49 | 0 | 0 | 0 | 0 | 0 | 0 | 0 | 0 | 0 | 5.4371 | 5.3639 | 5.2906 | 5.2173 | 5.144 | 5.0708 | 4.9975 | 4.9242 | 4.8509 | 4.7777 | 4.7044 | 4.6311 | 4.5578 | 4.4845 | 4.4113 | 4.338 | 4.2647 | 4.1914 | 4.1182 | 4.0449 | 3.9716 | 3.8983 | 3.8251 | 3.7518 | 3.6785 | 3.6052 | 3.532 | 3.4587 | 3.3854 | 3.3121 | 3.2388 | 3.0922 | 2.9591 | 2.8202 | 2.6925 | 2.5946 | 2.5022 | 2.4258 | 2.3694 | 2.3753 | 2.514 | 0
[7 empty] | NG_LGE | 2 | 50 | 0 | 0 | 0 | 0 | 0 | 0 | 0 | 0 | 0 | 0 | 5.4371 | 5.3639 | 5.2906 | 5.2173 | 5.144 | 5.0708 | 4.9975 | 4.9242 | 4.8509 | 4.7777 | 4.7044 | 4.6311 | 4.5578 | 4.4845 | 4.4113 | 4.338 | 4.2647 | 4.1914 | 4.1182 | 4.0449 | 3.9716 | 3.8983 | 3.8251 | 3.7518 | 3.6785 | 3.6052 | 3.532 | 3.4587 | 3.3854 | 3.3121 | 3.2388 | 3.0922 | 2.9591 | 2.8202 | 2.6925 | 2.5946 | 2.5022 | 2.4258 | 2.3694 | 2.3753 | 2.514
[7 empty] | Open | 3 | 0 | 0 | 0 | 0 | 0 | 0 | 0 | 0 | 0 | 0 | 0 | 0 | 0 | 0 | 0 | 0 | 0 | 0 | 0 | 0 | 0 | 0 | 0 | 0 | 0 | 0 | 0 | 0 | 0 | 0 | 0 | 0 | 0 | 0 | 0 | 0 | 0 | 0 | 0 | 0 | 0 | 0 | 0 | 0 | 0 | 0 | 0 | 0 | 0 | 0 | 0 | 0
[7 empty] | Open | 3 | 1 | 0 | 0 | 0 | 0 | 0 | 0 | 0 | 0 | 0 | 0 | 0 | 0 | 0 | 0 | 0 | 0 | 0 | 0 | 0 | 0 | 0 | 0 | 0 | 0 | 0 | 0 | 0 | 0 | 0 | 0 | 0 | 0 | 0 | 0 | 0 | 0 | 0 | 0 | 0 | 0 | 0 | 0 | 0 | 0 | 0 | 0 | 0 | 0 | 0 | 0 | 0
[7 empty] | Open | 3 | 2 | 0 | 0 | 0 | 0 | 0 | 0 | 0 | 0 | 0 | 0 | 0 | 0 | 0 | 0 | 0 | 0 | 0 | 0 | 0 | 0 | 0 | 0 | 0 | 0 | 0 | 0 | 0 | 0 | 0 | 0 | 0 | 0 | 0 | 0 | 0 | 0 | 0 | 0 | 0 | 0 | 0 | 0 | 0 | 0 | 0 | 0 | 0 | 0 | 0 | 0 | 0
[7 empty] | Open | 3 | 3 | 0 | 0 | 0 | 0 | 0 | 0 | 0 | 0 | 0 | 0 | 0 | 0 | 0 | 0 | 0 | 0 | 0 | 0 | 0 | 0 | 0 | 0 | 0 | 0 | 0 | 0 | 0 | 0 | 0 | 0 | 0 | 0 | 0 | 0 | 0 | 0 | 0 | 0 | 0 | 0 | 0 | 0 | 0 | 0 | 0 | 0 | 0 | 0 | 0 | 0 | 0
[7 empty] | Open | 3 | 4 | 0 | 0 | 0 | 0 | 0 | 0 | 0 | 0 | 0 | 0 | 0 | 0 | 0 | 0 | 0 | 0 | 0 | 0 | 0 | 0 | 0 | 0 | 0 | 0 | 0 | 0 | 0 | 0 | 0 | 0 | 0 | 0 | 0 | 0 | 0 | 0 | 0 | 0 | 0 | 0 | 0 | 0 | 0 | 0 | 0 | 0 | 0 | 0 | 0 | 0 | 0
[7 empty] | Open | 3 | 5 | 0 | 0 | 0 | 0 | 0 | 0 | 0 | 0 | 0 | 0 | 0 | 0 | 0 | 0 | 0 | 0 | 0 | 0 | 0 | 0 | 0 | 0 | 0 | 0 | 0 | 0 | 0 | 0 | 0 | 0 | 0 | 0 | 0 | 0 | 0 | 0 | 0 | 0 | 0 | 0 | 0 | 0 | 0 | 0 | 0 | 0 | 0 | 0 | 0 | 0 | 0
[7 empty] | Open | 3 | 6 | 0 | 0 | 0 | 0 | 0 | 0 | 0 | 0 | 0 | 0 | 0 | 0 | 0 | 0 | 0 | 0 | 0 | 0 | 0 | 0 | 0 | 0 | 0 | 0 | 0 | 0 | 0 | 0 | 0 | 0 | 0 | 0 | 0 | 0 | 0 | 0 | 0 | 0 | 0 | 0 | 0 | 0 | 0 | 0 | 0 | 0 | 0 | 0 | 0 | 0 | 0
[7 empty] | Open | 3 | 7 | 0 | 0 | 0 | 0 | 0 | 0 | 0 | 0 | 0 | 0 | 0 | 0 | 0 | 0 | 0 | 0 | 0 | 0 | 0 | 0 | 0 | 0 | 0 | 0 | 0 | 0 | 0 | 0 | 0 | 0 | 0 | 0 | 0 | 0 | 0 | 0 | 0 | 0 | 0 | 0 | 0 | 0 | 0 | 0 | 0 | 0 | 0 | 0 | 0 | 0 | 0
[7 empty] | Open | 3 | 8 | 0 | 0 | 0 | 0 | 0 | 0 | 0 | 0 | 0 | 0 | 0 | 0 | 0 | 0 | 0 | 0 | 0 | 0 | 0 | 0 | 0 | 0 | 0 | 0 | 0 | 0 | 0 | 0 | 0 | 0 | 0 | 0 | 0 | 0 | 0 | 0 | 0 | 0 | 0 | 0 | 0 | 0 | 0 | 0 | 0 | 0 | 0 | 0 | 0 | 0 | 0
[7 empty] | Open | 3 | 9 | 0 | 0 | 0 | 0 | 0 | 0 | 0 | 0 | 0 | 0 | 0 | 0 | 0 | 0 | 0 | 0 | 0 | 0 | 0 | 0 | 0 | 0 | 0 | 0 | 0 | 0 | 0 | 0 | 0 | 0 | 0 | 0 | 0 | 0 | 0 | 0 | 0 | 0 | 0 | 0 | 0 | 0 | 0 | 0 | 0 | 0 | 0 | 0 | 0 | 0 | 0
[7 empty] | Open | 3 | 10 | 0 | 0 | 0 | 0 | 0 | 0 | 0 | 0 | 0 | 0 | 0 | 0 | 0 | 0 | 0 | 0 | 0 | 0 | 0 | 0 | 0 | 0 | 0 | 0 | 0 | 0 | 0 | 0 | 0 | 0 | 0 | 0 | 0 | 0 | 0 | 0 | 0 | 0 | 0 | 0 | 0 | 0 | 0 | 0 | 0 | 0 | 0 | 0 | 0 | 0 | 0
[7 empty] | Open | 3 | 11 | 0 | 0 | 0 | 0 | 0 | 0 | 0 | 0 | 0 | 0 | 0 | 0 | 0 | 0 | 0 | 0 | 0 | 0 | 0 | 0 | 0 | 0 | 0 | 0 | 0 | 0 | 0 | 0 | 0 | 0 | 0 | 0 | 0 | 0 | 0 | 0 | 0 | 0 | 0 | 0 | 0 | 0 | 0 | 0 | 0 | 0 | 0 | 0 | 0 | 0 | 0
[7 empty] | Open | 3 | 12 | 0 | 0 | 0 | 0 | 0 | 0 | 0 | 0 | 0 | 0 | 0 | 0 | 0 | 0 | 0 | 0 | 0 | 0 | 0 | 0 | 0 | 0 | 0 | 0 | 0 | 0 | 0 | 0 | 0 | 0 | 0 | 0 | 0 | 0 | 0 | 0 | 0 | 0 | 0 | 0 | 0 | 0 | 0 | 0 | 0 | 0 | 0 | 0 | 0 | 0 | 0
[7 empty] | Open | 3 | 13 | 0 | 0 | 0 | 0 | 0 | 0 | 0 | 0 | 0 | 0 | 0 | 0 | 0 | 0 | 0 | 0 | 0 | 0 | 0 | 0 | 0 | 0 | 0 | 0 | 0 | 0 | 0 | 0 | 0 | 0 | 0 | 0 | 0 | 0 | 0 | 0 | 0 | 0 | 0 | 0 | 0 | 0 | 0 | 0 | 0 | 0 | 0 | 0 | 0 | 0 | 0
[7 empty] | Open | 3 | 14 | 0 | 0 | 0 | 0 | 0 | 0 | 0 | 0 | 0 | 0 | 0 | 0 | 0 | 0 | 0 | 0 | 0 | 0 | 0 | 0 | 0 | 0 | 0 | 0 | 0 | 0 | 0 | 0 | 0 | 0 | 0 | 0 | 0 | 0 | 0 | 0 | 0 | 0 | 0 | 0 | 0 | 0 | 0 | 0 | 0 | 0 | 0 | 0 | 0 | 0 | 0
[7 empty] | Open | 3 | 15 | 0 | 0 | 0 | 0 | 0 | 0 | 0 | 0 | 0 | 0 | 0 | 0 | 0 | 0 | 0 | 0 | 0 | 0 | 0 | 0 | 0 | 0 | 0 | 0 | 0 | 0 | 0 | 0 | 0 | 0 | 0 | 0 | 0 | 0 | 0 | 0 | 0 | 0 | 0 | 0 | 0 | 0 | 0 | 0 | 0 | 0 | 0 | 0 | 0 | 0 | 0
[7 empty] | Open | 3 | 16 | 0 | 0 | 0 | 0 | 0 | 0 | 0 | 0 | 0 | 0 | 0 | 0 | 0 | 0 | 0 | 0 | 0 | 0 | 0 | 0 | 0 | 0 | 0 | 0 | 0 | 0 | 0 | 0 | 0 | 0 | 0 | 0 | 0 | 0 | 0 | 0 | 0 | 0 | 0 | 0 | 0 | 0 | 0 | 0 | 0 | 0 | 0 | 0 | 0 | 0 | 0
[7 empty] | Open | 3 | 17 | 0 | 0 | 0 | 0 | 0 | 0 | 0 | 0 | 0 | 0 | 0 | 0 | 0 | 0 | 0 | 0 | 0 | 0 | 0 | 0 | 0 | 0 | 0 | 0 | 0 | 0 | 0 | 0 | 0 | 0 | 0 | 0 | 0 | 0 | 0 | 0 | 0 | 0 | 0 | 0 | 0 | 0 | 0 | 0 | 0 | 0 | 0 | 0 | 0 | 0 | 0
[7 empty] | Open | 3 | 18 | 0 | 0 | 0 | 0 | 0 | 0 | 0 | 0 | 0 | 0 | 0 | 0 | 0 | 0 | 0 | 0 | 0 | 0 | 0 | 0 | 0 | 0 | 0 | 0 | 0 | 0 | 0 | 0 | 0 | 0 | 0 | 0 | 0 | 0 | 0 | 0 | 0 | 0 | 0 | 0 | 0 | 0 | 0 | 0 | 0 | 0 | 0 | 0 | 0 | 0 | 0
[7 empty] | Open | 3 | 19 | 0 | 0 | 0 | 0 | 0 | 0 | 0 | 0 | 0 | 0 | 0 | 0 | 0 | 0 | 0 | 0 | 0 | 0 | 0 | 0 | 0 | 0 | 0 | 0 | 0 | 0 | 0 | 0 | 0 | 0 | 0 | 0 | 0 | 0 | 0 | 0 | 0 | 0 | 0 | 0 | 0 | 0 | 0 | 0 | 0 | 0 | 0 | 0 | 0 | 0 | 0
[7 empty] | Open | 3 | 20 | 0 | 0 | 0 | 0 | 0 | 0 | 0 | 0 | 0 | 0 | 0 | 0 | 0 | 0 | 0 | 0 | 0 | 0 | 0 | 0 | 0 | 0 | 0 | 0 | 0 | 0 | 0 | 0 | 0 | 0 | 0 | 0 | 0 | 0 | 0 | 0 | 0 | 0 | 0 | 0 | 0 | 0 | 0 | 0 | 0 | 0 | 0 | 0 | 0 | 0 | 0
[7 empty] | Open | 3 | 21 | 0 | 0 | 0 | 0 | 0 | 0 | 0 | 0 | 0 | 0 | 0 | 0 | 0 | 0 | 0 | 0 | 0 | 0 | 0 | 0 | 0 | 0 | 0 | 0 | 0 | 0 | 0 | 0 | 0 | 0 | 0 | 0 | 0 | 0 | 0 | 0 | 0 | 0 | 0 | 0 | 0 | 0 | 0 | 0 | 0 | 0 | 0 | 0 | 0 | 0 | 0
[7 empty] | Open | 3 | 22 | 0 | 0 | 0 | 0 | 0 | 0 | 0 | 0 | 0 | 0 | 0 | 0 | 0 | 0 | 0 | 0 | 0 | 0 | 0 | 0 | 0 | 0 | 0 | 0 | 0 | 0 | 0 | 0 | 0 | 0 | 0 | 0 | 0 | 0 | 0 | 0 | 0 | 0 | 0 | 0 | 0 | 0 | 0 | 0 | 0 | 0 | 0 | 0 | 0 | 0 | 0
[7 empty] | Open | 3 | 23 | 0 | 0 | 0 | 0 | 0 | 0 | 0 | 0 | 0 | 0 | 0 | 0 | 0 | 0 | 0 | 0 | 0 | 0 | 0 | 0 | 0 | 0 | 0 | 0 | 0 | 0 | 0 | 0 | 0 | 0 | 0 | 0 | 0 | 0 | 0 | 0 | 0 | 0 | 0 | 0 | 0 | 0 | 0 | 0 | 0 | 0 | 0 | 0 | 0 | 0 | 0
[7 empty] | Open | 3 | 24 | 0 | 0 | 0 | 0 | 0 | 0 | 0 | 0 | 0 | 0 | 0 | 0 | 0 | 0 | 0 | 0 | 0 | 0 | 0 | 0 | 0 | 0 | 0 | 0 | 0 | 0 | 0 | 0 | 0 | 0 | 0 | 0 | 0 | 0 | 0 | 0 | 0 | 0 | 0 | 0 | 0 | 0 | 0 | 0 | 0 | 0 | 0 | 0 | 0 | 0 | 0
[7 empty] | Open | 3 | 25 | 0 | 0 | 0 | 0 | 0 | 0 | 0 | 0 | 0 | 0 | 0 | 0 | 0 | 0 | 0 | 0 | 0 | 0 | 0 | 0 | 0 | 0 | 0 | 0 | 0 | 0 | 0 | 0 | 0 | 0 | 0 | 0 | 0 | 0 | 0 | 0 | 0 | 0 | 0 | 0 | 0 | 0 | 0 | 0 | 0 | 0 | 0 | 0 | 0 | 0 | 0
[7 empty] | Open | 3 | 26 | 0 | 0 | 0 | 0 | 0 | 0 | 0 | 0 | 0 | 0 | 0 | 0 | 0 | 0 | 0 | 0 | 0 | 0 | 0 | 0 | 0 | 0 | 0 | 0 | 0 | 0 | 0 | 0 | 0 | 0 | 0 | 0 | 0 | 0 | 0 | 0 | 0 | 0 | 0 | 0 | 0 | 0 | 0 | 0 | 0 | 0 | 0 | 0 | 0 | 0 | 0
[7 empty] | Open | 3 | 27 | 0 | 0 | 0 | 0 | 0 | 0 | 0 | 0 | 0 | 0 | 0 | 0 | 0 | 0 | 0 | 0 | 0 | 0 | 0 | 0 | 0 | 0 | 0 | 0 | 0 | 0 | 0 | 0 | 0 | 0 | 0 | 0 | 0 | 0 | 0 | 0 | 0 | 0 | 0 | 0 | 0 | 0 | 0 | 0 | 0 | 0 | 0 | 0 | 0 | 0 | 0
[7 empty] | Open | 3 | 28 | 0 | 0 | 0 | 0 | 0 | 0 | 0 | 0 | 0 | 0 | 0 | 0 | 0 | 0 | 0 | 0 | 0 | 0 | 0 | 0 | 0 | 0 | 0 | 0 | 0 | 0 | 0 | 0 | 0 | 0 | 0 | 0 | 0 | 0 | 0 | 0 | 0 | 0 | 0 | 0 | 0 | 0 | 0 | 0 | 0 | 0 | 0 | 0 | 0 | 0 | 0
[7 empty] | Open | 3 | 29 | 0 | 0 | 0 | 0 | 0 | 0 | 0 | 0 | 0 | 0 | 0 | 0 | 0 | 0 | 0 | 0 | 0 | 0 | 0 | 0 | 0 | 0 | 0 | 0 | 0 | 0 | 0 | 0 | 0 | 0 | 0 | 0 | 0 | 0 | 0 | 0 | 0 | 0 | 0 | 0 | 0 | 0 | 0 | 0 | 0 | 0 | 0 | 0 | 0 | 0 | 0
[7 empty] | Open | 3 | 30 | 0 | 0 | 0 | 0 | 0 | 0 | 0 | 0 | 0 | 0 | 0 | 0 | 0 | 0 | 0 | 0 | 0 | 0 | 0 | 0 | 0 | 0 | 0 | 0 | 0 | 0 | 0 | 0 | 0 | 0 | 0 | 0 | 0 | 0 | 0 | 0 | 0 | 0 | 0 | 0 | 0 | 0 | 0 | 0 | 0 | 0 | 0 | 0 | 0 | 0 | 0
[7 empty] | Open | 3 | 31 | 0 | 0 | 0 | 0 | 0 | 0 | 0 | 0 | 0 | 0 | 0 | 0 | 0 | 0 | 0 | 0 | 0 | 0 | 0 | 0 | 0 | 0 | 0 | 0 | 0 | 0 | 0 | 0 | 0 | 0 | 0 | 0 | 0 | 0 | 0 | 0 | 0 | 0 | 0 | 0 | 0 | 0 | 0 | 0 | 0 | 0 | 0 | 0 | 0 | 0 | 0
[7 empty] | Open | 3 | 32 | 0 | 0 | 0 | 0 | 0 | 0 | 0 | 0 | 0 | 0 | 0 | 0 | 0 | 0 | 0 | 0 | 0 | 0 | 0 | 0 | 0 | 0 | 0 | 0 | 0 | 0 | 0 | 0 | 0 | 0 | 0 | 0 | 0 | 0 | 0 | 0 | 0 | 0 | 0 | 0 | 0 | 0 | 0 | 0 | 0 | 0 | 0 | 0 | 0 | 0 | 0
[7 empty] | Open | 3 | 33 | 0 | 0 | 0 | 0 | 0 | 0 | 0 | 0 | 0 | 0 | 0 | 0 | 0 | 0 | 0 | 0 | 0 | 0 | 0 | 0 | 0 | 0 | 0 | 0 | 0 | 0 | 0 | 0 | 0 | 0 | 0 | 0 | 0 | 0 | 0 | 0 | 0 | 0 | 0 | 0 | 0 | 0 | 0 | 0 | 0 | 0 | 0 | 0 | 0 | 0 | 0
[7 empty] | Open | 3 | 34 | 0 | 0 | 0 | 0 | 0 | 0 | 0 | 0 | 0 | 0 | 0 | 0 | 0 | 0 | 0 | 0 | 0 | 0 | 0 | 0 | 0 | 0 | 0 | 0 | 0 | 0 | 0 | 0 | 0 | 0 | 0 | 0 | 0 | 0 | 0 | 0 | 0 | 0 | 0 | 0 | 0 | 0 | 0 | 0 | 0 | 0 | 0 | 0 | 0 | 0 | 0
[7 empty] | Open | 3 | 35 | 0 | 0 | 0 | 0 | 0 | 0 | 0 | 0 | 0 | 0 | 0 | 0 | 0 | 0 | 0 | 0 | 0 | 0 | 0 | 0 | 0 | 0 | 0 | 0 | 0 | 0 | 0 | 0 | 0 | 0 | 0 | 0 | 0 | 0 | 0 | 0 | 0 | 0 | 0 | 0 | 0 | 0 | 0 | 0 | 0 | 0 | 0 | 0 | 0 | 0 | 0
[7 empty] | Open | 3 | 36 | 0 | 0 | 0 | 0 | 0 | 0 | 0 | 0 | 0 | 0 | 0 | 0 | 0 | 0 | 0 | 0 | 0 | 0 | 0 | 0 | 0 | 0 | 0 | 0 | 0 | 0 | 0 | 0 | 0 | 0 | 0 | 0 | 0 | 0 | 0 | 0 | 0 | 0 | 0 | 0 | 0 | 0 | 0 | 0 | 0 | 0 | 0 | 0 | 0 | 0 | 0
[7 empty] | Open | 3 | 37 | 0 | 0 | 0 | 0 | 0 | 0 | 0 | 0 | 0 | 0 | 0 | 0 | 0 | 0 | 0 | 0 | 0 | 0 | 0 | 0 | 0 | 0 | 0 | 0 | 0 | 0 | 0 | 0 | 0 | 0 | 0 | 0 | 0 | 0 | 0 | 0 | 0 | 0 | 0 | 0 | 0 | 0 | 0 | 0 | 0 | 0 | 0 | 0 | 0 | 0 | 0
[7 empty] | Open | 3 | 38 | 0 | 0 | 0 | 0 | 0 | 0 | 0 | 0 | 0 | 0 | 0 | 0 | 0 | 0 | 0 | 0 | 0 | 0 | 0 | 0 | 0 | 0 | 0 | 0 | 0 | 0 | 0 | 0 | 0 | 0 | 0 | 0 | 0 | 0 | 0 | 0 | 0 | 0 | 0 | 0 | 0 | 0 | 0 | 0 | 0 | 0 | 0 | 0 | 0 | 0 | 0
[7 empty] | Open | 3 | 39 | 0 | 0 | 0 | 0 | 0 | 0 | 0 | 0 | 0 | 0 | 0 | 0 | 0 | 0 | 0 | 0 | 0 | 0 | 0 | 0 | 0 | 0 | 0 | 0 | 0 | 0 | 0 | 0 | 0 | 0 | 0 | 0 | 0 | 0 | 0 | 0 | 0 | 0 | 0 | 0 | 0 | 0 | 0 | 0 | 0 | 0 | 0 | 0 | 0 | 0 | 0
[7 empty] | Open | 3 | 40 | 0 | 0 | 0 | 0 | 0 | 0 | 0 | 0 | 0 | 0 | 0 | 0 | 0 | 0 | 0 | 0 | 0 | 0 | 0 | 0 | 0 | 0 | 0 | 0 | 0 | 0 | 0 | 0 | 0 | 0 | 0 | 0 | 0 | 0 | 0 | 0 | 0 | 0 | 0 | 0 | 0 | 0 | 0 | 0 | 0 | 0 | 0 | 0 | 0 | 0 | 0
[7 empty] | Open | 3 | 41 | 0 | 0 | 0 | 0 | 0 | 0 | 0 | 0 | 0 | 0 | 0 | 0 | 0 | 0 | 0 | 0 | 0 | 0 | 0 | 0 | 0 | 0 | 0 | 0 | 0 | 0 | 0 | 0 | 0 | 0 | 0 | 0 | 0 | 0 | 0 | 0 | 0 | 0 | 0 | 0 | 0 | 0 | 0 | 0 | 0 | 0 | 0 | 0 | 0 | 0 | 0
[7 empty] | Open | 3 | 42 | 0 | 0 | 0 | 0 | 0 | 0 | 0 | 0 | 0 | 0 | 0 | 0 | 0 | 0 | 0 | 0 | 0 | 0 | 0 | 0 | 0 | 0 | 0 | 0 | 0 | 0 | 0 | 0 | 0 | 0 | 0 | 0 | 0 | 0 | 0 | 0 | 0 | 0 | 0 | 0 | 0 | 0 | 0 | 0 | 0 | 0 | 0 | 0 | 0 | 0 | 0
[7 empty] | Open | 3 | 43 | 0 | 0 | 0 | 0 | 0 | 0 | 0 | 0 | 0 | 0 | 0 | 0 | 0 | 0 | 0 | 0 | 0 | 0 | 0 | 0 | 0 | 0 | 0 | 0 | 0 | 0 | 0 | 0 | 0 | 0 | 0 | 0 | 0 | 0 | 0 | 0 | 0 | 0 | 0 | 0 | 0 | 0 | 0 | 0 | 0 | 0 | 0 | 0 | 0 | 0 | 0
[7 empty] | Open | 3 | 44 | 0 | 0 | 0 | 0 | 0 | 0 | 0 | 0 | 0 | 0 | 0 | 0 | 0 | 0 | 0 | 0 | 0 | 0 | 0 | 0 | 0 | 0 | 0 | 0 | 0 | 0 | 0 | 0 | 0 | 0 | 0 | 0 | 0 | 0 | 0 | 0 | 0 | 0 | 0 | 0 | 0 | 0 | 0 | 0 | 0 | 0 | 0 | 0 | 0 | 0 | 0
[7 empty] | Open | 3 | 45 | 0 | 0 | 0 | 0 | 0 | 0 | 0 | 0 | 0 | 0 | 0 | 0 | 0 | 0 | 0 | 0 | 0 | 0 | 0 | 0 | 0 | 0 | 0 | 0 | 0 | 0 | 0 | 0 | 0 | 0 | 0 | 0 | 0 | 0 | 0 | 0 | 0 | 0 | 0 | 0 | 0 | 0 | 0 | 0 | 0 | 0 | 0 | 0 | 0 | 0 | 0
[7 empty] | Open | 3 | 46 | 0 | 0 | 0 | 0 | 0 | 0 | 0 | 0 | 0 | 0 | 0 | 0 | 0 | 0 | 0 | 0 | 0 | 0 | 0 | 0 | 0 | 0 | 0 | 0 | 0 | 0 | 0 | 0 | 0 | 0 | 0 | 0 | 0 | 0 | 0 | 0 | 0 | 0 | 0 | 0 | 0 | 0 | 0 | 0 | 0 | 0 | 0 | 0 | 0 | 0 | 0
[7 empty] | Open | 3 | 47 | 0 | 0 | 0 | 0 | 0 | 0 | 0 | 0 | 0 | 0 | 0 | 0 | 0 | 0 | 0 | 0 | 0 | 0 | 0 | 0 | 0 | 0 | 0 | 0 | 0 | 0 | 0 | 0 | 0 | 0 | 0 | 0 | 0 | 0 | 0 | 0 | 0 | 0 | 0 | 0 | 0 | 0 | 0 | 0 | 0 | 0 | 0 | 0 | 0 | 0 | 0
[7 empty] | Open | 3 | 48 | 0 | 0 | 0 | 0 | 0 | 0 | 0 | 0 | 0 | 0 | 0 | 0 | 0 | 0 | 0 | 0 | 0 | 0 | 0 | 0 | 0 | 0 | 0 | 0 | 0 | 0 | 0 | 0 | 0 | 0 | 0 | 0 | 0 | 0 | 0 | 0 | 0 | 0 | 0 | 0 | 0 | 0 | 0 | 0 | 0 | 0 | 0 | 0 | 0 | 0 | 0
[7 empty] | Open | 3 | 49 | 0 | 0 | 0 | 0 | 0 | 0 | 0 | 0 | 0 | 0 | 0 | 0 | 0 | 0 | 0 | 0 | 0 | 0 | 0 | 0 | 0 | 0 | 0 | 0 | 0 | 0 | 0 | 0 | 0 | 0 | 0 | 0 | 0 | 0 | 0 | 0 | 0 | 0 | 0 | 0 | 0 | 0 | 0 | 0 | 0 | 0 | 0 | 0 | 0 | 0 | 0
[7 empty] | Open | 3 | 50 | 0 | 0 | 0 | 0 | 0 | 0 | 0 | 0 | 0 | 0 | 0 | 0 | 0 | 0 | 0 | 0 | 0 | 0 | 0 | 0 | 0 | 0 | 0 | 0 | 0 | 0 | 0 | 0 | 0 | 0 | 0 | 0 | 0 | 0 | 0 | 0 | 0 | 0 | 0 | 0 | 0 | 0 | 0 | 0 | 0 | 0 | 0 | 0 | 0 | 0 | 0
[7 empty] | Open | 4 | 0 | 0 | 0 | 0 | 0 | 0 | 0 | 0 | 0 | 0 | 0 | 0 | 0 | 0 | 0 | 0 | 0 | 0 | 0 | 0 | 0 | 0 | 0 | 0 | 0 | 0 | 0 | 0 | 0 | 0 | 0 | 0 | 0 | 0 | 0 | 0 | 0 | 0 | 0 | 0 | 0 | 0 | 0 | 0 | 0 | 0 | 0 | 0 | 0 | 0 | 0 | 0
[7 empty] | Open | 4 | 1 | 0 | 0 | 0 | 0 | 0 | 0 | 0 | 0 | 0 | 0 | 0 | 0 | 0 | 0 | 0 | 0 | 0 | 0 | 0 | 0 | 0 | 0 | 0 | 0 | 0 | 0 | 0 | 0 | 0 | 0 | 0 | 0 | 0 | 0 | 0 | 0 | 0 | 0 | 0 | 0 | 0 | 0 | 0 | 0 | 0 | 0 | 0 | 0 | 0 | 0 | 0
[7 empty] | Open | 4 | 2 | 0 | 0 | 0 | 0 | 0 | 0 | 0 | 0 | 0 | 0 | 0 | 0 | 0 | 0 | 0 | 0 | 0 | 0 | 0 | 0 | 0 | 0 | 0 | 0 | 0 | 0 | 0 | 0 | 0 | 0 | 0 | 0 | 0 | 0 | 0 | 0 | 0 | 0 | 0 | 0 | 0 | 0 | 0 | 0 | 0 | 0 | 0 | 0 | 0 | 0 | 0
[7 empty] | Open | 4 | 3 | 0 | 0 | 0 | 0 | 0 | 0 | 0 | 0 | 0 | 0 | 0 | 0 | 0 | 0 | 0 | 0 | 0 | 0 | 0 | 0 | 0 | 0 | 0 | 0 | 0 | 0 | 0 | 0 | 0 | 0 | 0 | 0 | 0 | 0 | 0 | 0 | 0 | 0 | 0 | 0 | 0 | 0 | 0 | 0 | 0 | 0 | 0 | 0 | 0 | 0 | 0
[7 empty] | Open | 4 | 4 | 0 | 0 | 0 | 0 | 0 | 0 | 0 | 0 | 0 | 0 | 0 | 0 | 0 | 0 | 0 | 0 | 0 | 0 | 0 | 0 | 0 | 0 | 0 | 0 | 0 | 0 | 0 | 0 | 0 | 0 | 0 | 0 | 0 | 0 | 0 | 0 | 0 | 0 | 0 | 0 | 0 | 0 | 0 | 0 | 0 | 0 | 0 | 0 | 0 | 0 | 0
[7 empty] | Open | 4 | 5 | 0 | 0 | 0 | 0 | 0 | 0 | 0 | 0 | 0 | 0 | 0 | 0 | 0 | 0 | 0 | 0 | 0 | 0 | 0 | 0 | 0 | 0 | 0 | 0 | 0 | 0 | 0 | 0 | 0 | 0 | 0 | 0 | 0 | 0 | 0 | 0 | 0 | 0 | 0 | 0 | 0 | 0 | 0 | 0 | 0 | 0 | 0 | 0 | 0 | 0 | 0
[7 empty] | Open | 4 | 6 | 0 | 0 | 0 | 0 | 0 | 0 | 0 | 0 | 0 | 0 | 0 | 0 | 0 | 0 | 0 | 0 | 0 | 0 | 0 | 0 | 0 | 0 | 0 | 0 | 0 | 0 | 0 | 0 | 0 | 0 | 0 | 0 | 0 | 0 | 0 | 0 | 0 | 0 | 0 | 0 | 0 | 0 | 0 | 0 | 0 | 0 | 0 | 0 | 0 | 0 | 0
[7 empty] | Open | 4 | 7 | 0 | 0 | 0 | 0 | 0 | 0 | 0 | 0 | 0 | 0 | 0 | 0 | 0 | 0 | 0 | 0 | 0 | 0 | 0 | 0 | 0 | 0 | 0 | 0 | 0 | 0 | 0 | 0 | 0 | 0 | 0 | 0 | 0 | 0 | 0 | 0 | 0 | 0 | 0 | 0 | 0 | 0 | 0 | 0 | 0 | 0 | 0 | 0 | 0 | 0 | 0
[7 empty] | Open | 4 | 8 | 0 | 0 | 0 | 0 | 0 | 0 | 0 | 0 | 0 | 0 | 0 | 0 | 0 | 0 | 0 | 0 | 0 | 0 | 0 | 0 | 0 | 0 | 0 | 0 | 0 | 0 | 0 | 0 | 0 | 0 | 0 | 0 | 0 | 0 | 0 | 0 | 0 | 0 | 0 | 0 | 0 | 0 | 0 | 0 | 0 | 0 | 0 | 0 | 0 | 0 | 0
[7 empty] | Open | 4 | 9 | 0 | 0 | 0 | 0 | 0 | 0 | 0 | 0 | 0 | 0 | 0 | 0 | 0 | 0 | 0 | 0 | 0 | 0 | 0 | 0 | 0 | 0 | 0 | 0 | 0 | 0 | 0 | 0 | 0 | 0 | 0 | 0 | 0 | 0 | 0 | 0 | 0 | 0 | 0 | 0 | 0 | 0 | 0 | 0 | 0 | 0 | 0 | 0 | 0 | 0 | 0
[7 empty] | Open | 4 | 10 | 0 | 0 | 0 | 0 | 0 | 0 | 0 | 0 | 0 | 0 | 0 | 0 | 0 | 0 | 0 | 0 | 0 | 0 | 0 | 0 | 0 | 0 | 0 | 0 | 0 | 0 | 0 | 0 | 0 | 0 | 0 | 0 | 0 | 0 | 0 | 0 | 0 | 0 | 0 | 0 | 0 | 0 | 0 | 0 | 0 | 0 | 0 | 0 | 0 | 0 | 0
[7 empty] | Open | 4 | 11 | 0 | 0 | 0 | 0 | 0 | 0 | 0 | 0 | 0 | 0 | 0 | 0 | 0 | 0 | 0 | 0 | 0 | 0 | 0 | 0 | 0 | 0 | 0 | 0 | 0 | 0 | 0 | 0 | 0 | 0 | 0 | 0 | 0 | 0 | 0 | 0 | 0 | 0 | 0 | 0 | 0 | 0 | 0 | 0 | 0 | 0 | 0 | 0 | 0 | 0 | 0
[7 empty] | Open | 4 | 12 | 0 | 0 | 0 | 0 | 0 | 0 | 0 | 0 | 0 | 0 | 0 | 0 | 0 | 0 | 0 | 0 | 0 | 0 | 0 | 0 | 0 | 0 | 0 | 0 | 0 | 0 | 0 | 0 | 0 | 0 | 0 | 0 | 0 | 0 | 0 | 0 | 0 | 0 | 0 | 0 | 0 | 0 | 0 | 0 | 0 | 0 | 0 | 0 | 0 | 0 | 0
[7 empty] | Open | 4 | 13 | 0 | 0 | 0 | 0 | 0 | 0 | 0 | 0 | 0 | 0 | 0 | 0 | 0 | 0 | 0 | 0 | 0 | 0 | 0 | 0 | 0 | 0 | 0 | 0 | 0 | 0 | 0 | 0 | 0 | 0 | 0 | 0 | 0 | 0 | 0 | 0 | 0 | 0 | 0 | 0 | 0 | 0 | 0 | 0 | 0 | 0 | 0 | 0 | 0 | 0 | 0
[7 empty] | Open | 4 | 14 | 0 | 0 | 0 | 0 | 0 | 0 | 0 | 0 | 0 | 0 | 0 | 0 | 0 | 0 | 0 | 0 | 0 | 0 | 0 | 0 | 0 | 0 | 0 | 0 | 0 | 0 | 0 | 0 | 0 | 0 | 0 | 0 | 0 | 0 | 0 | 0 | 0 | 0 | 0 | 0 | 0 | 0 | 0 | 0 | 0 | 0 | 0 | 0 | 0 | 0 | 0
[7 empty] | Open | 4 | 15 | 0 | 0 | 0 | 0 | 0 | 0 | 0 | 0 | 0 | 0 | 0 | 0 | 0 | 0 | 0 | 0 | 0 | 0 | 0 | 0 | 0 | 0 | 0 | 0 | 0 | 0 | 0 | 0 | 0 | 0 | 0 | 0 | 0 | 0 | 0 | 0 | 0 | 0 | 0 | 0 | 0 | 0 | 0 | 0 | 0 | 0 | 0 | 0 | 0 | 0 | 0
[7 empty] | Open | 4 | 16 | 0 | 0 | 0 | 0 | 0 | 0 | 0 | 0 | 0 | 0 | 0 | 0 | 0 | 0 | 0 | 0 | 0 | 0 | 0 | 0 | 0 | 0 | 0 | 0 | 0 | 0 | 0 | 0 | 0 | 0 | 0 | 0 | 0 | 0 | 0 | 0 | 0 | 0 | 0 | 0 | 0 | 0 | 0 | 0 | 0 | 0 | 0 | 0 | 0 | 0 | 0
[7 empty] | Open | 4 | 17 | 0 | 0 | 0 | 0 | 0 | 0 | 0 | 0 | 0 | 0 | 0 | 0 | 0 | 0 | 0 | 0 | 0 | 0 | 0 | 0 | 0 | 0 | 0 | 0 | 0 | 0 | 0 | 0 | 0 | 0 | 0 | 0 | 0 | 0 | 0 | 0 | 0 | 0 | 0 | 0 | 0 | 0 | 0 | 0 | 0 | 0 | 0 | 0 | 0 | 0 | 0
[7 empty] | Open | 4 | 18 | 0 | 0 | 0 | 0 | 0 | 0 | 0 | 0 | 0 | 0 | 0 | 0 | 0 | 0 | 0 | 0 | 0 | 0 | 0 | 0 | 0 | 0 | 0 | 0 | 0 | 0 | 0 | 0 | 0 | 0 | 0 | 0 | 0 | 0 | 0 | 0 | 0 | 0 | 0 | 0 | 0 | 0 | 0 | 0 | 0 | 0 | 0 | 0 | 0 | 0 | 0
[7 empty] | Open | 4 | 19 | 0 | 0 | 0 | 0 | 0 | 0 | 0 | 0 | 0 | 0 | 0 | 0 | 0 | 0 | 0 | 0 | 0 | 0 | 0 | 0 | 0 | 0 | 0 | 0 | 0 | 0 | 0 | 0 | 0 | 0 | 0 | 0 | 0 | 0 | 0 | 0 | 0 | 0 | 0 | 0 | 0 | 0 | 0 | 0 | 0 | 0 | 0 | 0 | 0 | 0 | 0
[7 empty] | Open | 4 | 20 | 0 | 0 | 0 | 0 | 0 | 0 | 0 | 0 | 0 | 0 | 0 | 0 | 0 | 0 | 0 | 0 | 0 | 0 | 0 | 0 | 0 | 0 | 0 | 0 | 0 | 0 | 0 | 0 | 0 | 0 | 0 | 0 | 0 | 0 | 0 | 0 | 0 | 0 | 0 | 0 | 0 | 0 | 0 | 0 | 0 | 0 | 0 | 0 | 0 | 0 | 0
[7 empty] | Open | 4 | 21 | 0 | 0 | 0 | 0 | 0 | 0 | 0 | 0 | 0 | 0 | 0 | 0 | 0 | 0 | 0 | 0 | 0 | 0 | 0 | 0 | 0 | 0 | 0 | 0 | 0 | 0 | 0 | 0 | 0 | 0 | 0 | 0 | 0 | 0 | 0 | 0 | 0 | 0 | 0 | 0 | 0 | 0 | 0 | 0 | 0 | 0 | 0 | 0 | 0 | 0 | 0
[7 empty] | Open | 4 | 22 | 0 | 0 | 0 | 0 | 0 | 0 | 0 | 0 | 0 | 0 | 0 | 0 | 0 | 0 | 0 | 0 | 0 | 0 | 0 | 0 | 0 | 0 | 0 | 0 | 0 | 0 | 0 | 0 | 0 | 0 | 0 | 0 | 0 | 0 | 0 | 0 | 0 | 0 | 0 | 0 | 0 | 0 | 0 | 0 | 0 | 0 | 0 | 0 | 0 | 0 | 0
[7 empty] | Open | 4 | 23 | 0 | 0 | 0 | 0 | 0 | 0 | 0 | 0 | 0 | 0 | 0 | 0 | 0 | 0 | 0 | 0 | 0 | 0 | 0 | 0 | 0 | 0 | 0 | 0 | 0 | 0 | 0 | 0 | 0 | 0 | 0 | 0 | 0 | 0 | 0 | 0 | 0 | 0 | 0 | 0 | 0 | 0 | 0 | 0 | 0 | 0 | 0 | 0 | 0 | 0 | 0
[7 empty] | Open | 4 | 24 | 0 | 0 | 0 | 0 | 0 | 0 | 0 | 0 | 0 | 0 | 0 | 0 | 0 | 0 | 0 | 0 | 0 | 0 | 0 | 0 | 0 | 0 | 0 | 0 | 0 | 0 | 0 | 0 | 0 | 0 | 0 | 0 | 0 | 0 | 0 | 0 | 0 | 0 | 0 | 0 | 0 | 0 | 0 | 0 | 0 | 0 | 0 | 0 | 0 | 0 | 0
[7 empty] | Open | 4 | 25 | 0 | 0 | 0 | 0 | 0 | 0 | 0 | 0 | 0 | 0 | 0 | 0 | 0 | 0 | 0 | 0 | 0 | 0 | 0 | 0 | 0 | 0 | 0 | 0 | 0 | 0 | 0 | 0 | 0 | 0 | 0 | 0 | 0 | 0 | 0 | 0 | 0 | 0 | 0 | 0 | 0 | 0 | 0 | 0 | 0 | 0 | 0 | 0 | 0 | 0 | 0
[7 empty] | Open | 4 | 26 | 0 | 0 | 0 | 0 | 0 | 0 | 0 | 0 | 0 | 0 | 0 | 0 | 0 | 0 | 0 | 0 | 0 | 0 | 0 | 0 | 0 | 0 | 0 | 0 | 0 | 0 | 0 | 0 | 0 | 0 | 0 | 0 | 0 | 0 | 0 | 0 | 0 | 0 | 0 | 0 | 0 | 0 | 0 | 0 | 0 | 0 | 0 | 0 | 0 | 0 | 0
[7 empty] | Open | 4 | 27 | 0 | 0 | 0 | 0 | 0 | 0 | 0 | 0 | 0 | 0 | 0 | 0 | 0 | 0 | 0 | 0 | 0 | 0 | 0 | 0 | 0 | 0 | 0 | 0 | 0 | 0 | 0 | 0 | 0 | 0 | 0 | 0 | 0 | 0 | 0 | 0 | 0 | 0 | 0 | 0 | 0 | 0 | 0 | 0 | 0 | 0 | 0 | 0 | 0 | 0 | 0
[7 empty] | Open | 4 | 28 | 0 | 0 | 0 | 0 | 0 | 0 | 0 | 0 | 0 | 0 | 0 | 0 | 0 | 0 | 0 | 0 | 0 | 0 | 0 | 0 | 0 | 0 | 0 | 0 | 0 | 0 | 0 | 0 | 0 | 0 | 0 | 0 | 0 | 0 | 0 | 0 | 0 | 0 | 0 | 0 | 0 | 0 | 0 | 0 | 0 | 0 | 0 | 0 | 0 | 0 | 0
[7 empty] | Open | 4 | 29 | 0 | 0 | 0 | 0 | 0 | 0 | 0 | 0 | 0 | 0 | 0 | 0 | 0 | 0 | 0 | 0 | 0 | 0 | 0 | 0 | 0 | 0 | 0 | 0 | 0 | 0 | 0 | 0 | 0 | 0 | 0 | 0 | 0 | 0 | 0 | 0 | 0 | 0 | 0 | 0 | 0 | 0 | 0 | 0 | 0 | 0 | 0 | 0 | 0 | 0 | 0
[7 empty] | Open | 4 | 30 | 0 | 0 | 0 | 0 | 0 | 0 | 0 | 0 | 0 | 0 | 0 | 0 | 0 | 0 | 0 | 0 | 0 | 0 | 0 | 0 | 0 | 0 | 0 | 0 | 0 | 0 | 0 | 0 | 0 | 0 | 0 | 0 | 0 | 0 | 0 | 0 | 0 | 0 | 0 | 0 | 0 | 0 | 0 | 0 | 0 | 0 | 0 | 0 | 0 | 0 | 0
[7 empty] | Open | 4 | 31 | 0 | 0 | 0 | 0 | 0 | 0 | 0 | 0 | 0 | 0 | 0 | 0 | 0 | 0 | 0 | 0 | 0 | 0 | 0 | 0 | 0 | 0 | 0 | 0 | 0 | 0 | 0 | 0 | 0 | 0 | 0 | 0 | 0 | 0 | 0 | 0 | 0 | 0 | 0 | 0 | 0 | 0 | 0 | 0 | 0 | 0 | 0 | 0 | 0 | 0 | 0
[7 empty] | Open | 4 | 32 | 0 | 0 | 0 | 0 | 0 | 0 | 0 | 0 | 0 | 0 | 0 | 0 | 0 | 0 | 0 | 0 | 0 | 0 | 0 | 0 | 0 | 0 | 0 | 0 | 0 | 0 | 0 | 0 | 0 | 0 | 0 | 0 | 0 | 0 | 0 | 0 | 0 | 0 | 0 | 0 | 0 | 0 | 0 | 0 | 0 | 0 | 0 | 0 | 0 | 0 | 0
[7 empty] | Open | 4 | 33 | 0 | 0 | 0 | 0 | 0 | 0 | 0 | 0 | 0 | 0 | 0 | 0 | 0 | 0 | 0 | 0 | 0 | 0 | 0 | 0 | 0 | 0 | 0 | 0 | 0 | 0 | 0 | 0 | 0 | 0 | 0 | 0 | 0 | 0 | 0 | 0 | 0 | 0 | 0 | 0 | 0 | 0 | 0 | 0 | 0 | 0 | 0 | 0 | 0 | 0 | 0
[7 empty] | Open | 4 | 34 | 0 | 0 | 0 | 0 | 0 | 0 | 0 | 0 | 0 | 0 | 0 | 0 | 0 | 0 | 0 | 0 | 0 | 0 | 0 | 0 | 0 | 0 | 0 | 0 | 0 | 0 | 0 | 0 | 0 | 0 | 0 | 0 | 0 | 0 | 0 | 0 | 0 | 0 | 0 | 0 | 0 | 0 | 0 | 0 | 0 | 0 | 0 | 0 | 0 | 0 | 0
[7 empty] | Open | 4 | 35 | 0 | 0 | 0 | 0 | 0 | 0 | 0 | 0 | 0 | 0 | 0 | 0 | 0 | 0 | 0 | 0 | 0 | 0 | 0 | 0 | 0 | 0 | 0 | 0 | 0 | 0 | 0 | 0 | 0 | 0 | 0 | 0 | 0 | 0 | 0 | 0 | 0 | 0 | 0 | 0 | 0 | 0 | 0 | 0 | 0 | 0 | 0 | 0 | 0 | 0 | 0
[7 empty] | Open | 4 | 36 | 0 | 0 | 0 | 0 | 0 | 0 | 0 | 0 | 0 | 0 | 0 | 0 | 0 | 0 | 0 | 0 | 0 | 0 | 0 | 0 | 0 | 0 | 0 | 0 | 0 | 0 | 0 | 0 | 0 | 0 | 0 | 0 | 0 | 0 | 0 | 0 | 0 | 0 | 0 | 0 | 0 | 0 | 0 | 0 | 0 | 0 | 0 | 0 | 0 | 0 | 0
[7 empty] | Open | 4 | 37 | 0 | 0 | 0 | 0 | 0 | 0 | 0 | 0 | 0 | 0 | 0 | 0 | 0 | 0 | 0 | 0 | 0 | 0 | 0 | 0 | 0 | 0 | 0 | 0 | 0 | 0 | 0 | 0 | 0 | 0 | 0 | 0 | 0 | 0 | 0 | 0 | 0 | 0 | 0 | 0 | 0 | 0 | 0 | 0 | 0 | 0 | 0 | 0 | 0 | 0 | 0
[7 empty] | Open | 4 | 38 | 0 | 0 | 0 | 0 | 0 | 0 | 0 | 0 | 0 | 0 | 0 | 0 | 0 | 0 | 0 | 0 | 0 | 0 | 0 | 0 | 0 | 0 | 0 | 0 | 0 | 0 | 0 | 0 | 0 | 0 | 0 | 0 | 0 | 0 | 0 | 0 | 0 | 0 | 0 | 0 | 0 | 0 | 0 | 0 | 0 | 0 | 0 | 0 | 0 | 0 | 0
[7 empty] | Open | 4 | 39 | 0 | 0 | 0 | 0 | 0 | 0 | 0 | 0 | 0 | 0 | 0 | 0 | 0 | 0 | 0 | 0 | 0 | 0 | 0 | 0 | 0 | 0 | 0 | 0 | 0 | 0 | 0 | 0 | 0 | 0 | 0 | 0 | 0 | 0 | 0 | 0 | 0 | 0 | 0 | 0 | 0 | 0 | 0 | 0 | 0 | 0 | 0 | 0 | 0 | 0 | 0
[7 empty] | Open | 4 | 40 | 0 | 0 | 0 | 0 | 0 | 0 | 0 | 0 | 0 | 0 | 0 | 0 | 0 | 0 | 0 | 0 | 0 | 0 | 0 | 0 | 0 | 0 | 0 | 0 | 0 | 0 | 0 | 0 | 0 | 0 | 0 | 0 | 0 | 0 | 0 | 0 | 0 | 0 | 0 | 0 | 0 | 0 | 0 | 0 | 0 | 0 | 0 | 0 | 0 | 0 | 0
[7 empty] | Open | 4 | 41 | 0 | 0 | 0 | 0 | 0 | 0 | 0 | 0 | 0 | 0 | 0 | 0 | 0 | 0 | 0 | 0 | 0 | 0 | 0 | 0 | 0 | 0 | 0 | 0 | 0 | 0 | 0 | 0 | 0 | 0 | 0 | 0 | 0 | 0 | 0 | 0 | 0 | 0 | 0 | 0 | 0 | 0 | 0 | 0 | 0 | 0 | 0 | 0 | 0 | 0 | 0
[7 empty] | Open | 4 | 42 | 0 | 0 | 0 | 0 | 0 | 0 | 0 | 0 | 0 | 0 | 0 | 0 | 0 | 0 | 0 | 0 | 0 | 0 | 0 | 0 | 0 | 0 | 0 | 0 | 0 | 0 | 0 | 0 | 0 | 0 | 0 | 0 | 0 | 0 | 0 | 0 | 0 | 0 | 0 | 0 | 0 | 0 | 0 | 0 | 0 | 0 | 0 | 0 | 0 | 0 | 0
[7 empty] | Open | 4 | 43 | 0 | 0 | 0 | 0 | 0 | 0 | 0 | 0 | 0 | 0 | 0 | 0 | 0 | 0 | 0 | 0 | 0 | 0 | 0 | 0 | 0 | 0 | 0 | 0 | 0 | 0 | 0 | 0 | 0 | 0 | 0 | 0 | 0 | 0 | 0 | 0 | 0 | 0 | 0 | 0 | 0 | 0 | 0 | 0 | 0 | 0 | 0 | 0 | 0 | 0 | 0
[7 empty] | Open | 4 | 44 | 0 | 0 | 0 | 0 | 0 | 0 | 0 | 0 | 0 | 0 | 0 | 0 | 0 | 0 | 0 | 0 | 0 | 0 | 0 | 0 | 0 | 0 | 0 | 0 | 0 | 0 | 0 | 0 | 0 | 0 | 0 | 0 | 0 | 0 | 0 | 0 | 0 | 0 | 0 | 0 | 0 | 0 | 0 | 0 | 0 | 0 | 0 | 0 | 0 | 0 | 0
[7 empty] | Open | 4 | 45 | 0 | 0 | 0 | 0 | 0 | 0 | 0 | 0 | 0 | 0 | 0 | 0 | 0 | 0 | 0 | 0 | 0 | 0 | 0 | 0 | 0 | 0 | 0 | 0 | 0 | 0 | 0 | 0 | 0 | 0 | 0 | 0 | 0 | 0 | 0 | 0 | 0 | 0 | 0 | 0 | 0 | 0 | 0 | 0 | 0 | 0 | 0 | 0 | 0 | 0 | 0
[7 empty] | Open | 4 | 46 | 0 | 0 | 0 | 0 | 0 | 0 | 0 | 0 | 0 | 0 | 0 | 0 | 0 | 0 | 0 | 0 | 0 | 0 | 0 | 0 | 0 | 0 | 0 | 0 | 0 | 0 | 0 | 0 | 0 | 0 | 0 | 0 | 0 | 0 | 0 | 0 | 0 | 0 | 0 | 0 | 0 | 0 | 0 | 0 | 0 | 0 | 0 | 0 | 0 | 0 | 0
[7 empty] | Open | 4 | 47 | 0 | 0 | 0 | 0 | 0 | 0 | 0 | 0 | 0 | 0 | 0 | 0 | 0 | 0 | 0 | 0 | 0 | 0 | 0 | 0 | 0 | 0 | 0 | 0 | 0 | 0 | 0 | 0 | 0 | 0 | 0 | 0 | 0 | 0 | 0 | 0 | 0 | 0 | 0 | 0 | 0 | 0 | 0 | 0 | 0 | 0 | 0 | 0 | 0 | 0 | 0
[7 empty] | Open | 4 | 48 | 0 | 0 | 0 | 0 | 0 | 0 | 0 | 0 | 0 | 0 | 0 | 0 | 0 | 0 | 0 | 0 | 0 | 0 | 0 | 0 | 0 | 0 | 0 | 0 | 0 | 0 | 0 | 0 | 0 | 0 | 0 | 0 | 0 | 0 | 0 | 0 | 0 | 0 | 0 | 0 | 0 | 0 | 0 | 0 | 0 | 0 | 0 | 0 | 0 | 0 | 0
[7 empty] | Open | 4 | 49 | 0 | 0 | 0 | 0 | 0 | 0 | 0 | 0 | 0 | 0 | 0 | 0 | 0 | 0 | 0 | 0 | 0 | 0 | 0 | 0 | 0 | 0 | 0 | 0 | 0 | 0 | 0 | 0 | 0 | 0 | 0 | 0 | 0 | 0 | 0 | 0 | 0 | 0 | 0 | 0 | 0 | 0 | 0 | 0 | 0 | 0 | 0 | 0 | 0 | 0 | 0
[7 empty] | Open | 4 | 50 | 0 | 0 | 0 | 0 | 0 | 0 | 0 | 0 | 0 | 0 | 0 | 0 | 0 | 0 | 0 | 0 | 0 | 0 | 0 | 0 | 0 | 0 | 0 | 0 | 0 | 0 | 0 | 0 | 0 | 0 | 0 | 0 | 0 | 0 | 0 | 0 | 0 | 0 | 0 | 0 | 0 | 0 | 0 | 0 | 0 | 0 | 0 | 0 | 0 | 0 | 0
[7 empty] | Open | 5 | 0 | 0 | 0 | 0 | 0 | 0 | 0 | 0 | 0 | 0 | 0 | 0 | 0 | 0 | 0 | 0 | 0 | 0 | 0 | 0 | 0 | 0 | 0 | 0 | 0 | 0 | 0 | 0 | 0 | 0 | 0 | 0 | 0 | 0 | 0 | 0 | 0 | 0 | 0 | 0 | 0 | 0 | 0 | 0 | 0 | 0 | 0 | 0 | 0 | 0 | 0 | 0
[7 empty] | Open | 5 | 1 | 0 | 0 | 0 | 0 | 0 | 0 | 0 | 0 | 0 | 0 | 0 | 0 | 0 | 0 | 0 | 0 | 0 | 0 | 0 | 0 | 0 | 0 | 0 | 0 | 0 | 0 | 0 | 0 | 0 | 0 | 0 | 0 | 0 | 0 | 0 | 0 | 0 | 0 | 0 | 0 | 0 | 0 | 0 | 0 | 0 | 0 | 0 | 0 | 0 | 0 | 0
[7 empty] | Open | 5 | 2 | 0 | 0 | 0 | 0 | 0 | 0 | 0 | 0 | 0 | 0 | 0 | 0 | 0 | 0 | 0 | 0 | 0 | 0 | 0 | 0 | 0 | 0 | 0 | 0 | 0 | 0 | 0 | 0 | 0 | 0 | 0 | 0 | 0 | 0 | 0 | 0 | 0 | 0 | 0 | 0 | 0 | 0 | 0 | 0 | 0 | 0 | 0 | 0 | 0 | 0 | 0
[7 empty] | Open | 5 | 3 | 0 | 0 | 0 | 0 | 0 | 0 | 0 | 0 | 0 | 0 | 0 | 0 | 0 | 0 | 0 | 0 | 0 | 0 | 0 | 0 | 0 | 0 | 0 | 0 | 0 | 0 | 0 | 0 | 0 | 0 | 0 | 0 | 0 | 0 | 0 | 0 | 0 | 0 | 0 | 0 | 0 | 0 | 0 | 0 | 0 | 0 | 0 | 0 | 0 | 0 | 0
[7 empty] | Open | 5 | 4 | 0 | 0 | 0 | 0 | 0 | 0 | 0 | 0 | 0 | 0 | 0 | 0 | 0 | 0 | 0 | 0 | 0 | 0 | 0 | 0 | 0 | 0 | 0 | 0 | 0 | 0 | 0 | 0 | 0 | 0 | 0 | 0 | 0 | 0 | 0 | 0 | 0 | 0 | 0 | 0 | 0 | 0 | 0 | 0 | 0 | 0 | 0 | 0 | 0 | 0 | 0
[7 empty] | Open | 5 | 5 | 0 | 0 | 0 | 0 | 0 | 0 | 0 | 0 | 0 | 0 | 0 | 0 | 0 | 0 | 0 | 0 | 0 | 0 | 0 | 0 | 0 | 0 | 0 | 0 | 0 | 0 | 0 | 0 | 0 | 0 | 0 | 0 | 0 | 0 | 0 | 0 | 0 | 0 | 0 | 0 | 0 | 0 | 0 | 0 | 0 | 0 | 0 | 0 | 0 | 0 | 0
[7 empty] | Open | 5 | 6 | 0 | 0 | 0 | 0 | 0 | 0 | 0 | 0 | 0 | 0 | 0 | 0 | 0 | 0 | 0 | 0 | 0 | 0 | 0 | 0 | 0 | 0 | 0 | 0 | 0 | 0 | 0 | 0 | 0 | 0 | 0 | 0 | 0 | 0 | 0 | 0 | 0 | 0 | 0 | 0 | 0 | 0 | 0 | 0 | 0 | 0 | 0 | 0 | 0 | 0 | 0
[7 empty] | Open | 5 | 7 | 0 | 0 | 0 | 0 | 0 | 0 | 0 | 0 | 0 | 0 | 0 | 0 | 0 | 0 | 0 | 0 | 0 | 0 | 0 | 0 | 0 | 0 | 0 | 0 | 0 | 0 | 0 | 0 | 0 | 0 | 0 | 0 | 0 | 0 | 0 | 0 | 0 | 0 | 0 | 0 | 0 | 0 | 0 | 0 | 0 | 0 | 0 | 0 | 0 | 0 | 0
[7 empty] | Open | 5 | 8 | 0 | 0 | 0 | 0 | 0 | 0 | 0 | 0 | 0 | 0 | 0 | 0 | 0 | 0 | 0 | 0 | 0 | 0 | 0 | 0 | 0 | 0 | 0 | 0 | 0 | 0 | 0 | 0 | 0 | 0 | 0 | 0 | 0 | 0 | 0 | 0 | 0 | 0 | 0 | 0 | 0 | 0 | 0 | 0 | 0 | 0 | 0 | 0 | 0 | 0 | 0
[7 empty] | Open | 5 | 9 | 0 | 0 | 0 | 0 | 0 | 0 | 0 | 0 | 0 | 0 | 0 | 0 | 0 | 0 | 0 | 0 | 0 | 0 | 0 | 0 | 0 | 0 | 0 | 0 | 0 | 0 | 0 | 0 | 0 | 0 | 0 | 0 | 0 | 0 | 0 | 0 | 0 | 0 | 0 | 0 | 0 | 0 | 0 | 0 | 0 | 0 | 0 | 0 | 0 | 0 | 0
[7 empty] | Open | 5 | 10 | 0 | 0 | 0 | 0 | 0 | 0 | 0 | 0 | 0 | 0 | 0 | 0 | 0 | 0 | 0 | 0 | 0 | 0 | 0 | 0 | 0 | 0 | 0 | 0 | 0 | 0 | 0 | 0 | 0 | 0 | 0 | 0 | 0 | 0 | 0 | 0 | 0 | 0 | 0 | 0 | 0 | 0 | 0 | 0 | 0 | 0 | 0 | 0 | 0 | 0 | 0
[7 empty] | Open | 5 | 11 | 0 | 0 | 0 | 0 | 0 | 0 | 0 | 0 | 0 | 0 | 0 | 0 | 0 | 0 | 0 | 0 | 0 | 0 | 0 | 0 | 0 | 0 | 0 | 0 | 0 | 0 | 0 | 0 | 0 | 0 | 0 | 0 | 0 | 0 | 0 | 0 | 0 | 0 | 0 | 0 | 0 | 0 | 0 | 0 | 0 | 0 | 0 | 0 | 0 | 0 | 0
[7 empty] | Open | 5 | 12 | 0 | 0 | 0 | 0 | 0 | 0 | 0 | 0 | 0 | 0 | 0 | 0 | 0 | 0 | 0 | 0 | 0 | 0 | 0 | 0 | 0 | 0 | 0 | 0 | 0 | 0 | 0 | 0 | 0 | 0 | 0 | 0 | 0 | 0 | 0 | 0 | 0 | 0 | 0 | 0 | 0 | 0 | 0 | 0 | 0 | 0 | 0 | 0 | 0 | 0 | 0
[7 empty] | Open | 5 | 13 | 0 | 0 | 0 | 0 | 0 | 0 | 0 | 0 | 0 | 0 | 0 | 0 | 0 | 0 | 0 | 0 | 0 | 0 | 0 | 0 | 0 | 0 | 0 | 0 | 0 | 0 | 0 | 0 | 0 | 0 | 0 | 0 | 0 | 0 | 0 | 0 | 0 | 0 | 0 | 0 | 0 | 0 | 0 | 0 | 0 | 0 | 0 | 0 | 0 | 0 | 0
[7 empty] | Open | 5 | 14 | 0 | 0 | 0 | 0 | 0 | 0 | 0 | 0 | 0 | 0 | 0 | 0 | 0 | 0 | 0 | 0 | 0 | 0 | 0 | 0 | 0 | 0 | 0 | 0 | 0 | 0 | 0 | 0 | 0 | 0 | 0 | 0 | 0 | 0 | 0 | 0 | 0 | 0 | 0 | 0 | 0 | 0 | 0 | 0 | 0 | 0 | 0 | 0 | 0 | 0 | 0
[7 empty] | Open | 5 | 15 | 0 | 0 | 0 | 0 | 0 | 0 | 0 | 0 | 0 | 0 | 0 | 0 | 0 | 0 | 0 | 0 | 0 | 0 | 0 | 0 | 0 | 0 | 0 | 0 | 0 | 0 | 0 | 0 | 0 | 0 | 0 | 0 | 0 | 0 | 0 | 0 | 0 | 0 | 0 | 0 | 0 | 0 | 0 | 0 | 0 | 0 | 0 | 0 | 0 | 0 | 0
[7 empty] | Open | 5 | 16 | 0 | 0 | 0 | 0 | 0 | 0 | 0 | 0 | 0 | 0 | 0 | 0 | 0 | 0 | 0 | 0 | 0 | 0 | 0 | 0 | 0 | 0 | 0 | 0 | 0 | 0 | 0 | 0 | 0 | 0 | 0 | 0 | 0 | 0 | 0 | 0 | 0 | 0 | 0 | 0 | 0 | 0 | 0 | 0 | 0 | 0 | 0 | 0 | 0 | 0 | 0
[7 empty] | Open | 5 | 17 | 0 | 0 | 0 | 0 | 0 | 0 | 0 | 0 | 0 | 0 | 0 | 0 | 0 | 0 | 0 | 0 | 0 | 0 | 0 | 0 | 0 | 0 | 0 | 0 | 0 | 0 | 0 | 0 | 0 | 0 | 0 | 0 | 0 | 0 | 0 | 0 | 0 | 0 | 0 | 0 | 0 | 0 | 0 | 0 | 0 | 0 | 0 | 0 | 0 | 0 | 0
[7 empty] | Open | 5 | 18 | 0 | 0 | 0 | 0 | 0 | 0 | 0 | 0 | 0 | 0 | 0 | 0 | 0 | 0 | 0 | 0 | 0 | 0 | 0 | 0 | 0 | 0 | 0 | 0 | 0 | 0 | 0 | 0 | 0 | 0 | 0 | 0 | 0 | 0 | 0 | 0 | 0 | 0 | 0 | 0 | 0 | 0 | 0 | 0 | 0 | 0 | 0 | 0 | 0 | 0 | 0
[7 empty] | Open | 5 | 19 | 0 | 0 | 0 | 0 | 0 | 0 | 0 | 0 | 0 | 0 | 0 | 0 | 0 | 0 | 0 | 0 | 0 | 0 | 0 | 0 | 0 | 0 | 0 | 0 | 0 | 0 | 0 | 0 | 0 | 0 | 0 | 0 | 0 | 0 | 0 | 0 | 0 | 0 | 0 | 0 | 0 | 0 | 0 | 0 | 0 | 0 | 0 | 0 | 0 | 0 | 0
[7 empty] | Open | 5 | 20 | 0 | 0 | 0 | 0 | 0 | 0 | 0 | 0 | 0 | 0 | 0 | 0 | 0 | 0 | 0 | 0 | 0 | 0 | 0 | 0 | 0 | 0 | 0 | 0 | 0 | 0 | 0 | 0 | 0 | 0 | 0 | 0 | 0 | 0 | 0 | 0 | 0 | 0 | 0 | 0 | 0 | 0 | 0 | 0 | 0 | 0 | 0 | 0 | 0 | 0 | 0
[7 empty] | Open | 5 | 21 | 0 | 0 | 0 | 0 | 0 | 0 | 0 | 0 | 0 | 0 | 0 | 0 | 0 | 0 | 0 | 0 | 0 | 0 | 0 | 0 | 0 | 0 | 0 | 0 | 0 | 0 | 0 | 0 | 0 | 0 | 0 | 0 | 0 | 0 | 0 | 0 | 0 | 0 | 0 | 0 | 0 | 0 | 0 | 0 | 0 | 0 | 0 | 0 | 0 | 0 | 0
[7 empty] | Open | 5 | 22 | 0 | 0 | 0 | 0 | 0 | 0 | 0 | 0 | 0 | 0 | 0 | 0 | 0 | 0 | 0 | 0 | 0 | 0 | 0 | 0 | 0 | 0 | 0 | 0 | 0 | 0 | 0 | 0 | 0 | 0 | 0 | 0 | 0 | 0 | 0 | 0 | 0 | 0 | 0 | 0 | 0 | 0 | 0 | 0 | 0 | 0 | 0 | 0 | 0 | 0 | 0
[7 empty] | Open | 5 | 23 | 0 | 0 | 0 | 0 | 0 | 0 | 0 | 0 | 0 | 0 | 0 | 0 | 0 | 0 | 0 | 0 | 0 | 0 | 0 | 0 | 0 | 0 | 0 | 0 | 0 | 0 | 0 | 0 | 0 | 0 | 0 | 0 | 0 | 0 | 0 | 0 | 0 | 0 | 0 | 0 | 0 | 0 | 0 | 0 | 0 | 0 | 0 | 0 | 0 | 0 | 0
[7 empty] | Open | 5 | 24 | 0 | 0 | 0 | 0 | 0 | 0 | 0 | 0 | 0 | 0 | 0 | 0 | 0 | 0 | 0 | 0 | 0 | 0 | 0 | 0 | 0 | 0 | 0 | 0 | 0 | 0 | 0 | 0 | 0 | 0 | 0 | 0 | 0 | 0 | 0 | 0 | 0 | 0 | 0 | 0 | 0 | 0 | 0 | 0 | 0 | 0 | 0 | 0 | 0 | 0 | 0
[7 empty] | Open | 5 | 25 | 0 | 0 | 0 | 0 | 0 | 0 | 0 | 0 | 0 | 0 | 0 | 0 | 0 | 0 | 0 | 0 | 0 | 0 | 0 | 0 | 0 | 0 | 0 | 0 | 0 | 0 | 0 | 0 | 0 | 0 | 0 | 0 | 0 | 0 | 0 | 0 | 0 | 0 | 0 | 0 | 0 | 0 | 0 | 0 | 0 | 0 | 0 | 0 | 0 | 0 | 0
[7 empty] | Open | 5 | 26 | 0 | 0 | 0 | 0 | 0 | 0 | 0 | 0 | 0 | 0 | 0 | 0 | 0 | 0 | 0 | 0 | 0 | 0 | 0 | 0 | 0 | 0 | 0 | 0 | 0 | 0 | 0 | 0 | 0 | 0 | 0 | 0 | 0 | 0 | 0 | 0 | 0 | 0 | 0 | 0 | 0 | 0 | 0 | 0 | 0 | 0 | 0 | 0 | 0 | 0 | 0
[7 empty] | Open | 5 | 27 | 0 | 0 | 0 | 0 | 0 | 0 | 0 | 0 | 0 | 0 | 0 | 0 | 0 | 0 | 0 | 0 | 0 | 0 | 0 | 0 | 0 | 0 | 0 | 0 | 0 | 0 | 0 | 0 | 0 | 0 | 0 | 0 | 0 | 0 | 0 | 0 | 0 | 0 | 0 | 0 | 0 | 0 | 0 | 0 | 0 | 0 | 0 | 0 | 0 | 0 | 0
[7 empty] | Open | 5 | 28 | 0 | 0 | 0 | 0 | 0 | 0 | 0 | 0 | 0 | 0 | 0 | 0 | 0 | 0 | 0 | 0 | 0 | 0 | 0 | 0 | 0 | 0 | 0 | 0 | 0 | 0 | 0 | 0 | 0 | 0 | 0 | 0 | 0 | 0 | 0 | 0 | 0 | 0 | 0 | 0 | 0 | 0 | 0 | 0 | 0 | 0 | 0 | 0 | 0 | 0 | 0
[7 empty] | Open | 5 | 29 | 0 | 0 | 0 | 0 | 0 | 0 | 0 | 0 | 0 | 0 | 0 | 0 | 0 | 0 | 0 | 0 | 0 | 0 | 0 | 0 | 0 | 0 | 0 | 0 | 0 | 0 | 0 | 0 | 0 | 0 | 0 | 0 | 0 | 0 | 0 | 0 | 0 | 0 | 0 | 0 | 0 | 0 | 0 | 0 | 0 | 0 | 0 | 0 | 0 | 0 | 0
[7 empty] | Open | 5 | 30 | 0 | 0 | 0 | 0 | 0 | 0 | 0 | 0 | 0 | 0 | 0 | 0 | 0 | 0 | 0 | 0 | 0 | 0 | 0 | 0 | 0 | 0 | 0 | 0 | 0 | 0 | 0 | 0 | 0 | 0 | 0 | 0 | 0 | 0 | 0 | 0 | 0 | 0 | 0 | 0 | 0 | 0 | 0 | 0 | 0 | 0 | 0 | 0 | 0 | 0 | 0
[7 empty] | Open | 5 | 31 | 0 | 0 | 0 | 0 | 0 | 0 | 0 | 0 | 0 | 0 | 0 | 0 | 0 | 0 | 0 | 0 | 0 | 0 | 0 | 0 | 0 | 0 | 0 | 0 | 0 | 0 | 0 | 0 | 0 | 0 | 0 | 0 | 0 | 0 | 0 | 0 | 0 | 0 | 0 | 0 | 0 | 0 | 0 | 0 | 0 | 0 | 0 | 0 | 0 | 0 | 0
[7 empty] | Open | 5 | 32 | 0 | 0 | 0 | 0 | 0 | 0 | 0 | 0 | 0 | 0 | 0 | 0 | 0 | 0 | 0 | 0 | 0 | 0 | 0 | 0 | 0 | 0 | 0 | 0 | 0 | 0 | 0 | 0 | 0 | 0 | 0 | 0 | 0 | 0 | 0 | 0 | 0 | 0 | 0 | 0 | 0 | 0 | 0 | 0 | 0 | 0 | 0 | 0 | 0 | 0 | 0
[7 empty] | Open | 5 | 33 | 0 | 0 | 0 | 0 | 0 | 0 | 0 | 0 | 0 | 0 | 0 | 0 | 0 | 0 | 0 | 0 | 0 | 0 | 0 | 0 | 0 | 0 | 0 | 0 | 0 | 0 | 0 | 0 | 0 | 0 | 0 | 0 | 0 | 0 | 0 | 0 | 0 | 0 | 0 | 0 | 0 | 0 | 0 | 0 | 0 | 0 | 0 | 0 | 0 | 0 | 0
[7 empty] | Open | 5 | 34 | 0 | 0 | 0 | 0 | 0 | 0 | 0 | 0 | 0 | 0 | 0 | 0 | 0 | 0 | 0 | 0 | 0 | 0 | 0 | 0 | 0 | 0 | 0 | 0 | 0 | 0 | 0 | 0 | 0 | 0 | 0 | 0 | 0 | 0 | 0 | 0 | 0 | 0 | 0 | 0 | 0 | 0 | 0 | 0 | 0 | 0 | 0 | 0 | 0 | 0 | 0
[7 empty] | Open | 5 | 35 | 0 | 0 | 0 | 0 | 0 | 0 | 0 | 0 | 0 | 0 | 0 | 0 | 0 | 0 | 0 | 0 | 0 | 0 | 0 | 0 | 0 | 0 | 0 | 0 | 0 | 0 | 0 | 0 | 0 | 0 | 0 | 0 | 0 | 0 | 0 | 0 | 0 | 0 | 0 | 0 | 0 | 0 | 0 | 0 | 0 | 0 | 0 | 0 | 0 | 0 | 0
[7 empty] | Open | 5 | 36 | 0 | 0 | 0 | 0 | 0 | 0 | 0 | 0 | 0 | 0 | 0 | 0 | 0 | 0 | 0 | 0 | 0 | 0 | 0 | 0 | 0 | 0 | 0 | 0 | 0 | 0 | 0 | 0 | 0 | 0 | 0 | 0 | 0 | 0 | 0 | 0 | 0 | 0 | 0 | 0 | 0 | 0 | 0 | 0 | 0 | 0 | 0 | 0 | 0 | 0 | 0
[7 empty] | Open | 5 | 37 | 0 | 0 | 0 | 0 | 0 | 0 | 0 | 0 | 0 | 0 | 0 | 0 | 0 | 0 | 0 | 0 | 0 | 0 | 0 | 0 | 0 | 0 | 0 | 0 | 0 | 0 | 0 | 0 | 0 | 0 | 0 | 0 | 0 | 0 | 0 | 0 | 0 | 0 | 0 | 0 | 0 | 0 | 0 | 0 | 0 | 0 | 0 | 0 | 0 | 0 | 0
[7 empty] | Open | 5 | 38 | 0 | 0 | 0 | 0 | 0 | 0 | 0 | 0 | 0 | 0 | 0 | 0 | 0 | 0 | 0 | 0 | 0 | 0 | 0 | 0 | 0 | 0 | 0 | 0 | 0 | 0 | 0 | 0 | 0 | 0 | 0 | 0 | 0 | 0 | 0 | 0 | 0 | 0 | 0 | 0 | 0 | 0 | 0 | 0 | 0 | 0 | 0 | 0 | 0 | 0 | 0
[7 empty] | Open | 5 | 39 | 0 | 0 | 0 | 0 | 0 | 0 | 0 | 0 | 0 | 0 | 0 | 0 | 0 | 0 | 0 | 0 | 0 | 0 | 0 | 0 | 0 | 0 | 0 | 0 | 0 | 0 | 0 | 0 | 0 | 0 | 0 | 0 | 0 | 0 | 0 | 0 | 0 | 0 | 0 | 0 | 0 | 0 | 0 | 0 | 0 | 0 | 0 | 0 | 0 | 0 | 0
[7 empty] | Open | 5 | 40 | 0 | 0 | 0 | 0 | 0 | 0 | 0 | 0 | 0 | 0 | 0 | 0 | 0 | 0 | 0 | 0 | 0 | 0 | 0 | 0 | 0 | 0 | 0 | 0 | 0 | 0 | 0 | 0 | 0 | 0 | 0 | 0 | 0 | 0 | 0 | 0 | 0 | 0 | 0 | 0 | 0 | 0 | 0 | 0 | 0 | 0 | 0 | 0 | 0 | 0 | 0
[7 empty] | Open | 5 | 41 | 0 | 0 | 0 | 0 | 0 | 0 | 0 | 0 | 0 | 0 | 0 | 0 | 0 | 0 | 0 | 0 | 0 | 0 | 0 | 0 | 0 | 0 | 0 | 0 | 0 | 0 | 0 | 0 | 0 | 0 | 0 | 0 | 0 | 0 | 0 | 0 | 0 | 0 | 0 | 0 | 0 | 0 | 0 | 0 | 0 | 0 | 0 | 0 | 0 | 0 | 0
[7 empty] | Open | 5 | 42 | 0 | 0 | 0 | 0 | 0 | 0 | 0 | 0 | 0 | 0 | 0 | 0 | 0 | 0 | 0 | 0 | 0 | 0 | 0 | 0 | 0 | 0 | 0 | 0 | 0 | 0 | 0 | 0 | 0 | 0 | 0 | 0 | 0 | 0 | 0 | 0 | 0 | 0 | 0 | 0 | 0 | 0 | 0 | 0 | 0 | 0 | 0 | 0 | 0 | 0 | 0
[7 empty] | Open | 5 | 43 | 0 | 0 | 0 | 0 | 0 | 0 | 0 | 0 | 0 | 0 | 0 | 0 | 0 | 0 | 0 | 0 | 0 | 0 | 0 | 0 | 0 | 0 | 0 | 0 | 0 | 0 | 0 | 0 | 0 | 0 | 0 | 0 | 0 | 0 | 0 | 0 | 0 | 0 | 0 | 0 | 0 | 0 | 0 | 0 | 0 | 0 | 0 | 0 | 0 | 0 | 0
[7 empty] | Open | 5 | 44 | 0 | 0 | 0 | 0 | 0 | 0 | 0 | 0 | 0 | 0 | 0 | 0 | 0 | 0 | 0 | 0 | 0 | 0 | 0 | 0 | 0 | 0 | 0 | 0 | 0 | 0 | 0 | 0 | 0 | 0 | 0 | 0 | 0 | 0 | 0 | 0 | 0 | 0 | 0 | 0 | 0 | 0 | 0 | 0 | 0 | 0 | 0 | 0 | 0 | 0 | 0
[7 empty] | Open | 5 | 45 | 0 | 0 | 0 | 0 | 0 | 0 | 0 | 0 | 0 | 0 | 0 | 0 | 0 | 0 | 0 | 0 | 0 | 0 | 0 | 0 | 0 | 0 | 0 | 0 | 0 | 0 | 0 | 0 | 0 | 0 | 0 | 0 | 0 | 0 | 0 | 0 | 0 | 0 | 0 | 0 | 0 | 0 | 0 | 0 | 0 | 0 | 0 | 0 | 0 | 0 | 0
[7 empty] | Open | 5 | 46 | 0 | 0 | 0 | 0 | 0 | 0 | 0 | 0 | 0 | 0 | 0 | 0 | 0 | 0 | 0 | 0 | 0 | 0 | 0 | 0 | 0 | 0 | 0 | 0 | 0 | 0 | 0 | 0 | 0 | 0 | 0 | 0 | 0 | 0 | 0 | 0 | 0 | 0 | 0 | 0 | 0 | 0 | 0 | 0 | 0 | 0 | 0 | 0 | 0 | 0 | 0
[7 empty] | Open | 5 | 47 | 0 | 0 | 0 | 0 | 0 | 0 | 0 | 0 | 0 | 0 | 0 | 0 | 0 | 0 | 0 | 0 | 0 | 0 | 0 | 0 | 0 | 0 | 0 | 0 | 0 | 0 | 0 | 0 | 0 | 0 | 0 | 0 | 0 | 0 | 0 | 0 | 0 | 0 | 0 | 0 | 0 | 0 | 0 | 0 | 0 | 0 | 0 | 0 | 0 | 0 | 0
[7 empty] | Open | 5 | 48 | 0 | 0 | 0 | 0 | 0 | 0 | 0 | 0 | 0 | 0 | 0 | 0 | 0 | 0 | 0 | 0 | 0 | 0 | 0 | 0 | 0 | 0 | 0 | 0 | 0 | 0 | 0 | 0 | 0 | 0 | 0 | 0 | 0 | 0 | 0 | 0 | 0 | 0 | 0 | 0 | 0 | 0 | 0 | 0 | 0 | 0 | 0 | 0 | 0 | 0 | 0
[7 empty] | Open | 5 | 49 | 0 | 0 | 0 | 0 | 0 | 0 | 0 | 0 | 0 | 0 | 0 | 0 | 0 | 0 | 0 | 0 | 0 | 0 | 0 | 0 | 0 | 0 | 0 | 0 | 0 | 0 | 0 | 0 | 0 | 0 | 0 | 0 | 0 | 0 | 0 | 0 | 0 | 0 | 0 | 0 | 0 | 0 | 0 | 0 | 0 | 0 | 0 | 0 | 0 | 0 | 0
[7 empty] | Open | 5 | 50 | 0 | 0 | 0 | 0 | 0 | 0 | 0 | 0 | 0 | 0 | 0 | 0 | 0 | 0 | 0 | 0 | 0 | 0 | 0 | 0 | 0 | 0 | 0 | 0 | 0 | 0 | 0 | 0 | 0 | 0 | 0 | 0 | 0 | 0 | 0 | 0 | 0 | 0 | 0 | 0 | 0 | 0 | 0 | 0 | 0 | 0 | 0 | 0 | 0 | 0 | 0

## FixTime
Fixed-Time Inputs
Forecast / Resource | Item | Notes | 2021 | 2022 | 2023 | 2024 | 2025 | 2026 | 2027 | 2028 | 2029 | 2030 | 2031 | 2032 | 2033 | 2034 | 2035 | 2036 | 2037 | 2038 | 2039 | 2040 | 2041 | 2042 | 2043 | 2044 | 2045 | 2046 | 2047 | 2048 | 2049 | 2050 | 2051 | 2052 | 2053 | 2054 | 2055 | 2056 | 2057 | 2058 | 2059 | 2060 | 2061 | 2062 | 2063 | 2064 | 2065 | 2066 | 2067 | 2068 | 2069 | 2070
NG_LGE | CR7/TC NG Fcst | 2021 Base Gas CR7 INV | 2.514 | 2.3753 | 2.3694 | 2.4258 | 2.5022 | 2.5946 | 2.6925 | 2.8202 | 2.9591 | 3.0922 | 3.2388 | 3.3121 | 3.3854 | 3.4587 | 3.532 | 3.6052 | 3.6785 | 3.7518 | 3.8251 | 3.8983 | 3.9716 | 4.0449 | 4.1182 | 4.1914 | 4.2647 | 4.338 | 4.4113 | 4.4845 | 4.5578 | 4.6311 | 4.7044 | 4.7777 | 4.8509 | 4.9242 | 4.9975 | 5.0708 | 5.144 | 5.2173 | 5.2906 | 5.3639 | 5.4371 | 5.5104 | 5.5837 | 5.657 | 5.7302 | 5.8035 | 5.8768 | 5.9501 | 6.0234 | 6.0966
Open
Open
Open

## OpScenarios
Operating Scenario | 1 |  |  | 2 |  |  | 3
Technology | CF | Starts | Hours | CF | Starts | Hours | CF | Starts | Hours
NGCC | 85% | 50 | 7446 | 60% | 100 | 5256 | 40% | 250 | 3504
SCCT | 15% | 110 | 1314 | 10% | 80 | 876 | 5% | 50 | 438
Open

## ECCExample
WACC | 6.75%
Capital Escalation | 2%
BL | 30
FCR | 8.845%
YR1 ECC | 6.378%
NPV (K Factor) | 1.1257 | 1.1257 | 1.1257
| A | B | C | D | E | D*E
| RRProfile | Level | ECC% | NPV*YR1 ECC | Esc | ECC%
0 | 12.38% | 8.845% | 7.18% | 7.18% | 1 | 7.18% | 0
1 | 11.99% | 8.845% | 7.323% | 7.18% | 1.02 | 7.323% | 0
2 | 11.55% | 8.845% | 7.47% | 7.18% | 1.0404 | 7.47% | 0
3 | 11.14% | 8.845% | 7.619% | 7.18% | 1.0612 | 7.619% | 0
4 | 10.75% | 8.845% | 7.772% | 7.18% | 1.0824 | 7.772% | 0
5 | 10.37% | 8.845% | 7.927% | 7.18% | 1.1041 | 7.927% | 0
6 | 10.01% | 8.845% | 8.086% | 7.18% | 1.1262 | 8.086% | 0
7 | 9.645% | 8.845% | 8.247% | 7.18% | 1.1487 | 8.247% | 0
8 | 9.283% | 8.845% | 8.412% | 7.18% | 1.1717 | 8.412% | 0
9 | 8.921% | 8.845% | 8.581% | 7.18% | 1.1951 | 8.581% | 0
10 | 8.559% | 8.845% | 8.752% | 7.18% | 1.219 | 8.752% | 0
11 | 8.197% | 8.845% | 8.927% | 7.18% | 1.2434 | 8.927% | 0
12 | 7.835% | 8.845% | 9.106% | 7.18% | 1.2682 | 9.106% | 0
13 | 7.473% | 8.845% | 9.288% | 7.18% | 1.2936 | 9.288% | 0
14 | 7.112% | 8.845% | 9.474% | 7.18% | 1.3195 | 9.474% | 0
15 | 6.783% | 8.845% | 9.663% | 7.18% | 1.3459 | 9.663% | 0
16 | 6.52% | 8.845% | 9.856% | 7.18% | 1.3728 | 9.856% | 0
17 | 6.29% | 8.845% | 10.05% | 7.18% | 1.4002 | 10.05% | 0
18 | 6.061% | 8.845% | 10.25% | 7.18% | 1.4282 | 10.25% | 0
19 | 5.831% | 8.845% | 10.46% | 7.18% | 1.4568 | 10.46% | 0
20 | 5.602% | 8.845% | 10.67% | 7.18% | 1.4859 | 10.67% | 0
21 | 5.372% | 8.845% | 10.88% | 7.18% | 1.5157 | 10.88% | 0
22 | 5.142% | 8.845% | 11.1% | 7.18% | 1.546 | 11.1% | 0
23 | 4.913% | 8.845% | 11.32% | 7.18% | 1.5769 | 11.32% | 0
24 | 4.683% | 8.845% | 11.55% | 7.18% | 1.6084 | 11.55% | 0
25 | 4.453% | 8.845% | 11.78% | 7.18% | 1.6406 | 11.78% | 0
26 | 4.224% | 8.845% | 12.01% | 7.18% | 1.6734 | 12.01% | 0
27 | 3.994% | 8.845% | 12.26% | 7.18% | 1.7069 | 12.26% | 0
28 | 3.765% | 8.845% | 12.5% | 7.18% | 1.741 | 12.5% | 0
29 | 3.535% | 8.845% | 12.75% | 7.18% | 1.7758 | 12.75% | 0
30 |  | 8.845% | 13.01% | 7.18% | 1.8114 | 13.01% | 0
31 |  | 8.845% | 13.27% | 7.18% | 1.8476 | 13.27% | 0
32 |  | 8.845% | 13.53% | 7.18% | 1.8845 | 13.53% | 0
33 |  | 8.845% | 13.8% | 7.18% | 1.9222 | 13.8% | 0
34 |  | 8.845% | 14.08% | 7.18% | 1.9607 | 14.08% | 0
35 |  | 8.845% | 14.36% | 7.18% | 1.9999 | 14.36% | 0
36 |  | 8.845% | 14.65% | 7.18% | 2.0399 | 14.65% | 0
37 |  | 8.845% | 14.94% | 7.18% | 2.0807 | 14.94% | 0
38 |  | 8.845% | 15.24% | 7.18% | 2.1223 | 15.24% | 0
39 |  | 8.845% | 15.54% | 7.18% | 2.1647 | 15.54% | 0