## Roll forward
Deferred Asset Roll Forward
186075 - Brown 6 and 7 LTSA | 2020 |  |  |  |  | 2021 | [11 empty] | 2022
| Aug | Sep | Oct | Nov | Dec | Jan | Feb | Mar | Apr | May | Jun | Jul | Aug | Sep | Oct | Nov | Dec | Jan | Feb | Mar | Apr | May | Jun
KU Beg balance |  | 4815707.4752 | 4855173.8356 | 4899084.1328 | 4932597.1292 | 10540439.308 | 10566147.8721 | 10589596.8982 | 10620366.8272 | 10670301.955 | 10700280.9505 | 10765585.2533 | 10882225.6481 | 11006055.9574 | 11095225.2217 | 5055465.3248 | 790276.6965 | 821046.6255 | 853758.1916 | 884248.5415 | 933063.9247 | 980028.2944 | 1014868.5259
Cash payments |  | 39466.3604 | 43910.2972 | 33512.9964 | 5607842.1788 | 25708.5641 | 23449.0262 | 30769.929 | 49935.1278 | 29978.9955 | 65304.3028 | 116640.3949 | 123830.3093 | 89169.2642 | 44589.0572 | 1819160.3258 | 30769.929 | 32711.5661 | 30490.3499 | 48815.3832 | 46964.3697 | 34840.2315 | 60846.9707
Capital work (investing) | 2021 Oct: -5780131.505; 2021 Nov: -5780131.505
O&M work (operating) | 2021 Oct: -304217.4491; 2021 Nov: -304217.4491
KU End balance | 4815707.4752 | 4855173.8356 | 4899084.1328 | 4932597.1292 | 10540439.308 | 10566147.8721 | 10589596.8982 | 10620366.8272 | 10670301.955 | 10700280.9505 | 10765585.2533 | 10882225.6481 | 11006055.9574 | 11095225.2217 | 5055465.3248 | 790276.6965 | 821046.6255 | 853758.1916 | 884248.5415 | 933063.9247 | 980028.2944 | 1014868.5259 | 1075715.4966
Cash payments
Variable fee |  | 30279.84 | 37447.48 | 20677.64 | 11531.16 | 7288.832 | 3644.416 | 15452.3238 | 46363.9347 | 14176.6246 | 71152.9267 | 153953.0752 | 165549.7114 | 109644.8 | 37741.2403 | 161228.9638 | 15452.3238 | 17763.7582 | 14181.1515 | 43737.6569 | 40752.1513 | 21197.0897 | 63143.4432
Monthly Fixed Fee |  | 33375.58 | 33375.58 | 33375.58 | 33375.58 | 34176.5939 | 34176.5939 | 34176.5939 | 34176.5939 | 34176.5939 | 34176.5939 | 34176.5939 | 34176.5939 | 34176.5939 | 34176.5939 | 34176.5939 | 34176.5939 | 34996.8322 | 34996.8322 | 34996.8322 | 34996.8322 | 34996.8322 | 34996.8322
Covered Equipment | 2020 Dec: 9000000
Field Service Instruction | 2021 Nov: 588724
CI Outage Service Fee | 2021 Nov: 2150000
|  | 63655.42 | 70823.06 | 54053.22 | 9044906.74 | 41465.4259 | 37821.0099 | 49628.9178 | 80540.5286 | 48353.2186 | 105329.5206 | 188129.6691 | 199726.3053 | 143821.3939 | 71917.8342 | 2934129.5578 | 49628.9178 | 52760.5904 | 49177.9837 | 78734.489 | 75748.9834 | 56193.9218 | 98140.2753
Note - The LTSA Calculation reflects the full value of the contract and the end balance only reflects the ownership percentage (LGE 38% KU 62%).

## Variable & Fees
Brown 7 Forecasted C inspection completion | 2021-11-01
Escalation Rate | 102.4%
| 2020-08-01 | 2020-09-01 | 2020-10-01 | 2020-11-01 | 2020-12-01 | 2021-01-01 | 2021-02-01 | 2021-03-01 | 2021-04-01 | 2021-05-01 | 2021-06-01 | 2021-07-01 | 2021-08-01 | 2021-09-01 | 2021-10-01 | 2021-11-01 | 2021-12-01 | 2022-01-01 | 2022-02-01 | 2022-03-01 | 2022-04-01 | 2022-05-01 | 2022-06-01
CT6 Variable Fee | 142.36 | 142.36 | 142.36 | 142.36 | 142.36 | 145.7766 | 145.7766 | 145.7766 | 145.7766 | 145.7766 | 145.7766 | 145.7766 | 145.7766 | 145.7766 | 145.7766 | 145.7766 | 145.7766 | 149.2753 | 149.2753 | 149.2753 | 149.2753 | 149.2753 | 149.2753
CT7 Variable Fee | 405.72 | 405.72 | 405.72 | 405.72 | 405.72 | 415.4573 | 415.4573 | 415.4573 | 415.4573 | 415.4573 | 415.4573 | 415.4573 | 415.4573 | 415.4573 | 415.4573 | 145.7766 | 145.7766 | 149.2753 | 149.2753 | 149.2753 | 149.2753 | 149.2753 | 149.2753
CT6 EOH |  | 150 | 112 | 74 | 81 | 50 | 25 | 106 | 167 | 26 | 186 | 298 | 426 | 242 | 105 | 764 | 80 | 70 | 71 | 170 | 145 | 87 | 245
CT7 EOH |  | 22 | 53 | 25 | 0 | 0 | 0 | 0 | 53 | 25 | 106 | 266 | 249 | 179 | 54 | 342 | 26 | 49 | 24 | 123 | 128 | 55 | 178
CT6 Monthly Variable Fees | 0 | 21354 | 15944.32 | 10534.64 | 11531.16 | 7288.832 | 3644.416 | 15452.3238 | 24344.6989 | 3790.1926 | 27114.455 | 43441.4387 | 62100.8486 | 35277.9469 | 15306.5472 | 111373.353 | 11662.1312 | 10449.2696 | 10598.5448 | 25376.7975 | 21644.9155 | 12986.9493 | 36572.4434
CT7 Monthly Variable Fees | 0 | 8925.84 | 21503.16 | 10143 | 0 | 0 | 0 | 0 | 22019.2358 | 10386.432 | 44038.4717 | 110511.6365 | 103448.8627 | 74366.8531 | 22434.6931 | 49855.6109 | 3790.1926 | 7314.4887 | 3582.6067 | 18360.8594 | 19107.2358 | 8210.1404 | 26570.9997
Total Monthly Variable Fees | 0 | 30279.84 | 37447.48 | 20677.64 | 11531.16 | 7288.832 | 3644.416 | 15452.3238 | 46363.9347 | 14176.6246 | 71152.9267 | 153953.0752 | 165549.7114 | 109644.8 | 37741.2403 | 161228.9638 | 15452.3238 | 17763.7582 | 14181.1515 | 43737.6569 | 40752.1513 | 21197.0897 | 63143.4432

## LTSA
Capital - Only LTSA related
Company | Budget Item | Bud Description | Year | Month 01 Jan | Month 02 Feb | Month 03 Mar | Month 04 Apr | Month 05 May | Month 06 Jun | Month 07 Jul | Month 08 Aug | Month 09 Sep | Month 10 Oct | Month 11 Nov | Month 12 Dec | Total
0110 | 131972 | BRCT7 C Inspection | 2021 | 0 | 0 | 0 | 0 | 0 | 0 | 0 | 0 | 0 | 5780131.505 | 5780131.505 | 0 | 11560263.01
O&M - Only LTSA related
Company | Budget Item | Bud Description | Year | Month 01 Jan | Month 02 Feb | Month 03 Mar | Month 04 Apr | Month 05 May | Month 06 Jun | Month 07 Jul | Month 08 Aug | Month 09 Sep | Month 10 Oct | Month 11 Nov | Month 12 Dec | Total
0110 | BR7CINS20 / BR7FSI20 |  | 2021 | 0 | 0 | 0 | 0 | 0 | 0 | 0 | 0 | 0 | 304217.4491 | 304217.4491 | 0 | 608434.8982
Note - These are the amounts for the outage work performed under this contract.

## Starts
2021 BP - Starts
| 2020 |  |  |  |  | 2021 | [11 empty] | 2022
| Aug | Sep | Oct | Nov | Dec | Jan | Feb | Mar | Apr | May | Jun | Jul | Aug | Sep | Oct | Nov | Dec | Jan | Feb | Mar | Apr | May | Jun
Brown 6 | 14 | 6 | 4 | 3 | 3 | 2 | 1 | 4 | 6 | 1 | 7 | 10 | 16 | 9 | 4 | 28 | 3 | 2 | 2 | 6 | 4 | 3 | 9
Brown 7 | 10 | 1 | 2 | 1 | 0 | 0 | 0 | 0 | 2 | 1 | 4 | 10 | 10 | 7 | 2 | 11 | 1 | 2 | 1 | 5 | 4 | 2 | 7
| 24 | 7 | 6 | 4 | 3 | 2 | 1 | 4 | 8 | 2 | 11 | 20 | 26 | 16 | 6 | 39 | 4 | 4 | 3 | 11 | 8 | 5 | 16

## Operating Hours
2021 Business Plan - Monthly Operating Hours
[6 empty] | 2021 | [11 empty] | 2022
| Aug | Sep | Oct | Nov | Dec | Jan | Feb | Mar | Apr | May | Jun | Jul | Aug | Sep | Oct | Nov | Dec | Jan | Feb | Mar | Apr | May | Jun
Brown 6 | 103 | 30 | 32 | 14 | 21 | 10 | 5 | 26 | 47 | 6 | 46 | 98 | 106 | 62 | 25 | 204 | 20 | 30 | 31 | 50 | 65 | 27 | 65
Brown 7 | 41 | 2 | 13 | 5 | 0 | 0 | 0 | 0 | 13 | 5 | 26 | 66 | 49 | 39 | 14 | 122 | 6 | 9 | 4 | 23 | 48 | 15 | 38
| 144 | 32 | 45 | 19 | 21 | 10 | 5 | 26 | 60 | 11 | 72 | 164 | 155 | 101 | 39 | 326 | 26 | 39 | 35 | 73 | 113 | 42 | 103

## Fees
Brown 6 & 7 LTSA
Brown 6 C Inspection Completion | 2019-06-01
Brown 7 Forecasted C inspection completion | 2021-11-01
Pre-Inspection Variable Fee ($/EOH, 2020$) | 405.72
Post-Inspection Variable Fee ($/EOH, 2020$) | 142.36
Monthly Fixed Fee (per CT, 2020$) | 16687.79
Core Equipment Milestone Fees
Milestone #1 | 5000000
Milestone #2 | 9000000
C Inspection Outage Services Fee | 2150000
Field Service Instructions Milestone | 588724
Escalation Rate | 1.024

## MajorComp (hidden)
STG6-5000F(5)ee Major Components
| Cost | Price (each) | Set Qty | Set Price | Combustor Inspection | Hot Gas Path Inspection | Major Inspection | Refurbs
BASKETS |  | 97688.1333 | 16 | 1563010.1333 | 1 |  |  | 0
PILOT NOZZLES |  | 29083.1111 | 16 | 465329.7778 | 1 |  |  | 0
SUPPORT HOUSING |  | 114965.65 | 16 | 1839450.4 |  | 1 |  | 0
C STAGE |  | 16852.5778 | 16 | 269641.2444 |  | 1 |  | 0
TRANSITIONS |  | 155815.5556 | 16 | 2493048.8889 | 1 |  |  | 0
TRANSITION SEALS |  |  |  | 533662.2222 | 1 |  |  | 0
R-1 BLADES |  | 25926.5333 | 72 | 1866710.4 |  | 1
R-2 BLADES |  | 28551.6571 | 66 | 1884409.3714 |  | 1
R-3 BLADES |  | 21038.1143 | 112 | 2356268.8 |  | 1
R-4 BLADES |  | 34232.5 | 84 | 2875530 |  | 1
R-1 VANES |  | 63499.2 | 32 | 2031974.4 |  | 1
R-2 VANES |  | 77600.1 | 24 | 1862402.4 |  | 1
R-3 VANES |  | 123104.4545 | 16 | 1969671.2727 |  | 1
R-4 VANES |  | 282504.4 | 14 | 3955061.6 |  | 1
R-1 RING SEGMENTS |  | 6594.8444 | 48 | 316552.5333 |  | 1
R-2 RING SEGMENTS |  | 6845.1 | 48 | 328564.8 |  | 1
R-3 RING SEGMENTS |  | 8508.6667 | 32 | 272277.3333 |  | 1
R-4 RING SEGMENTS |  | 9315.9333 | 28 | 260846.1333 |  | 1
COMPRESSOR BLADES |  |  |  | 10956521.7391
COMPRESSOR DIAPHRAGMS |  |  |  | 4608695.6522
|  |  |  | 42709629.1021 | 5055051.0222 | 22089360.6886 | 0
Initial Parts Inventory - Excludes Compressor Blades/Diaphragms |  |  |  | 27144411.7108
R1-4 Blades + Vanes |  |  |  | 18802028.2442

## MinorComp (hidden)
STG6-5000F(5)ee Minor Components
MINOR COMPONENTS Reference List
REF SHOP ORDER (DO NOT USE FOR ORDERING) | Assembly Dwg # | Assembly Drawing | Material # | SAP Description | Updated List Price (Apr 12) | Unit of Measure | Std. LT Wks | Stk / Non Stk | QTY INSTL (EACH) | Recommended Quantity | Combustor Inspection @ Recommended Qty | Hot Gas Path Inspection @ Recommended Qty | Major Inspection @ Recommended Qty
37A8501-1 | 37A8501-1 | GAS TURBINE | 37A8501-1 | GAS TURBINE |  |  |  |  | 1
37A8501-1 | PG0034437500 | INLET MANIFOLD DETAIL | PG0034437500 | INLET MANIFOLD DETAIL |  |  |  |  | 1
37A8501-1 | PG0034437500 | INLET MANIFOLD DETAIL | PG0036820500 | NUT - HEX | 4 | EA | 4 | Non Stk. | 46 | 12 |  |  | 48
37A8501-1 | PG0034437500 | INLET MANIFOLD DETAIL | PG0034649400 | GASKET | 874 | EA | 7 | Stk. | 1 | 1 |  |  | 874
37A8501-1 | PG0034437500 | INLET MANIFOLD DETAIL | PG0036869100 | BOLT - HEX HD | 9 | EA | 6 | Non Stk. | 46 | 12 |  |  | 108
37A8501-1 | PG0034437500 | INLET MANIFOLD DETAIL | PG0034449200 | WASHER | 31 | EA | 4 | Non Stk. | 89 | 23 |  |  | 713
37A8501-1 | PG0034437500 | INLET MANIFOLD DETAIL | 627C232026 | BOLT - HEX HD | 11 | EA | 3 | Stk. | 89 | 23 |  |  | 253
37A8501-1 | PG0034437500 | INLET MANIFOLD DETAIL | 668B573001 | BOLT | 18 | EA | 6 | Stk. | 52 | 13 |  |  | 234
37A8501-1 | 37A8501-1 | INLET CASING LOCATOR | 37A8501-1 | INLET CASING LOCATOR |  |  |  |  | 1
37A8501-1 | PG0034166600 | INLET CASING DETAIL | PG0034166600 | INLET CASING DETAIL |  |  |  |  | 1
37A8501-1 | PG0034166600 | INLET CASING DETAIL | 6D39204003 | PLUG - HORIZ FLANGE | 215 | EA | 6 | Stk. | 6 | 1 |  |  | 215
37A8501-1 | PG0034166600 | INLET CASING DETAIL | 7880D88007 | SCREW | 5 | EA | 5 | Stk. | 12 | 3 |  |  | 15
37A8501-1 | PG0034166600 | INLET CASING DETAIL | 6D39204001 | PLUG - HORIZ FLANGE | 201 | EA | 6 | Stk. | 4 | 1 |  |  | 201
37A8501-1 | PG0034166600 | INLET CASING DETAIL | 9D14116G05 | VIBROMETER PICKUP ASSEMBLY | 2885 | EA | 11 | Non Stk. | 2 | 1 | 2885 | 2885 | 2885
37A8501-1 | PG0034166600 | INLET CASING DETAIL | 6D39204002 | PLUG - HORIZ FLANGE | 179 | EA | 6 | Stk. | 2 | 1 |  |  | 179
37A8501-1 | PG0034166600 | INLET CASING DETAIL | 2687B82001 | RING - RETAINING | 2.2 | EA | 6 | Stk. | 12 | 12 |  |  | 26.4
37A8501-1 | PG0034166600 | INLET CASING DETAIL | 4211C18017 | DOWEL - TAPER | 118 | EA | 5 | Stk. | 2 | 1 |  |  | 118
37A8501-1 | PG0034166600 | INLET CASING DETAIL | 4204C25003 | NUT - HEX | 54 | EA | 6 | Stk. | 2 | 1 |  |  | 54
37A8501-1 | PG0034166600 | INLET CASING DETAIL | 7880D91016 | SCREW | 15 | EA | 5 | Stk. | 17 | 5 |  |  | 75
37A8501-1 | PG0034166600 | INLET CASING DETAIL | 7919D42013 | SCREW | 311 | EA | 7 | Stk. | 11 | 2 |  |  | 622
37A8501-1 | PG0034166600 | INLET CASING DETAIL | 4211C78013 | SCREW - SOC HD (ALT) | 301 | EA | 7 | Stk. | 12 | 3 |  |  | 903
37A8501-1 | PG0034166600 | INLET CASING DETAIL | 10730Z20WF | WIRE - LOCKING | 33 | EA | 4 | Non Stk. | 1 | 1 |  |  | 33
37A8501-1 | PG0034166600 | INLET CASING SEALS | PG0034166600 | INLET CASING SEALS |  |  |  |  | 1
37A8501-1 | PG0034166600 | INLET CASING SEALS | 7880D88020 | SCREW | 6 | EA | 5 | Stk. | 40 | 4 |  |  | 24
37A8501-1 | PG0034166600 | INLET CASING SEALS | 4202C84002 | SCREW | 25 | EA | 8 | Stk. | 4 | 1 |  |  | 25
37A8501-1 | PG0034166600 | INLET CASING SEALS | 2385J03048 | PIN - STRAIGHT | 88 | EA | 4 | Non Stk. | 4 | 1 |  |  | 88
37A8501-1 | PG0034166600 | INLET CASING SEALS | 4204C18008 | SCREW | 5 | EA | 6 | Stk. | 4 | 1 |  |  | 5
37A8501-1 | PG0034166600 | INLET CASING SEALS | 7939D99001 | DOWEL - PILLOW | 114 | EA | 5 | Stk. | 4 | 1 |  |  | 114
37A8501-1 | PG0034166600 | INLET CASING SEALS | 1851J99G01 | OIL SEAL RING | 4268 | EA | 8 | Stk. | 1 | 1 |  |  | 4268
37A8501-1 | PG0034166600 | INLET CASING SEALS | 2687B77002 | SCREW - RETAINING | 20 | EA | 6 | Stk. | 4 | 1 |  |  | 20
37A8501-1 | PG0034166600 | INLET CASING SEALS | 1850J82G01 | AIR SEAL RING | 8955 | EA | 10 | Stk. | 1 | 1 |  |  | 8955
37A8501-1 | 2385J09G21 | INLET CASING HJ BOLTING | 2385J09G21 | INLET CASING HJ BOLTING |  |  |  |  | 1
37A8501-1 | 2385J09G21 | INLET CASING HJ BOLTING | 7939D27014 | SCREW | 382 | EA | 7 | Stk. | 2 | 1 |  |  | 382
37A8501-1 | 2385J09G21 | INLET CASING HJ BOLTING | 2687B80021 | WASHER - SPECIAL | 64 | EA | 11 | Stk. | 2 | 1 |  |  | 64
37A8501-1 | 2385J09G21 | INLET CASING HJ BOLTING | 7939D27013 | SCREW | 294 | EA | 7 | Stk. | 2 | 1 |  |  | 294
37A8501-1 | 2385J09G21 | INLET CASING HJ BOLTING | 4205C30013 | WASHER - NITRIDED | 42 | EA | 4 | Stk. | 2 | 1 |  |  | 42
37A8501-1 | 2385J09G21 | INLET CASING HJ BOLTING | 7939D27019 | SCREW | 210 | EA | 7 | Stk. | 12 | 2 |  |  | 420
37A8501-1 | 2385J09G21 | INLET CASING HJ BOLTING | 4205C30015 | WASHER - NITRIDED | 12 | EA | 11 | Stk. | 12 | 3 |  |  | 36
37A8501-1 | 2385J09G21 | INLET CASING HJ BOLTING | 7919D40012 | SCREW | 63 | EA | 7 | Stk. | 10 | 3 |  |  | 189
37A8501-1 | 2385J09G21 | INLET CASING HJ BOLTING | 7919D40015 | SCREW | 73 | EA | 7 | Stk. | 12 | 3 |  |  | 219
37A8501-1 | 2385J09G21 | INLET CASING HJ BOLTING | 4205C30010 | WASHER - NITRIDED | 11 | EA | 4 | Stk. | 12 | 3 |  |  | 33
37A8501-1 | 2385J09G21 | INLET CASING HJ BOLTING | 3004B84032 | NUT - HEX | 114 | EA | 6 | Stk. | 4 | 1 |  |  | 114
37A8501-1 | 2385J09G21 | INLET CASING HJ BOLTING | 627C826068 | STUD | 293 | EA | 6 | Stk. | 4 | 1 |  |  | 293
37A8501-1 | 2385J09G21 | INLET CASING HJ BOLTING | 270A229002 | SCREW - CLOSING | 9.3 | EA | 8 | Stk. | 4 | 1 |  |  | 9.3
37A8501-1 | 2385J09G21 | INLET CASING HJ BOLTING | 2688B05105 | NUT | 170 | EA | 5 | Stk. | 4 | 1 |  |  | 170
37A8501-1 | 2385J09G21 | INLET CASING HJ BOLTING | 4193C67011 | WASHER - TYPE 2 | 46 | EA | 11 | Stk. | 4 | 1 |  |  | 46
37A8501-1 | 2385J09G21 | INLET CASING HJ BOLTING | 7938D75057 | BOLT | 177 | EA | 5 | Stk. | 2 | 1 |  |  | 177
37A8501-1 | 2385J09G21 | INLET CASING HJ BOLTING | 7939D99002 | DOWEL - PILLOW | 59 | EA | 8 | Stk. | 4 | 1 |  |  | 59
37A8501-1 | 2385J09G21 | INLET CASING HJ BOLTING | 7880D86007 | SCREW | 7 | EA | 5 | Stk. | 4 | 1 |  |  | 7
37A8501-1 | 2385J09G21 | INLET CASING HJ BOLTING | 4204C25006 | NUT - HEX | 58 | EA | 6 | Stk. | 2 | 1 |  |  | 58
37A8501-1 | 2385J09G21 | INLET CASING HJ BOLTING | 4193C67007 | WASHER - TYPE 2 | 22 | EA | 8 | Stk. | 2 | 1 |  |  | 22
37A8501-1 | 2385J09G21 | INLET CASING HJ BOLTING | 4204C38013 | STUD - DOWEL | 90 | EA | 7 | Stk. | 2 | 1 |  |  | 90
37A8501-1 | 37A8501-1 | THRUST BEARING LOCATOR | 37A8501-1 | THRUST BEARING LOCATOR |  |  |  |  | 1
37A8501-1 | 2385J09G21 | THRUST BEARING HOUSING | 2385J09G21 | THRUST BEARING HOUSING |  |  |  |  | 1
37A8501-1 | 2385J09G21 | THRUST BEARING HOUSING | 7919D40014 | SCREW | 51 | EA | 6 | Stk. | 9 | 3 |  |  | 153
37A8501-1 | 2385J09G21 | THRUST BEARING HOUSING | 4204C25004 | NUT - HEX | 55 | EA | 13 | Stk. | 2 | 1 |  |  | 55
37A8501-1 | 2385J09G21 | THRUST BEARING HOUSING | 4193C67006 | WASHER - TYPE 2 | 19 | EA | 8 | Stk. | 2 | 1 |  |  | 19
37A8501-1 | 2385J09G21 | THRUST BEARING HOUSING | 4199C48018 | DOWEL - TAPER | 82 | EA | 10 | Stk. | 2 | 1 |  |  | 82
37A8501-1 | 2385J09G21 | THRUST BEARING HOUSING | 4193C90408 | NUT - HEX | 69 | EA | 2 | Stk. | 4 | 1 |  |  | 69
37A8501-1 | 2385J09G21 | THRUST BEARING HOUSING | 7938D97029 | BOLT - TAPER | 245 | EA | 5 | Stk. | 2 | 1 |  |  | 245
37A8501-1 | 2385J09G21 | THRUST BEARING HOUSING | 2385J10G01 | THERMOCOUPLE ASSEMBLY | 2899 | EA | 6 | Non Stk. | 1 | 1 |  |  | 2899
37A8501-1 | 2385J09G13 | THRUST BEARING DETAIL | 2385J09G13 | THRUST BEARING DETAIL |  |  |  |  | 1
37A8501-1 | 2385J09G13 | THRUST BEARING DETAIL | 1851J68001 | RING - FILLER | 1350 | EA | 10 | Stk. | 2 | 2 |  |  | 2700
37A8501-1 | 2385J09G13 | THRUST BEARING DETAIL | 7939D95G01 | OIL THRUST BEARING SEAL | 4376 | EA | 8 | Stk. | 1 | 1 |  |  | 4376
37A8501-1 | 2385J09G13 | THRUST BEARING DETAIL | 2687B77001 | SCREW - RETAINING | 43 | EA | 8 | Stk. | 8 | 2 |  |  | 86
37A8501-1 | 2385J09G13 | THRUST BEARING DETAIL | 795J853004 | THERMOCOUPLE ELEMENT W/RECPT | 750 | EA | 1 | Non Stk. | 4 | 4 |  |  | 3000
37A8501-1 | 2385J09G13 | THRUST BEARING SEAL HOUSING | 2385J09G13 | THRUST BEARING SEAL HOUSING |  |  |  |  | 1
37A8501-1 | 2385J09G13 | THRUST BEARING SEAL HOUSING | 7939D94G01 | SEAL - OIL THRUST BEARING | 3633 | EA | 8 | Stk. | 1 | 1 |  |  | 3633
37A8501-1 | 2385J09G13 | THRUST BEARING SEAL HOUSING | 7939D93G01 | SEAL - OIL THRUST BEARING | 4875 | EA | 8 | Stk. | 1 | 1 |  |  | 4875
37A8501-1 | 2385J09G13 | THRUST BEARING SEAL HOUSING | 7939D92G01 | SEAL - OIL THRUST BEARING ASSY | 6226 | EA | 10 | Stk. | 1 | 1 |  |  | 6226
37A8501-1 | 2385J09G13 | THRUST BEARING SEAL HOUSING | 2687B77001 | SCREW - RETAINING | 43 | EA | 8 | Stk. | 8 | 2 |  |  | 86
37A8501-1 | 2385J09G13 | THRUST BEARING SEAL HOUSING | 4211C79022 | SCREW - HEX CAP (ALT) | 34 | EA | 4 | Non Stk. | 28 | 3 |  |  | 102
37A8501-1 | 2385J09G13 | THRUST BEARING SEAL HOUSING | 10730Z20WF | WIRE - LOCKING | 33 | EA | 4 | Non Stk. | 1 | 1 |  |  | 33
37A8501-1 | 2385J09G13 | THRUST BEARING SEAL HOUSING | 4204C58047 | PIN - STRAIGHT | 71 | EA | 10 | Stk. | 1 | 1 |  |  | 71
37A8501-1 | 2385J09G13 | THRUST BEARING SEAL HOUSING | 4211C78014 | SCREW - SOC HD (ALT) | 82 | EA | 8 | Stk. | 2 | 1 |  |  | 82
37A8501-1 | 2385J09G13 | THRUST BEARING SEAL HOUSING | 7919D40011 | NUT - HEX | 58 | EA | 1 | Non Stk. | 2 | 1 |  |  | 58
37A8501-1 | 2385J09G13 | THRUST BEARING SEAL HOUSING | 7935D02008 | DOWEL - TAPER | 63 | EA | 6 | Non Stk. | 2 | 1 |  |  | 63
37A8501-1 | 2385J09G13 | THRUST BEARING SEAL HOUSING | 270A364007 | PLUG - PIPE | 50 | EA | 4 | Non Stk. | 1 | 1 |  |  | 50
37A8501-1 | 2385J09G13 | THRUST BEARING SEAL HOUSING | 7919D39010 | SCREW | 23 | EA | 6 | Stk. | 6 | 2 |  |  | 46
37A8501-1 | PG0031171200 | JOURNAL BEARING DETAIL | PG0031171200 | JOURNAL BEARING DETAIL |  |  |  |  | 1
37A8501-1 | PG0031171200 | JOURNAL BEARING DETAIL | PG0033621600 | SCREW - SHOULDER | 40 | EA | 4 | Stk. | 20 | 2 |  |  | 80
37A8501-1 | PG0031171200 | JOURNAL BEARING DETAIL | PG0033621500 | DOWEL - JOINT | 19 | EA | 4 | Stk. | 2 | 1 |  |  | 19
37A8501-1 | PG0031171200 | JOURNAL BEARING DETAIL | PG0033618300 | PIN - ANTI-ROTATION | 53 | EA | 4 | Stk. | 1 | 1 |  |  | 53
37A8501-1 | PG0031171200 | JOURNAL BEARING DETAIL | PG0033621800 | O-RING - OIL FEED TUBE | 232 | EA | 4 | Non Stk. | 8 | 8 |  |  | 1856
37A8501-1 | PG0031171200 | JOURNAL BEARING DETAIL | PG0033620100 | TUBE - OIL FEED | 129 | EA | 4 | Stk. | 4 | 1 |  |  | 129
37A8501-1 | PG0031171200 | JOURNAL BEARING DETAIL | PG0033622000 | PLUG - THERMOCOUPLE | 56 | EA | 4 | Non Stk. | 2 | 1 |  |  | 56
37A8501-1 | PG0031171200 | JOURNAL BEARING DETAIL | PG0033621700 | PIN - RETAINING PLATE | 43 | EA | 4 | Non Stk. | 1 | 1 |  |  | 43
37A8501-1 | PG0031171200 | JOURNAL BEARING DETAIL | PG0033621400 | BOLT - JOINT | 37 | EA | 5 | Stk. | 4 | 1 |  |  | 37
37A8501-1 | PG0031171200 | JOURNAL BEARING DETAIL | PG0033621900 | SCREW - SOC HD | 19 | EA | 5 | Stk. | 12 | 3 |  |  | 57
37A8501-1 | PG0031171200 | JOURNAL BEARING DETAIL | 2688B33001 | PLUG - THERMOCOUPLE | 267 | EA | 6 | Stk. | 2 | 1 |  |  | 267
37A8501-1 | PG0031171200 | JOURNAL BEARING DETAIL | 10730DX0B9 | WIRE - LOCKING | 56 | RL | 3 | Stk. | 1 | 1 |  |  | 56
37A8501-1 | PG0031171200 | JOURNAL BEARING DETAIL | 1750D13010 | SCREW - SOC HD | 155 | EA | 4 | Non Stk. | 2 | 1 |  |  | 155
37A8501-1 | PG0031171200 | JOURNAL BEARING DETAIL | 2297J76003 | THERMOCOUPLE | 886 | EA | 5 | Stk. | 2 | 1 |  |  | 886
37A8501-1 | PG0031171200 | JOURNAL BEARING DETAIL | 2297J76002 | ELEMENT - T/C | 340 | EA | 5 | Stk. | 2 | 2 |  |  | 680
37A8501-1 | 37A8501-1 | VAR INLET GUIDE VANE LOCATOR | 37A8501-1 | VAR INLET GUIDE VANE LOCATOR |  |  |  |  | 1
37A8501-1 | PG0034166400 | VAR IGV INDICATOR DETAIL | PG0034166400 | VAR IGV INDICATOR DETAIL |  |  |  |  | 1
37A8501-1 | PG0034166400 | VAR IGV INDICATOR DETAIL | 2687B76004 | PIN - STRAIGHT (METRIC) | 96 | EA | 4 | Non Stk. | 1 | 1 |  |  | 96
37A8501-1 | PG0034166400 | VAR IGV INDICATOR DETAIL | 7880D88007 | SCREW | 5 | EA | 5 | Stk. | 8 | 2 |  |  | 10
37A8501-1 | PG0034166400 | VAR IGV INDICATOR DETAIL | 4204C16005 | SCREW | 0.7 | EA | 6 | Stk. | 2 | 1 |  |  | 0.7
37A8501-1 | PG0034166400 | VAR IGV INDICATOR DETAIL | 2727B30001 | PIN - SPRING | 6.5 | EA | 10 | Stk. | 38 | 38 |  |  | 247
37A8501-1 | PG0034166400 | VAR IGV INDICATOR DETAIL | PG0037845200 | BUSHING - FLANGED SPECIAL | 1785 | EA | 4 | Stk. | 76 | 8 |  |  | 14280
37A8501-1 | PG0034166400 | VAR IGV INDICATOR DETAIL | 1851J59004 | INDICATOR | 675 | EA | 6 | Non Stk. | 1 | 1 |  |  | 675
37A8501-1 | PG0034166400 | VAR IGV INDICATOR DETAIL | 2358J01001 | LINK - BALL ENDED SHORT | 2027 | EA | 6 | Non Stk. | 35 | 4 |  |  | 8108
37A8501-1 | PG0034166400 | VAR IGV INDICATOR DETAIL | 2357J99001 | LINK - BALL ENDED LONG | 4063 | EA | 6 | Non Stk. | 3 | 1 |  |  | 4063
37A8501-1 | PG0034166400 | VAR IGV INDICATOR DETAIL | 1851J59005 | LINK - SHORT | 585 | EA | 6 | Non Stk. | 34 | 4 |  |  | 2340
37A8501-1 | PG0034166400 | VAR IGV INDICATOR DETAIL | 9D10015002 | LINK - LONG | 675 | EA | 6 | Non Stk. | 3 | 1 |  |  | 675
37A8501-1 | PG0034166400 | VAR IGV INDICATOR DETAIL | PG0032414100 | SCREW - HEX HD | 54 | EA | 10 | Non Stk. | 4 | 1 |  |  | 54
37A8501-1 | PG0034166400 | VAR IGV INDICATOR DETAIL | PB0000010681 | NUT - HEX | 6 | EA | 12 | Stk. | 4 | 1 |  |  | 6
37A8501-1 | PG0034166400 | VAR IGV INDICATOR DETAIL | PG0033821900 | DISK | 30 | EA | 6 | Non Stk. | 4 | 1 |  |  | 30
37A8501-1 | PG0034166400 | VAR IGV INDICATOR DETAIL | PB0000001446 | DISK COUPLE | 4 | EA | 10 | Stk. | 4 | 1 |  |  | 4
37A8501-1 | PG0034166400 | VAR IGV INDICATOR DETAIL | PG0034003600 | FASTENER - ECCENTRIC W/ SCREW | 227 | EA | 6 | Non Stk. | 6 | 2 |  |  | 454
37A8501-1 | PG0034166400 | VAR IGV INDICATOR DETAIL | PG0034003900 | ROD - SUPPORT | 228 | EA | 8 | Non Stk. | 1 | 1 |  |  | 228
37A8501-1 | PG0034166400 | VAR IGV INDICATOR DETAIL | PG0034003500 | COUPLING - BELLOW | 72 | EA | 19 | Non Stk. | 1 | 1 |  |  | 72
37A8501-1 | PG0034166400 | VAR IGV INDICATOR DETAIL | PG0033998000 | ROD - SUPPORT | 345 | EA | 8 | Non Stk. | 1 | 1 |  |  | 345
37A8501-1 | PG0034166400 | VAR IGV INDICATOR DETAIL | PW7880D88007 | SCREW | 5 | EA | 1 | Non Stk. | 4 | 1 |  |  | 5
37A8501-1 | PG0034166400 | VAR INLET GUIDE VANE DETAIL | PG0034166400 | VAR INLET GUIDE VANE DETAIL |  |  |  |  | 1
37A8501-1 | PG0034166400 | VAR INLET GUIDE VANE DETAIL | 4211C59001 | SPRING - COMPRESSION | 207 | EA | 10 | Stk. | 38 | 10 |  |  | 2070
37A8501-1 | PG0034166400 | VAR INLET GUIDE VANE DETAIL | 202T951001 | BEARING - VANE | 61 | EA | 8 | Stk. | 38 | 10 |  |  | 610
37A8501-1 | PG0034166400 | VAR INLET GUIDE VANE DETAIL | 270A522226 | O-RING | 3.4 | EA | 4 | Stk. | 38 | 38 |  |  | 129.2
37A8501-1 | PG0034166400 | VAR INLET GUIDE VANE DETAIL | 4324C02001 | BEARING - FLANGE | 1527 | EA | 12 | Stk. | 76 | 19 |  |  | 29013
37A8501-1 | PG0034166400 | VAR INLET GUIDE VANE DETAIL | 270A522227 | O-RING | 3.3 | EA | 4 | Stk. | 38 | 38 |  |  | 125.4
37A8501-1 | PG0034166400 | VAR INLET GUIDE VANE DETAIL | 270A522428 | O-RING | 13 | EA | 4 | Stk. | 38 | 38 |  |  | 494
37A8501-1 | PG0034166400 | VAR IGV PSNR & MTG DETAIL | PG0034166400 | VAR IGV PSNR & MTG DETAIL |  |  |  |  | 1
37A8501-1 | PG0034166400 | VAR IGV PSNR & MTG DETAIL | 4202C56014 | PIN - STRAIGHT | 54 | EA | 9 | Stk. | 4 | 1 |  |  | 54
37A8501-1 | PG0034166400 | VAR IGV PSNR & MTG DETAIL | 7939D27009 | SCREW | 288 | EA | 7 | Stk. | 3 | 1 |  |  | 288
37A8501-1 | PG0034166400 | VAR IGV PSNR & MTG DETAIL | 4211C69024 | SCREW | 55 | EA | 7 | Stk. | 2 | 1 |  |  | 55
37A8501-1 | PG0034166400 | VAR IGV PSNR & MTG DETAIL | 4205C32013 | WASHER - LOCK | 37 | EA | 6 | Stk. | 2 | 2 |  |  | 74
37A8501-1 | PG0034166600 | VAR IGV ACTUATING RING DET | PG0034166600 | VAR IGV ACTUATING RING DET |  |  |  |  | 1
37A8501-1 | PG0034166600 | VAR IGV ACTUATING RING DET | 1831B88011 | PIN - SPLIT | 4 | EA | 5 | Stk. | 9 | 1 |  |  | 4
37A8501-1 | PG0034166600 | VAR IGV ACTUATING RING DET | 4329C66001 | BOLT - SPECIAL (METRIC) | 713 | EA | 5 | Non Stk. | 9 | 3 |  |  | 2139
37A8501-1 | PG0034166600 | VAR IGV ACTUATING RING DET | PG0037845300 | ROLLER - ACTUATING RING | 613 | EA | 10 | Non Stk. | 9 | 1 |  |  | 613
37A8501-1 | PG0034166600 | VAR IGV ACTUATING RING DET | 2687B71003 | WASHER - ROLLER | 28 | EA | 7 | Stk. | 9 | 3 |  |  | 84
37A8501-1 | PG0034166600 | VAR IGV ACTUATING RING DET | 4199C99013 | NUT - HEX | 1.7 | EA | 5 | Stk. | 9 | 3 |  |  | 5.1
37A8501-1 | PG0034166600 | VAR IGV ACTUATING RING DET | 2688B09001 | BOLT | 26 | EA | 6 | Stk. | 9 | 3 |  |  | 78
37A8501-1 | PG0034166600 | VAR IGV ACTUATING RING DET | 2687B71001 | WASHER - ROLLER | 74 | EA | 10 | Stk. | 9 | 3 |  |  | 222
37A8501-1 | PG0034166600 | VAR IGV ACTUATING RING DET | 2687B72001 | WASHER | 85 | EA | 10 | Stk. | 9 | 3 |  |  | 255
37A8501-1 | PG0034166600 | VAR IGV ACTUATING RING DET | 4204C72010 | NUT - SLOTTED | 45 | EA | 7 | Stk. | 9 | 3 |  |  | 135
37A8501-1 | PG0034166600 | VAR IGV ACTUATING RING DET | 2688B07003 | NUT - RING SUPPORT | 127 | EA | 7 | Non Stk. | 4 | 1 |  |  | 127
37A8501-1 | PG0034166600 | VAR IGV ACTUATING RING DET | 2688B07004 | BOLT - RING SUPPORT | 197 | EA | 7 | Non Stk. | 4 | 1 |  |  | 197
37A8501-1 | PG0034166600 | VAR IGV ACTUATING RING DET | 3004B11001 | NUT - COUPLING | 99 | EA | 67 | Stk. | 8 | 2 |  |  | 198
37A8501-1 | PG0034166600 | VAR IGV ACTUATING RING DET | 237T014001 | BOLT - DOWEL | 67 | EA | 7 | Stk. | 4 | 1 |  |  | 67
37A8501-1 | 37A8501-1 | CPRSR & CPRSR COMB LOCATOR | 37A8501-1 | CPRSR & CPRSR COMB LOCATOR |  |  |  |  | 1
37A8501-1 | 37A8501-1 | COMPRESSOR CYLINDER LOCATOR | 37A8501-1 | COMPRESSOR CYLINDER LOCATOR |  |  |  |  | 1
37A8501-1 | PG0031649101 | COMPRESSOR CYLINDER DETAIL | PG0031649101 | COMPRESSOR CYLINDER DETAIL |  |  |  |  | 1
37A8501-1 | PG0031649101 | COMPRESSOR CYLINDER DETAIL | 4203C96029 | PIN - TAPER | 133 | EA | 5 | Non Stk. | 16 | 4 |  |  | 532
37A8501-1 | PG0031649101 | COMPRESSOR CYLINDER DETAIL | 2385J13032 | SCREW - HEX HD | 36 | EA | 10 | Non Stk. | 12 | 3 |  |  | 108
37A8501-1 | PG0031649101 | COMPRESSOR CYLINDER DETAIL | 4205C31012 | WASHER - FLAT | 71 | EA | 8 | Stk. | 28 | 7 |  |  | 497
37A8501-1 | PG0031649101 | COMPRESSOR CYLINDER DETAIL | 2385J13031 | NUT - HEX | 8 | EA | 10 | Non Stk. | 12 | 3 |  |  | 24
37A8501-1 | PG0031649101 | COMPRESSOR CYLINDER DETAIL | 7919D41022 | SCREW | 470 | EA | 3 | Non Stk. | 4 | 1 |  |  | 470
37A8501-1 | PG0031649101 | COMPRESSOR CYLINDER DETAIL | 2385J13029 | NUT - HEX | 13680 | EA | 10 | Non Stk. | 10 | 3 |  |  | 41040
37A8501-1 | PG0031649101 | COMPRESSOR CYLINDER DETAIL | 2385J13028 | NORDLOCK | 521 | EA | 3 | Non Stk. | 16 | 16 |  |  | 8336
37A8501-1 | PG0031649101 | COMPRESSOR CYLINDER DETAIL | 2385J13027 | SCREW - HEX | 15105 | EA | 10 | Non Stk. | 6 | 2 |  |  | 30210
37A8501-1 | PG0031649101 | COMPRESSOR CYLINDER DETAIL | 4675A15001 | PIN - PARALLEL | 150 | EA | 10 | Non Stk. | 2 | 1 |  |  | 150
37A8501-1 | PG0031649101 | COMPRESSOR CYLINDER DETAIL | PG0035121500 | BOLT - ALTERATION | 3688 | EA | 6 | Non Stk. | 2 | 1 |  |  | 3688
37A8501-1 | PG0031649101 | COMPRESSOR CYLINDER DETAIL | 2385J13026 | SUPERBOLT SB | 1401 | EA | 5 | Non Stk. | 4 | 1 |  |  | 1401
37A8501-1 | PG0031649003 | CPRSR CYL DIAPHRAGM DETAIL | PG0031649003 | CPRSR CYL DIAPHRAGM DETAIL |  |  |  |  | 1
37A8501-1 | PG0031649003 | CPRSR CYL DIAPHRAGM DETAIL | 8154D30001 | PLUG | 28 | EA | 6 | Stk. | 12 | 3 |  |  | 84
37A8501-1 | PG0031649003 | CPRSR CYL DIAPHRAGM DETAIL | 8154D30004 | GASKET | 14 | EA | 4 | Non Stk. | 8 | 8 |  |  | 112
37A8501-1 | PG0031649003 | CPRSR CYL DIAPHRAGM DETAIL | 8154D30003 | GASKET | 12 | EA | 4 | Stk. | 8 | 8 |  |  | 96
37A8501-1 | PG0031649003 | CPRSR CYL DIAPHRAGM DETAIL | 8154D30002 | PLUG | 53 | EA | 6 | Stk. | 8 | 8 |  |  | 424
37A8501-1 | PG0031649003 | CPRSR CYL DIAPHRAGM DETAIL | 2385J13033 | SEALING | 157 | EA | 7 | Non Stk. | 30 | 8 |  |  | 1256
37A8501-1 | PG0031649003 | CPRSR CYL DIAPHRAGM DETAIL | 2385J13034 | SCREW - HEX HD PLUGS | 298 | EA | 7 | Non Stk. | 30 | 8 |  |  | 2384
37A8501-1 | PG0031649003 | CPRSR CYL DIAPHRAGM DETAIL | 2385J13035 | SCREW - SET | 4 | EA | 10 | Non Stk. | 30 | 8 |  |  | 32
37A8501-1 | PG0031649003 | CPRSR CYL DIAPHRAGM DETAIL | 2759B19001 | PIN-FIXING | 117 | EA | 10 | Non Stk. | 6 | 1 |  |  | 117
37A8501-1 | PG0031649003 | CPRSR CYL DIAPHRAGM DETAIL | 2759B19002 | PIN - FIXING | 164 | EA | 10 | Non Stk. | 6 | 1 |  |  | 164
37A8501-1 | PG0031649003 | CPRSR CYL DIAPHRAGM DETAIL | 2759B19003 | PIN - FIXING | 164 | EA | 10 | Non Stk. | 6 | 1 |  |  | 164
37A8501-1 | PG0031649003 | CPRSR CYL DIAPHRAGM DETAIL | 2759B19004 | PIN - FIXING | 168 | EA | 10 | Non Stk. | 6 | 1 |  |  | 168
37A8501-1 | PG0031649003 | CPRSR CYL DIAPHRAGM DETAIL | 2759B19005 | PIN - FIXING | 159 | EA | 10 | Non Stk. | 6 | 1 |  |  | 159
37A8501-1 | PG0031649003 | CPRSR CYL DIAPHRAGM DETAIL | PB0000000011 | SEAL RING | 1 | EA | 10 | Stk. | 4 | 1 |  |  | 1
37A8501-1 | PG0031649003 | CPRSR CYL DIAPHRAGM DETAIL | PB0000024373 | CONNECTION | 1230 | EA | 20 | Stk. | 2 | 1 |  |  | 1230
37A8501-1 | PG0031649003 | CPRSR CYL DIAPHRAGM DETAIL | PB0000000010 | PLUG - SCREW | 25 | EA | 10 | Stk. | 2 | 2 |  |  | 50
37A8501-1 | PG0031649201 | CPRSR CYLINDER HJ BOLTING | PG0031649201 | CPRSR CYLINDER HJ BOLTING |  |  |  |  | 1
37A8501-1 | PG0031649201 | CPRSR CYLINDER HJ BOLTING | 2759B14001 | STUD BOLT | 386 | EA | 10 | Non Stk. | 12 | 3 |  |  | 1158
37A8501-1 | PG0031649201 | CPRSR CYLINDER HJ BOLTING | 2759B14002 | STUD BOLT | 349 | EA | 10 | Non Stk. | 32 | 8 |  |  | 2792
37A8501-1 | PG0031649201 | CPRSR CYLINDER HJ BOLTING | 2385J13024 | NUT - ROUND | 250 | EA | 7 | Non Stk. | 32 | 8 |  |  | 2000
37A8501-1 | PG0031649201 | CPRSR CYLINDER HJ BOLTING | 2759B23001 | NUT - ROUND | 532 | EA | 10 | Non Stk. | 12 | 3 |  |  | 1596
37A8501-1 | PG0031649201 | CPRSR CYLINDER HJ BOLTING | 2759B26001 | CAP - PROTECTING | 113 | EA | 6 | Non Stk. | 12 | 2 |  |  | 226
37A8501-1 | PG0031649201 | CPRSR CYLINDER HJ BOLTING | 2759B26002 | CAP - PROTECTING | 108 | EA | 6 | Non Stk. | 32 | 4 |  |  | 432
37A8501-1 | PG0031649201 | CPRSR CYLINDER HJ BOLTING | 2385J13072 | SCREW - HEX | 58 | EA | 4 | Non Stk. | 44 | 11 |  |  | 638
37A8501-1 | PG0031649201 | CPRSR CYLINDER HJ BOLTING | PG0030708000 | NORDLOCK | 10 | EA | 3 | Non Stk. | 44 | 44 |  |  | 440
37A8501-1 | PG0031649201 | CPRSR CYLINDER HJ BOLTING | 2385J13022 | PIN - TAPER | 565 | EA | 10 | Non Stk. | 6 | 2 |  |  | 1130
37A8501-1 | PG0030669801 | VARIABLE CPRSR VANE ROW 1 | PG0030669801 | VARIABLE CPRSR VANE ROW 1 |  |  |  |  | 1
37A8501-1 | PG0030669801 | VARIABLE CPRSR VANE ROW 1 | 2759B16001 | BOLT | 330 | EA | 6 | Stk. | 68 | 17 |  |  | 5610
37A8501-1 | PG0030669801 | VARIABLE CPRSR VANE ROW 1 | PB0000276872 | JOINT HEAD | 162 | EA | 28 | Stk. | 34 | 4 |  |  | 648
37A8501-1 | PG0030669801 | VARIABLE CPRSR VANE ROW 1 | PB0000012553 | NUT - HEXAGON | 6 | EA | 14 | Stk. | 68 | 17 |  |  | 102
37A8501-1 | PG0030669801 | VARIABLE CPRSR VANE ROW 1 | PB0000001002 | NUT - HEXAGON | 1 | EA | 19 | Stk. | 34 | 9 |  |  | 9
37A8501-1 | PG0030669801 | VARIABLE CPRSR VANE ROW 1 | PB0000001663 | NUT - HEXAGON | 4 | EA | 10 | Stk. | 34 | 9 |  |  | 36
37A8501-1 | PG0030669801 | VARIABLE CPRSR VANE ROW 1 | PG0035410100 | WASHER - LOCK | 19 | EA | 7 | Non Stk. | 68 | 68 |  |  | 1292
37A8501-1 | PG0030669801 | VARIABLE CPRSR VANE ROW 1 | PG0030707700 | SCREW - HEXAGON | 0.5 | EA | 3 | Non Stk. | 68 | 17 |  |  | 8.5
37A8501-1 | PG0030669801 | VARIABLE CPRSR VANE ROW 1 | PG0030708000 | WASHER - NORDLOCK | 10 | EA | 3 | Non Stk. | 68 | 68 |  |  | 680
37A8501-1 | PG0030669801 | VARIABLE CPRSR VANE ROW 1 | PB0000000420 | SCREW - SOC HD | 1 | EA | 11 | Stk. | 68 | 17 |  |  | 17
37A8501-1 | PG0030669801 | VARIABLE CPRSR VANE ROW 1 | PB0000276873 | JOINT HEAD | 162 | EA | 28 | Stk. | 34 | 4 |  |  | 648
37A8501-1 | PG0030669801 | VARIABLE CPRSR VANE ROW 1 | PB0000045514 | NUT - SPANNER | 9 | EA | 24 | Stk. | 34 | 9 |  |  | 81
37A8501-1 | PG0030669801 | VARIABLE CPRSR VANE ROW 1 | 4198C52012 | BOLT | 198 | EA | 7 | Stk. | 32 | 8 |  |  | 1584
37A8501-1 | PG0030669801 | VARIABLE CPRSR VANE ROW 1 | PG0031420100 | WASHER - NORDLOCK | 87 | EA | 3 | Stk. | 36 | 36 |  |  | 3132
37A8501-1 | PG0030669801 | VARIABLE CPRSR VANE ROW 1 | PG0030708900 | BUSHING - OUTER CASING | 943 | EA | 25 | Stk. | 32 | 4 |  |  | 3772
37A8501-1 | PG0030669801 | VARIABLE CPRSR VANE ROW 1 | PB0000274095 | CUP SPRING | 11 | EA | 4 | Stk. | 392 | 40 |  |  | 440
37A8501-1 | PG0030669801 | VARIABLE CPRSR VANE ROW 1 | PG0033382900 | SLEEVE | 180 | EA | 12 | Stk. | 8 | 1 |  |  | 180
37A8501-1 | PG0030669801 | VARIABLE CPRSR VANE ROW 1 | PG0030672401 | ROLLER ASSEMBLY | 4988 | EA | 16 | Stk. | 8 | 1 |  |  | 4988
37A8501-1 | PG0030669401 | VARIABLE CPRSR VANE ROW 2 | PG0030669401 | VARIABLE CPRSR VANE ROW 2 |  |  |  |  | 1
37A8501-1 | PG0030669401 | VARIABLE CPRSR VANE ROW 2 | 2759B16001 | BOLT | 330 | EA | 6 | Stk. | 88 | 22 |  |  | 7260
37A8501-1 | PG0030669401 | VARIABLE CPRSR VANE ROW 2 | PB0000276872 | JOINT HEAD | 162 | EA | 28 | Stk. | 44 | 5 |  |  | 810
37A8501-1 | PG0030669401 | VARIABLE CPRSR VANE ROW 2 | PB0000012553 | NUT - HEXAGON | 6 | EA | 14 | Stk. | 88 | 22 |  |  | 132
37A8501-1 | PG0030669401 | VARIABLE CPRSR VANE ROW 2 | PB0000001002 | NUT - HEXAGON | 1 | EA | 19 | Stk. | 44 | 11 |  |  | 11
37A8501-1 | PG0030669401 | VARIABLE CPRSR VANE ROW 2 | PB0000001663 | NUT - HEXAGON | 4 | EA | 10 | Stk. | 44 | 11 |  |  | 44
37A8501-1 | PG0030669401 | VARIABLE CPRSR VANE ROW 2 | PG0035410100 | WASHER - LOCK | 19 | EA | 7 | Non Stk. | 88 | 88 |  |  | 1672
37A8501-1 | PG0030669401 | VARIABLE CPRSR VANE ROW 2 | PG0030707700 | SCREW - HEXAGON | 0.5 | EA | 3 | Non Stk. | 88 | 22 |  |  | 11
37A8501-1 | PG0030669401 | VARIABLE CPRSR VANE ROW 2 | PG0030708000 | WASHER - NORDLOCK | 10 | EA | 3 | Non Stk. | 88 | 88 |  |  | 880
37A8501-1 | PG0030669401 | VARIABLE CPRSR VANE ROW 2 | PB0000000420 | SCREW - SOC HD | 1 | EA | 11 | Stk. | 88 | 22 |  |  | 22
37A8501-1 | PG0030669401 | VARIABLE CPRSR VANE ROW 2 | PB0000276873 | JOINT HEAD | 162 | EA | 28 | Stk. | 44 | 5 |  |  | 810
37A8501-1 | PG0030669401 | VARIABLE CPRSR VANE ROW 2 | PB0000045514 | NUT - SPANNER | 9 | EA | 24 | Stk. | 44 | 11 |  |  | 99
37A8501-1 | PG0030669401 | VARIABLE CPRSR VANE ROW 2 | 4198C52012 | BOLT | 198 | EA | 7 | Stk. | 32 | 8 |  |  | 1584
37A8501-1 | PG0030669401 | VARIABLE CPRSR VANE ROW 2 | PG0031420100 | WASHER - NORDLOCK | 87 | EA | 3 | Stk. | 36 | 36 |  |  | 3132
37A8501-1 | PG0030669401 | VARIABLE CPRSR VANE ROW 2 | PG0030708900 | BUSHING - OUTER CASING | 943 | EA | 25 | Stk. | 32 | 4 |  |  | 3772
37A8501-1 | PG0030669401 | VARIABLE CPRSR VANE ROW 2 | PB0000274095 | CUP SPRING | 11 | EA | 4 | Stk. | 392 | 98 |  |  | 1078
37A8501-1 | PG0030669401 | VARIABLE CPRSR VANE ROW 2 | PG0033382900 | SLEEVE | 180 | EA | 12 | Stk. | 8 | 1 |  |  | 180
37A8501-1 | PG0030669401 | VARIABLE CPRSR VANE ROW 2 | PG0030672401 | ROLLER ASSEMBLY | 4988 | EA | 16 | Stk. | 8 | 1 |  |  | 4988
37A8501-1 | PG0030669501 | VARIABLE CPRSR VANE ROW 3 | PG0030669501 | VARIABLE CPRSR VANE ROW 3 |  |  |  |  | 1
37A8501-1 | PG0030669501 | VARIABLE CPRSR VANE ROW 3 | 2759B16001 | BOLT | 330 | EA | 6 | Stk. | 92 | 23 |  |  | 7590
37A8501-1 | PG0030669501 | VARIABLE CPRSR VANE ROW 3 | PB0000276872 | JOINT HEAD | 162 | EA | 28 | Stk. | 46 | 5 |  |  | 810
37A8501-1 | PG0030669501 | VARIABLE CPRSR VANE ROW 3 | PB0000012553 | NUT - HEXAGON | 6 | EA | 14 | Stk. | 92 | 23 |  |  | 138
37A8501-1 | PG0030669501 | VARIABLE CPRSR VANE ROW 3 | PB0000001002 | NUT - HEXAGON | 1 | EA | 19 | Stk. | 46 | 12 |  |  | 12
37A8501-1 | PG0030669501 | VARIABLE CPRSR VANE ROW 3 | PB0000001663 | NUT - HEXAGON | 4 | EA | 10 | Stk. | 46 | 12 |  |  | 48
37A8501-1 | PG0030669501 | VARIABLE CPRSR VANE ROW 3 | PG0035410100 | WASHER - LOCK | 19 | EA | 7 | Non Stk. | 92 | 92 |  |  | 1748
37A8501-1 | PG0030669501 | VARIABLE CPRSR VANE ROW 3 | PG0030707700 | SCREW - HEXAGON | 0.5 | EA | 3 | Non Stk. | 92 | 23 |  |  | 11.5
37A8501-1 | PG0030669501 | VARIABLE CPRSR VANE ROW 3 | PG0030708000 | WASHER - NORDLOCK | 10 | EA | 3 | Non Stk. | 92 | 92 |  |  | 920
37A8501-1 | PG0030669501 | VARIABLE CPRSR VANE ROW 3 | PB0000000420 | SCREW - SOC HD | 1 | EA | 11 | Stk. | 92 | 23 |  |  | 23
37A8501-1 | PG0030669501 | VARIABLE CPRSR VANE ROW 3 | PB0000276873 | JOINT HEAD | 162 | EA | 28 | Stk. | 46 | 5 |  |  | 810
37A8501-1 | PG0030669501 | VARIABLE CPRSR VANE ROW 3 | PB0000045514 | NUT - SPANNER | 9 | EA | 24 | Stk. | 46 | 12 |  |  | 108
37A8501-1 | PG0030669501 | VARIABLE CPRSR VANE ROW 3 | 4198C52012 | BOLT | 198 | EA | 7 | Stk. | 32 | 8 |  |  | 1584
37A8501-1 | PG0030669501 | VARIABLE CPRSR VANE ROW 3 | PG0031420100 | WASHER - NORDLOCK | 87 | EA | 3 | Stk. | 92 | 92 |  |  | 8004
37A8501-1 | PG0030669501 | VARIABLE CPRSR VANE ROW 3 | PG0030708900 | BUSHING - OUTER CASING | 943 | EA | 25 | Stk. | 32 | 4 |  |  | 3772
37A8501-1 | PG0030669501 | VARIABLE CPRSR VANE ROW 3 | PB0000274095 | CUP SPRING | 11 | EA | 4 | Stk. | 392 | 98 |  |  | 1078
37A8501-1 | PG0030669501 | VARIABLE CPRSR VANE ROW 3 | PG0033382900 | SLEEVE | 180 | EA | 12 | Stk. | 8 | 1 |  |  | 180
37A8501-1 | PG0030669501 | VARIABLE CPRSR VANE ROW 3 | PG0030672401 | ROLLER ASSEMBLY | 4988 | EA | 16 | Stk. | 8 | 1 |  |  | 4988
37A8501-1 | 37A8501-1 | CPRSR COMB CYLINDER LOCATOR | 37A8501-1 | CPRSR COMB CYLINDER LOCATOR |  |  |  |  | 1
37A8501-1 | 9D16005G01 | CPRSR COMB CYL DETAIL (SH1) | 9D16005G01 | CPRSR COMB CYL DETAIL (SH1) |  |  |  |  | 1
37A8501-1 | 9D16005G01 | CPRSR COMB CYL DETAIL (SH1) | 9D11471001 | SCREW - RETAINING | 450 | EA | 6 | Stk. | 12 | 3 |  |  | 1350
37A8501-1 | 9D16005G01 | CPRSR COMB CYL DETAIL (SH1) | 4202C95005 | SCREW | 234 | EA | 6 | Stk. | 12 | 3 |  |  | 702
37A8501-1 | 9D16005G01 | CPRSR COMB CYL DETAIL (SH1) | 9D16009001 | SCREW - HEAD HEX | 170 | EA | 6 | Stk. | 48 | 12 |  |  | 2040
37A8501-1 | 9D16005G01 | CPRSR COMB CYL DETAIL (SH1) | 8154D30001 | PLUG | 28 | EA | 6 | Stk. | 12 | 2 |  |  | 56
37A8501-1 | 9D16005G01 | CPRSR COMB CYL DETAIL (SH1) | 9D16001001 | PIN | 594 | EA | 8 | Non Stk. | 48 | 5 |  |  | 2970
37A8501-1 | 9D16005G01 | CPRSR COMB CYL DETAIL (SH1) | 2727B89006 | WIRE - LOCKING | 455 | EA | 5 | Stk. | 1 | 1 |  |  | 455
37A8501-1 | 2385J08G01 | CPRSR COMB CYL DETAIL (SH2) | 2385J08G01 | CPRSR COMB CYL DETAIL (SH2) |  |  |  |  | 1
37A8501-1 | 2385J08G01 | CPRSR COMB CYL DETAIL (SH2) | 4193C89052 | NUT - HEX | 44 | EA | 6 | Stk. | 8 | 2 |  |  | 88
37A8501-1 | 2385J08G01 | CPRSR COMB CYL DETAIL (SH2) | 4205C34010 | WASHER - LOCK | 5 | EA | 3 | Stk. | 16 | 16 |  |  | 80
37A8501-1 | 2385J08G01 | CPRSR COMB CYL DETAIL (SH2) | 4198C44012 | BOLT | 33 | EA | 6 | Stk. | 8 | 2 |  |  | 66
37A8501-1 | 2385J08G01 | CPRSR COMB CYL DETAIL (SH2) | 2688B57001 | SPACER | 162 | EA | 7 | Stk. | 1 | 1 |  |  | 162
37A8501-1 | 2385J08G01 | CPRSR COMB CYL DETAIL (SH2) | 7939D27003 | SCREW | 15 | EA | 10 | Stk. | 96 | 96 | 1440 | 1440 | 1440
37A8501-1 | 2385J08G01 | CPRSR COMB CYL DETAIL (SH2) | 2688B32001 | NUT - LOCK (METRIC) | 22 | EA | 41 | Stk. | 96 | 24 | 528 | 528 | 528
37A8501-1 | 2385J08G01 | CPRSR COMB CYL DETAIL (SH2) | 10730Z20B9 | WIRE - LOCKING | 145 | EA | 3 | Non Stk. | 1 | 1 |  |  | 145
37A8501-1 | 2385J08G01 | CPRSR COMB CYL DETAIL (SH2) | 4211C78016 | SCREW - SOC HD (ALT) | 15 | EA | 7 | Stk. | 48 | 12 |  |  | 180
37A8501-1 | 2385J08G01 | CPRSR COMB CYL DETAIL (SH2) | 4211C64002 | PIN - TORQUE | 189 | EA | 6 | Stk. | 8 | 2 |  |  | 378
37A8501-1 | 2385J08G01 | CPRSR COMB CYL DETAIL (SH2) | 2688B53001 | PLATE - COVER | 190 | EA | 7 | Stk. | 12 | 2 |  |  | 380
37A8501-1 | 2385J08G01 | CPRSR COMB CYL DETAIL (SH2) | 625C145002 | CAP - CYLINDER | 47 | EA | 8 | Stk. | 2 | 2 | 94 | 94 | 94
37A8501-1 | 2385J08G01 | CPRSR COMB CYL DETAIL (SH2) | PG0032009500 | WASHER | 63 | EA | 4 | Non Stk. | 2 | 1 | 63 | 63 | 63
37A8501-1 | 2385J08G01 | CPRSR COMB CYL DETAIL (SH2) | 389A581001 | SPRING - COMPRESSION | 189 | EA | 8 | Stk. | 2 | 2 | 378 | 378 | 378
37A8501-1 | 2385J08G01 | CPRSR COMB CYL DETAIL (SH2) | 7940D52001 | PISTON - IGNITER | 1085 | EA | 15 | Stk. | 2 | 2 | 2170 | 2170 | 2170
37A8501-1 | 2385J08G01 | CPRSR COMB CYL DETAIL (SH2) | 7919D70007 | SCREW | 11 | EA | 6 | Stk. | 8 | 2 | 22 | 22 | 22
37A8501-1 | 2385J08G01 | CPRSR COMB CYL DETAIL (SH2) | 897C266001 | GASKET - IGNITER | 11 | EA | 6 | Stk. | 2 | 2 | 22 | 22 | 22
37A8501-1 | 2385J08G01 | CPRSR COMB CYL DETAIL (SH2) | 8154D30002 | PLUG | 53 | EA | 6 | Stk. | 8 | 1 |  |  | 53
37A8501-1 | 2385J08G01 | CPRSR COMB CYL DETAIL (SH2) | 8154D30003 | GASKET | 12 | EA | 4 | Stk. | 8 | 8 |  |  | 96
37A8501-1 | PG0033698800 | CPRSR COMB VJ BOLTING | PG0033698800 | CPRSR COMB VJ BOLTING |  |  |  |  | 1
37A8501-1 | PG0033698800 | CPRSR COMB VJ BOLTING | PG0031190100 | HEXAGON BOLT | 645 | EA | 10 | Stk. | 66 | 17 |  |  | 10965
37A8501-1 | PG0033698800 | CPRSR COMB VJ BOLTING | PG0031190200 | HEXAGON BOLT | 645 | EA | 10 | Stk. | 6 | 2 |  |  | 1290
37A8501-1 | PG0033698800 | CPRSR COMB VJ BOLTING | PG0031190000 | HEXAGON BOLT | 645 | EA | 10 | Stk. | 12 | 3 |  |  | 1935
37A8501-1 | PG0033698800 | CPRSR COMB VJ BOLTING | 8081D20002 | SPACER | 69 | EA | 9 | Stk. | 8 | 2 |  | 138 | 138
37A8501-1 | PG0033698800 | CPRSR COMB VJ BOLTING | 8081D19003 | NUT | 316 | EA | 8 | Stk. | 8 | 2 |  | 632 | 632
37A8501-1 | PG0033698800 | CPRSR COMB VJ BOLTING | 8080D62013 | STUD | 374 | EA | 8 | Stk. | 56 | 14 |  | 5236 | 5236
37A8501-1 | PG0033698800 | CPRSR COMB VJ BOLTING | 8080D61001 | SPACER | 237 | EA | 9 | Stk. | 16 | 4 |  | 948 | 948
37A8501-1 | PG0033698800 | CPRSR COMB VJ BOLTING | 8080D60005 | NUT - SPECIAL | 257 | EA | 10 | Stk. | 16 | 4 |  | 1028 | 1028
37A8501-1 | PG0033698800 | CPRSR COMB VJ BOLTING | 8081D18012 | STUD | 413 | EA | 8 | Stk. | 8 | 2 |  | 826 | 826
37A8501-1 | PG0033698800 | CPRSR COMB VJ BOLTING | 1750D52092 | SCREW - SOC HD | 454 | EA | 8 | Stk. | 8 | 2 |  | 908 | 908
37A8501-1 | PG0033698800 | CPRSR COMB VJ BOLTING | 7939D38136 | SCREW - SOC HD | 462 | EA | 7 | Stk. | 13 | 4 |  | 1848 | 1848
37A8501-1 | PG0033698800 | CPRSR COMB VJ BOLTING | 2347C77035 | NUT - EXTENSION | 74 | EA | 6 | Stk. | 26 | 7 |  | 518 | 518
37A8501-1 | PG0033698800 | CPRSR COMB VJ BOLTING | 363B412013 | WASHER - NITRIDED | 16 | EA | 8 | Stk. | 52 | 13 |  | 208 | 208
37A8501-1 | PG0033698800 | CPRSR COMB VJ BOLTING | 3004B05005 | SCREW - CLOSING | 18 | EA | 7 | Stk. | 26 | 3 |  | 54 | 54
37A8501-1 | PG0033698800 | CPRSR COMB VJ BOLTING | 7939D38152 | SCREW - SOC HD | 467 | EA | 7 | Stk. | 9 | 3 |  | 1401 | 1401
37A8501-1 | PG0033698800 | CPRSR COMB VJ BOLTING | 8080D62014 | STUD | 367 | EA | 8 | Stk. | 24 | 6 |  | 2202 | 2202
37A8501-1 | PG0033698800 | CPRSR COMB VJ BOLTING | 8080D61005 | SPACER | 49 | EA | 9 | Stk. | 144 | 36 |  | 1764 | 1764
37A8501-1 | PG0033698800 | CPRSR COMB VJ BOLTING | 8080D60001 | NUT - SPECIAL | 135 | EA | 2 | Stk. | 144 | 36 |  | 4860 | 4860
37A8501-1 | PG0033698800 | CPRSR COMB VJ BOLTING | 7939D38144 | SCREW - CAP | 486 | EA | 7 | Stk. | 9 | 3 |  | 1458 | 1458
37A8501-1 | 2385J08G22 | CPRSR COMB HJ BOLTING (SH1) | 2385J08G22 | CPRSR COMB HJ BOLTING (SH1) |  |  |  |  | 1
37A8501-1 | 2385J08G22 | CPRSR COMB HJ BOLTING (SH1) | 363B412009 | WASHER - FLAT | 17 | EA | 8 | Stk. | 4 | 1 |  |  | 17
37A8501-1 | 2385J08G22 | CPRSR COMB HJ BOLTING (SH1) | 2347C73030 | NUT - EXTENSION | 60 | EA | 6 | Stk. | 4 | 1 |  |  | 60
37A8501-1 | 2385J08G22 | CPRSR COMB HJ BOLTING (SH1) | 1753D19080 | BOLT - STUD | 310 | EA | 10 | Stk. | 2 | 1 |  |  | 310
37A8501-1 | 2385J08G22 | CPRSR COMB HJ BOLTING (SH1) | 4211C18005 | DOWEL - TAPER | 138 | EA | 6 | Stk. | 2 | 1 |  |  | 138
37A8501-1 | 2385J08G22 | CPRSR COMB HJ BOLTING (SH1) | 4199C98015 | NUT - HEX | 17 | EA | 10 | Stk. | 4 | 1 |  |  | 17
37A8501-1 | 2385J08G22 | CPRSR COMB HJ BOLTING (SH1) | 4211C18006 | DOWEL - TAPER | 153 | EA | 5 | Stk. | 2 | 1 |  |  | 153
37A8501-1 | 2385J08G22 | CPRSR COMB HJ BOLTING (SH1) | 8081D18008 | STUD | 518 | EA | 7 | Stk. | 2 | 1 |  |  | 518
37A8501-1 | 2385J08G22 | CPRSR COMB HJ BOLTING (SH1) | 8081D19003 | NUT | 316 | EA | 8 | Stk. | 4 | 1 |  |  | 316
37A8501-1 | 2385J08G22 | CPRSR COMB HJ BOLTING (SH1) | 8081D20002 | SPACER | 69 | EA | 9 | Stk. | 4 | 1 |  |  | 69
37A8501-1 | 2385J08G22 | CPRSR COMB HJ BOLTING (SH1) | 2385J08600 | WIRE - LOCKING | 123 | EA | 5 | Non Stk. | 1 | 1 |  |  | 123
37A8501-1 | 2385J08G22 | CPRSR COMB HJ BOLTING (SH1) | 363B412011 | WASHER - NITRIDED | 21 | EA | 8 | Stk. | 2 | 1 |  |  | 21
37A8501-1 | 2385J08G22 | CPRSR COMB HJ BOLTING (SH1) | 795D388039 | STUD | 348 | EA | 8 | Stk. | 2 | 1 |  |  | 348
37A8501-1 | 2385J08G22 | CPRSR COMB HJ BOLTING (SH1) | 4211C77001 | NUT - EXT (ALT) | 140 | EA | 6 | Stk. | 2 | 1 |  |  | 140
37A8501-1 | 2385J08G22 | CPRSR COMB HJ BOLTING (SH1) | 4205C10112 | SCREW - SET | 9.5 | EA | 8 | Stk. | 2 | 1 |  |  | 9.5
37A8501-1 | 2385J08G22 | CPRSR COMB HJ BOLTING (SH1) | 4211C78019 | SCREW - SOC HD (ALT) | 198 | EA | 8 | Stk. | 8 | 2 |  |  | 396
37A8501-1 | 2385J08G22 | CPRSR COMB HJ BOLTING (SH1) | 4211C76004 | NUT - HEX (ALT) | 73 | EA | 8 | Stk. | 10 | 3 |  |  | 219
37A8501-1 | 2385J08G22 | CPRSR COMB HJ BOLTING (SH1) | 363B412008 | WASHER - NITRIDED | 24 | EA | 8 | Stk. | 10 | 3 |  |  | 72
37A8501-1 | 2385J08G22 | CPRSR COMB HJ BOLTING (SH1) | 7939D06001 | BOLT - STUD (SPECIAL) | 175 | EA | 8 | Stk. | 2 | 1 |  |  | 175
37A8501-1 | 2385J08G22 | CPRSR COMB HJ BOLTING (SH1) | 4211C76003 | NUT - HEX (ALT) | 109 | EA | 7 | Stk. | 4 | 4 |  |  | 436
37A8501-1 | 2385J08G22 | CPRSR COMB HJ BOLTING (SH1) | 363B412007 | WASHER - NITRIDED | 24 | EA | 8 | Stk. | 4 | 4 |  |  | 96
37A8501-1 | 2385J08G22 | CPRSR COMB HJ BOLTING (SH1) | 4211C78022 | SCREW - SOC HD (ALT) | 222 | EA | 12 | Stk. | 2 | 1 |  |  | 222
37A8501-1 | 2385J08G22 | CPRSR COMB HJ BOLTING (SH1) | 4198C22023 | STUD | 193 | EA | 5 | Non Stk. | 24 | 6 |  |  | 1158
37A8501-1 | 2385J08G22 | CPRSR COMB HJ BOLTING (SH1) | 4204C38018 | STUD - DOWEL | 313 | EA | 4 | Non Stk. | 4 | 1 |  |  | 313
37A8501-1 | 2385J08G22 | CPRSR COMB HJ BOLTING (SH1) | 2688B10002 | NUT - HEX SOC (ALT) | 105 | EA | 6 | Stk. | 24 | 24 |  |  | 2520
37A8501-1 | 2385J08G22 | CPRSR COMB HJ BOLTING (SH1) | 2688B10001 | NUT - HEX SOC (ALT) | 71 | EA | 8 | Stk. | 4 | 1 |  |  | 71
37A8501-1 | 2385J08G22 | CPRSR COMB HJ BOLTING (SH1) | 2727B89006 | WIRE - LOCKING | 455 | EA | 5 | Stk. | 1 | 1 |  |  | 455
37A8501-1 | 2385J08G22 | CPRSR COMB HJ BOLTING (SH1) | 20T0534005 | DOWEL-PILLOW SHORT | 69 | EA | 6 | Stk. | 2 | 1 |  |  | 69
37A8501-1 | 2385J08G22 | CPRSR COMB HJ BOLTING (SH1) | 7880D88009 | SCREW | 6 | EA | 8 | Stk. | 2 | 1 |  |  | 6
37A8501-1 | 2385J08G22 | CPRSR COMB HJ BOLTING (SH1) | 4204C39023 | STUD - DOWL | 283 | EA | 7 | Non Stk. | 4 | 1 |  |  | 283
37A8501-1 | 2385J08G22 | CPRSR COMB HJ BOLTING (SH1) | 2688B10002 | NUT - HEX SOC (ALT) | 105 | EA | 6 | Stk. | 18 | 18 |  |  | 1890
37A8501-1 | 2385J08G22 | CPRSR COMB HJ BOLTING (SH1) | 9D16002601 | WIRE - LOCKING | 480 | EA | 5 | Non Stk. | 1 | 1 |  |  | 480
37A8501-1 | 2385J08G22 | CPRSR COMB HJ BOLTING (SH1) | 4198C22025 | STUD | 167 | EA | 4 | Non Stk. | 14 | 4 |  |  | 668
37A8501-1 | 2385J08G22 | CPRSR COMB HJ BOLTING (SH2) | 2385J08G22 | CPRSR COMB HJ BOLTING (SH2) |  |  |  |  | 1
37A8501-1 | 2385J08G22 | CPRSR COMB HJ BOLTING (SH2) | 8080D62004 | STUD | 540 | EA | 4 | Non Stk. | 2 | 1 |  |  | 540
37A8501-1 | 2385J08G22 | CPRSR COMB HJ BOLTING (SH2) | 8080D60002 | NUT - SPECIAL | 375 | EA | 3 | Non Stk. | 26 | 7 |  |  | 2625
37A8501-1 | 2385J08G22 | CPRSR COMB HJ BOLTING (SH2) | 8080D61002 | SPACER | 170 | EA | 6 | Stk. | 26 | 7 |  |  | 1190
37A8501-1 | 2385J08G22 | CPRSR COMB HJ BOLTING (SH2) | 8080D62003 | STUD | 496 | EA | 4 | Non Stk. | 26 | 7 |  |  | 3472
37A8501-1 | 2385J08G22 | CPRSR COMB HJ BOLTING (SH2) | 8080D62006 | STUD | 390 | EA | 4 | Non Stk. | 8 | 2 |  |  | 780
37A8501-1 | 2385J08G22 | CPRSR COMB HJ BOLTING (SH2) | 8080D62005 | STUD | 426 | EA | 4 | Non Stk. | 2 | 1 |  |  | 426
37A8501-1 | 2385J08G22 | CPRSR COMB HJ BOLTING (SH2) | 8080D62010 | STUD | 462 | EA | 3 | Non Stk. | 2 | 1 |  |  | 462
37A8501-1 | 2385J08G22 | CPRSR COMB HJ BOLTING (SH2) | 8080D60004 | NUT - SPECIAL | 416 | EA | 10 | Stk. | 6 | 2 |  |  | 832
37A8501-1 | 2385J08G22 | CPRSR COMB HJ BOLTING (SH2) | 8080D61004 | SPACER | 6563 | EA | 6 | Stk. | 2 | 1 |  |  | 6563
37A8501-1 | 2385J08G22 | CPRSR COMB HJ BOLTING (SH2) | 4224C91001 | BOLT - STUD | 187 | EA | 6 | Stk. | 4 | 1 |  |  | 187
37A8501-1 | 2385J08G22 | CPRSR COMB HJ BOLTING (SH2) | 4211C17001 | NUT - HEX (SPECIAL) | 224 | EA | 6 | Stk. | 8 | 2 |  |  | 448
37A8501-1 | 2385J08G22 | CPRSR COMB HJ BOLTING (SH2) | 8080D62011 | STUD | 895 | EA | 8 | Stk. | 2 | 1 |  |  | 895
37A8501-1 | 2385J08G22 | CPRSR COMB HJ BOLTING (SH2) | 8080D61006 | SPACER | 426 | EA | 8 | Stk. | 4 | 1 |  |  | 426
37A8501-1 | 2385J08G22 | CPRSR COMB HJ BOLTING (SH2) | 2385J08047 | BOLT - STUD | 439 | EA | 4 | Non Stk. | 4 | 1 |  |  | 439
37A8501-1 | 2385J08G22 | CPRSR COMB HJ BOLTING (SH2) | 4211C17002 | NUT - HEX (SPECIAL) | 156 | EA | 6 | Stk. | 8 | 2 |  |  | 312
37A8501-1 | PG0031323000 | COMB BSKT & TRNSN DET (SH1) | PG0031323000 | COMB BSKT & TRNSN DET (SH1) |  |  |  |  | 1
37A8501-1 | PG0031323000 | COMB BSKT & TRNSN DET (SH1) | 4283C43G01 | C-STAGE FUEL RING SHIM PACK | 195 | EA | 11 | Stk. | 16 | 4 | 780 | 780 | 780
37A8501-1 | PG0031323000 | COMB BSKT & TRNSN DET (SH1) | 4283C43008 | WASHER - SUPPORT STRAP | 6.6 | EA | 8 | Stk. | 80 | 20 | 132 | 132 | 132
37A8501-1 | PG0031323000 | COMB BSKT & TRNSN DET (SH1) | 20T4199012 | BOLT - HEX HD | 25 | EA | 7 | Stk. | 80 | 20 | 500 | 500 | 500
37A8501-1 | PG0031323000 | COMB BSKT & TRNSN DET (SH1) | 2754B79001 | UNION - ELBOW | 222 | EA | 4 | Stk. | 16 | 4 | 888 | 888 | 888
37A8501-1 | PG0031323000 | COMB BSKT & TRNSN DET (SH1) | 4329C56001 | PIPE - FEED | 246 | EA | 7 | Stk. | 16 | 4 | 984 | 984 | 984
37A8501-1 | PG0031323000 | COMB BSKT & TRNSN DET (SH1) | 2754B77001 | CONNECTOR - MALE | 95 | EA | 4 | Stk. | 16 | 4 | 380 | 380 | 380
37A8501-1 | PG0031323000 | COMB BSKT & TRNSN DET (SH1) | 5271B81001 | THREDOLET (ALT) | 26 | EA | 3 | Stk. | 16 | 4 | 104 | 104 | 104
37A8501-1 | PG0031323000 | COMB BSKT & TRNSN DET (SH1) | 2754B78001 | CONNECTOR - MALE | 104 | EA | 4 | Stk. | 16 | 4 | 416 | 416 | 416
37A8501-1 | PG0031323000 | COMB BSKT & TRNSN DET (SH1) | 4264C50001 | PIPE - INLET | 236 | EA | 7 | Stk. | 16 | 4 | 944 | 944 | 944
37A8501-1 | PG0031323000 | COMB BSKT & TRNSN DET (SH1) | 2739B28001 | RETAINER | 1.4 | EA | 3 | Stk. | 16 | 16 | 22.4 | 22.4 | 22.4
37A8501-1 | PG0031323000 | COMB BSKT & TRNSN DET (SH1) | 7919D40013 | SCREW | 33 | EA | 6 | Stk. | 384 | 96 | 3168 | 3168 | 3168
37A8501-1 | PG0031323000 | COMB BSKT & TRNSN DET (SH1) | 4205C31010 | WASHER - NITRIDED | 11 | EA | 8 | Stk. | 384 | 96 | 1056 | 1056 | 1056
37A8501-1 | PG0031323000 | COMB BSKT & TRNSN DET (SH1) | 2346C26064 | SCREW-SOC HEAD | 27 | EA | 10 | Stk. | 112 | 28 | 756 | 756 | 756
37A8501-1 | PG0031323000 | COMB BSKT & TRNSN DET (SH1) | 4193C90901 | NUT - HEX | 23 | EA | 8 | Stk. | 128 | 32 | 736 | 736 | 736
37A8501-1 | PG0031323000 | COMB BSKT & TRNSN DET (SH1) | 7919D46004 | SCREW | 19 | EA | 7 | Stk. | 128 | 32 | 608 | 608 | 608
37A8501-1 | PG0031323000 | COMB BSKT & TRNSN DET (SH1) | 10730Z20MG | WIRE - LOCKING | 270 | RL | 3 | Stk. | 1 | 1 | 270 | 270 | 270
37A8501-1 | PG0031323000 | COMB BSKT & TRNSN DET (SH1) | 4211C78024 | SCREW - SOC HD (ALT) | 39 | EA | 7 | Stk. | 32 | 8 | 312 | 312 | 312
37A8501-1 | PG0031323000 | COMB BSKT & TRNSN DET (SH1) | 2357J46001 | FLASHBACK THERMOCOUPLE ASSEMBLY | 577 | EA | 6 | Stk. | 64 | 48 | 27696 | 27696 | 27696
37A8501-1 | PG0031323000 | COMB BSKT & TRNSN DET (SH2) | PG0031323000 | COMB BSKT & TRNSN DET (SH2) |  |  |  |  | 1
37A8501-1 | PG0031323000 | COMB BSKT & TRNSN DET (SH2) | 2688B50001 | BOLT - SHOULDER HEX HD | 35 | EA | 6 | Stk. | 32 | 8 | 280 | 280 | 280
37A8501-1 | PG0031323000 | COMB BSKT & TRNSN DET (SH2) | 2688B59001 | PLATE - SUPPORT | 59 | EA | 9 | Stk. | 16 | 4 | 236 | 236 | 236
37A8501-1 | PG0031323000 | COMB BSKT & TRNSN DET (SH2) | PG0036571000 | CLAMP - TRANSITION | 204 | EA | 10 | Stk. | 32 | 8 | 1632 | 1632 | 1632
37A8501-1 | PG0031323000 | COMB BSKT & TRNSN DET (SH2) | 2727B77001 | SPACER | 91 | EA | 9 | Stk. | 32 | 8 | 728 | 728 | 728
37A8501-1 | PG0031323000 | COMB BSKT & TRNSN DET (SH2) | 807J506003 | U-SUPPORT | 1344 | EA | 15 | Stk. | 16 | 4 | 5376 | 5376 | 5376
37A8501-1 | PG0031323000 | COMB BSKT & TRNSN DET (SH2) | 4263C52001 | BACKING PLATE | 70 | EA | 10 | Stk. | 32 | 8 | 560 | 560 | 560
37A8501-1 | PG0031323000 | COMB BSKT & TRNSN DET (SH2) | 4205C35006 | WASHER - LOCK | 2.7 | EA | 5 | Stk. | 64 | 64 | 172.8 | 172.8 | 172.8
37A8501-1 | PG0031323000 | COMB BSKT & TRNSN DET (SH2) | 7935D43009 | SCREW | 29 | EA | 6 | Stk. | 64 | 16 | 464 | 464 | 464
37A8501-1 | PG0031323000 | COMB BSKT & TRNSN DET (SH2) | 4211C78020 | SCREW - SOC HD (ALT) | 68 | EA | 8 | Stk. | 32 | 8 | 544 | 544 | 544
37A8501-1 | PG0031323000 | COMB BSKT & TRNSN DET (SH2) | 2334C50002 | WASHER - SPECIAL | 11 | EA | 11 | Stk. | 32 | 8 | 88 | 88 | 88
37A8501-1 | PG0031323000 | COMB BSKT & TRNSN DET (SH2) | 4211C19001 | NUT - HEX | 69 | EA | 10 | Stk. | 16 | 4 | 276 | 276 | 276
37A8501-1 | PG0031323000 | COMB BSKT & TRNSN DET (SH2) | 7903D51G01 | FLEX SUPPORT | 3125 | EA | 21 | Stk. | 16 | 4 | 12500 | 12500 | 12500
37A8501-1 | PG0031323000 | COMB BSKT & TRNSN DET (SH2) | 897C236G01 | SHIM - FLEX SUPPORT | 98 | EA | 10 | Stk. | 16 | 4 | 392 | 392 | 392
37A8501-1 | PG0031323000 | COMB BSKT & TRNSN DET (SH2) | 4205C35008 | WASHER - LOCK | 3.5 | EA | 5 | Stk. | 32 | 32 | 112 | 112 | 112
37A8501-1 | PG0031323000 | COMB BSKT & TRNSN DET (SH2) | 10730DX0FX | WIRE - LOCKING | 245 | EA | 3 | Stk. | 1 | 1 | 245 | 245 | 245
37A8501-1 | PG0031323000 | COMB BSKT & TRNSN DET (SH2) | 2337C41001 | COUPLING - MARMAN | 106 | EA | 14 | Stk. | 32 | 32 | 3392 | 3392 | 3392
37A8501-1 | PG0031323000 | COMB BSKT & TRNSN DET (SH2) | PG0037123900 | TUBE - CROSS FLAME | 2325 | EA | 18 | Stk. | 16 | 12 | 27900 | 27900 | 27900
37A8501-1 | PG0031323000 | COMB BSKT & TRNSN DET (SH2) | 9D15799G01 | CROSS FLAME SLEEVE | 782 | EA | 18 | Stk. | 16 | 12 | 9384 | 9384 | 9384
37A8501-1 | PG0031410702 | FUEL NOZZLE DETAIL | PG0031410702 | FUEL NOZZLE DETAIL |  |  |  |  | 1
37A8501-1 | PG0031410702 | FUEL NOZZLE DETAIL | 7919D36008 | SCREW | 17 | EA | 6 | Stk. | 96 | 18 | 306 | 306 | 306
37A8501-1 | PG0031410702 | FUEL NOZZLE DETAIL | 4205C31003 | WASHER | 14 | EA | 6 | Stk. | 96 | 18 | 252 | 252 | 252
37A8501-1 | PG0031410702 | FUEL NOZZLE DETAIL | PG0036615900 | GASKET | 47 | EA | 12 | Stk. | 16 | 3 | 141 | 141 | 141
37A8501-1 | PG0031410702 | FUEL NOZZLE DETAIL | 9D14521001 | C-SEAL | 165 | EA | 10 | Non Stk. | 16 | 3 | 495 | 495 | 495
37A8501-1 | PG0031410702 | FUEL NOZZLE DETAIL | 9D14520001 | INSERT | 286 | EA | 8 | Non Stk. | 16 | 3 | 858 | 858 | 858
37A8501-1 | PG0031410702 | FUEL NOZZLE DETAIL | 2739B28001 | RETAINER | 1.4 | EA | 3 | Stk. | 32 | 6 | 8.4 | 8.4 | 8.4
37A8501-1 | PG0031410702 | FUEL NOZZLE DETAIL | 626C924044 | SCREW - SOC HD | 36 | EA | 7 | Stk. | 192 | 48 | 1728 | 1728 | 1728
37A8501-1 | PG0031410702 | FUEL NOZZLE DETAIL | 363B415062 | WASHER - PLAIN | 1.4 | EA | 7 | Stk. | 192 | 48 | 67.2 | 67.2 | 67.2
37A8501-1 | PG0031410702 | FUEL NOZZLE DETAIL | 2739B29001 | RETAINER | 0.8 | EA | 6 | Stk. | 32 | 6 | 4.8 | 4.8 | 4.8
37A8501-1 | PG0031410702 | FUEL NOZZLE DETAIL | 2760B88008 | HELICOIL | 181 | EA | 3 | Stk. | 96 | 18 | 3258 | 3258 | 3258
37A8501-1 | PG0034248400 | CPRSR DIFF & TORQUE TUBE HSG | PG0034248400 | CPRSR DIFF & TORQUE TUBE HSG |  |  |  |  | 1
37A8501-1 | PG0034248400 | CPRSR DIFF & TORQUE TUBE HSG | 4211C78008 | SCREW - SOC HD (ALT) | 85 | EA | 7 | Stk. | 46 | 5 |  |  | 425
37A8501-1 | PG0034248400 | CPRSR DIFF & TORQUE TUBE HSG | 7939D27005 | SCREW | 38 | EA | 8 | Stk. | 2 | 2 |  |  | 76
37A8501-1 | PG0034248400 | CPRSR DIFF & TORQUE TUBE HSG | 4205C09117 | SCREW - SET | 188 | EA | 5 | Non Stk. | 2 | 1 |  |  | 188
37A8501-1 | PG0034248400 | CPRSR DIFF & TORQUE TUBE HSG | 4211C30001 | BOLT - SOC HD | 245 | EA | 7 | Stk. | 12 | 3 |  |  | 735
37A8501-1 | PG0034248400 | CPRSR DIFF & TORQUE TUBE HSG | 270A458007 | PLUG - PIPE | 19 | EA | 6 | Stk. | 1 | 1 |  |  | 19
37A8501-1 | PG0034248400 | CPRSR DIFF & TORQUE TUBE HSG | 2687B76007 | PIN - STRAIGHT (METRIC) | 196 | EA | 10 | Stk. | 3 | 1 |  |  | 196
37A8501-1 | PG0034248400 | CPRSR DIFF & TORQUE TUBE HSG | 2727B89006 | WIRE - LOCKING | 455 | EA | 5 | Stk. | 1 | 1 |  |  | 455
37A8501-1 | PG0034248400 | CPRSR DIFF & TORQUE TUBE HSG | 7880D85005 | SCREW | 1.9 | EA | 5 | Stk. | 2 | 2 |  |  | 3.8
37A8501-1 | PG0034248400 | CPRSR DIFF & TORQUE TUBE HSG | 7938D53002 | DOWEL - PILLOW | 95 | EA | 6 | Stk. | 2 | 1 |  |  | 95
37A8501-1 | PG0034248400 | CPRSR DIFF & TORQUE TUBE HSG | 2687B74001 | PIN - TAPER | 130 | EA | 10 | Stk. | 2 | 1 |  |  | 130
37A8501-1 | PG0034248400 | CPRSR DIFF & TORQUE TUBE HSG | 9728D29600 | WIRE - LOCKING | 150 | EA | 4 | Non Stk. | 1 | 1 |  |  | 150
37A8501-1 | PG0034248400 | CPRSR DIFF & TORQUE TUBE HSG | 4211C78012 | SCREW - SOC HD (ALT) | 242 | EA | 8 | Stk. | 32 | 8 |  |  | 1936
37A8501-1 | PG0034248400 | CPRSR DIFF & TORQUE TUBE HSG | 2331C22150 | PIN - TAPER | 142 | EA | 9 | Stk. | 2 | 1 |  |  | 142
37A8501-1 | 2385J08G01 | TORQUE TUBE SEAL HSG (SH1) | 2385J08G01 | TORQUE TUBE SEAL HSG (SH1) |  |  |  |  | 1
37A8501-1 | 2385J08G01 | TORQUE TUBE SEAL HSG (SH1) | 2738B40001 | SHIM - TORQUE PLATE | 13 | EA | 10 | Stk. | 30 | 8 | 104 | 104 | 104
37A8501-1 | 2385J08G01 | TORQUE TUBE SEAL HSG (SH1) | 2738B41001 | SHIM - TORQUE PLATE | 13 | EA | 10 | Stk. | 2 | 1 | 13 | 13 | 13
37A8501-1 | 2385J08G01 | TORQUE TUBE SEAL HSG (SH1) | 1851J92001 | PLATE - TORQUE | 371 | EA | 10 | Stk. | 30 | 8 | 2968 | 2968 | 2968
37A8501-1 | 2385J08G01 | TORQUE TUBE SEAL HSG (SH1) | 1851J92002 | PLATE - TORQUE | 559 | EA | 10 | Stk. | 2 | 1 | 559 | 559 | 559
37A8501-1 | 2385J08G01 | TORQUE TUBE SEAL HSG (SH1) | 4211C76001 | NUT - HEX (ALT) | 29 | EA | 2 | Stk. | 32 | 8 | 232 | 232 | 232
37A8501-1 | 2385J08G01 | TORQUE TUBE SEAL HSG (SH1) | 7940D22001 | PLATE - SETTING | 72 | EA | 8 | Stk. | 32 | 4 | 288 | 288 | 288
37A8501-1 | 2385J08G01 | TORQUE TUBE SEAL HSG (SH1) | 7940D22002 | WASHER - SETTING | 25 | EA | 10 | Stk. | 32 | 32 | 800 | 800 | 800
37A8501-1 | 2385J08G01 | TORQUE TUBE SEAL HSG (SH1) | 4211C79004 | SCREW - HEX CAP (ALT) | 66 | EA | 7 | Stk. | 32 | 8 | 528 | 528 | 528
37A8501-1 | 2385J08G01 | TORQUE TUBE SEAL HSG (SH1) | 2688B18001 | PIN - TAPER (ECCENTRIC) | 141 | EA | 10 | Stk. | 32 | 8 | 1128 | 1128 | 1128
37A8501-1 | 2385J08G01 | TORQUE TUBE SEAL HSG (SH1) | 4211C92001 | BUSHING - SQUARE | 68 | EA | 10 | Stk. | 32 | 8 | 544 | 544 | 544
37A8501-1 | 2385J08G01 | TORQUE TUBE SEAL HSG (SH1) | 2688B01001 | SCREW - RETAINING | 28 | EA | 6 | Stk. | 10 | 3 |  |  | 84
37A8501-1 | 2385J08G01 | TORQUE TUBE SEAL HSG (SH1) | 4211C30002 | BOLT - SOC HD (METRIC) | 294 | EA | 8 | Stk. | 4 | 1 |  |  | 294
37A8501-1 | 2385J08G01 | TORQUE TUBE SEAL HSG (SH1) | 4211C78009 | SCREW - SOC HD (ALT) | 79 | EA | 8 | Stk. | 20 | 2 |  |  | 158
37A8501-1 | 2385J08G01 | TORQUE TUBE SEAL HSG (SH1) | 2727B89006 | WIRE - LOCKING | 455 | EA | 5 | Stk. | 1 | 1 |  |  | 455
37A8501-1 | 2385J08G01 | TORQUE TUBE SEAL HSG (SH1) | 4211C79001 | SCREW - HEX CAP (ALT) | 14 | EA | 7 | Stk. | 48 | 48 | 672 | 672 | 672
37A8501-1 | 2385J08G01 | TORQUE TUBE SEAL HSG (SH1) | 7940D07G02 | HOUSING - STATIC SEAL | 2909 | EA | 12 | Stk. | 16 | 4 | 11636 | 11636 | 11636
37A8501-1 | 2385J08G01 | TORQUE TUBE SEAL HSG (SH1) | 4211C79005 | SCREW - HEX CAP (ALT) | 43 | EA | 7 | Stk. | 72 | 18 | 774 | 774 | 774
37A8501-1 | 2385J08G01 | TORQUE TUBE SEAL HSG (SH1) | 2687B74005 | PIN - TAPER | 54 | EA | 10 | Stk. | 2 | 1 |  |  | 54
37A8501-1 | 2385J08G01 | TORQUE TUBE SEAL HSG (SH1) | 7939D06002 | BOLT - SPECIAL (METRIC) | 224 | EA | 10 | Stk. | 2 | 1 |  |  | 224
37A8501-1 | 2385J08G01 | TORQUE TUBE SEAL HSG (SH1) | 363B412005 | WASHER - NITRIDED | 20 | EA | 8 | Stk. | 2 | 1 |  |  | 20
37A8501-1 | 2385J08G01 | TORQUE TUBE SEAL HSG (SH1) | 4211C77002 | NUT - EXTENSION (ALT) | 152 | EA | 2 | Stk. | 2 | 2 |  |  | 304
37A8501-1 | PG0034248400 | TORQUE TUBE SEAL HSG (SH2) | PG0034248400 | TORQUE TUBE SEAL HSG (SH2) |  |  |  |  | 1
37A8501-1 | PG0034248400 | TORQUE TUBE SEAL HSG (SH2) | 2687B78003 | SCREW - SET (METRIC) | 241 | EA | 6 | Non Stk. | 24 | 3 |  |  | 723
37A8501-1 | PG0034248400 | TORQUE TUBE SEAL HSG (SH2) | 213T677002 | SPRING - SEAL RING | 178 | EA | 7 | Stk. | 24 | 6 |  |  | 1068
37A8501-1 | PG0034248400 | TORQUE TUBE SEAL HSG (SH2) | 1732D92004 | GASKET | 53 | EA | 4 | Stk. | 1 | 1 |  |  | 53
37A8501-1 | PG0034248400 | TORQUE TUBE SEAL HSG (SH2) | 2727B89006 | WIRE - LOCKING | 455 | EA | 5 | Stk. | 1 | 1 |  |  | 455
37A8501-1 | PG0034248400 | TORQUE TUBE SEAL HSG (SH2) | 4211C78021 | SCREW - SOC HD (ALT) | 27 | EA | 7 | Stk. | 54 | 6 |  |  | 162
37A8501-1 | PG0034248400 | TORQUE TUBE SEAL HSG (SH2) | 4263C33001 | GASKET | 54 | EA | 6 | Stk. | 2 | 2 |  |  | 108
37A8501-1 | PG0034248400 | TORQUE TUBE SEAL HSG (SH2) | 4410D25283 | SEAL STRIP | 77 | SG | 3 | Non Stk. | 12 | 12 |  |  | 924
37A8501-1 | PG0034248400 | TORQUE TUBE SEAL HSG (SH2) | 4795D81283 | LOCK STRIP | 39 | SG | 3 | Non Stk. | 12 | 12 |  |  | 468
37A8501-1 | 37A8501-1 | TURBINE CYLINDER LOCATOR | 37A8501-1 | TURBINE CYLINDER LOCATOR |  |  |  |  | 1
37A8501-1 | 2248J74G03 | TURBINE CYLINDER DET (SH1) | 2248J74G03 | TURBINE CYLINDER DET (SH1) |  |  |  |  | 1
37A8501-1 | 2248J74G03 | TURBINE CYLINDER DET (SH1) | 1851J76002 | SEAL - HORIZ FACE (LH) | 405 | EA | 16 | Stk. | 1 | 1 |  | 405 | 405
37A8501-1 | 2248J74G03 | TURBINE CYLINDER DET (SH1) | 1851J76001 | SEAL - HORIZ FACE (RH) | 405 | EA | 16 | Stk. | 1 | 1 |  | 405 | 405
37A8501-1 | 2248J74G03 | TURBINE CYLINDER DET (SH1) | 2688B11001 | SCREW - SOC HD (SPECIAL) | 38 | EA | 6 | Stk. | 4 | 1 |  | 38 | 38
37A8501-1 | 2248J74G03 | TURBINE CYLINDER DET (SH1) | 4211C89001 | SPRING - COMPRESSION | 222 | EA | 4 | Stk. | 10 | 3 |  | 666 | 666
37A8501-1 | 2248J74G03 | TURBINE CYLINDER DET (SH1) | 2333C25001 | COVER PLATE | 146 | EA | 7 | Stk. | 8 | 1 |  | 146 | 146
37A8501-1 | 2248J74G03 | TURBINE CYLINDER DET (SH1) | 2688B25003 | PIN - TORQUE | 343 | EA | 10 | Stk. | 2 | 2 |  | 686 | 686
37A8501-1 | 2248J74G03 | TURBINE CYLINDER DET (SH1) | 10730Z20RP | WIRE - LOCKING | 181 | EA | 4 | Non Stk. | 1 | 1 |  | 181 | 181
37A8501-1 | 2248J74G03 | TURBINE CYLINDER DET (SH1) | 4211C78016 | SCREW - SOC HD (ALT) | 15 | EA | 7 | Stk. | 32 | 8 |  | 120 | 120
37A8501-1 | 2248J74G03 | TURBINE CYLINDER DET (SH1) | 2688B25002 | PIN - TORQUE | 321 | EA | 10 | Stk. | 4 | 4 |  | 1284 | 1284
37A8501-1 | 2248J74G03 | TURBINE CYLINDER DET (SH1) | 2688B25001 | PIN - TORQUE | 420 | EA | 10 | Stk. | 2 | 2 |  | 840 | 840
37A8501-1 | 2248J74G03 | TURBINE CYLINDER DET (SH1) | 4211C69004 | SCREW | 183 | EA | 12 | Stk. | 32 | 8 |  | 1464 | 1464
37A8501-1 | 2248J74G03 | TURBINE CYLINDER DET (SH1) | 1851J77G01 | COVER PLATE | 4992 | EA | 6 | Non Stk. | 2 | 1 |  | 4992 | 4992
37A8501-1 | 2248J74G03 | TURBINE CYLINDER DET (SH1) | 1851J77003 | GASKET | 74 | EA | 4 | Stk. | 2 | 2 |  | 148 | 148
37A8501-1 | 2248J74G03 | TURBINE CYLINDER DET (SH2) | 2248J74G03 | TURBINE CYLINDER DET (SH2) |  |  |  |  | 1
37A8501-1 | 2248J74G03 | TURBINE CYLINDER DET (SH2) | 626C180016 | FLANGE - BLIND | 36 | EA | 4 | Stk. | 3 | 1 |  | 36 | 36
37A8501-1 | 2248J74G03 | TURBINE CYLINDER DET (SH2) | 4193C89051 | NUT - HEX | 39 | EA | 7 | Stk. | 44 | 5 |  | 195 | 195
37A8501-1 | 2248J74G03 | TURBINE CYLINDER DET (SH2) | 4205C34008 | WASHER - LOCK | 1.1 | EA | 6 | Stk. | 94 | 94 |  | 103.4 | 103.4
37A8501-1 | 2248J74G03 | TURBINE CYLINDER DET (SH2) | 2335J26003 | GASKET | 29 | EA | 3 | Stk. | 7 | 7 |  | 203 | 203
37A8501-1 | 2248J74G03 | TURBINE CYLINDER DET (SH2) | 4198C43007 | BOLT | 28 | EA | 6 | Stk. | 28 | 7 |  | 196 | 196
37A8501-1 | 2248J74G03 | TURBINE CYLINDER DET (SH2) | 4193C89052 | NUT - HEX | 44 | EA | 6 | Stk. | 28 | 3 |  | 132 | 132
37A8501-1 | 2248J74G03 | TURBINE CYLINDER DET (SH2) | 4255C97009 | WASHER - LOCK | 7 | EA | 10 | Stk. | 24 | 24 |  | 168 | 168
37A8501-1 | 2248J74G03 | TURBINE CYLINDER DET (SH2) | 2335J26020 | GASKET | 16 | EA | 3 | Stk. | 1 | 1 |  | 16 | 16
37A8501-1 | 2248J74G03 | TURBINE CYLINDER DET (SH2) | 8090D25023 | SCREW | 258 | EA | 8 | Stk. | 12 | 3 |  | 774 | 774
37A8501-1 | 2248J74G03 | TURBINE CYLINDER DET (SH2) | 270A364007 | PLUG - PIPE | 50 | EA | 4 | Non Stk. | 1 | 1 |  | 50 | 50
37A8501-1 | 2248J74G03 | TURBINE CYLINDER DET (SH2) | 270A458006 | PLUG - PIPE | 9 | EA | 4 | Stk. | 1 | 1 |  | 9 | 9
37A8501-1 | 2248J74G03 | TURBINE CYLINDER DET (SH2) | 1851J77003 | GASKET | 74 | EA | 4 | Stk. | 2 | 2 |  | 148 | 148
37A8501-1 | 2248J74G03 | TURBINE CYLINDER DET (SH2) | 4198C43008 | BOLT | 29 | EA | 6 | Stk. | 16 | 4 |  | 116 | 116
37A8501-1 | 2248J74G03 | TURBINE CYLINDER DET (SH2) | 7863D60004 | THERMOCOUPLE | 724 | EA | 6 | Stk. | 2 | 1 | 724 | 724 | 724
37A8501-1 | 2248J74G03 | TURBINE CYLINDER DET (SH2) | 7863D61001 | ELEMENT - T/C | 324 | EA | 6 | Stk. | 2 | 2 | 648 | 648 | 648
37A8501-1 | 2248J74G03 | TURBINE CYLINDER DET (SH2) | 7863D60002 | THERMOCOUPLE | 504 | EA | 6 | Stk. | 2 | 1 | 504 | 504 | 504
37A8501-1 | 2248J74G03 | TURBINE CYLINDER DET (SH2) | 7863D61002 | ELEMENT - T/C | 330 | EA | 6 | Stk. | 2 | 2 | 660 | 660 | 660
37A8501-1 | 2248J74G03 | TURBINE CYLINDER DET (SH2) | 7863D60003 | THERMOCOUPLE | 875 | EA | 6 | Stk. | 2 | 1 | 875 | 875 | 875
37A8501-1 | 2248J74G03 | TURBINE CYLINDER DET (SH2) | 7863D61003 | ELEMENT - T/C | 341 | EA | 6 | Stk. | 2 | 2 | 682 | 682 | 682
37A8501-1 | 2248J74G03 | TURBINE CYLINDER DET (SH3) | 2248J74G03 | TURBINE CYLINDER DET (SH3) |  |  |  |  | 1
37A8501-1 | 2248J74G03 | TURBINE CYLINDER DET (SH3) | 4193C89051 | NUT - HEX | 39 | EA | 7 | Stk. | 8 | 2 |  | 78 | 78
37A8501-1 | 2248J74G03 | TURBINE CYLINDER DET (SH3) | 4205C34008 | WASHER - LOCK | 1.1 | EA | 6 | Stk. | 22 | 22 |  | 24.2 | 24.2
37A8501-1 | 2248J74G03 | TURBINE CYLINDER DET (SH3) | 2335J26018 | GASKET | 5 | EA | 3 | Stk. | 1 | 1 |  | 5 | 5
37A8501-1 | 2248J74G03 | TURBINE CYLINDER DET (SH3) | 4198C43008 | BOLT | 29 | EA | 6 | Stk. | 8 | 2 |  | 58 | 58
37A8501-1 | 2248J74G03 | TURBINE CYLINDER DET (SH3) | 270A318008 | GASKET | 10 | EA | 4 | Stk. | 1 | 1 |  | 10 | 10
37A8501-1 | 2248J74G03 | TURBINE CYLINDER DET (SH3) | 7935D26012 | SCREW | 67 | EA | 6 | Stk. | 6 | 2 |  | 134 | 134
37A8501-1 | 2248J74G03 | TURBINE CYLINDER DET (SH3) | 2335J26020 | GASKET | 16 | EA | 3 | Stk. | 1 | 1 |  | 16 | 16
37A8501-1 | 2248J74G03 | TURBINE CYLINDER DET (SH3) | 4193C89052 | NUT - HEX | 44 | EA | 6 | Stk. | 8 | 2 |  | 88 | 88
37A8501-1 | 2248J74G03 | TURBINE CYLINDER DET (SH3) | 4205C34010 | WASHER - LOCK | 5 | EA | 3 | Stk. | 16 | 16 |  | 80 | 80
37A8501-1 | 2248J74G03 | TURBINE CYLINDER DET (SH3) | 4198C44014 | BOLT | 88 | EA | 4 | Stk. | 8 | 2 |  | 176 | 176
37A8501-1 | 2248J74G03 | TURBINE CYLINDER DET (SH3) | 7919D38004 | SCREW | 22 | EA | 6 | Stk. | 20 | 5 |  | 110 | 110
37A8501-1 | 2248J74G03 | TURBINE CYLINDER DET (SH3) | 1851J78002 | GASKET | 36 | EA | 6 | Stk. | 2 | 2 |  | 72 | 72
37A8501-1 | PG0033698800 | TURBINE CYLINDER VJ BOLTING | PG0033698800 | TURBINE CYLINDER VJ BOLTING |  |  |  |  | 1
37A8501-1 | PG0033698800 | TURBINE CYLINDER VJ BOLTING | 4211C69019 | SCREW | 1345 | EA | 6 | Stk. | 14 | 4 |  | 5380 | 5380
37A8501-1 | PG0033698800 | TURBINE CYLINDER VJ BOLTING | 2687B80004 | WASHER - SPECIAL | 72 | EA | 8 | Stk. | 22 | 6 |  | 432 | 432
37A8501-1 | PG0033698800 | TURBINE CYLINDER VJ BOLTING | 7939D27025 | SCREW | 1495 | EA | 8 | Stk. | 14 | 4 |  | 5980 | 5980
37A8501-1 | PG0033698800 | TURBINE CYLINDER VJ BOLTING | 8081D19003 | NUT | 316 | EA | 8 | Stk. | 108 | 11 |  | 3476 | 3476
37A8501-1 | PG0033698800 | TURBINE CYLINDER VJ BOLTING | 8081D18013 | STUD | 970 | EA | 8 | Stk. | 54 | 14 |  | 13580 | 13580
37A8501-1 | PG0033698800 | TURBINE CYLINDER VJ BOLTING | 8081D20002 | SPACER | 69 | EA | 9 | Stk. | 108 | 27 |  | 1863 | 1863
37A8501-1 | PG0033698800 | TURBINE CYLINDER VJ BOLTING | 2688B06010 | NUT | 74 | EA | 14 | Stk. | 8 | 2 |  | 148 | 148
37A8501-1 | PG0033698800 | TURBINE CYLINDER VJ BOLTING | 7939D27022 | SCREW | 1933 | EA | 8 | Stk. | 8 | 2 |  | 3866 | 3866
37A8501-1 | PG0033698800 | TURBINE CYLINDER VJ BOLTING | 2687B80005 | WASHER - SPECIAL | 77 | EA | 8 | Stk. | 8 | 2 |  | 154 | 154
37A8501-1 | PG0033698800 | TURBINE CYLINDER VJ BOLTING | 2319J54004 | INSERT | 323 | EA | 5 | Stk. | 4 | 1 |  | 323 | 323
37A8501-1 | PG0033698800 | TURBINE CYLINDER VJ BOLTING | 4793D51018 | INSERT | 144 | EA | 3 | Stk. | 8 | 2 |  | 288 | 288
37A8501-1 | PG0030864201 | TURBINE CYLINDER HJ BOLTING | PG0030864201 | TURBINE CYLINDER HJ BOLTING |  |  |  |  | 1
37A8501-1 | PG0030864201 | TURBINE CYLINDER HJ BOLTING | 363B412011 | WASHER - NITRIDED | 21 | EA | 8 | Stk. | 2 | 1 |  | 21 | 21
37A8501-1 | PG0030864201 | TURBINE CYLINDER HJ BOLTING | 8081D18017 | STUD | 1081.55 | EA | 6 | Stk. | 2 | 1 |  | 1081.55 | 1081.55
37A8501-1 | PG0030864201 | TURBINE CYLINDER HJ BOLTING | 8081D19003 | NUT - SPECIAL | 316 | EA | 8 | Stk. | 4 | 1 |  | 316 | 316
37A8501-1 | PG0030864201 | TURBINE CYLINDER HJ BOLTING | 8081D20002 | SPACER | 69 | EA | 9 | Stk. | 4 | 1 |  | 69 | 69
37A8501-1 | PG0030864201 | TURBINE CYLINDER HJ BOLTING | 8080D60003 | NUT - EXTENSION | 398 | EA | 10 | Stk. | 48 | 12 |  | 4776 | 4776
37A8501-1 | PG0030864201 | TURBINE CYLINDER HJ BOLTING | 8080D61003 | SPACER | 116 | EA | 9 | Stk. | 48 | 12 |  | 1392 | 1392
37A8501-1 | PG0030864201 | TURBINE CYLINDER HJ BOLTING | 8080D62007 | STUD | 740 | EA | 8 | Stk. | 4 | 1 |  | 740 | 740
37A8501-1 | PG0030864201 | TURBINE CYLINDER HJ BOLTING | 4211C18008 | DOWEL - TAPER | 356 | EA | 5 | Stk. | 2 | 1 |  | 356 | 356
37A8501-1 | PG0030864201 | TURBINE CYLINDER HJ BOLTING | 4193C90008 | NUT - HEX | 57 | EA | 8 | Stk. | 4 | 1 |  | 57 | 57
37A8501-1 | PG0030864201 | TURBINE CYLINDER HJ BOLTING | 4199C91008 | WASHER - NITRIDED | 31 | EA | 5 | Stk. | 4 | 1 |  | 31 | 31
37A8501-1 | PG0030864201 | TURBINE CYLINDER HJ BOLTING | 8080D62008 | BOLT - STUD | 748 | EA | 8 | Stk. | 20 | 5 |  | 3740 | 3740
37A8501-1 | PG0030864201 | TURBINE CYLINDER HJ BOLTING | 4211C18007 | DOWEL - TAPER | 271 | EA | 5 | Stk. | 2 | 1 |  | 271 | 271
37A8501-1 | PG0030864201 | TURBINE CYLINDER HJ BOLTING | 8080D62001 | STUD | 488 | EA | 8 | Stk. | 12 | 3 |  | 1464 | 1464
37A8501-1 | PG0030864201 | TURBINE CYLINDER HJ BOLTING | 8080D61001 | SPACER | 237 | EA | 9 | Stk. | 12 | 3 |  | 711 | 711
37A8501-1 | PG0030864201 | TURBINE CYLINDER HJ BOLTING | 8080D60005 | NUT - SPECIAL | 257 | EA | 10 | Stk. | 12 | 3 |  | 771 | 771
37A8501-1 | PG0030864201 | TURBINE CYLINDER HJ BOLTING | 795D388039 | STUD | 348 | EA | 8 | Stk. | 2 | 1 |  | 348 | 348
37A8501-1 | PG0030864201 | TURBINE CYLINDER HJ BOLTING | 4211C77001 | NUT - EXT (ALT) | 140 | EA | 6 | Stk. | 2 | 1 |  | 140 | 140
37A8501-1 | PG0030864201 | TURBINE CYLINDER HJ BOLTING | 4205C10112 | SCREW - SET | 9.5 | EA | 8 | Stk. | 2 | 1 |  | 9.5 | 9.5
37A8501-1 | PG0030864201 | TURBINE CYLINDER HJ BOLTING | 8080D62011 | STUD | 895 | EA | 8 | Stk. | 2 | 1 |  | 895 | 895
37A8501-1 | PG0030864201 | TURBINE CYLINDER HJ BOLTING | 8080D60004 | NUT - SPECIAL | 416 | EA | 10 | Stk. | 4 | 1 |  | 416 | 416
37A8501-1 | PG0030864201 | TURBINE CYLINDER HJ BOLTING | 8080D61006 | SPACER | 426 | EA | 8 | Stk. | 4 | 1 |  | 426 | 426
37A8501-1 | PG0030864201 | TURBINE CYLINDER HJ BOLTING | 4211C34001 | STUD | 164 | EA | 8 | Stk. | 4 | 1 |  | 164 | 164
37A8501-1 | PG0030864201 | TURBINE CYLINDER HJ BOLTING | 4211C76002 | NUT - HEX (ALT) | 75 | EA | 2 | Stk. | 8 | 2 |  | 150 | 150
37A8501-1 | PG0030864201 | TURBINE CYLINDER HJ BOLTING | 363B412005 | WASHER - NITRIDED | 20 | EA | 8 | Stk. | 8 | 2 |  | 40 | 40
37A8501-1 | PG0030864201 | TURBINE CYLINDER HJ BOLTING | 10730Z20RP | WIRE - LOCKING | 181 | EA | 4 | Non Stk. | 1 | 1 |  | 181 | 181
37A8501-1 | PG0030864201 | TURBINE CYLINDER HJ BOLTING | 4211C35001 | STUD - DOWEL | 398 | EA | 8 | Stk. | 4 | 1 |  | 398 | 398
37A8501-1 | 2111J97G03 | BLADE RING 1 (SH1) | 2111J97G03 | BLADE RING 1 (SH1) |  |  |  |  | 1
37A8501-1 | 2111J97G03 | BLADE RING 1 (SH1) | 1851J81006 | RETAINER | 215 | EA | 10 | Stk. | 2 | 1 |  | 215 | 215
37A8501-1 | 2111J97G03 | BLADE RING 1 (SH1) | 4211C23001 | SCREW - SPECIAL (METRIC) | 16 | EA | 7 | Stk. | 4 | 1 |  | 16 | 16
37A8501-1 | 2111J97G03 | BLADE RING 1 (SH1) | 1851J81005 | RETAINER | 165 | EA | 8 | Stk. | 2 | 1 |  | 165 | 165
37A8501-1 | 2111J97G03 | BLADE RING 1 (SH1) | 3004B05007 | SCREW - CLOSING | 15 | EA | 7 | Stk. | 2 | 1 |  | 15 | 15
37A8501-1 | 2111J97G03 | BLADE RING 1 (SH1) | 1754D64058 | STUD | 993 | EA | 8 | Stk. | 2 | 1 |  | 993 | 993
37A8501-1 | 2111J97G03 | BLADE RING 1 (SH1) | 363B412015 | WASHER - NITRIDED | 27 | EA | 8 | Stk. | 2 | 1 |  | 27 | 27
37A8501-1 | 2111J97G03 | BLADE RING 1 (SH1) | 2347C91041 | NUT - EXTENSION | 146 | EA | 6 | Stk. | 2 | 1 |  | 146 | 146
37A8501-1 | 2111J97G03 | BLADE RING 1 (SH1) | 7880D85005 | SCREW | 1.9 | EA | 5 | Stk. | 2 | 1 |  | 1.9 | 1.9
37A8501-1 | 2111J97G03 | BLADE RING 1 (SH1) | 7938D54006 | DOWEL - PILLOW | 159 | EA | 8 | Stk. | 2 | 1 |  | 159 | 159
37A8501-1 | 2111J97G03 | BLADE RING 1 (SH1) | 1851J09001 | KEY | 1033 | EA | 10 | Stk. | 2 | 1 |  | 1033 | 1033
37A8501-1 | 2111J97G03 | BLADE RING 1 (SH1) | 7919D39010 | SCREW | 23 | EA | 6 | Stk. | 6 | 6 |  | 138 | 138
37A8501-1 | 2111J97G03 | BLADE RING 1 (SH1) | 2347C89036 | NUT - EXTENSION | 133 | EA | 6 | Stk. | 4 | 1 |  | 133 | 133
37A8501-1 | 2111J97G03 | BLADE RING 1 (SH1) | 363B412013 | WASHER - NITRIDED | 16 | EA | 8 | Stk. | 4 | 1 |  | 16 | 16
37A8501-1 | 2111J97G03 | BLADE RING 1 (SH1) | 4211C24005 | STUD - DOWEL | 782 | EA | 8 | Stk. | 4 | 1 |  | 782 | 782
37A8501-1 | 2111J97G03 | BLADE RING 1 (SH1) | 3004B05005 | SCREW - CLOSING | 18 | EA | 7 | Stk. | 4 | 1 |  | 18 | 18
37A8501-1 | 2111J97G03 | BLADE RING 1 (SH1) | 202T387001 | LINER | 130 | EA | 10 | Stk. | 2 | 2 |  | 260 | 260
37A8501-1 | 2111J97G03 | BLADE RING 1 (SH1) | 7919D48003 | SCREW | 19 | EA | 6 | Stk. | 4 | 4 |  | 76 | 76
37A8501-1 | 2111J97G03 | BLADE RING 1 (SH1) | 1851J75001 | SUPPORT (LH) | 1662 | EA | 10 | Stk. | 1 | 1 |  | 1662 | 1662
37A8501-1 | 2111J97G03 | BLADE RING 1 (SH1) | 1851J75002 | SUPPORT (RH) | 1251 | EA | 10 | Stk. | 1 | 1 |  | 1251 | 1251
37A8501-1 | 2111J97G03 | BLADE RING 1 (SH1) | 4193C90903 | NUT - HEX | 36 | EA | 6 | Stk. | 4 | 1 | 36 | 36 | 36
37A8501-1 | 2111J97G03 | BLADE RING 1 (SH1) | 1851J81003 | RETAINER | 96 | EA | 8 | Stk. | 4 | 1 | 96 | 96 | 96
37A8501-1 | 2111J97G03 | BLADE RING 1 (SH1) | 4211C20001 | BOLT - SPECIAL | 39 | EA | 6 | Stk. | 4 | 1 | 39 | 39 | 39
37A8501-1 | 2111J97G03 | BLADE RING 1 (SH1) | 4211C79017 | SCREW | 46 | EA | 7 | Stk. | 4 | 1 | 46 | 46 | 46
37A8501-1 | 2111J97G03 | BLADE RING 1 (SH1) | 10730Z20MG | WIRE - LOCKING | 270 | RL | 3 | Stk. | 1 | 1 | 270 | 270 | 270
37A8501-1 | 2111J97G03 | BLADE RING 1 (SH1) | 1851J81016 | PIN - TORQUE | 523 | EA | 8 | Stk. | 4 | 1 | 523 | 523 | 523
37A8501-1 | 2111J97G03 | BLADE RING 1 (SH2) | 2111J97G03 | BLADE RING 1 (SH2) |  |  |  |  | 1
37A8501-1 | 2111J97G03 | BLADE RING 1 (SH2) | 10730DX0B9 | WIRE - LOCKING | 56 | RL | 3 | Stk. | 1 | 1 |  | 56 | 56
37A8501-1 | 2111J97G03 | BLADE RING 1 (SH2) | 4211C14002 | BOLT - SOC HD (METRIC) | 50 | EA | 7 | Stk. | 28 | 7 |  | 350 | 350
37A8501-1 | 2111J97G03 | BLADE RING 1 (SH2) | 4211C23002 | SCREW - SPECIAL (METRIC) | 20 | EA | 9 | Stk. | 48 | 12 |  | 240 | 240
37A8501-1 | 2111J97G03 | BLADE RING 1 (SH2) | 1851J81004 | LUG - RETAINING | 110 | EA | 10 | Stk. | 48 | 12 |  | 1320 | 1320
37A8501-1 | 2111J97G03 | BLADE RING 1 (SH2) | 1852J31G01 | IMPINGEMENT BASKET | 5822 | EA | 18 | Stk. | 4 | 1 |  | 5822 | 5822
37A8501-1 | 2111J97G03 | BLADE RING 1 (SH2) | 4211C22001 | PLUG - SPECIAL | 438 | EA | 6 | Stk. | 1 | 1 |  | 438 | 438
37A8501-1 | 2111J97G03 | BLADE RING 1 (SH2) | 4211C90001 | PLATE - RETAINER | 40 | EA | 10 | Stk. | 28 | 3 | 120 | 120 | 120
37A8501-1 | 2111J97G03 | BLADE RING 1 (SH2) | 4211C78002 | SCREW - SOC HD (ALT) | 22 | EA | 7 | Stk. | 56 | 14 | 308 | 308 | 308
37A8501-1 | 2111J97G03 | BLADE RING 1 (SH2) | 10730Z20MG | WIRE - LOCKING | 270 | RL | 3 | Stk. | 1 | 1 |  | 270 | 270
37A8501-1 | 2111J97G03 | BLADE RING 1 (SH2) | 1851J81014 | PIN - TORQUE | 539 | EA | 8 | Stk. | 28 | 7 | 3773 | 3773 | 3773
37A8501-1 | 2111J97G03 | BLADE RING 1 (SH2) | 1784D30001 | PLATE - SEAL | 201 | EA | 16 | Stk. | 32 | 32 | 6432 | 6432 | 6432
37A8501-1 | 2111J97G03 | BLADE RING 1 (SH2) | 1784D30002 | PLATE - SEAL | 270 | EA | 16 | Stk. | 32 | 32 | 8640 | 8640 | 8640
37A8501-1 | 2111J97G03 | BLADE RING 1 (SH2) | 1784D30003 | PLATE - SEAL | 84 | EA | 16 | Stk. | 32 | 32 | 2688 | 2688 | 2688
37A8501-1 | 2111J97G03 | BLADE RING 1 (SH2) | 1784D30004 | PLATE - SEAL | 90 | EA | 16 | Stk. | 32 | 32 | 2880 | 2880 | 2880
37A8501-1 | 2249J79G02 | BLADE RING 2 (SH1) | 2249J79G02 | BLADE RING 2 (SH1) |  |  |  |  | 1
37A8501-1 | 2249J79G02 | BLADE RING 2 (SH1) | 1851J08004 | PLATE - RETAINING | 104 | EA | 8 | Stk. | 2 | 1 |  | 104 | 104
37A8501-1 | 2249J79G02 | BLADE RING 2 (SH1) | 4211C23001 | SCREW - SPECIAL (METRIC) | 16 | EA | 7 | Stk. | 4 | 1 |  | 16 | 16
37A8501-1 | 2249J79G02 | BLADE RING 2 (SH1) | 1851J08003 | PLATE - RETAINING | 97 | EA | 8 | Stk. | 2 | 1 |  | 97 | 97
37A8501-1 | 2249J79G02 | BLADE RING 2 (SH1) | 1851J82001 | PLATE | 6965 | EA | 11 | Non Stk. | 2 | 1 |  | 6965 | 6965
37A8501-1 | 2249J79G02 | BLADE RING 2 (SH1) | 1851J82G01 | PLATE - IMPINGMENT | 6965 | EA | 10 | Non Stk. | 2 | 1 |  | 6965 | 6965
37A8501-1 | 2249J79G02 | BLADE RING 2 (SH1) | 1754D63056 | BOLT - STUD | 780 | EA | 8 | Stk. | 2 | 1 |  | 780 | 780
37A8501-1 | 2249J79G02 | BLADE RING 2 (SH1) | 7919D39010 | SCREW | 23 | EA | 6 | Stk. | 6 | 6 |  | 138 | 138
37A8501-1 | 2249J79G02 | BLADE RING 2 (SH1) | 1851J09001 | KEY | 1033 | EA | 10 | Stk. | 2 | 1 |  | 1033 | 1033
37A8501-1 | 2249J79G02 | BLADE RING 2 (SH1) | 7880D85005 | SCREW | 1.9 | EA | 5 | Stk. | 2 | 2 |  | 3.8 | 3.8
37A8501-1 | 2249J79G02 | BLADE RING 2 (SH1) | 7938D54006 | DOWEL - PILLOW | 159 | EA | 8 | Stk. | 2 | 1 |  | 159 | 159
37A8501-1 | 2249J79G02 | BLADE RING 2 (SH1) | 2347C90039 | NUT - EXTENSION | 135 | EA | 6 | Stk. | 2 | 1 |  | 135 | 135
37A8501-1 | 2249J79G02 | BLADE RING 2 (SH1) | 363B412014 | WASHER - NITRIDED | 23 | EA | 8 | Stk. | 2 | 1 |  | 23 | 23
37A8501-1 | 2249J79G02 | BLADE RING 2 (SH1) | 4211C24006 | STUD - DOWEL (ALT) | 1134 | EA | 9 | Stk. | 2 | 1 |  | 1134 | 1134
37A8501-1 | 2249J79G02 | BLADE RING 2 (SH1) | 3004B05007 | SCREW - CLOSING | 15 | EA | 7 | Stk. | 2 | 1 |  | 15 | 15
37A8501-1 | 2249J79G02 | BLADE RING 2 (SH1) | 3004B05005 | SCREW - CLOSING | 18 | EA | 7 | Stk. | 2 | 1 |  | 18 | 18
37A8501-1 | 2249J79G02 | BLADE RING 2 (SH1) | 4211C24004 | STUD - DOWEL | 772 | EA | 10 | Stk. | 2 | 1 |  | 772 | 772
37A8501-1 | 2249J79G02 | BLADE RING 2 (SH1) | 363B412011 | WASHER - NITRIDED | 21 | EA | 8 | Stk. | 2 | 1 |  | 21 | 21
37A8501-1 | 2249J79G02 | BLADE RING 2 (SH1) | 2347C87033 | NUT - EXTENSION | 104 | EA | 5 | Stk. | 2 | 1 |  | 104 | 104
37A8501-1 | 2249J79G02 | BLADE RING 2 (SH1) | 202T387001 | LINER | 130 | EA | 10 | Stk. | 4 | 4 |  | 520 | 520
37A8501-1 | 2249J79G02 | BLADE RING 2 (SH1) | 7919D48003 | SCREW | 19 | EA | 6 | Stk. | 8 | 8 |  | 152 | 152
37A8501-1 | 2249J79G02 | BLADE RING 2 (SH2) | 2249J79G02 | BLADE RING 2 (SH2) |  |  |  |  | 1
37A8501-1 | 2249J79G02 | BLADE RING 2 (SH2) | 4211C16003 | BOLT - SPECIAL | 29 | EA | 7 | Stk. | 6 | 6 |  | 174 | 174
37A8501-1 | 2249J79G02 | BLADE RING 2 (SH2) | 4205C35006 | WASHER - LOCK | 2.7 | EA | 5 | Stk. | 6 | 6 |  | 16.2 | 16.2
37A8501-1 | 2249J79G02 | BLADE RING 2 (SH2) | PG0033932800 | PLATE - LOCKING | 32 | EA | 11 | Stk. | 6 | 6 |  | 192 | 192
37A8501-1 | 2249J79G02 | BLADE RING 2 (SH2) | 2334C11001 | SEAL - BUSHING | 92 | EA | 10 | Stk. | 6 | 6 |  | 552 | 552
37A8501-1 | 2249J79G02 | BLADE RING 2 (SH2) | 4211C93002 | PIN - ALIGNMENT | 176 | EA | 7 | Stk. | 6 | 6 |  | 1056 | 1056
37A8501-1 | 2249J79G02 | BLADE RING 2 (SH2) | 10730DX0MG | WIRE - LOCKING | 204 | RL | 3 | Stk. | 1 | 1 |  | 204 | 204
37A8501-1 | 2249J79G02 | BLADE RING 2 (SH2) | 4210C12001 | CLIP - RETAINER | 201 | EA | 10 | Stk. | 1 | 1 |  | 201 | 201
37A8501-1 | 2249J79G02 | BLADE RING 2 (SH2) | 4211C25001 | BOLT - SPECIAL | 21 | EA | 6 | Stk. | 48 | 5 |  | 105 | 105
37A8501-1 | 2249J79G02 | BLADE RING 2 (SH2) | 1847J45003 | BAFFLE SEGMENT | 303 | EA | 10 | Stk. | 1 | 1 |  | 303 | 303
37A8501-1 | 2249J79G02 | BLADE RING 2 (SH2) | 237T193002 | WASHER - BAFFLE | 37 | EA | 10 | Stk. | 48 | 5 |  | 185 | 185
37A8501-1 | 2249J79G02 | BLADE RING 2 (SH2) | 4212C16001 | SPRING - COMPRESSION | 413 | EA | 6 | Stk. | 48 | 5 |  | 2065 | 2065
37A8501-1 | 2249J79G02 | BLADE RING 2 (SH2) | 4211C36001 | BOLT - HEX HD | 20 | EA | 6 | Stk. | 8 | 8 |  | 160 | 160
37A8501-1 | 2249J79G02 | BLADE RING 2 (SH2) | 4205C35006 | WASHER - LOCK | 2.7 | EA | 5 | Stk. | 8 | 8 |  | 21.6 | 21.6
37A8501-1 | 2249J79G02 | BLADE RING 2 (SH2) | 2769B04003 | CLIP - RETAINER | 47 | EA | 10 | Stk. | 46 | 5 |  | 235 | 235
37A8501-1 | 2249J79G02 | BLADE RING 2 (SH2) | 1847J45002 | BAFFLE SEGMENT | 311 | EA | 10 | Stk. | 1 | 1 |  | 311 | 311
37A8501-1 | 2249J79G02 | BLADE RING 2 (SH2) | 1847J45001 | BAFFLE SEGMENT | 274 | EA | 14 | Stk. | 21 | 3 |  | 822 | 822
37A8501-1 | 2249J79G02 | BLADE RING 2 (SH2) | 1847J45004 | BAFFLE SEGMENT | 309 | EA | 10 | Stk. | 1 | 1 |  | 309 | 309
37A8501-1 | 2249J79G02 | BLADE RING 2 (SH2) | 4205C32006 | WASHER - LOCK | 1.4 | EA | 8 | Stk. | 30 | 30 |  | 42 | 42
37A8501-1 | 2249J79G02 | BLADE RING 2 (SH2) | 7935D41006 | SCREW | 21 | EA | 6 | Stk. | 24 | 6 |  | 126 | 126
37A8501-1 | 2249J79G02 | BLADE RING 2 (SH2) | 2688B50002 | BOLT - SHOULDER HEX HD | 17 | EA | 6 | Stk. | 6 | 2 |  | 34 | 34
37A8501-1 | 2249J79G02 | BLADE RING 2 (SH2) | 9731D63001 | ROPE SEAL WAX IMPREGNATED | 14415 | EA | 8 | Stk. | 2 | 1 |  | 14415 | 14415
37A8501-1 | 2249J79G02 | BLADE RING 2 (SH2) | 4410D29291 | SEAL STRIP | 96 | SG | 3 | Stk. | 2 | 2 |  | 192 | 192
37A8501-1 | 2249J79G02 | BLADE RING 2 (SH2) | 4795D84291 | LOCK STRIP | 60 | EA | 3 | Stk. | 2 | 2 |  | 120 | 120
37A8501-1 | 2249J79G02 | BLADE RING 2 (SH2) | 4203C75024 | PIN - TAPER | 25 | EA | 6 | Stk. | 2 | 1 |  | 25 | 25
37A8501-1 | 2249J79G02 | BLADE RING 2 (SH2) | 2333C26002 | SCREW - 12-POINT | 342 | EA | 14 | Stk. | 4 | 1 |  | 342 | 342
37A8501-1 | 2249J79G02 | BLADE RING 2 (SH2) | 20T4181303 | HELICOIL | 22 | EA | 3 | Stk. | 4 | 1 |  | 22 | 22
37A8501-1 | 2249J79G02 | BLADE RING 2 (SH2) | 9731D52010 | HELICOIL | 11 | EA | 4 | Stk. | 30 | 8 |  | 88 | 88
37A8501-1 | 2249J79G02 | BLADE RING 2 (SH3) | 2249J79G02 | BLADE RING 2 (SH3) |  |  |  |  | 1
37A8501-1 | 2249J79G02 | BLADE RING 2 (SH3) | 1851J08007 | PIN - TORQUE | 507 | EA | 8 | Stk. | 2 | 1 |  | 507 | 507
37A8501-1 | 2249J79G02 | BLADE RING 2 (SH3) | 2738B19001 | NUT - HEX | 36 | EA | 6 | Stk. | 2 | 1 |  | 36 | 36
37A8501-1 | 2249J79G02 | BLADE RING 2 (SH3) | 1851J08022 | PLATE - RETAINING | 413 | EA | 8 | Stk. | 2 | 1 |  | 413 | 413
37A8501-1 | 2249J79G02 | BLADE RING 2 (SH3) | 4211C20003 | BOLT - SPECIAL | 300 | EA | 10 | Stk. | 2 | 1 |  | 300 | 300
37A8501-1 | 2249J79G02 | BLADE RING 2 (SH3) | 4211C27301 | BOLT | 12 | EA | 6 | Stk. | 2 | 2 |  | 24 | 24
37A8501-1 | 2249J79G02 | BLADE RING 2 (SH3) | 10730Z20MG | WIRE - LOCKING | 270 | RL | 3 | Stk. | 1 | 1 |  | 270 | 270
37A8501-1 | 2249J79G02 | BLADE RING 2 (SH3) | 237T061002 | NUT - T/C GUIDE | 26 | EA | 8 | Stk. | 4 | 1 |  | 26 | 26
37A8501-1 | 2249J79G02 | BLADE RING 2 (SH3) | 4211C95G01 | GUIDE - THERMOCOUPLE | 299 | EA | 4 | Stk. | 2 | 1 |  | 299 | 299
37A8501-1 | 2249J79G02 | BLADE RING 2 (SH3) | 2687B76006 | PIN - STRAIGHT (METRIC) | 15 | EA | 10 | Stk. | 4 | 1 |  | 15 | 15
37A8501-1 | 2249J79G02 | BLADE RING 2 (SH3) | 4211C78003 | SCREW - SOC HD (ALT) | 75 | EA | 8 | Stk. | 4 | 4 |  | 300 | 300
37A8501-1 | 2249J79G02 | BLADE RING 2 (SH3) | 4211C78002 | SCREW - SOC HD (ALT) | 22 | EA | 7 | Stk. | 44 | 11 |  | 242 | 242
37A8501-1 | 2249J79G02 | BLADE RING 2 (SH3) | 4211C90001 | PLATE - RETAINER | 40 | EA | 10 | Stk. | 22 | 3 |  | 120 | 120
37A8501-1 | 2249J79G02 | BLADE RING 2 (SH3) | 1851J08002 | PIN - TORQUE | 611 | EA | 8 | Stk. | 22 | 3 |  | 1833 | 1833
37A8501-1 | 2249J79G02 | BLADE RING 2 (SH3) | 4211C79002 | SCREW - HEX CAP (ALT) | 26 | EA | 7 | Stk. | 4 | 4 |  | 104 | 104
37A8501-1 | 2249J79G02 | BLADE RING 2 (SH3) | 4211C22003 | PLUG - SPECIAL | 509 | EA | 6 | Stk. | 1 | 1 |  | 509 | 509
37A8501-1 | 2249J79G02 | BLADE RING 2 (SH3) | 1851J05002 | PLATE | 960 | EA | 10 | Stk. | 1 | 1 |  | 960 | 960
37A8501-1 | 2249J79G02 | BLADE RING 2 (SH3) | 4211C22002 | PLUG - SPECIAL | 494 | EA | 6 | Stk. | 1 | 1 |  | 494 | 494
37A8501-1 | 2249J79G02 | BLADE RING 2 (SH3) | 1851J05001 | PLATE | 660 | EA | 10 | Stk. | 1 | 1 |  | 660 | 660
37A8501-1 | 2249J79G02 | BLADE RING 2 (SH3) | 1851J08005 | LUG - RETAINING | 90 | EA | 7 | Stk. | 48 | 48 |  | 4320 | 4320
37A8501-1 | 2249J79G02 | BLADE RING 2 (SH3) | 4317C97001 | SCREW - SPECIAL | 20 | EA | 7 | Stk. | 48 | 48 |  | 960 | 960
37A8501-1 | 2249J79G02 | BLADE RING 2 (SH3) | 4317C95001 | SCREW - SPECIAL (METRIC) | 18 | EA | 7 | Stk. | 24 | 24 |  | 432 | 432
37A8501-1 | 2249J79G02 | BLADE RING 2 (SH3) | 4220C26002 | SPRING - COMPR SSCY33211 | 13 | EA | 8 | Stk. | 144 | 15 |  | 195 | 195
37A8501-1 | 2249J79G02 | BLADE RING 2 (SH3) | 4220C26001 | FERRULE SSCY33216 | 11 | EA | 5 | Stk. | 144 | 15 |  | 165 | 165
37A8501-1 | 2249J77G02 | BLADE RING 3 (SH1) | 2249J77G02 | BLADE RING 3 (SH1) |  |  |  |  | 1
37A8501-1 | 2249J77G02 | BLADE RING 3 (SH1) | 1851J09001 | KEY | 1033 | EA | 10 | Stk. | 2 | 1 |  | 1033 | 1033
37A8501-1 | 2249J77G02 | BLADE RING 3 (SH1) | 7919D39010 | SCREW | 23 | EA | 6 | Stk. | 6 | 6 |  | 138 | 138
37A8501-1 | 2249J77G02 | BLADE RING 3 (SH1) | 7938D54006 | DOWEL - PILLOW | 159 | EA | 8 | Stk. | 2 | 1 |  | 159 | 159
37A8501-1 | 2249J77G02 | BLADE RING 3 (SH1) | 7880D85005 | SCREW | 1.9 | EA | 5 | Stk. | 2 | 2 |  | 3.8 | 3.8
37A8501-1 | 2249J77G02 | BLADE RING 3 (SH1) | 4211C24005 | STUD - DOWEL | 782 | EA | 8 | Stk. | 4 | 1 |  | 782 | 782
37A8501-1 | 2249J77G02 | BLADE RING 3 (SH1) | 2347C89036 | NUT - EXTENSION | 133 | EA | 6 | Stk. | 4 | 1 |  | 133 | 133
37A8501-1 | 2249J77G02 | BLADE RING 3 (SH1) | 363B412013 | WASHER - NITRIDED | 16 | EA | 8 | Stk. | 4 | 1 |  | 16 | 16
37A8501-1 | 2249J77G02 | BLADE RING 3 (SH1) | 3004B05005 | SCREW - CLOSING | 18 | EA | 7 | Stk. | 4 | 1 |  | 18 | 18
37A8501-1 | 2249J77G02 | BLADE RING 3 (SH1) | 4211C16002 | BOLT - SPECIAL | 71 | EA | 8 | Stk. | 6 | 6 |  | 426 | 426
37A8501-1 | 2249J77G02 | BLADE RING 3 (SH1) | 4205C35006 | WASHER - LOCK | 2.7 | EA | 5 | Stk. | 6 | 6 |  | 16.2 | 16.2
37A8501-1 | 2249J77G02 | BLADE RING 3 (SH1) | PG0033986900 | PLATE - LOCKING | 156 | EA | 10 | Stk. | 6 | 6 |  | 936 | 936
37A8501-1 | 2249J77G02 | BLADE RING 3 (SH1) | 1851J94004 | BUSHING - ALIGNMENT SEAL | 66 | EA | 10 | Stk. | 6 | 6 |  | 396 | 396
37A8501-1 | 2249J77G02 | BLADE RING 3 (SH1) | 1851J94005 | PIN | 84 | EA | 10 | Stk. | 6 | 6 |  | 504 | 504
37A8501-1 | 2249J77G02 | BLADE RING 3 (SH1) | 4211C23001 | SCREW - SPECIAL (METRIC) | 16 | EA | 7 | Stk. | 2 | 1 |  | 16 | 16
37A8501-1 | 2249J77G02 | BLADE RING 3 (SH1) | 4211C91001 | RETAINER | 112 | EA | 10 | Stk. | 2 | 1 |  | 112 | 112
37A8501-1 | 2249J77G02 | BLADE RING 3 (SH1) | 202T387001 | LINER | 130 | EA | 10 | Stk. | 4 | 4 |  | 520 | 520
37A8501-1 | 2249J77G02 | BLADE RING 3 (SH1) | 7919D48003 | SCREW | 19 | EA | 6 | Stk. | 8 | 8 |  | 152 | 152
37A8501-1 | 2249J77G02 | BLADE RING 3 (SH1) | 2347C90039 | NUT - EXTENSION | 135 | EA | 6 | Stk. | 2 | 1 |  | 135 | 135
37A8501-1 | 2249J77G02 | BLADE RING 3 (SH1) | 363B412014 | WASHER - NITRIDED | 23 | EA | 8 | Stk. | 2 | 1 |  | 23 | 23
37A8501-1 | 2249J77G02 | BLADE RING 3 (SH1) | 1754D63056 | BOLT - STUD | 780 | EA | 8 | Stk. | 2 | 1 |  | 780 | 780
37A8501-1 | 2249J77G02 | BLADE RING 3 (SH1) | 3004B05007 | SCREW - CLOSING | 15 | EA | 7 | Stk. | 2 | 1 |  | 15 | 15
37A8501-1 | 2249J77G02 | BLADE RING 3 (SH2) | 2249J77G02 | BLADE RING 3 (SH2) |  |  |  |  | 1
37A8501-1 | 2249J77G02 | BLADE RING 3 (SH2) | 2769B04003 | CLIP - RETAINER | 47 | EA | 10 | Stk. | 32 | 4 |  | 188 | 188
37A8501-1 | 2249J77G02 | BLADE RING 3 (SH2) | 4211C25002 | BOLT - SPECIAL | 32 | EA | 6 | Stk. | 32 | 4 |  | 128 | 128
37A8501-1 | 2249J77G02 | BLADE RING 3 (SH2) | 1847J46001 | BAFFLE SEGMENT | 383 | EA | 13 | Stk. | 14 | 2 |  | 766 | 766
37A8501-1 | 2249J77G02 | BLADE RING 3 (SH2) | 237T193002 | WASHER - BAFFLE | 37 | EA | 10 | Stk. | 32 | 4 |  | 148 | 148
37A8501-1 | 2249J77G02 | BLADE RING 3 (SH2) | 243T834001 | SPRING - COMPRESSION | 100 | EA | 10 | Stk. | 32 | 4 |  | 400 | 400
37A8501-1 | 2249J77G02 | BLADE RING 3 (SH2) | 2688B50003 | BOLT - SHOULDER HEX HD | 16 | EA | 6 | Stk. | 6 | 6 |  | 96 | 96
37A8501-1 | 2249J77G02 | BLADE RING 3 (SH2) | 4205C35006 | WASHER - LOCK | 2.7 | EA | 5 | Stk. | 8 | 8 |  | 21.6 | 21.6
37A8501-1 | 2249J77G02 | BLADE RING 3 (SH2) | 4211C36002 | BOLT - HEX HD | 33 | EA | 6 | Stk. | 8 | 8 |  | 264 | 264
37A8501-1 | 2249J77G02 | BLADE RING 3 (SH2) | 1847J46002 | BAFFLE SEGMENT | 330 | EA | 10 | Stk. | 2 | 1 |  | 330 | 330
37A8501-1 | 2249J77G02 | BLADE RING 3 (SH2) | 4205C32006 | WASHER - LOCK | 1.4 | EA | 8 | Stk. | 30 | 30 |  | 42 | 42
37A8501-1 | 2249J77G02 | BLADE RING 3 (SH2) | 1847J83021 | SCREW - HEX (SPECIAL) | 21 | EA | 7 | Stk. | 24 | 24 |  | 504 | 504
37A8501-1 | 2249J77G02 | BLADE RING 3 (SH2) | 4203C75024 | PIN - TAPER | 25 | EA | 6 | Stk. | 2 | 1 |  | 25 | 25
37A8501-1 | 2249J77G02 | BLADE RING 3 (SH2) | 2333C26002 | SCREW - 12-POINT | 342 | EA | 14 | Stk. | 4 | 1 |  | 342 | 342
37A8501-1 | 2249J77G02 | BLADE RING 3 (SH2) | 20T4181303 | HELICOIL | 22 | EA | 3 | Stk. | 4 | 1 |  | 22 | 22
37A8501-1 | 2249J77G02 | BLADE RING 3 (SH2) | 4410D29290 | SEAL STRIP | 95 | SG | 3 | Stk. | 2 | 2 |  | 190 | 190
37A8501-1 | 2249J77G02 | BLADE RING 3 (SH2) | 4795D84290 | LOCK STRIP | 110 | EA | 3 | Stk. | 2 | 2 |  | 220 | 220
37A8501-1 | 2249J77G02 | BLADE RING 3 (SH2) | 8076D98010 | HELICOIL | 9 | EA | 3 | Stk. | 30 | 8 |  | 72 | 72
37A8501-1 | 2249J77G02 | BLADE RING 3 (SH2) | 10730Z20RP | WIRE - LOCKING | 181 | EA | 4 | Non Stk. | 1 | 1 |  | 181 | 181
37A8501-1 | 2249J77G02 | BLADE RING 3 (SH3) | 2249J77G02 | BLADE RING 3 (SH3) |  |  |  |  | 1
37A8501-1 | 2249J77G02 | BLADE RING 3 (SH3) | 1851J08007 | PIN - TORQUE | 507 | EA | 8 | Stk. | 2 | 1 |  | 507 | 507
37A8501-1 | 2249J77G02 | BLADE RING 3 (SH3) | 2738B19001 | NUT - HEX | 36 | EA | 6 | Stk. | 2 | 1 |  | 36 | 36
37A8501-1 | 2249J77G02 | BLADE RING 3 (SH3) | 1851J08022 | PLATE - RETAINING | 413 | EA | 8 | Stk. | 2 | 1 |  | 413 | 413
37A8501-1 | 2249J77G02 | BLADE RING 3 (SH3) | 4211C20003 | BOLT - SPECIAL | 300 | EA | 10 | Stk. | 2 | 1 |  | 300 | 300
37A8501-1 | 2249J77G02 | BLADE RING 3 (SH3) | 4211C27301 | BOLT | 12 | EA | 6 | Stk. | 2 | 2 |  | 24 | 24
37A8501-1 | 2249J77G02 | BLADE RING 3 (SH3) | 10730DX0MG | WIRE - LOCKING | 204 | RL | 3 | Stk. | 1 | 1 |  | 204 | 204
37A8501-1 | 2249J77G02 | BLADE RING 3 (SH3) | 4193C90603 | NUT - HEX | 28 | EA | 5 | Stk. | 8 | 8 |  | 224 | 224
37A8501-1 | 2249J77G02 | BLADE RING 3 (SH3) | 4199C91004 | WASHER - NITRIDED | 24 | EA | 11 | Stk. | 8 | 2 |  | 48 | 48
37A8501-1 | 2249J77G02 | BLADE RING 3 (SH3) | 7935D43008 | SCREW | 22 | EA | 6 | Stk. | 8 | 8 |  | 176 | 176
37A8501-1 | 2249J77G02 | BLADE RING 3 (SH3) | 4211C78002 | SCREW - SOC HD (ALT) | 22 | EA | 7 | Stk. | 28 | 7 |  | 154 | 154
37A8501-1 | 2249J77G02 | BLADE RING 3 (SH3) | 4211C90001 | PLATE - RETAINER | 40 | EA | 10 | Stk. | 14 | 2 |  | 80 | 80
37A8501-1 | 2249J77G02 | BLADE RING 3 (SH3) | 1851J08002 | PIN - TORQUE | 611 | EA | 8 | Stk. | 14 | 2 |  | 1222 | 1222
37A8501-1 | 2249J77G02 | BLADE RING 3 (SH3) | 4211C14001 | BOLT - SOC HD (SPECIAL) | 42 | EA | 7 | Stk. | 14 | 4 |  | 168 | 168
37A8501-1 | 2249J77G02 | BLADE RING 3 (SH3) | 1851J08005 | LUG - RETAINING | 90 | EA | 7 | Stk. | 32 | 32 |  | 2880 | 2880
37A8501-1 | 2249J77G02 | BLADE RING 3 (SH3) | 4317C97001 | SCREW - SPECIAL | 20 | EA | 7 | Stk. | 32 | 32 |  | 640 | 640
37A8501-1 | 2249J77G02 | BLADE RING 3 (SH3) | 4317C95001 | SCREW - SPECIAL (METRIC) | 18 | EA | 7 | Stk. | 32 | 32 |  | 576 | 576
37A8501-1 | 2249J77G02 | BLADE RING 3 (SH3) | 1851J05002 | PLATE | 960 | EA | 10 | Stk. | 1 | 1 |  | 960 | 960
37A8501-1 | 2249J77G02 | BLADE RING 3 (SH3) | 4211C22003 | PLUG - SPECIAL | 509 | EA | 6 | Stk. | 1 | 1 |  | 509 | 509
37A8501-1 | 2249J77G02 | BLADE RING 3 (SH3) | 4211C79002 | SCREW - HEX CAP (ALT) | 26 | EA | 7 | Stk. | 4 | 4 |  | 104 | 104
37A8501-1 | 2249J77G02 | BLADE RING 3 (SH3) | 4211C22004 | PLUG - SPECIAL | 610 | EA | 6 | Stk. | 1 | 1 |  | 610 | 610
37A8501-1 | 2249J77G02 | BLADE RING 3 (SH3) | 1851J05001 | PLATE | 660 | EA | 10 | Stk. | 1 | 1 |  | 660 | 660
37A8501-1 | 2249J77G02 | BLADE RING 3 (SH3) | 1851J84G02 | SUPPORT - PERFORATED PLATE | 480 | EA | 7 | Stk. | 4 | 1 |  | 480 | 480
37A8501-1 | 2249J77G02 | BLADE RING 3 (SH3) | 1851J84G01 | SUPPORT - PERFORATED PLATE | 525 | EA | 7 | Stk. | 4 | 1 |  | 525 | 525
37A8501-1 | 2249J77G02 | BLADE RING 3 (SH3) | 1851J84001 | PLATE - PERFORATED ROW 3 | 2370 | EA | 8 | Stk. | 2 | 1 |  | 2370 | 2370
37A8501-1 | 2249J77G02 | BLADE RING 3 (SH3) | 4220C26002 | SPRING - COMPR SSCY33211 | 13 | EA | 8 | Stk. | 144 | 15 |  | 195 | 195
37A8501-1 | 2249J77G02 | BLADE RING 3 (SH3) | 4220C26001 | FERRULE SSCY33216 | 11 | EA | 5 | Stk. | 144 | 15 |  | 165 | 165
37A8501-1 | PG0034310200 | BLADE RING 4 (SH1) | PG0034310200 | BLADE RING 4 (SH1) |  |  |  |  | 1
37A8501-1 | PG0034310200 | BLADE RING 4 (SH1) | 1754D62053 | BOLT - STUD | 636 | EA | 8 | Stk. | 2 | 1 |  | 636 | 636
37A8501-1 | PG0034310200 | BLADE RING 4 (SH1) | 7919D40014 | SCREW | 51 | EA | 6 | Stk. | 6 | 2 |  | 102 | 102
37A8501-1 | PG0034310200 | BLADE RING 4 (SH1) | 1782D12001 | KEY | 2101 | EA | 10 | Stk. | 2 | 1 |  | 2101 | 2101
37A8501-1 | PG0034310200 | BLADE RING 4 (SH1) | 7880D85005 | SCREW | 1.9 | EA | 5 | Stk. | 2 | 2 |  | 3.8 | 3.8
37A8501-1 | PG0034310200 | BLADE RING 4 (SH1) | 7938D54006 | DOWEL - PILLOW | 159 | EA | 8 | Stk. | 2 | 1 |  | 159 | 159
37A8501-1 | PG0034310200 | BLADE RING 4 (SH1) | 2347C89036 | NUT - EXTENSION | 133 | EA | 6 | Stk. | 2 | 1 |  | 133 | 133
37A8501-1 | PG0034310200 | BLADE RING 4 (SH1) | 363B412013 | WASHER - NITRIDED | 16 | EA | 8 | Stk. | 2 | 1 |  | 16 | 16
37A8501-1 | PG0034310200 | BLADE RING 4 (SH1) | 4211C24005 | STUD - DOWEL | 782 | EA | 8 | Stk. | 2 | 1 |  | 782 | 782
37A8501-1 | PG0034310200 | BLADE RING 4 (SH1) | 3004B05005 | SCREW - CLOSING | 18 | EA | 7 | Stk. | 4 | 1 |  | 18 | 18
37A8501-1 | PG0034310200 | BLADE RING 4 (SH1) | 4211C24004 | STUD - DOWEL | 772 | EA | 10 | Stk. | 2 | 1 |  | 772 | 772
37A8501-1 | PG0034310200 | BLADE RING 4 (SH1) | 363B412011 | WASHER - NITRIDED | 21 | EA | 8 | Stk. | 2 | 1 |  | 21 | 21
37A8501-1 | PG0034310200 | BLADE RING 4 (SH1) | 2347C87033 | NUT - EXTENSION | 104 | EA | 5 | Stk. | 2 | 1 |  | 104 | 104
37A8501-1 | PG0034310200 | BLADE RING 4 (SH1) | 202T387001 | LINER | 130 | EA | 10 | Stk. | 4 | 4 |  | 520 | 520
37A8501-1 | PG0034310200 | BLADE RING 4 (SH1) | 7919D48003 | SCREW | 19 | EA | 6 | Stk. | 8 | 8 |  | 152 | 152
37A8501-1 | PG0034310200 | BLADE RING 4 (SH2) | PG0034310200 | BLADE RING 4 (SH2) |  |  |  |  | 1
37A8501-1 | PG0034310200 | BLADE RING 4 (SH2) | 10730DX0B9 | WIRE - LOCKING | 56 | RL | 3 | Stk. | 1 | 1 |  | 56 | 56
37A8501-1 | PG0034310200 | BLADE RING 4 (SH2) | 2769B04003 | CLIP - RETAINER | 47 | EA | 10 | Stk. | 28 | 3 |  | 141 | 141
37A8501-1 | PG0034310200 | BLADE RING 4 (SH2) | 4211C25003 | BOLT - SPECIAL | 20 | EA | 6 | Stk. | 28 | 3 |  | 60 | 60
37A8501-1 | PG0034310200 | BLADE RING 4 (SH2) | 1847J47003 | BAFFLE SEGMENT | 810 | EA | 10 | Stk. | 1 | 1 |  | 810 | 810
37A8501-1 | PG0034310200 | BLADE RING 4 (SH2) | 237T193002 | WASHER - BAFFLE | 37 | EA | 10 | Stk. | 28 | 3 |  | 111 | 111
37A8501-1 | PG0034310200 | BLADE RING 4 (SH2) | 4210C08001 | SPRING - COMPRESSION | 221 | EA | 10 | Stk. | 28 | 3 |  | 663 | 663
37A8501-1 | PG0034310200 | BLADE RING 4 (SH2) | 4205C35006 | WASHER - LOCK | 2.7 | EA | 5 | Stk. | 8 | 8 |  | 21.6 | 21.6
37A8501-1 | PG0034310200 | BLADE RING 4 (SH2) | 4211C36003 | BOLT - HEX HD | 31 | EA | 6 | Stk. | 8 | 2 |  | 62 | 62
37A8501-1 | PG0034310200 | BLADE RING 4 (SH2) | 1847J47001 | BAFFLE SEGMENT | 534 | EA | 13 | Stk. | 12 | 2 |  | 1068 | 1068
37A8501-1 | PG0034310200 | BLADE RING 4 (SH2) | 4410D29290 | SEAL STRIP | 95 | SG | 3 | Stk. | 2 | 2 |  | 190 | 190
37A8501-1 | PG0034310200 | BLADE RING 4 (SH2) | 4795D84290 | LOCK STRIP | 110 | EA | 3 | Stk. | 2 | 2 |  | 220 | 220
37A8501-1 | PG0034310200 | BLADE RING 4 (SH2) | 1847J47002 | BAFFLE SEGMENT | 810 | EA | 11 | Stk. | 1 | 1 |  | 810 | 810
37A8501-1 | PG0034310200 | BLADE RING 4 (SH2) | 4203C75024 | PIN - TAPER | 25 | EA | 6 | Stk. | 2 | 1 |  | 25 | 25
37A8501-1 | PG0034310200 | BLADE RING 4 (SH2) | 2333C26002 | SCREW - 12-POINT | 342 | EA | 14 | Stk. | 4 | 1 |  | 342 | 342
37A8501-1 | PG0034310200 | BLADE RING 4 (SH2) | 9731D75004 | HELICOIL | 31 | EA | 3 | Stk. | 4 | 1 |  | 31 | 31
37A8501-1 | PG0034310200 | BLADE RING 4 (SH3) | PG0034310200 | BLADE RING 4 (SH3) |  |  |  |  | 1
37A8501-1 | PG0034310200 | BLADE RING 4 (SH3) | 4193C90603 | NUT - HEX | 28 | EA | 5 | Stk. | 8 | 8 |  | 224 | 224
37A8501-1 | PG0034310200 | BLADE RING 4 (SH3) | 4199C91004 | WASHER - NITRIDED | 24 | EA | 11 | Stk. | 8 | 2 |  | 48 | 48
37A8501-1 | PG0034310200 | BLADE RING 4 (SH3) | 7935D43008 | SCREW | 22 | EA | 6 | Stk. | 8 | 8 |  | 176 | 176
37A8501-1 | PG0034310200 | BLADE RING 4 (SH3) | 4211C22005 | PLUG - SPECIAL | 495 | EA | 6 | Stk. | 1 | 1 |  | 495 | 495
37A8501-1 | PG0034310200 | BLADE RING 4 (SH3) | 1779D28001 | LUG - RETAINING | 81 | EA | 6 | Stk. | 28 | 28 |  | 2268 | 2268
37A8501-1 | PG0034310200 | BLADE RING 4 (SH3) | 4317C97001 | SCREW - SPECIAL | 20 | EA | 7 | Stk. | 28 | 28 |  | 560 | 560
37A8501-1 | PG0034310200 | BLADE RING 4 (SH3) | 4220C26002 | SPRING - COMPR SSCY33211 | 13 | EA | 8 | Stk. | 144 | 15 |  | 195 | 195
37A8501-1 | PG0034310200 | BLADE RING 4 (SH3) | 4220C26001 | FERRULE SSCY33216 | 11 | EA | 5 | Stk. | 144 | 15 |  | 165 | 165
37A8501-1 | PG0034310200 | BLADE RING 4 (SH3) | 10730DX0B9 | WIRE - LOCKING | 56 | RL | 3 | Stk. | 1 | 1 |  | 56 | 56
37A8501-1 | PG0034310200 | BLADE RING 4 (SH3) | 4211C78002 | SCREW - SOC HD (ALT) | 22 | EA | 7 | Stk. | 28 | 7 |  | 154 | 154
37A8501-1 | PG0034310200 | BLADE RING 4 (SH3) | 4211C90001 | PLATE - RETAINER | 40 | EA | 10 | Stk. | 14 | 2 |  | 80 | 80
37A8501-1 | PG0034310200 | BLADE RING 4 (SH3) | 1779D27001 | PIN - TORQUE | 571 | EA | 10 | Stk. | 14 | 2 |  | 1142 | 1142
37A8501-1 | PG0034310200 | BLADE RING 4 (SH3) | 4211C16003 | BOLT - SPECIAL | 29 | EA | 7 | Stk. | 6 | 6 |  | 174 | 174
37A8501-1 | PG0034310200 | BLADE RING 4 (SH3) | 4205C35006 | WASHER - LOCK | 2.7 | EA | 5 | Stk. | 6 | 6 |  | 16.2 | 16.2
37A8501-1 | PG0034310200 | BLADE RING 4 (SH3) | PG0033932800 | PLATE - LOCKING | 32 | EA | 11 | Stk. | 6 | 6 |  | 192 | 192
37A8501-1 | PG0034310200 | BLADE RING 4 (SH3) | 2334C11001 | SEAL - BUSHING | 92 | EA | 10 | Stk. | 6 | 6 |  | 552 | 552
37A8501-1 | PG0034310200 | BLADE RING 4 (SH3) | 4211C93002 | PIN - ALIGNMENT | 176 | EA | 7 | Stk. | 6 | 6 |  | 1056 | 1056
37A8501-1 | PG0034310200 | BLADE RING 4 (SH3) | 1851J84G03 | SUPPORT - PERFORATED PLATE | 540 | EA | 12 | Stk. | 4 | 1 |  | 540 | 540
37A8501-1 | PG0034310200 | BLADE RING 4 (SH3) | 1851J84002 | PLATE - PERFORATED ROW 4 | 1575 | EA | 5 | Stk. | 2 | 1 |  | 1575 | 1575
37A8501-1 | PG0034310200 | BLADE RING 4 (SH3) | 1779D30G01 | SUPPORT - PERFORATED PLATE | 432 | EA | 8 | Stk. | 4 | 1 |  | 432 | 432
37A8501-1 | 37A8501-1 | EXHAUST CYLINDER LOCATOR | 37A8501-1 | EXHAUST CYLINDER LOCATOR |  |  |  |  | 1
37A8501-1 | PG0034152600 | EXHAUST CYLINDER DET(SH1) | PG0034152600 | EXHAUST CYLINDER DET(SH1) |  |  |  |  | 1
37A8501-1 | PG0034152600 | EXHAUST CYLINDER DET(SH1) | 270A365008 | PIPE - PLUG | 41 | EA | 4 | Non Stk. | 16 | 2 |  |  | 82
37A8501-1 | PG0034152600 | EXHAUST CYLINDER DET(SH1) | 270A364003 | HELICOIL | 3.5 | EA | 3 | Stk. | 64 | 16 |  |  | 56
37A8501-1 | PG0034152600 | EXHAUST CYLINDER DET(SH1) | 897C316001 | HELICOIL | 774 | EA | 6 | Stk. | 64 | 16 |  |  | 12384
37A8501-1 | PG0034152600 | EXHAUST CYLINDER DET(SH1) | 4202C75009 | PIN STRAIGHT | 147 | EA | 6 | Non Stk. | 2 | 1 |  |  | 147
37A8501-1 | PG0034152600 | EXHAUST CYLINDER DET(SH1) | 2760B99003 | HELICOIL | 134 | EA | 6 | Non Stk. | 24 | 6 |  |  | 804
37A8501-1 | PG0034152600 | EXHAUST CYLINDER DET(SH1) | 2760B99002 | HELICOIL | 76 | EA | 4 | Non Stk. | 24 | 6 |  |  | 456
37A8501-1 | PG0034152600 | EXHAUST CYLINDER DET(SH1) | 9D14116G03 | VIBROMETER PICKUP ASSEMBLY | 3285 | EA | 10 | Non Stk. | 2 | 1 |  |  | 3285
37A8501-1 | PG0034152600 | EXHAUST CYLINDER DET(SH1) | 4198C42304 | BOLT | 57 | EA | 6 | Non Stk. | 32 | 8 |  |  | 456
37A8501-1 | PG0034152600 | EXHAUST CYLINDER DET(SH1) | 10730Z20MG | WIRE - LOCKING | 270 | RL | 3 | Stk. | 2 | 2 |  |  | 540
37A8501-1 | PG0034152600 | EXHAUST CYLINDER DET(SH2) | PG0034152600 | EXHAUST CYLINDER DET(SH2) |  |  |  |  | 1
37A8501-1 | PG0034152600 | EXHAUST CYLINDER DET(SH2) | 2727B89006 | WIRE - LOCKING | 455 | EA | 5 | Stk. | 1 | 1 |  |  | 455
37A8501-1 | PG0034152600 | EXHAUST CYLINDER DET(SH2) | PG0033285600 | SCREW - HEX HD (ALT) | 688 | EA | 6 | Non Stk. | 48 | 12 |  |  | 8256
37A8501-1 | PG0034152600 | EXHAUST CYLINDER DET(SH2) | PG0033268200 | SPACER - SUPPORT ROD | 57 | EA | 6 | Non Stk. | 96 | 10 |  |  | 570
37A8501-1 | PG0034152600 | EXHAUST CYLINDER DET(SH2) | 4312C46G02 | T/C SUPPORT & GUIDE TUBE | 1632 | EA | 6 | Non Stk. | 16 | 2 |  |  | 3264
37A8501-1 | PG0034152600 | EXHAUST CYLINDER DET(SH2) | 4255C97005 | WASHER - LOCK | 15 | EA | 5 | Stk. | 1 | 1 |  |  | 15
37A8501-1 | PG0034152600 | EXHAUST CYLINDER DET(SH2) | 7935D23006 | SCREW | 138 | EA | 6 | Non Stk. | 1 | 1 |  |  | 138
37A8501-1 | PG0034152600 | EXHAUST CYLINDER DET(SH2) | 270A364005 | PLUG - PIPE | 26 | EA | 3 | Non Stk. | 2 | 1 |  |  | 26
37A8501-1 | PG0034152600 | EXHAUST CYLINDER DET(SH2) | 2760B97007 | INSERT - THREADED | 615 | EA | 6 | Non Stk. | 6 | 2 |  |  | 1230
37A8501-1 | PG0034152600 | EXHAUST CYLINDER DET(SH2) | 897C316001 | THERMOCOUPLE ASSEMBLY | 774 | EA | 6 | Stk. | 16 | 4 |  |  | 3096
37A8501-1 | PG0034152600 | EXHAUST CYLINDER DET(SH2) | 897C327001 | ELEMENT - THERMOCOUPLE | 288 | EA | 4 | Stk. | 16 | 16 |  |  | 4608
37A8501-1 | PG0033362801 | EXHAUST CYLINDER SEALS | PG0033362801 | EXHAUST CYLINDER SEALS |  |  |  |  | 1
37A8501-1 | PG0033362801 | EXHAUST CYLINDER SEALS | 9D11644002 | WASHER - TAB COPPER | 432 | EA | 10 | Non Stk. | 2 | 1 |  |  | 432
37A8501-1 | PG0033362801 | EXHAUST CYLINDER SEALS | 4329C90008 | O-RING | 385 | EA | 11 | Non Stk. | 2 | 2 |  |  | 770
37A8501-1 | PG0033362801 | EXHAUST CYLINDER SEALS | 9D11644001 | PLUG - ROTOR PIN | 400 | EA | 15 | Stk. | 2 | 1 |  |  | 400
37A8501-1 | PG0033362801 | EXHAUST CYLINDER SEALS | 9D11666001 | SEAL - AIR | 7072 | EA | 15 | Stk. | 1 | 1 |  |  | 7072
37A8501-1 | PG0033362801 | EXHAUST CYLINDER SEALS | 9D11661001 | SEAL - OIL | 6678 | EA | 15 | Stk. | 1 | 1 |  |  | 6678
37A8501-1 | PG0033362801 | EXHAUST CYLINDER SEALS | 9D11660001 | SEAL - OIL | 6143 | EA | 15 | Stk. | 1 | 1 |  |  | 6143
37A8501-1 | PG0033362801 | EXHAUST CYLINDER SEALS | 4329C60001 | SCREW - SHOULDER | 394 | EA | 6 | Non Stk. | 1 | 1 |  |  | 394
37A8501-1 | PG0033362801 | EXHAUST CYLINDER SEALS | 4198C41306 | BOLT | 238 | EA | 6 | Non Stk. | 4 | 1 |  |  | 238
37A8501-1 | PG0033362801 | EXHAUST CYLINDER SEALS | 4202C74013 | PIN - STRAIGHT | 338 | EA | 4 | Non Stk. | 2 | 1 |  |  | 338
37A8501-1 | PG0033362801 | EXHAUST CYLINDER SEALS | 9D11636005 | PLUG | 138 | EA | 6 | Non Stk. | 1 | 1 |  |  | 138
37A8501-1 | PG0031174700 | JOURNAL BEARING DETAIL | PG0031174700 | JOURNAL BEARING DETAIL |  |  |  |  | 1
37A8501-1 | PG0031174700 | JOURNAL BEARING DETAIL | PG0033621400 | BOLT - JOINT | 37 | EA | 5 | Stk. | 4 | 1 |  |  | 37
37A8501-1 | PG0031174700 | JOURNAL BEARING DETAIL | PG0033618300 | PIN - ANTI-ROTATION | 53 | EA | 4 | Stk. | 1 | 1 |  |  | 53
37A8501-1 | PG0031174700 | JOURNAL BEARING DETAIL | PG0033621500 | DOWEL - JOINT | 19 | EA | 4 | Stk. | 2 | 1 |  |  | 19
37A8501-1 | PG0031174700 | JOURNAL BEARING DETAIL | PG0033621600 | SCREW - SHOULDER | 40 | EA | 4 | Stk. | 20 | 5 |  |  | 200
37A8501-1 | PG0031174700 | JOURNAL BEARING DETAIL | PG0033621700 | PIN - RETAINING PLATE | 43 | EA | 4 | Non Stk. | 1 | 1 |  |  | 43
37A8501-1 | PG0031174700 | JOURNAL BEARING DETAIL | PG0033621900 | SCREW - SOC HD | 19 | EA | 5 | Stk. | 12 | 3 |  |  | 57
37A8501-1 | PG0031174700 | JOURNAL BEARING DETAIL | PG0033620100 | TUBE - OIL FEED | 129 | EA | 4 | Stk. | 4 | 1 |  |  | 129
37A8501-1 | PG0031174700 | JOURNAL BEARING DETAIL | PG0033621800 | O-RING - OIL FEED TUBE | 232 | EA | 4 | Non Stk. | 8 | 8 |  |  | 1856
37A8501-1 | PG0031174700 | JOURNAL BEARING DETAIL | PG0033622000 | PLUG - THERMOCOUPLE | 56 | EA | 4 | Non Stk. | 2 | 1 |  |  | 56
37A8501-1 | PG0031174700 | JOURNAL BEARING DETAIL | 1852J62006 | THERMOCOUPLE ASSEMBLY | 908 | EA | 5 | Stk. | 2 | 1 |  |  | 908
37A8501-1 | PG0031174700 | JOURNAL BEARING DETAIL | 2688B33001 | PLUG - THERMOCOUPLE | 267 | EA | 6 | Stk. | 2 | 1 |  |  | 267
37A8501-1 | PG0031174700 | JOURNAL BEARING DETAIL | 1750D13010 | SCREW - SOC HD | 155 | EA | 4 | Non Stk. | 2 | 1 |  |  | 155
37A8501-1 | PG0031174700 | JOURNAL BEARING DETAIL | 10730DX0B9 | WIRE - LOCKING | 56 | RL | 3 | Stk. | 1 | 1 |  |  | 56
37A8501-1 | PG0031174700 | JOURNAL BEARING DETAIL | 1852J62003 | ELEMENT - THERMOCOUPLE | 379 | EA | 5 | Non Stk. | 2 | 2 |  |  | 758
37A8501-1 | PG0031174700 | JOURNAL BEARING DETAIL | 2688B39001 | KEY - RETAINING | 531 | EA | 7 | Stk. | 1 | 1 |  |  | 531
37A8501-1 | PG0034152600 | EXHAUST CYLINDER STATIC SEAL | PG0034152600 | EXHAUST CYLINDER STATIC SEAL |  |  |  |  | 1
37A8501-1 | PG0034152600 | EXHAUST CYLINDER STATIC SEAL | 7935D23008 | SCREW | 25 | EA | 6 | Stk. | 160 | 40 |  |  | 1000
37A8501-1 | PG0034152600 | EXHAUST CYLINDER STATIC SEAL | 9D11651003 | BACKING RING | 167 | EA | 6 | Non Stk. | 7 | 2 |  |  | 334
37A8501-1 | PG0034152600 | EXHAUST CYLINDER STATIC SEAL | 7919D37007 | SCREW | 75 | EA | 6 | Non Stk. | 32 | 8 |  |  | 600
37A8501-1 | PG0034152600 | EXHAUST CYLINDER STATIC SEAL | PG0033703100 | FINGER SEAL ASSEMBLY (OUTER) | 2331 | EA | 39 | Stk. | 16 | 2 |  |  | 4662
37A8501-1 | PG0034152600 | EXHAUST CYLINDER STATIC SEAL | 4211C79007 | SCREW - HEX CAP (ALT) | 26 | EA | 8 | Stk. | 32 | 8 |  |  | 208
37A8501-1 | PG0034152600 | EXHAUST CYLINDER STATIC SEAL | 9D14116G03 | VIBRATION P-U ASSEMBLYY PROBE | 3285 | EA | 10 | Non Stk. | 2 | 1 |  |  | 3285
37A8501-1 | PG0034152600 | EXHAUST CYLINDER STATIC SEAL | 7880D88007 | SCREW | 5 | EA | 5 | Stk. | 2 | 1 |  |  | 5
37A8501-1 | PG0034152600 | EXHAUST CYLINDER STATIC SEAL | 212D495002 | GASKET - FLEXITALLIC | 8 | EA | 3 | Stk. | 1 | 1 |  |  | 8
37A8501-1 | PG0034152600 | EXHAUST CYLINDER STATIC SEAL | 7940D47G01 | THERMOCOUPLE ASSEMBLY | 781 | EA | 5 | Stk. | 1 | 1 |  |  | 781
37A8501-1 | PG0034152600 | EXHAUST CYLINDER STATIC SEAL | 7929D44011 | SCREW | 23 | EA | 7 | Stk. | 4 | 1 |  |  | 23
37A8501-1 | PG0034152600 | EXHAUST CYLINDER STATIC SEAL | 4199C99012 | NUT - HEX | 2 | EA | 5 | Stk. | 4 | 1 |  |  | 2
37A8501-1 | PG0034152600 | EXHAUST CYLINDER STATIC SEAL | 7929D22008 | SCREW | 1 | EA | 9 | Stk. | 1 | 1 |  |  | 1
37A8501-1 | PG0034152600 | EXHAUST CYLINDER STATIC SEAL | 4199C99009 | NUT - HEX | 1.7 | EA | 4 | Stk. | 1 | 1 |  |  | 1.7
37A8501-1 | PG0034152600 | EXHAUST CYLINDER STATIC SEAL | 363B415008 | WASHER - PLAIN | 2.6 | EA | 4 | Stk. | 1 | 1 |  |  | 2.6
37A8501-1 | PG0034152600 | EXHAUST CYLINDER STATIC SEAL | 460B136009 | WASHER - LOCK | 1.1 | EA | 3 | Stk. | 1 | 1 |  |  | 1.1
37A8501-1 | PG0034152600 | EXHAUST CYLINDER STATIC SEAL | 9D11652G02 | FINGER SEAL ASSEMBLY (INNER) | 4324 | EA | 35 | Non Stk. | 1 | 1 |  |  | 4324
37A8501-1 | PG0034152600 | EXHAUST CYLINDER STATIC SEAL | 9D11652G03 | FINGER SEAL ASSEMBLY (INNER) | 4324 | EA | 35 | Non Stk. | 1 | 1 |  |  | 4324
37A8501-1 | PG0034152600 | EXHAUST CYLINDER STATIC SEAL | 9D11653004 | SUPPORT PLATE - STATIC SEAL | 2321 | EA | 22 | Stk. | 1 | 1 |  |  | 2321
37A8501-1 | PG0034152600 | EXHAUST CYLINDER STATIC SEAL | 9D11653005 | SUPPORT PLATE - STATIC SEAL | 5160 | EA | 35 | Non Stk. | 1 | 1 |  |  | 5160
37A8501-1 | PG0034414400 | EXHAUST MANIFOLD DETAIL | PG0034414400 | EXHAUST MANIFOLD DETAIL |  |  |  |  | 1
37A8501-1 | PG0034414400 | EXHAUST MANIFOLD DETAIL | 9D14406001 | PLATE | 9769 | EA | 8 | Non Stk. | 1 | 1 |  |  | 9769
37A8501-1 | PG0034414400 | EXHAUST MANIFOLD DETAIL | PG0034399900 | BOLT - HEX HD | 282 | EA | 7 | Stk. | 36 | 9 |  |  | 2538
37A8501-1 | PG0034414400 | EXHAUST MANIFOLD DETAIL | 3496B74014 | COUPLING | 488 | EA | 9 | Non Stk. | 1 | 1 |  |  | 488
37A8501-1 | PG0034414400 | EXHAUST MANIFOLD DETAIL | PG0034400000 | GASKET | 27 | EA | 4 | Non Stk. | 2 | 2 |  |  | 54
37A8501-1 | PG0034414400 | EXHAUST MANIFOLD DETAIL | PG0034400100 | GASKET | 33 | EA | 3 | Non Stk. | 2 | 2 |  |  | 66
37A8501-1 | PG0034414400 | EXHAUST MANIFOLD DETAIL | PG0034400200 | GASKET | 66 | EA | 3 | Non Stk. | 1 | 1 |  |  | 66
37A8501-1 | PG0034414400 | EXHAUST MANIFOLD DETAIL | PG0034400300 | BOLT | 42 | EA | 4 | Non Stk. | 12 | 3 |  |  | 126
37A8501-1 | PG0034414400 | EXHAUST MANIFOLD DETAIL | PG0034402400 | BOLT | 313 | EA | 4 | Non Stk. | 8 | 2 |  |  | 626
37A8501-1 | PG0034414400 | EXHAUST MANIFOLD DETAIL | PG0034402500 | NUT - HEX | 12 | EA | 19 | Stk. | 16 | 4 |  |  | 48
37A8501-1 | PG0034414400 | EXHAUST MANIFOLD DETAIL | PG0034402600 | WASHERS - EXTERNAL TOOTH TYPE | 16 | EA | 18 | Stk. | 8 | 2 |  |  | 32
37A8501-1 | PG0034414400 | EXHAUST MANIFOLD DETAIL | PG0034402700 | WASHERS - EXTERNAL TOOTH TYPE | 4 | EA | 3 | Non Stk. | 16 | 4 |  |  | 16
37A8501-1 | PG0034414400 | EXHAUST MANIFOLD DETAIL | 3496B09002 | WASHER - LOCK (NORD) | 10 | EA | 3 | Stk. | 36 | 36 |  |  | 360
37A8501-1 | PG0034414400 | EXHAUST MANIFOLD DETAIL | PG0034402900 | BOLT | 180 | EA | 4 | Non Stk. | 4 | 1 |  |  | 180
37A8501-1 | PG0034414400 | EXHAUST MANIFOLD DETAIL | 9D13460029 | NUT - HEX | 55 | EA | 1 | Non Stk. | 4 | 1 |  |  | 55
37A8501-1 | PG0034414400 | EXHAUST MANIFOLD DETAIL | 9D13460030 | WASHER | 28 | EA | 1 | Non Stk. | 2 | 1 |  |  | 28
37A8501-1 | PG0034414400 | EXHAUST MANIFOLD DETAIL | 9D13460001 | PLATE | 157 | EA | 1 | Non Stk. | 4 | 1 |  |  | 157
37A8501-1 | PG0034414400 | EXHAUST MANIFOLD DETAIL | 9D13460006 | ROD - THREADED | 288 | EA | 1 | Non Stk. | 2 | 1 |  |  | 288
37A8501-1 | PG0034414400 | EXHAUST MANIFOLD DETAIL | 9D13460010 | ROD - THREADED | 345 | EA | 1 | Non Stk. | 2 | 1 |  |  | 345
37A8501-1 | PG0034414400 | EXHAUST MANIFOLD DETAIL | 9D13460009 | PIN | 186 | EA | 1 | Non Stk. | 4 | 1 |  |  | 186
37A8501-1 | PG0034414400 | EXHAUST MANIFOLD DETAIL | 9D13460007 | NUT | 12 | EA | 1 | Non Stk. | 4 | 1 |  |  | 12
37A8501-1 | PG0034414400 | EXHAUST MANIFOLD DETAIL | 9D13460008 | WASHER | 35 | EA | 1 | Non Stk. | 2 | 1 |  |  | 35
37A8501-1 | PG0034414400 | EXHAUST MANIFOLD DETAIL | 9D13460028 | ROD - THREADED | 388 | EA | 1 | Non Stk. | 2 | 1 |  |  | 388
37A8501-1 | PG0034414400 | EXHAUST MANIFOLD DETAIL | 9D13460031 | ROD - THREADED | 345 | EA | 1 | Non Stk. | 2 | 1 |  |  | 345
TX43494 | TX43494 | GAS TURBINE ROTOR | TX43494 | GAS TURBINE ROTOR |  |  |  |  | 1
TX43494 | 2373J09G02 | ROTOR LOCATOR | 2373J09G02 | ROTOR LOCATOR |  |  |  |  | 1
TX43494 | 2373J09G02 | COMPRESSOR BLADE DETAIL | 2373J09G02 | COMPRESSOR BLADE DETAIL |  |  |  |  | 1
TX43494 | 2373J09G02 | COMPRESSOR BLADE DETAIL | 1804D04001 | KEY - CPRSR BLADE LOCK ROW 1 | 255 | EA | 10 | Non Stk. | 20 | 2 |  |  | 510
TX43494 | 2373J09G02 | COMPRESSOR BLADE DETAIL | 1804D05G01 | CLOSURE KEY - ROW 1 | 1205 | EA | 14 | Non Stk. | 2 | 2 |  |  | 2410
TX43494 | 2373J09G02 | COMPRESSOR BLADE DETAIL | 1804D04002 | KEY - CPRSR BLADE LOCK ROW 2 | 263 | EA | 13 | Stk. | 30 | 3 |  |  | 789
TX43494 | 2373J09G02 | COMPRESSOR BLADE DETAIL | 1804D05G02 | CLOSURE KEY - ROW 2 | 1398 | EA | 18 | Stk. | 2 | 2 |  |  | 2796
TX43494 | 2373J09G02 | COMPRESSOR BLADE DETAIL | 1804D04003 | KEY - CPRSR BLADE LOCK ROW 3 | 232 | EA | 13 | Stk. | 34 | 4 |  |  | 928
TX43494 | 2373J09G02 | COMPRESSOR BLADE DETAIL | 1804D05G03 | CLOSURE KEY - ROW 3 | 1382 | EA | 18 | Stk. | 2 | 2 |  |  | 2764
TX43494 | 2373J09G02 | COMPRESSOR BLADE DETAIL | 1804D04004 | KEY - CPRSR BLADE LOCK ROW 4 | 210 | EA | 13 | Stk. | 41 | 5 |  |  | 1050
TX43494 | 2373J09G02 | COMPRESSOR BLADE DETAIL | 1804D05G04 | CLOSURE KEY - ROW 4 | 1272 | EA | 18 | Stk. | 2 | 2 |  |  | 2544
TX43494 | 2373J09G02 | COMPRESSOR BLADE DETAIL | PG0030845200 | COMPRESSOR STG05 BLADE - SPACER | 966 | EA | 41 | Stk. | 43 | 5 |  |  | 4830
TX43494 | 2373J09G02 | COMPRESSOR BLADE DETAIL | PG0030880900 | COMPRESSOR STG05 BLADE - SPLIT SPACER | 3148 | EA | 41 | Stk. | 2 | 1 |  |  | 3148
TX43494 | 2373J09G02 | COMPRESSOR BLADE DETAIL | PG0030921400 | COMPRESSOR STG05 BLADE- LOCK SPACER | 7663 | EA | 61 | Stk. | 1 | 1 |  |  | 7663
TX43494 | 2373J09G02 | COMPRESSOR BLADE DETAIL | PG0030876800 | COMPRESSOR STG06 BLADE - SPACER | 1460 | EA | 41 | Stk. | 45 | 5 |  |  | 7300
TX43494 | 2373J09G02 | COMPRESSOR BLADE DETAIL | PG0030887500 | COMPRESSOR STG06 BLADE - SPLIT SPACER | 2432 | EA | 41 | Stk. | 2 | 1 |  |  | 2432
TX43494 | 2373J09G02 | COMPRESSOR BLADE DETAIL | PG0030931400 | COMPRESSOR STG06 BLADE- LOCK SPACER | 7663 | EA | 61 | Stk. | 1 | 1 |  |  | 7663
TX43494 | 2373J09G02 | COMPRESSOR BLADE DETAIL | PG0030878400 | COMPRESSOR STG07 BLADE - SPACER | 636 | EA | 41 | Stk. | 60 | 6 |  |  | 3816
TX43494 | 2373J09G02 | COMPRESSOR BLADE DETAIL | PG0030888100 | COMPRESSOR STG07 BLADE - SPLIT SPACER | 2024 | EA | 41 | Stk. | 2 | 1 |  |  | 2024
TX43494 | 2373J09G02 | COMPRESSOR BLADE DETAIL | PG0030932800 | COMPRESSOR STG07 BLADE - LOCK SPACER | 7269 | EA | 61 | Stk. | 1 | 1 |  |  | 7269
TX43494 | 2373J09G02 | COMPRESSOR BLADE DETAIL | PG0030879000 | COMPRESSOR STG08 BLADE - SPACER | 599 | EA | 41 | Stk. | 62 | 7 |  |  | 4193
TX43494 | 2373J09G02 | COMPRESSOR BLADE DETAIL | PG0030888800 | COMPRESSOR STG08 BLADE - SPLIT SPACER | 1712 | EA | 41 | Stk. | 2 | 1 |  |  | 1712
TX43494 | 2373J09G02 | COMPRESSOR BLADE DETAIL | PG0030935000 | COMPRESSOR STG08 BLADE - LOCK SPACER | 7096 | EA | 61 | Stk. | 1 | 1 |  |  | 7096
TX43494 | 2373J09G02 | COMPRESSOR BLADE DETAIL | PG0030879700 | COMPRESSOR STG09 BLADE - SPACER | 780 | EA | 41 | Stk. | 64 | 7 |  |  | 5460
TX43494 | 2373J09G02 | COMPRESSOR BLADE DETAIL | PG0030890400 | COMPRESSOR STG09 BLADE - SPLIT SPACER | 1700 | EA | 41 | Stk. | 2 | 1 |  |  | 1700
TX43494 | 2373J09G02 | COMPRESSOR BLADE DETAIL | PG0030935900 | COMPRESSOR STG09 BLADE - LOCK SPACER | 7103 | EA | 61 | Stk. | 1 | 1 |  |  | 7103
TX43494 | 2373J09G02 | COMPRESSOR BLADE DETAIL | PG0030880300 | COMPRESSOR STG10 BLADE - SPACER | 411 | EA | 41 | Stk. | 87 | 9 |  |  | 3699
TX43494 | 2373J09G02 | COMPRESSOR BLADE DETAIL | PG0030891000 | COMPRESSOR STG10 BLADE - SPLIT SPACER | 1680 | EA | 41 | Stk. | 2 | 1 |  |  | 1680
TX43494 | 2373J09G02 | COMPRESSOR BLADE DETAIL | PG0030937600 | COMPRESSOR STG10 BLADE - LOCK SPACER | 5931 | EA | 51 | Stk. | 1 | 1 |  |  | 5931
TX43494 | 2373J09G02 | COMPRESSOR BLADE DETAIL | PG0030882000 | COMPRESSOR STG11 BLADE - SPACER | 409 | EA | 41 | Stk. | 85 | 9 |  |  | 3681
TX43494 | 2373J09G02 | COMPRESSOR BLADE DETAIL | PG0030891600 | COMPRESSOR STG11 BLADE - SPLIT SPACER | 1658 | EA | 41 | Stk. | 2 | 1 |  |  | 1658
TX43494 | 2373J09G02 | COMPRESSOR BLADE DETAIL | PG0030941700 | COMPRESSOR STG11 BLADE - LOCK SPACER | 5898 | EA | 61 | Stk. | 1 | 1 |  |  | 5898
TX43494 | 2373J09G02 | COMPRESSOR BLADE DETAIL | PG0030882600 | COMPRESSOR STG12 BLADE - SPACER | 404 | EA | 41 | Stk. | 89 | 9 |  |  | 3636
TX43494 | 2373J09G02 | COMPRESSOR BLADE DETAIL | PG0030892200 | COMPRESSOR STG12 BLADE - SPLIT SPACER | 1632 | EA | 41 | Stk. | 2 | 1 |  |  | 1632
TX43494 | 2373J09G02 | COMPRESSOR BLADE DETAIL | PG0030944300 | COMPRESSOR STG12 BLADE - LOCK SPACER | 6578 | EA | 61 | Stk. | 1 | 1 |  |  | 6578
TX43494 | 2373J09G02 | COMPRESSOR BLADE DETAIL | PG0030883200 | COMPRESSOR STG13 BLADE - SPACER | 410 | EA | 41 | Stk. | 92 | 10 |  |  | 4100
TX43494 | 2373J09G02 | COMPRESSOR BLADE DETAIL | PG0030893800 | COMPRESSOR STG13 BLADE - SPLIT SPACER | 1632 | EA | 41 | Stk. | 2 | 1 |  |  | 1632
TX43494 | 2373J09G02 | COMPRESSOR BLADE DETAIL | PG0030946300 | COMPRESSOR STG13 BLADE - LOCK SPACER | 6578 | EA | 61 | Stk. | 1 | 1 |  |  | 6578
TX43494 | 2373J09G02 | COMPRESSOR BLADE DETAIL | 270A386007 | PLUG - BALANCING | 176 | EA | 13 | Stk. | 50 | 13 |  |  | 2288
TX43494 | 2373J09G02 | TURBINE BLADE DETAIL | 2373J09G02 | TURBINE BLADE DETAIL |  |  |  |  | 1
TX43494 | 2373J09G02 | TURBINE BLADE SEALS (SH1) | 2373J09G02 | TURBINE BLADE SEALS (SH1) |  |  |  |  | 1
TX43494 | 2373J09G02 | TURBINE BLADE SEALS (SH1) | 7937D51001 | SEAL PIECE | 281 | EA | 11 | Stk. | 72 | 18 |  | 5058 | 5058
TX43494 | 2373J09G02 | TURBINE BLADE SEALS (SH1) | 4209C43001 | LOCKING PIECE | 69 | EA | 10 | Stk. | 138 | 35 |  | 2415 | 2415
TX43494 | 2373J09G02 | TURBINE BLADE SEALS (SH1) | 7937D50001 | PLATE - SEAL & LOCK ROW 1 | 628 | EA | 15 | Stk. | 24 | 3 |  | 1884 | 1884
TX43494 | 2373J09G02 | TURBINE BLADE SEALS (SH1) | 7937D46001 | PLATE - SEAL & LOCK ROW 1 | 227 | EA | 12 | Stk. | 36 | 4 |  | 908 | 908
TX43494 | 2373J09G02 | TURBINE BLADE SEALS (SH1) | 7937D46002 | PLATE - SEAL & LOCK ROW 1 | 218 | EA | 12 | Stk. | 36 | 4 |  | 872 | 872
TX43494 | 2373J09G02 | TURBINE BLADE SEALS (SH1) | 4209C52007 | PIN - SEAL | 39 | EA | 10 | Stk. | 72 | 8 |  | 312 | 312
TX43494 | 2373J09G02 | TURBINE BLADE SEALS (SH1) | 4209C52008 | PIN - SEAL | 30 | EA | 10 | Stk. | 72 | 8 |  | 240 | 240
TX43494 | 2373J09G02 | TURBINE BLADE SEALS (SH1) | 4209C52009 | PIN - SEAL | 30 | EA | 9 | Stk. | 72 | 8 |  | 240 | 240
TX43494 | 2373J09G02 | TURBINE BLADE SEALS (SH1) | 4209C48001 | SCREW - LOCK | 74 | EA | 14 | Stk. | 46 | 46 |  | 3404 | 3404
TX43494 | 2373J09G02 | TURBINE BLADE SEALS (SH1) | 4209C48002 | SCREW - LOCK | 29 | EA | 8 | Stk. | 138 | 138 |  | 4002 | 4002
TX43494 | 2373J09G02 | TURBINE BLADE SEALS (SH1) | 237T093001 | WASHER - LOCK | 8.3 | EA | 6 | Stk. | 46 | 46 |  | 381.8 | 381.8
TX43494 | 2373J09G02 | TURBINE BLADE SEALS (SH1) | 7937D51002 | SEAL PIECE | 358 | EA | 11 | Stk. | 66 | 17 |  | 6086 | 6086
TX43494 | 2373J09G02 | TURBINE BLADE SEALS (SH1) | 7937D50002 | PLATE - SEAL & LOCK ROW 2 | 628 | EA | 14 | Stk. | 22 | 3 |  | 1884 | 1884
TX43494 | 2373J09G02 | TURBINE BLADE SEALS (SH1) | 7937D52001 | PLATE - SEAL & LOCK ROW 2 | 243 | EA | 12 | Stk. | 33 | 4 |  | 972 | 972
TX43494 | 2373J09G02 | TURBINE BLADE SEALS (SH1) | 7937D52002 | PLATE - SEAL & LOCK ROW 2 | 252 | EA | 12 | Stk. | 33 | 4 |  | 1008 | 1008
TX43494 | 2373J09G02 | TURBINE BLADE SEALS (SH1) | 7937D47001 | PLATE - SEAL & LOCK ROW 2 | 282 | EA | 14 | Stk. | 33 | 4 |  | 1128 | 1128
TX43494 | 2373J09G02 | TURBINE BLADE SEALS (SH1) | 7937D47002 | PLATE - SEAL & LOCK ROW 2 | 222 | EA | 12 | Stk. | 33 | 4 |  | 888 | 888
TX43494 | 2373J09G02 | TURBINE BLADE SEALS (SH1) | 4209C52017 | PIN - SEAL | 14 | EA | 4 | Stk. | 66 | 7 |  | 98 | 98
TX43494 | 2373J09G02 | TURBINE BLADE SEALS (SH1) | 4209C52018 | PIN - SEAL | 10 | EA | 5 | Stk. | 66 | 7 |  | 70 | 70
TX43494 | 2373J09G02 | TURBINE BLADE SEALS (SH2) | 2373J09G02 | TURBINE BLADE SEALS (SH2) |  |  |  |  | 1
TX43494 | 2373J09G02 | TURBINE BLADE SEALS (SH2) | 7937D48001 | PLATE - SEAL & LOCK ROW 3 | 222 | EA | 12 | Stk. | 56 | 6 |  | 1332 | 1332
TX43494 | 2373J09G02 | TURBINE BLADE SEALS (SH2) | 7937D50003 | PLATE - SEAL & LOCK ROW 3 | 517 | EA | 22 | Stk. | 28 | 3 |  | 1551 | 1551
TX43494 | 2373J09G02 | TURBINE BLADE SEALS (SH2) | 237T093001 | WASHER - LOCK | 8.3 | EA | 6 | Stk. | 28 | 28 |  | 232.4 | 232.4
TX43494 | 2373J09G02 | TURBINE BLADE SEALS (SH2) | 4209C48001 | SCREW - LOCK | 74 | EA | 14 | Stk. | 28 | 28 |  | 2072 | 2072
TX43494 | 2373J09G02 | TURBINE BLADE SEALS (SH2) | 4209C48002 | SCREW - LOCK | 29 | EA | 8 | Stk. | 112 | 112 |  | 3248 | 3248
TX43494 | 2373J09G02 | TURBINE BLADE SEALS (SH2) | 4209C43002 | LOCKING PIECE | 75 | EA | 10 | Stk. | 112 | 28 |  | 2100 | 2100
TX43494 | 2373J09G02 | TURBINE BLADE SEALS (SH2) | 7937D48002 | PLATE - SEAL & LOCK ROW 3 | 160 | EA | 14 | Stk. | 56 | 6 |  | 960 | 960
TX43494 | 2373J09G02 | TURBINE BLADE SEALS (SH2) | 4209C52010 | PIN - SEAL | 28 | EA | 9 | Stk. | 112 | 12 |  | 336 | 336
TX43494 | 2373J09G02 | TURBINE BLADE SEALS (SH2) | 4209C52011 | PIN - SEAL | 27 | EA | 9 | Stk. | 112 | 12 |  | 324 | 324
TX43494 | 2373J09G02 | TURBINE BLADE SEALS (SH2) | 4209C51001 | PIN - SEAL | 109 | EA | 10 | Stk. | 22 | 3 |  | 327 | 327
TX43494 | 2373J09G02 | TURBINE BLADE SEALS (SH2) | 4209C44G01 | PLATE - SEAL & LOCK ROW 3 | 3557 | EA | 12 | Stk. | 22 | 3 |  | 10671 | 10671
TX43494 | 2373J09G02 | TURBINE BLADE SEALS (SH2) | 897C317001 | WASHER - LOCK | 2 | EA | 7 | Stk. | 106 | 106 |  | 212 | 212
TX43494 | 2373J09G02 | TURBINE BLADE SEALS (SH2) | 4209C47001 | SCREW - LOCK | 81 | EA | 7 | Stk. | 22 | 22 |  | 1782 | 1782
TX43494 | 2373J09G02 | TURBINE BLADE SEALS (SH2) | 9731D22002 | PLATE - SEAL & LOCK ROW 4 | 696 | EA | 14 | Stk. | 21 | 3 |  | 2088 | 2088
TX43494 | 2373J09G02 | TURBINE BLADE SEALS (SH2) | 4317C73001 | SCREW - LOCK | 47 | EA | 14 | Stk. | 84 | 84 |  | 3948 | 3948
TX43494 | 2373J09G02 | TURBINE BLADE SEALS (SH2) | 9731D22001 | PLATE - SEAL & LOCK ROW 4 | 698 | EA | 14 | Stk. | 21 | 3 |  | 2094 | 2094
TX43494 | 2373J09G02 | TURBINE BLADE SEALS (SH2) | 4209C52016 | PIN - SEAL | 17 | EA | 7 | Stk. | 84 | 9 |  | 153 | 153
TX43494 | 2373J09G02 | TURBINE BLADE SEALS (SH2) | 4209C45005 | BLOCK - SEAL | 313 | EA | 12 | Stk. | 42 | 5 |  | 1565 | 1565
TX43494 | 2373J09G02 | TURBINE BLADE SEALS (SH2) | 9731D21001 | PLATE - SEAL & LOCK ROW 4 | 784 | EA | 14 | Stk. | 21 | 3 |  | 2352 | 2352
TX43494 | 2373J09G02 | TURBINE BLADE SEALS (SH2) | 9731D21002 | PLATE - SEAL & LOCK ROW 4 | 762 | EA | 27 | Stk. | 21 | 3 |  | 2286 | 2286
TX43494 | PG0034678400 | ROTOR COUPLING | PG0034678400 | ROTOR COUPLING |  |  |  |  | 1
TX43494 | PG0034678400 | ROTOR COUPLING | 462B091002 | NUT - COUPLING | 67 | EA | 7 | Stk. | 32 | 8 |  |  | 536
TX43494 | PG0034678400 | ROTOR COUPLING | 4312C43001 | BOLT - COUPLING | 5420 | EA | 49 | Non Stk. | 16 | 4 |  |  | 21680
[10 empty] | Totals | 168944.6 | 448258.15 | 1090226.95
Note on L3: dreho00j: we do not want to show discount
Note on M3: dreho00j: we do not want to show discount
Note on N3: dreho00j: we do not want to show discount

## AUX_BOP (hidden)
BOP/AUX Typical List Not meant for purchasing
KKS NUMBER | Part Cat | Seq# / Line Item | Sequence Description | Material # | Description | Updated List Price (Apr 12) | Unit of Measure | Std. LT Wks | Stk / Non Stk | QTY INSTL (EACH) | Recommended Quantity | Recommended Qty - Price Extended
SGN | S | 01500-01 | GAS TURBINE FIRE PROTECTION SYSTEM |  | ELECTRICAL PACKAGE
SGN | S | 01500-01.01 |  |  | 160 DEG THERMAL DETECTORS
SGN20CT081 | S | 01500-01.01.01 |  | AUX0030252 | DETECTOR, THERMAL, 160 DEG F | 305 | EA | 8 | Non Stk. | 1 | 1 | 305
SGN20CT082 | S | 01500-01.01.02 |  | AUX0030252 | DETECTOR, THERMAL, 160 DEG F | 305 | EA | 8 | Non Stk. | 1
SGN | S | 01500-01.02 |  |  | SMOKE DETECTORS
SGN20CQ081 | S | 01500-01.02.01 |  | AUX0021665 | DETECTOR, IONIZATION, SMOKE, INTELLIGENT | 163 | EA | 8 | Non Stk. | 1 | 1 | 163
SGN20CQ082 | S | 01500-01.02.02 |  | AUX0021665 | DETECTOR, IONIZATION, SMOKE, INTELLIGENT | 163 | EA | 8 | Non Stk. | 1
SGN | S | 01500-02 |  |  | LUBE OIL PACKAGE
SGN | S | 01500-02.01 |  |  | 225 DEG THERMAL DETECTORS
SGN30CT081 | S | 01500-02.02.01 |  | AUX0030253 | DETECTOR, THERMAL, 225 DEG F | 385 | EA | 8 | Non Stk. | 1 | 1 | 385
SGN30CT082 | S | 01500-02.02.02 |  | AUX0030253 | DETECTOR, THERMAL, 225 DEG F | 385 | EA | 8 | Non Stk. | 1
SGN | S | 01500-03 |  |  | TURBINE ENCLOSURE
SGN | S | 01500-03.01 |  |  | 325 DEG THERMAL DETECTORS
SGN10CT081 | S | 01500-03.01.01 |  | AUX0030254 | DETECTOR, THERMAL, 325 DEG F | 330 | EA | 8 | Non Stk. | 1 | 1 | 330
SGN10CT082 | S | 01500-03.01.02 |  | AUX0030254 | DETECTOR, THERMAL, 325 DEG F | 330 | EA | 8 | Non Stk. | 1
SGN10CT083 | S | 01500-03.01.03 |  | AUX0030254 | DETECTOR, THERMAL, 325 DEG F | 330 | EA | 8 | Non Stk. | 1
SGN10CT084 | S | 01500-03.01.04 |  | AUX0030254 | DETECTOR, THERMAL, 325 DEG F | 330 | EA | 8 | Non Stk. | 1
SGN10CT085 | S | 01500-03.01.05 |  | AUX0030254 | DETECTOR, THERMAL, 325 DEG F | 330 | EA | 8 | Non Stk. | 1
SGN10CT086 | S | 01500-03.01.06 |  | AUX0030254 | DETECTOR, THERMAL, 325 DEG F | 330 | EA | 8 | Non Stk. | 1
SGN | S | 01500-03.02 |  |  | ALARMS
SGN | S | 01500-03.02.01 |  |  | GAS DETECTORS
SGN | S | 01500-03.02.01.01 |  |  | GAS DETECTOR SENSORS
SGN10CQ081 | S | 01500-03.02.01.01.01 |  | AUX0023724 | SENSOR, COMBUSTIBLE GAS, CGSS1A6C2R1X 3/4, 6LW,CC | 1190 | EA | 8 | Non Stk. | 1 | 1 | 1190
SGN10CQ082 | S | 01500-03.02.01.01.02 |  | AUX0023724 | SENSOR, COMBUSTIBLE GAS, CGSS1A6C2R1X 3/4, 6LW,CC | 1190 | EA | 8 | Non Stk. | 1
SGN10CQ083 | S | 01500-03.02.01.01.03 |  | AUX0023724 | SENSOR, COMBUSTIBLE GAS, CGSS1A6C2R1X 3/4, 6LW,CC | 1190 | EA | 8 | Non Stk. | 1
SGN10CQ084 | S | 01500-03.02.01.01.04 |  | AUX0023724 | SENSOR, COMBUSTIBLE GAS, CGSS1A6C2R1X 3/4, 6LW,CC | 1190 | EA | 8 | Non Stk. | 1
SGN | S | 01500-03.02.01.02 |  |  | GAS DETECTOR TRANSMITTERS
SGN10CQ081 | P | 01500-03.02.01.02.01 |  | AUX0006371 | TRANSMITTER MODULE, EX, U9500A1004 W/RLYS | 3794 | EA | 8 | Non Stk. | 1 | 1 | 3794
SGN10CQ082 | P | 01500-03.02.01.02.02 |  | AUX0006371 | TRANSMITTER MODULE, EX, U9500A1004 W/RLYS | 3794 | EA | 8 | Non Stk. | 1
SGN10CQ083 | P | 01500-03.02.01.02.03 |  | AUX0006371 | TRANSMITTER MODULE, EX, U9500A1004 W/RLYS | 3794 | EA | 8 | Non Stk. | 1
SGN10CQ084 | P | 01500-03.02.01.02.04 |  | AUX0006371 | TRANSMITTER MODULE, EX, U9500A1004 W/RLYS | 3794 | EA | 8 | Non Stk. | 1
SGN | S | 01500-04 |  |  | MISCELLANEOUS FIRE PROTECTION SPARES
SGN | S | 01500-04.01 |  | AUX0037995 | PROCESSOR, (CPU), FIRE PROTECTION SYSTEM | 3684 | EA | 8 | Non Stk. | 1
SGN | P | 01500-04.02 |  | AUX0031131 | POWER SUPPLY 110V | 1890 | EA | 8 | Non Stk. | 1
SGN | S | 01500-04.03 |  | AUX0029299 | MODULE, RELAY, TRANSPONDER, 6 CIRC., CLASS A OR B | 775 | EA | 8 | Non Stk. | 2 | 1 | 775
SGN | S | 01500-04.04 |  | AUX0028797 | MODULE, TRANSPONDER MONITOR, XP10 | 803 | EA | 8 | Non Stk. | 1 | 1 | 803
SGN | S | 01500-04.05 |  | AUX0028982 | CARD, TRANSPONDER MONITOR MODULE, 10 CIRCUITS | 942 | EA | 8 | Non Stk. | 3 | 1 | 942
SGN | S | 01500-04.06 |  | AUX0023719 | MODULE, CONTROL, ADDRESSABLE | 151 | EA | 8 | Non Stk. | 1 | 1 | 151
SGN | S | 01500-04.07 |  | AUX0030257 | CARD UNIVERSAL TONE | 178 | EA | 7 | Non Stk. | 1 | 1 | 178
SGN | S | 01500-04.08 |  | AUX0001944 | SPEAKER, AMPLIFIED, HORN, HAZARDOUS AREAS,24 VDC | 178 | EA | 8 | Non Stk. | 1
SGN | W | 01500-04.09 |  | AUX0030256 | LENS, CLEAR, WALL MOUNT | 1415 | EA | 8 | Non Stk. | 1
SGN | W | 01500-04.10 |  | AUX0000022 | CALIBRATION KIT, METHANE, GAS DETECTOR | 1959 | EA | 8 | Non Stk. | 1
SGN | S | 01500-04.11 |  | AUX0023722 | PULL STATION, MANUAL, EXPLOSION PROOF, DUAL ACTION | 912 | EA | 7 | Non Stk. | 8 | 1 | 912
SGN | S | 01500-04.12 |  | AUX0035472 | STROBE, WEATHERPROOF | 159 | EA | 8 | Non Stk. | 3
SGN |  | 01500-04.13 |  |  | COMPLETER KITS
SGN | W | 01500-04.13.01 |  | AUX0032953 | COMPLETER KIT, PRIMARY BETA W/ PS | 2127 | EA | 8 | Non Stk. | 1
SGN | W | 01500-04.13.02 |  | AUX0001702 | COMPLETER KIT, PRIMARY GAMMA | 2478 | EA | 8 | Non Stk. | 1
SGN | W | 01500-04.13.03 |  | AUX0009524 | COMPLETER KIT, PRIMARY SIGMA | 2100 | EA | 8 | Non Stk. | 2
SGN |  | 01500-04.14 |  |  | FM 200 CYLINDERS
SGN | S | 01500-04.14.01 |  | AUX0033163 | CYLINDER, 95 LBS (EMPTY) FM200 | 3142 | EA | 8 | Non Stk. | 1
SGN | S | 01500-04.14.02 |  | AUX0009525 | CYLINDER, 150 LBS (EMPTY) FM200 | 4233 | EA | 8 | Non Stk. | 1
SGN | S | 01500-04.14.03 |  | AUX0009526 | CYLINDER, 600 LBS (EMPTY) FM200 | 9652 | EA | 8 | Non Stk. | 2
SGN |  | 01500-04.15 |  | AUX0037996 | STROBE, HORN | 100 | EA | 8 | Non Stk. | 1
BAA | S | 31029-01 | V/T SURGE PROTECTION CUBICLE | AUX0010270 | FUSE, CURRENT LIMITING, 0.5E AMP (25KV) | 1023 | EA | 10 | Non Stk. | 1 | 1 | 1023
BAA | S | 31029-02 |  | AUX0017042 | FUSE 250V 10A ONE TIME (PKG OF 40) | 13 | EA | 5 | Non Stk. | 1 | 2 | 26
BAA | S | 31029-03 |  | AUX0017042 | FUSE 250V 10A ONE TIME (PKG OF 40) | 13 | EA | 5 | Non Stk. | 1
MBV | S | 31605-01 | GENERATOR BRG LIFT OIL SKID ASSY | AUX0033422 | OPTICAL INDICATOR/HIGH PRESSURE FILTER | 139 | EA | 6 | Non Stk. | 1 | 1 | 139
MBV | W | 31605-02 |  | AUX0019282 | ELEMENT, FILTER, 60 MESH, DISCHARGE OIL | 327 | EA | 6 | Non Stk. | 1 | 1 | 327
MBV | P | 31605-03 |  | AUX0033423 | PUMP, GEAR DRIVE, W/O MOTOR | 650 | EA | 5 | Non Stk. | 2
MBV | W | 31605-04 |  | AUX0032955 | ELEMENT, FILTER, SUCTION | 850 | EA | 8 | Non Stk. | 8 | 8 | 6800
MBV | W | 31605-05 |  | AUX0034443 | KIT, O-RINGS FOR LIFT OIL SKID ASSY | 700 | EA | 6 | Non Stk. | 1 | 1 | 700
MBV | S | 31605-06 |  | AUX0019284 | SWITCH, DIFFERENTIAL PRESS, 10 PSI | 557 | EA | 8 | Non Stk. | 1 | 1 | 557
MBV | S | 31605-07 |  | AUX0019285 | VALVE, NEEDLE, CARTRIDGE | 260 | EA | 5 | Non Stk. | 1 | 1 | 260
MBV | S | 31605-08 |  | AUX0019455 | VALVE, CHECK, CARTRIDGE | 90 | EA | 12 | Non Stk. | 1 | 1 | 90
MBV | S | 31605-09 |  | AUX0019456 | VALVE, RELIEF, CARTRIDGE | 190 | EA | 12 | Non Stk. | 1 | 1 | 190
MBV | S | 31605-10 |  | AUX0019286 | SWITCH, PRESSURE, 300 PSI | 670 | EA | 8 | Non Stk. | 3 | 1 | 670
MBV | S | 31605-11 |  | AUX0019287 | SWITCH, PRESSURE, 600 PSI | 670 | EA | 8 | Non Stk. | 1 | 1 | 670
MBV | S | 31605-12 |  | AUX0019288 | SWITCH, PRESSURE, 3 PSI | 690 | EA | 8 | Non Stk. | 1 | 1 | 690
CJT |  | 32145-01 | GENERATOR STATIC EXCITATION EQUIPMENT |  | GENERATOR SEE STATIC EXCITATION EQUIPMENT
CJT |  | 32145-01.01 |  |  | SEE, POWER SECTION
CJT | S | 32145-01.01.01 |  | AUX0031841 | VENTILATOR FAN, 3AC 400V IP32, SITOR | 1662 | EA | 12 | Non Stk. | 1
CJT | P | 32145-01.01.02 |  | AUX0035193 | AIR FLOW MONITOR | 627 | EA | 8 | Non Stk. | 1
CJT | S | 32145-01.01.03 |  | AUX0031605 | POSITION SENSOR | 43 | EA | 6 | Non Stk. | 1 | 1 | 43
CJT | S | 32145-01.01.04 |  | AUX0034007 | THYRISTOR MODULE | 9576 | EA | 34 | Non Stk. | 2 | 1 | 9576
CJT | S | 32145-01.01.05 |  | AUX0031842 | FUSE, 1000V, 710A | 1061 | EA | 8 | Non Stk. | 6 | 1 | 1061
CJT | S | 32145-01.01.06 |  | AUX0033663 | FUSE, FOR OFM690 MONITOR | 843 | EA | 12 | Non Stk. | 2 | 1 | 843
CJT | S | 32145-01.01.07 |  | AUX0031603 | FUSE 6A | 103 | EA | 12 | Non Stk. | 2 | 1 | 103
CJT | W | 32145-01.01.08 |  | AUX0035287 | FUSE, 1000VDC, 16A, CYLINDRICAL | 112 | EA | 12 | Non Stk. | 3 | 1 | 112
CJT |  | 32145-01.02 |  |  | OPTIONS
CJT | W | 32145-01.02.01 |  | AUX0035290 | MAT, FILTER | 19 | EA | 7 | Non Stk. | 52 | 2 | 38
CJT | S | 32145-01.02.02 |  | AUX0031608 | TRIPLE-POLE EARTHING AND SHORTING ACCESSORIES | 4332 | EA | 16 | Non Stk. | 2 | 1 | 4332
CJT | W | 32145-01.02.03 |  | AUX0031609 | EARTHING STICK | 394 | EA | 16 | Non Stk. | 1 | 1 | 394
CJT |  | 32145-01.03 |  |  | SEE, EXCITATION UNIT CONTROL
CJT | S | 32145-01.03.01 |  | AUX0033787 | OPTOCOUPLER | 54 | EA | 8 | Non Stk. | 1 | 1 | 54
CJT | S | 32145-01.03.02 |  | AUX0035289 | SIMATIC S7 CPU | 8416 | EA | 8 | Non Stk. | 1
CJT | S | 32145-01.03.03 |  | AUX0031620 | CARD, MEMORY, SIMATIC S7 | 1552 | EA | 8 | Non Stk. | 1 | 1 | 1552
CJT | S | 32145-01.03.04 |  | AUX0031621 | MODULE, BINARY INPUT, SM321 | 1891 | EA | 8 | Non Stk. | 1 | 1 | 1891
CJT | S | 32145-01.03.05 |  | AUX0031622 | MODULE, BINARY OUTPUT, SM322 | 2628 | EA | 8 | Non Stk. | 1 | 1 | 2628
CJT | S | 32145-01.03.06 |  | AUX0031623 | MODULE, COMMUNICATION, SIMATIC NET | 4576 | EA | 12 | Non Stk. | 1 | 1 | 4576
CJT | S | 32145-01.03.07 |  | AUX0035197 | MODULE, COMMUNICATION SIMATIC NET | 5372 | EA | 12 | Non Stk. | 1 | 1 | 5372
CJT | S | 32145-01.03.08 |  | AUX0031625 | CONVERTER, DC-DC, 24V/2A | 1115 | EA | 12 | Non Stk. | 1 | 1 | 1115
CJT | S | 32145-01.03.09 |  | AUX0031626 | COUPLER, DISTRIBUTED I/O, 12 MBITS, DP/DP, SIMATIC | 2935 | EA | 12 | Non Stk. | 1 | 1 | 2935
CJT | P | 32145-01.03.10 |  | AUX0031627 | MODULE, CONTROL, SIMOREG | 29963 | EA | 8 | Non Stk. | 1
CJT | P | 32145-01.03.11 |  | AUX0031628 | BOARD, TECHNOLOGY, T400 | 7581 | EA | 16 | Non Stk. | 1 | 1 | 7581
CJT | S | 32145-01.03.12 |  | AUX0031629 | MODULE, RELAY, PULSE CHANGEOVER, SU71 | 2634 | EA | 12 | Non Stk. | 1 | 1 | 2634
CJT | S | 32145-01.03.13 |  | AUX0031845 | MODULE, ACTUAL CURRENT VALUE | 1567 | EA | 12 | Non Stk. | 1 | 1 | 1567
CJT | S | 32145-01.03.14 |  | AUX0031846 | MODULE, ACTUAL VOLTAGE VALUE | 1043 | EA | 12 | Non Stk. | 1 | 1 | 1043
CJT | S | 32145-01.03.15 |  | AUX0033664 | BOARD, INTERFACE | 262 | EA | 16 | Non Stk. | 2 | 1 | 262
CJT | W | 32145-01.03.16 |  | AUX0033665 | BLOCK, BINARY OUTPUT | 161 | EA | 16 | Non Stk. | 2 | 1 | 161
CJT | S | 32145-01.03.17 |  | AUX0033669 | MODULE, DIODE | 158 | EA | 10 | Non Stk. | 1 | 1 | 158
CJT | S | 32145-01.03.18 |  | AUX0031631 | AMPLIFIER, ISOLATION, B13000F1 OP.336 | 1251 | EA | 6 | Non Stk. | 1
CJT | S | 32145-01.03.19 |  | AUX0033666 | RELAY, CRADLE, 24VDC | 37 | EA | 12 | Non Stk. | 1 | 1 | 37
CJT | S | 32145-01.03.20 |  | AUX0031632 | MODULE, SCHOTTKY DIODE, 2X 80A | 156 | EA | 6 | Non Stk. | 1 | 1 | 156
CJT |  | 32145-02 |  |  | GENERATOR SFC STATIC EXCITATION EQUIPMENT
CJT |  | 32145-02.01 |  |  | SFC, POWER SECTION
CJT | S | 32145-02.01.01 |  | AUX0031588 | THYRISTOR, 7KV/4KA | 5339 | EA | 18 | Non Stk. | 2 | 1 | 5339
CJT | S | 32145-02.01.02 |  | AUX0031589 | THYRISTOR ELECTRONIC | 465 | EA | 9 | Non Stk. | 2 | 1 | 465
CJT | S | 32145-02.01.03 |  | AUX0031590 | CAPACITOR, 2.6 UF/3.0 KV, FOR SNUBBER CIRCUIT | 693 | EA | 24 | Non Stk. | 2 | 1 | 693
CJT | S | 32145-02.01.04 |  | AUX0031591 | RESISTOR, 136 OHM/800W, FOR SNUBBER CIRCUIT (NSR) | 268 | EA | 12 | Non Stk. | 2 | 1 | 268
CJT | S | 32145-02.01.05 |  | AUX0031592 | RESISTOR, 68 OHM/800W, FOR SNUBBER CIRCUIT (NSR) | 276 | EA | 17 | Non Stk. | 2 | 1 | 276
CJT | S | 32145-02.01.06 |  | AUX0031593 | WIREWOUND RESISTOR 36 KOHM | 34 | EA | 17 | Non Stk. | 2 | 1 | 34
CJT | S | 32145-02.01.07 |  | AUX0031594 | DETECTOR, VOLTAGE, 20MA/100MA, LEM | 2495 | EA | 10 | Non Stk. | 1 | 1 | 2495
CJT | S | 32145-02.01.08 |  | AUX0031595 | PROTECTOR, SURGE 4.8 KV/10KA | 3521 | EA | 22 | Non Stk. | 4 | 1 | 3521
CJT | P | 32145-02.01.09 |  | AUX0031596 | VENTILATOR 3AC 380 V IP32 | 6776 | EA | 10 | Non Stk. | 1
CJT | S | 32145-02.01.10 |  | AUX0031598 | MONITOR, DIFFERENTIAL PRESSURE | 257 | EA | 8 | Non Stk. | 1 | 1 | 257
CJT | P | 32145-02.01.11 |  | AUX0035191 | MONITOR DIFFERENTIAL PRESSURE | 257 | EA | 8 | Non Stk. | 1 | 1 | 257
CJT | S | 32145-02.01.12 |  | AUX0033660 | TRANSDUCER, VOLTAGE, IN 12V 20W, OUT 2X24V 20W | 1265 | EA | 16 | Non Stk. | 3
CJT |  | 32145-02.02 |  |  | OPTIONS
CJT | W | 32145-02.02.01 |  | AUX0031607 | FILTER MAT (450) 398X108X10 MM | 19 | EA | 7 | Non Stk. | 1 | 1 | 19
CJT | W | 32145-02.02.02 |  | AUX0031606 | FILTER MAT (600) 498X108X10 MM | 23 | EA | 7 | Non Stk. | 1 | 1 | 23
CJT | W | 32145-02.02.03 |  | AUX0035290 | MAT, FILTER | 19 | EA | 7 | Non Stk. | 1 | 1 | 19
CJT | S | 32145-02.02.04 |  | AUX0031608 | TRIPLE-POLE EARTHING AND SHORTING ACCESSORIES | 4332 | EA | 16 | Non Stk. | 1 | 1 | 4332
CJT | W | 32145-02.02.05 |  | AUX0031609 | EARTHING STICK | 394 | EA | 16 | Non Stk. | 1 | 1 | 394
CJT |  | 32145-02.03 |  |  | SFC,SINAMICS,GL 150 CONTROL PART
CJT | P | 32145-02.03.01 |  | AUX0033658 | CONVERTER, DC/DC, 24V DC | 1994 | EA | 12 | Non Stk. | 1 | 1 | 1994
CJT | P | 32145-02.03.02 |  | AUX0031615 | OPERATOR PANEL AOP30 | 713 | EA | 12 | Non Stk. | 1
CJT | P | 32145-02.03.03 |  | AUX0031616 | CONTROL UNIT CU320 | 1149 | EA | 8 | Non Stk. | 1
CJT | S | 32145-02.03.04 |  | AUX0034851 | MODULE, TERMINAL, TM 31 | 1062 | EA | 8 | Non Stk. | 1 | 1 | 1062
CJT | S | 32145-02.03.05 |  | AUX0034852 | MODULE, TERMINAL, TM 15 | 1995 | EA | 8 | Non Stk. | 1 | 1 | 1995
CJT | S | 32145-02.03.06 |  | AUX0033659 | MODULE, VOLTAGE SENSING, VSM 10 | 1070 | EA | 8 | Non Stk. | 1 | 1 | 1070
CJT | S | 32145-02.03.07 |  | AUX0035291 | MODULE, SIMATIC DP RS485 REPEATER | 1155 | EA | 8 | Non Stk. | 1 | 1 | 1155
UBA | P | 32150-01 | GENERATOR STATIC EXCITATION EQUIP CONTAINER | AUX0033124 | AC UNIT | 13212 | EA | 20 | Non Stk. | 1
UBA | S | 32150-02 |  | AUX0033123 | CONTROLLER | 1564 | EA | 14 | Non Stk. | 1
UBA |  | 32150-03 |  | AUX0036298 | THERMOSTAT | 300 | EA | 14 | Non Stk. | 1
MKC |  | 32155-01 | GENERATOR STATIC EXCITATION EQUIPMENT TRANSFORMER | AUX0036771 | TRANSFORMER, POWER, 1200KVA | 126268 | EA | 9 | Non Stk. | 1
MKC | S | 32155-01.01 |  | AUX0015927 | HEATER, STRIP, 240V, 1500W | 1250 | EA | 6 | Non Stk. | 4 | 1 | 1250
MKC | S | 32155-01.02 |  | AUX00108PC | THERMOMETER, DIGITAL | 2200 | EA | 6 | Non Stk. | 1
MKC | S | 32155-01.03 |  | AUX0019239 | KIT, THERMOSTAT, 25A, NC, (PKG OF 3) | 36 | EA | 6 | Non Stk. | 1
MKC | W | 32155-01.04 |  | AUX0031234 | KIT, ELEMENT, THERMOCOUPLE, TYPE K, (PKG OF 12) | 120 | EA | 6 | Non Stk. | 9 | 1 | 120
MKC | W | 32155-01.05 |  | AUX0023665 | FUSE-MIDGET, 15A, 600V (PKG OF 10) | 280 | EA | 6 | Non Stk. | 1 | 1 | 280
MKC | W | 32155-01.06 |  | AUX0023664 | FUSE-MIDGET, 4.0A, 600V (QTY OF 10) | 16 | EA | 6 | Non Stk. | 1 | 1 | 16
MKC | S | 32155-01.07 |  | AUX0031231 | TRANSFORMER, CURRENT, 1200-5 C800 | 2966 | EA | 9 | Non Stk. | 3 | 1 | 2966
MBJ | P | 33000-01 | STARTING PACKAGE ASSEMBLY | AUX0033117 | CLUTCH, OVERRUNNING | 70612 | EA | 38 | Non Stk. | 1
MBJ | W | 33000-02 |  | AUX0024193 | CLIP, HOSE | 58 | EA | 28 | Non Stk. | 1 | 1 | 58
MBJ | W | 33000-03 |  | AUX0024163 | JIG BUSHING | 55 | EA | 38 | Non Stk. | 1 | 1 | 55
MBJ | W | 33000-04 |  | AUX0024164 | BUSHING | 16 | EA | 38 | Non Stk. | 1 | 1 | 16
MBJ | W | 33000-05 |  | AUX0024151 | CIRCLIP | 37 | EA | 38 | Non Stk. | 1 | 1 | 37
MBJ | W | 33000-06 |  | AUX0024170 | INNER RACE (RING) | 1105 | EA | 38 | Non Stk. | 1 | 1 | 1105
MBJ | W | 33000-07 |  | AUX0024184 | SPRING, CYLINDRICAL COMPRESSION | 95 | EA | 38 | Non Stk. | 1 | 1 | 95
MBJ | W | 33000-08 |  | AUX0024167 | SPRING, CYLINDRICAL COMPRESSION | 25 | EA | 38 | Non Stk. | 1 | 24 | 600
MBJ | W | 33000-09 |  | AUX0024178 | SPRING, CYLINDRICAL COMPRESSION | 110 | EA | 38 | Non Stk. | 1 | 1 | 110
MBJ | W | 33000-10 |  | AUX0024177 | SPRING, CYLINDRICAL COMPRESSION | 55 | EA | 38 | Non Stk. | 1 | 1 | 55
MBJ | S | 33000-11 |  | AUX0024125 | BEARING, BALL, DEEP GROOVE | 7912 | EA | 38 | Non Stk. | 1 | 1 | 7912
MBJ | S | 33000-12 |  | AUX0024126 | BEARING, BALL, DEEP GROOVE | 5556 | EA | 38 | Non Stk. | 1 | 1 | 5556
MBJ | W | 33000-13 |  | AUX0024123 | BEARING, BALL, ANGULAR CONTACT | 1539 | EA | 38 | Non Stk. | 1 | 2 | 3078
MBJ | S | 33000-14 |  | AUX0024127 | BEARING, CYLINDER ROLLER | 697 | EA | 38 | Non Stk. | 1 | 1 | 697
MBJ | S | 33000-15 |  | AUX0024128 | BEARING, CYLINDER ROLLER | 1535 | EA | 38 | Non Stk. | 1 | 1 | 1535
MBJ | S | 33000-16 |  | AUX0024130 | BEARING, TAPER ROLLER | 6883 | EA | 38 | Non Stk. | 1 | 1 | 6883
MBJ | W | 33000-17 |  | AUX0024134 | NUT, SLOTTED | 243 | EA | 38 | Non Stk. | 1 | 1 | 243
MBJ | W | 33000-18 |  | AUX0024133 | WASHER, TAB | 41 | EA | 38 | Non Stk. | 1 | 1 | 41
MBJ | W | 33000-19 |  | AUX0024137 | RING, DISC | 516 | EA | 38 | Non Stk. | 1 | 1 | 516
MBJ | W | 33000-20 |  | AUX0024145 | O-RING | 237 | EA | 28 | Non Stk. | 1 | 1 | 237
MBJ | W | 33000-21 |  | AUX0024140 | PACKING CORD, ROUND, (2.2 FT LGTH) | 54 | EA | 28 | Non Stk. | 1 | 5 | 270
MBJ | W | 33000-22 |  | AUX0024135 | O-RING, BUNA | 24 | EA | 38 | Non Stk. | 1 | 1 | 24
MBJ | W | 33000-23 |  | AUX0024171 | O-RING, BUNA | 25 | EA | 38 | Non Stk. | 1 | 2 | 50
MBJ | W | 33000-24 |  | AUX0024142 | O-RING | 36 | EA | 28 | Non Stk. | 1 | 1 | 36
MBJ | W | 33000-25 |  | AUX0024141 | O-RING | 37 | EA | 28 | Non Stk. | 1 | 1 | 37
MBJ | W | 33000-26 |  | AUX0024146 | O-RING, BUNA | 36 | EA | 28 | Non Stk. | 1 | 1 | 36
MBJ | W | 33000-27 |  | AUX0024158 | O-RING, BUNA | 98 | EA | 38 | Non Stk. | 1 | 1 | 98
MBJ | W | 33000-28 |  | AUX0024166 | O-RING | 333 | EA | 38 | Non Stk. | 1 | 1 | 333
MBJ | W | 33000-29 |  | AUX0024165 | O-RING | 387 | EA | 38 | Non Stk. | 1 | 1 | 387
MBJ | W | 33000-30 |  | AUX0024159 | O-RING | 15 | EA | 38 | Non Stk. | 1 | 1 | 15
MBJ | W | 33000-31 |  | AUX0024136 | O-RING | 114 | EA | 38 | Non Stk. | 1 | 1 | 114
MBJ | W | 33000-32 |  | AUX0024189 | O-RING | 151 | EA | 38 | Non Stk. | 1 | 1 | 151
MBJ | W | 33000-33 |  | AUX0024174 | O-RING, VITON | 262 | EA | 38 | Non Stk. | 1 | 1 | 262
MBJ | W | 33000-34 |  | AUX0024150 | WASHER, FLAT, A26 X 31, CU | 13 | EA | 38 | Non Stk. | 1 | 1 | 13
MBJ | W | 33000-35 |  | AUX0024192 | BELLOWS | 356 | EA | 38 | Non Stk. | 1 | 1 | 356
MBJ | W | 33000-36 |  | AUX0024169 | O-RING, VITON, SHAFT SEAL | 445 | EA | 38 | Non Stk. | 1 | 1 | 445
MBJ | W | 33000-37 |  | AUX0024168 | SEAL, SHAFT, 500 X 540 X 20 | 2446 | EA | 38 | Non Stk. | 1 | 4 | 9784
MBJ | W | 33000-38 |  | AUX0024188 | RING, HARDENED | 909 | EA | 38 | Non Stk. | 1 | 2 | 1818
MBJ | W | 33000-39 |  | AUX0024149 | FILTER, BREATHER | 358 | EA | 28 | Non Stk. | 1 | 1 | 358
MBJ | W | 33000-40 |  | AUX0024179 | GASKET/SEAL | 121 | EA | 38 | Non Stk. | 1 | 1 | 121
MBJ | W | 33000-41 |  | AUX0024185 | GASKET/SEAL | 131 | EA | 38 | Non Stk. | 1 | 1 | 131
MBJ | W | 33000-42 |  | AUX0024175 | GASKET/SEAL 3 X 225 X 245 | 275 | EA | 38 | Non Stk. | 1 | 2 | 550
MBJ | W | 33000-43 |  | AUX0024186 | VALVE, SOLENOID | 3996 | EA | 38 | Non Stk. | 1 | 1 | 3996
MBJ | S | 33000-44 |  | AUX0024122 | BEARING, FOUR-SURFACE | 11138 | EA | 20 | Non Stk. | 1 | 1 | 11138
MBJ | W | 33000-45 |  | AUX0024181 | PIN | 797 | EA | 38 | Non Stk. | 1 | 1 | 797
MBJ | W | 33000-46 |  | AUX0024172 | RING, ADJUSTING | 1729 | EA | 38 | Non Stk. | 1 | 2 | 3458
MBJ | S | 33000-47 |  | AUX0024121 | BEARING, FOUR-SURFACE | 7155 | EA | 38 | Non Stk. | 1 | 1 | 7155
MBJ | W | 33000-48 |  | AUX0024153 | INTERNALS, VALVE | 300 | EA | 38 | Non Stk. | 1 | 1 | 300
MBJ | W | 33000-49 |  | AUX0024191 | CLIP, HOSE | 28 | EA | 38 | Non Stk. | 1 | 1 | 28
MBJ10AE002 | S | 33010-01 | STARTING PACKAGE MOTOR | AUX0029106 | SHELL, SLEEVE BEARING, DRIVE END | 3900 | EA | 10 | Non Stk. | 1
MBJ10AE002 | S | 33010-02 |  | AUX0029107 | SHELL, SLEEVE BEARING, NON-DRIVE END | 3900 | EA | 10 | Non Stk. | 1
MBJ10AE003 | P | 33050-01 | GAS TURBINE TURNING GEAR | AUX0034829 | MOTOR, HP 125 | 46622 | EA | 20 | Non Stk. | 1
MBJ10AE003 | P | 33050-02 |  | AUX0031420 | MOTOR, 3 HP, 1800 RPM, 460/3/60 HZ, AC | 7848 | EA | 16 | Non Stk. | 1
MBJ10AE003 | W | 33050-03 |  | AUX0031421 | KIT, SHEAR PIN REPLACEMENT | 7424 | EA | 14 | Non Stk. | 1 | 1 | 7424
MBJ10AE003 | W | 33050-04 |  | AUX0031422 | KIT, FASTENER & INSULATOR | 2620 | EA | 10 | Non Stk. | 1 | 1 | 2620
MBJ10AE003 | W | 33050-05 |  | AUX0036094 | KIT, REPAIR, CLUTCH, MINOR | 10326 | EA | 12 | Non Stk. | 1 | 1 | 10326
MBJ10AE003 | P | 33050-06 |  | AUX0036147 | GEAR SET, WORM GEAR PRIMARY | 10326 | EA | 17 | Non Stk. | 1
MBJ10AE003 | S | 33050-07 |  | AUX0036148 | GEAR SET, WORM GEAR SECONDARY | 22868 | EA | 17 | Non Stk. | 1
MBJ10AE003 | P | 33050-08 |  | AUX0031426 | KIT, PENUMATIC SERVICE | 63924 | EA | 8 | Non Stk. | 1
MBJ10AE003 | P | 33050-09 |  | AUX0031427 | COUPLING REPLACEMENT (COMPLETE) | 5086 | EA | 19 | Non Stk. | 1
MBJ10AE003 | W | 33050-10 |  | AUX0031428 | FASTENER HARDWARE SET, COUPLING TO TRNG GEAR | 16968 | EA | 13 | Non Stk. | 1 | 1 | 16968
MBJ10AE003 | S | 33050-11 |  | AUX0037859 | PICKUP ASSY | 54326 | EA | 8 | Non Stk. | 1
MBJ10AE003 | S | 33050-12 |  | AUX0037860 | SENSOR, HALL EFFECT SPD | 4010 | EA | 5 | Non Stk. | 1 | 1 | 4010
CRA | S | 36000-01 | GAS TURBINE DIGITAL CONTROL SYSTEM | AUX0036774 | SOCKET, 14 PIN, RELAY, SCREW TERMINAL | 42 | EA | 12 | Non Stk. | 1 | 1 | 42
CRA | P | 36000-02 |  | AUX0026143 | MODULE, FRONT END, ADD 7, POCO FIRMWARE, T3000 | 14903 | EA | 12 | Non Stk. | 2
CRA | W | 36000-03 |  | AUX0034816 | CABLE, CAT5, PATCH, SHIELDED, GREEN, RJ45 TO RJ45, | 38 | EA | 12 | Non Stk. | 3 | 1 | 38
CRA | W | 36000-04 |  | AUX0032291 | CABLE, FIBER OPTIC, PATCH, W/ ST CONNECTORS, 1.0 F | 41 | EA | 12 | Non Stk. | 2 | 1 | 41
CRA | W | 36000-05 |  | AUX0032292 | CABLE, FIBER OPTIC, PATCH, W/ ST CONNECTORS, 1.0 M | 43 | EA | 12 | Non Stk. | 2 | 1 | 43
CRA | W | 36000-06 |  | AUX0006272 | CABLE, FIBER OPTIC, PATCH, W/ ST CONNECTORS, 2.0 M | 45 | EA | 12 | Non Stk. | 2 | 1 | 45
CRA | W | 36000-07 |  | AUX0018278 | CONTACTS, AUX, FOR MG CIRCUIT BREAKER | 74 | EA | 12 | Non Stk. | 17 | 2 | 148
CRA | P | 36000-08 |  | AUX0035534 | CIRCUIT BREAKER, 1POLE, THERMMAG 10A NORMAL, 1NO A | 76 | EA | 12 | Non Stk. | 6 | 1 | 76
CRA | P | 36000-09 |  | AUX0035717 | CIRCUIT BREAKER, 1 POLE, THERMMAG 20A, C-CURVE | 38 | EA | 12 | Non Stk. | 8 | 1 | 38
CRA | P | 36000-10 |  | AUX0036065 | CIRCUIT BREAKER, 1POLE, THERMMAG 2A NORMAL, 1NO AU | 75 | EA | 12 | Non Stk. | 16 | 1 | 75
CRA | P | 36000-11 |  | AUX0035537 | CIRCUIT BREAKER, 1POLE, THERMMAG 6A NORMAL, 1NO AU | 72 | EA | 12 | Non Stk. | 24 | 1 | 72
CRA | P | 36000-12 |  | AUX0035538 | CIRCUIT BREAKER, 1POLE, THERMMAG 8A NORMAL, 1NO AU | 72 | EA | 12 | Non Stk. | 2 | 1 | 72
CRA | P | 36000-13 |  | AUX0035722 | CIRCUIT BREAKER, 2POLE, THERMMAG, 10A C-CURVE | 431 | EA | 12 | Non Stk. | 1 | 1 | 431
CRA | P | 36000-14 |  | AUX0035720 | CIRCUIT BREAKER, 2POLE, THERMMAG, 1A C-CURVE | 431 | EA | 12 | Non Stk. | 2 | 1 | 431
CRA | P | 36000-15 |  | AUX0035723 | CIRCUIT BREAKER, 2POLE, THERMMAG, 20A C-CURVE | 459 | EA | 12 | Non Stk. | 6 | 1 | 459
CRA | P | 36000-16 |  | AUX0035721 | CIRCUIT BREAKER, 2POLE, THERMMAG, 4A C-CURVE | 459 | EA | 12 | Non Stk. | 8 | 1 | 459
CRA | S | 36000-17 |  | AUX0037822 | CIRCUIT BREAKER, AUX CONTACT FOR 5SJ4, 1NO/1NC | 20 | EA | 12 | Non Stk. | 8 | 1 | 20
CRA | P | 36000-18 |  | AUX0015525 | CIRCUIT BREAKER, TMC INSERTION BRIDGE EB80-12 | 28 | EA | 12 | Non Stk. | 6 | 1 | 28
CRA |  | 36000-19 |  | AUX0036775 | CARD, MONITORING, CONDITIONING, 16 DYNAMIC INPUTS | 17807 | EA | 12 | Non Stk. | 4
CRA | W | 36000-19 |  | AUX0031268 | COVER, PROTECTIVE, DIODE MODULE (PKG OF 100) | 6 | EA | 12 | Non Stk. | 18
CRA | S | 36000-20 |  | AUX0032288 | MODULE, DIODE, W/HEATSINK | 202 | EA | 12 | Non Stk. | 4 | 1 | 202
CRA | S | 36000-21 |  | AUX0010274 | MODULE, DIODE, EMG 22-DIO7P | 23 | EA | 12 | Non Stk. | 4 | 1 | 23
CRA | S | 36000-22 |  | AUX0010271 | DIODE, 1A, 1000PIV (PKG OF 100) | 3.8 | EA | 12 | Non Stk. | 1 | 1 | 3.8
CRA | S | 36000-23 |  | AUX0031270 | GATEWAY, ETHERNET, MODBUS 232 (RJ45/485) | 1439 | EA | 12 | Non Stk. | 1
CRA | S | 36000-24 |  | AUX0023844 | COVER, FOR GMT FUSES (PKG OF 100) | 32 | EA | 12 | Non Stk. | 107
CRA | S | 36000-25 |  | AUX0010283 | MODULE, FUSE, FLKM-8-GMT-BRIDGED | 84 | EA | 12 | Non Stk. | 16 | 1 | 84
CRA | S | 36000-26 |  | AUX0030618 | FUSE,5X20 MM,FAST ACTING,100 (PKG of 100) | 42 | EA | 12 | Non Stk. | 56 | 1 | 42
CRA | S | 36000-27 |  | AUX00108P5 | FUSE, INDICATING,FAST ACTING,1A (PKG OF 100) | 61 | EA | 12 | Non Stk. | 81 | 1 | 61
CRA | S | 36000-28 |  | AUX0000163 | FUSE, INDICATING,FAST ACTING,2A (PKG OF 100) | 1.22 | EA | 12 | Non Stk. | 26 | 1 | 1.22
CRA | S | 36000-29 |  | AUX0010305 | MODULE, ACTIVE BUS, 2X40, PS/M, PLC ET200M | 113 | EA | 12 | Non Stk. | 36 | 1 | 113
CRA | S | 36000-30 |  | AUX0000146 | RAIL, DIN, ACTIVE BUS, 483MM, PLC ET200M | 59 | EA | 12 | Non Stk. | 8
CRA | S | 36000-31 |  | AUX0034630 | RAIL, ACTIVE BUS, 620MM, PLC ET200M | 73 | EA | 12 | Non Stk. | 1
CRA | S | 36000-32 |  | AUX0031257 | MODULE, INTERFACE, 153-2, PROFIBUS DP, PLC ET200M | 1032 | EA | 12 | Non Stk. | 10 | 1 | 1032
CRA | W | 36000-33 |  | AUX0000154 | CONNECTOR, FRONT, 20 PIN, SCREW TERMINALS, PLC S7 | 30 | EA | 12 | Non Stk. | 29
CRA | W | 36000-34 |  | AUX0026141 | CONNECTOR, FRONT, 40 PIN, SCREW TERMINALS, PLC S7 | 47 | EA | 12 | Non Stk. | 30
CRA | S | 36000-35 |  | AUX0026136 | MODULE, ANALOG INPUT, 8 CHANNEL, 16 BIT, PLC S7 | 739 | EA | 12 | Non Stk. | 12 | 1 | 739
CRA | S | 36000-36 |  | AUX0026139 | MODULE, ANALOG INPUT, 8 CHANNEL, 16 BIT, PLC S7 | 942.9 | EA | 12 | Non Stk. | 2 | 1 | 942.9
CRA | S | 36000-37 |  | AUX0026140 | MODULE, ANALOG INPUT, 8 CHANNEL, 16 BIT, PLC S7 | 942.9 | EA | 12 | Non Stk. | 16 | 1 | 942.9
CRA | S | 36000-38 |  | AUX0010312 | MODULE, ANALOG OUTPUT, 4 CHANNEL, 12 BIT, PLC S7 | 658 | EA | 12 | Non Stk. | 3 | 1 | 658
CRA | S | 36000-39 |  | AUX0010313 | BATTERY, LITHIUM, AA, 1.9AH, 3.6V | 13 | EA | 12 | Non Stk. | 4 | 1 | 13
CRA | S | 36000-40 |  | AUX0021052 | MODULE, DIGITAL INPUT, 16 INPUTS, 24VDC, PLC S7 | 411 | EA | 12 | Non Stk. | 16 | 1 | 411
CRA | S | 36000-41 |  | AUX0006264 | MODULE, DIGITAL OUT, 16 OUT, 24VDC, 0.5A, PLC S7 | 285 | EA | 12 | Non Stk. | 10 | 1 | 285
CRA | S | 36000-42 |  | AUX0036245 | CONNECTOR, L2 BUS, PLC S7, SINEC, W/PROG. SOCKET | 64 | EA | 12 | Non Stk. | 4
CRA | S | 36000-43 |  | AUX0036354 | CONNECTOR, PLC S7 PROFIBUS, 35 DEGREES W/O PG CONN | 48 | EA | 12 | Non Stk. | 24
CRA | W | 36000-44 |  | AUX0033777 | COVERS, RACK SLOT, PLC S7, 10 PACK | 26 | EA | 12 | Non Stk. | 8
CRA | S | 36000-45 |  | AUX0031262 | MODULE, RAM MEMORY, 4MB, PLC S7 | 1549 | EA | 12 | Non Stk. | 2 | 1 | 1549
CRA | P | 36000-46 |  | AUX0029087 | PROCESSOR, COMMUNICATION, PROFIBUS, CP 443-5 | 6547 | EA | 12 | Non Stk. | 2
CRA | S | 36000-47 |  | AUX0035724 | PROCESSOR, COMM, 443-1, SIMATIC NET | 2533 | EA | 12 | Non Stk. | 2
CRA | W | 36000-48 |  | AUX0031264 | MODULE, SYNC, FOR UP TO 10M FO CABLES, PLC S7 | 585 | EA | 12 | Non Stk. | 4 | 1 | 585
CRA | S | 36000-49 |  | AUX0031259 | SPLIT RACK, REDUNDANT, (PLC) S7-400, UR2-H | 1016 | EA | 12 | Non Stk. | 1
CRA | P | 36000-50 |  | AUX0031261 | PROCESSOR, 414-4H, REDUNDANT, PLC S7-400 | 15786 | EA | 12 | Non Stk. | 2
CRA | P | 36000-51 |  | AUX0035718 | PROCESSOR, 414H PG, REDUNDANT BUNDLE, PLC S7-400 | 41455 | EA | 12 | Non Stk. | 1
CRA | S | 36000-52 |  | AUX0031260 | POWER SUPPLY, 10A, WIDE RANGE, PLC S7-400 | 820 | EA | 12 | Non Stk. | 2
CRA | P | 36000-53 |  | AUX0032260 | CABLE, FIBER OPTIC, 1M, FOR SYNC MODULE | 149 | EA | 12 | Non Stk. | 2 | 1 | 149
CRA | P | 36000-54 |  | AUX0024343 | POWER SUPPLY, INPUT:85-264VAC/90-350VDC, OUTPUT 24 | 462.93 | EA | 12 | Non Stk. | 6
CRA | S | 36000-55 |  | AUX0017087 | RELAY, 24VDC COIL SPDT 10A | 15 | EA | 12 | Non Stk. | 112 | 1 | 15
CRA | S | 36000-56 |  | AUX0031251 | RELAY, 24 VDC COIL, SPDT 10A, PLC-RSC-24UC/21HC | 16 | EA | 12 | Non Stk. | 8 | 1 | 16
CRA | W | 36000-57 |  | AUX0033884 | RELAY, 24 VDC COIL, SPDT 6A, PLC-RSC-24DC/21 | 12 | EA | 12 | Non Stk. | 48 | 1 | 12
CRA | S | 36000-58 |  | AUX0030621 | RELAY, 6 POLE NO, INDICATOR LAMP, 24 VDC COIL | 468 | EA | 12 | Non Stk. | 1 | 1 | 468
CRA | S | 36000-59 |  | AUX0015034 | RESISTOR, 250 OHM, .25 WATT (PKG OF 100) | 23 | EA | 12 | Non Stk. | 24 | 1 | 23
CRA | W | 36000-60 |  | AUX0035458 | RESISTOR, 3.3 OHM, .25 WATT (PKG OF 50) | 11 | EA | 12 | Non Stk. | 24 | 1 | 11
CRA | S | 36000-61 |  | AUX0034297 | MODULE, SECURITY, IND ETHERNET, SCALANCE, X204-2 | 1389 | EA | 12 | Non Stk. | 4 | 1 | 1389
CRA | S | 36000-62 |  | AUX0031269 | TACHOMETER, DIGITAL PROCESS, TACHPAK 30/24VDC | 1460 | EA | 12 | Non Stk. | 2
CRA | W | 36000-63 |  | AUX0033147 | TERMINAL BLOCK MODULE, 16 CHANNEL, FUSED, (L) | 198 | EA | 12 | Non Stk. | 7
CRA | W | 36000-64 |  | AUX0033148 | TERMINAL BLOCK MODULE, 16 CHANNEL, FUSED, (R) | 198 | EA | 12 | Non Stk. | 9
MBA | P | 36500-01 | EXCITER IGNITION ASSEMBLY | AUX0028137 | IGNITION EXCITER ASSEMBLY | 18592 | EA | 17 | Non Stk. | 1
MBA | S | 36500-01.01 |  | AUX0027494 | EXCITER | 8138 | EA | 17 | Non Stk. | 2 | 1 | 8138
MBA | W | 36500-01.02 |  | AUX0030087 | CABLE, 10 FT, OUTPUT, IGNITION EXCITER | 1898 | EA | 17 | Stk. | 2 | 1 | 1898
CRA | S | 36700-01 | CT OVERSPEED PICKUPS | AUX0000760 | PICKUP, OVERSPEED, .62-18UNF-2A | 556 | EA | 12 | Stk. | 1 | 1 | 556
CRA | P | 36755-01 | COMBINED VIBRATION/COMBUSTOR DMS RACK | AUX0031271 | RACK ASSEMBLY, 19.0 IN, W/ CCSAUS APPROVAL | 11448 | EA | 20 | Non Stk. | 1
CRA |  | 36755-02 |  | AUX0038137 | POWER SUPPLY, RPS 6U | 2428 | EA | 20 | Non Stk. | 1
CRA | S | 36755-03 |  | AUX0034634 | MODULE, COMMUNICATION, CPU-M | 9334 | EA | 20 | Non Stk. | 1
CRA | S | 36755-04 |  | AUX0030423 | CARD, I/O, FOR CPU-M | 1388 | EA | 20 | Non Stk. | 1
CRA | S | 36755-05 |  | AUX0030424 | CARD, RELAY, RLC 16 | 2046 | EA | 20 | Non Stk. | 1
CRA | S | 36755-06 |  | AUX0030425 | CARD, MACHINERY PROTECTION, MPC 4 | 8432 | EA | 20 | Non Stk. | 1
CRA | S | 36755-07 |  | AUX0030426 | CARD, I/O, 4T, FOR MPC 4 | 2544 | EA | 20 | Non Stk. | 1
CRA | P | 36755-08 |  | AUX0028193 | CARD, CONDITIONING MONITORING, CMC 16 | 26198 | EA | 20 | Non Stk. | 1
CRA | S | 36755-09 |  | AUX0028194 | MODULE, I/O, 16T | 2972 | EA | 20 | Non Stk. | 1 | 1 | 2972
CRA |  | 36755-10 |  | AUX0038136 | GALVANIC SEPARATION, GSI 124 | 1108 | EA | 20 | Non Stk. | 1 | 1 | 1108
CRA |  | 36755-11 |  | AUX0038138 | POWER SUPPLY, APF 196 | 816 | EA | 20 | Non Stk. | 1
MBA | W | 36760-01 | COMBUSTOR DMS FIELD EQUIPMENT | AUX0031573 | KIT, REPLACEMENT, DYNAMIC PRESSURE SENSOR, CP 232 | 14740 | EA | 20 | Non Stk. | 16 | 1 | 14740
MBA |  | 36760-01.01 |  |  | THE FOLLOWING PARTS ARE INCLUDED IN THE ABOVE KIT
MBA | S | 36760-01.01.01 |  | AUX0037864 | SENSOR, DYNAMIC PRESSURE, CP 232 | 13920 | EA | 20 | Non Stk. | 16
MBA |  | 36760-01.01.02 |  |  | REMOVABLE ADAPTOR
MBA |  | 36760-01.01.03 |  |  | GASKET SEAL
MBA | W | 36760-02 |  | AUX0033129 | CABLE, EXTENSION, EC222 | 2854 | EA | 20 | Non Stk. | 16 | 1 | 2854
MBA | S | 36760-03 |  | AUX0034636 | AMPLIFIER, CHARGE, IPC 704 | 1774 | EA | 20 | Non Stk. | 16
UBA |  | 40000-01 | ELECTRICAL PACKAGE ASSY | AUX0038081 | KIT, SPARES FOR ELECTRICAL PKG ASSY | 1796 | EA | 8 | Non Stk. | 1 | 1 | 1796
UBA |  | 40000-01.01 |  |  | THE FOLLOWING PARTS ARE INCLUDED IN THE KIT ABOVE
UBA |  | 40000-01.01.01 |  |  | FILTER, 20.0 IN X 30.0 IN X 1.0 IN, HVAC
UBA |  | 40000-01.01.02 |  |  | LAMP, 32W, FLOURESCENT, T8
UBA |  | 40000-01.01.03 |  |  | LAMP, 5.4W, EMERGENCY EXIT COMBO
UBA |  | 40000-01.01.04 |  |  | LAMP, 70W HPS
UBA |  | 40000-01.01.05 |  |  | BATTERY, EMERGENCY EXIT COMBO
UBA |  | 40000-01.01.06 |  |  | FUSE, 25A, FOR SAFETY SWITCH
UBA |  | 40000-01.01.07 |  |  | RELAY, 2PDT, 24VAC
UBA |  | 40000-01.01.08 |  |  | RELAY, 3PDT, 24VAC
UBA |  | 40000-01.01.09 |  |  | FUSE, 1 AMP, FOR EXHAUST CABINET XFMR
UBA |  | 40000-01.01.10 |  |  | FUSE, 3 AMP, FOR EXHAUST CABINET XFMR
BUB | W | 42500-01 | 125V DC MCC & PANELBOARD | AUX0030523 | CONTACT BLK 1NC (PKG OF 5 PCS) | 18 | EA | 7 | Non Stk. | 3
BUB | S | 42500-02 |  | AUX0030805 | SWITCH, AUXILIARY | 350.9 | EA | 7 | Non Stk. | 1 | 1 | 350.9
BUB | W | 42500-03 |  | AUX0032458 | RAIL, MOUNTING, 2.5IN | 50 | EA | 7 | Non Stk. | 3
BUB | W | 42500-04 |  | AUX0030526 | LENS PLASTIC RED | 3.3 | EA | 8 | Non Stk. | 3
BUB | W | 42500-05 |  | AUX0032450 | LENS PLASTIC GREEN | 4 | EA | 8 | Non Stk. | 3
BUB | W | 42500-06 |  | AUX0030528 | BLOCK, TERMINAL | 30 | EA | 7 | Non Stk. | 6
BUB | S | 42500-07 |  | AUX0030529 | HANDLE, 125A, CIRCUIT BREAKER, PLUG-IN | 365 | EA | 6 | Non Stk. | 3 | 1 | 365
BUB | S | 42500-08 |  | AUX0030530 | HANDLE, 250A, CIRCUIT BREAKER, PLUG-IN | 352 | EA | 12 | Non Stk. | 2 | 1 | 352
BUB | S | 42500-09 |  | AUX0030531 | HANDLE, 400/600A, CIRCUIT BREAKER, FIX | 578 | EA | 12 | Non Stk. | 1 | 1 | 578
BUB | W | 42500-10 |  | AUX0030532 | HEATER (E101) (PKG OF 5 PCS) | 45.6 | EA | 7 | Non Stk. | 1
BUB | W | 42500-11 |  | AUX0030533 | HEATER (E104) (PKG OF 5 PCS) | 46.65 | EA | 6 | Non Stk. | 1
BUB | W | 42500-12 |  | AUX0030534 | HEATER (E70) (PKG OF 5 PCS) | 46.65 | EA | 6 | Non Stk. | 1
BUB | W | 42500-13 |  | AUX0030535 | FUSE 12A (PKG OF 5 PCS) | 25 | EA | 7 | Non Stk. | 6 | 1 | 25
BTA | S | 44600-01 | STATION BATTERIES | AUX0034021 | BATTERY, CELL DRY (MOIST CHARGED) | 1730 | EA | 26 | Non Stk. | 60 | 2 | 3460
BTA |  | 44600-02 |  |  | OPTIONAL BATTERY SPARE PARTS
BTA | W | 44600-02.01 |  | AUX0029401 | SET, CELL NUMBERS ( MIN ORDER QTY = 6) | 30 | EA | 5 | Non Stk. | 1
BTA | S | 44600-02.02 |  | AUX0031092 | INSTRUCTION CARD (MIN ORDER QTY = 5) | 40 | EA | 5 | Non Stk. | 1
BTA | S | 44600-02.03 |  | AUX0027529 | THERMOMETER (MIN ORDER QTY = 2) | 130 | EA | 5 | Non Stk. | 1
BTA | W | 44600-02.04 |  | AUX0027531 | WRENCH (MIN ORDER QTY = 6) | 36 | EA | 5 | Non Stk. | 1
BTA | C | 44600-02.05 |  | AUX0031093 | GREASE, NO-OXIDE (MIN ORDER QTY = 6) | 36 | EA | 5 | Non Stk. | 1
BTA | S | 44600-02.06 |  | AUX0029404 | HYDROMETER (MIN ORDER QTY = 2) | 124 | EA | 5 | Non Stk. | 1
BTA | W | 44600-02.07 |  | AUX0019404 | VENT CAP FOR SDH21 (FLAME ARRESTOR TYPE) | 30 | EA | 6 | Non Stk. | 60 | 5 | 150
BTL | S | 44700-01 | BATTERY CHARGER | AUX0036296 | ASSY, PWR. RES, R3, AT, 130V, 500-OHM/50W | 68 | EA | 8 | Non Stk. | 1
BTL | S | 44700-02 |  | AUX0034787 | BOARD, PRINTED, MAIN CNTRL | 1210 | EA | 7 | Non Stk. | 1
BTL | S | 44700-03 |  | AUX0035481 | CAPACITOR,ELEC,200V,7400UF,2.5-IN | 168 | EA | 7 | Non Stk. | 1 | 1 | 168
BTL | S | 44700-04 |  | AUX0034806 | SURGE SUPPRESSOR, 275V, 5030, 1/4-20 | 18 | EA | 7 | Non Stk. | 1 | 1 | 18
BTL | S | 44700-05 |  | AUX0034807 | SURGE SUPPRESSOR, 510V, 5030, 1/4-20 | 18 | EA | 7 | Non Stk. | 1 | 1 | 18
BTL | S | 44700-06 |  | AUX0034810 | RESISTOR, WW, 100W, 5%, 500 | 66 | EA | 6 | Non Stk. | 1 | 1 | 66
MBV11AP001, MBV11AP002 | P | 50000-01 | LUBE OIL PACKAGE ASSEMBLY | AUX0035934 | ASSEMBLY, AC PUMP | 43296 | EA | 29 | Non Stk. | 2
MBV11AP001, MBV11AP002 | P | 50000-01.01 |  | AUX0035935 | IMPELLER, 9.50 IN, AC PUMP | 4596 | EA | 10 | Non Stk. | 2
MBV11AP001, MBV11AP002 | P | 50000-01.02 |  | AUX0035936 | SHAFT WITH KEYS | 5026 | EA | 15 | Non Stk. | 2
MBV11AP001, MBV11AP002 | S | 50000-01.03 |  | AUX0035937 | CASING RING | 399 | EA | 10 | Non Stk. | 2 | 1 | 399
MBV11AP001, MBV11AP002 | S | 50000-01.04 |  | AUX0035938 | CASING COVER RING | 291 | EA | 10 | Non Stk. | 2 | 1 | 291
MBV11AP001, MBV11AP002 | S | 50000-01.05 |  | AUX0035939 | BEARING BUSHING | 1173 | EA | 10 | Non Stk. | 2 | 1 | 1173
MBV11AP001, MBV11AP002 | W | 50000-01.06 |  | AUX0035940 | NUT, IMPELLAR | 333 | EA | 10 | Non Stk. | 2 | 1 | 333
MBV11AP001, MBV11AP002 | W | 50000-01.07 |  | AUX0035941 | WASHER, IMPELLAR | 291 | EA | 10 | Non Stk. | 2 | 1 | 291
MBV11AP001, MBV11AP002 | P | 50000-01.08 |  | AUX0035942 | COVER, BEARING | 1038 | EA | 10 | Non Stk. | 2 | 1 | 1038
MBV11AP001, MBV11AP002 | S | 50000-01.09 |  | AUX0035943 | BEARING, THRUST, PUMP | 345 | EA | 10 | Non Stk. | 2 | 1 | 345
MBV11AP001, MBV11AP002 | W | 50000-01.10 |  | AUX0035944 | WASHER, BEARING | 12 | EA | 10 | Non Stk. | 2 | 1 | 12
MBV11AP001, MBV11AP002 | W | 50000-01.11 |  | AUX0035945 | NUT, BEARING | 24 | EA | 10 | Non Stk. | 2 | 1 | 24
MBV11AP001, MBV11AP002 | W | 50000-01.12 |  | AUX0035946 | SEAL, BEARING, INBOARD | 426 | EA | 10 | Non Stk. | 2 | 1 | 426
MBV11AP001, MBV11AP002 | W | 50000-01.13 |  | AUX0035947 | SEAL, BEARING, OUTBOARD | 426 | EA | 10 | Non Stk. | 2 | 1 | 426
MBV11AP001, MBV11AP002 | W | 50000-01.14 |  | AUX0035948 | GASKET, CASING, PUMP | 48 | EA | 10 | Non Stk. | 2 | 1 | 48
MBV11AP001, MBV11AP002 | W | 50000-01.15 |  | AUX0035949 | GASKET, BEARING COVER, PUMP | 54 | EA | 28 | Non Stk. | 2 | 1 | 54
MBV11AP001, MBV11AP002 | W | 50000-01.16 |  | AUX0035950 | GASKET, PIPE, DISCHARGE, PUMP | 48 | EA | 10 | Non Stk. | 2 | 1 | 48
MBV11AP001, MBV11AP002 | W | 50000-01.17 |  | AUX0036013 | GASKET, CONNECTING PIPE, PUMP | 48 | EA | 10 | Non Stk. | 2 | 1 | 48
MBV11AP001, MBV11AP002 | S | 50000-01.18 |  | AUX0035951 | RETAINING RING, PUMP | 12 | EA | 10 | Non Stk. | 2 | 1 | 12
MBV15AP001 | P | 50000-02 |  | AUX0035952 | ASSEMBLY, DC PUMP | 56262 | EA | 29 | Non Stk. | 1
MBV15AP001 | P | 50000-02.01 |  | AUX0035953 | IMPELLER, 9.25 IN, DC PUMP | 4386 | EA | 12 | Non Stk. | 1
MBV15AP001 | P | 50000-02.02 |  | AUX0035936 | SHAFT WITH KEYS | 5026 | EA | 15 | Non Stk. | 1
MBV15AP001 | S | 50000-02.03 |  | AUX0035955 | CASING RING, DC PUMP | 504 | EA | 10 | Non Stk. | 1 | 1 | 504
MBV15AP001 | S | 50000-02.04 |  | AUX0035938 | CASING COVER RING | 291 | EA | 10 | Non Stk. | 1
MBV15AP001 | S | 50000-02.05 |  | AUX0035939 | BEARING BUSHING | 1173 | EA | 10 | Non Stk. | 1
MBV15AP001 | W | 50000-02.06 |  | AUX0035940 | NUT, IMPELLAR | 333 | EA | 10 | Non Stk. | 1
MBV15AP001 | W | 50000-02.07 |  | AUX0035941 | WASHER, IMPELLAR | 291 | EA | 10 | Non Stk. | 1
MBV15AP001 | P | 50000-02.08 |  | AUX0035942 | COVER, BEARING | 1038 | EA | 10 | Non Stk. | 1
MBV15AP001 | S | 50000-02.09 |  | AUX0035943 | BEARING, THRUST, PUMP | 345 | EA | 10 | Non Stk. | 1
MBV15AP001 | W | 50000-02.10 |  | AUX0035944 | WASHER, BEARING | 12 | EA | 10 | Non Stk. | 1
MBV15AP001 | W | 50000-02.11 |  | AUX0035945 | NUT, BEARING | 24 | EA | 10 | Non Stk. | 1
MBV15AP001 | W | 50000-02.12 |  | AUX0035946 | SEAL, BEARING, INBOARD | 426 | EA | 10 | Non Stk. | 1
MBV15AP001 | W | 50000-02.13 |  | AUX0035947 | SEAL, BEARING, OUTBOARD | 426 | EA | 10 | Non Stk. | 1
MBV15AP001 | W | 50000-02.14 |  | AUX0035948 | GASKET, CASING, PUMP | 48 | EA | 10 | Non Stk. | 1
MBV15AP001 | W | 50000-02.15 |  | AUX0035949 | GASKET, BEARING COVER, PUMP | 54 | EA | 28 | Non Stk. | 1
MBV15AP001 | S | 50000-02.16 |  | AUX0036091 | GASKET, DISCHARGE PIPE 231-11-1071 | 48 | EA | 10 | Non Stk. | 1
MBV15AP001 | W | 50000-02.17 |  | AUX0036013 | GASKET, CONNECTING PIPE, PUMP | 48 | EA | 10 | Non Stk. | 1
MBV15AP001 | S | 50000-02.18 |  | AUX0035951 | RETAINING RING, PUMP | 12 | EA | 10 | Non Stk. | 1
MBV20AA103 | W | 50000-03 |  | AUX0035927 | VALVE, CONTROL, TEMPERATURE | 10780 | EA | 15 | Non Stk. | 1
MBV20AA103 | W | 50000-03.01 |  | AUX0036012 | KIT, REBUILD, VALVE, TEMPERATURE CONTROL | 2458 | EA | 5 | Non Stk. | 1 | 1 | 2458
MBV | S | 50000-04 |  | AUX0037227 | VALVE, BEARING PRESSURE REGULATING | 35706 | EA | 18 | Non Stk. | 1
MBV | S | 50000-04.01 |  | AUX0037228 | RING, PISTON 6IN GRAPHITE 17F27 | 942 | EA | 10 | Non Stk. | 1 | 1 | 942
MBV | S | 50000-04.02 |  | AUX0037229 | RING, SEAT; 6: CA15 FGS 2B8 | 1812 | EA | 10 | Non Stk. | 1 | 1 | 1812
MBV | S | 50000-04.03 |  | AUX0037230 | PLUG/STEM BAL | 6381 | EA | 10 | Non Stk. | 1
MBV | S | 50000-04.04 |  | AUX0037231 | CAGE, QO; 6,7 PORT, CB7CU-1,H900 | 8320 | EA | 10 | Non Stk. | 1
MBV | S | 50000-04.05 |  | AUX0037232 | GASKET SET, OVER 450F | 711 | EA | 10 | Non Stk. | 1 | 1 | 711
MBV | S | 50000-04.06 |  | AUX0037233 | KIT,REPAIR;PACKINGSINGLETFE.75STEM | 248 | EA | 10 | Non Stk. | 1 | 1 | 248
MBV | S | 50000-04.07 |  | AUX0037239 | DIAPHRAGM; SIZE 40; CR/NYL FMS17E42 | 242 | EA | 10 | Non Stk. | 1 | 1 | 242
MBV20AT001, MBV20AT002 | S | 50000-05 |  | AUX0035892 | ASSEMBLY, FILTER, DUPLEX | 33338 | EA | 21 | Non Stk. | 1
MBV20AT001, MBV20AT002 | S | 50000-05.01 |  | AUX0035893 | O-RING, COVER, VITON | 59 | EA | 10 | Non Stk. | 1 | 2 | 118
MBV20AT001, MBV20AT002 | S | 50000-05.02 |  | AUX0035898 | FILTER CARTRIDGE (SET OF 6) | 2477 | EA | 10 | Non Stk. | 1 | 1 | 2477
MBV | P | 50000-06 |  | AUX0035899 | OIL MIST ELIMINATOR | 43050 | EA | 24 | Non Stk. | 1
MBV70AT001 | W | 50000-06.01 |  | AUX0035900 | DEMISTER CARTRIDGE (SET OF 9) | 7592 | EA | 10 | Non Stk. | 1 | 1 | 7592
MBV | W | 50000-06.02 |  | AUX0035901 | O-RING, BUNA-N | 60 | EA | 10 | Non Stk. | 1 | 1 | 60
MBV50AA201, MBV50AA202 | S | 50000-06.03 |  | AUX0035902 | CHECK VALVE ASSMEBLY (SET OF 2) | 2904 | EA | 10 | Non Stk. | 1 | 1 | 2904
MBV71AA252, MBV71AA253 | P | 50000-06.04 |  | AUX0035903 | VALVE, BUTTERFLY, 6.0 IN, (SET OF 2) | 1134 | EA | 8 | Non Stk. | 1 | 1 | 1134
MBV70AA251 | P | 50000-06.05 |  | AUX0035904 | VALVE, BUTTERFLY, 4.0 IN | 366 | EA | 10 | Non Stk. | 1 | 1 | 366
MBV70AT002 | W | 50000-06.06 |  | AUX0035905 | BREATHER FILTER, ASSEMBLY | 1284 | EA | 10 | Non Stk. | 1 | 1 | 1284
MBV71AN001, MBV71AN002 | P | 50000-06.07 |  | AUX0035906 | MOTOR, OIL MIST ELIMINATOR | 2850 | EA | 10 | Non Stk. | 1
MBV10AH001, 002, 003 | S | 50000-07 |  | AUX0035933 | HEATER, FLANGED | 3780.56 | EA | 10 | Non Stk. | 3
MBV10CL503 |  | 50000-08 |  | AUX0037904 | GAGE, LEVEL | 4687 | EA | 10 | Non Stk. | 1
MBV10CL083,085,087,089 |  | 50000-08.01 |  | AUX0037905 | MODULE, SWITCH | 537 | EA | 0 | Non Stk. | 1 | 1 | 537
MBV10CL503 |  | 50000-08.02 |  | AUX0037906 | ASSEMBLY, FLOAT | 834 | EA | 10 | Non Stk. | 1
MBV10CL503 |  | 50000-08.03 |  | AUX0037907 | ASSEMBLY, FLAG | 675 | EA | 10 | Non Stk. | 1
MBV20BB002,003 | P | 50000-09 |  | AUX0035928 | ACCUMULATOR | 6379 | EA | 11 | Non Stk. | 2
MBV20BB002,003 | W | 50000-09.01 |  | AUX0035929 | KIT, BLADDER, REPAIR | 1935 | EA | 10 | Non Stk. | 0 | 1 | 1935
MBV20BB002,003 | S | 50000-09.02 |  | AUX0036089 | ACCUMULATOR CHARGING ASSEMBLY | 645 | EA | 11 | Non Stk. | 0
MBV |  | 50000-10 |  |  | BALL VALVES
MBV |  | 50000-10.01 |  |  | .38 INCH BALL VALVES
MBV24AA405 | S | 50000-10.01.01 |  | AUX0035971 | VALVE, BALL, .38 IN | 358 | EA | 10 | Non Stk. | 1 | 1 | 358
MBV24AA406 | S | 50000-10.01.02 |  | AUX0035971 | VALVE, BALL, .38 IN | 358 | EA | 10 | Non Stk. | 1
MBV |  | 50000-10.02 |  |  | .75 INCH BALL VALVES
MBV21AA261 | S | 50000-10.02.01 |  | AUX0035931 | VALVE, BALL, 0.75 IN | 111 | EA | 10 | Non Stk. | 1 | 1 | 111
MBV20AA503 | S | 50000-10.02.02 |  | AUX0035931 | VALVE, BALL, 0.75 IN | 111 | EA | 10 | Non Stk. | 1
MBV20AA505 | S | 50000-10.02.03 |  | AUX0035931 | VALVE, BALL, 0.75 IN | 111 | EA | 10 | Non Stk. | 1
MBV25AA401 | S | 50000-10.02.04 |  | AUX0035931 | VALVE, BALL, 0.75 IN | 111 | EA | 10 | Non Stk. | 1
MBV25AA402 | S | 50000-10.02.05 |  | AUX0035931 | VALVE, BALL, 0.75 IN | 111 | EA | 10 | Non Stk. | 1
MBV | S | 50000-10.02.06 |  | AUX0035931 | VALVE, BALL, 0.75 IN | 111 | EA | 10 | Non Stk. | 1
MBV |  | 50000-10.02.07 |  | AUX0037912 | VALVE, BALL, .75 IN | 93.4 | EA | 5 | Non Stk. | 1 | 1 | 93.4
MBV |  | 50000-10.03 |  |  | 1.0 INCH BALL VALVES
MBV | S | 50000-10.03.01 |  | AUX0035932 | VALVE, BALL, 1 IN | 522 | EA | 10 | Non Stk. | 1 | 1 | 522
MBV | S | 50000-10.03.02 |  | AUX0035932 | VALVE, BALL, 1 IN | 522 | EA | 10 | Non Stk. | 1
MBV |  | 50000-10.04 |  |  | 1.50 IN BALL VALVES
MBV21AA410 | S | 50000-10.04.01 |  | AUX0035919 | VALVE, BALL 1.5 IN | 304.54 | EA | 10 | Non Stk. | 1 | 1 | 304.54
MBV |  | 50000-10.05 |  |  | 2.0 INCH BALL VALVES
MBV10AA401 | S | 50000-10.05.01 |  | AUX0035920 | VALVE, BALL 2 IN | 449 | EA | 10 | Non Stk. | 1 | 1 | 449
MBV | S | 50000-10.05.02 |  | AUX0035920 | VALVE, BALL 2 IN | 449 | EA | 10 | Non Stk. | 1
MBV |  | 50000-11 |  |  | 6.0 IN CHECK VALVES
MBV | S | 50000-11.01 |  | AUX0035926 | VALVE, CHECK, 6 IN | 1434 | EA | 10 | Non Stk. | 1 | 1 | 1434
MBV | S | 50000-11.02 |  | AUX0035926 | VALVE, CHECK, 6 IN | 1434 | EA | 10 | Non Stk. | 1
MBV | S | 50000-11.03 |  | AUX0035926 | VALVE, CHECK, 6 IN | 1434 | EA | 10 | Non Stk. | 1
MBV | S | 50000-11.04 |  | AUX0035926 | VALVE, CHECK, 6 IN | 1434 | EA | 10 | Non Stk. | 1
MBV |  | 50000-12 |  |  | INSTRUMENT ISOLATION VALVES
MBV21AA316 | S | 50000-12.01 |  | AUX0032007 | VALVE, INSTRUMENT, .5 IN NPT, PGI | 148 | EA | 11 | Non Stk. | 1 | 1 | 148
MBV21AA313 | S | 50000-12.02 |  | AUX0032007 | VALVE, INSTRUMENT, .5 IN NPT, PGI | 148 | EA | 11 | Non Stk. | 1 | 1 | 148
MBV50AA301 | S | 50000-12.03 |  | AUX0032007 | VALVE, INSTRUMENT, .5 IN NPT, PGI | 148 | EA | 11 | Non Stk. | 1 | 1 | 148
MBV50AA302 | S | 50000-12.04 |  | AUX0032007 | VALVE, INSTRUMENT, .5 IN NPT, PGI | 148 | EA | 11 | Non Stk. | 1 | 1 | 148
MBV26AA303 | S | 50000-12.05 |  | AUX0032007 | VALVE, INSTRUMENT, .5 IN NPT, PGI | 148 | EA | 11 | Non Stk. | 1
MBV26AA301 | S | 50000-12.06 |  | AUX0032007 | VALVE, INSTRUMENT, .5 IN NPT, PGI | 148 | EA | 11 | Non Stk. | 1
MBV26AA302 | S | 50000-12.07 |  | AUX0032007 | VALVE, INSTRUMENT, .5 IN NPT, PGI | 148 | EA | 11 | Non Stk. | 1
MBV21AA314 | S | 50000-12.08 |  | AUX0032007 | VALVE, INSTRUMENT, .5 IN NPT, PGI | 148 | EA | 11 | Non Stk. | 1
MBV21AA311 | S | 50000-12.09 |  | AUX0032007 | VALVE, INSTRUMENT, .5 IN NPT, PGI | 148 | EA | 11 | Non Stk. | 1
MBV21AA305 | S | 50000-12.10 |  | AUX0032007 | VALVE, INSTRUMENT, .5 IN NPT, PGI | 148 | EA | 11 | Non Stk. | 1
MBV21AA301 | S | 50000-12.11 |  | AUX0032007 | VALVE, INSTRUMENT, .5 IN NPT, PGI | 148 | EA | 11 | Non Stk. | 1
MBV21AA315 | S | 50000-12.12 |  | AUX0032007 | VALVE, INSTRUMENT, .5 IN NPT, PGI | 148 | EA | 11 | Non Stk. | 1
MBV21AA312 | S | 50000-12.13 |  | AUX0032007 | VALVE, INSTRUMENT, .5 IN NPT, PGI | 148 | EA | 11 | Non Stk. | 1
MBV |  | 50000-13 |  |  | BUTTERFLY VALVES
MBV |  | 50000-13.01 |  |  | 3.00 INCH BUTTERFLY VALVES
MBV |  | 50000-13.01.01 |  | AUX0037908 | VALVE, BUTTERFLY, 3 IN | 414 | EA | 17 | Non Stk. | 1 | 1 | 414
MBV |  | 50000-13.01.02 |  | AUX0037908 | VALVE, BUTTERFLY, 3 IN | 414 | EA | 17 | Non Stk. | 1
MBV |  | 50000-13.02 |  |  | 6.00 INCH BUTTERFLY VALVES
MBV |  | 50000-13.02.01 |  | AUX0037911 | VALVE, BUTTERFLY, 6 IN | 1026 | EA | 17 | Non Stk. | 1 | 1 | 1026
MBV |  | 50000-13.02.02 |  | AUX0037911 | VALVE, BUTTERFLY, 6 IN | 1026 | EA | 17 | Non Stk. | 1
MBV20CP003 | P | 50000-14 |  | AUX0035912 | TRANSMITTER, PRESSURE, DS III | 2125 | EA | 11 | Non Stk. | 1 | 1 | 2125
MBV |  | 50000-15 |  |  | PRESSURE SWITCHES
MBV11CP083 | S | 50000-15.01 |  | AUX0035910 | SWITCH, PRESSURE | 632 | EA | 10 | Non Stk. | 1 | 1 | 632
MBV12CP083 | S | 50000-15.02 |  | AUX0035910 | SWITCH, PRESSURE | 632 | EA | 10 | Non Stk. | 1
MBV15CP083 | S | 50000-15.03 |  | AUX0035908 | SWITCH, PRESSURE | 597 | EA | 10 | Non Stk. | 1 | 1 | 597
MBV20CP083 | S | 50000-15.04 |  | AUX0035911 | SWITCH, PRESSURE | 630 | EA | 10 | Non Stk. | 1 | 1 | 630
MBV20CP087 | S | 50000-15.05 |  | AUX0035907 | SWITCH, PRESSURE | 597 | EA | 10 | Non Stk. | 1 | 1 | 597
MBV20CP089 | S | 50000-15.06 |  | AUX0035907 | SWITCH, PRESSURE | 597 | EA | 10 | Non Stk. | 1
MBV20CP091 | S | 50000-15.07 |  | AUX0035909 | SWITCH, PRESSURE | 597 | EA | 10 | Non Stk. | 1 | 1 | 597
MBV10CP083 | S | 50000-15.08 |  | AUX0035918 | SWITCH, PRESSURE | 654 | EA | 11 | Non Stk. | 1 | 1 | 654
MBV |  | 50000-16 |  |  | PRESSURE GAUGES
MBV10CP503 | S | 50000-16.01 |  | AUX0035915 | GAUGE, PRESSURE | 1518 | EA | 12 | Non Stk. | 1 | 1 | 1518
MBV11CP503 | S | 50000-16.02 |  | AUX0035913 | GAUGE, PRESSURE | 318 | EA | 11 | Non Stk. | 1 | 1 | 318
MBV12CP503 | S | 50000-16.03 |  | AUX0035913 | GAUGE, PRESSURE | 318 | EA | 11 | Non Stk. | 1
MBV20CP501 | S | 50000-16.04 |  | AUX0035913 | GAUGE, PRESSURE | 318 | EA | 11 | Non Stk. | 1
MBV15CP503 | S | 50000-16.05 |  | AUX0035914 | GAUGE, PRESSURE | 321 | EA | 11 | Non Stk. | 1 | 1 | 321
MBV20CP507 | S | 50000-16.06 |  | AUX0035914 | GAUGE, PRESSURE | 321 | EA | 11 | Non Stk. | 1
MBV20CP503 | S | 50000-16.07 |  | AUX0035968 | GAUGE, PRESSURE | 60 | EA | 7 | Non Stk. | 1 | 1 | 60
MBV20CP505 | S | 50000-16.08 |  | AUX0035968 | GAUGE, PRESSURE | 60 | EA | 7 | Non Stk. | 1
MBV10CT083 | S | 50000-17 |  | AUX0035916 | SWITCH, TEMPERATURE | 1140.48 | EA | 12 | Non Stk. | 1 | 1 | 1140.48
MBV |  | 50000-18 |  |  | TEMPERATURE GUAGES
MBV10CT503 | S | 50000-18.01 |  | AUX0035922 | GAUGE TEMPERATURE (0-250F) | 567 | EA | 10 | Non Stk. | 1 | 1 | 567
MBV20CT503 | S | 50000-18.02 |  | AUX0035923 | GAUGE TEMPERATURE (0-250F) | 120 | EA | 10 | Non Stk. | 1 | 1 | 120
MBV20CT505 | S | 50000-18.03 |  | AUX0035923 | GAUGE TEMPERATURE (0-250F) | 120 | EA | 10 | Non Stk. | 1
MBV | S | 50000-19 |  | AUX0035969 | ASSEMBLY, THERMOCOUPLE | 315 | EA | 11 | Non Stk. | 1 | 1 | 315
MBV |  | 50000-20 |  |  | SIGHT GLASSES
MBV |  | 50000-20.01 |  |  | .75 INCH SIGHT GLASSES
MBV21CF503 | S | 50000-20.01.01 |  | AUX0035964 | SIGHT GLASS, .75 IN, FULL VIEW | 321 | EA | 12 | Non Stk. | 1
MBV21CF503 | W | 50000-20.01.01.01 |  | AUX0035965 | KIT, REPAIR, .75 IN SIGHT GLASS | 78 | EA | 10 | Non Stk. | 1 | 1 | 78
MBV20CF503 | S | 50000-20.01.02 |  | AUX0035964 | SIGHT GLASS, .75 IN, FULL VIEW | 321 | EA | 12 | Non Stk. | 1
MBV20CF503 | W | 50000-20.01.02.01 |  | AUX0035965 | KIT, REPAIR, .75 IN SIGHT GLASS | 78 | EA | 10 | Non Stk. | 1
MBV20CF505 | S | 50000-20.01.03 |  | AUX0035964 | SIGHT GLASS, .75 IN, FULL VIEW | 321 | EA | 12 | Non Stk. | 1
MBV20CF505 | W | 50000-20.01.03.01 |  | AUX0035965 | KIT, REPAIR, .75 IN SIGHT GLASS | 78 | EA | 10 | Non Stk. | 1
MBV |  | 50000-20.02 |  |  | 1.50 INCH SIGHT GLASSES
MBV10CF503 | S | 50000-20.02.01 |  | AUX0035962 | SIGHT GLASS, 1.5 IN, FULL VIEW | 768 | EA | 12 | Non Stk. | 1
MBV10CF503 | W | 50000-20.02.01.01 |  | AUX0035963 | KIT, REPAIR, 1.5 IN SIGHT GLASS | 258 | EA | 10 | Non Stk. | 1 | 1 | 258
MBV | S | 50000-21 |  | AUX0004997 | VALVE, RELIEF, .750 IN | 215 | EA | 11 | Non Stk. | 1 | 1 | 215
MBV |  | 50000-22 |  | AUX0037910 | VALVE, GLOBE | 273.18 | EA | 12 | Non Stk. | 1 | 1 | 273.18
MBV | W | 50000-22.01 |  | AUX0037372 | KIT, REPAIR, REGULATOR VALVE | 243 | EA | 10 | Non Stk. | 1
MBV | S | 50000-22.02 |  | AUX0037373 | GAUGE, PRESSURE, 2.0 IN | 96 | EA | 10 | Non Stk. | 1 | 1 | 96
MBV20AA105 |  | 50000-23 |  | AUX0037400 | REGULATOR, PRESSURE | 620 | EA | 12 | Non Stk. | 1
MBV20AA105 |  | 50000-23.01 |  | AUX0037374 | O-RING FOR PRESSURE REGULATOR | 24 | EA | 10 | Non Stk. | 1 | 1 | 24
MBV20AA105 |  | 50000-23.02 |  | AUX0037399 | DIAPHRAGM ASSY, PRESSURE REGULATOR | 75 | EA | 10 | Non Stk. | 1 | 1 | 75
MBV20AA105 |  | 50000-23.03 |  | AUX0037380 | GAUGE, PRESS | 96 | EA | 10 | Non Stk. | 1 | 1 | 96
MBV20AA105 |  | 50000-23.04 |  | AUX0037403 | SEAT, PRESSURE REGULATOR | 51 | EA | 10 | Non Stk. | 1 | 1 | 51
MBV20AA105 |  | 50000-23.05 |  | AUX0037387 | O-RING FOR PRESSURE REGULATOR | 21 | EA | 10 | Non Stk. | 1 | 1 | 21
MBV20AA105 | W | 50000-23.06 |  | AUX0037909 | O-RING FOR PRESSURE REGULATOR | 30 | EA | 10 | Non Stk. | 1 | 1 | 30
MBV |  | 50000-24 |  |  | MISC LUBE OIL PACKAGE SPARES
MBV |  | 50000-24.01 |  | AUX0037932 | FAN PACKAGE, PANEL | 5426 | EA | 12 | Non Stk. | 1
MBV |  | 50000-24.02 |  | AUX0037933 | CONTROL DAMPER, CENTER PIVOT | 1677 | EA | 12 | Non Stk. | 1
MBV | P | 50000-24.03 |  | AUX0037277 | HEATER, BLOWER | 1740 | EA | 10 | Non Stk. | 1
MBV | S | 50000-24.04 |  | AUX0004937 | THERMOSTAT | 515 | EA | 15 | Non Stk. | 1
MBV | W | 50000-24.04.01 |  | AUX0004938 | THERMOSTAT, VENT FAN | 536 | EA | 15 | Non Stk. | 1
MBV | S | 50000-24.05 |  | AUX0004946 | VALVE, SOLENOID, .25 IN, 3 WAY | 572 | EA | 7 | Non Stk. | 1 | 1 | 572
MBV | W | 50000-24.05.01 |  | AUX0015652 | KIT, REPAIR, SOLENOID VALVE | 437 | EA | 10 | Non Stk. | 1
MBV | W | 50000-24.05.02 |  | AUX0004948 | COIL, SOLENOID VALVE | 437 | EA | 10 | Non Stk. | 1
MBX01AA191 | S | 64000-01 | HYDRAULIC SUPPLY SKID | AUX0031569 | VALVE, RELIEF | 158 | EA | 5 | Non Stk. | 2 | 1 | 158
MBX01AA192 | S | 64000-02 |  | AUX0031570 | VALVE, RELIEF | 54 | EA | 11 | Non Stk. | 2 | 1 | 54
MBX11AA191 | S | 64000-03 |  | AUX0035139 | VALVE, RELIEF | 555 | EA | 9 | Non Stk. | 2 | 1 | 555
MBX01AT001 | W | 64000-04 |  | AUX0034367 | BREATHER ASSY, 7.0 IN (SOLD IN CASE OF 6) | 654 | EA | 11 | Non Stk. | 1 | 1 | 654
MBX10CL083 | S | 64000-05 |  | AUX0036839 | SWITCH, LEVEL | 248 | EA | 6 | Non Stk. | 3 | 1 | 248
MBX05CP503 | S | 64000-06 |  | AUX0036690 | GAUGE, PRESSURE, 300PSI/BAR - 1/4 NPT - SPMC | 46 | EA | 9 | Non Stk. | 1 | 1 | 46
MBX11CP503 | S | 64000-07 |  | AUX0036691 | GAUGE, PRESSURE, 1500PSI/BAR - 1/4 NPT - SPMC | 50 | EA | 9 | Non Stk. | 3 | 1 | 50
MBX11AP001 | P | 64000-08 |  | AUX0033114 | PUMP, PISTON | 3646 | EA | 6 | Non Stk. | 2
MBX01AP001 | S | 64000-09 |  | AUX0033115 | PUMP, VANE | 755 | EA | 12 | Non Stk. | 2
MBX11AT001 | W | 64000-10 |  | AUX0036692 | STRAINER {P173912} | 57 | EA | 5 | Non Stk. | 4 | 1 | 57
MBX05AT001 | W | 64000-11 |  | AUX0036693 | ELEMENT, FILTER, HP {0160 DN 003 BH4HC /-V} | 236 | EA | 7 | Non Stk. | 1 | 1 | 236
MBX20AT001 | W | 64000-12 |  | AUX0036694 | ELEMENT, FILTER, RETURN {0160 DN 003 BN4HC /-V} | 643 | EA | 7 | Non Stk. | 1 | 1 | 643
MBX20BB001 | W | 64000-13 |  | AUX0031572 | KIT, BLADDER, ACCUMULATOR | 1066 | EA | 7 | Non Stk. | 2 | 1 | 1066
MBX | S | 64000-14 |  | AUX0036695 | INSERT | 16 | EA | 9 | Non Stk. | 2 | 1 | 16
MBX | P | 64010-01 | HYDRAULIC SUPPLY START-UP UNIT | AUX0036841 | MOTOR/PUMP COMBO | 1620 | EA | 14 | Non Stk. | 1
MBX | S | 64010-02 |  | AUX0036842 | GAUGE, DUAL SCALE | 60 | EA | 10 | Non Stk. | 1 | 1 | 60
MBX | W | 64011-01 | HYDRAULIC SUPPLY STARTUP SPARES | AUX0036769 | ELEMENT, FILTER | 210 | EA | 8 | Non Stk. | 4 | 1 | 210
MBX | W | 64011-02 |  | AUX0036770 | BREATHER, DESSICANT | 120 | EA | 6 | Non Stk. | 1 | 1 | 120
MBA |  | 65000-01 | COMPRESSOR WASH PKG ASSY | AUX0037868 | GASKET, FLEXITALIC, 1.5 IN - 150LB, TYPE CG | 64 | EA | 5 | Non Stk. | 12 | 1 | 64
MBA |  | 65000-02 |  | AUX0037869 | GASKET, FLEXITALIC, 1.25 IN - 300LB, TYPE CG | 70 | EA | 5 | Non Stk. | 2 | 1 | 70
MBA18CP505 |  | 65000-03 |  | AUX0037870 | GAUGE, PRESS, 316SS, 0-400 PSE | 282 | EA | 8 | Non Stk. | 1 | 1 | 282
MBA18CF503 |  | 65000-04 |  | AUX0037871 | METER, FLOW, 4-40 GPM, 1 IN NPT, 6000PSI | 1980 | EA | 8 | Non Stk. | 1
MBA18CL083, MBA18CL085 | S | 65000-05 |  | AUX0035333 | SWITCH, LEVEL | 88 | EA | 9 | Non Stk. | 2 | 1 | 88
MBA |  | 65000-06 |  | AUX0037872 | HOSE, 1.5IN, 50 FT LG , NITRILE, 250PSI | 1210 | EA | 8 | Non Stk. | 1 | 1 | 1210
MBA |  | 65000-07 |  | AUX0037873 | CLAMPS, HOSE, 1.5IN, SS | 60 | EA | 5 | Non Stk. | 20 | 5 | 60
MBA |  | 65000-08 |  | AUX0037874 | TANK, MIXING, 200 GAL, POLYETHELYNE | 1304 | EA | 5 | Non Stk. | 1
MBA |  | 65000-09 |  | AUX0037875 | TANK, MIXING, 400 GAL, POLYETHELYNE | 1704 | EA | 5 | Non Stk. | 1
MBA18AT002 |  | 65000-10 |  | AUX0037876 | STRAINER W/ INTEGRAL LOW POINT DRAIN VALVE | 2284 | EA | 5 | Non Stk. | 1
MBA18AP001 |  | 65000-11 |  | AUX0037877 | PUMP, 25GPM, MOTOR, 7.5HP, 3600RPM | 5812 | EA | 8 | Non Stk. | 1
MBA18AA253 |  | 65000-12 |  | AUX0037878 | VALVE, 3-WAY BALL, 1-1/2IN X 1-1/2IN X 1-1/2IN NPT | 1304 | EA | 6 | Non Stk. | 1
MBA18AA255 |  | 65000-13 |  | AUX0037879 | VALVE, 3-WAY BALL, 1-1/2IN X 1-1/2IN X 1-1/2IN NPT | 1304 | EA | 6 | Non Stk. | 1
MBA18AA195 |  | 65000-14 |  | AUX0037880 | VALVE, RELIEF, 225-400PSI | 560 | EA | 6 | Non Stk. | 1 | 1 | 560
MBH21AA003 | P | 76600-01 | HP COMPRESSOR BLEED VALVE | AUX0029334 | VALVE, BUTTERFLY, 16.0 IN | 17258 | EA | 28 | Non Stk. | 1
MBH21AA003 | W | 76600-01.01 |  | AUX0029333 | KIT, REPAIR, SOFT GOODS, 16.0 IN BUTTERFLY VALVE | 358 | EA | 9 | Non Stk. | 0 | 1 | 358
MBH21AA003 | W | 76600-01.02 |  | AUX0030729 | KIT, REPAIR, ACTUATOR, BUTTERFLY VALVE | 432 | EA | 16 | Non Stk. | 0 | 1 | 432
MBH20AA103 | P | 76605-01 | STAGE 3 COOLING AIR TEMP CONTROL VALVE | AUX0029336 | VALVE, BUTTERFLY, 3.0 IN | 4784 | EA | 21 | Non Stk. | 1
MBH20AA103 | W | 76605-01.01 |  | AUX0029335 | KIT, REPAIR, SOFT GOODS, 3.0 IN BUTTERFLY VALVE | 80 | EA | 9 | Non Stk. | 0 | 1 | 80
MBH20AA103 | W | 76605-01.02 |  | AUX0030730 | KIT, REPAIR, ACTUATOR, BUTTERFLY VALVE | 188 | EA | 9 | Non Stk. | 0 | 1 | 188
MBH21AA103 | P | 76625-01 | HP CO REDUCTION CONTROL VALVE #1 | AUX0036564 | VALVE, BUTTERFLY, 10 IN | 19666 | EA | 26 | Non Stk. | 1
MBH21AA103 | W | 76625-01.01 |  | AUX0036565 | KIT, REPAIR, HP CO REDUCTION CONTROL VALVE NO. 1 | 194 | EA | 18 | Non Stk. | 1 | 1 | 194
MBH21AA103 | W | 76625-01.02 |  | AUX0030732 | KIT, REPAIR, ACTUATOR, 8 IN BUTTERFLY VALVE | 184 | EA | 9 | Non Stk. | 1 | 1 | 184
MBH30AA105 | P | 76626-01 | STAGE 2 CO REDUCTION CONTROL VALVE | AUX0030350 | VALVE, BUTTERFLY, 8.0 IN | 15054 | EA | 22 | Non Stk. | 1
MBH30AA105 | W | 76626-01.01 |  | AUX0030732 | KIT, REPAIR, ACTUATOR, 8 IN BUTTERFLY VALVE | 184 | EA | 9 | Non Stk. | 1
MBH30AA105 | W | 76626-01.02 |  | AUX0028007 | KIT, REPAIR SOFT GOODS | 194 | EA | 18 | Non Stk. | 1 | 1 | 194
MBH21AA105 | P | 76627-01 | HP CO REDUCTION CONTROL VALVE #2 | AUX0036564 | VALVE, BUTTERFLY, 10 IN | 19666 | EA | 26 | Non Stk. | 1
MBH21AA105 | W | 76627-01.01 |  | AUX0036565 | KIT, REPAIR, HP CO REDUCTION CONTROL VALVE NO. 1 | 194 | EA | 18 | Non Stk. | 1 | 1 | 194
MBH21AA105 | W | 76627-01.02 |  | AUX0030732 | KIT, REPAIR, ACTUATOR, 8 IN BUTTERFLY VALVE | 184 | EA | 9 | Non Stk. | 1
MBA50AA003 |  | 76760-01 | COMBUSTOR SHELL DRAIN VALVE | AUX0038073 | VALVE, PLUG, 1.0 IN, ES BODY | 6642 | EA | 14 | Non Stk. | 1
MBA50AA003 | S | 76760-01.01 |  | AUX0002557 | SEAT RING | 214 | EA | 7 | Non Stk. | 1 | 1 | 214
MBA50AA003 | P | 76760-01.02 |  | AUX0035468 | CAGE, QO | 616 | EA | 7 | Non Stk. | 1
MBA50AA003 | W | 76760-01.03 |  | AUX0002556 | PLUG/STEM ASSY | 523 | EA | 7 | Non Stk. | 1 | 1 | 523
MBA50AA003 | W | 76760-01.04 |  | AUX0002555 | GASKET SET, OVER 450F | 100 | EA | 7 | Non Stk. | 1 | 1 | 100
MBA50AA003 | W | 76760-01.05 |  | AUX0002559 | REPAIR KIT | 275 | EA | 7 | Non Stk. | 1 | 1 | 275
MBA50AA003 | W | 76760-01.06 |  | AUX0008285 | DIAPHRAGM | 195 | EA | 7 | Non Stk. | 1 | 1 | 195
MBH50CT003 | S | 76960-01 | ROTOR COOLING AIR THERMOCOUPLE | 2302J28001 | THERMOCOUPLE, 6.0 IN, DUPLEX, TYPE K, 304 SS | 785 | EA | 5 | Stk. | 1
MBH50CT003 | W | 76960-01.01 |  | AUX0024945 | ELEMENT, THERMOCOUPLE, DUPLEX TYPE K, 304 SS | 244 | EA | 5 | Non Stk. | 1 | 1 | 244
MBH40CT003 | S | 76970-01 | COMPRESSOR DISCHARGE THERMOCOUPLE | 236T384007 | THERMOCOUPLE, DUPLEX, TYPE K, CHROMEL-ALUMEL | 486 | EA | 5 | Stk. | 1
MBH40CT003 | W | 76970-01.01 |  | 236T385007 | ELEMENT, THERMOCOUPLE, DUPLEX, TYPE K | 180 | EA | 5 | Stk. | 1 | 1 | 180
MBV20AA253 | W | 80330-01 | LUBE OIL COOLER TRANSFER VALVE | AUX0033832 | KIT, SPARE PARTS, L.O. COOLER TRANS VLV | 1440 | EA | 6 | Non Stk. | 1 | 1 | 1440
MBV20AC001 | W | 80350-01 | LUBE OIL COOLER-RH (PLATE & FRAME) | AUX0034368 | GASKET | 35 | EA | 6 | Non Stk. | 158 | 16 | 560
MBV20AC001 | W | 80350-02 | LUBE OIL COOLER-RH (PLATE & FRAME) | AUX0034369 | ENDPLATE, 4-HOLE W/ NBRHT LOCK GASKET | 253 | EA | 18 | Non Stk. | 1 | 1 | 253
MBV20AC001 | S | 80350-03 | LUBE OIL COOLER-RH (PLATE & FRAME) | AUX0037902 | CHANNEL PLATE, .4 304SS NBR TK | 147 | EA | 6 | Non Stk. | 70 | 7 | 1029
MBV20AC001 | S | 80350-04 | LUBE OIL COOLER-RH (PLATE & FRAME) | AUX0037903 | CHANNEL PLATE, .4 304SS NBR TL | 147 | EA | 6 | Non Stk. | 85 | 9 | 1323
MBV20AC002 | W | 80360-01 | LUBE OIL COOLER-LH (PLATE & FRAME) | AUX0034368 | GASKET | 35 | EA | 6 | Non Stk. | 158 | 16 | 560
MBV20AC002 | W | 80360-02 | LUBE OIL COOLER-LH (PLATE & FRAME) | AUX0034369 | ENDPLATE, 4-HOLE W/ NBRHT LOCK GASKET | 253 | EA | 18 | Non Stk. | 1 | 1 | 253
MBV20AC002 | S | 80360-03 | LUBE OIL COOLER-LH (PLATE & FRAME) | AUX0037902 | CHANNEL PLATE, .4 304SS NBR TK | 147 | EA | 6 | Non Stk. | 70 | 7 | 1029
MBV20AC002 | S | 80360-04 | LUBE OIL COOLER-LH (PLATE & FRAME) | AUX0037903 | CHANNEL PLATE, .4 304SS NBR TL | 147 | EA | 6 | Non Stk. | 85 | 9 | 1323
MBV20AC002 | W | 80360-05 | LUBE OIL COOLER-LH (PLATE & FRAME) | AUX0034373 | ENDPLATE, NO HOLE, W/ NBRHT LOCK GASKET | 216 | EA | 18 | Non Stk. | 1 | 1 | 216
MBL | S | 81150-01 | INLET FILTER HOUSE | AUX0037215 | SWITCH, DIFFERENTIAL PRESSURE GAUGE | 3091 | EA | 8 | Non Stk. | 1 | 1 | 3091
MBL | W | 81150-02 |  | AUX0001657 | FILTER, CARTRIDGE, CONICAL, PULSE | 136 | EA | 8 | Non Stk. | 552 | 6 | 816
MBL | W | 81150-03 |  | AUX0001656 | FILTER, CARTRIDGE, STRAIGHT, PULSE | 120 | EA | 8 | Non Stk. | 552 | 6 | 720
MBL | S | 81150-04 |  | AUX0024246 | GAUGE, PRESSURE, COMPRESSED AIR | 86 | EA | 6 | Non Stk. | 1 | 1 | 86
MBL10CP083 | S | 81150-05 |  | AUX0001658 | SWITCH, DIFFERENTIAL PRESSURE | 1648 | EA | 12 | Non Stk. | 1 | 1 | 1648
MBL | S | 81150-05 |  | AUX0029265 | SWITCH, PRESSURE, COMPRESSED AIR | 662 | EA | 6 | Non Stk. | 1 | 1 | 662
MBL | S | 81150-07 |  | AUX0037080 | TRANSMITTER, HUMIDITY/TEMPERATURE | 12439 | EA | 10 | Non Stk. | 2 | 1 | 12439
MBL | S | 81150-08 |  | AUX0034603 | VALVE, SOLENOID, 1.50 NPT, 120VAC COIL | 255 | EA | 8 | Non Stk. | 276 | 1 | 255
MBL | S | 81150-09 |  | AUX0001661 | MODULE, PROGRAMMABLE LOGIC CTRL, INPUT, 16 INPUT | 1018 | EA | 8 | Non Stk. | 1 | 1 | 1018
MBL | S | 81150-10 |  | AUX0001662 | MODULE PROGRAMMABLE LOGIC CTRL INPUT 16 INPUT | 1018 | EA | 6 | Non Stk. | 3 | 1 | 1018
MBL | P | 81150-11 |  | AUX0001659 | POWER SUPPLY, PROGRAMMABLE LOGIC CONTROL | 1535 | EA | 6 | Non Stk. | 1
MBL | P | 81150-12 |  | AUX0001660 | PROCESSOR, PROGRAMMABLE LOGIC CONTROL | 4394 | EA | 6 | Non Stk. | 1
MBL | S | 81150-13 |  | AUX0027537 | FILTER, POWER | 95 | EA | 6 | Non Stk. | 1 | 1 | 95
MBL | W | 81150-14 |  | AUX0030996 | RELAY, DPDT, 8-PIN, 120 VAC | 90 | EA | 6 | Non Stk. | 4 | 1 | 90
MBL | S | 81150-15 |  | AUX0034604 | SWITCH, 3-POSITION SELECTOR, H-O-A, 22 MM | 36 | EA | 6 | Non Stk. | 1 | 1 | 36
MBL | S | 81150-16 |  | AUX0034605 | SWITCH, 2-POSITION SELECTOR, OFF-ON, 22 MM | 36 | EA | 6 | Non Stk. | 1 | 1 | 36
MBL | W | 81150-17 |  | AUX0034606 | PUSH BUTTON, MOMENTARY OPERATION, 22 MM | 16 | EA | 6 | Non Stk. | 2
MBL | W | 81150-18 |  | AUX0034607 | LIGHT, PILOT, LED, WHITE, 120 VAC, 22 MM | 123 | EA | 6 | Non Stk. | 1
MBL | W | 81150-19 |  | AUX0034608 | LIGHT, PILOT, LED, RED, 120 VAC, 22 MM | 123 | EA | 6 | Non Stk. | 1
MBL | S | 81150-20 |  | AUX0037081 | KEYPAD, MONOCHROME | 1567 | EA | 10 | Non Stk. | 1
MBL | S | 81150-21 |  | AUX0037082 | CABLE, KEYPAD INTERFACE | 210 | EA | 10 | Non Stk. | 1 | 1 | 210
MBL | P | 81150-22 |  | AUX0034611 | POWER SUPPLY, 24 VDC | 368 | EA | 6 | Non Stk. | 1
MBL | S | 81150-23 |  | AUX0031149 | GAUGE, DIFFERENTIAL PRESSURE 0-2 IN (0-5CM) WC | 1136 | EA | 10 | Non Stk. | 1 | 1 | 1136
MBL |  | 81150-24 |  | AUX0038176 | SWITCH, TEMPERATURE | 969 | EA | 13 | Non Stk. | 1 | 1 | 969
MBL | W | 81150-25 |  | AUX0029759 | MEDIA, COOLER, 12IN D X 12IN W X 47IN H | 157 | EA | 12 | Non Stk. | 48 | 6 | 942
MBL | W | 81150-26 |  | AUX0024255 | MEDIA, (BOX OF 6 PCS), 12IN D X 12IN W X 60IN H | 196 | EA | 16 | Non Stk. | 48 | 1 | 196
MBL | W | 81150-27 |  | AUX0029760 | MEDIA, COOLER, 12IN D X 12IN W X 70IN H | 235 | EA | 12 | Non Stk. | 96 | 6 | 1410
MBL | W | 81150-28 |  | AUX00108LO | MEDIA, (BOX OF 6 PCS), 12IN D X 12IN W X 72IN H | 235 | EA | 16 | Non Stk. | 96 | 1 | 235
MBL |  | 81150-30 |  | AUX0038177 | MEDIA, D15, 5.25IN D X 12.12IN W X 72IN H | 192 | EA | 13 | Non Stk. | 172 | 7 | 1344
MBL |  | 81150-31 |  | AUX0038179 | MEDIA, D15, 5.25IN D X 6.75IN W X 72IN H | 192 | EA | 13 | Non Stk. | 24 | 7 | 1344
MBL |  | 81150-32 |  | AUX0038178 | MEDIA, D15, 5.25IN D X 12.12IN W X 56IN H | 160 | EA | 13 | Non Stk. | 90 | 7 | 1120
MBL |  | 81150-33 |  | AUX0038180 | MEDIA, D15, 5.25IN D X 6.75IN W X 56IN H | 160 | EA | 13 | Non Stk. | 12 | 7 | 1120
MBL |  | 81150-34 |  | AUX0038182 | METER, FLOW, BY-PASS, 1.0IN | 792 | EA | 10 | Non Stk. | 4 | 1 | 792
MBL | S | 81150-35 |  | AUX0028181 | METER, FLOW, 1.5 IN | 792 | EA | 10 | Non Stk. | 6 | 1 | 792
MBL | S | 81150-36 |  | AUX0009142 | SWITCH, WATER FLOW, SPDT | 695 | EA | 10 | Non Stk. | 2 | 1 | 695
MBL | S | 81150-37 |  | AUX0003711 | SWITCH, LEVEL, PUMP | 181 | EA | 10 | Non Stk. | 2 | 1 | 181
MBL |  | 81150-38 |  | AUX0038181 | PUMP | 18968 | EA | 21 | Non Stk. | 2
MBL | S | 81150-39 |  | AUX0024256 | VALVE, FLOAT (MAKE-UP) | 257 | EA | 10 | Non Stk. | 1 | 1 | 257
MBL | S | 81150-40 |  | AUX0028182 | SWITCH, DISCONNECT | 3270 | EA | 12 | Non Stk. | 1 | 1 | 3270
MBL | S | 81150-41 |  | AUX0028183 | SWITCH, DISCONNECT | 3270 | EA | 12 | Non Stk. | 1 | 1 | 3270
MBL05CP003/005 | S | 81185-01 | BAROMETRIC PRESSURE SENSOR | AUX0034101 | SENSOR, BAROMETRIC PRESSURE | 1446.64 | EA | 7 | Non Stk. | 2
MBH30AA103 | P | 83135-01 | STAGE 2 COOLING AIR TEMPERATURE CONTROL VALVE | AUX0029338 | VALVE, BUTTERFLY, 4.0 IN | 6458 | EA | 21 | Non Stk. | 1
MBH30AA103 | W | 83135-01.01 |  | AUX0029337 | KIT, REPAIR, SOFT GOODS, 4.0 IN BUTTERFLY VLV | 140 | EA | 9 | Non Stk. | 1 | 1 | 140
MBH30AA103 | W | 83135-01.02 |  | AUX0030730 | KIT, REPAIR, ACTUATOR, BUTTERFLY VALVE | 188 | EA | 9 | Non Stk. | 1 | 1 | 188
MBH20AA105 | P | 83136-01 | STAGE 3 CO REDUCTIONCONTROL VALVE | AUX0030347 | VALVE, BUTTERFLY, 8.0 IN | 9248 | EA | 28 | Non Stk. | 1
MBH20AA105 | W | 83136-01.01 |  | AUX0030346 | KIT, 8.0 IN VALVE REPAIR, SOFT GOODS | 190 | EA | 9 | Non Stk. | 1 | 1 | 190
MBH20AA105 | W | 83136-01.02 |  | AUX0030733 | KIT, REPAIR, ACTUATOR, 8 IN BUTTERFLY VALVE | 308 | EA | 9 | Non Stk. | 1 | 1 | 308
MBH11AA003 |  | 83140-01 | LP COMPRESSOR BLEED VALVE | AUX0036299 | VALVE, BUTTERFLY, 18.0 IN (ASSY) | 19260 | EA | 22 | Non Stk. | 1
MBH11AA003 | W | 83140-01.01 |  | AUX0023513 | KIT, SOFT PARTS, 18.0 IN BUTTERFLY VALVE | 1908 | EA | 9 | Non Stk. | 1 | 1 | 1908
MBH11AA003 | W | 83140-01.02 |  | AUX0030729 | KIT, REPAIR, ACTUATOR, BUTTERFLY VALVE | 432 | EA | 16 | Non Stk. | 1 | 1 | 432
MBH40AA105 |  | 83322-01 | ROTOR AIR TEMP CNTRL VALVE | AUX0036772 | VALVE, BUTTERFLY, 12.0 IN | 29418 | EA | 29 | Non Stk. | 1
MBH40AA105 |  | 83322-01.01 |  | AUX0036889 | REPAIR KIT, ROTOR COOLING AIR TEMP CONTROL VALVE | 294 | EA | 9 | Non Stk. | 1 | 1 | 294
MBH40AA105 | W | 83322-01.02 |  | AUX0032956 | REPAIR KIT, VALVE ACTUATOR | 1494 | EA | 16 | Non Stk. | 1 | 1 | 1494
MBH40AA103 |  | 83323-01 | ROTOR AIR STARTUP BYPASS VALVE | AUX0036773 | VALVE, BUTTERFLY, 12.0 IN | 29418 | EA | 29 | Non Stk. | 1
MBH40AA103 |  | 83323-01.01 |  | AUX0036889 | REPAIR KIT, ROTOR COOLING AIR TEMP CONTROL VALVE | 294 | EA | 9 | Non Stk. | 1 | 1 | 294
MBH40AA103 | W | 83323-01.02 |  | AUX0032956 | REPAIR KIT, VALVE ACTUATOR | 1494 | EA | 16 | Non Stk. | 1 | 1 | 1494
MBH40AA003 | S | 83328-01 | ROTOR COOLING AIR FILTER DRAIN VALVE | AUX0036260 | VALVE, BALL, 1.0 IN. | 2854 | EA | 11 | Non Stk. | 1
MBH40AA003 | W | 83328-01.01 |  | AUX0031914 | KIT, ACTUATOR SOFT GOODS, 1.0 IN | 178 | EA | 7 | Non Stk. | 0 | 1 | 178
MBH40AA003 | P | 83328-01.02 |  | AUX0031080 | KIT, VALVE SEAT AND SEAL, 1.0 IN | 924 | EA | 7 | Non Stk. | 0 | 1 | 924
MBL15AA103 | W | 83520-01.01 | ANTI-ICING MOTOR ISO VLV | AUX0033556 | GASKET BODY | 255 | EA | 14 | Non Stk. | 1 | 1 | 255
MBL15AA103 | W | 83520-01.02 |  | AUX0033557 | GASKET, SEAT RING | 219 | EA | 14 | Non Stk. | 1 | 1 | 219
MBL15AA103 | S | 83520-01.03 |  | AUX0036780 | PACKING S/A GRAFOIL 41005 1.000 STEM | 363 | EA | 14 | Non Stk. | 1 | 1 | 363
MBL15AA103 | S | 83520-01.04 |  | AUX0036135 | FOLLOWER, PACKING | 1743 | EA | 14 | Non Stk. | 1 | 1 | 1743
MBL15AA103 | W | 83520-01.05 |  | AUX0033559 | NUT, DRIVE 3.75-12NS-2, LUGS | 372 | EA | 14 | Non Stk. | 1 | 1 | 372
MBL15AA103 | S | 83520-01.06 |  | AUX0033561 | BUSHING, 41K 8-12 | 3772 | EA | 14 | Non Stk. | 1
MBL15AA103 | S | 83520-01.07 |  | AUX0033562 | CAGE 41005 10 LODB 300-900 CV650 | 31898 | EA | 14 | Non Stk. | 1
MBL15AA103 | P | 83520-01.08 |  | AUX0033563 | PLUG 41005 10 LB 500/600/900 | 13009 | EA | 14 | Non Stk. | 1
MBL15AA103 | S | 83520-01.09 |  | AUX0033564 | RING, SEAL NI-RESIST | 6674 | EA | 14 | Non Stk. | 1
MBL15AA103 | S | 83520-01.10 |  | AUX0036136 | PIN GROOVE, 8.3mm D x 40mm L | 80 | EA | 14 | Non Stk. | 1 | 1 | 80
MBL15AA103 | S | 83520-01.11 |  | AUX0033566 | RING, SEAT, 41005 10LB 300/500/600/900 | 6086 | EA | 14 | Non Stk. | 1
MBL15AA103 | P | 83520-01.12 |  | AUX0033567 | STEM PLUG SHOULDERED, 1 X 1 DIA, 20.3 L | 11850 | EA | 14 | Non Stk. | 1
MBL15AA103 | W | 83520-01.13 |  | AUX0018430 | O-RING, TYPE 6227-82 12.975ID .275W | 76 | EA | 14 | Non Stk. | 1 | 1 | 76
MBL15AA103 | W | 83520-01.14 |  | AUX0018433 | WASHER, .812ID 1.12OD .062T | 80 | EA | 14 | Non Stk. | 1 | 1 | 80
MBL15AA103 | W | 83520-01.15 |  | AUX0018432 | WASHER, 1.094ID 1.50OD .091T | 86 | EA | 14 | Non Stk. | 1 | 1 | 86
MBL15AA103 | W | 83520-01.16 |  | AUX0018429 | O-RING, 2.234ID .139W, TYPE 6230-6 | 50 | EA | 14 | Non Stk. | 1 | 1 | 50
MBL15AA103 | S | 83520-01.17 |  | AUX0018431 | RING, RETAINING 2.273ID X .031 THK | 38 | EA | 14 | Non Stk. | 1 | 1 | 38
MBL15AA103 | W | 83520-01.18 |  | AUX0018435 | O-RING, 1.725ID .210W, 2-327 | 38 | EA | 14 | Non Stk. | 1 | 1 | 38
MBL15AA103 | S | 83520-01.19 |  | AUX0018438 | STEM, WIPER | 53 | EA | 14 | Non Stk. | 1 | 1 | 53
MBL15AA103 | W | 83520-01.20 |  | AUX0018437 | FILTER, VENT | 61 | EA | 14 | Non Stk. | 1
MBL15AA103 | S | 83520-01.21 |  | AUX0018440 | STEM, UPPER 154 SQ. IN. ACTUATOR | 2772 | EA | 14 | Non Stk. | 1
MBL15AA103 | S | 83520-01.22 |  | AUX0018447 | RING, GUIDE | 354 | EA | 14 | Non Stk. | 1 | 1 | 354
MBL15AA103 | S | 83520-01.23 |  | AUX0036779 | GAUGE, 0-100 SUPPLY 1.5 QUAD ENG FR SPAN | 122 | EA | 14 | Non Stk. | 1 | 1 | 122
MBL15AA103 | S | 83520-01.24 |  | AUX0036781 | GAUGE, 0-100 OUTPUT 1.5 QUAD ENG FR SPAN | 122 | EA | 12 | Non Stk. | 1 | 1 | 122
MBL15AA103 | W | 83520-01.25 |  | AUX0033568 | BEARING, BALL, 4.5 | 47 | EA | 14 | Non Stk. | 1 | 1 | 47
MBL15AA103 | S | 83520-01.26 |  | AUX0032496 | AIRSET, 78-40, 5-100 PSI | 250 | EA | 14 | Non Stk. | 1
MBL15AA103 | W | 83520-01.27 |  | AUX0033569 | RING, RETAINING | 32 | EA | 14 | Non Stk. | 1 | 1 | 32
MBL15AA103 | W | 83520-01.28 |  | AUX0033570 | O-RING, .364 ID .070W | 32 | EA | 14 | Non Stk. | 1 | 1 | 32
MBL15AA103 | W | 83520-01.29 |  | AUX0033571 | O-RING, .4.234 ID .139W | 40 | EA | 14 | Non Stk. | 1 | 1 | 40
MBL15AA103 | S | 83520-01.30 |  | AUX0033572 | SWITCH MICRO, DT-2R | 903 | EA | 14 | Non Stk. | 1
MBL15AA253 |  | 83521-01 | ANTI-ICING HAND ISO VLV | AUX0038140 | VALVE, BUTTERFLY, 8.0 IN, 300 LB | 16860 | EA | 20 | Non Stk. | 1
MBL15AA253 | W | 83521-01.01 |  | AUX0031118 | KIT, VALVE REPAIR, 8.0 IN BUTTERFLY | 8964 | EA | 20 | Non Stk. | 0 | 1 | 8964
MBA10CP083 | S | 83765-01 | P1C/P2C SENSOR PANEL | AUX0028255 | SWITCH, PRESSURE | 1538 | EA | 14 | Non Stk. | 1 | 1 | 1538
MBA10CP003 | S | 83765-02 |  | AUX0036142 | TRANSMITTER, DIFFERENTIAL PRESSURE | 3790 | EA | 14 | Non Stk. | 1 | 1 | 3790
MBA10CP005 | S | 83765-03 |  | AUX0036142 | TRANSMITTER, DIFFERENTIAL PRESSURE | 3790 | EA | 14 | Non Stk. | 1
MBX70AT003 | W | 83770-01 | PRESSURE SWITCH AND GUAGE PANEL | AUX0036698 | AIR DRYER PRE-FILTER | 711 | EA | 5 | Non Stk. | 1
MBX70AT003 | W | 83770-01.01 |  | AUX0034487 | CARTRIDGE, FILTER | 67 | EA | 5 | Non Stk. | 1 | 4 | 268
MBX63AT001 | W | 83770-02 |  | AUX0036699 | AIR DRYER PRE-FILTER | 711 | EA | 6 | Non Stk. | 1
MBX63AT001 | W | 83770-02.01 |  | AUX0034485 | CARTRIDGE, FILTER | 67 | EA | 5 | Non Stk. | 3 | 12 | 804
MBX62AA203 | S | 83770-03 |  | AUX0034491 | VALVE, CHECK | 320 | EA | 5 | Non Stk. | 2 | 1 | 320
MBX70AT002 | P | 83770-04 |  | AUX0034492 | DRYER, COMPRESSED AIR | 17446 | EA | 9 | Non Stk. | 1
MBX70CF503 |  | 83770-05 |  | AUX0036955 | FLOWMETER | 111 | EA | 8 | Non Stk. | 1
MBX |  | 83770-06 |  | AUX0036956 | VALVE, NEEDLE, .50 IN | 233 | EA | 6 | Non Stk. | 17 | 1 | 233
MBX |  | 83770-07 |  | AUX0036957 | VALVE, NEEDLE, .38 IN | 193 | EA | 6 | Non Stk. | 6 | 1 | 193
MBX70CP507 | S | 83770-08 |  | AUX0034478 | GAUGE, PRESSURE, 160PSI | 695 | EA | 9 | Non Stk. | 1 | 1 | 695
MBX62CP505 | S | 83770-09 |  | AUX0034479 | GAUGE, PRESSURE, 300PSI | 695 | EA | 9 | Non Stk. | 1 | 1 | 695
MBX | S | 83770-10 |  | AUX0034483 | GAUGE, PRESSURE, 160 LB | 240 | EA | 8 | Non Stk. | 1 | 1 | 240
MBX | S | 83770-11 |  | AUX0034494 | GAUGE, PRESSURE, 160 LB | 220 | EA | 8 | Non Stk. | 1 | 1 | 220
MBX63AA103 | S | 83770-12 |  | AUX0034493 | REGULATOR, PRESSURE, 0-160 PSIG | 2062 | EA | 7 | Non Stk. | 1 | 1 | 2062
MBX70CP083 | S | 83770-13 |  | AUX0034480 | SWITCH, PRESSURE, 90 PSIG | 1191 | EA | 7 | Non Stk. | 1 | 1 | 1191
MBX62CP085 | S | 83770-14 |  | AUX0034481 | SWITCH, PRESSURE, 150 PSIG | 1130 | EA | 7 | Non Stk. | 1 | 1 | 1130
MBX61AA193 | S | 83770-15 |  | AUX0034490 | VALVE, RELIEF, 125 PSIG | 410 | EA | 5 | Non Stk. | 1 | 1 | 410
MBX62AA103 |  | 83770-16 |  | AUX0036958 | REGULATOR, PRESSURE | 861 | EA | 6 | Non Stk. | 1 | 1 | 861
MBA10CP |  | 83820-01 | EXHAUST PRESSURE SENSOR PANEL |  | PRESSURE SWITCH SPARES
MBA10CP085 | S | 83820-01.01 |  | AUX0028285 | SWITCH, PRESSURE, 10-45 IN | 1830 | EA | 14 | Non Stk. | 1 | 1 | 1830
MBA10CP087 | S | 83820-01.02 |  | AUX0028285 | SWITCH, PRESSURE, 10-45 IN | 1830 | EA | 14 | Non Stk. | 1
MBA10CP |  | 83820-02 |  |  | ISOLATION VALVE SPARES
MBA10CP | S | 83820-02.01 |  | AUX0030372 | VALVE, ISOL, .25 IN, STNLS STL | 420 | EA | 20 | Non Stk. | 1 | 1 | 420
MBA10CP | S | 83820-02.02 |  | AUX0030372 | VALVE, ISOL, .25 IN, STNLS STL | 420 | EA | 20 | Non Stk. | 1
MBA10CP |  | 83820-03 |  |  | PRESSURE TRANSMITTER SPARES
MBA10CP011 | P | 83820-03.01 |  | AUX0034842 | TRANSMITTER | 3906 | EA | 14 | Non Stk. | 1
MBP30AA103 |  | 83861-01 | FUEL GAS PILOT THROTTLE VALVE | AUX0036777 | VALVE, GLOBE, 2.0 IN | 31692 | EA | 10 | Non Stk. | 1
MBX28AT001 | S | 83861-01.01 |  | AUX0028956 | FILTER ASSEMBLY WITH SWITCH | 2018 | EA | 10 | Non Stk. | 1
MBX28AT001 | W | 83861-01.01.01 |  | AUX0023606 | ELEMENT, FILTER, GLOBE VALVE | 386 | EA | 8 | Non Stk. | 1 | 1 | 386
MBX28AA183 | P | 83861-01.02 |  | AUX0027329 | VALVE-SERVO | 5474 | EA | 10 | Non Stk. | 1
MBP30CG003 | S | 83861-01.03 |  | AUX0026479 | TRANSDUCER, POSITION FEEDBACK, DCDT | 2880 | EA | 9 | Non Stk. | 1
MBP | S | 83861-01.04 |  | AUX0026476 | CARTRIDGE, TRIP RELAY (PILOT VALVE) | 456 | EA | 8 | Non Stk. | 1
MBX28CP083 | S | 83861-01.05 |  | AUX0029136 | VALVE, TRIP SOLENOID | 3951 | EA | 10 | Non Stk. | 1
MBP21AA103 | P | 83862-01 | FUEL GAS STAGE A THROTTLE VALVE | AUX0034430 | VALVE, GLOBE, 4.0 IN | 32746 | EA | 10 | Non Stk. | 1
MBX27AT001 | S | 83862-01.01 |  | AUX0028956 | FILTER ASSEMBLY WITH SWITCH | 2018 | EA | 10 | Non Stk. | 1
MBX27AT001 | W | 83862-01.01.01 |  | AUX0023606 | ELEMENT, FILTER, GLOBE VALVE | 386 | EA | 8 | Non Stk. | 1 | 2 | 772
MBX25AA183 | P | 83862-01.02 |  | AUX0027329 | VALVE-SERVO | 5474 | EA | 10 | Non Stk. | 1
MBP21CG003 | S | 83862-01.03 |  | AUX0026479 | TRANSDUCER, POSITION FEEDBACK, DCDT | 2880 | EA | 9 | Non Stk. | 1
MBP | S | 83862-01.04 |  | AUX0026476 | CARTRIDGE, TRIP RELAY (PILOT VALVE) | 456 | EA | 8 | Non Stk. | 1
MBX25AA083 | S | 83862-01.05 |  | AUX0029136 | VALVE, TRIP SOLENOID | 3951 | EA | 10 | Non Stk. | 1
MBP22AA103 | P | 83863-01 | FUEL GAS STAGE B THROTTLE VALVE | AUX0034431 | VALVE, GLOBE, 4.0 IN | 32746 | EA | 10 | Non Stk. | 1
MBX26AT001 | S | 83863-01.01 |  | AUX0028956 | FILTER ASSEMBLY WITH SWITCH | 2018 | EA | 10 | Non Stk. | 1
MBX26AT001 | W | 83863-01.01.01 |  | AUX0023606 | ELEMENT, FILTER, GLOBE VALVE | 386 | EA | 8 | Non Stk. | 1 | 2 | 772
MBX26AA183 | P | 83863-01.02 |  | AUX0027329 | VALVE-SERVO | 5474 | EA | 10 | Non Stk. | 1
MBP22CG003 | S | 83863-01.03 |  | AUX0026479 | TRANSDUCER, POSITION FEEDBACK, DCDT | 2880 | EA | 9 | Non Stk. | 1
MBP | S | 83863-01.04 |  | AUX0026476 | CARTRIDGE, TRIP RELAY (PILOT VALVE) | 456 | EA | 8 | Non Stk. | 1
MBX26AA083 | S | 83863-01.05 |  | AUX0029136 | VALVE, TRIP SOLENOID | 3951 | EA | 10 | Non Stk. | 1
MBP30AA005 |  | 83864-01 | FUEL GAS PILOT STAGE ISOLATION VALVE | AUX0036890 | VALVE BUTTERFLY 3.0 IN | 9334 | EA | 16 | Non Stk. | 1
MBP30AA005 | W | 83864-01.01 |  | AUX0029999 | KIT, REPAIR, ACTUATOR | 152 | EA | 16 | Non Stk. | 0 | 1 | 152
MBP30AA005 | W | 83864-01.02 |  | AUX0029430 | KIT, REPAIR, 3.0 IN BUTTERFLY VALVE | 688 | EA | 16 | Non Stk. | 0 | 1 | 688
MBP10CT003 | S | 83865-01 | FUEL GAS HEADER FLOW THERMOCOUPLE | AUX0028328 | THERMOCOUPLE, DUPLEX, TYPE K, 6.0 IN WELL | 251 | EA | 8 | Non Stk. | 1
MBP10CT003 | W | 83865-01.01 |  | AUX0028521 | ELEMENT, THERMOCOUPLE, DUPLEX, TYPE K, 6.0 IN WELL | 160 | EA | 8 | Non Stk. | 1 | 1 | 160
MBP30CT001 | S | 83865-02 |  | AUX0028523 | THERMOCOUPLE, 2.5 IN WELL, DUPLEX, CHROMEL-ALUMEL | 259 | EA | 8 | Non Stk. | 1
MBP30CT001 | W | 83865-02.01 |  | AUX0029302 | ELEMENT, THERMOCOUPLE, CHROMEL-ALUMEL, 2.5 IN WELL | 124.26 | EA | 5 | Non Stk. | 1 | 1 | 124.26
MBP23AA103 | P | 83871-01 | FUEL GAS STAGE C THROTTLE VALVE | AUX0034432 | VALVE, GLOBE, 2.0 IN | 31692 | EA | 10 | Non Stk. | 1
MBX27AT001 | S | 83871-01.01 |  | AUX0028956 | FILTER ASSEMBLY WITH SWITCH | 2018 | EA | 10 | Non Stk. | 1
MBX27AT001 | W | 83871-01.01.01 |  | AUX0023606 | ELEMENT, FILTER, GLOBE VALVE | 386 | EA | 8 | Non Stk. | 1 | 1 | 386
MBX27AA183 | P | 83871-01.02 |  | AUX0027329 | VALVE-SERVO | 5474 | EA | 10 | Non Stk. | 1
MBP23CG003 | S | 83871-01.03 |  | AUX0026479 | TRANSDUCER, POSITION FEEDBACK, DCDT | 2880 | EA | 9 | Non Stk. | 1
MBP | S | 83871-01.04 |  | AUX0026476 | CARTRIDGE, TRIP RELAY (PILOT VALVE) | 456 | EA | 8 | Non Stk. | 1
MBX27AA083 | S | 83871-01.05 |  | AUX0029136 | VALVE, TRIP SOLENOID | 3951 | EA | 10 | Non Stk. | 1
MBP10AA003 | P | 83875-01 | FUEL GAS MAIN OVERSPEED TRIP VALVE | AUX0036891 | VALVE BUTTERFLY 8.0 IN | 17884 | EA | 34 | Non Stk. | 1
MBP10AA003 | W | 83875-01.01 |  | AUX0031242 | REPAIR KIT, ACTUATOR | 356 | EA | 16 | Non Stk. | 0 | 1 | 356
MBP10AA003 | W | 83875-01.02 |  | AUX0029432 | KIT, VALVE REPAIR, 8.0 IN BUTTERFLY | 1236 | EA | 16 | Non Stk. | 0 | 1 | 1236
MBP30AA003 | P | 83876-01 | FUEL GAS SHUT OFF VALVE | AUX0036892 | VALVE BUTTERFLY 3.0 IN | 9419 | EA | 34 | Non Stk. | 1
MBP30AA003 | W | 83876-01.01 |  | AUX0029999 | KIT, REPAIR, ACTUATOR | 152 | EA | 16 | Non Stk. | 0
MBP30AA003 | W | 83876-01.02 |  | AUX0029430 | KIT, REPAIR, 3.0 IN BUTTERFLY VALVE | 688 | EA | 16 | Non Stk. | 0
EKG | P | 83878-01 | FUEL GAS FLOW METER | AUX0030909 | ORIFICE PLATE | 750 | EA | 6 | Non Stk. | 1
EKG | W | 83878-01.01 |  | AUX0030806 | GASKET, ORIFICE PLATE | 90 | EA | 6 | Non Stk. | 2 | 1 | 90
MBP | S | 83879-01 | FUEL GAS ORIFICE PLATES | AUX0016329 | ORIFICE PLATES, DLN, (SET OF 4), KKS | 738 | EA | 7 | Non Stk. | 1
MBP31AA103 | P | 83891-01 | FUEL GAS STAGE D THROTTLE VALVE | AUX0033271 | VALVE, GLOBE, 2.00 IN, 350 F | 26262 | EA | 14 | Non Stk. | 1
MBA10AA105 | P | 83895-01 | FUEL GAS START PRESS REGULATOR VALVE | AUX0033576 | VALVE, REGULATOR, 2.0 IN | 12220 | EA | 14 | Non Stk. | 1
MBP40AA003 | P | 83900-01 | FUEL GAS MAIN VENT VALVE | AUX0035779 | VALVE, BALL, .75 IN | 1758 | EA | 10 | Non Stk. | 1
MBP40AA003 | W | 83900-01.01 |  | AUX0032988 | KIT, ACTUATOR SOFT GOODS | 538 | EA | 7 | Non Stk. | 0 | 1 | 538
MBP40AA003 | W | 83900-01.02 |  | AUX0031918 | KIT, VALVE SEAT AND SEAL | 116 | EA | 7 | Non Stk. | 0 | 1 | 116
MBP10AT001 | W | 83905-01 | FUEL GAS MAIN FILTER SEPARATOR | AUX0036070 | ELEMENT, FILTER, W/VITON GASKET | 1758 | EA | 8 | Non Stk. | 1 | 3 | 5274
MBP10AT001 | W | 83905-02 |  | AUX0034469 | GASKET, SPIRAL WOUND, 28IN, 300 LB | 799 | EA | 7 | Non Stk. | 1 | 2 | 1598
MBP30AT001 | W | 83907-01 | FUEL GAS PILOT FILTER/SEPARATOR | AUX0029111 | ELEMENT, FILTER, W VITON O-RING | 2239 | EA | 7 | Non Stk. | 1 | 1 | 2239
MBP30AT001 | W | 83907-02 |  | AUX0029554 | GASKET, SPIRAL WOUND, 12.0 IN, 300 LB. | 62.1 | EA | 9 | Non Stk. | 1 | 2 | 124.2
MBA | W | 84350-01 | EXHAUST THERMOCOUPLE RAKE, ALL POSITIONS | AUX0038141 | THERMOCOUPLE RAKE ASSY - TOP | 7900 | EA | 17 | Non Stk. | 1 | 1 | 7900
MBA | W | 84350-01.01 |  | AUX0038145 | ELEMENT, TYPE K, EXH TC RAKE ASSY | 543.24 | EA | 10 | Non Stk. | 1
MBA | W | 84350-01.02 |  | AUX0038146 | ELEMENT, TYPE K, EXH TC RAKE ASSY | 457 | EA | 10 | Non Stk. | 1
MBA | W | 84350-01.03 |  | AUX0038147 | ELEMENT, TYPE K, EXH TC RAKE ASSY | 379 | EA | 10 | Non Stk. | 1
MBA | W | 84350-01.04 |  | AUX0038148 | ELEMENT, TYPE K, EXH TC RAKE ASSY | 292 | EA | 10 | Non Stk. | 1
MBA | W | 84350-02 |  | AUX0038142 | THERMOCOUPLE RAKE ASSY - UPR MDL | 7900 | EA | 17 | Non Stk. | 1 | 1 | 7900
MBA | W | 84350-02.01 |  | AUX0038149 | ELEMENT, TYPE K, EXH TC RAKE ASSY | 581 | EA | 10 | Non Stk. | 1
MBA | W | 84350-02.02 |  | AUX0038150 | ELEMENT, TYPE K, EXH TC RAKE ASSY | 472.22 | EA | 10 | Non Stk. | 1
MBA | W | 84350-02.03 |  | AUX0038151 | ELEMENT, TYPE K, EXH TC RAKE ASSY | 363.06 | EA | 10 | Non Stk. | 1
MBA | W | 84350-02.04 |  | AUX0038152 | ELEMENT, TYPE K, EXH TC RAKE ASSY | 254.1 | EA | 10 | Non Stk. | 1
MBA | W | 84350-03 |  | AUX0038143 | THERMOCOUPLE RAKE ASSY - LWR MDL | 7900 | EA | 17 | Non Stk. | 1 | 1 | 7900
MBA | W | 84350-03.01 |  | AUX0038149 | ELEMENT, TYPE K, EXH TC RAKE ASSY | 581 | EA | 10 | Non Stk. | 1
MBA | W | 84350-03.02 |  | AUX0038150 | ELEMENT, TYPE K, EXH TC RAKE ASSY | 472.22 | EA | 10 | Non Stk. | 1
MBA | W | 84350-03.03 |  | AUX0038151 | ELEMENT, TYPE K, EXH TC RAKE ASSY | 363.06 | EA | 10 | Non Stk. | 1
MBA | W | 84350-03.04 |  | AUX0038152 | ELEMENT, TYPE K, EXH TC RAKE ASSY | 254.1 | EA | 10 | Non Stk. | 1
MBA | W | 84350-04 |  | AUX0038144 | THERMOCOUPLE RAKE ASSY - BOTTOM | 7900 | EA | 17 | Non Stk. | 1 | 1 | 7900
MBA | W | 84350-04.01 |  | AUX0038145 | ELEMENT, TYPE K, EXH TC RAKE ASSY | 543.24 | EA | 10 | Non Stk. | 1
MBA | W | 84350-04.02 |  | AUX0038146 | ELEMENT, TYPE K, EXH TC RAKE ASSY | 457 | EA | 10 | Non Stk. | 1
MBA | W | 84350-04.03 |  | AUX0038147 | ELEMENT, TYPE K, EXH TC RAKE ASSY | 379 | EA | 10 | Non Stk. | 1
MBA | W | 84350-04.04 |  | AUX0038148 | ELEMENT, TYPE K, EXH TC RAKE ASSY | 292 | EA | 10 | Non Stk. | 1
[10 empty] | Totals |  | 458372.78
PROPRIETARY INFORMATION
This file contains information proprietary or otherwise confidential to Siemens Energy Inc. and your acceptance of this file is your acknowledgement of a confidential relationship between you and Siemens Energy Inc. with respect to its use and disclosure.
This file is to be destroyed when no longer required for the purpose for which it was provided. If this file is destroyed instead of returned, written certification shall be provided by you to Siemens Energy Inc. In no event shall this file, nor any information obtained from this file, be reproduced, transmitted, disclosed or otherwise used or disseminated, in whole or in part, without the prior written consent of Siemens Energy Inc.
PART CATEGORY CODE DEFINITIONS
C - Operating Materials Gaseous, liquidous and solid substances required for operation and day-to-day maintenance but excluding spare parts.
Examples: lubricants, chemicals, cleaning fluids.
W - Wear and Tear Parts Single use items which are then disposed of.
Examples: carbon brushes, filters, etc.
S - Basic Package Smaller assemblies or components that can be exchanged to shorten downtime and avoid availability losses caused by sudden unexpected failure.
Examples: Thermocouples, flow meters, gauges.
P - High Availability Package Big Assemblies, that can be exchanged to shorten downtime caused by unexpected failure.
Example: Valves with actuators, or circuit breakers.
Note on M2: dreho00j: we do not want to show discount