## Summary
Residential Solar Value | LGE |  | KU
Energy |  | Energy
Production Capacity | 0.035734 | Production Capacity | 0.035734
Transmission | 0.010369 | Transmission | 0.019892
Distribution |  | Distribution
Carbon |  | Carbon
Environmental |  | Environmental
Ancillary |  | Ancillary
TOTAL | 0.046103 | TOTAL | 0.055626

## Gen Capacity
| PJM NGCC | Net CONE in UCAP, $/MW-Day
2020-2021 | 239.39
2021-2022 | 296.09
2022-2023 | 231.5743
Average | 255.6848
Peak Reduction | 0.50473 | kW-AC
Annual Energy | 1594.3493 | kWh/kW-AC
Capacity Value | 47.1036 | Based on non-DST LOLP
Capacity Rate | 0.029544 | Without Demand Losses
Demand Loss Factor | 5% | Placeholder
Loss Adder | 0.0014772
Total Rate | 0.031021
DST Adjusted
Peak Reduction | 0.58141 | kW-AC | Based on DST-Adjusted LOLP
Scalar Addition | 1.1519
Total Rate | 0.035734

## Transmission 6CP
6 CP |  |  | Solar %
1 | 18 | 7 | 0%
2 | 11 | 7 | 0%
6 | 23 | 14 | 61.16%
7 | 23 | 14 | 53.84%
8 | 13 | 14 | 74.67%
9 | 1 | 15 | 25.86%
35.92%
LGE |  |  |  | KU
Uses 6 CP contribution as solar contribution to cost reduction |  |  |  | Uses 6 CP contribution as solar contribution to cost reduction
R Class 6CP Demand | 975231.3333 | kW |  | R Class 6CP Demand | 1453735.3333 | kW
R Class Trans Net COS | 32217087.2523 | $ |  | R Class Trans Net COS | 49893946.9378 | $
Unit Cost | 33.0353 | $/kW |  | Unit Cost | 34.3212 | $/kW
Solar ELCC | 35.92% | per kW-AC |  | Solar ELCC | 35.92% | per kW-AC
Solar Value | 11.867 | per kW-AC |  | Solar Value | 12.3289 | per kW-AC
Annual Solar kWh | 1594.3493 | kWh/kW-AC |  | Annual Solar kWh | 1594.3493 | kWh/kW-AC
Rate | 0.0074431 | Without Losses |  | Rate | 0.0077329 | Without Losses
Demand Loss Factor | 5% |  |  | Demand Loss Factor | 5%
Loss Adder | 0.00037216 |  |  | Loss Adder | 0.00038664
Total | 0.0078153 |  |  | Total | 0.0081195

## Transmission
LGE |  |  | KU
Uses LOLP contribution as solar contribution to cost reduction |  |  | Uses LOLP contribution as solar contribution to cost reduction
R Class LOLP Demand | 902577 | kW | R Class LOLP Demand | 1011041 | kW
R Class Trans Net COS | 24440968.2107 | $ | R Class Trans Net COS | 52524677.5637 | $
Unit Cost | 27.0791 | $/kW | Unit Cost | 51.9511 | $/kW
Solar ELCC | 0.58141 | per kW-AC | Solar ELCC | 0.58141 | per kW-AC
Solar Value | 15.744 | per kW-AC | Solar Value | 30.2048 | per kW-AC
Annual Solar kWh | 1594.3493 | kWh/kW-AC | Annual Solar kWh | 1594.3493 | kWh/kW-AC
Rate | 0.0098749 | Without Losses | Rate | 0.018945 | Without Losses
Demand Loss Factor | 5% |  | Demand Loss Factor | 5%
Loss Adder | 0.00049374 |  | Loss Adder | 0.00094724
Total | 0.010369 |  | Total | 0.019892

## ELCC LOLP
Month | Day | Hour | LOLP (With DERs) | % Total | AC Output | % AC Rating | Weighted | Month | Day | Hour | LOLP (Without DERs) | % Total | AC Output | % AC Rating | Weighted
1 | 1 | 0 | 0 | 0 | 0 | 0% | 0% | 1 | 1 | 0 | 0 | 0 | 0 | 0% | 0%
1 | 1 | 1 | 0 | 0 | 0 | 0% | 0% | 1 | 1 | 1 | 0 | 0 | 0 | 0% | 0%
1 | 1 | 2 | 0 | 0 | 0 | 0% | 0% | 1 | 1 | 2 | 0 | 0 | 0 | 0% | 0%
1 | 1 | 3 | 0 | 0 | 0 | 0% | 0% | 1 | 1 | 3 | 0 | 0 | 0 | 0% | 0%
1 | 1 | 4 | 0 | 0 | 0 | 0% | 0% | 1 | 1 | 4 | 0 | 0 | 0 | 0% | 0%
1 | 1 | 5 | 0 | 0 | 0 | 0% | 0% | 1 | 1 | 5 | 0 | 0 | 0 | 0% | 0%
1 | 1 | 6 | 0 | 0 | 0 | 0% | 0% | 1 | 1 | 6 | 0 | 0 | 0 | 0% | 0%
1 | 1 | 7 | 0 | 0 | 0 | 0% | 0% | 1 | 1 | 7 | 0 | 0 | 0 | 0% | 0%
1 | 1 | 8 | 0 | 0 | 78.408 | 7.841% | 0% | 1 | 1 | 8 | 0 | 0 | 78.408 | 7.841% | 0%
1 | 1 | 9 | 0 | 0 | 0.3648 | 0.03648% | 0% | 1 | 1 | 9 | 0 | 0 | 0.3648 | 0.03648% | 0%
1 | 1 | 10 | 0 | 0 | 197.2224 | 19.72% | 0% | 1 | 1 | 10 | 0 | 0 | 197.2224 | 19.72% | 0%
1 | 1 | 11 | 0 | 0 | 146.5908 | 14.66% | 0% | 1 | 1 | 11 | 0 | 0 | 146.5908 | 14.66% | 0%
1 | 1 | 12 | 0 | 0 | 126.3816 | 12.64% | 0% | 1 | 1 | 12 | 0 | 0 | 126.3816 | 12.64% | 0%
1 | 1 | 13 | 0 | 0 | 74.2968 | 7.43% | 0% | 1 | 1 | 13 | 0 | 0 | 74.2968 | 7.43% | 0%
1 | 1 | 14 | 0 | 0 | 109.5552 | 10.96% | 0% | 1 | 1 | 14 | 0 | 0 | 109.5552 | 10.96% | 0%
1 | 1 | 15 | 0 | 0 | 95.6784 | 9.568% | 0% | 1 | 1 | 15 | 0 | 0 | 95.6784 | 9.568% | 0%
1 | 1 | 16 | 0 | 0 | 51.1548 | 5.115% | 0% | 1 | 1 | 16 | 0 | 0 | 51.1548 | 5.115% | 0%
1 | 1 | 17 | 0 | 0 | 0 | 0% | 0% | 1 | 1 | 17 | 0 | 0 | 0 | 0% | 0%
1 | 1 | 18 | 0 | 0 | 0 | 0% | 0% | 1 | 1 | 18 | 0 | 0 | 0 | 0% | 0%
1 | 1 | 19 | 0 | 0 | 0 | 0% | 0% | 1 | 1 | 19 | 0 | 0 | 0 | 0% | 0%
1 | 1 | 20 | 0 | 0 | 0 | 0% | 0% | 1 | 1 | 20 | 0 | 0 | 0 | 0% | 0%
1 | 1 | 21 | 0 | 0 | 0 | 0% | 0% | 1 | 1 | 21 | 0 | 0 | 0 | 0% | 0%
1 | 1 | 22 | 0 | 0 | 0 | 0% | 0% | 1 | 1 | 22 | 0 | 0 | 0 | 0% | 0%
1 | 1 | 23 | 0 | 0 | 0 | 0% | 0% | 1 | 1 | 23 | 0 | 0 | 0 | 0% | 0%
1 | 2 | 0 | 0 | 0 | 0 | 0% | 0% | 1 | 2 | 0 | 0 | 0 | 0 | 0% | 0%
1 | 2 | 1 | 0 | 0 | 0 | 0% | 0% | 1 | 2 | 1 | 0 | 0 | 0 | 0% | 0%
1 | 2 | 2 | 0 | 0 | 0 | 0% | 0% | 1 | 2 | 2 | 0 | 0 | 0 | 0% | 0%
1 | 2 | 3 | 0 | 0 | 0 | 0% | 0% | 1 | 2 | 3 | 0 | 0 | 0 | 0% | 0%
1 | 2 | 4 | 0 | 0 | 0 | 0% | 0% | 1 | 2 | 4 | 0 | 0 | 0 | 0% | 0%
1 | 2 | 5 | 0 | 0 | 0 | 0% | 0% | 1 | 2 | 5 | 0 | 0 | 0 | 0% | 0%
1 | 2 | 6 | 0 | 0 | 0 | 0% | 0% | 1 | 2 | 6 | 0 | 0 | 0 | 0% | 0%
1 | 2 | 7 | 0 | 0 | 0 | 0% | 0% | 1 | 2 | 7 | 0 | 0 | 0 | 0% | 0%
1 | 2 | 8 | 0 | 0 | 135.072 | 13.51% | 0% | 1 | 2 | 8 | 0 | 0 | 135.072 | 13.51% | 0%
1 | 2 | 9 | 0 | 0 | 269.4924 | 26.95% | 0% | 1 | 2 | 9 | 0 | 0 | 269.4924 | 26.95% | 0%
1 | 2 | 10 | 0 | 0 | 328.6272 | 32.86% | 0% | 1 | 2 | 10 | 0 | 0 | 328.6272 | 32.86% | 0%
1 | 2 | 11 | 0 | 0 | 599.9784 | 60% | 0% | 1 | 2 | 11 | 0 | 0 | 599.9784 | 60% | 0%
1 | 2 | 12 | 0 | 0 | 651.0648 | 65.11% | 0% | 1 | 2 | 12 | 0 | 0 | 651.0648 | 65.11% | 0%
1 | 2 | 13 | 0 | 0 | 635.9904 | 63.6% | 0% | 1 | 2 | 13 | 0 | 0 | 635.9904 | 63.6% | 0%
1 | 2 | 14 | 0 | 0 | 654.3 | 65.43% | 0% | 1 | 2 | 14 | 0 | 0 | 654.3 | 65.43% | 0%
1 | 2 | 15 | 0 | 0 | 495.5016 | 49.55% | 0% | 1 | 2 | 15 | 0 | 0 | 495.5016 | 49.55% | 0%
1 | 2 | 16 | 0 | 0 | 275.5956 | 27.56% | 0% | 1 | 2 | 16 | 0 | 0 | 275.5956 | 27.56% | 0%
1 | 2 | 17 | 0 | 0 | 0 | 0% | 0% | 1 | 2 | 17 | 0 | 0 | 0 | 0% | 0%
1 | 2 | 18 | 0 | 0 | 0 | 0% | 0% | 1 | 2 | 18 | 0 | 0 | 0 | 0% | 0%
1 | 2 | 19 | 0 | 0 | 0 | 0% | 0% | 1 | 2 | 19 | 0 | 0 | 0 | 0% | 0%
1 | 2 | 20 | 0 | 0 | 0 | 0% | 0% | 1 | 2 | 20 | 0 | 0 | 0 | 0% | 0%
1 | 2 | 21 | 0 | 0 | 0 | 0% | 0% | 1 | 2 | 21 | 0 | 0 | 0 | 0% | 0%
1 | 2 | 22 | 0 | 0 | 0 | 0% | 0% | 1 | 2 | 22 | 0 | 0 | 0 | 0% | 0%
1 | 2 | 23 | 0 | 0 | 0 | 0% | 0% | 1 | 2 | 23 | 0 | 0 | 0 | 0% | 0%
1 | 3 | 0 | 0 | 0 | 0 | 0% | 0% | 1 | 3 | 0 | 0 | 0 | 0 | 0% | 0%
1 | 3 | 1 | 0 | 0 | 0 | 0% | 0% | 1 | 3 | 1 | 0 | 0 | 0 | 0% | 0%
1 | 3 | 2 | 0 | 0 | 0 | 0% | 0% | 1 | 3 | 2 | 0 | 0 | 0 | 0% | 0%
1 | 3 | 3 | 0 | 0 | 0 | 0% | 0% | 1 | 3 | 3 | 0 | 0 | 0 | 0% | 0%
1 | 3 | 4 | 0 | 0 | 0 | 0% | 0% | 1 | 3 | 4 | 0 | 0 | 0 | 0% | 0%
1 | 3 | 5 | 0 | 0 | 0 | 0% | 0% | 1 | 3 | 5 | 0 | 0 | 0 | 0% | 0%
1 | 3 | 6 | 0 | 0 | 0 | 0% | 0% | 1 | 3 | 6 | 0 | 0 | 0 | 0% | 0%
1 | 3 | 7 | 0 | 0 | 0 | 0% | 0% | 1 | 3 | 7 | 0 | 0 | 0 | 0% | 0%
1 | 3 | 8 | 0 | 0 | 134.2872 | 13.43% | 0% | 1 | 3 | 8 | 0 | 0 | 134.2872 | 13.43% | 0%
1 | 3 | 9 | 0 | 0 | 390.8808 | 39.09% | 0% | 1 | 3 | 9 | 0 | 0 | 390.8808 | 39.09% | 0%
1 | 3 | 10 | 7.4174e-10 | 9.3322e-10 | 583.596 | 58.36% | 5.446e-08% | 1 | 3 | 10 | 7.4174e-10 | 9.2612e-10 | 583.596 | 58.36% | 5.405e-08%
1 | 3 | 11 | 7.0719e-10 | 8.8975e-10 | 718.0584 | 71.81% | 6.389e-08% | 1 | 3 | 11 | 7.1269e-10 | 8.8986e-10 | 718.0584 | 71.81% | 6.39e-08%
1 | 3 | 12 | 1.77e-09 | 2.227e-09 | 769.2276 | 76.92% | 1.713e-07% | 1 | 3 | 12 | 1.7986e-09 | 2.2457e-09 | 769.2276 | 76.92% | 1.727e-07%
1 | 3 | 13 | 1.1901e-09 | 1.4974e-09 | 751.5936 | 75.16% | 1.125e-07% | 1 | 3 | 13 | 1.2006e-09 | 1.499e-09 | 751.5936 | 75.16% | 1.127e-07%
1 | 3 | 14 | 1.1643e-10 | 1.4649e-10 | 660.1608 | 66.02% | 9.671e-09% | 1 | 3 | 14 | 1.1739e-10 | 1.4657e-10 | 660.1608 | 66.02% | 9.676e-09%
1 | 3 | 15 | 0 | 0 | 495.3348 | 49.53% | 0% | 1 | 3 | 15 | 0 | 0 | 495.3348 | 49.53% | 0%
1 | 3 | 16 | 0 | 0 | 257.0784 | 25.71% | 0% | 1 | 3 | 16 | 0 | 0 | 257.0784 | 25.71% | 0%
1 | 3 | 17 | 1.7397e-09 | 2.1888e-09 | 0 | 0% | 0% | 1 | 3 | 17 | 1.7397e-09 | 2.1721e-09 | 0 | 0% | 0%
1 | 3 | 18 | 6.563e-09 | 8.2572e-09 | 0 | 0% | 0% | 1 | 3 | 18 | 6.563e-09 | 8.1944e-09 | 0 | 0% | 0%
1 | 3 | 19 | 4.3408e-09 | 5.4614e-09 | 0 | 0% | 0% | 1 | 3 | 19 | 4.3408e-09 | 5.4199e-09 | 0 | 0% | 0%
1 | 3 | 20 | 1.3255e-09 | 1.6677e-09 | 0 | 0% | 0% | 1 | 3 | 20 | 1.3255e-09 | 1.655e-09 | 0 | 0% | 0%
1 | 3 | 21 | 0 | 0 | 0 | 0% | 0% | 1 | 3 | 21 | 0 | 0 | 0 | 0% | 0%
1 | 3 | 22 | 0 | 0 | 0 | 0% | 0% | 1 | 3 | 22 | 0 | 0 | 0 | 0% | 0%
1 | 3 | 23 | 0 | 0 | 0 | 0% | 0% | 1 | 3 | 23 | 0 | 0 | 0 | 0% | 0%
1 | 4 | 0 | 0 | 0 | 0 | 0% | 0% | 1 | 4 | 0 | 0 | 0 | 0 | 0% | 0%
1 | 4 | 1 | 0 | 0 | 0 | 0% | 0% | 1 | 4 | 1 | 0 | 0 | 0 | 0% | 0%
1 | 4 | 2 | 0 | 0 | 0 | 0% | 0% | 1 | 4 | 2 | 0 | 0 | 0 | 0% | 0%
1 | 4 | 3 | 0 | 0 | 0 | 0% | 0% | 1 | 4 | 3 | 0 | 0 | 0 | 0% | 0%
1 | 4 | 4 | 0 | 0 | 0 | 0% | 0% | 1 | 4 | 4 | 0 | 0 | 0 | 0% | 0%
1 | 4 | 5 | 0 | 0 | 0 | 0% | 0% | 1 | 4 | 5 | 0 | 0 | 0 | 0% | 0%
1 | 4 | 6 | 0 | 0 | 0 | 0% | 0% | 1 | 4 | 6 | 0 | 0 | 0 | 0% | 0%
1 | 4 | 7 | 0 | 0 | 0 | 0% | 0% | 1 | 4 | 7 | 0 | 0 | 0 | 0% | 0%
1 | 4 | 8 | 1.3439e-10 | 1.6908e-10 | 114.258 | 11.43% | 1.932e-09% | 1 | 4 | 8 | 1.3439e-10 | 1.6779e-10 | 114.258 | 11.43% | 1.917e-09%
1 | 4 | 9 | 7.7059e-10 | 9.6952e-10 | 370.7592 | 37.08% | 3.595e-08% | 1 | 4 | 9 | 7.7059e-10 | 9.6215e-10 | 370.7592 | 37.08% | 3.567e-08%
1 | 4 | 10 | 1.6533e-09 | 2.08e-09 | 577.4208 | 57.74% | 1.201e-07% | 1 | 4 | 10 | 1.6533e-09 | 2.0642e-09 | 577.4208 | 57.74% | 1.192e-07%
1 | 4 | 11 | 1.2417e-09 | 1.5623e-09 | 713.3592 | 71.34% | 1.114e-07% | 1 | 4 | 11 | 1.2417e-09 | 1.5504e-09 | 713.3592 | 71.34% | 1.106e-07%
1 | 4 | 12 | 1.5708e-09 | 1.9763e-09 | 768.96 | 76.9% | 1.52e-07% | 1 | 4 | 12 | 1.5708e-09 | 1.9613e-09 | 768.96 | 76.9% | 1.508e-07%
1 | 4 | 13 | 2.0408e-09 | 2.5676e-09 | 287.5296 | 28.75% | 7.383e-08% | 1 | 4 | 13 | 2.0408e-09 | 2.5481e-09 | 287.5296 | 28.75% | 7.326e-08%
1 | 4 | 14 | 1.8649e-09 | 2.3463e-09 | 663.3156 | 66.33% | 1.556e-07% | 1 | 4 | 14 | 1.8649e-09 | 2.3285e-09 | 663.3156 | 66.33% | 1.545e-07%
1 | 4 | 15 | 1.0115e-09 | 1.2726e-09 | 492.2004 | 49.22% | 6.264e-08% | 1 | 4 | 15 | 1.0115e-09 | 1.2629e-09 | 492.2004 | 49.22% | 6.216e-08%
1 | 4 | 16 | 1.2404e-09 | 1.5606e-09 | 259.2804 | 25.93% | 4.046e-08% | 1 | 4 | 16 | 1.2404e-09 | 1.5487e-09 | 259.2804 | 25.93% | 4.016e-08%
1 | 4 | 17 | 6.7719e-09 | 8.52e-09 | 0 | 0% | 0% | 1 | 4 | 17 | 6.7719e-09 | 8.4552e-09 | 0 | 0% | 0%
1 | 4 | 18 | 1.8872e-08 | 2.3744e-08 | 0 | 0% | 0% | 1 | 4 | 18 | 1.8872e-08 | 2.3563e-08 | 0 | 0% | 0%
1 | 4 | 19 | 1.4689e-08 | 1.8481e-08 | 0 | 0% | 0% | 1 | 4 | 19 | 1.4689e-08 | 1.834e-08 | 0 | 0% | 0%
1 | 4 | 20 | 5.8699e-09 | 7.3852e-09 | 0 | 0% | 0% | 1 | 4 | 20 | 5.8699e-09 | 7.329e-09 | 0 | 0% | 0%
1 | 4 | 21 | 4.694e-10 | 5.9058e-10 | 0 | 0% | 0% | 1 | 4 | 21 | 4.694e-10 | 5.8609e-10 | 0 | 0% | 0%
1 | 4 | 22 | 0 | 0 | 0 | 0% | 0% | 1 | 4 | 22 | 0 | 0 | 0 | 0% | 0%
1 | 4 | 23 | 0 | 0 | 0 | 0% | 0% | 1 | 4 | 23 | 0 | 0 | 0 | 0% | 0%
1 | 5 | 0 | 0 | 0 | 0 | 0% | 0% | 1 | 5 | 0 | 0 | 0 | 0 | 0% | 0%
1 | 5 | 1 | 0 | 0 | 0 | 0% | 0% | 1 | 5 | 1 | 0 | 0 | 0 | 0% | 0%
1 | 5 | 2 | 0 | 0 | 0 | 0% | 0% | 1 | 5 | 2 | 0 | 0 | 0 | 0% | 0%
1 | 5 | 3 | 0 | 0 | 0 | 0% | 0% | 1 | 5 | 3 | 0 | 0 | 0 | 0% | 0%
1 | 5 | 4 | 0 | 0 | 0 | 0% | 0% | 1 | 5 | 4 | 0 | 0 | 0 | 0% | 0%
1 | 5 | 5 | 0 | 0 | 0 | 0% | 0% | 1 | 5 | 5 | 0 | 0 | 0 | 0% | 0%
1 | 5 | 6 | 0 | 0 | 0 | 0% | 0% | 1 | 5 | 6 | 0 | 0 | 0 | 0% | 0%
1 | 5 | 7 | 7.1865e-10 | 9.0418e-10 | 0 | 0% | 0% | 1 | 5 | 7 | 7.1865e-10 | 8.973e-10 | 0 | 0% | 0%
1 | 5 | 8 | 2.3465e-09 | 2.9523e-09 | 126.1536 | 12.62% | 3.724e-08% | 1 | 5 | 8 | 2.3465e-09 | 2.9298e-09 | 126.1536 | 12.62% | 3.696e-08%
1 | 5 | 9 | 4.1016e-09 | 5.1604e-09 | 375.7656 | 37.58% | 1.939e-07% | 1 | 5 | 9 | 4.1016e-09 | 5.1212e-09 | 375.7656 | 37.58% | 1.924e-07%
1 | 5 | 10 | 4.3428e-09 | 5.4638e-09 | 567.5076 | 56.75% | 3.101e-07% | 1 | 5 | 10 | 4.454e-09 | 5.5612e-09 | 567.5076 | 56.75% | 3.156e-07%
1 | 5 | 11 | 3.4281e-09 | 4.313e-09 | 684.9864 | 68.5% | 2.954e-07% | 1 | 5 | 11 | 3.5373e-09 | 4.4166e-09 | 684.9864 | 68.5% | 3.025e-07%
1 | 5 | 12 | 4.3428e-09 | 5.4638e-09 | 749.7696 | 74.98% | 4.097e-07% | 1 | 5 | 12 | 4.5668e-09 | 5.702e-09 | 749.7696 | 74.98% | 4.275e-07%
1 | 5 | 13 | 3.5078e-09 | 4.4133e-09 | 418.2552 | 41.83% | 1.846e-07% | 1 | 5 | 13 | 3.6262e-09 | 4.5276e-09 | 418.2552 | 41.83% | 1.894e-07%
1 | 5 | 14 | 2.9165e-09 | 3.6693e-09 | 314.0664 | 31.41% | 1.152e-07% | 1 | 5 | 14 | 2.9863e-09 | 3.7287e-09 | 314.0664 | 31.41% | 1.171e-07%
1 | 5 | 15 | 1.2011e-09 | 1.5112e-09 | 18.3024 | 1.83% | 2.766e-09% | 1 | 5 | 15 | 1.2841e-09 | 1.6033e-09 | 18.3024 | 1.83% | 2.934e-09%
1 | 5 | 16 | 1.545e-09 | 1.9439e-09 | 5.8164 | 0.5816% | 1.131e-09% | 1 | 5 | 16 | 1.5577e-09 | 1.945e-09 | 5.8164 | 0.5816% | 1.131e-09%
1 | 5 | 17 | 6.4115e-09 | 8.0666e-09 | 0 | 0% | 0% | 1 | 5 | 17 | 6.4115e-09 | 8.0053e-09 | 0 | 0% | 0%
1 | 5 | 18 | 1.9776e-08 | 2.4881e-08 | 0 | 0% | 0% | 1 | 5 | 18 | 1.9776e-08 | 2.4692e-08 | 0 | 0% | 0%
1 | 5 | 19 | 8.8781e-09 | 1.117e-08 | 0 | 0% | 0% | 1 | 5 | 19 | 8.8781e-09 | 1.1085e-08 | 0 | 0% | 0%
1 | 5 | 20 | 2.161e-09 | 2.7189e-09 | 0 | 0% | 0% | 1 | 5 | 20 | 2.161e-09 | 2.6982e-09 | 0 | 0% | 0%
1 | 5 | 21 | 1.2097e-10 | 1.5219e-10 | 0 | 0% | 0% | 1 | 5 | 21 | 1.2097e-10 | 1.5104e-10 | 0 | 0% | 0%
1 | 5 | 22 | 0 | 0 | 0 | 0% | 0% | 1 | 5 | 22 | 0 | 0 | 0 | 0% | 0%
1 | 5 | 23 | 0 | 0 | 0 | 0% | 0% | 1 | 5 | 23 | 0 | 0 | 0 | 0% | 0%
1 | 6 | 0 | 0 | 0 | 0 | 0% | 0% | 1 | 6 | 0 | 0 | 0 | 0 | 0% | 0%
1 | 6 | 1 | 0 | 0 | 0 | 0% | 0% | 1 | 6 | 1 | 0 | 0 | 0 | 0% | 0%
1 | 6 | 2 | 0 | 0 | 0 | 0% | 0% | 1 | 6 | 2 | 0 | 0 | 0 | 0% | 0%
1 | 6 | 3 | 0 | 0 | 0 | 0% | 0% | 1 | 6 | 3 | 0 | 0 | 0 | 0% | 0%
1 | 6 | 4 | 0 | 0 | 0 | 0% | 0% | 1 | 6 | 4 | 0 | 0 | 0 | 0% | 0%
1 | 6 | 5 | 0 | 0 | 0 | 0% | 0% | 1 | 6 | 5 | 0 | 0 | 0 | 0% | 0%
1 | 6 | 6 | 0 | 0 | 0 | 0% | 0% | 1 | 6 | 6 | 0 | 0 | 0 | 0% | 0%
1 | 6 | 7 | 2.6074e-09 | 3.2804e-09 | 0 | 0% | 0% | 1 | 6 | 7 | 2.6074e-09 | 3.2555e-09 | 0 | 0% | 0%
1 | 6 | 8 | 7.8022e-09 | 9.8163e-09 | 3.6072 | 0.3607% | 3.541e-09% | 1 | 6 | 8 | 7.8022e-09 | 9.7416e-09 | 3.6072 | 0.3607% | 3.514e-09%
1 | 6 | 9 | 1.7168e-08 | 2.16e-08 | 35.7348 | 3.573% | 7.719e-08% | 1 | 6 | 9 | 1.7294e-08 | 2.1593e-08 | 35.7348 | 3.573% | 7.716e-08%
1 | 6 | 10 | 3.5115e-08 | 4.418e-08 | 65.28 | 6.528% | 2.884e-07% | 1 | 6 | 10 | 3.5636e-08 | 4.4494e-08 | 65.28 | 6.528% | 2.905e-07%
1 | 6 | 11 | 3.6177e-08 | 4.5516e-08 | 85.2516 | 8.525% | 3.88e-07% | 1 | 6 | 11 | 3.7284e-08 | 4.6553e-08 | 85.2516 | 8.525% | 3.969e-07%
1 | 6 | 12 | 5.0346e-08 | 6.3343e-08 | 95.3928 | 9.539% | 6.042e-07% | 1 | 6 | 12 | 5.1861e-08 | 6.4753e-08 | 95.3928 | 9.539% | 6.177e-07%
1 | 6 | 13 | 5.5455e-08 | 6.977e-08 | 49.5564 | 4.956% | 3.458e-07% | 1 | 6 | 13 | 5.7057e-08 | 7.1241e-08 | 49.5564 | 4.956% | 3.53e-07%
1 | 6 | 14 | 5.382e-08 | 6.7713e-08 | 164.9148 | 16.49% | 1.117e-06% | 1 | 6 | 14 | 5.5435e-08 | 6.9215e-08 | 164.9148 | 16.49% | 1.141e-06%
1 | 6 | 15 | 4.7748e-08 | 6.0074e-08 | 63.6876 | 6.369% | 3.826e-07% | 1 | 6 | 15 | 4.8469e-08 | 6.0518e-08 | 63.6876 | 6.369% | 3.854e-07%
1 | 6 | 16 | 6.3722e-08 | 8.0171e-08 | 17.5908 | 1.759% | 1.41e-07% | 1 | 6 | 16 | 6.3722e-08 | 7.9562e-08 | 17.5908 | 1.759% | 1.4e-07%
1 | 6 | 17 | 2.4842e-07 | 3.1255e-07 | 0 | 0% | 0% | 1 | 6 | 17 | 2.4842e-07 | 3.1017e-07 | 0 | 0% | 0%
1 | 6 | 18 | 7.4072e-07 | 9.3194e-07 | 0 | 0% | 0% | 1 | 6 | 18 | 7.4072e-07 | 9.2485e-07 | 0 | 0% | 0%
1 | 6 | 19 | 6.1299e-07 | 7.7123e-07 | 0 | 0% | 0% | 1 | 6 | 19 | 6.1299e-07 | 7.6536e-07 | 0 | 0% | 0%
1 | 6 | 20 | 3.8509e-07 | 4.8451e-07 | 0 | 0% | 0% | 1 | 6 | 20 | 3.8509e-07 | 4.8082e-07 | 0 | 0% | 0%
1 | 6 | 21 | 9.3411e-08 | 1.1752e-07 | 0 | 0% | 0% | 1 | 6 | 21 | 9.3411e-08 | 1.1663e-07 | 0 | 0% | 0%
1 | 6 | 22 | 1.7168e-08 | 2.16e-08 | 0 | 0% | 0% | 1 | 6 | 22 | 1.7168e-08 | 2.1436e-08 | 0 | 0% | 0%
1 | 6 | 23 | 2.0574e-09 | 2.5885e-09 | 0 | 0% | 0% | 1 | 6 | 23 | 2.0574e-09 | 2.5688e-09 | 0 | 0% | 0%
1 | 7 | 0 | 0 | 0 | 0 | 0% | 0% | 1 | 7 | 0 | 0 | 0 | 0 | 0% | 0%
1 | 7 | 1 | 0 | 0 | 0 | 0% | 0% | 1 | 7 | 1 | 0 | 0 | 0 | 0% | 0%
1 | 7 | 2 | 0 | 0 | 0 | 0% | 0% | 1 | 7 | 2 | 0 | 0 | 0 | 0% | 0%
1 | 7 | 3 | 0 | 0 | 0 | 0% | 0% | 1 | 7 | 3 | 0 | 0 | 0 | 0% | 0%
1 | 7 | 4 | 0 | 0 | 0 | 0% | 0% | 1 | 7 | 4 | 0 | 0 | 0 | 0% | 0%
1 | 7 | 5 | 0 | 0 | 0 | 0% | 0% | 1 | 7 | 5 | 0 | 0 | 0 | 0% | 0%
1 | 7 | 6 | 1.9929e-08 | 2.5074e-08 | 0 | 0% | 0% | 1 | 7 | 6 | 1.9929e-08 | 2.4883e-08 | 0 | 0% | 0%
1 | 7 | 7 | 3.6927e-07 | 4.6459e-07 | 0 | 0% | 0% | 1 | 7 | 7 | 3.6927e-07 | 4.6106e-07 | 0 | 0% | 0%
1 | 7 | 8 | 3.9583e-07 | 4.9801e-07 | 124.5696 | 12.46% | 6.204e-06% | 1 | 7 | 8 | 3.9583e-07 | 4.9423e-07 | 124.5696 | 12.46% | 6.157e-06%
1 | 7 | 9 | 6.5295e-07 | 8.2151e-07 | 391.4232 | 39.14% | 3.216e-05% | 1 | 7 | 9 | 6.5761e-07 | 8.2108e-07 | 391.4232 | 39.14% | 3.214e-05%
1 | 7 | 10 | 4.7277e-07 | 5.9482e-07 | 598.6176 | 59.86% | 3.561e-05% | 1 | 7 | 10 | 4.7587e-07 | 5.9416e-07 | 598.6176 | 59.86% | 3.557e-05%
1 | 7 | 11 | 3.1618e-07 | 3.978e-07 | 727.1292 | 72.71% | 2.893e-05% | 1 | 7 | 11 | 3.2061e-07 | 4.0031e-07 | 727.1292 | 72.71% | 2.911e-05%
1 | 7 | 12 | 1.7106e-07 | 2.1522e-07 | 783.3204 | 78.33% | 1.686e-05% | 1 | 7 | 12 | 1.7357e-07 | 2.1671e-07 | 783.3204 | 78.33% | 1.698e-05%
1 | 7 | 13 | 1.6732e-07 | 2.1051e-07 | 765.6216 | 76.56% | 1.612e-05% | 1 | 7 | 13 | 1.6859e-07 | 2.105e-07 | 765.6216 | 76.56% | 1.612e-05%
1 | 7 | 14 | 9.212e-08 | 1.159e-07 | 682.6776 | 68.27% | 7.912e-06% | 1 | 7 | 14 | 9.277e-08 | 1.1583e-07 | 682.6776 | 68.27% | 7.908e-06%
1 | 7 | 15 | 4.3018e-08 | 5.4124e-08 | 530.2272 | 53.02% | 2.87e-06% | 1 | 7 | 15 | 4.3018e-08 | 5.3712e-08 | 530.2272 | 53.02% | 2.848e-06%
1 | 7 | 16 | 5.6212e-08 | 7.0723e-08 | 303.2208 | 30.32% | 2.144e-06% | 1 | 7 | 16 | 5.6212e-08 | 7.0185e-08 | 303.2208 | 30.32% | 2.128e-06%
1 | 7 | 17 | 1.4065e-07 | 1.7696e-07 | 0 | 0% | 0% | 1 | 7 | 17 | 1.4065e-07 | 1.7561e-07 | 0 | 0% | 0%
1 | 7 | 18 | 2.3962e-07 | 3.0148e-07 | 0 | 0% | 0% | 1 | 7 | 18 | 2.3962e-07 | 2.9919e-07 | 0 | 0% | 0%
1 | 7 | 19 | 1.0657e-07 | 1.3408e-07 | 0 | 0% | 0% | 1 | 7 | 19 | 1.0657e-07 | 1.3306e-07 | 0 | 0% | 0%
1 | 7 | 20 | 4.9203e-08 | 6.1905e-08 | 0 | 0% | 0% | 1 | 7 | 20 | 4.9203e-08 | 6.1434e-08 | 0 | 0% | 0%
1 | 7 | 21 | 1.9929e-08 | 2.5074e-08 | 0 | 0% | 0% | 1 | 7 | 21 | 1.9929e-08 | 2.4883e-08 | 0 | 0% | 0%
1 | 7 | 22 | 3.9678e-09 | 4.9921e-09 | 0 | 0% | 0% | 1 | 7 | 22 | 3.9678e-09 | 4.9541e-09 | 0 | 0% | 0%
1 | 7 | 23 | 0 | 0 | 0 | 0% | 0% | 1 | 7 | 23 | 0 | 0 | 0 | 0% | 0%
1 | 8 | 0 | 0 | 0 | 0 | 0% | 0% | 1 | 8 | 0 | 0 | 0 | 0 | 0% | 0%
1 | 8 | 1 | 0 | 0 | 0 | 0% | 0% | 1 | 8 | 1 | 0 | 0 | 0 | 0% | 0%
1 | 8 | 2 | 0 | 0 | 0 | 0% | 0% | 1 | 8 | 2 | 0 | 0 | 0 | 0% | 0%
1 | 8 | 3 | 0 | 0 | 0 | 0% | 0% | 1 | 8 | 3 | 0 | 0 | 0 | 0% | 0%
1 | 8 | 4 | 0 | 0 | 0 | 0% | 0% | 1 | 8 | 4 | 0 | 0 | 0 | 0% | 0%
1 | 8 | 5 | 0 | 0 | 0 | 0% | 0% | 1 | 8 | 5 | 0 | 0 | 0 | 0% | 0%
1 | 8 | 6 | 0 | 0 | 0 | 0% | 0% | 1 | 8 | 6 | 0 | 0 | 0 | 0% | 0%
1 | 8 | 7 | 0 | 0 | 0 | 0% | 0% | 1 | 8 | 7 | 0 | 0 | 0 | 0% | 0%
1 | 8 | 8 | 0 | 0 | 114.96 | 11.5% | 0% | 1 | 8 | 8 | 0 | 0 | 114.96 | 11.5% | 0%
1 | 8 | 9 | 2.347e-09 | 2.9529e-09 | 371.0112 | 37.1% | 1.096e-07% | 1 | 8 | 9 | 2.3664e-09 | 2.9546e-09 | 371.0112 | 37.1% | 1.096e-07%
1 | 8 | 10 | 4.6391e-09 | 5.8367e-09 | 433.992 | 43.4% | 2.533e-07% | 1 | 8 | 10 | 4.6776e-09 | 5.8404e-09 | 433.992 | 43.4% | 2.535e-07%
1 | 8 | 11 | 4.3428e-09 | 5.4638e-09 | 440.856 | 44.09% | 2.409e-07% | 1 | 8 | 11 | 4.454e-09 | 5.5612e-09 | 440.856 | 44.09% | 2.452e-07%
1 | 8 | 12 | 3.4772e-09 | 4.3748e-09 | 748.878 | 74.89% | 3.276e-07% | 1 | 8 | 12 | 3.5939e-09 | 4.4873e-09 | 748.878 | 74.89% | 3.36e-07%
1 | 8 | 13 | 1.7843e-09 | 2.245e-09 | 730.044 | 73% | 1.639e-07% | 1 | 8 | 13 | 1.8637e-09 | 2.327e-09 | 730.044 | 73% | 1.699e-07%
1 | 8 | 14 | 1.0115e-09 | 1.2726e-09 | 638.7276 | 63.87% | 8.128e-08% | 1 | 8 | 14 | 1.0607e-09 | 1.3243e-09 | 638.7276 | 63.87% | 8.459e-08%
1 | 8 | 15 | 2.3753e-10 | 2.9885e-10 | 336.0384 | 33.6% | 1.004e-08% | 1 | 8 | 15 | 2.4172e-10 | 3.0181e-10 | 336.0384 | 33.6% | 1.014e-08%
1 | 8 | 16 | 7.7043e-10 | 9.6932e-10 | 286.1412 | 28.61% | 2.774e-08% | 1 | 8 | 16 | 7.7687e-10 | 9.6999e-10 | 286.1412 | 28.61% | 2.776e-08%
1 | 8 | 17 | 2.7782e-09 | 3.4954e-09 | 0 | 0% | 0% | 1 | 8 | 17 | 2.7782e-09 | 3.4688e-09 | 0 | 0% | 0%
1 | 8 | 18 | 6.827e-09 | 8.5894e-09 | 0 | 0% | 0% | 1 | 8 | 18 | 6.827e-09 | 8.5241e-09 | 0 | 0% | 0%
1 | 8 | 19 | 5.162e-09 | 6.4946e-09 | 0 | 0% | 0% | 1 | 8 | 19 | 5.162e-09 | 6.4452e-09 | 0 | 0% | 0%
1 | 8 | 20 | 2.6716e-09 | 3.3613e-09 | 0 | 0% | 0% | 1 | 8 | 20 | 2.6716e-09 | 3.3357e-09 | 0 | 0% | 0%
1 | 8 | 21 | 4.5189e-10 | 5.6855e-10 | 0 | 0% | 0% | 1 | 8 | 21 | 4.5189e-10 | 5.6423e-10 | 0 | 0% | 0%
1 | 8 | 22 | 0 | 0 | 0 | 0% | 0% | 1 | 8 | 22 | 0 | 0 | 0 | 0% | 0%
1 | 8 | 23 | 0 | 0 | 0 | 0% | 0% | 1 | 8 | 23 | 0 | 0 | 0 | 0% | 0%
1 | 9 | 0 | 0 | 0 | 0 | 0% | 0% | 1 | 9 | 0 | 0 | 0 | 0 | 0% | 0%
1 | 9 | 1 | 0 | 0 | 0 | 0% | 0% | 1 | 9 | 1 | 0 | 0 | 0 | 0% | 0%
1 | 9 | 2 | 0 | 0 | 0 | 0% | 0% | 1 | 9 | 2 | 0 | 0 | 0 | 0% | 0%
1 | 9 | 3 | 0 | 0 | 0 | 0% | 0% | 1 | 9 | 3 | 0 | 0 | 0 | 0% | 0%
1 | 9 | 4 | 0 | 0 | 0 | 0% | 0% | 1 | 9 | 4 | 0 | 0 | 0 | 0% | 0%
1 | 9 | 5 | 0 | 0 | 0 | 0% | 0% | 1 | 9 | 5 | 0 | 0 | 0 | 0% | 0%
1 | 9 | 6 | 0 | 0 | 0 | 0% | 0% | 1 | 9 | 6 | 0 | 0 | 0 | 0% | 0%
1 | 9 | 7 | 0 | 0 | 0 | 0% | 0% | 1 | 9 | 7 | 0 | 0 | 0 | 0% | 0%
1 | 9 | 8 | 0 | 0 | 7.7916 | 0.7792% | 0% | 1 | 9 | 8 | 0 | 0 | 7.7916 | 0.7792% | 0%
1 | 9 | 9 | 0 | 0 | 30.0096 | 3.001% | 0% | 1 | 9 | 9 | 0 | 0 | 30.0096 | 3.001% | 0%
1 | 9 | 10 | 0 | 0 | 139.5384 | 13.95% | 0% | 1 | 9 | 10 | 0 | 0 | 139.5384 | 13.95% | 0%
1 | 9 | 11 | 0 | 0 | 405.336 | 40.53% | 0% | 1 | 9 | 11 | 0 | 0 | 405.336 | 40.53% | 0%
1 | 9 | 12 | 0 | 0 | 645.9072 | 64.59% | 0% | 1 | 9 | 12 | 0 | 0 | 645.9072 | 64.59% | 0%
1 | 9 | 13 | 0 | 0 | 645.8616 | 64.59% | 0% | 1 | 9 | 13 | 0 | 0 | 645.8616 | 64.59% | 0%
1 | 9 | 14 | 0 | 0 | 518.3928 | 51.84% | 0% | 1 | 9 | 14 | 0 | 0 | 518.3928 | 51.84% | 0%
1 | 9 | 15 | 0 | 0 | 324.8556 | 32.49% | 0% | 1 | 9 | 15 | 0 | 0 | 324.8556 | 32.49% | 0%
1 | 9 | 16 | 0 | 0 | 237.2904 | 23.73% | 0% | 1 | 9 | 16 | 0 | 0 | 237.2904 | 23.73% | 0%
1 | 9 | 17 | 0 | 0 | 5.5008 | 0.5501% | 0% | 1 | 9 | 17 | 0 | 0 | 5.5008 | 0.5501% | 0%
1 | 9 | 18 | 0 | 0 | 0 | 0% | 0% | 1 | 9 | 18 | 0 | 0 | 0 | 0% | 0%
1 | 9 | 19 | 0 | 0 | 0 | 0% | 0% | 1 | 9 | 19 | 0 | 0 | 0 | 0% | 0%
1 | 9 | 20 | 0 | 0 | 0 | 0% | 0% | 1 | 9 | 20 | 0 | 0 | 0 | 0% | 0%
1 | 9 | 21 | 0 | 0 | 0 | 0% | 0% | 1 | 9 | 21 | 0 | 0 | 0 | 0% | 0%
1 | 9 | 22 | 0 | 0 | 0 | 0% | 0% | 1 | 9 | 22 | 0 | 0 | 0 | 0% | 0%
1 | 9 | 23 | 0 | 0 | 0 | 0% | 0% | 1 | 9 | 23 | 0 | 0 | 0 | 0% | 0%
1 | 10 | 0 | 0 | 0 | 0 | 0% | 0% | 1 | 10 | 0 | 0 | 0 | 0 | 0% | 0%
1 | 10 | 1 | 0 | 0 | 0 | 0% | 0% | 1 | 10 | 1 | 0 | 0 | 0 | 0% | 0%
1 | 10 | 2 | 0 | 0 | 0 | 0% | 0% | 1 | 10 | 2 | 0 | 0 | 0 | 0% | 0%
1 | 10 | 3 | 0 | 0 | 0 | 0% | 0% | 1 | 10 | 3 | 0 | 0 | 0 | 0% | 0%
1 | 10 | 4 | 0 | 0 | 0 | 0% | 0% | 1 | 10 | 4 | 0 | 0 | 0 | 0% | 0%
1 | 10 | 5 | 0 | 0 | 0 | 0% | 0% | 1 | 10 | 5 | 0 | 0 | 0 | 0% | 0%
1 | 10 | 6 | 0 | 0 | 0 | 0% | 0% | 1 | 10 | 6 | 0 | 0 | 0 | 0% | 0%
1 | 10 | 7 | 1.2711e-08 | 1.5993e-08 | 0 | 0% | 0% | 1 | 10 | 7 | 1.2711e-08 | 1.5871e-08 | 0 | 0% | 0%
1 | 10 | 8 | 1.5152e-08 | 1.9064e-08 | 0 | 0% | 0% | 1 | 10 | 8 | 1.5152e-08 | 1.8919e-08 | 0 | 0% | 0%
1 | 10 | 9 | 1.7294e-08 | 2.1758e-08 | 10.9272 | 1.093% | 2.378e-08% | 1 | 10 | 9 | 1.7437e-08 | 2.1772e-08 | 10.9272 | 1.093% | 2.379e-08%
1 | 10 | 10 | 2.5163e-08 | 3.1659e-08 | 24.6576 | 2.466% | 7.806e-08% | 1 | 10 | 10 | 2.5358e-08 | 3.1662e-08 | 24.6576 | 2.466% | 7.807e-08%
1 | 10 | 11 | 1.5861e-08 | 1.9955e-08 | 66.4944 | 6.649% | 1.327e-07% | 1 | 10 | 11 | 1.611e-08 | 2.0114e-08 | 66.4944 | 6.649% | 1.337e-07%
1 | 10 | 12 | 1.6248e-08 | 2.0442e-08 | 33.9564 | 3.396% | 6.941e-08% | 1 | 10 | 12 | 1.6771e-08 | 2.0939e-08 | 33.9564 | 3.396% | 7.11e-08%
1 | 10 | 13 | 9.0894e-09 | 1.1436e-08 | 133.5876 | 13.36% | 1.528e-07% | 1 | 10 | 13 | 9.3832e-09 | 1.1716e-08 | 133.5876 | 13.36% | 1.565e-07%
1 | 10 | 14 | 6.617e-09 | 8.3251e-09 | 40.83 | 4.083% | 3.399e-08% | 1 | 10 | 14 | 6.7232e-09 | 8.3944e-09 | 40.83 | 4.083% | 3.427e-08%
1 | 10 | 15 | 3.1358e-09 | 3.9453e-09 | 120.8472 | 12.08% | 4.768e-08% | 1 | 10 | 15 | 3.1874e-09 | 3.9797e-09 | 120.8472 | 12.08% | 4.809e-08%
1 | 10 | 16 | 3.4772e-09 | 4.3748e-09 | 10.536 | 1.054% | 4.609e-09% | 1 | 10 | 16 | 3.5071e-09 | 4.3789e-09 | 10.536 | 1.054% | 4.614e-09%
1 | 10 | 17 | 9.7587e-09 | 1.2278e-08 | 0 | 0% | 0% | 1 | 10 | 17 | 9.7587e-09 | 1.2185e-08 | 0 | 0% | 0%
1 | 10 | 18 | 4.3995e-08 | 5.5353e-08 | 0 | 0% | 0% | 1 | 10 | 18 | 4.3995e-08 | 5.4932e-08 | 0 | 0% | 0%
1 | 10 | 19 | 3.5108e-08 | 4.4171e-08 | 0 | 0% | 0% | 1 | 10 | 19 | 3.5108e-08 | 4.3835e-08 | 0 | 0% | 0%
1 | 10 | 20 | 2.6363e-08 | 3.3169e-08 | 0 | 0% | 0% | 1 | 10 | 20 | 2.6363e-08 | 3.2917e-08 | 0 | 0% | 0%
1 | 10 | 21 | 5.5102e-09 | 6.9327e-09 | 0 | 0% | 0% | 1 | 10 | 21 | 5.5102e-09 | 6.88e-09 | 0 | 0% | 0%
1 | 10 | 22 | 0 | 0 | 0 | 0% | 0% | 1 | 10 | 22 | 0 | 0 | 0 | 0% | 0%
1 | 10 | 23 | 0 | 0 | 0 | 0% | 0% | 1 | 10 | 23 | 0 | 0 | 0 | 0% | 0%
1 | 11 | 0 | 0 | 0 | 0 | 0% | 0% | 1 | 11 | 0 | 0 | 0 | 0 | 0% | 0%
1 | 11 | 1 | 0 | 0 | 0 | 0% | 0% | 1 | 11 | 1 | 0 | 0 | 0 | 0% | 0%
1 | 11 | 2 | 0 | 0 | 0 | 0% | 0% | 1 | 11 | 2 | 0 | 0 | 0 | 0% | 0%
1 | 11 | 3 | 0 | 0 | 0 | 0% | 0% | 1 | 11 | 3 | 0 | 0 | 0 | 0% | 0%
1 | 11 | 4 | 0 | 0 | 0 | 0% | 0% | 1 | 11 | 4 | 0 | 0 | 0 | 0% | 0%
1 | 11 | 5 | 0 | 0 | 0 | 0% | 0% | 1 | 11 | 5 | 0 | 0 | 0 | 0% | 0%
1 | 11 | 6 | 0 | 0 | 0 | 0% | 0% | 1 | 11 | 6 | 0 | 0 | 0 | 0% | 0%
1 | 11 | 7 | 6.1047e-09 | 7.6807e-09 | 0 | 0% | 0% | 1 | 11 | 7 | 6.1047e-09 | 7.6222e-09 | 0 | 0% | 0%
1 | 11 | 8 | 3.2906e-09 | 4.1401e-09 | 98.4468 | 9.845% | 4.076e-08% | 1 | 11 | 8 | 3.2906e-09 | 4.1086e-09 | 98.4468 | 9.845% | 4.045e-08%
1 | 11 | 9 | 5.3322e-09 | 6.7087e-09 | 124.6764 | 12.47% | 8.364e-08% | 1 | 11 | 9 | 5.3799e-09 | 6.7172e-09 | 124.6764 | 12.47% | 8.375e-08%
1 | 11 | 10 | 6.7732e-09 | 8.5218e-09 | 427.0932 | 42.71% | 3.64e-07% | 1 | 11 | 10 | 6.9355e-09 | 8.6595e-09 | 427.0932 | 42.71% | 3.698e-07%
1 | 11 | 11 | 5.3821e-09 | 6.7715e-09 | 525.3132 | 52.53% | 3.557e-07% | 1 | 11 | 11 | 5.5134e-09 | 6.884e-09 | 525.3132 | 52.53% | 3.616e-07%
1 | 11 | 12 | 5.4246e-09 | 6.825e-09 | 532.3152 | 53.23% | 3.633e-07% | 1 | 11 | 12 | 5.5983e-09 | 6.9899e-09 | 532.3152 | 53.23% | 3.721e-07%
1 | 11 | 13 | 3.7474e-09 | 4.7148e-09 | 576.8532 | 57.69% | 2.72e-07% | 1 | 11 | 13 | 3.8401e-09 | 4.7947e-09 | 576.8532 | 57.69% | 2.766e-07%
1 | 11 | 14 | 2.0408e-09 | 2.5676e-09 | 428.5848 | 42.86% | 1.1e-07% | 1 | 11 | 14 | 2.0578e-09 | 2.5694e-09 | 428.5848 | 42.86% | 1.101e-07%
1 | 11 | 15 | 2.3605e-10 | 2.9699e-10 | 362.1588 | 36.22% | 1.076e-08% | 1 | 11 | 15 | 2.3605e-10 | 2.9473e-10 | 362.1588 | 36.22% | 1.067e-08%
1 | 11 | 16 | 0 | 0 | 222.1068 | 22.21% | 0% | 1 | 11 | 16 | 0 | 0 | 222.1068 | 22.21% | 0%
1 | 11 | 17 | 9.5222e-10 | 1.198e-09 | 7.2048 | 0.7205% | 8.632e-10% | 1 | 11 | 17 | 9.5222e-10 | 1.1889e-09 | 7.2048 | 0.7205% | 8.566e-10%
1 | 11 | 18 | 8.457e-09 | 1.064e-08 | 0 | 0% | 0% | 1 | 11 | 18 | 8.457e-09 | 1.0559e-08 | 0 | 0% | 0%
1 | 11 | 19 | 6.6668e-09 | 8.3878e-09 | 0 | 0% | 0% | 1 | 11 | 19 | 6.6668e-09 | 8.324e-09 | 0 | 0% | 0%
1 | 11 | 20 | 3.3184e-09 | 4.175e-09 | 0 | 0% | 0% | 1 | 11 | 20 | 3.3184e-09 | 4.1432e-09 | 0 | 0% | 0%
1 | 11 | 21 | 1.0098e-10 | 1.2705e-10 | 0 | 0% | 0% | 1 | 11 | 21 | 1.0098e-10 | 1.2608e-10 | 0 | 0% | 0%
1 | 11 | 22 | 0 | 0 | 0 | 0% | 0% | 1 | 11 | 22 | 0 | 0 | 0 | 0% | 0%
1 | 11 | 23 | 0 | 0 | 0 | 0% | 0% | 1 | 11 | 23 | 0 | 0 | 0 | 0% | 0%
1 | 12 | 0 | 0 | 0 | 0 | 0% | 0% | 1 | 12 | 0 | 0 | 0 | 0 | 0% | 0%
1 | 12 | 1 | 0 | 0 | 0 | 0% | 0% | 1 | 12 | 1 | 0 | 0 | 0 | 0% | 0%
1 | 12 | 2 | 0 | 0 | 0 | 0% | 0% | 1 | 12 | 2 | 0 | 0 | 0 | 0% | 0%
1 | 12 | 3 | 0 | 0 | 0 | 0% | 0% | 1 | 12 | 3 | 0 | 0 | 0 | 0% | 0%
1 | 12 | 4 | 0 | 0 | 0 | 0% | 0% | 1 | 12 | 4 | 0 | 0 | 0 | 0% | 0%
1 | 12 | 5 | 0 | 0 | 0 | 0% | 0% | 1 | 12 | 5 | 0 | 0 | 0 | 0% | 0%
1 | 12 | 6 | 0 | 0 | 0 | 0% | 0% | 1 | 12 | 6 | 0 | 0 | 0 | 0% | 0%
1 | 12 | 7 | 6.1183e-10 | 7.6977e-10 | 0 | 0% | 0% | 1 | 12 | 7 | 6.1183e-10 | 7.6392e-10 | 0 | 0% | 0%
1 | 12 | 8 | 1.3144e-09 | 1.6537e-09 | 15.2772 | 1.528% | 2.526e-09% | 1 | 12 | 8 | 1.3144e-09 | 1.6411e-09 | 15.2772 | 1.528% | 2.507e-09%
1 | 12 | 9 | 2.3279e-09 | 2.9288e-09 | 158.3148 | 15.83% | 4.637e-08% | 1 | 12 | 9 | 2.3279e-09 | 2.9065e-09 | 158.3148 | 15.83% | 4.601e-08%
1 | 12 | 10 | 2.3091e-09 | 2.9052e-09 | 134.4648 | 13.45% | 3.906e-08% | 1 | 12 | 10 | 2.3091e-09 | 2.8831e-09 | 134.4648 | 13.45% | 3.877e-08%
1 | 12 | 11 | 1.6543e-09 | 2.0814e-09 | 144.828 | 14.48% | 3.014e-08% | 1 | 12 | 11 | 1.6543e-09 | 2.0656e-09 | 144.828 | 14.48% | 2.992e-08%
1 | 12 | 12 | 1.1553e-09 | 1.4536e-09 | 172.0812 | 17.21% | 2.501e-08% | 1 | 12 | 12 | 1.1553e-09 | 1.4425e-09 | 172.0812 | 17.21% | 2.482e-08%
1 | 12 | 13 | 8.265e-10 | 1.0399e-09 | 104.4264 | 10.44% | 1.086e-08% | 1 | 12 | 13 | 8.265e-10 | 1.032e-09 | 104.4264 | 10.44% | 1.078e-08%
1 | 12 | 14 | 1.3683e-10 | 1.7215e-10 | 138.3648 | 13.84% | 2.382e-09% | 1 | 12 | 14 | 1.3683e-10 | 1.7084e-10 | 138.3648 | 13.84% | 2.364e-09%
1 | 12 | 15 | 1.1853e-10 | 1.4913e-10 | 111.2244 | 11.12% | 1.659e-09% | 1 | 12 | 15 | 1.1853e-10 | 1.4799e-10 | 111.2244 | 11.12% | 1.646e-09%
1 | 12 | 16 | 0 | 0 | 4.902 | 0.4902% | 0% | 1 | 12 | 16 | 0 | 0 | 4.902 | 0.4902% | 0%
1 | 12 | 17 | 1.1327e-09 | 1.4252e-09 | 0 | 0% | 0% | 1 | 12 | 17 | 1.1327e-09 | 1.4143e-09 | 0 | 0% | 0%
1 | 12 | 18 | 1.2611e-08 | 1.5867e-08 | 0 | 0% | 0% | 1 | 12 | 18 | 1.2611e-08 | 1.5746e-08 | 0 | 0% | 0%
1 | 12 | 19 | 5.7314e-09 | 7.211e-09 | 0 | 0% | 0% | 1 | 12 | 19 | 5.7314e-09 | 7.1561e-09 | 0 | 0% | 0%
1 | 12 | 20 | 1.3593e-09 | 1.7102e-09 | 0 | 0% | 0% | 1 | 12 | 20 | 1.3593e-09 | 1.6972e-09 | 0 | 0% | 0%
1 | 12 | 21 | 1.1361e-10 | 1.4294e-10 | 0 | 0% | 0% | 1 | 12 | 21 | 1.1361e-10 | 1.4185e-10 | 0 | 0% | 0%
1 | 12 | 22 | 0 | 0 | 0 | 0% | 0% | 1 | 12 | 22 | 0 | 0 | 0 | 0% | 0%
1 | 12 | 23 | 0 | 0 | 0 | 0% | 0% | 1 | 12 | 23 | 0 | 0 | 0 | 0% | 0%
1 | 13 | 0 | 0 | 0 | 0 | 0% | 0% | 1 | 13 | 0 | 0 | 0 | 0 | 0% | 0%
1 | 13 | 1 | 0 | 0 | 0 | 0% | 0% | 1 | 13 | 1 | 0 | 0 | 0 | 0% | 0%
1 | 13 | 2 | 0 | 0 | 0 | 0% | 0% | 1 | 13 | 2 | 0 | 0 | 0 | 0% | 0%
1 | 13 | 3 | 0 | 0 | 0 | 0% | 0% | 1 | 13 | 3 | 0 | 0 | 0 | 0% | 0%
1 | 13 | 4 | 0 | 0 | 0 | 0% | 0% | 1 | 13 | 4 | 0 | 0 | 0 | 0% | 0%
1 | 13 | 5 | 0 | 0 | 0 | 0% | 0% | 1 | 13 | 5 | 0 | 0 | 0 | 0% | 0%
1 | 13 | 6 | 0 | 0 | 0 | 0% | 0% | 1 | 13 | 6 | 0 | 0 | 0 | 0% | 0%
1 | 13 | 7 | 1.1458e-10 | 1.4416e-10 | 0 | 0% | 0% | 1 | 13 | 7 | 1.1458e-10 | 1.4307e-10 | 0 | 0% | 0%
1 | 13 | 8 | 1.1735e-10 | 1.4764e-10 | 0 | 0% | 0% | 1 | 13 | 8 | 1.1735e-10 | 1.4652e-10 | 0 | 0% | 0%
1 | 13 | 9 | 6.5668e-10 | 8.2621e-10 | 3.0924 | 0.3092% | 2.555e-10% | 1 | 13 | 9 | 6.5668e-10 | 8.1992e-10 | 3.0924 | 0.3092% | 2.536e-10%
1 | 13 | 10 | 2.218e-09 | 2.7906e-09 | 5.1444 | 0.5144% | 1.436e-09% | 1 | 13 | 10 | 2.218e-09 | 2.7694e-09 | 5.1444 | 0.5144% | 1.425e-09%
1 | 13 | 11 | 1.6671e-09 | 2.0974e-09 | 94.032 | 9.403% | 1.972e-08% | 1 | 13 | 11 | 1.6671e-09 | 2.0815e-09 | 94.032 | 9.403% | 1.957e-08%
1 | 13 | 12 | 1.5985e-09 | 2.0112e-09 | 34.6008 | 3.46% | 6.959e-09% | 1 | 13 | 12 | 1.6114e-09 | 2.012e-09 | 34.6008 | 3.46% | 6.962e-09%
1 | 13 | 13 | 1.7555e-09 | 2.2087e-09 | 14.3952 | 1.44% | 3.18e-09% | 1 | 13 | 13 | 1.7555e-09 | 2.1919e-09 | 14.3952 | 1.44% | 3.155e-09%
1 | 13 | 14 | 3.2838e-10 | 4.1315e-10 | 16.6224 | 1.662% | 6.868e-10% | 1 | 13 | 14 | 3.2838e-10 | 4.1001e-10 | 16.6224 | 1.662% | 6.815e-10%
1 | 13 | 15 | 4.8222e-10 | 6.067e-10 | 24.0696 | 2.407% | 1.46e-09% | 1 | 13 | 15 | 4.8222e-10 | 6.0209e-10 | 24.0696 | 2.407% | 1.449e-09%
1 | 13 | 16 | 1.4948e-09 | 1.8807e-09 | 42.5532 | 4.255% | 8.003e-09% | 1 | 13 | 16 | 1.4948e-09 | 1.8664e-09 | 42.5532 | 4.255% | 7.942e-09%
1 | 13 | 17 | 9.1526e-09 | 1.1515e-08 | 0 | 0% | 0% | 1 | 13 | 17 | 9.1526e-09 | 1.1428e-08 | 0 | 0% | 0%
1 | 13 | 18 | 2.2964e-08 | 2.8893e-08 | 0 | 0% | 0% | 1 | 13 | 18 | 2.2964e-08 | 2.8673e-08 | 0 | 0% | 0%
1 | 13 | 19 | 1.5732e-08 | 1.9793e-08 | 0 | 0% | 0% | 1 | 13 | 19 | 1.5732e-08 | 1.9642e-08 | 0 | 0% | 0%
1 | 13 | 20 | 1.5268e-08 | 1.921e-08 | 0 | 0% | 0% | 1 | 13 | 20 | 1.5268e-08 | 1.9064e-08 | 0 | 0% | 0%
1 | 13 | 21 | 5.2434e-09 | 6.5971e-09 | 0 | 0% | 0% | 1 | 13 | 21 | 5.2434e-09 | 6.5469e-09 | 0 | 0% | 0%
1 | 13 | 22 | 1.1735e-10 | 1.4764e-10 | 0 | 0% | 0% | 1 | 13 | 22 | 1.1735e-10 | 1.4652e-10 | 0 | 0% | 0%
1 | 13 | 23 | 0 | 0 | 0 | 0% | 0% | 1 | 13 | 23 | 0 | 0 | 0 | 0% | 0%
1 | 14 | 0 | 0 | 0 | 0 | 0% | 0% | 1 | 14 | 0 | 0 | 0 | 0 | 0% | 0%
1 | 14 | 1 | 0 | 0 | 0 | 0% | 0% | 1 | 14 | 1 | 0 | 0 | 0 | 0% | 0%
1 | 14 | 2 | 0 | 0 | 0 | 0% | 0% | 1 | 14 | 2 | 0 | 0 | 0 | 0% | 0%
1 | 14 | 3 | 0 | 0 | 0 | 0% | 0% | 1 | 14 | 3 | 0 | 0 | 0 | 0% | 0%
1 | 14 | 4 | 0 | 0 | 0 | 0% | 0% | 1 | 14 | 4 | 0 | 0 | 0 | 0% | 0%
1 | 14 | 5 | 0 | 0 | 0 | 0% | 0% | 1 | 14 | 5 | 0 | 0 | 0 | 0% | 0%
1 | 14 | 6 | 1.0644e-08 | 1.3391e-08 | 0 | 0% | 0% | 1 | 14 | 6 | 1.0644e-08 | 1.3289e-08 | 0 | 0% | 0%
1 | 14 | 7 | 2.1087e-07 | 2.6531e-07 | 0 | 0% | 0% | 1 | 14 | 7 | 2.1087e-07 | 2.6329e-07 | 0 | 0% | 0%
1 | 14 | 8 | 2.8811e-07 | 3.6248e-07 | 31.1748 | 3.117% | 1.13e-06% | 1 | 14 | 8 | 2.8811e-07 | 3.5972e-07 | 31.1748 | 3.117% | 1.121e-06%
1 | 14 | 9 | 7.0612e-07 | 8.8841e-07 | 140.244 | 14.02% | 1.246e-05% | 1 | 14 | 9 | 7.0612e-07 | 8.8165e-07 | 140.244 | 14.02% | 1.236e-05%
1 | 14 | 10 | 7.775e-07 | 9.7821e-07 | 354.6312 | 35.46% | 3.469e-05% | 1 | 14 | 10 | 7.775e-07 | 9.7077e-07 | 354.6312 | 35.46% | 3.443e-05%
1 | 14 | 11 | 3.4653e-07 | 4.3598e-07 | 593.976 | 59.4% | 2.59e-05% | 1 | 14 | 11 | 3.4653e-07 | 4.3267e-07 | 593.976 | 59.4% | 2.57e-05%
1 | 14 | 12 | 1.9631e-07 | 2.4699e-07 | 655.776 | 65.58% | 1.62e-05% | 1 | 14 | 12 | 1.9781e-07 | 2.4698e-07 | 655.776 | 65.58% | 1.62e-05%
1 | 14 | 13 | 9.9188e-08 | 1.2479e-07 | 502.4748 | 50.25% | 6.271e-06% | 1 | 14 | 13 | 9.9902e-08 | 1.2474e-07 | 502.4748 | 50.25% | 6.268e-06%
1 | 14 | 14 | 4.4393e-08 | 5.5853e-08 | 113.9712 | 11.4% | 6.366e-07% | 1 | 14 | 14 | 4.4709e-08 | 5.5823e-08 | 113.9712 | 11.4% | 6.362e-07%
1 | 14 | 15 | 1.4064e-08 | 1.7694e-08 | 133.5996 | 13.36% | 2.364e-07% | 1 | 14 | 15 | 1.4169e-08 | 1.7691e-08 | 133.5996 | 13.36% | 2.363e-07%
1 | 14 | 16 | 1.4166e-08 | 1.7823e-08 | 52.1124 | 5.211% | 9.288e-08% | 1 | 14 | 16 | 1.4166e-08 | 1.7687e-08 | 52.1124 | 5.211% | 9.217e-08%
1 | 14 | 17 | 4.6031e-08 | 5.7914e-08 | 0.4248 | 0.04248% | 2.46e-09% | 1 | 14 | 17 | 4.6031e-08 | 5.7473e-08 | 0.4248 | 0.04248% | 2.441e-09%
1 | 14 | 18 | 5.0202e-07 | 6.3162e-07 | 0 | 0% | 0% | 1 | 14 | 18 | 5.0202e-07 | 6.2681e-07 | 0 | 0% | 0%
1 | 14 | 19 | 3.3701e-07 | 4.24e-07 | 0 | 0% | 0% | 1 | 14 | 19 | 3.3701e-07 | 4.2078e-07 | 0 | 0% | 0%
1 | 14 | 20 | 2.3962e-07 | 3.0148e-07 | 0 | 0% | 0% | 1 | 14 | 20 | 2.3962e-07 | 2.9919e-07 | 0 | 0% | 0%
1 | 14 | 21 | 1.1772e-07 | 1.481e-07 | 0 | 0% | 0% | 1 | 14 | 21 | 1.1772e-07 | 1.4698e-07 | 0 | 0% | 0%
1 | 14 | 22 | 4.301e-08 | 5.4113e-08 | 0 | 0% | 0% | 1 | 14 | 22 | 4.301e-08 | 5.3702e-08 | 0 | 0% | 0%
1 | 14 | 23 | 9.0858e-09 | 1.1431e-08 | 0 | 0% | 0% | 1 | 14 | 23 | 9.0858e-09 | 1.1344e-08 | 0 | 0% | 0%
1 | 15 | 0 | 2.5065e-09 | 3.1536e-09 | 0 | 0% | 0% | 1 | 15 | 0 | 2.5065e-09 | 3.1296e-09 | 0 | 0% | 0%
1 | 15 | 1 | 8.9596e-10 | 1.1273e-09 | 0 | 0% | 0% | 1 | 15 | 1 | 8.9596e-10 | 1.1187e-09 | 0 | 0% | 0%
1 | 15 | 2 | 0 | 0 | 0 | 0% | 0% | 1 | 15 | 2 | 0 | 0 | 0 | 0% | 0%
1 | 15 | 3 | 0 | 0 | 0 | 0% | 0% | 1 | 15 | 3 | 0 | 0 | 0 | 0% | 0%
1 | 15 | 4 | 0 | 0 | 0 | 0% | 0% | 1 | 15 | 4 | 0 | 0 | 0 | 0% | 0%
1 | 15 | 5 | 7.2531e-10 | 9.1255e-10 | 0 | 0% | 0% | 1 | 15 | 5 | 7.2531e-10 | 9.0561e-10 | 0 | 0% | 0%
1 | 15 | 6 | 3.1106e-09 | 3.9136e-09 | 0 | 0% | 0% | 1 | 15 | 6 | 3.1106e-09 | 3.8838e-09 | 0 | 0% | 0%
1 | 15 | 7 | 8.1962e-09 | 1.0312e-08 | 0 | 0% | 0% | 1 | 15 | 7 | 8.1962e-09 | 1.0234e-08 | 0 | 0% | 0%
1 | 15 | 8 | 2.7169e-08 | 3.4183e-08 | 60.0804 | 6.008% | 2.054e-07% | 1 | 15 | 8 | 2.7169e-08 | 3.3923e-08 | 60.0804 | 6.008% | 2.038e-07%
1 | 15 | 9 | 3.0874e-08 | 3.8844e-08 | 131.1648 | 13.12% | 5.095e-07% | 1 | 15 | 9 | 3.0874e-08 | 3.8549e-08 | 131.1648 | 13.12% | 5.056e-07%
1 | 15 | 10 | 1.6532e-08 | 2.08e-08 | 394.6296 | 39.46% | 8.208e-07% | 1 | 15 | 10 | 1.6532e-08 | 2.0642e-08 | 394.6296 | 39.46% | 8.146e-07%
1 | 15 | 11 | 7.4529e-09 | 9.3769e-09 | 305.3064 | 30.53% | 2.863e-07% | 1 | 15 | 11 | 7.4529e-09 | 9.3056e-09 | 305.3064 | 30.53% | 2.841e-07%
1 | 15 | 12 | 1.1559e-09 | 1.4542e-09 | 456.66 | 45.67% | 6.641e-08% | 1 | 15 | 12 | 1.1559e-09 | 1.4432e-09 | 456.66 | 45.67% | 6.59e-08%
1 | 15 | 13 | 0 | 0 | 388.7256 | 38.87% | 0% | 1 | 15 | 13 | 0 | 0 | 388.7256 | 38.87% | 0%
1 | 15 | 14 | 0 | 0 | 22.806 | 2.281% | 0% | 1 | 15 | 14 | 0 | 0 | 22.806 | 2.281% | 0%
1 | 15 | 15 | 0 | 0 | 25.2324 | 2.523% | 0% | 1 | 15 | 15 | 0 | 0 | 25.2324 | 2.523% | 0%
1 | 15 | 16 | 0 | 0 | 48.3504 | 4.835% | 0% | 1 | 15 | 16 | 0 | 0 | 48.3504 | 4.835% | 0%
1 | 15 | 17 | 0 | 0 | 0.3984 | 0.03984% | 0% | 1 | 15 | 17 | 0 | 0 | 0.3984 | 0.03984% | 0%
1 | 15 | 18 | 1.1949e-08 | 1.5034e-08 | 0 | 0% | 0% | 1 | 15 | 18 | 1.1949e-08 | 1.4919e-08 | 0 | 0% | 0%
1 | 15 | 19 | 1.4576e-08 | 1.8338e-08 | 0 | 0% | 0% | 1 | 15 | 19 | 1.4576e-08 | 1.8199e-08 | 0 | 0% | 0%
1 | 15 | 20 | 1.204e-08 | 1.5148e-08 | 0 | 0% | 0% | 1 | 15 | 20 | 1.204e-08 | 1.5032e-08 | 0 | 0% | 0%
1 | 15 | 21 | 6.9874e-09 | 8.7912e-09 | 0 | 0% | 0% | 1 | 15 | 21 | 6.9874e-09 | 8.7244e-09 | 0 | 0% | 0%
1 | 15 | 22 | 2.4265e-09 | 3.0529e-09 | 0 | 0% | 0% | 1 | 15 | 22 | 2.4265e-09 | 3.0297e-09 | 0 | 0% | 0%
1 | 15 | 23 | 0 | 0 | 0 | 0% | 0% | 1 | 15 | 23 | 0 | 0 | 0 | 0% | 0%
1 | 16 | 0 | 0 | 0 | 0 | 0% | 0% | 1 | 16 | 0 | 0 | 0 | 0 | 0% | 0%
1 | 16 | 1 | 0 | 0 | 0 | 0% | 0% | 1 | 16 | 1 | 0 | 0 | 0 | 0% | 0%
1 | 16 | 2 | 0 | 0 | 0 | 0% | 0% | 1 | 16 | 2 | 0 | 0 | 0 | 0% | 0%
1 | 16 | 3 | 0 | 0 | 0 | 0% | 0% | 1 | 16 | 3 | 0 | 0 | 0 | 0% | 0%
1 | 16 | 4 | 0 | 0 | 0 | 0% | 0% | 1 | 16 | 4 | 0 | 0 | 0 | 0% | 0%
1 | 16 | 5 | 0 | 0 | 0 | 0% | 0% | 1 | 16 | 5 | 0 | 0 | 0 | 0% | 0%
1 | 16 | 6 | 0 | 0 | 0 | 0% | 0% | 1 | 16 | 6 | 0 | 0 | 0 | 0% | 0%
1 | 16 | 7 | 1.123e-09 | 1.4129e-09 | 0 | 0% | 0% | 1 | 16 | 7 | 1.123e-09 | 1.4022e-09 | 0 | 0% | 0%
1 | 16 | 8 | 4.7925e-09 | 6.0297e-09 | 9.1164 | 0.9116% | 5.497e-09% | 1 | 16 | 8 | 4.7925e-09 | 5.9838e-09 | 9.1164 | 0.9116% | 5.455e-09%
1 | 16 | 9 | 1.3521e-08 | 1.7012e-08 | 31.71 | 3.171% | 5.394e-08% | 1 | 16 | 9 | 1.3521e-08 | 1.6882e-08 | 31.71 | 3.171% | 5.353e-08%
1 | 16 | 10 | 1.6898e-08 | 2.126e-08 | 67.0308 | 6.703% | 1.425e-07% | 1 | 16 | 10 | 1.6898e-08 | 2.1098e-08 | 67.0308 | 6.703% | 1.414e-07%
1 | 16 | 11 | 2.2793e-08 | 2.8676e-08 | 108.6588 | 10.87% | 3.116e-07% | 1 | 16 | 11 | 2.2973e-08 | 2.8684e-08 | 108.6588 | 10.87% | 3.117e-07%
1 | 16 | 12 | 3.1329e-08 | 3.9416e-08 | 101.0952 | 10.11% | 3.985e-07% | 1 | 16 | 12 | 3.1329e-08 | 3.9117e-08 | 101.0952 | 10.11% | 3.954e-07%
1 | 16 | 13 | 4.2079e-08 | 5.2942e-08 | 286.6752 | 28.67% | 1.518e-06% | 1 | 16 | 13 | 4.2079e-08 | 5.2539e-08 | 286.6752 | 28.67% | 1.506e-06%
1 | 16 | 14 | 4.3363e-08 | 5.4557e-08 | 203.2884 | 20.33% | 1.109e-06% | 1 | 16 | 14 | 4.3363e-08 | 5.4142e-08 | 203.2884 | 20.33% | 1.101e-06%
1 | 16 | 15 | 6.1338e-08 | 7.7173e-08 | 117.5748 | 11.76% | 9.074e-07% | 1 | 16 | 15 | 6.1338e-08 | 7.6586e-08 | 117.5748 | 11.76% | 9.005e-07%
1 | 16 | 16 | 8.3469e-08 | 1.0502e-07 | 61.2252 | 6.123% | 6.43e-07% | 1 | 16 | 16 | 8.3469e-08 | 1.0422e-07 | 61.2252 | 6.123% | 6.381e-07%
1 | 16 | 17 | 5.0859e-07 | 6.3988e-07 | 2.6136 | 0.2614% | 1.672e-07% | 1 | 16 | 17 | 5.0859e-07 | 6.3502e-07 | 2.6136 | 0.2614% | 1.66e-07%
1 | 16 | 18 | 2.255e-06 | 2.8371e-06 | 0 | 0% | 0% | 1 | 16 | 18 | 2.255e-06 | 2.8155e-06 | 0 | 0% | 0%
1 | 16 | 19 | 1.9896e-06 | 2.5032e-06 | 0 | 0% | 0% | 1 | 16 | 19 | 1.9896e-06 | 2.4841e-06 | 0 | 0% | 0%
1 | 16 | 20 | 1.6138e-06 | 2.0304e-06 | 0 | 0% | 0% | 1 | 16 | 20 | 1.6138e-06 | 2.0149e-06 | 0 | 0% | 0%
1 | 16 | 21 | 7.5642e-07 | 9.5169e-07 | 0 | 0% | 0% | 1 | 16 | 21 | 7.5642e-07 | 9.4445e-07 | 0 | 0% | 0%
1 | 16 | 22 | 4.0683e-07 | 5.1186e-07 | 0 | 0% | 0% | 1 | 16 | 22 | 4.0683e-07 | 5.0797e-07 | 0 | 0% | 0%
1 | 16 | 23 | 9.272e-08 | 1.1666e-07 | 0 | 0% | 0% | 1 | 16 | 23 | 9.272e-08 | 1.1577e-07 | 0 | 0% | 0%
1 | 17 | 0 | 4.7739e-08 | 6.0062e-08 | 0 | 0% | 0% | 1 | 17 | 0 | 4.7739e-08 | 5.9605e-08 | 0 | 0% | 0%
1 | 17 | 1 | 4.2698e-08 | 5.372e-08 | 0 | 0% | 0% | 1 | 17 | 1 | 4.2698e-08 | 5.3311e-08 | 0 | 0% | 0%
1 | 17 | 2 | 5.9181e-08 | 7.4459e-08 | 0 | 0% | 0% | 1 | 17 | 2 | 5.9181e-08 | 7.3893e-08 | 0 | 0% | 0%
1 | 17 | 3 | 9.6865e-08 | 1.2187e-07 | 0 | 0% | 0% | 1 | 17 | 3 | 9.6865e-08 | 1.2094e-07 | 0 | 0% | 0%
1 | 17 | 4 | 1.8247e-07 | 2.2958e-07 | 0 | 0% | 0% | 1 | 17 | 4 | 1.8247e-07 | 2.2783e-07 | 0 | 0% | 0%
1 | 17 | 5 | 7.7737e-07 | 9.7805e-07 | 0 | 0% | 0% | 1 | 17 | 5 | 7.7737e-07 | 9.7061e-07 | 0 | 0% | 0%
1 | 17 | 6 | 1.0926e-05 | 1.3747e-05 | 0 | 0% | 0% | 1 | 17 | 6 | 1.0926e-05 | 1.3643e-05 | 0 | 0% | 0%
1 | 17 | 7 | 8.8792e-05 | 0.00011171 | 0 | 0% | 0% | 1 | 17 | 7 | 8.8792e-05 | 0.00011086 | 0 | 0% | 0%
1 | 17 | 8 | 0.00011159 | 0.00014039 | 9.1152 | 0.9115% | 0.000128% | 1 | 17 | 8 | 0.00011159 | 0.00013933 | 9.1152 | 0.9115% | 0.000127%
1 | 17 | 9 | 0.00014762 | 0.00018573 | 330.6528 | 33.07% | 0.006141% | 1 | 17 | 9 | 0.00014762 | 0.00018432 | 330.6528 | 33.07% | 0.006094%
1 | 17 | 10 | 0.00011715 | 0.00014739 | 450.3324 | 45.03% | 0.006638% | 1 | 17 | 10 | 0.00011715 | 0.00014627 | 450.3324 | 45.03% | 0.006587%
1 | 17 | 11 | 5.89e-05 | 7.4106e-05 | 552.132 | 55.21% | 0.004092% | 1 | 17 | 11 | 5.89e-05 | 7.3542e-05 | 552.132 | 55.21% | 0.00406%
1 | 17 | 12 | 2.715e-05 | 3.4159e-05 | 790.0368 | 79% | 0.002699% | 1 | 17 | 12 | 2.715e-05 | 3.3899e-05 | 790.0368 | 79% | 0.002678%
1 | 17 | 13 | 1.3768e-05 | 1.7322e-05 | 782.7456 | 78.27% | 0.001356% | 1 | 17 | 13 | 1.3768e-05 | 1.7191e-05 | 782.7456 | 78.27% | 0.001346%
1 | 17 | 14 | 5.1163e-06 | 6.437e-06 | 701.7336 | 70.17% | 0.0004517% | 1 | 17 | 14 | 5.1163e-06 | 6.3881e-06 | 701.7336 | 70.17% | 0.0004483%
1 | 17 | 15 | 2.434e-06 | 3.0624e-06 | 546.1044 | 54.61% | 0.0001672% | 1 | 17 | 15 | 2.434e-06 | 3.0391e-06 | 546.1044 | 54.61% | 0.000166%
1 | 17 | 16 | 2.7265e-06 | 3.4303e-06 | 320.0856 | 32.01% | 0.0001098% | 1 | 17 | 16 | 2.7265e-06 | 3.4042e-06 | 320.0856 | 32.01% | 0.000109%
1 | 17 | 17 | 2.0204e-05 | 2.5419e-05 | 73.1832 | 7.318% | 0.000186% | 1 | 17 | 17 | 2.0204e-05 | 2.5226e-05 | 73.1832 | 7.318% | 0.0001846%
1 | 17 | 18 | 0.00014752 | 0.0001856 | 0 | 0% | 0% | 1 | 17 | 18 | 0.00014752 | 0.00018419 | 0 | 0% | 0%
1 | 17 | 19 | 0.00019904 | 0.00025042 | 0 | 0% | 0% | 1 | 17 | 19 | 0.00019904 | 0.00024852 | 0 | 0% | 0%
1 | 17 | 20 | 0.00015327 | 0.00019283 | 0 | 0% | 0% | 1 | 17 | 20 | 0.00015327 | 0.00019137 | 0 | 0% | 0%
1 | 17 | 21 | 0.00010805 | 0.00013594 | 0 | 0% | 0% | 1 | 17 | 21 | 0.00010805 | 0.00013491 | 0 | 0% | 0%
1 | 17 | 22 | 3.1849e-05 | 4.0071e-05 | 0 | 0% | 0% | 1 | 17 | 22 | 3.1849e-05 | 3.9766e-05 | 0 | 0% | 0%
1 | 17 | 23 | 9.1581e-06 | 1.1522e-05 | 0 | 0% | 0% | 1 | 17 | 23 | 9.1581e-06 | 1.1435e-05 | 0 | 0% | 0%
1 | 18 | 0 | 3.7026e-06 | 4.6584e-06 | 0 | 0% | 0% | 1 | 18 | 0 | 3.7026e-06 | 4.623e-06 | 0 | 0% | 0%
1 | 18 | 1 | 1.9501e-06 | 2.4535e-06 | 0 | 0% | 0% | 1 | 18 | 1 | 1.9501e-06 | 2.4348e-06 | 0 | 0% | 0%
1 | 18 | 2 | 1.6888e-06 | 2.1248e-06 | 0 | 0% | 0% | 1 | 18 | 2 | 1.6888e-06 | 2.1087e-06 | 0 | 0% | 0%
1 | 18 | 3 | 2.0023e-06 | 2.5193e-06 | 0 | 0% | 0% | 1 | 18 | 3 | 2.0023e-06 | 2.5001e-06 | 0 | 0% | 0%
1 | 18 | 4 | 3.6344e-06 | 4.5726e-06 | 0 | 0% | 0% | 1 | 18 | 4 | 3.6344e-06 | 4.5378e-06 | 0 | 0% | 0%
1 | 18 | 5 | 1.9286e-05 | 2.4265e-05 | 0 | 0% | 0% | 1 | 18 | 5 | 1.9286e-05 | 2.408e-05 | 0 | 0% | 0%
1 | 18 | 6 | 0.00025554 | 0.00032151 | 0 | 0% | 0% | 1 | 18 | 6 | 0.00025554 | 0.00031906 | 0 | 0% | 0%
1 | 18 | 7 | 0.00088109 | 0.0011085 | 0 | 0% | 0% | 1 | 18 | 7 | 0.00088109 | 0.0011001 | 0 | 0% | 0%
1 | 18 | 8 | 0.0007756 | 0.00097582 | 141.5052 | 14.15% | 0.01381% | 1 | 18 | 8 | 0.0007756 | 0.00096839 | 141.5052 | 14.15% | 0.0137%
1 | 18 | 9 | 0.00057241 | 0.00072018 | 399.4572 | 39.95% | 0.02877% | 1 | 18 | 9 | 0.00057241 | 0.0007147 | 399.4572 | 39.95% | 0.02855%
1 | 18 | 10 | 0.00030201 | 0.00037997 | 608.448 | 60.84% | 0.02312% | 1 | 18 | 10 | 0.00030201 | 0.00037708 | 608.448 | 60.84% | 0.02294%
1 | 18 | 11 | 0.0001029 | 0.00012947 | 740.5872 | 74.06% | 0.009588% | 1 | 18 | 11 | 0.0001029 | 0.00012848 | 740.5872 | 74.06% | 0.009515%
1 | 18 | 12 | 5.2237e-05 | 6.5722e-05 | 797.5368 | 79.75% | 0.005242% | 1 | 18 | 12 | 5.2237e-05 | 6.5222e-05 | 797.5368 | 79.75% | 0.005202%
1 | 18 | 13 | 1.4928e-05 | 1.8781e-05 | 798.1932 | 79.82% | 0.001499% | 1 | 18 | 13 | 1.4928e-05 | 1.8638e-05 | 798.1932 | 79.82% | 0.001488%
1 | 18 | 14 | 4.0483e-06 | 5.0933e-06 | 717.126 | 71.71% | 0.0003653% | 1 | 18 | 14 | 4.0483e-06 | 5.0546e-06 | 717.126 | 71.71% | 0.0003625%
1 | 18 | 15 | 2.3545e-06 | 2.9623e-06 | 560.3544 | 56.04% | 0.000166% | 1 | 18 | 15 | 2.3545e-06 | 2.9397e-06 | 560.3544 | 56.04% | 0.0001647%
1 | 18 | 16 | 2.3687e-06 | 2.9802e-06 | 339.4476 | 33.94% | 0.0001012% | 1 | 18 | 16 | 2.3687e-06 | 2.9575e-06 | 339.4476 | 33.94% | 0.0001004%
1 | 18 | 17 | 1.2315e-05 | 1.5494e-05 | 90.324 | 9.032% | 0.0001399% | 1 | 18 | 17 | 1.2315e-05 | 1.5376e-05 | 90.324 | 9.032% | 0.0001389%
1 | 18 | 18 | 7.7743e-05 | 9.7813e-05 | 0 | 0% | 0% | 1 | 18 | 18 | 7.7743e-05 | 9.7069e-05 | 0 | 0% | 0%
1 | 18 | 19 | 0.000123 | 0.00015475 | 0 | 0% | 0% | 1 | 18 | 19 | 0.000123 | 0.00015357 | 0 | 0% | 0%
1 | 18 | 20 | 0.00011222 | 0.00014119 | 0 | 0% | 0% | 1 | 18 | 20 | 0.00011222 | 0.00014011 | 0 | 0% | 0%
1 | 18 | 21 | 5.6231e-05 | 7.0747e-05 | 0 | 0% | 0% | 1 | 18 | 21 | 5.6231e-05 | 7.0209e-05 | 0 | 0% | 0%
1 | 18 | 22 | 1.1125e-05 | 1.3997e-05 | 0 | 0% | 0% | 1 | 18 | 22 | 1.1125e-05 | 1.389e-05 | 0 | 0% | 0%
1 | 18 | 23 | 7.2057e-07 | 9.0658e-07 | 0 | 0% | 0% | 1 | 18 | 23 | 7.2057e-07 | 8.9968e-07 | 0 | 0% | 0%
1 | 19 | 0 | 1.8797e-07 | 2.3649e-07 | 0 | 0% | 0% | 1 | 19 | 0 | 1.8797e-07 | 2.3469e-07 | 0 | 0% | 0%
1 | 19 | 1 | 1.0279e-07 | 1.2932e-07 | 0 | 0% | 0% | 1 | 19 | 1 | 1.0279e-07 | 1.2834e-07 | 0 | 0% | 0%
1 | 19 | 2 | 3.2794e-08 | 4.126e-08 | 0 | 0% | 0% | 1 | 19 | 2 | 3.2794e-08 | 4.0946e-08 | 0 | 0% | 0%
1 | 19 | 3 | 2.7373e-08 | 3.444e-08 | 0 | 0% | 0% | 1 | 19 | 3 | 2.7373e-08 | 3.4178e-08 | 0 | 0% | 0%
1 | 19 | 4 | 2.5766e-08 | 3.2418e-08 | 0 | 0% | 0% | 1 | 19 | 4 | 2.5766e-08 | 3.2171e-08 | 0 | 0% | 0%
1 | 19 | 5 | 8.7294e-08 | 1.0983e-07 | 0 | 0% | 0% | 1 | 19 | 5 | 8.7294e-08 | 1.0899e-07 | 0 | 0% | 0%
1 | 19 | 6 | 2.5986e-06 | 3.2694e-06 | 0 | 0% | 0% | 1 | 19 | 6 | 2.5986e-06 | 3.2446e-06 | 0 | 0% | 0%
1 | 19 | 7 | 2.536e-05 | 3.1907e-05 | 0 | 0% | 0% | 1 | 19 | 7 | 2.536e-05 | 3.1664e-05 | 0 | 0% | 0%
1 | 19 | 8 | 4.3379e-05 | 5.4577e-05 | 140.2272 | 14.02% | 0.0007653% | 1 | 19 | 8 | 4.3379e-05 | 5.4162e-05 | 140.2272 | 14.02% | 0.0007595%
1 | 19 | 9 | 2.2582e-05 | 2.8411e-05 | 401.2116 | 40.12% | 0.00114% | 1 | 19 | 9 | 2.2582e-05 | 2.8195e-05 | 401.2116 | 40.12% | 0.001131%
1 | 19 | 10 | 1.9864e-05 | 2.4992e-05 | 602.874 | 60.29% | 0.001507% | 1 | 19 | 10 | 1.9864e-05 | 2.4802e-05 | 602.874 | 60.29% | 0.001495%
1 | 19 | 11 | 8.6637e-06 | 1.09e-05 | 739.0632 | 73.91% | 0.0008056% | 1 | 19 | 11 | 8.6637e-06 | 1.0817e-05 | 739.0632 | 73.91% | 0.0007995%
1 | 19 | 12 | 3.9704e-06 | 4.9954e-06 | 798.582 | 79.86% | 0.0003989% | 1 | 19 | 12 | 3.9704e-06 | 4.9574e-06 | 798.582 | 79.86% | 0.0003959%
1 | 19 | 13 | 2.2132e-06 | 2.7846e-06 | 786.7716 | 78.68% | 0.0002191% | 1 | 19 | 13 | 2.2132e-06 | 2.7634e-06 | 786.7716 | 78.68% | 0.0002174%
1 | 19 | 14 | 1.2709e-06 | 1.599e-06 | 704.6448 | 70.46% | 0.0001127% | 1 | 19 | 14 | 1.2709e-06 | 1.5869e-06 | 704.6448 | 70.46% | 0.0001118%
1 | 19 | 15 | 8.5038e-07 | 1.0699e-06 | 551.886 | 55.19% | 5.905e-05% | 1 | 19 | 15 | 8.5038e-07 | 1.0618e-06 | 551.886 | 55.19% | 5.86e-05%
1 | 19 | 16 | 1.0612e-06 | 1.3352e-06 | 327.0156 | 32.7% | 4.366e-05% | 1 | 19 | 16 | 1.0612e-06 | 1.325e-06 | 327.0156 | 32.7% | 4.333e-05%
1 | 19 | 17 | 3.3695e-06 | 4.2393e-06 | 81.2688 | 8.127% | 3.445e-05% | 1 | 19 | 17 | 3.3695e-06 | 4.2071e-06 | 81.2688 | 8.127% | 3.419e-05%
1 | 19 | 18 | 8.3929e-06 | 1.0559e-05 | 0 | 0% | 0% | 1 | 19 | 18 | 8.3929e-06 | 1.0479e-05 | 0 | 0% | 0%
1 | 19 | 19 | 4.7833e-06 | 6.0181e-06 | 0 | 0% | 0% | 1 | 19 | 19 | 4.7833e-06 | 5.9724e-06 | 0 | 0% | 0%
1 | 19 | 20 | 1.645e-06 | 2.0696e-06 | 0 | 0% | 0% | 1 | 19 | 20 | 1.645e-06 | 2.0539e-06 | 0 | 0% | 0%
1 | 19 | 21 | 3.8237e-07 | 4.8108e-07 | 0 | 0% | 0% | 1 | 19 | 21 | 3.8237e-07 | 4.7742e-07 | 0 | 0% | 0%
1 | 19 | 22 | 6.6092e-08 | 8.3153e-08 | 0 | 0% | 0% | 1 | 19 | 22 | 6.6092e-08 | 8.2521e-08 | 0 | 0% | 0%
1 | 19 | 23 | 4.378e-09 | 5.5082e-09 | 0 | 0% | 0% | 1 | 19 | 23 | 4.378e-09 | 5.4663e-09 | 0 | 0% | 0%
1 | 20 | 0 | 1.1518e-09 | 1.4491e-09 | 0 | 0% | 0% | 1 | 20 | 0 | 1.1518e-09 | 1.4381e-09 | 0 | 0% | 0%
1 | 20 | 1 | 3.461e-10 | 4.3545e-10 | 0 | 0% | 0% | 1 | 20 | 1 | 3.461e-10 | 4.3214e-10 | 0 | 0% | 0%
1 | 20 | 2 | 0 | 0 | 0 | 0% | 0% | 1 | 20 | 2 | 0 | 0 | 0 | 0% | 0%
1 | 20 | 3 | 0 | 0 | 0 | 0% | 0% | 1 | 20 | 3 | 0 | 0 | 0 | 0% | 0%
1 | 20 | 4 | 0 | 0 | 0 | 0% | 0% | 1 | 20 | 4 | 0 | 0 | 0 | 0% | 0%
1 | 20 | 5 | 2.6716e-09 | 3.3613e-09 | 0 | 0% | 0% | 1 | 20 | 5 | 2.6716e-09 | 3.3357e-09 | 0 | 0% | 0%
1 | 20 | 6 | 1.0582e-07 | 1.3314e-07 | 0 | 0% | 0% | 1 | 20 | 6 | 1.0582e-07 | 1.3212e-07 | 0 | 0% | 0%
1 | 20 | 7 | 1.6239e-06 | 2.0431e-06 | 0 | 0% | 0% | 1 | 20 | 7 | 1.6239e-06 | 2.0275e-06 | 0 | 0% | 0%
1 | 20 | 8 | 1.103e-06 | 1.3878e-06 | 144.4212 | 14.44% | 2.004e-05% | 1 | 20 | 8 | 1.103e-06 | 1.3772e-06 | 144.4212 | 14.44% | 1.989e-05%
1 | 20 | 9 | 1.3051e-06 | 1.6421e-06 | 415.2036 | 41.52% | 6.818e-05% | 1 | 20 | 9 | 1.3051e-06 | 1.6296e-06 | 415.2036 | 41.52% | 6.766e-05%
1 | 20 | 10 | 1.9764e-06 | 2.4866e-06 | 624.4632 | 62.45% | 0.0001553% | 1 | 20 | 10 | 1.9905e-06 | 2.4854e-06 | 624.4632 | 62.45% | 0.0001552%
1 | 20 | 11 | 8.5023e-07 | 1.0697e-06 | 755.8536 | 75.59% | 8.086e-05% | 1 | 20 | 11 | 8.5595e-07 | 1.0687e-06 | 755.8536 | 75.59% | 8.078e-05%
1 | 20 | 12 | 4.5752e-07 | 5.7562e-07 | 801.816 | 80.18% | 4.615e-05% | 1 | 20 | 12 | 4.6367e-07 | 5.7893e-07 | 801.816 | 80.18% | 4.642e-05%
1 | 20 | 13 | 2.0812e-07 | 2.6185e-07 | 788.8908 | 78.89% | 2.066e-05% | 1 | 20 | 13 | 2.1267e-07 | 2.6553e-07 | 788.8908 | 78.89% | 2.095e-05%
1 | 20 | 14 | 1.6015e-07 | 2.015e-07 | 706.65 | 70.67% | 1.424e-05% | 1 | 20 | 14 | 1.6138e-07 | 2.015e-07 | 706.65 | 70.67% | 1.424e-05%
1 | 20 | 15 | 9.7694e-08 | 1.2291e-07 | 548.6544 | 54.87% | 6.744e-06% | 1 | 20 | 15 | 9.84e-08 | 1.2286e-07 | 548.6544 | 54.87% | 6.741e-06%
1 | 20 | 16 | 1.0351e-07 | 1.3023e-07 | 331.2636 | 33.13% | 4.314e-06% | 1 | 20 | 16 | 1.0507e-07 | 1.3119e-07 | 331.2636 | 33.13% | 4.346e-06%
1 | 20 | 17 | 2.7975e-07 | 3.5197e-07 | 82.4964 | 8.25% | 2.904e-06% | 1 | 20 | 17 | 2.7975e-07 | 3.4929e-07 | 82.4964 | 8.25% | 2.882e-06%
1 | 20 | 18 | 1.4033e-06 | 1.7656e-06 | 0 | 0% | 0% | 1 | 20 | 18 | 1.4033e-06 | 1.7521e-06 | 0 | 0% | 0%
1 | 20 | 19 | 6.3902e-07 | 8.0399e-07 | 0 | 0% | 0% | 1 | 20 | 19 | 6.3902e-07 | 7.9787e-07 | 0 | 0% | 0%
1 | 20 | 20 | 7.2057e-07 | 9.0658e-07 | 0 | 0% | 0% | 1 | 20 | 20 | 7.2057e-07 | 8.9968e-07 | 0 | 0% | 0%
1 | 20 | 21 | 1.9914e-07 | 2.5055e-07 | 0 | 0% | 0% | 1 | 20 | 21 | 1.9914e-07 | 2.4864e-07 | 0 | 0% | 0%
1 | 20 | 22 | 3.0627e-08 | 3.8533e-08 | 0 | 0% | 0% | 1 | 20 | 22 | 3.0627e-08 | 3.824e-08 | 0 | 0% | 0%
1 | 20 | 23 | 4.3084e-09 | 5.4206e-09 | 0 | 0% | 0% | 1 | 20 | 23 | 4.3084e-09 | 5.3794e-09 | 0 | 0% | 0%
1 | 21 | 0 | 1.7693e-09 | 2.2261e-09 | 0 | 0% | 0% | 1 | 21 | 0 | 1.7693e-09 | 2.2092e-09 | 0 | 0% | 0%
1 | 21 | 1 | 3.2238e-10 | 4.056e-10 | 0 | 0% | 0% | 1 | 21 | 1 | 3.2238e-10 | 4.0251e-10 | 0 | 0% | 0%
1 | 21 | 2 | 0 | 0 | 0 | 0% | 0% | 1 | 21 | 2 | 0 | 0 | 0 | 0% | 0%
1 | 21 | 3 | 0 | 0 | 0 | 0% | 0% | 1 | 21 | 3 | 0 | 0 | 0 | 0% | 0%
1 | 21 | 4 | 2.5817e-10 | 3.2482e-10 | 0 | 0% | 0% | 1 | 21 | 4 | 2.5817e-10 | 3.2235e-10 | 0 | 0% | 0%
1 | 21 | 5 | 5.8699e-09 | 7.3852e-09 | 0 | 0% | 0% | 1 | 21 | 5 | 5.8699e-09 | 7.329e-09 | 0 | 0% | 0%
1 | 21 | 6 | 2.8605e-07 | 3.5989e-07 | 0 | 0% | 0% | 1 | 21 | 6 | 2.8605e-07 | 3.5715e-07 | 0 | 0% | 0%
1 | 21 | 7 | 3.9423e-06 | 4.9601e-06 | 0 | 0% | 0% | 1 | 21 | 7 | 3.9423e-06 | 4.9223e-06 | 0 | 0% | 0%
1 | 21 | 8 | 6.097e-06 | 7.6709e-06 | 132.8436 | 13.28% | 0.0001019% | 1 | 21 | 8 | 6.097e-06 | 7.6126e-06 | 132.8436 | 13.28% | 0.0001011%
1 | 21 | 9 | 1.3174e-05 | 1.6575e-05 | 172.3692 | 17.24% | 0.0002857% | 1 | 21 | 9 | 1.3256e-05 | 1.6551e-05 | 172.3692 | 17.24% | 0.0002853%
1 | 21 | 10 | 1.6388e-05 | 2.0619e-05 | 382.3008 | 38.23% | 0.0007883% | 1 | 21 | 10 | 1.6489e-05 | 2.0588e-05 | 382.3008 | 38.23% | 0.0007871%
1 | 21 | 11 | 7.1209e-06 | 8.9591e-06 | 795.3792 | 79.54% | 0.0007126% | 1 | 21 | 11 | 7.2156e-06 | 9.0092e-06 | 795.3792 | 79.54% | 0.0007166%
1 | 21 | 12 | 3.1045e-06 | 3.9059e-06 | 874.0692 | 87.41% | 0.0003414% | 1 | 21 | 12 | 3.1447e-06 | 3.9265e-06 | 874.0692 | 87.41% | 0.0003432%
1 | 21 | 13 | 1.4334e-06 | 1.8034e-06 | 868.9188 | 86.89% | 0.0001567% | 1 | 21 | 13 | 1.4633e-06 | 1.827e-06 | 868.9188 | 86.89% | 0.0001588%
1 | 21 | 14 | 5.8834e-07 | 7.4022e-07 | 782.8068 | 78.28% | 5.794e-05% | 1 | 21 | 14 | 6.009e-07 | 7.5027e-07 | 782.8068 | 78.28% | 5.873e-05%
1 | 21 | 15 | 3.2509e-07 | 4.0901e-07 | 616.35 | 61.64% | 2.521e-05% | 1 | 21 | 15 | 3.2509e-07 | 4.059e-07 | 616.35 | 61.64% | 2.502e-05%
1 | 21 | 16 | 2.7406e-07 | 3.448e-07 | 377.2032 | 37.72% | 1.301e-05% | 1 | 21 | 16 | 2.7406e-07 | 3.4218e-07 | 377.2032 | 37.72% | 1.291e-05%
1 | 21 | 17 | 5.8375e-07 | 7.3445e-07 | 105.024 | 10.5% | 7.713e-06% | 1 | 21 | 17 | 5.8375e-07 | 7.2886e-07 | 105.024 | 10.5% | 7.655e-06%
1 | 21 | 18 | 4.0435e-06 | 5.0874e-06 | 0 | 0% | 0% | 1 | 21 | 18 | 4.0435e-06 | 5.0487e-06 | 0 | 0% | 0%
1 | 21 | 19 | 2.8543e-06 | 3.5912e-06 | 0 | 0% | 0% | 1 | 21 | 19 | 2.8543e-06 | 3.5638e-06 | 0 | 0% | 0%
1 | 21 | 20 | 2.4473e-06 | 3.079e-06 | 0 | 0% | 0% | 1 | 21 | 20 | 2.4473e-06 | 3.0556e-06 | 0 | 0% | 0%
1 | 21 | 21 | 1.0746e-06 | 1.3521e-06 | 0 | 0% | 0% | 1 | 21 | 21 | 1.0746e-06 | 1.3418e-06 | 0 | 0% | 0%
1 | 21 | 22 | 2.5012e-07 | 3.1469e-07 | 0 | 0% | 0% | 1 | 21 | 22 | 2.5012e-07 | 3.123e-07 | 0 | 0% | 0%
1 | 21 | 23 | 2.6765e-08 | 3.3675e-08 | 0 | 0% | 0% | 1 | 21 | 23 | 2.6765e-08 | 3.3419e-08 | 0 | 0% | 0%
1 | 22 | 0 | 5.3788e-09 | 6.7674e-09 | 0 | 0% | 0% | 1 | 22 | 0 | 5.3788e-09 | 6.7159e-09 | 0 | 0% | 0%
1 | 22 | 1 | 2.7567e-09 | 3.4684e-09 | 0 | 0% | 0% | 1 | 22 | 1 | 2.7567e-09 | 3.442e-09 | 0 | 0% | 0%
1 | 22 | 2 | 6.9084e-10 | 8.6918e-10 | 0 | 0% | 0% | 1 | 22 | 2 | 6.9084e-10 | 8.6257e-10 | 0 | 0% | 0%
1 | 22 | 3 | 0 | 0 | 0 | 0% | 0% | 1 | 22 | 3 | 0 | 0 | 0 | 0% | 0%
1 | 22 | 4 | 0 | 0 | 0 | 0% | 0% | 1 | 22 | 4 | 0 | 0 | 0 | 0% | 0%
1 | 22 | 5 | 0 | 0 | 0 | 0% | 0% | 1 | 22 | 5 | 0 | 0 | 0 | 0% | 0%
1 | 22 | 6 | 5.6205e-10 | 7.0714e-10 | 0 | 0% | 0% | 1 | 22 | 6 | 5.6205e-10 | 7.0176e-10 | 0 | 0% | 0%
1 | 22 | 7 | 2.3854e-09 | 3.0012e-09 | 0 | 0% | 0% | 1 | 22 | 7 | 2.3854e-09 | 2.9783e-09 | 0 | 0% | 0%
1 | 22 | 8 | 9.3792e-09 | 1.1801e-08 | 153.1404 | 15.31% | 1.807e-07% | 1 | 22 | 8 | 9.3792e-09 | 1.1711e-08 | 153.1404 | 15.31% | 1.793e-07%
1 | 22 | 9 | 2.6575e-08 | 3.3436e-08 | 437.4648 | 43.75% | 1.463e-06% | 1 | 22 | 9 | 2.6776e-08 | 3.3431e-08 | 437.4648 | 43.75% | 1.463e-06%
1 | 22 | 10 | 9.407e-08 | 1.1835e-07 | 650.9736 | 65.1% | 7.705e-06% | 1 | 22 | 10 | 9.5438e-08 | 1.1916e-07 | 650.9736 | 65.1% | 7.757e-06%
1 | 22 | 11 | 7.6747e-08 | 9.656e-08 | 789.2748 | 78.93% | 7.621e-06% | 1 | 22 | 11 | 7.9185e-08 | 9.8869e-08 | 789.2748 | 78.93% | 7.803e-06%
1 | 22 | 12 | 8.0382e-08 | 1.0113e-07 | 861.6108 | 86.16% | 8.714e-06% | 1 | 22 | 12 | 8.3501e-08 | 1.0426e-07 | 861.6108 | 86.16% | 8.983e-06%
1 | 22 | 13 | 7.6763e-08 | 9.6579e-08 | 848.6688 | 84.87% | 8.196e-06% | 1 | 22 | 13 | 7.8582e-08 | 9.8117e-08 | 848.6688 | 84.87% | 8.327e-06%
1 | 22 | 14 | 1.1126e-07 | 1.3999e-07 | 380.6016 | 38.06% | 5.328e-06% | 1 | 22 | 14 | 1.1368e-07 | 1.4193e-07 | 380.6016 | 38.06% | 5.402e-06%
1 | 22 | 15 | 1.2737e-07 | 1.6025e-07 | 340.7712 | 34.08% | 5.461e-06% | 1 | 22 | 15 | 1.2737e-07 | 1.5903e-07 | 340.7712 | 34.08% | 5.419e-06%
1 | 22 | 16 | 4.2678e-07 | 5.3696e-07 | 200.478 | 20.05% | 1.076e-05% | 1 | 22 | 16 | 4.2965e-07 | 5.3645e-07 | 200.478 | 20.05% | 1.075e-05%
1 | 22 | 17 | 1.52e-06 | 1.9125e-06 | 103.3524 | 10.34% | 1.977e-05% | 1 | 22 | 17 | 1.52e-06 | 1.8979e-06 | 103.3524 | 10.34% | 1.962e-05%
1 | 22 | 18 | 1.254e-05 | 1.5777e-05 | 0 | 0% | 0% | 1 | 22 | 18 | 1.254e-05 | 1.5657e-05 | 0 | 0% | 0%
1 | 22 | 19 | 1.6781e-05 | 2.1113e-05 | 0 | 0% | 0% | 1 | 22 | 19 | 1.6781e-05 | 2.0952e-05 | 0 | 0% | 0%
1 | 22 | 20 | 1.0671e-05 | 1.3425e-05 | 0 | 0% | 0% | 1 | 22 | 20 | 1.0671e-05 | 1.3323e-05 | 0 | 0% | 0%
1 | 22 | 21 | 3.8431e-06 | 4.8351e-06 | 0 | 0% | 0% | 1 | 22 | 21 | 3.8431e-06 | 4.7984e-06 | 0 | 0% | 0%
1 | 22 | 22 | 1.1413e-06 | 1.4359e-06 | 0 | 0% | 0% | 1 | 22 | 22 | 1.1413e-06 | 1.425e-06 | 0 | 0% | 0%
1 | 22 | 23 | 2.9207e-07 | 3.6747e-07 | 0 | 0% | 0% | 1 | 22 | 23 | 2.9207e-07 | 3.6468e-07 | 0 | 0% | 0%
1 | 23 | 0 | 9.272e-08 | 1.1666e-07 | 0 | 0% | 0% | 1 | 23 | 0 | 9.272e-08 | 1.1577e-07 | 0 | 0% | 0%
1 | 23 | 1 | 7.8552e-08 | 9.883e-08 | 0 | 0% | 0% | 1 | 23 | 1 | 7.8552e-08 | 9.8078e-08 | 0 | 0% | 0%
1 | 23 | 2 | 7.8552e-08 | 9.883e-08 | 0 | 0% | 0% | 1 | 23 | 2 | 7.8552e-08 | 9.8078e-08 | 0 | 0% | 0%
1 | 23 | 3 | 6.9661e-08 | 8.7645e-08 | 0 | 0% | 0% | 1 | 23 | 3 | 6.9661e-08 | 8.6978e-08 | 0 | 0% | 0%
1 | 23 | 4 | 1.2029e-07 | 1.5135e-07 | 0 | 0% | 0% | 1 | 23 | 4 | 1.2029e-07 | 1.502e-07 | 0 | 0% | 0%
1 | 23 | 5 | 2.1087e-07 | 2.6531e-07 | 0 | 0% | 0% | 1 | 23 | 5 | 2.1087e-07 | 2.6329e-07 | 0 | 0% | 0%
1 | 23 | 6 | 5.4103e-07 | 6.807e-07 | 0 | 0% | 0% | 1 | 23 | 6 | 5.4103e-07 | 6.7552e-07 | 0 | 0% | 0%
1 | 23 | 7 | 2.4142e-06 | 3.0374e-06 | 0 | 0% | 0% | 1 | 23 | 7 | 2.4142e-06 | 3.0143e-06 | 0 | 0% | 0%
1 | 23 | 8 | 4.3992e-06 | 5.5348e-06 | 7.2684 | 0.7268% | 4.023e-06% | 1 | 23 | 8 | 4.3992e-06 | 5.4927e-06 | 7.2684 | 0.7268% | 3.992e-06%
1 | 23 | 9 | 5.0147e-06 | 6.3093e-06 | 115.1772 | 11.52% | 7.267e-05% | 1 | 23 | 9 | 5.0147e-06 | 6.2613e-06 | 115.1772 | 11.52% | 7.212e-05%
1 | 23 | 10 | 2.3855e-06 | 3.0013e-06 | 580.3572 | 58.04% | 0.0001742% | 1 | 23 | 10 | 2.3855e-06 | 2.9785e-06 | 580.3572 | 58.04% | 0.0001729%
1 | 23 | 11 | 7.2634e-07 | 9.1385e-07 | 731.0568 | 73.11% | 6.681e-05% | 1 | 23 | 11 | 7.2634e-07 | 9.069e-07 | 731.0568 | 73.11% | 6.63e-05%
1 | 23 | 12 | 5.3055e-07 | 6.6751e-07 | 792.2208 | 79.22% | 5.288e-05% | 1 | 23 | 12 | 5.3055e-07 | 6.6243e-07 | 792.2208 | 79.22% | 5.248e-05%
1 | 23 | 13 | 1.6875e-07 | 2.1231e-07 | 788.0772 | 78.81% | 1.673e-05% | 1 | 23 | 13 | 1.6875e-07 | 2.107e-07 | 788.0772 | 78.81% | 1.66e-05%
1 | 23 | 14 | 5.4718e-08 | 6.8843e-08 | 540.7572 | 54.08% | 3.723e-06% | 1 | 23 | 14 | 5.4718e-08 | 6.8319e-08 | 540.7572 | 54.08% | 3.694e-06%
1 | 23 | 15 | 3.3565e-08 | 4.223e-08 | 236.4648 | 23.65% | 9.986e-07% | 1 | 23 | 15 | 3.3565e-08 | 4.1909e-08 | 236.4648 | 23.65% | 9.91e-07%
1 | 23 | 16 | 2.909e-08 | 3.6599e-08 | 161.9724 | 16.2% | 5.928e-07% | 1 | 23 | 16 | 2.909e-08 | 3.6321e-08 | 161.9724 | 16.2% | 5.883e-07%
1 | 23 | 17 | 2.3645e-07 | 2.9749e-07 | 88.9464 | 8.895% | 2.646e-06% | 1 | 23 | 17 | 2.3645e-07 | 2.9522e-07 | 88.9464 | 8.895% | 2.626e-06%
1 | 23 | 18 | 4.8772e-06 | 6.1362e-06 | 0 | 0% | 0% | 1 | 23 | 18 | 4.8772e-06 | 6.0895e-06 | 0 | 0% | 0%
1 | 23 | 19 | 8.0761e-06 | 1.0161e-05 | 0 | 0% | 0% | 1 | 23 | 19 | 8.0761e-06 | 1.0084e-05 | 0 | 0% | 0%
1 | 23 | 20 | 1.239e-05 | 1.5588e-05 | 0 | 0% | 0% | 1 | 23 | 20 | 1.239e-05 | 1.547e-05 | 0 | 0% | 0%
1 | 23 | 21 | 7.3565e-06 | 9.2556e-06 | 0 | 0% | 0% | 1 | 23 | 21 | 7.3565e-06 | 9.1852e-06 | 0 | 0% | 0%
1 | 23 | 22 | 1.925e-06 | 2.4219e-06 | 0 | 0% | 0% | 1 | 23 | 22 | 1.925e-06 | 2.4035e-06 | 0 | 0% | 0%
1 | 23 | 23 | 7.0078e-07 | 8.8169e-07 | 0 | 0% | 0% | 1 | 23 | 23 | 7.0078e-07 | 8.7498e-07 | 0 | 0% | 0%
1 | 24 | 0 | 3.6402e-07 | 4.5799e-07 | 0 | 0% | 0% | 1 | 24 | 0 | 3.6402e-07 | 4.5451e-07 | 0 | 0% | 0%
1 | 24 | 1 | 3.7973e-07 | 4.7776e-07 | 0 | 0% | 0% | 1 | 24 | 1 | 3.7973e-07 | 4.7413e-07 | 0 | 0% | 0%
1 | 24 | 2 | 5.152e-07 | 6.4819e-07 | 0 | 0% | 0% | 1 | 24 | 2 | 5.152e-07 | 6.4326e-07 | 0 | 0% | 0%
1 | 24 | 3 | 3.7715e-07 | 4.7452e-07 | 0 | 0% | 0% | 1 | 24 | 3 | 3.7715e-07 | 4.7091e-07 | 0 | 0% | 0%
1 | 24 | 4 | 1.0044e-06 | 1.2638e-06 | 0 | 0% | 0% | 1 | 24 | 4 | 1.0044e-06 | 1.2541e-06 | 0 | 0% | 0%
1 | 24 | 5 | 5.2715e-06 | 6.6324e-06 | 0 | 0% | 0% | 1 | 24 | 5 | 5.2715e-06 | 6.5819e-06 | 0 | 0% | 0%
1 | 24 | 6 | 9.3563e-05 | 0.00011772 | 0 | 0% | 0% | 1 | 24 | 6 | 9.3563e-05 | 0.00011682 | 0 | 0% | 0%
1 | 24 | 7 | 0.000406 | 0.0005108 | 0 | 0% | 0% | 1 | 24 | 7 | 0.000406 | 0.00050692 | 0 | 0% | 0%
1 | 24 | 8 | 0.00033687 | 0.00042384 | 113.3136 | 11.33% | 0.004803% | 1 | 24 | 8 | 0.00033687 | 0.00042062 | 113.3136 | 11.33% | 0.004766%
1 | 24 | 9 | 0.00028846 | 0.00036293 | 425.97 | 42.6% | 0.01546% | 1 | 24 | 9 | 0.00028846 | 0.00036017 | 425.97 | 42.6% | 0.01534%
1 | 24 | 10 | 0.00023678 | 0.00029791 | 641.004 | 64.1% | 0.0191% | 1 | 24 | 10 | 0.00023678 | 0.00029564 | 641.004 | 64.1% | 0.01895%
1 | 24 | 11 | 0.00014439 | 0.00018166 | 652.2468 | 65.22% | 0.01185% | 1 | 24 | 11 | 0.00014523 | 0.00018133 | 652.2468 | 65.22% | 0.01183%
1 | 24 | 12 | 4.6106e-05 | 5.8009e-05 | 664.9212 | 66.49% | 0.003857% | 1 | 24 | 12 | 4.6667e-05 | 5.8268e-05 | 664.9212 | 66.49% | 0.003874%
1 | 24 | 13 | 1.0297e-05 | 1.2955e-05 | 622.53 | 62.25% | 0.0008065% | 1 | 24 | 13 | 1.0425e-05 | 1.3016e-05 | 622.53 | 62.25% | 0.0008103%
1 | 24 | 14 | 2.0712e-06 | 2.6059e-06 | 589.6176 | 58.96% | 0.0001536% | 1 | 24 | 14 | 2.085e-06 | 2.6033e-06 | 589.6176 | 58.96% | 0.0001535%
1 | 24 | 15 | 2.3313e-07 | 2.9332e-07 | 558.2892 | 55.83% | 1.638e-05% | 1 | 24 | 15 | 2.3496e-07 | 2.9337e-07 | 558.2892 | 55.83% | 1.638e-05%
1 | 24 | 16 | 4.1829e-07 | 5.2628e-07 | 133.422 | 13.34% | 7.022e-06% | 1 | 24 | 16 | 4.1829e-07 | 5.2227e-07 | 133.422 | 13.34% | 6.968e-06%
1 | 24 | 17 | 8.2686e-07 | 1.0403e-06 | 20.964 | 2.096% | 2.181e-06% | 1 | 24 | 17 | 8.2686e-07 | 1.0324e-06 | 20.964 | 2.096% | 2.164e-06%
1 | 24 | 18 | 9.5059e-06 | 1.196e-05 | 0 | 0% | 0% | 1 | 24 | 18 | 9.5059e-06 | 1.1869e-05 | 0 | 0% | 0%
1 | 24 | 19 | 9.6778e-06 | 1.2176e-05 | 0 | 0% | 0% | 1 | 24 | 19 | 9.6778e-06 | 1.2084e-05 | 0 | 0% | 0%
1 | 24 | 20 | 9.6778e-06 | 1.2176e-05 | 0 | 0% | 0% | 1 | 24 | 20 | 9.6778e-06 | 1.2084e-05 | 0 | 0% | 0%
1 | 24 | 21 | 2.8352e-06 | 3.5671e-06 | 0 | 0% | 0% | 1 | 24 | 21 | 2.8352e-06 | 3.5399e-06 | 0 | 0% | 0%
1 | 24 | 22 | 5.297e-07 | 6.6645e-07 | 0 | 0% | 0% | 1 | 24 | 22 | 5.297e-07 | 6.6138e-07 | 0 | 0% | 0%
1 | 24 | 23 | 5.5425e-08 | 6.9733e-08 | 0 | 0% | 0% | 1 | 24 | 23 | 5.5425e-08 | 6.9202e-08 | 0 | 0% | 0%
1 | 25 | 0 | 1.213e-08 | 1.5261e-08 | 0 | 0% | 0% | 1 | 25 | 0 | 1.213e-08 | 1.5145e-08 | 0 | 0% | 0%
1 | 25 | 1 | 6.9874e-09 | 8.7912e-09 | 0 | 0% | 0% | 1 | 25 | 1 | 6.9874e-09 | 8.7244e-09 | 0 | 0% | 0%
1 | 25 | 2 | 6.827e-09 | 8.5894e-09 | 0 | 0% | 0% | 1 | 25 | 2 | 6.827e-09 | 8.5241e-09 | 0 | 0% | 0%
1 | 25 | 3 | 6.6668e-09 | 8.3878e-09 | 0 | 0% | 0% | 1 | 25 | 3 | 6.6668e-09 | 8.324e-09 | 0 | 0% | 0%
1 | 25 | 4 | 1.2711e-08 | 1.5993e-08 | 0 | 0% | 0% | 1 | 25 | 4 | 1.2711e-08 | 1.5871e-08 | 0 | 0% | 0%
1 | 25 | 5 | 5.4226e-08 | 6.8225e-08 | 0 | 0% | 0% | 1 | 25 | 5 | 5.4226e-08 | 6.7706e-08 | 0 | 0% | 0%
1 | 25 | 6 | 2.2707e-06 | 2.8568e-06 | 0 | 0% | 0% | 1 | 25 | 6 | 2.2707e-06 | 2.8351e-06 | 0 | 0% | 0%
1 | 25 | 7 | 2.3519e-05 | 2.9591e-05 | 0 | 0% | 0% | 1 | 25 | 7 | 2.3519e-05 | 2.9366e-05 | 0 | 0% | 0%
1 | 25 | 8 | 1.4813e-05 | 1.8637e-05 | 2.6952 | 0.2695% | 5.023e-06% | 1 | 25 | 8 | 1.4813e-05 | 1.8495e-05 | 2.6952 | 0.2695% | 4.985e-06%
1 | 25 | 9 | 3.4607e-06 | 4.3541e-06 | 20.184 | 2.018% | 8.788e-06% | 1 | 25 | 9 | 3.4822e-06 | 4.3478e-06 | 20.184 | 2.018% | 8.776e-06%
1 | 25 | 10 | 1.0055e-06 | 1.2651e-06 | 46.1088 | 4.611% | 5.833e-06% | 1 | 25 | 10 | 1.0258e-06 | 1.2808e-06 | 46.1088 | 4.611% | 5.905e-06%
1 | 25 | 11 | 2.6854e-07 | 3.3786e-07 | 61.9284 | 6.193% | 2.092e-06% | 1 | 25 | 11 | 2.7815e-07 | 3.4729e-07 | 61.9284 | 6.193% | 2.151e-06%
1 | 25 | 12 | 7.136e-08 | 8.9781e-08 | 119.286 | 11.93% | 1.071e-06% | 1 | 25 | 12 | 7.4024e-08 | 9.2425e-08 | 119.286 | 11.93% | 1.103e-06%
1 | 25 | 13 | 1.8025e-08 | 2.2679e-08 | 129.2388 | 12.92% | 2.931e-07% | 1 | 25 | 13 | 1.8903e-08 | 2.3601e-08 | 129.2388 | 12.92% | 3.05e-07%
1 | 25 | 14 | 6.5224e-09 | 8.2061e-09 | 128.7216 | 12.87% | 1.056e-07% | 1 | 25 | 14 | 6.7301e-09 | 8.4031e-09 | 128.7216 | 12.87% | 1.082e-07%
1 | 25 | 15 | 4.1739e-09 | 5.2513e-09 | 90.27 | 9.027% | 4.74e-08% | 1 | 25 | 15 | 4.28e-09 | 5.344e-09 | 90.27 | 9.027% | 4.824e-08%
1 | 25 | 16 | 1.0618e-09 | 1.3359e-09 | 333.6144 | 33.36% | 4.457e-08% | 1 | 25 | 16 | 1.0618e-09 | 1.3257e-09 | 333.6144 | 33.36% | 4.423e-08%
1 | 25 | 17 | 5.5971e-09 | 7.042e-09 | 86.3448 | 8.634% | 6.08e-08% | 1 | 25 | 17 | 5.5971e-09 | 6.9884e-09 | 86.3448 | 8.634% | 6.034e-08%
1 | 25 | 18 | 5.2625e-08 | 6.621e-08 | 0 | 0% | 0% | 1 | 25 | 18 | 5.2625e-08 | 6.5707e-08 | 0 | 0% | 0%
1 | 25 | 19 | 8.9242e-08 | 1.1228e-07 | 0 | 0% | 0% | 1 | 25 | 19 | 8.9242e-08 | 1.1143e-07 | 0 | 0% | 0%
1 | 25 | 20 | 7.1252e-08 | 8.9645e-08 | 0 | 0% | 0% | 1 | 25 | 20 | 7.1252e-08 | 8.8963e-08 | 0 | 0% | 0%
1 | 25 | 21 | 3.0403e-08 | 3.8251e-08 | 0 | 0% | 0% | 1 | 25 | 21 | 3.0403e-08 | 3.7961e-08 | 0 | 0% | 0%
1 | 25 | 22 | 5.7314e-09 | 7.211e-09 | 0 | 0% | 0% | 1 | 25 | 22 | 5.7314e-09 | 7.1561e-09 | 0 | 0% | 0%
1 | 25 | 23 | 1.1909e-10 | 1.4983e-10 | 0 | 0% | 0% | 1 | 25 | 23 | 1.1909e-10 | 1.4869e-10 | 0 | 0% | 0%
1 | 26 | 0 | 0 | 0 | 0 | 0% | 0% | 1 | 26 | 0 | 0 | 0 | 0 | 0% | 0%
1 | 26 | 1 | 0 | 0 | 0 | 0% | 0% | 1 | 26 | 1 | 0 | 0 | 0 | 0% | 0%
1 | 26 | 2 | 0 | 0 | 0 | 0% | 0% | 1 | 26 | 2 | 0 | 0 | 0 | 0% | 0%
1 | 26 | 3 | 0 | 0 | 0 | 0% | 0% | 1 | 26 | 3 | 0 | 0 | 0 | 0% | 0%
1 | 26 | 4 | 0 | 0 | 0 | 0% | 0% | 1 | 26 | 4 | 0 | 0 | 0 | 0% | 0%
1 | 26 | 5 | 0 | 0 | 0 | 0% | 0% | 1 | 26 | 5 | 0 | 0 | 0 | 0% | 0%
1 | 26 | 6 | 3.2906e-09 | 4.1401e-09 | 0 | 0% | 0% | 1 | 26 | 6 | 3.2906e-09 | 4.1086e-09 | 0 | 0% | 0%
1 | 26 | 7 | 4.1437e-08 | 5.2134e-08 | 0 | 0% | 0% | 1 | 26 | 7 | 4.1437e-08 | 5.1738e-08 | 0 | 0% | 0%
1 | 26 | 8 | 3.0408e-08 | 3.8259e-08 | 29.3064 | 2.931% | 1.121e-07% | 1 | 26 | 8 | 3.0408e-08 | 3.7967e-08 | 29.3064 | 2.931% | 1.113e-07%
1 | 26 | 9 | 2.5184e-08 | 3.1685e-08 | 419.7372 | 41.97% | 1.33e-06% | 1 | 26 | 9 | 2.5184e-08 | 3.1444e-08 | 419.7372 | 41.97% | 1.32e-06%
1 | 26 | 10 | 3.0438e-08 | 3.8296e-08 | 476.6712 | 47.67% | 1.825e-06% | 1 | 26 | 10 | 3.0662e-08 | 3.8285e-08 | 476.6712 | 47.67% | 1.825e-06%
1 | 26 | 11 | 2.7009e-08 | 3.3982e-08 | 765.8424 | 76.58% | 2.602e-06% | 1 | 26 | 11 | 2.7415e-08 | 3.423e-08 | 765.8424 | 76.58% | 2.622e-06%
1 | 26 | 12 | 4.2087e-08 | 5.2952e-08 | 805.2216 | 80.52% | 4.264e-06% | 1 | 26 | 12 | 4.2739e-08 | 5.3363e-08 | 805.2216 | 80.52% | 4.297e-06%
1 | 26 | 13 | 4.402e-08 | 5.5384e-08 | 790.44 | 79.04% | 4.378e-06% | 1 | 26 | 13 | 4.4376e-08 | 5.5407e-08 | 790.44 | 79.04% | 4.38e-06%
1 | 26 | 14 | 5.0733e-08 | 6.383e-08 | 718.824 | 71.88% | 4.588e-06% | 1 | 26 | 14 | 5.1481e-08 | 6.4279e-08 | 718.824 | 71.88% | 4.621e-06%
1 | 26 | 15 | 6.5626e-08 | 8.2567e-08 | 572.0604 | 57.21% | 4.723e-06% | 1 | 26 | 15 | 6.6104e-08 | 8.2537e-08 | 572.0604 | 57.21% | 4.722e-06%
1 | 26 | 16 | 1.0058e-07 | 1.2654e-07 | 347.9028 | 34.79% | 4.402e-06% | 1 | 26 | 16 | 1.0132e-07 | 1.2651e-07 | 347.9028 | 34.79% | 4.401e-06%
1 | 26 | 17 | 2.8392e-07 | 3.5721e-07 | 106.3788 | 10.64% | 3.8e-06% | 1 | 26 | 17 | 2.8392e-07 | 3.545e-07 | 106.3788 | 10.64% | 3.771e-06%
1 | 26 | 18 | 8.8521e-07 | 1.1137e-06 | 0 | 0% | 0% | 1 | 26 | 18 | 8.8521e-07 | 1.1053e-06 | 0 | 0% | 0%
1 | 26 | 19 | 9.3988e-07 | 1.1825e-06 | 0 | 0% | 0% | 1 | 26 | 19 | 9.3988e-07 | 1.1735e-06 | 0 | 0% | 0%
1 | 26 | 20 | 6.5295e-07 | 8.2151e-07 | 0 | 0% | 0% | 1 | 26 | 20 | 6.5295e-07 | 8.1526e-07 | 0 | 0% | 0%
1 | 26 | 21 | 2.5729e-07 | 3.2372e-07 | 0 | 0% | 0% | 1 | 26 | 21 | 2.5729e-07 | 3.2125e-07 | 0 | 0% | 0%
1 | 26 | 22 | 4.6022e-08 | 5.7903e-08 | 0 | 0% | 0% | 1 | 26 | 22 | 4.6022e-08 | 5.7463e-08 | 0 | 0% | 0%
1 | 26 | 23 | 6.613e-09 | 8.3201e-09 | 0 | 0% | 0% | 1 | 26 | 23 | 6.613e-09 | 8.2569e-09 | 0 | 0% | 0%
1 | 27 | 0 | 1.6248e-09 | 2.0442e-09 | 0 | 0% | 0% | 1 | 27 | 0 | 1.6248e-09 | 2.0287e-09 | 0 | 0% | 0%
1 | 27 | 1 | 1.3361e-09 | 1.681e-09 | 0 | 0% | 0% | 1 | 27 | 1 | 1.3361e-09 | 1.6682e-09 | 0 | 0% | 0%
1 | 27 | 2 | 7.1254e-10 | 8.9649e-10 | 0 | 0% | 0% | 1 | 27 | 2 | 7.1254e-10 | 8.8967e-10 | 0 | 0% | 0%
1 | 27 | 3 | 1.8783e-09 | 2.3631e-09 | 0 | 0% | 0% | 1 | 27 | 3 | 1.8783e-09 | 2.3452e-09 | 0 | 0% | 0%
1 | 27 | 4 | 3.06e-09 | 3.85e-09 | 0 | 0% | 0% | 1 | 27 | 4 | 3.06e-09 | 3.8207e-09 | 0 | 0% | 0%
1 | 27 | 5 | 2.3675e-08 | 2.9786e-08 | 0 | 0% | 0% | 1 | 27 | 5 | 2.3675e-08 | 2.956e-08 | 0 | 0% | 0%
1 | 27 | 6 | 1.5412e-06 | 1.939e-06 | 0 | 0% | 0% | 1 | 27 | 6 | 1.5412e-06 | 1.9243e-06 | 0 | 0% | 0%
1 | 27 | 7 | 3.8148e-05 | 4.7996e-05 | 0 | 0% | 0% | 1 | 27 | 7 | 3.8148e-05 | 4.7631e-05 | 0 | 0% | 0%
1 | 27 | 8 | 4.5773e-05 | 5.7589e-05 | 65.7888 | 6.579% | 0.0003789% | 1 | 27 | 8 | 4.5773e-05 | 5.7151e-05 | 65.7888 | 6.579% | 0.000376%
1 | 27 | 9 | 2.7454e-05 | 3.4541e-05 | 144.3648 | 14.44% | 0.0004987% | 1 | 27 | 9 | 2.7783e-05 | 3.469e-05 | 144.3648 | 14.44% | 0.0005008%
1 | 27 | 10 | 1.83e-05 | 2.3024e-05 | 262.9704 | 26.3% | 0.0006055% | 1 | 27 | 10 | 1.852e-05 | 2.3124e-05 | 262.9704 | 26.3% | 0.0006081%
1 | 27 | 11 | 4.8837e-06 | 6.1445e-06 | 424.2096 | 42.42% | 0.0002607% | 1 | 27 | 11 | 4.9489e-06 | 6.1792e-06 | 424.2096 | 42.42% | 0.0002621%
1 | 27 | 12 | 2.0189e-06 | 2.54e-06 | 329.3244 | 32.93% | 8.365e-05% | 1 | 27 | 12 | 2.0585e-06 | 2.5702e-06 | 329.3244 | 32.93% | 8.464e-05%
1 | 27 | 13 | 9.8645e-07 | 1.2411e-06 | 436.3464 | 43.63% | 5.416e-05% | 1 | 27 | 13 | 9.93e-07 | 1.2398e-06 | 436.3464 | 43.63% | 5.41e-05%
1 | 27 | 14 | 3.9913e-07 | 5.0217e-07 | 170.208 | 17.02% | 8.547e-06% | 1 | 27 | 14 | 3.9913e-07 | 4.9835e-07 | 170.208 | 17.02% | 8.482e-06%
1 | 27 | 15 | 1.7871e-07 | 2.2485e-07 | 122.3748 | 12.24% | 2.752e-06% | 1 | 27 | 15 | 1.8127e-07 | 2.2633e-07 | 122.3748 | 12.24% | 2.77e-06%
1 | 27 | 16 | 2.3816e-07 | 2.9964e-07 | 11.0496 | 1.105% | 3.311e-07% | 1 | 27 | 16 | 2.3984e-07 | 2.9946e-07 | 11.0496 | 1.105% | 3.309e-07%
1 | 27 | 17 | 1.1956e-06 | 1.5042e-06 | 0 | 0% | 0% | 1 | 27 | 17 | 1.1956e-06 | 1.4928e-06 | 0 | 0% | 0%
1 | 27 | 18 | 1.4906e-05 | 1.8754e-05 | 0 | 0% | 0% | 1 | 27 | 18 | 1.4906e-05 | 1.8611e-05 | 0 | 0% | 0%
1 | 27 | 19 | 1.8722e-05 | 2.3555e-05 | 0 | 0% | 0% | 1 | 27 | 19 | 1.8722e-05 | 2.3376e-05 | 0 | 0% | 0%
1 | 27 | 20 | 3.0541e-05 | 3.8425e-05 | 0 | 0% | 0% | 1 | 27 | 20 | 3.0541e-05 | 3.8133e-05 | 0 | 0% | 0%
1 | 27 | 21 | 1.35e-05 | 1.6985e-05 | 0 | 0% | 0% | 1 | 27 | 21 | 1.35e-05 | 1.6856e-05 | 0 | 0% | 0%
1 | 27 | 22 | 2.255e-06 | 2.8371e-06 | 0 | 0% | 0% | 1 | 27 | 22 | 2.255e-06 | 2.8155e-06 | 0 | 0% | 0%
1 | 27 | 23 | 3.9857e-07 | 5.0147e-07 | 0 | 0% | 0% | 1 | 27 | 23 | 3.9857e-07 | 4.9765e-07 | 0 | 0% | 0%
1 | 28 | 0 | 1.2466e-07 | 1.5684e-07 | 0 | 0% | 0% | 1 | 28 | 0 | 1.2466e-07 | 1.5565e-07 | 0 | 0% | 0%
1 | 28 | 1 | 7.2848e-08 | 9.1654e-08 | 0 | 0% | 0% | 1 | 28 | 1 | 7.2848e-08 | 9.0957e-08 | 0 | 0% | 0%
1 | 28 | 2 | 4.6708e-08 | 5.8766e-08 | 0 | 0% | 0% | 1 | 28 | 2 | 4.6708e-08 | 5.8319e-08 | 0 | 0% | 0%
1 | 28 | 3 | 4.846e-08 | 6.097e-08 | 0 | 0% | 0% | 1 | 28 | 3 | 4.846e-08 | 6.0506e-08 | 0 | 0% | 0%
1 | 28 | 4 | 8.4092e-08 | 1.058e-07 | 0 | 0% | 0% | 1 | 28 | 4 | 8.4092e-08 | 1.05e-07 | 0 | 0% | 0%
1 | 28 | 5 | 5.4103e-07 | 6.807e-07 | 0 | 0% | 0% | 1 | 28 | 5 | 5.4103e-07 | 6.7552e-07 | 0 | 0% | 0%
1 | 28 | 6 | 2.1678e-05 | 2.7274e-05 | 0 | 0% | 0% | 1 | 28 | 6 | 2.1678e-05 | 2.7066e-05 | 0 | 0% | 0%
1 | 28 | 7 | 0.0001293 | 0.00016268 | 0 | 0% | 0% | 1 | 28 | 7 | 0.0001293 | 0.00016145 | 0 | 0% | 0%
1 | 28 | 8 | 7.6839e-05 | 9.6675e-05 | 26.2824 | 2.628% | 0.0002541% | 1 | 28 | 8 | 7.6839e-05 | 9.594e-05 | 26.2824 | 2.628% | 0.0002522%
1 | 28 | 9 | 5.4988e-05 | 6.9183e-05 | 7.5504 | 0.755% | 5.224e-05% | 1 | 28 | 9 | 5.4988e-05 | 6.8657e-05 | 7.5504 | 0.755% | 5.184e-05%
1 | 28 | 10 | 2.6179e-05 | 3.2937e-05 | 57.8352 | 5.784% | 0.0001905% | 1 | 28 | 10 | 2.6495e-05 | 3.3081e-05 | 57.8352 | 5.784% | 0.0001913%
1 | 28 | 11 | 6.4534e-06 | 8.1193e-06 | 57.5148 | 5.751% | 4.67e-05% | 1 | 28 | 11 | 6.5336e-06 | 8.1577e-06 | 57.5148 | 5.751% | 4.692e-05%
1 | 28 | 12 | 2.434e-06 | 3.0624e-06 | 47.9448 | 4.794% | 1.468e-05% | 1 | 28 | 12 | 2.4502e-06 | 3.0593e-06 | 47.9448 | 4.794% | 1.467e-05%
1 | 28 | 13 | 1.4633e-06 | 1.841e-06 | 42.558 | 4.256% | 7.835e-06% | 1 | 28 | 13 | 1.4727e-06 | 1.8388e-06 | 42.558 | 4.256% | 7.826e-06%
1 | 28 | 14 | 5.4902e-07 | 6.9075e-07 | 27.9564 | 2.796% | 1.931e-06% | 1 | 28 | 14 | 5.5262e-07 | 6.8999e-07 | 27.9564 | 2.796% | 1.929e-06%
1 | 28 | 15 | 2.3139e-07 | 2.9112e-07 | 7.3356 | 0.7336% | 2.136e-07% | 1 | 28 | 15 | 2.3139e-07 | 2.8891e-07 | 7.3356 | 0.7336% | 2.119e-07%
1 | 28 | 16 | 2.3653e-07 | 2.9759e-07 | 83.0796 | 8.308% | 2.472e-06% | 1 | 28 | 16 | 2.3653e-07 | 2.9533e-07 | 83.0796 | 8.308% | 2.454e-06%
1 | 28 | 17 | 4.7587e-07 | 5.9871e-07 | 79.3284 | 7.933% | 4.749e-06% | 1 | 28 | 17 | 4.7587e-07 | 5.9416e-07 | 79.3284 | 7.933% | 4.713e-06%
1 | 28 | 18 | 2.197e-06 | 2.7641e-06 | 0 | 0% | 0% | 1 | 28 | 18 | 2.197e-06 | 2.7431e-06 | 0 | 0% | 0%
1 | 28 | 19 | 1.52e-06 | 1.9125e-06 | 0 | 0% | 0% | 1 | 28 | 19 | 1.52e-06 | 1.8979e-06 | 0 | 0% | 0%
1 | 28 | 20 | 9.09e-07 | 1.1437e-06 | 0 | 0% | 0% | 1 | 28 | 20 | 9.09e-07 | 1.135e-06 | 0 | 0% | 0%
1 | 28 | 21 | 2.3466e-07 | 2.9524e-07 | 0 | 0% | 0% | 1 | 28 | 21 | 2.3466e-07 | 2.93e-07 | 0 | 0% | 0%
1 | 28 | 22 | 5.3407e-08 | 6.7195e-08 | 0 | 0% | 0% | 1 | 28 | 22 | 5.3407e-08 | 6.6684e-08 | 0 | 0% | 0%
1 | 28 | 23 | 8.3205e-09 | 1.0468e-08 | 0 | 0% | 0% | 1 | 28 | 23 | 8.3205e-09 | 1.0389e-08 | 0 | 0% | 0%
1 | 29 | 0 | 1.7251e-09 | 2.1705e-09 | 0 | 0% | 0% | 1 | 29 | 0 | 1.7251e-09 | 2.154e-09 | 0 | 0% | 0%
1 | 29 | 1 | 0 | 0 | 0 | 0% | 0% | 1 | 29 | 1 | 0 | 0 | 0 | 0% | 0%
1 | 29 | 2 | 0 | 0 | 0 | 0% | 0% | 1 | 29 | 2 | 0 | 0 | 0 | 0% | 0%
1 | 29 | 3 | 0 | 0 | 0 | 0% | 0% | 1 | 29 | 3 | 0 | 0 | 0 | 0% | 0%
1 | 29 | 4 | 0 | 0 | 0 | 0% | 0% | 1 | 29 | 4 | 0 | 0 | 0 | 0% | 0%
1 | 29 | 5 | 0 | 0 | 0 | 0% | 0% | 1 | 29 | 5 | 0 | 0 | 0 | 0% | 0%
1 | 29 | 6 | 7.7687e-10 | 9.7742e-10 | 0 | 0% | 0% | 1 | 29 | 6 | 7.7687e-10 | 9.6999e-10 | 0 | 0% | 0%
1 | 29 | 7 | 4.6024e-09 | 5.7905e-09 | 0 | 0% | 0% | 1 | 29 | 7 | 4.6024e-09 | 5.7465e-09 | 0 | 0% | 0%
1 | 29 | 8 | 1.4801e-08 | 1.8622e-08 | 93.4488 | 9.345% | 1.74e-07% | 1 | 29 | 8 | 1.4801e-08 | 1.8481e-08 | 93.4488 | 9.345% | 1.727e-07%
1 | 29 | 9 | 5.6635e-08 | 7.1255e-08 | 68.4972 | 6.85% | 4.881e-07% | 1 | 29 | 9 | 5.7047e-08 | 7.1228e-08 | 68.4972 | 6.85% | 4.879e-07%
1 | 29 | 10 | 1.6129e-07 | 2.0293e-07 | 116.7156 | 11.67% | 2.369e-06% | 1 | 29 | 10 | 1.6129e-07 | 2.0139e-07 | 116.7156 | 11.67% | 2.35e-06%
1 | 29 | 11 | 1.511e-07 | 1.901e-07 | 348.4152 | 34.84% | 6.623e-06% | 1 | 29 | 11 | 1.5335e-07 | 1.9147e-07 | 348.4152 | 34.84% | 6.671e-06%
1 | 29 | 12 | 1.2207e-07 | 1.5358e-07 | 223.02 | 22.3% | 3.425e-06% | 1 | 29 | 12 | 1.2468e-07 | 1.5568e-07 | 223.02 | 22.3% | 3.472e-06%
1 | 29 | 13 | 7.0216e-08 | 8.8343e-08 | 8.8692 | 0.8869% | 7.835e-08% | 1 | 29 | 13 | 7.2335e-08 | 9.0316e-08 | 8.8692 | 0.8869% | 8.01e-08%
1 | 29 | 14 | 3.0633e-08 | 3.854e-08 | 289.7496 | 28.97% | 1.117e-06% | 1 | 29 | 14 | 3.156e-08 | 3.9406e-08 | 289.7496 | 28.97% | 1.142e-06%
1 | 29 | 15 | 2.1564e-08 | 2.7131e-08 | 118.212 | 11.82% | 3.207e-07% | 1 | 29 | 15 | 2.2102e-08 | 2.7596e-08 | 118.212 | 11.82% | 3.262e-07%
1 | 29 | 16 | 2.2283e-08 | 2.8036e-08 | 220.4808 | 22.05% | 6.181e-07% | 1 | 29 | 16 | 2.2461e-08 | 2.8045e-08 | 220.4808 | 22.05% | 6.183e-07%
1 | 29 | 17 | 2.8659e-08 | 3.6057e-08 | 54.9156 | 5.492% | 1.98e-07% | 1 | 29 | 17 | 2.8659e-08 | 3.5783e-08 | 54.9156 | 5.492% | 1.965e-07%
1 | 29 | 18 | 7.0203e-08 | 8.8326e-08 | 0 | 0% | 0% | 1 | 29 | 18 | 7.0203e-08 | 8.7654e-08 | 0 | 0% | 0%
1 | 29 | 19 | 4.6022e-08 | 5.7903e-08 | 0 | 0% | 0% | 1 | 29 | 19 | 4.6022e-08 | 5.7463e-08 | 0 | 0% | 0%
1 | 29 | 20 | 2.1743e-08 | 2.7356e-08 | 0 | 0% | 0% | 1 | 29 | 20 | 2.1743e-08 | 2.7148e-08 | 0 | 0% | 0%
1 | 29 | 21 | 7.6822e-09 | 9.6653e-09 | 0 | 0% | 0% | 1 | 29 | 21 | 7.6822e-09 | 9.5918e-09 | 0 | 0% | 0%
1 | 29 | 22 | 2.0403e-09 | 2.5671e-09 | 0 | 0% | 0% | 1 | 29 | 22 | 2.0403e-09 | 2.5475e-09 | 0 | 0% | 0%
1 | 29 | 23 | 0 | 0 | 0 | 0% | 0% | 1 | 29 | 23 | 0 | 0 | 0 | 0% | 0%
1 | 30 | 0 | 0 | 0 | 0 | 0% | 0% | 1 | 30 | 0 | 0 | 0 | 0 | 0% | 0%
1 | 30 | 1 | 0 | 0 | 0 | 0% | 0% | 1 | 30 | 1 | 0 | 0 | 0 | 0% | 0%
1 | 30 | 2 | 0 | 0 | 0 | 0% | 0% | 1 | 30 | 2 | 0 | 0 | 0 | 0% | 0%
1 | 30 | 3 | 0 | 0 | 0 | 0% | 0% | 1 | 30 | 3 | 0 | 0 | 0 | 0% | 0%
1 | 30 | 4 | 0 | 0 | 0 | 0% | 0% | 1 | 30 | 4 | 0 | 0 | 0 | 0% | 0%
1 | 30 | 5 | 0 | 0 | 0 | 0% | 0% | 1 | 30 | 5 | 0 | 0 | 0 | 0% | 0%
1 | 30 | 6 | 0 | 0 | 0 | 0% | 0% | 1 | 30 | 6 | 0 | 0 | 0 | 0% | 0%
1 | 30 | 7 | 0 | 0 | 0 | 0% | 0% | 1 | 30 | 7 | 0 | 0 | 0 | 0% | 0%
1 | 30 | 8 | 5.2281e-10 | 6.5777e-10 | 13.6332 | 1.363% | 8.968e-10% | 1 | 30 | 8 | 5.2281e-10 | 6.5277e-10 | 13.6332 | 1.363% | 8.899e-10%
1 | 30 | 9 | 3.3211e-09 | 4.1784e-09 | 2.1972 | 0.2197% | 9.181e-10% | 1 | 30 | 9 | 3.3211e-09 | 4.1466e-09 | 2.1972 | 0.2197% | 9.111e-10%
1 | 30 | 10 | 3.9348e-09 | 4.9506e-09 | 72.0912 | 7.209% | 3.569e-08% | 1 | 30 | 10 | 3.9694e-09 | 4.9562e-09 | 72.0912 | 7.209% | 3.573e-08%
1 | 30 | 11 | 4.0361e-09 | 5.0781e-09 | 99.1728 | 9.917% | 5.036e-08% | 1 | 30 | 11 | 4.1024e-09 | 5.1222e-09 | 99.1728 | 9.917% | 5.08e-08%
1 | 30 | 12 | 5.3343e-09 | 6.7114e-09 | 94.6788 | 9.468% | 6.354e-08% | 1 | 30 | 12 | 5.3821e-09 | 6.72e-09 | 94.6788 | 9.468% | 6.362e-08%
1 | 30 | 13 | 3.9694e-09 | 4.9941e-09 | 142.9524 | 14.3% | 7.139e-08% | 1 | 30 | 13 | 4.003e-09 | 4.998e-09 | 142.9524 | 14.3% | 7.145e-08%
1 | 30 | 14 | 2.6288e-09 | 3.3075e-09 | 45.1164 | 4.512% | 1.492e-08% | 1 | 30 | 14 | 2.6721e-09 | 3.3363e-09 | 45.1164 | 4.512% | 1.505e-08%
1 | 30 | 15 | 2.1975e-09 | 2.7648e-09 | 56.3892 | 5.639% | 1.559e-08% | 1 | 30 | 15 | 2.2356e-09 | 2.7914e-09 | 56.3892 | 5.639% | 1.574e-08%
1 | 30 | 16 | 4.4196e-09 | 5.5605e-09 | 45.6132 | 4.561% | 2.536e-08% | 1 | 30 | 16 | 4.4907e-09 | 5.6069e-09 | 45.6132 | 4.561% | 2.558e-08%
1 | 30 | 17 | 8.5951e-09 | 1.0814e-08 | 6.474 | 0.6474% | 7.001e-09% | 1 | 30 | 17 | 8.5951e-09 | 1.0732e-08 | 6.474 | 0.6474% | 6.948e-09%
1 | 30 | 18 | 3.4565e-08 | 4.3488e-08 | 0 | 0% | 0% | 1 | 30 | 18 | 3.4565e-08 | 4.3157e-08 | 0 | 0% | 0%
1 | 30 | 19 | 4.2046e-08 | 5.2901e-08 | 0 | 0% | 0% | 1 | 30 | 19 | 4.2046e-08 | 5.2498e-08 | 0 | 0% | 0%
1 | 30 | 20 | 2.8649e-08 | 3.6045e-08 | 0 | 0% | 0% | 1 | 30 | 20 | 2.8649e-08 | 3.577e-08 | 0 | 0% | 0%
1 | 30 | 21 | 1.213e-08 | 1.5261e-08 | 0 | 0% | 0% | 1 | 30 | 21 | 1.213e-08 | 1.5145e-08 | 0 | 0% | 0%
1 | 30 | 22 | 1.5192e-09 | 1.9113e-09 | 0 | 0% | 0% | 1 | 30 | 22 | 1.5192e-09 | 1.8968e-09 | 0 | 0% | 0%
1 | 30 | 23 | 0 | 0 | 0 | 0% | 0% | 1 | 30 | 23 | 0 | 0 | 0 | 0% | 0%
1 | 31 | 0 | 0 | 0 | 0 | 0% | 0% | 1 | 31 | 0 | 0 | 0 | 0 | 0% | 0%
1 | 31 | 1 | 0 | 0 | 0 | 0% | 0% | 1 | 31 | 1 | 0 | 0 | 0 | 0% | 0%
1 | 31 | 2 | 0 | 0 | 0 | 0% | 0% | 1 | 31 | 2 | 0 | 0 | 0 | 0% | 0%
1 | 31 | 3 | 0 | 0 | 0 | 0% | 0% | 1 | 31 | 3 | 0 | 0 | 0 | 0% | 0%
1 | 31 | 4 | 0 | 0 | 0 | 0% | 0% | 1 | 31 | 4 | 0 | 0 | 0 | 0% | 0%
1 | 31 | 5 | 1.283e-09 | 1.6143e-09 | 0 | 0% | 0% | 1 | 31 | 5 | 1.283e-09 | 1.602e-09 | 0 | 0% | 0%
1 | 31 | 6 | 3.9862e-08 | 5.0152e-08 | 0 | 0% | 0% | 1 | 31 | 6 | 3.9862e-08 | 4.9771e-08 | 0 | 0% | 0%
1 | 31 | 7 | 9.8492e-07 | 1.2392e-06 | 0 | 0% | 0% | 1 | 31 | 7 | 9.8492e-07 | 1.2298e-06 | 0 | 0% | 0%
1 | 31 | 8 | 9.09e-07 | 1.1437e-06 | 4.7508 | 0.4751% | 5.433e-07% | 1 | 31 | 8 | 9.09e-07 | 1.135e-06 | 4.7508 | 0.4751% | 5.392e-07%
1 | 31 | 9 | 1.2446e-06 | 1.5659e-06 | 317.5356 | 31.75% | 4.972e-05% | 1 | 31 | 9 | 1.2446e-06 | 1.554e-06 | 317.5356 | 31.75% | 4.935e-05%
1 | 31 | 10 | 1.1036e-06 | 1.3885e-06 | 482.688 | 48.27% | 6.702e-05% | 1 | 31 | 10 | 1.1109e-06 | 1.3871e-06 | 482.688 | 48.27% | 6.695e-05%
1 | 31 | 11 | 6.717e-07 | 8.451e-07 | 401.0904 | 40.11% | 3.39e-05% | 1 | 31 | 11 | 6.7624e-07 | 8.4435e-07 | 401.0904 | 40.11% | 3.387e-05%
1 | 31 | 12 | 2.6466e-07 | 3.3298e-07 | 283.5516 | 28.36% | 9.442e-06% | 1 | 31 | 12 | 2.6651e-07 | 3.3276e-07 | 283.5516 | 28.36% | 9.435e-06%
1 | 31 | 13 | 2.7589e-07 | 3.4711e-07 | 603.5436 | 60.35% | 2.095e-05% | 1 | 31 | 13 | 2.7985e-07 | 3.4942e-07 | 603.5436 | 60.35% | 2.109e-05%
1 | 31 | 14 | 1.5121e-07 | 1.9024e-07 | 256.5588 | 25.66% | 4.881e-06% | 1 | 31 | 14 | 1.5347e-07 | 1.9161e-07 | 256.5588 | 25.66% | 4.916e-06%
1 | 31 | 15 | 7.4556e-08 | 9.3802e-08 | 357.5808 | 35.76% | 3.354e-06% | 1 | 31 | 15 | 7.5636e-08 | 9.4438e-08 | 357.5808 | 35.76% | 3.377e-06%
1 | 31 | 16 | 9.5473e-08 | 1.2012e-07 | 96.4608 | 9.646% | 1.159e-06% | 1 | 31 | 16 | 9.5473e-08 | 1.1921e-07 | 96.4608 | 9.646% | 1.15e-06%
1 | 31 | 17 | 2.0076e-07 | 2.5259e-07 | 18.6828 | 1.868% | 4.719e-07% | 1 | 31 | 17 | 2.0076e-07 | 2.5067e-07 | 18.6828 | 1.868% | 4.683e-07%
1 | 31 | 18 | 9.7148e-07 | 1.2223e-06 | 0 | 0% | 0% | 1 | 31 | 18 | 9.7148e-07 | 1.213e-06 | 0 | 0% | 0%
1 | 31 | 19 | 1.2527e-06 | 1.576e-06 | 0 | 0% | 0% | 1 | 31 | 19 | 1.2527e-06 | 1.5641e-06 | 0 | 0% | 0%
1 | 31 | 20 | 6.5295e-07 | 8.2151e-07 | 0 | 0% | 0% | 1 | 31 | 20 | 6.5295e-07 | 8.1526e-07 | 0 | 0% | 0%
1 | 31 | 21 | 1.1772e-07 | 1.481e-07 | 0 | 0% | 0% | 1 | 31 | 21 | 1.1772e-07 | 1.4698e-07 | 0 | 0% | 0%
1 | 31 | 22 | 1.6377e-08 | 2.0605e-08 | 0 | 0% | 0% | 1 | 31 | 22 | 1.6377e-08 | 2.0449e-08 | 0 | 0% | 0%
1 | 31 | 23 | 1.8783e-09 | 2.3631e-09 | 0 | 0% | 0% | 1 | 31 | 23 | 1.8783e-09 | 2.3452e-09 | 0 | 0% | 0%
2 | 1 | 0 | 1.7978e-09 | 2.2619e-09 | 0 | 0% | 0% | 2 | 1 | 0 | 1.7978e-09 | 2.2447e-09 | 0 | 0% | 0%
2 | 1 | 1 | 3.6021e-10 | 4.5319e-10 | 0 | 0% | 0% | 2 | 1 | 1 | 3.6021e-10 | 4.4975e-10 | 0 | 0% | 0%
2 | 1 | 2 | 0 | 0 | 0 | 0% | 0% | 2 | 1 | 2 | 0 | 0 | 0 | 0% | 0%
2 | 1 | 3 | 0 | 0 | 0 | 0% | 0% | 2 | 1 | 3 | 0 | 0 | 0 | 0% | 0%
2 | 1 | 4 | 0 | 0 | 0 | 0% | 0% | 2 | 1 | 4 | 0 | 0 | 0 | 0% | 0%
2 | 1 | 5 | 5.666e-10 | 7.1287e-10 | 0 | 0% | 0% | 2 | 1 | 5 | 5.666e-10 | 7.0745e-10 | 0 | 0% | 0%
2 | 1 | 6 | 9.5358e-09 | 1.1997e-08 | 0 | 0% | 0% | 2 | 1 | 6 | 9.5358e-09 | 1.1906e-08 | 0 | 0% | 0%
2 | 1 | 7 | 4.7064e-08 | 5.9213e-08 | 0 | 0% | 0% | 2 | 1 | 7 | 4.7064e-08 | 5.8763e-08 | 0 | 0% | 0%
2 | 1 | 8 | 5.9594e-08 | 7.4979e-08 | 65.9148 | 6.591% | 4.942e-07% | 2 | 1 | 8 | 5.9594e-08 | 7.4409e-08 | 65.9148 | 6.591% | 4.905e-07%
2 | 1 | 9 | 5.1841e-08 | 6.5224e-08 | 443.7948 | 44.38% | 2.895e-06% | 2 | 1 | 9 | 5.2235e-08 | 6.522e-08 | 443.7948 | 44.38% | 2.894e-06%
2 | 1 | 10 | 5.8759e-08 | 7.3927e-08 | 667.2924 | 66.73% | 4.933e-06% | 2 | 1 | 10 | 5.9192e-08 | 7.3906e-08 | 667.2924 | 66.73% | 4.932e-06%
2 | 1 | 11 | 4.57e-08 | 5.7497e-08 | 808.7016 | 80.87% | 4.65e-06% | 2 | 1 | 11 | 4.6048e-08 | 5.7495e-08 | 808.7016 | 80.87% | 4.65e-06%
2 | 1 | 12 | 3.0198e-08 | 3.7994e-08 | 770.4 | 77.04% | 2.927e-06% | 2 | 1 | 12 | 3.0426e-08 | 3.7989e-08 | 770.4 | 77.04% | 2.927e-06%
2 | 1 | 13 | 1.8879e-08 | 2.3753e-08 | 770.0796 | 77.01% | 1.829e-06% | 2 | 1 | 13 | 1.8879e-08 | 2.3572e-08 | 770.0796 | 77.01% | 1.815e-06%
2 | 1 | 14 | 1.8151e-08 | 2.2836e-08 | 674.94 | 67.49% | 1.541e-06% | 2 | 1 | 14 | 1.8151e-08 | 2.2663e-08 | 674.94 | 67.49% | 1.53e-06%
2 | 1 | 15 | 1.7036e-08 | 2.1434e-08 | 539.4564 | 53.95% | 1.156e-06% | 2 | 1 | 15 | 1.7036e-08 | 2.1271e-08 | 539.4564 | 53.95% | 1.147e-06%
2 | 1 | 16 | 2.8858e-08 | 3.6307e-08 | 290.2644 | 29.03% | 1.054e-06% | 2 | 1 | 16 | 2.8858e-08 | 3.6031e-08 | 290.2644 | 29.03% | 1.046e-06%
2 | 1 | 17 | 3.6978e-08 | 4.6524e-08 | 88.9812 | 8.898% | 4.14e-07% | 2 | 1 | 17 | 3.6978e-08 | 4.617e-08 | 88.9812 | 8.898% | 4.108e-07%
2 | 1 | 18 | 5.5822e-08 | 7.0233e-08 | 0 | 0% | 0% | 2 | 1 | 18 | 5.5822e-08 | 6.9698e-08 | 0 | 0% | 0%
2 | 1 | 19 | 3.727e-08 | 4.6891e-08 | 0 | 0% | 0% | 2 | 1 | 19 | 3.727e-08 | 4.6534e-08 | 0 | 0% | 0%
2 | 1 | 20 | 1.9776e-08 | 2.4881e-08 | 0 | 0% | 0% | 2 | 1 | 20 | 1.9776e-08 | 2.4692e-08 | 0 | 0% | 0%
2 | 1 | 21 | 9.2277e-09 | 1.161e-08 | 0 | 0% | 0% | 2 | 1 | 21 | 9.2277e-09 | 1.1521e-08 | 0 | 0% | 0%
2 | 1 | 22 | 2.4453e-09 | 3.0766e-09 | 0 | 0% | 0% | 2 | 1 | 22 | 2.4453e-09 | 3.0532e-09 | 0 | 0% | 0%
2 | 1 | 23 | 0 | 0 | 0 | 0% | 0% | 2 | 1 | 23 | 0 | 0 | 0 | 0% | 0%
2 | 2 | 0 | 0 | 0 | 0 | 0% | 0% | 2 | 2 | 0 | 0 | 0 | 0 | 0% | 0%
2 | 2 | 1 | 0 | 0 | 0 | 0% | 0% | 2 | 2 | 1 | 0 | 0 | 0 | 0% | 0%
2 | 2 | 2 | 0 | 0 | 0 | 0% | 0% | 2 | 2 | 2 | 0 | 0 | 0 | 0% | 0%
2 | 2 | 3 | 0 | 0 | 0 | 0% | 0% | 2 | 2 | 3 | 0 | 0 | 0 | 0% | 0%
2 | 2 | 4 | 1.0512e-09 | 1.3225e-09 | 0 | 0% | 0% | 2 | 2 | 4 | 1.0512e-09 | 1.3125e-09 | 0 | 0% | 0%
2 | 2 | 5 | 7.3265e-09 | 9.2178e-09 | 0 | 0% | 0% | 2 | 2 | 5 | 7.3265e-09 | 9.1477e-09 | 0 | 0% | 0%
2 | 2 | 6 | 1.6003e-07 | 2.0134e-07 | 0 | 0% | 0% | 2 | 2 | 6 | 1.6003e-07 | 1.9981e-07 | 0 | 0% | 0%
2 | 2 | 7 | 9.6494e-07 | 1.214e-06 | 0 | 0% | 0% | 2 | 2 | 7 | 9.6494e-07 | 1.2048e-06 | 0 | 0% | 0%
2 | 2 | 8 | 1.3491e-06 | 1.6974e-06 | 0 | 0% | 0% | 2 | 2 | 8 | 1.3582e-06 | 1.6958e-06 | 0 | 0% | 0%
2 | 2 | 9 | 1.849e-06 | 2.3263e-06 | 1.4496 | 0.145% | 3.372e-07% | 2 | 2 | 9 | 1.8607e-06 | 2.3233e-06 | 1.4496 | 0.145% | 3.368e-07%
2 | 2 | 10 | 2.6731e-06 | 3.3632e-06 | 25.0716 | 2.507% | 8.432e-06% | 2 | 2 | 10 | 2.7251e-06 | 3.4025e-06 | 25.0716 | 2.507% | 8.531e-06%
2 | 2 | 11 | 3.1638e-06 | 3.9806e-06 | 114.4488 | 11.44% | 4.556e-05% | 2 | 2 | 11 | 3.2457e-06 | 4.0526e-06 | 114.4488 | 11.44% | 4.638e-05%
2 | 2 | 12 | 3.1851e-06 | 4.0073e-06 | 76.1268 | 7.613% | 3.051e-05% | 2 | 2 | 12 | 3.2866e-06 | 4.1036e-06 | 76.1268 | 7.613% | 3.124e-05%
2 | 2 | 13 | 2.7631e-06 | 3.4764e-06 | 166.7508 | 16.68% | 5.797e-05% | 2 | 2 | 13 | 2.8375e-06 | 3.5429e-06 | 166.7508 | 16.68% | 5.908e-05%
2 | 2 | 14 | 2.2566e-06 | 2.8391e-06 | 117.762 | 11.78% | 3.343e-05% | 2 | 2 | 14 | 2.3216e-06 | 2.8987e-06 | 117.762 | 11.78% | 3.414e-05%
2 | 2 | 15 | 1.3864e-06 | 1.7443e-06 | 160.824 | 16.08% | 2.805e-05% | 2 | 2 | 15 | 1.4133e-06 | 1.7646e-06 | 160.824 | 16.08% | 2.838e-05%
2 | 2 | 16 | 1.5833e-06 | 1.992e-06 | 104.4828 | 10.45% | 2.081e-05% | 2 | 2 | 16 | 1.5833e-06 | 1.9769e-06 | 104.4828 | 10.45% | 2.065e-05%
2 | 2 | 17 | 3.48e-06 | 4.3784e-06 | 14.3088 | 1.431% | 6.265e-06% | 2 | 2 | 17 | 3.48e-06 | 4.3451e-06 | 14.3088 | 1.431% | 6.217e-06%
2 | 2 | 18 | 1.668e-05 | 2.0986e-05 | 0 | 0% | 0% | 2 | 2 | 18 | 1.668e-05 | 2.0826e-05 | 0 | 0% | 0%
2 | 2 | 19 | 1.4013e-05 | 1.7631e-05 | 0 | 0% | 0% | 2 | 2 | 19 | 1.4013e-05 | 1.7496e-05 | 0 | 0% | 0%
2 | 2 | 20 | 7.4463e-06 | 9.3686e-06 | 0 | 0% | 0% | 2 | 2 | 20 | 7.4463e-06 | 9.2973e-06 | 0 | 0% | 0%
2 | 2 | 21 | 3.9182e-06 | 4.9297e-06 | 0 | 0% | 0% | 2 | 2 | 21 | 3.9182e-06 | 4.8922e-06 | 0 | 0% | 0%
2 | 2 | 22 | 8.4994e-07 | 1.0694e-06 | 0 | 0% | 0% | 2 | 2 | 22 | 8.4994e-07 | 1.0612e-06 | 0 | 0% | 0%
2 | 2 | 23 | 2.7975e-07 | 3.5197e-07 | 0 | 0% | 0% | 2 | 2 | 23 | 2.7975e-07 | 3.4929e-07 | 0 | 0% | 0%
2 | 3 | 0 | 1.4997e-07 | 1.8868e-07 | 0 | 0% | 0% | 2 | 3 | 0 | 1.4997e-07 | 1.8724e-07 | 0 | 0% | 0%
2 | 3 | 1 | 1.2029e-07 | 1.5135e-07 | 0 | 0% | 0% | 2 | 3 | 1 | 1.2029e-07 | 1.502e-07 | 0 | 0% | 0%
2 | 3 | 2 | 6.4675e-08 | 8.137e-08 | 0 | 0% | 0% | 2 | 3 | 2 | 6.4675e-08 | 8.0752e-08 | 0 | 0% | 0%
2 | 3 | 3 | 7.6146e-08 | 9.5803e-08 | 0 | 0% | 0% | 2 | 3 | 3 | 7.6146e-08 | 9.5074e-08 | 0 | 0% | 0%
2 | 3 | 4 | 9.3411e-08 | 1.1752e-07 | 0 | 0% | 0% | 2 | 3 | 4 | 9.3411e-08 | 1.1663e-07 | 0 | 0% | 0%
2 | 3 | 5 | 2.2953e-07 | 2.8878e-07 | 0 | 0% | 0% | 2 | 3 | 5 | 2.2953e-07 | 2.8658e-07 | 0 | 0% | 0%
2 | 3 | 6 | 2.0553e-06 | 2.5859e-06 | 0 | 0% | 0% | 2 | 3 | 6 | 2.0553e-06 | 2.5662e-06 | 0 | 0% | 0%
2 | 3 | 7 | 1.9741e-05 | 2.4837e-05 | 0 | 0% | 0% | 2 | 3 | 7 | 1.9741e-05 | 2.4648e-05 | 0 | 0% | 0%
2 | 3 | 8 | 1.2616e-05 | 1.5873e-05 | 127.4088 | 12.74% | 0.0002022% | 2 | 3 | 8 | 1.2616e-05 | 1.5752e-05 | 127.4088 | 12.74% | 0.0002007%
2 | 3 | 9 | 9.1086e-06 | 1.146e-05 | 395.2524 | 39.53% | 0.000453% | 2 | 3 | 9 | 9.1086e-06 | 1.1373e-05 | 395.2524 | 39.53% | 0.0004495%
2 | 3 | 10 | 4.5116e-06 | 5.6763e-06 | 125.1696 | 12.52% | 7.105e-05% | 2 | 3 | 10 | 4.5412e-06 | 5.67e-06 | 125.1696 | 12.52% | 7.097e-05%
2 | 3 | 11 | 1.3683e-06 | 1.7215e-06 | 110.9616 | 11.1% | 1.91e-05% | 2 | 3 | 11 | 1.3769e-06 | 1.7191e-06 | 110.9616 | 11.1% | 1.908e-05%
2 | 3 | 12 | 9.592e-07 | 1.2068e-06 | 206.0556 | 20.61% | 2.487e-05% | 2 | 3 | 12 | 9.723e-07 | 1.214e-06 | 206.0556 | 20.61% | 2.502e-05%
2 | 3 | 13 | 5.0912e-07 | 6.4055e-07 | 98.3592 | 9.836% | 6.3e-06% | 2 | 3 | 13 | 5.1575e-07 | 6.4395e-07 | 98.3592 | 9.836% | 6.334e-06%
2 | 3 | 14 | 3.1196e-07 | 3.9249e-07 | 235.1616 | 23.52% | 9.23e-06% | 2 | 3 | 14 | 3.186e-07 | 3.978e-07 | 235.1616 | 23.52% | 9.355e-06%
2 | 3 | 15 | 2.8831e-07 | 3.6273e-07 | 158.13 | 15.81% | 5.736e-06% | 2 | 3 | 15 | 2.9228e-07 | 3.6494e-07 | 158.13 | 15.81% | 5.771e-06%
2 | 3 | 16 | 2.4312e-07 | 3.0589e-07 | 37.2432 | 3.724% | 1.139e-06% | 2 | 3 | 16 | 2.4489e-07 | 3.0576e-07 | 37.2432 | 3.724% | 1.139e-06%
2 | 3 | 17 | 3.9307e-07 | 4.9454e-07 | 0.4392 | 0.04392% | 2.172e-08% | 2 | 3 | 17 | 3.9307e-07 | 4.9078e-07 | 0.4392 | 0.04392% | 2.156e-08%
2 | 3 | 18 | 1.1634e-06 | 1.4637e-06 | 0 | 0% | 0% | 2 | 3 | 18 | 1.1634e-06 | 1.4525e-06 | 0 | 0% | 0%
2 | 3 | 19 | 1.5933e-06 | 2.0047e-06 | 0 | 0% | 0% | 2 | 3 | 19 | 1.5933e-06 | 1.9894e-06 | 0 | 0% | 0%
2 | 3 | 20 | 2.097e-06 | 2.6383e-06 | 0 | 0% | 0% | 2 | 3 | 20 | 2.097e-06 | 2.6183e-06 | 0 | 0% | 0%
2 | 3 | 21 | 1.0885e-06 | 1.3695e-06 | 0 | 0% | 0% | 2 | 3 | 21 | 1.0885e-06 | 1.3591e-06 | 0 | 0% | 0%
2 | 3 | 22 | 5.1188e-07 | 6.4402e-07 | 0 | 0% | 0% | 2 | 3 | 22 | 5.1188e-07 | 6.3913e-07 | 0 | 0% | 0%
2 | 3 | 23 | 1.8659e-07 | 2.3476e-07 | 0 | 0% | 0% | 2 | 3 | 23 | 1.8659e-07 | 2.3298e-07 | 0 | 0% | 0%
2 | 4 | 0 | 1.2292e-07 | 1.5466e-07 | 0 | 0% | 0% | 2 | 4 | 0 | 1.2292e-07 | 1.5348e-07 | 0 | 0% | 0%
2 | 4 | 1 | 7.8552e-08 | 9.883e-08 | 0 | 0% | 0% | 2 | 4 | 1 | 7.8552e-08 | 9.8078e-08 | 0 | 0% | 0%
2 | 4 | 2 | 6.0019e-08 | 7.5513e-08 | 0 | 0% | 0% | 2 | 4 | 2 | 6.0019e-08 | 7.4939e-08 | 0 | 0% | 0%
2 | 4 | 3 | 4.9971e-08 | 6.2871e-08 | 0 | 0% | 0% | 2 | 4 | 3 | 4.9971e-08 | 6.2393e-08 | 0 | 0% | 0%
2 | 4 | 4 | 5.6212e-08 | 7.0723e-08 | 0 | 0% | 0% | 2 | 4 | 4 | 5.6212e-08 | 7.0185e-08 | 0 | 0% | 0%
2 | 4 | 5 | 1.7217e-07 | 2.1662e-07 | 0 | 0% | 0% | 2 | 4 | 5 | 1.7217e-07 | 2.1497e-07 | 0 | 0% | 0%
2 | 4 | 6 | 1.0607e-06 | 1.3345e-06 | 0 | 0% | 0% | 2 | 4 | 6 | 1.0607e-06 | 1.3244e-06 | 0 | 0% | 0%
2 | 4 | 7 | 7.7821e-06 | 9.7911e-06 | 0 | 0% | 0% | 2 | 4 | 7 | 7.7821e-06 | 9.7166e-06 | 0 | 0% | 0%
2 | 4 | 8 | 5.5813e-06 | 7.0221e-06 | 30.9036 | 3.09% | 2.17e-05% | 2 | 4 | 8 | 5.5813e-06 | 6.9687e-06 | 30.9036 | 3.09% | 2.154e-05%
2 | 4 | 9 | 2.1396e-06 | 2.6919e-06 | 434.796 | 43.48% | 0.000117% | 2 | 4 | 9 | 2.1396e-06 | 2.6714e-06 | 434.796 | 43.48% | 0.0001162%
2 | 4 | 10 | 1.332e-06 | 1.6758e-06 | 622.8936 | 62.29% | 0.0001044% | 2 | 4 | 10 | 1.3411e-06 | 1.6745e-06 | 622.8936 | 62.29% | 0.0001043%
2 | 4 | 11 | 4.1265e-07 | 5.1918e-07 | 592.6104 | 59.26% | 3.077e-05% | 2 | 4 | 11 | 4.1265e-07 | 5.1523e-07 | 592.6104 | 59.26% | 3.053e-05%
2 | 4 | 12 | 3.3497e-07 | 4.2144e-07 | 800.3112 | 80.03% | 3.373e-05% | 2 | 4 | 12 | 3.3497e-07 | 4.1823e-07 | 800.3112 | 80.03% | 3.347e-05%
2 | 4 | 13 | 1.4576e-07 | 1.8339e-07 | 795.0912 | 79.51% | 1.458e-05% | 2 | 4 | 13 | 1.4685e-07 | 1.8336e-07 | 795.0912 | 79.51% | 1.458e-05%
2 | 4 | 14 | 6.8717e-08 | 8.6457e-08 | 582.2508 | 58.23% | 5.034e-06% | 2 | 4 | 14 | 6.8717e-08 | 8.5799e-08 | 582.2508 | 58.23% | 4.996e-06%
2 | 4 | 15 | 4.1134e-08 | 5.1752e-08 | 490.4472 | 49.04% | 2.538e-06% | 2 | 4 | 15 | 4.146e-08 | 5.1767e-08 | 490.4472 | 49.04% | 2.539e-06%
2 | 4 | 16 | 2.3684e-08 | 2.9798e-08 | 218.082 | 21.81% | 6.498e-07% | 2 | 4 | 16 | 2.3684e-08 | 2.9572e-08 | 218.082 | 21.81% | 6.449e-07%
2 | 4 | 17 | 5.8302e-08 | 7.3353e-08 | 42.006 | 4.201% | 3.081e-07% | 2 | 4 | 17 | 5.8302e-08 | 7.2795e-08 | 42.006 | 4.201% | 3.058e-07%
2 | 4 | 18 | 1.3483e-07 | 1.6964e-07 | 0 | 0% | 0% | 2 | 4 | 18 | 1.3483e-07 | 1.6835e-07 | 0 | 0% | 0%
2 | 4 | 19 | 1.1772e-07 | 1.481e-07 | 0 | 0% | 0% | 2 | 4 | 19 | 1.1772e-07 | 1.4698e-07 | 0 | 0% | 0%
2 | 4 | 20 | 1.1124e-07 | 1.3996e-07 | 0 | 0% | 0% | 2 | 4 | 20 | 1.1124e-07 | 1.3889e-07 | 0 | 0% | 0%
2 | 4 | 21 | 5.6614e-08 | 7.1229e-08 | 0 | 0% | 0% | 2 | 4 | 21 | 5.6614e-08 | 7.0687e-08 | 0 | 0% | 0%
2 | 4 | 22 | 2.0419e-08 | 2.5691e-08 | 0 | 0% | 0% | 2 | 4 | 22 | 2.0419e-08 | 2.5495e-08 | 0 | 0% | 0%
2 | 4 | 23 | 6.5118e-09 | 8.1929e-09 | 0 | 0% | 0% | 2 | 4 | 23 | 6.5118e-09 | 8.1306e-09 | 0 | 0% | 0%
2 | 5 | 0 | 2.3659e-09 | 2.9767e-09 | 0 | 0% | 0% | 2 | 5 | 0 | 2.3659e-09 | 2.954e-09 | 0 | 0% | 0%
2 | 5 | 1 | 5.183e-10 | 6.521e-10 | 0 | 0% | 0% | 2 | 5 | 1 | 5.183e-10 | 6.4714e-10 | 0 | 0% | 0%
2 | 5 | 2 | 1.0098e-10 | 1.2705e-10 | 0 | 0% | 0% | 2 | 5 | 2 | 1.0098e-10 | 1.2608e-10 | 0 | 0% | 0%
2 | 5 | 3 | 0 | 0 | 0 | 0% | 0% | 2 | 5 | 3 | 0 | 0 | 0 | 0% | 0%
2 | 5 | 4 | 0 | 0 | 0 | 0% | 0% | 2 | 5 | 4 | 0 | 0 | 0 | 0% | 0%
2 | 5 | 5 | 1.1815e-10 | 1.4865e-10 | 0 | 0% | 0% | 2 | 5 | 5 | 1.1815e-10 | 1.4752e-10 | 0 | 0% | 0%
2 | 5 | 6 | 2.2157e-09 | 2.7877e-09 | 0 | 0% | 0% | 2 | 5 | 6 | 2.2157e-09 | 2.7665e-09 | 0 | 0% | 0%
2 | 5 | 7 | 4.4521e-09 | 5.6015e-09 | 0 | 0% | 0% | 2 | 5 | 7 | 4.4521e-09 | 5.5589e-09 | 0 | 0% | 0%
2 | 5 | 8 | 9.7606e-09 | 1.228e-08 | 9.0732 | 0.9073% | 1.114e-08% | 2 | 5 | 8 | 9.7606e-09 | 1.2187e-08 | 9.0732 | 0.9073% | 1.106e-08%
2 | 5 | 9 | 2.0594e-08 | 2.591e-08 | 90.8016 | 9.08% | 2.353e-07% | 2 | 5 | 9 | 2.0594e-08 | 2.5713e-08 | 90.8016 | 9.08% | 2.335e-07%
2 | 5 | 10 | 2.7174e-08 | 3.4189e-08 | 127.1496 | 12.71% | 4.347e-07% | 2 | 5 | 10 | 2.7174e-08 | 3.3929e-08 | 127.1496 | 12.71% | 4.314e-07%
2 | 5 | 11 | 2.8659e-08 | 3.6057e-08 | 98.0748 | 9.807% | 3.536e-07% | 2 | 5 | 11 | 2.8659e-08 | 3.5783e-08 | 98.0748 | 9.807% | 3.509e-07%
2 | 5 | 12 | 4.6065e-08 | 5.7957e-08 | 111.2004 | 11.12% | 6.445e-07% | 2 | 5 | 12 | 4.6065e-08 | 5.7516e-08 | 111.2004 | 11.12% | 6.396e-07%
2 | 5 | 13 | 5.5043e-08 | 6.9252e-08 | 69.0504 | 6.905% | 4.782e-07% | 2 | 5 | 13 | 5.5043e-08 | 6.8725e-08 | 69.0504 | 6.905% | 4.746e-07%
2 | 5 | 14 | 6.1785e-08 | 7.7736e-08 | 54.9192 | 5.492% | 4.269e-07% | 2 | 5 | 14 | 6.1785e-08 | 7.7144e-08 | 54.9192 | 5.492% | 4.237e-07%
2 | 5 | 15 | 5.7036e-08 | 7.176e-08 | 29.2944 | 2.929% | 2.102e-07% | 2 | 5 | 15 | 5.7036e-08 | 7.1214e-08 | 29.2944 | 2.929% | 2.086e-07%
2 | 5 | 16 | 6.0906e-08 | 7.6629e-08 | 14.3952 | 1.44% | 1.103e-07% | 2 | 5 | 16 | 6.0906e-08 | 7.6046e-08 | 14.3952 | 1.44% | 1.095e-07%
2 | 5 | 17 | 6.8638e-08 | 8.6357e-08 | 1.4412 | 0.1441% | 1.245e-08% | 2 | 5 | 17 | 6.8638e-08 | 8.57e-08 | 1.4412 | 0.1441% | 1.235e-08%
2 | 5 | 18 | 1.4997e-07 | 1.8868e-07 | 0 | 0% | 0% | 2 | 5 | 18 | 1.4997e-07 | 1.8724e-07 | 0 | 0% | 0%
2 | 5 | 19 | 1.1124e-07 | 1.3996e-07 | 0 | 0% | 0% | 2 | 5 | 19 | 1.1124e-07 | 1.3889e-07 | 0 | 0% | 0%
2 | 5 | 20 | 9.0591e-08 | 1.1398e-07 | 0 | 0% | 0% | 2 | 5 | 20 | 9.0591e-08 | 1.1311e-07 | 0 | 0% | 0%
2 | 5 | 21 | 4.4351e-08 | 5.58e-08 | 0 | 0% | 0% | 2 | 5 | 21 | 4.4351e-08 | 5.5376e-08 | 0 | 0% | 0%
2 | 5 | 22 | 1.4048e-08 | 1.7674e-08 | 0 | 0% | 0% | 2 | 5 | 22 | 1.4048e-08 | 1.754e-08 | 0 | 0% | 0%
2 | 5 | 23 | 4.4169e-09 | 5.5571e-09 | 0 | 0% | 0% | 2 | 5 | 23 | 4.4169e-09 | 5.5148e-09 | 0 | 0% | 0%
2 | 6 | 0 | 1.0778e-09 | 1.356e-09 | 0 | 0% | 0% | 2 | 6 | 0 | 1.0778e-09 | 1.3457e-09 | 0 | 0% | 0%
2 | 6 | 1 | 3.1706e-10 | 3.9891e-10 | 0 | 0% | 0% | 2 | 6 | 1 | 3.1706e-10 | 3.9588e-10 | 0 | 0% | 0%
2 | 6 | 2 | 0 | 0 | 0 | 0% | 0% | 2 | 6 | 2 | 0 | 0 | 0 | 0% | 0%
2 | 6 | 3 | 0 | 0 | 0 | 0% | 0% | 2 | 6 | 3 | 0 | 0 | 0 | 0% | 0%
2 | 6 | 4 | 0 | 0 | 0 | 0% | 0% | 2 | 6 | 4 | 0 | 0 | 0 | 0% | 0%
2 | 6 | 5 | 0 | 0 | 0 | 0% | 0% | 2 | 6 | 5 | 0 | 0 | 0 | 0% | 0%
2 | 6 | 6 | 8.3802e-10 | 1.0544e-09 | 0 | 0% | 0% | 2 | 6 | 6 | 8.3802e-10 | 1.0463e-09 | 0 | 0% | 0%
2 | 6 | 7 | 2.3854e-09 | 3.0012e-09 | 0 | 0% | 0% | 2 | 6 | 7 | 2.3854e-09 | 2.9783e-09 | 0 | 0% | 0%
2 | 6 | 8 | 4.8341e-09 | 6.082e-09 | 11.1708 | 1.117% | 6.794e-09% | 2 | 6 | 8 | 4.8341e-09 | 6.0357e-09 | 11.1708 | 1.117% | 6.742e-09%
2 | 6 | 9 | 8.526e-09 | 1.0727e-08 | 3.5676 | 0.3568% | 3.827e-09% | 2 | 6 | 9 | 8.526e-09 | 1.0645e-08 | 3.5676 | 0.3568% | 3.798e-09%
2 | 6 | 10 | 4.1388e-09 | 5.2073e-09 | 68.8476 | 6.885% | 3.585e-08% | 2 | 6 | 10 | 4.1388e-09 | 5.1677e-09 | 68.8476 | 6.885% | 3.558e-08%
2 | 6 | 11 | 2.0604e-09 | 2.5923e-09 | 69.5088 | 6.951% | 1.802e-08% | 2 | 6 | 11 | 2.0604e-09 | 2.5726e-09 | 69.5088 | 6.951% | 1.788e-08%
2 | 6 | 12 | 9.6404e-10 | 1.2129e-09 | 86.0028 | 8.6% | 1.043e-08% | 2 | 6 | 12 | 9.6404e-10 | 1.2037e-09 | 86.0028 | 8.6% | 1.035e-08%
2 | 6 | 13 | 0 | 0 | 66.0192 | 6.602% | 0% | 2 | 6 | 13 | 0 | 0 | 66.0192 | 6.602% | 0%
2 | 6 | 14 | 0 | 0 | 83.8908 | 8.389% | 0% | 2 | 6 | 14 | 0 | 0 | 83.8908 | 8.389% | 0%
2 | 6 | 15 | 0 | 0 | 35.5332 | 3.553% | 0% | 2 | 6 | 15 | 0 | 0 | 35.5332 | 3.553% | 0%
2 | 6 | 16 | 0 | 0 | 360.0528 | 36.01% | 0% | 2 | 6 | 16 | 0 | 0 | 360.0528 | 36.01% | 0%
2 | 6 | 17 | 2.3201e-10 | 2.919e-10 | 109.4664 | 10.95% | 3.195e-09% | 2 | 6 | 17 | 2.3201e-10 | 2.8968e-10 | 109.4664 | 10.95% | 3.171e-09%
2 | 6 | 18 | 1.8629e-09 | 2.3439e-09 | 0 | 0% | 0% | 2 | 6 | 18 | 1.8629e-09 | 2.326e-09 | 0 | 0% | 0%
2 | 6 | 19 | 9.7682e-10 | 1.229e-09 | 0 | 0% | 0% | 2 | 6 | 19 | 9.7682e-10 | 1.2196e-09 | 0 | 0% | 0%
2 | 6 | 20 | 8.9596e-10 | 1.1273e-09 | 0 | 0% | 0% | 2 | 6 | 20 | 8.9596e-10 | 1.1187e-09 | 0 | 0% | 0%
2 | 6 | 21 | 2.1973e-10 | 2.7645e-10 | 0 | 0% | 0% | 2 | 6 | 21 | 2.1973e-10 | 2.7435e-10 | 0 | 0% | 0%
2 | 6 | 22 | 0 | 0 | 0 | 0% | 0% | 2 | 6 | 22 | 0 | 0 | 0 | 0% | 0%
2 | 6 | 23 | 0 | 0 | 0 | 0% | 0% | 2 | 6 | 23 | 0 | 0 | 0 | 0% | 0%
2 | 7 | 0 | 0 | 0 | 0 | 0% | 0% | 2 | 7 | 0 | 0 | 0 | 0 | 0% | 0%
2 | 7 | 1 | 0 | 0 | 0 | 0% | 0% | 2 | 7 | 1 | 0 | 0 | 0 | 0% | 0%
2 | 7 | 2 | 0 | 0 | 0 | 0% | 0% | 2 | 7 | 2 | 0 | 0 | 0 | 0% | 0%
2 | 7 | 3 | 0 | 0 | 0 | 0% | 0% | 2 | 7 | 3 | 0 | 0 | 0 | 0% | 0%
2 | 7 | 4 | 0 | 0 | 0 | 0% | 0% | 2 | 7 | 4 | 0 | 0 | 0 | 0% | 0%
2 | 7 | 5 | 3.4328e-10 | 4.319e-10 | 0 | 0% | 0% | 2 | 7 | 5 | 3.4328e-10 | 4.2862e-10 | 0 | 0% | 0%
2 | 7 | 6 | 1.4358e-08 | 1.8065e-08 | 0 | 0% | 0% | 2 | 7 | 6 | 1.4358e-08 | 1.7927e-08 | 0 | 0% | 0%
2 | 7 | 7 | 1.3207e-07 | 1.6616e-07 | 0 | 0% | 0% | 2 | 7 | 7 | 1.3207e-07 | 1.649e-07 | 0 | 0% | 0%
2 | 7 | 8 | 1.4363e-07 | 1.807e-07 | 37.4628 | 3.746% | 6.77e-07% | 2 | 7 | 8 | 1.4363e-07 | 1.7933e-07 | 37.4628 | 3.746% | 6.718e-07%
2 | 7 | 9 | 1.7472e-07 | 2.1983e-07 | 248.3556 | 24.84% | 5.46e-06% | 2 | 7 | 9 | 1.7472e-07 | 2.1816e-07 | 248.3556 | 24.84% | 5.418e-06%
2 | 7 | 10 | 2.3466e-07 | 2.9524e-07 | 329.3532 | 32.94% | 9.724e-06% | 2 | 7 | 10 | 2.3466e-07 | 2.93e-07 | 329.3532 | 32.94% | 9.65e-06%
2 | 7 | 11 | 2.3122e-07 | 2.9091e-07 | 296.2584 | 29.63% | 8.619e-06% | 2 | 7 | 11 | 2.3122e-07 | 2.887e-07 | 296.2584 | 29.63% | 8.553e-06%
2 | 7 | 12 | 2.7213e-07 | 3.4238e-07 | 204.798 | 20.48% | 7.012e-06% | 2 | 7 | 12 | 2.7213e-07 | 3.3978e-07 | 204.798 | 20.48% | 6.959e-06%
2 | 7 | 13 | 2.0076e-07 | 2.5259e-07 | 576.648 | 57.66% | 1.457e-05% | 2 | 7 | 13 | 2.0076e-07 | 2.5067e-07 | 576.648 | 57.66% | 1.445e-05%
2 | 7 | 14 | 2.094e-07 | 2.6345e-07 | 307.9656 | 30.8% | 8.113e-06% | 2 | 7 | 14 | 2.094e-07 | 2.6145e-07 | 307.9656 | 30.8% | 8.052e-06%
2 | 7 | 15 | 1.8527e-07 | 2.331e-07 | 321.1296 | 32.11% | 7.486e-06% | 2 | 7 | 15 | 1.8527e-07 | 2.3133e-07 | 321.1296 | 32.11% | 7.429e-06%
2 | 7 | 16 | 1.8106e-07 | 2.2781e-07 | 214.1172 | 21.41% | 4.878e-06% | 2 | 7 | 16 | 1.8106e-07 | 2.2607e-07 | 214.1172 | 21.41% | 4.841e-06%
2 | 7 | 17 | 3.3247e-07 | 4.183e-07 | 59.424 | 5.942% | 2.486e-06% | 2 | 7 | 17 | 3.3247e-07 | 4.1512e-07 | 59.424 | 5.942% | 2.467e-06%
2 | 7 | 18 | 5.3338e-07 | 6.7107e-07 | 0 | 0% | 0% | 2 | 7 | 18 | 5.3338e-07 | 6.6596e-07 | 0 | 0% | 0%
2 | 7 | 19 | 8.3244e-07 | 1.0473e-06 | 0 | 0% | 0% | 2 | 7 | 19 | 8.3244e-07 | 1.0394e-06 | 0 | 0% | 0%
2 | 7 | 20 | 5.1188e-07 | 6.4402e-07 | 0 | 0% | 0% | 2 | 7 | 20 | 5.1188e-07 | 6.3913e-07 | 0 | 0% | 0%
2 | 7 | 21 | 3.2044e-07 | 4.0316e-07 | 0 | 0% | 0% | 2 | 7 | 21 | 3.2044e-07 | 4.0009e-07 | 0 | 0% | 0%
2 | 7 | 22 | 1.3577e-07 | 1.7082e-07 | 0 | 0% | 0% | 2 | 7 | 22 | 1.3577e-07 | 1.6952e-07 | 0 | 0% | 0%
2 | 7 | 23 | 5.0326e-08 | 6.3318e-08 | 0 | 0% | 0% | 2 | 7 | 23 | 5.0326e-08 | 6.2836e-08 | 0 | 0% | 0%
2 | 8 | 0 | 2.3865e-08 | 3.0025e-08 | 0 | 0% | 0% | 2 | 8 | 0 | 2.3865e-08 | 2.9797e-08 | 0 | 0% | 0%
2 | 8 | 1 | 1.384e-08 | 1.7413e-08 | 0 | 0% | 0% | 2 | 8 | 1 | 1.384e-08 | 1.728e-08 | 0 | 0% | 0%
2 | 8 | 2 | 1.2711e-08 | 1.5993e-08 | 0 | 0% | 0% | 2 | 8 | 2 | 1.2711e-08 | 1.5871e-08 | 0 | 0% | 0%
2 | 8 | 3 | 1.2611e-08 | 1.5867e-08 | 0 | 0% | 0% | 2 | 8 | 3 | 1.2611e-08 | 1.5746e-08 | 0 | 0% | 0%
2 | 8 | 4 | 2.1229e-08 | 2.6709e-08 | 0 | 0% | 0% | 2 | 8 | 4 | 2.1229e-08 | 2.6506e-08 | 0 | 0% | 0%
2 | 8 | 5 | 7.7315e-08 | 9.7274e-08 | 0 | 0% | 0% | 2 | 8 | 5 | 7.7315e-08 | 9.6534e-08 | 0 | 0% | 0%
2 | 8 | 6 | 5.1881e-07 | 6.5274e-07 | 0 | 0% | 0% | 2 | 8 | 6 | 5.1881e-07 | 6.4777e-07 | 0 | 0% | 0%
2 | 8 | 7 | 2.1238e-06 | 2.672e-06 | 0 | 0% | 0% | 2 | 8 | 7 | 2.1238e-06 | 2.6517e-06 | 0 | 0% | 0%
2 | 8 | 8 | 2.7246e-06 | 3.428e-06 | 34.206 | 3.421% | 1.173e-05% | 2 | 8 | 8 | 2.7246e-06 | 3.4019e-06 | 34.206 | 3.421% | 1.164e-05%
2 | 8 | 9 | 2.1541e-06 | 2.7102e-06 | 114.834 | 11.48% | 3.112e-05% | 2 | 8 | 9 | 2.1541e-06 | 2.6896e-06 | 114.834 | 11.48% | 3.089e-05%
2 | 8 | 10 | 2.7083e-06 | 3.4075e-06 | 277.4604 | 27.75% | 9.454e-05% | 2 | 8 | 10 | 2.7083e-06 | 3.3816e-06 | 277.4604 | 27.75% | 9.383e-05%
2 | 8 | 11 | 2.4998e-06 | 3.1451e-06 | 360.0576 | 36.01% | 0.0001132% | 2 | 8 | 11 | 2.5178e-06 | 3.1436e-06 | 360.0576 | 36.01% | 0.0001132%
2 | 8 | 12 | 2.1256e-06 | 2.6743e-06 | 481.632 | 48.16% | 0.0001288% | 2 | 8 | 12 | 2.1548e-06 | 2.6905e-06 | 481.632 | 48.16% | 0.0001296%
2 | 8 | 13 | 1.3238e-06 | 1.6655e-06 | 754.9476 | 75.49% | 0.0001257% | 2 | 8 | 13 | 1.3238e-06 | 1.6528e-06 | 754.9476 | 75.49% | 0.0001248%
2 | 8 | 14 | 7.4684e-07 | 9.3964e-07 | 783.054 | 78.31% | 7.358e-05% | 2 | 8 | 14 | 7.4684e-07 | 9.325e-07 | 783.054 | 78.31% | 7.302e-05%
2 | 8 | 15 | 3.8285e-07 | 4.8168e-07 | 550.176 | 55.02% | 2.65e-05% | 2 | 8 | 15 | 3.8285e-07 | 4.7802e-07 | 550.176 | 55.02% | 2.63e-05%
2 | 8 | 16 | 2.7421e-07 | 3.45e-07 | 287.844 | 28.78% | 9.931e-06% | 2 | 8 | 16 | 2.7421e-07 | 3.4237e-07 | 287.844 | 28.78% | 9.855e-06%
2 | 8 | 17 | 5.5232e-07 | 6.9491e-07 | 124.626 | 12.46% | 8.66e-06% | 2 | 8 | 17 | 5.5232e-07 | 6.8962e-07 | 124.626 | 12.46% | 8.594e-06%
2 | 8 | 18 | 2.4981e-06 | 3.143e-06 | 0 | 0% | 0% | 2 | 8 | 18 | 2.4981e-06 | 3.1191e-06 | 0 | 0% | 0%
2 | 8 | 19 | 8.9362e-06 | 1.1243e-05 | 0 | 0% | 0% | 2 | 8 | 19 | 8.9362e-06 | 1.1158e-05 | 0 | 0% | 0%
2 | 8 | 20 | 8.9908e-06 | 1.1312e-05 | 0 | 0% | 0% | 2 | 8 | 20 | 8.9908e-06 | 1.1226e-05 | 0 | 0% | 0%
2 | 8 | 21 | 5.545e-06 | 6.9764e-06 | 0 | 0% | 0% | 2 | 8 | 21 | 5.545e-06 | 6.9233e-06 | 0 | 0% | 0%
2 | 8 | 22 | 2.5161e-06 | 3.1657e-06 | 0 | 0% | 0% | 2 | 8 | 22 | 2.5161e-06 | 3.1416e-06 | 0 | 0% | 0%
2 | 8 | 23 | 8.1015e-07 | 1.0193e-06 | 0 | 0% | 0% | 2 | 8 | 23 | 8.1015e-07 | 1.0115e-06 | 0 | 0% | 0%
2 | 9 | 0 | 5.0536e-07 | 6.3582e-07 | 0 | 0% | 0% | 2 | 9 | 0 | 5.0536e-07 | 6.3098e-07 | 0 | 0% | 0%
2 | 9 | 1 | 3.6153e-07 | 4.5486e-07 | 0 | 0% | 0% | 2 | 9 | 1 | 3.6153e-07 | 4.514e-07 | 0 | 0% | 0%
2 | 9 | 2 | 2.5189e-07 | 3.1692e-07 | 0 | 0% | 0% | 2 | 9 | 2 | 2.5189e-07 | 3.1451e-07 | 0 | 0% | 0%
2 | 9 | 3 | 2.0069e-07 | 2.525e-07 | 0 | 0% | 0% | 2 | 9 | 3 | 2.0069e-07 | 2.5058e-07 | 0 | 0% | 0%
2 | 9 | 4 | 3.2044e-07 | 4.0316e-07 | 0 | 0% | 0% | 2 | 9 | 4 | 3.2044e-07 | 4.0009e-07 | 0 | 0% | 0%
2 | 9 | 5 | 6.3902e-07 | 8.0399e-07 | 0 | 0% | 0% | 2 | 9 | 5 | 6.3902e-07 | 7.9787e-07 | 0 | 0% | 0%
2 | 9 | 6 | 8.1811e-06 | 1.0293e-05 | 0 | 0% | 0% | 2 | 9 | 6 | 8.1811e-06 | 1.0215e-05 | 0 | 0% | 0%
2 | 9 | 7 | 3.4776e-05 | 4.3753e-05 | 0 | 0% | 0% | 2 | 9 | 7 | 3.4776e-05 | 4.3421e-05 | 0 | 0% | 0%
2 | 9 | 8 | 2.8426e-05 | 3.5764e-05 | 46.6152 | 4.662% | 0.0001667% | 2 | 9 | 8 | 2.8426e-05 | 3.5492e-05 | 46.6152 | 4.662% | 0.0001654%
2 | 9 | 9 | 2.9122e-05 | 3.664e-05 | 122.79 | 12.28% | 0.0004499% | 2 | 9 | 9 | 2.9122e-05 | 3.6361e-05 | 122.79 | 12.28% | 0.0004465%
2 | 9 | 10 | 2.3653e-05 | 2.9759e-05 | 295.2372 | 29.52% | 0.0008786% | 2 | 9 | 10 | 2.3653e-05 | 2.9533e-05 | 295.2372 | 29.52% | 0.0008719%
2 | 9 | 11 | 6.653e-06 | 8.3705e-06 | 406.2204 | 40.62% | 0.00034% | 2 | 9 | 11 | 6.6915e-06 | 8.3549e-06 | 406.2204 | 40.62% | 0.0003394%
2 | 9 | 12 | 6.1008e-06 | 7.6758e-06 | 169.5084 | 16.95% | 0.0001301% | 2 | 9 | 12 | 6.1008e-06 | 7.6174e-06 | 169.5084 | 16.95% | 0.0001291%
2 | 9 | 13 | 4.6978e-06 | 5.9105e-06 | 211.8156 | 21.18% | 0.0001252% | 2 | 9 | 13 | 4.7266e-06 | 5.9015e-06 | 211.8156 | 21.18% | 0.000125%
2 | 9 | 14 | 3.0267e-06 | 3.808e-06 | 157.032 | 15.7% | 5.98e-05% | 2 | 9 | 14 | 3.0457e-06 | 3.8028e-06 | 157.032 | 15.7% | 5.972e-05%
2 | 9 | 15 | 3.1432e-06 | 3.9547e-06 | 59.8368 | 5.984% | 2.366e-05% | 2 | 9 | 15 | 3.1633e-06 | 3.9497e-06 | 59.8368 | 5.984% | 2.363e-05%
2 | 9 | 16 | 2.8916e-06 | 3.6381e-06 | 94.7364 | 9.474% | 3.447e-05% | 2 | 9 | 16 | 2.9112e-06 | 3.6348e-06 | 94.7364 | 9.474% | 3.444e-05%
2 | 9 | 17 | 5.3083e-06 | 6.6787e-06 | 3.6 | 0.36% | 2.404e-06% | 2 | 9 | 17 | 5.3083e-06 | 6.6279e-06 | 3.6 | 0.36% | 2.386e-06%
2 | 9 | 18 | 2.1157e-05 | 2.6619e-05 | 0 | 0% | 0% | 2 | 9 | 18 | 2.1157e-05 | 2.6416e-05 | 0 | 0% | 0%
2 | 9 | 19 | 2.1157e-05 | 2.6619e-05 | 0 | 0% | 0% | 2 | 9 | 19 | 2.1157e-05 | 2.6416e-05 | 0 | 0% | 0%
2 | 9 | 20 | 1.7197e-05 | 2.1636e-05 | 0 | 0% | 0% | 2 | 9 | 20 | 1.7197e-05 | 2.1472e-05 | 0 | 0% | 0%
2 | 9 | 21 | 6.1365e-06 | 7.7206e-06 | 0 | 0% | 0% | 2 | 9 | 21 | 6.1365e-06 | 7.6619e-06 | 0 | 0% | 0%
2 | 9 | 22 | 1.6681e-06 | 2.0987e-06 | 0 | 0% | 0% | 2 | 9 | 22 | 1.6681e-06 | 2.0827e-06 | 0 | 0% | 0%
2 | 9 | 23 | 6.7575e-07 | 8.5019e-07 | 0 | 0% | 0% | 2 | 9 | 23 | 6.7575e-07 | 8.4373e-07 | 0 | 0% | 0%
2 | 10 | 0 | 4.4149e-07 | 5.5546e-07 | 0 | 0% | 0% | 2 | 10 | 0 | 4.4149e-07 | 5.5124e-07 | 0 | 0% | 0%
2 | 10 | 1 | 3.3467e-07 | 4.2107e-07 | 0 | 0% | 0% | 2 | 10 | 1 | 3.3467e-07 | 4.1787e-07 | 0 | 0% | 0%
2 | 10 | 2 | 3.0281e-07 | 3.8097e-07 | 0 | 0% | 0% | 2 | 10 | 2 | 3.0281e-07 | 3.7808e-07 | 0 | 0% | 0%
2 | 10 | 3 | 5.5968e-07 | 7.0416e-07 | 0 | 0% | 0% | 2 | 10 | 3 | 5.5968e-07 | 6.988e-07 | 0 | 0% | 0%
2 | 10 | 4 | 8.2144e-07 | 1.0335e-06 | 0 | 0% | 0% | 2 | 10 | 4 | 8.2144e-07 | 1.0256e-06 | 0 | 0% | 0%
2 | 10 | 5 | 5.3074e-06 | 6.6775e-06 | 0 | 0% | 0% | 2 | 10 | 5 | 5.3074e-06 | 6.6267e-06 | 0 | 0% | 0%
2 | 10 | 6 | 3.9975e-05 | 5.0294e-05 | 0 | 0% | 0% | 2 | 10 | 6 | 3.9975e-05 | 4.9912e-05 | 0 | 0% | 0%
2 | 10 | 7 | 0.00013506 | 0.00016992 | 0 | 0% | 0% | 2 | 10 | 7 | 0.00013506 | 0.00016863 | 0 | 0% | 0%
2 | 10 | 8 | 0.0001584 | 0.0001993 | 182.5524 | 18.26% | 0.003638% | 2 | 10 | 8 | 0.0001584 | 0.00019778 | 182.5524 | 18.26% | 0.003611%
2 | 10 | 9 | 6.0495e-05 | 7.6113e-05 | 452.6064 | 45.26% | 0.003445% | 2 | 10 | 9 | 6.0495e-05 | 7.5534e-05 | 452.6064 | 45.26% | 0.003419%
2 | 10 | 10 | 2.2723e-05 | 2.8589e-05 | 670.0596 | 67.01% | 0.001916% | 2 | 10 | 10 | 2.2723e-05 | 2.8372e-05 | 670.0596 | 67.01% | 0.001901%
2 | 10 | 11 | 4.7308e-06 | 5.952e-06 | 802.6176 | 80.26% | 0.0004777% | 2 | 10 | 11 | 4.7308e-06 | 5.9068e-06 | 802.6176 | 80.26% | 0.0004741%
2 | 10 | 12 | 1.5647e-06 | 1.9686e-06 | 872.4024 | 87.24% | 0.0001717% | 2 | 10 | 12 | 1.5647e-06 | 1.9537e-06 | 872.4024 | 87.24% | 0.0001704%
2 | 10 | 13 | 7.4725e-07 | 9.4016e-07 | 861.2952 | 86.13% | 8.098e-05% | 2 | 10 | 13 | 7.4725e-07 | 9.3301e-07 | 861.2952 | 86.13% | 8.036e-05%
2 | 10 | 14 | 3.7776e-07 | 4.7528e-07 | 410.5116 | 41.05% | 1.951e-05% | 2 | 10 | 14 | 3.7776e-07 | 4.7166e-07 | 410.5116 | 41.05% | 1.936e-05%
2 | 10 | 15 | 2.2982e-07 | 2.8915e-07 | 188.052 | 18.81% | 5.437e-06% | 2 | 10 | 15 | 2.2982e-07 | 2.8695e-07 | 188.052 | 18.81% | 5.396e-06%
2 | 10 | 16 | 1.4475e-07 | 1.8212e-07 | 430.2324 | 43.02% | 7.835e-06% | 2 | 10 | 16 | 1.4475e-07 | 1.8073e-07 | 430.2324 | 43.02% | 7.776e-06%
2 | 10 | 17 | 2.8397e-07 | 3.5728e-07 | 160.4544 | 16.05% | 5.733e-06% | 2 | 10 | 17 | 2.8397e-07 | 3.5456e-07 | 160.4544 | 16.05% | 5.689e-06%
2 | 10 | 18 | 1.4418e-06 | 1.814e-06 | 0 | 0% | 0% | 2 | 10 | 18 | 1.4418e-06 | 1.8002e-06 | 0 | 0% | 0%
2 | 10 | 19 | 6.0557e-06 | 7.619e-06 | 0 | 0% | 0% | 2 | 10 | 19 | 6.0557e-06 | 7.5611e-06 | 0 | 0% | 0%
2 | 10 | 20 | 1.0219e-05 | 1.2857e-05 | 0 | 0% | 0% | 2 | 10 | 20 | 1.0219e-05 | 1.2759e-05 | 0 | 0% | 0%
2 | 10 | 21 | 3.6344e-06 | 4.5726e-06 | 0 | 0% | 0% | 2 | 10 | 21 | 3.6344e-06 | 4.5378e-06 | 0 | 0% | 0%
2 | 10 | 22 | 2.8162e-06 | 3.5432e-06 | 0 | 0% | 0% | 2 | 10 | 22 | 2.8162e-06 | 3.5162e-06 | 0 | 0% | 0%
2 | 10 | 23 | 8.0462e-07 | 1.0123e-06 | 0 | 0% | 0% | 2 | 10 | 23 | 8.0462e-07 | 1.0046e-06 | 0 | 0% | 0%
2 | 11 | 0 | 5.9632e-07 | 7.5027e-07 | 0 | 0% | 0% | 2 | 11 | 0 | 5.9632e-07 | 7.4456e-07 | 0 | 0% | 0%
2 | 11 | 1 | 6.9559e-07 | 8.7516e-07 | 0 | 0% | 0% | 2 | 11 | 1 | 6.9559e-07 | 8.685e-07 | 0 | 0% | 0%
2 | 11 | 2 | 6.3437e-07 | 7.9814e-07 | 0 | 0% | 0% | 2 | 11 | 2 | 6.3437e-07 | 7.9207e-07 | 0 | 0% | 0%
2 | 11 | 3 | 6.0027e-07 | 7.5523e-07 | 0 | 0% | 0% | 2 | 11 | 3 | 6.0027e-07 | 7.4948e-07 | 0 | 0% | 0%
2 | 11 | 4 | 1.6345e-06 | 2.0564e-06 | 0 | 0% | 0% | 2 | 11 | 4 | 1.6345e-06 | 2.0407e-06 | 0 | 0% | 0%
2 | 11 | 5 | 7.3101e-06 | 9.1972e-06 | 0 | 0% | 0% | 2 | 11 | 5 | 7.3101e-06 | 9.1273e-06 | 0 | 0% | 0%
2 | 11 | 6 | 4.1144e-05 | 5.1766e-05 | 0 | 0% | 0% | 2 | 11 | 6 | 4.1144e-05 | 5.1372e-05 | 0 | 0% | 0%
2 | 11 | 7 | 0.00017991 | 0.00022635 | 0 | 0% | 0% | 2 | 11 | 7 | 0.00017991 | 0.00022463 | 0 | 0% | 0%
2 | 11 | 8 | 6.9034e-05 | 8.6855e-05 | 77.6712 | 7.767% | 0.0006746% | 2 | 11 | 8 | 6.9034e-05 | 8.6194e-05 | 77.6712 | 7.767% | 0.0006695%
2 | 11 | 9 | 1.9755e-05 | 2.4855e-05 | 377.6328 | 37.76% | 0.0009386% | 2 | 11 | 9 | 1.9755e-05 | 2.4666e-05 | 377.6328 | 37.76% | 0.0009315%
2 | 11 | 10 | 5.0824e-06 | 6.3944e-06 | 508.3392 | 50.83% | 0.0003251% | 2 | 11 | 10 | 5.0824e-06 | 6.3458e-06 | 508.3392 | 50.83% | 0.0003226%
2 | 11 | 11 | 9.2864e-07 | 1.1684e-06 | 605.6784 | 60.57% | 7.077e-05% | 2 | 11 | 11 | 9.3504e-07 | 1.1675e-06 | 605.6784 | 60.57% | 7.071e-05%
2 | 11 | 12 | 3.8306e-07 | 4.8194e-07 | 652.6488 | 65.26% | 3.145e-05% | 2 | 11 | 12 | 3.8306e-07 | 4.7828e-07 | 652.6488 | 65.26% | 3.121e-05%
2 | 11 | 13 | 2.0691e-07 | 2.6032e-07 | 621.3876 | 62.14% | 1.618e-05% | 2 | 11 | 13 | 2.0832e-07 | 2.601e-07 | 621.3876 | 62.14% | 1.616e-05%
2 | 11 | 14 | 9.0057e-08 | 1.1331e-07 | 438.186 | 43.82% | 4.965e-06% | 2 | 11 | 14 | 9.0747e-08 | 1.1331e-07 | 438.186 | 43.82% | 4.965e-06%
2 | 11 | 15 | 5.6699e-08 | 7.1336e-08 | 377.928 | 37.79% | 2.696e-06% | 2 | 11 | 15 | 5.6699e-08 | 7.0793e-08 | 377.928 | 37.79% | 2.675e-06%
2 | 11 | 16 | 5.2295e-08 | 6.5795e-08 | 238.4316 | 23.84% | 1.569e-06% | 2 | 11 | 16 | 5.2685e-08 | 6.5782e-08 | 238.4316 | 23.84% | 1.568e-06%
2 | 11 | 17 | 8.4771e-08 | 1.0666e-07 | 73.9644 | 7.396% | 7.889e-07% | 2 | 11 | 17 | 8.4771e-08 | 1.0584e-07 | 73.9644 | 7.396% | 7.829e-07%
2 | 11 | 18 | 3.1824e-07 | 4.004e-07 | 0 | 0% | 0% | 2 | 11 | 18 | 3.1824e-07 | 3.9735e-07 | 0 | 0% | 0%
2 | 11 | 19 | 6.17e-07 | 7.7628e-07 | 0 | 0% | 0% | 2 | 11 | 19 | 6.17e-07 | 7.7037e-07 | 0 | 0% | 0%
2 | 11 | 20 | 6.2556e-07 | 7.8706e-07 | 0 | 0% | 0% | 2 | 11 | 20 | 6.2556e-07 | 7.8107e-07 | 0 | 0% | 0%
2 | 11 | 21 | 4.6964e-07 | 5.9088e-07 | 0 | 0% | 0% | 2 | 11 | 21 | 4.6964e-07 | 5.8639e-07 | 0 | 0% | 0%
2 | 11 | 22 | 1.962e-07 | 2.4685e-07 | 0 | 0% | 0% | 2 | 11 | 22 | 1.962e-07 | 2.4497e-07 | 0 | 0% | 0%
2 | 11 | 23 | 7.7315e-08 | 9.7274e-08 | 0 | 0% | 0% | 2 | 11 | 23 | 7.7315e-08 | 9.6534e-08 | 0 | 0% | 0%
2 | 12 | 0 | 3.8686e-08 | 4.8673e-08 | 0 | 0% | 0% | 2 | 12 | 0 | 3.8686e-08 | 4.8303e-08 | 0 | 0% | 0%
2 | 12 | 1 | 1.8727e-08 | 2.3561e-08 | 0 | 0% | 0% | 2 | 12 | 1 | 1.8727e-08 | 2.3382e-08 | 0 | 0% | 0%
2 | 12 | 2 | 8.8781e-09 | 1.117e-08 | 0 | 0% | 0% | 2 | 12 | 2 | 8.8781e-09 | 1.1085e-08 | 0 | 0% | 0%
2 | 12 | 3 | 5.7748e-09 | 7.2656e-09 | 0 | 0% | 0% | 2 | 12 | 3 | 5.7748e-09 | 7.2103e-09 | 0 | 0% | 0%
2 | 12 | 4 | 6.0137e-09 | 7.5661e-09 | 0 | 0% | 0% | 2 | 12 | 4 | 6.0137e-09 | 7.5085e-09 | 0 | 0% | 0%
2 | 12 | 5 | 8.806e-09 | 1.1079e-08 | 0 | 0% | 0% | 2 | 12 | 5 | 8.806e-09 | 1.0995e-08 | 0 | 0% | 0%
2 | 12 | 6 | 1.8872e-08 | 2.3744e-08 | 0 | 0% | 0% | 2 | 12 | 6 | 1.8872e-08 | 2.3563e-08 | 0 | 0% | 0%
2 | 12 | 7 | 4.2363e-08 | 5.3299e-08 | 0 | 0% | 0% | 2 | 12 | 7 | 4.2363e-08 | 5.2894e-08 | 0 | 0% | 0%
2 | 12 | 8 | 5.4646e-08 | 6.8753e-08 | 16.4724 | 1.647% | 1.133e-07% | 2 | 12 | 8 | 5.4646e-08 | 6.823e-08 | 16.4724 | 1.647% | 1.124e-07%
2 | 12 | 9 | 5.8345e-08 | 7.3407e-08 | 100.68 | 10.07% | 7.391e-07% | 2 | 12 | 9 | 5.8345e-08 | 7.2849e-08 | 100.68 | 10.07% | 7.334e-07%
2 | 12 | 10 | 3.2591e-08 | 4.1005e-08 | 145.6608 | 14.57% | 5.973e-07% | 2 | 12 | 10 | 3.2591e-08 | 4.0693e-08 | 145.6608 | 14.57% | 5.927e-07%
2 | 12 | 11 | 1.4381e-08 | 1.8093e-08 | 328.092 | 32.81% | 5.936e-07% | 2 | 12 | 11 | 1.4485e-08 | 1.8086e-08 | 328.092 | 32.81% | 5.934e-07%
2 | 12 | 12 | 3.9407e-09 | 4.958e-09 | 307.0104 | 30.7% | 1.522e-07% | 2 | 12 | 12 | 3.9407e-09 | 4.9202e-09 | 307.0104 | 30.7% | 1.511e-07%
2 | 12 | 13 | 1.4001e-09 | 1.7615e-09 | 618.3996 | 61.84% | 1.089e-07% | 2 | 12 | 13 | 1.4116e-09 | 1.7625e-09 | 618.3996 | 61.84% | 1.09e-07%
2 | 12 | 14 | 0 | 0 | 363.0876 | 36.31% | 0% | 2 | 12 | 14 | 0 | 0 | 363.0876 | 36.31% | 0%
2 | 12 | 15 | 0 | 0 | 291.2664 | 29.13% | 0% | 2 | 12 | 15 | 0 | 0 | 291.2664 | 29.13% | 0%
2 | 12 | 16 | 0 | 0 | 402.9708 | 40.3% | 0% | 2 | 12 | 16 | 0 | 0 | 402.9708 | 40.3% | 0%
2 | 12 | 17 | 3.3094e-10 | 4.1637e-10 | 150.3768 | 15.04% | 6.261e-09% | 2 | 12 | 17 | 3.3094e-10 | 4.132e-10 | 150.3768 | 15.04% | 6.214e-09%
2 | 12 | 18 | 3.4261e-09 | 4.3105e-09 | 0 | 0% | 0% | 2 | 12 | 18 | 3.4261e-09 | 4.2777e-09 | 0 | 0% | 0%
2 | 12 | 19 | 1.1412e-08 | 1.4358e-08 | 0 | 0% | 0% | 2 | 12 | 19 | 1.1412e-08 | 1.4249e-08 | 0 | 0% | 0%
2 | 12 | 20 | 1.1155e-08 | 1.4035e-08 | 0 | 0% | 0% | 2 | 12 | 20 | 1.1155e-08 | 1.3928e-08 | 0 | 0% | 0%
2 | 12 | 21 | 9.5358e-09 | 1.1997e-08 | 0 | 0% | 0% | 2 | 12 | 21 | 9.5358e-09 | 1.1906e-08 | 0 | 0% | 0%
2 | 12 | 22 | 3.451e-09 | 4.3418e-09 | 0 | 0% | 0% | 2 | 12 | 22 | 3.451e-09 | 4.3088e-09 | 0 | 0% | 0%
2 | 12 | 23 | 1.8629e-09 | 2.3439e-09 | 0 | 0% | 0% | 2 | 12 | 23 | 1.8629e-09 | 2.326e-09 | 0 | 0% | 0%
2 | 13 | 0 | 7.5715e-10 | 9.5261e-10 | 0 | 0% | 0% | 2 | 13 | 0 | 7.5715e-10 | 9.4536e-10 | 0 | 0% | 0%
2 | 13 | 1 | 0 | 0 | 0 | 0% | 0% | 2 | 13 | 1 | 0 | 0 | 0 | 0% | 0%
2 | 13 | 2 | 0 | 0 | 0 | 0% | 0% | 2 | 13 | 2 | 0 | 0 | 0 | 0% | 0%
2 | 13 | 3 | 0 | 0 | 0 | 0% | 0% | 2 | 13 | 3 | 0 | 0 | 0 | 0% | 0%
2 | 13 | 4 | 0 | 0 | 0 | 0% | 0% | 2 | 13 | 4 | 0 | 0 | 0 | 0% | 0%
2 | 13 | 5 | 5.2281e-10 | 6.5777e-10 | 0 | 0% | 0% | 2 | 13 | 5 | 5.2281e-10 | 6.5277e-10 | 0 | 0% | 0%
2 | 13 | 6 | 1.6114e-09 | 2.0274e-09 | 0 | 0% | 0% | 2 | 13 | 6 | 1.6114e-09 | 2.012e-09 | 0 | 0% | 0%
2 | 13 | 7 | 2.3086e-09 | 2.9045e-09 | 0 | 0% | 0% | 2 | 13 | 7 | 2.3086e-09 | 2.8825e-09 | 0 | 0% | 0%
2 | 13 | 8 | 4.067e-09 | 5.1169e-09 | 10.2936 | 1.029% | 5.267e-09% | 2 | 13 | 8 | 4.067e-09 | 5.078e-09 | 10.2936 | 1.029% | 5.227e-09%
2 | 13 | 9 | 3.3204e-09 | 4.1775e-09 | 43.878 | 4.388% | 1.833e-08% | 2 | 13 | 9 | 3.3204e-09 | 4.1458e-09 | 43.878 | 4.388% | 1.819e-08%
2 | 13 | 10 | 1.5725e-09 | 1.9785e-09 | 111.2148 | 11.12% | 2.2e-08% | 2 | 13 | 10 | 1.5725e-09 | 1.9634e-09 | 111.2148 | 11.12% | 2.184e-08%
2 | 13 | 11 | 0 | 0 | 179.7576 | 17.98% | 0% | 2 | 13 | 11 | 0 | 0 | 179.7576 | 17.98% | 0%
2 | 13 | 12 | 0 | 0 | 258.0036 | 25.8% | 0% | 2 | 13 | 12 | 0 | 0 | 258.0036 | 25.8% | 0%
2 | 13 | 13 | 0 | 0 | 364.6416 | 36.46% | 0% | 2 | 13 | 13 | 0 | 0 | 364.6416 | 36.46% | 0%
2 | 13 | 14 | 0 | 0 | 588.7704 | 58.88% | 0% | 2 | 13 | 14 | 0 | 0 | 588.7704 | 58.88% | 0%
2 | 13 | 15 | 0 | 0 | 370.2156 | 37.02% | 0% | 2 | 13 | 15 | 0 | 0 | 370.2156 | 37.02% | 0%
2 | 13 | 16 | 0 | 0 | 317.2464 | 31.72% | 0% | 2 | 13 | 16 | 0 | 0 | 317.2464 | 31.72% | 0%
2 | 13 | 17 | 0 | 0 | 123.15 | 12.31% | 0% | 2 | 13 | 17 | 0 | 0 | 123.15 | 12.31% | 0%
2 | 13 | 18 | 0 | 0 | 0 | 0% | 0% | 2 | 13 | 18 | 0 | 0 | 0 | 0% | 0%
2 | 13 | 19 | 9.6904e-10 | 1.2192e-09 | 0 | 0% | 0% | 2 | 13 | 19 | 9.6904e-10 | 1.2099e-09 | 0 | 0% | 0%
2 | 13 | 20 | 1.8304e-09 | 2.3029e-09 | 0 | 0% | 0% | 2 | 13 | 20 | 1.8304e-09 | 2.2854e-09 | 0 | 0% | 0%
2 | 13 | 21 | 4.0168e-10 | 5.0538e-10 | 0 | 0% | 0% | 2 | 13 | 21 | 4.0168e-10 | 5.0153e-10 | 0 | 0% | 0%
2 | 13 | 22 | 0 | 0 | 0 | 0% | 0% | 2 | 13 | 22 | 0 | 0 | 0 | 0% | 0%
2 | 13 | 23 | 0 | 0 | 0 | 0% | 0% | 2 | 13 | 23 | 0 | 0 | 0 | 0% | 0%
2 | 14 | 0 | 0 | 0 | 0 | 0% | 0% | 2 | 14 | 0 | 0 | 0 | 0 | 0% | 0%
2 | 14 | 1 | 0 | 0 | 0 | 0% | 0% | 2 | 14 | 1 | 0 | 0 | 0 | 0% | 0%
2 | 14 | 2 | 0 | 0 | 0 | 0% | 0% | 2 | 14 | 2 | 0 | 0 | 0 | 0% | 0%
2 | 14 | 3 | 0 | 0 | 0 | 0% | 0% | 2 | 14 | 3 | 0 | 0 | 0 | 0% | 0%
2 | 14 | 4 | 0 | 0 | 0 | 0% | 0% | 2 | 14 | 4 | 0 | 0 | 0 | 0% | 0%
2 | 14 | 5 | 0 | 0 | 0 | 0% | 0% | 2 | 14 | 5 | 0 | 0 | 0 | 0% | 0%
2 | 14 | 6 | 6.3528e-09 | 7.9928e-09 | 0 | 0% | 0% | 2 | 14 | 6 | 6.3528e-09 | 7.932e-09 | 0 | 0% | 0%
2 | 14 | 7 | 3.2298e-08 | 4.0636e-08 | 0 | 0% | 0% | 2 | 14 | 7 | 3.2298e-08 | 4.0327e-08 | 0 | 0% | 0%
2 | 14 | 8 | 2.4239e-08 | 3.0496e-08 | 166.8624 | 16.69% | 5.089e-07% | 2 | 14 | 8 | 2.4239e-08 | 3.0264e-08 | 166.8624 | 16.69% | 5.05e-07%
2 | 14 | 9 | 1.6659e-08 | 2.0959e-08 | 283.356 | 28.34% | 5.939e-07% | 2 | 14 | 9 | 1.678e-08 | 2.0952e-08 | 283.356 | 28.34% | 5.937e-07%
2 | 14 | 10 | 1.1427e-08 | 1.4378e-08 | 471.264 | 47.13% | 6.776e-07% | 2 | 14 | 10 | 1.1604e-08 | 1.4488e-08 | 471.264 | 47.13% | 6.828e-07%
2 | 14 | 11 | 8.4711e-09 | 1.0658e-08 | 605.556 | 60.56% | 6.454e-07% | 2 | 14 | 11 | 8.7468e-09 | 1.0921e-08 | 605.556 | 60.56% | 6.613e-07%
2 | 14 | 12 | 7.6361e-09 | 9.6074e-09 | 691.5912 | 69.16% | 6.644e-07% | 2 | 14 | 12 | 7.949e-09 | 9.925e-09 | 691.5912 | 69.16% | 6.864e-07%
2 | 14 | 13 | 4.0421e-09 | 5.0856e-09 | 658.9584 | 65.9% | 3.351e-07% | 2 | 14 | 13 | 4.2098e-09 | 5.2562e-09 | 658.9584 | 65.9% | 3.464e-07%
2 | 14 | 14 | 3.2681e-09 | 4.1117e-09 | 426.7716 | 42.68% | 1.755e-07% | 2 | 14 | 14 | 3.378e-09 | 4.2177e-09 | 426.7716 | 42.68% | 1.8e-07%
2 | 14 | 15 | 1.8819e-09 | 2.3677e-09 | 214.4364 | 21.44% | 5.077e-08% | 2 | 14 | 15 | 1.9443e-09 | 2.4276e-09 | 214.4364 | 21.44% | 5.206e-08%
2 | 14 | 16 | 1.5852e-09 | 1.9944e-09 | 169.8552 | 16.99% | 3.388e-08% | 2 | 14 | 16 | 1.6139e-09 | 2.0151e-09 | 169.8552 | 16.99% | 3.423e-08%
2 | 14 | 17 | 2.5466e-09 | 3.204e-09 | 19.3596 | 1.936% | 6.203e-09% | 2 | 14 | 17 | 2.5466e-09 | 3.1796e-09 | 19.3596 | 1.936% | 6.156e-09%
2 | 14 | 18 | 7.3265e-09 | 9.2178e-09 | 0 | 0% | 0% | 2 | 14 | 18 | 7.3265e-09 | 9.1477e-09 | 0 | 0% | 0%
2 | 14 | 19 | 2.6363e-08 | 3.3169e-08 | 0 | 0% | 0% | 2 | 14 | 19 | 2.6363e-08 | 3.2917e-08 | 0 | 0% | 0%
2 | 14 | 20 | 2.7591e-08 | 3.4714e-08 | 0 | 0% | 0% | 2 | 14 | 20 | 2.7591e-08 | 3.445e-08 | 0 | 0% | 0%
2 | 14 | 21 | 1.3311e-08 | 1.6747e-08 | 0 | 0% | 0% | 2 | 14 | 21 | 1.3311e-08 | 1.662e-08 | 0 | 0% | 0%
2 | 14 | 22 | 5.7748e-09 | 7.2656e-09 | 0 | 0% | 0% | 2 | 14 | 22 | 5.7748e-09 | 7.2103e-09 | 0 | 0% | 0%
2 | 14 | 23 | 1.5985e-09 | 2.0112e-09 | 0 | 0% | 0% | 2 | 14 | 23 | 1.5985e-09 | 1.9959e-09 | 0 | 0% | 0%
2 | 15 | 0 | 4.5189e-10 | 5.6855e-10 | 0 | 0% | 0% | 2 | 15 | 0 | 4.5189e-10 | 5.6423e-10 | 0 | 0% | 0%
2 | 15 | 1 | 2.3748e-10 | 2.9879e-10 | 0 | 0% | 0% | 2 | 15 | 1 | 2.3748e-10 | 2.9651e-10 | 0 | 0% | 0%
2 | 15 | 2 | 0 | 0 | 0 | 0% | 0% | 2 | 15 | 2 | 0 | 0 | 0 | 0% | 0%
2 | 15 | 3 | 0 | 0 | 0 | 0% | 0% | 2 | 15 | 3 | 0 | 0 | 0 | 0% | 0%
2 | 15 | 4 | 1.1327e-09 | 1.4252e-09 | 0 | 0% | 0% | 2 | 15 | 4 | 1.1327e-09 | 1.4143e-09 | 0 | 0% | 0%
2 | 15 | 5 | 6.4115e-09 | 8.0666e-09 | 0 | 0% | 0% | 2 | 15 | 5 | 6.4115e-09 | 8.0053e-09 | 0 | 0% | 0%
2 | 15 | 6 | 1.0892e-07 | 1.3704e-07 | 0 | 0% | 0% | 2 | 15 | 6 | 1.0892e-07 | 1.36e-07 | 0 | 0% | 0%
2 | 15 | 7 | 3.744e-07 | 4.7105e-07 | 0 | 0% | 0% | 2 | 15 | 7 | 3.744e-07 | 4.6747e-07 | 0 | 0% | 0%
2 | 15 | 8 | 3.6678e-07 | 4.6146e-07 | 188.7696 | 18.88% | 8.711e-06% | 2 | 15 | 8 | 3.6678e-07 | 4.5795e-07 | 188.7696 | 18.88% | 8.645e-06%
2 | 15 | 9 | 2.5203e-07 | 3.1709e-07 | 231.8736 | 23.19% | 7.352e-06% | 2 | 15 | 9 | 2.5554e-07 | 3.1906e-07 | 231.8736 | 23.19% | 7.398e-06%
2 | 15 | 10 | 1.6018e-07 | 2.0153e-07 | 267.5844 | 26.76% | 5.393e-06% | 2 | 15 | 10 | 1.6375e-07 | 2.0446e-07 | 267.5844 | 26.76% | 5.471e-06%
2 | 15 | 11 | 7.1908e-08 | 9.0471e-08 | 120.8856 | 12.09% | 1.094e-06% | 2 | 15 | 11 | 7.4024e-08 | 9.2425e-08 | 120.8856 | 12.09% | 1.117e-06%
2 | 15 | 12 | 3.7625e-08 | 4.7338e-08 | 196.2828 | 19.63% | 9.292e-07% | 2 | 15 | 12 | 3.903e-08 | 4.8733e-08 | 196.2828 | 19.63% | 9.565e-07%
2 | 15 | 13 | 1.6672e-08 | 2.0976e-08 | 336.7488 | 33.67% | 7.064e-07% | 2 | 15 | 13 | 1.7196e-08 | 2.1471e-08 | 336.7488 | 33.67% | 7.23e-07%
2 | 15 | 14 | 8.2078e-09 | 1.0327e-08 | 833.3772 | 83.34% | 8.606e-07% | 2 | 15 | 14 | 8.3976e-09 | 1.0485e-08 | 833.3772 | 83.34% | 8.738e-07%
2 | 15 | 15 | 3.6292e-09 | 4.5661e-09 | 683.6076 | 68.36% | 3.121e-07% | 2 | 15 | 15 | 3.6879e-09 | 4.6047e-09 | 683.6076 | 68.36% | 3.148e-07%
2 | 15 | 16 | 2.8482e-09 | 3.5835e-09 | 461.6604 | 46.17% | 1.654e-07% | 2 | 15 | 16 | 2.8942e-09 | 3.6136e-09 | 461.6604 | 46.17% | 1.668e-07%
2 | 15 | 17 | 3.745e-09 | 4.7118e-09 | 186.2808 | 18.63% | 8.777e-08% | 2 | 15 | 17 | 3.775e-09 | 4.7133e-09 | 186.2808 | 18.63% | 8.78e-08%
2 | 15 | 18 | 3.0176e-08 | 3.7966e-08 | 0 | 0% | 0% | 2 | 15 | 18 | 3.0176e-08 | 3.7677e-08 | 0 | 0% | 0%
2 | 15 | 19 | 5.6212e-08 | 7.0723e-08 | 0 | 0% | 0% | 2 | 15 | 19 | 5.6212e-08 | 7.0185e-08 | 0 | 0% | 0%
2 | 15 | 20 | 7.6146e-08 | 9.5803e-08 | 0 | 0% | 0% | 2 | 15 | 20 | 7.6146e-08 | 9.5074e-08 | 0 | 0% | 0%
2 | 15 | 21 | 3.5108e-08 | 4.4171e-08 | 0 | 0% | 0% | 2 | 15 | 21 | 3.5108e-08 | 4.3835e-08 | 0 | 0% | 0%
2 | 15 | 22 | 1.1412e-08 | 1.4358e-08 | 0 | 0% | 0% | 2 | 15 | 22 | 1.1412e-08 | 1.4249e-08 | 0 | 0% | 0%
2 | 15 | 23 | 2.6504e-09 | 3.3346e-09 | 0 | 0% | 0% | 2 | 15 | 23 | 2.6504e-09 | 3.3092e-09 | 0 | 0% | 0%
2 | 16 | 0 | 7.6359e-10 | 9.6071e-10 | 0 | 0% | 0% | 2 | 16 | 0 | 7.6359e-10 | 9.534e-10 | 0 | 0% | 0%
2 | 16 | 1 | 1.1458e-10 | 1.4416e-10 | 0 | 0% | 0% | 2 | 16 | 1 | 1.1458e-10 | 1.4307e-10 | 0 | 0% | 0%
2 | 16 | 2 | 0 | 0 | 0 | 0% | 0% | 2 | 16 | 2 | 0 | 0 | 0 | 0% | 0%
2 | 16 | 3 | 0 | 0 | 0 | 0% | 0% | 2 | 16 | 3 | 0 | 0 | 0 | 0% | 0%
2 | 16 | 4 | 0 | 0 | 0 | 0% | 0% | 2 | 16 | 4 | 0 | 0 | 0 | 0% | 0%
2 | 16 | 5 | 7.7687e-10 | 9.7742e-10 | 0 | 0% | 0% | 2 | 16 | 5 | 7.7687e-10 | 9.6999e-10 | 0 | 0% | 0%
2 | 16 | 6 | 1.1324e-08 | 1.4247e-08 | 0 | 0% | 0% | 2 | 16 | 6 | 1.1324e-08 | 1.4139e-08 | 0 | 0% | 0%
2 | 16 | 7 | 7.917e-08 | 9.9608e-08 | 0 | 0% | 0% | 2 | 16 | 7 | 7.917e-08 | 9.885e-08 | 0 | 0% | 0%
2 | 16 | 8 | 4.9213e-08 | 6.1917e-08 | 224.688 | 22.47% | 1.391e-06% | 2 | 16 | 8 | 4.9213e-08 | 6.1446e-08 | 224.688 | 22.47% | 1.381e-06%
2 | 16 | 9 | 2.8458e-08 | 3.5805e-08 | 504.1476 | 50.41% | 1.805e-06% | 2 | 16 | 9 | 2.8458e-08 | 3.5533e-08 | 504.1476 | 50.41% | 1.791e-06%
2 | 16 | 10 | 1.3626e-08 | 1.7144e-08 | 713.2524 | 71.33% | 1.223e-06% | 2 | 16 | 10 | 1.3626e-08 | 1.7014e-08 | 713.2524 | 71.33% | 1.213e-06%
2 | 16 | 11 | 5.923e-09 | 7.4521e-09 | 834.3876 | 83.44% | 6.218e-07% | 2 | 16 | 11 | 6.0208e-09 | 7.5175e-09 | 834.3876 | 83.44% | 6.272e-07%
2 | 16 | 12 | 3.541e-09 | 4.4552e-09 | 891.4776 | 89.15% | 3.972e-07% | 2 | 16 | 12 | 3.541e-09 | 4.4213e-09 | 891.4776 | 89.15% | 3.941e-07%
2 | 16 | 13 | 1.7579e-09 | 2.2118e-09 | 706.1076 | 70.61% | 1.562e-07% | 2 | 16 | 13 | 1.7736e-09 | 2.2145e-09 | 706.1076 | 70.61% | 1.564e-07%
2 | 16 | 14 | 1.127e-09 | 1.418e-09 | 682.4172 | 68.24% | 9.677e-08% | 2 | 16 | 14 | 1.1368e-09 | 1.4193e-09 | 682.4172 | 68.24% | 9.686e-08%
2 | 16 | 15 | 0 | 0 | 649.4052 | 64.94% | 0% | 2 | 16 | 15 | 0 | 0 | 649.4052 | 64.94% | 0%
2 | 16 | 16 | 0 | 0 | 280.7196 | 28.07% | 0% | 2 | 16 | 16 | 0 | 0 | 280.7196 | 28.07% | 0%
2 | 16 | 17 | 0 | 0 | 176.5392 | 17.65% | 0% | 2 | 16 | 17 | 0 | 0 | 176.5392 | 17.65% | 0%
2 | 16 | 18 | 2.4857e-09 | 3.1274e-09 | 0 | 0% | 0% | 2 | 16 | 18 | 2.4857e-09 | 3.1036e-09 | 0 | 0% | 0%
2 | 16 | 19 | 5.4213e-09 | 6.8208e-09 | 0 | 0% | 0% | 2 | 16 | 19 | 5.4213e-09 | 6.7689e-09 | 0 | 0% | 0%
2 | 16 | 20 | 4.4521e-09 | 5.6015e-09 | 0 | 0% | 0% | 2 | 16 | 20 | 4.4521e-09 | 5.5589e-09 | 0 | 0% | 0%
2 | 16 | 21 | 1.7836e-09 | 2.2441e-09 | 0 | 0% | 0% | 2 | 16 | 21 | 1.7836e-09 | 2.227e-09 | 0 | 0% | 0%
2 | 16 | 22 | 0 | 0 | 0 | 0% | 0% | 2 | 16 | 22 | 0 | 0 | 0 | 0% | 0%
2 | 16 | 23 | 0 | 0 | 0 | 0% | 0% | 2 | 16 | 23 | 0 | 0 | 0 | 0% | 0%
2 | 17 | 0 | 0 | 0 | 0 | 0% | 0% | 2 | 17 | 0 | 0 | 0 | 0 | 0% | 0%
2 | 17 | 1 | 0 | 0 | 0 | 0% | 0% | 2 | 17 | 1 | 0 | 0 | 0 | 0% | 0%
2 | 17 | 2 | 0 | 0 | 0 | 0% | 0% | 2 | 17 | 2 | 0 | 0 | 0 | 0% | 0%
2 | 17 | 3 | 0 | 0 | 0 | 0% | 0% | 2 | 17 | 3 | 0 | 0 | 0 | 0% | 0%
2 | 17 | 4 | 0 | 0 | 0 | 0% | 0% | 2 | 17 | 4 | 0 | 0 | 0 | 0% | 0%
2 | 17 | 5 | 0 | 0 | 0 | 0% | 0% | 2 | 17 | 5 | 0 | 0 | 0 | 0% | 0%
2 | 17 | 6 | 1.2404e-09 | 1.5606e-09 | 0 | 0% | 0% | 2 | 17 | 6 | 1.2404e-09 | 1.5487e-09 | 0 | 0% | 0%
2 | 17 | 7 | 8.7326e-09 | 1.0987e-08 | 0 | 0% | 0% | 2 | 17 | 7 | 8.7326e-09 | 1.0903e-08 | 0 | 0% | 0%
2 | 17 | 8 | 6.2028e-09 | 7.8041e-09 | 127.7112 | 12.77% | 9.967e-08% | 2 | 17 | 8 | 6.2515e-09 | 7.8055e-09 | 127.7112 | 12.77% | 9.969e-08%
2 | 17 | 9 | 4.3817e-09 | 5.5128e-09 | 443.5692 | 44.36% | 2.445e-07% | 2 | 17 | 9 | 4.3817e-09 | 5.4709e-09 | 443.5692 | 44.36% | 2.427e-07%
2 | 17 | 10 | 2.7817e-09 | 3.4997e-09 | 546.3144 | 54.63% | 1.912e-07% | 2 | 17 | 10 | 2.8494e-09 | 3.5577e-09 | 546.3144 | 54.63% | 1.944e-07%
2 | 17 | 11 | 1.867e-09 | 2.3489e-09 | 561.4596 | 56.15% | 1.319e-07% | 2 | 17 | 11 | 1.9448e-09 | 2.4282e-09 | 561.4596 | 56.15% | 1.363e-07%
2 | 17 | 12 | 1.5357e-09 | 1.9321e-09 | 672.0084 | 67.2% | 1.298e-07% | 2 | 17 | 12 | 1.5744e-09 | 1.9657e-09 | 672.0084 | 67.2% | 1.321e-07%
2 | 17 | 13 | 6.5849e-10 | 8.2848e-10 | 606.8856 | 60.69% | 5.028e-08% | 2 | 17 | 13 | 6.9299e-10 | 8.6526e-10 | 606.8856 | 60.69% | 5.251e-08%
2 | 17 | 14 | 1.216e-10 | 1.5299e-10 | 719.4336 | 71.94% | 1.101e-08% | 2 | 17 | 14 | 1.2378e-10 | 1.5455e-10 | 719.4336 | 71.94% | 1.112e-08%
2 | 17 | 15 | 0 | 0 | 576.9768 | 57.7% | 0% | 2 | 17 | 15 | 0 | 0 | 576.9768 | 57.7% | 0%
2 | 17 | 16 | 0 | 0 | 380.8224 | 38.08% | 0% | 2 | 17 | 16 | 0 | 0 | 380.8224 | 38.08% | 0%
2 | 17 | 17 | 0 | 0 | 151.362 | 15.14% | 0% | 2 | 17 | 17 | 0 | 0 | 151.362 | 15.14% | 0%
2 | 17 | 18 | 8.9596e-10 | 1.1273e-09 | 0 | 0% | 0% | 2 | 17 | 18 | 8.9596e-10 | 1.1187e-09 | 0 | 0% | 0%
2 | 17 | 19 | 2.5456e-09 | 3.2027e-09 | 0 | 0% | 0% | 2 | 17 | 19 | 2.5456e-09 | 3.1783e-09 | 0 | 0% | 0%
2 | 17 | 20 | 1.7251e-09 | 2.1705e-09 | 0 | 0% | 0% | 2 | 17 | 20 | 1.7251e-09 | 2.154e-09 | 0 | 0% | 0%
2 | 17 | 21 | 0 | 0 | 0 | 0% | 0% | 2 | 17 | 21 | 0 | 0 | 0 | 0% | 0%
2 | 17 | 22 | 0 | 0 | 0 | 0% | 0% | 2 | 17 | 22 | 0 | 0 | 0 | 0% | 0%
2 | 17 | 23 | 0 | 0 | 0 | 0% | 0% | 2 | 17 | 23 | 0 | 0 | 0 | 0% | 0%
2 | 18 | 0 | 0 | 0 | 0 | 0% | 0% | 2 | 18 | 0 | 0 | 0 | 0 | 0% | 0%
2 | 18 | 1 | 0 | 0 | 0 | 0% | 0% | 2 | 18 | 1 | 0 | 0 | 0 | 0% | 0%
2 | 18 | 2 | 0 | 0 | 0 | 0% | 0% | 2 | 18 | 2 | 0 | 0 | 0 | 0% | 0%
2 | 18 | 3 | 0 | 0 | 0 | 0% | 0% | 2 | 18 | 3 | 0 | 0 | 0 | 0% | 0%
2 | 18 | 4 | 0 | 0 | 0 | 0% | 0% | 2 | 18 | 4 | 0 | 0 | 0 | 0% | 0%
2 | 18 | 5 | 0 | 0 | 0 | 0% | 0% | 2 | 18 | 5 | 0 | 0 | 0 | 0% | 0%
2 | 18 | 6 | 0 | 0 | 0 | 0% | 0% | 2 | 18 | 6 | 0 | 0 | 0 | 0% | 0%
2 | 18 | 7 | 0 | 0 | 0 | 0% | 0% | 2 | 18 | 7 | 0 | 0 | 0 | 0% | 0%
2 | 18 | 8 | 0 | 0 | 221.0268 | 22.1% | 0% | 2 | 18 | 8 | 0 | 0 | 221.0268 | 22.1% | 0%
2 | 18 | 9 | 4.4456e-10 | 5.5932e-10 | 477.9924 | 47.8% | 2.673e-08% | 2 | 18 | 9 | 4.4456e-10 | 5.5506e-10 | 477.9924 | 47.8% | 2.653e-08%
2 | 18 | 10 | 8.2593e-10 | 1.0391e-09 | 680.7636 | 68.08% | 7.074e-08% | 2 | 18 | 10 | 8.2593e-10 | 1.0312e-09 | 680.7636 | 68.08% | 7.02e-08%
2 | 18 | 11 | 5.628e-10 | 7.0808e-10 | 800.796 | 80.08% | 5.67e-08% | 2 | 18 | 11 | 5.628e-10 | 7.027e-10 | 800.796 | 80.08% | 5.627e-08%
2 | 18 | 12 | 2.3611e-10 | 2.9706e-10 | 875.922 | 87.59% | 2.602e-08% | 2 | 18 | 12 | 2.3611e-10 | 2.948e-10 | 875.922 | 87.59% | 2.582e-08%
2 | 18 | 13 | 1.5176e-10 | 1.9094e-10 | 858.0732 | 85.81% | 1.638e-08% | 2 | 18 | 13 | 2.2012e-10 | 2.7484e-10 | 858.0732 | 85.81% | 2.358e-08%
2 | 18 | 14 | 0 | 0 | 781.9416 | 78.19% | 0% | 2 | 18 | 14 | 0 | 0 | 781.9416 | 78.19% | 0%
2 | 18 | 15 | 0 | 0 | 633.5472 | 63.35% | 0% | 2 | 18 | 15 | 0 | 0 | 633.5472 | 63.35% | 0%
2 | 18 | 16 | 0 | 0 | 438.3252 | 43.83% | 0% | 2 | 18 | 16 | 0 | 0 | 438.3252 | 43.83% | 0%
2 | 18 | 17 | 0 | 0 | 181.6656 | 18.17% | 0% | 2 | 18 | 17 | 0 | 0 | 181.6656 | 18.17% | 0%
2 | 18 | 18 | 0 | 0 | 0 | 0% | 0% | 2 | 18 | 18 | 0 | 0 | 0 | 0% | 0%
2 | 18 | 19 | 0 | 0 | 0 | 0% | 0% | 2 | 18 | 19 | 0 | 0 | 0 | 0% | 0%
2 | 18 | 20 | 0 | 0 | 0 | 0% | 0% | 2 | 18 | 20 | 0 | 0 | 0 | 0% | 0%
2 | 18 | 21 | 0 | 0 | 0 | 0% | 0% | 2 | 18 | 21 | 0 | 0 | 0 | 0% | 0%
2 | 18 | 22 | 0 | 0 | 0 | 0% | 0% | 2 | 18 | 22 | 0 | 0 | 0 | 0% | 0%
2 | 18 | 23 | 0 | 0 | 0 | 0% | 0% | 2 | 18 | 23 | 0 | 0 | 0 | 0% | 0%
2 | 19 | 0 | 0 | 0 | 0 | 0% | 0% | 2 | 19 | 0 | 0 | 0 | 0 | 0% | 0%
2 | 19 | 1 | 0 | 0 | 0 | 0% | 0% | 2 | 19 | 1 | 0 | 0 | 0 | 0% | 0%
2 | 19 | 2 | 0 | 0 | 0 | 0% | 0% | 2 | 19 | 2 | 0 | 0 | 0 | 0% | 0%
2 | 19 | 3 | 0 | 0 | 0 | 0% | 0% | 2 | 19 | 3 | 0 | 0 | 0 | 0% | 0%
2 | 19 | 4 | 0 | 0 | 0 | 0% | 0% | 2 | 19 | 4 | 0 | 0 | 0 | 0% | 0%
2 | 19 | 5 | 0 | 0 | 0 | 0% | 0% | 2 | 19 | 5 | 0 | 0 | 0 | 0% | 0%
2 | 19 | 6 | 0 | 0 | 0 | 0% | 0% | 2 | 19 | 6 | 0 | 0 | 0 | 0% | 0%
2 | 19 | 7 | 0 | 0 | 0 | 0% | 0% | 2 | 19 | 7 | 0 | 0 | 0 | 0% | 0%
2 | 19 | 8 | 0 | 0 | 195.0312 | 19.5% | 0% | 2 | 19 | 8 | 0 | 0 | 195.0312 | 19.5% | 0%
2 | 19 | 9 | 0 | 0 | 445.782 | 44.58% | 0% | 2 | 19 | 9 | 0 | 0 | 445.782 | 44.58% | 0%
2 | 19 | 10 | 0 | 0 | 479.04 | 47.9% | 0% | 2 | 19 | 10 | 0 | 0 | 479.04 | 47.9% | 0%
2 | 19 | 11 | 0 | 0 | 636.1332 | 63.61% | 0% | 2 | 19 | 11 | 0 | 0 | 636.1332 | 63.61% | 0%
2 | 19 | 12 | 0 | 0 | 660.4212 | 66.04% | 0% | 2 | 19 | 12 | 0 | 0 | 660.4212 | 66.04% | 0%
2 | 19 | 13 | 0 | 0 | 475.5228 | 47.55% | 0% | 2 | 19 | 13 | 0 | 0 | 475.5228 | 47.55% | 0%
2 | 19 | 14 | 0 | 0 | 617.5728 | 61.76% | 0% | 2 | 19 | 14 | 0 | 0 | 617.5728 | 61.76% | 0%
2 | 19 | 15 | 0 | 0 | 440.3064 | 44.03% | 0% | 2 | 19 | 15 | 0 | 0 | 440.3064 | 44.03% | 0%
2 | 19 | 16 | 0 | 0 | 296.6796 | 29.67% | 0% | 2 | 19 | 16 | 0 | 0 | 296.6796 | 29.67% | 0%
2 | 19 | 17 | 0 | 0 | 167.3364 | 16.73% | 0% | 2 | 19 | 17 | 0 | 0 | 167.3364 | 16.73% | 0%
2 | 19 | 18 | 0 | 0 | 0 | 0% | 0% | 2 | 19 | 18 | 0 | 0 | 0 | 0% | 0%
2 | 19 | 19 | 0 | 0 | 0 | 0% | 0% | 2 | 19 | 19 | 0 | 0 | 0 | 0% | 0%
2 | 19 | 20 | 0 | 0 | 0 | 0% | 0% | 2 | 19 | 20 | 0 | 0 | 0 | 0% | 0%
2 | 19 | 21 | 0 | 0 | 0 | 0% | 0% | 2 | 19 | 21 | 0 | 0 | 0 | 0% | 0%
2 | 19 | 22 | 0 | 0 | 0 | 0% | 0% | 2 | 19 | 22 | 0 | 0 | 0 | 0% | 0%
2 | 19 | 23 | 0 | 0 | 0 | 0% | 0% | 2 | 19 | 23 | 0 | 0 | 0 | 0% | 0%
2 | 20 | 0 | 0 | 0 | 0 | 0% | 0% | 2 | 20 | 0 | 0 | 0 | 0 | 0% | 0%
2 | 20 | 1 | 0 | 0 | 0 | 0% | 0% | 2 | 20 | 1 | 0 | 0 | 0 | 0% | 0%
2 | 20 | 2 | 0 | 0 | 0 | 0% | 0% | 2 | 20 | 2 | 0 | 0 | 0 | 0% | 0%
2 | 20 | 3 | 0 | 0 | 0 | 0% | 0% | 2 | 20 | 3 | 0 | 0 | 0 | 0% | 0%
2 | 20 | 4 | 0 | 0 | 0 | 0% | 0% | 2 | 20 | 4 | 0 | 0 | 0 | 0% | 0%
2 | 20 | 5 | 0 | 0 | 0 | 0% | 0% | 2 | 20 | 5 | 0 | 0 | 0 | 0% | 0%
2 | 20 | 6 | 0 | 0 | 0 | 0% | 0% | 2 | 20 | 6 | 0 | 0 | 0 | 0% | 0%
2 | 20 | 7 | 0 | 0 | 0 | 0% | 0% | 2 | 20 | 7 | 0 | 0 | 0 | 0% | 0%
2 | 20 | 8 | 0 | 0 | 47.8944 | 4.789% | 0% | 2 | 20 | 8 | 0 | 0 | 47.8944 | 4.789% | 0%
2 | 20 | 9 | 0 | 0 | 84.9468 | 8.495% | 0% | 2 | 20 | 9 | 0 | 0 | 84.9468 | 8.495% | 0%
2 | 20 | 10 | 0 | 0 | 149.25 | 14.92% | 0% | 2 | 20 | 10 | 0 | 0 | 149.25 | 14.92% | 0%
2 | 20 | 11 | 0 | 0 | 154.9332 | 15.49% | 0% | 2 | 20 | 11 | 0 | 0 | 154.9332 | 15.49% | 0%
2 | 20 | 12 | 0 | 0 | 169.6236 | 16.96% | 0% | 2 | 20 | 12 | 0 | 0 | 169.6236 | 16.96% | 0%
2 | 20 | 13 | 0 | 0 | 59.4336 | 5.943% | 0% | 2 | 20 | 13 | 0 | 0 | 59.4336 | 5.943% | 0%
2 | 20 | 14 | 0 | 0 | 44.166 | 4.417% | 0% | 2 | 20 | 14 | 0 | 0 | 44.166 | 4.417% | 0%
2 | 20 | 15 | 0 | 0 | 82.9512 | 8.295% | 0% | 2 | 20 | 15 | 0 | 0 | 82.9512 | 8.295% | 0%
2 | 20 | 16 | 0 | 0 | 19.6392 | 1.964% | 0% | 2 | 20 | 16 | 0 | 0 | 19.6392 | 1.964% | 0%
2 | 20 | 17 | 0 | 0 | 47.1768 | 4.718% | 0% | 2 | 20 | 17 | 0 | 0 | 47.1768 | 4.718% | 0%
2 | 20 | 18 | 0 | 0 | 0 | 0% | 0% | 2 | 20 | 18 | 0 | 0 | 0 | 0% | 0%
2 | 20 | 19 | 0 | 0 | 0 | 0% | 0% | 2 | 20 | 19 | 0 | 0 | 0 | 0% | 0%
2 | 20 | 20 | 0 | 0 | 0 | 0% | 0% | 2 | 20 | 20 | 0 | 0 | 0 | 0% | 0%
2 | 20 | 21 | 0 | 0 | 0 | 0% | 0% | 2 | 20 | 21 | 0 | 0 | 0 | 0% | 0%
2 | 20 | 22 | 0 | 0 | 0 | 0% | 0% | 2 | 20 | 22 | 0 | 0 | 0 | 0% | 0%
2 | 20 | 23 | 0 | 0 | 0 | 0% | 0% | 2 | 20 | 23 | 0 | 0 | 0 | 0% | 0%
2 | 21 | 0 | 0 | 0 | 0 | 0% | 0% | 2 | 21 | 0 | 0 | 0 | 0 | 0% | 0%
2 | 21 | 1 | 0 | 0 | 0 | 0% | 0% | 2 | 21 | 1 | 0 | 0 | 0 | 0% | 0%
2 | 21 | 2 | 0 | 0 | 0 | 0% | 0% | 2 | 21 | 2 | 0 | 0 | 0 | 0% | 0%
2 | 21 | 3 | 0 | 0 | 0 | 0% | 0% | 2 | 21 | 3 | 0 | 0 | 0 | 0% | 0%
2 | 21 | 4 | 0 | 0 | 0 | 0% | 0% | 2 | 21 | 4 | 0 | 0 | 0 | 0% | 0%
2 | 21 | 5 | 0 | 0 | 0 | 0% | 0% | 2 | 21 | 5 | 0 | 0 | 0 | 0% | 0%
2 | 21 | 6 | 0 | 0 | 0 | 0% | 0% | 2 | 21 | 6 | 0 | 0 | 0 | 0% | 0%
2 | 21 | 7 | 0 | 0 | 0 | 0% | 0% | 2 | 21 | 7 | 0 | 0 | 0 | 0% | 0%
2 | 21 | 8 | 0 | 0 | 4.6272 | 0.4627% | 0% | 2 | 21 | 8 | 0 | 0 | 4.6272 | 0.4627% | 0%
2 | 21 | 9 | 0 | 0 | 58.6464 | 5.865% | 0% | 2 | 21 | 9 | 0 | 0 | 58.6464 | 5.865% | 0%
2 | 21 | 10 | 3.9884e-10 | 5.0181e-10 | 104.0808 | 10.41% | 5.223e-09% | 2 | 21 | 10 | 4.3122e-10 | 5.3842e-10 | 104.0808 | 10.41% | 5.604e-09%
2 | 21 | 11 | 4.8286e-10 | 6.0752e-10 | 86.2572 | 8.626% | 5.24e-09% | 2 | 21 | 11 | 5.2801e-10 | 6.5926e-10 | 86.2572 | 8.626% | 5.687e-09%
2 | 21 | 12 | 9.6133e-10 | 1.2095e-09 | 173.2452 | 17.32% | 2.095e-08% | 2 | 21 | 12 | 1.0607e-09 | 1.3243e-09 | 173.2452 | 17.32% | 2.294e-08%
2 | 21 | 13 | 1.0518e-09 | 1.3233e-09 | 99.438 | 9.944% | 1.316e-08% | 2 | 21 | 13 | 1.0967e-09 | 1.3693e-09 | 99.438 | 9.944% | 1.362e-08%
2 | 21 | 14 | 7.1269e-10 | 8.9668e-10 | 108.1248 | 10.81% | 9.695e-09% | 2 | 21 | 14 | 7.6376e-10 | 9.5362e-10 | 108.1248 | 10.81% | 1.031e-08%
2 | 21 | 15 | 1.1853e-10 | 1.4913e-10 | 69.516 | 6.952% | 1.037e-09% | 2 | 21 | 15 | 1.2136e-10 | 1.5153e-10 | 69.516 | 6.952% | 1.053e-09%
2 | 21 | 16 | 0 | 0 | 62.538 | 6.254% | 0% | 2 | 21 | 16 | 0 | 0 | 62.538 | 6.254% | 0%
2 | 21 | 17 | 8.0022e-10 | 1.0068e-09 | 2.4564 | 0.2456% | 2.473e-10% | 2 | 21 | 17 | 8.0022e-10 | 9.9914e-10 | 2.4564 | 0.2456% | 2.454e-10%
2 | 21 | 18 | 2.6716e-09 | 3.3613e-09 | 0 | 0% | 0% | 2 | 21 | 18 | 2.6716e-09 | 3.3357e-09 | 0 | 0% | 0%
2 | 21 | 19 | 3.3992e-09 | 4.2767e-09 | 0 | 0% | 0% | 2 | 21 | 19 | 3.3992e-09 | 4.2442e-09 | 0 | 0% | 0%
2 | 21 | 20 | 3.1861e-09 | 4.0086e-09 | 0 | 0% | 0% | 2 | 21 | 20 | 3.1861e-09 | 3.9781e-09 | 0 | 0% | 0%
2 | 21 | 21 | 9.6113e-10 | 1.2092e-09 | 0 | 0% | 0% | 2 | 21 | 21 | 9.6113e-10 | 1.2e-09 | 0 | 0% | 0%
2 | 21 | 22 | 0 | 0 | 0 | 0% | 0% | 2 | 21 | 22 | 0 | 0 | 0 | 0% | 0%
2 | 21 | 23 | 0 | 0 | 0 | 0% | 0% | 2 | 21 | 23 | 0 | 0 | 0 | 0% | 0%
2 | 22 | 0 | 0 | 0 | 0 | 0% | 0% | 2 | 22 | 0 | 0 | 0 | 0 | 0% | 0%
2 | 22 | 1 | 0 | 0 | 0 | 0% | 0% | 2 | 22 | 1 | 0 | 0 | 0 | 0% | 0%
2 | 22 | 2 | 0 | 0 | 0 | 0% | 0% | 2 | 22 | 2 | 0 | 0 | 0 | 0% | 0%
2 | 22 | 3 | 0 | 0 | 0 | 0% | 0% | 2 | 22 | 3 | 0 | 0 | 0 | 0% | 0%
2 | 22 | 4 | 0 | 0 | 0 | 0% | 0% | 2 | 22 | 4 | 0 | 0 | 0 | 0% | 0%
2 | 22 | 5 | 0 | 0 | 0 | 0% | 0% | 2 | 22 | 5 | 0 | 0 | 0 | 0% | 0%
2 | 22 | 6 | 2.6074e-09 | 3.2804e-09 | 0 | 0% | 0% | 2 | 22 | 6 | 2.6074e-09 | 3.2555e-09 | 0 | 0% | 0%
2 | 22 | 7 | 2.8001e-08 | 3.523e-08 | 0 | 0% | 0% | 2 | 22 | 7 | 2.8001e-08 | 3.4962e-08 | 0 | 0% | 0%
2 | 22 | 8 | 3.3028e-08 | 4.1555e-08 | 216.1752 | 21.62% | 8.983e-07% | 2 | 22 | 8 | 3.3028e-08 | 4.1239e-08 | 216.1752 | 21.62% | 8.915e-07%
2 | 22 | 9 | 2.8224e-08 | 3.551e-08 | 365.9784 | 36.6% | 1.3e-06% | 2 | 22 | 9 | 2.8659e-08 | 3.5783e-08 | 365.9784 | 36.6% | 1.31e-06%
2 | 22 | 10 | 3.4049e-08 | 4.2838e-08 | 645.5988 | 64.56% | 2.766e-06% | 2 | 22 | 10 | 3.4851e-08 | 4.3515e-08 | 645.5988 | 64.56% | 2.809e-06%
2 | 22 | 11 | 2.619e-08 | 3.2951e-08 | 757.9236 | 75.79% | 2.497e-06% | 2 | 22 | 11 | 2.6993e-08 | 3.3703e-08 | 757.9236 | 75.79% | 2.554e-06%
2 | 22 | 12 | 3.5928e-08 | 4.5203e-08 | 677.3856 | 67.74% | 3.062e-06% | 2 | 22 | 12 | 3.7596e-08 | 4.6941e-08 | 677.3856 | 67.74% | 3.18e-06%
2 | 22 | 13 | 3.1335e-08 | 3.9424e-08 | 677.3376 | 67.73% | 2.67e-06% | 2 | 22 | 13 | 3.2812e-08 | 4.0969e-08 | 677.3376 | 67.73% | 2.775e-06%
2 | 22 | 14 | 2.8224e-08 | 3.551e-08 | 651.7932 | 65.18% | 2.315e-06% | 2 | 22 | 14 | 2.9073e-08 | 3.63e-08 | 651.7932 | 65.18% | 2.366e-06%
2 | 22 | 15 | 2.2969e-08 | 2.8898e-08 | 454.1484 | 45.41% | 1.312e-06% | 2 | 22 | 15 | 2.3679e-08 | 2.9566e-08 | 454.1484 | 45.41% | 1.343e-06%
2 | 22 | 16 | 2.6378e-08 | 3.3188e-08 | 408.2424 | 40.82% | 1.355e-06% | 2 | 22 | 16 | 2.6781e-08 | 3.3438e-08 | 408.2424 | 40.82% | 1.365e-06%
2 | 22 | 17 | 3.7861e-08 | 4.7635e-08 | 142.3464 | 14.23% | 6.781e-07% | 2 | 22 | 17 | 3.7861e-08 | 4.7273e-08 | 142.3464 | 14.23% | 6.729e-07%
2 | 22 | 18 | 1.2737e-07 | 1.6025e-07 | 0 | 0% | 0% | 2 | 22 | 18 | 1.2737e-07 | 1.5903e-07 | 0 | 0% | 0%
2 | 22 | 19 | 1.7714e-07 | 2.2287e-07 | 0 | 0% | 0% | 2 | 22 | 19 | 1.7714e-07 | 2.2117e-07 | 0 | 0% | 0%
2 | 22 | 20 | 1.5891e-07 | 1.9993e-07 | 0 | 0% | 0% | 2 | 22 | 20 | 1.5891e-07 | 1.9841e-07 | 0 | 0% | 0%
2 | 22 | 21 | 7.7315e-08 | 9.7274e-08 | 0 | 0% | 0% | 2 | 22 | 21 | 7.7315e-08 | 9.6534e-08 | 0 | 0% | 0%
2 | 22 | 22 | 2.7591e-08 | 3.4714e-08 | 0 | 0% | 0% | 2 | 22 | 22 | 2.7591e-08 | 3.445e-08 | 0 | 0% | 0%
2 | 22 | 23 | 6.9341e-09 | 8.7242e-09 | 0 | 0% | 0% | 2 | 22 | 23 | 6.9341e-09 | 8.6578e-09 | 0 | 0% | 0%
2 | 23 | 0 | 2.9153e-09 | 3.6679e-09 | 0 | 0% | 0% | 2 | 23 | 0 | 2.9153e-09 | 3.64e-09 | 0 | 0% | 0%
2 | 23 | 1 | 1.6114e-09 | 2.0274e-09 | 0 | 0% | 0% | 2 | 23 | 1 | 1.6114e-09 | 2.012e-09 | 0 | 0% | 0%
2 | 23 | 2 | 1.1788e-09 | 1.483e-09 | 0 | 0% | 0% | 2 | 23 | 2 | 1.1788e-09 | 1.4718e-09 | 0 | 0% | 0%
2 | 23 | 3 | 1.3729e-09 | 1.7273e-09 | 0 | 0% | 0% | 2 | 23 | 3 | 1.3729e-09 | 1.7141e-09 | 0 | 0% | 0%
2 | 23 | 4 | 2.6504e-09 | 3.3346e-09 | 0 | 0% | 0% | 2 | 23 | 4 | 2.6504e-09 | 3.3092e-09 | 0 | 0% | 0%
2 | 23 | 5 | 1.1677e-08 | 1.4692e-08 | 0 | 0% | 0% | 2 | 23 | 5 | 1.1677e-08 | 1.458e-08 | 0 | 0% | 0%
2 | 23 | 6 | 1.4459e-07 | 1.8192e-07 | 0 | 0% | 0% | 2 | 23 | 6 | 1.4459e-07 | 1.8053e-07 | 0 | 0% | 0%
2 | 23 | 7 | 3.93e-07 | 4.9445e-07 | 0 | 0% | 0% | 2 | 23 | 7 | 3.93e-07 | 4.9069e-07 | 0 | 0% | 0%
2 | 23 | 8 | 3.0954e-07 | 3.8945e-07 | 184.6812 | 18.47% | 7.192e-06% | 2 | 23 | 8 | 3.0954e-07 | 3.8649e-07 | 184.6812 | 18.47% | 7.138e-06%
2 | 23 | 9 | 1.6617e-07 | 2.0907e-07 | 297.4932 | 29.75% | 6.22e-06% | 2 | 23 | 9 | 1.6735e-07 | 2.0895e-07 | 297.4932 | 29.75% | 6.216e-06%
2 | 23 | 10 | 1.0218e-07 | 1.2856e-07 | 539.0856 | 53.91% | 6.93e-06% | 2 | 23 | 10 | 1.0364e-07 | 1.2941e-07 | 539.0856 | 53.91% | 6.976e-06%
2 | 23 | 11 | 3.4905e-08 | 4.3916e-08 | 599.5668 | 59.96% | 2.633e-06% | 2 | 23 | 11 | 3.5964e-08 | 4.4904e-08 | 599.5668 | 59.96% | 2.692e-06%
2 | 23 | 12 | 1.6011e-08 | 2.0145e-08 | 611.2356 | 61.12% | 1.231e-06% | 2 | 23 | 12 | 1.6672e-08 | 2.0817e-08 | 611.2356 | 61.12% | 1.272e-06%
2 | 23 | 13 | 6.6266e-09 | 8.3373e-09 | 593.1984 | 59.32% | 4.946e-07% | 2 | 23 | 13 | 6.7857e-09 | 8.4726e-09 | 593.1984 | 59.32% | 5.026e-07%
2 | 23 | 14 | 5.5204e-09 | 6.9455e-09 | 543.8748 | 54.39% | 3.777e-07% | 2 | 23 | 14 | 5.6053e-09 | 6.9987e-09 | 543.8748 | 54.39% | 3.806e-07%
2 | 23 | 15 | 2.079e-09 | 2.6157e-09 | 463.3524 | 46.34% | 1.212e-07% | 2 | 23 | 15 | 2.1316e-09 | 2.6614e-09 | 463.3524 | 46.34% | 1.233e-07%
2 | 23 | 16 | 1.9744e-09 | 2.4841e-09 | 369.9324 | 36.99% | 9.19e-08% | 2 | 23 | 16 | 1.9744e-09 | 2.4652e-09 | 369.9324 | 36.99% | 9.12e-08%
2 | 23 | 17 | 1.7704e-09 | 2.2275e-09 | 103.842 | 10.38% | 2.313e-08% | 2 | 23 | 17 | 1.7704e-09 | 2.2105e-09 | 103.842 | 10.38% | 2.295e-08%
2 | 23 | 18 | 9.0858e-09 | 1.1431e-08 | 0 | 0% | 0% | 2 | 23 | 18 | 9.0858e-09 | 1.1344e-08 | 0 | 0% | 0%
2 | 23 | 19 | 1.9615e-08 | 2.4679e-08 | 0 | 0% | 0% | 2 | 23 | 19 | 1.9615e-08 | 2.4491e-08 | 0 | 0% | 0%
2 | 23 | 20 | 2.059e-08 | 2.5905e-08 | 0 | 0% | 0% | 2 | 23 | 20 | 2.059e-08 | 2.5708e-08 | 0 | 0% | 0%
2 | 23 | 21 | 6.563e-09 | 8.2572e-09 | 0 | 0% | 0% | 2 | 23 | 21 | 6.563e-09 | 8.1944e-09 | 0 | 0% | 0%
2 | 23 | 22 | 2.1794e-09 | 2.7421e-09 | 0 | 0% | 0% | 2 | 23 | 22 | 2.1794e-09 | 2.7212e-09 | 0 | 0% | 0%
2 | 23 | 23 | 0 | 0 | 0 | 0% | 0% | 2 | 23 | 23 | 0 | 0 | 0 | 0% | 0%
2 | 24 | 0 | 0 | 0 | 0 | 0% | 0% | 2 | 24 | 0 | 0 | 0 | 0 | 0% | 0%
2 | 24 | 1 | 0 | 0 | 0 | 0% | 0% | 2 | 24 | 1 | 0 | 0 | 0 | 0% | 0%
2 | 24 | 2 | 0 | 0 | 0 | 0% | 0% | 2 | 24 | 2 | 0 | 0 | 0 | 0% | 0%
2 | 24 | 3 | 0 | 0 | 0 | 0% | 0% | 2 | 24 | 3 | 0 | 0 | 0 | 0% | 0%
2 | 24 | 4 | 0 | 0 | 0 | 0% | 0% | 2 | 24 | 4 | 0 | 0 | 0 | 0% | 0%
2 | 24 | 5 | 0 | 0 | 0 | 0% | 0% | 2 | 24 | 5 | 0 | 0 | 0 | 0% | 0%
2 | 24 | 6 | 1.3954e-09 | 1.7556e-09 | 0 | 0% | 0% | 2 | 24 | 6 | 1.3954e-09 | 1.7423e-09 | 0 | 0% | 0%
2 | 24 | 7 | 8.3853e-09 | 1.055e-08 | 0 | 0% | 0% | 2 | 24 | 7 | 8.3853e-09 | 1.047e-08 | 0 | 0% | 0%
2 | 24 | 8 | 1.2225e-08 | 1.5381e-08 | 16.2492 | 1.625% | 2.499e-08% | 2 | 24 | 8 | 1.2225e-08 | 1.5264e-08 | 16.2492 | 1.625% | 2.48e-08%
2 | 24 | 9 | 1.3109e-08 | 1.6493e-08 | 440.2164 | 44.02% | 7.261e-07% | 2 | 24 | 9 | 1.3109e-08 | 1.6368e-08 | 440.2164 | 44.02% | 7.205e-07%
2 | 24 | 10 | 1.2908e-08 | 1.624e-08 | 446.838 | 44.68% | 7.257e-07% | 2 | 24 | 10 | 1.3107e-08 | 1.6365e-08 | 446.838 | 44.68% | 7.312e-07%
2 | 24 | 11 | 1.0398e-08 | 1.3083e-08 | 648.2376 | 64.82% | 8.481e-07% | 2 | 24 | 11 | 1.0486e-08 | 1.3092e-08 | 648.2376 | 64.82% | 8.487e-07%
2 | 24 | 12 | 1.3518e-08 | 1.7008e-08 | 470.9364 | 47.09% | 8.01e-07% | 2 | 24 | 12 | 1.3518e-08 | 1.6879e-08 | 470.9364 | 47.09% | 7.949e-07%
2 | 24 | 13 | 1.2516e-08 | 1.5747e-08 | 691.0932 | 69.11% | 1.088e-06% | 2 | 24 | 13 | 1.2516e-08 | 1.5627e-08 | 691.0932 | 69.11% | 1.08e-06%
2 | 24 | 14 | 8.7344e-09 | 1.0989e-08 | 275.7276 | 27.57% | 3.03e-07% | 2 | 24 | 14 | 8.7344e-09 | 1.0906e-08 | 275.7276 | 27.57% | 3.007e-07%
2 | 24 | 15 | 7.8661e-09 | 9.8967e-09 | 223.6524 | 22.37% | 2.213e-07% | 2 | 24 | 15 | 7.8661e-09 | 9.8214e-09 | 223.6524 | 22.37% | 2.197e-07%
2 | 24 | 16 | 9.6872e-09 | 1.2188e-08 | 451.1136 | 45.11% | 5.498e-07% | 2 | 24 | 16 | 9.6872e-09 | 1.2095e-08 | 451.1136 | 45.11% | 5.456e-07%
2 | 24 | 17 | 1.0484e-08 | 1.319e-08 | 59.6304 | 5.963% | 7.865e-08% | 2 | 24 | 17 | 1.0484e-08 | 1.309e-08 | 59.6304 | 5.963% | 7.805e-08%
2 | 24 | 18 | 1.7996e-08 | 2.2642e-08 | 0 | 0% | 0% | 2 | 24 | 18 | 1.7996e-08 | 2.247e-08 | 0 | 0% | 0%
2 | 24 | 19 | 2.9945e-08 | 3.7675e-08 | 0 | 0% | 0% | 2 | 24 | 19 | 2.9945e-08 | 3.7389e-08 | 0 | 0% | 0%
2 | 24 | 20 | 1.5268e-08 | 1.921e-08 | 0 | 0% | 0% | 2 | 24 | 20 | 1.5268e-08 | 1.9064e-08 | 0 | 0% | 0%
2 | 24 | 21 | 8.3205e-09 | 1.0468e-08 | 0 | 0% | 0% | 2 | 24 | 21 | 8.3205e-09 | 1.0389e-08 | 0 | 0% | 0%
2 | 24 | 22 | 2.6716e-09 | 3.3613e-09 | 0 | 0% | 0% | 2 | 24 | 22 | 2.6716e-09 | 3.3357e-09 | 0 | 0% | 0%
2 | 24 | 23 | 0 | 0 | 0 | 0% | 0% | 2 | 24 | 23 | 0 | 0 | 0 | 0% | 0%
2 | 25 | 0 | 0 | 0 | 0 | 0% | 0% | 2 | 25 | 0 | 0 | 0 | 0 | 0% | 0%
2 | 25 | 1 | 0 | 0 | 0 | 0% | 0% | 2 | 25 | 1 | 0 | 0 | 0 | 0% | 0%
2 | 25 | 2 | 0 | 0 | 0 | 0% | 0% | 2 | 25 | 2 | 0 | 0 | 0 | 0% | 0%
2 | 25 | 3 | 0 | 0 | 0 | 0% | 0% | 2 | 25 | 3 | 0 | 0 | 0 | 0% | 0%
2 | 25 | 4 | 0 | 0 | 0 | 0% | 0% | 2 | 25 | 4 | 0 | 0 | 0 | 0% | 0%
2 | 25 | 5 | 0 | 0 | 0 | 0% | 0% | 2 | 25 | 5 | 0 | 0 | 0 | 0% | 0%
2 | 25 | 6 | 3.9331e-09 | 4.9484e-09 | 0 | 0% | 0% | 2 | 25 | 6 | 3.9331e-09 | 4.9108e-09 | 0 | 0% | 0%
2 | 25 | 7 | 3.0627e-08 | 3.8533e-08 | 0 | 0% | 0% | 2 | 25 | 7 | 3.0627e-08 | 3.824e-08 | 0 | 0% | 0%
2 | 25 | 8 | 5.5832e-08 | 7.0245e-08 | 180.6288 | 18.06% | 1.269e-06% | 2 | 25 | 8 | 5.5832e-08 | 6.9711e-08 | 180.6288 | 18.06% | 1.259e-06%
2 | 25 | 9 | 8.7294e-08 | 1.0983e-07 | 411.7032 | 41.17% | 4.522e-06% | 2 | 25 | 9 | 8.7294e-08 | 1.0899e-07 | 411.7032 | 41.17% | 4.487e-06%
2 | 25 | 10 | 1.074e-07 | 1.3512e-07 | 562.2876 | 56.23% | 7.598e-06% | 2 | 25 | 10 | 1.074e-07 | 1.3409e-07 | 562.2876 | 56.23% | 7.54e-06%
2 | 25 | 11 | 1.121e-07 | 1.4104e-07 | 699.6792 | 69.97% | 9.868e-06% | 2 | 25 | 11 | 1.121e-07 | 1.3997e-07 | 699.6792 | 69.97% | 9.793e-06%
2 | 25 | 12 | 9.6199e-08 | 1.2103e-07 | 938.9304 | 93.89% | 1.136e-05% | 2 | 25 | 12 | 9.6199e-08 | 1.2011e-07 | 938.9304 | 93.89% | 1.128e-05%
2 | 25 | 13 | 1.1865e-07 | 1.4928e-07 | 925.5552 | 92.56% | 1.382e-05% | 2 | 25 | 13 | 1.1865e-07 | 1.4814e-07 | 925.5552 | 92.56% | 1.371e-05%
2 | 25 | 14 | 7.0772e-08 | 8.9042e-08 | 678.246 | 67.82% | 6.039e-06% | 2 | 25 | 14 | 7.0772e-08 | 8.8365e-08 | 678.246 | 67.82% | 5.993e-06%
2 | 25 | 15 | 6.0928e-08 | 7.6657e-08 | 559.2036 | 55.92% | 4.287e-06% | 2 | 25 | 15 | 6.0928e-08 | 7.6073e-08 | 559.2036 | 55.92% | 4.254e-06%
2 | 25 | 16 | 4.4004e-08 | 5.5364e-08 | 366.6984 | 36.67% | 2.03e-06% | 2 | 25 | 16 | 4.4004e-08 | 5.4943e-08 | 366.6984 | 36.67% | 2.015e-06%
2 | 25 | 17 | 6.9152e-08 | 8.7003e-08 | 129.9192 | 12.99% | 1.13e-06% | 2 | 25 | 17 | 6.9152e-08 | 8.6342e-08 | 129.9192 | 12.99% | 1.122e-06%
2 | 25 | 18 | 1.1286e-07 | 1.4199e-07 | 0 | 0% | 0% | 2 | 25 | 18 | 1.1286e-07 | 1.4091e-07 | 0 | 0% | 0%
2 | 25 | 19 | 9.8363e-08 | 1.2376e-07 | 0 | 0% | 0% | 2 | 25 | 19 | 9.8363e-08 | 1.2281e-07 | 0 | 0% | 0%
2 | 25 | 20 | 7.3908e-08 | 9.2988e-08 | 0 | 0% | 0% | 2 | 25 | 20 | 7.3908e-08 | 9.228e-08 | 0 | 0% | 0%
2 | 25 | 21 | 4.5674e-08 | 5.7465e-08 | 0 | 0% | 0% | 2 | 25 | 21 | 4.5674e-08 | 5.7027e-08 | 0 | 0% | 0%
2 | 25 | 22 | 1.5732e-08 | 1.9793e-08 | 0 | 0% | 0% | 2 | 25 | 22 | 1.5732e-08 | 1.9642e-08 | 0 | 0% | 0%
2 | 25 | 23 | 3.3725e-09 | 4.2431e-09 | 0 | 0% | 0% | 2 | 25 | 23 | 3.3725e-09 | 4.2108e-09 | 0 | 0% | 0%
2 | 26 | 0 | 1.1788e-09 | 1.483e-09 | 0 | 0% | 0% | 2 | 26 | 0 | 1.1788e-09 | 1.4718e-09 | 0 | 0% | 0%
2 | 26 | 1 | 3.3055e-10 | 4.1588e-10 | 0 | 0% | 0% | 2 | 26 | 1 | 3.3055e-10 | 4.1272e-10 | 0 | 0% | 0%
2 | 26 | 2 | 0 | 0 | 0 | 0% | 0% | 2 | 26 | 2 | 0 | 0 | 0 | 0% | 0%
2 | 26 | 3 | 0 | 0 | 0 | 0% | 0% | 2 | 26 | 3 | 0 | 0 | 0 | 0% | 0%
2 | 26 | 4 | 0 | 0 | 0 | 0% | 0% | 2 | 26 | 4 | 0 | 0 | 0 | 0% | 0%
2 | 26 | 5 | 4.1673e-10 | 5.2431e-10 | 0 | 0% | 0% | 2 | 26 | 5 | 4.1673e-10 | 5.2032e-10 | 0 | 0% | 0%
2 | 26 | 6 | 1.8131e-09 | 2.2812e-09 | 0 | 0% | 0% | 2 | 26 | 6 | 1.8131e-09 | 2.2638e-09 | 0 | 0% | 0%
2 | 26 | 7 | 3.7436e-09 | 4.71e-09 | 0 | 0% | 0% | 2 | 26 | 7 | 3.7436e-09 | 4.6742e-09 | 0 | 0% | 0%
2 | 26 | 8 | 5.1641e-09 | 6.4972e-09 | 91.2816 | 9.128% | 5.931e-08% | 2 | 26 | 8 | 5.1641e-09 | 6.4478e-09 | 91.2816 | 9.128% | 5.886e-08%
2 | 26 | 9 | 6.9945e-09 | 8.8002e-09 | 396.2232 | 39.62% | 3.487e-07% | 2 | 26 | 9 | 6.9945e-09 | 8.7333e-09 | 396.2232 | 39.62% | 3.46e-07%
2 | 26 | 10 | 4.645e-09 | 5.8441e-09 | 584.7228 | 58.47% | 3.417e-07% | 2 | 26 | 10 | 4.645e-09 | 5.7997e-09 | 584.7228 | 58.47% | 3.391e-07%
2 | 26 | 11 | 2.1639e-09 | 2.7225e-09 | 602.6472 | 60.26% | 1.641e-07% | 2 | 26 | 11 | 2.1822e-09 | 2.7247e-09 | 602.6472 | 60.26% | 1.642e-07%
2 | 26 | 12 | 4.5302e-10 | 5.6997e-10 | 727.5936 | 72.76% | 4.147e-08% | 2 | 26 | 12 | 4.5302e-10 | 5.6563e-10 | 727.5936 | 72.76% | 4.116e-08%
2 | 26 | 13 | 3.2113e-10 | 4.0403e-10 | 678.2364 | 67.82% | 2.74e-08% | 2 | 26 | 13 | 3.2113e-10 | 4.0095e-10 | 678.2364 | 67.82% | 2.719e-08%
2 | 26 | 14 | 0 | 0 | 370.89 | 37.09% | 0% | 2 | 26 | 14 | 0 | 0 | 370.89 | 37.09% | 0%
2 | 26 | 15 | 0 | 0 | 342.9156 | 34.29% | 0% | 2 | 26 | 15 | 0 | 0 | 342.9156 | 34.29% | 0%
2 | 26 | 16 | 0 | 0 | 162.4212 | 16.24% | 0% | 2 | 26 | 16 | 0 | 0 | 162.4212 | 16.24% | 0%
2 | 26 | 17 | 0 | 0 | 138.4884 | 13.85% | 0% | 2 | 26 | 17 | 0 | 0 | 138.4884 | 13.85% | 0%
2 | 26 | 18 | 6.3373e-10 | 7.9732e-10 | 0 | 0% | 0% | 2 | 26 | 18 | 6.3373e-10 | 7.9126e-10 | 0 | 0% | 0%
2 | 26 | 19 | 2.3279e-09 | 2.9288e-09 | 0 | 0% | 0% | 2 | 26 | 19 | 2.3279e-09 | 2.9065e-09 | 0 | 0% | 0%
2 | 26 | 20 | 1.3255e-09 | 1.6677e-09 | 0 | 0% | 0% | 2 | 26 | 20 | 1.3255e-09 | 1.655e-09 | 0 | 0% | 0%
2 | 26 | 21 | 5.666e-10 | 7.1287e-10 | 0 | 0% | 0% | 2 | 26 | 21 | 5.666e-10 | 7.0745e-10 | 0 | 0% | 0%
2 | 26 | 22 | 0 | 0 | 0 | 0% | 0% | 2 | 26 | 22 | 0 | 0 | 0 | 0% | 0%
2 | 26 | 23 | 0 | 0 | 0 | 0% | 0% | 2 | 26 | 23 | 0 | 0 | 0 | 0% | 0%
2 | 27 | 0 | 0 | 0 | 0 | 0% | 0% | 2 | 27 | 0 | 0 | 0 | 0 | 0% | 0%
2 | 27 | 1 | 0 | 0 | 0 | 0% | 0% | 2 | 27 | 1 | 0 | 0 | 0 | 0% | 0%
2 | 27 | 2 | 0 | 0 | 0 | 0% | 0% | 2 | 27 | 2 | 0 | 0 | 0 | 0% | 0%
2 | 27 | 3 | 0 | 0 | 0 | 0% | 0% | 2 | 27 | 3 | 0 | 0 | 0 | 0% | 0%
2 | 27 | 4 | 0 | 0 | 0 | 0% | 0% | 2 | 27 | 4 | 0 | 0 | 0 | 0% | 0%
2 | 27 | 5 | 0 | 0 | 0 | 0% | 0% | 2 | 27 | 5 | 0 | 0 | 0 | 0% | 0%
2 | 27 | 6 | 0 | 0 | 0 | 0% | 0% | 2 | 27 | 6 | 0 | 0 | 0 | 0% | 0%
2 | 27 | 7 | 0 | 0 | 3.636 | 0.3636% | 0% | 2 | 27 | 7 | 0 | 0 | 3.636 | 0.3636% | 0%
2 | 27 | 8 | 0 | 0 | 158.6112 | 15.86% | 0% | 2 | 27 | 8 | 0 | 0 | 158.6112 | 15.86% | 0%
2 | 27 | 9 | 0 | 0 | 506.2488 | 50.62% | 0% | 2 | 27 | 9 | 0 | 0 | 506.2488 | 50.62% | 0%
2 | 27 | 10 | 0 | 0 | 703.1808 | 70.32% | 0% | 2 | 27 | 10 | 0 | 0 | 703.1808 | 70.32% | 0%
2 | 27 | 11 | 0 | 0 | 805.8084 | 80.58% | 0% | 2 | 27 | 11 | 0 | 0 | 805.8084 | 80.58% | 0%
2 | 27 | 12 | 0 | 0 | 859.962 | 86% | 0% | 2 | 27 | 12 | 0 | 0 | 859.962 | 86% | 0%
2 | 27 | 13 | 0 | 0 | 856.086 | 85.61% | 0% | 2 | 27 | 13 | 0 | 0 | 856.086 | 85.61% | 0%
2 | 27 | 14 | 0 | 0 | 787.6356 | 78.76% | 0% | 2 | 27 | 14 | 0 | 0 | 787.6356 | 78.76% | 0%
2 | 27 | 15 | 0 | 0 | 665.2716 | 66.53% | 0% | 2 | 27 | 15 | 0 | 0 | 665.2716 | 66.53% | 0%
2 | 27 | 16 | 0 | 0 | 456.018 | 45.6% | 0% | 2 | 27 | 16 | 0 | 0 | 456.018 | 45.6% | 0%
2 | 27 | 17 | 0 | 0 | 211.8204 | 21.18% | 0% | 2 | 27 | 17 | 0 | 0 | 211.8204 | 21.18% | 0%
2 | 27 | 18 | 0 | 0 | 0 | 0% | 0% | 2 | 27 | 18 | 0 | 0 | 0 | 0% | 0%
2 | 27 | 19 | 0 | 0 | 0 | 0% | 0% | 2 | 27 | 19 | 0 | 0 | 0 | 0% | 0%
2 | 27 | 20 | 0 | 0 | 0 | 0% | 0% | 2 | 27 | 20 | 0 | 0 | 0 | 0% | 0%
2 | 27 | 21 | 0 | 0 | 0 | 0% | 0% | 2 | 27 | 21 | 0 | 0 | 0 | 0% | 0%
2 | 27 | 22 | 0 | 0 | 0 | 0% | 0% | 2 | 27 | 22 | 0 | 0 | 0 | 0% | 0%
2 | 27 | 23 | 0 | 0 | 0 | 0% | 0% | 2 | 27 | 23 | 0 | 0 | 0 | 0% | 0%
2 | 28 | 0 | 0 | 0 | 0 | 0% | 0% | 2 | 28 | 0 | 0 | 0 | 0 | 0% | 0%
2 | 28 | 1 | 0 | 0 | 0 | 0% | 0% | 2 | 28 | 1 | 0 | 0 | 0 | 0% | 0%
2 | 28 | 2 | 0 | 0 | 0 | 0% | 0% | 2 | 28 | 2 | 0 | 0 | 0 | 0% | 0%
2 | 28 | 3 | 0 | 0 | 0 | 0% | 0% | 2 | 28 | 3 | 0 | 0 | 0 | 0% | 0%
2 | 28 | 4 | 0 | 0 | 0 | 0% | 0% | 2 | 28 | 4 | 0 | 0 | 0 | 0% | 0%
2 | 28 | 5 | 0 | 0 | 0 | 0% | 0% | 2 | 28 | 5 | 0 | 0 | 0 | 0% | 0%
2 | 28 | 6 | 0 | 0 | 0 | 0% | 0% | 2 | 28 | 6 | 0 | 0 | 0 | 0% | 0%
2 | 28 | 7 | 0 | 0 | 23.364 | 2.336% | 0% | 2 | 28 | 7 | 0 | 0 | 23.364 | 2.336% | 0%
2 | 28 | 8 | 0 | 0 | 258.5112 | 25.85% | 0% | 2 | 28 | 8 | 0 | 0 | 258.5112 | 25.85% | 0%
2 | 28 | 9 | 1.3037e-09 | 1.6403e-09 | 502.2768 | 50.23% | 8.239e-08% | 2 | 28 | 9 | 1.3361e-09 | 1.6682e-09 | 502.2768 | 50.23% | 8.379e-08%
2 | 28 | 10 | 2.6927e-09 | 3.3878e-09 | 675.492 | 67.55% | 2.288e-07% | 2 | 28 | 10 | 2.7788e-09 | 3.4695e-09 | 675.492 | 67.55% | 2.344e-07%
2 | 28 | 11 | 3.1623e-09 | 3.9787e-09 | 805.1616 | 80.52% | 3.203e-07% | 2 | 28 | 11 | 3.238e-09 | 4.0429e-09 | 805.1616 | 80.52% | 3.255e-07%
2 | 28 | 12 | 5.2037e-09 | 6.5471e-09 | 855.2484 | 85.52% | 5.599e-07% | 2 | 28 | 12 | 5.3322e-09 | 6.6576e-09 | 855.2484 | 85.52% | 5.694e-07%
2 | 28 | 13 | 5.555e-09 | 6.989e-09 | 846.0048 | 84.6% | 5.913e-07% | 2 | 28 | 13 | 5.776e-09 | 7.2118e-09 | 846.0048 | 84.6% | 6.101e-07%
2 | 28 | 14 | 6.0607e-09 | 7.6253e-09 | 774.6816 | 77.47% | 5.907e-07% | 2 | 28 | 14 | 6.1533e-09 | 7.6829e-09 | 774.6816 | 77.47% | 5.952e-07%
2 | 28 | 15 | 4.9978e-09 | 6.288e-09 | 652.3224 | 65.23% | 4.102e-07% | 2 | 28 | 15 | 5.039e-09 | 6.2916e-09 | 652.3224 | 65.23% | 4.104e-07%
2 | 28 | 16 | 5.2869e-09 | 6.6517e-09 | 443.9412 | 44.39% | 2.953e-07% | 2 | 28 | 16 | 5.3322e-09 | 6.6576e-09 | 443.9412 | 44.39% | 2.956e-07%
2 | 28 | 17 | 7.3824e-09 | 9.2882e-09 | 147.8352 | 14.78% | 1.373e-07% | 2 | 28 | 17 | 7.3824e-09 | 9.2175e-09 | 147.8352 | 14.78% | 1.363e-07%
2 | 28 | 18 | 2.0089e-08 | 2.5275e-08 | 0 | 0% | 0% | 2 | 28 | 18 | 2.0089e-08 | 2.5082e-08 | 0 | 0% | 0%
2 | 28 | 19 | 5.5822e-08 | 7.0233e-08 | 0 | 0% | 0% | 2 | 28 | 19 | 5.5822e-08 | 6.9698e-08 | 0 | 0% | 0%
2 | 28 | 20 | 5.6614e-08 | 7.1229e-08 | 0 | 0% | 0% | 2 | 28 | 20 | 5.6614e-08 | 7.0687e-08 | 0 | 0% | 0%
2 | 28 | 21 | 2.8213e-08 | 3.5496e-08 | 0 | 0% | 0% | 2 | 28 | 21 | 2.8213e-08 | 3.5226e-08 | 0 | 0% | 0%
2 | 28 | 22 | 8.3853e-09 | 1.055e-08 | 0 | 0% | 0% | 2 | 28 | 22 | 8.3853e-09 | 1.047e-08 | 0 | 0% | 0%
2 | 28 | 23 | 2.8238e-09 | 3.5527e-09 | 0 | 0% | 0% | 2 | 28 | 23 | 2.8238e-09 | 3.5257e-09 | 0 | 0% | 0%
3 | 1 | 0 | 1.0007e-10 | 1.259e-10 | 0 | 0% | 0% | 3 | 1 | 0 | 1.0007e-10 | 1.2494e-10 | 0 | 0% | 0%
3 | 1 | 1 | 0 | 0 | 0 | 0% | 0% | 3 | 1 | 1 | 0 | 0 | 0 | 0% | 0%
3 | 1 | 2 | 0 | 0 | 0 | 0% | 0% | 3 | 1 | 2 | 0 | 0 | 0 | 0% | 0%
3 | 1 | 3 | 0 | 0 | 0 | 0% | 0% | 3 | 1 | 3 | 0 | 0 | 0 | 0% | 0%
3 | 1 | 4 | 0 | 0 | 0 | 0% | 0% | 3 | 1 | 4 | 0 | 0 | 0 | 0% | 0%
3 | 1 | 5 | 2.1501e-09 | 2.7051e-09 | 0 | 0% | 0% | 3 | 1 | 5 | 2.1501e-09 | 2.6846e-09 | 0 | 0% | 0%
3 | 1 | 6 | 3.4882e-07 | 4.3887e-07 | 0 | 0% | 0% | 3 | 1 | 6 | 3.4882e-07 | 4.3553e-07 | 0 | 0% | 0%
3 | 1 | 7 | 3.5462e-06 | 4.4617e-06 | 0 | 0% | 0% | 3 | 1 | 7 | 3.5462e-06 | 4.4278e-06 | 0 | 0% | 0%
3 | 1 | 8 | 2.6049e-06 | 3.2774e-06 | 87.9444 | 8.794% | 2.882e-05% | 3 | 1 | 8 | 2.6049e-06 | 3.2525e-06 | 87.9444 | 8.794% | 2.86e-05%
3 | 1 | 9 | 2.4919e-07 | 3.1352e-07 | 340.4328 | 34.04% | 1.067e-05% | 3 | 1 | 9 | 2.4919e-07 | 3.1113e-07 | 340.4328 | 34.04% | 1.059e-05%
3 | 1 | 10 | 1.5962e-07 | 2.0082e-07 | 379.488 | 37.95% | 7.621e-06% | 3 | 1 | 10 | 1.608e-07 | 2.0078e-07 | 379.488 | 37.95% | 7.619e-06%
3 | 1 | 11 | 1.5901e-08 | 2.0005e-08 | 662.268 | 66.23% | 1.325e-06% | 3 | 1 | 11 | 1.5901e-08 | 1.9853e-08 | 662.268 | 66.23% | 1.315e-06%
3 | 1 | 12 | 5.8553e-09 | 7.3669e-09 | 636.018 | 63.6% | 4.685e-07% | 3 | 1 | 12 | 5.9025e-09 | 7.3697e-09 | 636.018 | 63.6% | 4.687e-07%
3 | 1 | 13 | 1.7814e-09 | 2.2412e-09 | 624.2232 | 62.42% | 1.399e-07% | 3 | 1 | 13 | 1.7814e-09 | 2.2242e-09 | 624.2232 | 62.42% | 1.388e-07%
3 | 1 | 14 | 6.2603e-10 | 7.8764e-10 | 502.8744 | 50.29% | 3.961e-08% | 3 | 1 | 14 | 6.3139e-10 | 7.8835e-10 | 502.8744 | 50.29% | 3.964e-08%
3 | 1 | 15 | 0 | 0 | 494.1288 | 49.41% | 0% | 3 | 1 | 15 | 0 | 0 | 494.1288 | 49.41% | 0%
3 | 1 | 16 | 0 | 0 | 262.6968 | 26.27% | 0% | 3 | 1 | 16 | 0 | 0 | 262.6968 | 26.27% | 0%
3 | 1 | 17 | 0 | 0 | 138.5712 | 13.86% | 0% | 3 | 1 | 17 | 0 | 0 | 138.5712 | 13.86% | 0%
3 | 1 | 18 | 6.857e-10 | 8.6272e-10 | 0 | 0% | 0% | 3 | 1 | 18 | 6.857e-10 | 8.5616e-10 | 0 | 0% | 0%
3 | 1 | 19 | 6.8106e-09 | 8.5687e-09 | 0 | 0% | 0% | 3 | 1 | 19 | 6.8106e-09 | 8.5035e-09 | 0 | 0% | 0%
3 | 1 | 20 | 1.4906e-08 | 1.8755e-08 | 0 | 0% | 0% | 3 | 1 | 20 | 1.4906e-08 | 1.8612e-08 | 0 | 0% | 0%
3 | 1 | 21 | 7.4984e-09 | 9.4342e-09 | 0 | 0% | 0% | 3 | 1 | 21 | 7.4984e-09 | 9.3624e-09 | 0 | 0% | 0%
3 | 1 | 22 | 3.5188e-09 | 4.4271e-09 | 0 | 0% | 0% | 3 | 1 | 22 | 3.5188e-09 | 4.3935e-09 | 0 | 0% | 0%
3 | 1 | 23 | 4.686e-10 | 5.8957e-10 | 0 | 0% | 0% | 3 | 1 | 23 | 4.686e-10 | 5.8509e-10 | 0 | 0% | 0%
3 | 2 | 0 | 0 | 0 | 0 | 0% | 0% | 3 | 2 | 0 | 0 | 0 | 0 | 0% | 0%
3 | 2 | 1 | 0 | 0 | 0 | 0% | 0% | 3 | 2 | 1 | 0 | 0 | 0 | 0% | 0%
3 | 2 | 2 | 0 | 0 | 0 | 0% | 0% | 3 | 2 | 2 | 0 | 0 | 0 | 0% | 0%
3 | 2 | 3 | 0 | 0 | 0 | 0% | 0% | 3 | 2 | 3 | 0 | 0 | 0 | 0% | 0%
3 | 2 | 4 | 0 | 0 | 0 | 0% | 0% | 3 | 2 | 4 | 0 | 0 | 0 | 0% | 0%
3 | 2 | 5 | 1.8667e-09 | 2.3485e-09 | 0 | 0% | 0% | 3 | 2 | 5 | 1.8667e-09 | 2.3307e-09 | 0 | 0% | 0%
3 | 2 | 6 | 1.235e-07 | 1.5538e-07 | 0 | 0% | 0% | 3 | 2 | 6 | 1.235e-07 | 1.542e-07 | 0 | 0% | 0%
3 | 2 | 7 | 1.8049e-06 | 2.2709e-06 | 0 | 0% | 0% | 3 | 2 | 7 | 1.8049e-06 | 2.2536e-06 | 0 | 0% | 0%
3 | 2 | 8 | 5.4715e-07 | 6.884e-07 | 37.0308 | 3.703% | 2.549e-06% | 3 | 2 | 8 | 5.4715e-07 | 6.8317e-07 | 37.0308 | 3.703% | 2.53e-06%
3 | 2 | 9 | 5.4476e-08 | 6.8539e-08 | 170.4132 | 17.04% | 1.168e-06% | 3 | 2 | 9 | 5.4476e-08 | 6.8018e-08 | 170.4132 | 17.04% | 1.159e-06%
3 | 2 | 10 | 7.1114e-09 | 8.9472e-09 | 357.3192 | 35.73% | 3.197e-07% | 3 | 2 | 10 | 7.1114e-09 | 8.8792e-09 | 357.3192 | 35.73% | 3.173e-07%
3 | 2 | 11 | 1.9028e-09 | 2.3941e-09 | 235.3008 | 23.53% | 5.633e-08% | 3 | 2 | 11 | 1.9028e-09 | 2.3759e-09 | 235.3008 | 23.53% | 5.59e-08%
3 | 2 | 12 | 1.0699e-09 | 1.3461e-09 | 181.404 | 18.14% | 2.442e-08% | 3 | 2 | 12 | 1.079e-09 | 1.3472e-09 | 181.404 | 18.14% | 2.444e-08%
3 | 2 | 13 | 4.634e-10 | 5.8303e-10 | 163.3068 | 16.33% | 9.521e-09% | 3 | 2 | 13 | 4.6775e-10 | 5.8403e-10 | 163.3068 | 16.33% | 9.538e-09%
3 | 2 | 14 | 0 | 0 | 200.0028 | 20% | 0% | 3 | 2 | 14 | 0 | 0 | 200.0028 | 20% | 0%
3 | 2 | 15 | 0 | 0 | 345.4044 | 34.54% | 0% | 3 | 2 | 15 | 0 | 0 | 345.4044 | 34.54% | 0%
3 | 2 | 16 | 0 | 0 | 409.1544 | 40.92% | 0% | 3 | 2 | 16 | 0 | 0 | 409.1544 | 40.92% | 0%
3 | 2 | 17 | 0 | 0 | 158.8284 | 15.88% | 0% | 3 | 2 | 17 | 0 | 0 | 158.8284 | 15.88% | 0%
3 | 2 | 18 | 3.3127e-10 | 4.1679e-10 | 0 | 0% | 0% | 3 | 2 | 18 | 3.3127e-10 | 4.1362e-10 | 0 | 0% | 0%
3 | 2 | 19 | 3.7568e-09 | 4.7266e-09 | 0 | 0% | 0% | 3 | 2 | 19 | 3.7568e-09 | 4.6907e-09 | 0 | 0% | 0%
3 | 2 | 20 | 4.8947e-09 | 6.1583e-09 | 0 | 0% | 0% | 3 | 2 | 20 | 4.8947e-09 | 6.1115e-09 | 0 | 0% | 0%
3 | 2 | 21 | 2.1872e-09 | 2.7518e-09 | 0 | 0% | 0% | 3 | 2 | 21 | 2.1872e-09 | 2.7308e-09 | 0 | 0% | 0%
3 | 2 | 22 | 4.5646e-10 | 5.7429e-10 | 0 | 0% | 0% | 3 | 2 | 22 | 4.5646e-10 | 5.6993e-10 | 0 | 0% | 0%
3 | 2 | 23 | 0 | 0 | 0 | 0% | 0% | 3 | 2 | 23 | 0 | 0 | 0 | 0% | 0%
3 | 3 | 0 | 0 | 0 | 0 | 0% | 0% | 3 | 3 | 0 | 0 | 0 | 0 | 0% | 0%
3 | 3 | 1 | 0 | 0 | 0 | 0% | 0% | 3 | 3 | 1 | 0 | 0 | 0 | 0% | 0%
3 | 3 | 2 | 0 | 0 | 0 | 0% | 0% | 3 | 3 | 2 | 0 | 0 | 0 | 0% | 0%
3 | 3 | 3 | 0 | 0 | 0 | 0% | 0% | 3 | 3 | 3 | 0 | 0 | 0 | 0% | 0%
3 | 3 | 4 | 0 | 0 | 0 | 0% | 0% | 3 | 3 | 4 | 0 | 0 | 0 | 0% | 0%
3 | 3 | 5 | 6.797e-10 | 8.5516e-10 | 0 | 0% | 0% | 3 | 3 | 5 | 6.797e-10 | 8.4866e-10 | 0 | 0% | 0%
3 | 3 | 6 | 8.9654e-08 | 1.128e-07 | 0 | 0% | 0% | 3 | 3 | 6 | 8.9654e-08 | 1.1194e-07 | 0 | 0% | 0%
3 | 3 | 7 | 1.1964e-06 | 1.5053e-06 | 42.7644 | 4.276% | 6.437e-06% | 3 | 3 | 7 | 1.1964e-06 | 1.4938e-06 | 42.7644 | 4.276% | 6.388e-06%
3 | 3 | 8 | 3.3952e-07 | 4.2717e-07 | 292.338 | 29.23% | 1.249e-05% | 3 | 3 | 8 | 3.3952e-07 | 4.2392e-07 | 292.338 | 29.23% | 1.239e-05%
3 | 3 | 9 | 5.6975e-08 | 7.1683e-08 | 563.2572 | 56.33% | 4.038e-06% | 3 | 3 | 9 | 5.6975e-08 | 7.1138e-08 | 563.2572 | 56.33% | 4.007e-06%
3 | 3 | 10 | 1.8743e-08 | 2.3582e-08 | 465.6816 | 46.57% | 1.098e-06% | 3 | 3 | 10 | 1.8743e-08 | 2.3402e-08 | 465.6816 | 46.57% | 1.09e-06%
3 | 3 | 11 | 4.7033e-09 | 5.9175e-09 | 592.0644 | 59.21% | 3.504e-07% | 3 | 3 | 11 | 4.7033e-09 | 5.8725e-09 | 592.0644 | 59.21% | 3.477e-07%
3 | 3 | 12 | 2.6436e-09 | 3.326e-09 | 637.7952 | 63.78% | 2.121e-07% | 3 | 3 | 12 | 2.6436e-09 | 3.3007e-09 | 637.7952 | 63.78% | 2.105e-07%
3 | 3 | 13 | 8.6008e-10 | 1.0821e-09 | 948.222 | 94.82% | 1.026e-07% | 3 | 3 | 13 | 8.6008e-10 | 1.0739e-09 | 948.222 | 94.82% | 1.018e-07%
3 | 3 | 14 | 0 | 0 | 850.9716 | 85.1% | 0% | 3 | 3 | 14 | 0 | 0 | 850.9716 | 85.1% | 0%
3 | 3 | 15 | 0 | 0 | 705.2388 | 70.52% | 0% | 3 | 3 | 15 | 0 | 0 | 705.2388 | 70.52% | 0%
3 | 3 | 16 | 0 | 0 | 488.5416 | 48.85% | 0% | 3 | 3 | 16 | 0 | 0 | 488.5416 | 48.85% | 0%
3 | 3 | 17 | 0 | 0 | 229.5708 | 22.96% | 0% | 3 | 3 | 17 | 0 | 0 | 229.5708 | 22.96% | 0%
3 | 3 | 18 | 8.5641e-10 | 1.0775e-09 | 0 | 0% | 0% | 3 | 3 | 18 | 8.5641e-10 | 1.0693e-09 | 0 | 0% | 0%
3 | 3 | 19 | 3.1037e-09 | 3.9049e-09 | 0 | 0% | 0% | 3 | 3 | 19 | 3.1037e-09 | 3.8752e-09 | 0 | 0% | 0%
3 | 3 | 20 | 3.5188e-09 | 4.4271e-09 | 0 | 0% | 0% | 3 | 3 | 20 | 3.5188e-09 | 4.3935e-09 | 0 | 0% | 0%
3 | 3 | 21 | 8.7129e-10 | 1.0962e-09 | 0 | 0% | 0% | 3 | 3 | 21 | 8.7129e-10 | 1.0879e-09 | 0 | 0% | 0%
3 | 3 | 22 | 0 | 0 | 0 | 0% | 0% | 3 | 3 | 22 | 0 | 0 | 0 | 0% | 0%
3 | 3 | 23 | 0 | 0 | 0 | 0% | 0% | 3 | 3 | 23 | 0 | 0 | 0 | 0% | 0%
3 | 4 | 0 | 0 | 0 | 0 | 0% | 0% | 3 | 4 | 0 | 0 | 0 | 0 | 0% | 0%
3 | 4 | 1 | 0 | 0 | 0 | 0% | 0% | 3 | 4 | 1 | 0 | 0 | 0 | 0% | 0%
3 | 4 | 2 | 0 | 0 | 0 | 0% | 0% | 3 | 4 | 2 | 0 | 0 | 0 | 0% | 0%
3 | 4 | 3 | 0 | 0 | 0 | 0% | 0% | 3 | 4 | 3 | 0 | 0 | 0 | 0% | 0%
3 | 4 | 4 | 0 | 0 | 0 | 0% | 0% | 3 | 4 | 4 | 0 | 0 | 0 | 0% | 0%
3 | 4 | 5 | 0 | 0 | 0 | 0% | 0% | 3 | 4 | 5 | 0 | 0 | 0 | 0% | 0%
3 | 4 | 6 | 0 | 0 | 0 | 0% | 0% | 3 | 4 | 6 | 0 | 0 | 0 | 0% | 0%
3 | 4 | 7 | 1.3871e-09 | 1.7452e-09 | 12.4668 | 1.247% | 2.176e-09% | 3 | 4 | 7 | 1.3871e-09 | 1.7319e-09 | 12.4668 | 1.247% | 2.159e-09%
3 | 4 | 8 | 1.9815e-09 | 2.493e-09 | 200.4216 | 20.04% | 4.996e-08% | 3 | 4 | 8 | 1.9815e-09 | 2.474e-09 | 200.4216 | 20.04% | 4.958e-08%
3 | 4 | 9 | 1.9966e-09 | 2.512e-09 | 518.538 | 51.85% | 1.303e-07% | 3 | 4 | 9 | 1.9966e-09 | 2.4929e-09 | 518.538 | 51.85% | 1.293e-07%
3 | 4 | 10 | 1.3655e-09 | 1.718e-09 | 708.7668 | 70.88% | 1.218e-07% | 3 | 4 | 10 | 1.3769e-09 | 1.7192e-09 | 708.7668 | 70.88% | 1.219e-07%
3 | 4 | 11 | 3.0317e-10 | 3.8143e-10 | 345.486 | 34.55% | 1.318e-08% | 3 | 4 | 11 | 3.2056e-10 | 4.0024e-10 | 345.486 | 34.55% | 1.383e-08%
3 | 4 | 12 | 4.4464e-10 | 5.5942e-10 | 518.598 | 51.86% | 2.901e-08% | 3 | 4 | 12 | 4.6241e-10 | 5.7735e-10 | 518.598 | 51.86% | 2.994e-08%
3 | 4 | 13 | 0 | 0 | 263.9472 | 26.39% | 0% | 3 | 4 | 13 | 0 | 0 | 263.9472 | 26.39% | 0%
3 | 4 | 14 | 0 | 0 | 194.9736 | 19.5% | 0% | 3 | 4 | 14 | 0 | 0 | 194.9736 | 19.5% | 0%
3 | 4 | 15 | 0 | 0 | 376.1592 | 37.62% | 0% | 3 | 4 | 15 | 0 | 0 | 376.1592 | 37.62% | 0%
3 | 4 | 16 | 0 | 0 | 150.288 | 15.03% | 0% | 3 | 4 | 16 | 0 | 0 | 150.288 | 15.03% | 0%
3 | 4 | 17 | 0 | 0 | 126.5988 | 12.66% | 0% | 3 | 4 | 17 | 0 | 0 | 126.5988 | 12.66% | 0%
3 | 4 | 18 | 0 | 0 | 0 | 0% | 0% | 3 | 4 | 18 | 0 | 0 | 0 | 0% | 0%
3 | 4 | 19 | 0 | 0 | 0 | 0% | 0% | 3 | 4 | 19 | 0 | 0 | 0 | 0% | 0%
3 | 4 | 20 | 0 | 0 | 0 | 0% | 0% | 3 | 4 | 20 | 0 | 0 | 0 | 0% | 0%
3 | 4 | 21 | 0 | 0 | 0 | 0% | 0% | 3 | 4 | 21 | 0 | 0 | 0 | 0% | 0%
3 | 4 | 22 | 0 | 0 | 0 | 0% | 0% | 3 | 4 | 22 | 0 | 0 | 0 | 0% | 0%
3 | 4 | 23 | 0 | 0 | 0 | 0% | 0% | 3 | 4 | 23 | 0 | 0 | 0 | 0% | 0%
3 | 5 | 0 | 0 | 0 | 0 | 0% | 0% | 3 | 5 | 0 | 0 | 0 | 0 | 0% | 0%
3 | 5 | 1 | 0 | 0 | 0 | 0% | 0% | 3 | 5 | 1 | 0 | 0 | 0 | 0% | 0%
3 | 5 | 2 | 0 | 0 | 0 | 0% | 0% | 3 | 5 | 2 | 0 | 0 | 0 | 0% | 0%
3 | 5 | 3 | 0 | 0 | 0 | 0% | 0% | 3 | 5 | 3 | 0 | 0 | 0 | 0% | 0%
3 | 5 | 4 | 0 | 0 | 0 | 0% | 0% | 3 | 5 | 4 | 0 | 0 | 0 | 0% | 0%
3 | 5 | 5 | 0 | 0 | 0 | 0% | 0% | 3 | 5 | 5 | 0 | 0 | 0 | 0% | 0%
3 | 5 | 6 | 0 | 0 | 0 | 0% | 0% | 3 | 5 | 6 | 0 | 0 | 0 | 0% | 0%
3 | 5 | 7 | 0 | 0 | 0 | 0% | 0% | 3 | 5 | 7 | 0 | 0 | 0 | 0% | 0%
3 | 5 | 8 | 0 | 0 | 61.2756 | 6.128% | 0% | 3 | 5 | 8 | 0 | 0 | 61.2756 | 6.128% | 0%
3 | 5 | 9 | 0 | 0 | 78.3096 | 7.831% | 0% | 3 | 5 | 9 | 0 | 0 | 78.3096 | 7.831% | 0%
3 | 5 | 10 | 0 | 0 | 181.6608 | 18.17% | 0% | 3 | 5 | 10 | 0 | 0 | 181.6608 | 18.17% | 0%
3 | 5 | 11 | 0 | 0 | 72.6252 | 7.263% | 0% | 3 | 5 | 11 | 0 | 0 | 72.6252 | 7.263% | 0%
3 | 5 | 12 | 0 | 0 | 92.1204 | 9.212% | 0% | 3 | 5 | 12 | 0 | 0 | 92.1204 | 9.212% | 0%
3 | 5 | 13 | 0 | 0 | 97.2216 | 9.722% | 0% | 3 | 5 | 13 | 0 | 0 | 97.2216 | 9.722% | 0%
3 | 5 | 14 | 0 | 0 | 258.4272 | 25.84% | 0% | 3 | 5 | 14 | 0 | 0 | 258.4272 | 25.84% | 0%
3 | 5 | 15 | 0 | 0 | 72.096 | 7.21% | 0% | 3 | 5 | 15 | 0 | 0 | 72.096 | 7.21% | 0%
3 | 5 | 16 | 0 | 0 | 6.7548 | 0.6755% | 0% | 3 | 5 | 16 | 0 | 0 | 6.7548 | 0.6755% | 0%
3 | 5 | 17 | 0 | 0 | 50.0028 | 5% | 0% | 3 | 5 | 17 | 0 | 0 | 50.0028 | 5% | 0%
3 | 5 | 18 | 0 | 0 | 0 | 0% | 0% | 3 | 5 | 18 | 0 | 0 | 0 | 0% | 0%
3 | 5 | 19 | 0 | 0 | 0 | 0% | 0% | 3 | 5 | 19 | 0 | 0 | 0 | 0% | 0%
3 | 5 | 20 | 0 | 0 | 0 | 0% | 0% | 3 | 5 | 20 | 0 | 0 | 0 | 0% | 0%
3 | 5 | 21 | 0 | 0 | 0 | 0% | 0% | 3 | 5 | 21 | 0 | 0 | 0 | 0% | 0%
3 | 5 | 22 | 0 | 0 | 0 | 0% | 0% | 3 | 5 | 22 | 0 | 0 | 0 | 0% | 0%
3 | 5 | 23 | 0 | 0 | 0 | 0% | 0% | 3 | 5 | 23 | 0 | 0 | 0 | 0% | 0%
3 | 6 | 0 | 0 | 0 | 0 | 0% | 0% | 3 | 6 | 0 | 0 | 0 | 0 | 0% | 0%
3 | 6 | 1 | 0 | 0 | 0 | 0% | 0% | 3 | 6 | 1 | 0 | 0 | 0 | 0% | 0%
3 | 6 | 2 | 0 | 0 | 0 | 0% | 0% | 3 | 6 | 2 | 0 | 0 | 0 | 0% | 0%
3 | 6 | 3 | 0 | 0 | 0 | 0% | 0% | 3 | 6 | 3 | 0 | 0 | 0 | 0% | 0%
3 | 6 | 4 | 0 | 0 | 0 | 0% | 0% | 3 | 6 | 4 | 0 | 0 | 0 | 0% | 0%
3 | 6 | 5 | 0 | 0 | 0 | 0% | 0% | 3 | 6 | 5 | 0 | 0 | 0 | 0% | 0%
3 | 6 | 6 | 0 | 0 | 0 | 0% | 0% | 3 | 6 | 6 | 0 | 0 | 0 | 0% | 0%
3 | 6 | 7 | 0 | 0 | 21.8436 | 2.184% | 0% | 3 | 6 | 7 | 0 | 0 | 21.8436 | 2.184% | 0%
3 | 6 | 8 | 0 | 0 | 32.622 | 3.262% | 0% | 3 | 6 | 8 | 0 | 0 | 32.622 | 3.262% | 0%
3 | 6 | 9 | 1.6735e-09 | 2.1055e-09 | 108.5112 | 10.85% | 2.285e-08% | 3 | 6 | 9 | 1.7316e-09 | 2.1621e-09 | 108.5112 | 10.85% | 2.346e-08%
3 | 6 | 10 | 1.9492e-09 | 2.4524e-09 | 131.964 | 13.2% | 3.236e-08% | 3 | 6 | 10 | 2.03e-09 | 2.5346e-09 | 131.964 | 13.2% | 3.345e-08%
3 | 6 | 11 | 2.4525e-09 | 3.0856e-09 | 357.9144 | 35.79% | 1.104e-07% | 3 | 6 | 11 | 2.574e-09 | 3.2138e-09 | 357.9144 | 35.79% | 1.15e-07%
3 | 6 | 12 | 1.6884e-09 | 2.1243e-09 | 430.6128 | 43.06% | 9.147e-08% | 3 | 6 | 12 | 1.792e-09 | 2.2374e-09 | 430.6128 | 43.06% | 9.635e-08%
3 | 6 | 13 | 1.0571e-09 | 1.33e-09 | 338.0652 | 33.81% | 4.496e-08% | 3 | 6 | 13 | 1.1795e-09 | 1.4727e-09 | 338.0652 | 33.81% | 4.979e-08%
3 | 6 | 14 | 5.437e-10 | 6.8406e-10 | 232.9572 | 23.3% | 1.594e-08% | 3 | 6 | 14 | 6.1751e-10 | 7.7102e-10 | 232.9572 | 23.3% | 1.796e-08%
3 | 6 | 15 | 6.1751e-10 | 7.7693e-10 | 175.8792 | 17.59% | 1.366e-08% | 3 | 6 | 15 | 6.8671e-10 | 8.5741e-10 | 175.8792 | 17.59% | 1.508e-08%
3 | 6 | 16 | 1.0312e-09 | 1.2974e-09 | 88.7148 | 8.871% | 1.151e-08% | 3 | 6 | 16 | 1.0681e-09 | 1.3336e-09 | 88.7148 | 8.871% | 1.183e-08%
3 | 6 | 17 | 1.9489e-09 | 2.452e-09 | 38.9352 | 3.894% | 9.547e-09% | 3 | 6 | 17 | 1.9489e-09 | 2.4333e-09 | 38.9352 | 3.894% | 9.474e-09%
3 | 6 | 18 | 5.2637e-09 | 6.6226e-09 | 7.956 | 0.7956% | 5.269e-09% | 3 | 6 | 18 | 5.2637e-09 | 6.5722e-09 | 7.956 | 0.7956% | 5.229e-09%
3 | 6 | 19 | 1.5998e-08 | 2.0128e-08 | 0 | 0% | 0% | 3 | 6 | 19 | 1.5998e-08 | 1.9975e-08 | 0 | 0% | 0%
3 | 6 | 20 | 1.2443e-08 | 1.5655e-08 | 0 | 0% | 0% | 3 | 6 | 20 | 1.2443e-08 | 1.5536e-08 | 0 | 0% | 0%
3 | 6 | 21 | 4.3284e-09 | 5.4458e-09 | 0 | 0% | 0% | 3 | 6 | 21 | 4.3284e-09 | 5.4044e-09 | 0 | 0% | 0%
3 | 6 | 22 | 7.5476e-10 | 9.496e-10 | 0 | 0% | 0% | 3 | 6 | 22 | 7.5476e-10 | 9.4238e-10 | 0 | 0% | 0%
3 | 6 | 23 | 0 | 0 | 0 | 0% | 0% | 3 | 6 | 23 | 0 | 0 | 0 | 0% | 0%
3 | 7 | 0 | 0 | 0 | 0 | 0% | 0% | 3 | 7 | 0 | 0 | 0 | 0 | 0% | 0%
3 | 7 | 1 | 0 | 0 | 0 | 0% | 0% | 3 | 7 | 1 | 0 | 0 | 0 | 0% | 0%
3 | 7 | 2 | 0 | 0 | 0 | 0% | 0% | 3 | 7 | 2 | 0 | 0 | 0 | 0% | 0%
3 | 7 | 3 | 0 | 0 | 0 | 0% | 0% | 3 | 7 | 3 | 0 | 0 | 0 | 0% | 0%
3 | 7 | 4 | 0 | 0 | 0 | 0% | 0% | 3 | 7 | 4 | 0 | 0 | 0 | 0% | 0%
3 | 7 | 5 | 1.5932e-09 | 2.0045e-09 | 0 | 0% | 0% | 3 | 7 | 5 | 1.5932e-09 | 1.9892e-09 | 0 | 0% | 0%
3 | 7 | 6 | 1.1085e-07 | 1.3946e-07 | 0 | 0% | 0% | 3 | 7 | 6 | 1.1085e-07 | 1.384e-07 | 0 | 0% | 0%
3 | 7 | 7 | 2.1662e-06 | 2.7255e-06 | 40.92 | 4.092% | 1.115e-05% | 3 | 7 | 7 | 2.1662e-06 | 2.7047e-06 | 40.92 | 4.092% | 1.107e-05%
3 | 7 | 8 | 6.1187e-06 | 7.6982e-06 | 50.9856 | 5.099% | 3.925e-05% | 3 | 7 | 8 | 6.1187e-06 | 7.6397e-06 | 50.9856 | 5.099% | 3.895e-05%
3 | 7 | 9 | 2.6728e-06 | 3.3627e-06 | 146.2992 | 14.63% | 4.92e-05% | 3 | 7 | 9 | 2.6908e-06 | 3.3597e-06 | 146.2992 | 14.63% | 4.915e-05%
3 | 7 | 10 | 9.5042e-07 | 1.1958e-06 | 290.6772 | 29.07% | 3.476e-05% | 3 | 7 | 10 | 9.642e-07 | 1.2039e-06 | 290.6772 | 29.07% | 3.499e-05%
3 | 7 | 11 | 9.5215e-08 | 1.198e-07 | 488.4384 | 48.84% | 5.851e-06% | 3 | 7 | 11 | 9.6645e-08 | 1.2067e-07 | 488.4384 | 48.84% | 5.894e-06%
3 | 7 | 12 | 5.4907e-08 | 6.9081e-08 | 575.196 | 57.52% | 3.974e-06% | 3 | 7 | 12 | 5.5726e-08 | 6.9579e-08 | 575.196 | 57.52% | 4.002e-06%
3 | 7 | 13 | 1.4128e-08 | 1.7776e-08 | 363.9096 | 36.39% | 6.469e-07% | 3 | 7 | 13 | 1.4358e-08 | 1.7927e-08 | 363.9096 | 36.39% | 6.524e-07%
3 | 7 | 14 | 5.8066e-09 | 7.3055e-09 | 307.9884 | 30.8% | 2.25e-07% | 3 | 7 | 14 | 5.8066e-09 | 7.25e-09 | 307.9884 | 30.8% | 2.233e-07%
3 | 7 | 15 | 2.2419e-09 | 2.8206e-09 | 200.1468 | 20.01% | 5.645e-08% | 3 | 7 | 15 | 2.2419e-09 | 2.7991e-09 | 200.1468 | 20.01% | 5.602e-08%
3 | 7 | 16 | 2.6849e-09 | 3.378e-09 | 150.0432 | 15% | 5.068e-08% | 3 | 7 | 16 | 2.6849e-09 | 3.3523e-09 | 150.0432 | 15% | 5.03e-08%
3 | 7 | 17 | 4.5857e-09 | 5.7695e-09 | 80.9436 | 8.094% | 4.67e-08% | 3 | 7 | 17 | 4.5857e-09 | 5.7256e-09 | 80.9436 | 8.094% | 4.634e-08%
3 | 7 | 18 | 2.4739e-08 | 3.1125e-08 | 10.1592 | 1.016% | 3.162e-08% | 3 | 7 | 18 | 2.4739e-08 | 3.0888e-08 | 10.1592 | 1.016% | 3.138e-08%
3 | 7 | 19 | 3.3455e-07 | 4.2092e-07 | 0 | 0% | 0% | 3 | 7 | 19 | 3.3455e-07 | 4.1772e-07 | 0 | 0% | 0%
3 | 7 | 20 | 2.4207e-07 | 3.0455e-07 | 0 | 0% | 0% | 3 | 7 | 20 | 2.4207e-07 | 3.0224e-07 | 0 | 0% | 0%
3 | 7 | 21 | 8.3852e-08 | 1.055e-07 | 0 | 0% | 0% | 3 | 7 | 21 | 8.3852e-08 | 1.047e-07 | 0 | 0% | 0%
3 | 7 | 22 | 1.049e-08 | 1.3198e-08 | 0 | 0% | 0% | 3 | 7 | 22 | 1.049e-08 | 1.3098e-08 | 0 | 0% | 0%
3 | 7 | 23 | 1.7165e-09 | 2.1597e-09 | 0 | 0% | 0% | 3 | 7 | 23 | 1.7165e-09 | 2.1432e-09 | 0 | 0% | 0%
3 | 8 | 0 | 0 | 0 | 0 | 0% | 0% | 3 | 8 | 0 | 0 | 0 | 0 | 0% | 0%
3 | 8 | 1 | 0 | 0 | 0 | 0% | 0% | 3 | 8 | 1 | 0 | 0 | 0 | 0% | 0%
3 | 8 | 2 | 0 | 0 | 0 | 0% | 0% | 3 | 8 | 2 | 0 | 0 | 0 | 0% | 0%
3 | 8 | 3 | 0 | 0 | 0 | 0% | 0% | 3 | 8 | 3 | 0 | 0 | 0 | 0% | 0%
3 | 8 | 4 | 0 | 0 | 0 | 0% | 0% | 3 | 8 | 4 | 0 | 0 | 0 | 0% | 0%
3 | 8 | 5 | 1.6195e-09 | 2.0376e-09 | 0 | 0% | 0% | 3 | 8 | 5 | 1.6195e-09 | 2.0221e-09 | 0 | 0% | 0%
3 | 8 | 6 | 8.3197e-08 | 1.0467e-07 | 0 | 0% | 0% | 3 | 8 | 6 | 8.3197e-08 | 1.0388e-07 | 0 | 0% | 0%
3 | 8 | 7 | 6.2836e-07 | 7.9058e-07 | 50.9196 | 5.092% | 4.026e-06% | 3 | 8 | 7 | 6.2836e-07 | 7.8456e-07 | 50.9196 | 5.092% | 3.995e-06%
3 | 8 | 8 | 4.8588e-07 | 6.1131e-07 | 291.2268 | 29.12% | 1.78e-05% | 3 | 8 | 8 | 4.8588e-07 | 6.0666e-07 | 291.2268 | 29.12% | 1.767e-05%
3 | 8 | 9 | 5.9638e-08 | 7.5034e-08 | 550.1208 | 55.01% | 4.128e-06% | 3 | 8 | 9 | 5.9638e-08 | 7.4463e-08 | 550.1208 | 55.01% | 4.096e-06%
3 | 8 | 10 | 3.4255e-08 | 4.3098e-08 | 742.1712 | 74.22% | 3.199e-06% | 3 | 8 | 10 | 3.4255e-08 | 4.277e-08 | 742.1712 | 74.22% | 3.174e-06%
3 | 8 | 11 | 8.3439e-09 | 1.0498e-08 | 837.5136 | 83.75% | 8.792e-07% | 3 | 8 | 11 | 8.3439e-09 | 1.0418e-08 | 837.5136 | 83.75% | 8.725e-07%
3 | 8 | 12 | 4.4064e-09 | 5.544e-09 | 886.9992 | 88.7% | 4.917e-07% | 3 | 8 | 12 | 4.4803e-09 | 5.594e-09 | 886.9992 | 88.7% | 4.962e-07%
3 | 8 | 13 | 3.2477e-09 | 4.0861e-09 | 874.4076 | 87.44% | 3.573e-07% | 3 | 8 | 13 | 3.2728e-09 | 4.0864e-09 | 874.4076 | 87.44% | 3.573e-07%
3 | 8 | 14 | 1.2336e-09 | 1.5521e-09 | 810.0492 | 81% | 1.257e-07% | 3 | 8 | 14 | 1.2336e-09 | 1.5403e-09 | 810.0492 | 81% | 1.248e-07%
3 | 8 | 15 | 9.7059e-10 | 1.2212e-09 | 675.7896 | 67.58% | 8.252e-08% | 3 | 8 | 15 | 9.7059e-10 | 1.2119e-09 | 675.7896 | 67.58% | 8.19e-08%
3 | 8 | 16 | 7.9357e-10 | 9.9843e-10 | 461.3496 | 46.13% | 4.606e-08% | 3 | 8 | 16 | 7.9357e-10 | 9.9083e-10 | 461.3496 | 46.13% | 4.571e-08%
3 | 8 | 17 | 1.3643e-09 | 1.7165e-09 | 222.942 | 22.29% | 3.827e-08% | 3 | 8 | 17 | 1.3643e-09 | 1.7035e-09 | 222.942 | 22.29% | 3.798e-08%
3 | 8 | 18 | 5.392e-09 | 6.784e-09 | 18.3144 | 1.831% | 1.242e-08% | 3 | 8 | 18 | 5.392e-09 | 6.7324e-09 | 18.3144 | 1.831% | 1.233e-08%
3 | 8 | 19 | 1.4102e-08 | 1.7743e-08 | 0 | 0% | 0% | 3 | 8 | 19 | 1.4102e-08 | 1.7608e-08 | 0 | 0% | 0%
3 | 8 | 20 | 9.4725e-09 | 1.1918e-08 | 0 | 0% | 0% | 3 | 8 | 20 | 9.4725e-09 | 1.1827e-08 | 0 | 0% | 0%
3 | 8 | 21 | 2.8615e-09 | 3.6003e-09 | 0 | 0% | 0% | 3 | 8 | 21 | 2.8615e-09 | 3.5729e-09 | 0 | 0% | 0%
3 | 8 | 22 | 4.2074e-10 | 5.2935e-10 | 0 | 0% | 0% | 3 | 8 | 22 | 4.2074e-10 | 5.2533e-10 | 0 | 0% | 0%
3 | 8 | 23 | 0 | 0 | 0 | 0% | 0% | 3 | 8 | 23 | 0 | 0 | 0 | 0% | 0%
3 | 9 | 0 | 0 | 0 | 0 | 0% | 0% | 3 | 9 | 0 | 0 | 0 | 0 | 0% | 0%
3 | 9 | 1 | 0 | 0 | 0 | 0% | 0% | 3 | 9 | 1 | 0 | 0 | 0 | 0% | 0%
3 | 9 | 2 | 0 | 0 | 0 | 0% | 0% | 3 | 9 | 2 | 0 | 0 | 0 | 0% | 0%
3 | 9 | 3 | 0 | 0 | 0 | 0% | 0% | 3 | 9 | 3 | 0 | 0 | 0 | 0% | 0%
3 | 9 | 4 | 0 | 0 | 0 | 0% | 0% | 3 | 9 | 4 | 0 | 0 | 0 | 0% | 0%
3 | 9 | 5 | 0 | 0 | 0 | 0% | 0% | 3 | 9 | 5 | 0 | 0 | 0 | 0% | 0%
3 | 9 | 6 | 1.2804e-09 | 1.6109e-09 | 0 | 0% | 0% | 3 | 9 | 6 | 1.2804e-09 | 1.5987e-09 | 0 | 0% | 0%
3 | 9 | 7 | 1.5255e-08 | 1.9193e-08 | 36.1704 | 3.617% | 6.942e-08% | 3 | 9 | 7 | 1.5255e-08 | 1.9047e-08 | 36.1704 | 3.617% | 6.889e-08%
3 | 9 | 8 | 2.3262e-08 | 2.9267e-08 | 253.05 | 25.3% | 7.406e-07% | 3 | 9 | 8 | 2.3262e-08 | 2.9044e-08 | 253.05 | 25.3% | 7.35e-07%
3 | 9 | 9 | 3.8882e-08 | 4.8919e-08 | 364.5984 | 36.46% | 1.784e-06% | 3 | 9 | 9 | 3.8882e-08 | 4.8547e-08 | 364.5984 | 36.46% | 1.77e-06%
3 | 9 | 10 | 4.6201e-08 | 5.8127e-08 | 690.2208 | 69.02% | 4.012e-06% | 3 | 9 | 10 | 4.6882e-08 | 5.8536e-08 | 690.2208 | 69.02% | 4.04e-06%
3 | 9 | 11 | 3.372e-08 | 4.2425e-08 | 793.0692 | 79.31% | 3.365e-06% | 3 | 9 | 11 | 3.372e-08 | 4.2103e-08 | 793.0692 | 79.31% | 3.339e-06%
3 | 9 | 12 | 2.7159e-08 | 3.417e-08 | 845.0256 | 84.5% | 2.887e-06% | 3 | 9 | 12 | 2.7159e-08 | 3.391e-08 | 845.0256 | 84.5% | 2.866e-06%
3 | 9 | 13 | 1.8452e-08 | 2.3216e-08 | 848.1024 | 84.81% | 1.969e-06% | 3 | 9 | 13 | 1.8452e-08 | 2.3039e-08 | 848.1024 | 84.81% | 1.954e-06%
3 | 9 | 14 | 1.0086e-08 | 1.269e-08 | 422.3904 | 42.24% | 5.36e-07% | 3 | 9 | 14 | 1.0086e-08 | 1.2593e-08 | 422.3904 | 42.24% | 5.319e-07%
3 | 9 | 15 | 5.3942e-09 | 6.7867e-09 | 307.3716 | 30.74% | 2.086e-07% | 3 | 9 | 15 | 5.3942e-09 | 6.7351e-09 | 307.3716 | 30.74% | 2.07e-07%
3 | 9 | 16 | 3.3492e-09 | 4.2137e-09 | 82.5168 | 8.252% | 3.477e-08% | 3 | 9 | 16 | 3.3492e-09 | 4.1817e-09 | 82.5168 | 8.252% | 3.451e-08%
3 | 9 | 17 | 4.0237e-09 | 5.0624e-09 | 122.9304 | 12.29% | 6.223e-08% | 3 | 9 | 17 | 4.0237e-09 | 5.0239e-09 | 122.9304 | 12.29% | 6.176e-08%
3 | 9 | 18 | 5.7543e-09 | 7.2397e-09 | 3.2196 | 0.322% | 2.331e-09% | 3 | 9 | 18 | 5.7543e-09 | 7.1847e-09 | 3.2196 | 0.322% | 2.313e-09%
3 | 9 | 19 | 2.4379e-08 | 3.0672e-08 | 0 | 0% | 0% | 3 | 9 | 19 | 2.4379e-08 | 3.0439e-08 | 0 | 0% | 0%
3 | 9 | 20 | 8.8818e-09 | 1.1175e-08 | 0 | 0% | 0% | 3 | 9 | 20 | 8.8818e-09 | 1.109e-08 | 0 | 0% | 0%
3 | 9 | 21 | 2.4329e-09 | 3.0609e-09 | 0 | 0% | 0% | 3 | 9 | 21 | 2.4329e-09 | 3.0377e-09 | 0 | 0% | 0%
3 | 9 | 22 | 1.3519e-10 | 1.7009e-10 | 0 | 0% | 0% | 3 | 9 | 22 | 1.3519e-10 | 1.6879e-10 | 0 | 0% | 0%
3 | 9 | 23 | 0 | 0 | 0 | 0% | 0% | 3 | 9 | 23 | 0 | 0 | 0 | 0% | 0%
3 | 10 | 0 | 0 | 0 | 0 | 0% | 0% | 3 | 10 | 0 | 0 | 0 | 0 | 0% | 0%
3 | 10 | 1 | 0 | 0 | 0 | 0% | 0% | 3 | 10 | 1 | 0 | 0 | 0 | 0% | 0%
3 | 10 | 2 | 0 | 0 | 0 | 0% | 0% | 3 | 10 | 2 | 0 | 0 | 0 | 0% | 0%
3 | 10 | 3 | 0 | 0 | 0 | 0% | 0% | 3 | 10 | 3 | 0 | 0 | 0 | 0% | 0%
3 | 10 | 4 | 0 | 0 | 0 | 0% | 0% | 3 | 10 | 4 | 0 | 0 | 0 | 0% | 0%
3 | 10 | 5 | 0 | 0 | 0 | 0% | 0% | 3 | 10 | 5 | 0 | 0 | 0 | 0% | 0%
3 | 10 | 6 | 5.8738e-10 | 7.3901e-10 | 0 | 0% | 0% | 3 | 10 | 6 | 5.8738e-10 | 7.3339e-10 | 0 | 0% | 0%
3 | 10 | 7 | 1.2443e-08 | 1.5655e-08 | 15.8136 | 1.581% | 2.476e-08% | 3 | 10 | 7 | 1.2443e-08 | 1.5536e-08 | 15.8136 | 1.581% | 2.457e-08%
3 | 10 | 8 | 3.2672e-08 | 4.1106e-08 | 188.2332 | 18.82% | 7.737e-07% | 3 | 10 | 8 | 3.2907e-08 | 4.1087e-08 | 188.2332 | 18.82% | 7.734e-07%
3 | 10 | 9 | 1.8965e-07 | 2.386e-07 | 321.4416 | 32.14% | 7.67e-06% | 3 | 10 | 9 | 1.9386e-07 | 2.4204e-07 | 321.4416 | 32.14% | 7.78e-06%
3 | 10 | 10 | 2.7188e-07 | 3.4206e-07 | 434.0124 | 43.4% | 1.485e-05% | 3 | 10 | 10 | 2.8192e-07 | 3.52e-07 | 434.0124 | 43.4% | 1.528e-05%
3 | 10 | 11 | 5.4333e-07 | 6.836e-07 | 396.648 | 39.66% | 2.711e-05% | 3 | 10 | 11 | 5.6226e-07 | 7.0203e-07 | 396.648 | 39.66% | 2.785e-05%
3 | 10 | 12 | 1.0039e-06 | 1.263e-06 | 434.1912 | 43.42% | 5.484e-05% | 3 | 10 | 12 | 1.0383e-06 | 1.2964e-06 | 434.1912 | 43.42% | 5.629e-05%
3 | 10 | 13 | 1.7126e-06 | 2.1547e-06 | 611.3892 | 61.14% | 0.0001317% | 3 | 10 | 13 | 1.7585e-06 | 2.1956e-06 | 611.3892 | 61.14% | 0.0001342%
3 | 10 | 14 | 7.4235e-07 | 9.3399e-07 | 611.1996 | 61.12% | 5.709e-05% | 3 | 10 | 14 | 7.6316e-07 | 9.5287e-07 | 611.1996 | 61.12% | 5.824e-05%
3 | 10 | 15 | 1.1202e-06 | 1.4094e-06 | 267.3372 | 26.73% | 3.768e-05% | 3 | 10 | 15 | 1.1433e-06 | 1.4275e-06 | 267.3372 | 26.73% | 3.816e-05%
3 | 10 | 16 | 1.2292e-06 | 1.5465e-06 | 163.7844 | 16.38% | 2.533e-05% | 3 | 10 | 16 | 1.2461e-06 | 1.5559e-06 | 163.7844 | 16.38% | 2.548e-05%
3 | 10 | 17 | 2.2875e-06 | 2.878e-06 | 132.8508 | 13.29% | 3.823e-05% | 3 | 10 | 17 | 2.2875e-06 | 2.8561e-06 | 132.8508 | 13.29% | 3.794e-05%
3 | 10 | 18 | 8.7204e-06 | 1.0972e-05 | 6.0936 | 0.6094% | 6.686e-06% | 3 | 10 | 18 | 8.7204e-06 | 1.0888e-05 | 6.0936 | 0.6094% | 6.635e-06%
3 | 10 | 19 | 1.7223e-05 | 2.1669e-05 | 0 | 0% | 0% | 3 | 10 | 19 | 1.7223e-05 | 2.1504e-05 | 0 | 0% | 0%
3 | 10 | 20 | 2.2418e-05 | 2.8205e-05 | 0 | 0% | 0% | 3 | 10 | 20 | 2.2418e-05 | 2.7991e-05 | 0 | 0% | 0%
3 | 10 | 21 | 2.6208e-06 | 3.2974e-06 | 0 | 0% | 0% | 3 | 10 | 21 | 2.6208e-06 | 3.2723e-06 | 0 | 0% | 0%
3 | 10 | 22 | 2.6417e-07 | 3.3237e-07 | 0 | 0% | 0% | 3 | 10 | 22 | 2.6417e-07 | 3.2984e-07 | 0 | 0% | 0%
3 | 10 | 23 | 1.5255e-08 | 1.9193e-08 | 0 | 0% | 0% | 3 | 10 | 23 | 1.5255e-08 | 1.9047e-08 | 0 | 0% | 0%
3 | 11 | 0 | 4.0874e-09 | 5.1426e-09 | 0 | 0% | 0% | 3 | 11 | 0 | 4.0874e-09 | 5.1035e-09 | 0 | 0% | 0%
3 | 11 | 1 | 1.3871e-09 | 1.7452e-09 | 0 | 0% | 0% | 3 | 11 | 1 | 1.3871e-09 | 1.7319e-09 | 0 | 0% | 0%
3 | 11 | 2 | 4.6468e-10 | 5.8464e-10 | 0 | 0% | 0% | 3 | 11 | 2 | 4.6468e-10 | 5.8019e-10 | 0 | 0% | 0%
3 | 11 | 3 | 4.2074e-10 | 5.2935e-10 | 0 | 0% | 0% | 3 | 11 | 3 | 4.2074e-10 | 5.2533e-10 | 0 | 0% | 0%
3 | 11 | 4 | 7.6094e-10 | 9.5738e-10 | 0 | 0% | 0% | 3 | 11 | 4 | 7.6094e-10 | 9.5009e-10 | 0 | 0% | 0%
3 | 11 | 5 | 6.5385e-09 | 8.2264e-09 | 0 | 0% | 0% | 3 | 11 | 5 | 6.5385e-09 | 8.1638e-09 | 0 | 0% | 0%
3 | 11 | 6 | 3.7403e-07 | 4.7058e-07 | 0 | 0% | 0% | 3 | 11 | 6 | 3.7403e-07 | 4.67e-07 | 0 | 0% | 0%
3 | 11 | 7 | 4.5642e-06 | 5.7425e-06 | 0 | 0% | 0% | 3 | 11 | 7 | 4.5642e-06 | 5.6988e-06 | 0 | 0% | 0%
3 | 11 | 8 | 1.7364e-06 | 2.1847e-06 | 15.5784 | 1.558% | 3.403e-06% | 3 | 11 | 8 | 1.7477e-06 | 2.1822e-06 | 15.5784 | 1.558% | 3.4e-06%
3 | 11 | 9 | 9.3808e-07 | 1.1802e-06 | 17.6568 | 1.766% | 2.084e-06% | 3 | 11 | 9 | 9.5061e-07 | 1.1869e-06 | 17.6568 | 1.766% | 2.096e-06%
3 | 11 | 10 | 5.5531e-07 | 6.9867e-07 | 240.9852 | 24.1% | 1.684e-05% | 3 | 11 | 10 | 5.7077e-07 | 7.1266e-07 | 240.9852 | 24.1% | 1.717e-05%
3 | 11 | 11 | 1.3397e-07 | 1.6856e-07 | 179.7636 | 17.98% | 3.03e-06% | 3 | 11 | 11 | 1.3793e-07 | 1.7222e-07 | 179.7636 | 17.98% | 3.096e-06%
3 | 11 | 12 | 2.2772e-08 | 2.865e-08 | 204.8664 | 20.49% | 5.869e-07% | 3 | 11 | 12 | 2.3694e-08 | 2.9584e-08 | 204.8664 | 20.49% | 6.061e-07%
3 | 11 | 13 | 8.427e-09 | 1.0602e-08 | 334.5456 | 33.45% | 3.547e-07% | 3 | 11 | 13 | 8.8302e-09 | 1.1025e-08 | 334.5456 | 33.45% | 3.688e-07%
3 | 11 | 14 | 2.7512e-09 | 3.4614e-09 | 468.7956 | 46.88% | 1.623e-07% | 3 | 11 | 14 | 2.8424e-09 | 3.549e-09 | 468.7956 | 46.88% | 1.664e-07%
3 | 11 | 15 | 1.2127e-09 | 1.5257e-09 | 323.1672 | 32.32% | 4.931e-08% | 3 | 11 | 15 | 1.2722e-09 | 1.5884e-09 | 323.1672 | 32.32% | 5.133e-08%
3 | 11 | 16 | 1.4924e-10 | 1.8777e-10 | 104.9532 | 10.5% | 1.971e-09% | 3 | 11 | 16 | 1.5047e-10 | 1.8788e-10 | 104.9532 | 10.5% | 1.972e-09%
3 | 11 | 17 | 0 | 0 | 62.7684 | 6.277% | 0% | 3 | 11 | 17 | 0 | 0 | 62.7684 | 6.277% | 0%
3 | 11 | 18 | 1.8365e-09 | 2.3106e-09 | 16.3044 | 1.63% | 3.767e-09% | 3 | 11 | 18 | 1.8365e-09 | 2.293e-09 | 16.3044 | 1.63% | 3.739e-09%
3 | 11 | 19 | 9.3986e-09 | 1.1825e-08 | 0 | 0% | 0% | 3 | 11 | 19 | 9.3986e-09 | 1.1735e-08 | 0 | 0% | 0%
3 | 11 | 20 | 1.2648e-08 | 1.5913e-08 | 0 | 0% | 0% | 3 | 11 | 20 | 1.2648e-08 | 1.5792e-08 | 0 | 0% | 0%
3 | 11 | 21 | 9.171e-09 | 1.1539e-08 | 0 | 0% | 0% | 3 | 11 | 21 | 9.171e-09 | 1.1451e-08 | 0 | 0% | 0%
3 | 11 | 22 | 3.3223e-09 | 4.1799e-09 | 0 | 0% | 0% | 3 | 11 | 22 | 3.3223e-09 | 4.1482e-09 | 0 | 0% | 0%
3 | 11 | 23 | 1.0092e-10 | 1.2697e-10 | 0 | 0% | 0% | 3 | 11 | 23 | 1.0092e-10 | 1.26e-10 | 0 | 0% | 0%
3 | 12 | 0 | 0 | 0 | 0 | 0% | 0% | 3 | 12 | 0 | 0 | 0 | 0 | 0% | 0%
3 | 12 | 1 | 0 | 0 | 0 | 0% | 0% | 3 | 12 | 1 | 0 | 0 | 0 | 0% | 0%
3 | 12 | 2 | 0 | 0 | 0 | 0% | 0% | 3 | 12 | 2 | 0 | 0 | 0 | 0% | 0%
3 | 12 | 3 | 0 | 0 | 0 | 0% | 0% | 3 | 12 | 3 | 0 | 0 | 0 | 0% | 0%
3 | 12 | 4 | 0 | 0 | 0 | 0% | 0% | 3 | 12 | 4 | 0 | 0 | 0 | 0% | 0%
3 | 12 | 5 | 0 | 0 | 0 | 0% | 0% | 3 | 12 | 5 | 0 | 0 | 0 | 0% | 0%
3 | 12 | 6 | 0 | 0 | 0 | 0% | 0% | 3 | 12 | 6 | 0 | 0 | 0 | 0% | 0%
3 | 12 | 7 | 0 | 0 | 14.4552 | 1.446% | 0% | 3 | 12 | 7 | 0 | 0 | 14.4552 | 1.446% | 0%
3 | 12 | 8 | 0 | 0 | 79.9332 | 7.993% | 0% | 3 | 12 | 8 | 0 | 0 | 79.9332 | 7.993% | 0%
3 | 12 | 9 | 0 | 0 | 583.2432 | 58.32% | 0% | 3 | 12 | 9 | 0 | 0 | 583.2432 | 58.32% | 0%
3 | 12 | 10 | 0 | 0 | 765.2904 | 76.53% | 0% | 3 | 12 | 10 | 0 | 0 | 765.2904 | 76.53% | 0%
3 | 12 | 11 | 0 | 0 | 886.4568 | 88.65% | 0% | 3 | 12 | 11 | 0 | 0 | 886.4568 | 88.65% | 0%
3 | 12 | 12 | 0 | 0 | 945 | 94.5% | 0% | 3 | 12 | 12 | 0 | 0 | 945 | 94.5% | 0%
3 | 12 | 13 | 0 | 0 | 924.648 | 92.46% | 0% | 3 | 12 | 13 | 0 | 0 | 924.648 | 92.46% | 0%
3 | 12 | 14 | 0 | 0 | 629.4576 | 62.95% | 0% | 3 | 12 | 14 | 0 | 0 | 629.4576 | 62.95% | 0%
3 | 12 | 15 | 0 | 0 | 708.9672 | 70.9% | 0% | 3 | 12 | 15 | 0 | 0 | 708.9672 | 70.9% | 0%
3 | 12 | 16 | 0 | 0 | 500.412 | 50.04% | 0% | 3 | 12 | 16 | 0 | 0 | 500.412 | 50.04% | 0%
3 | 12 | 17 | 0 | 0 | 244.02 | 24.4% | 0% | 3 | 12 | 17 | 0 | 0 | 244.02 | 24.4% | 0%
3 | 12 | 18 | 0 | 0 | 21.8292 | 2.183% | 0% | 3 | 12 | 18 | 0 | 0 | 21.8292 | 2.183% | 0%
3 | 12 | 19 | 0 | 0 | 0 | 0% | 0% | 3 | 12 | 19 | 0 | 0 | 0 | 0% | 0%
3 | 12 | 20 | 0 | 0 | 0 | 0% | 0% | 3 | 12 | 20 | 0 | 0 | 0 | 0% | 0%
3 | 12 | 21 | 0 | 0 | 0 | 0% | 0% | 3 | 12 | 21 | 0 | 0 | 0 | 0% | 0%
3 | 12 | 22 | 0 | 0 | 0 | 0% | 0% | 3 | 12 | 22 | 0 | 0 | 0 | 0% | 0%
3 | 12 | 23 | 0 | 0 | 0 | 0% | 0% | 3 | 12 | 23 | 0 | 0 | 0 | 0% | 0%
3 | 13 | 0 | 0 | 0 | 0 | 0% | 0% | 3 | 13 | 0 | 0 | 0 | 0 | 0% | 0%
3 | 13 | 1 | 0 | 0 | 0 | 0% | 0% | 3 | 13 | 1 | 0 | 0 | 0 | 0% | 0%
3 | 13 | 2 | 0 | 0 | 0 | 0% | 0% | 3 | 13 | 2 | 0 | 0 | 0 | 0% | 0%
3 | 13 | 3 | 0 | 0 | 0 | 0% | 0% | 3 | 13 | 3 | 0 | 0 | 0 | 0% | 0%
3 | 13 | 4 | 0 | 0 | 0 | 0% | 0% | 3 | 13 | 4 | 0 | 0 | 0 | 0% | 0%
3 | 13 | 5 | 0 | 0 | 0 | 0% | 0% | 3 | 13 | 5 | 0 | 0 | 0 | 0% | 0%
3 | 13 | 6 | 0 | 0 | 0 | 0% | 0% | 3 | 13 | 6 | 0 | 0 | 0 | 0% | 0%
3 | 13 | 7 | 0 | 0 | 47.6376 | 4.764% | 0% | 3 | 13 | 7 | 0 | 0 | 47.6376 | 4.764% | 0%
3 | 13 | 8 | 0 | 0 | 334.4364 | 33.44% | 0% | 3 | 13 | 8 | 0 | 0 | 334.4364 | 33.44% | 0%
3 | 13 | 9 | 0 | 0 | 141.7512 | 14.18% | 0% | 3 | 13 | 9 | 0 | 0 | 141.7512 | 14.18% | 0%
3 | 13 | 10 | 0 | 0 | 609.1248 | 60.91% | 0% | 3 | 13 | 10 | 0 | 0 | 609.1248 | 60.91% | 0%
3 | 13 | 11 | 0 | 0 | 570.1992 | 57.02% | 0% | 3 | 13 | 11 | 0 | 0 | 570.1992 | 57.02% | 0%
3 | 13 | 12 | 0 | 0 | 439.7712 | 43.98% | 0% | 3 | 13 | 12 | 0 | 0 | 439.7712 | 43.98% | 0%
3 | 13 | 13 | 0 | 0 | 175.4028 | 17.54% | 0% | 3 | 13 | 13 | 0 | 0 | 175.4028 | 17.54% | 0%
3 | 13 | 14 | 0 | 0 | 486.174 | 48.62% | 0% | 3 | 13 | 14 | 0 | 0 | 486.174 | 48.62% | 0%
3 | 13 | 15 | 0 | 0 | 438.9132 | 43.89% | 0% | 3 | 13 | 15 | 0 | 0 | 438.9132 | 43.89% | 0%
3 | 13 | 16 | 0 | 0 | 337.8888 | 33.79% | 0% | 3 | 13 | 16 | 0 | 0 | 337.8888 | 33.79% | 0%
3 | 13 | 17 | 0 | 0 | 91.938 | 9.194% | 0% | 3 | 13 | 17 | 0 | 0 | 91.938 | 9.194% | 0%
3 | 13 | 18 | 0 | 0 | 30.6408 | 3.064% | 0% | 3 | 13 | 18 | 0 | 0 | 30.6408 | 3.064% | 0%
3 | 13 | 19 | 0 | 0 | 0 | 0% | 0% | 3 | 13 | 19 | 0 | 0 | 0 | 0% | 0%
3 | 13 | 20 | 0 | 0 | 0 | 0% | 0% | 3 | 13 | 20 | 0 | 0 | 0 | 0% | 0%
3 | 13 | 21 | 0 | 0 | 0 | 0% | 0% | 3 | 13 | 21 | 0 | 0 | 0 | 0% | 0%
3 | 13 | 22 | 0 | 0 | 0 | 0% | 0% | 3 | 13 | 22 | 0 | 0 | 0 | 0% | 0%
3 | 13 | 23 | 0 | 0 | 0 | 0% | 0% | 3 | 13 | 23 | 0 | 0 | 0 | 0% | 0%
3 | 14 | 0 | 0 | 0 | 0 | 0% | 0% | 3 | 14 | 0 | 0 | 0 | 0 | 0% | 0%
3 | 14 | 1 | 0 | 0 | 0 | 0% | 0% | 3 | 14 | 1 | 0 | 0 | 0 | 0% | 0%
3 | 14 | 2 | 0 | 0 | 0 | 0% | 0% | 3 | 14 | 2 | 0 | 0 | 0 | 0% | 0%
3 | 14 | 3 | 0 | 0 | 0 | 0% | 0% | 3 | 14 | 3 | 0 | 0 | 0 | 0% | 0%
3 | 14 | 4 | 0 | 0 | 0 | 0% | 0% | 3 | 14 | 4 | 0 | 0 | 0 | 0% | 0%
3 | 14 | 5 | 6.2791e-10 | 7.9001e-10 | 0 | 0% | 0% | 3 | 14 | 5 | 6.2791e-10 | 7.84e-10 | 0 | 0% | 0%
3 | 14 | 6 | 3.4771e-08 | 4.3747e-08 | 0 | 0% | 0% | 3 | 14 | 6 | 3.4771e-08 | 4.3414e-08 | 0 | 0% | 0%
3 | 14 | 7 | 8.195e-08 | 1.0311e-07 | 30.2736 | 3.027% | 3.121e-07% | 3 | 14 | 7 | 8.195e-08 | 1.0232e-07 | 30.2736 | 3.027% | 3.098e-07%
3 | 14 | 8 | 1.4392e-07 | 1.8108e-07 | 318.5604 | 31.86% | 5.768e-06% | 3 | 14 | 8 | 1.4496e-07 | 1.8099e-07 | 318.5604 | 31.86% | 5.766e-06%
3 | 14 | 9 | 3.5611e-07 | 4.4804e-07 | 572.9316 | 57.29% | 2.567e-05% | 3 | 14 | 9 | 3.5859e-07 | 4.4773e-07 | 572.9316 | 57.29% | 2.565e-05%
3 | 14 | 10 | 2.8811e-07 | 3.6248e-07 | 677.034 | 67.7% | 2.454e-05% | 3 | 14 | 10 | 2.9209e-07 | 3.647e-07 | 677.034 | 67.7% | 2.469e-05%
3 | 14 | 11 | 2.3877e-07 | 3.0041e-07 | 788.8752 | 78.89% | 2.37e-05% | 3 | 14 | 11 | 2.4564e-07 | 3.0671e-07 | 788.8752 | 78.89% | 2.42e-05%
3 | 14 | 12 | 1.2624e-07 | 1.5883e-07 | 825.576 | 82.56% | 1.311e-05% | 3 | 14 | 12 | 1.2898e-07 | 1.6104e-07 | 825.576 | 82.56% | 1.329e-05%
3 | 14 | 13 | 7.3082e-08 | 9.1948e-08 | 711.426 | 71.14% | 6.541e-06% | 3 | 14 | 13 | 7.4274e-08 | 9.2737e-08 | 711.426 | 71.14% | 6.598e-06%
3 | 14 | 14 | 1.0464e-07 | 1.3165e-07 | 808.7256 | 80.87% | 1.065e-05% | 3 | 14 | 14 | 1.0615e-07 | 1.3254e-07 | 808.7256 | 80.87% | 1.072e-05%
3 | 14 | 15 | 5.4455e-08 | 6.8512e-08 | 494.2896 | 49.43% | 3.386e-06% | 3 | 14 | 15 | 5.5256e-08 | 6.8992e-08 | 494.2896 | 49.43% | 3.41e-06%
3 | 14 | 16 | 7.1535e-08 | 9.0002e-08 | 419.9304 | 41.99% | 3.779e-06% | 3 | 14 | 16 | 7.1535e-08 | 8.9318e-08 | 419.9304 | 41.99% | 3.751e-06%
3 | 14 | 17 | 1.2992e-07 | 1.6346e-07 | 48.9144 | 4.891% | 7.995e-07% | 3 | 14 | 17 | 1.2992e-07 | 1.6221e-07 | 48.9144 | 4.891% | 7.935e-07%
3 | 14 | 18 | 1.7775e-07 | 2.2363e-07 | 0 | 0% | 0% | 3 | 14 | 18 | 1.7775e-07 | 2.2193e-07 | 0 | 0% | 0%
3 | 14 | 19 | 4.1718e-07 | 5.2487e-07 | 0 | 0% | 0% | 3 | 14 | 19 | 4.1718e-07 | 5.2088e-07 | 0 | 0% | 0%
3 | 14 | 20 | 1.2266e-07 | 1.5432e-07 | 0 | 0% | 0% | 3 | 14 | 20 | 1.2266e-07 | 1.5315e-07 | 0 | 0% | 0%
3 | 14 | 21 | 7.5664e-09 | 9.5196e-09 | 0 | 0% | 0% | 3 | 14 | 21 | 7.5664e-09 | 9.4472e-09 | 0 | 0% | 0%
3 | 14 | 22 | 7.6094e-10 | 9.5738e-10 | 0 | 0% | 0% | 3 | 14 | 22 | 7.6094e-10 | 9.5009e-10 | 0 | 0% | 0%
3 | 14 | 23 | 0 | 0 | 0 | 0% | 0% | 3 | 14 | 23 | 0 | 0 | 0 | 0% | 0%
3 | 15 | 0 | 0 | 0 | 0 | 0% | 0% | 3 | 15 | 0 | 0 | 0 | 0 | 0% | 0%
3 | 15 | 1 | 0 | 0 | 0 | 0% | 0% | 3 | 15 | 1 | 0 | 0 | 0 | 0% | 0%
3 | 15 | 2 | 0 | 0 | 0 | 0% | 0% | 3 | 15 | 2 | 0 | 0 | 0 | 0% | 0%
3 | 15 | 3 | 0 | 0 | 0 | 0% | 0% | 3 | 15 | 3 | 0 | 0 | 0 | 0% | 0%
3 | 15 | 4 | 0 | 0 | 0 | 0% | 0% | 3 | 15 | 4 | 0 | 0 | 0 | 0% | 0%
3 | 15 | 5 | 1.8216e-09 | 2.2919e-09 | 0 | 0% | 0% | 3 | 15 | 5 | 1.8216e-09 | 2.2744e-09 | 0 | 0% | 0%
3 | 15 | 6 | 3.0954e-08 | 3.8945e-08 | 0 | 0% | 0% | 3 | 15 | 6 | 3.0954e-08 | 3.8649e-08 | 0 | 0% | 0%
3 | 15 | 7 | 3.4771e-08 | 4.3747e-08 | 58.206 | 5.821% | 2.546e-07% | 3 | 15 | 7 | 3.4771e-08 | 4.3414e-08 | 58.206 | 5.821% | 2.527e-07%
3 | 15 | 8 | 2.0717e-08 | 2.6065e-08 | 264.8112 | 26.48% | 6.902e-07% | 3 | 15 | 8 | 2.0717e-08 | 2.5866e-08 | 264.8112 | 26.48% | 6.85e-07%
3 | 15 | 9 | 3.3747e-08 | 4.2459e-08 | 498.7032 | 49.87% | 2.117e-06% | 3 | 15 | 9 | 3.3747e-08 | 4.2136e-08 | 498.7032 | 49.87% | 2.101e-06%
3 | 15 | 10 | 1.625e-08 | 2.0445e-08 | 600.0132 | 60% | 1.227e-06% | 3 | 15 | 10 | 1.6383e-08 | 2.0455e-08 | 600.0132 | 60% | 1.227e-06%
3 | 15 | 11 | 1.4669e-08 | 1.8456e-08 | 667.218 | 66.72% | 1.231e-06% | 3 | 15 | 11 | 1.4669e-08 | 1.8316e-08 | 667.218 | 66.72% | 1.222e-06%
3 | 15 | 12 | 1.1344e-08 | 1.4272e-08 | 746.9652 | 74.7% | 1.066e-06% | 3 | 15 | 12 | 1.1433e-08 | 1.4275e-08 | 746.9652 | 74.7% | 1.066e-06%
3 | 15 | 13 | 5.4368e-09 | 6.8403e-09 | 714.3144 | 71.43% | 4.886e-07% | 3 | 15 | 13 | 5.4368e-09 | 6.7882e-09 | 714.3144 | 71.43% | 4.849e-07%
3 | 15 | 14 | 3.6132e-09 | 4.546e-09 | 638.3124 | 63.83% | 2.902e-07% | 3 | 15 | 14 | 3.6132e-09 | 4.5114e-09 | 638.3124 | 63.83% | 2.88e-07%
3 | 15 | 15 | 4.5114e-09 | 5.676e-09 | 374.148 | 37.41% | 2.124e-07% | 3 | 15 | 15 | 4.5114e-09 | 5.6329e-09 | 374.148 | 37.41% | 2.108e-07%
3 | 15 | 16 | 6.9284e-09 | 8.717e-09 | 350.3772 | 35.04% | 3.054e-07% | 3 | 15 | 16 | 6.9284e-09 | 8.6507e-09 | 350.3772 | 35.04% | 3.031e-07%
3 | 15 | 17 | 6.7532e-09 | 8.4965e-09 | 128.3136 | 12.83% | 1.09e-07% | 3 | 15 | 17 | 6.7532e-09 | 8.4319e-09 | 128.3136 | 12.83% | 1.082e-07%
3 | 15 | 18 | 1.3458e-08 | 1.6932e-08 | 9.294 | 0.9294% | 1.574e-08% | 3 | 15 | 18 | 1.3458e-08 | 1.6803e-08 | 9.294 | 0.9294% | 1.562e-08%
3 | 15 | 19 | 6.334e-08 | 7.9692e-08 | 0 | 0% | 0% | 3 | 15 | 19 | 6.334e-08 | 7.9086e-08 | 0 | 0% | 0%
3 | 15 | 20 | 1.2244e-08 | 1.5405e-08 | 0 | 0% | 0% | 3 | 15 | 20 | 1.2244e-08 | 1.5288e-08 | 0 | 0% | 0%
3 | 15 | 21 | 1.8507e-09 | 2.3284e-09 | 0 | 0% | 0% | 3 | 15 | 21 | 1.8507e-09 | 2.3107e-09 | 0 | 0% | 0%
3 | 15 | 22 | 0 | 0 | 0 | 0% | 0% | 3 | 15 | 22 | 0 | 0 | 0 | 0% | 0%
3 | 15 | 23 | 0 | 0 | 0 | 0% | 0% | 3 | 15 | 23 | 0 | 0 | 0 | 0% | 0%
3 | 16 | 0 | 0 | 0 | 0 | 0% | 0% | 3 | 16 | 0 | 0 | 0 | 0 | 0% | 0%
3 | 16 | 1 | 0 | 0 | 0 | 0% | 0% | 3 | 16 | 1 | 0 | 0 | 0 | 0% | 0%
3 | 16 | 2 | 0 | 0 | 0 | 0% | 0% | 3 | 16 | 2 | 0 | 0 | 0 | 0% | 0%
3 | 16 | 3 | 0 | 0 | 0 | 0% | 0% | 3 | 16 | 3 | 0 | 0 | 0 | 0% | 0%
3 | 16 | 4 | 0 | 0 | 0 | 0% | 0% | 3 | 16 | 4 | 0 | 0 | 0 | 0% | 0%
3 | 16 | 5 | 2.6176e-09 | 3.2933e-09 | 0 | 0% | 0% | 3 | 16 | 5 | 2.6176e-09 | 3.2683e-09 | 0 | 0% | 0%
3 | 16 | 6 | 6.6178e-08 | 8.3262e-08 | 0 | 0% | 0% | 3 | 16 | 6 | 6.6178e-08 | 8.2629e-08 | 0 | 0% | 0%
3 | 16 | 7 | 1.1743e-07 | 1.4775e-07 | 38.3772 | 3.838% | 5.67e-07% | 3 | 16 | 7 | 1.1743e-07 | 1.4662e-07 | 38.3772 | 3.838% | 5.627e-07%
3 | 16 | 8 | 3.8897e-08 | 4.8938e-08 | 222.9132 | 22.29% | 1.091e-06% | 3 | 16 | 8 | 3.9489e-08 | 4.9305e-08 | 222.9132 | 22.29% | 1.099e-06%
3 | 16 | 9 | 5.2479e-08 | 6.6026e-08 | 467.43 | 46.74% | 3.086e-06% | 3 | 16 | 9 | 5.4066e-08 | 6.7505e-08 | 467.43 | 46.74% | 3.155e-06%
3 | 16 | 10 | 1.6652e-08 | 2.0951e-08 | 564.4596 | 56.45% | 1.183e-06% | 3 | 16 | 10 | 1.7326e-08 | 2.1632e-08 | 564.4596 | 56.45% | 1.221e-06%
3 | 16 | 11 | 1.0167e-08 | 1.2792e-08 | 689.862 | 68.99% | 8.825e-07% | 3 | 16 | 11 | 1.0659e-08 | 1.3309e-08 | 689.862 | 68.99% | 9.181e-07%
3 | 16 | 12 | 3.996e-09 | 5.0276e-09 | 728.358 | 72.84% | 3.662e-07% | 3 | 16 | 12 | 4.2267e-09 | 5.2774e-09 | 728.358 | 72.84% | 3.844e-07%
3 | 16 | 13 | 2.5126e-09 | 3.1613e-09 | 726.0756 | 72.61% | 2.295e-07% | 3 | 16 | 13 | 2.6424e-09 | 3.2993e-09 | 726.0756 | 72.61% | 2.396e-07%
3 | 16 | 14 | 7.5099e-10 | 9.4486e-10 | 746.5092 | 74.65% | 7.053e-08% | 3 | 16 | 14 | 8.185e-10 | 1.022e-09 | 746.5092 | 74.65% | 7.629e-08%
3 | 16 | 15 | 0 | 0 | 482.1312 | 48.21% | 0% | 3 | 16 | 15 | 0 | 0 | 482.1312 | 48.21% | 0%
3 | 16 | 16 | 0 | 0 | 367.0788 | 36.71% | 0% | 3 | 16 | 16 | 0 | 0 | 367.0788 | 36.71% | 0%
3 | 16 | 17 | 0 | 0 | 31.9488 | 3.195% | 0% | 3 | 16 | 17 | 0 | 0 | 31.9488 | 3.195% | 0%
3 | 16 | 18 | 0 | 0 | 0 | 0% | 0% | 3 | 16 | 18 | 0 | 0 | 0 | 0% | 0%
3 | 16 | 19 | 3.9902e-09 | 5.0203e-09 | 0 | 0% | 0% | 3 | 16 | 19 | 3.9902e-09 | 4.9822e-09 | 0 | 0% | 0%
3 | 16 | 20 | 2.2938e-09 | 2.8859e-09 | 0 | 0% | 0% | 3 | 16 | 20 | 2.2938e-09 | 2.8639e-09 | 0 | 0% | 0%
3 | 16 | 21 | 5.7794e-10 | 7.2713e-10 | 0 | 0% | 0% | 3 | 16 | 21 | 5.7794e-10 | 7.216e-10 | 0 | 0% | 0%
3 | 16 | 22 | 0 | 0 | 0 | 0% | 0% | 3 | 16 | 22 | 0 | 0 | 0 | 0% | 0%
3 | 16 | 23 | 0 | 0 | 0 | 0% | 0% | 3 | 16 | 23 | 0 | 0 | 0 | 0% | 0%
3 | 17 | 0 | 0 | 0 | 0 | 0% | 0% | 3 | 17 | 0 | 0 | 0 | 0 | 0% | 0%
3 | 17 | 1 | 0 | 0 | 0 | 0% | 0% | 3 | 17 | 1 | 0 | 0 | 0 | 0% | 0%
3 | 17 | 2 | 0 | 0 | 0 | 0% | 0% | 3 | 17 | 2 | 0 | 0 | 0 | 0% | 0%
3 | 17 | 3 | 0 | 0 | 0 | 0% | 0% | 3 | 17 | 3 | 0 | 0 | 0 | 0% | 0%
3 | 17 | 4 | 0 | 0 | 0 | 0% | 0% | 3 | 17 | 4 | 0 | 0 | 0 | 0% | 0%
3 | 17 | 5 | 5.1824e-09 | 6.5202e-09 | 0 | 0% | 0% | 3 | 17 | 5 | 5.1824e-09 | 6.4706e-09 | 0 | 0% | 0%
3 | 17 | 6 | 8.3197e-08 | 1.0467e-07 | 0 | 0% | 0% | 3 | 17 | 6 | 8.3197e-08 | 1.0388e-07 | 0 | 0% | 0%
3 | 17 | 7 | 7.0981e-08 | 8.9305e-08 | 0 | 0% | 0% | 3 | 17 | 7 | 7.0981e-08 | 8.8625e-08 | 0 | 0% | 0%
3 | 17 | 8 | 1.1697e-08 | 1.4717e-08 | 6.7824 | 0.6782% | 9.982e-09% | 3 | 17 | 8 | 1.1697e-08 | 1.4605e-08 | 6.7824 | 0.6782% | 9.906e-09%
3 | 17 | 9 | 4.3339e-09 | 5.4527e-09 | 98.8392 | 9.884% | 5.389e-08% | 3 | 17 | 9 | 4.4055e-09 | 5.5006e-09 | 98.8392 | 9.884% | 5.437e-08%
3 | 17 | 10 | 1.6086e-09 | 2.0239e-09 | 31.4616 | 3.146% | 6.368e-09% | 3 | 17 | 10 | 1.6494e-09 | 2.0594e-09 | 31.4616 | 3.146% | 6.479e-09%
3 | 17 | 11 | 8.185e-10 | 1.0298e-09 | 107.2644 | 10.73% | 1.105e-08% | 3 | 17 | 11 | 9.3746e-10 | 1.1705e-09 | 107.2644 | 10.73% | 1.256e-08%
3 | 17 | 12 | 3.3968e-10 | 4.2737e-10 | 91.1172 | 9.112% | 3.894e-09% | 3 | 17 | 12 | 3.9908e-10 | 4.9828e-10 | 91.1172 | 9.112% | 4.54e-09%
3 | 17 | 13 | 1.3729e-10 | 1.7274e-10 | 117.9384 | 11.79% | 2.037e-09% | 3 | 17 | 13 | 2.3563e-10 | 2.942e-10 | 117.9384 | 11.79% | 3.47e-09%
3 | 17 | 14 | 0 | 0 | 245.6976 | 24.57% | 0% | 3 | 17 | 14 | 0 | 0 | 245.6976 | 24.57% | 0%
3 | 17 | 15 | 0 | 0 | 326.0568 | 32.61% | 0% | 3 | 17 | 15 | 0 | 0 | 326.0568 | 32.61% | 0%
3 | 17 | 16 | 0 | 0 | 123.1776 | 12.32% | 0% | 3 | 17 | 16 | 0 | 0 | 123.1776 | 12.32% | 0%
3 | 17 | 17 | 0 | 0 | 13.2756 | 1.328% | 0% | 3 | 17 | 17 | 0 | 0 | 13.2756 | 1.328% | 0%
3 | 17 | 18 | 0 | 0 | 0 | 0% | 0% | 3 | 17 | 18 | 0 | 0 | 0 | 0% | 0%
3 | 17 | 19 | 0 | 0 | 0 | 0% | 0% | 3 | 17 | 19 | 0 | 0 | 0 | 0% | 0%
3 | 17 | 20 | 0 | 0 | 0 | 0% | 0% | 3 | 17 | 20 | 0 | 0 | 0 | 0% | 0%
3 | 17 | 21 | 0 | 0 | 0 | 0% | 0% | 3 | 17 | 21 | 0 | 0 | 0 | 0% | 0%
3 | 17 | 22 | 0 | 0 | 0 | 0% | 0% | 3 | 17 | 22 | 0 | 0 | 0 | 0% | 0%
3 | 17 | 23 | 0 | 0 | 0 | 0% | 0% | 3 | 17 | 23 | 0 | 0 | 0 | 0% | 0%
3 | 18 | 0 | 0 | 0 | 0 | 0% | 0% | 3 | 18 | 0 | 0 | 0 | 0 | 0% | 0%
3 | 18 | 1 | 0 | 0 | 0 | 0% | 0% | 3 | 18 | 1 | 0 | 0 | 0 | 0% | 0%
3 | 18 | 2 | 0 | 0 | 0 | 0% | 0% | 3 | 18 | 2 | 0 | 0 | 0 | 0% | 0%
3 | 18 | 3 | 0 | 0 | 0 | 0% | 0% | 3 | 18 | 3 | 0 | 0 | 0 | 0% | 0%
3 | 18 | 4 | 0 | 0 | 0 | 0% | 0% | 3 | 18 | 4 | 0 | 0 | 0 | 0% | 0%
3 | 18 | 5 | 0 | 0 | 0 | 0% | 0% | 3 | 18 | 5 | 0 | 0 | 0 | 0% | 0%
3 | 18 | 6 | 0 | 0 | 0 | 0% | 0% | 3 | 18 | 6 | 0 | 0 | 0 | 0% | 0%
3 | 18 | 7 | 0 | 0 | 5.364 | 0.5364% | 0% | 3 | 18 | 7 | 0 | 0 | 5.364 | 0.5364% | 0%
3 | 18 | 8 | 0 | 0 | 33.3024 | 3.33% | 0% | 3 | 18 | 8 | 0 | 0 | 33.3024 | 3.33% | 0%
3 | 18 | 9 | 0 | 0 | 25.0356 | 2.504% | 0% | 3 | 18 | 9 | 0 | 0 | 25.0356 | 2.504% | 0%
3 | 18 | 10 | 0 | 0 | 102.8808 | 10.29% | 0% | 3 | 18 | 10 | 0 | 0 | 102.8808 | 10.29% | 0%
3 | 18 | 11 | 0 | 0 | 184.1952 | 18.42% | 0% | 3 | 18 | 11 | 0 | 0 | 184.1952 | 18.42% | 0%
3 | 18 | 12 | 0 | 0 | 283.7004 | 28.37% | 0% | 3 | 18 | 12 | 0 | 0 | 283.7004 | 28.37% | 0%
3 | 18 | 13 | 0 | 0 | 227.1432 | 22.71% | 0% | 3 | 18 | 13 | 0 | 0 | 227.1432 | 22.71% | 0%
3 | 18 | 14 | 0 | 0 | 416.3652 | 41.64% | 0% | 3 | 18 | 14 | 0 | 0 | 416.3652 | 41.64% | 0%
3 | 18 | 15 | 0 | 0 | 254.862 | 25.49% | 0% | 3 | 18 | 15 | 0 | 0 | 254.862 | 25.49% | 0%
3 | 18 | 16 | 0 | 0 | 99.1296 | 9.913% | 0% | 3 | 18 | 16 | 0 | 0 | 99.1296 | 9.913% | 0%
3 | 18 | 17 | 0 | 0 | 11.7312 | 1.173% | 0% | 3 | 18 | 17 | 0 | 0 | 11.7312 | 1.173% | 0%
3 | 18 | 18 | 0 | 0 | 0 | 0% | 0% | 3 | 18 | 18 | 0 | 0 | 0 | 0% | 0%
3 | 18 | 19 | 0 | 0 | 0 | 0% | 0% | 3 | 18 | 19 | 0 | 0 | 0 | 0% | 0%
3 | 18 | 20 | 0 | 0 | 0 | 0% | 0% | 3 | 18 | 20 | 0 | 0 | 0 | 0% | 0%
3 | 18 | 21 | 0 | 0 | 0 | 0% | 0% | 3 | 18 | 21 | 0 | 0 | 0 | 0% | 0%
3 | 18 | 22 | 0 | 0 | 0 | 0% | 0% | 3 | 18 | 22 | 0 | 0 | 0 | 0% | 0%
3 | 18 | 23 | 0 | 0 | 0 | 0% | 0% | 3 | 18 | 23 | 0 | 0 | 0 | 0% | 0%
3 | 19 | 0 | 0 | 0 | 0 | 0% | 0% | 3 | 19 | 0 | 0 | 0 | 0 | 0% | 0%
3 | 19 | 1 | 0 | 0 | 0 | 0% | 0% | 3 | 19 | 1 | 0 | 0 | 0 | 0% | 0%
3 | 19 | 2 | 0 | 0 | 0 | 0% | 0% | 3 | 19 | 2 | 0 | 0 | 0 | 0% | 0%
3 | 19 | 3 | 0 | 0 | 0 | 0% | 0% | 3 | 19 | 3 | 0 | 0 | 0 | 0% | 0%
3 | 19 | 4 | 0 | 0 | 0 | 0% | 0% | 3 | 19 | 4 | 0 | 0 | 0 | 0% | 0%
3 | 19 | 5 | 0 | 0 | 0 | 0% | 0% | 3 | 19 | 5 | 0 | 0 | 0 | 0% | 0%
3 | 19 | 6 | 0 | 0 | 0 | 0% | 0% | 3 | 19 | 6 | 0 | 0 | 0 | 0% | 0%
3 | 19 | 7 | 0 | 0 | 97.9512 | 9.795% | 0% | 3 | 19 | 7 | 0 | 0 | 97.9512 | 9.795% | 0%
3 | 19 | 8 | 0 | 0 | 379.8708 | 37.99% | 0% | 3 | 19 | 8 | 0 | 0 | 379.8708 | 37.99% | 0%
3 | 19 | 9 | 0 | 0 | 650.7288 | 65.07% | 0% | 3 | 19 | 9 | 0 | 0 | 650.7288 | 65.07% | 0%
3 | 19 | 10 | 0 | 0 | 847.188 | 84.72% | 0% | 3 | 19 | 10 | 0 | 0 | 847.188 | 84.72% | 0%
3 | 19 | 11 | 0 | 0 | 969.7752 | 96.98% | 0% | 3 | 19 | 11 | 0 | 0 | 969.7752 | 96.98% | 0%
3 | 19 | 12 | 0 | 0 | 999.9996 | 100% | 0% | 3 | 19 | 12 | 0 | 0 | 999.9996 | 100% | 0%
3 | 19 | 13 | 0 | 0 | 997.3656 | 99.74% | 0% | 3 | 19 | 13 | 0 | 0 | 997.3656 | 99.74% | 0%
3 | 19 | 14 | 0 | 0 | 906.9936 | 90.7% | 0% | 3 | 19 | 14 | 0 | 0 | 906.9936 | 90.7% | 0%
3 | 19 | 15 | 0 | 0 | 740.2764 | 74.03% | 0% | 3 | 19 | 15 | 0 | 0 | 740.2764 | 74.03% | 0%
3 | 19 | 16 | 0 | 0 | 527.7228 | 52.77% | 0% | 3 | 19 | 16 | 0 | 0 | 527.7228 | 52.77% | 0%
3 | 19 | 17 | 0 | 0 | 197.442 | 19.74% | 0% | 3 | 19 | 17 | 0 | 0 | 197.442 | 19.74% | 0%
3 | 19 | 18 | 0 | 0 | 28.4772 | 2.848% | 0% | 3 | 19 | 18 | 0 | 0 | 28.4772 | 2.848% | 0%
3 | 19 | 19 | 0 | 0 | 0 | 0% | 0% | 3 | 19 | 19 | 0 | 0 | 0 | 0% | 0%
3 | 19 | 20 | 0 | 0 | 0 | 0% | 0% | 3 | 19 | 20 | 0 | 0 | 0 | 0% | 0%
3 | 19 | 21 | 0 | 0 | 0 | 0% | 0% | 3 | 19 | 21 | 0 | 0 | 0 | 0% | 0%
3 | 19 | 22 | 0 | 0 | 0 | 0% | 0% | 3 | 19 | 22 | 0 | 0 | 0 | 0% | 0%
3 | 19 | 23 | 0 | 0 | 0 | 0% | 0% | 3 | 19 | 23 | 0 | 0 | 0 | 0% | 0%
3 | 20 | 0 | 0 | 0 | 0 | 0% | 0% | 3 | 20 | 0 | 0 | 0 | 0 | 0% | 0%
3 | 20 | 1 | 0 | 0 | 0 | 0% | 0% | 3 | 20 | 1 | 0 | 0 | 0 | 0% | 0%
3 | 20 | 2 | 0 | 0 | 0 | 0% | 0% | 3 | 20 | 2 | 0 | 0 | 0 | 0% | 0%
3 | 20 | 3 | 0 | 0 | 0 | 0% | 0% | 3 | 20 | 3 | 0 | 0 | 0 | 0% | 0%
3 | 20 | 4 | 0 | 0 | 0 | 0% | 0% | 3 | 20 | 4 | 0 | 0 | 0 | 0% | 0%
3 | 20 | 5 | 0 | 0 | 0 | 0% | 0% | 3 | 20 | 5 | 0 | 0 | 0 | 0% | 0%
3 | 20 | 6 | 0 | 0 | 0 | 0% | 0% | 3 | 20 | 6 | 0 | 0 | 0 | 0% | 0%
3 | 20 | 7 | 0 | 0 | 93.8868 | 9.389% | 0% | 3 | 20 | 7 | 0 | 0 | 93.8868 | 9.389% | 0%
3 | 20 | 8 | 0 | 0 | 362.3832 | 36.24% | 0% | 3 | 20 | 8 | 0 | 0 | 362.3832 | 36.24% | 0%
3 | 20 | 9 | 0 | 0 | 625.6116 | 62.56% | 0% | 3 | 20 | 9 | 0 | 0 | 625.6116 | 62.56% | 0%
3 | 20 | 10 | 0 | 0 | 819.0528 | 81.91% | 0% | 3 | 20 | 10 | 0 | 0 | 819.0528 | 81.91% | 0%
3 | 20 | 11 | 0 | 0 | 958.5888 | 95.86% | 0% | 3 | 20 | 11 | 0 | 0 | 958.5888 | 95.86% | 0%
3 | 20 | 12 | 0 | 0 | 999.9996 | 100% | 0% | 3 | 20 | 12 | 0 | 0 | 999.9996 | 100% | 0%
3 | 20 | 13 | 0 | 0 | 999.9996 | 100% | 0% | 3 | 20 | 13 | 0 | 0 | 999.9996 | 100% | 0%
3 | 20 | 14 | 0 | 0 | 930.6768 | 93.07% | 0% | 3 | 20 | 14 | 0 | 0 | 930.6768 | 93.07% | 0%
3 | 20 | 15 | 0 | 0 | 782.8704 | 78.29% | 0% | 3 | 20 | 15 | 0 | 0 | 782.8704 | 78.29% | 0%
3 | 20 | 16 | 0 | 0 | 381.204 | 38.12% | 0% | 3 | 20 | 16 | 0 | 0 | 381.204 | 38.12% | 0%
3 | 20 | 17 | 0 | 0 | 186.906 | 18.69% | 0% | 3 | 20 | 17 | 0 | 0 | 186.906 | 18.69% | 0%
3 | 20 | 18 | 0 | 0 | 28.446 | 2.845% | 0% | 3 | 20 | 18 | 0 | 0 | 28.446 | 2.845% | 0%
3 | 20 | 19 | 0 | 0 | 0 | 0% | 0% | 3 | 20 | 19 | 0 | 0 | 0 | 0% | 0%
3 | 20 | 20 | 0 | 0 | 0 | 0% | 0% | 3 | 20 | 20 | 0 | 0 | 0 | 0% | 0%
3 | 20 | 21 | 0 | 0 | 0 | 0% | 0% | 3 | 20 | 21 | 0 | 0 | 0 | 0% | 0%
3 | 20 | 22 | 0 | 0 | 0 | 0% | 0% | 3 | 20 | 22 | 0 | 0 | 0 | 0% | 0%
3 | 20 | 23 | 0 | 0 | 0 | 0% | 0% | 3 | 20 | 23 | 0 | 0 | 0 | 0% | 0%
3 | 21 | 0 | 0 | 0 | 0 | 0% | 0% | 3 | 21 | 0 | 0 | 0 | 0 | 0% | 0%
3 | 21 | 1 | 0 | 0 | 0 | 0% | 0% | 3 | 21 | 1 | 0 | 0 | 0 | 0% | 0%
3 | 21 | 2 | 0 | 0 | 0 | 0% | 0% | 3 | 21 | 2 | 0 | 0 | 0 | 0% | 0%
3 | 21 | 3 | 0 | 0 | 0 | 0% | 0% | 3 | 21 | 3 | 0 | 0 | 0 | 0% | 0%
3 | 21 | 4 | 0 | 0 | 0 | 0% | 0% | 3 | 21 | 4 | 0 | 0 | 0 | 0% | 0%
3 | 21 | 5 | 0 | 0 | 0 | 0% | 0% | 3 | 21 | 5 | 0 | 0 | 0 | 0% | 0%
3 | 21 | 6 | 0 | 0 | 0 | 0% | 0% | 3 | 21 | 6 | 0 | 0 | 0 | 0% | 0%
3 | 21 | 7 | 0 | 0 | 103.494 | 10.35% | 0% | 3 | 21 | 7 | 0 | 0 | 103.494 | 10.35% | 0%
3 | 21 | 8 | 0 | 0 | 380.9832 | 38.1% | 0% | 3 | 21 | 8 | 0 | 0 | 380.9832 | 38.1% | 0%
3 | 21 | 9 | 0 | 0 | 646.626 | 64.66% | 0% | 3 | 21 | 9 | 0 | 0 | 646.626 | 64.66% | 0%
3 | 21 | 10 | 0 | 0 | 377.3544 | 37.74% | 0% | 3 | 21 | 10 | 0 | 0 | 377.3544 | 37.74% | 0%
3 | 21 | 11 | 1.3668e-10 | 1.7197e-10 | 518.532 | 51.85% | 8.917e-09% | 3 | 21 | 11 | 1.3668e-10 | 1.7066e-10 | 518.532 | 51.85% | 8.849e-09%
3 | 21 | 12 | 1.034e-09 | 1.3009e-09 | 915.8748 | 91.59% | 1.191e-07% | 3 | 21 | 12 | 1.0607e-09 | 1.3243e-09 | 915.8748 | 91.59% | 1.213e-07%
3 | 21 | 13 | 7.2819e-10 | 9.1617e-10 | 955.266 | 95.53% | 8.752e-08% | 3 | 21 | 13 | 7.3505e-10 | 9.1777e-10 | 955.266 | 95.53% | 8.767e-08%
3 | 21 | 14 | 7.3505e-10 | 9.2481e-10 | 873.9984 | 87.4% | 8.083e-08% | 3 | 21 | 14 | 7.3505e-10 | 9.1777e-10 | 873.9984 | 87.4% | 8.021e-08%
3 | 21 | 15 | 2.8575e-10 | 3.5952e-10 | 739.3392 | 73.93% | 2.658e-08% | 3 | 21 | 15 | 2.8575e-10 | 3.5678e-10 | 739.3392 | 73.93% | 2.638e-08%
3 | 21 | 16 | 0 | 0 | 533.6448 | 53.36% | 0% | 3 | 21 | 16 | 0 | 0 | 533.6448 | 53.36% | 0%
3 | 21 | 17 | 0 | 0 | 264.3252 | 26.43% | 0% | 3 | 21 | 17 | 0 | 0 | 264.3252 | 26.43% | 0%
3 | 21 | 18 | 0 | 0 | 42.03 | 4.203% | 0% | 3 | 21 | 18 | 0 | 0 | 42.03 | 4.203% | 0%
3 | 21 | 19 | 1.7021e-09 | 2.1415e-09 | 0 | 0% | 0% | 3 | 21 | 19 | 1.7021e-09 | 2.1252e-09 | 0 | 0% | 0%
3 | 21 | 20 | 5.1017e-10 | 6.4187e-10 | 0 | 0% | 0% | 3 | 21 | 20 | 5.1017e-10 | 6.3699e-10 | 0 | 0% | 0%
3 | 21 | 21 | 0 | 0 | 0 | 0% | 0% | 3 | 21 | 21 | 0 | 0 | 0 | 0% | 0%
3 | 21 | 22 | 0 | 0 | 0 | 0% | 0% | 3 | 21 | 22 | 0 | 0 | 0 | 0% | 0%
3 | 21 | 23 | 0 | 0 | 0 | 0% | 0% | 3 | 21 | 23 | 0 | 0 | 0 | 0% | 0%
3 | 22 | 0 | 0 | 0 | 0 | 0% | 0% | 3 | 22 | 0 | 0 | 0 | 0 | 0% | 0%
3 | 22 | 1 | 0 | 0 | 0 | 0% | 0% | 3 | 22 | 1 | 0 | 0 | 0 | 0% | 0%
3 | 22 | 2 | 0 | 0 | 0 | 0% | 0% | 3 | 22 | 2 | 0 | 0 | 0 | 0% | 0%
3 | 22 | 3 | 0 | 0 | 0 | 0% | 0% | 3 | 22 | 3 | 0 | 0 | 0 | 0% | 0%
3 | 22 | 4 | 0 | 0 | 0 | 0% | 0% | 3 | 22 | 4 | 0 | 0 | 0 | 0% | 0%
3 | 22 | 5 | 0 | 0 | 0 | 0% | 0% | 3 | 22 | 5 | 0 | 0 | 0 | 0% | 0%
3 | 22 | 6 | 0 | 0 | 0 | 0% | 0% | 3 | 22 | 6 | 0 | 0 | 0 | 0% | 0%
3 | 22 | 7 | 0 | 0 | 106.0308 | 10.6% | 0% | 3 | 22 | 7 | 0 | 0 | 106.0308 | 10.6% | 0%
3 | 22 | 8 | 0 | 0 | 364.0704 | 36.41% | 0% | 3 | 22 | 8 | 0 | 0 | 364.0704 | 36.41% | 0%
3 | 22 | 9 | 0 | 0 | 541.8636 | 54.19% | 0% | 3 | 22 | 9 | 0 | 0 | 541.8636 | 54.19% | 0%
3 | 22 | 10 | 0 | 0 | 766.776 | 76.68% | 0% | 3 | 22 | 10 | 0 | 0 | 766.776 | 76.68% | 0%
3 | 22 | 11 | 0 | 0 | 856.7676 | 85.68% | 0% | 3 | 22 | 11 | 0 | 0 | 856.7676 | 85.68% | 0%
3 | 22 | 12 | 6.1505e-10 | 7.7383e-10 | 895.6764 | 89.57% | 6.931e-08% | 3 | 22 | 12 | 6.8839e-10 | 8.5951e-10 | 895.6764 | 89.57% | 7.698e-08%
3 | 22 | 13 | 8.0457e-10 | 1.0123e-09 | 911.8932 | 91.19% | 9.231e-08% | 3 | 22 | 13 | 8.6777e-10 | 1.0835e-09 | 911.8932 | 91.19% | 9.88e-08%
3 | 22 | 14 | 8.5963e-10 | 1.0815e-09 | 416.1408 | 41.61% | 4.501e-08% | 3 | 22 | 14 | 9.6314e-10 | 1.2026e-09 | 416.1408 | 41.61% | 5.004e-08%
3 | 22 | 15 | 1.1403e-10 | 1.4347e-10 | 354.06 | 35.41% | 5.08e-09% | 3 | 22 | 15 | 1.1801e-10 | 1.4734e-10 | 354.06 | 35.41% | 5.217e-09%
3 | 22 | 16 | 0 | 0 | 179.0928 | 17.91% | 0% | 3 | 22 | 16 | 0 | 0 | 179.0928 | 17.91% | 0%
3 | 22 | 17 | 0 | 0 | 57.75 | 5.775% | 0% | 3 | 22 | 17 | 0 | 0 | 57.75 | 5.775% | 0%
3 | 22 | 18 | 0 | 0 | 38.9496 | 3.895% | 0% | 3 | 22 | 18 | 0 | 0 | 38.9496 | 3.895% | 0%
3 | 22 | 19 | 1.948e-09 | 2.4509e-09 | 0 | 0% | 0% | 3 | 22 | 19 | 1.948e-09 | 2.4323e-09 | 0 | 0% | 0%
3 | 22 | 20 | 3.9306e-10 | 4.9453e-10 | 0 | 0% | 0% | 3 | 22 | 20 | 3.9306e-10 | 4.9077e-10 | 0 | 0% | 0%
3 | 22 | 21 | 0 | 0 | 0 | 0% | 0% | 3 | 22 | 21 | 0 | 0 | 0 | 0% | 0%
3 | 22 | 22 | 0 | 0 | 0 | 0% | 0% | 3 | 22 | 22 | 0 | 0 | 0 | 0% | 0%
3 | 22 | 23 | 0 | 0 | 0 | 0% | 0% | 3 | 22 | 23 | 0 | 0 | 0 | 0% | 0%
3 | 23 | 0 | 0 | 0 | 0 | 0% | 0% | 3 | 23 | 0 | 0 | 0 | 0 | 0% | 0%
3 | 23 | 1 | 0 | 0 | 0 | 0% | 0% | 3 | 23 | 1 | 0 | 0 | 0 | 0% | 0%
3 | 23 | 2 | 0 | 0 | 0 | 0% | 0% | 3 | 23 | 2 | 0 | 0 | 0 | 0% | 0%
3 | 23 | 3 | 0 | 0 | 0 | 0% | 0% | 3 | 23 | 3 | 0 | 0 | 0 | 0% | 0%
3 | 23 | 4 | 0 | 0 | 0 | 0% | 0% | 3 | 23 | 4 | 0 | 0 | 0 | 0% | 0%
3 | 23 | 5 | 0 | 0 | 0 | 0% | 0% | 3 | 23 | 5 | 0 | 0 | 0 | 0% | 0%
3 | 23 | 6 | 0 | 0 | 0 | 0% | 0% | 3 | 23 | 6 | 0 | 0 | 0 | 0% | 0%
3 | 23 | 7 | 0 | 0 | 3.6312 | 0.3631% | 0% | 3 | 23 | 7 | 0 | 0 | 3.6312 | 0.3631% | 0%
3 | 23 | 8 | 0 | 0 | 57.6516 | 5.765% | 0% | 3 | 23 | 8 | 0 | 0 | 57.6516 | 5.765% | 0%
3 | 23 | 9 | 1.005e-10 | 1.2644e-10 | 202.7388 | 20.27% | 2.563e-09% | 3 | 23 | 9 | 1.15e-10 | 1.4358e-10 | 202.7388 | 20.27% | 2.911e-09%
3 | 23 | 10 | 2.8589e-10 | 3.597e-10 | 772.3704 | 77.24% | 2.778e-08% | 3 | 23 | 10 | 3.329e-10 | 4.1565e-10 | 772.3704 | 77.24% | 3.21e-08%
3 | 23 | 11 | 1.2719e-09 | 1.6002e-09 | 852.1812 | 85.22% | 1.364e-07% | 3 | 23 | 11 | 1.3773e-09 | 1.7196e-09 | 852.1812 | 85.22% | 1.465e-07%
3 | 23 | 12 | 1.5682e-09 | 1.973e-09 | 897.1212 | 89.71% | 1.77e-07% | 3 | 23 | 12 | 1.6625e-09 | 2.0758e-09 | 897.1212 | 89.71% | 1.862e-07%
3 | 23 | 13 | 1.7324e-09 | 2.1797e-09 | 880.6692 | 88.07% | 1.92e-07% | 3 | 23 | 13 | 1.8227e-09 | 2.2758e-09 | 880.6692 | 88.07% | 2.004e-07%
3 | 23 | 14 | 6.2052e-10 | 7.8071e-10 | 808.1868 | 80.82% | 6.31e-08% | 3 | 23 | 14 | 6.9444e-10 | 8.6707e-10 | 808.1868 | 80.82% | 7.008e-08%
3 | 23 | 15 | 0 | 0 | 640.1976 | 64.02% | 0% | 3 | 23 | 15 | 0 | 0 | 640.1976 | 64.02% | 0%
3 | 23 | 16 | 0 | 0 | 479.1012 | 47.91% | 0% | 3 | 23 | 16 | 0 | 0 | 479.1012 | 47.91% | 0%
3 | 23 | 17 | 0 | 0 | 199.6344 | 19.96% | 0% | 3 | 23 | 17 | 0 | 0 | 199.6344 | 19.96% | 0%
3 | 23 | 18 | 0 | 0 | 31.6488 | 3.165% | 0% | 3 | 23 | 18 | 0 | 0 | 31.6488 | 3.165% | 0%
3 | 23 | 19 | 0 | 0 | 0 | 0% | 0% | 3 | 23 | 19 | 0 | 0 | 0 | 0% | 0%
3 | 23 | 20 | 0 | 0 | 0 | 0% | 0% | 3 | 23 | 20 | 0 | 0 | 0 | 0% | 0%
3 | 23 | 21 | 0 | 0 | 0 | 0% | 0% | 3 | 23 | 21 | 0 | 0 | 0 | 0% | 0%
3 | 23 | 22 | 0 | 0 | 0 | 0% | 0% | 3 | 23 | 22 | 0 | 0 | 0 | 0% | 0%
3 | 23 | 23 | 0 | 0 | 0 | 0% | 0% | 3 | 23 | 23 | 0 | 0 | 0 | 0% | 0%
3 | 24 | 0 | 0 | 0 | 0 | 0% | 0% | 3 | 24 | 0 | 0 | 0 | 0 | 0% | 0%
3 | 24 | 1 | 0 | 0 | 0 | 0% | 0% | 3 | 24 | 1 | 0 | 0 | 0 | 0% | 0%
3 | 24 | 2 | 0 | 0 | 0 | 0% | 0% | 3 | 24 | 2 | 0 | 0 | 0 | 0% | 0%
3 | 24 | 3 | 0 | 0 | 0 | 0% | 0% | 3 | 24 | 3 | 0 | 0 | 0 | 0% | 0%
3 | 24 | 4 | 0 | 0 | 0 | 0% | 0% | 3 | 24 | 4 | 0 | 0 | 0 | 0% | 0%
3 | 24 | 5 | 0 | 0 | 0 | 0% | 0% | 3 | 24 | 5 | 0 | 0 | 0 | 0% | 0%
3 | 24 | 6 | 4.3955e-10 | 5.5301e-10 | 0 | 0% | 0% | 3 | 24 | 6 | 4.3955e-10 | 5.4881e-10 | 0 | 0% | 0%
3 | 24 | 7 | 8.6403e-10 | 1.0871e-09 | 69.0408 | 6.904% | 7.505e-09% | 3 | 24 | 7 | 8.6403e-10 | 1.0788e-09 | 69.0408 | 6.904% | 7.448e-09%
3 | 24 | 8 | 2.6408e-09 | 3.3225e-09 | 158.6352 | 15.86% | 5.271e-08% | 3 | 24 | 8 | 2.663e-09 | 3.325e-09 | 158.6352 | 15.86% | 5.275e-08%
3 | 24 | 9 | 6.1292e-09 | 7.7115e-09 | 61.2228 | 6.122% | 4.721e-08% | 3 | 24 | 9 | 6.1813e-09 | 7.7179e-09 | 61.2228 | 6.122% | 4.725e-08%
3 | 24 | 10 | 6.812e-09 | 8.5705e-09 | 169.614 | 16.96% | 1.454e-07% | 3 | 24 | 10 | 6.927e-09 | 8.6489e-09 | 169.614 | 16.96% | 1.467e-07%
3 | 24 | 11 | 8.4791e-09 | 1.0668e-08 | 355.3824 | 35.54% | 3.791e-07% | 3 | 24 | 11 | 8.7511e-09 | 1.0927e-08 | 355.3824 | 35.54% | 3.883e-07%
3 | 24 | 12 | 1.3458e-08 | 1.6932e-08 | 298.932 | 29.89% | 5.062e-07% | 3 | 24 | 12 | 1.3777e-08 | 1.7202e-08 | 298.932 | 29.89% | 5.142e-07%
3 | 24 | 13 | 9.4023e-09 | 1.1829e-08 | 254.3928 | 25.44% | 3.009e-07% | 3 | 24 | 13 | 9.5507e-09 | 1.1925e-08 | 254.3928 | 25.44% | 3.034e-07%
3 | 24 | 14 | 7.6304e-09 | 9.6001e-09 | 95.8968 | 9.59% | 9.206e-08% | 3 | 24 | 14 | 7.6927e-09 | 9.605e-09 | 95.8968 | 9.59% | 9.211e-08%
3 | 24 | 15 | 9.6316e-09 | 1.2118e-08 | 163.8108 | 16.38% | 1.985e-07% | 3 | 24 | 15 | 9.6316e-09 | 1.2026e-08 | 163.8108 | 16.38% | 1.97e-07%
3 | 24 | 16 | 1.2348e-08 | 1.5535e-08 | 267.2892 | 26.73% | 4.152e-07% | 3 | 24 | 16 | 1.2348e-08 | 1.5417e-08 | 267.2892 | 26.73% | 4.121e-07%
3 | 24 | 17 | 2.8462e-08 | 3.5809e-08 | 6.5556 | 0.6556% | 2.347e-08% | 3 | 24 | 17 | 2.8462e-08 | 3.5537e-08 | 6.5556 | 0.6556% | 2.33e-08%
3 | 24 | 18 | 5.0134e-08 | 6.3076e-08 | 0 | 0% | 0% | 3 | 24 | 18 | 5.0134e-08 | 6.2597e-08 | 0 | 0% | 0%
3 | 24 | 19 | 2.4374e-07 | 3.0666e-07 | 0 | 0% | 0% | 3 | 24 | 19 | 2.4374e-07 | 3.0432e-07 | 0 | 0% | 0%
3 | 24 | 20 | 4.1611e-08 | 5.2352e-08 | 0 | 0% | 0% | 3 | 24 | 20 | 4.1611e-08 | 5.1954e-08 | 0 | 0% | 0%
3 | 24 | 21 | 5.0144e-09 | 6.3089e-09 | 0 | 0% | 0% | 3 | 24 | 21 | 5.0144e-09 | 6.261e-09 | 0 | 0% | 0%
3 | 24 | 22 | 4.2074e-10 | 5.2935e-10 | 0 | 0% | 0% | 3 | 24 | 22 | 4.2074e-10 | 5.2533e-10 | 0 | 0% | 0%
3 | 24 | 23 | 0 | 0 | 0 | 0% | 0% | 3 | 24 | 23 | 0 | 0 | 0 | 0% | 0%
3 | 25 | 0 | 0 | 0 | 0 | 0% | 0% | 3 | 25 | 0 | 0 | 0 | 0 | 0% | 0%
3 | 25 | 1 | 0 | 0 | 0 | 0% | 0% | 3 | 25 | 1 | 0 | 0 | 0 | 0% | 0%
3 | 25 | 2 | 0 | 0 | 0 | 0% | 0% | 3 | 25 | 2 | 0 | 0 | 0 | 0% | 0%
3 | 25 | 3 | 0 | 0 | 0 | 0% | 0% | 3 | 25 | 3 | 0 | 0 | 0 | 0% | 0%
3 | 25 | 4 | 0 | 0 | 0 | 0% | 0% | 3 | 25 | 4 | 0 | 0 | 0 | 0% | 0%
3 | 25 | 5 | 2.3336e-09 | 2.936e-09 | 0 | 0% | 0% | 3 | 25 | 5 | 2.3336e-09 | 2.9136e-09 | 0 | 0% | 0%
3 | 25 | 6 | 3.8026e-08 | 4.7842e-08 | 0 | 0% | 0% | 3 | 25 | 6 | 3.8026e-08 | 4.7478e-08 | 0 | 0% | 0%
3 | 25 | 7 | 6.8777e-08 | 8.6531e-08 | 44.7024 | 4.47% | 3.868e-07% | 3 | 25 | 7 | 6.8777e-08 | 8.5873e-08 | 44.7024 | 4.47% | 3.839e-07%
3 | 25 | 8 | 6.0022e-08 | 7.5517e-08 | 129.2964 | 12.93% | 9.764e-07% | 3 | 25 | 8 | 6.0022e-08 | 7.4943e-08 | 129.2964 | 12.93% | 9.69e-07%
3 | 25 | 9 | 6.8805e-08 | 8.6568e-08 | 373.536 | 37.35% | 3.234e-06% | 3 | 25 | 9 | 6.9371e-08 | 8.6615e-08 | 373.536 | 37.35% | 3.235e-06%
3 | 25 | 10 | 2.8228e-08 | 3.5516e-08 | 362.3316 | 36.23% | 1.287e-06% | 3 | 25 | 10 | 2.8228e-08 | 3.5245e-08 | 362.3316 | 36.23% | 1.277e-06%
3 | 25 | 11 | 1.9176e-08 | 2.4126e-08 | 541.5228 | 54.15% | 1.307e-06% | 3 | 25 | 11 | 1.9176e-08 | 2.3943e-08 | 541.5228 | 54.15% | 1.297e-06%
3 | 25 | 12 | 1.1157e-08 | 1.4038e-08 | 522.4392 | 52.24% | 7.334e-07% | 3 | 25 | 12 | 1.1157e-08 | 1.3931e-08 | 522.4392 | 52.24% | 7.278e-07%
3 | 25 | 13 | 5.1855e-09 | 6.5241e-09 | 495.6576 | 49.57% | 3.234e-07% | 3 | 25 | 13 | 5.1855e-09 | 6.4745e-09 | 495.6576 | 49.57% | 3.209e-07%
3 | 25 | 14 | 3.1871e-09 | 4.0099e-09 | 500.13 | 50.01% | 2.005e-07% | 3 | 25 | 14 | 3.1871e-09 | 3.9794e-09 | 500.13 | 50.01% | 1.99e-07%
3 | 25 | 15 | 2.2942e-09 | 2.8865e-09 | 290.0316 | 29% | 8.372e-08% | 3 | 25 | 15 | 2.2942e-09 | 2.8645e-09 | 290.0316 | 29% | 8.308e-08%
3 | 25 | 16 | 1.9661e-09 | 2.4737e-09 | 180.7332 | 18.07% | 4.471e-08% | 3 | 25 | 16 | 1.9661e-09 | 2.4548e-09 | 180.7332 | 18.07% | 4.437e-08%
3 | 25 | 17 | 1.0767e-09 | 1.3547e-09 | 112.1388 | 11.21% | 1.519e-08% | 3 | 25 | 17 | 1.0767e-09 | 1.3444e-09 | 112.1388 | 11.21% | 1.508e-08%
3 | 25 | 18 | 2.0777e-09 | 2.6141e-09 | 16.53 | 1.653% | 4.321e-09% | 3 | 25 | 18 | 2.0777e-09 | 2.5942e-09 | 16.53 | 1.653% | 4.288e-09%
3 | 25 | 19 | 5.6145e-09 | 7.0638e-09 | 0 | 0% | 0% | 3 | 25 | 19 | 5.6145e-09 | 7.0101e-09 | 0 | 0% | 0%
3 | 25 | 20 | 2.0606e-09 | 2.5925e-09 | 0 | 0% | 0% | 3 | 25 | 20 | 2.0606e-09 | 2.5728e-09 | 0 | 0% | 0%
3 | 25 | 21 | 3.8585e-10 | 4.8545e-10 | 0 | 0% | 0% | 3 | 25 | 21 | 3.8585e-10 | 4.8176e-10 | 0 | 0% | 0%
3 | 25 | 22 | 0 | 0 | 0 | 0% | 0% | 3 | 25 | 22 | 0 | 0 | 0 | 0% | 0%
3 | 25 | 23 | 0 | 0 | 0 | 0% | 0% | 3 | 25 | 23 | 0 | 0 | 0 | 0% | 0%
3 | 26 | 0 | 0 | 0 | 0 | 0% | 0% | 3 | 26 | 0 | 0 | 0 | 0 | 0% | 0%
3 | 26 | 1 | 0 | 0 | 0 | 0% | 0% | 3 | 26 | 1 | 0 | 0 | 0 | 0% | 0%
3 | 26 | 2 | 0 | 0 | 0 | 0% | 0% | 3 | 26 | 2 | 0 | 0 | 0 | 0% | 0%
3 | 26 | 3 | 0 | 0 | 0 | 0% | 0% | 3 | 26 | 3 | 0 | 0 | 0 | 0% | 0%
3 | 26 | 4 | 0 | 0 | 0 | 0% | 0% | 3 | 26 | 4 | 0 | 0 | 0 | 0% | 0%
3 | 26 | 5 | 0 | 0 | 0 | 0% | 0% | 3 | 26 | 5 | 0 | 0 | 0 | 0% | 0%
3 | 26 | 6 | 0 | 0 | 0 | 0% | 0% | 3 | 26 | 6 | 0 | 0 | 0 | 0% | 0%
3 | 26 | 7 | 0 | 0 | 10.0884 | 1.009% | 0% | 3 | 26 | 7 | 0 | 0 | 10.0884 | 1.009% | 0%
3 | 26 | 8 | 0 | 0 | 81.0756 | 8.108% | 0% | 3 | 26 | 8 | 0 | 0 | 81.0756 | 8.108% | 0%
3 | 26 | 9 | 1.0133e-10 | 1.2748e-10 | 451.2828 | 45.13% | 5.753e-09% | 3 | 26 | 9 | 1.1769e-10 | 1.4694e-10 | 451.2828 | 45.13% | 6.631e-09%
3 | 26 | 10 | 0 | 0 | 590.784 | 59.08% | 0% | 3 | 26 | 10 | 0 | 0 | 590.784 | 59.08% | 0%
3 | 26 | 11 | 0 | 0 | 690.228 | 69.02% | 0% | 3 | 26 | 11 | 0 | 0 | 690.228 | 69.02% | 0%
3 | 26 | 12 | 0 | 0 | 521.2728 | 52.13% | 0% | 3 | 26 | 12 | 0 | 0 | 521.2728 | 52.13% | 0%
3 | 26 | 13 | 0 | 0 | 468.8952 | 46.89% | 0% | 3 | 26 | 13 | 0 | 0 | 468.8952 | 46.89% | 0%
3 | 26 | 14 | 0 | 0 | 643.782 | 64.38% | 0% | 3 | 26 | 14 | 0 | 0 | 643.782 | 64.38% | 0%
3 | 26 | 15 | 0 | 0 | 423.804 | 42.38% | 0% | 3 | 26 | 15 | 0 | 0 | 423.804 | 42.38% | 0%
3 | 26 | 16 | 0 | 0 | 292.0416 | 29.2% | 0% | 3 | 26 | 16 | 0 | 0 | 292.0416 | 29.2% | 0%
3 | 26 | 17 | 0 | 0 | 73.4124 | 7.341% | 0% | 3 | 26 | 17 | 0 | 0 | 73.4124 | 7.341% | 0%
3 | 26 | 18 | 0 | 0 | 48.7812 | 4.878% | 0% | 3 | 26 | 18 | 0 | 0 | 48.7812 | 4.878% | 0%
3 | 26 | 19 | 7.9322e-10 | 9.9799e-10 | 0 | 0% | 0% | 3 | 26 | 19 | 7.9322e-10 | 9.904e-10 | 0 | 0% | 0%
3 | 26 | 20 | 1.4697e-10 | 1.8491e-10 | 0 | 0% | 0% | 3 | 26 | 20 | 1.4697e-10 | 1.835e-10 | 0 | 0% | 0%
3 | 26 | 21 | 0 | 0 | 0 | 0% | 0% | 3 | 26 | 21 | 0 | 0 | 0 | 0% | 0%
3 | 26 | 22 | 0 | 0 | 0 | 0% | 0% | 3 | 26 | 22 | 0 | 0 | 0 | 0% | 0%
3 | 26 | 23 | 0 | 0 | 0 | 0% | 0% | 3 | 26 | 23 | 0 | 0 | 0 | 0% | 0%
3 | 27 | 0 | 0 | 0 | 0 | 0% | 0% | 3 | 27 | 0 | 0 | 0 | 0 | 0% | 0%
3 | 27 | 1 | 0 | 0 | 0 | 0% | 0% | 3 | 27 | 1 | 0 | 0 | 0 | 0% | 0%
3 | 27 | 2 | 0 | 0 | 0 | 0% | 0% | 3 | 27 | 2 | 0 | 0 | 0 | 0% | 0%
3 | 27 | 3 | 0 | 0 | 0 | 0% | 0% | 3 | 27 | 3 | 0 | 0 | 0 | 0% | 0%
3 | 27 | 4 | 0 | 0 | 0 | 0% | 0% | 3 | 27 | 4 | 0 | 0 | 0 | 0% | 0%
3 | 27 | 5 | 0 | 0 | 0 | 0% | 0% | 3 | 27 | 5 | 0 | 0 | 0 | 0% | 0%
3 | 27 | 6 | 0 | 0 | 0 | 0% | 0% | 3 | 27 | 6 | 0 | 0 | 0 | 0% | 0%
3 | 27 | 7 | 0 | 0 | 122.3064 | 12.23% | 0% | 3 | 27 | 7 | 0 | 0 | 122.3064 | 12.23% | 0%
3 | 27 | 8 | 6.1375e-10 | 7.7218e-10 | 390.5892 | 39.06% | 3.016e-08% | 3 | 27 | 8 | 6.243e-10 | 7.7949e-10 | 390.5892 | 39.06% | 3.045e-08%
3 | 27 | 9 | 6.1751e-10 | 7.7693e-10 | 633.1968 | 63.32% | 4.919e-08% | 3 | 27 | 9 | 6.8671e-10 | 8.5741e-10 | 633.1968 | 63.32% | 5.429e-08%
3 | 27 | 10 | 0 | 0 | 586.266 | 58.63% | 0% | 3 | 27 | 10 | 0 | 0 | 586.266 | 58.63% | 0%
3 | 27 | 11 | 0 | 0 | 750.4104 | 75.04% | 0% | 3 | 27 | 11 | 0 | 0 | 750.4104 | 75.04% | 0%
3 | 27 | 12 | 0 | 0 | 256.5684 | 25.66% | 0% | 3 | 27 | 12 | 0 | 0 | 256.5684 | 25.66% | 0%
3 | 27 | 13 | 0 | 0 | 594.6492 | 59.46% | 0% | 3 | 27 | 13 | 0 | 0 | 594.6492 | 59.46% | 0%
3 | 27 | 14 | 0 | 0 | 542.7852 | 54.28% | 0% | 3 | 27 | 14 | 0 | 0 | 542.7852 | 54.28% | 0%
3 | 27 | 15 | 0 | 0 | 601.968 | 60.2% | 0% | 3 | 27 | 15 | 0 | 0 | 601.968 | 60.2% | 0%
3 | 27 | 16 | 0 | 0 | 266.2512 | 26.63% | 0% | 3 | 27 | 16 | 0 | 0 | 266.2512 | 26.63% | 0%
3 | 27 | 17 | 0 | 0 | 262.044 | 26.2% | 0% | 3 | 27 | 17 | 0 | 0 | 262.044 | 26.2% | 0%
3 | 27 | 18 | 0 | 0 | 46.38 | 4.638% | 0% | 3 | 27 | 18 | 0 | 0 | 46.38 | 4.638% | 0%
3 | 27 | 19 | 0 | 0 | 0 | 0% | 0% | 3 | 27 | 19 | 0 | 0 | 0 | 0% | 0%
3 | 27 | 20 | 0 | 0 | 0 | 0% | 0% | 3 | 27 | 20 | 0 | 0 | 0 | 0% | 0%
3 | 27 | 21 | 0 | 0 | 0 | 0% | 0% | 3 | 27 | 21 | 0 | 0 | 0 | 0% | 0%
3 | 27 | 22 | 0 | 0 | 0 | 0% | 0% | 3 | 27 | 22 | 0 | 0 | 0 | 0% | 0%
3 | 27 | 23 | 0 | 0 | 0 | 0% | 0% | 3 | 27 | 23 | 0 | 0 | 0 | 0% | 0%
3 | 28 | 0 | 0 | 0 | 0 | 0% | 0% | 3 | 28 | 0 | 0 | 0 | 0 | 0% | 0%
3 | 28 | 1 | 0 | 0 | 0 | 0% | 0% | 3 | 28 | 1 | 0 | 0 | 0 | 0% | 0%
3 | 28 | 2 | 0 | 0 | 0 | 0% | 0% | 3 | 28 | 2 | 0 | 0 | 0 | 0% | 0%
3 | 28 | 3 | 0 | 0 | 0 | 0% | 0% | 3 | 28 | 3 | 0 | 0 | 0 | 0% | 0%
3 | 28 | 4 | 0 | 0 | 0 | 0% | 0% | 3 | 28 | 4 | 0 | 0 | 0 | 0% | 0%
3 | 28 | 5 | 1.041e-08 | 1.3098e-08 | 0 | 0% | 0% | 3 | 28 | 5 | 1.041e-08 | 1.2998e-08 | 0 | 0% | 0%
3 | 28 | 6 | 4.6931e-07 | 5.9046e-07 | 0 | 0% | 0% | 3 | 28 | 6 | 4.6931e-07 | 5.8597e-07 | 0 | 0% | 0%
3 | 28 | 7 | 5.4706e-07 | 6.8829e-07 | 122.814 | 12.28% | 8.453e-06% | 3 | 28 | 7 | 5.4706e-07 | 6.8305e-07 | 122.814 | 12.28% | 8.389e-06%
3 | 28 | 8 | 2.624e-07 | 3.3014e-07 | 378.8268 | 37.88% | 1.251e-05% | 3 | 28 | 8 | 2.624e-07 | 3.2763e-07 | 378.8268 | 37.88% | 1.241e-05%
3 | 28 | 9 | 1.2023e-07 | 1.5126e-07 | 612.1656 | 61.22% | 9.26e-06% | 3 | 28 | 9 | 1.2281e-07 | 1.5334e-07 | 612.1656 | 61.22% | 9.387e-06%
3 | 28 | 10 | 1.7347e-08 | 2.1825e-08 | 784.968 | 78.5% | 1.713e-06% | 3 | 28 | 10 | 1.8052e-08 | 2.2539e-08 | 784.968 | 78.5% | 1.769e-06%
3 | 28 | 11 | 6.9979e-09 | 8.8045e-09 | 891.7764 | 89.18% | 7.852e-07% | 3 | 28 | 11 | 7.3939e-09 | 9.2319e-09 | 891.7764 | 89.18% | 8.233e-07%
3 | 28 | 12 | 2.119e-09 | 2.666e-09 | 930.6276 | 93.06% | 2.481e-07% | 3 | 28 | 12 | 2.2255e-09 | 2.7787e-09 | 930.6276 | 93.06% | 2.586e-07%
3 | 28 | 13 | 1.0609e-09 | 1.3348e-09 | 907.9872 | 90.8% | 1.212e-07% | 3 | 28 | 13 | 1.1833e-09 | 1.4775e-09 | 907.9872 | 90.8% | 1.342e-07%
3 | 28 | 14 | 0 | 0 | 832.6068 | 83.26% | 0% | 3 | 28 | 14 | 0 | 0 | 832.6068 | 83.26% | 0%
3 | 28 | 15 | 0 | 0 | 697.5792 | 69.76% | 0% | 3 | 28 | 15 | 0 | 0 | 697.5792 | 69.76% | 0%
3 | 28 | 16 | 0 | 0 | 503.8476 | 50.38% | 0% | 3 | 28 | 16 | 0 | 0 | 503.8476 | 50.38% | 0%
3 | 28 | 17 | 0 | 0 | 254.2752 | 25.43% | 0% | 3 | 28 | 17 | 0 | 0 | 254.2752 | 25.43% | 0%
3 | 28 | 18 | 0 | 0 | 45.5412 | 4.554% | 0% | 3 | 28 | 18 | 0 | 0 | 45.5412 | 4.554% | 0%
3 | 28 | 19 | 3.243e-09 | 4.0801e-09 | 0 | 0% | 0% | 3 | 28 | 19 | 3.243e-09 | 4.0491e-09 | 0 | 0% | 0%
3 | 28 | 20 | 2.837e-09 | 3.5694e-09 | 0 | 0% | 0% | 3 | 28 | 20 | 2.837e-09 | 3.5423e-09 | 0 | 0% | 0%
3 | 28 | 21 | 6.797e-10 | 8.5516e-10 | 0 | 0% | 0% | 3 | 28 | 21 | 6.797e-10 | 8.4866e-10 | 0 | 0% | 0%
3 | 28 | 22 | 0 | 0 | 0 | 0% | 0% | 3 | 28 | 22 | 0 | 0 | 0 | 0% | 0%
3 | 28 | 23 | 0 | 0 | 0 | 0% | 0% | 3 | 28 | 23 | 0 | 0 | 0 | 0% | 0%
3 | 29 | 0 | 0 | 0 | 0 | 0% | 0% | 3 | 29 | 0 | 0 | 0 | 0 | 0% | 0%
3 | 29 | 1 | 0 | 0 | 0 | 0% | 0% | 3 | 29 | 1 | 0 | 0 | 0 | 0% | 0%
3 | 29 | 2 | 0 | 0 | 0 | 0% | 0% | 3 | 29 | 2 | 0 | 0 | 0 | 0% | 0%
3 | 29 | 3 | 0 | 0 | 0 | 0% | 0% | 3 | 29 | 3 | 0 | 0 | 0 | 0% | 0%
3 | 29 | 4 | 0 | 0 | 0 | 0% | 0% | 3 | 29 | 4 | 0 | 0 | 0 | 0% | 0%
3 | 29 | 5 | 1.0161e-08 | 1.2784e-08 | 0 | 0% | 0% | 3 | 29 | 5 | 1.0161e-08 | 1.2687e-08 | 0 | 0% | 0%
3 | 29 | 6 | 2.6784e-07 | 3.3699e-07 | 0 | 0% | 0% | 3 | 29 | 6 | 2.6784e-07 | 3.3443e-07 | 0 | 0% | 0%
3 | 29 | 7 | 2.7548e-07 | 3.466e-07 | 52.176 | 5.218% | 1.808e-06% | 3 | 29 | 7 | 2.7548e-07 | 3.4396e-07 | 52.176 | 5.218% | 1.795e-06%
3 | 29 | 8 | 2.4378e-07 | 3.0671e-07 | 287.5032 | 28.75% | 8.818e-06% | 3 | 29 | 8 | 2.4378e-07 | 3.0438e-07 | 287.5032 | 28.75% | 8.751e-06%
3 | 29 | 9 | 9.5878e-08 | 1.2063e-07 | 569.3496 | 56.93% | 6.868e-06% | 3 | 29 | 9 | 9.6571e-08 | 1.2058e-07 | 569.3496 | 56.93% | 6.865e-06%
3 | 29 | 10 | 2.1416e-08 | 2.6944e-08 | 554.7348 | 55.47% | 1.495e-06% | 3 | 29 | 10 | 2.1416e-08 | 2.6739e-08 | 554.7348 | 55.47% | 1.483e-06%
3 | 29 | 11 | 7.3894e-09 | 9.2969e-09 | 816.3552 | 81.64% | 7.59e-07% | 3 | 29 | 11 | 7.4474e-09 | 9.2986e-09 | 816.3552 | 81.64% | 7.591e-07%
3 | 29 | 12 | 3.2469e-09 | 4.0851e-09 | 840.372 | 84.04% | 3.433e-07% | 3 | 29 | 12 | 3.2991e-09 | 4.1191e-09 | 840.372 | 84.04% | 3.462e-07%
3 | 29 | 13 | 1.7195e-09 | 2.1634e-09 | 839.4936 | 83.95% | 1.816e-07% | 3 | 29 | 13 | 1.7647e-09 | 2.2033e-09 | 839.4936 | 83.95% | 1.85e-07%
3 | 29 | 14 | 7.3347e-10 | 9.2282e-10 | 737.1192 | 73.71% | 6.802e-08% | 3 | 29 | 14 | 7.5607e-10 | 9.4401e-10 | 737.1192 | 73.71% | 6.958e-08%
3 | 29 | 15 | 4.6582e-10 | 5.8607e-10 | 145.4556 | 14.55% | 8.525e-09% | 3 | 29 | 15 | 4.7046e-10 | 5.8741e-10 | 145.4556 | 14.55% | 8.544e-09%
3 | 29 | 16 | 9.435e-10 | 1.1871e-09 | 173.5536 | 17.36% | 2.06e-08% | 3 | 29 | 16 | 9.435e-10 | 1.178e-09 | 173.5536 | 17.36% | 2.045e-08%
3 | 29 | 17 | 1.2423e-09 | 1.563e-09 | 132.2628 | 13.23% | 2.067e-08% | 3 | 29 | 17 | 1.2423e-09 | 1.5512e-09 | 132.2628 | 13.23% | 2.052e-08%
3 | 29 | 18 | 1.948e-09 | 2.4509e-09 | 37.9896 | 3.799% | 9.311e-09% | 3 | 29 | 18 | 1.948e-09 | 2.4323e-09 | 37.9896 | 3.799% | 9.24e-09%
3 | 29 | 19 | 6.8106e-09 | 8.5687e-09 | 0 | 0% | 0% | 3 | 29 | 19 | 6.8106e-09 | 8.5035e-09 | 0 | 0% | 0%
3 | 29 | 20 | 2.6386e-09 | 3.3198e-09 | 0 | 0% | 0% | 3 | 29 | 20 | 2.6386e-09 | 3.2945e-09 | 0 | 0% | 0%
3 | 29 | 21 | 0 | 0 | 0 | 0% | 0% | 3 | 29 | 21 | 0 | 0 | 0 | 0% | 0%
3 | 29 | 22 | 0 | 0 | 0 | 0% | 0% | 3 | 29 | 22 | 0 | 0 | 0 | 0% | 0%
3 | 29 | 23 | 0 | 0 | 0 | 0% | 0% | 3 | 29 | 23 | 0 | 0 | 0 | 0% | 0%
3 | 30 | 0 | 0 | 0 | 0 | 0% | 0% | 3 | 30 | 0 | 0 | 0 | 0 | 0% | 0%
3 | 30 | 1 | 0 | 0 | 0 | 0% | 0% | 3 | 30 | 1 | 0 | 0 | 0 | 0% | 0%
3 | 30 | 2 | 0 | 0 | 0 | 0% | 0% | 3 | 30 | 2 | 0 | 0 | 0 | 0% | 0%
3 | 30 | 3 | 0 | 0 | 0 | 0% | 0% | 3 | 30 | 3 | 0 | 0 | 0 | 0% | 0%
3 | 30 | 4 | 0 | 0 | 0 | 0% | 0% | 3 | 30 | 4 | 0 | 0 | 0 | 0% | 0%
3 | 30 | 5 | 1.6877e-09 | 2.1234e-09 | 0 | 0% | 0% | 3 | 30 | 5 | 1.6877e-09 | 2.1072e-09 | 0 | 0% | 0%
3 | 30 | 6 | 3.6078e-08 | 4.5392e-08 | 0 | 0% | 0% | 3 | 30 | 6 | 3.6078e-08 | 4.5047e-08 | 0 | 0% | 0%
3 | 30 | 7 | 5.1649e-08 | 6.4983e-08 | 56.9352 | 5.694% | 3.7e-07% | 3 | 30 | 7 | 5.1649e-08 | 6.4488e-08 | 56.9352 | 5.694% | 3.672e-07%
3 | 30 | 8 | 1.1741e-07 | 1.4772e-07 | 201.1284 | 20.11% | 2.971e-06% | 3 | 30 | 8 | 1.1741e-07 | 1.4659e-07 | 201.1284 | 20.11% | 2.948e-06%
3 | 30 | 9 | 2.143e-07 | 2.6963e-07 | 471.0288 | 47.1% | 1.27e-05% | 3 | 30 | 9 | 2.143e-07 | 2.6758e-07 | 471.0288 | 47.1% | 1.26e-05%
3 | 30 | 10 | 1.7515e-07 | 2.2036e-07 | 686.7504 | 68.68% | 1.513e-05% | 3 | 30 | 10 | 1.7775e-07 | 2.2193e-07 | 686.7504 | 68.68% | 1.524e-05%
3 | 30 | 11 | 1.4397e-07 | 1.8114e-07 | 757.9608 | 75.8% | 1.373e-05% | 3 | 30 | 11 | 1.4603e-07 | 1.8233e-07 | 757.9608 | 75.8% | 1.382e-05%
3 | 30 | 12 | 7.1523e-08 | 8.9986e-08 | 715.776 | 71.58% | 6.441e-06% | 3 | 30 | 12 | 7.256e-08 | 9.0597e-08 | 715.776 | 71.58% | 6.485e-06%
3 | 30 | 13 | 2.9793e-08 | 3.7484e-08 | 839.7324 | 83.97% | 3.148e-06% | 3 | 30 | 13 | 3.0015e-08 | 3.7476e-08 | 839.7324 | 83.97% | 3.147e-06%
3 | 30 | 14 | 1.7477e-08 | 2.1988e-08 | 715.3488 | 71.53% | 1.573e-06% | 3 | 30 | 14 | 1.7477e-08 | 2.1821e-08 | 715.3488 | 71.53% | 1.561e-06%
3 | 30 | 15 | 1.1426e-08 | 1.4376e-08 | 633.1524 | 63.32% | 9.102e-07% | 3 | 30 | 15 | 1.1426e-08 | 1.4267e-08 | 633.1524 | 63.32% | 9.033e-07%
3 | 30 | 16 | 1.025e-08 | 1.2896e-08 | 441.3888 | 44.14% | 5.692e-07% | 3 | 30 | 16 | 1.025e-08 | 1.2798e-08 | 441.3888 | 44.14% | 5.649e-07%
3 | 30 | 17 | 1.0414e-08 | 1.3103e-08 | 128.1048 | 12.81% | 1.679e-07% | 3 | 30 | 17 | 1.0414e-08 | 1.3003e-08 | 128.1048 | 12.81% | 1.666e-07%
3 | 30 | 18 | 2.1046e-08 | 2.6479e-08 | 29.0124 | 2.901% | 7.682e-08% | 3 | 30 | 18 | 2.1046e-08 | 2.6278e-08 | 29.0124 | 2.901% | 7.624e-08%
3 | 30 | 19 | 4.8657e-08 | 6.1218e-08 | 0 | 0% | 0% | 3 | 30 | 19 | 4.8657e-08 | 6.0752e-08 | 0 | 0% | 0%
3 | 30 | 20 | 1.9011e-08 | 2.3919e-08 | 0 | 0% | 0% | 3 | 30 | 20 | 1.9011e-08 | 2.3737e-08 | 0 | 0% | 0%
3 | 30 | 21 | 2.7911e-09 | 3.5117e-09 | 0 | 0% | 0% | 3 | 30 | 21 | 2.7911e-09 | 3.485e-09 | 0 | 0% | 0%
3 | 30 | 22 | 1.0007e-10 | 1.259e-10 | 0 | 0% | 0% | 3 | 30 | 22 | 1.0007e-10 | 1.2494e-10 | 0 | 0% | 0%
3 | 30 | 23 | 0 | 0 | 0 | 0% | 0% | 3 | 30 | 23 | 0 | 0 | 0 | 0% | 0%
3 | 31 | 0 | 0 | 0 | 0 | 0% | 0% | 3 | 31 | 0 | 0 | 0 | 0 | 0% | 0%
3 | 31 | 1 | 0 | 0 | 0 | 0% | 0% | 3 | 31 | 1 | 0 | 0 | 0 | 0% | 0%
3 | 31 | 2 | 0 | 0 | 0 | 0% | 0% | 3 | 31 | 2 | 0 | 0 | 0 | 0% | 0%
3 | 31 | 3 | 0 | 0 | 0 | 0% | 0% | 3 | 31 | 3 | 0 | 0 | 0 | 0% | 0%
3 | 31 | 4 | 0 | 0 | 0 | 0% | 0% | 3 | 31 | 4 | 0 | 0 | 0 | 0% | 0%
3 | 31 | 5 | 1.5377e-08 | 1.9346e-08 | 0 | 0% | 0% | 3 | 31 | 5 | 1.5377e-08 | 1.9199e-08 | 0 | 0% | 0%
3 | 31 | 6 | 6.9759e-07 | 8.7767e-07 | 0 | 0% | 0% | 3 | 31 | 6 | 6.9759e-07 | 8.7099e-07 | 0 | 0% | 0%
3 | 31 | 7 | 7.3173e-07 | 9.2062e-07 | 7.5444 | 0.7544% | 6.946e-07% | 3 | 31 | 7 | 7.3173e-07 | 9.1362e-07 | 7.5444 | 0.7544% | 6.893e-07%
3 | 31 | 8 | 8.1681e-07 | 1.0277e-06 | 85.3692 | 8.537% | 8.773e-06% | 3 | 31 | 8 | 8.2871e-07 | 1.0347e-06 | 85.3692 | 8.537% | 8.833e-06%
3 | 31 | 9 | 5.3198e-07 | 6.6931e-07 | 94.8984 | 9.49% | 6.352e-06% | 3 | 31 | 9 | 5.4352e-07 | 6.7863e-07 | 94.8984 | 9.49% | 6.44e-06%
3 | 31 | 10 | 2.9225e-07 | 3.6769e-07 | 212.886 | 21.29% | 7.828e-06% | 3 | 31 | 10 | 3.0067e-07 | 3.7542e-07 | 212.886 | 21.29% | 7.992e-06%
3 | 31 | 11 | 1.1014e-07 | 1.3857e-07 | 282.474 | 28.25% | 3.914e-06% | 3 | 31 | 11 | 1.15e-07 | 1.4358e-07 | 282.474 | 28.25% | 4.056e-06%
3 | 31 | 12 | 2.4039e-08 | 3.0244e-08 | 384.6972 | 38.47% | 1.163e-06% | 3 | 31 | 12 | 2.4982e-08 | 3.1192e-08 | 384.6972 | 38.47% | 1.2e-06%
3 | 31 | 13 | 1.2073e-08 | 1.519e-08 | 789.102 | 78.91% | 1.199e-06% | 3 | 31 | 13 | 1.2568e-08 | 1.5692e-08 | 789.102 | 78.91% | 1.238e-06%
3 | 31 | 14 | 4.0962e-09 | 5.1536e-09 | 838.8984 | 83.89% | 4.323e-07% | 3 | 31 | 14 | 4.2647e-09 | 5.3248e-09 | 838.8984 | 83.89% | 4.467e-07%
3 | 31 | 15 | 2.2221e-09 | 2.7957e-09 | 699.63 | 69.96% | 1.956e-07% | 3 | 31 | 15 | 2.2952e-09 | 2.8658e-09 | 699.63 | 69.96% | 2.005e-07%
3 | 31 | 16 | 2.6849e-09 | 3.378e-09 | 222.4068 | 22.24% | 7.513e-08% | 3 | 31 | 16 | 2.7272e-09 | 3.4052e-09 | 222.4068 | 22.24% | 7.573e-08%
3 | 31 | 17 | 2.5724e-09 | 3.2364e-09 | 257.322 | 25.73% | 8.328e-08% | 3 | 31 | 17 | 2.5961e-09 | 3.2415e-09 | 257.322 | 25.73% | 8.341e-08%
3 | 31 | 18 | 4.5465e-09 | 5.7201e-09 | 47.1732 | 4.717% | 2.698e-08% | 3 | 31 | 18 | 4.5465e-09 | 5.6766e-09 | 47.1732 | 4.717% | 2.678e-08%
3 | 31 | 19 | 4.4165e-08 | 5.5567e-08 | 0 | 0% | 0% | 3 | 31 | 19 | 4.4165e-08 | 5.5144e-08 | 0 | 0% | 0%
3 | 31 | 20 | 2.8211e-08 | 3.5494e-08 | 0 | 0% | 0% | 3 | 31 | 20 | 2.8211e-08 | 3.5224e-08 | 0 | 0% | 0%
3 | 31 | 21 | 5.5219e-09 | 6.9473e-09 | 0 | 0% | 0% | 3 | 31 | 21 | 5.5219e-09 | 6.8945e-09 | 0 | 0% | 0%
3 | 31 | 22 | 5.015e-10 | 6.3097e-10 | 0 | 0% | 0% | 3 | 31 | 22 | 5.015e-10 | 6.2617e-10 | 0 | 0% | 0%
3 | 31 | 23 | 0 | 0 | 0 | 0% | 0% | 3 | 31 | 23 | 0 | 0 | 0 | 0% | 0%
4 | 1 | 0 | 0 | 0 | 0 | 0% | 0% | 4 | 1 | 0 | 0 | 0 | 0 | 0% | 0%
4 | 1 | 1 | 0 | 0 | 0 | 0% | 0% | 4 | 1 | 1 | 0 | 0 | 0 | 0% | 0%
4 | 1 | 2 | 0 | 0 | 0 | 0% | 0% | 4 | 1 | 2 | 0 | 0 | 0 | 0% | 0%
4 | 1 | 3 | 0 | 0 | 0 | 0% | 0% | 4 | 1 | 3 | 0 | 0 | 0 | 0% | 0%
4 | 1 | 4 | 0 | 0 | 0 | 0% | 0% | 4 | 1 | 4 | 0 | 0 | 0 | 0% | 0%
4 | 1 | 5 | 0 | 0 | 0 | 0% | 0% | 4 | 1 | 5 | 0 | 0 | 0 | 0% | 0%
4 | 1 | 6 | 0 | 0 | 0 | 0% | 0% | 4 | 1 | 6 | 0 | 0 | 0 | 0% | 0%
4 | 1 | 7 | 0 | 0 | 136.314 | 13.63% | 0% | 4 | 1 | 7 | 0 | 0 | 136.314 | 13.63% | 0%
4 | 1 | 8 | 0 | 0 | 391.6608 | 39.17% | 0% | 4 | 1 | 8 | 0 | 0 | 391.6608 | 39.17% | 0%
4 | 1 | 9 | 0 | 0 | 613.692 | 61.37% | 0% | 4 | 1 | 9 | 0 | 0 | 613.692 | 61.37% | 0%
4 | 1 | 10 | 0 | 0 | 763.6764 | 76.37% | 0% | 4 | 1 | 10 | 0 | 0 | 763.6764 | 76.37% | 0%
4 | 1 | 11 | 0 | 0 | 858.2088 | 85.82% | 0% | 4 | 1 | 11 | 0 | 0 | 858.2088 | 85.82% | 0%
4 | 1 | 12 | 0 | 0 | 920.1216 | 92.01% | 0% | 4 | 1 | 12 | 0 | 0 | 920.1216 | 92.01% | 0%
4 | 1 | 13 | 0 | 0 | 848.52 | 84.85% | 0% | 4 | 1 | 13 | 0 | 0 | 848.52 | 84.85% | 0%
4 | 1 | 14 | 0 | 0 | 736.272 | 73.63% | 0% | 4 | 1 | 14 | 0 | 0 | 736.272 | 73.63% | 0%
4 | 1 | 15 | 0 | 0 | 585.4308 | 58.54% | 0% | 4 | 1 | 15 | 0 | 0 | 585.4308 | 58.54% | 0%
4 | 1 | 16 | 0 | 0 | 472.0824 | 47.21% | 0% | 4 | 1 | 16 | 0 | 0 | 472.0824 | 47.21% | 0%
4 | 1 | 17 | 0 | 0 | 259.1412 | 25.91% | 0% | 4 | 1 | 17 | 0 | 0 | 259.1412 | 25.91% | 0%
4 | 1 | 18 | 0 | 0 | 41.1924 | 4.119% | 0% | 4 | 1 | 18 | 0 | 0 | 41.1924 | 4.119% | 0%
4 | 1 | 19 | 0 | 0 | 0 | 0% | 0% | 4 | 1 | 19 | 0 | 0 | 0 | 0% | 0%
4 | 1 | 20 | 0 | 0 | 0 | 0% | 0% | 4 | 1 | 20 | 0 | 0 | 0 | 0% | 0%
4 | 1 | 21 | 0 | 0 | 0 | 0% | 0% | 4 | 1 | 21 | 0 | 0 | 0 | 0% | 0%
4 | 1 | 22 | 0 | 0 | 0 | 0% | 0% | 4 | 1 | 22 | 0 | 0 | 0 | 0% | 0%
4 | 1 | 23 | 0 | 0 | 0 | 0% | 0% | 4 | 1 | 23 | 0 | 0 | 0 | 0% | 0%
4 | 2 | 0 | 0 | 0 | 0 | 0% | 0% | 4 | 2 | 0 | 0 | 0 | 0 | 0% | 0%
4 | 2 | 1 | 0 | 0 | 0 | 0% | 0% | 4 | 2 | 1 | 0 | 0 | 0 | 0% | 0%
4 | 2 | 2 | 0 | 0 | 0 | 0% | 0% | 4 | 2 | 2 | 0 | 0 | 0 | 0% | 0%
4 | 2 | 3 | 0 | 0 | 0 | 0% | 0% | 4 | 2 | 3 | 0 | 0 | 0 | 0% | 0%
4 | 2 | 4 | 0 | 0 | 0 | 0% | 0% | 4 | 2 | 4 | 0 | 0 | 0 | 0% | 0%
4 | 2 | 5 | 0 | 0 | 0 | 0% | 0% | 4 | 2 | 5 | 0 | 0 | 0 | 0% | 0%
4 | 2 | 6 | 0 | 0 | 0 | 0% | 0% | 4 | 2 | 6 | 0 | 0 | 0 | 0% | 0%
4 | 2 | 7 | 0 | 0 | 0.9864 | 0.09864% | 0% | 4 | 2 | 7 | 0 | 0 | 0.9864 | 0.09864% | 0%
4 | 2 | 8 | 0 | 0 | 22.164 | 2.216% | 0% | 4 | 2 | 8 | 0 | 0 | 22.164 | 2.216% | 0%
4 | 2 | 9 | 0 | 0 | 37.0716 | 3.707% | 0% | 4 | 2 | 9 | 0 | 0 | 37.0716 | 3.707% | 0%
4 | 2 | 10 | 0 | 0 | 213.5472 | 21.35% | 0% | 4 | 2 | 10 | 0 | 0 | 213.5472 | 21.35% | 0%
4 | 2 | 11 | 0 | 0 | 554.8572 | 55.49% | 0% | 4 | 2 | 11 | 0 | 0 | 554.8572 | 55.49% | 0%
4 | 2 | 12 | 0 | 0 | 154.6152 | 15.46% | 0% | 4 | 2 | 12 | 0 | 0 | 154.6152 | 15.46% | 0%
4 | 2 | 13 | 0 | 0 | 844.4196 | 84.44% | 0% | 4 | 2 | 13 | 0 | 0 | 844.4196 | 84.44% | 0%
4 | 2 | 14 | 0 | 0 | 25.1268 | 2.513% | 0% | 4 | 2 | 14 | 0 | 0 | 25.1268 | 2.513% | 0%
4 | 2 | 15 | 0 | 0 | 16.7196 | 1.672% | 0% | 4 | 2 | 15 | 0 | 0 | 16.7196 | 1.672% | 0%
4 | 2 | 16 | 0 | 0 | 325.56 | 32.56% | 0% | 4 | 2 | 16 | 0 | 0 | 325.56 | 32.56% | 0%
4 | 2 | 17 | 0 | 0 | 136.032 | 13.6% | 0% | 4 | 2 | 17 | 0 | 0 | 136.032 | 13.6% | 0%
4 | 2 | 18 | 0 | 0 | 0 | 0% | 0% | 4 | 2 | 18 | 0 | 0 | 0 | 0% | 0%
4 | 2 | 19 | 0 | 0 | 0 | 0% | 0% | 4 | 2 | 19 | 0 | 0 | 0 | 0% | 0%
4 | 2 | 20 | 0 | 0 | 0 | 0% | 0% | 4 | 2 | 20 | 0 | 0 | 0 | 0% | 0%
4 | 2 | 21 | 0 | 0 | 0 | 0% | 0% | 4 | 2 | 21 | 0 | 0 | 0 | 0% | 0%
4 | 2 | 22 | 0 | 0 | 0 | 0% | 0% | 4 | 2 | 22 | 0 | 0 | 0 | 0% | 0%
4 | 2 | 23 | 0 | 0 | 0 | 0% | 0% | 4 | 2 | 23 | 0 | 0 | 0 | 0% | 0%
4 | 3 | 0 | 0 | 0 | 0 | 0% | 0% | 4 | 3 | 0 | 0 | 0 | 0 | 0% | 0%
4 | 3 | 1 | 0 | 0 | 0 | 0% | 0% | 4 | 3 | 1 | 0 | 0 | 0 | 0% | 0%
4 | 3 | 2 | 0 | 0 | 0 | 0% | 0% | 4 | 3 | 2 | 0 | 0 | 0 | 0% | 0%
4 | 3 | 3 | 0 | 0 | 0 | 0% | 0% | 4 | 3 | 3 | 0 | 0 | 0 | 0% | 0%
4 | 3 | 4 | 0 | 0 | 0 | 0% | 0% | 4 | 3 | 4 | 0 | 0 | 0 | 0% | 0%
4 | 3 | 5 | 0 | 0 | 0 | 0% | 0% | 4 | 3 | 5 | 0 | 0 | 0 | 0% | 0%
4 | 3 | 6 | 0 | 0 | 0 | 0% | 0% | 4 | 3 | 6 | 0 | 0 | 0 | 0% | 0%
4 | 3 | 7 | 0 | 0 | 9.0864 | 0.9086% | 0% | 4 | 3 | 7 | 0 | 0 | 9.0864 | 0.9086% | 0%
4 | 3 | 8 | 0 | 0 | 54.3348 | 5.433% | 0% | 4 | 3 | 8 | 0 | 0 | 54.3348 | 5.433% | 0%
4 | 3 | 9 | 0 | 0 | 47.0904 | 4.709% | 0% | 4 | 3 | 9 | 0 | 0 | 47.0904 | 4.709% | 0%
4 | 3 | 10 | 0 | 0 | 86.9076 | 8.691% | 0% | 4 | 3 | 10 | 0 | 0 | 86.9076 | 8.691% | 0%
4 | 3 | 11 | 0 | 0 | 587.5248 | 58.75% | 0% | 4 | 3 | 11 | 0 | 0 | 587.5248 | 58.75% | 0%
4 | 3 | 12 | 0 | 0 | 455.8368 | 45.58% | 0% | 4 | 3 | 12 | 0 | 0 | 455.8368 | 45.58% | 0%
4 | 3 | 13 | 0 | 0 | 54.162 | 5.416% | 0% | 4 | 3 | 13 | 0 | 0 | 54.162 | 5.416% | 0%
4 | 3 | 14 | 0 | 0 | 227.8308 | 22.78% | 0% | 4 | 3 | 14 | 0 | 0 | 227.8308 | 22.78% | 0%
4 | 3 | 15 | 0 | 0 | 77.1264 | 7.713% | 0% | 4 | 3 | 15 | 0 | 0 | 77.1264 | 7.713% | 0%
4 | 3 | 16 | 0 | 0 | 13.2528 | 1.325% | 0% | 4 | 3 | 16 | 0 | 0 | 13.2528 | 1.325% | 0%
4 | 3 | 17 | 0 | 0 | 3.144 | 0.3144% | 0% | 4 | 3 | 17 | 0 | 0 | 3.144 | 0.3144% | 0%
4 | 3 | 18 | 0 | 0 | 48.9732 | 4.897% | 0% | 4 | 3 | 18 | 0 | 0 | 48.9732 | 4.897% | 0%
4 | 3 | 19 | 0 | 0 | 0 | 0% | 0% | 4 | 3 | 19 | 0 | 0 | 0 | 0% | 0%
4 | 3 | 20 | 0 | 0 | 0 | 0% | 0% | 4 | 3 | 20 | 0 | 0 | 0 | 0% | 0%
4 | 3 | 21 | 0 | 0 | 0 | 0% | 0% | 4 | 3 | 21 | 0 | 0 | 0 | 0% | 0%
4 | 3 | 22 | 0 | 0 | 0 | 0% | 0% | 4 | 3 | 22 | 0 | 0 | 0 | 0% | 0%
4 | 3 | 23 | 0 | 0 | 0 | 0% | 0% | 4 | 3 | 23 | 0 | 0 | 0 | 0% | 0%
4 | 4 | 0 | 0 | 0 | 0 | 0% | 0% | 4 | 4 | 0 | 0 | 0 | 0 | 0% | 0%
4 | 4 | 1 | 0 | 0 | 0 | 0% | 0% | 4 | 4 | 1 | 0 | 0 | 0 | 0% | 0%
4 | 4 | 2 | 0 | 0 | 0 | 0% | 0% | 4 | 4 | 2 | 0 | 0 | 0 | 0% | 0%
4 | 4 | 3 | 0 | 0 | 0 | 0% | 0% | 4 | 4 | 3 | 0 | 0 | 0 | 0% | 0%
4 | 4 | 4 | 0 | 0 | 0 | 0% | 0% | 4 | 4 | 4 | 0 | 0 | 0 | 0% | 0%
4 | 4 | 5 | 0 | 0 | 0 | 0% | 0% | 4 | 4 | 5 | 0 | 0 | 0 | 0% | 0%
4 | 4 | 6 | 4.9362e-10 | 6.2105e-10 | 0 | 0% | 0% | 4 | 4 | 6 | 4.9362e-10 | 6.1632e-10 | 0 | 0% | 0%
4 | 4 | 7 | 1.4058e-09 | 1.7687e-09 | 156.366 | 15.64% | 2.766e-08% | 4 | 4 | 7 | 1.4058e-09 | 1.7553e-09 | 156.366 | 15.64% | 2.745e-08%
4 | 4 | 8 | 1.4064e-09 | 1.7695e-09 | 423.2952 | 42.33% | 7.49e-08% | 4 | 4 | 8 | 1.4316e-09 | 1.7875e-09 | 423.2952 | 42.33% | 7.566e-08%
4 | 4 | 9 | 1.6874e-09 | 2.123e-09 | 654.5892 | 65.46% | 1.39e-07% | 4 | 4 | 9 | 1.762e-09 | 2.2e-09 | 654.5892 | 65.46% | 1.44e-07%
4 | 4 | 10 | 1.8218e-09 | 2.2921e-09 | 811.4448 | 81.14% | 1.86e-07% | 4 | 4 | 10 | 1.9119e-09 | 2.3871e-09 | 811.4448 | 81.14% | 1.937e-07%
4 | 4 | 11 | 1.3824e-09 | 1.7393e-09 | 903.3948 | 90.34% | 1.571e-07% | 4 | 4 | 11 | 1.4685e-09 | 1.8336e-09 | 903.3948 | 90.34% | 1.656e-07%
4 | 4 | 12 | 9.6732e-10 | 1.217e-09 | 937.6416 | 93.76% | 1.141e-07% | 4 | 4 | 12 | 1.035e-09 | 1.2922e-09 | 937.6416 | 93.76% | 1.212e-07%
4 | 4 | 13 | 3.2041e-10 | 4.0312e-10 | 913.7664 | 91.38% | 3.684e-08% | 4 | 4 | 13 | 4.098e-10 | 5.1167e-10 | 913.7664 | 91.38% | 4.675e-08%
4 | 4 | 14 | 0 | 0 | 838.602 | 83.86% | 0% | 4 | 4 | 14 | 0 | 0 | 838.602 | 83.86% | 0%
4 | 4 | 15 | 0 | 0 | 726.8232 | 72.68% | 0% | 4 | 4 | 15 | 0 | 0 | 726.8232 | 72.68% | 0%
4 | 4 | 16 | 0 | 0 | 518.6268 | 51.86% | 0% | 4 | 4 | 16 | 0 | 0 | 518.6268 | 51.86% | 0%
4 | 4 | 17 | 0 | 0 | 269.0832 | 26.91% | 0% | 4 | 4 | 17 | 0 | 0 | 269.0832 | 26.91% | 0%
4 | 4 | 18 | 0 | 0 | 51.8628 | 5.186% | 0% | 4 | 4 | 18 | 0 | 0 | 51.8628 | 5.186% | 0%
4 | 4 | 19 | 6.1535e-10 | 7.7421e-10 | 0 | 0% | 0% | 4 | 4 | 19 | 6.1535e-10 | 7.6832e-10 | 0 | 0% | 0%
4 | 4 | 20 | 5.6964e-10 | 7.167e-10 | 0 | 0% | 0% | 4 | 4 | 20 | 5.6964e-10 | 7.1125e-10 | 0 | 0% | 0%
4 | 4 | 21 | 0 | 0 | 0 | 0% | 0% | 4 | 4 | 21 | 0 | 0 | 0 | 0% | 0%
4 | 4 | 22 | 0 | 0 | 0 | 0% | 0% | 4 | 4 | 22 | 0 | 0 | 0 | 0% | 0%
4 | 4 | 23 | 0 | 0 | 0 | 0% | 0% | 4 | 4 | 23 | 0 | 0 | 0 | 0% | 0%
4 | 5 | 0 | 0 | 0 | 0 | 0% | 0% | 4 | 5 | 0 | 0 | 0 | 0 | 0% | 0%
4 | 5 | 1 | 0 | 0 | 0 | 0% | 0% | 4 | 5 | 1 | 0 | 0 | 0 | 0% | 0%
4 | 5 | 2 | 0 | 0 | 0 | 0% | 0% | 4 | 5 | 2 | 0 | 0 | 0 | 0% | 0%
4 | 5 | 3 | 0 | 0 | 0 | 0% | 0% | 4 | 5 | 3 | 0 | 0 | 0 | 0% | 0%
4 | 5 | 4 | 0 | 0 | 0 | 0% | 0% | 4 | 5 | 4 | 0 | 0 | 0 | 0% | 0%
4 | 5 | 5 | 3.4977e-09 | 4.4006e-09 | 0 | 0% | 0% | 4 | 5 | 5 | 3.4977e-09 | 4.3671e-09 | 0 | 0% | 0%
4 | 5 | 6 | 2.3327e-08 | 2.9349e-08 | 0 | 0% | 0% | 4 | 5 | 6 | 2.3327e-08 | 2.9125e-08 | 0 | 0% | 0%
4 | 5 | 7 | 3.9297e-08 | 4.9442e-08 | 154.884 | 15.49% | 7.658e-07% | 4 | 5 | 7 | 3.9297e-08 | 4.9066e-08 | 154.884 | 15.49% | 7.599e-07%
4 | 5 | 8 | 2.4115e-08 | 3.034e-08 | 409.746 | 40.97% | 1.243e-06% | 4 | 5 | 8 | 2.4115e-08 | 3.0109e-08 | 409.746 | 40.97% | 1.234e-06%
4 | 5 | 9 | 1.3984e-08 | 1.7594e-08 | 637.476 | 63.75% | 1.122e-06% | 4 | 5 | 9 | 1.4092e-08 | 1.7595e-08 | 637.476 | 63.75% | 1.122e-06%
4 | 5 | 10 | 7.8317e-09 | 9.8535e-09 | 738.9936 | 73.9% | 7.282e-07% | 4 | 5 | 10 | 7.9627e-09 | 9.9421e-09 | 738.9936 | 73.9% | 7.347e-07%
4 | 5 | 11 | 5.4637e-09 | 6.8742e-09 | 794.1528 | 79.42% | 5.459e-07% | 4 | 5 | 11 | 5.5462e-09 | 6.9248e-09 | 794.1528 | 79.42% | 5.499e-07%
4 | 5 | 12 | 3.0847e-09 | 3.881e-09 | 929.0244 | 92.9% | 3.606e-07% | 4 | 5 | 12 | 3.1124e-09 | 3.8861e-09 | 929.0244 | 92.9% | 3.61e-07%
4 | 5 | 13 | 1.9139e-09 | 2.408e-09 | 805.4796 | 80.55% | 1.94e-07% | 4 | 5 | 13 | 1.9492e-09 | 2.4337e-09 | 805.4796 | 80.55% | 1.96e-07%
4 | 5 | 14 | 9.9484e-10 | 1.2517e-09 | 722.5392 | 72.25% | 9.044e-08% | 4 | 5 | 14 | 1.0134e-09 | 1.2653e-09 | 722.5392 | 72.25% | 9.142e-08%
4 | 5 | 15 | 0 | 0 | 573.264 | 57.33% | 0% | 4 | 5 | 15 | 0 | 0 | 573.264 | 57.33% | 0%
4 | 5 | 16 | 0 | 0 | 322.6092 | 32.26% | 0% | 4 | 5 | 16 | 0 | 0 | 322.6092 | 32.26% | 0%
4 | 5 | 17 | 0 | 0 | 166.1904 | 16.62% | 0% | 4 | 5 | 17 | 0 | 0 | 166.1904 | 16.62% | 0%
4 | 5 | 18 | 0 | 0 | 18.5904 | 1.859% | 0% | 4 | 5 | 18 | 0 | 0 | 18.5904 | 1.859% | 0%
4 | 5 | 19 | 3.437e-09 | 4.3243e-09 | 0 | 0% | 0% | 4 | 5 | 19 | 3.437e-09 | 4.2914e-09 | 0 | 0% | 0%
4 | 5 | 20 | 3.4671e-09 | 4.3621e-09 | 0 | 0% | 0% | 4 | 5 | 20 | 3.4671e-09 | 4.3289e-09 | 0 | 0% | 0%
4 | 5 | 21 | 1.3282e-09 | 1.6711e-09 | 0 | 0% | 0% | 4 | 5 | 21 | 1.3282e-09 | 1.6584e-09 | 0 | 0% | 0%
4 | 5 | 22 | 0 | 0 | 0 | 0% | 0% | 4 | 5 | 22 | 0 | 0 | 0 | 0% | 0%
4 | 5 | 23 | 0 | 0 | 0 | 0% | 0% | 4 | 5 | 23 | 0 | 0 | 0 | 0% | 0%
4 | 6 | 0 | 0 | 0 | 0 | 0% | 0% | 4 | 6 | 0 | 0 | 0 | 0 | 0% | 0%
4 | 6 | 1 | 0 | 0 | 0 | 0% | 0% | 4 | 6 | 1 | 0 | 0 | 0 | 0% | 0%
4 | 6 | 2 | 0 | 0 | 0 | 0% | 0% | 4 | 6 | 2 | 0 | 0 | 0 | 0% | 0%
4 | 6 | 3 | 0 | 0 | 0 | 0% | 0% | 4 | 6 | 3 | 0 | 0 | 0 | 0% | 0%
4 | 6 | 4 | 0 | 0 | 0 | 0% | 0% | 4 | 6 | 4 | 0 | 0 | 0 | 0% | 0%
4 | 6 | 5 | 3.437e-09 | 4.3243e-09 | 0 | 0% | 0% | 4 | 6 | 5 | 3.437e-09 | 4.2914e-09 | 0 | 0% | 0%
4 | 6 | 6 | 2.7433e-08 | 3.4515e-08 | 0 | 0% | 0% | 4 | 6 | 6 | 2.7433e-08 | 3.4253e-08 | 0 | 0% | 0%
4 | 6 | 7 | 1.5251e-08 | 1.9188e-08 | 35.0184 | 3.502% | 6.719e-08% | 4 | 6 | 7 | 1.5251e-08 | 1.9042e-08 | 35.0184 | 3.502% | 6.668e-08%
4 | 6 | 8 | 1.5837e-08 | 1.9925e-08 | 48.5256 | 4.853% | 9.669e-08% | 4 | 6 | 8 | 1.5837e-08 | 1.9774e-08 | 48.5256 | 4.853% | 9.595e-08%
4 | 6 | 9 | 9.872e-09 | 1.242e-08 | 137.5188 | 13.75% | 1.708e-07% | 4 | 6 | 9 | 1.0122e-08 | 1.2638e-08 | 137.5188 | 13.75% | 1.738e-07%
4 | 6 | 10 | 6.7331e-09 | 8.4713e-09 | 332.676 | 33.27% | 2.818e-07% | 4 | 6 | 10 | 6.9513e-09 | 8.6792e-09 | 332.676 | 33.27% | 2.887e-07%
4 | 6 | 11 | 3.5014e-09 | 4.4052e-09 | 314.6556 | 31.47% | 1.386e-07% | 4 | 6 | 11 | 3.6181e-09 | 4.5175e-09 | 314.6556 | 31.47% | 1.421e-07%
4 | 6 | 12 | 2.7578e-09 | 3.4698e-09 | 689.934 | 68.99% | 2.394e-07% | 4 | 6 | 12 | 2.8318e-09 | 3.5358e-09 | 689.934 | 68.99% | 2.439e-07%
4 | 6 | 13 | 2.191e-09 | 2.7566e-09 | 631.7292 | 63.17% | 1.741e-07% | 4 | 6 | 13 | 2.2809e-09 | 2.8479e-09 | 631.7292 | 63.17% | 1.799e-07%
4 | 6 | 14 | 1.3391e-09 | 1.6847e-09 | 309.018 | 30.9% | 5.206e-08% | 4 | 6 | 14 | 1.3837e-09 | 1.7276e-09 | 309.018 | 30.9% | 5.339e-08%
4 | 6 | 15 | 1.0646e-09 | 1.3395e-09 | 366.324 | 36.63% | 4.907e-08% | 4 | 6 | 15 | 1.1335e-09 | 1.4152e-09 | 366.324 | 36.63% | 5.184e-08%
4 | 6 | 16 | 1.1816e-09 | 1.4867e-09 | 315.4524 | 31.55% | 4.69e-08% | 4 | 6 | 16 | 1.201e-09 | 1.4995e-09 | 315.4524 | 31.55% | 4.73e-08%
4 | 6 | 17 | 1.0258e-09 | 1.2906e-09 | 142.0752 | 14.21% | 1.834e-08% | 4 | 6 | 17 | 1.0258e-09 | 1.2808e-09 | 142.0752 | 14.21% | 1.82e-08%
4 | 6 | 18 | 1.6855e-09 | 2.1207e-09 | 47.6388 | 4.764% | 1.01e-08% | 4 | 6 | 18 | 1.6855e-09 | 2.1045e-09 | 47.6388 | 4.764% | 1.003e-08%
4 | 6 | 19 | 2.8051e-09 | 3.5293e-09 | 0 | 0% | 0% | 4 | 6 | 19 | 2.8051e-09 | 3.5024e-09 | 0 | 0% | 0%
4 | 6 | 20 | 1.7749e-09 | 2.2331e-09 | 0 | 0% | 0% | 4 | 6 | 20 | 1.7749e-09 | 2.2161e-09 | 0 | 0% | 0%
4 | 6 | 21 | 0 | 0 | 0 | 0% | 0% | 4 | 6 | 21 | 0 | 0 | 0 | 0% | 0%
4 | 6 | 22 | 0 | 0 | 0 | 0% | 0% | 4 | 6 | 22 | 0 | 0 | 0 | 0% | 0%
4 | 6 | 23 | 0 | 0 | 0 | 0% | 0% | 4 | 6 | 23 | 0 | 0 | 0 | 0% | 0%
4 | 7 | 0 | 0 | 0 | 0 | 0% | 0% | 4 | 7 | 0 | 0 | 0 | 0 | 0% | 0%
4 | 7 | 1 | 0 | 0 | 0 | 0% | 0% | 4 | 7 | 1 | 0 | 0 | 0 | 0% | 0%
4 | 7 | 2 | 0 | 0 | 0 | 0% | 0% | 4 | 7 | 2 | 0 | 0 | 0 | 0% | 0%
4 | 7 | 3 | 0 | 0 | 0 | 0% | 0% | 4 | 7 | 3 | 0 | 0 | 0 | 0% | 0%
4 | 7 | 4 | 0 | 0 | 0 | 0% | 0% | 4 | 7 | 4 | 0 | 0 | 0 | 0% | 0%
4 | 7 | 5 | 1.1573e-10 | 1.4561e-10 | 0 | 0% | 0% | 4 | 7 | 5 | 1.1573e-10 | 1.445e-10 | 0 | 0% | 0%
4 | 7 | 6 | 2.9775e-09 | 3.7461e-09 | 0 | 0% | 0% | 4 | 7 | 6 | 2.9775e-09 | 3.7177e-09 | 0 | 0% | 0%
4 | 7 | 7 | 4.7867e-09 | 6.0224e-09 | 5.0352 | 0.5035% | 3.032e-09% | 4 | 7 | 7 | 4.7867e-09 | 5.9766e-09 | 5.0352 | 0.5035% | 3.009e-09%
4 | 7 | 8 | 6.2612e-09 | 7.8775e-09 | 62.07 | 6.207% | 4.89e-08% | 4 | 7 | 8 | 6.363e-09 | 7.9448e-09 | 62.07 | 6.207% | 4.931e-08%
4 | 7 | 9 | 8.4724e-09 | 1.066e-08 | 145.872 | 14.59% | 1.555e-07% | 4 | 7 | 9 | 8.6792e-09 | 1.0837e-08 | 145.872 | 14.59% | 1.581e-07%
4 | 7 | 10 | 5.9242e-09 | 7.4535e-09 | 62.3244 | 6.232% | 4.645e-08% | 4 | 7 | 10 | 6.018e-09 | 7.5139e-09 | 62.3244 | 6.232% | 4.683e-08%
4 | 7 | 11 | 6.6804e-09 | 8.405e-09 | 590.3016 | 59.03% | 4.961e-07% | 4 | 7 | 11 | 6.7303e-09 | 8.4033e-09 | 590.3016 | 59.03% | 4.96e-07%
4 | 7 | 12 | 6.1576e-09 | 7.7472e-09 | 674.2644 | 67.43% | 5.224e-07% | 4 | 7 | 12 | 6.1576e-09 | 7.6882e-09 | 674.2644 | 67.43% | 5.184e-07%
4 | 7 | 13 | 4.9487e-09 | 6.2262e-09 | 479.46 | 47.95% | 2.985e-07% | 4 | 7 | 13 | 4.9487e-09 | 6.1788e-09 | 479.46 | 47.95% | 2.963e-07%
4 | 7 | 14 | 3.8327e-09 | 4.8221e-09 | 420.2688 | 42.03% | 2.027e-07% | 4 | 7 | 14 | 3.8327e-09 | 4.7854e-09 | 420.2688 | 42.03% | 2.011e-07%
4 | 7 | 15 | 3.1863e-09 | 4.0089e-09 | 101.586 | 10.16% | 4.072e-08% | 4 | 7 | 15 | 3.2125e-09 | 4.0111e-09 | 101.586 | 10.16% | 4.075e-08%
4 | 7 | 16 | 3.4378e-09 | 4.3253e-09 | 39.042 | 3.904% | 1.689e-08% | 4 | 7 | 16 | 3.4679e-09 | 4.3299e-09 | 39.042 | 3.904% | 1.69e-08%
4 | 7 | 17 | 3.8302e-09 | 4.8189e-09 | 42.4956 | 4.25% | 2.048e-08% | 4 | 7 | 17 | 3.8302e-09 | 4.7823e-09 | 42.4956 | 4.25% | 2.032e-08%
4 | 7 | 18 | 4.7857e-09 | 6.0211e-09 | 0.9372 | 0.09372% | 5.643e-10% | 4 | 7 | 18 | 4.7857e-09 | 5.9753e-09 | 0.9372 | 0.09372% | 5.6e-10%
4 | 7 | 19 | 9.3329e-09 | 1.1742e-08 | 0 | 0% | 0% | 4 | 7 | 19 | 9.3329e-09 | 1.1653e-08 | 0 | 0% | 0%
4 | 7 | 20 | 6.4689e-09 | 8.1389e-09 | 0 | 0% | 0% | 4 | 7 | 20 | 6.4689e-09 | 8.077e-09 | 0 | 0% | 0%
4 | 7 | 21 | 2.6877e-09 | 3.3815e-09 | 0 | 0% | 0% | 4 | 7 | 21 | 2.6877e-09 | 3.3558e-09 | 0 | 0% | 0%
4 | 7 | 22 | 3.1807e-10 | 4.0018e-10 | 0 | 0% | 0% | 4 | 7 | 22 | 3.1807e-10 | 3.9713e-10 | 0 | 0% | 0%
4 | 7 | 23 | 0 | 0 | 0 | 0% | 0% | 4 | 7 | 23 | 0 | 0 | 0 | 0% | 0%
4 | 8 | 0 | 0 | 0 | 0 | 0% | 0% | 4 | 8 | 0 | 0 | 0 | 0 | 0% | 0%
4 | 8 | 1 | 0 | 0 | 0 | 0% | 0% | 4 | 8 | 1 | 0 | 0 | 0 | 0% | 0%
4 | 8 | 2 | 0 | 0 | 0 | 0% | 0% | 4 | 8 | 2 | 0 | 0 | 0 | 0% | 0%
4 | 8 | 3 | 0 | 0 | 0 | 0% | 0% | 4 | 8 | 3 | 0 | 0 | 0 | 0% | 0%
4 | 8 | 4 | 7.5576e-10 | 9.5086e-10 | 0 | 0% | 0% | 4 | 8 | 4 | 7.5576e-10 | 9.4362e-10 | 0 | 0% | 0%
4 | 8 | 5 | 1.7302e-08 | 2.1769e-08 | 0 | 0% | 0% | 4 | 8 | 5 | 1.7302e-08 | 2.1603e-08 | 0 | 0% | 0%
4 | 8 | 6 | 6.6218e-08 | 8.3313e-08 | 0 | 0% | 0% | 4 | 8 | 6 | 6.6218e-08 | 8.2679e-08 | 0 | 0% | 0%
4 | 8 | 7 | 3.3464e-08 | 4.2103e-08 | 70.6956 | 7.07% | 2.977e-07% | 4 | 8 | 7 | 3.3464e-08 | 4.1783e-08 | 70.6956 | 7.07% | 2.954e-07%
4 | 8 | 8 | 3.4513e-08 | 4.3423e-08 | 113.154 | 11.32% | 4.913e-07% | 4 | 8 | 8 | 3.4513e-08 | 4.3093e-08 | 113.154 | 11.32% | 4.876e-07%
4 | 8 | 9 | 2.1934e-08 | 2.7596e-08 | 378.4164 | 37.84% | 1.044e-06% | 4 | 8 | 9 | 2.2097e-08 | 2.759e-08 | 378.4164 | 37.84% | 1.044e-06%
4 | 8 | 10 | 1.6907e-08 | 2.1272e-08 | 592.11 | 59.21% | 1.26e-06% | 4 | 8 | 10 | 1.7032e-08 | 2.1266e-08 | 592.11 | 59.21% | 1.259e-06%
4 | 8 | 11 | 1.124e-08 | 1.4141e-08 | 598.7496 | 59.87% | 8.467e-07% | 4 | 8 | 11 | 1.1508e-08 | 1.4368e-08 | 598.7496 | 59.87% | 8.603e-07%
4 | 8 | 12 | 9.3367e-09 | 1.1747e-08 | 599.0028 | 59.9% | 7.036e-07% | 4 | 8 | 12 | 9.4877e-09 | 1.1846e-08 | 599.0028 | 59.9% | 7.096e-07%
4 | 8 | 13 | 5.329e-09 | 6.7046e-09 | 476.1972 | 47.62% | 3.193e-07% | 4 | 8 | 13 | 5.4975e-09 | 6.8641e-09 | 476.1972 | 47.62% | 3.269e-07%
4 | 8 | 14 | 3.6473e-09 | 4.5888e-09 | 585.6756 | 58.57% | 2.688e-07% | 4 | 8 | 14 | 3.7359e-09 | 4.6646e-09 | 585.6756 | 58.57% | 2.732e-07%
4 | 8 | 15 | 2.403e-09 | 3.0234e-09 | 441.1176 | 44.11% | 1.334e-07% | 4 | 8 | 15 | 2.447e-09 | 3.0552e-09 | 441.1176 | 44.11% | 1.348e-07%
4 | 8 | 16 | 2.2794e-09 | 2.8678e-09 | 126.0648 | 12.61% | 3.615e-08% | 4 | 8 | 16 | 2.2977e-09 | 2.8688e-09 | 126.0648 | 12.61% | 3.617e-08%
4 | 8 | 17 | 2.2615e-09 | 2.8454e-09 | 52.0392 | 5.204% | 1.481e-08% | 4 | 8 | 17 | 2.2615e-09 | 2.8237e-09 | 52.0392 | 5.204% | 1.469e-08%
4 | 8 | 18 | 2.9002e-09 | 3.6488e-09 | 32.4012 | 3.24% | 1.182e-08% | 4 | 8 | 18 | 2.9002e-09 | 3.6211e-09 | 32.4012 | 3.24% | 1.173e-08%
4 | 8 | 19 | 7.9498e-09 | 1.0002e-08 | 0 | 0% | 0% | 4 | 8 | 19 | 7.9498e-09 | 9.9259e-09 | 0 | 0% | 0%
4 | 8 | 20 | 6.8309e-09 | 8.5943e-09 | 0 | 0% | 0% | 4 | 8 | 20 | 6.8309e-09 | 8.5289e-09 | 0 | 0% | 0%
4 | 8 | 21 | 3.675e-09 | 4.6236e-09 | 0 | 0% | 0% | 4 | 8 | 21 | 3.675e-09 | 4.5885e-09 | 0 | 0% | 0%
4 | 8 | 22 | 1.1903e-09 | 1.4976e-09 | 0 | 0% | 0% | 4 | 8 | 22 | 1.1903e-09 | 1.4862e-09 | 0 | 0% | 0%
4 | 8 | 23 | 0 | 0 | 0 | 0% | 0% | 4 | 8 | 23 | 0 | 0 | 0 | 0% | 0%
4 | 9 | 0 | 0 | 0 | 0 | 0% | 0% | 4 | 9 | 0 | 0 | 0 | 0 | 0% | 0%
4 | 9 | 1 | 0 | 0 | 0 | 0% | 0% | 4 | 9 | 1 | 0 | 0 | 0 | 0% | 0%
4 | 9 | 2 | 0 | 0 | 0 | 0% | 0% | 4 | 9 | 2 | 0 | 0 | 0 | 0% | 0%
4 | 9 | 3 | 0 | 0 | 0 | 0% | 0% | 4 | 9 | 3 | 0 | 0 | 0 | 0% | 0%
4 | 9 | 4 | 1.4901e-10 | 1.8747e-10 | 0 | 0% | 0% | 4 | 9 | 4 | 1.4901e-10 | 1.8605e-10 | 0 | 0% | 0%
4 | 9 | 5 | 1.5028e-09 | 1.8907e-09 | 0 | 0% | 0% | 4 | 9 | 5 | 1.5028e-09 | 1.8763e-09 | 0 | 0% | 0%
4 | 9 | 6 | 3.1857e-09 | 4.008e-09 | 3.8832 | 0.3883% | 1.556e-09% | 4 | 9 | 6 | 3.2118e-09 | 4.0102e-09 | 3.8832 | 0.3883% | 1.557e-09%
4 | 9 | 7 | 8.14e-09 | 1.0241e-08 | 129.3132 | 12.93% | 1.324e-07% | 4 | 9 | 7 | 8.2023e-09 | 1.0241e-08 | 129.3132 | 12.93% | 1.324e-07%
4 | 9 | 8 | 1.2395e-08 | 1.5594e-08 | 202.2828 | 20.23% | 3.154e-07% | 4 | 9 | 8 | 1.2699e-08 | 1.5856e-08 | 202.2828 | 20.23% | 3.207e-07%
4 | 9 | 9 | 7.2445e-09 | 9.1147e-09 | 218.424 | 21.84% | 1.991e-07% | 4 | 9 | 9 | 7.5235e-09 | 9.3937e-09 | 218.424 | 21.84% | 2.052e-07%
4 | 9 | 10 | 3.7383e-09 | 4.7034e-09 | 469.7172 | 46.97% | 2.209e-07% | 4 | 9 | 10 | 3.966e-09 | 4.9519e-09 | 469.7172 | 46.97% | 2.326e-07%
4 | 9 | 11 | 1.4568e-09 | 1.8329e-09 | 209.16 | 20.92% | 3.834e-08% | 4 | 9 | 11 | 1.543e-09 | 1.9266e-09 | 209.16 | 20.92% | 4.03e-08%
4 | 9 | 12 | 9.8645e-10 | 1.2411e-09 | 623.2944 | 62.33% | 7.736e-08% | 4 | 9 | 12 | 1.125e-09 | 1.4047e-09 | 623.2944 | 62.33% | 8.755e-08%
4 | 9 | 13 | 0 | 0 | 703.1256 | 70.31% | 0% | 4 | 9 | 13 | 0 | 0 | 703.1256 | 70.31% | 0%
4 | 9 | 14 | 0 | 0 | 449.2524 | 44.93% | 0% | 4 | 9 | 14 | 0 | 0 | 449.2524 | 44.93% | 0%
4 | 9 | 15 | 0 | 0 | 494.9652 | 49.5% | 0% | 4 | 9 | 15 | 0 | 0 | 494.9652 | 49.5% | 0%
4 | 9 | 16 | 0 | 0 | 191.1696 | 19.12% | 0% | 4 | 9 | 16 | 0 | 0 | 191.1696 | 19.12% | 0%
4 | 9 | 17 | 0 | 0 | 244.8312 | 24.48% | 0% | 4 | 9 | 17 | 0 | 0 | 244.8312 | 24.48% | 0%
4 | 9 | 18 | 0 | 0 | 52.5324 | 5.253% | 0% | 4 | 9 | 18 | 0 | 0 | 52.5324 | 5.253% | 0%
4 | 9 | 19 | 0 | 0 | 0 | 0% | 0% | 4 | 9 | 19 | 0 | 0 | 0 | 0% | 0%
4 | 9 | 20 | 2.7549e-10 | 3.4661e-10 | 0 | 0% | 0% | 4 | 9 | 20 | 2.7549e-10 | 3.4398e-10 | 0 | 0% | 0%
4 | 9 | 21 | 1.1573e-10 | 1.4561e-10 | 0 | 0% | 0% | 4 | 9 | 21 | 1.1573e-10 | 1.445e-10 | 0 | 0% | 0%
4 | 9 | 22 | 0 | 0 | 0 | 0% | 0% | 4 | 9 | 22 | 0 | 0 | 0 | 0% | 0%
4 | 9 | 23 | 0 | 0 | 0 | 0% | 0% | 4 | 9 | 23 | 0 | 0 | 0 | 0% | 0%
4 | 10 | 0 | 0 | 0 | 0 | 0% | 0% | 4 | 10 | 0 | 0 | 0 | 0 | 0% | 0%
4 | 10 | 1 | 0 | 0 | 0 | 0% | 0% | 4 | 10 | 1 | 0 | 0 | 0 | 0% | 0%
4 | 10 | 2 | 0 | 0 | 0 | 0% | 0% | 4 | 10 | 2 | 0 | 0 | 0 | 0% | 0%
4 | 10 | 3 | 0 | 0 | 0 | 0% | 0% | 4 | 10 | 3 | 0 | 0 | 0 | 0% | 0%
4 | 10 | 4 | 0 | 0 | 0 | 0% | 0% | 4 | 10 | 4 | 0 | 0 | 0 | 0% | 0%
4 | 10 | 5 | 0 | 0 | 0 | 0% | 0% | 4 | 10 | 5 | 0 | 0 | 0 | 0% | 0%
4 | 10 | 6 | 1.4752e-10 | 1.856e-10 | 3.2664 | 0.3266% | 6.063e-11% | 4 | 10 | 6 | 1.4752e-10 | 1.8419e-10 | 3.2664 | 0.3266% | 6.016e-11%
4 | 10 | 7 | 4.9475e-10 | 6.2247e-10 | 112.4988 | 11.25% | 7.003e-09% | 4 | 10 | 7 | 5.3914e-10 | 6.7316e-10 | 112.4988 | 11.25% | 7.573e-09%
4 | 10 | 8 | 1.163e-09 | 1.4633e-09 | 402.1104 | 40.21% | 5.884e-08% | 4 | 10 | 8 | 1.1914e-09 | 1.4875e-09 | 402.1104 | 40.21% | 5.981e-08%
4 | 10 | 9 | 0 | 0 | 621.7644 | 62.18% | 0% | 4 | 10 | 9 | 0 | 0 | 621.7644 | 62.18% | 0%
4 | 10 | 10 | 0 | 0 | 824.2464 | 82.42% | 0% | 4 | 10 | 10 | 0 | 0 | 824.2464 | 82.42% | 0%
4 | 10 | 11 | 0 | 0 | 778.6392 | 77.86% | 0% | 4 | 10 | 11 | 0 | 0 | 778.6392 | 77.86% | 0%
4 | 10 | 12 | 0 | 0 | 907.7952 | 90.78% | 0% | 4 | 10 | 12 | 0 | 0 | 907.7952 | 90.78% | 0%
4 | 10 | 13 | 0 | 0 | 941.5116 | 94.15% | 0% | 4 | 10 | 13 | 0 | 0 | 941.5116 | 94.15% | 0%
4 | 10 | 14 | 0 | 0 | 860.9268 | 86.09% | 0% | 4 | 10 | 14 | 0 | 0 | 860.9268 | 86.09% | 0%
4 | 10 | 15 | 0 | 0 | 611.22 | 61.12% | 0% | 4 | 10 | 15 | 0 | 0 | 611.22 | 61.12% | 0%
4 | 10 | 16 | 0 | 0 | 517.5504 | 51.76% | 0% | 4 | 10 | 16 | 0 | 0 | 517.5504 | 51.76% | 0%
4 | 10 | 17 | 0 | 0 | 270.9576 | 27.1% | 0% | 4 | 10 | 17 | 0 | 0 | 270.9576 | 27.1% | 0%
4 | 10 | 18 | 0 | 0 | 57.6696 | 5.767% | 0% | 4 | 10 | 18 | 0 | 0 | 57.6696 | 5.767% | 0%
4 | 10 | 19 | 0 | 0 | 0 | 0% | 0% | 4 | 10 | 19 | 0 | 0 | 0 | 0% | 0%
4 | 10 | 20 | 0 | 0 | 0 | 0% | 0% | 4 | 10 | 20 | 0 | 0 | 0 | 0% | 0%
4 | 10 | 21 | 0 | 0 | 0 | 0% | 0% | 4 | 10 | 21 | 0 | 0 | 0 | 0% | 0%
4 | 10 | 22 | 0 | 0 | 0 | 0% | 0% | 4 | 10 | 22 | 0 | 0 | 0 | 0% | 0%
4 | 10 | 23 | 0 | 0 | 0 | 0% | 0% | 4 | 10 | 23 | 0 | 0 | 0 | 0% | 0%
4 | 11 | 0 | 0 | 0 | 0 | 0% | 0% | 4 | 11 | 0 | 0 | 0 | 0 | 0% | 0%
4 | 11 | 1 | 0 | 0 | 0 | 0% | 0% | 4 | 11 | 1 | 0 | 0 | 0 | 0% | 0%
4 | 11 | 2 | 0 | 0 | 0 | 0% | 0% | 4 | 11 | 2 | 0 | 0 | 0 | 0% | 0%
4 | 11 | 3 | 0 | 0 | 0 | 0% | 0% | 4 | 11 | 3 | 0 | 0 | 0 | 0% | 0%
4 | 11 | 4 | 0 | 0 | 0 | 0% | 0% | 4 | 11 | 4 | 0 | 0 | 0 | 0% | 0%
4 | 11 | 5 | 0 | 0 | 0 | 0% | 0% | 4 | 11 | 5 | 0 | 0 | 0 | 0% | 0%
4 | 11 | 6 | 1.6344e-09 | 2.0563e-09 | 10.6896 | 1.069% | 2.198e-09% | 4 | 11 | 6 | 1.6344e-09 | 2.0406e-09 | 10.6896 | 1.069% | 2.181e-09%
4 | 11 | 7 | 2.039e-09 | 2.5654e-09 | 175.6704 | 17.57% | 4.507e-08% | 4 | 11 | 7 | 2.0554e-09 | 2.5663e-09 | 175.6704 | 17.57% | 4.508e-08%
4 | 11 | 8 | 2.262e-09 | 2.8459e-09 | 435.0864 | 43.51% | 1.238e-07% | 4 | 11 | 8 | 2.2972e-09 | 2.8682e-09 | 435.0864 | 43.51% | 1.248e-07%
4 | 11 | 9 | 2.8519e-09 | 3.5881e-09 | 644.76 | 64.48% | 2.313e-07% | 4 | 11 | 9 | 2.9277e-09 | 3.6554e-09 | 644.76 | 64.48% | 2.357e-07%
4 | 11 | 10 | 2.1906e-09 | 2.756e-09 | 791.5692 | 79.16% | 2.182e-07% | 4 | 11 | 10 | 2.2804e-09 | 2.8473e-09 | 791.5692 | 79.16% | 2.254e-07%
4 | 11 | 11 | 1.7613e-09 | 2.2159e-09 | 882.7752 | 88.28% | 1.956e-07% | 4 | 11 | 11 | 1.8343e-09 | 2.2902e-09 | 882.7752 | 88.28% | 2.022e-07%
4 | 11 | 12 | 1.6091e-09 | 2.0246e-09 | 913.4364 | 91.34% | 1.849e-07% | 4 | 11 | 12 | 1.6747e-09 | 2.091e-09 | 913.4364 | 91.34% | 1.91e-07%
4 | 11 | 13 | 1.4073e-09 | 1.7707e-09 | 887.784 | 88.78% | 1.572e-07% | 4 | 11 | 13 | 1.47e-09 | 1.8355e-09 | 887.784 | 88.78% | 1.629e-07%
4 | 11 | 14 | 4.9113e-10 | 6.1792e-10 | 787.4652 | 78.75% | 4.866e-08% | 4 | 11 | 14 | 5.5554e-10 | 6.9363e-10 | 787.4652 | 78.75% | 5.462e-08%
4 | 11 | 15 | 0 | 0 | 667.3272 | 66.73% | 0% | 4 | 11 | 15 | 1.1381e-10 | 1.421e-10 | 667.3272 | 66.73% | 9.483e-09%
4 | 11 | 16 | 0 | 0 | 493.7616 | 49.38% | 0% | 4 | 11 | 16 | 0 | 0 | 493.7616 | 49.38% | 0%
4 | 11 | 17 | 1.3285e-09 | 1.6714e-09 | 269.6796 | 26.97% | 4.507e-08% | 4 | 11 | 17 | 1.3285e-09 | 1.6587e-09 | 269.6796 | 26.97% | 4.473e-08%
4 | 11 | 18 | 1.5273e-09 | 1.9215e-09 | 58.4136 | 5.841% | 1.122e-08% | 4 | 11 | 18 | 1.5273e-09 | 1.9069e-09 | 58.4136 | 5.841% | 1.114e-08%
4 | 11 | 19 | 2.665e-09 | 3.3529e-09 | 0 | 0% | 0% | 4 | 11 | 19 | 2.665e-09 | 3.3274e-09 | 0 | 0% | 0%
4 | 11 | 20 | 9.913e-10 | 1.2472e-09 | 0 | 0% | 0% | 4 | 11 | 20 | 9.913e-10 | 1.2377e-09 | 0 | 0% | 0%
4 | 11 | 21 | 0 | 0 | 0 | 0% | 0% | 4 | 11 | 21 | 0 | 0 | 0 | 0% | 0%
4 | 11 | 22 | 0 | 0 | 0 | 0% | 0% | 4 | 11 | 22 | 0 | 0 | 0 | 0% | 0%
4 | 11 | 23 | 0 | 0 | 0 | 0% | 0% | 4 | 11 | 23 | 0 | 0 | 0 | 0% | 0%
4 | 12 | 0 | 0 | 0 | 0 | 0% | 0% | 4 | 12 | 0 | 0 | 0 | 0 | 0% | 0%
4 | 12 | 1 | 0 | 0 | 0 | 0% | 0% | 4 | 12 | 1 | 0 | 0 | 0 | 0% | 0%
4 | 12 | 2 | 0 | 0 | 0 | 0% | 0% | 4 | 12 | 2 | 0 | 0 | 0 | 0% | 0%
4 | 12 | 3 | 0 | 0 | 0 | 0% | 0% | 4 | 12 | 3 | 0 | 0 | 0 | 0% | 0%
4 | 12 | 4 | 0 | 0 | 0 | 0% | 0% | 4 | 12 | 4 | 0 | 0 | 0 | 0% | 0%
4 | 12 | 5 | 2.1107e-09 | 2.6555e-09 | 0 | 0% | 0% | 4 | 12 | 5 | 2.1107e-09 | 2.6353e-09 | 0 | 0% | 0%
4 | 12 | 6 | 8.0109e-09 | 1.0079e-08 | 9.864 | 0.9864% | 9.942e-09% | 4 | 12 | 6 | 8.0109e-09 | 1.0002e-08 | 9.864 | 0.9864% | 9.866e-09%
4 | 12 | 7 | 7.9528e-09 | 1.0006e-08 | 140.3328 | 14.03% | 1.404e-07% | 4 | 12 | 7 | 7.9528e-09 | 9.9297e-09 | 140.3328 | 14.03% | 1.393e-07%
4 | 12 | 8 | 5.1079e-09 | 6.4265e-09 | 319.7376 | 31.97% | 2.055e-07% | 4 | 12 | 8 | 5.1079e-09 | 6.3777e-09 | 319.7376 | 31.97% | 2.039e-07%
4 | 12 | 9 | 6.3226e-09 | 7.9548e-09 | 615.1644 | 61.52% | 4.894e-07% | 4 | 12 | 9 | 6.422e-09 | 8.0184e-09 | 615.1644 | 61.52% | 4.933e-07%
4 | 12 | 10 | 4.1262e-09 | 5.1914e-09 | 752.0052 | 75.2% | 3.904e-07% | 4 | 12 | 10 | 4.1935e-09 | 5.236e-09 | 752.0052 | 75.2% | 3.937e-07%
4 | 12 | 11 | 2.6702e-09 | 3.3595e-09 | 834.7704 | 83.48% | 2.804e-07% | 4 | 12 | 11 | 2.7422e-09 | 3.4238e-09 | 834.7704 | 83.48% | 2.858e-07%
4 | 12 | 12 | 2.3252e-09 | 2.9254e-09 | 870.372 | 87.04% | 2.546e-07% | 4 | 12 | 12 | 2.4073e-09 | 3.0057e-09 | 870.372 | 87.04% | 2.616e-07%
4 | 12 | 13 | 9.6978e-10 | 1.2201e-09 | 876.1248 | 87.61% | 1.069e-07% | 4 | 12 | 13 | 1.0136e-09 | 1.2655e-09 | 876.1248 | 87.61% | 1.109e-07%
4 | 12 | 14 | 0 | 0 | 805.5936 | 80.56% | 0% | 4 | 12 | 14 | 0 | 0 | 805.5936 | 80.56% | 0%
4 | 12 | 15 | 0 | 0 | 614.4636 | 61.45% | 0% | 4 | 12 | 15 | 0 | 0 | 614.4636 | 61.45% | 0%
4 | 12 | 16 | 0 | 0 | 436.2204 | 43.62% | 0% | 4 | 12 | 16 | 0 | 0 | 436.2204 | 43.62% | 0%
4 | 12 | 17 | 0 | 0 | 219.6072 | 21.96% | 0% | 4 | 12 | 17 | 0 | 0 | 219.6072 | 21.96% | 0%
4 | 12 | 18 | 0 | 0 | 53.6856 | 5.369% | 0% | 4 | 12 | 18 | 0 | 0 | 53.6856 | 5.369% | 0%
4 | 12 | 19 | 2.2056e-09 | 2.775e-09 | 0 | 0% | 0% | 4 | 12 | 19 | 2.2056e-09 | 2.7539e-09 | 0 | 0% | 0%
4 | 12 | 20 | 1.9764e-09 | 2.4866e-09 | 0 | 0% | 0% | 4 | 12 | 20 | 1.9764e-09 | 2.4676e-09 | 0 | 0% | 0%
4 | 12 | 21 | 1.1371e-10 | 1.4307e-10 | 0 | 0% | 0% | 4 | 12 | 21 | 1.1371e-10 | 1.4198e-10 | 0 | 0% | 0%
4 | 12 | 22 | 0 | 0 | 0 | 0% | 0% | 4 | 12 | 22 | 0 | 0 | 0 | 0% | 0%
4 | 12 | 23 | 0 | 0 | 0 | 0% | 0% | 4 | 12 | 23 | 0 | 0 | 0 | 0% | 0%
4 | 13 | 0 | 0 | 0 | 0 | 0% | 0% | 4 | 13 | 0 | 0 | 0 | 0 | 0% | 0%
4 | 13 | 1 | 0 | 0 | 0 | 0% | 0% | 4 | 13 | 1 | 0 | 0 | 0 | 0% | 0%
4 | 13 | 2 | 0 | 0 | 0 | 0% | 0% | 4 | 13 | 2 | 0 | 0 | 0 | 0% | 0%
4 | 13 | 3 | 0 | 0 | 0 | 0% | 0% | 4 | 13 | 3 | 0 | 0 | 0 | 0% | 0%
4 | 13 | 4 | 0 | 0 | 0 | 0% | 0% | 4 | 13 | 4 | 0 | 0 | 0 | 0% | 0%
4 | 13 | 5 | 1.3296e-08 | 1.6728e-08 | 0 | 0% | 0% | 4 | 13 | 5 | 1.3296e-08 | 1.6601e-08 | 0 | 0% | 0%
4 | 13 | 6 | 1.0223e-07 | 1.2862e-07 | 11.3628 | 1.136% | 1.462e-07% | 4 | 13 | 6 | 1.0223e-07 | 1.2765e-07 | 11.3628 | 1.136% | 1.45e-07%
4 | 13 | 7 | 3.6693e-08 | 4.6166e-08 | 156.4812 | 15.65% | 7.224e-07% | 4 | 13 | 7 | 3.6693e-08 | 4.5815e-08 | 156.4812 | 15.65% | 7.169e-07%
4 | 13 | 8 | 1.3524e-08 | 1.7016e-08 | 381.7212 | 38.17% | 6.495e-07% | 4 | 13 | 8 | 1.3641e-08 | 1.7032e-08 | 381.7212 | 38.17% | 6.501e-07%
4 | 13 | 9 | 5.2863e-09 | 6.651e-09 | 412.404 | 41.24% | 2.743e-07% | 4 | 13 | 9 | 5.4162e-09 | 6.7626e-09 | 412.404 | 41.24% | 2.789e-07%
4 | 13 | 10 | 2.6214e-09 | 3.2981e-09 | 746.292 | 74.63% | 2.461e-07% | 4 | 13 | 10 | 2.6923e-09 | 3.3616e-09 | 746.292 | 74.63% | 2.509e-07%
4 | 13 | 11 | 1.4082e-09 | 1.7718e-09 | 838.4412 | 83.84% | 1.486e-07% | 4 | 13 | 11 | 1.4461e-09 | 1.8056e-09 | 838.4412 | 83.84% | 1.514e-07%
4 | 13 | 12 | 1.1943e-09 | 1.5026e-09 | 872.1264 | 87.21% | 1.31e-07% | 4 | 13 | 12 | 1.2464e-09 | 1.5562e-09 | 872.1264 | 87.21% | 1.357e-07%
4 | 13 | 13 | 1.1468e-09 | 1.4428e-09 | 497.19 | 49.72% | 7.174e-08% | 4 | 13 | 13 | 1.1943e-09 | 1.4911e-09 | 497.19 | 49.72% | 7.414e-08%
4 | 13 | 14 | 1.3474e-10 | 1.6952e-10 | 425.634 | 42.56% | 7.215e-09% | 4 | 13 | 14 | 1.5054e-10 | 1.8796e-10 | 425.634 | 42.56% | 8e-09%
4 | 13 | 15 | 0 | 0 | 391.3764 | 39.14% | 0% | 4 | 13 | 15 | 0 | 0 | 391.3764 | 39.14% | 0%
4 | 13 | 16 | 0 | 0 | 31.722 | 3.172% | 0% | 4 | 13 | 16 | 0 | 0 | 31.722 | 3.172% | 0%
4 | 13 | 17 | 0 | 0 | 159.9408 | 15.99% | 0% | 4 | 13 | 17 | 0 | 0 | 159.9408 | 15.99% | 0%
4 | 13 | 18 | 0 | 0 | 40.1076 | 4.011% | 0% | 4 | 13 | 18 | 0 | 0 | 40.1076 | 4.011% | 0%
4 | 13 | 19 | 0 | 0 | 0 | 0% | 0% | 4 | 13 | 19 | 0 | 0 | 0 | 0% | 0%
4 | 13 | 20 | 1.0729e-09 | 1.3499e-09 | 0 | 0% | 0% | 4 | 13 | 20 | 1.0729e-09 | 1.3396e-09 | 0 | 0% | 0%
4 | 13 | 21 | 0 | 0 | 0 | 0% | 0% | 4 | 13 | 21 | 0 | 0 | 0 | 0% | 0%
4 | 13 | 22 | 0 | 0 | 0 | 0% | 0% | 4 | 13 | 22 | 0 | 0 | 0 | 0% | 0%
4 | 13 | 23 | 0 | 0 | 0 | 0% | 0% | 4 | 13 | 23 | 0 | 0 | 0 | 0% | 0%
4 | 14 | 0 | 0 | 0 | 0 | 0% | 0% | 4 | 14 | 0 | 0 | 0 | 0 | 0% | 0%
4 | 14 | 1 | 0 | 0 | 0 | 0% | 0% | 4 | 14 | 1 | 0 | 0 | 0 | 0% | 0%
4 | 14 | 2 | 0 | 0 | 0 | 0% | 0% | 4 | 14 | 2 | 0 | 0 | 0 | 0% | 0%
4 | 14 | 3 | 0 | 0 | 0 | 0% | 0% | 4 | 14 | 3 | 0 | 0 | 0 | 0% | 0%
4 | 14 | 4 | 0 | 0 | 0 | 0% | 0% | 4 | 14 | 4 | 0 | 0 | 0 | 0% | 0%
4 | 14 | 5 | 2.7064e-10 | 3.405e-10 | 0 | 0% | 0% | 4 | 14 | 5 | 2.7064e-10 | 3.3791e-10 | 0 | 0% | 0%
4 | 14 | 6 | 2.32e-09 | 2.9189e-09 | 0 | 0% | 0% | 4 | 14 | 6 | 2.32e-09 | 2.8967e-09 | 0 | 0% | 0%
4 | 14 | 7 | 2.5083e-09 | 3.1558e-09 | 29.8488 | 2.985% | 9.42e-09% | 4 | 14 | 7 | 2.5083e-09 | 3.1318e-09 | 29.8488 | 2.985% | 9.348e-09%
4 | 14 | 8 | 1.7616e-09 | 2.2164e-09 | 61.518 | 6.152% | 1.363e-08% | 4 | 14 | 8 | 1.7763e-09 | 2.2179e-09 | 61.518 | 6.152% | 1.364e-08%
4 | 14 | 9 | 1.3504e-09 | 1.699e-09 | 175.7496 | 17.57% | 2.986e-08% | 4 | 14 | 9 | 1.3954e-09 | 1.7422e-09 | 175.7496 | 17.57% | 3.062e-08%
4 | 14 | 10 | 1.3624e-09 | 1.7142e-09 | 26.6328 | 2.663% | 4.565e-09% | 4 | 14 | 10 | 1.4079e-09 | 1.7579e-09 | 26.6328 | 2.663% | 4.682e-09%
4 | 14 | 11 | 4.5449e-10 | 5.7182e-10 | 669.3384 | 66.93% | 3.827e-08% | 4 | 14 | 11 | 5.4066e-10 | 6.7506e-10 | 669.3384 | 66.93% | 4.518e-08%
4 | 14 | 12 | 4.5057e-10 | 5.6688e-10 | 713.8728 | 71.39% | 4.047e-08% | 4 | 14 | 12 | 4.9213e-10 | 6.1447e-10 | 713.8728 | 71.39% | 4.387e-08%
4 | 14 | 13 | 1.0574e-09 | 1.3304e-09 | 758.982 | 75.9% | 1.01e-07% | 4 | 14 | 13 | 1.1355e-09 | 1.4178e-09 | 758.982 | 75.9% | 1.076e-07%
4 | 14 | 14 | 8.6461e-10 | 1.0878e-09 | 473.0364 | 47.3% | 5.146e-08% | 4 | 14 | 14 | 9.7684e-10 | 1.2197e-09 | 473.0364 | 47.3% | 5.769e-08%
4 | 14 | 15 | 9.6931e-10 | 1.2195e-09 | 475.8072 | 47.58% | 5.803e-08% | 4 | 14 | 15 | 9.7659e-10 | 1.2194e-09 | 475.8072 | 47.58% | 5.802e-08%
4 | 14 | 16 | 4.0941e-10 | 5.151e-10 | 383.3352 | 38.33% | 1.975e-08% | 4 | 14 | 16 | 4.1656e-10 | 5.2011e-10 | 383.3352 | 38.33% | 1.994e-08%
4 | 14 | 17 | 9.4992e-10 | 1.1951e-09 | 192.282 | 19.23% | 2.298e-08% | 4 | 14 | 17 | 9.5779e-10 | 1.1959e-09 | 192.282 | 19.23% | 2.299e-08%
4 | 14 | 18 | 2.4226e-10 | 3.048e-10 | 52.2588 | 5.226% | 1.593e-09% | 4 | 14 | 18 | 2.4226e-10 | 3.0248e-10 | 52.2588 | 5.226% | 1.581e-09%
4 | 14 | 19 | 1.5531e-09 | 1.954e-09 | 0 | 0% | 0% | 4 | 14 | 19 | 1.5531e-09 | 1.9391e-09 | 0 | 0% | 0%
4 | 14 | 20 | 1.6344e-09 | 2.0563e-09 | 0 | 0% | 0% | 4 | 14 | 20 | 1.6344e-09 | 2.0406e-09 | 0 | 0% | 0%
4 | 14 | 21 | 0 | 0 | 0 | 0% | 0% | 4 | 14 | 21 | 0 | 0 | 0 | 0% | 0%
4 | 14 | 22 | 0 | 0 | 0 | 0% | 0% | 4 | 14 | 22 | 0 | 0 | 0 | 0% | 0%
4 | 14 | 23 | 0 | 0 | 0 | 0% | 0% | 4 | 14 | 23 | 0 | 0 | 0 | 0% | 0%
4 | 15 | 0 | 0 | 0 | 0 | 0% | 0% | 4 | 15 | 0 | 0 | 0 | 0 | 0% | 0%
4 | 15 | 1 | 0 | 0 | 0 | 0% | 0% | 4 | 15 | 1 | 0 | 0 | 0 | 0% | 0%
4 | 15 | 2 | 0 | 0 | 0 | 0% | 0% | 4 | 15 | 2 | 0 | 0 | 0 | 0% | 0%
4 | 15 | 3 | 0 | 0 | 0 | 0% | 0% | 4 | 15 | 3 | 0 | 0 | 0 | 0% | 0%
4 | 15 | 4 | 0 | 0 | 0 | 0% | 0% | 4 | 15 | 4 | 0 | 0 | 0 | 0% | 0%
4 | 15 | 5 | 0 | 0 | 0 | 0% | 0% | 4 | 15 | 5 | 0 | 0 | 0 | 0% | 0%
4 | 15 | 6 | 0 | 0 | 15.732 | 1.573% | 0% | 4 | 15 | 6 | 0 | 0 | 15.732 | 1.573% | 0%
4 | 15 | 7 | 0 | 0 | 79.4784 | 7.948% | 0% | 4 | 15 | 7 | 0 | 0 | 79.4784 | 7.948% | 0%
4 | 15 | 8 | 2.7146e-10 | 3.4154e-10 | 207.474 | 20.75% | 7.086e-09% | 4 | 15 | 8 | 2.7146e-10 | 3.3894e-10 | 207.474 | 20.75% | 7.032e-09%
4 | 15 | 9 | 3.0562e-10 | 3.8451e-10 | 93.9144 | 9.391% | 3.611e-09% | 4 | 15 | 9 | 3.0562e-10 | 3.8159e-10 | 93.9144 | 9.391% | 3.584e-09%
4 | 15 | 10 | 6.1389e-10 | 7.7237e-10 | 386.754 | 38.68% | 2.987e-08% | 4 | 15 | 10 | 6.1937e-10 | 7.7333e-10 | 386.754 | 38.68% | 2.991e-08%
4 | 15 | 11 | 1.236e-09 | 1.555e-09 | 420.8556 | 42.09% | 6.544e-08% | 4 | 15 | 11 | 1.2461e-09 | 1.5559e-09 | 420.8556 | 42.09% | 6.548e-08%
4 | 15 | 12 | 1.5302e-09 | 1.9253e-09 | 329.064 | 32.91% | 6.335e-08% | 4 | 15 | 12 | 1.5698e-09 | 1.9601e-09 | 329.064 | 32.91% | 6.45e-08%
4 | 15 | 13 | 1.4216e-09 | 1.7886e-09 | 249.072 | 24.91% | 4.455e-08% | 4 | 15 | 13 | 1.4828e-09 | 1.8513e-09 | 249.072 | 24.91% | 4.611e-08%
4 | 15 | 14 | 2.7866e-09 | 3.506e-09 | 450.1068 | 45.01% | 1.578e-07% | 4 | 15 | 14 | 2.9323e-09 | 3.6612e-09 | 450.1068 | 45.01% | 1.648e-07%
4 | 15 | 15 | 2.5975e-09 | 3.2681e-09 | 230.4252 | 23.04% | 7.53e-08% | 4 | 15 | 15 | 2.7177e-09 | 3.3933e-09 | 230.4252 | 23.04% | 7.819e-08%
4 | 15 | 16 | 2.0926e-09 | 2.6329e-09 | 99.9588 | 9.996% | 2.632e-08% | 4 | 15 | 16 | 2.1493e-09 | 2.6835e-09 | 99.9588 | 9.996% | 2.682e-08%
4 | 15 | 17 | 1.4313e-09 | 1.8008e-09 | 0 | 0% | 0% | 4 | 15 | 17 | 1.444e-09 | 1.8029e-09 | 0 | 0% | 0%
4 | 15 | 18 | 1.2554e-09 | 1.5794e-09 | 0 | 0% | 0% | 4 | 15 | 18 | 1.2554e-09 | 1.5674e-09 | 0 | 0% | 0%
4 | 15 | 19 | 1.4307e-09 | 1.8e-09 | 0 | 0% | 0% | 4 | 15 | 19 | 1.4307e-09 | 1.7863e-09 | 0 | 0% | 0%
4 | 15 | 20 | 1.01e-09 | 1.2708e-09 | 0 | 0% | 0% | 4 | 15 | 20 | 1.01e-09 | 1.2611e-09 | 0 | 0% | 0%
4 | 15 | 21 | 0 | 0 | 0 | 0% | 0% | 4 | 15 | 21 | 0 | 0 | 0 | 0% | 0%
4 | 15 | 22 | 0 | 0 | 0 | 0% | 0% | 4 | 15 | 22 | 0 | 0 | 0 | 0% | 0%
4 | 15 | 23 | 0 | 0 | 0 | 0% | 0% | 4 | 15 | 23 | 0 | 0 | 0 | 0% | 0%
4 | 16 | 0 | 0 | 0 | 0 | 0% | 0% | 4 | 16 | 0 | 0 | 0 | 0 | 0% | 0%
4 | 16 | 1 | 0 | 0 | 0 | 0% | 0% | 4 | 16 | 1 | 0 | 0 | 0 | 0% | 0%
4 | 16 | 2 | 0 | 0 | 0 | 0% | 0% | 4 | 16 | 2 | 0 | 0 | 0 | 0% | 0%
4 | 16 | 3 | 0 | 0 | 0 | 0% | 0% | 4 | 16 | 3 | 0 | 0 | 0 | 0% | 0%
4 | 16 | 4 | 0 | 0 | 0 | 0% | 0% | 4 | 16 | 4 | 0 | 0 | 0 | 0% | 0%
4 | 16 | 5 | 0 | 0 | 0 | 0% | 0% | 4 | 16 | 5 | 0 | 0 | 0 | 0% | 0%
4 | 16 | 6 | 0 | 0 | 16.5516 | 1.655% | 0% | 4 | 16 | 6 | 0 | 0 | 16.5516 | 1.655% | 0%
4 | 16 | 7 | 0 | 0 | 88.0896 | 8.809% | 0% | 4 | 16 | 7 | 0 | 0 | 88.0896 | 8.809% | 0%
4 | 16 | 8 | 0 | 0 | 51.5064 | 5.151% | 0% | 4 | 16 | 8 | 0 | 0 | 51.5064 | 5.151% | 0%
4 | 16 | 9 | 0 | 0 | 33.318 | 3.332% | 0% | 4 | 16 | 9 | 0 | 0 | 33.318 | 3.332% | 0%
4 | 16 | 10 | 0 | 0 | 358.8936 | 35.89% | 0% | 4 | 16 | 10 | 0 | 0 | 358.8936 | 35.89% | 0%
4 | 16 | 11 | 0 | 0 | 553.1136 | 55.31% | 0% | 4 | 16 | 11 | 0 | 0 | 553.1136 | 55.31% | 0%
4 | 16 | 12 | 0 | 0 | 597.2868 | 59.73% | 0% | 4 | 16 | 12 | 0 | 0 | 597.2868 | 59.73% | 0%
4 | 16 | 13 | 0 | 0 | 863.1096 | 86.31% | 0% | 4 | 16 | 13 | 0 | 0 | 863.1096 | 86.31% | 0%
4 | 16 | 14 | 0 | 0 | 433.89 | 43.39% | 0% | 4 | 16 | 14 | 0 | 0 | 433.89 | 43.39% | 0%
4 | 16 | 15 | 0 | 0 | 457.722 | 45.77% | 0% | 4 | 16 | 15 | 0 | 0 | 457.722 | 45.77% | 0%
4 | 16 | 16 | 0 | 0 | 121.362 | 12.14% | 0% | 4 | 16 | 16 | 0 | 0 | 121.362 | 12.14% | 0%
4 | 16 | 17 | 0 | 0 | 190.9728 | 19.1% | 0% | 4 | 16 | 17 | 0 | 0 | 190.9728 | 19.1% | 0%
4 | 16 | 18 | 0 | 0 | 34.1016 | 3.41% | 0% | 4 | 16 | 18 | 0 | 0 | 34.1016 | 3.41% | 0%
4 | 16 | 19 | 0 | 0 | 0 | 0% | 0% | 4 | 16 | 19 | 0 | 0 | 0 | 0% | 0%
4 | 16 | 20 | 0 | 0 | 0 | 0% | 0% | 4 | 16 | 20 | 0 | 0 | 0 | 0% | 0%
4 | 16 | 21 | 0 | 0 | 0 | 0% | 0% | 4 | 16 | 21 | 0 | 0 | 0 | 0% | 0%
4 | 16 | 22 | 0 | 0 | 0 | 0% | 0% | 4 | 16 | 22 | 0 | 0 | 0 | 0% | 0%
4 | 16 | 23 | 0 | 0 | 0 | 0% | 0% | 4 | 16 | 23 | 0 | 0 | 0 | 0% | 0%
4 | 17 | 0 | 0 | 0 | 0 | 0% | 0% | 4 | 17 | 0 | 0 | 0 | 0 | 0% | 0%
4 | 17 | 1 | 0 | 0 | 0 | 0% | 0% | 4 | 17 | 1 | 0 | 0 | 0 | 0% | 0%
4 | 17 | 2 | 0 | 0 | 0 | 0% | 0% | 4 | 17 | 2 | 0 | 0 | 0 | 0% | 0%
4 | 17 | 3 | 0 | 0 | 0 | 0% | 0% | 4 | 17 | 3 | 0 | 0 | 0 | 0% | 0%
4 | 17 | 4 | 0 | 0 | 0 | 0% | 0% | 4 | 17 | 4 | 0 | 0 | 0 | 0% | 0%
4 | 17 | 5 | 0 | 0 | 0 | 0% | 0% | 4 | 17 | 5 | 0 | 0 | 0 | 0% | 0%
4 | 17 | 6 | 0 | 0 | 0 | 0% | 0% | 4 | 17 | 6 | 0 | 0 | 0 | 0% | 0%
4 | 17 | 7 | 0 | 0 | 107.76 | 10.78% | 0% | 4 | 17 | 7 | 0 | 0 | 107.76 | 10.78% | 0%
4 | 17 | 8 | 0 | 0 | 193.3008 | 19.33% | 0% | 4 | 17 | 8 | 0 | 0 | 193.3008 | 19.33% | 0%
4 | 17 | 9 | 0 | 0 | 532.4916 | 53.25% | 0% | 4 | 17 | 9 | 0 | 0 | 532.4916 | 53.25% | 0%
4 | 17 | 10 | 0 | 0 | 605.5104 | 60.55% | 0% | 4 | 17 | 10 | 0 | 0 | 605.5104 | 60.55% | 0%
4 | 17 | 11 | 0 | 0 | 667.4928 | 66.75% | 0% | 4 | 17 | 11 | 0 | 0 | 667.4928 | 66.75% | 0%
4 | 17 | 12 | 0 | 0 | 741.048 | 74.1% | 0% | 4 | 17 | 12 | 0 | 0 | 741.048 | 74.1% | 0%
4 | 17 | 13 | 0 | 0 | 677.0556 | 67.71% | 0% | 4 | 17 | 13 | 0 | 0 | 677.0556 | 67.71% | 0%
4 | 17 | 14 | 0 | 0 | 595.4184 | 59.54% | 0% | 4 | 17 | 14 | 0 | 0 | 595.4184 | 59.54% | 0%
4 | 17 | 15 | 0 | 0 | 473.2452 | 47.32% | 0% | 4 | 17 | 15 | 0 | 0 | 473.2452 | 47.32% | 0%
4 | 17 | 16 | 4.1656e-10 | 5.241e-10 | 231.6348 | 23.16% | 1.214e-08% | 4 | 17 | 16 | 4.245e-10 | 5.3003e-10 | 231.6348 | 23.16% | 1.228e-08%
4 | 17 | 17 | 9.8401e-10 | 1.238e-09 | 129.3456 | 12.93% | 1.601e-08% | 4 | 17 | 17 | 9.8401e-10 | 1.2286e-09 | 129.3456 | 12.93% | 1.589e-08%
4 | 17 | 18 | 4.9475e-10 | 6.2247e-10 | 64.1052 | 6.411% | 3.99e-09% | 4 | 17 | 18 | 4.9475e-10 | 6.1773e-10 | 64.1052 | 6.411% | 3.96e-09%
4 | 17 | 19 | 9.913e-10 | 1.2472e-09 | 0 | 0% | 0% | 4 | 17 | 19 | 9.913e-10 | 1.2377e-09 | 0 | 0% | 0%
4 | 17 | 20 | 1.1371e-10 | 1.4307e-10 | 0 | 0% | 0% | 4 | 17 | 20 | 1.1371e-10 | 1.4198e-10 | 0 | 0% | 0%
4 | 17 | 21 | 0 | 0 | 0 | 0% | 0% | 4 | 17 | 21 | 0 | 0 | 0 | 0% | 0%
4 | 17 | 22 | 0 | 0 | 0 | 0% | 0% | 4 | 17 | 22 | 0 | 0 | 0 | 0% | 0%
4 | 17 | 23 | 0 | 0 | 0 | 0% | 0% | 4 | 17 | 23 | 0 | 0 | 0 | 0% | 0%
4 | 18 | 0 | 0 | 0 | 0 | 0% | 0% | 4 | 18 | 0 | 0 | 0 | 0 | 0% | 0%
4 | 18 | 1 | 0 | 0 | 0 | 0% | 0% | 4 | 18 | 1 | 0 | 0 | 0 | 0% | 0%
4 | 18 | 2 | 0 | 0 | 0 | 0% | 0% | 4 | 18 | 2 | 0 | 0 | 0 | 0% | 0%
4 | 18 | 3 | 0 | 0 | 0 | 0% | 0% | 4 | 18 | 3 | 0 | 0 | 0 | 0% | 0%
4 | 18 | 4 | 0 | 0 | 0 | 0% | 0% | 4 | 18 | 4 | 0 | 0 | 0 | 0% | 0%
4 | 18 | 5 | 0 | 0 | 0 | 0% | 0% | 4 | 18 | 5 | 0 | 0 | 0 | 0% | 0%
4 | 18 | 6 | 0 | 0 | 20.0724 | 2.007% | 0% | 4 | 18 | 6 | 0 | 0 | 20.0724 | 2.007% | 0%
4 | 18 | 7 | 1.1376e-10 | 1.4313e-10 | 152.5044 | 15.25% | 2.183e-09% | 4 | 18 | 7 | 1.1481e-10 | 1.4335e-10 | 152.5044 | 15.25% | 2.186e-09%
4 | 18 | 8 | 1.2346e-09 | 1.5533e-09 | 310.6764 | 31.07% | 4.826e-08% | 4 | 18 | 8 | 1.2448e-09 | 1.5542e-09 | 310.6764 | 31.07% | 4.829e-08%
4 | 18 | 9 | 2.0272e-09 | 2.5506e-09 | 331.788 | 33.18% | 8.462e-08% | 4 | 18 | 9 | 2.078e-09 | 2.5945e-09 | 331.788 | 33.18% | 8.608e-08%
4 | 18 | 10 | 4.5924e-09 | 5.7779e-09 | 693.5832 | 69.36% | 4.007e-07% | 4 | 18 | 10 | 4.7528e-09 | 5.9343e-09 | 693.5832 | 69.36% | 4.116e-07%
4 | 18 | 11 | 9.6507e-09 | 1.2142e-08 | 726.6768 | 72.67% | 8.823e-07% | 4 | 18 | 11 | 1.005e-08 | 1.2548e-08 | 726.6768 | 72.67% | 9.118e-07%
4 | 18 | 12 | 1.5639e-08 | 1.9676e-08 | 763.6788 | 76.37% | 1.503e-06% | 4 | 18 | 12 | 1.6127e-08 | 2.0136e-08 | 763.6788 | 76.37% | 1.538e-06%
4 | 18 | 13 | 2.9694e-08 | 3.736e-08 | 773.5128 | 77.35% | 2.89e-06% | 4 | 18 | 13 | 3.0802e-08 | 3.8459e-08 | 773.5128 | 77.35% | 2.975e-06%
4 | 18 | 14 | 6.9815e-08 | 8.7838e-08 | 661.7604 | 66.18% | 5.813e-06% | 4 | 18 | 14 | 7.1408e-08 | 8.9159e-08 | 661.7604 | 66.18% | 5.9e-06%
4 | 18 | 15 | 1.6003e-07 | 2.0134e-07 | 544.0188 | 54.4% | 1.095e-05% | 4 | 18 | 15 | 1.6364e-07 | 2.0432e-07 | 544.0188 | 54.4% | 1.112e-05%
4 | 18 | 16 | 1.5307e-07 | 1.9259e-07 | 359.124 | 35.91% | 6.916e-06% | 4 | 18 | 16 | 1.5522e-07 | 1.9381e-07 | 359.124 | 35.91% | 6.96e-06%
4 | 18 | 17 | 1.8889e-07 | 2.3765e-07 | 212.1708 | 21.22% | 5.042e-06% | 4 | 18 | 17 | 1.8889e-07 | 2.3584e-07 | 212.1708 | 21.22% | 5.004e-06%
4 | 18 | 18 | 6.0378e-08 | 7.5964e-08 | 59.5248 | 5.952% | 4.522e-07% | 4 | 18 | 18 | 6.0378e-08 | 7.5386e-08 | 59.5248 | 5.952% | 4.487e-07%
4 | 18 | 19 | 3.5603e-08 | 4.4794e-08 | 0 | 0% | 0% | 4 | 18 | 19 | 3.5603e-08 | 4.4453e-08 | 0 | 0% | 0%
4 | 18 | 20 | 2.0599e-08 | 2.5917e-08 | 0 | 0% | 0% | 4 | 18 | 20 | 2.0599e-08 | 2.572e-08 | 0 | 0% | 0%
4 | 18 | 21 | 4.2216e-09 | 5.3114e-09 | 0 | 0% | 0% | 4 | 18 | 21 | 4.2216e-09 | 5.271e-09 | 0 | 0% | 0%
4 | 18 | 22 | 0 | 0 | 0 | 0% | 0% | 4 | 18 | 22 | 0 | 0 | 0 | 0% | 0%
4 | 18 | 23 | 0 | 0 | 0 | 0% | 0% | 4 | 18 | 23 | 0 | 0 | 0 | 0% | 0%
4 | 19 | 0 | 0 | 0 | 0 | 0% | 0% | 4 | 19 | 0 | 0 | 0 | 0 | 0% | 0%
4 | 19 | 1 | 0 | 0 | 0 | 0% | 0% | 4 | 19 | 1 | 0 | 0 | 0 | 0% | 0%
4 | 19 | 2 | 0 | 0 | 0 | 0% | 0% | 4 | 19 | 2 | 0 | 0 | 0 | 0% | 0%
4 | 19 | 3 | 0 | 0 | 0 | 0% | 0% | 4 | 19 | 3 | 0 | 0 | 0 | 0% | 0%
4 | 19 | 4 | 0 | 0 | 0 | 0% | 0% | 4 | 19 | 4 | 0 | 0 | 0 | 0% | 0%
4 | 19 | 5 | 0 | 0 | 0 | 0% | 0% | 4 | 19 | 5 | 0 | 0 | 0 | 0% | 0%
4 | 19 | 6 | 0 | 0 | 0 | 0% | 0% | 4 | 19 | 6 | 0 | 0 | 0 | 0% | 0%
4 | 19 | 7 | 6.1068e-10 | 7.6832e-10 | 16.1256 | 1.613% | 1.239e-09% | 4 | 19 | 7 | 6.1068e-10 | 7.6248e-10 | 16.1256 | 1.613% | 1.23e-09%
4 | 19 | 8 | 1.2559e-09 | 1.5802e-09 | 71.9556 | 7.196% | 1.137e-08% | 4 | 19 | 8 | 1.2559e-09 | 1.5682e-09 | 71.9556 | 7.196% | 1.128e-08%
4 | 19 | 9 | 1.821e-09 | 2.2911e-09 | 247.194 | 24.72% | 5.664e-08% | 4 | 19 | 9 | 1.821e-09 | 2.2737e-09 | 247.194 | 24.72% | 5.62e-08%
4 | 19 | 10 | 3.2153e-09 | 4.0454e-09 | 131.9364 | 13.19% | 5.337e-08% | 4 | 19 | 10 | 3.2429e-09 | 4.0491e-09 | 131.9364 | 13.19% | 5.342e-08%
4 | 19 | 11 | 4.4453e-09 | 5.5928e-09 | 194.8716 | 19.49% | 1.09e-07% | 4 | 19 | 11 | 4.4805e-09 | 5.5943e-09 | 194.8716 | 19.49% | 1.09e-07%
4 | 19 | 12 | 1.0286e-08 | 1.2941e-08 | 192.6624 | 19.27% | 2.493e-07% | 4 | 19 | 12 | 1.0286e-08 | 1.2842e-08 | 192.6624 | 19.27% | 2.474e-07%
4 | 19 | 13 | 2.5851e-08 | 3.2525e-08 | 165.5508 | 16.56% | 5.384e-07% | 4 | 19 | 13 | 2.6042e-08 | 3.2515e-08 | 165.5508 | 16.56% | 5.383e-07%
4 | 19 | 14 | 4.7435e-08 | 5.968e-08 | 547.7052 | 54.77% | 3.269e-06% | 4 | 19 | 14 | 4.7435e-08 | 5.9226e-08 | 547.7052 | 54.77% | 3.244e-06%
4 | 19 | 15 | 9.035e-08 | 1.1367e-07 | 576.2184 | 57.62% | 6.55e-06% | 4 | 19 | 15 | 9.035e-08 | 1.1281e-07 | 576.2184 | 57.62% | 6.5e-06%
4 | 19 | 16 | 1.0864e-07 | 1.3669e-07 | 302.0832 | 30.21% | 4.129e-06% | 4 | 19 | 16 | 1.0864e-07 | 1.3565e-07 | 302.0832 | 30.21% | 4.098e-06%
4 | 19 | 17 | 3.6985e-08 | 4.6533e-08 | 108.378 | 10.84% | 5.043e-07% | 4 | 19 | 17 | 3.6985e-08 | 4.6179e-08 | 108.378 | 10.84% | 5.005e-07%
4 | 19 | 18 | 2.4294e-08 | 3.0565e-08 | 21.7212 | 2.172% | 6.639e-08% | 4 | 19 | 18 | 2.4294e-08 | 3.0333e-08 | 21.7212 | 2.172% | 6.589e-08%
4 | 19 | 19 | 2.1073e-08 | 2.6513e-08 | 0 | 0% | 0% | 4 | 19 | 19 | 2.1073e-08 | 2.6311e-08 | 0 | 0% | 0%
4 | 19 | 20 | 1.4404e-08 | 1.8123e-08 | 0 | 0% | 0% | 4 | 19 | 20 | 1.4404e-08 | 1.7985e-08 | 0 | 0% | 0%
4 | 19 | 21 | 2.713e-09 | 3.4134e-09 | 0 | 0% | 0% | 4 | 19 | 21 | 2.713e-09 | 3.3874e-09 | 0 | 0% | 0%
4 | 19 | 22 | 0 | 0 | 0 | 0% | 0% | 4 | 19 | 22 | 0 | 0 | 0 | 0% | 0%
4 | 19 | 23 | 0 | 0 | 0 | 0% | 0% | 4 | 19 | 23 | 0 | 0 | 0 | 0% | 0%
4 | 20 | 0 | 0 | 0 | 0 | 0% | 0% | 4 | 20 | 0 | 0 | 0 | 0 | 0% | 0%
4 | 20 | 1 | 0 | 0 | 0 | 0% | 0% | 4 | 20 | 1 | 0 | 0 | 0 | 0% | 0%
4 | 20 | 2 | 0 | 0 | 0 | 0% | 0% | 4 | 20 | 2 | 0 | 0 | 0 | 0% | 0%
4 | 20 | 3 | 0 | 0 | 0 | 0% | 0% | 4 | 20 | 3 | 0 | 0 | 0 | 0% | 0%
4 | 20 | 4 | 0 | 0 | 0 | 0% | 0% | 4 | 20 | 4 | 0 | 0 | 0 | 0% | 0%
4 | 20 | 5 | 0 | 0 | 0 | 0% | 0% | 4 | 20 | 5 | 0 | 0 | 0 | 0% | 0%
4 | 20 | 6 | 0 | 0 | 7.0692 | 0.7069% | 0% | 4 | 20 | 6 | 0 | 0 | 7.0692 | 0.7069% | 0%
4 | 20 | 7 | 7.5594e-10 | 9.5108e-10 | 57.8556 | 5.786% | 5.503e-09% | 4 | 20 | 7 | 7.5594e-10 | 9.4385e-10 | 57.8556 | 5.786% | 5.461e-09%
4 | 20 | 8 | 2.1697e-09 | 2.7298e-09 | 285.5988 | 28.56% | 7.796e-08% | 4 | 20 | 8 | 2.1697e-09 | 2.709e-09 | 285.5988 | 28.56% | 7.737e-08%
4 | 20 | 9 | 4.8682e-09 | 6.125e-09 | 202.3884 | 20.24% | 1.24e-07% | 4 | 20 | 9 | 4.9133e-09 | 6.1346e-09 | 202.3884 | 20.24% | 1.242e-07%
4 | 20 | 10 | 9.4199e-09 | 1.1852e-08 | 528.9012 | 52.89% | 6.268e-07% | 4 | 20 | 10 | 9.4199e-09 | 1.1762e-08 | 528.9012 | 52.89% | 6.221e-07%
4 | 20 | 11 | 2.0778e-08 | 2.6141e-08 | 232.4028 | 23.24% | 6.075e-07% | 4 | 20 | 11 | 2.0778e-08 | 2.5943e-08 | 232.4028 | 23.24% | 6.029e-07%
4 | 20 | 12 | 3.4299e-08 | 4.3153e-08 | 124.0044 | 12.4% | 5.351e-07% | 4 | 20 | 12 | 3.4838e-08 | 4.3498e-08 | 124.0044 | 12.4% | 5.394e-07%
4 | 20 | 13 | 1.2728e-07 | 1.6014e-07 | 163.2948 | 16.33% | 2.615e-06% | 4 | 20 | 13 | 1.2818e-07 | 1.6005e-07 | 163.2948 | 16.33% | 2.614e-06%
4 | 20 | 14 | 2.5859e-07 | 3.2535e-07 | 390.8592 | 39.09% | 1.272e-05% | 4 | 20 | 14 | 2.5859e-07 | 3.2288e-07 | 390.8592 | 39.09% | 1.262e-05%
4 | 20 | 15 | 3.3257e-07 | 4.1842e-07 | 724.8552 | 72.49% | 3.033e-05% | 4 | 20 | 15 | 3.3483e-07 | 4.1806e-07 | 724.8552 | 72.49% | 3.03e-05%
4 | 20 | 16 | 6.0233e-07 | 7.5782e-07 | 528.8856 | 52.89% | 4.008e-05% | 4 | 20 | 16 | 6.1041e-07 | 7.6214e-07 | 528.8856 | 52.89% | 4.031e-05%
4 | 20 | 17 | 3.3458e-07 | 4.2096e-07 | 163.2984 | 16.33% | 6.874e-06% | 4 | 20 | 17 | 3.3458e-07 | 4.1776e-07 | 163.2984 | 16.33% | 6.822e-06%
4 | 20 | 18 | 1.7828e-07 | 2.243e-07 | 54.1764 | 5.418% | 1.215e-06% | 4 | 20 | 18 | 1.7828e-07 | 2.2259e-07 | 54.1764 | 5.418% | 1.206e-06%
4 | 20 | 19 | 1.6216e-07 | 2.0403e-07 | 0 | 0% | 0% | 4 | 20 | 19 | 1.6216e-07 | 2.0248e-07 | 0 | 0% | 0%
4 | 20 | 20 | 5.3152e-08 | 6.6873e-08 | 0 | 0% | 0% | 4 | 20 | 20 | 5.3152e-08 | 6.6364e-08 | 0 | 0% | 0%
4 | 20 | 21 | 9.7962e-09 | 1.2325e-08 | 0 | 0% | 0% | 4 | 20 | 21 | 9.7962e-09 | 1.2231e-08 | 0 | 0% | 0%
4 | 20 | 22 | 0 | 0 | 0 | 0% | 0% | 4 | 20 | 22 | 0 | 0 | 0 | 0% | 0%
4 | 20 | 23 | 0 | 0 | 0 | 0% | 0% | 4 | 20 | 23 | 0 | 0 | 0 | 0% | 0%
4 | 21 | 0 | 0 | 0 | 0 | 0% | 0% | 4 | 21 | 0 | 0 | 0 | 0 | 0% | 0%
4 | 21 | 1 | 0 | 0 | 0 | 0% | 0% | 4 | 21 | 1 | 0 | 0 | 0 | 0% | 0%
4 | 21 | 2 | 0 | 0 | 0 | 0% | 0% | 4 | 21 | 2 | 0 | 0 | 0 | 0% | 0%
4 | 21 | 3 | 0 | 0 | 0 | 0% | 0% | 4 | 21 | 3 | 0 | 0 | 0 | 0% | 0%
4 | 21 | 4 | 0 | 0 | 0 | 0% | 0% | 4 | 21 | 4 | 0 | 0 | 0 | 0% | 0%
4 | 21 | 5 | 0 | 0 | 0 | 0% | 0% | 4 | 21 | 5 | 0 | 0 | 0 | 0% | 0%
4 | 21 | 6 | 8.5313e-10 | 1.0734e-09 | 26.3388 | 2.634% | 2.827e-09% | 4 | 21 | 6 | 8.5313e-10 | 1.0652e-09 | 26.3388 | 2.634% | 2.806e-09%
4 | 21 | 7 | 2.2236e-09 | 2.7977e-09 | 191.4132 | 19.14% | 5.355e-08% | 4 | 21 | 7 | 2.2431e-09 | 2.8007e-09 | 191.4132 | 19.14% | 5.361e-08%
4 | 21 | 8 | 2.7566e-09 | 3.4682e-09 | 425.6268 | 42.56% | 1.476e-07% | 4 | 21 | 8 | 2.7817e-09 | 3.4732e-09 | 425.6268 | 42.56% | 1.478e-07%
4 | 21 | 9 | 4.0907e-09 | 5.1467e-09 | 643.2984 | 64.33% | 3.311e-07% | 4 | 21 | 9 | 4.1882e-09 | 5.2293e-09 | 643.2984 | 64.33% | 3.364e-07%
4 | 21 | 10 | 5.1068e-09 | 6.4251e-09 | 820.5924 | 82.06% | 5.272e-07% | 4 | 21 | 10 | 5.3697e-09 | 6.7044e-09 | 820.5924 | 82.06% | 5.502e-07%
4 | 21 | 11 | 6.1121e-09 | 7.69e-09 | 804.7908 | 80.48% | 6.189e-07% | 4 | 21 | 11 | 6.525e-09 | 8.147e-09 | 804.7908 | 80.48% | 6.557e-07%
4 | 21 | 12 | 9.3424e-09 | 1.1754e-08 | 814.9692 | 81.5% | 9.579e-07% | 4 | 21 | 12 | 9.9578e-09 | 1.2433e-08 | 814.9692 | 81.5% | 1.013e-06%
4 | 21 | 13 | 8.6845e-09 | 1.0926e-08 | 941.5032 | 94.15% | 1.029e-06% | 4 | 21 | 13 | 9.1861e-09 | 1.147e-08 | 941.5032 | 94.15% | 1.08e-06%
4 | 21 | 14 | 7.3563e-09 | 9.2554e-09 | 847.3212 | 84.73% | 7.842e-07% | 4 | 21 | 14 | 7.7684e-09 | 9.6994e-09 | 847.3212 | 84.73% | 8.219e-07%
4 | 21 | 15 | 6.2173e-09 | 7.8223e-09 | 688.8396 | 68.88% | 5.388e-07% | 4 | 21 | 15 | 6.4207e-09 | 8.0168e-09 | 688.8396 | 68.88% | 5.522e-07%
4 | 21 | 16 | 5.1873e-09 | 6.5265e-09 | 443.7264 | 44.37% | 2.896e-07% | 4 | 21 | 16 | 5.3269e-09 | 6.6511e-09 | 443.7264 | 44.37% | 2.951e-07%
4 | 21 | 17 | 2.7136e-09 | 3.4141e-09 | 184.2432 | 18.42% | 6.29e-08% | 4 | 21 | 17 | 2.7373e-09 | 3.4177e-09 | 184.2432 | 18.42% | 6.297e-08%
4 | 21 | 18 | 3.3525e-09 | 4.2179e-09 | 74.442 | 7.444% | 3.14e-08% | 4 | 21 | 18 | 3.3525e-09 | 4.1859e-09 | 74.442 | 7.444% | 3.116e-08%
4 | 21 | 19 | 2.8301e-09 | 3.5607e-09 | 0 | 0% | 0% | 4 | 21 | 19 | 2.8301e-09 | 3.5336e-09 | 0 | 0% | 0%
4 | 21 | 20 | 1.5669e-09 | 1.9714e-09 | 0 | 0% | 0% | 4 | 21 | 20 | 1.5669e-09 | 1.9564e-09 | 0 | 0% | 0%
4 | 21 | 21 | 0 | 0 | 0 | 0% | 0% | 4 | 21 | 21 | 0 | 0 | 0 | 0% | 0%
4 | 21 | 22 | 0 | 0 | 0 | 0% | 0% | 4 | 21 | 22 | 0 | 0 | 0 | 0% | 0%
4 | 21 | 23 | 0 | 0 | 0 | 0% | 0% | 4 | 21 | 23 | 0 | 0 | 0 | 0% | 0%
4 | 22 | 0 | 0 | 0 | 0 | 0% | 0% | 4 | 22 | 0 | 0 | 0 | 0 | 0% | 0%
4 | 22 | 1 | 0 | 0 | 0 | 0% | 0% | 4 | 22 | 1 | 0 | 0 | 0 | 0% | 0%
4 | 22 | 2 | 0 | 0 | 0 | 0% | 0% | 4 | 22 | 2 | 0 | 0 | 0 | 0% | 0%
4 | 22 | 3 | 0 | 0 | 0 | 0% | 0% | 4 | 22 | 3 | 0 | 0 | 0 | 0% | 0%
4 | 22 | 4 | 0 | 0 | 0 | 0% | 0% | 4 | 22 | 4 | 0 | 0 | 0 | 0% | 0%
4 | 22 | 5 | 0 | 0 | 0 | 0% | 0% | 4 | 22 | 5 | 0 | 0 | 0 | 0% | 0%
4 | 22 | 6 | 0 | 0 | 0.1428 | 0.01428% | 0% | 4 | 22 | 6 | 0 | 0 | 0.1428 | 0.01428% | 0%
4 | 22 | 7 | 0 | 0 | 2.226 | 0.2226% | 0% | 4 | 22 | 7 | 0 | 0 | 2.226 | 0.2226% | 0%
4 | 22 | 8 | 1.0255e-09 | 1.2903e-09 | 108.342 | 10.83% | 1.398e-08% | 4 | 22 | 8 | 1.0631e-09 | 1.3274e-09 | 108.342 | 10.83% | 1.438e-08%
4 | 22 | 9 | 1.3382e-09 | 1.6837e-09 | 450.4416 | 45.04% | 7.584e-08% | 4 | 22 | 9 | 1.3941e-09 | 1.7407e-09 | 450.4416 | 45.04% | 7.841e-08%
4 | 22 | 10 | 1.2134e-09 | 1.5267e-09 | 841.0248 | 84.1% | 1.284e-07% | 4 | 22 | 10 | 1.3397e-09 | 1.6727e-09 | 841.0248 | 84.1% | 1.407e-07%
4 | 22 | 11 | 1.9287e-09 | 2.4266e-09 | 957.774 | 95.78% | 2.324e-07% | 4 | 22 | 11 | 2.0423e-09 | 2.5499e-09 | 957.774 | 95.78% | 2.442e-07%
4 | 22 | 12 | 2.364e-09 | 2.9743e-09 | 999.9996 | 100% | 2.974e-07% | 4 | 22 | 12 | 2.4879e-09 | 3.1064e-09 | 999.9996 | 100% | 3.106e-07%
4 | 22 | 13 | 1.5557e-09 | 1.9573e-09 | 981.2712 | 98.13% | 1.921e-07% | 4 | 22 | 13 | 1.6492e-09 | 2.0591e-09 | 981.2712 | 98.13% | 2.021e-07%
4 | 22 | 14 | 1.6088e-09 | 2.0241e-09 | 884.2104 | 88.42% | 1.79e-07% | 4 | 22 | 14 | 1.6878e-09 | 2.1073e-09 | 884.2104 | 88.42% | 1.863e-07%
4 | 22 | 15 | 8.0068e-10 | 1.0074e-09 | 739.2396 | 73.92% | 7.447e-08% | 4 | 22 | 15 | 8.4861e-10 | 1.0596e-09 | 739.2396 | 73.92% | 7.833e-08%
4 | 22 | 16 | 2.344e-10 | 2.9491e-10 | 534.036 | 53.4% | 1.575e-08% | 4 | 22 | 16 | 2.4312e-10 | 3.0356e-10 | 534.036 | 53.4% | 1.621e-08%
4 | 22 | 17 | 1.3115e-10 | 1.6501e-10 | 291.8148 | 29.18% | 4.815e-09% | 4 | 22 | 17 | 1.3115e-10 | 1.6375e-10 | 291.8148 | 29.18% | 4.779e-09%
4 | 22 | 18 | 0 | 0 | 75.8424 | 7.584% | 0% | 4 | 22 | 18 | 0 | 0 | 75.8424 | 7.584% | 0%
4 | 22 | 19 | 0 | 0 | 0 | 0% | 0% | 4 | 22 | 19 | 0 | 0 | 0 | 0% | 0%
4 | 22 | 20 | 0 | 0 | 0 | 0% | 0% | 4 | 22 | 20 | 0 | 0 | 0 | 0% | 0%
4 | 22 | 21 | 0 | 0 | 0 | 0% | 0% | 4 | 22 | 21 | 0 | 0 | 0 | 0% | 0%
4 | 22 | 22 | 0 | 0 | 0 | 0% | 0% | 4 | 22 | 22 | 0 | 0 | 0 | 0% | 0%
4 | 22 | 23 | 0 | 0 | 0 | 0% | 0% | 4 | 22 | 23 | 0 | 0 | 0 | 0% | 0%
4 | 23 | 0 | 0 | 0 | 0 | 0% | 0% | 4 | 23 | 0 | 0 | 0 | 0 | 0% | 0%
4 | 23 | 1 | 0 | 0 | 0 | 0% | 0% | 4 | 23 | 1 | 0 | 0 | 0 | 0% | 0%
4 | 23 | 2 | 0 | 0 | 0 | 0% | 0% | 4 | 23 | 2 | 0 | 0 | 0 | 0% | 0%
4 | 23 | 3 | 0 | 0 | 0 | 0% | 0% | 4 | 23 | 3 | 0 | 0 | 0 | 0% | 0%
4 | 23 | 4 | 0 | 0 | 0 | 0% | 0% | 4 | 23 | 4 | 0 | 0 | 0 | 0% | 0%
4 | 23 | 5 | 0 | 0 | 0 | 0% | 0% | 4 | 23 | 5 | 0 | 0 | 0 | 0% | 0%
4 | 23 | 6 | 0 | 0 | 28.476 | 2.848% | 0% | 4 | 23 | 6 | 0 | 0 | 28.476 | 2.848% | 0%
4 | 23 | 7 | 0 | 0 | 219.2964 | 21.93% | 0% | 4 | 23 | 7 | 0 | 0 | 219.2964 | 21.93% | 0%
4 | 23 | 8 | 0 | 0 | 478.9044 | 47.89% | 0% | 4 | 23 | 8 | 0 | 0 | 478.9044 | 47.89% | 0%
4 | 23 | 9 | 0 | 0 | 707.3856 | 70.74% | 0% | 4 | 23 | 9 | 0 | 0 | 707.3856 | 70.74% | 0%
4 | 23 | 10 | 0 | 0 | 865.5684 | 86.56% | 0% | 4 | 23 | 10 | 0 | 0 | 865.5684 | 86.56% | 0%
4 | 23 | 11 | 0 | 0 | 960.6732 | 96.07% | 0% | 4 | 23 | 11 | 0 | 0 | 960.6732 | 96.07% | 0%
4 | 23 | 12 | 0 | 0 | 993.3924 | 99.34% | 0% | 4 | 23 | 12 | 0 | 0 | 993.3924 | 99.34% | 0%
4 | 23 | 13 | 0 | 0 | 980.8872 | 98.09% | 0% | 4 | 23 | 13 | 0 | 0 | 980.8872 | 98.09% | 0%
4 | 23 | 14 | 0 | 0 | 887.7156 | 88.77% | 0% | 4 | 23 | 14 | 0 | 0 | 887.7156 | 88.77% | 0%
4 | 23 | 15 | 0 | 0 | 748.1268 | 74.81% | 0% | 4 | 23 | 15 | 0 | 0 | 748.1268 | 74.81% | 0%
4 | 23 | 16 | 0 | 0 | 547.8288 | 54.78% | 0% | 4 | 23 | 16 | 0 | 0 | 547.8288 | 54.78% | 0%
4 | 23 | 17 | 0 | 0 | 300.8124 | 30.08% | 0% | 4 | 23 | 17 | 0 | 0 | 300.8124 | 30.08% | 0%
4 | 23 | 18 | 0 | 0 | 74.8812 | 7.488% | 0% | 4 | 23 | 18 | 0 | 0 | 74.8812 | 7.488% | 0%
4 | 23 | 19 | 0 | 0 | 0 | 0% | 0% | 4 | 23 | 19 | 0 | 0 | 0 | 0% | 0%
4 | 23 | 20 | 0 | 0 | 0 | 0% | 0% | 4 | 23 | 20 | 0 | 0 | 0 | 0% | 0%
4 | 23 | 21 | 0 | 0 | 0 | 0% | 0% | 4 | 23 | 21 | 0 | 0 | 0 | 0% | 0%
4 | 23 | 22 | 0 | 0 | 0 | 0% | 0% | 4 | 23 | 22 | 0 | 0 | 0 | 0% | 0%
4 | 23 | 23 | 0 | 0 | 0 | 0% | 0% | 4 | 23 | 23 | 0 | 0 | 0 | 0% | 0%
4 | 24 | 0 | 0 | 0 | 0 | 0% | 0% | 4 | 24 | 0 | 0 | 0 | 0 | 0% | 0%
4 | 24 | 1 | 0 | 0 | 0 | 0% | 0% | 4 | 24 | 1 | 0 | 0 | 0 | 0% | 0%
4 | 24 | 2 | 0 | 0 | 0 | 0% | 0% | 4 | 24 | 2 | 0 | 0 | 0 | 0% | 0%
4 | 24 | 3 | 0 | 0 | 0 | 0% | 0% | 4 | 24 | 3 | 0 | 0 | 0 | 0% | 0%
4 | 24 | 4 | 0 | 0 | 0 | 0% | 0% | 4 | 24 | 4 | 0 | 0 | 0 | 0% | 0%
4 | 24 | 5 | 0 | 0 | 0 | 0% | 0% | 4 | 24 | 5 | 0 | 0 | 0 | 0% | 0%
4 | 24 | 6 | 0 | 0 | 28.1268 | 2.813% | 0% | 4 | 24 | 6 | 0 | 0 | 28.1268 | 2.813% | 0%
4 | 24 | 7 | 0 | 0 | 214.2504 | 21.43% | 0% | 4 | 24 | 7 | 0 | 0 | 214.2504 | 21.43% | 0%
4 | 24 | 8 | 0 | 0 | 456.7968 | 45.68% | 0% | 4 | 24 | 8 | 0 | 0 | 456.7968 | 45.68% | 0%
4 | 24 | 9 | 0 | 0 | 605.8728 | 60.59% | 0% | 4 | 24 | 9 | 0 | 0 | 605.8728 | 60.59% | 0%
4 | 24 | 10 | 0 | 0 | 722.9124 | 72.29% | 0% | 4 | 24 | 10 | 0 | 0 | 722.9124 | 72.29% | 0%
4 | 24 | 11 | 0 | 0 | 767.9088 | 76.79% | 0% | 4 | 24 | 11 | 0 | 0 | 767.9088 | 76.79% | 0%
4 | 24 | 12 | 0 | 0 | 782.0604 | 78.21% | 0% | 4 | 24 | 12 | 0 | 0 | 782.0604 | 78.21% | 0%
4 | 24 | 13 | 0 | 0 | 729.0936 | 72.91% | 0% | 4 | 24 | 13 | 0 | 0 | 729.0936 | 72.91% | 0%
4 | 24 | 14 | 0 | 0 | 680.6712 | 68.07% | 0% | 4 | 24 | 14 | 0 | 0 | 680.6712 | 68.07% | 0%
4 | 24 | 15 | 0 | 0 | 647.964 | 64.8% | 0% | 4 | 24 | 15 | 0 | 0 | 647.964 | 64.8% | 0%
4 | 24 | 16 | 0 | 0 | 385.1628 | 38.52% | 0% | 4 | 24 | 16 | 0 | 0 | 385.1628 | 38.52% | 0%
4 | 24 | 17 | 3.3809e-10 | 4.2537e-10 | 154.3248 | 15.43% | 6.565e-09% | 4 | 24 | 17 | 3.411e-10 | 4.2589e-10 | 154.3248 | 15.43% | 6.573e-09%
4 | 24 | 18 | 3.8336e-10 | 4.8233e-10 | 51.1464 | 5.115% | 2.467e-09% | 4 | 24 | 18 | 3.8336e-10 | 4.7866e-10 | 51.1464 | 5.115% | 2.448e-09%
4 | 24 | 19 | 1.0102e-10 | 1.271e-10 | 0 | 0% | 0% | 4 | 24 | 19 | 1.0102e-10 | 1.2613e-10 | 0 | 0% | 0%
4 | 24 | 20 | 0 | 0 | 0 | 0% | 0% | 4 | 24 | 20 | 0 | 0 | 0 | 0% | 0%
4 | 24 | 21 | 0 | 0 | 0 | 0% | 0% | 4 | 24 | 21 | 0 | 0 | 0 | 0% | 0%
4 | 24 | 22 | 0 | 0 | 0 | 0% | 0% | 4 | 24 | 22 | 0 | 0 | 0 | 0% | 0%
4 | 24 | 23 | 0 | 0 | 0 | 0% | 0% | 4 | 24 | 23 | 0 | 0 | 0 | 0% | 0%
4 | 25 | 0 | 0 | 0 | 0 | 0% | 0% | 4 | 25 | 0 | 0 | 0 | 0 | 0% | 0%
4 | 25 | 1 | 0 | 0 | 0 | 0% | 0% | 4 | 25 | 1 | 0 | 0 | 0 | 0% | 0%
4 | 25 | 2 | 0 | 0 | 0 | 0% | 0% | 4 | 25 | 2 | 0 | 0 | 0 | 0% | 0%
4 | 25 | 3 | 0 | 0 | 0 | 0% | 0% | 4 | 25 | 3 | 0 | 0 | 0 | 0% | 0%
4 | 25 | 4 | 0 | 0 | 0 | 0% | 0% | 4 | 25 | 4 | 0 | 0 | 0 | 0% | 0%
4 | 25 | 5 | 0 | 0 | 0 | 0% | 0% | 4 | 25 | 5 | 0 | 0 | 0 | 0% | 0%
4 | 25 | 6 | 0 | 0 | 18.8856 | 1.889% | 0% | 4 | 25 | 6 | 0 | 0 | 18.8856 | 1.889% | 0%
4 | 25 | 7 | 0 | 0 | 63.1464 | 6.315% | 0% | 4 | 25 | 7 | 0 | 0 | 63.1464 | 6.315% | 0%
4 | 25 | 8 | 1.3494e-09 | 1.6978e-09 | 137.3484 | 13.73% | 2.332e-08% | 4 | 25 | 8 | 1.3494e-09 | 1.6849e-09 | 137.3484 | 13.73% | 2.314e-08%
4 | 25 | 9 | 2.5958e-09 | 3.2659e-09 | 79.9764 | 7.998% | 2.612e-08% | 4 | 25 | 9 | 2.6906e-09 | 3.3594e-09 | 79.9764 | 7.998% | 2.687e-08%
4 | 25 | 10 | 5.7769e-09 | 7.2682e-09 | 60.7044 | 6.07% | 4.412e-08% | 4 | 25 | 10 | 5.9739e-09 | 7.4589e-09 | 60.7044 | 6.07% | 4.528e-08%
4 | 25 | 11 | 9.4241e-09 | 1.1857e-08 | 82.506 | 8.251% | 9.783e-08% | 4 | 25 | 11 | 9.4998e-09 | 1.1861e-08 | 82.506 | 8.251% | 9.786e-08%
4 | 25 | 12 | 1.4781e-08 | 1.8597e-08 | 164.4456 | 16.44% | 3.058e-07% | 4 | 25 | 12 | 1.5037e-08 | 1.8775e-08 | 164.4456 | 16.44% | 3.087e-07%
4 | 25 | 13 | 2.3721e-08 | 2.9845e-08 | 119.0028 | 11.9% | 3.552e-07% | 4 | 25 | 13 | 2.4138e-08 | 3.0139e-08 | 119.0028 | 11.9% | 3.587e-07%
4 | 25 | 14 | 3.539e-08 | 4.4526e-08 | 169.0308 | 16.9% | 7.526e-07% | 4 | 25 | 14 | 3.5936e-08 | 4.4869e-08 | 169.0308 | 16.9% | 7.584e-07%
4 | 25 | 15 | 4.0226e-08 | 5.0611e-08 | 206.1024 | 20.61% | 1.043e-06% | 4 | 25 | 15 | 4.0868e-08 | 5.1027e-08 | 206.1024 | 20.61% | 1.052e-06%
4 | 25 | 16 | 4.5969e-08 | 5.7836e-08 | 144.4308 | 14.44% | 8.353e-07% | 4 | 25 | 16 | 4.5969e-08 | 5.7396e-08 | 144.4308 | 14.44% | 8.29e-07%
4 | 25 | 17 | 6.2807e-08 | 7.9021e-08 | 180.9168 | 18.09% | 1.43e-06% | 4 | 25 | 17 | 6.2807e-08 | 7.842e-08 | 180.9168 | 18.09% | 1.419e-06%
4 | 25 | 18 | 3.2717e-08 | 4.1163e-08 | 6.9744 | 0.6974% | 2.871e-08% | 4 | 25 | 18 | 3.2717e-08 | 4.085e-08 | 6.9744 | 0.6974% | 2.849e-08%
4 | 25 | 19 | 2.9636e-08 | 3.7286e-08 | 0 | 0% | 0% | 4 | 25 | 19 | 2.9636e-08 | 3.7003e-08 | 0 | 0% | 0%
4 | 25 | 20 | 1.9035e-08 | 2.3948e-08 | 0 | 0% | 0% | 4 | 25 | 20 | 1.9035e-08 | 2.3766e-08 | 0 | 0% | 0%
4 | 25 | 21 | 3.6143e-09 | 4.5473e-09 | 0 | 0% | 0% | 4 | 25 | 21 | 3.6143e-09 | 4.5127e-09 | 0 | 0% | 0%
4 | 25 | 22 | 0 | 0 | 0 | 0% | 0% | 4 | 25 | 22 | 0 | 0 | 0 | 0% | 0%
4 | 25 | 23 | 0 | 0 | 0 | 0% | 0% | 4 | 25 | 23 | 0 | 0 | 0 | 0% | 0%
4 | 26 | 0 | 0 | 0 | 0 | 0% | 0% | 4 | 26 | 0 | 0 | 0 | 0 | 0% | 0%
4 | 26 | 1 | 0 | 0 | 0 | 0% | 0% | 4 | 26 | 1 | 0 | 0 | 0 | 0% | 0%
4 | 26 | 2 | 0 | 0 | 0 | 0% | 0% | 4 | 26 | 2 | 0 | 0 | 0 | 0% | 0%
4 | 26 | 3 | 0 | 0 | 0 | 0% | 0% | 4 | 26 | 3 | 0 | 0 | 0 | 0% | 0%
4 | 26 | 4 | 0 | 0 | 0 | 0% | 0% | 4 | 26 | 4 | 0 | 0 | 0 | 0% | 0%
4 | 26 | 5 | 0 | 0 | 0 | 0% | 0% | 4 | 26 | 5 | 0 | 0 | 0 | 0% | 0%
4 | 26 | 6 | 3.0102e-10 | 3.7873e-10 | 34.8432 | 3.484% | 1.32e-09% | 4 | 26 | 6 | 3.0102e-10 | 3.7585e-10 | 34.8432 | 3.484% | 1.31e-09%
4 | 26 | 7 | 1.6589e-09 | 2.0872e-09 | 84.576 | 8.458% | 1.765e-08% | 4 | 26 | 7 | 1.6725e-09 | 2.0882e-09 | 84.576 | 8.458% | 1.766e-08%
4 | 26 | 8 | 3.4393e-09 | 4.3272e-09 | 265.8768 | 26.59% | 1.15e-07% | 4 | 26 | 8 | 3.4999e-09 | 4.3699e-09 | 265.8768 | 26.59% | 1.162e-07%
4 | 26 | 9 | 1.0702e-08 | 1.3465e-08 | 663.7704 | 66.38% | 8.938e-07% | 4 | 26 | 9 | 1.0961e-08 | 1.3685e-08 | 663.7704 | 66.38% | 9.084e-07%
4 | 26 | 10 | 2.1107e-08 | 2.6556e-08 | 830.16 | 83.02% | 2.205e-06% | 4 | 26 | 10 | 2.179e-08 | 2.7206e-08 | 830.16 | 83.02% | 2.259e-06%
4 | 26 | 11 | 6.518e-08 | 8.2006e-08 | 924.696 | 92.47% | 7.583e-06% | 4 | 26 | 11 | 6.8341e-08 | 8.5329e-08 | 924.696 | 92.47% | 7.89e-06%
4 | 26 | 12 | 3.233e-07 | 4.0676e-07 | 959.1132 | 95.91% | 3.901e-05% | 4 | 26 | 12 | 3.375e-07 | 4.214e-07 | 959.1132 | 95.91% | 4.042e-05%
4 | 26 | 13 | 6.6938e-07 | 8.4218e-07 | 937.3068 | 93.73% | 7.894e-05% | 4 | 26 | 13 | 6.9843e-07 | 8.7205e-07 | 937.3068 | 93.73% | 8.174e-05%
4 | 26 | 14 | 1.5541e-06 | 1.9553e-06 | 860.4948 | 86.05% | 0.0001682% | 4 | 26 | 14 | 1.6097e-06 | 2.0098e-06 | 860.4948 | 86.05% | 0.0001729%
4 | 26 | 15 | 1.0768e-06 | 1.3548e-06 | 726.8976 | 72.69% | 9.848e-05% | 4 | 26 | 15 | 1.1149e-06 | 1.392e-06 | 726.8976 | 72.69% | 0.0001012%
4 | 26 | 16 | 1.4403e-06 | 1.8121e-06 | 529.752 | 52.98% | 9.6e-05% | 4 | 26 | 16 | 1.4701e-06 | 1.8355e-06 | 529.752 | 52.98% | 9.724e-05%
4 | 26 | 17 | 3.5422e-07 | 4.4566e-07 | 291.4392 | 29.14% | 1.299e-05% | 4 | 26 | 17 | 3.5422e-07 | 4.4227e-07 | 291.4392 | 29.14% | 1.289e-05%
4 | 26 | 18 | 9.8525e-08 | 1.2396e-07 | 76.5108 | 7.651% | 9.484e-07% | 4 | 26 | 18 | 9.8525e-08 | 1.2302e-07 | 76.5108 | 7.651% | 9.412e-07%
4 | 26 | 19 | 1.3182e-07 | 1.6585e-07 | 0 | 0% | 0% | 4 | 26 | 19 | 1.3182e-07 | 1.6459e-07 | 0 | 0% | 0%
4 | 26 | 20 | 3.2953e-08 | 4.146e-08 | 0 | 0% | 0% | 4 | 26 | 20 | 3.2953e-08 | 4.1145e-08 | 0 | 0% | 0%
4 | 26 | 21 | 5.9219e-09 | 7.4506e-09 | 0 | 0% | 0% | 4 | 26 | 21 | 5.9219e-09 | 7.3939e-09 | 0 | 0% | 0%
4 | 26 | 22 | 0 | 0 | 0 | 0% | 0% | 4 | 26 | 22 | 0 | 0 | 0 | 0% | 0%
4 | 26 | 23 | 0 | 0 | 0 | 0% | 0% | 4 | 26 | 23 | 0 | 0 | 0 | 0% | 0%
4 | 27 | 0 | 0 | 0 | 0 | 0% | 0% | 4 | 27 | 0 | 0 | 0 | 0 | 0% | 0%
4 | 27 | 1 | 0 | 0 | 0 | 0% | 0% | 4 | 27 | 1 | 0 | 0 | 0 | 0% | 0%
4 | 27 | 2 | 0 | 0 | 0 | 0% | 0% | 4 | 27 | 2 | 0 | 0 | 0 | 0% | 0%
4 | 27 | 3 | 0 | 0 | 0 | 0% | 0% | 4 | 27 | 3 | 0 | 0 | 0 | 0% | 0%
4 | 27 | 4 | 0 | 0 | 0 | 0% | 0% | 4 | 27 | 4 | 0 | 0 | 0 | 0% | 0%
4 | 27 | 5 | 0 | 0 | 0 | 0% | 0% | 4 | 27 | 5 | 0 | 0 | 0 | 0% | 0%
4 | 27 | 6 | 6.0991e-10 | 7.6736e-10 | 31.4736 | 3.147% | 2.415e-09% | 4 | 27 | 6 | 6.0991e-10 | 7.6153e-10 | 31.4736 | 3.147% | 2.397e-09%
4 | 27 | 7 | 2.32e-09 | 2.9189e-09 | 223.1856 | 22.32% | 6.515e-08% | 4 | 27 | 7 | 2.3394e-09 | 2.9209e-09 | 223.1856 | 22.32% | 6.519e-08%
4 | 27 | 8 | 4.4387e-09 | 5.5845e-09 | 469.5156 | 46.95% | 2.622e-07% | 4 | 27 | 8 | 4.5497e-09 | 5.6806e-09 | 469.5156 | 46.95% | 2.667e-07%
4 | 27 | 9 | 6.7794e-09 | 8.5295e-09 | 678.8376 | 67.88% | 5.79e-07% | 4 | 27 | 9 | 7.0063e-09 | 8.7479e-09 | 678.8376 | 67.88% | 5.938e-07%
4 | 27 | 10 | 5.5389e-09 | 6.9688e-09 | 826.434 | 82.64% | 5.759e-07% | 4 | 27 | 10 | 5.8288e-09 | 7.2777e-09 | 826.434 | 82.64% | 6.015e-07%
4 | 27 | 11 | 1.1703e-08 | 1.4724e-08 | 930.9528 | 93.1% | 1.371e-06% | 4 | 27 | 11 | 1.2184e-08 | 1.5213e-08 | 930.9528 | 93.1% | 1.416e-06%
4 | 27 | 12 | 9.8e-09 | 1.233e-08 | 962.3436 | 96.23% | 1.187e-06% | 4 | 27 | 12 | 9.8699e-09 | 1.2323e-08 | 962.3436 | 96.23% | 1.186e-06%
4 | 27 | 13 | 1.3195e-08 | 1.6601e-08 | 939.8808 | 93.99% | 1.56e-06% | 4 | 27 | 13 | 1.3304e-08 | 1.6611e-08 | 939.8808 | 93.99% | 1.561e-06%
4 | 27 | 14 | 1.0198e-08 | 1.2831e-08 | 861.4092 | 86.14% | 1.105e-06% | 4 | 27 | 14 | 1.0275e-08 | 1.2829e-08 | 861.4092 | 86.14% | 1.105e-06%
4 | 27 | 15 | 7.0048e-09 | 8.813e-09 | 725.2884 | 72.53% | 6.392e-07% | 4 | 27 | 15 | 7.0048e-09 | 8.746e-09 | 725.2884 | 72.53% | 6.343e-07%
4 | 27 | 16 | 5.8746e-09 | 7.3911e-09 | 309.8016 | 30.98% | 2.29e-07% | 4 | 27 | 16 | 5.8746e-09 | 7.3349e-09 | 309.8016 | 30.98% | 2.272e-07%
4 | 27 | 17 | 3.6458e-09 | 4.587e-09 | 296.9028 | 29.69% | 1.362e-07% | 4 | 27 | 17 | 3.6458e-09 | 4.5521e-09 | 296.9028 | 29.69% | 1.352e-07%
4 | 27 | 18 | 4.3312e-09 | 5.4493e-09 | 76.524 | 7.652% | 4.17e-08% | 4 | 27 | 18 | 4.3312e-09 | 5.4079e-09 | 76.524 | 7.652% | 4.138e-08%
4 | 27 | 19 | 6.107e-09 | 7.6835e-09 | 0 | 0% | 0% | 4 | 27 | 19 | 6.107e-09 | 7.625e-09 | 0 | 0% | 0%
4 | 27 | 20 | 2.7811e-09 | 3.4991e-09 | 0 | 0% | 0% | 4 | 27 | 20 | 2.7811e-09 | 3.4724e-09 | 0 | 0% | 0%
4 | 27 | 21 | 4.5166e-10 | 5.6826e-10 | 0 | 0% | 0% | 4 | 27 | 21 | 4.5166e-10 | 5.6394e-10 | 0 | 0% | 0%
4 | 27 | 22 | 0 | 0 | 0 | 0% | 0% | 4 | 27 | 22 | 0 | 0 | 0 | 0% | 0%
4 | 27 | 23 | 0 | 0 | 0 | 0% | 0% | 4 | 27 | 23 | 0 | 0 | 0 | 0% | 0%
4 | 28 | 0 | 0 | 0 | 0 | 0% | 0% | 4 | 28 | 0 | 0 | 0 | 0 | 0% | 0%
4 | 28 | 1 | 0 | 0 | 0 | 0% | 0% | 4 | 28 | 1 | 0 | 0 | 0 | 0% | 0%
4 | 28 | 2 | 0 | 0 | 0 | 0% | 0% | 4 | 28 | 2 | 0 | 0 | 0 | 0% | 0%
4 | 28 | 3 | 0 | 0 | 0 | 0% | 0% | 4 | 28 | 3 | 0 | 0 | 0 | 0% | 0%
4 | 28 | 4 | 0 | 0 | 0 | 0% | 0% | 4 | 28 | 4 | 0 | 0 | 0 | 0% | 0%
4 | 28 | 5 | 0 | 0 | 0 | 0% | 0% | 4 | 28 | 5 | 0 | 0 | 0 | 0% | 0%
4 | 28 | 6 | 0 | 0 | 33.6504 | 3.365% | 0% | 4 | 28 | 6 | 0 | 0 | 33.6504 | 3.365% | 0%
4 | 28 | 7 | 5.6023e-10 | 7.0486e-10 | 223.0644 | 22.31% | 1.572e-08% | 4 | 28 | 7 | 5.6023e-10 | 6.995e-10 | 223.0644 | 22.31% | 1.56e-08%
4 | 28 | 8 | 2.4268e-09 | 3.0533e-09 | 475.3164 | 47.53% | 1.451e-07% | 4 | 28 | 8 | 2.4268e-09 | 3.0301e-09 | 475.3164 | 47.53% | 1.44e-07%
4 | 28 | 9 | 4.8291e-09 | 6.0758e-09 | 681.168 | 68.12% | 4.139e-07% | 4 | 28 | 9 | 4.8672e-09 | 6.0771e-09 | 681.168 | 68.12% | 4.14e-07%
4 | 28 | 10 | 7.3018e-09 | 9.1868e-09 | 827.6184 | 82.76% | 7.603e-07% | 4 | 28 | 10 | 7.3608e-09 | 9.1905e-09 | 827.6184 | 82.76% | 7.606e-07%
4 | 28 | 11 | 1.8326e-08 | 2.3057e-08 | 915.2244 | 91.52% | 2.11e-06% | 4 | 28 | 11 | 1.8632e-08 | 2.3263e-08 | 915.2244 | 91.52% | 2.129e-06%
4 | 28 | 12 | 2.0467e-08 | 2.575e-08 | 944.4096 | 94.44% | 2.432e-06% | 4 | 28 | 12 | 2.1107e-08 | 2.6354e-08 | 944.4096 | 94.44% | 2.489e-06%
4 | 28 | 13 | 5.4531e-08 | 6.8609e-08 | 919.2636 | 91.93% | 6.307e-06% | 4 | 28 | 13 | 5.6322e-08 | 7.0323e-08 | 919.2636 | 91.93% | 6.465e-06%
4 | 28 | 14 | 9.4318e-08 | 1.1867e-07 | 820.5228 | 82.05% | 9.737e-06% | 4 | 28 | 14 | 9.5748e-08 | 1.1955e-07 | 820.5228 | 82.05% | 9.809e-06%
4 | 28 | 15 | 6.6798e-08 | 8.4042e-08 | 694.6392 | 69.46% | 5.838e-06% | 4 | 28 | 15 | 6.7778e-08 | 8.4627e-08 | 694.6392 | 69.46% | 5.879e-06%
4 | 28 | 16 | 6.1897e-08 | 7.7875e-08 | 516.4476 | 51.64% | 4.022e-06% | 4 | 28 | 16 | 6.2382e-08 | 7.7889e-08 | 516.4476 | 51.64% | 4.023e-06%
4 | 28 | 17 | 5.4521e-08 | 6.8595e-08 | 283.9932 | 28.4% | 1.948e-06% | 4 | 28 | 17 | 5.4521e-08 | 6.8074e-08 | 283.9932 | 28.4% | 1.933e-06%
4 | 28 | 18 | 3.198e-08 | 4.0236e-08 | 74.7252 | 7.473% | 3.007e-07% | 4 | 28 | 18 | 3.198e-08 | 3.993e-08 | 74.7252 | 7.473% | 2.984e-07%
4 | 28 | 19 | 1.5607e-08 | 1.9636e-08 | 0 | 0% | 0% | 4 | 28 | 19 | 1.5607e-08 | 1.9486e-08 | 0 | 0% | 0%
4 | 28 | 20 | 1.5607e-08 | 1.9636e-08 | 0 | 0% | 0% | 4 | 28 | 20 | 1.5607e-08 | 1.9486e-08 | 0 | 0% | 0%
4 | 28 | 21 | 3.0018e-09 | 3.7768e-09 | 0 | 0% | 0% | 4 | 28 | 21 | 3.0018e-09 | 3.7481e-09 | 0 | 0% | 0%
4 | 28 | 22 | 0 | 0 | 0 | 0% | 0% | 4 | 28 | 22 | 0 | 0 | 0 | 0% | 0%
4 | 28 | 23 | 0 | 0 | 0 | 0% | 0% | 4 | 28 | 23 | 0 | 0 | 0 | 0% | 0%
4 | 29 | 0 | 0 | 0 | 0 | 0% | 0% | 4 | 29 | 0 | 0 | 0 | 0 | 0% | 0%
4 | 29 | 1 | 0 | 0 | 0 | 0% | 0% | 4 | 29 | 1 | 0 | 0 | 0 | 0% | 0%
4 | 29 | 2 | 0 | 0 | 0 | 0% | 0% | 4 | 29 | 2 | 0 | 0 | 0 | 0% | 0%
4 | 29 | 3 | 0 | 0 | 0 | 0% | 0% | 4 | 29 | 3 | 0 | 0 | 0 | 0% | 0%
4 | 29 | 4 | 0 | 0 | 0 | 0% | 0% | 4 | 29 | 4 | 0 | 0 | 0 | 0% | 0%
4 | 29 | 5 | 0 | 0 | 0 | 0% | 0% | 4 | 29 | 5 | 0 | 0 | 0 | 0% | 0%
4 | 29 | 6 | 0 | 0 | 33.9564 | 3.396% | 0% | 4 | 29 | 6 | 0 | 0 | 33.9564 | 3.396% | 0%
4 | 29 | 7 | 2.762e-10 | 3.475e-10 | 219.4944 | 21.95% | 7.627e-09% | 4 | 29 | 7 | 3.0145e-10 | 3.7638e-10 | 219.4944 | 21.95% | 8.261e-09%
4 | 29 | 8 | 1.0267e-09 | 1.2918e-09 | 454.3296 | 45.43% | 5.869e-08% | 4 | 29 | 8 | 1.0562e-09 | 1.3188e-09 | 454.3296 | 45.43% | 5.992e-08%
4 | 29 | 9 | 2.343e-09 | 2.9479e-09 | 644.2128 | 64.42% | 1.899e-07% | 4 | 29 | 9 | 2.4284e-09 | 3.032e-09 | 644.2128 | 64.42% | 1.953e-07%
4 | 29 | 10 | 3.592e-09 | 4.5193e-09 | 778.2828 | 77.83% | 3.517e-07% | 4 | 29 | 10 | 3.6805e-09 | 4.5954e-09 | 778.2828 | 77.83% | 3.576e-07%
4 | 29 | 11 | 4.2279e-09 | 5.3193e-09 | 886.062 | 88.61% | 4.713e-07% | 4 | 29 | 11 | 4.3375e-09 | 5.4158e-09 | 886.062 | 88.61% | 4.799e-07%
4 | 29 | 12 | 4.4453e-09 | 5.5928e-09 | 914.2476 | 91.42% | 5.113e-07% | 4 | 29 | 12 | 4.627e-09 | 5.7772e-09 | 914.2476 | 91.42% | 5.282e-07%
4 | 29 | 13 | 5.1123e-09 | 6.432e-09 | 892.7172 | 89.27% | 5.742e-07% | 4 | 29 | 13 | 5.3325e-09 | 6.6581e-09 | 892.7172 | 89.27% | 5.944e-07%
4 | 29 | 14 | 6.1627e-09 | 7.7536e-09 | 817.9176 | 81.79% | 6.342e-07% | 4 | 29 | 14 | 6.3695e-09 | 7.9528e-09 | 817.9176 | 81.79% | 6.505e-07%
4 | 29 | 15 | 4.7498e-09 | 5.976e-09 | 437.8464 | 43.78% | 2.617e-07% | 4 | 29 | 15 | 4.9487e-09 | 6.1788e-09 | 437.8464 | 43.78% | 2.705e-07%
4 | 29 | 16 | 4.4784e-09 | 5.6345e-09 | 192.348 | 19.23% | 1.084e-07% | 4 | 29 | 16 | 4.5893e-09 | 5.7301e-09 | 192.348 | 19.23% | 1.102e-07%
4 | 29 | 17 | 2.594e-09 | 3.2637e-09 | 138.1644 | 13.82% | 4.509e-08% | 4 | 29 | 17 | 2.6179e-09 | 3.2686e-09 | 138.1644 | 13.82% | 4.516e-08%
4 | 29 | 18 | 5.6011e-10 | 7.047e-10 | 27.1608 | 2.716% | 1.914e-09% | 4 | 29 | 18 | 5.6011e-10 | 6.9934e-10 | 27.1608 | 2.716% | 1.899e-09%
4 | 29 | 19 | 4.9362e-10 | 6.2105e-10 | 0 | 0% | 0% | 4 | 29 | 19 | 4.9362e-10 | 6.1632e-10 | 0 | 0% | 0%
4 | 29 | 20 | 1.3431e-10 | 1.6899e-10 | 0 | 0% | 0% | 4 | 29 | 20 | 1.3431e-10 | 1.677e-10 | 0 | 0% | 0%
4 | 29 | 21 | 0 | 0 | 0 | 0% | 0% | 4 | 29 | 21 | 0 | 0 | 0 | 0% | 0%
4 | 29 | 22 | 0 | 0 | 0 | 0% | 0% | 4 | 29 | 22 | 0 | 0 | 0 | 0% | 0%
4 | 29 | 23 | 0 | 0 | 0 | 0% | 0% | 4 | 29 | 23 | 0 | 0 | 0 | 0% | 0%
4 | 30 | 0 | 0 | 0 | 0 | 0% | 0% | 4 | 30 | 0 | 0 | 0 | 0 | 0% | 0%
4 | 30 | 1 | 0 | 0 | 0 | 0% | 0% | 4 | 30 | 1 | 0 | 0 | 0 | 0% | 0%
4 | 30 | 2 | 0 | 0 | 0 | 0% | 0% | 4 | 30 | 2 | 0 | 0 | 0 | 0% | 0%
4 | 30 | 3 | 0 | 0 | 0 | 0% | 0% | 4 | 30 | 3 | 0 | 0 | 0 | 0% | 0%
4 | 30 | 4 | 0 | 0 | 0 | 0% | 0% | 4 | 30 | 4 | 0 | 0 | 0 | 0% | 0%
4 | 30 | 5 | 0 | 0 | 0 | 0% | 0% | 4 | 30 | 5 | 0 | 0 | 0 | 0% | 0%
4 | 30 | 6 | 0 | 0 | 24.2136 | 2.421% | 0% | 4 | 30 | 6 | 0 | 0 | 24.2136 | 2.421% | 0%
4 | 30 | 7 | 0 | 0 | 56.7252 | 5.673% | 0% | 4 | 30 | 7 | 0 | 0 | 56.7252 | 5.673% | 0%
4 | 30 | 8 | 0 | 0 | 240.1608 | 24.02% | 0% | 4 | 30 | 8 | 0 | 0 | 240.1608 | 24.02% | 0%
4 | 30 | 9 | 0 | 0 | 147.8172 | 14.78% | 0% | 4 | 30 | 9 | 0 | 0 | 147.8172 | 14.78% | 0%
4 | 30 | 10 | 0 | 0 | 334.1952 | 33.42% | 0% | 4 | 30 | 10 | 0 | 0 | 334.1952 | 33.42% | 0%
4 | 30 | 11 | 0 | 0 | 905.3856 | 90.54% | 0% | 4 | 30 | 11 | 0 | 0 | 905.3856 | 90.54% | 0%
4 | 30 | 12 | 0 | 0 | 190.8756 | 19.09% | 0% | 4 | 30 | 12 | 0 | 0 | 190.8756 | 19.09% | 0%
4 | 30 | 13 | 0 | 0 | 928.6152 | 92.86% | 0% | 4 | 30 | 13 | 0 | 0 | 928.6152 | 92.86% | 0%
4 | 30 | 14 | 0 | 0 | 839.1588 | 83.92% | 0% | 4 | 30 | 14 | 0 | 0 | 839.1588 | 83.92% | 0%
4 | 30 | 15 | 0 | 0 | 105.6384 | 10.56% | 0% | 4 | 30 | 15 | 0 | 0 | 105.6384 | 10.56% | 0%
4 | 30 | 16 | 0 | 0 | 217.086 | 21.71% | 0% | 4 | 30 | 16 | 0 | 0 | 217.086 | 21.71% | 0%
4 | 30 | 17 | 0 | 0 | 293.2644 | 29.33% | 0% | 4 | 30 | 17 | 0 | 0 | 293.2644 | 29.33% | 0%
4 | 30 | 18 | 0 | 0 | 85.3296 | 8.533% | 0% | 4 | 30 | 18 | 0 | 0 | 85.3296 | 8.533% | 0%
4 | 30 | 19 | 0 | 0 | 0 | 0% | 0% | 4 | 30 | 19 | 0 | 0 | 0 | 0% | 0%
4 | 30 | 20 | 0 | 0 | 0 | 0% | 0% | 4 | 30 | 20 | 0 | 0 | 0 | 0% | 0%
4 | 30 | 21 | 0 | 0 | 0 | 0% | 0% | 4 | 30 | 21 | 0 | 0 | 0 | 0% | 0%
4 | 30 | 22 | 0 | 0 | 0 | 0% | 0% | 4 | 30 | 22 | 0 | 0 | 0 | 0% | 0%
4 | 30 | 23 | 0 | 0 | 0 | 0% | 0% | 4 | 30 | 23 | 0 | 0 | 0 | 0% | 0%
5 | 1 | 0 | 0 | 0 | 0 | 0% | 0% | 5 | 1 | 0 | 0 | 0 | 0 | 0% | 0%
5 | 1 | 1 | 0 | 0 | 0 | 0% | 0% | 5 | 1 | 1 | 0 | 0 | 0 | 0% | 0%
5 | 1 | 2 | 0 | 0 | 0 | 0% | 0% | 5 | 1 | 2 | 0 | 0 | 0 | 0% | 0%
5 | 1 | 3 | 0 | 0 | 0 | 0% | 0% | 5 | 1 | 3 | 0 | 0 | 0 | 0% | 0%
5 | 1 | 4 | 0 | 0 | 0 | 0% | 0% | 5 | 1 | 4 | 0 | 0 | 0 | 0% | 0%
5 | 1 | 5 | 0 | 0 | 0 | 0% | 0% | 5 | 1 | 5 | 0 | 0 | 0 | 0% | 0%
5 | 1 | 6 | 0 | 0 | 39.234 | 3.923% | 0% | 5 | 1 | 6 | 0 | 0 | 39.234 | 3.923% | 0%
5 | 1 | 7 | 0 | 0 | 84.3108 | 8.431% | 0% | 5 | 1 | 7 | 0 | 0 | 84.3108 | 8.431% | 0%
5 | 1 | 8 | 0 | 0 | 218.712 | 21.87% | 0% | 5 | 1 | 8 | 0 | 0 | 218.712 | 21.87% | 0%
5 | 1 | 9 | 0 | 0 | 466.8288 | 46.68% | 0% | 5 | 1 | 9 | 0 | 0 | 466.8288 | 46.68% | 0%
5 | 1 | 10 | 1.3469e-10 | 1.6947e-10 | 586.7232 | 58.67% | 9.943e-09% | 5 | 1 | 10 | 1.5049e-10 | 1.879e-10 | 586.7232 | 58.67% | 1.102e-08%
5 | 1 | 11 | 3.1672e-09 | 3.9849e-09 | 585.9828 | 58.6% | 2.335e-07% | 5 | 1 | 11 | 3.3038e-09 | 4.1251e-09 | 585.9828 | 58.6% | 2.417e-07%
5 | 1 | 12 | 9.8824e-09 | 1.2434e-08 | 716.118 | 71.61% | 8.904e-07% | 5 | 1 | 12 | 1.0209e-08 | 1.2747e-08 | 716.118 | 71.61% | 9.128e-07%
5 | 1 | 13 | 2.1785e-08 | 2.7409e-08 | 314.3484 | 31.43% | 8.616e-07% | 5 | 1 | 13 | 2.2481e-08 | 2.8069e-08 | 314.3484 | 31.43% | 8.824e-07%
5 | 1 | 14 | 5.0463e-08 | 6.349e-08 | 207.9456 | 20.79% | 1.32e-06% | 5 | 1 | 14 | 5.2074e-08 | 6.5019e-08 | 207.9456 | 20.79% | 1.352e-06%
5 | 1 | 15 | 1.8628e-08 | 2.3437e-08 | 135.036 | 13.5% | 3.165e-07% | 5 | 1 | 15 | 1.9061e-08 | 2.3799e-08 | 135.036 | 13.5% | 3.214e-07%
5 | 1 | 16 | 1.2898e-08 | 1.6228e-08 | 77.6916 | 7.769% | 1.261e-07% | 5 | 1 | 16 | 1.3001e-08 | 1.6233e-08 | 77.6916 | 7.769% | 1.261e-07%
5 | 1 | 17 | 9.1132e-09 | 1.1466e-08 | 48.6816 | 4.868% | 5.582e-08% | 5 | 1 | 17 | 9.1824e-09 | 1.1465e-08 | 48.6816 | 4.868% | 5.581e-08%
5 | 1 | 18 | 8.6792e-09 | 1.092e-08 | 1.7424 | 0.1742% | 1.903e-09% | 5 | 1 | 18 | 8.6792e-09 | 1.0837e-08 | 1.7424 | 0.1742% | 1.888e-09%
5 | 1 | 19 | 1.0116e-08 | 1.2727e-08 | 0 | 0% | 0% | 5 | 1 | 19 | 1.0116e-08 | 1.263e-08 | 0 | 0% | 0%
5 | 1 | 20 | 1.1044e-08 | 1.3895e-08 | 0 | 0% | 0% | 5 | 1 | 20 | 1.1044e-08 | 1.379e-08 | 0 | 0% | 0%
5 | 1 | 21 | 1.3711e-09 | 1.7251e-09 | 0 | 0% | 0% | 5 | 1 | 21 | 1.3711e-09 | 1.712e-09 | 0 | 0% | 0%
5 | 1 | 22 | 0 | 0 | 0 | 0% | 0% | 5 | 1 | 22 | 0 | 0 | 0 | 0% | 0%
5 | 1 | 23 | 0 | 0 | 0 | 0% | 0% | 5 | 1 | 23 | 0 | 0 | 0 | 0% | 0%
5 | 2 | 0 | 0 | 0 | 0 | 0% | 0% | 5 | 2 | 0 | 0 | 0 | 0 | 0% | 0%
5 | 2 | 1 | 0 | 0 | 0 | 0% | 0% | 5 | 2 | 1 | 0 | 0 | 0 | 0% | 0%
5 | 2 | 2 | 0 | 0 | 0 | 0% | 0% | 5 | 2 | 2 | 0 | 0 | 0 | 0% | 0%
5 | 2 | 3 | 0 | 0 | 0 | 0% | 0% | 5 | 2 | 3 | 0 | 0 | 0 | 0% | 0%
5 | 2 | 4 | 0 | 0 | 0 | 0% | 0% | 5 | 2 | 4 | 0 | 0 | 0 | 0% | 0%
5 | 2 | 5 | 0 | 0 | 0 | 0% | 0% | 5 | 2 | 5 | 0 | 0 | 0 | 0% | 0%
5 | 2 | 6 | 5.6977e-10 | 7.1685e-10 | 4.9572 | 0.4957% | 3.554e-10% | 5 | 2 | 6 | 5.6977e-10 | 7.114e-10 | 4.9572 | 0.4957% | 3.527e-10%
5 | 2 | 7 | 2.6668e-09 | 3.3552e-09 | 15 | 1.5% | 5.033e-09% | 5 | 2 | 7 | 2.6894e-09 | 3.3579e-09 | 15 | 1.5% | 5.037e-09%
5 | 2 | 8 | 2.1252e-08 | 2.6738e-08 | 43.0752 | 4.308% | 1.152e-07% | 5 | 2 | 8 | 2.1588e-08 | 2.6954e-08 | 43.0752 | 4.308% | 1.161e-07%
5 | 2 | 9 | 5.7187e-08 | 7.1949e-08 | 516.1056 | 51.61% | 3.713e-06% | 5 | 2 | 9 | 5.893e-08 | 7.358e-08 | 516.1056 | 51.61% | 3.797e-06%
5 | 2 | 10 | 1.3305e-07 | 1.674e-07 | 238.266 | 23.83% | 3.989e-06% | 5 | 2 | 10 | 1.3694e-07 | 1.7097e-07 | 238.266 | 23.83% | 4.074e-06%
5 | 2 | 11 | 1.0073e-07 | 1.2674e-07 | 269.1576 | 26.92% | 3.411e-06% | 5 | 2 | 11 | 1.0311e-07 | 1.2874e-07 | 269.1576 | 26.92% | 3.465e-06%
5 | 2 | 12 | 1.1527e-07 | 1.4502e-07 | 196.5192 | 19.65% | 2.85e-06% | 5 | 2 | 12 | 1.1883e-07 | 1.4837e-07 | 196.5192 | 19.65% | 2.916e-06%
5 | 2 | 13 | 6.878e-08 | 8.6535e-08 | 279.9852 | 28% | 2.423e-06% | 5 | 2 | 13 | 7.1313e-08 | 8.904e-08 | 279.9852 | 28% | 2.493e-06%
5 | 2 | 14 | 3.5616e-08 | 4.481e-08 | 458.2104 | 45.82% | 2.053e-06% | 5 | 2 | 14 | 3.6693e-08 | 4.5815e-08 | 458.2104 | 45.82% | 2.099e-06%
5 | 2 | 15 | 1.7032e-08 | 2.1429e-08 | 327.81 | 32.78% | 7.025e-07% | 5 | 2 | 15 | 1.7181e-08 | 2.1452e-08 | 327.81 | 32.78% | 7.032e-07%
5 | 2 | 16 | 8.3275e-09 | 1.0477e-08 | 445.7736 | 44.58% | 4.671e-07% | 5 | 2 | 16 | 8.4014e-09 | 1.049e-08 | 445.7736 | 44.58% | 4.676e-07%
5 | 2 | 17 | 1.1508e-08 | 1.4478e-08 | 162.096 | 16.21% | 2.347e-07% | 5 | 2 | 17 | 1.1508e-08 | 1.4368e-08 | 162.096 | 16.21% | 2.329e-07%
5 | 2 | 18 | 7.3504e-09 | 9.2479e-09 | 27.7044 | 2.77% | 2.562e-08% | 5 | 2 | 18 | 7.3504e-09 | 9.1776e-09 | 27.7044 | 2.77% | 2.543e-08%
5 | 2 | 19 | 1.6094e-08 | 2.0249e-08 | 0 | 0% | 0% | 5 | 2 | 19 | 1.6094e-08 | 2.0095e-08 | 0 | 0% | 0%
5 | 2 | 20 | 1.1976e-08 | 1.5068e-08 | 0 | 0% | 0% | 5 | 2 | 20 | 1.1976e-08 | 1.4953e-08 | 0 | 0% | 0%
5 | 2 | 21 | 9.5715e-10 | 1.2042e-09 | 0 | 0% | 0% | 5 | 2 | 21 | 9.5715e-10 | 1.1951e-09 | 0 | 0% | 0%
5 | 2 | 22 | 0 | 0 | 0 | 0% | 0% | 5 | 2 | 22 | 0 | 0 | 0 | 0% | 0%
5 | 2 | 23 | 0 | 0 | 0 | 0% | 0% | 5 | 2 | 23 | 0 | 0 | 0 | 0% | 0%
5 | 3 | 0 | 0 | 0 | 0 | 0% | 0% | 5 | 3 | 0 | 0 | 0 | 0 | 0% | 0%
5 | 3 | 1 | 0 | 0 | 0 | 0% | 0% | 5 | 3 | 1 | 0 | 0 | 0 | 0% | 0%
5 | 3 | 2 | 0 | 0 | 0 | 0% | 0% | 5 | 3 | 2 | 0 | 0 | 0 | 0% | 0%
5 | 3 | 3 | 0 | 0 | 0 | 0% | 0% | 5 | 3 | 3 | 0 | 0 | 0 | 0% | 0%
5 | 3 | 4 | 0 | 0 | 0 | 0% | 0% | 5 | 3 | 4 | 0 | 0 | 0 | 0% | 0%
5 | 3 | 5 | 0 | 0 | 0 | 0% | 0% | 5 | 3 | 5 | 0 | 0 | 0 | 0% | 0%
5 | 3 | 6 | 4.5205e-10 | 5.6875e-10 | 41.4036 | 4.14% | 2.355e-09% | 5 | 3 | 6 | 4.5205e-10 | 5.6442e-10 | 41.4036 | 4.14% | 2.337e-09%
5 | 3 | 7 | 1.8049e-09 | 2.2708e-09 | 168.0228 | 16.8% | 3.816e-08% | 5 | 3 | 7 | 1.8049e-09 | 2.2536e-09 | 168.0228 | 16.8% | 3.786e-08%
5 | 3 | 8 | 4.1537e-09 | 5.226e-09 | 474.888 | 47.49% | 2.482e-07% | 5 | 3 | 8 | 4.1537e-09 | 5.1863e-09 | 474.888 | 47.49% | 2.463e-07%
5 | 3 | 9 | 6.6311e-09 | 8.3429e-09 | 583.7844 | 58.38% | 4.87e-07% | 5 | 3 | 9 | 6.6847e-09 | 8.3464e-09 | 583.7844 | 58.38% | 4.873e-07%
5 | 3 | 10 | 1.7448e-08 | 2.1952e-08 | 664.5888 | 66.46% | 1.459e-06% | 5 | 3 | 10 | 1.7448e-08 | 2.1785e-08 | 664.5888 | 66.46% | 1.448e-06%
5 | 3 | 11 | 1.3007e-08 | 1.6364e-08 | 667.938 | 66.79% | 1.093e-06% | 5 | 3 | 11 | 1.3206e-08 | 1.6489e-08 | 667.938 | 66.79% | 1.101e-06%
5 | 3 | 12 | 1.1245e-08 | 1.4147e-08 | 535.344 | 53.53% | 7.574e-07% | 5 | 3 | 12 | 1.1512e-08 | 1.4374e-08 | 535.344 | 53.53% | 7.695e-07%
5 | 3 | 13 | 9.4897e-09 | 1.194e-08 | 466.0092 | 46.6% | 5.564e-07% | 5 | 3 | 13 | 9.6384e-09 | 1.2034e-08 | 466.0092 | 46.6% | 5.608e-07%
5 | 3 | 14 | 5.4975e-09 | 6.9167e-09 | 682.146 | 68.21% | 4.718e-07% | 5 | 3 | 14 | 5.6372e-09 | 7.0385e-09 | 682.146 | 68.21% | 4.801e-07%
5 | 3 | 15 | 2.4263e-09 | 3.0526e-09 | 701.91 | 70.19% | 2.143e-07% | 5 | 3 | 15 | 2.4868e-09 | 3.105e-09 | 701.91 | 70.19% | 2.179e-07%
5 | 3 | 16 | 1.4445e-09 | 1.8175e-09 | 520.11 | 52.01% | 9.453e-08% | 5 | 3 | 16 | 1.4445e-09 | 1.8036e-09 | 520.11 | 52.01% | 9.381e-08%
5 | 3 | 17 | 1.3717e-09 | 1.7258e-09 | 299.5824 | 29.96% | 5.17e-08% | 5 | 3 | 17 | 1.3717e-09 | 1.7127e-09 | 299.5824 | 29.96% | 5.131e-08%
5 | 3 | 18 | 1.3824e-09 | 1.7393e-09 | 76.7844 | 7.678% | 1.336e-08% | 5 | 3 | 18 | 1.3824e-09 | 1.7261e-09 | 76.7844 | 7.678% | 1.325e-08%
5 | 3 | 19 | 3.0018e-09 | 3.7768e-09 | 0 | 0% | 0% | 5 | 3 | 19 | 3.0018e-09 | 3.7481e-09 | 0 | 0% | 0%
5 | 3 | 20 | 4.2591e-09 | 5.3586e-09 | 0 | 0% | 0% | 5 | 3 | 20 | 4.2591e-09 | 5.3178e-09 | 0 | 0% | 0%
5 | 3 | 21 | 1.4752e-10 | 1.856e-10 | 0 | 0% | 0% | 5 | 3 | 21 | 1.4752e-10 | 1.8419e-10 | 0 | 0% | 0%
5 | 3 | 22 | 0 | 0 | 0 | 0% | 0% | 5 | 3 | 22 | 0 | 0 | 0 | 0% | 0%
5 | 3 | 23 | 0 | 0 | 0 | 0% | 0% | 5 | 3 | 23 | 0 | 0 | 0 | 0% | 0%
5 | 4 | 0 | 0 | 0 | 0 | 0% | 0% | 5 | 4 | 0 | 0 | 0 | 0 | 0% | 0%
5 | 4 | 1 | 0 | 0 | 0 | 0% | 0% | 5 | 4 | 1 | 0 | 0 | 0 | 0% | 0%
5 | 4 | 2 | 0 | 0 | 0 | 0% | 0% | 5 | 4 | 2 | 0 | 0 | 0 | 0% | 0%
5 | 4 | 3 | 0 | 0 | 0 | 0% | 0% | 5 | 4 | 3 | 0 | 0 | 0 | 0% | 0%
5 | 4 | 4 | 0 | 0 | 0 | 0% | 0% | 5 | 4 | 4 | 0 | 0 | 0 | 0% | 0%
5 | 4 | 5 | 0 | 0 | 0 | 0% | 0% | 5 | 4 | 5 | 0 | 0 | 0 | 0% | 0%
5 | 4 | 6 | 6.0502e-10 | 7.6121e-10 | 31.6188 | 3.162% | 2.407e-09% | 5 | 4 | 6 | 6.0502e-10 | 7.5542e-10 | 31.6188 | 3.162% | 2.389e-09%
5 | 4 | 7 | 1.7297e-09 | 2.1762e-09 | 234.7044 | 23.47% | 5.108e-08% | 5 | 4 | 7 | 1.7297e-09 | 2.1596e-09 | 234.7044 | 23.47% | 5.069e-08%
5 | 4 | 8 | 3.6796e-09 | 4.6295e-09 | 475.2168 | 47.52% | 2.2e-07% | 5 | 4 | 8 | 3.71e-09 | 4.6323e-09 | 475.2168 | 47.52% | 2.201e-07%
5 | 4 | 9 | 7.7097e-09 | 9.6999e-09 | 671.1012 | 67.11% | 6.51e-07% | 5 | 4 | 9 | 7.7716e-09 | 9.7035e-09 | 671.1012 | 67.11% | 6.512e-07%
5 | 4 | 10 | 5.4625e-09 | 6.8727e-09 | 787.0416 | 78.7% | 5.409e-07% | 5 | 4 | 10 | 5.545e-09 | 6.9234e-09 | 787.0416 | 78.7% | 5.449e-07%
5 | 4 | 11 | 1.3532e-08 | 1.7026e-08 | 860.79 | 86.08% | 1.466e-06% | 5 | 4 | 11 | 1.3649e-08 | 1.7042e-08 | 860.79 | 86.08% | 1.467e-06%
5 | 4 | 12 | 7.5173e-09 | 9.458e-09 | 885.9528 | 88.6% | 8.379e-07% | 5 | 4 | 12 | 7.5173e-09 | 9.386e-09 | 885.9528 | 88.6% | 8.316e-07%
5 | 4 | 13 | 5.0257e-09 | 6.323e-09 | 862.494 | 86.25% | 5.454e-07% | 5 | 4 | 13 | 5.0682e-09 | 6.3281e-09 | 862.494 | 86.25% | 5.458e-07%
5 | 4 | 14 | 2.8753e-09 | 3.6175e-09 | 793.704 | 79.37% | 2.871e-07% | 5 | 4 | 14 | 2.8753e-09 | 3.59e-09 | 793.704 | 79.37% | 2.849e-07%
5 | 4 | 15 | 1.2557e-09 | 1.5798e-09 | 679.8852 | 67.99% | 1.074e-07% | 5 | 4 | 15 | 1.3054e-09 | 1.6298e-09 | 679.8852 | 67.99% | 1.108e-07%
5 | 4 | 16 | 1.319e-09 | 1.6595e-09 | 509.724 | 50.97% | 8.459e-08% | 5 | 4 | 16 | 1.319e-09 | 1.6469e-09 | 509.724 | 50.97% | 8.395e-08%
5 | 4 | 17 | 1.0184e-09 | 1.2813e-09 | 293.1468 | 29.31% | 3.756e-08% | 5 | 4 | 17 | 1.0184e-09 | 1.2716e-09 | 293.1468 | 29.31% | 3.728e-08%
5 | 4 | 18 | 6.0516e-10 | 7.6138e-10 | 84.6216 | 8.462% | 6.443e-09% | 5 | 4 | 18 | 6.0516e-10 | 7.5559e-10 | 84.6216 | 8.462% | 6.394e-09%
5 | 4 | 19 | 2.4852e-09 | 3.1268e-09 | 0 | 0% | 0% | 5 | 4 | 19 | 2.4852e-09 | 3.103e-09 | 0 | 0% | 0%
5 | 4 | 20 | 4.2216e-09 | 5.3114e-09 | 0 | 0% | 0% | 5 | 4 | 20 | 4.2216e-09 | 5.271e-09 | 0 | 0% | 0%
5 | 4 | 21 | 1.3568e-10 | 1.7071e-10 | 0 | 0% | 0% | 5 | 4 | 21 | 1.3568e-10 | 1.6941e-10 | 0 | 0% | 0%
5 | 4 | 22 | 0 | 0 | 0 | 0% | 0% | 5 | 4 | 22 | 0 | 0 | 0 | 0% | 0%
5 | 4 | 23 | 0 | 0 | 0 | 0% | 0% | 5 | 4 | 23 | 0 | 0 | 0 | 0% | 0%
5 | 5 | 0 | 0 | 0 | 0 | 0% | 0% | 5 | 5 | 0 | 0 | 0 | 0 | 0% | 0%
5 | 5 | 1 | 0 | 0 | 0 | 0% | 0% | 5 | 5 | 1 | 0 | 0 | 0 | 0% | 0%
5 | 5 | 2 | 0 | 0 | 0 | 0% | 0% | 5 | 5 | 2 | 0 | 0 | 0 | 0% | 0%
5 | 5 | 3 | 0 | 0 | 0 | 0% | 0% | 5 | 5 | 3 | 0 | 0 | 0 | 0% | 0%
5 | 5 | 4 | 0 | 0 | 0 | 0% | 0% | 5 | 5 | 4 | 0 | 0 | 0 | 0% | 0%
5 | 5 | 5 | 3.1807e-10 | 4.0018e-10 | 0 | 0% | 0% | 5 | 5 | 5 | 3.1807e-10 | 3.9713e-10 | 0 | 0% | 0%
5 | 5 | 6 | 6.4129e-09 | 8.0684e-09 | 44.7564 | 4.476% | 3.611e-08% | 5 | 5 | 6 | 6.4129e-09 | 8.0071e-09 | 44.7564 | 4.476% | 3.584e-08%
5 | 5 | 7 | 1.0615e-08 | 1.3355e-08 | 110.442 | 11.04% | 1.475e-07% | 5 | 5 | 7 | 1.0615e-08 | 1.3253e-08 | 110.442 | 11.04% | 1.464e-07%
5 | 5 | 8 | 2.2982e-08 | 2.8914e-08 | 244.4772 | 24.45% | 7.069e-07% | 5 | 5 | 8 | 2.3346e-08 | 2.9149e-08 | 244.4772 | 24.45% | 7.126e-07%
5 | 5 | 9 | 3.2711e-08 | 4.1155e-08 | 627.7188 | 62.77% | 2.583e-06% | 5 | 5 | 9 | 3.3208e-08 | 4.1463e-08 | 627.7188 | 62.77% | 2.603e-06%
5 | 5 | 10 | 3.726e-08 | 4.6879e-08 | 768.7296 | 76.87% | 3.604e-06% | 5 | 5 | 10 | 3.8424e-08 | 4.7976e-08 | 768.7296 | 76.87% | 3.688e-06%
5 | 5 | 11 | 2.4119e-08 | 3.0345e-08 | 841.9128 | 84.19% | 2.555e-06% | 5 | 5 | 11 | 2.4877e-08 | 3.1061e-08 | 841.9128 | 84.19% | 2.615e-06%
5 | 5 | 12 | 1.6913e-08 | 2.128e-08 | 868.1244 | 86.81% | 1.847e-06% | 5 | 5 | 12 | 1.7441e-08 | 2.1776e-08 | 868.1244 | 86.81% | 1.89e-06%
5 | 5 | 13 | 8.8355e-09 | 1.1116e-08 | 847.0212 | 84.7% | 9.416e-07% | 5 | 5 | 13 | 9.188e-09 | 1.1472e-08 | 847.0212 | 84.7% | 9.717e-07%
5 | 5 | 14 | 2.9561e-09 | 3.7192e-09 | 783.9204 | 78.39% | 2.916e-07% | 5 | 5 | 14 | 3.1095e-09 | 3.8825e-09 | 783.9204 | 78.39% | 3.044e-07%
5 | 5 | 15 | 2.2265e-09 | 2.8013e-09 | 664.4484 | 66.44% | 1.861e-07% | 5 | 5 | 15 | 2.2998e-09 | 2.8715e-09 | 664.4484 | 66.44% | 1.908e-07%
5 | 5 | 16 | 2.225e-09 | 2.7994e-09 | 498.4464 | 49.84% | 1.395e-07% | 5 | 5 | 16 | 2.2799e-09 | 2.8466e-09 | 498.4464 | 49.84% | 1.419e-07%
5 | 5 | 17 | 1.9268e-09 | 2.4242e-09 | 286.7028 | 28.67% | 6.95e-08% | 5 | 5 | 17 | 1.9268e-09 | 2.4057e-09 | 286.7028 | 28.67% | 6.897e-08%
5 | 5 | 18 | 1.7289e-09 | 2.1752e-09 | 85.2264 | 8.523% | 1.854e-08% | 5 | 5 | 18 | 1.7289e-09 | 2.1587e-09 | 85.2264 | 8.523% | 1.84e-08%
5 | 5 | 19 | 1.6191e-09 | 2.037e-09 | 0 | 0% | 0% | 5 | 5 | 19 | 1.6191e-09 | 2.0215e-09 | 0 | 0% | 0%
5 | 5 | 20 | 2.5928e-09 | 3.2622e-09 | 0 | 0% | 0% | 5 | 5 | 20 | 2.5928e-09 | 3.2374e-09 | 0 | 0% | 0%
5 | 5 | 21 | 1.1573e-10 | 1.4561e-10 | 0 | 0% | 0% | 5 | 5 | 21 | 1.1573e-10 | 1.445e-10 | 0 | 0% | 0%
5 | 5 | 22 | 0 | 0 | 0 | 0% | 0% | 5 | 5 | 22 | 0 | 0 | 0 | 0% | 0%
5 | 5 | 23 | 0 | 0 | 0 | 0% | 0% | 5 | 5 | 23 | 0 | 0 | 0 | 0% | 0%
5 | 6 | 0 | 0 | 0 | 0 | 0% | 0% | 5 | 6 | 0 | 0 | 0 | 0 | 0% | 0%
5 | 6 | 1 | 0 | 0 | 0 | 0% | 0% | 5 | 6 | 1 | 0 | 0 | 0 | 0% | 0%
5 | 6 | 2 | 0 | 0 | 0 | 0% | 0% | 5 | 6 | 2 | 0 | 0 | 0 | 0% | 0%
5 | 6 | 3 | 0 | 0 | 0 | 0% | 0% | 5 | 6 | 3 | 0 | 0 | 0 | 0% | 0%
5 | 6 | 4 | 0 | 0 | 0 | 0% | 0% | 5 | 6 | 4 | 0 | 0 | 0 | 0% | 0%
5 | 6 | 5 | 0 | 0 | 0 | 0% | 0% | 5 | 6 | 5 | 0 | 0 | 0 | 0% | 0%
5 | 6 | 6 | 1.6466e-09 | 2.0717e-09 | 17.3556 | 1.736% | 3.596e-09% | 5 | 6 | 6 | 1.6466e-09 | 2.0559e-09 | 17.3556 | 1.736% | 3.568e-09%
5 | 6 | 7 | 2.207e-09 | 2.7767e-09 | 60.6156 | 6.062% | 1.683e-08% | 5 | 6 | 7 | 2.225e-09 | 2.7781e-09 | 60.6156 | 6.062% | 1.684e-08%
5 | 6 | 8 | 3.996e-09 | 5.0275e-09 | 124.8324 | 12.48% | 6.276e-08% | 5 | 6 | 8 | 4.0943e-09 | 5.1121e-09 | 124.8324 | 12.48% | 6.382e-08%
5 | 6 | 9 | 5.9753e-09 | 7.5178e-09 | 98.22 | 9.822% | 7.384e-08% | 5 | 6 | 9 | 6.1627e-09 | 7.6947e-09 | 98.22 | 9.822% | 7.558e-08%
5 | 6 | 10 | 5.7324e-09 | 7.2122e-09 | 109.1904 | 10.92% | 7.875e-08% | 5 | 6 | 10 | 5.9777e-09 | 7.4637e-09 | 109.1904 | 10.92% | 8.15e-08%
5 | 6 | 11 | 2.4067e-09 | 3.028e-09 | 275.502 | 27.55% | 8.342e-08% | 5 | 6 | 11 | 2.5525e-09 | 3.187e-09 | 275.502 | 27.55% | 8.78e-08%
5 | 6 | 12 | 1.8077e-09 | 2.2743e-09 | 371.4768 | 37.15% | 8.449e-08% | 5 | 6 | 12 | 1.9296e-09 | 2.4093e-09 | 371.4768 | 37.15% | 8.95e-08%
5 | 6 | 13 | 1.8975e-09 | 2.3873e-09 | 466.236 | 46.62% | 1.113e-07% | 5 | 6 | 13 | 2.0125e-09 | 2.5128e-09 | 466.236 | 46.62% | 1.172e-07%
5 | 6 | 14 | 1.471e-09 | 1.8508e-09 | 337.0464 | 33.7% | 6.238e-08% | 5 | 6 | 14 | 1.5302e-09 | 1.9106e-09 | 337.0464 | 33.7% | 6.44e-08%
5 | 6 | 15 | 1.0282e-09 | 1.2937e-09 | 18.1344 | 1.813% | 2.346e-09% | 5 | 6 | 15 | 1.1243e-09 | 1.4038e-09 | 18.1344 | 1.813% | 2.546e-09%
5 | 6 | 16 | 6.4383e-10 | 8.1003e-10 | 108.3204 | 10.83% | 8.774e-09% | 5 | 6 | 16 | 6.5524e-10 | 8.1813e-10 | 108.3204 | 10.83% | 8.862e-09%
5 | 6 | 17 | 3.0453e-10 | 3.8314e-10 | 145.9668 | 14.6% | 5.593e-09% | 5 | 6 | 17 | 3.0453e-10 | 3.8023e-10 | 145.9668 | 14.6% | 5.55e-09%
5 | 6 | 18 | 0 | 0 | 28.1508 | 2.815% | 0% | 5 | 6 | 18 | 0 | 0 | 28.1508 | 2.815% | 0%
5 | 6 | 19 | 1.1654e-10 | 1.4662e-10 | 0 | 0% | 0% | 5 | 6 | 19 | 1.1654e-10 | 1.4551e-10 | 0 | 0% | 0%
5 | 6 | 20 | 9.7438e-10 | 1.2259e-09 | 0 | 0% | 0% | 5 | 6 | 20 | 9.7438e-10 | 1.2166e-09 | 0 | 0% | 0%
5 | 6 | 21 | 0 | 0 | 0 | 0% | 0% | 5 | 6 | 21 | 0 | 0 | 0 | 0% | 0%
5 | 6 | 22 | 0 | 0 | 0 | 0% | 0% | 5 | 6 | 22 | 0 | 0 | 0 | 0% | 0%
5 | 6 | 23 | 0 | 0 | 0 | 0% | 0% | 5 | 6 | 23 | 0 | 0 | 0 | 0% | 0%
5 | 7 | 0 | 0 | 0 | 0 | 0% | 0% | 5 | 7 | 0 | 0 | 0 | 0 | 0% | 0%
5 | 7 | 1 | 0 | 0 | 0 | 0% | 0% | 5 | 7 | 1 | 0 | 0 | 0 | 0% | 0%
5 | 7 | 2 | 0 | 0 | 0 | 0% | 0% | 5 | 7 | 2 | 0 | 0 | 0 | 0% | 0%
5 | 7 | 3 | 0 | 0 | 0 | 0% | 0% | 5 | 7 | 3 | 0 | 0 | 0 | 0% | 0%
5 | 7 | 4 | 0 | 0 | 0 | 0% | 0% | 5 | 7 | 4 | 0 | 0 | 0 | 0% | 0%
5 | 7 | 5 | 0 | 0 | 0 | 0% | 0% | 5 | 7 | 5 | 0 | 0 | 0 | 0% | 0%
5 | 7 | 6 | 0 | 0 | 24.6972 | 2.47% | 0% | 5 | 7 | 6 | 0 | 0 | 24.6972 | 2.47% | 0%
5 | 7 | 7 | 0 | 0 | 126.0828 | 12.61% | 0% | 5 | 7 | 7 | 0 | 0 | 126.0828 | 12.61% | 0%
5 | 7 | 8 | 0 | 0 | 172.644 | 17.26% | 0% | 5 | 7 | 8 | 0 | 0 | 172.644 | 17.26% | 0%
5 | 7 | 9 | 0 | 0 | 273.1836 | 27.32% | 0% | 5 | 7 | 9 | 0 | 0 | 273.1836 | 27.32% | 0%
5 | 7 | 10 | 0 | 0 | 518.7228 | 51.87% | 0% | 5 | 7 | 10 | 0 | 0 | 518.7228 | 51.87% | 0%
5 | 7 | 11 | 0 | 0 | 463.242 | 46.32% | 0% | 5 | 7 | 11 | 0 | 0 | 463.242 | 46.32% | 0%
5 | 7 | 12 | 0 | 0 | 403.014 | 40.3% | 0% | 5 | 7 | 12 | 0 | 0 | 403.014 | 40.3% | 0%
5 | 7 | 13 | 0 | 0 | 618.2652 | 61.83% | 0% | 5 | 7 | 13 | 0 | 0 | 618.2652 | 61.83% | 0%
5 | 7 | 14 | 1.1248e-09 | 1.4151e-09 | 665.5044 | 66.55% | 9.418e-08% | 5 | 7 | 14 | 1.1752e-09 | 1.4673e-09 | 665.5044 | 66.55% | 9.765e-08%
5 | 7 | 15 | 1.4926e-09 | 1.8779e-09 | 617.6328 | 61.76% | 1.16e-07% | 5 | 7 | 15 | 1.5173e-09 | 1.8944e-09 | 617.6328 | 61.76% | 1.17e-07%
5 | 7 | 16 | 2.6663e-10 | 3.3547e-10 | 357.168 | 35.72% | 1.198e-08% | 5 | 7 | 16 | 2.7146e-10 | 3.3894e-10 | 357.168 | 35.72% | 1.211e-08%
5 | 7 | 17 | 0 | 0 | 247.2888 | 24.73% | 0% | 5 | 7 | 17 | 0 | 0 | 247.2888 | 24.73% | 0%
5 | 7 | 18 | 0 | 0 | 67.3188 | 6.732% | 0% | 5 | 7 | 18 | 0 | 0 | 67.3188 | 6.732% | 0%
5 | 7 | 19 | 0 | 0 | 0 | 0% | 0% | 5 | 7 | 19 | 0 | 0 | 0 | 0% | 0%
5 | 7 | 20 | 0 | 0 | 0 | 0% | 0% | 5 | 7 | 20 | 0 | 0 | 0 | 0% | 0%
5 | 7 | 21 | 0 | 0 | 0 | 0% | 0% | 5 | 7 | 21 | 0 | 0 | 0 | 0% | 0%
5 | 7 | 22 | 0 | 0 | 0 | 0% | 0% | 5 | 7 | 22 | 0 | 0 | 0 | 0% | 0%
5 | 7 | 23 | 0 | 0 | 0 | 0% | 0% | 5 | 7 | 23 | 0 | 0 | 0 | 0% | 0%
5 | 8 | 0 | 0 | 0 | 0 | 0% | 0% | 5 | 8 | 0 | 0 | 0 | 0 | 0% | 0%
5 | 8 | 1 | 0 | 0 | 0 | 0% | 0% | 5 | 8 | 1 | 0 | 0 | 0 | 0% | 0%
5 | 8 | 2 | 0 | 0 | 0 | 0% | 0% | 5 | 8 | 2 | 0 | 0 | 0 | 0% | 0%
5 | 8 | 3 | 0 | 0 | 0 | 0% | 0% | 5 | 8 | 3 | 0 | 0 | 0 | 0% | 0%
5 | 8 | 4 | 0 | 0 | 0 | 0% | 0% | 5 | 8 | 4 | 0 | 0 | 0 | 0% | 0%
5 | 8 | 5 | 0 | 0 | 0 | 0% | 0% | 5 | 8 | 5 | 0 | 0 | 0 | 0% | 0%
5 | 8 | 6 | 0 | 0 | 34.284 | 3.428% | 0% | 5 | 8 | 6 | 0 | 0 | 34.284 | 3.428% | 0%
5 | 8 | 7 | 0 | 0 | 38.2164 | 3.822% | 0% | 5 | 8 | 7 | 0 | 0 | 38.2164 | 3.822% | 0%
5 | 8 | 8 | 0 | 0 | 194.2356 | 19.42% | 0% | 5 | 8 | 8 | 0 | 0 | 194.2356 | 19.42% | 0%
5 | 8 | 9 | 0 | 0 | 488.6592 | 48.87% | 0% | 5 | 8 | 9 | 0 | 0 | 488.6592 | 48.87% | 0%
5 | 8 | 10 | 0 | 0 | 535.8156 | 53.58% | 0% | 5 | 8 | 10 | 0 | 0 | 535.8156 | 53.58% | 0%
5 | 8 | 11 | 0 | 0 | 595.9668 | 59.6% | 0% | 5 | 8 | 11 | 0 | 0 | 595.9668 | 59.6% | 0%
5 | 8 | 12 | 0 | 0 | 706.164 | 70.62% | 0% | 5 | 8 | 12 | 0 | 0 | 706.164 | 70.62% | 0%
5 | 8 | 13 | 0 | 0 | 614.5044 | 61.45% | 0% | 5 | 8 | 13 | 0 | 0 | 614.5044 | 61.45% | 0%
5 | 8 | 14 | 0 | 0 | 483.54 | 48.35% | 0% | 5 | 8 | 14 | 0 | 0 | 483.54 | 48.35% | 0%
5 | 8 | 15 | 0 | 0 | 230.4588 | 23.05% | 0% | 5 | 8 | 15 | 0 | 0 | 230.4588 | 23.05% | 0%
5 | 8 | 16 | 0 | 0 | 473.7876 | 47.38% | 0% | 5 | 8 | 16 | 0 | 0 | 473.7876 | 47.38% | 0%
5 | 8 | 17 | 0 | 0 | 270.5844 | 27.06% | 0% | 5 | 8 | 17 | 0 | 0 | 270.5844 | 27.06% | 0%
5 | 8 | 18 | 0 | 0 | 77.8452 | 7.785% | 0% | 5 | 8 | 18 | 0 | 0 | 77.8452 | 7.785% | 0%
5 | 8 | 19 | 0 | 0 | 0 | 0% | 0% | 5 | 8 | 19 | 0 | 0 | 0 | 0% | 0%
5 | 8 | 20 | 0 | 0 | 0 | 0% | 0% | 5 | 8 | 20 | 0 | 0 | 0 | 0% | 0%
5 | 8 | 21 | 0 | 0 | 0 | 0% | 0% | 5 | 8 | 21 | 0 | 0 | 0 | 0% | 0%
5 | 8 | 22 | 0 | 0 | 0 | 0% | 0% | 5 | 8 | 22 | 0 | 0 | 0 | 0% | 0%
5 | 8 | 23 | 0 | 0 | 0 | 0% | 0% | 5 | 8 | 23 | 0 | 0 | 0 | 0% | 0%
5 | 9 | 0 | 0 | 0 | 0 | 0% | 0% | 5 | 9 | 0 | 0 | 0 | 0 | 0% | 0%
5 | 9 | 1 | 0 | 0 | 0 | 0% | 0% | 5 | 9 | 1 | 0 | 0 | 0 | 0% | 0%
5 | 9 | 2 | 0 | 0 | 0 | 0% | 0% | 5 | 9 | 2 | 0 | 0 | 0 | 0% | 0%
5 | 9 | 3 | 0 | 0 | 0 | 0% | 0% | 5 | 9 | 3 | 0 | 0 | 0 | 0% | 0%
5 | 9 | 4 | 0 | 0 | 0 | 0% | 0% | 5 | 9 | 4 | 0 | 0 | 0 | 0% | 0%
5 | 9 | 5 | 0 | 0 | 0 | 0% | 0% | 5 | 9 | 5 | 0 | 0 | 0 | 0% | 0%
5 | 9 | 6 | 7.6301e-10 | 9.5998e-10 | 0 | 0% | 0% | 5 | 9 | 6 | 7.6301e-10 | 9.5268e-10 | 0 | 0% | 0%
5 | 9 | 7 | 2.5472e-09 | 3.2048e-09 | 147.4608 | 14.75% | 4.726e-08% | 5 | 9 | 7 | 2.5472e-09 | 3.1804e-09 | 147.4608 | 14.75% | 4.69e-08%
5 | 9 | 8 | 6.316e-09 | 7.9465e-09 | 35.988 | 3.599% | 2.86e-08% | 5 | 9 | 8 | 6.363e-09 | 7.9448e-09 | 35.988 | 3.599% | 2.859e-08%
5 | 9 | 9 | 1.8016e-08 | 2.2667e-08 | 570.5808 | 57.06% | 1.293e-06% | 5 | 9 | 9 | 1.8157e-08 | 2.2671e-08 | 570.5808 | 57.06% | 1.294e-06%
5 | 9 | 10 | 4.3813e-08 | 5.5124e-08 | 284.1204 | 28.41% | 1.566e-06% | 5 | 9 | 10 | 4.4167e-08 | 5.5146e-08 | 284.1204 | 28.41% | 1.567e-06%
5 | 9 | 11 | 7.5229e-08 | 9.465e-08 | 634.2144 | 63.42% | 6.003e-06% | 5 | 9 | 11 | 7.5229e-08 | 9.393e-08 | 634.2144 | 63.42% | 5.957e-06%
5 | 9 | 12 | 8.5834e-08 | 1.0799e-07 | 444.162 | 44.42% | 4.797e-06% | 5 | 9 | 12 | 8.7829e-08 | 1.0966e-07 | 444.162 | 44.42% | 4.871e-06%
5 | 9 | 13 | 9.2948e-08 | 1.1694e-07 | 730.1952 | 73.02% | 8.539e-06% | 5 | 9 | 13 | 9.3622e-08 | 1.169e-07 | 730.1952 | 73.02% | 8.536e-06%
5 | 9 | 14 | 9.4281e-08 | 1.1862e-07 | 191.7576 | 19.18% | 2.275e-06% | 5 | 9 | 14 | 9.5712e-08 | 1.195e-07 | 191.7576 | 19.18% | 2.292e-06%
5 | 9 | 15 | 5.4108e-08 | 6.8076e-08 | 692.31 | 69.23% | 4.713e-06% | 5 | 9 | 15 | 5.451e-08 | 6.806e-08 | 692.31 | 69.23% | 4.712e-06%
5 | 9 | 16 | 5.6732e-08 | 7.1377e-08 | 509.0616 | 50.91% | 3.634e-06% | 5 | 9 | 16 | 5.6732e-08 | 7.0834e-08 | 509.0616 | 50.91% | 3.606e-06%
5 | 9 | 17 | 5.5848e-08 | 7.0265e-08 | 293.7216 | 29.37% | 2.064e-06% | 5 | 9 | 17 | 5.5848e-08 | 6.973e-08 | 293.7216 | 29.37% | 2.048e-06%
5 | 9 | 18 | 4.6994e-08 | 5.9125e-08 | 90.966 | 9.097% | 5.378e-07% | 5 | 9 | 18 | 4.6994e-08 | 5.8676e-08 | 90.966 | 9.097% | 5.337e-07%
5 | 9 | 19 | 5.3583e-08 | 6.7416e-08 | 3.198 | 0.3198% | 2.156e-08% | 5 | 9 | 19 | 5.3583e-08 | 6.6903e-08 | 3.198 | 0.3198% | 2.14e-08%
5 | 9 | 20 | 6.6724e-08 | 8.3949e-08 | 0 | 0% | 0% | 5 | 9 | 20 | 6.6724e-08 | 8.331e-08 | 0 | 0% | 0%
5 | 9 | 21 | 2.9264e-09 | 3.6819e-09 | 0 | 0% | 0% | 5 | 9 | 21 | 2.9264e-09 | 3.6538e-09 | 0 | 0% | 0%
5 | 9 | 22 | 0 | 0 | 0 | 0% | 0% | 5 | 9 | 22 | 0 | 0 | 0 | 0% | 0%
5 | 9 | 23 | 0 | 0 | 0 | 0% | 0% | 5 | 9 | 23 | 0 | 0 | 0 | 0% | 0%
5 | 10 | 0 | 0 | 0 | 0 | 0% | 0% | 5 | 10 | 0 | 0 | 0 | 0 | 0% | 0%
5 | 10 | 1 | 0 | 0 | 0 | 0% | 0% | 5 | 10 | 1 | 0 | 0 | 0 | 0% | 0%
5 | 10 | 2 | 0 | 0 | 0 | 0% | 0% | 5 | 10 | 2 | 0 | 0 | 0 | 0% | 0%
5 | 10 | 3 | 0 | 0 | 0 | 0% | 0% | 5 | 10 | 3 | 0 | 0 | 0 | 0% | 0%
5 | 10 | 4 | 0 | 0 | 0 | 0% | 0% | 5 | 10 | 4 | 0 | 0 | 0 | 0% | 0%
5 | 10 | 5 | 0 | 0 | 0 | 0% | 0% | 5 | 10 | 5 | 0 | 0 | 0 | 0% | 0%
5 | 10 | 6 | 6.4044e-10 | 8.0577e-10 | 49.5228 | 4.952% | 3.99e-09% | 5 | 10 | 6 | 6.4044e-10 | 7.9964e-10 | 49.5228 | 4.952% | 3.96e-09%
5 | 10 | 7 | 2.6655e-09 | 3.3536e-09 | 206.4852 | 20.65% | 6.925e-08% | 5 | 10 | 7 | 2.6883e-09 | 3.3566e-09 | 206.4852 | 20.65% | 6.931e-08%
5 | 10 | 8 | 1.7434e-08 | 2.1934e-08 | 420.9624 | 42.1% | 9.233e-07% | 5 | 10 | 8 | 1.7434e-08 | 2.1767e-08 | 420.9624 | 42.1% | 9.163e-07%
5 | 10 | 9 | 3.6985e-08 | 4.6533e-08 | 555.87 | 55.59% | 2.587e-06% | 5 | 10 | 9 | 3.6985e-08 | 4.6179e-08 | 555.87 | 55.59% | 2.567e-06%
5 | 10 | 10 | 5.7644e-08 | 7.2525e-08 | 648.2904 | 64.83% | 4.702e-06% | 5 | 10 | 10 | 5.8518e-08 | 7.3064e-08 | 648.2904 | 64.83% | 4.737e-06%
5 | 10 | 11 | 1.3799e-07 | 1.7361e-07 | 744.774 | 74.48% | 1.293e-05% | 5 | 10 | 11 | 1.4106e-07 | 1.7612e-07 | 744.774 | 74.48% | 1.312e-05%
5 | 10 | 12 | 2.9742e-07 | 3.742e-07 | 727.6488 | 72.76% | 2.723e-05% | 5 | 10 | 12 | 3.0164e-07 | 3.7662e-07 | 727.6488 | 72.76% | 2.74e-05%
5 | 10 | 13 | 4.2614e-07 | 5.3615e-07 | 825.3648 | 82.54% | 4.425e-05% | 5 | 10 | 13 | 4.3211e-07 | 5.3953e-07 | 825.3648 | 82.54% | 4.453e-05%
5 | 10 | 14 | 2.9742e-07 | 3.742e-07 | 667.0596 | 66.71% | 2.496e-05% | 5 | 10 | 14 | 3.0164e-07 | 3.7662e-07 | 667.0596 | 66.71% | 2.512e-05%
5 | 10 | 15 | 2.7935e-07 | 3.5146e-07 | 654.6636 | 65.47% | 2.301e-05% | 5 | 10 | 15 | 2.8129e-07 | 3.5121e-07 | 654.6636 | 65.47% | 2.299e-05%
5 | 10 | 16 | 2.0636e-07 | 2.5963e-07 | 405.4992 | 40.55% | 1.053e-05% | 5 | 10 | 16 | 2.0791e-07 | 2.5959e-07 | 405.4992 | 40.55% | 1.053e-05%
5 | 10 | 17 | 1.0774e-07 | 1.3556e-07 | 229.9452 | 22.99% | 3.117e-06% | 5 | 10 | 17 | 1.0774e-07 | 1.3452e-07 | 229.9452 | 22.99% | 3.093e-06%
5 | 10 | 18 | 6.8252e-08 | 8.5872e-08 | 82.296 | 8.23% | 7.067e-07% | 5 | 10 | 18 | 6.8252e-08 | 8.5219e-08 | 82.296 | 8.23% | 7.013e-07%
5 | 10 | 19 | 7.4602e-08 | 9.386e-08 | 4.1652 | 0.4165% | 3.909e-08% | 5 | 10 | 19 | 7.4602e-08 | 9.3146e-08 | 4.1652 | 0.4165% | 3.88e-08%
5 | 10 | 20 | 7.1794e-08 | 9.0328e-08 | 0 | 0% | 0% | 5 | 10 | 20 | 7.1794e-08 | 8.9641e-08 | 0 | 0% | 0%
5 | 10 | 21 | 8.6754e-09 | 1.0915e-08 | 0 | 0% | 0% | 5 | 10 | 21 | 8.6754e-09 | 1.0832e-08 | 0 | 0% | 0%
5 | 10 | 22 | 0 | 0 | 0 | 0% | 0% | 5 | 10 | 22 | 0 | 0 | 0 | 0% | 0%
5 | 10 | 23 | 0 | 0 | 0 | 0% | 0% | 5 | 10 | 23 | 0 | 0 | 0 | 0% | 0%
5 | 11 | 0 | 0 | 0 | 0 | 0% | 0% | 5 | 11 | 0 | 0 | 0 | 0 | 0% | 0%
5 | 11 | 1 | 0 | 0 | 0 | 0% | 0% | 5 | 11 | 1 | 0 | 0 | 0 | 0% | 0%
5 | 11 | 2 | 0 | 0 | 0 | 0% | 0% | 5 | 11 | 2 | 0 | 0 | 0 | 0% | 0%
5 | 11 | 3 | 0 | 0 | 0 | 0% | 0% | 5 | 11 | 3 | 0 | 0 | 0 | 0% | 0%
5 | 11 | 4 | 0 | 0 | 0 | 0% | 0% | 5 | 11 | 4 | 0 | 0 | 0 | 0% | 0%
5 | 11 | 5 | 0 | 0 | 0 | 0% | 0% | 5 | 11 | 5 | 0 | 0 | 0 | 0% | 0%
5 | 11 | 6 | 2.1111e-09 | 2.6561e-09 | 51.4932 | 5.149% | 1.368e-08% | 5 | 11 | 6 | 2.1111e-09 | 2.6359e-09 | 51.4932 | 5.149% | 1.357e-08%
5 | 11 | 7 | 1.0365e-08 | 1.3041e-08 | 205.6644 | 20.57% | 2.682e-07% | 5 | 11 | 7 | 1.0453e-08 | 1.3052e-08 | 205.6644 | 20.57% | 2.684e-07%
5 | 11 | 8 | 5.7175e-08 | 7.1934e-08 | 456.0972 | 45.61% | 3.281e-06% | 5 | 11 | 8 | 5.8093e-08 | 7.2534e-08 | 456.0972 | 45.61% | 3.308e-06%
5 | 11 | 9 | 2.4425e-07 | 3.073e-07 | 643.2216 | 64.32% | 1.977e-05% | 5 | 11 | 9 | 2.4782e-07 | 3.0943e-07 | 643.2216 | 64.32% | 1.99e-05%
5 | 11 | 10 | 5.4271e-07 | 6.8282e-07 | 714.3768 | 71.44% | 4.878e-05% | 5 | 11 | 10 | 5.5745e-07 | 6.9602e-07 | 714.3768 | 71.44% | 4.972e-05%
5 | 11 | 11 | 1.2491e-06 | 1.5716e-06 | 835.0824 | 83.51% | 0.0001312% | 5 | 11 | 11 | 1.2992e-06 | 1.6222e-06 | 835.0824 | 83.51% | 0.0001355%
5 | 11 | 12 | 2.7224e-06 | 3.4251e-06 | 787.386 | 78.74% | 0.0002697% | 5 | 11 | 12 | 2.8288e-06 | 3.532e-06 | 787.386 | 78.74% | 0.0002781%
5 | 11 | 13 | 4.9636e-06 | 6.245e-06 | 753.8868 | 75.39% | 0.0004708% | 5 | 11 | 13 | 5.062e-06 | 6.3203e-06 | 753.8868 | 75.39% | 0.0004765%
5 | 11 | 14 | 1.1695e-05 | 1.4714e-05 | 629.5812 | 62.96% | 0.0009264% | 5 | 11 | 14 | 1.1847e-05 | 1.4793e-05 | 629.5812 | 62.96% | 0.0009313%
5 | 11 | 15 | 1.7946e-05 | 2.2579e-05 | 513.5136 | 51.35% | 0.001159% | 5 | 11 | 15 | 1.8066e-05 | 2.2557e-05 | 513.5136 | 51.35% | 0.001158%
5 | 11 | 16 | 2.6219e-05 | 3.2988e-05 | 365.8896 | 36.59% | 0.001207% | 5 | 11 | 16 | 2.6219e-05 | 3.2737e-05 | 365.8896 | 36.59% | 0.001198%
5 | 11 | 17 | 2.2216e-05 | 2.7951e-05 | 266.904 | 26.69% | 0.000746% | 5 | 11 | 17 | 2.2216e-05 | 2.7739e-05 | 266.904 | 26.69% | 0.0007404%
5 | 11 | 18 | 1.389e-05 | 1.7475e-05 | 95.484 | 9.548% | 0.0001669% | 5 | 11 | 18 | 1.389e-05 | 1.7342e-05 | 95.484 | 9.548% | 0.0001656%
5 | 11 | 19 | 7.5845e-06 | 9.5425e-06 | 0.8664 | 0.08664% | 8.268e-07% | 5 | 11 | 19 | 7.5845e-06 | 9.4699e-06 | 0.8664 | 0.08664% | 8.205e-07%
5 | 11 | 20 | 2.3723e-06 | 2.9847e-06 | 0 | 0% | 0% | 5 | 11 | 20 | 2.3723e-06 | 2.962e-06 | 0 | 0% | 0%
5 | 11 | 21 | 2.4579e-07 | 3.0924e-07 | 0 | 0% | 0% | 5 | 11 | 21 | 2.4579e-07 | 3.0689e-07 | 0 | 0% | 0%
5 | 11 | 22 | 5.3237e-09 | 6.698e-09 | 0 | 0% | 0% | 5 | 11 | 22 | 5.3237e-09 | 6.647e-09 | 0 | 0% | 0%
5 | 11 | 23 | 0 | 0 | 0 | 0% | 0% | 5 | 11 | 23 | 0 | 0 | 0 | 0% | 0%
5 | 12 | 0 | 0 | 0 | 0 | 0% | 0% | 5 | 12 | 0 | 0 | 0 | 0 | 0% | 0%
5 | 12 | 1 | 0 | 0 | 0 | 0% | 0% | 5 | 12 | 1 | 0 | 0 | 0 | 0% | 0%
5 | 12 | 2 | 0 | 0 | 0 | 0% | 0% | 5 | 12 | 2 | 0 | 0 | 0 | 0% | 0%
5 | 12 | 3 | 0 | 0 | 0 | 0% | 0% | 5 | 12 | 3 | 0 | 0 | 0 | 0% | 0%
5 | 12 | 4 | 0 | 0 | 0 | 0% | 0% | 5 | 12 | 4 | 0 | 0 | 0 | 0% | 0%
5 | 12 | 5 | 2.6641e-10 | 3.3518e-10 | 0 | 0% | 0% | 5 | 12 | 5 | 2.6641e-10 | 3.3263e-10 | 0 | 0% | 0%
5 | 12 | 6 | 6.7765e-09 | 8.5259e-09 | 47.6508 | 4.765% | 4.063e-08% | 5 | 12 | 6 | 6.7765e-09 | 8.461e-09 | 47.6508 | 4.765% | 4.032e-08%
5 | 12 | 7 | 2.8944e-08 | 3.6416e-08 | 125.2644 | 12.53% | 4.562e-07% | 5 | 12 | 7 | 2.8944e-08 | 3.6139e-08 | 125.2644 | 12.53% | 4.527e-07%
5 | 12 | 8 | 8.2117e-08 | 1.0332e-07 | 296.2908 | 29.63% | 3.061e-06% | 5 | 12 | 8 | 8.2117e-08 | 1.0253e-07 | 296.2908 | 29.63% | 3.038e-06%
5 | 12 | 9 | 2.307e-07 | 2.9026e-07 | 414.0828 | 41.41% | 1.202e-05% | 5 | 12 | 9 | 2.3247e-07 | 2.9026e-07 | 414.0828 | 41.41% | 1.202e-05%
5 | 12 | 10 | 4.6125e-07 | 5.8032e-07 | 634.872 | 63.49% | 3.684e-05% | 5 | 12 | 10 | 4.6452e-07 | 5.7999e-07 | 634.872 | 63.49% | 3.682e-05%
5 | 12 | 11 | 1.3182e-06 | 1.6585e-06 | 477.9288 | 47.79% | 7.927e-05% | 5 | 12 | 11 | 1.336e-06 | 1.6681e-06 | 477.9288 | 47.79% | 7.972e-05%
5 | 12 | 12 | 2.6198e-06 | 3.2961e-06 | 675.0144 | 67.5% | 0.0002225% | 5 | 12 | 12 | 2.6198e-06 | 3.271e-06 | 675.0144 | 67.5% | 0.0002208%
5 | 12 | 13 | 4.142e-06 | 5.2113e-06 | 663.69 | 66.37% | 0.0003459% | 5 | 12 | 13 | 4.142e-06 | 5.1717e-06 | 663.69 | 66.37% | 0.0003432%
5 | 12 | 14 | 4.7368e-06 | 5.9596e-06 | 372.3312 | 37.23% | 0.0002219% | 5 | 12 | 14 | 4.8031e-06 | 5.9971e-06 | 372.3312 | 37.23% | 0.0002233%
5 | 12 | 15 | 3.8253e-06 | 4.8128e-06 | 357.6972 | 35.77% | 0.0001722% | 5 | 12 | 15 | 3.8253e-06 | 4.7761e-06 | 357.6972 | 35.77% | 0.0001708%
5 | 12 | 16 | 2.0643e-06 | 2.5972e-06 | 240.9372 | 24.09% | 6.258e-05% | 5 | 12 | 16 | 2.0781e-06 | 2.5947e-06 | 240.9372 | 24.09% | 6.252e-05%
5 | 12 | 17 | 8.8922e-07 | 1.1188e-06 | 168.8856 | 16.89% | 1.889e-05% | 5 | 12 | 17 | 8.8922e-07 | 1.1103e-06 | 168.8856 | 16.89% | 1.875e-05%
5 | 12 | 18 | 4.8011e-07 | 6.0405e-07 | 62.1456 | 6.215% | 3.754e-06% | 5 | 12 | 18 | 4.8011e-07 | 5.9946e-07 | 62.1456 | 6.215% | 3.725e-06%
5 | 12 | 19 | 3.6668e-07 | 4.6134e-07 | 0 | 0% | 0% | 5 | 12 | 19 | 3.6668e-07 | 4.5783e-07 | 0 | 0% | 0%
5 | 12 | 20 | 2.1423e-07 | 2.6954e-07 | 0 | 0% | 0% | 5 | 12 | 20 | 2.1423e-07 | 2.6749e-07 | 0 | 0% | 0%
5 | 12 | 21 | 1.9786e-08 | 2.4894e-08 | 0 | 0% | 0% | 5 | 12 | 21 | 1.9786e-08 | 2.4704e-08 | 0 | 0% | 0%
5 | 12 | 22 | 1.1814e-09 | 1.4864e-09 | 0 | 0% | 0% | 5 | 12 | 22 | 1.1814e-09 | 1.4751e-09 | 0 | 0% | 0%
5 | 12 | 23 | 0 | 0 | 0 | 0% | 0% | 5 | 12 | 23 | 0 | 0 | 0 | 0% | 0%
5 | 13 | 0 | 0 | 0 | 0 | 0% | 0% | 5 | 13 | 0 | 0 | 0 | 0 | 0% | 0%
5 | 13 | 1 | 0 | 0 | 0 | 0% | 0% | 5 | 13 | 1 | 0 | 0 | 0 | 0% | 0%
5 | 13 | 2 | 0 | 0 | 0 | 0% | 0% | 5 | 13 | 2 | 0 | 0 | 0 | 0% | 0%
5 | 13 | 3 | 0 | 0 | 0 | 0% | 0% | 5 | 13 | 3 | 0 | 0 | 0 | 0% | 0%
5 | 13 | 4 | 0 | 0 | 0 | 0% | 0% | 5 | 13 | 4 | 0 | 0 | 0 | 0% | 0%
5 | 13 | 5 | 0 | 0 | 0 | 0% | 0% | 5 | 13 | 5 | 0 | 0 | 0 | 0% | 0%
5 | 13 | 6 | 1.1442e-09 | 1.4396e-09 | 21.7992 | 2.18% | 3.138e-09% | 5 | 13 | 6 | 1.1442e-09 | 1.4287e-09 | 21.7992 | 2.18% | 3.114e-09%
5 | 13 | 7 | 3.3546e-09 | 4.2206e-09 | 65.2956 | 6.53% | 2.756e-08% | 5 | 13 | 7 | 3.3869e-09 | 4.2288e-09 | 65.2956 | 6.53% | 2.761e-08%
5 | 13 | 8 | 1.5146e-08 | 1.9057e-08 | 58.8732 | 5.887% | 1.122e-07% | 5 | 13 | 8 | 1.5266e-08 | 1.9061e-08 | 58.8732 | 5.887% | 1.122e-07%
5 | 13 | 9 | 3.1529e-08 | 3.9669e-08 | 209.1372 | 20.91% | 8.296e-07% | 5 | 13 | 9 | 3.2018e-08 | 3.9977e-08 | 209.1372 | 20.91% | 8.361e-07%
5 | 13 | 10 | 4.1199e-08 | 5.1835e-08 | 237.2928 | 23.73% | 1.23e-06% | 5 | 13 | 10 | 4.1883e-08 | 5.2294e-08 | 237.2928 | 23.73% | 1.241e-06%
5 | 13 | 11 | 5.4585e-08 | 6.8676e-08 | 190.266 | 19.03% | 1.307e-06% | 5 | 13 | 11 | 5.544e-08 | 6.9221e-08 | 190.266 | 19.03% | 1.317e-06%
5 | 13 | 12 | 2.5856e-08 | 3.2531e-08 | 402.1908 | 40.22% | 1.308e-06% | 5 | 13 | 12 | 2.6243e-08 | 3.2766e-08 | 402.1908 | 40.22% | 1.318e-06%
5 | 13 | 13 | 7.7482e-08 | 9.7484e-08 | 246.6552 | 24.67% | 2.405e-06% | 5 | 13 | 13 | 7.8036e-08 | 9.7434e-08 | 246.6552 | 24.67% | 2.403e-06%
5 | 13 | 14 | 4.4538e-08 | 5.6036e-08 | 143.586 | 14.36% | 8.046e-07% | 5 | 13 | 14 | 4.525e-08 | 5.6499e-08 | 143.586 | 14.36% | 8.112e-07%
5 | 13 | 15 | 1.0321e-07 | 1.2986e-07 | 178.7592 | 17.88% | 2.321e-06% | 5 | 13 | 15 | 1.047e-07 | 1.3073e-07 | 178.7592 | 17.88% | 2.337e-06%
5 | 13 | 16 | 1.3596e-07 | 1.7106e-07 | 161.3244 | 16.13% | 2.76e-06% | 5 | 13 | 16 | 1.3694e-07 | 1.7097e-07 | 161.3244 | 16.13% | 2.758e-06%
5 | 13 | 17 | 9.2929e-08 | 1.1692e-07 | 128.7144 | 12.87% | 1.505e-06% | 5 | 13 | 17 | 9.2929e-08 | 1.1603e-07 | 128.7144 | 12.87% | 1.493e-06%
5 | 13 | 18 | 2.8724e-08 | 3.6139e-08 | 106.5204 | 10.65% | 3.85e-07% | 5 | 13 | 18 | 2.8724e-08 | 3.5864e-08 | 106.5204 | 10.65% | 3.82e-07%
5 | 13 | 19 | 4.6198e-09 | 5.8124e-09 | 9.4536 | 0.9454% | 5.495e-09% | 5 | 13 | 19 | 4.6198e-09 | 5.7682e-09 | 9.4536 | 0.9454% | 5.453e-09%
5 | 13 | 20 | 7.4593e-09 | 9.385e-09 | 0 | 0% | 0% | 5 | 13 | 20 | 7.4593e-09 | 9.3136e-09 | 0 | 0% | 0%
5 | 13 | 21 | 1.2008e-09 | 1.5107e-09 | 0 | 0% | 0% | 5 | 13 | 21 | 1.2008e-09 | 1.4992e-09 | 0 | 0% | 0%
5 | 13 | 22 | 0 | 0 | 0 | 0% | 0% | 5 | 13 | 22 | 0 | 0 | 0 | 0% | 0%
5 | 13 | 23 | 0 | 0 | 0 | 0% | 0% | 5 | 13 | 23 | 0 | 0 | 0 | 0% | 0%
5 | 14 | 0 | 0 | 0 | 0 | 0% | 0% | 5 | 14 | 0 | 0 | 0 | 0 | 0% | 0%
5 | 14 | 1 | 0 | 0 | 0 | 0% | 0% | 5 | 14 | 1 | 0 | 0 | 0 | 0% | 0%
5 | 14 | 2 | 0 | 0 | 0 | 0% | 0% | 5 | 14 | 2 | 0 | 0 | 0 | 0% | 0%
5 | 14 | 3 | 0 | 0 | 0 | 0% | 0% | 5 | 14 | 3 | 0 | 0 | 0 | 0% | 0%
5 | 14 | 4 | 0 | 0 | 0 | 0% | 0% | 5 | 14 | 4 | 0 | 0 | 0 | 0% | 0%
5 | 14 | 5 | 0 | 0 | 0 | 0% | 0% | 5 | 14 | 5 | 0 | 0 | 0 | 0% | 0%
5 | 14 | 6 | 0 | 0 | 55.266 | 5.527% | 0% | 5 | 14 | 6 | 0 | 0 | 55.266 | 5.527% | 0%
5 | 14 | 7 | 0 | 0 | 248.2956 | 24.83% | 0% | 5 | 14 | 7 | 0 | 0 | 248.2956 | 24.83% | 0%
5 | 14 | 8 | 0 | 0 | 482.8992 | 48.29% | 0% | 5 | 14 | 8 | 0 | 0 | 482.8992 | 48.29% | 0%
5 | 14 | 9 | 0 | 0 | 688.6044 | 68.86% | 0% | 5 | 14 | 9 | 0 | 0 | 688.6044 | 68.86% | 0%
5 | 14 | 10 | 0 | 0 | 830.9592 | 83.1% | 0% | 5 | 14 | 10 | 0 | 0 | 830.9592 | 83.1% | 0%
5 | 14 | 11 | 0 | 0 | 762.6444 | 76.26% | 0% | 5 | 14 | 11 | 0 | 0 | 762.6444 | 76.26% | 0%
5 | 14 | 12 | 0 | 0 | 663.84 | 66.38% | 0% | 5 | 14 | 12 | 0 | 0 | 663.84 | 66.38% | 0%
5 | 14 | 13 | 0 | 0 | 928.3608 | 92.84% | 0% | 5 | 14 | 13 | 0 | 0 | 928.3608 | 92.84% | 0%
5 | 14 | 14 | 0 | 0 | 647.412 | 64.74% | 0% | 5 | 14 | 14 | 0 | 0 | 647.412 | 64.74% | 0%
5 | 14 | 15 | 0 | 0 | 709.3536 | 70.94% | 0% | 5 | 14 | 15 | 0 | 0 | 709.3536 | 70.94% | 0%
5 | 14 | 16 | 0 | 0 | 524.4648 | 52.45% | 0% | 5 | 14 | 16 | 0 | 0 | 524.4648 | 52.45% | 0%
5 | 14 | 17 | 0 | 0 | 301.818 | 30.18% | 0% | 5 | 14 | 17 | 0 | 0 | 301.818 | 30.18% | 0%
5 | 14 | 18 | 0 | 0 | 95.8032 | 9.58% | 0% | 5 | 14 | 18 | 0 | 0 | 95.8032 | 9.58% | 0%
5 | 14 | 19 | 0 | 0 | 8.6976 | 0.8698% | 0% | 5 | 14 | 19 | 0 | 0 | 8.6976 | 0.8698% | 0%
5 | 14 | 20 | 0 | 0 | 0 | 0% | 0% | 5 | 14 | 20 | 0 | 0 | 0 | 0% | 0%
5 | 14 | 21 | 0 | 0 | 0 | 0% | 0% | 5 | 14 | 21 | 0 | 0 | 0 | 0% | 0%
5 | 14 | 22 | 0 | 0 | 0 | 0% | 0% | 5 | 14 | 22 | 0 | 0 | 0 | 0% | 0%
5 | 14 | 23 | 0 | 0 | 0 | 0% | 0% | 5 | 14 | 23 | 0 | 0 | 0 | 0% | 0%
5 | 15 | 0 | 0 | 0 | 0 | 0% | 0% | 5 | 15 | 0 | 0 | 0 | 0 | 0% | 0%
5 | 15 | 1 | 0 | 0 | 0 | 0% | 0% | 5 | 15 | 1 | 0 | 0 | 0 | 0% | 0%
5 | 15 | 2 | 0 | 0 | 0 | 0% | 0% | 5 | 15 | 2 | 0 | 0 | 0 | 0% | 0%
5 | 15 | 3 | 0 | 0 | 0 | 0% | 0% | 5 | 15 | 3 | 0 | 0 | 0 | 0% | 0%
5 | 15 | 4 | 0 | 0 | 0 | 0% | 0% | 5 | 15 | 4 | 0 | 0 | 0 | 0% | 0%
5 | 15 | 5 | 0 | 0 | 0 | 0% | 0% | 5 | 15 | 5 | 0 | 0 | 0 | 0% | 0%
5 | 15 | 6 | 0 | 0 | 58.0428 | 5.804% | 0% | 5 | 15 | 6 | 0 | 0 | 58.0428 | 5.804% | 0%
5 | 15 | 7 | 0 | 0 | 241.4964 | 24.15% | 0% | 5 | 15 | 7 | 0 | 0 | 241.4964 | 24.15% | 0%
5 | 15 | 8 | 0 | 0 | 459.6456 | 45.96% | 0% | 5 | 15 | 8 | 0 | 0 | 459.6456 | 45.96% | 0%
5 | 15 | 9 | 0 | 0 | 640.6788 | 64.07% | 0% | 5 | 15 | 9 | 0 | 0 | 640.6788 | 64.07% | 0%
5 | 15 | 10 | 0 | 0 | 731.5116 | 73.15% | 0% | 5 | 15 | 10 | 0 | 0 | 731.5116 | 73.15% | 0%
5 | 15 | 11 | 0 | 0 | 882.4428 | 88.24% | 0% | 5 | 15 | 11 | 0 | 0 | 882.4428 | 88.24% | 0%
5 | 15 | 12 | 0 | 0 | 906.7176 | 90.67% | 0% | 5 | 15 | 12 | 0 | 0 | 906.7176 | 90.67% | 0%
5 | 15 | 13 | 0 | 0 | 881.214 | 88.12% | 0% | 5 | 15 | 13 | 0 | 0 | 881.214 | 88.12% | 0%
5 | 15 | 14 | 0 | 0 | 810.852 | 81.09% | 0% | 5 | 15 | 14 | 0 | 0 | 810.852 | 81.09% | 0%
5 | 15 | 15 | 0 | 0 | 693.0468 | 69.3% | 0% | 5 | 15 | 15 | 0 | 0 | 693.0468 | 69.3% | 0%
5 | 15 | 16 | 0 | 0 | 522.6 | 52.26% | 0% | 5 | 15 | 16 | 0 | 0 | 522.6 | 52.26% | 0%
5 | 15 | 17 | 0 | 0 | 303.318 | 30.33% | 0% | 5 | 15 | 17 | 0 | 0 | 303.318 | 30.33% | 0%
5 | 15 | 18 | 0 | 0 | 95.814 | 9.581% | 0% | 5 | 15 | 18 | 0 | 0 | 95.814 | 9.581% | 0%
5 | 15 | 19 | 0 | 0 | 14.0256 | 1.403% | 0% | 5 | 15 | 19 | 0 | 0 | 14.0256 | 1.403% | 0%
5 | 15 | 20 | 0 | 0 | 0 | 0% | 0% | 5 | 15 | 20 | 0 | 0 | 0 | 0% | 0%
5 | 15 | 21 | 0 | 0 | 0 | 0% | 0% | 5 | 15 | 21 | 0 | 0 | 0 | 0% | 0%
5 | 15 | 22 | 0 | 0 | 0 | 0% | 0% | 5 | 15 | 22 | 0 | 0 | 0 | 0% | 0%
5 | 15 | 23 | 0 | 0 | 0 | 0% | 0% | 5 | 15 | 23 | 0 | 0 | 0 | 0% | 0%
5 | 16 | 0 | 0 | 0 | 0 | 0% | 0% | 5 | 16 | 0 | 0 | 0 | 0 | 0% | 0%
5 | 16 | 1 | 0 | 0 | 0 | 0% | 0% | 5 | 16 | 1 | 0 | 0 | 0 | 0% | 0%
5 | 16 | 2 | 0 | 0 | 0 | 0% | 0% | 5 | 16 | 2 | 0 | 0 | 0 | 0% | 0%
5 | 16 | 3 | 0 | 0 | 0 | 0% | 0% | 5 | 16 | 3 | 0 | 0 | 0 | 0% | 0%
5 | 16 | 4 | 0 | 0 | 0 | 0% | 0% | 5 | 16 | 4 | 0 | 0 | 0 | 0% | 0%
5 | 16 | 5 | 2.4164e-10 | 3.0402e-10 | 0 | 0% | 0% | 5 | 16 | 5 | 2.4164e-10 | 3.017e-10 | 0 | 0% | 0%
5 | 16 | 6 | 4.5852e-09 | 5.7688e-09 | 53.6532 | 5.365% | 3.095e-08% | 5 | 16 | 6 | 4.5852e-09 | 5.7249e-09 | 53.6532 | 5.365% | 3.072e-08%
5 | 16 | 7 | 8.2684e-09 | 1.0403e-08 | 157.962 | 15.8% | 1.643e-07% | 5 | 16 | 7 | 8.3309e-09 | 1.0402e-08 | 157.962 | 15.8% | 1.643e-07%
5 | 16 | 8 | 1.5616e-08 | 1.9647e-08 | 412.6416 | 41.26% | 8.107e-07% | 5 | 16 | 8 | 1.5975e-08 | 1.9947e-08 | 412.6416 | 41.26% | 8.231e-07%
5 | 16 | 9 | 1.7313e-08 | 2.1782e-08 | 567.612 | 56.76% | 1.236e-06% | 5 | 16 | 9 | 1.8009e-08 | 2.2486e-08 | 567.612 | 56.76% | 1.276e-06%
5 | 16 | 10 | 1.152e-08 | 1.4493e-08 | 723.5712 | 72.36% | 1.049e-06% | 5 | 16 | 10 | 1.2098e-08 | 1.5105e-08 | 723.5712 | 72.36% | 1.093e-06%
5 | 16 | 11 | 1.4652e-08 | 1.8435e-08 | 862.9812 | 86.3% | 1.591e-06% | 5 | 16 | 11 | 1.5388e-08 | 1.9213e-08 | 862.9812 | 86.3% | 1.658e-06%
5 | 16 | 12 | 8.688e-09 | 1.0931e-08 | 753.5052 | 75.35% | 8.236e-07% | 5 | 16 | 12 | 9.19e-09 | 1.1474e-08 | 753.5052 | 75.35% | 8.646e-07%
5 | 16 | 13 | 5.1906e-09 | 6.5305e-09 | 731.082 | 73.11% | 4.774e-07% | 5 | 16 | 13 | 5.4987e-09 | 6.8656e-09 | 731.082 | 73.11% | 5.019e-07%
5 | 16 | 14 | 2.4268e-09 | 3.0533e-09 | 464.3784 | 46.44% | 1.418e-07% | 5 | 16 | 14 | 2.5496e-09 | 3.1834e-09 | 464.3784 | 46.44% | 1.478e-07%
5 | 16 | 15 | 1.4694e-09 | 1.8488e-09 | 206.7768 | 20.68% | 3.823e-08% | 5 | 16 | 15 | 1.5169e-09 | 1.894e-09 | 206.7768 | 20.68% | 3.916e-08%
5 | 16 | 16 | 1.028e-09 | 1.2934e-09 | 389.5128 | 38.95% | 5.038e-08% | 5 | 16 | 16 | 1.0369e-09 | 1.2947e-09 | 389.5128 | 38.95% | 5.043e-08%
5 | 16 | 17 | 6.0055e-10 | 7.5559e-10 | 91.29 | 9.129% | 6.898e-09% | 5 | 16 | 17 | 6.0055e-10 | 7.4984e-10 | 91.29 | 9.129% | 6.845e-09%
5 | 16 | 18 | 1.0742e-09 | 1.3514e-09 | 14.6808 | 1.468% | 1.984e-09% | 5 | 16 | 18 | 1.1231e-09 | 1.4023e-09 | 14.6808 | 1.468% | 2.059e-09%
5 | 16 | 19 | 2.1887e-09 | 2.7538e-09 | 0 | 0% | 0% | 5 | 16 | 19 | 2.1887e-09 | 2.7328e-09 | 0 | 0% | 0%
5 | 16 | 20 | 1.5805e-09 | 1.9885e-09 | 0 | 0% | 0% | 5 | 16 | 20 | 1.5805e-09 | 1.9734e-09 | 0 | 0% | 0%
5 | 16 | 21 | 0 | 0 | 0 | 0% | 0% | 5 | 16 | 21 | 0 | 0 | 0 | 0% | 0%
5 | 16 | 22 | 0 | 0 | 0 | 0% | 0% | 5 | 16 | 22 | 0 | 0 | 0 | 0% | 0%
5 | 16 | 23 | 0 | 0 | 0 | 0% | 0% | 5 | 16 | 23 | 0 | 0 | 0 | 0% | 0%
5 | 17 | 0 | 0 | 0 | 0 | 0% | 0% | 5 | 17 | 0 | 0 | 0 | 0 | 0% | 0%
5 | 17 | 1 | 0 | 0 | 0 | 0% | 0% | 5 | 17 | 1 | 0 | 0 | 0 | 0% | 0%
5 | 17 | 2 | 0 | 0 | 0 | 0% | 0% | 5 | 17 | 2 | 0 | 0 | 0 | 0% | 0%
5 | 17 | 3 | 0 | 0 | 0 | 0% | 0% | 5 | 17 | 3 | 0 | 0 | 0 | 0% | 0%
5 | 17 | 4 | 0 | 0 | 0 | 0% | 0% | 5 | 17 | 4 | 0 | 0 | 0 | 0% | 0%
5 | 17 | 5 | 0 | 0 | 0 | 0% | 0% | 5 | 17 | 5 | 0 | 0 | 0 | 0% | 0%
5 | 17 | 6 | 1.0255e-09 | 1.2903e-09 | 20.2512 | 2.025% | 2.613e-09% | 5 | 17 | 6 | 1.0255e-09 | 1.2805e-09 | 20.2512 | 2.025% | 2.593e-09%
5 | 17 | 7 | 2.5934e-09 | 3.2629e-09 | 38.3064 | 3.831% | 1.25e-08% | 5 | 17 | 7 | 2.6173e-09 | 3.2679e-09 | 38.3064 | 3.831% | 1.252e-08%
5 | 17 | 8 | 9.8699e-09 | 1.2418e-08 | 92.1672 | 9.217% | 1.145e-07% | 5 | 17 | 8 | 1.012e-08 | 1.2635e-08 | 92.1672 | 9.217% | 1.165e-07%
5 | 17 | 9 | 1.6638e-08 | 2.0933e-08 | 125.2416 | 12.52% | 2.622e-07% | 5 | 17 | 9 | 1.7032e-08 | 2.1266e-08 | 125.2416 | 12.52% | 2.663e-07%
5 | 17 | 10 | 1.9471e-08 | 2.4498e-08 | 193.9596 | 19.4% | 4.752e-07% | 5 | 17 | 10 | 2.0275e-08 | 2.5314e-08 | 193.9596 | 19.4% | 4.91e-07%
5 | 17 | 11 | 1.9793e-08 | 2.4903e-08 | 290.904 | 29.09% | 7.244e-07% | 5 | 17 | 11 | 2.0756e-08 | 2.5916e-08 | 290.904 | 29.09% | 7.539e-07%
5 | 17 | 12 | 1.932e-08 | 2.4308e-08 | 294.1992 | 29.42% | 7.151e-07% | 5 | 17 | 12 | 2.0096e-08 | 2.5092e-08 | 294.1992 | 29.42% | 7.382e-07%
5 | 17 | 13 | 1.7316e-08 | 2.1786e-08 | 394.7112 | 39.47% | 8.599e-07% | 5 | 17 | 13 | 1.8012e-08 | 2.249e-08 | 394.7112 | 39.47% | 8.877e-07%
5 | 17 | 14 | 6.316e-09 | 7.9465e-09 | 268.8876 | 26.89% | 2.137e-07% | 5 | 17 | 14 | 6.5224e-09 | 8.1438e-09 | 268.8876 | 26.89% | 2.19e-07%
5 | 17 | 15 | 7.7002e-09 | 9.6881e-09 | 224.202 | 22.42% | 2.172e-07% | 5 | 17 | 15 | 7.9513e-09 | 9.9278e-09 | 224.202 | 22.42% | 2.226e-07%
5 | 17 | 16 | 6.2122e-09 | 7.8159e-09 | 168.1908 | 16.82% | 1.315e-07% | 5 | 17 | 16 | 6.2122e-09 | 7.7564e-09 | 168.1908 | 16.82% | 1.305e-07%
5 | 17 | 17 | 4.8654e-09 | 6.1214e-09 | 183.5088 | 18.35% | 1.123e-07% | 5 | 17 | 17 | 4.9102e-09 | 6.1308e-09 | 183.5088 | 18.35% | 1.125e-07%
5 | 17 | 18 | 5.4084e-09 | 6.8046e-09 | 61.3164 | 6.132% | 4.172e-08% | 5 | 17 | 18 | 5.4084e-09 | 6.7528e-09 | 61.3164 | 6.132% | 4.141e-08%
5 | 17 | 19 | 7.4046e-09 | 9.3161e-09 | 0.1236 | 0.01236% | 1.151e-10% | 5 | 17 | 19 | 7.4046e-09 | 9.2452e-09 | 0.1236 | 0.01236% | 1.143e-10%
5 | 17 | 20 | 1.1879e-08 | 1.4945e-08 | 0 | 0% | 0% | 5 | 17 | 20 | 1.1879e-08 | 1.4832e-08 | 0 | 0% | 0%
5 | 17 | 21 | 1.1867e-10 | 1.4931e-10 | 0 | 0% | 0% | 5 | 17 | 21 | 1.1867e-10 | 1.4817e-10 | 0 | 0% | 0%
5 | 17 | 22 | 0 | 0 | 0 | 0% | 0% | 5 | 17 | 22 | 0 | 0 | 0 | 0% | 0%
5 | 17 | 23 | 0 | 0 | 0 | 0% | 0% | 5 | 17 | 23 | 0 | 0 | 0 | 0% | 0%
5 | 18 | 0 | 0 | 0 | 0 | 0% | 0% | 5 | 18 | 0 | 0 | 0 | 0 | 0% | 0%
5 | 18 | 1 | 0 | 0 | 0 | 0% | 0% | 5 | 18 | 1 | 0 | 0 | 0 | 0% | 0%
5 | 18 | 2 | 0 | 0 | 0 | 0% | 0% | 5 | 18 | 2 | 0 | 0 | 0 | 0% | 0%
5 | 18 | 3 | 0 | 0 | 0 | 0% | 0% | 5 | 18 | 3 | 0 | 0 | 0 | 0% | 0%
5 | 18 | 4 | 0 | 0 | 0 | 0% | 0% | 5 | 18 | 4 | 0 | 0 | 0 | 0% | 0%
5 | 18 | 5 | 0 | 0 | 0 | 0% | 0% | 5 | 18 | 5 | 0 | 0 | 0 | 0% | 0%
5 | 18 | 6 | 1.6463e-09 | 2.0713e-09 | 20.31 | 2.031% | 4.207e-09% | 5 | 18 | 6 | 1.6721e-09 | 2.0878e-09 | 20.31 | 2.031% | 4.24e-09%
5 | 18 | 7 | 1.1503e-08 | 1.4472e-08 | 137.9376 | 13.79% | 1.996e-07% | 5 | 18 | 7 | 1.1693e-08 | 1.46e-08 | 137.9376 | 13.79% | 2.014e-07%
5 | 18 | 8 | 9.6345e-09 | 1.2122e-08 | 373.968 | 37.4% | 4.533e-07% | 5 | 18 | 8 | 9.8678e-09 | 1.2321e-08 | 373.968 | 37.4% | 4.608e-07%
5 | 18 | 9 | 3.7817e-08 | 4.758e-08 | 400.0308 | 40% | 1.903e-06% | 5 | 18 | 9 | 3.8996e-08 | 4.869e-08 | 400.0308 | 40% | 1.948e-06%
5 | 18 | 10 | 3.7543e-08 | 4.7235e-08 | 856.5324 | 85.65% | 4.046e-06% | 5 | 18 | 10 | 3.9304e-08 | 4.9075e-08 | 856.5324 | 85.65% | 4.203e-06%
5 | 18 | 11 | 2.9441e-08 | 3.7041e-08 | 576.9348 | 57.69% | 2.137e-06% | 5 | 18 | 11 | 3.0777e-08 | 3.8428e-08 | 576.9348 | 57.69% | 2.217e-06%
5 | 18 | 12 | 1.3115e-08 | 1.6501e-08 | 975.4584 | 97.55% | 1.61e-06% | 5 | 18 | 12 | 1.3759e-08 | 1.718e-08 | 975.4584 | 97.55% | 1.676e-06%
5 | 18 | 13 | 1.3412e-08 | 1.6874e-08 | 714.0012 | 71.4% | 1.205e-06% | 5 | 18 | 13 | 1.3978e-08 | 1.7453e-08 | 714.0012 | 71.4% | 1.246e-06%
5 | 18 | 14 | 7.0063e-09 | 8.815e-09 | 766.632 | 76.66% | 6.758e-07% | 5 | 18 | 14 | 7.183e-09 | 8.9685e-09 | 766.632 | 76.66% | 6.876e-07%
5 | 18 | 15 | 2.0941e-09 | 2.6347e-09 | 284.94 | 28.49% | 7.507e-08% | 5 | 18 | 15 | 2.1312e-09 | 2.661e-09 | 284.94 | 28.49% | 7.582e-08%
5 | 18 | 16 | 1.7616e-09 | 2.2164e-09 | 422.6628 | 42.27% | 9.368e-08% | 5 | 18 | 16 | 1.7616e-09 | 2.1996e-09 | 422.6628 | 42.27% | 9.297e-08%
5 | 18 | 17 | 1.8057e-09 | 2.2718e-09 | 276.0468 | 27.6% | 6.271e-08% | 5 | 18 | 17 | 1.8057e-09 | 2.2545e-09 | 276.0468 | 27.6% | 6.223e-08%
5 | 18 | 18 | 1.8339e-09 | 2.3073e-09 | 105.972 | 10.6% | 2.445e-08% | 5 | 18 | 18 | 1.8339e-09 | 2.2898e-09 | 105.972 | 10.6% | 2.427e-08%
5 | 18 | 19 | 3.2393e-09 | 4.0755e-09 | 9.9768 | 0.9977% | 4.066e-09% | 5 | 18 | 19 | 3.2393e-09 | 4.0445e-09 | 9.9768 | 0.9977% | 4.035e-09%
5 | 18 | 20 | 6.944e-09 | 8.7366e-09 | 0 | 0% | 0% | 5 | 18 | 20 | 6.944e-09 | 8.6701e-09 | 0 | 0% | 0%
5 | 18 | 21 | 7.8228e-10 | 9.8423e-10 | 0 | 0% | 0% | 5 | 18 | 21 | 7.8228e-10 | 9.7675e-10 | 0 | 0% | 0%
5 | 18 | 22 | 0 | 0 | 0 | 0% | 0% | 5 | 18 | 22 | 0 | 0 | 0 | 0% | 0%
5 | 18 | 23 | 0 | 0 | 0 | 0% | 0% | 5 | 18 | 23 | 0 | 0 | 0 | 0% | 0%
5 | 19 | 0 | 0 | 0 | 0 | 0% | 0% | 5 | 19 | 0 | 0 | 0 | 0 | 0% | 0%
5 | 19 | 1 | 0 | 0 | 0 | 0% | 0% | 5 | 19 | 1 | 0 | 0 | 0 | 0% | 0%
5 | 19 | 2 | 0 | 0 | 0 | 0% | 0% | 5 | 19 | 2 | 0 | 0 | 0 | 0% | 0%
5 | 19 | 3 | 0 | 0 | 0 | 0% | 0% | 5 | 19 | 3 | 0 | 0 | 0 | 0% | 0%
5 | 19 | 4 | 0 | 0 | 0 | 0% | 0% | 5 | 19 | 4 | 0 | 0 | 0 | 0% | 0%
5 | 19 | 5 | 0 | 0 | 0 | 0% | 0% | 5 | 19 | 5 | 0 | 0 | 0 | 0% | 0%
5 | 19 | 6 | 1.4685e-09 | 1.8476e-09 | 53.6676 | 5.367% | 9.916e-09% | 5 | 19 | 6 | 1.4685e-09 | 1.8336e-09 | 53.6676 | 5.367% | 9.84e-09%
5 | 19 | 7 | 2.4868e-09 | 3.1288e-09 | 264.8784 | 26.49% | 8.287e-08% | 5 | 19 | 7 | 2.5088e-09 | 3.1325e-09 | 264.8784 | 26.49% | 8.297e-08%
5 | 19 | 8 | 5.3731e-09 | 6.7602e-09 | 501.2448 | 50.12% | 3.389e-07% | 5 | 19 | 8 | 5.4151e-09 | 6.7612e-09 | 501.2448 | 50.12% | 3.389e-07%
5 | 19 | 9 | 7.1308e-09 | 8.9716e-09 | 686.676 | 68.67% | 6.161e-07% | 5 | 19 | 9 | 7.3018e-09 | 9.1169e-09 | 686.676 | 68.67% | 6.26e-07%
5 | 19 | 10 | 6.5319e-09 | 8.2182e-09 | 816.1776 | 81.62% | 6.707e-07% | 5 | 19 | 10 | 6.6355e-09 | 8.2849e-09 | 816.1776 | 81.62% | 6.762e-07%
5 | 19 | 11 | 1.3429e-08 | 1.6895e-08 | 889.5672 | 88.96% | 1.503e-06% | 5 | 19 | 11 | 1.3541e-08 | 1.6907e-08 | 889.5672 | 88.96% | 1.504e-06%
5 | 19 | 12 | 1.3883e-08 | 1.7467e-08 | 909.4212 | 90.94% | 1.588e-06% | 5 | 19 | 12 | 1.4102e-08 | 1.7607e-08 | 909.4212 | 90.94% | 1.601e-06%
5 | 19 | 13 | 1.0711e-08 | 1.3477e-08 | 820.4352 | 82.04% | 1.106e-06% | 5 | 19 | 13 | 1.0891e-08 | 1.3598e-08 | 820.4352 | 82.04% | 1.116e-06%
5 | 19 | 14 | 1.5633e-08 | 1.9668e-08 | 664.6008 | 66.46% | 1.307e-06% | 5 | 19 | 14 | 1.5857e-08 | 1.9799e-08 | 664.6008 | 66.46% | 1.316e-06%
5 | 19 | 15 | 1.9495e-08 | 2.4528e-08 | 702.7536 | 70.28% | 1.724e-06% | 5 | 19 | 15 | 1.9669e-08 | 2.4559e-08 | 702.7536 | 70.28% | 1.726e-06%
5 | 19 | 16 | 1.3877e-08 | 1.7459e-08 | 244.8636 | 24.49% | 4.275e-07% | 5 | 19 | 16 | 1.3987e-08 | 1.7464e-08 | 244.8636 | 24.49% | 4.276e-07%
5 | 19 | 17 | 9.9578e-09 | 1.2528e-08 | 167.514 | 16.75% | 2.099e-07% | 5 | 19 | 17 | 9.9578e-09 | 1.2433e-08 | 167.514 | 16.75% | 2.083e-07%
5 | 19 | 18 | 6.6269e-09 | 8.3376e-09 | 43.7232 | 4.372% | 3.645e-08% | 5 | 19 | 18 | 6.6269e-09 | 8.2742e-09 | 43.7232 | 4.372% | 3.618e-08%
5 | 19 | 19 | 8.4707e-09 | 1.0657e-08 | 12.624 | 1.262% | 1.345e-08% | 5 | 19 | 19 | 8.4707e-09 | 1.0576e-08 | 12.624 | 1.262% | 1.335e-08%
5 | 19 | 20 | 1.0192e-08 | 1.2823e-08 | 0 | 0% | 0% | 5 | 19 | 20 | 1.0192e-08 | 1.2725e-08 | 0 | 0% | 0%
5 | 19 | 21 | 1.7447e-09 | 2.1951e-09 | 0 | 0% | 0% | 5 | 19 | 21 | 1.7447e-09 | 2.1784e-09 | 0 | 0% | 0%
5 | 19 | 22 | 0 | 0 | 0 | 0% | 0% | 5 | 19 | 22 | 0 | 0 | 0 | 0% | 0%
5 | 19 | 23 | 0 | 0 | 0 | 0% | 0% | 5 | 19 | 23 | 0 | 0 | 0 | 0% | 0%
5 | 20 | 0 | 0 | 0 | 0 | 0% | 0% | 5 | 20 | 0 | 0 | 0 | 0 | 0% | 0%
5 | 20 | 1 | 0 | 0 | 0 | 0% | 0% | 5 | 20 | 1 | 0 | 0 | 0 | 0% | 0%
5 | 20 | 2 | 0 | 0 | 0 | 0% | 0% | 5 | 20 | 2 | 0 | 0 | 0 | 0% | 0%
5 | 20 | 3 | 0 | 0 | 0 | 0% | 0% | 5 | 20 | 3 | 0 | 0 | 0 | 0% | 0%
5 | 20 | 4 | 0 | 0 | 0 | 0% | 0% | 5 | 20 | 4 | 0 | 0 | 0 | 0% | 0%
5 | 20 | 5 | 0 | 0 | 0 | 0% | 0% | 5 | 20 | 5 | 0 | 0 | 0 | 0% | 0%
5 | 20 | 6 | 1.1759e-10 | 1.4795e-10 | 63.918 | 6.392% | 9.456e-10% | 5 | 20 | 6 | 1.1759e-10 | 1.4682e-10 | 63.918 | 6.392% | 9.384e-10%
5 | 20 | 7 | 1.0104e-09 | 1.2712e-09 | 257.25 | 25.72% | 3.27e-08% | 5 | 20 | 7 | 1.0175e-09 | 1.2704e-09 | 257.25 | 25.72% | 3.268e-08%
5 | 20 | 8 | 3.2995e-09 | 4.1513e-09 | 486.402 | 48.64% | 2.019e-07% | 5 | 20 | 8 | 3.4121e-09 | 4.2603e-09 | 486.402 | 48.64% | 2.072e-07%
5 | 20 | 9 | 1.1245e-08 | 1.4147e-08 | 675.0504 | 67.51% | 9.55e-07% | 5 | 20 | 9 | 1.1703e-08 | 1.4612e-08 | 675.0504 | 67.51% | 9.864e-07%
5 | 20 | 10 | 1.2896e-08 | 1.6225e-08 | 346.7748 | 34.68% | 5.626e-07% | 5 | 20 | 10 | 1.3524e-08 | 1.6886e-08 | 346.7748 | 34.68% | 5.856e-07%
5 | 20 | 11 | 1.2796e-08 | 1.61e-08 | 446.016 | 44.6% | 7.181e-07% | 5 | 20 | 11 | 1.3527e-08 | 1.689e-08 | 446.016 | 44.6% | 7.533e-07%
5 | 20 | 12 | 8.2023e-09 | 1.032e-08 | 630.7512 | 63.08% | 6.509e-07% | 5 | 20 | 12 | 8.753e-09 | 1.0929e-08 | 630.7512 | 63.08% | 6.893e-07%
5 | 20 | 13 | 8.073e-09 | 1.0157e-08 | 385.5048 | 38.55% | 3.916e-07% | 5 | 20 | 13 | 8.541e-09 | 1.0664e-08 | 385.5048 | 38.55% | 4.111e-07%
5 | 20 | 14 | 3.0555e-09 | 3.8443e-09 | 193.8168 | 19.38% | 7.451e-08% | 5 | 20 | 14 | 3.1863e-09 | 3.9784e-09 | 193.8168 | 19.38% | 7.711e-08%
5 | 20 | 15 | 1.7289e-09 | 2.1752e-09 | 223.872 | 22.39% | 4.87e-08% | 5 | 20 | 15 | 1.7753e-09 | 2.2166e-09 | 223.872 | 22.39% | 4.962e-08%
5 | 20 | 16 | 1.1447e-09 | 1.4402e-09 | 231.9048 | 23.19% | 3.34e-08% | 5 | 20 | 16 | 1.163e-09 | 1.4522e-09 | 231.9048 | 23.19% | 3.368e-08%
5 | 20 | 17 | 7.6969e-10 | 9.6839e-10 | 121.944 | 12.19% | 1.181e-08% | 5 | 20 | 17 | 7.7662e-10 | 9.6967e-10 | 121.944 | 12.19% | 1.182e-08%
5 | 20 | 18 | 6.0516e-10 | 7.6138e-10 | 68.7492 | 6.875% | 5.234e-09% | 5 | 20 | 18 | 6.0516e-10 | 7.5559e-10 | 68.7492 | 6.875% | 5.195e-09%
5 | 20 | 19 | 3.0364e-10 | 3.8203e-10 | 4.3236 | 0.4324% | 1.652e-10% | 5 | 20 | 19 | 3.0364e-10 | 3.7912e-10 | 4.3236 | 0.4324% | 1.639e-10%
5 | 20 | 20 | 8.5313e-10 | 1.0734e-09 | 0 | 0% | 0% | 5 | 20 | 20 | 8.5313e-10 | 1.0652e-09 | 0 | 0% | 0%
5 | 20 | 21 | 0 | 0 | 0 | 0% | 0% | 5 | 20 | 21 | 0 | 0 | 0 | 0% | 0%
5 | 20 | 22 | 0 | 0 | 0 | 0% | 0% | 5 | 20 | 22 | 0 | 0 | 0 | 0% | 0%
5 | 20 | 23 | 0 | 0 | 0 | 0% | 0% | 5 | 20 | 23 | 0 | 0 | 0 | 0% | 0%
5 | 21 | 0 | 0 | 0 | 0 | 0% | 0% | 5 | 21 | 0 | 0 | 0 | 0 | 0% | 0%
5 | 21 | 1 | 0 | 0 | 0 | 0% | 0% | 5 | 21 | 1 | 0 | 0 | 0 | 0% | 0%
5 | 21 | 2 | 0 | 0 | 0 | 0% | 0% | 5 | 21 | 2 | 0 | 0 | 0 | 0% | 0%
5 | 21 | 3 | 0 | 0 | 0 | 0% | 0% | 5 | 21 | 3 | 0 | 0 | 0 | 0% | 0%
5 | 21 | 4 | 0 | 0 | 0 | 0% | 0% | 5 | 21 | 4 | 0 | 0 | 0 | 0% | 0%
5 | 21 | 5 | 0 | 0 | 0 | 0% | 0% | 5 | 21 | 5 | 0 | 0 | 0 | 0% | 0%
5 | 21 | 6 | 0 | 0 | 60.8568 | 6.086% | 0% | 5 | 21 | 6 | 0 | 0 | 60.8568 | 6.086% | 0%
5 | 21 | 7 | 0 | 0 | 225.762 | 22.58% | 0% | 5 | 21 | 7 | 0 | 0 | 225.762 | 22.58% | 0%
5 | 21 | 8 | 0 | 0 | 390.078 | 39.01% | 0% | 5 | 21 | 8 | 0 | 0 | 390.078 | 39.01% | 0%
5 | 21 | 9 | 0 | 0 | 435.4692 | 43.55% | 0% | 5 | 21 | 9 | 0 | 0 | 435.4692 | 43.55% | 0%
5 | 21 | 10 | 0 | 0 | 466.5864 | 46.66% | 0% | 5 | 21 | 10 | 0 | 0 | 466.5864 | 46.66% | 0%
5 | 21 | 11 | 0 | 0 | 426.9984 | 42.7% | 0% | 5 | 21 | 11 | 0 | 0 | 426.9984 | 42.7% | 0%
5 | 21 | 12 | 0 | 0 | 798.2076 | 79.82% | 0% | 5 | 21 | 12 | 0 | 0 | 798.2076 | 79.82% | 0%
5 | 21 | 13 | 0 | 0 | 585.246 | 58.52% | 0% | 5 | 21 | 13 | 0 | 0 | 585.246 | 58.52% | 0%
5 | 21 | 14 | 0 | 0 | 721.3872 | 72.14% | 0% | 5 | 21 | 14 | 0 | 0 | 721.3872 | 72.14% | 0%
5 | 21 | 15 | 0 | 0 | 626.754 | 62.68% | 0% | 5 | 21 | 15 | 0 | 0 | 626.754 | 62.68% | 0%
5 | 21 | 16 | 0 | 0 | 425.3568 | 42.54% | 0% | 5 | 21 | 16 | 0 | 0 | 425.3568 | 42.54% | 0%
5 | 21 | 17 | 0 | 0 | 325.3788 | 32.54% | 0% | 5 | 21 | 17 | 0 | 0 | 325.3788 | 32.54% | 0%
5 | 21 | 18 | 0 | 0 | 107.9928 | 10.8% | 0% | 5 | 21 | 18 | 0 | 0 | 107.9928 | 10.8% | 0%
5 | 21 | 19 | 0 | 0 | 11.6844 | 1.168% | 0% | 5 | 21 | 19 | 0 | 0 | 11.6844 | 1.168% | 0%
5 | 21 | 20 | 0 | 0 | 0 | 0% | 0% | 5 | 21 | 20 | 0 | 0 | 0 | 0% | 0%
5 | 21 | 21 | 0 | 0 | 0 | 0% | 0% | 5 | 21 | 21 | 0 | 0 | 0 | 0% | 0%
5 | 21 | 22 | 0 | 0 | 0 | 0% | 0% | 5 | 21 | 22 | 0 | 0 | 0 | 0% | 0%
5 | 21 | 23 | 0 | 0 | 0 | 0% | 0% | 5 | 21 | 23 | 0 | 0 | 0 | 0% | 0%
5 | 22 | 0 | 0 | 0 | 0 | 0% | 0% | 5 | 22 | 0 | 0 | 0 | 0 | 0% | 0%
5 | 22 | 1 | 0 | 0 | 0 | 0% | 0% | 5 | 22 | 1 | 0 | 0 | 0 | 0% | 0%
5 | 22 | 2 | 0 | 0 | 0 | 0% | 0% | 5 | 22 | 2 | 0 | 0 | 0 | 0% | 0%
5 | 22 | 3 | 0 | 0 | 0 | 0% | 0% | 5 | 22 | 3 | 0 | 0 | 0 | 0% | 0%
5 | 22 | 4 | 0 | 0 | 0 | 0% | 0% | 5 | 22 | 4 | 0 | 0 | 0 | 0% | 0%
5 | 22 | 5 | 0 | 0 | 0 | 0% | 0% | 5 | 22 | 5 | 0 | 0 | 0 | 0% | 0%
5 | 22 | 6 | 0 | 0 | 57.8484 | 5.785% | 0% | 5 | 22 | 6 | 0 | 0 | 57.8484 | 5.785% | 0%
5 | 22 | 7 | 0 | 0 | 265.026 | 26.5% | 0% | 5 | 22 | 7 | 0 | 0 | 265.026 | 26.5% | 0%
5 | 22 | 8 | 0 | 0 | 500.8272 | 50.08% | 0% | 5 | 22 | 8 | 0 | 0 | 500.8272 | 50.08% | 0%
5 | 22 | 9 | 0 | 0 | 688.9428 | 68.89% | 0% | 5 | 22 | 9 | 0 | 0 | 688.9428 | 68.89% | 0%
5 | 22 | 10 | 0 | 0 | 839.3928 | 83.94% | 0% | 5 | 22 | 10 | 0 | 0 | 839.3928 | 83.94% | 0%
5 | 22 | 11 | 0 | 0 | 920.6796 | 92.07% | 0% | 5 | 22 | 11 | 0 | 0 | 920.6796 | 92.07% | 0%
5 | 22 | 12 | 0 | 0 | 947.3304 | 94.73% | 0% | 5 | 22 | 12 | 0 | 0 | 947.3304 | 94.73% | 0%
5 | 22 | 13 | 0 | 0 | 922.2792 | 92.23% | 0% | 5 | 22 | 13 | 0 | 0 | 922.2792 | 92.23% | 0%
5 | 22 | 14 | 0 | 0 | 846.1812 | 84.62% | 0% | 5 | 22 | 14 | 0 | 0 | 846.1812 | 84.62% | 0%
5 | 22 | 15 | 8.5705e-10 | 1.0783e-09 | 704.3736 | 70.44% | 7.595e-08% | 5 | 22 | 15 | 8.644e-10 | 1.0793e-09 | 704.3736 | 70.44% | 7.602e-08%
5 | 22 | 16 | 1.505e-09 | 1.8936e-09 | 533.7 | 53.37% | 1.011e-07% | 5 | 22 | 16 | 1.5179e-09 | 1.8952e-09 | 533.7 | 53.37% | 1.011e-07%
5 | 22 | 17 | 3.2421e-09 | 4.0791e-09 | 318.738 | 31.87% | 1.3e-07% | 5 | 22 | 17 | 3.2421e-09 | 4.0481e-09 | 318.738 | 31.87% | 1.29e-07%
5 | 22 | 18 | 3.1348e-09 | 3.944e-09 | 105.2904 | 10.53% | 4.153e-08% | 5 | 22 | 18 | 3.1348e-09 | 3.914e-09 | 105.2904 | 10.53% | 4.121e-08%
5 | 22 | 19 | 2.7566e-09 | 3.4682e-09 | 13.08 | 1.308% | 4.536e-09% | 5 | 22 | 19 | 2.7566e-09 | 3.4419e-09 | 13.08 | 1.308% | 4.502e-09%
5 | 22 | 20 | 5.6778e-09 | 7.1436e-09 | 0 | 0% | 0% | 5 | 22 | 20 | 5.6778e-09 | 7.0892e-09 | 0 | 0% | 0%
5 | 22 | 21 | 2.3353e-10 | 2.9381e-10 | 0 | 0% | 0% | 5 | 22 | 21 | 2.3353e-10 | 2.9158e-10 | 0 | 0% | 0%
5 | 22 | 22 | 0 | 0 | 0 | 0% | 0% | 5 | 22 | 22 | 0 | 0 | 0 | 0% | 0%
5 | 22 | 23 | 0 | 0 | 0 | 0% | 0% | 5 | 22 | 23 | 0 | 0 | 0 | 0% | 0%
5 | 23 | 0 | 0 | 0 | 0 | 0% | 0% | 5 | 23 | 0 | 0 | 0 | 0 | 0% | 0%
5 | 23 | 1 | 0 | 0 | 0 | 0% | 0% | 5 | 23 | 1 | 0 | 0 | 0 | 0% | 0%
5 | 23 | 2 | 0 | 0 | 0 | 0% | 0% | 5 | 23 | 2 | 0 | 0 | 0 | 0% | 0%
5 | 23 | 3 | 0 | 0 | 0 | 0% | 0% | 5 | 23 | 3 | 0 | 0 | 0 | 0% | 0%
5 | 23 | 4 | 0 | 0 | 0 | 0% | 0% | 5 | 23 | 4 | 0 | 0 | 0 | 0% | 0%
5 | 23 | 5 | 0 | 0 | 0 | 0% | 0% | 5 | 23 | 5 | 0 | 0 | 0 | 0% | 0%
5 | 23 | 6 | 0 | 0 | 61.9104 | 6.191% | 0% | 5 | 23 | 6 | 0 | 0 | 61.9104 | 6.191% | 0%
5 | 23 | 7 | 8.1271e-10 | 1.0225e-09 | 253.1892 | 25.32% | 2.589e-08% | 5 | 23 | 7 | 8.2179e-10 | 1.0261e-09 | 253.1892 | 25.32% | 2.598e-08%
5 | 23 | 8 | 3.4415e-09 | 4.3299e-09 | 477.8436 | 47.78% | 2.069e-07% | 5 | 23 | 8 | 3.4715e-09 | 4.3345e-09 | 477.8436 | 47.78% | 2.071e-07%
5 | 23 | 9 | 9.5713e-09 | 1.2042e-08 | 668.256 | 66.83% | 8.047e-07% | 5 | 23 | 9 | 9.7289e-09 | 1.2147e-08 | 668.256 | 66.83% | 8.117e-07%
5 | 23 | 10 | 1.7753e-08 | 2.2336e-08 | 804.6684 | 80.47% | 1.797e-06% | 5 | 23 | 10 | 1.8172e-08 | 2.2689e-08 | 804.6684 | 80.47% | 1.826e-06%
5 | 23 | 11 | 6.7833e-08 | 8.5344e-08 | 880.5576 | 88.06% | 7.515e-06% | 5 | 23 | 11 | 7.0918e-08 | 8.8547e-08 | 880.5576 | 88.06% | 7.797e-06%
5 | 23 | 12 | 1.1112e-07 | 1.398e-07 | 908.3604 | 90.84% | 1.27e-05% | 5 | 23 | 12 | 1.1547e-07 | 1.4417e-07 | 908.3604 | 90.84% | 1.31e-05%
5 | 23 | 13 | 3.3275e-07 | 4.1864e-07 | 869.7552 | 86.98% | 3.641e-05% | 5 | 23 | 13 | 3.4006e-07 | 4.2459e-07 | 869.7552 | 86.98% | 3.693e-05%
5 | 23 | 14 | 3.7805e-07 | 4.7564e-07 | 801.7068 | 80.17% | 3.813e-05% | 5 | 23 | 14 | 3.8341e-07 | 4.7872e-07 | 801.7068 | 80.17% | 3.838e-05%
5 | 23 | 15 | 7.3326e-07 | 9.2256e-07 | 684.9048 | 68.49% | 6.319e-05% | 5 | 23 | 15 | 7.4388e-07 | 9.288e-07 | 684.9048 | 68.49% | 6.361e-05%
5 | 23 | 16 | 7.5335e-07 | 9.4782e-07 | 517.8576 | 51.79% | 4.908e-05% | 5 | 23 | 16 | 7.5928e-07 | 9.4802e-07 | 517.8576 | 51.79% | 4.909e-05%
5 | 23 | 17 | 9.5911e-07 | 1.2067e-06 | 305.6208 | 30.56% | 3.688e-05% | 5 | 23 | 17 | 9.5911e-07 | 1.1975e-06 | 305.6208 | 30.56% | 3.66e-05%
5 | 23 | 18 | 7.1728e-07 | 9.0245e-07 | 105.1044 | 10.51% | 9.485e-06% | 5 | 23 | 18 | 7.1728e-07 | 8.9558e-07 | 105.1044 | 10.51% | 9.413e-06%
5 | 23 | 19 | 4.169e-07 | 5.2452e-07 | 12.7368 | 1.274% | 6.681e-07% | 5 | 23 | 19 | 4.169e-07 | 5.2053e-07 | 12.7368 | 1.274% | 6.63e-07%
5 | 23 | 20 | 3.4422e-07 | 4.3308e-07 | 0 | 0% | 0% | 5 | 23 | 20 | 3.4422e-07 | 4.2979e-07 | 0 | 0% | 0%
5 | 23 | 21 | 3.8106e-08 | 4.7944e-08 | 0 | 0% | 0% | 5 | 23 | 21 | 3.8106e-08 | 4.7579e-08 | 0 | 0% | 0%
5 | 23 | 22 | 1.2008e-09 | 1.5107e-09 | 0 | 0% | 0% | 5 | 23 | 22 | 1.2008e-09 | 1.4992e-09 | 0 | 0% | 0%
5 | 23 | 23 | 0 | 0 | 0 | 0% | 0% | 5 | 23 | 23 | 0 | 0 | 0 | 0% | 0%
5 | 24 | 0 | 0 | 0 | 0 | 0% | 0% | 5 | 24 | 0 | 0 | 0 | 0 | 0% | 0%
5 | 24 | 1 | 0 | 0 | 0 | 0% | 0% | 5 | 24 | 1 | 0 | 0 | 0 | 0% | 0%
5 | 24 | 2 | 0 | 0 | 0 | 0% | 0% | 5 | 24 | 2 | 0 | 0 | 0 | 0% | 0%
5 | 24 | 3 | 0 | 0 | 0 | 0% | 0% | 5 | 24 | 3 | 0 | 0 | 0 | 0% | 0%
5 | 24 | 4 | 0 | 0 | 0 | 0% | 0% | 5 | 24 | 4 | 0 | 0 | 0 | 0% | 0%
5 | 24 | 5 | 0 | 0 | 0 | 0% | 0% | 5 | 24 | 5 | 0 | 0 | 0 | 0% | 0%
5 | 24 | 6 | 2.7076e-10 | 3.4065e-10 | 59.808 | 5.981% | 2.037e-09% | 5 | 24 | 6 | 2.7365e-10 | 3.4167e-10 | 59.808 | 5.981% | 2.043e-09%
5 | 24 | 7 | 2.171e-09 | 2.7315e-09 | 206.6604 | 20.67% | 5.645e-08% | 5 | 24 | 7 | 2.1906e-09 | 2.7351e-09 | 206.6604 | 20.67% | 5.652e-08%
5 | 24 | 8 | 2.1098e-08 | 2.6544e-08 | 407.9952 | 40.8% | 1.083e-06% | 5 | 24 | 8 | 2.1409e-08 | 2.6731e-08 | 407.9952 | 40.8% | 1.091e-06%
5 | 24 | 9 | 9.7926e-08 | 1.2321e-07 | 572.4828 | 57.25% | 7.053e-06% | 5 | 24 | 9 | 1.0083e-07 | 1.259e-07 | 572.4828 | 57.25% | 7.207e-06%
5 | 24 | 10 | 2.3083e-07 | 2.9042e-07 | 672.1584 | 67.22% | 1.952e-05% | 5 | 24 | 10 | 2.3755e-07 | 2.966e-07 | 672.1584 | 67.22% | 1.994e-05%
5 | 24 | 11 | 5.0238e-07 | 6.3207e-07 | 656.0124 | 65.6% | 4.146e-05% | 5 | 24 | 11 | 5.1992e-07 | 6.4916e-07 | 656.0124 | 65.6% | 4.259e-05%
5 | 24 | 12 | 1.0995e-06 | 1.3834e-06 | 792.5544 | 79.26% | 0.0001096% | 5 | 24 | 12 | 1.1383e-06 | 1.4213e-06 | 792.5544 | 79.26% | 0.0001126%
5 | 24 | 13 | 1.2175e-06 | 1.5318e-06 | 829.5036 | 82.95% | 0.0001271% | 5 | 24 | 13 | 1.2572e-06 | 1.5697e-06 | 829.5036 | 82.95% | 0.0001302%
5 | 24 | 14 | 4.0069e-06 | 5.0413e-06 | 672.882 | 67.29% | 0.0003392% | 5 | 24 | 14 | 4.1158e-06 | 5.1389e-06 | 672.882 | 67.29% | 0.0003458%
5 | 24 | 15 | 5.2972e-06 | 6.6647e-06 | 587.8944 | 58.79% | 0.0003918% | 5 | 24 | 15 | 5.4065e-06 | 6.7504e-06 | 587.8944 | 58.79% | 0.0003969%
5 | 24 | 16 | 8.5347e-06 | 1.0738e-05 | 272.5776 | 27.26% | 0.0002927% | 5 | 24 | 16 | 8.5347e-06 | 1.0656e-05 | 272.5776 | 27.26% | 0.0002905%
5 | 24 | 17 | 7.048e-06 | 8.8675e-06 | 287.0964 | 28.71% | 0.0002546% | 5 | 24 | 17 | 7.048e-06 | 8.8e-06 | 287.0964 | 28.71% | 0.0002526%
5 | 24 | 18 | 4.6446e-06 | 5.8437e-06 | 111.162 | 11.12% | 6.496e-05% | 5 | 24 | 18 | 4.6761e-06 | 5.8385e-06 | 111.162 | 11.12% | 6.49e-05%
5 | 24 | 19 | 2.4504e-06 | 3.083e-06 | 12.69 | 1.269% | 3.912e-06% | 5 | 24 | 19 | 2.4504e-06 | 3.0596e-06 | 12.69 | 1.269% | 3.883e-06%
5 | 24 | 20 | 1.2154e-06 | 1.5292e-06 | 0 | 0% | 0% | 5 | 24 | 20 | 1.2154e-06 | 1.5176e-06 | 0 | 0% | 0%
5 | 24 | 21 | 2.0974e-07 | 2.6389e-07 | 0 | 0% | 0% | 5 | 24 | 21 | 2.0974e-07 | 2.6188e-07 | 0 | 0% | 0%
5 | 24 | 22 | 1.5607e-08 | 1.9636e-08 | 0 | 0% | 0% | 5 | 24 | 22 | 1.5607e-08 | 1.9486e-08 | 0 | 0% | 0%
5 | 24 | 23 | 7.3828e-10 | 9.2887e-10 | 0 | 0% | 0% | 5 | 24 | 23 | 7.3828e-10 | 9.2181e-10 | 0 | 0% | 0%
5 | 25 | 0 | 0 | 0 | 0 | 0% | 0% | 5 | 25 | 0 | 0 | 0 | 0 | 0% | 0%
5 | 25 | 1 | 0 | 0 | 0 | 0% | 0% | 5 | 25 | 1 | 0 | 0 | 0 | 0% | 0%
5 | 25 | 2 | 0 | 0 | 0 | 0% | 0% | 5 | 25 | 2 | 0 | 0 | 0 | 0% | 0%
5 | 25 | 3 | 0 | 0 | 0 | 0% | 0% | 5 | 25 | 3 | 0 | 0 | 0 | 0% | 0%
5 | 25 | 4 | 0 | 0 | 0 | 0% | 0% | 5 | 25 | 4 | 0 | 0 | 0 | 0% | 0%
5 | 25 | 5 | 0 | 0 | 0 | 0% | 0% | 5 | 25 | 5 | 0 | 0 | 0 | 0% | 0%
5 | 25 | 6 | 5.1035e-09 | 6.421e-09 | 59.2296 | 5.923% | 3.803e-08% | 5 | 25 | 6 | 5.1035e-09 | 6.3722e-09 | 59.2296 | 5.923% | 3.774e-08%
5 | 25 | 7 | 1.6768e-08 | 2.1096e-08 | 204.7284 | 20.47% | 4.319e-07% | 5 | 25 | 7 | 1.69e-08 | 2.1101e-08 | 204.7284 | 20.47% | 4.32e-07%
5 | 25 | 8 | 2.9857e-08 | 3.7564e-08 | 377.3388 | 37.73% | 1.417e-06% | 5 | 25 | 8 | 3.0317e-08 | 3.7853e-08 | 377.3388 | 37.73% | 1.428e-06%
5 | 25 | 9 | 1.0462e-07 | 1.3163e-07 | 489.5508 | 48.96% | 6.444e-06% | 5 | 25 | 9 | 1.0706e-07 | 1.3368e-07 | 489.5508 | 48.96% | 6.544e-06%
5 | 25 | 10 | 3.347e-07 | 4.2111e-07 | 680.3592 | 68.04% | 2.865e-05% | 5 | 25 | 10 | 3.4453e-07 | 4.3017e-07 | 680.3592 | 68.04% | 2.927e-05%
5 | 25 | 11 | 7.482e-07 | 9.4135e-07 | 772.3908 | 77.24% | 7.271e-05% | 5 | 25 | 11 | 7.6964e-07 | 9.6095e-07 | 772.3908 | 77.24% | 7.422e-05%
5 | 25 | 12 | 2.3292e-06 | 2.9305e-06 | 890.2452 | 89.02% | 0.0002609% | 5 | 25 | 12 | 2.4074e-06 | 3.0059e-06 | 890.2452 | 89.02% | 0.0002676%
5 | 25 | 13 | 7.2772e-06 | 9.1558e-06 | 765.3828 | 76.54% | 0.0007008% | 5 | 25 | 13 | 7.505e-06 | 9.3706e-06 | 765.3828 | 76.54% | 0.0007172%
5 | 25 | 14 | 1.1621e-05 | 1.4621e-05 | 689.6712 | 68.97% | 0.001008% | 5 | 25 | 14 | 1.1845e-05 | 1.479e-05 | 689.6712 | 68.97% | 0.00102%
5 | 25 | 15 | 1.4419e-05 | 1.8141e-05 | 566.5536 | 56.66% | 0.001028% | 5 | 25 | 15 | 1.47e-05 | 1.8355e-05 | 566.5536 | 56.66% | 0.00104%
5 | 25 | 16 | 1.6882e-05 | 2.124e-05 | 366.0384 | 36.6% | 0.0007775% | 5 | 25 | 16 | 1.6986e-05 | 2.1209e-05 | 366.0384 | 36.6% | 0.0007763%
5 | 25 | 17 | 6.5472e-06 | 8.2374e-06 | 291.3228 | 29.13% | 0.00024% | 5 | 25 | 17 | 6.5472e-06 | 8.1747e-06 | 291.3228 | 29.13% | 0.0002381%
5 | 25 | 18 | 2.7908e-06 | 3.5112e-06 | 74.862 | 7.486% | 2.629e-05% | 5 | 25 | 18 | 2.7908e-06 | 3.4845e-06 | 74.862 | 7.486% | 2.609e-05%
5 | 25 | 19 | 1.6994e-06 | 2.1381e-06 | 1.8216 | 0.1822% | 3.895e-07% | 5 | 25 | 19 | 1.6994e-06 | 2.1218e-06 | 1.8216 | 0.1822% | 3.865e-07%
5 | 25 | 20 | 1.4289e-06 | 1.7978e-06 | 0 | 0% | 0% | 5 | 25 | 20 | 1.4289e-06 | 1.7841e-06 | 0 | 0% | 0%
5 | 25 | 21 | 3.096e-07 | 3.8952e-07 | 0 | 0% | 0% | 5 | 25 | 21 | 3.096e-07 | 3.8656e-07 | 0 | 0% | 0%
5 | 25 | 22 | 3.5037e-08 | 4.4082e-08 | 0 | 0% | 0% | 5 | 25 | 22 | 3.5037e-08 | 4.3747e-08 | 0 | 0% | 0%
5 | 25 | 23 | 1.3935e-09 | 1.7532e-09 | 0 | 0% | 0% | 5 | 25 | 23 | 1.3935e-09 | 1.7399e-09 | 0 | 0% | 0%
5 | 26 | 0 | 0 | 0 | 0 | 0% | 0% | 5 | 26 | 0 | 0 | 0 | 0 | 0% | 0%
5 | 26 | 1 | 0 | 0 | 0 | 0% | 0% | 5 | 26 | 1 | 0 | 0 | 0 | 0% | 0%
5 | 26 | 2 | 0 | 0 | 0 | 0% | 0% | 5 | 26 | 2 | 0 | 0 | 0 | 0% | 0%
5 | 26 | 3 | 0 | 0 | 0 | 0% | 0% | 5 | 26 | 3 | 0 | 0 | 0 | 0% | 0%
5 | 26 | 4 | 0 | 0 | 0 | 0% | 0% | 5 | 26 | 4 | 0 | 0 | 0 | 0% | 0%
5 | 26 | 5 | 2.6641e-10 | 3.3518e-10 | 0 | 0% | 0% | 5 | 26 | 5 | 2.6641e-10 | 3.3263e-10 | 0 | 0% | 0%
5 | 26 | 6 | 6.7274e-09 | 8.4642e-09 | 35.8656 | 3.587% | 3.036e-08% | 5 | 26 | 6 | 6.7274e-09 | 8.3998e-09 | 35.8656 | 3.587% | 3.013e-08%
5 | 26 | 7 | 3.8128e-08 | 4.7971e-08 | 207.7944 | 20.78% | 9.968e-07% | 5 | 26 | 7 | 3.8704e-08 | 4.8325e-08 | 207.7944 | 20.78% | 1.004e-06%
5 | 26 | 8 | 1.8353e-07 | 2.3091e-07 | 290.8476 | 29.08% | 6.716e-06% | 5 | 26 | 8 | 1.8624e-07 | 2.3254e-07 | 290.8476 | 29.08% | 6.763e-06%
5 | 26 | 9 | 5.35e-07 | 6.7311e-07 | 502.3584 | 50.24% | 3.381e-05% | 5 | 26 | 9 | 5.4654e-07 | 6.824e-07 | 502.3584 | 50.24% | 3.428e-05%
5 | 26 | 10 | 1.6417e-06 | 2.0655e-06 | 572.9088 | 57.29% | 0.0001183% | 5 | 26 | 10 | 1.6878e-06 | 2.1073e-06 | 572.9088 | 57.29% | 0.0001207%
5 | 26 | 11 | 4.0333e-06 | 5.0745e-06 | 643.8168 | 64.38% | 0.0003267% | 5 | 26 | 11 | 4.1705e-06 | 5.2072e-06 | 643.8168 | 64.38% | 0.0003353%
5 | 26 | 12 | 1.479e-05 | 1.8608e-05 | 704.1408 | 70.41% | 0.00131% | 5 | 26 | 12 | 1.4969e-05 | 1.869e-05 | 704.1408 | 70.41% | 0.001316%
5 | 26 | 13 | 5.8011e-06 | 7.2987e-06 | 728.1816 | 72.82% | 0.0005315% | 5 | 26 | 13 | 5.9088e-06 | 7.3776e-06 | 728.1816 | 72.82% | 0.0005372%
5 | 26 | 14 | 6.67e-06 | 8.3919e-06 | 683.5044 | 68.35% | 0.0005736% | 5 | 26 | 14 | 6.7113e-06 | 8.3796e-06 | 683.5044 | 68.35% | 0.0005728%
5 | 26 | 15 | 2.9815e-06 | 3.7512e-06 | 333.2256 | 33.32% | 0.000125% | 5 | 26 | 15 | 2.9815e-06 | 3.7227e-06 | 333.2256 | 33.32% | 0.000124%
5 | 26 | 16 | 7.4754e-07 | 9.4052e-07 | 171.1716 | 17.12% | 1.61e-05% | 5 | 26 | 16 | 7.4754e-07 | 9.3337e-07 | 171.1716 | 17.12% | 1.598e-05%
5 | 26 | 17 | 4.5766e-07 | 5.758e-07 | 296.6028 | 29.66% | 1.708e-05% | 5 | 26 | 17 | 4.5766e-07 | 5.7142e-07 | 296.6028 | 29.66% | 1.695e-05%
5 | 26 | 18 | 2.6534e-07 | 3.3384e-07 | 49.6224 | 4.962% | 1.657e-06% | 5 | 26 | 18 | 2.6728e-07 | 3.3372e-07 | 49.6224 | 4.962% | 1.656e-06%
5 | 26 | 19 | 2.2852e-07 | 2.8751e-07 | 15.96 | 1.596% | 4.589e-07% | 5 | 26 | 19 | 2.2852e-07 | 2.8532e-07 | 15.96 | 1.596% | 4.554e-07%
5 | 26 | 20 | 2.3539e-07 | 2.9616e-07 | 0 | 0% | 0% | 5 | 26 | 20 | 2.3539e-07 | 2.9391e-07 | 0 | 0% | 0%
5 | 26 | 21 | 3.3705e-08 | 4.2407e-08 | 0 | 0% | 0% | 5 | 26 | 21 | 3.3705e-08 | 4.2084e-08 | 0 | 0% | 0%
5 | 26 | 22 | 1.3282e-09 | 1.6711e-09 | 0 | 0% | 0% | 5 | 26 | 22 | 1.3282e-09 | 1.6584e-09 | 0 | 0% | 0%
5 | 26 | 23 | 0 | 0 | 0 | 0% | 0% | 5 | 26 | 23 | 0 | 0 | 0 | 0% | 0%
5 | 27 | 0 | 0 | 0 | 0 | 0% | 0% | 5 | 27 | 0 | 0 | 0 | 0 | 0% | 0%
5 | 27 | 1 | 0 | 0 | 0 | 0% | 0% | 5 | 27 | 1 | 0 | 0 | 0 | 0% | 0%
5 | 27 | 2 | 0 | 0 | 0 | 0% | 0% | 5 | 27 | 2 | 0 | 0 | 0 | 0% | 0%
5 | 27 | 3 | 0 | 0 | 0 | 0% | 0% | 5 | 27 | 3 | 0 | 0 | 0 | 0% | 0%
5 | 27 | 4 | 0 | 0 | 0 | 0% | 0% | 5 | 27 | 4 | 0 | 0 | 0 | 0% | 0%
5 | 27 | 5 | 0 | 0 | 0 | 0% | 0% | 5 | 27 | 5 | 0 | 0 | 0 | 0% | 0%
5 | 27 | 6 | 1.035e-09 | 1.3021e-09 | 60.6108 | 6.061% | 7.892e-09% | 5 | 27 | 6 | 1.035e-09 | 1.2922e-09 | 60.6108 | 6.061% | 7.832e-09%
5 | 27 | 7 | 1.3978e-08 | 1.7587e-08 | 217.7244 | 21.77% | 3.829e-07% | 5 | 27 | 7 | 1.4087e-08 | 1.7588e-08 | 217.7244 | 21.77% | 3.829e-07%
5 | 27 | 8 | 2.0656e-07 | 2.5989e-07 | 347.1336 | 34.71% | 9.022e-06% | 5 | 27 | 8 | 2.081e-07 | 2.5983e-07 | 347.1336 | 34.71% | 9.02e-06%
5 | 27 | 9 | 6.9856e-07 | 8.789e-07 | 588.0012 | 58.8% | 5.168e-05% | 5 | 27 | 9 | 6.9856e-07 | 8.7222e-07 | 588.0012 | 58.8% | 5.129e-05%
5 | 27 | 10 | 3.5449e-06 | 4.46e-06 | 708.2544 | 70.83% | 0.0003159% | 5 | 27 | 10 | 3.589e-06 | 4.4811e-06 | 708.2544 | 70.83% | 0.0003174%
5 | 27 | 11 | 1.0917e-05 | 1.3735e-05 | 674.9232 | 67.49% | 0.000927% | 5 | 27 | 11 | 1.1196e-05 | 1.3979e-05 | 674.9232 | 67.49% | 0.0009435%
5 | 27 | 12 | 2.9682e-05 | 3.7344e-05 | 667.8636 | 66.79% | 0.002494% | 5 | 27 | 12 | 3.0633e-05 | 3.8248e-05 | 667.8636 | 66.79% | 0.002554%
5 | 27 | 13 | 5.0889e-05 | 6.4026e-05 | 577.8624 | 57.79% | 0.0037% | 5 | 27 | 13 | 5.1778e-05 | 6.4649e-05 | 577.8624 | 57.79% | 0.003736%
5 | 27 | 14 | 6.584e-05 | 8.2836e-05 | 619.4892 | 61.95% | 0.005132% | 5 | 27 | 14 | 6.7026e-05 | 8.3687e-05 | 619.4892 | 61.95% | 0.005184%
5 | 27 | 15 | 8.8913e-05 | 0.00011187 | 429.354 | 42.94% | 0.004803% | 5 | 27 | 15 | 9.0412e-05 | 0.00011289 | 429.354 | 42.94% | 0.004847%
5 | 27 | 16 | 7.0944e-05 | 8.9258e-05 | 390.216 | 39.02% | 0.003483% | 5 | 27 | 16 | 7.133e-05 | 8.9061e-05 | 390.216 | 39.02% | 0.003475%
5 | 27 | 17 | 5.0028e-05 | 6.2943e-05 | 247.17 | 24.72% | 0.001556% | 5 | 27 | 17 | 5.0028e-05 | 6.2464e-05 | 247.17 | 24.72% | 0.001544%
5 | 27 | 18 | 2.7447e-05 | 3.4533e-05 | 104.2476 | 10.42% | 0.00036% | 5 | 27 | 18 | 2.7447e-05 | 3.427e-05 | 104.2476 | 10.42% | 0.0003573%
5 | 27 | 19 | 1.1534e-05 | 1.4511e-05 | 15.96 | 1.596% | 2.316e-05% | 5 | 27 | 19 | 1.1534e-05 | 1.4401e-05 | 15.96 | 1.596% | 2.298e-05%
5 | 27 | 20 | 1.2747e-05 | 1.6038e-05 | 0 | 0% | 0% | 5 | 27 | 20 | 1.2747e-05 | 1.5916e-05 | 0 | 0% | 0%
5 | 27 | 21 | 1.4484e-06 | 1.8223e-06 | 0 | 0% | 0% | 5 | 27 | 21 | 1.4484e-06 | 1.8085e-06 | 0 | 0% | 0%
5 | 27 | 22 | 1.6568e-07 | 2.0845e-07 | 0 | 0% | 0% | 5 | 27 | 22 | 1.6568e-07 | 2.0686e-07 | 0 | 0% | 0%
5 | 27 | 23 | 1.772e-08 | 2.2295e-08 | 0 | 0% | 0% | 5 | 27 | 23 | 1.772e-08 | 2.2125e-08 | 0 | 0% | 0%
5 | 28 | 0 | 8.4583e-10 | 1.0642e-09 | 0 | 0% | 0% | 5 | 28 | 0 | 8.4583e-10 | 1.0561e-09 | 0 | 0% | 0%
5 | 28 | 1 | 0 | 0 | 0 | 0% | 0% | 5 | 28 | 1 | 0 | 0 | 0 | 0% | 0%
5 | 28 | 2 | 0 | 0 | 0 | 0% | 0% | 5 | 28 | 2 | 0 | 0 | 0 | 0% | 0%
5 | 28 | 3 | 0 | 0 | 0 | 0% | 0% | 5 | 28 | 3 | 0 | 0 | 0 | 0% | 0%
5 | 28 | 4 | 0 | 0 | 0 | 0% | 0% | 5 | 28 | 4 | 0 | 0 | 0 | 0% | 0%
5 | 28 | 5 | 0 | 0 | 0 | 0% | 0% | 5 | 28 | 5 | 0 | 0 | 0 | 0% | 0%
5 | 28 | 6 | 0 | 0 | 66.0372 | 6.604% | 0% | 5 | 28 | 6 | 0 | 0 | 66.0372 | 6.604% | 0%
5 | 28 | 7 | 0 | 0 | 181.1616 | 18.12% | 0% | 5 | 28 | 7 | 0 | 0 | 181.1616 | 18.12% | 0%
5 | 28 | 8 | 1.3293e-09 | 1.6725e-09 | 355.4304 | 35.54% | 5.944e-08% | 5 | 28 | 8 | 1.3612e-09 | 1.6996e-09 | 355.4304 | 35.54% | 6.041e-08%
5 | 28 | 9 | 1.0705e-08 | 1.3468e-08 | 521.0256 | 52.1% | 7.017e-07% | 5 | 28 | 9 | 1.1058e-08 | 1.3807e-08 | 521.0256 | 52.1% | 7.194e-07%
5 | 28 | 10 | 1.0548e-07 | 1.3271e-07 | 633.7656 | 63.38% | 8.411e-06% | 5 | 28 | 10 | 1.0864e-07 | 1.3565e-07 | 633.7656 | 63.38% | 8.597e-06%
5 | 28 | 11 | 3.3489e-07 | 4.2134e-07 | 697.884 | 69.79% | 2.94e-05% | 5 | 28 | 11 | 3.4717e-07 | 4.3348e-07 | 697.884 | 69.79% | 3.025e-05%
5 | 28 | 12 | 8.0856e-07 | 1.0173e-06 | 657.6648 | 65.77% | 6.69e-05% | 5 | 28 | 12 | 8.3699e-07 | 1.045e-06 | 657.6648 | 65.77% | 6.873e-05%
5 | 28 | 13 | 2.439e-06 | 3.0686e-06 | 566.472 | 56.65% | 0.0001738% | 5 | 28 | 13 | 2.5038e-06 | 3.1262e-06 | 566.472 | 56.65% | 0.0001771%
5 | 28 | 14 | 2.6534e-06 | 3.3384e-06 | 512.76 | 51.28% | 0.0001712% | 5 | 28 | 14 | 2.7228e-06 | 3.3997e-06 | 512.76 | 51.28% | 0.0001743%
5 | 28 | 15 | 3.6103e-06 | 4.5423e-06 | 486.0852 | 48.61% | 0.0002208% | 5 | 28 | 15 | 3.6838e-06 | 4.5996e-06 | 486.0852 | 48.61% | 0.0002236%
5 | 28 | 16 | 1.9027e-06 | 2.3939e-06 | 348.0252 | 34.8% | 8.331e-05% | 5 | 28 | 16 | 1.9169e-06 | 2.3934e-06 | 348.0252 | 34.8% | 8.329e-05%
5 | 28 | 17 | 1.2986e-06 | 1.6338e-06 | 98.9652 | 9.897% | 1.617e-05% | 5 | 28 | 17 | 1.2986e-06 | 1.6213e-06 | 98.9652 | 9.897% | 1.605e-05%
5 | 28 | 18 | 6.9295e-07 | 8.7183e-07 | 75.93 | 7.593% | 6.62e-06% | 5 | 28 | 18 | 6.9295e-07 | 8.652e-07 | 75.93 | 7.593% | 6.569e-06%
5 | 28 | 19 | 1.5982e-07 | 2.0108e-07 | 4.674 | 0.4674% | 9.398e-08% | 5 | 28 | 19 | 1.5982e-07 | 1.9955e-07 | 4.674 | 0.4674% | 9.327e-08%
5 | 28 | 20 | 1.919e-07 | 2.4144e-07 | 0 | 0% | 0% | 5 | 28 | 20 | 1.919e-07 | 2.396e-07 | 0 | 0% | 0%
5 | 28 | 21 | 1.9172e-08 | 2.4121e-08 | 0 | 0% | 0% | 5 | 28 | 21 | 1.9172e-08 | 2.3937e-08 | 0 | 0% | 0%
5 | 28 | 22 | 2.0917e-09 | 2.6317e-09 | 0 | 0% | 0% | 5 | 28 | 22 | 2.0917e-09 | 2.6117e-09 | 0 | 0% | 0%
5 | 28 | 23 | 0 | 0 | 0 | 0% | 0% | 5 | 28 | 23 | 0 | 0 | 0 | 0% | 0%
5 | 29 | 0 | 0 | 0 | 0 | 0% | 0% | 5 | 29 | 0 | 0 | 0 | 0 | 0% | 0%
5 | 29 | 1 | 0 | 0 | 0 | 0% | 0% | 5 | 29 | 1 | 0 | 0 | 0 | 0% | 0%
5 | 29 | 2 | 0 | 0 | 0 | 0% | 0% | 5 | 29 | 2 | 0 | 0 | 0 | 0% | 0%
5 | 29 | 3 | 0 | 0 | 0 | 0% | 0% | 5 | 29 | 3 | 0 | 0 | 0 | 0% | 0%
5 | 29 | 4 | 0 | 0 | 0 | 0% | 0% | 5 | 29 | 4 | 0 | 0 | 0 | 0% | 0%
5 | 29 | 5 | 0 | 0 | 0 | 0% | 0% | 5 | 29 | 5 | 0 | 0 | 0 | 0% | 0%
5 | 29 | 6 | 0 | 0 | 9.9012 | 0.9901% | 0% | 5 | 29 | 6 | 0 | 0 | 9.9012 | 0.9901% | 0%
5 | 29 | 7 | 0 | 0 | 161.8776 | 16.19% | 0% | 5 | 29 | 7 | 0 | 0 | 161.8776 | 16.19% | 0%
5 | 29 | 8 | 0 | 0 | 219.162 | 21.92% | 0% | 5 | 29 | 8 | 0 | 0 | 219.162 | 21.92% | 0%
5 | 29 | 9 | 9.1207e-09 | 1.1475e-08 | 357.3384 | 35.73% | 4.101e-07% | 5 | 29 | 9 | 9.1207e-09 | 1.1388e-08 | 357.3384 | 35.73% | 4.069e-07%
5 | 29 | 10 | 4.9664e-08 | 6.2485e-08 | 578.5248 | 57.85% | 3.615e-06% | 5 | 29 | 10 | 4.9664e-08 | 6.201e-08 | 578.5248 | 57.85% | 3.587e-06%
5 | 29 | 11 | 2.6968e-07 | 3.393e-07 | 673.8468 | 67.38% | 2.286e-05% | 5 | 29 | 11 | 2.6968e-07 | 3.3672e-07 | 673.8468 | 67.38% | 2.269e-05%
5 | 29 | 12 | 1.0913e-06 | 1.373e-06 | 701.7624 | 70.18% | 9.635e-05% | 5 | 29 | 12 | 1.0913e-06 | 1.3626e-06 | 701.7624 | 70.18% | 9.562e-05%
5 | 29 | 13 | 3.2505e-06 | 4.0896e-06 | 653.4924 | 65.35% | 0.0002673% | 5 | 29 | 13 | 3.2505e-06 | 4.0585e-06 | 653.4924 | 65.35% | 0.0002652%
5 | 29 | 14 | 6.7936e-06 | 8.5473e-06 | 560.2776 | 56.03% | 0.0004789% | 5 | 29 | 14 | 6.8351e-06 | 8.5342e-06 | 560.2776 | 56.03% | 0.0004782%
5 | 29 | 15 | 8.2185e-06 | 1.034e-05 | 485.472 | 48.55% | 0.000502% | 5 | 29 | 15 | 8.3197e-06 | 1.0388e-05 | 485.472 | 48.55% | 0.0005043%
5 | 29 | 16 | 9.7967e-06 | 1.2326e-05 | 336.4236 | 33.64% | 0.0004147% | 5 | 29 | 16 | 9.8579e-06 | 1.2308e-05 | 336.4236 | 33.64% | 0.0004141%
5 | 29 | 17 | 5.9924e-06 | 7.5393e-06 | 103.5468 | 10.35% | 7.807e-05% | 5 | 29 | 17 | 5.9924e-06 | 7.482e-06 | 103.5468 | 10.35% | 7.747e-05%
5 | 29 | 18 | 2.5684e-06 | 3.2315e-06 | 84.3408 | 8.434% | 2.725e-05% | 5 | 29 | 18 | 2.5684e-06 | 3.2069e-06 | 84.3408 | 8.434% | 2.705e-05%
5 | 29 | 19 | 9.9773e-07 | 1.2553e-06 | 6.6852 | 0.6685% | 8.392e-07% | 5 | 29 | 19 | 9.9773e-07 | 1.2457e-06 | 6.6852 | 0.6685% | 8.328e-07%
5 | 29 | 20 | 4.9112e-07 | 6.1791e-07 | 0 | 0% | 0% | 5 | 29 | 20 | 4.9112e-07 | 6.1321e-07 | 0 | 0% | 0%
5 | 29 | 21 | 7.0782e-08 | 8.9055e-08 | 0 | 0% | 0% | 5 | 29 | 21 | 7.0782e-08 | 8.8377e-08 | 0 | 0% | 0%
5 | 29 | 22 | 9.484e-09 | 1.1932e-08 | 0 | 0% | 0% | 5 | 29 | 22 | 9.484e-09 | 1.1842e-08 | 0 | 0% | 0%
5 | 29 | 23 | 0 | 0 | 0 | 0% | 0% | 5 | 29 | 23 | 0 | 0 | 0 | 0% | 0%
5 | 30 | 0 | 0 | 0 | 0 | 0% | 0% | 5 | 30 | 0 | 0 | 0 | 0 | 0% | 0%
5 | 30 | 1 | 0 | 0 | 0 | 0% | 0% | 5 | 30 | 1 | 0 | 0 | 0 | 0% | 0%
5 | 30 | 2 | 0 | 0 | 0 | 0% | 0% | 5 | 30 | 2 | 0 | 0 | 0 | 0% | 0%
5 | 30 | 3 | 0 | 0 | 0 | 0% | 0% | 5 | 30 | 3 | 0 | 0 | 0 | 0% | 0%
5 | 30 | 4 | 0 | 0 | 0 | 0% | 0% | 5 | 30 | 4 | 0 | 0 | 0 | 0% | 0%
5 | 30 | 5 | 0 | 0 | 0 | 0% | 0% | 5 | 30 | 5 | 0 | 0 | 0 | 0% | 0%
5 | 30 | 6 | 0 | 0 | 71.838 | 7.184% | 0% | 5 | 30 | 6 | 0 | 0 | 71.838 | 7.184% | 0%
5 | 30 | 7 | 0 | 0 | 226.8372 | 22.68% | 0% | 5 | 30 | 7 | 0 | 0 | 226.8372 | 22.68% | 0%
5 | 30 | 8 | 5.4029e-10 | 6.7976e-10 | 409.8984 | 40.99% | 2.786e-08% | 5 | 30 | 8 | 5.4029e-10 | 6.7459e-10 | 409.8984 | 40.99% | 2.765e-08%
5 | 30 | 9 | 1.6242e-08 | 2.0435e-08 | 586.134 | 58.61% | 1.198e-06% | 5 | 30 | 9 | 1.6508e-08 | 2.0611e-08 | 586.134 | 58.61% | 1.208e-06%
5 | 30 | 10 | 1.6836e-07 | 2.1182e-07 | 708.9144 | 70.89% | 1.502e-05% | 5 | 30 | 10 | 1.6949e-07 | 2.1162e-07 | 708.9144 | 70.89% | 1.5e-05%
5 | 30 | 11 | 7.3857e-07 | 9.2924e-07 | 781.7616 | 78.18% | 7.264e-05% | 5 | 30 | 11 | 7.3857e-07 | 9.2217e-07 | 781.7616 | 78.18% | 7.209e-05%
5 | 30 | 12 | 1.6423e-06 | 2.0663e-06 | 665.2524 | 66.53% | 0.0001375% | 5 | 30 | 12 | 1.655e-06 | 2.0664e-06 | 665.2524 | 66.53% | 0.0001375%
5 | 30 | 13 | 3.2944e-06 | 4.1448e-06 | 790.6032 | 79.06% | 0.0003277% | 5 | 30 | 13 | 3.3389e-06 | 4.1689e-06 | 790.6032 | 79.06% | 0.0003296%
5 | 30 | 14 | 5.7328e-06 | 7.2127e-06 | 520.11 | 52.01% | 0.0003751% | 5 | 30 | 14 | 5.7672e-06 | 7.2008e-06 | 520.11 | 52.01% | 0.0003745%
5 | 30 | 15 | 1.126e-05 | 1.4167e-05 | 620.6736 | 62.07% | 0.0008793% | 5 | 30 | 15 | 1.1394e-05 | 1.4226e-05 | 620.6736 | 62.07% | 0.000883%
5 | 30 | 16 | 1.7511e-05 | 2.2031e-05 | 469.74 | 46.97% | 0.001035% | 5 | 30 | 16 | 1.7727e-05 | 2.2134e-05 | 469.74 | 46.97% | 0.00104%
5 | 30 | 17 | 1.3072e-05 | 1.6447e-05 | 287.358 | 28.74% | 0.0004726% | 5 | 30 | 17 | 1.3072e-05 | 1.6322e-05 | 287.358 | 28.74% | 0.000469%
5 | 30 | 18 | 6.2595e-06 | 7.8754e-06 | 109.4928 | 10.95% | 8.623e-05% | 5 | 30 | 18 | 6.2595e-06 | 7.8155e-06 | 109.4928 | 10.95% | 8.557e-05%
5 | 30 | 19 | 2.4357e-06 | 3.0645e-06 | 16.146 | 1.615% | 4.948e-06% | 5 | 30 | 19 | 2.4357e-06 | 3.0412e-06 | 16.146 | 1.615% | 4.91e-06%
5 | 30 | 20 | 1.1667e-06 | 1.4679e-06 | 0 | 0% | 0% | 5 | 30 | 20 | 1.1667e-06 | 1.4567e-06 | 0 | 0% | 0%
5 | 30 | 21 | 1.2067e-07 | 1.5181e-07 | 0 | 0% | 0% | 5 | 30 | 21 | 1.2067e-07 | 1.5066e-07 | 0 | 0% | 0%
5 | 30 | 22 | 1.0871e-08 | 1.3677e-08 | 0 | 0% | 0% | 5 | 30 | 22 | 1.0871e-08 | 1.3573e-08 | 0 | 0% | 0%
5 | 30 | 23 | 0 | 0 | 0 | 0% | 0% | 5 | 30 | 23 | 0 | 0 | 0 | 0% | 0%
5 | 31 | 0 | 0 | 0 | 0 | 0% | 0% | 5 | 31 | 0 | 0 | 0 | 0 | 0% | 0%
5 | 31 | 1 | 0 | 0 | 0 | 0% | 0% | 5 | 31 | 1 | 0 | 0 | 0 | 0% | 0%
5 | 31 | 2 | 0 | 0 | 0 | 0% | 0% | 5 | 31 | 2 | 0 | 0 | 0 | 0% | 0%
5 | 31 | 3 | 0 | 0 | 0 | 0% | 0% | 5 | 31 | 3 | 0 | 0 | 0 | 0% | 0%
5 | 31 | 4 | 0 | 0 | 0 | 0% | 0% | 5 | 31 | 4 | 0 | 0 | 0 | 0% | 0%
5 | 31 | 5 | 0 | 0 | 0 | 0% | 0% | 5 | 31 | 5 | 0 | 0 | 0 | 0% | 0%
5 | 31 | 6 | 1.6994e-09 | 2.1381e-09 | 60.2028 | 6.02% | 1.287e-08% | 5 | 31 | 6 | 1.6994e-09 | 2.1218e-09 | 60.2028 | 6.02% | 1.277e-08%
5 | 31 | 7 | 2.2101e-08 | 2.7807e-08 | 230.418 | 23.04% | 6.407e-07% | 5 | 31 | 7 | 2.2269e-08 | 2.7805e-08 | 230.418 | 23.04% | 6.407e-07%
5 | 31 | 8 | 2.2555e-07 | 2.8377e-07 | 434.7108 | 43.47% | 1.234e-05% | 5 | 31 | 8 | 2.2878e-07 | 2.8565e-07 | 434.7108 | 43.47% | 1.242e-05%
5 | 31 | 9 | 1.7014e-06 | 2.1407e-06 | 608.2524 | 60.83% | 0.0001302% | 5 | 31 | 9 | 1.7361e-06 | 2.1676e-06 | 608.2524 | 60.83% | 0.0001318%
5 | 31 | 10 | 8.3197e-06 | 1.0467e-05 | 741.3348 | 74.13% | 0.000776% | 5 | 31 | 10 | 8.5928e-06 | 1.0729e-05 | 741.3348 | 74.13% | 0.0007954%
5 | 31 | 11 | 2.168e-05 | 2.7277e-05 | 820.056 | 82.01% | 0.002237% | 5 | 31 | 11 | 2.2233e-05 | 2.776e-05 | 820.056 | 82.01% | 0.002276%
5 | 31 | 12 | 3.8399e-05 | 4.8312e-05 | 851.4876 | 85.15% | 0.004114% | 5 | 31 | 12 | 3.9619e-05 | 4.9468e-05 | 851.4876 | 85.15% | 0.004212%
5 | 31 | 13 | 0.00011467 | 0.00014428 | 824.6844 | 82.47% | 0.0119% | 5 | 31 | 13 | 0.00011646 | 0.00014541 | 824.6844 | 82.47% | 0.01199%
5 | 31 | 14 | 0.00014854 | 0.00018688 | 755.6592 | 75.57% | 0.01412% | 5 | 31 | 14 | 0.00015094 | 0.00018846 | 755.6592 | 75.57% | 0.01424%
5 | 31 | 15 | 0.00016955 | 0.00021331 | 631.5504 | 63.16% | 0.01347% | 5 | 31 | 15 | 0.00017234 | 0.00021518 | 631.5504 | 63.16% | 0.01359%
5 | 31 | 16 | 0.0001375 | 0.000173 | 479.112 | 47.91% | 0.008288% | 5 | 31 | 16 | 0.00013826 | 0.00017264 | 479.112 | 47.91% | 0.008271%
5 | 31 | 17 | 0.00010838 | 0.00013636 | 226.0536 | 22.61% | 0.003082% | 5 | 31 | 17 | 0.00010957 | 0.00013681 | 226.0536 | 22.61% | 0.003093%
5 | 31 | 18 | 6.5336e-05 | 8.2202e-05 | 65.3736 | 6.537% | 0.0005374% | 5 | 31 | 18 | 6.5336e-05 | 8.1577e-05 | 65.3736 | 6.537% | 0.0005333%
5 | 31 | 19 | 3.1899e-05 | 4.0134e-05 | 15.4692 | 1.547% | 6.208e-05% | 5 | 31 | 19 | 3.1899e-05 | 3.9829e-05 | 15.4692 | 1.547% | 6.161e-05%
5 | 31 | 20 | 1.3462e-05 | 1.6937e-05 | 0 | 0% | 0% | 5 | 31 | 20 | 1.3462e-05 | 1.6808e-05 | 0 | 0% | 0%
5 | 31 | 21 | 1.8761e-06 | 2.3604e-06 | 0 | 0% | 0% | 5 | 31 | 21 | 1.8761e-06 | 2.3424e-06 | 0 | 0% | 0%
5 | 31 | 22 | 1.8613e-07 | 2.3418e-07 | 0 | 0% | 0% | 5 | 31 | 22 | 1.8613e-07 | 2.324e-07 | 0 | 0% | 0%
5 | 31 | 23 | 1.1044e-08 | 1.3895e-08 | 0 | 0% | 0% | 5 | 31 | 23 | 1.1044e-08 | 1.379e-08 | 0 | 0% | 0%
6 | 1 | 0 | 0 | 0 | 0 | 0% | 0% | 6 | 1 | 0 | 0 | 0 | 0 | 0% | 0%
6 | 1 | 1 | 0 | 0 | 0 | 0% | 0% | 6 | 1 | 1 | 0 | 0 | 0 | 0% | 0%
6 | 1 | 2 | 0 | 0 | 0 | 0% | 0% | 6 | 1 | 2 | 0 | 0 | 0 | 0% | 0%
6 | 1 | 3 | 0 | 0 | 0 | 0% | 0% | 6 | 1 | 3 | 0 | 0 | 0 | 0% | 0%
6 | 1 | 4 | 0 | 0 | 0 | 0% | 0% | 6 | 1 | 4 | 0 | 0 | 0 | 0% | 0%
6 | 1 | 5 | 0 | 0 | 0 | 0% | 0% | 6 | 1 | 5 | 0 | 0 | 0 | 0% | 0%
6 | 1 | 6 | 0 | 0 | 72.366 | 7.237% | 0% | 6 | 1 | 6 | 0 | 0 | 72.366 | 7.237% | 0%
6 | 1 | 7 | 3.9047e-09 | 4.9127e-09 | 229.3632 | 22.94% | 1.127e-07% | 6 | 1 | 7 | 3.9047e-09 | 4.8754e-09 | 229.3632 | 22.94% | 1.118e-07%
6 | 1 | 8 | 4.3507e-08 | 5.4739e-08 | 421.3836 | 42.14% | 2.307e-06% | 6 | 1 | 8 | 4.425e-08 | 5.525e-08 | 421.3836 | 42.14% | 2.328e-06%
6 | 1 | 9 | 4.0326e-07 | 5.0736e-07 | 586.2444 | 58.62% | 2.974e-05% | 6 | 1 | 9 | 4.146e-07 | 5.1766e-07 | 586.2444 | 58.62% | 3.035e-05%
6 | 1 | 10 | 2.4892e-06 | 3.1318e-06 | 721.4784 | 72.15% | 0.000226% | 6 | 1 | 10 | 2.5563e-06 | 3.1917e-06 | 721.4784 | 72.15% | 0.0002303%
6 | 1 | 11 | 1.173e-05 | 1.4758e-05 | 801.006 | 80.1% | 0.001182% | 6 | 1 | 11 | 1.2029e-05 | 1.5019e-05 | 801.006 | 80.1% | 0.001203%
6 | 1 | 12 | 5.2449e-05 | 6.5989e-05 | 827.0124 | 82.7% | 0.005457% | 6 | 1 | 12 | 5.3996e-05 | 6.7419e-05 | 827.0124 | 82.7% | 0.005576%
6 | 1 | 13 | 0.00017315 | 0.00021785 | 431.7168 | 43.17% | 0.009405% | 6 | 1 | 13 | 0.00017787 | 0.00022209 | 431.7168 | 43.17% | 0.009588%
6 | 1 | 14 | 0.00033298 | 0.00041894 | 725.7552 | 72.58% | 0.0304% | 6 | 1 | 14 | 0.00033862 | 0.00042279 | 725.7552 | 72.58% | 0.03068%
6 | 1 | 15 | 0.00030483 | 0.00038352 | 610.9284 | 61.09% | 0.02343% | 6 | 1 | 15 | 0.0003098 | 0.00038681 | 610.9284 | 61.09% | 0.02363%
6 | 1 | 16 | 0.00026014 | 0.00032729 | 462.4128 | 46.24% | 0.01513% | 6 | 1 | 16 | 0.00026284 | 0.00032818 | 462.4128 | 46.24% | 0.01518%
6 | 1 | 17 | 0.00010457 | 0.00013156 | 286.1472 | 28.61% | 0.003765% | 6 | 1 | 17 | 0.00010457 | 0.00013056 | 286.1472 | 28.61% | 0.003736%
6 | 1 | 18 | 3.2192e-05 | 4.0502e-05 | 112.4424 | 11.24% | 0.0004554% | 6 | 1 | 18 | 3.2192e-05 | 4.0194e-05 | 112.4424 | 11.24% | 0.000452%
6 | 1 | 19 | 1.2317e-05 | 1.5497e-05 | 16.8552 | 1.686% | 2.612e-05% | 6 | 1 | 19 | 1.2317e-05 | 1.5379e-05 | 16.8552 | 1.686% | 2.592e-05%
6 | 1 | 20 | 5.5977e-06 | 7.0428e-06 | 0 | 0% | 0% | 6 | 1 | 20 | 5.5977e-06 | 6.9892e-06 | 0 | 0% | 0%
6 | 1 | 21 | 5.3247e-07 | 6.6993e-07 | 0 | 0% | 0% | 6 | 1 | 21 | 5.3247e-07 | 6.6484e-07 | 0 | 0% | 0%
6 | 1 | 22 | 3.8974e-08 | 4.9035e-08 | 0 | 0% | 0% | 6 | 1 | 22 | 3.8974e-08 | 4.8662e-08 | 0 | 0% | 0%
6 | 1 | 23 | 4.8544e-09 | 6.1075e-09 | 0 | 0% | 0% | 6 | 1 | 23 | 4.8544e-09 | 6.0611e-09 | 0 | 0% | 0%
6 | 2 | 0 | 6.7684e-10 | 8.5157e-10 | 0 | 0% | 0% | 6 | 2 | 0 | 6.7684e-10 | 8.4509e-10 | 0 | 0% | 0%
6 | 2 | 1 | 0 | 0 | 0 | 0% | 0% | 6 | 2 | 1 | 0 | 0 | 0 | 0% | 0%
6 | 2 | 2 | 0 | 0 | 0 | 0% | 0% | 6 | 2 | 2 | 0 | 0 | 0 | 0% | 0%
6 | 2 | 3 | 0 | 0 | 0 | 0% | 0% | 6 | 2 | 3 | 0 | 0 | 0 | 0% | 0%
6 | 2 | 4 | 0 | 0 | 0 | 0% | 0% | 6 | 2 | 4 | 0 | 0 | 0 | 0% | 0%
6 | 2 | 5 | 0 | 0 | 0 | 0% | 0% | 6 | 2 | 5 | 0 | 0 | 0 | 0% | 0%
6 | 2 | 6 | 2.1681e-09 | 2.7278e-09 | 73.2456 | 7.325% | 1.998e-08% | 6 | 2 | 6 | 2.1878e-09 | 2.7317e-09 | 73.2456 | 7.325% | 2.001e-08%
6 | 2 | 7 | 7.6666e-09 | 9.6458e-09 | 225.2832 | 22.53% | 2.173e-07% | 6 | 2 | 7 | 7.6666e-09 | 9.5724e-09 | 225.2832 | 22.53% | 2.157e-07%
6 | 2 | 8 | 3.3906e-08 | 4.2659e-08 | 396.9576 | 39.7% | 1.693e-06% | 6 | 2 | 8 | 3.4428e-08 | 4.2986e-08 | 396.9576 | 39.7% | 1.706e-06%
6 | 2 | 9 | 8.6369e-08 | 1.0867e-07 | 547.3152 | 54.73% | 5.947e-06% | 6 | 2 | 9 | 8.901e-08 | 1.1114e-07 | 547.3152 | 54.73% | 6.083e-06%
6 | 2 | 10 | 2.4311e-07 | 3.0587e-07 | 642.7788 | 64.28% | 1.966e-05% | 6 | 2 | 10 | 2.4825e-07 | 3.0996e-07 | 642.7788 | 64.28% | 1.992e-05%
6 | 2 | 11 | 4.8621e-07 | 6.1173e-07 | 708.7452 | 70.87% | 4.336e-05% | 6 | 2 | 11 | 5.0004e-07 | 6.2435e-07 | 708.7452 | 70.87% | 4.425e-05%
6 | 2 | 12 | 1.3604e-06 | 1.7116e-06 | 325.2804 | 32.53% | 5.568e-05% | 6 | 2 | 12 | 1.3986e-06 | 1.7463e-06 | 325.2804 | 32.53% | 5.68e-05%
6 | 2 | 13 | 3.6159e-06 | 4.5493e-06 | 225.1992 | 22.52% | 0.0001025% | 6 | 2 | 13 | 3.7333e-06 | 4.6614e-06 | 225.1992 | 22.52% | 0.000105%
6 | 2 | 14 | 6.1174e-06 | 7.6967e-06 | 297.8016 | 29.78% | 0.0002292% | 6 | 2 | 14 | 6.2315e-06 | 7.7805e-06 | 297.8016 | 29.78% | 0.0002317%
6 | 2 | 15 | 2.9234e-06 | 3.6781e-06 | 279.6432 | 27.96% | 0.0001029% | 6 | 2 | 15 | 2.9849e-06 | 3.7269e-06 | 279.6432 | 27.96% | 0.0001042%
6 | 2 | 16 | 7.9782e-07 | 1.0038e-06 | 271.3212 | 27.13% | 2.723e-05% | 6 | 2 | 16 | 8.0926e-07 | 1.0104e-06 | 271.3212 | 27.13% | 2.741e-05%
6 | 2 | 17 | 4.1729e-07 | 5.2502e-07 | 159.9612 | 16% | 8.398e-06% | 6 | 2 | 17 | 4.2283e-07 | 5.2794e-07 | 159.9612 | 16% | 8.445e-06%
6 | 2 | 18 | 1.4132e-07 | 1.778e-07 | 93.6384 | 9.364% | 1.665e-06% | 6 | 2 | 18 | 1.4132e-07 | 1.7645e-07 | 93.6384 | 9.364% | 1.652e-06%
6 | 2 | 19 | 1.1054e-07 | 1.3907e-07 | 7.5144 | 0.7514% | 1.045e-07% | 6 | 2 | 19 | 1.1054e-07 | 1.3802e-07 | 7.5144 | 0.7514% | 1.037e-07%
6 | 2 | 20 | 5.9973e-08 | 7.5455e-08 | 0 | 0% | 0% | 6 | 2 | 20 | 5.9973e-08 | 7.4881e-08 | 0 | 0% | 0%
6 | 2 | 21 | 2.1689e-08 | 2.7288e-08 | 0 | 0% | 0% | 6 | 2 | 21 | 2.1689e-08 | 2.7081e-08 | 0 | 0% | 0%
6 | 2 | 22 | 2.2705e-09 | 2.8566e-09 | 0 | 0% | 0% | 6 | 2 | 22 | 2.2705e-09 | 2.8349e-09 | 0 | 0% | 0%
6 | 2 | 23 | 0 | 0 | 0 | 0% | 0% | 6 | 2 | 23 | 0 | 0 | 0 | 0% | 0%
6 | 3 | 0 | 0 | 0 | 0 | 0% | 0% | 6 | 3 | 0 | 0 | 0 | 0 | 0% | 0%
6 | 3 | 1 | 0 | 0 | 0 | 0% | 0% | 6 | 3 | 1 | 0 | 0 | 0 | 0% | 0%
6 | 3 | 2 | 0 | 0 | 0 | 0% | 0% | 6 | 3 | 2 | 0 | 0 | 0 | 0% | 0%
6 | 3 | 3 | 0 | 0 | 0 | 0% | 0% | 6 | 3 | 3 | 0 | 0 | 0 | 0% | 0%
6 | 3 | 4 | 0 | 0 | 0 | 0% | 0% | 6 | 3 | 4 | 0 | 0 | 0 | 0% | 0%
6 | 3 | 5 | 0 | 0 | 0 | 0% | 0% | 6 | 3 | 5 | 0 | 0 | 0 | 0% | 0%
6 | 3 | 6 | 0 | 0 | 60.834 | 6.083% | 0% | 6 | 3 | 6 | 0 | 0 | 60.834 | 6.083% | 0%
6 | 3 | 7 | 1.9808e-09 | 2.4922e-09 | 185.544 | 18.55% | 4.624e-08% | 6 | 3 | 7 | 1.9808e-09 | 2.4732e-09 | 185.544 | 18.55% | 4.589e-08%
6 | 3 | 8 | 7.8595e-09 | 9.8884e-09 | 156.1884 | 15.62% | 1.544e-07% | 6 | 3 | 8 | 8.0591e-09 | 1.0062e-08 | 156.1884 | 15.62% | 1.572e-07%
6 | 3 | 9 | 6.5716e-08 | 8.2681e-08 | 551.8356 | 55.18% | 4.563e-06% | 6 | 3 | 9 | 6.8187e-08 | 8.5137e-08 | 551.8356 | 55.18% | 4.698e-06%
6 | 3 | 10 | 2.5533e-07 | 3.2124e-07 | 672.984 | 67.3% | 2.162e-05% | 6 | 3 | 10 | 2.6621e-07 | 3.3238e-07 | 672.984 | 67.3% | 2.237e-05%
6 | 3 | 11 | 1.2364e-06 | 1.5556e-06 | 753.8868 | 75.39% | 0.0001173% | 6 | 3 | 11 | 1.2971e-06 | 1.6195e-06 | 753.8868 | 75.39% | 0.0001221%
6 | 3 | 12 | 3.7102e-06 | 4.668e-06 | 498.9516 | 49.9% | 0.0002329% | 6 | 3 | 12 | 3.8835e-06 | 4.8489e-06 | 498.9516 | 49.9% | 0.0002419%
6 | 3 | 13 | 6.0817e-06 | 7.6517e-06 | 734.9556 | 73.5% | 0.0005624% | 6 | 3 | 13 | 6.3085e-06 | 7.8767e-06 | 734.9556 | 73.5% | 0.0005789%
6 | 3 | 14 | 8.0282e-06 | 1.0101e-05 | 756.6744 | 75.67% | 0.0007643% | 6 | 3 | 14 | 8.2885e-06 | 1.0349e-05 | 756.6744 | 75.67% | 0.0007831%
6 | 3 | 15 | 6.4212e-06 | 8.0789e-06 | 660.678 | 66.07% | 0.0005338% | 6 | 3 | 15 | 6.5752e-06 | 8.2096e-06 | 660.678 | 66.07% | 0.0005424%
6 | 3 | 16 | 4.0336e-06 | 5.0749e-06 | 372.3672 | 37.24% | 0.000189% | 6 | 3 | 16 | 4.0866e-06 | 5.1025e-06 | 372.3672 | 37.24% | 0.00019%
6 | 3 | 17 | 1.7604e-06 | 2.2148e-06 | 307.2768 | 30.73% | 6.806e-05% | 6 | 3 | 17 | 1.7728e-06 | 2.2135e-06 | 307.2768 | 30.73% | 6.802e-05%
6 | 3 | 18 | 4.085e-07 | 5.1395e-07 | 108.1872 | 10.82% | 5.56e-06% | 6 | 3 | 18 | 4.085e-07 | 5.1005e-07 | 108.1872 | 10.82% | 5.518e-06%
6 | 3 | 19 | 1.7049e-07 | 2.145e-07 | 17.1792 | 1.718% | 3.685e-07% | 6 | 3 | 19 | 1.7049e-07 | 2.1287e-07 | 17.1792 | 1.718% | 3.657e-07%
6 | 3 | 20 | 1.2652e-07 | 1.5918e-07 | 0 | 0% | 0% | 6 | 3 | 20 | 1.2652e-07 | 1.5797e-07 | 0 | 0% | 0%
6 | 3 | 21 | 2.3442e-08 | 2.9494e-08 | 0 | 0% | 0% | 6 | 3 | 21 | 2.3442e-08 | 2.927e-08 | 0 | 0% | 0%
6 | 3 | 22 | 2.7557e-09 | 3.4671e-09 | 0 | 0% | 0% | 6 | 3 | 22 | 2.7557e-09 | 3.4407e-09 | 0 | 0% | 0%
6 | 3 | 23 | 0 | 0 | 0 | 0% | 0% | 6 | 3 | 23 | 0 | 0 | 0 | 0% | 0%
6 | 4 | 0 | 0 | 0 | 0 | 0% | 0% | 6 | 4 | 0 | 0 | 0 | 0 | 0% | 0%
6 | 4 | 1 | 0 | 0 | 0 | 0% | 0% | 6 | 4 | 1 | 0 | 0 | 0 | 0% | 0%
6 | 4 | 2 | 0 | 0 | 0 | 0% | 0% | 6 | 4 | 2 | 0 | 0 | 0 | 0% | 0%
6 | 4 | 3 | 0 | 0 | 0 | 0% | 0% | 6 | 4 | 3 | 0 | 0 | 0 | 0% | 0%
6 | 4 | 4 | 0 | 0 | 0 | 0% | 0% | 6 | 4 | 4 | 0 | 0 | 0 | 0% | 0%
6 | 4 | 5 | 0 | 0 | 0 | 0% | 0% | 6 | 4 | 5 | 0 | 0 | 0 | 0% | 0%
6 | 4 | 6 | 0 | 0 | 58.7616 | 5.876% | 0% | 6 | 4 | 6 | 0 | 0 | 58.7616 | 5.876% | 0%
6 | 4 | 7 | 0 | 0 | 236.4648 | 23.65% | 0% | 6 | 4 | 7 | 0 | 0 | 236.4648 | 23.65% | 0%
6 | 4 | 8 | 1.6537e-10 | 2.0806e-10 | 450.8664 | 45.09% | 9.381e-09% | 6 | 4 | 8 | 1.823e-10 | 2.2761e-10 | 450.8664 | 45.09% | 1.026e-08%
6 | 4 | 9 | 2.4877e-09 | 3.1299e-09 | 389.2716 | 38.93% | 1.218e-07% | 6 | 4 | 9 | 2.5532e-09 | 3.1879e-09 | 389.2716 | 38.93% | 1.241e-07%
6 | 4 | 10 | 2.121e-08 | 2.6686e-08 | 767.4072 | 76.74% | 2.048e-06% | 6 | 4 | 10 | 2.2055e-08 | 2.7537e-08 | 767.4072 | 76.74% | 2.113e-06%
6 | 4 | 11 | 3.238e-08 | 4.0739e-08 | 578.2896 | 57.83% | 2.356e-06% | 6 | 4 | 11 | 3.3941e-08 | 4.2378e-08 | 578.2896 | 57.83% | 2.451e-06%
6 | 4 | 12 | 6.3781e-08 | 8.0246e-08 | 716.2536 | 71.63% | 5.748e-06% | 6 | 4 | 12 | 6.6196e-08 | 8.2651e-08 | 716.2536 | 71.63% | 5.92e-06%
6 | 4 | 13 | 8.505e-08 | 1.0701e-07 | 860.5308 | 86.05% | 9.208e-06% | 6 | 4 | 13 | 8.8348e-08 | 1.1031e-07 | 860.5308 | 86.05% | 9.493e-06%
6 | 4 | 14 | 9.9932e-08 | 1.2573e-07 | 101.3988 | 10.14% | 1.275e-06% | 6 | 4 | 14 | 1.032e-07 | 1.2885e-07 | 101.3988 | 10.14% | 1.307e-06%
6 | 4 | 15 | 9.6278e-08 | 1.2113e-07 | 675.3048 | 67.53% | 8.18e-06% | 6 | 4 | 15 | 9.8459e-08 | 1.2293e-07 | 675.3048 | 67.53% | 8.302e-06%
6 | 4 | 16 | 7.737e-08 | 9.7343e-08 | 106.8528 | 10.69% | 1.04e-06% | 6 | 4 | 16 | 7.8471e-08 | 9.7978e-08 | 106.8528 | 10.69% | 1.047e-06%
6 | 4 | 17 | 5.4996e-08 | 6.9193e-08 | 82.4412 | 8.244% | 5.704e-07% | 6 | 4 | 17 | 5.4996e-08 | 6.8666e-08 | 82.4412 | 8.244% | 5.661e-07%
6 | 4 | 18 | 1.3584e-08 | 1.7091e-08 | 44.0484 | 4.405% | 7.528e-08% | 6 | 4 | 18 | 1.3584e-08 | 1.6961e-08 | 44.0484 | 4.405% | 7.471e-08%
6 | 4 | 19 | 3.8422e-09 | 4.8341e-09 | 20.748 | 2.075% | 1.003e-08% | 6 | 4 | 19 | 3.8422e-09 | 4.7973e-09 | 20.748 | 2.075% | 9.953e-09%
6 | 4 | 20 | 3.176e-09 | 3.9959e-09 | 0 | 0% | 0% | 6 | 4 | 20 | 3.176e-09 | 3.9655e-09 | 0 | 0% | 0%
6 | 4 | 21 | 8.3521e-10 | 1.0508e-09 | 0 | 0% | 0% | 6 | 4 | 21 | 8.3521e-10 | 1.0428e-09 | 0 | 0% | 0%
6 | 4 | 22 | 0 | 0 | 0 | 0% | 0% | 6 | 4 | 22 | 0 | 0 | 0 | 0% | 0%
6 | 4 | 23 | 0 | 0 | 0 | 0% | 0% | 6 | 4 | 23 | 0 | 0 | 0 | 0% | 0%
6 | 5 | 0 | 0 | 0 | 0 | 0% | 0% | 6 | 5 | 0 | 0 | 0 | 0 | 0% | 0%
6 | 5 | 1 | 0 | 0 | 0 | 0% | 0% | 6 | 5 | 1 | 0 | 0 | 0 | 0% | 0%
6 | 5 | 2 | 0 | 0 | 0 | 0% | 0% | 6 | 5 | 2 | 0 | 0 | 0 | 0% | 0%
6 | 5 | 3 | 0 | 0 | 0 | 0% | 0% | 6 | 5 | 3 | 0 | 0 | 0 | 0% | 0%
6 | 5 | 4 | 0 | 0 | 0 | 0% | 0% | 6 | 5 | 4 | 0 | 0 | 0 | 0% | 0%
6 | 5 | 5 | 0 | 0 | 0 | 0% | 0% | 6 | 5 | 5 | 0 | 0 | 0 | 0% | 0%
6 | 5 | 6 | 0 | 0 | 60.5928 | 6.059% | 0% | 6 | 5 | 6 | 0 | 0 | 60.5928 | 6.059% | 0%
6 | 5 | 7 | 0 | 0 | 162.4584 | 16.25% | 0% | 6 | 5 | 7 | 0 | 0 | 162.4584 | 16.25% | 0%
6 | 5 | 8 | 0 | 0 | 319.002 | 31.9% | 0% | 6 | 5 | 8 | 0 | 0 | 319.002 | 31.9% | 0%
6 | 5 | 9 | 0 | 0 | 428.8068 | 42.88% | 0% | 6 | 5 | 9 | 0 | 0 | 428.8068 | 42.88% | 0%
6 | 5 | 10 | 1.438e-09 | 1.8093e-09 | 343.386 | 34.34% | 6.213e-08% | 6 | 5 | 10 | 1.4848e-09 | 1.8538e-09 | 343.386 | 34.34% | 6.366e-08%
6 | 5 | 11 | 5.3208e-09 | 6.6944e-09 | 834.5028 | 83.45% | 5.586e-07% | 6 | 5 | 11 | 5.5e-09 | 6.8672e-09 | 834.5028 | 83.45% | 5.731e-07%
6 | 5 | 12 | 1.5143e-08 | 1.9052e-08 | 149.2284 | 14.92% | 2.843e-07% | 6 | 5 | 12 | 1.5648e-08 | 1.9537e-08 | 149.2284 | 14.92% | 2.916e-07%
6 | 5 | 13 | 2.4784e-08 | 3.1183e-08 | 711.3576 | 71.14% | 2.218e-06% | 6 | 5 | 13 | 2.5548e-08 | 3.1899e-08 | 711.3576 | 71.14% | 2.269e-06%
6 | 5 | 14 | 4.0902e-08 | 5.1461e-08 | 44.4192 | 4.442% | 2.286e-07% | 6 | 5 | 14 | 4.188e-08 | 5.229e-08 | 44.4192 | 4.442% | 2.323e-07%
6 | 5 | 15 | 7.7385e-08 | 9.7362e-08 | 529.1772 | 52.92% | 5.152e-06% | 6 | 5 | 15 | 7.9645e-08 | 9.9443e-08 | 529.1772 | 52.92% | 5.262e-06%
6 | 5 | 16 | 1.1665e-07 | 1.4676e-07 | 504.0048 | 50.4% | 7.397e-06% | 6 | 5 | 16 | 1.1755e-07 | 1.4677e-07 | 504.0048 | 50.4% | 7.397e-06%
6 | 5 | 17 | 9.9952e-08 | 1.2575e-07 | 306.9 | 30.69% | 3.859e-06% | 6 | 5 | 17 | 9.9952e-08 | 1.248e-07 | 306.9 | 30.69% | 3.83e-06%
6 | 5 | 18 | 5.8076e-08 | 7.3068e-08 | 119.2176 | 11.92% | 8.711e-07% | 6 | 5 | 18 | 5.8076e-08 | 7.2513e-08 | 119.2176 | 11.92% | 8.645e-07%
6 | 5 | 19 | 1.4159e-08 | 1.7814e-08 | 22.2888 | 2.229% | 3.971e-08% | 6 | 5 | 19 | 1.4159e-08 | 1.7679e-08 | 22.2888 | 2.229% | 3.94e-08%
6 | 5 | 20 | 1.0814e-08 | 1.3606e-08 | 0 | 0% | 0% | 6 | 5 | 20 | 1.0814e-08 | 1.3502e-08 | 0 | 0% | 0%
6 | 5 | 21 | 2.8511e-09 | 3.5871e-09 | 0 | 0% | 0% | 6 | 5 | 21 | 2.8511e-09 | 3.5598e-09 | 0 | 0% | 0%
6 | 5 | 22 | 0 | 0 | 0 | 0% | 0% | 6 | 5 | 22 | 0 | 0 | 0 | 0% | 0%
6 | 5 | 23 | 0 | 0 | 0 | 0% | 0% | 6 | 5 | 23 | 0 | 0 | 0 | 0% | 0%
6 | 6 | 0 | 0 | 0 | 0 | 0% | 0% | 6 | 6 | 0 | 0 | 0 | 0 | 0% | 0%
6 | 6 | 1 | 0 | 0 | 0 | 0% | 0% | 6 | 6 | 1 | 0 | 0 | 0 | 0% | 0%
6 | 6 | 2 | 0 | 0 | 0 | 0% | 0% | 6 | 6 | 2 | 0 | 0 | 0 | 0% | 0%
6 | 6 | 3 | 0 | 0 | 0 | 0% | 0% | 6 | 6 | 3 | 0 | 0 | 0 | 0% | 0%
6 | 6 | 4 | 0 | 0 | 0 | 0% | 0% | 6 | 6 | 4 | 0 | 0 | 0 | 0% | 0%
6 | 6 | 5 | 0 | 0 | 0 | 0% | 0% | 6 | 6 | 5 | 0 | 0 | 0 | 0% | 0%
6 | 6 | 6 | 0 | 0 | 63.2124 | 6.321% | 0% | 6 | 6 | 6 | 0 | 0 | 63.2124 | 6.321% | 0%
6 | 6 | 7 | 6.7052e-10 | 8.4361e-10 | 144.5232 | 14.45% | 1.219e-08% | 6 | 6 | 7 | 6.7052e-10 | 8.372e-10 | 144.5232 | 14.45% | 1.21e-08%
6 | 6 | 8 | 3.5085e-09 | 4.4143e-09 | 446.2512 | 44.63% | 1.97e-07% | 6 | 6 | 8 | 3.5649e-09 | 4.4511e-09 | 446.2512 | 44.63% | 1.986e-07%
6 | 6 | 9 | 2.7851e-08 | 3.5041e-08 | 629.7816 | 62.98% | 2.207e-06% | 6 | 6 | 9 | 2.8312e-08 | 3.5349e-08 | 629.7816 | 62.98% | 2.226e-06%
6 | 6 | 10 | 1.1848e-07 | 1.4907e-07 | 751.86 | 75.19% | 1.121e-05% | 6 | 6 | 10 | 1.2033e-07 | 1.5024e-07 | 751.86 | 75.19% | 1.13e-05%
6 | 6 | 11 | 3.7329e-07 | 4.6966e-07 | 825.18 | 82.52% | 3.876e-05% | 6 | 6 | 11 | 3.8168e-07 | 4.7656e-07 | 825.18 | 82.52% | 3.932e-05%
6 | 6 | 12 | 1.6277e-06 | 2.0479e-06 | 849.2808 | 84.93% | 0.0001739% | 6 | 6 | 12 | 1.6643e-06 | 2.078e-06 | 849.2808 | 84.93% | 0.0001765%
6 | 6 | 13 | 4.4618e-06 | 5.6137e-06 | 829.65 | 82.97% | 0.0004657% | 6 | 6 | 13 | 4.5559e-06 | 5.6884e-06 | 829.65 | 82.97% | 0.0004719%
6 | 6 | 14 | 1.1447e-05 | 1.4402e-05 | 766.5492 | 76.65% | 0.001104% | 6 | 6 | 14 | 1.1588e-05 | 1.4468e-05 | 766.5492 | 76.65% | 0.001109%
6 | 6 | 15 | 1.8793e-05 | 2.3644e-05 | 604.5564 | 60.46% | 0.001429% | 6 | 6 | 15 | 1.8793e-05 | 2.3465e-05 | 604.5564 | 60.46% | 0.001419%
6 | 6 | 16 | 2.5883e-05 | 3.2565e-05 | 417.1236 | 41.71% | 0.001358% | 6 | 6 | 16 | 2.5883e-05 | 3.2318e-05 | 417.1236 | 41.71% | 0.001348%
6 | 6 | 17 | 1.2717e-05 | 1.6e-05 | 295.3884 | 29.54% | 0.0004726% | 6 | 6 | 17 | 1.2717e-05 | 1.5879e-05 | 295.3884 | 29.54% | 0.000469%
6 | 6 | 18 | 7.4278e-06 | 9.3453e-06 | 116.4948 | 11.65% | 0.0001089% | 6 | 6 | 18 | 7.4278e-06 | 9.2743e-06 | 116.4948 | 11.65% | 0.000108%
6 | 6 | 19 | 1.5563e-06 | 1.9581e-06 | 22.008 | 2.201% | 4.309e-06% | 6 | 6 | 19 | 1.5563e-06 | 1.9432e-06 | 22.008 | 2.201% | 4.277e-06%
6 | 6 | 20 | 6.4666e-07 | 8.136e-07 | 0 | 0% | 0% | 6 | 6 | 20 | 6.4666e-07 | 8.0741e-07 | 0 | 0% | 0%
6 | 6 | 21 | 1.1311e-07 | 1.4231e-07 | 0 | 0% | 0% | 6 | 6 | 21 | 1.1311e-07 | 1.4123e-07 | 0 | 0% | 0%
6 | 6 | 22 | 1.0007e-08 | 1.2591e-08 | 0 | 0% | 0% | 6 | 6 | 22 | 1.0007e-08 | 1.2495e-08 | 0 | 0% | 0%
6 | 6 | 23 | 1.0436e-09 | 1.313e-09 | 0 | 0% | 0% | 6 | 6 | 23 | 1.0436e-09 | 1.303e-09 | 0 | 0% | 0%
6 | 7 | 0 | 0 | 0 | 0 | 0% | 0% | 6 | 7 | 0 | 0 | 0 | 0 | 0% | 0%
6 | 7 | 1 | 0 | 0 | 0 | 0% | 0% | 6 | 7 | 1 | 0 | 0 | 0 | 0% | 0%
6 | 7 | 2 | 0 | 0 | 0 | 0% | 0% | 6 | 7 | 2 | 0 | 0 | 0 | 0% | 0%
6 | 7 | 3 | 0 | 0 | 0 | 0% | 0% | 6 | 7 | 3 | 0 | 0 | 0 | 0% | 0%
6 | 7 | 4 | 0 | 0 | 0 | 0% | 0% | 6 | 7 | 4 | 0 | 0 | 0 | 0% | 0%
6 | 7 | 5 | 0 | 0 | 0 | 0% | 0% | 6 | 7 | 5 | 0 | 0 | 0 | 0% | 0%
6 | 7 | 6 | 0 | 0 | 60.282 | 6.028% | 0% | 6 | 7 | 6 | 0 | 0 | 60.282 | 6.028% | 0%
6 | 7 | 7 | 1.7097e-09 | 2.1511e-09 | 233.9052 | 23.39% | 5.031e-08% | 6 | 7 | 7 | 1.7097e-09 | 2.1347e-09 | 233.9052 | 23.39% | 4.993e-08%
6 | 7 | 8 | 1.0098e-08 | 1.2705e-08 | 434.8992 | 43.49% | 5.525e-07% | 6 | 7 | 8 | 1.018e-08 | 1.2711e-08 | 434.8992 | 43.49% | 5.528e-07%
6 | 7 | 9 | 2.6365e-08 | 3.3171e-08 | 529.9572 | 53% | 1.758e-06% | 6 | 7 | 9 | 2.6559e-08 | 3.3161e-08 | 529.9572 | 53% | 1.757e-06%
6 | 7 | 10 | 1.2033e-07 | 1.5139e-07 | 743.7456 | 74.37% | 1.126e-05% | 6 | 7 | 10 | 1.2129e-07 | 1.5144e-07 | 743.7456 | 74.37% | 1.126e-05%
6 | 7 | 11 | 2.3185e-07 | 2.917e-07 | 823.6416 | 82.36% | 2.403e-05% | 6 | 7 | 11 | 2.3345e-07 | 2.9148e-07 | 823.6416 | 82.36% | 2.401e-05%
6 | 7 | 12 | 4.2652e-07 | 5.3663e-07 | 745.8672 | 74.59% | 4.003e-05% | 6 | 7 | 12 | 4.2938e-07 | 5.3612e-07 | 745.8672 | 74.59% | 3.999e-05%
6 | 7 | 13 | 6.615e-07 | 8.3227e-07 | 694.1556 | 69.42% | 5.777e-05% | 6 | 7 | 13 | 6.615e-07 | 8.2594e-07 | 694.1556 | 69.42% | 5.733e-05%
6 | 7 | 14 | 6.9476e-07 | 8.7411e-07 | 461.5164 | 46.15% | 4.034e-05% | 6 | 7 | 14 | 6.9967e-07 | 8.736e-07 | 461.5164 | 46.15% | 4.032e-05%
6 | 7 | 15 | 7.7627e-07 | 9.7667e-07 | 489.3132 | 48.93% | 4.779e-05% | 6 | 7 | 15 | 7.8218e-07 | 9.7662e-07 | 489.3132 | 48.93% | 4.779e-05%
6 | 7 | 16 | 7.8204e-07 | 9.8393e-07 | 404.3928 | 40.44% | 3.979e-05% | 6 | 7 | 16 | 7.8204e-07 | 9.7644e-07 | 404.3928 | 40.44% | 3.949e-05%
6 | 7 | 17 | 4.894e-07 | 6.1575e-07 | 262.4232 | 26.24% | 1.616e-05% | 6 | 7 | 17 | 4.894e-07 | 6.1106e-07 | 262.4232 | 26.24% | 1.604e-05%
6 | 7 | 18 | 1.8264e-07 | 2.2979e-07 | 106.7904 | 10.68% | 2.454e-06% | 6 | 7 | 18 | 1.8264e-07 | 2.2804e-07 | 106.7904 | 10.68% | 2.435e-06%
6 | 7 | 19 | 4.6775e-08 | 5.885e-08 | 19.9032 | 1.99% | 1.171e-07% | 6 | 7 | 19 | 4.6775e-08 | 5.8403e-08 | 19.9032 | 1.99% | 1.162e-07%
6 | 7 | 20 | 2.2028e-08 | 2.7715e-08 | 0 | 0% | 0% | 6 | 7 | 20 | 2.2028e-08 | 2.7504e-08 | 0 | 0% | 0%
6 | 7 | 21 | 4.9355e-09 | 6.2096e-09 | 0 | 0% | 0% | 6 | 7 | 21 | 4.9355e-09 | 6.1624e-09 | 0 | 0% | 0%
6 | 7 | 22 | 0 | 0 | 0 | 0% | 0% | 6 | 7 | 22 | 0 | 0 | 0 | 0% | 0%
6 | 7 | 23 | 0 | 0 | 0 | 0% | 0% | 6 | 7 | 23 | 0 | 0 | 0 | 0% | 0%
6 | 8 | 0 | 0 | 0 | 0 | 0% | 0% | 6 | 8 | 0 | 0 | 0 | 0 | 0% | 0%
6 | 8 | 1 | 0 | 0 | 0 | 0% | 0% | 6 | 8 | 1 | 0 | 0 | 0 | 0% | 0%
6 | 8 | 2 | 0 | 0 | 0 | 0% | 0% | 6 | 8 | 2 | 0 | 0 | 0 | 0% | 0%
6 | 8 | 3 | 0 | 0 | 0 | 0% | 0% | 6 | 8 | 3 | 0 | 0 | 0 | 0% | 0%
6 | 8 | 4 | 0 | 0 | 0 | 0% | 0% | 6 | 8 | 4 | 0 | 0 | 0 | 0% | 0%
6 | 8 | 5 | 0 | 0 | 0 | 0% | 0% | 6 | 8 | 5 | 0 | 0 | 0 | 0% | 0%
6 | 8 | 6 | 0 | 0 | 71.9196 | 7.192% | 0% | 6 | 8 | 6 | 0 | 0 | 71.9196 | 7.192% | 0%
6 | 8 | 7 | 0 | 0 | 224.3928 | 22.44% | 0% | 6 | 8 | 7 | 0 | 0 | 224.3928 | 22.44% | 0%
6 | 8 | 8 | 0 | 0 | 270.1164 | 27.01% | 0% | 6 | 8 | 8 | 0 | 0 | 270.1164 | 27.01% | 0%
6 | 8 | 9 | 1.4615e-09 | 1.8388e-09 | 341.3208 | 34.13% | 6.276e-08% | 6 | 8 | 9 | 1.4967e-09 | 1.8687e-09 | 341.3208 | 34.13% | 6.378e-08%
6 | 8 | 10 | 3.5674e-09 | 4.4883e-09 | 89.7636 | 8.976% | 4.029e-08% | 6 | 8 | 10 | 3.6578e-09 | 4.5671e-09 | 89.7636 | 8.976% | 4.1e-08%
6 | 8 | 11 | 6.8866e-09 | 8.6643e-09 | 94.1508 | 9.415% | 8.158e-08% | 6 | 8 | 11 | 7.1199e-09 | 8.8898e-09 | 94.1508 | 9.415% | 8.37e-08%
6 | 8 | 12 | 1.997e-08 | 2.5125e-08 | 110.3352 | 11.03% | 2.772e-07% | 6 | 8 | 12 | 2.0599e-08 | 2.572e-08 | 110.3352 | 11.03% | 2.838e-07%
6 | 8 | 13 | 3.1168e-08 | 3.9214e-08 | 519.0312 | 51.9% | 2.035e-06% | 6 | 8 | 13 | 3.2119e-08 | 4.0104e-08 | 519.0312 | 51.9% | 2.082e-06%
6 | 8 | 14 | 6.7728e-08 | 8.5212e-08 | 615.4692 | 61.55% | 5.245e-06% | 6 | 8 | 14 | 6.9323e-08 | 8.6555e-08 | 615.4692 | 61.55% | 5.327e-06%
6 | 8 | 15 | 1.3547e-07 | 1.7044e-07 | 582.81 | 58.28% | 9.933e-06% | 6 | 8 | 15 | 1.3743e-07 | 1.716e-07 | 582.81 | 58.28% | 1e-05%
6 | 8 | 16 | 1.8951e-07 | 2.3843e-07 | 417.7116 | 41.77% | 9.96e-06% | 6 | 8 | 16 | 1.8951e-07 | 2.3662e-07 | 417.7116 | 41.77% | 9.884e-06%
6 | 8 | 17 | 1.9234e-07 | 2.4199e-07 | 300.3768 | 30.04% | 7.269e-06% | 6 | 8 | 17 | 1.9234e-07 | 2.4015e-07 | 300.3768 | 30.04% | 7.214e-06%
6 | 8 | 18 | 1.024e-07 | 1.2883e-07 | 116.5272 | 11.65% | 1.501e-06% | 6 | 8 | 18 | 1.024e-07 | 1.2785e-07 | 116.5272 | 11.65% | 1.49e-06%
6 | 8 | 19 | 2.5735e-08 | 3.2378e-08 | 22.8036 | 2.28% | 7.383e-08% | 6 | 8 | 19 | 2.5735e-08 | 3.2132e-08 | 22.8036 | 2.28% | 7.327e-08%
6 | 8 | 20 | 1.2749e-08 | 1.604e-08 | 0 | 0% | 0% | 6 | 8 | 20 | 1.2749e-08 | 1.5918e-08 | 0 | 0% | 0%
6 | 8 | 21 | 2.3535e-09 | 2.961e-09 | 0 | 0% | 0% | 6 | 8 | 21 | 2.3535e-09 | 2.9385e-09 | 0 | 0% | 0%
6 | 8 | 22 | 0 | 0 | 0 | 0% | 0% | 6 | 8 | 22 | 0 | 0 | 0 | 0% | 0%
6 | 8 | 23 | 0 | 0 | 0 | 0% | 0% | 6 | 8 | 23 | 0 | 0 | 0 | 0% | 0%
6 | 9 | 0 | 0 | 0 | 0 | 0% | 0% | 6 | 9 | 0 | 0 | 0 | 0 | 0% | 0%
6 | 9 | 1 | 0 | 0 | 0 | 0% | 0% | 6 | 9 | 1 | 0 | 0 | 0 | 0% | 0%
6 | 9 | 2 | 0 | 0 | 0 | 0% | 0% | 6 | 9 | 2 | 0 | 0 | 0 | 0% | 0%
6 | 9 | 3 | 0 | 0 | 0 | 0% | 0% | 6 | 9 | 3 | 0 | 0 | 0 | 0% | 0%
6 | 9 | 4 | 0 | 0 | 0 | 0% | 0% | 6 | 9 | 4 | 0 | 0 | 0 | 0% | 0%
6 | 9 | 5 | 0 | 0 | 0 | 0% | 0% | 6 | 9 | 5 | 0 | 0 | 0 | 0% | 0%
6 | 9 | 6 | 0 | 0 | 60.6432 | 6.064% | 0% | 6 | 9 | 6 | 0 | 0 | 60.6432 | 6.064% | 0%
6 | 9 | 7 | 0 | 0 | 240.1104 | 24.01% | 0% | 6 | 9 | 7 | 0 | 0 | 240.1104 | 24.01% | 0%
6 | 9 | 8 | 1.0839e-09 | 1.3637e-09 | 449.6808 | 44.97% | 6.132e-08% | 6 | 9 | 8 | 1.0932e-09 | 1.3649e-09 | 449.6808 | 44.97% | 6.138e-08%
6 | 9 | 9 | 3.848e-09 | 4.8413e-09 | 621.534 | 62.15% | 3.009e-07% | 6 | 9 | 9 | 3.8778e-09 | 4.8418e-09 | 621.534 | 62.15% | 3.009e-07%
6 | 9 | 10 | 1.0264e-08 | 1.2913e-08 | 742.6872 | 74.27% | 9.591e-07% | 6 | 9 | 10 | 1.0422e-08 | 1.3012e-08 | 742.6872 | 74.27% | 9.664e-07%
6 | 9 | 11 | 2.657e-08 | 3.3429e-08 | 815.6364 | 81.56% | 2.727e-06% | 6 | 9 | 11 | 2.7017e-08 | 3.3733e-08 | 815.6364 | 81.56% | 2.751e-06%
6 | 9 | 12 | 5.5497e-08 | 6.9823e-08 | 845.772 | 84.58% | 5.905e-06% | 6 | 9 | 12 | 5.6795e-08 | 7.0914e-08 | 845.772 | 84.58% | 5.998e-06%
6 | 9 | 13 | 2.3516e-07 | 2.9587e-07 | 851.8404 | 85.18% | 2.52e-05% | 6 | 9 | 13 | 2.3835e-07 | 2.976e-07 | 851.8404 | 85.18% | 2.535e-05%
6 | 9 | 14 | 5.813e-07 | 7.3136e-07 | 789.9096 | 78.99% | 5.777e-05% | 6 | 9 | 14 | 5.8956e-07 | 7.3611e-07 | 789.9096 | 78.99% | 5.815e-05%
6 | 9 | 15 | 1.0369e-06 | 1.3046e-06 | 682.9884 | 68.3% | 8.91e-05% | 6 | 9 | 15 | 1.0439e-06 | 1.3034e-06 | 682.9884 | 68.3% | 8.902e-05%
6 | 9 | 16 | 2.2095e-06 | 2.7799e-06 | 513.972 | 51.4% | 0.0001429% | 6 | 9 | 16 | 2.2095e-06 | 2.7587e-06 | 513.972 | 51.4% | 0.0001418%
6 | 9 | 17 | 2.4875e-06 | 3.1297e-06 | 318.57 | 31.86% | 9.97e-05% | 6 | 9 | 17 | 2.4875e-06 | 3.1059e-06 | 318.57 | 31.86% | 9.894e-05%
6 | 9 | 18 | 9.377e-07 | 1.1798e-06 | 112.8948 | 11.29% | 1.332e-05% | 6 | 9 | 18 | 9.377e-07 | 1.1708e-06 | 112.8948 | 11.29% | 1.322e-05%
6 | 9 | 19 | 3.0341e-07 | 3.8174e-07 | 18.54 | 1.854% | 7.077e-07% | 6 | 9 | 19 | 3.0341e-07 | 3.7883e-07 | 18.54 | 1.854% | 7.024e-07%
6 | 9 | 20 | 1.1396e-07 | 1.4338e-07 | 0 | 0% | 0% | 6 | 9 | 20 | 1.1396e-07 | 1.4229e-07 | 0 | 0% | 0%
6 | 9 | 21 | 2.088e-08 | 2.627e-08 | 0 | 0% | 0% | 6 | 9 | 21 | 2.088e-08 | 2.6071e-08 | 0 | 0% | 0%
6 | 9 | 22 | 1.2337e-09 | 1.5522e-09 | 0 | 0% | 0% | 6 | 9 | 22 | 1.2337e-09 | 1.5404e-09 | 0 | 0% | 0%
6 | 9 | 23 | 0 | 0 | 0 | 0% | 0% | 6 | 9 | 23 | 0 | 0 | 0 | 0% | 0%
6 | 10 | 0 | 0 | 0 | 0 | 0% | 0% | 6 | 10 | 0 | 0 | 0 | 0 | 0% | 0%
6 | 10 | 1 | 0 | 0 | 0 | 0% | 0% | 6 | 10 | 1 | 0 | 0 | 0 | 0% | 0%
6 | 10 | 2 | 0 | 0 | 0 | 0% | 0% | 6 | 10 | 2 | 0 | 0 | 0 | 0% | 0%
6 | 10 | 3 | 0 | 0 | 0 | 0% | 0% | 6 | 10 | 3 | 0 | 0 | 0 | 0% | 0%
6 | 10 | 4 | 0 | 0 | 0 | 0% | 0% | 6 | 10 | 4 | 0 | 0 | 0 | 0% | 0%
6 | 10 | 5 | 0 | 0 | 1.4616 | 0.1462% | 0% | 6 | 10 | 5 | 0 | 0 | 1.4616 | 0.1462% | 0%
6 | 10 | 6 | 0 | 0 | 59.1828 | 5.918% | 0% | 6 | 10 | 6 | 0 | 0 | 59.1828 | 5.918% | 0%
6 | 10 | 7 | 0 | 0 | 244.7988 | 24.48% | 0% | 6 | 10 | 7 | 0 | 0 | 244.7988 | 24.48% | 0%
6 | 10 | 8 | 3.3597e-09 | 4.2269e-09 | 381.3444 | 38.13% | 1.612e-07% | 6 | 10 | 8 | 3.389e-09 | 4.2315e-09 | 381.3444 | 38.13% | 1.614e-07%
6 | 10 | 9 | 1.9954e-08 | 2.5105e-08 | 577.2036 | 57.72% | 1.449e-06% | 6 | 10 | 9 | 2.027e-08 | 2.5309e-08 | 577.2036 | 57.72% | 1.461e-06%
6 | 10 | 10 | 1.1155e-07 | 1.4035e-07 | 663.66 | 66.37% | 9.314e-06% | 6 | 10 | 10 | 1.1328e-07 | 1.4145e-07 | 663.66 | 66.37% | 9.387e-06%
6 | 10 | 11 | 4.8639e-07 | 6.1196e-07 | 717.7848 | 71.78% | 4.393e-05% | 6 | 10 | 11 | 4.9676e-07 | 6.2024e-07 | 717.7848 | 71.78% | 4.452e-05%
6 | 10 | 12 | 2.441e-06 | 3.0712e-06 | 795.414 | 79.54% | 0.0002443% | 6 | 10 | 12 | 2.5054e-06 | 3.1281e-06 | 795.414 | 79.54% | 0.0002488%
6 | 10 | 13 | 1.0629e-05 | 1.3373e-05 | 777.9648 | 77.8% | 0.00104% | 6 | 10 | 13 | 1.0824e-05 | 1.3515e-05 | 777.9648 | 77.8% | 0.001051%
6 | 10 | 14 | 2.956e-05 | 3.719e-05 | 659.0784 | 65.91% | 0.002451% | 6 | 10 | 14 | 3.0104e-05 | 3.7588e-05 | 659.0784 | 65.91% | 0.002477%
6 | 10 | 15 | 7.2488e-05 | 9.12e-05 | 556.128 | 55.61% | 0.005072% | 6 | 10 | 15 | 7.3765e-05 | 9.2101e-05 | 556.128 | 55.61% | 0.005122%
6 | 10 | 16 | 6.932e-05 | 8.7216e-05 | 453.798 | 45.38% | 0.003958% | 6 | 10 | 16 | 6.9705e-05 | 8.7033e-05 | 453.798 | 45.38% | 0.00395%
6 | 10 | 17 | 3.6585e-05 | 4.6029e-05 | 286.4376 | 28.64% | 0.001318% | 6 | 10 | 17 | 3.6585e-05 | 4.5679e-05 | 286.4376 | 28.64% | 0.001308%
6 | 10 | 18 | 1.415e-05 | 1.7803e-05 | 108.588 | 10.86% | 0.0001933% | 6 | 10 | 18 | 1.415e-05 | 1.7668e-05 | 108.588 | 10.86% | 0.0001919%
6 | 10 | 19 | 3.9545e-06 | 4.9753e-06 | 23.4696 | 2.347% | 1.168e-05% | 6 | 10 | 19 | 3.9545e-06 | 4.9375e-06 | 23.4696 | 2.347% | 1.159e-05%
6 | 10 | 20 | 1.2351e-06 | 1.554e-06 | 0 | 0% | 0% | 6 | 10 | 20 | 1.2351e-06 | 1.5422e-06 | 0 | 0% | 0%
6 | 10 | 21 | 3.1446e-07 | 3.9564e-07 | 0 | 0% | 0% | 6 | 10 | 21 | 3.1446e-07 | 3.9263e-07 | 0 | 0% | 0%
6 | 10 | 22 | 2.4167e-08 | 3.0405e-08 | 0 | 0% | 0% | 6 | 10 | 22 | 2.4167e-08 | 3.0174e-08 | 0 | 0% | 0%
6 | 10 | 23 | 2.6863e-09 | 3.3797e-09 | 0 | 0% | 0% | 6 | 10 | 23 | 2.6863e-09 | 3.354e-09 | 0 | 0% | 0%
6 | 11 | 0 | 0 | 0 | 0 | 0% | 0% | 6 | 11 | 0 | 0 | 0 | 0 | 0% | 0%
6 | 11 | 1 | 0 | 0 | 0 | 0% | 0% | 6 | 11 | 1 | 0 | 0 | 0 | 0% | 0%
6 | 11 | 2 | 0 | 0 | 0 | 0% | 0% | 6 | 11 | 2 | 0 | 0 | 0 | 0% | 0%
6 | 11 | 3 | 0 | 0 | 0 | 0% | 0% | 6 | 11 | 3 | 0 | 0 | 0 | 0% | 0%
6 | 11 | 4 | 0 | 0 | 0 | 0% | 0% | 6 | 11 | 4 | 0 | 0 | 0 | 0% | 0%
6 | 11 | 5 | 0 | 0 | 0 | 0% | 0% | 6 | 11 | 5 | 0 | 0 | 0 | 0% | 0%
6 | 11 | 6 | 0 | 0 | 30.3552 | 3.036% | 0% | 6 | 11 | 6 | 0 | 0 | 30.3552 | 3.036% | 0%
6 | 11 | 7 | 0 | 0 | 162.8424 | 16.28% | 0% | 6 | 11 | 7 | 0 | 0 | 162.8424 | 16.28% | 0%
6 | 11 | 8 | 3.6554e-09 | 4.5991e-09 | 279.3204 | 27.93% | 1.285e-07% | 6 | 11 | 8 | 3.7134e-09 | 4.6364e-09 | 279.3204 | 27.93% | 1.295e-07%
6 | 11 | 9 | 4.1241e-08 | 5.1888e-08 | 516.3816 | 51.64% | 2.679e-06% | 6 | 11 | 9 | 4.2554e-08 | 5.3132e-08 | 516.3816 | 51.64% | 2.744e-06%
6 | 11 | 10 | 2.9926e-07 | 3.7651e-07 | 640.6296 | 64.06% | 2.412e-05% | 6 | 11 | 10 | 3.1267e-07 | 3.904e-07 | 640.6296 | 64.06% | 2.501e-05%
6 | 11 | 11 | 1.126e-06 | 1.4167e-06 | 810.54 | 81.05% | 0.0001148% | 6 | 11 | 11 | 1.1803e-06 | 1.4738e-06 | 810.54 | 81.05% | 0.0001195%
6 | 11 | 12 | 4.8106e-06 | 6.0524e-06 | 830.4252 | 83.04% | 0.0005026% | 6 | 11 | 12 | 5.0806e-06 | 6.3435e-06 | 830.4252 | 83.04% | 0.0005268%
6 | 11 | 13 | 8.6837e-06 | 1.0925e-05 | 816.1104 | 81.61% | 0.0008916% | 6 | 11 | 13 | 9.1479e-06 | 1.1422e-05 | 816.1104 | 81.61% | 0.0009322%
6 | 11 | 14 | 2.5284e-05 | 3.1811e-05 | 757.8648 | 75.79% | 0.002411% | 6 | 11 | 14 | 2.6052e-05 | 3.2528e-05 | 757.8648 | 75.79% | 0.002465%
6 | 11 | 15 | 3.8007e-05 | 4.7819e-05 | 649.8372 | 64.98% | 0.003107% | 6 | 11 | 15 | 3.8958e-05 | 4.8642e-05 | 649.8372 | 64.98% | 0.003161%
6 | 11 | 16 | 3.6597e-05 | 4.6044e-05 | 501.8256 | 50.18% | 0.002311% | 6 | 11 | 16 | 3.7289e-05 | 4.6558e-05 | 501.8256 | 50.18% | 0.002336%
6 | 11 | 17 | 2.3457e-05 | 2.9513e-05 | 312.6576 | 31.27% | 0.0009227% | 6 | 11 | 17 | 2.3748e-05 | 2.9651e-05 | 312.6576 | 31.27% | 0.0009271%
6 | 11 | 18 | 1.9501e-05 | 2.4536e-05 | 120.8808 | 12.09% | 0.0002966% | 6 | 11 | 18 | 1.9501e-05 | 2.4349e-05 | 120.8808 | 12.09% | 0.0002943%
6 | 11 | 19 | 4.837e-06 | 6.0857e-06 | 21.3564 | 2.136% | 1.3e-05% | 6 | 11 | 19 | 4.837e-06 | 6.0395e-06 | 21.3564 | 2.136% | 1.29e-05%
6 | 11 | 20 | 1.8243e-06 | 2.2952e-06 | 0 | 0% | 0% | 6 | 11 | 20 | 1.8243e-06 | 2.2778e-06 | 0 | 0% | 0%
6 | 11 | 21 | 2.4969e-07 | 3.1415e-07 | 0 | 0% | 0% | 6 | 11 | 21 | 2.4969e-07 | 3.1176e-07 | 0 | 0% | 0%
6 | 11 | 22 | 2.1033e-08 | 2.6463e-08 | 0 | 0% | 0% | 6 | 11 | 22 | 2.1033e-08 | 2.6262e-08 | 0 | 0% | 0%
6 | 11 | 23 | 1.5444e-09 | 1.9431e-09 | 0 | 0% | 0% | 6 | 11 | 23 | 1.5444e-09 | 1.9283e-09 | 0 | 0% | 0%
6 | 12 | 0 | 0 | 0 | 0 | 0% | 0% | 6 | 12 | 0 | 0 | 0 | 0 | 0% | 0%
6 | 12 | 1 | 0 | 0 | 0 | 0% | 0% | 6 | 12 | 1 | 0 | 0 | 0 | 0% | 0%
6 | 12 | 2 | 0 | 0 | 0 | 0% | 0% | 6 | 12 | 2 | 0 | 0 | 0 | 0% | 0%
6 | 12 | 3 | 0 | 0 | 0 | 0% | 0% | 6 | 12 | 3 | 0 | 0 | 0 | 0% | 0%
6 | 12 | 4 | 0 | 0 | 0 | 0% | 0% | 6 | 12 | 4 | 0 | 0 | 0 | 0% | 0%
6 | 12 | 5 | 0 | 0 | 1.0176 | 0.1018% | 0% | 6 | 12 | 5 | 0 | 0 | 1.0176 | 0.1018% | 0%
6 | 12 | 6 | 0 | 0 | 67.0392 | 6.704% | 0% | 6 | 12 | 6 | 0 | 0 | 67.0392 | 6.704% | 0%
6 | 12 | 7 | 0 | 0 | 241.5828 | 24.16% | 0% | 6 | 12 | 7 | 0 | 0 | 241.5828 | 24.16% | 0%
6 | 12 | 8 | 2.599e-09 | 3.2699e-09 | 447.1908 | 44.72% | 1.462e-07% | 6 | 12 | 8 | 2.6658e-09 | 3.3284e-09 | 447.1908 | 44.72% | 1.488e-07%
6 | 12 | 9 | 4.4606e-08 | 5.6121e-08 | 633.03 | 63.3% | 3.553e-06% | 6 | 12 | 9 | 4.6079e-08 | 5.7534e-08 | 633.03 | 63.3% | 3.642e-06%
6 | 12 | 10 | 3.0381e-07 | 3.8225e-07 | 761.3136 | 76.13% | 2.91e-05% | 6 | 12 | 10 | 3.1495e-07 | 3.9324e-07 | 761.3136 | 76.13% | 2.994e-05%
6 | 12 | 11 | 1.7376e-06 | 2.1861e-06 | 833.3328 | 83.33% | 0.0001822% | 6 | 12 | 11 | 1.787e-06 | 2.2312e-06 | 833.3328 | 83.33% | 0.0001859%
6 | 12 | 12 | 4.9436e-06 | 6.2198e-06 | 858.8268 | 85.88% | 0.0005342% | 6 | 12 | 12 | 5.046e-06 | 6.3003e-06 | 858.8268 | 85.88% | 0.0005411%
6 | 12 | 13 | 1.8559e-05 | 2.335e-05 | 839.922 | 83.99% | 0.001961% | 6 | 12 | 13 | 1.9027e-05 | 2.3757e-05 | 839.922 | 83.99% | 0.001995%
6 | 12 | 14 | 5.368e-05 | 6.7537e-05 | 775.938 | 77.59% | 0.00524% | 6 | 12 | 14 | 5.4321e-05 | 6.7824e-05 | 775.938 | 77.59% | 0.005263%
6 | 12 | 15 | 6.7377e-05 | 8.4771e-05 | 667.9332 | 66.79% | 0.005662% | 6 | 12 | 15 | 6.7749e-05 | 8.459e-05 | 667.9332 | 66.79% | 0.00565%
6 | 12 | 16 | 5.0871e-05 | 6.4003e-05 | 501.5448 | 50.15% | 0.00321% | 6 | 12 | 16 | 5.1176e-05 | 6.3897e-05 | 501.5448 | 50.15% | 0.003205%
6 | 12 | 17 | 1.5441e-05 | 1.9427e-05 | 312.0624 | 31.21% | 0.0006062% | 6 | 12 | 17 | 1.5441e-05 | 1.9279e-05 | 312.0624 | 31.21% | 0.0006016%
6 | 12 | 18 | 2.6731e-06 | 3.3632e-06 | 119.2092 | 11.92% | 4.009e-05% | 6 | 12 | 18 | 2.6731e-06 | 3.3376e-06 | 119.2092 | 11.92% | 3.979e-05%
6 | 12 | 19 | 7.2374e-07 | 9.1057e-07 | 20.3604 | 2.036% | 1.854e-06% | 6 | 12 | 19 | 7.2374e-07 | 9.0364e-07 | 20.3604 | 2.036% | 1.84e-06%
6 | 12 | 20 | 3.9471e-07 | 4.9661e-07 | 0 | 0% | 0% | 6 | 12 | 20 | 3.9471e-07 | 4.9283e-07 | 0 | 0% | 0%
6 | 12 | 21 | 7.5009e-08 | 9.4373e-08 | 0 | 0% | 0% | 6 | 12 | 21 | 7.5009e-08 | 9.3655e-08 | 0 | 0% | 0%
6 | 12 | 22 | 1.1702e-08 | 1.4723e-08 | 0 | 0% | 0% | 6 | 12 | 22 | 1.1702e-08 | 1.4611e-08 | 0 | 0% | 0%
6 | 12 | 23 | 1.244e-09 | 1.5652e-09 | 0 | 0% | 0% | 6 | 12 | 23 | 1.244e-09 | 1.5533e-09 | 0 | 0% | 0%
6 | 13 | 0 | 0 | 0 | 0 | 0% | 0% | 6 | 13 | 0 | 0 | 0 | 0 | 0% | 0%
6 | 13 | 1 | 0 | 0 | 0 | 0% | 0% | 6 | 13 | 1 | 0 | 0 | 0 | 0% | 0%
6 | 13 | 2 | 0 | 0 | 0 | 0% | 0% | 6 | 13 | 2 | 0 | 0 | 0 | 0% | 0%
6 | 13 | 3 | 0 | 0 | 0 | 0% | 0% | 6 | 13 | 3 | 0 | 0 | 0 | 0% | 0%
6 | 13 | 4 | 0 | 0 | 0 | 0% | 0% | 6 | 13 | 4 | 0 | 0 | 0 | 0% | 0%
6 | 13 | 5 | 0 | 0 | 1.3224 | 0.1322% | 0% | 6 | 13 | 5 | 0 | 0 | 1.3224 | 0.1322% | 0%
6 | 13 | 6 | 7.3712e-10 | 9.2741e-10 | 60.0108 | 6.001% | 5.565e-09% | 6 | 13 | 6 | 7.3712e-10 | 9.2035e-10 | 60.0108 | 6.001% | 5.523e-09%
6 | 13 | 7 | 5.2344e-09 | 6.5857e-09 | 233.9556 | 23.4% | 1.541e-07% | 6 | 13 | 7 | 5.2344e-09 | 6.5356e-09 | 233.9556 | 23.4% | 1.529e-07%
6 | 13 | 8 | 3.8418e-08 | 4.8336e-08 | 435.2376 | 43.52% | 2.104e-06% | 6 | 13 | 8 | 3.8707e-08 | 4.8329e-08 | 435.2376 | 43.52% | 2.103e-06%
6 | 13 | 9 | 1.9823e-07 | 2.494e-07 | 601.3536 | 60.14% | 1.5e-05% | 6 | 13 | 9 | 2.0108e-07 | 2.5107e-07 | 601.3536 | 60.14% | 1.51e-05%
6 | 13 | 10 | 8.7489e-07 | 1.1007e-06 | 721.776 | 72.18% | 7.945e-05% | 6 | 13 | 10 | 8.9924e-07 | 1.1228e-06 | 721.776 | 72.18% | 8.104e-05%
6 | 13 | 11 | 7.881e-06 | 9.9154e-06 | 789.0228 | 78.9% | 0.0007824% | 6 | 13 | 11 | 8.1849e-06 | 1.022e-05 | 789.0228 | 78.9% | 0.0008063%
6 | 13 | 12 | 2.8516e-05 | 3.5878e-05 | 813.5352 | 81.35% | 0.002919% | 6 | 13 | 12 | 2.9564e-05 | 3.6914e-05 | 813.5352 | 81.35% | 0.003003%
6 | 13 | 13 | 9.4839e-05 | 0.00011932 | 722.0256 | 72.2% | 0.008615% | 6 | 13 | 13 | 9.7673e-05 | 0.00012195 | 722.0256 | 72.2% | 0.008805%
6 | 13 | 14 | 0.00026999 | 0.00033969 | 734.5404 | 73.45% | 0.02495% | 6 | 13 | 14 | 0.0002755 | 0.00034398 | 734.5404 | 73.45% | 0.02527%
6 | 13 | 15 | 0.00040501 | 0.00050957 | 514.728 | 51.47% | 0.02623% | 6 | 13 | 15 | 0.00041368 | 0.00051651 | 514.728 | 51.47% | 0.02659%
6 | 13 | 16 | 0.00037956 | 0.00047755 | 471.9672 | 47.2% | 0.02254% | 6 | 13 | 16 | 0.00038347 | 0.00047879 | 471.9672 | 47.2% | 0.0226%
6 | 13 | 17 | 0.00032351 | 0.00040703 | 294.39 | 29.44% | 0.01198% | 6 | 13 | 17 | 0.00032714 | 0.00040846 | 294.39 | 29.44% | 0.01202%
6 | 13 | 18 | 0.0001136 | 0.00014293 | 109.4736 | 10.95% | 0.001565% | 6 | 13 | 18 | 0.0001142 | 0.00014259 | 109.4736 | 10.95% | 0.001561%
6 | 13 | 19 | 2.4192e-05 | 3.0437e-05 | 24.7824 | 2.478% | 7.543e-05% | 6 | 13 | 19 | 2.4192e-05 | 3.0205e-05 | 24.7824 | 2.478% | 7.486e-05%
6 | 13 | 20 | 6.9372e-06 | 8.728e-06 | 0 | 0% | 0% | 6 | 13 | 20 | 6.9372e-06 | 8.6616e-06 | 0 | 0% | 0%
6 | 13 | 21 | 1.0278e-06 | 1.2932e-06 | 0 | 0% | 0% | 6 | 13 | 21 | 1.0278e-06 | 1.2833e-06 | 0 | 0% | 0%
6 | 13 | 22 | 5.6257e-08 | 7.078e-08 | 0 | 0% | 0% | 6 | 13 | 22 | 5.6257e-08 | 7.0242e-08 | 0 | 0% | 0%
6 | 13 | 23 | 4.5031e-09 | 5.6656e-09 | 0 | 0% | 0% | 6 | 13 | 23 | 4.5031e-09 | 5.6225e-09 | 0 | 0% | 0%
6 | 14 | 0 | 4.878e-10 | 6.1372e-10 | 0 | 0% | 0% | 6 | 14 | 0 | 4.878e-10 | 6.0905e-10 | 0 | 0% | 0%
6 | 14 | 1 | 0 | 0 | 0 | 0% | 0% | 6 | 14 | 1 | 0 | 0 | 0 | 0% | 0%
6 | 14 | 2 | 0 | 0 | 0 | 0% | 0% | 6 | 14 | 2 | 0 | 0 | 0 | 0% | 0%
6 | 14 | 3 | 0 | 0 | 0 | 0% | 0% | 6 | 14 | 3 | 0 | 0 | 0 | 0% | 0%
6 | 14 | 4 | 0 | 0 | 0 | 0% | 0% | 6 | 14 | 4 | 0 | 0 | 0 | 0% | 0%
6 | 14 | 5 | 0 | 0 | 0 | 0% | 0% | 6 | 14 | 5 | 0 | 0 | 0 | 0% | 0%
6 | 14 | 6 | 1.6121e-09 | 2.0283e-09 | 66.042 | 6.604% | 1.34e-08% | 6 | 14 | 6 | 1.6121e-09 | 2.0129e-09 | 66.042 | 6.604% | 1.329e-08%
6 | 14 | 7 | 1.0253e-08 | 1.29e-08 | 224.1048 | 22.41% | 2.891e-07% | 6 | 14 | 7 | 1.0329e-08 | 1.2897e-08 | 224.1048 | 22.41% | 2.89e-07%
6 | 14 | 8 | 7.3962e-08 | 9.3056e-08 | 409.014 | 40.9% | 3.806e-06% | 6 | 14 | 8 | 7.6147e-08 | 9.5075e-08 | 409.014 | 40.9% | 3.889e-06%
6 | 14 | 9 | 5.488e-07 | 6.9047e-07 | 583.6968 | 58.37% | 4.03e-05% | 6 | 14 | 9 | 5.6887e-07 | 7.1028e-07 | 583.6968 | 58.37% | 4.146e-05%
6 | 14 | 10 | 8.3467e-06 | 1.0501e-05 | 705.7728 | 70.58% | 0.0007412% | 6 | 14 | 10 | 8.6822e-06 | 1.084e-05 | 705.7728 | 70.58% | 0.0007651%
6 | 14 | 11 | 5.8872e-05 | 7.407e-05 | 778.9464 | 77.89% | 0.00577% | 6 | 14 | 11 | 6.1452e-05 | 7.6728e-05 | 778.9464 | 77.89% | 0.005977%
6 | 14 | 12 | 0.00017695 | 0.00022263 | 805.1532 | 80.52% | 0.01792% | 6 | 14 | 12 | 0.0001837 | 0.00022936 | 805.1532 | 80.52% | 0.01847%
6 | 14 | 13 | 0.0005341 | 0.00067197 | 789.6168 | 78.96% | 0.05306% | 6 | 14 | 13 | 0.00055454 | 0.00069239 | 789.6168 | 78.96% | 0.05467%
6 | 14 | 14 | 0.00073186 | 0.00092078 | 729.2856 | 72.93% | 0.06715% | 6 | 14 | 14 | 0.00075074 | 0.00093736 | 729.2856 | 72.93% | 0.06836%
6 | 14 | 15 | 0.0005603 | 0.00070495 | 627.228 | 62.72% | 0.04422% | 6 | 14 | 15 | 0.00057236 | 0.00071464 | 627.228 | 62.72% | 0.04482%
6 | 14 | 16 | 0.00012613 | 0.00015869 | 481.6464 | 48.16% | 0.007643% | 6 | 14 | 16 | 0.0001275 | 0.0001592 | 481.6464 | 48.16% | 0.007668%
6 | 14 | 17 | 2.634e-05 | 3.3139e-05 | 271.3536 | 27.14% | 0.0008992% | 6 | 14 | 17 | 2.6505e-05 | 3.3093e-05 | 271.3536 | 27.14% | 0.000898%
6 | 14 | 18 | 3.0042e-06 | 3.7798e-06 | 103.1592 | 10.32% | 3.899e-05% | 6 | 14 | 18 | 3.0042e-06 | 3.751e-06 | 103.1592 | 10.32% | 3.87e-05%
6 | 14 | 19 | 7.0867e-07 | 8.9161e-07 | 24.0828 | 2.408% | 2.147e-06% | 6 | 14 | 19 | 7.0867e-07 | 8.8483e-07 | 24.0828 | 2.408% | 2.131e-06%
6 | 14 | 20 | 4.0555e-07 | 5.1024e-07 | 0 | 0% | 0% | 6 | 14 | 20 | 4.0555e-07 | 5.0636e-07 | 0 | 0% | 0%
6 | 14 | 21 | 1.1481e-07 | 1.4445e-07 | 0 | 0% | 0% | 6 | 14 | 21 | 1.1481e-07 | 1.4335e-07 | 0 | 0% | 0%
6 | 14 | 22 | 1.2649e-08 | 1.5915e-08 | 0 | 0% | 0% | 6 | 14 | 22 | 1.2649e-08 | 1.5794e-08 | 0 | 0% | 0%
6 | 14 | 23 | 1.244e-09 | 1.5652e-09 | 0 | 0% | 0% | 6 | 14 | 23 | 1.244e-09 | 1.5533e-09 | 0 | 0% | 0%
6 | 15 | 0 | 0 | 0 | 0 | 0% | 0% | 6 | 15 | 0 | 0 | 0 | 0 | 0% | 0%
6 | 15 | 1 | 0 | 0 | 0 | 0% | 0% | 6 | 15 | 1 | 0 | 0 | 0 | 0% | 0%
6 | 15 | 2 | 0 | 0 | 0 | 0% | 0% | 6 | 15 | 2 | 0 | 0 | 0 | 0% | 0%
6 | 15 | 3 | 0 | 0 | 0 | 0% | 0% | 6 | 15 | 3 | 0 | 0 | 0 | 0% | 0%
6 | 15 | 4 | 0 | 0 | 0 | 0% | 0% | 6 | 15 | 4 | 0 | 0 | 0 | 0% | 0%
6 | 15 | 5 | 0 | 0 | 1.3188 | 0.1319% | 0% | 6 | 15 | 5 | 0 | 0 | 1.3188 | 0.1319% | 0%
6 | 15 | 6 | 4.3938e-09 | 5.528e-09 | 61.086 | 6.109% | 3.377e-08% | 6 | 15 | 6 | 4.3938e-09 | 5.486e-09 | 61.086 | 6.109% | 3.351e-08%
6 | 15 | 7 | 1.6015e-08 | 2.0149e-08 | 237.1968 | 23.72% | 4.779e-07% | 6 | 15 | 7 | 1.6262e-08 | 2.0305e-08 | 237.1968 | 23.72% | 4.816e-07%
6 | 15 | 8 | 1.404e-07 | 1.7664e-07 | 416.5848 | 41.66% | 7.359e-06% | 6 | 15 | 8 | 1.4137e-07 | 1.7651e-07 | 416.5848 | 41.66% | 7.353e-06%
6 | 15 | 9 | 1.1248e-06 | 1.4152e-06 | 627.8424 | 62.78% | 8.885e-05% | 6 | 15 | 9 | 1.1475e-06 | 1.4328e-06 | 627.8424 | 62.78% | 8.996e-05%
6 | 15 | 10 | 6.0798e-06 | 7.6493e-06 | 751.8888 | 75.19% | 0.0005751% | 6 | 15 | 10 | 6.2305e-06 | 7.7793e-06 | 751.8888 | 75.19% | 0.0005849%
6 | 15 | 11 | 3.2229e-05 | 4.0549e-05 | 740.316 | 74.03% | 0.003002% | 6 | 15 | 11 | 3.3056e-05 | 4.1273e-05 | 740.316 | 74.03% | 0.003055%
6 | 15 | 12 | 0.00013242 | 0.0001666 | 775.2696 | 77.53% | 0.01292% | 6 | 15 | 12 | 0.00013463 | 0.0001681 | 775.2696 | 77.53% | 0.01303%
6 | 15 | 13 | 0.0001522 | 0.00019149 | 758.1084 | 75.81% | 0.01452% | 6 | 15 | 13 | 0.00015479 | 0.00019326 | 758.1084 | 75.81% | 0.01465%
6 | 15 | 14 | 0.00022498 | 0.00028305 | 761.8212 | 76.18% | 0.02156% | 6 | 15 | 14 | 0.00022869 | 0.00028553 | 761.8212 | 76.18% | 0.02175%
6 | 15 | 15 | 0.00013921 | 0.00017515 | 661.98 | 66.2% | 0.01159% | 6 | 15 | 15 | 0.00013921 | 0.00017382 | 661.98 | 66.2% | 0.01151%
6 | 15 | 16 | 6.1796e-05 | 7.7749e-05 | 508.2576 | 50.83% | 0.003952% | 6 | 15 | 16 | 6.1796e-05 | 7.7158e-05 | 508.2576 | 50.83% | 0.003922%
6 | 15 | 17 | 1.9006e-05 | 2.3912e-05 | 318.0036 | 31.8% | 0.0007604% | 6 | 15 | 17 | 1.9127e-05 | 2.3881e-05 | 318.0036 | 31.8% | 0.0007594%
6 | 15 | 18 | 7.9695e-06 | 1.0027e-05 | 121.8336 | 12.18% | 0.0001222% | 6 | 15 | 18 | 7.9695e-06 | 9.9506e-06 | 121.8336 | 12.18% | 0.0001212%
6 | 15 | 19 | 3.0443e-06 | 3.8302e-06 | 22.6596 | 2.266% | 8.679e-06% | 6 | 15 | 19 | 3.0443e-06 | 3.801e-06 | 22.6596 | 2.266% | 8.613e-06%
6 | 15 | 20 | 7.187e-07 | 9.0423e-07 | 0 | 0% | 0% | 6 | 15 | 20 | 7.187e-07 | 8.9735e-07 | 0 | 0% | 0%
6 | 15 | 21 | 1.1311e-07 | 1.4231e-07 | 0 | 0% | 0% | 6 | 15 | 21 | 1.1311e-07 | 1.4123e-07 | 0 | 0% | 0%
6 | 15 | 22 | 1.1787e-08 | 1.483e-08 | 0 | 0% | 0% | 6 | 15 | 22 | 1.1787e-08 | 1.4717e-08 | 0 | 0% | 0%
6 | 15 | 23 | 1.0354e-09 | 1.3028e-09 | 0 | 0% | 0% | 6 | 15 | 23 | 1.0354e-09 | 1.2928e-09 | 0 | 0% | 0%
6 | 16 | 0 | 0 | 0 | 0 | 0% | 0% | 6 | 16 | 0 | 0 | 0 | 0 | 0% | 0%
6 | 16 | 1 | 0 | 0 | 0 | 0% | 0% | 6 | 16 | 1 | 0 | 0 | 0 | 0% | 0%
6 | 16 | 2 | 0 | 0 | 0 | 0% | 0% | 6 | 16 | 2 | 0 | 0 | 0 | 0% | 0%
6 | 16 | 3 | 0 | 0 | 0 | 0% | 0% | 6 | 16 | 3 | 0 | 0 | 0 | 0% | 0%
6 | 16 | 4 | 0 | 0 | 0 | 0% | 0% | 6 | 16 | 4 | 0 | 0 | 0 | 0% | 0%
6 | 16 | 5 | 0 | 0 | 1.3212 | 0.1321% | 0% | 6 | 16 | 5 | 0 | 0 | 1.3212 | 0.1321% | 0%
6 | 16 | 6 | 1.6945e-09 | 2.1319e-09 | 60.3996 | 6.04% | 1.288e-08% | 6 | 16 | 6 | 1.6945e-09 | 2.1157e-09 | 60.3996 | 6.04% | 1.278e-08%
6 | 16 | 7 | 1.3587e-08 | 1.7094e-08 | 232.6272 | 23.26% | 3.977e-07% | 6 | 16 | 7 | 1.3587e-08 | 1.6964e-08 | 232.6272 | 23.26% | 3.946e-07%
6 | 16 | 8 | 1.0244e-07 | 1.2888e-07 | 426.0096 | 42.6% | 5.491e-06% | 6 | 16 | 8 | 1.0324e-07 | 1.289e-07 | 426.0096 | 42.6% | 5.491e-06%
6 | 16 | 9 | 7.9286e-07 | 9.9754e-07 | 596.2308 | 59.62% | 5.948e-05% | 6 | 16 | 9 | 8.0421e-07 | 1.0041e-06 | 596.2308 | 59.62% | 5.987e-05%
6 | 16 | 10 | 1.1801e-05 | 1.4847e-05 | 711.9984 | 71.2% | 0.001057% | 6 | 16 | 10 | 1.2103e-05 | 1.5112e-05 | 711.9984 | 71.2% | 0.001076%
6 | 16 | 11 | 0.0001262 | 0.00015878 | 781.4316 | 78.14% | 0.01241% | 6 | 16 | 11 | 0.00012898 | 0.00016105 | 781.4316 | 78.14% | 0.01258%
6 | 16 | 12 | 0.00048361 | 0.00060845 | 804.3336 | 80.43% | 0.04894% | 6 | 16 | 12 | 0.0004944 | 0.0006173 | 804.3336 | 80.43% | 0.04965%
6 | 16 | 13 | 0.0012035 | 0.0015142 | 784.6968 | 78.47% | 0.1188% | 6 | 16 | 13 | 0.0012224 | 0.0015262 | 784.6968 | 78.47% | 0.1198%
6 | 16 | 14 | 0.0029157 | 0.0036683 | 723.4356 | 72.34% | 0.2654% | 6 | 16 | 14 | 0.0029416 | 0.0036728 | 723.4356 | 72.34% | 0.2657%
6 | 16 | 15 | 0.0034563 | 0.0043486 | 622.4448 | 62.24% | 0.2707% | 6 | 16 | 15 | 0.0034715 | 0.0043345 | 622.4448 | 62.24% | 0.2698%
6 | 16 | 16 | 0.0029403 | 0.0036993 | 476.6904 | 47.67% | 0.1763% | 6 | 16 | 16 | 0.0029534 | 0.0036876 | 476.6904 | 47.67% | 0.1758%
6 | 16 | 17 | 0.0023052 | 0.0029003 | 300.9708 | 30.1% | 0.08729% | 6 | 16 | 17 | 0.0023052 | 0.0028783 | 300.9708 | 30.1% | 0.08663%
6 | 16 | 18 | 0.0010102 | 0.0012709 | 125.8212 | 12.58% | 0.01599% | 6 | 16 | 18 | 0.0010102 | 0.0012613 | 125.8212 | 12.58% | 0.01587%
6 | 16 | 19 | 0.00021386 | 0.00026907 | 25.074 | 2.507% | 0.0006747% | 6 | 16 | 19 | 0.00021386 | 0.00026702 | 25.074 | 2.507% | 0.0006695%
6 | 16 | 20 | 5.2377e-05 | 6.5898e-05 | 0 | 0% | 0% | 6 | 16 | 20 | 5.2377e-05 | 6.5396e-05 | 0 | 0% | 0%
6 | 16 | 21 | 7.9189e-06 | 9.9632e-06 | 0 | 0% | 0% | 6 | 16 | 21 | 7.9189e-06 | 9.8874e-06 | 0 | 0% | 0%
6 | 16 | 22 | 5.401e-07 | 6.7953e-07 | 0 | 0% | 0% | 6 | 16 | 22 | 5.401e-07 | 6.7437e-07 | 0 | 0% | 0%
6 | 16 | 23 | 4.3846e-08 | 5.5165e-08 | 0 | 0% | 0% | 6 | 16 | 23 | 4.3846e-08 | 5.4745e-08 | 0 | 0% | 0%
6 | 17 | 0 | 4.5828e-09 | 5.7659e-09 | 0 | 0% | 0% | 6 | 17 | 0 | 4.5828e-09 | 5.722e-09 | 0 | 0% | 0%
6 | 17 | 1 | 8.4917e-10 | 1.0684e-09 | 0 | 0% | 0% | 6 | 17 | 1 | 8.4917e-10 | 1.0603e-09 | 0 | 0% | 0%
6 | 17 | 2 | 0 | 0 | 0 | 0% | 0% | 6 | 17 | 2 | 0 | 0 | 0 | 0% | 0%
6 | 17 | 3 | 0 | 0 | 0 | 0% | 0% | 6 | 17 | 3 | 0 | 0 | 0 | 0% | 0%
6 | 17 | 4 | 0 | 0 | 0 | 0% | 0% | 6 | 17 | 4 | 0 | 0 | 0 | 0% | 0%
6 | 17 | 5 | 0 | 0 | 0 | 0% | 0% | 6 | 17 | 5 | 0 | 0 | 0 | 0% | 0%
6 | 17 | 6 | 1.6945e-09 | 2.1319e-09 | 70.6104 | 7.061% | 1.505e-08% | 6 | 17 | 6 | 1.6945e-09 | 2.1157e-09 | 70.6104 | 7.061% | 1.494e-08%
6 | 17 | 7 | 3.9716e-09 | 4.9969e-09 | 224.4192 | 22.44% | 1.121e-07% | 6 | 17 | 7 | 3.9716e-09 | 4.9589e-09 | 224.4192 | 22.44% | 1.113e-07%
6 | 17 | 8 | 1.8567e-08 | 2.336e-08 | 406.7088 | 40.67% | 9.501e-07% | 6 | 17 | 8 | 1.8567e-08 | 2.3182e-08 | 406.7088 | 40.67% | 9.428e-07%
6 | 17 | 9 | 6.0482e-08 | 7.6095e-08 | 573.3708 | 57.34% | 4.363e-06% | 6 | 17 | 9 | 6.0923e-08 | 7.6068e-08 | 573.3708 | 57.34% | 4.362e-06%
6 | 17 | 10 | 1.7455e-07 | 2.1962e-07 | 680.7468 | 68.07% | 1.495e-05% | 6 | 17 | 10 | 1.7592e-07 | 2.1965e-07 | 680.7468 | 68.07% | 1.495e-05%
6 | 17 | 11 | 7.1907e-07 | 9.047e-07 | 751.7808 | 75.18% | 6.801e-05% | 6 | 17 | 11 | 7.2902e-07 | 9.1023e-07 | 751.7808 | 75.18% | 6.843e-05%
6 | 17 | 12 | 1.3983e-06 | 1.7593e-06 | 612.2484 | 61.22% | 0.0001077% | 6 | 17 | 12 | 1.4386e-06 | 1.7962e-06 | 612.2484 | 61.22% | 0.00011%
6 | 17 | 13 | 2.1651e-06 | 2.724e-06 | 763.9164 | 76.39% | 0.0002081% | 6 | 17 | 13 | 2.2087e-06 | 2.7578e-06 | 763.9164 | 76.39% | 0.0002107%
6 | 17 | 14 | 3.3425e-06 | 4.2053e-06 | 703.584 | 70.36% | 0.0002959% | 6 | 17 | 14 | 3.3851e-06 | 4.2266e-06 | 703.584 | 70.36% | 0.0002974%
6 | 17 | 15 | 3.2564e-06 | 4.0971e-06 | 603.4296 | 60.34% | 0.0002472% | 6 | 17 | 15 | 3.2984e-06 | 4.1184e-06 | 603.4296 | 60.34% | 0.0002485%
6 | 17 | 16 | 4.1656e-06 | 5.241e-06 | 450.654 | 45.07% | 0.0002362% | 6 | 17 | 16 | 4.1941e-06 | 5.2367e-06 | 450.654 | 45.07% | 0.000236%
6 | 17 | 17 | 3.1704e-06 | 3.9888e-06 | 288.2964 | 28.83% | 0.000115% | 6 | 17 | 17 | 3.1704e-06 | 3.9585e-06 | 288.2964 | 28.83% | 0.0001141%
6 | 17 | 18 | 1.5452e-06 | 1.9441e-06 | 126.7644 | 12.68% | 2.464e-05% | 6 | 17 | 18 | 1.5452e-06 | 1.9293e-06 | 126.7644 | 12.68% | 2.446e-05%
6 | 17 | 19 | 5.2496e-07 | 6.6048e-07 | 25.4388 | 2.544% | 1.68e-06% | 6 | 17 | 19 | 5.2496e-07 | 6.5546e-07 | 25.4388 | 2.544% | 1.667e-06%
6 | 17 | 20 | 2.1585e-07 | 2.7157e-07 | 0 | 0% | 0% | 6 | 17 | 20 | 2.1585e-07 | 2.6951e-07 | 0 | 0% | 0%
6 | 17 | 21 | 6.5172e-08 | 8.1996e-08 | 0 | 0% | 0% | 6 | 17 | 21 | 6.5172e-08 | 8.1372e-08 | 0 | 0% | 0%
6 | 17 | 22 | 6.598e-09 | 8.3012e-09 | 0 | 0% | 0% | 6 | 17 | 22 | 6.598e-09 | 8.2381e-09 | 0 | 0% | 0%
6 | 17 | 23 | 3.2264e-10 | 4.0593e-10 | 0 | 0% | 0% | 6 | 17 | 23 | 3.2264e-10 | 4.0284e-10 | 0 | 0% | 0%
6 | 18 | 0 | 0 | 0 | 0 | 0% | 0% | 6 | 18 | 0 | 0 | 0 | 0 | 0% | 0%
6 | 18 | 1 | 0 | 0 | 0 | 0% | 0% | 6 | 18 | 1 | 0 | 0 | 0 | 0% | 0%
6 | 18 | 2 | 0 | 0 | 0 | 0% | 0% | 6 | 18 | 2 | 0 | 0 | 0 | 0% | 0%
6 | 18 | 3 | 0 | 0 | 0 | 0% | 0% | 6 | 18 | 3 | 0 | 0 | 0 | 0% | 0%
6 | 18 | 4 | 0 | 0 | 0 | 0% | 0% | 6 | 18 | 4 | 0 | 0 | 0 | 0% | 0%
6 | 18 | 5 | 0 | 0 | 0 | 0% | 0% | 6 | 18 | 5 | 0 | 0 | 0 | 0% | 0%
6 | 18 | 6 | 0 | 0 | 66.8292 | 6.683% | 0% | 6 | 18 | 6 | 0 | 0 | 66.8292 | 6.683% | 0%
6 | 18 | 7 | 0 | 0 | 228.5724 | 22.86% | 0% | 6 | 18 | 7 | 0 | 0 | 228.5724 | 22.86% | 0%
6 | 18 | 8 | 8.5038e-10 | 1.0699e-09 | 414.1476 | 41.41% | 4.431e-08% | 6 | 18 | 8 | 8.5038e-10 | 1.0618e-09 | 414.1476 | 41.41% | 4.397e-08%
6 | 18 | 9 | 9.6199e-09 | 1.2103e-08 | 566.3088 | 56.63% | 6.854e-07% | 6 | 18 | 9 | 9.701e-09 | 1.2112e-08 | 566.3088 | 56.63% | 6.859e-07%
6 | 18 | 10 | 4.8751e-08 | 6.1336e-08 | 494.682 | 49.47% | 3.034e-06% | 6 | 18 | 10 | 4.9562e-08 | 6.1883e-08 | 494.682 | 49.47% | 3.061e-06%
6 | 18 | 11 | 1.9108e-07 | 2.4041e-07 | 599.4072 | 59.94% | 1.441e-05% | 6 | 18 | 11 | 1.9532e-07 | 2.4387e-07 | 599.4072 | 59.94% | 1.462e-05%
6 | 18 | 12 | 5.452e-07 | 6.8594e-07 | 265.11 | 26.51% | 1.819e-05% | 6 | 18 | 12 | 5.612e-07 | 7.0071e-07 | 265.11 | 26.51% | 1.858e-05%
6 | 18 | 13 | 1.5359e-06 | 1.9324e-06 | 305.3304 | 30.53% | 5.9e-05% | 6 | 18 | 13 | 1.5811e-06 | 1.9741e-06 | 305.3304 | 30.53% | 6.028e-05%
6 | 18 | 14 | 3.5473e-06 | 4.463e-06 | 607.296 | 60.73% | 0.000271% | 6 | 18 | 14 | 3.5956e-06 | 4.4894e-06 | 607.296 | 60.73% | 0.0002726%
6 | 18 | 15 | 7.0716e-06 | 8.8971e-06 | 606.6384 | 60.66% | 0.0005397% | 6 | 18 | 15 | 7.1158e-06 | 8.8847e-06 | 606.6384 | 60.66% | 0.000539%
6 | 18 | 16 | 7.976e-06 | 1.0035e-05 | 449.0772 | 44.91% | 0.0004506% | 6 | 18 | 16 | 8.0282e-06 | 1.0024e-05 | 449.0772 | 44.91% | 0.0004501%
6 | 18 | 17 | 6.3815e-06 | 8.0289e-06 | 258.7932 | 25.88% | 0.0002078% | 6 | 18 | 17 | 6.3815e-06 | 7.9678e-06 | 258.7932 | 25.88% | 0.0002062%
6 | 18 | 18 | 2.9838e-06 | 3.7541e-06 | 92.4228 | 9.242% | 3.47e-05% | 6 | 18 | 18 | 2.9838e-06 | 3.7256e-06 | 92.4228 | 9.242% | 3.443e-05%
6 | 18 | 19 | 8.261e-07 | 1.0394e-06 | 20.6544 | 2.065% | 2.147e-06% | 6 | 18 | 19 | 8.261e-07 | 1.0315e-06 | 20.6544 | 2.065% | 2.13e-06%
6 | 18 | 20 | 1.8657e-07 | 2.3473e-07 | 0 | 0% | 0% | 6 | 18 | 20 | 1.8657e-07 | 2.3295e-07 | 0 | 0% | 0%
6 | 18 | 21 | 3.6052e-08 | 4.5359e-08 | 0 | 0% | 0% | 6 | 18 | 21 | 3.6052e-08 | 4.5014e-08 | 0 | 0% | 0%
6 | 18 | 22 | 3.0486e-09 | 3.8355e-09 | 0 | 0% | 0% | 6 | 18 | 22 | 3.0486e-09 | 3.8064e-09 | 0 | 0% | 0%
6 | 18 | 23 | 0 | 0 | 0 | 0% | 0% | 6 | 18 | 23 | 0 | 0 | 0 | 0% | 0%
6 | 19 | 0 | 0 | 0 | 0 | 0% | 0% | 6 | 19 | 0 | 0 | 0 | 0 | 0% | 0%
6 | 19 | 1 | 0 | 0 | 0 | 0% | 0% | 6 | 19 | 1 | 0 | 0 | 0 | 0% | 0%
6 | 19 | 2 | 0 | 0 | 0 | 0% | 0% | 6 | 19 | 2 | 0 | 0 | 0 | 0% | 0%
6 | 19 | 3 | 0 | 0 | 0 | 0% | 0% | 6 | 19 | 3 | 0 | 0 | 0 | 0% | 0%
6 | 19 | 4 | 0 | 0 | 0 | 0% | 0% | 6 | 19 | 4 | 0 | 0 | 0 | 0% | 0%
6 | 19 | 5 | 0 | 0 | 0 | 0% | 0% | 6 | 19 | 5 | 0 | 0 | 0 | 0% | 0%
6 | 19 | 6 | 0 | 0 | 0.7488 | 0.07488% | 0% | 6 | 19 | 6 | 0 | 0 | 0.7488 | 0.07488% | 0%
6 | 19 | 7 | 0 | 0 | 221.6604 | 22.17% | 0% | 6 | 19 | 7 | 0 | 0 | 221.6604 | 22.17% | 0%
6 | 19 | 8 | 0 | 0 | 302.2608 | 30.23% | 0% | 6 | 19 | 8 | 0 | 0 | 302.2608 | 30.23% | 0%
6 | 19 | 9 | 2.2336e-09 | 2.8102e-09 | 271.4232 | 27.14% | 7.628e-08% | 6 | 19 | 9 | 2.2731e-09 | 2.8381e-09 | 271.4232 | 27.14% | 7.703e-08%
6 | 19 | 10 | 1.8874e-08 | 2.3746e-08 | 500.2896 | 50.03% | 1.188e-06% | 6 | 19 | 10 | 1.932e-08 | 2.4122e-08 | 500.2896 | 50.03% | 1.207e-06%
6 | 19 | 11 | 8.8457e-08 | 1.1129e-07 | 544.3968 | 54.44% | 6.059e-06% | 6 | 19 | 11 | 9.1147e-08 | 1.138e-07 | 544.3968 | 54.44% | 6.196e-06%
6 | 19 | 12 | 3.7865e-07 | 4.764e-07 | 396.9816 | 39.7% | 1.891e-05% | 6 | 19 | 12 | 3.9255e-07 | 4.9013e-07 | 396.9816 | 39.7% | 1.946e-05%
6 | 19 | 13 | 9.5183e-07 | 1.1975e-06 | 322.0656 | 32.21% | 3.857e-05% | 6 | 19 | 13 | 9.782e-07 | 1.2214e-06 | 322.0656 | 32.21% | 3.934e-05%
6 | 19 | 14 | 3.4327e-06 | 4.3189e-06 | 421.3008 | 42.13% | 0.000182% | 6 | 19 | 14 | 3.5008e-06 | 4.3711e-06 | 421.3008 | 42.13% | 0.0001842%
6 | 19 | 15 | 5.1786e-06 | 6.5155e-06 | 424.6752 | 42.47% | 0.0002767% | 6 | 19 | 15 | 5.2822e-06 | 6.5952e-06 | 424.6752 | 42.47% | 0.0002801%
6 | 19 | 16 | 7.8241e-06 | 9.8439e-06 | 389.7228 | 38.97% | 0.0003836% | 6 | 19 | 16 | 7.8756e-06 | 9.8333e-06 | 389.7228 | 38.97% | 0.0003832%
6 | 19 | 17 | 9.7419e-06 | 1.2257e-05 | 264.7224 | 26.47% | 0.0003245% | 6 | 19 | 17 | 9.7419e-06 | 1.2164e-05 | 264.7224 | 26.47% | 0.000322%
6 | 19 | 18 | 5.2458e-06 | 6.6e-06 | 113.9316 | 11.39% | 7.519e-05% | 6 | 19 | 18 | 5.2458e-06 | 6.5498e-06 | 113.9316 | 11.39% | 7.462e-05%
6 | 19 | 19 | 2.0511e-06 | 2.5805e-06 | 24.342 | 2.434% | 6.282e-06% | 6 | 19 | 19 | 2.0511e-06 | 2.5609e-06 | 24.342 | 2.434% | 6.234e-06%
6 | 19 | 20 | 1.0203e-06 | 1.2837e-06 | 0 | 0% | 0% | 6 | 19 | 20 | 1.0203e-06 | 1.274e-06 | 0 | 0% | 0%
6 | 19 | 21 | 2.1736e-07 | 2.7347e-07 | 0 | 0% | 0% | 6 | 19 | 21 | 2.1736e-07 | 2.7139e-07 | 0 | 0% | 0%
6 | 19 | 22 | 2.7604e-08 | 3.473e-08 | 0 | 0% | 0% | 6 | 19 | 22 | 2.7604e-08 | 3.4465e-08 | 0 | 0% | 0%
6 | 19 | 23 | 3.1502e-09 | 3.9634e-09 | 0 | 0% | 0% | 6 | 19 | 23 | 3.1502e-09 | 3.9332e-09 | 0 | 0% | 0%
6 | 20 | 0 | 0 | 0 | 0 | 0% | 0% | 6 | 20 | 0 | 0 | 0 | 0 | 0% | 0%
6 | 20 | 1 | 0 | 0 | 0 | 0% | 0% | 6 | 20 | 1 | 0 | 0 | 0 | 0% | 0%
6 | 20 | 2 | 0 | 0 | 0 | 0% | 0% | 6 | 20 | 2 | 0 | 0 | 0 | 0% | 0%
6 | 20 | 3 | 0 | 0 | 0 | 0% | 0% | 6 | 20 | 3 | 0 | 0 | 0 | 0% | 0%
6 | 20 | 4 | 0 | 0 | 0 | 0% | 0% | 6 | 20 | 4 | 0 | 0 | 0 | 0% | 0%
6 | 20 | 5 | 5.5313e-10 | 6.9593e-10 | 0 | 0% | 0% | 6 | 20 | 5 | 5.5313e-10 | 6.9063e-10 | 0 | 0% | 0%
6 | 20 | 6 | 5.0239e-09 | 6.3209e-09 | 56.4216 | 5.642% | 3.566e-08% | 6 | 20 | 6 | 5.0239e-09 | 6.2728e-09 | 56.4216 | 5.642% | 3.539e-08%
6 | 20 | 7 | 2.3088e-08 | 2.9049e-08 | 205.6992 | 20.57% | 5.975e-07% | 6 | 20 | 7 | 2.3263e-08 | 2.9045e-08 | 205.6992 | 20.57% | 5.975e-07%
6 | 20 | 8 | 1.9948e-07 | 2.5098e-07 | 451.8132 | 45.18% | 1.134e-05% | 6 | 20 | 8 | 1.9948e-07 | 2.4907e-07 | 451.8132 | 45.18% | 1.125e-05%
6 | 20 | 9 | 1.546e-06 | 1.9451e-06 | 632.6208 | 63.26% | 0.0001231% | 6 | 20 | 9 | 1.546e-06 | 1.9303e-06 | 632.6208 | 63.26% | 0.0001221%
6 | 20 | 10 | 1.0368e-05 | 1.3044e-05 | 674.9592 | 67.5% | 0.0008804% | 6 | 20 | 10 | 1.0431e-05 | 1.3024e-05 | 674.9592 | 67.5% | 0.0008791%
6 | 20 | 11 | 8.2543e-05 | 0.00010385 | 733.938 | 73.39% | 0.007622% | 6 | 20 | 11 | 8.3031e-05 | 0.00010367 | 733.938 | 73.39% | 0.007609%
6 | 20 | 12 | 0.00035246 | 0.00044345 | 761.5332 | 76.15% | 0.03377% | 6 | 20 | 12 | 0.00036062 | 0.00045026 | 761.5332 | 76.15% | 0.03429%
6 | 20 | 13 | 0.00085249 | 0.0010726 | 828.666 | 82.87% | 0.08888% | 6 | 20 | 13 | 0.00086611 | 0.0010814 | 828.666 | 82.87% | 0.08961%
6 | 20 | 14 | 0.0014041 | 0.0017666 | 768.7392 | 76.87% | 0.1358% | 6 | 20 | 14 | 0.0014306 | 0.0017862 | 768.7392 | 76.87% | 0.1373%
6 | 20 | 15 | 0.0014112 | 0.0017755 | 668.0508 | 66.81% | 0.1186% | 6 | 20 | 15 | 0.0014246 | 0.0017788 | 668.0508 | 66.81% | 0.1188%
6 | 20 | 16 | 0.0019864 | 0.0024991 | 466.6116 | 46.66% | 0.1166% | 6 | 20 | 16 | 0.0019864 | 0.0024801 | 466.6116 | 46.66% | 0.1157%
6 | 20 | 17 | 0.0014036 | 0.0017659 | 280.9092 | 28.09% | 0.04961% | 6 | 20 | 17 | 0.0014104 | 0.001761 | 280.9092 | 28.09% | 0.04947%
6 | 20 | 18 | 0.00060246 | 0.00075799 | 114.9156 | 11.49% | 0.00871% | 6 | 20 | 18 | 0.00060246 | 0.00075223 | 114.9156 | 11.49% | 0.008644%
6 | 20 | 19 | 0.0001927 | 0.00024245 | 22.5708 | 2.257% | 0.0005472% | 6 | 20 | 19 | 0.0001927 | 0.0002406 | 22.5708 | 2.257% | 0.0005431%
6 | 20 | 20 | 7.8777e-05 | 9.9113e-05 | 0 | 0% | 0% | 6 | 20 | 20 | 7.8777e-05 | 9.8359e-05 | 0 | 0% | 0%
6 | 20 | 21 | 9.0168e-06 | 1.1345e-05 | 0 | 0% | 0% | 6 | 20 | 21 | 9.0168e-06 | 1.1258e-05 | 0 | 0% | 0%
6 | 20 | 22 | 7.187e-07 | 9.0423e-07 | 0 | 0% | 0% | 6 | 20 | 22 | 7.187e-07 | 8.9735e-07 | 0 | 0% | 0%
6 | 20 | 23 | 9.1755e-08 | 1.1544e-07 | 0 | 0% | 0% | 6 | 20 | 23 | 9.1755e-08 | 1.1456e-07 | 0 | 0% | 0%
6 | 21 | 0 | 1.6537e-08 | 2.0805e-08 | 0 | 0% | 0% | 6 | 21 | 0 | 1.6537e-08 | 2.0647e-08 | 0 | 0% | 0%
6 | 21 | 1 | 5.2313e-09 | 6.5818e-09 | 0 | 0% | 0% | 6 | 21 | 1 | 5.2313e-09 | 6.5317e-09 | 0 | 0% | 0%
6 | 21 | 2 | 2.1132e-09 | 2.6587e-09 | 0 | 0% | 0% | 6 | 21 | 2 | 2.1132e-09 | 2.6385e-09 | 0 | 0% | 0%
6 | 21 | 3 | 1.2337e-09 | 1.5522e-09 | 0 | 0% | 0% | 6 | 21 | 3 | 1.2337e-09 | 1.5404e-09 | 0 | 0% | 0%
6 | 21 | 4 | 2.799e-09 | 3.5215e-09 | 0 | 0% | 0% | 6 | 21 | 4 | 2.799e-09 | 3.4948e-09 | 0 | 0% | 0%
6 | 21 | 5 | 8.0539e-09 | 1.0133e-08 | 0 | 0% | 0% | 6 | 21 | 5 | 8.0539e-09 | 1.0056e-08 | 0 | 0% | 0%
6 | 21 | 6 | 5.5834e-08 | 7.0247e-08 | 56.9664 | 5.697% | 4.002e-07% | 6 | 21 | 6 | 5.6268e-08 | 7.0255e-08 | 56.9664 | 5.697% | 4.002e-07%
6 | 21 | 7 | 4.7231e-07 | 5.9423e-07 | 229.3644 | 22.94% | 1.363e-05% | 6 | 21 | 7 | 4.7557e-07 | 5.9379e-07 | 229.3644 | 22.94% | 1.362e-05%
6 | 21 | 8 | 3.4304e-06 | 4.316e-06 | 428.8704 | 42.89% | 0.0001851% | 6 | 21 | 8 | 3.4985e-06 | 4.3681e-06 | 428.8704 | 42.89% | 0.0001873%
6 | 21 | 9 | 2.9735e-05 | 3.7411e-05 | 608.5896 | 60.86% | 0.002277% | 6 | 21 | 9 | 3.0473e-05 | 3.8048e-05 | 608.5896 | 60.86% | 0.002316%
6 | 21 | 10 | 0.0002455 | 0.00030888 | 702.7248 | 70.27% | 0.02171% | 6 | 21 | 10 | 0.00025489 | 0.00031825 | 702.7248 | 70.27% | 0.02236%
6 | 21 | 11 | 0.0006179 | 0.00077741 | 770.4672 | 77.05% | 0.0599% | 6 | 21 | 11 | 0.00063656 | 0.00079479 | 770.4672 | 77.05% | 0.06124%
6 | 21 | 12 | 0.00093983 | 0.0011824 | 793.734 | 79.37% | 0.09385% | 6 | 21 | 12 | 0.00096783 | 0.0012084 | 793.734 | 79.37% | 0.09592%
6 | 21 | 13 | 0.00059036 | 0.00074276 | 779.7228 | 77.97% | 0.05792% | 6 | 21 | 13 | 0.00060586 | 0.00075646 | 779.7228 | 77.97% | 0.05898%
6 | 21 | 14 | 0.00075852 | 0.00095433 | 750.516 | 75.05% | 0.07162% | 6 | 21 | 14 | 0.00077129 | 0.00096302 | 750.516 | 75.05% | 0.07228%
6 | 21 | 15 | 0.00037099 | 0.00046677 | 652.1796 | 65.22% | 0.03044% | 6 | 21 | 15 | 0.00037531 | 0.0004686 | 652.1796 | 65.22% | 0.03056%
6 | 21 | 16 | 0.00037951 | 0.00047748 | 504.3048 | 50.43% | 0.02408% | 6 | 21 | 16 | 0.00037951 | 0.00047385 | 504.3048 | 50.43% | 0.0239%
6 | 21 | 17 | 0.00022731 | 0.00028599 | 308.814 | 30.88% | 0.008832% | 6 | 21 | 17 | 0.00022731 | 0.00028382 | 308.814 | 30.88% | 0.008765%
6 | 21 | 18 | 0.00013092 | 0.00016472 | 119.736 | 11.97% | 0.001972% | 6 | 21 | 18 | 0.00013092 | 0.00016347 | 119.736 | 11.97% | 0.001957%
6 | 21 | 19 | 3.9892e-05 | 5.019e-05 | 21.1812 | 2.118% | 0.0001063% | 6 | 21 | 19 | 3.9892e-05 | 4.9809e-05 | 21.1812 | 2.118% | 0.0001055%
6 | 21 | 20 | 8.8415e-06 | 1.1124e-05 | 0 | 0% | 0% | 6 | 21 | 20 | 8.8415e-06 | 1.1039e-05 | 0 | 0% | 0%
6 | 21 | 21 | 1.7718e-06 | 2.2292e-06 | 0 | 0% | 0% | 6 | 21 | 21 | 1.7718e-06 | 2.2123e-06 | 0 | 0% | 0%
6 | 21 | 22 | 1.7177e-07 | 2.1611e-07 | 0 | 0% | 0% | 6 | 21 | 22 | 1.7177e-07 | 2.1447e-07 | 0 | 0% | 0%
6 | 21 | 23 | 1.2854e-08 | 1.6173e-08 | 0 | 0% | 0% | 6 | 21 | 23 | 1.2854e-08 | 1.605e-08 | 0 | 0% | 0%
6 | 22 | 0 | 3.5612e-09 | 4.4805e-09 | 0 | 0% | 0% | 6 | 22 | 0 | 3.5612e-09 | 4.4464e-09 | 0 | 0% | 0%
6 | 22 | 1 | 8.5684e-10 | 1.078e-09 | 0 | 0% | 0% | 6 | 22 | 1 | 8.5684e-10 | 1.0698e-09 | 0 | 0% | 0%
6 | 22 | 2 | 0 | 0 | 0 | 0% | 0% | 6 | 22 | 2 | 0 | 0 | 0 | 0% | 0%
6 | 22 | 3 | 0 | 0 | 0 | 0% | 0% | 6 | 22 | 3 | 0 | 0 | 0 | 0% | 0%
6 | 22 | 4 | 9.5464e-10 | 1.2011e-09 | 0 | 0% | 0% | 6 | 22 | 4 | 9.5464e-10 | 1.1919e-09 | 0 | 0% | 0%
6 | 22 | 5 | 3.3876e-09 | 4.2621e-09 | 0 | 0% | 0% | 6 | 22 | 5 | 3.3876e-09 | 4.2296e-09 | 0 | 0% | 0%
6 | 22 | 6 | 1.3056e-08 | 1.6426e-08 | 15.7824 | 1.578% | 2.592e-08% | 6 | 22 | 6 | 1.3056e-08 | 1.6301e-08 | 15.7824 | 1.578% | 2.573e-08%
6 | 22 | 7 | 6.8692e-08 | 8.6424e-08 | 39.2208 | 3.922% | 3.39e-07% | 6 | 22 | 7 | 6.8692e-08 | 8.5767e-08 | 39.2208 | 3.922% | 3.364e-07%
6 | 22 | 8 | 1.7853e-07 | 2.2461e-07 | 104.5668 | 10.46% | 2.349e-06% | 6 | 22 | 8 | 1.7853e-07 | 2.2291e-07 | 104.5668 | 10.46% | 2.331e-06%
6 | 22 | 9 | 2.8585e-07 | 3.5964e-07 | 128.5944 | 12.86% | 4.625e-06% | 6 | 22 | 9 | 2.8585e-07 | 3.5691e-07 | 128.5944 | 12.86% | 4.59e-06%
6 | 22 | 10 | 3.8134e-07 | 4.7979e-07 | 523.8012 | 52.38% | 2.513e-05% | 6 | 22 | 10 | 3.8687e-07 | 4.8304e-07 | 523.8012 | 52.38% | 2.53e-05%
6 | 22 | 11 | 7.2436e-07 | 9.1135e-07 | 390.6012 | 39.06% | 3.56e-05% | 6 | 22 | 11 | 7.4939e-07 | 9.3568e-07 | 390.6012 | 39.06% | 3.655e-05%
6 | 22 | 12 | 1.6139e-06 | 2.0305e-06 | 161.4456 | 16.14% | 3.278e-05% | 6 | 22 | 12 | 1.6624e-06 | 2.0757e-06 | 161.4456 | 16.14% | 3.351e-05%
6 | 22 | 13 | 3.2564e-06 | 4.0971e-06 | 662.514 | 66.25% | 0.0002714% | 6 | 22 | 13 | 3.3425e-06 | 4.1733e-06 | 662.514 | 66.25% | 0.0002765%
6 | 22 | 14 | 7.4811e-06 | 9.4123e-06 | 568.998 | 56.9% | 0.0005356% | 6 | 22 | 14 | 7.5763e-06 | 9.4597e-06 | 568.998 | 56.9% | 0.0005383%
6 | 22 | 15 | 2.3914e-05 | 3.0087e-05 | 519.4884 | 51.95% | 0.001563% | 6 | 22 | 15 | 2.3914e-05 | 2.9858e-05 | 519.4884 | 51.95% | 0.001551%
6 | 22 | 16 | 4.7084e-05 | 5.9239e-05 | 497.7636 | 49.78% | 0.002949% | 6 | 22 | 16 | 4.7356e-05 | 5.9128e-05 | 497.7636 | 49.78% | 0.002943%
6 | 22 | 17 | 8.2467e-05 | 0.00010376 | 308.4948 | 30.85% | 0.003201% | 6 | 22 | 17 | 8.2467e-05 | 0.00010297 | 308.4948 | 30.85% | 0.003176%
6 | 22 | 18 | 5.8808e-05 | 7.3989e-05 | 130.818 | 13.08% | 0.0009679% | 6 | 22 | 18 | 5.8808e-05 | 7.3426e-05 | 130.818 | 13.08% | 0.0009605%
6 | 22 | 19 | 2.6661e-05 | 3.3544e-05 | 27.5856 | 2.759% | 9.253e-05% | 6 | 22 | 19 | 2.6661e-05 | 3.3288e-05 | 27.5856 | 2.759% | 9.183e-05%
6 | 22 | 20 | 1.6709e-05 | 2.1023e-05 | 0 | 0% | 0% | 6 | 22 | 20 | 1.6709e-05 | 2.0863e-05 | 0 | 0% | 0%
6 | 22 | 21 | 4.0832e-06 | 5.1373e-06 | 0 | 0% | 0% | 6 | 22 | 21 | 4.0832e-06 | 5.0982e-06 | 0 | 0% | 0%
6 | 22 | 22 | 4.1716e-07 | 5.2485e-07 | 0 | 0% | 0% | 6 | 22 | 22 | 4.1716e-07 | 5.2085e-07 | 0 | 0% | 0%
6 | 22 | 23 | 6.9206e-08 | 8.7071e-08 | 0 | 0% | 0% | 6 | 22 | 23 | 6.9206e-08 | 8.6409e-08 | 0 | 0% | 0%
6 | 23 | 0 | 1.2649e-08 | 1.5915e-08 | 0 | 0% | 0% | 6 | 23 | 0 | 1.2649e-08 | 1.5794e-08 | 0 | 0% | 0%
6 | 23 | 1 | 3.6794e-09 | 4.6293e-09 | 0 | 0% | 0% | 6 | 23 | 1 | 3.6794e-09 | 4.5941e-09 | 0 | 0% | 0%
6 | 23 | 2 | 2.291e-09 | 2.8824e-09 | 0 | 0% | 0% | 6 | 23 | 2 | 2.291e-09 | 2.8605e-09 | 0 | 0% | 0%
6 | 23 | 3 | 1.5444e-09 | 1.9431e-09 | 0 | 0% | 0% | 6 | 23 | 3 | 1.5444e-09 | 1.9283e-09 | 0 | 0% | 0%
6 | 23 | 4 | 3.6247e-09 | 4.5604e-09 | 0 | 0% | 0% | 6 | 23 | 4 | 3.6247e-09 | 4.5257e-09 | 0 | 0% | 0%
6 | 23 | 5 | 1.6252e-08 | 2.0447e-08 | 0 | 0% | 0% | 6 | 23 | 5 | 1.6252e-08 | 2.0291e-08 | 0 | 0% | 0%
6 | 23 | 6 | 7.3368e-08 | 9.2308e-08 | 59.1132 | 5.911% | 5.457e-07% | 6 | 23 | 6 | 7.3368e-08 | 9.1606e-08 | 59.1132 | 5.911% | 5.415e-07%
6 | 23 | 7 | 4.2591e-07 | 5.3585e-07 | 104.2296 | 10.42% | 5.585e-06% | 6 | 23 | 7 | 4.2876e-07 | 5.3535e-07 | 104.2296 | 10.42% | 5.58e-06%
6 | 23 | 8 | 3.1292e-06 | 3.937e-06 | 239.7696 | 23.98% | 9.44e-05% | 6 | 23 | 8 | 3.1501e-06 | 3.9331e-06 | 239.7696 | 23.98% | 9.43e-05%
6 | 23 | 9 | 2.6201e-05 | 3.2965e-05 | 302.0928 | 30.21% | 0.0009958% | 6 | 23 | 9 | 2.6682e-05 | 3.3314e-05 | 302.0928 | 30.21% | 0.001006%
6 | 23 | 10 | 0.00020943 | 0.0002635 | 397.4316 | 39.74% | 0.01047% | 6 | 23 | 10 | 0.00021404 | 0.00026725 | 397.4316 | 39.74% | 0.01062%
6 | 23 | 11 | 0.00068313 | 0.00085948 | 79.5696 | 7.957% | 0.006839% | 6 | 23 | 11 | 0.00070107 | 0.00087535 | 79.5696 | 7.957% | 0.006965%
6 | 23 | 12 | 0.0022338 | 0.0028105 | 691.1304 | 69.11% | 0.1942% | 6 | 23 | 12 | 0.0022742 | 0.0028395 | 691.1304 | 69.11% | 0.1962%
6 | 23 | 13 | 0.0029947 | 0.0037678 | 611.5764 | 61.16% | 0.2304% | 6 | 23 | 13 | 0.0030336 | 0.0037877 | 611.5764 | 61.16% | 0.2316%
6 | 23 | 14 | 0.0041614 | 0.0052356 | 447.1548 | 44.72% | 0.2341% | 6 | 23 | 14 | 0.004222 | 0.0052715 | 447.1548 | 44.72% | 0.2357%
6 | 23 | 15 | 0.001712 | 0.002154 | 645.1752 | 64.52% | 0.139% | 6 | 23 | 15 | 0.0017204 | 0.0021481 | 645.1752 | 64.52% | 0.1386%
6 | 23 | 16 | 0.00021743 | 0.00027355 | 483.9648 | 48.4% | 0.01324% | 6 | 23 | 16 | 0.00021858 | 0.00027291 | 483.9648 | 48.4% | 0.01321%
6 | 23 | 17 | 2.9336e-05 | 3.6909e-05 | 192.4992 | 19.25% | 0.0007105% | 6 | 23 | 17 | 2.9336e-05 | 3.6628e-05 | 192.4992 | 19.25% | 0.0007051%
6 | 23 | 18 | 6.493e-06 | 8.1692e-06 | 74.0772 | 7.408% | 6.051e-05% | 6 | 23 | 18 | 6.5308e-06 | 8.1542e-06 | 74.0772 | 7.408% | 6.04e-05%
6 | 23 | 19 | 2.2809e-06 | 2.8697e-06 | 0.762 | 0.0762% | 2.187e-07% | 6 | 23 | 19 | 2.2809e-06 | 2.8479e-06 | 0.762 | 0.0762% | 2.17e-07%
6 | 23 | 20 | 7.1352e-07 | 8.9772e-07 | 0 | 0% | 0% | 6 | 23 | 20 | 7.1352e-07 | 8.9089e-07 | 0 | 0% | 0%
6 | 23 | 21 | 1.629e-07 | 2.0495e-07 | 0 | 0% | 0% | 6 | 23 | 21 | 1.629e-07 | 2.0339e-07 | 0 | 0% | 0%
6 | 23 | 22 | 2.151e-08 | 2.7063e-08 | 0 | 0% | 0% | 6 | 23 | 22 | 2.151e-08 | 2.6857e-08 | 0 | 0% | 0%
6 | 23 | 23 | 2.9456e-09 | 3.7061e-09 | 0 | 0% | 0% | 6 | 23 | 23 | 2.9456e-09 | 3.6779e-09 | 0 | 0% | 0%
6 | 24 | 0 | 1.2033e-09 | 1.5139e-09 | 0 | 0% | 0% | 6 | 24 | 0 | 1.2033e-09 | 1.5024e-09 | 0 | 0% | 0%
6 | 24 | 1 | 0 | 0 | 0 | 0% | 0% | 6 | 24 | 1 | 0 | 0 | 0 | 0% | 0%
6 | 24 | 2 | 0 | 0 | 0 | 0% | 0% | 6 | 24 | 2 | 0 | 0 | 0 | 0% | 0%
6 | 24 | 3 | 0 | 0 | 0 | 0% | 0% | 6 | 24 | 3 | 0 | 0 | 0 | 0% | 0%
6 | 24 | 4 | 0 | 0 | 0 | 0% | 0% | 6 | 24 | 4 | 0 | 0 | 0 | 0% | 0%
6 | 24 | 5 | 5.0716e-10 | 6.3808e-10 | 0 | 0% | 0% | 6 | 24 | 5 | 5.0716e-10 | 6.3323e-10 | 0 | 0% | 0%
6 | 24 | 6 | 4.5426e-09 | 5.7153e-09 | 14.7648 | 1.476% | 8.438e-09% | 6 | 24 | 6 | 4.5426e-09 | 5.6718e-09 | 14.7648 | 1.476% | 8.374e-09%
6 | 24 | 7 | 1.841e-08 | 2.3163e-08 | 50.3004 | 5.03% | 1.165e-07% | 6 | 24 | 7 | 1.841e-08 | 2.2987e-08 | 50.3004 | 5.03% | 1.156e-07%
6 | 24 | 8 | 7.96e-08 | 1.0015e-07 | 85.482 | 8.548% | 8.561e-07% | 6 | 24 | 8 | 8.0181e-08 | 1.0011e-07 | 85.482 | 8.548% | 8.558e-07%
6 | 24 | 9 | 3.9492e-07 | 4.9686e-07 | 235.5576 | 23.56% | 1.17e-05% | 6 | 24 | 9 | 4.004e-07 | 4.9994e-07 | 235.5576 | 23.56% | 1.178e-05%
6 | 24 | 10 | 2.0934e-06 | 2.6338e-06 | 412.8468 | 41.28% | 0.0001087% | 6 | 24 | 10 | 2.1223e-06 | 2.6499e-06 | 412.8468 | 41.28% | 0.0001094%
6 | 24 | 11 | 9.0271e-06 | 1.1357e-05 | 153.1596 | 15.32% | 0.000174% | 6 | 24 | 11 | 9.0861e-06 | 1.1345e-05 | 153.1596 | 15.32% | 0.0001738%
6 | 24 | 12 | 3.5905e-05 | 4.5174e-05 | 322.1484 | 32.21% | 0.001455% | 6 | 24 | 12 | 3.6136e-05 | 4.5119e-05 | 322.1484 | 32.21% | 0.001453%
6 | 24 | 13 | 6.6632e-05 | 8.3833e-05 | 162.3768 | 16.24% | 0.001361% | 6 | 24 | 13 | 6.7397e-05 | 8.4151e-05 | 162.3768 | 16.24% | 0.001366%
6 | 24 | 14 | 8.7638e-05 | 0.00011026 | 437.7096 | 43.77% | 0.004826% | 6 | 24 | 14 | 8.818e-05 | 0.0001101 | 437.7096 | 43.77% | 0.004819%
6 | 24 | 15 | 0.00016747 | 0.00021071 | 292.5588 | 29.26% | 0.006164% | 6 | 24 | 15 | 0.00016942 | 0.00021153 | 292.5588 | 29.26% | 0.006189%
6 | 24 | 16 | 0.00020032 | 0.00025203 | 213.0984 | 21.31% | 0.005371% | 6 | 24 | 16 | 0.00020147 | 0.00025155 | 213.0984 | 21.31% | 0.005361%
6 | 24 | 17 | 8.6563e-05 | 0.00010891 | 148.2816 | 14.83% | 0.001615% | 6 | 24 | 17 | 8.7584e-05 | 0.00010936 | 148.2816 | 14.83% | 0.001622%
6 | 24 | 18 | 4.139e-05 | 5.2075e-05 | 83.4768 | 8.348% | 0.0004347% | 6 | 24 | 18 | 4.139e-05 | 5.1679e-05 | 83.4768 | 8.348% | 0.0004314%
6 | 24 | 19 | 7.4736e-06 | 9.4029e-06 | 16.5156 | 1.652% | 1.553e-05% | 6 | 24 | 19 | 7.4736e-06 | 9.3314e-06 | 16.5156 | 1.652% | 1.541e-05%
6 | 24 | 20 | 3.2326e-06 | 4.0671e-06 | 0 | 0% | 0% | 6 | 24 | 20 | 3.2326e-06 | 4.0362e-06 | 0 | 0% | 0%
6 | 24 | 21 | 5.6414e-07 | 7.0978e-07 | 0 | 0% | 0% | 6 | 24 | 21 | 5.6414e-07 | 7.0438e-07 | 0 | 0% | 0%
6 | 24 | 22 | 3.2847e-08 | 4.1327e-08 | 0 | 0% | 0% | 6 | 24 | 22 | 3.2847e-08 | 4.1013e-08 | 0 | 0% | 0%
6 | 24 | 23 | 5.804e-09 | 7.3023e-09 | 0 | 0% | 0% | 6 | 24 | 23 | 5.804e-09 | 7.2468e-09 | 0 | 0% | 0%
6 | 25 | 0 | 0 | 0 | 0 | 0% | 0% | 6 | 25 | 0 | 0 | 0 | 0 | 0% | 0%
6 | 25 | 1 | 0 | 0 | 0 | 0% | 0% | 6 | 25 | 1 | 0 | 0 | 0 | 0% | 0%
6 | 25 | 2 | 0 | 0 | 0 | 0% | 0% | 6 | 25 | 2 | 0 | 0 | 0 | 0% | 0%
6 | 25 | 3 | 0 | 0 | 0 | 0% | 0% | 6 | 25 | 3 | 0 | 0 | 0 | 0% | 0%
6 | 25 | 4 | 0 | 0 | 0 | 0% | 0% | 6 | 25 | 4 | 0 | 0 | 0 | 0% | 0%
6 | 25 | 5 | 0 | 0 | 0 | 0% | 0% | 6 | 25 | 5 | 0 | 0 | 0 | 0% | 0%
6 | 25 | 6 | 0 | 0 | 20.5908 | 2.059% | 0% | 6 | 25 | 6 | 0 | 0 | 20.5908 | 2.059% | 0%
6 | 25 | 7 | 0 | 0 | 207.81 | 20.78% | 0% | 6 | 25 | 7 | 0 | 0 | 207.81 | 20.78% | 0%
6 | 25 | 8 | 6.8199e-09 | 8.5805e-09 | 386.3484 | 38.63% | 3.315e-07% | 6 | 25 | 8 | 6.9965e-09 | 8.7357e-09 | 386.3484 | 38.63% | 3.375e-07%
6 | 25 | 9 | 9.8479e-08 | 1.239e-07 | 497.6364 | 49.76% | 6.166e-06% | 6 | 25 | 9 | 1.0168e-07 | 1.2695e-07 | 497.6364 | 49.76% | 6.318e-06%
6 | 25 | 10 | 7.1453e-07 | 8.9899e-07 | 543.4944 | 54.35% | 4.886e-05% | 6 | 25 | 10 | 7.4465e-07 | 9.2975e-07 | 543.4944 | 54.35% | 5.053e-05%
6 | 25 | 11 | 1.987e-06 | 2.5e-06 | 545.6292 | 54.56% | 0.0001364% | 6 | 25 | 11 | 2.0807e-06 | 2.5979e-06 | 545.6292 | 54.56% | 0.0001418%
6 | 25 | 12 | 8.3467e-06 | 1.0501e-05 | 366.5532 | 36.66% | 0.0003849% | 6 | 25 | 12 | 8.6239e-06 | 1.0768e-05 | 366.5532 | 36.66% | 0.0003947%
6 | 25 | 13 | 2.1188e-05 | 2.6657e-05 | 377.4456 | 37.74% | 0.001006% | 6 | 25 | 13 | 2.2e-05 | 2.7468e-05 | 377.4456 | 37.74% | 0.001037%
6 | 25 | 14 | 4.2429e-05 | 5.3382e-05 | 740.5044 | 74.05% | 0.003953% | 6 | 25 | 14 | 4.3657e-05 | 5.4509e-05 | 740.5044 | 74.05% | 0.004036%
6 | 25 | 15 | 8.1096e-05 | 0.00010203 | 629.4684 | 62.95% | 0.006423% | 6 | 25 | 15 | 8.2531e-05 | 0.00010305 | 629.4684 | 62.95% | 0.006486%
6 | 25 | 16 | 0.00014308 | 0.00018002 | 448.7388 | 44.87% | 0.008078% | 6 | 25 | 16 | 0.00014464 | 0.00018059 | 448.7388 | 44.87% | 0.008104%
6 | 25 | 17 | 0.0001082 | 0.00013614 | 258.8064 | 25.88% | 0.003523% | 6 | 25 | 17 | 0.0001082 | 0.0001351 | 258.8064 | 25.88% | 0.003497%
6 | 25 | 18 | 3.845e-05 | 4.8376e-05 | 116.8284 | 11.68% | 0.0005652% | 6 | 25 | 18 | 3.845e-05 | 4.8008e-05 | 116.8284 | 11.68% | 0.0005609%
6 | 25 | 19 | 9.8635e-06 | 1.241e-05 | 26.2344 | 2.623% | 3.256e-05% | 6 | 25 | 19 | 9.8635e-06 | 1.2315e-05 | 26.2344 | 2.623% | 3.231e-05%
6 | 25 | 20 | 3.7058e-06 | 4.6625e-06 | 0 | 0% | 0% | 6 | 25 | 20 | 3.7058e-06 | 4.627e-06 | 0 | 0% | 0%
6 | 25 | 21 | 4.8906e-07 | 6.1531e-07 | 0 | 0% | 0% | 6 | 25 | 21 | 4.8906e-07 | 6.1063e-07 | 0 | 0% | 0%
6 | 25 | 22 | 5.2344e-08 | 6.5857e-08 | 0 | 0% | 0% | 6 | 25 | 22 | 5.2344e-08 | 6.5356e-08 | 0 | 0% | 0%
6 | 25 | 23 | 5.6683e-09 | 7.1315e-09 | 0 | 0% | 0% | 6 | 25 | 23 | 5.6683e-09 | 7.0773e-09 | 0 | 0% | 0%
6 | 26 | 0 | 5.4866e-10 | 6.903e-10 | 0 | 0% | 0% | 6 | 26 | 0 | 5.4866e-10 | 6.8505e-10 | 0 | 0% | 0%
6 | 26 | 1 | 0 | 0 | 0 | 0% | 0% | 6 | 26 | 1 | 0 | 0 | 0 | 0% | 0%
6 | 26 | 2 | 0 | 0 | 0 | 0% | 0% | 6 | 26 | 2 | 0 | 0 | 0 | 0% | 0%
6 | 26 | 3 | 0 | 0 | 0 | 0% | 0% | 6 | 26 | 3 | 0 | 0 | 0 | 0% | 0%
6 | 26 | 4 | 0 | 0 | 0 | 0% | 0% | 6 | 26 | 4 | 0 | 0 | 0 | 0% | 0%
6 | 26 | 5 | 0 | 0 | 0 | 0% | 0% | 6 | 26 | 5 | 0 | 0 | 0 | 0% | 0%
6 | 26 | 6 | 0 | 0 | 59.2116 | 5.921% | 0% | 6 | 26 | 6 | 0 | 0 | 59.2116 | 5.921% | 0%
6 | 26 | 7 | 0 | 0 | 215.5596 | 21.56% | 0% | 6 | 26 | 7 | 0 | 0 | 215.5596 | 21.56% | 0%
6 | 26 | 8 | 8.9237e-09 | 1.1227e-08 | 315 | 31.5% | 3.537e-07% | 6 | 26 | 8 | 9.0675e-09 | 1.1322e-08 | 315 | 31.5% | 3.566e-07%
6 | 26 | 9 | 1.3948e-07 | 1.7548e-07 | 555.7392 | 55.57% | 9.752e-06% | 6 | 26 | 9 | 1.4362e-07 | 1.7932e-07 | 555.7392 | 55.57% | 9.965e-06%
6 | 26 | 10 | 9.7194e-07 | 1.2228e-06 | 672.7428 | 67.27% | 8.227e-05% | 6 | 26 | 10 | 1.0076e-06 | 1.258e-06 | 672.7428 | 67.27% | 8.463e-05%
6 | 26 | 11 | 8.7374e-06 | 1.0993e-05 | 633.8964 | 63.39% | 0.0006968% | 6 | 26 | 11 | 9.0271e-06 | 1.1271e-05 | 633.8964 | 63.39% | 0.0007145%
6 | 26 | 12 | 3.4764e-05 | 4.3738e-05 | 561.8076 | 56.18% | 0.002457% | 6 | 26 | 12 | 3.5669e-05 | 4.4536e-05 | 561.8076 | 56.18% | 0.002502%
6 | 26 | 13 | 8.8687e-05 | 0.00011158 | 773.6568 | 77.37% | 0.008633% | 6 | 26 | 13 | 9.0864e-05 | 0.00011345 | 773.6568 | 77.37% | 0.008777%
6 | 26 | 14 | 9.9916e-05 | 0.00012571 | 710.3124 | 71.03% | 0.008929% | 6 | 26 | 14 | 0.00010221 | 0.00012761 | 710.3124 | 71.03% | 0.009064%
6 | 26 | 15 | 7.3321e-05 | 9.2248e-05 | 610.2864 | 61.03% | 0.00563% | 6 | 26 | 15 | 7.4966e-05 | 9.3601e-05 | 610.2864 | 61.03% | 0.005712%
6 | 26 | 16 | 7.0888e-05 | 8.9187e-05 | 441.1272 | 44.11% | 0.003934% | 6 | 26 | 16 | 7.0888e-05 | 8.8509e-05 | 441.1272 | 44.11% | 0.003904%
6 | 26 | 17 | 6.5854e-05 | 8.2854e-05 | 290.7996 | 29.08% | 0.002409% | 6 | 26 | 17 | 6.6227e-05 | 8.269e-05 | 290.7996 | 29.08% | 0.002405%
6 | 26 | 18 | 4.6527e-05 | 5.8538e-05 | 47.9184 | 4.792% | 0.0002805% | 6 | 26 | 18 | 4.6527e-05 | 5.8093e-05 | 47.9184 | 4.792% | 0.0002784%
6 | 26 | 19 | 1.6112e-05 | 2.0272e-05 | 25.8828 | 2.588% | 5.247e-05% | 6 | 26 | 19 | 1.6112e-05 | 2.0118e-05 | 25.8828 | 2.588% | 5.207e-05%
6 | 26 | 20 | 9.3103e-06 | 1.1714e-05 | 0 | 0% | 0% | 6 | 26 | 20 | 9.3103e-06 | 1.1625e-05 | 0 | 0% | 0%
6 | 26 | 21 | 1.8502e-06 | 2.3279e-06 | 0 | 0% | 0% | 6 | 26 | 21 | 1.8502e-06 | 2.3102e-06 | 0 | 0% | 0%
6 | 26 | 22 | 2.2992e-07 | 2.8927e-07 | 0 | 0% | 0% | 6 | 26 | 22 | 2.2992e-07 | 2.8707e-07 | 0 | 0% | 0%
6 | 26 | 23 | 2.3084e-08 | 2.9043e-08 | 0 | 0% | 0% | 6 | 26 | 23 | 2.3084e-08 | 2.8822e-08 | 0 | 0% | 0%
6 | 27 | 0 | 4.6628e-09 | 5.8665e-09 | 0 | 0% | 0% | 6 | 27 | 0 | 4.6628e-09 | 5.8218e-09 | 0 | 0% | 0%
6 | 27 | 1 | 1.1209e-09 | 1.4102e-09 | 0 | 0% | 0% | 6 | 27 | 1 | 1.1209e-09 | 1.3995e-09 | 0 | 0% | 0%
6 | 27 | 2 | 5.0344e-10 | 6.334e-10 | 0 | 0% | 0% | 6 | 27 | 2 | 5.0344e-10 | 6.2858e-10 | 0 | 0% | 0%
6 | 27 | 3 | 0 | 0 | 0 | 0% | 0% | 6 | 27 | 3 | 0 | 0 | 0 | 0% | 0%
6 | 27 | 4 | 8.9763e-10 | 1.1294e-09 | 0 | 0% | 0% | 6 | 27 | 4 | 8.9763e-10 | 1.1208e-09 | 0 | 0% | 0%
6 | 27 | 5 | 2.7324e-09 | 3.4378e-09 | 0 | 0% | 0% | 6 | 27 | 5 | 2.7324e-09 | 3.4117e-09 | 0 | 0% | 0%
6 | 27 | 6 | 1.1336e-08 | 1.4262e-08 | 28.152 | 2.815% | 4.015e-08% | 6 | 27 | 6 | 1.1336e-08 | 1.4153e-08 | 28.152 | 2.815% | 3.984e-08%
6 | 27 | 7 | 6.2788e-08 | 7.8997e-08 | 115.236 | 11.52% | 9.103e-07% | 6 | 27 | 7 | 6.3757e-08 | 7.9606e-08 | 115.236 | 11.52% | 9.173e-07%
6 | 27 | 8 | 4.8255e-07 | 6.0712e-07 | 254.6208 | 25.46% | 1.546e-05% | 6 | 27 | 8 | 4.8931e-07 | 6.1095e-07 | 254.6208 | 25.46% | 1.556e-05%
6 | 27 | 9 | 2.137e-06 | 2.6886e-06 | 404.4276 | 40.44% | 0.0001087% | 6 | 27 | 9 | 2.1805e-06 | 2.7225e-06 | 404.4276 | 40.44% | 0.0001101%
6 | 27 | 10 | 9.1433e-06 | 1.1504e-05 | 678.5544 | 67.86% | 0.0007806% | 6 | 27 | 10 | 9.4381e-06 | 1.1784e-05 | 678.5544 | 67.86% | 0.0007996%
6 | 27 | 11 | 2.991e-05 | 3.7632e-05 | 748.674 | 74.87% | 0.002817% | 6 | 27 | 11 | 3.1031e-05 | 3.8745e-05 | 748.674 | 74.87% | 0.002901%
6 | 27 | 12 | 4.63e-05 | 5.8253e-05 | 580.152 | 58.02% | 0.00338% | 6 | 27 | 12 | 4.768e-05 | 5.9533e-05 | 580.152 | 58.02% | 0.003454%
6 | 27 | 13 | 8.9769e-05 | 0.00011294 | 594.48 | 59.45% | 0.006714% | 6 | 27 | 13 | 9.2534e-05 | 0.00011554 | 594.48 | 59.45% | 0.006868%
6 | 27 | 14 | 0.00014627 | 0.00018403 | 667.422 | 66.74% | 0.01228% | 6 | 27 | 14 | 0.00014962 | 0.00018682 | 667.422 | 66.74% | 0.01247%
6 | 27 | 15 | 0.00023241 | 0.00029241 | 531.5808 | 53.16% | 0.01554% | 6 | 27 | 15 | 0.00023621 | 0.00029493 | 531.5808 | 53.16% | 0.01568%
6 | 27 | 16 | 9.9872e-05 | 0.00012565 | 206.2644 | 20.63% | 0.002592% | 6 | 27 | 16 | 0.00010102 | 0.00012613 | 206.2644 | 20.63% | 0.002602%
6 | 27 | 17 | 6.2471e-05 | 7.8598e-05 | 242.1432 | 24.21% | 0.001903% | 6 | 27 | 17 | 6.2471e-05 | 7.8001e-05 | 242.1432 | 24.21% | 0.001889%
6 | 27 | 18 | 1.583e-05 | 1.9917e-05 | 4.3428 | 0.4343% | 8.649e-06% | 6 | 27 | 18 | 1.583e-05 | 1.9765e-05 | 4.3428 | 0.4343% | 8.584e-06%
6 | 27 | 19 | 4.736e-06 | 5.9586e-06 | 3.6468 | 0.3647% | 2.173e-06% | 6 | 27 | 19 | 4.736e-06 | 5.9132e-06 | 3.6468 | 0.3647% | 2.156e-06%
6 | 27 | 20 | 3.9038e-06 | 4.9116e-06 | 0 | 0% | 0% | 6 | 27 | 20 | 3.9038e-06 | 4.8742e-06 | 0 | 0% | 0%
6 | 27 | 21 | 5.2122e-07 | 6.5578e-07 | 0 | 0% | 0% | 6 | 27 | 21 | 5.2122e-07 | 6.5079e-07 | 0 | 0% | 0%
6 | 27 | 22 | 3.8974e-08 | 4.9035e-08 | 0 | 0% | 0% | 6 | 27 | 22 | 3.8974e-08 | 4.8662e-08 | 0 | 0% | 0%
6 | 27 | 23 | 5.8491e-09 | 7.3591e-09 | 0 | 0% | 0% | 6 | 27 | 23 | 5.8491e-09 | 7.3031e-09 | 0 | 0% | 0%
6 | 28 | 0 | 1.2135e-09 | 1.5268e-09 | 0 | 0% | 0% | 6 | 28 | 0 | 1.2135e-09 | 1.5152e-09 | 0 | 0% | 0%
6 | 28 | 1 | 0 | 0 | 0 | 0% | 0% | 6 | 28 | 1 | 0 | 0 | 0 | 0% | 0%
6 | 28 | 2 | 0 | 0 | 0 | 0% | 0% | 6 | 28 | 2 | 0 | 0 | 0 | 0% | 0%
6 | 28 | 3 | 0 | 0 | 0 | 0% | 0% | 6 | 28 | 3 | 0 | 0 | 0 | 0% | 0%
6 | 28 | 4 | 0 | 0 | 0 | 0% | 0% | 6 | 28 | 4 | 0 | 0 | 0 | 0% | 0%
6 | 28 | 5 | 0 | 0 | 0 | 0% | 0% | 6 | 28 | 5 | 0 | 0 | 0 | 0% | 0%
6 | 28 | 6 | 1.8808e-09 | 2.3664e-09 | 59.1264 | 5.913% | 1.399e-08% | 6 | 28 | 6 | 1.8808e-09 | 2.3484e-09 | 59.1264 | 5.913% | 1.388e-08%
6 | 28 | 7 | 1.4168e-08 | 1.7826e-08 | 187.1652 | 18.72% | 3.336e-07% | 6 | 28 | 7 | 1.4276e-08 | 1.7825e-08 | 187.1652 | 18.72% | 3.336e-07%
6 | 28 | 8 | 1.1755e-07 | 1.4789e-07 | 375.306 | 37.53% | 5.55e-06% | 6 | 28 | 8 | 1.1932e-07 | 1.4898e-07 | 375.306 | 37.53% | 5.591e-06%
6 | 28 | 9 | 6.993e-07 | 8.7982e-07 | 355.9824 | 35.6% | 3.132e-05% | 6 | 28 | 9 | 7.1428e-07 | 8.9183e-07 | 355.9824 | 35.6% | 3.175e-05%
6 | 28 | 10 | 5.3545e-06 | 6.7367e-06 | 583.4148 | 58.34% | 0.000393% | 6 | 28 | 10 | 5.4953e-06 | 6.8614e-06 | 583.4148 | 58.34% | 0.0004003%
6 | 28 | 11 | 3.456e-05 | 4.3481e-05 | 664.152 | 66.42% | 0.002888% | 6 | 28 | 11 | 3.5458e-05 | 4.4272e-05 | 664.152 | 66.42% | 0.00294%
6 | 28 | 12 | 0.00011794 | 0.00014839 | 631.2864 | 63.13% | 0.009368% | 6 | 28 | 12 | 0.0001211 | 0.00015121 | 631.2864 | 63.13% | 0.009545%
6 | 28 | 13 | 0.00029661 | 0.00037318 | 712.1076 | 71.21% | 0.02657% | 6 | 28 | 13 | 0.00030321 | 0.00037858 | 712.1076 | 71.21% | 0.02696%
6 | 28 | 14 | 0.00053107 | 0.00066816 | 295.1568 | 29.52% | 0.01972% | 6 | 28 | 14 | 0.00053984 | 0.00067403 | 295.1568 | 29.52% | 0.01989%
6 | 28 | 15 | 0.00075074 | 0.00094454 | 231.0132 | 23.1% | 0.02182% | 6 | 28 | 15 | 0.00075885 | 0.00094748 | 231.0132 | 23.1% | 0.02189%
6 | 28 | 16 | 0.00054254 | 0.0006826 | 167.4552 | 16.75% | 0.01143% | 6 | 28 | 16 | 0.00054565 | 0.00068129 | 167.4552 | 16.75% | 0.01141%
6 | 28 | 17 | 0.00040032 | 0.00050367 | 59.316 | 5.932% | 0.002988% | 6 | 28 | 17 | 0.00040032 | 0.00049984 | 59.316 | 5.932% | 0.002965%
6 | 28 | 18 | 0.00011601 | 0.00014596 | 93.4644 | 9.346% | 0.001364% | 6 | 28 | 18 | 0.00011601 | 0.00014485 | 93.4644 | 9.346% | 0.001354%
6 | 28 | 19 | 1.6112e-05 | 2.0272e-05 | 19.1844 | 1.918% | 3.889e-05% | 6 | 28 | 19 | 1.6112e-05 | 2.0118e-05 | 19.1844 | 1.918% | 3.859e-05%
6 | 28 | 20 | 3.4732e-06 | 4.3698e-06 | 0 | 0% | 0% | 6 | 28 | 20 | 3.4732e-06 | 4.3366e-06 | 0 | 0% | 0%
6 | 28 | 21 | 4.3748e-07 | 5.5042e-07 | 0 | 0% | 0% | 6 | 28 | 21 | 4.3748e-07 | 5.4623e-07 | 0 | 0% | 0%
6 | 28 | 22 | 2.475e-08 | 3.114e-08 | 0 | 0% | 0% | 6 | 28 | 22 | 2.475e-08 | 3.0903e-08 | 0 | 0% | 0%
6 | 28 | 23 | 2.3732e-09 | 2.9858e-09 | 0 | 0% | 0% | 6 | 28 | 23 | 2.3732e-09 | 2.9631e-09 | 0 | 0% | 0%
6 | 29 | 0 | 0 | 0 | 0 | 0% | 0% | 6 | 29 | 0 | 0 | 0 | 0 | 0% | 0%
6 | 29 | 1 | 0 | 0 | 0 | 0% | 0% | 6 | 29 | 1 | 0 | 0 | 0 | 0% | 0%
6 | 29 | 2 | 0 | 0 | 0 | 0% | 0% | 6 | 29 | 2 | 0 | 0 | 0 | 0% | 0%
6 | 29 | 3 | 0 | 0 | 0 | 0% | 0% | 6 | 29 | 3 | 0 | 0 | 0 | 0% | 0%
6 | 29 | 4 | 0 | 0 | 0 | 0% | 0% | 6 | 29 | 4 | 0 | 0 | 0 | 0% | 0%
6 | 29 | 5 | 0 | 0 | 0 | 0% | 0% | 6 | 29 | 5 | 0 | 0 | 0 | 0% | 0%
6 | 29 | 6 | 0 | 0 | 56.1552 | 5.616% | 0% | 6 | 29 | 6 | 0 | 0 | 56.1552 | 5.616% | 0%
6 | 29 | 7 | 1.2448e-09 | 1.5662e-09 | 213.8256 | 21.38% | 3.349e-08% | 6 | 29 | 7 | 1.2448e-09 | 1.5542e-09 | 213.8256 | 21.38% | 3.323e-08%
6 | 29 | 8 | 3.4811e-09 | 4.3798e-09 | 396.4224 | 39.64% | 1.736e-07% | 6 | 29 | 8 | 3.5364e-09 | 4.4155e-09 | 396.4224 | 39.64% | 1.75e-07%
6 | 29 | 9 | 1.4646e-08 | 1.8426e-08 | 572.4456 | 57.24% | 1.055e-06% | 6 | 29 | 9 | 1.514e-08 | 1.8904e-08 | 572.4456 | 57.24% | 1.082e-06%
6 | 29 | 10 | 3.5283e-08 | 4.4391e-08 | 428.1156 | 42.81% | 1.9e-06% | 6 | 29 | 10 | 3.6385e-08 | 4.543e-08 | 428.1156 | 42.81% | 1.945e-06%
6 | 29 | 11 | 1.4571e-07 | 1.8332e-07 | 592.0692 | 59.21% | 1.085e-05% | 6 | 29 | 11 | 1.5136e-07 | 1.8899e-07 | 592.0692 | 59.21% | 1.119e-05%
6 | 29 | 12 | 3.4218e-07 | 4.3052e-07 | 609.3756 | 60.94% | 2.623e-05% | 6 | 29 | 12 | 3.5246e-07 | 4.4007e-07 | 609.3756 | 60.94% | 2.682e-05%
6 | 29 | 13 | 9.3269e-07 | 1.1735e-06 | 672.4068 | 67.24% | 7.89e-05% | 6 | 29 | 13 | 9.457e-07 | 1.1808e-06 | 672.4068 | 67.24% | 7.94e-05%
6 | 29 | 14 | 1.5249e-06 | 1.9185e-06 | 625.0152 | 62.5% | 0.0001199% | 6 | 29 | 14 | 1.5472e-06 | 1.9318e-06 | 625.0152 | 62.5% | 0.0001207%
6 | 29 | 15 | 1.7999e-06 | 2.2645e-06 | 503.2188 | 50.32% | 0.000114% | 6 | 29 | 15 | 1.8269e-06 | 2.2811e-06 | 503.2188 | 50.32% | 0.0001148%
6 | 29 | 16 | 4.1394e-06 | 5.208e-06 | 362.2008 | 36.22% | 0.0001886% | 6 | 29 | 16 | 4.1678e-06 | 5.2038e-06 | 362.2008 | 36.22% | 0.0001885%
6 | 29 | 17 | 1.4597e-06 | 1.8365e-06 | 190.5852 | 19.06% | 3.5e-05% | 6 | 29 | 17 | 1.4597e-06 | 1.8226e-06 | 190.5852 | 19.06% | 3.474e-05%
6 | 29 | 18 | 4.8923e-07 | 6.1552e-07 | 114.7008 | 11.47% | 7.06e-06% | 6 | 29 | 18 | 4.8923e-07 | 6.1084e-07 | 114.7008 | 11.47% | 7.006e-06%
6 | 29 | 19 | 1.8525e-07 | 2.3307e-07 | 16.2996 | 1.63% | 3.799e-07% | 6 | 29 | 19 | 1.8525e-07 | 2.313e-07 | 16.2996 | 1.63% | 3.77e-07%
6 | 29 | 20 | 5.4522e-08 | 6.8597e-08 | 0 | 0% | 0% | 6 | 29 | 20 | 5.4522e-08 | 6.8076e-08 | 0 | 0% | 0%
6 | 29 | 21 | 1.6684e-08 | 2.0992e-08 | 0 | 0% | 0% | 6 | 29 | 21 | 1.6684e-08 | 2.0832e-08 | 0 | 0% | 0%
6 | 29 | 22 | 9.6275e-10 | 1.2113e-09 | 0 | 0% | 0% | 6 | 29 | 22 | 9.6275e-10 | 1.2021e-09 | 0 | 0% | 0%
6 | 29 | 23 | 0 | 0 | 0 | 0% | 0% | 6 | 29 | 23 | 0 | 0 | 0 | 0% | 0%
6 | 30 | 0 | 0 | 0 | 0 | 0% | 0% | 6 | 30 | 0 | 0 | 0 | 0 | 0% | 0%
6 | 30 | 1 | 0 | 0 | 0 | 0% | 0% | 6 | 30 | 1 | 0 | 0 | 0 | 0% | 0%
6 | 30 | 2 | 0 | 0 | 0 | 0% | 0% | 6 | 30 | 2 | 0 | 0 | 0 | 0% | 0%
6 | 30 | 3 | 0 | 0 | 0 | 0% | 0% | 6 | 30 | 3 | 0 | 0 | 0 | 0% | 0%
6 | 30 | 4 | 0 | 0 | 0 | 0% | 0% | 6 | 30 | 4 | 0 | 0 | 0 | 0% | 0%
6 | 30 | 5 | 0 | 0 | 0 | 0% | 0% | 6 | 30 | 5 | 0 | 0 | 0 | 0% | 0%
6 | 30 | 6 | 0 | 0 | 45.1956 | 4.52% | 0% | 6 | 30 | 6 | 0 | 0 | 45.1956 | 4.52% | 0%
6 | 30 | 7 | 1.3496e-10 | 1.6981e-10 | 100.7016 | 10.07% | 1.71e-09% | 6 | 30 | 7 | 1.4831e-10 | 1.8518e-10 | 100.7016 | 10.07% | 1.865e-09%
6 | 30 | 8 | 2.336e-09 | 2.939e-09 | 187.1592 | 18.72% | 5.501e-08% | 6 | 30 | 8 | 2.3561e-09 | 2.9418e-09 | 187.1592 | 18.72% | 5.506e-08%
6 | 30 | 9 | 1.2972e-08 | 1.6321e-08 | 443.2164 | 44.32% | 7.234e-07% | 6 | 30 | 9 | 1.3291e-08 | 1.6595e-08 | 443.2164 | 44.32% | 7.355e-07%
6 | 30 | 10 | 5.5474e-08 | 6.9794e-08 | 468.1728 | 46.82% | 3.268e-06% | 6 | 30 | 10 | 5.7211e-08 | 7.1432e-08 | 468.1728 | 46.82% | 3.344e-06%
6 | 30 | 11 | 2.2551e-07 | 2.8372e-07 | 564.1332 | 56.41% | 1.601e-05% | 6 | 30 | 11 | 2.3185e-07 | 2.8948e-07 | 564.1332 | 56.41% | 1.633e-05%
6 | 30 | 12 | 8.0481e-07 | 1.0126e-06 | 512.2788 | 51.23% | 5.187e-05% | 6 | 30 | 12 | 8.2745e-07 | 1.0331e-06 | 512.2788 | 51.23% | 5.293e-05%
6 | 30 | 13 | 2.3307e-06 | 2.9324e-06 | 451.5708 | 45.16% | 0.0001324% | 6 | 30 | 13 | 2.3782e-06 | 2.9694e-06 | 451.5708 | 45.16% | 0.0001341%
6 | 30 | 14 | 7.0728e-06 | 8.8986e-06 | 608.9064 | 60.89% | 0.0005418% | 6 | 30 | 14 | 7.117e-06 | 8.8862e-06 | 608.9064 | 60.89% | 0.0005411%
6 | 30 | 15 | 1.1164e-05 | 1.4047e-05 | 545.5872 | 54.56% | 0.0007664% | 6 | 30 | 15 | 1.1305e-05 | 1.4115e-05 | 545.5872 | 54.56% | 0.0007701%
6 | 30 | 16 | 9.2611e-06 | 1.1652e-05 | 390.2748 | 39.03% | 0.0004547% | 6 | 30 | 16 | 9.2611e-06 | 1.1563e-05 | 390.2748 | 39.03% | 0.0004513%
6 | 30 | 17 | 4.4885e-06 | 5.6472e-06 | 217.7916 | 21.78% | 0.000123% | 6 | 30 | 17 | 4.4885e-06 | 5.6043e-06 | 217.7916 | 21.78% | 0.0001221%
6 | 30 | 18 | 1.736e-06 | 2.1841e-06 | 137.34 | 13.73% | 3e-05% | 6 | 30 | 18 | 1.736e-06 | 2.1675e-06 | 137.34 | 13.73% | 2.977e-05%
6 | 30 | 19 | 2.859e-07 | 3.5971e-07 | 26.0856 | 2.609% | 9.383e-07% | 6 | 30 | 19 | 2.859e-07 | 3.5697e-07 | 26.0856 | 2.609% | 9.312e-07%
6 | 30 | 20 | 2.2353e-07 | 2.8124e-07 | 0 | 0% | 0% | 6 | 30 | 20 | 2.2353e-07 | 2.791e-07 | 0 | 0% | 0%
6 | 30 | 21 | 5.1114e-08 | 6.4309e-08 | 0 | 0% | 0% | 6 | 30 | 21 | 5.1114e-08 | 6.382e-08 | 0 | 0% | 0%
6 | 30 | 22 | 6.7519e-09 | 8.495e-09 | 0 | 0% | 0% | 6 | 30 | 22 | 6.7519e-09 | 8.4304e-09 | 0 | 0% | 0%
6 | 30 | 23 | 0 | 0 | 0 | 0% | 0% | 6 | 30 | 23 | 0 | 0 | 0 | 0% | 0%
7 | 1 | 0 | 0 | 0 | 0 | 0% | 0% | 7 | 1 | 0 | 0 | 0 | 0 | 0% | 0%
7 | 1 | 1 | 0 | 0 | 0 | 0% | 0% | 7 | 1 | 1 | 0 | 0 | 0 | 0% | 0%
7 | 1 | 2 | 0 | 0 | 0 | 0% | 0% | 7 | 1 | 2 | 0 | 0 | 0 | 0% | 0%
7 | 1 | 3 | 0 | 0 | 0 | 0% | 0% | 7 | 1 | 3 | 0 | 0 | 0 | 0% | 0%
7 | 1 | 4 | 0 | 0 | 0 | 0% | 0% | 7 | 1 | 4 | 0 | 0 | 0 | 0% | 0%
7 | 1 | 5 | 0 | 0 | 0 | 0% | 0% | 7 | 1 | 5 | 0 | 0 | 0 | 0% | 0%
7 | 1 | 6 | 0 | 0 | 55.0596 | 5.506% | 0% | 7 | 1 | 6 | 0 | 0 | 55.0596 | 5.506% | 0%
7 | 1 | 7 | 0 | 0 | 87.312 | 8.731% | 0% | 7 | 1 | 7 | 0 | 0 | 87.312 | 8.731% | 0%
7 | 1 | 8 | 1.2357e-09 | 1.5547e-09 | 259.416 | 25.94% | 4.033e-08% | 7 | 1 | 8 | 1.2578e-09 | 1.5705e-09 | 259.416 | 25.94% | 4.074e-08%
7 | 1 | 9 | 5.5034e-09 | 6.9241e-09 | 442.0452 | 44.2% | 3.061e-07% | 7 | 1 | 9 | 5.6353e-09 | 7.0362e-09 | 442.0452 | 44.2% | 3.11e-07%
7 | 1 | 10 | 1.4437e-08 | 1.8164e-08 | 485.8044 | 48.58% | 8.824e-07% | 7 | 1 | 10 | 1.4798e-08 | 1.8476e-08 | 485.8044 | 48.58% | 8.976e-07%
7 | 1 | 11 | 3.674e-08 | 4.6224e-08 | 627.786 | 62.78% | 2.902e-06% | 7 | 1 | 11 | 3.8203e-08 | 4.7699e-08 | 627.786 | 62.78% | 2.994e-06%
7 | 1 | 12 | 7.3632e-08 | 9.264e-08 | 643.512 | 64.35% | 5.961e-06% | 7 | 1 | 12 | 7.5807e-08 | 9.4651e-08 | 643.512 | 64.35% | 6.091e-06%
7 | 1 | 13 | 1.8855e-07 | 2.3723e-07 | 705.5616 | 70.56% | 1.674e-05% | 7 | 1 | 13 | 1.9558e-07 | 2.442e-07 | 705.5616 | 70.56% | 1.723e-05%
7 | 1 | 14 | 3.5792e-07 | 4.5032e-07 | 512.9268 | 51.29% | 2.31e-05% | 7 | 1 | 14 | 3.6317e-07 | 4.5344e-07 | 512.9268 | 51.29% | 2.326e-05%
7 | 1 | 15 | 5.6136e-07 | 7.0627e-07 | 615.7344 | 61.57% | 4.349e-05% | 7 | 1 | 15 | 5.6969e-07 | 7.113e-07 | 615.7344 | 61.57% | 4.38e-05%
7 | 1 | 16 | 5.8623e-07 | 7.3756e-07 | 384.0972 | 38.41% | 2.833e-05% | 7 | 1 | 16 | 5.9478e-07 | 7.4263e-07 | 384.0972 | 38.41% | 2.852e-05%
7 | 1 | 17 | 3.9521e-07 | 4.9723e-07 | 313.6536 | 31.37% | 1.56e-05% | 7 | 1 | 17 | 3.9802e-07 | 4.9696e-07 | 313.6536 | 31.37% | 1.559e-05%
7 | 1 | 18 | 1.8553e-07 | 2.3342e-07 | 129.9384 | 12.99% | 3.033e-06% | 7 | 1 | 18 | 1.8553e-07 | 2.3164e-07 | 129.9384 | 12.99% | 3.01e-06%
7 | 1 | 19 | 4.8393e-08 | 6.0886e-08 | 27.2832 | 2.728% | 1.661e-07% | 7 | 1 | 19 | 4.8393e-08 | 6.0423e-08 | 27.2832 | 2.728% | 1.649e-07%
7 | 1 | 20 | 2.107e-08 | 2.651e-08 | 0 | 0% | 0% | 7 | 1 | 20 | 2.107e-08 | 2.6308e-08 | 0 | 0% | 0%
7 | 1 | 21 | 5.2366e-09 | 6.5884e-09 | 0 | 0% | 0% | 7 | 1 | 21 | 5.2366e-09 | 6.5383e-09 | 0 | 0% | 0%
7 | 1 | 22 | 0 | 0 | 0 | 0% | 0% | 7 | 1 | 22 | 0 | 0 | 0 | 0% | 0%
7 | 1 | 23 | 0 | 0 | 0 | 0% | 0% | 7 | 1 | 23 | 0 | 0 | 0 | 0% | 0%
7 | 2 | 0 | 0 | 0 | 0 | 0% | 0% | 7 | 2 | 0 | 0 | 0 | 0 | 0% | 0%
7 | 2 | 1 | 0 | 0 | 0 | 0% | 0% | 7 | 2 | 1 | 0 | 0 | 0 | 0% | 0%
7 | 2 | 2 | 0 | 0 | 0 | 0% | 0% | 7 | 2 | 2 | 0 | 0 | 0 | 0% | 0%
7 | 2 | 3 | 0 | 0 | 0 | 0% | 0% | 7 | 2 | 3 | 0 | 0 | 0 | 0% | 0%
7 | 2 | 4 | 0 | 0 | 0 | 0% | 0% | 7 | 2 | 4 | 0 | 0 | 0 | 0% | 0%
7 | 2 | 5 | 0 | 0 | 0 | 0% | 0% | 7 | 2 | 5 | 0 | 0 | 0 | 0% | 0%
7 | 2 | 6 | 0 | 0 | 46.0236 | 4.602% | 0% | 7 | 2 | 6 | 0 | 0 | 46.0236 | 4.602% | 0%
7 | 2 | 7 | 0 | 0 | 211.8996 | 21.19% | 0% | 7 | 2 | 7 | 0 | 0 | 211.8996 | 21.19% | 0%
7 | 2 | 8 | 0 | 0 | 405.2292 | 40.52% | 0% | 7 | 2 | 8 | 0 | 0 | 405.2292 | 40.52% | 0%
7 | 2 | 9 | 2.8107e-09 | 3.5363e-09 | 572.6808 | 57.27% | 2.025e-07% | 7 | 2 | 9 | 2.8835e-09 | 3.6003e-09 | 572.6808 | 57.27% | 2.062e-07%
7 | 2 | 10 | 9.1718e-09 | 1.154e-08 | 314.0136 | 31.4% | 3.624e-07% | 7 | 2 | 10 | 9.4774e-09 | 1.1833e-08 | 314.0136 | 31.4% | 3.716e-07%
7 | 2 | 11 | 2.8141e-08 | 3.5406e-08 | 271.728 | 27.17% | 9.621e-07% | 7 | 2 | 11 | 2.8826e-08 | 3.5992e-08 | 271.728 | 27.17% | 9.78e-07%
7 | 2 | 12 | 7.6367e-08 | 9.6081e-08 | 593.508 | 59.35% | 5.702e-06% | 7 | 2 | 12 | 7.8615e-08 | 9.8158e-08 | 593.508 | 59.35% | 5.826e-06%
7 | 2 | 13 | 1.8574e-07 | 2.3369e-07 | 499.6896 | 49.97% | 1.168e-05% | 7 | 2 | 13 | 1.8994e-07 | 2.3716e-07 | 499.6896 | 49.97% | 1.185e-05%
7 | 2 | 14 | 3.2521e-07 | 4.0916e-07 | 728.9712 | 72.9% | 2.983e-05% | 7 | 2 | 14 | 3.2994e-07 | 4.1195e-07 | 728.9712 | 72.9% | 3.003e-05%
7 | 2 | 15 | 8.4572e-07 | 1.064e-06 | 528.8988 | 52.89% | 5.628e-05% | 7 | 2 | 15 | 8.5742e-07 | 1.0706e-06 | 528.8988 | 52.89% | 5.662e-05%
7 | 2 | 16 | 1.2641e-06 | 1.5904e-06 | 378.1644 | 37.82% | 6.014e-05% | 7 | 2 | 16 | 1.273e-06 | 1.5894e-06 | 378.1644 | 37.82% | 6.011e-05%
7 | 2 | 17 | 1.0079e-06 | 1.2681e-06 | 168.684 | 16.87% | 2.139e-05% | 7 | 2 | 17 | 1.0079e-06 | 1.2584e-06 | 168.684 | 16.87% | 2.123e-05%
7 | 2 | 18 | 3.037e-07 | 3.8211e-07 | 119.4348 | 11.94% | 4.564e-06% | 7 | 2 | 18 | 3.037e-07 | 3.792e-07 | 119.4348 | 11.94% | 4.529e-06%
7 | 2 | 19 | 7.1323e-08 | 8.9735e-08 | 26.6532 | 2.665% | 2.392e-07% | 7 | 2 | 19 | 7.1323e-08 | 8.9052e-08 | 26.6532 | 2.665% | 2.374e-07%
7 | 2 | 20 | 2.6584e-08 | 3.3446e-08 | 0 | 0% | 0% | 7 | 2 | 20 | 2.6584e-08 | 3.3192e-08 | 0 | 0% | 0%
7 | 2 | 21 | 5.7675e-09 | 7.2564e-09 | 0 | 0% | 0% | 7 | 2 | 21 | 5.7675e-09 | 7.2012e-09 | 0 | 0% | 0%
7 | 2 | 22 | 0 | 0 | 0 | 0% | 0% | 7 | 2 | 22 | 0 | 0 | 0 | 0% | 0%
7 | 2 | 23 | 0 | 0 | 0 | 0% | 0% | 7 | 2 | 23 | 0 | 0 | 0 | 0% | 0%
7 | 3 | 0 | 0 | 0 | 0 | 0% | 0% | 7 | 3 | 0 | 0 | 0 | 0 | 0% | 0%
7 | 3 | 1 | 0 | 0 | 0 | 0% | 0% | 7 | 3 | 1 | 0 | 0 | 0 | 0% | 0%
7 | 3 | 2 | 0 | 0 | 0 | 0% | 0% | 7 | 3 | 2 | 0 | 0 | 0 | 0% | 0%
7 | 3 | 3 | 0 | 0 | 0 | 0% | 0% | 7 | 3 | 3 | 0 | 0 | 0 | 0% | 0%
7 | 3 | 4 | 0 | 0 | 0 | 0% | 0% | 7 | 3 | 4 | 0 | 0 | 0 | 0% | 0%
7 | 3 | 5 | 0 | 0 | 0 | 0% | 0% | 7 | 3 | 5 | 0 | 0 | 0 | 0% | 0%
7 | 3 | 6 | 0 | 0 | 66.6 | 6.66% | 0% | 7 | 3 | 6 | 0 | 0 | 66.6 | 6.66% | 0%
7 | 3 | 7 | 0 | 0 | 212.6844 | 21.27% | 0% | 7 | 3 | 7 | 0 | 0 | 212.6844 | 21.27% | 0%
7 | 3 | 8 | 0 | 0 | 384.0324 | 38.4% | 0% | 7 | 3 | 8 | 0 | 0 | 384.0324 | 38.4% | 0%
7 | 3 | 9 | 0 | 0 | 541.3452 | 54.13% | 0% | 7 | 3 | 9 | 0 | 0 | 541.3452 | 54.13% | 0%
7 | 3 | 10 | 1.9378e-09 | 2.4381e-09 | 635.8152 | 63.58% | 1.55e-07% | 7 | 3 | 10 | 2.009e-09 | 2.5085e-09 | 635.8152 | 63.58% | 1.595e-07%
7 | 3 | 11 | 1.7867e-08 | 2.2479e-08 | 707.5092 | 70.75% | 1.59e-06% | 7 | 3 | 11 | 1.8151e-08 | 2.2663e-08 | 707.5092 | 70.75% | 1.603e-06%
7 | 3 | 12 | 1.0029e-07 | 1.2618e-07 | 740.4048 | 74.04% | 9.343e-06% | 7 | 3 | 12 | 1.0259e-07 | 1.281e-07 | 740.4048 | 74.04% | 9.484e-06%
7 | 3 | 13 | 4.0675e-07 | 5.1176e-07 | 684.2136 | 68.42% | 3.502e-05% | 7 | 3 | 13 | 4.1237e-07 | 5.1488e-07 | 684.2136 | 68.42% | 3.523e-05%
7 | 3 | 14 | 9.9481e-07 | 1.2516e-06 | 684.4656 | 68.45% | 8.567e-05% | 7 | 3 | 14 | 1.0017e-06 | 1.2507e-06 | 684.4656 | 68.45% | 8.561e-05%
7 | 3 | 15 | 2.7369e-06 | 3.4435e-06 | 585.5268 | 58.55% | 0.0002016% | 7 | 3 | 15 | 2.7369e-06 | 3.4173e-06 | 585.5268 | 58.55% | 0.0002001%
7 | 3 | 16 | 3.7379e-06 | 4.7029e-06 | 452.9292 | 45.29% | 0.000213% | 7 | 3 | 16 | 3.7379e-06 | 4.6671e-06 | 452.9292 | 45.29% | 0.0002114%
7 | 3 | 17 | 3.8591e-06 | 4.8554e-06 | 265.9044 | 26.59% | 0.0001291% | 7 | 3 | 17 | 3.8591e-06 | 4.8184e-06 | 265.9044 | 26.59% | 0.0001281%
7 | 3 | 18 | 1.5932e-06 | 2.0045e-06 | 134.982 | 13.5% | 2.706e-05% | 7 | 3 | 18 | 1.5932e-06 | 1.9893e-06 | 134.982 | 13.5% | 2.685e-05%
7 | 3 | 19 | 3.8661e-07 | 4.8642e-07 | 22.9716 | 2.297% | 1.117e-06% | 7 | 3 | 19 | 3.8661e-07 | 4.8272e-07 | 22.9716 | 2.297% | 1.109e-06%
7 | 3 | 20 | 1.8542e-07 | 2.3329e-07 | 0 | 0% | 0% | 7 | 3 | 20 | 1.8542e-07 | 2.3151e-07 | 0 | 0% | 0%
7 | 3 | 21 | 4.5699e-08 | 5.7496e-08 | 0 | 0% | 0% | 7 | 3 | 21 | 4.5699e-08 | 5.7059e-08 | 0 | 0% | 0%
7 | 3 | 22 | 6.7228e-09 | 8.4583e-09 | 0 | 0% | 0% | 7 | 3 | 22 | 6.7228e-09 | 8.394e-09 | 0 | 0% | 0%
7 | 3 | 23 | 0 | 0 | 0 | 0% | 0% | 7 | 3 | 23 | 0 | 0 | 0 | 0% | 0%
7 | 4 | 0 | 0 | 0 | 0 | 0% | 0% | 7 | 4 | 0 | 0 | 0 | 0 | 0% | 0%
7 | 4 | 1 | 0 | 0 | 0 | 0% | 0% | 7 | 4 | 1 | 0 | 0 | 0 | 0% | 0%
7 | 4 | 2 | 0 | 0 | 0 | 0% | 0% | 7 | 4 | 2 | 0 | 0 | 0 | 0% | 0%
7 | 4 | 3 | 0 | 0 | 0 | 0% | 0% | 7 | 4 | 3 | 0 | 0 | 0 | 0% | 0%
7 | 4 | 4 | 0 | 0 | 0 | 0% | 0% | 7 | 4 | 4 | 0 | 0 | 0 | 0% | 0%
7 | 4 | 5 | 0 | 0 | 0 | 0% | 0% | 7 | 4 | 5 | 0 | 0 | 0 | 0% | 0%
7 | 4 | 6 | 0 | 0 | 59.1108 | 5.911% | 0% | 7 | 4 | 6 | 0 | 0 | 59.1108 | 5.911% | 0%
7 | 4 | 7 | 0 | 0 | 207.834 | 20.78% | 0% | 7 | 4 | 7 | 0 | 0 | 207.834 | 20.78% | 0%
7 | 4 | 8 | 0 | 0 | 395.1312 | 39.51% | 0% | 7 | 4 | 8 | 0 | 0 | 395.1312 | 39.51% | 0%
7 | 4 | 9 | 4.1158e-09 | 5.1783e-09 | 564.2544 | 56.43% | 2.922e-07% | 7 | 4 | 9 | 4.2188e-09 | 5.2675e-09 | 564.2544 | 56.43% | 2.972e-07%
7 | 4 | 10 | 3.242e-08 | 4.0789e-08 | 676.9776 | 67.7% | 2.761e-06% | 7 | 4 | 10 | 3.319e-08 | 4.1441e-08 | 676.9776 | 67.7% | 2.805e-06%
7 | 4 | 11 | 1.5726e-07 | 1.9786e-07 | 756.0012 | 75.6% | 1.496e-05% | 7 | 4 | 11 | 1.6211e-07 | 2.0241e-07 | 756.0012 | 75.6% | 1.53e-05%
7 | 4 | 12 | 5.574e-07 | 7.0129e-07 | 791.9004 | 79.19% | 5.553e-05% | 7 | 4 | 12 | 5.7375e-07 | 7.1637e-07 | 791.9004 | 79.19% | 5.673e-05%
7 | 4 | 13 | 1.3265e-06 | 1.669e-06 | 786.4368 | 78.64% | 0.0001313% | 7 | 4 | 13 | 1.364e-06 | 1.7031e-06 | 786.4368 | 78.64% | 0.0001339%
7 | 4 | 14 | 3.4149e-06 | 4.2964e-06 | 730.0872 | 73.01% | 0.0003137% | 7 | 4 | 14 | 3.4601e-06 | 4.3202e-06 | 730.0872 | 73.01% | 0.0003154%
7 | 4 | 15 | 5.6439e-06 | 7.1009e-06 | 632.3904 | 63.24% | 0.0004491% | 7 | 4 | 15 | 5.7515e-06 | 7.1812e-06 | 632.3904 | 63.24% | 0.0004541%
7 | 4 | 16 | 6.4255e-06 | 8.0843e-06 | 487.7472 | 48.77% | 0.0003943% | 7 | 4 | 16 | 6.4652e-06 | 8.0723e-06 | 487.7472 | 48.77% | 0.0003937%
7 | 4 | 17 | 4.1474e-06 | 5.218e-06 | 306.7164 | 30.67% | 0.00016% | 7 | 4 | 17 | 4.175e-06 | 5.2129e-06 | 306.7164 | 30.67% | 0.0001599%
7 | 4 | 18 | 1.5586e-06 | 1.961e-06 | 130.5648 | 13.06% | 2.56e-05% | 7 | 4 | 18 | 1.5586e-06 | 1.9461e-06 | 130.5648 | 13.06% | 2.541e-05%
7 | 4 | 19 | 3.7865e-07 | 4.764e-07 | 26.2008 | 2.62% | 1.248e-06% | 7 | 4 | 19 | 3.7865e-07 | 4.7278e-07 | 26.2008 | 2.62% | 1.239e-06%
7 | 4 | 20 | 1.5357e-07 | 1.9322e-07 | 0 | 0% | 0% | 7 | 4 | 20 | 1.5357e-07 | 1.9175e-07 | 0 | 0% | 0%
7 | 4 | 21 | 4.2216e-08 | 5.3114e-08 | 0 | 0% | 0% | 7 | 4 | 21 | 4.2216e-08 | 5.271e-08 | 0 | 0% | 0%
7 | 4 | 22 | 1.009e-08 | 1.2694e-08 | 0 | 0% | 0% | 7 | 4 | 22 | 1.009e-08 | 1.2598e-08 | 0 | 0% | 0%
7 | 4 | 23 | 9.85e-10 | 1.2393e-09 | 0 | 0% | 0% | 7 | 4 | 23 | 9.85e-10 | 1.2299e-09 | 0 | 0% | 0%
7 | 5 | 0 | 0 | 0 | 0 | 0% | 0% | 7 | 5 | 0 | 0 | 0 | 0 | 0% | 0%
7 | 5 | 1 | 0 | 0 | 0 | 0% | 0% | 7 | 5 | 1 | 0 | 0 | 0 | 0% | 0%
7 | 5 | 2 | 0 | 0 | 0 | 0% | 0% | 7 | 5 | 2 | 0 | 0 | 0 | 0% | 0%
7 | 5 | 3 | 0 | 0 | 0 | 0% | 0% | 7 | 5 | 3 | 0 | 0 | 0 | 0% | 0%
7 | 5 | 4 | 0 | 0 | 0 | 0% | 0% | 7 | 5 | 4 | 0 | 0 | 0 | 0% | 0%
7 | 5 | 5 | 0 | 0 | 0 | 0% | 0% | 7 | 5 | 5 | 0 | 0 | 0 | 0% | 0%
7 | 5 | 6 | 0 | 0 | 56.7768 | 5.678% | 0% | 7 | 5 | 6 | 0 | 0 | 56.7768 | 5.678% | 0%
7 | 5 | 7 | 0 | 0 | 208.8048 | 20.88% | 0% | 7 | 5 | 7 | 0 | 0 | 208.8048 | 20.88% | 0%
7 | 5 | 8 | 2.8579e-09 | 3.5957e-09 | 398.9988 | 39.9% | 1.435e-07% | 7 | 5 | 8 | 2.9057e-09 | 3.628e-09 | 398.9988 | 39.9% | 1.448e-07%
7 | 5 | 9 | 5.2495e-08 | 6.6047e-08 | 577.1088 | 57.71% | 3.812e-06% | 7 | 5 | 9 | 5.4183e-08 | 6.7651e-08 | 577.1088 | 57.71% | 3.904e-06%
7 | 5 | 10 | 5.6125e-07 | 7.0614e-07 | 698.3616 | 69.84% | 4.931e-05% | 7 | 5 | 10 | 5.7786e-07 | 7.215e-07 | 698.3616 | 69.84% | 5.039e-05%
7 | 5 | 11 | 3.2164e-06 | 4.0468e-06 | 776.73 | 77.67% | 0.0003143% | 7 | 5 | 11 | 3.3021e-06 | 4.123e-06 | 776.73 | 77.67% | 0.0003202%
7 | 5 | 12 | 1.0252e-05 | 1.2899e-05 | 675.8856 | 67.59% | 0.0008718% | 7 | 5 | 12 | 1.0508e-05 | 1.312e-05 | 675.8856 | 67.59% | 0.0008868%
7 | 5 | 13 | 2.2039e-05 | 2.7729e-05 | 793.8612 | 79.39% | 0.002201% | 7 | 5 | 13 | 2.2606e-05 | 2.8226e-05 | 793.8612 | 79.39% | 0.002241%
7 | 5 | 14 | 3.5716e-05 | 4.4936e-05 | 733.14 | 73.31% | 0.003294% | 7 | 5 | 14 | 3.6165e-05 | 4.5155e-05 | 733.14 | 73.31% | 0.003311%
7 | 5 | 15 | 6.6677e-05 | 8.3889e-05 | 632.346 | 63.23% | 0.005305% | 7 | 5 | 15 | 6.745e-05 | 8.4217e-05 | 632.346 | 63.23% | 0.005325%
7 | 5 | 16 | 8.77e-05 | 0.00011034 | 490.1904 | 49.02% | 0.005409% | 7 | 5 | 16 | 8.77e-05 | 0.0001095 | 490.1904 | 49.02% | 0.005368%
7 | 5 | 17 | 6.2888e-05 | 7.9123e-05 | 306.8652 | 30.69% | 0.002428% | 7 | 5 | 17 | 6.2888e-05 | 7.8521e-05 | 306.8652 | 30.69% | 0.00241%
7 | 5 | 18 | 3.3487e-05 | 4.2132e-05 | 133.0272 | 13.3% | 0.0005605% | 7 | 5 | 18 | 3.3487e-05 | 4.1811e-05 | 133.0272 | 13.3% | 0.0005562%
7 | 5 | 19 | 1.2645e-05 | 1.5909e-05 | 26.1696 | 2.617% | 4.163e-05% | 7 | 5 | 19 | 1.2645e-05 | 1.5788e-05 | 26.1696 | 2.617% | 4.132e-05%
7 | 5 | 20 | 4.6797e-06 | 5.8878e-06 | 0 | 0% | 0% | 7 | 5 | 20 | 4.6797e-06 | 5.843e-06 | 0 | 0% | 0%
7 | 5 | 21 | 1.0947e-06 | 1.3773e-06 | 0 | 0% | 0% | 7 | 5 | 21 | 1.0947e-06 | 1.3668e-06 | 0 | 0% | 0%
7 | 5 | 22 | 6.6245e-08 | 8.3347e-08 | 0 | 0% | 0% | 7 | 5 | 22 | 6.6245e-08 | 8.2713e-08 | 0 | 0% | 0%
7 | 5 | 23 | 6.246e-09 | 7.8584e-09 | 0 | 0% | 0% | 7 | 5 | 23 | 6.246e-09 | 7.7986e-09 | 0 | 0% | 0%
7 | 6 | 0 | 0 | 0 | 0 | 0% | 0% | 7 | 6 | 0 | 0 | 0 | 0 | 0% | 0%
7 | 6 | 1 | 0 | 0 | 0 | 0% | 0% | 7 | 6 | 1 | 0 | 0 | 0 | 0% | 0%
7 | 6 | 2 | 0 | 0 | 0 | 0% | 0% | 7 | 6 | 2 | 0 | 0 | 0 | 0% | 0%
7 | 6 | 3 | 0 | 0 | 0 | 0% | 0% | 7 | 6 | 3 | 0 | 0 | 0 | 0% | 0%
7 | 6 | 4 | 0 | 0 | 0 | 0% | 0% | 7 | 6 | 4 | 0 | 0 | 0 | 0% | 0%
7 | 6 | 5 | 0 | 0 | 0 | 0% | 0% | 7 | 6 | 5 | 0 | 0 | 0 | 0% | 0%
7 | 6 | 6 | 1.5613e-09 | 1.9644e-09 | 58.986 | 5.899% | 1.159e-08% | 7 | 6 | 6 | 1.5613e-09 | 1.9494e-09 | 58.986 | 5.899% | 1.15e-08%
7 | 6 | 7 | 2.7439e-08 | 3.4522e-08 | 206.7768 | 20.68% | 7.138e-07% | 7 | 6 | 7 | 2.7439e-08 | 3.426e-08 | 206.7768 | 20.68% | 7.084e-07%
7 | 6 | 8 | 3.7084e-07 | 4.6658e-07 | 316.3968 | 31.64% | 1.476e-05% | 7 | 6 | 8 | 3.7084e-07 | 4.6303e-07 | 316.3968 | 31.64% | 1.465e-05%
7 | 6 | 9 | 3.3474e-06 | 4.2115e-06 | 554.7576 | 55.48% | 0.0002336% | 7 | 6 | 9 | 3.3912e-06 | 4.2342e-06 | 554.7576 | 55.48% | 0.0002349%
7 | 6 | 10 | 2.5763e-05 | 3.2414e-05 | 582.5808 | 58.26% | 0.001888% | 7 | 6 | 10 | 2.6073e-05 | 3.2555e-05 | 582.5808 | 58.26% | 0.001897%
7 | 6 | 11 | 0.00011191 | 0.00014079 | 633.0864 | 63.31% | 0.008914% | 7 | 6 | 11 | 0.00011431 | 0.00014272 | 633.0864 | 63.31% | 0.009036%
7 | 6 | 12 | 0.00032236 | 0.00040558 | 514.9752 | 51.5% | 0.02089% | 7 | 6 | 12 | 0.00032773 | 0.0004092 | 514.9752 | 51.5% | 0.02107%
7 | 6 | 13 | 0.0010212 | 0.0012848 | 121.902 | 12.19% | 0.01566% | 7 | 6 | 13 | 0.0010408 | 0.0012995 | 121.902 | 12.19% | 0.01584%
7 | 6 | 14 | 0.0015892 | 0.0019995 | 535.5972 | 53.56% | 0.1071% | 7 | 6 | 14 | 0.0016039 | 0.0020026 | 535.5972 | 53.56% | 0.1073%
7 | 6 | 15 | 0.0019309 | 0.0024294 | 578.6376 | 57.86% | 0.1406% | 7 | 6 | 15 | 0.0019414 | 0.0024239 | 578.6376 | 57.86% | 0.1403%
7 | 6 | 16 | 0.0015535 | 0.0019546 | 325.2672 | 32.53% | 0.06358% | 7 | 6 | 16 | 0.0015535 | 0.0019397 | 325.2672 | 32.53% | 0.06309%
7 | 6 | 17 | 0.0012922 | 0.0016258 | 269.406 | 26.94% | 0.0438% | 7 | 6 | 17 | 0.0012922 | 0.0016134 | 269.406 | 26.94% | 0.04347%
7 | 6 | 18 | 0.00057224 | 0.00071996 | 134.4204 | 13.44% | 0.009678% | 7 | 6 | 18 | 0.00057224 | 0.00071448 | 134.4204 | 13.44% | 0.009604%
7 | 6 | 19 | 0.00016097 | 0.00020252 | 27.7788 | 2.778% | 0.0005626% | 7 | 6 | 19 | 0.00016097 | 0.00020098 | 27.7788 | 2.778% | 0.0005583%
7 | 6 | 20 | 6.8509e-05 | 8.6194e-05 | 0 | 0% | 0% | 7 | 6 | 20 | 6.8509e-05 | 8.5539e-05 | 0 | 0% | 0%
7 | 6 | 21 | 1.3805e-05 | 1.7369e-05 | 0 | 0% | 0% | 7 | 6 | 21 | 1.3805e-05 | 1.7237e-05 | 0 | 0% | 0%
7 | 6 | 22 | 1.0279e-06 | 1.2932e-06 | 0 | 0% | 0% | 7 | 6 | 22 | 1.0279e-06 | 1.2834e-06 | 0 | 0% | 0%
7 | 6 | 23 | 8.0844e-08 | 1.0171e-07 | 0 | 0% | 0% | 7 | 6 | 23 | 8.0844e-08 | 1.0094e-07 | 0 | 0% | 0%
7 | 7 | 0 | 7.5469e-09 | 9.4951e-09 | 0 | 0% | 0% | 7 | 7 | 0 | 7.5469e-09 | 9.4229e-09 | 0 | 0% | 0%
7 | 7 | 1 | 1.4721e-09 | 1.8522e-09 | 0 | 0% | 0% | 7 | 7 | 1 | 1.4721e-09 | 1.8381e-09 | 0 | 0% | 0%
7 | 7 | 2 | 0 | 0 | 0 | 0% | 0% | 7 | 7 | 2 | 0 | 0 | 0 | 0% | 0%
7 | 7 | 3 | 0 | 0 | 0 | 0% | 0% | 7 | 7 | 3 | 0 | 0 | 0 | 0% | 0%
7 | 7 | 4 | 0 | 0 | 0 | 0% | 0% | 7 | 7 | 4 | 0 | 0 | 0 | 0% | 0%
7 | 7 | 5 | 1.083e-09 | 1.3626e-09 | 0 | 0% | 0% | 7 | 7 | 5 | 1.083e-09 | 1.3522e-09 | 0 | 0% | 0%
7 | 7 | 6 | 5.5413e-09 | 6.9718e-09 | 54.6588 | 5.466% | 3.811e-08% | 7 | 7 | 6 | 5.5413e-09 | 6.9188e-09 | 54.6588 | 5.466% | 3.782e-08%
7 | 7 | 7 | 5.9095e-08 | 7.4351e-08 | 137.4852 | 13.75% | 1.022e-06% | 7 | 7 | 7 | 5.9552e-08 | 7.4355e-08 | 137.4852 | 13.75% | 1.022e-06%
7 | 7 | 8 | 8.1627e-07 | 1.027e-06 | 166.4556 | 16.65% | 1.709e-05% | 7 | 7 | 8 | 8.2207e-07 | 1.0264e-06 | 166.4556 | 16.65% | 1.709e-05%
7 | 7 | 9 | 9.6893e-06 | 1.2191e-05 | 570.3156 | 57.03% | 0.0006953% | 7 | 7 | 9 | 9.8106e-06 | 1.2249e-05 | 570.3156 | 57.03% | 0.0006986%
7 | 7 | 10 | 0.00010644 | 0.00013391 | 694.3344 | 69.43% | 0.009298% | 7 | 7 | 10 | 0.00010885 | 0.00013591 | 694.3344 | 69.43% | 0.009437%
7 | 7 | 11 | 0.00055179 | 0.00069424 | 772.2408 | 77.22% | 0.05361% | 7 | 7 | 11 | 0.00055772 | 0.00069636 | 772.2408 | 77.22% | 0.05378%
7 | 7 | 12 | 0.00165 | 0.0020759 | 669.4092 | 66.94% | 0.139% | 7 | 7 | 12 | 0.0016657 | 0.0020797 | 669.4092 | 66.94% | 0.1392%
7 | 7 | 13 | 0.0027462 | 0.0034551 | 811.5072 | 81.15% | 0.2804% | 7 | 7 | 13 | 0.0027722 | 0.0034613 | 811.5072 | 81.15% | 0.2809%
7 | 7 | 14 | 0.0044861 | 0.0056442 | 752.634 | 75.26% | 0.4248% | 7 | 7 | 14 | 0.0045293 | 0.0056552 | 752.634 | 75.26% | 0.4256%
7 | 7 | 15 | 0.0045277 | 0.0056965 | 416.4576 | 41.65% | 0.2372% | 7 | 7 | 15 | 0.0045511 | 0.0056824 | 416.4576 | 41.65% | 0.2366%
7 | 7 | 16 | 0.0042228 | 0.0053129 | 493.3416 | 49.33% | 0.2621% | 7 | 7 | 16 | 0.0042421 | 0.0052966 | 493.3416 | 49.33% | 0.2613%
7 | 7 | 17 | 0.0025456 | 0.0032027 | 309.3984 | 30.94% | 0.09909% | 7 | 7 | 17 | 0.0025456 | 0.0031784 | 309.3984 | 30.94% | 0.09834%
7 | 7 | 18 | 0.0010814 | 0.0013606 | 129.9048 | 12.99% | 0.01767% | 7 | 7 | 18 | 0.0010814 | 0.0013503 | 129.9048 | 12.99% | 0.01754%
7 | 7 | 19 | 0.00034644 | 0.00043588 | 28.3272 | 2.833% | 0.001235% | 7 | 7 | 19 | 0.00034644 | 0.00043256 | 28.3272 | 2.833% | 0.001225%
7 | 7 | 20 | 0.00017873 | 0.00022487 | 0 | 0% | 0% | 7 | 7 | 20 | 0.00017873 | 0.00022316 | 0 | 0% | 0%
7 | 7 | 21 | 4.0405e-05 | 5.0835e-05 | 0 | 0% | 0% | 7 | 7 | 21 | 4.0405e-05 | 5.0449e-05 | 0 | 0% | 0%
7 | 7 | 22 | 3.9578e-06 | 4.9795e-06 | 0 | 0% | 0% | 7 | 7 | 22 | 3.9578e-06 | 4.9416e-06 | 0 | 0% | 0%
7 | 7 | 23 | 2.8847e-07 | 3.6294e-07 | 0 | 0% | 0% | 7 | 7 | 23 | 2.8847e-07 | 3.6018e-07 | 0 | 0% | 0%
7 | 8 | 0 | 2.4588e-08 | 3.0936e-08 | 0 | 0% | 0% | 7 | 8 | 0 | 2.4588e-08 | 3.0701e-08 | 0 | 0% | 0%
7 | 8 | 1 | 6.9464e-09 | 8.7397e-09 | 0 | 0% | 0% | 7 | 8 | 1 | 6.9464e-09 | 8.6732e-09 | 0 | 0% | 0%
7 | 8 | 2 | 1.9526e-09 | 2.4566e-09 | 0 | 0% | 0% | 7 | 8 | 2 | 1.9526e-09 | 2.438e-09 | 0 | 0% | 0%
7 | 8 | 3 | 7.9098e-10 | 9.9517e-10 | 0 | 0% | 0% | 7 | 8 | 3 | 7.9098e-10 | 9.876e-10 | 0 | 0% | 0%
7 | 8 | 4 | 4.4768e-10 | 5.6325e-10 | 0 | 0% | 0% | 7 | 8 | 4 | 4.4768e-10 | 5.5897e-10 | 0 | 0% | 0%
7 | 8 | 5 | 1.8995e-09 | 2.3899e-09 | 0 | 0% | 0% | 7 | 8 | 5 | 1.8995e-09 | 2.3717e-09 | 0 | 0% | 0%
7 | 8 | 6 | 1.1808e-08 | 1.4856e-08 | 55.9572 | 5.596% | 8.313e-08% | 7 | 8 | 6 | 1.1808e-08 | 1.4743e-08 | 55.9572 | 5.596% | 8.25e-08%
7 | 8 | 7 | 2.3502e-07 | 2.9569e-07 | 200.8176 | 20.08% | 5.938e-06% | 7 | 8 | 7 | 2.3502e-07 | 2.9344e-07 | 200.8176 | 20.08% | 5.893e-06%
7 | 8 | 8 | 1.5153e-06 | 1.9064e-06 | 395.6664 | 39.57% | 7.543e-05% | 7 | 8 | 8 | 1.5368e-06 | 1.9188e-06 | 395.6664 | 39.57% | 7.592e-05%
7 | 8 | 9 | 3.0692e-05 | 3.8615e-05 | 567.7008 | 56.77% | 0.002192% | 7 | 8 | 9 | 3.1272e-05 | 3.9046e-05 | 567.7008 | 56.77% | 0.002217%
7 | 8 | 10 | 0.00022148 | 0.00027865 | 694.8192 | 69.48% | 0.01936% | 7 | 8 | 10 | 0.00022512 | 0.00028108 | 694.8192 | 69.48% | 0.01953%
7 | 8 | 11 | 0.001465 | 0.0018431 | 685.7568 | 68.58% | 0.1264% | 7 | 8 | 11 | 0.0014982 | 0.0018706 | 685.7568 | 68.58% | 0.1283%
7 | 8 | 12 | 0.0036251 | 0.004561 | 807.6564 | 80.77% | 0.3684% | 7 | 8 | 12 | 0.0036954 | 0.004614 | 807.6564 | 80.77% | 0.3727%
7 | 8 | 13 | 0.0045527 | 0.005728 | 108.1212 | 10.81% | 0.06193% | 7 | 8 | 13 | 0.0046378 | 0.0057907 | 108.1212 | 10.81% | 0.06261%
7 | 8 | 14 | 0.0056418 | 0.0070982 | 78.4956 | 7.85% | 0.05572% | 7 | 8 | 14 | 0.0057217 | 0.007144 | 78.4956 | 7.85% | 0.05608%
7 | 8 | 15 | 0.0030342 | 0.0038175 | 96.5568 | 9.656% | 0.03686% | 7 | 8 | 15 | 0.0030616 | 0.0038227 | 96.5568 | 9.656% | 0.03691%
7 | 8 | 16 | 0.001185 | 0.0014909 | 244.578 | 24.46% | 0.03647% | 7 | 8 | 16 | 0.0011914 | 0.0014876 | 244.578 | 24.46% | 0.03638%
7 | 8 | 17 | 0.00049426 | 0.00062186 | 252.918 | 25.29% | 0.01573% | 7 | 8 | 17 | 0.00049426 | 0.00061713 | 252.918 | 25.29% | 0.01561%
7 | 8 | 18 | 0.00015918 | 0.00020028 | 114.3684 | 11.44% | 0.002291% | 7 | 8 | 18 | 0.00015918 | 0.00019875 | 114.3684 | 11.44% | 0.002273%
7 | 8 | 19 | 6.8918e-05 | 8.671e-05 | 24.4824 | 2.448% | 0.0002123% | 7 | 8 | 19 | 6.8918e-05 | 8.605e-05 | 24.4824 | 2.448% | 0.0002107%
7 | 8 | 20 | 3.5221e-05 | 4.4313e-05 | 0 | 0% | 0% | 7 | 8 | 20 | 3.5221e-05 | 4.3976e-05 | 0 | 0% | 0%
7 | 8 | 21 | 7.4856e-06 | 9.4181e-06 | 0 | 0% | 0% | 7 | 8 | 21 | 7.4856e-06 | 9.3464e-06 | 0 | 0% | 0%
7 | 8 | 22 | 1.1173e-06 | 1.4057e-06 | 0 | 0% | 0% | 7 | 8 | 22 | 1.1173e-06 | 1.395e-06 | 0 | 0% | 0%
7 | 8 | 23 | 7.5133e-08 | 9.4529e-08 | 0 | 0% | 0% | 7 | 8 | 23 | 7.5133e-08 | 9.381e-08 | 0 | 0% | 0%
7 | 9 | 0 | 1.1179e-08 | 1.4064e-08 | 0 | 0% | 0% | 7 | 9 | 0 | 1.1179e-08 | 1.3957e-08 | 0 | 0% | 0%
7 | 9 | 1 | 4.148e-09 | 5.2188e-09 | 0 | 0% | 0% | 7 | 9 | 1 | 4.148e-09 | 5.1791e-09 | 0 | 0% | 0%
7 | 9 | 2 | 4.8558e-10 | 6.1094e-10 | 0 | 0% | 0% | 7 | 9 | 2 | 4.8558e-10 | 6.0629e-10 | 0 | 0% | 0%
7 | 9 | 3 | 0 | 0 | 0 | 0% | 0% | 7 | 9 | 3 | 0 | 0 | 0 | 0% | 0%
7 | 9 | 4 | 9.7663e-10 | 1.2288e-09 | 0 | 0% | 0% | 7 | 9 | 4 | 9.7663e-10 | 1.2194e-09 | 0 | 0% | 0%
7 | 9 | 5 | 4.947e-09 | 6.2241e-09 | 0 | 0% | 0% | 7 | 9 | 5 | 4.947e-09 | 6.1768e-09 | 0 | 0% | 0%
7 | 9 | 6 | 1.6573e-08 | 2.0852e-08 | 47.8296 | 4.783% | 9.973e-08% | 7 | 9 | 6 | 1.6573e-08 | 2.0693e-08 | 47.8296 | 4.783% | 9.898e-08%
7 | 9 | 7 | 5.9061e-08 | 7.4308e-08 | 200.8344 | 20.08% | 1.492e-06% | 7 | 9 | 7 | 5.9517e-08 | 7.4311e-08 | 200.8344 | 20.08% | 1.492e-06%
7 | 9 | 8 | 1.7855e-07 | 2.2464e-07 | 391.728 | 39.17% | 8.8e-06% | 7 | 9 | 8 | 1.8128e-07 | 2.2634e-07 | 391.728 | 39.17% | 8.866e-06%
7 | 9 | 9 | 4.1186e-07 | 5.1818e-07 | 567.3528 | 56.74% | 2.94e-05% | 7 | 9 | 9 | 4.2334e-07 | 5.2857e-07 | 567.3528 | 56.74% | 2.999e-05%
7 | 9 | 10 | 7.7667e-07 | 9.7716e-07 | 700.1856 | 70.02% | 6.842e-05% | 7 | 9 | 10 | 7.8748e-07 | 9.8323e-07 | 700.1856 | 70.02% | 6.884e-05%
7 | 9 | 11 | 1.652e-06 | 2.0784e-06 | 777.2088 | 77.72% | 0.0001615% | 7 | 9 | 11 | 1.6873e-06 | 2.1067e-06 | 777.2088 | 77.72% | 0.0001637%
7 | 9 | 12 | 3.1099e-06 | 3.9128e-06 | 558.2124 | 55.82% | 0.0002184% | 7 | 9 | 12 | 3.1942e-06 | 3.9882e-06 | 558.2124 | 55.82% | 0.0002226%
7 | 9 | 13 | 3.3895e-06 | 4.2645e-06 | 773.1036 | 77.31% | 0.0003297% | 7 | 9 | 13 | 3.4351e-06 | 4.2891e-06 | 773.1036 | 77.31% | 0.0003316%
7 | 9 | 14 | 5.9354e-06 | 7.4676e-06 | 712.0416 | 71.2% | 0.0005317% | 7 | 9 | 14 | 6.0096e-06 | 7.5035e-06 | 712.0416 | 71.2% | 0.0005343%
7 | 9 | 15 | 5.354e-06 | 6.7361e-06 | 16.1844 | 1.618% | 1.09e-05% | 7 | 9 | 15 | 5.4254e-06 | 6.7741e-06 | 16.1844 | 1.618% | 1.096e-05%
7 | 9 | 16 | 4.9408e-06 | 6.2163e-06 | 82.0368 | 8.204% | 5.1e-05% | 7 | 9 | 16 | 4.9745e-06 | 6.2111e-06 | 82.0368 | 8.204% | 5.095e-05%
7 | 9 | 17 | 2.4729e-06 | 3.1113e-06 | 124.3632 | 12.44% | 3.869e-05% | 7 | 9 | 17 | 2.4729e-06 | 3.0877e-06 | 124.3632 | 12.44% | 3.84e-05%
7 | 9 | 18 | 1.7621e-06 | 2.217e-06 | 90.5496 | 9.055% | 2.008e-05% | 7 | 9 | 18 | 1.7621e-06 | 2.2002e-06 | 90.5496 | 9.055% | 1.992e-05%
7 | 9 | 19 | 5.0013e-07 | 6.2924e-07 | 15.1992 | 1.52% | 9.564e-07% | 7 | 9 | 19 | 5.0013e-07 | 6.2446e-07 | 15.1992 | 1.52% | 9.491e-07%
7 | 9 | 20 | 3.2937e-07 | 4.144e-07 | 0 | 0% | 0% | 7 | 9 | 20 | 3.2937e-07 | 4.1124e-07 | 0 | 0% | 0%
7 | 9 | 21 | 1.3438e-07 | 1.6907e-07 | 0 | 0% | 0% | 7 | 9 | 21 | 1.3438e-07 | 1.6779e-07 | 0 | 0% | 0%
7 | 9 | 22 | 2.0249e-08 | 2.5476e-08 | 0 | 0% | 0% | 7 | 9 | 22 | 2.0249e-08 | 2.5282e-08 | 0 | 0% | 0%
7 | 9 | 23 | 2.5966e-09 | 3.267e-09 | 0 | 0% | 0% | 7 | 9 | 23 | 2.5966e-09 | 3.2421e-09 | 0 | 0% | 0%
7 | 10 | 0 | 0 | 0 | 0 | 0% | 0% | 7 | 10 | 0 | 0 | 0 | 0 | 0% | 0%
7 | 10 | 1 | 0 | 0 | 0 | 0% | 0% | 7 | 10 | 1 | 0 | 0 | 0 | 0% | 0%
7 | 10 | 2 | 0 | 0 | 0 | 0% | 0% | 7 | 10 | 2 | 0 | 0 | 0 | 0% | 0%
7 | 10 | 3 | 0 | 0 | 0 | 0% | 0% | 7 | 10 | 3 | 0 | 0 | 0 | 0% | 0%
7 | 10 | 4 | 0 | 0 | 0 | 0% | 0% | 7 | 10 | 4 | 0 | 0 | 0 | 0% | 0%
7 | 10 | 5 | 0 | 0 | 0 | 0% | 0% | 7 | 10 | 5 | 0 | 0 | 0 | 0% | 0%
7 | 10 | 6 | 0 | 0 | 54.2316 | 5.423% | 0% | 7 | 10 | 6 | 0 | 0 | 54.2316 | 5.423% | 0%
7 | 10 | 7 | 0 | 0 | 106.4316 | 10.64% | 0% | 7 | 10 | 7 | 0 | 0 | 106.4316 | 10.64% | 0%
7 | 10 | 8 | 1.7144e-09 | 2.157e-09 | 255.2376 | 25.52% | 5.505e-08% | 7 | 10 | 8 | 1.7436e-09 | 2.1771e-09 | 255.2376 | 25.52% | 5.557e-08%
7 | 10 | 9 | 2.3506e-08 | 2.9574e-08 | 286.8888 | 28.69% | 8.485e-07% | 7 | 10 | 9 | 2.4056e-08 | 3.0036e-08 | 286.8888 | 28.69% | 8.617e-07%
7 | 10 | 10 | 1.5964e-07 | 2.0086e-07 | 419.07 | 41.91% | 8.417e-06% | 7 | 10 | 10 | 1.6456e-07 | 2.0547e-07 | 419.07 | 41.91% | 8.61e-06%
7 | 10 | 11 | 7.9935e-07 | 1.0057e-06 | 30.198 | 3.02% | 3.037e-06% | 7 | 10 | 11 | 8.1656e-07 | 1.0195e-06 | 30.198 | 3.02% | 3.079e-06%
7 | 10 | 12 | 1.8287e-06 | 2.3008e-06 | 174.5628 | 17.46% | 4.016e-05% | 7 | 10 | 12 | 1.8542e-06 | 2.3151e-06 | 174.5628 | 17.46% | 4.041e-05%
7 | 10 | 13 | 3.643e-06 | 4.5834e-06 | 680.9424 | 68.09% | 0.0003121% | 7 | 10 | 13 | 3.6914e-06 | 4.6091e-06 | 680.9424 | 68.09% | 0.0003138%
7 | 10 | 14 | 4.5274e-06 | 5.6962e-06 | 680.5116 | 68.05% | 0.0003876% | 7 | 10 | 14 | 4.59e-06 | 5.731e-06 | 680.5116 | 68.05% | 0.00039%
7 | 10 | 15 | 9.747e-06 | 1.2263e-05 | 274.1232 | 27.41% | 0.0003362% | 7 | 10 | 15 | 9.809e-06 | 1.2247e-05 | 274.1232 | 27.41% | 0.0003357%
7 | 10 | 16 | 1.3141e-05 | 1.6533e-05 | 332.778 | 33.28% | 0.0005502% | 7 | 10 | 16 | 1.3141e-05 | 1.6407e-05 | 332.778 | 33.28% | 0.000546%
7 | 10 | 17 | 7.7784e-06 | 9.7864e-06 | 301.8876 | 30.19% | 0.0002954% | 7 | 10 | 17 | 7.7784e-06 | 9.712e-06 | 301.8876 | 30.19% | 0.0002932%
7 | 10 | 18 | 3.067e-06 | 3.8587e-06 | 93.6876 | 9.369% | 3.615e-05% | 7 | 10 | 18 | 3.067e-06 | 3.8294e-06 | 93.6876 | 9.369% | 3.588e-05%
7 | 10 | 19 | 1.0003e-06 | 1.2585e-06 | 21.0264 | 2.103% | 2.646e-06% | 7 | 10 | 19 | 1.0003e-06 | 1.2489e-06 | 21.0264 | 2.103% | 2.626e-06%
7 | 10 | 20 | 2.9912e-07 | 3.7634e-07 | 0 | 0% | 0% | 7 | 10 | 20 | 2.9912e-07 | 3.7348e-07 | 0 | 0% | 0%
7 | 10 | 21 | 8.8476e-08 | 1.1132e-07 | 0 | 0% | 0% | 7 | 10 | 21 | 8.8476e-08 | 1.1047e-07 | 0 | 0% | 0%
7 | 10 | 22 | 9.0814e-09 | 1.1426e-08 | 0 | 0% | 0% | 7 | 10 | 22 | 9.0814e-09 | 1.1339e-08 | 0 | 0% | 0%
7 | 10 | 23 | 0 | 0 | 0 | 0% | 0% | 7 | 10 | 23 | 0 | 0 | 0 | 0% | 0%
7 | 11 | 0 | 0 | 0 | 0 | 0% | 0% | 7 | 11 | 0 | 0 | 0 | 0 | 0% | 0%
7 | 11 | 1 | 0 | 0 | 0 | 0% | 0% | 7 | 11 | 1 | 0 | 0 | 0 | 0% | 0%
7 | 11 | 2 | 0 | 0 | 0 | 0% | 0% | 7 | 11 | 2 | 0 | 0 | 0 | 0% | 0%
7 | 11 | 3 | 0 | 0 | 0 | 0% | 0% | 7 | 11 | 3 | 0 | 0 | 0 | 0% | 0%
7 | 11 | 4 | 0 | 0 | 0 | 0% | 0% | 7 | 11 | 4 | 0 | 0 | 0 | 0% | 0%
7 | 11 | 5 | 0 | 0 | 0 | 0% | 0% | 7 | 11 | 5 | 0 | 0 | 0 | 0% | 0%
7 | 11 | 6 | 0 | 0 | 38.892 | 3.889% | 0% | 7 | 11 | 6 | 0 | 0 | 38.892 | 3.889% | 0%
7 | 11 | 7 | 0 | 0 | 214.74 | 21.47% | 0% | 7 | 11 | 7 | 0 | 0 | 214.74 | 21.47% | 0%
7 | 11 | 8 | 0 | 0 | 437.1072 | 43.71% | 0% | 7 | 11 | 8 | 0 | 0 | 437.1072 | 43.71% | 0%
7 | 11 | 9 | 9.0172e-09 | 1.1345e-08 | 626.1876 | 62.62% | 7.104e-07% | 7 | 11 | 9 | 9.1679e-09 | 1.1447e-08 | 626.1876 | 62.62% | 7.168e-07%
7 | 11 | 10 | 8.1613e-08 | 1.0268e-07 | 457.95 | 45.79% | 4.702e-06% | 7 | 11 | 10 | 8.3445e-08 | 1.0419e-07 | 457.95 | 45.79% | 4.771e-06%
7 | 11 | 11 | 4.7044e-07 | 5.9189e-07 | 860.2896 | 86.03% | 5.092e-05% | 7 | 11 | 11 | 4.7707e-07 | 5.9566e-07 | 860.2896 | 86.03% | 5.124e-05%
7 | 11 | 12 | 1.6541e-06 | 2.0812e-06 | 531.6732 | 53.17% | 0.0001106% | 7 | 11 | 12 | 1.6895e-06 | 2.1095e-06 | 531.6732 | 53.17% | 0.0001122%
7 | 11 | 13 | 6.3906e-06 | 8.0404e-06 | 879.3192 | 87.93% | 0.000707% | 7 | 11 | 13 | 6.508e-06 | 8.1257e-06 | 879.3192 | 87.93% | 0.0007145%
7 | 11 | 14 | 1.323e-05 | 1.6645e-05 | 804.0756 | 80.41% | 0.001338% | 7 | 11 | 14 | 1.3395e-05 | 1.6725e-05 | 804.0756 | 80.41% | 0.001345%
7 | 11 | 15 | 2.1199e-05 | 2.6671e-05 | 698.958 | 69.9% | 0.001864% | 7 | 11 | 15 | 2.1471e-05 | 2.6809e-05 | 698.958 | 69.9% | 0.001874%
7 | 11 | 16 | 2.0798e-05 | 2.6167e-05 | 536.0268 | 53.6% | 0.001403% | 7 | 11 | 16 | 2.0798e-05 | 2.5968e-05 | 536.0268 | 53.6% | 0.001392%
7 | 11 | 17 | 1.3899e-05 | 1.7487e-05 | 333.7236 | 33.37% | 0.0005836% | 7 | 11 | 17 | 1.3899e-05 | 1.7354e-05 | 333.7236 | 33.37% | 0.0005791%
7 | 11 | 18 | 1.0116e-05 | 1.2727e-05 | 126.0036 | 12.6% | 0.0001604% | 7 | 11 | 18 | 1.0116e-05 | 1.263e-05 | 126.0036 | 12.6% | 0.0001591%
7 | 11 | 19 | 3.4103e-06 | 4.2907e-06 | 19.11 | 1.911% | 8.2e-06% | 7 | 11 | 19 | 3.4103e-06 | 4.2581e-06 | 19.11 | 1.911% | 8.137e-06%
7 | 11 | 20 | 2.807e-06 | 3.5316e-06 | 0 | 0% | 0% | 7 | 11 | 20 | 2.807e-06 | 3.5048e-06 | 0 | 0% | 0%
7 | 11 | 21 | 5.8547e-07 | 7.3661e-07 | 0 | 0% | 0% | 7 | 11 | 21 | 5.8547e-07 | 7.3101e-07 | 0 | 0% | 0%
7 | 11 | 22 | 6.6772e-08 | 8.4009e-08 | 0 | 0% | 0% | 7 | 11 | 22 | 6.6772e-08 | 8.337e-08 | 0 | 0% | 0%
7 | 11 | 23 | 7.6743e-09 | 9.6555e-09 | 0 | 0% | 0% | 7 | 11 | 23 | 7.6743e-09 | 9.582e-09 | 0 | 0% | 0%
7 | 12 | 0 | 1.113e-09 | 1.4004e-09 | 0 | 0% | 0% | 7 | 12 | 0 | 1.113e-09 | 1.3897e-09 | 0 | 0% | 0%
7 | 12 | 1 | 0 | 0 | 0 | 0% | 0% | 7 | 12 | 1 | 0 | 0 | 0 | 0% | 0%
7 | 12 | 2 | 0 | 0 | 0 | 0% | 0% | 7 | 12 | 2 | 0 | 0 | 0 | 0% | 0%
7 | 12 | 3 | 0 | 0 | 0 | 0% | 0% | 7 | 12 | 3 | 0 | 0 | 0 | 0% | 0%
7 | 12 | 4 | 0 | 0 | 0 | 0% | 0% | 7 | 12 | 4 | 0 | 0 | 0 | 0% | 0%
7 | 12 | 5 | 1.0187e-09 | 1.2816e-09 | 0 | 0% | 0% | 7 | 12 | 5 | 1.0187e-09 | 1.2719e-09 | 0 | 0% | 0%
7 | 12 | 6 | 5.6283e-09 | 7.0812e-09 | 47.9712 | 4.797% | 3.397e-08% | 7 | 12 | 6 | 5.6283e-09 | 7.0273e-09 | 47.9712 | 4.797% | 3.371e-08%
7 | 12 | 7 | 4.0282e-08 | 5.0681e-08 | 205.926 | 20.59% | 1.044e-06% | 7 | 12 | 7 | 4.0282e-08 | 5.0295e-08 | 205.926 | 20.59% | 1.036e-06%
7 | 12 | 8 | 2.0555e-07 | 2.5861e-07 | 408.0444 | 40.8% | 1.055e-05% | 7 | 12 | 8 | 2.0852e-07 | 2.6036e-07 | 408.0444 | 40.8% | 1.062e-05%
7 | 12 | 9 | 1.0358e-06 | 1.3032e-06 | 301.686 | 30.17% | 3.932e-05% | 7 | 12 | 9 | 1.0656e-06 | 1.3306e-06 | 301.686 | 30.17% | 4.014e-05%
7 | 12 | 10 | 5.113e-06 | 6.433e-06 | 722.226 | 72.22% | 0.0004646% | 7 | 12 | 10 | 5.2518e-06 | 6.5573e-06 | 722.226 | 72.22% | 0.0004736%
7 | 12 | 11 | 1.5458e-05 | 1.9449e-05 | 805.6476 | 80.56% | 0.001567% | 7 | 12 | 11 | 1.5842e-05 | 1.978e-05 | 805.6476 | 80.56% | 0.001594%
7 | 12 | 12 | 4.447e-05 | 5.595e-05 | 840.5904 | 84.06% | 0.004703% | 7 | 12 | 12 | 4.5507e-05 | 5.6819e-05 | 840.5904 | 84.06% | 0.004776%
7 | 12 | 13 | 9.537e-05 | 0.00011999 | 257.2584 | 25.73% | 0.003087% | 7 | 12 | 13 | 9.766e-05 | 0.00012194 | 257.2584 | 25.73% | 0.003137%
7 | 12 | 14 | 0.00017032 | 0.00021429 | 786.0156 | 78.6% | 0.01684% | 7 | 12 | 14 | 0.00017315 | 0.00021619 | 786.0156 | 78.6% | 0.01699%
7 | 12 | 15 | 0.00021531 | 0.00027089 | 676.2372 | 67.62% | 0.01832% | 7 | 12 | 15 | 0.00021892 | 0.00027334 | 676.2372 | 67.62% | 0.01848%
7 | 12 | 16 | 0.00022382 | 0.00028159 | 520.4952 | 52.05% | 0.01466% | 7 | 12 | 16 | 0.00022382 | 0.00027945 | 520.4952 | 52.05% | 0.01455%
7 | 12 | 17 | 0.00011978 | 0.00015071 | 322.9152 | 32.29% | 0.004866% | 7 | 12 | 17 | 0.00011978 | 0.00014956 | 322.9152 | 32.29% | 0.004829%
7 | 12 | 18 | 5.1798e-05 | 6.5169e-05 | 123.2748 | 12.33% | 0.0008034% | 7 | 12 | 18 | 5.1798e-05 | 6.4674e-05 | 123.2748 | 12.33% | 0.0007973%
7 | 12 | 19 | 2.1727e-05 | 2.7336e-05 | 20.1852 | 2.019% | 5.518e-05% | 7 | 12 | 19 | 2.1727e-05 | 2.7128e-05 | 20.1852 | 2.019% | 5.476e-05%
7 | 12 | 20 | 1.6025e-05 | 2.0162e-05 | 0 | 0% | 0% | 7 | 12 | 20 | 1.6025e-05 | 2.0009e-05 | 0 | 0% | 0%
7 | 12 | 21 | 4.0104e-06 | 5.0457e-06 | 0 | 0% | 0% | 7 | 12 | 21 | 4.0104e-06 | 5.0073e-06 | 0 | 0% | 0%
7 | 12 | 22 | 3.2704e-07 | 4.1146e-07 | 0 | 0% | 0% | 7 | 12 | 22 | 3.2704e-07 | 4.0833e-07 | 0 | 0% | 0%
7 | 12 | 23 | 3.4463e-08 | 4.3359e-08 | 0 | 0% | 0% | 7 | 12 | 23 | 3.4463e-08 | 4.3029e-08 | 0 | 0% | 0%
7 | 13 | 0 | 6.5625e-09 | 8.2566e-09 | 0 | 0% | 0% | 7 | 13 | 0 | 6.5625e-09 | 8.1938e-09 | 0 | 0% | 0%
7 | 13 | 1 | 1.3434e-09 | 1.6902e-09 | 0 | 0% | 0% | 7 | 13 | 1 | 1.3434e-09 | 1.6774e-09 | 0 | 0% | 0%
7 | 13 | 2 | 0 | 0 | 0 | 0% | 0% | 7 | 13 | 2 | 0 | 0 | 0 | 0% | 0%
7 | 13 | 3 | 0 | 0 | 0 | 0% | 0% | 7 | 13 | 3 | 0 | 0 | 0 | 0% | 0%
7 | 13 | 4 | 0 | 0 | 0 | 0% | 0% | 7 | 13 | 4 | 0 | 0 | 0 | 0% | 0%
7 | 13 | 5 | 2.2935e-09 | 2.8855e-09 | 0 | 0% | 0% | 7 | 13 | 5 | 2.2935e-09 | 2.8636e-09 | 0 | 0% | 0%
7 | 13 | 6 | 9.8521e-09 | 1.2395e-08 | 48.318 | 4.832% | 5.989e-08% | 7 | 13 | 6 | 9.8521e-09 | 1.2301e-08 | 48.318 | 4.832% | 5.944e-08%
7 | 13 | 7 | 2.1577e-08 | 2.7147e-08 | 205.8084 | 20.58% | 5.587e-07% | 7 | 13 | 7 | 2.1901e-08 | 2.7345e-08 | 205.8084 | 20.58% | 5.628e-07%
7 | 13 | 8 | 4.2917e-08 | 5.3996e-08 | 405.5316 | 40.55% | 2.19e-06% | 7 | 13 | 8 | 4.3612e-08 | 5.4454e-08 | 405.5316 | 40.55% | 2.208e-06%
7 | 13 | 9 | 1.04e-07 | 1.3085e-07 | 562.9716 | 56.3% | 7.366e-06% | 7 | 13 | 9 | 1.0735e-07 | 1.3404e-07 | 562.9716 | 56.3% | 7.546e-06%
7 | 13 | 10 | 8.2104e-08 | 1.033e-07 | 679.6128 | 67.96% | 7.02e-06% | 7 | 13 | 10 | 8.4579e-08 | 1.056e-07 | 679.6128 | 67.96% | 7.177e-06%
7 | 13 | 11 | 1.2117e-07 | 1.5245e-07 | 751.1256 | 75.11% | 1.145e-05% | 7 | 13 | 11 | 1.2486e-07 | 1.559e-07 | 751.1256 | 75.11% | 1.171e-05%
7 | 13 | 12 | 2.8229e-07 | 3.5517e-07 | 783.0168 | 78.3% | 2.781e-05% | 7 | 13 | 12 | 2.9075e-07 | 3.6302e-07 | 783.0168 | 78.3% | 2.843e-05%
7 | 13 | 13 | 6.2037e-07 | 7.8051e-07 | 768.2724 | 76.83% | 5.996e-05% | 7 | 13 | 13 | 6.4303e-07 | 8.0287e-07 | 768.2724 | 76.83% | 6.168e-05%
7 | 13 | 14 | 1.1964e-06 | 1.5053e-06 | 713.3088 | 71.33% | 0.0001074% | 7 | 13 | 14 | 1.2214e-06 | 1.525e-06 | 713.3088 | 71.33% | 0.0001088%
7 | 13 | 15 | 2.7728e-06 | 3.4887e-06 | 616.806 | 61.68% | 0.0002152% | 7 | 13 | 15 | 2.81e-06 | 3.5085e-06 | 616.806 | 61.68% | 0.0002164%
7 | 13 | 16 | 6.703e-06 | 8.4334e-06 | 477.6168 | 47.76% | 0.0004028% | 7 | 13 | 16 | 6.7433e-06 | 8.4195e-06 | 477.6168 | 47.76% | 0.0004021%
7 | 13 | 17 | 8.462e-06 | 1.0646e-05 | 305.4264 | 30.54% | 0.0003252% | 7 | 13 | 17 | 8.5159e-06 | 1.0633e-05 | 305.4264 | 30.54% | 0.0003248%
7 | 13 | 18 | 6.0433e-06 | 7.6034e-06 | 132.3828 | 13.24% | 0.0001007% | 7 | 13 | 18 | 6.0433e-06 | 7.5456e-06 | 132.3828 | 13.24% | 9.989e-05%
7 | 13 | 19 | 1.7751e-06 | 2.2333e-06 | 24.8664 | 2.487% | 5.553e-06% | 7 | 13 | 19 | 1.7751e-06 | 2.2163e-06 | 24.8664 | 2.487% | 5.511e-06%
7 | 13 | 20 | 9.3138e-07 | 1.1718e-06 | 0 | 0% | 0% | 7 | 13 | 20 | 9.3138e-07 | 1.1629e-06 | 0 | 0% | 0%
7 | 13 | 21 | 2.399e-07 | 3.0183e-07 | 0 | 0% | 0% | 7 | 13 | 21 | 2.399e-07 | 2.9953e-07 | 0 | 0% | 0%
7 | 13 | 22 | 3.5829e-08 | 4.5078e-08 | 0 | 0% | 0% | 7 | 13 | 22 | 3.5829e-08 | 4.4735e-08 | 0 | 0% | 0%
7 | 13 | 23 | 3.6289e-09 | 4.5657e-09 | 0 | 0% | 0% | 7 | 13 | 23 | 3.6289e-09 | 4.531e-09 | 0 | 0% | 0%
7 | 14 | 0 | 0 | 0 | 0 | 0% | 0% | 7 | 14 | 0 | 0 | 0 | 0 | 0% | 0%
7 | 14 | 1 | 0 | 0 | 0 | 0% | 0% | 7 | 14 | 1 | 0 | 0 | 0 | 0% | 0%
7 | 14 | 2 | 0 | 0 | 0 | 0% | 0% | 7 | 14 | 2 | 0 | 0 | 0 | 0% | 0%
7 | 14 | 3 | 0 | 0 | 0 | 0% | 0% | 7 | 14 | 3 | 0 | 0 | 0 | 0% | 0%
7 | 14 | 4 | 0 | 0 | 0 | 0% | 0% | 7 | 14 | 4 | 0 | 0 | 0 | 0% | 0%
7 | 14 | 5 | 0 | 0 | 0 | 0% | 0% | 7 | 14 | 5 | 0 | 0 | 0 | 0% | 0%
7 | 14 | 6 | 5.8872e-10 | 7.407e-10 | 53.7096 | 5.371% | 3.978e-09% | 7 | 14 | 6 | 5.8872e-10 | 7.3507e-10 | 53.7096 | 5.371% | 3.948e-09%
7 | 14 | 7 | 1.632e-08 | 2.0533e-08 | 204.366 | 20.44% | 4.196e-07% | 7 | 14 | 7 | 1.6447e-08 | 2.0535e-08 | 204.366 | 20.44% | 4.197e-07%
7 | 14 | 8 | 1.3352e-07 | 1.6799e-07 | 403.0068 | 40.3% | 6.77e-06% | 7 | 14 | 8 | 1.3549e-07 | 1.6918e-07 | 403.0068 | 40.3% | 6.818e-06%
7 | 14 | 9 | 1.9857e-06 | 2.4984e-06 | 573.0444 | 57.3% | 0.0001432% | 7 | 14 | 9 | 2.027e-06 | 2.5309e-06 | 573.0444 | 57.3% | 0.000145%
7 | 14 | 10 | 1.2983e-05 | 1.6334e-05 | 698.7804 | 69.88% | 0.001141% | 7 | 14 | 10 | 1.3313e-05 | 1.6623e-05 | 698.7804 | 69.88% | 0.001162%
7 | 14 | 11 | 5.0347e-05 | 6.3344e-05 | 775.3968 | 77.54% | 0.004912% | 7 | 14 | 11 | 5.1238e-05 | 6.3975e-05 | 775.3968 | 77.54% | 0.004961%
7 | 14 | 12 | 0.00022141 | 0.00027857 | 712.6548 | 71.27% | 0.01985% | 7 | 14 | 12 | 0.00022505 | 0.000281 | 712.6548 | 71.27% | 0.02003%
7 | 14 | 13 | 0.0006369 | 0.00080132 | 795.4548 | 79.55% | 0.06374% | 7 | 14 | 13 | 0.00065005 | 0.00081164 | 795.4548 | 79.55% | 0.06456%
7 | 14 | 14 | 0.0010408 | 0.0013095 | 540.8532 | 54.09% | 0.07083% | 7 | 14 | 14 | 0.0010509 | 0.0013121 | 540.8532 | 54.09% | 0.07097%
7 | 14 | 15 | 0.0013976 | 0.0017584 | 583.1868 | 58.32% | 0.1025% | 7 | 14 | 15 | 0.0014109 | 0.0017617 | 583.1868 | 58.32% | 0.1027%
7 | 14 | 16 | 0.0010978 | 0.0013812 | 478.2516 | 47.83% | 0.06606% | 7 | 14 | 16 | 0.0010978 | 0.0013707 | 478.2516 | 47.83% | 0.06556%
7 | 14 | 17 | 0.00071995 | 0.0009058 | 260.5044 | 26.05% | 0.0236% | 7 | 14 | 17 | 0.00071995 | 0.00089891 | 260.5044 | 26.05% | 0.02342%
7 | 14 | 18 | 0.00027994 | 0.00035221 | 116.022 | 11.6% | 0.004086% | 7 | 14 | 18 | 0.00027994 | 0.00034953 | 116.022 | 11.6% | 0.004055%
7 | 14 | 19 | 0.00011237 | 0.00014138 | 24.4596 | 2.446% | 0.0003458% | 7 | 14 | 19 | 0.00011237 | 0.00014031 | 24.4596 | 2.446% | 0.0003432%
7 | 14 | 20 | 4.9395e-05 | 6.2147e-05 | 0 | 0% | 0% | 7 | 14 | 20 | 4.9395e-05 | 6.1674e-05 | 0 | 0% | 0%
7 | 14 | 21 | 1.3981e-05 | 1.759e-05 | 0 | 0% | 0% | 7 | 14 | 21 | 1.3981e-05 | 1.7456e-05 | 0 | 0% | 0%
7 | 14 | 22 | 1.1641e-06 | 1.4646e-06 | 0 | 0% | 0% | 7 | 14 | 22 | 1.1641e-06 | 1.4535e-06 | 0 | 0% | 0%
7 | 14 | 23 | 1.1064e-07 | 1.3921e-07 | 0 | 0% | 0% | 7 | 14 | 23 | 1.1064e-07 | 1.3815e-07 | 0 | 0% | 0%
7 | 15 | 0 | 1.3734e-08 | 1.7279e-08 | 0 | 0% | 0% | 7 | 15 | 0 | 1.3734e-08 | 1.7148e-08 | 0 | 0% | 0%
7 | 15 | 1 | 1.8348e-09 | 2.3084e-09 | 0 | 0% | 0% | 7 | 15 | 1 | 1.8348e-09 | 2.2909e-09 | 0 | 0% | 0%
7 | 15 | 2 | 0 | 0 | 0 | 0% | 0% | 7 | 15 | 2 | 0 | 0 | 0 | 0% | 0%
7 | 15 | 3 | 0 | 0 | 0 | 0% | 0% | 7 | 15 | 3 | 0 | 0 | 0 | 0% | 0%
7 | 15 | 4 | 0 | 0 | 0 | 0% | 0% | 7 | 15 | 4 | 0 | 0 | 0 | 0% | 0%
7 | 15 | 5 | 1.574e-09 | 1.9803e-09 | 0 | 0% | 0% | 7 | 15 | 5 | 1.574e-09 | 1.9652e-09 | 0 | 0% | 0%
7 | 15 | 6 | 7.6136e-09 | 9.5791e-09 | 46.3956 | 4.64% | 4.444e-08% | 7 | 15 | 6 | 7.6136e-09 | 9.5062e-09 | 46.3956 | 4.64% | 4.41e-08%
7 | 15 | 7 | 9.6317e-08 | 1.2118e-07 | 176.016 | 17.6% | 2.133e-06% | 7 | 15 | 7 | 9.6317e-08 | 1.2026e-07 | 176.016 | 17.6% | 2.117e-06%
7 | 15 | 8 | 1.0433e-06 | 1.3126e-06 | 280.5048 | 28.05% | 3.682e-05% | 7 | 15 | 8 | 1.0506e-06 | 1.3118e-06 | 280.5048 | 28.05% | 3.68e-05%
7 | 15 | 9 | 1.1101e-05 | 1.3967e-05 | 321.5172 | 32.15% | 0.0004491% | 7 | 15 | 9 | 1.1239e-05 | 1.4032e-05 | 321.5172 | 32.15% | 0.0004512%
7 | 15 | 10 | 7.5875e-05 | 9.5462e-05 | 154.0716 | 15.41% | 0.001471% | 7 | 15 | 10 | 7.7162e-05 | 9.6343e-05 | 154.0716 | 15.41% | 0.001484%
7 | 15 | 11 | 0.00049743 | 0.00062584 | 128.4528 | 12.85% | 0.008039% | 7 | 15 | 11 | 0.0005028 | 0.00062779 | 128.4528 | 12.85% | 0.008064%
7 | 15 | 12 | 0.0017797 | 0.0022391 | 142.9668 | 14.3% | 0.03201% | 7 | 15 | 12 | 0.001788 | 0.0022324 | 142.9668 | 14.3% | 0.03192%
7 | 15 | 13 | 0.0031443 | 0.003956 | 157.6128 | 15.76% | 0.06235% | 7 | 15 | 13 | 0.0031726 | 0.0039613 | 157.6128 | 15.76% | 0.06243%
7 | 15 | 14 | 0.0049746 | 0.0062588 | 504.204 | 50.42% | 0.3156% | 7 | 15 | 14 | 0.0049746 | 0.0062111 | 504.204 | 50.42% | 0.3132%
7 | 15 | 15 | 0.0063123 | 0.0079418 | 506.0064 | 50.6% | 0.4019% | 7 | 15 | 15 | 0.0063123 | 0.0078814 | 506.0064 | 50.6% | 0.3988%
7 | 15 | 16 | 0.0045921 | 0.0057776 | 350.3028 | 35.03% | 0.2024% | 7 | 15 | 16 | 0.004613 | 0.0057597 | 350.3028 | 35.03% | 0.2018%
7 | 15 | 17 | 0.0024851 | 0.0031266 | 235.3212 | 23.53% | 0.07358% | 7 | 15 | 17 | 0.0024851 | 0.0031028 | 235.3212 | 23.53% | 0.07302%
7 | 15 | 18 | 0.00105 | 0.001321 | 119.0292 | 11.9% | 0.01572% | 7 | 15 | 18 | 0.00105 | 0.001311 | 119.0292 | 11.9% | 0.0156%
7 | 15 | 19 | 0.00039193 | 0.00049311 | 18.0264 | 1.803% | 0.0008889% | 7 | 15 | 19 | 0.00039193 | 0.00048936 | 18.0264 | 1.803% | 0.0008821%
7 | 15 | 20 | 0.00021641 | 0.00027227 | 0 | 0% | 0% | 7 | 15 | 20 | 0.00021641 | 0.0002702 | 0 | 0% | 0%
7 | 15 | 21 | 4.6291e-05 | 5.8242e-05 | 0 | 0% | 0% | 7 | 15 | 21 | 4.6291e-05 | 5.7799e-05 | 0 | 0% | 0%
7 | 15 | 22 | 3.8072e-06 | 4.7901e-06 | 0 | 0% | 0% | 7 | 15 | 22 | 3.8072e-06 | 4.7536e-06 | 0 | 0% | 0%
7 | 15 | 23 | 2.5357e-07 | 3.1903e-07 | 0 | 0% | 0% | 7 | 15 | 23 | 2.5357e-07 | 3.166e-07 | 0 | 0% | 0%
7 | 16 | 0 | 4.8001e-08 | 6.0392e-08 | 0 | 0% | 0% | 7 | 16 | 0 | 4.8001e-08 | 5.9933e-08 | 0 | 0% | 0%
7 | 16 | 1 | 1.1991e-08 | 1.5087e-08 | 0 | 0% | 0% | 7 | 16 | 1 | 1.1991e-08 | 1.4972e-08 | 0 | 0% | 0%
7 | 16 | 2 | 3.6589e-09 | 4.6035e-09 | 0 | 0% | 0% | 7 | 16 | 2 | 3.6589e-09 | 4.5684e-09 | 0 | 0% | 0%
7 | 16 | 3 | 2.3364e-09 | 2.9395e-09 | 0 | 0% | 0% | 7 | 16 | 3 | 2.3364e-09 | 2.9171e-09 | 0 | 0% | 0%
7 | 16 | 4 | 2.4651e-09 | 3.1015e-09 | 0 | 0% | 0% | 7 | 16 | 4 | 2.4651e-09 | 3.0779e-09 | 0 | 0% | 0%
7 | 16 | 5 | 6.0992e-09 | 7.6737e-09 | 0 | 0% | 0% | 7 | 16 | 5 | 6.0992e-09 | 7.6153e-09 | 0 | 0% | 0%
7 | 16 | 6 | 2.9458e-08 | 3.7063e-08 | 37.8924 | 3.789% | 1.404e-07% | 7 | 16 | 6 | 2.9458e-08 | 3.6781e-08 | 37.8924 | 3.789% | 1.394e-07%
7 | 16 | 7 | 2.0401e-07 | 2.5667e-07 | 201.4272 | 20.14% | 5.17e-06% | 7 | 16 | 7 | 2.0401e-07 | 2.5472e-07 | 201.4272 | 20.14% | 5.131e-06%
7 | 16 | 8 | 1.2723e-06 | 1.6007e-06 | 409.8504 | 40.99% | 6.561e-05% | 7 | 16 | 8 | 1.2897e-06 | 1.6102e-06 | 409.8504 | 40.99% | 6.6e-05%
7 | 16 | 9 | 1.0057e-05 | 1.2653e-05 | 583.5756 | 58.36% | 0.0007384% | 7 | 16 | 9 | 1.0246e-05 | 1.2793e-05 | 583.5756 | 58.36% | 0.0007465%
7 | 16 | 10 | 3.8739e-05 | 4.874e-05 | 551.1 | 55.11% | 0.002686% | 7 | 16 | 10 | 3.9705e-05 | 4.9575e-05 | 551.1 | 55.11% | 0.002732%
7 | 16 | 11 | 0.00016756 | 0.00021082 | 620.4348 | 62.04% | 0.01308% | 7 | 16 | 11 | 0.00017032 | 0.00021266 | 620.4348 | 62.04% | 0.01319%
7 | 16 | 12 | 0.00034097 | 0.00042899 | 818.1624 | 81.82% | 0.0351% | 7 | 16 | 12 | 0.0003468 | 0.000433 | 818.1624 | 81.82% | 0.03543%
7 | 16 | 13 | 0.0010663 | 0.0013415 | 800.3916 | 80.04% | 0.1074% | 7 | 16 | 13 | 0.0010769 | 0.0013446 | 800.3916 | 80.04% | 0.1076%
7 | 16 | 14 | 0.0024988 | 0.0031438 | 771.5376 | 77.15% | 0.2426% | 7 | 16 | 14 | 0.0025218 | 0.0031487 | 771.5376 | 77.15% | 0.2429%
7 | 16 | 15 | 0.0027456 | 0.0034543 | 670.5168 | 67.05% | 0.2316% | 7 | 16 | 15 | 0.0027715 | 0.0034604 | 670.5168 | 67.05% | 0.232%
7 | 16 | 16 | 0.0023289 | 0.0029301 | 508.3044 | 50.83% | 0.1489% | 7 | 16 | 16 | 0.0023396 | 0.0029212 | 508.3044 | 50.83% | 0.1485%
7 | 16 | 17 | 0.0013906 | 0.0017496 | 321.2424 | 32.12% | 0.0562% | 7 | 16 | 17 | 0.0013906 | 0.0017363 | 321.2424 | 32.12% | 0.05578%
7 | 16 | 18 | 0.00055127 | 0.00069358 | 125.622 | 12.56% | 0.008713% | 7 | 16 | 18 | 0.00055127 | 0.0006883 | 125.622 | 12.56% | 0.008647%
7 | 16 | 19 | 0.00020709 | 0.00026056 | 19.3584 | 1.936% | 0.0005044% | 7 | 16 | 19 | 0.00020709 | 0.00025858 | 19.3584 | 1.936% | 0.0005006%
7 | 16 | 20 | 0.00011296 | 0.00014212 | 0 | 0% | 0% | 7 | 16 | 20 | 0.00011296 | 0.00014104 | 0 | 0% | 0%
7 | 16 | 21 | 2.6833e-05 | 3.3759e-05 | 0 | 0% | 0% | 7 | 16 | 21 | 2.6833e-05 | 3.3503e-05 | 0 | 0% | 0%
7 | 16 | 22 | 3.1084e-06 | 3.9108e-06 | 0 | 0% | 0% | 7 | 16 | 22 | 3.1084e-06 | 3.881e-06 | 0 | 0% | 0%
7 | 16 | 23 | 3.7324e-07 | 4.696e-07 | 0 | 0% | 0% | 7 | 16 | 23 | 3.7324e-07 | 4.6603e-07 | 0 | 0% | 0%
7 | 17 | 0 | 4.1558e-08 | 5.2286e-08 | 0 | 0% | 0% | 7 | 17 | 0 | 4.1558e-08 | 5.1889e-08 | 0 | 0% | 0%
7 | 17 | 1 | 5.9095e-09 | 7.435e-09 | 0 | 0% | 0% | 7 | 17 | 1 | 5.9095e-09 | 7.3785e-09 | 0 | 0% | 0%
7 | 17 | 2 | 1.1727e-09 | 1.4754e-09 | 0 | 0% | 0% | 7 | 17 | 2 | 1.1727e-09 | 1.4642e-09 | 0 | 0% | 0%
7 | 17 | 3 | 0 | 0 | 0 | 0% | 0% | 7 | 17 | 3 | 0 | 0 | 0 | 0% | 0%
7 | 17 | 4 | 0 | 0 | 0 | 0% | 0% | 7 | 17 | 4 | 0 | 0 | 0 | 0% | 0%
7 | 17 | 5 | 0 | 0 | 0 | 0% | 0% | 7 | 17 | 5 | 0 | 0 | 0 | 0% | 0%
7 | 17 | 6 | 0 | 0 | 39.3228 | 3.932% | 0% | 7 | 17 | 6 | 0 | 0 | 39.3228 | 3.932% | 0%
7 | 17 | 7 | 1.2996e-09 | 1.6351e-09 | 199.6872 | 19.97% | 3.265e-08% | 7 | 17 | 7 | 1.2996e-09 | 1.6227e-09 | 199.6872 | 19.97% | 3.24e-08%
7 | 17 | 8 | 9.4694e-09 | 1.1914e-08 | 401.3256 | 40.13% | 4.781e-07% | 7 | 17 | 8 | 9.5464e-09 | 1.1919e-08 | 401.3256 | 40.13% | 4.784e-07%
7 | 17 | 9 | 7.9133e-08 | 9.9562e-08 | 571.5072 | 57.15% | 5.69e-06% | 7 | 17 | 9 | 7.9724e-08 | 9.9541e-08 | 571.5072 | 57.15% | 5.689e-06%
7 | 17 | 10 | 4.4161e-07 | 5.5561e-07 | 689.7984 | 68.98% | 3.833e-05% | 7 | 17 | 10 | 4.4456e-07 | 5.5507e-07 | 689.7984 | 68.98% | 3.829e-05%
7 | 17 | 11 | 4.3191e-06 | 5.4341e-06 | 308.0868 | 30.81% | 0.0001674% | 7 | 17 | 11 | 4.3775e-06 | 5.4656e-06 | 308.0868 | 30.81% | 0.0001684%
7 | 17 | 12 | 1.1458e-05 | 1.4416e-05 | 667.6596 | 66.77% | 0.0009625% | 7 | 17 | 12 | 1.1676e-05 | 1.4578e-05 | 667.6596 | 66.77% | 0.0009733%
7 | 17 | 13 | 2.7851e-05 | 3.504e-05 | 780.1404 | 78.01% | 0.002734% | 7 | 17 | 13 | 2.8361e-05 | 3.5411e-05 | 780.1404 | 78.01% | 0.002763%
7 | 17 | 14 | 8.2687e-05 | 0.00010403 | 720.3492 | 72.03% | 0.007494% | 7 | 17 | 14 | 8.414e-05 | 0.00010506 | 720.3492 | 72.03% | 0.007568%
7 | 17 | 15 | 0.00010292 | 0.00012949 | 629.2968 | 62.93% | 0.008149% | 7 | 17 | 15 | 0.00010409 | 0.00012997 | 629.2968 | 62.93% | 0.008179%
7 | 17 | 16 | 6.6658e-05 | 8.3865e-05 | 490.2624 | 49.03% | 0.004112% | 7 | 17 | 16 | 6.743e-05 | 8.4191e-05 | 490.2624 | 49.03% | 0.004128%
7 | 17 | 17 | 4.3434e-05 | 5.4647e-05 | 311.7672 | 31.18% | 0.001704% | 7 | 17 | 17 | 4.3434e-05 | 5.4231e-05 | 311.7672 | 31.18% | 0.001691%
7 | 17 | 18 | 1.5356e-05 | 1.9321e-05 | 121.17 | 12.12% | 0.0002341% | 7 | 17 | 18 | 1.5356e-05 | 1.9174e-05 | 121.17 | 12.12% | 0.0002323%
7 | 17 | 19 | 3.9067e-06 | 4.9153e-06 | 18.3096 | 1.831% | 9e-06% | 7 | 17 | 19 | 3.9067e-06 | 4.8779e-06 | 18.3096 | 1.831% | 8.931e-06%
7 | 17 | 20 | 1.7748e-06 | 2.2329e-06 | 0 | 0% | 0% | 7 | 17 | 20 | 1.7748e-06 | 2.2159e-06 | 0 | 0% | 0%
7 | 17 | 21 | 3.105e-07 | 3.9066e-07 | 0 | 0% | 0% | 7 | 17 | 21 | 3.105e-07 | 3.8769e-07 | 0 | 0% | 0%
7 | 17 | 22 | 5.9061e-08 | 7.4308e-08 | 0 | 0% | 0% | 7 | 17 | 22 | 5.9061e-08 | 7.3743e-08 | 0 | 0% | 0%
7 | 17 | 23 | 9.7708e-09 | 1.2293e-08 | 0 | 0% | 0% | 7 | 17 | 23 | 9.7708e-09 | 1.22e-08 | 0 | 0% | 0%
7 | 18 | 0 | 1.8348e-09 | 2.3084e-09 | 0 | 0% | 0% | 7 | 18 | 0 | 1.8348e-09 | 2.2909e-09 | 0 | 0% | 0%
7 | 18 | 1 | 0 | 0 | 0 | 0% | 0% | 7 | 18 | 1 | 0 | 0 | 0 | 0% | 0%
7 | 18 | 2 | 0 | 0 | 0 | 0% | 0% | 7 | 18 | 2 | 0 | 0 | 0 | 0% | 0%
7 | 18 | 3 | 0 | 0 | 0 | 0% | 0% | 7 | 18 | 3 | 0 | 0 | 0 | 0% | 0%
7 | 18 | 4 | 0 | 0 | 0 | 0% | 0% | 7 | 18 | 4 | 0 | 0 | 0 | 0% | 0%
7 | 18 | 5 | 0 | 0 | 0 | 0% | 0% | 7 | 18 | 5 | 0 | 0 | 0 | 0% | 0%
7 | 18 | 6 | 0 | 0 | 13.6788 | 1.368% | 0% | 7 | 18 | 6 | 0 | 0 | 13.6788 | 1.368% | 0%
7 | 18 | 7 | 1.2892e-09 | 1.622e-09 | 91.5492 | 9.155% | 1.485e-08% | 7 | 18 | 7 | 1.2892e-09 | 1.6097e-09 | 91.5492 | 9.155% | 1.474e-08%
7 | 18 | 8 | 1.8576e-08 | 2.3371e-08 | 218.742 | 21.87% | 5.112e-07% | 7 | 18 | 8 | 1.8576e-08 | 2.3193e-08 | 218.742 | 21.87% | 5.073e-07%
7 | 18 | 9 | 1.3355e-07 | 1.6802e-07 | 139.368 | 13.94% | 2.342e-06% | 7 | 18 | 9 | 1.3451e-07 | 1.6795e-07 | 139.368 | 13.94% | 2.341e-06%
7 | 18 | 10 | 6.8606e-07 | 8.6317e-07 | 528.6156 | 52.86% | 4.563e-05% | 7 | 18 | 10 | 7.0052e-07 | 8.7466e-07 | 528.6156 | 52.86% | 4.624e-05%
7 | 18 | 11 | 4.3476e-06 | 5.4699e-06 | 437.0388 | 43.7% | 0.0002391% | 7 | 18 | 11 | 4.4655e-06 | 5.5755e-06 | 437.0388 | 43.7% | 0.0002437%
7 | 18 | 12 | 9.6313e-06 | 1.2118e-05 | 514.944 | 51.49% | 0.000624% | 7 | 18 | 12 | 9.8737e-06 | 1.2328e-05 | 514.944 | 51.49% | 0.0006348%
7 | 18 | 13 | 1.4175e-05 | 1.7834e-05 | 512.2968 | 51.23% | 0.0009136% | 7 | 18 | 13 | 1.4536e-05 | 1.8149e-05 | 512.2968 | 51.23% | 0.0009298%
7 | 18 | 14 | 3.7082e-05 | 4.6655e-05 | 484.5732 | 48.46% | 0.002261% | 7 | 18 | 14 | 3.8023e-05 | 4.7475e-05 | 484.5732 | 48.46% | 0.002301%
7 | 18 | 15 | 3.2671e-05 | 4.1105e-05 | 545.244 | 54.52% | 0.002241% | 7 | 18 | 15 | 3.3083e-05 | 4.1307e-05 | 545.244 | 54.52% | 0.002252%
7 | 18 | 16 | 2.8352e-05 | 3.5671e-05 | 458.3724 | 45.84% | 0.001635% | 7 | 18 | 16 | 2.8695e-05 | 3.5828e-05 | 458.3724 | 45.84% | 0.001642%
7 | 18 | 17 | 1.0052e-05 | 1.2647e-05 | 292.3272 | 29.23% | 0.0003697% | 7 | 18 | 17 | 1.0052e-05 | 1.2551e-05 | 292.3272 | 29.23% | 0.0003669%
7 | 18 | 18 | 4.6486e-06 | 5.8486e-06 | 130.6692 | 13.07% | 7.642e-05% | 7 | 18 | 18 | 4.6486e-06 | 5.8042e-06 | 130.6692 | 13.07% | 7.584e-05%
7 | 18 | 19 | 2.2389e-06 | 2.8169e-06 | 19.8228 | 1.982% | 5.584e-06% | 7 | 18 | 19 | 2.2389e-06 | 2.7955e-06 | 19.8228 | 1.982% | 5.541e-06%
7 | 18 | 20 | 1.8128e-06 | 2.2808e-06 | 0 | 0% | 0% | 7 | 18 | 20 | 1.8128e-06 | 2.2635e-06 | 0 | 0% | 0%
7 | 18 | 21 | 2.703e-07 | 3.4008e-07 | 0 | 0% | 0% | 7 | 18 | 21 | 2.703e-07 | 3.375e-07 | 0 | 0% | 0%
7 | 18 | 22 | 3.0869e-08 | 3.8838e-08 | 0 | 0% | 0% | 7 | 18 | 22 | 3.0869e-08 | 3.8542e-08 | 0 | 0% | 0%
7 | 18 | 23 | 6.0507e-09 | 7.6127e-09 | 0 | 0% | 0% | 7 | 18 | 23 | 6.0507e-09 | 7.5548e-09 | 0 | 0% | 0%
7 | 19 | 0 | 0 | 0 | 0 | 0% | 0% | 7 | 19 | 0 | 0 | 0 | 0 | 0% | 0%
7 | 19 | 1 | 0 | 0 | 0 | 0% | 0% | 7 | 19 | 1 | 0 | 0 | 0 | 0% | 0%
7 | 19 | 2 | 0 | 0 | 0 | 0% | 0% | 7 | 19 | 2 | 0 | 0 | 0 | 0% | 0%
7 | 19 | 3 | 0 | 0 | 0 | 0% | 0% | 7 | 19 | 3 | 0 | 0 | 0 | 0% | 0%
7 | 19 | 4 | 0 | 0 | 0 | 0% | 0% | 7 | 19 | 4 | 0 | 0 | 0 | 0% | 0%
7 | 19 | 5 | 3.0246e-09 | 3.8054e-09 | 0 | 0% | 0% | 7 | 19 | 5 | 3.0246e-09 | 3.7764e-09 | 0 | 0% | 0%
7 | 19 | 6 | 1.4895e-08 | 1.874e-08 | 52.68 | 5.268% | 9.872e-08% | 7 | 19 | 6 | 1.5019e-08 | 1.8753e-08 | 52.68 | 5.268% | 9.879e-08%
7 | 19 | 7 | 1.185e-07 | 1.4909e-07 | 197.8644 | 19.79% | 2.95e-06% | 7 | 19 | 7 | 1.2028e-07 | 1.5019e-07 | 197.8644 | 19.79% | 2.972e-06%
7 | 19 | 8 | 1.3816e-06 | 1.7383e-06 | 384.138 | 38.41% | 6.678e-05% | 7 | 19 | 8 | 1.4013e-06 | 1.7497e-06 | 384.138 | 38.41% | 6.721e-05%
7 | 19 | 9 | 1.3554e-05 | 1.7053e-05 | 351.2484 | 35.12% | 0.000599% | 7 | 19 | 9 | 1.3726e-05 | 1.7138e-05 | 351.2484 | 35.12% | 0.000602%
7 | 19 | 10 | 8.1693e-05 | 0.00010278 | 394.9296 | 39.49% | 0.004059% | 7 | 19 | 10 | 8.3126e-05 | 0.00010379 | 394.9296 | 39.49% | 0.004099%
7 | 19 | 11 | 0.00030991 | 0.00038992 | 558.3912 | 55.84% | 0.02177% | 7 | 19 | 11 | 0.00031516 | 0.0003935 | 558.3912 | 55.84% | 0.02197%
7 | 19 | 12 | 0.0014111 | 0.0017754 | 810.8436 | 81.08% | 0.144% | 7 | 19 | 12 | 0.0014311 | 0.0017869 | 810.8436 | 81.08% | 0.1449%
7 | 19 | 13 | 0.0034923 | 0.0043938 | 801.7164 | 80.17% | 0.3523% | 7 | 19 | 13 | 0.0035408 | 0.004421 | 801.7164 | 80.17% | 0.3544%
7 | 19 | 14 | 0.0059733 | 0.0075153 | 749.8512 | 74.99% | 0.5635% | 7 | 19 | 14 | 0.0060517 | 0.007556 | 749.8512 | 74.99% | 0.5666%
7 | 19 | 15 | 0.0081028 | 0.010195 | 655.3896 | 65.54% | 0.6681% | 7 | 19 | 15 | 0.0081392 | 0.010162 | 655.3896 | 65.54% | 0.666%
7 | 19 | 16 | 0.0054134 | 0.0068108 | 507.2556 | 50.73% | 0.3455% | 7 | 19 | 16 | 0.0054372 | 0.0067888 | 507.2556 | 50.73% | 0.3444%
7 | 19 | 17 | 0.0024739 | 0.0031125 | 324.432 | 32.44% | 0.101% | 7 | 19 | 17 | 0.0024739 | 0.0030888 | 324.432 | 32.44% | 0.1002%
7 | 19 | 18 | 0.00056912 | 0.00071604 | 127.4568 | 12.75% | 0.009126% | 7 | 19 | 18 | 0.00056912 | 0.00071059 | 127.4568 | 12.75% | 0.009057%
7 | 19 | 19 | 6.6988e-05 | 8.4281e-05 | 19.5312 | 1.953% | 0.0001646% | 7 | 19 | 19 | 6.6988e-05 | 8.364e-05 | 19.5312 | 1.953% | 0.0001634%
7 | 19 | 20 | 1.4517e-05 | 1.8265e-05 | 0 | 0% | 0% | 7 | 19 | 20 | 1.4517e-05 | 1.8126e-05 | 0 | 0% | 0%
7 | 19 | 21 | 2.2083e-06 | 2.7783e-06 | 0 | 0% | 0% | 7 | 19 | 21 | 2.2083e-06 | 2.7572e-06 | 0 | 0% | 0%
7 | 19 | 22 | 2.399e-07 | 3.0183e-07 | 0 | 0% | 0% | 7 | 19 | 22 | 2.399e-07 | 2.9953e-07 | 0 | 0% | 0%
7 | 19 | 23 | 1.8871e-08 | 2.3742e-08 | 0 | 0% | 0% | 7 | 19 | 23 | 1.8871e-08 | 2.3562e-08 | 0 | 0% | 0%
7 | 20 | 0 | 3.2321e-09 | 4.0664e-09 | 0 | 0% | 0% | 7 | 20 | 0 | 3.2321e-09 | 4.0355e-09 | 0 | 0% | 0%
7 | 20 | 1 | 0 | 0 | 0 | 0% | 0% | 7 | 20 | 1 | 0 | 0 | 0 | 0% | 0%
7 | 20 | 2 | 0 | 0 | 0 | 0% | 0% | 7 | 20 | 2 | 0 | 0 | 0 | 0% | 0%
7 | 20 | 3 | 0 | 0 | 0 | 0% | 0% | 7 | 20 | 3 | 0 | 0 | 0 | 0% | 0%
7 | 20 | 4 | 0 | 0 | 0 | 0% | 0% | 7 | 20 | 4 | 0 | 0 | 0 | 0% | 0%
7 | 20 | 5 | 2.2727e-09 | 2.8594e-09 | 0 | 0% | 0% | 7 | 20 | 5 | 2.2727e-09 | 2.8377e-09 | 0 | 0% | 0%
7 | 20 | 6 | 8.0774e-09 | 1.0163e-08 | 43.0764 | 4.308% | 4.378e-08% | 7 | 20 | 6 | 8.0774e-09 | 1.0085e-08 | 43.0764 | 4.308% | 4.344e-08%
7 | 20 | 7 | 5.9084e-08 | 7.4337e-08 | 201.1212 | 20.11% | 1.495e-06% | 7 | 20 | 7 | 5.9084e-08 | 7.3771e-08 | 201.1212 | 20.11% | 1.484e-06%
7 | 20 | 8 | 3.1293e-07 | 3.9371e-07 | 402.7392 | 40.27% | 1.586e-05% | 7 | 20 | 8 | 3.1293e-07 | 3.9071e-07 | 402.7392 | 40.27% | 1.574e-05%
7 | 20 | 9 | 1.7634e-06 | 2.2186e-06 | 575.2596 | 57.53% | 0.0001276% | 7 | 20 | 9 | 1.7889e-06 | 2.2336e-06 | 575.2596 | 57.53% | 0.0001285%
7 | 20 | 10 | 8.4634e-06 | 1.0648e-05 | 697.9536 | 69.8% | 0.0007432% | 7 | 20 | 10 | 8.6281e-06 | 1.0773e-05 | 697.9536 | 69.8% | 0.0007519%
7 | 20 | 11 | 4.8009e-05 | 6.0403e-05 | 773.3052 | 77.33% | 0.004671% | 7 | 20 | 11 | 4.8573e-05 | 6.0647e-05 | 773.3052 | 77.33% | 0.00469%
7 | 20 | 12 | 0.00025619 | 0.00032232 | 800.8812 | 80.09% | 0.02581% | 7 | 20 | 12 | 0.00025897 | 0.00032334 | 800.8812 | 80.09% | 0.0259%
7 | 20 | 13 | 0.00062448 | 0.00078569 | 778.6224 | 77.86% | 0.06118% | 7 | 20 | 13 | 0.00063064 | 0.0007874 | 778.6224 | 77.86% | 0.06131%
7 | 20 | 14 | 0.00056641 | 0.00071263 | 720.0384 | 72% | 0.05131% | 7 | 20 | 14 | 0.00057246 | 0.00071476 | 720.0384 | 72% | 0.05147%
7 | 20 | 15 | 0.00059334 | 0.00074651 | 617.5116 | 61.75% | 0.0461% | 7 | 20 | 15 | 0.00059925 | 0.00074821 | 617.5116 | 61.75% | 0.0462%
7 | 20 | 16 | 0.00057231 | 0.00072006 | 474.0768 | 47.41% | 0.03414% | 7 | 20 | 16 | 0.00057231 | 0.00071458 | 474.0768 | 47.41% | 0.03388%
7 | 20 | 17 | 0.00038992 | 0.00049058 | 301.5132 | 30.15% | 0.01479% | 7 | 20 | 17 | 0.00038992 | 0.00048685 | 301.5132 | 30.15% | 0.01468%
7 | 20 | 18 | 0.00020152 | 0.00025354 | 127.5636 | 12.76% | 0.003234% | 7 | 20 | 18 | 0.00020152 | 0.00025161 | 127.5636 | 12.76% | 0.00321%
7 | 20 | 19 | 7.1272e-05 | 8.9671e-05 | 19.1016 | 1.91% | 0.0001713% | 7 | 20 | 19 | 7.1272e-05 | 8.8989e-05 | 19.1016 | 1.91% | 0.00017%
7 | 20 | 20 | 5e-05 | 6.2908e-05 | 0 | 0% | 0% | 7 | 20 | 20 | 5e-05 | 6.2429e-05 | 0 | 0% | 0%
7 | 20 | 21 | 1.6325e-05 | 2.054e-05 | 0 | 0% | 0% | 7 | 20 | 21 | 1.6325e-05 | 2.0383e-05 | 0 | 0% | 0%
7 | 20 | 22 | 2.2537e-06 | 2.8355e-06 | 0 | 0% | 0% | 7 | 20 | 22 | 2.2537e-06 | 2.814e-06 | 0 | 0% | 0%
7 | 20 | 23 | 1.9243e-07 | 2.4211e-07 | 0 | 0% | 0% | 7 | 20 | 23 | 1.9243e-07 | 2.4027e-07 | 0 | 0% | 0%
7 | 21 | 0 | 5.0354e-08 | 6.3353e-08 | 0 | 0% | 0% | 7 | 21 | 0 | 5.0354e-08 | 6.2871e-08 | 0 | 0% | 0%
7 | 21 | 1 | 1.755e-08 | 2.208e-08 | 0 | 0% | 0% | 7 | 21 | 1 | 1.755e-08 | 2.1912e-08 | 0 | 0% | 0%
7 | 21 | 2 | 7.9412e-09 | 9.9912e-09 | 0 | 0% | 0% | 7 | 21 | 2 | 7.9412e-09 | 9.9152e-09 | 0 | 0% | 0%
7 | 21 | 3 | 4.5875e-09 | 5.7718e-09 | 0 | 0% | 0% | 7 | 21 | 3 | 4.5875e-09 | 5.7279e-09 | 0 | 0% | 0%
7 | 21 | 4 | 9.5386e-09 | 1.2001e-08 | 0 | 0% | 0% | 7 | 21 | 4 | 9.5386e-09 | 1.191e-08 | 0 | 0% | 0%
7 | 21 | 5 | 4.3604e-08 | 5.486e-08 | 0 | 0% | 0% | 7 | 21 | 5 | 4.3604e-08 | 5.4443e-08 | 0 | 0% | 0%
7 | 21 | 6 | 1.3048e-07 | 1.6417e-07 | 10.6008 | 1.06% | 1.74e-07% | 7 | 21 | 6 | 1.3048e-07 | 1.6292e-07 | 10.6008 | 1.06% | 1.727e-07%
7 | 21 | 7 | 2.6081e-07 | 3.2813e-07 | 8.4984 | 0.8498% | 2.789e-07% | 7 | 21 | 7 | 2.6268e-07 | 3.2798e-07 | 8.4984 | 0.8498% | 2.787e-07%
7 | 21 | 8 | 1.2205e-06 | 1.5356e-06 | 13.1832 | 1.318% | 2.024e-06% | 7 | 21 | 8 | 1.2373e-06 | 1.5449e-06 | 13.1832 | 1.318% | 2.037e-06%
7 | 21 | 9 | 3.9598e-06 | 4.982e-06 | 76.5336 | 7.653% | 3.813e-05% | 7 | 21 | 9 | 4.0124e-06 | 5.0098e-06 | 76.5336 | 7.653% | 3.834e-05%
7 | 21 | 10 | 2.6693e-05 | 3.3584e-05 | 62.0916 | 6.209% | 0.0002085% | 7 | 21 | 10 | 2.7349e-05 | 3.4148e-05 | 62.0916 | 6.209% | 0.000212%
7 | 21 | 11 | 0.00010943 | 0.00013767 | 117.0072 | 11.7% | 0.001611% | 7 | 21 | 11 | 0.00011125 | 0.00013891 | 117.0072 | 11.7% | 0.001625%
7 | 21 | 12 | 0.00035262 | 0.00044365 | 605.6508 | 60.57% | 0.02687% | 7 | 21 | 12 | 0.00035662 | 0.00044527 | 605.6508 | 60.57% | 0.02697%
7 | 21 | 13 | 0.00056328 | 0.00070869 | 631.6752 | 63.17% | 0.04477% | 7 | 21 | 13 | 0.00056633 | 0.00070711 | 631.6752 | 63.17% | 0.04467%
7 | 21 | 14 | 0.00044597 | 0.0005611 | 539.3148 | 53.93% | 0.03026% | 7 | 21 | 14 | 0.00044835 | 0.00055981 | 539.3148 | 53.93% | 0.03019%
7 | 21 | 15 | 0.00057836 | 0.00072767 | 552.5856 | 55.26% | 0.04021% | 7 | 21 | 15 | 0.00058134 | 0.00072586 | 552.5856 | 55.26% | 0.04011%
7 | 21 | 16 | 0.00051946 | 0.00065356 | 356.208 | 35.62% | 0.02328% | 7 | 21 | 16 | 0.00052225 | 0.00065207 | 356.208 | 35.62% | 0.02323%
7 | 21 | 17 | 0.00043875 | 0.00055202 | 133.794 | 13.38% | 0.007386% | 7 | 21 | 17 | 0.00043875 | 0.00054782 | 133.794 | 13.38% | 0.007329%
7 | 21 | 18 | 0.00021883 | 0.00027532 | 39.9324 | 3.993% | 0.001099% | 7 | 21 | 18 | 0.00021883 | 0.00027323 | 39.9324 | 3.993% | 0.001091%
7 | 21 | 19 | 6.3599e-05 | 8.0018e-05 | 2.6124 | 0.2612% | 2.09e-05% | 7 | 21 | 19 | 6.3599e-05 | 7.9409e-05 | 2.6124 | 0.2612% | 2.074e-05%
7 | 21 | 20 | 3.9421e-05 | 4.9597e-05 | 0 | 0% | 0% | 7 | 21 | 20 | 3.9421e-05 | 4.922e-05 | 0 | 0% | 0%
7 | 21 | 21 | 9.0807e-06 | 1.1425e-05 | 0 | 0% | 0% | 7 | 21 | 21 | 9.0807e-06 | 1.1338e-05 | 0 | 0% | 0%
7 | 21 | 22 | 7.189e-07 | 9.0449e-07 | 0 | 0% | 0% | 7 | 21 | 22 | 7.189e-07 | 8.9761e-07 | 0 | 0% | 0%
7 | 21 | 23 | 7.6235e-08 | 9.5916e-08 | 0 | 0% | 0% | 7 | 21 | 23 | 7.6235e-08 | 9.5186e-08 | 0 | 0% | 0%
7 | 22 | 0 | 9.4617e-09 | 1.1904e-08 | 0 | 0% | 0% | 7 | 22 | 0 | 9.4617e-09 | 1.1814e-08 | 0 | 0% | 0%
7 | 22 | 1 | 2.9746e-09 | 3.7425e-09 | 0 | 0% | 0% | 7 | 22 | 1 | 2.9746e-09 | 3.714e-09 | 0 | 0% | 0%
7 | 22 | 2 | 1.1229e-09 | 1.4127e-09 | 0 | 0% | 0% | 7 | 22 | 2 | 1.1229e-09 | 1.402e-09 | 0 | 0% | 0%
7 | 22 | 3 | 0 | 0 | 0 | 0% | 0% | 7 | 22 | 3 | 0 | 0 | 0 | 0% | 0%
7 | 22 | 4 | 1.3321e-09 | 1.676e-09 | 0 | 0% | 0% | 7 | 22 | 4 | 1.3321e-09 | 1.6633e-09 | 0 | 0% | 0%
7 | 22 | 5 | 7.4851e-09 | 9.4174e-09 | 0 | 0% | 0% | 7 | 22 | 5 | 7.4851e-09 | 9.3458e-09 | 0 | 0% | 0%
7 | 22 | 6 | 2.9693e-08 | 3.7358e-08 | 46.2828 | 4.628% | 1.729e-07% | 7 | 22 | 6 | 2.9693e-08 | 3.7074e-08 | 46.2828 | 4.628% | 1.716e-07%
7 | 22 | 7 | 3.9499e-07 | 4.9696e-07 | 194.2992 | 19.43% | 9.656e-06% | 7 | 22 | 7 | 3.9499e-07 | 4.9318e-07 | 194.2992 | 19.43% | 9.583e-06%
7 | 22 | 8 | 2.6263e-06 | 3.3043e-06 | 249.7536 | 24.98% | 8.253e-05% | 7 | 22 | 8 | 2.6263e-06 | 3.2792e-06 | 249.7536 | 24.98% | 8.19e-05%
7 | 22 | 9 | 4.2409e-05 | 5.3357e-05 | 578.2668 | 57.83% | 0.003085% | 7 | 22 | 9 | 4.2409e-05 | 5.2951e-05 | 578.2668 | 57.83% | 0.003062%
7 | 22 | 10 | 0.00019298 | 0.0002428 | 581.8344 | 58.18% | 0.01413% | 7 | 22 | 10 | 0.00019406 | 0.0002423 | 581.8344 | 58.18% | 0.0141%
7 | 22 | 11 | 0.0010113 | 0.0012724 | 645.1356 | 64.51% | 0.08209% | 7 | 22 | 11 | 0.0010162 | 0.0012688 | 645.1356 | 64.51% | 0.08185%
7 | 22 | 12 | 0.0029293 | 0.0036856 | 548.6076 | 54.86% | 0.2022% | 7 | 22 | 12 | 0.0029419 | 0.0036732 | 548.6076 | 54.86% | 0.2015%
7 | 22 | 13 | 0.0077534 | 0.0097549 | 630.7284 | 63.07% | 0.6153% | 7 | 22 | 13 | 0.0077878 | 0.0097238 | 630.7284 | 63.07% | 0.6133%
7 | 22 | 14 | 0.0058994 | 0.0074223 | 52.6128 | 5.261% | 0.03905% | 7 | 22 | 14 | 0.005924 | 0.0073966 | 52.6128 | 5.261% | 0.03892%
7 | 22 | 15 | 0.0049959 | 0.0062856 | 70.038 | 7.004% | 0.04402% | 7 | 22 | 15 | 0.0050204 | 0.0062684 | 70.038 | 7.004% | 0.0439%
7 | 22 | 16 | 0.003623 | 0.0045582 | 490.4148 | 49.04% | 0.2235% | 7 | 22 | 16 | 0.003623 | 0.0045236 | 490.4148 | 49.04% | 0.2218%
7 | 22 | 17 | 0.0019969 | 0.0025123 | 207.588 | 20.76% | 0.05215% | 7 | 22 | 17 | 0.0019969 | 0.0024932 | 207.588 | 20.76% | 0.05176%
7 | 22 | 18 | 0.00092957 | 0.0011695 | 129.0384 | 12.9% | 0.01509% | 7 | 22 | 18 | 0.00092957 | 0.0011606 | 129.0384 | 12.9% | 0.01498%
7 | 22 | 19 | 0.00040676 | 0.00051177 | 20.1324 | 2.013% | 0.00103% | 7 | 22 | 19 | 0.00040676 | 0.00050787 | 20.1324 | 2.013% | 0.001022%
7 | 22 | 20 | 0.00022978 | 0.0002891 | 0 | 0% | 0% | 7 | 22 | 20 | 0.00022978 | 0.0002869 | 0 | 0% | 0%
7 | 22 | 21 | 7.1683e-05 | 9.0187e-05 | 0 | 0% | 0% | 7 | 22 | 21 | 7.1683e-05 | 8.9501e-05 | 0 | 0% | 0%
7 | 22 | 22 | 7.8725e-06 | 9.9048e-06 | 0 | 0% | 0% | 7 | 22 | 22 | 7.8725e-06 | 9.8295e-06 | 0 | 0% | 0%
7 | 22 | 23 | 8.3847e-07 | 1.0549e-06 | 0 | 0% | 0% | 7 | 22 | 23 | 8.3847e-07 | 1.0469e-06 | 0 | 0% | 0%
7 | 23 | 0 | 1.2294e-07 | 1.5467e-07 | 0 | 0% | 0% | 7 | 23 | 0 | 1.2294e-07 | 1.5349e-07 | 0 | 0% | 0%
7 | 23 | 1 | 3.0151e-08 | 3.7935e-08 | 0 | 0% | 0% | 7 | 23 | 1 | 3.0151e-08 | 3.7646e-08 | 0 | 0% | 0%
7 | 23 | 2 | 1.2088e-08 | 1.5208e-08 | 0 | 0% | 0% | 7 | 23 | 2 | 1.2088e-08 | 1.5093e-08 | 0 | 0% | 0%
7 | 23 | 3 | 7.0001e-09 | 8.8071e-09 | 0 | 0% | 0% | 7 | 23 | 3 | 7.0001e-09 | 8.7401e-09 | 0 | 0% | 0%
7 | 23 | 4 | 7.9412e-09 | 9.9912e-09 | 0 | 0% | 0% | 7 | 23 | 4 | 7.9412e-09 | 9.9152e-09 | 0 | 0% | 0%
7 | 23 | 5 | 2.6584e-08 | 3.3446e-08 | 0 | 0% | 0% | 7 | 23 | 5 | 2.6584e-08 | 3.3192e-08 | 0 | 0% | 0%
7 | 23 | 6 | 1.1671e-07 | 1.4684e-07 | 41.5968 | 4.16% | 6.108e-07% | 7 | 23 | 6 | 1.1758e-07 | 1.4681e-07 | 41.5968 | 4.16% | 6.107e-07%
7 | 23 | 7 | 1.5474e-06 | 1.9469e-06 | 95.67 | 9.567% | 1.863e-05% | 7 | 23 | 7 | 1.5586e-06 | 1.9461e-06 | 95.67 | 9.567% | 1.862e-05%
7 | 23 | 8 | 1.6236e-05 | 2.0428e-05 | 144.4548 | 14.45% | 0.0002951% | 7 | 23 | 8 | 1.6433e-05 | 2.0518e-05 | 144.4548 | 14.45% | 0.0002964%
7 | 23 | 9 | 0.00012566 | 0.0001581 | 251.7048 | 25.17% | 0.003979% | 7 | 23 | 9 | 0.00012832 | 0.00016022 | 251.7048 | 25.17% | 0.004033%
7 | 23 | 10 | 0.00065645 | 0.00082591 | 262.4724 | 26.25% | 0.02168% | 7 | 23 | 10 | 0.00067338 | 0.00084078 | 262.4724 | 26.25% | 0.02207%
7 | 23 | 11 | 0.0019312 | 0.0024297 | 450.2748 | 45.03% | 0.1094% | 7 | 23 | 11 | 0.0019893 | 0.0024839 | 450.2748 | 45.03% | 0.1118%
7 | 23 | 12 | 0.0061814 | 0.0077771 | 624.1116 | 62.41% | 0.4854% | 7 | 23 | 12 | 0.006341 | 0.0079173 | 624.1116 | 62.41% | 0.4941%
7 | 23 | 13 | 0.010102 | 0.01271 | 538.4364 | 53.84% | 0.6843% | 7 | 23 | 13 | 0.010404 | 0.01299 | 538.4364 | 53.84% | 0.6994%
7 | 23 | 14 | 0.010361 | 0.013036 | 669.924 | 66.99% | 0.8733% | 7 | 23 | 14 | 0.010548 | 0.013171 | 669.924 | 66.99% | 0.8823%
7 | 23 | 15 | 0.0092934 | 0.011693 | 450.8496 | 45.08% | 0.5272% | 7 | 23 | 15 | 0.0093707 | 0.0117 | 450.8496 | 45.08% | 0.5275%
7 | 23 | 16 | 0.0084826 | 0.010672 | 422.2428 | 42.22% | 0.4506% | 7 | 23 | 16 | 0.0085579 | 0.010685 | 422.2428 | 42.22% | 0.4512%
7 | 23 | 17 | 0.0058461 | 0.0073553 | 285.0132 | 28.5% | 0.2096% | 7 | 23 | 17 | 0.0058706 | 0.0073299 | 285.0132 | 28.5% | 0.2089%
7 | 23 | 18 | 0.0026548 | 0.0033401 | 84.4704 | 8.447% | 0.02821% | 7 | 23 | 18 | 0.0026548 | 0.0033147 | 84.4704 | 8.447% | 0.028%
7 | 23 | 19 | 0.00086122 | 0.0010835 | 17.4816 | 1.748% | 0.001894% | 7 | 23 | 19 | 0.00086122 | 0.0010753 | 17.4816 | 1.748% | 0.00188%
7 | 23 | 20 | 0.00047565 | 0.00059843 | 0 | 0% | 0% | 7 | 23 | 20 | 0.00047565 | 0.00059388 | 0 | 0% | 0%
7 | 23 | 21 | 0.00011665 | 0.00014676 | 0 | 0% | 0% | 7 | 23 | 21 | 0.00011665 | 0.00014564 | 0 | 0% | 0%
7 | 23 | 22 | 1.4792e-05 | 1.8611e-05 | 0 | 0% | 0% | 7 | 23 | 22 | 1.4792e-05 | 1.8469e-05 | 0 | 0% | 0%
7 | 23 | 23 | 1.4003e-06 | 1.7618e-06 | 0 | 0% | 0% | 7 | 23 | 23 | 1.4003e-06 | 1.7484e-06 | 0 | 0% | 0%
7 | 24 | 0 | 2.025e-07 | 2.5478e-07 | 0 | 0% | 0% | 7 | 24 | 0 | 2.025e-07 | 2.5284e-07 | 0 | 0% | 0%
7 | 24 | 1 | 3.6968e-08 | 4.6511e-08 | 0 | 0% | 0% | 7 | 24 | 1 | 3.6968e-08 | 4.6157e-08 | 0 | 0% | 0%
7 | 24 | 2 | 8.4884e-09 | 1.068e-08 | 0 | 0% | 0% | 7 | 24 | 2 | 8.4884e-09 | 1.0598e-08 | 0 | 0% | 0%
7 | 24 | 3 | 3.5082e-09 | 4.4138e-09 | 0 | 0% | 0% | 7 | 24 | 3 | 3.5082e-09 | 4.3802e-09 | 0 | 0% | 0%
7 | 24 | 4 | 1.4477e-09 | 1.8214e-09 | 0 | 0% | 0% | 7 | 24 | 4 | 1.4477e-09 | 1.8076e-09 | 0 | 0% | 0%
7 | 24 | 5 | 2.1154e-09 | 2.6615e-09 | 0 | 0% | 0% | 7 | 24 | 5 | 2.1154e-09 | 2.6413e-09 | 0 | 0% | 0%
7 | 24 | 6 | 2.7351e-09 | 3.4412e-09 | 36.4752 | 3.648% | 1.255e-08% | 7 | 24 | 6 | 2.7351e-09 | 3.415e-09 | 36.4752 | 3.648% | 1.246e-08%
7 | 24 | 7 | 2.6387e-08 | 3.3198e-08 | 194.8524 | 19.49% | 6.469e-07% | 7 | 24 | 7 | 2.6806e-08 | 3.3469e-08 | 194.8524 | 19.49% | 6.522e-07%
7 | 24 | 8 | 3.6816e-07 | 4.632e-07 | 408.2052 | 40.82% | 1.891e-05% | 7 | 24 | 8 | 3.7351e-07 | 4.6636e-07 | 408.2052 | 40.82% | 1.904e-05%
7 | 24 | 9 | 5.898e-06 | 7.4206e-06 | 591.5844 | 59.16% | 0.000439% | 7 | 24 | 9 | 6.0096e-06 | 7.5035e-06 | 591.5844 | 59.16% | 0.0004439%
7 | 24 | 10 | 4.3708e-05 | 5.4992e-05 | 721.5816 | 72.16% | 0.003968% | 7 | 24 | 10 | 4.4733e-05 | 5.5852e-05 | 721.5816 | 72.16% | 0.00403%
7 | 24 | 11 | 0.00016113 | 0.00020273 | 801.708 | 80.17% | 0.01625% | 7 | 24 | 11 | 0.00016578 | 0.000207 | 801.708 | 80.17% | 0.0166%
7 | 24 | 12 | 0.00035478 | 0.00044636 | 661.5252 | 66.15% | 0.02953% | 7 | 24 | 12 | 0.00036708 | 0.00045832 | 661.5252 | 66.15% | 0.03032%
7 | 24 | 13 | 0.00059964 | 0.00075443 | 769.6104 | 76.96% | 0.05806% | 7 | 24 | 13 | 0.00061525 | 0.00076819 | 769.6104 | 76.96% | 0.05912%
7 | 24 | 14 | 0.0011433 | 0.0014385 | 467.7336 | 46.77% | 0.06728% | 7 | 24 | 14 | 0.0011613 | 0.00145 | 467.7336 | 46.77% | 0.06782%
7 | 24 | 15 | 0.0014779 | 0.0018594 | 501.2616 | 50.13% | 0.09321% | 7 | 24 | 15 | 0.0015047 | 0.0018787 | 501.2616 | 50.13% | 0.09417%
7 | 24 | 16 | 0.0016727 | 0.0021045 | 289.7712 | 28.98% | 0.06098% | 7 | 24 | 16 | 0.0016804 | 0.0020982 | 289.7712 | 28.98% | 0.0608%
7 | 24 | 17 | 0.001179 | 0.0014834 | 17.5476 | 1.755% | 0.002603% | 7 | 24 | 17 | 0.001179 | 0.0014721 | 17.5476 | 1.755% | 0.002583%
7 | 24 | 18 | 0.00062102 | 0.00078133 | 112.6428 | 11.26% | 0.008801% | 7 | 24 | 18 | 0.00062102 | 0.00077539 | 112.6428 | 11.26% | 0.008734%
7 | 24 | 19 | 0.00019714 | 0.00024803 | 18.5724 | 1.857% | 0.0004607% | 7 | 24 | 19 | 0.00019714 | 0.00024614 | 18.5724 | 1.857% | 0.0004571%
7 | 24 | 20 | 8.4037e-05 | 0.00010573 | 0 | 0% | 0% | 7 | 24 | 20 | 8.4037e-05 | 0.00010493 | 0 | 0% | 0%
7 | 24 | 21 | 1.7453e-05 | 2.1958e-05 | 0 | 0% | 0% | 7 | 24 | 21 | 1.7453e-05 | 2.1791e-05 | 0 | 0% | 0%
7 | 24 | 22 | 1.7365e-06 | 2.1847e-06 | 0 | 0% | 0% | 7 | 24 | 22 | 1.7365e-06 | 2.1681e-06 | 0 | 0% | 0%
7 | 24 | 23 | 2.025e-07 | 2.5478e-07 | 0 | 0% | 0% | 7 | 24 | 23 | 2.025e-07 | 2.5284e-07 | 0 | 0% | 0%
7 | 25 | 0 | 3.0869e-08 | 3.8838e-08 | 0 | 0% | 0% | 7 | 25 | 0 | 3.0869e-08 | 3.8542e-08 | 0 | 0% | 0%
7 | 25 | 1 | 1.1991e-08 | 1.5087e-08 | 0 | 0% | 0% | 7 | 25 | 1 | 1.1991e-08 | 1.4972e-08 | 0 | 0% | 0%
7 | 25 | 2 | 3.3686e-09 | 4.2382e-09 | 0 | 0% | 0% | 7 | 25 | 2 | 3.3686e-09 | 4.206e-09 | 0 | 0% | 0%
7 | 25 | 3 | 1.4125e-09 | 1.7771e-09 | 0 | 0% | 0% | 7 | 25 | 3 | 1.4125e-09 | 1.7636e-09 | 0 | 0% | 0%
7 | 25 | 4 | 7.9098e-10 | 9.9517e-10 | 0 | 0% | 0% | 7 | 25 | 4 | 7.9098e-10 | 9.876e-10 | 0 | 0% | 0%
7 | 25 | 5 | 2.9778e-10 | 3.7465e-10 | 0 | 0% | 0% | 7 | 25 | 5 | 2.9778e-10 | 3.718e-10 | 0 | 0% | 0%
7 | 25 | 6 | 1.0644e-09 | 1.3392e-09 | 40.1268 | 4.013% | 5.374e-09% | 7 | 25 | 6 | 1.0644e-09 | 1.329e-09 | 40.1268 | 4.013% | 5.333e-09%
7 | 25 | 7 | 6.8365e-09 | 8.6013e-09 | 193.6632 | 19.37% | 1.666e-07% | 7 | 25 | 7 | 6.8365e-09 | 8.5359e-09 | 193.6632 | 19.37% | 1.653e-07%
7 | 25 | 8 | 5.9108e-08 | 7.4367e-08 | 398.7528 | 39.88% | 2.965e-06% | 7 | 25 | 8 | 6.0479e-08 | 7.5513e-08 | 398.7528 | 39.88% | 3.011e-06%
7 | 25 | 9 | 4.1777e-07 | 5.2562e-07 | 576.8076 | 57.68% | 3.032e-05% | 7 | 25 | 9 | 4.2949e-07 | 5.3626e-07 | 576.8076 | 57.68% | 3.093e-05%
7 | 25 | 10 | 3.4809e-06 | 4.3794e-06 | 709.2648 | 70.93% | 0.0003106% | 7 | 25 | 10 | 3.5724e-06 | 4.4605e-06 | 709.2648 | 70.93% | 0.0003164%
7 | 25 | 11 | 1.4999e-05 | 1.8871e-05 | 791.1228 | 79.11% | 0.001493% | 7 | 25 | 11 | 1.5466e-05 | 1.931e-05 | 791.1228 | 79.11% | 0.001528%
7 | 25 | 12 | 4.6908e-05 | 5.9017e-05 | 820.0524 | 82.01% | 0.00484% | 7 | 25 | 12 | 4.8024e-05 | 5.9961e-05 | 820.0524 | 82.01% | 0.004917%
7 | 25 | 13 | 9.26e-05 | 0.0001165 | 808.6668 | 80.87% | 0.009421% | 7 | 25 | 13 | 9.4825e-05 | 0.0001184 | 808.6668 | 80.87% | 0.009574%
7 | 25 | 14 | 0.00013109 | 0.00016493 | 463.6632 | 46.37% | 0.007647% | 7 | 25 | 14 | 0.00013404 | 0.00016736 | 463.6632 | 46.37% | 0.00776%
7 | 25 | 15 | 0.00013397 | 0.00016855 | 472.896 | 47.29% | 0.007971% | 7 | 25 | 15 | 0.00013614 | 0.00016999 | 472.896 | 47.29% | 0.008039%
7 | 25 | 16 | 0.00016004 | 0.00020136 | 509.7072 | 50.97% | 0.01026% | 7 | 25 | 16 | 0.0001619 | 0.00020215 | 509.7072 | 50.97% | 0.0103%
7 | 25 | 17 | 0.00010519 | 0.00013235 | 316.6272 | 31.66% | 0.00419% | 7 | 25 | 17 | 0.00010577 | 0.00013206 | 316.6272 | 31.66% | 0.004182%
7 | 25 | 18 | 5.504e-05 | 6.9249e-05 | 119.4012 | 11.94% | 0.0008268% | 7 | 25 | 18 | 5.504e-05 | 6.8722e-05 | 119.4012 | 11.94% | 0.0008205%
7 | 25 | 19 | 2.5731e-05 | 3.2374e-05 | 16.1772 | 1.618% | 5.237e-05% | 7 | 25 | 19 | 2.5731e-05 | 3.2128e-05 | 16.1772 | 1.618% | 5.197e-05%
7 | 25 | 20 | 1.6325e-05 | 2.054e-05 | 0 | 0% | 0% | 7 | 25 | 20 | 1.6325e-05 | 2.0383e-05 | 0 | 0% | 0%
7 | 25 | 21 | 2.9259e-06 | 3.6813e-06 | 0 | 0% | 0% | 7 | 25 | 21 | 2.9259e-06 | 3.6533e-06 | 0 | 0% | 0%
7 | 25 | 22 | 3.1287e-07 | 3.9363e-07 | 0 | 0% | 0% | 7 | 25 | 22 | 3.1287e-07 | 3.9064e-07 | 0 | 0% | 0%
7 | 25 | 23 | 4.5328e-08 | 5.703e-08 | 0 | 0% | 0% | 7 | 25 | 23 | 4.5328e-08 | 5.6596e-08 | 0 | 0% | 0%
7 | 26 | 0 | 1.0418e-08 | 1.3108e-08 | 0 | 0% | 0% | 7 | 26 | 0 | 1.0418e-08 | 1.3008e-08 | 0 | 0% | 0%
7 | 26 | 1 | 2.619e-09 | 3.2951e-09 | 0 | 0% | 0% | 7 | 26 | 1 | 2.619e-09 | 3.2701e-09 | 0 | 0% | 0%
7 | 26 | 2 | 1.1628e-09 | 1.463e-09 | 0 | 0% | 0% | 7 | 26 | 2 | 1.1628e-09 | 1.4519e-09 | 0 | 0% | 0%
7 | 26 | 3 | 8.173e-10 | 1.0283e-09 | 0 | 0% | 0% | 7 | 26 | 3 | 8.173e-10 | 1.0205e-09 | 0 | 0% | 0%
7 | 26 | 4 | 1.6009e-09 | 2.0142e-09 | 0 | 0% | 0% | 7 | 26 | 4 | 1.6009e-09 | 1.9988e-09 | 0 | 0% | 0%
7 | 26 | 5 | 9.4617e-09 | 1.1904e-08 | 0 | 0% | 0% | 7 | 26 | 5 | 9.4617e-09 | 1.1814e-08 | 0 | 0% | 0%
7 | 26 | 6 | 3.4998e-08 | 4.4033e-08 | 45.18 | 4.518% | 1.989e-07% | 7 | 26 | 6 | 3.4998e-08 | 4.3698e-08 | 45.18 | 4.518% | 1.974e-07%
7 | 26 | 7 | 2.2226e-07 | 2.7963e-07 | 192.984 | 19.3% | 5.396e-06% | 7 | 26 | 7 | 2.2226e-07 | 2.775e-07 | 192.984 | 19.3% | 5.355e-06%
7 | 26 | 8 | 1.4507e-06 | 1.8252e-06 | 387.3504 | 38.74% | 7.07e-05% | 7 | 26 | 8 | 1.4714e-06 | 1.8371e-06 | 387.3504 | 38.74% | 7.116e-05%
7 | 26 | 9 | 7.7258e-06 | 9.7203e-06 | 572.0364 | 57.2% | 0.000556% | 7 | 26 | 9 | 7.9252e-06 | 9.8952e-06 | 572.0364 | 57.2% | 0.000566%
7 | 26 | 10 | 3.0491e-05 | 3.8362e-05 | 704.8164 | 70.48% | 0.002704% | 7 | 26 | 10 | 3.1257e-05 | 3.9027e-05 | 704.8164 | 70.48% | 0.002751%
7 | 26 | 11 | 0.00011545 | 0.00014526 | 573.5508 | 57.36% | 0.008331% | 7 | 26 | 11 | 0.00011794 | 0.00014726 | 573.5508 | 57.36% | 0.008446%
7 | 26 | 12 | 0.00022385 | 0.00028163 | 540.1488 | 54.01% | 0.01521% | 7 | 26 | 12 | 0.00022874 | 0.00028561 | 540.1488 | 54.01% | 0.01543%
7 | 26 | 13 | 0.00045825 | 0.00057655 | 283.7424 | 28.37% | 0.01636% | 7 | 26 | 13 | 0.00046835 | 0.00058477 | 283.7424 | 28.37% | 0.01659%
7 | 26 | 14 | 0.00074808 | 0.0009412 | 508.1988 | 50.82% | 0.04783% | 7 | 26 | 14 | 0.00076034 | 0.00094934 | 508.1988 | 50.82% | 0.04825%
7 | 26 | 15 | 0.0009962 | 0.0012534 | 475.2732 | 47.53% | 0.05957% | 7 | 26 | 15 | 0.001006 | 0.0012561 | 475.2732 | 47.53% | 0.0597%
7 | 26 | 16 | 0.00080265 | 0.0010099 | 390.1728 | 39.02% | 0.0394% | 7 | 26 | 16 | 0.00080265 | 0.0010022 | 390.1728 | 39.02% | 0.0391%
7 | 26 | 17 | 0.00049166 | 0.00061858 | 259.9716 | 26% | 0.01608% | 7 | 26 | 17 | 0.00049166 | 0.00061388 | 259.9716 | 26% | 0.01596%
7 | 26 | 18 | 0.00022985 | 0.00028918 | 104.7024 | 10.47% | 0.003028% | 7 | 26 | 18 | 0.00022985 | 0.00028698 | 104.7024 | 10.47% | 0.003005%
7 | 26 | 19 | 9.3044e-05 | 0.00011706 | 17.4672 | 1.747% | 0.0002045% | 7 | 26 | 19 | 9.3044e-05 | 0.00011617 | 17.4672 | 1.747% | 0.0002029%
7 | 26 | 20 | 6.2478e-05 | 7.8607e-05 | 0 | 0% | 0% | 7 | 26 | 20 | 6.2478e-05 | 7.8009e-05 | 0 | 0% | 0%
7 | 26 | 21 | 1.0625e-05 | 1.3368e-05 | 0 | 0% | 0% | 7 | 26 | 21 | 1.0625e-05 | 1.3266e-05 | 0 | 0% | 0%
7 | 26 | 22 | 8.2701e-07 | 1.0405e-06 | 0 | 0% | 0% | 7 | 26 | 22 | 8.2701e-07 | 1.0326e-06 | 0 | 0% | 0%
7 | 26 | 23 | 8.3316e-08 | 1.0482e-07 | 0 | 0% | 0% | 7 | 26 | 23 | 8.3316e-08 | 1.0403e-07 | 0 | 0% | 0%
7 | 27 | 0 | 1.4178e-08 | 1.7838e-08 | 0 | 0% | 0% | 7 | 27 | 0 | 1.4178e-08 | 1.7702e-08 | 0 | 0% | 0%
7 | 27 | 1 | 3.5082e-09 | 4.4138e-09 | 0 | 0% | 0% | 7 | 27 | 1 | 3.5082e-09 | 4.3802e-09 | 0 | 0% | 0%
7 | 27 | 2 | 7.5249e-10 | 9.4674e-10 | 0 | 0% | 0% | 7 | 27 | 2 | 7.5249e-10 | 9.3954e-10 | 0 | 0% | 0%
7 | 27 | 3 | 0 | 0 | 0 | 0% | 0% | 7 | 27 | 3 | 0 | 0 | 0 | 0% | 0%
7 | 27 | 4 | 1.0187e-09 | 1.2816e-09 | 0 | 0% | 0% | 7 | 27 | 4 | 1.0187e-09 | 1.2719e-09 | 0 | 0% | 0%
7 | 27 | 5 | 6.3458e-09 | 7.984e-09 | 0 | 0% | 0% | 7 | 27 | 5 | 6.3458e-09 | 7.9232e-09 | 0 | 0% | 0%
7 | 27 | 6 | 2.4028e-08 | 3.023e-08 | 42.2556 | 4.226% | 1.277e-07% | 7 | 27 | 6 | 2.4028e-08 | 3e-08 | 42.2556 | 4.226% | 1.268e-07%
7 | 27 | 7 | 1.0322e-07 | 1.2987e-07 | 153.6912 | 15.37% | 1.996e-06% | 7 | 27 | 7 | 1.04e-07 | 1.2985e-07 | 153.6912 | 15.37% | 1.996e-06%
7 | 27 | 8 | 6.1584e-07 | 7.7483e-07 | 392.9064 | 39.29% | 3.044e-05% | 7 | 27 | 8 | 6.2478e-07 | 7.8009e-07 | 392.9064 | 39.29% | 3.065e-05%
7 | 27 | 9 | 6.2684e-06 | 7.8866e-06 | 573.5364 | 57.35% | 0.0004523% | 7 | 27 | 9 | 6.3847e-06 | 7.9718e-06 | 573.5364 | 57.35% | 0.0004572%
7 | 27 | 10 | 3.0882e-05 | 3.8854e-05 | 709.0896 | 70.91% | 0.002755% | 7 | 27 | 10 | 3.1664e-05 | 3.9535e-05 | 709.0896 | 70.91% | 0.002803%
7 | 27 | 11 | 0.00020503 | 0.00025795 | 795.5916 | 79.56% | 0.02052% | 7 | 27 | 11 | 0.00021073 | 0.00026312 | 795.5916 | 79.56% | 0.02093%
7 | 27 | 12 | 0.00063064 | 0.00079344 | 829.2 | 82.92% | 0.06579% | 7 | 27 | 12 | 0.0006434 | 0.00080334 | 829.2 | 82.92% | 0.06661%
7 | 27 | 13 | 0.0012344 | 0.001553 | 790.4772 | 79.05% | 0.1228% | 7 | 27 | 13 | 0.0012537 | 0.0015653 | 790.4772 | 79.05% | 0.1237%
7 | 27 | 14 | 0.00064607 | 0.00081286 | 726.042 | 72.6% | 0.05902% | 7 | 27 | 14 | 0.00065585 | 0.00081888 | 726.042 | 72.6% | 0.05945%
7 | 27 | 15 | 0.00026838 | 0.00033766 | 541.5612 | 54.16% | 0.01829% | 7 | 27 | 15 | 0.00027117 | 0.00033857 | 541.5612 | 54.16% | 0.01834%
7 | 27 | 16 | 0.00011854 | 0.00014914 | 463.0536 | 46.31% | 0.006906% | 7 | 27 | 16 | 0.00011914 | 0.00014875 | 463.0536 | 46.31% | 0.006888%
7 | 27 | 17 | 4.6044e-05 | 5.793e-05 | 278.694 | 27.87% | 0.001614% | 7 | 27 | 17 | 4.6044e-05 | 5.7489e-05 | 278.694 | 27.87% | 0.001602%
7 | 27 | 18 | 2.2154e-05 | 2.7872e-05 | 97.5684 | 9.757% | 0.0002719% | 7 | 27 | 18 | 2.2154e-05 | 2.766e-05 | 97.5684 | 9.757% | 0.0002699%
7 | 27 | 19 | 7.7734e-06 | 9.7801e-06 | 10.2624 | 1.026% | 1.004e-05% | 7 | 27 | 19 | 7.7734e-06 | 9.7057e-06 | 10.2624 | 1.026% | 9.96e-06%
7 | 27 | 20 | 7.9755e-06 | 1.0034e-05 | 0 | 0% | 0% | 7 | 27 | 20 | 7.9755e-06 | 9.958e-06 | 0 | 0% | 0%
7 | 27 | 21 | 1.5247e-06 | 1.9183e-06 | 0 | 0% | 0% | 7 | 27 | 21 | 1.5247e-06 | 1.9037e-06 | 0 | 0% | 0%
7 | 27 | 22 | 1.6947e-07 | 2.1322e-07 | 0 | 0% | 0% | 7 | 27 | 22 | 1.6947e-07 | 2.116e-07 | 0 | 0% | 0%
7 | 27 | 23 | 2.4976e-08 | 3.1424e-08 | 0 | 0% | 0% | 7 | 27 | 23 | 2.4976e-08 | 3.1185e-08 | 0 | 0% | 0%
7 | 28 | 0 | 3.88e-09 | 4.8816e-09 | 0 | 0% | 0% | 7 | 28 | 0 | 3.88e-09 | 4.8444e-09 | 0 | 0% | 0%
7 | 28 | 1 | 1.1927e-09 | 1.5006e-09 | 0 | 0% | 0% | 7 | 28 | 1 | 1.1927e-09 | 1.4892e-09 | 0 | 0% | 0%
7 | 28 | 2 | 0 | 0 | 0 | 0% | 0% | 7 | 28 | 2 | 0 | 0 | 0 | 0% | 0%
7 | 28 | 3 | 0 | 0 | 0 | 0% | 0% | 7 | 28 | 3 | 0 | 0 | 0 | 0% | 0%
7 | 28 | 4 | 0 | 0 | 0 | 0% | 0% | 7 | 28 | 4 | 0 | 0 | 0 | 0% | 0%
7 | 28 | 5 | 3.5657e-09 | 4.4862e-09 | 0 | 0% | 0% | 7 | 28 | 5 | 3.5657e-09 | 4.452e-09 | 0 | 0% | 0%
7 | 28 | 6 | 1.7116e-08 | 2.1534e-08 | 26.3868 | 2.639% | 5.682e-08% | 7 | 28 | 6 | 1.7116e-08 | 2.137e-08 | 26.3868 | 2.639% | 5.639e-08%
7 | 28 | 7 | 1.7729e-07 | 2.2306e-07 | 17.2608 | 1.726% | 3.85e-07% | 7 | 28 | 7 | 1.7729e-07 | 2.2137e-07 | 17.2608 | 1.726% | 3.821e-07%
7 | 28 | 8 | 2.0964e-06 | 2.6376e-06 | 62.988 | 6.299% | 1.661e-05% | 7 | 28 | 8 | 2.1246e-06 | 2.6527e-06 | 62.988 | 6.299% | 1.671e-05%
7 | 28 | 9 | 1.9766e-05 | 2.4869e-05 | 140.1456 | 14.01% | 0.0003485% | 7 | 28 | 9 | 2.0022e-05 | 2.4999e-05 | 140.1456 | 14.01% | 0.0003504%
7 | 28 | 10 | 0.0001192 | 0.00014997 | 262.3236 | 26.23% | 0.003934% | 7 | 28 | 10 | 0.00012171 | 0.00015197 | 262.3236 | 26.23% | 0.003986%
7 | 28 | 11 | 0.00031706 | 0.00039891 | 380.6712 | 38.07% | 0.01519% | 7 | 28 | 11 | 0.00032415 | 0.00040473 | 380.6712 | 38.07% | 0.01541%
7 | 28 | 12 | 0.00093926 | 0.0011817 | 530.2176 | 53.02% | 0.06266% | 7 | 28 | 12 | 0.00095358 | 0.0011906 | 530.2176 | 53.02% | 0.06313%
7 | 28 | 13 | 0.0017287 | 0.002175 | 598.0224 | 59.8% | 0.1301% | 7 | 28 | 13 | 0.0017628 | 0.002201 | 598.0224 | 59.8% | 0.1316%
7 | 28 | 14 | 0.00185 | 0.0023276 | 449.5572 | 44.96% | 0.1046% | 7 | 28 | 14 | 0.0018857 | 0.0023544 | 449.5572 | 44.96% | 0.1058%
7 | 28 | 15 | 0.0018498 | 0.0023273 | 301.7856 | 30.18% | 0.07024% | 7 | 28 | 15 | 0.0018678 | 0.002332 | 301.7856 | 30.18% | 0.07038%
7 | 28 | 16 | 0.00047584 | 0.00059868 | 186.156 | 18.62% | 0.01114% | 7 | 28 | 16 | 0.00048102 | 0.00060059 | 186.156 | 18.62% | 0.01118%
7 | 28 | 17 | 0.00016565 | 0.00020841 | 103.1532 | 10.32% | 0.00215% | 7 | 28 | 17 | 0.00016565 | 0.00020682 | 103.1532 | 10.32% | 0.002133%
7 | 28 | 18 | 6.3599e-05 | 8.0018e-05 | 20.364 | 2.036% | 0.0001629% | 7 | 28 | 18 | 6.3599e-05 | 7.9409e-05 | 20.364 | 2.036% | 0.0001617%
7 | 28 | 19 | 2.0778e-05 | 2.6141e-05 | 8.7312 | 0.8731% | 2.282e-05% | 7 | 28 | 19 | 2.0778e-05 | 2.5943e-05 | 8.7312 | 0.8731% | 2.265e-05%
7 | 28 | 20 | 1.2407e-05 | 1.561e-05 | 0 | 0% | 0% | 7 | 28 | 20 | 1.2407e-05 | 1.5491e-05 | 0 | 0% | 0%
7 | 28 | 21 | 2.679e-06 | 3.3706e-06 | 0 | 0% | 0% | 7 | 28 | 21 | 2.679e-06 | 3.345e-06 | 0 | 0% | 0%
7 | 28 | 22 | 2.4161e-07 | 3.0398e-07 | 0 | 0% | 0% | 7 | 28 | 22 | 2.4161e-07 | 3.0167e-07 | 0 | 0% | 0%
7 | 28 | 23 | 3.1633e-08 | 3.9799e-08 | 0 | 0% | 0% | 7 | 28 | 23 | 3.1633e-08 | 3.9497e-08 | 0 | 0% | 0%
7 | 29 | 0 | 6.3458e-09 | 7.984e-09 | 0 | 0% | 0% | 7 | 29 | 0 | 6.3458e-09 | 7.9232e-09 | 0 | 0% | 0%
7 | 29 | 1 | 1.6277e-09 | 2.0479e-09 | 0 | 0% | 0% | 7 | 29 | 1 | 1.6277e-09 | 2.0324e-09 | 0 | 0% | 0%
7 | 29 | 2 | 1.1799e-10 | 1.4846e-10 | 0 | 0% | 0% | 7 | 29 | 2 | 1.1799e-10 | 1.4733e-10 | 0 | 0% | 0%
7 | 29 | 3 | 0 | 0 | 0 | 0% | 0% | 7 | 29 | 3 | 0 | 0 | 0 | 0% | 0%
7 | 29 | 4 | 1.1027e-09 | 1.3874e-09 | 0 | 0% | 0% | 7 | 29 | 4 | 1.1027e-09 | 1.3768e-09 | 0 | 0% | 0%
7 | 29 | 5 | 6.614e-09 | 8.3214e-09 | 0 | 0% | 0% | 7 | 29 | 5 | 6.614e-09 | 8.2581e-09 | 0 | 0% | 0%
7 | 29 | 6 | 2.9458e-08 | 3.7063e-08 | 30.8052 | 3.081% | 1.142e-07% | 7 | 29 | 6 | 2.9458e-08 | 3.6781e-08 | 30.8052 | 3.081% | 1.133e-07%
7 | 29 | 7 | 1.8549e-07 | 2.3338e-07 | 187.854 | 18.79% | 4.384e-06% | 7 | 29 | 7 | 1.8549e-07 | 2.316e-07 | 187.854 | 18.79% | 4.351e-06%
7 | 29 | 8 | 8.2759e-07 | 1.0412e-06 | 396.8376 | 39.68% | 4.132e-05% | 7 | 29 | 8 | 8.3907e-07 | 1.0476e-06 | 396.8376 | 39.68% | 4.157e-05%
7 | 29 | 9 | 3.7607e-06 | 4.7315e-06 | 580.1796 | 58.02% | 0.0002745% | 7 | 29 | 9 | 3.8325e-06 | 4.7852e-06 | 580.1796 | 58.02% | 0.0002776%
7 | 29 | 10 | 9.5654e-06 | 1.2035e-05 | 710.6916 | 71.07% | 0.0008553% | 7 | 29 | 10 | 9.8059e-06 | 1.2243e-05 | 710.6916 | 71.07% | 0.0008701%
7 | 29 | 11 | 4.9145e-05 | 6.1832e-05 | 623.0868 | 62.31% | 0.003853% | 7 | 29 | 11 | 5.0331e-05 | 6.2842e-05 | 623.0868 | 62.31% | 0.003916%
7 | 29 | 12 | 0.00023001 | 0.00028938 | 754.752 | 75.48% | 0.02184% | 7 | 29 | 12 | 0.00023515 | 0.00029361 | 754.752 | 75.48% | 0.02216%
7 | 29 | 13 | 0.00068385 | 0.00086039 | 749.0268 | 74.9% | 0.06445% | 7 | 29 | 13 | 0.00069125 | 0.00086308 | 749.0268 | 74.9% | 0.06465%
7 | 29 | 14 | 0.0013978 | 0.0017586 | 669.2688 | 66.93% | 0.1177% | 7 | 29 | 14 | 0.0014111 | 0.0017619 | 669.2688 | 66.93% | 0.1179%
7 | 29 | 15 | 0.0015962 | 0.0020083 | 654.6516 | 65.47% | 0.1315% | 7 | 29 | 15 | 0.0016108 | 0.0020112 | 654.6516 | 65.47% | 0.1317%
7 | 29 | 16 | 0.0011671 | 0.0014684 | 504.7044 | 50.47% | 0.07411% | 7 | 29 | 16 | 0.0011732 | 0.0014649 | 504.7044 | 50.47% | 0.07393%
7 | 29 | 17 | 0.00055141 | 0.00069376 | 312.9144 | 31.29% | 0.02171% | 7 | 29 | 17 | 0.00055141 | 0.00068849 | 312.9144 | 31.29% | 0.02154%
7 | 29 | 18 | 0.00018072 | 0.00022737 | 114.0336 | 11.4% | 0.002593% | 7 | 29 | 18 | 0.00018072 | 0.00022564 | 114.0336 | 11.4% | 0.002573%
7 | 29 | 19 | 6.3956e-05 | 8.0467e-05 | 13.0272 | 1.303% | 0.0001048% | 7 | 29 | 19 | 6.3956e-05 | 7.9855e-05 | 13.0272 | 1.303% | 0.000104%
7 | 29 | 20 | 2.7489e-05 | 3.4586e-05 | 0 | 0% | 0% | 7 | 29 | 20 | 2.7489e-05 | 3.4323e-05 | 0 | 0% | 0%
7 | 29 | 21 | 4.3132e-06 | 5.4266e-06 | 0 | 0% | 0% | 7 | 29 | 21 | 4.3132e-06 | 5.3853e-06 | 0 | 0% | 0%
7 | 29 | 22 | 2.0397e-07 | 2.5662e-07 | 0 | 0% | 0% | 7 | 29 | 22 | 2.0397e-07 | 2.5467e-07 | 0 | 0% | 0%
7 | 29 | 23 | 1.994e-08 | 2.5087e-08 | 0 | 0% | 0% | 7 | 29 | 23 | 1.994e-08 | 2.4897e-08 | 0 | 0% | 0%
7 | 30 | 0 | 1.9347e-09 | 2.4341e-09 | 0 | 0% | 0% | 7 | 30 | 0 | 1.9347e-09 | 2.4156e-09 | 0 | 0% | 0%
7 | 30 | 1 | 0 | 0 | 0 | 0% | 0% | 7 | 30 | 1 | 0 | 0 | 0 | 0% | 0%
7 | 30 | 2 | 0 | 0 | 0 | 0% | 0% | 7 | 30 | 2 | 0 | 0 | 0 | 0% | 0%
7 | 30 | 3 | 0 | 0 | 0 | 0% | 0% | 7 | 30 | 3 | 0 | 0 | 0 | 0% | 0%
7 | 30 | 4 | 0 | 0 | 0 | 0% | 0% | 7 | 30 | 4 | 0 | 0 | 0 | 0% | 0%
7 | 30 | 5 | 0 | 0 | 0 | 0% | 0% | 7 | 30 | 5 | 0 | 0 | 0 | 0% | 0%
7 | 30 | 6 | 3.7267e-10 | 4.6887e-10 | 35.976 | 3.598% | 1.687e-09% | 7 | 30 | 6 | 3.7267e-10 | 4.653e-10 | 35.976 | 3.598% | 1.674e-09%
7 | 30 | 7 | 6.0531e-09 | 7.6157e-09 | 185.526 | 18.55% | 1.413e-07% | 7 | 30 | 7 | 6.0531e-09 | 7.5578e-09 | 185.526 | 18.55% | 1.402e-07%
7 | 30 | 8 | 3.7277e-08 | 4.69e-08 | 384.3672 | 38.44% | 1.803e-06% | 7 | 30 | 8 | 3.7277e-08 | 4.6544e-08 | 384.3672 | 38.44% | 1.789e-06%
7 | 30 | 9 | 3.4741e-07 | 4.371e-07 | 568.7808 | 56.88% | 2.486e-05% | 7 | 30 | 9 | 3.4741e-07 | 4.3377e-07 | 568.7808 | 56.88% | 2.467e-05%
7 | 30 | 10 | 1.2989e-06 | 1.6342e-06 | 668.9688 | 66.9% | 0.0001093% | 7 | 30 | 10 | 1.3352e-06 | 1.6671e-06 | 668.9688 | 66.9% | 0.0001115%
7 | 30 | 11 | 4.4376e-06 | 5.5832e-06 | 744.3216 | 74.43% | 0.0004156% | 7 | 30 | 11 | 4.5282e-06 | 5.6538e-06 | 744.3216 | 74.43% | 0.0004208%
7 | 30 | 12 | 9.5747e-06 | 1.2046e-05 | 656.112 | 65.61% | 0.0007904% | 7 | 30 | 12 | 9.8154e-06 | 1.2255e-05 | 656.112 | 65.61% | 0.0008041%
7 | 30 | 13 | 3.1879e-05 | 4.0108e-05 | 440.2032 | 44.02% | 0.001766% | 7 | 30 | 13 | 3.248e-05 | 4.0554e-05 | 440.2032 | 44.02% | 0.001785%
7 | 30 | 14 | 4.6354e-05 | 5.8321e-05 | 544.7208 | 54.47% | 0.003177% | 7 | 30 | 14 | 4.6908e-05 | 5.8569e-05 | 544.7208 | 54.47% | 0.00319%
7 | 30 | 15 | 5.855e-05 | 7.3665e-05 | 595.5024 | 59.55% | 0.004387% | 7 | 30 | 15 | 5.9272e-05 | 7.4006e-05 | 595.5024 | 59.55% | 0.004407%
7 | 30 | 16 | 3.8011e-05 | 4.7824e-05 | 363.4392 | 36.34% | 0.001738% | 7 | 30 | 16 | 3.8011e-05 | 4.746e-05 | 363.4392 | 36.34% | 0.001725%
7 | 30 | 17 | 1.3219e-05 | 1.6632e-05 | 213.9072 | 21.39% | 0.0003558% | 7 | 30 | 17 | 1.3302e-05 | 1.6609e-05 | 213.9072 | 21.39% | 0.0003553%
7 | 30 | 18 | 3.8325e-06 | 4.8219e-06 | 108.1836 | 10.82% | 5.217e-05% | 7 | 30 | 18 | 3.8325e-06 | 4.7852e-06 | 108.1836 | 10.82% | 5.177e-05%
7 | 30 | 19 | 9.5856e-07 | 1.206e-06 | 13.2108 | 1.321% | 1.593e-06% | 7 | 30 | 19 | 9.5856e-07 | 1.1968e-06 | 13.2108 | 1.321% | 1.581e-06%
7 | 30 | 20 | 6.7532e-07 | 8.4966e-07 | 0 | 0% | 0% | 7 | 30 | 20 | 6.7532e-07 | 8.432e-07 | 0 | 0% | 0%
7 | 30 | 21 | 1.0648e-07 | 1.3397e-07 | 0 | 0% | 0% | 7 | 30 | 21 | 1.0648e-07 | 1.3295e-07 | 0 | 0% | 0%
7 | 30 | 22 | 1.6977e-08 | 2.1359e-08 | 0 | 0% | 0% | 7 | 30 | 22 | 1.6977e-08 | 2.1197e-08 | 0 | 0% | 0%
7 | 30 | 23 | 1.561e-09 | 1.9639e-09 | 0 | 0% | 0% | 7 | 30 | 23 | 1.561e-09 | 1.949e-09 | 0 | 0% | 0%
7 | 31 | 0 | 0 | 0 | 0 | 0% | 0% | 7 | 31 | 0 | 0 | 0 | 0 | 0% | 0%
7 | 31 | 1 | 0 | 0 | 0 | 0% | 0% | 7 | 31 | 1 | 0 | 0 | 0 | 0% | 0%
7 | 31 | 2 | 0 | 0 | 0 | 0% | 0% | 7 | 31 | 2 | 0 | 0 | 0 | 0% | 0%
7 | 31 | 3 | 0 | 0 | 0 | 0% | 0% | 7 | 31 | 3 | 0 | 0 | 0 | 0% | 0%
7 | 31 | 4 | 0 | 0 | 0 | 0% | 0% | 7 | 31 | 4 | 0 | 0 | 0 | 0% | 0%
7 | 31 | 5 | 0 | 0 | 0 | 0% | 0% | 7 | 31 | 5 | 0 | 0 | 0 | 0% | 0%
7 | 31 | 6 | 0 | 0 | 9.8232 | 0.9823% | 0% | 7 | 31 | 6 | 0 | 0 | 9.8232 | 0.9823% | 0%
7 | 31 | 7 | 0 | 0 | 3.8028 | 0.3803% | 0% | 7 | 31 | 7 | 0 | 0 | 3.8028 | 0.3803% | 0%
7 | 31 | 8 | 0 | 0 | 17.5572 | 1.756% | 0% | 7 | 31 | 8 | 0 | 0 | 17.5572 | 1.756% | 0%
7 | 31 | 9 | 1.7433e-09 | 2.1933e-09 | 267.8868 | 26.79% | 5.876e-08% | 7 | 31 | 9 | 1.7587e-09 | 2.1959e-09 | 267.8868 | 26.79% | 5.883e-08%
7 | 31 | 10 | 9.8642e-09 | 1.2411e-08 | 157.1124 | 15.71% | 1.95e-07% | 7 | 31 | 10 | 1.0023e-08 | 1.2514e-08 | 157.1124 | 15.71% | 1.966e-07%
7 | 31 | 11 | 6.5334e-08 | 8.22e-08 | 568.9464 | 56.89% | 4.677e-06% | 7 | 31 | 11 | 6.6859e-08 | 8.3479e-08 | 568.9464 | 56.89% | 4.75e-06%
7 | 31 | 12 | 2.2566e-07 | 2.8391e-07 | 654.9996 | 65.5% | 1.86e-05% | 7 | 31 | 12 | 2.3195e-07 | 2.8961e-07 | 654.9996 | 65.5% | 1.897e-05%
7 | 31 | 13 | 9.071e-07 | 1.1413e-06 | 652.182 | 65.22% | 7.443e-05% | 7 | 31 | 13 | 9.39e-07 | 1.1724e-06 | 652.182 | 65.22% | 7.646e-05%
7 | 31 | 14 | 2.5411e-06 | 3.1971e-06 | 599.7192 | 59.97% | 0.0001917% | 7 | 31 | 14 | 2.5917e-06 | 3.236e-06 | 599.7192 | 59.97% | 0.0001941%
7 | 31 | 15 | 4.1481e-06 | 5.2189e-06 | 606.0528 | 60.61% | 0.0003163% | 7 | 31 | 15 | 4.2032e-06 | 5.2481e-06 | 606.0528 | 60.61% | 0.0003181%
7 | 31 | 16 | 3.5464e-06 | 4.4619e-06 | 461.7684 | 46.18% | 0.000206% | 7 | 31 | 16 | 3.57e-06 | 4.4575e-06 | 461.7684 | 46.18% | 0.0002058%
7 | 31 | 17 | 3.5706e-06 | 4.4924e-06 | 267.324 | 26.73% | 0.0001201% | 7 | 31 | 17 | 3.5706e-06 | 4.4582e-06 | 267.324 | 26.73% | 0.0001192%
7 | 31 | 18 | 2.1516e-06 | 2.7071e-06 | 114.876 | 11.49% | 3.11e-05% | 7 | 31 | 18 | 2.1516e-06 | 2.6865e-06 | 114.876 | 11.49% | 3.086e-05%
7 | 31 | 19 | 9.187e-07 | 1.1559e-06 | 8.9148 | 0.8915% | 1.03e-06% | 7 | 31 | 19 | 9.187e-07 | 1.1471e-06 | 8.9148 | 0.8915% | 1.023e-06%
7 | 31 | 20 | 6.38e-07 | 8.027e-07 | 0 | 0% | 0% | 7 | 31 | 20 | 6.38e-07 | 7.966e-07 | 0 | 0% | 0%
7 | 31 | 21 | 1.2114e-07 | 1.5242e-07 | 0 | 0% | 0% | 7 | 31 | 21 | 1.2114e-07 | 1.5126e-07 | 0 | 0% | 0%
7 | 31 | 22 | 1.3622e-08 | 1.7139e-08 | 0 | 0% | 0% | 7 | 31 | 22 | 1.3622e-08 | 1.7008e-08 | 0 | 0% | 0%
7 | 31 | 23 | 1.3434e-09 | 1.6902e-09 | 0 | 0% | 0% | 7 | 31 | 23 | 1.3434e-09 | 1.6774e-09 | 0 | 0% | 0%
8 | 1 | 0 | 1.2888e-06 | 1.6215e-06 | 0 | 0% | 0% | 8 | 1 | 0 | 1.2888e-06 | 1.6091e-06 | 0 | 0% | 0%
8 | 1 | 1 | 3.2937e-07 | 4.144e-07 | 0 | 0% | 0% | 8 | 1 | 1 | 3.2937e-07 | 4.1124e-07 | 0 | 0% | 0%
8 | 1 | 2 | 9.6279e-08 | 1.2113e-07 | 0 | 0% | 0% | 8 | 1 | 2 | 9.6279e-08 | 1.2021e-07 | 0 | 0% | 0%
8 | 1 | 3 | 4.9156e-08 | 6.1846e-08 | 0 | 0% | 0% | 8 | 1 | 3 | 4.9156e-08 | 6.1375e-08 | 0 | 0% | 0%
8 | 1 | 4 | 2.3675e-08 | 2.9786e-08 | 0 | 0% | 0% | 8 | 1 | 4 | 2.3675e-08 | 2.956e-08 | 0 | 0% | 0%
8 | 1 | 5 | 1.755e-08 | 2.208e-08 | 0 | 0% | 0% | 8 | 1 | 5 | 1.755e-08 | 2.1912e-08 | 0 | 0% | 0%
8 | 1 | 6 | 1.407e-08 | 1.7702e-08 | 37.6188 | 3.762% | 6.659e-08% | 8 | 1 | 6 | 1.407e-08 | 1.7568e-08 | 37.6188 | 3.762% | 6.609e-08%
8 | 1 | 7 | 8.5853e-08 | 1.0802e-07 | 180.0696 | 18.01% | 1.945e-06% | 8 | 1 | 7 | 8.5853e-08 | 1.0719e-07 | 180.0696 | 18.01% | 1.93e-06%
8 | 1 | 8 | 6.2952e-07 | 7.9203e-07 | 225.1536 | 22.52% | 1.783e-05% | 8 | 1 | 8 | 6.3846e-07 | 7.9717e-07 | 225.1536 | 22.52% | 1.795e-05%
8 | 1 | 9 | 2.0682e-06 | 2.6021e-06 | 538.914 | 53.89% | 0.0001402% | 8 | 1 | 9 | 2.1242e-06 | 2.6523e-06 | 538.914 | 53.89% | 0.0001429%
8 | 1 | 10 | 5.4263e-06 | 6.8271e-06 | 686.4072 | 68.64% | 0.0004686% | 8 | 1 | 10 | 5.5682e-06 | 6.9524e-06 | 686.4072 | 68.64% | 0.0004772%
8 | 1 | 11 | 1.6829e-05 | 2.1173e-05 | 765.5184 | 76.55% | 0.001621% | 8 | 1 | 11 | 1.714e-05 | 2.1401e-05 | 765.5184 | 76.55% | 0.001638%
8 | 1 | 12 | 4.6616e-05 | 5.865e-05 | 796.9092 | 79.69% | 0.004674% | 8 | 1 | 12 | 4.7729e-05 | 5.9593e-05 | 796.9092 | 79.69% | 0.004749%
8 | 1 | 13 | 5.2787e-05 | 6.6414e-05 | 691.0296 | 69.1% | 0.004589% | 8 | 1 | 13 | 5.4101e-05 | 6.7549e-05 | 691.0296 | 69.1% | 0.004668%
8 | 1 | 14 | 5.0015e-05 | 6.2926e-05 | 728.7468 | 72.87% | 0.004586% | 8 | 1 | 14 | 5.0896e-05 | 6.3547e-05 | 728.7468 | 72.87% | 0.004631%
8 | 1 | 15 | 3.3693e-05 | 4.2392e-05 | 629.1192 | 62.91% | 0.002667% | 8 | 1 | 15 | 3.4127e-05 | 4.261e-05 | 629.1192 | 62.91% | 0.002681%
8 | 1 | 16 | 4.0423e-05 | 5.0858e-05 | 479.7168 | 47.97% | 0.00244% | 8 | 1 | 16 | 4.0905e-05 | 5.1073e-05 | 479.7168 | 47.97% | 0.00245%
8 | 1 | 17 | 4.7979e-05 | 6.0365e-05 | 294.7104 | 29.47% | 0.001779% | 8 | 1 | 17 | 4.8543e-05 | 6.061e-05 | 294.7104 | 29.47% | 0.001786%
8 | 1 | 18 | 3.1248e-05 | 3.9314e-05 | 109.7784 | 10.98% | 0.0004316% | 8 | 1 | 18 | 3.1248e-05 | 3.9015e-05 | 109.7784 | 10.98% | 0.0004283%
8 | 1 | 19 | 1.5927e-05 | 2.0039e-05 | 10.2636 | 1.026% | 2.057e-05% | 8 | 1 | 19 | 1.5927e-05 | 1.9887e-05 | 10.2636 | 1.026% | 2.041e-05%
8 | 1 | 20 | 1.1659e-05 | 1.4669e-05 | 0 | 0% | 0% | 8 | 1 | 20 | 1.1659e-05 | 1.4557e-05 | 0 | 0% | 0%
8 | 1 | 21 | 3.8072e-06 | 4.7901e-06 | 0 | 0% | 0% | 8 | 1 | 21 | 3.8072e-06 | 4.7536e-06 | 0 | 0% | 0%
8 | 1 | 22 | 5.184e-07 | 6.5223e-07 | 0 | 0% | 0% | 8 | 1 | 22 | 5.184e-07 | 6.4726e-07 | 0 | 0% | 0%
8 | 1 | 23 | 6.9757e-08 | 8.7765e-08 | 0 | 0% | 0% | 8 | 1 | 23 | 6.9757e-08 | 8.7097e-08 | 0 | 0% | 0%
8 | 2 | 0 | 1.0837e-08 | 1.3634e-08 | 0 | 0% | 0% | 8 | 2 | 0 | 1.0837e-08 | 1.3531e-08 | 0 | 0% | 0%
8 | 2 | 1 | 2.9746e-09 | 3.7425e-09 | 0 | 0% | 0% | 8 | 2 | 1 | 2.9746e-09 | 3.714e-09 | 0 | 0% | 0%
8 | 2 | 2 | 7.7206e-10 | 9.7137e-10 | 0 | 0% | 0% | 8 | 2 | 2 | 7.7206e-10 | 9.6398e-10 | 0 | 0% | 0%
8 | 2 | 3 | 9.85e-10 | 1.2393e-09 | 0 | 0% | 0% | 8 | 2 | 3 | 9.85e-10 | 1.2299e-09 | 0 | 0% | 0%
8 | 2 | 4 | 1.2887e-09 | 1.6214e-09 | 0 | 0% | 0% | 8 | 2 | 4 | 1.2887e-09 | 1.6091e-09 | 0 | 0% | 0%
8 | 2 | 5 | 8.9337e-09 | 1.124e-08 | 0 | 0% | 0% | 8 | 2 | 5 | 8.9337e-09 | 1.1155e-08 | 0 | 0% | 0%
8 | 2 | 6 | 5.9517e-08 | 7.4881e-08 | 35.7636 | 3.576% | 2.678e-07% | 8 | 2 | 6 | 5.9517e-08 | 7.4311e-08 | 35.7636 | 3.576% | 2.658e-07%
8 | 2 | 7 | 5.0756e-07 | 6.3859e-07 | 179.7996 | 17.98% | 1.148e-05% | 8 | 2 | 7 | 5.1477e-07 | 6.4273e-07 | 179.7996 | 17.98% | 1.156e-05%
8 | 2 | 8 | 3.1741e-06 | 3.9934e-06 | 371.8572 | 37.19% | 0.0001485% | 8 | 2 | 8 | 3.2159e-06 | 4.0153e-06 | 371.8572 | 37.19% | 0.0001493%
8 | 2 | 9 | 2.2028e-05 | 2.7715e-05 | 544.542 | 54.45% | 0.001509% | 8 | 2 | 9 | 2.2454e-05 | 2.8036e-05 | 544.542 | 54.45% | 0.001527%
8 | 2 | 10 | 9.4258e-05 | 0.00011859 | 672.222 | 67.22% | 0.007972% | 8 | 2 | 10 | 9.5938e-05 | 0.00011979 | 672.222 | 67.22% | 0.008052%
8 | 2 | 11 | 0.00037316 | 0.0004695 | 751.0236 | 75.1% | 0.03526% | 8 | 2 | 11 | 0.00038139 | 0.0004762 | 751.0236 | 75.1% | 0.03576%
8 | 2 | 12 | 0.00074819 | 0.00094133 | 782.19 | 78.22% | 0.07363% | 8 | 2 | 12 | 0.00076045 | 0.00094948 | 782.19 | 78.22% | 0.07427%
8 | 2 | 13 | 0.0019031 | 0.0023945 | 761.7336 | 76.17% | 0.1824% | 8 | 2 | 13 | 0.0019309 | 0.0024109 | 761.7336 | 76.17% | 0.1836%
8 | 2 | 14 | 0.0045521 | 0.0057273 | 702.6972 | 70.27% | 0.4025% | 8 | 2 | 14 | 0.0045937 | 0.0057356 | 702.6972 | 70.27% | 0.403%
8 | 2 | 15 | 0.0039697 | 0.0049945 | 597.156 | 59.72% | 0.2982% | 8 | 2 | 15 | 0.0040447 | 0.0050501 | 597.156 | 59.72% | 0.3016%
8 | 2 | 16 | 0.0033944 | 0.0042707 | 453.8532 | 45.39% | 0.1938% | 8 | 2 | 16 | 0.0034111 | 0.004259 | 453.8532 | 45.39% | 0.1933%
8 | 2 | 17 | 0.0022855 | 0.0028755 | 280.4268 | 28.04% | 0.08064% | 8 | 2 | 17 | 0.0022965 | 0.0028674 | 280.4268 | 28.04% | 0.08041%
8 | 2 | 18 | 0.00055423 | 0.00069731 | 111.0144 | 11.1% | 0.007741% | 8 | 2 | 18 | 0.00055423 | 0.000692 | 111.0144 | 11.1% | 0.007682%
8 | 2 | 19 | 0.0001656 | 0.00020835 | 5.5404 | 0.554% | 0.0001154% | 8 | 2 | 19 | 0.0001656 | 0.00020677 | 5.5404 | 0.554% | 0.0001146%
8 | 2 | 20 | 9.139e-05 | 0.00011498 | 0 | 0% | 0% | 8 | 2 | 20 | 9.139e-05 | 0.00011411 | 0 | 0% | 0%
8 | 2 | 21 | 1.1026e-05 | 1.3873e-05 | 0 | 0% | 0% | 8 | 2 | 21 | 1.1026e-05 | 1.3767e-05 | 0 | 0% | 0%
8 | 2 | 22 | 8.2134e-07 | 1.0334e-06 | 0 | 0% | 0% | 8 | 2 | 22 | 8.2134e-07 | 1.0255e-06 | 0 | 0% | 0%
8 | 2 | 23 | 4.9942e-08 | 6.2835e-08 | 0 | 0% | 0% | 8 | 2 | 23 | 4.9942e-08 | 6.2357e-08 | 0 | 0% | 0%
8 | 3 | 0 | 4.9048e-09 | 6.171e-09 | 0 | 0% | 0% | 8 | 3 | 0 | 4.9048e-09 | 6.1241e-09 | 0 | 0% | 0%
8 | 3 | 1 | 8.9724e-10 | 1.1289e-09 | 0 | 0% | 0% | 8 | 3 | 1 | 8.9724e-10 | 1.1203e-09 | 0 | 0% | 0%
8 | 3 | 2 | 0 | 0 | 0 | 0% | 0% | 8 | 3 | 2 | 0 | 0 | 0 | 0% | 0%
8 | 3 | 3 | 0 | 0 | 0 | 0% | 0% | 8 | 3 | 3 | 0 | 0 | 0 | 0% | 0%
8 | 3 | 4 | 0 | 0 | 0 | 0% | 0% | 8 | 3 | 4 | 0 | 0 | 0 | 0% | 0%
8 | 3 | 5 | 6.3768e-10 | 8.023e-10 | 0 | 0% | 0% | 8 | 3 | 5 | 6.3768e-10 | 7.962e-10 | 0 | 0% | 0%
8 | 3 | 6 | 4.6642e-09 | 5.8683e-09 | 34.4508 | 3.445% | 2.022e-08% | 8 | 3 | 6 | 4.6642e-09 | 5.8237e-09 | 34.4508 | 3.445% | 2.006e-08%
8 | 3 | 7 | 7.7373e-08 | 9.7347e-08 | 106.206 | 10.62% | 1.034e-06% | 8 | 3 | 7 | 7.7955e-08 | 9.7333e-08 | 106.206 | 10.62% | 1.034e-06%
8 | 3 | 8 | 4.507e-07 | 5.6704e-07 | 347.2116 | 34.72% | 1.969e-05% | 8 | 3 | 8 | 4.5698e-07 | 5.7057e-07 | 347.2116 | 34.72% | 1.981e-05%
8 | 3 | 9 | 2.1253e-06 | 2.674e-06 | 538.1664 | 53.82% | 0.0001439% | 8 | 3 | 9 | 2.1531e-06 | 2.6883e-06 | 538.1664 | 53.82% | 0.0001447%
8 | 3 | 10 | 5.4307e-06 | 6.8327e-06 | 558.9648 | 55.9% | 0.0003819% | 8 | 3 | 10 | 5.5371e-06 | 6.9135e-06 | 558.9648 | 55.9% | 0.0003864%
8 | 3 | 11 | 1.7477e-05 | 2.1989e-05 | 538.8 | 53.88% | 0.001185% | 8 | 3 | 11 | 1.791e-05 | 2.2362e-05 | 538.8 | 53.88% | 0.001205%
8 | 3 | 12 | 4.718e-05 | 5.9359e-05 | 463.3812 | 46.34% | 0.002751% | 8 | 3 | 12 | 4.8303e-05 | 6.031e-05 | 463.3812 | 46.34% | 0.002795%
8 | 3 | 13 | 0.00014162 | 0.00017818 | 557.4732 | 55.75% | 0.009933% | 8 | 3 | 13 | 0.00014487 | 0.00018088 | 557.4732 | 55.75% | 0.01008%
8 | 3 | 14 | 0.00026322 | 0.00033117 | 541.4484 | 54.14% | 0.01793% | 8 | 3 | 14 | 0.00026591 | 0.00033202 | 541.4484 | 54.14% | 0.01798%
8 | 3 | 15 | 0.00045097 | 0.00056739 | 545.3208 | 54.53% | 0.03094% | 8 | 3 | 15 | 0.00045577 | 0.00056907 | 545.3208 | 54.53% | 0.03103%
8 | 3 | 16 | 0.00047078 | 0.00059232 | 359.0652 | 35.91% | 0.02127% | 8 | 3 | 16 | 0.00047078 | 0.00058781 | 359.0652 | 35.91% | 0.02111%
8 | 3 | 17 | 0.00035652 | 0.00044855 | 163.7256 | 16.37% | 0.007344% | 8 | 3 | 17 | 0.00035854 | 0.00044766 | 163.7256 | 16.37% | 0.007329%
8 | 3 | 18 | 0.00016653 | 0.00020952 | 77.2416 | 7.724% | 0.001618% | 8 | 3 | 18 | 0.00016653 | 0.00020792 | 77.2416 | 7.724% | 0.001606%
8 | 3 | 19 | 4.8521e-05 | 6.1047e-05 | 0.7128 | 0.07128% | 4.351e-06% | 8 | 3 | 19 | 4.8521e-05 | 6.0583e-05 | 0.7128 | 0.07128% | 4.318e-06%
8 | 3 | 20 | 2.2289e-05 | 2.8042e-05 | 0 | 0% | 0% | 8 | 3 | 20 | 2.2289e-05 | 2.7829e-05 | 0 | 0% | 0%
8 | 3 | 21 | 3.3652e-06 | 4.2339e-06 | 0 | 0% | 0% | 8 | 3 | 21 | 3.3652e-06 | 4.2017e-06 | 0 | 0% | 0%
8 | 3 | 22 | 3.0812e-07 | 3.8766e-07 | 0 | 0% | 0% | 8 | 3 | 22 | 3.0812e-07 | 3.8471e-07 | 0 | 0% | 0%
8 | 3 | 23 | 1.2184e-08 | 1.533e-08 | 0 | 0% | 0% | 8 | 3 | 23 | 1.2184e-08 | 1.5213e-08 | 0 | 0% | 0%
8 | 4 | 0 | 1.4721e-09 | 1.8522e-09 | 0 | 0% | 0% | 8 | 4 | 0 | 1.4721e-09 | 1.8381e-09 | 0 | 0% | 0%
8 | 4 | 1 | 0 | 0 | 0 | 0% | 0% | 8 | 4 | 1 | 0 | 0 | 0 | 0% | 0%
8 | 4 | 2 | 0 | 0 | 0 | 0% | 0% | 8 | 4 | 2 | 0 | 0 | 0 | 0% | 0%
8 | 4 | 3 | 0 | 0 | 0 | 0% | 0% | 8 | 4 | 3 | 0 | 0 | 0 | 0% | 0%
8 | 4 | 4 | 0 | 0 | 0 | 0% | 0% | 8 | 4 | 4 | 0 | 0 | 0 | 0% | 0%
8 | 4 | 5 | 1.5489e-09 | 1.9487e-09 | 0 | 0% | 0% | 8 | 4 | 5 | 1.5489e-09 | 1.9339e-09 | 0 | 0% | 0%
8 | 4 | 6 | 9.6938e-09 | 1.2196e-08 | 31.1208 | 3.112% | 3.796e-08% | 8 | 4 | 6 | 9.6938e-09 | 1.2103e-08 | 31.1208 | 3.112% | 3.767e-08%
8 | 4 | 7 | 8.6489e-08 | 1.0882e-07 | 126.6336 | 12.66% | 1.378e-06% | 8 | 4 | 7 | 8.7152e-08 | 1.0882e-07 | 126.6336 | 12.66% | 1.378e-06%
8 | 4 | 8 | 2.762e-07 | 3.475e-07 | 113.9556 | 11.4% | 3.96e-06% | 8 | 4 | 8 | 2.7821e-07 | 3.4736e-07 | 113.9556 | 11.4% | 3.958e-06%
8 | 4 | 9 | 1.5704e-06 | 1.9758e-06 | 256.9152 | 25.69% | 5.076e-05% | 8 | 4 | 9 | 1.5935e-06 | 1.9897e-06 | 256.9152 | 25.69% | 5.112e-05%
8 | 4 | 10 | 6.5446e-06 | 8.2341e-06 | 336.972 | 33.7% | 0.0002775% | 8 | 4 | 10 | 6.6647e-06 | 8.3214e-06 | 336.972 | 33.7% | 0.0002804%
8 | 4 | 11 | 3.2278e-05 | 4.061e-05 | 327.6132 | 32.76% | 0.00133% | 8 | 4 | 11 | 3.3094e-05 | 4.1321e-05 | 327.6132 | 32.76% | 0.001354%
8 | 4 | 12 | 0.00018688 | 0.00023512 | 804.2472 | 80.42% | 0.01891% | 8 | 4 | 12 | 0.00019095 | 0.00023841 | 804.2472 | 80.42% | 0.01917%
8 | 4 | 13 | 0.00055475 | 0.00069797 | 769.7664 | 76.98% | 0.05373% | 8 | 4 | 13 | 0.00056663 | 0.00070749 | 769.7664 | 76.98% | 0.05446%
8 | 4 | 14 | 0.0014781 | 0.0018596 | 734.9268 | 73.49% | 0.1367% | 8 | 4 | 14 | 0.0014917 | 0.0018625 | 734.9268 | 73.49% | 0.1369%
8 | 4 | 15 | 0.0018226 | 0.0022931 | 616.7136 | 61.67% | 0.1414% | 8 | 4 | 15 | 0.0018319 | 0.0022873 | 616.7136 | 61.67% | 0.1411%
8 | 4 | 16 | 0.0014911 | 0.0018761 | 477.1848 | 47.72% | 0.08952% | 8 | 4 | 16 | 0.0015043 | 0.0018783 | 477.1848 | 47.72% | 0.08963%
8 | 4 | 17 | 0.00089281 | 0.0011233 | 224.9856 | 22.5% | 0.02527% | 8 | 4 | 17 | 0.0008977 | 0.0011209 | 224.9856 | 22.5% | 0.02522%
8 | 4 | 18 | 0.00032923 | 0.00041422 | 107.538 | 10.75% | 0.004454% | 8 | 4 | 18 | 0.00032923 | 0.00041107 | 107.538 | 10.75% | 0.004421%
8 | 4 | 19 | 0.00010812 | 0.00013603 | 7.0848 | 0.7085% | 9.638e-05% | 8 | 4 | 19 | 0.00010812 | 0.000135 | 7.0848 | 0.7085% | 9.564e-05%
8 | 4 | 20 | 6.5445e-05 | 8.234e-05 | 0 | 0% | 0% | 8 | 4 | 20 | 6.5445e-05 | 8.1714e-05 | 0 | 0% | 0%
8 | 4 | 21 | 9.319e-06 | 1.1725e-05 | 0 | 0% | 0% | 8 | 4 | 21 | 9.319e-06 | 1.1636e-05 | 0 | 0% | 0%
8 | 4 | 22 | 8.9988e-07 | 1.1322e-06 | 0 | 0% | 0% | 8 | 4 | 22 | 8.9988e-07 | 1.1236e-06 | 0 | 0% | 0%
8 | 4 | 23 | 6.1394e-08 | 7.7243e-08 | 0 | 0% | 0% | 8 | 4 | 23 | 6.1394e-08 | 7.6655e-08 | 0 | 0% | 0%
8 | 5 | 0 | 6.7797e-09 | 8.5299e-09 | 0 | 0% | 0% | 8 | 5 | 0 | 6.7797e-09 | 8.465e-09 | 0 | 0% | 0%
8 | 5 | 1 | 1.1628e-09 | 1.463e-09 | 0 | 0% | 0% | 8 | 5 | 1 | 1.1628e-09 | 1.4519e-09 | 0 | 0% | 0%
8 | 5 | 2 | 0 | 0 | 0 | 0% | 0% | 8 | 5 | 2 | 0 | 0 | 0 | 0% | 0%
8 | 5 | 3 | 0 | 0 | 0 | 0% | 0% | 8 | 5 | 3 | 0 | 0 | 0 | 0% | 0%
8 | 5 | 4 | 0 | 0 | 0 | 0% | 0% | 8 | 5 | 4 | 0 | 0 | 0 | 0% | 0%
8 | 5 | 5 | 3.287e-09 | 4.1355e-09 | 0 | 0% | 0% | 8 | 5 | 5 | 3.287e-09 | 4.1041e-09 | 0 | 0% | 0%
8 | 5 | 6 | 1.9336e-08 | 2.4328e-08 | 32.2464 | 3.225% | 7.845e-08% | 8 | 5 | 6 | 1.9336e-08 | 2.4143e-08 | 32.2464 | 3.225% | 7.785e-08%
8 | 5 | 7 | 1.9251e-07 | 2.422e-07 | 183.1752 | 18.32% | 4.437e-06% | 8 | 5 | 7 | 1.9251e-07 | 2.4036e-07 | 183.1752 | 18.32% | 4.403e-06%
8 | 5 | 8 | 8.8789e-07 | 1.1171e-06 | 388.0716 | 38.81% | 4.335e-05% | 8 | 5 | 8 | 9.0051e-07 | 1.1244e-06 | 388.0716 | 38.81% | 4.363e-05%
8 | 5 | 9 | 5.7135e-06 | 7.1884e-06 | 566.094 | 56.61% | 0.0004069% | 8 | 5 | 9 | 5.7871e-06 | 7.2257e-06 | 566.094 | 56.61% | 0.000409%
8 | 5 | 10 | 1.9773e-05 | 2.4877e-05 | 697.6416 | 69.76% | 0.001736% | 8 | 5 | 10 | 2.0292e-05 | 2.5337e-05 | 697.6416 | 69.76% | 0.001768%
8 | 5 | 11 | 4.9772e-05 | 6.262e-05 | 774.444 | 77.44% | 0.00485% | 8 | 5 | 11 | 5.0951e-05 | 6.3617e-05 | 774.444 | 77.44% | 0.004927%
8 | 5 | 12 | 0.00014815 | 0.00018639 | 716.1972 | 71.62% | 0.01335% | 8 | 5 | 12 | 0.0001515 | 0.00018916 | 716.1972 | 71.62% | 0.01355%
8 | 5 | 13 | 0.00031897 | 0.00040132 | 581.766 | 58.18% | 0.02335% | 8 | 5 | 13 | 0.00032425 | 0.00040485 | 581.766 | 58.18% | 0.02355%
8 | 5 | 14 | 0.00057874 | 0.00072814 | 489.6756 | 48.97% | 0.03566% | 8 | 5 | 14 | 0.00058485 | 0.00073023 | 489.6756 | 48.97% | 0.03576%
8 | 5 | 15 | 0.0009823 | 0.0012359 | 459.5808 | 45.96% | 0.0568% | 8 | 5 | 15 | 0.00099177 | 0.0012383 | 459.5808 | 45.96% | 0.05691%
8 | 5 | 16 | 0.00089304 | 0.0011236 | 137.1552 | 13.72% | 0.01541% | 8 | 5 | 16 | 0.00089792 | 0.0011211 | 137.1552 | 13.72% | 0.01538%
8 | 5 | 17 | 0.00065958 | 0.00082985 | 128.3052 | 12.83% | 0.01065% | 8 | 5 | 17 | 0.00065958 | 0.00082354 | 128.3052 | 12.83% | 0.01057%
8 | 5 | 18 | 0.00022985 | 0.00028918 | 68.6988 | 6.87% | 0.001987% | 8 | 5 | 18 | 0.00022985 | 0.00028698 | 68.6988 | 6.87% | 0.001972%
8 | 5 | 19 | 6.433e-05 | 8.0937e-05 | 0 | 0% | 0% | 8 | 5 | 19 | 6.433e-05 | 8.0321e-05 | 0 | 0% | 0%
8 | 5 | 20 | 3.9909e-05 | 5.0212e-05 | 0 | 0% | 0% | 8 | 5 | 20 | 3.9909e-05 | 4.983e-05 | 0 | 0% | 0%
8 | 5 | 21 | 3.7595e-06 | 4.73e-06 | 0 | 0% | 0% | 8 | 5 | 21 | 3.7595e-06 | 4.694e-06 | 0 | 0% | 0%
8 | 5 | 22 | 3.8123e-07 | 4.7964e-07 | 0 | 0% | 0% | 8 | 5 | 22 | 3.8123e-07 | 4.7599e-07 | 0 | 0% | 0%
8 | 5 | 23 | 1.6437e-08 | 2.068e-08 | 0 | 0% | 0% | 8 | 5 | 23 | 1.6437e-08 | 2.0523e-08 | 0 | 0% | 0%
8 | 6 | 0 | 1.7888e-09 | 2.2505e-09 | 0 | 0% | 0% | 8 | 6 | 0 | 1.7888e-09 | 2.2334e-09 | 0 | 0% | 0%
8 | 6 | 1 | 0 | 0 | 0 | 0% | 0% | 8 | 6 | 1 | 0 | 0 | 0 | 0% | 0%
8 | 6 | 2 | 0 | 0 | 0 | 0% | 0% | 8 | 6 | 2 | 0 | 0 | 0 | 0% | 0%
8 | 6 | 3 | 0 | 0 | 0 | 0% | 0% | 8 | 6 | 3 | 0 | 0 | 0 | 0% | 0%
8 | 6 | 4 | 0 | 0 | 0 | 0% | 0% | 8 | 6 | 4 | 0 | 0 | 0 | 0% | 0%
8 | 6 | 5 | 0 | 0 | 0 | 0% | 0% | 8 | 6 | 5 | 0 | 0 | 0 | 0% | 0%
8 | 6 | 6 | 2.4009e-09 | 3.0207e-09 | 29.2308 | 2.923% | 8.83e-09% | 8 | 6 | 6 | 2.4009e-09 | 2.9977e-09 | 29.2308 | 2.923% | 8.763e-09%
8 | 6 | 7 | 3.1134e-08 | 3.9171e-08 | 82.776 | 8.278% | 3.242e-07% | 8 | 6 | 7 | 3.1134e-08 | 3.8873e-08 | 82.776 | 8.278% | 3.218e-07%
8 | 6 | 8 | 3.4467e-07 | 4.3365e-07 | 205.1016 | 20.51% | 8.894e-06% | 8 | 6 | 8 | 3.4983e-07 | 4.3679e-07 | 205.1016 | 20.51% | 8.959e-06%
8 | 6 | 9 | 2.4094e-06 | 3.0314e-06 | 529.4676 | 52.95% | 0.0001605% | 8 | 6 | 9 | 2.4581e-06 | 3.0692e-06 | 529.4676 | 52.95% | 0.0001625%
8 | 6 | 10 | 9.6329e-06 | 1.212e-05 | 585.5784 | 58.56% | 0.0007097% | 8 | 6 | 10 | 9.8138e-06 | 1.2253e-05 | 585.5784 | 58.56% | 0.0007175%
8 | 6 | 11 | 4.1922e-05 | 5.2744e-05 | 719.196 | 71.92% | 0.003793% | 8 | 6 | 11 | 4.2938e-05 | 5.3612e-05 | 719.196 | 71.92% | 0.003856%
8 | 6 | 12 | 0.00015409 | 0.00019386 | 654.7932 | 65.48% | 0.01269% | 8 | 6 | 12 | 0.00015756 | 0.00019673 | 654.7932 | 65.48% | 0.01288%
8 | 6 | 13 | 0.00036085 | 0.000454 | 638.0712 | 63.81% | 0.02897% | 8 | 6 | 13 | 0.00036909 | 0.00046084 | 638.0712 | 63.81% | 0.0294%
8 | 6 | 14 | 0.00058485 | 0.00073583 | 741.696 | 74.17% | 0.05458% | 8 | 6 | 14 | 0.00059075 | 0.0007376 | 741.696 | 74.17% | 0.05471%
8 | 6 | 15 | 0.00078523 | 0.00098794 | 623.7564 | 62.38% | 0.06162% | 8 | 6 | 15 | 0.00079403 | 0.00099142 | 623.7564 | 62.38% | 0.06184%
8 | 6 | 16 | 0.00068376 | 0.00086027 | 471.0492 | 47.1% | 0.04052% | 8 | 6 | 16 | 0.0006874 | 0.00085827 | 471.0492 | 47.1% | 0.04043%
8 | 6 | 17 | 0.00044829 | 0.00056402 | 280.1124 | 28.01% | 0.0158% | 8 | 6 | 17 | 0.00044829 | 0.00055973 | 280.1124 | 28.01% | 0.01568%
8 | 6 | 18 | 0.00014882 | 0.00018724 | 102.5076 | 10.25% | 0.001919% | 8 | 6 | 18 | 0.00014882 | 0.00018582 | 102.5076 | 10.25% | 0.001905%
8 | 6 | 19 | 3.3683e-05 | 4.2378e-05 | 5.2296 | 0.523% | 2.216e-05% | 8 | 6 | 19 | 3.3683e-05 | 4.2056e-05 | 5.2296 | 0.523% | 2.199e-05%
8 | 6 | 20 | 1.672e-05 | 2.1037e-05 | 0 | 0% | 0% | 8 | 6 | 20 | 1.672e-05 | 2.0877e-05 | 0 | 0% | 0%
8 | 6 | 21 | 2.3449e-06 | 2.9503e-06 | 0 | 0% | 0% | 8 | 6 | 21 | 2.3449e-06 | 2.9278e-06 | 0 | 0% | 0%
8 | 6 | 22 | 1.9525e-07 | 2.4565e-07 | 0 | 0% | 0% | 8 | 6 | 22 | 1.9525e-07 | 2.4378e-07 | 0 | 0% | 0%
8 | 6 | 23 | 5.1067e-09 | 6.425e-09 | 0 | 0% | 0% | 8 | 6 | 23 | 5.1067e-09 | 6.3761e-09 | 0 | 0% | 0%
8 | 7 | 0 | 7.7841e-10 | 9.7936e-10 | 0 | 0% | 0% | 8 | 7 | 0 | 7.7841e-10 | 9.7191e-10 | 0 | 0% | 0%
8 | 7 | 1 | 0 | 0 | 0 | 0% | 0% | 8 | 7 | 1 | 0 | 0 | 0 | 0% | 0%
8 | 7 | 2 | 0 | 0 | 0 | 0% | 0% | 8 | 7 | 2 | 0 | 0 | 0 | 0% | 0%
8 | 7 | 3 | 0 | 0 | 0 | 0% | 0% | 8 | 7 | 3 | 0 | 0 | 0 | 0% | 0%
8 | 7 | 4 | 0 | 0 | 0 | 0% | 0% | 8 | 7 | 4 | 0 | 0 | 0 | 0% | 0%
8 | 7 | 5 | 0 | 0 | 0 | 0% | 0% | 8 | 7 | 5 | 0 | 0 | 0 | 0% | 0%
8 | 7 | 6 | 0 | 0 | 28.6716 | 2.867% | 0% | 8 | 7 | 6 | 0 | 0 | 28.6716 | 2.867% | 0%
8 | 7 | 7 | 0 | 0 | 26.7792 | 2.678% | 0% | 8 | 7 | 7 | 0 | 0 | 26.7792 | 2.678% | 0%
8 | 7 | 8 | 4.0153e-09 | 5.0519e-09 | 18.7032 | 1.87% | 9.449e-09% | 8 | 7 | 8 | 4.05e-09 | 5.0567e-09 | 18.7032 | 1.87% | 9.458e-09%
8 | 7 | 9 | 1.1946e-07 | 1.5031e-07 | 183.87 | 18.39% | 2.764e-06% | 8 | 7 | 9 | 1.2128e-07 | 1.5143e-07 | 183.87 | 18.39% | 2.784e-06%
8 | 7 | 10 | 1.0223e-06 | 1.2862e-06 | 416.7948 | 41.68% | 5.361e-05% | 8 | 7 | 10 | 1.0366e-06 | 1.2942e-06 | 416.7948 | 41.68% | 5.394e-05%
8 | 7 | 11 | 4.4964e-06 | 5.6572e-06 | 540.4332 | 54.04% | 0.0003057% | 8 | 7 | 11 | 4.6219e-06 | 5.7708e-06 | 540.4332 | 54.04% | 0.0003119%
8 | 7 | 12 | 1.8584e-05 | 2.3382e-05 | 641.9592 | 64.2% | 0.001501% | 8 | 7 | 12 | 1.9052e-05 | 2.3788e-05 | 641.9592 | 64.2% | 0.001527%
8 | 7 | 13 | 5.4118e-05 | 6.8089e-05 | 351.3792 | 35.14% | 0.002393% | 8 | 7 | 13 | 5.5432e-05 | 6.9212e-05 | 351.3792 | 35.14% | 0.002432%
8 | 7 | 14 | 0.00013045 | 0.00016413 | 550.8636 | 55.09% | 0.009041% | 8 | 7 | 14 | 0.00013261 | 0.00016558 | 550.8636 | 55.09% | 0.009121%
8 | 7 | 15 | 0.0002107 | 0.0002651 | 574.4124 | 57.44% | 0.01523% | 8 | 7 | 15 | 0.00021303 | 0.00026598 | 574.4124 | 57.44% | 0.01528%
8 | 7 | 16 | 0.00019401 | 0.00024409 | 416.7336 | 41.67% | 0.01017% | 8 | 7 | 16 | 0.00019401 | 0.00024224 | 416.7336 | 41.67% | 0.01009%
8 | 7 | 17 | 0.00012365 | 0.00015557 | 213.9444 | 21.39% | 0.003328% | 8 | 7 | 17 | 0.00012365 | 0.00015439 | 213.9444 | 21.39% | 0.003303%
8 | 7 | 18 | 5.1485e-05 | 6.4776e-05 | 89.1396 | 8.914% | 0.0005774% | 8 | 7 | 18 | 5.179e-05 | 6.4664e-05 | 89.1396 | 8.914% | 0.0005764%
8 | 7 | 19 | 2.0778e-05 | 2.6141e-05 | 3.57 | 0.357% | 9.333e-06% | 8 | 7 | 19 | 2.0778e-05 | 2.5943e-05 | 3.57 | 0.357% | 9.262e-06%
8 | 7 | 20 | 1.7994e-05 | 2.2639e-05 | 0 | 0% | 0% | 8 | 7 | 20 | 1.7994e-05 | 2.2467e-05 | 0 | 0% | 0%
8 | 7 | 21 | 4.5526e-06 | 5.7279e-06 | 0 | 0% | 0% | 8 | 7 | 21 | 4.5526e-06 | 5.6843e-06 | 0 | 0% | 0%
8 | 7 | 22 | 8.0399e-07 | 1.0115e-06 | 0 | 0% | 0% | 8 | 7 | 22 | 8.0399e-07 | 1.0039e-06 | 0 | 0% | 0%
8 | 7 | 23 | 8.5187e-08 | 1.0718e-07 | 0 | 0% | 0% | 8 | 7 | 23 | 8.5187e-08 | 1.0636e-07 | 0 | 0% | 0%
8 | 8 | 0 | 1.1711e-08 | 1.4735e-08 | 0 | 0% | 0% | 8 | 8 | 0 | 1.1711e-08 | 1.4623e-08 | 0 | 0% | 0%
8 | 8 | 1 | 3.1263e-09 | 3.9334e-09 | 0 | 0% | 0% | 8 | 8 | 1 | 3.1263e-09 | 3.9035e-09 | 0 | 0% | 0%
8 | 8 | 2 | 1.2887e-09 | 1.6214e-09 | 0 | 0% | 0% | 8 | 8 | 2 | 1.2887e-09 | 1.6091e-09 | 0 | 0% | 0%
8 | 8 | 3 | 3.2433e-10 | 4.0806e-10 | 0 | 0% | 0% | 8 | 8 | 3 | 3.2433e-10 | 4.0495e-10 | 0 | 0% | 0%
8 | 8 | 4 | 0 | 0 | 0 | 0% | 0% | 8 | 8 | 4 | 0 | 0 | 0 | 0% | 0%
8 | 8 | 5 | 0 | 0 | 0 | 0% | 0% | 8 | 8 | 5 | 0 | 0 | 0 | 0% | 0%
8 | 8 | 6 | 0 | 0 | 13.6128 | 1.361% | 0% | 8 | 8 | 6 | 0 | 0 | 13.6128 | 1.361% | 0%
8 | 8 | 7 | 1.1432e-09 | 1.4383e-09 | 90.708 | 9.071% | 1.305e-08% | 8 | 8 | 7 | 1.1432e-09 | 1.4274e-09 | 90.708 | 9.071% | 1.295e-08%
8 | 8 | 8 | 5.3674e-09 | 6.753e-09 | 301.0056 | 30.1% | 2.033e-07% | 8 | 8 | 8 | 5.454e-09 | 6.8098e-09 | 301.0056 | 30.1% | 2.05e-07%
8 | 8 | 9 | 1.7852e-08 | 2.2461e-08 | 428.5956 | 42.86% | 9.626e-07% | 8 | 8 | 9 | 1.8425e-08 | 2.3005e-08 | 428.5956 | 42.86% | 9.86e-07%
8 | 8 | 10 | 4.6095e-08 | 5.7994e-08 | 457.9824 | 45.8% | 2.656e-06% | 8 | 8 | 10 | 4.763e-08 | 5.9469e-08 | 457.9824 | 45.8% | 2.724e-06%
8 | 8 | 11 | 9.2684e-08 | 1.1661e-07 | 471.2508 | 47.13% | 5.495e-06% | 8 | 8 | 11 | 9.5576e-08 | 1.1934e-07 | 471.2508 | 47.13% | 5.624e-06%
8 | 8 | 12 | 1.5366e-07 | 1.9333e-07 | 207.3024 | 20.73% | 4.008e-06% | 8 | 8 | 12 | 1.5958e-07 | 1.9925e-07 | 207.3024 | 20.73% | 4.13e-06%
8 | 8 | 13 | 1.3058e-07 | 1.6429e-07 | 185.5884 | 18.56% | 3.049e-06% | 8 | 8 | 13 | 1.3448e-07 | 1.6791e-07 | 185.5884 | 18.56% | 3.116e-06%
8 | 8 | 14 | 1.2305e-07 | 1.5482e-07 | 125.0412 | 12.5% | 1.936e-06% | 8 | 8 | 14 | 1.259e-07 | 1.5719e-07 | 125.0412 | 12.5% | 1.966e-06%
8 | 8 | 15 | 1.4376e-07 | 1.8088e-07 | 213.0168 | 21.3% | 3.853e-06% | 8 | 8 | 15 | 1.4592e-07 | 1.8219e-07 | 213.0168 | 21.3% | 3.881e-06%
8 | 8 | 16 | 1.6957e-07 | 2.1334e-07 | 382.5744 | 38.26% | 8.162e-06% | 8 | 8 | 16 | 1.7088e-07 | 2.1336e-07 | 382.5744 | 38.26% | 8.163e-06%
8 | 8 | 17 | 1.8973e-07 | 2.387e-07 | 192.3876 | 19.24% | 4.592e-06% | 8 | 8 | 17 | 1.9254e-07 | 2.404e-07 | 192.3876 | 19.24% | 4.625e-06%
8 | 8 | 18 | 1.0984e-07 | 1.3819e-07 | 88.026 | 8.803% | 1.216e-06% | 8 | 8 | 18 | 1.0984e-07 | 1.3714e-07 | 88.026 | 8.803% | 1.207e-06%
8 | 8 | 19 | 1.4258e-07 | 1.7939e-07 | 1.6752 | 0.1675% | 3.005e-08% | 8 | 8 | 19 | 1.4258e-07 | 1.7803e-07 | 1.6752 | 0.1675% | 2.982e-08%
8 | 8 | 20 | 2.2067e-07 | 2.7764e-07 | 0 | 0% | 0% | 8 | 8 | 20 | 2.2067e-07 | 2.7553e-07 | 0 | 0% | 0%
8 | 8 | 21 | 5.7705e-08 | 7.2602e-08 | 0 | 0% | 0% | 8 | 8 | 21 | 5.7705e-08 | 7.205e-08 | 0 | 0% | 0%
8 | 8 | 22 | 6.2959e-09 | 7.9212e-09 | 0 | 0% | 0% | 8 | 8 | 22 | 6.2959e-09 | 7.861e-09 | 0 | 0% | 0%
8 | 8 | 23 | 0 | 0 | 0 | 0% | 0% | 8 | 8 | 23 | 0 | 0 | 0 | 0% | 0%
8 | 9 | 0 | 0 | 0 | 0 | 0% | 0% | 8 | 9 | 0 | 0 | 0 | 0 | 0% | 0%
8 | 9 | 1 | 0 | 0 | 0 | 0% | 0% | 8 | 9 | 1 | 0 | 0 | 0 | 0% | 0%
8 | 9 | 2 | 0 | 0 | 0 | 0% | 0% | 8 | 9 | 2 | 0 | 0 | 0 | 0% | 0%
8 | 9 | 3 | 0 | 0 | 0 | 0% | 0% | 8 | 9 | 3 | 0 | 0 | 0 | 0% | 0%
8 | 9 | 4 | 0 | 0 | 0 | 0% | 0% | 8 | 9 | 4 | 0 | 0 | 0 | 0% | 0%
8 | 9 | 5 | 6.0477e-10 | 7.6089e-10 | 0 | 0% | 0% | 8 | 9 | 5 | 6.0477e-10 | 7.551e-10 | 0 | 0% | 0%
8 | 9 | 6 | 7.0582e-09 | 8.8803e-09 | 24.7872 | 2.479% | 2.201e-08% | 8 | 9 | 6 | 7.115e-09 | 8.8837e-09 | 24.7872 | 2.479% | 2.202e-08%
8 | 9 | 7 | 5.4586e-08 | 6.8678e-08 | 139.5 | 13.95% | 9.581e-07% | 8 | 9 | 7 | 5.5012e-08 | 6.8687e-08 | 139.5 | 13.95% | 9.582e-07%
8 | 9 | 8 | 3.0836e-07 | 3.8796e-07 | 373.3548 | 37.34% | 1.448e-05% | 8 | 9 | 8 | 3.131e-07 | 3.9093e-07 | 373.3548 | 37.34% | 1.46e-05%
8 | 9 | 9 | 1.1417e-06 | 1.4365e-06 | 461.4708 | 46.15% | 6.629e-05% | 8 | 9 | 9 | 1.1653e-06 | 1.455e-06 | 461.4708 | 46.15% | 6.714e-05%
8 | 9 | 10 | 4.4368e-06 | 5.5822e-06 | 696.9504 | 69.7% | 0.0003891% | 8 | 9 | 10 | 4.5274e-06 | 5.6529e-06 | 696.9504 | 69.7% | 0.000394%
8 | 9 | 11 | 1.2266e-05 | 1.5432e-05 | 781.3236 | 78.13% | 0.001206% | 8 | 9 | 11 | 1.2501e-05 | 1.5608e-05 | 781.3236 | 78.13% | 0.00122%
8 | 9 | 12 | 3.5042e-05 | 4.4088e-05 | 820.0752 | 82.01% | 0.003616% | 8 | 9 | 12 | 3.5489e-05 | 4.431e-05 | 820.0752 | 82.01% | 0.003634%
8 | 9 | 13 | 7.4615e-05 | 9.3877e-05 | 802.1568 | 80.22% | 0.00753% | 8 | 9 | 13 | 7.546e-05 | 9.4218e-05 | 802.1568 | 80.22% | 0.007558%
8 | 9 | 14 | 0.00020847 | 0.00026229 | 744.4068 | 74.44% | 0.01952% | 8 | 9 | 14 | 0.0002119 | 0.00026457 | 744.4068 | 74.44% | 0.0197%
8 | 9 | 15 | 0.0002039 | 0.00025654 | 638.22 | 63.82% | 0.01637% | 8 | 9 | 15 | 0.00020503 | 0.00025599 | 638.22 | 63.82% | 0.01634%
8 | 9 | 16 | 0.00021067 | 0.00026506 | 473.5704 | 47.36% | 0.01255% | 8 | 9 | 16 | 0.00021181 | 0.00026446 | 473.5704 | 47.36% | 0.01252%
8 | 9 | 17 | 0.00015923 | 0.00020033 | 281.5788 | 28.16% | 0.005641% | 8 | 9 | 17 | 0.00015923 | 0.00019881 | 281.5788 | 28.16% | 0.005598%
8 | 9 | 18 | 5.2746e-05 | 6.6362e-05 | 95.1528 | 9.515% | 0.0006315% | 8 | 9 | 18 | 5.2746e-05 | 6.5858e-05 | 95.1528 | 9.515% | 0.0006267%
8 | 9 | 19 | 1.5827e-05 | 1.9913e-05 | 2.5068 | 0.2507% | 4.992e-06% | 8 | 9 | 19 | 1.5827e-05 | 1.9761e-05 | 2.5068 | 0.2507% | 4.954e-06%
8 | 9 | 20 | 9.1981e-06 | 1.1573e-05 | 0 | 0% | 0% | 8 | 9 | 20 | 9.1981e-06 | 1.1485e-05 | 0 | 0% | 0%
8 | 9 | 21 | 1.3153e-06 | 1.6548e-06 | 0 | 0% | 0% | 8 | 9 | 21 | 1.3153e-06 | 1.6423e-06 | 0 | 0% | 0%
8 | 9 | 22 | 7.7344e-08 | 9.7311e-08 | 0 | 0% | 0% | 8 | 9 | 22 | 7.7344e-08 | 9.6571e-08 | 0 | 0% | 0%
8 | 9 | 23 | 3.3415e-09 | 4.2041e-09 | 0 | 0% | 0% | 8 | 9 | 23 | 3.3415e-09 | 4.1721e-09 | 0 | 0% | 0%
8 | 10 | 0 | 0 | 0 | 0 | 0% | 0% | 8 | 10 | 0 | 0 | 0 | 0 | 0% | 0%
8 | 10 | 1 | 0 | 0 | 0 | 0% | 0% | 8 | 10 | 1 | 0 | 0 | 0 | 0% | 0%
8 | 10 | 2 | 0 | 0 | 0 | 0% | 0% | 8 | 10 | 2 | 0 | 0 | 0 | 0% | 0%
8 | 10 | 3 | 0 | 0 | 0 | 0% | 0% | 8 | 10 | 3 | 0 | 0 | 0 | 0% | 0%
8 | 10 | 4 | 0 | 0 | 0 | 0% | 0% | 8 | 10 | 4 | 0 | 0 | 0 | 0% | 0%
8 | 10 | 5 | 0 | 0 | 0 | 0% | 0% | 8 | 10 | 5 | 0 | 0 | 0 | 0% | 0%
8 | 10 | 6 | 2.7817e-09 | 3.4998e-09 | 28.8492 | 2.885% | 1.01e-08% | 8 | 10 | 6 | 2.7817e-09 | 3.4732e-09 | 28.8492 | 2.885% | 1.002e-08%
8 | 10 | 7 | 3.0882e-08 | 3.8854e-08 | 173.5992 | 17.36% | 6.745e-07% | 8 | 10 | 7 | 3.1134e-08 | 3.8873e-08 | 173.5992 | 17.36% | 6.748e-07%
8 | 10 | 8 | 2.3506e-07 | 2.9574e-07 | 248.5068 | 24.85% | 7.349e-06% | 8 | 10 | 8 | 2.3838e-07 | 2.9763e-07 | 248.5068 | 24.85% | 7.396e-06%
8 | 10 | 9 | 1.5827e-06 | 1.9913e-06 | 435.1344 | 43.51% | 8.665e-05% | 8 | 10 | 9 | 1.6058e-06 | 2.005e-06 | 435.1344 | 43.51% | 8.724e-05%
8 | 10 | 10 | 1.0316e-05 | 1.2979e-05 | 568.9248 | 56.89% | 0.0007384% | 8 | 10 | 10 | 1.0573e-05 | 1.3202e-05 | 568.9248 | 56.89% | 0.0007511%
8 | 10 | 11 | 3.5048e-05 | 4.4095e-05 | 822.4872 | 82.25% | 0.003627% | 8 | 10 | 11 | 3.6165e-05 | 4.5155e-05 | 822.4872 | 82.25% | 0.003714%
8 | 10 | 12 | 0.00010295 | 0.00012953 | 854.682 | 85.47% | 0.01107% | 8 | 10 | 12 | 0.00010528 | 0.00013145 | 854.682 | 85.47% | 0.01124%
8 | 10 | 13 | 0.00049475 | 0.00062248 | 843.5868 | 84.36% | 0.05251% | 8 | 10 | 13 | 0.00050568 | 0.00063139 | 843.5868 | 84.36% | 0.05326%
8 | 10 | 14 | 0.0014244 | 0.0017921 | 781.638 | 78.16% | 0.1401% | 8 | 10 | 14 | 0.0014518 | 0.0018126 | 781.638 | 78.16% | 0.1417%
8 | 10 | 15 | 0.0028893 | 0.0036351 | 668.0376 | 66.8% | 0.2428% | 8 | 10 | 15 | 0.0029162 | 0.0036411 | 668.0376 | 66.8% | 0.2432%
8 | 10 | 16 | 0.0039692 | 0.0049938 | 496.9332 | 49.69% | 0.2482% | 8 | 10 | 16 | 0.0039692 | 0.0049558 | 496.9332 | 49.69% | 0.2463%
8 | 10 | 17 | 0.0023612 | 0.0029707 | 257.2356 | 25.72% | 0.07642% | 8 | 10 | 17 | 0.0023612 | 0.0029481 | 257.2356 | 25.72% | 0.07584%
8 | 10 | 18 | 0.00096263 | 0.0012111 | 94.1928 | 9.419% | 0.01141% | 8 | 10 | 18 | 0.00096263 | 0.0012019 | 94.1928 | 9.419% | 0.01132%
8 | 10 | 19 | 0.00032913 | 0.0004141 | 2.562 | 0.2562% | 0.0001061% | 8 | 10 | 19 | 0.00032913 | 0.00041095 | 2.562 | 0.2562% | 0.0001053%
8 | 10 | 20 | 0.00021516 | 0.0002707 | 0 | 0% | 0% | 8 | 10 | 20 | 0.00021516 | 0.00026864 | 0 | 0% | 0%
8 | 10 | 21 | 2.4337e-05 | 3.062e-05 | 0 | 0% | 0% | 8 | 10 | 21 | 2.4337e-05 | 3.0387e-05 | 0 | 0% | 0%
8 | 10 | 22 | 2.109e-06 | 2.6534e-06 | 0 | 0% | 0% | 8 | 10 | 22 | 2.109e-06 | 2.6333e-06 | 0 | 0% | 0%
8 | 10 | 23 | 1.7855e-07 | 2.2464e-07 | 0 | 0% | 0% | 8 | 10 | 23 | 1.7855e-07 | 2.2293e-07 | 0 | 0% | 0%
8 | 11 | 0 | 3.3402e-08 | 4.2025e-08 | 0 | 0% | 0% | 8 | 11 | 0 | 3.3402e-08 | 4.1705e-08 | 0 | 0% | 0%
8 | 11 | 1 | 8.2128e-09 | 1.0333e-08 | 0 | 0% | 0% | 8 | 11 | 1 | 8.2128e-09 | 1.0254e-08 | 0 | 0% | 0%
8 | 11 | 2 | 1.8193e-09 | 2.289e-09 | 0 | 0% | 0% | 8 | 11 | 2 | 1.8193e-09 | 2.2716e-09 | 0 | 0% | 0%
8 | 11 | 3 | 1.0274e-09 | 1.2926e-09 | 0 | 0% | 0% | 8 | 11 | 3 | 1.0274e-09 | 1.2828e-09 | 0 | 0% | 0%
8 | 11 | 4 | 1.9702e-09 | 2.4788e-09 | 0 | 0% | 0% | 8 | 11 | 4 | 1.9702e-09 | 2.4599e-09 | 0 | 0% | 0%
8 | 11 | 5 | 1.7253e-08 | 2.1707e-08 | 0 | 0% | 0% | 8 | 11 | 5 | 1.7253e-08 | 2.1542e-08 | 0 | 0% | 0%
8 | 11 | 6 | 1.1933e-07 | 1.5013e-07 | 19.602 | 1.96% | 2.943e-07% | 8 | 11 | 6 | 1.1933e-07 | 1.4899e-07 | 19.602 | 1.96% | 2.92e-07%
8 | 11 | 7 | 6.7557e-07 | 8.4997e-07 | 176.4156 | 17.64% | 1.499e-05% | 8 | 11 | 7 | 6.7557e-07 | 8.435e-07 | 176.4156 | 17.64% | 1.488e-05%
8 | 11 | 8 | 5.7853e-06 | 7.2787e-06 | 400.9104 | 40.09% | 0.0002918% | 8 | 11 | 8 | 5.8585e-06 | 7.3148e-06 | 400.9104 | 40.09% | 0.0002933%
8 | 11 | 9 | 4.1657e-05 | 5.2411e-05 | 594.5976 | 59.46% | 0.003116% | 8 | 11 | 9 | 4.2159e-05 | 5.2639e-05 | 594.5976 | 59.46% | 0.00313%
8 | 11 | 10 | 0.00020276 | 0.0002551 | 735.2256 | 73.52% | 0.01876% | 8 | 11 | 10 | 0.00020727 | 0.00025879 | 735.2256 | 73.52% | 0.01903%
8 | 11 | 11 | 0.00089816 | 0.00113 | 821.2056 | 82.12% | 0.0928% | 8 | 11 | 11 | 0.00091699 | 0.0011449 | 821.2056 | 82.12% | 0.09402%
8 | 11 | 12 | 0.0032753 | 0.0041208 | 876.4344 | 87.64% | 0.3612% | 8 | 11 | 12 | 0.0033339 | 0.0041626 | 876.4344 | 87.64% | 0.3648%
8 | 11 | 13 | 0.007061 | 0.0088838 | 859.7328 | 85.97% | 0.7638% | 8 | 11 | 13 | 0.0071968 | 0.0089858 | 859.7328 | 85.97% | 0.7725%
8 | 11 | 14 | 0.01078 | 0.013563 | 677.2908 | 67.73% | 0.9186% | 8 | 11 | 14 | 0.010923 | 0.013638 | 677.2908 | 67.73% | 0.9237%
8 | 11 | 15 | 0.010824 | 0.013619 | 679.5792 | 67.96% | 0.9255% | 8 | 11 | 15 | 0.010922 | 0.013637 | 679.5792 | 67.96% | 0.9267%
8 | 11 | 16 | 0.0092905 | 0.011689 | 516.8832 | 51.69% | 0.6042% | 8 | 11 | 16 | 0.0092905 | 0.0116 | 516.8832 | 51.69% | 0.5996%
8 | 11 | 17 | 0.0053858 | 0.0067762 | 303.1428 | 30.31% | 0.2054% | 8 | 11 | 17 | 0.0053858 | 0.0067246 | 303.1428 | 30.31% | 0.2039%
8 | 11 | 18 | 0.0017361 | 0.0021842 | 89.4168 | 8.942% | 0.01953% | 8 | 11 | 18 | 0.0017361 | 0.0021676 | 89.4168 | 8.942% | 0.01938%
8 | 11 | 19 | 0.00053628 | 0.00067473 | 1.194 | 0.1194% | 8.056e-05% | 8 | 11 | 19 | 0.00053628 | 0.0006696 | 1.194 | 0.1194% | 7.995e-05%
8 | 11 | 20 | 0.00031852 | 0.00040075 | 0 | 0% | 0% | 8 | 11 | 20 | 0.00031852 | 0.0003977 | 0 | 0% | 0%
8 | 11 | 21 | 3.8937e-05 | 4.8989e-05 | 0 | 0% | 0% | 8 | 11 | 21 | 3.8937e-05 | 4.8616e-05 | 0 | 0% | 0%
8 | 11 | 22 | 2.966e-06 | 3.7316e-06 | 0 | 0% | 0% | 8 | 11 | 22 | 2.966e-06 | 3.7033e-06 | 0 | 0% | 0%
8 | 11 | 23 | 2.4839e-07 | 3.1251e-07 | 0 | 0% | 0% | 8 | 11 | 23 | 2.4839e-07 | 3.1013e-07 | 0 | 0% | 0%
8 | 12 | 0 | 4.8763e-08 | 6.1351e-08 | 0 | 0% | 0% | 8 | 12 | 0 | 4.8763e-08 | 6.0884e-08 | 0 | 0% | 0%
8 | 12 | 1 | 7.9412e-09 | 9.9912e-09 | 0 | 0% | 0% | 8 | 12 | 1 | 7.9412e-09 | 9.9152e-09 | 0 | 0% | 0%
8 | 12 | 2 | 2.0967e-09 | 2.638e-09 | 0 | 0% | 0% | 8 | 12 | 2 | 2.0967e-09 | 2.6179e-09 | 0 | 0% | 0%
8 | 12 | 3 | 1.1628e-09 | 1.463e-09 | 0 | 0% | 0% | 8 | 12 | 3 | 1.1628e-09 | 1.4519e-09 | 0 | 0% | 0%
8 | 12 | 4 | 1.9347e-09 | 2.4341e-09 | 0 | 0% | 0% | 8 | 12 | 4 | 1.9347e-09 | 2.4156e-09 | 0 | 0% | 0%
8 | 12 | 5 | 2.6795e-08 | 3.3712e-08 | 0 | 0% | 0% | 8 | 12 | 5 | 2.6795e-08 | 3.3456e-08 | 0 | 0% | 0%
8 | 12 | 6 | 1.5244e-07 | 1.918e-07 | 20.8704 | 2.087% | 4.003e-07% | 8 | 12 | 6 | 1.5244e-07 | 1.9034e-07 | 20.8704 | 2.087% | 3.972e-07%
8 | 12 | 7 | 5.6063e-07 | 7.0535e-07 | 177.3696 | 17.74% | 1.251e-05% | 8 | 12 | 7 | 5.6063e-07 | 6.9999e-07 | 177.3696 | 17.74% | 1.242e-05%
8 | 12 | 8 | 2.5895e-06 | 3.258e-06 | 396.9216 | 39.69% | 0.0001293% | 8 | 12 | 8 | 2.6074e-06 | 3.2556e-06 | 396.9216 | 39.69% | 0.0001292%
8 | 12 | 9 | 1.1955e-05 | 1.5042e-05 | 597.6144 | 59.76% | 0.0008989% | 8 | 12 | 9 | 1.203e-05 | 1.502e-05 | 597.6144 | 59.76% | 0.0008976%
8 | 12 | 10 | 5.4076e-05 | 6.8035e-05 | 740.604 | 74.06% | 0.005039% | 8 | 12 | 10 | 5.4398e-05 | 6.7921e-05 | 740.604 | 74.06% | 0.00503%
8 | 12 | 11 | 0.00020606 | 0.00025925 | 828.6288 | 82.86% | 0.02148% | 8 | 12 | 11 | 0.00020835 | 0.00026014 | 828.6288 | 82.86% | 0.02156%
8 | 12 | 12 | 0.001098 | 0.0013814 | 690.2712 | 69.03% | 0.09535% | 8 | 12 | 12 | 0.0011089 | 0.0013846 | 690.2712 | 69.03% | 0.09557%
8 | 12 | 13 | 0.0024075 | 0.0030289 | 861.6132 | 86.16% | 0.261% | 8 | 12 | 13 | 0.0024297 | 0.0030337 | 861.6132 | 86.16% | 0.2614%
8 | 12 | 14 | 0.005364 | 0.0067487 | 798.1128 | 79.81% | 0.5386% | 8 | 12 | 14 | 0.005364 | 0.0066974 | 798.1128 | 79.81% | 0.5345%
8 | 12 | 15 | 0.00673 | 0.0084674 | 689.3352 | 68.93% | 0.5837% | 8 | 12 | 15 | 0.0067858 | 0.0084726 | 689.3352 | 68.93% | 0.584%
8 | 12 | 16 | 0.0081371 | 0.010238 | 524.7036 | 52.47% | 0.5372% | 8 | 12 | 16 | 0.0081371 | 0.01016 | 524.7036 | 52.47% | 0.5331%
8 | 12 | 17 | 0.0045494 | 0.0057238 | 306.5208 | 30.65% | 0.1754% | 8 | 12 | 17 | 0.0045494 | 0.0056803 | 306.5208 | 30.65% | 0.1741%
8 | 12 | 18 | 0.0023944 | 0.0030125 | 91.8876 | 9.189% | 0.02768% | 8 | 12 | 18 | 0.0023944 | 0.0029896 | 91.8876 | 9.189% | 0.02747%
8 | 12 | 19 | 0.00074737 | 0.0009403 | 0 | 0% | 0% | 8 | 12 | 19 | 0.00074737 | 0.00093315 | 0 | 0% | 0%
8 | 12 | 20 | 0.0005335 | 0.00067123 | 0 | 0% | 0% | 8 | 12 | 20 | 0.0005335 | 0.00066612 | 0 | 0% | 0%
8 | 12 | 21 | 9.8713e-05 | 0.0001242 | 0 | 0% | 0% | 8 | 12 | 21 | 9.8713e-05 | 0.00012325 | 0 | 0% | 0%
8 | 12 | 22 | 6.2655e-06 | 7.8829e-06 | 0 | 0% | 0% | 8 | 12 | 22 | 6.2655e-06 | 7.823e-06 | 0 | 0% | 0%
8 | 12 | 23 | 1.0651e-06 | 1.3401e-06 | 0 | 0% | 0% | 8 | 12 | 23 | 1.0651e-06 | 1.3299e-06 | 0 | 0% | 0%
8 | 13 | 0 | 2.3004e-07 | 2.8943e-07 | 0 | 0% | 0% | 8 | 13 | 0 | 2.3004e-07 | 2.8722e-07 | 0 | 0% | 0%
8 | 13 | 1 | 5.4115e-08 | 6.8085e-08 | 0 | 0% | 0% | 8 | 13 | 1 | 5.4115e-08 | 6.7567e-08 | 0 | 0% | 0%
8 | 13 | 2 | 1.2184e-08 | 1.533e-08 | 0 | 0% | 0% | 8 | 13 | 2 | 1.2184e-08 | 1.5213e-08 | 0 | 0% | 0%
8 | 13 | 3 | 8.5568e-09 | 1.0766e-08 | 0 | 0% | 0% | 8 | 13 | 3 | 8.5568e-09 | 1.0684e-08 | 0 | 0% | 0%
8 | 13 | 4 | 1.8717e-08 | 2.3549e-08 | 0 | 0% | 0% | 8 | 13 | 4 | 1.8717e-08 | 2.337e-08 | 0 | 0% | 0%
8 | 13 | 5 | 2.1291e-07 | 2.6788e-07 | 0 | 0% | 0% | 8 | 13 | 5 | 2.1291e-07 | 2.6584e-07 | 0 | 0% | 0%
8 | 13 | 6 | 8.0996e-07 | 1.019e-06 | 20.4084 | 2.041% | 2.08e-06% | 8 | 13 | 6 | 8.0996e-07 | 1.0113e-06 | 20.4084 | 2.041% | 2.064e-06%
8 | 13 | 7 | 3.5452e-06 | 4.4604e-06 | 177.4584 | 17.75% | 7.915e-05% | 8 | 13 | 7 | 3.5452e-06 | 4.4265e-06 | 177.4584 | 17.75% | 7.855e-05%
8 | 13 | 8 | 1.714e-05 | 2.1565e-05 | 396.4764 | 39.65% | 0.000855% | 8 | 13 | 8 | 1.714e-05 | 2.1401e-05 | 396.4764 | 39.65% | 0.0008485%
8 | 13 | 9 | 0.00012831 | 0.00016143 | 594.3624 | 59.44% | 0.009595% | 8 | 13 | 9 | 0.00012831 | 0.0001602 | 594.3624 | 59.44% | 0.009522%
8 | 13 | 10 | 0.00072786 | 0.00091575 | 716.8044 | 71.68% | 0.06564% | 8 | 13 | 10 | 0.00072786 | 0.00090879 | 716.8044 | 71.68% | 0.06514%
8 | 13 | 11 | 0.0041087 | 0.0051694 | 705.8664 | 70.59% | 0.3649% | 8 | 13 | 11 | 0.0041656 | 0.0052011 | 705.8664 | 70.59% | 0.3671%
8 | 13 | 12 | 0.013787 | 0.017346 | 833.1504 | 83.32% | 1.445% | 8 | 13 | 12 | 0.014003 | 0.017484 | 833.1504 | 83.32% | 1.457%
8 | 13 | 13 | 0.022091 | 0.027794 | 746.7024 | 74.67% | 2.075% | 8 | 13 | 13 | 0.02236 | 0.027918 | 746.7024 | 74.67% | 2.085%
8 | 13 | 14 | 0.033624 | 0.042304 | 755.2428 | 75.52% | 3.195% | 8 | 13 | 14 | 0.033889 | 0.042313 | 755.2428 | 75.52% | 3.196%
8 | 13 | 15 | 0.033124 | 0.041675 | 648.8448 | 64.88% | 2.704% | 8 | 13 | 15 | 0.033372 | 0.041668 | 648.8448 | 64.88% | 2.704%
8 | 13 | 16 | 0.025494 | 0.032076 | 464.556 | 46.46% | 1.49% | 8 | 13 | 16 | 0.025583 | 0.031943 | 464.556 | 46.46% | 1.484%
8 | 13 | 17 | 0.014978 | 0.018845 | 220.2024 | 22.02% | 0.415% | 8 | 13 | 17 | 0.014978 | 0.018702 | 220.2024 | 22.02% | 0.4118%
8 | 13 | 18 | 0.0063364 | 0.0079721 | 83.8536 | 8.385% | 0.06685% | 8 | 13 | 18 | 0.0063364 | 0.0079115 | 83.8536 | 8.385% | 0.06634%
8 | 13 | 19 | 0.0019872 | 0.0025002 | 0 | 0% | 0% | 8 | 13 | 19 | 0.0019872 | 0.0024811 | 0 | 0% | 0%
8 | 13 | 20 | 0.00071956 | 0.00090532 | 0 | 0% | 0% | 8 | 13 | 20 | 0.00071956 | 0.00089843 | 0 | 0% | 0%
8 | 13 | 21 | 5.2729e-05 | 6.6342e-05 | 0 | 0% | 0% | 8 | 13 | 21 | 5.2729e-05 | 6.5837e-05 | 0 | 0% | 0%
8 | 13 | 22 | 3.8313e-06 | 4.8203e-06 | 0 | 0% | 0% | 8 | 13 | 22 | 3.8313e-06 | 4.7837e-06 | 0 | 0% | 0%
8 | 13 | 23 | 2.2378e-07 | 2.8154e-07 | 0 | 0% | 0% | 8 | 13 | 23 | 2.2378e-07 | 2.794e-07 | 0 | 0% | 0%
8 | 14 | 0 | 2.0249e-08 | 2.5476e-08 | 0 | 0% | 0% | 8 | 14 | 0 | 2.0249e-08 | 2.5282e-08 | 0 | 0% | 0%
8 | 14 | 1 | 2.1944e-09 | 2.7609e-09 | 0 | 0% | 0% | 8 | 14 | 1 | 2.1944e-09 | 2.7399e-09 | 0 | 0% | 0%
8 | 14 | 2 | 0 | 0 | 0 | 0% | 0% | 8 | 14 | 2 | 0 | 0 | 0 | 0% | 0%
8 | 14 | 3 | 0 | 0 | 0 | 0% | 0% | 8 | 14 | 3 | 0 | 0 | 0 | 0% | 0%
8 | 14 | 4 | 0 | 0 | 0 | 0% | 0% | 8 | 14 | 4 | 0 | 0 | 0 | 0% | 0%
8 | 14 | 5 | 0 | 0 | 0 | 0% | 0% | 8 | 14 | 5 | 0 | 0 | 0 | 0% | 0%
8 | 14 | 6 | 0 | 0 | 20.6292 | 2.063% | 0% | 8 | 14 | 6 | 0 | 0 | 20.6292 | 2.063% | 0%
8 | 14 | 7 | 6.8638e-10 | 8.6357e-10 | 168.9672 | 16.9% | 1.459e-08% | 8 | 14 | 7 | 6.8638e-10 | 8.57e-10 | 168.9672 | 16.9% | 1.448e-08%
8 | 14 | 8 | 3.9133e-09 | 4.9235e-09 | 375.8712 | 37.59% | 1.851e-07% | 8 | 14 | 8 | 3.981e-09 | 4.9706e-09 | 375.8712 | 37.59% | 1.868e-07%
8 | 14 | 9 | 1.644e-08 | 2.0684e-08 | 550.8276 | 55.08% | 1.139e-06% | 8 | 14 | 9 | 1.6708e-08 | 2.0861e-08 | 550.8276 | 55.08% | 1.149e-06%
8 | 14 | 10 | 3.4207e-08 | 4.3038e-08 | 676.2708 | 67.63% | 2.911e-06% | 8 | 14 | 10 | 3.5012e-08 | 4.3715e-08 | 676.2708 | 67.63% | 2.956e-06%
8 | 14 | 11 | 2.8334e-08 | 3.5648e-08 | 748.8768 | 74.89% | 2.67e-06% | 8 | 14 | 11 | 2.9014e-08 | 3.6227e-08 | 748.8768 | 74.89% | 2.713e-06%
8 | 14 | 12 | 2.331e-08 | 2.9327e-08 | 772.9908 | 77.3% | 2.267e-06% | 8 | 14 | 12 | 2.4042e-08 | 3.0018e-08 | 772.9908 | 77.3% | 2.32e-06%
8 | 14 | 13 | 1.3516e-08 | 1.7006e-08 | 762.12 | 76.21% | 1.296e-06% | 8 | 14 | 13 | 1.3848e-08 | 1.7291e-08 | 762.12 | 76.21% | 1.318e-06%
8 | 14 | 14 | 1.0172e-08 | 1.2798e-08 | 706.4532 | 70.65% | 9.041e-07% | 8 | 14 | 14 | 1.0422e-08 | 1.3013e-08 | 706.4532 | 70.65% | 9.193e-07%
8 | 14 | 15 | 6.7824e-09 | 8.5333e-09 | 605.1336 | 60.51% | 5.164e-07% | 8 | 14 | 15 | 6.8365e-09 | 8.5359e-09 | 605.1336 | 60.51% | 5.165e-07%
8 | 14 | 16 | 4.0492e-09 | 5.0944e-09 | 458.5548 | 45.86% | 2.336e-07% | 8 | 14 | 16 | 4.0839e-09 | 5.0991e-09 | 458.5548 | 45.86% | 2.338e-07%
8 | 14 | 17 | 2.7351e-09 | 3.4412e-09 | 271.9248 | 27.19% | 9.357e-08% | 8 | 14 | 17 | 2.7351e-09 | 3.415e-09 | 271.9248 | 27.19% | 9.286e-08%
8 | 14 | 18 | 1.5743e-09 | 1.9807e-09 | 86.0472 | 8.605% | 1.704e-08% | 8 | 14 | 18 | 1.5743e-09 | 1.9657e-09 | 86.0472 | 8.605% | 1.691e-08%
8 | 14 | 19 | 1.7129e-09 | 2.1551e-09 | 0 | 0% | 0% | 8 | 14 | 19 | 1.7129e-09 | 2.1387e-09 | 0 | 0% | 0%
8 | 14 | 20 | 2.0775e-09 | 2.6138e-09 | 0 | 0% | 0% | 8 | 14 | 20 | 2.0775e-09 | 2.5939e-09 | 0 | 0% | 0%
8 | 14 | 21 | 0 | 0 | 0 | 0% | 0% | 8 | 14 | 21 | 0 | 0 | 0 | 0% | 0%
8 | 14 | 22 | 0 | 0 | 0 | 0% | 0% | 8 | 14 | 22 | 0 | 0 | 0 | 0% | 0%
8 | 14 | 23 | 0 | 0 | 0 | 0% | 0% | 8 | 14 | 23 | 0 | 0 | 0 | 0% | 0%
8 | 15 | 0 | 0 | 0 | 0 | 0% | 0% | 8 | 15 | 0 | 0 | 0 | 0 | 0% | 0%
8 | 15 | 1 | 0 | 0 | 0 | 0% | 0% | 8 | 15 | 1 | 0 | 0 | 0 | 0% | 0%
8 | 15 | 2 | 0 | 0 | 0 | 0% | 0% | 8 | 15 | 2 | 0 | 0 | 0 | 0% | 0%
8 | 15 | 3 | 0 | 0 | 0 | 0% | 0% | 8 | 15 | 3 | 0 | 0 | 0 | 0% | 0%
8 | 15 | 4 | 0 | 0 | 0 | 0% | 0% | 8 | 15 | 4 | 0 | 0 | 0 | 0% | 0%
8 | 15 | 5 | 0 | 0 | 0 | 0% | 0% | 8 | 15 | 5 | 0 | 0 | 0 | 0% | 0%
8 | 15 | 6 | 0 | 0 | 24.102 | 2.41% | 0% | 8 | 15 | 6 | 0 | 0 | 24.102 | 2.41% | 0%
8 | 15 | 7 | 0 | 0 | 164.9952 | 16.5% | 0% | 8 | 15 | 7 | 0 | 0 | 164.9952 | 16.5% | 0%
8 | 15 | 8 | 0 | 0 | 361.548 | 36.15% | 0% | 8 | 15 | 8 | 0 | 0 | 361.548 | 36.15% | 0%
8 | 15 | 9 | 0 | 0 | 540.9852 | 54.1% | 0% | 8 | 15 | 9 | 0 | 0 | 540.9852 | 54.1% | 0%
8 | 15 | 10 | 0 | 0 | 667.5912 | 66.76% | 0% | 8 | 15 | 10 | 0 | 0 | 667.5912 | 66.76% | 0%
8 | 15 | 11 | 1.2147e-09 | 1.5283e-09 | 765.798 | 76.58% | 1.17e-07% | 8 | 15 | 11 | 1.259e-09 | 1.5719e-09 | 765.798 | 76.58% | 1.204e-07%
8 | 15 | 12 | 7.7537e-09 | 9.7553e-09 | 798.4896 | 79.85% | 7.789e-07% | 8 | 15 | 12 | 8.0261e-09 | 1.0021e-08 | 798.4896 | 79.85% | 8.002e-07%
8 | 15 | 13 | 1.9215e-08 | 2.4175e-08 | 783.5772 | 78.36% | 1.894e-06% | 8 | 15 | 13 | 1.9828e-08 | 2.4757e-08 | 783.5772 | 78.36% | 1.94e-06%
8 | 15 | 14 | 8.6627e-08 | 1.0899e-07 | 716.4372 | 71.64% | 7.808e-06% | 8 | 15 | 14 | 8.8633e-08 | 1.1067e-07 | 716.4372 | 71.64% | 7.928e-06%
8 | 15 | 15 | 3.4239e-07 | 4.3078e-07 | 609.6324 | 60.96% | 2.626e-05% | 8 | 15 | 15 | 3.4755e-07 | 4.3394e-07 | 609.6324 | 60.96% | 2.645e-05%
8 | 15 | 16 | 6.9059e-07 | 8.6887e-07 | 451.2816 | 45.13% | 3.921e-05% | 8 | 15 | 16 | 6.9533e-07 | 8.6818e-07 | 451.2816 | 45.13% | 3.918e-05%
8 | 15 | 17 | 8.3907e-07 | 1.0557e-06 | 258.99 | 25.9% | 2.734e-05% | 8 | 15 | 17 | 8.3907e-07 | 1.0476e-06 | 258.99 | 25.9% | 2.713e-05%
8 | 15 | 18 | 5.6496e-07 | 7.1081e-07 | 84.9912 | 8.499% | 6.041e-06% | 8 | 15 | 18 | 5.6496e-07 | 7.054e-07 | 84.9912 | 8.499% | 5.995e-06%
8 | 15 | 19 | 2.9481e-07 | 3.7092e-07 | 0 | 0% | 0% | 8 | 15 | 19 | 2.9481e-07 | 3.681e-07 | 0 | 0% | 0%
8 | 15 | 20 | 2.553e-07 | 3.2121e-07 | 0 | 0% | 0% | 8 | 15 | 20 | 2.553e-07 | 3.1876e-07 | 0 | 0% | 0%
8 | 15 | 21 | 3.063e-08 | 3.8537e-08 | 0 | 0% | 0% | 8 | 15 | 21 | 3.063e-08 | 3.8244e-08 | 0 | 0% | 0%
8 | 15 | 22 | 1.8348e-09 | 2.3084e-09 | 0 | 0% | 0% | 8 | 15 | 22 | 1.8348e-09 | 2.2909e-09 | 0 | 0% | 0%
8 | 15 | 23 | 0 | 0 | 0 | 0% | 0% | 8 | 15 | 23 | 0 | 0 | 0 | 0% | 0%
8 | 16 | 0 | 0 | 0 | 0 | 0% | 0% | 8 | 16 | 0 | 0 | 0 | 0 | 0% | 0%
8 | 16 | 1 | 0 | 0 | 0 | 0% | 0% | 8 | 16 | 1 | 0 | 0 | 0 | 0% | 0%
8 | 16 | 2 | 0 | 0 | 0 | 0% | 0% | 8 | 16 | 2 | 0 | 0 | 0 | 0% | 0%
8 | 16 | 3 | 0 | 0 | 0 | 0% | 0% | 8 | 16 | 3 | 0 | 0 | 0 | 0% | 0%
8 | 16 | 4 | 0 | 0 | 0 | 0% | 0% | 8 | 16 | 4 | 0 | 0 | 0 | 0% | 0%
8 | 16 | 5 | 0 | 0 | 0 | 0% | 0% | 8 | 16 | 5 | 0 | 0 | 0 | 0% | 0%
8 | 16 | 6 | 6.7918e-10 | 8.5451e-10 | 22.194 | 2.219% | 1.897e-09% | 8 | 16 | 6 | 6.7918e-10 | 8.4801e-10 | 22.194 | 2.219% | 1.882e-09%
8 | 16 | 7 | 7.4883e-09 | 9.4214e-09 | 162.3264 | 16.23% | 1.529e-07% | 8 | 16 | 7 | 7.4883e-09 | 9.3498e-09 | 162.3264 | 16.23% | 1.518e-07%
8 | 16 | 8 | 1.0406e-07 | 1.3093e-07 | 362.6004 | 36.26% | 4.748e-06% | 8 | 16 | 8 | 1.0572e-07 | 1.32e-07 | 362.6004 | 36.26% | 4.786e-06%
8 | 16 | 9 | 6.163e-07 | 7.754e-07 | 548.6568 | 54.87% | 4.254e-05% | 8 | 16 | 9 | 6.2523e-07 | 7.8066e-07 | 548.6568 | 54.87% | 4.283e-05%
8 | 16 | 10 | 3.261e-06 | 4.1029e-06 | 400.752 | 40.08% | 0.0001644% | 8 | 16 | 10 | 3.3479e-06 | 4.1802e-06 | 400.752 | 40.08% | 0.0001675%
8 | 16 | 11 | 1.7049e-05 | 2.145e-05 | 613.0272 | 61.3% | 0.001315% | 8 | 16 | 11 | 1.7477e-05 | 2.1822e-05 | 613.0272 | 61.3% | 0.001338%
8 | 16 | 12 | 6.8227e-05 | 8.584e-05 | 663.3396 | 66.33% | 0.005694% | 8 | 16 | 12 | 6.9757e-05 | 8.7098e-05 | 663.3396 | 66.33% | 0.005778%
8 | 16 | 13 | 0.00028165 | 0.00035436 | 804.2088 | 80.42% | 0.0285% | 8 | 16 | 13 | 0.00028755 | 0.00035903 | 804.2088 | 80.42% | 0.02887%
8 | 16 | 14 | 0.00085743 | 0.0010788 | 743.1432 | 74.31% | 0.08017% | 8 | 16 | 14 | 0.00087096 | 0.0010875 | 743.1432 | 74.31% | 0.08081%
8 | 16 | 15 | 0.0019029 | 0.0023941 | 639.8292 | 63.98% | 0.1532% | 8 | 16 | 15 | 0.0019214 | 0.002399 | 639.8292 | 63.98% | 0.1535%
8 | 16 | 16 | 0.0033186 | 0.0041753 | 471.6504 | 47.17% | 0.1969% | 8 | 16 | 16 | 0.0033186 | 0.0041435 | 471.6504 | 47.17% | 0.1954%
8 | 16 | 17 | 0.0031169 | 0.0039215 | 278.0364 | 27.8% | 0.109% | 8 | 16 | 17 | 0.0031169 | 0.0038916 | 278.0364 | 27.8% | 0.1082%
8 | 16 | 18 | 0.0013049 | 0.0016418 | 83.6424 | 8.364% | 0.01373% | 8 | 16 | 18 | 0.0013049 | 0.0016293 | 83.6424 | 8.364% | 0.01363%
8 | 16 | 19 | 0.00032194 | 0.00040505 | 0 | 0% | 0% | 8 | 16 | 19 | 0.00032194 | 0.00040197 | 0 | 0% | 0%
8 | 16 | 20 | 0.00015563 | 0.0001958 | 0 | 0% | 0% | 8 | 16 | 20 | 0.00015563 | 0.00019431 | 0 | 0% | 0%
8 | 16 | 21 | 1.0303e-05 | 1.2963e-05 | 0 | 0% | 0% | 8 | 16 | 21 | 1.0303e-05 | 1.2864e-05 | 0 | 0% | 0%
8 | 16 | 22 | 7.1397e-07 | 8.9828e-07 | 0 | 0% | 0% | 8 | 16 | 22 | 7.1397e-07 | 8.9145e-07 | 0 | 0% | 0%
8 | 16 | 23 | 1.6043e-08 | 2.0184e-08 | 0 | 0% | 0% | 8 | 16 | 23 | 1.6043e-08 | 2.0031e-08 | 0 | 0% | 0%
8 | 17 | 0 | 3.1787e-09 | 3.9992e-09 | 0 | 0% | 0% | 8 | 17 | 0 | 3.1787e-09 | 3.9688e-09 | 0 | 0% | 0%
8 | 17 | 1 | 1.8578e-10 | 2.3374e-10 | 0 | 0% | 0% | 8 | 17 | 1 | 1.8578e-10 | 2.3197e-10 | 0 | 0% | 0%
8 | 17 | 2 | 0 | 0 | 0 | 0% | 0% | 8 | 17 | 2 | 0 | 0 | 0 | 0% | 0%
8 | 17 | 3 | 0 | 0 | 0 | 0% | 0% | 8 | 17 | 3 | 0 | 0 | 0 | 0% | 0%
8 | 17 | 4 | 0 | 0 | 0 | 0% | 0% | 8 | 17 | 4 | 0 | 0 | 0 | 0% | 0%
8 | 17 | 5 | 3.5657e-09 | 4.4862e-09 | 0 | 0% | 0% | 8 | 17 | 5 | 3.5657e-09 | 4.452e-09 | 0 | 0% | 0%
8 | 17 | 6 | 1.8124e-08 | 2.2803e-08 | 21.2724 | 2.127% | 4.851e-08% | 8 | 17 | 6 | 1.8124e-08 | 2.263e-08 | 21.2724 | 2.127% | 4.814e-08%
8 | 17 | 7 | 1.5837e-07 | 1.9925e-07 | 164.4492 | 16.44% | 3.277e-06% | 8 | 17 | 7 | 1.5955e-07 | 1.9921e-07 | 164.4492 | 16.44% | 3.276e-06%
8 | 17 | 8 | 1.149e-06 | 1.4456e-06 | 361.2348 | 36.12% | 5.222e-05% | 8 | 17 | 8 | 1.1572e-06 | 1.4449e-06 | 361.2348 | 36.12% | 5.219e-05%
8 | 17 | 9 | 1.417e-05 | 1.7828e-05 | 463.476 | 46.35% | 0.0008263% | 8 | 17 | 9 | 1.4442e-05 | 1.8032e-05 | 463.476 | 46.35% | 0.0008357%
8 | 17 | 10 | 6.4396e-05 | 8.102e-05 | 543.1548 | 54.32% | 0.004401% | 8 | 17 | 10 | 6.5138e-05 | 8.133e-05 | 543.1548 | 54.32% | 0.004417%
8 | 17 | 11 | 0.00037736 | 0.00047478 | 602.8536 | 60.29% | 0.02862% | 8 | 17 | 11 | 0.00038358 | 0.00047893 | 602.8536 | 60.29% | 0.02887%
8 | 17 | 12 | 0.0019416 | 0.0024428 | 691.8612 | 69.19% | 0.169% | 8 | 17 | 12 | 0.0019707 | 0.0024606 | 691.8612 | 69.19% | 0.1702%
8 | 17 | 13 | 0.0063672 | 0.008011 | 703.6392 | 70.36% | 0.5637% | 8 | 17 | 13 | 0.0064442 | 0.0080461 | 703.6392 | 70.36% | 0.5662%
8 | 17 | 14 | 0.013275 | 0.016702 | 702.4848 | 70.25% | 1.173% | 8 | 17 | 14 | 0.01333 | 0.016643 | 702.4848 | 70.25% | 1.169%
8 | 17 | 15 | 0.018043 | 0.022701 | 594.5712 | 59.46% | 1.35% | 8 | 17 | 15 | 0.018174 | 0.022692 | 594.5712 | 59.46% | 1.349%
8 | 17 | 16 | 0.021049 | 0.026483 | 439.2288 | 43.92% | 1.163% | 8 | 17 | 16 | 0.021049 | 0.026281 | 439.2288 | 43.92% | 1.154%
8 | 17 | 17 | 0.013269 | 0.016694 | 252.6456 | 25.26% | 0.4218% | 8 | 17 | 17 | 0.013269 | 0.016567 | 252.6456 | 25.26% | 0.4186%
8 | 17 | 18 | 0.0073501 | 0.0092475 | 72.3816 | 7.238% | 0.06693% | 8 | 17 | 18 | 0.0073501 | 0.0091772 | 72.3816 | 7.238% | 0.06643%
8 | 17 | 19 | 0.0035207 | 0.0044295 | 0 | 0% | 0% | 8 | 17 | 19 | 0.0035207 | 0.0043958 | 0 | 0% | 0%
8 | 17 | 20 | 0.0020934 | 0.0026338 | 0 | 0% | 0% | 8 | 17 | 20 | 0.0020934 | 0.0026138 | 0 | 0% | 0%
8 | 17 | 21 | 0.00020936 | 0.00026341 | 0 | 0% | 0% | 8 | 17 | 21 | 0.00020936 | 0.00026141 | 0 | 0% | 0%
8 | 17 | 22 | 1.5163e-05 | 1.9078e-05 | 0 | 0% | 0% | 8 | 17 | 22 | 1.5163e-05 | 1.8933e-05 | 0 | 0% | 0%
8 | 17 | 23 | 1.7618e-06 | 2.2166e-06 | 0 | 0% | 0% | 8 | 17 | 23 | 1.7618e-06 | 2.1998e-06 | 0 | 0% | 0%
8 | 18 | 0 | 3.1287e-07 | 3.9363e-07 | 0 | 0% | 0% | 8 | 18 | 0 | 3.1287e-07 | 3.9064e-07 | 0 | 0% | 0%
8 | 18 | 1 | 4.1558e-08 | 5.2286e-08 | 0 | 0% | 0% | 8 | 18 | 1 | 4.1558e-08 | 5.1889e-08 | 0 | 0% | 0%
8 | 18 | 2 | 6.8886e-09 | 8.6669e-09 | 0 | 0% | 0% | 8 | 18 | 2 | 6.8886e-09 | 8.601e-09 | 0 | 0% | 0%
8 | 18 | 3 | 2.5082e-09 | 3.1557e-09 | 0 | 0% | 0% | 8 | 18 | 3 | 2.5082e-09 | 3.1317e-09 | 0 | 0% | 0%
8 | 18 | 4 | 3.1787e-09 | 3.9992e-09 | 0 | 0% | 0% | 8 | 18 | 4 | 3.1787e-09 | 3.9688e-09 | 0 | 0% | 0%
8 | 18 | 5 | 4.0274e-08 | 5.0671e-08 | 0 | 0% | 0% | 8 | 18 | 5 | 4.0274e-08 | 5.0285e-08 | 0 | 0% | 0%
8 | 18 | 6 | 1.6071e-07 | 2.022e-07 | 19.9836 | 1.998% | 4.041e-07% | 8 | 18 | 6 | 1.6071e-07 | 2.0067e-07 | 19.9836 | 1.998% | 4.01e-07%
8 | 18 | 7 | 8.0428e-07 | 1.0119e-06 | 127.35 | 12.73% | 1.289e-05% | 8 | 18 | 7 | 8.0428e-07 | 1.0042e-06 | 127.35 | 12.73% | 1.279e-05%
8 | 18 | 8 | 4.5558e-06 | 5.7319e-06 | 82.0848 | 8.208% | 4.705e-05% | 8 | 18 | 8 | 4.6187e-06 | 5.7668e-06 | 82.0848 | 8.208% | 4.734e-05%
8 | 18 | 9 | 2.56e-05 | 3.2208e-05 | 181.5492 | 18.15% | 0.0005847% | 8 | 18 | 9 | 2.5912e-05 | 3.2353e-05 | 181.5492 | 18.15% | 0.0005874%
8 | 18 | 10 | 9.2585e-05 | 0.00011649 | 335.9808 | 33.6% | 0.003914% | 8 | 18 | 10 | 9.3699e-05 | 0.00011699 | 335.9808 | 33.6% | 0.003931%
8 | 18 | 11 | 0.00028013 | 0.00035245 | 147.2832 | 14.73% | 0.005191% | 8 | 18 | 11 | 0.00028601 | 0.00035711 | 147.2832 | 14.73% | 0.00526%
8 | 18 | 12 | 0.001306 | 0.0016432 | 579.5196 | 57.95% | 0.09523% | 8 | 18 | 12 | 0.0013254 | 0.0016549 | 579.5196 | 57.95% | 0.09591%
8 | 18 | 13 | 0.0028372 | 0.0035697 | 709.9188 | 70.99% | 0.2534% | 8 | 18 | 13 | 0.002876 | 0.0035909 | 709.9188 | 70.99% | 0.2549%
8 | 18 | 14 | 0.0062305 | 0.007839 | 733.8564 | 73.39% | 0.5753% | 8 | 18 | 14 | 0.0062847 | 0.0078469 | 733.8564 | 73.39% | 0.5759%
8 | 18 | 15 | 0.0099302 | 0.012494 | 670.9056 | 67.09% | 0.8382% | 8 | 18 | 15 | 0.010016 | 0.012506 | 670.9056 | 67.09% | 0.839%
8 | 18 | 16 | 0.0072237 | 0.0090885 | 493.7724 | 49.38% | 0.4488% | 8 | 18 | 16 | 0.0072237 | 0.0090193 | 493.7724 | 49.38% | 0.4453%
8 | 18 | 17 | 0.0038394 | 0.0048306 | 178.7472 | 17.87% | 0.08635% | 8 | 18 | 17 | 0.0038394 | 0.0047938 | 178.7472 | 17.87% | 0.08569%
8 | 18 | 18 | 0.0008878 | 0.001117 | 83.5152 | 8.352% | 0.009329% | 8 | 18 | 18 | 0.0008878 | 0.0011085 | 83.5152 | 8.352% | 0.009258%
8 | 18 | 19 | 0.0003707 | 0.0004664 | 0 | 0% | 0% | 8 | 18 | 19 | 0.0003707 | 0.00046285 | 0 | 0% | 0%
8 | 18 | 20 | 0.00018566 | 0.00023359 | 0 | 0% | 0% | 8 | 18 | 20 | 0.00018566 | 0.00023181 | 0 | 0% | 0%
8 | 18 | 21 | 1.4978e-05 | 1.8844e-05 | 0 | 0% | 0% | 8 | 18 | 21 | 1.4978e-05 | 1.8701e-05 | 0 | 0% | 0%
8 | 18 | 22 | 1.1406e-06 | 1.435e-06 | 0 | 0% | 0% | 8 | 18 | 22 | 1.1406e-06 | 1.4241e-06 | 0 | 0% | 0%
8 | 18 | 23 | 6.5246e-08 | 8.209e-08 | 0 | 0% | 0% | 8 | 18 | 23 | 6.5246e-08 | 8.1465e-08 | 0 | 0% | 0%
8 | 19 | 0 | 1.1444e-08 | 1.4399e-08 | 0 | 0% | 0% | 8 | 19 | 0 | 1.1444e-08 | 1.4289e-08 | 0 | 0% | 0%
8 | 19 | 1 | 2.4009e-09 | 3.0207e-09 | 0 | 0% | 0% | 8 | 19 | 1 | 2.4009e-09 | 2.9977e-09 | 0 | 0% | 0%
8 | 19 | 2 | 0 | 0 | 0 | 0% | 0% | 8 | 19 | 2 | 0 | 0 | 0 | 0% | 0%
8 | 19 | 3 | 0 | 0 | 0 | 0% | 0% | 8 | 19 | 3 | 0 | 0 | 0 | 0% | 0%
8 | 19 | 4 | 7.9098e-10 | 9.9517e-10 | 0 | 0% | 0% | 8 | 19 | 4 | 7.9098e-10 | 9.876e-10 | 0 | 0% | 0%
8 | 19 | 5 | 1.1991e-08 | 1.5087e-08 | 0 | 0% | 0% | 8 | 19 | 5 | 1.1991e-08 | 1.4972e-08 | 0 | 0% | 0%
8 | 19 | 6 | 1.0243e-07 | 1.2887e-07 | 19.584 | 1.958% | 2.524e-07% | 8 | 19 | 6 | 1.0243e-07 | 1.2789e-07 | 19.584 | 1.958% | 2.505e-07%
8 | 19 | 7 | 4.2334e-07 | 5.3262e-07 | 171.5964 | 17.16% | 9.14e-06% | 8 | 19 | 7 | 4.2334e-07 | 5.2857e-07 | 171.5964 | 17.16% | 9.07e-06%
8 | 19 | 8 | 2.152e-06 | 2.7075e-06 | 391.4064 | 39.14% | 0.000106% | 8 | 19 | 8 | 2.1661e-06 | 2.7045e-06 | 391.4064 | 39.14% | 0.0001059%
8 | 19 | 9 | 1.4529e-05 | 1.8279e-05 | 582.5616 | 58.26% | 0.001065% | 8 | 19 | 9 | 1.4711e-05 | 1.8367e-05 | 582.5616 | 58.26% | 0.00107%
8 | 19 | 10 | 6.3656e-05 | 8.0089e-05 | 718.2996 | 71.83% | 0.005753% | 8 | 19 | 10 | 6.477e-05 | 8.0871e-05 | 718.2996 | 71.83% | 0.005809%
8 | 19 | 11 | 8.0788e-05 | 0.00010164 | 678.7164 | 67.87% | 0.006899% | 8 | 19 | 11 | 8.2687e-05 | 0.00010324 | 678.7164 | 67.87% | 0.007007%
8 | 19 | 12 | 0.00011732 | 0.00014761 | 541.0692 | 54.11% | 0.007987% | 8 | 19 | 12 | 0.00011918 | 0.00014881 | 541.0692 | 54.11% | 0.008052%
8 | 19 | 13 | 0.0002535 | 0.00031895 | 482.7864 | 48.28% | 0.0154% | 8 | 19 | 13 | 0.00025897 | 0.00032334 | 482.7864 | 48.28% | 0.01561%
8 | 19 | 14 | 0.00078501 | 0.00098766 | 659.3628 | 65.94% | 0.06512% | 8 | 19 | 14 | 0.00079381 | 0.00099114 | 659.3628 | 65.94% | 0.06535%
8 | 19 | 15 | 0.0011309 | 0.0014229 | 498.1452 | 49.81% | 0.07088% | 8 | 19 | 15 | 0.0011423 | 0.0014262 | 498.1452 | 49.81% | 0.07105%
8 | 19 | 16 | 0.0010554 | 0.0013278 | 429.5712 | 42.96% | 0.05704% | 8 | 19 | 16 | 0.0010554 | 0.0013177 | 429.5712 | 42.96% | 0.05661%
8 | 19 | 17 | 0.0006628 | 0.0008339 | 179.3196 | 17.93% | 0.01495% | 8 | 19 | 17 | 0.0006628 | 0.00082756 | 179.3196 | 17.93% | 0.01484%
8 | 19 | 18 | 0.00023112 | 0.00029078 | 64.0224 | 6.402% | 0.001862% | 8 | 19 | 18 | 0.00023112 | 0.00028857 | 64.0224 | 6.402% | 0.001847%
8 | 19 | 19 | 0.00012961 | 0.00016306 | 0 | 0% | 0% | 8 | 19 | 19 | 0.00012961 | 0.00016182 | 0 | 0% | 0%
8 | 19 | 20 | 7.0065e-05 | 8.8152e-05 | 0 | 0% | 0% | 8 | 19 | 20 | 7.0065e-05 | 8.7482e-05 | 0 | 0% | 0%
8 | 19 | 21 | 6.3425e-06 | 7.9799e-06 | 0 | 0% | 0% | 8 | 19 | 21 | 6.3425e-06 | 7.9192e-06 | 0 | 0% | 0%
8 | 19 | 22 | 6.0253e-07 | 7.5807e-07 | 0 | 0% | 0% | 8 | 19 | 22 | 6.0253e-07 | 7.523e-07 | 0 | 0% | 0%
8 | 19 | 23 | 3.9653e-08 | 4.989e-08 | 0 | 0% | 0% | 8 | 19 | 23 | 3.9653e-08 | 4.951e-08 | 0 | 0% | 0%
8 | 20 | 0 | 6.246e-09 | 7.8584e-09 | 0 | 0% | 0% | 8 | 20 | 0 | 6.246e-09 | 7.7986e-09 | 0 | 0% | 0%
8 | 20 | 1 | 1.2123e-09 | 1.5252e-09 | 0 | 0% | 0% | 8 | 20 | 1 | 1.2123e-09 | 1.5136e-09 | 0 | 0% | 0%
8 | 20 | 2 | 0 | 0 | 0 | 0% | 0% | 8 | 20 | 2 | 0 | 0 | 0 | 0% | 0%
8 | 20 | 3 | 0 | 0 | 0 | 0% | 0% | 8 | 20 | 3 | 0 | 0 | 0 | 0% | 0%
8 | 20 | 4 | 0 | 0 | 0 | 0% | 0% | 8 | 20 | 4 | 0 | 0 | 0 | 0% | 0%
8 | 20 | 5 | 8.6311e-09 | 1.0859e-08 | 0 | 0% | 0% | 8 | 20 | 5 | 8.6311e-09 | 1.0777e-08 | 0 | 0% | 0%
8 | 20 | 6 | 6.5753e-08 | 8.2727e-08 | 19.8372 | 1.984% | 1.641e-07% | 8 | 20 | 6 | 6.5753e-08 | 8.2097e-08 | 19.8372 | 1.984% | 1.629e-07%
8 | 20 | 7 | 1.6202e-07 | 2.0384e-07 | 103.5492 | 10.35% | 2.111e-06% | 8 | 20 | 7 | 1.6323e-07 | 2.038e-07 | 103.5492 | 10.35% | 2.11e-06%
8 | 20 | 8 | 3.1293e-07 | 3.9371e-07 | 277.4124 | 27.74% | 1.092e-05% | 8 | 20 | 8 | 3.1765e-07 | 3.9662e-07 | 277.4124 | 27.74% | 1.1e-05%
8 | 20 | 9 | 4.5053e-07 | 5.6684e-07 | 501.444 | 50.14% | 2.842e-05% | 8 | 20 | 9 | 4.5681e-07 | 5.7037e-07 | 501.444 | 50.14% | 2.86e-05%
8 | 20 | 10 | 6.8533e-07 | 8.6225e-07 | 640.5204 | 64.05% | 5.523e-05% | 8 | 20 | 10 | 7.0456e-07 | 8.7969e-07 | 640.5204 | 64.05% | 5.635e-05%
8 | 20 | 11 | 1.5042e-06 | 1.8925e-06 | 704.448 | 70.44% | 0.0001333% | 8 | 20 | 11 | 1.5368e-06 | 1.9188e-06 | 704.448 | 70.44% | 0.0001352%
8 | 20 | 12 | 4.9771e-06 | 6.2619e-06 | 710.6124 | 71.06% | 0.000445% | 8 | 20 | 12 | 5.0791e-06 | 6.3416e-06 | 710.6124 | 71.06% | 0.0004506%
8 | 20 | 13 | 1.1037e-05 | 1.3886e-05 | 798.5184 | 79.85% | 0.001109% | 8 | 20 | 13 | 1.1171e-05 | 1.3948e-05 | 798.5184 | 79.85% | 0.001114%
8 | 20 | 14 | 1.2338e-05 | 1.5523e-05 | 753.4044 | 75.34% | 0.00117% | 8 | 20 | 14 | 1.2417e-05 | 1.5503e-05 | 753.4044 | 75.34% | 0.001168%
8 | 20 | 15 | 2.1594e-05 | 2.7169e-05 | 638.4816 | 63.85% | 0.001735% | 8 | 20 | 15 | 2.1594e-05 | 2.6962e-05 | 638.4816 | 63.85% | 0.001721%
8 | 20 | 16 | 1.8572e-05 | 2.3367e-05 | 465.4248 | 46.54% | 0.001088% | 8 | 20 | 16 | 1.8572e-05 | 2.3189e-05 | 465.4248 | 46.54% | 0.001079%
8 | 20 | 17 | 1.0498e-05 | 1.3208e-05 | 266.622 | 26.66% | 0.0003522% | 8 | 20 | 17 | 1.0498e-05 | 1.3108e-05 | 266.622 | 26.66% | 0.0003495%
8 | 20 | 18 | 3.6387e-06 | 4.5781e-06 | 79.6308 | 7.963% | 3.646e-05% | 8 | 20 | 18 | 3.6387e-06 | 4.5433e-06 | 79.6308 | 7.963% | 3.618e-05%
8 | 20 | 19 | 1.6514e-06 | 2.0777e-06 | 0 | 0% | 0% | 8 | 20 | 19 | 1.6514e-06 | 2.0619e-06 | 0 | 0% | 0%
8 | 20 | 20 | 9.0614e-07 | 1.1401e-06 | 0 | 0% | 0% | 8 | 20 | 20 | 9.0614e-07 | 1.1314e-06 | 0 | 0% | 0%
8 | 20 | 21 | 1.0816e-07 | 1.3608e-07 | 0 | 0% | 0% | 8 | 20 | 21 | 1.0816e-07 | 1.3505e-07 | 0 | 0% | 0%
8 | 20 | 22 | 7.299e-09 | 9.1833e-09 | 0 | 0% | 0% | 8 | 20 | 22 | 7.299e-09 | 9.1134e-09 | 0 | 0% | 0%
8 | 20 | 23 | 0 | 0 | 0 | 0% | 0% | 8 | 20 | 23 | 0 | 0 | 0 | 0% | 0%
8 | 21 | 0 | 0 | 0 | 0 | 0% | 0% | 8 | 21 | 0 | 0 | 0 | 0 | 0% | 0%
8 | 21 | 1 | 0 | 0 | 0 | 0% | 0% | 8 | 21 | 1 | 0 | 0 | 0 | 0% | 0%
8 | 21 | 2 | 0 | 0 | 0 | 0% | 0% | 8 | 21 | 2 | 0 | 0 | 0 | 0% | 0%
8 | 21 | 3 | 0 | 0 | 0 | 0% | 0% | 8 | 21 | 3 | 0 | 0 | 0 | 0% | 0%
8 | 21 | 4 | 0 | 0 | 0 | 0% | 0% | 8 | 21 | 4 | 0 | 0 | 0 | 0% | 0%
8 | 21 | 5 | 0 | 0 | 0 | 0% | 0% | 8 | 21 | 5 | 0 | 0 | 0 | 0% | 0%
8 | 21 | 6 | 0 | 0 | 20.214 | 2.021% | 0% | 8 | 21 | 6 | 0 | 0 | 20.214 | 2.021% | 0%
8 | 21 | 7 | 0 | 0 | 169.212 | 16.92% | 0% | 8 | 21 | 7 | 0 | 0 | 169.212 | 16.92% | 0%
8 | 21 | 8 | 0 | 0 | 383.2116 | 38.32% | 0% | 8 | 21 | 8 | 0 | 0 | 383.2116 | 38.32% | 0%
8 | 21 | 9 | 2.9784e-09 | 3.7472e-09 | 566.7984 | 56.68% | 2.124e-07% | 8 | 21 | 9 | 3.0529e-09 | 3.8118e-09 | 566.7984 | 56.68% | 2.161e-07%
8 | 21 | 10 | 2.0928e-08 | 2.633e-08 | 702.5844 | 70.26% | 1.85e-06% | 8 | 21 | 10 | 2.177e-08 | 2.7182e-08 | 702.5844 | 70.26% | 1.91e-06%
8 | 21 | 11 | 7.8615e-08 | 9.891e-08 | 783.6696 | 78.37% | 7.751e-06% | 8 | 21 | 11 | 8.163e-08 | 1.0192e-07 | 783.6696 | 78.37% | 7.987e-06%
8 | 21 | 12 | 2.6124e-07 | 3.2868e-07 | 816.186 | 81.62% | 2.683e-05% | 8 | 21 | 12 | 2.6884e-07 | 3.3567e-07 | 816.186 | 81.62% | 2.74e-05%
8 | 21 | 13 | 5.698e-07 | 7.1689e-07 | 797.5428 | 79.75% | 5.718e-05% | 8 | 21 | 13 | 5.8645e-07 | 7.3223e-07 | 797.5428 | 79.75% | 5.84e-05%
8 | 21 | 14 | 1.3447e-06 | 1.6918e-06 | 731.5092 | 73.15% | 0.0001238% | 8 | 21 | 14 | 1.3638e-06 | 1.7028e-06 | 731.5092 | 73.15% | 0.0001246%
8 | 21 | 15 | 2.7186e-06 | 3.4204e-06 | 622.3284 | 62.23% | 0.0002129% | 8 | 21 | 15 | 2.7364e-06 | 3.4167e-06 | 622.3284 | 62.23% | 0.0002126%
8 | 21 | 16 | 3.811e-06 | 4.7948e-06 | 461.3064 | 46.13% | 0.0002212% | 8 | 21 | 16 | 3.811e-06 | 4.7583e-06 | 461.3064 | 46.13% | 0.0002195%
8 | 21 | 17 | 3.4351e-06 | 4.3219e-06 | 255.8856 | 25.59% | 0.0001106% | 8 | 21 | 17 | 3.4351e-06 | 4.2891e-06 | 255.8856 | 25.59% | 0.0001098%
8 | 21 | 18 | 1.4927e-06 | 1.878e-06 | 74.4 | 7.44% | 1.397e-05% | 8 | 21 | 18 | 1.4927e-06 | 1.8637e-06 | 74.4 | 7.44% | 1.387e-05%
8 | 21 | 19 | 5.2952e-07 | 6.6622e-07 | 0 | 0% | 0% | 8 | 21 | 19 | 5.2952e-07 | 6.6115e-07 | 0 | 0% | 0%
8 | 21 | 20 | 2.0397e-07 | 2.5662e-07 | 0 | 0% | 0% | 8 | 21 | 20 | 2.0397e-07 | 2.5467e-07 | 0 | 0% | 0%
8 | 21 | 21 | 1.7694e-08 | 2.2262e-08 | 0 | 0% | 0% | 8 | 21 | 21 | 1.7694e-08 | 2.2092e-08 | 0 | 0% | 0%
8 | 21 | 22 | 1.113e-09 | 1.4004e-09 | 0 | 0% | 0% | 8 | 21 | 22 | 1.113e-09 | 1.3897e-09 | 0 | 0% | 0%
8 | 21 | 23 | 0 | 0 | 0 | 0% | 0% | 8 | 21 | 23 | 0 | 0 | 0 | 0% | 0%
8 | 22 | 0 | 0 | 0 | 0 | 0% | 0% | 8 | 22 | 0 | 0 | 0 | 0 | 0% | 0%
8 | 22 | 1 | 0 | 0 | 0 | 0% | 0% | 8 | 22 | 1 | 0 | 0 | 0 | 0% | 0%
8 | 22 | 2 | 0 | 0 | 0 | 0% | 0% | 8 | 22 | 2 | 0 | 0 | 0 | 0% | 0%
8 | 22 | 3 | 0 | 0 | 0 | 0% | 0% | 8 | 22 | 3 | 0 | 0 | 0 | 0% | 0%
8 | 22 | 4 | 0 | 0 | 0 | 0% | 0% | 8 | 22 | 4 | 0 | 0 | 0 | 0% | 0%
8 | 22 | 5 | 0 | 0 | 0 | 0% | 0% | 8 | 22 | 5 | 0 | 0 | 0 | 0% | 0%
8 | 22 | 6 | 0 | 0 | 0 | 0% | 0% | 8 | 22 | 6 | 0 | 0 | 0 | 0% | 0%
8 | 22 | 7 | 0 | 0 | 99.4488 | 9.945% | 0% | 8 | 22 | 7 | 0 | 0 | 99.4488 | 9.945% | 0%
8 | 22 | 8 | 0 | 0 | 125.7672 | 12.58% | 0% | 8 | 22 | 8 | 0 | 0 | 125.7672 | 12.58% | 0%
8 | 22 | 9 | 0 | 0 | 275.1828 | 27.52% | 0% | 8 | 22 | 9 | 0 | 0 | 275.1828 | 27.52% | 0%
8 | 22 | 10 | 3.5711e-09 | 4.493e-09 | 557.4492 | 55.74% | 2.505e-07% | 8 | 22 | 10 | 3.6344e-09 | 4.5378e-09 | 557.4492 | 55.74% | 2.53e-07%
8 | 22 | 11 | 4.4353e-08 | 5.5803e-08 | 578.1288 | 57.81% | 3.226e-06% | 8 | 22 | 11 | 4.4701e-08 | 5.5812e-08 | 578.1288 | 57.81% | 3.227e-06%
8 | 22 | 12 | 2.4195e-07 | 3.0441e-07 | 735.1536 | 73.52% | 2.238e-05% | 8 | 22 | 12 | 2.453e-07 | 3.0627e-07 | 735.1536 | 73.52% | 2.252e-05%
8 | 22 | 13 | 7.1012e-07 | 8.9344e-07 | 720.3156 | 72.03% | 6.436e-05% | 8 | 22 | 13 | 7.3544e-07 | 9.1826e-07 | 720.3156 | 72.03% | 6.614e-05%
8 | 22 | 14 | 1.9999e-06 | 2.5162e-06 | 546.1236 | 54.61% | 0.0001374% | 8 | 22 | 14 | 2.0419e-06 | 2.5495e-06 | 546.1236 | 54.61% | 0.0001392%
8 | 22 | 15 | 4.2047e-06 | 5.2902e-06 | 276.1464 | 27.61% | 0.0001461% | 8 | 22 | 15 | 4.2608e-06 | 5.3199e-06 | 276.1464 | 27.61% | 0.0001469%
8 | 22 | 16 | 7.6835e-06 | 9.667e-06 | 419.9388 | 41.99% | 0.000406% | 8 | 22 | 16 | 7.7322e-06 | 9.6543e-06 | 419.9388 | 41.99% | 0.0004054%
8 | 22 | 17 | 7.4904e-06 | 9.424e-06 | 236.6844 | 23.67% | 0.0002231% | 8 | 22 | 17 | 7.4904e-06 | 9.3524e-06 | 236.6844 | 23.67% | 0.0002214%
8 | 22 | 18 | 5.2482e-06 | 6.6031e-06 | 49.6584 | 4.966% | 3.279e-05% | 8 | 22 | 18 | 5.2482e-06 | 6.5529e-06 | 49.6584 | 4.966% | 3.254e-05%
8 | 22 | 19 | 3.2994e-06 | 4.1511e-06 | 0 | 0% | 0% | 8 | 22 | 19 | 3.2994e-06 | 4.1195e-06 | 0 | 0% | 0%
8 | 22 | 20 | 1.7748e-06 | 2.2329e-06 | 0 | 0% | 0% | 8 | 22 | 20 | 1.7748e-06 | 2.2159e-06 | 0 | 0% | 0%
8 | 22 | 21 | 2.4161e-07 | 3.0398e-07 | 0 | 0% | 0% | 8 | 22 | 21 | 2.4161e-07 | 3.0167e-07 | 0 | 0% | 0%
8 | 22 | 22 | 1.1991e-08 | 1.5087e-08 | 0 | 0% | 0% | 8 | 22 | 22 | 1.1991e-08 | 1.4972e-08 | 0 | 0% | 0%
8 | 22 | 23 | 4.4768e-10 | 5.6325e-10 | 0 | 0% | 0% | 8 | 22 | 23 | 4.4768e-10 | 5.5897e-10 | 0 | 0% | 0%
8 | 23 | 0 | 0 | 0 | 0 | 0% | 0% | 8 | 23 | 0 | 0 | 0 | 0 | 0% | 0%
8 | 23 | 1 | 0 | 0 | 0 | 0% | 0% | 8 | 23 | 1 | 0 | 0 | 0 | 0% | 0%
8 | 23 | 2 | 0 | 0 | 0 | 0% | 0% | 8 | 23 | 2 | 0 | 0 | 0 | 0% | 0%
8 | 23 | 3 | 0 | 0 | 0 | 0% | 0% | 8 | 23 | 3 | 0 | 0 | 0 | 0% | 0%
8 | 23 | 4 | 0 | 0 | 0 | 0% | 0% | 8 | 23 | 4 | 0 | 0 | 0 | 0% | 0%
8 | 23 | 5 | 1.6828e-09 | 2.1172e-09 | 0 | 0% | 0% | 8 | 23 | 5 | 1.6828e-09 | 2.1011e-09 | 0 | 0% | 0%
8 | 23 | 6 | 1.4532e-08 | 1.8283e-08 | 0 | 0% | 0% | 8 | 23 | 6 | 1.4532e-08 | 1.8144e-08 | 0 | 0% | 0%
8 | 23 | 7 | 7.1855e-08 | 9.0405e-08 | 26.3472 | 2.635% | 2.382e-07% | 8 | 23 | 7 | 7.1855e-08 | 8.9717e-08 | 26.3472 | 2.635% | 2.364e-07%
8 | 23 | 8 | 4.5361e-07 | 5.7071e-07 | 16.2852 | 1.629% | 9.294e-07% | 8 | 23 | 8 | 4.5361e-07 | 5.6637e-07 | 16.2852 | 1.629% | 9.223e-07%
8 | 23 | 9 | 2.0831e-06 | 2.6208e-06 | 49.6836 | 4.968% | 1.302e-05% | 8 | 23 | 9 | 2.0831e-06 | 2.6009e-06 | 49.6836 | 4.968% | 1.292e-05%
8 | 23 | 10 | 1.2189e-05 | 1.5335e-05 | 92.5728 | 9.257% | 0.000142% | 8 | 23 | 10 | 1.2189e-05 | 1.5219e-05 | 92.5728 | 9.257% | 0.0001409%
8 | 23 | 11 | 7.2576e-05 | 9.1312e-05 | 141.0924 | 14.11% | 0.001288% | 8 | 23 | 11 | 7.2576e-05 | 9.0617e-05 | 141.0924 | 14.11% | 0.001279%
8 | 23 | 12 | 0.00029702 | 0.00037369 | 274.452 | 27.45% | 0.01026% | 8 | 23 | 12 | 0.00029858 | 0.0003728 | 274.452 | 27.45% | 0.01023%
8 | 23 | 13 | 0.00093528 | 0.0011767 | 530.4372 | 53.04% | 0.06242% | 8 | 23 | 13 | 0.00093961 | 0.0011732 | 530.4372 | 53.04% | 0.06223%
8 | 23 | 14 | 0.0020951 | 0.002636 | 583.6092 | 58.36% | 0.1538% | 8 | 23 | 14 | 0.0020951 | 0.0026159 | 583.6092 | 58.36% | 0.1527%
8 | 23 | 15 | 0.0030893 | 0.0038868 | 487.5576 | 48.76% | 0.1895% | 8 | 23 | 15 | 0.0031176 | 0.0038925 | 487.5576 | 48.76% | 0.1898%
8 | 23 | 16 | 0.0033318 | 0.004192 | 329.9412 | 32.99% | 0.1383% | 8 | 23 | 16 | 0.0033318 | 0.0041601 | 329.9412 | 32.99% | 0.1373%
8 | 23 | 17 | 0.0020645 | 0.0025974 | 235.7664 | 23.58% | 0.06124% | 8 | 23 | 17 | 0.0020645 | 0.0025777 | 235.7664 | 23.58% | 0.06077%
8 | 23 | 18 | 0.00098601 | 0.0012406 | 60.7608 | 6.076% | 0.007538% | 8 | 23 | 18 | 0.00098601 | 0.0012311 | 60.7608 | 6.076% | 0.00748%
8 | 23 | 19 | 0.00050789 | 0.000639 | 0 | 0% | 0% | 8 | 23 | 19 | 0.00050789 | 0.00063414 | 0 | 0% | 0%
8 | 23 | 20 | 0.00019387 | 0.00024392 | 0 | 0% | 0% | 8 | 23 | 20 | 0.00019387 | 0.00024207 | 0 | 0% | 0%
8 | 23 | 21 | 1.5731e-05 | 1.9792e-05 | 0 | 0% | 0% | 8 | 23 | 21 | 1.5731e-05 | 1.9641e-05 | 0 | 0% | 0%
8 | 23 | 22 | 1.7239e-06 | 2.169e-06 | 0 | 0% | 0% | 8 | 23 | 22 | 1.7239e-06 | 2.1525e-06 | 0 | 0% | 0%
8 | 23 | 23 | 1.8823e-07 | 2.3682e-07 | 0 | 0% | 0% | 8 | 23 | 23 | 1.8823e-07 | 2.3502e-07 | 0 | 0% | 0%
8 | 24 | 0 | 2.7632e-08 | 3.4765e-08 | 0 | 0% | 0% | 8 | 24 | 0 | 2.7632e-08 | 3.4501e-08 | 0 | 0% | 0%
8 | 24 | 1 | 6.614e-09 | 8.3214e-09 | 0 | 0% | 0% | 8 | 24 | 1 | 6.614e-09 | 8.2581e-09 | 0 | 0% | 0%
8 | 24 | 2 | 2.5297e-09 | 3.1828e-09 | 0 | 0% | 0% | 8 | 24 | 2 | 2.5297e-09 | 3.1586e-09 | 0 | 0% | 0%
8 | 24 | 3 | 1.5364e-09 | 1.933e-09 | 0 | 0% | 0% | 8 | 24 | 3 | 1.5364e-09 | 1.9183e-09 | 0 | 0% | 0%
8 | 24 | 4 | 4.5505e-09 | 5.7252e-09 | 0 | 0% | 0% | 8 | 24 | 4 | 4.5505e-09 | 5.6816e-09 | 0 | 0% | 0%
8 | 24 | 5 | 8.3936e-08 | 1.056e-07 | 0 | 0% | 0% | 8 | 24 | 5 | 8.3936e-08 | 1.048e-07 | 0 | 0% | 0%
8 | 24 | 6 | 5.4871e-07 | 6.9036e-07 | 0 | 0% | 0% | 8 | 24 | 6 | 5.4871e-07 | 6.8511e-07 | 0 | 0% | 0%
8 | 24 | 7 | 1.2975e-06 | 1.6325e-06 | 114.7752 | 11.48% | 1.874e-05% | 8 | 24 | 7 | 1.3068e-06 | 1.6316e-06 | 114.7752 | 11.48% | 1.873e-05%
8 | 24 | 8 | 3.2357e-06 | 4.0709e-06 | 128.9088 | 12.89% | 5.248e-05% | 8 | 24 | 8 | 3.2999e-06 | 4.1202e-06 | 128.9088 | 12.89% | 5.311e-05%
8 | 24 | 9 | 1.2972e-05 | 1.6321e-05 | 140.826 | 14.08% | 0.0002298% | 8 | 24 | 9 | 1.3302e-05 | 1.6609e-05 | 140.826 | 14.08% | 0.0002339%
8 | 24 | 10 | 2.9942e-05 | 3.7671e-05 | 244.284 | 24.43% | 0.0009202% | 8 | 24 | 10 | 3.0877e-05 | 3.8552e-05 | 244.284 | 24.43% | 0.0009418%
8 | 24 | 11 | 5.6056e-05 | 7.0527e-05 | 276.9996 | 27.7% | 0.001954% | 8 | 24 | 11 | 5.7447e-05 | 7.1727e-05 | 276.9996 | 27.7% | 0.001987%
8 | 24 | 12 | 0.00012564 | 0.00015808 | 448.5828 | 44.86% | 0.007091% | 8 | 24 | 12 | 0.0001297 | 0.00016193 | 448.5828 | 44.86% | 0.007264%
8 | 24 | 13 | 0.0001593 | 0.00020042 | 476.0088 | 47.6% | 0.00954% | 8 | 24 | 13 | 0.00016391 | 0.00020466 | 476.0088 | 47.6% | 0.009742%
8 | 24 | 14 | 0.00020497 | 0.00025788 | 474.0528 | 47.41% | 0.01222% | 8 | 24 | 14 | 0.00020954 | 0.00026163 | 474.0528 | 47.41% | 0.0124%
8 | 24 | 15 | 0.00010997 | 0.00013836 | 230.994 | 23.1% | 0.003196% | 8 | 24 | 15 | 0.00011119 | 0.00013883 | 230.994 | 23.1% | 0.003207%
8 | 24 | 16 | 5.4051e-05 | 6.8004e-05 | 254.1096 | 25.41% | 0.001728% | 8 | 24 | 16 | 5.4374e-05 | 6.789e-05 | 254.1096 | 25.41% | 0.001725%
8 | 24 | 17 | 2.9205e-05 | 3.6745e-05 | 203.1576 | 20.32% | 0.0007465% | 8 | 24 | 17 | 2.9387e-05 | 3.6692e-05 | 203.1576 | 20.32% | 0.0007454%
8 | 24 | 18 | 1.4248e-05 | 1.7926e-05 | 56.2008 | 5.62% | 0.0001007% | 8 | 24 | 18 | 1.4248e-05 | 1.779e-05 | 56.2008 | 5.62% | 9.998e-05%
8 | 24 | 19 | 9.319e-06 | 1.1725e-05 | 0 | 0% | 0% | 8 | 24 | 19 | 9.319e-06 | 1.1636e-05 | 0 | 0% | 0%
8 | 24 | 20 | 5.3875e-06 | 6.7783e-06 | 0 | 0% | 0% | 8 | 24 | 20 | 5.3875e-06 | 6.7267e-06 | 0 | 0% | 0%
8 | 24 | 21 | 6.2456e-07 | 7.8579e-07 | 0 | 0% | 0% | 8 | 24 | 21 | 6.2456e-07 | 7.7981e-07 | 0 | 0% | 0%
8 | 24 | 22 | 3.9038e-08 | 4.9115e-08 | 0 | 0% | 0% | 8 | 24 | 22 | 3.9038e-08 | 4.8742e-08 | 0 | 0% | 0%
8 | 24 | 23 | 2.3364e-09 | 2.9395e-09 | 0 | 0% | 0% | 8 | 24 | 23 | 2.3364e-09 | 2.9171e-09 | 0 | 0% | 0%
8 | 25 | 0 | 0 | 0 | 0 | 0% | 0% | 8 | 25 | 0 | 0 | 0 | 0 | 0% | 0%
8 | 25 | 1 | 0 | 0 | 0 | 0% | 0% | 8 | 25 | 1 | 0 | 0 | 0 | 0% | 0%
8 | 25 | 2 | 0 | 0 | 0 | 0% | 0% | 8 | 25 | 2 | 0 | 0 | 0 | 0% | 0%
8 | 25 | 3 | 0 | 0 | 0 | 0% | 0% | 8 | 25 | 3 | 0 | 0 | 0 | 0% | 0%
8 | 25 | 4 | 0 | 0 | 0 | 0% | 0% | 8 | 25 | 4 | 0 | 0 | 0 | 0% | 0%
8 | 25 | 5 | 3.8164e-09 | 4.8016e-09 | 0 | 0% | 0% | 8 | 25 | 5 | 3.8164e-09 | 4.7651e-09 | 0 | 0% | 0%
8 | 25 | 6 | 2.809e-08 | 3.5341e-08 | 13.9104 | 1.391% | 4.916e-08% | 8 | 25 | 6 | 2.809e-08 | 3.5072e-08 | 13.9104 | 1.391% | 4.879e-08%
8 | 25 | 7 | 1.0322e-07 | 1.2987e-07 | 156.5748 | 15.66% | 2.033e-06% | 8 | 25 | 7 | 1.04e-07 | 1.2985e-07 | 156.5748 | 15.66% | 2.033e-06%
8 | 25 | 8 | 3.131e-07 | 3.9393e-07 | 197.298 | 19.73% | 7.772e-06% | 8 | 25 | 8 | 3.1544e-07 | 3.9385e-07 | 197.298 | 19.73% | 7.771e-06%
8 | 25 | 9 | 9.6658e-07 | 1.2161e-06 | 371.3508 | 37.14% | 4.516e-05% | 8 | 25 | 9 | 9.8743e-07 | 1.2329e-06 | 371.3508 | 37.14% | 4.578e-05%
8 | 25 | 10 | 3.3686e-06 | 4.2381e-06 | 693.5148 | 69.35% | 0.0002939% | 8 | 25 | 10 | 3.4583e-06 | 4.318e-06 | 693.5148 | 69.35% | 0.0002995%
8 | 25 | 11 | 1.1965e-05 | 1.5054e-05 | 776.958 | 77.7% | 0.00117% | 8 | 25 | 11 | 1.2266e-05 | 1.5315e-05 | 776.958 | 77.7% | 0.00119%
8 | 25 | 12 | 1.8452e-05 | 2.3216e-05 | 725.7996 | 72.58% | 0.001685% | 8 | 25 | 12 | 1.8922e-05 | 2.3625e-05 | 725.7996 | 72.58% | 0.001715%
8 | 25 | 13 | 1.7145e-05 | 2.1571e-05 | 757.0428 | 75.7% | 0.001633% | 8 | 25 | 13 | 1.7574e-05 | 2.1943e-05 | 757.0428 | 75.7% | 0.001661%
8 | 25 | 14 | 1.3643e-05 | 1.7165e-05 | 694.476 | 69.45% | 0.001192% | 8 | 25 | 14 | 1.3901e-05 | 1.7357e-05 | 694.476 | 69.45% | 0.001205%
8 | 25 | 15 | 1.0635e-05 | 1.3381e-05 | 584.7516 | 58.48% | 0.0007824% | 8 | 25 | 15 | 1.0635e-05 | 1.3279e-05 | 584.7516 | 58.48% | 0.0007765%
8 | 25 | 16 | 1.0183e-05 | 1.2812e-05 | 430.6296 | 43.06% | 0.0005517% | 8 | 25 | 16 | 1.0183e-05 | 1.2714e-05 | 430.6296 | 43.06% | 0.0005475%
8 | 25 | 17 | 6.3054e-06 | 7.9332e-06 | 241.536 | 24.15% | 0.0001916% | 8 | 25 | 17 | 6.3054e-06 | 7.8728e-06 | 241.536 | 24.15% | 0.0001902%
8 | 25 | 18 | 2.9264e-06 | 3.6819e-06 | 65.3448 | 6.534% | 2.406e-05% | 8 | 25 | 18 | 2.9264e-06 | 3.6539e-06 | 65.3448 | 6.534% | 2.388e-05%
8 | 25 | 19 | 2.555e-06 | 3.2146e-06 | 0 | 0% | 0% | 8 | 25 | 19 | 2.555e-06 | 3.1901e-06 | 0 | 0% | 0%
8 | 25 | 20 | 1.8383e-06 | 2.3129e-06 | 0 | 0% | 0% | 8 | 25 | 20 | 1.8383e-06 | 2.2953e-06 | 0 | 0% | 0%
8 | 25 | 21 | 2.1757e-07 | 2.7373e-07 | 0 | 0% | 0% | 8 | 25 | 21 | 2.1757e-07 | 2.7165e-07 | 0 | 0% | 0%
8 | 25 | 22 | 1.287e-08 | 1.6192e-08 | 0 | 0% | 0% | 8 | 25 | 22 | 1.287e-08 | 1.6069e-08 | 0 | 0% | 0%
8 | 25 | 23 | 3.2433e-10 | 4.0806e-10 | 0 | 0% | 0% | 8 | 25 | 23 | 3.2433e-10 | 4.0495e-10 | 0 | 0% | 0%
8 | 26 | 0 | 0 | 0 | 0 | 0% | 0% | 8 | 26 | 0 | 0 | 0 | 0 | 0% | 0%
8 | 26 | 1 | 0 | 0 | 0 | 0% | 0% | 8 | 26 | 1 | 0 | 0 | 0 | 0% | 0%
8 | 26 | 2 | 0 | 0 | 0 | 0% | 0% | 8 | 26 | 2 | 0 | 0 | 0 | 0% | 0%
8 | 26 | 3 | 0 | 0 | 0 | 0% | 0% | 8 | 26 | 3 | 0 | 0 | 0 | 0% | 0%
8 | 26 | 4 | 0 | 0 | 0 | 0% | 0% | 8 | 26 | 4 | 0 | 0 | 0 | 0% | 0%
8 | 26 | 5 | 1.4125e-09 | 1.7771e-09 | 0 | 0% | 0% | 8 | 26 | 5 | 1.4125e-09 | 1.7636e-09 | 0 | 0% | 0%
8 | 26 | 6 | 8.0774e-09 | 1.0163e-08 | 13.1412 | 1.314% | 1.335e-08% | 8 | 26 | 6 | 8.0774e-09 | 1.0085e-08 | 13.1412 | 1.314% | 1.325e-08%
8 | 26 | 7 | 4.2225e-08 | 5.3125e-08 | 155.3112 | 15.53% | 8.251e-07% | 8 | 26 | 7 | 4.2225e-08 | 5.2721e-08 | 155.3112 | 15.53% | 8.188e-07%
8 | 26 | 8 | 2.0122e-07 | 2.5317e-07 | 293.2272 | 29.32% | 7.424e-06% | 8 | 26 | 8 | 2.0122e-07 | 2.5124e-07 | 293.2272 | 29.32% | 7.367e-06%
8 | 26 | 9 | 7.7187e-07 | 9.7112e-07 | 539.0868 | 53.91% | 5.235e-05% | 8 | 26 | 9 | 7.7187e-07 | 9.6374e-07 | 539.0868 | 53.91% | 5.195e-05%
8 | 26 | 10 | 2.1108e-06 | 2.6556e-06 | 673.2876 | 67.33% | 0.0001788% | 8 | 26 | 10 | 2.1108e-06 | 2.6354e-06 | 673.2876 | 67.33% | 0.0001774%
8 | 26 | 11 | 5.1139e-06 | 6.434e-06 | 703.2804 | 70.33% | 0.0004525% | 8 | 26 | 11 | 5.1139e-06 | 6.3851e-06 | 703.2804 | 70.33% | 0.0004491%
8 | 26 | 12 | 1.0313e-05 | 1.2975e-05 | 162.2892 | 16.23% | 0.0002106% | 8 | 26 | 12 | 1.0313e-05 | 1.2876e-05 | 162.2892 | 16.23% | 0.000209%
8 | 26 | 13 | 2.2884e-05 | 2.8791e-05 | 95.4768 | 9.548% | 0.0002749% | 8 | 26 | 13 | 2.2884e-05 | 2.8572e-05 | 95.4768 | 9.548% | 0.0002728%
8 | 26 | 14 | 3.416e-05 | 4.2978e-05 | 240.7608 | 24.08% | 0.001035% | 8 | 26 | 14 | 3.416e-05 | 4.2652e-05 | 240.7608 | 24.08% | 0.001027%
8 | 26 | 15 | 4.7164e-05 | 5.934e-05 | 83.6448 | 8.364% | 0.0004963% | 8 | 26 | 15 | 4.7164e-05 | 5.8889e-05 | 83.6448 | 8.364% | 0.0004926%
8 | 26 | 16 | 5.4084e-05 | 6.8046e-05 | 50.0892 | 5.009% | 0.0003408% | 8 | 26 | 16 | 5.4084e-05 | 6.7528e-05 | 50.0892 | 5.009% | 0.0003382%
8 | 26 | 17 | 5.3078e-05 | 6.678e-05 | 97.6104 | 9.761% | 0.0006518% | 8 | 26 | 17 | 5.3078e-05 | 6.6272e-05 | 97.6104 | 9.761% | 0.0006469%
8 | 26 | 18 | 1.5829e-05 | 1.9916e-05 | 4.7064 | 0.4706% | 9.373e-06% | 8 | 26 | 18 | 1.5829e-05 | 1.9764e-05 | 4.7064 | 0.4706% | 9.302e-06%
8 | 26 | 19 | 1.313e-05 | 1.652e-05 | 0 | 0% | 0% | 8 | 26 | 19 | 1.313e-05 | 1.6394e-05 | 0 | 0% | 0%
8 | 26 | 20 | 8.6209e-06 | 1.0846e-05 | 0 | 0% | 0% | 8 | 26 | 20 | 8.6209e-06 | 1.0764e-05 | 0 | 0% | 0%
8 | 26 | 21 | 1.1097e-06 | 1.3962e-06 | 0 | 0% | 0% | 8 | 26 | 21 | 1.1097e-06 | 1.3856e-06 | 0 | 0% | 0%
8 | 26 | 22 | 6.4739e-08 | 8.1452e-08 | 0 | 0% | 0% | 8 | 26 | 22 | 6.4739e-08 | 8.0832e-08 | 0 | 0% | 0%
8 | 26 | 23 | 3.5976e-09 | 4.5264e-09 | 0 | 0% | 0% | 8 | 26 | 23 | 3.5976e-09 | 4.492e-09 | 0 | 0% | 0%
8 | 27 | 0 | 1.1799e-10 | 1.4846e-10 | 0 | 0% | 0% | 8 | 27 | 0 | 1.1799e-10 | 1.4733e-10 | 0 | 0% | 0%
8 | 27 | 1 | 0 | 0 | 0 | 0% | 0% | 8 | 27 | 1 | 0 | 0 | 0 | 0% | 0%
8 | 27 | 2 | 0 | 0 | 0 | 0% | 0% | 8 | 27 | 2 | 0 | 0 | 0 | 0% | 0%
8 | 27 | 3 | 0 | 0 | 0 | 0% | 0% | 8 | 27 | 3 | 0 | 0 | 0 | 0% | 0%
8 | 27 | 4 | 0 | 0 | 0 | 0% | 0% | 8 | 27 | 4 | 0 | 0 | 0 | 0% | 0%
8 | 27 | 5 | 2.9026e-09 | 3.652e-09 | 0 | 0% | 0% | 8 | 27 | 5 | 2.9026e-09 | 3.6242e-09 | 0 | 0% | 0%
8 | 27 | 6 | 1.9019e-08 | 2.3929e-08 | 6.8064 | 0.6806% | 1.629e-08% | 8 | 27 | 6 | 1.9019e-08 | 2.3747e-08 | 6.8064 | 0.6806% | 1.616e-08%
8 | 27 | 7 | 1.0735e-07 | 1.3507e-07 | 95.1504 | 9.515% | 1.285e-06% | 8 | 27 | 7 | 1.0735e-07 | 1.3404e-07 | 95.1504 | 9.515% | 1.275e-06%
8 | 27 | 8 | 5.8174e-07 | 7.3191e-07 | 343.4076 | 34.34% | 2.513e-05% | 8 | 27 | 8 | 5.8174e-07 | 7.2635e-07 | 343.4076 | 34.34% | 2.494e-05%
8 | 27 | 9 | 3.0686e-06 | 3.8607e-06 | 521.2248 | 52.12% | 0.0002012% | 8 | 27 | 9 | 3.111e-06 | 3.8843e-06 | 521.2248 | 52.12% | 0.0002025%
8 | 27 | 10 | 1.0506e-05 | 1.3219e-05 | 394.398 | 39.44% | 0.0005213% | 8 | 27 | 10 | 1.0572e-05 | 1.32e-05 | 394.398 | 39.44% | 0.0005206%
8 | 27 | 11 | 3.3503e-05 | 4.2152e-05 | 238.9056 | 23.89% | 0.001007% | 8 | 27 | 11 | 3.393e-05 | 4.2365e-05 | 238.9056 | 23.89% | 0.001012%
8 | 27 | 12 | 7.3363e-05 | 9.2302e-05 | 408.5076 | 40.85% | 0.003771% | 8 | 27 | 12 | 7.4168e-05 | 9.2605e-05 | 408.5076 | 40.85% | 0.003783%
8 | 27 | 13 | 0.00015485 | 0.00019483 | 224.6076 | 22.46% | 0.004376% | 8 | 27 | 13 | 0.00015571 | 0.00019442 | 224.6076 | 22.46% | 0.004367%
8 | 27 | 14 | 0.00026443 | 0.0003327 | 292.6488 | 29.26% | 0.009736% | 8 | 27 | 14 | 0.00026443 | 0.00033017 | 292.6488 | 29.26% | 0.009662%
8 | 27 | 15 | 0.00031511 | 0.00039646 | 419.5308 | 41.95% | 0.01663% | 8 | 27 | 15 | 0.00031693 | 0.00039571 | 419.5308 | 41.95% | 0.0166%
8 | 27 | 16 | 0.00027849 | 0.00035039 | 423.6768 | 42.37% | 0.01485% | 8 | 27 | 16 | 0.00027849 | 0.00034772 | 423.6768 | 42.37% | 0.01473%
8 | 27 | 17 | 0.00019285 | 0.00024263 | 225.7032 | 22.57% | 0.005476% | 8 | 27 | 17 | 0.00019285 | 0.00024078 | 225.7032 | 22.57% | 0.005435%
8 | 27 | 18 | 5.6354e-05 | 7.0902e-05 | 59.5164 | 5.952% | 0.000422% | 8 | 27 | 18 | 5.6354e-05 | 7.0362e-05 | 59.5164 | 5.952% | 0.0004188%
8 | 27 | 19 | 2.5262e-05 | 3.1783e-05 | 0 | 0% | 0% | 8 | 27 | 19 | 2.5262e-05 | 3.1541e-05 | 0 | 0% | 0%
8 | 27 | 20 | 1.2328e-05 | 1.5511e-05 | 0 | 0% | 0% | 8 | 27 | 20 | 1.2328e-05 | 1.5393e-05 | 0 | 0% | 0%
8 | 27 | 21 | 1.6987e-06 | 2.1372e-06 | 0 | 0% | 0% | 8 | 27 | 21 | 1.6987e-06 | 2.1209e-06 | 0 | 0% | 0%
8 | 27 | 22 | 1.277e-07 | 1.6067e-07 | 0 | 0% | 0% | 8 | 27 | 22 | 1.277e-07 | 1.5945e-07 | 0 | 0% | 0%
8 | 27 | 23 | 6.3979e-09 | 8.0496e-09 | 0 | 0% | 0% | 8 | 27 | 23 | 6.3979e-09 | 7.9884e-09 | 0 | 0% | 0%
8 | 28 | 0 | 7.5946e-10 | 9.5552e-10 | 0 | 0% | 0% | 8 | 28 | 0 | 7.5946e-10 | 9.4825e-10 | 0 | 0% | 0%
8 | 28 | 1 | 0 | 0 | 0 | 0% | 0% | 8 | 28 | 1 | 0 | 0 | 0 | 0% | 0%
8 | 28 | 2 | 0 | 0 | 0 | 0% | 0% | 8 | 28 | 2 | 0 | 0 | 0 | 0% | 0%
8 | 28 | 3 | 0 | 0 | 0 | 0% | 0% | 8 | 28 | 3 | 0 | 0 | 0 | 0% | 0%
8 | 28 | 4 | 0 | 0 | 0 | 0% | 0% | 8 | 28 | 4 | 0 | 0 | 0 | 0% | 0%
8 | 28 | 5 | 0 | 0 | 0 | 0% | 0% | 8 | 28 | 5 | 0 | 0 | 0 | 0% | 0%
8 | 28 | 6 | 0 | 0 | 11.1756 | 1.118% | 0% | 8 | 28 | 6 | 0 | 0 | 11.1756 | 1.118% | 0%
8 | 28 | 7 | 0 | 0 | 154.8192 | 15.48% | 0% | 8 | 28 | 7 | 0 | 0 | 154.8192 | 15.48% | 0%
8 | 28 | 8 | 8.0156e-09 | 1.0085e-08 | 360.9828 | 36.1% | 3.64e-07% | 8 | 28 | 8 | 8.1516e-09 | 1.0178e-08 | 360.9828 | 36.1% | 3.674e-07%
8 | 28 | 9 | 1.6963e-07 | 2.1343e-07 | 545.6868 | 54.57% | 1.165e-05% | 8 | 28 | 9 | 1.7483e-07 | 2.1828e-07 | 545.6868 | 54.57% | 1.191e-05%
8 | 28 | 10 | 9.8063e-07 | 1.2338e-06 | 682.3608 | 68.24% | 8.419e-05% | 8 | 28 | 10 | 1.0152e-06 | 1.2675e-06 | 682.3608 | 68.24% | 8.649e-05%
8 | 28 | 11 | 3.5718e-06 | 4.4939e-06 | 763.8324 | 76.38% | 0.0003433% | 8 | 28 | 11 | 3.6661e-06 | 4.5774e-06 | 763.8324 | 76.38% | 0.0003496%
8 | 28 | 12 | 1.1454e-05 | 1.4411e-05 | 701.0088 | 70.1% | 0.00101% | 8 | 28 | 12 | 1.1817e-05 | 1.4755e-05 | 701.0088 | 70.1% | 0.001034%
8 | 28 | 13 | 2.4368e-05 | 3.0659e-05 | 641.25 | 64.12% | 0.001966% | 8 | 28 | 13 | 2.4983e-05 | 3.1193e-05 | 641.25 | 64.12% | 0.002%
8 | 28 | 14 | 4.8862e-05 | 6.1476e-05 | 649.1316 | 64.91% | 0.003991% | 8 | 28 | 14 | 5.0053e-05 | 6.2495e-05 | 649.1316 | 64.91% | 0.004057%
8 | 28 | 15 | 0.00010053 | 0.00012649 | 523.8468 | 52.38% | 0.006626% | 8 | 28 | 15 | 0.0001017 | 0.00012699 | 523.8468 | 52.38% | 0.006652%
8 | 28 | 16 | 0.00010759 | 0.00013536 | 135.0504 | 13.51% | 0.001828% | 8 | 28 | 16 | 0.0001082 | 0.00013509 | 135.0504 | 13.51% | 0.001824%
8 | 28 | 17 | 6.3618e-05 | 8.0041e-05 | 116.6616 | 11.67% | 0.0009338% | 8 | 28 | 17 | 6.3984e-05 | 7.989e-05 | 116.6616 | 11.67% | 0.000932%
8 | 28 | 18 | 2.0269e-05 | 2.5502e-05 | 34.0932 | 3.409% | 8.694e-05% | 8 | 28 | 18 | 2.0269e-05 | 2.5308e-05 | 34.0932 | 3.409% | 8.628e-05%
8 | 28 | 19 | 1.0432e-05 | 1.3125e-05 | 0 | 0% | 0% | 8 | 28 | 19 | 1.0432e-05 | 1.3025e-05 | 0 | 0% | 0%
8 | 28 | 20 | 5.0748e-06 | 6.3848e-06 | 0 | 0% | 0% | 8 | 28 | 20 | 5.0748e-06 | 6.3363e-06 | 0 | 0% | 0%
8 | 28 | 21 | 1.007e-06 | 1.2669e-06 | 0 | 0% | 0% | 8 | 28 | 21 | 1.007e-06 | 1.2573e-06 | 0 | 0% | 0%
8 | 28 | 22 | 7.2384e-08 | 9.107e-08 | 0 | 0% | 0% | 8 | 28 | 22 | 7.2384e-08 | 9.0377e-08 | 0 | 0% | 0%
8 | 28 | 23 | 3.1787e-09 | 3.9992e-09 | 0 | 0% | 0% | 8 | 28 | 23 | 3.1787e-09 | 3.9688e-09 | 0 | 0% | 0%
8 | 29 | 0 | 0 | 0 | 0 | 0% | 0% | 8 | 29 | 0 | 0 | 0 | 0 | 0% | 0%
8 | 29 | 1 | 0 | 0 | 0 | 0% | 0% | 8 | 29 | 1 | 0 | 0 | 0 | 0% | 0%
8 | 29 | 2 | 0 | 0 | 0 | 0% | 0% | 8 | 29 | 2 | 0 | 0 | 0 | 0% | 0%
8 | 29 | 3 | 0 | 0 | 0 | 0% | 0% | 8 | 29 | 3 | 0 | 0 | 0 | 0% | 0%
8 | 29 | 4 | 0 | 0 | 0 | 0% | 0% | 8 | 29 | 4 | 0 | 0 | 0 | 0% | 0%
8 | 29 | 5 | 0 | 0 | 0 | 0% | 0% | 8 | 29 | 5 | 0 | 0 | 0 | 0% | 0%
8 | 29 | 6 | 0 | 0 | 9.2004 | 0.92% | 0% | 8 | 29 | 6 | 0 | 0 | 9.2004 | 0.92% | 0%
8 | 29 | 7 | 0 | 0 | 145.416 | 14.54% | 0% | 8 | 29 | 7 | 0 | 0 | 145.416 | 14.54% | 0%
8 | 29 | 8 | 1.9715e-09 | 2.4805e-09 | 342.69 | 34.27% | 8.5e-08% | 8 | 29 | 8 | 2.0072e-09 | 2.5061e-09 | 342.69 | 34.27% | 8.588e-08%
8 | 29 | 9 | 5.1648e-08 | 6.4981e-08 | 517.0956 | 51.71% | 3.36e-06% | 8 | 29 | 9 | 5.2919e-08 | 6.6073e-08 | 517.0956 | 51.71% | 3.417e-06%
8 | 29 | 10 | 5.8195e-07 | 7.3218e-07 | 646.284 | 64.63% | 4.732e-05% | 8 | 29 | 10 | 5.9884e-07 | 7.477e-07 | 646.284 | 64.63% | 4.832e-05%
8 | 29 | 11 | 4.2887e-06 | 5.3958e-06 | 725.9388 | 72.59% | 0.0003917% | 8 | 29 | 11 | 4.4647e-06 | 5.5745e-06 | 725.9388 | 72.59% | 0.0004047%
8 | 29 | 12 | 1.5466e-05 | 1.9458e-05 | 600.7344 | 60.07% | 0.001169% | 8 | 29 | 12 | 1.6048e-05 | 2.0037e-05 | 600.7344 | 60.07% | 0.001204%
8 | 29 | 13 | 4.8588e-05 | 6.1131e-05 | 343.644 | 34.36% | 0.002101% | 8 | 29 | 13 | 5.0068e-05 | 6.2515e-05 | 343.644 | 34.36% | 0.002148%
8 | 29 | 14 | 9.1501e-05 | 0.00011512 | 365.8404 | 36.58% | 0.004212% | 8 | 29 | 14 | 9.3713e-05 | 0.00011701 | 365.8404 | 36.58% | 0.004281%
8 | 29 | 15 | 0.00019092 | 0.0002402 | 167.9016 | 16.79% | 0.004033% | 8 | 29 | 15 | 0.00019406 | 0.0002423 | 167.9016 | 16.79% | 0.004068%
8 | 29 | 16 | 0.00017121 | 0.00021541 | 407.6448 | 40.76% | 0.008781% | 8 | 29 | 16 | 0.00017215 | 0.00021494 | 407.6448 | 40.76% | 0.008762%
8 | 29 | 17 | 0.00014149 | 0.00017802 | 218.0844 | 21.81% | 0.003882% | 8 | 29 | 17 | 0.00014149 | 0.00017667 | 218.0844 | 21.81% | 0.003853%
8 | 29 | 18 | 3.9674e-05 | 4.9916e-05 | 52.7304 | 5.273% | 0.0002632% | 8 | 29 | 18 | 3.9674e-05 | 4.9537e-05 | 52.7304 | 5.273% | 0.0002612%
8 | 29 | 19 | 2.1443e-05 | 2.6979e-05 | 0 | 0% | 0% | 8 | 29 | 19 | 2.1443e-05 | 2.6773e-05 | 0 | 0% | 0%
8 | 29 | 20 | 1.1513e-05 | 1.4485e-05 | 0 | 0% | 0% | 8 | 29 | 20 | 1.1513e-05 | 1.4375e-05 | 0 | 0% | 0%
8 | 29 | 21 | 1.1718e-06 | 1.4743e-06 | 0 | 0% | 0% | 8 | 29 | 21 | 1.1718e-06 | 1.4631e-06 | 0 | 0% | 0%
8 | 29 | 22 | 5.6369e-08 | 7.092e-08 | 0 | 0% | 0% | 8 | 29 | 22 | 5.6369e-08 | 7.0381e-08 | 0 | 0% | 0%
8 | 29 | 23 | 2.3364e-09 | 2.9395e-09 | 0 | 0% | 0% | 8 | 29 | 23 | 2.3364e-09 | 2.9171e-09 | 0 | 0% | 0%
8 | 30 | 0 | 0 | 0 | 0 | 0% | 0% | 8 | 30 | 0 | 0 | 0 | 0 | 0% | 0%
8 | 30 | 1 | 0 | 0 | 0 | 0% | 0% | 8 | 30 | 1 | 0 | 0 | 0 | 0% | 0%
8 | 30 | 2 | 0 | 0 | 0 | 0% | 0% | 8 | 30 | 2 | 0 | 0 | 0 | 0% | 0%
8 | 30 | 3 | 0 | 0 | 0 | 0% | 0% | 8 | 30 | 3 | 0 | 0 | 0 | 0% | 0%
8 | 30 | 4 | 0 | 0 | 0 | 0% | 0% | 8 | 30 | 4 | 0 | 0 | 0 | 0% | 0%
8 | 30 | 5 | 1.1718e-10 | 1.4743e-10 | 0 | 0% | 0% | 8 | 30 | 5 | 1.1718e-10 | 1.4631e-10 | 0 | 0% | 0%
8 | 30 | 6 | 3.1529e-09 | 3.9668e-09 | 10.176 | 1.018% | 4.037e-09% | 8 | 30 | 6 | 3.1529e-09 | 3.9366e-09 | 10.176 | 1.018% | 4.006e-09%
8 | 30 | 7 | 1.0756e-08 | 1.3533e-08 | 145.7676 | 14.58% | 1.973e-07% | 8 | 30 | 7 | 1.0756e-08 | 1.343e-08 | 145.7676 | 14.58% | 1.958e-07%
8 | 30 | 8 | 5.596e-08 | 7.0406e-08 | 345.8496 | 34.58% | 2.435e-06% | 8 | 30 | 8 | 5.6413e-08 | 7.0437e-08 | 345.8496 | 34.58% | 2.436e-06%
8 | 30 | 9 | 1.8563e-07 | 2.3355e-07 | 536.4012 | 53.64% | 1.253e-05% | 8 | 30 | 9 | 1.8983e-07 | 2.3702e-07 | 536.4012 | 53.64% | 1.271e-05%
8 | 30 | 10 | 4.8352e-07 | 6.0834e-07 | 676.7148 | 67.67% | 4.117e-05% | 8 | 30 | 10 | 4.9732e-07 | 6.2094e-07 | 676.7148 | 67.67% | 4.202e-05%
8 | 30 | 11 | 9.7378e-07 | 1.2252e-06 | 763.3632 | 76.34% | 9.352e-05% | 8 | 30 | 11 | 1.0015e-06 | 1.2505e-06 | 763.3632 | 76.34% | 9.546e-05%
8 | 30 | 12 | 1.8031e-06 | 2.2685e-06 | 778.3968 | 77.84% | 0.0001766% | 8 | 30 | 12 | 1.8807e-06 | 2.3482e-06 | 778.3968 | 77.84% | 0.0001828%
8 | 30 | 13 | 3.8371e-06 | 4.8276e-06 | 765.9828 | 76.6% | 0.0003698% | 8 | 30 | 13 | 3.9639e-06 | 4.9492e-06 | 765.9828 | 76.6% | 0.0003791%
8 | 30 | 14 | 5.7153e-06 | 7.1908e-06 | 699.8172 | 69.98% | 0.0005032% | 8 | 30 | 14 | 5.789e-06 | 7.228e-06 | 699.8172 | 69.98% | 0.0005058%
8 | 30 | 15 | 9.7501e-06 | 1.2267e-05 | 591.966 | 59.2% | 0.0007262% | 8 | 30 | 15 | 9.8737e-06 | 1.2328e-05 | 591.966 | 59.2% | 0.0007298%
8 | 30 | 16 | 8.8553e-06 | 1.1141e-05 | 430.0236 | 43% | 0.0004791% | 8 | 30 | 16 | 8.8553e-06 | 1.1057e-05 | 430.0236 | 43% | 0.0004755%
8 | 30 | 17 | 5.4615e-06 | 6.8713e-06 | 231.348 | 23.13% | 0.000159% | 8 | 30 | 17 | 5.4615e-06 | 6.8191e-06 | 231.348 | 23.13% | 0.0001578%
8 | 30 | 18 | 1.891e-06 | 2.3791e-06 | 51.6624 | 5.166% | 1.229e-05% | 8 | 30 | 18 | 1.891e-06 | 2.361e-06 | 51.6624 | 5.166% | 1.22e-05%
8 | 30 | 19 | 1.212e-06 | 1.5248e-06 | 0 | 0% | 0% | 8 | 30 | 19 | 1.212e-06 | 1.5132e-06 | 0 | 0% | 0%
8 | 30 | 20 | 5.898e-07 | 7.4206e-07 | 0 | 0% | 0% | 8 | 30 | 20 | 5.898e-07 | 7.3642e-07 | 0 | 0% | 0%
8 | 30 | 21 | 2.7214e-08 | 3.424e-08 | 0 | 0% | 0% | 8 | 30 | 21 | 2.7214e-08 | 3.398e-08 | 0 | 0% | 0%
8 | 30 | 22 | 1.1333e-09 | 1.4258e-09 | 0 | 0% | 0% | 8 | 30 | 22 | 1.1333e-09 | 1.415e-09 | 0 | 0% | 0%
8 | 30 | 23 | 0 | 0 | 0 | 0% | 0% | 8 | 30 | 23 | 0 | 0 | 0 | 0% | 0%
8 | 31 | 0 | 0 | 0 | 0 | 0% | 0% | 8 | 31 | 0 | 0 | 0 | 0 | 0% | 0%
8 | 31 | 1 | 0 | 0 | 0 | 0% | 0% | 8 | 31 | 1 | 0 | 0 | 0 | 0% | 0%
8 | 31 | 2 | 0 | 0 | 0 | 0% | 0% | 8 | 31 | 2 | 0 | 0 | 0 | 0% | 0%
8 | 31 | 3 | 0 | 0 | 0 | 0% | 0% | 8 | 31 | 3 | 0 | 0 | 0 | 0% | 0%
8 | 31 | 4 | 0 | 0 | 0 | 0% | 0% | 8 | 31 | 4 | 0 | 0 | 0 | 0% | 0%
8 | 31 | 5 | 0 | 0 | 0 | 0% | 0% | 8 | 31 | 5 | 0 | 0 | 0 | 0% | 0%
8 | 31 | 6 | 1.0467e-09 | 1.3169e-09 | 6.762 | 0.6762% | 8.905e-10% | 8 | 31 | 6 | 1.0467e-09 | 1.3068e-09 | 6.762 | 0.6762% | 8.837e-10%
8 | 31 | 7 | 2.7593e-09 | 3.4716e-09 | 150.8904 | 15.09% | 5.238e-08% | 8 | 31 | 7 | 2.7593e-09 | 3.4452e-09 | 150.8904 | 15.09% | 5.198e-08%
8 | 31 | 8 | 1.3633e-08 | 1.7153e-08 | 279.4188 | 27.94% | 4.793e-07% | 8 | 31 | 8 | 1.3851e-08 | 1.7294e-08 | 279.4188 | 27.94% | 4.832e-07%
8 | 31 | 9 | 5.9131e-08 | 7.4396e-08 | 478.5264 | 47.85% | 3.56e-06% | 8 | 31 | 9 | 6.0502e-08 | 7.5542e-08 | 478.5264 | 47.85% | 3.615e-06%
8 | 31 | 10 | 1.7489e-07 | 2.2004e-07 | 702.7704 | 70.28% | 1.546e-05% | 8 | 31 | 10 | 1.7879e-07 | 2.2323e-07 | 702.7704 | 70.28% | 1.569e-05%
8 | 31 | 11 | 5.574e-07 | 7.0129e-07 | 765.2664 | 76.53% | 5.367e-05% | 8 | 31 | 11 | 5.6969e-07 | 7.113e-07 | 765.2664 | 76.53% | 5.443e-05%
8 | 31 | 12 | 2.227e-06 | 2.8019e-06 | 793.3092 | 79.33% | 0.0002223% | 8 | 31 | 12 | 2.2572e-06 | 2.8182e-06 | 793.3092 | 79.33% | 0.0002236%
8 | 31 | 13 | 7.6875e-06 | 9.672e-06 | 773.34 | 77.33% | 0.000748% | 8 | 31 | 13 | 7.785e-06 | 9.7203e-06 | 773.34 | 77.33% | 0.0007517%
8 | 31 | 14 | 1.9773e-05 | 2.4877e-05 | 709.7064 | 70.97% | 0.001766% | 8 | 31 | 14 | 2.0029e-05 | 2.5008e-05 | 709.7064 | 70.97% | 0.001775%
8 | 31 | 15 | 7.8483e-05 | 9.8744e-05 | 380.9292 | 38.09% | 0.003761% | 8 | 31 | 15 | 7.8936e-05 | 9.8558e-05 | 380.9292 | 38.09% | 0.003754%
8 | 31 | 16 | 0.00019831 | 0.00024951 | 374.3736 | 37.44% | 0.009341% | 8 | 31 | 16 | 0.00019831 | 0.00024761 | 374.3736 | 37.44% | 0.00927%
8 | 31 | 17 | 0.00011915 | 0.00014991 | 171.708 | 17.17% | 0.002574% | 8 | 31 | 17 | 0.00011915 | 0.00014877 | 171.708 | 17.17% | 0.002555%
8 | 31 | 18 | 4.065e-05 | 5.1144e-05 | 46.5012 | 4.65% | 0.0002378% | 8 | 31 | 18 | 4.065e-05 | 5.0755e-05 | 46.5012 | 4.65% | 0.000236%
8 | 31 | 19 | 2.6833e-05 | 3.3759e-05 | 0 | 0% | 0% | 8 | 31 | 19 | 2.6833e-05 | 3.3503e-05 | 0 | 0% | 0%
8 | 31 | 20 | 8.4564e-06 | 1.0639e-05 | 0 | 0% | 0% | 8 | 31 | 20 | 8.4564e-06 | 1.0559e-05 | 0 | 0% | 0%
8 | 31 | 21 | 3.4442e-07 | 4.3333e-07 | 0 | 0% | 0% | 8 | 31 | 21 | 3.4442e-07 | 4.3003e-07 | 0 | 0% | 0%
8 | 31 | 22 | 2.7422e-08 | 3.4501e-08 | 0 | 0% | 0% | 8 | 31 | 22 | 2.7422e-08 | 3.4239e-08 | 0 | 0% | 0%
8 | 31 | 23 | 6.4897e-10 | 8.1651e-10 | 0 | 0% | 0% | 8 | 31 | 23 | 6.4897e-10 | 8.103e-10 | 0 | 0% | 0%
9 | 1 | 0 | 1.2667e-09 | 1.5938e-09 | 0 | 0% | 0% | 9 | 1 | 0 | 1.2667e-09 | 1.5816e-09 | 0 | 0% | 0%
9 | 1 | 1 | 0 | 0 | 0 | 0% | 0% | 9 | 1 | 1 | 0 | 0 | 0 | 0% | 0%
9 | 1 | 2 | 0 | 0 | 0 | 0% | 0% | 9 | 1 | 2 | 0 | 0 | 0 | 0% | 0%
9 | 1 | 3 | 0 | 0 | 0 | 0% | 0% | 9 | 1 | 3 | 0 | 0 | 0 | 0% | 0%
9 | 1 | 4 | 0 | 0 | 0 | 0% | 0% | 9 | 1 | 4 | 0 | 0 | 0 | 0% | 0%
9 | 1 | 5 | 2.0573e-09 | 2.5884e-09 | 0 | 0% | 0% | 9 | 1 | 5 | 2.0573e-09 | 2.5687e-09 | 0 | 0% | 0%
9 | 1 | 6 | 1.0167e-08 | 1.2791e-08 | 7.7364 | 0.7736% | 9.896e-09% | 9 | 1 | 6 | 1.0167e-08 | 1.2694e-08 | 7.7364 | 0.7736% | 9.82e-09%
9 | 1 | 7 | 3.4189e-08 | 4.3015e-08 | 143.8764 | 14.39% | 6.189e-07% | 9 | 1 | 7 | 3.445e-08 | 4.3014e-08 | 143.8764 | 14.39% | 6.189e-07%
9 | 1 | 8 | 1.6173e-07 | 2.0348e-07 | 345.426 | 34.54% | 7.029e-06% | 9 | 1 | 8 | 1.6415e-07 | 2.0495e-07 | 345.426 | 34.54% | 7.079e-06%
9 | 1 | 9 | 8.5789e-07 | 1.0794e-06 | 518.1924 | 51.82% | 5.593e-05% | 9 | 1 | 9 | 8.7554e-07 | 1.0932e-06 | 518.1924 | 51.82% | 5.665e-05%
9 | 1 | 10 | 5.6784e-06 | 7.1443e-06 | 645.6372 | 64.56% | 0.0004613% | 9 | 1 | 10 | 5.8296e-06 | 7.2787e-06 | 645.6372 | 64.56% | 0.0004699%
9 | 1 | 11 | 4.0011e-05 | 5.034e-05 | 744.2676 | 74.43% | 0.003747% | 9 | 1 | 11 | 4.0993e-05 | 5.1183e-05 | 744.2676 | 74.43% | 0.003809%
9 | 1 | 12 | 0.00025758 | 0.00032407 | 357.8064 | 35.78% | 0.0116% | 9 | 1 | 12 | 0.00026273 | 0.00032804 | 357.8064 | 35.78% | 0.01174%
9 | 1 | 13 | 0.0010052 | 0.0012647 | 92.2296 | 9.223% | 0.01166% | 9 | 1 | 13 | 0.0010245 | 0.0012792 | 92.2296 | 9.223% | 0.0118%
9 | 1 | 14 | 0.0023085 | 0.0029045 | 258.6072 | 25.86% | 0.07511% | 9 | 1 | 14 | 0.0023436 | 0.0029262 | 258.6072 | 25.86% | 0.07567%
9 | 1 | 15 | 0.002778 | 0.0034951 | 404.0544 | 40.41% | 0.1412% | 9 | 1 | 15 | 0.0028023 | 0.0034989 | 404.0544 | 40.41% | 0.1414%
9 | 1 | 16 | 0.0024742 | 0.0031129 | 323.3196 | 32.33% | 0.1006% | 9 | 1 | 16 | 0.002486 | 0.003104 | 323.3196 | 32.33% | 0.1004%
9 | 1 | 17 | 0.00108 | 0.0013588 | 134.2152 | 13.42% | 0.01824% | 9 | 1 | 17 | 0.00108 | 0.0013485 | 134.2152 | 13.42% | 0.0181%
9 | 1 | 18 | 0.00018577 | 0.00023373 | 42.9012 | 4.29% | 0.001003% | 9 | 1 | 18 | 0.00018577 | 0.00023195 | 42.9012 | 4.29% | 0.0009951%
9 | 1 | 19 | 0.00010872 | 0.00013679 | 0 | 0% | 0% | 9 | 1 | 19 | 0.00010872 | 0.00013575 | 0 | 0% | 0%
9 | 1 | 20 | 2.5963e-05 | 3.2665e-05 | 0 | 0% | 0% | 9 | 1 | 20 | 2.5963e-05 | 3.2417e-05 | 0 | 0% | 0%
9 | 1 | 21 | 2.3516e-06 | 2.9587e-06 | 0 | 0% | 0% | 9 | 1 | 21 | 2.3516e-06 | 2.9362e-06 | 0 | 0% | 0%
9 | 1 | 22 | 2.1364e-07 | 2.6879e-07 | 0 | 0% | 0% | 9 | 1 | 22 | 2.1364e-07 | 2.6674e-07 | 0 | 0% | 0%
9 | 1 | 23 | 2.8663e-08 | 3.6062e-08 | 0 | 0% | 0% | 9 | 1 | 23 | 2.8663e-08 | 3.5788e-08 | 0 | 0% | 0%
9 | 2 | 0 | 2.3167e-09 | 2.9147e-09 | 0 | 0% | 0% | 9 | 2 | 0 | 2.3167e-09 | 2.8925e-09 | 0 | 0% | 0%
9 | 2 | 1 | 0 | 0 | 0 | 0% | 0% | 9 | 2 | 1 | 0 | 0 | 0 | 0% | 0%
9 | 2 | 2 | 0 | 0 | 0 | 0% | 0% | 9 | 2 | 2 | 0 | 0 | 0 | 0% | 0%
9 | 2 | 3 | 0 | 0 | 0 | 0% | 0% | 9 | 2 | 3 | 0 | 0 | 0 | 0% | 0%
9 | 2 | 4 | 0 | 0 | 0 | 0% | 0% | 9 | 2 | 4 | 0 | 0 | 0 | 0% | 0%
9 | 2 | 5 | 3.5743e-09 | 4.497e-09 | 0 | 0% | 0% | 9 | 2 | 5 | 3.5743e-09 | 4.4628e-09 | 0 | 0% | 0%
9 | 2 | 6 | 1.2957e-08 | 1.6302e-08 | 6.4992 | 0.6499% | 1.059e-08% | 9 | 2 | 6 | 1.2957e-08 | 1.6178e-08 | 6.4992 | 0.6499% | 1.051e-08%
9 | 2 | 7 | 4.5079e-08 | 5.6716e-08 | 140.5608 | 14.06% | 7.972e-07% | 9 | 2 | 7 | 4.5079e-08 | 5.6284e-08 | 140.5608 | 14.06% | 7.911e-07%
9 | 2 | 8 | 2.2188e-07 | 2.7915e-07 | 334.194 | 33.42% | 9.329e-06% | 9 | 2 | 8 | 2.251e-07 | 2.8106e-07 | 334.194 | 33.42% | 9.393e-06%
9 | 2 | 9 | 2.8982e-06 | 3.6463e-06 | 507.3312 | 50.73% | 0.000185% | 9 | 2 | 9 | 2.9551e-06 | 3.6897e-06 | 507.3312 | 50.73% | 0.0001872%
9 | 2 | 10 | 1.4046e-05 | 1.7672e-05 | 633.6516 | 63.37% | 0.00112% | 9 | 2 | 10 | 1.4394e-05 | 1.7972e-05 | 633.6516 | 63.37% | 0.001139%
9 | 2 | 11 | 5.379e-05 | 6.7676e-05 | 710.6232 | 71.06% | 0.004809% | 9 | 2 | 11 | 5.4744e-05 | 6.8353e-05 | 710.6232 | 71.06% | 0.004857%
9 | 2 | 12 | 0.00022248 | 0.00027992 | 739.2696 | 73.93% | 0.02069% | 9 | 2 | 12 | 0.00022608 | 0.00028228 | 739.2696 | 73.93% | 0.02087%
9 | 2 | 13 | 0.00091895 | 0.0011562 | 706.6968 | 70.67% | 0.08171% | 9 | 2 | 13 | 0.00093299 | 0.0011649 | 706.6968 | 70.67% | 0.08232%
9 | 2 | 14 | 0.0019379 | 0.0024381 | 647.3292 | 64.73% | 0.1578% | 9 | 2 | 14 | 0.0019573 | 0.0024438 | 647.3292 | 64.73% | 0.1582%
9 | 2 | 15 | 0.002319 | 0.0029177 | 538.9476 | 53.89% | 0.1572% | 9 | 2 | 15 | 0.0023431 | 0.0029255 | 538.9476 | 53.89% | 0.1577%
9 | 2 | 16 | 0.0016427 | 0.0020668 | 323.0568 | 32.31% | 0.06677% | 9 | 2 | 16 | 0.0016498 | 0.0020599 | 323.0568 | 32.31% | 0.06655%
9 | 2 | 17 | 0.00046819 | 0.00058905 | 164.9256 | 16.49% | 0.009715% | 9 | 2 | 17 | 0.00046819 | 0.00058457 | 164.9256 | 16.49% | 0.009641%
9 | 2 | 18 | 8.5291e-05 | 0.00010731 | 43.7544 | 4.375% | 0.0004695% | 9 | 2 | 18 | 8.5291e-05 | 0.00010649 | 43.7544 | 4.375% | 0.000466%
9 | 2 | 19 | 5.6286e-05 | 7.0817e-05 | 0 | 0% | 0% | 9 | 2 | 19 | 5.6286e-05 | 7.0278e-05 | 0 | 0% | 0%
9 | 2 | 20 | 1.8788e-05 | 2.3638e-05 | 0 | 0% | 0% | 9 | 2 | 20 | 1.8788e-05 | 2.3458e-05 | 0 | 0% | 0%
9 | 2 | 21 | 1.3397e-06 | 1.6855e-06 | 0 | 0% | 0% | 9 | 2 | 21 | 1.3397e-06 | 1.6727e-06 | 0 | 0% | 0%
9 | 2 | 22 | 1.845e-07 | 2.3213e-07 | 0 | 0% | 0% | 9 | 2 | 22 | 1.845e-07 | 2.3036e-07 | 0 | 0% | 0%
9 | 2 | 23 | 2.8236e-08 | 3.5525e-08 | 0 | 0% | 0% | 9 | 2 | 23 | 2.8236e-08 | 3.5255e-08 | 0 | 0% | 0%
9 | 3 | 0 | 3.8517e-09 | 4.8461e-09 | 0 | 0% | 0% | 9 | 3 | 0 | 3.8517e-09 | 4.8092e-09 | 0 | 0% | 0%
9 | 3 | 1 | 6.5088e-10 | 8.189e-10 | 0 | 0% | 0% | 9 | 3 | 1 | 6.5088e-10 | 8.1267e-10 | 0 | 0% | 0%
9 | 3 | 2 | 0 | 0 | 0 | 0% | 0% | 9 | 3 | 2 | 0 | 0 | 0 | 0% | 0%
9 | 3 | 3 | 0 | 0 | 0 | 0% | 0% | 9 | 3 | 3 | 0 | 0 | 0 | 0% | 0%
9 | 3 | 4 | 0 | 0 | 0 | 0% | 0% | 9 | 3 | 4 | 0 | 0 | 0 | 0% | 0%
9 | 3 | 5 | 6.9883e-09 | 8.7923e-09 | 0 | 0% | 0% | 9 | 3 | 5 | 6.9883e-09 | 8.7255e-09 | 0 | 0% | 0%
9 | 3 | 6 | 2.6743e-08 | 3.3647e-08 | 4.5672 | 0.4567% | 1.537e-08% | 9 | 3 | 6 | 2.6743e-08 | 3.3391e-08 | 4.5672 | 0.4567% | 1.525e-08%
9 | 3 | 7 | 7.9514e-08 | 1.0004e-07 | 136.5996 | 13.66% | 1.367e-06% | 9 | 3 | 7 | 7.9514e-08 | 9.928e-08 | 136.5996 | 13.66% | 1.356e-06%
9 | 3 | 8 | 1.9147e-07 | 2.409e-07 | 328.7712 | 32.88% | 7.92e-06% | 9 | 3 | 8 | 1.9425e-07 | 2.4253e-07 | 328.7712 | 32.88% | 7.974e-06%
9 | 3 | 9 | 4.073e-07 | 5.1245e-07 | 501.552 | 50.16% | 2.57e-05% | 9 | 3 | 9 | 4.1582e-07 | 5.1919e-07 | 501.552 | 50.16% | 2.604e-05%
9 | 3 | 10 | 6.0943e-07 | 7.6675e-07 | 636.0468 | 63.6% | 4.877e-05% | 9 | 3 | 10 | 6.2673e-07 | 7.8252e-07 | 636.0468 | 63.6% | 4.977e-05%
9 | 3 | 11 | 1.6847e-06 | 2.1196e-06 | 712.02 | 71.2% | 0.0001509% | 9 | 3 | 11 | 1.7444e-06 | 2.178e-06 | 712.02 | 71.2% | 0.0001551%
9 | 3 | 12 | 2.2316e-06 | 2.8077e-06 | 736.1184 | 73.61% | 0.0002067% | 9 | 3 | 12 | 2.3067e-06 | 2.8801e-06 | 736.1184 | 73.61% | 0.000212%
9 | 3 | 13 | 3.5796e-06 | 4.5037e-06 | 711.4788 | 71.15% | 0.0003204% | 9 | 3 | 13 | 3.6757e-06 | 4.5894e-06 | 711.4788 | 71.15% | 0.0003265%
9 | 3 | 14 | 3.4871e-06 | 4.3873e-06 | 651.6948 | 65.17% | 0.0002859% | 9 | 3 | 14 | 3.5577e-06 | 4.4421e-06 | 651.6948 | 65.17% | 0.0002895%
9 | 3 | 15 | 4.7323e-06 | 5.9539e-06 | 543.6672 | 54.37% | 0.0003237% | 9 | 3 | 15 | 4.7918e-06 | 5.983e-06 | 543.6672 | 54.37% | 0.0003253%
9 | 3 | 16 | 2.0753e-06 | 2.611e-06 | 389.682 | 38.97% | 0.0001017% | 9 | 3 | 16 | 2.1038e-06 | 2.6268e-06 | 389.682 | 38.97% | 0.0001024%
9 | 3 | 17 | 6.6276e-07 | 8.3386e-07 | 205.7568 | 20.58% | 1.716e-05% | 9 | 3 | 17 | 6.6276e-07 | 8.2751e-07 | 205.7568 | 20.58% | 1.703e-05%
9 | 3 | 18 | 1.6282e-07 | 2.0485e-07 | 41.9052 | 4.191% | 8.584e-07% | 9 | 3 | 18 | 1.6282e-07 | 2.0329e-07 | 41.9052 | 4.191% | 8.519e-07%
9 | 3 | 19 | 6.3036e-08 | 7.9309e-08 | 0 | 0% | 0% | 9 | 3 | 19 | 6.3036e-08 | 7.8706e-08 | 0 | 0% | 0%
9 | 3 | 20 | 2.8455e-08 | 3.5801e-08 | 0 | 0% | 0% | 9 | 3 | 20 | 2.8455e-08 | 3.5528e-08 | 0 | 0% | 0%
9 | 3 | 21 | 5.9958e-09 | 7.5436e-09 | 0 | 0% | 0% | 9 | 3 | 21 | 5.9958e-09 | 7.4862e-09 | 0 | 0% | 0%
9 | 3 | 22 | 0 | 0 | 0 | 0% | 0% | 9 | 3 | 22 | 0 | 0 | 0 | 0% | 0%
9 | 3 | 23 | 0 | 0 | 0 | 0% | 0% | 9 | 3 | 23 | 0 | 0 | 0 | 0% | 0%
9 | 4 | 0 | 0 | 0 | 0 | 0% | 0% | 9 | 4 | 0 | 0 | 0 | 0 | 0% | 0%
9 | 4 | 1 | 0 | 0 | 0 | 0% | 0% | 9 | 4 | 1 | 0 | 0 | 0 | 0% | 0%
9 | 4 | 2 | 0 | 0 | 0 | 0% | 0% | 9 | 4 | 2 | 0 | 0 | 0 | 0% | 0%
9 | 4 | 3 | 0 | 0 | 0 | 0% | 0% | 9 | 4 | 3 | 0 | 0 | 0 | 0% | 0%
9 | 4 | 4 | 0 | 0 | 0 | 0% | 0% | 9 | 4 | 4 | 0 | 0 | 0 | 0% | 0%
9 | 4 | 5 | 0 | 0 | 0 | 0% | 0% | 9 | 4 | 5 | 0 | 0 | 0 | 0% | 0%
9 | 4 | 6 | 0 | 0 | 4.6272 | 0.4627% | 0% | 9 | 4 | 6 | 0 | 0 | 4.6272 | 0.4627% | 0%
9 | 4 | 7 | 0 | 0 | 138.2448 | 13.82% | 0% | 9 | 4 | 7 | 0 | 0 | 138.2448 | 13.82% | 0%
9 | 4 | 8 | 0 | 0 | 332.1048 | 33.21% | 0% | 9 | 4 | 8 | 0 | 0 | 332.1048 | 33.21% | 0%
9 | 4 | 9 | 0 | 0 | 505.8348 | 50.58% | 0% | 9 | 4 | 9 | 0 | 0 | 505.8348 | 50.58% | 0%
9 | 4 | 10 | 0 | 0 | 633.1068 | 63.31% | 0% | 9 | 4 | 10 | 0 | 0 | 633.1068 | 63.31% | 0%
9 | 4 | 11 | 0 | 0 | 709.2048 | 70.92% | 0% | 9 | 4 | 11 | 0 | 0 | 709.2048 | 70.92% | 0%
9 | 4 | 12 | 0 | 0 | 740.4 | 74.04% | 0% | 9 | 4 | 12 | 0 | 0 | 740.4 | 74.04% | 0%
9 | 4 | 13 | 0 | 0 | 726.756 | 72.68% | 0% | 9 | 4 | 13 | 0 | 0 | 726.756 | 72.68% | 0%
9 | 4 | 14 | 0 | 0 | 664.9932 | 66.5% | 0% | 9 | 4 | 14 | 0 | 0 | 664.9932 | 66.5% | 0%
9 | 4 | 15 | 5.7137e-10 | 7.1887e-10 | 560.1288 | 56.01% | 4.027e-08% | 9 | 4 | 15 | 5.7137e-10 | 7.134e-10 | 560.1288 | 56.01% | 3.996e-08%
9 | 4 | 16 | 1.4637e-09 | 1.8415e-09 | 345.7872 | 34.58% | 6.368e-08% | 9 | 4 | 16 | 1.4886e-09 | 1.8586e-09 | 345.7872 | 34.58% | 6.427e-08%
9 | 4 | 17 | 5.1487e-10 | 6.4778e-10 | 203.8656 | 20.39% | 1.321e-08% | 9 | 4 | 17 | 5.1487e-10 | 6.4285e-10 | 203.8656 | 20.39% | 1.311e-08%
9 | 4 | 18 | 0 | 0 | 40.026 | 4.003% | 0% | 9 | 4 | 18 | 0 | 0 | 40.026 | 4.003% | 0%
9 | 4 | 19 | 0 | 0 | 0 | 0% | 0% | 9 | 4 | 19 | 0 | 0 | 0 | 0% | 0%
9 | 4 | 20 | 0 | 0 | 0 | 0% | 0% | 9 | 4 | 20 | 0 | 0 | 0 | 0% | 0%
9 | 4 | 21 | 0 | 0 | 0 | 0% | 0% | 9 | 4 | 21 | 0 | 0 | 0 | 0% | 0%
9 | 4 | 22 | 0 | 0 | 0 | 0% | 0% | 9 | 4 | 22 | 0 | 0 | 0 | 0% | 0%
9 | 4 | 23 | 0 | 0 | 0 | 0% | 0% | 9 | 4 | 23 | 0 | 0 | 0 | 0% | 0%
9 | 5 | 0 | 0 | 0 | 0 | 0% | 0% | 9 | 5 | 0 | 0 | 0 | 0 | 0% | 0%
9 | 5 | 1 | 0 | 0 | 0 | 0% | 0% | 9 | 5 | 1 | 0 | 0 | 0 | 0% | 0%
9 | 5 | 2 | 0 | 0 | 0 | 0% | 0% | 9 | 5 | 2 | 0 | 0 | 0 | 0% | 0%
9 | 5 | 3 | 0 | 0 | 0 | 0% | 0% | 9 | 5 | 3 | 0 | 0 | 0 | 0% | 0%
9 | 5 | 4 | 0 | 0 | 0 | 0% | 0% | 9 | 5 | 4 | 0 | 0 | 0 | 0% | 0%
9 | 5 | 5 | 0 | 0 | 0 | 0% | 0% | 9 | 5 | 5 | 0 | 0 | 0 | 0% | 0%
9 | 5 | 6 | 0 | 0 | 5.7876 | 0.5788% | 0% | 9 | 5 | 6 | 0 | 0 | 5.7876 | 0.5788% | 0%
9 | 5 | 7 | 0 | 0 | 138.3648 | 13.84% | 0% | 9 | 5 | 7 | 0 | 0 | 138.3648 | 13.84% | 0%
9 | 5 | 8 | 0 | 0 | 342.7164 | 34.27% | 0% | 9 | 5 | 8 | 0 | 0 | 342.7164 | 34.27% | 0%
9 | 5 | 9 | 0 | 0 | 517.7448 | 51.77% | 0% | 9 | 5 | 9 | 0 | 0 | 517.7448 | 51.77% | 0%
9 | 5 | 10 | 0 | 0 | 642.3108 | 64.23% | 0% | 9 | 5 | 10 | 0 | 0 | 642.3108 | 64.23% | 0%
9 | 5 | 11 | 0 | 0 | 715.488 | 71.55% | 0% | 9 | 5 | 11 | 0 | 0 | 715.488 | 71.55% | 0%
9 | 5 | 12 | 0 | 0 | 774.522 | 77.45% | 0% | 9 | 5 | 12 | 0 | 0 | 774.522 | 77.45% | 0%
9 | 5 | 13 | 0 | 0 | 750.0468 | 75% | 0% | 9 | 5 | 13 | 0 | 0 | 750.0468 | 75% | 0%
9 | 5 | 14 | 0 | 0 | 684.4164 | 68.44% | 0% | 9 | 5 | 14 | 0 | 0 | 684.4164 | 68.44% | 0%
9 | 5 | 15 | 5.3671e-10 | 6.7527e-10 | 385.1976 | 38.52% | 2.601e-08% | 9 | 5 | 15 | 5.6163e-10 | 7.0124e-10 | 385.1976 | 38.52% | 2.701e-08%
9 | 5 | 16 | 2.2588e-09 | 2.8419e-09 | 30.2508 | 3.025% | 8.597e-09% | 9 | 5 | 16 | 2.2588e-09 | 2.8203e-09 | 30.2508 | 3.025% | 8.532e-09%
9 | 5 | 17 | 1.8458e-09 | 2.3223e-09 | 183.5316 | 18.35% | 4.262e-08% | 9 | 5 | 17 | 1.8458e-09 | 2.3046e-09 | 183.5316 | 18.35% | 4.23e-08%
9 | 5 | 18 | 0 | 0 | 33.0024 | 3.3% | 0% | 9 | 5 | 18 | 0 | 0 | 33.0024 | 3.3% | 0%
9 | 5 | 19 | 0 | 0 | 0 | 0% | 0% | 9 | 5 | 19 | 0 | 0 | 0 | 0% | 0%
9 | 5 | 20 | 0 | 0 | 0 | 0% | 0% | 9 | 5 | 20 | 0 | 0 | 0 | 0% | 0%
9 | 5 | 21 | 0 | 0 | 0 | 0% | 0% | 9 | 5 | 21 | 0 | 0 | 0 | 0% | 0%
9 | 5 | 22 | 0 | 0 | 0 | 0% | 0% | 9 | 5 | 22 | 0 | 0 | 0 | 0% | 0%
9 | 5 | 23 | 0 | 0 | 0 | 0% | 0% | 9 | 5 | 23 | 0 | 0 | 0 | 0% | 0%
9 | 6 | 0 | 0 | 0 | 0 | 0% | 0% | 9 | 6 | 0 | 0 | 0 | 0 | 0% | 0%
9 | 6 | 1 | 0 | 0 | 0 | 0% | 0% | 9 | 6 | 1 | 0 | 0 | 0 | 0% | 0%
9 | 6 | 2 | 0 | 0 | 0 | 0% | 0% | 9 | 6 | 2 | 0 | 0 | 0 | 0% | 0%
9 | 6 | 3 | 0 | 0 | 0 | 0% | 0% | 9 | 6 | 3 | 0 | 0 | 0 | 0% | 0%
9 | 6 | 4 | 0 | 0 | 0 | 0% | 0% | 9 | 6 | 4 | 0 | 0 | 0 | 0% | 0%
9 | 6 | 5 | 0 | 0 | 0 | 0% | 0% | 9 | 6 | 5 | 0 | 0 | 0 | 0% | 0%
9 | 6 | 6 | 0 | 0 | 4.4232 | 0.4423% | 0% | 9 | 6 | 6 | 0 | 0 | 4.4232 | 0.4423% | 0%
9 | 6 | 7 | 0 | 0 | 140.7048 | 14.07% | 0% | 9 | 6 | 7 | 0 | 0 | 140.7048 | 14.07% | 0%
9 | 6 | 8 | 0 | 0 | 350.3712 | 35.04% | 0% | 9 | 6 | 8 | 0 | 0 | 350.3712 | 35.04% | 0%
9 | 6 | 9 | 0 | 0 | 518.6868 | 51.87% | 0% | 9 | 6 | 9 | 0 | 0 | 518.6868 | 51.87% | 0%
9 | 6 | 10 | 0 | 0 | 640.3872 | 64.04% | 0% | 9 | 6 | 10 | 0 | 0 | 640.3872 | 64.04% | 0%
9 | 6 | 11 | 0 | 0 | 713.796 | 71.38% | 0% | 9 | 6 | 11 | 0 | 0 | 713.796 | 71.38% | 0%
9 | 6 | 12 | 1.2382e-09 | 1.5578e-09 | 739.5924 | 73.96% | 1.152e-07% | 9 | 6 | 12 | 1.2909e-09 | 1.6118e-09 | 739.5924 | 73.96% | 1.192e-07%
9 | 6 | 13 | 6.9472e-09 | 8.7406e-09 | 716.4588 | 71.65% | 6.262e-07% | 9 | 6 | 13 | 7.1654e-09 | 8.9466e-09 | 716.4588 | 71.65% | 6.41e-07%
9 | 6 | 14 | 3.1475e-08 | 3.96e-08 | 656.9412 | 65.69% | 2.601e-06% | 9 | 6 | 14 | 3.2189e-08 | 4.0191e-08 | 656.9412 | 65.69% | 2.64e-06%
9 | 6 | 15 | 8.0187e-08 | 1.0089e-07 | 550.2564 | 55.03% | 5.551e-06% | 9 | 6 | 15 | 8.0761e-08 | 1.0084e-07 | 550.2564 | 55.03% | 5.549e-06%
9 | 6 | 16 | 2.1232e-07 | 2.6713e-07 | 393.528 | 39.35% | 1.051e-05% | 9 | 6 | 16 | 2.1384e-07 | 2.67e-07 | 393.528 | 39.35% | 1.051e-05%
9 | 6 | 17 | 2.1224e-07 | 2.6703e-07 | 199.9176 | 19.99% | 5.338e-06% | 9 | 6 | 17 | 2.1224e-07 | 2.65e-07 | 199.9176 | 19.99% | 5.298e-06%
9 | 6 | 18 | 1.194e-07 | 1.5022e-07 | 35.0724 | 3.507% | 5.269e-07% | 9 | 6 | 18 | 1.194e-07 | 1.4908e-07 | 35.0724 | 3.507% | 5.229e-07%
9 | 6 | 19 | 9.7601e-08 | 1.228e-07 | 0 | 0% | 0% | 9 | 6 | 19 | 9.7601e-08 | 1.2186e-07 | 0 | 0% | 0%
9 | 6 | 20 | 2.7369e-08 | 3.4434e-08 | 0 | 0% | 0% | 9 | 6 | 20 | 2.7369e-08 | 3.4172e-08 | 0 | 0% | 0%
9 | 6 | 21 | 1.7977e-09 | 2.2617e-09 | 0 | 0% | 0% | 9 | 6 | 21 | 1.7977e-09 | 2.2445e-09 | 0 | 0% | 0%
9 | 6 | 22 | 0 | 0 | 0 | 0% | 0% | 9 | 6 | 22 | 0 | 0 | 0 | 0% | 0%
9 | 6 | 23 | 0 | 0 | 0 | 0% | 0% | 9 | 6 | 23 | 0 | 0 | 0 | 0% | 0%
9 | 7 | 0 | 0 | 0 | 0 | 0% | 0% | 9 | 7 | 0 | 0 | 0 | 0 | 0% | 0%
9 | 7 | 1 | 0 | 0 | 0 | 0% | 0% | 9 | 7 | 1 | 0 | 0 | 0 | 0% | 0%
9 | 7 | 2 | 0 | 0 | 0 | 0% | 0% | 9 | 7 | 2 | 0 | 0 | 0 | 0% | 0%
9 | 7 | 3 | 0 | 0 | 0 | 0% | 0% | 9 | 7 | 3 | 0 | 0 | 0 | 0% | 0%
9 | 7 | 4 | 0 | 0 | 0 | 0% | 0% | 9 | 7 | 4 | 0 | 0 | 0 | 0% | 0%
9 | 7 | 5 | 0 | 0 | 0 | 0% | 0% | 9 | 7 | 5 | 0 | 0 | 0 | 0% | 0%
9 | 7 | 6 | 7.1171e-10 | 8.9544e-10 | 3.9528 | 0.3953% | 3.539e-10% | 9 | 7 | 6 | 7.1171e-10 | 8.8863e-10 | 3.9528 | 0.3953% | 3.513e-10%
9 | 7 | 7 | 4.3206e-09 | 5.4359e-09 | 138.5244 | 13.85% | 7.53e-08% | 9 | 7 | 7 | 4.3206e-09 | 5.3946e-09 | 138.5244 | 13.85% | 7.473e-08%
9 | 7 | 8 | 2.2939e-08 | 2.8861e-08 | 345.1896 | 34.52% | 9.962e-07% | 9 | 7 | 8 | 2.2939e-08 | 2.8641e-08 | 345.1896 | 34.52% | 9.887e-07%
9 | 7 | 9 | 1.0445e-07 | 1.3141e-07 | 525.1008 | 52.51% | 6.9e-06% | 9 | 7 | 9 | 1.0445e-07 | 1.3041e-07 | 525.1008 | 52.51% | 6.848e-06%
9 | 7 | 10 | 5.2972e-07 | 6.6646e-07 | 657.0744 | 65.71% | 4.379e-05% | 9 | 7 | 10 | 5.2972e-07 | 6.6139e-07 | 657.0744 | 65.71% | 4.346e-05%
9 | 7 | 11 | 3.924e-06 | 4.937e-06 | 710.4036 | 71.04% | 0.0003507% | 9 | 7 | 11 | 3.9759e-06 | 4.9643e-06 | 710.4036 | 71.04% | 0.0003527%
9 | 7 | 12 | 2.7778e-05 | 3.495e-05 | 315.4212 | 31.54% | 0.001102% | 9 | 7 | 12 | 2.8266e-05 | 3.5292e-05 | 315.4212 | 31.54% | 0.001113%
9 | 7 | 13 | 0.00010827 | 0.00013622 | 148.9992 | 14.9% | 0.00203% | 9 | 7 | 13 | 0.00011011 | 0.00013748 | 148.9992 | 14.9% | 0.002048%
9 | 7 | 14 | 0.00048373 | 0.0006086 | 525.0336 | 52.5% | 0.03195% | 9 | 7 | 14 | 0.00048865 | 0.00061012 | 525.0336 | 52.5% | 0.03203%
9 | 7 | 15 | 0.00056932 | 0.0007163 | 561.3792 | 56.14% | 0.04021% | 9 | 7 | 15 | 0.00057553 | 0.00071859 | 561.3792 | 56.14% | 0.04034%
9 | 7 | 16 | 0.00024686 | 0.00031059 | 74.0412 | 7.404% | 0.0023% | 9 | 7 | 16 | 0.00024686 | 0.00030823 | 74.0412 | 7.404% | 0.002282%
9 | 7 | 17 | 5.5323e-05 | 6.9604e-05 | 51.984 | 5.198% | 0.0003618% | 9 | 7 | 17 | 5.5323e-05 | 6.9075e-05 | 51.984 | 5.198% | 0.0003591%
9 | 7 | 18 | 1.9361e-05 | 2.4359e-05 | 2.508 | 0.2508% | 6.109e-06% | 9 | 7 | 18 | 1.9361e-05 | 2.4174e-05 | 2.508 | 0.2508% | 6.063e-06%
9 | 7 | 19 | 1.5097e-05 | 1.8994e-05 | 0 | 0% | 0% | 9 | 7 | 19 | 1.5097e-05 | 1.8849e-05 | 0 | 0% | 0%
9 | 7 | 20 | 4.4008e-06 | 5.5369e-06 | 0 | 0% | 0% | 9 | 7 | 20 | 4.4008e-06 | 5.4948e-06 | 0 | 0% | 0%
9 | 7 | 21 | 5.2202e-07 | 6.5679e-07 | 0 | 0% | 0% | 9 | 7 | 21 | 5.2202e-07 | 6.5179e-07 | 0 | 0% | 0%
9 | 7 | 22 | 6.9028e-08 | 8.6847e-08 | 0 | 0% | 0% | 9 | 7 | 22 | 6.9028e-08 | 8.6187e-08 | 0 | 0% | 0%
9 | 7 | 23 | 8.1871e-09 | 1.0301e-08 | 0 | 0% | 0% | 9 | 7 | 23 | 8.1871e-09 | 1.0222e-08 | 0 | 0% | 0%
9 | 8 | 0 | 1.129e-09 | 1.4205e-09 | 0 | 0% | 0% | 9 | 8 | 0 | 1.129e-09 | 1.4097e-09 | 0 | 0% | 0%
9 | 8 | 1 | 0 | 0 | 0 | 0% | 0% | 9 | 8 | 1 | 0 | 0 | 0 | 0% | 0%
9 | 8 | 2 | 0 | 0 | 0 | 0% | 0% | 9 | 8 | 2 | 0 | 0 | 0 | 0% | 0%
9 | 8 | 3 | 0 | 0 | 0 | 0% | 0% | 9 | 8 | 3 | 0 | 0 | 0 | 0% | 0%
9 | 8 | 4 | 0 | 0 | 0 | 0% | 0% | 9 | 8 | 4 | 0 | 0 | 0 | 0% | 0%
9 | 8 | 5 | 1.5249e-09 | 1.9185e-09 | 0 | 0% | 0% | 9 | 8 | 5 | 1.5249e-09 | 1.9039e-09 | 0 | 0% | 0%
9 | 8 | 6 | 7.152e-09 | 8.9983e-09 | 3.5556 | 0.3556% | 3.199e-09% | 9 | 8 | 6 | 7.152e-09 | 8.9299e-09 | 3.5556 | 0.3556% | 3.175e-09%
9 | 8 | 7 | 1.1964e-08 | 1.5053e-08 | 137.664 | 13.77% | 2.072e-07% | 9 | 8 | 7 | 1.1964e-08 | 1.4939e-08 | 137.664 | 13.77% | 2.056e-07%
9 | 8 | 8 | 2.5958e-08 | 3.2659e-08 | 351.432 | 35.14% | 1.148e-06% | 9 | 8 | 8 | 2.6353e-08 | 3.2903e-08 | 351.432 | 35.14% | 1.156e-06%
9 | 8 | 9 | 7.8417e-08 | 9.866e-08 | 544.2384 | 54.42% | 5.369e-06% | 9 | 8 | 9 | 7.9573e-08 | 9.9354e-08 | 544.2384 | 54.42% | 5.407e-06%
9 | 8 | 10 | 1.7793e-07 | 2.2386e-07 | 685.9908 | 68.6% | 1.536e-05% | 9 | 8 | 10 | 1.8339e-07 | 2.2898e-07 | 685.9908 | 68.6% | 1.571e-05%
9 | 8 | 11 | 4.438e-07 | 5.5837e-07 | 766.092 | 76.61% | 4.278e-05% | 9 | 8 | 11 | 4.563e-07 | 5.6972e-07 | 766.092 | 76.61% | 4.365e-05%
9 | 8 | 12 | 9.7061e-07 | 1.2212e-06 | 795.7608 | 79.58% | 9.718e-05% | 9 | 8 | 12 | 9.9094e-07 | 1.2373e-06 | 795.7608 | 79.58% | 9.846e-05%
9 | 8 | 13 | 2.0198e-06 | 2.5412e-06 | 425.958 | 42.6% | 0.0001082% | 9 | 8 | 13 | 2.0475e-06 | 2.5565e-06 | 425.958 | 42.6% | 0.0001089%
9 | 8 | 14 | 3.7704e-06 | 4.7437e-06 | 388.4772 | 38.85% | 0.0001843% | 9 | 8 | 14 | 3.8206e-06 | 4.7704e-06 | 388.4772 | 38.85% | 0.0001853%
9 | 8 | 15 | 7.6681e-06 | 9.6476e-06 | 594.3648 | 59.44% | 0.0005734% | 9 | 8 | 15 | 7.7155e-06 | 9.6334e-06 | 594.3648 | 59.44% | 0.0005726%
9 | 8 | 16 | 6.2492e-06 | 7.8625e-06 | 410.0628 | 41.01% | 0.0003224% | 9 | 8 | 16 | 6.3288e-06 | 7.902e-06 | 410.0628 | 41.01% | 0.000324%
9 | 8 | 17 | 3.0333e-06 | 3.8164e-06 | 205.0224 | 20.5% | 7.824e-05% | 9 | 8 | 17 | 3.0333e-06 | 3.7873e-06 | 205.0224 | 20.5% | 7.765e-05%
9 | 8 | 18 | 6.9093e-07 | 8.6929e-07 | 31.9536 | 3.195% | 2.778e-06% | 9 | 8 | 18 | 6.9093e-07 | 8.6268e-07 | 31.9536 | 3.195% | 2.757e-06%
9 | 8 | 19 | 4.6617e-07 | 5.8652e-07 | 0 | 0% | 0% | 9 | 8 | 19 | 4.6617e-07 | 5.8205e-07 | 0 | 0% | 0%
9 | 8 | 20 | 1.1759e-07 | 1.4794e-07 | 0 | 0% | 0% | 9 | 8 | 20 | 1.1759e-07 | 1.4681e-07 | 0 | 0% | 0%
9 | 8 | 21 | 1.582e-08 | 1.9904e-08 | 0 | 0% | 0% | 9 | 8 | 21 | 1.582e-08 | 1.9753e-08 | 0 | 0% | 0%
9 | 8 | 22 | 1.1839e-09 | 1.4896e-09 | 0 | 0% | 0% | 9 | 8 | 22 | 1.1839e-09 | 1.4782e-09 | 0 | 0% | 0%
9 | 8 | 23 | 0 | 0 | 0 | 0% | 0% | 9 | 8 | 23 | 0 | 0 | 0 | 0% | 0%
9 | 9 | 0 | 0 | 0 | 0 | 0% | 0% | 9 | 9 | 0 | 0 | 0 | 0 | 0% | 0%
9 | 9 | 1 | 0 | 0 | 0 | 0% | 0% | 9 | 9 | 1 | 0 | 0 | 0 | 0% | 0%
9 | 9 | 2 | 0 | 0 | 0 | 0% | 0% | 9 | 9 | 2 | 0 | 0 | 0 | 0% | 0%
9 | 9 | 3 | 0 | 0 | 0 | 0% | 0% | 9 | 9 | 3 | 0 | 0 | 0 | 0% | 0%
9 | 9 | 4 | 0 | 0 | 0 | 0% | 0% | 9 | 9 | 4 | 0 | 0 | 0 | 0% | 0%
9 | 9 | 5 | 0 | 0 | 0 | 0% | 0% | 9 | 9 | 5 | 0 | 0 | 0 | 0% | 0%
9 | 9 | 6 | 0 | 0 | 0.7968 | 0.07968% | 0% | 9 | 9 | 6 | 0 | 0 | 0.7968 | 0.07968% | 0%
9 | 9 | 7 | 4.952e-10 | 6.2303e-10 | 101.7768 | 10.18% | 6.341e-09% | 9 | 9 | 7 | 4.952e-10 | 6.1829e-10 | 101.7768 | 10.18% | 6.293e-09%
9 | 9 | 8 | 2.0586e-09 | 2.5901e-09 | 109.8072 | 10.98% | 2.844e-08% | 9 | 9 | 8 | 2.0935e-09 | 2.6139e-09 | 109.8072 | 10.98% | 2.87e-08%
9 | 9 | 9 | 8.6656e-09 | 1.0903e-08 | 235.206 | 23.52% | 2.564e-07% | 9 | 9 | 9 | 8.8754e-09 | 1.1082e-08 | 235.206 | 23.52% | 2.606e-07%
9 | 9 | 10 | 1.4518e-08 | 1.8266e-08 | 23.112 | 2.311% | 4.222e-08% | 9 | 9 | 10 | 1.5092e-08 | 1.8843e-08 | 23.112 | 2.311% | 4.355e-08%
9 | 9 | 11 | 4.2415e-08 | 5.3364e-08 | 261.0444 | 26.1% | 1.393e-06% | 9 | 9 | 11 | 4.4133e-08 | 5.5103e-08 | 261.0444 | 26.1% | 1.438e-06%
9 | 9 | 12 | 8.3834e-08 | 1.0548e-07 | 288.9012 | 28.89% | 3.047e-06% | 9 | 9 | 12 | 8.6927e-08 | 1.0854e-07 | 288.9012 | 28.89% | 3.136e-06%
9 | 9 | 13 | 1.8073e-07 | 2.2738e-07 | 399.3996 | 39.94% | 9.082e-06% | 9 | 9 | 13 | 1.8761e-07 | 2.3425e-07 | 399.3996 | 39.94% | 9.356e-06%
9 | 9 | 14 | 3.6156e-07 | 4.549e-07 | 513.4116 | 51.34% | 2.335e-05% | 9 | 9 | 14 | 3.6668e-07 | 4.5782e-07 | 513.4116 | 51.34% | 2.351e-05%
9 | 9 | 15 | 4.1605e-07 | 5.2346e-07 | 292.3848 | 29.24% | 1.531e-05% | 9 | 9 | 15 | 4.2229e-07 | 5.2727e-07 | 292.3848 | 29.24% | 1.542e-05%
9 | 9 | 16 | 2.784e-07 | 3.5027e-07 | 63.2472 | 6.325% | 2.215e-06% | 9 | 9 | 16 | 2.784e-07 | 3.4761e-07 | 63.2472 | 6.325% | 2.199e-06%
9 | 9 | 17 | 1.3453e-07 | 1.6926e-07 | 88.0704 | 8.807% | 1.491e-06% | 9 | 9 | 17 | 1.3453e-07 | 1.6797e-07 | 88.0704 | 8.807% | 1.479e-06%
9 | 9 | 18 | 7.4915e-08 | 9.4254e-08 | 6.5964 | 0.6596% | 6.217e-08% | 9 | 9 | 18 | 7.4915e-08 | 9.3537e-08 | 6.5964 | 0.6596% | 6.17e-08%
9 | 9 | 19 | 1.2772e-07 | 1.6069e-07 | 0 | 0% | 0% | 9 | 9 | 19 | 1.2772e-07 | 1.5947e-07 | 0 | 0% | 0%
9 | 9 | 20 | 4.3692e-08 | 5.4971e-08 | 0 | 0% | 0% | 9 | 9 | 20 | 4.3692e-08 | 5.4553e-08 | 0 | 0% | 0%
9 | 9 | 21 | 6.8795e-09 | 8.6554e-09 | 0 | 0% | 0% | 9 | 9 | 21 | 6.8795e-09 | 8.5896e-09 | 0 | 0% | 0%
9 | 9 | 22 | 0 | 0 | 0 | 0% | 0% | 9 | 9 | 22 | 0 | 0 | 0 | 0% | 0%
9 | 9 | 23 | 0 | 0 | 0 | 0% | 0% | 9 | 9 | 23 | 0 | 0 | 0 | 0% | 0%
9 | 10 | 0 | 0 | 0 | 0 | 0% | 0% | 9 | 10 | 0 | 0 | 0 | 0 | 0% | 0%
9 | 10 | 1 | 0 | 0 | 0 | 0% | 0% | 9 | 10 | 1 | 0 | 0 | 0 | 0% | 0%
9 | 10 | 2 | 0 | 0 | 0 | 0% | 0% | 9 | 10 | 2 | 0 | 0 | 0 | 0% | 0%
9 | 10 | 3 | 0 | 0 | 0 | 0% | 0% | 9 | 10 | 3 | 0 | 0 | 0 | 0% | 0%
9 | 10 | 4 | 0 | 0 | 0 | 0% | 0% | 9 | 10 | 4 | 0 | 0 | 0 | 0% | 0%
9 | 10 | 5 | 0 | 0 | 0 | 0% | 0% | 9 | 10 | 5 | 0 | 0 | 0 | 0% | 0%
9 | 10 | 6 | 0 | 0 | 0 | 0% | 0% | 9 | 10 | 6 | 0 | 0 | 0 | 0% | 0%
9 | 10 | 7 | 1.2773e-09 | 1.607e-09 | 112.3332 | 11.23% | 1.805e-08% | 9 | 10 | 7 | 1.2773e-09 | 1.5948e-09 | 112.3332 | 11.23% | 1.791e-08%
9 | 10 | 8 | 2.6582e-09 | 3.3444e-09 | 349.2852 | 34.93% | 1.168e-07% | 9 | 10 | 8 | 2.702e-09 | 3.3737e-09 | 349.2852 | 34.93% | 1.178e-07%
9 | 10 | 9 | 8.3237e-09 | 1.0472e-08 | 541.8984 | 54.19% | 5.675e-07% | 9 | 10 | 9 | 8.5255e-09 | 1.0645e-08 | 541.8984 | 54.19% | 5.768e-07%
9 | 10 | 10 | 5.3957e-09 | 6.7886e-09 | 685.728 | 68.57% | 4.655e-07% | 9 | 10 | 10 | 5.5803e-09 | 6.9675e-09 | 685.728 | 68.57% | 4.778e-07%
9 | 10 | 11 | 7.0982e-09 | 8.9306e-09 | 769.0956 | 76.91% | 6.868e-07% | 9 | 10 | 11 | 7.3286e-09 | 9.1504e-09 | 769.0956 | 76.91% | 7.038e-07%
9 | 10 | 12 | 9.0158e-09 | 1.1343e-08 | 795.3948 | 79.54% | 9.022e-07% | 9 | 10 | 12 | 9.3114e-09 | 1.1626e-08 | 795.3948 | 79.54% | 9.247e-07%
9 | 10 | 13 | 9.0158e-09 | 1.1343e-08 | 774.3396 | 77.43% | 8.784e-07% | 9 | 10 | 13 | 9.2396e-09 | 1.1536e-08 | 774.3396 | 77.43% | 8.933e-07%
9 | 10 | 14 | 6.2012e-09 | 7.802e-09 | 724.8384 | 72.48% | 5.655e-07% | 9 | 10 | 14 | 6.3016e-09 | 7.8681e-09 | 724.8384 | 72.48% | 5.703e-07%
9 | 10 | 15 | 5.0981e-09 | 6.4142e-09 | 602.9556 | 60.3% | 3.867e-07% | 9 | 10 | 15 | 5.1792e-09 | 6.4666e-09 | 602.9556 | 60.3% | 3.899e-07%
9 | 10 | 16 | 3.4299e-09 | 4.3154e-09 | 418.4736 | 41.85% | 1.806e-07% | 9 | 10 | 16 | 3.4586e-09 | 4.3183e-09 | 418.4736 | 41.85% | 1.807e-07%
9 | 10 | 17 | 2.2778e-09 | 2.8658e-09 | 202.2888 | 20.23% | 5.797e-08% | 9 | 10 | 17 | 2.2778e-09 | 2.844e-09 | 202.2888 | 20.23% | 5.753e-08%
9 | 10 | 18 | 1.657e-09 | 2.0847e-09 | 28.8828 | 2.888% | 6.021e-09% | 9 | 10 | 18 | 1.657e-09 | 2.0689e-09 | 28.8828 | 2.888% | 5.975e-09%
9 | 10 | 19 | 3.6067e-09 | 4.5378e-09 | 0 | 0% | 0% | 9 | 10 | 19 | 3.6067e-09 | 4.5033e-09 | 0 | 0% | 0%
9 | 10 | 20 | 2.6135e-09 | 3.2882e-09 | 0 | 0% | 0% | 9 | 10 | 20 | 2.6135e-09 | 3.2632e-09 | 0 | 0% | 0%
9 | 10 | 21 | 1.7596e-10 | 2.2138e-10 | 0 | 0% | 0% | 9 | 10 | 21 | 1.7596e-10 | 2.197e-10 | 0 | 0% | 0%
9 | 10 | 22 | 0 | 0 | 0 | 0% | 0% | 9 | 10 | 22 | 0 | 0 | 0 | 0% | 0%
9 | 10 | 23 | 0 | 0 | 0 | 0% | 0% | 9 | 10 | 23 | 0 | 0 | 0 | 0% | 0%
9 | 11 | 0 | 0 | 0 | 0 | 0% | 0% | 9 | 11 | 0 | 0 | 0 | 0 | 0% | 0%
9 | 11 | 1 | 0 | 0 | 0 | 0% | 0% | 9 | 11 | 1 | 0 | 0 | 0 | 0% | 0%
9 | 11 | 2 | 0 | 0 | 0 | 0% | 0% | 9 | 11 | 2 | 0 | 0 | 0 | 0% | 0%
9 | 11 | 3 | 0 | 0 | 0 | 0% | 0% | 9 | 11 | 3 | 0 | 0 | 0 | 0% | 0%
9 | 11 | 4 | 0 | 0 | 0 | 0% | 0% | 9 | 11 | 4 | 0 | 0 | 0 | 0% | 0%
9 | 11 | 5 | 0 | 0 | 0 | 0% | 0% | 9 | 11 | 5 | 0 | 0 | 0 | 0% | 0%
9 | 11 | 6 | 0 | 0 | 0 | 0% | 0% | 9 | 11 | 6 | 0 | 0 | 0 | 0% | 0%
9 | 11 | 7 | 0 | 0 | 140.9724 | 14.1% | 0% | 9 | 11 | 7 | 0 | 0 | 140.9724 | 14.1% | 0%
9 | 11 | 8 | 0 | 0 | 356.3748 | 35.64% | 0% | 9 | 11 | 8 | 0 | 0 | 356.3748 | 35.64% | 0%
9 | 11 | 9 | 0 | 0 | 536.844 | 53.68% | 0% | 9 | 11 | 9 | 0 | 0 | 536.844 | 53.68% | 0%
9 | 11 | 10 | 9.9034e-10 | 1.246e-09 | 662.34 | 66.23% | 8.253e-08% | 9 | 11 | 10 | 1.0562e-09 | 1.3188e-09 | 662.34 | 66.23% | 8.735e-08%
9 | 11 | 11 | 5.586e-09 | 7.028e-09 | 98.826 | 9.883% | 6.946e-08% | 9 | 11 | 11 | 5.7661e-09 | 7.1994e-09 | 98.826 | 9.883% | 7.115e-08%
9 | 11 | 12 | 2.2069e-08 | 2.7766e-08 | 197.79 | 19.78% | 5.492e-07% | 9 | 11 | 12 | 2.2771e-08 | 2.8432e-08 | 197.79 | 19.78% | 5.623e-07%
9 | 11 | 13 | 4.7652e-08 | 5.9953e-08 | 68.7504 | 6.875% | 4.122e-07% | 9 | 11 | 13 | 4.9184e-08 | 6.141e-08 | 68.7504 | 6.875% | 4.222e-07%
9 | 11 | 14 | 4.108e-08 | 5.1685e-08 | 306.978 | 30.7% | 1.587e-06% | 9 | 11 | 14 | 4.1721e-08 | 5.2093e-08 | 306.978 | 30.7% | 1.599e-06%
9 | 11 | 15 | 5.03e-08 | 6.3285e-08 | 207.2232 | 20.72% | 1.311e-06% | 9 | 11 | 15 | 5.0688e-08 | 6.3287e-08 | 207.2232 | 20.72% | 1.311e-06%
9 | 11 | 16 | 4.957e-08 | 6.2366e-08 | 104.4492 | 10.44% | 6.514e-07% | 9 | 11 | 16 | 4.957e-08 | 6.1892e-08 | 104.4492 | 10.44% | 6.465e-07%
9 | 11 | 17 | 3.8323e-08 | 4.8216e-08 | 52.8516 | 5.285% | 2.548e-07% | 9 | 11 | 17 | 3.8323e-08 | 4.785e-08 | 52.8516 | 5.285% | 2.529e-07%
9 | 11 | 18 | 1.7686e-08 | 2.2251e-08 | 3.846 | 0.3846% | 8.558e-09% | 9 | 11 | 18 | 1.7686e-08 | 2.2082e-08 | 3.846 | 0.3846% | 8.493e-09%
9 | 11 | 19 | 2.1699e-08 | 2.73e-08 | 0 | 0% | 0% | 9 | 11 | 19 | 2.1699e-08 | 2.7093e-08 | 0 | 0% | 0%
9 | 11 | 20 | 7.9916e-09 | 1.0055e-08 | 0 | 0% | 0% | 9 | 11 | 20 | 7.9916e-09 | 9.9781e-09 | 0 | 0% | 0%
9 | 11 | 21 | 9.3286e-10 | 1.1737e-09 | 0 | 0% | 0% | 9 | 11 | 21 | 9.3286e-10 | 1.1648e-09 | 0 | 0% | 0%
9 | 11 | 22 | 0 | 0 | 0 | 0% | 0% | 9 | 11 | 22 | 0 | 0 | 0 | 0% | 0%
9 | 11 | 23 | 0 | 0 | 0 | 0% | 0% | 9 | 11 | 23 | 0 | 0 | 0 | 0% | 0%
9 | 12 | 0 | 0 | 0 | 0 | 0% | 0% | 9 | 12 | 0 | 0 | 0 | 0 | 0% | 0%
9 | 12 | 1 | 0 | 0 | 0 | 0% | 0% | 9 | 12 | 1 | 0 | 0 | 0 | 0% | 0%
9 | 12 | 2 | 0 | 0 | 0 | 0% | 0% | 9 | 12 | 2 | 0 | 0 | 0 | 0% | 0%
9 | 12 | 3 | 0 | 0 | 0 | 0% | 0% | 9 | 12 | 3 | 0 | 0 | 0 | 0% | 0%
9 | 12 | 4 | 0 | 0 | 0 | 0% | 0% | 9 | 12 | 4 | 0 | 0 | 0 | 0% | 0%
9 | 12 | 5 | 0 | 0 | 0 | 0% | 0% | 9 | 12 | 5 | 0 | 0 | 0 | 0% | 0%
9 | 12 | 6 | 0 | 0 | 0 | 0% | 0% | 9 | 12 | 6 | 0 | 0 | 0 | 0% | 0%
9 | 12 | 7 | 0 | 0 | 147.2088 | 14.72% | 0% | 9 | 12 | 7 | 0 | 0 | 147.2088 | 14.72% | 0%
9 | 12 | 8 | 0 | 0 | 286.5132 | 28.65% | 0% | 9 | 12 | 8 | 0 | 0 | 286.5132 | 28.65% | 0%
9 | 12 | 9 | 0 | 0 | 352.9056 | 35.29% | 0% | 9 | 12 | 9 | 0 | 0 | 352.9056 | 35.29% | 0%
9 | 12 | 10 | 0 | 0 | 201.0204 | 20.1% | 0% | 9 | 12 | 10 | 0 | 0 | 201.0204 | 20.1% | 0%
9 | 12 | 11 | 2.8442e-10 | 3.5784e-10 | 151.1544 | 15.12% | 5.409e-09% | 9 | 12 | 11 | 3.2588e-10 | 4.0689e-10 | 151.1544 | 15.12% | 6.15e-09%
9 | 12 | 12 | 2.4406e-09 | 3.0706e-09 | 532.722 | 53.27% | 1.636e-07% | 9 | 12 | 12 | 2.4857e-09 | 3.1036e-09 | 532.722 | 53.27% | 1.653e-07%
9 | 12 | 13 | 8.5397e-09 | 1.0744e-08 | 135.1116 | 13.51% | 1.452e-07% | 9 | 12 | 13 | 8.7395e-09 | 1.0912e-08 | 135.1116 | 13.51% | 1.474e-07%
9 | 12 | 14 | 1.464e-08 | 1.8419e-08 | 711.3444 | 71.13% | 1.31e-06% | 9 | 12 | 14 | 1.4866e-08 | 1.8561e-08 | 711.3444 | 71.13% | 1.32e-06%
9 | 12 | 15 | 3.0737e-08 | 3.8672e-08 | 200.0796 | 20.01% | 7.737e-07% | 9 | 12 | 15 | 3.0737e-08 | 3.8378e-08 | 200.0796 | 20.01% | 7.679e-07%
9 | 12 | 16 | 4.0481e-08 | 5.0932e-08 | 452.1144 | 45.21% | 2.303e-06% | 9 | 12 | 16 | 4.0481e-08 | 5.0544e-08 | 452.1144 | 45.21% | 2.285e-06%
9 | 12 | 17 | 2.8465e-08 | 3.5814e-08 | 211.542 | 21.15% | 7.576e-07% | 9 | 12 | 17 | 2.8465e-08 | 3.5541e-08 | 211.542 | 21.15% | 7.518e-07%
9 | 12 | 18 | 1.3074e-08 | 1.6449e-08 | 28.5408 | 2.854% | 4.695e-08% | 9 | 12 | 18 | 1.3074e-08 | 1.6324e-08 | 28.5408 | 2.854% | 4.659e-08%
9 | 12 | 19 | 1.3923e-08 | 1.7518e-08 | 0 | 0% | 0% | 9 | 12 | 19 | 1.3923e-08 | 1.7385e-08 | 0 | 0% | 0%
9 | 12 | 20 | 2.7971e-09 | 3.5192e-09 | 0 | 0% | 0% | 9 | 12 | 20 | 2.7971e-09 | 3.4924e-09 | 0 | 0% | 0%
9 | 12 | 21 | 0 | 0 | 0 | 0% | 0% | 9 | 12 | 21 | 0 | 0 | 0 | 0% | 0%
9 | 12 | 22 | 0 | 0 | 0 | 0% | 0% | 9 | 12 | 22 | 0 | 0 | 0 | 0% | 0%
9 | 12 | 23 | 0 | 0 | 0 | 0% | 0% | 9 | 12 | 23 | 0 | 0 | 0 | 0% | 0%
9 | 13 | 0 | 0 | 0 | 0 | 0% | 0% | 9 | 13 | 0 | 0 | 0 | 0 | 0% | 0%
9 | 13 | 1 | 0 | 0 | 0 | 0% | 0% | 9 | 13 | 1 | 0 | 0 | 0 | 0% | 0%
9 | 13 | 2 | 0 | 0 | 0 | 0% | 0% | 9 | 13 | 2 | 0 | 0 | 0 | 0% | 0%
9 | 13 | 3 | 0 | 0 | 0 | 0% | 0% | 9 | 13 | 3 | 0 | 0 | 0 | 0% | 0%
9 | 13 | 4 | 0 | 0 | 0 | 0% | 0% | 9 | 13 | 4 | 0 | 0 | 0 | 0% | 0%
9 | 13 | 5 | 0 | 0 | 0 | 0% | 0% | 9 | 13 | 5 | 0 | 0 | 0 | 0% | 0%
9 | 13 | 6 | 0 | 0 | 0 | 0% | 0% | 9 | 13 | 6 | 0 | 0 | 0 | 0% | 0%
9 | 13 | 7 | 0 | 0 | 154.458 | 15.45% | 0% | 9 | 13 | 7 | 0 | 0 | 154.458 | 15.45% | 0%
9 | 13 | 8 | 1.463e-09 | 1.8407e-09 | 401.4276 | 40.14% | 7.389e-08% | 9 | 13 | 8 | 1.488e-09 | 1.8578e-09 | 401.4276 | 40.14% | 7.458e-08%
9 | 13 | 9 | 9.857e-09 | 1.2402e-08 | 616.5552 | 61.66% | 7.646e-07% | 9 | 13 | 9 | 1.0098e-08 | 1.2608e-08 | 616.5552 | 61.66% | 7.774e-07%
9 | 13 | 10 | 2.4051e-08 | 3.026e-08 | 767.2488 | 76.72% | 2.322e-06% | 9 | 13 | 10 | 2.4793e-08 | 3.0956e-08 | 767.2488 | 76.72% | 2.375e-06%
9 | 13 | 11 | 9.0826e-08 | 1.1427e-07 | 857.1564 | 85.72% | 9.795e-06% | 9 | 13 | 11 | 9.2904e-08 | 1.16e-07 | 857.1564 | 85.72% | 9.943e-06%
9 | 13 | 12 | 2.5074e-07 | 3.1547e-07 | 863.046 | 86.3% | 2.723e-05% | 9 | 13 | 12 | 2.5795e-07 | 3.2207e-07 | 863.046 | 86.3% | 2.78e-05%
9 | 13 | 13 | 8.6991e-07 | 1.0945e-06 | 839.718 | 83.97% | 9.191e-05% | 9 | 13 | 13 | 8.8216e-07 | 1.1015e-06 | 839.718 | 83.97% | 9.249e-05%
9 | 13 | 14 | 2.0903e-06 | 2.6299e-06 | 761.634 | 76.16% | 0.0002003% | 9 | 13 | 14 | 2.105e-06 | 2.6282e-06 | 761.634 | 76.16% | 0.0002002%
9 | 13 | 15 | 5.1503e-06 | 6.4799e-06 | 634.9776 | 63.5% | 0.0004115% | 9 | 13 | 15 | 5.1817e-06 | 6.4698e-06 | 634.9776 | 63.5% | 0.0004108%
9 | 13 | 16 | 5.9007e-06 | 7.4239e-06 | 450.0408 | 45% | 0.0003341% | 9 | 13 | 16 | 5.9007e-06 | 7.3675e-06 | 450.0408 | 45% | 0.0003316%
9 | 13 | 17 | 3.7672e-06 | 4.7397e-06 | 210.3144 | 21.03% | 9.968e-05% | 9 | 13 | 17 | 3.7672e-06 | 4.7036e-06 | 210.3144 | 21.03% | 9.892e-05%
9 | 13 | 18 | 1.5179e-06 | 1.9097e-06 | 26.5704 | 2.657% | 5.074e-06% | 9 | 13 | 18 | 1.5179e-06 | 1.8952e-06 | 26.5704 | 2.657% | 5.036e-06%
9 | 13 | 19 | 9.4297e-07 | 1.1864e-06 | 0 | 0% | 0% | 9 | 13 | 19 | 9.4297e-07 | 1.1774e-06 | 0 | 0% | 0%
9 | 13 | 20 | 3.0469e-07 | 3.8335e-07 | 0 | 0% | 0% | 9 | 13 | 20 | 3.0469e-07 | 3.8043e-07 | 0 | 0% | 0%
9 | 13 | 21 | 3.1655e-08 | 3.9826e-08 | 0 | 0% | 0% | 9 | 13 | 21 | 3.1655e-08 | 3.9523e-08 | 0 | 0% | 0%
9 | 13 | 22 | 3.021e-09 | 3.8008e-09 | 0 | 0% | 0% | 9 | 13 | 22 | 3.021e-09 | 3.7719e-09 | 0 | 0% | 0%
9 | 13 | 23 | 0 | 0 | 0 | 0% | 0% | 9 | 13 | 23 | 0 | 0 | 0 | 0% | 0%
9 | 14 | 0 | 0 | 0 | 0 | 0% | 0% | 9 | 14 | 0 | 0 | 0 | 0 | 0% | 0%
9 | 14 | 1 | 0 | 0 | 0 | 0% | 0% | 9 | 14 | 1 | 0 | 0 | 0 | 0% | 0%
9 | 14 | 2 | 0 | 0 | 0 | 0% | 0% | 9 | 14 | 2 | 0 | 0 | 0 | 0% | 0%
9 | 14 | 3 | 0 | 0 | 0 | 0% | 0% | 9 | 14 | 3 | 0 | 0 | 0 | 0% | 0%
9 | 14 | 4 | 0 | 0 | 0 | 0% | 0% | 9 | 14 | 4 | 0 | 0 | 0 | 0% | 0%
9 | 14 | 5 | 0 | 0 | 0 | 0% | 0% | 9 | 14 | 5 | 0 | 0 | 0 | 0% | 0%
9 | 14 | 6 | 1.277e-09 | 1.6067e-09 | 0 | 0% | 0% | 9 | 14 | 6 | 1.277e-09 | 1.5945e-09 | 0 | 0% | 0%
9 | 14 | 7 | 3.0457e-09 | 3.8319e-09 | 152.0592 | 15.21% | 5.827e-08% | 9 | 14 | 7 | 3.0457e-09 | 3.8028e-09 | 152.0592 | 15.21% | 5.782e-08%
9 | 14 | 8 | 1.2863e-08 | 1.6184e-08 | 393.2136 | 39.32% | 6.364e-07% | 9 | 14 | 8 | 1.3079e-08 | 1.633e-08 | 393.2136 | 39.32% | 6.421e-07%
9 | 14 | 9 | 5.6123e-08 | 7.0611e-08 | 591.282 | 59.13% | 4.175e-06% | 9 | 14 | 9 | 5.7946e-08 | 7.235e-08 | 591.282 | 59.13% | 4.278e-06%
9 | 14 | 10 | 2.4719e-07 | 3.11e-07 | 731.0532 | 73.11% | 2.274e-05% | 9 | 14 | 10 | 2.5419e-07 | 3.1738e-07 | 731.0532 | 73.11% | 2.32e-05%
9 | 14 | 11 | 8.943e-07 | 1.1252e-06 | 814.386 | 81.44% | 9.163e-05% | 9 | 14 | 11 | 9.1912e-07 | 1.1476e-06 | 814.386 | 81.44% | 9.346e-05%
9 | 14 | 12 | 3.9759e-06 | 5.0023e-06 | 841.9932 | 84.2% | 0.0004212% | 9 | 14 | 12 | 4.0779e-06 | 5.0916e-06 | 841.9932 | 84.2% | 0.0004287%
9 | 14 | 13 | 1.3292e-05 | 1.6723e-05 | 816.9312 | 81.69% | 0.001366% | 9 | 14 | 13 | 1.3625e-05 | 1.7012e-05 | 816.9312 | 81.69% | 0.00139%
9 | 14 | 14 | 2.3004e-05 | 2.8942e-05 | 740.484 | 74.05% | 0.002143% | 9 | 14 | 14 | 2.33e-05 | 2.9092e-05 | 740.484 | 74.05% | 0.002154%
9 | 14 | 15 | 2.2177e-05 | 2.7902e-05 | 615.9984 | 61.6% | 0.001719% | 9 | 14 | 15 | 2.2438e-05 | 2.8016e-05 | 615.9984 | 61.6% | 0.001726%
9 | 14 | 16 | 1.2184e-05 | 1.533e-05 | 435.3576 | 43.54% | 0.0006674% | 9 | 14 | 16 | 1.2262e-05 | 1.531e-05 | 435.3576 | 43.54% | 0.0006665%
9 | 14 | 17 | 4.0997e-06 | 5.158e-06 | 202.6452 | 20.26% | 0.0001045% | 9 | 14 | 17 | 4.0997e-06 | 5.1188e-06 | 202.6452 | 20.26% | 0.0001037%
9 | 14 | 18 | 1.9235e-06 | 2.42e-06 | 24.1212 | 2.412% | 5.837e-06% | 9 | 14 | 18 | 1.9235e-06 | 2.4016e-06 | 24.1212 | 2.412% | 5.793e-06%
9 | 14 | 19 | 2.0875e-06 | 2.6264e-06 | 0 | 0% | 0% | 9 | 14 | 19 | 2.0875e-06 | 2.6064e-06 | 0 | 0% | 0%
9 | 14 | 20 | 4.4033e-07 | 5.5401e-07 | 0 | 0% | 0% | 9 | 14 | 20 | 4.4033e-07 | 5.4979e-07 | 0 | 0% | 0%
9 | 14 | 21 | 4.8773e-08 | 6.1364e-08 | 0 | 0% | 0% | 9 | 14 | 21 | 4.8773e-08 | 6.0897e-08 | 0 | 0% | 0%
9 | 14 | 22 | 3.4e-09 | 4.2777e-09 | 0 | 0% | 0% | 9 | 14 | 22 | 3.4e-09 | 4.2452e-09 | 0 | 0% | 0%
9 | 14 | 23 | 0 | 0 | 0 | 0% | 0% | 9 | 14 | 23 | 0 | 0 | 0 | 0% | 0%
9 | 15 | 0 | 0 | 0 | 0 | 0% | 0% | 9 | 15 | 0 | 0 | 0 | 0 | 0% | 0%
9 | 15 | 1 | 0 | 0 | 0 | 0% | 0% | 9 | 15 | 1 | 0 | 0 | 0 | 0% | 0%
9 | 15 | 2 | 0 | 0 | 0 | 0% | 0% | 9 | 15 | 2 | 0 | 0 | 0 | 0% | 0%
9 | 15 | 3 | 0 | 0 | 0 | 0% | 0% | 9 | 15 | 3 | 0 | 0 | 0 | 0% | 0%
9 | 15 | 4 | 0 | 0 | 0 | 0% | 0% | 9 | 15 | 4 | 0 | 0 | 0 | 0% | 0%
9 | 15 | 5 | 0 | 0 | 0 | 0% | 0% | 9 | 15 | 5 | 0 | 0 | 0 | 0% | 0%
9 | 15 | 6 | 1.0908e-09 | 1.3724e-09 | 0 | 0% | 0% | 9 | 15 | 6 | 1.0908e-09 | 1.362e-09 | 0 | 0% | 0%
9 | 15 | 7 | 4.2872e-09 | 5.394e-09 | 151.0728 | 15.11% | 8.149e-08% | 9 | 15 | 7 | 4.2872e-09 | 5.353e-09 | 151.0728 | 15.11% | 8.087e-08%
9 | 15 | 8 | 1.3932e-08 | 1.7528e-08 | 392.6376 | 39.26% | 6.882e-07% | 9 | 15 | 8 | 1.416e-08 | 1.768e-08 | 392.6376 | 39.26% | 6.942e-07%
9 | 15 | 9 | 7.4973e-08 | 9.4327e-08 | 584.784 | 58.48% | 5.516e-06% | 9 | 15 | 9 | 7.6712e-08 | 9.5781e-08 | 584.784 | 58.48% | 5.601e-06%
9 | 15 | 10 | 2.786e-07 | 3.5052e-07 | 722.2452 | 72.22% | 2.532e-05% | 9 | 15 | 10 | 2.8652e-07 | 3.5775e-07 | 722.2452 | 72.22% | 2.584e-05%
9 | 15 | 11 | 1.3328e-06 | 1.6769e-06 | 801.9252 | 80.19% | 0.0001345% | 9 | 15 | 11 | 1.3796e-06 | 1.7225e-06 | 801.9252 | 80.19% | 0.0001381%
9 | 15 | 12 | 8.058e-06 | 1.0138e-05 | 827.6928 | 82.77% | 0.0008391% | 9 | 15 | 12 | 8.314e-06 | 1.0381e-05 | 827.6928 | 82.77% | 0.0008592%
9 | 15 | 13 | 2.4177e-05 | 3.0419e-05 | 821.9844 | 82.2% | 0.0025% | 9 | 15 | 13 | 2.4768e-05 | 3.0924e-05 | 821.9844 | 82.2% | 0.002542%
9 | 15 | 14 | 8.3e-05 | 0.00010443 | 742.3248 | 74.23% | 0.007752% | 9 | 15 | 14 | 8.3958e-05 | 0.00010483 | 742.3248 | 74.23% | 0.007782%
9 | 15 | 15 | 0.00011745 | 0.00014777 | 600.2844 | 60.03% | 0.008871% | 9 | 15 | 15 | 0.00011809 | 0.00014745 | 600.2844 | 60.03% | 0.008851%
9 | 15 | 16 | 0.00010638 | 0.00013384 | 421.0344 | 42.1% | 0.005635% | 9 | 15 | 16 | 0.00010638 | 0.00013283 | 421.0344 | 42.1% | 0.005592%
9 | 15 | 17 | 3.7368e-05 | 4.7015e-05 | 193.7544 | 19.38% | 0.0009109% | 9 | 15 | 17 | 3.7368e-05 | 4.6657e-05 | 193.7544 | 19.38% | 0.000904%
9 | 15 | 18 | 1.4555e-05 | 1.8312e-05 | 22.0812 | 2.208% | 4.043e-05% | 9 | 15 | 18 | 1.4555e-05 | 1.8173e-05 | 22.0812 | 2.208% | 4.013e-05%
9 | 15 | 19 | 1.2407e-05 | 1.561e-05 | 0 | 0% | 0% | 9 | 15 | 19 | 1.2407e-05 | 1.5491e-05 | 0 | 0% | 0%
9 | 15 | 20 | 2.7849e-06 | 3.5038e-06 | 0 | 0% | 0% | 9 | 15 | 20 | 2.7849e-06 | 3.4771e-06 | 0 | 0% | 0%
9 | 15 | 21 | 4.2813e-07 | 5.3866e-07 | 0 | 0% | 0% | 9 | 15 | 21 | 4.2813e-07 | 5.3456e-07 | 0 | 0% | 0%
9 | 15 | 22 | 7.2745e-08 | 9.1524e-08 | 0 | 0% | 0% | 9 | 15 | 22 | 7.2745e-08 | 9.0828e-08 | 0 | 0% | 0%
9 | 15 | 23 | 1.2245e-08 | 1.5406e-08 | 0 | 0% | 0% | 9 | 15 | 23 | 1.2245e-08 | 1.5289e-08 | 0 | 0% | 0%
9 | 16 | 0 | 1.8294e-09 | 2.3017e-09 | 0 | 0% | 0% | 9 | 16 | 0 | 1.8294e-09 | 2.2842e-09 | 0 | 0% | 0%
9 | 16 | 1 | 1.6727e-10 | 2.1045e-10 | 0 | 0% | 0% | 9 | 16 | 1 | 1.6727e-10 | 2.0885e-10 | 0 | 0% | 0%
9 | 16 | 2 | 0 | 0 | 0 | 0% | 0% | 9 | 16 | 2 | 0 | 0 | 0 | 0% | 0%
9 | 16 | 3 | 0 | 0 | 0 | 0% | 0% | 9 | 16 | 3 | 0 | 0 | 0 | 0% | 0%
9 | 16 | 4 | 0 | 0 | 0 | 0% | 0% | 9 | 16 | 4 | 0 | 0 | 0 | 0% | 0%
9 | 16 | 5 | 9.7677e-09 | 1.2289e-08 | 0 | 0% | 0% | 9 | 16 | 5 | 9.7677e-09 | 1.2196e-08 | 0 | 0% | 0%
9 | 16 | 6 | 7.2745e-08 | 9.1524e-08 | 0 | 0% | 0% | 9 | 16 | 6 | 7.2745e-08 | 9.0828e-08 | 0 | 0% | 0%
9 | 16 | 7 | 6.354e-08 | 7.9943e-08 | 142.3356 | 14.23% | 1.138e-06% | 9 | 16 | 7 | 6.354e-08 | 7.9335e-08 | 142.3356 | 14.23% | 1.129e-06%
9 | 16 | 8 | 9.5454e-08 | 1.201e-07 | 375.3588 | 37.54% | 4.508e-06% | 9 | 16 | 8 | 9.6858e-08 | 1.2093e-07 | 375.3588 | 37.54% | 4.539e-06%
9 | 16 | 9 | 1.7037e-07 | 2.1434e-07 | 568.8828 | 56.89% | 1.219e-05% | 9 | 16 | 9 | 1.7536e-07 | 2.1895e-07 | 568.8828 | 56.89% | 1.246e-05%
9 | 16 | 10 | 1.9151e-07 | 2.4094e-07 | 706.2804 | 70.63% | 1.702e-05% | 9 | 16 | 10 | 1.9569e-07 | 2.4434e-07 | 706.2804 | 70.63% | 1.726e-05%
9 | 16 | 11 | 5.2238e-07 | 6.5724e-07 | 783.8952 | 78.39% | 5.152e-05% | 9 | 16 | 11 | 5.3678e-07 | 6.7021e-07 | 783.8952 | 78.39% | 5.254e-05%
9 | 16 | 12 | 1.4465e-06 | 1.8199e-06 | 810.1248 | 81.01% | 0.0001474% | 9 | 16 | 12 | 1.4772e-06 | 1.8444e-06 | 810.1248 | 81.01% | 0.0001494%
9 | 16 | 13 | 2.4317e-06 | 3.0594e-06 | 786.972 | 78.7% | 0.0002408% | 9 | 16 | 13 | 2.4795e-06 | 3.0959e-06 | 786.972 | 78.7% | 0.0002436%
9 | 16 | 14 | 6.0175e-06 | 7.5709e-06 | 713.91 | 71.39% | 0.0005405% | 9 | 16 | 14 | 6.0952e-06 | 7.6103e-06 | 713.91 | 71.39% | 0.0005433%
9 | 16 | 15 | 9.2355e-06 | 1.162e-05 | 590.2104 | 59.02% | 0.0006858% | 9 | 16 | 15 | 9.291e-06 | 1.1601e-05 | 590.2104 | 59.02% | 0.0006847%
9 | 16 | 16 | 8.5617e-06 | 1.0772e-05 | 409.7052 | 40.97% | 0.0004413% | 9 | 16 | 16 | 8.5617e-06 | 1.069e-05 | 409.7052 | 40.97% | 0.000438%
9 | 16 | 17 | 3.8425e-06 | 4.8345e-06 | 185.9124 | 18.59% | 8.988e-05% | 9 | 16 | 17 | 3.8425e-06 | 4.7977e-06 | 185.9124 | 18.59% | 8.919e-05%
9 | 16 | 18 | 1.9767e-06 | 2.487e-06 | 19.2036 | 1.92% | 4.776e-06% | 9 | 16 | 18 | 1.9767e-06 | 2.4681e-06 | 19.2036 | 1.92% | 4.74e-06%
9 | 16 | 19 | 2.4779e-06 | 3.1176e-06 | 0 | 0% | 0% | 9 | 16 | 19 | 2.4779e-06 | 3.0938e-06 | 0 | 0% | 0%
9 | 16 | 20 | 7.832e-07 | 9.8539e-07 | 0 | 0% | 0% | 9 | 16 | 20 | 7.832e-07 | 9.7789e-07 | 0 | 0% | 0%
9 | 16 | 21 | 9.9029e-08 | 1.2459e-07 | 0 | 0% | 0% | 9 | 16 | 21 | 9.9029e-08 | 1.2365e-07 | 0 | 0% | 0%
9 | 16 | 22 | 1.0501e-08 | 1.3212e-08 | 0 | 0% | 0% | 9 | 16 | 22 | 1.0501e-08 | 1.3111e-08 | 0 | 0% | 0%
9 | 16 | 23 | 4.9064e-10 | 6.1729e-10 | 0 | 0% | 0% | 9 | 16 | 23 | 4.9064e-10 | 6.126e-10 | 0 | 0% | 0%
9 | 17 | 0 | 0 | 0 | 0 | 0% | 0% | 9 | 17 | 0 | 0 | 0 | 0 | 0% | 0%
9 | 17 | 1 | 0 | 0 | 0 | 0% | 0% | 9 | 17 | 1 | 0 | 0 | 0 | 0% | 0%
9 | 17 | 2 | 0 | 0 | 0 | 0% | 0% | 9 | 17 | 2 | 0 | 0 | 0 | 0% | 0%
9 | 17 | 3 | 0 | 0 | 0 | 0% | 0% | 9 | 17 | 3 | 0 | 0 | 0 | 0% | 0%
9 | 17 | 4 | 0 | 0 | 0 | 0% | 0% | 9 | 17 | 4 | 0 | 0 | 0 | 0% | 0%
9 | 17 | 5 | 0 | 0 | 0 | 0% | 0% | 9 | 17 | 5 | 0 | 0 | 0 | 0% | 0%
9 | 17 | 6 | 7.5046e-10 | 9.4419e-10 | 0 | 0% | 0% | 9 | 17 | 6 | 7.5046e-10 | 9.3701e-10 | 0 | 0% | 0%
9 | 17 | 7 | 2.4361e-09 | 3.065e-09 | 141.8256 | 14.18% | 4.347e-08% | 9 | 17 | 7 | 2.4361e-09 | 3.0417e-09 | 141.8256 | 14.18% | 4.314e-08%
9 | 17 | 8 | 4.0157e-09 | 5.0523e-09 | 373.4064 | 37.34% | 1.887e-07% | 9 | 17 | 8 | 4.048e-09 | 5.0542e-09 | 373.4064 | 37.34% | 1.887e-07%
9 | 17 | 9 | 1.4395e-08 | 1.8111e-08 | 569.8236 | 56.98% | 1.032e-06% | 9 | 17 | 9 | 1.4631e-08 | 1.8268e-08 | 569.8236 | 56.98% | 1.041e-06%
9 | 17 | 10 | 2.8065e-08 | 3.531e-08 | 706.5972 | 70.66% | 2.495e-06% | 9 | 17 | 10 | 2.8916e-08 | 3.6103e-08 | 706.5972 | 70.66% | 2.551e-06%
9 | 17 | 11 | 5.5313e-08 | 6.9592e-08 | 785.6892 | 78.57% | 5.468e-06% | 9 | 17 | 11 | 5.7067e-08 | 7.1253e-08 | 785.6892 | 78.57% | 5.598e-06%
9 | 17 | 12 | 1.1607e-07 | 1.4604e-07 | 812.1768 | 81.22% | 1.186e-05% | 9 | 17 | 12 | 1.1958e-07 | 1.4931e-07 | 812.1768 | 81.22% | 1.213e-05%
9 | 17 | 13 | 2.2854e-07 | 2.8754e-07 | 790.4532 | 79.05% | 2.273e-05% | 9 | 17 | 13 | 2.3518e-07 | 2.9364e-07 | 790.4532 | 79.05% | 2.321e-05%
9 | 17 | 14 | 4.7374e-07 | 5.9604e-07 | 712.932 | 71.29% | 4.249e-05% | 9 | 17 | 14 | 4.869e-07 | 6.0794e-07 | 712.932 | 71.29% | 4.334e-05%
9 | 17 | 15 | 7.0637e-07 | 8.8872e-07 | 591.516 | 59.15% | 5.257e-05% | 9 | 17 | 15 | 7.1606e-07 | 8.9406e-07 | 591.516 | 59.15% | 5.289e-05%
9 | 17 | 16 | 6.6786e-07 | 8.4027e-07 | 410.3988 | 41.04% | 3.448e-05% | 9 | 17 | 16 | 6.6786e-07 | 8.3388e-07 | 410.3988 | 41.04% | 3.422e-05%
9 | 17 | 17 | 3.2023e-07 | 4.029e-07 | 183.8484 | 18.38% | 7.407e-06% | 9 | 17 | 17 | 3.2023e-07 | 3.9984e-07 | 183.8484 | 18.38% | 7.351e-06%
9 | 17 | 18 | 9.2059e-08 | 1.1582e-07 | 17.5116 | 1.751% | 2.028e-07% | 9 | 17 | 18 | 9.2059e-08 | 1.1494e-07 | 17.5116 | 1.751% | 2.013e-07%
9 | 17 | 19 | 6.2051e-08 | 7.807e-08 | 0 | 0% | 0% | 9 | 17 | 19 | 6.2051e-08 | 7.7476e-08 | 0 | 0% | 0%
9 | 17 | 20 | 1.9603e-08 | 2.4664e-08 | 0 | 0% | 0% | 9 | 17 | 20 | 1.9603e-08 | 2.4476e-08 | 0 | 0% | 0%
9 | 17 | 21 | 3.4871e-09 | 4.3873e-09 | 0 | 0% | 0% | 9 | 17 | 21 | 3.4871e-09 | 4.354e-09 | 0 | 0% | 0%
9 | 17 | 22 | 0 | 0 | 0 | 0% | 0% | 9 | 17 | 22 | 0 | 0 | 0 | 0% | 0%
9 | 17 | 23 | 0 | 0 | 0 | 0% | 0% | 9 | 17 | 23 | 0 | 0 | 0 | 0% | 0%
9 | 18 | 0 | 0 | 0 | 0 | 0% | 0% | 9 | 18 | 0 | 0 | 0 | 0 | 0% | 0%
9 | 18 | 1 | 0 | 0 | 0 | 0% | 0% | 9 | 18 | 1 | 0 | 0 | 0 | 0% | 0%
9 | 18 | 2 | 0 | 0 | 0 | 0% | 0% | 9 | 18 | 2 | 0 | 0 | 0 | 0% | 0%
9 | 18 | 3 | 0 | 0 | 0 | 0% | 0% | 9 | 18 | 3 | 0 | 0 | 0 | 0% | 0%
9 | 18 | 4 | 0 | 0 | 0 | 0% | 0% | 9 | 18 | 4 | 0 | 0 | 0 | 0% | 0%
9 | 18 | 5 | 0 | 0 | 0 | 0% | 0% | 9 | 18 | 5 | 0 | 0 | 0 | 0% | 0%
9 | 18 | 6 | 0 | 0 | 0 | 0% | 0% | 9 | 18 | 6 | 0 | 0 | 0 | 0% | 0%
9 | 18 | 7 | 0 | 0 | 130.4292 | 13.04% | 0% | 9 | 18 | 7 | 0 | 0 | 130.4292 | 13.04% | 0%
9 | 18 | 8 | 0 | 0 | 266.4048 | 26.64% | 0% | 9 | 18 | 8 | 0 | 0 | 266.4048 | 26.64% | 0%
9 | 18 | 9 | 0 | 0 | 545.3688 | 54.54% | 0% | 9 | 18 | 9 | 0 | 0 | 545.3688 | 54.54% | 0%
9 | 18 | 10 | 2.377e-10 | 2.9907e-10 | 681.0396 | 68.1% | 2.037e-08% | 9 | 18 | 10 | 3.1124e-10 | 3.8861e-10 | 681.0396 | 68.1% | 2.647e-08%
9 | 18 | 11 | 3.1042e-09 | 3.9055e-09 | 502.866 | 50.29% | 1.964e-07% | 9 | 18 | 11 | 3.2667e-09 | 4.0787e-09 | 502.866 | 50.29% | 2.051e-07%
9 | 18 | 12 | 1.32e-08 | 1.6608e-08 | 531.0024 | 53.1% | 8.819e-07% | 9 | 18 | 12 | 1.3619e-08 | 1.7005e-08 | 531.0024 | 53.1% | 9.03e-07%
9 | 18 | 13 | 4.8092e-08 | 6.0507e-08 | 766.8084 | 76.68% | 4.64e-06% | 9 | 18 | 13 | 4.9225e-08 | 6.1462e-08 | 766.8084 | 76.68% | 4.713e-06%
9 | 18 | 14 | 1.539e-07 | 1.9362e-07 | 563.8464 | 56.38% | 1.092e-05% | 9 | 18 | 14 | 1.5621e-07 | 1.9504e-07 | 563.8464 | 56.38% | 1.1e-05%
9 | 18 | 15 | 2.9467e-07 | 3.7073e-07 | 413.6856 | 41.37% | 1.534e-05% | 9 | 18 | 15 | 2.9881e-07 | 3.7309e-07 | 413.6856 | 41.37% | 1.543e-05%
9 | 18 | 16 | 5.5618e-07 | 6.9976e-07 | 376.7772 | 37.68% | 2.637e-05% | 9 | 18 | 16 | 5.5618e-07 | 6.9444e-07 | 376.7772 | 37.68% | 2.616e-05%
9 | 18 | 17 | 3.8473e-07 | 4.8405e-07 | 127.2084 | 12.72% | 6.158e-06% | 9 | 18 | 17 | 3.8473e-07 | 4.8037e-07 | 127.2084 | 12.72% | 6.111e-06%
9 | 18 | 18 | 1.4377e-07 | 1.8089e-07 | 13.044 | 1.304% | 2.36e-07% | 9 | 18 | 18 | 1.4377e-07 | 1.7951e-07 | 13.044 | 1.304% | 2.342e-07%
9 | 18 | 19 | 8.0654e-08 | 1.0148e-07 | 0 | 0% | 0% | 9 | 18 | 19 | 8.0654e-08 | 1.007e-07 | 0 | 0% | 0%
9 | 18 | 20 | 1.9753e-08 | 2.4853e-08 | 0 | 0% | 0% | 9 | 18 | 20 | 1.9753e-08 | 2.4664e-08 | 0 | 0% | 0%
9 | 18 | 21 | 1.3486e-09 | 1.6968e-09 | 0 | 0% | 0% | 9 | 18 | 21 | 1.3486e-09 | 1.6839e-09 | 0 | 0% | 0%
9 | 18 | 22 | 0 | 0 | 0 | 0% | 0% | 9 | 18 | 22 | 0 | 0 | 0 | 0% | 0%
9 | 18 | 23 | 0 | 0 | 0 | 0% | 0% | 9 | 18 | 23 | 0 | 0 | 0 | 0% | 0%
9 | 19 | 0 | 0 | 0 | 0 | 0% | 0% | 9 | 19 | 0 | 0 | 0 | 0 | 0% | 0%
9 | 19 | 1 | 0 | 0 | 0 | 0% | 0% | 9 | 19 | 1 | 0 | 0 | 0 | 0% | 0%
9 | 19 | 2 | 0 | 0 | 0 | 0% | 0% | 9 | 19 | 2 | 0 | 0 | 0 | 0% | 0%
9 | 19 | 3 | 0 | 0 | 0 | 0% | 0% | 9 | 19 | 3 | 0 | 0 | 0 | 0% | 0%
9 | 19 | 4 | 0 | 0 | 0 | 0% | 0% | 9 | 19 | 4 | 0 | 0 | 0 | 0% | 0%
9 | 19 | 5 | 0 | 0 | 0 | 0% | 0% | 9 | 19 | 5 | 0 | 0 | 0 | 0% | 0%
9 | 19 | 6 | 0 | 0 | 0 | 0% | 0% | 9 | 19 | 6 | 0 | 0 | 0 | 0% | 0%
9 | 19 | 7 | 0 | 0 | 23.5056 | 2.351% | 0% | 9 | 19 | 7 | 0 | 0 | 23.5056 | 2.351% | 0%
9 | 19 | 8 | 0 | 0 | 295.2948 | 29.53% | 0% | 9 | 19 | 8 | 0 | 0 | 295.2948 | 29.53% | 0%
9 | 19 | 9 | 0 | 0 | 544.0656 | 54.41% | 0% | 9 | 19 | 9 | 0 | 0 | 544.0656 | 54.41% | 0%
9 | 19 | 10 | 2.2192e-10 | 2.7921e-10 | 680.982 | 68.1% | 1.901e-08% | 9 | 19 | 10 | 2.8634e-10 | 3.5751e-10 | 680.982 | 68.1% | 2.435e-08%
9 | 19 | 11 | 7.2768e-09 | 9.1553e-09 | 420.708 | 42.07% | 3.852e-07% | 9 | 19 | 11 | 7.5163e-09 | 9.3847e-09 | 420.708 | 42.07% | 3.948e-07%
9 | 19 | 12 | 3.638e-08 | 4.5772e-08 | 71.3232 | 7.132% | 3.265e-07% | 9 | 19 | 12 | 3.7523e-08 | 4.6851e-08 | 71.3232 | 7.132% | 3.342e-07%
9 | 19 | 13 | 1.0449e-07 | 1.3146e-07 | 105.5328 | 10.55% | 1.387e-06% | 9 | 19 | 13 | 1.068e-07 | 1.3335e-07 | 105.5328 | 10.55% | 1.407e-06%
9 | 19 | 14 | 1.8607e-07 | 2.3411e-07 | 361.128 | 36.11% | 8.454e-06% | 9 | 19 | 14 | 1.902e-07 | 2.3748e-07 | 361.128 | 36.11% | 8.576e-06%
9 | 19 | 15 | 2.7282e-07 | 3.4324e-07 | 408.4944 | 40.85% | 1.402e-05% | 9 | 19 | 15 | 2.7463e-07 | 3.429e-07 | 408.4944 | 40.85% | 1.401e-05%
9 | 19 | 16 | 2.9241e-07 | 3.679e-07 | 403.5852 | 40.36% | 1.485e-05% | 9 | 19 | 16 | 2.9241e-07 | 3.651e-07 | 403.5852 | 40.36% | 1.473e-05%
9 | 19 | 17 | 1.6408e-07 | 2.0644e-07 | 177.57 | 17.76% | 3.666e-06% | 9 | 19 | 17 | 1.6408e-07 | 2.0487e-07 | 177.57 | 17.76% | 3.638e-06%
9 | 19 | 18 | 1.1853e-07 | 1.4912e-07 | 12.4932 | 1.249% | 1.863e-07% | 9 | 19 | 18 | 1.1853e-07 | 1.4799e-07 | 12.4932 | 1.249% | 1.849e-07%
9 | 19 | 19 | 1.2298e-07 | 1.5473e-07 | 0 | 0% | 0% | 9 | 19 | 19 | 1.2298e-07 | 1.5355e-07 | 0 | 0% | 0%
9 | 19 | 20 | 4.4748e-08 | 5.63e-08 | 0 | 0% | 0% | 9 | 19 | 20 | 4.4748e-08 | 5.5872e-08 | 0 | 0% | 0%
9 | 19 | 21 | 4.5036e-09 | 5.6662e-09 | 0 | 0% | 0% | 9 | 19 | 21 | 4.5036e-09 | 5.6231e-09 | 0 | 0% | 0%
9 | 19 | 22 | 0 | 0 | 0 | 0% | 0% | 9 | 19 | 22 | 0 | 0 | 0 | 0% | 0%
9 | 19 | 23 | 0 | 0 | 0 | 0% | 0% | 9 | 19 | 23 | 0 | 0 | 0 | 0% | 0%
9 | 20 | 0 | 0 | 0 | 0 | 0% | 0% | 9 | 20 | 0 | 0 | 0 | 0 | 0% | 0%
9 | 20 | 1 | 0 | 0 | 0 | 0% | 0% | 9 | 20 | 1 | 0 | 0 | 0 | 0% | 0%
9 | 20 | 2 | 0 | 0 | 0 | 0% | 0% | 9 | 20 | 2 | 0 | 0 | 0 | 0% | 0%
9 | 20 | 3 | 0 | 0 | 0 | 0% | 0% | 9 | 20 | 3 | 0 | 0 | 0 | 0% | 0%
9 | 20 | 4 | 0 | 0 | 0 | 0% | 0% | 9 | 20 | 4 | 0 | 0 | 0 | 0% | 0%
9 | 20 | 5 | 0 | 0 | 0 | 0% | 0% | 9 | 20 | 5 | 0 | 0 | 0 | 0% | 0%
9 | 20 | 6 | 1.0647e-09 | 1.3396e-09 | 0 | 0% | 0% | 9 | 20 | 6 | 1.0647e-09 | 1.3294e-09 | 0 | 0% | 0%
9 | 20 | 7 | 3.4007e-09 | 4.2786e-09 | 109.6752 | 10.97% | 4.693e-08% | 9 | 20 | 7 | 3.4007e-09 | 4.246e-09 | 109.6752 | 10.97% | 4.657e-08%
9 | 20 | 8 | 2.0875e-08 | 2.6264e-08 | 386.2032 | 38.62% | 1.014e-06% | 9 | 20 | 8 | 2.1034e-08 | 2.6262e-08 | 386.2032 | 38.62% | 1.014e-06%
9 | 20 | 9 | 9.6931e-08 | 1.2195e-07 | 591.9024 | 59.19% | 7.218e-06% | 9 | 20 | 9 | 9.7674e-08 | 1.2195e-07 | 591.9024 | 59.19% | 7.218e-06%
9 | 20 | 10 | 3.5882e-07 | 4.5145e-07 | 734.6412 | 73.46% | 3.317e-05% | 9 | 20 | 10 | 3.6142e-07 | 4.5126e-07 | 734.6412 | 73.46% | 3.315e-05%
9 | 20 | 11 | 2.2036e-06 | 2.7724e-06 | 621.78 | 62.18% | 0.0001724% | 9 | 20 | 11 | 2.2483e-06 | 2.8071e-06 | 621.78 | 62.18% | 0.0001745%
9 | 20 | 12 | 7.0816e-06 | 8.9097e-06 | 739.494 | 73.95% | 0.0006589% | 9 | 20 | 12 | 7.2573e-06 | 9.0613e-06 | 739.494 | 73.95% | 0.0006701%
9 | 20 | 13 | 1.9506e-05 | 2.4542e-05 | 806.0976 | 80.61% | 0.001978% | 9 | 20 | 13 | 1.987e-05 | 2.481e-05 | 806.0976 | 80.61% | 0.002%
9 | 20 | 14 | 6.1157e-05 | 7.6944e-05 | 604.512 | 60.45% | 0.004651% | 9 | 20 | 14 | 6.184e-05 | 7.7213e-05 | 604.512 | 60.45% | 0.004668%
9 | 20 | 15 | 8.6321e-05 | 0.00010861 | 302.3928 | 30.24% | 0.003284% | 9 | 20 | 15 | 8.6777e-05 | 0.00010835 | 302.3928 | 30.24% | 0.003276%
9 | 20 | 16 | 7.1172e-05 | 8.9545e-05 | 255.234 | 25.52% | 0.002285% | 9 | 20 | 16 | 7.1172e-05 | 8.8864e-05 | 255.234 | 25.52% | 0.002268%
9 | 20 | 17 | 3.6006e-05 | 4.5301e-05 | 109.8936 | 10.99% | 0.0004978% | 9 | 20 | 17 | 3.6006e-05 | 4.4956e-05 | 109.8936 | 10.99% | 0.000494%
9 | 20 | 18 | 1.5565e-05 | 1.9583e-05 | 4.8972 | 0.4897% | 9.59e-06% | 9 | 20 | 18 | 1.5565e-05 | 1.9434e-05 | 4.8972 | 0.4897% | 9.517e-06%
9 | 20 | 19 | 9.7095e-06 | 1.2216e-05 | 0 | 0% | 0% | 9 | 20 | 19 | 9.7095e-06 | 1.2123e-05 | 0 | 0% | 0%
9 | 20 | 20 | 2.2009e-06 | 2.7691e-06 | 0 | 0% | 0% | 9 | 20 | 20 | 2.2009e-06 | 2.7481e-06 | 0 | 0% | 0%
9 | 20 | 21 | 2.1839e-07 | 2.7476e-07 | 0 | 0% | 0% | 9 | 20 | 21 | 2.1839e-07 | 2.7267e-07 | 0 | 0% | 0%
9 | 20 | 22 | 3.0466e-08 | 3.833e-08 | 0 | 0% | 0% | 9 | 20 | 22 | 3.0466e-08 | 3.8039e-08 | 0 | 0% | 0%
9 | 20 | 23 | 1.9068e-09 | 2.3991e-09 | 0 | 0% | 0% | 9 | 20 | 23 | 1.9068e-09 | 2.3808e-09 | 0 | 0% | 0%
9 | 21 | 0 | 0 | 0 | 0 | 0% | 0% | 9 | 21 | 0 | 0 | 0 | 0 | 0% | 0%
9 | 21 | 1 | 0 | 0 | 0 | 0% | 0% | 9 | 21 | 1 | 0 | 0 | 0 | 0% | 0%
9 | 21 | 2 | 0 | 0 | 0 | 0% | 0% | 9 | 21 | 2 | 0 | 0 | 0 | 0% | 0%
9 | 21 | 3 | 0 | 0 | 0 | 0% | 0% | 9 | 21 | 3 | 0 | 0 | 0 | 0% | 0%
9 | 21 | 4 | 0 | 0 | 0 | 0% | 0% | 9 | 21 | 4 | 0 | 0 | 0 | 0% | 0%
9 | 21 | 5 | 5.5876e-10 | 7.0301e-10 | 0 | 0% | 0% | 9 | 21 | 5 | 5.5876e-10 | 6.9766e-10 | 0 | 0% | 0%
9 | 21 | 6 | 5.9958e-09 | 7.5436e-09 | 0 | 0% | 0% | 9 | 21 | 6 | 5.9958e-09 | 7.4862e-09 | 0 | 0% | 0%
9 | 21 | 7 | 1.726e-08 | 2.1715e-08 | 117.3408 | 11.73% | 2.548e-07% | 9 | 21 | 7 | 1.7404e-08 | 2.1731e-08 | 117.3408 | 11.73% | 2.55e-07%
9 | 21 | 8 | 4.1088e-08 | 5.1695e-08 | 385.128 | 38.51% | 1.991e-06% | 9 | 21 | 8 | 4.1403e-08 | 5.1695e-08 | 385.128 | 38.51% | 1.991e-06%
9 | 21 | 9 | 2.9252e-07 | 3.6803e-07 | 584.9232 | 58.49% | 2.153e-05% | 9 | 21 | 9 | 2.9665e-07 | 3.7039e-07 | 584.9232 | 58.49% | 2.167e-05%
9 | 21 | 10 | 9.7027e-07 | 1.2207e-06 | 723.2724 | 72.33% | 8.829e-05% | 9 | 21 | 10 | 9.9059e-07 | 1.2368e-06 | 723.2724 | 72.33% | 8.946e-05%
9 | 21 | 11 | 6.9963e-06 | 8.8024e-06 | 804.27 | 80.43% | 0.000708% | 9 | 21 | 11 | 7.1689e-06 | 8.9509e-06 | 804.27 | 80.43% | 0.0007199%
9 | 21 | 12 | 3.3899e-05 | 4.265e-05 | 829.6284 | 82.96% | 0.003538% | 9 | 21 | 12 | 3.4742e-05 | 4.3378e-05 | 829.6284 | 82.96% | 0.003599%
9 | 21 | 13 | 0.0001987 | 0.00024999 | 801.816 | 80.18% | 0.02004% | 9 | 21 | 13 | 0.00020199 | 0.0002522 | 801.816 | 80.18% | 0.02022%
9 | 21 | 14 | 0.00098052 | 0.0012336 | 721.086 | 72.11% | 0.08896% | 9 | 21 | 14 | 0.00099062 | 0.0012369 | 721.086 | 72.11% | 0.08919%
9 | 21 | 15 | 0.0018821 | 0.002368 | 592.7304 | 59.27% | 0.1404% | 9 | 21 | 15 | 0.0018908 | 0.0023608 | 592.7304 | 59.27% | 0.1399%
9 | 21 | 16 | 0.00086756 | 0.0010915 | 406.6332 | 40.66% | 0.04438% | 9 | 21 | 16 | 0.00086756 | 0.0010832 | 406.6332 | 40.66% | 0.04405%
9 | 21 | 17 | 0.0002468 | 0.00031051 | 173.4996 | 17.35% | 0.005387% | 9 | 21 | 17 | 0.0002468 | 0.00030815 | 173.4996 | 17.35% | 0.005346%
9 | 21 | 18 | 7.7025e-05 | 9.6909e-05 | 9.8784 | 0.9878% | 9.573e-05% | 9 | 21 | 18 | 7.7025e-05 | 9.6172e-05 | 9.8784 | 0.9878% | 9.5e-05%
9 | 21 | 19 | 6.0382e-05 | 7.597e-05 | 0 | 0% | 0% | 9 | 21 | 19 | 6.0382e-05 | 7.5392e-05 | 0 | 0% | 0%
9 | 21 | 20 | 1.5007e-05 | 1.8881e-05 | 0 | 0% | 0% | 9 | 21 | 20 | 1.5007e-05 | 1.8738e-05 | 0 | 0% | 0%
9 | 21 | 21 | 9.5592e-07 | 1.2027e-06 | 0 | 0% | 0% | 9 | 21 | 21 | 9.5592e-07 | 1.1935e-06 | 0 | 0% | 0%
9 | 21 | 22 | 1.0356e-07 | 1.303e-07 | 0 | 0% | 0% | 9 | 21 | 22 | 1.0356e-07 | 1.2931e-07 | 0 | 0% | 0%
9 | 21 | 23 | 1.6982e-08 | 2.1366e-08 | 0 | 0% | 0% | 9 | 21 | 23 | 1.6982e-08 | 2.1203e-08 | 0 | 0% | 0%
9 | 22 | 0 | 4.1131e-09 | 5.1749e-09 | 0 | 0% | 0% | 9 | 22 | 0 | 4.1131e-09 | 5.1355e-09 | 0 | 0% | 0%
9 | 22 | 1 | 0 | 0 | 0 | 0% | 0% | 9 | 22 | 1 | 0 | 0 | 0 | 0% | 0%
9 | 22 | 2 | 0 | 0 | 0 | 0% | 0% | 9 | 22 | 2 | 0 | 0 | 0 | 0% | 0%
9 | 22 | 3 | 0 | 0 | 0 | 0% | 0% | 9 | 22 | 3 | 0 | 0 | 0 | 0% | 0%
9 | 22 | 4 | 0 | 0 | 0 | 0% | 0% | 9 | 22 | 4 | 0 | 0 | 0 | 0% | 0%
9 | 22 | 5 | 5.1397e-09 | 6.4665e-09 | 0 | 0% | 0% | 9 | 22 | 5 | 5.1397e-09 | 6.4173e-09 | 0 | 0% | 0%
9 | 22 | 6 | 2.4018e-08 | 3.0218e-08 | 0 | 0% | 0% | 9 | 22 | 6 | 2.4018e-08 | 2.9988e-08 | 0 | 0% | 0%
9 | 22 | 7 | 3.4969e-08 | 4.3996e-08 | 139.5036 | 13.95% | 6.138e-07% | 9 | 22 | 7 | 3.5223e-08 | 4.3979e-08 | 139.5036 | 13.95% | 6.135e-07%
9 | 22 | 8 | 2.5041e-07 | 3.1506e-07 | 378.33 | 37.83% | 1.192e-05% | 9 | 22 | 8 | 2.5395e-07 | 3.1708e-07 | 378.33 | 37.83% | 1.2e-05%
9 | 22 | 9 | 1.4553e-06 | 1.831e-06 | 576.2808 | 57.63% | 0.0001055% | 9 | 22 | 9 | 1.4976e-06 | 1.8698e-06 | 576.2808 | 57.63% | 0.0001078%
9 | 22 | 10 | 6.4485e-06 | 8.1132e-06 | 711.1008 | 71.11% | 0.0005769% | 9 | 22 | 10 | 6.6108e-06 | 8.2541e-06 | 711.1008 | 71.11% | 0.0005869%
9 | 22 | 11 | 3.0545e-05 | 3.8431e-05 | 787.2084 | 78.72% | 0.003025% | 9 | 22 | 11 | 3.1494e-05 | 3.9323e-05 | 787.2084 | 78.72% | 0.003096%
9 | 22 | 12 | 0.00022487 | 0.00028292 | 811.1436 | 81.11% | 0.02295% | 9 | 22 | 12 | 0.00022954 | 0.0002866 | 811.1436 | 81.11% | 0.02325%
9 | 22 | 13 | 0.00073883 | 0.00092956 | 782.0568 | 78.21% | 0.0727% | 9 | 22 | 13 | 0.00075025 | 0.00093675 | 782.0568 | 78.21% | 0.07326%
9 | 22 | 14 | 0.001331 | 0.0016746 | 704.9412 | 70.49% | 0.1181% | 9 | 22 | 14 | 0.0013449 | 0.0016792 | 704.9412 | 70.49% | 0.1184%
9 | 22 | 15 | 0.0010602 | 0.001334 | 575.7504 | 57.58% | 0.0768% | 9 | 22 | 15 | 0.0010703 | 0.0013363 | 575.7504 | 57.58% | 0.07694%
9 | 22 | 16 | 0.00064542 | 0.00081203 | 379.7544 | 37.98% | 0.03084% | 9 | 22 | 16 | 0.00064853 | 0.00080974 | 379.7544 | 37.98% | 0.03075%
9 | 22 | 17 | 0.00014566 | 0.00018326 | 164.598 | 16.46% | 0.003016% | 9 | 22 | 17 | 0.00014566 | 0.00018187 | 164.598 | 16.46% | 0.002994%
9 | 22 | 18 | 6.4459e-05 | 8.1099e-05 | 7.4508 | 0.7451% | 6.043e-05% | 9 | 22 | 18 | 6.4459e-05 | 8.0482e-05 | 7.4508 | 0.7451% | 5.997e-05%
9 | 22 | 19 | 4.6283e-05 | 5.8232e-05 | 0 | 0% | 0% | 9 | 22 | 19 | 4.6283e-05 | 5.7789e-05 | 0 | 0% | 0%
9 | 22 | 20 | 8.1468e-06 | 1.025e-05 | 0 | 0% | 0% | 9 | 22 | 20 | 8.1468e-06 | 1.0172e-05 | 0 | 0% | 0%
9 | 22 | 21 | 8.6259e-07 | 1.0853e-06 | 0 | 0% | 0% | 9 | 22 | 21 | 8.6259e-07 | 1.077e-06 | 0 | 0% | 0%
9 | 22 | 22 | 9.9785e-08 | 1.2554e-07 | 0 | 0% | 0% | 9 | 22 | 22 | 9.9785e-08 | 1.2459e-07 | 0 | 0% | 0%
9 | 22 | 23 | 1.0847e-08 | 1.3648e-08 | 0 | 0% | 0% | 9 | 22 | 23 | 1.0847e-08 | 1.3544e-08 | 0 | 0% | 0%
9 | 23 | 0 | 1.8917e-09 | 2.3801e-09 | 0 | 0% | 0% | 9 | 23 | 0 | 1.8917e-09 | 2.362e-09 | 0 | 0% | 0%
9 | 23 | 1 | 0 | 0 | 0 | 0% | 0% | 9 | 23 | 1 | 0 | 0 | 0 | 0% | 0%
9 | 23 | 2 | 0 | 0 | 0 | 0% | 0% | 9 | 23 | 2 | 0 | 0 | 0 | 0% | 0%
9 | 23 | 3 | 0 | 0 | 0 | 0% | 0% | 9 | 23 | 3 | 0 | 0 | 0 | 0% | 0%
9 | 23 | 4 | 0 | 0 | 0 | 0% | 0% | 9 | 23 | 4 | 0 | 0 | 0 | 0% | 0%
9 | 23 | 5 | 3.8209e-09 | 4.8073e-09 | 0 | 0% | 0% | 9 | 23 | 5 | 3.8209e-09 | 4.7708e-09 | 0 | 0% | 0%
9 | 23 | 6 | 1.9448e-08 | 2.4469e-08 | 0 | 0% | 0% | 9 | 23 | 6 | 1.9448e-08 | 2.4283e-08 | 0 | 0% | 0%
9 | 23 | 7 | 2.8242e-08 | 3.5532e-08 | 136.1484 | 13.61% | 4.838e-07% | 9 | 23 | 7 | 2.8242e-08 | 3.5262e-08 | 136.1484 | 13.61% | 4.801e-07%
9 | 23 | 8 | 1.3161e-07 | 1.6559e-07 | 372.7764 | 37.28% | 6.173e-06% | 9 | 23 | 8 | 1.3161e-07 | 1.6433e-07 | 372.7764 | 37.28% | 6.126e-06%
9 | 23 | 9 | 1.0891e-06 | 1.3703e-06 | 568.5864 | 56.86% | 7.791e-05% | 9 | 23 | 9 | 1.0891e-06 | 1.3599e-06 | 568.5864 | 56.86% | 7.732e-05%
9 | 23 | 10 | 7.3426e-06 | 9.2381e-06 | 718.2972 | 71.83% | 0.0006636% | 9 | 23 | 10 | 7.4344e-06 | 9.2824e-06 | 718.2972 | 71.83% | 0.0006668%
9 | 23 | 11 | 3.249e-05 | 4.0877e-05 | 797.8692 | 79.79% | 0.003261% | 9 | 23 | 11 | 3.268e-05 | 4.0804e-05 | 797.8692 | 79.79% | 0.003256%
9 | 23 | 12 | 0.00022839 | 0.00028736 | 825.1908 | 82.52% | 0.02371% | 9 | 23 | 12 | 0.00023075 | 0.00028811 | 825.1908 | 82.52% | 0.02377%
9 | 23 | 13 | 0.0011793 | 0.0014838 | 800.184 | 80.02% | 0.1187% | 9 | 23 | 13 | 0.0011914 | 0.0014876 | 800.184 | 80.02% | 0.119%
9 | 23 | 14 | 0.0029647 | 0.0037301 | 716.736 | 71.67% | 0.2673% | 9 | 23 | 14 | 0.0030165 | 0.0037663 | 716.736 | 71.67% | 0.2699%
9 | 23 | 15 | 0.0032731 | 0.004118 | 584.37 | 58.44% | 0.2406% | 9 | 23 | 15 | 0.0033045 | 0.004126 | 584.37 | 58.44% | 0.2411%
9 | 23 | 16 | 0.001351 | 0.0016997 | 389.1144 | 38.91% | 0.06614% | 9 | 23 | 16 | 0.001351 | 0.0016868 | 389.1144 | 38.91% | 0.06564%
9 | 23 | 17 | 0.0005178 | 0.00065147 | 161.9232 | 16.19% | 0.01055% | 9 | 23 | 17 | 0.0005178 | 0.00064651 | 161.9232 | 16.19% | 0.01047%
9 | 23 | 18 | 0.00013288 | 0.00016718 | 0 | 0% | 0% | 9 | 23 | 18 | 0.00013288 | 0.00016591 | 0 | 0% | 0%
9 | 23 | 19 | 0.00010632 | 0.00013377 | 0 | 0% | 0% | 9 | 23 | 19 | 0.00010632 | 0.00013275 | 0 | 0% | 0%
9 | 23 | 20 | 2.0467e-05 | 2.5751e-05 | 0 | 0% | 0% | 9 | 23 | 20 | 2.0467e-05 | 2.5555e-05 | 0 | 0% | 0%
9 | 23 | 21 | 1.4444e-06 | 1.8173e-06 | 0 | 0% | 0% | 9 | 23 | 21 | 1.4444e-06 | 1.8035e-06 | 0 | 0% | 0%
9 | 23 | 22 | 2.3141e-07 | 2.9115e-07 | 0 | 0% | 0% | 9 | 23 | 22 | 2.3141e-07 | 2.8894e-07 | 0 | 0% | 0%
9 | 23 | 23 | 3.8308e-08 | 4.8198e-08 | 0 | 0% | 0% | 9 | 23 | 23 | 3.8308e-08 | 4.7831e-08 | 0 | 0% | 0%
9 | 24 | 0 | 7.2648e-09 | 9.1402e-09 | 0 | 0% | 0% | 9 | 24 | 0 | 7.2648e-09 | 9.0707e-09 | 0 | 0% | 0%
9 | 24 | 1 | 1.7134e-09 | 2.1557e-09 | 0 | 0% | 0% | 9 | 24 | 1 | 1.7134e-09 | 2.1393e-09 | 0 | 0% | 0%
9 | 24 | 2 | 2.1966e-10 | 2.7637e-10 | 0 | 0% | 0% | 9 | 24 | 2 | 2.1966e-10 | 2.7427e-10 | 0 | 0% | 0%
9 | 24 | 3 | 0 | 0 | 0 | 0% | 0% | 9 | 24 | 3 | 0 | 0 | 0 | 0% | 0%
9 | 24 | 4 | 4.7132e-10 | 5.9299e-10 | 0 | 0% | 0% | 9 | 24 | 4 | 4.7132e-10 | 5.8848e-10 | 0 | 0% | 0%
9 | 24 | 5 | 1.0011e-08 | 1.2595e-08 | 0 | 0% | 0% | 9 | 24 | 5 | 1.0011e-08 | 1.2499e-08 | 0 | 0% | 0%
9 | 24 | 6 | 4.0131e-08 | 5.0491e-08 | 0 | 0% | 0% | 9 | 24 | 6 | 4.0131e-08 | 5.0106e-08 | 0 | 0% | 0%
9 | 24 | 7 | 9.7619e-08 | 1.2282e-07 | 130.152 | 13.02% | 1.599e-06% | 9 | 24 | 7 | 9.7619e-08 | 1.2188e-07 | 130.152 | 13.02% | 1.586e-06%
9 | 24 | 8 | 3.1579e-07 | 3.9731e-07 | 361.1856 | 36.12% | 1.435e-05% | 9 | 24 | 8 | 3.2029e-07 | 3.9991e-07 | 361.1856 | 36.12% | 1.444e-05%
9 | 24 | 9 | 2.1734e-06 | 2.7345e-06 | 553.0476 | 55.3% | 0.0001512% | 9 | 24 | 9 | 2.2177e-06 | 2.769e-06 | 553.0476 | 55.3% | 0.0001531%
9 | 24 | 10 | 1.116e-05 | 1.4041e-05 | 686.172 | 68.62% | 0.0009634% | 9 | 24 | 10 | 1.1594e-05 | 1.4477e-05 | 686.172 | 68.62% | 0.0009933%
9 | 24 | 11 | 4.4511e-05 | 5.6002e-05 | 756.288 | 75.63% | 0.004235% | 9 | 24 | 11 | 4.5822e-05 | 5.7212e-05 | 756.288 | 75.63% | 0.004327%
9 | 24 | 12 | 0.00019981 | 0.00025139 | 243.3636 | 24.34% | 0.006118% | 9 | 24 | 12 | 0.00020529 | 0.00025633 | 243.3636 | 24.34% | 0.006238%
9 | 24 | 13 | 0.00040608 | 0.00051091 | 767.814 | 76.78% | 0.03923% | 9 | 24 | 13 | 0.00041678 | 0.00052038 | 767.814 | 76.78% | 0.03996%
9 | 24 | 14 | 0.0002332 | 0.0002934 | 681.132 | 68.11% | 0.01998% | 9 | 24 | 14 | 0.00023816 | 0.00029736 | 681.132 | 68.11% | 0.02025%
9 | 24 | 15 | 9.0765e-05 | 0.0001142 | 548.3172 | 54.83% | 0.006262% | 9 | 24 | 15 | 9.18e-05 | 0.00011462 | 548.3172 | 54.83% | 0.006285%
9 | 24 | 16 | 2.5824e-05 | 3.2491e-05 | 179.7432 | 17.97% | 0.000584% | 9 | 24 | 16 | 2.6128e-05 | 3.2622e-05 | 179.7432 | 17.97% | 0.0005864%
9 | 24 | 17 | 6.3623e-06 | 8.0048e-06 | 109.2072 | 10.92% | 8.742e-05% | 9 | 24 | 17 | 6.3623e-06 | 7.9439e-06 | 109.2072 | 10.92% | 8.675e-05%
9 | 24 | 18 | 2.4465e-06 | 3.078e-06 | 0 | 0% | 0% | 9 | 24 | 18 | 2.4465e-06 | 3.0546e-06 | 0 | 0% | 0%
9 | 24 | 19 | 1.6142e-06 | 2.0309e-06 | 0 | 0% | 0% | 9 | 24 | 19 | 1.6142e-06 | 2.0154e-06 | 0 | 0% | 0%
9 | 24 | 20 | 4.0981e-07 | 5.156e-07 | 0 | 0% | 0% | 9 | 24 | 20 | 4.0981e-07 | 5.1168e-07 | 0 | 0% | 0%
9 | 24 | 21 | 1.1853e-07 | 1.4912e-07 | 0 | 0% | 0% | 9 | 24 | 21 | 1.1853e-07 | 1.4799e-07 | 0 | 0% | 0%
9 | 24 | 22 | 1.3487e-08 | 1.6969e-08 | 0 | 0% | 0% | 9 | 24 | 22 | 1.3487e-08 | 1.684e-08 | 0 | 0% | 0%
9 | 24 | 23 | 1.8605e-09 | 2.3409e-09 | 0 | 0% | 0% | 9 | 24 | 23 | 1.8605e-09 | 2.323e-09 | 0 | 0% | 0%
9 | 25 | 0 | 0 | 0 | 0 | 0% | 0% | 9 | 25 | 0 | 0 | 0 | 0 | 0% | 0%
9 | 25 | 1 | 0 | 0 | 0 | 0% | 0% | 9 | 25 | 1 | 0 | 0 | 0 | 0% | 0%
9 | 25 | 2 | 0 | 0 | 0 | 0% | 0% | 9 | 25 | 2 | 0 | 0 | 0 | 0% | 0%
9 | 25 | 3 | 0 | 0 | 0 | 0% | 0% | 9 | 25 | 3 | 0 | 0 | 0 | 0% | 0%
9 | 25 | 4 | 0 | 0 | 0 | 0% | 0% | 9 | 25 | 4 | 0 | 0 | 0 | 0% | 0%
9 | 25 | 5 | 0 | 0 | 0 | 0% | 0% | 9 | 25 | 5 | 0 | 0 | 0 | 0% | 0%
9 | 25 | 6 | 0 | 0 | 0 | 0% | 0% | 9 | 25 | 6 | 0 | 0 | 0 | 0% | 0%
9 | 25 | 7 | 0 | 0 | 41.4192 | 4.142% | 0% | 9 | 25 | 7 | 0 | 0 | 41.4192 | 4.142% | 0%
9 | 25 | 8 | 0 | 0 | 218.9376 | 21.89% | 0% | 9 | 25 | 8 | 0 | 0 | 218.9376 | 21.89% | 0%
9 | 25 | 9 | 0 | 0 | 354.4392 | 35.44% | 0% | 9 | 25 | 9 | 0 | 0 | 354.4392 | 35.44% | 0%
9 | 25 | 10 | 1.4892e-09 | 1.8737e-09 | 587.37 | 58.74% | 1.101e-07% | 9 | 25 | 10 | 1.5411e-09 | 1.9242e-09 | 587.37 | 58.74% | 1.13e-07%
9 | 25 | 11 | 4.7022e-09 | 5.9161e-09 | 324.6816 | 32.47% | 1.921e-07% | 9 | 25 | 11 | 4.8925e-09 | 6.1087e-09 | 324.6816 | 32.47% | 1.983e-07%
9 | 25 | 12 | 8.883e-09 | 1.1176e-08 | 585.1512 | 58.52% | 6.54e-07% | 9 | 25 | 12 | 9.3252e-09 | 1.1643e-08 | 585.1512 | 58.52% | 6.813e-07%
9 | 25 | 13 | 1.9484e-08 | 2.4513e-08 | 499.092 | 49.91% | 1.223e-06% | 9 | 25 | 13 | 2.0246e-08 | 2.5279e-08 | 499.092 | 49.91% | 1.262e-06%
9 | 25 | 14 | 3.0984e-08 | 3.8983e-08 | 414.7488 | 41.47% | 1.617e-06% | 9 | 25 | 14 | 3.1698e-08 | 3.9578e-08 | 414.7488 | 41.47% | 1.641e-06%
9 | 25 | 15 | 5.1119e-08 | 6.4316e-08 | 300.0792 | 30.01% | 1.93e-06% | 9 | 25 | 15 | 5.1509e-08 | 6.4313e-08 | 300.0792 | 30.01% | 1.93e-06%
9 | 25 | 16 | 2.8043e-08 | 3.5282e-08 | 119.934 | 11.99% | 4.232e-07% | 9 | 25 | 16 | 2.8043e-08 | 3.5014e-08 | 119.934 | 11.99% | 4.199e-07%
9 | 25 | 17 | 7.8658e-09 | 9.8964e-09 | 92.0628 | 9.206% | 9.111e-08% | 9 | 25 | 17 | 7.8658e-09 | 9.8212e-09 | 92.0628 | 9.206% | 9.042e-08%
9 | 25 | 18 | 5.5286e-09 | 6.9558e-09 | 0 | 0% | 0% | 9 | 25 | 18 | 5.5286e-09 | 6.9029e-09 | 0 | 0% | 0%
9 | 25 | 19 | 6.1986e-09 | 7.7988e-09 | 0 | 0% | 0% | 9 | 25 | 19 | 6.1986e-09 | 7.7395e-09 | 0 | 0% | 0%
9 | 25 | 20 | 1.1385e-09 | 1.4325e-09 | 0 | 0% | 0% | 9 | 25 | 20 | 1.1385e-09 | 1.4216e-09 | 0 | 0% | 0%
9 | 25 | 21 | 0 | 0 | 0 | 0% | 0% | 9 | 25 | 21 | 0 | 0 | 0 | 0% | 0%
9 | 25 | 22 | 0 | 0 | 0 | 0% | 0% | 9 | 25 | 22 | 0 | 0 | 0 | 0% | 0%
9 | 25 | 23 | 0 | 0 | 0 | 0% | 0% | 9 | 25 | 23 | 0 | 0 | 0 | 0% | 0%
9 | 26 | 0 | 0 | 0 | 0 | 0% | 0% | 9 | 26 | 0 | 0 | 0 | 0 | 0% | 0%
9 | 26 | 1 | 0 | 0 | 0 | 0% | 0% | 9 | 26 | 1 | 0 | 0 | 0 | 0% | 0%
9 | 26 | 2 | 0 | 0 | 0 | 0% | 0% | 9 | 26 | 2 | 0 | 0 | 0 | 0% | 0%
9 | 26 | 3 | 0 | 0 | 0 | 0% | 0% | 9 | 26 | 3 | 0 | 0 | 0 | 0% | 0%
9 | 26 | 4 | 0 | 0 | 0 | 0% | 0% | 9 | 26 | 4 | 0 | 0 | 0 | 0% | 0%
9 | 26 | 5 | 0 | 0 | 0 | 0% | 0% | 9 | 26 | 5 | 0 | 0 | 0 | 0% | 0%
9 | 26 | 6 | 0 | 0 | 0 | 0% | 0% | 9 | 26 | 6 | 0 | 0 | 0 | 0% | 0%
9 | 26 | 7 | 0 | 0 | 55.2204 | 5.522% | 0% | 9 | 26 | 7 | 0 | 0 | 55.2204 | 5.522% | 0%
9 | 26 | 8 | 0 | 0 | 126.8928 | 12.69% | 0% | 9 | 26 | 8 | 0 | 0 | 126.8928 | 12.69% | 0%
9 | 26 | 9 | 0 | 0 | 271.1508 | 27.12% | 0% | 9 | 26 | 9 | 0 | 0 | 271.1508 | 27.12% | 0%
9 | 26 | 10 | 0 | 0 | 357.1344 | 35.71% | 0% | 9 | 26 | 10 | 0 | 0 | 357.1344 | 35.71% | 0%
9 | 26 | 11 | 0 | 0 | 463.7412 | 46.37% | 0% | 9 | 26 | 11 | 0 | 0 | 463.7412 | 46.37% | 0%
9 | 26 | 12 | 0 | 0 | 152.7168 | 15.27% | 0% | 9 | 26 | 12 | 0 | 0 | 152.7168 | 15.27% | 0%
9 | 26 | 13 | 0 | 0 | 330.4884 | 33.05% | 0% | 9 | 26 | 13 | 0 | 0 | 330.4884 | 33.05% | 0%
9 | 26 | 14 | 0 | 0 | 714.4092 | 71.44% | 0% | 9 | 26 | 14 | 0 | 0 | 714.4092 | 71.44% | 0%
9 | 26 | 15 | 0 | 0 | 403.9488 | 40.39% | 0% | 9 | 26 | 15 | 0 | 0 | 403.9488 | 40.39% | 0%
9 | 26 | 16 | 0 | 0 | 376.206 | 37.62% | 0% | 9 | 26 | 16 | 0 | 0 | 376.206 | 37.62% | 0%
9 | 26 | 17 | 0 | 0 | 60.6696 | 6.067% | 0% | 9 | 26 | 17 | 0 | 0 | 60.6696 | 6.067% | 0%
9 | 26 | 18 | 0 | 0 | 0 | 0% | 0% | 9 | 26 | 18 | 0 | 0 | 0 | 0% | 0%
9 | 26 | 19 | 0 | 0 | 0 | 0% | 0% | 9 | 26 | 19 | 0 | 0 | 0 | 0% | 0%
9 | 26 | 20 | 0 | 0 | 0 | 0% | 0% | 9 | 26 | 20 | 0 | 0 | 0 | 0% | 0%
9 | 26 | 21 | 0 | 0 | 0 | 0% | 0% | 9 | 26 | 21 | 0 | 0 | 0 | 0% | 0%
9 | 26 | 22 | 0 | 0 | 0 | 0% | 0% | 9 | 26 | 22 | 0 | 0 | 0 | 0% | 0%
9 | 26 | 23 | 0 | 0 | 0 | 0% | 0% | 9 | 26 | 23 | 0 | 0 | 0 | 0% | 0%
9 | 27 | 0 | 0 | 0 | 0 | 0% | 0% | 9 | 27 | 0 | 0 | 0 | 0 | 0% | 0%
9 | 27 | 1 | 0 | 0 | 0 | 0% | 0% | 9 | 27 | 1 | 0 | 0 | 0 | 0% | 0%
9 | 27 | 2 | 0 | 0 | 0 | 0% | 0% | 9 | 27 | 2 | 0 | 0 | 0 | 0% | 0%
9 | 27 | 3 | 0 | 0 | 0 | 0% | 0% | 9 | 27 | 3 | 0 | 0 | 0 | 0% | 0%
9 | 27 | 4 | 0 | 0 | 0 | 0% | 0% | 9 | 27 | 4 | 0 | 0 | 0 | 0% | 0%
9 | 27 | 5 | 0 | 0 | 0 | 0% | 0% | 9 | 27 | 5 | 0 | 0 | 0 | 0% | 0%
9 | 27 | 6 | 0 | 0 | 0 | 0% | 0% | 9 | 27 | 6 | 0 | 0 | 0 | 0% | 0%
9 | 27 | 7 | 0 | 0 | 26.9844 | 2.698% | 0% | 9 | 27 | 7 | 0 | 0 | 26.9844 | 2.698% | 0%
9 | 27 | 8 | 0 | 0 | 151.5972 | 15.16% | 0% | 9 | 27 | 8 | 0 | 0 | 151.5972 | 15.16% | 0%
9 | 27 | 9 | 8.6526e-10 | 1.0886e-09 | 149.1336 | 14.91% | 1.624e-08% | 9 | 27 | 9 | 8.9998e-10 | 1.1237e-09 | 149.1336 | 14.91% | 1.676e-08%
9 | 27 | 10 | 2.3764e-09 | 2.9899e-09 | 370.1808 | 37.02% | 1.107e-07% | 9 | 27 | 10 | 2.4572e-09 | 3.0681e-09 | 370.1808 | 37.02% | 1.136e-07%
9 | 27 | 11 | 3.1527e-09 | 3.9666e-09 | 386.6844 | 38.67% | 1.534e-07% | 9 | 27 | 11 | 3.3172e-09 | 4.1418e-09 | 386.6844 | 38.67% | 1.602e-07%
9 | 27 | 12 | 3.8217e-09 | 4.8083e-09 | 374.6484 | 37.46% | 1.801e-07% | 9 | 27 | 12 | 3.9784e-09 | 4.9674e-09 | 374.6484 | 37.46% | 1.861e-07%
9 | 27 | 13 | 2.6588e-09 | 3.3451e-09 | 416.3676 | 41.64% | 1.393e-07% | 9 | 27 | 13 | 2.7486e-09 | 3.4319e-09 | 416.3676 | 41.64% | 1.429e-07%
9 | 27 | 14 | 1.8129e-09 | 2.2809e-09 | 422.6484 | 42.26% | 9.64e-08% | 9 | 27 | 14 | 1.845e-09 | 2.3036e-09 | 422.6484 | 42.26% | 9.736e-08%
9 | 27 | 15 | 8.5302e-10 | 1.0732e-09 | 372.8712 | 37.29% | 4.002e-08% | 9 | 27 | 15 | 8.6526e-10 | 1.0804e-09 | 372.8712 | 37.29% | 4.028e-08%
9 | 27 | 16 | 3.6043e-10 | 4.5348e-10 | 322.8336 | 32.28% | 1.464e-08% | 9 | 27 | 16 | 3.6409e-10 | 4.546e-10 | 322.8336 | 32.28% | 1.468e-08%
9 | 27 | 17 | 9.1271e-10 | 1.1483e-09 | 79.284 | 7.928% | 9.104e-09% | 9 | 27 | 17 | 9.1271e-10 | 1.1396e-09 | 79.284 | 7.928% | 9.035e-09%
9 | 27 | 18 | 6.8977e-10 | 8.6783e-10 | 0 | 0% | 0% | 9 | 27 | 18 | 6.8977e-10 | 8.6123e-10 | 0 | 0% | 0%
9 | 27 | 19 | 2.7015e-09 | 3.3988e-09 | 0 | 0% | 0% | 9 | 27 | 19 | 2.7015e-09 | 3.373e-09 | 0 | 0% | 0%
9 | 27 | 20 | 0 | 0 | 0 | 0% | 0% | 9 | 27 | 20 | 0 | 0 | 0 | 0% | 0%
9 | 27 | 21 | 0 | 0 | 0 | 0% | 0% | 9 | 27 | 21 | 0 | 0 | 0 | 0% | 0%
9 | 27 | 22 | 0 | 0 | 0 | 0% | 0% | 9 | 27 | 22 | 0 | 0 | 0 | 0% | 0%
9 | 27 | 23 | 0 | 0 | 0 | 0% | 0% | 9 | 27 | 23 | 0 | 0 | 0 | 0% | 0%
9 | 28 | 0 | 0 | 0 | 0 | 0% | 0% | 9 | 28 | 0 | 0 | 0 | 0 | 0% | 0%
9 | 28 | 1 | 0 | 0 | 0 | 0% | 0% | 9 | 28 | 1 | 0 | 0 | 0 | 0% | 0%
9 | 28 | 2 | 0 | 0 | 0 | 0% | 0% | 9 | 28 | 2 | 0 | 0 | 0 | 0% | 0%
9 | 28 | 3 | 0 | 0 | 0 | 0% | 0% | 9 | 28 | 3 | 0 | 0 | 0 | 0% | 0%
9 | 28 | 4 | 0 | 0 | 0 | 0% | 0% | 9 | 28 | 4 | 0 | 0 | 0 | 0% | 0%
9 | 28 | 5 | 0 | 0 | 0 | 0% | 0% | 9 | 28 | 5 | 0 | 0 | 0 | 0% | 0%
9 | 28 | 6 | 0 | 0 | 0 | 0% | 0% | 9 | 28 | 6 | 0 | 0 | 0 | 0% | 0%
9 | 28 | 7 | 0 | 0 | 62.9676 | 6.297% | 0% | 9 | 28 | 7 | 0 | 0 | 62.9676 | 6.297% | 0%
9 | 28 | 8 | 0 | 0 | 251.4996 | 25.15% | 0% | 9 | 28 | 8 | 0 | 0 | 251.4996 | 25.15% | 0%
9 | 28 | 9 | 3.4364e-10 | 4.3235e-10 | 407.8512 | 40.79% | 1.763e-08% | 9 | 28 | 9 | 3.6409e-10 | 4.546e-10 | 407.8512 | 40.79% | 1.854e-08%
9 | 28 | 10 | 5.6107e-10 | 7.0591e-10 | 511.2696 | 51.13% | 3.609e-08% | 9 | 28 | 10 | 6.2591e-10 | 7.815e-10 | 511.2696 | 51.13% | 3.996e-08%
9 | 28 | 11 | 1.2486e-09 | 1.5709e-09 | 560.8464 | 56.08% | 8.81e-08% | 9 | 28 | 11 | 1.2904e-09 | 1.6111e-09 | 560.8464 | 56.08% | 9.036e-08%
9 | 28 | 12 | 1.4395e-09 | 1.8111e-09 | 513.9072 | 51.39% | 9.307e-08% | 9 | 28 | 12 | 1.4886e-09 | 1.8586e-09 | 513.9072 | 51.39% | 9.552e-08%
9 | 28 | 13 | 1.1857e-09 | 1.4919e-09 | 553.6068 | 55.36% | 8.259e-08% | 9 | 28 | 13 | 1.2366e-09 | 1.544e-09 | 553.6068 | 55.36% | 8.548e-08%
9 | 28 | 14 | 1.1407e-09 | 1.4352e-09 | 478.968 | 47.9% | 6.874e-08% | 9 | 28 | 14 | 1.1855e-09 | 1.4802e-09 | 478.968 | 47.9% | 7.09e-08%
9 | 28 | 15 | 7.5181e-10 | 9.4589e-10 | 300.9432 | 30.09% | 2.847e-08% | 9 | 28 | 15 | 7.5181e-10 | 9.3869e-10 | 300.9432 | 30.09% | 2.825e-08%
9 | 28 | 16 | 5.6987e-10 | 7.1699e-10 | 163.152 | 16.32% | 1.17e-08% | 9 | 28 | 16 | 5.6987e-10 | 7.1153e-10 | 163.152 | 16.32% | 1.161e-08%
9 | 28 | 17 | 1.6594e-10 | 2.0878e-10 | 0 | 0% | 0% | 9 | 28 | 17 | 1.6594e-10 | 2.0719e-10 | 0 | 0% | 0%
9 | 28 | 18 | 2.3506e-10 | 2.9574e-10 | 0 | 0% | 0% | 9 | 28 | 18 | 2.3506e-10 | 2.9349e-10 | 0 | 0% | 0%
9 | 28 | 19 | 1.5505e-09 | 1.9507e-09 | 0 | 0% | 0% | 9 | 28 | 19 | 1.5505e-09 | 1.9359e-09 | 0 | 0% | 0%
9 | 28 | 20 | 0 | 0 | 0 | 0% | 0% | 9 | 28 | 20 | 0 | 0 | 0 | 0% | 0%
9 | 28 | 21 | 0 | 0 | 0 | 0% | 0% | 9 | 28 | 21 | 0 | 0 | 0 | 0% | 0%
9 | 28 | 22 | 0 | 0 | 0 | 0% | 0% | 9 | 28 | 22 | 0 | 0 | 0 | 0% | 0%
9 | 28 | 23 | 0 | 0 | 0 | 0% | 0% | 9 | 28 | 23 | 0 | 0 | 0 | 0% | 0%
9 | 29 | 0 | 0 | 0 | 0 | 0% | 0% | 9 | 29 | 0 | 0 | 0 | 0 | 0% | 0%
9 | 29 | 1 | 0 | 0 | 0 | 0% | 0% | 9 | 29 | 1 | 0 | 0 | 0 | 0% | 0%
9 | 29 | 2 | 0 | 0 | 0 | 0% | 0% | 9 | 29 | 2 | 0 | 0 | 0 | 0% | 0%
9 | 29 | 3 | 0 | 0 | 0 | 0% | 0% | 9 | 29 | 3 | 0 | 0 | 0 | 0% | 0%
9 | 29 | 4 | 0 | 0 | 0 | 0% | 0% | 9 | 29 | 4 | 0 | 0 | 0 | 0% | 0%
9 | 29 | 5 | 0 | 0 | 0 | 0% | 0% | 9 | 29 | 5 | 0 | 0 | 0 | 0% | 0%
9 | 29 | 6 | 0 | 0 | 0 | 0% | 0% | 9 | 29 | 6 | 0 | 0 | 0 | 0% | 0%
9 | 29 | 7 | 0 | 0 | 8.898 | 0.8898% | 0% | 9 | 29 | 7 | 0 | 0 | 8.898 | 0.8898% | 0%
9 | 29 | 8 | 0 | 0 | 55.908 | 5.591% | 0% | 9 | 29 | 8 | 0 | 0 | 55.908 | 5.591% | 0%
9 | 29 | 9 | 0 | 0 | 151.3296 | 15.13% | 0% | 9 | 29 | 9 | 0 | 0 | 151.3296 | 15.13% | 0%
9 | 29 | 10 | 4.9221e-10 | 6.1928e-10 | 95.9628 | 9.596% | 5.943e-09% | 9 | 29 | 10 | 5.1104e-10 | 6.3808e-10 | 95.9628 | 9.596% | 6.123e-09%
9 | 29 | 11 | 1.6737e-09 | 2.1058e-09 | 38.0484 | 3.805% | 8.012e-09% | 9 | 29 | 11 | 1.7291e-09 | 2.1589e-09 | 38.0484 | 3.805% | 8.214e-09%
9 | 29 | 12 | 2.5738e-09 | 3.2382e-09 | 66.9624 | 6.696% | 2.168e-08% | 9 | 29 | 12 | 2.6624e-09 | 3.3242e-09 | 66.9624 | 6.696% | 2.226e-08%
9 | 29 | 13 | 4.5502e-09 | 5.7249e-09 | 159.2544 | 15.93% | 9.117e-08% | 9 | 29 | 13 | 4.5866e-09 | 5.7268e-09 | 159.2544 | 15.93% | 9.12e-08%
9 | 29 | 14 | 5.5367e-09 | 6.966e-09 | 145.5612 | 14.56% | 1.014e-07% | 9 | 29 | 14 | 5.6308e-09 | 7.0305e-09 | 145.5612 | 14.56% | 1.023e-07%
9 | 29 | 15 | 6.9413e-09 | 8.7332e-09 | 75.3408 | 7.534% | 6.58e-08% | 9 | 29 | 15 | 6.9952e-09 | 8.7341e-09 | 75.3408 | 7.534% | 6.58e-08%
9 | 29 | 16 | 7.8707e-09 | 9.9025e-09 | 43.818 | 4.382% | 4.339e-08% | 9 | 29 | 16 | 7.9351e-09 | 9.9076e-09 | 43.818 | 4.382% | 4.341e-08%
9 | 29 | 17 | 4.4675e-09 | 5.6208e-09 | 57.2628 | 5.726% | 3.219e-08% | 9 | 29 | 17 | 4.4675e-09 | 5.5781e-09 | 57.2628 | 5.726% | 3.194e-08%
9 | 29 | 18 | 4.4656e-09 | 5.6184e-09 | 0 | 0% | 0% | 9 | 29 | 18 | 4.4656e-09 | 5.5757e-09 | 0 | 0% | 0%
9 | 29 | 19 | 6.3464e-09 | 7.9847e-09 | 0 | 0% | 0% | 9 | 29 | 19 | 6.3464e-09 | 7.924e-09 | 0 | 0% | 0%
9 | 29 | 20 | 1.2353e-09 | 1.5542e-09 | 0 | 0% | 0% | 9 | 29 | 20 | 1.2353e-09 | 1.5424e-09 | 0 | 0% | 0%
9 | 29 | 21 | 0 | 0 | 0 | 0% | 0% | 9 | 29 | 21 | 0 | 0 | 0 | 0% | 0%
9 | 29 | 22 | 0 | 0 | 0 | 0% | 0% | 9 | 29 | 22 | 0 | 0 | 0 | 0% | 0%
9 | 29 | 23 | 0 | 0 | 0 | 0% | 0% | 9 | 29 | 23 | 0 | 0 | 0 | 0% | 0%
9 | 30 | 0 | 0 | 0 | 0 | 0% | 0% | 9 | 30 | 0 | 0 | 0 | 0 | 0% | 0%
9 | 30 | 1 | 0 | 0 | 0 | 0% | 0% | 9 | 30 | 1 | 0 | 0 | 0 | 0% | 0%
9 | 30 | 2 | 0 | 0 | 0 | 0% | 0% | 9 | 30 | 2 | 0 | 0 | 0 | 0% | 0%
9 | 30 | 3 | 0 | 0 | 0 | 0% | 0% | 9 | 30 | 3 | 0 | 0 | 0 | 0% | 0%
9 | 30 | 4 | 0 | 0 | 0 | 0% | 0% | 9 | 30 | 4 | 0 | 0 | 0 | 0% | 0%
9 | 30 | 5 | 0 | 0 | 0 | 0% | 0% | 9 | 30 | 5 | 0 | 0 | 0 | 0% | 0%
9 | 30 | 6 | 0 | 0 | 0 | 0% | 0% | 9 | 30 | 6 | 0 | 0 | 0 | 0% | 0%
9 | 30 | 7 | 0 | 0 | 0 | 0% | 0% | 9 | 30 | 7 | 0 | 0 | 0 | 0% | 0%
9 | 30 | 8 | 0 | 0 | 173.2704 | 17.33% | 0% | 9 | 30 | 8 | 0 | 0 | 173.2704 | 17.33% | 0%
9 | 30 | 9 | 4.4836e-10 | 5.6411e-10 | 125.7972 | 12.58% | 7.096e-09% | 9 | 30 | 9 | 4.8759e-10 | 6.0879e-10 | 125.7972 | 12.58% | 7.658e-09%
9 | 30 | 10 | 2.2004e-09 | 2.7684e-09 | 234.282 | 23.43% | 6.486e-08% | 9 | 30 | 10 | 2.2593e-09 | 2.8209e-09 | 234.282 | 23.43% | 6.609e-08%
9 | 30 | 11 | 4.7388e-09 | 5.9621e-09 | 267.2388 | 26.72% | 1.593e-07% | 9 | 30 | 11 | 4.8925e-09 | 6.1087e-09 | 267.2388 | 26.72% | 1.632e-07%
9 | 30 | 12 | 9.1739e-09 | 1.1542e-08 | 263.382 | 26.34% | 3.04e-07% | 9 | 30 | 12 | 9.4019e-09 | 1.1739e-08 | 263.382 | 26.34% | 3.092e-07%
9 | 30 | 13 | 1.3946e-08 | 1.7547e-08 | 239.5056 | 23.95% | 4.202e-07% | 9 | 30 | 13 | 1.4174e-08 | 1.7698e-08 | 239.5056 | 23.95% | 4.239e-07%
9 | 30 | 14 | 2.1729e-08 | 2.7339e-08 | 290.8224 | 29.08% | 7.951e-07% | 9 | 30 | 14 | 2.2069e-08 | 2.7555e-08 | 290.8224 | 29.08% | 8.014e-07%
9 | 30 | 15 | 2.1894e-08 | 2.7546e-08 | 146.9688 | 14.7% | 4.048e-07% | 9 | 30 | 15 | 2.206e-08 | 2.7543e-08 | 146.9688 | 14.7% | 4.048e-07%
9 | 30 | 16 | 1.6992e-08 | 2.1379e-08 | 133.3752 | 13.34% | 2.851e-07% | 9 | 30 | 16 | 1.6992e-08 | 2.1216e-08 | 133.3752 | 13.34% | 2.83e-07%
9 | 30 | 17 | 1.0501e-08 | 1.3212e-08 | 49.182 | 4.918% | 6.498e-08% | 9 | 30 | 17 | 1.0501e-08 | 1.3111e-08 | 49.182 | 4.918% | 6.448e-08%
9 | 30 | 18 | 1.1205e-08 | 1.4098e-08 | 0 | 0% | 0% | 9 | 30 | 18 | 1.1205e-08 | 1.3991e-08 | 0 | 0% | 0%
9 | 30 | 19 | 1.5556e-08 | 1.9572e-08 | 0 | 0% | 0% | 9 | 30 | 19 | 1.5556e-08 | 1.9423e-08 | 0 | 0% | 0%
9 | 30 | 20 | 5.1397e-09 | 6.4665e-09 | 0 | 0% | 0% | 9 | 30 | 20 | 5.1397e-09 | 6.4173e-09 | 0 | 0% | 0%
9 | 30 | 21 | 0 | 0 | 0 | 0% | 0% | 9 | 30 | 21 | 0 | 0 | 0 | 0% | 0%
9 | 30 | 22 | 0 | 0 | 0 | 0% | 0% | 9 | 30 | 22 | 0 | 0 | 0 | 0% | 0%
9 | 30 | 23 | 0 | 0 | 0 | 0% | 0% | 9 | 30 | 23 | 0 | 0 | 0 | 0% | 0%
10 | 1 | 0 | 0 | 0 | 0 | 0% | 0% | 10 | 1 | 0 | 0 | 0 | 0 | 0% | 0%
10 | 1 | 1 | 0 | 0 | 0 | 0% | 0% | 10 | 1 | 1 | 0 | 0 | 0 | 0% | 0%
10 | 1 | 2 | 0 | 0 | 0 | 0% | 0% | 10 | 1 | 2 | 0 | 0 | 0 | 0% | 0%
10 | 1 | 3 | 0 | 0 | 0 | 0% | 0% | 10 | 1 | 3 | 0 | 0 | 0 | 0% | 0%
10 | 1 | 4 | 0 | 0 | 0 | 0% | 0% | 10 | 1 | 4 | 0 | 0 | 0 | 0% | 0%
10 | 1 | 5 | 0 | 0 | 0 | 0% | 0% | 10 | 1 | 5 | 0 | 0 | 0 | 0% | 0%
10 | 1 | 6 | 3.2663e-10 | 4.1095e-10 | 0 | 0% | 0% | 10 | 1 | 6 | 3.2663e-10 | 4.0783e-10 | 0 | 0% | 0%
10 | 1 | 7 | 7.0605e-10 | 8.8831e-10 | 29.9712 | 2.997% | 2.662e-09% | 10 | 1 | 7 | 7.0605e-10 | 8.8156e-10 | 29.9712 | 2.997% | 2.642e-09%
10 | 1 | 8 | 1.5644e-09 | 1.9682e-09 | 132.4092 | 13.24% | 2.606e-08% | 10 | 1 | 8 | 1.5893e-09 | 1.9843e-09 | 132.4092 | 13.24% | 2.627e-08%
10 | 1 | 9 | 4.1174e-09 | 5.1804e-09 | 434.4432 | 43.44% | 2.251e-07% | 10 | 1 | 9 | 4.2552e-09 | 5.3129e-09 | 434.4432 | 43.44% | 2.308e-07%
10 | 1 | 10 | 4.8153e-09 | 6.0584e-09 | 708.3252 | 70.83% | 4.291e-07% | 10 | 1 | 10 | 4.9779e-09 | 6.2153e-09 | 708.3252 | 70.83% | 4.402e-07%
10 | 1 | 11 | 1.0695e-08 | 1.3456e-08 | 256.188 | 25.62% | 3.447e-07% | 10 | 1 | 11 | 1.0868e-08 | 1.3569e-08 | 256.188 | 25.62% | 3.476e-07%
10 | 1 | 12 | 4.1463e-08 | 5.2167e-08 | 212.8236 | 21.28% | 1.11e-06% | 10 | 1 | 12 | 4.2106e-08 | 5.2573e-08 | 212.8236 | 21.28% | 1.119e-06%
10 | 1 | 13 | 6.812e-08 | 8.5705e-08 | 199.218 | 19.92% | 1.707e-06% | 10 | 1 | 13 | 6.9713e-08 | 8.7042e-08 | 199.218 | 19.92% | 1.734e-06%
10 | 1 | 14 | 7.3402e-08 | 9.2351e-08 | 53.9376 | 5.394% | 4.981e-07% | 10 | 1 | 14 | 7.4476e-08 | 9.2989e-08 | 53.9376 | 5.394% | 5.016e-07%
10 | 1 | 15 | 2.4989e-08 | 3.144e-08 | 157.0644 | 15.71% | 4.938e-07% | 10 | 1 | 15 | 2.5391e-08 | 3.1702e-08 | 157.0644 | 15.71% | 4.979e-07%
10 | 1 | 16 | 3.0489e-08 | 3.836e-08 | 79.1328 | 7.913% | 3.036e-07% | 10 | 1 | 16 | 3.0489e-08 | 3.8069e-08 | 79.1328 | 7.913% | 3.012e-07%
10 | 1 | 17 | 3.7608e-09 | 4.7317e-09 | 41.6376 | 4.164% | 1.97e-08% | 10 | 1 | 17 | 3.7608e-09 | 4.6957e-09 | 41.6376 | 4.164% | 1.955e-08%
10 | 1 | 18 | 2.5694e-09 | 3.2326e-09 | 0 | 0% | 0% | 10 | 1 | 18 | 2.5694e-09 | 3.2081e-09 | 0 | 0% | 0%
10 | 1 | 19 | 3.045e-09 | 3.8311e-09 | 0 | 0% | 0% | 10 | 1 | 19 | 3.045e-09 | 3.8019e-09 | 0 | 0% | 0%
10 | 1 | 20 | 1.3205e-09 | 1.6614e-09 | 0 | 0% | 0% | 10 | 1 | 20 | 1.3205e-09 | 1.6487e-09 | 0 | 0% | 0%
10 | 1 | 21 | 0 | 0 | 0 | 0% | 0% | 10 | 1 | 21 | 0 | 0 | 0 | 0% | 0%
10 | 1 | 22 | 0 | 0 | 0 | 0% | 0% | 10 | 1 | 22 | 0 | 0 | 0 | 0% | 0%
10 | 1 | 23 | 0 | 0 | 0 | 0% | 0% | 10 | 1 | 23 | 0 | 0 | 0 | 0% | 0%
10 | 2 | 0 | 0 | 0 | 0 | 0% | 0% | 10 | 2 | 0 | 0 | 0 | 0 | 0% | 0%
10 | 2 | 1 | 0 | 0 | 0 | 0% | 0% | 10 | 2 | 1 | 0 | 0 | 0 | 0% | 0%
10 | 2 | 2 | 0 | 0 | 0 | 0% | 0% | 10 | 2 | 2 | 0 | 0 | 0 | 0% | 0%
10 | 2 | 3 | 0 | 0 | 0 | 0% | 0% | 10 | 2 | 3 | 0 | 0 | 0 | 0% | 0%
10 | 2 | 4 | 0 | 0 | 0 | 0% | 0% | 10 | 2 | 4 | 0 | 0 | 0 | 0% | 0%
10 | 2 | 5 | 0 | 0 | 0 | 0% | 0% | 10 | 2 | 5 | 0 | 0 | 0 | 0% | 0%
10 | 2 | 6 | 0 | 0 | 0 | 0% | 0% | 10 | 2 | 6 | 0 | 0 | 0 | 0% | 0%
10 | 2 | 7 | 0 | 0 | 7.212 | 0.7212% | 0% | 10 | 2 | 7 | 0 | 0 | 7.212 | 0.7212% | 0%
10 | 2 | 8 | 0 | 0 | 34.3176 | 3.432% | 0% | 10 | 2 | 8 | 0 | 0 | 34.3176 | 3.432% | 0%
10 | 2 | 9 | 0 | 0 | 241.0536 | 24.11% | 0% | 10 | 2 | 9 | 0 | 0 | 241.0536 | 24.11% | 0%
10 | 2 | 10 | 0 | 0 | 272.5608 | 27.26% | 0% | 10 | 2 | 10 | 0 | 0 | 272.5608 | 27.26% | 0%
10 | 2 | 11 | 0 | 0 | 326.4828 | 32.65% | 0% | 10 | 2 | 11 | 0 | 0 | 326.4828 | 32.65% | 0%
10 | 2 | 12 | 0 | 0 | 206.7108 | 20.67% | 0% | 10 | 2 | 12 | 0 | 0 | 206.7108 | 20.67% | 0%
10 | 2 | 13 | 0 | 0 | 186.8268 | 18.68% | 0% | 10 | 2 | 13 | 0 | 0 | 186.8268 | 18.68% | 0%
10 | 2 | 14 | 0 | 0 | 280.7628 | 28.08% | 0% | 10 | 2 | 14 | 0 | 0 | 280.7628 | 28.08% | 0%
10 | 2 | 15 | 0 | 0 | 207.99 | 20.8% | 0% | 10 | 2 | 15 | 0 | 0 | 207.99 | 20.8% | 0%
10 | 2 | 16 | 0 | 0 | 125.724 | 12.57% | 0% | 10 | 2 | 16 | 0 | 0 | 125.724 | 12.57% | 0%
10 | 2 | 17 | 0 | 0 | 105.1956 | 10.52% | 0% | 10 | 2 | 17 | 0 | 0 | 105.1956 | 10.52% | 0%
10 | 2 | 18 | 0 | 0 | 0 | 0% | 0% | 10 | 2 | 18 | 0 | 0 | 0 | 0% | 0%
10 | 2 | 19 | 0 | 0 | 0 | 0% | 0% | 10 | 2 | 19 | 0 | 0 | 0 | 0% | 0%
10 | 2 | 20 | 0 | 0 | 0 | 0% | 0% | 10 | 2 | 20 | 0 | 0 | 0 | 0% | 0%
10 | 2 | 21 | 0 | 0 | 0 | 0% | 0% | 10 | 2 | 21 | 0 | 0 | 0 | 0% | 0%
10 | 2 | 22 | 0 | 0 | 0 | 0% | 0% | 10 | 2 | 22 | 0 | 0 | 0 | 0% | 0%
10 | 2 | 23 | 0 | 0 | 0 | 0% | 0% | 10 | 2 | 23 | 0 | 0 | 0 | 0% | 0%
10 | 3 | 0 | 0 | 0 | 0 | 0% | 0% | 10 | 3 | 0 | 0 | 0 | 0 | 0% | 0%
10 | 3 | 1 | 0 | 0 | 0 | 0% | 0% | 10 | 3 | 1 | 0 | 0 | 0 | 0% | 0%
10 | 3 | 2 | 0 | 0 | 0 | 0% | 0% | 10 | 3 | 2 | 0 | 0 | 0 | 0% | 0%
10 | 3 | 3 | 0 | 0 | 0 | 0% | 0% | 10 | 3 | 3 | 0 | 0 | 0 | 0% | 0%
10 | 3 | 4 | 0 | 0 | 0 | 0% | 0% | 10 | 3 | 4 | 0 | 0 | 0 | 0% | 0%
10 | 3 | 5 | 0 | 0 | 0 | 0% | 0% | 10 | 3 | 5 | 0 | 0 | 0 | 0% | 0%
10 | 3 | 6 | 0 | 0 | 0 | 0% | 0% | 10 | 3 | 6 | 0 | 0 | 0 | 0% | 0%
10 | 3 | 7 | 0 | 0 | 45.0096 | 4.501% | 0% | 10 | 3 | 7 | 0 | 0 | 45.0096 | 4.501% | 0%
10 | 3 | 8 | 0 | 0 | 354.6912 | 35.47% | 0% | 10 | 3 | 8 | 0 | 0 | 354.6912 | 35.47% | 0%
10 | 3 | 9 | 0 | 0 | 565.392 | 56.54% | 0% | 10 | 3 | 9 | 0 | 0 | 565.392 | 56.54% | 0%
10 | 3 | 10 | 0 | 0 | 719.4024 | 71.94% | 0% | 10 | 3 | 10 | 0 | 0 | 719.4024 | 71.94% | 0%
10 | 3 | 11 | 0 | 0 | 814.5468 | 81.45% | 0% | 10 | 3 | 11 | 0 | 0 | 814.5468 | 81.45% | 0%
10 | 3 | 12 | 0 | 0 | 826.7892 | 82.68% | 0% | 10 | 3 | 12 | 0 | 0 | 826.7892 | 82.68% | 0%
10 | 3 | 13 | 0 | 0 | 793.026 | 79.3% | 0% | 10 | 3 | 13 | 0 | 0 | 793.026 | 79.3% | 0%
10 | 3 | 14 | 0 | 0 | 709.3956 | 70.94% | 0% | 10 | 3 | 14 | 0 | 0 | 709.3956 | 70.94% | 0%
10 | 3 | 15 | 0 | 0 | 507.5316 | 50.75% | 0% | 10 | 3 | 15 | 0 | 0 | 507.5316 | 50.75% | 0%
10 | 3 | 16 | 0 | 0 | 261.2664 | 26.13% | 0% | 10 | 3 | 16 | 0 | 0 | 261.2664 | 26.13% | 0%
10 | 3 | 17 | 0 | 0 | 122.0868 | 12.21% | 0% | 10 | 3 | 17 | 0 | 0 | 122.0868 | 12.21% | 0%
10 | 3 | 18 | 0 | 0 | 0 | 0% | 0% | 10 | 3 | 18 | 0 | 0 | 0 | 0% | 0%
10 | 3 | 19 | 0 | 0 | 0 | 0% | 0% | 10 | 3 | 19 | 0 | 0 | 0 | 0% | 0%
10 | 3 | 20 | 0 | 0 | 0 | 0% | 0% | 10 | 3 | 20 | 0 | 0 | 0 | 0% | 0%
10 | 3 | 21 | 0 | 0 | 0 | 0% | 0% | 10 | 3 | 21 | 0 | 0 | 0 | 0% | 0%
10 | 3 | 22 | 0 | 0 | 0 | 0% | 0% | 10 | 3 | 22 | 0 | 0 | 0 | 0% | 0%
10 | 3 | 23 | 0 | 0 | 0 | 0% | 0% | 10 | 3 | 23 | 0 | 0 | 0 | 0% | 0%
10 | 4 | 0 | 0 | 0 | 0 | 0% | 0% | 10 | 4 | 0 | 0 | 0 | 0 | 0% | 0%
10 | 4 | 1 | 0 | 0 | 0 | 0% | 0% | 10 | 4 | 1 | 0 | 0 | 0 | 0% | 0%
10 | 4 | 2 | 0 | 0 | 0 | 0% | 0% | 10 | 4 | 2 | 0 | 0 | 0 | 0% | 0%
10 | 4 | 3 | 0 | 0 | 0 | 0% | 0% | 10 | 4 | 3 | 0 | 0 | 0 | 0% | 0%
10 | 4 | 4 | 0 | 0 | 0 | 0% | 0% | 10 | 4 | 4 | 0 | 0 | 0 | 0% | 0%
10 | 4 | 5 | 0 | 0 | 0 | 0% | 0% | 10 | 4 | 5 | 0 | 0 | 0 | 0% | 0%
10 | 4 | 6 | 1.5249e-09 | 1.9185e-09 | 0 | 0% | 0% | 10 | 4 | 6 | 1.5249e-09 | 1.9039e-09 | 0 | 0% | 0%
10 | 4 | 7 | 2.679e-09 | 3.3706e-09 | 103.9632 | 10.4% | 3.504e-08% | 10 | 4 | 7 | 2.679e-09 | 3.345e-09 | 103.9632 | 10.4% | 3.478e-08%
10 | 4 | 8 | 5.0981e-09 | 6.4142e-09 | 334.5828 | 33.46% | 2.146e-07% | 10 | 4 | 8 | 5.1407e-09 | 6.4185e-09 | 334.5828 | 33.46% | 2.148e-07%
10 | 4 | 9 | 8.8698e-09 | 1.116e-08 | 537.0912 | 53.71% | 5.994e-07% | 10 | 4 | 9 | 9.1624e-09 | 1.144e-08 | 537.0912 | 53.71% | 6.144e-07%
10 | 4 | 10 | 3.6384e-09 | 4.5777e-09 | 679.1076 | 67.91% | 3.109e-07% | 10 | 4 | 10 | 3.7929e-09 | 4.7358e-09 | 679.1076 | 67.91% | 3.216e-07%
10 | 4 | 11 | 6.451e-09 | 8.1164e-09 | 761.5092 | 76.15% | 6.181e-07% | 10 | 4 | 11 | 6.7744e-09 | 8.4584e-09 | 761.5092 | 76.15% | 6.441e-07%
10 | 4 | 12 | 4.1157e-09 | 5.1782e-09 | 788.2932 | 78.83% | 4.082e-07% | 10 | 4 | 12 | 4.3573e-09 | 5.4404e-09 | 788.2932 | 78.83% | 4.289e-07%
10 | 4 | 13 | 3.4909e-09 | 4.392e-09 | 771.3552 | 77.14% | 3.388e-07% | 10 | 4 | 13 | 3.6399e-09 | 4.5448e-09 | 771.3552 | 77.14% | 3.506e-07%
10 | 4 | 14 | 2.2773e-09 | 2.8652e-09 | 683.166 | 68.32% | 1.957e-07% | 10 | 4 | 14 | 2.3569e-09 | 2.9428e-09 | 683.166 | 68.32% | 2.01e-07%
10 | 4 | 15 | 1.5392e-09 | 1.9365e-09 | 538.716 | 53.87% | 1.043e-07% | 10 | 4 | 15 | 1.5637e-09 | 1.9524e-09 | 538.716 | 53.87% | 1.052e-07%
10 | 4 | 16 | 1.3619e-09 | 1.7135e-09 | 329.4696 | 32.95% | 5.646e-08% | 10 | 4 | 16 | 1.4045e-09 | 1.7536e-09 | 329.4696 | 32.95% | 5.778e-08%
10 | 4 | 17 | 1.2667e-09 | 1.5938e-09 | 108.4068 | 10.84% | 1.728e-08% | 10 | 4 | 17 | 1.2667e-09 | 1.5816e-09 | 108.4068 | 10.84% | 1.715e-08%
10 | 4 | 18 | 3.1262e-09 | 3.9332e-09 | 0 | 0% | 0% | 10 | 4 | 18 | 3.1262e-09 | 3.9033e-09 | 0 | 0% | 0%
10 | 4 | 19 | 6.9883e-09 | 8.7923e-09 | 0 | 0% | 0% | 10 | 4 | 19 | 6.9883e-09 | 8.7255e-09 | 0 | 0% | 0%
10 | 4 | 20 | 3.6664e-09 | 4.6129e-09 | 0 | 0% | 0% | 10 | 4 | 20 | 3.6664e-09 | 4.5778e-09 | 0 | 0% | 0%
10 | 4 | 21 | 4.9064e-10 | 6.1729e-10 | 0 | 0% | 0% | 10 | 4 | 21 | 4.9064e-10 | 6.126e-10 | 0 | 0% | 0%
10 | 4 | 22 | 0 | 0 | 0 | 0% | 0% | 10 | 4 | 22 | 0 | 0 | 0 | 0% | 0%
10 | 4 | 23 | 0 | 0 | 0 | 0% | 0% | 10 | 4 | 23 | 0 | 0 | 0 | 0% | 0%
10 | 5 | 0 | 0 | 0 | 0 | 0% | 0% | 10 | 5 | 0 | 0 | 0 | 0 | 0% | 0%
10 | 5 | 1 | 0 | 0 | 0 | 0% | 0% | 10 | 5 | 1 | 0 | 0 | 0 | 0% | 0%
10 | 5 | 2 | 0 | 0 | 0 | 0% | 0% | 10 | 5 | 2 | 0 | 0 | 0 | 0% | 0%
10 | 5 | 3 | 0 | 0 | 0 | 0% | 0% | 10 | 5 | 3 | 0 | 0 | 0 | 0% | 0%
10 | 5 | 4 | 0 | 0 | 0 | 0% | 0% | 10 | 5 | 4 | 0 | 0 | 0 | 0% | 0%
10 | 5 | 5 | 6.2469e-10 | 7.8595e-10 | 0 | 0% | 0% | 10 | 5 | 5 | 6.2469e-10 | 7.7997e-10 | 0 | 0% | 0%
10 | 5 | 6 | 9.8469e-09 | 1.2389e-08 | 0 | 0% | 0% | 10 | 5 | 6 | 9.8469e-09 | 1.2295e-08 | 0 | 0% | 0%
10 | 5 | 7 | 7.4466e-09 | 9.369e-09 | 102.3852 | 10.24% | 9.592e-08% | 10 | 5 | 7 | 7.4466e-09 | 9.2977e-09 | 102.3852 | 10.24% | 9.519e-08%
10 | 5 | 8 | 2.1206e-08 | 2.6681e-08 | 320.8188 | 32.08% | 8.56e-07% | 10 | 5 | 8 | 2.1367e-08 | 2.6679e-08 | 320.8188 | 32.08% | 8.559e-07%
10 | 5 | 9 | 9.6242e-09 | 1.2109e-08 | 513.228 | 51.32% | 6.215e-07% | 10 | 5 | 9 | 9.857e-09 | 1.2307e-08 | 513.228 | 51.32% | 6.316e-07%
10 | 5 | 10 | 6.5083e-09 | 8.1884e-09 | 662.9328 | 66.29% | 5.428e-07% | 10 | 5 | 10 | 6.8341e-09 | 8.5329e-09 | 662.9328 | 66.29% | 5.657e-07%
10 | 5 | 11 | 4.6628e-09 | 5.8665e-09 | 618.9444 | 61.89% | 3.631e-07% | 10 | 5 | 11 | 4.8559e-09 | 6.063e-09 | 618.9444 | 61.89% | 3.753e-07%
10 | 5 | 12 | 7.1086e-09 | 8.9437e-09 | 539.496 | 53.95% | 4.825e-07% | 10 | 5 | 12 | 7.4588e-09 | 9.3129e-09 | 539.496 | 53.95% | 5.024e-07%
10 | 5 | 13 | 7.2783e-09 | 9.1572e-09 | 551.8932 | 55.19% | 5.054e-07% | 10 | 5 | 13 | 7.518e-09 | 9.3868e-09 | 551.8932 | 55.19% | 5.18e-07%
10 | 5 | 14 | 3.7349e-09 | 4.6991e-09 | 440.52 | 44.05% | 2.07e-07% | 10 | 5 | 14 | 3.8574e-09 | 4.8163e-09 | 440.52 | 44.05% | 2.122e-07%
10 | 5 | 15 | 2.0421e-09 | 2.5693e-09 | 191.1768 | 19.12% | 4.912e-08% | 10 | 5 | 15 | 2.0779e-09 | 2.5944e-09 | 191.1768 | 19.12% | 4.96e-08%
10 | 5 | 16 | 1.35e-09 | 1.6985e-09 | 188.538 | 18.85% | 3.202e-08% | 10 | 5 | 16 | 1.3625e-09 | 1.7012e-09 | 188.538 | 18.85% | 3.207e-08%
10 | 5 | 17 | 1.2565e-09 | 1.5809e-09 | 54.2712 | 5.427% | 8.58e-09% | 10 | 5 | 17 | 1.2565e-09 | 1.5688e-09 | 54.2712 | 5.427% | 8.514e-09%
10 | 5 | 18 | 3.2059e-09 | 4.0335e-09 | 0 | 0% | 0% | 10 | 5 | 18 | 3.2059e-09 | 4.0028e-09 | 0 | 0% | 0%
10 | 5 | 19 | 5.5286e-09 | 6.9558e-09 | 0 | 0% | 0% | 10 | 5 | 19 | 5.5286e-09 | 6.9029e-09 | 0 | 0% | 0%
10 | 5 | 20 | 2.4807e-09 | 3.1211e-09 | 0 | 0% | 0% | 10 | 5 | 20 | 2.4807e-09 | 3.0974e-09 | 0 | 0% | 0%
10 | 5 | 21 | 1.6572e-10 | 2.085e-10 | 0 | 0% | 0% | 10 | 5 | 21 | 1.6572e-10 | 2.0691e-10 | 0 | 0% | 0%
10 | 5 | 22 | 0 | 0 | 0 | 0% | 0% | 10 | 5 | 22 | 0 | 0 | 0 | 0% | 0%
10 | 5 | 23 | 0 | 0 | 0 | 0% | 0% | 10 | 5 | 23 | 0 | 0 | 0 | 0% | 0%
10 | 6 | 0 | 0 | 0 | 0 | 0% | 0% | 10 | 6 | 0 | 0 | 0 | 0 | 0% | 0%
10 | 6 | 1 | 0 | 0 | 0 | 0% | 0% | 10 | 6 | 1 | 0 | 0 | 0 | 0% | 0%
10 | 6 | 2 | 0 | 0 | 0 | 0% | 0% | 10 | 6 | 2 | 0 | 0 | 0 | 0% | 0%
10 | 6 | 3 | 0 | 0 | 0 | 0% | 0% | 10 | 6 | 3 | 0 | 0 | 0 | 0% | 0%
10 | 6 | 4 | 0 | 0 | 0 | 0% | 0% | 10 | 6 | 4 | 0 | 0 | 0 | 0% | 0%
10 | 6 | 5 | 6.7351e-10 | 8.4737e-10 | 0 | 0% | 0% | 10 | 6 | 5 | 6.7351e-10 | 8.4093e-10 | 0 | 0% | 0%
10 | 6 | 6 | 1.3072e-08 | 1.6446e-08 | 0 | 0% | 0% | 10 | 6 | 6 | 1.3072e-08 | 1.6321e-08 | 0 | 0% | 0%
10 | 6 | 7 | 1.0593e-08 | 1.3328e-08 | 123.408 | 12.34% | 1.645e-07% | 10 | 6 | 7 | 1.0593e-08 | 1.3227e-08 | 123.408 | 12.34% | 1.632e-07%
10 | 6 | 8 | 1.6992e-08 | 2.1379e-08 | 381.7428 | 38.17% | 8.161e-07% | 10 | 6 | 8 | 1.7127e-08 | 2.1384e-08 | 381.7428 | 38.17% | 8.163e-07%
10 | 6 | 9 | 9.698e-09 | 1.2202e-08 | 598.3944 | 59.84% | 7.301e-07% | 10 | 6 | 9 | 9.7777e-09 | 1.2208e-08 | 598.3944 | 59.84% | 7.305e-07%
10 | 6 | 10 | 6.9981e-09 | 8.8047e-09 | 749.2596 | 74.93% | 6.597e-07% | 10 | 6 | 10 | 6.9981e-09 | 8.7377e-09 | 749.2596 | 74.93% | 6.547e-07%
10 | 6 | 11 | 8.2023e-09 | 1.032e-08 | 736.0416 | 73.6% | 7.596e-07% | 10 | 6 | 11 | 8.2023e-09 | 1.0241e-08 | 736.0416 | 73.6% | 7.538e-07%
10 | 6 | 12 | 7.2783e-09 | 9.1572e-09 | 778.7016 | 77.87% | 7.131e-07% | 10 | 6 | 12 | 7.3391e-09 | 9.1635e-09 | 778.7016 | 77.87% | 7.136e-07%
10 | 6 | 13 | 3.6734e-09 | 4.6217e-09 | 837.9648 | 83.8% | 3.873e-07% | 10 | 6 | 13 | 3.7039e-09 | 4.6246e-09 | 837.9648 | 83.8% | 3.875e-07%
10 | 6 | 14 | 6.5598e-09 | 8.2532e-09 | 733.9476 | 73.39% | 6.057e-07% | 10 | 6 | 14 | 6.5598e-09 | 8.1904e-09 | 733.9476 | 73.39% | 6.011e-07%
10 | 6 | 15 | 4.1878e-09 | 5.2689e-09 | 571.938 | 57.19% | 3.013e-07% | 10 | 6 | 15 | 4.2228e-09 | 5.2725e-09 | 571.938 | 57.19% | 3.016e-07%
10 | 6 | 16 | 2.6152e-09 | 3.2903e-09 | 208.1088 | 20.81% | 6.847e-08% | 10 | 6 | 16 | 2.6363e-09 | 3.2916e-09 | 208.1088 | 20.81% | 6.85e-08%
10 | 6 | 17 | 2.0926e-09 | 2.6328e-09 | 50.6736 | 5.067% | 1.334e-08% | 10 | 6 | 17 | 2.0926e-09 | 2.6128e-09 | 50.6736 | 5.067% | 1.324e-08%
10 | 6 | 18 | 2.8954e-09 | 3.6429e-09 | 0 | 0% | 0% | 10 | 6 | 18 | 2.8954e-09 | 3.6152e-09 | 0 | 0% | 0%
10 | 6 | 19 | 6.0952e-09 | 7.6687e-09 | 0 | 0% | 0% | 10 | 6 | 19 | 6.0952e-09 | 7.6104e-09 | 0 | 0% | 0%
10 | 6 | 20 | 2.1098e-09 | 2.6544e-09 | 0 | 0% | 0% | 10 | 6 | 20 | 2.1098e-09 | 2.6342e-09 | 0 | 0% | 0%
10 | 6 | 21 | 3.6035e-10 | 4.5338e-10 | 0 | 0% | 0% | 10 | 6 | 21 | 3.6035e-10 | 4.4993e-10 | 0 | 0% | 0%
10 | 6 | 22 | 0 | 0 | 0 | 0% | 0% | 10 | 6 | 22 | 0 | 0 | 0 | 0% | 0%
10 | 6 | 23 | 0 | 0 | 0 | 0% | 0% | 10 | 6 | 23 | 0 | 0 | 0 | 0% | 0%
10 | 7 | 0 | 0 | 0 | 0 | 0% | 0% | 10 | 7 | 0 | 0 | 0 | 0 | 0% | 0%
10 | 7 | 1 | 0 | 0 | 0 | 0% | 0% | 10 | 7 | 1 | 0 | 0 | 0 | 0% | 0%
10 | 7 | 2 | 0 | 0 | 0 | 0% | 0% | 10 | 7 | 2 | 0 | 0 | 0 | 0% | 0%
10 | 7 | 3 | 0 | 0 | 0 | 0% | 0% | 10 | 7 | 3 | 0 | 0 | 0 | 0% | 0%
10 | 7 | 4 | 0 | 0 | 0 | 0% | 0% | 10 | 7 | 4 | 0 | 0 | 0 | 0% | 0%
10 | 7 | 5 | 0 | 0 | 0 | 0% | 0% | 10 | 7 | 5 | 0 | 0 | 0 | 0% | 0%
10 | 7 | 6 | 1.3612e-09 | 1.7125e-09 | 0 | 0% | 0% | 10 | 7 | 6 | 1.3612e-09 | 1.6995e-09 | 0 | 0% | 0%
10 | 7 | 7 | 1.6431e-09 | 2.0672e-09 | 7.6644 | 0.7664% | 1.584e-09% | 10 | 7 | 7 | 1.6431e-09 | 2.0515e-09 | 7.6644 | 0.7664% | 1.572e-09%
10 | 7 | 8 | 2.3177e-09 | 2.916e-09 | 44.1396 | 4.414% | 1.287e-08% | 10 | 7 | 8 | 2.3177e-09 | 2.8938e-09 | 44.1396 | 4.414% | 1.277e-08%
10 | 7 | 9 | 3.2906e-09 | 4.14e-09 | 47.7804 | 4.778% | 1.978e-08% | 10 | 7 | 9 | 3.2906e-09 | 4.1085e-09 | 47.7804 | 4.778% | 1.963e-08%
10 | 7 | 10 | 6.0541e-09 | 7.617e-09 | 568.3896 | 56.84% | 4.329e-07% | 10 | 7 | 10 | 6.0541e-09 | 7.5591e-09 | 568.3896 | 56.84% | 4.297e-07%
10 | 7 | 11 | 2.26e-08 | 2.8434e-08 | 850.7136 | 85.07% | 2.419e-06% | 10 | 7 | 11 | 2.26e-08 | 2.8218e-08 | 850.7136 | 85.07% | 2.401e-06%
10 | 7 | 12 | 1.232e-07 | 1.55e-07 | 876.1908 | 87.62% | 1.358e-05% | 10 | 7 | 12 | 1.2415e-07 | 1.5501e-07 | 876.1908 | 87.62% | 1.358e-05%
10 | 7 | 13 | 3.1389e-07 | 3.9492e-07 | 844.8456 | 84.48% | 3.336e-05% | 10 | 7 | 13 | 3.1832e-07 | 3.9745e-07 | 844.8456 | 84.48% | 3.358e-05%
10 | 7 | 14 | 3.414e-07 | 4.2953e-07 | 752.4312 | 75.24% | 3.232e-05% | 10 | 7 | 14 | 3.4377e-07 | 4.2922e-07 | 752.4312 | 75.24% | 3.23e-05%
10 | 7 | 15 | 7.9487e-07 | 1.0001e-06 | 598.0668 | 59.81% | 5.981e-05% | 10 | 7 | 15 | 8.0058e-07 | 9.9959e-07 | 598.0668 | 59.81% | 5.978e-05%
10 | 7 | 16 | 3.0485e-07 | 3.8355e-07 | 367.2756 | 36.73% | 1.409e-05% | 10 | 7 | 16 | 3.0485e-07 | 3.8063e-07 | 367.2756 | 36.73% | 1.398e-05%
10 | 7 | 17 | 7.1723e-08 | 9.0239e-08 | 117.384 | 11.74% | 1.059e-06% | 10 | 7 | 17 | 7.1723e-08 | 8.9552e-08 | 117.384 | 11.74% | 1.051e-06%
10 | 7 | 18 | 7.6641e-08 | 9.6425e-08 | 0 | 0% | 0% | 10 | 7 | 18 | 7.6641e-08 | 9.5692e-08 | 0 | 0% | 0%
10 | 7 | 19 | 1.083e-07 | 1.3626e-07 | 0 | 0% | 0% | 10 | 7 | 19 | 1.083e-07 | 1.3522e-07 | 0 | 0% | 0%
10 | 7 | 20 | 7.8053e-09 | 9.8202e-09 | 0 | 0% | 0% | 10 | 7 | 20 | 7.8053e-09 | 9.7455e-09 | 0 | 0% | 0%
10 | 7 | 21 | 1.0467e-09 | 1.3169e-09 | 0 | 0% | 0% | 10 | 7 | 21 | 1.0467e-09 | 1.3068e-09 | 0 | 0% | 0%
10 | 7 | 22 | 0 | 0 | 0 | 0% | 0% | 10 | 7 | 22 | 0 | 0 | 0 | 0% | 0%
10 | 7 | 23 | 0 | 0 | 0 | 0% | 0% | 10 | 7 | 23 | 0 | 0 | 0 | 0% | 0%
10 | 8 | 0 | 0 | 0 | 0 | 0% | 0% | 10 | 8 | 0 | 0 | 0 | 0 | 0% | 0%
10 | 8 | 1 | 0 | 0 | 0 | 0% | 0% | 10 | 8 | 1 | 0 | 0 | 0 | 0% | 0%
10 | 8 | 2 | 0 | 0 | 0 | 0% | 0% | 10 | 8 | 2 | 0 | 0 | 0 | 0% | 0%
10 | 8 | 3 | 0 | 0 | 0 | 0% | 0% | 10 | 8 | 3 | 0 | 0 | 0 | 0% | 0%
10 | 8 | 4 | 0 | 0 | 0 | 0% | 0% | 10 | 8 | 4 | 0 | 0 | 0 | 0% | 0%
10 | 8 | 5 | 0 | 0 | 0 | 0% | 0% | 10 | 8 | 5 | 0 | 0 | 0 | 0% | 0%
10 | 8 | 6 | 6.2469e-10 | 7.8595e-10 | 0 | 0% | 0% | 10 | 8 | 6 | 6.2469e-10 | 7.7997e-10 | 0 | 0% | 0%
10 | 8 | 7 | 1.267e-09 | 1.5941e-09 | 57.7344 | 5.773% | 9.203e-09% | 10 | 8 | 7 | 1.267e-09 | 1.582e-09 | 57.7344 | 5.773% | 9.133e-09%
10 | 8 | 8 | 1.908e-09 | 2.4006e-09 | 41.0928 | 4.109% | 9.865e-09% | 10 | 8 | 8 | 1.9389e-09 | 2.4209e-09 | 41.0928 | 4.109% | 9.948e-09%
10 | 8 | 9 | 4.5838e-09 | 5.7671e-09 | 357.1032 | 35.71% | 2.059e-07% | 10 | 8 | 9 | 4.6586e-09 | 5.8167e-09 | 357.1032 | 35.71% | 2.077e-07%
10 | 8 | 10 | 8.7357e-09 | 1.0991e-08 | 647.7576 | 64.78% | 7.119e-07% | 10 | 8 | 10 | 9.0983e-09 | 1.136e-08 | 647.7576 | 64.78% | 7.358e-07%
10 | 8 | 11 | 2.1738e-08 | 2.735e-08 | 789.342 | 78.93% | 2.159e-06% | 10 | 8 | 11 | 2.278e-08 | 2.8443e-08 | 789.342 | 78.93% | 2.245e-06%
10 | 8 | 12 | 1.1269e-07 | 1.4178e-07 | 680.9316 | 68.09% | 9.654e-06% | 10 | 8 | 12 | 1.1779e-07 | 1.4707e-07 | 680.9316 | 68.09% | 1.001e-05%
10 | 8 | 13 | 1.932e-07 | 2.4307e-07 | 782.754 | 78.28% | 1.903e-05% | 10 | 8 | 13 | 2.0198e-07 | 2.5219e-07 | 782.754 | 78.28% | 1.974e-05%
10 | 8 | 14 | 3.8515e-07 | 4.8458e-07 | 697.1736 | 69.72% | 3.378e-05% | 10 | 8 | 14 | 3.9647e-07 | 4.9503e-07 | 697.1736 | 69.72% | 3.451e-05%
10 | 8 | 15 | 6.5857e-07 | 8.2859e-07 | 551.118 | 55.11% | 4.566e-05% | 10 | 8 | 15 | 6.681e-07 | 8.3418e-07 | 551.118 | 55.11% | 4.597e-05%
10 | 8 | 16 | 4.6278e-07 | 5.8225e-07 | 348.4356 | 34.84% | 2.029e-05% | 10 | 8 | 16 | 4.6278e-07 | 5.7782e-07 | 348.4356 | 34.84% | 2.013e-05%
10 | 8 | 17 | 5.2715e-08 | 6.6323e-08 | 111.3252 | 11.13% | 7.383e-07% | 10 | 8 | 17 | 5.2715e-08 | 6.5818e-08 | 111.3252 | 11.13% | 7.327e-07%
10 | 8 | 18 | 2.6142e-08 | 3.289e-08 | 0 | 0% | 0% | 10 | 8 | 18 | 2.6142e-08 | 3.264e-08 | 0 | 0% | 0%
10 | 8 | 19 | 1.6982e-08 | 2.1366e-08 | 0 | 0% | 0% | 10 | 8 | 19 | 1.6982e-08 | 2.1203e-08 | 0 | 0% | 0%
10 | 8 | 20 | 2.1974e-09 | 2.7646e-09 | 0 | 0% | 0% | 10 | 8 | 20 | 2.1974e-09 | 2.7436e-09 | 0 | 0% | 0%
10 | 8 | 21 | 1.7764e-10 | 2.2349e-10 | 0 | 0% | 0% | 10 | 8 | 21 | 1.7764e-10 | 2.2179e-10 | 0 | 0% | 0%
10 | 8 | 22 | 0 | 0 | 0 | 0% | 0% | 10 | 8 | 22 | 0 | 0 | 0 | 0% | 0%
10 | 8 | 23 | 0 | 0 | 0 | 0% | 0% | 10 | 8 | 23 | 0 | 0 | 0 | 0% | 0%
10 | 9 | 0 | 0 | 0 | 0 | 0% | 0% | 10 | 9 | 0 | 0 | 0 | 0 | 0% | 0%
10 | 9 | 1 | 0 | 0 | 0 | 0% | 0% | 10 | 9 | 1 | 0 | 0 | 0 | 0% | 0%
10 | 9 | 2 | 0 | 0 | 0 | 0% | 0% | 10 | 9 | 2 | 0 | 0 | 0 | 0% | 0%
10 | 9 | 3 | 0 | 0 | 0 | 0% | 0% | 10 | 9 | 3 | 0 | 0 | 0 | 0% | 0%
10 | 9 | 4 | 0 | 0 | 0 | 0% | 0% | 10 | 9 | 4 | 0 | 0 | 0 | 0% | 0%
10 | 9 | 5 | 0 | 0 | 0 | 0% | 0% | 10 | 9 | 5 | 0 | 0 | 0 | 0% | 0%
10 | 9 | 6 | 0 | 0 | 0 | 0% | 0% | 10 | 9 | 6 | 0 | 0 | 0 | 0% | 0%
10 | 9 | 7 | 0 | 0 | 113.6244 | 11.36% | 0% | 10 | 9 | 7 | 0 | 0 | 113.6244 | 11.36% | 0%
10 | 9 | 8 | 0 | 0 | 371.0028 | 37.1% | 0% | 10 | 9 | 8 | 0 | 0 | 371.0028 | 37.1% | 0%
10 | 9 | 9 | 0 | 0 | 591.4968 | 59.15% | 0% | 10 | 9 | 9 | 0 | 0 | 591.4968 | 59.15% | 0%
10 | 9 | 10 | 0 | 0 | 741.1368 | 74.11% | 0% | 10 | 9 | 10 | 0 | 0 | 741.1368 | 74.11% | 0%
10 | 9 | 11 | 0 | 0 | 830.58 | 83.06% | 0% | 10 | 9 | 11 | 0 | 0 | 830.58 | 83.06% | 0%
10 | 9 | 12 | 0 | 0 | 855.6624 | 85.57% | 0% | 10 | 9 | 12 | 0 | 0 | 855.6624 | 85.57% | 0%
10 | 9 | 13 | 2.0302e-10 | 2.5542e-10 | 824.5428 | 82.45% | 2.106e-08% | 10 | 9 | 13 | 2.0521e-10 | 2.5622e-10 | 824.5428 | 82.45% | 2.113e-08%
10 | 9 | 14 | 1.4529e-09 | 1.828e-09 | 726.4572 | 72.65% | 1.328e-07% | 10 | 9 | 14 | 1.4529e-09 | 1.8141e-09 | 726.4572 | 72.65% | 1.318e-07%
10 | 9 | 15 | 5.3991e-09 | 6.7929e-09 | 576.0708 | 57.61% | 3.913e-07% | 10 | 9 | 15 | 5.4424e-09 | 6.7952e-09 | 576.0708 | 57.61% | 3.915e-07%
10 | 9 | 16 | 7.0454e-09 | 8.8642e-09 | 353.076 | 35.31% | 3.13e-07% | 10 | 9 | 16 | 7.0454e-09 | 8.7967e-09 | 353.076 | 35.31% | 3.106e-07%
10 | 9 | 17 | 4.4665e-09 | 5.6196e-09 | 111.1128 | 11.11% | 6.244e-08% | 10 | 9 | 17 | 4.4665e-09 | 5.5768e-09 | 111.1128 | 11.11% | 6.197e-08%
10 | 9 | 18 | 4.8465e-09 | 6.0976e-09 | 0 | 0% | 0% | 10 | 9 | 18 | 4.8465e-09 | 6.0512e-09 | 0 | 0% | 0%
10 | 9 | 19 | 3.9125e-09 | 4.9226e-09 | 0 | 0% | 0% | 10 | 9 | 19 | 3.9125e-09 | 4.8851e-09 | 0 | 0% | 0%
10 | 9 | 20 | 2.3279e-10 | 2.9289e-10 | 0 | 0% | 0% | 10 | 9 | 20 | 2.3279e-10 | 2.9066e-10 | 0 | 0% | 0%
10 | 9 | 21 | 0 | 0 | 0 | 0% | 0% | 10 | 9 | 21 | 0 | 0 | 0 | 0% | 0%
10 | 9 | 22 | 0 | 0 | 0 | 0% | 0% | 10 | 9 | 22 | 0 | 0 | 0 | 0% | 0%
10 | 9 | 23 | 0 | 0 | 0 | 0% | 0% | 10 | 9 | 23 | 0 | 0 | 0 | 0% | 0%
10 | 10 | 0 | 0 | 0 | 0 | 0% | 0% | 10 | 10 | 0 | 0 | 0 | 0 | 0% | 0%
10 | 10 | 1 | 0 | 0 | 0 | 0% | 0% | 10 | 10 | 1 | 0 | 0 | 0 | 0% | 0%
10 | 10 | 2 | 0 | 0 | 0 | 0% | 0% | 10 | 10 | 2 | 0 | 0 | 0 | 0% | 0%
10 | 10 | 3 | 0 | 0 | 0 | 0% | 0% | 10 | 10 | 3 | 0 | 0 | 0 | 0% | 0%
10 | 10 | 4 | 0 | 0 | 0 | 0% | 0% | 10 | 10 | 4 | 0 | 0 | 0 | 0% | 0%
10 | 10 | 5 | 0 | 0 | 0 | 0% | 0% | 10 | 10 | 5 | 0 | 0 | 0 | 0% | 0%
10 | 10 | 6 | 0 | 0 | 0 | 0% | 0% | 10 | 10 | 6 | 0 | 0 | 0 | 0% | 0%
10 | 10 | 7 | 0 | 0 | 6.4632 | 0.6463% | 0% | 10 | 10 | 7 | 0 | 0 | 6.4632 | 0.6463% | 0%
10 | 10 | 8 | 0 | 0 | 349.4484 | 34.94% | 0% | 10 | 10 | 8 | 0 | 0 | 349.4484 | 34.94% | 0%
10 | 10 | 9 | 0 | 0 | 594.9072 | 59.49% | 0% | 10 | 10 | 9 | 0 | 0 | 594.9072 | 59.49% | 0%
10 | 10 | 10 | 0 | 0 | 767.118 | 76.71% | 0% | 10 | 10 | 10 | 0 | 0 | 767.118 | 76.71% | 0%
10 | 10 | 11 | 0 | 0 | 862.5804 | 86.26% | 0% | 10 | 10 | 11 | 0 | 0 | 862.5804 | 86.26% | 0%
10 | 10 | 12 | 0 | 0 | 891.9048 | 89.19% | 0% | 10 | 10 | 12 | 0 | 0 | 891.9048 | 89.19% | 0%
10 | 10 | 13 | 1.7719e-09 | 2.2293e-09 | 860.1732 | 86.02% | 1.918e-07% | 10 | 10 | 13 | 1.8329e-09 | 2.2886e-09 | 860.1732 | 86.02% | 1.969e-07%
10 | 10 | 14 | 8.0693e-09 | 1.0152e-08 | 755.5284 | 75.55% | 7.67e-07% | 10 | 10 | 14 | 8.3339e-09 | 1.0406e-08 | 755.5284 | 75.55% | 7.862e-07%
10 | 10 | 15 | 4.2381e-08 | 5.3321e-08 | 592.2132 | 59.22% | 3.158e-06% | 10 | 10 | 15 | 4.3048e-08 | 5.3748e-08 | 592.2132 | 59.22% | 3.183e-06%
10 | 10 | 16 | 9.0723e-08 | 1.1414e-07 | 365.7756 | 36.58% | 4.175e-06% | 10 | 10 | 16 | 9.0723e-08 | 1.1327e-07 | 365.7756 | 36.58% | 4.143e-06%
10 | 10 | 17 | 6.6998e-08 | 8.4294e-08 | 112.9668 | 11.3% | 9.522e-07% | 10 | 10 | 17 | 6.6998e-08 | 8.3653e-08 | 112.9668 | 11.3% | 9.45e-07%
10 | 10 | 18 | 5.3974e-08 | 6.7908e-08 | 0 | 0% | 0% | 10 | 10 | 18 | 5.3974e-08 | 6.7391e-08 | 0 | 0% | 0%
10 | 10 | 19 | 4.0131e-08 | 5.0491e-08 | 0 | 0% | 0% | 10 | 10 | 19 | 4.0131e-08 | 5.0106e-08 | 0 | 0% | 0%
10 | 10 | 20 | 3.0718e-09 | 3.8648e-09 | 0 | 0% | 0% | 10 | 10 | 20 | 3.0718e-09 | 3.8354e-09 | 0 | 0% | 0%
10 | 10 | 21 | 0 | 0 | 0 | 0% | 0% | 10 | 10 | 21 | 0 | 0 | 0 | 0% | 0%
10 | 10 | 22 | 0 | 0 | 0 | 0% | 0% | 10 | 10 | 22 | 0 | 0 | 0 | 0% | 0%
10 | 10 | 23 | 0 | 0 | 0 | 0% | 0% | 10 | 10 | 23 | 0 | 0 | 0 | 0% | 0%
10 | 11 | 0 | 0 | 0 | 0 | 0% | 0% | 10 | 11 | 0 | 0 | 0 | 0 | 0% | 0%
10 | 11 | 1 | 0 | 0 | 0 | 0% | 0% | 10 | 11 | 1 | 0 | 0 | 0 | 0% | 0%
10 | 11 | 2 | 0 | 0 | 0 | 0% | 0% | 10 | 11 | 2 | 0 | 0 | 0 | 0% | 0%
10 | 11 | 3 | 0 | 0 | 0 | 0% | 0% | 10 | 11 | 3 | 0 | 0 | 0 | 0% | 0%
10 | 11 | 4 | 0 | 0 | 0 | 0% | 0% | 10 | 11 | 4 | 0 | 0 | 0 | 0% | 0%
10 | 11 | 5 | 0 | 0 | 0 | 0% | 0% | 10 | 11 | 5 | 0 | 0 | 0 | 0% | 0%
10 | 11 | 6 | 7.1171e-10 | 8.9544e-10 | 0 | 0% | 0% | 10 | 11 | 6 | 7.1171e-10 | 8.8863e-10 | 0 | 0% | 0%
10 | 11 | 7 | 1.0649e-09 | 1.3399e-09 | 117.522 | 11.75% | 1.575e-08% | 10 | 11 | 7 | 1.0649e-09 | 1.3297e-09 | 117.522 | 11.75% | 1.563e-08%
10 | 11 | 8 | 1.8613e-09 | 2.3418e-09 | 374.3496 | 37.43% | 8.767e-08% | 10 | 11 | 8 | 1.877e-09 | 2.3436e-09 | 374.3496 | 37.43% | 8.773e-08%
10 | 11 | 9 | 7.1578e-09 | 9.0055e-09 | 590.0316 | 59% | 5.314e-07% | 10 | 11 | 9 | 7.1578e-09 | 8.937e-09 | 590.0316 | 59% | 5.273e-07%
10 | 11 | 10 | 8.6875e-08 | 1.093e-07 | 728.8188 | 72.88% | 7.966e-06% | 10 | 11 | 10 | 8.816e-08 | 1.1007e-07 | 728.8188 | 72.88% | 8.022e-06%
10 | 11 | 11 | 2.8249e-06 | 3.5542e-06 | 808.0512 | 80.81% | 0.0002872% | 10 | 11 | 11 | 2.8437e-06 | 3.5506e-06 | 808.0512 | 80.81% | 0.0002869%
10 | 11 | 12 | 8.314e-06 | 1.046e-05 | 825.6804 | 82.57% | 0.0008637% | 10 | 11 | 12 | 8.3637e-06 | 1.0443e-05 | 825.6804 | 82.57% | 0.0008622%
10 | 11 | 13 | 1.5212e-05 | 1.9139e-05 | 786.2568 | 78.63% | 0.001505% | 10 | 11 | 13 | 1.5212e-05 | 1.8993e-05 | 786.2568 | 78.63% | 0.001493%
10 | 11 | 14 | 1.7168e-05 | 2.16e-05 | 695.3124 | 69.53% | 0.001502% | 10 | 11 | 14 | 1.738e-05 | 2.17e-05 | 695.3124 | 69.53% | 0.001509%
10 | 11 | 15 | 2.5064e-05 | 3.1534e-05 | 541.7424 | 54.17% | 0.001708% | 10 | 11 | 15 | 2.5064e-05 | 3.1294e-05 | 541.7424 | 54.17% | 0.001695%
10 | 11 | 16 | 1.8456e-05 | 2.3221e-05 | 325.8228 | 32.58% | 0.0007566% | 10 | 11 | 16 | 1.8456e-05 | 2.3044e-05 | 325.8228 | 32.58% | 0.0007508%
10 | 11 | 17 | 1.1508e-05 | 1.4479e-05 | 94.9332 | 9.493% | 0.0001375% | 10 | 11 | 17 | 1.1508e-05 | 1.4369e-05 | 94.9332 | 9.493% | 0.0001364%
10 | 11 | 18 | 1.4116e-05 | 1.7761e-05 | 0 | 0% | 0% | 10 | 11 | 18 | 1.4116e-05 | 1.7625e-05 | 0 | 0% | 0%
10 | 11 | 19 | 1.0934e-05 | 1.3756e-05 | 0 | 0% | 0% | 10 | 11 | 19 | 1.0934e-05 | 1.3651e-05 | 0 | 0% | 0%
10 | 11 | 20 | 7.7255e-07 | 9.7198e-07 | 0 | 0% | 0% | 10 | 11 | 20 | 7.7255e-07 | 9.6459e-07 | 0 | 0% | 0%
10 | 11 | 21 | 1.0501e-08 | 1.3212e-08 | 0 | 0% | 0% | 10 | 11 | 21 | 1.0501e-08 | 1.3111e-08 | 0 | 0% | 0%
10 | 11 | 22 | 3.8406e-10 | 4.832e-10 | 0 | 0% | 0% | 10 | 11 | 22 | 3.8406e-10 | 4.7952e-10 | 0 | 0% | 0%
10 | 11 | 23 | 0 | 0 | 0 | 0% | 0% | 10 | 11 | 23 | 0 | 0 | 0 | 0% | 0%
10 | 12 | 0 | 0 | 0 | 0 | 0% | 0% | 10 | 12 | 0 | 0 | 0 | 0 | 0% | 0%
10 | 12 | 1 | 0 | 0 | 0 | 0% | 0% | 10 | 12 | 1 | 0 | 0 | 0 | 0% | 0%
10 | 12 | 2 | 0 | 0 | 0 | 0% | 0% | 10 | 12 | 2 | 0 | 0 | 0 | 0% | 0%
10 | 12 | 3 | 0 | 0 | 0 | 0% | 0% | 10 | 12 | 3 | 0 | 0 | 0 | 0% | 0%
10 | 12 | 4 | 0 | 0 | 0 | 0% | 0% | 10 | 12 | 4 | 0 | 0 | 0 | 0% | 0%
10 | 12 | 5 | 0 | 0 | 0 | 0% | 0% | 10 | 12 | 5 | 0 | 0 | 0 | 0% | 0%
10 | 12 | 6 | 1.7261e-09 | 2.1717e-09 | 0 | 0% | 0% | 10 | 12 | 6 | 1.7261e-09 | 2.1552e-09 | 0 | 0% | 0%
10 | 12 | 7 | 1.8917e-09 | 2.3801e-09 | 33.6912 | 3.369% | 8.019e-09% | 10 | 12 | 7 | 1.8917e-09 | 2.362e-09 | 33.6912 | 3.369% | 7.958e-09%
10 | 12 | 8 | 3.0457e-09 | 3.8319e-09 | 326.9316 | 32.69% | 1.253e-07% | 10 | 12 | 8 | 3.0994e-09 | 3.8699e-09 | 326.9316 | 32.69% | 1.265e-07%
10 | 12 | 9 | 1.4507e-08 | 1.8252e-08 | 549.558 | 54.96% | 1.003e-06% | 10 | 12 | 9 | 1.4962e-08 | 1.8681e-08 | 549.558 | 54.96% | 1.027e-06%
10 | 12 | 10 | 4.5817e-08 | 5.7644e-08 | 701.0352 | 70.1% | 4.041e-06% | 10 | 12 | 10 | 4.7263e-08 | 5.9012e-08 | 701.0352 | 70.1% | 4.137e-06%
10 | 12 | 11 | 6.5363e-07 | 8.2237e-07 | 792.2004 | 79.22% | 6.515e-05% | 10 | 12 | 11 | 6.8196e-07 | 8.5148e-07 | 792.2004 | 79.22% | 6.745e-05%
10 | 12 | 12 | 5.9788e-06 | 7.5222e-06 | 796.878 | 79.69% | 0.0005994% | 10 | 12 | 12 | 6.2503e-06 | 7.8039e-06 | 796.878 | 79.69% | 0.0006219%
10 | 12 | 13 | 7.6681e-06 | 9.6476e-06 | 764.088 | 76.41% | 0.0007372% | 10 | 12 | 13 | 7.9543e-06 | 9.9316e-06 | 764.088 | 76.41% | 0.0007589%
10 | 12 | 14 | 4.1825e-06 | 5.2622e-06 | 671.0592 | 67.11% | 0.0003531% | 10 | 12 | 14 | 4.2926e-06 | 5.3596e-06 | 671.0592 | 67.11% | 0.0003597%
10 | 12 | 15 | 4.432e-06 | 5.5762e-06 | 525.8292 | 52.58% | 0.0002932% | 10 | 12 | 15 | 4.5184e-06 | 5.6416e-06 | 525.8292 | 52.58% | 0.0002967%
10 | 12 | 16 | 9.4942e-07 | 1.1945e-06 | 314.2188 | 31.42% | 3.753e-05% | 10 | 12 | 16 | 9.4942e-07 | 1.1854e-06 | 314.2188 | 31.42% | 3.725e-05%
10 | 12 | 17 | 2.9226e-07 | 3.677e-07 | 90.24 | 9.024% | 3.318e-06% | 10 | 12 | 17 | 2.9226e-07 | 3.6491e-07 | 90.24 | 9.024% | 3.293e-06%
10 | 12 | 18 | 8.5106e-07 | 1.0708e-06 | 0 | 0% | 0% | 10 | 12 | 18 | 8.5106e-07 | 1.0626e-06 | 0 | 0% | 0%
10 | 12 | 19 | 1.0515e-06 | 1.3229e-06 | 0 | 0% | 0% | 10 | 12 | 19 | 1.0515e-06 | 1.3129e-06 | 0 | 0% | 0%
10 | 12 | 20 | 1.582e-08 | 1.9904e-08 | 0 | 0% | 0% | 10 | 12 | 20 | 1.582e-08 | 1.9753e-08 | 0 | 0% | 0%
10 | 12 | 21 | 2.2971e-09 | 2.8901e-09 | 0 | 0% | 0% | 10 | 12 | 21 | 2.2971e-09 | 2.8681e-09 | 0 | 0% | 0%
10 | 12 | 22 | 0 | 0 | 0 | 0% | 0% | 10 | 12 | 22 | 0 | 0 | 0 | 0% | 0%
10 | 12 | 23 | 0 | 0 | 0 | 0% | 0% | 10 | 12 | 23 | 0 | 0 | 0 | 0% | 0%
10 | 13 | 0 | 0 | 0 | 0 | 0% | 0% | 10 | 13 | 0 | 0 | 0 | 0 | 0% | 0%
10 | 13 | 1 | 0 | 0 | 0 | 0% | 0% | 10 | 13 | 1 | 0 | 0 | 0 | 0% | 0%
10 | 13 | 2 | 0 | 0 | 0 | 0% | 0% | 10 | 13 | 2 | 0 | 0 | 0 | 0% | 0%
10 | 13 | 3 | 0 | 0 | 0 | 0% | 0% | 10 | 13 | 3 | 0 | 0 | 0 | 0% | 0%
10 | 13 | 4 | 0 | 0 | 0 | 0% | 0% | 10 | 13 | 4 | 0 | 0 | 0 | 0% | 0%
10 | 13 | 5 | 0 | 0 | 0 | 0% | 0% | 10 | 13 | 5 | 0 | 0 | 0 | 0% | 0%
10 | 13 | 6 | 1.8125e-09 | 2.2804e-09 | 0 | 0% | 0% | 10 | 13 | 6 | 1.8125e-09 | 2.263e-09 | 0 | 0% | 0%
10 | 13 | 7 | 1.8446e-09 | 2.3208e-09 | 90.0876 | 9.009% | 2.091e-08% | 10 | 13 | 7 | 1.8446e-09 | 2.3031e-09 | 90.0876 | 9.009% | 2.075e-08%
10 | 13 | 8 | 4.5435e-09 | 5.7165e-09 | 315.81 | 31.58% | 1.805e-07% | 10 | 13 | 8 | 4.6211e-09 | 5.7699e-09 | 315.81 | 31.58% | 1.822e-07%
10 | 13 | 9 | 1.6589e-08 | 2.0872e-08 | 407.8344 | 40.78% | 8.512e-07% | 10 | 13 | 9 | 1.7123e-08 | 2.138e-08 | 407.8344 | 40.78% | 8.719e-07%
10 | 13 | 10 | 3.6046e-08 | 4.5351e-08 | 666.954 | 66.7% | 3.025e-06% | 10 | 13 | 10 | 3.7752e-08 | 4.7136e-08 | 666.954 | 66.7% | 3.144e-06%
10 | 13 | 11 | 9.9841e-08 | 1.2562e-07 | 301.0356 | 30.1% | 3.781e-06% | 10 | 13 | 11 | 1.044e-07 | 1.3036e-07 | 301.0356 | 30.1% | 3.924e-06%
10 | 13 | 12 | 5.4033e-07 | 6.7982e-07 | 560.2584 | 56.03% | 3.809e-05% | 10 | 13 | 12 | 5.6004e-07 | 6.9926e-07 | 560.2584 | 56.03% | 3.918e-05%
10 | 13 | 13 | 8.3956e-07 | 1.0563e-06 | 561.5832 | 56.16% | 5.932e-05% | 10 | 13 | 13 | 8.7492e-07 | 1.0924e-06 | 561.5832 | 56.16% | 6.135e-05%
10 | 13 | 14 | 5.0016e-07 | 6.2927e-07 | 228.6024 | 22.86% | 1.439e-05% | 10 | 13 | 14 | 5.1872e-07 | 6.4767e-07 | 228.6024 | 22.86% | 1.481e-05%
10 | 13 | 15 | 5.6004e-07 | 7.0462e-07 | 278.0028 | 27.8% | 1.959e-05% | 10 | 13 | 15 | 5.7207e-07 | 7.1428e-07 | 278.0028 | 27.8% | 1.986e-05%
10 | 13 | 16 | 1.0436e-07 | 1.3131e-07 | 245.8368 | 24.58% | 3.228e-06% | 10 | 13 | 16 | 1.051e-07 | 1.3122e-07 | 245.8368 | 24.58% | 3.226e-06%
10 | 13 | 17 | 1.8729e-07 | 2.3564e-07 | 54.138 | 5.414% | 1.276e-06% | 10 | 13 | 17 | 1.8729e-07 | 2.3385e-07 | 54.138 | 5.414% | 1.266e-06%
10 | 13 | 18 | 4.5264e-07 | 5.6949e-07 | 0 | 0% | 0% | 10 | 13 | 18 | 4.5264e-07 | 5.6516e-07 | 0 | 0% | 0%
10 | 13 | 19 | 1.5713e-07 | 1.9769e-07 | 0 | 0% | 0% | 10 | 13 | 19 | 1.5713e-07 | 1.9619e-07 | 0 | 0% | 0%
10 | 13 | 20 | 6.2992e-09 | 7.9253e-09 | 0 | 0% | 0% | 10 | 13 | 20 | 6.2992e-09 | 7.8651e-09 | 0 | 0% | 0%
10 | 13 | 21 | 8.7298e-10 | 1.0983e-09 | 0 | 0% | 0% | 10 | 13 | 21 | 8.7298e-10 | 1.09e-09 | 0 | 0% | 0%
10 | 13 | 22 | 0 | 0 | 0 | 0% | 0% | 10 | 13 | 22 | 0 | 0 | 0 | 0% | 0%
10 | 13 | 23 | 0 | 0 | 0 | 0% | 0% | 10 | 13 | 23 | 0 | 0 | 0 | 0% | 0%
10 | 14 | 0 | 0 | 0 | 0 | 0% | 0% | 10 | 14 | 0 | 0 | 0 | 0 | 0% | 0%
10 | 14 | 1 | 0 | 0 | 0 | 0% | 0% | 10 | 14 | 1 | 0 | 0 | 0 | 0% | 0%
10 | 14 | 2 | 0 | 0 | 0 | 0% | 0% | 10 | 14 | 2 | 0 | 0 | 0 | 0% | 0%
10 | 14 | 3 | 0 | 0 | 0 | 0% | 0% | 10 | 14 | 3 | 0 | 0 | 0 | 0% | 0%
10 | 14 | 4 | 0 | 0 | 0 | 0% | 0% | 10 | 14 | 4 | 0 | 0 | 0 | 0% | 0%
10 | 14 | 5 | 0 | 0 | 0 | 0% | 0% | 10 | 14 | 5 | 0 | 0 | 0 | 0% | 0%
10 | 14 | 6 | 9.8798e-10 | 1.243e-09 | 0 | 0% | 0% | 10 | 14 | 6 | 9.8798e-10 | 1.2336e-09 | 0 | 0% | 0%
10 | 14 | 7 | 1.3098e-09 | 1.648e-09 | 48.0276 | 4.803% | 7.915e-09% | 10 | 14 | 7 | 1.3098e-09 | 1.6354e-09 | 48.0276 | 4.803% | 7.855e-09%
10 | 14 | 8 | 2.1983e-09 | 2.7659e-09 | 105.6108 | 10.56% | 2.921e-08% | 10 | 14 | 8 | 2.2371e-09 | 2.7932e-09 | 105.6108 | 10.56% | 2.95e-08%
10 | 14 | 9 | 2.8242e-09 | 3.5532e-09 | 92.4264 | 9.243% | 3.284e-08% | 10 | 14 | 9 | 2.8979e-09 | 3.6183e-09 | 92.4264 | 9.243% | 3.344e-08%
10 | 14 | 10 | 3.5797e-09 | 4.5038e-09 | 377.1408 | 37.71% | 1.699e-07% | 10 | 14 | 10 | 3.7022e-09 | 4.6225e-09 | 377.1408 | 37.71% | 1.743e-07%
10 | 14 | 11 | 6.7287e-09 | 8.4658e-09 | 186.3444 | 18.63% | 1.578e-07% | 10 | 14 | 11 | 7.0543e-09 | 8.8079e-09 | 186.3444 | 18.63% | 1.641e-07%
10 | 14 | 12 | 1.4643e-08 | 1.8423e-08 | 187.1496 | 18.71% | 3.448e-07% | 10 | 14 | 12 | 1.5338e-08 | 1.9151e-08 | 187.1496 | 18.71% | 3.584e-07%
10 | 14 | 13 | 2.26e-08 | 2.8434e-08 | 233.6832 | 23.37% | 6.645e-07% | 10 | 14 | 13 | 2.3689e-08 | 2.9578e-08 | 233.6832 | 23.37% | 6.912e-07%
10 | 14 | 14 | 1.3726e-08 | 1.7269e-08 | 149.0712 | 14.91% | 2.574e-07% | 10 | 14 | 14 | 1.4401e-08 | 1.7981e-08 | 149.0712 | 14.91% | 2.68e-07%
10 | 14 | 15 | 7.8132e-09 | 9.8302e-09 | 155.1948 | 15.52% | 1.526e-07% | 10 | 14 | 15 | 7.9368e-09 | 9.9097e-09 | 155.1948 | 15.52% | 1.538e-07%
10 | 14 | 16 | 4.1852e-09 | 5.2656e-09 | 248.9076 | 24.89% | 1.311e-07% | 10 | 14 | 16 | 4.1852e-09 | 5.2256e-09 | 248.9076 | 24.89% | 1.301e-07%
10 | 14 | 17 | 2.7243e-09 | 3.4276e-09 | 62.0904 | 6.209% | 2.128e-08% | 10 | 14 | 17 | 2.7243e-09 | 3.4015e-09 | 62.0904 | 6.209% | 2.112e-08%
10 | 14 | 18 | 6.3464e-09 | 7.9847e-09 | 0 | 0% | 0% | 10 | 14 | 18 | 6.3464e-09 | 7.924e-09 | 0 | 0% | 0%
10 | 14 | 19 | 1.3383e-08 | 1.6837e-08 | 0 | 0% | 0% | 10 | 14 | 19 | 1.3383e-08 | 1.6709e-08 | 0 | 0% | 0%
10 | 14 | 20 | 2.4566e-09 | 3.0908e-09 | 0 | 0% | 0% | 10 | 14 | 20 | 2.4566e-09 | 3.0673e-09 | 0 | 0% | 0%
10 | 14 | 21 | 3.8779e-10 | 4.8789e-10 | 0 | 0% | 0% | 10 | 14 | 21 | 3.8779e-10 | 4.8418e-10 | 0 | 0% | 0%
10 | 14 | 22 | 0 | 0 | 0 | 0% | 0% | 10 | 14 | 22 | 0 | 0 | 0 | 0% | 0%
10 | 14 | 23 | 0 | 0 | 0 | 0% | 0% | 10 | 14 | 23 | 0 | 0 | 0 | 0% | 0%
10 | 15 | 0 | 0 | 0 | 0 | 0% | 0% | 10 | 15 | 0 | 0 | 0 | 0 | 0% | 0%
10 | 15 | 1 | 0 | 0 | 0 | 0% | 0% | 10 | 15 | 1 | 0 | 0 | 0 | 0% | 0%
10 | 15 | 2 | 0 | 0 | 0 | 0% | 0% | 10 | 15 | 2 | 0 | 0 | 0 | 0% | 0%
10 | 15 | 3 | 0 | 0 | 0 | 0% | 0% | 10 | 15 | 3 | 0 | 0 | 0 | 0% | 0%
10 | 15 | 4 | 0 | 0 | 0 | 0% | 0% | 10 | 15 | 4 | 0 | 0 | 0 | 0% | 0%
10 | 15 | 5 | 0 | 0 | 0 | 0% | 0% | 10 | 15 | 5 | 0 | 0 | 0 | 0% | 0%
10 | 15 | 6 | 2.0753e-09 | 2.6111e-09 | 0 | 0% | 0% | 10 | 15 | 6 | 2.0753e-09 | 2.5912e-09 | 0 | 0% | 0%
10 | 15 | 7 | 2.5694e-09 | 3.2326e-09 | 94.2156 | 9.422% | 3.046e-08% | 10 | 15 | 7 | 2.5694e-09 | 3.2081e-09 | 94.2156 | 9.422% | 3.022e-08%
10 | 15 | 8 | 3.2624e-09 | 4.1046e-09 | 340.2624 | 34.03% | 1.397e-07% | 10 | 15 | 8 | 3.3179e-09 | 4.1426e-09 | 340.2624 | 34.03% | 1.41e-07%
10 | 15 | 9 | 4.9312e-09 | 6.2042e-09 | 564.3528 | 56.44% | 3.501e-07% | 10 | 15 | 9 | 5.0172e-09 | 6.2644e-09 | 564.3528 | 56.44% | 3.535e-07%
10 | 15 | 10 | 4.1191e-09 | 5.1825e-09 | 726.0264 | 72.6% | 3.763e-07% | 10 | 15 | 10 | 4.2238e-09 | 5.2737e-09 | 726.0264 | 72.6% | 3.829e-07%
10 | 15 | 11 | 2.6393e-09 | 3.3206e-09 | 812.6424 | 81.26% | 2.698e-07% | 10 | 15 | 11 | 2.7063e-09 | 3.379e-09 | 812.6424 | 81.26% | 2.746e-07%
10 | 15 | 12 | 4.8936e-09 | 6.1568e-09 | 837.828 | 83.78% | 5.158e-07% | 10 | 15 | 12 | 5.0226e-09 | 6.2712e-09 | 837.828 | 83.78% | 5.254e-07%
10 | 15 | 13 | 4.5122e-09 | 5.677e-09 | 799.6032 | 79.96% | 4.539e-07% | 10 | 15 | 13 | 4.6628e-09 | 5.8219e-09 | 799.6032 | 79.96% | 4.655e-07%
10 | 15 | 14 | 3.2379e-09 | 4.0738e-09 | 708.468 | 70.85% | 2.886e-07% | 10 | 15 | 14 | 3.3214e-09 | 4.1471e-09 | 708.468 | 70.85% | 2.938e-07%
10 | 15 | 15 | 1.9716e-09 | 2.4805e-09 | 543.444 | 54.34% | 1.348e-07% | 10 | 15 | 15 | 1.9892e-09 | 2.4837e-09 | 543.444 | 54.34% | 1.35e-07%
10 | 15 | 16 | 1.8774e-09 | 2.362e-09 | 319.3224 | 31.93% | 7.542e-08% | 10 | 15 | 16 | 1.8774e-09 | 2.3441e-09 | 319.3224 | 31.93% | 7.485e-08%
10 | 15 | 17 | 9.882e-10 | 1.2433e-09 | 82.2516 | 8.225% | 1.023e-08% | 10 | 15 | 17 | 9.882e-10 | 1.2338e-09 | 82.2516 | 8.225% | 1.015e-08%
10 | 15 | 18 | 1.6566e-09 | 2.0843e-09 | 0 | 0% | 0% | 10 | 15 | 18 | 1.6566e-09 | 2.0684e-09 | 0 | 0% | 0%
10 | 15 | 19 | 2.1435e-09 | 2.6968e-09 | 0 | 0% | 0% | 10 | 15 | 19 | 2.1435e-09 | 2.6763e-09 | 0 | 0% | 0%
10 | 15 | 20 | 7.2787e-10 | 9.1577e-10 | 0 | 0% | 0% | 10 | 15 | 20 | 7.2787e-10 | 9.0881e-10 | 0 | 0% | 0%
10 | 15 | 21 | 0 | 0 | 0 | 0% | 0% | 10 | 15 | 21 | 0 | 0 | 0 | 0% | 0%
10 | 15 | 22 | 0 | 0 | 0 | 0% | 0% | 10 | 15 | 22 | 0 | 0 | 0 | 0% | 0%
10 | 15 | 23 | 0 | 0 | 0 | 0% | 0% | 10 | 15 | 23 | 0 | 0 | 0 | 0% | 0%
10 | 16 | 0 | 0 | 0 | 0 | 0% | 0% | 10 | 16 | 0 | 0 | 0 | 0 | 0% | 0%
10 | 16 | 1 | 0 | 0 | 0 | 0% | 0% | 10 | 16 | 1 | 0 | 0 | 0 | 0% | 0%
10 | 16 | 2 | 0 | 0 | 0 | 0% | 0% | 10 | 16 | 2 | 0 | 0 | 0 | 0% | 0%
10 | 16 | 3 | 0 | 0 | 0 | 0% | 0% | 10 | 16 | 3 | 0 | 0 | 0 | 0% | 0%
10 | 16 | 4 | 0 | 0 | 0 | 0% | 0% | 10 | 16 | 4 | 0 | 0 | 0 | 0% | 0%
10 | 16 | 5 | 0 | 0 | 0 | 0% | 0% | 10 | 16 | 5 | 0 | 0 | 0 | 0% | 0%
10 | 16 | 6 | 0 | 0 | 0 | 0% | 0% | 10 | 16 | 6 | 0 | 0 | 0 | 0% | 0%
10 | 16 | 7 | 0 | 0 | 98.3712 | 9.837% | 0% | 10 | 16 | 7 | 0 | 0 | 98.3712 | 9.837% | 0%
10 | 16 | 8 | 0 | 0 | 347.4432 | 34.74% | 0% | 10 | 16 | 8 | 0 | 0 | 347.4432 | 34.74% | 0%
10 | 16 | 9 | 0 | 0 | 557.6124 | 55.76% | 0% | 10 | 16 | 9 | 0 | 0 | 557.6124 | 55.76% | 0%
10 | 16 | 10 | 0 | 0 | 708.3792 | 70.84% | 0% | 10 | 16 | 10 | 0 | 0 | 708.3792 | 70.84% | 0%
10 | 16 | 11 | 0 | 0 | 789.282 | 78.93% | 0% | 10 | 16 | 11 | 0 | 0 | 789.282 | 78.93% | 0%
10 | 16 | 12 | 0 | 0 | 806.9256 | 80.69% | 0% | 10 | 16 | 12 | 0 | 0 | 806.9256 | 80.69% | 0%
10 | 16 | 13 | 0 | 0 | 767.2464 | 76.72% | 0% | 10 | 16 | 13 | 0 | 0 | 767.2464 | 76.72% | 0%
10 | 16 | 14 | 0 | 0 | 660.9216 | 66.09% | 0% | 10 | 16 | 14 | 0 | 0 | 660.9216 | 66.09% | 0%
10 | 16 | 15 | 0 | 0 | 423.54 | 42.35% | 0% | 10 | 16 | 15 | 0 | 0 | 423.54 | 42.35% | 0%
10 | 16 | 16 | 0 | 0 | 230.6052 | 23.06% | 0% | 10 | 16 | 16 | 0 | 0 | 230.6052 | 23.06% | 0%
10 | 16 | 17 | 0 | 0 | 67.0932 | 6.709% | 0% | 10 | 16 | 17 | 0 | 0 | 67.0932 | 6.709% | 0%
10 | 16 | 18 | 0 | 0 | 0 | 0% | 0% | 10 | 16 | 18 | 0 | 0 | 0 | 0% | 0%
10 | 16 | 19 | 0 | 0 | 0 | 0% | 0% | 10 | 16 | 19 | 0 | 0 | 0 | 0% | 0%
10 | 16 | 20 | 0 | 0 | 0 | 0% | 0% | 10 | 16 | 20 | 0 | 0 | 0 | 0% | 0%
10 | 16 | 21 | 0 | 0 | 0 | 0% | 0% | 10 | 16 | 21 | 0 | 0 | 0 | 0% | 0%
10 | 16 | 22 | 0 | 0 | 0 | 0% | 0% | 10 | 16 | 22 | 0 | 0 | 0 | 0% | 0%
10 | 16 | 23 | 0 | 0 | 0 | 0% | 0% | 10 | 16 | 23 | 0 | 0 | 0 | 0% | 0%
10 | 17 | 0 | 0 | 0 | 0 | 0% | 0% | 10 | 17 | 0 | 0 | 0 | 0 | 0% | 0%
10 | 17 | 1 | 0 | 0 | 0 | 0% | 0% | 10 | 17 | 1 | 0 | 0 | 0 | 0% | 0%
10 | 17 | 2 | 0 | 0 | 0 | 0% | 0% | 10 | 17 | 2 | 0 | 0 | 0 | 0% | 0%
10 | 17 | 3 | 0 | 0 | 0 | 0% | 0% | 10 | 17 | 3 | 0 | 0 | 0 | 0% | 0%
10 | 17 | 4 | 0 | 0 | 0 | 0% | 0% | 10 | 17 | 4 | 0 | 0 | 0 | 0% | 0%
10 | 17 | 5 | 0 | 0 | 0 | 0% | 0% | 10 | 17 | 5 | 0 | 0 | 0 | 0% | 0%
10 | 17 | 6 | 0 | 0 | 0 | 0% | 0% | 10 | 17 | 6 | 0 | 0 | 0 | 0% | 0%
10 | 17 | 7 | 0 | 0 | 86.022 | 8.602% | 0% | 10 | 17 | 7 | 0 | 0 | 86.022 | 8.602% | 0%
10 | 17 | 8 | 0 | 0 | 242.6616 | 24.27% | 0% | 10 | 17 | 8 | 0 | 0 | 242.6616 | 24.27% | 0%
10 | 17 | 9 | 0 | 0 | 536.3424 | 53.63% | 0% | 10 | 17 | 9 | 0 | 0 | 536.3424 | 53.63% | 0%
10 | 17 | 10 | 0 | 0 | 684.0168 | 68.4% | 0% | 10 | 17 | 10 | 0 | 0 | 684.0168 | 68.4% | 0%
10 | 17 | 11 | 0 | 0 | 542.8284 | 54.28% | 0% | 10 | 17 | 11 | 0 | 0 | 542.8284 | 54.28% | 0%
10 | 17 | 12 | 0 | 0 | 605.1768 | 60.52% | 0% | 10 | 17 | 12 | 0 | 0 | 605.1768 | 60.52% | 0%
10 | 17 | 13 | 0 | 0 | 647.592 | 64.76% | 0% | 10 | 17 | 13 | 0 | 0 | 647.592 | 64.76% | 0%
10 | 17 | 14 | 0 | 0 | 242.3316 | 24.23% | 0% | 10 | 17 | 14 | 0 | 0 | 242.3316 | 24.23% | 0%
10 | 17 | 15 | 0 | 0 | 463.212 | 46.32% | 0% | 10 | 17 | 15 | 0 | 0 | 463.212 | 46.32% | 0%
10 | 17 | 16 | 0 | 0 | 282.4068 | 28.24% | 0% | 10 | 17 | 16 | 0 | 0 | 282.4068 | 28.24% | 0%
10 | 17 | 17 | 0 | 0 | 67.308 | 6.731% | 0% | 10 | 17 | 17 | 0 | 0 | 67.308 | 6.731% | 0%
10 | 17 | 18 | 1.2562e-09 | 1.5805e-09 | 0 | 0% | 0% | 10 | 17 | 18 | 1.2562e-09 | 1.5685e-09 | 0 | 0% | 0%
10 | 17 | 19 | 1.1839e-09 | 1.4896e-09 | 0 | 0% | 0% | 10 | 17 | 19 | 1.1839e-09 | 1.4782e-09 | 0 | 0% | 0%
10 | 17 | 20 | 0 | 0 | 0 | 0% | 0% | 10 | 17 | 20 | 0 | 0 | 0 | 0% | 0%
10 | 17 | 21 | 0 | 0 | 0 | 0% | 0% | 10 | 17 | 21 | 0 | 0 | 0 | 0% | 0%
10 | 17 | 22 | 0 | 0 | 0 | 0% | 0% | 10 | 17 | 22 | 0 | 0 | 0 | 0% | 0%
10 | 17 | 23 | 0 | 0 | 0 | 0% | 0% | 10 | 17 | 23 | 0 | 0 | 0 | 0% | 0%
10 | 18 | 0 | 0 | 0 | 0 | 0% | 0% | 10 | 18 | 0 | 0 | 0 | 0 | 0% | 0%
10 | 18 | 1 | 0 | 0 | 0 | 0% | 0% | 10 | 18 | 1 | 0 | 0 | 0 | 0% | 0%
10 | 18 | 2 | 0 | 0 | 0 | 0% | 0% | 10 | 18 | 2 | 0 | 0 | 0 | 0% | 0%
10 | 18 | 3 | 0 | 0 | 0 | 0% | 0% | 10 | 18 | 3 | 0 | 0 | 0 | 0% | 0%
10 | 18 | 4 | 0 | 0 | 0 | 0% | 0% | 10 | 18 | 4 | 0 | 0 | 0 | 0% | 0%
10 | 18 | 5 | 0 | 0 | 0 | 0% | 0% | 10 | 18 | 5 | 0 | 0 | 0 | 0% | 0%
10 | 18 | 6 | 1.5634e-09 | 1.967e-09 | 0 | 0% | 0% | 10 | 18 | 6 | 1.5634e-09 | 1.9521e-09 | 0 | 0% | 0%
10 | 18 | 7 | 2.5468e-09 | 3.2042e-09 | 86.5488 | 8.655% | 2.773e-08% | 10 | 18 | 7 | 2.5468e-09 | 3.1798e-09 | 86.5488 | 8.655% | 2.752e-08%
10 | 18 | 8 | 4.3554e-09 | 5.4797e-09 | 329.1612 | 32.92% | 1.804e-07% | 10 | 18 | 8 | 4.3905e-09 | 5.4819e-09 | 329.1612 | 32.92% | 1.804e-07%
10 | 18 | 9 | 7.8099e-09 | 9.8261e-09 | 554.6364 | 55.46% | 5.45e-07% | 10 | 18 | 9 | 8.0626e-09 | 1.0067e-08 | 554.6364 | 55.46% | 5.583e-07%
10 | 18 | 10 | 1.5326e-08 | 1.9282e-08 | 712.6308 | 71.26% | 1.374e-06% | 10 | 18 | 10 | 1.5969e-08 | 1.9939e-08 | 712.6308 | 71.26% | 1.421e-06%
10 | 18 | 11 | 4.619e-08 | 5.8114e-08 | 804.8136 | 80.48% | 4.677e-06% | 10 | 18 | 11 | 4.842e-08 | 6.0456e-08 | 804.8136 | 80.48% | 4.866e-06%
10 | 18 | 12 | 3.093e-07 | 3.8915e-07 | 592.1064 | 59.21% | 2.304e-05% | 10 | 18 | 12 | 3.2271e-07 | 4.0292e-07 | 592.1064 | 59.21% | 2.386e-05%
10 | 18 | 13 | 1.4373e-06 | 1.8084e-06 | 478.2108 | 47.82% | 8.648e-05% | 10 | 18 | 13 | 1.4875e-06 | 1.8572e-06 | 478.2108 | 47.82% | 8.881e-05%
10 | 18 | 14 | 3.1376e-06 | 3.9476e-06 | 192.9924 | 19.3% | 7.618e-05% | 10 | 18 | 14 | 3.2218e-06 | 4.0226e-06 | 192.9924 | 19.3% | 7.763e-05%
10 | 18 | 15 | 1.4864e-06 | 1.8701e-06 | 534.252 | 53.43% | 9.991e-05% | 10 | 18 | 15 | 1.5077e-06 | 1.8825e-06 | 534.252 | 53.43% | 0.0001006%
10 | 18 | 16 | 1.0031e-06 | 1.2621e-06 | 165.732 | 16.57% | 2.092e-05% | 10 | 18 | 16 | 1.0031e-06 | 1.2525e-06 | 165.732 | 16.57% | 2.076e-05%
10 | 18 | 17 | 2.0464e-07 | 2.5747e-07 | 33.7908 | 3.379% | 8.7e-07% | 10 | 18 | 17 | 2.0464e-07 | 2.5551e-07 | 33.7908 | 3.379% | 8.634e-07%
10 | 18 | 18 | 6.624e-07 | 8.334e-07 | 0 | 0% | 0% | 10 | 18 | 18 | 6.624e-07 | 8.2706e-07 | 0 | 0% | 0%
10 | 18 | 19 | 2.2816e-07 | 2.8706e-07 | 0 | 0% | 0% | 10 | 18 | 19 | 2.2816e-07 | 2.8488e-07 | 0 | 0% | 0%
10 | 18 | 20 | 1.3594e-08 | 1.7103e-08 | 0 | 0% | 0% | 10 | 18 | 20 | 1.3594e-08 | 1.6973e-08 | 0 | 0% | 0%
10 | 18 | 21 | 1.6279e-09 | 2.0481e-09 | 0 | 0% | 0% | 10 | 18 | 21 | 1.6279e-09 | 2.0326e-09 | 0 | 0% | 0%
10 | 18 | 22 | 0 | 0 | 0 | 0% | 0% | 10 | 18 | 22 | 0 | 0 | 0 | 0% | 0%
10 | 18 | 23 | 0 | 0 | 0 | 0% | 0% | 10 | 18 | 23 | 0 | 0 | 0 | 0% | 0%
10 | 19 | 0 | 0 | 0 | 0 | 0% | 0% | 10 | 19 | 0 | 0 | 0 | 0 | 0% | 0%
10 | 19 | 1 | 0 | 0 | 0 | 0% | 0% | 10 | 19 | 1 | 0 | 0 | 0 | 0% | 0%
10 | 19 | 2 | 0 | 0 | 0 | 0% | 0% | 10 | 19 | 2 | 0 | 0 | 0 | 0% | 0%
10 | 19 | 3 | 0 | 0 | 0 | 0% | 0% | 10 | 19 | 3 | 0 | 0 | 0 | 0% | 0%
10 | 19 | 4 | 0 | 0 | 0 | 0% | 0% | 10 | 19 | 4 | 0 | 0 | 0 | 0% | 0%
10 | 19 | 5 | 0 | 0 | 0 | 0% | 0% | 10 | 19 | 5 | 0 | 0 | 0 | 0% | 0%
10 | 19 | 6 | 1.8763e-09 | 2.3606e-09 | 0 | 0% | 0% | 10 | 19 | 6 | 1.8763e-09 | 2.3427e-09 | 0 | 0% | 0%
10 | 19 | 7 | 2.1795e-09 | 2.7421e-09 | 0 | 0% | 0% | 10 | 19 | 7 | 2.1795e-09 | 2.7213e-09 | 0 | 0% | 0%
10 | 19 | 8 | 2.7243e-09 | 3.4276e-09 | 112.092 | 11.21% | 3.842e-08% | 10 | 19 | 8 | 2.7732e-09 | 3.4625e-09 | 112.092 | 11.21% | 3.881e-08%
10 | 19 | 9 | 4.7724e-09 | 6.0044e-09 | 209.082 | 20.91% | 1.255e-07% | 10 | 19 | 9 | 4.8496e-09 | 6.0551e-09 | 209.082 | 20.91% | 1.266e-07%
10 | 19 | 10 | 5.2267e-09 | 6.5759e-09 | 473.7648 | 47.38% | 3.115e-07% | 10 | 19 | 10 | 5.3547e-09 | 6.6858e-09 | 473.7648 | 47.38% | 3.167e-07%
10 | 19 | 11 | 7.218e-09 | 9.0813e-09 | 240.342 | 24.03% | 2.183e-07% | 10 | 19 | 11 | 7.4541e-09 | 9.3071e-09 | 240.342 | 24.03% | 2.237e-07%
10 | 19 | 12 | 1.0344e-08 | 1.3014e-08 | 58.3092 | 5.831% | 7.588e-08% | 10 | 19 | 12 | 1.0861e-08 | 1.3561e-08 | 58.3092 | 5.831% | 7.907e-08%
10 | 19 | 13 | 2.0391e-08 | 2.5655e-08 | 214.4844 | 21.45% | 5.503e-07% | 10 | 19 | 13 | 2.1219e-08 | 2.6493e-08 | 214.4844 | 21.45% | 5.682e-07%
10 | 19 | 14 | 7.3892e-09 | 9.2967e-09 | 156.8412 | 15.68% | 1.458e-07% | 10 | 19 | 14 | 7.6326e-09 | 9.5299e-09 | 156.8412 | 15.68% | 1.495e-07%
10 | 19 | 15 | 4.7724e-09 | 6.0044e-09 | 9.3588 | 0.9359% | 5.619e-09% | 10 | 19 | 15 | 4.8496e-09 | 6.0551e-09 | 9.3588 | 0.9359% | 5.667e-09%
10 | 19 | 16 | 1.8613e-09 | 2.3418e-09 | 35.1828 | 3.518% | 8.239e-09% | 10 | 19 | 16 | 1.8613e-09 | 2.324e-09 | 35.1828 | 3.518% | 8.177e-09%
10 | 19 | 17 | 3.1269e-09 | 3.9341e-09 | 2.2056 | 0.2206% | 8.677e-10% | 10 | 19 | 17 | 3.1269e-09 | 3.9041e-09 | 2.2056 | 0.2206% | 8.611e-10%
10 | 19 | 18 | 1.2147e-08 | 1.5283e-08 | 0 | 0% | 0% | 10 | 19 | 18 | 1.2147e-08 | 1.5166e-08 | 0 | 0% | 0%
10 | 19 | 19 | 3.8308e-08 | 4.8198e-08 | 0 | 0% | 0% | 10 | 19 | 19 | 3.8308e-08 | 4.7831e-08 | 0 | 0% | 0%
10 | 19 | 20 | 3.6664e-09 | 4.6129e-09 | 0 | 0% | 0% | 10 | 19 | 20 | 3.6664e-09 | 4.5778e-09 | 0 | 0% | 0%
10 | 19 | 21 | 7.2787e-10 | 9.1577e-10 | 0 | 0% | 0% | 10 | 19 | 21 | 7.2787e-10 | 9.0881e-10 | 0 | 0% | 0%
10 | 19 | 22 | 0 | 0 | 0 | 0% | 0% | 10 | 19 | 22 | 0 | 0 | 0 | 0% | 0%
10 | 19 | 23 | 0 | 0 | 0 | 0% | 0% | 10 | 19 | 23 | 0 | 0 | 0 | 0% | 0%
10 | 20 | 0 | 0 | 0 | 0 | 0% | 0% | 10 | 20 | 0 | 0 | 0 | 0 | 0% | 0%
10 | 20 | 1 | 0 | 0 | 0 | 0% | 0% | 10 | 20 | 1 | 0 | 0 | 0 | 0% | 0%
10 | 20 | 2 | 0 | 0 | 0 | 0% | 0% | 10 | 20 | 2 | 0 | 0 | 0 | 0% | 0%
10 | 20 | 3 | 0 | 0 | 0 | 0% | 0% | 10 | 20 | 3 | 0 | 0 | 0 | 0% | 0%
10 | 20 | 4 | 0 | 0 | 0 | 0% | 0% | 10 | 20 | 4 | 0 | 0 | 0 | 0% | 0%
10 | 20 | 5 | 0 | 0 | 0 | 0% | 0% | 10 | 20 | 5 | 0 | 0 | 0 | 0% | 0%
10 | 20 | 6 | 2.9444e-09 | 3.7045e-09 | 0 | 0% | 0% | 10 | 20 | 6 | 2.9444e-09 | 3.6763e-09 | 0 | 0% | 0%
10 | 20 | 7 | 3.9775e-09 | 5.0043e-09 | 11.8284 | 1.183% | 5.919e-09% | 10 | 20 | 7 | 3.9775e-09 | 4.9663e-09 | 11.8284 | 1.183% | 5.874e-09%
10 | 20 | 8 | 6.3987e-09 | 8.0505e-09 | 66.246 | 6.625% | 5.333e-08% | 10 | 20 | 8 | 6.3987e-09 | 7.9892e-09 | 66.246 | 6.625% | 5.293e-08%
10 | 20 | 9 | 5.1824e-09 | 6.5202e-09 | 142.6332 | 14.26% | 9.3e-08% | 10 | 20 | 9 | 5.2267e-09 | 6.5259e-09 | 142.6332 | 14.26% | 9.308e-08%
10 | 20 | 10 | 9.3978e-09 | 1.1824e-08 | 101.2992 | 10.13% | 1.198e-07% | 10 | 20 | 10 | 9.6261e-09 | 1.2019e-08 | 101.2992 | 10.13% | 1.218e-07%
10 | 20 | 11 | 1.4404e-08 | 1.8122e-08 | 192.0492 | 19.2% | 3.48e-07% | 10 | 20 | 11 | 1.4866e-08 | 1.8561e-08 | 192.0492 | 19.2% | 3.565e-07%
10 | 20 | 12 | 2.4248e-08 | 3.0507e-08 | 297.1284 | 29.71% | 9.065e-07% | 10 | 20 | 12 | 2.5192e-08 | 3.1455e-08 | 297.1284 | 29.71% | 9.346e-07%
10 | 20 | 13 | 4.4124e-08 | 5.5514e-08 | 190.938 | 19.09% | 1.06e-06% | 10 | 20 | 13 | 4.5489e-08 | 5.6797e-08 | 190.938 | 19.09% | 1.084e-06%
10 | 20 | 14 | 1.8559e-08 | 2.335e-08 | 278.3832 | 27.84% | 6.5e-07% | 10 | 20 | 14 | 1.9e-08 | 2.3723e-08 | 278.3832 | 27.84% | 6.604e-07%
10 | 20 | 15 | 9.3153e-09 | 1.172e-08 | 167.8644 | 16.79% | 1.967e-07% | 10 | 20 | 15 | 9.3938e-09 | 1.1729e-08 | 167.8644 | 16.79% | 1.969e-07%
10 | 20 | 16 | 5.8543e-09 | 7.3656e-09 | 76.1508 | 7.615% | 5.609e-08% | 10 | 20 | 16 | 5.9007e-09 | 7.3675e-09 | 76.1508 | 7.615% | 5.61e-08%
10 | 20 | 17 | 3.9466e-09 | 4.9654e-09 | 60.9072 | 6.091% | 3.024e-08% | 10 | 20 | 17 | 3.9466e-09 | 4.9277e-09 | 60.9072 | 6.091% | 3.001e-08%
10 | 20 | 18 | 6.9594e-08 | 8.756e-08 | 0 | 0% | 0% | 10 | 20 | 18 | 6.9594e-08 | 8.6894e-08 | 0 | 0% | 0%
10 | 20 | 19 | 5.6521e-08 | 7.1112e-08 | 0 | 0% | 0% | 10 | 20 | 19 | 5.6521e-08 | 7.0572e-08 | 0 | 0% | 0%
10 | 20 | 20 | 3.7907e-09 | 4.7692e-09 | 0 | 0% | 0% | 10 | 20 | 20 | 3.7907e-09 | 4.7329e-09 | 0 | 0% | 0%
10 | 20 | 21 | 5.5376e-10 | 6.9672e-10 | 0 | 0% | 0% | 10 | 20 | 21 | 5.5376e-10 | 6.9142e-10 | 0 | 0% | 0%
10 | 20 | 22 | 0 | 0 | 0 | 0% | 0% | 10 | 20 | 22 | 0 | 0 | 0 | 0% | 0%
10 | 20 | 23 | 0 | 0 | 0 | 0% | 0% | 10 | 20 | 23 | 0 | 0 | 0 | 0% | 0%
10 | 21 | 0 | 0 | 0 | 0 | 0% | 0% | 10 | 21 | 0 | 0 | 0 | 0 | 0% | 0%
10 | 21 | 1 | 0 | 0 | 0 | 0% | 0% | 10 | 21 | 1 | 0 | 0 | 0 | 0% | 0%
10 | 21 | 2 | 0 | 0 | 0 | 0% | 0% | 10 | 21 | 2 | 0 | 0 | 0 | 0% | 0%
10 | 21 | 3 | 0 | 0 | 0 | 0% | 0% | 10 | 21 | 3 | 0 | 0 | 0 | 0% | 0%
10 | 21 | 4 | 0 | 0 | 0 | 0% | 0% | 10 | 21 | 4 | 0 | 0 | 0 | 0% | 0%
10 | 21 | 5 | 0 | 0 | 0 | 0% | 0% | 10 | 21 | 5 | 0 | 0 | 0 | 0% | 0%
10 | 21 | 6 | 9.7677e-09 | 1.2289e-08 | 0 | 0% | 0% | 10 | 21 | 6 | 9.7677e-09 | 1.2196e-08 | 0 | 0% | 0%
10 | 21 | 7 | 1.1769e-08 | 1.4808e-08 | 81.972 | 8.197% | 1.214e-07% | 10 | 21 | 7 | 1.1769e-08 | 1.4695e-08 | 81.972 | 8.197% | 1.205e-07%
10 | 21 | 8 | 4.3214e-09 | 5.437e-09 | 317.532 | 31.75% | 1.726e-07% | 10 | 21 | 8 | 4.3214e-09 | 5.3957e-09 | 317.532 | 31.75% | 1.713e-07%
10 | 21 | 9 | 8.5956e-09 | 1.0815e-08 | 522.5256 | 52.25% | 5.651e-07% | 10 | 21 | 9 | 8.6639e-09 | 1.0818e-08 | 522.5256 | 52.25% | 5.652e-07%
10 | 21 | 10 | 5.0194e-09 | 6.3152e-09 | 681.1536 | 68.12% | 4.302e-07% | 10 | 21 | 10 | 5.1034e-09 | 6.372e-09 | 681.1536 | 68.12% | 4.34e-07%
10 | 21 | 11 | 1.1045e-08 | 1.3896e-08 | 760.674 | 76.07% | 1.057e-06% | 10 | 21 | 11 | 1.1137e-08 | 1.3906e-08 | 760.674 | 76.07% | 1.058e-06%
10 | 21 | 12 | 7.9418e-09 | 9.992e-09 | 781.6044 | 78.16% | 7.81e-07% | 10 | 21 | 12 | 8.1365e-09 | 1.0159e-08 | 781.6044 | 78.16% | 7.94e-07%
10 | 21 | 13 | 8.0049e-09 | 1.0071e-08 | 742.8768 | 74.29% | 7.482e-07% | 10 | 21 | 13 | 8.1365e-09 | 1.0159e-08 | 742.8768 | 74.29% | 7.547e-07%
10 | 21 | 14 | 5.9058e-09 | 7.4304e-09 | 648.8208 | 64.88% | 4.821e-07% | 10 | 21 | 14 | 5.9575e-09 | 7.4384e-09 | 648.8208 | 64.88% | 4.826e-07%
10 | 21 | 15 | 5.0609e-09 | 6.3674e-09 | 485.4972 | 48.55% | 3.091e-07% | 10 | 21 | 15 | 5.0609e-09 | 6.3189e-09 | 485.4972 | 48.55% | 3.068e-07%
10 | 21 | 16 | 2.6593e-09 | 3.3458e-09 | 273.9336 | 27.39% | 9.165e-08% | 10 | 21 | 16 | 2.6593e-09 | 3.3204e-09 | 273.9336 | 27.39% | 9.096e-08%
10 | 21 | 17 | 2.0399e-09 | 2.5666e-09 | 61.7352 | 6.174% | 1.584e-08% | 10 | 21 | 17 | 2.0399e-09 | 2.547e-09 | 61.7352 | 6.174% | 1.572e-08%
10 | 21 | 18 | 6.8795e-09 | 8.6554e-09 | 0 | 0% | 0% | 10 | 21 | 18 | 6.8795e-09 | 8.5896e-09 | 0 | 0% | 0%
10 | 21 | 19 | 1.0331e-08 | 1.2998e-08 | 0 | 0% | 0% | 10 | 21 | 19 | 1.0331e-08 | 1.2899e-08 | 0 | 0% | 0%
10 | 21 | 20 | 2.679e-09 | 3.3706e-09 | 0 | 0% | 0% | 10 | 21 | 20 | 2.679e-09 | 3.345e-09 | 0 | 0% | 0%
10 | 21 | 21 | 3.2663e-10 | 4.1095e-10 | 0 | 0% | 0% | 10 | 21 | 21 | 3.2663e-10 | 4.0783e-10 | 0 | 0% | 0%
10 | 21 | 22 | 0 | 0 | 0 | 0% | 0% | 10 | 21 | 22 | 0 | 0 | 0 | 0% | 0%
10 | 21 | 23 | 0 | 0 | 0 | 0% | 0% | 10 | 21 | 23 | 0 | 0 | 0 | 0% | 0%
10 | 22 | 0 | 0 | 0 | 0 | 0% | 0% | 10 | 22 | 0 | 0 | 0 | 0 | 0% | 0%
10 | 22 | 1 | 0 | 0 | 0 | 0% | 0% | 10 | 22 | 1 | 0 | 0 | 0 | 0% | 0%
10 | 22 | 2 | 0 | 0 | 0 | 0% | 0% | 10 | 22 | 2 | 0 | 0 | 0 | 0% | 0%
10 | 22 | 3 | 0 | 0 | 0 | 0% | 0% | 10 | 22 | 3 | 0 | 0 | 0 | 0% | 0%
10 | 22 | 4 | 0 | 0 | 0 | 0% | 0% | 10 | 22 | 4 | 0 | 0 | 0 | 0% | 0%
10 | 22 | 5 | 1.1054e-09 | 1.3907e-09 | 0 | 0% | 0% | 10 | 22 | 5 | 1.1054e-09 | 1.3802e-09 | 0 | 0% | 0%
10 | 22 | 6 | 9.8315e-08 | 1.2369e-07 | 0 | 0% | 0% | 10 | 22 | 6 | 9.8315e-08 | 1.2275e-07 | 0 | 0% | 0%
10 | 22 | 7 | 1.4276e-07 | 1.7961e-07 | 62.274 | 6.227% | 1.119e-06% | 10 | 22 | 7 | 1.4276e-07 | 1.7825e-07 | 62.274 | 6.227% | 1.11e-06%
10 | 22 | 8 | 1.1509e-07 | 1.4481e-07 | 64.3488 | 6.435% | 9.318e-07% | 10 | 22 | 8 | 1.1683e-07 | 1.4587e-07 | 64.3488 | 6.435% | 9.386e-07%
10 | 22 | 9 | 4.0162e-08 | 5.053e-08 | 494.712 | 49.47% | 2.5e-06% | 10 | 22 | 9 | 4.1411e-08 | 5.1706e-08 | 494.712 | 49.47% | 2.558e-06%
10 | 22 | 10 | 1.2363e-08 | 1.5554e-08 | 646.2096 | 64.62% | 1.005e-06% | 10 | 22 | 10 | 1.2973e-08 | 1.6198e-08 | 646.2096 | 64.62% | 1.047e-06%
10 | 22 | 11 | 6.357e-09 | 7.998e-09 | 728.1756 | 72.82% | 5.824e-07% | 10 | 22 | 11 | 6.6173e-09 | 8.2623e-09 | 728.1756 | 72.82% | 6.016e-07%
10 | 22 | 12 | 9.4761e-09 | 1.1922e-08 | 749.0916 | 74.91% | 8.931e-07% | 10 | 22 | 12 | 9.8633e-09 | 1.2315e-08 | 749.0916 | 74.91% | 9.225e-07%
10 | 22 | 13 | 6.5097e-09 | 8.1902e-09 | 628.2816 | 62.83% | 5.146e-07% | 10 | 22 | 13 | 6.7273e-09 | 8.3996e-09 | 628.2816 | 62.83% | 5.277e-07%
10 | 22 | 14 | 2.5943e-09 | 3.264e-09 | 557.25 | 55.73% | 1.819e-07% | 10 | 22 | 14 | 2.6832e-09 | 3.3502e-09 | 557.25 | 55.73% | 1.867e-07%
10 | 22 | 15 | 2.2381e-09 | 2.8159e-09 | 298.3608 | 29.84% | 8.402e-08% | 10 | 22 | 15 | 2.2788e-09 | 2.8453e-09 | 298.3608 | 29.84% | 8.489e-08%
10 | 22 | 16 | 1.0828e-09 | 1.3623e-09 | 119.5536 | 11.96% | 1.629e-08% | 10 | 22 | 16 | 1.0828e-09 | 1.3519e-09 | 119.5536 | 11.96% | 1.616e-08%
10 | 22 | 17 | 5.696e-10 | 7.1664e-10 | 14.7984 | 1.48% | 1.061e-09% | 10 | 22 | 17 | 5.696e-10 | 7.1119e-10 | 14.7984 | 1.48% | 1.052e-09%
10 | 22 | 18 | 3.045e-09 | 3.8311e-09 | 0 | 0% | 0% | 10 | 22 | 18 | 3.045e-09 | 3.8019e-09 | 0 | 0% | 0%
10 | 22 | 19 | 1.8446e-09 | 2.3208e-09 | 0 | 0% | 0% | 10 | 22 | 19 | 1.8446e-09 | 2.3031e-09 | 0 | 0% | 0%
10 | 22 | 20 | 8.6507e-10 | 1.0884e-09 | 0 | 0% | 0% | 10 | 22 | 20 | 8.6507e-10 | 1.0801e-09 | 0 | 0% | 0%
10 | 22 | 21 | 0 | 0 | 0 | 0% | 0% | 10 | 22 | 21 | 0 | 0 | 0 | 0% | 0%
10 | 22 | 22 | 0 | 0 | 0 | 0% | 0% | 10 | 22 | 22 | 0 | 0 | 0 | 0% | 0%
10 | 22 | 23 | 0 | 0 | 0 | 0% | 0% | 10 | 22 | 23 | 0 | 0 | 0 | 0% | 0%
10 | 23 | 0 | 0 | 0 | 0 | 0% | 0% | 10 | 23 | 0 | 0 | 0 | 0 | 0% | 0%
10 | 23 | 1 | 0 | 0 | 0 | 0% | 0% | 10 | 23 | 1 | 0 | 0 | 0 | 0% | 0%
10 | 23 | 2 | 0 | 0 | 0 | 0% | 0% | 10 | 23 | 2 | 0 | 0 | 0 | 0% | 0%
10 | 23 | 3 | 0 | 0 | 0 | 0% | 0% | 10 | 23 | 3 | 0 | 0 | 0 | 0% | 0%
10 | 23 | 4 | 0 | 0 | 0 | 0% | 0% | 10 | 23 | 4 | 0 | 0 | 0 | 0% | 0%
10 | 23 | 5 | 0 | 0 | 0 | 0% | 0% | 10 | 23 | 5 | 0 | 0 | 0 | 0% | 0%
10 | 23 | 6 | 0 | 0 | 0 | 0% | 0% | 10 | 23 | 6 | 0 | 0 | 0 | 0% | 0%
10 | 23 | 7 | 0 | 0 | 70.2864 | 7.029% | 0% | 10 | 23 | 7 | 0 | 0 | 70.2864 | 7.029% | 0%
10 | 23 | 8 | 0 | 0 | 297.1452 | 29.71% | 0% | 10 | 23 | 8 | 0 | 0 | 297.1452 | 29.71% | 0%
10 | 23 | 9 | 0 | 0 | 507.7104 | 50.77% | 0% | 10 | 23 | 9 | 0 | 0 | 507.7104 | 50.77% | 0%
10 | 23 | 10 | 0 | 0 | 653.6952 | 65.37% | 0% | 10 | 23 | 10 | 0 | 0 | 653.6952 | 65.37% | 0%
10 | 23 | 11 | 0 | 0 | 629.2152 | 62.92% | 0% | 10 | 23 | 11 | 0 | 0 | 629.2152 | 62.92% | 0%
10 | 23 | 12 | 0 | 0 | 771.144 | 77.11% | 0% | 10 | 23 | 12 | 0 | 0 | 771.144 | 77.11% | 0%
10 | 23 | 13 | 0 | 0 | 732.9744 | 73.3% | 0% | 10 | 23 | 13 | 0 | 0 | 732.9744 | 73.3% | 0%
10 | 23 | 14 | 0 | 0 | 623.9208 | 62.39% | 0% | 10 | 23 | 14 | 0 | 0 | 623.9208 | 62.39% | 0%
10 | 23 | 15 | 0 | 0 | 299.7564 | 29.98% | 0% | 10 | 23 | 15 | 0 | 0 | 299.7564 | 29.98% | 0%
10 | 23 | 16 | 0 | 0 | 251.0064 | 25.1% | 0% | 10 | 23 | 16 | 0 | 0 | 251.0064 | 25.1% | 0%
10 | 23 | 17 | 0 | 0 | 47.1516 | 4.715% | 0% | 10 | 23 | 17 | 0 | 0 | 47.1516 | 4.715% | 0%
10 | 23 | 18 | 0 | 0 | 0 | 0% | 0% | 10 | 23 | 18 | 0 | 0 | 0 | 0% | 0%
10 | 23 | 19 | 0 | 0 | 0 | 0% | 0% | 10 | 23 | 19 | 0 | 0 | 0 | 0% | 0%
10 | 23 | 20 | 0 | 0 | 0 | 0% | 0% | 10 | 23 | 20 | 0 | 0 | 0 | 0% | 0%
10 | 23 | 21 | 0 | 0 | 0 | 0% | 0% | 10 | 23 | 21 | 0 | 0 | 0 | 0% | 0%
10 | 23 | 22 | 0 | 0 | 0 | 0% | 0% | 10 | 23 | 22 | 0 | 0 | 0 | 0% | 0%
10 | 23 | 23 | 0 | 0 | 0 | 0% | 0% | 10 | 23 | 23 | 0 | 0 | 0 | 0% | 0%
10 | 24 | 0 | 0 | 0 | 0 | 0% | 0% | 10 | 24 | 0 | 0 | 0 | 0 | 0% | 0%
10 | 24 | 1 | 0 | 0 | 0 | 0% | 0% | 10 | 24 | 1 | 0 | 0 | 0 | 0% | 0%
10 | 24 | 2 | 0 | 0 | 0 | 0% | 0% | 10 | 24 | 2 | 0 | 0 | 0 | 0% | 0%
10 | 24 | 3 | 0 | 0 | 0 | 0% | 0% | 10 | 24 | 3 | 0 | 0 | 0 | 0% | 0%
10 | 24 | 4 | 0 | 0 | 0 | 0% | 0% | 10 | 24 | 4 | 0 | 0 | 0 | 0% | 0%
10 | 24 | 5 | 0 | 0 | 0 | 0% | 0% | 10 | 24 | 5 | 0 | 0 | 0 | 0% | 0%
10 | 24 | 6 | 0 | 0 | 0 | 0% | 0% | 10 | 24 | 6 | 0 | 0 | 0 | 0% | 0%
10 | 24 | 7 | 0 | 0 | 63.2184 | 6.322% | 0% | 10 | 24 | 7 | 0 | 0 | 63.2184 | 6.322% | 0%
10 | 24 | 8 | 0 | 0 | 281.2344 | 28.12% | 0% | 10 | 24 | 8 | 0 | 0 | 281.2344 | 28.12% | 0%
10 | 24 | 9 | 0 | 0 | 491.9904 | 49.2% | 0% | 10 | 24 | 9 | 0 | 0 | 491.9904 | 49.2% | 0%
10 | 24 | 10 | 0 | 0 | 647.8956 | 64.79% | 0% | 10 | 24 | 10 | 0 | 0 | 647.8956 | 64.79% | 0%
10 | 24 | 11 | 0 | 0 | 730.854 | 73.09% | 0% | 10 | 24 | 11 | 0 | 0 | 730.854 | 73.09% | 0%
10 | 24 | 12 | 0 | 0 | 753.8916 | 75.39% | 0% | 10 | 24 | 12 | 0 | 0 | 753.8916 | 75.39% | 0%
10 | 24 | 13 | 0 | 0 | 717.0708 | 71.71% | 0% | 10 | 24 | 13 | 0 | 0 | 717.0708 | 71.71% | 0%
10 | 24 | 14 | 0 | 0 | 626.07 | 62.61% | 0% | 10 | 24 | 14 | 0 | 0 | 626.07 | 62.61% | 0%
10 | 24 | 15 | 0 | 0 | 467.8548 | 46.79% | 0% | 10 | 24 | 15 | 0 | 0 | 467.8548 | 46.79% | 0%
10 | 24 | 16 | 0 | 0 | 268.3656 | 26.84% | 0% | 10 | 24 | 16 | 0 | 0 | 268.3656 | 26.84% | 0%
10 | 24 | 17 | 0 | 0 | 56.4108 | 5.641% | 0% | 10 | 24 | 17 | 0 | 0 | 56.4108 | 5.641% | 0%
10 | 24 | 18 | 1.5249e-09 | 1.9185e-09 | 0 | 0% | 0% | 10 | 24 | 18 | 1.5249e-09 | 1.9039e-09 | 0 | 0% | 0%
10 | 24 | 19 | 1.3205e-09 | 1.6614e-09 | 0 | 0% | 0% | 10 | 24 | 19 | 1.3205e-09 | 1.6487e-09 | 0 | 0% | 0%
10 | 24 | 20 | 0 | 0 | 0 | 0% | 0% | 10 | 24 | 20 | 0 | 0 | 0 | 0% | 0%
10 | 24 | 21 | 0 | 0 | 0 | 0% | 0% | 10 | 24 | 21 | 0 | 0 | 0 | 0% | 0%
10 | 24 | 22 | 0 | 0 | 0 | 0% | 0% | 10 | 24 | 22 | 0 | 0 | 0 | 0% | 0%
10 | 24 | 23 | 0 | 0 | 0 | 0% | 0% | 10 | 24 | 23 | 0 | 0 | 0 | 0% | 0%
10 | 25 | 0 | 0 | 0 | 0 | 0% | 0% | 10 | 25 | 0 | 0 | 0 | 0 | 0% | 0%
10 | 25 | 1 | 0 | 0 | 0 | 0% | 0% | 10 | 25 | 1 | 0 | 0 | 0 | 0% | 0%
10 | 25 | 2 | 0 | 0 | 0 | 0% | 0% | 10 | 25 | 2 | 0 | 0 | 0 | 0% | 0%
10 | 25 | 3 | 0 | 0 | 0 | 0% | 0% | 10 | 25 | 3 | 0 | 0 | 0 | 0% | 0%
10 | 25 | 4 | 0 | 0 | 0 | 0% | 0% | 10 | 25 | 4 | 0 | 0 | 0 | 0% | 0%
10 | 25 | 5 | 0 | 0 | 0 | 0% | 0% | 10 | 25 | 5 | 0 | 0 | 0 | 0% | 0%
10 | 25 | 6 | 2.1098e-09 | 2.6544e-09 | 0 | 0% | 0% | 10 | 25 | 6 | 2.1098e-09 | 2.6342e-09 | 0 | 0% | 0%
10 | 25 | 7 | 4.4264e-09 | 5.569e-09 | 72.2592 | 7.226% | 4.024e-08% | 10 | 25 | 7 | 4.4264e-09 | 5.5267e-09 | 72.2592 | 7.226% | 3.994e-08%
10 | 25 | 8 | 1.0331e-08 | 1.2998e-08 | 300.0192 | 30% | 3.9e-07% | 10 | 25 | 8 | 1.0331e-08 | 1.2899e-08 | 300.0192 | 30% | 3.87e-07%
10 | 25 | 9 | 3.263e-08 | 4.1053e-08 | 509.2212 | 50.92% | 2.091e-06% | 10 | 25 | 9 | 3.263e-08 | 4.0741e-08 | 509.2212 | 50.92% | 2.075e-06%
10 | 25 | 10 | 4.2346e-08 | 5.3278e-08 | 649.5624 | 64.96% | 3.461e-06% | 10 | 25 | 10 | 4.2346e-08 | 5.2873e-08 | 649.5624 | 64.96% | 3.434e-06%
10 | 25 | 11 | 5.2715e-08 | 6.6323e-08 | 740.3592 | 74.04% | 4.91e-06% | 10 | 25 | 11 | 5.3557e-08 | 6.687e-08 | 740.3592 | 74.04% | 4.951e-06%
10 | 25 | 12 | 1.2126e-07 | 1.5256e-07 | 761.6544 | 76.17% | 1.162e-05% | 10 | 25 | 12 | 1.2126e-07 | 1.514e-07 | 761.6544 | 76.17% | 1.153e-05%
10 | 25 | 13 | 1.9023e-07 | 2.3934e-07 | 723.882 | 72.39% | 1.733e-05% | 10 | 25 | 13 | 1.9023e-07 | 2.3752e-07 | 723.882 | 72.39% | 1.719e-05%
10 | 25 | 14 | 6.8583e-08 | 8.6288e-08 | 626.178 | 62.62% | 5.403e-06% | 10 | 25 | 14 | 6.8583e-08 | 8.5631e-08 | 626.178 | 62.62% | 5.362e-06%
10 | 25 | 15 | 7.1215e-08 | 8.9599e-08 | 466.2708 | 46.63% | 4.178e-06% | 10 | 25 | 15 | 7.1215e-08 | 8.8917e-08 | 466.2708 | 46.63% | 4.146e-06%
10 | 25 | 16 | 3.0713e-08 | 3.8642e-08 | 256.1832 | 25.62% | 9.899e-07% | 10 | 25 | 16 | 3.0713e-08 | 3.8348e-08 | 256.1832 | 25.62% | 9.824e-07%
10 | 25 | 17 | 4.3004e-08 | 5.4105e-08 | 47.8188 | 4.782% | 2.587e-07% | 10 | 25 | 17 | 4.3004e-08 | 5.3694e-08 | 47.8188 | 4.782% | 2.568e-07%
10 | 25 | 18 | 1.0165e-06 | 1.2789e-06 | 0 | 0% | 0% | 10 | 25 | 18 | 1.0165e-06 | 1.2692e-06 | 0 | 0% | 0%
10 | 25 | 19 | 1.8594e-07 | 2.3394e-07 | 0 | 0% | 0% | 10 | 25 | 19 | 1.8594e-07 | 2.3216e-07 | 0 | 0% | 0%
10 | 25 | 20 | 1.0762e-08 | 1.354e-08 | 0 | 0% | 0% | 10 | 25 | 20 | 1.0762e-08 | 1.3437e-08 | 0 | 0% | 0%
10 | 25 | 21 | 1.6279e-09 | 2.0481e-09 | 0 | 0% | 0% | 10 | 25 | 21 | 1.6279e-09 | 2.0326e-09 | 0 | 0% | 0%
10 | 25 | 22 | 0 | 0 | 0 | 0% | 0% | 10 | 25 | 22 | 0 | 0 | 0 | 0% | 0%
10 | 25 | 23 | 0 | 0 | 0 | 0% | 0% | 10 | 25 | 23 | 0 | 0 | 0 | 0% | 0%
10 | 26 | 0 | 0 | 0 | 0 | 0% | 0% | 10 | 26 | 0 | 0 | 0 | 0 | 0% | 0%
10 | 26 | 1 | 0 | 0 | 0 | 0% | 0% | 10 | 26 | 1 | 0 | 0 | 0 | 0% | 0%
10 | 26 | 2 | 0 | 0 | 0 | 0% | 0% | 10 | 26 | 2 | 0 | 0 | 0 | 0% | 0%
10 | 26 | 3 | 0 | 0 | 0 | 0% | 0% | 10 | 26 | 3 | 0 | 0 | 0 | 0% | 0%
10 | 26 | 4 | 0 | 0 | 0 | 0% | 0% | 10 | 26 | 4 | 0 | 0 | 0 | 0% | 0%
10 | 26 | 5 | 9.3286e-10 | 1.1737e-09 | 0 | 0% | 0% | 10 | 26 | 5 | 9.3286e-10 | 1.1648e-09 | 0 | 0% | 0%
10 | 26 | 6 | 2.0863e-08 | 2.6249e-08 | 0 | 0% | 0% | 10 | 26 | 6 | 2.0863e-08 | 2.6049e-08 | 0 | 0% | 0%
10 | 26 | 7 | 5.4822e-08 | 6.8975e-08 | 0 | 0% | 0% | 10 | 26 | 7 | 5.4822e-08 | 6.845e-08 | 0 | 0% | 0%
10 | 26 | 8 | 2.0908e-07 | 2.6306e-07 | 3.2664 | 0.3266% | 8.593e-08% | 10 | 26 | 8 | 2.0908e-07 | 2.6106e-07 | 3.2664 | 0.3266% | 8.527e-08%
10 | 26 | 9 | 2.5102e-06 | 3.1582e-06 | 16.7232 | 1.672% | 5.282e-06% | 10 | 26 | 9 | 2.5102e-06 | 3.1342e-06 | 16.7232 | 1.672% | 5.241e-06%
10 | 26 | 10 | 2.2013e-06 | 2.7696e-06 | 52.6392 | 5.264% | 1.458e-05% | 10 | 26 | 10 | 2.2013e-06 | 2.7485e-06 | 52.6392 | 5.264% | 1.447e-05%
10 | 26 | 11 | 8.2793e-07 | 1.0417e-06 | 8.3736 | 0.8374% | 8.722e-07% | 10 | 26 | 11 | 8.2793e-07 | 1.0337e-06 | 8.3736 | 0.8374% | 8.656e-07%
10 | 26 | 12 | 5.961e-07 | 7.4998e-07 | 71.1072 | 7.111% | 5.333e-06% | 10 | 26 | 12 | 5.961e-07 | 7.4428e-07 | 71.1072 | 7.111% | 5.292e-06%
10 | 26 | 13 | 2.1065e-07 | 2.6503e-07 | 106.1436 | 10.61% | 2.813e-06% | 10 | 26 | 13 | 2.1065e-07 | 2.6301e-07 | 106.1436 | 10.61% | 2.792e-06%
10 | 26 | 14 | 4.4757e-08 | 5.6311e-08 | 123.9936 | 12.4% | 6.982e-07% | 10 | 26 | 14 | 4.4757e-08 | 5.5882e-08 | 123.9936 | 12.4% | 6.929e-07%
10 | 26 | 15 | 9.3881e-09 | 1.1812e-08 | 99.2916 | 9.929% | 1.173e-07% | 10 | 26 | 15 | 9.3881e-09 | 1.1722e-08 | 99.2916 | 9.929% | 1.164e-07%
10 | 26 | 16 | 4.7316e-09 | 5.9531e-09 | 55.7364 | 5.574% | 3.318e-08% | 10 | 26 | 16 | 4.7316e-09 | 5.9078e-09 | 55.7364 | 5.574% | 3.293e-08%
10 | 26 | 17 | 5.0557e-09 | 6.3608e-09 | 0.1356 | 0.01356% | 8.625e-11% | 10 | 26 | 17 | 5.0557e-09 | 6.3124e-09 | 0.1356 | 0.01356% | 8.56e-11%
10 | 26 | 18 | 1.4498e-08 | 1.8241e-08 | 0 | 0% | 0% | 10 | 26 | 18 | 1.4498e-08 | 1.8102e-08 | 0 | 0% | 0%
10 | 26 | 19 | 7.8053e-09 | 9.8202e-09 | 0 | 0% | 0% | 10 | 26 | 19 | 7.8053e-09 | 9.7455e-09 | 0 | 0% | 0%
10 | 26 | 20 | 2.7726e-09 | 3.4883e-09 | 0 | 0% | 0% | 10 | 26 | 20 | 2.7726e-09 | 3.4618e-09 | 0 | 0% | 0%
10 | 26 | 21 | 1.7764e-10 | 2.2349e-10 | 0 | 0% | 0% | 10 | 26 | 21 | 1.7764e-10 | 2.2179e-10 | 0 | 0% | 0%
10 | 26 | 22 | 0 | 0 | 0 | 0% | 0% | 10 | 26 | 22 | 0 | 0 | 0 | 0% | 0%
10 | 26 | 23 | 0 | 0 | 0 | 0% | 0% | 10 | 26 | 23 | 0 | 0 | 0 | 0% | 0%
10 | 27 | 0 | 0 | 0 | 0 | 0% | 0% | 10 | 27 | 0 | 0 | 0 | 0 | 0% | 0%
10 | 27 | 1 | 0 | 0 | 0 | 0% | 0% | 10 | 27 | 1 | 0 | 0 | 0 | 0% | 0%
10 | 27 | 2 | 0 | 0 | 0 | 0% | 0% | 10 | 27 | 2 | 0 | 0 | 0 | 0% | 0%
10 | 27 | 3 | 0 | 0 | 0 | 0% | 0% | 10 | 27 | 3 | 0 | 0 | 0 | 0% | 0%
10 | 27 | 4 | 0 | 0 | 0 | 0% | 0% | 10 | 27 | 4 | 0 | 0 | 0 | 0% | 0%
10 | 27 | 5 | 0 | 0 | 0 | 0% | 0% | 10 | 27 | 5 | 0 | 0 | 0 | 0% | 0%
10 | 27 | 6 | 3.7907e-09 | 4.7692e-09 | 0 | 0% | 0% | 10 | 27 | 6 | 3.7907e-09 | 4.7329e-09 | 0 | 0% | 0%
10 | 27 | 7 | 3.7907e-09 | 4.7692e-09 | 52.0104 | 5.201% | 2.48e-08% | 10 | 27 | 7 | 3.7907e-09 | 4.7329e-09 | 52.0104 | 5.201% | 2.462e-08%
10 | 27 | 8 | 5.3087e-09 | 6.6791e-09 | 85.1136 | 8.511% | 5.685e-08% | 10 | 27 | 8 | 5.3087e-09 | 6.6283e-09 | 85.1136 | 8.511% | 5.642e-08%
10 | 27 | 9 | 1.1486e-08 | 1.4451e-08 | 530.514 | 53.05% | 7.666e-07% | 10 | 27 | 9 | 1.1486e-08 | 1.4341e-08 | 530.514 | 53.05% | 7.608e-07%
10 | 27 | 10 | 9.7798e-09 | 1.2304e-08 | 513.9492 | 51.39% | 6.324e-07% | 10 | 27 | 10 | 1.0023e-08 | 1.2514e-08 | 513.9492 | 51.39% | 6.432e-07%
10 | 27 | 11 | 1.5092e-08 | 1.8988e-08 | 462.9828 | 46.3% | 8.791e-07% | 10 | 27 | 11 | 1.5578e-08 | 1.9451e-08 | 462.9828 | 46.3% | 9.005e-07%
10 | 27 | 12 | 4.6933e-08 | 5.9049e-08 | 350.0364 | 35% | 2.067e-06% | 10 | 27 | 12 | 4.845e-08 | 6.0494e-08 | 350.0364 | 35% | 2.118e-06%
10 | 27 | 13 | 3.423e-08 | 4.3066e-08 | 429.5664 | 42.96% | 1.85e-06% | 10 | 27 | 13 | 3.5272e-08 | 4.404e-08 | 429.5664 | 42.96% | 1.892e-06%
10 | 27 | 14 | 1.5329e-08 | 1.9286e-08 | 135.3552 | 13.54% | 2.61e-07% | 10 | 27 | 14 | 1.5839e-08 | 1.9777e-08 | 135.3552 | 13.54% | 2.677e-07%
10 | 27 | 15 | 1.2755e-08 | 1.6048e-08 | 250.8336 | 25.08% | 4.025e-07% | 10 | 27 | 15 | 1.2968e-08 | 1.6191e-08 | 250.8336 | 25.08% | 4.061e-07%
10 | 27 | 16 | 1.0335e-08 | 1.3003e-08 | 282.9228 | 28.29% | 3.679e-07% | 10 | 27 | 16 | 1.0335e-08 | 1.2904e-08 | 282.9228 | 28.29% | 3.651e-07%
10 | 27 | 17 | 3.7302e-09 | 4.6932e-09 | 49.5804 | 4.958% | 2.327e-08% | 10 | 27 | 17 | 3.7302e-09 | 4.6575e-09 | 49.5804 | 4.958% | 2.309e-08%
10 | 27 | 18 | 6.5527e-08 | 8.2443e-08 | 0 | 0% | 0% | 10 | 27 | 18 | 6.5527e-08 | 8.1816e-08 | 0 | 0% | 0%
10 | 27 | 19 | 1.9132e-08 | 2.4071e-08 | 0 | 0% | 0% | 10 | 27 | 19 | 1.9132e-08 | 2.3888e-08 | 0 | 0% | 0%
10 | 27 | 20 | 3.5743e-09 | 4.497e-09 | 0 | 0% | 0% | 10 | 27 | 20 | 3.5743e-09 | 4.4628e-09 | 0 | 0% | 0%
10 | 27 | 21 | 2.0434e-10 | 2.5709e-10 | 0 | 0% | 0% | 10 | 27 | 21 | 2.0434e-10 | 2.5514e-10 | 0 | 0% | 0%
10 | 27 | 22 | 0 | 0 | 0 | 0% | 0% | 10 | 27 | 22 | 0 | 0 | 0 | 0% | 0%
10 | 27 | 23 | 0 | 0 | 0 | 0% | 0% | 10 | 27 | 23 | 0 | 0 | 0 | 0% | 0%
10 | 28 | 0 | 0 | 0 | 0 | 0% | 0% | 10 | 28 | 0 | 0 | 0 | 0 | 0% | 0%
10 | 28 | 1 | 0 | 0 | 0 | 0% | 0% | 10 | 28 | 1 | 0 | 0 | 0 | 0% | 0%
10 | 28 | 2 | 0 | 0 | 0 | 0% | 0% | 10 | 28 | 2 | 0 | 0 | 0 | 0% | 0%
10 | 28 | 3 | 0 | 0 | 0 | 0% | 0% | 10 | 28 | 3 | 0 | 0 | 0 | 0% | 0%
10 | 28 | 4 | 0 | 0 | 0 | 0% | 0% | 10 | 28 | 4 | 0 | 0 | 0 | 0% | 0%
10 | 28 | 5 | 0 | 0 | 0 | 0% | 0% | 10 | 28 | 5 | 0 | 0 | 0 | 0% | 0%
10 | 28 | 6 | 1.5389e-09 | 1.9361e-09 | 0 | 0% | 0% | 10 | 28 | 6 | 1.5389e-09 | 1.9214e-09 | 0 | 0% | 0%
10 | 28 | 7 | 1.3098e-09 | 1.648e-09 | 14.208 | 1.421% | 2.341e-09% | 10 | 28 | 7 | 1.3205e-09 | 1.6487e-09 | 14.208 | 1.421% | 2.343e-09%
10 | 28 | 8 | 1.7268e-09 | 2.1726e-09 | 119.7396 | 11.97% | 2.601e-08% | 10 | 28 | 8 | 1.7556e-09 | 2.192e-09 | 119.7396 | 11.97% | 2.625e-08%
10 | 28 | 9 | 2.5716e-09 | 3.2354e-09 | 145.6752 | 14.57% | 4.713e-08% | 10 | 28 | 9 | 2.6599e-09 | 3.3211e-09 | 145.6752 | 14.57% | 4.838e-08%
10 | 28 | 10 | 2.1824e-09 | 2.7458e-09 | 376.6032 | 37.66% | 1.034e-07% | 10 | 28 | 10 | 2.2593e-09 | 2.8209e-09 | 376.6032 | 37.66% | 1.062e-07%
10 | 28 | 11 | 2.5732e-09 | 3.2375e-09 | 347.5524 | 34.76% | 1.125e-07% | 10 | 28 | 11 | 2.7057e-09 | 3.3783e-09 | 347.5524 | 34.76% | 1.174e-07%
10 | 28 | 12 | 2.4851e-09 | 3.1267e-09 | 168.2172 | 16.82% | 5.26e-08% | 10 | 28 | 12 | 2.5738e-09 | 3.2136e-09 | 168.2172 | 16.82% | 5.406e-08%
10 | 28 | 13 | 2.0958e-09 | 2.6368e-09 | 302.4744 | 30.25% | 7.976e-08% | 10 | 28 | 13 | 2.1643e-09 | 2.7023e-09 | 302.4744 | 30.25% | 8.174e-08%
10 | 28 | 14 | 1.2578e-09 | 1.5826e-09 | 207.2052 | 20.72% | 3.279e-08% | 10 | 28 | 14 | 1.2893e-09 | 1.6098e-09 | 207.2052 | 20.72% | 3.336e-08%
10 | 28 | 15 | 6.1512e-10 | 7.7391e-10 | 107.6796 | 10.77% | 8.333e-09% | 10 | 28 | 15 | 6.5172e-10 | 8.1373e-10 | 107.6796 | 10.77% | 8.762e-09%
10 | 28 | 16 | 2.2005e-10 | 2.7685e-10 | 62.4204 | 6.242% | 1.728e-09% | 10 | 28 | 16 | 2.2005e-10 | 2.7475e-10 | 62.4204 | 6.242% | 1.715e-09%
10 | 28 | 17 | 3.8779e-10 | 4.8789e-10 | 2.2584 | 0.2258% | 1.102e-10% | 10 | 28 | 17 | 3.8779e-10 | 4.8418e-10 | 2.2584 | 0.2258% | 1.093e-10%
10 | 28 | 18 | 3.261e-09 | 4.1028e-09 | 0 | 0% | 0% | 10 | 28 | 18 | 3.261e-09 | 4.0716e-09 | 0 | 0% | 0%
10 | 28 | 19 | 3.4871e-09 | 4.3873e-09 | 0 | 0% | 0% | 10 | 28 | 19 | 3.4871e-09 | 4.354e-09 | 0 | 0% | 0%
10 | 28 | 20 | 1.7407e-09 | 2.1901e-09 | 0 | 0% | 0% | 10 | 28 | 20 | 1.7407e-09 | 2.1734e-09 | 0 | 0% | 0%
10 | 28 | 21 | 1.7764e-10 | 2.2349e-10 | 0 | 0% | 0% | 10 | 28 | 21 | 1.7764e-10 | 2.2179e-10 | 0 | 0% | 0%
10 | 28 | 22 | 0 | 0 | 0 | 0% | 0% | 10 | 28 | 22 | 0 | 0 | 0 | 0% | 0%
10 | 28 | 23 | 0 | 0 | 0 | 0% | 0% | 10 | 28 | 23 | 0 | 0 | 0 | 0% | 0%
10 | 29 | 0 | 0 | 0 | 0 | 0% | 0% | 10 | 29 | 0 | 0 | 0 | 0 | 0% | 0%
10 | 29 | 1 | 0 | 0 | 0 | 0% | 0% | 10 | 29 | 1 | 0 | 0 | 0 | 0% | 0%
10 | 29 | 2 | 0 | 0 | 0 | 0% | 0% | 10 | 29 | 2 | 0 | 0 | 0 | 0% | 0%
10 | 29 | 3 | 0 | 0 | 0 | 0% | 0% | 10 | 29 | 3 | 0 | 0 | 0 | 0% | 0%
10 | 29 | 4 | 0 | 0 | 0 | 0% | 0% | 10 | 29 | 4 | 0 | 0 | 0 | 0% | 0%
10 | 29 | 5 | 3.6035e-10 | 4.5338e-10 | 0 | 0% | 0% | 10 | 29 | 5 | 3.6035e-10 | 4.4993e-10 | 0 | 0% | 0%
10 | 29 | 6 | 1.2855e-08 | 1.6174e-08 | 0 | 0% | 0% | 10 | 29 | 6 | 1.2855e-08 | 1.6051e-08 | 0 | 0% | 0%
10 | 29 | 7 | 1.2348e-08 | 1.5535e-08 | 77.0172 | 7.702% | 1.196e-07% | 10 | 29 | 7 | 1.2348e-08 | 1.5417e-08 | 77.0172 | 7.702% | 1.187e-07%
10 | 29 | 8 | 1.4738e-08 | 1.8542e-08 | 330.7524 | 33.08% | 6.133e-07% | 10 | 29 | 8 | 1.4738e-08 | 1.8401e-08 | 330.7524 | 33.08% | 6.086e-07%
10 | 29 | 9 | 1.1677e-08 | 1.4691e-08 | 571.2996 | 57.13% | 8.393e-07% | 10 | 29 | 9 | 1.1677e-08 | 1.4579e-08 | 571.2996 | 57.13% | 8.329e-07%
10 | 29 | 10 | 2.9249e-09 | 3.6799e-09 | 736.3848 | 73.64% | 2.71e-07% | 10 | 29 | 10 | 2.9483e-09 | 3.6811e-09 | 736.3848 | 73.64% | 2.711e-07%
10 | 29 | 11 | 3.2659e-09 | 4.109e-09 | 844.9572 | 84.5% | 3.472e-07% | 10 | 29 | 11 | 3.2927e-09 | 4.1113e-09 | 844.9572 | 84.5% | 3.474e-07%
10 | 29 | 12 | 2.2014e-09 | 2.7696e-09 | 872.1732 | 87.22% | 2.416e-07% | 10 | 29 | 12 | 2.222e-09 | 2.7744e-09 | 872.1732 | 87.22% | 2.42e-07%
10 | 29 | 13 | 1.4066e-09 | 1.7697e-09 | 828.2184 | 82.82% | 1.466e-07% | 10 | 29 | 13 | 1.4066e-09 | 1.7562e-09 | 828.2184 | 82.82% | 1.455e-07%
10 | 29 | 14 | 1.1412e-09 | 1.4359e-09 | 626.754 | 62.68% | 8.999e-08% | 10 | 29 | 14 | 1.1567e-09 | 1.4443e-09 | 626.754 | 62.68% | 9.052e-08%
10 | 29 | 15 | 4.155e-10 | 5.2276e-10 | 360.696 | 36.07% | 1.886e-08% | 10 | 29 | 15 | 4.155e-10 | 5.1878e-10 | 360.696 | 36.07% | 1.871e-08%
10 | 29 | 16 | 0 | 0 | 128.754 | 12.88% | 0% | 10 | 29 | 16 | 0 | 0 | 128.754 | 12.88% | 0%
10 | 29 | 17 | 3.8779e-10 | 4.8789e-10 | 7.4076 | 0.7408% | 3.614e-10% | 10 | 29 | 17 | 3.8779e-10 | 4.8418e-10 | 7.4076 | 0.7408% | 3.587e-10%
10 | 29 | 18 | 2.0753e-09 | 2.6111e-09 | 0 | 0% | 0% | 10 | 29 | 18 | 2.0753e-09 | 2.5912e-09 | 0 | 0% | 0%
10 | 29 | 19 | 2.4807e-09 | 3.1211e-09 | 0 | 0% | 0% | 10 | 29 | 19 | 2.4807e-09 | 3.0974e-09 | 0 | 0% | 0%
10 | 29 | 20 | 1.4621e-09 | 1.8396e-09 | 0 | 0% | 0% | 10 | 29 | 20 | 1.4621e-09 | 1.8256e-09 | 0 | 0% | 0%
10 | 29 | 21 | 0 | 0 | 0 | 0% | 0% | 10 | 29 | 21 | 0 | 0 | 0 | 0% | 0%
10 | 29 | 22 | 0 | 0 | 0 | 0% | 0% | 10 | 29 | 22 | 0 | 0 | 0 | 0% | 0%
10 | 29 | 23 | 0 | 0 | 0 | 0% | 0% | 10 | 29 | 23 | 0 | 0 | 0 | 0% | 0%
10 | 30 | 0 | 0 | 0 | 0 | 0% | 0% | 10 | 30 | 0 | 0 | 0 | 0 | 0% | 0%
10 | 30 | 1 | 0 | 0 | 0 | 0% | 0% | 10 | 30 | 1 | 0 | 0 | 0 | 0% | 0%
10 | 30 | 2 | 0 | 0 | 0 | 0% | 0% | 10 | 30 | 2 | 0 | 0 | 0 | 0% | 0%
10 | 30 | 3 | 0 | 0 | 0 | 0% | 0% | 10 | 30 | 3 | 0 | 0 | 0 | 0% | 0%
10 | 30 | 4 | 0 | 0 | 0 | 0% | 0% | 10 | 30 | 4 | 0 | 0 | 0 | 0% | 0%
10 | 30 | 5 | 0 | 0 | 0 | 0% | 0% | 10 | 30 | 5 | 0 | 0 | 0 | 0% | 0%
10 | 30 | 6 | 0 | 0 | 0 | 0% | 0% | 10 | 30 | 6 | 0 | 0 | 0 | 0% | 0%
10 | 30 | 7 | 1.5634e-09 | 1.967e-09 | 3.4596 | 0.346% | 6.805e-10% | 10 | 30 | 7 | 1.5634e-09 | 1.9521e-09 | 3.4596 | 0.346% | 6.753e-10%
10 | 30 | 8 | 2.1983e-09 | 2.7659e-09 | 59.436 | 5.944% | 1.644e-08% | 10 | 30 | 8 | 2.1983e-09 | 2.7448e-09 | 59.436 | 5.944% | 1.631e-08%
10 | 30 | 9 | 1.5258e-09 | 1.9197e-09 | 194.5704 | 19.46% | 3.735e-08% | 10 | 30 | 9 | 1.5258e-09 | 1.9051e-09 | 194.5704 | 19.46% | 3.707e-08%
10 | 30 | 10 | 1.6789e-10 | 2.1123e-10 | 179.9496 | 17.99% | 3.801e-09% | 10 | 30 | 10 | 1.6789e-10 | 2.0963e-10 | 179.9496 | 17.99% | 3.772e-09%
10 | 30 | 11 | 0 | 0 | 179.9472 | 17.99% | 0% | 10 | 30 | 11 | 0 | 0 | 179.9472 | 17.99% | 0%
10 | 30 | 12 | 0 | 0 | 220.3536 | 22.04% | 0% | 10 | 30 | 12 | 0 | 0 | 220.3536 | 22.04% | 0%
10 | 30 | 13 | 0 | 0 | 196.962 | 19.7% | 0% | 10 | 30 | 13 | 0 | 0 | 196.962 | 19.7% | 0%
10 | 30 | 14 | 0 | 0 | 124.3056 | 12.43% | 0% | 10 | 30 | 14 | 0 | 0 | 124.3056 | 12.43% | 0%
10 | 30 | 15 | 0 | 0 | 77.1324 | 7.713% | 0% | 10 | 30 | 15 | 0 | 0 | 77.1324 | 7.713% | 0%
10 | 30 | 16 | 0 | 0 | 16.1112 | 1.611% | 0% | 10 | 30 | 16 | 0 | 0 | 16.1112 | 1.611% | 0%
10 | 30 | 17 | 0 | 0 | 0 | 0% | 0% | 10 | 30 | 17 | 0 | 0 | 0 | 0% | 0%
10 | 30 | 18 | 0 | 0 | 0 | 0% | 0% | 10 | 30 | 18 | 0 | 0 | 0 | 0% | 0%
10 | 30 | 19 | 0 | 0 | 0 | 0% | 0% | 10 | 30 | 19 | 0 | 0 | 0 | 0% | 0%
10 | 30 | 20 | 0 | 0 | 0 | 0% | 0% | 10 | 30 | 20 | 0 | 0 | 0 | 0% | 0%
10 | 30 | 21 | 0 | 0 | 0 | 0% | 0% | 10 | 30 | 21 | 0 | 0 | 0 | 0% | 0%
10 | 30 | 22 | 0 | 0 | 0 | 0% | 0% | 10 | 30 | 22 | 0 | 0 | 0 | 0% | 0%
10 | 30 | 23 | 0 | 0 | 0 | 0% | 0% | 10 | 30 | 23 | 0 | 0 | 0 | 0% | 0%
10 | 31 | 0 | 0 | 0 | 0 | 0% | 0% | 10 | 31 | 0 | 0 | 0 | 0 | 0% | 0%
10 | 31 | 1 | 0 | 0 | 0 | 0% | 0% | 10 | 31 | 1 | 0 | 0 | 0 | 0% | 0%
10 | 31 | 2 | 0 | 0 | 0 | 0% | 0% | 10 | 31 | 2 | 0 | 0 | 0 | 0% | 0%
10 | 31 | 3 | 0 | 0 | 0 | 0% | 0% | 10 | 31 | 3 | 0 | 0 | 0 | 0% | 0%
10 | 31 | 4 | 0 | 0 | 0 | 0% | 0% | 10 | 31 | 4 | 0 | 0 | 0 | 0% | 0%
10 | 31 | 5 | 0 | 0 | 0 | 0% | 0% | 10 | 31 | 5 | 0 | 0 | 0 | 0% | 0%
10 | 31 | 6 | 0 | 0 | 0 | 0% | 0% | 10 | 31 | 6 | 0 | 0 | 0 | 0% | 0%
10 | 31 | 7 | 0 | 0 | 58.212 | 5.821% | 0% | 10 | 31 | 7 | 0 | 0 | 58.212 | 5.821% | 0%
10 | 31 | 8 | 0 | 0 | 303.5232 | 30.35% | 0% | 10 | 31 | 8 | 0 | 0 | 303.5232 | 30.35% | 0%
10 | 31 | 9 | 0 | 0 | 538.2948 | 53.83% | 0% | 10 | 31 | 9 | 0 | 0 | 538.2948 | 53.83% | 0%
10 | 31 | 10 | 0 | 0 | 711.1932 | 71.12% | 0% | 10 | 31 | 10 | 0 | 0 | 711.1932 | 71.12% | 0%
10 | 31 | 11 | 0 | 0 | 802.0596 | 80.21% | 0% | 10 | 31 | 11 | 0 | 0 | 802.0596 | 80.21% | 0%
10 | 31 | 12 | 0 | 0 | 827.6988 | 82.77% | 0% | 10 | 31 | 12 | 0 | 0 | 827.6988 | 82.77% | 0%
10 | 31 | 13 | 0 | 0 | 786.4356 | 78.64% | 0% | 10 | 31 | 13 | 0 | 0 | 786.4356 | 78.64% | 0%
10 | 31 | 14 | 0 | 0 | 546.4428 | 54.64% | 0% | 10 | 31 | 14 | 0 | 0 | 546.4428 | 54.64% | 0%
10 | 31 | 15 | 0 | 0 | 386.0172 | 38.6% | 0% | 10 | 31 | 15 | 0 | 0 | 386.0172 | 38.6% | 0%
10 | 31 | 16 | 0 | 0 | 171.306 | 17.13% | 0% | 10 | 31 | 16 | 0 | 0 | 171.306 | 17.13% | 0%
10 | 31 | 17 | 0 | 0 | 7.53 | 0.753% | 0% | 10 | 31 | 17 | 0 | 0 | 7.53 | 0.753% | 0%
10 | 31 | 18 | 0 | 0 | 0 | 0% | 0% | 10 | 31 | 18 | 0 | 0 | 0 | 0% | 0%
10 | 31 | 19 | 0 | 0 | 0 | 0% | 0% | 10 | 31 | 19 | 0 | 0 | 0 | 0% | 0%
10 | 31 | 20 | 0 | 0 | 0 | 0% | 0% | 10 | 31 | 20 | 0 | 0 | 0 | 0% | 0%
10 | 31 | 21 | 0 | 0 | 0 | 0% | 0% | 10 | 31 | 21 | 0 | 0 | 0 | 0% | 0%
10 | 31 | 22 | 0 | 0 | 0 | 0% | 0% | 10 | 31 | 22 | 0 | 0 | 0 | 0% | 0%
10 | 31 | 23 | 0 | 0 | 0 | 0% | 0% | 10 | 31 | 23 | 0 | 0 | 0 | 0% | 0%
11 | 1 | 0 | 0 | 0 | 0 | 0% | 0% | 11 | 1 | 0 | 0 | 0 | 0 | 0% | 0%
11 | 1 | 1 | 0 | 0 | 0 | 0% | 0% | 11 | 1 | 1 | 0 | 0 | 0 | 0% | 0%
11 | 1 | 2 | 0 | 0 | 0 | 0% | 0% | 11 | 1 | 2 | 0 | 0 | 0 | 0% | 0%
11 | 1 | 3 | 0 | 0 | 0 | 0% | 0% | 11 | 1 | 3 | 0 | 0 | 0 | 0% | 0%
11 | 1 | 4 | 0 | 0 | 0 | 0% | 0% | 11 | 1 | 4 | 0 | 0 | 0 | 0% | 0%
11 | 1 | 5 | 0 | 0 | 0 | 0% | 0% | 11 | 1 | 5 | 0 | 0 | 0 | 0% | 0%
11 | 1 | 6 | 2.6609e-09 | 3.3478e-09 | 0 | 0% | 0% | 11 | 1 | 6 | 2.6609e-09 | 3.3224e-09 | 0 | 0% | 0%
11 | 1 | 7 | 4.2555e-09 | 5.3541e-09 | 60.9072 | 6.091% | 3.261e-08% | 11 | 1 | 7 | 4.2555e-09 | 5.3134e-09 | 60.9072 | 6.091% | 3.236e-08%
11 | 1 | 8 | 3.6391e-09 | 4.5785e-09 | 318.0444 | 31.8% | 1.456e-07% | 11 | 1 | 8 | 3.6391e-09 | 4.5437e-09 | 318.0444 | 31.8% | 1.445e-07%
11 | 1 | 9 | 2.2061e-09 | 2.7756e-09 | 555.5724 | 55.56% | 1.542e-07% | 11 | 1 | 9 | 2.2409e-09 | 2.7979e-09 | 555.5724 | 55.56% | 1.554e-07%
11 | 1 | 10 | 1.3658e-10 | 1.7184e-10 | 714.6456 | 71.46% | 1.228e-08% | 11 | 1 | 10 | 2.3112e-10 | 2.8857e-10 | 714.6456 | 71.46% | 2.062e-08%
11 | 1 | 11 | 0 | 0 | 803.6052 | 80.36% | 0% | 11 | 1 | 11 | 1.14e-10 | 1.4234e-10 | 803.6052 | 80.36% | 1.144e-08%
11 | 1 | 12 | 0 | 0 | 825.8244 | 82.58% | 0% | 11 | 1 | 12 | 0 | 0 | 825.8244 | 82.58% | 0%
11 | 1 | 13 | 0 | 0 | 763.6212 | 76.36% | 0% | 11 | 1 | 13 | 0 | 0 | 763.6212 | 76.36% | 0%
11 | 1 | 14 | 0 | 0 | 664.8696 | 66.49% | 0% | 11 | 1 | 14 | 0 | 0 | 664.8696 | 66.49% | 0%
11 | 1 | 15 | 0 | 0 | 504.8868 | 50.49% | 0% | 11 | 1 | 15 | 0 | 0 | 504.8868 | 50.49% | 0%
11 | 1 | 16 | 0 | 0 | 271.656 | 27.17% | 0% | 11 | 1 | 16 | 0 | 0 | 271.656 | 27.17% | 0%
11 | 1 | 17 | 0 | 0 | 44.5824 | 4.458% | 0% | 11 | 1 | 17 | 0 | 0 | 44.5824 | 4.458% | 0%
11 | 1 | 18 | 1.6333e-09 | 2.0549e-09 | 0 | 0% | 0% | 11 | 1 | 18 | 1.6333e-09 | 2.0393e-09 | 0 | 0% | 0%
11 | 1 | 19 | 5.8738e-10 | 7.3901e-10 | 0 | 0% | 0% | 11 | 1 | 19 | 5.8738e-10 | 7.3339e-10 | 0 | 0% | 0%
11 | 1 | 20 | 0 | 0 | 0 | 0% | 0% | 11 | 1 | 20 | 0 | 0 | 0 | 0% | 0%
11 | 1 | 21 | 0 | 0 | 0 | 0% | 0% | 11 | 1 | 21 | 0 | 0 | 0 | 0% | 0%
11 | 1 | 22 | 0 | 0 | 0 | 0% | 0% | 11 | 1 | 22 | 0 | 0 | 0 | 0% | 0%
11 | 1 | 23 | 0 | 0 | 0 | 0% | 0% | 11 | 1 | 23 | 0 | 0 | 0 | 0% | 0%
11 | 2 | 0 | 0 | 0 | 0 | 0% | 0% | 11 | 2 | 0 | 0 | 0 | 0 | 0% | 0%
11 | 2 | 1 | 0 | 0 | 0 | 0% | 0% | 11 | 2 | 1 | 0 | 0 | 0 | 0% | 0%
11 | 2 | 2 | 0 | 0 | 0 | 0% | 0% | 11 | 2 | 2 | 0 | 0 | 0 | 0% | 0%
11 | 2 | 3 | 0 | 0 | 0 | 0% | 0% | 11 | 2 | 3 | 0 | 0 | 0 | 0% | 0%
11 | 2 | 4 | 0 | 0 | 0 | 0% | 0% | 11 | 2 | 4 | 0 | 0 | 0 | 0% | 0%
11 | 2 | 5 | 0 | 0 | 0 | 0% | 0% | 11 | 2 | 5 | 0 | 0 | 0 | 0% | 0%
11 | 2 | 6 | 8.6384e-10 | 1.0868e-09 | 0 | 0% | 0% | 11 | 2 | 6 | 8.6384e-10 | 1.0786e-09 | 0 | 0% | 0%
11 | 2 | 7 | 3.2949e-09 | 4.1455e-09 | 70.506 | 7.051% | 2.923e-08% | 11 | 2 | 7 | 3.2949e-09 | 4.114e-09 | 70.506 | 7.051% | 2.901e-08%
11 | 2 | 8 | 2.7701e-09 | 3.4852e-09 | 321.1608 | 32.12% | 1.119e-07% | 11 | 2 | 8 | 2.7701e-09 | 3.4587e-09 | 321.1608 | 32.12% | 1.111e-07%
11 | 2 | 9 | 1.7032e-09 | 2.1428e-09 | 549.0492 | 54.9% | 1.177e-07% | 11 | 2 | 9 | 1.7628e-09 | 2.201e-09 | 549.0492 | 54.9% | 1.208e-07%
11 | 2 | 10 | 7.3382e-10 | 9.2326e-10 | 696.8928 | 69.69% | 6.434e-08% | 11 | 2 | 10 | 7.6351e-10 | 9.5331e-10 | 696.8928 | 69.69% | 6.644e-08%
11 | 2 | 11 | 0 | 0 | 775.0704 | 77.51% | 0% | 11 | 2 | 11 | 0 | 0 | 775.0704 | 77.51% | 0%
11 | 2 | 12 | 0 | 0 | 795.7524 | 79.58% | 0% | 11 | 2 | 12 | 0 | 0 | 795.7524 | 79.58% | 0%
11 | 2 | 13 | 0 | 0 | 755.8008 | 75.58% | 0% | 11 | 2 | 13 | 0 | 0 | 755.8008 | 75.58% | 0%
11 | 2 | 14 | 0 | 0 | 657.3012 | 65.73% | 0% | 11 | 2 | 14 | 0 | 0 | 657.3012 | 65.73% | 0%
11 | 2 | 15 | 0 | 0 | 498.3588 | 49.84% | 0% | 11 | 2 | 15 | 0 | 0 | 498.3588 | 49.84% | 0%
11 | 2 | 16 | 0 | 0 | 266.844 | 26.68% | 0% | 11 | 2 | 16 | 0 | 0 | 266.844 | 26.68% | 0%
11 | 2 | 17 | 0 | 0 | 40.2648 | 4.026% | 0% | 11 | 2 | 17 | 0 | 0 | 40.2648 | 4.026% | 0%
11 | 2 | 18 | 7.9322e-10 | 9.9799e-10 | 0 | 0% | 0% | 11 | 2 | 18 | 7.9322e-10 | 9.904e-10 | 0 | 0% | 0%
11 | 2 | 19 | 5.015e-10 | 6.3097e-10 | 0 | 0% | 0% | 11 | 2 | 19 | 5.015e-10 | 6.2617e-10 | 0 | 0% | 0%
11 | 2 | 20 | 0 | 0 | 0 | 0% | 0% | 11 | 2 | 20 | 0 | 0 | 0 | 0% | 0%
11 | 2 | 21 | 0 | 0 | 0 | 0% | 0% | 11 | 2 | 21 | 0 | 0 | 0 | 0% | 0%
11 | 2 | 22 | 0 | 0 | 0 | 0% | 0% | 11 | 2 | 22 | 0 | 0 | 0 | 0% | 0%
11 | 2 | 23 | 0 | 0 | 0 | 0% | 0% | 11 | 2 | 23 | 0 | 0 | 0 | 0% | 0%
11 | 3 | 0 | 0 | 0 | 0 | 0% | 0% | 11 | 3 | 0 | 0 | 0 | 0 | 0% | 0%
11 | 3 | 1 | 0 | 0 | 0 | 0% | 0% | 11 | 3 | 1 | 0 | 0 | 0 | 0% | 0%
11 | 3 | 2 | 0 | 0 | 0 | 0% | 0% | 11 | 3 | 2 | 0 | 0 | 0 | 0% | 0%
11 | 3 | 3 | 0 | 0 | 0 | 0% | 0% | 11 | 3 | 3 | 0 | 0 | 0 | 0% | 0%
11 | 3 | 4 | 0 | 0 | 0 | 0% | 0% | 11 | 3 | 4 | 0 | 0 | 0 | 0% | 0%
11 | 3 | 5 | 0 | 0 | 0 | 0% | 0% | 11 | 3 | 5 | 0 | 0 | 0 | 0% | 0%
11 | 3 | 6 | 3.8931e-10 | 4.8981e-10 | 0 | 0% | 0% | 11 | 3 | 6 | 3.8931e-10 | 4.8609e-10 | 0 | 0% | 0%
11 | 3 | 7 | 2.0606e-09 | 2.5925e-09 | 13.26 | 1.326% | 3.438e-09% | 11 | 3 | 7 | 2.0606e-09 | 2.5728e-09 | 13.26 | 1.326% | 3.412e-09%
11 | 3 | 8 | 1.7912e-09 | 2.2536e-09 | 216.1992 | 21.62% | 4.872e-08% | 11 | 3 | 8 | 1.7912e-09 | 2.2365e-09 | 216.1992 | 21.62% | 4.835e-08%
11 | 3 | 9 | 2.2938e-09 | 2.8859e-09 | 306.7152 | 30.67% | 8.851e-08% | 11 | 3 | 9 | 2.3336e-09 | 2.9136e-09 | 306.7152 | 30.67% | 8.937e-08%
11 | 3 | 10 | 1.6735e-09 | 2.1055e-09 | 547.1808 | 54.72% | 1.152e-07% | 11 | 3 | 10 | 1.7466e-09 | 2.1807e-09 | 547.1808 | 54.72% | 1.193e-07%
11 | 3 | 11 | 1.4485e-09 | 1.8225e-09 | 76.9164 | 7.692% | 1.402e-08% | 11 | 3 | 11 | 1.5256e-09 | 1.9048e-09 | 76.9164 | 7.692% | 1.465e-08%
11 | 3 | 12 | 1.4236e-09 | 1.7912e-09 | 764.9592 | 76.5% | 1.37e-07% | 11 | 3 | 12 | 1.5134e-09 | 1.8896e-09 | 764.9592 | 76.5% | 1.445e-07%
11 | 3 | 13 | 6.1218e-10 | 7.7022e-10 | 728.6952 | 72.87% | 5.613e-08% | 11 | 3 | 13 | 6.8585e-10 | 8.5634e-10 | 728.6952 | 72.87% | 6.24e-08%
11 | 3 | 14 | 0 | 0 | 628.8636 | 62.89% | 0% | 11 | 3 | 14 | 0 | 0 | 628.8636 | 62.89% | 0%
11 | 3 | 15 | 0 | 0 | 459.378 | 45.94% | 0% | 11 | 3 | 15 | 0 | 0 | 459.378 | 45.94% | 0%
11 | 3 | 16 | 0 | 0 | 232.398 | 23.24% | 0% | 11 | 3 | 16 | 0 | 0 | 232.398 | 23.24% | 0%
11 | 3 | 17 | 6.797e-10 | 8.5516e-10 | 18.5844 | 1.858% | 1.589e-09% | 11 | 3 | 17 | 6.797e-10 | 8.4866e-10 | 18.5844 | 1.858% | 1.577e-09%
11 | 3 | 18 | 1.6877e-09 | 2.1234e-09 | 0 | 0% | 0% | 11 | 3 | 18 | 1.6877e-09 | 2.1072e-09 | 0 | 0% | 0%
11 | 3 | 19 | 2.132e-09 | 2.6823e-09 | 0 | 0% | 0% | 11 | 3 | 19 | 2.132e-09 | 2.6619e-09 | 0 | 0% | 0%
11 | 3 | 20 | 0 | 0 | 0 | 0% | 0% | 11 | 3 | 20 | 0 | 0 | 0 | 0% | 0%
11 | 3 | 21 | 0 | 0 | 0 | 0% | 0% | 11 | 3 | 21 | 0 | 0 | 0 | 0% | 0%
11 | 3 | 22 | 0 | 0 | 0 | 0% | 0% | 11 | 3 | 22 | 0 | 0 | 0 | 0% | 0%
11 | 3 | 23 | 0 | 0 | 0 | 0% | 0% | 11 | 3 | 23 | 0 | 0 | 0 | 0% | 0%
11 | 4 | 0 | 0 | 0 | 0 | 0% | 0% | 11 | 4 | 0 | 0 | 0 | 0 | 0% | 0%
11 | 4 | 1 | 0 | 0 | 0 | 0% | 0% | 11 | 4 | 1 | 0 | 0 | 0 | 0% | 0%
11 | 4 | 2 | 0 | 0 | 0 | 0% | 0% | 11 | 4 | 2 | 0 | 0 | 0 | 0% | 0%
11 | 4 | 3 | 0 | 0 | 0 | 0% | 0% | 11 | 4 | 3 | 0 | 0 | 0 | 0% | 0%
11 | 4 | 4 | 0 | 0 | 0 | 0% | 0% | 11 | 4 | 4 | 0 | 0 | 0 | 0% | 0%
11 | 4 | 5 | 0 | 0 | 0 | 0% | 0% | 11 | 4 | 5 | 0 | 0 | 0 | 0% | 0%
11 | 4 | 6 | 4.2417e-10 | 5.3367e-10 | 0 | 0% | 0% | 11 | 4 | 6 | 4.2417e-10 | 5.2961e-10 | 0 | 0% | 0%
11 | 4 | 7 | 1.8992e-09 | 2.3895e-09 | 55.0884 | 5.509% | 1.316e-08% | 11 | 4 | 7 | 1.8992e-09 | 2.3713e-09 | 55.0884 | 5.509% | 1.306e-08%
11 | 4 | 8 | 5.8354e-10 | 7.3418e-10 | 296.9508 | 29.7% | 2.18e-08% | 11 | 4 | 8 | 5.8354e-10 | 7.2859e-10 | 296.9508 | 29.7% | 2.164e-08%
11 | 4 | 9 | 2.6198e-09 | 3.2961e-09 | 525.7044 | 52.57% | 1.733e-07% | 11 | 4 | 9 | 2.6849e-09 | 3.3523e-09 | 525.7044 | 52.57% | 1.762e-07%
11 | 4 | 10 | 1.3658e-10 | 1.7184e-10 | 688.7892 | 68.88% | 1.184e-08% | 11 | 4 | 10 | 2.3112e-10 | 2.8857e-10 | 688.7892 | 68.88% | 1.988e-08%
11 | 4 | 11 | 0 | 0 | 785.628 | 78.56% | 0% | 11 | 4 | 11 | 1.141e-10 | 1.4246e-10 | 785.628 | 78.56% | 1.119e-08%
11 | 4 | 12 | 0 | 0 | 814.8504 | 81.49% | 0% | 11 | 4 | 12 | 1.0085e-10 | 1.2592e-10 | 814.8504 | 81.49% | 1.026e-08%
11 | 4 | 13 | 0 | 0 | 781.0104 | 78.1% | 0% | 11 | 4 | 13 | 0 | 0 | 781.0104 | 78.1% | 0%
11 | 4 | 14 | 0 | 0 | 675.3348 | 67.53% | 0% | 11 | 4 | 14 | 0 | 0 | 675.3348 | 67.53% | 0%
11 | 4 | 15 | 0 | 0 | 500.2092 | 50.02% | 0% | 11 | 4 | 15 | 0 | 0 | 500.2092 | 50.02% | 0%
11 | 4 | 16 | 0 | 0 | 261.7776 | 26.18% | 0% | 11 | 4 | 16 | 0 | 0 | 261.7776 | 26.18% | 0%
11 | 4 | 17 | 4.2417e-10 | 5.3367e-10 | 30.282 | 3.028% | 1.616e-09% | 11 | 4 | 17 | 4.2417e-10 | 5.2961e-10 | 30.282 | 3.028% | 1.604e-09%
11 | 4 | 18 | 3.9219e-09 | 4.9344e-09 | 0 | 0% | 0% | 11 | 4 | 18 | 3.9219e-09 | 4.8969e-09 | 0 | 0% | 0%
11 | 4 | 19 | 2.3924e-09 | 3.01e-09 | 0 | 0% | 0% | 11 | 4 | 19 | 2.3924e-09 | 2.9871e-09 | 0 | 0% | 0%
11 | 4 | 20 | 3.9306e-10 | 4.9453e-10 | 0 | 0% | 0% | 11 | 4 | 20 | 3.9306e-10 | 4.9077e-10 | 0 | 0% | 0%
11 | 4 | 21 | 0 | 0 | 0 | 0% | 0% | 11 | 4 | 21 | 0 | 0 | 0 | 0% | 0%
11 | 4 | 22 | 0 | 0 | 0 | 0% | 0% | 11 | 4 | 22 | 0 | 0 | 0 | 0% | 0%
11 | 4 | 23 | 0 | 0 | 0 | 0% | 0% | 11 | 4 | 23 | 0 | 0 | 0 | 0% | 0%
11 | 5 | 0 | 0 | 0 | 0 | 0% | 0% | 11 | 5 | 0 | 0 | 0 | 0 | 0% | 0%
11 | 5 | 1 | 0 | 0 | 0 | 0% | 0% | 11 | 5 | 1 | 0 | 0 | 0 | 0% | 0%
11 | 5 | 2 | 0 | 0 | 0 | 0% | 0% | 11 | 5 | 2 | 0 | 0 | 0 | 0% | 0%
11 | 5 | 3 | 0 | 0 | 0 | 0% | 0% | 11 | 5 | 3 | 0 | 0 | 0 | 0% | 0%
11 | 5 | 4 | 0 | 0 | 0 | 0% | 0% | 11 | 5 | 4 | 0 | 0 | 0 | 0% | 0%
11 | 5 | 5 | 0 | 0 | 0 | 0% | 0% | 11 | 5 | 5 | 0 | 0 | 0 | 0% | 0%
11 | 5 | 6 | 6.6935e-09 | 8.4215e-09 | 0 | 0% | 0% | 11 | 5 | 6 | 6.6935e-09 | 8.3574e-09 | 0 | 0% | 0%
11 | 5 | 7 | 1.1422e-08 | 1.4371e-08 | 24.3684 | 2.437% | 3.502e-08% | 11 | 5 | 7 | 1.1422e-08 | 1.4261e-08 | 24.3684 | 2.437% | 3.475e-08%
11 | 5 | 8 | 1.5878e-08 | 1.9977e-08 | 231.3324 | 23.13% | 4.621e-07% | 11 | 5 | 8 | 1.5878e-08 | 1.9825e-08 | 231.3324 | 23.13% | 4.586e-07%
11 | 5 | 9 | 1.748e-08 | 2.1992e-08 | 104.2248 | 10.42% | 2.292e-07% | 11 | 5 | 9 | 1.748e-08 | 2.1825e-08 | 104.2248 | 10.42% | 2.275e-07%
11 | 5 | 10 | 6.3411e-09 | 7.9781e-09 | 588.9768 | 58.9% | 4.699e-07% | 11 | 5 | 10 | 6.3973e-09 | 7.9875e-09 | 588.9768 | 58.9% | 4.704e-07%
11 | 5 | 11 | 5.5253e-09 | 6.9517e-09 | 677.3496 | 67.73% | 4.709e-07% | 11 | 5 | 11 | 5.618e-09 | 7.0145e-09 | 677.3496 | 67.73% | 4.751e-07%
11 | 5 | 12 | 4.8958e-09 | 6.1597e-09 | 450.3012 | 45.03% | 2.774e-07% | 11 | 5 | 12 | 4.9384e-09 | 6.1659e-09 | 450.3012 | 45.03% | 2.777e-07%
11 | 5 | 13 | 2.8389e-09 | 3.5718e-09 | 623.9952 | 62.4% | 2.229e-07% | 11 | 5 | 13 | 2.8906e-09 | 3.6092e-09 | 623.9952 | 62.4% | 2.252e-07%
11 | 5 | 14 | 1.4737e-09 | 1.8541e-09 | 58.0128 | 5.801% | 1.076e-08% | 11 | 5 | 14 | 1.5395e-09 | 1.9221e-09 | 58.0128 | 5.801% | 1.115e-08%
11 | 5 | 15 | 6.8671e-10 | 8.6399e-10 | 0 | 0% | 0% | 11 | 5 | 15 | 7.3251e-10 | 9.146e-10 | 0 | 0% | 0%
11 | 5 | 16 | 1.9317e-09 | 2.4304e-09 | 112.2528 | 11.23% | 2.728e-08% | 11 | 5 | 16 | 1.9317e-09 | 2.4119e-09 | 112.2528 | 11.23% | 2.707e-08%
11 | 5 | 17 | 3.9902e-09 | 5.0203e-09 | 0 | 0% | 0% | 11 | 5 | 17 | 3.9902e-09 | 4.9822e-09 | 0 | 0% | 0%
11 | 5 | 18 | 8.3319e-09 | 1.0483e-08 | 0 | 0% | 0% | 11 | 5 | 18 | 8.3319e-09 | 1.0403e-08 | 0 | 0% | 0%
11 | 5 | 19 | 6.9834e-09 | 8.7861e-09 | 0 | 0% | 0% | 11 | 5 | 19 | 6.9834e-09 | 8.7193e-09 | 0 | 0% | 0%
11 | 5 | 20 | 2.9117e-09 | 3.6634e-09 | 0 | 0% | 0% | 11 | 5 | 20 | 2.9117e-09 | 3.6355e-09 | 0 | 0% | 0%
11 | 5 | 21 | 0 | 0 | 0 | 0% | 0% | 11 | 5 | 21 | 0 | 0 | 0 | 0% | 0%
11 | 5 | 22 | 0 | 0 | 0 | 0% | 0% | 11 | 5 | 22 | 0 | 0 | 0 | 0% | 0%
11 | 5 | 23 | 0 | 0 | 0 | 0% | 0% | 11 | 5 | 23 | 0 | 0 | 0 | 0% | 0%
11 | 6 | 0 | 0 | 0 | 0 | 0% | 0% | 11 | 6 | 0 | 0 | 0 | 0 | 0% | 0%
11 | 6 | 1 | 0 | 0 | 0 | 0% | 0% | 11 | 6 | 1 | 0 | 0 | 0 | 0% | 0%
11 | 6 | 2 | 0 | 0 | 0 | 0% | 0% | 11 | 6 | 2 | 0 | 0 | 0 | 0% | 0%
11 | 6 | 3 | 0 | 0 | 0 | 0% | 0% | 11 | 6 | 3 | 0 | 0 | 0 | 0% | 0%
11 | 6 | 4 | 0 | 0 | 0 | 0% | 0% | 11 | 6 | 4 | 0 | 0 | 0 | 0% | 0%
11 | 6 | 5 | 0 | 0 | 0 | 0% | 0% | 11 | 6 | 5 | 0 | 0 | 0 | 0% | 0%
11 | 6 | 6 | 0 | 0 | 0 | 0% | 0% | 11 | 6 | 6 | 0 | 0 | 0 | 0% | 0%
11 | 6 | 7 | 1.1793e-09 | 1.4837e-09 | 64.5264 | 6.453% | 9.574e-09% | 11 | 6 | 7 | 1.1793e-09 | 1.4724e-09 | 64.5264 | 6.453% | 9.501e-09%
11 | 6 | 8 | 1.9325e-09 | 2.4314e-09 | 316.8456 | 31.68% | 7.704e-08% | 11 | 6 | 8 | 1.9325e-09 | 2.4129e-09 | 316.8456 | 31.68% | 7.645e-08%
11 | 6 | 9 | 7.559e-10 | 9.5103e-10 | 558.1296 | 55.81% | 5.308e-08% | 11 | 6 | 9 | 7.948e-10 | 9.9238e-10 | 558.1296 | 55.81% | 5.539e-08%
11 | 6 | 10 | 0 | 0 | 730.7664 | 73.08% | 0% | 11 | 6 | 10 | 0 | 0 | 730.7664 | 73.08% | 0%
11 | 6 | 11 | 0 | 0 | 827.9784 | 82.8% | 0% | 11 | 6 | 11 | 0 | 0 | 827.9784 | 82.8% | 0%
11 | 6 | 12 | 0 | 0 | 853.4652 | 85.35% | 0% | 11 | 6 | 12 | 0 | 0 | 853.4652 | 85.35% | 0%
11 | 6 | 13 | 0 | 0 | 806.694 | 80.67% | 0% | 11 | 6 | 13 | 0 | 0 | 806.694 | 80.67% | 0%
11 | 6 | 14 | 0 | 0 | 689.4384 | 68.94% | 0% | 11 | 6 | 14 | 0 | 0 | 689.4384 | 68.94% | 0%
11 | 6 | 15 | 0 | 0 | 514.8852 | 51.49% | 0% | 11 | 6 | 15 | 0 | 0 | 514.8852 | 51.49% | 0%
11 | 6 | 16 | 0 | 0 | 270.1008 | 27.01% | 0% | 11 | 6 | 16 | 0 | 0 | 270.1008 | 27.01% | 0%
11 | 6 | 17 | 0 | 0 | 0 | 0% | 0% | 11 | 6 | 17 | 0 | 0 | 0 | 0% | 0%
11 | 6 | 18 | 0 | 0 | 0 | 0% | 0% | 11 | 6 | 18 | 0 | 0 | 0 | 0% | 0%
11 | 6 | 19 | 0 | 0 | 0 | 0% | 0% | 11 | 6 | 19 | 0 | 0 | 0 | 0% | 0%
11 | 6 | 20 | 0 | 0 | 0 | 0% | 0% | 11 | 6 | 20 | 0 | 0 | 0 | 0% | 0%
11 | 6 | 21 | 0 | 0 | 0 | 0% | 0% | 11 | 6 | 21 | 0 | 0 | 0 | 0% | 0%
11 | 6 | 22 | 0 | 0 | 0 | 0% | 0% | 11 | 6 | 22 | 0 | 0 | 0 | 0% | 0%
11 | 6 | 23 | 0 | 0 | 0 | 0% | 0% | 11 | 6 | 23 | 0 | 0 | 0 | 0% | 0%
11 | 7 | 0 | 0 | 0 | 0 | 0% | 0% | 11 | 7 | 0 | 0 | 0 | 0 | 0% | 0%
11 | 7 | 1 | 0 | 0 | 0 | 0% | 0% | 11 | 7 | 1 | 0 | 0 | 0 | 0% | 0%
11 | 7 | 2 | 0 | 0 | 0 | 0% | 0% | 11 | 7 | 2 | 0 | 0 | 0 | 0% | 0%
11 | 7 | 3 | 0 | 0 | 0 | 0% | 0% | 11 | 7 | 3 | 0 | 0 | 0 | 0% | 0%
11 | 7 | 4 | 0 | 0 | 0 | 0% | 0% | 11 | 7 | 4 | 0 | 0 | 0 | 0% | 0%
11 | 7 | 5 | 0 | 0 | 0 | 0% | 0% | 11 | 7 | 5 | 0 | 0 | 0 | 0% | 0%
11 | 7 | 6 | 0 | 0 | 0 | 0% | 0% | 11 | 7 | 6 | 0 | 0 | 0 | 0% | 0%
11 | 7 | 7 | 0 | 0 | 51.0336 | 5.103% | 0% | 11 | 7 | 7 | 0 | 0 | 51.0336 | 5.103% | 0%
11 | 7 | 8 | 5.0664e-10 | 6.3743e-10 | 301.8588 | 30.19% | 1.924e-08% | 11 | 7 | 8 | 5.0664e-10 | 6.3258e-10 | 301.8588 | 30.19% | 1.909e-08%
11 | 7 | 9 | 0 | 0 | 535.1232 | 53.51% | 0% | 11 | 7 | 9 | 0 | 0 | 535.1232 | 53.51% | 0%
11 | 7 | 10 | 0 | 0 | 559.788 | 55.98% | 0% | 11 | 7 | 10 | 0 | 0 | 559.788 | 55.98% | 0%
11 | 7 | 11 | 0 | 0 | 640.8084 | 64.08% | 0% | 11 | 7 | 11 | 0 | 0 | 640.8084 | 64.08% | 0%
11 | 7 | 12 | 0 | 0 | 797.9712 | 79.8% | 0% | 11 | 7 | 12 | 0 | 0 | 797.9712 | 79.8% | 0%
11 | 7 | 13 | 0 | 0 | 769.7124 | 76.97% | 0% | 11 | 7 | 13 | 0 | 0 | 769.7124 | 76.97% | 0%
11 | 7 | 14 | 0 | 0 | 647.9088 | 64.79% | 0% | 11 | 7 | 14 | 0 | 0 | 647.9088 | 64.79% | 0%
11 | 7 | 15 | 0 | 0 | 480.3864 | 48.04% | 0% | 11 | 7 | 15 | 0 | 0 | 480.3864 | 48.04% | 0%
11 | 7 | 16 | 0 | 0 | 161.5728 | 16.16% | 0% | 11 | 7 | 16 | 0 | 0 | 161.5728 | 16.16% | 0%
11 | 7 | 17 | 0 | 0 | 0 | 0% | 0% | 11 | 7 | 17 | 0 | 0 | 0 | 0% | 0%
11 | 7 | 18 | 0 | 0 | 0 | 0% | 0% | 11 | 7 | 18 | 0 | 0 | 0 | 0% | 0%
11 | 7 | 19 | 0 | 0 | 0 | 0% | 0% | 11 | 7 | 19 | 0 | 0 | 0 | 0% | 0%
11 | 7 | 20 | 0 | 0 | 0 | 0% | 0% | 11 | 7 | 20 | 0 | 0 | 0 | 0% | 0%
11 | 7 | 21 | 0 | 0 | 0 | 0% | 0% | 11 | 7 | 21 | 0 | 0 | 0 | 0% | 0%
11 | 7 | 22 | 0 | 0 | 0 | 0% | 0% | 11 | 7 | 22 | 0 | 0 | 0 | 0% | 0%
11 | 7 | 23 | 0 | 0 | 0 | 0% | 0% | 11 | 7 | 23 | 0 | 0 | 0 | 0% | 0%
11 | 8 | 0 | 0 | 0 | 0 | 0% | 0% | 11 | 8 | 0 | 0 | 0 | 0 | 0% | 0%
11 | 8 | 1 | 0 | 0 | 0 | 0% | 0% | 11 | 8 | 1 | 0 | 0 | 0 | 0% | 0%
11 | 8 | 2 | 0 | 0 | 0 | 0% | 0% | 11 | 8 | 2 | 0 | 0 | 0 | 0% | 0%
11 | 8 | 3 | 0 | 0 | 0 | 0% | 0% | 11 | 8 | 3 | 0 | 0 | 0 | 0% | 0%
11 | 8 | 4 | 0 | 0 | 0 | 0% | 0% | 11 | 8 | 4 | 0 | 0 | 0 | 0% | 0%
11 | 8 | 5 | 0 | 0 | 0 | 0% | 0% | 11 | 8 | 5 | 0 | 0 | 0 | 0% | 0%
11 | 8 | 6 | 4.1543e-09 | 5.2268e-09 | 0 | 0% | 0% | 11 | 8 | 6 | 4.1543e-09 | 5.187e-09 | 0 | 0% | 0%
11 | 8 | 7 | 7.1497e-08 | 8.9954e-08 | 0 | 0% | 0% | 11 | 8 | 7 | 7.1497e-08 | 8.927e-08 | 0 | 0% | 0%
11 | 8 | 8 | 4.5192e-08 | 5.6859e-08 | 41.802 | 4.18% | 2.377e-07% | 11 | 8 | 8 | 4.5192e-08 | 5.6426e-08 | 41.802 | 4.18% | 2.359e-07%
11 | 8 | 9 | 1.1786e-08 | 1.4828e-08 | 199.0968 | 19.91% | 2.952e-07% | 11 | 8 | 9 | 1.1962e-08 | 1.4935e-08 | 199.0968 | 19.91% | 2.974e-07%
11 | 8 | 10 | 5.3569e-09 | 6.7397e-09 | 258.2472 | 25.82% | 1.741e-07% | 11 | 8 | 10 | 5.4869e-09 | 6.8509e-09 | 258.2472 | 25.82% | 1.769e-07%
11 | 8 | 11 | 1.1722e-09 | 1.4748e-09 | 448.4376 | 44.84% | 6.614e-08% | 11 | 8 | 11 | 1.2339e-09 | 1.5406e-09 | 448.4376 | 44.84% | 6.909e-08%
11 | 8 | 12 | 8.1125e-10 | 1.0207e-09 | 537.996 | 53.8% | 5.491e-08% | 11 | 8 | 12 | 9.3746e-10 | 1.1705e-09 | 537.996 | 53.8% | 6.297e-08%
11 | 8 | 13 | 2.3557e-10 | 2.9638e-10 | 740.0352 | 74% | 2.193e-08% | 11 | 8 | 13 | 2.6597e-10 | 3.3209e-10 | 740.0352 | 74% | 2.458e-08%
11 | 8 | 14 | 0 | 0 | 403.3068 | 40.33% | 0% | 11 | 8 | 14 | 0 | 0 | 403.3068 | 40.33% | 0%
11 | 8 | 15 | 0 | 0 | 311.1156 | 31.11% | 0% | 11 | 8 | 15 | 0 | 0 | 311.1156 | 31.11% | 0%
11 | 8 | 16 | 0 | 0 | 163.4892 | 16.35% | 0% | 11 | 8 | 16 | 0 | 0 | 163.4892 | 16.35% | 0%
11 | 8 | 17 | 0 | 0 | 0 | 0% | 0% | 11 | 8 | 17 | 0 | 0 | 0 | 0% | 0%
11 | 8 | 18 | 1.8216e-09 | 2.2919e-09 | 0 | 0% | 0% | 11 | 8 | 18 | 1.8216e-09 | 2.2744e-09 | 0 | 0% | 0%
11 | 8 | 19 | 1.2414e-09 | 1.5618e-09 | 0 | 0% | 0% | 11 | 8 | 19 | 1.2414e-09 | 1.5499e-09 | 0 | 0% | 0%
11 | 8 | 20 | 1.0092e-10 | 1.2697e-10 | 0 | 0% | 0% | 11 | 8 | 20 | 1.0092e-10 | 1.26e-10 | 0 | 0% | 0%
11 | 8 | 21 | 0 | 0 | 0 | 0% | 0% | 11 | 8 | 21 | 0 | 0 | 0 | 0% | 0%
11 | 8 | 22 | 0 | 0 | 0 | 0% | 0% | 11 | 8 | 22 | 0 | 0 | 0 | 0% | 0%
11 | 8 | 23 | 0 | 0 | 0 | 0% | 0% | 11 | 8 | 23 | 0 | 0 | 0 | 0% | 0%
11 | 9 | 0 | 0 | 0 | 0 | 0% | 0% | 11 | 9 | 0 | 0 | 0 | 0 | 0% | 0%
11 | 9 | 1 | 0 | 0 | 0 | 0% | 0% | 11 | 9 | 1 | 0 | 0 | 0 | 0% | 0%
11 | 9 | 2 | 0 | 0 | 0 | 0% | 0% | 11 | 9 | 2 | 0 | 0 | 0 | 0% | 0%
11 | 9 | 3 | 0 | 0 | 0 | 0% | 0% | 11 | 9 | 3 | 0 | 0 | 0 | 0% | 0%
11 | 9 | 4 | 0 | 0 | 0 | 0% | 0% | 11 | 9 | 4 | 0 | 0 | 0 | 0% | 0%
11 | 9 | 5 | 0 | 0 | 0 | 0% | 0% | 11 | 9 | 5 | 0 | 0 | 0 | 0% | 0%
11 | 9 | 6 | 8.1422e-10 | 1.0244e-09 | 0 | 0% | 0% | 11 | 9 | 6 | 8.1422e-10 | 1.0166e-09 | 0 | 0% | 0%
11 | 9 | 7 | 1.356e-08 | 1.706e-08 | 0 | 0% | 0% | 11 | 9 | 7 | 1.356e-08 | 1.693e-08 | 0 | 0% | 0%
11 | 9 | 8 | 6.3906e-09 | 8.0404e-09 | 53.7444 | 5.374% | 4.321e-08% | 11 | 9 | 8 | 6.4382e-09 | 8.0386e-09 | 53.7444 | 5.374% | 4.32e-08%
11 | 9 | 9 | 1.0683e-09 | 1.3441e-09 | 146.7672 | 14.68% | 1.973e-08% | 11 | 9 | 9 | 1.0683e-09 | 1.3339e-09 | 146.7672 | 14.68% | 1.958e-08%
11 | 9 | 10 | 1.1912e-09 | 1.4987e-09 | 368.9988 | 36.9% | 5.53e-08% | 11 | 9 | 10 | 1.2441e-09 | 1.5534e-09 | 368.9988 | 36.9% | 5.732e-08%
11 | 9 | 11 | 0 | 0 | 216.27 | 21.63% | 0% | 11 | 9 | 11 | 0 | 0 | 216.27 | 21.63% | 0%
11 | 9 | 12 | 0 | 0 | 762.1428 | 76.21% | 0% | 11 | 9 | 12 | 0 | 0 | 762.1428 | 76.21% | 0%
11 | 9 | 13 | 0 | 0 | 719.2872 | 71.93% | 0% | 11 | 9 | 13 | 0 | 0 | 719.2872 | 71.93% | 0%
11 | 9 | 14 | 0 | 0 | 628.1052 | 62.81% | 0% | 11 | 9 | 14 | 0 | 0 | 628.1052 | 62.81% | 0%
11 | 9 | 15 | 0 | 0 | 457.254 | 45.73% | 0% | 11 | 9 | 15 | 0 | 0 | 457.254 | 45.73% | 0%
11 | 9 | 16 | 0 | 0 | 228.3912 | 22.84% | 0% | 11 | 9 | 16 | 0 | 0 | 228.3912 | 22.84% | 0%
11 | 9 | 17 | 0 | 0 | 0 | 0% | 0% | 11 | 9 | 17 | 0 | 0 | 0 | 0% | 0%
11 | 9 | 18 | 1.5384e-09 | 1.9356e-09 | 0 | 0% | 0% | 11 | 9 | 18 | 1.5384e-09 | 1.9209e-09 | 0 | 0% | 0%
11 | 9 | 19 | 7.6712e-10 | 9.6515e-10 | 0 | 0% | 0% | 11 | 9 | 19 | 7.6712e-10 | 9.5781e-10 | 0 | 0% | 0%
11 | 9 | 20 | 1.3261e-10 | 1.6684e-10 | 0 | 0% | 0% | 11 | 9 | 20 | 1.3261e-10 | 1.6557e-10 | 0 | 0% | 0%
11 | 9 | 21 | 0 | 0 | 0 | 0% | 0% | 11 | 9 | 21 | 0 | 0 | 0 | 0% | 0%
11 | 9 | 22 | 0 | 0 | 0 | 0% | 0% | 11 | 9 | 22 | 0 | 0 | 0 | 0% | 0%
11 | 9 | 23 | 0 | 0 | 0 | 0% | 0% | 11 | 9 | 23 | 0 | 0 | 0 | 0% | 0%
11 | 10 | 0 | 0 | 0 | 0 | 0% | 0% | 11 | 10 | 0 | 0 | 0 | 0 | 0% | 0%
11 | 10 | 1 | 0 | 0 | 0 | 0% | 0% | 11 | 10 | 1 | 0 | 0 | 0 | 0% | 0%
11 | 10 | 2 | 0 | 0 | 0 | 0% | 0% | 11 | 10 | 2 | 0 | 0 | 0 | 0% | 0%
11 | 10 | 3 | 0 | 0 | 0 | 0% | 0% | 11 | 10 | 3 | 0 | 0 | 0 | 0% | 0%
11 | 10 | 4 | 0 | 0 | 0 | 0% | 0% | 11 | 10 | 4 | 0 | 0 | 0 | 0% | 0%
11 | 10 | 5 | 0 | 0 | 0 | 0% | 0% | 11 | 10 | 5 | 0 | 0 | 0 | 0% | 0%
11 | 10 | 6 | 0 | 0 | 0 | 0% | 0% | 11 | 10 | 6 | 0 | 0 | 0 | 0% | 0%
11 | 10 | 7 | 3.7568e-09 | 4.7266e-09 | 25.2804 | 2.528% | 1.195e-08% | 11 | 10 | 7 | 3.7568e-09 | 4.6907e-09 | 25.2804 | 2.528% | 1.186e-08%
11 | 10 | 8 | 2.8383e-09 | 3.5711e-09 | 257.064 | 25.71% | 9.18e-08% | 11 | 10 | 8 | 2.8383e-09 | 3.5439e-09 | 257.064 | 25.71% | 9.11e-08%
11 | 10 | 9 | 1.0048e-09 | 1.2642e-09 | 482.5812 | 48.26% | 6.101e-08% | 11 | 10 | 9 | 1.0221e-09 | 1.2762e-09 | 482.5812 | 48.26% | 6.159e-08%
11 | 10 | 10 | 1.4924e-10 | 1.8777e-10 | 503.322 | 50.33% | 9.451e-09% | 11 | 10 | 10 | 2.3512e-10 | 2.9356e-10 | 503.322 | 50.33% | 1.478e-08%
11 | 10 | 11 | 0 | 0 | 576.1008 | 57.61% | 0% | 11 | 10 | 11 | 0 | 0 | 576.1008 | 57.61% | 0%
11 | 10 | 12 | 0 | 0 | 663.87 | 66.39% | 0% | 11 | 10 | 12 | 0 | 0 | 663.87 | 66.39% | 0%
11 | 10 | 13 | 0 | 0 | 587.8992 | 58.79% | 0% | 11 | 10 | 13 | 0 | 0 | 587.8992 | 58.79% | 0%
11 | 10 | 14 | 0 | 0 | 540.594 | 54.06% | 0% | 11 | 10 | 14 | 0 | 0 | 540.594 | 54.06% | 0%
11 | 10 | 15 | 0 | 0 | 425.0592 | 42.51% | 0% | 11 | 10 | 15 | 0 | 0 | 425.0592 | 42.51% | 0%
11 | 10 | 16 | 0 | 0 | 209.9016 | 20.99% | 0% | 11 | 10 | 16 | 0 | 0 | 209.9016 | 20.99% | 0%
11 | 10 | 17 | 0 | 0 | 0 | 0% | 0% | 11 | 10 | 17 | 0 | 0 | 0 | 0% | 0%
11 | 10 | 18 | 0 | 0 | 0 | 0% | 0% | 11 | 10 | 18 | 0 | 0 | 0 | 0% | 0%
11 | 10 | 19 | 0 | 0 | 0 | 0% | 0% | 11 | 10 | 19 | 0 | 0 | 0 | 0% | 0%
11 | 10 | 20 | 0 | 0 | 0 | 0% | 0% | 11 | 10 | 20 | 0 | 0 | 0 | 0% | 0%
11 | 10 | 21 | 0 | 0 | 0 | 0% | 0% | 11 | 10 | 21 | 0 | 0 | 0 | 0% | 0%
11 | 10 | 22 | 0 | 0 | 0 | 0% | 0% | 11 | 10 | 22 | 0 | 0 | 0 | 0% | 0%
11 | 10 | 23 | 0 | 0 | 0 | 0% | 0% | 11 | 10 | 23 | 0 | 0 | 0 | 0% | 0%
11 | 11 | 0 | 0 | 0 | 0 | 0% | 0% | 11 | 11 | 0 | 0 | 0 | 0 | 0% | 0%
11 | 11 | 1 | 0 | 0 | 0 | 0% | 0% | 11 | 11 | 1 | 0 | 0 | 0 | 0% | 0%
11 | 11 | 2 | 0 | 0 | 0 | 0% | 0% | 11 | 11 | 2 | 0 | 0 | 0 | 0% | 0%
11 | 11 | 3 | 0 | 0 | 0 | 0% | 0% | 11 | 11 | 3 | 0 | 0 | 0 | 0% | 0%
11 | 11 | 4 | 0 | 0 | 0 | 0% | 0% | 11 | 11 | 4 | 0 | 0 | 0 | 0% | 0%
11 | 11 | 5 | 0 | 0 | 0 | 0% | 0% | 11 | 11 | 5 | 0 | 0 | 0 | 0% | 0%
11 | 11 | 6 | 0 | 0 | 0 | 0% | 0% | 11 | 11 | 6 | 0 | 0 | 0 | 0% | 0%
11 | 11 | 7 | 2.2938e-09 | 2.8859e-09 | 20.9388 | 2.094% | 6.043e-09% | 11 | 11 | 7 | 2.2938e-09 | 2.8639e-09 | 20.9388 | 2.094% | 5.997e-09%
11 | 11 | 8 | 1.8369e-09 | 2.3111e-09 | 242.838 | 24.28% | 5.612e-08% | 11 | 11 | 8 | 1.8369e-09 | 2.2935e-09 | 242.838 | 24.28% | 5.569e-08%
11 | 11 | 9 | 2.3468e-10 | 2.9526e-10 | 451.2492 | 45.12% | 1.332e-08% | 11 | 11 | 9 | 2.3907e-10 | 2.985e-10 | 451.2492 | 45.12% | 1.347e-08%
11 | 11 | 10 | 0 | 0 | 609.8136 | 60.98% | 0% | 11 | 11 | 10 | 0 | 0 | 609.8136 | 60.98% | 0%
11 | 11 | 11 | 0 | 0 | 418.4568 | 41.85% | 0% | 11 | 11 | 11 | 0 | 0 | 418.4568 | 41.85% | 0%
11 | 11 | 12 | 0 | 0 | 325.6908 | 32.57% | 0% | 11 | 11 | 12 | 0 | 0 | 325.6908 | 32.57% | 0%
11 | 11 | 13 | 0 | 0 | 307.9068 | 30.79% | 0% | 11 | 11 | 13 | 0 | 0 | 307.9068 | 30.79% | 0%
11 | 11 | 14 | 0 | 0 | 45.132 | 4.513% | 0% | 11 | 11 | 14 | 0 | 0 | 45.132 | 4.513% | 0%
11 | 11 | 15 | 0 | 0 | 193.032 | 19.3% | 0% | 11 | 11 | 15 | 0 | 0 | 193.032 | 19.3% | 0%
11 | 11 | 16 | 0 | 0 | 66.954 | 6.695% | 0% | 11 | 11 | 16 | 0 | 0 | 66.954 | 6.695% | 0%
11 | 11 | 17 | 0 | 0 | 0 | 0% | 0% | 11 | 11 | 17 | 0 | 0 | 0 | 0% | 0%
11 | 11 | 18 | 3.3127e-10 | 4.1679e-10 | 0 | 0% | 0% | 11 | 11 | 18 | 3.3127e-10 | 4.1362e-10 | 0 | 0% | 0%
11 | 11 | 19 | 0 | 0 | 0 | 0% | 0% | 11 | 11 | 19 | 0 | 0 | 0 | 0% | 0%
11 | 11 | 20 | 0 | 0 | 0 | 0% | 0% | 11 | 11 | 20 | 0 | 0 | 0 | 0% | 0%
11 | 11 | 21 | 0 | 0 | 0 | 0% | 0% | 11 | 11 | 21 | 0 | 0 | 0 | 0% | 0%
11 | 11 | 22 | 0 | 0 | 0 | 0% | 0% | 11 | 11 | 22 | 0 | 0 | 0 | 0% | 0%
11 | 11 | 23 | 0 | 0 | 0 | 0% | 0% | 11 | 11 | 23 | 0 | 0 | 0 | 0% | 0%
11 | 12 | 0 | 0 | 0 | 0 | 0% | 0% | 11 | 12 | 0 | 0 | 0 | 0 | 0% | 0%
11 | 12 | 1 | 0 | 0 | 0 | 0% | 0% | 11 | 12 | 1 | 0 | 0 | 0 | 0% | 0%
11 | 12 | 2 | 0 | 0 | 0 | 0% | 0% | 11 | 12 | 2 | 0 | 0 | 0 | 0% | 0%
11 | 12 | 3 | 0 | 0 | 0 | 0% | 0% | 11 | 12 | 3 | 0 | 0 | 0 | 0% | 0%
11 | 12 | 4 | 0 | 0 | 0 | 0% | 0% | 11 | 12 | 4 | 0 | 0 | 0 | 0% | 0%
11 | 12 | 5 | 0 | 0 | 0 | 0% | 0% | 11 | 12 | 5 | 0 | 0 | 0 | 0% | 0%
11 | 12 | 6 | 0 | 0 | 0 | 0% | 0% | 11 | 12 | 6 | 0 | 0 | 0 | 0% | 0%
11 | 12 | 7 | 2.5497e-09 | 3.2079e-09 | 0 | 0% | 0% | 11 | 12 | 7 | 2.5497e-09 | 3.1835e-09 | 0 | 0% | 0%
11 | 12 | 8 | 1.8369e-09 | 2.3111e-09 | 216.0996 | 21.61% | 4.994e-08% | 11 | 12 | 8 | 1.8369e-09 | 2.2935e-09 | 216.0996 | 21.61% | 4.956e-08%
11 | 12 | 9 | 5.7892e-10 | 7.2837e-10 | 434.0868 | 43.41% | 3.162e-08% | 11 | 12 | 9 | 5.7892e-10 | 7.2283e-10 | 434.0868 | 43.41% | 3.138e-08%
11 | 12 | 10 | 1.137e-10 | 1.4305e-10 | 593.2476 | 59.32% | 8.487e-09% | 11 | 12 | 10 | 1.1497e-10 | 1.4355e-10 | 593.2476 | 59.32% | 8.516e-09%
11 | 12 | 11 | 0 | 0 | 498.9744 | 49.9% | 0% | 11 | 12 | 11 | 0 | 0 | 498.9744 | 49.9% | 0%
11 | 12 | 12 | 0 | 0 | 417.8676 | 41.79% | 0% | 11 | 12 | 12 | 0 | 0 | 417.8676 | 41.79% | 0%
11 | 12 | 13 | 0 | 0 | 397.2408 | 39.72% | 0% | 11 | 12 | 13 | 0 | 0 | 397.2408 | 39.72% | 0%
11 | 12 | 14 | 0 | 0 | 399.4224 | 39.94% | 0% | 11 | 12 | 14 | 0 | 0 | 399.4224 | 39.94% | 0%
11 | 12 | 15 | 0 | 0 | 97.8432 | 9.784% | 0% | 11 | 12 | 15 | 0 | 0 | 97.8432 | 9.784% | 0%
11 | 12 | 16 | 0 | 0 | 56.6832 | 5.668% | 0% | 11 | 12 | 16 | 0 | 0 | 56.6832 | 5.668% | 0%
11 | 12 | 17 | 0 | 0 | 0 | 0% | 0% | 11 | 12 | 17 | 0 | 0 | 0 | 0% | 0%
11 | 12 | 18 | 0 | 0 | 0 | 0% | 0% | 11 | 12 | 18 | 0 | 0 | 0 | 0% | 0%
11 | 12 | 19 | 0 | 0 | 0 | 0% | 0% | 11 | 12 | 19 | 0 | 0 | 0 | 0% | 0%
11 | 12 | 20 | 0 | 0 | 0 | 0% | 0% | 11 | 12 | 20 | 0 | 0 | 0 | 0% | 0%
11 | 12 | 21 | 0 | 0 | 0 | 0% | 0% | 11 | 12 | 21 | 0 | 0 | 0 | 0% | 0%
11 | 12 | 22 | 0 | 0 | 0 | 0% | 0% | 11 | 12 | 22 | 0 | 0 | 0 | 0% | 0%
11 | 12 | 23 | 0 | 0 | 0 | 0% | 0% | 11 | 12 | 23 | 0 | 0 | 0 | 0% | 0%
11 | 13 | 0 | 0 | 0 | 0 | 0% | 0% | 11 | 13 | 0 | 0 | 0 | 0 | 0% | 0%
11 | 13 | 1 | 0 | 0 | 0 | 0% | 0% | 11 | 13 | 1 | 0 | 0 | 0 | 0% | 0%
11 | 13 | 2 | 0 | 0 | 0 | 0% | 0% | 11 | 13 | 2 | 0 | 0 | 0 | 0% | 0%
11 | 13 | 3 | 0 | 0 | 0 | 0% | 0% | 11 | 13 | 3 | 0 | 0 | 0 | 0% | 0%
11 | 13 | 4 | 0 | 0 | 0 | 0% | 0% | 11 | 13 | 4 | 0 | 0 | 0 | 0% | 0%
11 | 13 | 5 | 0 | 0 | 0 | 0% | 0% | 11 | 13 | 5 | 0 | 0 | 0 | 0% | 0%
11 | 13 | 6 | 0 | 0 | 0 | 0% | 0% | 11 | 13 | 6 | 0 | 0 | 0 | 0% | 0%
11 | 13 | 7 | 0 | 0 | 0 | 0% | 0% | 11 | 13 | 7 | 0 | 0 | 0 | 0% | 0%
11 | 13 | 8 | 0 | 0 | 4.2816 | 0.4282% | 0% | 11 | 13 | 8 | 0 | 0 | 4.2816 | 0.4282% | 0%
11 | 13 | 9 | 0 | 0 | 13.4484 | 1.345% | 0% | 11 | 13 | 9 | 0 | 0 | 13.4484 | 1.345% | 0%
11 | 13 | 10 | 0 | 0 | 22.4052 | 2.241% | 0% | 11 | 13 | 10 | 0 | 0 | 22.4052 | 2.241% | 0%
11 | 13 | 11 | 0 | 0 | 167.9652 | 16.8% | 0% | 11 | 13 | 11 | 0 | 0 | 167.9652 | 16.8% | 0%
11 | 13 | 12 | 0 | 0 | 121.7748 | 12.18% | 0% | 11 | 13 | 12 | 0 | 0 | 121.7748 | 12.18% | 0%
11 | 13 | 13 | 0 | 0 | 200.952 | 20.1% | 0% | 11 | 13 | 13 | 0 | 0 | 200.952 | 20.1% | 0%
11 | 13 | 14 | 0 | 0 | 78.348 | 7.835% | 0% | 11 | 13 | 14 | 0 | 0 | 78.348 | 7.835% | 0%
11 | 13 | 15 | 0 | 0 | 68.4084 | 6.841% | 0% | 11 | 13 | 15 | 0 | 0 | 68.4084 | 6.841% | 0%
11 | 13 | 16 | 0 | 0 | 169.4916 | 16.95% | 0% | 11 | 13 | 16 | 0 | 0 | 169.4916 | 16.95% | 0%
11 | 13 | 17 | 0 | 0 | 0 | 0% | 0% | 11 | 13 | 17 | 0 | 0 | 0 | 0% | 0%
11 | 13 | 18 | 0 | 0 | 0 | 0% | 0% | 11 | 13 | 18 | 0 | 0 | 0 | 0% | 0%
11 | 13 | 19 | 0 | 0 | 0 | 0% | 0% | 11 | 13 | 19 | 0 | 0 | 0 | 0% | 0%
11 | 13 | 20 | 0 | 0 | 0 | 0% | 0% | 11 | 13 | 20 | 0 | 0 | 0 | 0% | 0%
11 | 13 | 21 | 0 | 0 | 0 | 0% | 0% | 11 | 13 | 21 | 0 | 0 | 0 | 0% | 0%
11 | 13 | 22 | 0 | 0 | 0 | 0% | 0% | 11 | 13 | 22 | 0 | 0 | 0 | 0% | 0%
11 | 13 | 23 | 0 | 0 | 0 | 0% | 0% | 11 | 13 | 23 | 0 | 0 | 0 | 0% | 0%
11 | 14 | 0 | 0 | 0 | 0 | 0% | 0% | 11 | 14 | 0 | 0 | 0 | 0 | 0% | 0%
11 | 14 | 1 | 0 | 0 | 0 | 0% | 0% | 11 | 14 | 1 | 0 | 0 | 0 | 0% | 0%
11 | 14 | 2 | 0 | 0 | 0 | 0% | 0% | 11 | 14 | 2 | 0 | 0 | 0 | 0% | 0%
11 | 14 | 3 | 0 | 0 | 0 | 0% | 0% | 11 | 14 | 3 | 0 | 0 | 0 | 0% | 0%
11 | 14 | 4 | 0 | 0 | 0 | 0% | 0% | 11 | 14 | 4 | 0 | 0 | 0 | 0% | 0%
11 | 14 | 5 | 0 | 0 | 0 | 0% | 0% | 11 | 14 | 5 | 0 | 0 | 0 | 0% | 0%
11 | 14 | 6 | 0 | 0 | 0 | 0% | 0% | 11 | 14 | 6 | 0 | 0 | 0 | 0% | 0%
11 | 14 | 7 | 0 | 0 | 0 | 0% | 0% | 11 | 14 | 7 | 0 | 0 | 0 | 0% | 0%
11 | 14 | 8 | 0 | 0 | 32.1576 | 3.216% | 0% | 11 | 14 | 8 | 0 | 0 | 32.1576 | 3.216% | 0%
11 | 14 | 9 | 0 | 0 | 77.6616 | 7.766% | 0% | 11 | 14 | 9 | 0 | 0 | 77.6616 | 7.766% | 0%
11 | 14 | 10 | 0 | 0 | 114.6012 | 11.46% | 0% | 11 | 14 | 10 | 0 | 0 | 114.6012 | 11.46% | 0%
11 | 14 | 11 | 0 | 0 | 139.2492 | 13.92% | 0% | 11 | 14 | 11 | 0 | 0 | 139.2492 | 13.92% | 0%
11 | 14 | 12 | 0 | 0 | 21.4824 | 2.148% | 0% | 11 | 14 | 12 | 0 | 0 | 21.4824 | 2.148% | 0%
11 | 14 | 13 | 0 | 0 | 85.308 | 8.531% | 0% | 11 | 14 | 13 | 0 | 0 | 85.308 | 8.531% | 0%
11 | 14 | 14 | 0 | 0 | 300.6432 | 30.06% | 0% | 11 | 14 | 14 | 0 | 0 | 300.6432 | 30.06% | 0%
11 | 14 | 15 | 0 | 0 | 163.6692 | 16.37% | 0% | 11 | 14 | 15 | 0 | 0 | 163.6692 | 16.37% | 0%
11 | 14 | 16 | 0 | 0 | 0 | 0% | 0% | 11 | 14 | 16 | 0 | 0 | 0 | 0% | 0%
11 | 14 | 17 | 0 | 0 | 0 | 0% | 0% | 11 | 14 | 17 | 0 | 0 | 0 | 0% | 0%
11 | 14 | 18 | 0 | 0 | 0 | 0% | 0% | 11 | 14 | 18 | 0 | 0 | 0 | 0% | 0%
11 | 14 | 19 | 0 | 0 | 0 | 0% | 0% | 11 | 14 | 19 | 0 | 0 | 0 | 0% | 0%
11 | 14 | 20 | 0 | 0 | 0 | 0% | 0% | 11 | 14 | 20 | 0 | 0 | 0 | 0% | 0%
11 | 14 | 21 | 0 | 0 | 0 | 0% | 0% | 11 | 14 | 21 | 0 | 0 | 0 | 0% | 0%
11 | 14 | 22 | 0 | 0 | 0 | 0% | 0% | 11 | 14 | 22 | 0 | 0 | 0 | 0% | 0%
11 | 14 | 23 | 0 | 0 | 0 | 0% | 0% | 11 | 14 | 23 | 0 | 0 | 0 | 0% | 0%
11 | 15 | 0 | 0 | 0 | 0 | 0% | 0% | 11 | 15 | 0 | 0 | 0 | 0 | 0% | 0%
11 | 15 | 1 | 0 | 0 | 0 | 0% | 0% | 11 | 15 | 1 | 0 | 0 | 0 | 0% | 0%
11 | 15 | 2 | 0 | 0 | 0 | 0% | 0% | 11 | 15 | 2 | 0 | 0 | 0 | 0% | 0%
11 | 15 | 3 | 0 | 0 | 0 | 0% | 0% | 11 | 15 | 3 | 0 | 0 | 0 | 0% | 0%
11 | 15 | 4 | 0 | 0 | 0 | 0% | 0% | 11 | 15 | 4 | 0 | 0 | 0 | 0% | 0%
11 | 15 | 5 | 0 | 0 | 0 | 0% | 0% | 11 | 15 | 5 | 0 | 0 | 0 | 0% | 0%
11 | 15 | 6 | 2.5497e-09 | 3.2079e-09 | 0 | 0% | 0% | 11 | 15 | 6 | 2.5497e-09 | 3.1835e-09 | 0 | 0% | 0%
11 | 15 | 7 | 1.0165e-07 | 1.2789e-07 | 0 | 0% | 0% | 11 | 15 | 7 | 1.0165e-07 | 1.2692e-07 | 0 | 0% | 0%
11 | 15 | 8 | 2.2828e-07 | 2.8721e-07 | 59.4264 | 5.943% | 1.707e-06% | 11 | 15 | 8 | 2.299e-07 | 2.8705e-07 | 59.4264 | 5.943% | 1.706e-06%
11 | 15 | 9 | 3.8711e-07 | 4.8704e-07 | 323.6952 | 32.37% | 1.577e-05% | 11 | 15 | 9 | 3.9243e-07 | 4.8999e-07 | 323.6952 | 32.37% | 1.586e-05%
11 | 15 | 10 | 9.1709e-08 | 1.1538e-07 | 165.222 | 16.52% | 1.906e-06% | 11 | 15 | 10 | 9.313e-08 | 1.1628e-07 | 165.222 | 16.52% | 1.921e-06%
11 | 15 | 11 | 3.6106e-08 | 4.5427e-08 | 132.192 | 13.22% | 6.005e-07% | 11 | 15 | 11 | 3.7225e-08 | 4.6478e-08 | 132.192 | 13.22% | 6.144e-07%
11 | 15 | 12 | 3.2199e-08 | 4.0511e-08 | 76.8228 | 7.682% | 3.112e-07% | 11 | 15 | 12 | 3.3178e-08 | 4.1426e-08 | 76.8228 | 7.682% | 3.182e-07%
11 | 15 | 13 | 1.0733e-08 | 1.3503e-08 | 152.958 | 15.3% | 2.065e-07% | 11 | 15 | 13 | 1.1067e-08 | 1.3819e-08 | 152.958 | 15.3% | 2.114e-07%
11 | 15 | 14 | 1.0084e-08 | 1.2687e-08 | 117.1476 | 11.71% | 1.486e-07% | 11 | 15 | 14 | 1.0337e-08 | 1.2907e-08 | 117.1476 | 11.71% | 1.512e-07%
11 | 15 | 15 | 3.6999e-09 | 4.655e-09 | 85.8972 | 8.59% | 3.999e-08% | 11 | 15 | 15 | 3.7576e-09 | 4.6916e-09 | 85.8972 | 8.59% | 4.03e-08%
11 | 15 | 16 | 1.8996e-09 | 2.39e-09 | 30.96 | 3.096% | 7.399e-09% | 11 | 15 | 16 | 1.8996e-09 | 2.3718e-09 | 30.96 | 3.096% | 7.343e-09%
11 | 15 | 17 | 2.5956e-08 | 3.2656e-08 | 0 | 0% | 0% | 11 | 15 | 17 | 2.5956e-08 | 3.2408e-08 | 0 | 0% | 0%
11 | 15 | 18 | 1.0314e-07 | 1.2976e-07 | 0 | 0% | 0% | 11 | 15 | 18 | 1.0314e-07 | 1.2878e-07 | 0 | 0% | 0%
11 | 15 | 19 | 5.7831e-08 | 7.2761e-08 | 0 | 0% | 0% | 11 | 15 | 19 | 5.7831e-08 | 7.2207e-08 | 0 | 0% | 0%
11 | 15 | 20 | 2.3647e-08 | 2.9752e-08 | 0 | 0% | 0% | 11 | 15 | 20 | 2.3647e-08 | 2.9526e-08 | 0 | 0% | 0%
11 | 15 | 21 | 3.401e-09 | 4.279e-09 | 0 | 0% | 0% | 11 | 15 | 21 | 3.401e-09 | 4.2464e-09 | 0 | 0% | 0%
11 | 15 | 22 | 0 | 0 | 0 | 0% | 0% | 11 | 15 | 22 | 0 | 0 | 0 | 0% | 0%
11 | 15 | 23 | 0 | 0 | 0 | 0% | 0% | 11 | 15 | 23 | 0 | 0 | 0 | 0% | 0%
11 | 16 | 0 | 0 | 0 | 0 | 0% | 0% | 11 | 16 | 0 | 0 | 0 | 0 | 0% | 0%
11 | 16 | 1 | 0 | 0 | 0 | 0% | 0% | 11 | 16 | 1 | 0 | 0 | 0 | 0% | 0%
11 | 16 | 2 | 0 | 0 | 0 | 0% | 0% | 11 | 16 | 2 | 0 | 0 | 0 | 0% | 0%
11 | 16 | 3 | 0 | 0 | 0 | 0% | 0% | 11 | 16 | 3 | 0 | 0 | 0 | 0% | 0%
11 | 16 | 4 | 0 | 0 | 0 | 0% | 0% | 11 | 16 | 4 | 0 | 0 | 0 | 0% | 0%
11 | 16 | 5 | 0 | 0 | 0 | 0% | 0% | 11 | 16 | 5 | 0 | 0 | 0 | 0% | 0%
11 | 16 | 6 | 0 | 0 | 0 | 0% | 0% | 11 | 16 | 6 | 0 | 0 | 0 | 0% | 0%
11 | 16 | 7 | 3.401e-09 | 4.279e-09 | 0 | 0% | 0% | 11 | 16 | 7 | 3.401e-09 | 4.2464e-09 | 0 | 0% | 0%
11 | 16 | 8 | 5.5219e-09 | 6.9473e-09 | 172.1652 | 17.22% | 1.196e-07% | 11 | 16 | 8 | 5.5219e-09 | 6.8945e-09 | 172.1652 | 17.22% | 1.187e-07%
11 | 16 | 9 | 6.3321e-09 | 7.9667e-09 | 475.8804 | 47.59% | 3.791e-07% | 11 | 16 | 9 | 6.4356e-09 | 8.0354e-09 | 475.8804 | 47.59% | 3.824e-07%
11 | 16 | 10 | 1.1954e-08 | 1.5041e-08 | 643.0152 | 64.3% | 9.671e-07% | 11 | 16 | 10 | 1.2247e-08 | 1.5291e-08 | 643.0152 | 64.3% | 9.832e-07%
11 | 16 | 11 | 1.2446e-08 | 1.5658e-08 | 519.3468 | 51.93% | 8.132e-07% | 11 | 16 | 11 | 1.2841e-08 | 1.6034e-08 | 519.3468 | 51.93% | 8.327e-07%
11 | 16 | 12 | 1.3458e-08 | 1.6932e-08 | 497.2536 | 49.73% | 8.42e-07% | 11 | 16 | 12 | 1.3891e-08 | 1.7344e-08 | 497.2536 | 49.73% | 8.625e-07%
11 | 16 | 13 | 6.2829e-09 | 7.9049e-09 | 393.1788 | 39.32% | 3.108e-07% | 11 | 16 | 13 | 6.4868e-09 | 8.0993e-09 | 393.1788 | 39.32% | 3.184e-07%
11 | 16 | 14 | 4.8575e-09 | 6.1115e-09 | 386.8176 | 38.68% | 2.364e-07% | 11 | 16 | 14 | 4.9763e-09 | 6.2133e-09 | 386.8176 | 38.68% | 2.403e-07%
11 | 16 | 15 | 2.8395e-09 | 3.5725e-09 | 161.5152 | 16.15% | 5.77e-08% | 11 | 16 | 15 | 2.8912e-09 | 3.6099e-09 | 161.5152 | 16.15% | 5.831e-08%
11 | 16 | 16 | 2.1505e-09 | 2.7057e-09 | 232.926 | 23.29% | 6.302e-08% | 11 | 16 | 16 | 2.1876e-09 | 2.7314e-09 | 232.926 | 23.29% | 6.362e-08%
11 | 16 | 17 | 1.8863e-08 | 2.3733e-08 | 0 | 0% | 0% | 11 | 16 | 17 | 1.8863e-08 | 2.3552e-08 | 0 | 0% | 0%
11 | 16 | 18 | 4.1308e-08 | 5.1972e-08 | 0 | 0% | 0% | 11 | 16 | 18 | 4.1308e-08 | 5.1576e-08 | 0 | 0% | 0%
11 | 16 | 19 | 4.6184e-08 | 5.8106e-08 | 0 | 0% | 0% | 11 | 16 | 19 | 4.6184e-08 | 5.7664e-08 | 0 | 0% | 0%
11 | 16 | 20 | 1.6121e-08 | 2.0283e-08 | 0 | 0% | 0% | 11 | 16 | 20 | 1.6121e-08 | 2.0129e-08 | 0 | 0% | 0%
11 | 16 | 21 | 3.0523e-09 | 3.8403e-09 | 0 | 0% | 0% | 11 | 16 | 21 | 3.0523e-09 | 3.8111e-09 | 0 | 0% | 0%
11 | 16 | 22 | 0 | 0 | 0 | 0% | 0% | 11 | 16 | 22 | 0 | 0 | 0 | 0% | 0%
11 | 16 | 23 | 0 | 0 | 0 | 0% | 0% | 11 | 16 | 23 | 0 | 0 | 0 | 0% | 0%
11 | 17 | 0 | 0 | 0 | 0 | 0% | 0% | 11 | 17 | 0 | 0 | 0 | 0 | 0% | 0%
11 | 17 | 1 | 0 | 0 | 0 | 0% | 0% | 11 | 17 | 1 | 0 | 0 | 0 | 0% | 0%
11 | 17 | 2 | 0 | 0 | 0 | 0% | 0% | 11 | 17 | 2 | 0 | 0 | 0 | 0% | 0%
11 | 17 | 3 | 0 | 0 | 0 | 0% | 0% | 11 | 17 | 3 | 0 | 0 | 0 | 0% | 0%
11 | 17 | 4 | 0 | 0 | 0 | 0% | 0% | 11 | 17 | 4 | 0 | 0 | 0 | 0% | 0%
11 | 17 | 5 | 0 | 0 | 0 | 0% | 0% | 11 | 17 | 5 | 0 | 0 | 0 | 0% | 0%
11 | 17 | 6 | 2.6663e-10 | 3.3546e-10 | 0 | 0% | 0% | 11 | 17 | 6 | 2.6663e-10 | 3.3291e-10 | 0 | 0% | 0%
11 | 17 | 7 | 2.6348e-08 | 3.315e-08 | 0 | 0% | 0% | 11 | 17 | 7 | 2.6348e-08 | 3.2898e-08 | 0 | 0% | 0%
11 | 17 | 8 | 1.3668e-08 | 1.7197e-08 | 229.5144 | 22.95% | 3.947e-07% | 11 | 17 | 8 | 1.3668e-08 | 1.7066e-08 | 229.5144 | 22.95% | 3.917e-07%
11 | 17 | 9 | 2.7596e-08 | 3.472e-08 | 474.7596 | 47.48% | 1.648e-06% | 11 | 17 | 9 | 2.8007e-08 | 3.4969e-08 | 474.7596 | 47.48% | 1.66e-06%
11 | 17 | 10 | 1.6141e-08 | 2.0308e-08 | 636.0312 | 63.6% | 1.292e-06% | 11 | 17 | 10 | 1.653e-08 | 2.0639e-08 | 636.0312 | 63.6% | 1.313e-06%
11 | 17 | 11 | 9.2552e-09 | 1.1644e-08 | 661.4328 | 66.14% | 7.702e-07% | 11 | 17 | 11 | 9.4797e-09 | 1.1836e-08 | 661.4328 | 66.14% | 7.829e-07%
11 | 17 | 12 | 4.6628e-09 | 5.8665e-09 | 598.7364 | 59.87% | 3.512e-07% | 11 | 17 | 12 | 4.7795e-09 | 5.9675e-09 | 598.7364 | 59.87% | 3.573e-07%
11 | 17 | 13 | 2.2604e-09 | 2.844e-09 | 601.3272 | 60.13% | 1.71e-07% | 11 | 17 | 13 | 2.2967e-09 | 2.8676e-09 | 601.3272 | 60.13% | 1.724e-07%
11 | 17 | 14 | 4.2184e-10 | 5.3074e-10 | 607.7244 | 60.77% | 3.225e-08% | 11 | 17 | 14 | 4.2184e-10 | 5.267e-10 | 607.7244 | 60.77% | 3.201e-08%
11 | 17 | 15 | 0 | 0 | 430.0392 | 43% | 0% | 11 | 17 | 15 | 0 | 0 | 430.0392 | 43% | 0%
11 | 17 | 16 | 0 | 0 | 209.3484 | 20.93% | 0% | 11 | 17 | 16 | 0 | 0 | 209.3484 | 20.93% | 0%
11 | 17 | 17 | 2.2043e-09 | 2.7734e-09 | 0 | 0% | 0% | 11 | 17 | 17 | 2.2043e-09 | 2.7523e-09 | 0 | 0% | 0%
11 | 17 | 18 | 2.0708e-08 | 2.6054e-08 | 0 | 0% | 0% | 11 | 17 | 18 | 2.0708e-08 | 2.5856e-08 | 0 | 0% | 0%
11 | 17 | 19 | 9.5471e-09 | 1.2012e-08 | 0 | 0% | 0% | 11 | 17 | 19 | 9.5471e-09 | 1.192e-08 | 0 | 0% | 0%
11 | 17 | 20 | 1.6778e-08 | 2.1109e-08 | 0 | 0% | 0% | 11 | 17 | 20 | 1.6778e-08 | 2.0948e-08 | 0 | 0% | 0%
11 | 17 | 21 | 5.9822e-09 | 7.5266e-09 | 0 | 0% | 0% | 11 | 17 | 21 | 5.9822e-09 | 7.4693e-09 | 0 | 0% | 0%
11 | 17 | 22 | 7.3194e-10 | 9.209e-10 | 0 | 0% | 0% | 11 | 17 | 22 | 7.3194e-10 | 9.1389e-10 | 0 | 0% | 0%
11 | 17 | 23 | 0 | 0 | 0 | 0% | 0% | 11 | 17 | 23 | 0 | 0 | 0 | 0% | 0%
11 | 18 | 0 | 0 | 0 | 0 | 0% | 0% | 11 | 18 | 0 | 0 | 0 | 0 | 0% | 0%
11 | 18 | 1 | 0 | 0 | 0 | 0% | 0% | 11 | 18 | 1 | 0 | 0 | 0 | 0% | 0%
11 | 18 | 2 | 0 | 0 | 0 | 0% | 0% | 11 | 18 | 2 | 0 | 0 | 0 | 0% | 0%
11 | 18 | 3 | 0 | 0 | 0 | 0% | 0% | 11 | 18 | 3 | 0 | 0 | 0 | 0% | 0%
11 | 18 | 4 | 0 | 0 | 0 | 0% | 0% | 11 | 18 | 4 | 0 | 0 | 0 | 0% | 0%
11 | 18 | 5 | 0 | 0 | 0 | 0% | 0% | 11 | 18 | 5 | 0 | 0 | 0 | 0% | 0%
11 | 18 | 6 | 2.1678e-09 | 2.7274e-09 | 0 | 0% | 0% | 11 | 18 | 6 | 2.1678e-09 | 2.7067e-09 | 0 | 0% | 0%
11 | 18 | 7 | 5.692e-08 | 7.1613e-08 | 0 | 0% | 0% | 11 | 18 | 7 | 5.692e-08 | 7.1069e-08 | 0 | 0% | 0%
11 | 18 | 8 | 5.6069e-08 | 7.0543e-08 | 219.0648 | 21.91% | 1.545e-06% | 11 | 18 | 8 | 5.6069e-08 | 7.0007e-08 | 219.0648 | 21.91% | 1.534e-06%
11 | 18 | 9 | 4.9428e-08 | 6.2188e-08 | 239.4888 | 23.95% | 1.489e-06% | 11 | 18 | 9 | 4.9428e-08 | 6.1715e-08 | 239.4888 | 23.95% | 1.478e-06%
11 | 18 | 10 | 4.4533e-08 | 5.6029e-08 | 178.6032 | 17.86% | 1.001e-06% | 11 | 18 | 10 | 4.4874e-08 | 5.6029e-08 | 178.6032 | 17.86% | 1.001e-06%
11 | 18 | 11 | 1.7322e-08 | 2.1794e-08 | 526.3272 | 52.63% | 1.147e-06% | 11 | 18 | 11 | 1.7473e-08 | 2.1817e-08 | 526.3272 | 52.63% | 1.148e-06%
11 | 18 | 12 | 1.3243e-08 | 1.6662e-08 | 725.1228 | 72.51% | 1.208e-06% | 11 | 18 | 12 | 1.3357e-08 | 1.6677e-08 | 725.1228 | 72.51% | 1.209e-06%
11 | 18 | 13 | 1.3461e-08 | 1.6935e-08 | 679.2612 | 67.93% | 1.15e-06% | 11 | 18 | 13 | 1.3565e-08 | 1.6937e-08 | 679.2612 | 67.93% | 1.15e-06%
11 | 18 | 14 | 4.624e-09 | 5.8177e-09 | 446.19 | 44.62% | 2.596e-07% | 11 | 18 | 14 | 4.6608e-09 | 5.8194e-09 | 446.19 | 44.62% | 2.597e-07%
11 | 18 | 15 | 5.6156e-09 | 7.0653e-09 | 375.8184 | 37.58% | 2.655e-07% | 11 | 18 | 15 | 5.6156e-09 | 7.0115e-09 | 375.8184 | 37.58% | 2.635e-07%
11 | 18 | 16 | 6.0274e-09 | 7.5834e-09 | 149.5896 | 14.96% | 1.134e-07% | 11 | 18 | 16 | 6.0274e-09 | 7.5257e-09 | 149.5896 | 14.96% | 1.126e-07%
11 | 18 | 17 | 4.3522e-08 | 5.4758e-08 | 0 | 0% | 0% | 11 | 18 | 17 | 4.3522e-08 | 5.4341e-08 | 0 | 0% | 0%
11 | 18 | 18 | 4.3196e-08 | 5.4347e-08 | 0 | 0% | 0% | 11 | 18 | 18 | 4.3196e-08 | 5.3933e-08 | 0 | 0% | 0%
11 | 18 | 19 | 4.1611e-08 | 5.2352e-08 | 0 | 0% | 0% | 11 | 18 | 19 | 4.1611e-08 | 5.1954e-08 | 0 | 0% | 0%
11 | 18 | 20 | 2.9343e-08 | 3.6918e-08 | 0 | 0% | 0% | 11 | 18 | 20 | 2.9343e-08 | 3.6637e-08 | 0 | 0% | 0%
11 | 18 | 21 | 5.9384e-09 | 7.4715e-09 | 0 | 0% | 0% | 11 | 18 | 21 | 5.9384e-09 | 7.4146e-09 | 0 | 0% | 0%
11 | 18 | 22 | 0 | 0 | 0 | 0% | 0% | 11 | 18 | 22 | 0 | 0 | 0 | 0% | 0%
11 | 18 | 23 | 0 | 0 | 0 | 0% | 0% | 11 | 18 | 23 | 0 | 0 | 0 | 0% | 0%
11 | 19 | 0 | 0 | 0 | 0 | 0% | 0% | 11 | 19 | 0 | 0 | 0 | 0 | 0% | 0%
11 | 19 | 1 | 0 | 0 | 0 | 0% | 0% | 11 | 19 | 1 | 0 | 0 | 0 | 0% | 0%
11 | 19 | 2 | 0 | 0 | 0 | 0% | 0% | 11 | 19 | 2 | 0 | 0 | 0 | 0% | 0%
11 | 19 | 3 | 0 | 0 | 0 | 0% | 0% | 11 | 19 | 3 | 0 | 0 | 0 | 0% | 0%
11 | 19 | 4 | 0 | 0 | 0 | 0% | 0% | 11 | 19 | 4 | 0 | 0 | 0 | 0% | 0%
11 | 19 | 5 | 0 | 0 | 0 | 0% | 0% | 11 | 19 | 5 | 0 | 0 | 0 | 0% | 0%
11 | 19 | 6 | 1.3023e-10 | 1.6385e-10 | 0 | 0% | 0% | 11 | 19 | 6 | 1.3023e-10 | 1.6261e-10 | 0 | 0% | 0%
11 | 19 | 7 | 1.2342e-08 | 1.5528e-08 | 0 | 0% | 0% | 11 | 19 | 7 | 1.2342e-08 | 1.541e-08 | 0 | 0% | 0%
11 | 19 | 8 | 1.2839e-08 | 1.6153e-08 | 13.8432 | 1.384% | 2.236e-08% | 11 | 19 | 8 | 1.2839e-08 | 1.603e-08 | 13.8432 | 1.384% | 2.219e-08%
11 | 19 | 9 | 4.2574e-09 | 5.3564e-09 | 134.7612 | 13.48% | 7.218e-08% | 11 | 19 | 9 | 4.2932e-09 | 5.3604e-09 | 134.7612 | 13.48% | 7.224e-08%
11 | 19 | 10 | 2.553e-09 | 3.2121e-09 | 144.558 | 14.46% | 4.643e-08% | 11 | 19 | 10 | 2.5751e-09 | 3.2152e-09 | 144.558 | 14.46% | 4.648e-08%
11 | 19 | 11 | 1.9013e-09 | 2.3921e-09 | 198.8148 | 19.88% | 4.756e-08% | 11 | 19 | 11 | 1.9013e-09 | 2.3739e-09 | 198.8148 | 19.88% | 4.72e-08%
11 | 19 | 12 | 7.637e-10 | 9.6085e-10 | 150.7464 | 15.07% | 1.448e-08% | 11 | 19 | 12 | 7.637e-10 | 9.5354e-10 | 150.7464 | 15.07% | 1.437e-08%
11 | 19 | 13 | 0 | 0 | 126.1032 | 12.61% | 0% | 11 | 19 | 13 | 0 | 0 | 126.1032 | 12.61% | 0%
11 | 19 | 14 | 0 | 0 | 113.9508 | 11.4% | 0% | 11 | 19 | 14 | 0 | 0 | 113.9508 | 11.4% | 0%
11 | 19 | 15 | 0 | 0 | 82.02 | 8.202% | 0% | 11 | 19 | 15 | 0 | 0 | 82.02 | 8.202% | 0%
11 | 19 | 16 | 0 | 0 | 40.6992 | 4.07% | 0% | 11 | 19 | 16 | 0 | 0 | 40.6992 | 4.07% | 0%
11 | 19 | 17 | 0 | 0 | 0 | 0% | 0% | 11 | 19 | 17 | 0 | 0 | 0 | 0% | 0%
11 | 19 | 18 | 2.2043e-09 | 2.7734e-09 | 0 | 0% | 0% | 11 | 19 | 18 | 2.2043e-09 | 2.7523e-09 | 0 | 0% | 0%
11 | 19 | 19 | 1.9815e-09 | 2.493e-09 | 0 | 0% | 0% | 11 | 19 | 19 | 1.9815e-09 | 2.474e-09 | 0 | 0% | 0%
11 | 19 | 20 | 1.2097e-09 | 1.5219e-09 | 0 | 0% | 0% | 11 | 19 | 20 | 1.2097e-09 | 1.5104e-09 | 0 | 0% | 0%
11 | 19 | 21 | 0 | 0 | 0 | 0% | 0% | 11 | 19 | 21 | 0 | 0 | 0 | 0% | 0%
11 | 19 | 22 | 0 | 0 | 0 | 0% | 0% | 11 | 19 | 22 | 0 | 0 | 0 | 0% | 0%
11 | 19 | 23 | 0 | 0 | 0 | 0% | 0% | 11 | 19 | 23 | 0 | 0 | 0 | 0% | 0%
11 | 20 | 0 | 0 | 0 | 0 | 0% | 0% | 11 | 20 | 0 | 0 | 0 | 0 | 0% | 0%
11 | 20 | 1 | 0 | 0 | 0 | 0% | 0% | 11 | 20 | 1 | 0 | 0 | 0 | 0% | 0%
11 | 20 | 2 | 0 | 0 | 0 | 0% | 0% | 11 | 20 | 2 | 0 | 0 | 0 | 0% | 0%
11 | 20 | 3 | 0 | 0 | 0 | 0% | 0% | 11 | 20 | 3 | 0 | 0 | 0 | 0% | 0%
11 | 20 | 4 | 0 | 0 | 0 | 0% | 0% | 11 | 20 | 4 | 0 | 0 | 0 | 0% | 0%
11 | 20 | 5 | 0 | 0 | 0 | 0% | 0% | 11 | 20 | 5 | 0 | 0 | 0 | 0% | 0%
11 | 20 | 6 | 0 | 0 | 0 | 0% | 0% | 11 | 20 | 6 | 0 | 0 | 0 | 0% | 0%
11 | 20 | 7 | 0 | 0 | 0 | 0% | 0% | 11 | 20 | 7 | 0 | 0 | 0 | 0% | 0%
11 | 20 | 8 | 0 | 0 | 44.604 | 4.46% | 0% | 11 | 20 | 8 | 0 | 0 | 44.604 | 4.46% | 0%
11 | 20 | 9 | 0 | 0 | 118.0236 | 11.8% | 0% | 11 | 20 | 9 | 0 | 0 | 118.0236 | 11.8% | 0%
11 | 20 | 10 | 0 | 0 | 176.2836 | 17.63% | 0% | 11 | 20 | 10 | 0 | 0 | 176.2836 | 17.63% | 0%
11 | 20 | 11 | 0 | 0 | 675.858 | 67.59% | 0% | 11 | 20 | 11 | 0 | 0 | 675.858 | 67.59% | 0%
11 | 20 | 12 | 0 | 0 | 696.8784 | 69.69% | 0% | 11 | 20 | 12 | 0 | 0 | 696.8784 | 69.69% | 0%
11 | 20 | 13 | 0 | 0 | 658.56 | 65.86% | 0% | 11 | 20 | 13 | 0 | 0 | 658.56 | 65.86% | 0%
11 | 20 | 14 | 0 | 0 | 557.3016 | 55.73% | 0% | 11 | 20 | 14 | 0 | 0 | 557.3016 | 55.73% | 0%
11 | 20 | 15 | 0 | 0 | 389.4048 | 38.94% | 0% | 11 | 20 | 15 | 0 | 0 | 389.4048 | 38.94% | 0%
11 | 20 | 16 | 0 | 0 | 172.5156 | 17.25% | 0% | 11 | 20 | 16 | 0 | 0 | 172.5156 | 17.25% | 0%
11 | 20 | 17 | 0 | 0 | 0 | 0% | 0% | 11 | 20 | 17 | 0 | 0 | 0 | 0% | 0%
11 | 20 | 18 | 0 | 0 | 0 | 0% | 0% | 11 | 20 | 18 | 0 | 0 | 0 | 0% | 0%
11 | 20 | 19 | 0 | 0 | 0 | 0% | 0% | 11 | 20 | 19 | 0 | 0 | 0 | 0% | 0%
11 | 20 | 20 | 0 | 0 | 0 | 0% | 0% | 11 | 20 | 20 | 0 | 0 | 0 | 0% | 0%
11 | 20 | 21 | 0 | 0 | 0 | 0% | 0% | 11 | 20 | 21 | 0 | 0 | 0 | 0% | 0%
11 | 20 | 22 | 0 | 0 | 0 | 0% | 0% | 11 | 20 | 22 | 0 | 0 | 0 | 0% | 0%
11 | 20 | 23 | 0 | 0 | 0 | 0% | 0% | 11 | 20 | 23 | 0 | 0 | 0 | 0% | 0%
11 | 21 | 0 | 0 | 0 | 0 | 0% | 0% | 11 | 21 | 0 | 0 | 0 | 0 | 0% | 0%
11 | 21 | 1 | 0 | 0 | 0 | 0% | 0% | 11 | 21 | 1 | 0 | 0 | 0 | 0% | 0%
11 | 21 | 2 | 0 | 0 | 0 | 0% | 0% | 11 | 21 | 2 | 0 | 0 | 0 | 0% | 0%
11 | 21 | 3 | 0 | 0 | 0 | 0% | 0% | 11 | 21 | 3 | 0 | 0 | 0 | 0% | 0%
11 | 21 | 4 | 0 | 0 | 0 | 0% | 0% | 11 | 21 | 4 | 0 | 0 | 0 | 0% | 0%
11 | 21 | 5 | 0 | 0 | 0 | 0% | 0% | 11 | 21 | 5 | 0 | 0 | 0 | 0% | 0%
11 | 21 | 6 | 0 | 0 | 0 | 0% | 0% | 11 | 21 | 6 | 0 | 0 | 0 | 0% | 0%
11 | 21 | 7 | 0 | 0 | 0 | 0% | 0% | 11 | 21 | 7 | 0 | 0 | 0 | 0% | 0%
11 | 21 | 8 | 0 | 0 | 0 | 0% | 0% | 11 | 21 | 8 | 0 | 0 | 0 | 0% | 0%
11 | 21 | 9 | 0 | 0 | 313.5684 | 31.36% | 0% | 11 | 21 | 9 | 0 | 0 | 313.5684 | 31.36% | 0%
11 | 21 | 10 | 0 | 0 | 10.9008 | 1.09% | 0% | 11 | 21 | 10 | 0 | 0 | 10.9008 | 1.09% | 0%
11 | 21 | 11 | 0 | 0 | 89.2668 | 8.927% | 0% | 11 | 21 | 11 | 0 | 0 | 89.2668 | 8.927% | 0%
11 | 21 | 12 | 0 | 0 | 70.8936 | 7.089% | 0% | 11 | 21 | 12 | 0 | 0 | 70.8936 | 7.089% | 0%
11 | 21 | 13 | 0 | 0 | 77.856 | 7.786% | 0% | 11 | 21 | 13 | 0 | 0 | 77.856 | 7.786% | 0%
11 | 21 | 14 | 0 | 0 | 17.874 | 1.787% | 0% | 11 | 21 | 14 | 0 | 0 | 17.874 | 1.787% | 0%
11 | 21 | 15 | 0 | 0 | 63.4848 | 6.348% | 0% | 11 | 21 | 15 | 0 | 0 | 63.4848 | 6.348% | 0%
11 | 21 | 16 | 0 | 0 | 0 | 0% | 0% | 11 | 21 | 16 | 0 | 0 | 0 | 0% | 0%
11 | 21 | 17 | 0 | 0 | 0 | 0% | 0% | 11 | 21 | 17 | 0 | 0 | 0 | 0% | 0%
11 | 21 | 18 | 0 | 0 | 0 | 0% | 0% | 11 | 21 | 18 | 0 | 0 | 0 | 0% | 0%
11 | 21 | 19 | 0 | 0 | 0 | 0% | 0% | 11 | 21 | 19 | 0 | 0 | 0 | 0% | 0%
11 | 21 | 20 | 0 | 0 | 0 | 0% | 0% | 11 | 21 | 20 | 0 | 0 | 0 | 0% | 0%
11 | 21 | 21 | 0 | 0 | 0 | 0% | 0% | 11 | 21 | 21 | 0 | 0 | 0 | 0% | 0%
11 | 21 | 22 | 0 | 0 | 0 | 0% | 0% | 11 | 21 | 22 | 0 | 0 | 0 | 0% | 0%
11 | 21 | 23 | 0 | 0 | 0 | 0% | 0% | 11 | 21 | 23 | 0 | 0 | 0 | 0% | 0%
11 | 22 | 0 | 0 | 0 | 0 | 0% | 0% | 11 | 22 | 0 | 0 | 0 | 0 | 0% | 0%
11 | 22 | 1 | 0 | 0 | 0 | 0% | 0% | 11 | 22 | 1 | 0 | 0 | 0 | 0% | 0%
11 | 22 | 2 | 0 | 0 | 0 | 0% | 0% | 11 | 22 | 2 | 0 | 0 | 0 | 0% | 0%
11 | 22 | 3 | 0 | 0 | 0 | 0% | 0% | 11 | 22 | 3 | 0 | 0 | 0 | 0% | 0%
11 | 22 | 4 | 0 | 0 | 0 | 0% | 0% | 11 | 22 | 4 | 0 | 0 | 0 | 0% | 0%
11 | 22 | 5 | 0 | 0 | 0 | 0% | 0% | 11 | 22 | 5 | 0 | 0 | 0 | 0% | 0%
11 | 22 | 6 | 0 | 0 | 0 | 0% | 0% | 11 | 22 | 6 | 0 | 0 | 0 | 0% | 0%
11 | 22 | 7 | 0 | 0 | 0 | 0% | 0% | 11 | 22 | 7 | 0 | 0 | 0 | 0% | 0%
11 | 22 | 8 | 0 | 0 | 191.5116 | 19.15% | 0% | 11 | 22 | 8 | 0 | 0 | 191.5116 | 19.15% | 0%
11 | 22 | 9 | 0 | 0 | 67.1148 | 6.711% | 0% | 11 | 22 | 9 | 0 | 0 | 67.1148 | 6.711% | 0%
11 | 22 | 10 | 0 | 0 | 62.2392 | 6.224% | 0% | 11 | 22 | 10 | 0 | 0 | 62.2392 | 6.224% | 0%
11 | 22 | 11 | 0 | 0 | 150.0528 | 15.01% | 0% | 11 | 22 | 11 | 0 | 0 | 150.0528 | 15.01% | 0%
11 | 22 | 12 | 0 | 0 | 124.968 | 12.5% | 0% | 11 | 22 | 12 | 0 | 0 | 124.968 | 12.5% | 0%
11 | 22 | 13 | 0 | 0 | 66.7716 | 6.677% | 0% | 11 | 22 | 13 | 0 | 0 | 66.7716 | 6.677% | 0%
11 | 22 | 14 | 0 | 0 | 238.4196 | 23.84% | 0% | 11 | 22 | 14 | 0 | 0 | 238.4196 | 23.84% | 0%
11 | 22 | 15 | 0 | 0 | 114.4764 | 11.45% | 0% | 11 | 22 | 15 | 0 | 0 | 114.4764 | 11.45% | 0%
11 | 22 | 16 | 0 | 0 | 34.4604 | 3.446% | 0% | 11 | 22 | 16 | 0 | 0 | 34.4604 | 3.446% | 0%
11 | 22 | 17 | 0 | 0 | 0 | 0% | 0% | 11 | 22 | 17 | 0 | 0 | 0 | 0% | 0%
11 | 22 | 18 | 1.9317e-09 | 2.4304e-09 | 0 | 0% | 0% | 11 | 22 | 18 | 1.9317e-09 | 2.4119e-09 | 0 | 0% | 0%
11 | 22 | 19 | 7.2598e-10 | 9.134e-10 | 0 | 0% | 0% | 11 | 22 | 19 | 7.2598e-10 | 9.0645e-10 | 0 | 0% | 0%
11 | 22 | 20 | 0 | 0 | 0 | 0% | 0% | 11 | 22 | 20 | 0 | 0 | 0 | 0% | 0%
11 | 22 | 21 | 0 | 0 | 0 | 0% | 0% | 11 | 22 | 21 | 0 | 0 | 0 | 0% | 0%
11 | 22 | 22 | 0 | 0 | 0 | 0% | 0% | 11 | 22 | 22 | 0 | 0 | 0 | 0% | 0%
11 | 22 | 23 | 0 | 0 | 0 | 0% | 0% | 11 | 22 | 23 | 0 | 0 | 0 | 0% | 0%
11 | 23 | 0 | 0 | 0 | 0 | 0% | 0% | 11 | 23 | 0 | 0 | 0 | 0 | 0% | 0%
11 | 23 | 1 | 0 | 0 | 0 | 0% | 0% | 11 | 23 | 1 | 0 | 0 | 0 | 0% | 0%
11 | 23 | 2 | 0 | 0 | 0 | 0% | 0% | 11 | 23 | 2 | 0 | 0 | 0 | 0% | 0%
11 | 23 | 3 | 0 | 0 | 0 | 0% | 0% | 11 | 23 | 3 | 0 | 0 | 0 | 0% | 0%
11 | 23 | 4 | 0 | 0 | 0 | 0% | 0% | 11 | 23 | 4 | 0 | 0 | 0 | 0% | 0%
11 | 23 | 5 | 0 | 0 | 0 | 0% | 0% | 11 | 23 | 5 | 0 | 0 | 0 | 0% | 0%
11 | 23 | 6 | 0 | 0 | 0 | 0% | 0% | 11 | 23 | 6 | 0 | 0 | 0 | 0% | 0%
11 | 23 | 7 | 0 | 0 | 0 | 0% | 0% | 11 | 23 | 7 | 0 | 0 | 0 | 0% | 0%
11 | 23 | 8 | 0 | 0 | 232.7304 | 23.27% | 0% | 11 | 23 | 8 | 0 | 0 | 232.7304 | 23.27% | 0%
11 | 23 | 9 | 0 | 0 | 270.4152 | 27.04% | 0% | 11 | 23 | 9 | 0 | 0 | 270.4152 | 27.04% | 0%
11 | 23 | 10 | 0 | 0 | 668.5128 | 66.85% | 0% | 11 | 23 | 10 | 0 | 0 | 668.5128 | 66.85% | 0%
11 | 23 | 11 | 0 | 0 | 749.532 | 74.95% | 0% | 11 | 23 | 11 | 0 | 0 | 749.532 | 74.95% | 0%
11 | 23 | 12 | 0 | 0 | 775.2168 | 77.52% | 0% | 11 | 23 | 12 | 0 | 0 | 775.2168 | 77.52% | 0%
11 | 23 | 13 | 0 | 0 | 730.338 | 73.03% | 0% | 11 | 23 | 13 | 0 | 0 | 730.338 | 73.03% | 0%
11 | 23 | 14 | 0 | 0 | 605.8452 | 60.58% | 0% | 11 | 23 | 14 | 0 | 0 | 605.8452 | 60.58% | 0%
11 | 23 | 15 | 0 | 0 | 442.9968 | 44.3% | 0% | 11 | 23 | 15 | 0 | 0 | 442.9968 | 44.3% | 0%
11 | 23 | 16 | 0 | 0 | 212.2428 | 21.22% | 0% | 11 | 23 | 16 | 0 | 0 | 212.2428 | 21.22% | 0%
11 | 23 | 17 | 0 | 0 | 0 | 0% | 0% | 11 | 23 | 17 | 0 | 0 | 0 | 0% | 0%
11 | 23 | 18 | 6.857e-10 | 8.6272e-10 | 0 | 0% | 0% | 11 | 23 | 18 | 6.857e-10 | 8.5616e-10 | 0 | 0% | 0%
11 | 23 | 19 | 3.8931e-10 | 4.8981e-10 | 0 | 0% | 0% | 11 | 23 | 19 | 3.8931e-10 | 4.8609e-10 | 0 | 0% | 0%
11 | 23 | 20 | 1.1727e-10 | 1.4754e-10 | 0 | 0% | 0% | 11 | 23 | 20 | 1.1727e-10 | 1.4642e-10 | 0 | 0% | 0%
11 | 23 | 21 | 0 | 0 | 0 | 0% | 0% | 11 | 23 | 21 | 0 | 0 | 0 | 0% | 0%
11 | 23 | 22 | 0 | 0 | 0 | 0% | 0% | 11 | 23 | 22 | 0 | 0 | 0 | 0% | 0%
11 | 23 | 23 | 0 | 0 | 0 | 0% | 0% | 11 | 23 | 23 | 0 | 0 | 0 | 0% | 0%
11 | 24 | 0 | 0 | 0 | 0 | 0% | 0% | 11 | 24 | 0 | 0 | 0 | 0 | 0% | 0%
11 | 24 | 1 | 0 | 0 | 0 | 0% | 0% | 11 | 24 | 1 | 0 | 0 | 0 | 0% | 0%
11 | 24 | 2 | 0 | 0 | 0 | 0% | 0% | 11 | 24 | 2 | 0 | 0 | 0 | 0% | 0%
11 | 24 | 3 | 0 | 0 | 0 | 0% | 0% | 11 | 24 | 3 | 0 | 0 | 0 | 0% | 0%
11 | 24 | 4 | 0 | 0 | 0 | 0% | 0% | 11 | 24 | 4 | 0 | 0 | 0 | 0% | 0%
11 | 24 | 5 | 0 | 0 | 0 | 0% | 0% | 11 | 24 | 5 | 0 | 0 | 0 | 0% | 0%
11 | 24 | 6 | 4.2074e-10 | 5.2935e-10 | 0 | 0% | 0% | 11 | 24 | 6 | 4.2074e-10 | 5.2533e-10 | 0 | 0% | 0%
11 | 24 | 7 | 1.1952e-08 | 1.5037e-08 | 0 | 0% | 0% | 11 | 24 | 7 | 1.1952e-08 | 1.4923e-08 | 0 | 0% | 0%
11 | 24 | 8 | 1.2089e-07 | 1.521e-07 | 68.9136 | 6.891% | 1.048e-06% | 11 | 24 | 8 | 1.2089e-07 | 1.5094e-07 | 68.9136 | 6.891% | 1.04e-06%
11 | 24 | 9 | 2.4547e-07 | 3.0884e-07 | 93.3876 | 9.339% | 2.884e-06% | 11 | 24 | 9 | 2.4733e-07 | 3.0881e-07 | 93.3876 | 9.339% | 2.884e-06%
11 | 24 | 10 | 4.631e-07 | 5.8265e-07 | 294.2844 | 29.43% | 1.715e-05% | 11 | 24 | 10 | 4.6939e-07 | 5.8607e-07 | 294.2844 | 29.43% | 1.725e-05%
11 | 24 | 11 | 3.0952e-07 | 3.8942e-07 | 337.962 | 33.8% | 1.316e-05% | 11 | 24 | 11 | 3.2062e-07 | 4.0032e-07 | 337.962 | 33.8% | 1.353e-05%
11 | 24 | 12 | 2.2828e-07 | 2.8721e-07 | 303.3324 | 30.33% | 8.712e-06% | 11 | 24 | 12 | 2.3342e-07 | 2.9144e-07 | 303.3324 | 30.33% | 8.84e-06%
11 | 24 | 13 | 1.4182e-07 | 1.7843e-07 | 83.73 | 8.373% | 1.494e-06% | 11 | 24 | 13 | 1.4498e-07 | 1.8103e-07 | 83.73 | 8.373% | 1.516e-06%
11 | 24 | 14 | 5.7842e-08 | 7.2775e-08 | 410.1228 | 41.01% | 2.985e-06% | 11 | 24 | 14 | 5.8701e-08 | 7.3293e-08 | 410.1228 | 41.01% | 3.006e-06%
11 | 24 | 15 | 2.5142e-08 | 3.1633e-08 | 292.4256 | 29.24% | 9.25e-07% | 11 | 24 | 15 | 2.5532e-08 | 3.1879e-08 | 292.4256 | 29.24% | 9.322e-07%
11 | 24 | 16 | 1.651e-08 | 2.0772e-08 | 161.8152 | 16.18% | 3.361e-07% | 11 | 24 | 16 | 1.651e-08 | 2.0614e-08 | 161.8152 | 16.18% | 3.336e-07%
11 | 24 | 17 | 3.7197e-08 | 4.6799e-08 | 0 | 0% | 0% | 11 | 24 | 17 | 3.7197e-08 | 4.6443e-08 | 0 | 0% | 0%
11 | 24 | 18 | 3.2181e-08 | 4.0489e-08 | 0 | 0% | 0% | 11 | 24 | 18 | 3.2181e-08 | 4.0181e-08 | 0 | 0% | 0%
11 | 24 | 19 | 1.4788e-08 | 1.8605e-08 | 0 | 0% | 0% | 11 | 24 | 19 | 1.4788e-08 | 1.8464e-08 | 0 | 0% | 0%
11 | 24 | 20 | 4.8566e-09 | 6.1103e-09 | 0 | 0% | 0% | 11 | 24 | 20 | 4.8566e-09 | 6.0638e-09 | 0 | 0% | 0%
11 | 24 | 21 | 7.2598e-10 | 9.134e-10 | 0 | 0% | 0% | 11 | 24 | 21 | 7.2598e-10 | 9.0645e-10 | 0 | 0% | 0%
11 | 24 | 22 | 0 | 0 | 0 | 0% | 0% | 11 | 24 | 22 | 0 | 0 | 0 | 0% | 0%
11 | 24 | 23 | 0 | 0 | 0 | 0% | 0% | 11 | 24 | 23 | 0 | 0 | 0 | 0% | 0%
11 | 25 | 0 | 0 | 0 | 0 | 0% | 0% | 11 | 25 | 0 | 0 | 0 | 0 | 0% | 0%
11 | 25 | 1 | 0 | 0 | 0 | 0% | 0% | 11 | 25 | 1 | 0 | 0 | 0 | 0% | 0%
11 | 25 | 2 | 0 | 0 | 0 | 0% | 0% | 11 | 25 | 2 | 0 | 0 | 0 | 0% | 0%
11 | 25 | 3 | 0 | 0 | 0 | 0% | 0% | 11 | 25 | 3 | 0 | 0 | 0 | 0% | 0%
11 | 25 | 4 | 0 | 0 | 0 | 0% | 0% | 11 | 25 | 4 | 0 | 0 | 0 | 0% | 0%
11 | 25 | 5 | 0 | 0 | 0 | 0% | 0% | 11 | 25 | 5 | 0 | 0 | 0 | 0% | 0%
11 | 25 | 6 | 0 | 0 | 0 | 0% | 0% | 11 | 25 | 6 | 0 | 0 | 0 | 0% | 0%
11 | 25 | 7 | 0 | 0 | 0 | 0% | 0% | 11 | 25 | 7 | 0 | 0 | 0 | 0% | 0%
11 | 25 | 8 | 0 | 0 | 35.3928 | 3.539% | 0% | 11 | 25 | 8 | 0 | 0 | 35.3928 | 3.539% | 0%
11 | 25 | 9 | 0 | 0 | 57.6684 | 5.767% | 0% | 11 | 25 | 9 | 0 | 0 | 57.6684 | 5.767% | 0%
11 | 25 | 10 | 0 | 0 | 416.4996 | 41.65% | 0% | 11 | 25 | 10 | 0 | 0 | 416.4996 | 41.65% | 0%
11 | 25 | 11 | 0 | 0 | 375.2184 | 37.52% | 0% | 11 | 25 | 11 | 0 | 0 | 375.2184 | 37.52% | 0%
11 | 25 | 12 | 0 | 0 | 38.1336 | 3.813% | 0% | 11 | 25 | 12 | 0 | 0 | 38.1336 | 3.813% | 0%
11 | 25 | 13 | 0 | 0 | 108.4476 | 10.84% | 0% | 11 | 25 | 13 | 0 | 0 | 108.4476 | 10.84% | 0%
11 | 25 | 14 | 0 | 0 | 215.2776 | 21.53% | 0% | 11 | 25 | 14 | 0 | 0 | 215.2776 | 21.53% | 0%
11 | 25 | 15 | 0 | 0 | 95.6592 | 9.566% | 0% | 11 | 25 | 15 | 0 | 0 | 95.6592 | 9.566% | 0%
11 | 25 | 16 | 0 | 0 | 35.3664 | 3.537% | 0% | 11 | 25 | 16 | 0 | 0 | 35.3664 | 3.537% | 0%
11 | 25 | 17 | 0 | 0 | 0 | 0% | 0% | 11 | 25 | 17 | 0 | 0 | 0 | 0% | 0%
11 | 25 | 18 | 0 | 0 | 0 | 0% | 0% | 11 | 25 | 18 | 0 | 0 | 0 | 0% | 0%
11 | 25 | 19 | 0 | 0 | 0 | 0% | 0% | 11 | 25 | 19 | 0 | 0 | 0 | 0% | 0%
11 | 25 | 20 | 0 | 0 | 0 | 0% | 0% | 11 | 25 | 20 | 0 | 0 | 0 | 0% | 0%
11 | 25 | 21 | 0 | 0 | 0 | 0% | 0% | 11 | 25 | 21 | 0 | 0 | 0 | 0% | 0%
11 | 25 | 22 | 0 | 0 | 0 | 0% | 0% | 11 | 25 | 22 | 0 | 0 | 0 | 0% | 0%
11 | 25 | 23 | 0 | 0 | 0 | 0% | 0% | 11 | 25 | 23 | 0 | 0 | 0 | 0% | 0%
11 | 26 | 0 | 0 | 0 | 0 | 0% | 0% | 11 | 26 | 0 | 0 | 0 | 0 | 0% | 0%
11 | 26 | 1 | 0 | 0 | 0 | 0% | 0% | 11 | 26 | 1 | 0 | 0 | 0 | 0% | 0%
11 | 26 | 2 | 0 | 0 | 0 | 0% | 0% | 11 | 26 | 2 | 0 | 0 | 0 | 0% | 0%
11 | 26 | 3 | 0 | 0 | 0 | 0% | 0% | 11 | 26 | 3 | 0 | 0 | 0 | 0% | 0%
11 | 26 | 4 | 0 | 0 | 0 | 0% | 0% | 11 | 26 | 4 | 0 | 0 | 0 | 0% | 0%
11 | 26 | 5 | 0 | 0 | 0 | 0% | 0% | 11 | 26 | 5 | 0 | 0 | 0 | 0% | 0%
11 | 26 | 6 | 0 | 0 | 0 | 0% | 0% | 11 | 26 | 6 | 0 | 0 | 0 | 0% | 0%
11 | 26 | 7 | 0 | 0 | 0 | 0% | 0% | 11 | 26 | 7 | 0 | 0 | 0 | 0% | 0%
11 | 26 | 8 | 0 | 0 | 1.2936 | 0.1294% | 0% | 11 | 26 | 8 | 0 | 0 | 1.2936 | 0.1294% | 0%
11 | 26 | 9 | 0 | 0 | 44.9676 | 4.497% | 0% | 11 | 26 | 9 | 0 | 0 | 44.9676 | 4.497% | 0%
11 | 26 | 10 | 0 | 0 | 216.162 | 21.62% | 0% | 11 | 26 | 10 | 0 | 0 | 216.162 | 21.62% | 0%
11 | 26 | 11 | 0 | 0 | 78.4596 | 7.846% | 0% | 11 | 26 | 11 | 0 | 0 | 78.4596 | 7.846% | 0%
11 | 26 | 12 | 0 | 0 | 38.8548 | 3.885% | 0% | 11 | 26 | 12 | 0 | 0 | 38.8548 | 3.885% | 0%
11 | 26 | 13 | 0 | 0 | 17.3544 | 1.735% | 0% | 11 | 26 | 13 | 0 | 0 | 17.3544 | 1.735% | 0%
11 | 26 | 14 | 0 | 0 | 115.2744 | 11.53% | 0% | 11 | 26 | 14 | 0 | 0 | 115.2744 | 11.53% | 0%
11 | 26 | 15 | 0 | 0 | 33.7008 | 3.37% | 0% | 11 | 26 | 15 | 0 | 0 | 33.7008 | 3.37% | 0%
11 | 26 | 16 | 0 | 0 | 14.5356 | 1.454% | 0% | 11 | 26 | 16 | 0 | 0 | 14.5356 | 1.454% | 0%
11 | 26 | 17 | 0 | 0 | 0 | 0% | 0% | 11 | 26 | 17 | 0 | 0 | 0 | 0% | 0%
11 | 26 | 18 | 6.2257e-10 | 7.8328e-10 | 0 | 0% | 0% | 11 | 26 | 18 | 6.2257e-10 | 7.7733e-10 | 0 | 0% | 0%
11 | 26 | 19 | 1.03e-09 | 1.2959e-09 | 0 | 0% | 0% | 11 | 26 | 19 | 1.03e-09 | 1.2861e-09 | 0 | 0% | 0%
11 | 26 | 20 | 7.6712e-10 | 9.6515e-10 | 0 | 0% | 0% | 11 | 26 | 20 | 7.6712e-10 | 9.5781e-10 | 0 | 0% | 0%
11 | 26 | 21 | 0 | 0 | 0 | 0% | 0% | 11 | 26 | 21 | 0 | 0 | 0 | 0% | 0%
11 | 26 | 22 | 0 | 0 | 0 | 0% | 0% | 11 | 26 | 22 | 0 | 0 | 0 | 0% | 0%
11 | 26 | 23 | 0 | 0 | 0 | 0% | 0% | 11 | 26 | 23 | 0 | 0 | 0 | 0% | 0%
11 | 27 | 0 | 0 | 0 | 0 | 0% | 0% | 11 | 27 | 0 | 0 | 0 | 0 | 0% | 0%
11 | 27 | 1 | 0 | 0 | 0 | 0% | 0% | 11 | 27 | 1 | 0 | 0 | 0 | 0% | 0%
11 | 27 | 2 | 0 | 0 | 0 | 0% | 0% | 11 | 27 | 2 | 0 | 0 | 0 | 0% | 0%
11 | 27 | 3 | 0 | 0 | 0 | 0% | 0% | 11 | 27 | 3 | 0 | 0 | 0 | 0% | 0%
11 | 27 | 4 | 0 | 0 | 0 | 0% | 0% | 11 | 27 | 4 | 0 | 0 | 0 | 0% | 0%
11 | 27 | 5 | 0 | 0 | 0 | 0% | 0% | 11 | 27 | 5 | 0 | 0 | 0 | 0% | 0%
11 | 27 | 6 | 0 | 0 | 0 | 0% | 0% | 11 | 27 | 6 | 0 | 0 | 0 | 0% | 0%
11 | 27 | 7 | 0 | 0 | 0 | 0% | 0% | 11 | 27 | 7 | 0 | 0 | 0 | 0% | 0%
11 | 27 | 8 | 0 | 0 | 218.7828 | 21.88% | 0% | 11 | 27 | 8 | 0 | 0 | 218.7828 | 21.88% | 0%
11 | 27 | 9 | 0 | 0 | 465.6636 | 46.57% | 0% | 11 | 27 | 9 | 0 | 0 | 465.6636 | 46.57% | 0%
11 | 27 | 10 | 0 | 0 | 635.6112 | 63.56% | 0% | 11 | 27 | 10 | 0 | 0 | 635.6112 | 63.56% | 0%
11 | 27 | 11 | 0 | 0 | 732.582 | 73.26% | 0% | 11 | 27 | 11 | 0 | 0 | 732.582 | 73.26% | 0%
11 | 27 | 12 | 0 | 0 | 761.664 | 76.17% | 0% | 11 | 27 | 12 | 0 | 0 | 761.664 | 76.17% | 0%
11 | 27 | 13 | 0 | 0 | 729.834 | 72.98% | 0% | 11 | 27 | 13 | 0 | 0 | 729.834 | 72.98% | 0%
11 | 27 | 14 | 0 | 0 | 624.0324 | 62.4% | 0% | 11 | 27 | 14 | 0 | 0 | 624.0324 | 62.4% | 0%
11 | 27 | 15 | 0 | 0 | 444.912 | 44.49% | 0% | 11 | 27 | 15 | 0 | 0 | 444.912 | 44.49% | 0%
11 | 27 | 16 | 0 | 0 | 212.1624 | 21.22% | 0% | 11 | 27 | 16 | 0 | 0 | 212.1624 | 21.22% | 0%
11 | 27 | 17 | 0 | 0 | 0 | 0% | 0% | 11 | 27 | 17 | 0 | 0 | 0 | 0% | 0%
11 | 27 | 18 | 0 | 0 | 0 | 0% | 0% | 11 | 27 | 18 | 0 | 0 | 0 | 0% | 0%
11 | 27 | 19 | 5.4743e-10 | 6.8875e-10 | 0 | 0% | 0% | 11 | 27 | 19 | 5.4743e-10 | 6.8351e-10 | 0 | 0% | 0%
11 | 27 | 20 | 8.1422e-10 | 1.0244e-09 | 0 | 0% | 0% | 11 | 27 | 20 | 8.1422e-10 | 1.0166e-09 | 0 | 0% | 0%
11 | 27 | 21 | 2.6663e-10 | 3.3546e-10 | 0 | 0% | 0% | 11 | 27 | 21 | 2.6663e-10 | 3.3291e-10 | 0 | 0% | 0%
11 | 27 | 22 | 0 | 0 | 0 | 0% | 0% | 11 | 27 | 22 | 0 | 0 | 0 | 0% | 0%
11 | 27 | 23 | 0 | 0 | 0 | 0% | 0% | 11 | 27 | 23 | 0 | 0 | 0 | 0% | 0%
11 | 28 | 0 | 0 | 0 | 0 | 0% | 0% | 11 | 28 | 0 | 0 | 0 | 0 | 0% | 0%
11 | 28 | 1 | 0 | 0 | 0 | 0% | 0% | 11 | 28 | 1 | 0 | 0 | 0 | 0% | 0%
11 | 28 | 2 | 0 | 0 | 0 | 0% | 0% | 11 | 28 | 2 | 0 | 0 | 0 | 0% | 0%
11 | 28 | 3 | 0 | 0 | 0 | 0% | 0% | 11 | 28 | 3 | 0 | 0 | 0 | 0% | 0%
11 | 28 | 4 | 0 | 0 | 0 | 0% | 0% | 11 | 28 | 4 | 0 | 0 | 0 | 0% | 0%
11 | 28 | 5 | 0 | 0 | 0 | 0% | 0% | 11 | 28 | 5 | 0 | 0 | 0 | 0% | 0%
11 | 28 | 6 | 0 | 0 | 0 | 0% | 0% | 11 | 28 | 6 | 0 | 0 | 0 | 0% | 0%
11 | 28 | 7 | 1.2414e-09 | 1.5618e-09 | 0 | 0% | 0% | 11 | 28 | 7 | 1.2414e-09 | 1.5499e-09 | 0 | 0% | 0%
11 | 28 | 8 | 9.3528e-10 | 1.1767e-09 | 100.1808 | 10.02% | 1.179e-08% | 11 | 28 | 8 | 9.4308e-10 | 1.1775e-09 | 100.1808 | 10.02% | 1.18e-08%
11 | 28 | 9 | 0 | 0 | 458.7444 | 45.87% | 0% | 11 | 28 | 9 | 0 | 0 | 458.7444 | 45.87% | 0%
11 | 28 | 10 | 0 | 0 | 623.9736 | 62.4% | 0% | 11 | 28 | 10 | 0 | 0 | 623.9736 | 62.4% | 0%
11 | 28 | 11 | 0 | 0 | 708.0012 | 70.8% | 0% | 11 | 28 | 11 | 0 | 0 | 708.0012 | 70.8% | 0%
11 | 28 | 12 | 0 | 0 | 571.1652 | 57.12% | 0% | 11 | 28 | 12 | 0 | 0 | 571.1652 | 57.12% | 0%
11 | 28 | 13 | 0 | 0 | 390.0972 | 39.01% | 0% | 11 | 28 | 13 | 0 | 0 | 390.0972 | 39.01% | 0%
11 | 28 | 14 | 0 | 0 | 318.6144 | 31.86% | 0% | 11 | 28 | 14 | 0 | 0 | 318.6144 | 31.86% | 0%
11 | 28 | 15 | 0 | 0 | 265.32 | 26.53% | 0% | 11 | 28 | 15 | 0 | 0 | 265.32 | 26.53% | 0%
11 | 28 | 16 | 0 | 0 | 79.7892 | 7.979% | 0% | 11 | 28 | 16 | 0 | 0 | 79.7892 | 7.979% | 0%
11 | 28 | 17 | 0 | 0 | 0 | 0% | 0% | 11 | 28 | 17 | 0 | 0 | 0 | 0% | 0%
11 | 28 | 18 | 0 | 0 | 0 | 0% | 0% | 11 | 28 | 18 | 0 | 0 | 0 | 0% | 0%
11 | 28 | 19 | 0 | 0 | 0 | 0% | 0% | 11 | 28 | 19 | 0 | 0 | 0 | 0% | 0%
11 | 28 | 20 | 1.1812e-10 | 1.4862e-10 | 0 | 0% | 0% | 11 | 28 | 20 | 1.1812e-10 | 1.4749e-10 | 0 | 0% | 0%
11 | 28 | 21 | 0 | 0 | 0 | 0% | 0% | 11 | 28 | 21 | 0 | 0 | 0 | 0% | 0%
11 | 28 | 22 | 0 | 0 | 0 | 0% | 0% | 11 | 28 | 22 | 0 | 0 | 0 | 0% | 0%
11 | 28 | 23 | 0 | 0 | 0 | 0% | 0% | 11 | 28 | 23 | 0 | 0 | 0 | 0% | 0%
11 | 29 | 0 | 0 | 0 | 0 | 0% | 0% | 11 | 29 | 0 | 0 | 0 | 0 | 0% | 0%
11 | 29 | 1 | 0 | 0 | 0 | 0% | 0% | 11 | 29 | 1 | 0 | 0 | 0 | 0% | 0%
11 | 29 | 2 | 0 | 0 | 0 | 0% | 0% | 11 | 29 | 2 | 0 | 0 | 0 | 0% | 0%
11 | 29 | 3 | 0 | 0 | 0 | 0% | 0% | 11 | 29 | 3 | 0 | 0 | 0 | 0% | 0%
11 | 29 | 4 | 0 | 0 | 0 | 0% | 0% | 11 | 29 | 4 | 0 | 0 | 0 | 0% | 0%
11 | 29 | 5 | 0 | 0 | 0 | 0% | 0% | 11 | 29 | 5 | 0 | 0 | 0 | 0% | 0%
11 | 29 | 6 | 4.193e-08 | 5.2754e-08 | 0 | 0% | 0% | 11 | 29 | 6 | 4.193e-08 | 5.2353e-08 | 0 | 0% | 0%
11 | 29 | 7 | 9.4959e-07 | 1.1947e-06 | 0 | 0% | 0% | 11 | 29 | 7 | 9.4959e-07 | 1.1856e-06 | 0 | 0% | 0%
11 | 29 | 8 | 4.8247e-07 | 6.0702e-07 | 225.5592 | 22.56% | 1.369e-05% | 11 | 29 | 8 | 4.8247e-07 | 6.024e-07 | 225.5592 | 22.56% | 1.359e-05%
11 | 29 | 9 | 1.6306e-07 | 2.0516e-07 | 484.5312 | 48.45% | 9.941e-06% | 11 | 29 | 9 | 1.6306e-07 | 2.036e-07 | 484.5312 | 48.45% | 9.865e-06%
11 | 29 | 10 | 1.9951e-08 | 2.5101e-08 | 662.0196 | 66.2% | 1.662e-06% | 11 | 29 | 10 | 1.9951e-08 | 2.491e-08 | 662.0196 | 66.2% | 1.649e-06%
11 | 29 | 11 | 4.2968e-09 | 5.406e-09 | 768.2376 | 76.82% | 4.153e-07% | 11 | 29 | 11 | 4.2968e-09 | 5.3649e-09 | 768.2376 | 76.82% | 4.122e-07%
11 | 29 | 12 | 1.8092e-09 | 2.2762e-09 | 787.566 | 78.76% | 1.793e-07% | 11 | 29 | 12 | 1.8244e-09 | 2.2779e-09 | 787.566 | 78.76% | 1.794e-07%
11 | 29 | 13 | 5.7892e-10 | 7.2837e-10 | 748.4352 | 74.84% | 5.451e-08% | 11 | 29 | 13 | 5.7892e-10 | 7.2283e-10 | 748.4352 | 74.84% | 5.41e-08%
11 | 29 | 14 | 0 | 0 | 644.0064 | 64.4% | 0% | 11 | 29 | 14 | 0 | 0 | 644.0064 | 64.4% | 0%
11 | 29 | 15 | 0 | 0 | 464.9664 | 46.5% | 0% | 11 | 29 | 15 | 0 | 0 | 464.9664 | 46.5% | 0%
11 | 29 | 16 | 0 | 0 | 224.9808 | 22.5% | 0% | 11 | 29 | 16 | 0 | 0 | 224.9808 | 22.5% | 0%
11 | 29 | 17 | 2.0606e-09 | 2.5925e-09 | 0 | 0% | 0% | 11 | 29 | 17 | 2.0606e-09 | 2.5728e-09 | 0 | 0% | 0%
11 | 29 | 18 | 6.6418e-09 | 8.3564e-09 | 0 | 0% | 0% | 11 | 29 | 18 | 6.6418e-09 | 8.2929e-09 | 0 | 0% | 0%
11 | 29 | 19 | 5.6145e-09 | 7.0638e-09 | 0 | 0% | 0% | 11 | 29 | 19 | 5.6145e-09 | 7.0101e-09 | 0 | 0% | 0%
11 | 29 | 20 | 2.3721e-09 | 2.9844e-09 | 0 | 0% | 0% | 11 | 29 | 20 | 2.3721e-09 | 2.9617e-09 | 0 | 0% | 0%
11 | 29 | 21 | 2.3798e-10 | 2.9941e-10 | 0 | 0% | 0% | 11 | 29 | 21 | 2.3798e-10 | 2.9714e-10 | 0 | 0% | 0%
11 | 29 | 22 | 0 | 0 | 0 | 0% | 0% | 11 | 29 | 22 | 0 | 0 | 0 | 0% | 0%
11 | 29 | 23 | 0 | 0 | 0 | 0% | 0% | 11 | 29 | 23 | 0 | 0 | 0 | 0% | 0%
11 | 30 | 0 | 0 | 0 | 0 | 0% | 0% | 11 | 30 | 0 | 0 | 0 | 0 | 0% | 0%
11 | 30 | 1 | 0 | 0 | 0 | 0% | 0% | 11 | 30 | 1 | 0 | 0 | 0 | 0% | 0%
11 | 30 | 2 | 0 | 0 | 0 | 0% | 0% | 11 | 30 | 2 | 0 | 0 | 0 | 0% | 0%
11 | 30 | 3 | 0 | 0 | 0 | 0% | 0% | 11 | 30 | 3 | 0 | 0 | 0 | 0% | 0%
11 | 30 | 4 | 0 | 0 | 0 | 0% | 0% | 11 | 30 | 4 | 0 | 0 | 0 | 0% | 0%
11 | 30 | 5 | 0 | 0 | 0 | 0% | 0% | 11 | 30 | 5 | 0 | 0 | 0 | 0% | 0%
11 | 30 | 6 | 0 | 0 | 0 | 0% | 0% | 11 | 30 | 6 | 0 | 0 | 0 | 0% | 0%
11 | 30 | 7 | 0 | 0 | 0 | 0% | 0% | 11 | 30 | 7 | 0 | 0 | 0 | 0% | 0%
11 | 30 | 8 | 1.3261e-10 | 1.6684e-10 | 212.31 | 21.23% | 3.542e-09% | 11 | 30 | 8 | 1.3261e-10 | 1.6557e-10 | 212.31 | 21.23% | 3.515e-09%
11 | 30 | 9 | 7.6109e-10 | 9.5757e-10 | 457.9224 | 45.79% | 4.385e-08% | 11 | 30 | 9 | 7.6109e-10 | 9.5029e-10 | 457.9224 | 45.79% | 4.352e-08%
11 | 30 | 10 | 1.8072e-09 | 2.2738e-09 | 622.5552 | 62.26% | 1.416e-07% | 11 | 30 | 10 | 1.8072e-09 | 2.2565e-09 | 622.5552 | 62.26% | 1.405e-07%
11 | 30 | 11 | 1.5256e-09 | 1.9194e-09 | 731.9004 | 73.19% | 1.405e-07% | 11 | 30 | 11 | 1.5256e-09 | 1.9048e-09 | 731.9004 | 73.19% | 1.394e-07%
11 | 30 | 12 | 3.611e-09 | 4.5432e-09 | 761.8944 | 76.19% | 3.461e-07% | 11 | 30 | 12 | 3.611e-09 | 4.5087e-09 | 761.8944 | 76.19% | 3.435e-07%
11 | 30 | 13 | 4.8575e-09 | 6.1115e-09 | 720.24 | 72.02% | 4.402e-07% | 11 | 30 | 13 | 4.8575e-09 | 6.065e-09 | 720.24 | 72.02% | 4.368e-07%
11 | 30 | 14 | 2.5509e-09 | 3.2094e-09 | 503.7708 | 50.38% | 1.617e-07% | 11 | 30 | 14 | 2.5509e-09 | 3.185e-09 | 503.7708 | 50.38% | 1.604e-07%
11 | 30 | 15 | 2.814e-09 | 3.5405e-09 | 339.2544 | 33.93% | 1.201e-07% | 11 | 30 | 15 | 2.814e-09 | 3.5135e-09 | 339.2544 | 33.93% | 1.192e-07%
11 | 30 | 16 | 7.1537e-09 | 9.0005e-09 | 57.87 | 5.787% | 5.209e-08% | 11 | 30 | 16 | 7.1537e-09 | 8.932e-09 | 57.87 | 5.787% | 5.169e-08%
11 | 30 | 17 | 6.7725e-08 | 8.5208e-08 | 0 | 0% | 0% | 11 | 30 | 17 | 6.7725e-08 | 8.456e-08 | 0 | 0% | 0%
11 | 30 | 18 | 1.2989e-07 | 1.6343e-07 | 0 | 0% | 0% | 11 | 30 | 18 | 1.2989e-07 | 1.6218e-07 | 0 | 0% | 0%
11 | 30 | 19 | 3.2523e-07 | 4.0919e-07 | 0 | 0% | 0% | 11 | 30 | 19 | 3.2523e-07 | 4.0608e-07 | 0 | 0% | 0%
11 | 30 | 20 | 1.3275e-07 | 1.6702e-07 | 0 | 0% | 0% | 11 | 30 | 20 | 1.3275e-07 | 1.6575e-07 | 0 | 0% | 0%
11 | 30 | 21 | 2.6348e-08 | 3.315e-08 | 0 | 0% | 0% | 11 | 30 | 21 | 2.6348e-08 | 3.2898e-08 | 0 | 0% | 0%
11 | 30 | 22 | 5.7543e-09 | 7.2397e-09 | 0 | 0% | 0% | 11 | 30 | 22 | 5.7543e-09 | 7.1847e-09 | 0 | 0% | 0%
11 | 30 | 23 | 7.5476e-10 | 9.496e-10 | 0 | 0% | 0% | 11 | 30 | 23 | 7.5476e-10 | 9.4238e-10 | 0 | 0% | 0%
12 | 1 | 0 | 0 | 0 | 0 | 0% | 0% | 12 | 1 | 0 | 0 | 0 | 0 | 0% | 0%
12 | 1 | 1 | 0 | 0 | 0 | 0% | 0% | 12 | 1 | 1 | 0 | 0 | 0 | 0% | 0%
12 | 1 | 2 | 0 | 0 | 0 | 0% | 0% | 12 | 1 | 2 | 0 | 0 | 0 | 0% | 0%
12 | 1 | 3 | 0 | 0 | 0 | 0% | 0% | 12 | 1 | 3 | 0 | 0 | 0 | 0% | 0%
12 | 1 | 4 | 0 | 0 | 0 | 0% | 0% | 12 | 1 | 4 | 0 | 0 | 0 | 0% | 0%
12 | 1 | 5 | 0 | 0 | 0 | 0% | 0% | 12 | 1 | 5 | 0 | 0 | 0 | 0% | 0%
12 | 1 | 6 | 0 | 0 | 0 | 0% | 0% | 12 | 1 | 6 | 0 | 0 | 0 | 0% | 0%
12 | 1 | 7 | 1.0567e-08 | 1.3295e-08 | 0 | 0% | 0% | 12 | 1 | 7 | 1.0567e-08 | 1.3194e-08 | 0 | 0% | 0%
12 | 1 | 8 | 8.5933e-09 | 1.0812e-08 | 52.7328 | 5.273% | 5.701e-08% | 12 | 1 | 8 | 8.5933e-09 | 1.0729e-08 | 52.7328 | 5.273% | 5.658e-08%
12 | 1 | 9 | 5.5561e-09 | 6.9904e-09 | 162.9564 | 16.3% | 1.139e-07% | 12 | 1 | 9 | 5.5971e-09 | 6.9884e-09 | 162.9564 | 16.3% | 1.139e-07%
12 | 1 | 10 | 3.8705e-09 | 4.8697e-09 | 252.96 | 25.3% | 1.232e-07% | 12 | 1 | 10 | 3.9364e-09 | 4.9149e-09 | 252.96 | 25.3% | 1.243e-07%
12 | 1 | 11 | 2.9416e-09 | 3.7009e-09 | 634.3308 | 63.43% | 2.348e-07% | 12 | 1 | 11 | 2.9659e-09 | 3.7031e-09 | 634.3308 | 63.43% | 2.349e-07%
12 | 1 | 12 | 1.8171e-09 | 2.2862e-09 | 668.5848 | 66.86% | 1.529e-07% | 12 | 1 | 12 | 1.8344e-09 | 2.2904e-09 | 668.5848 | 66.86% | 1.531e-07%
12 | 1 | 13 | 5.6884e-10 | 7.1568e-10 | 654.6444 | 65.46% | 4.685e-08% | 12 | 1 | 13 | 5.7436e-10 | 7.1714e-10 | 654.6444 | 65.46% | 4.695e-08%
12 | 1 | 14 | 0 | 0 | 539.9616 | 54% | 0% | 12 | 1 | 14 | 0 | 0 | 539.9616 | 54% | 0%
12 | 1 | 15 | 0 | 0 | 371.628 | 37.16% | 0% | 12 | 1 | 15 | 0 | 0 | 371.628 | 37.16% | 0%
12 | 1 | 16 | 0 | 0 | 161.7588 | 16.18% | 0% | 12 | 1 | 16 | 0 | 0 | 161.7588 | 16.18% | 0%
12 | 1 | 17 | 3.1106e-09 | 3.9136e-09 | 0 | 0% | 0% | 12 | 1 | 17 | 3.1106e-09 | 3.8838e-09 | 0 | 0% | 0%
12 | 1 | 18 | 1.2223e-08 | 1.5379e-08 | 0 | 0% | 0% | 12 | 1 | 18 | 1.2223e-08 | 1.5262e-08 | 0 | 0% | 0%
12 | 1 | 19 | 1.7996e-08 | 2.2642e-08 | 0 | 0% | 0% | 12 | 1 | 19 | 1.7996e-08 | 2.247e-08 | 0 | 0% | 0%
12 | 1 | 20 | 1.9015e-08 | 2.3924e-08 | 0 | 0% | 0% | 12 | 1 | 20 | 1.9015e-08 | 2.3742e-08 | 0 | 0% | 0%
12 | 1 | 21 | 1.1324e-08 | 1.4247e-08 | 0 | 0% | 0% | 12 | 1 | 21 | 1.1324e-08 | 1.4139e-08 | 0 | 0% | 0%
12 | 1 | 22 | 1.5327e-09 | 1.9284e-09 | 0 | 0% | 0% | 12 | 1 | 22 | 1.5327e-09 | 1.9137e-09 | 0 | 0% | 0%
12 | 1 | 23 | 0 | 0 | 0 | 0% | 0% | 12 | 1 | 23 | 0 | 0 | 0 | 0% | 0%
12 | 2 | 0 | 0 | 0 | 0 | 0% | 0% | 12 | 2 | 0 | 0 | 0 | 0 | 0% | 0%
12 | 2 | 1 | 0 | 0 | 0 | 0% | 0% | 12 | 2 | 1 | 0 | 0 | 0 | 0% | 0%
12 | 2 | 2 | 0 | 0 | 0 | 0% | 0% | 12 | 2 | 2 | 0 | 0 | 0 | 0% | 0%
12 | 2 | 3 | 0 | 0 | 0 | 0% | 0% | 12 | 2 | 3 | 0 | 0 | 0 | 0% | 0%
12 | 2 | 4 | 0 | 0 | 0 | 0% | 0% | 12 | 2 | 4 | 0 | 0 | 0 | 0% | 0%
12 | 2 | 5 | 0 | 0 | 0 | 0% | 0% | 12 | 2 | 5 | 0 | 0 | 0 | 0% | 0%
12 | 2 | 6 | 8.5916e-09 | 1.0809e-08 | 0 | 0% | 0% | 12 | 2 | 6 | 8.5916e-09 | 1.0727e-08 | 0 | 0% | 0%
12 | 2 | 7 | 8.1503e-08 | 1.0254e-07 | 0 | 0% | 0% | 12 | 2 | 7 | 8.1503e-08 | 1.0176e-07 | 0 | 0% | 0%
12 | 2 | 8 | 5.7036e-08 | 7.176e-08 | 149.1516 | 14.92% | 1.07e-06% | 12 | 2 | 8 | 5.7036e-08 | 7.1214e-08 | 149.1516 | 14.92% | 1.062e-06%
12 | 2 | 9 | 2.3504e-08 | 2.9572e-08 | 152.9868 | 15.3% | 4.524e-07% | 12 | 2 | 9 | 2.3504e-08 | 2.9347e-08 | 152.9868 | 15.3% | 4.49e-07%
12 | 2 | 10 | 1.0903e-08 | 1.3718e-08 | 167.7732 | 16.78% | 2.301e-07% | 12 | 2 | 10 | 1.0903e-08 | 1.3614e-08 | 167.7732 | 16.78% | 2.284e-07%
12 | 2 | 11 | 3.456e-09 | 4.3482e-09 | 642.0228 | 64.2% | 2.792e-07% | 12 | 2 | 11 | 3.456e-09 | 4.3151e-09 | 642.0228 | 64.2% | 2.77e-07%
12 | 2 | 12 | 1.7282e-09 | 2.1743e-09 | 453.8148 | 45.38% | 9.867e-08% | 12 | 2 | 12 | 1.7282e-09 | 2.1577e-09 | 453.8148 | 45.38% | 9.792e-08%
12 | 2 | 13 | 6.8679e-10 | 8.6408e-10 | 495.5172 | 49.55% | 4.282e-08% | 12 | 2 | 13 | 6.8679e-10 | 8.5751e-10 | 495.5172 | 49.55% | 4.249e-08%
12 | 2 | 14 | 0 | 0 | 355.7508 | 35.58% | 0% | 12 | 2 | 14 | 0 | 0 | 355.7508 | 35.58% | 0%
12 | 2 | 15 | 0 | 0 | 252.3048 | 25.23% | 0% | 12 | 2 | 15 | 0 | 0 | 252.3048 | 25.23% | 0%
12 | 2 | 16 | 0 | 0 | 60.8736 | 6.087% | 0% | 12 | 2 | 16 | 0 | 0 | 60.8736 | 6.087% | 0%
12 | 2 | 17 | 9.5222e-10 | 1.198e-09 | 0 | 0% | 0% | 12 | 2 | 17 | 9.5222e-10 | 1.1889e-09 | 0 | 0% | 0%
12 | 2 | 18 | 8.9459e-09 | 1.1255e-08 | 0 | 0% | 0% | 12 | 2 | 18 | 8.9459e-09 | 1.117e-08 | 0 | 0% | 0%
12 | 2 | 19 | 1.321e-08 | 1.662e-08 | 0 | 0% | 0% | 12 | 2 | 19 | 1.321e-08 | 1.6494e-08 | 0 | 0% | 0%
12 | 2 | 20 | 1.5152e-08 | 1.9064e-08 | 0 | 0% | 0% | 12 | 2 | 20 | 1.5152e-08 | 1.8919e-08 | 0 | 0% | 0%
12 | 2 | 21 | 7.6218e-09 | 9.5894e-09 | 0 | 0% | 0% | 12 | 2 | 21 | 7.6218e-09 | 9.5164e-09 | 0 | 0% | 0%
12 | 2 | 22 | 1.5327e-09 | 1.9284e-09 | 0 | 0% | 0% | 12 | 2 | 22 | 1.5327e-09 | 1.9137e-09 | 0 | 0% | 0%
12 | 2 | 23 | 0 | 0 | 0 | 0% | 0% | 12 | 2 | 23 | 0 | 0 | 0 | 0% | 0%
12 | 3 | 0 | 0 | 0 | 0 | 0% | 0% | 12 | 3 | 0 | 0 | 0 | 0 | 0% | 0%
12 | 3 | 1 | 0 | 0 | 0 | 0% | 0% | 12 | 3 | 1 | 0 | 0 | 0 | 0% | 0%
12 | 3 | 2 | 0 | 0 | 0 | 0% | 0% | 12 | 3 | 2 | 0 | 0 | 0 | 0% | 0%
12 | 3 | 3 | 0 | 0 | 0 | 0% | 0% | 12 | 3 | 3 | 0 | 0 | 0 | 0% | 0%
12 | 3 | 4 | 0 | 0 | 0 | 0% | 0% | 12 | 3 | 4 | 0 | 0 | 0 | 0% | 0%
12 | 3 | 5 | 0 | 0 | 0 | 0% | 0% | 12 | 3 | 5 | 0 | 0 | 0 | 0% | 0%
12 | 3 | 6 | 2.8238e-09 | 3.5527e-09 | 0 | 0% | 0% | 12 | 3 | 6 | 2.8238e-09 | 3.5257e-09 | 0 | 0% | 0%
12 | 3 | 7 | 3.2298e-08 | 4.0636e-08 | 0 | 0% | 0% | 12 | 3 | 7 | 3.2298e-08 | 4.0327e-08 | 0 | 0% | 0%
12 | 3 | 8 | 2.7379e-08 | 3.4446e-08 | 22.5684 | 2.257% | 7.774e-08% | 12 | 3 | 8 | 2.7379e-08 | 3.4184e-08 | 22.5684 | 2.257% | 7.715e-08%
12 | 3 | 9 | 1.4584e-08 | 1.8349e-08 | 73.7016 | 7.37% | 1.352e-07% | 12 | 3 | 9 | 1.4584e-08 | 1.8209e-08 | 73.7016 | 7.37% | 1.342e-07%
12 | 3 | 10 | 5.1272e-09 | 6.4508e-09 | 121.2108 | 12.12% | 7.819e-08% | 12 | 3 | 10 | 5.1675e-09 | 6.452e-09 | 121.2108 | 12.12% | 7.821e-08%
12 | 3 | 11 | 1.1923e-09 | 1.5e-09 | 287.4756 | 28.75% | 4.312e-08% | 12 | 3 | 11 | 1.1923e-09 | 1.4886e-09 | 287.4756 | 28.75% | 4.279e-08%
12 | 3 | 12 | 4.1825e-10 | 5.2623e-10 | 388.3044 | 38.83% | 2.043e-08% | 12 | 3 | 12 | 4.4578e-10 | 5.566e-10 | 388.3044 | 38.83% | 2.161e-08%
12 | 3 | 13 | 0 | 0 | 373.1472 | 37.31% | 0% | 12 | 3 | 13 | 0 | 0 | 373.1472 | 37.31% | 0%
12 | 3 | 14 | 0 | 0 | 188.9808 | 18.9% | 0% | 12 | 3 | 14 | 0 | 0 | 188.9808 | 18.9% | 0%
12 | 3 | 15 | 0 | 0 | 110.9688 | 11.1% | 0% | 12 | 3 | 15 | 0 | 0 | 110.9688 | 11.1% | 0%
12 | 3 | 16 | 0 | 0 | 55.8168 | 5.582% | 0% | 12 | 3 | 16 | 0 | 0 | 55.8168 | 5.582% | 0%
12 | 3 | 17 | 2.5598e-10 | 3.2207e-10 | 0 | 0% | 0% | 12 | 3 | 17 | 2.5598e-10 | 3.1962e-10 | 0 | 0% | 0%
12 | 3 | 18 | 4.2737e-09 | 5.377e-09 | 0 | 0% | 0% | 12 | 3 | 18 | 4.2737e-09 | 5.3361e-09 | 0 | 0% | 0%
12 | 3 | 19 | 2.7782e-09 | 3.4954e-09 | 0 | 0% | 0% | 12 | 3 | 19 | 2.7782e-09 | 3.4688e-09 | 0 | 0% | 0%
12 | 3 | 20 | 2.9372e-09 | 3.6955e-09 | 0 | 0% | 0% | 12 | 3 | 20 | 2.9372e-09 | 3.6674e-09 | 0 | 0% | 0%
12 | 3 | 21 | 3.3725e-09 | 4.2431e-09 | 0 | 0% | 0% | 12 | 3 | 21 | 3.3725e-09 | 4.2108e-09 | 0 | 0% | 0%
12 | 3 | 22 | 9.7682e-10 | 1.229e-09 | 0 | 0% | 0% | 12 | 3 | 22 | 9.7682e-10 | 1.2196e-09 | 0 | 0% | 0%
12 | 3 | 23 | 0 | 0 | 0 | 0% | 0% | 12 | 3 | 23 | 0 | 0 | 0 | 0% | 0%
12 | 4 | 0 | 0 | 0 | 0 | 0% | 0% | 12 | 4 | 0 | 0 | 0 | 0 | 0% | 0%
12 | 4 | 1 | 0 | 0 | 0 | 0% | 0% | 12 | 4 | 1 | 0 | 0 | 0 | 0% | 0%
12 | 4 | 2 | 0 | 0 | 0 | 0% | 0% | 12 | 4 | 2 | 0 | 0 | 0 | 0% | 0%
12 | 4 | 3 | 0 | 0 | 0 | 0% | 0% | 12 | 4 | 3 | 0 | 0 | 0 | 0% | 0%
12 | 4 | 4 | 0 | 0 | 0 | 0% | 0% | 12 | 4 | 4 | 0 | 0 | 0 | 0% | 0%
12 | 4 | 5 | 0 | 0 | 0 | 0% | 0% | 12 | 4 | 5 | 0 | 0 | 0 | 0% | 0%
12 | 4 | 6 | 0 | 0 | 0 | 0% | 0% | 12 | 4 | 6 | 0 | 0 | 0 | 0% | 0%
12 | 4 | 7 | 1.2097e-10 | 1.5219e-10 | 0 | 0% | 0% | 12 | 4 | 7 | 1.2097e-10 | 1.5104e-10 | 0 | 0% | 0%
12 | 4 | 8 | 7.0719e-10 | 8.8975e-10 | 17.8392 | 1.784% | 1.587e-09% | 12 | 4 | 8 | 7.0719e-10 | 8.8299e-10 | 17.8392 | 1.784% | 1.575e-09%
12 | 4 | 9 | 3.4406e-10 | 4.3289e-10 | 1.092 | 0.1092% | 4.727e-11% | 12 | 4 | 9 | 3.6115e-10 | 4.5093e-10 | 1.092 | 0.1092% | 4.924e-11%
12 | 4 | 10 | 0 | 0 | 132.9876 | 13.3% | 0% | 12 | 4 | 10 | 0 | 0 | 132.9876 | 13.3% | 0%
12 | 4 | 11 | 0 | 0 | 222.2976 | 22.23% | 0% | 12 | 4 | 11 | 0 | 0 | 222.2976 | 22.23% | 0%
12 | 4 | 12 | 0 | 0 | 248.8728 | 24.89% | 0% | 12 | 4 | 12 | 0 | 0 | 248.8728 | 24.89% | 0%
12 | 4 | 13 | 0 | 0 | 297.5268 | 29.75% | 0% | 12 | 4 | 13 | 0 | 0 | 297.5268 | 29.75% | 0%
12 | 4 | 14 | 0 | 0 | 320.8272 | 32.08% | 0% | 12 | 4 | 14 | 0 | 0 | 320.8272 | 32.08% | 0%
12 | 4 | 15 | 0 | 0 | 141.9384 | 14.19% | 0% | 12 | 4 | 15 | 0 | 0 | 141.9384 | 14.19% | 0%
12 | 4 | 16 | 0 | 0 | 39.9552 | 3.996% | 0% | 12 | 4 | 16 | 0 | 0 | 39.9552 | 3.996% | 0%
12 | 4 | 17 | 0 | 0 | 0 | 0% | 0% | 12 | 4 | 17 | 0 | 0 | 0 | 0% | 0%
12 | 4 | 18 | 0 | 0 | 0 | 0% | 0% | 12 | 4 | 18 | 0 | 0 | 0 | 0% | 0%
12 | 4 | 19 | 0 | 0 | 0 | 0% | 0% | 12 | 4 | 19 | 0 | 0 | 0 | 0% | 0%
12 | 4 | 20 | 0 | 0 | 0 | 0% | 0% | 12 | 4 | 20 | 0 | 0 | 0 | 0% | 0%
12 | 4 | 21 | 0 | 0 | 0 | 0% | 0% | 12 | 4 | 21 | 0 | 0 | 0 | 0% | 0%
12 | 4 | 22 | 0 | 0 | 0 | 0% | 0% | 12 | 4 | 22 | 0 | 0 | 0 | 0% | 0%
12 | 4 | 23 | 0 | 0 | 0 | 0% | 0% | 12 | 4 | 23 | 0 | 0 | 0 | 0% | 0%
12 | 5 | 0 | 0 | 0 | 0 | 0% | 0% | 12 | 5 | 0 | 0 | 0 | 0 | 0% | 0%
12 | 5 | 1 | 0 | 0 | 0 | 0% | 0% | 12 | 5 | 1 | 0 | 0 | 0 | 0% | 0%
12 | 5 | 2 | 0 | 0 | 0 | 0% | 0% | 12 | 5 | 2 | 0 | 0 | 0 | 0% | 0%
12 | 5 | 3 | 0 | 0 | 0 | 0% | 0% | 12 | 5 | 3 | 0 | 0 | 0 | 0% | 0%
12 | 5 | 4 | 0 | 0 | 0 | 0% | 0% | 12 | 5 | 4 | 0 | 0 | 0 | 0% | 0%
12 | 5 | 5 | 0 | 0 | 0 | 0% | 0% | 12 | 5 | 5 | 0 | 0 | 0 | 0% | 0%
12 | 5 | 6 | 0 | 0 | 0 | 0% | 0% | 12 | 5 | 6 | 0 | 0 | 0 | 0% | 0%
12 | 5 | 7 | 0 | 0 | 0 | 0% | 0% | 12 | 5 | 7 | 0 | 0 | 0 | 0% | 0%
12 | 5 | 8 | 0 | 0 | 15.8076 | 1.581% | 0% | 12 | 5 | 8 | 0 | 0 | 15.8076 | 1.581% | 0%
12 | 5 | 9 | 0 | 0 | 26.3064 | 2.631% | 0% | 12 | 5 | 9 | 0 | 0 | 26.3064 | 2.631% | 0%
12 | 5 | 10 | 0 | 0 | 118.8588 | 11.89% | 0% | 12 | 5 | 10 | 0 | 0 | 118.8588 | 11.89% | 0%
12 | 5 | 11 | 0 | 0 | 162.534 | 16.25% | 0% | 12 | 5 | 11 | 0 | 0 | 162.534 | 16.25% | 0%
12 | 5 | 12 | 0 | 0 | 57.9708 | 5.797% | 0% | 12 | 5 | 12 | 0 | 0 | 57.9708 | 5.797% | 0%
12 | 5 | 13 | 0 | 0 | 208.4508 | 20.85% | 0% | 12 | 5 | 13 | 0 | 0 | 208.4508 | 20.85% | 0%
12 | 5 | 14 | 0 | 0 | 58.4604 | 5.846% | 0% | 12 | 5 | 14 | 0 | 0 | 58.4604 | 5.846% | 0%
12 | 5 | 15 | 0 | 0 | 5.6568 | 0.5657% | 0% | 12 | 5 | 15 | 0 | 0 | 5.6568 | 0.5657% | 0%
12 | 5 | 16 | 0 | 0 | 39.5616 | 3.956% | 0% | 12 | 5 | 16 | 0 | 0 | 39.5616 | 3.956% | 0%
12 | 5 | 17 | 0 | 0 | 0 | 0% | 0% | 12 | 5 | 17 | 0 | 0 | 0 | 0% | 0%
12 | 5 | 18 | 0 | 0 | 0 | 0% | 0% | 12 | 5 | 18 | 0 | 0 | 0 | 0% | 0%
12 | 5 | 19 | 0 | 0 | 0 | 0% | 0% | 12 | 5 | 19 | 0 | 0 | 0 | 0% | 0%
12 | 5 | 20 | 0 | 0 | 0 | 0% | 0% | 12 | 5 | 20 | 0 | 0 | 0 | 0% | 0%
12 | 5 | 21 | 0 | 0 | 0 | 0% | 0% | 12 | 5 | 21 | 0 | 0 | 0 | 0% | 0%
12 | 5 | 22 | 0 | 0 | 0 | 0% | 0% | 12 | 5 | 22 | 0 | 0 | 0 | 0% | 0%
12 | 5 | 23 | 0 | 0 | 0 | 0% | 0% | 12 | 5 | 23 | 0 | 0 | 0 | 0% | 0%
12 | 6 | 0 | 0 | 0 | 0 | 0% | 0% | 12 | 6 | 0 | 0 | 0 | 0 | 0% | 0%
12 | 6 | 1 | 0 | 0 | 0 | 0% | 0% | 12 | 6 | 1 | 0 | 0 | 0 | 0% | 0%
12 | 6 | 2 | 0 | 0 | 0 | 0% | 0% | 12 | 6 | 2 | 0 | 0 | 0 | 0% | 0%
12 | 6 | 3 | 0 | 0 | 0 | 0% | 0% | 12 | 6 | 3 | 0 | 0 | 0 | 0% | 0%
12 | 6 | 4 | 0 | 0 | 0 | 0% | 0% | 12 | 6 | 4 | 0 | 0 | 0 | 0% | 0%
12 | 6 | 5 | 0 | 0 | 0 | 0% | 0% | 12 | 6 | 5 | 0 | 0 | 0 | 0% | 0%
12 | 6 | 6 | 0 | 0 | 0 | 0% | 0% | 12 | 6 | 6 | 0 | 0 | 0 | 0% | 0%
12 | 6 | 7 | 0 | 0 | 0 | 0% | 0% | 12 | 6 | 7 | 0 | 0 | 0 | 0% | 0%
12 | 6 | 8 | 2.3554e-10 | 2.9635e-10 | 0.4176 | 0.04176% | 1.238e-11% | 12 | 6 | 8 | 2.3554e-10 | 2.9409e-10 | 0.4176 | 0.04176% | 1.228e-11%
12 | 6 | 9 | 4.7777e-10 | 6.011e-10 | 7.9704 | 0.797% | 4.791e-10% | 12 | 6 | 9 | 4.7777e-10 | 5.9653e-10 | 7.9704 | 0.797% | 4.755e-10%
12 | 6 | 10 | 5.2281e-10 | 6.5777e-10 | 86.3832 | 8.638% | 5.682e-09% | 12 | 6 | 10 | 5.2281e-10 | 6.5277e-10 | 86.3832 | 8.638% | 5.639e-09%
12 | 6 | 11 | 4.1673e-10 | 5.2431e-10 | 15.5436 | 1.554% | 8.15e-10% | 12 | 6 | 11 | 4.1673e-10 | 5.2032e-10 | 15.5436 | 1.554% | 8.088e-10%
12 | 6 | 12 | 2.4135e-10 | 3.0366e-10 | 96.7728 | 9.677% | 2.939e-09% | 12 | 6 | 12 | 2.4135e-10 | 3.0135e-10 | 96.7728 | 9.677% | 2.916e-09%
12 | 6 | 13 | 4.0241e-10 | 5.0629e-10 | 45.7356 | 4.574% | 2.316e-09% | 12 | 6 | 13 | 4.0241e-10 | 5.0244e-10 | 45.7356 | 4.574% | 2.298e-09%
12 | 6 | 14 | 0 | 0 | 31.752 | 3.175% | 0% | 12 | 6 | 14 | 0 | 0 | 31.752 | 3.175% | 0%
12 | 6 | 15 | 0 | 0 | 29.6208 | 2.962% | 0% | 12 | 6 | 15 | 0 | 0 | 29.6208 | 2.962% | 0%
12 | 6 | 16 | 0 | 0 | 4.77 | 0.477% | 0% | 12 | 6 | 16 | 0 | 0 | 4.77 | 0.477% | 0%
12 | 6 | 17 | 2.2543e-09 | 2.8363e-09 | 0 | 0% | 0% | 12 | 6 | 17 | 2.2543e-09 | 2.8147e-09 | 0 | 0% | 0%
12 | 6 | 18 | 4.378e-09 | 5.5082e-09 | 0 | 0% | 0% | 12 | 6 | 18 | 4.378e-09 | 5.4663e-09 | 0 | 0% | 0%
12 | 6 | 19 | 1.7251e-09 | 2.1705e-09 | 0 | 0% | 0% | 12 | 6 | 19 | 1.7251e-09 | 2.154e-09 | 0 | 0% | 0%
12 | 6 | 20 | 7.7043e-10 | 9.6932e-10 | 0 | 0% | 0% | 12 | 6 | 20 | 7.7043e-10 | 9.6195e-10 | 0 | 0% | 0%
12 | 6 | 21 | 0 | 0 | 0 | 0% | 0% | 12 | 6 | 21 | 0 | 0 | 0 | 0% | 0%
12 | 6 | 22 | 0 | 0 | 0 | 0% | 0% | 12 | 6 | 22 | 0 | 0 | 0 | 0% | 0%
12 | 6 | 23 | 0 | 0 | 0 | 0% | 0% | 12 | 6 | 23 | 0 | 0 | 0 | 0% | 0%
12 | 7 | 0 | 0 | 0 | 0 | 0% | 0% | 12 | 7 | 0 | 0 | 0 | 0 | 0% | 0%
12 | 7 | 1 | 0 | 0 | 0 | 0% | 0% | 12 | 7 | 1 | 0 | 0 | 0 | 0% | 0%
12 | 7 | 2 | 0 | 0 | 0 | 0% | 0% | 12 | 7 | 2 | 0 | 0 | 0 | 0% | 0%
12 | 7 | 3 | 0 | 0 | 0 | 0% | 0% | 12 | 7 | 3 | 0 | 0 | 0 | 0% | 0%
12 | 7 | 4 | 0 | 0 | 0 | 0% | 0% | 12 | 7 | 4 | 0 | 0 | 0 | 0% | 0%
12 | 7 | 5 | 0 | 0 | 0 | 0% | 0% | 12 | 7 | 5 | 0 | 0 | 0 | 0% | 0%
12 | 7 | 6 | 0 | 0 | 0 | 0% | 0% | 12 | 7 | 6 | 0 | 0 | 0 | 0% | 0%
12 | 7 | 7 | 0 | 0 | 0 | 0% | 0% | 12 | 7 | 7 | 0 | 0 | 0 | 0% | 0%
12 | 7 | 8 | 0 | 0 | 191.2692 | 19.13% | 0% | 12 | 7 | 8 | 0 | 0 | 191.2692 | 19.13% | 0%
12 | 7 | 9 | 0 | 0 | 369.6936 | 36.97% | 0% | 12 | 7 | 9 | 0 | 0 | 369.6936 | 36.97% | 0%
12 | 7 | 10 | 0 | 0 | 373.6224 | 37.36% | 0% | 12 | 7 | 10 | 0 | 0 | 373.6224 | 37.36% | 0%
12 | 7 | 11 | 0 | 0 | 650.7264 | 65.07% | 0% | 12 | 7 | 11 | 0 | 0 | 650.7264 | 65.07% | 0%
12 | 7 | 12 | 0 | 0 | 808.4568 | 80.85% | 0% | 12 | 7 | 12 | 0 | 0 | 808.4568 | 80.85% | 0%
12 | 7 | 13 | 0 | 0 | 463.7832 | 46.38% | 0% | 12 | 7 | 13 | 0 | 0 | 463.7832 | 46.38% | 0%
12 | 7 | 14 | 0 | 0 | 383.406 | 38.34% | 0% | 12 | 7 | 14 | 0 | 0 | 383.406 | 38.34% | 0%
12 | 7 | 15 | 0 | 0 | 138.0228 | 13.8% | 0% | 12 | 7 | 15 | 0 | 0 | 138.0228 | 13.8% | 0%
12 | 7 | 16 | 0 | 0 | 183.8232 | 18.38% | 0% | 12 | 7 | 16 | 0 | 0 | 183.8232 | 18.38% | 0%
12 | 7 | 17 | 0 | 0 | 0 | 0% | 0% | 12 | 7 | 17 | 0 | 0 | 0 | 0% | 0%
12 | 7 | 18 | 6.8482e-10 | 8.616e-10 | 0 | 0% | 0% | 12 | 7 | 18 | 6.8482e-10 | 8.5505e-10 | 0 | 0% | 0%
12 | 7 | 19 | 4.1673e-10 | 5.2431e-10 | 0 | 0% | 0% | 12 | 7 | 19 | 4.1673e-10 | 5.2032e-10 | 0 | 0% | 0%
12 | 7 | 20 | 4.7347e-10 | 5.957e-10 | 0 | 0% | 0% | 12 | 7 | 20 | 4.7347e-10 | 5.9117e-10 | 0 | 0% | 0%
12 | 7 | 21 | 0 | 0 | 0 | 0% | 0% | 12 | 7 | 21 | 0 | 0 | 0 | 0% | 0%
12 | 7 | 22 | 0 | 0 | 0 | 0% | 0% | 12 | 7 | 22 | 0 | 0 | 0 | 0% | 0%
12 | 7 | 23 | 0 | 0 | 0 | 0% | 0% | 12 | 7 | 23 | 0 | 0 | 0 | 0% | 0%
12 | 8 | 0 | 0 | 0 | 0 | 0% | 0% | 12 | 8 | 0 | 0 | 0 | 0 | 0% | 0%
12 | 8 | 1 | 0 | 0 | 0 | 0% | 0% | 12 | 8 | 1 | 0 | 0 | 0 | 0% | 0%
12 | 8 | 2 | 0 | 0 | 0 | 0% | 0% | 12 | 8 | 2 | 0 | 0 | 0 | 0% | 0%
12 | 8 | 3 | 0 | 0 | 0 | 0% | 0% | 12 | 8 | 3 | 0 | 0 | 0 | 0% | 0%
12 | 8 | 4 | 0 | 0 | 0 | 0% | 0% | 12 | 8 | 4 | 0 | 0 | 0 | 0% | 0%
12 | 8 | 5 | 0 | 0 | 0 | 0% | 0% | 12 | 8 | 5 | 0 | 0 | 0 | 0% | 0%
12 | 8 | 6 | 0 | 0 | 0 | 0% | 0% | 12 | 8 | 6 | 0 | 0 | 0 | 0% | 0%
12 | 8 | 7 | 2.3465e-09 | 2.9523e-09 | 0 | 0% | 0% | 12 | 8 | 7 | 2.3465e-09 | 2.9298e-09 | 0 | 0% | 0%
12 | 8 | 8 | 3.5071e-09 | 4.4125e-09 | 24.9864 | 2.499% | 1.103e-08% | 12 | 8 | 8 | 3.5071e-09 | 4.3789e-09 | 24.9864 | 2.499% | 1.094e-08%
12 | 8 | 9 | 2.8687e-09 | 3.6093e-09 | 14.742 | 1.474% | 5.321e-09% | 12 | 8 | 9 | 2.8687e-09 | 3.5818e-09 | 14.742 | 1.474% | 5.28e-09%
12 | 8 | 10 | 7.4207e-10 | 9.3364e-10 | 31.032 | 3.103% | 2.897e-09% | 12 | 8 | 10 | 7.5823e-10 | 9.4671e-10 | 31.032 | 3.103% | 2.938e-09%
12 | 8 | 11 | 0 | 0 | 114.6384 | 11.46% | 0% | 12 | 8 | 11 | 0 | 0 | 114.6384 | 11.46% | 0%
12 | 8 | 12 | 0 | 0 | 210.252 | 21.03% | 0% | 12 | 8 | 12 | 0 | 0 | 210.252 | 21.03% | 0%
12 | 8 | 13 | 0 | 0 | 671.0256 | 67.1% | 0% | 12 | 8 | 13 | 0 | 0 | 671.0256 | 67.1% | 0%
12 | 8 | 14 | 0 | 0 | 550.1316 | 55.01% | 0% | 12 | 8 | 14 | 0 | 0 | 550.1316 | 55.01% | 0%
12 | 8 | 15 | 0 | 0 | 366.9456 | 36.69% | 0% | 12 | 8 | 15 | 0 | 0 | 366.9456 | 36.69% | 0%
12 | 8 | 16 | 0 | 0 | 142.4556 | 14.25% | 0% | 12 | 8 | 16 | 0 | 0 | 142.4556 | 14.25% | 0%
12 | 8 | 17 | 8.8818e-10 | 1.1175e-09 | 0 | 0% | 0% | 12 | 8 | 17 | 8.8818e-10 | 1.109e-09 | 0 | 0% | 0%
12 | 8 | 18 | 3.7734e-09 | 4.7475e-09 | 0 | 0% | 0% | 12 | 8 | 18 | 3.7734e-09 | 4.7114e-09 | 0 | 0% | 0%
12 | 8 | 19 | 4.6767e-09 | 5.884e-09 | 0 | 0% | 0% | 12 | 8 | 19 | 4.6767e-09 | 5.8392e-09 | 0 | 0% | 0%
12 | 8 | 20 | 4.5649e-09 | 5.7434e-09 | 0 | 0% | 0% | 12 | 8 | 20 | 4.5649e-09 | 5.6997e-09 | 0 | 0% | 0%
12 | 8 | 21 | 2.0236e-09 | 2.546e-09 | 0 | 0% | 0% | 12 | 8 | 21 | 2.0236e-09 | 2.5267e-09 | 0 | 0% | 0%
12 | 8 | 22 | 0 | 0 | 0 | 0% | 0% | 12 | 8 | 22 | 0 | 0 | 0 | 0% | 0%
12 | 8 | 23 | 0 | 0 | 0 | 0% | 0% | 12 | 8 | 23 | 0 | 0 | 0 | 0% | 0%
12 | 9 | 0 | 0 | 0 | 0 | 0% | 0% | 12 | 9 | 0 | 0 | 0 | 0 | 0% | 0%
12 | 9 | 1 | 0 | 0 | 0 | 0% | 0% | 12 | 9 | 1 | 0 | 0 | 0 | 0% | 0%
12 | 9 | 2 | 0 | 0 | 0 | 0% | 0% | 12 | 9 | 2 | 0 | 0 | 0 | 0% | 0%
12 | 9 | 3 | 0 | 0 | 0 | 0% | 0% | 12 | 9 | 3 | 0 | 0 | 0 | 0% | 0%
12 | 9 | 4 | 0 | 0 | 0 | 0% | 0% | 12 | 9 | 4 | 0 | 0 | 0 | 0% | 0%
12 | 9 | 5 | 0 | 0 | 0 | 0% | 0% | 12 | 9 | 5 | 0 | 0 | 0 | 0% | 0%
12 | 9 | 6 | 0 | 0 | 0 | 0% | 0% | 12 | 9 | 6 | 0 | 0 | 0 | 0% | 0%
12 | 9 | 7 | 1.5985e-09 | 2.0112e-09 | 0 | 0% | 0% | 12 | 9 | 7 | 1.5985e-09 | 1.9959e-09 | 0 | 0% | 0%
12 | 9 | 8 | 2.4049e-09 | 3.0257e-09 | 146.2956 | 14.63% | 4.427e-08% | 12 | 9 | 8 | 2.4049e-09 | 3.0027e-09 | 146.2956 | 14.63% | 4.393e-08%
12 | 9 | 9 | 3.0104e-09 | 3.7876e-09 | 66.7788 | 6.678% | 2.529e-08% | 12 | 9 | 9 | 3.0104e-09 | 3.7588e-09 | 66.7788 | 6.678% | 2.51e-08%
12 | 9 | 10 | 3.3453e-09 | 4.2089e-09 | 66.4728 | 6.647% | 2.798e-08% | 12 | 9 | 10 | 3.3453e-09 | 4.1769e-09 | 66.4728 | 6.647% | 2.777e-08%
12 | 9 | 11 | 2.507e-09 | 3.1542e-09 | 83.3904 | 8.339% | 2.63e-08% | 12 | 9 | 11 | 2.507e-09 | 3.1302e-09 | 83.3904 | 8.339% | 2.61e-08%
12 | 9 | 12 | 2.4458e-09 | 3.0772e-09 | 135.5904 | 13.56% | 4.172e-08% | 12 | 9 | 12 | 2.4458e-09 | 3.0538e-09 | 135.5904 | 13.56% | 4.141e-08%
12 | 9 | 13 | 2.0408e-09 | 2.5676e-09 | 184.044 | 18.4% | 4.726e-08% | 12 | 9 | 13 | 2.0408e-09 | 2.5481e-09 | 184.044 | 18.4% | 4.69e-08%
12 | 9 | 14 | 1.1525e-09 | 1.45e-09 | 99 | 9.9% | 1.435e-08% | 12 | 9 | 14 | 1.1525e-09 | 1.439e-09 | 99 | 9.9% | 1.425e-08%
12 | 9 | 15 | 4.4798e-10 | 5.6363e-10 | 95.0136 | 9.501% | 5.355e-09% | 12 | 9 | 15 | 4.4798e-10 | 5.5935e-10 | 95.0136 | 9.501% | 5.315e-09%
12 | 9 | 16 | 3.1975e-10 | 4.0229e-10 | 190.2516 | 19.03% | 7.654e-09% | 12 | 9 | 16 | 3.1975e-10 | 3.9923e-10 | 190.2516 | 19.03% | 7.595e-09%
12 | 9 | 17 | 3.2627e-09 | 4.105e-09 | 0 | 0% | 0% | 12 | 9 | 17 | 3.2627e-09 | 4.0738e-09 | 0 | 0% | 0%
12 | 9 | 18 | 4.0014e-09 | 5.0343e-09 | 0 | 0% | 0% | 12 | 9 | 18 | 4.0014e-09 | 4.996e-09 | 0 | 0% | 0%
12 | 9 | 19 | 2.6074e-09 | 3.2804e-09 | 0 | 0% | 0% | 12 | 9 | 19 | 2.6074e-09 | 3.2555e-09 | 0 | 0% | 0%
12 | 9 | 20 | 1.283e-09 | 1.6143e-09 | 0 | 0% | 0% | 12 | 9 | 20 | 1.283e-09 | 1.602e-09 | 0 | 0% | 0%
12 | 9 | 21 | 4.5189e-10 | 5.6855e-10 | 0 | 0% | 0% | 12 | 9 | 21 | 4.5189e-10 | 5.6423e-10 | 0 | 0% | 0%
12 | 9 | 22 | 0 | 0 | 0 | 0% | 0% | 12 | 9 | 22 | 0 | 0 | 0 | 0% | 0%
12 | 9 | 23 | 0 | 0 | 0 | 0% | 0% | 12 | 9 | 23 | 0 | 0 | 0 | 0% | 0%
12 | 10 | 0 | 0 | 0 | 0 | 0% | 0% | 12 | 10 | 0 | 0 | 0 | 0 | 0% | 0%
12 | 10 | 1 | 0 | 0 | 0 | 0% | 0% | 12 | 10 | 1 | 0 | 0 | 0 | 0% | 0%
12 | 10 | 2 | 0 | 0 | 0 | 0% | 0% | 12 | 10 | 2 | 0 | 0 | 0 | 0% | 0%
12 | 10 | 3 | 0 | 0 | 0 | 0% | 0% | 12 | 10 | 3 | 0 | 0 | 0 | 0% | 0%
12 | 10 | 4 | 0 | 0 | 0 | 0% | 0% | 12 | 10 | 4 | 0 | 0 | 0 | 0% | 0%
12 | 10 | 5 | 0 | 0 | 0 | 0% | 0% | 12 | 10 | 5 | 0 | 0 | 0 | 0% | 0%
12 | 10 | 6 | 0 | 0 | 0 | 0% | 0% | 12 | 10 | 6 | 0 | 0 | 0 | 0% | 0%
12 | 10 | 7 | 0 | 0 | 0 | 0% | 0% | 12 | 10 | 7 | 0 | 0 | 0 | 0% | 0%
12 | 10 | 8 | 2.3941e-10 | 3.0121e-10 | 151.9032 | 15.19% | 4.575e-09% | 12 | 10 | 8 | 2.3941e-10 | 2.9892e-10 | 151.9032 | 15.19% | 4.541e-09%
12 | 10 | 9 | 3.2497e-10 | 4.0887e-10 | 438.4824 | 43.85% | 1.793e-08% | 12 | 10 | 9 | 3.2497e-10 | 4.0576e-10 | 438.4824 | 43.85% | 1.779e-08%
12 | 10 | 10 | 4.6961e-10 | 5.9084e-10 | 404.9748 | 40.5% | 2.393e-08% | 12 | 10 | 10 | 4.6961e-10 | 5.8635e-10 | 404.9748 | 40.5% | 2.375e-08%
12 | 10 | 11 | 0 | 0 | 784.7556 | 78.48% | 0% | 12 | 10 | 11 | 0 | 0 | 784.7556 | 78.48% | 0%
12 | 10 | 12 | 0 | 0 | 821.2044 | 82.12% | 0% | 12 | 10 | 12 | 0 | 0 | 821.2044 | 82.12% | 0%
12 | 10 | 13 | 0 | 0 | 782.16 | 78.22% | 0% | 12 | 10 | 13 | 0 | 0 | 782.16 | 78.22% | 0%
12 | 10 | 14 | 0 | 0 | 670.1556 | 67.02% | 0% | 12 | 10 | 14 | 0 | 0 | 670.1556 | 67.02% | 0%
12 | 10 | 15 | 0 | 0 | 484.1904 | 48.42% | 0% | 12 | 10 | 15 | 0 | 0 | 484.1904 | 48.42% | 0%
12 | 10 | 16 | 0 | 0 | 225.2712 | 22.53% | 0% | 12 | 10 | 16 | 0 | 0 | 225.2712 | 22.53% | 0%
12 | 10 | 17 | 9.4448e-10 | 1.1883e-09 | 0 | 0% | 0% | 12 | 10 | 17 | 9.4448e-10 | 1.1793e-09 | 0 | 0% | 0%
12 | 10 | 18 | 2.1794e-09 | 2.7421e-09 | 0 | 0% | 0% | 12 | 10 | 18 | 2.1794e-09 | 2.7212e-09 | 0 | 0% | 0%
12 | 10 | 19 | 1.0689e-09 | 1.3448e-09 | 0 | 0% | 0% | 12 | 10 | 19 | 1.0689e-09 | 1.3346e-09 | 0 | 0% | 0%
12 | 10 | 20 | 3.9803e-10 | 5.0078e-10 | 0 | 0% | 0% | 12 | 10 | 20 | 3.9803e-10 | 4.9697e-10 | 0 | 0% | 0%
12 | 10 | 21 | 0 | 0 | 0 | 0% | 0% | 12 | 10 | 21 | 0 | 0 | 0 | 0% | 0%
12 | 10 | 22 | 0 | 0 | 0 | 0% | 0% | 12 | 10 | 22 | 0 | 0 | 0 | 0% | 0%
12 | 10 | 23 | 0 | 0 | 0 | 0% | 0% | 12 | 10 | 23 | 0 | 0 | 0 | 0% | 0%
12 | 11 | 0 | 0 | 0 | 0 | 0% | 0% | 12 | 11 | 0 | 0 | 0 | 0 | 0% | 0%
12 | 11 | 1 | 0 | 0 | 0 | 0% | 0% | 12 | 11 | 1 | 0 | 0 | 0 | 0% | 0%
12 | 11 | 2 | 0 | 0 | 0 | 0% | 0% | 12 | 11 | 2 | 0 | 0 | 0 | 0% | 0%
12 | 11 | 3 | 0 | 0 | 0 | 0% | 0% | 12 | 11 | 3 | 0 | 0 | 0 | 0% | 0%
12 | 11 | 4 | 0 | 0 | 0 | 0% | 0% | 12 | 11 | 4 | 0 | 0 | 0 | 0% | 0%
12 | 11 | 5 | 0 | 0 | 0 | 0% | 0% | 12 | 11 | 5 | 0 | 0 | 0 | 0% | 0%
12 | 11 | 6 | 0 | 0 | 0 | 0% | 0% | 12 | 11 | 6 | 0 | 0 | 0 | 0% | 0%
12 | 11 | 7 | 0 | 0 | 0 | 0% | 0% | 12 | 11 | 7 | 0 | 0 | 0 | 0% | 0%
12 | 11 | 8 | 0 | 0 | 169.3068 | 16.93% | 0% | 12 | 11 | 8 | 0 | 0 | 169.3068 | 16.93% | 0%
12 | 11 | 9 | 0 | 0 | 436.3836 | 43.64% | 0% | 12 | 11 | 9 | 0 | 0 | 436.3836 | 43.64% | 0%
12 | 11 | 10 | 0 | 0 | 627.6312 | 62.76% | 0% | 12 | 11 | 10 | 0 | 0 | 627.6312 | 62.76% | 0%
12 | 11 | 11 | 0 | 0 | 738.8076 | 73.88% | 0% | 12 | 11 | 11 | 0 | 0 | 738.8076 | 73.88% | 0%
12 | 11 | 12 | 0 | 0 | 787.9776 | 78.8% | 0% | 12 | 11 | 12 | 0 | 0 | 787.9776 | 78.8% | 0%
12 | 11 | 13 | 0 | 0 | 745.2456 | 74.52% | 0% | 12 | 11 | 13 | 0 | 0 | 745.2456 | 74.52% | 0%
12 | 11 | 14 | 0 | 0 | 641.13 | 64.11% | 0% | 12 | 11 | 14 | 0 | 0 | 641.13 | 64.11% | 0%
12 | 11 | 15 | 0 | 0 | 456.8112 | 45.68% | 0% | 12 | 11 | 15 | 0 | 0 | 456.8112 | 45.68% | 0%
12 | 11 | 16 | 0 | 0 | 202.6896 | 20.27% | 0% | 12 | 11 | 16 | 0 | 0 | 202.6896 | 20.27% | 0%
12 | 11 | 17 | 7.6359e-10 | 9.6071e-10 | 0 | 0% | 0% | 12 | 11 | 17 | 7.6359e-10 | 9.534e-10 | 0 | 0% | 0%
12 | 11 | 18 | 2.2157e-09 | 2.7877e-09 | 0 | 0% | 0% | 12 | 11 | 18 | 2.2157e-09 | 2.7665e-09 | 0 | 0% | 0%
12 | 11 | 19 | 1.545e-09 | 1.9439e-09 | 0 | 0% | 0% | 12 | 11 | 19 | 1.545e-09 | 1.9291e-09 | 0 | 0% | 0%
12 | 11 | 20 | 4.4447e-10 | 5.5921e-10 | 0 | 0% | 0% | 12 | 11 | 20 | 4.4447e-10 | 5.5496e-10 | 0 | 0% | 0%
12 | 11 | 21 | 0 | 0 | 0 | 0% | 0% | 12 | 11 | 21 | 0 | 0 | 0 | 0% | 0%
12 | 11 | 22 | 0 | 0 | 0 | 0% | 0% | 12 | 11 | 22 | 0 | 0 | 0 | 0% | 0%
12 | 11 | 23 | 0 | 0 | 0 | 0% | 0% | 12 | 11 | 23 | 0 | 0 | 0 | 0% | 0%
12 | 12 | 0 | 0 | 0 | 0 | 0% | 0% | 12 | 12 | 0 | 0 | 0 | 0 | 0% | 0%
12 | 12 | 1 | 0 | 0 | 0 | 0% | 0% | 12 | 12 | 1 | 0 | 0 | 0 | 0% | 0%
12 | 12 | 2 | 0 | 0 | 0 | 0% | 0% | 12 | 12 | 2 | 0 | 0 | 0 | 0% | 0%
12 | 12 | 3 | 0 | 0 | 0 | 0% | 0% | 12 | 12 | 3 | 0 | 0 | 0 | 0% | 0%
12 | 12 | 4 | 0 | 0 | 0 | 0% | 0% | 12 | 12 | 4 | 0 | 0 | 0 | 0% | 0%
12 | 12 | 5 | 0 | 0 | 0 | 0% | 0% | 12 | 12 | 5 | 0 | 0 | 0 | 0% | 0%
12 | 12 | 6 | 0 | 0 | 0 | 0% | 0% | 12 | 12 | 6 | 0 | 0 | 0 | 0% | 0%
12 | 12 | 7 | 0 | 0 | 0 | 0% | 0% | 12 | 12 | 7 | 0 | 0 | 0 | 0% | 0%
12 | 12 | 8 | 0 | 0 | 188.0736 | 18.81% | 0% | 12 | 12 | 8 | 0 | 0 | 188.0736 | 18.81% | 0%
12 | 12 | 9 | 0 | 0 | 449.4972 | 44.95% | 0% | 12 | 12 | 9 | 0 | 0 | 449.4972 | 44.95% | 0%
12 | 12 | 10 | 0 | 0 | 648.1956 | 64.82% | 0% | 12 | 12 | 10 | 0 | 0 | 648.1956 | 64.82% | 0%
12 | 12 | 11 | 0 | 0 | 757.2888 | 75.73% | 0% | 12 | 12 | 11 | 0 | 0 | 757.2888 | 75.73% | 0%
12 | 12 | 12 | 0 | 0 | 789.5868 | 78.96% | 0% | 12 | 12 | 12 | 0 | 0 | 789.5868 | 78.96% | 0%
12 | 12 | 13 | 0 | 0 | 765.6996 | 76.57% | 0% | 12 | 12 | 13 | 0 | 0 | 765.6996 | 76.57% | 0%
12 | 12 | 14 | 0 | 0 | 654.1692 | 65.42% | 0% | 12 | 12 | 14 | 0 | 0 | 654.1692 | 65.42% | 0%
12 | 12 | 15 | 0 | 0 | 464.9928 | 46.5% | 0% | 12 | 12 | 15 | 0 | 0 | 464.9928 | 46.5% | 0%
12 | 12 | 16 | 0 | 0 | 218.7576 | 21.88% | 0% | 12 | 12 | 16 | 0 | 0 | 218.7576 | 21.88% | 0%
12 | 12 | 17 | 0 | 0 | 0 | 0% | 0% | 12 | 12 | 17 | 0 | 0 | 0 | 0% | 0%
12 | 12 | 18 | 1.1909e-10 | 1.4983e-10 | 0 | 0% | 0% | 12 | 12 | 18 | 1.1909e-10 | 1.4869e-10 | 0 | 0% | 0%
12 | 12 | 19 | 0 | 0 | 0 | 0% | 0% | 12 | 12 | 19 | 0 | 0 | 0 | 0% | 0%
12 | 12 | 20 | 0 | 0 | 0 | 0% | 0% | 12 | 12 | 20 | 0 | 0 | 0 | 0% | 0%
12 | 12 | 21 | 0 | 0 | 0 | 0% | 0% | 12 | 12 | 21 | 0 | 0 | 0 | 0% | 0%
12 | 12 | 22 | 0 | 0 | 0 | 0% | 0% | 12 | 12 | 22 | 0 | 0 | 0 | 0% | 0%
12 | 12 | 23 | 0 | 0 | 0 | 0% | 0% | 12 | 12 | 23 | 0 | 0 | 0 | 0% | 0%
12 | 13 | 0 | 0 | 0 | 0 | 0% | 0% | 12 | 13 | 0 | 0 | 0 | 0 | 0% | 0%
12 | 13 | 1 | 0 | 0 | 0 | 0% | 0% | 12 | 13 | 1 | 0 | 0 | 0 | 0% | 0%
12 | 13 | 2 | 0 | 0 | 0 | 0% | 0% | 12 | 13 | 2 | 0 | 0 | 0 | 0% | 0%
12 | 13 | 3 | 0 | 0 | 0 | 0% | 0% | 12 | 13 | 3 | 0 | 0 | 0 | 0% | 0%
12 | 13 | 4 | 0 | 0 | 0 | 0% | 0% | 12 | 13 | 4 | 0 | 0 | 0 | 0% | 0%
12 | 13 | 5 | 0 | 0 | 0 | 0% | 0% | 12 | 13 | 5 | 0 | 0 | 0 | 0% | 0%
12 | 13 | 6 | 1.2933e-09 | 1.6271e-09 | 0 | 0% | 0% | 12 | 13 | 6 | 1.2933e-09 | 1.6148e-09 | 0 | 0% | 0%
12 | 13 | 7 | 1.9776e-08 | 2.4881e-08 | 0 | 0% | 0% | 12 | 13 | 7 | 1.9776e-08 | 2.4692e-08 | 0 | 0% | 0%
12 | 13 | 8 | 2.5163e-08 | 3.1659e-08 | 155.6784 | 15.57% | 4.929e-07% | 12 | 13 | 8 | 2.5163e-08 | 3.1419e-08 | 155.6784 | 15.57% | 4.891e-07%
12 | 13 | 9 | 4.7072e-08 | 5.9224e-08 | 419.0544 | 41.91% | 2.482e-06% | 12 | 13 | 9 | 4.7408e-08 | 5.9192e-08 | 419.0544 | 41.91% | 2.48e-06%
12 | 13 | 10 | 8.4755e-08 | 1.0663e-07 | 624.2688 | 62.43% | 6.657e-06% | 12 | 13 | 10 | 8.4755e-08 | 1.0582e-07 | 624.2688 | 62.43% | 6.606e-06%
12 | 13 | 11 | 6.275e-08 | 7.8949e-08 | 617.4036 | 61.74% | 4.874e-06% | 12 | 13 | 11 | 6.3213e-08 | 7.8927e-08 | 617.4036 | 61.74% | 4.873e-06%
12 | 13 | 12 | 6.003e-08 | 7.5527e-08 | 552.6648 | 55.27% | 4.174e-06% | 12 | 13 | 12 | 6.0472e-08 | 7.5504e-08 | 552.6648 | 55.27% | 4.173e-06%
12 | 13 | 13 | 6.1785e-08 | 7.7736e-08 | 631.5612 | 63.16% | 4.909e-06% | 12 | 13 | 13 | 6.1785e-08 | 7.7144e-08 | 631.5612 | 63.16% | 4.872e-06%
12 | 13 | 14 | 4.3027e-08 | 5.4134e-08 | 487.2132 | 48.72% | 2.637e-06% | 12 | 13 | 14 | 4.3027e-08 | 5.3722e-08 | 487.2132 | 48.72% | 2.617e-06%
12 | 13 | 15 | 4.7408e-08 | 5.9646e-08 | 136.9824 | 13.7% | 8.17e-07% | 12 | 13 | 15 | 4.7408e-08 | 5.9192e-08 | 136.9824 | 13.7% | 8.108e-07%
12 | 13 | 16 | 6.6092e-08 | 8.3153e-08 | 44.9376 | 4.494% | 3.737e-07% | 12 | 13 | 16 | 6.6092e-08 | 8.2521e-08 | 44.9376 | 4.494% | 3.708e-07%
12 | 13 | 17 | 1.7217e-07 | 2.1662e-07 | 0 | 0% | 0% | 12 | 13 | 17 | 1.7217e-07 | 2.1497e-07 | 0 | 0% | 0%
12 | 13 | 18 | 4.327e-07 | 5.4441e-07 | 0 | 0% | 0% | 12 | 13 | 18 | 4.327e-07 | 5.4027e-07 | 0 | 0% | 0%
12 | 13 | 19 | 4.2368e-07 | 5.3305e-07 | 0 | 0% | 0% | 12 | 13 | 19 | 4.2368e-07 | 5.29e-07 | 0 | 0% | 0%
12 | 13 | 20 | 5.5583e-07 | 6.9932e-07 | 0 | 0% | 0% | 12 | 13 | 20 | 5.5583e-07 | 6.94e-07 | 0 | 0% | 0%
12 | 13 | 21 | 2.2953e-07 | 2.8878e-07 | 0 | 0% | 0% | 12 | 13 | 21 | 2.2953e-07 | 2.8658e-07 | 0 | 0% | 0%
12 | 13 | 22 | 6.0906e-08 | 7.6629e-08 | 0 | 0% | 0% | 12 | 13 | 22 | 6.0906e-08 | 7.6046e-08 | 0 | 0% | 0%
12 | 13 | 23 | 8.9459e-09 | 1.1255e-08 | 0 | 0% | 0% | 12 | 13 | 23 | 8.9459e-09 | 1.117e-08 | 0 | 0% | 0%
12 | 14 | 0 | 1.9901e-09 | 2.5039e-09 | 0 | 0% | 0% | 12 | 14 | 0 | 1.9901e-09 | 2.4848e-09 | 0 | 0% | 0%
12 | 14 | 1 | 5.573e-10 | 7.0117e-10 | 0 | 0% | 0% | 12 | 14 | 1 | 5.573e-10 | 6.9584e-10 | 0 | 0% | 0%
12 | 14 | 2 | 0 | 0 | 0 | 0% | 0% | 12 | 14 | 2 | 0 | 0 | 0 | 0% | 0%
12 | 14 | 3 | 0 | 0 | 0 | 0% | 0% | 12 | 14 | 3 | 0 | 0 | 0 | 0% | 0%
12 | 14 | 4 | 3.249e-10 | 4.0877e-10 | 0 | 0% | 0% | 12 | 14 | 4 | 3.249e-10 | 4.0566e-10 | 0 | 0% | 0%
12 | 14 | 5 | 3.6833e-09 | 4.6342e-09 | 0 | 0% | 0% | 12 | 14 | 5 | 3.6833e-09 | 4.5989e-09 | 0 | 0% | 0%
12 | 14 | 6 | 8.5378e-08 | 1.0742e-07 | 0 | 0% | 0% | 12 | 14 | 6 | 8.5378e-08 | 1.066e-07 | 0 | 0% | 0%
12 | 14 | 7 | 5.6359e-07 | 7.0908e-07 | 0 | 0% | 0% | 12 | 14 | 7 | 5.6359e-07 | 7.0369e-07 | 0 | 0% | 0%
12 | 14 | 8 | 6.2123e-07 | 7.816e-07 | 27.8928 | 2.789% | 2.18e-06% | 12 | 14 | 8 | 6.2123e-07 | 7.7566e-07 | 27.8928 | 2.789% | 2.164e-06%
12 | 14 | 9 | 5.5223e-07 | 6.9479e-07 | 31.6248 | 3.162% | 2.197e-06% | 12 | 14 | 9 | 5.5223e-07 | 6.895e-07 | 31.6248 | 3.162% | 2.181e-06%
12 | 14 | 10 | 5.6379e-07 | 7.0933e-07 | 6.8784 | 0.6878% | 4.879e-07% | 12 | 14 | 10 | 5.6379e-07 | 7.0393e-07 | 6.8784 | 0.6878% | 4.842e-07%
12 | 14 | 11 | 4.2686e-07 | 5.3706e-07 | 15.5508 | 1.555% | 8.352e-07% | 12 | 14 | 11 | 4.2686e-07 | 5.3297e-07 | 15.5508 | 1.555% | 8.288e-07%
12 | 14 | 12 | 2.819e-07 | 3.5467e-07 | 51.0516 | 5.105% | 1.811e-06% | 12 | 14 | 12 | 2.819e-07 | 3.5197e-07 | 51.0516 | 5.105% | 1.797e-06%
12 | 14 | 13 | 2.2331e-07 | 2.8096e-07 | 12.2832 | 1.228% | 3.451e-07% | 12 | 14 | 13 | 2.2331e-07 | 2.7882e-07 | 12.2832 | 1.228% | 3.425e-07%
12 | 14 | 14 | 1.511e-07 | 1.901e-07 | 512.5092 | 51.25% | 9.743e-06% | 12 | 14 | 14 | 1.5222e-07 | 1.9006e-07 | 512.5092 | 51.25% | 9.741e-06%
12 | 14 | 15 | 1.5558e-07 | 1.9574e-07 | 335.2512 | 33.53% | 6.562e-06% | 12 | 14 | 15 | 1.5558e-07 | 1.9425e-07 | 335.2512 | 33.53% | 6.512e-06%
12 | 14 | 16 | 2.2785e-07 | 2.8667e-07 | 132.4704 | 13.25% | 3.798e-06% | 12 | 14 | 16 | 2.2785e-07 | 2.8449e-07 | 132.4704 | 13.25% | 3.769e-06%
12 | 14 | 17 | 6.0871e-07 | 7.6585e-07 | 0 | 0% | 0% | 12 | 14 | 17 | 6.0871e-07 | 7.6002e-07 | 0 | 0% | 0%
12 | 14 | 18 | 1.6998e-06 | 2.1386e-06 | 0 | 0% | 0% | 12 | 14 | 18 | 1.6998e-06 | 2.1224e-06 | 0 | 0% | 0%
12 | 14 | 19 | 1.7777e-06 | 2.2366e-06 | 0 | 0% | 0% | 12 | 14 | 19 | 1.7777e-06 | 2.2195e-06 | 0 | 0% | 0%
12 | 14 | 20 | 1.5e-06 | 1.8873e-06 | 0 | 0% | 0% | 12 | 14 | 20 | 1.5e-06 | 1.8729e-06 | 0 | 0% | 0%
12 | 14 | 21 | 7.5115e-07 | 9.4506e-07 | 0 | 0% | 0% | 12 | 14 | 21 | 7.5115e-07 | 9.3787e-07 | 0 | 0% | 0%
12 | 14 | 22 | 2.232e-07 | 2.8081e-07 | 0 | 0% | 0% | 12 | 14 | 22 | 2.232e-07 | 2.7868e-07 | 0 | 0% | 0%
12 | 14 | 23 | 3.1317e-08 | 3.9401e-08 | 0 | 0% | 0% | 12 | 14 | 23 | 3.1317e-08 | 3.9101e-08 | 0 | 0% | 0%
12 | 15 | 0 | 5.554e-09 | 6.9877e-09 | 0 | 0% | 0% | 12 | 15 | 0 | 5.554e-09 | 6.9346e-09 | 0 | 0% | 0%
12 | 15 | 1 | 3.06e-09 | 3.85e-09 | 0 | 0% | 0% | 12 | 15 | 1 | 3.06e-09 | 3.8207e-09 | 0 | 0% | 0%
12 | 15 | 2 | 2.9616e-09 | 3.7261e-09 | 0 | 0% | 0% | 12 | 15 | 2 | 2.9616e-09 | 3.6977e-09 | 0 | 0% | 0%
12 | 15 | 3 | 2.8238e-09 | 3.5527e-09 | 0 | 0% | 0% | 12 | 15 | 3 | 2.8238e-09 | 3.5257e-09 | 0 | 0% | 0%
12 | 15 | 4 | 4.8341e-09 | 6.082e-09 | 0 | 0% | 0% | 12 | 15 | 4 | 4.8341e-09 | 6.0357e-09 | 0 | 0% | 0%
12 | 15 | 5 | 2.1229e-08 | 2.6709e-08 | 0 | 0% | 0% | 12 | 15 | 5 | 2.1229e-08 | 2.6506e-08 | 0 | 0% | 0%
12 | 15 | 6 | 6.7122e-07 | 8.4449e-07 | 0 | 0% | 0% | 12 | 15 | 6 | 6.7122e-07 | 8.3807e-07 | 0 | 0% | 0%
12 | 15 | 7 | 2.7422e-06 | 3.4501e-06 | 0 | 0% | 0% | 12 | 15 | 7 | 2.7422e-06 | 3.4238e-06 | 0 | 0% | 0%
12 | 15 | 8 | 2.3671e-06 | 2.9782e-06 | 1.6572 | 0.1657% | 4.935e-07% | 12 | 15 | 8 | 2.3671e-06 | 2.9555e-06 | 1.6572 | 0.1657% | 4.898e-07%
12 | 15 | 9 | 1.2613e-06 | 1.5869e-06 | 20.3424 | 2.034% | 3.228e-06% | 12 | 15 | 9 | 1.2707e-06 | 1.5866e-06 | 20.3424 | 2.034% | 3.227e-06%
12 | 15 | 10 | 3.8271e-07 | 4.8151e-07 | 75.774 | 7.577% | 3.649e-06% | 12 | 15 | 10 | 3.8271e-07 | 4.7784e-07 | 75.774 | 7.577% | 3.621e-06%
12 | 15 | 11 | 9.2843e-08 | 1.1681e-07 | 48.126 | 4.813% | 5.622e-07% | 12 | 15 | 11 | 9.3535e-08 | 1.1679e-07 | 48.126 | 4.813% | 5.62e-07%
12 | 15 | 12 | 4.6092e-08 | 5.7991e-08 | 89.3172 | 8.932% | 5.18e-07% | 12 | 15 | 12 | 4.678e-08 | 5.8409e-08 | 89.3172 | 8.932% | 5.217e-07%
12 | 15 | 13 | 1.8903e-08 | 2.3782e-08 | 162.0864 | 16.21% | 3.855e-07% | 12 | 15 | 13 | 1.8903e-08 | 2.3601e-08 | 162.0864 | 16.21% | 3.825e-07%
12 | 15 | 14 | 5.923e-09 | 7.4521e-09 | 95.2632 | 9.526% | 7.099e-08% | 12 | 15 | 14 | 5.923e-09 | 7.3954e-09 | 95.2632 | 9.526% | 7.045e-08%
12 | 15 | 15 | 3.7765e-09 | 4.7514e-09 | 126.8148 | 12.68% | 6.025e-08% | 12 | 15 | 15 | 3.7765e-09 | 4.7153e-09 | 126.8148 | 12.68% | 5.98e-08%
12 | 15 | 16 | 5.3332e-09 | 6.71e-09 | 206.7312 | 20.67% | 1.387e-07% | 12 | 15 | 16 | 5.3332e-09 | 6.659e-09 | 206.7312 | 20.67% | 1.377e-07%
12 | 15 | 17 | 4.4991e-08 | 5.6605e-08 | 0 | 0% | 0% | 12 | 15 | 17 | 4.4991e-08 | 5.6175e-08 | 0 | 0% | 0%
12 | 15 | 18 | 2.232e-07 | 2.8081e-07 | 0 | 0% | 0% | 12 | 15 | 18 | 2.232e-07 | 2.7868e-07 | 0 | 0% | 0%
12 | 15 | 19 | 3.0281e-07 | 3.8097e-07 | 0 | 0% | 0% | 12 | 15 | 19 | 3.0281e-07 | 3.7808e-07 | 0 | 0% | 0%
12 | 15 | 20 | 3.7169e-07 | 4.6764e-07 | 0 | 0% | 0% | 12 | 15 | 20 | 3.7169e-07 | 4.6409e-07 | 0 | 0% | 0%
12 | 15 | 21 | 2.3795e-07 | 2.9937e-07 | 0 | 0% | 0% | 12 | 15 | 21 | 2.3795e-07 | 2.9709e-07 | 0 | 0% | 0%
12 | 15 | 22 | 7.2322e-08 | 9.0992e-08 | 0 | 0% | 0% | 12 | 15 | 22 | 7.2322e-08 | 9.03e-08 | 0 | 0% | 0%
12 | 15 | 23 | 7.1038e-09 | 8.9377e-09 | 0 | 0% | 0% | 12 | 15 | 23 | 7.1038e-09 | 8.8697e-09 | 0 | 0% | 0%
12 | 16 | 0 | 1.9566e-09 | 2.4617e-09 | 0 | 0% | 0% | 12 | 16 | 0 | 1.9566e-09 | 2.443e-09 | 0 | 0% | 0%
12 | 16 | 1 | 1.0512e-09 | 1.3225e-09 | 0 | 0% | 0% | 12 | 16 | 1 | 1.0512e-09 | 1.3125e-09 | 0 | 0% | 0%
12 | 16 | 2 | 7.7043e-10 | 9.6932e-10 | 0 | 0% | 0% | 12 | 16 | 2 | 7.7043e-10 | 9.6195e-10 | 0 | 0% | 0%
12 | 16 | 3 | 6.5596e-10 | 8.253e-10 | 0 | 0% | 0% | 12 | 16 | 3 | 6.5596e-10 | 8.1902e-10 | 0 | 0% | 0%
12 | 16 | 4 | 1.6385e-09 | 2.0615e-09 | 0 | 0% | 0% | 12 | 16 | 4 | 1.6385e-09 | 2.0458e-09 | 0 | 0% | 0%
12 | 16 | 5 | 7.2717e-09 | 9.149e-09 | 0 | 0% | 0% | 12 | 16 | 5 | 7.2717e-09 | 9.0794e-09 | 0 | 0% | 0%
12 | 16 | 6 | 2.2475e-07 | 2.8277e-07 | 0 | 0% | 0% | 12 | 16 | 6 | 2.2475e-07 | 2.8061e-07 | 0 | 0% | 0%
12 | 16 | 7 | 1.1788e-06 | 1.4831e-06 | 0 | 0% | 0% | 12 | 16 | 7 | 1.1788e-06 | 1.4718e-06 | 0 | 0% | 0%
12 | 16 | 8 | 7.5656e-07 | 9.5187e-07 | 12.54 | 1.254% | 1.194e-06% | 12 | 16 | 8 | 7.5656e-07 | 9.4463e-07 | 12.54 | 1.254% | 1.185e-06%
12 | 16 | 9 | 2.5026e-07 | 3.1486e-07 | 114.5676 | 11.46% | 3.607e-06% | 12 | 16 | 9 | 2.5026e-07 | 3.1247e-07 | 114.5676 | 11.46% | 3.58e-06%
12 | 16 | 10 | 8.871e-08 | 1.1161e-07 | 315.3768 | 31.54% | 3.52e-06% | 12 | 16 | 10 | 8.871e-08 | 1.1076e-07 | 315.3768 | 31.54% | 3.493e-06%
12 | 16 | 11 | 2.8251e-08 | 3.5544e-08 | 226.638 | 22.66% | 8.056e-07% | 12 | 16 | 11 | 2.8251e-08 | 3.5273e-08 | 226.638 | 22.66% | 7.994e-07%
12 | 16 | 12 | 1.2726e-08 | 1.6011e-08 | 216.1464 | 21.61% | 3.461e-07% | 12 | 16 | 12 | 1.2726e-08 | 1.589e-08 | 216.1464 | 21.61% | 3.435e-07%
12 | 16 | 13 | 5.8757e-09 | 7.3926e-09 | 318.7776 | 31.88% | 2.357e-07% | 12 | 16 | 13 | 5.8757e-09 | 7.3363e-09 | 318.7776 | 31.88% | 2.339e-07%
12 | 16 | 14 | 3.4295e-09 | 4.3148e-09 | 588.0168 | 58.8% | 2.537e-07% | 12 | 16 | 14 | 3.4295e-09 | 4.282e-09 | 588.0168 | 58.8% | 2.518e-07%
12 | 16 | 15 | 1.6392e-09 | 2.0623e-09 | 408.3432 | 40.83% | 8.421e-08% | 12 | 16 | 15 | 1.6392e-09 | 2.0466e-09 | 408.3432 | 40.83% | 8.357e-08%
12 | 16 | 16 | 3.1623e-09 | 3.9787e-09 | 191.4792 | 19.15% | 7.618e-08% | 12 | 16 | 16 | 3.1623e-09 | 3.9484e-09 | 191.4792 | 19.15% | 7.56e-08%
12 | 16 | 17 | 2.349e-08 | 2.9554e-08 | 0 | 0% | 0% | 12 | 16 | 17 | 2.349e-08 | 2.9329e-08 | 0 | 0% | 0%
12 | 16 | 18 | 6.8137e-08 | 8.5727e-08 | 0 | 0% | 0% | 12 | 16 | 18 | 6.8137e-08 | 8.5075e-08 | 0 | 0% | 0%
12 | 16 | 19 | 5.9181e-08 | 7.4459e-08 | 0 | 0% | 0% | 12 | 16 | 19 | 5.9181e-08 | 7.3893e-08 | 0 | 0% | 0%
12 | 16 | 20 | 3.9862e-08 | 5.0152e-08 | 0 | 0% | 0% | 12 | 16 | 20 | 3.9862e-08 | 4.9771e-08 | 0 | 0% | 0%
12 | 16 | 21 | 2.349e-08 | 2.9554e-08 | 0 | 0% | 0% | 12 | 16 | 21 | 2.349e-08 | 2.9329e-08 | 0 | 0% | 0%
12 | 16 | 22 | 8.0689e-09 | 1.0152e-08 | 0 | 0% | 0% | 12 | 16 | 22 | 8.0689e-09 | 1.0075e-08 | 0 | 0% | 0%
12 | 16 | 23 | 8.3169e-10 | 1.0464e-09 | 0 | 0% | 0% | 12 | 16 | 23 | 8.3169e-10 | 1.0384e-09 | 0 | 0% | 0%
12 | 17 | 0 | 0 | 0 | 0 | 0% | 0% | 12 | 17 | 0 | 0 | 0 | 0 | 0% | 0%
12 | 17 | 1 | 0 | 0 | 0 | 0% | 0% | 12 | 17 | 1 | 0 | 0 | 0 | 0% | 0%
12 | 17 | 2 | 0 | 0 | 0 | 0% | 0% | 12 | 17 | 2 | 0 | 0 | 0 | 0% | 0%
12 | 17 | 3 | 0 | 0 | 0 | 0% | 0% | 12 | 17 | 3 | 0 | 0 | 0 | 0% | 0%
12 | 17 | 4 | 0 | 0 | 0 | 0% | 0% | 12 | 17 | 4 | 0 | 0 | 0 | 0% | 0%
12 | 17 | 5 | 0 | 0 | 0 | 0% | 0% | 12 | 17 | 5 | 0 | 0 | 0 | 0% | 0%
12 | 17 | 6 | 1.4048e-08 | 1.7674e-08 | 0 | 0% | 0% | 12 | 17 | 6 | 1.4048e-08 | 1.754e-08 | 0 | 0% | 0%
12 | 17 | 7 | 1.5104e-07 | 1.9003e-07 | 0 | 0% | 0% | 12 | 17 | 7 | 1.5104e-07 | 1.8859e-07 | 0 | 0% | 0%
12 | 17 | 8 | 1.6605e-07 | 2.0891e-07 | 11.4252 | 1.143% | 2.387e-07% | 12 | 17 | 8 | 1.6605e-07 | 2.0732e-07 | 11.4252 | 1.143% | 2.369e-07%
12 | 17 | 9 | 8.2124e-08 | 1.0332e-07 | 56.2092 | 5.621% | 5.808e-07% | 12 | 17 | 9 | 8.2124e-08 | 1.0254e-07 | 56.2092 | 5.621% | 5.764e-07%
12 | 17 | 10 | 2.3166e-08 | 2.9147e-08 | 62.7108 | 6.271% | 1.828e-07% | 12 | 17 | 10 | 2.3166e-08 | 2.8925e-08 | 62.7108 | 6.271% | 1.814e-07%
12 | 17 | 11 | 6.0208e-09 | 7.5751e-09 | 113.7636 | 11.38% | 8.618e-08% | 12 | 17 | 11 | 6.0669e-09 | 7.5751e-09 | 113.7636 | 11.38% | 8.618e-08%
12 | 17 | 12 | 1.6554e-09 | 2.0828e-09 | 128.0364 | 12.8% | 2.667e-08% | 12 | 17 | 12 | 1.7141e-09 | 2.1402e-09 | 128.0364 | 12.8% | 2.74e-08%
12 | 17 | 13 | 2.4066e-10 | 3.0279e-10 | 182.3124 | 18.23% | 5.52e-09% | 12 | 17 | 13 | 2.5971e-10 | 3.2427e-10 | 182.3124 | 18.23% | 5.912e-09%
12 | 17 | 14 | 0 | 0 | 210.606 | 21.06% | 0% | 12 | 17 | 14 | 0 | 0 | 210.606 | 21.06% | 0%
12 | 17 | 15 | 0 | 0 | 402.1632 | 40.22% | 0% | 12 | 17 | 15 | 0 | 0 | 402.1632 | 40.22% | 0%
12 | 17 | 16 | 0 | 0 | 180.9456 | 18.09% | 0% | 12 | 17 | 16 | 0 | 0 | 180.9456 | 18.09% | 0%
12 | 17 | 17 | 1.3255e-09 | 1.6677e-09 | 0 | 0% | 0% | 12 | 17 | 17 | 1.3255e-09 | 1.655e-09 | 0 | 0% | 0%
12 | 17 | 18 | 1.2511e-08 | 1.5741e-08 | 0 | 0% | 0% | 12 | 17 | 18 | 1.2511e-08 | 1.5621e-08 | 0 | 0% | 0%
12 | 17 | 19 | 1.3012e-08 | 1.6371e-08 | 0 | 0% | 0% | 12 | 17 | 19 | 1.3012e-08 | 1.6246e-08 | 0 | 0% | 0%
12 | 17 | 20 | 1.213e-08 | 1.5261e-08 | 0 | 0% | 0% | 12 | 17 | 20 | 1.213e-08 | 1.5145e-08 | 0 | 0% | 0%
12 | 17 | 21 | 9.7587e-09 | 1.2278e-08 | 0 | 0% | 0% | 12 | 17 | 21 | 9.7587e-09 | 1.2185e-08 | 0 | 0% | 0%
12 | 17 | 22 | 3.3992e-09 | 4.2767e-09 | 0 | 0% | 0% | 12 | 17 | 22 | 3.3992e-09 | 4.2442e-09 | 0 | 0% | 0%
12 | 17 | 23 | 5.2714e-10 | 6.6322e-10 | 0 | 0% | 0% | 12 | 17 | 23 | 5.2714e-10 | 6.5817e-10 | 0 | 0% | 0%
12 | 18 | 0 | 0 | 0 | 0 | 0% | 0% | 12 | 18 | 0 | 0 | 0 | 0 | 0% | 0%
12 | 18 | 1 | 0 | 0 | 0 | 0% | 0% | 12 | 18 | 1 | 0 | 0 | 0 | 0% | 0%
12 | 18 | 2 | 0 | 0 | 0 | 0% | 0% | 12 | 18 | 2 | 0 | 0 | 0 | 0% | 0%
12 | 18 | 3 | 0 | 0 | 0 | 0% | 0% | 12 | 18 | 3 | 0 | 0 | 0 | 0% | 0%
12 | 18 | 4 | 0 | 0 | 0 | 0% | 0% | 12 | 18 | 4 | 0 | 0 | 0 | 0% | 0%
12 | 18 | 5 | 0 | 0 | 0 | 0% | 0% | 12 | 18 | 5 | 0 | 0 | 0 | 0% | 0%
12 | 18 | 6 | 1.0098e-10 | 1.2705e-10 | 0 | 0% | 0% | 12 | 18 | 6 | 1.0098e-10 | 1.2608e-10 | 0 | 0% | 0%
12 | 18 | 7 | 2.9372e-09 | 3.6955e-09 | 0 | 0% | 0% | 12 | 18 | 7 | 2.9372e-09 | 3.6674e-09 | 0 | 0% | 0%
12 | 18 | 8 | 5.8699e-09 | 7.3852e-09 | 155.238 | 15.52% | 1.146e-07% | 12 | 18 | 8 | 5.8699e-09 | 7.329e-09 | 155.238 | 15.52% | 1.138e-07%
12 | 18 | 9 | 6.7218e-09 | 8.4571e-09 | 404.5092 | 40.45% | 3.421e-07% | 12 | 18 | 9 | 6.7218e-09 | 8.3928e-09 | 404.5092 | 40.45% | 3.395e-07%
12 | 18 | 10 | 3.0632e-09 | 3.8539e-09 | 594.2604 | 59.43% | 2.29e-07% | 12 | 18 | 10 | 3.0632e-09 | 3.8246e-09 | 594.2604 | 59.43% | 2.273e-07%
12 | 18 | 11 | 0 | 0 | 693.6204 | 69.36% | 0% | 12 | 18 | 11 | 0 | 0 | 693.6204 | 69.36% | 0%
12 | 18 | 12 | 0 | 0 | 731.2596 | 73.13% | 0% | 12 | 18 | 12 | 0 | 0 | 731.2596 | 73.13% | 0%
12 | 18 | 13 | 0 | 0 | 703.7964 | 70.38% | 0% | 12 | 18 | 13 | 0 | 0 | 703.7964 | 70.38% | 0%
12 | 18 | 14 | 0 | 0 | 616.674 | 61.67% | 0% | 12 | 18 | 14 | 0 | 0 | 616.674 | 61.67% | 0%
12 | 18 | 15 | 0 | 0 | 457.2252 | 45.72% | 0% | 12 | 18 | 15 | 0 | 0 | 457.2252 | 45.72% | 0%
12 | 18 | 16 | 0 | 0 | 226.9044 | 22.69% | 0% | 12 | 18 | 16 | 0 | 0 | 226.9044 | 22.69% | 0%
12 | 18 | 17 | 0 | 0 | 0 | 0% | 0% | 12 | 18 | 17 | 0 | 0 | 0 | 0% | 0%
12 | 18 | 18 | 0 | 0 | 0 | 0% | 0% | 12 | 18 | 18 | 0 | 0 | 0 | 0% | 0%
12 | 18 | 19 | 0 | 0 | 0 | 0% | 0% | 12 | 18 | 19 | 0 | 0 | 0 | 0% | 0%
12 | 18 | 20 | 0 | 0 | 0 | 0% | 0% | 12 | 18 | 20 | 0 | 0 | 0 | 0% | 0%
12 | 18 | 21 | 0 | 0 | 0 | 0% | 0% | 12 | 18 | 21 | 0 | 0 | 0 | 0% | 0%
12 | 18 | 22 | 0 | 0 | 0 | 0% | 0% | 12 | 18 | 22 | 0 | 0 | 0 | 0% | 0%
12 | 18 | 23 | 0 | 0 | 0 | 0% | 0% | 12 | 18 | 23 | 0 | 0 | 0 | 0% | 0%
12 | 19 | 0 | 0 | 0 | 0 | 0% | 0% | 12 | 19 | 0 | 0 | 0 | 0 | 0% | 0%
12 | 19 | 1 | 0 | 0 | 0 | 0% | 0% | 12 | 19 | 1 | 0 | 0 | 0 | 0% | 0%
12 | 19 | 2 | 0 | 0 | 0 | 0% | 0% | 12 | 19 | 2 | 0 | 0 | 0 | 0% | 0%
12 | 19 | 3 | 0 | 0 | 0 | 0% | 0% | 12 | 19 | 3 | 0 | 0 | 0 | 0% | 0%
12 | 19 | 4 | 0 | 0 | 0 | 0% | 0% | 12 | 19 | 4 | 0 | 0 | 0 | 0% | 0%
12 | 19 | 5 | 0 | 0 | 0 | 0% | 0% | 12 | 19 | 5 | 0 | 0 | 0 | 0% | 0%
12 | 19 | 6 | 0 | 0 | 0 | 0% | 0% | 12 | 19 | 6 | 0 | 0 | 0 | 0% | 0%
12 | 19 | 7 | 0 | 0 | 0 | 0% | 0% | 12 | 19 | 7 | 0 | 0 | 0 | 0% | 0%
12 | 19 | 8 | 0 | 0 | 88.2504 | 8.825% | 0% | 12 | 19 | 8 | 0 | 0 | 88.2504 | 8.825% | 0%
12 | 19 | 9 | 1.4518e-09 | 1.8265e-09 | 365.5752 | 36.56% | 6.677e-08% | 12 | 19 | 9 | 1.4951e-09 | 1.8667e-09 | 365.5752 | 36.56% | 6.824e-08%
12 | 19 | 10 | 3.2126e-09 | 4.0419e-09 | 316.5624 | 31.66% | 1.28e-07% | 12 | 19 | 10 | 3.2634e-09 | 4.0746e-09 | 316.5624 | 31.66% | 1.29e-07%
12 | 19 | 11 | 4.5284e-09 | 5.6974e-09 | 545.922 | 54.59% | 3.11e-07% | 12 | 19 | 11 | 4.6401e-09 | 5.7935e-09 | 545.922 | 54.59% | 3.163e-07%
12 | 19 | 12 | 7.2169e-09 | 9.0799e-09 | 354.4512 | 35.45% | 3.218e-07% | 12 | 19 | 12 | 7.3869e-09 | 9.2231e-09 | 354.4512 | 35.45% | 3.269e-07%
12 | 19 | 13 | 7.8678e-09 | 9.8988e-09 | 425.382 | 42.54% | 4.211e-07% | 12 | 19 | 13 | 8.1378e-09 | 1.0161e-08 | 425.382 | 42.54% | 4.322e-07%
12 | 19 | 14 | 7.1618e-09 | 9.0106e-09 | 284.3496 | 28.43% | 2.562e-07% | 12 | 19 | 14 | 7.276e-09 | 9.0847e-09 | 284.3496 | 28.43% | 2.583e-07%
12 | 19 | 15 | 8.4604e-09 | 1.0644e-08 | 297.9948 | 29.8% | 3.172e-07% | 12 | 19 | 15 | 8.526e-09 | 1.0645e-08 | 297.9948 | 29.8% | 3.172e-07%
12 | 19 | 16 | 1.9623e-08 | 2.4689e-08 | 162.822 | 16.28% | 4.02e-07% | 12 | 19 | 16 | 1.9623e-08 | 2.4501e-08 | 162.822 | 16.28% | 3.989e-07%
12 | 19 | 17 | 1.962e-07 | 2.4685e-07 | 0 | 0% | 0% | 12 | 19 | 17 | 1.962e-07 | 2.4497e-07 | 0 | 0% | 0%
12 | 19 | 18 | 6.3011e-07 | 7.9277e-07 | 0 | 0% | 0% | 12 | 19 | 18 | 6.3011e-07 | 7.8674e-07 | 0 | 0% | 0%
12 | 19 | 19 | 8.2144e-07 | 1.0335e-06 | 0 | 0% | 0% | 12 | 19 | 19 | 8.2144e-07 | 1.0256e-06 | 0 | 0% | 0%
12 | 19 | 20 | 8.6169e-07 | 1.0841e-06 | 0 | 0% | 0% | 12 | 19 | 20 | 8.6169e-07 | 1.0759e-06 | 0 | 0% | 0%
12 | 19 | 21 | 7.107e-07 | 8.9417e-07 | 0 | 0% | 0% | 12 | 19 | 21 | 7.107e-07 | 8.8737e-07 | 0 | 0% | 0%
12 | 19 | 22 | 3.7169e-07 | 4.6764e-07 | 0 | 0% | 0% | 12 | 19 | 22 | 3.7169e-07 | 4.6409e-07 | 0 | 0% | 0%
12 | 19 | 23 | 1.0507e-07 | 1.3219e-07 | 0 | 0% | 0% | 12 | 19 | 23 | 1.0507e-07 | 1.3119e-07 | 0 | 0% | 0%
12 | 20 | 0 | 3.1806e-08 | 4.0017e-08 | 0 | 0% | 0% | 12 | 20 | 0 | 3.1806e-08 | 3.9712e-08 | 0 | 0% | 0%
12 | 20 | 1 | 3.3265e-08 | 4.1853e-08 | 0 | 0% | 0% | 12 | 20 | 1 | 3.3265e-08 | 4.1534e-08 | 0 | 0% | 0%
12 | 20 | 2 | 3.6685e-08 | 4.6155e-08 | 0 | 0% | 0% | 12 | 20 | 2 | 3.6685e-08 | 4.5804e-08 | 0 | 0% | 0%
12 | 20 | 3 | 5.2625e-08 | 6.621e-08 | 0 | 0% | 0% | 12 | 20 | 3 | 5.2625e-08 | 6.5707e-08 | 0 | 0% | 0%
12 | 20 | 4 | 9.407e-08 | 1.1835e-07 | 0 | 0% | 0% | 12 | 20 | 4 | 9.407e-08 | 1.1745e-07 | 0 | 0% | 0%
12 | 20 | 5 | 4.6654e-07 | 5.8698e-07 | 0 | 0% | 0% | 12 | 20 | 5 | 4.6654e-07 | 5.8251e-07 | 0 | 0% | 0%
12 | 20 | 6 | 2.2253e-06 | 2.7998e-06 | 0 | 0% | 0% | 12 | 20 | 6 | 2.2253e-06 | 2.7785e-06 | 0 | 0% | 0%
12 | 20 | 7 | 1.0994e-05 | 1.3832e-05 | 0 | 0% | 0% | 12 | 20 | 7 | 1.0994e-05 | 1.3727e-05 | 0 | 0% | 0%
12 | 20 | 8 | 1.4188e-05 | 1.7851e-05 | 51.768 | 5.177% | 9.241e-05% | 12 | 20 | 8 | 1.4188e-05 | 1.7715e-05 | 51.768 | 5.177% | 9.171e-05%
12 | 20 | 9 | 9.1086e-06 | 1.146e-05 | 27.0372 | 2.704% | 3.098e-05% | 12 | 20 | 9 | 9.1086e-06 | 1.1373e-05 | 27.0372 | 2.704% | 3.075e-05%
12 | 20 | 10 | 6.863e-06 | 8.6347e-06 | 7.308 | 0.7308% | 6.31e-06% | 12 | 20 | 10 | 6.863e-06 | 8.569e-06 | 7.308 | 0.7308% | 6.262e-06%
12 | 20 | 11 | 6.0228e-06 | 7.5776e-06 | 35.9868 | 3.599% | 2.727e-05% | 12 | 20 | 11 | 6.1018e-06 | 7.6186e-06 | 35.9868 | 3.599% | 2.742e-05%
12 | 20 | 12 | 2.6184e-06 | 3.2944e-06 | 71.3388 | 7.134% | 2.35e-05% | 12 | 20 | 12 | 2.6735e-06 | 3.3381e-06 | 71.3388 | 7.134% | 2.381e-05%
12 | 20 | 13 | 1.827e-06 | 2.2987e-06 | 84.4344 | 8.443% | 1.941e-05% | 12 | 20 | 13 | 1.8503e-06 | 2.3103e-06 | 84.4344 | 8.443% | 1.951e-05%
12 | 20 | 14 | 7.3099e-07 | 9.197e-07 | 118.0968 | 11.81% | 1.086e-05% | 12 | 20 | 14 | 7.3099e-07 | 9.127e-07 | 118.0968 | 11.81% | 1.078e-05%
12 | 20 | 15 | 2.9034e-07 | 3.653e-07 | 38.5776 | 3.858% | 1.409e-06% | 12 | 20 | 15 | 2.9034e-07 | 3.6252e-07 | 38.5776 | 3.858% | 1.399e-06%
12 | 20 | 16 | 2.9024e-07 | 3.6517e-07 | 15.276 | 1.528% | 5.578e-07% | 12 | 20 | 16 | 2.9024e-07 | 3.6239e-07 | 15.276 | 1.528% | 5.536e-07%
12 | 20 | 17 | 1.5621e-06 | 1.9653e-06 | 0 | 0% | 0% | 12 | 20 | 17 | 1.5621e-06 | 1.9504e-06 | 0 | 0% | 0%
12 | 20 | 18 | 4.4832e-06 | 5.6406e-06 | 0 | 0% | 0% | 12 | 20 | 18 | 4.4832e-06 | 5.5977e-06 | 0 | 0% | 0%
12 | 20 | 19 | 3.0059e-06 | 3.7819e-06 | 0 | 0% | 0% | 12 | 20 | 19 | 3.0059e-06 | 3.7531e-06 | 0 | 0% | 0%
12 | 20 | 20 | 2.0286e-06 | 2.5523e-06 | 0 | 0% | 0% | 12 | 20 | 20 | 2.0286e-06 | 2.5329e-06 | 0 | 0% | 0%
12 | 20 | 21 | 7.6188e-07 | 9.5856e-07 | 0 | 0% | 0% | 12 | 20 | 21 | 7.6188e-07 | 9.5127e-07 | 0 | 0% | 0%
12 | 20 | 22 | 1.9477e-07 | 2.4506e-07 | 0 | 0% | 0% | 12 | 20 | 22 | 1.9477e-07 | 2.4319e-07 | 0 | 0% | 0%
12 | 20 | 23 | 3.108e-08 | 3.9103e-08 | 0 | 0% | 0% | 12 | 20 | 23 | 3.108e-08 | 3.8805e-08 | 0 | 0% | 0%
12 | 21 | 0 | 4.6381e-09 | 5.8355e-09 | 0 | 0% | 0% | 12 | 21 | 0 | 4.6381e-09 | 5.7911e-09 | 0 | 0% | 0%
12 | 21 | 1 | 1.1889e-09 | 1.4958e-09 | 0 | 0% | 0% | 12 | 21 | 1 | 1.1889e-09 | 1.4844e-09 | 0 | 0% | 0%
12 | 21 | 2 | 1.3666e-10 | 1.7194e-10 | 0 | 0% | 0% | 12 | 21 | 2 | 1.3666e-10 | 1.7063e-10 | 0 | 0% | 0%
12 | 21 | 3 | 0 | 0 | 0 | 0% | 0% | 12 | 21 | 3 | 0 | 0 | 0 | 0% | 0%
12 | 21 | 4 | 0 | 0 | 0 | 0% | 0% | 12 | 21 | 4 | 0 | 0 | 0 | 0% | 0%
12 | 21 | 5 | 3.2792e-10 | 4.1258e-10 | 0 | 0% | 0% | 12 | 21 | 5 | 3.2792e-10 | 4.0944e-10 | 0 | 0% | 0%
12 | 21 | 6 | 6.0596e-09 | 7.6239e-09 | 0 | 0% | 0% | 12 | 21 | 6 | 6.0596e-09 | 7.5659e-09 | 0 | 0% | 0%
12 | 21 | 7 | 3.3028e-08 | 4.1555e-08 | 0 | 0% | 0% | 12 | 21 | 7 | 3.3028e-08 | 4.1239e-08 | 0 | 0% | 0%
12 | 21 | 8 | 3.6685e-08 | 4.6155e-08 | 0 | 0% | 0% | 12 | 21 | 8 | 3.6685e-08 | 4.5804e-08 | 0 | 0% | 0%
12 | 21 | 9 | 4.1445e-08 | 5.2144e-08 | 20.1192 | 2.012% | 1.049e-07% | 12 | 21 | 9 | 4.1445e-08 | 5.1748e-08 | 20.1192 | 2.012% | 1.041e-07%
12 | 21 | 10 | 2.6565e-08 | 3.3423e-08 | 7.956 | 0.7956% | 2.659e-08% | 12 | 21 | 10 | 2.7169e-08 | 3.3923e-08 | 7.956 | 0.7956% | 2.699e-08%
12 | 21 | 11 | 1.3616e-08 | 1.713e-08 | 1.9392 | 0.1939% | 3.322e-09% | 12 | 21 | 11 | 1.384e-08 | 1.728e-08 | 1.9392 | 0.1939% | 3.351e-09%
12 | 21 | 12 | 8.2615e-09 | 1.0394e-08 | 69.6312 | 6.963% | 7.238e-08% | 12 | 21 | 12 | 8.3887e-09 | 1.0474e-08 | 69.6312 | 6.963% | 7.293e-08%
12 | 21 | 13 | 5.5993e-09 | 7.0448e-09 | 131.7456 | 13.17% | 9.281e-08% | 12 | 21 | 13 | 5.6896e-09 | 7.104e-09 | 131.7456 | 13.17% | 9.359e-08%
12 | 21 | 14 | 2.9159e-09 | 3.6686e-09 | 126.7884 | 12.68% | 4.651e-08% | 12 | 21 | 14 | 2.9622e-09 | 3.6985e-09 | 126.7884 | 12.68% | 4.689e-08%
12 | 21 | 15 | 2.5665e-09 | 3.229e-09 | 46.4568 | 4.646% | 1.5e-08% | 12 | 21 | 15 | 2.5868e-09 | 3.2298e-09 | 46.4568 | 4.646% | 1.5e-08%
12 | 21 | 16 | 1.7697e-09 | 2.2265e-09 | 26.7204 | 2.672% | 5.949e-09% | 12 | 21 | 16 | 1.7697e-09 | 2.2096e-09 | 26.7204 | 2.672% | 5.904e-09%
12 | 21 | 17 | 6.5118e-09 | 8.1929e-09 | 0 | 0% | 0% | 12 | 21 | 17 | 6.5118e-09 | 8.1306e-09 | 0 | 0% | 0%
12 | 21 | 18 | 1.3416e-08 | 1.6879e-08 | 0 | 0% | 0% | 12 | 21 | 18 | 1.3416e-08 | 1.6751e-08 | 0 | 0% | 0%
12 | 21 | 19 | 6.7192e-09 | 8.4537e-09 | 0 | 0% | 0% | 12 | 21 | 19 | 6.7192e-09 | 8.3894e-09 | 0 | 0% | 0%
12 | 21 | 20 | 6.152e-09 | 7.7402e-09 | 0 | 0% | 0% | 12 | 21 | 20 | 6.152e-09 | 7.6813e-09 | 0 | 0% | 0%
12 | 21 | 21 | 2.465e-09 | 3.1014e-09 | 0 | 0% | 0% | 12 | 21 | 21 | 2.465e-09 | 3.0778e-09 | 0 | 0% | 0%
12 | 21 | 22 | 5.183e-10 | 6.521e-10 | 0 | 0% | 0% | 12 | 21 | 22 | 5.183e-10 | 6.4714e-10 | 0 | 0% | 0%
12 | 21 | 23 | 0 | 0 | 0 | 0% | 0% | 12 | 21 | 23 | 0 | 0 | 0 | 0% | 0%
12 | 22 | 0 | 0 | 0 | 0 | 0% | 0% | 12 | 22 | 0 | 0 | 0 | 0 | 0% | 0%
12 | 22 | 1 | 0 | 0 | 0 | 0% | 0% | 12 | 22 | 1 | 0 | 0 | 0 | 0% | 0%
12 | 22 | 2 | 0 | 0 | 0 | 0% | 0% | 12 | 22 | 2 | 0 | 0 | 0 | 0% | 0%
12 | 22 | 3 | 0 | 0 | 0 | 0% | 0% | 12 | 22 | 3 | 0 | 0 | 0 | 0% | 0%
12 | 22 | 4 | 0 | 0 | 0 | 0% | 0% | 12 | 22 | 4 | 0 | 0 | 0 | 0% | 0%
12 | 22 | 5 | 0 | 0 | 0 | 0% | 0% | 12 | 22 | 5 | 0 | 0 | 0 | 0% | 0%
12 | 22 | 6 | 0 | 0 | 0 | 0% | 0% | 12 | 22 | 6 | 0 | 0 | 0 | 0% | 0%
12 | 22 | 7 | 7.3265e-09 | 9.2178e-09 | 0 | 0% | 0% | 12 | 22 | 7 | 7.3265e-09 | 9.1477e-09 | 0 | 0% | 0%
12 | 22 | 8 | 2.0753e-08 | 2.611e-08 | 110.3172 | 11.03% | 2.88e-07% | 12 | 22 | 8 | 2.0753e-08 | 2.5911e-08 | 110.3172 | 11.03% | 2.858e-07%
12 | 22 | 9 | 3.8137e-08 | 4.7982e-08 | 345.894 | 34.59% | 1.66e-06% | 12 | 22 | 9 | 3.8137e-08 | 4.7617e-08 | 345.894 | 34.59% | 1.647e-06%
12 | 22 | 10 | 4.1118e-08 | 5.1733e-08 | 373.8132 | 37.38% | 1.934e-06% | 12 | 22 | 10 | 4.1445e-08 | 5.1748e-08 | 373.8132 | 37.38% | 1.934e-06%
12 | 22 | 11 | 3.9273e-08 | 4.9412e-08 | 174.3336 | 17.43% | 8.614e-07% | 12 | 22 | 11 | 3.9568e-08 | 4.9404e-08 | 174.3336 | 17.43% | 8.613e-07%
12 | 22 | 12 | 3.6685e-08 | 4.6155e-08 | 232.2108 | 23.22% | 1.072e-06% | 12 | 22 | 12 | 3.6978e-08 | 4.617e-08 | 232.2108 | 23.22% | 1.072e-06%
12 | 22 | 13 | 3.1317e-08 | 3.9401e-08 | 87.6144 | 8.761% | 3.452e-07% | 12 | 22 | 13 | 3.1554e-08 | 3.9398e-08 | 87.6144 | 8.761% | 3.452e-07%
12 | 22 | 14 | 3.0633e-08 | 3.854e-08 | 87.3024 | 8.73% | 3.365e-07% | 12 | 22 | 14 | 3.0862e-08 | 3.8534e-08 | 87.3024 | 8.73% | 3.364e-07%
12 | 22 | 15 | 2.7596e-08 | 3.472e-08 | 10.4796 | 1.048% | 3.639e-08% | 12 | 22 | 15 | 2.7596e-08 | 3.4456e-08 | 10.4796 | 1.048% | 3.611e-08%
12 | 22 | 16 | 2.1743e-08 | 2.7356e-08 | 16.8348 | 1.683% | 4.605e-08% | 12 | 22 | 16 | 2.1743e-08 | 2.7148e-08 | 16.8348 | 1.683% | 4.57e-08%
12 | 22 | 17 | 6.9152e-08 | 8.7003e-08 | 0 | 0% | 0% | 12 | 22 | 17 | 6.9152e-08 | 8.6342e-08 | 0 | 0% | 0%
12 | 22 | 18 | 1.0279e-07 | 1.2932e-07 | 0 | 0% | 0% | 12 | 22 | 18 | 1.0279e-07 | 1.2834e-07 | 0 | 0% | 0%
12 | 22 | 19 | 6.7079e-08 | 8.4395e-08 | 0 | 0% | 0% | 12 | 22 | 19 | 6.7079e-08 | 8.3753e-08 | 0 | 0% | 0%
12 | 22 | 20 | 3.8137e-08 | 4.7982e-08 | 0 | 0% | 0% | 12 | 22 | 20 | 3.8137e-08 | 4.7617e-08 | 0 | 0% | 0%
12 | 22 | 21 | 1.6513e-08 | 2.0776e-08 | 0 | 0% | 0% | 12 | 22 | 21 | 1.6513e-08 | 2.0618e-08 | 0 | 0% | 0%
12 | 22 | 22 | 7.8626e-09 | 9.8924e-09 | 0 | 0% | 0% | 12 | 22 | 22 | 7.8626e-09 | 9.8171e-09 | 0 | 0% | 0%
12 | 22 | 23 | 8.9596e-10 | 1.1273e-09 | 0 | 0% | 0% | 12 | 22 | 23 | 8.9596e-10 | 1.1187e-09 | 0 | 0% | 0%
12 | 23 | 0 | 0 | 0 | 0 | 0% | 0% | 12 | 23 | 0 | 0 | 0 | 0 | 0% | 0%
12 | 23 | 1 | 0 | 0 | 0 | 0% | 0% | 12 | 23 | 1 | 0 | 0 | 0 | 0% | 0%
12 | 23 | 2 | 0 | 0 | 0 | 0% | 0% | 12 | 23 | 2 | 0 | 0 | 0 | 0% | 0%
12 | 23 | 3 | 0 | 0 | 0 | 0% | 0% | 12 | 23 | 3 | 0 | 0 | 0 | 0% | 0%
12 | 23 | 4 | 0 | 0 | 0 | 0% | 0% | 12 | 23 | 4 | 0 | 0 | 0 | 0% | 0%
12 | 23 | 5 | 0 | 0 | 0 | 0% | 0% | 12 | 23 | 5 | 0 | 0 | 0 | 0% | 0%
12 | 23 | 6 | 5.6205e-10 | 7.0714e-10 | 0 | 0% | 0% | 12 | 23 | 6 | 5.6205e-10 | 7.0176e-10 | 0 | 0% | 0%
12 | 23 | 7 | 3.802e-09 | 4.7834e-09 | 0 | 0% | 0% | 12 | 23 | 7 | 3.802e-09 | 4.7471e-09 | 0 | 0% | 0%
12 | 23 | 8 | 8.6619e-09 | 1.0898e-08 | 19.038 | 1.904% | 2.075e-08% | 12 | 23 | 8 | 8.6619e-09 | 1.0815e-08 | 19.038 | 1.904% | 2.059e-08%
12 | 23 | 9 | 4.2705e-08 | 5.373e-08 | 97.9068 | 9.791% | 5.261e-07% | 12 | 23 | 9 | 4.3018e-08 | 5.3712e-08 | 97.9068 | 9.791% | 5.259e-07%
12 | 23 | 10 | 7.5059e-08 | 9.4436e-08 | 174.7512 | 17.48% | 1.65e-06% | 12 | 23 | 10 | 7.6747e-08 | 9.5825e-08 | 174.7512 | 17.48% | 1.675e-06%
12 | 23 | 11 | 6.3745e-08 | 8.0201e-08 | 378.2472 | 37.82% | 3.034e-06% | 12 | 23 | 11 | 6.5172e-08 | 8.1373e-08 | 378.2472 | 37.82% | 3.078e-06%
12 | 23 | 12 | 5.9213e-08 | 7.4499e-08 | 403.488 | 40.35% | 3.006e-06% | 12 | 23 | 12 | 6.094e-08 | 7.6089e-08 | 403.488 | 40.35% | 3.07e-06%
12 | 23 | 13 | 4.6394e-08 | 5.8371e-08 | 389.7396 | 38.97% | 2.275e-06% | 12 | 23 | 13 | 4.709e-08 | 5.8795e-08 | 389.7396 | 38.97% | 2.291e-06%
12 | 23 | 14 | 1.6777e-08 | 2.1108e-08 | 198.6948 | 19.87% | 4.194e-07% | 12 | 23 | 14 | 1.6908e-08 | 2.1111e-08 | 198.6948 | 19.87% | 4.195e-07%
12 | 23 | 15 | 1.1067e-08 | 1.3924e-08 | 487.8432 | 48.78% | 6.793e-07% | 12 | 23 | 15 | 1.1067e-08 | 1.3819e-08 | 487.8432 | 48.78% | 6.741e-07%
12 | 23 | 16 | 1.1328e-08 | 1.4253e-08 | 243.618 | 24.36% | 3.472e-07% | 12 | 23 | 16 | 1.1328e-08 | 1.4144e-08 | 243.618 | 24.36% | 3.446e-07%
12 | 23 | 17 | 6.3201e-08 | 7.9516e-08 | 0 | 0% | 0% | 12 | 23 | 17 | 6.3201e-08 | 7.8911e-08 | 0 | 0% | 0%
12 | 23 | 18 | 2.14e-07 | 2.6925e-07 | 0 | 0% | 0% | 12 | 23 | 18 | 2.14e-07 | 2.672e-07 | 0 | 0% | 0%
12 | 23 | 19 | 1.9061e-07 | 2.3982e-07 | 0 | 0% | 0% | 12 | 23 | 19 | 1.9061e-07 | 2.38e-07 | 0 | 0% | 0%
12 | 23 | 20 | 1.4459e-07 | 1.8192e-07 | 0 | 0% | 0% | 12 | 23 | 20 | 1.4459e-07 | 1.8053e-07 | 0 | 0% | 0%
12 | 23 | 21 | 1.0507e-07 | 1.3219e-07 | 0 | 0% | 0% | 12 | 23 | 21 | 1.0507e-07 | 1.3119e-07 | 0 | 0% | 0%
12 | 23 | 22 | 4.0501e-08 | 5.0957e-08 | 0 | 0% | 0% | 12 | 23 | 22 | 4.0501e-08 | 5.0569e-08 | 0 | 0% | 0%
12 | 23 | 23 | 1.0153e-08 | 1.2775e-08 | 0 | 0% | 0% | 12 | 23 | 23 | 1.0153e-08 | 1.2677e-08 | 0 | 0% | 0%
12 | 24 | 0 | 4.1345e-09 | 5.2018e-09 | 0 | 0% | 0% | 12 | 24 | 0 | 4.1345e-09 | 5.1622e-09 | 0 | 0% | 0%
12 | 24 | 1 | 1.8783e-09 | 2.3631e-09 | 0 | 0% | 0% | 12 | 24 | 1 | 1.8783e-09 | 2.3452e-09 | 0 | 0% | 0%
12 | 24 | 2 | 1.283e-09 | 1.6143e-09 | 0 | 0% | 0% | 12 | 24 | 2 | 1.283e-09 | 1.602e-09 | 0 | 0% | 0%
12 | 24 | 3 | 1.1788e-09 | 1.483e-09 | 0 | 0% | 0% | 12 | 24 | 3 | 1.1788e-09 | 1.4718e-09 | 0 | 0% | 0%
12 | 24 | 4 | 1.8304e-09 | 2.3029e-09 | 0 | 0% | 0% | 12 | 24 | 4 | 1.8304e-09 | 2.2854e-09 | 0 | 0% | 0%
12 | 24 | 5 | 2.7782e-09 | 3.4954e-09 | 0 | 0% | 0% | 12 | 24 | 5 | 2.7782e-09 | 3.4688e-09 | 0 | 0% | 0%
12 | 24 | 6 | 7.0437e-09 | 8.862e-09 | 0 | 0% | 0% | 12 | 24 | 6 | 7.0437e-09 | 8.7946e-09 | 0 | 0% | 0%
12 | 24 | 7 | 2.0257e-08 | 2.5487e-08 | 0 | 0% | 0% | 12 | 24 | 7 | 2.0257e-08 | 2.5293e-08 | 0 | 0% | 0%
12 | 24 | 8 | 5.6212e-08 | 7.0723e-08 | 160.1052 | 16.01% | 1.132e-06% | 12 | 24 | 8 | 5.6212e-08 | 7.0185e-08 | 160.1052 | 16.01% | 1.124e-06%
12 | 24 | 9 | 8.8656e-08 | 1.1154e-07 | 432.5304 | 43.25% | 4.825e-06% | 12 | 24 | 9 | 8.8656e-08 | 1.1069e-07 | 432.5304 | 43.25% | 4.788e-06%
12 | 24 | 10 | 4.4709e-08 | 5.6251e-08 | 627.222 | 62.72% | 3.528e-06% | 12 | 24 | 10 | 4.5377e-08 | 5.6657e-08 | 627.222 | 62.72% | 3.554e-06%
12 | 24 | 11 | 1.9644e-08 | 2.4715e-08 | 750.0492 | 75% | 1.854e-06% | 12 | 24 | 11 | 1.9958e-08 | 2.4919e-08 | 750.0492 | 75% | 1.869e-06%
12 | 24 | 12 | 8.0136e-09 | 1.0082e-08 | 794.9328 | 79.49% | 8.015e-07% | 12 | 24 | 12 | 8.2721e-09 | 1.0328e-08 | 794.9328 | 79.49% | 8.21e-07%
12 | 24 | 13 | 3.167e-09 | 3.9846e-09 | 754.2564 | 75.43% | 3.005e-07% | 12 | 24 | 13 | 3.2681e-09 | 4.0804e-09 | 754.2564 | 75.43% | 3.078e-07%
12 | 24 | 14 | 1.3509e-09 | 1.6997e-09 | 661.632 | 66.16% | 1.125e-07% | 12 | 24 | 14 | 1.3879e-09 | 1.7329e-09 | 661.632 | 66.16% | 1.147e-07%
12 | 24 | 15 | 4.7009e-10 | 5.9145e-10 | 486.7104 | 48.67% | 2.879e-08% | 12 | 24 | 15 | 4.7889e-10 | 5.9794e-10 | 486.7104 | 48.67% | 2.91e-08%
12 | 24 | 16 | 1.0117e-09 | 1.2729e-09 | 259.1172 | 25.91% | 3.298e-08% | 12 | 24 | 16 | 1.0117e-09 | 1.2632e-09 | 259.1172 | 25.91% | 3.273e-08%
12 | 24 | 17 | 8.8781e-09 | 1.117e-08 | 0 | 0% | 0% | 12 | 24 | 17 | 8.8781e-09 | 1.1085e-08 | 0 | 0% | 0%
12 | 24 | 18 | 4.5674e-08 | 5.7465e-08 | 0 | 0% | 0% | 12 | 24 | 18 | 4.5674e-08 | 5.7027e-08 | 0 | 0% | 0%
12 | 24 | 19 | 3.5901e-08 | 4.5169e-08 | 0 | 0% | 0% | 12 | 24 | 19 | 3.5901e-08 | 4.4825e-08 | 0 | 0% | 0%
12 | 24 | 20 | 5.7025e-08 | 7.1746e-08 | 0 | 0% | 0% | 12 | 24 | 20 | 5.7025e-08 | 7.1201e-08 | 0 | 0% | 0%
12 | 24 | 21 | 6.4675e-08 | 8.137e-08 | 0 | 0% | 0% | 12 | 24 | 21 | 6.4675e-08 | 8.0752e-08 | 0 | 0% | 0%
12 | 24 | 22 | 4.9971e-08 | 6.2871e-08 | 0 | 0% | 0% | 12 | 24 | 22 | 4.9971e-08 | 6.2393e-08 | 0 | 0% | 0%
12 | 24 | 23 | 2.6967e-08 | 3.3929e-08 | 0 | 0% | 0% | 12 | 24 | 23 | 2.6967e-08 | 3.3671e-08 | 0 | 0% | 0%
12 | 25 | 0 | 1.321e-08 | 1.662e-08 | 0 | 0% | 0% | 12 | 25 | 0 | 1.321e-08 | 1.6494e-08 | 0 | 0% | 0%
12 | 25 | 1 | 7.9343e-09 | 9.9825e-09 | 0 | 0% | 0% | 12 | 25 | 1 | 7.9343e-09 | 9.9066e-09 | 0 | 0% | 0%
12 | 25 | 2 | 5.2858e-09 | 6.6503e-09 | 0 | 0% | 0% | 12 | 25 | 2 | 5.2858e-09 | 6.5997e-09 | 0 | 0% | 0%
12 | 25 | 3 | 6.152e-09 | 7.7402e-09 | 0 | 0% | 0% | 12 | 25 | 3 | 6.152e-09 | 7.6813e-09 | 0 | 0% | 0%
12 | 25 | 4 | 6.0596e-09 | 7.6239e-09 | 0 | 0% | 0% | 12 | 25 | 4 | 6.0596e-09 | 7.5659e-09 | 0 | 0% | 0%
12 | 25 | 5 | 9.6853e-09 | 1.2186e-08 | 0 | 0% | 0% | 12 | 25 | 5 | 9.6853e-09 | 1.2093e-08 | 0 | 0% | 0%
12 | 25 | 6 | 1.7168e-08 | 2.16e-08 | 0 | 0% | 0% | 12 | 25 | 6 | 1.7168e-08 | 2.1436e-08 | 0 | 0% | 0%
12 | 25 | 7 | 4.882e-08 | 6.1422e-08 | 0 | 0% | 0% | 12 | 25 | 7 | 4.882e-08 | 6.0955e-08 | 0 | 0% | 0%
12 | 25 | 8 | 5.7895e-08 | 7.284e-08 | 133.3704 | 13.34% | 9.715e-07% | 12 | 25 | 8 | 5.7895e-08 | 7.2286e-08 | 133.3704 | 13.34% | 9.641e-07%
12 | 25 | 9 | 4.6725e-08 | 5.8788e-08 | 377.58 | 37.76% | 2.22e-06% | 12 | 25 | 9 | 4.6725e-08 | 5.834e-08 | 377.58 | 37.76% | 2.203e-06%
12 | 25 | 10 | 1.2724e-08 | 1.6008e-08 | 565.188 | 56.52% | 9.048e-07% | 12 | 25 | 10 | 1.2921e-08 | 1.6133e-08 | 565.188 | 56.52% | 9.118e-07%
12 | 25 | 11 | 2.6754e-09 | 3.366e-09 | 686.28 | 68.63% | 2.31e-07% | 12 | 25 | 11 | 2.7607e-09 | 3.4469e-09 | 686.28 | 68.63% | 2.366e-07%
12 | 25 | 12 | 0 | 0 | 723.7944 | 72.38% | 0% | 12 | 25 | 12 | 0 | 0 | 723.7944 | 72.38% | 0%
12 | 25 | 13 | 0 | 0 | 670.3404 | 67.03% | 0% | 12 | 25 | 13 | 0 | 0 | 670.3404 | 67.03% | 0%
12 | 25 | 14 | 0 | 0 | 309.8292 | 30.98% | 0% | 12 | 25 | 14 | 0 | 0 | 309.8292 | 30.98% | 0%
12 | 25 | 15 | 0 | 0 | 157.6848 | 15.77% | 0% | 12 | 25 | 15 | 0 | 0 | 157.6848 | 15.77% | 0%
12 | 25 | 16 | 0 | 0 | 165.1464 | 16.51% | 0% | 12 | 25 | 16 | 0 | 0 | 165.1464 | 16.51% | 0%
12 | 25 | 17 | 0 | 0 | 0 | 0% | 0% | 12 | 25 | 17 | 0 | 0 | 0 | 0% | 0%
12 | 25 | 18 | 3.2792e-10 | 4.1258e-10 | 0 | 0% | 0% | 12 | 25 | 18 | 3.2792e-10 | 4.0944e-10 | 0 | 0% | 0%
12 | 25 | 19 | 5.2281e-10 | 6.5777e-10 | 0 | 0% | 0% | 12 | 25 | 19 | 5.2281e-10 | 6.5277e-10 | 0 | 0% | 0%
12 | 25 | 20 | 7.0705e-10 | 8.8958e-10 | 0 | 0% | 0% | 12 | 25 | 20 | 7.0705e-10 | 8.8281e-10 | 0 | 0% | 0%
12 | 25 | 21 | 5.573e-10 | 7.0117e-10 | 0 | 0% | 0% | 12 | 25 | 21 | 5.573e-10 | 6.9584e-10 | 0 | 0% | 0%
12 | 25 | 22 | 0 | 0 | 0 | 0% | 0% | 12 | 25 | 22 | 0 | 0 | 0 | 0% | 0%
12 | 25 | 23 | 0 | 0 | 0 | 0% | 0% | 12 | 25 | 23 | 0 | 0 | 0 | 0% | 0%
12 | 26 | 0 | 0 | 0 | 0 | 0% | 0% | 12 | 26 | 0 | 0 | 0 | 0 | 0% | 0%
12 | 26 | 1 | 0 | 0 | 0 | 0% | 0% | 12 | 26 | 1 | 0 | 0 | 0 | 0% | 0%
12 | 26 | 2 | 0 | 0 | 0 | 0% | 0% | 12 | 26 | 2 | 0 | 0 | 0 | 0% | 0%
12 | 26 | 3 | 0 | 0 | 0 | 0% | 0% | 12 | 26 | 3 | 0 | 0 | 0 | 0% | 0%
12 | 26 | 4 | 0 | 0 | 0 | 0% | 0% | 12 | 26 | 4 | 0 | 0 | 0 | 0% | 0%
12 | 26 | 5 | 0 | 0 | 0 | 0% | 0% | 12 | 26 | 5 | 0 | 0 | 0 | 0% | 0%
12 | 26 | 6 | 0 | 0 | 0 | 0% | 0% | 12 | 26 | 6 | 0 | 0 | 0 | 0% | 0%
12 | 26 | 7 | 0 | 0 | 0 | 0% | 0% | 12 | 26 | 7 | 0 | 0 | 0 | 0% | 0%
12 | 26 | 8 | 0 | 0 | 133.8324 | 13.38% | 0% | 12 | 26 | 8 | 0 | 0 | 133.8324 | 13.38% | 0%
12 | 26 | 9 | 1.1557e-10 | 1.4541e-10 | 394.6152 | 39.46% | 5.738e-09% | 12 | 26 | 9 | 1.1643e-10 | 1.4537e-10 | 394.6152 | 39.46% | 5.737e-09%
12 | 26 | 10 | 0 | 0 | 590.2308 | 59.02% | 0% | 12 | 26 | 10 | 0 | 0 | 590.2308 | 59.02% | 0%
12 | 26 | 11 | 0 | 0 | 695.8296 | 69.58% | 0% | 12 | 26 | 11 | 0 | 0 | 695.8296 | 69.58% | 0%
12 | 26 | 12 | 0 | 0 | 738.0216 | 73.8% | 0% | 12 | 26 | 12 | 0 | 0 | 738.0216 | 73.8% | 0%
12 | 26 | 13 | 0 | 0 | 715.8624 | 71.59% | 0% | 12 | 26 | 13 | 0 | 0 | 715.8624 | 71.59% | 0%
12 | 26 | 14 | 0 | 0 | 627.3588 | 62.74% | 0% | 12 | 26 | 14 | 0 | 0 | 627.3588 | 62.74% | 0%
12 | 26 | 15 | 0 | 0 | 462.888 | 46.29% | 0% | 12 | 26 | 15 | 0 | 0 | 462.888 | 46.29% | 0%
12 | 26 | 16 | 0 | 0 | 244.7628 | 24.48% | 0% | 12 | 26 | 16 | 0 | 0 | 244.7628 | 24.48% | 0%
12 | 26 | 17 | 1.2404e-09 | 1.5606e-09 | 0 | 0% | 0% | 12 | 26 | 17 | 1.2404e-09 | 1.5487e-09 | 0 | 0% | 0%
12 | 26 | 18 | 8.6619e-09 | 1.0898e-08 | 0 | 0% | 0% | 12 | 26 | 18 | 8.6619e-09 | 1.0815e-08 | 0 | 0% | 0%
12 | 26 | 19 | 1.0153e-08 | 1.2775e-08 | 0 | 0% | 0% | 12 | 26 | 19 | 1.0153e-08 | 1.2677e-08 | 0 | 0% | 0%
12 | 26 | 20 | 9.6853e-09 | 1.2186e-08 | 0 | 0% | 0% | 12 | 26 | 20 | 9.6853e-09 | 1.2093e-08 | 0 | 0% | 0%
12 | 26 | 21 | 8.8781e-09 | 1.117e-08 | 0 | 0% | 0% | 12 | 26 | 21 | 8.8781e-09 | 1.1085e-08 | 0 | 0% | 0%
12 | 26 | 22 | 3.5351e-09 | 4.4477e-09 | 0 | 0% | 0% | 12 | 26 | 22 | 3.5351e-09 | 4.4138e-09 | 0 | 0% | 0%
12 | 26 | 23 | 3.461e-10 | 4.3545e-10 | 0 | 0% | 0% | 12 | 26 | 23 | 3.461e-10 | 4.3214e-10 | 0 | 0% | 0%
12 | 27 | 0 | 0 | 0 | 0 | 0% | 0% | 12 | 27 | 0 | 0 | 0 | 0 | 0% | 0%
12 | 27 | 1 | 0 | 0 | 0 | 0% | 0% | 12 | 27 | 1 | 0 | 0 | 0 | 0% | 0%
12 | 27 | 2 | 0 | 0 | 0 | 0% | 0% | 12 | 27 | 2 | 0 | 0 | 0 | 0% | 0%
12 | 27 | 3 | 0 | 0 | 0 | 0% | 0% | 12 | 27 | 3 | 0 | 0 | 0 | 0% | 0%
12 | 27 | 4 | 0 | 0 | 0 | 0% | 0% | 12 | 27 | 4 | 0 | 0 | 0 | 0% | 0%
12 | 27 | 5 | 1.3255e-09 | 1.6677e-09 | 0 | 0% | 0% | 12 | 27 | 5 | 1.3255e-09 | 1.655e-09 | 0 | 0% | 0%
12 | 27 | 6 | 1.0644e-08 | 1.3391e-08 | 0 | 0% | 0% | 12 | 27 | 6 | 1.0644e-08 | 1.3289e-08 | 0 | 0% | 0%
12 | 27 | 7 | 7.917e-08 | 9.9608e-08 | 0 | 0% | 0% | 12 | 27 | 7 | 7.917e-08 | 9.885e-08 | 0 | 0% | 0%
12 | 27 | 8 | 1.6602e-07 | 2.0887e-07 | 130.8696 | 13.09% | 2.734e-06% | 12 | 27 | 8 | 1.6602e-07 | 2.0728e-07 | 130.8696 | 13.09% | 2.713e-06%
12 | 27 | 9 | 1.7592e-07 | 2.2133e-07 | 385.2384 | 38.52% | 8.527e-06% | 12 | 27 | 9 | 1.7717e-07 | 2.2121e-07 | 385.2384 | 38.52% | 8.522e-06%
12 | 27 | 10 | 8.609e-08 | 1.0831e-07 | 581.4984 | 58.15% | 6.298e-06% | 12 | 27 | 10 | 8.6746e-08 | 1.0831e-07 | 581.4984 | 58.15% | 6.298e-06%
12 | 27 | 11 | 3.0893e-08 | 3.8868e-08 | 694.14 | 69.41% | 2.698e-06% | 12 | 27 | 11 | 3.0893e-08 | 3.8572e-08 | 694.14 | 69.41% | 2.677e-06%
12 | 27 | 12 | 1.117e-08 | 1.4054e-08 | 740.5164 | 74.05% | 1.041e-06% | 12 | 27 | 12 | 1.117e-08 | 1.3947e-08 | 740.5164 | 74.05% | 1.033e-06%
12 | 27 | 13 | 3.6887e-09 | 4.6409e-09 | 717.9828 | 71.8% | 3.332e-07% | 12 | 27 | 13 | 3.6887e-09 | 4.6056e-09 | 717.9828 | 71.8% | 3.307e-07%
12 | 27 | 14 | 2.06e-09 | 2.5918e-09 | 624.3036 | 62.43% | 1.618e-07% | 12 | 27 | 14 | 2.06e-09 | 2.572e-09 | 624.3036 | 62.43% | 1.606e-07%
12 | 27 | 15 | 9.6236e-10 | 1.2108e-09 | 471.9684 | 47.2% | 5.715e-08% | 12 | 27 | 15 | 9.6236e-10 | 1.2016e-09 | 471.9684 | 47.2% | 5.671e-08%
12 | 27 | 16 | 2.0583e-09 | 2.5896e-09 | 251.0544 | 25.11% | 6.501e-08% | 12 | 27 | 16 | 2.0583e-09 | 2.5699e-09 | 251.0544 | 25.11% | 6.452e-08%
12 | 27 | 17 | 1.5386e-08 | 1.9358e-08 | 0 | 0% | 0% | 12 | 27 | 17 | 1.5386e-08 | 1.9211e-08 | 0 | 0% | 0%
12 | 27 | 18 | 7.7933e-08 | 9.8052e-08 | 0 | 0% | 0% | 12 | 27 | 18 | 7.7933e-08 | 9.7306e-08 | 0 | 0% | 0%
12 | 27 | 19 | 6.9152e-08 | 8.7003e-08 | 0 | 0% | 0% | 12 | 27 | 19 | 6.9152e-08 | 8.6342e-08 | 0 | 0% | 0%
12 | 27 | 20 | 7.6146e-08 | 9.5803e-08 | 0 | 0% | 0% | 12 | 27 | 20 | 7.6146e-08 | 9.5074e-08 | 0 | 0% | 0%
12 | 27 | 21 | 5.0715e-08 | 6.3807e-08 | 0 | 0% | 0% | 12 | 27 | 21 | 5.0715e-08 | 6.3321e-08 | 0 | 0% | 0%
12 | 27 | 22 | 1.6245e-08 | 2.0438e-08 | 0 | 0% | 0% | 12 | 27 | 22 | 1.6245e-08 | 2.0283e-08 | 0 | 0% | 0%
12 | 27 | 23 | 4.2737e-09 | 5.377e-09 | 0 | 0% | 0% | 12 | 27 | 23 | 4.2737e-09 | 5.3361e-09 | 0 | 0% | 0%
12 | 28 | 0 | 1.123e-09 | 1.4129e-09 | 0 | 0% | 0% | 12 | 28 | 0 | 1.123e-09 | 1.4022e-09 | 0 | 0% | 0%
12 | 28 | 1 | 6.3373e-10 | 7.9732e-10 | 0 | 0% | 0% | 12 | 28 | 1 | 6.3373e-10 | 7.9126e-10 | 0 | 0% | 0%
12 | 28 | 2 | 1.1909e-10 | 1.4983e-10 | 0 | 0% | 0% | 12 | 28 | 2 | 1.1909e-10 | 1.4869e-10 | 0 | 0% | 0%
12 | 28 | 3 | 2.3941e-10 | 3.0121e-10 | 0 | 0% | 0% | 12 | 28 | 3 | 2.3941e-10 | 2.9892e-10 | 0 | 0% | 0%
12 | 28 | 4 | 5.183e-10 | 6.521e-10 | 0 | 0% | 0% | 12 | 28 | 4 | 5.183e-10 | 6.4714e-10 | 0 | 0% | 0%
12 | 28 | 5 | 2.5261e-09 | 3.1782e-09 | 0 | 0% | 0% | 12 | 28 | 5 | 2.5261e-09 | 3.1541e-09 | 0 | 0% | 0%
12 | 28 | 6 | 2.059e-08 | 2.5905e-08 | 0 | 0% | 0% | 12 | 28 | 6 | 2.059e-08 | 2.5708e-08 | 0 | 0% | 0%
12 | 28 | 7 | 7.8552e-08 | 9.883e-08 | 0 | 0% | 0% | 12 | 28 | 7 | 7.8552e-08 | 9.8078e-08 | 0 | 0% | 0%
12 | 28 | 8 | 1.3389e-07 | 1.6846e-07 | 136.1856 | 13.62% | 2.294e-06% | 12 | 28 | 8 | 1.3389e-07 | 1.6718e-07 | 136.1856 | 13.62% | 2.277e-06%
12 | 28 | 9 | 7.1278e-08 | 8.9679e-08 | 288.4068 | 28.84% | 2.586e-06% | 12 | 28 | 9 | 7.1825e-08 | 8.968e-08 | 288.4068 | 28.84% | 2.586e-06%
12 | 28 | 10 | 3.2812e-08 | 4.1283e-08 | 437.2596 | 43.73% | 1.805e-06% | 12 | 28 | 10 | 3.3285e-08 | 4.1559e-08 | 437.2596 | 43.73% | 1.817e-06%
12 | 28 | 11 | 7.4514e-09 | 9.375e-09 | 509.1468 | 50.91% | 4.773e-07% | 12 | 28 | 11 | 7.5116e-09 | 9.3789e-09 | 509.1468 | 50.91% | 4.775e-07%
12 | 28 | 12 | 2.8507e-09 | 3.5866e-09 | 481.068 | 48.11% | 1.725e-07% | 12 | 28 | 12 | 2.8967e-09 | 3.6167e-09 | 481.068 | 48.11% | 1.74e-07%
12 | 28 | 13 | 4.4863e-10 | 5.6445e-10 | 377.2284 | 37.72% | 2.129e-08% | 12 | 28 | 13 | 4.4863e-10 | 5.6015e-10 | 377.2284 | 37.72% | 2.113e-08%
12 | 28 | 14 | 0 | 0 | 172.5384 | 17.25% | 0% | 12 | 28 | 14 | 0 | 0 | 172.5384 | 17.25% | 0%
12 | 28 | 15 | 0 | 0 | 65.5056 | 6.551% | 0% | 12 | 28 | 15 | 0 | 0 | 65.5056 | 6.551% | 0%
12 | 28 | 16 | 0 | 0 | 28.2828 | 2.828% | 0% | 12 | 28 | 16 | 0 | 0 | 28.2828 | 2.828% | 0%
12 | 28 | 17 | 2.5261e-09 | 3.1782e-09 | 0 | 0% | 0% | 12 | 28 | 17 | 2.5261e-09 | 3.1541e-09 | 0 | 0% | 0%
12 | 28 | 18 | 8.457e-09 | 1.064e-08 | 0 | 0% | 0% | 12 | 28 | 18 | 8.457e-09 | 1.0559e-08 | 0 | 0% | 0%
12 | 28 | 19 | 7.3824e-09 | 9.2882e-09 | 0 | 0% | 0% | 12 | 28 | 19 | 7.3824e-09 | 9.2175e-09 | 0 | 0% | 0%
12 | 28 | 20 | 4.6381e-09 | 5.8355e-09 | 0 | 0% | 0% | 12 | 28 | 20 | 4.6381e-09 | 5.7911e-09 | 0 | 0% | 0%
12 | 28 | 21 | 1.6385e-09 | 2.0615e-09 | 0 | 0% | 0% | 12 | 28 | 21 | 1.6385e-09 | 2.0458e-09 | 0 | 0% | 0%
12 | 28 | 22 | 0 | 0 | 0 | 0% | 0% | 12 | 28 | 22 | 0 | 0 | 0 | 0% | 0%
12 | 28 | 23 | 0 | 0 | 0 | 0% | 0% | 12 | 28 | 23 | 0 | 0 | 0 | 0% | 0%
12 | 29 | 0 | 0 | 0 | 0 | 0% | 0% | 12 | 29 | 0 | 0 | 0 | 0 | 0% | 0%
12 | 29 | 1 | 0 | 0 | 0 | 0% | 0% | 12 | 29 | 1 | 0 | 0 | 0 | 0% | 0%
12 | 29 | 2 | 0 | 0 | 0 | 0% | 0% | 12 | 29 | 2 | 0 | 0 | 0 | 0% | 0%
12 | 29 | 3 | 0 | 0 | 0 | 0% | 0% | 12 | 29 | 3 | 0 | 0 | 0 | 0% | 0%
12 | 29 | 4 | 0 | 0 | 0 | 0% | 0% | 12 | 29 | 4 | 0 | 0 | 0 | 0% | 0%
12 | 29 | 5 | 0 | 0 | 0 | 0% | 0% | 12 | 29 | 5 | 0 | 0 | 0 | 0% | 0%
12 | 29 | 6 | 0 | 0 | 0 | 0% | 0% | 12 | 29 | 6 | 0 | 0 | 0 | 0% | 0%
12 | 29 | 7 | 0 | 0 | 0 | 0% | 0% | 12 | 29 | 7 | 0 | 0 | 0 | 0% | 0%
12 | 29 | 8 | 1.1639e-10 | 1.4643e-10 | 15.7188 | 1.572% | 2.302e-10% | 12 | 29 | 8 | 1.1639e-10 | 1.4532e-10 | 15.7188 | 1.572% | 2.284e-10%
12 | 29 | 9 | 6.1225e-10 | 7.703e-10 | 29.3988 | 2.94% | 2.265e-09% | 12 | 29 | 9 | 6.1225e-10 | 7.6444e-10 | 29.3988 | 2.94% | 2.247e-09%
12 | 29 | 10 | 1.2933e-09 | 1.6271e-09 | 6.7392 | 0.6739% | 1.097e-09% | 12 | 29 | 10 | 1.2933e-09 | 1.6148e-09 | 6.7392 | 0.6739% | 1.088e-09%
12 | 29 | 11 | 4.5601e-10 | 5.7373e-10 | 99.4932 | 9.949% | 5.708e-09% | 12 | 29 | 11 | 4.5601e-10 | 5.6937e-10 | 99.4932 | 9.949% | 5.665e-09%
12 | 29 | 12 | 0 | 0 | 725.8656 | 72.59% | 0% | 12 | 29 | 12 | 0 | 0 | 725.8656 | 72.59% | 0%
12 | 29 | 13 | 0 | 0 | 703.9116 | 70.39% | 0% | 12 | 29 | 13 | 0 | 0 | 703.9116 | 70.39% | 0%
12 | 29 | 14 | 0 | 0 | 613.9116 | 61.39% | 0% | 12 | 29 | 14 | 0 | 0 | 613.9116 | 61.39% | 0%
12 | 29 | 15 | 0 | 0 | 448.7412 | 44.87% | 0% | 12 | 29 | 15 | 0 | 0 | 448.7412 | 44.87% | 0%
12 | 29 | 16 | 0 | 0 | 209.922 | 20.99% | 0% | 12 | 29 | 16 | 0 | 0 | 209.922 | 20.99% | 0%
12 | 29 | 17 | 0 | 0 | 0 | 0% | 0% | 12 | 29 | 17 | 0 | 0 | 0 | 0% | 0%
12 | 29 | 18 | 5.183e-10 | 6.521e-10 | 0 | 0% | 0% | 12 | 29 | 18 | 5.183e-10 | 6.4714e-10 | 0 | 0% | 0%
12 | 29 | 19 | 0 | 0 | 0 | 0% | 0% | 12 | 29 | 19 | 0 | 0 | 0 | 0% | 0%
12 | 29 | 20 | 0 | 0 | 0 | 0% | 0% | 12 | 29 | 20 | 0 | 0 | 0 | 0% | 0%
12 | 29 | 21 | 0 | 0 | 0 | 0% | 0% | 12 | 29 | 21 | 0 | 0 | 0 | 0% | 0%
12 | 29 | 22 | 0 | 0 | 0 | 0% | 0% | 12 | 29 | 22 | 0 | 0 | 0 | 0% | 0%
12 | 29 | 23 | 0 | 0 | 0 | 0% | 0% | 12 | 29 | 23 | 0 | 0 | 0 | 0% | 0%
12 | 30 | 0 | 0 | 0 | 0 | 0% | 0% | 12 | 30 | 0 | 0 | 0 | 0 | 0% | 0%
12 | 30 | 1 | 0 | 0 | 0 | 0% | 0% | 12 | 30 | 1 | 0 | 0 | 0 | 0% | 0%
12 | 30 | 2 | 0 | 0 | 0 | 0% | 0% | 12 | 30 | 2 | 0 | 0 | 0 | 0% | 0%
12 | 30 | 3 | 0 | 0 | 0 | 0% | 0% | 12 | 30 | 3 | 0 | 0 | 0 | 0% | 0%
12 | 30 | 4 | 0 | 0 | 0 | 0% | 0% | 12 | 30 | 4 | 0 | 0 | 0 | 0% | 0%
12 | 30 | 5 | 0 | 0 | 0 | 0% | 0% | 12 | 30 | 5 | 0 | 0 | 0 | 0% | 0%
12 | 30 | 6 | 0 | 0 | 0 | 0% | 0% | 12 | 30 | 6 | 0 | 0 | 0 | 0% | 0%
12 | 30 | 7 | 0 | 0 | 0 | 0% | 0% | 12 | 30 | 7 | 0 | 0 | 0 | 0% | 0%
12 | 30 | 8 | 0 | 0 | 131.5032 | 13.15% | 0% | 12 | 30 | 8 | 0 | 0 | 131.5032 | 13.15% | 0%
12 | 30 | 9 | 0 | 0 | 31.8444 | 3.184% | 0% | 12 | 30 | 9 | 0 | 0 | 31.8444 | 3.184% | 0%
12 | 30 | 10 | 0 | 0 | 58.7076 | 5.871% | 0% | 12 | 30 | 10 | 0 | 0 | 58.7076 | 5.871% | 0%
12 | 30 | 11 | 0 | 0 | 256.4856 | 25.65% | 0% | 12 | 30 | 11 | 0 | 0 | 256.4856 | 25.65% | 0%
12 | 30 | 12 | 0 | 0 | 278.9328 | 27.89% | 0% | 12 | 30 | 12 | 0 | 0 | 278.9328 | 27.89% | 0%
12 | 30 | 13 | 0 | 0 | 390.3852 | 39.04% | 0% | 12 | 30 | 13 | 0 | 0 | 390.3852 | 39.04% | 0%
12 | 30 | 14 | 0 | 0 | 677.0364 | 67.7% | 0% | 12 | 30 | 14 | 0 | 0 | 677.0364 | 67.7% | 0%
12 | 30 | 15 | 0 | 0 | 509.028 | 50.9% | 0% | 12 | 30 | 15 | 0 | 0 | 509.028 | 50.9% | 0%
12 | 30 | 16 | 0 | 0 | 264.5088 | 26.45% | 0% | 12 | 30 | 16 | 0 | 0 | 264.5088 | 26.45% | 0%
12 | 30 | 17 | 0 | 0 | 0 | 0% | 0% | 12 | 30 | 17 | 0 | 0 | 0 | 0% | 0%
12 | 30 | 18 | 0 | 0 | 0 | 0% | 0% | 12 | 30 | 18 | 0 | 0 | 0 | 0% | 0%
12 | 30 | 19 | 0 | 0 | 0 | 0% | 0% | 12 | 30 | 19 | 0 | 0 | 0 | 0% | 0%
12 | 30 | 20 | 0 | 0 | 0 | 0% | 0% | 12 | 30 | 20 | 0 | 0 | 0 | 0% | 0%
12 | 30 | 21 | 0 | 0 | 0 | 0% | 0% | 12 | 30 | 21 | 0 | 0 | 0 | 0% | 0%
12 | 30 | 22 | 0 | 0 | 0 | 0% | 0% | 12 | 30 | 22 | 0 | 0 | 0 | 0% | 0%
12 | 30 | 23 | 0 | 0 | 0 | 0% | 0% | 12 | 30 | 23 | 0 | 0 | 0 | 0% | 0%
12 | 31 | 0 | 0 | 0 | 0 | 0% | 0% | 12 | 31 | 0 | 0 | 0 | 0 | 0% | 0%
12 | 31 | 1 | 0 | 0 | 0 | 0% | 0% | 12 | 31 | 1 | 0 | 0 | 0 | 0% | 0%
12 | 31 | 2 | 0 | 0 | 0 | 0% | 0% | 12 | 31 | 2 | 0 | 0 | 0 | 0% | 0%
12 | 31 | 3 | 0 | 0 | 0 | 0% | 0% | 12 | 31 | 3 | 0 | 0 | 0 | 0% | 0%
12 | 31 | 4 | 0 | 0 | 0 | 0% | 0% | 12 | 31 | 4 | 0 | 0 | 0 | 0% | 0%
12 | 31 | 5 | 0 | 0 | 0 | 0% | 0% | 12 | 31 | 5 | 0 | 0 | 0 | 0% | 0%
12 | 31 | 6 | 0 | 0 | 0 | 0% | 0% | 12 | 31 | 6 | 0 | 0 | 0 | 0% | 0%
12 | 31 | 7 | 0 | 0 | 0 | 0% | 0% | 12 | 31 | 7 | 0 | 0 | 0 | 0% | 0%
12 | 31 | 8 | 0 | 0 | 130.3908 | 13.04% | 0% | 12 | 31 | 8 | 0 | 0 | 130.3908 | 13.04% | 0%
12 | 31 | 9 | 0 | 0 | 392.0928 | 39.21% | 0% | 12 | 31 | 9 | 0 | 0 | 392.0928 | 39.21% | 0%
12 | 31 | 10 | 0 | 0 | 597.0528 | 59.71% | 0% | 12 | 31 | 10 | 0 | 0 | 597.0528 | 59.71% | 0%
12 | 31 | 11 | 0 | 0 | 722.0892 | 72.21% | 0% | 12 | 31 | 11 | 0 | 0 | 722.0892 | 72.21% | 0%
12 | 31 | 12 | 0 | 0 | 764.274 | 76.43% | 0% | 12 | 31 | 12 | 0 | 0 | 764.274 | 76.43% | 0%
12 | 31 | 13 | 0 | 0 | 740.5332 | 74.05% | 0% | 12 | 31 | 13 | 0 | 0 | 740.5332 | 74.05% | 0%
12 | 31 | 14 | 0 | 0 | 638.2632 | 63.83% | 0% | 12 | 31 | 14 | 0 | 0 | 638.2632 | 63.83% | 0%
12 | 31 | 15 | 0 | 0 | 468.4764 | 46.85% | 0% | 12 | 31 | 15 | 0 | 0 | 468.4764 | 46.85% | 0%
12 | 31 | 16 | 0 | 0 | 251.3304 | 25.13% | 0% | 12 | 31 | 16 | 0 | 0 | 251.3304 | 25.13% | 0%
12 | 31 | 17 | 0 | 0 | 0 | 0% | 0% | 12 | 31 | 17 | 0 | 0 | 0 | 0% | 0%
12 | 31 | 18 | 0 | 0 | 0 | 0% | 0% | 12 | 31 | 18 | 0 | 0 | 0 | 0% | 0%
12 | 31 | 19 | 0 | 0 | 0 | 0% | 0% | 12 | 31 | 19 | 0 | 0 | 0 | 0% | 0%
12 | 31 | 20 | 0 | 0 | 0 | 0% | 0% | 12 | 31 | 20 | 0 | 0 | 0 | 0% | 0%
12 | 31 | 21 | 0 | 0 | 0 | 0% | 0% | 12 | 31 | 21 | 0 | 0 | 0 | 0% | 0%
12 | 31 | 22 | 0 | 0 | 0 | 0% | 0% | 12 | 31 | 22 | 0 | 0 | 0 | 0% | 0%
12 | 31 | 23 | 0 | 0 | 0 | 0% | 0% | 12 | 31 | 23 | 0 | 0 | 0 | 0% | 0%
|  |  | 0.79482 | 1 |  |  | 50.47% |  |  |  | 0.80091 | 1 |  |  | 50.56%

## ELCC LOLP - DST
Month | Day | Hour | LOLP (With DERs) | % Total | AC Output | % AC Rating | Weighted | Month | Day | Hour | LOLP (Without DERs) | % Total | AC Output | % AC Rating | Weighted
1 | 1 | 0 | 0 | 0 | 0 | 0% | 0% | 1 | 1 | 0 | 0 | 0 | 0 | 0% | 0%
1 | 1 | 1 | 0 | 0 | 0 | 0% | 0% | 1 | 1 | 1 | 0 | 0 | 0 | 0% | 0%
1 | 1 | 2 | 0 | 0 | 0 | 0% | 0% | 1 | 1 | 2 | 0 | 0 | 0 | 0% | 0%
1 | 1 | 3 | 0 | 0 | 0 | 0% | 0% | 1 | 1 | 3 | 0 | 0 | 0 | 0% | 0%
1 | 1 | 4 | 0 | 0 | 0 | 0% | 0% | 1 | 1 | 4 | 0 | 0 | 0 | 0% | 0%
1 | 1 | 5 | 0 | 0 | 0 | 0% | 0% | 1 | 1 | 5 | 0 | 0 | 0 | 0% | 0%
1 | 1 | 6 | 0 | 0 | 0 | 0% | 0% | 1 | 1 | 6 | 0 | 0 | 0 | 0% | 0%
1 | 1 | 7 | 0 | 0 | 0 | 0% | 0% | 1 | 1 | 7 | 0 | 0 | 0 | 0% | 0%
1 | 1 | 8 | 0 | 0 | 78.408 | 7.841% | 0% | 1 | 1 | 8 | 0 | 0 | 78.408 | 7.841% | 0%
1 | 1 | 9 | 0 | 0 | 0.3648 | 0.03648% | 0% | 1 | 1 | 9 | 0 | 0 | 0.3648 | 0.03648% | 0%
1 | 1 | 10 | 0 | 0 | 197.2224 | 19.72% | 0% | 1 | 1 | 10 | 0 | 0 | 197.2224 | 19.72% | 0%
1 | 1 | 11 | 0 | 0 | 146.5908 | 14.66% | 0% | 1 | 1 | 11 | 0 | 0 | 146.5908 | 14.66% | 0%
1 | 1 | 12 | 0 | 0 | 126.3816 | 12.64% | 0% | 1 | 1 | 12 | 0 | 0 | 126.3816 | 12.64% | 0%
1 | 1 | 13 | 0 | 0 | 74.2968 | 7.43% | 0% | 1 | 1 | 13 | 0 | 0 | 74.2968 | 7.43% | 0%
1 | 1 | 14 | 0 | 0 | 109.5552 | 10.96% | 0% | 1 | 1 | 14 | 0 | 0 | 109.5552 | 10.96% | 0%
1 | 1 | 15 | 0 | 0 | 95.6784 | 9.568% | 0% | 1 | 1 | 15 | 0 | 0 | 95.6784 | 9.568% | 0%
1 | 1 | 16 | 0 | 0 | 51.1548 | 5.115% | 0% | 1 | 1 | 16 | 0 | 0 | 51.1548 | 5.115% | 0%
1 | 1 | 17 | 0 | 0 | 0 | 0% | 0% | 1 | 1 | 17 | 0 | 0 | 0 | 0% | 0%
1 | 1 | 18 | 0 | 0 | 0 | 0% | 0% | 1 | 1 | 18 | 0 | 0 | 0 | 0% | 0%
1 | 1 | 19 | 0 | 0 | 0 | 0% | 0% | 1 | 1 | 19 | 0 | 0 | 0 | 0% | 0%
1 | 1 | 20 | 0 | 0 | 0 | 0% | 0% | 1 | 1 | 20 | 0 | 0 | 0 | 0% | 0%
1 | 1 | 21 | 0 | 0 | 0 | 0% | 0% | 1 | 1 | 21 | 0 | 0 | 0 | 0% | 0%
1 | 1 | 22 | 0 | 0 | 0 | 0% | 0% | 1 | 1 | 22 | 0 | 0 | 0 | 0% | 0%
1 | 1 | 23 | 0 | 0 | 0 | 0% | 0% | 1 | 1 | 23 | 0 | 0 | 0 | 0% | 0%
1 | 2 | 0 | 0 | 0 | 0 | 0% | 0% | 1 | 2 | 0 | 0 | 0 | 0 | 0% | 0%
1 | 2 | 1 | 0 | 0 | 0 | 0% | 0% | 1 | 2 | 1 | 0 | 0 | 0 | 0% | 0%
1 | 2 | 2 | 0 | 0 | 0 | 0% | 0% | 1 | 2 | 2 | 0 | 0 | 0 | 0% | 0%
1 | 2 | 3 | 0 | 0 | 0 | 0% | 0% | 1 | 2 | 3 | 0 | 0 | 0 | 0% | 0%
1 | 2 | 4 | 0 | 0 | 0 | 0% | 0% | 1 | 2 | 4 | 0 | 0 | 0 | 0% | 0%
1 | 2 | 5 | 0 | 0 | 0 | 0% | 0% | 1 | 2 | 5 | 0 | 0 | 0 | 0% | 0%
1 | 2 | 6 | 0 | 0 | 0 | 0% | 0% | 1 | 2 | 6 | 0 | 0 | 0 | 0% | 0%
1 | 2 | 7 | 0 | 0 | 0 | 0% | 0% | 1 | 2 | 7 | 0 | 0 | 0 | 0% | 0%
1 | 2 | 8 | 0 | 0 | 135.072 | 13.51% | 0% | 1 | 2 | 8 | 0 | 0 | 135.072 | 13.51% | 0%
1 | 2 | 9 | 0 | 0 | 269.4924 | 26.95% | 0% | 1 | 2 | 9 | 0 | 0 | 269.4924 | 26.95% | 0%
1 | 2 | 10 | 0 | 0 | 328.6272 | 32.86% | 0% | 1 | 2 | 10 | 0 | 0 | 328.6272 | 32.86% | 0%
1 | 2 | 11 | 0 | 0 | 599.9784 | 60% | 0% | 1 | 2 | 11 | 0 | 0 | 599.9784 | 60% | 0%
1 | 2 | 12 | 0 | 0 | 651.0648 | 65.11% | 0% | 1 | 2 | 12 | 0 | 0 | 651.0648 | 65.11% | 0%
1 | 2 | 13 | 0 | 0 | 635.9904 | 63.6% | 0% | 1 | 2 | 13 | 0 | 0 | 635.9904 | 63.6% | 0%
1 | 2 | 14 | 0 | 0 | 654.3 | 65.43% | 0% | 1 | 2 | 14 | 0 | 0 | 654.3 | 65.43% | 0%
1 | 2 | 15 | 0 | 0 | 495.5016 | 49.55% | 0% | 1 | 2 | 15 | 0 | 0 | 495.5016 | 49.55% | 0%
1 | 2 | 16 | 0 | 0 | 275.5956 | 27.56% | 0% | 1 | 2 | 16 | 0 | 0 | 275.5956 | 27.56% | 0%
1 | 2 | 17 | 0 | 0 | 0 | 0% | 0% | 1 | 2 | 17 | 0 | 0 | 0 | 0% | 0%
1 | 2 | 18 | 0 | 0 | 0 | 0% | 0% | 1 | 2 | 18 | 0 | 0 | 0 | 0% | 0%
1 | 2 | 19 | 0 | 0 | 0 | 0% | 0% | 1 | 2 | 19 | 0 | 0 | 0 | 0% | 0%
1 | 2 | 20 | 0 | 0 | 0 | 0% | 0% | 1 | 2 | 20 | 0 | 0 | 0 | 0% | 0%
1 | 2 | 21 | 0 | 0 | 0 | 0% | 0% | 1 | 2 | 21 | 0 | 0 | 0 | 0% | 0%
1 | 2 | 22 | 0 | 0 | 0 | 0% | 0% | 1 | 2 | 22 | 0 | 0 | 0 | 0% | 0%
1 | 2 | 23 | 0 | 0 | 0 | 0% | 0% | 1 | 2 | 23 | 0 | 0 | 0 | 0% | 0%
1 | 3 | 0 | 0 | 0 | 0 | 0% | 0% | 1 | 3 | 0 | 0 | 0 | 0 | 0% | 0%
1 | 3 | 1 | 0 | 0 | 0 | 0% | 0% | 1 | 3 | 1 | 0 | 0 | 0 | 0% | 0%
1 | 3 | 2 | 0 | 0 | 0 | 0% | 0% | 1 | 3 | 2 | 0 | 0 | 0 | 0% | 0%
1 | 3 | 3 | 0 | 0 | 0 | 0% | 0% | 1 | 3 | 3 | 0 | 0 | 0 | 0% | 0%
1 | 3 | 4 | 0 | 0 | 0 | 0% | 0% | 1 | 3 | 4 | 0 | 0 | 0 | 0% | 0%
1 | 3 | 5 | 0 | 0 | 0 | 0% | 0% | 1 | 3 | 5 | 0 | 0 | 0 | 0% | 0%
1 | 3 | 6 | 0 | 0 | 0 | 0% | 0% | 1 | 3 | 6 | 0 | 0 | 0 | 0% | 0%
1 | 3 | 7 | 0 | 0 | 0 | 0% | 0% | 1 | 3 | 7 | 0 | 0 | 0 | 0% | 0%
1 | 3 | 8 | 0 | 0 | 134.2872 | 13.43% | 0% | 1 | 3 | 8 | 0 | 0 | 134.2872 | 13.43% | 0%
1 | 3 | 9 | 0 | 0 | 390.8808 | 39.09% | 0% | 1 | 3 | 9 | 0 | 0 | 390.8808 | 39.09% | 0%
1 | 3 | 10 | 7.4174e-10 | 9.3322e-10 | 583.596 | 58.36% | 5.446e-08% | 1 | 3 | 10 | 7.4174e-10 | 9.2612e-10 | 583.596 | 58.36% | 5.405e-08%
1 | 3 | 11 | 7.0719e-10 | 8.8975e-10 | 718.0584 | 71.81% | 6.389e-08% | 1 | 3 | 11 | 7.1269e-10 | 8.8986e-10 | 718.0584 | 71.81% | 6.39e-08%
1 | 3 | 12 | 1.77e-09 | 2.227e-09 | 769.2276 | 76.92% | 1.713e-07% | 1 | 3 | 12 | 1.7986e-09 | 2.2457e-09 | 769.2276 | 76.92% | 1.727e-07%
1 | 3 | 13 | 1.1901e-09 | 1.4974e-09 | 751.5936 | 75.16% | 1.125e-07% | 1 | 3 | 13 | 1.2006e-09 | 1.499e-09 | 751.5936 | 75.16% | 1.127e-07%
1 | 3 | 14 | 1.1643e-10 | 1.4649e-10 | 660.1608 | 66.02% | 9.671e-09% | 1 | 3 | 14 | 1.1739e-10 | 1.4657e-10 | 660.1608 | 66.02% | 9.676e-09%
1 | 3 | 15 | 0 | 0 | 495.3348 | 49.53% | 0% | 1 | 3 | 15 | 0 | 0 | 495.3348 | 49.53% | 0%
1 | 3 | 16 | 0 | 0 | 257.0784 | 25.71% | 0% | 1 | 3 | 16 | 0 | 0 | 257.0784 | 25.71% | 0%
1 | 3 | 17 | 1.7397e-09 | 2.1888e-09 | 0 | 0% | 0% | 1 | 3 | 17 | 1.7397e-09 | 2.1721e-09 | 0 | 0% | 0%
1 | 3 | 18 | 6.563e-09 | 8.2572e-09 | 0 | 0% | 0% | 1 | 3 | 18 | 6.563e-09 | 8.1944e-09 | 0 | 0% | 0%
1 | 3 | 19 | 4.3408e-09 | 5.4614e-09 | 0 | 0% | 0% | 1 | 3 | 19 | 4.3408e-09 | 5.4199e-09 | 0 | 0% | 0%
1 | 3 | 20 | 1.3255e-09 | 1.6677e-09 | 0 | 0% | 0% | 1 | 3 | 20 | 1.3255e-09 | 1.655e-09 | 0 | 0% | 0%
1 | 3 | 21 | 0 | 0 | 0 | 0% | 0% | 1 | 3 | 21 | 0 | 0 | 0 | 0% | 0%
1 | 3 | 22 | 0 | 0 | 0 | 0% | 0% | 1 | 3 | 22 | 0 | 0 | 0 | 0% | 0%
1 | 3 | 23 | 0 | 0 | 0 | 0% | 0% | 1 | 3 | 23 | 0 | 0 | 0 | 0% | 0%
1 | 4 | 0 | 0 | 0 | 0 | 0% | 0% | 1 | 4 | 0 | 0 | 0 | 0 | 0% | 0%
1 | 4 | 1 | 0 | 0 | 0 | 0% | 0% | 1 | 4 | 1 | 0 | 0 | 0 | 0% | 0%
1 | 4 | 2 | 0 | 0 | 0 | 0% | 0% | 1 | 4 | 2 | 0 | 0 | 0 | 0% | 0%
1 | 4 | 3 | 0 | 0 | 0 | 0% | 0% | 1 | 4 | 3 | 0 | 0 | 0 | 0% | 0%
1 | 4 | 4 | 0 | 0 | 0 | 0% | 0% | 1 | 4 | 4 | 0 | 0 | 0 | 0% | 0%
1 | 4 | 5 | 0 | 0 | 0 | 0% | 0% | 1 | 4 | 5 | 0 | 0 | 0 | 0% | 0%
1 | 4 | 6 | 0 | 0 | 0 | 0% | 0% | 1 | 4 | 6 | 0 | 0 | 0 | 0% | 0%
1 | 4 | 7 | 0 | 0 | 0 | 0% | 0% | 1 | 4 | 7 | 0 | 0 | 0 | 0% | 0%
1 | 4 | 8 | 1.3439e-10 | 1.6908e-10 | 114.258 | 11.43% | 1.932e-09% | 1 | 4 | 8 | 1.3439e-10 | 1.6779e-10 | 114.258 | 11.43% | 1.917e-09%
1 | 4 | 9 | 7.7059e-10 | 9.6952e-10 | 370.7592 | 37.08% | 3.595e-08% | 1 | 4 | 9 | 7.7059e-10 | 9.6215e-10 | 370.7592 | 37.08% | 3.567e-08%
1 | 4 | 10 | 1.6533e-09 | 2.08e-09 | 577.4208 | 57.74% | 1.201e-07% | 1 | 4 | 10 | 1.6533e-09 | 2.0642e-09 | 577.4208 | 57.74% | 1.192e-07%
1 | 4 | 11 | 1.2417e-09 | 1.5623e-09 | 713.3592 | 71.34% | 1.114e-07% | 1 | 4 | 11 | 1.2417e-09 | 1.5504e-09 | 713.3592 | 71.34% | 1.106e-07%
1 | 4 | 12 | 1.5708e-09 | 1.9763e-09 | 768.96 | 76.9% | 1.52e-07% | 1 | 4 | 12 | 1.5708e-09 | 1.9613e-09 | 768.96 | 76.9% | 1.508e-07%
1 | 4 | 13 | 2.0408e-09 | 2.5676e-09 | 287.5296 | 28.75% | 7.383e-08% | 1 | 4 | 13 | 2.0408e-09 | 2.5481e-09 | 287.5296 | 28.75% | 7.326e-08%
1 | 4 | 14 | 1.8649e-09 | 2.3463e-09 | 663.3156 | 66.33% | 1.556e-07% | 1 | 4 | 14 | 1.8649e-09 | 2.3285e-09 | 663.3156 | 66.33% | 1.545e-07%
1 | 4 | 15 | 1.0115e-09 | 1.2726e-09 | 492.2004 | 49.22% | 6.264e-08% | 1 | 4 | 15 | 1.0115e-09 | 1.2629e-09 | 492.2004 | 49.22% | 6.216e-08%
1 | 4 | 16 | 1.2404e-09 | 1.5606e-09 | 259.2804 | 25.93% | 4.046e-08% | 1 | 4 | 16 | 1.2404e-09 | 1.5487e-09 | 259.2804 | 25.93% | 4.016e-08%
1 | 4 | 17 | 6.7719e-09 | 8.52e-09 | 0 | 0% | 0% | 1 | 4 | 17 | 6.7719e-09 | 8.4552e-09 | 0 | 0% | 0%
1 | 4 | 18 | 1.8872e-08 | 2.3744e-08 | 0 | 0% | 0% | 1 | 4 | 18 | 1.8872e-08 | 2.3563e-08 | 0 | 0% | 0%
1 | 4 | 19 | 1.4689e-08 | 1.8481e-08 | 0 | 0% | 0% | 1 | 4 | 19 | 1.4689e-08 | 1.834e-08 | 0 | 0% | 0%
1 | 4 | 20 | 5.8699e-09 | 7.3852e-09 | 0 | 0% | 0% | 1 | 4 | 20 | 5.8699e-09 | 7.329e-09 | 0 | 0% | 0%
1 | 4 | 21 | 4.694e-10 | 5.9058e-10 | 0 | 0% | 0% | 1 | 4 | 21 | 4.694e-10 | 5.8609e-10 | 0 | 0% | 0%
1 | 4 | 22 | 0 | 0 | 0 | 0% | 0% | 1 | 4 | 22 | 0 | 0 | 0 | 0% | 0%
1 | 4 | 23 | 0 | 0 | 0 | 0% | 0% | 1 | 4 | 23 | 0 | 0 | 0 | 0% | 0%
1 | 5 | 0 | 0 | 0 | 0 | 0% | 0% | 1 | 5 | 0 | 0 | 0 | 0 | 0% | 0%
1 | 5 | 1 | 0 | 0 | 0 | 0% | 0% | 1 | 5 | 1 | 0 | 0 | 0 | 0% | 0%
1 | 5 | 2 | 0 | 0 | 0 | 0% | 0% | 1 | 5 | 2 | 0 | 0 | 0 | 0% | 0%
1 | 5 | 3 | 0 | 0 | 0 | 0% | 0% | 1 | 5 | 3 | 0 | 0 | 0 | 0% | 0%
1 | 5 | 4 | 0 | 0 | 0 | 0% | 0% | 1 | 5 | 4 | 0 | 0 | 0 | 0% | 0%
1 | 5 | 5 | 0 | 0 | 0 | 0% | 0% | 1 | 5 | 5 | 0 | 0 | 0 | 0% | 0%
1 | 5 | 6 | 0 | 0 | 0 | 0% | 0% | 1 | 5 | 6 | 0 | 0 | 0 | 0% | 0%
1 | 5 | 7 | 7.1865e-10 | 9.0418e-10 | 0 | 0% | 0% | 1 | 5 | 7 | 7.1865e-10 | 8.973e-10 | 0 | 0% | 0%
1 | 5 | 8 | 2.3465e-09 | 2.9523e-09 | 126.1536 | 12.62% | 3.724e-08% | 1 | 5 | 8 | 2.3465e-09 | 2.9298e-09 | 126.1536 | 12.62% | 3.696e-08%
1 | 5 | 9 | 4.1016e-09 | 5.1604e-09 | 375.7656 | 37.58% | 1.939e-07% | 1 | 5 | 9 | 4.1016e-09 | 5.1212e-09 | 375.7656 | 37.58% | 1.924e-07%
1 | 5 | 10 | 4.3428e-09 | 5.4638e-09 | 567.5076 | 56.75% | 3.101e-07% | 1 | 5 | 10 | 4.454e-09 | 5.5612e-09 | 567.5076 | 56.75% | 3.156e-07%
1 | 5 | 11 | 3.4281e-09 | 4.313e-09 | 684.9864 | 68.5% | 2.954e-07% | 1 | 5 | 11 | 3.5373e-09 | 4.4166e-09 | 684.9864 | 68.5% | 3.025e-07%
1 | 5 | 12 | 4.3428e-09 | 5.4638e-09 | 749.7696 | 74.98% | 4.097e-07% | 1 | 5 | 12 | 4.5668e-09 | 5.702e-09 | 749.7696 | 74.98% | 4.275e-07%
1 | 5 | 13 | 3.5078e-09 | 4.4133e-09 | 418.2552 | 41.83% | 1.846e-07% | 1 | 5 | 13 | 3.6262e-09 | 4.5276e-09 | 418.2552 | 41.83% | 1.894e-07%
1 | 5 | 14 | 2.9165e-09 | 3.6693e-09 | 314.0664 | 31.41% | 1.152e-07% | 1 | 5 | 14 | 2.9863e-09 | 3.7287e-09 | 314.0664 | 31.41% | 1.171e-07%
1 | 5 | 15 | 1.2011e-09 | 1.5112e-09 | 18.3024 | 1.83% | 2.766e-09% | 1 | 5 | 15 | 1.2841e-09 | 1.6033e-09 | 18.3024 | 1.83% | 2.934e-09%
1 | 5 | 16 | 1.545e-09 | 1.9439e-09 | 5.8164 | 0.5816% | 1.131e-09% | 1 | 5 | 16 | 1.5577e-09 | 1.945e-09 | 5.8164 | 0.5816% | 1.131e-09%
1 | 5 | 17 | 6.4115e-09 | 8.0666e-09 | 0 | 0% | 0% | 1 | 5 | 17 | 6.4115e-09 | 8.0053e-09 | 0 | 0% | 0%
1 | 5 | 18 | 1.9776e-08 | 2.4881e-08 | 0 | 0% | 0% | 1 | 5 | 18 | 1.9776e-08 | 2.4692e-08 | 0 | 0% | 0%
1 | 5 | 19 | 8.8781e-09 | 1.117e-08 | 0 | 0% | 0% | 1 | 5 | 19 | 8.8781e-09 | 1.1085e-08 | 0 | 0% | 0%
1 | 5 | 20 | 2.161e-09 | 2.7189e-09 | 0 | 0% | 0% | 1 | 5 | 20 | 2.161e-09 | 2.6982e-09 | 0 | 0% | 0%
1 | 5 | 21 | 1.2097e-10 | 1.5219e-10 | 0 | 0% | 0% | 1 | 5 | 21 | 1.2097e-10 | 1.5104e-10 | 0 | 0% | 0%
1 | 5 | 22 | 0 | 0 | 0 | 0% | 0% | 1 | 5 | 22 | 0 | 0 | 0 | 0% | 0%
1 | 5 | 23 | 0 | 0 | 0 | 0% | 0% | 1 | 5 | 23 | 0 | 0 | 0 | 0% | 0%
1 | 6 | 0 | 0 | 0 | 0 | 0% | 0% | 1 | 6 | 0 | 0 | 0 | 0 | 0% | 0%
1 | 6 | 1 | 0 | 0 | 0 | 0% | 0% | 1 | 6 | 1 | 0 | 0 | 0 | 0% | 0%
1 | 6 | 2 | 0 | 0 | 0 | 0% | 0% | 1 | 6 | 2 | 0 | 0 | 0 | 0% | 0%
1 | 6 | 3 | 0 | 0 | 0 | 0% | 0% | 1 | 6 | 3 | 0 | 0 | 0 | 0% | 0%
1 | 6 | 4 | 0 | 0 | 0 | 0% | 0% | 1 | 6 | 4 | 0 | 0 | 0 | 0% | 0%
1 | 6 | 5 | 0 | 0 | 0 | 0% | 0% | 1 | 6 | 5 | 0 | 0 | 0 | 0% | 0%
1 | 6 | 6 | 0 | 0 | 0 | 0% | 0% | 1 | 6 | 6 | 0 | 0 | 0 | 0% | 0%
1 | 6 | 7 | 2.6074e-09 | 3.2804e-09 | 0 | 0% | 0% | 1 | 6 | 7 | 2.6074e-09 | 3.2555e-09 | 0 | 0% | 0%
1 | 6 | 8 | 7.8022e-09 | 9.8163e-09 | 3.6072 | 0.3607% | 3.541e-09% | 1 | 6 | 8 | 7.8022e-09 | 9.7416e-09 | 3.6072 | 0.3607% | 3.514e-09%
1 | 6 | 9 | 1.7168e-08 | 2.16e-08 | 35.7348 | 3.573% | 7.719e-08% | 1 | 6 | 9 | 1.7294e-08 | 2.1593e-08 | 35.7348 | 3.573% | 7.716e-08%
1 | 6 | 10 | 3.5115e-08 | 4.418e-08 | 65.28 | 6.528% | 2.884e-07% | 1 | 6 | 10 | 3.5636e-08 | 4.4494e-08 | 65.28 | 6.528% | 2.905e-07%
1 | 6 | 11 | 3.6177e-08 | 4.5516e-08 | 85.2516 | 8.525% | 3.88e-07% | 1 | 6 | 11 | 3.7284e-08 | 4.6553e-08 | 85.2516 | 8.525% | 3.969e-07%
1 | 6 | 12 | 5.0346e-08 | 6.3343e-08 | 95.3928 | 9.539% | 6.042e-07% | 1 | 6 | 12 | 5.1861e-08 | 6.4753e-08 | 95.3928 | 9.539% | 6.177e-07%
1 | 6 | 13 | 5.5455e-08 | 6.977e-08 | 49.5564 | 4.956% | 3.458e-07% | 1 | 6 | 13 | 5.7057e-08 | 7.1241e-08 | 49.5564 | 4.956% | 3.53e-07%
1 | 6 | 14 | 5.382e-08 | 6.7713e-08 | 164.9148 | 16.49% | 1.117e-06% | 1 | 6 | 14 | 5.5435e-08 | 6.9215e-08 | 164.9148 | 16.49% | 1.141e-06%
1 | 6 | 15 | 4.7748e-08 | 6.0074e-08 | 63.6876 | 6.369% | 3.826e-07% | 1 | 6 | 15 | 4.8469e-08 | 6.0518e-08 | 63.6876 | 6.369% | 3.854e-07%
1 | 6 | 16 | 6.3722e-08 | 8.0171e-08 | 17.5908 | 1.759% | 1.41e-07% | 1 | 6 | 16 | 6.3722e-08 | 7.9562e-08 | 17.5908 | 1.759% | 1.4e-07%
1 | 6 | 17 | 2.4842e-07 | 3.1255e-07 | 0 | 0% | 0% | 1 | 6 | 17 | 2.4842e-07 | 3.1017e-07 | 0 | 0% | 0%
1 | 6 | 18 | 7.4072e-07 | 9.3194e-07 | 0 | 0% | 0% | 1 | 6 | 18 | 7.4072e-07 | 9.2485e-07 | 0 | 0% | 0%
1 | 6 | 19 | 6.1299e-07 | 7.7123e-07 | 0 | 0% | 0% | 1 | 6 | 19 | 6.1299e-07 | 7.6536e-07 | 0 | 0% | 0%
1 | 6 | 20 | 3.8509e-07 | 4.8451e-07 | 0 | 0% | 0% | 1 | 6 | 20 | 3.8509e-07 | 4.8082e-07 | 0 | 0% | 0%
1 | 6 | 21 | 9.3411e-08 | 1.1752e-07 | 0 | 0% | 0% | 1 | 6 | 21 | 9.3411e-08 | 1.1663e-07 | 0 | 0% | 0%
1 | 6 | 22 | 1.7168e-08 | 2.16e-08 | 0 | 0% | 0% | 1 | 6 | 22 | 1.7168e-08 | 2.1436e-08 | 0 | 0% | 0%
1 | 6 | 23 | 2.0574e-09 | 2.5885e-09 | 0 | 0% | 0% | 1 | 6 | 23 | 2.0574e-09 | 2.5688e-09 | 0 | 0% | 0%
1 | 7 | 0 | 0 | 0 | 0 | 0% | 0% | 1 | 7 | 0 | 0 | 0 | 0 | 0% | 0%
1 | 7 | 1 | 0 | 0 | 0 | 0% | 0% | 1 | 7 | 1 | 0 | 0 | 0 | 0% | 0%
1 | 7 | 2 | 0 | 0 | 0 | 0% | 0% | 1 | 7 | 2 | 0 | 0 | 0 | 0% | 0%
1 | 7 | 3 | 0 | 0 | 0 | 0% | 0% | 1 | 7 | 3 | 0 | 0 | 0 | 0% | 0%
1 | 7 | 4 | 0 | 0 | 0 | 0% | 0% | 1 | 7 | 4 | 0 | 0 | 0 | 0% | 0%
1 | 7 | 5 | 0 | 0 | 0 | 0% | 0% | 1 | 7 | 5 | 0 | 0 | 0 | 0% | 0%
1 | 7 | 6 | 1.9929e-08 | 2.5074e-08 | 0 | 0% | 0% | 1 | 7 | 6 | 1.9929e-08 | 2.4883e-08 | 0 | 0% | 0%
1 | 7 | 7 | 3.6927e-07 | 4.6459e-07 | 0 | 0% | 0% | 1 | 7 | 7 | 3.6927e-07 | 4.6106e-07 | 0 | 0% | 0%
1 | 7 | 8 | 3.9583e-07 | 4.9801e-07 | 124.5696 | 12.46% | 6.204e-06% | 1 | 7 | 8 | 3.9583e-07 | 4.9423e-07 | 124.5696 | 12.46% | 6.157e-06%
1 | 7 | 9 | 6.5295e-07 | 8.2151e-07 | 391.4232 | 39.14% | 3.216e-05% | 1 | 7 | 9 | 6.5761e-07 | 8.2108e-07 | 391.4232 | 39.14% | 3.214e-05%
1 | 7 | 10 | 4.7277e-07 | 5.9482e-07 | 598.6176 | 59.86% | 3.561e-05% | 1 | 7 | 10 | 4.7587e-07 | 5.9416e-07 | 598.6176 | 59.86% | 3.557e-05%
1 | 7 | 11 | 3.1618e-07 | 3.978e-07 | 727.1292 | 72.71% | 2.893e-05% | 1 | 7 | 11 | 3.2061e-07 | 4.0031e-07 | 727.1292 | 72.71% | 2.911e-05%
1 | 7 | 12 | 1.7106e-07 | 2.1522e-07 | 783.3204 | 78.33% | 1.686e-05% | 1 | 7 | 12 | 1.7357e-07 | 2.1671e-07 | 783.3204 | 78.33% | 1.698e-05%
1 | 7 | 13 | 1.6732e-07 | 2.1051e-07 | 765.6216 | 76.56% | 1.612e-05% | 1 | 7 | 13 | 1.6859e-07 | 2.105e-07 | 765.6216 | 76.56% | 1.612e-05%
1 | 7 | 14 | 9.212e-08 | 1.159e-07 | 682.6776 | 68.27% | 7.912e-06% | 1 | 7 | 14 | 9.277e-08 | 1.1583e-07 | 682.6776 | 68.27% | 7.908e-06%
1 | 7 | 15 | 4.3018e-08 | 5.4124e-08 | 530.2272 | 53.02% | 2.87e-06% | 1 | 7 | 15 | 4.3018e-08 | 5.3712e-08 | 530.2272 | 53.02% | 2.848e-06%
1 | 7 | 16 | 5.6212e-08 | 7.0723e-08 | 303.2208 | 30.32% | 2.144e-06% | 1 | 7 | 16 | 5.6212e-08 | 7.0185e-08 | 303.2208 | 30.32% | 2.128e-06%
1 | 7 | 17 | 1.4065e-07 | 1.7696e-07 | 0 | 0% | 0% | 1 | 7 | 17 | 1.4065e-07 | 1.7561e-07 | 0 | 0% | 0%
1 | 7 | 18 | 2.3962e-07 | 3.0148e-07 | 0 | 0% | 0% | 1 | 7 | 18 | 2.3962e-07 | 2.9919e-07 | 0 | 0% | 0%
1 | 7 | 19 | 1.0657e-07 | 1.3408e-07 | 0 | 0% | 0% | 1 | 7 | 19 | 1.0657e-07 | 1.3306e-07 | 0 | 0% | 0%
1 | 7 | 20 | 4.9203e-08 | 6.1905e-08 | 0 | 0% | 0% | 1 | 7 | 20 | 4.9203e-08 | 6.1434e-08 | 0 | 0% | 0%
1 | 7 | 21 | 1.9929e-08 | 2.5074e-08 | 0 | 0% | 0% | 1 | 7 | 21 | 1.9929e-08 | 2.4883e-08 | 0 | 0% | 0%
1 | 7 | 22 | 3.9678e-09 | 4.9921e-09 | 0 | 0% | 0% | 1 | 7 | 22 | 3.9678e-09 | 4.9541e-09 | 0 | 0% | 0%
1 | 7 | 23 | 0 | 0 | 0 | 0% | 0% | 1 | 7 | 23 | 0 | 0 | 0 | 0% | 0%
1 | 8 | 0 | 0 | 0 | 0 | 0% | 0% | 1 | 8 | 0 | 0 | 0 | 0 | 0% | 0%
1 | 8 | 1 | 0 | 0 | 0 | 0% | 0% | 1 | 8 | 1 | 0 | 0 | 0 | 0% | 0%
1 | 8 | 2 | 0 | 0 | 0 | 0% | 0% | 1 | 8 | 2 | 0 | 0 | 0 | 0% | 0%
1 | 8 | 3 | 0 | 0 | 0 | 0% | 0% | 1 | 8 | 3 | 0 | 0 | 0 | 0% | 0%
1 | 8 | 4 | 0 | 0 | 0 | 0% | 0% | 1 | 8 | 4 | 0 | 0 | 0 | 0% | 0%
1 | 8 | 5 | 0 | 0 | 0 | 0% | 0% | 1 | 8 | 5 | 0 | 0 | 0 | 0% | 0%
1 | 8 | 6 | 0 | 0 | 0 | 0% | 0% | 1 | 8 | 6 | 0 | 0 | 0 | 0% | 0%
1 | 8 | 7 | 0 | 0 | 0 | 0% | 0% | 1 | 8 | 7 | 0 | 0 | 0 | 0% | 0%
1 | 8 | 8 | 0 | 0 | 114.96 | 11.5% | 0% | 1 | 8 | 8 | 0 | 0 | 114.96 | 11.5% | 0%
1 | 8 | 9 | 2.347e-09 | 2.9529e-09 | 371.0112 | 37.1% | 1.096e-07% | 1 | 8 | 9 | 2.3664e-09 | 2.9546e-09 | 371.0112 | 37.1% | 1.096e-07%
1 | 8 | 10 | 4.6391e-09 | 5.8367e-09 | 433.992 | 43.4% | 2.533e-07% | 1 | 8 | 10 | 4.6776e-09 | 5.8404e-09 | 433.992 | 43.4% | 2.535e-07%
1 | 8 | 11 | 4.3428e-09 | 5.4638e-09 | 440.856 | 44.09% | 2.409e-07% | 1 | 8 | 11 | 4.454e-09 | 5.5612e-09 | 440.856 | 44.09% | 2.452e-07%
1 | 8 | 12 | 3.4772e-09 | 4.3748e-09 | 748.878 | 74.89% | 3.276e-07% | 1 | 8 | 12 | 3.5939e-09 | 4.4873e-09 | 748.878 | 74.89% | 3.36e-07%
1 | 8 | 13 | 1.7843e-09 | 2.245e-09 | 730.044 | 73% | 1.639e-07% | 1 | 8 | 13 | 1.8637e-09 | 2.327e-09 | 730.044 | 73% | 1.699e-07%
1 | 8 | 14 | 1.0115e-09 | 1.2726e-09 | 638.7276 | 63.87% | 8.128e-08% | 1 | 8 | 14 | 1.0607e-09 | 1.3243e-09 | 638.7276 | 63.87% | 8.459e-08%
1 | 8 | 15 | 2.3753e-10 | 2.9885e-10 | 336.0384 | 33.6% | 1.004e-08% | 1 | 8 | 15 | 2.4172e-10 | 3.0181e-10 | 336.0384 | 33.6% | 1.014e-08%
1 | 8 | 16 | 7.7043e-10 | 9.6932e-10 | 286.1412 | 28.61% | 2.774e-08% | 1 | 8 | 16 | 7.7687e-10 | 9.6999e-10 | 286.1412 | 28.61% | 2.776e-08%
1 | 8 | 17 | 2.7782e-09 | 3.4954e-09 | 0 | 0% | 0% | 1 | 8 | 17 | 2.7782e-09 | 3.4688e-09 | 0 | 0% | 0%
1 | 8 | 18 | 6.827e-09 | 8.5894e-09 | 0 | 0% | 0% | 1 | 8 | 18 | 6.827e-09 | 8.5241e-09 | 0 | 0% | 0%
1 | 8 | 19 | 5.162e-09 | 6.4946e-09 | 0 | 0% | 0% | 1 | 8 | 19 | 5.162e-09 | 6.4452e-09 | 0 | 0% | 0%
1 | 8 | 20 | 2.6716e-09 | 3.3613e-09 | 0 | 0% | 0% | 1 | 8 | 20 | 2.6716e-09 | 3.3357e-09 | 0 | 0% | 0%
1 | 8 | 21 | 4.5189e-10 | 5.6855e-10 | 0 | 0% | 0% | 1 | 8 | 21 | 4.5189e-10 | 5.6423e-10 | 0 | 0% | 0%
1 | 8 | 22 | 0 | 0 | 0 | 0% | 0% | 1 | 8 | 22 | 0 | 0 | 0 | 0% | 0%
1 | 8 | 23 | 0 | 0 | 0 | 0% | 0% | 1 | 8 | 23 | 0 | 0 | 0 | 0% | 0%
1 | 9 | 0 | 0 | 0 | 0 | 0% | 0% | 1 | 9 | 0 | 0 | 0 | 0 | 0% | 0%
1 | 9 | 1 | 0 | 0 | 0 | 0% | 0% | 1 | 9 | 1 | 0 | 0 | 0 | 0% | 0%
1 | 9 | 2 | 0 | 0 | 0 | 0% | 0% | 1 | 9 | 2 | 0 | 0 | 0 | 0% | 0%
1 | 9 | 3 | 0 | 0 | 0 | 0% | 0% | 1 | 9 | 3 | 0 | 0 | 0 | 0% | 0%
1 | 9 | 4 | 0 | 0 | 0 | 0% | 0% | 1 | 9 | 4 | 0 | 0 | 0 | 0% | 0%
1 | 9 | 5 | 0 | 0 | 0 | 0% | 0% | 1 | 9 | 5 | 0 | 0 | 0 | 0% | 0%
1 | 9 | 6 | 0 | 0 | 0 | 0% | 0% | 1 | 9 | 6 | 0 | 0 | 0 | 0% | 0%
1 | 9 | 7 | 0 | 0 | 0 | 0% | 0% | 1 | 9 | 7 | 0 | 0 | 0 | 0% | 0%
1 | 9 | 8 | 0 | 0 | 7.7916 | 0.7792% | 0% | 1 | 9 | 8 | 0 | 0 | 7.7916 | 0.7792% | 0%
1 | 9 | 9 | 0 | 0 | 30.0096 | 3.001% | 0% | 1 | 9 | 9 | 0 | 0 | 30.0096 | 3.001% | 0%
1 | 9 | 10 | 0 | 0 | 139.5384 | 13.95% | 0% | 1 | 9 | 10 | 0 | 0 | 139.5384 | 13.95% | 0%
1 | 9 | 11 | 0 | 0 | 405.336 | 40.53% | 0% | 1 | 9 | 11 | 0 | 0 | 405.336 | 40.53% | 0%
1 | 9 | 12 | 0 | 0 | 645.9072 | 64.59% | 0% | 1 | 9 | 12 | 0 | 0 | 645.9072 | 64.59% | 0%
1 | 9 | 13 | 0 | 0 | 645.8616 | 64.59% | 0% | 1 | 9 | 13 | 0 | 0 | 645.8616 | 64.59% | 0%
1 | 9 | 14 | 0 | 0 | 518.3928 | 51.84% | 0% | 1 | 9 | 14 | 0 | 0 | 518.3928 | 51.84% | 0%
1 | 9 | 15 | 0 | 0 | 324.8556 | 32.49% | 0% | 1 | 9 | 15 | 0 | 0 | 324.8556 | 32.49% | 0%
1 | 9 | 16 | 0 | 0 | 237.2904 | 23.73% | 0% | 1 | 9 | 16 | 0 | 0 | 237.2904 | 23.73% | 0%
1 | 9 | 17 | 0 | 0 | 5.5008 | 0.5501% | 0% | 1 | 9 | 17 | 0 | 0 | 5.5008 | 0.5501% | 0%
1 | 9 | 18 | 0 | 0 | 0 | 0% | 0% | 1 | 9 | 18 | 0 | 0 | 0 | 0% | 0%
1 | 9 | 19 | 0 | 0 | 0 | 0% | 0% | 1 | 9 | 19 | 0 | 0 | 0 | 0% | 0%
1 | 9 | 20 | 0 | 0 | 0 | 0% | 0% | 1 | 9 | 20 | 0 | 0 | 0 | 0% | 0%
1 | 9 | 21 | 0 | 0 | 0 | 0% | 0% | 1 | 9 | 21 | 0 | 0 | 0 | 0% | 0%
1 | 9 | 22 | 0 | 0 | 0 | 0% | 0% | 1 | 9 | 22 | 0 | 0 | 0 | 0% | 0%
1 | 9 | 23 | 0 | 0 | 0 | 0% | 0% | 1 | 9 | 23 | 0 | 0 | 0 | 0% | 0%
1 | 10 | 0 | 0 | 0 | 0 | 0% | 0% | 1 | 10 | 0 | 0 | 0 | 0 | 0% | 0%
1 | 10 | 1 | 0 | 0 | 0 | 0% | 0% | 1 | 10 | 1 | 0 | 0 | 0 | 0% | 0%
1 | 10 | 2 | 0 | 0 | 0 | 0% | 0% | 1 | 10 | 2 | 0 | 0 | 0 | 0% | 0%
1 | 10 | 3 | 0 | 0 | 0 | 0% | 0% | 1 | 10 | 3 | 0 | 0 | 0 | 0% | 0%
1 | 10 | 4 | 0 | 0 | 0 | 0% | 0% | 1 | 10 | 4 | 0 | 0 | 0 | 0% | 0%
1 | 10 | 5 | 0 | 0 | 0 | 0% | 0% | 1 | 10 | 5 | 0 | 0 | 0 | 0% | 0%
1 | 10 | 6 | 0 | 0 | 0 | 0% | 0% | 1 | 10 | 6 | 0 | 0 | 0 | 0% | 0%
1 | 10 | 7 | 1.2711e-08 | 1.5993e-08 | 0 | 0% | 0% | 1 | 10 | 7 | 1.2711e-08 | 1.5871e-08 | 0 | 0% | 0%
1 | 10 | 8 | 1.5152e-08 | 1.9064e-08 | 0 | 0% | 0% | 1 | 10 | 8 | 1.5152e-08 | 1.8919e-08 | 0 | 0% | 0%
1 | 10 | 9 | 1.7294e-08 | 2.1758e-08 | 10.9272 | 1.093% | 2.378e-08% | 1 | 10 | 9 | 1.7437e-08 | 2.1772e-08 | 10.9272 | 1.093% | 2.379e-08%
1 | 10 | 10 | 2.5163e-08 | 3.1659e-08 | 24.6576 | 2.466% | 7.806e-08% | 1 | 10 | 10 | 2.5358e-08 | 3.1662e-08 | 24.6576 | 2.466% | 7.807e-08%
1 | 10 | 11 | 1.5861e-08 | 1.9955e-08 | 66.4944 | 6.649% | 1.327e-07% | 1 | 10 | 11 | 1.611e-08 | 2.0114e-08 | 66.4944 | 6.649% | 1.337e-07%
1 | 10 | 12 | 1.6248e-08 | 2.0442e-08 | 33.9564 | 3.396% | 6.941e-08% | 1 | 10 | 12 | 1.6771e-08 | 2.0939e-08 | 33.9564 | 3.396% | 7.11e-08%
1 | 10 | 13 | 9.0894e-09 | 1.1436e-08 | 133.5876 | 13.36% | 1.528e-07% | 1 | 10 | 13 | 9.3832e-09 | 1.1716e-08 | 133.5876 | 13.36% | 1.565e-07%
1 | 10 | 14 | 6.617e-09 | 8.3251e-09 | 40.83 | 4.083% | 3.399e-08% | 1 | 10 | 14 | 6.7232e-09 | 8.3944e-09 | 40.83 | 4.083% | 3.427e-08%
1 | 10 | 15 | 3.1358e-09 | 3.9453e-09 | 120.8472 | 12.08% | 4.768e-08% | 1 | 10 | 15 | 3.1874e-09 | 3.9797e-09 | 120.8472 | 12.08% | 4.809e-08%
1 | 10 | 16 | 3.4772e-09 | 4.3748e-09 | 10.536 | 1.054% | 4.609e-09% | 1 | 10 | 16 | 3.5071e-09 | 4.3789e-09 | 10.536 | 1.054% | 4.614e-09%
1 | 10 | 17 | 9.7587e-09 | 1.2278e-08 | 0 | 0% | 0% | 1 | 10 | 17 | 9.7587e-09 | 1.2185e-08 | 0 | 0% | 0%
1 | 10 | 18 | 4.3995e-08 | 5.5353e-08 | 0 | 0% | 0% | 1 | 10 | 18 | 4.3995e-08 | 5.4932e-08 | 0 | 0% | 0%
1 | 10 | 19 | 3.5108e-08 | 4.4171e-08 | 0 | 0% | 0% | 1 | 10 | 19 | 3.5108e-08 | 4.3835e-08 | 0 | 0% | 0%
1 | 10 | 20 | 2.6363e-08 | 3.3169e-08 | 0 | 0% | 0% | 1 | 10 | 20 | 2.6363e-08 | 3.2917e-08 | 0 | 0% | 0%
1 | 10 | 21 | 5.5102e-09 | 6.9327e-09 | 0 | 0% | 0% | 1 | 10 | 21 | 5.5102e-09 | 6.88e-09 | 0 | 0% | 0%
1 | 10 | 22 | 0 | 0 | 0 | 0% | 0% | 1 | 10 | 22 | 0 | 0 | 0 | 0% | 0%
1 | 10 | 23 | 0 | 0 | 0 | 0% | 0% | 1 | 10 | 23 | 0 | 0 | 0 | 0% | 0%
1 | 11 | 0 | 0 | 0 | 0 | 0% | 0% | 1 | 11 | 0 | 0 | 0 | 0 | 0% | 0%
1 | 11 | 1 | 0 | 0 | 0 | 0% | 0% | 1 | 11 | 1 | 0 | 0 | 0 | 0% | 0%
1 | 11 | 2 | 0 | 0 | 0 | 0% | 0% | 1 | 11 | 2 | 0 | 0 | 0 | 0% | 0%
1 | 11 | 3 | 0 | 0 | 0 | 0% | 0% | 1 | 11 | 3 | 0 | 0 | 0 | 0% | 0%
1 | 11 | 4 | 0 | 0 | 0 | 0% | 0% | 1 | 11 | 4 | 0 | 0 | 0 | 0% | 0%
1 | 11 | 5 | 0 | 0 | 0 | 0% | 0% | 1 | 11 | 5 | 0 | 0 | 0 | 0% | 0%
1 | 11 | 6 | 0 | 0 | 0 | 0% | 0% | 1 | 11 | 6 | 0 | 0 | 0 | 0% | 0%
1 | 11 | 7 | 6.1047e-09 | 7.6807e-09 | 0 | 0% | 0% | 1 | 11 | 7 | 6.1047e-09 | 7.6222e-09 | 0 | 0% | 0%
1 | 11 | 8 | 3.2906e-09 | 4.1401e-09 | 98.4468 | 9.845% | 4.076e-08% | 1 | 11 | 8 | 3.2906e-09 | 4.1086e-09 | 98.4468 | 9.845% | 4.045e-08%
1 | 11 | 9 | 5.3322e-09 | 6.7087e-09 | 124.6764 | 12.47% | 8.364e-08% | 1 | 11 | 9 | 5.3799e-09 | 6.7172e-09 | 124.6764 | 12.47% | 8.375e-08%
1 | 11 | 10 | 6.7732e-09 | 8.5218e-09 | 427.0932 | 42.71% | 3.64e-07% | 1 | 11 | 10 | 6.9355e-09 | 8.6595e-09 | 427.0932 | 42.71% | 3.698e-07%
1 | 11 | 11 | 5.3821e-09 | 6.7715e-09 | 525.3132 | 52.53% | 3.557e-07% | 1 | 11 | 11 | 5.5134e-09 | 6.884e-09 | 525.3132 | 52.53% | 3.616e-07%
1 | 11 | 12 | 5.4246e-09 | 6.825e-09 | 532.3152 | 53.23% | 3.633e-07% | 1 | 11 | 12 | 5.5983e-09 | 6.9899e-09 | 532.3152 | 53.23% | 3.721e-07%
1 | 11 | 13 | 3.7474e-09 | 4.7148e-09 | 576.8532 | 57.69% | 2.72e-07% | 1 | 11 | 13 | 3.8401e-09 | 4.7947e-09 | 576.8532 | 57.69% | 2.766e-07%
1 | 11 | 14 | 2.0408e-09 | 2.5676e-09 | 428.5848 | 42.86% | 1.1e-07% | 1 | 11 | 14 | 2.0578e-09 | 2.5694e-09 | 428.5848 | 42.86% | 1.101e-07%
1 | 11 | 15 | 2.3605e-10 | 2.9699e-10 | 362.1588 | 36.22% | 1.076e-08% | 1 | 11 | 15 | 2.3605e-10 | 2.9473e-10 | 362.1588 | 36.22% | 1.067e-08%
1 | 11 | 16 | 0 | 0 | 222.1068 | 22.21% | 0% | 1 | 11 | 16 | 0 | 0 | 222.1068 | 22.21% | 0%
1 | 11 | 17 | 9.5222e-10 | 1.198e-09 | 7.2048 | 0.7205% | 8.632e-10% | 1 | 11 | 17 | 9.5222e-10 | 1.1889e-09 | 7.2048 | 0.7205% | 8.566e-10%
1 | 11 | 18 | 8.457e-09 | 1.064e-08 | 0 | 0% | 0% | 1 | 11 | 18 | 8.457e-09 | 1.0559e-08 | 0 | 0% | 0%
1 | 11 | 19 | 6.6668e-09 | 8.3878e-09 | 0 | 0% | 0% | 1 | 11 | 19 | 6.6668e-09 | 8.324e-09 | 0 | 0% | 0%
1 | 11 | 20 | 3.3184e-09 | 4.175e-09 | 0 | 0% | 0% | 1 | 11 | 20 | 3.3184e-09 | 4.1432e-09 | 0 | 0% | 0%
1 | 11 | 21 | 1.0098e-10 | 1.2705e-10 | 0 | 0% | 0% | 1 | 11 | 21 | 1.0098e-10 | 1.2608e-10 | 0 | 0% | 0%
1 | 11 | 22 | 0 | 0 | 0 | 0% | 0% | 1 | 11 | 22 | 0 | 0 | 0 | 0% | 0%
1 | 11 | 23 | 0 | 0 | 0 | 0% | 0% | 1 | 11 | 23 | 0 | 0 | 0 | 0% | 0%
1 | 12 | 0 | 0 | 0 | 0 | 0% | 0% | 1 | 12 | 0 | 0 | 0 | 0 | 0% | 0%
1 | 12 | 1 | 0 | 0 | 0 | 0% | 0% | 1 | 12 | 1 | 0 | 0 | 0 | 0% | 0%
1 | 12 | 2 | 0 | 0 | 0 | 0% | 0% | 1 | 12 | 2 | 0 | 0 | 0 | 0% | 0%
1 | 12 | 3 | 0 | 0 | 0 | 0% | 0% | 1 | 12 | 3 | 0 | 0 | 0 | 0% | 0%
1 | 12 | 4 | 0 | 0 | 0 | 0% | 0% | 1 | 12 | 4 | 0 | 0 | 0 | 0% | 0%
1 | 12 | 5 | 0 | 0 | 0 | 0% | 0% | 1 | 12 | 5 | 0 | 0 | 0 | 0% | 0%
1 | 12 | 6 | 0 | 0 | 0 | 0% | 0% | 1 | 12 | 6 | 0 | 0 | 0 | 0% | 0%
1 | 12 | 7 | 6.1183e-10 | 7.6977e-10 | 0 | 0% | 0% | 1 | 12 | 7 | 6.1183e-10 | 7.6392e-10 | 0 | 0% | 0%
1 | 12 | 8 | 1.3144e-09 | 1.6537e-09 | 15.2772 | 1.528% | 2.526e-09% | 1 | 12 | 8 | 1.3144e-09 | 1.6411e-09 | 15.2772 | 1.528% | 2.507e-09%
1 | 12 | 9 | 2.3279e-09 | 2.9288e-09 | 158.3148 | 15.83% | 4.637e-08% | 1 | 12 | 9 | 2.3279e-09 | 2.9065e-09 | 158.3148 | 15.83% | 4.601e-08%
1 | 12 | 10 | 2.3091e-09 | 2.9052e-09 | 134.4648 | 13.45% | 3.906e-08% | 1 | 12 | 10 | 2.3091e-09 | 2.8831e-09 | 134.4648 | 13.45% | 3.877e-08%
1 | 12 | 11 | 1.6543e-09 | 2.0814e-09 | 144.828 | 14.48% | 3.014e-08% | 1 | 12 | 11 | 1.6543e-09 | 2.0656e-09 | 144.828 | 14.48% | 2.992e-08%
1 | 12 | 12 | 1.1553e-09 | 1.4536e-09 | 172.0812 | 17.21% | 2.501e-08% | 1 | 12 | 12 | 1.1553e-09 | 1.4425e-09 | 172.0812 | 17.21% | 2.482e-08%
1 | 12 | 13 | 8.265e-10 | 1.0399e-09 | 104.4264 | 10.44% | 1.086e-08% | 1 | 12 | 13 | 8.265e-10 | 1.032e-09 | 104.4264 | 10.44% | 1.078e-08%
1 | 12 | 14 | 1.3683e-10 | 1.7215e-10 | 138.3648 | 13.84% | 2.382e-09% | 1 | 12 | 14 | 1.3683e-10 | 1.7084e-10 | 138.3648 | 13.84% | 2.364e-09%
1 | 12 | 15 | 1.1853e-10 | 1.4913e-10 | 111.2244 | 11.12% | 1.659e-09% | 1 | 12 | 15 | 1.1853e-10 | 1.4799e-10 | 111.2244 | 11.12% | 1.646e-09%
1 | 12 | 16 | 0 | 0 | 4.902 | 0.4902% | 0% | 1 | 12 | 16 | 0 | 0 | 4.902 | 0.4902% | 0%
1 | 12 | 17 | 1.1327e-09 | 1.4252e-09 | 0 | 0% | 0% | 1 | 12 | 17 | 1.1327e-09 | 1.4143e-09 | 0 | 0% | 0%
1 | 12 | 18 | 1.2611e-08 | 1.5867e-08 | 0 | 0% | 0% | 1 | 12 | 18 | 1.2611e-08 | 1.5746e-08 | 0 | 0% | 0%
1 | 12 | 19 | 5.7314e-09 | 7.211e-09 | 0 | 0% | 0% | 1 | 12 | 19 | 5.7314e-09 | 7.1561e-09 | 0 | 0% | 0%
1 | 12 | 20 | 1.3593e-09 | 1.7102e-09 | 0 | 0% | 0% | 1 | 12 | 20 | 1.3593e-09 | 1.6972e-09 | 0 | 0% | 0%
1 | 12 | 21 | 1.1361e-10 | 1.4294e-10 | 0 | 0% | 0% | 1 | 12 | 21 | 1.1361e-10 | 1.4185e-10 | 0 | 0% | 0%
1 | 12 | 22 | 0 | 0 | 0 | 0% | 0% | 1 | 12 | 22 | 0 | 0 | 0 | 0% | 0%
1 | 12 | 23 | 0 | 0 | 0 | 0% | 0% | 1 | 12 | 23 | 0 | 0 | 0 | 0% | 0%
1 | 13 | 0 | 0 | 0 | 0 | 0% | 0% | 1 | 13 | 0 | 0 | 0 | 0 | 0% | 0%
1 | 13 | 1 | 0 | 0 | 0 | 0% | 0% | 1 | 13 | 1 | 0 | 0 | 0 | 0% | 0%
1 | 13 | 2 | 0 | 0 | 0 | 0% | 0% | 1 | 13 | 2 | 0 | 0 | 0 | 0% | 0%
1 | 13 | 3 | 0 | 0 | 0 | 0% | 0% | 1 | 13 | 3 | 0 | 0 | 0 | 0% | 0%
1 | 13 | 4 | 0 | 0 | 0 | 0% | 0% | 1 | 13 | 4 | 0 | 0 | 0 | 0% | 0%
1 | 13 | 5 | 0 | 0 | 0 | 0% | 0% | 1 | 13 | 5 | 0 | 0 | 0 | 0% | 0%
1 | 13 | 6 | 0 | 0 | 0 | 0% | 0% | 1 | 13 | 6 | 0 | 0 | 0 | 0% | 0%
1 | 13 | 7 | 1.1458e-10 | 1.4416e-10 | 0 | 0% | 0% | 1 | 13 | 7 | 1.1458e-10 | 1.4307e-10 | 0 | 0% | 0%
1 | 13 | 8 | 1.1735e-10 | 1.4764e-10 | 0 | 0% | 0% | 1 | 13 | 8 | 1.1735e-10 | 1.4652e-10 | 0 | 0% | 0%
1 | 13 | 9 | 6.5668e-10 | 8.2621e-10 | 3.0924 | 0.3092% | 2.555e-10% | 1 | 13 | 9 | 6.5668e-10 | 8.1992e-10 | 3.0924 | 0.3092% | 2.536e-10%
1 | 13 | 10 | 2.218e-09 | 2.7906e-09 | 5.1444 | 0.5144% | 1.436e-09% | 1 | 13 | 10 | 2.218e-09 | 2.7694e-09 | 5.1444 | 0.5144% | 1.425e-09%
1 | 13 | 11 | 1.6671e-09 | 2.0974e-09 | 94.032 | 9.403% | 1.972e-08% | 1 | 13 | 11 | 1.6671e-09 | 2.0815e-09 | 94.032 | 9.403% | 1.957e-08%
1 | 13 | 12 | 1.5985e-09 | 2.0112e-09 | 34.6008 | 3.46% | 6.959e-09% | 1 | 13 | 12 | 1.6114e-09 | 2.012e-09 | 34.6008 | 3.46% | 6.962e-09%
1 | 13 | 13 | 1.7555e-09 | 2.2087e-09 | 14.3952 | 1.44% | 3.18e-09% | 1 | 13 | 13 | 1.7555e-09 | 2.1919e-09 | 14.3952 | 1.44% | 3.155e-09%
1 | 13 | 14 | 3.2838e-10 | 4.1315e-10 | 16.6224 | 1.662% | 6.868e-10% | 1 | 13 | 14 | 3.2838e-10 | 4.1001e-10 | 16.6224 | 1.662% | 6.815e-10%
1 | 13 | 15 | 4.8222e-10 | 6.067e-10 | 24.0696 | 2.407% | 1.46e-09% | 1 | 13 | 15 | 4.8222e-10 | 6.0209e-10 | 24.0696 | 2.407% | 1.449e-09%
1 | 13 | 16 | 1.4948e-09 | 1.8807e-09 | 42.5532 | 4.255% | 8.003e-09% | 1 | 13 | 16 | 1.4948e-09 | 1.8664e-09 | 42.5532 | 4.255% | 7.942e-09%
1 | 13 | 17 | 9.1526e-09 | 1.1515e-08 | 0 | 0% | 0% | 1 | 13 | 17 | 9.1526e-09 | 1.1428e-08 | 0 | 0% | 0%
1 | 13 | 18 | 2.2964e-08 | 2.8893e-08 | 0 | 0% | 0% | 1 | 13 | 18 | 2.2964e-08 | 2.8673e-08 | 0 | 0% | 0%
1 | 13 | 19 | 1.5732e-08 | 1.9793e-08 | 0 | 0% | 0% | 1 | 13 | 19 | 1.5732e-08 | 1.9642e-08 | 0 | 0% | 0%
1 | 13 | 20 | 1.5268e-08 | 1.921e-08 | 0 | 0% | 0% | 1 | 13 | 20 | 1.5268e-08 | 1.9064e-08 | 0 | 0% | 0%
1 | 13 | 21 | 5.2434e-09 | 6.5971e-09 | 0 | 0% | 0% | 1 | 13 | 21 | 5.2434e-09 | 6.5469e-09 | 0 | 0% | 0%
1 | 13 | 22 | 1.1735e-10 | 1.4764e-10 | 0 | 0% | 0% | 1 | 13 | 22 | 1.1735e-10 | 1.4652e-10 | 0 | 0% | 0%
1 | 13 | 23 | 0 | 0 | 0 | 0% | 0% | 1 | 13 | 23 | 0 | 0 | 0 | 0% | 0%
1 | 14 | 0 | 0 | 0 | 0 | 0% | 0% | 1 | 14 | 0 | 0 | 0 | 0 | 0% | 0%
1 | 14 | 1 | 0 | 0 | 0 | 0% | 0% | 1 | 14 | 1 | 0 | 0 | 0 | 0% | 0%
1 | 14 | 2 | 0 | 0 | 0 | 0% | 0% | 1 | 14 | 2 | 0 | 0 | 0 | 0% | 0%
1 | 14 | 3 | 0 | 0 | 0 | 0% | 0% | 1 | 14 | 3 | 0 | 0 | 0 | 0% | 0%
1 | 14 | 4 | 0 | 0 | 0 | 0% | 0% | 1 | 14 | 4 | 0 | 0 | 0 | 0% | 0%
1 | 14 | 5 | 0 | 0 | 0 | 0% | 0% | 1 | 14 | 5 | 0 | 0 | 0 | 0% | 0%
1 | 14 | 6 | 1.0644e-08 | 1.3391e-08 | 0 | 0% | 0% | 1 | 14 | 6 | 1.0644e-08 | 1.3289e-08 | 0 | 0% | 0%
1 | 14 | 7 | 2.1087e-07 | 2.6531e-07 | 0 | 0% | 0% | 1 | 14 | 7 | 2.1087e-07 | 2.6329e-07 | 0 | 0% | 0%
1 | 14 | 8 | 2.8811e-07 | 3.6248e-07 | 31.1748 | 3.117% | 1.13e-06% | 1 | 14 | 8 | 2.8811e-07 | 3.5972e-07 | 31.1748 | 3.117% | 1.121e-06%
1 | 14 | 9 | 7.0612e-07 | 8.8841e-07 | 140.244 | 14.02% | 1.246e-05% | 1 | 14 | 9 | 7.0612e-07 | 8.8165e-07 | 140.244 | 14.02% | 1.236e-05%
1 | 14 | 10 | 7.775e-07 | 9.7821e-07 | 354.6312 | 35.46% | 3.469e-05% | 1 | 14 | 10 | 7.775e-07 | 9.7077e-07 | 354.6312 | 35.46% | 3.443e-05%
1 | 14 | 11 | 3.4653e-07 | 4.3598e-07 | 593.976 | 59.4% | 2.59e-05% | 1 | 14 | 11 | 3.4653e-07 | 4.3267e-07 | 593.976 | 59.4% | 2.57e-05%
1 | 14 | 12 | 1.9631e-07 | 2.4699e-07 | 655.776 | 65.58% | 1.62e-05% | 1 | 14 | 12 | 1.9781e-07 | 2.4698e-07 | 655.776 | 65.58% | 1.62e-05%
1 | 14 | 13 | 9.9188e-08 | 1.2479e-07 | 502.4748 | 50.25% | 6.271e-06% | 1 | 14 | 13 | 9.9902e-08 | 1.2474e-07 | 502.4748 | 50.25% | 6.268e-06%
1 | 14 | 14 | 4.4393e-08 | 5.5853e-08 | 113.9712 | 11.4% | 6.366e-07% | 1 | 14 | 14 | 4.4709e-08 | 5.5823e-08 | 113.9712 | 11.4% | 6.362e-07%
1 | 14 | 15 | 1.4064e-08 | 1.7694e-08 | 133.5996 | 13.36% | 2.364e-07% | 1 | 14 | 15 | 1.4169e-08 | 1.7691e-08 | 133.5996 | 13.36% | 2.363e-07%
1 | 14 | 16 | 1.4166e-08 | 1.7823e-08 | 52.1124 | 5.211% | 9.288e-08% | 1 | 14 | 16 | 1.4166e-08 | 1.7687e-08 | 52.1124 | 5.211% | 9.217e-08%
1 | 14 | 17 | 4.6031e-08 | 5.7914e-08 | 0.4248 | 0.04248% | 2.46e-09% | 1 | 14 | 17 | 4.6031e-08 | 5.7473e-08 | 0.4248 | 0.04248% | 2.441e-09%
1 | 14 | 18 | 5.0202e-07 | 6.3162e-07 | 0 | 0% | 0% | 1 | 14 | 18 | 5.0202e-07 | 6.2681e-07 | 0 | 0% | 0%
1 | 14 | 19 | 3.3701e-07 | 4.24e-07 | 0 | 0% | 0% | 1 | 14 | 19 | 3.3701e-07 | 4.2078e-07 | 0 | 0% | 0%
1 | 14 | 20 | 2.3962e-07 | 3.0148e-07 | 0 | 0% | 0% | 1 | 14 | 20 | 2.3962e-07 | 2.9919e-07 | 0 | 0% | 0%
1 | 14 | 21 | 1.1772e-07 | 1.481e-07 | 0 | 0% | 0% | 1 | 14 | 21 | 1.1772e-07 | 1.4698e-07 | 0 | 0% | 0%
1 | 14 | 22 | 4.301e-08 | 5.4113e-08 | 0 | 0% | 0% | 1 | 14 | 22 | 4.301e-08 | 5.3702e-08 | 0 | 0% | 0%
1 | 14 | 23 | 9.0858e-09 | 1.1431e-08 | 0 | 0% | 0% | 1 | 14 | 23 | 9.0858e-09 | 1.1344e-08 | 0 | 0% | 0%
1 | 15 | 0 | 2.5065e-09 | 3.1536e-09 | 0 | 0% | 0% | 1 | 15 | 0 | 2.5065e-09 | 3.1296e-09 | 0 | 0% | 0%
1 | 15 | 1 | 8.9596e-10 | 1.1273e-09 | 0 | 0% | 0% | 1 | 15 | 1 | 8.9596e-10 | 1.1187e-09 | 0 | 0% | 0%
1 | 15 | 2 | 0 | 0 | 0 | 0% | 0% | 1 | 15 | 2 | 0 | 0 | 0 | 0% | 0%
1 | 15 | 3 | 0 | 0 | 0 | 0% | 0% | 1 | 15 | 3 | 0 | 0 | 0 | 0% | 0%
1 | 15 | 4 | 0 | 0 | 0 | 0% | 0% | 1 | 15 | 4 | 0 | 0 | 0 | 0% | 0%
1 | 15 | 5 | 7.2531e-10 | 9.1255e-10 | 0 | 0% | 0% | 1 | 15 | 5 | 7.2531e-10 | 9.0561e-10 | 0 | 0% | 0%
1 | 15 | 6 | 3.1106e-09 | 3.9136e-09 | 0 | 0% | 0% | 1 | 15 | 6 | 3.1106e-09 | 3.8838e-09 | 0 | 0% | 0%
1 | 15 | 7 | 8.1962e-09 | 1.0312e-08 | 0 | 0% | 0% | 1 | 15 | 7 | 8.1962e-09 | 1.0234e-08 | 0 | 0% | 0%
1 | 15 | 8 | 2.7169e-08 | 3.4183e-08 | 60.0804 | 6.008% | 2.054e-07% | 1 | 15 | 8 | 2.7169e-08 | 3.3923e-08 | 60.0804 | 6.008% | 2.038e-07%
1 | 15 | 9 | 3.0874e-08 | 3.8844e-08 | 131.1648 | 13.12% | 5.095e-07% | 1 | 15 | 9 | 3.0874e-08 | 3.8549e-08 | 131.1648 | 13.12% | 5.056e-07%
1 | 15 | 10 | 1.6532e-08 | 2.08e-08 | 394.6296 | 39.46% | 8.208e-07% | 1 | 15 | 10 | 1.6532e-08 | 2.0642e-08 | 394.6296 | 39.46% | 8.146e-07%
1 | 15 | 11 | 7.4529e-09 | 9.3769e-09 | 305.3064 | 30.53% | 2.863e-07% | 1 | 15 | 11 | 7.4529e-09 | 9.3056e-09 | 305.3064 | 30.53% | 2.841e-07%
1 | 15 | 12 | 1.1559e-09 | 1.4542e-09 | 456.66 | 45.67% | 6.641e-08% | 1 | 15 | 12 | 1.1559e-09 | 1.4432e-09 | 456.66 | 45.67% | 6.59e-08%
1 | 15 | 13 | 0 | 0 | 388.7256 | 38.87% | 0% | 1 | 15 | 13 | 0 | 0 | 388.7256 | 38.87% | 0%
1 | 15 | 14 | 0 | 0 | 22.806 | 2.281% | 0% | 1 | 15 | 14 | 0 | 0 | 22.806 | 2.281% | 0%
1 | 15 | 15 | 0 | 0 | 25.2324 | 2.523% | 0% | 1 | 15 | 15 | 0 | 0 | 25.2324 | 2.523% | 0%
1 | 15 | 16 | 0 | 0 | 48.3504 | 4.835% | 0% | 1 | 15 | 16 | 0 | 0 | 48.3504 | 4.835% | 0%
1 | 15 | 17 | 0 | 0 | 0.3984 | 0.03984% | 0% | 1 | 15 | 17 | 0 | 0 | 0.3984 | 0.03984% | 0%
1 | 15 | 18 | 1.1949e-08 | 1.5034e-08 | 0 | 0% | 0% | 1 | 15 | 18 | 1.1949e-08 | 1.4919e-08 | 0 | 0% | 0%
1 | 15 | 19 | 1.4576e-08 | 1.8338e-08 | 0 | 0% | 0% | 1 | 15 | 19 | 1.4576e-08 | 1.8199e-08 | 0 | 0% | 0%
1 | 15 | 20 | 1.204e-08 | 1.5148e-08 | 0 | 0% | 0% | 1 | 15 | 20 | 1.204e-08 | 1.5032e-08 | 0 | 0% | 0%
1 | 15 | 21 | 6.9874e-09 | 8.7912e-09 | 0 | 0% | 0% | 1 | 15 | 21 | 6.9874e-09 | 8.7244e-09 | 0 | 0% | 0%
1 | 15 | 22 | 2.4265e-09 | 3.0529e-09 | 0 | 0% | 0% | 1 | 15 | 22 | 2.4265e-09 | 3.0297e-09 | 0 | 0% | 0%
1 | 15 | 23 | 0 | 0 | 0 | 0% | 0% | 1 | 15 | 23 | 0 | 0 | 0 | 0% | 0%
1 | 16 | 0 | 0 | 0 | 0 | 0% | 0% | 1 | 16 | 0 | 0 | 0 | 0 | 0% | 0%
1 | 16 | 1 | 0 | 0 | 0 | 0% | 0% | 1 | 16 | 1 | 0 | 0 | 0 | 0% | 0%
1 | 16 | 2 | 0 | 0 | 0 | 0% | 0% | 1 | 16 | 2 | 0 | 0 | 0 | 0% | 0%
1 | 16 | 3 | 0 | 0 | 0 | 0% | 0% | 1 | 16 | 3 | 0 | 0 | 0 | 0% | 0%
1 | 16 | 4 | 0 | 0 | 0 | 0% | 0% | 1 | 16 | 4 | 0 | 0 | 0 | 0% | 0%
1 | 16 | 5 | 0 | 0 | 0 | 0% | 0% | 1 | 16 | 5 | 0 | 0 | 0 | 0% | 0%
1 | 16 | 6 | 0 | 0 | 0 | 0% | 0% | 1 | 16 | 6 | 0 | 0 | 0 | 0% | 0%
1 | 16 | 7 | 1.123e-09 | 1.4129e-09 | 0 | 0% | 0% | 1 | 16 | 7 | 1.123e-09 | 1.4022e-09 | 0 | 0% | 0%
1 | 16 | 8 | 4.7925e-09 | 6.0297e-09 | 9.1164 | 0.9116% | 5.497e-09% | 1 | 16 | 8 | 4.7925e-09 | 5.9838e-09 | 9.1164 | 0.9116% | 5.455e-09%
1 | 16 | 9 | 1.3521e-08 | 1.7012e-08 | 31.71 | 3.171% | 5.394e-08% | 1 | 16 | 9 | 1.3521e-08 | 1.6882e-08 | 31.71 | 3.171% | 5.353e-08%
1 | 16 | 10 | 1.6898e-08 | 2.126e-08 | 67.0308 | 6.703% | 1.425e-07% | 1 | 16 | 10 | 1.6898e-08 | 2.1098e-08 | 67.0308 | 6.703% | 1.414e-07%
1 | 16 | 11 | 2.2793e-08 | 2.8676e-08 | 108.6588 | 10.87% | 3.116e-07% | 1 | 16 | 11 | 2.2973e-08 | 2.8684e-08 | 108.6588 | 10.87% | 3.117e-07%
1 | 16 | 12 | 3.1329e-08 | 3.9416e-08 | 101.0952 | 10.11% | 3.985e-07% | 1 | 16 | 12 | 3.1329e-08 | 3.9117e-08 | 101.0952 | 10.11% | 3.954e-07%
1 | 16 | 13 | 4.2079e-08 | 5.2942e-08 | 286.6752 | 28.67% | 1.518e-06% | 1 | 16 | 13 | 4.2079e-08 | 5.2539e-08 | 286.6752 | 28.67% | 1.506e-06%
1 | 16 | 14 | 4.3363e-08 | 5.4557e-08 | 203.2884 | 20.33% | 1.109e-06% | 1 | 16 | 14 | 4.3363e-08 | 5.4142e-08 | 203.2884 | 20.33% | 1.101e-06%
1 | 16 | 15 | 6.1338e-08 | 7.7173e-08 | 117.5748 | 11.76% | 9.074e-07% | 1 | 16 | 15 | 6.1338e-08 | 7.6586e-08 | 117.5748 | 11.76% | 9.005e-07%
1 | 16 | 16 | 8.3469e-08 | 1.0502e-07 | 61.2252 | 6.123% | 6.43e-07% | 1 | 16 | 16 | 8.3469e-08 | 1.0422e-07 | 61.2252 | 6.123% | 6.381e-07%
1 | 16 | 17 | 5.0859e-07 | 6.3988e-07 | 2.6136 | 0.2614% | 1.672e-07% | 1 | 16 | 17 | 5.0859e-07 | 6.3502e-07 | 2.6136 | 0.2614% | 1.66e-07%
1 | 16 | 18 | 2.255e-06 | 2.8371e-06 | 0 | 0% | 0% | 1 | 16 | 18 | 2.255e-06 | 2.8155e-06 | 0 | 0% | 0%
1 | 16 | 19 | 1.9896e-06 | 2.5032e-06 | 0 | 0% | 0% | 1 | 16 | 19 | 1.9896e-06 | 2.4841e-06 | 0 | 0% | 0%
1 | 16 | 20 | 1.6138e-06 | 2.0304e-06 | 0 | 0% | 0% | 1 | 16 | 20 | 1.6138e-06 | 2.0149e-06 | 0 | 0% | 0%
1 | 16 | 21 | 7.5642e-07 | 9.5169e-07 | 0 | 0% | 0% | 1 | 16 | 21 | 7.5642e-07 | 9.4445e-07 | 0 | 0% | 0%
1 | 16 | 22 | 4.0683e-07 | 5.1186e-07 | 0 | 0% | 0% | 1 | 16 | 22 | 4.0683e-07 | 5.0797e-07 | 0 | 0% | 0%
1 | 16 | 23 | 9.272e-08 | 1.1666e-07 | 0 | 0% | 0% | 1 | 16 | 23 | 9.272e-08 | 1.1577e-07 | 0 | 0% | 0%
1 | 17 | 0 | 4.7739e-08 | 6.0062e-08 | 0 | 0% | 0% | 1 | 17 | 0 | 4.7739e-08 | 5.9605e-08 | 0 | 0% | 0%
1 | 17 | 1 | 4.2698e-08 | 5.372e-08 | 0 | 0% | 0% | 1 | 17 | 1 | 4.2698e-08 | 5.3311e-08 | 0 | 0% | 0%
1 | 17 | 2 | 5.9181e-08 | 7.4459e-08 | 0 | 0% | 0% | 1 | 17 | 2 | 5.9181e-08 | 7.3893e-08 | 0 | 0% | 0%
1 | 17 | 3 | 9.6865e-08 | 1.2187e-07 | 0 | 0% | 0% | 1 | 17 | 3 | 9.6865e-08 | 1.2094e-07 | 0 | 0% | 0%
1 | 17 | 4 | 1.8247e-07 | 2.2958e-07 | 0 | 0% | 0% | 1 | 17 | 4 | 1.8247e-07 | 2.2783e-07 | 0 | 0% | 0%
1 | 17 | 5 | 7.7737e-07 | 9.7805e-07 | 0 | 0% | 0% | 1 | 17 | 5 | 7.7737e-07 | 9.7061e-07 | 0 | 0% | 0%
1 | 17 | 6 | 1.0926e-05 | 1.3747e-05 | 0 | 0% | 0% | 1 | 17 | 6 | 1.0926e-05 | 1.3643e-05 | 0 | 0% | 0%
1 | 17 | 7 | 8.8792e-05 | 0.00011171 | 0 | 0% | 0% | 1 | 17 | 7 | 8.8792e-05 | 0.00011086 | 0 | 0% | 0%
1 | 17 | 8 | 0.00011159 | 0.00014039 | 9.1152 | 0.9115% | 0.000128% | 1 | 17 | 8 | 0.00011159 | 0.00013933 | 9.1152 | 0.9115% | 0.000127%
1 | 17 | 9 | 0.00014762 | 0.00018573 | 330.6528 | 33.07% | 0.006141% | 1 | 17 | 9 | 0.00014762 | 0.00018432 | 330.6528 | 33.07% | 0.006094%
1 | 17 | 10 | 0.00011715 | 0.00014739 | 450.3324 | 45.03% | 0.006638% | 1 | 17 | 10 | 0.00011715 | 0.00014627 | 450.3324 | 45.03% | 0.006587%
1 | 17 | 11 | 5.89e-05 | 7.4106e-05 | 552.132 | 55.21% | 0.004092% | 1 | 17 | 11 | 5.89e-05 | 7.3542e-05 | 552.132 | 55.21% | 0.00406%
1 | 17 | 12 | 2.715e-05 | 3.4159e-05 | 790.0368 | 79% | 0.002699% | 1 | 17 | 12 | 2.715e-05 | 3.3899e-05 | 790.0368 | 79% | 0.002678%
1 | 17 | 13 | 1.3768e-05 | 1.7322e-05 | 782.7456 | 78.27% | 0.001356% | 1 | 17 | 13 | 1.3768e-05 | 1.7191e-05 | 782.7456 | 78.27% | 0.001346%
1 | 17 | 14 | 5.1163e-06 | 6.437e-06 | 701.7336 | 70.17% | 0.0004517% | 1 | 17 | 14 | 5.1163e-06 | 6.3881e-06 | 701.7336 | 70.17% | 0.0004483%
1 | 17 | 15 | 2.434e-06 | 3.0624e-06 | 546.1044 | 54.61% | 0.0001672% | 1 | 17 | 15 | 2.434e-06 | 3.0391e-06 | 546.1044 | 54.61% | 0.000166%
1 | 17 | 16 | 2.7265e-06 | 3.4303e-06 | 320.0856 | 32.01% | 0.0001098% | 1 | 17 | 16 | 2.7265e-06 | 3.4042e-06 | 320.0856 | 32.01% | 0.000109%
1 | 17 | 17 | 2.0204e-05 | 2.5419e-05 | 73.1832 | 7.318% | 0.000186% | 1 | 17 | 17 | 2.0204e-05 | 2.5226e-05 | 73.1832 | 7.318% | 0.0001846%
1 | 17 | 18 | 0.00014752 | 0.0001856 | 0 | 0% | 0% | 1 | 17 | 18 | 0.00014752 | 0.00018419 | 0 | 0% | 0%
1 | 17 | 19 | 0.00019904 | 0.00025042 | 0 | 0% | 0% | 1 | 17 | 19 | 0.00019904 | 0.00024852 | 0 | 0% | 0%
1 | 17 | 20 | 0.00015327 | 0.00019283 | 0 | 0% | 0% | 1 | 17 | 20 | 0.00015327 | 0.00019137 | 0 | 0% | 0%
1 | 17 | 21 | 0.00010805 | 0.00013594 | 0 | 0% | 0% | 1 | 17 | 21 | 0.00010805 | 0.00013491 | 0 | 0% | 0%
1 | 17 | 22 | 3.1849e-05 | 4.0071e-05 | 0 | 0% | 0% | 1 | 17 | 22 | 3.1849e-05 | 3.9766e-05 | 0 | 0% | 0%
1 | 17 | 23 | 9.1581e-06 | 1.1522e-05 | 0 | 0% | 0% | 1 | 17 | 23 | 9.1581e-06 | 1.1435e-05 | 0 | 0% | 0%
1 | 18 | 0 | 3.7026e-06 | 4.6584e-06 | 0 | 0% | 0% | 1 | 18 | 0 | 3.7026e-06 | 4.623e-06 | 0 | 0% | 0%
1 | 18 | 1 | 1.9501e-06 | 2.4535e-06 | 0 | 0% | 0% | 1 | 18 | 1 | 1.9501e-06 | 2.4348e-06 | 0 | 0% | 0%
1 | 18 | 2 | 1.6888e-06 | 2.1248e-06 | 0 | 0% | 0% | 1 | 18 | 2 | 1.6888e-06 | 2.1087e-06 | 0 | 0% | 0%
1 | 18 | 3 | 2.0023e-06 | 2.5193e-06 | 0 | 0% | 0% | 1 | 18 | 3 | 2.0023e-06 | 2.5001e-06 | 0 | 0% | 0%
1 | 18 | 4 | 3.6344e-06 | 4.5726e-06 | 0 | 0% | 0% | 1 | 18 | 4 | 3.6344e-06 | 4.5378e-06 | 0 | 0% | 0%
1 | 18 | 5 | 1.9286e-05 | 2.4265e-05 | 0 | 0% | 0% | 1 | 18 | 5 | 1.9286e-05 | 2.408e-05 | 0 | 0% | 0%
1 | 18 | 6 | 0.00025554 | 0.00032151 | 0 | 0% | 0% | 1 | 18 | 6 | 0.00025554 | 0.00031906 | 0 | 0% | 0%
1 | 18 | 7 | 0.00088109 | 0.0011085 | 0 | 0% | 0% | 1 | 18 | 7 | 0.00088109 | 0.0011001 | 0 | 0% | 0%
1 | 18 | 8 | 0.0007756 | 0.00097582 | 141.5052 | 14.15% | 0.01381% | 1 | 18 | 8 | 0.0007756 | 0.00096839 | 141.5052 | 14.15% | 0.0137%
1 | 18 | 9 | 0.00057241 | 0.00072018 | 399.4572 | 39.95% | 0.02877% | 1 | 18 | 9 | 0.00057241 | 0.0007147 | 399.4572 | 39.95% | 0.02855%
1 | 18 | 10 | 0.00030201 | 0.00037997 | 608.448 | 60.84% | 0.02312% | 1 | 18 | 10 | 0.00030201 | 0.00037708 | 608.448 | 60.84% | 0.02294%
1 | 18 | 11 | 0.0001029 | 0.00012947 | 740.5872 | 74.06% | 0.009588% | 1 | 18 | 11 | 0.0001029 | 0.00012848 | 740.5872 | 74.06% | 0.009515%
1 | 18 | 12 | 5.2237e-05 | 6.5722e-05 | 797.5368 | 79.75% | 0.005242% | 1 | 18 | 12 | 5.2237e-05 | 6.5222e-05 | 797.5368 | 79.75% | 0.005202%
1 | 18 | 13 | 1.4928e-05 | 1.8781e-05 | 798.1932 | 79.82% | 0.001499% | 1 | 18 | 13 | 1.4928e-05 | 1.8638e-05 | 798.1932 | 79.82% | 0.001488%
1 | 18 | 14 | 4.0483e-06 | 5.0933e-06 | 717.126 | 71.71% | 0.0003653% | 1 | 18 | 14 | 4.0483e-06 | 5.0546e-06 | 717.126 | 71.71% | 0.0003625%
1 | 18 | 15 | 2.3545e-06 | 2.9623e-06 | 560.3544 | 56.04% | 0.000166% | 1 | 18 | 15 | 2.3545e-06 | 2.9397e-06 | 560.3544 | 56.04% | 0.0001647%
1 | 18 | 16 | 2.3687e-06 | 2.9802e-06 | 339.4476 | 33.94% | 0.0001012% | 1 | 18 | 16 | 2.3687e-06 | 2.9575e-06 | 339.4476 | 33.94% | 0.0001004%
1 | 18 | 17 | 1.2315e-05 | 1.5494e-05 | 90.324 | 9.032% | 0.0001399% | 1 | 18 | 17 | 1.2315e-05 | 1.5376e-05 | 90.324 | 9.032% | 0.0001389%
1 | 18 | 18 | 7.7743e-05 | 9.7813e-05 | 0 | 0% | 0% | 1 | 18 | 18 | 7.7743e-05 | 9.7069e-05 | 0 | 0% | 0%
1 | 18 | 19 | 0.000123 | 0.00015475 | 0 | 0% | 0% | 1 | 18 | 19 | 0.000123 | 0.00015357 | 0 | 0% | 0%
1 | 18 | 20 | 0.00011222 | 0.00014119 | 0 | 0% | 0% | 1 | 18 | 20 | 0.00011222 | 0.00014011 | 0 | 0% | 0%
1 | 18 | 21 | 5.6231e-05 | 7.0747e-05 | 0 | 0% | 0% | 1 | 18 | 21 | 5.6231e-05 | 7.0209e-05 | 0 | 0% | 0%
1 | 18 | 22 | 1.1125e-05 | 1.3997e-05 | 0 | 0% | 0% | 1 | 18 | 22 | 1.1125e-05 | 1.389e-05 | 0 | 0% | 0%
1 | 18 | 23 | 7.2057e-07 | 9.0658e-07 | 0 | 0% | 0% | 1 | 18 | 23 | 7.2057e-07 | 8.9968e-07 | 0 | 0% | 0%
1 | 19 | 0 | 1.8797e-07 | 2.3649e-07 | 0 | 0% | 0% | 1 | 19 | 0 | 1.8797e-07 | 2.3469e-07 | 0 | 0% | 0%
1 | 19 | 1 | 1.0279e-07 | 1.2932e-07 | 0 | 0% | 0% | 1 | 19 | 1 | 1.0279e-07 | 1.2834e-07 | 0 | 0% | 0%
1 | 19 | 2 | 3.2794e-08 | 4.126e-08 | 0 | 0% | 0% | 1 | 19 | 2 | 3.2794e-08 | 4.0946e-08 | 0 | 0% | 0%
1 | 19 | 3 | 2.7373e-08 | 3.444e-08 | 0 | 0% | 0% | 1 | 19 | 3 | 2.7373e-08 | 3.4178e-08 | 0 | 0% | 0%
1 | 19 | 4 | 2.5766e-08 | 3.2418e-08 | 0 | 0% | 0% | 1 | 19 | 4 | 2.5766e-08 | 3.2171e-08 | 0 | 0% | 0%
1 | 19 | 5 | 8.7294e-08 | 1.0983e-07 | 0 | 0% | 0% | 1 | 19 | 5 | 8.7294e-08 | 1.0899e-07 | 0 | 0% | 0%
1 | 19 | 6 | 2.5986e-06 | 3.2694e-06 | 0 | 0% | 0% | 1 | 19 | 6 | 2.5986e-06 | 3.2446e-06 | 0 | 0% | 0%
1 | 19 | 7 | 2.536e-05 | 3.1907e-05 | 0 | 0% | 0% | 1 | 19 | 7 | 2.536e-05 | 3.1664e-05 | 0 | 0% | 0%
1 | 19 | 8 | 4.3379e-05 | 5.4577e-05 | 140.2272 | 14.02% | 0.0007653% | 1 | 19 | 8 | 4.3379e-05 | 5.4162e-05 | 140.2272 | 14.02% | 0.0007595%
1 | 19 | 9 | 2.2582e-05 | 2.8411e-05 | 401.2116 | 40.12% | 0.00114% | 1 | 19 | 9 | 2.2582e-05 | 2.8195e-05 | 401.2116 | 40.12% | 0.001131%
1 | 19 | 10 | 1.9864e-05 | 2.4992e-05 | 602.874 | 60.29% | 0.001507% | 1 | 19 | 10 | 1.9864e-05 | 2.4802e-05 | 602.874 | 60.29% | 0.001495%
1 | 19 | 11 | 8.6637e-06 | 1.09e-05 | 739.0632 | 73.91% | 0.0008056% | 1 | 19 | 11 | 8.6637e-06 | 1.0817e-05 | 739.0632 | 73.91% | 0.0007995%
1 | 19 | 12 | 3.9704e-06 | 4.9954e-06 | 798.582 | 79.86% | 0.0003989% | 1 | 19 | 12 | 3.9704e-06 | 4.9574e-06 | 798.582 | 79.86% | 0.0003959%
1 | 19 | 13 | 2.2132e-06 | 2.7846e-06 | 786.7716 | 78.68% | 0.0002191% | 1 | 19 | 13 | 2.2132e-06 | 2.7634e-06 | 786.7716 | 78.68% | 0.0002174%
1 | 19 | 14 | 1.2709e-06 | 1.599e-06 | 704.6448 | 70.46% | 0.0001127% | 1 | 19 | 14 | 1.2709e-06 | 1.5869e-06 | 704.6448 | 70.46% | 0.0001118%
1 | 19 | 15 | 8.5038e-07 | 1.0699e-06 | 551.886 | 55.19% | 5.905e-05% | 1 | 19 | 15 | 8.5038e-07 | 1.0618e-06 | 551.886 | 55.19% | 5.86e-05%
1 | 19 | 16 | 1.0612e-06 | 1.3352e-06 | 327.0156 | 32.7% | 4.366e-05% | 1 | 19 | 16 | 1.0612e-06 | 1.325e-06 | 327.0156 | 32.7% | 4.333e-05%
1 | 19 | 17 | 3.3695e-06 | 4.2393e-06 | 81.2688 | 8.127% | 3.445e-05% | 1 | 19 | 17 | 3.3695e-06 | 4.2071e-06 | 81.2688 | 8.127% | 3.419e-05%
1 | 19 | 18 | 8.3929e-06 | 1.0559e-05 | 0 | 0% | 0% | 1 | 19 | 18 | 8.3929e-06 | 1.0479e-05 | 0 | 0% | 0%
1 | 19 | 19 | 4.7833e-06 | 6.0181e-06 | 0 | 0% | 0% | 1 | 19 | 19 | 4.7833e-06 | 5.9724e-06 | 0 | 0% | 0%
1 | 19 | 20 | 1.645e-06 | 2.0696e-06 | 0 | 0% | 0% | 1 | 19 | 20 | 1.645e-06 | 2.0539e-06 | 0 | 0% | 0%
1 | 19 | 21 | 3.8237e-07 | 4.8108e-07 | 0 | 0% | 0% | 1 | 19 | 21 | 3.8237e-07 | 4.7742e-07 | 0 | 0% | 0%
1 | 19 | 22 | 6.6092e-08 | 8.3153e-08 | 0 | 0% | 0% | 1 | 19 | 22 | 6.6092e-08 | 8.2521e-08 | 0 | 0% | 0%
1 | 19 | 23 | 4.378e-09 | 5.5082e-09 | 0 | 0% | 0% | 1 | 19 | 23 | 4.378e-09 | 5.4663e-09 | 0 | 0% | 0%
1 | 20 | 0 | 1.1518e-09 | 1.4491e-09 | 0 | 0% | 0% | 1 | 20 | 0 | 1.1518e-09 | 1.4381e-09 | 0 | 0% | 0%
1 | 20 | 1 | 3.461e-10 | 4.3545e-10 | 0 | 0% | 0% | 1 | 20 | 1 | 3.461e-10 | 4.3214e-10 | 0 | 0% | 0%
1 | 20 | 2 | 0 | 0 | 0 | 0% | 0% | 1 | 20 | 2 | 0 | 0 | 0 | 0% | 0%
1 | 20 | 3 | 0 | 0 | 0 | 0% | 0% | 1 | 20 | 3 | 0 | 0 | 0 | 0% | 0%
1 | 20 | 4 | 0 | 0 | 0 | 0% | 0% | 1 | 20 | 4 | 0 | 0 | 0 | 0% | 0%
1 | 20 | 5 | 2.6716e-09 | 3.3613e-09 | 0 | 0% | 0% | 1 | 20 | 5 | 2.6716e-09 | 3.3357e-09 | 0 | 0% | 0%
1 | 20 | 6 | 1.0582e-07 | 1.3314e-07 | 0 | 0% | 0% | 1 | 20 | 6 | 1.0582e-07 | 1.3212e-07 | 0 | 0% | 0%
1 | 20 | 7 | 1.6239e-06 | 2.0431e-06 | 0 | 0% | 0% | 1 | 20 | 7 | 1.6239e-06 | 2.0275e-06 | 0 | 0% | 0%
1 | 20 | 8 | 1.103e-06 | 1.3878e-06 | 144.4212 | 14.44% | 2.004e-05% | 1 | 20 | 8 | 1.103e-06 | 1.3772e-06 | 144.4212 | 14.44% | 1.989e-05%
1 | 20 | 9 | 1.3051e-06 | 1.6421e-06 | 415.2036 | 41.52% | 6.818e-05% | 1 | 20 | 9 | 1.3051e-06 | 1.6296e-06 | 415.2036 | 41.52% | 6.766e-05%
1 | 20 | 10 | 1.9764e-06 | 2.4866e-06 | 624.4632 | 62.45% | 0.0001553% | 1 | 20 | 10 | 1.9905e-06 | 2.4854e-06 | 624.4632 | 62.45% | 0.0001552%
1 | 20 | 11 | 8.5023e-07 | 1.0697e-06 | 755.8536 | 75.59% | 8.086e-05% | 1 | 20 | 11 | 8.5595e-07 | 1.0687e-06 | 755.8536 | 75.59% | 8.078e-05%
1 | 20 | 12 | 4.5752e-07 | 5.7562e-07 | 801.816 | 80.18% | 4.615e-05% | 1 | 20 | 12 | 4.6367e-07 | 5.7893e-07 | 801.816 | 80.18% | 4.642e-05%
1 | 20 | 13 | 2.0812e-07 | 2.6185e-07 | 788.8908 | 78.89% | 2.066e-05% | 1 | 20 | 13 | 2.1267e-07 | 2.6553e-07 | 788.8908 | 78.89% | 2.095e-05%
1 | 20 | 14 | 1.6015e-07 | 2.015e-07 | 706.65 | 70.67% | 1.424e-05% | 1 | 20 | 14 | 1.6138e-07 | 2.015e-07 | 706.65 | 70.67% | 1.424e-05%
1 | 20 | 15 | 9.7694e-08 | 1.2291e-07 | 548.6544 | 54.87% | 6.744e-06% | 1 | 20 | 15 | 9.84e-08 | 1.2286e-07 | 548.6544 | 54.87% | 6.741e-06%
1 | 20 | 16 | 1.0351e-07 | 1.3023e-07 | 331.2636 | 33.13% | 4.314e-06% | 1 | 20 | 16 | 1.0507e-07 | 1.3119e-07 | 331.2636 | 33.13% | 4.346e-06%
1 | 20 | 17 | 2.7975e-07 | 3.5197e-07 | 82.4964 | 8.25% | 2.904e-06% | 1 | 20 | 17 | 2.7975e-07 | 3.4929e-07 | 82.4964 | 8.25% | 2.882e-06%
1 | 20 | 18 | 1.4033e-06 | 1.7656e-06 | 0 | 0% | 0% | 1 | 20 | 18 | 1.4033e-06 | 1.7521e-06 | 0 | 0% | 0%
1 | 20 | 19 | 6.3902e-07 | 8.0399e-07 | 0 | 0% | 0% | 1 | 20 | 19 | 6.3902e-07 | 7.9787e-07 | 0 | 0% | 0%
1 | 20 | 20 | 7.2057e-07 | 9.0658e-07 | 0 | 0% | 0% | 1 | 20 | 20 | 7.2057e-07 | 8.9968e-07 | 0 | 0% | 0%
1 | 20 | 21 | 1.9914e-07 | 2.5055e-07 | 0 | 0% | 0% | 1 | 20 | 21 | 1.9914e-07 | 2.4864e-07 | 0 | 0% | 0%
1 | 20 | 22 | 3.0627e-08 | 3.8533e-08 | 0 | 0% | 0% | 1 | 20 | 22 | 3.0627e-08 | 3.824e-08 | 0 | 0% | 0%
1 | 20 | 23 | 4.3084e-09 | 5.4206e-09 | 0 | 0% | 0% | 1 | 20 | 23 | 4.3084e-09 | 5.3794e-09 | 0 | 0% | 0%
1 | 21 | 0 | 1.7693e-09 | 2.2261e-09 | 0 | 0% | 0% | 1 | 21 | 0 | 1.7693e-09 | 2.2092e-09 | 0 | 0% | 0%
1 | 21 | 1 | 3.2238e-10 | 4.056e-10 | 0 | 0% | 0% | 1 | 21 | 1 | 3.2238e-10 | 4.0251e-10 | 0 | 0% | 0%
1 | 21 | 2 | 0 | 0 | 0 | 0% | 0% | 1 | 21 | 2 | 0 | 0 | 0 | 0% | 0%
1 | 21 | 3 | 0 | 0 | 0 | 0% | 0% | 1 | 21 | 3 | 0 | 0 | 0 | 0% | 0%
1 | 21 | 4 | 2.5817e-10 | 3.2482e-10 | 0 | 0% | 0% | 1 | 21 | 4 | 2.5817e-10 | 3.2235e-10 | 0 | 0% | 0%
1 | 21 | 5 | 5.8699e-09 | 7.3852e-09 | 0 | 0% | 0% | 1 | 21 | 5 | 5.8699e-09 | 7.329e-09 | 0 | 0% | 0%
1 | 21 | 6 | 2.8605e-07 | 3.5989e-07 | 0 | 0% | 0% | 1 | 21 | 6 | 2.8605e-07 | 3.5715e-07 | 0 | 0% | 0%
1 | 21 | 7 | 3.9423e-06 | 4.9601e-06 | 0 | 0% | 0% | 1 | 21 | 7 | 3.9423e-06 | 4.9223e-06 | 0 | 0% | 0%
1 | 21 | 8 | 6.097e-06 | 7.6709e-06 | 132.8436 | 13.28% | 0.0001019% | 1 | 21 | 8 | 6.097e-06 | 7.6126e-06 | 132.8436 | 13.28% | 0.0001011%
1 | 21 | 9 | 1.3174e-05 | 1.6575e-05 | 172.3692 | 17.24% | 0.0002857% | 1 | 21 | 9 | 1.3256e-05 | 1.6551e-05 | 172.3692 | 17.24% | 0.0002853%
1 | 21 | 10 | 1.6388e-05 | 2.0619e-05 | 382.3008 | 38.23% | 0.0007883% | 1 | 21 | 10 | 1.6489e-05 | 2.0588e-05 | 382.3008 | 38.23% | 0.0007871%
1 | 21 | 11 | 7.1209e-06 | 8.9591e-06 | 795.3792 | 79.54% | 0.0007126% | 1 | 21 | 11 | 7.2156e-06 | 9.0092e-06 | 795.3792 | 79.54% | 0.0007166%
1 | 21 | 12 | 3.1045e-06 | 3.9059e-06 | 874.0692 | 87.41% | 0.0003414% | 1 | 21 | 12 | 3.1447e-06 | 3.9265e-06 | 874.0692 | 87.41% | 0.0003432%
1 | 21 | 13 | 1.4334e-06 | 1.8034e-06 | 868.9188 | 86.89% | 0.0001567% | 1 | 21 | 13 | 1.4633e-06 | 1.827e-06 | 868.9188 | 86.89% | 0.0001588%
1 | 21 | 14 | 5.8834e-07 | 7.4022e-07 | 782.8068 | 78.28% | 5.794e-05% | 1 | 21 | 14 | 6.009e-07 | 7.5027e-07 | 782.8068 | 78.28% | 5.873e-05%
1 | 21 | 15 | 3.2509e-07 | 4.0901e-07 | 616.35 | 61.64% | 2.521e-05% | 1 | 21 | 15 | 3.2509e-07 | 4.059e-07 | 616.35 | 61.64% | 2.502e-05%
1 | 21 | 16 | 2.7406e-07 | 3.448e-07 | 377.2032 | 37.72% | 1.301e-05% | 1 | 21 | 16 | 2.7406e-07 | 3.4218e-07 | 377.2032 | 37.72% | 1.291e-05%
1 | 21 | 17 | 5.8375e-07 | 7.3445e-07 | 105.024 | 10.5% | 7.713e-06% | 1 | 21 | 17 | 5.8375e-07 | 7.2886e-07 | 105.024 | 10.5% | 7.655e-06%
1 | 21 | 18 | 4.0435e-06 | 5.0874e-06 | 0 | 0% | 0% | 1 | 21 | 18 | 4.0435e-06 | 5.0487e-06 | 0 | 0% | 0%
1 | 21 | 19 | 2.8543e-06 | 3.5912e-06 | 0 | 0% | 0% | 1 | 21 | 19 | 2.8543e-06 | 3.5638e-06 | 0 | 0% | 0%
1 | 21 | 20 | 2.4473e-06 | 3.079e-06 | 0 | 0% | 0% | 1 | 21 | 20 | 2.4473e-06 | 3.0556e-06 | 0 | 0% | 0%
1 | 21 | 21 | 1.0746e-06 | 1.3521e-06 | 0 | 0% | 0% | 1 | 21 | 21 | 1.0746e-06 | 1.3418e-06 | 0 | 0% | 0%
1 | 21 | 22 | 2.5012e-07 | 3.1469e-07 | 0 | 0% | 0% | 1 | 21 | 22 | 2.5012e-07 | 3.123e-07 | 0 | 0% | 0%
1 | 21 | 23 | 2.6765e-08 | 3.3675e-08 | 0 | 0% | 0% | 1 | 21 | 23 | 2.6765e-08 | 3.3419e-08 | 0 | 0% | 0%
1 | 22 | 0 | 5.3788e-09 | 6.7674e-09 | 0 | 0% | 0% | 1 | 22 | 0 | 5.3788e-09 | 6.7159e-09 | 0 | 0% | 0%
1 | 22 | 1 | 2.7567e-09 | 3.4684e-09 | 0 | 0% | 0% | 1 | 22 | 1 | 2.7567e-09 | 3.442e-09 | 0 | 0% | 0%
1 | 22 | 2 | 6.9084e-10 | 8.6918e-10 | 0 | 0% | 0% | 1 | 22 | 2 | 6.9084e-10 | 8.6257e-10 | 0 | 0% | 0%
1 | 22 | 3 | 0 | 0 | 0 | 0% | 0% | 1 | 22 | 3 | 0 | 0 | 0 | 0% | 0%
1 | 22 | 4 | 0 | 0 | 0 | 0% | 0% | 1 | 22 | 4 | 0 | 0 | 0 | 0% | 0%
1 | 22 | 5 | 0 | 0 | 0 | 0% | 0% | 1 | 22 | 5 | 0 | 0 | 0 | 0% | 0%
1 | 22 | 6 | 5.6205e-10 | 7.0714e-10 | 0 | 0% | 0% | 1 | 22 | 6 | 5.6205e-10 | 7.0176e-10 | 0 | 0% | 0%
1 | 22 | 7 | 2.3854e-09 | 3.0012e-09 | 0 | 0% | 0% | 1 | 22 | 7 | 2.3854e-09 | 2.9783e-09 | 0 | 0% | 0%
1 | 22 | 8 | 9.3792e-09 | 1.1801e-08 | 153.1404 | 15.31% | 1.807e-07% | 1 | 22 | 8 | 9.3792e-09 | 1.1711e-08 | 153.1404 | 15.31% | 1.793e-07%
1 | 22 | 9 | 2.6575e-08 | 3.3436e-08 | 437.4648 | 43.75% | 1.463e-06% | 1 | 22 | 9 | 2.6776e-08 | 3.3431e-08 | 437.4648 | 43.75% | 1.463e-06%
1 | 22 | 10 | 9.407e-08 | 1.1835e-07 | 650.9736 | 65.1% | 7.705e-06% | 1 | 22 | 10 | 9.5438e-08 | 1.1916e-07 | 650.9736 | 65.1% | 7.757e-06%
1 | 22 | 11 | 7.6747e-08 | 9.656e-08 | 789.2748 | 78.93% | 7.621e-06% | 1 | 22 | 11 | 7.9185e-08 | 9.8869e-08 | 789.2748 | 78.93% | 7.803e-06%
1 | 22 | 12 | 8.0382e-08 | 1.0113e-07 | 861.6108 | 86.16% | 8.714e-06% | 1 | 22 | 12 | 8.3501e-08 | 1.0426e-07 | 861.6108 | 86.16% | 8.983e-06%
1 | 22 | 13 | 7.6763e-08 | 9.6579e-08 | 848.6688 | 84.87% | 8.196e-06% | 1 | 22 | 13 | 7.8582e-08 | 9.8117e-08 | 848.6688 | 84.87% | 8.327e-06%
1 | 22 | 14 | 1.1126e-07 | 1.3999e-07 | 380.6016 | 38.06% | 5.328e-06% | 1 | 22 | 14 | 1.1368e-07 | 1.4193e-07 | 380.6016 | 38.06% | 5.402e-06%
1 | 22 | 15 | 1.2737e-07 | 1.6025e-07 | 340.7712 | 34.08% | 5.461e-06% | 1 | 22 | 15 | 1.2737e-07 | 1.5903e-07 | 340.7712 | 34.08% | 5.419e-06%
1 | 22 | 16 | 4.2678e-07 | 5.3696e-07 | 200.478 | 20.05% | 1.076e-05% | 1 | 22 | 16 | 4.2965e-07 | 5.3645e-07 | 200.478 | 20.05% | 1.075e-05%
1 | 22 | 17 | 1.52e-06 | 1.9125e-06 | 103.3524 | 10.34% | 1.977e-05% | 1 | 22 | 17 | 1.52e-06 | 1.8979e-06 | 103.3524 | 10.34% | 1.962e-05%
1 | 22 | 18 | 1.254e-05 | 1.5777e-05 | 0 | 0% | 0% | 1 | 22 | 18 | 1.254e-05 | 1.5657e-05 | 0 | 0% | 0%
1 | 22 | 19 | 1.6781e-05 | 2.1113e-05 | 0 | 0% | 0% | 1 | 22 | 19 | 1.6781e-05 | 2.0952e-05 | 0 | 0% | 0%
1 | 22 | 20 | 1.0671e-05 | 1.3425e-05 | 0 | 0% | 0% | 1 | 22 | 20 | 1.0671e-05 | 1.3323e-05 | 0 | 0% | 0%
1 | 22 | 21 | 3.8431e-06 | 4.8351e-06 | 0 | 0% | 0% | 1 | 22 | 21 | 3.8431e-06 | 4.7984e-06 | 0 | 0% | 0%
1 | 22 | 22 | 1.1413e-06 | 1.4359e-06 | 0 | 0% | 0% | 1 | 22 | 22 | 1.1413e-06 | 1.425e-06 | 0 | 0% | 0%
1 | 22 | 23 | 2.9207e-07 | 3.6747e-07 | 0 | 0% | 0% | 1 | 22 | 23 | 2.9207e-07 | 3.6468e-07 | 0 | 0% | 0%
1 | 23 | 0 | 9.272e-08 | 1.1666e-07 | 0 | 0% | 0% | 1 | 23 | 0 | 9.272e-08 | 1.1577e-07 | 0 | 0% | 0%
1 | 23 | 1 | 7.8552e-08 | 9.883e-08 | 0 | 0% | 0% | 1 | 23 | 1 | 7.8552e-08 | 9.8078e-08 | 0 | 0% | 0%
1 | 23 | 2 | 7.8552e-08 | 9.883e-08 | 0 | 0% | 0% | 1 | 23 | 2 | 7.8552e-08 | 9.8078e-08 | 0 | 0% | 0%
1 | 23 | 3 | 6.9661e-08 | 8.7645e-08 | 0 | 0% | 0% | 1 | 23 | 3 | 6.9661e-08 | 8.6978e-08 | 0 | 0% | 0%
1 | 23 | 4 | 1.2029e-07 | 1.5135e-07 | 0 | 0% | 0% | 1 | 23 | 4 | 1.2029e-07 | 1.502e-07 | 0 | 0% | 0%
1 | 23 | 5 | 2.1087e-07 | 2.6531e-07 | 0 | 0% | 0% | 1 | 23 | 5 | 2.1087e-07 | 2.6329e-07 | 0 | 0% | 0%
1 | 23 | 6 | 5.4103e-07 | 6.807e-07 | 0 | 0% | 0% | 1 | 23 | 6 | 5.4103e-07 | 6.7552e-07 | 0 | 0% | 0%
1 | 23 | 7 | 2.4142e-06 | 3.0374e-06 | 0 | 0% | 0% | 1 | 23 | 7 | 2.4142e-06 | 3.0143e-06 | 0 | 0% | 0%
1 | 23 | 8 | 4.3992e-06 | 5.5348e-06 | 7.2684 | 0.7268% | 4.023e-06% | 1 | 23 | 8 | 4.3992e-06 | 5.4927e-06 | 7.2684 | 0.7268% | 3.992e-06%
1 | 23 | 9 | 5.0147e-06 | 6.3093e-06 | 115.1772 | 11.52% | 7.267e-05% | 1 | 23 | 9 | 5.0147e-06 | 6.2613e-06 | 115.1772 | 11.52% | 7.212e-05%
1 | 23 | 10 | 2.3855e-06 | 3.0013e-06 | 580.3572 | 58.04% | 0.0001742% | 1 | 23 | 10 | 2.3855e-06 | 2.9785e-06 | 580.3572 | 58.04% | 0.0001729%
1 | 23 | 11 | 7.2634e-07 | 9.1385e-07 | 731.0568 | 73.11% | 6.681e-05% | 1 | 23 | 11 | 7.2634e-07 | 9.069e-07 | 731.0568 | 73.11% | 6.63e-05%
1 | 23 | 12 | 5.3055e-07 | 6.6751e-07 | 792.2208 | 79.22% | 5.288e-05% | 1 | 23 | 12 | 5.3055e-07 | 6.6243e-07 | 792.2208 | 79.22% | 5.248e-05%
1 | 23 | 13 | 1.6875e-07 | 2.1231e-07 | 788.0772 | 78.81% | 1.673e-05% | 1 | 23 | 13 | 1.6875e-07 | 2.107e-07 | 788.0772 | 78.81% | 1.66e-05%
1 | 23 | 14 | 5.4718e-08 | 6.8843e-08 | 540.7572 | 54.08% | 3.723e-06% | 1 | 23 | 14 | 5.4718e-08 | 6.8319e-08 | 540.7572 | 54.08% | 3.694e-06%
1 | 23 | 15 | 3.3565e-08 | 4.223e-08 | 236.4648 | 23.65% | 9.986e-07% | 1 | 23 | 15 | 3.3565e-08 | 4.1909e-08 | 236.4648 | 23.65% | 9.91e-07%
1 | 23 | 16 | 2.909e-08 | 3.6599e-08 | 161.9724 | 16.2% | 5.928e-07% | 1 | 23 | 16 | 2.909e-08 | 3.6321e-08 | 161.9724 | 16.2% | 5.883e-07%
1 | 23 | 17 | 2.3645e-07 | 2.9749e-07 | 88.9464 | 8.895% | 2.646e-06% | 1 | 23 | 17 | 2.3645e-07 | 2.9522e-07 | 88.9464 | 8.895% | 2.626e-06%
1 | 23 | 18 | 4.8772e-06 | 6.1362e-06 | 0 | 0% | 0% | 1 | 23 | 18 | 4.8772e-06 | 6.0895e-06 | 0 | 0% | 0%
1 | 23 | 19 | 8.0761e-06 | 1.0161e-05 | 0 | 0% | 0% | 1 | 23 | 19 | 8.0761e-06 | 1.0084e-05 | 0 | 0% | 0%
1 | 23 | 20 | 1.239e-05 | 1.5588e-05 | 0 | 0% | 0% | 1 | 23 | 20 | 1.239e-05 | 1.547e-05 | 0 | 0% | 0%
1 | 23 | 21 | 7.3565e-06 | 9.2556e-06 | 0 | 0% | 0% | 1 | 23 | 21 | 7.3565e-06 | 9.1852e-06 | 0 | 0% | 0%
1 | 23 | 22 | 1.925e-06 | 2.4219e-06 | 0 | 0% | 0% | 1 | 23 | 22 | 1.925e-06 | 2.4035e-06 | 0 | 0% | 0%
1 | 23 | 23 | 7.0078e-07 | 8.8169e-07 | 0 | 0% | 0% | 1 | 23 | 23 | 7.0078e-07 | 8.7498e-07 | 0 | 0% | 0%
1 | 24 | 0 | 3.6402e-07 | 4.5799e-07 | 0 | 0% | 0% | 1 | 24 | 0 | 3.6402e-07 | 4.5451e-07 | 0 | 0% | 0%
1 | 24 | 1 | 3.7973e-07 | 4.7776e-07 | 0 | 0% | 0% | 1 | 24 | 1 | 3.7973e-07 | 4.7413e-07 | 0 | 0% | 0%
1 | 24 | 2 | 5.152e-07 | 6.4819e-07 | 0 | 0% | 0% | 1 | 24 | 2 | 5.152e-07 | 6.4326e-07 | 0 | 0% | 0%
1 | 24 | 3 | 3.7715e-07 | 4.7452e-07 | 0 | 0% | 0% | 1 | 24 | 3 | 3.7715e-07 | 4.7091e-07 | 0 | 0% | 0%
1 | 24 | 4 | 1.0044e-06 | 1.2638e-06 | 0 | 0% | 0% | 1 | 24 | 4 | 1.0044e-06 | 1.2541e-06 | 0 | 0% | 0%
1 | 24 | 5 | 5.2715e-06 | 6.6324e-06 | 0 | 0% | 0% | 1 | 24 | 5 | 5.2715e-06 | 6.5819e-06 | 0 | 0% | 0%
1 | 24 | 6 | 9.3563e-05 | 0.00011772 | 0 | 0% | 0% | 1 | 24 | 6 | 9.3563e-05 | 0.00011682 | 0 | 0% | 0%
1 | 24 | 7 | 0.000406 | 0.0005108 | 0 | 0% | 0% | 1 | 24 | 7 | 0.000406 | 0.00050692 | 0 | 0% | 0%
1 | 24 | 8 | 0.00033687 | 0.00042384 | 113.3136 | 11.33% | 0.004803% | 1 | 24 | 8 | 0.00033687 | 0.00042062 | 113.3136 | 11.33% | 0.004766%
1 | 24 | 9 | 0.00028846 | 0.00036293 | 425.97 | 42.6% | 0.01546% | 1 | 24 | 9 | 0.00028846 | 0.00036017 | 425.97 | 42.6% | 0.01534%
1 | 24 | 10 | 0.00023678 | 0.00029791 | 641.004 | 64.1% | 0.0191% | 1 | 24 | 10 | 0.00023678 | 0.00029564 | 641.004 | 64.1% | 0.01895%
1 | 24 | 11 | 0.00014439 | 0.00018166 | 652.2468 | 65.22% | 0.01185% | 1 | 24 | 11 | 0.00014523 | 0.00018133 | 652.2468 | 65.22% | 0.01183%
1 | 24 | 12 | 4.6106e-05 | 5.8009e-05 | 664.9212 | 66.49% | 0.003857% | 1 | 24 | 12 | 4.6667e-05 | 5.8268e-05 | 664.9212 | 66.49% | 0.003874%
1 | 24 | 13 | 1.0297e-05 | 1.2955e-05 | 622.53 | 62.25% | 0.0008065% | 1 | 24 | 13 | 1.0425e-05 | 1.3016e-05 | 622.53 | 62.25% | 0.0008103%
1 | 24 | 14 | 2.0712e-06 | 2.6059e-06 | 589.6176 | 58.96% | 0.0001536% | 1 | 24 | 14 | 2.085e-06 | 2.6033e-06 | 589.6176 | 58.96% | 0.0001535%
1 | 24 | 15 | 2.3313e-07 | 2.9332e-07 | 558.2892 | 55.83% | 1.638e-05% | 1 | 24 | 15 | 2.3496e-07 | 2.9337e-07 | 558.2892 | 55.83% | 1.638e-05%
1 | 24 | 16 | 4.1829e-07 | 5.2628e-07 | 133.422 | 13.34% | 7.022e-06% | 1 | 24 | 16 | 4.1829e-07 | 5.2227e-07 | 133.422 | 13.34% | 6.968e-06%
1 | 24 | 17 | 8.2686e-07 | 1.0403e-06 | 20.964 | 2.096% | 2.181e-06% | 1 | 24 | 17 | 8.2686e-07 | 1.0324e-06 | 20.964 | 2.096% | 2.164e-06%
1 | 24 | 18 | 9.5059e-06 | 1.196e-05 | 0 | 0% | 0% | 1 | 24 | 18 | 9.5059e-06 | 1.1869e-05 | 0 | 0% | 0%
1 | 24 | 19 | 9.6778e-06 | 1.2176e-05 | 0 | 0% | 0% | 1 | 24 | 19 | 9.6778e-06 | 1.2084e-05 | 0 | 0% | 0%
1 | 24 | 20 | 9.6778e-06 | 1.2176e-05 | 0 | 0% | 0% | 1 | 24 | 20 | 9.6778e-06 | 1.2084e-05 | 0 | 0% | 0%
1 | 24 | 21 | 2.8352e-06 | 3.5671e-06 | 0 | 0% | 0% | 1 | 24 | 21 | 2.8352e-06 | 3.5399e-06 | 0 | 0% | 0%
1 | 24 | 22 | 5.297e-07 | 6.6645e-07 | 0 | 0% | 0% | 1 | 24 | 22 | 5.297e-07 | 6.6138e-07 | 0 | 0% | 0%
1 | 24 | 23 | 5.5425e-08 | 6.9733e-08 | 0 | 0% | 0% | 1 | 24 | 23 | 5.5425e-08 | 6.9202e-08 | 0 | 0% | 0%
1 | 25 | 0 | 1.213e-08 | 1.5261e-08 | 0 | 0% | 0% | 1 | 25 | 0 | 1.213e-08 | 1.5145e-08 | 0 | 0% | 0%
1 | 25 | 1 | 6.9874e-09 | 8.7912e-09 | 0 | 0% | 0% | 1 | 25 | 1 | 6.9874e-09 | 8.7244e-09 | 0 | 0% | 0%
1 | 25 | 2 | 6.827e-09 | 8.5894e-09 | 0 | 0% | 0% | 1 | 25 | 2 | 6.827e-09 | 8.5241e-09 | 0 | 0% | 0%
1 | 25 | 3 | 6.6668e-09 | 8.3878e-09 | 0 | 0% | 0% | 1 | 25 | 3 | 6.6668e-09 | 8.324e-09 | 0 | 0% | 0%
1 | 25 | 4 | 1.2711e-08 | 1.5993e-08 | 0 | 0% | 0% | 1 | 25 | 4 | 1.2711e-08 | 1.5871e-08 | 0 | 0% | 0%
1 | 25 | 5 | 5.4226e-08 | 6.8225e-08 | 0 | 0% | 0% | 1 | 25 | 5 | 5.4226e-08 | 6.7706e-08 | 0 | 0% | 0%
1 | 25 | 6 | 2.2707e-06 | 2.8568e-06 | 0 | 0% | 0% | 1 | 25 | 6 | 2.2707e-06 | 2.8351e-06 | 0 | 0% | 0%
1 | 25 | 7 | 2.3519e-05 | 2.9591e-05 | 0 | 0% | 0% | 1 | 25 | 7 | 2.3519e-05 | 2.9366e-05 | 0 | 0% | 0%
1 | 25 | 8 | 1.4813e-05 | 1.8637e-05 | 2.6952 | 0.2695% | 5.023e-06% | 1 | 25 | 8 | 1.4813e-05 | 1.8495e-05 | 2.6952 | 0.2695% | 4.985e-06%
1 | 25 | 9 | 3.4607e-06 | 4.3541e-06 | 20.184 | 2.018% | 8.788e-06% | 1 | 25 | 9 | 3.4822e-06 | 4.3478e-06 | 20.184 | 2.018% | 8.776e-06%
1 | 25 | 10 | 1.0055e-06 | 1.2651e-06 | 46.1088 | 4.611% | 5.833e-06% | 1 | 25 | 10 | 1.0258e-06 | 1.2808e-06 | 46.1088 | 4.611% | 5.905e-06%
1 | 25 | 11 | 2.6854e-07 | 3.3786e-07 | 61.9284 | 6.193% | 2.092e-06% | 1 | 25 | 11 | 2.7815e-07 | 3.4729e-07 | 61.9284 | 6.193% | 2.151e-06%
1 | 25 | 12 | 7.136e-08 | 8.9781e-08 | 119.286 | 11.93% | 1.071e-06% | 1 | 25 | 12 | 7.4024e-08 | 9.2425e-08 | 119.286 | 11.93% | 1.103e-06%
1 | 25 | 13 | 1.8025e-08 | 2.2679e-08 | 129.2388 | 12.92% | 2.931e-07% | 1 | 25 | 13 | 1.8903e-08 | 2.3601e-08 | 129.2388 | 12.92% | 3.05e-07%
1 | 25 | 14 | 6.5224e-09 | 8.2061e-09 | 128.7216 | 12.87% | 1.056e-07% | 1 | 25 | 14 | 6.7301e-09 | 8.4031e-09 | 128.7216 | 12.87% | 1.082e-07%
1 | 25 | 15 | 4.1739e-09 | 5.2513e-09 | 90.27 | 9.027% | 4.74e-08% | 1 | 25 | 15 | 4.28e-09 | 5.344e-09 | 90.27 | 9.027% | 4.824e-08%
1 | 25 | 16 | 1.0618e-09 | 1.3359e-09 | 333.6144 | 33.36% | 4.457e-08% | 1 | 25 | 16 | 1.0618e-09 | 1.3257e-09 | 333.6144 | 33.36% | 4.423e-08%
1 | 25 | 17 | 5.5971e-09 | 7.042e-09 | 86.3448 | 8.634% | 6.08e-08% | 1 | 25 | 17 | 5.5971e-09 | 6.9884e-09 | 86.3448 | 8.634% | 6.034e-08%
1 | 25 | 18 | 5.2625e-08 | 6.621e-08 | 0 | 0% | 0% | 1 | 25 | 18 | 5.2625e-08 | 6.5707e-08 | 0 | 0% | 0%
1 | 25 | 19 | 8.9242e-08 | 1.1228e-07 | 0 | 0% | 0% | 1 | 25 | 19 | 8.9242e-08 | 1.1143e-07 | 0 | 0% | 0%
1 | 25 | 20 | 7.1252e-08 | 8.9645e-08 | 0 | 0% | 0% | 1 | 25 | 20 | 7.1252e-08 | 8.8963e-08 | 0 | 0% | 0%
1 | 25 | 21 | 3.0403e-08 | 3.8251e-08 | 0 | 0% | 0% | 1 | 25 | 21 | 3.0403e-08 | 3.7961e-08 | 0 | 0% | 0%
1 | 25 | 22 | 5.7314e-09 | 7.211e-09 | 0 | 0% | 0% | 1 | 25 | 22 | 5.7314e-09 | 7.1561e-09 | 0 | 0% | 0%
1 | 25 | 23 | 1.1909e-10 | 1.4983e-10 | 0 | 0% | 0% | 1 | 25 | 23 | 1.1909e-10 | 1.4869e-10 | 0 | 0% | 0%
1 | 26 | 0 | 0 | 0 | 0 | 0% | 0% | 1 | 26 | 0 | 0 | 0 | 0 | 0% | 0%
1 | 26 | 1 | 0 | 0 | 0 | 0% | 0% | 1 | 26 | 1 | 0 | 0 | 0 | 0% | 0%
1 | 26 | 2 | 0 | 0 | 0 | 0% | 0% | 1 | 26 | 2 | 0 | 0 | 0 | 0% | 0%
1 | 26 | 3 | 0 | 0 | 0 | 0% | 0% | 1 | 26 | 3 | 0 | 0 | 0 | 0% | 0%
1 | 26 | 4 | 0 | 0 | 0 | 0% | 0% | 1 | 26 | 4 | 0 | 0 | 0 | 0% | 0%
1 | 26 | 5 | 0 | 0 | 0 | 0% | 0% | 1 | 26 | 5 | 0 | 0 | 0 | 0% | 0%
1 | 26 | 6 | 3.2906e-09 | 4.1401e-09 | 0 | 0% | 0% | 1 | 26 | 6 | 3.2906e-09 | 4.1086e-09 | 0 | 0% | 0%
1 | 26 | 7 | 4.1437e-08 | 5.2134e-08 | 0 | 0% | 0% | 1 | 26 | 7 | 4.1437e-08 | 5.1738e-08 | 0 | 0% | 0%
1 | 26 | 8 | 3.0408e-08 | 3.8259e-08 | 29.3064 | 2.931% | 1.121e-07% | 1 | 26 | 8 | 3.0408e-08 | 3.7967e-08 | 29.3064 | 2.931% | 1.113e-07%
1 | 26 | 9 | 2.5184e-08 | 3.1685e-08 | 419.7372 | 41.97% | 1.33e-06% | 1 | 26 | 9 | 2.5184e-08 | 3.1444e-08 | 419.7372 | 41.97% | 1.32e-06%
1 | 26 | 10 | 3.0438e-08 | 3.8296e-08 | 476.6712 | 47.67% | 1.825e-06% | 1 | 26 | 10 | 3.0662e-08 | 3.8285e-08 | 476.6712 | 47.67% | 1.825e-06%
1 | 26 | 11 | 2.7009e-08 | 3.3982e-08 | 765.8424 | 76.58% | 2.602e-06% | 1 | 26 | 11 | 2.7415e-08 | 3.423e-08 | 765.8424 | 76.58% | 2.622e-06%
1 | 26 | 12 | 4.2087e-08 | 5.2952e-08 | 805.2216 | 80.52% | 4.264e-06% | 1 | 26 | 12 | 4.2739e-08 | 5.3363e-08 | 805.2216 | 80.52% | 4.297e-06%
1 | 26 | 13 | 4.402e-08 | 5.5384e-08 | 790.44 | 79.04% | 4.378e-06% | 1 | 26 | 13 | 4.4376e-08 | 5.5407e-08 | 790.44 | 79.04% | 4.38e-06%
1 | 26 | 14 | 5.0733e-08 | 6.383e-08 | 718.824 | 71.88% | 4.588e-06% | 1 | 26 | 14 | 5.1481e-08 | 6.4279e-08 | 718.824 | 71.88% | 4.621e-06%
1 | 26 | 15 | 6.5626e-08 | 8.2567e-08 | 572.0604 | 57.21% | 4.723e-06% | 1 | 26 | 15 | 6.6104e-08 | 8.2537e-08 | 572.0604 | 57.21% | 4.722e-06%
1 | 26 | 16 | 1.0058e-07 | 1.2654e-07 | 347.9028 | 34.79% | 4.402e-06% | 1 | 26 | 16 | 1.0132e-07 | 1.2651e-07 | 347.9028 | 34.79% | 4.401e-06%
1 | 26 | 17 | 2.8392e-07 | 3.5721e-07 | 106.3788 | 10.64% | 3.8e-06% | 1 | 26 | 17 | 2.8392e-07 | 3.545e-07 | 106.3788 | 10.64% | 3.771e-06%
1 | 26 | 18 | 8.8521e-07 | 1.1137e-06 | 0 | 0% | 0% | 1 | 26 | 18 | 8.8521e-07 | 1.1053e-06 | 0 | 0% | 0%
1 | 26 | 19 | 9.3988e-07 | 1.1825e-06 | 0 | 0% | 0% | 1 | 26 | 19 | 9.3988e-07 | 1.1735e-06 | 0 | 0% | 0%
1 | 26 | 20 | 6.5295e-07 | 8.2151e-07 | 0 | 0% | 0% | 1 | 26 | 20 | 6.5295e-07 | 8.1526e-07 | 0 | 0% | 0%
1 | 26 | 21 | 2.5729e-07 | 3.2372e-07 | 0 | 0% | 0% | 1 | 26 | 21 | 2.5729e-07 | 3.2125e-07 | 0 | 0% | 0%
1 | 26 | 22 | 4.6022e-08 | 5.7903e-08 | 0 | 0% | 0% | 1 | 26 | 22 | 4.6022e-08 | 5.7463e-08 | 0 | 0% | 0%
1 | 26 | 23 | 6.613e-09 | 8.3201e-09 | 0 | 0% | 0% | 1 | 26 | 23 | 6.613e-09 | 8.2569e-09 | 0 | 0% | 0%
1 | 27 | 0 | 1.6248e-09 | 2.0442e-09 | 0 | 0% | 0% | 1 | 27 | 0 | 1.6248e-09 | 2.0287e-09 | 0 | 0% | 0%
1 | 27 | 1 | 1.3361e-09 | 1.681e-09 | 0 | 0% | 0% | 1 | 27 | 1 | 1.3361e-09 | 1.6682e-09 | 0 | 0% | 0%
1 | 27 | 2 | 7.1254e-10 | 8.9649e-10 | 0 | 0% | 0% | 1 | 27 | 2 | 7.1254e-10 | 8.8967e-10 | 0 | 0% | 0%
1 | 27 | 3 | 1.8783e-09 | 2.3631e-09 | 0 | 0% | 0% | 1 | 27 | 3 | 1.8783e-09 | 2.3452e-09 | 0 | 0% | 0%
1 | 27 | 4 | 3.06e-09 | 3.85e-09 | 0 | 0% | 0% | 1 | 27 | 4 | 3.06e-09 | 3.8207e-09 | 0 | 0% | 0%
1 | 27 | 5 | 2.3675e-08 | 2.9786e-08 | 0 | 0% | 0% | 1 | 27 | 5 | 2.3675e-08 | 2.956e-08 | 0 | 0% | 0%
1 | 27 | 6 | 1.5412e-06 | 1.939e-06 | 0 | 0% | 0% | 1 | 27 | 6 | 1.5412e-06 | 1.9243e-06 | 0 | 0% | 0%
1 | 27 | 7 | 3.8148e-05 | 4.7996e-05 | 0 | 0% | 0% | 1 | 27 | 7 | 3.8148e-05 | 4.7631e-05 | 0 | 0% | 0%
1 | 27 | 8 | 4.5773e-05 | 5.7589e-05 | 65.7888 | 6.579% | 0.0003789% | 1 | 27 | 8 | 4.5773e-05 | 5.7151e-05 | 65.7888 | 6.579% | 0.000376%
1 | 27 | 9 | 2.7454e-05 | 3.4541e-05 | 144.3648 | 14.44% | 0.0004987% | 1 | 27 | 9 | 2.7783e-05 | 3.469e-05 | 144.3648 | 14.44% | 0.0005008%
1 | 27 | 10 | 1.83e-05 | 2.3024e-05 | 262.9704 | 26.3% | 0.0006055% | 1 | 27 | 10 | 1.852e-05 | 2.3124e-05 | 262.9704 | 26.3% | 0.0006081%
1 | 27 | 11 | 4.8837e-06 | 6.1445e-06 | 424.2096 | 42.42% | 0.0002607% | 1 | 27 | 11 | 4.9489e-06 | 6.1792e-06 | 424.2096 | 42.42% | 0.0002621%
1 | 27 | 12 | 2.0189e-06 | 2.54e-06 | 329.3244 | 32.93% | 8.365e-05% | 1 | 27 | 12 | 2.0585e-06 | 2.5702e-06 | 329.3244 | 32.93% | 8.464e-05%
1 | 27 | 13 | 9.8645e-07 | 1.2411e-06 | 436.3464 | 43.63% | 5.416e-05% | 1 | 27 | 13 | 9.93e-07 | 1.2398e-06 | 436.3464 | 43.63% | 5.41e-05%
1 | 27 | 14 | 3.9913e-07 | 5.0217e-07 | 170.208 | 17.02% | 8.547e-06% | 1 | 27 | 14 | 3.9913e-07 | 4.9835e-07 | 170.208 | 17.02% | 8.482e-06%
1 | 27 | 15 | 1.7871e-07 | 2.2485e-07 | 122.3748 | 12.24% | 2.752e-06% | 1 | 27 | 15 | 1.8127e-07 | 2.2633e-07 | 122.3748 | 12.24% | 2.77e-06%
1 | 27 | 16 | 2.3816e-07 | 2.9964e-07 | 11.0496 | 1.105% | 3.311e-07% | 1 | 27 | 16 | 2.3984e-07 | 2.9946e-07 | 11.0496 | 1.105% | 3.309e-07%
1 | 27 | 17 | 1.1956e-06 | 1.5042e-06 | 0 | 0% | 0% | 1 | 27 | 17 | 1.1956e-06 | 1.4928e-06 | 0 | 0% | 0%
1 | 27 | 18 | 1.4906e-05 | 1.8754e-05 | 0 | 0% | 0% | 1 | 27 | 18 | 1.4906e-05 | 1.8611e-05 | 0 | 0% | 0%
1 | 27 | 19 | 1.8722e-05 | 2.3555e-05 | 0 | 0% | 0% | 1 | 27 | 19 | 1.8722e-05 | 2.3376e-05 | 0 | 0% | 0%
1 | 27 | 20 | 3.0541e-05 | 3.8425e-05 | 0 | 0% | 0% | 1 | 27 | 20 | 3.0541e-05 | 3.8133e-05 | 0 | 0% | 0%
1 | 27 | 21 | 1.35e-05 | 1.6985e-05 | 0 | 0% | 0% | 1 | 27 | 21 | 1.35e-05 | 1.6856e-05 | 0 | 0% | 0%
1 | 27 | 22 | 2.255e-06 | 2.8371e-06 | 0 | 0% | 0% | 1 | 27 | 22 | 2.255e-06 | 2.8155e-06 | 0 | 0% | 0%
1 | 27 | 23 | 3.9857e-07 | 5.0147e-07 | 0 | 0% | 0% | 1 | 27 | 23 | 3.9857e-07 | 4.9765e-07 | 0 | 0% | 0%
1 | 28 | 0 | 1.2466e-07 | 1.5684e-07 | 0 | 0% | 0% | 1 | 28 | 0 | 1.2466e-07 | 1.5565e-07 | 0 | 0% | 0%
1 | 28 | 1 | 7.2848e-08 | 9.1654e-08 | 0 | 0% | 0% | 1 | 28 | 1 | 7.2848e-08 | 9.0957e-08 | 0 | 0% | 0%
1 | 28 | 2 | 4.6708e-08 | 5.8766e-08 | 0 | 0% | 0% | 1 | 28 | 2 | 4.6708e-08 | 5.8319e-08 | 0 | 0% | 0%
1 | 28 | 3 | 4.846e-08 | 6.097e-08 | 0 | 0% | 0% | 1 | 28 | 3 | 4.846e-08 | 6.0506e-08 | 0 | 0% | 0%
1 | 28 | 4 | 8.4092e-08 | 1.058e-07 | 0 | 0% | 0% | 1 | 28 | 4 | 8.4092e-08 | 1.05e-07 | 0 | 0% | 0%
1 | 28 | 5 | 5.4103e-07 | 6.807e-07 | 0 | 0% | 0% | 1 | 28 | 5 | 5.4103e-07 | 6.7552e-07 | 0 | 0% | 0%
1 | 28 | 6 | 2.1678e-05 | 2.7274e-05 | 0 | 0% | 0% | 1 | 28 | 6 | 2.1678e-05 | 2.7066e-05 | 0 | 0% | 0%
1 | 28 | 7 | 0.0001293 | 0.00016268 | 0 | 0% | 0% | 1 | 28 | 7 | 0.0001293 | 0.00016145 | 0 | 0% | 0%
1 | 28 | 8 | 7.6839e-05 | 9.6675e-05 | 26.2824 | 2.628% | 0.0002541% | 1 | 28 | 8 | 7.6839e-05 | 9.594e-05 | 26.2824 | 2.628% | 0.0002522%
1 | 28 | 9 | 5.4988e-05 | 6.9183e-05 | 7.5504 | 0.755% | 5.224e-05% | 1 | 28 | 9 | 5.4988e-05 | 6.8657e-05 | 7.5504 | 0.755% | 5.184e-05%
1 | 28 | 10 | 2.6179e-05 | 3.2937e-05 | 57.8352 | 5.784% | 0.0001905% | 1 | 28 | 10 | 2.6495e-05 | 3.3081e-05 | 57.8352 | 5.784% | 0.0001913%
1 | 28 | 11 | 6.4534e-06 | 8.1193e-06 | 57.5148 | 5.751% | 4.67e-05% | 1 | 28 | 11 | 6.5336e-06 | 8.1577e-06 | 57.5148 | 5.751% | 4.692e-05%
1 | 28 | 12 | 2.434e-06 | 3.0624e-06 | 47.9448 | 4.794% | 1.468e-05% | 1 | 28 | 12 | 2.4502e-06 | 3.0593e-06 | 47.9448 | 4.794% | 1.467e-05%
1 | 28 | 13 | 1.4633e-06 | 1.841e-06 | 42.558 | 4.256% | 7.835e-06% | 1 | 28 | 13 | 1.4727e-06 | 1.8388e-06 | 42.558 | 4.256% | 7.826e-06%
1 | 28 | 14 | 5.4902e-07 | 6.9075e-07 | 27.9564 | 2.796% | 1.931e-06% | 1 | 28 | 14 | 5.5262e-07 | 6.8999e-07 | 27.9564 | 2.796% | 1.929e-06%
1 | 28 | 15 | 2.3139e-07 | 2.9112e-07 | 7.3356 | 0.7336% | 2.136e-07% | 1 | 28 | 15 | 2.3139e-07 | 2.8891e-07 | 7.3356 | 0.7336% | 2.119e-07%
1 | 28 | 16 | 2.3653e-07 | 2.9759e-07 | 83.0796 | 8.308% | 2.472e-06% | 1 | 28 | 16 | 2.3653e-07 | 2.9533e-07 | 83.0796 | 8.308% | 2.454e-06%
1 | 28 | 17 | 4.7587e-07 | 5.9871e-07 | 79.3284 | 7.933% | 4.749e-06% | 1 | 28 | 17 | 4.7587e-07 | 5.9416e-07 | 79.3284 | 7.933% | 4.713e-06%
1 | 28 | 18 | 2.197e-06 | 2.7641e-06 | 0 | 0% | 0% | 1 | 28 | 18 | 2.197e-06 | 2.7431e-06 | 0 | 0% | 0%
1 | 28 | 19 | 1.52e-06 | 1.9125e-06 | 0 | 0% | 0% | 1 | 28 | 19 | 1.52e-06 | 1.8979e-06 | 0 | 0% | 0%
1 | 28 | 20 | 9.09e-07 | 1.1437e-06 | 0 | 0% | 0% | 1 | 28 | 20 | 9.09e-07 | 1.135e-06 | 0 | 0% | 0%
1 | 28 | 21 | 2.3466e-07 | 2.9524e-07 | 0 | 0% | 0% | 1 | 28 | 21 | 2.3466e-07 | 2.93e-07 | 0 | 0% | 0%
1 | 28 | 22 | 5.3407e-08 | 6.7195e-08 | 0 | 0% | 0% | 1 | 28 | 22 | 5.3407e-08 | 6.6684e-08 | 0 | 0% | 0%
1 | 28 | 23 | 8.3205e-09 | 1.0468e-08 | 0 | 0% | 0% | 1 | 28 | 23 | 8.3205e-09 | 1.0389e-08 | 0 | 0% | 0%
1 | 29 | 0 | 1.7251e-09 | 2.1705e-09 | 0 | 0% | 0% | 1 | 29 | 0 | 1.7251e-09 | 2.154e-09 | 0 | 0% | 0%
1 | 29 | 1 | 0 | 0 | 0 | 0% | 0% | 1 | 29 | 1 | 0 | 0 | 0 | 0% | 0%
1 | 29 | 2 | 0 | 0 | 0 | 0% | 0% | 1 | 29 | 2 | 0 | 0 | 0 | 0% | 0%
1 | 29 | 3 | 0 | 0 | 0 | 0% | 0% | 1 | 29 | 3 | 0 | 0 | 0 | 0% | 0%
1 | 29 | 4 | 0 | 0 | 0 | 0% | 0% | 1 | 29 | 4 | 0 | 0 | 0 | 0% | 0%
1 | 29 | 5 | 0 | 0 | 0 | 0% | 0% | 1 | 29 | 5 | 0 | 0 | 0 | 0% | 0%
1 | 29 | 6 | 7.7687e-10 | 9.7742e-10 | 0 | 0% | 0% | 1 | 29 | 6 | 7.7687e-10 | 9.6999e-10 | 0 | 0% | 0%
1 | 29 | 7 | 4.6024e-09 | 5.7905e-09 | 0 | 0% | 0% | 1 | 29 | 7 | 4.6024e-09 | 5.7465e-09 | 0 | 0% | 0%
1 | 29 | 8 | 1.4801e-08 | 1.8622e-08 | 93.4488 | 9.345% | 1.74e-07% | 1 | 29 | 8 | 1.4801e-08 | 1.8481e-08 | 93.4488 | 9.345% | 1.727e-07%
1 | 29 | 9 | 5.6635e-08 | 7.1255e-08 | 68.4972 | 6.85% | 4.881e-07% | 1 | 29 | 9 | 5.7047e-08 | 7.1228e-08 | 68.4972 | 6.85% | 4.879e-07%
1 | 29 | 10 | 1.6129e-07 | 2.0293e-07 | 116.7156 | 11.67% | 2.369e-06% | 1 | 29 | 10 | 1.6129e-07 | 2.0139e-07 | 116.7156 | 11.67% | 2.35e-06%
1 | 29 | 11 | 1.511e-07 | 1.901e-07 | 348.4152 | 34.84% | 6.623e-06% | 1 | 29 | 11 | 1.5335e-07 | 1.9147e-07 | 348.4152 | 34.84% | 6.671e-06%
1 | 29 | 12 | 1.2207e-07 | 1.5358e-07 | 223.02 | 22.3% | 3.425e-06% | 1 | 29 | 12 | 1.2468e-07 | 1.5568e-07 | 223.02 | 22.3% | 3.472e-06%
1 | 29 | 13 | 7.0216e-08 | 8.8343e-08 | 8.8692 | 0.8869% | 7.835e-08% | 1 | 29 | 13 | 7.2335e-08 | 9.0316e-08 | 8.8692 | 0.8869% | 8.01e-08%
1 | 29 | 14 | 3.0633e-08 | 3.854e-08 | 289.7496 | 28.97% | 1.117e-06% | 1 | 29 | 14 | 3.156e-08 | 3.9406e-08 | 289.7496 | 28.97% | 1.142e-06%
1 | 29 | 15 | 2.1564e-08 | 2.7131e-08 | 118.212 | 11.82% | 3.207e-07% | 1 | 29 | 15 | 2.2102e-08 | 2.7596e-08 | 118.212 | 11.82% | 3.262e-07%
1 | 29 | 16 | 2.2283e-08 | 2.8036e-08 | 220.4808 | 22.05% | 6.181e-07% | 1 | 29 | 16 | 2.2461e-08 | 2.8045e-08 | 220.4808 | 22.05% | 6.183e-07%
1 | 29 | 17 | 2.8659e-08 | 3.6057e-08 | 54.9156 | 5.492% | 1.98e-07% | 1 | 29 | 17 | 2.8659e-08 | 3.5783e-08 | 54.9156 | 5.492% | 1.965e-07%
1 | 29 | 18 | 7.0203e-08 | 8.8326e-08 | 0 | 0% | 0% | 1 | 29 | 18 | 7.0203e-08 | 8.7654e-08 | 0 | 0% | 0%
1 | 29 | 19 | 4.6022e-08 | 5.7903e-08 | 0 | 0% | 0% | 1 | 29 | 19 | 4.6022e-08 | 5.7463e-08 | 0 | 0% | 0%
1 | 29 | 20 | 2.1743e-08 | 2.7356e-08 | 0 | 0% | 0% | 1 | 29 | 20 | 2.1743e-08 | 2.7148e-08 | 0 | 0% | 0%
1 | 29 | 21 | 7.6822e-09 | 9.6653e-09 | 0 | 0% | 0% | 1 | 29 | 21 | 7.6822e-09 | 9.5918e-09 | 0 | 0% | 0%
1 | 29 | 22 | 2.0403e-09 | 2.5671e-09 | 0 | 0% | 0% | 1 | 29 | 22 | 2.0403e-09 | 2.5475e-09 | 0 | 0% | 0%
1 | 29 | 23 | 0 | 0 | 0 | 0% | 0% | 1 | 29 | 23 | 0 | 0 | 0 | 0% | 0%
1 | 30 | 0 | 0 | 0 | 0 | 0% | 0% | 1 | 30 | 0 | 0 | 0 | 0 | 0% | 0%
1 | 30 | 1 | 0 | 0 | 0 | 0% | 0% | 1 | 30 | 1 | 0 | 0 | 0 | 0% | 0%
1 | 30 | 2 | 0 | 0 | 0 | 0% | 0% | 1 | 30 | 2 | 0 | 0 | 0 | 0% | 0%
1 | 30 | 3 | 0 | 0 | 0 | 0% | 0% | 1 | 30 | 3 | 0 | 0 | 0 | 0% | 0%
1 | 30 | 4 | 0 | 0 | 0 | 0% | 0% | 1 | 30 | 4 | 0 | 0 | 0 | 0% | 0%
1 | 30 | 5 | 0 | 0 | 0 | 0% | 0% | 1 | 30 | 5 | 0 | 0 | 0 | 0% | 0%
1 | 30 | 6 | 0 | 0 | 0 | 0% | 0% | 1 | 30 | 6 | 0 | 0 | 0 | 0% | 0%
1 | 30 | 7 | 0 | 0 | 0 | 0% | 0% | 1 | 30 | 7 | 0 | 0 | 0 | 0% | 0%
1 | 30 | 8 | 5.2281e-10 | 6.5777e-10 | 13.6332 | 1.363% | 8.968e-10% | 1 | 30 | 8 | 5.2281e-10 | 6.5277e-10 | 13.6332 | 1.363% | 8.899e-10%
1 | 30 | 9 | 3.3211e-09 | 4.1784e-09 | 2.1972 | 0.2197% | 9.181e-10% | 1 | 30 | 9 | 3.3211e-09 | 4.1466e-09 | 2.1972 | 0.2197% | 9.111e-10%
1 | 30 | 10 | 3.9348e-09 | 4.9506e-09 | 72.0912 | 7.209% | 3.569e-08% | 1 | 30 | 10 | 3.9694e-09 | 4.9562e-09 | 72.0912 | 7.209% | 3.573e-08%
1 | 30 | 11 | 4.0361e-09 | 5.0781e-09 | 99.1728 | 9.917% | 5.036e-08% | 1 | 30 | 11 | 4.1024e-09 | 5.1222e-09 | 99.1728 | 9.917% | 5.08e-08%
1 | 30 | 12 | 5.3343e-09 | 6.7114e-09 | 94.6788 | 9.468% | 6.354e-08% | 1 | 30 | 12 | 5.3821e-09 | 6.72e-09 | 94.6788 | 9.468% | 6.362e-08%
1 | 30 | 13 | 3.9694e-09 | 4.9941e-09 | 142.9524 | 14.3% | 7.139e-08% | 1 | 30 | 13 | 4.003e-09 | 4.998e-09 | 142.9524 | 14.3% | 7.145e-08%
1 | 30 | 14 | 2.6288e-09 | 3.3075e-09 | 45.1164 | 4.512% | 1.492e-08% | 1 | 30 | 14 | 2.6721e-09 | 3.3363e-09 | 45.1164 | 4.512% | 1.505e-08%
1 | 30 | 15 | 2.1975e-09 | 2.7648e-09 | 56.3892 | 5.639% | 1.559e-08% | 1 | 30 | 15 | 2.2356e-09 | 2.7914e-09 | 56.3892 | 5.639% | 1.574e-08%
1 | 30 | 16 | 4.4196e-09 | 5.5605e-09 | 45.6132 | 4.561% | 2.536e-08% | 1 | 30 | 16 | 4.4907e-09 | 5.6069e-09 | 45.6132 | 4.561% | 2.558e-08%
1 | 30 | 17 | 8.5951e-09 | 1.0814e-08 | 6.474 | 0.6474% | 7.001e-09% | 1 | 30 | 17 | 8.5951e-09 | 1.0732e-08 | 6.474 | 0.6474% | 6.948e-09%
1 | 30 | 18 | 3.4565e-08 | 4.3488e-08 | 0 | 0% | 0% | 1 | 30 | 18 | 3.4565e-08 | 4.3157e-08 | 0 | 0% | 0%
1 | 30 | 19 | 4.2046e-08 | 5.2901e-08 | 0 | 0% | 0% | 1 | 30 | 19 | 4.2046e-08 | 5.2498e-08 | 0 | 0% | 0%
1 | 30 | 20 | 2.8649e-08 | 3.6045e-08 | 0 | 0% | 0% | 1 | 30 | 20 | 2.8649e-08 | 3.577e-08 | 0 | 0% | 0%
1 | 30 | 21 | 1.213e-08 | 1.5261e-08 | 0 | 0% | 0% | 1 | 30 | 21 | 1.213e-08 | 1.5145e-08 | 0 | 0% | 0%
1 | 30 | 22 | 1.5192e-09 | 1.9113e-09 | 0 | 0% | 0% | 1 | 30 | 22 | 1.5192e-09 | 1.8968e-09 | 0 | 0% | 0%
1 | 30 | 23 | 0 | 0 | 0 | 0% | 0% | 1 | 30 | 23 | 0 | 0 | 0 | 0% | 0%
1 | 31 | 0 | 0 | 0 | 0 | 0% | 0% | 1 | 31 | 0 | 0 | 0 | 0 | 0% | 0%
1 | 31 | 1 | 0 | 0 | 0 | 0% | 0% | 1 | 31 | 1 | 0 | 0 | 0 | 0% | 0%
1 | 31 | 2 | 0 | 0 | 0 | 0% | 0% | 1 | 31 | 2 | 0 | 0 | 0 | 0% | 0%
1 | 31 | 3 | 0 | 0 | 0 | 0% | 0% | 1 | 31 | 3 | 0 | 0 | 0 | 0% | 0%
1 | 31 | 4 | 0 | 0 | 0 | 0% | 0% | 1 | 31 | 4 | 0 | 0 | 0 | 0% | 0%
1 | 31 | 5 | 1.283e-09 | 1.6143e-09 | 0 | 0% | 0% | 1 | 31 | 5 | 1.283e-09 | 1.602e-09 | 0 | 0% | 0%
1 | 31 | 6 | 3.9862e-08 | 5.0152e-08 | 0 | 0% | 0% | 1 | 31 | 6 | 3.9862e-08 | 4.9771e-08 | 0 | 0% | 0%
1 | 31 | 7 | 9.8492e-07 | 1.2392e-06 | 0 | 0% | 0% | 1 | 31 | 7 | 9.8492e-07 | 1.2298e-06 | 0 | 0% | 0%
1 | 31 | 8 | 9.09e-07 | 1.1437e-06 | 4.7508 | 0.4751% | 5.433e-07% | 1 | 31 | 8 | 9.09e-07 | 1.135e-06 | 4.7508 | 0.4751% | 5.392e-07%
1 | 31 | 9 | 1.2446e-06 | 1.5659e-06 | 317.5356 | 31.75% | 4.972e-05% | 1 | 31 | 9 | 1.2446e-06 | 1.554e-06 | 317.5356 | 31.75% | 4.935e-05%
1 | 31 | 10 | 1.1036e-06 | 1.3885e-06 | 482.688 | 48.27% | 6.702e-05% | 1 | 31 | 10 | 1.1109e-06 | 1.3871e-06 | 482.688 | 48.27% | 6.695e-05%
1 | 31 | 11 | 6.717e-07 | 8.451e-07 | 401.0904 | 40.11% | 3.39e-05% | 1 | 31 | 11 | 6.7624e-07 | 8.4435e-07 | 401.0904 | 40.11% | 3.387e-05%
1 | 31 | 12 | 2.6466e-07 | 3.3298e-07 | 283.5516 | 28.36% | 9.442e-06% | 1 | 31 | 12 | 2.6651e-07 | 3.3276e-07 | 283.5516 | 28.36% | 9.435e-06%
1 | 31 | 13 | 2.7589e-07 | 3.4711e-07 | 603.5436 | 60.35% | 2.095e-05% | 1 | 31 | 13 | 2.7985e-07 | 3.4942e-07 | 603.5436 | 60.35% | 2.109e-05%
1 | 31 | 14 | 1.5121e-07 | 1.9024e-07 | 256.5588 | 25.66% | 4.881e-06% | 1 | 31 | 14 | 1.5347e-07 | 1.9161e-07 | 256.5588 | 25.66% | 4.916e-06%
1 | 31 | 15 | 7.4556e-08 | 9.3802e-08 | 357.5808 | 35.76% | 3.354e-06% | 1 | 31 | 15 | 7.5636e-08 | 9.4438e-08 | 357.5808 | 35.76% | 3.377e-06%
1 | 31 | 16 | 9.5473e-08 | 1.2012e-07 | 96.4608 | 9.646% | 1.159e-06% | 1 | 31 | 16 | 9.5473e-08 | 1.1921e-07 | 96.4608 | 9.646% | 1.15e-06%
1 | 31 | 17 | 2.0076e-07 | 2.5259e-07 | 18.6828 | 1.868% | 4.719e-07% | 1 | 31 | 17 | 2.0076e-07 | 2.5067e-07 | 18.6828 | 1.868% | 4.683e-07%
1 | 31 | 18 | 9.7148e-07 | 1.2223e-06 | 0 | 0% | 0% | 1 | 31 | 18 | 9.7148e-07 | 1.213e-06 | 0 | 0% | 0%
1 | 31 | 19 | 1.2527e-06 | 1.576e-06 | 0 | 0% | 0% | 1 | 31 | 19 | 1.2527e-06 | 1.5641e-06 | 0 | 0% | 0%
1 | 31 | 20 | 6.5295e-07 | 8.2151e-07 | 0 | 0% | 0% | 1 | 31 | 20 | 6.5295e-07 | 8.1526e-07 | 0 | 0% | 0%
1 | 31 | 21 | 1.1772e-07 | 1.481e-07 | 0 | 0% | 0% | 1 | 31 | 21 | 1.1772e-07 | 1.4698e-07 | 0 | 0% | 0%
1 | 31 | 22 | 1.6377e-08 | 2.0605e-08 | 0 | 0% | 0% | 1 | 31 | 22 | 1.6377e-08 | 2.0449e-08 | 0 | 0% | 0%
1 | 31 | 23 | 1.8783e-09 | 2.3631e-09 | 0 | 0% | 0% | 1 | 31 | 23 | 1.8783e-09 | 2.3452e-09 | 0 | 0% | 0%
2 | 1 | 0 | 1.7978e-09 | 2.2619e-09 | 0 | 0% | 0% | 2 | 1 | 0 | 1.7978e-09 | 2.2447e-09 | 0 | 0% | 0%
2 | 1 | 1 | 3.6021e-10 | 4.5319e-10 | 0 | 0% | 0% | 2 | 1 | 1 | 3.6021e-10 | 4.4975e-10 | 0 | 0% | 0%
2 | 1 | 2 | 0 | 0 | 0 | 0% | 0% | 2 | 1 | 2 | 0 | 0 | 0 | 0% | 0%
2 | 1 | 3 | 0 | 0 | 0 | 0% | 0% | 2 | 1 | 3 | 0 | 0 | 0 | 0% | 0%
2 | 1 | 4 | 0 | 0 | 0 | 0% | 0% | 2 | 1 | 4 | 0 | 0 | 0 | 0% | 0%
2 | 1 | 5 | 5.666e-10 | 7.1287e-10 | 0 | 0% | 0% | 2 | 1 | 5 | 5.666e-10 | 7.0745e-10 | 0 | 0% | 0%
2 | 1 | 6 | 9.5358e-09 | 1.1997e-08 | 0 | 0% | 0% | 2 | 1 | 6 | 9.5358e-09 | 1.1906e-08 | 0 | 0% | 0%
2 | 1 | 7 | 4.7064e-08 | 5.9213e-08 | 0 | 0% | 0% | 2 | 1 | 7 | 4.7064e-08 | 5.8763e-08 | 0 | 0% | 0%
2 | 1 | 8 | 5.9594e-08 | 7.4979e-08 | 65.9148 | 6.591% | 4.942e-07% | 2 | 1 | 8 | 5.9594e-08 | 7.4409e-08 | 65.9148 | 6.591% | 4.905e-07%
2 | 1 | 9 | 5.1841e-08 | 6.5224e-08 | 443.7948 | 44.38% | 2.895e-06% | 2 | 1 | 9 | 5.2235e-08 | 6.522e-08 | 443.7948 | 44.38% | 2.894e-06%
2 | 1 | 10 | 5.8759e-08 | 7.3927e-08 | 667.2924 | 66.73% | 4.933e-06% | 2 | 1 | 10 | 5.9192e-08 | 7.3906e-08 | 667.2924 | 66.73% | 4.932e-06%
2 | 1 | 11 | 4.57e-08 | 5.7497e-08 | 808.7016 | 80.87% | 4.65e-06% | 2 | 1 | 11 | 4.6048e-08 | 5.7495e-08 | 808.7016 | 80.87% | 4.65e-06%
2 | 1 | 12 | 3.0198e-08 | 3.7994e-08 | 770.4 | 77.04% | 2.927e-06% | 2 | 1 | 12 | 3.0426e-08 | 3.7989e-08 | 770.4 | 77.04% | 2.927e-06%
2 | 1 | 13 | 1.8879e-08 | 2.3753e-08 | 770.0796 | 77.01% | 1.829e-06% | 2 | 1 | 13 | 1.8879e-08 | 2.3572e-08 | 770.0796 | 77.01% | 1.815e-06%
2 | 1 | 14 | 1.8151e-08 | 2.2836e-08 | 674.94 | 67.49% | 1.541e-06% | 2 | 1 | 14 | 1.8151e-08 | 2.2663e-08 | 674.94 | 67.49% | 1.53e-06%
2 | 1 | 15 | 1.7036e-08 | 2.1434e-08 | 539.4564 | 53.95% | 1.156e-06% | 2 | 1 | 15 | 1.7036e-08 | 2.1271e-08 | 539.4564 | 53.95% | 1.147e-06%
2 | 1 | 16 | 2.8858e-08 | 3.6307e-08 | 290.2644 | 29.03% | 1.054e-06% | 2 | 1 | 16 | 2.8858e-08 | 3.6031e-08 | 290.2644 | 29.03% | 1.046e-06%
2 | 1 | 17 | 3.6978e-08 | 4.6524e-08 | 88.9812 | 8.898% | 4.14e-07% | 2 | 1 | 17 | 3.6978e-08 | 4.617e-08 | 88.9812 | 8.898% | 4.108e-07%
2 | 1 | 18 | 5.5822e-08 | 7.0233e-08 | 0 | 0% | 0% | 2 | 1 | 18 | 5.5822e-08 | 6.9698e-08 | 0 | 0% | 0%
2 | 1 | 19 | 3.727e-08 | 4.6891e-08 | 0 | 0% | 0% | 2 | 1 | 19 | 3.727e-08 | 4.6534e-08 | 0 | 0% | 0%
2 | 1 | 20 | 1.9776e-08 | 2.4881e-08 | 0 | 0% | 0% | 2 | 1 | 20 | 1.9776e-08 | 2.4692e-08 | 0 | 0% | 0%
2 | 1 | 21 | 9.2277e-09 | 1.161e-08 | 0 | 0% | 0% | 2 | 1 | 21 | 9.2277e-09 | 1.1521e-08 | 0 | 0% | 0%
2 | 1 | 22 | 2.4453e-09 | 3.0766e-09 | 0 | 0% | 0% | 2 | 1 | 22 | 2.4453e-09 | 3.0532e-09 | 0 | 0% | 0%
2 | 1 | 23 | 0 | 0 | 0 | 0% | 0% | 2 | 1 | 23 | 0 | 0 | 0 | 0% | 0%
2 | 2 | 0 | 0 | 0 | 0 | 0% | 0% | 2 | 2 | 0 | 0 | 0 | 0 | 0% | 0%
2 | 2 | 1 | 0 | 0 | 0 | 0% | 0% | 2 | 2 | 1 | 0 | 0 | 0 | 0% | 0%
2 | 2 | 2 | 0 | 0 | 0 | 0% | 0% | 2 | 2 | 2 | 0 | 0 | 0 | 0% | 0%
2 | 2 | 3 | 0 | 0 | 0 | 0% | 0% | 2 | 2 | 3 | 0 | 0 | 0 | 0% | 0%
2 | 2 | 4 | 1.0512e-09 | 1.3225e-09 | 0 | 0% | 0% | 2 | 2 | 4 | 1.0512e-09 | 1.3125e-09 | 0 | 0% | 0%
2 | 2 | 5 | 7.3265e-09 | 9.2178e-09 | 0 | 0% | 0% | 2 | 2 | 5 | 7.3265e-09 | 9.1477e-09 | 0 | 0% | 0%
2 | 2 | 6 | 1.6003e-07 | 2.0134e-07 | 0 | 0% | 0% | 2 | 2 | 6 | 1.6003e-07 | 1.9981e-07 | 0 | 0% | 0%
2 | 2 | 7 | 9.6494e-07 | 1.214e-06 | 0 | 0% | 0% | 2 | 2 | 7 | 9.6494e-07 | 1.2048e-06 | 0 | 0% | 0%
2 | 2 | 8 | 1.3491e-06 | 1.6974e-06 | 0 | 0% | 0% | 2 | 2 | 8 | 1.3582e-06 | 1.6958e-06 | 0 | 0% | 0%
2 | 2 | 9 | 1.849e-06 | 2.3263e-06 | 1.4496 | 0.145% | 3.372e-07% | 2 | 2 | 9 | 1.8607e-06 | 2.3233e-06 | 1.4496 | 0.145% | 3.368e-07%
2 | 2 | 10 | 2.6731e-06 | 3.3632e-06 | 25.0716 | 2.507% | 8.432e-06% | 2 | 2 | 10 | 2.7251e-06 | 3.4025e-06 | 25.0716 | 2.507% | 8.531e-06%
2 | 2 | 11 | 3.1638e-06 | 3.9806e-06 | 114.4488 | 11.44% | 4.556e-05% | 2 | 2 | 11 | 3.2457e-06 | 4.0526e-06 | 114.4488 | 11.44% | 4.638e-05%
2 | 2 | 12 | 3.1851e-06 | 4.0073e-06 | 76.1268 | 7.613% | 3.051e-05% | 2 | 2 | 12 | 3.2866e-06 | 4.1036e-06 | 76.1268 | 7.613% | 3.124e-05%
2 | 2 | 13 | 2.7631e-06 | 3.4764e-06 | 166.7508 | 16.68% | 5.797e-05% | 2 | 2 | 13 | 2.8375e-06 | 3.5429e-06 | 166.7508 | 16.68% | 5.908e-05%
2 | 2 | 14 | 2.2566e-06 | 2.8391e-06 | 117.762 | 11.78% | 3.343e-05% | 2 | 2 | 14 | 2.3216e-06 | 2.8987e-06 | 117.762 | 11.78% | 3.414e-05%
2 | 2 | 15 | 1.3864e-06 | 1.7443e-06 | 160.824 | 16.08% | 2.805e-05% | 2 | 2 | 15 | 1.4133e-06 | 1.7646e-06 | 160.824 | 16.08% | 2.838e-05%
2 | 2 | 16 | 1.5833e-06 | 1.992e-06 | 104.4828 | 10.45% | 2.081e-05% | 2 | 2 | 16 | 1.5833e-06 | 1.9769e-06 | 104.4828 | 10.45% | 2.065e-05%
2 | 2 | 17 | 3.48e-06 | 4.3784e-06 | 14.3088 | 1.431% | 6.265e-06% | 2 | 2 | 17 | 3.48e-06 | 4.3451e-06 | 14.3088 | 1.431% | 6.217e-06%
2 | 2 | 18 | 1.668e-05 | 2.0986e-05 | 0 | 0% | 0% | 2 | 2 | 18 | 1.668e-05 | 2.0826e-05 | 0 | 0% | 0%
2 | 2 | 19 | 1.4013e-05 | 1.7631e-05 | 0 | 0% | 0% | 2 | 2 | 19 | 1.4013e-05 | 1.7496e-05 | 0 | 0% | 0%
2 | 2 | 20 | 7.4463e-06 | 9.3686e-06 | 0 | 0% | 0% | 2 | 2 | 20 | 7.4463e-06 | 9.2973e-06 | 0 | 0% | 0%
2 | 2 | 21 | 3.9182e-06 | 4.9297e-06 | 0 | 0% | 0% | 2 | 2 | 21 | 3.9182e-06 | 4.8922e-06 | 0 | 0% | 0%
2 | 2 | 22 | 8.4994e-07 | 1.0694e-06 | 0 | 0% | 0% | 2 | 2 | 22 | 8.4994e-07 | 1.0612e-06 | 0 | 0% | 0%
2 | 2 | 23 | 2.7975e-07 | 3.5197e-07 | 0 | 0% | 0% | 2 | 2 | 23 | 2.7975e-07 | 3.4929e-07 | 0 | 0% | 0%
2 | 3 | 0 | 1.4997e-07 | 1.8868e-07 | 0 | 0% | 0% | 2 | 3 | 0 | 1.4997e-07 | 1.8724e-07 | 0 | 0% | 0%
2 | 3 | 1 | 1.2029e-07 | 1.5135e-07 | 0 | 0% | 0% | 2 | 3 | 1 | 1.2029e-07 | 1.502e-07 | 0 | 0% | 0%
2 | 3 | 2 | 6.4675e-08 | 8.137e-08 | 0 | 0% | 0% | 2 | 3 | 2 | 6.4675e-08 | 8.0752e-08 | 0 | 0% | 0%
2 | 3 | 3 | 7.6146e-08 | 9.5803e-08 | 0 | 0% | 0% | 2 | 3 | 3 | 7.6146e-08 | 9.5074e-08 | 0 | 0% | 0%
2 | 3 | 4 | 9.3411e-08 | 1.1752e-07 | 0 | 0% | 0% | 2 | 3 | 4 | 9.3411e-08 | 1.1663e-07 | 0 | 0% | 0%
2 | 3 | 5 | 2.2953e-07 | 2.8878e-07 | 0 | 0% | 0% | 2 | 3 | 5 | 2.2953e-07 | 2.8658e-07 | 0 | 0% | 0%
2 | 3 | 6 | 2.0553e-06 | 2.5859e-06 | 0 | 0% | 0% | 2 | 3 | 6 | 2.0553e-06 | 2.5662e-06 | 0 | 0% | 0%
2 | 3 | 7 | 1.9741e-05 | 2.4837e-05 | 0 | 0% | 0% | 2 | 3 | 7 | 1.9741e-05 | 2.4648e-05 | 0 | 0% | 0%
2 | 3 | 8 | 1.2616e-05 | 1.5873e-05 | 127.4088 | 12.74% | 0.0002022% | 2 | 3 | 8 | 1.2616e-05 | 1.5752e-05 | 127.4088 | 12.74% | 0.0002007%
2 | 3 | 9 | 9.1086e-06 | 1.146e-05 | 395.2524 | 39.53% | 0.000453% | 2 | 3 | 9 | 9.1086e-06 | 1.1373e-05 | 395.2524 | 39.53% | 0.0004495%
2 | 3 | 10 | 4.5116e-06 | 5.6763e-06 | 125.1696 | 12.52% | 7.105e-05% | 2 | 3 | 10 | 4.5412e-06 | 5.67e-06 | 125.1696 | 12.52% | 7.097e-05%
2 | 3 | 11 | 1.3683e-06 | 1.7215e-06 | 110.9616 | 11.1% | 1.91e-05% | 2 | 3 | 11 | 1.3769e-06 | 1.7191e-06 | 110.9616 | 11.1% | 1.908e-05%
2 | 3 | 12 | 9.592e-07 | 1.2068e-06 | 206.0556 | 20.61% | 2.487e-05% | 2 | 3 | 12 | 9.723e-07 | 1.214e-06 | 206.0556 | 20.61% | 2.502e-05%
2 | 3 | 13 | 5.0912e-07 | 6.4055e-07 | 98.3592 | 9.836% | 6.3e-06% | 2 | 3 | 13 | 5.1575e-07 | 6.4395e-07 | 98.3592 | 9.836% | 6.334e-06%
2 | 3 | 14 | 3.1196e-07 | 3.9249e-07 | 235.1616 | 23.52% | 9.23e-06% | 2 | 3 | 14 | 3.186e-07 | 3.978e-07 | 235.1616 | 23.52% | 9.355e-06%
2 | 3 | 15 | 2.8831e-07 | 3.6273e-07 | 158.13 | 15.81% | 5.736e-06% | 2 | 3 | 15 | 2.9228e-07 | 3.6494e-07 | 158.13 | 15.81% | 5.771e-06%
2 | 3 | 16 | 2.4312e-07 | 3.0589e-07 | 37.2432 | 3.724% | 1.139e-06% | 2 | 3 | 16 | 2.4489e-07 | 3.0576e-07 | 37.2432 | 3.724% | 1.139e-06%
2 | 3 | 17 | 3.9307e-07 | 4.9454e-07 | 0.4392 | 0.04392% | 2.172e-08% | 2 | 3 | 17 | 3.9307e-07 | 4.9078e-07 | 0.4392 | 0.04392% | 2.156e-08%
2 | 3 | 18 | 1.1634e-06 | 1.4637e-06 | 0 | 0% | 0% | 2 | 3 | 18 | 1.1634e-06 | 1.4525e-06 | 0 | 0% | 0%
2 | 3 | 19 | 1.5933e-06 | 2.0047e-06 | 0 | 0% | 0% | 2 | 3 | 19 | 1.5933e-06 | 1.9894e-06 | 0 | 0% | 0%
2 | 3 | 20 | 2.097e-06 | 2.6383e-06 | 0 | 0% | 0% | 2 | 3 | 20 | 2.097e-06 | 2.6183e-06 | 0 | 0% | 0%
2 | 3 | 21 | 1.0885e-06 | 1.3695e-06 | 0 | 0% | 0% | 2 | 3 | 21 | 1.0885e-06 | 1.3591e-06 | 0 | 0% | 0%
2 | 3 | 22 | 5.1188e-07 | 6.4402e-07 | 0 | 0% | 0% | 2 | 3 | 22 | 5.1188e-07 | 6.3913e-07 | 0 | 0% | 0%
2 | 3 | 23 | 1.8659e-07 | 2.3476e-07 | 0 | 0% | 0% | 2 | 3 | 23 | 1.8659e-07 | 2.3298e-07 | 0 | 0% | 0%
2 | 4 | 0 | 1.2292e-07 | 1.5466e-07 | 0 | 0% | 0% | 2 | 4 | 0 | 1.2292e-07 | 1.5348e-07 | 0 | 0% | 0%
2 | 4 | 1 | 7.8552e-08 | 9.883e-08 | 0 | 0% | 0% | 2 | 4 | 1 | 7.8552e-08 | 9.8078e-08 | 0 | 0% | 0%
2 | 4 | 2 | 6.0019e-08 | 7.5513e-08 | 0 | 0% | 0% | 2 | 4 | 2 | 6.0019e-08 | 7.4939e-08 | 0 | 0% | 0%
2 | 4 | 3 | 4.9971e-08 | 6.2871e-08 | 0 | 0% | 0% | 2 | 4 | 3 | 4.9971e-08 | 6.2393e-08 | 0 | 0% | 0%
2 | 4 | 4 | 5.6212e-08 | 7.0723e-08 | 0 | 0% | 0% | 2 | 4 | 4 | 5.6212e-08 | 7.0185e-08 | 0 | 0% | 0%
2 | 4 | 5 | 1.7217e-07 | 2.1662e-07 | 0 | 0% | 0% | 2 | 4 | 5 | 1.7217e-07 | 2.1497e-07 | 0 | 0% | 0%
2 | 4 | 6 | 1.0607e-06 | 1.3345e-06 | 0 | 0% | 0% | 2 | 4 | 6 | 1.0607e-06 | 1.3244e-06 | 0 | 0% | 0%
2 | 4 | 7 | 7.7821e-06 | 9.7911e-06 | 0 | 0% | 0% | 2 | 4 | 7 | 7.7821e-06 | 9.7166e-06 | 0 | 0% | 0%
2 | 4 | 8 | 5.5813e-06 | 7.0221e-06 | 30.9036 | 3.09% | 2.17e-05% | 2 | 4 | 8 | 5.5813e-06 | 6.9687e-06 | 30.9036 | 3.09% | 2.154e-05%
2 | 4 | 9 | 2.1396e-06 | 2.6919e-06 | 434.796 | 43.48% | 0.000117% | 2 | 4 | 9 | 2.1396e-06 | 2.6714e-06 | 434.796 | 43.48% | 0.0001162%
2 | 4 | 10 | 1.332e-06 | 1.6758e-06 | 622.8936 | 62.29% | 0.0001044% | 2 | 4 | 10 | 1.3411e-06 | 1.6745e-06 | 622.8936 | 62.29% | 0.0001043%
2 | 4 | 11 | 4.1265e-07 | 5.1918e-07 | 592.6104 | 59.26% | 3.077e-05% | 2 | 4 | 11 | 4.1265e-07 | 5.1523e-07 | 592.6104 | 59.26% | 3.053e-05%
2 | 4 | 12 | 3.3497e-07 | 4.2144e-07 | 800.3112 | 80.03% | 3.373e-05% | 2 | 4 | 12 | 3.3497e-07 | 4.1823e-07 | 800.3112 | 80.03% | 3.347e-05%
2 | 4 | 13 | 1.4576e-07 | 1.8339e-07 | 795.0912 | 79.51% | 1.458e-05% | 2 | 4 | 13 | 1.4685e-07 | 1.8336e-07 | 795.0912 | 79.51% | 1.458e-05%
2 | 4 | 14 | 6.8717e-08 | 8.6457e-08 | 582.2508 | 58.23% | 5.034e-06% | 2 | 4 | 14 | 6.8717e-08 | 8.5799e-08 | 582.2508 | 58.23% | 4.996e-06%
2 | 4 | 15 | 4.1134e-08 | 5.1752e-08 | 490.4472 | 49.04% | 2.538e-06% | 2 | 4 | 15 | 4.146e-08 | 5.1767e-08 | 490.4472 | 49.04% | 2.539e-06%
2 | 4 | 16 | 2.3684e-08 | 2.9798e-08 | 218.082 | 21.81% | 6.498e-07% | 2 | 4 | 16 | 2.3684e-08 | 2.9572e-08 | 218.082 | 21.81% | 6.449e-07%
2 | 4 | 17 | 5.8302e-08 | 7.3353e-08 | 42.006 | 4.201% | 3.081e-07% | 2 | 4 | 17 | 5.8302e-08 | 7.2795e-08 | 42.006 | 4.201% | 3.058e-07%
2 | 4 | 18 | 1.3483e-07 | 1.6964e-07 | 0 | 0% | 0% | 2 | 4 | 18 | 1.3483e-07 | 1.6835e-07 | 0 | 0% | 0%
2 | 4 | 19 | 1.1772e-07 | 1.481e-07 | 0 | 0% | 0% | 2 | 4 | 19 | 1.1772e-07 | 1.4698e-07 | 0 | 0% | 0%
2 | 4 | 20 | 1.1124e-07 | 1.3996e-07 | 0 | 0% | 0% | 2 | 4 | 20 | 1.1124e-07 | 1.3889e-07 | 0 | 0% | 0%
2 | 4 | 21 | 5.6614e-08 | 7.1229e-08 | 0 | 0% | 0% | 2 | 4 | 21 | 5.6614e-08 | 7.0687e-08 | 0 | 0% | 0%
2 | 4 | 22 | 2.0419e-08 | 2.5691e-08 | 0 | 0% | 0% | 2 | 4 | 22 | 2.0419e-08 | 2.5495e-08 | 0 | 0% | 0%
2 | 4 | 23 | 6.5118e-09 | 8.1929e-09 | 0 | 0% | 0% | 2 | 4 | 23 | 6.5118e-09 | 8.1306e-09 | 0 | 0% | 0%
2 | 5 | 0 | 2.3659e-09 | 2.9767e-09 | 0 | 0% | 0% | 2 | 5 | 0 | 2.3659e-09 | 2.954e-09 | 0 | 0% | 0%
2 | 5 | 1 | 5.183e-10 | 6.521e-10 | 0 | 0% | 0% | 2 | 5 | 1 | 5.183e-10 | 6.4714e-10 | 0 | 0% | 0%
2 | 5 | 2 | 1.0098e-10 | 1.2705e-10 | 0 | 0% | 0% | 2 | 5 | 2 | 1.0098e-10 | 1.2608e-10 | 0 | 0% | 0%
2 | 5 | 3 | 0 | 0 | 0 | 0% | 0% | 2 | 5 | 3 | 0 | 0 | 0 | 0% | 0%
2 | 5 | 4 | 0 | 0 | 0 | 0% | 0% | 2 | 5 | 4 | 0 | 0 | 0 | 0% | 0%
2 | 5 | 5 | 1.1815e-10 | 1.4865e-10 | 0 | 0% | 0% | 2 | 5 | 5 | 1.1815e-10 | 1.4752e-10 | 0 | 0% | 0%
2 | 5 | 6 | 2.2157e-09 | 2.7877e-09 | 0 | 0% | 0% | 2 | 5 | 6 | 2.2157e-09 | 2.7665e-09 | 0 | 0% | 0%
2 | 5 | 7 | 4.4521e-09 | 5.6015e-09 | 0 | 0% | 0% | 2 | 5 | 7 | 4.4521e-09 | 5.5589e-09 | 0 | 0% | 0%
2 | 5 | 8 | 9.7606e-09 | 1.228e-08 | 9.0732 | 0.9073% | 1.114e-08% | 2 | 5 | 8 | 9.7606e-09 | 1.2187e-08 | 9.0732 | 0.9073% | 1.106e-08%
2 | 5 | 9 | 2.0594e-08 | 2.591e-08 | 90.8016 | 9.08% | 2.353e-07% | 2 | 5 | 9 | 2.0594e-08 | 2.5713e-08 | 90.8016 | 9.08% | 2.335e-07%
2 | 5 | 10 | 2.7174e-08 | 3.4189e-08 | 127.1496 | 12.71% | 4.347e-07% | 2 | 5 | 10 | 2.7174e-08 | 3.3929e-08 | 127.1496 | 12.71% | 4.314e-07%
2 | 5 | 11 | 2.8659e-08 | 3.6057e-08 | 98.0748 | 9.807% | 3.536e-07% | 2 | 5 | 11 | 2.8659e-08 | 3.5783e-08 | 98.0748 | 9.807% | 3.509e-07%
2 | 5 | 12 | 4.6065e-08 | 5.7957e-08 | 111.2004 | 11.12% | 6.445e-07% | 2 | 5 | 12 | 4.6065e-08 | 5.7516e-08 | 111.2004 | 11.12% | 6.396e-07%
2 | 5 | 13 | 5.5043e-08 | 6.9252e-08 | 69.0504 | 6.905% | 4.782e-07% | 2 | 5 | 13 | 5.5043e-08 | 6.8725e-08 | 69.0504 | 6.905% | 4.746e-07%
2 | 5 | 14 | 6.1785e-08 | 7.7736e-08 | 54.9192 | 5.492% | 4.269e-07% | 2 | 5 | 14 | 6.1785e-08 | 7.7144e-08 | 54.9192 | 5.492% | 4.237e-07%
2 | 5 | 15 | 5.7036e-08 | 7.176e-08 | 29.2944 | 2.929% | 2.102e-07% | 2 | 5 | 15 | 5.7036e-08 | 7.1214e-08 | 29.2944 | 2.929% | 2.086e-07%
2 | 5 | 16 | 6.0906e-08 | 7.6629e-08 | 14.3952 | 1.44% | 1.103e-07% | 2 | 5 | 16 | 6.0906e-08 | 7.6046e-08 | 14.3952 | 1.44% | 1.095e-07%
2 | 5 | 17 | 6.8638e-08 | 8.6357e-08 | 1.4412 | 0.1441% | 1.245e-08% | 2 | 5 | 17 | 6.8638e-08 | 8.57e-08 | 1.4412 | 0.1441% | 1.235e-08%
2 | 5 | 18 | 1.4997e-07 | 1.8868e-07 | 0 | 0% | 0% | 2 | 5 | 18 | 1.4997e-07 | 1.8724e-07 | 0 | 0% | 0%
2 | 5 | 19 | 1.1124e-07 | 1.3996e-07 | 0 | 0% | 0% | 2 | 5 | 19 | 1.1124e-07 | 1.3889e-07 | 0 | 0% | 0%
2 | 5 | 20 | 9.0591e-08 | 1.1398e-07 | 0 | 0% | 0% | 2 | 5 | 20 | 9.0591e-08 | 1.1311e-07 | 0 | 0% | 0%
2 | 5 | 21 | 4.4351e-08 | 5.58e-08 | 0 | 0% | 0% | 2 | 5 | 21 | 4.4351e-08 | 5.5376e-08 | 0 | 0% | 0%
2 | 5 | 22 | 1.4048e-08 | 1.7674e-08 | 0 | 0% | 0% | 2 | 5 | 22 | 1.4048e-08 | 1.754e-08 | 0 | 0% | 0%
2 | 5 | 23 | 4.4169e-09 | 5.5571e-09 | 0 | 0% | 0% | 2 | 5 | 23 | 4.4169e-09 | 5.5148e-09 | 0 | 0% | 0%
2 | 6 | 0 | 1.0778e-09 | 1.356e-09 | 0 | 0% | 0% | 2 | 6 | 0 | 1.0778e-09 | 1.3457e-09 | 0 | 0% | 0%
2 | 6 | 1 | 3.1706e-10 | 3.9891e-10 | 0 | 0% | 0% | 2 | 6 | 1 | 3.1706e-10 | 3.9588e-10 | 0 | 0% | 0%
2 | 6 | 2 | 0 | 0 | 0 | 0% | 0% | 2 | 6 | 2 | 0 | 0 | 0 | 0% | 0%
2 | 6 | 3 | 0 | 0 | 0 | 0% | 0% | 2 | 6 | 3 | 0 | 0 | 0 | 0% | 0%
2 | 6 | 4 | 0 | 0 | 0 | 0% | 0% | 2 | 6 | 4 | 0 | 0 | 0 | 0% | 0%
2 | 6 | 5 | 0 | 0 | 0 | 0% | 0% | 2 | 6 | 5 | 0 | 0 | 0 | 0% | 0%
2 | 6 | 6 | 8.3802e-10 | 1.0544e-09 | 0 | 0% | 0% | 2 | 6 | 6 | 8.3802e-10 | 1.0463e-09 | 0 | 0% | 0%
2 | 6 | 7 | 2.3854e-09 | 3.0012e-09 | 0 | 0% | 0% | 2 | 6 | 7 | 2.3854e-09 | 2.9783e-09 | 0 | 0% | 0%
2 | 6 | 8 | 4.8341e-09 | 6.082e-09 | 11.1708 | 1.117% | 6.794e-09% | 2 | 6 | 8 | 4.8341e-09 | 6.0357e-09 | 11.1708 | 1.117% | 6.742e-09%
2 | 6 | 9 | 8.526e-09 | 1.0727e-08 | 3.5676 | 0.3568% | 3.827e-09% | 2 | 6 | 9 | 8.526e-09 | 1.0645e-08 | 3.5676 | 0.3568% | 3.798e-09%
2 | 6 | 10 | 4.1388e-09 | 5.2073e-09 | 68.8476 | 6.885% | 3.585e-08% | 2 | 6 | 10 | 4.1388e-09 | 5.1677e-09 | 68.8476 | 6.885% | 3.558e-08%
2 | 6 | 11 | 2.0604e-09 | 2.5923e-09 | 69.5088 | 6.951% | 1.802e-08% | 2 | 6 | 11 | 2.0604e-09 | 2.5726e-09 | 69.5088 | 6.951% | 1.788e-08%
2 | 6 | 12 | 9.6404e-10 | 1.2129e-09 | 86.0028 | 8.6% | 1.043e-08% | 2 | 6 | 12 | 9.6404e-10 | 1.2037e-09 | 86.0028 | 8.6% | 1.035e-08%
2 | 6 | 13 | 0 | 0 | 66.0192 | 6.602% | 0% | 2 | 6 | 13 | 0 | 0 | 66.0192 | 6.602% | 0%
2 | 6 | 14 | 0 | 0 | 83.8908 | 8.389% | 0% | 2 | 6 | 14 | 0 | 0 | 83.8908 | 8.389% | 0%
2 | 6 | 15 | 0 | 0 | 35.5332 | 3.553% | 0% | 2 | 6 | 15 | 0 | 0 | 35.5332 | 3.553% | 0%
2 | 6 | 16 | 0 | 0 | 360.0528 | 36.01% | 0% | 2 | 6 | 16 | 0 | 0 | 360.0528 | 36.01% | 0%
2 | 6 | 17 | 2.3201e-10 | 2.919e-10 | 109.4664 | 10.95% | 3.195e-09% | 2 | 6 | 17 | 2.3201e-10 | 2.8968e-10 | 109.4664 | 10.95% | 3.171e-09%
2 | 6 | 18 | 1.8629e-09 | 2.3439e-09 | 0 | 0% | 0% | 2 | 6 | 18 | 1.8629e-09 | 2.326e-09 | 0 | 0% | 0%
2 | 6 | 19 | 9.7682e-10 | 1.229e-09 | 0 | 0% | 0% | 2 | 6 | 19 | 9.7682e-10 | 1.2196e-09 | 0 | 0% | 0%
2 | 6 | 20 | 8.9596e-10 | 1.1273e-09 | 0 | 0% | 0% | 2 | 6 | 20 | 8.9596e-10 | 1.1187e-09 | 0 | 0% | 0%
2 | 6 | 21 | 2.1973e-10 | 2.7645e-10 | 0 | 0% | 0% | 2 | 6 | 21 | 2.1973e-10 | 2.7435e-10 | 0 | 0% | 0%
2 | 6 | 22 | 0 | 0 | 0 | 0% | 0% | 2 | 6 | 22 | 0 | 0 | 0 | 0% | 0%
2 | 6 | 23 | 0 | 0 | 0 | 0% | 0% | 2 | 6 | 23 | 0 | 0 | 0 | 0% | 0%
2 | 7 | 0 | 0 | 0 | 0 | 0% | 0% | 2 | 7 | 0 | 0 | 0 | 0 | 0% | 0%
2 | 7 | 1 | 0 | 0 | 0 | 0% | 0% | 2 | 7 | 1 | 0 | 0 | 0 | 0% | 0%
2 | 7 | 2 | 0 | 0 | 0 | 0% | 0% | 2 | 7 | 2 | 0 | 0 | 0 | 0% | 0%
2 | 7 | 3 | 0 | 0 | 0 | 0% | 0% | 2 | 7 | 3 | 0 | 0 | 0 | 0% | 0%
2 | 7 | 4 | 0 | 0 | 0 | 0% | 0% | 2 | 7 | 4 | 0 | 0 | 0 | 0% | 0%
2 | 7 | 5 | 3.4328e-10 | 4.319e-10 | 0 | 0% | 0% | 2 | 7 | 5 | 3.4328e-10 | 4.2862e-10 | 0 | 0% | 0%
2 | 7 | 6 | 1.4358e-08 | 1.8065e-08 | 0 | 0% | 0% | 2 | 7 | 6 | 1.4358e-08 | 1.7927e-08 | 0 | 0% | 0%
2 | 7 | 7 | 1.3207e-07 | 1.6616e-07 | 0 | 0% | 0% | 2 | 7 | 7 | 1.3207e-07 | 1.649e-07 | 0 | 0% | 0%
2 | 7 | 8 | 1.4363e-07 | 1.807e-07 | 37.4628 | 3.746% | 6.77e-07% | 2 | 7 | 8 | 1.4363e-07 | 1.7933e-07 | 37.4628 | 3.746% | 6.718e-07%
2 | 7 | 9 | 1.7472e-07 | 2.1983e-07 | 248.3556 | 24.84% | 5.46e-06% | 2 | 7 | 9 | 1.7472e-07 | 2.1816e-07 | 248.3556 | 24.84% | 5.418e-06%
2 | 7 | 10 | 2.3466e-07 | 2.9524e-07 | 329.3532 | 32.94% | 9.724e-06% | 2 | 7 | 10 | 2.3466e-07 | 2.93e-07 | 329.3532 | 32.94% | 9.65e-06%
2 | 7 | 11 | 2.3122e-07 | 2.9091e-07 | 296.2584 | 29.63% | 8.619e-06% | 2 | 7 | 11 | 2.3122e-07 | 2.887e-07 | 296.2584 | 29.63% | 8.553e-06%
2 | 7 | 12 | 2.7213e-07 | 3.4238e-07 | 204.798 | 20.48% | 7.012e-06% | 2 | 7 | 12 | 2.7213e-07 | 3.3978e-07 | 204.798 | 20.48% | 6.959e-06%
2 | 7 | 13 | 2.0076e-07 | 2.5259e-07 | 576.648 | 57.66% | 1.457e-05% | 2 | 7 | 13 | 2.0076e-07 | 2.5067e-07 | 576.648 | 57.66% | 1.445e-05%
2 | 7 | 14 | 2.094e-07 | 2.6345e-07 | 307.9656 | 30.8% | 8.113e-06% | 2 | 7 | 14 | 2.094e-07 | 2.6145e-07 | 307.9656 | 30.8% | 8.052e-06%
2 | 7 | 15 | 1.8527e-07 | 2.331e-07 | 321.1296 | 32.11% | 7.486e-06% | 2 | 7 | 15 | 1.8527e-07 | 2.3133e-07 | 321.1296 | 32.11% | 7.429e-06%
2 | 7 | 16 | 1.8106e-07 | 2.2781e-07 | 214.1172 | 21.41% | 4.878e-06% | 2 | 7 | 16 | 1.8106e-07 | 2.2607e-07 | 214.1172 | 21.41% | 4.841e-06%
2 | 7 | 17 | 3.3247e-07 | 4.183e-07 | 59.424 | 5.942% | 2.486e-06% | 2 | 7 | 17 | 3.3247e-07 | 4.1512e-07 | 59.424 | 5.942% | 2.467e-06%
2 | 7 | 18 | 5.3338e-07 | 6.7107e-07 | 0 | 0% | 0% | 2 | 7 | 18 | 5.3338e-07 | 6.6596e-07 | 0 | 0% | 0%
2 | 7 | 19 | 8.3244e-07 | 1.0473e-06 | 0 | 0% | 0% | 2 | 7 | 19 | 8.3244e-07 | 1.0394e-06 | 0 | 0% | 0%
2 | 7 | 20 | 5.1188e-07 | 6.4402e-07 | 0 | 0% | 0% | 2 | 7 | 20 | 5.1188e-07 | 6.3913e-07 | 0 | 0% | 0%
2 | 7 | 21 | 3.2044e-07 | 4.0316e-07 | 0 | 0% | 0% | 2 | 7 | 21 | 3.2044e-07 | 4.0009e-07 | 0 | 0% | 0%
2 | 7 | 22 | 1.3577e-07 | 1.7082e-07 | 0 | 0% | 0% | 2 | 7 | 22 | 1.3577e-07 | 1.6952e-07 | 0 | 0% | 0%
2 | 7 | 23 | 5.0326e-08 | 6.3318e-08 | 0 | 0% | 0% | 2 | 7 | 23 | 5.0326e-08 | 6.2836e-08 | 0 | 0% | 0%
2 | 8 | 0 | 2.3865e-08 | 3.0025e-08 | 0 | 0% | 0% | 2 | 8 | 0 | 2.3865e-08 | 2.9797e-08 | 0 | 0% | 0%
2 | 8 | 1 | 1.384e-08 | 1.7413e-08 | 0 | 0% | 0% | 2 | 8 | 1 | 1.384e-08 | 1.728e-08 | 0 | 0% | 0%
2 | 8 | 2 | 1.2711e-08 | 1.5993e-08 | 0 | 0% | 0% | 2 | 8 | 2 | 1.2711e-08 | 1.5871e-08 | 0 | 0% | 0%
2 | 8 | 3 | 1.2611e-08 | 1.5867e-08 | 0 | 0% | 0% | 2 | 8 | 3 | 1.2611e-08 | 1.5746e-08 | 0 | 0% | 0%
2 | 8 | 4 | 2.1229e-08 | 2.6709e-08 | 0 | 0% | 0% | 2 | 8 | 4 | 2.1229e-08 | 2.6506e-08 | 0 | 0% | 0%
2 | 8 | 5 | 7.7315e-08 | 9.7274e-08 | 0 | 0% | 0% | 2 | 8 | 5 | 7.7315e-08 | 9.6534e-08 | 0 | 0% | 0%
2 | 8 | 6 | 5.1881e-07 | 6.5274e-07 | 0 | 0% | 0% | 2 | 8 | 6 | 5.1881e-07 | 6.4777e-07 | 0 | 0% | 0%
2 | 8 | 7 | 2.1238e-06 | 2.672e-06 | 0 | 0% | 0% | 2 | 8 | 7 | 2.1238e-06 | 2.6517e-06 | 0 | 0% | 0%
2 | 8 | 8 | 2.7246e-06 | 3.428e-06 | 34.206 | 3.421% | 1.173e-05% | 2 | 8 | 8 | 2.7246e-06 | 3.4019e-06 | 34.206 | 3.421% | 1.164e-05%
2 | 8 | 9 | 2.1541e-06 | 2.7102e-06 | 114.834 | 11.48% | 3.112e-05% | 2 | 8 | 9 | 2.1541e-06 | 2.6896e-06 | 114.834 | 11.48% | 3.089e-05%
2 | 8 | 10 | 2.7083e-06 | 3.4075e-06 | 277.4604 | 27.75% | 9.454e-05% | 2 | 8 | 10 | 2.7083e-06 | 3.3816e-06 | 277.4604 | 27.75% | 9.383e-05%
2 | 8 | 11 | 2.4998e-06 | 3.1451e-06 | 360.0576 | 36.01% | 0.0001132% | 2 | 8 | 11 | 2.5178e-06 | 3.1436e-06 | 360.0576 | 36.01% | 0.0001132%
2 | 8 | 12 | 2.1256e-06 | 2.6743e-06 | 481.632 | 48.16% | 0.0001288% | 2 | 8 | 12 | 2.1548e-06 | 2.6905e-06 | 481.632 | 48.16% | 0.0001296%
2 | 8 | 13 | 1.3238e-06 | 1.6655e-06 | 754.9476 | 75.49% | 0.0001257% | 2 | 8 | 13 | 1.3238e-06 | 1.6528e-06 | 754.9476 | 75.49% | 0.0001248%
2 | 8 | 14 | 7.4684e-07 | 9.3964e-07 | 783.054 | 78.31% | 7.358e-05% | 2 | 8 | 14 | 7.4684e-07 | 9.325e-07 | 783.054 | 78.31% | 7.302e-05%
2 | 8 | 15 | 3.8285e-07 | 4.8168e-07 | 550.176 | 55.02% | 2.65e-05% | 2 | 8 | 15 | 3.8285e-07 | 4.7802e-07 | 550.176 | 55.02% | 2.63e-05%
2 | 8 | 16 | 2.7421e-07 | 3.45e-07 | 287.844 | 28.78% | 9.931e-06% | 2 | 8 | 16 | 2.7421e-07 | 3.4237e-07 | 287.844 | 28.78% | 9.855e-06%
2 | 8 | 17 | 5.5232e-07 | 6.9491e-07 | 124.626 | 12.46% | 8.66e-06% | 2 | 8 | 17 | 5.5232e-07 | 6.8962e-07 | 124.626 | 12.46% | 8.594e-06%
2 | 8 | 18 | 2.4981e-06 | 3.143e-06 | 0 | 0% | 0% | 2 | 8 | 18 | 2.4981e-06 | 3.1191e-06 | 0 | 0% | 0%
2 | 8 | 19 | 8.9362e-06 | 1.1243e-05 | 0 | 0% | 0% | 2 | 8 | 19 | 8.9362e-06 | 1.1158e-05 | 0 | 0% | 0%
2 | 8 | 20 | 8.9908e-06 | 1.1312e-05 | 0 | 0% | 0% | 2 | 8 | 20 | 8.9908e-06 | 1.1226e-05 | 0 | 0% | 0%
2 | 8 | 21 | 5.545e-06 | 6.9764e-06 | 0 | 0% | 0% | 2 | 8 | 21 | 5.545e-06 | 6.9233e-06 | 0 | 0% | 0%
2 | 8 | 22 | 2.5161e-06 | 3.1657e-06 | 0 | 0% | 0% | 2 | 8 | 22 | 2.5161e-06 | 3.1416e-06 | 0 | 0% | 0%
2 | 8 | 23 | 8.1015e-07 | 1.0193e-06 | 0 | 0% | 0% | 2 | 8 | 23 | 8.1015e-07 | 1.0115e-06 | 0 | 0% | 0%
2 | 9 | 0 | 5.0536e-07 | 6.3582e-07 | 0 | 0% | 0% | 2 | 9 | 0 | 5.0536e-07 | 6.3098e-07 | 0 | 0% | 0%
2 | 9 | 1 | 3.6153e-07 | 4.5486e-07 | 0 | 0% | 0% | 2 | 9 | 1 | 3.6153e-07 | 4.514e-07 | 0 | 0% | 0%
2 | 9 | 2 | 2.5189e-07 | 3.1692e-07 | 0 | 0% | 0% | 2 | 9 | 2 | 2.5189e-07 | 3.1451e-07 | 0 | 0% | 0%
2 | 9 | 3 | 2.0069e-07 | 2.525e-07 | 0 | 0% | 0% | 2 | 9 | 3 | 2.0069e-07 | 2.5058e-07 | 0 | 0% | 0%
2 | 9 | 4 | 3.2044e-07 | 4.0316e-07 | 0 | 0% | 0% | 2 | 9 | 4 | 3.2044e-07 | 4.0009e-07 | 0 | 0% | 0%
2 | 9 | 5 | 6.3902e-07 | 8.0399e-07 | 0 | 0% | 0% | 2 | 9 | 5 | 6.3902e-07 | 7.9787e-07 | 0 | 0% | 0%
2 | 9 | 6 | 8.1811e-06 | 1.0293e-05 | 0 | 0% | 0% | 2 | 9 | 6 | 8.1811e-06 | 1.0215e-05 | 0 | 0% | 0%
2 | 9 | 7 | 3.4776e-05 | 4.3753e-05 | 0 | 0% | 0% | 2 | 9 | 7 | 3.4776e-05 | 4.3421e-05 | 0 | 0% | 0%
2 | 9 | 8 | 2.8426e-05 | 3.5764e-05 | 46.6152 | 4.662% | 0.0001667% | 2 | 9 | 8 | 2.8426e-05 | 3.5492e-05 | 46.6152 | 4.662% | 0.0001654%
2 | 9 | 9 | 2.9122e-05 | 3.664e-05 | 122.79 | 12.28% | 0.0004499% | 2 | 9 | 9 | 2.9122e-05 | 3.6361e-05 | 122.79 | 12.28% | 0.0004465%
2 | 9 | 10 | 2.3653e-05 | 2.9759e-05 | 295.2372 | 29.52% | 0.0008786% | 2 | 9 | 10 | 2.3653e-05 | 2.9533e-05 | 295.2372 | 29.52% | 0.0008719%
2 | 9 | 11 | 6.653e-06 | 8.3705e-06 | 406.2204 | 40.62% | 0.00034% | 2 | 9 | 11 | 6.6915e-06 | 8.3549e-06 | 406.2204 | 40.62% | 0.0003394%
2 | 9 | 12 | 6.1008e-06 | 7.6758e-06 | 169.5084 | 16.95% | 0.0001301% | 2 | 9 | 12 | 6.1008e-06 | 7.6174e-06 | 169.5084 | 16.95% | 0.0001291%
2 | 9 | 13 | 4.6978e-06 | 5.9105e-06 | 211.8156 | 21.18% | 0.0001252% | 2 | 9 | 13 | 4.7266e-06 | 5.9015e-06 | 211.8156 | 21.18% | 0.000125%
2 | 9 | 14 | 3.0267e-06 | 3.808e-06 | 157.032 | 15.7% | 5.98e-05% | 2 | 9 | 14 | 3.0457e-06 | 3.8028e-06 | 157.032 | 15.7% | 5.972e-05%
2 | 9 | 15 | 3.1432e-06 | 3.9547e-06 | 59.8368 | 5.984% | 2.366e-05% | 2 | 9 | 15 | 3.1633e-06 | 3.9497e-06 | 59.8368 | 5.984% | 2.363e-05%
2 | 9 | 16 | 2.8916e-06 | 3.6381e-06 | 94.7364 | 9.474% | 3.447e-05% | 2 | 9 | 16 | 2.9112e-06 | 3.6348e-06 | 94.7364 | 9.474% | 3.444e-05%
2 | 9 | 17 | 5.3083e-06 | 6.6787e-06 | 3.6 | 0.36% | 2.404e-06% | 2 | 9 | 17 | 5.3083e-06 | 6.6279e-06 | 3.6 | 0.36% | 2.386e-06%
2 | 9 | 18 | 2.1157e-05 | 2.6619e-05 | 0 | 0% | 0% | 2 | 9 | 18 | 2.1157e-05 | 2.6416e-05 | 0 | 0% | 0%
2 | 9 | 19 | 2.1157e-05 | 2.6619e-05 | 0 | 0% | 0% | 2 | 9 | 19 | 2.1157e-05 | 2.6416e-05 | 0 | 0% | 0%
2 | 9 | 20 | 1.7197e-05 | 2.1636e-05 | 0 | 0% | 0% | 2 | 9 | 20 | 1.7197e-05 | 2.1472e-05 | 0 | 0% | 0%
2 | 9 | 21 | 6.1365e-06 | 7.7206e-06 | 0 | 0% | 0% | 2 | 9 | 21 | 6.1365e-06 | 7.6619e-06 | 0 | 0% | 0%
2 | 9 | 22 | 1.6681e-06 | 2.0987e-06 | 0 | 0% | 0% | 2 | 9 | 22 | 1.6681e-06 | 2.0827e-06 | 0 | 0% | 0%
2 | 9 | 23 | 6.7575e-07 | 8.5019e-07 | 0 | 0% | 0% | 2 | 9 | 23 | 6.7575e-07 | 8.4373e-07 | 0 | 0% | 0%
2 | 10 | 0 | 4.4149e-07 | 5.5546e-07 | 0 | 0% | 0% | 2 | 10 | 0 | 4.4149e-07 | 5.5124e-07 | 0 | 0% | 0%
2 | 10 | 1 | 3.3467e-07 | 4.2107e-07 | 0 | 0% | 0% | 2 | 10 | 1 | 3.3467e-07 | 4.1787e-07 | 0 | 0% | 0%
2 | 10 | 2 | 3.0281e-07 | 3.8097e-07 | 0 | 0% | 0% | 2 | 10 | 2 | 3.0281e-07 | 3.7808e-07 | 0 | 0% | 0%
2 | 10 | 3 | 5.5968e-07 | 7.0416e-07 | 0 | 0% | 0% | 2 | 10 | 3 | 5.5968e-07 | 6.988e-07 | 0 | 0% | 0%
2 | 10 | 4 | 8.2144e-07 | 1.0335e-06 | 0 | 0% | 0% | 2 | 10 | 4 | 8.2144e-07 | 1.0256e-06 | 0 | 0% | 0%
2 | 10 | 5 | 5.3074e-06 | 6.6775e-06 | 0 | 0% | 0% | 2 | 10 | 5 | 5.3074e-06 | 6.6267e-06 | 0 | 0% | 0%
2 | 10 | 6 | 3.9975e-05 | 5.0294e-05 | 0 | 0% | 0% | 2 | 10 | 6 | 3.9975e-05 | 4.9912e-05 | 0 | 0% | 0%
2 | 10 | 7 | 0.00013506 | 0.00016992 | 0 | 0% | 0% | 2 | 10 | 7 | 0.00013506 | 0.00016863 | 0 | 0% | 0%
2 | 10 | 8 | 0.0001584 | 0.0001993 | 182.5524 | 18.26% | 0.003638% | 2 | 10 | 8 | 0.0001584 | 0.00019778 | 182.5524 | 18.26% | 0.003611%
2 | 10 | 9 | 6.0495e-05 | 7.6113e-05 | 452.6064 | 45.26% | 0.003445% | 2 | 10 | 9 | 6.0495e-05 | 7.5534e-05 | 452.6064 | 45.26% | 0.003419%
2 | 10 | 10 | 2.2723e-05 | 2.8589e-05 | 670.0596 | 67.01% | 0.001916% | 2 | 10 | 10 | 2.2723e-05 | 2.8372e-05 | 670.0596 | 67.01% | 0.001901%
2 | 10 | 11 | 4.7308e-06 | 5.952e-06 | 802.6176 | 80.26% | 0.0004777% | 2 | 10 | 11 | 4.7308e-06 | 5.9068e-06 | 802.6176 | 80.26% | 0.0004741%
2 | 10 | 12 | 1.5647e-06 | 1.9686e-06 | 872.4024 | 87.24% | 0.0001717% | 2 | 10 | 12 | 1.5647e-06 | 1.9537e-06 | 872.4024 | 87.24% | 0.0001704%
2 | 10 | 13 | 7.4725e-07 | 9.4016e-07 | 861.2952 | 86.13% | 8.098e-05% | 2 | 10 | 13 | 7.4725e-07 | 9.3301e-07 | 861.2952 | 86.13% | 8.036e-05%
2 | 10 | 14 | 3.7776e-07 | 4.7528e-07 | 410.5116 | 41.05% | 1.951e-05% | 2 | 10 | 14 | 3.7776e-07 | 4.7166e-07 | 410.5116 | 41.05% | 1.936e-05%
2 | 10 | 15 | 2.2982e-07 | 2.8915e-07 | 188.052 | 18.81% | 5.437e-06% | 2 | 10 | 15 | 2.2982e-07 | 2.8695e-07 | 188.052 | 18.81% | 5.396e-06%
2 | 10 | 16 | 1.4475e-07 | 1.8212e-07 | 430.2324 | 43.02% | 7.835e-06% | 2 | 10 | 16 | 1.4475e-07 | 1.8073e-07 | 430.2324 | 43.02% | 7.776e-06%
2 | 10 | 17 | 2.8397e-07 | 3.5728e-07 | 160.4544 | 16.05% | 5.733e-06% | 2 | 10 | 17 | 2.8397e-07 | 3.5456e-07 | 160.4544 | 16.05% | 5.689e-06%
2 | 10 | 18 | 1.4418e-06 | 1.814e-06 | 0 | 0% | 0% | 2 | 10 | 18 | 1.4418e-06 | 1.8002e-06 | 0 | 0% | 0%
2 | 10 | 19 | 6.0557e-06 | 7.619e-06 | 0 | 0% | 0% | 2 | 10 | 19 | 6.0557e-06 | 7.5611e-06 | 0 | 0% | 0%
2 | 10 | 20 | 1.0219e-05 | 1.2857e-05 | 0 | 0% | 0% | 2 | 10 | 20 | 1.0219e-05 | 1.2759e-05 | 0 | 0% | 0%
2 | 10 | 21 | 3.6344e-06 | 4.5726e-06 | 0 | 0% | 0% | 2 | 10 | 21 | 3.6344e-06 | 4.5378e-06 | 0 | 0% | 0%
2 | 10 | 22 | 2.8162e-06 | 3.5432e-06 | 0 | 0% | 0% | 2 | 10 | 22 | 2.8162e-06 | 3.5162e-06 | 0 | 0% | 0%
2 | 10 | 23 | 8.0462e-07 | 1.0123e-06 | 0 | 0% | 0% | 2 | 10 | 23 | 8.0462e-07 | 1.0046e-06 | 0 | 0% | 0%
2 | 11 | 0 | 5.9632e-07 | 7.5027e-07 | 0 | 0% | 0% | 2 | 11 | 0 | 5.9632e-07 | 7.4456e-07 | 0 | 0% | 0%
2 | 11 | 1 | 6.9559e-07 | 8.7516e-07 | 0 | 0% | 0% | 2 | 11 | 1 | 6.9559e-07 | 8.685e-07 | 0 | 0% | 0%
2 | 11 | 2 | 6.3437e-07 | 7.9814e-07 | 0 | 0% | 0% | 2 | 11 | 2 | 6.3437e-07 | 7.9207e-07 | 0 | 0% | 0%
2 | 11 | 3 | 6.0027e-07 | 7.5523e-07 | 0 | 0% | 0% | 2 | 11 | 3 | 6.0027e-07 | 7.4948e-07 | 0 | 0% | 0%
2 | 11 | 4 | 1.6345e-06 | 2.0564e-06 | 0 | 0% | 0% | 2 | 11 | 4 | 1.6345e-06 | 2.0407e-06 | 0 | 0% | 0%
2 | 11 | 5 | 7.3101e-06 | 9.1972e-06 | 0 | 0% | 0% | 2 | 11 | 5 | 7.3101e-06 | 9.1273e-06 | 0 | 0% | 0%
2 | 11 | 6 | 4.1144e-05 | 5.1766e-05 | 0 | 0% | 0% | 2 | 11 | 6 | 4.1144e-05 | 5.1372e-05 | 0 | 0% | 0%
2 | 11 | 7 | 0.00017991 | 0.00022635 | 0 | 0% | 0% | 2 | 11 | 7 | 0.00017991 | 0.00022463 | 0 | 0% | 0%
2 | 11 | 8 | 6.9034e-05 | 8.6855e-05 | 77.6712 | 7.767% | 0.0006746% | 2 | 11 | 8 | 6.9034e-05 | 8.6194e-05 | 77.6712 | 7.767% | 0.0006695%
2 | 11 | 9 | 1.9755e-05 | 2.4855e-05 | 377.6328 | 37.76% | 0.0009386% | 2 | 11 | 9 | 1.9755e-05 | 2.4666e-05 | 377.6328 | 37.76% | 0.0009315%
2 | 11 | 10 | 5.0824e-06 | 6.3944e-06 | 508.3392 | 50.83% | 0.0003251% | 2 | 11 | 10 | 5.0824e-06 | 6.3458e-06 | 508.3392 | 50.83% | 0.0003226%
2 | 11 | 11 | 9.2864e-07 | 1.1684e-06 | 605.6784 | 60.57% | 7.077e-05% | 2 | 11 | 11 | 9.3504e-07 | 1.1675e-06 | 605.6784 | 60.57% | 7.071e-05%
2 | 11 | 12 | 3.8306e-07 | 4.8194e-07 | 652.6488 | 65.26% | 3.145e-05% | 2 | 11 | 12 | 3.8306e-07 | 4.7828e-07 | 652.6488 | 65.26% | 3.121e-05%
2 | 11 | 13 | 2.0691e-07 | 2.6032e-07 | 621.3876 | 62.14% | 1.618e-05% | 2 | 11 | 13 | 2.0832e-07 | 2.601e-07 | 621.3876 | 62.14% | 1.616e-05%
2 | 11 | 14 | 9.0057e-08 | 1.1331e-07 | 438.186 | 43.82% | 4.965e-06% | 2 | 11 | 14 | 9.0747e-08 | 1.1331e-07 | 438.186 | 43.82% | 4.965e-06%
2 | 11 | 15 | 5.6699e-08 | 7.1336e-08 | 377.928 | 37.79% | 2.696e-06% | 2 | 11 | 15 | 5.6699e-08 | 7.0793e-08 | 377.928 | 37.79% | 2.675e-06%
2 | 11 | 16 | 5.2295e-08 | 6.5795e-08 | 238.4316 | 23.84% | 1.569e-06% | 2 | 11 | 16 | 5.2685e-08 | 6.5782e-08 | 238.4316 | 23.84% | 1.568e-06%
2 | 11 | 17 | 8.4771e-08 | 1.0666e-07 | 73.9644 | 7.396% | 7.889e-07% | 2 | 11 | 17 | 8.4771e-08 | 1.0584e-07 | 73.9644 | 7.396% | 7.829e-07%
2 | 11 | 18 | 3.1824e-07 | 4.004e-07 | 0 | 0% | 0% | 2 | 11 | 18 | 3.1824e-07 | 3.9735e-07 | 0 | 0% | 0%
2 | 11 | 19 | 6.17e-07 | 7.7628e-07 | 0 | 0% | 0% | 2 | 11 | 19 | 6.17e-07 | 7.7037e-07 | 0 | 0% | 0%
2 | 11 | 20 | 6.2556e-07 | 7.8706e-07 | 0 | 0% | 0% | 2 | 11 | 20 | 6.2556e-07 | 7.8107e-07 | 0 | 0% | 0%
2 | 11 | 21 | 4.6964e-07 | 5.9088e-07 | 0 | 0% | 0% | 2 | 11 | 21 | 4.6964e-07 | 5.8639e-07 | 0 | 0% | 0%
2 | 11 | 22 | 1.962e-07 | 2.4685e-07 | 0 | 0% | 0% | 2 | 11 | 22 | 1.962e-07 | 2.4497e-07 | 0 | 0% | 0%
2 | 11 | 23 | 7.7315e-08 | 9.7274e-08 | 0 | 0% | 0% | 2 | 11 | 23 | 7.7315e-08 | 9.6534e-08 | 0 | 0% | 0%
2 | 12 | 0 | 3.8686e-08 | 4.8673e-08 | 0 | 0% | 0% | 2 | 12 | 0 | 3.8686e-08 | 4.8303e-08 | 0 | 0% | 0%
2 | 12 | 1 | 1.8727e-08 | 2.3561e-08 | 0 | 0% | 0% | 2 | 12 | 1 | 1.8727e-08 | 2.3382e-08 | 0 | 0% | 0%
2 | 12 | 2 | 8.8781e-09 | 1.117e-08 | 0 | 0% | 0% | 2 | 12 | 2 | 8.8781e-09 | 1.1085e-08 | 0 | 0% | 0%
2 | 12 | 3 | 5.7748e-09 | 7.2656e-09 | 0 | 0% | 0% | 2 | 12 | 3 | 5.7748e-09 | 7.2103e-09 | 0 | 0% | 0%
2 | 12 | 4 | 6.0137e-09 | 7.5661e-09 | 0 | 0% | 0% | 2 | 12 | 4 | 6.0137e-09 | 7.5085e-09 | 0 | 0% | 0%
2 | 12 | 5 | 8.806e-09 | 1.1079e-08 | 0 | 0% | 0% | 2 | 12 | 5 | 8.806e-09 | 1.0995e-08 | 0 | 0% | 0%
2 | 12 | 6 | 1.8872e-08 | 2.3744e-08 | 0 | 0% | 0% | 2 | 12 | 6 | 1.8872e-08 | 2.3563e-08 | 0 | 0% | 0%
2 | 12 | 7 | 4.2363e-08 | 5.3299e-08 | 0 | 0% | 0% | 2 | 12 | 7 | 4.2363e-08 | 5.2894e-08 | 0 | 0% | 0%
2 | 12 | 8 | 5.4646e-08 | 6.8753e-08 | 16.4724 | 1.647% | 1.133e-07% | 2 | 12 | 8 | 5.4646e-08 | 6.823e-08 | 16.4724 | 1.647% | 1.124e-07%
2 | 12 | 9 | 5.8345e-08 | 7.3407e-08 | 100.68 | 10.07% | 7.391e-07% | 2 | 12 | 9 | 5.8345e-08 | 7.2849e-08 | 100.68 | 10.07% | 7.334e-07%
2 | 12 | 10 | 3.2591e-08 | 4.1005e-08 | 145.6608 | 14.57% | 5.973e-07% | 2 | 12 | 10 | 3.2591e-08 | 4.0693e-08 | 145.6608 | 14.57% | 5.927e-07%
2 | 12 | 11 | 1.4381e-08 | 1.8093e-08 | 328.092 | 32.81% | 5.936e-07% | 2 | 12 | 11 | 1.4485e-08 | 1.8086e-08 | 328.092 | 32.81% | 5.934e-07%
2 | 12 | 12 | 3.9407e-09 | 4.958e-09 | 307.0104 | 30.7% | 1.522e-07% | 2 | 12 | 12 | 3.9407e-09 | 4.9202e-09 | 307.0104 | 30.7% | 1.511e-07%
2 | 12 | 13 | 1.4001e-09 | 1.7615e-09 | 618.3996 | 61.84% | 1.089e-07% | 2 | 12 | 13 | 1.4116e-09 | 1.7625e-09 | 618.3996 | 61.84% | 1.09e-07%
2 | 12 | 14 | 0 | 0 | 363.0876 | 36.31% | 0% | 2 | 12 | 14 | 0 | 0 | 363.0876 | 36.31% | 0%
2 | 12 | 15 | 0 | 0 | 291.2664 | 29.13% | 0% | 2 | 12 | 15 | 0 | 0 | 291.2664 | 29.13% | 0%
2 | 12 | 16 | 0 | 0 | 402.9708 | 40.3% | 0% | 2 | 12 | 16 | 0 | 0 | 402.9708 | 40.3% | 0%
2 | 12 | 17 | 3.3094e-10 | 4.1637e-10 | 150.3768 | 15.04% | 6.261e-09% | 2 | 12 | 17 | 3.3094e-10 | 4.132e-10 | 150.3768 | 15.04% | 6.214e-09%
2 | 12 | 18 | 3.4261e-09 | 4.3105e-09 | 0 | 0% | 0% | 2 | 12 | 18 | 3.4261e-09 | 4.2777e-09 | 0 | 0% | 0%
2 | 12 | 19 | 1.1412e-08 | 1.4358e-08 | 0 | 0% | 0% | 2 | 12 | 19 | 1.1412e-08 | 1.4249e-08 | 0 | 0% | 0%
2 | 12 | 20 | 1.1155e-08 | 1.4035e-08 | 0 | 0% | 0% | 2 | 12 | 20 | 1.1155e-08 | 1.3928e-08 | 0 | 0% | 0%
2 | 12 | 21 | 9.5358e-09 | 1.1997e-08 | 0 | 0% | 0% | 2 | 12 | 21 | 9.5358e-09 | 1.1906e-08 | 0 | 0% | 0%
2 | 12 | 22 | 3.451e-09 | 4.3418e-09 | 0 | 0% | 0% | 2 | 12 | 22 | 3.451e-09 | 4.3088e-09 | 0 | 0% | 0%
2 | 12 | 23 | 1.8629e-09 | 2.3439e-09 | 0 | 0% | 0% | 2 | 12 | 23 | 1.8629e-09 | 2.326e-09 | 0 | 0% | 0%
2 | 13 | 0 | 7.5715e-10 | 9.5261e-10 | 0 | 0% | 0% | 2 | 13 | 0 | 7.5715e-10 | 9.4536e-10 | 0 | 0% | 0%
2 | 13 | 1 | 0 | 0 | 0 | 0% | 0% | 2 | 13 | 1 | 0 | 0 | 0 | 0% | 0%
2 | 13 | 2 | 0 | 0 | 0 | 0% | 0% | 2 | 13 | 2 | 0 | 0 | 0 | 0% | 0%
2 | 13 | 3 | 0 | 0 | 0 | 0% | 0% | 2 | 13 | 3 | 0 | 0 | 0 | 0% | 0%
2 | 13 | 4 | 0 | 0 | 0 | 0% | 0% | 2 | 13 | 4 | 0 | 0 | 0 | 0% | 0%
2 | 13 | 5 | 5.2281e-10 | 6.5777e-10 | 0 | 0% | 0% | 2 | 13 | 5 | 5.2281e-10 | 6.5277e-10 | 0 | 0% | 0%
2 | 13 | 6 | 1.6114e-09 | 2.0274e-09 | 0 | 0% | 0% | 2 | 13 | 6 | 1.6114e-09 | 2.012e-09 | 0 | 0% | 0%
2 | 13 | 7 | 2.3086e-09 | 2.9045e-09 | 0 | 0% | 0% | 2 | 13 | 7 | 2.3086e-09 | 2.8825e-09 | 0 | 0% | 0%
2 | 13 | 8 | 4.067e-09 | 5.1169e-09 | 10.2936 | 1.029% | 5.267e-09% | 2 | 13 | 8 | 4.067e-09 | 5.078e-09 | 10.2936 | 1.029% | 5.227e-09%
2 | 13 | 9 | 3.3204e-09 | 4.1775e-09 | 43.878 | 4.388% | 1.833e-08% | 2 | 13 | 9 | 3.3204e-09 | 4.1458e-09 | 43.878 | 4.388% | 1.819e-08%
2 | 13 | 10 | 1.5725e-09 | 1.9785e-09 | 111.2148 | 11.12% | 2.2e-08% | 2 | 13 | 10 | 1.5725e-09 | 1.9634e-09 | 111.2148 | 11.12% | 2.184e-08%
2 | 13 | 11 | 0 | 0 | 179.7576 | 17.98% | 0% | 2 | 13 | 11 | 0 | 0 | 179.7576 | 17.98% | 0%
2 | 13 | 12 | 0 | 0 | 258.0036 | 25.8% | 0% | 2 | 13 | 12 | 0 | 0 | 258.0036 | 25.8% | 0%
2 | 13 | 13 | 0 | 0 | 364.6416 | 36.46% | 0% | 2 | 13 | 13 | 0 | 0 | 364.6416 | 36.46% | 0%
2 | 13 | 14 | 0 | 0 | 588.7704 | 58.88% | 0% | 2 | 13 | 14 | 0 | 0 | 588.7704 | 58.88% | 0%
2 | 13 | 15 | 0 | 0 | 370.2156 | 37.02% | 0% | 2 | 13 | 15 | 0 | 0 | 370.2156 | 37.02% | 0%
2 | 13 | 16 | 0 | 0 | 317.2464 | 31.72% | 0% | 2 | 13 | 16 | 0 | 0 | 317.2464 | 31.72% | 0%
2 | 13 | 17 | 0 | 0 | 123.15 | 12.31% | 0% | 2 | 13 | 17 | 0 | 0 | 123.15 | 12.31% | 0%
2 | 13 | 18 | 0 | 0 | 0 | 0% | 0% | 2 | 13 | 18 | 0 | 0 | 0 | 0% | 0%
2 | 13 | 19 | 9.6904e-10 | 1.2192e-09 | 0 | 0% | 0% | 2 | 13 | 19 | 9.6904e-10 | 1.2099e-09 | 0 | 0% | 0%
2 | 13 | 20 | 1.8304e-09 | 2.3029e-09 | 0 | 0% | 0% | 2 | 13 | 20 | 1.8304e-09 | 2.2854e-09 | 0 | 0% | 0%
2 | 13 | 21 | 4.0168e-10 | 5.0538e-10 | 0 | 0% | 0% | 2 | 13 | 21 | 4.0168e-10 | 5.0153e-10 | 0 | 0% | 0%
2 | 13 | 22 | 0 | 0 | 0 | 0% | 0% | 2 | 13 | 22 | 0 | 0 | 0 | 0% | 0%
2 | 13 | 23 | 0 | 0 | 0 | 0% | 0% | 2 | 13 | 23 | 0 | 0 | 0 | 0% | 0%
2 | 14 | 0 | 0 | 0 | 0 | 0% | 0% | 2 | 14 | 0 | 0 | 0 | 0 | 0% | 0%
2 | 14 | 1 | 0 | 0 | 0 | 0% | 0% | 2 | 14 | 1 | 0 | 0 | 0 | 0% | 0%
2 | 14 | 2 | 0 | 0 | 0 | 0% | 0% | 2 | 14 | 2 | 0 | 0 | 0 | 0% | 0%
2 | 14 | 3 | 0 | 0 | 0 | 0% | 0% | 2 | 14 | 3 | 0 | 0 | 0 | 0% | 0%
2 | 14 | 4 | 0 | 0 | 0 | 0% | 0% | 2 | 14 | 4 | 0 | 0 | 0 | 0% | 0%
2 | 14 | 5 | 0 | 0 | 0 | 0% | 0% | 2 | 14 | 5 | 0 | 0 | 0 | 0% | 0%
2 | 14 | 6 | 6.3528e-09 | 7.9928e-09 | 0 | 0% | 0% | 2 | 14 | 6 | 6.3528e-09 | 7.932e-09 | 0 | 0% | 0%
2 | 14 | 7 | 3.2298e-08 | 4.0636e-08 | 0 | 0% | 0% | 2 | 14 | 7 | 3.2298e-08 | 4.0327e-08 | 0 | 0% | 0%
2 | 14 | 8 | 2.4239e-08 | 3.0496e-08 | 166.8624 | 16.69% | 5.089e-07% | 2 | 14 | 8 | 2.4239e-08 | 3.0264e-08 | 166.8624 | 16.69% | 5.05e-07%
2 | 14 | 9 | 1.6659e-08 | 2.0959e-08 | 283.356 | 28.34% | 5.939e-07% | 2 | 14 | 9 | 1.678e-08 | 2.0952e-08 | 283.356 | 28.34% | 5.937e-07%
2 | 14 | 10 | 1.1427e-08 | 1.4378e-08 | 471.264 | 47.13% | 6.776e-07% | 2 | 14 | 10 | 1.1604e-08 | 1.4488e-08 | 471.264 | 47.13% | 6.828e-07%
2 | 14 | 11 | 8.4711e-09 | 1.0658e-08 | 605.556 | 60.56% | 6.454e-07% | 2 | 14 | 11 | 8.7468e-09 | 1.0921e-08 | 605.556 | 60.56% | 6.613e-07%
2 | 14 | 12 | 7.6361e-09 | 9.6074e-09 | 691.5912 | 69.16% | 6.644e-07% | 2 | 14 | 12 | 7.949e-09 | 9.925e-09 | 691.5912 | 69.16% | 6.864e-07%
2 | 14 | 13 | 4.0421e-09 | 5.0856e-09 | 658.9584 | 65.9% | 3.351e-07% | 2 | 14 | 13 | 4.2098e-09 | 5.2562e-09 | 658.9584 | 65.9% | 3.464e-07%
2 | 14 | 14 | 3.2681e-09 | 4.1117e-09 | 426.7716 | 42.68% | 1.755e-07% | 2 | 14 | 14 | 3.378e-09 | 4.2177e-09 | 426.7716 | 42.68% | 1.8e-07%
2 | 14 | 15 | 1.8819e-09 | 2.3677e-09 | 214.4364 | 21.44% | 5.077e-08% | 2 | 14 | 15 | 1.9443e-09 | 2.4276e-09 | 214.4364 | 21.44% | 5.206e-08%
2 | 14 | 16 | 1.5852e-09 | 1.9944e-09 | 169.8552 | 16.99% | 3.388e-08% | 2 | 14 | 16 | 1.6139e-09 | 2.0151e-09 | 169.8552 | 16.99% | 3.423e-08%
2 | 14 | 17 | 2.5466e-09 | 3.204e-09 | 19.3596 | 1.936% | 6.203e-09% | 2 | 14 | 17 | 2.5466e-09 | 3.1796e-09 | 19.3596 | 1.936% | 6.156e-09%
2 | 14 | 18 | 7.3265e-09 | 9.2178e-09 | 0 | 0% | 0% | 2 | 14 | 18 | 7.3265e-09 | 9.1477e-09 | 0 | 0% | 0%
2 | 14 | 19 | 2.6363e-08 | 3.3169e-08 | 0 | 0% | 0% | 2 | 14 | 19 | 2.6363e-08 | 3.2917e-08 | 0 | 0% | 0%
2 | 14 | 20 | 2.7591e-08 | 3.4714e-08 | 0 | 0% | 0% | 2 | 14 | 20 | 2.7591e-08 | 3.445e-08 | 0 | 0% | 0%
2 | 14 | 21 | 1.3311e-08 | 1.6747e-08 | 0 | 0% | 0% | 2 | 14 | 21 | 1.3311e-08 | 1.662e-08 | 0 | 0% | 0%
2 | 14 | 22 | 5.7748e-09 | 7.2656e-09 | 0 | 0% | 0% | 2 | 14 | 22 | 5.7748e-09 | 7.2103e-09 | 0 | 0% | 0%
2 | 14 | 23 | 1.5985e-09 | 2.0112e-09 | 0 | 0% | 0% | 2 | 14 | 23 | 1.5985e-09 | 1.9959e-09 | 0 | 0% | 0%
2 | 15 | 0 | 4.5189e-10 | 5.6855e-10 | 0 | 0% | 0% | 2 | 15 | 0 | 4.5189e-10 | 5.6423e-10 | 0 | 0% | 0%
2 | 15 | 1 | 2.3748e-10 | 2.9879e-10 | 0 | 0% | 0% | 2 | 15 | 1 | 2.3748e-10 | 2.9651e-10 | 0 | 0% | 0%
2 | 15 | 2 | 0 | 0 | 0 | 0% | 0% | 2 | 15 | 2 | 0 | 0 | 0 | 0% | 0%
2 | 15 | 3 | 0 | 0 | 0 | 0% | 0% | 2 | 15 | 3 | 0 | 0 | 0 | 0% | 0%
2 | 15 | 4 | 1.1327e-09 | 1.4252e-09 | 0 | 0% | 0% | 2 | 15 | 4 | 1.1327e-09 | 1.4143e-09 | 0 | 0% | 0%
2 | 15 | 5 | 6.4115e-09 | 8.0666e-09 | 0 | 0% | 0% | 2 | 15 | 5 | 6.4115e-09 | 8.0053e-09 | 0 | 0% | 0%
2 | 15 | 6 | 1.0892e-07 | 1.3704e-07 | 0 | 0% | 0% | 2 | 15 | 6 | 1.0892e-07 | 1.36e-07 | 0 | 0% | 0%
2 | 15 | 7 | 3.744e-07 | 4.7105e-07 | 0 | 0% | 0% | 2 | 15 | 7 | 3.744e-07 | 4.6747e-07 | 0 | 0% | 0%
2 | 15 | 8 | 3.6678e-07 | 4.6146e-07 | 188.7696 | 18.88% | 8.711e-06% | 2 | 15 | 8 | 3.6678e-07 | 4.5795e-07 | 188.7696 | 18.88% | 8.645e-06%
2 | 15 | 9 | 2.5203e-07 | 3.1709e-07 | 231.8736 | 23.19% | 7.352e-06% | 2 | 15 | 9 | 2.5554e-07 | 3.1906e-07 | 231.8736 | 23.19% | 7.398e-06%
2 | 15 | 10 | 1.6018e-07 | 2.0153e-07 | 267.5844 | 26.76% | 5.393e-06% | 2 | 15 | 10 | 1.6375e-07 | 2.0446e-07 | 267.5844 | 26.76% | 5.471e-06%
2 | 15 | 11 | 7.1908e-08 | 9.0471e-08 | 120.8856 | 12.09% | 1.094e-06% | 2 | 15 | 11 | 7.4024e-08 | 9.2425e-08 | 120.8856 | 12.09% | 1.117e-06%
2 | 15 | 12 | 3.7625e-08 | 4.7338e-08 | 196.2828 | 19.63% | 9.292e-07% | 2 | 15 | 12 | 3.903e-08 | 4.8733e-08 | 196.2828 | 19.63% | 9.565e-07%
2 | 15 | 13 | 1.6672e-08 | 2.0976e-08 | 336.7488 | 33.67% | 7.064e-07% | 2 | 15 | 13 | 1.7196e-08 | 2.1471e-08 | 336.7488 | 33.67% | 7.23e-07%
2 | 15 | 14 | 8.2078e-09 | 1.0327e-08 | 833.3772 | 83.34% | 8.606e-07% | 2 | 15 | 14 | 8.3976e-09 | 1.0485e-08 | 833.3772 | 83.34% | 8.738e-07%
2 | 15 | 15 | 3.6292e-09 | 4.5661e-09 | 683.6076 | 68.36% | 3.121e-07% | 2 | 15 | 15 | 3.6879e-09 | 4.6047e-09 | 683.6076 | 68.36% | 3.148e-07%
2 | 15 | 16 | 2.8482e-09 | 3.5835e-09 | 461.6604 | 46.17% | 1.654e-07% | 2 | 15 | 16 | 2.8942e-09 | 3.6136e-09 | 461.6604 | 46.17% | 1.668e-07%
2 | 15 | 17 | 3.745e-09 | 4.7118e-09 | 186.2808 | 18.63% | 8.777e-08% | 2 | 15 | 17 | 3.775e-09 | 4.7133e-09 | 186.2808 | 18.63% | 8.78e-08%
2 | 15 | 18 | 3.0176e-08 | 3.7966e-08 | 0 | 0% | 0% | 2 | 15 | 18 | 3.0176e-08 | 3.7677e-08 | 0 | 0% | 0%
2 | 15 | 19 | 5.6212e-08 | 7.0723e-08 | 0 | 0% | 0% | 2 | 15 | 19 | 5.6212e-08 | 7.0185e-08 | 0 | 0% | 0%
2 | 15 | 20 | 7.6146e-08 | 9.5803e-08 | 0 | 0% | 0% | 2 | 15 | 20 | 7.6146e-08 | 9.5074e-08 | 0 | 0% | 0%
2 | 15 | 21 | 3.5108e-08 | 4.4171e-08 | 0 | 0% | 0% | 2 | 15 | 21 | 3.5108e-08 | 4.3835e-08 | 0 | 0% | 0%
2 | 15 | 22 | 1.1412e-08 | 1.4358e-08 | 0 | 0% | 0% | 2 | 15 | 22 | 1.1412e-08 | 1.4249e-08 | 0 | 0% | 0%
2 | 15 | 23 | 2.6504e-09 | 3.3346e-09 | 0 | 0% | 0% | 2 | 15 | 23 | 2.6504e-09 | 3.3092e-09 | 0 | 0% | 0%
2 | 16 | 0 | 7.6359e-10 | 9.6071e-10 | 0 | 0% | 0% | 2 | 16 | 0 | 7.6359e-10 | 9.534e-10 | 0 | 0% | 0%
2 | 16 | 1 | 1.1458e-10 | 1.4416e-10 | 0 | 0% | 0% | 2 | 16 | 1 | 1.1458e-10 | 1.4307e-10 | 0 | 0% | 0%
2 | 16 | 2 | 0 | 0 | 0 | 0% | 0% | 2 | 16 | 2 | 0 | 0 | 0 | 0% | 0%
2 | 16 | 3 | 0 | 0 | 0 | 0% | 0% | 2 | 16 | 3 | 0 | 0 | 0 | 0% | 0%
2 | 16 | 4 | 0 | 0 | 0 | 0% | 0% | 2 | 16 | 4 | 0 | 0 | 0 | 0% | 0%
2 | 16 | 5 | 7.7687e-10 | 9.7742e-10 | 0 | 0% | 0% | 2 | 16 | 5 | 7.7687e-10 | 9.6999e-10 | 0 | 0% | 0%
2 | 16 | 6 | 1.1324e-08 | 1.4247e-08 | 0 | 0% | 0% | 2 | 16 | 6 | 1.1324e-08 | 1.4139e-08 | 0 | 0% | 0%
2 | 16 | 7 | 7.917e-08 | 9.9608e-08 | 0 | 0% | 0% | 2 | 16 | 7 | 7.917e-08 | 9.885e-08 | 0 | 0% | 0%
2 | 16 | 8 | 4.9213e-08 | 6.1917e-08 | 224.688 | 22.47% | 1.391e-06% | 2 | 16 | 8 | 4.9213e-08 | 6.1446e-08 | 224.688 | 22.47% | 1.381e-06%
2 | 16 | 9 | 2.8458e-08 | 3.5805e-08 | 504.1476 | 50.41% | 1.805e-06% | 2 | 16 | 9 | 2.8458e-08 | 3.5533e-08 | 504.1476 | 50.41% | 1.791e-06%
2 | 16 | 10 | 1.3626e-08 | 1.7144e-08 | 713.2524 | 71.33% | 1.223e-06% | 2 | 16 | 10 | 1.3626e-08 | 1.7014e-08 | 713.2524 | 71.33% | 1.213e-06%
2 | 16 | 11 | 5.923e-09 | 7.4521e-09 | 834.3876 | 83.44% | 6.218e-07% | 2 | 16 | 11 | 6.0208e-09 | 7.5175e-09 | 834.3876 | 83.44% | 6.272e-07%
2 | 16 | 12 | 3.541e-09 | 4.4552e-09 | 891.4776 | 89.15% | 3.972e-07% | 2 | 16 | 12 | 3.541e-09 | 4.4213e-09 | 891.4776 | 89.15% | 3.941e-07%
2 | 16 | 13 | 1.7579e-09 | 2.2118e-09 | 706.1076 | 70.61% | 1.562e-07% | 2 | 16 | 13 | 1.7736e-09 | 2.2145e-09 | 706.1076 | 70.61% | 1.564e-07%
2 | 16 | 14 | 1.127e-09 | 1.418e-09 | 682.4172 | 68.24% | 9.677e-08% | 2 | 16 | 14 | 1.1368e-09 | 1.4193e-09 | 682.4172 | 68.24% | 9.686e-08%
2 | 16 | 15 | 0 | 0 | 649.4052 | 64.94% | 0% | 2 | 16 | 15 | 0 | 0 | 649.4052 | 64.94% | 0%
2 | 16 | 16 | 0 | 0 | 280.7196 | 28.07% | 0% | 2 | 16 | 16 | 0 | 0 | 280.7196 | 28.07% | 0%
2 | 16 | 17 | 0 | 0 | 176.5392 | 17.65% | 0% | 2 | 16 | 17 | 0 | 0 | 176.5392 | 17.65% | 0%
2 | 16 | 18 | 2.4857e-09 | 3.1274e-09 | 0 | 0% | 0% | 2 | 16 | 18 | 2.4857e-09 | 3.1036e-09 | 0 | 0% | 0%
2 | 16 | 19 | 5.4213e-09 | 6.8208e-09 | 0 | 0% | 0% | 2 | 16 | 19 | 5.4213e-09 | 6.7689e-09 | 0 | 0% | 0%
2 | 16 | 20 | 4.4521e-09 | 5.6015e-09 | 0 | 0% | 0% | 2 | 16 | 20 | 4.4521e-09 | 5.5589e-09 | 0 | 0% | 0%
2 | 16 | 21 | 1.7836e-09 | 2.2441e-09 | 0 | 0% | 0% | 2 | 16 | 21 | 1.7836e-09 | 2.227e-09 | 0 | 0% | 0%
2 | 16 | 22 | 0 | 0 | 0 | 0% | 0% | 2 | 16 | 22 | 0 | 0 | 0 | 0% | 0%
2 | 16 | 23 | 0 | 0 | 0 | 0% | 0% | 2 | 16 | 23 | 0 | 0 | 0 | 0% | 0%
2 | 17 | 0 | 0 | 0 | 0 | 0% | 0% | 2 | 17 | 0 | 0 | 0 | 0 | 0% | 0%
2 | 17 | 1 | 0 | 0 | 0 | 0% | 0% | 2 | 17 | 1 | 0 | 0 | 0 | 0% | 0%
2 | 17 | 2 | 0 | 0 | 0 | 0% | 0% | 2 | 17 | 2 | 0 | 0 | 0 | 0% | 0%
2 | 17 | 3 | 0 | 0 | 0 | 0% | 0% | 2 | 17 | 3 | 0 | 0 | 0 | 0% | 0%
2 | 17 | 4 | 0 | 0 | 0 | 0% | 0% | 2 | 17 | 4 | 0 | 0 | 0 | 0% | 0%
2 | 17 | 5 | 0 | 0 | 0 | 0% | 0% | 2 | 17 | 5 | 0 | 0 | 0 | 0% | 0%
2 | 17 | 6 | 1.2404e-09 | 1.5606e-09 | 0 | 0% | 0% | 2 | 17 | 6 | 1.2404e-09 | 1.5487e-09 | 0 | 0% | 0%
2 | 17 | 7 | 8.7326e-09 | 1.0987e-08 | 0 | 0% | 0% | 2 | 17 | 7 | 8.7326e-09 | 1.0903e-08 | 0 | 0% | 0%
2 | 17 | 8 | 6.2028e-09 | 7.8041e-09 | 127.7112 | 12.77% | 9.967e-08% | 2 | 17 | 8 | 6.2515e-09 | 7.8055e-09 | 127.7112 | 12.77% | 9.969e-08%
2 | 17 | 9 | 4.3817e-09 | 5.5128e-09 | 443.5692 | 44.36% | 2.445e-07% | 2 | 17 | 9 | 4.3817e-09 | 5.4709e-09 | 443.5692 | 44.36% | 2.427e-07%
2 | 17 | 10 | 2.7817e-09 | 3.4997e-09 | 546.3144 | 54.63% | 1.912e-07% | 2 | 17 | 10 | 2.8494e-09 | 3.5577e-09 | 546.3144 | 54.63% | 1.944e-07%
2 | 17 | 11 | 1.867e-09 | 2.3489e-09 | 561.4596 | 56.15% | 1.319e-07% | 2 | 17 | 11 | 1.9448e-09 | 2.4282e-09 | 561.4596 | 56.15% | 1.363e-07%
2 | 17 | 12 | 1.5357e-09 | 1.9321e-09 | 672.0084 | 67.2% | 1.298e-07% | 2 | 17 | 12 | 1.5744e-09 | 1.9657e-09 | 672.0084 | 67.2% | 1.321e-07%
2 | 17 | 13 | 6.5849e-10 | 8.2848e-10 | 606.8856 | 60.69% | 5.028e-08% | 2 | 17 | 13 | 6.9299e-10 | 8.6526e-10 | 606.8856 | 60.69% | 5.251e-08%
2 | 17 | 14 | 1.216e-10 | 1.5299e-10 | 719.4336 | 71.94% | 1.101e-08% | 2 | 17 | 14 | 1.2378e-10 | 1.5455e-10 | 719.4336 | 71.94% | 1.112e-08%
2 | 17 | 15 | 0 | 0 | 576.9768 | 57.7% | 0% | 2 | 17 | 15 | 0 | 0 | 576.9768 | 57.7% | 0%
2 | 17 | 16 | 0 | 0 | 380.8224 | 38.08% | 0% | 2 | 17 | 16 | 0 | 0 | 380.8224 | 38.08% | 0%
2 | 17 | 17 | 0 | 0 | 151.362 | 15.14% | 0% | 2 | 17 | 17 | 0 | 0 | 151.362 | 15.14% | 0%
2 | 17 | 18 | 8.9596e-10 | 1.1273e-09 | 0 | 0% | 0% | 2 | 17 | 18 | 8.9596e-10 | 1.1187e-09 | 0 | 0% | 0%
2 | 17 | 19 | 2.5456e-09 | 3.2027e-09 | 0 | 0% | 0% | 2 | 17 | 19 | 2.5456e-09 | 3.1783e-09 | 0 | 0% | 0%
2 | 17 | 20 | 1.7251e-09 | 2.1705e-09 | 0 | 0% | 0% | 2 | 17 | 20 | 1.7251e-09 | 2.154e-09 | 0 | 0% | 0%
2 | 17 | 21 | 0 | 0 | 0 | 0% | 0% | 2 | 17 | 21 | 0 | 0 | 0 | 0% | 0%
2 | 17 | 22 | 0 | 0 | 0 | 0% | 0% | 2 | 17 | 22 | 0 | 0 | 0 | 0% | 0%
2 | 17 | 23 | 0 | 0 | 0 | 0% | 0% | 2 | 17 | 23 | 0 | 0 | 0 | 0% | 0%
2 | 18 | 0 | 0 | 0 | 0 | 0% | 0% | 2 | 18 | 0 | 0 | 0 | 0 | 0% | 0%
2 | 18 | 1 | 0 | 0 | 0 | 0% | 0% | 2 | 18 | 1 | 0 | 0 | 0 | 0% | 0%
2 | 18 | 2 | 0 | 0 | 0 | 0% | 0% | 2 | 18 | 2 | 0 | 0 | 0 | 0% | 0%
2 | 18 | 3 | 0 | 0 | 0 | 0% | 0% | 2 | 18 | 3 | 0 | 0 | 0 | 0% | 0%
2 | 18 | 4 | 0 | 0 | 0 | 0% | 0% | 2 | 18 | 4 | 0 | 0 | 0 | 0% | 0%
2 | 18 | 5 | 0 | 0 | 0 | 0% | 0% | 2 | 18 | 5 | 0 | 0 | 0 | 0% | 0%
2 | 18 | 6 | 0 | 0 | 0 | 0% | 0% | 2 | 18 | 6 | 0 | 0 | 0 | 0% | 0%
2 | 18 | 7 | 0 | 0 | 0 | 0% | 0% | 2 | 18 | 7 | 0 | 0 | 0 | 0% | 0%
2 | 18 | 8 | 0 | 0 | 221.0268 | 22.1% | 0% | 2 | 18 | 8 | 0 | 0 | 221.0268 | 22.1% | 0%
2 | 18 | 9 | 4.4456e-10 | 5.5932e-10 | 477.9924 | 47.8% | 2.673e-08% | 2 | 18 | 9 | 4.4456e-10 | 5.5506e-10 | 477.9924 | 47.8% | 2.653e-08%
2 | 18 | 10 | 8.2593e-10 | 1.0391e-09 | 680.7636 | 68.08% | 7.074e-08% | 2 | 18 | 10 | 8.2593e-10 | 1.0312e-09 | 680.7636 | 68.08% | 7.02e-08%
2 | 18 | 11 | 5.628e-10 | 7.0808e-10 | 800.796 | 80.08% | 5.67e-08% | 2 | 18 | 11 | 5.628e-10 | 7.027e-10 | 800.796 | 80.08% | 5.627e-08%
2 | 18 | 12 | 2.3611e-10 | 2.9706e-10 | 875.922 | 87.59% | 2.602e-08% | 2 | 18 | 12 | 2.3611e-10 | 2.948e-10 | 875.922 | 87.59% | 2.582e-08%
2 | 18 | 13 | 1.5176e-10 | 1.9094e-10 | 858.0732 | 85.81% | 1.638e-08% | 2 | 18 | 13 | 2.2012e-10 | 2.7484e-10 | 858.0732 | 85.81% | 2.358e-08%
2 | 18 | 14 | 0 | 0 | 781.9416 | 78.19% | 0% | 2 | 18 | 14 | 0 | 0 | 781.9416 | 78.19% | 0%
2 | 18 | 15 | 0 | 0 | 633.5472 | 63.35% | 0% | 2 | 18 | 15 | 0 | 0 | 633.5472 | 63.35% | 0%
2 | 18 | 16 | 0 | 0 | 438.3252 | 43.83% | 0% | 2 | 18 | 16 | 0 | 0 | 438.3252 | 43.83% | 0%
2 | 18 | 17 | 0 | 0 | 181.6656 | 18.17% | 0% | 2 | 18 | 17 | 0 | 0 | 181.6656 | 18.17% | 0%
2 | 18 | 18 | 0 | 0 | 0 | 0% | 0% | 2 | 18 | 18 | 0 | 0 | 0 | 0% | 0%
2 | 18 | 19 | 0 | 0 | 0 | 0% | 0% | 2 | 18 | 19 | 0 | 0 | 0 | 0% | 0%
2 | 18 | 20 | 0 | 0 | 0 | 0% | 0% | 2 | 18 | 20 | 0 | 0 | 0 | 0% | 0%
2 | 18 | 21 | 0 | 0 | 0 | 0% | 0% | 2 | 18 | 21 | 0 | 0 | 0 | 0% | 0%
2 | 18 | 22 | 0 | 0 | 0 | 0% | 0% | 2 | 18 | 22 | 0 | 0 | 0 | 0% | 0%
2 | 18 | 23 | 0 | 0 | 0 | 0% | 0% | 2 | 18 | 23 | 0 | 0 | 0 | 0% | 0%
2 | 19 | 0 | 0 | 0 | 0 | 0% | 0% | 2 | 19 | 0 | 0 | 0 | 0 | 0% | 0%
2 | 19 | 1 | 0 | 0 | 0 | 0% | 0% | 2 | 19 | 1 | 0 | 0 | 0 | 0% | 0%
2 | 19 | 2 | 0 | 0 | 0 | 0% | 0% | 2 | 19 | 2 | 0 | 0 | 0 | 0% | 0%
2 | 19 | 3 | 0 | 0 | 0 | 0% | 0% | 2 | 19 | 3 | 0 | 0 | 0 | 0% | 0%
2 | 19 | 4 | 0 | 0 | 0 | 0% | 0% | 2 | 19 | 4 | 0 | 0 | 0 | 0% | 0%
2 | 19 | 5 | 0 | 0 | 0 | 0% | 0% | 2 | 19 | 5 | 0 | 0 | 0 | 0% | 0%
2 | 19 | 6 | 0 | 0 | 0 | 0% | 0% | 2 | 19 | 6 | 0 | 0 | 0 | 0% | 0%
2 | 19 | 7 | 0 | 0 | 0 | 0% | 0% | 2 | 19 | 7 | 0 | 0 | 0 | 0% | 0%
2 | 19 | 8 | 0 | 0 | 195.0312 | 19.5% | 0% | 2 | 19 | 8 | 0 | 0 | 195.0312 | 19.5% | 0%
2 | 19 | 9 | 0 | 0 | 445.782 | 44.58% | 0% | 2 | 19 | 9 | 0 | 0 | 445.782 | 44.58% | 0%
2 | 19 | 10 | 0 | 0 | 479.04 | 47.9% | 0% | 2 | 19 | 10 | 0 | 0 | 479.04 | 47.9% | 0%
2 | 19 | 11 | 0 | 0 | 636.1332 | 63.61% | 0% | 2 | 19 | 11 | 0 | 0 | 636.1332 | 63.61% | 0%
2 | 19 | 12 | 0 | 0 | 660.4212 | 66.04% | 0% | 2 | 19 | 12 | 0 | 0 | 660.4212 | 66.04% | 0%
2 | 19 | 13 | 0 | 0 | 475.5228 | 47.55% | 0% | 2 | 19 | 13 | 0 | 0 | 475.5228 | 47.55% | 0%
2 | 19 | 14 | 0 | 0 | 617.5728 | 61.76% | 0% | 2 | 19 | 14 | 0 | 0 | 617.5728 | 61.76% | 0%
2 | 19 | 15 | 0 | 0 | 440.3064 | 44.03% | 0% | 2 | 19 | 15 | 0 | 0 | 440.3064 | 44.03% | 0%
2 | 19 | 16 | 0 | 0 | 296.6796 | 29.67% | 0% | 2 | 19 | 16 | 0 | 0 | 296.6796 | 29.67% | 0%
2 | 19 | 17 | 0 | 0 | 167.3364 | 16.73% | 0% | 2 | 19 | 17 | 0 | 0 | 167.3364 | 16.73% | 0%
2 | 19 | 18 | 0 | 0 | 0 | 0% | 0% | 2 | 19 | 18 | 0 | 0 | 0 | 0% | 0%
2 | 19 | 19 | 0 | 0 | 0 | 0% | 0% | 2 | 19 | 19 | 0 | 0 | 0 | 0% | 0%
2 | 19 | 20 | 0 | 0 | 0 | 0% | 0% | 2 | 19 | 20 | 0 | 0 | 0 | 0% | 0%
2 | 19 | 21 | 0 | 0 | 0 | 0% | 0% | 2 | 19 | 21 | 0 | 0 | 0 | 0% | 0%
2 | 19 | 22 | 0 | 0 | 0 | 0% | 0% | 2 | 19 | 22 | 0 | 0 | 0 | 0% | 0%
2 | 19 | 23 | 0 | 0 | 0 | 0% | 0% | 2 | 19 | 23 | 0 | 0 | 0 | 0% | 0%
2 | 20 | 0 | 0 | 0 | 0 | 0% | 0% | 2 | 20 | 0 | 0 | 0 | 0 | 0% | 0%
2 | 20 | 1 | 0 | 0 | 0 | 0% | 0% | 2 | 20 | 1 | 0 | 0 | 0 | 0% | 0%
2 | 20 | 2 | 0 | 0 | 0 | 0% | 0% | 2 | 20 | 2 | 0 | 0 | 0 | 0% | 0%
2 | 20 | 3 | 0 | 0 | 0 | 0% | 0% | 2 | 20 | 3 | 0 | 0 | 0 | 0% | 0%
2 | 20 | 4 | 0 | 0 | 0 | 0% | 0% | 2 | 20 | 4 | 0 | 0 | 0 | 0% | 0%
2 | 20 | 5 | 0 | 0 | 0 | 0% | 0% | 2 | 20 | 5 | 0 | 0 | 0 | 0% | 0%
2 | 20 | 6 | 0 | 0 | 0 | 0% | 0% | 2 | 20 | 6 | 0 | 0 | 0 | 0% | 0%
2 | 20 | 7 | 0 | 0 | 0 | 0% | 0% | 2 | 20 | 7 | 0 | 0 | 0 | 0% | 0%
2 | 20 | 8 | 0 | 0 | 47.8944 | 4.789% | 0% | 2 | 20 | 8 | 0 | 0 | 47.8944 | 4.789% | 0%
2 | 20 | 9 | 0 | 0 | 84.9468 | 8.495% | 0% | 2 | 20 | 9 | 0 | 0 | 84.9468 | 8.495% | 0%
2 | 20 | 10 | 0 | 0 | 149.25 | 14.92% | 0% | 2 | 20 | 10 | 0 | 0 | 149.25 | 14.92% | 0%
2 | 20 | 11 | 0 | 0 | 154.9332 | 15.49% | 0% | 2 | 20 | 11 | 0 | 0 | 154.9332 | 15.49% | 0%
2 | 20 | 12 | 0 | 0 | 169.6236 | 16.96% | 0% | 2 | 20 | 12 | 0 | 0 | 169.6236 | 16.96% | 0%
2 | 20 | 13 | 0 | 0 | 59.4336 | 5.943% | 0% | 2 | 20 | 13 | 0 | 0 | 59.4336 | 5.943% | 0%
2 | 20 | 14 | 0 | 0 | 44.166 | 4.417% | 0% | 2 | 20 | 14 | 0 | 0 | 44.166 | 4.417% | 0%
2 | 20 | 15 | 0 | 0 | 82.9512 | 8.295% | 0% | 2 | 20 | 15 | 0 | 0 | 82.9512 | 8.295% | 0%
2 | 20 | 16 | 0 | 0 | 19.6392 | 1.964% | 0% | 2 | 20 | 16 | 0 | 0 | 19.6392 | 1.964% | 0%
2 | 20 | 17 | 0 | 0 | 47.1768 | 4.718% | 0% | 2 | 20 | 17 | 0 | 0 | 47.1768 | 4.718% | 0%
2 | 20 | 18 | 0 | 0 | 0 | 0% | 0% | 2 | 20 | 18 | 0 | 0 | 0 | 0% | 0%
2 | 20 | 19 | 0 | 0 | 0 | 0% | 0% | 2 | 20 | 19 | 0 | 0 | 0 | 0% | 0%
2 | 20 | 20 | 0 | 0 | 0 | 0% | 0% | 2 | 20 | 20 | 0 | 0 | 0 | 0% | 0%
2 | 20 | 21 | 0 | 0 | 0 | 0% | 0% | 2 | 20 | 21 | 0 | 0 | 0 | 0% | 0%
2 | 20 | 22 | 0 | 0 | 0 | 0% | 0% | 2 | 20 | 22 | 0 | 0 | 0 | 0% | 0%
2 | 20 | 23 | 0 | 0 | 0 | 0% | 0% | 2 | 20 | 23 | 0 | 0 | 0 | 0% | 0%
2 | 21 | 0 | 0 | 0 | 0 | 0% | 0% | 2 | 21 | 0 | 0 | 0 | 0 | 0% | 0%
2 | 21 | 1 | 0 | 0 | 0 | 0% | 0% | 2 | 21 | 1 | 0 | 0 | 0 | 0% | 0%
2 | 21 | 2 | 0 | 0 | 0 | 0% | 0% | 2 | 21 | 2 | 0 | 0 | 0 | 0% | 0%
2 | 21 | 3 | 0 | 0 | 0 | 0% | 0% | 2 | 21 | 3 | 0 | 0 | 0 | 0% | 0%
2 | 21 | 4 | 0 | 0 | 0 | 0% | 0% | 2 | 21 | 4 | 0 | 0 | 0 | 0% | 0%
2 | 21 | 5 | 0 | 0 | 0 | 0% | 0% | 2 | 21 | 5 | 0 | 0 | 0 | 0% | 0%
2 | 21 | 6 | 0 | 0 | 0 | 0% | 0% | 2 | 21 | 6 | 0 | 0 | 0 | 0% | 0%
2 | 21 | 7 | 0 | 0 | 0 | 0% | 0% | 2 | 21 | 7 | 0 | 0 | 0 | 0% | 0%
2 | 21 | 8 | 0 | 0 | 4.6272 | 0.4627% | 0% | 2 | 21 | 8 | 0 | 0 | 4.6272 | 0.4627% | 0%
2 | 21 | 9 | 0 | 0 | 58.6464 | 5.865% | 0% | 2 | 21 | 9 | 0 | 0 | 58.6464 | 5.865% | 0%
2 | 21 | 10 | 3.9884e-10 | 5.0181e-10 | 104.0808 | 10.41% | 5.223e-09% | 2 | 21 | 10 | 4.3122e-10 | 5.3842e-10 | 104.0808 | 10.41% | 5.604e-09%
2 | 21 | 11 | 4.8286e-10 | 6.0752e-10 | 86.2572 | 8.626% | 5.24e-09% | 2 | 21 | 11 | 5.2801e-10 | 6.5926e-10 | 86.2572 | 8.626% | 5.687e-09%
2 | 21 | 12 | 9.6133e-10 | 1.2095e-09 | 173.2452 | 17.32% | 2.095e-08% | 2 | 21 | 12 | 1.0607e-09 | 1.3243e-09 | 173.2452 | 17.32% | 2.294e-08%
2 | 21 | 13 | 1.0518e-09 | 1.3233e-09 | 99.438 | 9.944% | 1.316e-08% | 2 | 21 | 13 | 1.0967e-09 | 1.3693e-09 | 99.438 | 9.944% | 1.362e-08%
2 | 21 | 14 | 7.1269e-10 | 8.9668e-10 | 108.1248 | 10.81% | 9.695e-09% | 2 | 21 | 14 | 7.6376e-10 | 9.5362e-10 | 108.1248 | 10.81% | 1.031e-08%
2 | 21 | 15 | 1.1853e-10 | 1.4913e-10 | 69.516 | 6.952% | 1.037e-09% | 2 | 21 | 15 | 1.2136e-10 | 1.5153e-10 | 69.516 | 6.952% | 1.053e-09%
2 | 21 | 16 | 0 | 0 | 62.538 | 6.254% | 0% | 2 | 21 | 16 | 0 | 0 | 62.538 | 6.254% | 0%
2 | 21 | 17 | 8.0022e-10 | 1.0068e-09 | 2.4564 | 0.2456% | 2.473e-10% | 2 | 21 | 17 | 8.0022e-10 | 9.9914e-10 | 2.4564 | 0.2456% | 2.454e-10%
2 | 21 | 18 | 2.6716e-09 | 3.3613e-09 | 0 | 0% | 0% | 2 | 21 | 18 | 2.6716e-09 | 3.3357e-09 | 0 | 0% | 0%
2 | 21 | 19 | 3.3992e-09 | 4.2767e-09 | 0 | 0% | 0% | 2 | 21 | 19 | 3.3992e-09 | 4.2442e-09 | 0 | 0% | 0%
2 | 21 | 20 | 3.1861e-09 | 4.0086e-09 | 0 | 0% | 0% | 2 | 21 | 20 | 3.1861e-09 | 3.9781e-09 | 0 | 0% | 0%
2 | 21 | 21 | 9.6113e-10 | 1.2092e-09 | 0 | 0% | 0% | 2 | 21 | 21 | 9.6113e-10 | 1.2e-09 | 0 | 0% | 0%
2 | 21 | 22 | 0 | 0 | 0 | 0% | 0% | 2 | 21 | 22 | 0 | 0 | 0 | 0% | 0%
2 | 21 | 23 | 0 | 0 | 0 | 0% | 0% | 2 | 21 | 23 | 0 | 0 | 0 | 0% | 0%
2 | 22 | 0 | 0 | 0 | 0 | 0% | 0% | 2 | 22 | 0 | 0 | 0 | 0 | 0% | 0%
2 | 22 | 1 | 0 | 0 | 0 | 0% | 0% | 2 | 22 | 1 | 0 | 0 | 0 | 0% | 0%
2 | 22 | 2 | 0 | 0 | 0 | 0% | 0% | 2 | 22 | 2 | 0 | 0 | 0 | 0% | 0%
2 | 22 | 3 | 0 | 0 | 0 | 0% | 0% | 2 | 22 | 3 | 0 | 0 | 0 | 0% | 0%
2 | 22 | 4 | 0 | 0 | 0 | 0% | 0% | 2 | 22 | 4 | 0 | 0 | 0 | 0% | 0%
2 | 22 | 5 | 0 | 0 | 0 | 0% | 0% | 2 | 22 | 5 | 0 | 0 | 0 | 0% | 0%
2 | 22 | 6 | 2.6074e-09 | 3.2804e-09 | 0 | 0% | 0% | 2 | 22 | 6 | 2.6074e-09 | 3.2555e-09 | 0 | 0% | 0%
2 | 22 | 7 | 2.8001e-08 | 3.523e-08 | 0 | 0% | 0% | 2 | 22 | 7 | 2.8001e-08 | 3.4962e-08 | 0 | 0% | 0%
2 | 22 | 8 | 3.3028e-08 | 4.1555e-08 | 216.1752 | 21.62% | 8.983e-07% | 2 | 22 | 8 | 3.3028e-08 | 4.1239e-08 | 216.1752 | 21.62% | 8.915e-07%
2 | 22 | 9 | 2.8224e-08 | 3.551e-08 | 365.9784 | 36.6% | 1.3e-06% | 2 | 22 | 9 | 2.8659e-08 | 3.5783e-08 | 365.9784 | 36.6% | 1.31e-06%
2 | 22 | 10 | 3.4049e-08 | 4.2838e-08 | 645.5988 | 64.56% | 2.766e-06% | 2 | 22 | 10 | 3.4851e-08 | 4.3515e-08 | 645.5988 | 64.56% | 2.809e-06%
2 | 22 | 11 | 2.619e-08 | 3.2951e-08 | 757.9236 | 75.79% | 2.497e-06% | 2 | 22 | 11 | 2.6993e-08 | 3.3703e-08 | 757.9236 | 75.79% | 2.554e-06%
2 | 22 | 12 | 3.5928e-08 | 4.5203e-08 | 677.3856 | 67.74% | 3.062e-06% | 2 | 22 | 12 | 3.7596e-08 | 4.6941e-08 | 677.3856 | 67.74% | 3.18e-06%
2 | 22 | 13 | 3.1335e-08 | 3.9424e-08 | 677.3376 | 67.73% | 2.67e-06% | 2 | 22 | 13 | 3.2812e-08 | 4.0969e-08 | 677.3376 | 67.73% | 2.775e-06%
2 | 22 | 14 | 2.8224e-08 | 3.551e-08 | 651.7932 | 65.18% | 2.315e-06% | 2 | 22 | 14 | 2.9073e-08 | 3.63e-08 | 651.7932 | 65.18% | 2.366e-06%
2 | 22 | 15 | 2.2969e-08 | 2.8898e-08 | 454.1484 | 45.41% | 1.312e-06% | 2 | 22 | 15 | 2.3679e-08 | 2.9566e-08 | 454.1484 | 45.41% | 1.343e-06%
2 | 22 | 16 | 2.6378e-08 | 3.3188e-08 | 408.2424 | 40.82% | 1.355e-06% | 2 | 22 | 16 | 2.6781e-08 | 3.3438e-08 | 408.2424 | 40.82% | 1.365e-06%
2 | 22 | 17 | 3.7861e-08 | 4.7635e-08 | 142.3464 | 14.23% | 6.781e-07% | 2 | 22 | 17 | 3.7861e-08 | 4.7273e-08 | 142.3464 | 14.23% | 6.729e-07%
2 | 22 | 18 | 1.2737e-07 | 1.6025e-07 | 0 | 0% | 0% | 2 | 22 | 18 | 1.2737e-07 | 1.5903e-07 | 0 | 0% | 0%
2 | 22 | 19 | 1.7714e-07 | 2.2287e-07 | 0 | 0% | 0% | 2 | 22 | 19 | 1.7714e-07 | 2.2117e-07 | 0 | 0% | 0%
2 | 22 | 20 | 1.5891e-07 | 1.9993e-07 | 0 | 0% | 0% | 2 | 22 | 20 | 1.5891e-07 | 1.9841e-07 | 0 | 0% | 0%
2 | 22 | 21 | 7.7315e-08 | 9.7274e-08 | 0 | 0% | 0% | 2 | 22 | 21 | 7.7315e-08 | 9.6534e-08 | 0 | 0% | 0%
2 | 22 | 22 | 2.7591e-08 | 3.4714e-08 | 0 | 0% | 0% | 2 | 22 | 22 | 2.7591e-08 | 3.445e-08 | 0 | 0% | 0%
2 | 22 | 23 | 6.9341e-09 | 8.7242e-09 | 0 | 0% | 0% | 2 | 22 | 23 | 6.9341e-09 | 8.6578e-09 | 0 | 0% | 0%
2 | 23 | 0 | 2.9153e-09 | 3.6679e-09 | 0 | 0% | 0% | 2 | 23 | 0 | 2.9153e-09 | 3.64e-09 | 0 | 0% | 0%
2 | 23 | 1 | 1.6114e-09 | 2.0274e-09 | 0 | 0% | 0% | 2 | 23 | 1 | 1.6114e-09 | 2.012e-09 | 0 | 0% | 0%
2 | 23 | 2 | 1.1788e-09 | 1.483e-09 | 0 | 0% | 0% | 2 | 23 | 2 | 1.1788e-09 | 1.4718e-09 | 0 | 0% | 0%
2 | 23 | 3 | 1.3729e-09 | 1.7273e-09 | 0 | 0% | 0% | 2 | 23 | 3 | 1.3729e-09 | 1.7141e-09 | 0 | 0% | 0%
2 | 23 | 4 | 2.6504e-09 | 3.3346e-09 | 0 | 0% | 0% | 2 | 23 | 4 | 2.6504e-09 | 3.3092e-09 | 0 | 0% | 0%
2 | 23 | 5 | 1.1677e-08 | 1.4692e-08 | 0 | 0% | 0% | 2 | 23 | 5 | 1.1677e-08 | 1.458e-08 | 0 | 0% | 0%
2 | 23 | 6 | 1.4459e-07 | 1.8192e-07 | 0 | 0% | 0% | 2 | 23 | 6 | 1.4459e-07 | 1.8053e-07 | 0 | 0% | 0%
2 | 23 | 7 | 3.93e-07 | 4.9445e-07 | 0 | 0% | 0% | 2 | 23 | 7 | 3.93e-07 | 4.9069e-07 | 0 | 0% | 0%
2 | 23 | 8 | 3.0954e-07 | 3.8945e-07 | 184.6812 | 18.47% | 7.192e-06% | 2 | 23 | 8 | 3.0954e-07 | 3.8649e-07 | 184.6812 | 18.47% | 7.138e-06%
2 | 23 | 9 | 1.6617e-07 | 2.0907e-07 | 297.4932 | 29.75% | 6.22e-06% | 2 | 23 | 9 | 1.6735e-07 | 2.0895e-07 | 297.4932 | 29.75% | 6.216e-06%
2 | 23 | 10 | 1.0218e-07 | 1.2856e-07 | 539.0856 | 53.91% | 6.93e-06% | 2 | 23 | 10 | 1.0364e-07 | 1.2941e-07 | 539.0856 | 53.91% | 6.976e-06%
2 | 23 | 11 | 3.4905e-08 | 4.3916e-08 | 599.5668 | 59.96% | 2.633e-06% | 2 | 23 | 11 | 3.5964e-08 | 4.4904e-08 | 599.5668 | 59.96% | 2.692e-06%
2 | 23 | 12 | 1.6011e-08 | 2.0145e-08 | 611.2356 | 61.12% | 1.231e-06% | 2 | 23 | 12 | 1.6672e-08 | 2.0817e-08 | 611.2356 | 61.12% | 1.272e-06%
2 | 23 | 13 | 6.6266e-09 | 8.3373e-09 | 593.1984 | 59.32% | 4.946e-07% | 2 | 23 | 13 | 6.7857e-09 | 8.4726e-09 | 593.1984 | 59.32% | 5.026e-07%
2 | 23 | 14 | 5.5204e-09 | 6.9455e-09 | 543.8748 | 54.39% | 3.777e-07% | 2 | 23 | 14 | 5.6053e-09 | 6.9987e-09 | 543.8748 | 54.39% | 3.806e-07%
2 | 23 | 15 | 2.079e-09 | 2.6157e-09 | 463.3524 | 46.34% | 1.212e-07% | 2 | 23 | 15 | 2.1316e-09 | 2.6614e-09 | 463.3524 | 46.34% | 1.233e-07%
2 | 23 | 16 | 1.9744e-09 | 2.4841e-09 | 369.9324 | 36.99% | 9.19e-08% | 2 | 23 | 16 | 1.9744e-09 | 2.4652e-09 | 369.9324 | 36.99% | 9.12e-08%
2 | 23 | 17 | 1.7704e-09 | 2.2275e-09 | 103.842 | 10.38% | 2.313e-08% | 2 | 23 | 17 | 1.7704e-09 | 2.2105e-09 | 103.842 | 10.38% | 2.295e-08%
2 | 23 | 18 | 9.0858e-09 | 1.1431e-08 | 0 | 0% | 0% | 2 | 23 | 18 | 9.0858e-09 | 1.1344e-08 | 0 | 0% | 0%
2 | 23 | 19 | 1.9615e-08 | 2.4679e-08 | 0 | 0% | 0% | 2 | 23 | 19 | 1.9615e-08 | 2.4491e-08 | 0 | 0% | 0%
2 | 23 | 20 | 2.059e-08 | 2.5905e-08 | 0 | 0% | 0% | 2 | 23 | 20 | 2.059e-08 | 2.5708e-08 | 0 | 0% | 0%
2 | 23 | 21 | 6.563e-09 | 8.2572e-09 | 0 | 0% | 0% | 2 | 23 | 21 | 6.563e-09 | 8.1944e-09 | 0 | 0% | 0%
2 | 23 | 22 | 2.1794e-09 | 2.7421e-09 | 0 | 0% | 0% | 2 | 23 | 22 | 2.1794e-09 | 2.7212e-09 | 0 | 0% | 0%
2 | 23 | 23 | 0 | 0 | 0 | 0% | 0% | 2 | 23 | 23 | 0 | 0 | 0 | 0% | 0%
2 | 24 | 0 | 0 | 0 | 0 | 0% | 0% | 2 | 24 | 0 | 0 | 0 | 0 | 0% | 0%
2 | 24 | 1 | 0 | 0 | 0 | 0% | 0% | 2 | 24 | 1 | 0 | 0 | 0 | 0% | 0%
2 | 24 | 2 | 0 | 0 | 0 | 0% | 0% | 2 | 24 | 2 | 0 | 0 | 0 | 0% | 0%
2 | 24 | 3 | 0 | 0 | 0 | 0% | 0% | 2 | 24 | 3 | 0 | 0 | 0 | 0% | 0%
2 | 24 | 4 | 0 | 0 | 0 | 0% | 0% | 2 | 24 | 4 | 0 | 0 | 0 | 0% | 0%
2 | 24 | 5 | 0 | 0 | 0 | 0% | 0% | 2 | 24 | 5 | 0 | 0 | 0 | 0% | 0%
2 | 24 | 6 | 1.3954e-09 | 1.7556e-09 | 0 | 0% | 0% | 2 | 24 | 6 | 1.3954e-09 | 1.7423e-09 | 0 | 0% | 0%
2 | 24 | 7 | 8.3853e-09 | 1.055e-08 | 0 | 0% | 0% | 2 | 24 | 7 | 8.3853e-09 | 1.047e-08 | 0 | 0% | 0%
2 | 24 | 8 | 1.2225e-08 | 1.5381e-08 | 16.2492 | 1.625% | 2.499e-08% | 2 | 24 | 8 | 1.2225e-08 | 1.5264e-08 | 16.2492 | 1.625% | 2.48e-08%
2 | 24 | 9 | 1.3109e-08 | 1.6493e-08 | 440.2164 | 44.02% | 7.261e-07% | 2 | 24 | 9 | 1.3109e-08 | 1.6368e-08 | 440.2164 | 44.02% | 7.205e-07%
2 | 24 | 10 | 1.2908e-08 | 1.624e-08 | 446.838 | 44.68% | 7.257e-07% | 2 | 24 | 10 | 1.3107e-08 | 1.6365e-08 | 446.838 | 44.68% | 7.312e-07%
2 | 24 | 11 | 1.0398e-08 | 1.3083e-08 | 648.2376 | 64.82% | 8.481e-07% | 2 | 24 | 11 | 1.0486e-08 | 1.3092e-08 | 648.2376 | 64.82% | 8.487e-07%
2 | 24 | 12 | 1.3518e-08 | 1.7008e-08 | 470.9364 | 47.09% | 8.01e-07% | 2 | 24 | 12 | 1.3518e-08 | 1.6879e-08 | 470.9364 | 47.09% | 7.949e-07%
2 | 24 | 13 | 1.2516e-08 | 1.5747e-08 | 691.0932 | 69.11% | 1.088e-06% | 2 | 24 | 13 | 1.2516e-08 | 1.5627e-08 | 691.0932 | 69.11% | 1.08e-06%
2 | 24 | 14 | 8.7344e-09 | 1.0989e-08 | 275.7276 | 27.57% | 3.03e-07% | 2 | 24 | 14 | 8.7344e-09 | 1.0906e-08 | 275.7276 | 27.57% | 3.007e-07%
2 | 24 | 15 | 7.8661e-09 | 9.8967e-09 | 223.6524 | 22.37% | 2.213e-07% | 2 | 24 | 15 | 7.8661e-09 | 9.8214e-09 | 223.6524 | 22.37% | 2.197e-07%
2 | 24 | 16 | 9.6872e-09 | 1.2188e-08 | 451.1136 | 45.11% | 5.498e-07% | 2 | 24 | 16 | 9.6872e-09 | 1.2095e-08 | 451.1136 | 45.11% | 5.456e-07%
2 | 24 | 17 | 1.0484e-08 | 1.319e-08 | 59.6304 | 5.963% | 7.865e-08% | 2 | 24 | 17 | 1.0484e-08 | 1.309e-08 | 59.6304 | 5.963% | 7.805e-08%
2 | 24 | 18 | 1.7996e-08 | 2.2642e-08 | 0 | 0% | 0% | 2 | 24 | 18 | 1.7996e-08 | 2.247e-08 | 0 | 0% | 0%
2 | 24 | 19 | 2.9945e-08 | 3.7675e-08 | 0 | 0% | 0% | 2 | 24 | 19 | 2.9945e-08 | 3.7389e-08 | 0 | 0% | 0%
2 | 24 | 20 | 1.5268e-08 | 1.921e-08 | 0 | 0% | 0% | 2 | 24 | 20 | 1.5268e-08 | 1.9064e-08 | 0 | 0% | 0%
2 | 24 | 21 | 8.3205e-09 | 1.0468e-08 | 0 | 0% | 0% | 2 | 24 | 21 | 8.3205e-09 | 1.0389e-08 | 0 | 0% | 0%
2 | 24 | 22 | 2.6716e-09 | 3.3613e-09 | 0 | 0% | 0% | 2 | 24 | 22 | 2.6716e-09 | 3.3357e-09 | 0 | 0% | 0%
2 | 24 | 23 | 0 | 0 | 0 | 0% | 0% | 2 | 24 | 23 | 0 | 0 | 0 | 0% | 0%
2 | 25 | 0 | 0 | 0 | 0 | 0% | 0% | 2 | 25 | 0 | 0 | 0 | 0 | 0% | 0%
2 | 25 | 1 | 0 | 0 | 0 | 0% | 0% | 2 | 25 | 1 | 0 | 0 | 0 | 0% | 0%
2 | 25 | 2 | 0 | 0 | 0 | 0% | 0% | 2 | 25 | 2 | 0 | 0 | 0 | 0% | 0%
2 | 25 | 3 | 0 | 0 | 0 | 0% | 0% | 2 | 25 | 3 | 0 | 0 | 0 | 0% | 0%
2 | 25 | 4 | 0 | 0 | 0 | 0% | 0% | 2 | 25 | 4 | 0 | 0 | 0 | 0% | 0%
2 | 25 | 5 | 0 | 0 | 0 | 0% | 0% | 2 | 25 | 5 | 0 | 0 | 0 | 0% | 0%
2 | 25 | 6 | 3.9331e-09 | 4.9484e-09 | 0 | 0% | 0% | 2 | 25 | 6 | 3.9331e-09 | 4.9108e-09 | 0 | 0% | 0%
2 | 25 | 7 | 3.0627e-08 | 3.8533e-08 | 0 | 0% | 0% | 2 | 25 | 7 | 3.0627e-08 | 3.824e-08 | 0 | 0% | 0%
2 | 25 | 8 | 5.5832e-08 | 7.0245e-08 | 180.6288 | 18.06% | 1.269e-06% | 2 | 25 | 8 | 5.5832e-08 | 6.9711e-08 | 180.6288 | 18.06% | 1.259e-06%
2 | 25 | 9 | 8.7294e-08 | 1.0983e-07 | 411.7032 | 41.17% | 4.522e-06% | 2 | 25 | 9 | 8.7294e-08 | 1.0899e-07 | 411.7032 | 41.17% | 4.487e-06%
2 | 25 | 10 | 1.074e-07 | 1.3512e-07 | 562.2876 | 56.23% | 7.598e-06% | 2 | 25 | 10 | 1.074e-07 | 1.3409e-07 | 562.2876 | 56.23% | 7.54e-06%
2 | 25 | 11 | 1.121e-07 | 1.4104e-07 | 699.6792 | 69.97% | 9.868e-06% | 2 | 25 | 11 | 1.121e-07 | 1.3997e-07 | 699.6792 | 69.97% | 9.793e-06%
2 | 25 | 12 | 9.6199e-08 | 1.2103e-07 | 938.9304 | 93.89% | 1.136e-05% | 2 | 25 | 12 | 9.6199e-08 | 1.2011e-07 | 938.9304 | 93.89% | 1.128e-05%
2 | 25 | 13 | 1.1865e-07 | 1.4928e-07 | 925.5552 | 92.56% | 1.382e-05% | 2 | 25 | 13 | 1.1865e-07 | 1.4814e-07 | 925.5552 | 92.56% | 1.371e-05%
2 | 25 | 14 | 7.0772e-08 | 8.9042e-08 | 678.246 | 67.82% | 6.039e-06% | 2 | 25 | 14 | 7.0772e-08 | 8.8365e-08 | 678.246 | 67.82% | 5.993e-06%
2 | 25 | 15 | 6.0928e-08 | 7.6657e-08 | 559.2036 | 55.92% | 4.287e-06% | 2 | 25 | 15 | 6.0928e-08 | 7.6073e-08 | 559.2036 | 55.92% | 4.254e-06%
2 | 25 | 16 | 4.4004e-08 | 5.5364e-08 | 366.6984 | 36.67% | 2.03e-06% | 2 | 25 | 16 | 4.4004e-08 | 5.4943e-08 | 366.6984 | 36.67% | 2.015e-06%
2 | 25 | 17 | 6.9152e-08 | 8.7003e-08 | 129.9192 | 12.99% | 1.13e-06% | 2 | 25 | 17 | 6.9152e-08 | 8.6342e-08 | 129.9192 | 12.99% | 1.122e-06%
2 | 25 | 18 | 1.1286e-07 | 1.4199e-07 | 0 | 0% | 0% | 2 | 25 | 18 | 1.1286e-07 | 1.4091e-07 | 0 | 0% | 0%
2 | 25 | 19 | 9.8363e-08 | 1.2376e-07 | 0 | 0% | 0% | 2 | 25 | 19 | 9.8363e-08 | 1.2281e-07 | 0 | 0% | 0%
2 | 25 | 20 | 7.3908e-08 | 9.2988e-08 | 0 | 0% | 0% | 2 | 25 | 20 | 7.3908e-08 | 9.228e-08 | 0 | 0% | 0%
2 | 25 | 21 | 4.5674e-08 | 5.7465e-08 | 0 | 0% | 0% | 2 | 25 | 21 | 4.5674e-08 | 5.7027e-08 | 0 | 0% | 0%
2 | 25 | 22 | 1.5732e-08 | 1.9793e-08 | 0 | 0% | 0% | 2 | 25 | 22 | 1.5732e-08 | 1.9642e-08 | 0 | 0% | 0%
2 | 25 | 23 | 3.3725e-09 | 4.2431e-09 | 0 | 0% | 0% | 2 | 25 | 23 | 3.3725e-09 | 4.2108e-09 | 0 | 0% | 0%
2 | 26 | 0 | 1.1788e-09 | 1.483e-09 | 0 | 0% | 0% | 2 | 26 | 0 | 1.1788e-09 | 1.4718e-09 | 0 | 0% | 0%
2 | 26 | 1 | 3.3055e-10 | 4.1588e-10 | 0 | 0% | 0% | 2 | 26 | 1 | 3.3055e-10 | 4.1272e-10 | 0 | 0% | 0%
2 | 26 | 2 | 0 | 0 | 0 | 0% | 0% | 2 | 26 | 2 | 0 | 0 | 0 | 0% | 0%
2 | 26 | 3 | 0 | 0 | 0 | 0% | 0% | 2 | 26 | 3 | 0 | 0 | 0 | 0% | 0%
2 | 26 | 4 | 0 | 0 | 0 | 0% | 0% | 2 | 26 | 4 | 0 | 0 | 0 | 0% | 0%
2 | 26 | 5 | 4.1673e-10 | 5.2431e-10 | 0 | 0% | 0% | 2 | 26 | 5 | 4.1673e-10 | 5.2032e-10 | 0 | 0% | 0%
2 | 26 | 6 | 1.8131e-09 | 2.2812e-09 | 0 | 0% | 0% | 2 | 26 | 6 | 1.8131e-09 | 2.2638e-09 | 0 | 0% | 0%
2 | 26 | 7 | 3.7436e-09 | 4.71e-09 | 0 | 0% | 0% | 2 | 26 | 7 | 3.7436e-09 | 4.6742e-09 | 0 | 0% | 0%
2 | 26 | 8 | 5.1641e-09 | 6.4972e-09 | 91.2816 | 9.128% | 5.931e-08% | 2 | 26 | 8 | 5.1641e-09 | 6.4478e-09 | 91.2816 | 9.128% | 5.886e-08%
2 | 26 | 9 | 6.9945e-09 | 8.8002e-09 | 396.2232 | 39.62% | 3.487e-07% | 2 | 26 | 9 | 6.9945e-09 | 8.7333e-09 | 396.2232 | 39.62% | 3.46e-07%
2 | 26 | 10 | 4.645e-09 | 5.8441e-09 | 584.7228 | 58.47% | 3.417e-07% | 2 | 26 | 10 | 4.645e-09 | 5.7997e-09 | 584.7228 | 58.47% | 3.391e-07%
2 | 26 | 11 | 2.1639e-09 | 2.7225e-09 | 602.6472 | 60.26% | 1.641e-07% | 2 | 26 | 11 | 2.1822e-09 | 2.7247e-09 | 602.6472 | 60.26% | 1.642e-07%
2 | 26 | 12 | 4.5302e-10 | 5.6997e-10 | 727.5936 | 72.76% | 4.147e-08% | 2 | 26 | 12 | 4.5302e-10 | 5.6563e-10 | 727.5936 | 72.76% | 4.116e-08%
2 | 26 | 13 | 3.2113e-10 | 4.0403e-10 | 678.2364 | 67.82% | 2.74e-08% | 2 | 26 | 13 | 3.2113e-10 | 4.0095e-10 | 678.2364 | 67.82% | 2.719e-08%
2 | 26 | 14 | 0 | 0 | 370.89 | 37.09% | 0% | 2 | 26 | 14 | 0 | 0 | 370.89 | 37.09% | 0%
2 | 26 | 15 | 0 | 0 | 342.9156 | 34.29% | 0% | 2 | 26 | 15 | 0 | 0 | 342.9156 | 34.29% | 0%
2 | 26 | 16 | 0 | 0 | 162.4212 | 16.24% | 0% | 2 | 26 | 16 | 0 | 0 | 162.4212 | 16.24% | 0%
2 | 26 | 17 | 0 | 0 | 138.4884 | 13.85% | 0% | 2 | 26 | 17 | 0 | 0 | 138.4884 | 13.85% | 0%
2 | 26 | 18 | 6.3373e-10 | 7.9732e-10 | 0 | 0% | 0% | 2 | 26 | 18 | 6.3373e-10 | 7.9126e-10 | 0 | 0% | 0%
2 | 26 | 19 | 2.3279e-09 | 2.9288e-09 | 0 | 0% | 0% | 2 | 26 | 19 | 2.3279e-09 | 2.9065e-09 | 0 | 0% | 0%
2 | 26 | 20 | 1.3255e-09 | 1.6677e-09 | 0 | 0% | 0% | 2 | 26 | 20 | 1.3255e-09 | 1.655e-09 | 0 | 0% | 0%
2 | 26 | 21 | 5.666e-10 | 7.1287e-10 | 0 | 0% | 0% | 2 | 26 | 21 | 5.666e-10 | 7.0745e-10 | 0 | 0% | 0%
2 | 26 | 22 | 0 | 0 | 0 | 0% | 0% | 2 | 26 | 22 | 0 | 0 | 0 | 0% | 0%
2 | 26 | 23 | 0 | 0 | 0 | 0% | 0% | 2 | 26 | 23 | 0 | 0 | 0 | 0% | 0%
2 | 27 | 0 | 0 | 0 | 0 | 0% | 0% | 2 | 27 | 0 | 0 | 0 | 0 | 0% | 0%
2 | 27 | 1 | 0 | 0 | 0 | 0% | 0% | 2 | 27 | 1 | 0 | 0 | 0 | 0% | 0%
2 | 27 | 2 | 0 | 0 | 0 | 0% | 0% | 2 | 27 | 2 | 0 | 0 | 0 | 0% | 0%
2 | 27 | 3 | 0 | 0 | 0 | 0% | 0% | 2 | 27 | 3 | 0 | 0 | 0 | 0% | 0%
2 | 27 | 4 | 0 | 0 | 0 | 0% | 0% | 2 | 27 | 4 | 0 | 0 | 0 | 0% | 0%
2 | 27 | 5 | 0 | 0 | 0 | 0% | 0% | 2 | 27 | 5 | 0 | 0 | 0 | 0% | 0%
2 | 27 | 6 | 0 | 0 | 0 | 0% | 0% | 2 | 27 | 6 | 0 | 0 | 0 | 0% | 0%
2 | 27 | 7 | 0 | 0 | 3.636 | 0.3636% | 0% | 2 | 27 | 7 | 0 | 0 | 3.636 | 0.3636% | 0%
2 | 27 | 8 | 0 | 0 | 158.6112 | 15.86% | 0% | 2 | 27 | 8 | 0 | 0 | 158.6112 | 15.86% | 0%
2 | 27 | 9 | 0 | 0 | 506.2488 | 50.62% | 0% | 2 | 27 | 9 | 0 | 0 | 506.2488 | 50.62% | 0%
2 | 27 | 10 | 0 | 0 | 703.1808 | 70.32% | 0% | 2 | 27 | 10 | 0 | 0 | 703.1808 | 70.32% | 0%
2 | 27 | 11 | 0 | 0 | 805.8084 | 80.58% | 0% | 2 | 27 | 11 | 0 | 0 | 805.8084 | 80.58% | 0%
2 | 27 | 12 | 0 | 0 | 859.962 | 86% | 0% | 2 | 27 | 12 | 0 | 0 | 859.962 | 86% | 0%
2 | 27 | 13 | 0 | 0 | 856.086 | 85.61% | 0% | 2 | 27 | 13 | 0 | 0 | 856.086 | 85.61% | 0%
2 | 27 | 14 | 0 | 0 | 787.6356 | 78.76% | 0% | 2 | 27 | 14 | 0 | 0 | 787.6356 | 78.76% | 0%
2 | 27 | 15 | 0 | 0 | 665.2716 | 66.53% | 0% | 2 | 27 | 15 | 0 | 0 | 665.2716 | 66.53% | 0%
2 | 27 | 16 | 0 | 0 | 456.018 | 45.6% | 0% | 2 | 27 | 16 | 0 | 0 | 456.018 | 45.6% | 0%
2 | 27 | 17 | 0 | 0 | 211.8204 | 21.18% | 0% | 2 | 27 | 17 | 0 | 0 | 211.8204 | 21.18% | 0%
2 | 27 | 18 | 0 | 0 | 0 | 0% | 0% | 2 | 27 | 18 | 0 | 0 | 0 | 0% | 0%
2 | 27 | 19 | 0 | 0 | 0 | 0% | 0% | 2 | 27 | 19 | 0 | 0 | 0 | 0% | 0%
2 | 27 | 20 | 0 | 0 | 0 | 0% | 0% | 2 | 27 | 20 | 0 | 0 | 0 | 0% | 0%
2 | 27 | 21 | 0 | 0 | 0 | 0% | 0% | 2 | 27 | 21 | 0 | 0 | 0 | 0% | 0%
2 | 27 | 22 | 0 | 0 | 0 | 0% | 0% | 2 | 27 | 22 | 0 | 0 | 0 | 0% | 0%
2 | 27 | 23 | 0 | 0 | 0 | 0% | 0% | 2 | 27 | 23 | 0 | 0 | 0 | 0% | 0%
2 | 28 | 0 | 0 | 0 | 0 | 0% | 0% | 2 | 28 | 0 | 0 | 0 | 0 | 0% | 0%
2 | 28 | 1 | 0 | 0 | 0 | 0% | 0% | 2 | 28 | 1 | 0 | 0 | 0 | 0% | 0%
2 | 28 | 2 | 0 | 0 | 0 | 0% | 0% | 2 | 28 | 2 | 0 | 0 | 0 | 0% | 0%
2 | 28 | 3 | 0 | 0 | 0 | 0% | 0% | 2 | 28 | 3 | 0 | 0 | 0 | 0% | 0%
2 | 28 | 4 | 0 | 0 | 0 | 0% | 0% | 2 | 28 | 4 | 0 | 0 | 0 | 0% | 0%
2 | 28 | 5 | 0 | 0 | 0 | 0% | 0% | 2 | 28 | 5 | 0 | 0 | 0 | 0% | 0%
2 | 28 | 6 | 0 | 0 | 0 | 0% | 0% | 2 | 28 | 6 | 0 | 0 | 0 | 0% | 0%
2 | 28 | 7 | 0 | 0 | 23.364 | 2.336% | 0% | 2 | 28 | 7 | 0 | 0 | 23.364 | 2.336% | 0%
2 | 28 | 8 | 0 | 0 | 258.5112 | 25.85% | 0% | 2 | 28 | 8 | 0 | 0 | 258.5112 | 25.85% | 0%
2 | 28 | 9 | 1.3037e-09 | 1.6403e-09 | 502.2768 | 50.23% | 8.239e-08% | 2 | 28 | 9 | 1.3361e-09 | 1.6682e-09 | 502.2768 | 50.23% | 8.379e-08%
2 | 28 | 10 | 2.6927e-09 | 3.3878e-09 | 675.492 | 67.55% | 2.288e-07% | 2 | 28 | 10 | 2.7788e-09 | 3.4695e-09 | 675.492 | 67.55% | 2.344e-07%
2 | 28 | 11 | 3.1623e-09 | 3.9787e-09 | 805.1616 | 80.52% | 3.203e-07% | 2 | 28 | 11 | 3.238e-09 | 4.0429e-09 | 805.1616 | 80.52% | 3.255e-07%
2 | 28 | 12 | 5.2037e-09 | 6.5471e-09 | 855.2484 | 85.52% | 5.599e-07% | 2 | 28 | 12 | 5.3322e-09 | 6.6576e-09 | 855.2484 | 85.52% | 5.694e-07%
2 | 28 | 13 | 5.555e-09 | 6.989e-09 | 846.0048 | 84.6% | 5.913e-07% | 2 | 28 | 13 | 5.776e-09 | 7.2118e-09 | 846.0048 | 84.6% | 6.101e-07%
2 | 28 | 14 | 6.0607e-09 | 7.6253e-09 | 774.6816 | 77.47% | 5.907e-07% | 2 | 28 | 14 | 6.1533e-09 | 7.6829e-09 | 774.6816 | 77.47% | 5.952e-07%
2 | 28 | 15 | 4.9978e-09 | 6.288e-09 | 652.3224 | 65.23% | 4.102e-07% | 2 | 28 | 15 | 5.039e-09 | 6.2916e-09 | 652.3224 | 65.23% | 4.104e-07%
2 | 28 | 16 | 5.2869e-09 | 6.6517e-09 | 443.9412 | 44.39% | 2.953e-07% | 2 | 28 | 16 | 5.3322e-09 | 6.6576e-09 | 443.9412 | 44.39% | 2.956e-07%
2 | 28 | 17 | 7.3824e-09 | 9.2882e-09 | 147.8352 | 14.78% | 1.373e-07% | 2 | 28 | 17 | 7.3824e-09 | 9.2175e-09 | 147.8352 | 14.78% | 1.363e-07%
2 | 28 | 18 | 2.0089e-08 | 2.5275e-08 | 0 | 0% | 0% | 2 | 28 | 18 | 2.0089e-08 | 2.5082e-08 | 0 | 0% | 0%
2 | 28 | 19 | 5.5822e-08 | 7.0233e-08 | 0 | 0% | 0% | 2 | 28 | 19 | 5.5822e-08 | 6.9698e-08 | 0 | 0% | 0%
2 | 28 | 20 | 5.6614e-08 | 7.1229e-08 | 0 | 0% | 0% | 2 | 28 | 20 | 5.6614e-08 | 7.0687e-08 | 0 | 0% | 0%
2 | 28 | 21 | 2.8213e-08 | 3.5496e-08 | 0 | 0% | 0% | 2 | 28 | 21 | 2.8213e-08 | 3.5226e-08 | 0 | 0% | 0%
2 | 28 | 22 | 8.3853e-09 | 1.055e-08 | 0 | 0% | 0% | 2 | 28 | 22 | 8.3853e-09 | 1.047e-08 | 0 | 0% | 0%
2 | 28 | 23 | 2.8238e-09 | 3.5527e-09 | 0 | 0% | 0% | 2 | 28 | 23 | 2.8238e-09 | 3.5257e-09 | 0 | 0% | 0%
3 | 1 | 0 | 1.0007e-10 | 1.259e-10 | 0 | 0% | 0% | 3 | 1 | 0 | 1.0007e-10 | 1.2494e-10 | 0 | 0% | 0%
3 | 1 | 1 | 0 | 0 | 0 | 0% | 0% | 3 | 1 | 1 | 0 | 0 | 0 | 0% | 0%
3 | 1 | 2 | 0 | 0 | 0 | 0% | 0% | 3 | 1 | 2 | 0 | 0 | 0 | 0% | 0%
3 | 1 | 3 | 0 | 0 | 0 | 0% | 0% | 3 | 1 | 3 | 0 | 0 | 0 | 0% | 0%
3 | 1 | 4 | 0 | 0 | 0 | 0% | 0% | 3 | 1 | 4 | 0 | 0 | 0 | 0% | 0%
3 | 1 | 5 | 2.1501e-09 | 2.7051e-09 | 0 | 0% | 0% | 3 | 1 | 5 | 2.1501e-09 | 2.6846e-09 | 0 | 0% | 0%
3 | 1 | 6 | 3.4882e-07 | 4.3887e-07 | 0 | 0% | 0% | 3 | 1 | 6 | 3.4882e-07 | 4.3553e-07 | 0 | 0% | 0%
3 | 1 | 7 | 3.5462e-06 | 4.4617e-06 | 0 | 0% | 0% | 3 | 1 | 7 | 3.5462e-06 | 4.4278e-06 | 0 | 0% | 0%
3 | 1 | 8 | 2.6049e-06 | 3.2774e-06 | 87.9444 | 8.794% | 2.882e-05% | 3 | 1 | 8 | 2.6049e-06 | 3.2525e-06 | 87.9444 | 8.794% | 2.86e-05%
3 | 1 | 9 | 2.4919e-07 | 3.1352e-07 | 340.4328 | 34.04% | 1.067e-05% | 3 | 1 | 9 | 2.4919e-07 | 3.1113e-07 | 340.4328 | 34.04% | 1.059e-05%
3 | 1 | 10 | 1.5962e-07 | 2.0082e-07 | 379.488 | 37.95% | 7.621e-06% | 3 | 1 | 10 | 1.608e-07 | 2.0078e-07 | 379.488 | 37.95% | 7.619e-06%
3 | 1 | 11 | 1.5901e-08 | 2.0005e-08 | 662.268 | 66.23% | 1.325e-06% | 3 | 1 | 11 | 1.5901e-08 | 1.9853e-08 | 662.268 | 66.23% | 1.315e-06%
3 | 1 | 12 | 5.8553e-09 | 7.3669e-09 | 636.018 | 63.6% | 4.685e-07% | 3 | 1 | 12 | 5.9025e-09 | 7.3697e-09 | 636.018 | 63.6% | 4.687e-07%
3 | 1 | 13 | 1.7814e-09 | 2.2412e-09 | 624.2232 | 62.42% | 1.399e-07% | 3 | 1 | 13 | 1.7814e-09 | 2.2242e-09 | 624.2232 | 62.42% | 1.388e-07%
3 | 1 | 14 | 6.2603e-10 | 7.8764e-10 | 502.8744 | 50.29% | 3.961e-08% | 3 | 1 | 14 | 6.3139e-10 | 7.8835e-10 | 502.8744 | 50.29% | 3.964e-08%
3 | 1 | 15 | 0 | 0 | 494.1288 | 49.41% | 0% | 3 | 1 | 15 | 0 | 0 | 494.1288 | 49.41% | 0%
3 | 1 | 16 | 0 | 0 | 262.6968 | 26.27% | 0% | 3 | 1 | 16 | 0 | 0 | 262.6968 | 26.27% | 0%
3 | 1 | 17 | 0 | 0 | 138.5712 | 13.86% | 0% | 3 | 1 | 17 | 0 | 0 | 138.5712 | 13.86% | 0%
3 | 1 | 18 | 6.857e-10 | 8.6272e-10 | 0 | 0% | 0% | 3 | 1 | 18 | 6.857e-10 | 8.5616e-10 | 0 | 0% | 0%
3 | 1 | 19 | 6.8106e-09 | 8.5687e-09 | 0 | 0% | 0% | 3 | 1 | 19 | 6.8106e-09 | 8.5035e-09 | 0 | 0% | 0%
3 | 1 | 20 | 1.4906e-08 | 1.8755e-08 | 0 | 0% | 0% | 3 | 1 | 20 | 1.4906e-08 | 1.8612e-08 | 0 | 0% | 0%
3 | 1 | 21 | 7.4984e-09 | 9.4342e-09 | 0 | 0% | 0% | 3 | 1 | 21 | 7.4984e-09 | 9.3624e-09 | 0 | 0% | 0%
3 | 1 | 22 | 3.5188e-09 | 4.4271e-09 | 0 | 0% | 0% | 3 | 1 | 22 | 3.5188e-09 | 4.3935e-09 | 0 | 0% | 0%
3 | 1 | 23 | 4.686e-10 | 5.8957e-10 | 0 | 0% | 0% | 3 | 1 | 23 | 4.686e-10 | 5.8509e-10 | 0 | 0% | 0%
3 | 2 | 0 | 0 | 0 | 0 | 0% | 0% | 3 | 2 | 0 | 0 | 0 | 0 | 0% | 0%
3 | 2 | 1 | 0 | 0 | 0 | 0% | 0% | 3 | 2 | 1 | 0 | 0 | 0 | 0% | 0%
3 | 2 | 2 | 0 | 0 | 0 | 0% | 0% | 3 | 2 | 2 | 0 | 0 | 0 | 0% | 0%
3 | 2 | 3 | 0 | 0 | 0 | 0% | 0% | 3 | 2 | 3 | 0 | 0 | 0 | 0% | 0%
3 | 2 | 4 | 0 | 0 | 0 | 0% | 0% | 3 | 2 | 4 | 0 | 0 | 0 | 0% | 0%
3 | 2 | 5 | 1.8667e-09 | 2.3485e-09 | 0 | 0% | 0% | 3 | 2 | 5 | 1.8667e-09 | 2.3307e-09 | 0 | 0% | 0%
3 | 2 | 6 | 1.235e-07 | 1.5538e-07 | 0 | 0% | 0% | 3 | 2 | 6 | 1.235e-07 | 1.542e-07 | 0 | 0% | 0%
3 | 2 | 7 | 1.8049e-06 | 2.2709e-06 | 0 | 0% | 0% | 3 | 2 | 7 | 1.8049e-06 | 2.2536e-06 | 0 | 0% | 0%
3 | 2 | 8 | 5.4715e-07 | 6.884e-07 | 37.0308 | 3.703% | 2.549e-06% | 3 | 2 | 8 | 5.4715e-07 | 6.8317e-07 | 37.0308 | 3.703% | 2.53e-06%
3 | 2 | 9 | 5.4476e-08 | 6.8539e-08 | 170.4132 | 17.04% | 1.168e-06% | 3 | 2 | 9 | 5.4476e-08 | 6.8018e-08 | 170.4132 | 17.04% | 1.159e-06%
3 | 2 | 10 | 7.1114e-09 | 8.9472e-09 | 357.3192 | 35.73% | 3.197e-07% | 3 | 2 | 10 | 7.1114e-09 | 8.8792e-09 | 357.3192 | 35.73% | 3.173e-07%
3 | 2 | 11 | 1.9028e-09 | 2.3941e-09 | 235.3008 | 23.53% | 5.633e-08% | 3 | 2 | 11 | 1.9028e-09 | 2.3759e-09 | 235.3008 | 23.53% | 5.59e-08%
3 | 2 | 12 | 1.0699e-09 | 1.3461e-09 | 181.404 | 18.14% | 2.442e-08% | 3 | 2 | 12 | 1.079e-09 | 1.3472e-09 | 181.404 | 18.14% | 2.444e-08%
3 | 2 | 13 | 4.634e-10 | 5.8303e-10 | 163.3068 | 16.33% | 9.521e-09% | 3 | 2 | 13 | 4.6775e-10 | 5.8403e-10 | 163.3068 | 16.33% | 9.538e-09%
3 | 2 | 14 | 0 | 0 | 200.0028 | 20% | 0% | 3 | 2 | 14 | 0 | 0 | 200.0028 | 20% | 0%
3 | 2 | 15 | 0 | 0 | 345.4044 | 34.54% | 0% | 3 | 2 | 15 | 0 | 0 | 345.4044 | 34.54% | 0%
3 | 2 | 16 | 0 | 0 | 409.1544 | 40.92% | 0% | 3 | 2 | 16 | 0 | 0 | 409.1544 | 40.92% | 0%
3 | 2 | 17 | 0 | 0 | 158.8284 | 15.88% | 0% | 3 | 2 | 17 | 0 | 0 | 158.8284 | 15.88% | 0%
3 | 2 | 18 | 3.3127e-10 | 4.1679e-10 | 0 | 0% | 0% | 3 | 2 | 18 | 3.3127e-10 | 4.1362e-10 | 0 | 0% | 0%
3 | 2 | 19 | 3.7568e-09 | 4.7266e-09 | 0 | 0% | 0% | 3 | 2 | 19 | 3.7568e-09 | 4.6907e-09 | 0 | 0% | 0%
3 | 2 | 20 | 4.8947e-09 | 6.1583e-09 | 0 | 0% | 0% | 3 | 2 | 20 | 4.8947e-09 | 6.1115e-09 | 0 | 0% | 0%
3 | 2 | 21 | 2.1872e-09 | 2.7518e-09 | 0 | 0% | 0% | 3 | 2 | 21 | 2.1872e-09 | 2.7308e-09 | 0 | 0% | 0%
3 | 2 | 22 | 4.5646e-10 | 5.7429e-10 | 0 | 0% | 0% | 3 | 2 | 22 | 4.5646e-10 | 5.6993e-10 | 0 | 0% | 0%
3 | 2 | 23 | 0 | 0 | 0 | 0% | 0% | 3 | 2 | 23 | 0 | 0 | 0 | 0% | 0%
3 | 3 | 0 | 0 | 0 | 0 | 0% | 0% | 3 | 3 | 0 | 0 | 0 | 0 | 0% | 0%
3 | 3 | 1 | 0 | 0 | 0 | 0% | 0% | 3 | 3 | 1 | 0 | 0 | 0 | 0% | 0%
3 | 3 | 2 | 0 | 0 | 0 | 0% | 0% | 3 | 3 | 2 | 0 | 0 | 0 | 0% | 0%
3 | 3 | 3 | 0 | 0 | 0 | 0% | 0% | 3 | 3 | 3 | 0 | 0 | 0 | 0% | 0%
3 | 3 | 4 | 0 | 0 | 0 | 0% | 0% | 3 | 3 | 4 | 0 | 0 | 0 | 0% | 0%
3 | 3 | 5 | 6.797e-10 | 8.5516e-10 | 0 | 0% | 0% | 3 | 3 | 5 | 6.797e-10 | 8.4866e-10 | 0 | 0% | 0%
3 | 3 | 6 | 8.9654e-08 | 1.128e-07 | 0 | 0% | 0% | 3 | 3 | 6 | 8.9654e-08 | 1.1194e-07 | 0 | 0% | 0%
3 | 3 | 7 | 1.1964e-06 | 1.5053e-06 | 42.7644 | 4.276% | 6.437e-06% | 3 | 3 | 7 | 1.1964e-06 | 1.4938e-06 | 42.7644 | 4.276% | 6.388e-06%
3 | 3 | 8 | 3.3952e-07 | 4.2717e-07 | 292.338 | 29.23% | 1.249e-05% | 3 | 3 | 8 | 3.3952e-07 | 4.2392e-07 | 292.338 | 29.23% | 1.239e-05%
3 | 3 | 9 | 5.6975e-08 | 7.1683e-08 | 563.2572 | 56.33% | 4.038e-06% | 3 | 3 | 9 | 5.6975e-08 | 7.1138e-08 | 563.2572 | 56.33% | 4.007e-06%
3 | 3 | 10 | 1.8743e-08 | 2.3582e-08 | 465.6816 | 46.57% | 1.098e-06% | 3 | 3 | 10 | 1.8743e-08 | 2.3402e-08 | 465.6816 | 46.57% | 1.09e-06%
3 | 3 | 11 | 4.7033e-09 | 5.9175e-09 | 592.0644 | 59.21% | 3.504e-07% | 3 | 3 | 11 | 4.7033e-09 | 5.8725e-09 | 592.0644 | 59.21% | 3.477e-07%
3 | 3 | 12 | 2.6436e-09 | 3.326e-09 | 637.7952 | 63.78% | 2.121e-07% | 3 | 3 | 12 | 2.6436e-09 | 3.3007e-09 | 637.7952 | 63.78% | 2.105e-07%
3 | 3 | 13 | 8.6008e-10 | 1.0821e-09 | 948.222 | 94.82% | 1.026e-07% | 3 | 3 | 13 | 8.6008e-10 | 1.0739e-09 | 948.222 | 94.82% | 1.018e-07%
3 | 3 | 14 | 0 | 0 | 850.9716 | 85.1% | 0% | 3 | 3 | 14 | 0 | 0 | 850.9716 | 85.1% | 0%
3 | 3 | 15 | 0 | 0 | 705.2388 | 70.52% | 0% | 3 | 3 | 15 | 0 | 0 | 705.2388 | 70.52% | 0%
3 | 3 | 16 | 0 | 0 | 488.5416 | 48.85% | 0% | 3 | 3 | 16 | 0 | 0 | 488.5416 | 48.85% | 0%
3 | 3 | 17 | 0 | 0 | 229.5708 | 22.96% | 0% | 3 | 3 | 17 | 0 | 0 | 229.5708 | 22.96% | 0%
3 | 3 | 18 | 8.5641e-10 | 1.0775e-09 | 0 | 0% | 0% | 3 | 3 | 18 | 8.5641e-10 | 1.0693e-09 | 0 | 0% | 0%
3 | 3 | 19 | 3.1037e-09 | 3.9049e-09 | 0 | 0% | 0% | 3 | 3 | 19 | 3.1037e-09 | 3.8752e-09 | 0 | 0% | 0%
3 | 3 | 20 | 3.5188e-09 | 4.4271e-09 | 0 | 0% | 0% | 3 | 3 | 20 | 3.5188e-09 | 4.3935e-09 | 0 | 0% | 0%
3 | 3 | 21 | 8.7129e-10 | 1.0962e-09 | 0 | 0% | 0% | 3 | 3 | 21 | 8.7129e-10 | 1.0879e-09 | 0 | 0% | 0%
3 | 3 | 22 | 0 | 0 | 0 | 0% | 0% | 3 | 3 | 22 | 0 | 0 | 0 | 0% | 0%
3 | 3 | 23 | 0 | 0 | 0 | 0% | 0% | 3 | 3 | 23 | 0 | 0 | 0 | 0% | 0%
3 | 4 | 0 | 0 | 0 | 0 | 0% | 0% | 3 | 4 | 0 | 0 | 0 | 0 | 0% | 0%
3 | 4 | 1 | 0 | 0 | 0 | 0% | 0% | 3 | 4 | 1 | 0 | 0 | 0 | 0% | 0%
3 | 4 | 2 | 0 | 0 | 0 | 0% | 0% | 3 | 4 | 2 | 0 | 0 | 0 | 0% | 0%
3 | 4 | 3 | 0 | 0 | 0 | 0% | 0% | 3 | 4 | 3 | 0 | 0 | 0 | 0% | 0%
3 | 4 | 4 | 0 | 0 | 0 | 0% | 0% | 3 | 4 | 4 | 0 | 0 | 0 | 0% | 0%
3 | 4 | 5 | 0 | 0 | 0 | 0% | 0% | 3 | 4 | 5 | 0 | 0 | 0 | 0% | 0%
3 | 4 | 6 | 0 | 0 | 0 | 0% | 0% | 3 | 4 | 6 | 0 | 0 | 0 | 0% | 0%
3 | 4 | 7 | 1.3871e-09 | 1.7452e-09 | 12.4668 | 1.247% | 2.176e-09% | 3 | 4 | 7 | 1.3871e-09 | 1.7319e-09 | 12.4668 | 1.247% | 2.159e-09%
3 | 4 | 8 | 1.9815e-09 | 2.493e-09 | 200.4216 | 20.04% | 4.996e-08% | 3 | 4 | 8 | 1.9815e-09 | 2.474e-09 | 200.4216 | 20.04% | 4.958e-08%
3 | 4 | 9 | 1.9966e-09 | 2.512e-09 | 518.538 | 51.85% | 1.303e-07% | 3 | 4 | 9 | 1.9966e-09 | 2.4929e-09 | 518.538 | 51.85% | 1.293e-07%
3 | 4 | 10 | 1.3655e-09 | 1.718e-09 | 708.7668 | 70.88% | 1.218e-07% | 3 | 4 | 10 | 1.3769e-09 | 1.7192e-09 | 708.7668 | 70.88% | 1.219e-07%
3 | 4 | 11 | 3.0317e-10 | 3.8143e-10 | 345.486 | 34.55% | 1.318e-08% | 3 | 4 | 11 | 3.2056e-10 | 4.0024e-10 | 345.486 | 34.55% | 1.383e-08%
3 | 4 | 12 | 4.4464e-10 | 5.5942e-10 | 518.598 | 51.86% | 2.901e-08% | 3 | 4 | 12 | 4.6241e-10 | 5.7735e-10 | 518.598 | 51.86% | 2.994e-08%
3 | 4 | 13 | 0 | 0 | 263.9472 | 26.39% | 0% | 3 | 4 | 13 | 0 | 0 | 263.9472 | 26.39% | 0%
3 | 4 | 14 | 0 | 0 | 194.9736 | 19.5% | 0% | 3 | 4 | 14 | 0 | 0 | 194.9736 | 19.5% | 0%
3 | 4 | 15 | 0 | 0 | 376.1592 | 37.62% | 0% | 3 | 4 | 15 | 0 | 0 | 376.1592 | 37.62% | 0%
3 | 4 | 16 | 0 | 0 | 150.288 | 15.03% | 0% | 3 | 4 | 16 | 0 | 0 | 150.288 | 15.03% | 0%
3 | 4 | 17 | 0 | 0 | 126.5988 | 12.66% | 0% | 3 | 4 | 17 | 0 | 0 | 126.5988 | 12.66% | 0%
3 | 4 | 18 | 0 | 0 | 0 | 0% | 0% | 3 | 4 | 18 | 0 | 0 | 0 | 0% | 0%
3 | 4 | 19 | 0 | 0 | 0 | 0% | 0% | 3 | 4 | 19 | 0 | 0 | 0 | 0% | 0%
3 | 4 | 20 | 0 | 0 | 0 | 0% | 0% | 3 | 4 | 20 | 0 | 0 | 0 | 0% | 0%
3 | 4 | 21 | 0 | 0 | 0 | 0% | 0% | 3 | 4 | 21 | 0 | 0 | 0 | 0% | 0%
3 | 4 | 22 | 0 | 0 | 0 | 0% | 0% | 3 | 4 | 22 | 0 | 0 | 0 | 0% | 0%
3 | 4 | 23 | 0 | 0 | 0 | 0% | 0% | 3 | 4 | 23 | 0 | 0 | 0 | 0% | 0%
3 | 5 | 0 | 0 | 0 | 0 | 0% | 0% | 3 | 5 | 0 | 0 | 0 | 0 | 0% | 0%
3 | 5 | 1 | 0 | 0 | 0 | 0% | 0% | 3 | 5 | 1 | 0 | 0 | 0 | 0% | 0%
3 | 5 | 2 | 0 | 0 | 0 | 0% | 0% | 3 | 5 | 2 | 0 | 0 | 0 | 0% | 0%
3 | 5 | 3 | 0 | 0 | 0 | 0% | 0% | 3 | 5 | 3 | 0 | 0 | 0 | 0% | 0%
3 | 5 | 4 | 0 | 0 | 0 | 0% | 0% | 3 | 5 | 4 | 0 | 0 | 0 | 0% | 0%
3 | 5 | 5 | 0 | 0 | 0 | 0% | 0% | 3 | 5 | 5 | 0 | 0 | 0 | 0% | 0%
3 | 5 | 6 | 0 | 0 | 0 | 0% | 0% | 3 | 5 | 6 | 0 | 0 | 0 | 0% | 0%
3 | 5 | 7 | 0 | 0 | 0 | 0% | 0% | 3 | 5 | 7 | 0 | 0 | 0 | 0% | 0%
3 | 5 | 8 | 0 | 0 | 61.2756 | 6.128% | 0% | 3 | 5 | 8 | 0 | 0 | 61.2756 | 6.128% | 0%
3 | 5 | 9 | 0 | 0 | 78.3096 | 7.831% | 0% | 3 | 5 | 9 | 0 | 0 | 78.3096 | 7.831% | 0%
3 | 5 | 10 | 0 | 0 | 181.6608 | 18.17% | 0% | 3 | 5 | 10 | 0 | 0 | 181.6608 | 18.17% | 0%
3 | 5 | 11 | 0 | 0 | 72.6252 | 7.263% | 0% | 3 | 5 | 11 | 0 | 0 | 72.6252 | 7.263% | 0%
3 | 5 | 12 | 0 | 0 | 92.1204 | 9.212% | 0% | 3 | 5 | 12 | 0 | 0 | 92.1204 | 9.212% | 0%
3 | 5 | 13 | 0 | 0 | 97.2216 | 9.722% | 0% | 3 | 5 | 13 | 0 | 0 | 97.2216 | 9.722% | 0%
3 | 5 | 14 | 0 | 0 | 258.4272 | 25.84% | 0% | 3 | 5 | 14 | 0 | 0 | 258.4272 | 25.84% | 0%
3 | 5 | 15 | 0 | 0 | 72.096 | 7.21% | 0% | 3 | 5 | 15 | 0 | 0 | 72.096 | 7.21% | 0%
3 | 5 | 16 | 0 | 0 | 6.7548 | 0.6755% | 0% | 3 | 5 | 16 | 0 | 0 | 6.7548 | 0.6755% | 0%
3 | 5 | 17 | 0 | 0 | 50.0028 | 5% | 0% | 3 | 5 | 17 | 0 | 0 | 50.0028 | 5% | 0%
3 | 5 | 18 | 0 | 0 | 0 | 0% | 0% | 3 | 5 | 18 | 0 | 0 | 0 | 0% | 0%
3 | 5 | 19 | 0 | 0 | 0 | 0% | 0% | 3 | 5 | 19 | 0 | 0 | 0 | 0% | 0%
3 | 5 | 20 | 0 | 0 | 0 | 0% | 0% | 3 | 5 | 20 | 0 | 0 | 0 | 0% | 0%
3 | 5 | 21 | 0 | 0 | 0 | 0% | 0% | 3 | 5 | 21 | 0 | 0 | 0 | 0% | 0%
3 | 5 | 22 | 0 | 0 | 0 | 0% | 0% | 3 | 5 | 22 | 0 | 0 | 0 | 0% | 0%
3 | 5 | 23 | 0 | 0 | 0 | 0% | 0% | 3 | 5 | 23 | 0 | 0 | 0 | 0% | 0%
3 | 6 | 0 | 0 | 0 | 0 | 0% | 0% | 3 | 6 | 0 | 0 | 0 | 0 | 0% | 0%
3 | 6 | 1 | 0 | 0 | 0 | 0% | 0% | 3 | 6 | 1 | 0 | 0 | 0 | 0% | 0%
3 | 6 | 2 | 0 | 0 | 0 | 0% | 0% | 3 | 6 | 2 | 0 | 0 | 0 | 0% | 0%
3 | 6 | 3 | 0 | 0 | 0 | 0% | 0% | 3 | 6 | 3 | 0 | 0 | 0 | 0% | 0%
3 | 6 | 4 | 0 | 0 | 0 | 0% | 0% | 3 | 6 | 4 | 0 | 0 | 0 | 0% | 0%
3 | 6 | 5 | 0 | 0 | 0 | 0% | 0% | 3 | 6 | 5 | 0 | 0 | 0 | 0% | 0%
3 | 6 | 6 | 0 | 0 | 0 | 0% | 0% | 3 | 6 | 6 | 0 | 0 | 0 | 0% | 0%
3 | 6 | 7 | 0 | 0 | 0 | 0% | 0% | 3 | 6 | 7 | 0 | 0 | 0 | 0% | 0%
3 | 6 | 8 | 0 | 0 | 21.8436 | 2.184% | 0% | 3 | 6 | 8 | 0 | 0 | 21.8436 | 2.184% | 0%
3 | 6 | 9 | 1.6735e-09 | 2.1055e-09 | 32.622 | 3.262% | 6.869e-09% | 3 | 6 | 9 | 1.7316e-09 | 2.1621e-09 | 32.622 | 3.262% | 7.053e-09%
3 | 6 | 10 | 1.9492e-09 | 2.4524e-09 | 108.5112 | 10.85% | 2.661e-08% | 3 | 6 | 10 | 2.03e-09 | 2.5346e-09 | 108.5112 | 10.85% | 2.75e-08%
3 | 6 | 11 | 2.4525e-09 | 3.0856e-09 | 131.964 | 13.2% | 4.072e-08% | 3 | 6 | 11 | 2.574e-09 | 3.2138e-09 | 131.964 | 13.2% | 4.241e-08%
3 | 6 | 12 | 1.6884e-09 | 2.1243e-09 | 357.9144 | 35.79% | 7.603e-08% | 3 | 6 | 12 | 1.792e-09 | 2.2374e-09 | 357.9144 | 35.79% | 8.008e-08%
3 | 6 | 13 | 1.0571e-09 | 1.33e-09 | 430.6128 | 43.06% | 5.727e-08% | 3 | 6 | 13 | 1.1795e-09 | 1.4727e-09 | 430.6128 | 43.06% | 6.342e-08%
3 | 6 | 14 | 5.437e-10 | 6.8406e-10 | 338.0652 | 33.81% | 2.313e-08% | 3 | 6 | 14 | 6.1751e-10 | 7.7102e-10 | 338.0652 | 33.81% | 2.607e-08%
3 | 6 | 15 | 6.1751e-10 | 7.7693e-10 | 232.9572 | 23.3% | 1.81e-08% | 3 | 6 | 15 | 6.8671e-10 | 8.5741e-10 | 232.9572 | 23.3% | 1.997e-08%
3 | 6 | 16 | 1.0312e-09 | 1.2974e-09 | 175.8792 | 17.59% | 2.282e-08% | 3 | 6 | 16 | 1.0681e-09 | 1.3336e-09 | 175.8792 | 17.59% | 2.346e-08%
3 | 6 | 17 | 1.9489e-09 | 2.452e-09 | 88.7148 | 8.871% | 2.175e-08% | 3 | 6 | 17 | 1.9489e-09 | 2.4333e-09 | 88.7148 | 8.871% | 2.159e-08%
3 | 6 | 18 | 5.2637e-09 | 6.6226e-09 | 38.9352 | 3.894% | 2.579e-08% | 3 | 6 | 18 | 5.2637e-09 | 6.5722e-09 | 38.9352 | 3.894% | 2.559e-08%
3 | 6 | 19 | 1.5998e-08 | 2.0128e-08 | 7.956 | 0.7956% | 1.601e-08% | 3 | 6 | 19 | 1.5998e-08 | 1.9975e-08 | 7.956 | 0.7956% | 1.589e-08%
3 | 6 | 20 | 1.2443e-08 | 1.5655e-08 | 0 | 0% | 0% | 3 | 6 | 20 | 1.2443e-08 | 1.5536e-08 | 0 | 0% | 0%
3 | 6 | 21 | 4.3284e-09 | 5.4458e-09 | 0 | 0% | 0% | 3 | 6 | 21 | 4.3284e-09 | 5.4044e-09 | 0 | 0% | 0%
3 | 6 | 22 | 7.5476e-10 | 9.496e-10 | 0 | 0% | 0% | 3 | 6 | 22 | 7.5476e-10 | 9.4238e-10 | 0 | 0% | 0%
3 | 6 | 23 | 0 | 0 | 0 | 0% | 0% | 3 | 6 | 23 | 0 | 0 | 0 | 0% | 0%
3 | 7 | 0 | 0 | 0 | 0 | 0% | 0% | 3 | 7 | 0 | 0 | 0 | 0 | 0% | 0%
3 | 7 | 1 | 0 | 0 | 0 | 0% | 0% | 3 | 7 | 1 | 0 | 0 | 0 | 0% | 0%
3 | 7 | 2 | 0 | 0 | 0 | 0% | 0% | 3 | 7 | 2 | 0 | 0 | 0 | 0% | 0%
3 | 7 | 3 | 0 | 0 | 0 | 0% | 0% | 3 | 7 | 3 | 0 | 0 | 0 | 0% | 0%
3 | 7 | 4 | 0 | 0 | 0 | 0% | 0% | 3 | 7 | 4 | 0 | 0 | 0 | 0% | 0%
3 | 7 | 5 | 1.5932e-09 | 2.0045e-09 | 0 | 0% | 0% | 3 | 7 | 5 | 1.5932e-09 | 1.9892e-09 | 0 | 0% | 0%
3 | 7 | 6 | 1.1085e-07 | 1.3946e-07 | 0 | 0% | 0% | 3 | 7 | 6 | 1.1085e-07 | 1.384e-07 | 0 | 0% | 0%
3 | 7 | 7 | 2.1662e-06 | 2.7255e-06 | 0 | 0% | 0% | 3 | 7 | 7 | 2.1662e-06 | 2.7047e-06 | 0 | 0% | 0%
3 | 7 | 8 | 6.1187e-06 | 7.6982e-06 | 40.92 | 4.092% | 3.15e-05% | 3 | 7 | 8 | 6.1187e-06 | 7.6397e-06 | 40.92 | 4.092% | 3.126e-05%
3 | 7 | 9 | 2.6728e-06 | 3.3627e-06 | 50.9856 | 5.099% | 1.715e-05% | 3 | 7 | 9 | 2.6908e-06 | 3.3597e-06 | 50.9856 | 5.099% | 1.713e-05%
3 | 7 | 10 | 9.5042e-07 | 1.1958e-06 | 146.2992 | 14.63% | 1.749e-05% | 3 | 7 | 10 | 9.642e-07 | 1.2039e-06 | 146.2992 | 14.63% | 1.761e-05%
3 | 7 | 11 | 9.5215e-08 | 1.198e-07 | 290.6772 | 29.07% | 3.482e-06% | 3 | 7 | 11 | 9.6645e-08 | 1.2067e-07 | 290.6772 | 29.07% | 3.508e-06%
3 | 7 | 12 | 5.4907e-08 | 6.9081e-08 | 488.4384 | 48.84% | 3.374e-06% | 3 | 7 | 12 | 5.5726e-08 | 6.9579e-08 | 488.4384 | 48.84% | 3.399e-06%
3 | 7 | 13 | 1.4128e-08 | 1.7776e-08 | 575.196 | 57.52% | 1.022e-06% | 3 | 7 | 13 | 1.4358e-08 | 1.7927e-08 | 575.196 | 57.52% | 1.031e-06%
3 | 7 | 14 | 5.8066e-09 | 7.3055e-09 | 363.9096 | 36.39% | 2.659e-07% | 3 | 7 | 14 | 5.8066e-09 | 7.25e-09 | 363.9096 | 36.39% | 2.638e-07%
3 | 7 | 15 | 2.2419e-09 | 2.8206e-09 | 307.9884 | 30.8% | 8.687e-08% | 3 | 7 | 15 | 2.2419e-09 | 2.7991e-09 | 307.9884 | 30.8% | 8.621e-08%
3 | 7 | 16 | 2.6849e-09 | 3.378e-09 | 200.1468 | 20.01% | 6.761e-08% | 3 | 7 | 16 | 2.6849e-09 | 3.3523e-09 | 200.1468 | 20.01% | 6.71e-08%
3 | 7 | 17 | 4.5857e-09 | 5.7695e-09 | 150.0432 | 15% | 8.657e-08% | 3 | 7 | 17 | 4.5857e-09 | 5.7256e-09 | 150.0432 | 15% | 8.591e-08%
3 | 7 | 18 | 2.4739e-08 | 3.1125e-08 | 80.9436 | 8.094% | 2.519e-07% | 3 | 7 | 18 | 2.4739e-08 | 3.0888e-08 | 80.9436 | 8.094% | 2.5e-07%
3 | 7 | 19 | 3.3455e-07 | 4.2092e-07 | 10.1592 | 1.016% | 4.276e-07% | 3 | 7 | 19 | 3.3455e-07 | 4.1772e-07 | 10.1592 | 1.016% | 4.244e-07%
3 | 7 | 20 | 2.4207e-07 | 3.0455e-07 | 0 | 0% | 0% | 3 | 7 | 20 | 2.4207e-07 | 3.0224e-07 | 0 | 0% | 0%
3 | 7 | 21 | 8.3852e-08 | 1.055e-07 | 0 | 0% | 0% | 3 | 7 | 21 | 8.3852e-08 | 1.047e-07 | 0 | 0% | 0%
3 | 7 | 22 | 1.049e-08 | 1.3198e-08 | 0 | 0% | 0% | 3 | 7 | 22 | 1.049e-08 | 1.3098e-08 | 0 | 0% | 0%
3 | 7 | 23 | 1.7165e-09 | 2.1597e-09 | 0 | 0% | 0% | 3 | 7 | 23 | 1.7165e-09 | 2.1432e-09 | 0 | 0% | 0%
3 | 8 | 0 | 0 | 0 | 0 | 0% | 0% | 3 | 8 | 0 | 0 | 0 | 0 | 0% | 0%
3 | 8 | 1 | 0 | 0 | 0 | 0% | 0% | 3 | 8 | 1 | 0 | 0 | 0 | 0% | 0%
3 | 8 | 2 | 0 | 0 | 0 | 0% | 0% | 3 | 8 | 2 | 0 | 0 | 0 | 0% | 0%
3 | 8 | 3 | 0 | 0 | 0 | 0% | 0% | 3 | 8 | 3 | 0 | 0 | 0 | 0% | 0%
3 | 8 | 4 | 0 | 0 | 0 | 0% | 0% | 3 | 8 | 4 | 0 | 0 | 0 | 0% | 0%
3 | 8 | 5 | 1.6195e-09 | 2.0376e-09 | 0 | 0% | 0% | 3 | 8 | 5 | 1.6195e-09 | 2.0221e-09 | 0 | 0% | 0%
3 | 8 | 6 | 8.3197e-08 | 1.0467e-07 | 0 | 0% | 0% | 3 | 8 | 6 | 8.3197e-08 | 1.0388e-07 | 0 | 0% | 0%
3 | 8 | 7 | 6.2836e-07 | 7.9058e-07 | 0 | 0% | 0% | 3 | 8 | 7 | 6.2836e-07 | 7.8456e-07 | 0 | 0% | 0%
3 | 8 | 8 | 4.8588e-07 | 6.1131e-07 | 50.9196 | 5.092% | 3.113e-06% | 3 | 8 | 8 | 4.8588e-07 | 6.0666e-07 | 50.9196 | 5.092% | 3.089e-06%
3 | 8 | 9 | 5.9638e-08 | 7.5034e-08 | 291.2268 | 29.12% | 2.185e-06% | 3 | 8 | 9 | 5.9638e-08 | 7.4463e-08 | 291.2268 | 29.12% | 2.169e-06%
3 | 8 | 10 | 3.4255e-08 | 4.3098e-08 | 550.1208 | 55.01% | 2.371e-06% | 3 | 8 | 10 | 3.4255e-08 | 4.277e-08 | 550.1208 | 55.01% | 2.353e-06%
3 | 8 | 11 | 8.3439e-09 | 1.0498e-08 | 742.1712 | 74.22% | 7.791e-07% | 3 | 8 | 11 | 8.3439e-09 | 1.0418e-08 | 742.1712 | 74.22% | 7.732e-07%
3 | 8 | 12 | 4.4064e-09 | 5.544e-09 | 837.5136 | 83.75% | 4.643e-07% | 3 | 8 | 12 | 4.4803e-09 | 5.594e-09 | 837.5136 | 83.75% | 4.685e-07%
3 | 8 | 13 | 3.2477e-09 | 4.0861e-09 | 886.9992 | 88.7% | 3.624e-07% | 3 | 8 | 13 | 3.2728e-09 | 4.0864e-09 | 886.9992 | 88.7% | 3.625e-07%
3 | 8 | 14 | 1.2336e-09 | 1.5521e-09 | 874.4076 | 87.44% | 1.357e-07% | 3 | 8 | 14 | 1.2336e-09 | 1.5403e-09 | 874.4076 | 87.44% | 1.347e-07%
3 | 8 | 15 | 9.7059e-10 | 1.2212e-09 | 810.0492 | 81% | 9.892e-08% | 3 | 8 | 15 | 9.7059e-10 | 1.2119e-09 | 810.0492 | 81% | 9.817e-08%
3 | 8 | 16 | 7.9357e-10 | 9.9843e-10 | 675.7896 | 67.58% | 6.747e-08% | 3 | 8 | 16 | 7.9357e-10 | 9.9083e-10 | 675.7896 | 67.58% | 6.696e-08%
3 | 8 | 17 | 1.3643e-09 | 1.7165e-09 | 461.3496 | 46.13% | 7.919e-08% | 3 | 8 | 17 | 1.3643e-09 | 1.7035e-09 | 461.3496 | 46.13% | 7.859e-08%
3 | 8 | 18 | 5.392e-09 | 6.784e-09 | 222.942 | 22.29% | 1.512e-07% | 3 | 8 | 18 | 5.392e-09 | 6.7324e-09 | 222.942 | 22.29% | 1.501e-07%
3 | 8 | 19 | 1.4102e-08 | 1.7743e-08 | 18.3144 | 1.831% | 3.249e-08% | 3 | 8 | 19 | 1.4102e-08 | 1.7608e-08 | 18.3144 | 1.831% | 3.225e-08%
3 | 8 | 20 | 9.4725e-09 | 1.1918e-08 | 0 | 0% | 0% | 3 | 8 | 20 | 9.4725e-09 | 1.1827e-08 | 0 | 0% | 0%
3 | 8 | 21 | 2.8615e-09 | 3.6003e-09 | 0 | 0% | 0% | 3 | 8 | 21 | 2.8615e-09 | 3.5729e-09 | 0 | 0% | 0%
3 | 8 | 22 | 4.2074e-10 | 5.2935e-10 | 0 | 0% | 0% | 3 | 8 | 22 | 4.2074e-10 | 5.2533e-10 | 0 | 0% | 0%
3 | 8 | 23 | 0 | 0 | 0 | 0% | 0% | 3 | 8 | 23 | 0 | 0 | 0 | 0% | 0%
3 | 9 | 0 | 0 | 0 | 0 | 0% | 0% | 3 | 9 | 0 | 0 | 0 | 0 | 0% | 0%
3 | 9 | 1 | 0 | 0 | 0 | 0% | 0% | 3 | 9 | 1 | 0 | 0 | 0 | 0% | 0%
3 | 9 | 2 | 0 | 0 | 0 | 0% | 0% | 3 | 9 | 2 | 0 | 0 | 0 | 0% | 0%
3 | 9 | 3 | 0 | 0 | 0 | 0% | 0% | 3 | 9 | 3 | 0 | 0 | 0 | 0% | 0%
3 | 9 | 4 | 0 | 0 | 0 | 0% | 0% | 3 | 9 | 4 | 0 | 0 | 0 | 0% | 0%
3 | 9 | 5 | 0 | 0 | 0 | 0% | 0% | 3 | 9 | 5 | 0 | 0 | 0 | 0% | 0%
3 | 9 | 6 | 1.2804e-09 | 1.6109e-09 | 0 | 0% | 0% | 3 | 9 | 6 | 1.2804e-09 | 1.5987e-09 | 0 | 0% | 0%
3 | 9 | 7 | 1.5255e-08 | 1.9193e-08 | 0 | 0% | 0% | 3 | 9 | 7 | 1.5255e-08 | 1.9047e-08 | 0 | 0% | 0%
3 | 9 | 8 | 2.3262e-08 | 2.9267e-08 | 36.1704 | 3.617% | 1.059e-07% | 3 | 9 | 8 | 2.3262e-08 | 2.9044e-08 | 36.1704 | 3.617% | 1.051e-07%
3 | 9 | 9 | 3.8882e-08 | 4.8919e-08 | 253.05 | 25.3% | 1.238e-06% | 3 | 9 | 9 | 3.8882e-08 | 4.8547e-08 | 253.05 | 25.3% | 1.228e-06%
3 | 9 | 10 | 4.6201e-08 | 5.8127e-08 | 364.5984 | 36.46% | 2.119e-06% | 3 | 9 | 10 | 4.6882e-08 | 5.8536e-08 | 364.5984 | 36.46% | 2.134e-06%
3 | 9 | 11 | 3.372e-08 | 4.2425e-08 | 690.2208 | 69.02% | 2.928e-06% | 3 | 9 | 11 | 3.372e-08 | 4.2103e-08 | 690.2208 | 69.02% | 2.906e-06%
3 | 9 | 12 | 2.7159e-08 | 3.417e-08 | 793.0692 | 79.31% | 2.71e-06% | 3 | 9 | 12 | 2.7159e-08 | 3.391e-08 | 793.0692 | 79.31% | 2.689e-06%
3 | 9 | 13 | 1.8452e-08 | 2.3216e-08 | 845.0256 | 84.5% | 1.962e-06% | 3 | 9 | 13 | 1.8452e-08 | 2.3039e-08 | 845.0256 | 84.5% | 1.947e-06%
3 | 9 | 14 | 1.0086e-08 | 1.269e-08 | 848.1024 | 84.81% | 1.076e-06% | 3 | 9 | 14 | 1.0086e-08 | 1.2593e-08 | 848.1024 | 84.81% | 1.068e-06%
3 | 9 | 15 | 5.3942e-09 | 6.7867e-09 | 422.3904 | 42.24% | 2.867e-07% | 3 | 9 | 15 | 5.3942e-09 | 6.7351e-09 | 422.3904 | 42.24% | 2.845e-07%
3 | 9 | 16 | 3.3492e-09 | 4.2137e-09 | 307.3716 | 30.74% | 1.295e-07% | 3 | 9 | 16 | 3.3492e-09 | 4.1817e-09 | 307.3716 | 30.74% | 1.285e-07%
3 | 9 | 17 | 4.0237e-09 | 5.0624e-09 | 82.5168 | 8.252% | 4.177e-08% | 3 | 9 | 17 | 4.0237e-09 | 5.0239e-09 | 82.5168 | 8.252% | 4.146e-08%
3 | 9 | 18 | 5.7543e-09 | 7.2397e-09 | 122.9304 | 12.29% | 8.9e-08% | 3 | 9 | 18 | 5.7543e-09 | 7.1847e-09 | 122.9304 | 12.29% | 8.832e-08%
3 | 9 | 19 | 2.4379e-08 | 3.0672e-08 | 3.2196 | 0.322% | 9.875e-09% | 3 | 9 | 19 | 2.4379e-08 | 3.0439e-08 | 3.2196 | 0.322% | 9.8e-09%
3 | 9 | 20 | 8.8818e-09 | 1.1175e-08 | 0 | 0% | 0% | 3 | 9 | 20 | 8.8818e-09 | 1.109e-08 | 0 | 0% | 0%
3 | 9 | 21 | 2.4329e-09 | 3.0609e-09 | 0 | 0% | 0% | 3 | 9 | 21 | 2.4329e-09 | 3.0377e-09 | 0 | 0% | 0%
3 | 9 | 22 | 1.3519e-10 | 1.7009e-10 | 0 | 0% | 0% | 3 | 9 | 22 | 1.3519e-10 | 1.6879e-10 | 0 | 0% | 0%
3 | 9 | 23 | 0 | 0 | 0 | 0% | 0% | 3 | 9 | 23 | 0 | 0 | 0 | 0% | 0%
3 | 10 | 0 | 0 | 0 | 0 | 0% | 0% | 3 | 10 | 0 | 0 | 0 | 0 | 0% | 0%
3 | 10 | 1 | 0 | 0 | 0 | 0% | 0% | 3 | 10 | 1 | 0 | 0 | 0 | 0% | 0%
3 | 10 | 2 | 0 | 0 | 0 | 0% | 0% | 3 | 10 | 2 | 0 | 0 | 0 | 0% | 0%
3 | 10 | 3 | 0 | 0 | 0 | 0% | 0% | 3 | 10 | 3 | 0 | 0 | 0 | 0% | 0%
3 | 10 | 4 | 0 | 0 | 0 | 0% | 0% | 3 | 10 | 4 | 0 | 0 | 0 | 0% | 0%
3 | 10 | 5 | 0 | 0 | 0 | 0% | 0% | 3 | 10 | 5 | 0 | 0 | 0 | 0% | 0%
3 | 10 | 6 | 5.8738e-10 | 7.3901e-10 | 0 | 0% | 0% | 3 | 10 | 6 | 5.8738e-10 | 7.3339e-10 | 0 | 0% | 0%
3 | 10 | 7 | 1.2443e-08 | 1.5655e-08 | 0 | 0% | 0% | 3 | 10 | 7 | 1.2443e-08 | 1.5536e-08 | 0 | 0% | 0%
3 | 10 | 8 | 3.2672e-08 | 4.1106e-08 | 15.8136 | 1.581% | 6.5e-08% | 3 | 10 | 8 | 3.2907e-08 | 4.1087e-08 | 15.8136 | 1.581% | 6.497e-08%
3 | 10 | 9 | 1.8965e-07 | 2.386e-07 | 188.2332 | 18.82% | 4.491e-06% | 3 | 10 | 9 | 1.9386e-07 | 2.4204e-07 | 188.2332 | 18.82% | 4.556e-06%
3 | 10 | 10 | 2.7188e-07 | 3.4206e-07 | 321.4416 | 32.14% | 1.1e-05% | 3 | 10 | 10 | 2.8192e-07 | 3.52e-07 | 321.4416 | 32.14% | 1.131e-05%
3 | 10 | 11 | 5.4333e-07 | 6.836e-07 | 434.0124 | 43.4% | 2.967e-05% | 3 | 10 | 11 | 5.6226e-07 | 7.0203e-07 | 434.0124 | 43.4% | 3.047e-05%
3 | 10 | 12 | 1.0039e-06 | 1.263e-06 | 396.648 | 39.66% | 5.01e-05% | 3 | 10 | 12 | 1.0383e-06 | 1.2964e-06 | 396.648 | 39.66% | 5.142e-05%
3 | 10 | 13 | 1.7126e-06 | 2.1547e-06 | 434.1912 | 43.42% | 9.356e-05% | 3 | 10 | 13 | 1.7585e-06 | 2.1956e-06 | 434.1912 | 43.42% | 9.533e-05%
3 | 10 | 14 | 7.4235e-07 | 9.3399e-07 | 611.3892 | 61.14% | 5.71e-05% | 3 | 10 | 14 | 7.6316e-07 | 9.5287e-07 | 611.3892 | 61.14% | 5.826e-05%
3 | 10 | 15 | 1.1202e-06 | 1.4094e-06 | 611.1996 | 61.12% | 8.614e-05% | 3 | 10 | 15 | 1.1433e-06 | 1.4275e-06 | 611.1996 | 61.12% | 8.725e-05%
3 | 10 | 16 | 1.2292e-06 | 1.5465e-06 | 267.3372 | 26.73% | 4.134e-05% | 3 | 10 | 16 | 1.2461e-06 | 1.5559e-06 | 267.3372 | 26.73% | 4.159e-05%
3 | 10 | 17 | 2.2875e-06 | 2.878e-06 | 163.7844 | 16.38% | 4.714e-05% | 3 | 10 | 17 | 2.2875e-06 | 2.8561e-06 | 163.7844 | 16.38% | 4.678e-05%
3 | 10 | 18 | 8.7204e-06 | 1.0972e-05 | 132.8508 | 13.29% | 0.0001458% | 3 | 10 | 18 | 8.7204e-06 | 1.0888e-05 | 132.8508 | 13.29% | 0.0001447%
3 | 10 | 19 | 1.7223e-05 | 2.1669e-05 | 6.0936 | 0.6094% | 1.32e-05% | 3 | 10 | 19 | 1.7223e-05 | 2.1504e-05 | 6.0936 | 0.6094% | 1.31e-05%
3 | 10 | 20 | 2.2418e-05 | 2.8205e-05 | 0 | 0% | 0% | 3 | 10 | 20 | 2.2418e-05 | 2.7991e-05 | 0 | 0% | 0%
3 | 10 | 21 | 2.6208e-06 | 3.2974e-06 | 0 | 0% | 0% | 3 | 10 | 21 | 2.6208e-06 | 3.2723e-06 | 0 | 0% | 0%
3 | 10 | 22 | 2.6417e-07 | 3.3237e-07 | 0 | 0% | 0% | 3 | 10 | 22 | 2.6417e-07 | 3.2984e-07 | 0 | 0% | 0%
3 | 10 | 23 | 1.5255e-08 | 1.9193e-08 | 0 | 0% | 0% | 3 | 10 | 23 | 1.5255e-08 | 1.9047e-08 | 0 | 0% | 0%
3 | 11 | 0 | 4.0874e-09 | 5.1426e-09 | 0 | 0% | 0% | 3 | 11 | 0 | 4.0874e-09 | 5.1035e-09 | 0 | 0% | 0%
3 | 11 | 1 | 1.3871e-09 | 1.7452e-09 | 0 | 0% | 0% | 3 | 11 | 1 | 1.3871e-09 | 1.7319e-09 | 0 | 0% | 0%
3 | 11 | 2 | 4.6468e-10 | 5.8464e-10 | 0 | 0% | 0% | 3 | 11 | 2 | 4.6468e-10 | 5.8019e-10 | 0 | 0% | 0%
3 | 11 | 3 | 4.2074e-10 | 5.2935e-10 | 0 | 0% | 0% | 3 | 11 | 3 | 4.2074e-10 | 5.2533e-10 | 0 | 0% | 0%
3 | 11 | 4 | 7.6094e-10 | 9.5738e-10 | 0 | 0% | 0% | 3 | 11 | 4 | 7.6094e-10 | 9.5009e-10 | 0 | 0% | 0%
3 | 11 | 5 | 6.5385e-09 | 8.2264e-09 | 0 | 0% | 0% | 3 | 11 | 5 | 6.5385e-09 | 8.1638e-09 | 0 | 0% | 0%
3 | 11 | 6 | 3.7403e-07 | 4.7058e-07 | 0 | 0% | 0% | 3 | 11 | 6 | 3.7403e-07 | 4.67e-07 | 0 | 0% | 0%
3 | 11 | 7 | 4.5642e-06 | 5.7425e-06 | 0 | 0% | 0% | 3 | 11 | 7 | 4.5642e-06 | 5.6988e-06 | 0 | 0% | 0%
3 | 11 | 8 | 1.7364e-06 | 2.1847e-06 | 0 | 0% | 0% | 3 | 11 | 8 | 1.7477e-06 | 2.1822e-06 | 0 | 0% | 0%
3 | 11 | 9 | 9.3808e-07 | 1.1802e-06 | 15.5784 | 1.558% | 1.839e-06% | 3 | 11 | 9 | 9.5061e-07 | 1.1869e-06 | 15.5784 | 1.558% | 1.849e-06%
3 | 11 | 10 | 5.5531e-07 | 6.9867e-07 | 17.6568 | 1.766% | 1.234e-06% | 3 | 11 | 10 | 5.7077e-07 | 7.1266e-07 | 17.6568 | 1.766% | 1.258e-06%
3 | 11 | 11 | 1.3397e-07 | 1.6856e-07 | 240.9852 | 24.1% | 4.062e-06% | 3 | 11 | 11 | 1.3793e-07 | 1.7222e-07 | 240.9852 | 24.1% | 4.15e-06%
3 | 11 | 12 | 2.2772e-08 | 2.865e-08 | 179.7636 | 17.98% | 5.15e-07% | 3 | 11 | 12 | 2.3694e-08 | 2.9584e-08 | 179.7636 | 17.98% | 5.318e-07%
3 | 11 | 13 | 8.427e-09 | 1.0602e-08 | 204.8664 | 20.49% | 2.172e-07% | 3 | 11 | 13 | 8.8302e-09 | 1.1025e-08 | 204.8664 | 20.49% | 2.259e-07%
3 | 11 | 14 | 2.7512e-09 | 3.4614e-09 | 334.5456 | 33.45% | 1.158e-07% | 3 | 11 | 14 | 2.8424e-09 | 3.549e-09 | 334.5456 | 33.45% | 1.187e-07%
3 | 11 | 15 | 1.2127e-09 | 1.5257e-09 | 468.7956 | 46.88% | 7.153e-08% | 3 | 11 | 15 | 1.2722e-09 | 1.5884e-09 | 468.7956 | 46.88% | 7.446e-08%
3 | 11 | 16 | 1.4924e-10 | 1.8777e-10 | 323.1672 | 32.32% | 6.068e-09% | 3 | 11 | 16 | 1.5047e-10 | 1.8788e-10 | 323.1672 | 32.32% | 6.072e-09%
3 | 11 | 17 | 0 | 0 | 104.9532 | 10.5% | 0% | 3 | 11 | 17 | 0 | 0 | 104.9532 | 10.5% | 0%
3 | 11 | 18 | 1.8365e-09 | 2.3106e-09 | 62.7684 | 6.277% | 1.45e-08% | 3 | 11 | 18 | 1.8365e-09 | 2.293e-09 | 62.7684 | 6.277% | 1.439e-08%
3 | 11 | 19 | 9.3986e-09 | 1.1825e-08 | 16.3044 | 1.63% | 1.928e-08% | 3 | 11 | 19 | 9.3986e-09 | 1.1735e-08 | 16.3044 | 1.63% | 1.913e-08%
3 | 11 | 20 | 1.2648e-08 | 1.5913e-08 | 0 | 0% | 0% | 3 | 11 | 20 | 1.2648e-08 | 1.5792e-08 | 0 | 0% | 0%
3 | 11 | 21 | 9.171e-09 | 1.1539e-08 | 0 | 0% | 0% | 3 | 11 | 21 | 9.171e-09 | 1.1451e-08 | 0 | 0% | 0%
3 | 11 | 22 | 3.3223e-09 | 4.1799e-09 | 0 | 0% | 0% | 3 | 11 | 22 | 3.3223e-09 | 4.1482e-09 | 0 | 0% | 0%
3 | 11 | 23 | 1.0092e-10 | 1.2697e-10 | 0 | 0% | 0% | 3 | 11 | 23 | 1.0092e-10 | 1.26e-10 | 0 | 0% | 0%
3 | 12 | 0 | 0 | 0 | 0 | 0% | 0% | 3 | 12 | 0 | 0 | 0 | 0 | 0% | 0%
3 | 12 | 1 | 0 | 0 | 0 | 0% | 0% | 3 | 12 | 1 | 0 | 0 | 0 | 0% | 0%
3 | 12 | 2 | 0 | 0 | 0 | 0% | 0% | 3 | 12 | 2 | 0 | 0 | 0 | 0% | 0%
3 | 12 | 3 | 0 | 0 | 0 | 0% | 0% | 3 | 12 | 3 | 0 | 0 | 0 | 0% | 0%
3 | 12 | 4 | 0 | 0 | 0 | 0% | 0% | 3 | 12 | 4 | 0 | 0 | 0 | 0% | 0%
3 | 12 | 5 | 0 | 0 | 0 | 0% | 0% | 3 | 12 | 5 | 0 | 0 | 0 | 0% | 0%
3 | 12 | 6 | 0 | 0 | 0 | 0% | 0% | 3 | 12 | 6 | 0 | 0 | 0 | 0% | 0%
3 | 12 | 7 | 0 | 0 | 0 | 0% | 0% | 3 | 12 | 7 | 0 | 0 | 0 | 0% | 0%
3 | 12 | 8 | 0 | 0 | 14.4552 | 1.446% | 0% | 3 | 12 | 8 | 0 | 0 | 14.4552 | 1.446% | 0%
3 | 12 | 9 | 0 | 0 | 79.9332 | 7.993% | 0% | 3 | 12 | 9 | 0 | 0 | 79.9332 | 7.993% | 0%
3 | 12 | 10 | 0 | 0 | 583.2432 | 58.32% | 0% | 3 | 12 | 10 | 0 | 0 | 583.2432 | 58.32% | 0%
3 | 12 | 11 | 0 | 0 | 765.2904 | 76.53% | 0% | 3 | 12 | 11 | 0 | 0 | 765.2904 | 76.53% | 0%
3 | 12 | 12 | 0 | 0 | 886.4568 | 88.65% | 0% | 3 | 12 | 12 | 0 | 0 | 886.4568 | 88.65% | 0%
3 | 12 | 13 | 0 | 0 | 945 | 94.5% | 0% | 3 | 12 | 13 | 0 | 0 | 945 | 94.5% | 0%
3 | 12 | 14 | 0 | 0 | 924.648 | 92.46% | 0% | 3 | 12 | 14 | 0 | 0 | 924.648 | 92.46% | 0%
3 | 12 | 15 | 0 | 0 | 629.4576 | 62.95% | 0% | 3 | 12 | 15 | 0 | 0 | 629.4576 | 62.95% | 0%
3 | 12 | 16 | 0 | 0 | 708.9672 | 70.9% | 0% | 3 | 12 | 16 | 0 | 0 | 708.9672 | 70.9% | 0%
3 | 12 | 17 | 0 | 0 | 500.412 | 50.04% | 0% | 3 | 12 | 17 | 0 | 0 | 500.412 | 50.04% | 0%
3 | 12 | 18 | 0 | 0 | 244.02 | 24.4% | 0% | 3 | 12 | 18 | 0 | 0 | 244.02 | 24.4% | 0%
3 | 12 | 19 | 0 | 0 | 21.8292 | 2.183% | 0% | 3 | 12 | 19 | 0 | 0 | 21.8292 | 2.183% | 0%
3 | 12 | 20 | 0 | 0 | 0 | 0% | 0% | 3 | 12 | 20 | 0 | 0 | 0 | 0% | 0%
3 | 12 | 21 | 0 | 0 | 0 | 0% | 0% | 3 | 12 | 21 | 0 | 0 | 0 | 0% | 0%
3 | 12 | 22 | 0 | 0 | 0 | 0% | 0% | 3 | 12 | 22 | 0 | 0 | 0 | 0% | 0%
3 | 12 | 23 | 0 | 0 | 0 | 0% | 0% | 3 | 12 | 23 | 0 | 0 | 0 | 0% | 0%
3 | 13 | 0 | 0 | 0 | 0 | 0% | 0% | 3 | 13 | 0 | 0 | 0 | 0 | 0% | 0%
3 | 13 | 1 | 0 | 0 | 0 | 0% | 0% | 3 | 13 | 1 | 0 | 0 | 0 | 0% | 0%
3 | 13 | 2 | 0 | 0 | 0 | 0% | 0% | 3 | 13 | 2 | 0 | 0 | 0 | 0% | 0%
3 | 13 | 3 | 0 | 0 | 0 | 0% | 0% | 3 | 13 | 3 | 0 | 0 | 0 | 0% | 0%
3 | 13 | 4 | 0 | 0 | 0 | 0% | 0% | 3 | 13 | 4 | 0 | 0 | 0 | 0% | 0%
3 | 13 | 5 | 0 | 0 | 0 | 0% | 0% | 3 | 13 | 5 | 0 | 0 | 0 | 0% | 0%
3 | 13 | 6 | 0 | 0 | 0 | 0% | 0% | 3 | 13 | 6 | 0 | 0 | 0 | 0% | 0%
3 | 13 | 7 | 0 | 0 | 0 | 0% | 0% | 3 | 13 | 7 | 0 | 0 | 0 | 0% | 0%
3 | 13 | 8 | 0 | 0 | 47.6376 | 4.764% | 0% | 3 | 13 | 8 | 0 | 0 | 47.6376 | 4.764% | 0%
3 | 13 | 9 | 0 | 0 | 334.4364 | 33.44% | 0% | 3 | 13 | 9 | 0 | 0 | 334.4364 | 33.44% | 0%
3 | 13 | 10 | 0 | 0 | 141.7512 | 14.18% | 0% | 3 | 13 | 10 | 0 | 0 | 141.7512 | 14.18% | 0%
3 | 13 | 11 | 0 | 0 | 609.1248 | 60.91% | 0% | 3 | 13 | 11 | 0 | 0 | 609.1248 | 60.91% | 0%
3 | 13 | 12 | 0 | 0 | 570.1992 | 57.02% | 0% | 3 | 13 | 12 | 0 | 0 | 570.1992 | 57.02% | 0%
3 | 13 | 13 | 0 | 0 | 439.7712 | 43.98% | 0% | 3 | 13 | 13 | 0 | 0 | 439.7712 | 43.98% | 0%
3 | 13 | 14 | 0 | 0 | 175.4028 | 17.54% | 0% | 3 | 13 | 14 | 0 | 0 | 175.4028 | 17.54% | 0%
3 | 13 | 15 | 0 | 0 | 486.174 | 48.62% | 0% | 3 | 13 | 15 | 0 | 0 | 486.174 | 48.62% | 0%
3 | 13 | 16 | 0 | 0 | 438.9132 | 43.89% | 0% | 3 | 13 | 16 | 0 | 0 | 438.9132 | 43.89% | 0%
3 | 13 | 17 | 0 | 0 | 337.8888 | 33.79% | 0% | 3 | 13 | 17 | 0 | 0 | 337.8888 | 33.79% | 0%
3 | 13 | 18 | 0 | 0 | 91.938 | 9.194% | 0% | 3 | 13 | 18 | 0 | 0 | 91.938 | 9.194% | 0%
3 | 13 | 19 | 0 | 0 | 30.6408 | 3.064% | 0% | 3 | 13 | 19 | 0 | 0 | 30.6408 | 3.064% | 0%
3 | 13 | 20 | 0 | 0 | 0 | 0% | 0% | 3 | 13 | 20 | 0 | 0 | 0 | 0% | 0%
3 | 13 | 21 | 0 | 0 | 0 | 0% | 0% | 3 | 13 | 21 | 0 | 0 | 0 | 0% | 0%
3 | 13 | 22 | 0 | 0 | 0 | 0% | 0% | 3 | 13 | 22 | 0 | 0 | 0 | 0% | 0%
3 | 13 | 23 | 0 | 0 | 0 | 0% | 0% | 3 | 13 | 23 | 0 | 0 | 0 | 0% | 0%
3 | 14 | 0 | 0 | 0 | 0 | 0% | 0% | 3 | 14 | 0 | 0 | 0 | 0 | 0% | 0%
3 | 14 | 1 | 0 | 0 | 0 | 0% | 0% | 3 | 14 | 1 | 0 | 0 | 0 | 0% | 0%
3 | 14 | 2 | 0 | 0 | 0 | 0% | 0% | 3 | 14 | 2 | 0 | 0 | 0 | 0% | 0%
3 | 14 | 3 | 0 | 0 | 0 | 0% | 0% | 3 | 14 | 3 | 0 | 0 | 0 | 0% | 0%
3 | 14 | 4 | 0 | 0 | 0 | 0% | 0% | 3 | 14 | 4 | 0 | 0 | 0 | 0% | 0%
3 | 14 | 5 | 6.2791e-10 | 7.9001e-10 | 0 | 0% | 0% | 3 | 14 | 5 | 6.2791e-10 | 7.84e-10 | 0 | 0% | 0%
3 | 14 | 6 | 3.4771e-08 | 4.3747e-08 | 0 | 0% | 0% | 3 | 14 | 6 | 3.4771e-08 | 4.3414e-08 | 0 | 0% | 0%
3 | 14 | 7 | 8.195e-08 | 1.0311e-07 | 0 | 0% | 0% | 3 | 14 | 7 | 8.195e-08 | 1.0232e-07 | 0 | 0% | 0%
3 | 14 | 8 | 1.4392e-07 | 1.8108e-07 | 30.2736 | 3.027% | 5.482e-07% | 3 | 14 | 8 | 1.4496e-07 | 1.8099e-07 | 30.2736 | 3.027% | 5.479e-07%
3 | 14 | 9 | 3.5611e-07 | 4.4804e-07 | 318.5604 | 31.86% | 1.427e-05% | 3 | 14 | 9 | 3.5859e-07 | 4.4773e-07 | 318.5604 | 31.86% | 1.426e-05%
3 | 14 | 10 | 2.8811e-07 | 3.6248e-07 | 572.9316 | 57.29% | 2.077e-05% | 3 | 14 | 10 | 2.9209e-07 | 3.647e-07 | 572.9316 | 57.29% | 2.089e-05%
3 | 14 | 11 | 2.3877e-07 | 3.0041e-07 | 677.034 | 67.7% | 2.034e-05% | 3 | 14 | 11 | 2.4564e-07 | 3.0671e-07 | 677.034 | 67.7% | 2.077e-05%
3 | 14 | 12 | 1.2624e-07 | 1.5883e-07 | 788.8752 | 78.89% | 1.253e-05% | 3 | 14 | 12 | 1.2898e-07 | 1.6104e-07 | 788.8752 | 78.89% | 1.27e-05%
3 | 14 | 13 | 7.3082e-08 | 9.1948e-08 | 825.576 | 82.56% | 7.591e-06% | 3 | 14 | 13 | 7.4274e-08 | 9.2737e-08 | 825.576 | 82.56% | 7.656e-06%
3 | 14 | 14 | 1.0464e-07 | 1.3165e-07 | 711.426 | 71.14% | 9.366e-06% | 3 | 14 | 14 | 1.0615e-07 | 1.3254e-07 | 711.426 | 71.14% | 9.429e-06%
3 | 14 | 15 | 5.4455e-08 | 6.8512e-08 | 808.7256 | 80.87% | 5.541e-06% | 3 | 14 | 15 | 5.5256e-08 | 6.8992e-08 | 808.7256 | 80.87% | 5.58e-06%
3 | 14 | 16 | 7.1535e-08 | 9.0002e-08 | 494.2896 | 49.43% | 4.449e-06% | 3 | 14 | 16 | 7.1535e-08 | 8.9318e-08 | 494.2896 | 49.43% | 4.415e-06%
3 | 14 | 17 | 1.2992e-07 | 1.6346e-07 | 419.9304 | 41.99% | 6.864e-06% | 3 | 14 | 17 | 1.2992e-07 | 1.6221e-07 | 419.9304 | 41.99% | 6.812e-06%
3 | 14 | 18 | 1.7775e-07 | 2.2363e-07 | 48.9144 | 4.891% | 1.094e-06% | 3 | 14 | 18 | 1.7775e-07 | 2.2193e-07 | 48.9144 | 4.891% | 1.086e-06%
3 | 14 | 19 | 4.1718e-07 | 5.2487e-07 | 0 | 0% | 0% | 3 | 14 | 19 | 4.1718e-07 | 5.2088e-07 | 0 | 0% | 0%
3 | 14 | 20 | 1.2266e-07 | 1.5432e-07 | 0 | 0% | 0% | 3 | 14 | 20 | 1.2266e-07 | 1.5315e-07 | 0 | 0% | 0%
3 | 14 | 21 | 7.5664e-09 | 9.5196e-09 | 0 | 0% | 0% | 3 | 14 | 21 | 7.5664e-09 | 9.4472e-09 | 0 | 0% | 0%
3 | 14 | 22 | 7.6094e-10 | 9.5738e-10 | 0 | 0% | 0% | 3 | 14 | 22 | 7.6094e-10 | 9.5009e-10 | 0 | 0% | 0%
3 | 14 | 23 | 0 | 0 | 0 | 0% | 0% | 3 | 14 | 23 | 0 | 0 | 0 | 0% | 0%
3 | 15 | 0 | 0 | 0 | 0 | 0% | 0% | 3 | 15 | 0 | 0 | 0 | 0 | 0% | 0%
3 | 15 | 1 | 0 | 0 | 0 | 0% | 0% | 3 | 15 | 1 | 0 | 0 | 0 | 0% | 0%
3 | 15 | 2 | 0 | 0 | 0 | 0% | 0% | 3 | 15 | 2 | 0 | 0 | 0 | 0% | 0%
3 | 15 | 3 | 0 | 0 | 0 | 0% | 0% | 3 | 15 | 3 | 0 | 0 | 0 | 0% | 0%
3 | 15 | 4 | 0 | 0 | 0 | 0% | 0% | 3 | 15 | 4 | 0 | 0 | 0 | 0% | 0%
3 | 15 | 5 | 1.8216e-09 | 2.2919e-09 | 0 | 0% | 0% | 3 | 15 | 5 | 1.8216e-09 | 2.2744e-09 | 0 | 0% | 0%
3 | 15 | 6 | 3.0954e-08 | 3.8945e-08 | 0 | 0% | 0% | 3 | 15 | 6 | 3.0954e-08 | 3.8649e-08 | 0 | 0% | 0%
3 | 15 | 7 | 3.4771e-08 | 4.3747e-08 | 0 | 0% | 0% | 3 | 15 | 7 | 3.4771e-08 | 4.3414e-08 | 0 | 0% | 0%
3 | 15 | 8 | 2.0717e-08 | 2.6065e-08 | 58.206 | 5.821% | 1.517e-07% | 3 | 15 | 8 | 2.0717e-08 | 2.5866e-08 | 58.206 | 5.821% | 1.506e-07%
3 | 15 | 9 | 3.3747e-08 | 4.2459e-08 | 264.8112 | 26.48% | 1.124e-06% | 3 | 15 | 9 | 3.3747e-08 | 4.2136e-08 | 264.8112 | 26.48% | 1.116e-06%
3 | 15 | 10 | 1.625e-08 | 2.0445e-08 | 498.7032 | 49.87% | 1.02e-06% | 3 | 15 | 10 | 1.6383e-08 | 2.0455e-08 | 498.7032 | 49.87% | 1.02e-06%
3 | 15 | 11 | 1.4669e-08 | 1.8456e-08 | 600.0132 | 60% | 1.107e-06% | 3 | 15 | 11 | 1.4669e-08 | 1.8316e-08 | 600.0132 | 60% | 1.099e-06%
3 | 15 | 12 | 1.1344e-08 | 1.4272e-08 | 667.218 | 66.72% | 9.523e-07% | 3 | 15 | 12 | 1.1433e-08 | 1.4275e-08 | 667.218 | 66.72% | 9.525e-07%
3 | 15 | 13 | 5.4368e-09 | 6.8403e-09 | 746.9652 | 74.7% | 5.109e-07% | 3 | 15 | 13 | 5.4368e-09 | 6.7882e-09 | 746.9652 | 74.7% | 5.071e-07%
3 | 15 | 14 | 3.6132e-09 | 4.546e-09 | 714.3144 | 71.43% | 3.247e-07% | 3 | 15 | 14 | 3.6132e-09 | 4.5114e-09 | 714.3144 | 71.43% | 3.223e-07%
3 | 15 | 15 | 4.5114e-09 | 5.676e-09 | 638.3124 | 63.83% | 3.623e-07% | 3 | 15 | 15 | 4.5114e-09 | 5.6329e-09 | 638.3124 | 63.83% | 3.596e-07%
3 | 15 | 16 | 6.9284e-09 | 8.717e-09 | 374.148 | 37.41% | 3.261e-07% | 3 | 15 | 16 | 6.9284e-09 | 8.6507e-09 | 374.148 | 37.41% | 3.237e-07%
3 | 15 | 17 | 6.7532e-09 | 8.4965e-09 | 350.3772 | 35.04% | 2.977e-07% | 3 | 15 | 17 | 6.7532e-09 | 8.4319e-09 | 350.3772 | 35.04% | 2.954e-07%
3 | 15 | 18 | 1.3458e-08 | 1.6932e-08 | 128.3136 | 12.83% | 2.173e-07% | 3 | 15 | 18 | 1.3458e-08 | 1.6803e-08 | 128.3136 | 12.83% | 2.156e-07%
3 | 15 | 19 | 6.334e-08 | 7.9692e-08 | 9.294 | 0.9294% | 7.407e-08% | 3 | 15 | 19 | 6.334e-08 | 7.9086e-08 | 9.294 | 0.9294% | 7.35e-08%
3 | 15 | 20 | 1.2244e-08 | 1.5405e-08 | 0 | 0% | 0% | 3 | 15 | 20 | 1.2244e-08 | 1.5288e-08 | 0 | 0% | 0%
3 | 15 | 21 | 1.8507e-09 | 2.3284e-09 | 0 | 0% | 0% | 3 | 15 | 21 | 1.8507e-09 | 2.3107e-09 | 0 | 0% | 0%
3 | 15 | 22 | 0 | 0 | 0 | 0% | 0% | 3 | 15 | 22 | 0 | 0 | 0 | 0% | 0%
3 | 15 | 23 | 0 | 0 | 0 | 0% | 0% | 3 | 15 | 23 | 0 | 0 | 0 | 0% | 0%
3 | 16 | 0 | 0 | 0 | 0 | 0% | 0% | 3 | 16 | 0 | 0 | 0 | 0 | 0% | 0%
3 | 16 | 1 | 0 | 0 | 0 | 0% | 0% | 3 | 16 | 1 | 0 | 0 | 0 | 0% | 0%
3 | 16 | 2 | 0 | 0 | 0 | 0% | 0% | 3 | 16 | 2 | 0 | 0 | 0 | 0% | 0%
3 | 16 | 3 | 0 | 0 | 0 | 0% | 0% | 3 | 16 | 3 | 0 | 0 | 0 | 0% | 0%
3 | 16 | 4 | 0 | 0 | 0 | 0% | 0% | 3 | 16 | 4 | 0 | 0 | 0 | 0% | 0%
3 | 16 | 5 | 2.6176e-09 | 3.2933e-09 | 0 | 0% | 0% | 3 | 16 | 5 | 2.6176e-09 | 3.2683e-09 | 0 | 0% | 0%
3 | 16 | 6 | 6.6178e-08 | 8.3262e-08 | 0 | 0% | 0% | 3 | 16 | 6 | 6.6178e-08 | 8.2629e-08 | 0 | 0% | 0%
3 | 16 | 7 | 1.1743e-07 | 1.4775e-07 | 0 | 0% | 0% | 3 | 16 | 7 | 1.1743e-07 | 1.4662e-07 | 0 | 0% | 0%
3 | 16 | 8 | 3.8897e-08 | 4.8938e-08 | 38.3772 | 3.838% | 1.878e-07% | 3 | 16 | 8 | 3.9489e-08 | 4.9305e-08 | 38.3772 | 3.838% | 1.892e-07%
3 | 16 | 9 | 5.2479e-08 | 6.6026e-08 | 222.9132 | 22.29% | 1.472e-06% | 3 | 16 | 9 | 5.4066e-08 | 6.7505e-08 | 222.9132 | 22.29% | 1.505e-06%
3 | 16 | 10 | 1.6652e-08 | 2.0951e-08 | 467.43 | 46.74% | 9.793e-07% | 3 | 16 | 10 | 1.7326e-08 | 2.1632e-08 | 467.43 | 46.74% | 1.011e-06%
3 | 16 | 11 | 1.0167e-08 | 1.2792e-08 | 564.4596 | 56.45% | 7.22e-07% | 3 | 16 | 11 | 1.0659e-08 | 1.3309e-08 | 564.4596 | 56.45% | 7.512e-07%
3 | 16 | 12 | 3.996e-09 | 5.0276e-09 | 689.862 | 68.99% | 3.468e-07% | 3 | 16 | 12 | 4.2267e-09 | 5.2774e-09 | 689.862 | 68.99% | 3.641e-07%
3 | 16 | 13 | 2.5126e-09 | 3.1613e-09 | 728.358 | 72.84% | 2.303e-07% | 3 | 16 | 13 | 2.6424e-09 | 3.2993e-09 | 728.358 | 72.84% | 2.403e-07%
3 | 16 | 14 | 7.5099e-10 | 9.4486e-10 | 726.0756 | 72.61% | 6.86e-08% | 3 | 16 | 14 | 8.185e-10 | 1.022e-09 | 726.0756 | 72.61% | 7.42e-08%
3 | 16 | 15 | 0 | 0 | 746.5092 | 74.65% | 0% | 3 | 16 | 15 | 0 | 0 | 746.5092 | 74.65% | 0%
3 | 16 | 16 | 0 | 0 | 482.1312 | 48.21% | 0% | 3 | 16 | 16 | 0 | 0 | 482.1312 | 48.21% | 0%
3 | 16 | 17 | 0 | 0 | 367.0788 | 36.71% | 0% | 3 | 16 | 17 | 0 | 0 | 367.0788 | 36.71% | 0%
3 | 16 | 18 | 0 | 0 | 31.9488 | 3.195% | 0% | 3 | 16 | 18 | 0 | 0 | 31.9488 | 3.195% | 0%
3 | 16 | 19 | 3.9902e-09 | 5.0203e-09 | 0 | 0% | 0% | 3 | 16 | 19 | 3.9902e-09 | 4.9822e-09 | 0 | 0% | 0%
3 | 16 | 20 | 2.2938e-09 | 2.8859e-09 | 0 | 0% | 0% | 3 | 16 | 20 | 2.2938e-09 | 2.8639e-09 | 0 | 0% | 0%
3 | 16 | 21 | 5.7794e-10 | 7.2713e-10 | 0 | 0% | 0% | 3 | 16 | 21 | 5.7794e-10 | 7.216e-10 | 0 | 0% | 0%
3 | 16 | 22 | 0 | 0 | 0 | 0% | 0% | 3 | 16 | 22 | 0 | 0 | 0 | 0% | 0%
3 | 16 | 23 | 0 | 0 | 0 | 0% | 0% | 3 | 16 | 23 | 0 | 0 | 0 | 0% | 0%
3 | 17 | 0 | 0 | 0 | 0 | 0% | 0% | 3 | 17 | 0 | 0 | 0 | 0 | 0% | 0%
3 | 17 | 1 | 0 | 0 | 0 | 0% | 0% | 3 | 17 | 1 | 0 | 0 | 0 | 0% | 0%
3 | 17 | 2 | 0 | 0 | 0 | 0% | 0% | 3 | 17 | 2 | 0 | 0 | 0 | 0% | 0%
3 | 17 | 3 | 0 | 0 | 0 | 0% | 0% | 3 | 17 | 3 | 0 | 0 | 0 | 0% | 0%
3 | 17 | 4 | 0 | 0 | 0 | 0% | 0% | 3 | 17 | 4 | 0 | 0 | 0 | 0% | 0%
3 | 17 | 5 | 5.1824e-09 | 6.5202e-09 | 0 | 0% | 0% | 3 | 17 | 5 | 5.1824e-09 | 6.4706e-09 | 0 | 0% | 0%
3 | 17 | 6 | 8.3197e-08 | 1.0467e-07 | 0 | 0% | 0% | 3 | 17 | 6 | 8.3197e-08 | 1.0388e-07 | 0 | 0% | 0%
3 | 17 | 7 | 7.0981e-08 | 8.9305e-08 | 0 | 0% | 0% | 3 | 17 | 7 | 7.0981e-08 | 8.8625e-08 | 0 | 0% | 0%
3 | 17 | 8 | 1.1697e-08 | 1.4717e-08 | 0 | 0% | 0% | 3 | 17 | 8 | 1.1697e-08 | 1.4605e-08 | 0 | 0% | 0%
3 | 17 | 9 | 4.3339e-09 | 5.4527e-09 | 6.7824 | 0.6782% | 3.698e-09% | 3 | 17 | 9 | 4.4055e-09 | 5.5006e-09 | 6.7824 | 0.6782% | 3.731e-09%
3 | 17 | 10 | 1.6086e-09 | 2.0239e-09 | 98.8392 | 9.884% | 2e-08% | 3 | 17 | 10 | 1.6494e-09 | 2.0594e-09 | 98.8392 | 9.884% | 2.036e-08%
3 | 17 | 11 | 8.185e-10 | 1.0298e-09 | 31.4616 | 3.146% | 3.24e-09% | 3 | 17 | 11 | 9.3746e-10 | 1.1705e-09 | 31.4616 | 3.146% | 3.683e-09%
3 | 17 | 12 | 3.3968e-10 | 4.2737e-10 | 107.2644 | 10.73% | 4.584e-09% | 3 | 17 | 12 | 3.9908e-10 | 4.9828e-10 | 107.2644 | 10.73% | 5.345e-09%
3 | 17 | 13 | 1.3729e-10 | 1.7274e-10 | 91.1172 | 9.112% | 1.574e-09% | 3 | 17 | 13 | 2.3563e-10 | 2.942e-10 | 91.1172 | 9.112% | 2.681e-09%
3 | 17 | 14 | 0 | 0 | 117.9384 | 11.79% | 0% | 3 | 17 | 14 | 0 | 0 | 117.9384 | 11.79% | 0%
3 | 17 | 15 | 0 | 0 | 245.6976 | 24.57% | 0% | 3 | 17 | 15 | 0 | 0 | 245.6976 | 24.57% | 0%
3 | 17 | 16 | 0 | 0 | 326.0568 | 32.61% | 0% | 3 | 17 | 16 | 0 | 0 | 326.0568 | 32.61% | 0%
3 | 17 | 17 | 0 | 0 | 123.1776 | 12.32% | 0% | 3 | 17 | 17 | 0 | 0 | 123.1776 | 12.32% | 0%
3 | 17 | 18 | 0 | 0 | 13.2756 | 1.328% | 0% | 3 | 17 | 18 | 0 | 0 | 13.2756 | 1.328% | 0%
3 | 17 | 19 | 0 | 0 | 0 | 0% | 0% | 3 | 17 | 19 | 0 | 0 | 0 | 0% | 0%
3 | 17 | 20 | 0 | 0 | 0 | 0% | 0% | 3 | 17 | 20 | 0 | 0 | 0 | 0% | 0%
3 | 17 | 21 | 0 | 0 | 0 | 0% | 0% | 3 | 17 | 21 | 0 | 0 | 0 | 0% | 0%
3 | 17 | 22 | 0 | 0 | 0 | 0% | 0% | 3 | 17 | 22 | 0 | 0 | 0 | 0% | 0%
3 | 17 | 23 | 0 | 0 | 0 | 0% | 0% | 3 | 17 | 23 | 0 | 0 | 0 | 0% | 0%
3 | 18 | 0 | 0 | 0 | 0 | 0% | 0% | 3 | 18 | 0 | 0 | 0 | 0 | 0% | 0%
3 | 18 | 1 | 0 | 0 | 0 | 0% | 0% | 3 | 18 | 1 | 0 | 0 | 0 | 0% | 0%
3 | 18 | 2 | 0 | 0 | 0 | 0% | 0% | 3 | 18 | 2 | 0 | 0 | 0 | 0% | 0%
3 | 18 | 3 | 0 | 0 | 0 | 0% | 0% | 3 | 18 | 3 | 0 | 0 | 0 | 0% | 0%
3 | 18 | 4 | 0 | 0 | 0 | 0% | 0% | 3 | 18 | 4 | 0 | 0 | 0 | 0% | 0%
3 | 18 | 5 | 0 | 0 | 0 | 0% | 0% | 3 | 18 | 5 | 0 | 0 | 0 | 0% | 0%
3 | 18 | 6 | 0 | 0 | 0 | 0% | 0% | 3 | 18 | 6 | 0 | 0 | 0 | 0% | 0%
3 | 18 | 7 | 0 | 0 | 0 | 0% | 0% | 3 | 18 | 7 | 0 | 0 | 0 | 0% | 0%
3 | 18 | 8 | 0 | 0 | 5.364 | 0.5364% | 0% | 3 | 18 | 8 | 0 | 0 | 5.364 | 0.5364% | 0%
3 | 18 | 9 | 0 | 0 | 33.3024 | 3.33% | 0% | 3 | 18 | 9 | 0 | 0 | 33.3024 | 3.33% | 0%
3 | 18 | 10 | 0 | 0 | 25.0356 | 2.504% | 0% | 3 | 18 | 10 | 0 | 0 | 25.0356 | 2.504% | 0%
3 | 18 | 11 | 0 | 0 | 102.8808 | 10.29% | 0% | 3 | 18 | 11 | 0 | 0 | 102.8808 | 10.29% | 0%
3 | 18 | 12 | 0 | 0 | 184.1952 | 18.42% | 0% | 3 | 18 | 12 | 0 | 0 | 184.1952 | 18.42% | 0%
3 | 18 | 13 | 0 | 0 | 283.7004 | 28.37% | 0% | 3 | 18 | 13 | 0 | 0 | 283.7004 | 28.37% | 0%
3 | 18 | 14 | 0 | 0 | 227.1432 | 22.71% | 0% | 3 | 18 | 14 | 0 | 0 | 227.1432 | 22.71% | 0%
3 | 18 | 15 | 0 | 0 | 416.3652 | 41.64% | 0% | 3 | 18 | 15 | 0 | 0 | 416.3652 | 41.64% | 0%
3 | 18 | 16 | 0 | 0 | 254.862 | 25.49% | 0% | 3 | 18 | 16 | 0 | 0 | 254.862 | 25.49% | 0%
3 | 18 | 17 | 0 | 0 | 99.1296 | 9.913% | 0% | 3 | 18 | 17 | 0 | 0 | 99.1296 | 9.913% | 0%
3 | 18 | 18 | 0 | 0 | 11.7312 | 1.173% | 0% | 3 | 18 | 18 | 0 | 0 | 11.7312 | 1.173% | 0%
3 | 18 | 19 | 0 | 0 | 0 | 0% | 0% | 3 | 18 | 19 | 0 | 0 | 0 | 0% | 0%
3 | 18 | 20 | 0 | 0 | 0 | 0% | 0% | 3 | 18 | 20 | 0 | 0 | 0 | 0% | 0%
3 | 18 | 21 | 0 | 0 | 0 | 0% | 0% | 3 | 18 | 21 | 0 | 0 | 0 | 0% | 0%
3 | 18 | 22 | 0 | 0 | 0 | 0% | 0% | 3 | 18 | 22 | 0 | 0 | 0 | 0% | 0%
3 | 18 | 23 | 0 | 0 | 0 | 0% | 0% | 3 | 18 | 23 | 0 | 0 | 0 | 0% | 0%
3 | 19 | 0 | 0 | 0 | 0 | 0% | 0% | 3 | 19 | 0 | 0 | 0 | 0 | 0% | 0%
3 | 19 | 1 | 0 | 0 | 0 | 0% | 0% | 3 | 19 | 1 | 0 | 0 | 0 | 0% | 0%
3 | 19 | 2 | 0 | 0 | 0 | 0% | 0% | 3 | 19 | 2 | 0 | 0 | 0 | 0% | 0%
3 | 19 | 3 | 0 | 0 | 0 | 0% | 0% | 3 | 19 | 3 | 0 | 0 | 0 | 0% | 0%
3 | 19 | 4 | 0 | 0 | 0 | 0% | 0% | 3 | 19 | 4 | 0 | 0 | 0 | 0% | 0%
3 | 19 | 5 | 0 | 0 | 0 | 0% | 0% | 3 | 19 | 5 | 0 | 0 | 0 | 0% | 0%
3 | 19 | 6 | 0 | 0 | 0 | 0% | 0% | 3 | 19 | 6 | 0 | 0 | 0 | 0% | 0%
3 | 19 | 7 | 0 | 0 | 0 | 0% | 0% | 3 | 19 | 7 | 0 | 0 | 0 | 0% | 0%
3 | 19 | 8 | 0 | 0 | 97.9512 | 9.795% | 0% | 3 | 19 | 8 | 0 | 0 | 97.9512 | 9.795% | 0%
3 | 19 | 9 | 0 | 0 | 379.8708 | 37.99% | 0% | 3 | 19 | 9 | 0 | 0 | 379.8708 | 37.99% | 0%
3 | 19 | 10 | 0 | 0 | 650.7288 | 65.07% | 0% | 3 | 19 | 10 | 0 | 0 | 650.7288 | 65.07% | 0%
3 | 19 | 11 | 0 | 0 | 847.188 | 84.72% | 0% | 3 | 19 | 11 | 0 | 0 | 847.188 | 84.72% | 0%
3 | 19 | 12 | 0 | 0 | 969.7752 | 96.98% | 0% | 3 | 19 | 12 | 0 | 0 | 969.7752 | 96.98% | 0%
3 | 19 | 13 | 0 | 0 | 999.9996 | 100% | 0% | 3 | 19 | 13 | 0 | 0 | 999.9996 | 100% | 0%
3 | 19 | 14 | 0 | 0 | 997.3656 | 99.74% | 0% | 3 | 19 | 14 | 0 | 0 | 997.3656 | 99.74% | 0%
3 | 19 | 15 | 0 | 0 | 906.9936 | 90.7% | 0% | 3 | 19 | 15 | 0 | 0 | 906.9936 | 90.7% | 0%
3 | 19 | 16 | 0 | 0 | 740.2764 | 74.03% | 0% | 3 | 19 | 16 | 0 | 0 | 740.2764 | 74.03% | 0%
3 | 19 | 17 | 0 | 0 | 527.7228 | 52.77% | 0% | 3 | 19 | 17 | 0 | 0 | 527.7228 | 52.77% | 0%
3 | 19 | 18 | 0 | 0 | 197.442 | 19.74% | 0% | 3 | 19 | 18 | 0 | 0 | 197.442 | 19.74% | 0%
3 | 19 | 19 | 0 | 0 | 28.4772 | 2.848% | 0% | 3 | 19 | 19 | 0 | 0 | 28.4772 | 2.848% | 0%
3 | 19 | 20 | 0 | 0 | 0 | 0% | 0% | 3 | 19 | 20 | 0 | 0 | 0 | 0% | 0%
3 | 19 | 21 | 0 | 0 | 0 | 0% | 0% | 3 | 19 | 21 | 0 | 0 | 0 | 0% | 0%
3 | 19 | 22 | 0 | 0 | 0 | 0% | 0% | 3 | 19 | 22 | 0 | 0 | 0 | 0% | 0%
3 | 19 | 23 | 0 | 0 | 0 | 0% | 0% | 3 | 19 | 23 | 0 | 0 | 0 | 0% | 0%
3 | 20 | 0 | 0 | 0 | 0 | 0% | 0% | 3 | 20 | 0 | 0 | 0 | 0 | 0% | 0%
3 | 20 | 1 | 0 | 0 | 0 | 0% | 0% | 3 | 20 | 1 | 0 | 0 | 0 | 0% | 0%
3 | 20 | 2 | 0 | 0 | 0 | 0% | 0% | 3 | 20 | 2 | 0 | 0 | 0 | 0% | 0%
3 | 20 | 3 | 0 | 0 | 0 | 0% | 0% | 3 | 20 | 3 | 0 | 0 | 0 | 0% | 0%
3 | 20 | 4 | 0 | 0 | 0 | 0% | 0% | 3 | 20 | 4 | 0 | 0 | 0 | 0% | 0%
3 | 20 | 5 | 0 | 0 | 0 | 0% | 0% | 3 | 20 | 5 | 0 | 0 | 0 | 0% | 0%
3 | 20 | 6 | 0 | 0 | 0 | 0% | 0% | 3 | 20 | 6 | 0 | 0 | 0 | 0% | 0%
3 | 20 | 7 | 0 | 0 | 0 | 0% | 0% | 3 | 20 | 7 | 0 | 0 | 0 | 0% | 0%
3 | 20 | 8 | 0 | 0 | 93.8868 | 9.389% | 0% | 3 | 20 | 8 | 0 | 0 | 93.8868 | 9.389% | 0%
3 | 20 | 9 | 0 | 0 | 362.3832 | 36.24% | 0% | 3 | 20 | 9 | 0 | 0 | 362.3832 | 36.24% | 0%
3 | 20 | 10 | 0 | 0 | 625.6116 | 62.56% | 0% | 3 | 20 | 10 | 0 | 0 | 625.6116 | 62.56% | 0%
3 | 20 | 11 | 0 | 0 | 819.0528 | 81.91% | 0% | 3 | 20 | 11 | 0 | 0 | 819.0528 | 81.91% | 0%
3 | 20 | 12 | 0 | 0 | 958.5888 | 95.86% | 0% | 3 | 20 | 12 | 0 | 0 | 958.5888 | 95.86% | 0%
3 | 20 | 13 | 0 | 0 | 999.9996 | 100% | 0% | 3 | 20 | 13 | 0 | 0 | 999.9996 | 100% | 0%
3 | 20 | 14 | 0 | 0 | 999.9996 | 100% | 0% | 3 | 20 | 14 | 0 | 0 | 999.9996 | 100% | 0%
3 | 20 | 15 | 0 | 0 | 930.6768 | 93.07% | 0% | 3 | 20 | 15 | 0 | 0 | 930.6768 | 93.07% | 0%
3 | 20 | 16 | 0 | 0 | 782.8704 | 78.29% | 0% | 3 | 20 | 16 | 0 | 0 | 782.8704 | 78.29% | 0%
3 | 20 | 17 | 0 | 0 | 381.204 | 38.12% | 0% | 3 | 20 | 17 | 0 | 0 | 381.204 | 38.12% | 0%
3 | 20 | 18 | 0 | 0 | 186.906 | 18.69% | 0% | 3 | 20 | 18 | 0 | 0 | 186.906 | 18.69% | 0%
3 | 20 | 19 | 0 | 0 | 28.446 | 2.845% | 0% | 3 | 20 | 19 | 0 | 0 | 28.446 | 2.845% | 0%
3 | 20 | 20 | 0 | 0 | 0 | 0% | 0% | 3 | 20 | 20 | 0 | 0 | 0 | 0% | 0%
3 | 20 | 21 | 0 | 0 | 0 | 0% | 0% | 3 | 20 | 21 | 0 | 0 | 0 | 0% | 0%
3 | 20 | 22 | 0 | 0 | 0 | 0% | 0% | 3 | 20 | 22 | 0 | 0 | 0 | 0% | 0%
3 | 20 | 23 | 0 | 0 | 0 | 0% | 0% | 3 | 20 | 23 | 0 | 0 | 0 | 0% | 0%
3 | 21 | 0 | 0 | 0 | 0 | 0% | 0% | 3 | 21 | 0 | 0 | 0 | 0 | 0% | 0%
3 | 21 | 1 | 0 | 0 | 0 | 0% | 0% | 3 | 21 | 1 | 0 | 0 | 0 | 0% | 0%
3 | 21 | 2 | 0 | 0 | 0 | 0% | 0% | 3 | 21 | 2 | 0 | 0 | 0 | 0% | 0%
3 | 21 | 3 | 0 | 0 | 0 | 0% | 0% | 3 | 21 | 3 | 0 | 0 | 0 | 0% | 0%
3 | 21 | 4 | 0 | 0 | 0 | 0% | 0% | 3 | 21 | 4 | 0 | 0 | 0 | 0% | 0%
3 | 21 | 5 | 0 | 0 | 0 | 0% | 0% | 3 | 21 | 5 | 0 | 0 | 0 | 0% | 0%
3 | 21 | 6 | 0 | 0 | 0 | 0% | 0% | 3 | 21 | 6 | 0 | 0 | 0 | 0% | 0%
3 | 21 | 7 | 0 | 0 | 0 | 0% | 0% | 3 | 21 | 7 | 0 | 0 | 0 | 0% | 0%
3 | 21 | 8 | 0 | 0 | 103.494 | 10.35% | 0% | 3 | 21 | 8 | 0 | 0 | 103.494 | 10.35% | 0%
3 | 21 | 9 | 0 | 0 | 380.9832 | 38.1% | 0% | 3 | 21 | 9 | 0 | 0 | 380.9832 | 38.1% | 0%
3 | 21 | 10 | 0 | 0 | 646.626 | 64.66% | 0% | 3 | 21 | 10 | 0 | 0 | 646.626 | 64.66% | 0%
3 | 21 | 11 | 1.3668e-10 | 1.7197e-10 | 377.3544 | 37.74% | 6.489e-09% | 3 | 21 | 11 | 1.3668e-10 | 1.7066e-10 | 377.3544 | 37.74% | 6.44e-09%
3 | 21 | 12 | 1.034e-09 | 1.3009e-09 | 518.532 | 51.85% | 6.746e-08% | 3 | 21 | 12 | 1.0607e-09 | 1.3243e-09 | 518.532 | 51.85% | 6.867e-08%
3 | 21 | 13 | 7.2819e-10 | 9.1617e-10 | 915.8748 | 91.59% | 8.391e-08% | 3 | 21 | 13 | 7.3505e-10 | 9.1777e-10 | 915.8748 | 91.59% | 8.406e-08%
3 | 21 | 14 | 7.3505e-10 | 9.2481e-10 | 955.266 | 95.53% | 8.834e-08% | 3 | 21 | 14 | 7.3505e-10 | 9.1777e-10 | 955.266 | 95.53% | 8.767e-08%
3 | 21 | 15 | 2.8575e-10 | 3.5952e-10 | 873.9984 | 87.4% | 3.142e-08% | 3 | 21 | 15 | 2.8575e-10 | 3.5678e-10 | 873.9984 | 87.4% | 3.118e-08%
3 | 21 | 16 | 0 | 0 | 739.3392 | 73.93% | 0% | 3 | 21 | 16 | 0 | 0 | 739.3392 | 73.93% | 0%
3 | 21 | 17 | 0 | 0 | 533.6448 | 53.36% | 0% | 3 | 21 | 17 | 0 | 0 | 533.6448 | 53.36% | 0%
3 | 21 | 18 | 0 | 0 | 264.3252 | 26.43% | 0% | 3 | 21 | 18 | 0 | 0 | 264.3252 | 26.43% | 0%
3 | 21 | 19 | 1.7021e-09 | 2.1415e-09 | 42.03 | 4.203% | 9.001e-09% | 3 | 21 | 19 | 1.7021e-09 | 2.1252e-09 | 42.03 | 4.203% | 8.932e-09%
3 | 21 | 20 | 5.1017e-10 | 6.4187e-10 | 0 | 0% | 0% | 3 | 21 | 20 | 5.1017e-10 | 6.3699e-10 | 0 | 0% | 0%
3 | 21 | 21 | 0 | 0 | 0 | 0% | 0% | 3 | 21 | 21 | 0 | 0 | 0 | 0% | 0%
3 | 21 | 22 | 0 | 0 | 0 | 0% | 0% | 3 | 21 | 22 | 0 | 0 | 0 | 0% | 0%
3 | 21 | 23 | 0 | 0 | 0 | 0% | 0% | 3 | 21 | 23 | 0 | 0 | 0 | 0% | 0%
3 | 22 | 0 | 0 | 0 | 0 | 0% | 0% | 3 | 22 | 0 | 0 | 0 | 0 | 0% | 0%
3 | 22 | 1 | 0 | 0 | 0 | 0% | 0% | 3 | 22 | 1 | 0 | 0 | 0 | 0% | 0%
3 | 22 | 2 | 0 | 0 | 0 | 0% | 0% | 3 | 22 | 2 | 0 | 0 | 0 | 0% | 0%
3 | 22 | 3 | 0 | 0 | 0 | 0% | 0% | 3 | 22 | 3 | 0 | 0 | 0 | 0% | 0%
3 | 22 | 4 | 0 | 0 | 0 | 0% | 0% | 3 | 22 | 4 | 0 | 0 | 0 | 0% | 0%
3 | 22 | 5 | 0 | 0 | 0 | 0% | 0% | 3 | 22 | 5 | 0 | 0 | 0 | 0% | 0%
3 | 22 | 6 | 0 | 0 | 0 | 0% | 0% | 3 | 22 | 6 | 0 | 0 | 0 | 0% | 0%
3 | 22 | 7 | 0 | 0 | 0 | 0% | 0% | 3 | 22 | 7 | 0 | 0 | 0 | 0% | 0%
3 | 22 | 8 | 0 | 0 | 106.0308 | 10.6% | 0% | 3 | 22 | 8 | 0 | 0 | 106.0308 | 10.6% | 0%
3 | 22 | 9 | 0 | 0 | 364.0704 | 36.41% | 0% | 3 | 22 | 9 | 0 | 0 | 364.0704 | 36.41% | 0%
3 | 22 | 10 | 0 | 0 | 541.8636 | 54.19% | 0% | 3 | 22 | 10 | 0 | 0 | 541.8636 | 54.19% | 0%
3 | 22 | 11 | 0 | 0 | 766.776 | 76.68% | 0% | 3 | 22 | 11 | 0 | 0 | 766.776 | 76.68% | 0%
3 | 22 | 12 | 6.1505e-10 | 7.7383e-10 | 856.7676 | 85.68% | 6.63e-08% | 3 | 22 | 12 | 6.8839e-10 | 8.5951e-10 | 856.7676 | 85.68% | 7.364e-08%
3 | 22 | 13 | 8.0457e-10 | 1.0123e-09 | 895.6764 | 89.57% | 9.067e-08% | 3 | 22 | 13 | 8.6777e-10 | 1.0835e-09 | 895.6764 | 89.57% | 9.704e-08%
3 | 22 | 14 | 8.5963e-10 | 1.0815e-09 | 911.8932 | 91.19% | 9.863e-08% | 3 | 22 | 14 | 9.6314e-10 | 1.2026e-09 | 911.8932 | 91.19% | 1.097e-07%
3 | 22 | 15 | 1.1403e-10 | 1.4347e-10 | 416.1408 | 41.61% | 5.97e-09% | 3 | 22 | 15 | 1.1801e-10 | 1.4734e-10 | 416.1408 | 41.61% | 6.132e-09%
3 | 22 | 16 | 0 | 0 | 354.06 | 35.41% | 0% | 3 | 22 | 16 | 0 | 0 | 354.06 | 35.41% | 0%
3 | 22 | 17 | 0 | 0 | 179.0928 | 17.91% | 0% | 3 | 22 | 17 | 0 | 0 | 179.0928 | 17.91% | 0%
3 | 22 | 18 | 0 | 0 | 57.75 | 5.775% | 0% | 3 | 22 | 18 | 0 | 0 | 57.75 | 5.775% | 0%
3 | 22 | 19 | 1.948e-09 | 2.4509e-09 | 38.9496 | 3.895% | 9.546e-09% | 3 | 22 | 19 | 1.948e-09 | 2.4323e-09 | 38.9496 | 3.895% | 9.474e-09%
3 | 22 | 20 | 3.9306e-10 | 4.9453e-10 | 0 | 0% | 0% | 3 | 22 | 20 | 3.9306e-10 | 4.9077e-10 | 0 | 0% | 0%
3 | 22 | 21 | 0 | 0 | 0 | 0% | 0% | 3 | 22 | 21 | 0 | 0 | 0 | 0% | 0%
3 | 22 | 22 | 0 | 0 | 0 | 0% | 0% | 3 | 22 | 22 | 0 | 0 | 0 | 0% | 0%
3 | 22 | 23 | 0 | 0 | 0 | 0% | 0% | 3 | 22 | 23 | 0 | 0 | 0 | 0% | 0%
3 | 23 | 0 | 0 | 0 | 0 | 0% | 0% | 3 | 23 | 0 | 0 | 0 | 0 | 0% | 0%
3 | 23 | 1 | 0 | 0 | 0 | 0% | 0% | 3 | 23 | 1 | 0 | 0 | 0 | 0% | 0%
3 | 23 | 2 | 0 | 0 | 0 | 0% | 0% | 3 | 23 | 2 | 0 | 0 | 0 | 0% | 0%
3 | 23 | 3 | 0 | 0 | 0 | 0% | 0% | 3 | 23 | 3 | 0 | 0 | 0 | 0% | 0%
3 | 23 | 4 | 0 | 0 | 0 | 0% | 0% | 3 | 23 | 4 | 0 | 0 | 0 | 0% | 0%
3 | 23 | 5 | 0 | 0 | 0 | 0% | 0% | 3 | 23 | 5 | 0 | 0 | 0 | 0% | 0%
3 | 23 | 6 | 0 | 0 | 0 | 0% | 0% | 3 | 23 | 6 | 0 | 0 | 0 | 0% | 0%
3 | 23 | 7 | 0 | 0 | 0 | 0% | 0% | 3 | 23 | 7 | 0 | 0 | 0 | 0% | 0%
3 | 23 | 8 | 0 | 0 | 3.6312 | 0.3631% | 0% | 3 | 23 | 8 | 0 | 0 | 3.6312 | 0.3631% | 0%
3 | 23 | 9 | 1.005e-10 | 1.2644e-10 | 57.6516 | 5.765% | 7.289e-10% | 3 | 23 | 9 | 1.15e-10 | 1.4358e-10 | 57.6516 | 5.765% | 8.278e-10%
3 | 23 | 10 | 2.8589e-10 | 3.597e-10 | 202.7388 | 20.27% | 7.292e-09% | 3 | 23 | 10 | 3.329e-10 | 4.1565e-10 | 202.7388 | 20.27% | 8.427e-09%
3 | 23 | 11 | 1.2719e-09 | 1.6002e-09 | 772.3704 | 77.24% | 1.236e-07% | 3 | 23 | 11 | 1.3773e-09 | 1.7196e-09 | 772.3704 | 77.24% | 1.328e-07%
3 | 23 | 12 | 1.5682e-09 | 1.973e-09 | 852.1812 | 85.22% | 1.681e-07% | 3 | 23 | 12 | 1.6625e-09 | 2.0758e-09 | 852.1812 | 85.22% | 1.769e-07%
3 | 23 | 13 | 1.7324e-09 | 2.1797e-09 | 897.1212 | 89.71% | 1.955e-07% | 3 | 23 | 13 | 1.8227e-09 | 2.2758e-09 | 897.1212 | 89.71% | 2.042e-07%
3 | 23 | 14 | 6.2052e-10 | 7.8071e-10 | 880.6692 | 88.07% | 6.875e-08% | 3 | 23 | 14 | 6.9444e-10 | 8.6707e-10 | 880.6692 | 88.07% | 7.636e-08%
3 | 23 | 15 | 0 | 0 | 808.1868 | 80.82% | 0% | 3 | 23 | 15 | 0 | 0 | 808.1868 | 80.82% | 0%
3 | 23 | 16 | 0 | 0 | 640.1976 | 64.02% | 0% | 3 | 23 | 16 | 0 | 0 | 640.1976 | 64.02% | 0%
3 | 23 | 17 | 0 | 0 | 479.1012 | 47.91% | 0% | 3 | 23 | 17 | 0 | 0 | 479.1012 | 47.91% | 0%
3 | 23 | 18 | 0 | 0 | 199.6344 | 19.96% | 0% | 3 | 23 | 18 | 0 | 0 | 199.6344 | 19.96% | 0%
3 | 23 | 19 | 0 | 0 | 31.6488 | 3.165% | 0% | 3 | 23 | 19 | 0 | 0 | 31.6488 | 3.165% | 0%
3 | 23 | 20 | 0 | 0 | 0 | 0% | 0% | 3 | 23 | 20 | 0 | 0 | 0 | 0% | 0%
3 | 23 | 21 | 0 | 0 | 0 | 0% | 0% | 3 | 23 | 21 | 0 | 0 | 0 | 0% | 0%
3 | 23 | 22 | 0 | 0 | 0 | 0% | 0% | 3 | 23 | 22 | 0 | 0 | 0 | 0% | 0%
3 | 23 | 23 | 0 | 0 | 0 | 0% | 0% | 3 | 23 | 23 | 0 | 0 | 0 | 0% | 0%
3 | 24 | 0 | 0 | 0 | 0 | 0% | 0% | 3 | 24 | 0 | 0 | 0 | 0 | 0% | 0%
3 | 24 | 1 | 0 | 0 | 0 | 0% | 0% | 3 | 24 | 1 | 0 | 0 | 0 | 0% | 0%
3 | 24 | 2 | 0 | 0 | 0 | 0% | 0% | 3 | 24 | 2 | 0 | 0 | 0 | 0% | 0%
3 | 24 | 3 | 0 | 0 | 0 | 0% | 0% | 3 | 24 | 3 | 0 | 0 | 0 | 0% | 0%
3 | 24 | 4 | 0 | 0 | 0 | 0% | 0% | 3 | 24 | 4 | 0 | 0 | 0 | 0% | 0%
3 | 24 | 5 | 0 | 0 | 0 | 0% | 0% | 3 | 24 | 5 | 0 | 0 | 0 | 0% | 0%
3 | 24 | 6 | 4.3955e-10 | 5.5301e-10 | 0 | 0% | 0% | 3 | 24 | 6 | 4.3955e-10 | 5.4881e-10 | 0 | 0% | 0%
3 | 24 | 7 | 8.6403e-10 | 1.0871e-09 | 0 | 0% | 0% | 3 | 24 | 7 | 8.6403e-10 | 1.0788e-09 | 0 | 0% | 0%
3 | 24 | 8 | 2.6408e-09 | 3.3225e-09 | 69.0408 | 6.904% | 2.294e-08% | 3 | 24 | 8 | 2.663e-09 | 3.325e-09 | 69.0408 | 6.904% | 2.296e-08%
3 | 24 | 9 | 6.1292e-09 | 7.7115e-09 | 158.6352 | 15.86% | 1.223e-07% | 3 | 24 | 9 | 6.1813e-09 | 7.7179e-09 | 158.6352 | 15.86% | 1.224e-07%
3 | 24 | 10 | 6.812e-09 | 8.5705e-09 | 61.2228 | 6.122% | 5.247e-08% | 3 | 24 | 10 | 6.927e-09 | 8.6489e-09 | 61.2228 | 6.122% | 5.295e-08%
3 | 24 | 11 | 8.4791e-09 | 1.0668e-08 | 169.614 | 16.96% | 1.809e-07% | 3 | 24 | 11 | 8.7511e-09 | 1.0927e-08 | 169.614 | 16.96% | 1.853e-07%
3 | 24 | 12 | 1.3458e-08 | 1.6932e-08 | 355.3824 | 35.54% | 6.017e-07% | 3 | 24 | 12 | 1.3777e-08 | 1.7202e-08 | 355.3824 | 35.54% | 6.113e-07%
3 | 24 | 13 | 9.4023e-09 | 1.1829e-08 | 298.932 | 29.89% | 3.536e-07% | 3 | 24 | 13 | 9.5507e-09 | 1.1925e-08 | 298.932 | 29.89% | 3.565e-07%
3 | 24 | 14 | 7.6304e-09 | 9.6001e-09 | 254.3928 | 25.44% | 2.442e-07% | 3 | 24 | 14 | 7.6927e-09 | 9.605e-09 | 254.3928 | 25.44% | 2.443e-07%
3 | 24 | 15 | 9.6316e-09 | 1.2118e-08 | 95.8968 | 9.59% | 1.162e-07% | 3 | 24 | 15 | 9.6316e-09 | 1.2026e-08 | 95.8968 | 9.59% | 1.153e-07%
3 | 24 | 16 | 1.2348e-08 | 1.5535e-08 | 163.8108 | 16.38% | 2.545e-07% | 3 | 24 | 16 | 1.2348e-08 | 1.5417e-08 | 163.8108 | 16.38% | 2.525e-07%
3 | 24 | 17 | 2.8462e-08 | 3.5809e-08 | 267.2892 | 26.73% | 9.571e-07% | 3 | 24 | 17 | 2.8462e-08 | 3.5537e-08 | 267.2892 | 26.73% | 9.499e-07%
3 | 24 | 18 | 5.0134e-08 | 6.3076e-08 | 6.5556 | 0.6556% | 4.135e-08% | 3 | 24 | 18 | 5.0134e-08 | 6.2597e-08 | 6.5556 | 0.6556% | 4.104e-08%
3 | 24 | 19 | 2.4374e-07 | 3.0666e-07 | 0 | 0% | 0% | 3 | 24 | 19 | 2.4374e-07 | 3.0432e-07 | 0 | 0% | 0%
3 | 24 | 20 | 4.1611e-08 | 5.2352e-08 | 0 | 0% | 0% | 3 | 24 | 20 | 4.1611e-08 | 5.1954e-08 | 0 | 0% | 0%
3 | 24 | 21 | 5.0144e-09 | 6.3089e-09 | 0 | 0% | 0% | 3 | 24 | 21 | 5.0144e-09 | 6.261e-09 | 0 | 0% | 0%
3 | 24 | 22 | 4.2074e-10 | 5.2935e-10 | 0 | 0% | 0% | 3 | 24 | 22 | 4.2074e-10 | 5.2533e-10 | 0 | 0% | 0%
3 | 24 | 23 | 0 | 0 | 0 | 0% | 0% | 3 | 24 | 23 | 0 | 0 | 0 | 0% | 0%
3 | 25 | 0 | 0 | 0 | 0 | 0% | 0% | 3 | 25 | 0 | 0 | 0 | 0 | 0% | 0%
3 | 25 | 1 | 0 | 0 | 0 | 0% | 0% | 3 | 25 | 1 | 0 | 0 | 0 | 0% | 0%
3 | 25 | 2 | 0 | 0 | 0 | 0% | 0% | 3 | 25 | 2 | 0 | 0 | 0 | 0% | 0%
3 | 25 | 3 | 0 | 0 | 0 | 0% | 0% | 3 | 25 | 3 | 0 | 0 | 0 | 0% | 0%
3 | 25 | 4 | 0 | 0 | 0 | 0% | 0% | 3 | 25 | 4 | 0 | 0 | 0 | 0% | 0%
3 | 25 | 5 | 2.3336e-09 | 2.936e-09 | 0 | 0% | 0% | 3 | 25 | 5 | 2.3336e-09 | 2.9136e-09 | 0 | 0% | 0%
3 | 25 | 6 | 3.8026e-08 | 4.7842e-08 | 0 | 0% | 0% | 3 | 25 | 6 | 3.8026e-08 | 4.7478e-08 | 0 | 0% | 0%
3 | 25 | 7 | 6.8777e-08 | 8.6531e-08 | 0 | 0% | 0% | 3 | 25 | 7 | 6.8777e-08 | 8.5873e-08 | 0 | 0% | 0%
3 | 25 | 8 | 6.0022e-08 | 7.5517e-08 | 44.7024 | 4.47% | 3.376e-07% | 3 | 25 | 8 | 6.0022e-08 | 7.4943e-08 | 44.7024 | 4.47% | 3.35e-07%
3 | 25 | 9 | 6.8805e-08 | 8.6568e-08 | 129.2964 | 12.93% | 1.119e-06% | 3 | 25 | 9 | 6.9371e-08 | 8.6615e-08 | 129.2964 | 12.93% | 1.12e-06%
3 | 25 | 10 | 2.8228e-08 | 3.5516e-08 | 373.536 | 37.35% | 1.327e-06% | 3 | 25 | 10 | 2.8228e-08 | 3.5245e-08 | 373.536 | 37.35% | 1.317e-06%
3 | 25 | 11 | 1.9176e-08 | 2.4126e-08 | 362.3316 | 36.23% | 8.742e-07% | 3 | 25 | 11 | 1.9176e-08 | 2.3943e-08 | 362.3316 | 36.23% | 8.675e-07%
3 | 25 | 12 | 1.1157e-08 | 1.4038e-08 | 541.5228 | 54.15% | 7.602e-07% | 3 | 25 | 12 | 1.1157e-08 | 1.3931e-08 | 541.5228 | 54.15% | 7.544e-07%
3 | 25 | 13 | 5.1855e-09 | 6.5241e-09 | 522.4392 | 52.24% | 3.408e-07% | 3 | 25 | 13 | 5.1855e-09 | 6.4745e-09 | 522.4392 | 52.24% | 3.383e-07%
3 | 25 | 14 | 3.1871e-09 | 4.0099e-09 | 495.6576 | 49.57% | 1.988e-07% | 3 | 25 | 14 | 3.1871e-09 | 3.9794e-09 | 495.6576 | 49.57% | 1.972e-07%
3 | 25 | 15 | 2.2942e-09 | 2.8865e-09 | 500.13 | 50.01% | 1.444e-07% | 3 | 25 | 15 | 2.2942e-09 | 2.8645e-09 | 500.13 | 50.01% | 1.433e-07%
3 | 25 | 16 | 1.9661e-09 | 2.4737e-09 | 290.0316 | 29% | 7.174e-08% | 3 | 25 | 16 | 1.9661e-09 | 2.4548e-09 | 290.0316 | 29% | 7.12e-08%
3 | 25 | 17 | 1.0767e-09 | 1.3547e-09 | 180.7332 | 18.07% | 2.448e-08% | 3 | 25 | 17 | 1.0767e-09 | 1.3444e-09 | 180.7332 | 18.07% | 2.43e-08%
3 | 25 | 18 | 2.0777e-09 | 2.6141e-09 | 112.1388 | 11.21% | 2.931e-08% | 3 | 25 | 18 | 2.0777e-09 | 2.5942e-09 | 112.1388 | 11.21% | 2.909e-08%
3 | 25 | 19 | 5.6145e-09 | 7.0638e-09 | 16.53 | 1.653% | 1.168e-08% | 3 | 25 | 19 | 5.6145e-09 | 7.0101e-09 | 16.53 | 1.653% | 1.159e-08%
3 | 25 | 20 | 2.0606e-09 | 2.5925e-09 | 0 | 0% | 0% | 3 | 25 | 20 | 2.0606e-09 | 2.5728e-09 | 0 | 0% | 0%
3 | 25 | 21 | 3.8585e-10 | 4.8545e-10 | 0 | 0% | 0% | 3 | 25 | 21 | 3.8585e-10 | 4.8176e-10 | 0 | 0% | 0%
3 | 25 | 22 | 0 | 0 | 0 | 0% | 0% | 3 | 25 | 22 | 0 | 0 | 0 | 0% | 0%
3 | 25 | 23 | 0 | 0 | 0 | 0% | 0% | 3 | 25 | 23 | 0 | 0 | 0 | 0% | 0%
3 | 26 | 0 | 0 | 0 | 0 | 0% | 0% | 3 | 26 | 0 | 0 | 0 | 0 | 0% | 0%
3 | 26 | 1 | 0 | 0 | 0 | 0% | 0% | 3 | 26 | 1 | 0 | 0 | 0 | 0% | 0%
3 | 26 | 2 | 0 | 0 | 0 | 0% | 0% | 3 | 26 | 2 | 0 | 0 | 0 | 0% | 0%
3 | 26 | 3 | 0 | 0 | 0 | 0% | 0% | 3 | 26 | 3 | 0 | 0 | 0 | 0% | 0%
3 | 26 | 4 | 0 | 0 | 0 | 0% | 0% | 3 | 26 | 4 | 0 | 0 | 0 | 0% | 0%
3 | 26 | 5 | 0 | 0 | 0 | 0% | 0% | 3 | 26 | 5 | 0 | 0 | 0 | 0% | 0%
3 | 26 | 6 | 0 | 0 | 0 | 0% | 0% | 3 | 26 | 6 | 0 | 0 | 0 | 0% | 0%
3 | 26 | 7 | 0 | 0 | 0 | 0% | 0% | 3 | 26 | 7 | 0 | 0 | 0 | 0% | 0%
3 | 26 | 8 | 0 | 0 | 10.0884 | 1.009% | 0% | 3 | 26 | 8 | 0 | 0 | 10.0884 | 1.009% | 0%
3 | 26 | 9 | 1.0133e-10 | 1.2748e-10 | 81.0756 | 8.108% | 1.034e-09% | 3 | 26 | 9 | 1.1769e-10 | 1.4694e-10 | 81.0756 | 8.108% | 1.191e-09%
3 | 26 | 10 | 0 | 0 | 451.2828 | 45.13% | 0% | 3 | 26 | 10 | 0 | 0 | 451.2828 | 45.13% | 0%
3 | 26 | 11 | 0 | 0 | 590.784 | 59.08% | 0% | 3 | 26 | 11 | 0 | 0 | 590.784 | 59.08% | 0%
3 | 26 | 12 | 0 | 0 | 690.228 | 69.02% | 0% | 3 | 26 | 12 | 0 | 0 | 690.228 | 69.02% | 0%
3 | 26 | 13 | 0 | 0 | 521.2728 | 52.13% | 0% | 3 | 26 | 13 | 0 | 0 | 521.2728 | 52.13% | 0%
3 | 26 | 14 | 0 | 0 | 468.8952 | 46.89% | 0% | 3 | 26 | 14 | 0 | 0 | 468.8952 | 46.89% | 0%
3 | 26 | 15 | 0 | 0 | 643.782 | 64.38% | 0% | 3 | 26 | 15 | 0 | 0 | 643.782 | 64.38% | 0%
3 | 26 | 16 | 0 | 0 | 423.804 | 42.38% | 0% | 3 | 26 | 16 | 0 | 0 | 423.804 | 42.38% | 0%
3 | 26 | 17 | 0 | 0 | 292.0416 | 29.2% | 0% | 3 | 26 | 17 | 0 | 0 | 292.0416 | 29.2% | 0%
3 | 26 | 18 | 0 | 0 | 73.4124 | 7.341% | 0% | 3 | 26 | 18 | 0 | 0 | 73.4124 | 7.341% | 0%
3 | 26 | 19 | 7.9322e-10 | 9.9799e-10 | 48.7812 | 4.878% | 4.868e-09% | 3 | 26 | 19 | 7.9322e-10 | 9.904e-10 | 48.7812 | 4.878% | 4.831e-09%
3 | 26 | 20 | 1.4697e-10 | 1.8491e-10 | 0 | 0% | 0% | 3 | 26 | 20 | 1.4697e-10 | 1.835e-10 | 0 | 0% | 0%
3 | 26 | 21 | 0 | 0 | 0 | 0% | 0% | 3 | 26 | 21 | 0 | 0 | 0 | 0% | 0%
3 | 26 | 22 | 0 | 0 | 0 | 0% | 0% | 3 | 26 | 22 | 0 | 0 | 0 | 0% | 0%
3 | 26 | 23 | 0 | 0 | 0 | 0% | 0% | 3 | 26 | 23 | 0 | 0 | 0 | 0% | 0%
3 | 27 | 0 | 0 | 0 | 0 | 0% | 0% | 3 | 27 | 0 | 0 | 0 | 0 | 0% | 0%
3 | 27 | 1 | 0 | 0 | 0 | 0% | 0% | 3 | 27 | 1 | 0 | 0 | 0 | 0% | 0%
3 | 27 | 2 | 0 | 0 | 0 | 0% | 0% | 3 | 27 | 2 | 0 | 0 | 0 | 0% | 0%
3 | 27 | 3 | 0 | 0 | 0 | 0% | 0% | 3 | 27 | 3 | 0 | 0 | 0 | 0% | 0%
3 | 27 | 4 | 0 | 0 | 0 | 0% | 0% | 3 | 27 | 4 | 0 | 0 | 0 | 0% | 0%
3 | 27 | 5 | 0 | 0 | 0 | 0% | 0% | 3 | 27 | 5 | 0 | 0 | 0 | 0% | 0%
3 | 27 | 6 | 0 | 0 | 0 | 0% | 0% | 3 | 27 | 6 | 0 | 0 | 0 | 0% | 0%
3 | 27 | 7 | 0 | 0 | 0 | 0% | 0% | 3 | 27 | 7 | 0 | 0 | 0 | 0% | 0%
3 | 27 | 8 | 6.1375e-10 | 7.7218e-10 | 122.3064 | 12.23% | 9.444e-09% | 3 | 27 | 8 | 6.243e-10 | 7.7949e-10 | 122.3064 | 12.23% | 9.534e-09%
3 | 27 | 9 | 6.1751e-10 | 7.7693e-10 | 390.5892 | 39.06% | 3.035e-08% | 3 | 27 | 9 | 6.8671e-10 | 8.5741e-10 | 390.5892 | 39.06% | 3.349e-08%
3 | 27 | 10 | 0 | 0 | 633.1968 | 63.32% | 0% | 3 | 27 | 10 | 0 | 0 | 633.1968 | 63.32% | 0%
3 | 27 | 11 | 0 | 0 | 586.266 | 58.63% | 0% | 3 | 27 | 11 | 0 | 0 | 586.266 | 58.63% | 0%
3 | 27 | 12 | 0 | 0 | 750.4104 | 75.04% | 0% | 3 | 27 | 12 | 0 | 0 | 750.4104 | 75.04% | 0%
3 | 27 | 13 | 0 | 0 | 256.5684 | 25.66% | 0% | 3 | 27 | 13 | 0 | 0 | 256.5684 | 25.66% | 0%
3 | 27 | 14 | 0 | 0 | 594.6492 | 59.46% | 0% | 3 | 27 | 14 | 0 | 0 | 594.6492 | 59.46% | 0%
3 | 27 | 15 | 0 | 0 | 542.7852 | 54.28% | 0% | 3 | 27 | 15 | 0 | 0 | 542.7852 | 54.28% | 0%
3 | 27 | 16 | 0 | 0 | 601.968 | 60.2% | 0% | 3 | 27 | 16 | 0 | 0 | 601.968 | 60.2% | 0%
3 | 27 | 17 | 0 | 0 | 266.2512 | 26.63% | 0% | 3 | 27 | 17 | 0 | 0 | 266.2512 | 26.63% | 0%
3 | 27 | 18 | 0 | 0 | 262.044 | 26.2% | 0% | 3 | 27 | 18 | 0 | 0 | 262.044 | 26.2% | 0%
3 | 27 | 19 | 0 | 0 | 46.38 | 4.638% | 0% | 3 | 27 | 19 | 0 | 0 | 46.38 | 4.638% | 0%
3 | 27 | 20 | 0 | 0 | 0 | 0% | 0% | 3 | 27 | 20 | 0 | 0 | 0 | 0% | 0%
3 | 27 | 21 | 0 | 0 | 0 | 0% | 0% | 3 | 27 | 21 | 0 | 0 | 0 | 0% | 0%
3 | 27 | 22 | 0 | 0 | 0 | 0% | 0% | 3 | 27 | 22 | 0 | 0 | 0 | 0% | 0%
3 | 27 | 23 | 0 | 0 | 0 | 0% | 0% | 3 | 27 | 23 | 0 | 0 | 0 | 0% | 0%
3 | 28 | 0 | 0 | 0 | 0 | 0% | 0% | 3 | 28 | 0 | 0 | 0 | 0 | 0% | 0%
3 | 28 | 1 | 0 | 0 | 0 | 0% | 0% | 3 | 28 | 1 | 0 | 0 | 0 | 0% | 0%
3 | 28 | 2 | 0 | 0 | 0 | 0% | 0% | 3 | 28 | 2 | 0 | 0 | 0 | 0% | 0%
3 | 28 | 3 | 0 | 0 | 0 | 0% | 0% | 3 | 28 | 3 | 0 | 0 | 0 | 0% | 0%
3 | 28 | 4 | 0 | 0 | 0 | 0% | 0% | 3 | 28 | 4 | 0 | 0 | 0 | 0% | 0%
3 | 28 | 5 | 1.041e-08 | 1.3098e-08 | 0 | 0% | 0% | 3 | 28 | 5 | 1.041e-08 | 1.2998e-08 | 0 | 0% | 0%
3 | 28 | 6 | 4.6931e-07 | 5.9046e-07 | 0 | 0% | 0% | 3 | 28 | 6 | 4.6931e-07 | 5.8597e-07 | 0 | 0% | 0%
3 | 28 | 7 | 5.4706e-07 | 6.8829e-07 | 0 | 0% | 0% | 3 | 28 | 7 | 5.4706e-07 | 6.8305e-07 | 0 | 0% | 0%
3 | 28 | 8 | 2.624e-07 | 3.3014e-07 | 122.814 | 12.28% | 4.055e-06% | 3 | 28 | 8 | 2.624e-07 | 3.2763e-07 | 122.814 | 12.28% | 4.024e-06%
3 | 28 | 9 | 1.2023e-07 | 1.5126e-07 | 378.8268 | 37.88% | 5.73e-06% | 3 | 28 | 9 | 1.2281e-07 | 1.5334e-07 | 378.8268 | 37.88% | 5.809e-06%
3 | 28 | 10 | 1.7347e-08 | 2.1825e-08 | 612.1656 | 61.22% | 1.336e-06% | 3 | 28 | 10 | 1.8052e-08 | 2.2539e-08 | 612.1656 | 61.22% | 1.38e-06%
3 | 28 | 11 | 6.9979e-09 | 8.8045e-09 | 784.968 | 78.5% | 6.911e-07% | 3 | 28 | 11 | 7.3939e-09 | 9.2319e-09 | 784.968 | 78.5% | 7.247e-07%
3 | 28 | 12 | 2.119e-09 | 2.666e-09 | 891.7764 | 89.18% | 2.377e-07% | 3 | 28 | 12 | 2.2255e-09 | 2.7787e-09 | 891.7764 | 89.18% | 2.478e-07%
3 | 28 | 13 | 1.0609e-09 | 1.3348e-09 | 930.6276 | 93.06% | 1.242e-07% | 3 | 28 | 13 | 1.1833e-09 | 1.4775e-09 | 930.6276 | 93.06% | 1.375e-07%
3 | 28 | 14 | 0 | 0 | 907.9872 | 90.8% | 0% | 3 | 28 | 14 | 0 | 0 | 907.9872 | 90.8% | 0%
3 | 28 | 15 | 0 | 0 | 832.6068 | 83.26% | 0% | 3 | 28 | 15 | 0 | 0 | 832.6068 | 83.26% | 0%
3 | 28 | 16 | 0 | 0 | 697.5792 | 69.76% | 0% | 3 | 28 | 16 | 0 | 0 | 697.5792 | 69.76% | 0%
3 | 28 | 17 | 0 | 0 | 503.8476 | 50.38% | 0% | 3 | 28 | 17 | 0 | 0 | 503.8476 | 50.38% | 0%
3 | 28 | 18 | 0 | 0 | 254.2752 | 25.43% | 0% | 3 | 28 | 18 | 0 | 0 | 254.2752 | 25.43% | 0%
3 | 28 | 19 | 3.243e-09 | 4.0801e-09 | 45.5412 | 4.554% | 1.858e-08% | 3 | 28 | 19 | 3.243e-09 | 4.0491e-09 | 45.5412 | 4.554% | 1.844e-08%
3 | 28 | 20 | 2.837e-09 | 3.5694e-09 | 0 | 0% | 0% | 3 | 28 | 20 | 2.837e-09 | 3.5423e-09 | 0 | 0% | 0%
3 | 28 | 21 | 6.797e-10 | 8.5516e-10 | 0 | 0% | 0% | 3 | 28 | 21 | 6.797e-10 | 8.4866e-10 | 0 | 0% | 0%
3 | 28 | 22 | 0 | 0 | 0 | 0% | 0% | 3 | 28 | 22 | 0 | 0 | 0 | 0% | 0%
3 | 28 | 23 | 0 | 0 | 0 | 0% | 0% | 3 | 28 | 23 | 0 | 0 | 0 | 0% | 0%
3 | 29 | 0 | 0 | 0 | 0 | 0% | 0% | 3 | 29 | 0 | 0 | 0 | 0 | 0% | 0%
3 | 29 | 1 | 0 | 0 | 0 | 0% | 0% | 3 | 29 | 1 | 0 | 0 | 0 | 0% | 0%
3 | 29 | 2 | 0 | 0 | 0 | 0% | 0% | 3 | 29 | 2 | 0 | 0 | 0 | 0% | 0%
3 | 29 | 3 | 0 | 0 | 0 | 0% | 0% | 3 | 29 | 3 | 0 | 0 | 0 | 0% | 0%
3 | 29 | 4 | 0 | 0 | 0 | 0% | 0% | 3 | 29 | 4 | 0 | 0 | 0 | 0% | 0%
3 | 29 | 5 | 1.0161e-08 | 1.2784e-08 | 0 | 0% | 0% | 3 | 29 | 5 | 1.0161e-08 | 1.2687e-08 | 0 | 0% | 0%
3 | 29 | 6 | 2.6784e-07 | 3.3699e-07 | 0 | 0% | 0% | 3 | 29 | 6 | 2.6784e-07 | 3.3443e-07 | 0 | 0% | 0%
3 | 29 | 7 | 2.7548e-07 | 3.466e-07 | 0 | 0% | 0% | 3 | 29 | 7 | 2.7548e-07 | 3.4396e-07 | 0 | 0% | 0%
3 | 29 | 8 | 2.4378e-07 | 3.0671e-07 | 52.176 | 5.218% | 1.6e-06% | 3 | 29 | 8 | 2.4378e-07 | 3.0438e-07 | 52.176 | 5.218% | 1.588e-06%
3 | 29 | 9 | 9.5878e-08 | 1.2063e-07 | 287.5032 | 28.75% | 3.468e-06% | 3 | 29 | 9 | 9.6571e-08 | 1.2058e-07 | 287.5032 | 28.75% | 3.467e-06%
3 | 29 | 10 | 2.1416e-08 | 2.6944e-08 | 569.3496 | 56.93% | 1.534e-06% | 3 | 29 | 10 | 2.1416e-08 | 2.6739e-08 | 569.3496 | 56.93% | 1.522e-06%
3 | 29 | 11 | 7.3894e-09 | 9.2969e-09 | 554.7348 | 55.47% | 5.157e-07% | 3 | 29 | 11 | 7.4474e-09 | 9.2986e-09 | 554.7348 | 55.47% | 5.158e-07%
3 | 29 | 12 | 3.2469e-09 | 4.0851e-09 | 816.3552 | 81.64% | 3.335e-07% | 3 | 29 | 12 | 3.2991e-09 | 4.1191e-09 | 816.3552 | 81.64% | 3.363e-07%
3 | 29 | 13 | 1.7195e-09 | 2.1634e-09 | 840.372 | 84.04% | 1.818e-07% | 3 | 29 | 13 | 1.7647e-09 | 2.2033e-09 | 840.372 | 84.04% | 1.852e-07%
3 | 29 | 14 | 7.3347e-10 | 9.2282e-10 | 839.4936 | 83.95% | 7.747e-08% | 3 | 29 | 14 | 7.5607e-10 | 9.4401e-10 | 839.4936 | 83.95% | 7.925e-08%
3 | 29 | 15 | 4.6582e-10 | 5.8607e-10 | 737.1192 | 73.71% | 4.32e-08% | 3 | 29 | 15 | 4.7046e-10 | 5.8741e-10 | 737.1192 | 73.71% | 4.33e-08%
3 | 29 | 16 | 9.435e-10 | 1.1871e-09 | 145.4556 | 14.55% | 1.727e-08% | 3 | 29 | 16 | 9.435e-10 | 1.178e-09 | 145.4556 | 14.55% | 1.714e-08%
3 | 29 | 17 | 1.2423e-09 | 1.563e-09 | 173.5536 | 17.36% | 2.713e-08% | 3 | 29 | 17 | 1.2423e-09 | 1.5512e-09 | 173.5536 | 17.36% | 2.692e-08%
3 | 29 | 18 | 1.948e-09 | 2.4509e-09 | 132.2628 | 13.23% | 3.242e-08% | 3 | 29 | 18 | 1.948e-09 | 2.4323e-09 | 132.2628 | 13.23% | 3.217e-08%
3 | 29 | 19 | 6.8106e-09 | 8.5687e-09 | 37.9896 | 3.799% | 3.255e-08% | 3 | 29 | 19 | 6.8106e-09 | 8.5035e-09 | 37.9896 | 3.799% | 3.23e-08%
3 | 29 | 20 | 2.6386e-09 | 3.3198e-09 | 0 | 0% | 0% | 3 | 29 | 20 | 2.6386e-09 | 3.2945e-09 | 0 | 0% | 0%
3 | 29 | 21 | 0 | 0 | 0 | 0% | 0% | 3 | 29 | 21 | 0 | 0 | 0 | 0% | 0%
3 | 29 | 22 | 0 | 0 | 0 | 0% | 0% | 3 | 29 | 22 | 0 | 0 | 0 | 0% | 0%
3 | 29 | 23 | 0 | 0 | 0 | 0% | 0% | 3 | 29 | 23 | 0 | 0 | 0 | 0% | 0%
3 | 30 | 0 | 0 | 0 | 0 | 0% | 0% | 3 | 30 | 0 | 0 | 0 | 0 | 0% | 0%
3 | 30 | 1 | 0 | 0 | 0 | 0% | 0% | 3 | 30 | 1 | 0 | 0 | 0 | 0% | 0%
3 | 30 | 2 | 0 | 0 | 0 | 0% | 0% | 3 | 30 | 2 | 0 | 0 | 0 | 0% | 0%
3 | 30 | 3 | 0 | 0 | 0 | 0% | 0% | 3 | 30 | 3 | 0 | 0 | 0 | 0% | 0%
3 | 30 | 4 | 0 | 0 | 0 | 0% | 0% | 3 | 30 | 4 | 0 | 0 | 0 | 0% | 0%
3 | 30 | 5 | 1.6877e-09 | 2.1234e-09 | 0 | 0% | 0% | 3 | 30 | 5 | 1.6877e-09 | 2.1072e-09 | 0 | 0% | 0%
3 | 30 | 6 | 3.6078e-08 | 4.5392e-08 | 0 | 0% | 0% | 3 | 30 | 6 | 3.6078e-08 | 4.5047e-08 | 0 | 0% | 0%
3 | 30 | 7 | 5.1649e-08 | 6.4983e-08 | 0 | 0% | 0% | 3 | 30 | 7 | 5.1649e-08 | 6.4488e-08 | 0 | 0% | 0%
3 | 30 | 8 | 1.1741e-07 | 1.4772e-07 | 56.9352 | 5.694% | 8.41e-07% | 3 | 30 | 8 | 1.1741e-07 | 1.4659e-07 | 56.9352 | 5.694% | 8.346e-07%
3 | 30 | 9 | 2.143e-07 | 2.6963e-07 | 201.1284 | 20.11% | 5.423e-06% | 3 | 30 | 9 | 2.143e-07 | 2.6758e-07 | 201.1284 | 20.11% | 5.382e-06%
3 | 30 | 10 | 1.7515e-07 | 2.2036e-07 | 471.0288 | 47.1% | 1.038e-05% | 3 | 30 | 10 | 1.7775e-07 | 2.2193e-07 | 471.0288 | 47.1% | 1.045e-05%
3 | 30 | 11 | 1.4397e-07 | 1.8114e-07 | 686.7504 | 68.68% | 1.244e-05% | 3 | 30 | 11 | 1.4603e-07 | 1.8233e-07 | 686.7504 | 68.68% | 1.252e-05%
3 | 30 | 12 | 7.1523e-08 | 8.9986e-08 | 757.9608 | 75.8% | 6.821e-06% | 3 | 30 | 12 | 7.256e-08 | 9.0597e-08 | 757.9608 | 75.8% | 6.867e-06%
3 | 30 | 13 | 2.9793e-08 | 3.7484e-08 | 715.776 | 71.58% | 2.683e-06% | 3 | 30 | 13 | 3.0015e-08 | 3.7476e-08 | 715.776 | 71.58% | 2.682e-06%
3 | 30 | 14 | 1.7477e-08 | 2.1988e-08 | 839.7324 | 83.97% | 1.846e-06% | 3 | 30 | 14 | 1.7477e-08 | 2.1821e-08 | 839.7324 | 83.97% | 1.832e-06%
3 | 30 | 15 | 1.1426e-08 | 1.4376e-08 | 715.3488 | 71.53% | 1.028e-06% | 3 | 30 | 15 | 1.1426e-08 | 1.4267e-08 | 715.3488 | 71.53% | 1.021e-06%
3 | 30 | 16 | 1.025e-08 | 1.2896e-08 | 633.1524 | 63.32% | 8.165e-07% | 3 | 30 | 16 | 1.025e-08 | 1.2798e-08 | 633.1524 | 63.32% | 8.103e-07%
3 | 30 | 17 | 1.0414e-08 | 1.3103e-08 | 441.3888 | 44.14% | 5.783e-07% | 3 | 30 | 17 | 1.0414e-08 | 1.3003e-08 | 441.3888 | 44.14% | 5.739e-07%
3 | 30 | 18 | 2.1046e-08 | 2.6479e-08 | 128.1048 | 12.81% | 3.392e-07% | 3 | 30 | 18 | 2.1046e-08 | 2.6278e-08 | 128.1048 | 12.81% | 3.366e-07%
3 | 30 | 19 | 4.8657e-08 | 6.1218e-08 | 29.0124 | 2.901% | 1.776e-07% | 3 | 30 | 19 | 4.8657e-08 | 6.0752e-08 | 29.0124 | 2.901% | 1.763e-07%
3 | 30 | 20 | 1.9011e-08 | 2.3919e-08 | 0 | 0% | 0% | 3 | 30 | 20 | 1.9011e-08 | 2.3737e-08 | 0 | 0% | 0%
3 | 30 | 21 | 2.7911e-09 | 3.5117e-09 | 0 | 0% | 0% | 3 | 30 | 21 | 2.7911e-09 | 3.485e-09 | 0 | 0% | 0%
3 | 30 | 22 | 1.0007e-10 | 1.259e-10 | 0 | 0% | 0% | 3 | 30 | 22 | 1.0007e-10 | 1.2494e-10 | 0 | 0% | 0%
3 | 30 | 23 | 0 | 0 | 0 | 0% | 0% | 3 | 30 | 23 | 0 | 0 | 0 | 0% | 0%
3 | 31 | 0 | 0 | 0 | 0 | 0% | 0% | 3 | 31 | 0 | 0 | 0 | 0 | 0% | 0%
3 | 31 | 1 | 0 | 0 | 0 | 0% | 0% | 3 | 31 | 1 | 0 | 0 | 0 | 0% | 0%
3 | 31 | 2 | 0 | 0 | 0 | 0% | 0% | 3 | 31 | 2 | 0 | 0 | 0 | 0% | 0%
3 | 31 | 3 | 0 | 0 | 0 | 0% | 0% | 3 | 31 | 3 | 0 | 0 | 0 | 0% | 0%
3 | 31 | 4 | 0 | 0 | 0 | 0% | 0% | 3 | 31 | 4 | 0 | 0 | 0 | 0% | 0%
3 | 31 | 5 | 1.5377e-08 | 1.9346e-08 | 0 | 0% | 0% | 3 | 31 | 5 | 1.5377e-08 | 1.9199e-08 | 0 | 0% | 0%
3 | 31 | 6 | 6.9759e-07 | 8.7767e-07 | 0 | 0% | 0% | 3 | 31 | 6 | 6.9759e-07 | 8.7099e-07 | 0 | 0% | 0%
3 | 31 | 7 | 7.3173e-07 | 9.2062e-07 | 0 | 0% | 0% | 3 | 31 | 7 | 7.3173e-07 | 9.1362e-07 | 0 | 0% | 0%
3 | 31 | 8 | 8.1681e-07 | 1.0277e-06 | 7.5444 | 0.7544% | 7.753e-07% | 3 | 31 | 8 | 8.2871e-07 | 1.0347e-06 | 7.5444 | 0.7544% | 7.806e-07%
3 | 31 | 9 | 5.3198e-07 | 6.6931e-07 | 85.3692 | 8.537% | 5.714e-06% | 3 | 31 | 9 | 5.4352e-07 | 6.7863e-07 | 85.3692 | 8.537% | 5.793e-06%
3 | 31 | 10 | 2.9225e-07 | 3.6769e-07 | 94.8984 | 9.49% | 3.489e-06% | 3 | 31 | 10 | 3.0067e-07 | 3.7542e-07 | 94.8984 | 9.49% | 3.563e-06%
3 | 31 | 11 | 1.1014e-07 | 1.3857e-07 | 212.886 | 21.29% | 2.95e-06% | 3 | 31 | 11 | 1.15e-07 | 1.4358e-07 | 212.886 | 21.29% | 3.057e-06%
3 | 31 | 12 | 2.4039e-08 | 3.0244e-08 | 282.474 | 28.25% | 8.543e-07% | 3 | 31 | 12 | 2.4982e-08 | 3.1192e-08 | 282.474 | 28.25% | 8.811e-07%
3 | 31 | 13 | 1.2073e-08 | 1.519e-08 | 384.6972 | 38.47% | 5.843e-07% | 3 | 31 | 13 | 1.2568e-08 | 1.5692e-08 | 384.6972 | 38.47% | 6.037e-07%
3 | 31 | 14 | 4.0962e-09 | 5.1536e-09 | 789.102 | 78.91% | 4.067e-07% | 3 | 31 | 14 | 4.2647e-09 | 5.3248e-09 | 789.102 | 78.91% | 4.202e-07%
3 | 31 | 15 | 2.2221e-09 | 2.7957e-09 | 838.8984 | 83.89% | 2.345e-07% | 3 | 31 | 15 | 2.2952e-09 | 2.8658e-09 | 838.8984 | 83.89% | 2.404e-07%
3 | 31 | 16 | 2.6849e-09 | 3.378e-09 | 699.63 | 69.96% | 2.363e-07% | 3 | 31 | 16 | 2.7272e-09 | 3.4052e-09 | 699.63 | 69.96% | 2.382e-07%
3 | 31 | 17 | 2.5724e-09 | 3.2364e-09 | 222.4068 | 22.24% | 7.198e-08% | 3 | 31 | 17 | 2.5961e-09 | 3.2415e-09 | 222.4068 | 22.24% | 7.209e-08%
3 | 31 | 18 | 4.5465e-09 | 5.7201e-09 | 257.322 | 25.73% | 1.472e-07% | 3 | 31 | 18 | 4.5465e-09 | 5.6766e-09 | 257.322 | 25.73% | 1.461e-07%
3 | 31 | 19 | 4.4165e-08 | 5.5567e-08 | 47.1732 | 4.717% | 2.621e-07% | 3 | 31 | 19 | 4.4165e-08 | 5.5144e-08 | 47.1732 | 4.717% | 2.601e-07%
3 | 31 | 20 | 2.8211e-08 | 3.5494e-08 | 0 | 0% | 0% | 3 | 31 | 20 | 2.8211e-08 | 3.5224e-08 | 0 | 0% | 0%
3 | 31 | 21 | 5.5219e-09 | 6.9473e-09 | 0 | 0% | 0% | 3 | 31 | 21 | 5.5219e-09 | 6.8945e-09 | 0 | 0% | 0%
3 | 31 | 22 | 5.015e-10 | 6.3097e-10 | 0 | 0% | 0% | 3 | 31 | 22 | 5.015e-10 | 6.2617e-10 | 0 | 0% | 0%
3 | 31 | 23 | 0 | 0 | 0 | 0% | 0% | 3 | 31 | 23 | 0 | 0 | 0 | 0% | 0%
4 | 1 | 0 | 0 | 0 | 0 | 0% | 0% | 4 | 1 | 0 | 0 | 0 | 0 | 0% | 0%
4 | 1 | 1 | 0 | 0 | 0 | 0% | 0% | 4 | 1 | 1 | 0 | 0 | 0 | 0% | 0%
4 | 1 | 2 | 0 | 0 | 0 | 0% | 0% | 4 | 1 | 2 | 0 | 0 | 0 | 0% | 0%
4 | 1 | 3 | 0 | 0 | 0 | 0% | 0% | 4 | 1 | 3 | 0 | 0 | 0 | 0% | 0%
4 | 1 | 4 | 0 | 0 | 0 | 0% | 0% | 4 | 1 | 4 | 0 | 0 | 0 | 0% | 0%
4 | 1 | 5 | 0 | 0 | 0 | 0% | 0% | 4 | 1 | 5 | 0 | 0 | 0 | 0% | 0%
4 | 1 | 6 | 0 | 0 | 0 | 0% | 0% | 4 | 1 | 6 | 0 | 0 | 0 | 0% | 0%
4 | 1 | 7 | 0 | 0 | 0 | 0% | 0% | 4 | 1 | 7 | 0 | 0 | 0 | 0% | 0%
4 | 1 | 8 | 0 | 0 | 136.314 | 13.63% | 0% | 4 | 1 | 8 | 0 | 0 | 136.314 | 13.63% | 0%
4 | 1 | 9 | 0 | 0 | 391.6608 | 39.17% | 0% | 4 | 1 | 9 | 0 | 0 | 391.6608 | 39.17% | 0%
4 | 1 | 10 | 0 | 0 | 613.692 | 61.37% | 0% | 4 | 1 | 10 | 0 | 0 | 613.692 | 61.37% | 0%
4 | 1 | 11 | 0 | 0 | 763.6764 | 76.37% | 0% | 4 | 1 | 11 | 0 | 0 | 763.6764 | 76.37% | 0%
4 | 1 | 12 | 0 | 0 | 858.2088 | 85.82% | 0% | 4 | 1 | 12 | 0 | 0 | 858.2088 | 85.82% | 0%
4 | 1 | 13 | 0 | 0 | 920.1216 | 92.01% | 0% | 4 | 1 | 13 | 0 | 0 | 920.1216 | 92.01% | 0%
4 | 1 | 14 | 0 | 0 | 848.52 | 84.85% | 0% | 4 | 1 | 14 | 0 | 0 | 848.52 | 84.85% | 0%
4 | 1 | 15 | 0 | 0 | 736.272 | 73.63% | 0% | 4 | 1 | 15 | 0 | 0 | 736.272 | 73.63% | 0%
4 | 1 | 16 | 0 | 0 | 585.4308 | 58.54% | 0% | 4 | 1 | 16 | 0 | 0 | 585.4308 | 58.54% | 0%
4 | 1 | 17 | 0 | 0 | 472.0824 | 47.21% | 0% | 4 | 1 | 17 | 0 | 0 | 472.0824 | 47.21% | 0%
4 | 1 | 18 | 0 | 0 | 259.1412 | 25.91% | 0% | 4 | 1 | 18 | 0 | 0 | 259.1412 | 25.91% | 0%
4 | 1 | 19 | 0 | 0 | 41.1924 | 4.119% | 0% | 4 | 1 | 19 | 0 | 0 | 41.1924 | 4.119% | 0%
4 | 1 | 20 | 0 | 0 | 0 | 0% | 0% | 4 | 1 | 20 | 0 | 0 | 0 | 0% | 0%
4 | 1 | 21 | 0 | 0 | 0 | 0% | 0% | 4 | 1 | 21 | 0 | 0 | 0 | 0% | 0%
4 | 1 | 22 | 0 | 0 | 0 | 0% | 0% | 4 | 1 | 22 | 0 | 0 | 0 | 0% | 0%
4 | 1 | 23 | 0 | 0 | 0 | 0% | 0% | 4 | 1 | 23 | 0 | 0 | 0 | 0% | 0%
4 | 2 | 0 | 0 | 0 | 0 | 0% | 0% | 4 | 2 | 0 | 0 | 0 | 0 | 0% | 0%
4 | 2 | 1 | 0 | 0 | 0 | 0% | 0% | 4 | 2 | 1 | 0 | 0 | 0 | 0% | 0%
4 | 2 | 2 | 0 | 0 | 0 | 0% | 0% | 4 | 2 | 2 | 0 | 0 | 0 | 0% | 0%
4 | 2 | 3 | 0 | 0 | 0 | 0% | 0% | 4 | 2 | 3 | 0 | 0 | 0 | 0% | 0%
4 | 2 | 4 | 0 | 0 | 0 | 0% | 0% | 4 | 2 | 4 | 0 | 0 | 0 | 0% | 0%
4 | 2 | 5 | 0 | 0 | 0 | 0% | 0% | 4 | 2 | 5 | 0 | 0 | 0 | 0% | 0%
4 | 2 | 6 | 0 | 0 | 0 | 0% | 0% | 4 | 2 | 6 | 0 | 0 | 0 | 0% | 0%
4 | 2 | 7 | 0 | 0 | 0 | 0% | 0% | 4 | 2 | 7 | 0 | 0 | 0 | 0% | 0%
4 | 2 | 8 | 0 | 0 | 0.9864 | 0.09864% | 0% | 4 | 2 | 8 | 0 | 0 | 0.9864 | 0.09864% | 0%
4 | 2 | 9 | 0 | 0 | 22.164 | 2.216% | 0% | 4 | 2 | 9 | 0 | 0 | 22.164 | 2.216% | 0%
4 | 2 | 10 | 0 | 0 | 37.0716 | 3.707% | 0% | 4 | 2 | 10 | 0 | 0 | 37.0716 | 3.707% | 0%
4 | 2 | 11 | 0 | 0 | 213.5472 | 21.35% | 0% | 4 | 2 | 11 | 0 | 0 | 213.5472 | 21.35% | 0%
4 | 2 | 12 | 0 | 0 | 554.8572 | 55.49% | 0% | 4 | 2 | 12 | 0 | 0 | 554.8572 | 55.49% | 0%
4 | 2 | 13 | 0 | 0 | 154.6152 | 15.46% | 0% | 4 | 2 | 13 | 0 | 0 | 154.6152 | 15.46% | 0%
4 | 2 | 14 | 0 | 0 | 844.4196 | 84.44% | 0% | 4 | 2 | 14 | 0 | 0 | 844.4196 | 84.44% | 0%
4 | 2 | 15 | 0 | 0 | 25.1268 | 2.513% | 0% | 4 | 2 | 15 | 0 | 0 | 25.1268 | 2.513% | 0%
4 | 2 | 16 | 0 | 0 | 16.7196 | 1.672% | 0% | 4 | 2 | 16 | 0 | 0 | 16.7196 | 1.672% | 0%
4 | 2 | 17 | 0 | 0 | 325.56 | 32.56% | 0% | 4 | 2 | 17 | 0 | 0 | 325.56 | 32.56% | 0%
4 | 2 | 18 | 0 | 0 | 136.032 | 13.6% | 0% | 4 | 2 | 18 | 0 | 0 | 136.032 | 13.6% | 0%
4 | 2 | 19 | 0 | 0 | 0 | 0% | 0% | 4 | 2 | 19 | 0 | 0 | 0 | 0% | 0%
4 | 2 | 20 | 0 | 0 | 0 | 0% | 0% | 4 | 2 | 20 | 0 | 0 | 0 | 0% | 0%
4 | 2 | 21 | 0 | 0 | 0 | 0% | 0% | 4 | 2 | 21 | 0 | 0 | 0 | 0% | 0%
4 | 2 | 22 | 0 | 0 | 0 | 0% | 0% | 4 | 2 | 22 | 0 | 0 | 0 | 0% | 0%
4 | 2 | 23 | 0 | 0 | 0 | 0% | 0% | 4 | 2 | 23 | 0 | 0 | 0 | 0% | 0%
4 | 3 | 0 | 0 | 0 | 0 | 0% | 0% | 4 | 3 | 0 | 0 | 0 | 0 | 0% | 0%
4 | 3 | 1 | 0 | 0 | 0 | 0% | 0% | 4 | 3 | 1 | 0 | 0 | 0 | 0% | 0%
4 | 3 | 2 | 0 | 0 | 0 | 0% | 0% | 4 | 3 | 2 | 0 | 0 | 0 | 0% | 0%
4 | 3 | 3 | 0 | 0 | 0 | 0% | 0% | 4 | 3 | 3 | 0 | 0 | 0 | 0% | 0%
4 | 3 | 4 | 0 | 0 | 0 | 0% | 0% | 4 | 3 | 4 | 0 | 0 | 0 | 0% | 0%
4 | 3 | 5 | 0 | 0 | 0 | 0% | 0% | 4 | 3 | 5 | 0 | 0 | 0 | 0% | 0%
4 | 3 | 6 | 0 | 0 | 0 | 0% | 0% | 4 | 3 | 6 | 0 | 0 | 0 | 0% | 0%
4 | 3 | 7 | 0 | 0 | 0 | 0% | 0% | 4 | 3 | 7 | 0 | 0 | 0 | 0% | 0%
4 | 3 | 8 | 0 | 0 | 9.0864 | 0.9086% | 0% | 4 | 3 | 8 | 0 | 0 | 9.0864 | 0.9086% | 0%
4 | 3 | 9 | 0 | 0 | 54.3348 | 5.433% | 0% | 4 | 3 | 9 | 0 | 0 | 54.3348 | 5.433% | 0%
4 | 3 | 10 | 0 | 0 | 47.0904 | 4.709% | 0% | 4 | 3 | 10 | 0 | 0 | 47.0904 | 4.709% | 0%
4 | 3 | 11 | 0 | 0 | 86.9076 | 8.691% | 0% | 4 | 3 | 11 | 0 | 0 | 86.9076 | 8.691% | 0%
4 | 3 | 12 | 0 | 0 | 587.5248 | 58.75% | 0% | 4 | 3 | 12 | 0 | 0 | 587.5248 | 58.75% | 0%
4 | 3 | 13 | 0 | 0 | 455.8368 | 45.58% | 0% | 4 | 3 | 13 | 0 | 0 | 455.8368 | 45.58% | 0%
4 | 3 | 14 | 0 | 0 | 54.162 | 5.416% | 0% | 4 | 3 | 14 | 0 | 0 | 54.162 | 5.416% | 0%
4 | 3 | 15 | 0 | 0 | 227.8308 | 22.78% | 0% | 4 | 3 | 15 | 0 | 0 | 227.8308 | 22.78% | 0%
4 | 3 | 16 | 0 | 0 | 77.1264 | 7.713% | 0% | 4 | 3 | 16 | 0 | 0 | 77.1264 | 7.713% | 0%
4 | 3 | 17 | 0 | 0 | 13.2528 | 1.325% | 0% | 4 | 3 | 17 | 0 | 0 | 13.2528 | 1.325% | 0%
4 | 3 | 18 | 0 | 0 | 3.144 | 0.3144% | 0% | 4 | 3 | 18 | 0 | 0 | 3.144 | 0.3144% | 0%
4 | 3 | 19 | 0 | 0 | 48.9732 | 4.897% | 0% | 4 | 3 | 19 | 0 | 0 | 48.9732 | 4.897% | 0%
4 | 3 | 20 | 0 | 0 | 0 | 0% | 0% | 4 | 3 | 20 | 0 | 0 | 0 | 0% | 0%
4 | 3 | 21 | 0 | 0 | 0 | 0% | 0% | 4 | 3 | 21 | 0 | 0 | 0 | 0% | 0%
4 | 3 | 22 | 0 | 0 | 0 | 0% | 0% | 4 | 3 | 22 | 0 | 0 | 0 | 0% | 0%
4 | 3 | 23 | 0 | 0 | 0 | 0% | 0% | 4 | 3 | 23 | 0 | 0 | 0 | 0% | 0%
4 | 4 | 0 | 0 | 0 | 0 | 0% | 0% | 4 | 4 | 0 | 0 | 0 | 0 | 0% | 0%
4 | 4 | 1 | 0 | 0 | 0 | 0% | 0% | 4 | 4 | 1 | 0 | 0 | 0 | 0% | 0%
4 | 4 | 2 | 0 | 0 | 0 | 0% | 0% | 4 | 4 | 2 | 0 | 0 | 0 | 0% | 0%
4 | 4 | 3 | 0 | 0 | 0 | 0% | 0% | 4 | 4 | 3 | 0 | 0 | 0 | 0% | 0%
4 | 4 | 4 | 0 | 0 | 0 | 0% | 0% | 4 | 4 | 4 | 0 | 0 | 0 | 0% | 0%
4 | 4 | 5 | 0 | 0 | 0 | 0% | 0% | 4 | 4 | 5 | 0 | 0 | 0 | 0% | 0%
4 | 4 | 6 | 4.9362e-10 | 6.2105e-10 | 0 | 0% | 0% | 4 | 4 | 6 | 4.9362e-10 | 6.1632e-10 | 0 | 0% | 0%
4 | 4 | 7 | 1.4058e-09 | 1.7687e-09 | 0 | 0% | 0% | 4 | 4 | 7 | 1.4058e-09 | 1.7553e-09 | 0 | 0% | 0%
4 | 4 | 8 | 1.4064e-09 | 1.7695e-09 | 156.366 | 15.64% | 2.767e-08% | 4 | 4 | 8 | 1.4316e-09 | 1.7875e-09 | 156.366 | 15.64% | 2.795e-08%
4 | 4 | 9 | 1.6874e-09 | 2.123e-09 | 423.2952 | 42.33% | 8.987e-08% | 4 | 4 | 9 | 1.762e-09 | 2.2e-09 | 423.2952 | 42.33% | 9.312e-08%
4 | 4 | 10 | 1.8218e-09 | 2.2921e-09 | 654.5892 | 65.46% | 1.5e-07% | 4 | 4 | 10 | 1.9119e-09 | 2.3871e-09 | 654.5892 | 65.46% | 1.563e-07%
4 | 4 | 11 | 1.3824e-09 | 1.7393e-09 | 811.4448 | 81.14% | 1.411e-07% | 4 | 4 | 11 | 1.4685e-09 | 1.8336e-09 | 811.4448 | 81.14% | 1.488e-07%
4 | 4 | 12 | 9.6732e-10 | 1.217e-09 | 903.3948 | 90.34% | 1.099e-07% | 4 | 4 | 12 | 1.035e-09 | 1.2922e-09 | 903.3948 | 90.34% | 1.167e-07%
4 | 4 | 13 | 3.2041e-10 | 4.0312e-10 | 937.6416 | 93.76% | 3.78e-08% | 4 | 4 | 13 | 4.098e-10 | 5.1167e-10 | 937.6416 | 93.76% | 4.798e-08%
4 | 4 | 14 | 0 | 0 | 913.7664 | 91.38% | 0% | 4 | 4 | 14 | 0 | 0 | 913.7664 | 91.38% | 0%
4 | 4 | 15 | 0 | 0 | 838.602 | 83.86% | 0% | 4 | 4 | 15 | 0 | 0 | 838.602 | 83.86% | 0%
4 | 4 | 16 | 0 | 0 | 726.8232 | 72.68% | 0% | 4 | 4 | 16 | 0 | 0 | 726.8232 | 72.68% | 0%
4 | 4 | 17 | 0 | 0 | 518.6268 | 51.86% | 0% | 4 | 4 | 17 | 0 | 0 | 518.6268 | 51.86% | 0%
4 | 4 | 18 | 0 | 0 | 269.0832 | 26.91% | 0% | 4 | 4 | 18 | 0 | 0 | 269.0832 | 26.91% | 0%
4 | 4 | 19 | 6.1535e-10 | 7.7421e-10 | 51.8628 | 5.186% | 4.015e-09% | 4 | 4 | 19 | 6.1535e-10 | 7.6832e-10 | 51.8628 | 5.186% | 3.985e-09%
4 | 4 | 20 | 5.6964e-10 | 7.167e-10 | 0 | 0% | 0% | 4 | 4 | 20 | 5.6964e-10 | 7.1125e-10 | 0 | 0% | 0%
4 | 4 | 21 | 0 | 0 | 0 | 0% | 0% | 4 | 4 | 21 | 0 | 0 | 0 | 0% | 0%
4 | 4 | 22 | 0 | 0 | 0 | 0% | 0% | 4 | 4 | 22 | 0 | 0 | 0 | 0% | 0%
4 | 4 | 23 | 0 | 0 | 0 | 0% | 0% | 4 | 4 | 23 | 0 | 0 | 0 | 0% | 0%
4 | 5 | 0 | 0 | 0 | 0 | 0% | 0% | 4 | 5 | 0 | 0 | 0 | 0 | 0% | 0%
4 | 5 | 1 | 0 | 0 | 0 | 0% | 0% | 4 | 5 | 1 | 0 | 0 | 0 | 0% | 0%
4 | 5 | 2 | 0 | 0 | 0 | 0% | 0% | 4 | 5 | 2 | 0 | 0 | 0 | 0% | 0%
4 | 5 | 3 | 0 | 0 | 0 | 0% | 0% | 4 | 5 | 3 | 0 | 0 | 0 | 0% | 0%
4 | 5 | 4 | 0 | 0 | 0 | 0% | 0% | 4 | 5 | 4 | 0 | 0 | 0 | 0% | 0%
4 | 5 | 5 | 3.4977e-09 | 4.4006e-09 | 0 | 0% | 0% | 4 | 5 | 5 | 3.4977e-09 | 4.3671e-09 | 0 | 0% | 0%
4 | 5 | 6 | 2.3327e-08 | 2.9349e-08 | 0 | 0% | 0% | 4 | 5 | 6 | 2.3327e-08 | 2.9125e-08 | 0 | 0% | 0%
4 | 5 | 7 | 3.9297e-08 | 4.9442e-08 | 0 | 0% | 0% | 4 | 5 | 7 | 3.9297e-08 | 4.9066e-08 | 0 | 0% | 0%
4 | 5 | 8 | 2.4115e-08 | 3.034e-08 | 154.884 | 15.49% | 4.699e-07% | 4 | 5 | 8 | 2.4115e-08 | 3.0109e-08 | 154.884 | 15.49% | 4.663e-07%
4 | 5 | 9 | 1.3984e-08 | 1.7594e-08 | 409.746 | 40.97% | 7.209e-07% | 4 | 5 | 9 | 1.4092e-08 | 1.7595e-08 | 409.746 | 40.97% | 7.21e-07%
4 | 5 | 10 | 7.8317e-09 | 9.8535e-09 | 637.476 | 63.75% | 6.281e-07% | 4 | 5 | 10 | 7.9627e-09 | 9.9421e-09 | 637.476 | 63.75% | 6.338e-07%
4 | 5 | 11 | 5.4637e-09 | 6.8742e-09 | 738.9936 | 73.9% | 5.08e-07% | 4 | 5 | 11 | 5.5462e-09 | 6.9248e-09 | 738.9936 | 73.9% | 5.117e-07%
4 | 5 | 12 | 3.0847e-09 | 3.881e-09 | 794.1528 | 79.42% | 3.082e-07% | 4 | 5 | 12 | 3.1124e-09 | 3.8861e-09 | 794.1528 | 79.42% | 3.086e-07%
4 | 5 | 13 | 1.9139e-09 | 2.408e-09 | 929.0244 | 92.9% | 2.237e-07% | 4 | 5 | 13 | 1.9492e-09 | 2.4337e-09 | 929.0244 | 92.9% | 2.261e-07%
4 | 5 | 14 | 9.9484e-10 | 1.2517e-09 | 805.4796 | 80.55% | 1.008e-07% | 4 | 5 | 14 | 1.0134e-09 | 1.2653e-09 | 805.4796 | 80.55% | 1.019e-07%
4 | 5 | 15 | 0 | 0 | 722.5392 | 72.25% | 0% | 4 | 5 | 15 | 0 | 0 | 722.5392 | 72.25% | 0%
4 | 5 | 16 | 0 | 0 | 573.264 | 57.33% | 0% | 4 | 5 | 16 | 0 | 0 | 573.264 | 57.33% | 0%
4 | 5 | 17 | 0 | 0 | 322.6092 | 32.26% | 0% | 4 | 5 | 17 | 0 | 0 | 322.6092 | 32.26% | 0%
4 | 5 | 18 | 0 | 0 | 166.1904 | 16.62% | 0% | 4 | 5 | 18 | 0 | 0 | 166.1904 | 16.62% | 0%
4 | 5 | 19 | 3.437e-09 | 4.3243e-09 | 18.5904 | 1.859% | 8.039e-09% | 4 | 5 | 19 | 3.437e-09 | 4.2914e-09 | 18.5904 | 1.859% | 7.978e-09%
4 | 5 | 20 | 3.4671e-09 | 4.3621e-09 | 0 | 0% | 0% | 4 | 5 | 20 | 3.4671e-09 | 4.3289e-09 | 0 | 0% | 0%
4 | 5 | 21 | 1.3282e-09 | 1.6711e-09 | 0 | 0% | 0% | 4 | 5 | 21 | 1.3282e-09 | 1.6584e-09 | 0 | 0% | 0%
4 | 5 | 22 | 0 | 0 | 0 | 0% | 0% | 4 | 5 | 22 | 0 | 0 | 0 | 0% | 0%
4 | 5 | 23 | 0 | 0 | 0 | 0% | 0% | 4 | 5 | 23 | 0 | 0 | 0 | 0% | 0%
4 | 6 | 0 | 0 | 0 | 0 | 0% | 0% | 4 | 6 | 0 | 0 | 0 | 0 | 0% | 0%
4 | 6 | 1 | 0 | 0 | 0 | 0% | 0% | 4 | 6 | 1 | 0 | 0 | 0 | 0% | 0%
4 | 6 | 2 | 0 | 0 | 0 | 0% | 0% | 4 | 6 | 2 | 0 | 0 | 0 | 0% | 0%
4 | 6 | 3 | 0 | 0 | 0 | 0% | 0% | 4 | 6 | 3 | 0 | 0 | 0 | 0% | 0%
4 | 6 | 4 | 0 | 0 | 0 | 0% | 0% | 4 | 6 | 4 | 0 | 0 | 0 | 0% | 0%
4 | 6 | 5 | 3.437e-09 | 4.3243e-09 | 0 | 0% | 0% | 4 | 6 | 5 | 3.437e-09 | 4.2914e-09 | 0 | 0% | 0%
4 | 6 | 6 | 2.7433e-08 | 3.4515e-08 | 0 | 0% | 0% | 4 | 6 | 6 | 2.7433e-08 | 3.4253e-08 | 0 | 0% | 0%
4 | 6 | 7 | 1.5251e-08 | 1.9188e-08 | 0 | 0% | 0% | 4 | 6 | 7 | 1.5251e-08 | 1.9042e-08 | 0 | 0% | 0%
4 | 6 | 8 | 1.5837e-08 | 1.9925e-08 | 35.0184 | 3.502% | 6.978e-08% | 4 | 6 | 8 | 1.5837e-08 | 1.9774e-08 | 35.0184 | 3.502% | 6.924e-08%
4 | 6 | 9 | 9.872e-09 | 1.242e-08 | 48.5256 | 4.853% | 6.027e-08% | 4 | 6 | 9 | 1.0122e-08 | 1.2638e-08 | 48.5256 | 4.853% | 6.133e-08%
4 | 6 | 10 | 6.7331e-09 | 8.4713e-09 | 137.5188 | 13.75% | 1.165e-07% | 4 | 6 | 10 | 6.9513e-09 | 8.6792e-09 | 137.5188 | 13.75% | 1.194e-07%
4 | 6 | 11 | 3.5014e-09 | 4.4052e-09 | 332.676 | 33.27% | 1.466e-07% | 4 | 6 | 11 | 3.6181e-09 | 4.5175e-09 | 332.676 | 33.27% | 1.503e-07%
4 | 6 | 12 | 2.7578e-09 | 3.4698e-09 | 314.6556 | 31.47% | 1.092e-07% | 4 | 6 | 12 | 2.8318e-09 | 3.5358e-09 | 314.6556 | 31.47% | 1.113e-07%
4 | 6 | 13 | 2.191e-09 | 2.7566e-09 | 689.934 | 68.99% | 1.902e-07% | 4 | 6 | 13 | 2.2809e-09 | 2.8479e-09 | 689.934 | 68.99% | 1.965e-07%
4 | 6 | 14 | 1.3391e-09 | 1.6847e-09 | 631.7292 | 63.17% | 1.064e-07% | 4 | 6 | 14 | 1.3837e-09 | 1.7276e-09 | 631.7292 | 63.17% | 1.091e-07%
4 | 6 | 15 | 1.0646e-09 | 1.3395e-09 | 309.018 | 30.9% | 4.139e-08% | 4 | 6 | 15 | 1.1335e-09 | 1.4152e-09 | 309.018 | 30.9% | 4.373e-08%
4 | 6 | 16 | 1.1816e-09 | 1.4867e-09 | 366.324 | 36.63% | 5.446e-08% | 4 | 6 | 16 | 1.201e-09 | 1.4995e-09 | 366.324 | 36.63% | 5.493e-08%
4 | 6 | 17 | 1.0258e-09 | 1.2906e-09 | 315.4524 | 31.55% | 4.071e-08% | 4 | 6 | 17 | 1.0258e-09 | 1.2808e-09 | 315.4524 | 31.55% | 4.04e-08%
4 | 6 | 18 | 1.6855e-09 | 2.1207e-09 | 142.0752 | 14.21% | 3.013e-08% | 4 | 6 | 18 | 1.6855e-09 | 2.1045e-09 | 142.0752 | 14.21% | 2.99e-08%
4 | 6 | 19 | 2.8051e-09 | 3.5293e-09 | 47.6388 | 4.764% | 1.681e-08% | 4 | 6 | 19 | 2.8051e-09 | 3.5024e-09 | 47.6388 | 4.764% | 1.669e-08%
4 | 6 | 20 | 1.7749e-09 | 2.2331e-09 | 0 | 0% | 0% | 4 | 6 | 20 | 1.7749e-09 | 2.2161e-09 | 0 | 0% | 0%
4 | 6 | 21 | 0 | 0 | 0 | 0% | 0% | 4 | 6 | 21 | 0 | 0 | 0 | 0% | 0%
4 | 6 | 22 | 0 | 0 | 0 | 0% | 0% | 4 | 6 | 22 | 0 | 0 | 0 | 0% | 0%
4 | 6 | 23 | 0 | 0 | 0 | 0% | 0% | 4 | 6 | 23 | 0 | 0 | 0 | 0% | 0%
4 | 7 | 0 | 0 | 0 | 0 | 0% | 0% | 4 | 7 | 0 | 0 | 0 | 0 | 0% | 0%
4 | 7 | 1 | 0 | 0 | 0 | 0% | 0% | 4 | 7 | 1 | 0 | 0 | 0 | 0% | 0%
4 | 7 | 2 | 0 | 0 | 0 | 0% | 0% | 4 | 7 | 2 | 0 | 0 | 0 | 0% | 0%
4 | 7 | 3 | 0 | 0 | 0 | 0% | 0% | 4 | 7 | 3 | 0 | 0 | 0 | 0% | 0%
4 | 7 | 4 | 0 | 0 | 0 | 0% | 0% | 4 | 7 | 4 | 0 | 0 | 0 | 0% | 0%
4 | 7 | 5 | 1.1573e-10 | 1.4561e-10 | 0 | 0% | 0% | 4 | 7 | 5 | 1.1573e-10 | 1.445e-10 | 0 | 0% | 0%
4 | 7 | 6 | 2.9775e-09 | 3.7461e-09 | 0 | 0% | 0% | 4 | 7 | 6 | 2.9775e-09 | 3.7177e-09 | 0 | 0% | 0%
4 | 7 | 7 | 4.7867e-09 | 6.0224e-09 | 0 | 0% | 0% | 4 | 7 | 7 | 4.7867e-09 | 5.9766e-09 | 0 | 0% | 0%
4 | 7 | 8 | 6.2612e-09 | 7.8775e-09 | 5.0352 | 0.5035% | 3.966e-09% | 4 | 7 | 8 | 6.363e-09 | 7.9448e-09 | 5.0352 | 0.5035% | 4e-09%
4 | 7 | 9 | 8.4724e-09 | 1.066e-08 | 62.07 | 6.207% | 6.616e-08% | 4 | 7 | 9 | 8.6792e-09 | 1.0837e-08 | 62.07 | 6.207% | 6.726e-08%
4 | 7 | 10 | 5.9242e-09 | 7.4535e-09 | 145.872 | 14.59% | 1.087e-07% | 4 | 7 | 10 | 6.018e-09 | 7.5139e-09 | 145.872 | 14.59% | 1.096e-07%
4 | 7 | 11 | 6.6804e-09 | 8.405e-09 | 62.3244 | 6.232% | 5.238e-08% | 4 | 7 | 11 | 6.7303e-09 | 8.4033e-09 | 62.3244 | 6.232% | 5.237e-08%
4 | 7 | 12 | 6.1576e-09 | 7.7472e-09 | 590.3016 | 59.03% | 4.573e-07% | 4 | 7 | 12 | 6.1576e-09 | 7.6882e-09 | 590.3016 | 59.03% | 4.538e-07%
4 | 7 | 13 | 4.9487e-09 | 6.2262e-09 | 674.2644 | 67.43% | 4.198e-07% | 4 | 7 | 13 | 4.9487e-09 | 6.1788e-09 | 674.2644 | 67.43% | 4.166e-07%
4 | 7 | 14 | 3.8327e-09 | 4.8221e-09 | 479.46 | 47.95% | 2.312e-07% | 4 | 7 | 14 | 3.8327e-09 | 4.7854e-09 | 479.46 | 47.95% | 2.294e-07%
4 | 7 | 15 | 3.1863e-09 | 4.0089e-09 | 420.2688 | 42.03% | 1.685e-07% | 4 | 7 | 15 | 3.2125e-09 | 4.0111e-09 | 420.2688 | 42.03% | 1.686e-07%
4 | 7 | 16 | 3.4378e-09 | 4.3253e-09 | 101.586 | 10.16% | 4.394e-08% | 4 | 7 | 16 | 3.4679e-09 | 4.3299e-09 | 101.586 | 10.16% | 4.399e-08%
4 | 7 | 17 | 3.8302e-09 | 4.8189e-09 | 39.042 | 3.904% | 1.881e-08% | 4 | 7 | 17 | 3.8302e-09 | 4.7823e-09 | 39.042 | 3.904% | 1.867e-08%
4 | 7 | 18 | 4.7857e-09 | 6.0211e-09 | 42.4956 | 4.25% | 2.559e-08% | 4 | 7 | 18 | 4.7857e-09 | 5.9753e-09 | 42.4956 | 4.25% | 2.539e-08%
4 | 7 | 19 | 9.3329e-09 | 1.1742e-08 | 0.9372 | 0.09372% | 1.1e-09% | 4 | 7 | 19 | 9.3329e-09 | 1.1653e-08 | 0.9372 | 0.09372% | 1.092e-09%
4 | 7 | 20 | 6.4689e-09 | 8.1389e-09 | 0 | 0% | 0% | 4 | 7 | 20 | 6.4689e-09 | 8.077e-09 | 0 | 0% | 0%
4 | 7 | 21 | 2.6877e-09 | 3.3815e-09 | 0 | 0% | 0% | 4 | 7 | 21 | 2.6877e-09 | 3.3558e-09 | 0 | 0% | 0%
4 | 7 | 22 | 3.1807e-10 | 4.0018e-10 | 0 | 0% | 0% | 4 | 7 | 22 | 3.1807e-10 | 3.9713e-10 | 0 | 0% | 0%
4 | 7 | 23 | 0 | 0 | 0 | 0% | 0% | 4 | 7 | 23 | 0 | 0 | 0 | 0% | 0%
4 | 8 | 0 | 0 | 0 | 0 | 0% | 0% | 4 | 8 | 0 | 0 | 0 | 0 | 0% | 0%
4 | 8 | 1 | 0 | 0 | 0 | 0% | 0% | 4 | 8 | 1 | 0 | 0 | 0 | 0% | 0%
4 | 8 | 2 | 0 | 0 | 0 | 0% | 0% | 4 | 8 | 2 | 0 | 0 | 0 | 0% | 0%
4 | 8 | 3 | 0 | 0 | 0 | 0% | 0% | 4 | 8 | 3 | 0 | 0 | 0 | 0% | 0%
4 | 8 | 4 | 7.5576e-10 | 9.5086e-10 | 0 | 0% | 0% | 4 | 8 | 4 | 7.5576e-10 | 9.4362e-10 | 0 | 0% | 0%
4 | 8 | 5 | 1.7302e-08 | 2.1769e-08 | 0 | 0% | 0% | 4 | 8 | 5 | 1.7302e-08 | 2.1603e-08 | 0 | 0% | 0%
4 | 8 | 6 | 6.6218e-08 | 8.3313e-08 | 0 | 0% | 0% | 4 | 8 | 6 | 6.6218e-08 | 8.2679e-08 | 0 | 0% | 0%
4 | 8 | 7 | 3.3464e-08 | 4.2103e-08 | 0 | 0% | 0% | 4 | 8 | 7 | 3.3464e-08 | 4.1783e-08 | 0 | 0% | 0%
4 | 8 | 8 | 3.4513e-08 | 4.3423e-08 | 70.6956 | 7.07% | 3.07e-07% | 4 | 8 | 8 | 3.4513e-08 | 4.3093e-08 | 70.6956 | 7.07% | 3.046e-07%
4 | 8 | 9 | 2.1934e-08 | 2.7596e-08 | 113.154 | 11.32% | 3.123e-07% | 4 | 8 | 9 | 2.2097e-08 | 2.759e-08 | 113.154 | 11.32% | 3.122e-07%
4 | 8 | 10 | 1.6907e-08 | 2.1272e-08 | 378.4164 | 37.84% | 8.05e-07% | 4 | 8 | 10 | 1.7032e-08 | 2.1266e-08 | 378.4164 | 37.84% | 8.048e-07%
4 | 8 | 11 | 1.124e-08 | 1.4141e-08 | 592.11 | 59.21% | 8.373e-07% | 4 | 8 | 11 | 1.1508e-08 | 1.4368e-08 | 592.11 | 59.21% | 8.507e-07%
4 | 8 | 12 | 9.3367e-09 | 1.1747e-08 | 598.7496 | 59.87% | 7.034e-07% | 4 | 8 | 12 | 9.4877e-09 | 1.1846e-08 | 598.7496 | 59.87% | 7.093e-07%
4 | 8 | 13 | 5.329e-09 | 6.7046e-09 | 599.0028 | 59.9% | 4.016e-07% | 4 | 8 | 13 | 5.4975e-09 | 6.8641e-09 | 599.0028 | 59.9% | 4.112e-07%
4 | 8 | 14 | 3.6473e-09 | 4.5888e-09 | 476.1972 | 47.62% | 2.185e-07% | 4 | 8 | 14 | 3.7359e-09 | 4.6646e-09 | 476.1972 | 47.62% | 2.221e-07%
4 | 8 | 15 | 2.403e-09 | 3.0234e-09 | 585.6756 | 58.57% | 1.771e-07% | 4 | 8 | 15 | 2.447e-09 | 3.0552e-09 | 585.6756 | 58.57% | 1.789e-07%
4 | 8 | 16 | 2.2794e-09 | 2.8678e-09 | 441.1176 | 44.11% | 1.265e-07% | 4 | 8 | 16 | 2.2977e-09 | 2.8688e-09 | 441.1176 | 44.11% | 1.265e-07%
4 | 8 | 17 | 2.2615e-09 | 2.8454e-09 | 126.0648 | 12.61% | 3.587e-08% | 4 | 8 | 17 | 2.2615e-09 | 2.8237e-09 | 126.0648 | 12.61% | 3.56e-08%
4 | 8 | 18 | 2.9002e-09 | 3.6488e-09 | 52.0392 | 5.204% | 1.899e-08% | 4 | 8 | 18 | 2.9002e-09 | 3.6211e-09 | 52.0392 | 5.204% | 1.884e-08%
4 | 8 | 19 | 7.9498e-09 | 1.0002e-08 | 32.4012 | 3.24% | 3.241e-08% | 4 | 8 | 19 | 7.9498e-09 | 9.9259e-09 | 32.4012 | 3.24% | 3.216e-08%
4 | 8 | 20 | 6.8309e-09 | 8.5943e-09 | 0 | 0% | 0% | 4 | 8 | 20 | 6.8309e-09 | 8.5289e-09 | 0 | 0% | 0%
4 | 8 | 21 | 3.675e-09 | 4.6236e-09 | 0 | 0% | 0% | 4 | 8 | 21 | 3.675e-09 | 4.5885e-09 | 0 | 0% | 0%
4 | 8 | 22 | 1.1903e-09 | 1.4976e-09 | 0 | 0% | 0% | 4 | 8 | 22 | 1.1903e-09 | 1.4862e-09 | 0 | 0% | 0%
4 | 8 | 23 | 0 | 0 | 0 | 0% | 0% | 4 | 8 | 23 | 0 | 0 | 0 | 0% | 0%
4 | 9 | 0 | 0 | 0 | 0 | 0% | 0% | 4 | 9 | 0 | 0 | 0 | 0 | 0% | 0%
4 | 9 | 1 | 0 | 0 | 0 | 0% | 0% | 4 | 9 | 1 | 0 | 0 | 0 | 0% | 0%
4 | 9 | 2 | 0 | 0 | 0 | 0% | 0% | 4 | 9 | 2 | 0 | 0 | 0 | 0% | 0%
4 | 9 | 3 | 0 | 0 | 0 | 0% | 0% | 4 | 9 | 3 | 0 | 0 | 0 | 0% | 0%
4 | 9 | 4 | 1.4901e-10 | 1.8747e-10 | 0 | 0% | 0% | 4 | 9 | 4 | 1.4901e-10 | 1.8605e-10 | 0 | 0% | 0%
4 | 9 | 5 | 1.5028e-09 | 1.8907e-09 | 0 | 0% | 0% | 4 | 9 | 5 | 1.5028e-09 | 1.8763e-09 | 0 | 0% | 0%
4 | 9 | 6 | 3.1857e-09 | 4.008e-09 | 0 | 0% | 0% | 4 | 9 | 6 | 3.2118e-09 | 4.0102e-09 | 0 | 0% | 0%
4 | 9 | 7 | 8.14e-09 | 1.0241e-08 | 3.8832 | 0.3883% | 3.977e-09% | 4 | 9 | 7 | 8.2023e-09 | 1.0241e-08 | 3.8832 | 0.3883% | 3.977e-09%
4 | 9 | 8 | 1.2395e-08 | 1.5594e-08 | 129.3132 | 12.93% | 2.017e-07% | 4 | 9 | 8 | 1.2699e-08 | 1.5856e-08 | 129.3132 | 12.93% | 2.05e-07%
4 | 9 | 9 | 7.2445e-09 | 9.1147e-09 | 202.2828 | 20.23% | 1.844e-07% | 4 | 9 | 9 | 7.5235e-09 | 9.3937e-09 | 202.2828 | 20.23% | 1.9e-07%
4 | 9 | 10 | 3.7383e-09 | 4.7034e-09 | 218.424 | 21.84% | 1.027e-07% | 4 | 9 | 10 | 3.966e-09 | 4.9519e-09 | 218.424 | 21.84% | 1.082e-07%
4 | 9 | 11 | 1.4568e-09 | 1.8329e-09 | 469.7172 | 46.97% | 8.609e-08% | 4 | 9 | 11 | 1.543e-09 | 1.9266e-09 | 469.7172 | 46.97% | 9.05e-08%
4 | 9 | 12 | 9.8645e-10 | 1.2411e-09 | 209.16 | 20.92% | 2.596e-08% | 4 | 9 | 12 | 1.125e-09 | 1.4047e-09 | 209.16 | 20.92% | 2.938e-08%
4 | 9 | 13 | 0 | 0 | 623.2944 | 62.33% | 0% | 4 | 9 | 13 | 0 | 0 | 623.2944 | 62.33% | 0%
4 | 9 | 14 | 0 | 0 | 703.1256 | 70.31% | 0% | 4 | 9 | 14 | 0 | 0 | 703.1256 | 70.31% | 0%
4 | 9 | 15 | 0 | 0 | 449.2524 | 44.93% | 0% | 4 | 9 | 15 | 0 | 0 | 449.2524 | 44.93% | 0%
4 | 9 | 16 | 0 | 0 | 494.9652 | 49.5% | 0% | 4 | 9 | 16 | 0 | 0 | 494.9652 | 49.5% | 0%
4 | 9 | 17 | 0 | 0 | 191.1696 | 19.12% | 0% | 4 | 9 | 17 | 0 | 0 | 191.1696 | 19.12% | 0%
4 | 9 | 18 | 0 | 0 | 244.8312 | 24.48% | 0% | 4 | 9 | 18 | 0 | 0 | 244.8312 | 24.48% | 0%
4 | 9 | 19 | 0 | 0 | 52.5324 | 5.253% | 0% | 4 | 9 | 19 | 0 | 0 | 52.5324 | 5.253% | 0%
4 | 9 | 20 | 2.7549e-10 | 3.4661e-10 | 0 | 0% | 0% | 4 | 9 | 20 | 2.7549e-10 | 3.4398e-10 | 0 | 0% | 0%
4 | 9 | 21 | 1.1573e-10 | 1.4561e-10 | 0 | 0% | 0% | 4 | 9 | 21 | 1.1573e-10 | 1.445e-10 | 0 | 0% | 0%
4 | 9 | 22 | 0 | 0 | 0 | 0% | 0% | 4 | 9 | 22 | 0 | 0 | 0 | 0% | 0%
4 | 9 | 23 | 0 | 0 | 0 | 0% | 0% | 4 | 9 | 23 | 0 | 0 | 0 | 0% | 0%
4 | 10 | 0 | 0 | 0 | 0 | 0% | 0% | 4 | 10 | 0 | 0 | 0 | 0 | 0% | 0%
4 | 10 | 1 | 0 | 0 | 0 | 0% | 0% | 4 | 10 | 1 | 0 | 0 | 0 | 0% | 0%
4 | 10 | 2 | 0 | 0 | 0 | 0% | 0% | 4 | 10 | 2 | 0 | 0 | 0 | 0% | 0%
4 | 10 | 3 | 0 | 0 | 0 | 0% | 0% | 4 | 10 | 3 | 0 | 0 | 0 | 0% | 0%
4 | 10 | 4 | 0 | 0 | 0 | 0% | 0% | 4 | 10 | 4 | 0 | 0 | 0 | 0% | 0%
4 | 10 | 5 | 0 | 0 | 0 | 0% | 0% | 4 | 10 | 5 | 0 | 0 | 0 | 0% | 0%
4 | 10 | 6 | 1.4752e-10 | 1.856e-10 | 0 | 0% | 0% | 4 | 10 | 6 | 1.4752e-10 | 1.8419e-10 | 0 | 0% | 0%
4 | 10 | 7 | 4.9475e-10 | 6.2247e-10 | 3.2664 | 0.3266% | 2.033e-10% | 4 | 10 | 7 | 5.3914e-10 | 6.7316e-10 | 3.2664 | 0.3266% | 2.199e-10%
4 | 10 | 8 | 1.163e-09 | 1.4633e-09 | 112.4988 | 11.25% | 1.646e-08% | 4 | 10 | 8 | 1.1914e-09 | 1.4875e-09 | 112.4988 | 11.25% | 1.673e-08%
4 | 10 | 9 | 0 | 0 | 402.1104 | 40.21% | 0% | 4 | 10 | 9 | 0 | 0 | 402.1104 | 40.21% | 0%
4 | 10 | 10 | 0 | 0 | 621.7644 | 62.18% | 0% | 4 | 10 | 10 | 0 | 0 | 621.7644 | 62.18% | 0%
4 | 10 | 11 | 0 | 0 | 824.2464 | 82.42% | 0% | 4 | 10 | 11 | 0 | 0 | 824.2464 | 82.42% | 0%
4 | 10 | 12 | 0 | 0 | 778.6392 | 77.86% | 0% | 4 | 10 | 12 | 0 | 0 | 778.6392 | 77.86% | 0%
4 | 10 | 13 | 0 | 0 | 907.7952 | 90.78% | 0% | 4 | 10 | 13 | 0 | 0 | 907.7952 | 90.78% | 0%
4 | 10 | 14 | 0 | 0 | 941.5116 | 94.15% | 0% | 4 | 10 | 14 | 0 | 0 | 941.5116 | 94.15% | 0%
4 | 10 | 15 | 0 | 0 | 860.9268 | 86.09% | 0% | 4 | 10 | 15 | 0 | 0 | 860.9268 | 86.09% | 0%
4 | 10 | 16 | 0 | 0 | 611.22 | 61.12% | 0% | 4 | 10 | 16 | 0 | 0 | 611.22 | 61.12% | 0%
4 | 10 | 17 | 0 | 0 | 517.5504 | 51.76% | 0% | 4 | 10 | 17 | 0 | 0 | 517.5504 | 51.76% | 0%
4 | 10 | 18 | 0 | 0 | 270.9576 | 27.1% | 0% | 4 | 10 | 18 | 0 | 0 | 270.9576 | 27.1% | 0%
4 | 10 | 19 | 0 | 0 | 57.6696 | 5.767% | 0% | 4 | 10 | 19 | 0 | 0 | 57.6696 | 5.767% | 0%
4 | 10 | 20 | 0 | 0 | 0 | 0% | 0% | 4 | 10 | 20 | 0 | 0 | 0 | 0% | 0%
4 | 10 | 21 | 0 | 0 | 0 | 0% | 0% | 4 | 10 | 21 | 0 | 0 | 0 | 0% | 0%
4 | 10 | 22 | 0 | 0 | 0 | 0% | 0% | 4 | 10 | 22 | 0 | 0 | 0 | 0% | 0%
4 | 10 | 23 | 0 | 0 | 0 | 0% | 0% | 4 | 10 | 23 | 0 | 0 | 0 | 0% | 0%
4 | 11 | 0 | 0 | 0 | 0 | 0% | 0% | 4 | 11 | 0 | 0 | 0 | 0 | 0% | 0%
4 | 11 | 1 | 0 | 0 | 0 | 0% | 0% | 4 | 11 | 1 | 0 | 0 | 0 | 0% | 0%
4 | 11 | 2 | 0 | 0 | 0 | 0% | 0% | 4 | 11 | 2 | 0 | 0 | 0 | 0% | 0%
4 | 11 | 3 | 0 | 0 | 0 | 0% | 0% | 4 | 11 | 3 | 0 | 0 | 0 | 0% | 0%
4 | 11 | 4 | 0 | 0 | 0 | 0% | 0% | 4 | 11 | 4 | 0 | 0 | 0 | 0% | 0%
4 | 11 | 5 | 0 | 0 | 0 | 0% | 0% | 4 | 11 | 5 | 0 | 0 | 0 | 0% | 0%
4 | 11 | 6 | 1.6344e-09 | 2.0563e-09 | 0 | 0% | 0% | 4 | 11 | 6 | 1.6344e-09 | 2.0406e-09 | 0 | 0% | 0%
4 | 11 | 7 | 2.039e-09 | 2.5654e-09 | 10.6896 | 1.069% | 2.742e-09% | 4 | 11 | 7 | 2.0554e-09 | 2.5663e-09 | 10.6896 | 1.069% | 2.743e-09%
4 | 11 | 8 | 2.262e-09 | 2.8459e-09 | 175.6704 | 17.57% | 4.999e-08% | 4 | 11 | 8 | 2.2972e-09 | 2.8682e-09 | 175.6704 | 17.57% | 5.039e-08%
4 | 11 | 9 | 2.8519e-09 | 3.5881e-09 | 435.0864 | 43.51% | 1.561e-07% | 4 | 11 | 9 | 2.9277e-09 | 3.6554e-09 | 435.0864 | 43.51% | 1.59e-07%
4 | 11 | 10 | 2.1906e-09 | 2.756e-09 | 644.76 | 64.48% | 1.777e-07% | 4 | 11 | 10 | 2.2804e-09 | 2.8473e-09 | 644.76 | 64.48% | 1.836e-07%
4 | 11 | 11 | 1.7613e-09 | 2.2159e-09 | 791.5692 | 79.16% | 1.754e-07% | 4 | 11 | 11 | 1.8343e-09 | 2.2902e-09 | 791.5692 | 79.16% | 1.813e-07%
4 | 11 | 12 | 1.6091e-09 | 2.0246e-09 | 882.7752 | 88.28% | 1.787e-07% | 4 | 11 | 12 | 1.6747e-09 | 2.091e-09 | 882.7752 | 88.28% | 1.846e-07%
4 | 11 | 13 | 1.4073e-09 | 1.7707e-09 | 913.4364 | 91.34% | 1.617e-07% | 4 | 11 | 13 | 1.47e-09 | 1.8355e-09 | 913.4364 | 91.34% | 1.677e-07%
4 | 11 | 14 | 4.9113e-10 | 6.1792e-10 | 887.784 | 88.78% | 5.486e-08% | 4 | 11 | 14 | 5.5554e-10 | 6.9363e-10 | 887.784 | 88.78% | 6.158e-08%
4 | 11 | 15 | 0 | 0 | 787.4652 | 78.75% | 0% | 4 | 11 | 15 | 1.1381e-10 | 1.421e-10 | 787.4652 | 78.75% | 1.119e-08%
4 | 11 | 16 | 0 | 0 | 667.3272 | 66.73% | 0% | 4 | 11 | 16 | 0 | 0 | 667.3272 | 66.73% | 0%
4 | 11 | 17 | 1.3285e-09 | 1.6714e-09 | 493.7616 | 49.38% | 8.253e-08% | 4 | 11 | 17 | 1.3285e-09 | 1.6587e-09 | 493.7616 | 49.38% | 8.19e-08%
4 | 11 | 18 | 1.5273e-09 | 1.9215e-09 | 269.6796 | 26.97% | 5.182e-08% | 4 | 11 | 18 | 1.5273e-09 | 1.9069e-09 | 269.6796 | 26.97% | 5.143e-08%
4 | 11 | 19 | 2.665e-09 | 3.3529e-09 | 58.4136 | 5.841% | 1.959e-08% | 4 | 11 | 19 | 2.665e-09 | 3.3274e-09 | 58.4136 | 5.841% | 1.944e-08%
4 | 11 | 20 | 9.913e-10 | 1.2472e-09 | 0 | 0% | 0% | 4 | 11 | 20 | 9.913e-10 | 1.2377e-09 | 0 | 0% | 0%
4 | 11 | 21 | 0 | 0 | 0 | 0% | 0% | 4 | 11 | 21 | 0 | 0 | 0 | 0% | 0%
4 | 11 | 22 | 0 | 0 | 0 | 0% | 0% | 4 | 11 | 22 | 0 | 0 | 0 | 0% | 0%
4 | 11 | 23 | 0 | 0 | 0 | 0% | 0% | 4 | 11 | 23 | 0 | 0 | 0 | 0% | 0%
4 | 12 | 0 | 0 | 0 | 0 | 0% | 0% | 4 | 12 | 0 | 0 | 0 | 0 | 0% | 0%
4 | 12 | 1 | 0 | 0 | 0 | 0% | 0% | 4 | 12 | 1 | 0 | 0 | 0 | 0% | 0%
4 | 12 | 2 | 0 | 0 | 0 | 0% | 0% | 4 | 12 | 2 | 0 | 0 | 0 | 0% | 0%
4 | 12 | 3 | 0 | 0 | 0 | 0% | 0% | 4 | 12 | 3 | 0 | 0 | 0 | 0% | 0%
4 | 12 | 4 | 0 | 0 | 0 | 0% | 0% | 4 | 12 | 4 | 0 | 0 | 0 | 0% | 0%
4 | 12 | 5 | 2.1107e-09 | 2.6555e-09 | 0 | 0% | 0% | 4 | 12 | 5 | 2.1107e-09 | 2.6353e-09 | 0 | 0% | 0%
4 | 12 | 6 | 8.0109e-09 | 1.0079e-08 | 0 | 0% | 0% | 4 | 12 | 6 | 8.0109e-09 | 1.0002e-08 | 0 | 0% | 0%
4 | 12 | 7 | 7.9528e-09 | 1.0006e-08 | 9.864 | 0.9864% | 9.87e-09% | 4 | 12 | 7 | 7.9528e-09 | 9.9297e-09 | 9.864 | 0.9864% | 9.795e-09%
4 | 12 | 8 | 5.1079e-09 | 6.4265e-09 | 140.3328 | 14.03% | 9.019e-08% | 4 | 12 | 8 | 5.1079e-09 | 6.3777e-09 | 140.3328 | 14.03% | 8.95e-08%
4 | 12 | 9 | 6.3226e-09 | 7.9548e-09 | 319.7376 | 31.97% | 2.543e-07% | 4 | 12 | 9 | 6.422e-09 | 8.0184e-09 | 319.7376 | 31.97% | 2.564e-07%
4 | 12 | 10 | 4.1262e-09 | 5.1914e-09 | 615.1644 | 61.52% | 3.194e-07% | 4 | 12 | 10 | 4.1935e-09 | 5.236e-09 | 615.1644 | 61.52% | 3.221e-07%
4 | 12 | 11 | 2.6702e-09 | 3.3595e-09 | 752.0052 | 75.2% | 2.526e-07% | 4 | 12 | 11 | 2.7422e-09 | 3.4238e-09 | 752.0052 | 75.2% | 2.575e-07%
4 | 12 | 12 | 2.3252e-09 | 2.9254e-09 | 834.7704 | 83.48% | 2.442e-07% | 4 | 12 | 12 | 2.4073e-09 | 3.0057e-09 | 834.7704 | 83.48% | 2.509e-07%
4 | 12 | 13 | 9.6978e-10 | 1.2201e-09 | 870.372 | 87.04% | 1.062e-07% | 4 | 12 | 13 | 1.0136e-09 | 1.2655e-09 | 870.372 | 87.04% | 1.101e-07%
4 | 12 | 14 | 0 | 0 | 876.1248 | 87.61% | 0% | 4 | 12 | 14 | 0 | 0 | 876.1248 | 87.61% | 0%
4 | 12 | 15 | 0 | 0 | 805.5936 | 80.56% | 0% | 4 | 12 | 15 | 0 | 0 | 805.5936 | 80.56% | 0%
4 | 12 | 16 | 0 | 0 | 614.4636 | 61.45% | 0% | 4 | 12 | 16 | 0 | 0 | 614.4636 | 61.45% | 0%
4 | 12 | 17 | 0 | 0 | 436.2204 | 43.62% | 0% | 4 | 12 | 17 | 0 | 0 | 436.2204 | 43.62% | 0%
4 | 12 | 18 | 0 | 0 | 219.6072 | 21.96% | 0% | 4 | 12 | 18 | 0 | 0 | 219.6072 | 21.96% | 0%
4 | 12 | 19 | 2.2056e-09 | 2.775e-09 | 53.6856 | 5.369% | 1.49e-08% | 4 | 12 | 19 | 2.2056e-09 | 2.7539e-09 | 53.6856 | 5.369% | 1.478e-08%
4 | 12 | 20 | 1.9764e-09 | 2.4866e-09 | 0 | 0% | 0% | 4 | 12 | 20 | 1.9764e-09 | 2.4676e-09 | 0 | 0% | 0%
4 | 12 | 21 | 1.1371e-10 | 1.4307e-10 | 0 | 0% | 0% | 4 | 12 | 21 | 1.1371e-10 | 1.4198e-10 | 0 | 0% | 0%
4 | 12 | 22 | 0 | 0 | 0 | 0% | 0% | 4 | 12 | 22 | 0 | 0 | 0 | 0% | 0%
4 | 12 | 23 | 0 | 0 | 0 | 0% | 0% | 4 | 12 | 23 | 0 | 0 | 0 | 0% | 0%
4 | 13 | 0 | 0 | 0 | 0 | 0% | 0% | 4 | 13 | 0 | 0 | 0 | 0 | 0% | 0%
4 | 13 | 1 | 0 | 0 | 0 | 0% | 0% | 4 | 13 | 1 | 0 | 0 | 0 | 0% | 0%
4 | 13 | 2 | 0 | 0 | 0 | 0% | 0% | 4 | 13 | 2 | 0 | 0 | 0 | 0% | 0%
4 | 13 | 3 | 0 | 0 | 0 | 0% | 0% | 4 | 13 | 3 | 0 | 0 | 0 | 0% | 0%
4 | 13 | 4 | 0 | 0 | 0 | 0% | 0% | 4 | 13 | 4 | 0 | 0 | 0 | 0% | 0%
4 | 13 | 5 | 1.3296e-08 | 1.6728e-08 | 0 | 0% | 0% | 4 | 13 | 5 | 1.3296e-08 | 1.6601e-08 | 0 | 0% | 0%
4 | 13 | 6 | 1.0223e-07 | 1.2862e-07 | 0 | 0% | 0% | 4 | 13 | 6 | 1.0223e-07 | 1.2765e-07 | 0 | 0% | 0%
4 | 13 | 7 | 3.6693e-08 | 4.6166e-08 | 11.3628 | 1.136% | 5.246e-08% | 4 | 13 | 7 | 3.6693e-08 | 4.5815e-08 | 11.3628 | 1.136% | 5.206e-08%
4 | 13 | 8 | 1.3524e-08 | 1.7016e-08 | 156.4812 | 15.65% | 2.663e-07% | 4 | 13 | 8 | 1.3641e-08 | 1.7032e-08 | 156.4812 | 15.65% | 2.665e-07%
4 | 13 | 9 | 5.2863e-09 | 6.651e-09 | 381.7212 | 38.17% | 2.539e-07% | 4 | 13 | 9 | 5.4162e-09 | 6.7626e-09 | 381.7212 | 38.17% | 2.581e-07%
4 | 13 | 10 | 2.6214e-09 | 3.2981e-09 | 412.404 | 41.24% | 1.36e-07% | 4 | 13 | 10 | 2.6923e-09 | 3.3616e-09 | 412.404 | 41.24% | 1.386e-07%
4 | 13 | 11 | 1.4082e-09 | 1.7718e-09 | 746.292 | 74.63% | 1.322e-07% | 4 | 13 | 11 | 1.4461e-09 | 1.8056e-09 | 746.292 | 74.63% | 1.347e-07%
4 | 13 | 12 | 1.1943e-09 | 1.5026e-09 | 838.4412 | 83.84% | 1.26e-07% | 4 | 13 | 12 | 1.2464e-09 | 1.5562e-09 | 838.4412 | 83.84% | 1.305e-07%
4 | 13 | 13 | 1.1468e-09 | 1.4428e-09 | 872.1264 | 87.21% | 1.258e-07% | 4 | 13 | 13 | 1.1943e-09 | 1.4911e-09 | 872.1264 | 87.21% | 1.3e-07%
4 | 13 | 14 | 1.3474e-10 | 1.6952e-10 | 497.19 | 49.72% | 8.428e-09% | 4 | 13 | 14 | 1.5054e-10 | 1.8796e-10 | 497.19 | 49.72% | 9.345e-09%
4 | 13 | 15 | 0 | 0 | 425.634 | 42.56% | 0% | 4 | 13 | 15 | 0 | 0 | 425.634 | 42.56% | 0%
4 | 13 | 16 | 0 | 0 | 391.3764 | 39.14% | 0% | 4 | 13 | 16 | 0 | 0 | 391.3764 | 39.14% | 0%
4 | 13 | 17 | 0 | 0 | 31.722 | 3.172% | 0% | 4 | 13 | 17 | 0 | 0 | 31.722 | 3.172% | 0%
4 | 13 | 18 | 0 | 0 | 159.9408 | 15.99% | 0% | 4 | 13 | 18 | 0 | 0 | 159.9408 | 15.99% | 0%
4 | 13 | 19 | 0 | 0 | 40.1076 | 4.011% | 0% | 4 | 13 | 19 | 0 | 0 | 40.1076 | 4.011% | 0%
4 | 13 | 20 | 1.0729e-09 | 1.3499e-09 | 0 | 0% | 0% | 4 | 13 | 20 | 1.0729e-09 | 1.3396e-09 | 0 | 0% | 0%
4 | 13 | 21 | 0 | 0 | 0 | 0% | 0% | 4 | 13 | 21 | 0 | 0 | 0 | 0% | 0%
4 | 13 | 22 | 0 | 0 | 0 | 0% | 0% | 4 | 13 | 22 | 0 | 0 | 0 | 0% | 0%
4 | 13 | 23 | 0 | 0 | 0 | 0% | 0% | 4 | 13 | 23 | 0 | 0 | 0 | 0% | 0%
4 | 14 | 0 | 0 | 0 | 0 | 0% | 0% | 4 | 14 | 0 | 0 | 0 | 0 | 0% | 0%
4 | 14 | 1 | 0 | 0 | 0 | 0% | 0% | 4 | 14 | 1 | 0 | 0 | 0 | 0% | 0%
4 | 14 | 2 | 0 | 0 | 0 | 0% | 0% | 4 | 14 | 2 | 0 | 0 | 0 | 0% | 0%
4 | 14 | 3 | 0 | 0 | 0 | 0% | 0% | 4 | 14 | 3 | 0 | 0 | 0 | 0% | 0%
4 | 14 | 4 | 0 | 0 | 0 | 0% | 0% | 4 | 14 | 4 | 0 | 0 | 0 | 0% | 0%
4 | 14 | 5 | 2.7064e-10 | 3.405e-10 | 0 | 0% | 0% | 4 | 14 | 5 | 2.7064e-10 | 3.3791e-10 | 0 | 0% | 0%
4 | 14 | 6 | 2.32e-09 | 2.9189e-09 | 0 | 0% | 0% | 4 | 14 | 6 | 2.32e-09 | 2.8967e-09 | 0 | 0% | 0%
4 | 14 | 7 | 2.5083e-09 | 3.1558e-09 | 0 | 0% | 0% | 4 | 14 | 7 | 2.5083e-09 | 3.1318e-09 | 0 | 0% | 0%
4 | 14 | 8 | 1.7616e-09 | 2.2164e-09 | 29.8488 | 2.985% | 6.616e-09% | 4 | 14 | 8 | 1.7763e-09 | 2.2179e-09 | 29.8488 | 2.985% | 6.62e-09%
4 | 14 | 9 | 1.3504e-09 | 1.699e-09 | 61.518 | 6.152% | 1.045e-08% | 4 | 14 | 9 | 1.3954e-09 | 1.7422e-09 | 61.518 | 6.152% | 1.072e-08%
4 | 14 | 10 | 1.3624e-09 | 1.7142e-09 | 175.7496 | 17.57% | 3.013e-08% | 4 | 14 | 10 | 1.4079e-09 | 1.7579e-09 | 175.7496 | 17.57% | 3.09e-08%
4 | 14 | 11 | 4.5449e-10 | 5.7182e-10 | 26.6328 | 2.663% | 1.523e-09% | 4 | 14 | 11 | 5.4066e-10 | 6.7506e-10 | 26.6328 | 2.663% | 1.798e-09%
4 | 14 | 12 | 4.5057e-10 | 5.6688e-10 | 669.3384 | 66.93% | 3.794e-08% | 4 | 14 | 12 | 4.9213e-10 | 6.1447e-10 | 669.3384 | 66.93% | 4.113e-08%
4 | 14 | 13 | 1.0574e-09 | 1.3304e-09 | 713.8728 | 71.39% | 9.497e-08% | 4 | 14 | 13 | 1.1355e-09 | 1.4178e-09 | 713.8728 | 71.39% | 1.012e-07%
4 | 14 | 14 | 8.6461e-10 | 1.0878e-09 | 758.982 | 75.9% | 8.256e-08% | 4 | 14 | 14 | 9.7684e-10 | 1.2197e-09 | 758.982 | 75.9% | 9.257e-08%
4 | 14 | 15 | 9.6931e-10 | 1.2195e-09 | 473.0364 | 47.3% | 5.769e-08% | 4 | 14 | 15 | 9.7659e-10 | 1.2194e-09 | 473.0364 | 47.3% | 5.768e-08%
4 | 14 | 16 | 4.0941e-10 | 5.151e-10 | 475.8072 | 47.58% | 2.451e-08% | 4 | 14 | 16 | 4.1656e-10 | 5.2011e-10 | 475.8072 | 47.58% | 2.475e-08%
4 | 14 | 17 | 9.4992e-10 | 1.1951e-09 | 383.3352 | 38.33% | 4.581e-08% | 4 | 14 | 17 | 9.5779e-10 | 1.1959e-09 | 383.3352 | 38.33% | 4.584e-08%
4 | 14 | 18 | 2.4226e-10 | 3.048e-10 | 192.282 | 19.23% | 5.861e-09% | 4 | 14 | 18 | 2.4226e-10 | 3.0248e-10 | 192.282 | 19.23% | 5.816e-09%
4 | 14 | 19 | 1.5531e-09 | 1.954e-09 | 52.2588 | 5.226% | 1.021e-08% | 4 | 14 | 19 | 1.5531e-09 | 1.9391e-09 | 52.2588 | 5.226% | 1.013e-08%
4 | 14 | 20 | 1.6344e-09 | 2.0563e-09 | 0 | 0% | 0% | 4 | 14 | 20 | 1.6344e-09 | 2.0406e-09 | 0 | 0% | 0%
4 | 14 | 21 | 0 | 0 | 0 | 0% | 0% | 4 | 14 | 21 | 0 | 0 | 0 | 0% | 0%
4 | 14 | 22 | 0 | 0 | 0 | 0% | 0% | 4 | 14 | 22 | 0 | 0 | 0 | 0% | 0%
4 | 14 | 23 | 0 | 0 | 0 | 0% | 0% | 4 | 14 | 23 | 0 | 0 | 0 | 0% | 0%
4 | 15 | 0 | 0 | 0 | 0 | 0% | 0% | 4 | 15 | 0 | 0 | 0 | 0 | 0% | 0%
4 | 15 | 1 | 0 | 0 | 0 | 0% | 0% | 4 | 15 | 1 | 0 | 0 | 0 | 0% | 0%
4 | 15 | 2 | 0 | 0 | 0 | 0% | 0% | 4 | 15 | 2 | 0 | 0 | 0 | 0% | 0%
4 | 15 | 3 | 0 | 0 | 0 | 0% | 0% | 4 | 15 | 3 | 0 | 0 | 0 | 0% | 0%
4 | 15 | 4 | 0 | 0 | 0 | 0% | 0% | 4 | 15 | 4 | 0 | 0 | 0 | 0% | 0%
4 | 15 | 5 | 0 | 0 | 0 | 0% | 0% | 4 | 15 | 5 | 0 | 0 | 0 | 0% | 0%
4 | 15 | 6 | 0 | 0 | 0 | 0% | 0% | 4 | 15 | 6 | 0 | 0 | 0 | 0% | 0%
4 | 15 | 7 | 0 | 0 | 15.732 | 1.573% | 0% | 4 | 15 | 7 | 0 | 0 | 15.732 | 1.573% | 0%
4 | 15 | 8 | 2.7146e-10 | 3.4154e-10 | 79.4784 | 7.948% | 2.715e-09% | 4 | 15 | 8 | 2.7146e-10 | 3.3894e-10 | 79.4784 | 7.948% | 2.694e-09%
4 | 15 | 9 | 3.0562e-10 | 3.8451e-10 | 207.474 | 20.75% | 7.978e-09% | 4 | 15 | 9 | 3.0562e-10 | 3.8159e-10 | 207.474 | 20.75% | 7.917e-09%
4 | 15 | 10 | 6.1389e-10 | 7.7237e-10 | 93.9144 | 9.391% | 7.254e-09% | 4 | 15 | 10 | 6.1937e-10 | 7.7333e-10 | 93.9144 | 9.391% | 7.263e-09%
4 | 15 | 11 | 1.236e-09 | 1.555e-09 | 386.754 | 38.68% | 6.014e-08% | 4 | 15 | 11 | 1.2461e-09 | 1.5559e-09 | 386.754 | 38.68% | 6.017e-08%
4 | 15 | 12 | 1.5302e-09 | 1.9253e-09 | 420.8556 | 42.09% | 8.103e-08% | 4 | 15 | 12 | 1.5698e-09 | 1.9601e-09 | 420.8556 | 42.09% | 8.249e-08%
4 | 15 | 13 | 1.4216e-09 | 1.7886e-09 | 329.064 | 32.91% | 5.886e-08% | 4 | 15 | 13 | 1.4828e-09 | 1.8513e-09 | 329.064 | 32.91% | 6.092e-08%
4 | 15 | 14 | 2.7866e-09 | 3.506e-09 | 249.072 | 24.91% | 8.732e-08% | 4 | 15 | 14 | 2.9323e-09 | 3.6612e-09 | 249.072 | 24.91% | 9.119e-08%
4 | 15 | 15 | 2.5975e-09 | 3.2681e-09 | 450.1068 | 45.01% | 1.471e-07% | 4 | 15 | 15 | 2.7177e-09 | 3.3933e-09 | 450.1068 | 45.01% | 1.527e-07%
4 | 15 | 16 | 2.0926e-09 | 2.6329e-09 | 230.4252 | 23.04% | 6.067e-08% | 4 | 15 | 16 | 2.1493e-09 | 2.6835e-09 | 230.4252 | 23.04% | 6.184e-08%
4 | 15 | 17 | 1.4313e-09 | 1.8008e-09 | 99.9588 | 9.996% | 1.8e-08% | 4 | 15 | 17 | 1.444e-09 | 1.8029e-09 | 99.9588 | 9.996% | 1.802e-08%
4 | 15 | 18 | 1.2554e-09 | 1.5794e-09 | 0 | 0% | 0% | 4 | 15 | 18 | 1.2554e-09 | 1.5674e-09 | 0 | 0% | 0%
4 | 15 | 19 | 1.4307e-09 | 1.8e-09 | 0 | 0% | 0% | 4 | 15 | 19 | 1.4307e-09 | 1.7863e-09 | 0 | 0% | 0%
4 | 15 | 20 | 1.01e-09 | 1.2708e-09 | 0 | 0% | 0% | 4 | 15 | 20 | 1.01e-09 | 1.2611e-09 | 0 | 0% | 0%
4 | 15 | 21 | 0 | 0 | 0 | 0% | 0% | 4 | 15 | 21 | 0 | 0 | 0 | 0% | 0%
4 | 15 | 22 | 0 | 0 | 0 | 0% | 0% | 4 | 15 | 22 | 0 | 0 | 0 | 0% | 0%
4 | 15 | 23 | 0 | 0 | 0 | 0% | 0% | 4 | 15 | 23 | 0 | 0 | 0 | 0% | 0%
4 | 16 | 0 | 0 | 0 | 0 | 0% | 0% | 4 | 16 | 0 | 0 | 0 | 0 | 0% | 0%
4 | 16 | 1 | 0 | 0 | 0 | 0% | 0% | 4 | 16 | 1 | 0 | 0 | 0 | 0% | 0%
4 | 16 | 2 | 0 | 0 | 0 | 0% | 0% | 4 | 16 | 2 | 0 | 0 | 0 | 0% | 0%
4 | 16 | 3 | 0 | 0 | 0 | 0% | 0% | 4 | 16 | 3 | 0 | 0 | 0 | 0% | 0%
4 | 16 | 4 | 0 | 0 | 0 | 0% | 0% | 4 | 16 | 4 | 0 | 0 | 0 | 0% | 0%
4 | 16 | 5 | 0 | 0 | 0 | 0% | 0% | 4 | 16 | 5 | 0 | 0 | 0 | 0% | 0%
4 | 16 | 6 | 0 | 0 | 0 | 0% | 0% | 4 | 16 | 6 | 0 | 0 | 0 | 0% | 0%
4 | 16 | 7 | 0 | 0 | 16.5516 | 1.655% | 0% | 4 | 16 | 7 | 0 | 0 | 16.5516 | 1.655% | 0%
4 | 16 | 8 | 0 | 0 | 88.0896 | 8.809% | 0% | 4 | 16 | 8 | 0 | 0 | 88.0896 | 8.809% | 0%
4 | 16 | 9 | 0 | 0 | 51.5064 | 5.151% | 0% | 4 | 16 | 9 | 0 | 0 | 51.5064 | 5.151% | 0%
4 | 16 | 10 | 0 | 0 | 33.318 | 3.332% | 0% | 4 | 16 | 10 | 0 | 0 | 33.318 | 3.332% | 0%
4 | 16 | 11 | 0 | 0 | 358.8936 | 35.89% | 0% | 4 | 16 | 11 | 0 | 0 | 358.8936 | 35.89% | 0%
4 | 16 | 12 | 0 | 0 | 553.1136 | 55.31% | 0% | 4 | 16 | 12 | 0 | 0 | 553.1136 | 55.31% | 0%
4 | 16 | 13 | 0 | 0 | 597.2868 | 59.73% | 0% | 4 | 16 | 13 | 0 | 0 | 597.2868 | 59.73% | 0%
4 | 16 | 14 | 0 | 0 | 863.1096 | 86.31% | 0% | 4 | 16 | 14 | 0 | 0 | 863.1096 | 86.31% | 0%
4 | 16 | 15 | 0 | 0 | 433.89 | 43.39% | 0% | 4 | 16 | 15 | 0 | 0 | 433.89 | 43.39% | 0%
4 | 16 | 16 | 0 | 0 | 457.722 | 45.77% | 0% | 4 | 16 | 16 | 0 | 0 | 457.722 | 45.77% | 0%
4 | 16 | 17 | 0 | 0 | 121.362 | 12.14% | 0% | 4 | 16 | 17 | 0 | 0 | 121.362 | 12.14% | 0%
4 | 16 | 18 | 0 | 0 | 190.9728 | 19.1% | 0% | 4 | 16 | 18 | 0 | 0 | 190.9728 | 19.1% | 0%
4 | 16 | 19 | 0 | 0 | 34.1016 | 3.41% | 0% | 4 | 16 | 19 | 0 | 0 | 34.1016 | 3.41% | 0%
4 | 16 | 20 | 0 | 0 | 0 | 0% | 0% | 4 | 16 | 20 | 0 | 0 | 0 | 0% | 0%
4 | 16 | 21 | 0 | 0 | 0 | 0% | 0% | 4 | 16 | 21 | 0 | 0 | 0 | 0% | 0%
4 | 16 | 22 | 0 | 0 | 0 | 0% | 0% | 4 | 16 | 22 | 0 | 0 | 0 | 0% | 0%
4 | 16 | 23 | 0 | 0 | 0 | 0% | 0% | 4 | 16 | 23 | 0 | 0 | 0 | 0% | 0%
4 | 17 | 0 | 0 | 0 | 0 | 0% | 0% | 4 | 17 | 0 | 0 | 0 | 0 | 0% | 0%
4 | 17 | 1 | 0 | 0 | 0 | 0% | 0% | 4 | 17 | 1 | 0 | 0 | 0 | 0% | 0%
4 | 17 | 2 | 0 | 0 | 0 | 0% | 0% | 4 | 17 | 2 | 0 | 0 | 0 | 0% | 0%
4 | 17 | 3 | 0 | 0 | 0 | 0% | 0% | 4 | 17 | 3 | 0 | 0 | 0 | 0% | 0%
4 | 17 | 4 | 0 | 0 | 0 | 0% | 0% | 4 | 17 | 4 | 0 | 0 | 0 | 0% | 0%
4 | 17 | 5 | 0 | 0 | 0 | 0% | 0% | 4 | 17 | 5 | 0 | 0 | 0 | 0% | 0%
4 | 17 | 6 | 0 | 0 | 0 | 0% | 0% | 4 | 17 | 6 | 0 | 0 | 0 | 0% | 0%
4 | 17 | 7 | 0 | 0 | 0 | 0% | 0% | 4 | 17 | 7 | 0 | 0 | 0 | 0% | 0%
4 | 17 | 8 | 0 | 0 | 107.76 | 10.78% | 0% | 4 | 17 | 8 | 0 | 0 | 107.76 | 10.78% | 0%
4 | 17 | 9 | 0 | 0 | 193.3008 | 19.33% | 0% | 4 | 17 | 9 | 0 | 0 | 193.3008 | 19.33% | 0%
4 | 17 | 10 | 0 | 0 | 532.4916 | 53.25% | 0% | 4 | 17 | 10 | 0 | 0 | 532.4916 | 53.25% | 0%
4 | 17 | 11 | 0 | 0 | 605.5104 | 60.55% | 0% | 4 | 17 | 11 | 0 | 0 | 605.5104 | 60.55% | 0%
4 | 17 | 12 | 0 | 0 | 667.4928 | 66.75% | 0% | 4 | 17 | 12 | 0 | 0 | 667.4928 | 66.75% | 0%
4 | 17 | 13 | 0 | 0 | 741.048 | 74.1% | 0% | 4 | 17 | 13 | 0 | 0 | 741.048 | 74.1% | 0%
4 | 17 | 14 | 0 | 0 | 677.0556 | 67.71% | 0% | 4 | 17 | 14 | 0 | 0 | 677.0556 | 67.71% | 0%
4 | 17 | 15 | 0 | 0 | 595.4184 | 59.54% | 0% | 4 | 17 | 15 | 0 | 0 | 595.4184 | 59.54% | 0%
4 | 17 | 16 | 4.1656e-10 | 5.241e-10 | 473.2452 | 47.32% | 2.48e-08% | 4 | 17 | 16 | 4.245e-10 | 5.3003e-10 | 473.2452 | 47.32% | 2.508e-08%
4 | 17 | 17 | 9.8401e-10 | 1.238e-09 | 231.6348 | 23.16% | 2.868e-08% | 4 | 17 | 17 | 9.8401e-10 | 1.2286e-09 | 231.6348 | 23.16% | 2.846e-08%
4 | 17 | 18 | 4.9475e-10 | 6.2247e-10 | 129.3456 | 12.93% | 8.051e-09% | 4 | 17 | 18 | 4.9475e-10 | 6.1773e-10 | 129.3456 | 12.93% | 7.99e-09%
4 | 17 | 19 | 9.913e-10 | 1.2472e-09 | 64.1052 | 6.411% | 7.995e-09% | 4 | 17 | 19 | 9.913e-10 | 1.2377e-09 | 64.1052 | 6.411% | 7.934e-09%
4 | 17 | 20 | 1.1371e-10 | 1.4307e-10 | 0 | 0% | 0% | 4 | 17 | 20 | 1.1371e-10 | 1.4198e-10 | 0 | 0% | 0%
4 | 17 | 21 | 0 | 0 | 0 | 0% | 0% | 4 | 17 | 21 | 0 | 0 | 0 | 0% | 0%
4 | 17 | 22 | 0 | 0 | 0 | 0% | 0% | 4 | 17 | 22 | 0 | 0 | 0 | 0% | 0%
4 | 17 | 23 | 0 | 0 | 0 | 0% | 0% | 4 | 17 | 23 | 0 | 0 | 0 | 0% | 0%
4 | 18 | 0 | 0 | 0 | 0 | 0% | 0% | 4 | 18 | 0 | 0 | 0 | 0 | 0% | 0%
4 | 18 | 1 | 0 | 0 | 0 | 0% | 0% | 4 | 18 | 1 | 0 | 0 | 0 | 0% | 0%
4 | 18 | 2 | 0 | 0 | 0 | 0% | 0% | 4 | 18 | 2 | 0 | 0 | 0 | 0% | 0%
4 | 18 | 3 | 0 | 0 | 0 | 0% | 0% | 4 | 18 | 3 | 0 | 0 | 0 | 0% | 0%
4 | 18 | 4 | 0 | 0 | 0 | 0% | 0% | 4 | 18 | 4 | 0 | 0 | 0 | 0% | 0%
4 | 18 | 5 | 0 | 0 | 0 | 0% | 0% | 4 | 18 | 5 | 0 | 0 | 0 | 0% | 0%
4 | 18 | 6 | 0 | 0 | 0 | 0% | 0% | 4 | 18 | 6 | 0 | 0 | 0 | 0% | 0%
4 | 18 | 7 | 1.1376e-10 | 1.4313e-10 | 20.0724 | 2.007% | 2.873e-10% | 4 | 18 | 7 | 1.1481e-10 | 1.4335e-10 | 20.0724 | 2.007% | 2.877e-10%
4 | 18 | 8 | 1.2346e-09 | 1.5533e-09 | 152.5044 | 15.25% | 2.369e-08% | 4 | 18 | 8 | 1.2448e-09 | 1.5542e-09 | 152.5044 | 15.25% | 2.37e-08%
4 | 18 | 9 | 2.0272e-09 | 2.5506e-09 | 310.6764 | 31.07% | 7.924e-08% | 4 | 18 | 9 | 2.078e-09 | 2.5945e-09 | 310.6764 | 31.07% | 8.061e-08%
4 | 18 | 10 | 4.5924e-09 | 5.7779e-09 | 331.788 | 33.18% | 1.917e-07% | 4 | 18 | 10 | 4.7528e-09 | 5.9343e-09 | 331.788 | 33.18% | 1.969e-07%
4 | 18 | 11 | 9.6507e-09 | 1.2142e-08 | 693.5832 | 69.36% | 8.421e-07% | 4 | 18 | 11 | 1.005e-08 | 1.2548e-08 | 693.5832 | 69.36% | 8.703e-07%
4 | 18 | 12 | 1.5639e-08 | 1.9676e-08 | 726.6768 | 72.67% | 1.43e-06% | 4 | 18 | 12 | 1.6127e-08 | 2.0136e-08 | 726.6768 | 72.67% | 1.463e-06%
4 | 18 | 13 | 2.9694e-08 | 3.736e-08 | 763.6788 | 76.37% | 2.853e-06% | 4 | 18 | 13 | 3.0802e-08 | 3.8459e-08 | 763.6788 | 76.37% | 2.937e-06%
4 | 18 | 14 | 6.9815e-08 | 8.7838e-08 | 773.5128 | 77.35% | 6.794e-06% | 4 | 18 | 14 | 7.1408e-08 | 8.9159e-08 | 773.5128 | 77.35% | 6.897e-06%
4 | 18 | 15 | 1.6003e-07 | 2.0134e-07 | 661.7604 | 66.18% | 1.332e-05% | 4 | 18 | 15 | 1.6364e-07 | 2.0432e-07 | 661.7604 | 66.18% | 1.352e-05%
4 | 18 | 16 | 1.5307e-07 | 1.9259e-07 | 544.0188 | 54.4% | 1.048e-05% | 4 | 18 | 16 | 1.5522e-07 | 1.9381e-07 | 544.0188 | 54.4% | 1.054e-05%
4 | 18 | 17 | 1.8889e-07 | 2.3765e-07 | 359.124 | 35.91% | 8.535e-06% | 4 | 18 | 17 | 1.8889e-07 | 2.3584e-07 | 359.124 | 35.91% | 8.47e-06%
4 | 18 | 18 | 6.0378e-08 | 7.5964e-08 | 212.1708 | 21.22% | 1.612e-06% | 4 | 18 | 18 | 6.0378e-08 | 7.5386e-08 | 212.1708 | 21.22% | 1.599e-06%
4 | 18 | 19 | 3.5603e-08 | 4.4794e-08 | 59.5248 | 5.952% | 2.666e-07% | 4 | 18 | 19 | 3.5603e-08 | 4.4453e-08 | 59.5248 | 5.952% | 2.646e-07%
4 | 18 | 20 | 2.0599e-08 | 2.5917e-08 | 0 | 0% | 0% | 4 | 18 | 20 | 2.0599e-08 | 2.572e-08 | 0 | 0% | 0%
4 | 18 | 21 | 4.2216e-09 | 5.3114e-09 | 0 | 0% | 0% | 4 | 18 | 21 | 4.2216e-09 | 5.271e-09 | 0 | 0% | 0%
4 | 18 | 22 | 0 | 0 | 0 | 0% | 0% | 4 | 18 | 22 | 0 | 0 | 0 | 0% | 0%
4 | 18 | 23 | 0 | 0 | 0 | 0% | 0% | 4 | 18 | 23 | 0 | 0 | 0 | 0% | 0%
4 | 19 | 0 | 0 | 0 | 0 | 0% | 0% | 4 | 19 | 0 | 0 | 0 | 0 | 0% | 0%
4 | 19 | 1 | 0 | 0 | 0 | 0% | 0% | 4 | 19 | 1 | 0 | 0 | 0 | 0% | 0%
4 | 19 | 2 | 0 | 0 | 0 | 0% | 0% | 4 | 19 | 2 | 0 | 0 | 0 | 0% | 0%
4 | 19 | 3 | 0 | 0 | 0 | 0% | 0% | 4 | 19 | 3 | 0 | 0 | 0 | 0% | 0%
4 | 19 | 4 | 0 | 0 | 0 | 0% | 0% | 4 | 19 | 4 | 0 | 0 | 0 | 0% | 0%
4 | 19 | 5 | 0 | 0 | 0 | 0% | 0% | 4 | 19 | 5 | 0 | 0 | 0 | 0% | 0%
4 | 19 | 6 | 0 | 0 | 0 | 0% | 0% | 4 | 19 | 6 | 0 | 0 | 0 | 0% | 0%
4 | 19 | 7 | 6.1068e-10 | 7.6832e-10 | 0 | 0% | 0% | 4 | 19 | 7 | 6.1068e-10 | 7.6248e-10 | 0 | 0% | 0%
4 | 19 | 8 | 1.2559e-09 | 1.5802e-09 | 16.1256 | 1.613% | 2.548e-09% | 4 | 19 | 8 | 1.2559e-09 | 1.5682e-09 | 16.1256 | 1.613% | 2.529e-09%
4 | 19 | 9 | 1.821e-09 | 2.2911e-09 | 71.9556 | 7.196% | 1.649e-08% | 4 | 19 | 9 | 1.821e-09 | 2.2737e-09 | 71.9556 | 7.196% | 1.636e-08%
4 | 19 | 10 | 3.2153e-09 | 4.0454e-09 | 247.194 | 24.72% | 1e-07% | 4 | 19 | 10 | 3.2429e-09 | 4.0491e-09 | 247.194 | 24.72% | 1.001e-07%
4 | 19 | 11 | 4.4453e-09 | 5.5928e-09 | 131.9364 | 13.19% | 7.379e-08% | 4 | 19 | 11 | 4.4805e-09 | 5.5943e-09 | 131.9364 | 13.19% | 7.381e-08%
4 | 19 | 12 | 1.0286e-08 | 1.2941e-08 | 194.8716 | 19.49% | 2.522e-07% | 4 | 19 | 12 | 1.0286e-08 | 1.2842e-08 | 194.8716 | 19.49% | 2.503e-07%
4 | 19 | 13 | 2.5851e-08 | 3.2525e-08 | 192.6624 | 19.27% | 6.266e-07% | 4 | 19 | 13 | 2.6042e-08 | 3.2515e-08 | 192.6624 | 19.27% | 6.265e-07%
4 | 19 | 14 | 4.7435e-08 | 5.968e-08 | 165.5508 | 16.56% | 9.88e-07% | 4 | 19 | 14 | 4.7435e-08 | 5.9226e-08 | 165.5508 | 16.56% | 9.805e-07%
4 | 19 | 15 | 9.035e-08 | 1.1367e-07 | 547.7052 | 54.77% | 6.226e-06% | 4 | 19 | 15 | 9.035e-08 | 1.1281e-07 | 547.7052 | 54.77% | 6.179e-06%
4 | 19 | 16 | 1.0864e-07 | 1.3669e-07 | 576.2184 | 57.62% | 7.876e-06% | 4 | 19 | 16 | 1.0864e-07 | 1.3565e-07 | 576.2184 | 57.62% | 7.816e-06%
4 | 19 | 17 | 3.6985e-08 | 4.6533e-08 | 302.0832 | 30.21% | 1.406e-06% | 4 | 19 | 17 | 3.6985e-08 | 4.6179e-08 | 302.0832 | 30.21% | 1.395e-06%
4 | 19 | 18 | 2.4294e-08 | 3.0565e-08 | 108.378 | 10.84% | 3.313e-07% | 4 | 19 | 18 | 2.4294e-08 | 3.0333e-08 | 108.378 | 10.84% | 3.287e-07%
4 | 19 | 19 | 2.1073e-08 | 2.6513e-08 | 21.7212 | 2.172% | 5.759e-08% | 4 | 19 | 19 | 2.1073e-08 | 2.6311e-08 | 21.7212 | 2.172% | 5.715e-08%
4 | 19 | 20 | 1.4404e-08 | 1.8123e-08 | 0 | 0% | 0% | 4 | 19 | 20 | 1.4404e-08 | 1.7985e-08 | 0 | 0% | 0%
4 | 19 | 21 | 2.713e-09 | 3.4134e-09 | 0 | 0% | 0% | 4 | 19 | 21 | 2.713e-09 | 3.3874e-09 | 0 | 0% | 0%
4 | 19 | 22 | 0 | 0 | 0 | 0% | 0% | 4 | 19 | 22 | 0 | 0 | 0 | 0% | 0%
4 | 19 | 23 | 0 | 0 | 0 | 0% | 0% | 4 | 19 | 23 | 0 | 0 | 0 | 0% | 0%
4 | 20 | 0 | 0 | 0 | 0 | 0% | 0% | 4 | 20 | 0 | 0 | 0 | 0 | 0% | 0%
4 | 20 | 1 | 0 | 0 | 0 | 0% | 0% | 4 | 20 | 1 | 0 | 0 | 0 | 0% | 0%
4 | 20 | 2 | 0 | 0 | 0 | 0% | 0% | 4 | 20 | 2 | 0 | 0 | 0 | 0% | 0%
4 | 20 | 3 | 0 | 0 | 0 | 0% | 0% | 4 | 20 | 3 | 0 | 0 | 0 | 0% | 0%
4 | 20 | 4 | 0 | 0 | 0 | 0% | 0% | 4 | 20 | 4 | 0 | 0 | 0 | 0% | 0%
4 | 20 | 5 | 0 | 0 | 0 | 0% | 0% | 4 | 20 | 5 | 0 | 0 | 0 | 0% | 0%
4 | 20 | 6 | 0 | 0 | 0 | 0% | 0% | 4 | 20 | 6 | 0 | 0 | 0 | 0% | 0%
4 | 20 | 7 | 7.5594e-10 | 9.5108e-10 | 7.0692 | 0.7069% | 6.723e-10% | 4 | 20 | 7 | 7.5594e-10 | 9.4385e-10 | 7.0692 | 0.7069% | 6.672e-10%
4 | 20 | 8 | 2.1697e-09 | 2.7298e-09 | 57.8556 | 5.786% | 1.579e-08% | 4 | 20 | 8 | 2.1697e-09 | 2.709e-09 | 57.8556 | 5.786% | 1.567e-08%
4 | 20 | 9 | 4.8682e-09 | 6.125e-09 | 285.5988 | 28.56% | 1.749e-07% | 4 | 20 | 9 | 4.9133e-09 | 6.1346e-09 | 285.5988 | 28.56% | 1.752e-07%
4 | 20 | 10 | 9.4199e-09 | 1.1852e-08 | 202.3884 | 20.24% | 2.399e-07% | 4 | 20 | 10 | 9.4199e-09 | 1.1762e-08 | 202.3884 | 20.24% | 2.38e-07%
4 | 20 | 11 | 2.0778e-08 | 2.6141e-08 | 528.9012 | 52.89% | 1.383e-06% | 4 | 20 | 11 | 2.0778e-08 | 2.5943e-08 | 528.9012 | 52.89% | 1.372e-06%
4 | 20 | 12 | 3.4299e-08 | 4.3153e-08 | 232.4028 | 23.24% | 1.003e-06% | 4 | 20 | 12 | 3.4838e-08 | 4.3498e-08 | 232.4028 | 23.24% | 1.011e-06%
4 | 20 | 13 | 1.2728e-07 | 1.6014e-07 | 124.0044 | 12.4% | 1.986e-06% | 4 | 20 | 13 | 1.2818e-07 | 1.6005e-07 | 124.0044 | 12.4% | 1.985e-06%
4 | 20 | 14 | 2.5859e-07 | 3.2535e-07 | 163.2948 | 16.33% | 5.313e-06% | 4 | 20 | 14 | 2.5859e-07 | 3.2288e-07 | 163.2948 | 16.33% | 5.272e-06%
4 | 20 | 15 | 3.3257e-07 | 4.1842e-07 | 390.8592 | 39.09% | 1.635e-05% | 4 | 20 | 15 | 3.3483e-07 | 4.1806e-07 | 390.8592 | 39.09% | 1.634e-05%
4 | 20 | 16 | 6.0233e-07 | 7.5782e-07 | 724.8552 | 72.49% | 5.493e-05% | 4 | 20 | 16 | 6.1041e-07 | 7.6214e-07 | 724.8552 | 72.49% | 5.524e-05%
4 | 20 | 17 | 3.3458e-07 | 4.2096e-07 | 528.8856 | 52.89% | 2.226e-05% | 4 | 20 | 17 | 3.3458e-07 | 4.1776e-07 | 528.8856 | 52.89% | 2.209e-05%
4 | 20 | 18 | 1.7828e-07 | 2.243e-07 | 163.2984 | 16.33% | 3.663e-06% | 4 | 20 | 18 | 1.7828e-07 | 2.2259e-07 | 163.2984 | 16.33% | 3.635e-06%
4 | 20 | 19 | 1.6216e-07 | 2.0403e-07 | 54.1764 | 5.418% | 1.105e-06% | 4 | 20 | 19 | 1.6216e-07 | 2.0248e-07 | 54.1764 | 5.418% | 1.097e-06%
4 | 20 | 20 | 5.3152e-08 | 6.6873e-08 | 0 | 0% | 0% | 4 | 20 | 20 | 5.3152e-08 | 6.6364e-08 | 0 | 0% | 0%
4 | 20 | 21 | 9.7962e-09 | 1.2325e-08 | 0 | 0% | 0% | 4 | 20 | 21 | 9.7962e-09 | 1.2231e-08 | 0 | 0% | 0%
4 | 20 | 22 | 0 | 0 | 0 | 0% | 0% | 4 | 20 | 22 | 0 | 0 | 0 | 0% | 0%
4 | 20 | 23 | 0 | 0 | 0 | 0% | 0% | 4 | 20 | 23 | 0 | 0 | 0 | 0% | 0%
4 | 21 | 0 | 0 | 0 | 0 | 0% | 0% | 4 | 21 | 0 | 0 | 0 | 0 | 0% | 0%
4 | 21 | 1 | 0 | 0 | 0 | 0% | 0% | 4 | 21 | 1 | 0 | 0 | 0 | 0% | 0%
4 | 21 | 2 | 0 | 0 | 0 | 0% | 0% | 4 | 21 | 2 | 0 | 0 | 0 | 0% | 0%
4 | 21 | 3 | 0 | 0 | 0 | 0% | 0% | 4 | 21 | 3 | 0 | 0 | 0 | 0% | 0%
4 | 21 | 4 | 0 | 0 | 0 | 0% | 0% | 4 | 21 | 4 | 0 | 0 | 0 | 0% | 0%
4 | 21 | 5 | 0 | 0 | 0 | 0% | 0% | 4 | 21 | 5 | 0 | 0 | 0 | 0% | 0%
4 | 21 | 6 | 8.5313e-10 | 1.0734e-09 | 0 | 0% | 0% | 4 | 21 | 6 | 8.5313e-10 | 1.0652e-09 | 0 | 0% | 0%
4 | 21 | 7 | 2.2236e-09 | 2.7977e-09 | 26.3388 | 2.634% | 7.369e-09% | 4 | 21 | 7 | 2.2431e-09 | 2.8007e-09 | 26.3388 | 2.634% | 7.377e-09%
4 | 21 | 8 | 2.7566e-09 | 3.4682e-09 | 191.4132 | 19.14% | 6.639e-08% | 4 | 21 | 8 | 2.7817e-09 | 3.4732e-09 | 191.4132 | 19.14% | 6.648e-08%
4 | 21 | 9 | 4.0907e-09 | 5.1467e-09 | 425.6268 | 42.56% | 2.191e-07% | 4 | 21 | 9 | 4.1882e-09 | 5.2293e-09 | 425.6268 | 42.56% | 2.226e-07%
4 | 21 | 10 | 5.1068e-09 | 6.4251e-09 | 643.2984 | 64.33% | 4.133e-07% | 4 | 21 | 10 | 5.3697e-09 | 6.7044e-09 | 643.2984 | 64.33% | 4.313e-07%
4 | 21 | 11 | 6.1121e-09 | 7.69e-09 | 820.5924 | 82.06% | 6.31e-07% | 4 | 21 | 11 | 6.525e-09 | 8.147e-09 | 820.5924 | 82.06% | 6.685e-07%
4 | 21 | 12 | 9.3424e-09 | 1.1754e-08 | 804.7908 | 80.48% | 9.46e-07% | 4 | 21 | 12 | 9.9578e-09 | 1.2433e-08 | 804.7908 | 80.48% | 1.001e-06%
4 | 21 | 13 | 8.6845e-09 | 1.0926e-08 | 814.9692 | 81.5% | 8.905e-07% | 4 | 21 | 13 | 9.1861e-09 | 1.147e-08 | 814.9692 | 81.5% | 9.347e-07%
4 | 21 | 14 | 7.3563e-09 | 9.2554e-09 | 941.5032 | 94.15% | 8.714e-07% | 4 | 21 | 14 | 7.7684e-09 | 9.6994e-09 | 941.5032 | 94.15% | 9.132e-07%
4 | 21 | 15 | 6.2173e-09 | 7.8223e-09 | 847.3212 | 84.73% | 6.628e-07% | 4 | 21 | 15 | 6.4207e-09 | 8.0168e-09 | 847.3212 | 84.73% | 6.793e-07%
4 | 21 | 16 | 5.1873e-09 | 6.5265e-09 | 688.8396 | 68.88% | 4.496e-07% | 4 | 21 | 16 | 5.3269e-09 | 6.6511e-09 | 688.8396 | 68.88% | 4.582e-07%
4 | 21 | 17 | 2.7136e-09 | 3.4141e-09 | 443.7264 | 44.37% | 1.515e-07% | 4 | 21 | 17 | 2.7373e-09 | 3.4177e-09 | 443.7264 | 44.37% | 1.517e-07%
4 | 21 | 18 | 3.3525e-09 | 4.2179e-09 | 184.2432 | 18.42% | 7.771e-08% | 4 | 21 | 18 | 3.3525e-09 | 4.1859e-09 | 184.2432 | 18.42% | 7.712e-08%
4 | 21 | 19 | 2.8301e-09 | 3.5607e-09 | 74.442 | 7.444% | 2.651e-08% | 4 | 21 | 19 | 2.8301e-09 | 3.5336e-09 | 74.442 | 7.444% | 2.63e-08%
4 | 21 | 20 | 1.5669e-09 | 1.9714e-09 | 0 | 0% | 0% | 4 | 21 | 20 | 1.5669e-09 | 1.9564e-09 | 0 | 0% | 0%
4 | 21 | 21 | 0 | 0 | 0 | 0% | 0% | 4 | 21 | 21 | 0 | 0 | 0 | 0% | 0%
4 | 21 | 22 | 0 | 0 | 0 | 0% | 0% | 4 | 21 | 22 | 0 | 0 | 0 | 0% | 0%
4 | 21 | 23 | 0 | 0 | 0 | 0% | 0% | 4 | 21 | 23 | 0 | 0 | 0 | 0% | 0%
4 | 22 | 0 | 0 | 0 | 0 | 0% | 0% | 4 | 22 | 0 | 0 | 0 | 0 | 0% | 0%
4 | 22 | 1 | 0 | 0 | 0 | 0% | 0% | 4 | 22 | 1 | 0 | 0 | 0 | 0% | 0%
4 | 22 | 2 | 0 | 0 | 0 | 0% | 0% | 4 | 22 | 2 | 0 | 0 | 0 | 0% | 0%
4 | 22 | 3 | 0 | 0 | 0 | 0% | 0% | 4 | 22 | 3 | 0 | 0 | 0 | 0% | 0%
4 | 22 | 4 | 0 | 0 | 0 | 0% | 0% | 4 | 22 | 4 | 0 | 0 | 0 | 0% | 0%
4 | 22 | 5 | 0 | 0 | 0 | 0% | 0% | 4 | 22 | 5 | 0 | 0 | 0 | 0% | 0%
4 | 22 | 6 | 0 | 0 | 0 | 0% | 0% | 4 | 22 | 6 | 0 | 0 | 0 | 0% | 0%
4 | 22 | 7 | 0 | 0 | 0.1428 | 0.01428% | 0% | 4 | 22 | 7 | 0 | 0 | 0.1428 | 0.01428% | 0%
4 | 22 | 8 | 1.0255e-09 | 1.2903e-09 | 2.226 | 0.2226% | 2.872e-10% | 4 | 22 | 8 | 1.0631e-09 | 1.3274e-09 | 2.226 | 0.2226% | 2.955e-10%
4 | 22 | 9 | 1.3382e-09 | 1.6837e-09 | 108.342 | 10.83% | 1.824e-08% | 4 | 22 | 9 | 1.3941e-09 | 1.7407e-09 | 108.342 | 10.83% | 1.886e-08%
4 | 22 | 10 | 1.2134e-09 | 1.5267e-09 | 450.4416 | 45.04% | 6.877e-08% | 4 | 22 | 10 | 1.3397e-09 | 1.6727e-09 | 450.4416 | 45.04% | 7.535e-08%
4 | 22 | 11 | 1.9287e-09 | 2.4266e-09 | 841.0248 | 84.1% | 2.041e-07% | 4 | 22 | 11 | 2.0423e-09 | 2.5499e-09 | 841.0248 | 84.1% | 2.145e-07%
4 | 22 | 12 | 2.364e-09 | 2.9743e-09 | 957.774 | 95.78% | 2.849e-07% | 4 | 22 | 12 | 2.4879e-09 | 3.1064e-09 | 957.774 | 95.78% | 2.975e-07%
4 | 22 | 13 | 1.5557e-09 | 1.9573e-09 | 999.9996 | 100% | 1.957e-07% | 4 | 22 | 13 | 1.6492e-09 | 2.0591e-09 | 999.9996 | 100% | 2.059e-07%
4 | 22 | 14 | 1.6088e-09 | 2.0241e-09 | 981.2712 | 98.13% | 1.986e-07% | 4 | 22 | 14 | 1.6878e-09 | 2.1073e-09 | 981.2712 | 98.13% | 2.068e-07%
4 | 22 | 15 | 8.0068e-10 | 1.0074e-09 | 884.2104 | 88.42% | 8.907e-08% | 4 | 22 | 15 | 8.4861e-10 | 1.0596e-09 | 884.2104 | 88.42% | 9.369e-08%
4 | 22 | 16 | 2.344e-10 | 2.9491e-10 | 739.2396 | 73.92% | 2.18e-08% | 4 | 22 | 16 | 2.4312e-10 | 3.0356e-10 | 739.2396 | 73.92% | 2.244e-08%
4 | 22 | 17 | 1.3115e-10 | 1.6501e-10 | 534.036 | 53.4% | 8.812e-09% | 4 | 22 | 17 | 1.3115e-10 | 1.6375e-10 | 534.036 | 53.4% | 8.745e-09%
4 | 22 | 18 | 0 | 0 | 291.8148 | 29.18% | 0% | 4 | 22 | 18 | 0 | 0 | 291.8148 | 29.18% | 0%
4 | 22 | 19 | 0 | 0 | 75.8424 | 7.584% | 0% | 4 | 22 | 19 | 0 | 0 | 75.8424 | 7.584% | 0%
4 | 22 | 20 | 0 | 0 | 0 | 0% | 0% | 4 | 22 | 20 | 0 | 0 | 0 | 0% | 0%
4 | 22 | 21 | 0 | 0 | 0 | 0% | 0% | 4 | 22 | 21 | 0 | 0 | 0 | 0% | 0%
4 | 22 | 22 | 0 | 0 | 0 | 0% | 0% | 4 | 22 | 22 | 0 | 0 | 0 | 0% | 0%
4 | 22 | 23 | 0 | 0 | 0 | 0% | 0% | 4 | 22 | 23 | 0 | 0 | 0 | 0% | 0%
4 | 23 | 0 | 0 | 0 | 0 | 0% | 0% | 4 | 23 | 0 | 0 | 0 | 0 | 0% | 0%
4 | 23 | 1 | 0 | 0 | 0 | 0% | 0% | 4 | 23 | 1 | 0 | 0 | 0 | 0% | 0%
4 | 23 | 2 | 0 | 0 | 0 | 0% | 0% | 4 | 23 | 2 | 0 | 0 | 0 | 0% | 0%
4 | 23 | 3 | 0 | 0 | 0 | 0% | 0% | 4 | 23 | 3 | 0 | 0 | 0 | 0% | 0%
4 | 23 | 4 | 0 | 0 | 0 | 0% | 0% | 4 | 23 | 4 | 0 | 0 | 0 | 0% | 0%
4 | 23 | 5 | 0 | 0 | 0 | 0% | 0% | 4 | 23 | 5 | 0 | 0 | 0 | 0% | 0%
4 | 23 | 6 | 0 | 0 | 0 | 0% | 0% | 4 | 23 | 6 | 0 | 0 | 0 | 0% | 0%
4 | 23 | 7 | 0 | 0 | 28.476 | 2.848% | 0% | 4 | 23 | 7 | 0 | 0 | 28.476 | 2.848% | 0%
4 | 23 | 8 | 0 | 0 | 219.2964 | 21.93% | 0% | 4 | 23 | 8 | 0 | 0 | 219.2964 | 21.93% | 0%
4 | 23 | 9 | 0 | 0 | 478.9044 | 47.89% | 0% | 4 | 23 | 9 | 0 | 0 | 478.9044 | 47.89% | 0%
4 | 23 | 10 | 0 | 0 | 707.3856 | 70.74% | 0% | 4 | 23 | 10 | 0 | 0 | 707.3856 | 70.74% | 0%
4 | 23 | 11 | 0 | 0 | 865.5684 | 86.56% | 0% | 4 | 23 | 11 | 0 | 0 | 865.5684 | 86.56% | 0%
4 | 23 | 12 | 0 | 0 | 960.6732 | 96.07% | 0% | 4 | 23 | 12 | 0 | 0 | 960.6732 | 96.07% | 0%
4 | 23 | 13 | 0 | 0 | 993.3924 | 99.34% | 0% | 4 | 23 | 13 | 0 | 0 | 993.3924 | 99.34% | 0%
4 | 23 | 14 | 0 | 0 | 980.8872 | 98.09% | 0% | 4 | 23 | 14 | 0 | 0 | 980.8872 | 98.09% | 0%
4 | 23 | 15 | 0 | 0 | 887.7156 | 88.77% | 0% | 4 | 23 | 15 | 0 | 0 | 887.7156 | 88.77% | 0%
4 | 23 | 16 | 0 | 0 | 748.1268 | 74.81% | 0% | 4 | 23 | 16 | 0 | 0 | 748.1268 | 74.81% | 0%
4 | 23 | 17 | 0 | 0 | 547.8288 | 54.78% | 0% | 4 | 23 | 17 | 0 | 0 | 547.8288 | 54.78% | 0%
4 | 23 | 18 | 0 | 0 | 300.8124 | 30.08% | 0% | 4 | 23 | 18 | 0 | 0 | 300.8124 | 30.08% | 0%
4 | 23 | 19 | 0 | 0 | 74.8812 | 7.488% | 0% | 4 | 23 | 19 | 0 | 0 | 74.8812 | 7.488% | 0%
4 | 23 | 20 | 0 | 0 | 0 | 0% | 0% | 4 | 23 | 20 | 0 | 0 | 0 | 0% | 0%
4 | 23 | 21 | 0 | 0 | 0 | 0% | 0% | 4 | 23 | 21 | 0 | 0 | 0 | 0% | 0%
4 | 23 | 22 | 0 | 0 | 0 | 0% | 0% | 4 | 23 | 22 | 0 | 0 | 0 | 0% | 0%
4 | 23 | 23 | 0 | 0 | 0 | 0% | 0% | 4 | 23 | 23 | 0 | 0 | 0 | 0% | 0%
4 | 24 | 0 | 0 | 0 | 0 | 0% | 0% | 4 | 24 | 0 | 0 | 0 | 0 | 0% | 0%
4 | 24 | 1 | 0 | 0 | 0 | 0% | 0% | 4 | 24 | 1 | 0 | 0 | 0 | 0% | 0%
4 | 24 | 2 | 0 | 0 | 0 | 0% | 0% | 4 | 24 | 2 | 0 | 0 | 0 | 0% | 0%
4 | 24 | 3 | 0 | 0 | 0 | 0% | 0% | 4 | 24 | 3 | 0 | 0 | 0 | 0% | 0%
4 | 24 | 4 | 0 | 0 | 0 | 0% | 0% | 4 | 24 | 4 | 0 | 0 | 0 | 0% | 0%
4 | 24 | 5 | 0 | 0 | 0 | 0% | 0% | 4 | 24 | 5 | 0 | 0 | 0 | 0% | 0%
4 | 24 | 6 | 0 | 0 | 0 | 0% | 0% | 4 | 24 | 6 | 0 | 0 | 0 | 0% | 0%
4 | 24 | 7 | 0 | 0 | 28.1268 | 2.813% | 0% | 4 | 24 | 7 | 0 | 0 | 28.1268 | 2.813% | 0%
4 | 24 | 8 | 0 | 0 | 214.2504 | 21.43% | 0% | 4 | 24 | 8 | 0 | 0 | 214.2504 | 21.43% | 0%
4 | 24 | 9 | 0 | 0 | 456.7968 | 45.68% | 0% | 4 | 24 | 9 | 0 | 0 | 456.7968 | 45.68% | 0%
4 | 24 | 10 | 0 | 0 | 605.8728 | 60.59% | 0% | 4 | 24 | 10 | 0 | 0 | 605.8728 | 60.59% | 0%
4 | 24 | 11 | 0 | 0 | 722.9124 | 72.29% | 0% | 4 | 24 | 11 | 0 | 0 | 722.9124 | 72.29% | 0%
4 | 24 | 12 | 0 | 0 | 767.9088 | 76.79% | 0% | 4 | 24 | 12 | 0 | 0 | 767.9088 | 76.79% | 0%
4 | 24 | 13 | 0 | 0 | 782.0604 | 78.21% | 0% | 4 | 24 | 13 | 0 | 0 | 782.0604 | 78.21% | 0%
4 | 24 | 14 | 0 | 0 | 729.0936 | 72.91% | 0% | 4 | 24 | 14 | 0 | 0 | 729.0936 | 72.91% | 0%
4 | 24 | 15 | 0 | 0 | 680.6712 | 68.07% | 0% | 4 | 24 | 15 | 0 | 0 | 680.6712 | 68.07% | 0%
4 | 24 | 16 | 0 | 0 | 647.964 | 64.8% | 0% | 4 | 24 | 16 | 0 | 0 | 647.964 | 64.8% | 0%
4 | 24 | 17 | 3.3809e-10 | 4.2537e-10 | 385.1628 | 38.52% | 1.638e-08% | 4 | 24 | 17 | 3.411e-10 | 4.2589e-10 | 385.1628 | 38.52% | 1.64e-08%
4 | 24 | 18 | 3.8336e-10 | 4.8233e-10 | 154.3248 | 15.43% | 7.444e-09% | 4 | 24 | 18 | 3.8336e-10 | 4.7866e-10 | 154.3248 | 15.43% | 7.387e-09%
4 | 24 | 19 | 1.0102e-10 | 1.271e-10 | 51.1464 | 5.115% | 6.501e-10% | 4 | 24 | 19 | 1.0102e-10 | 1.2613e-10 | 51.1464 | 5.115% | 6.451e-10%
4 | 24 | 20 | 0 | 0 | 0 | 0% | 0% | 4 | 24 | 20 | 0 | 0 | 0 | 0% | 0%
4 | 24 | 21 | 0 | 0 | 0 | 0% | 0% | 4 | 24 | 21 | 0 | 0 | 0 | 0% | 0%
4 | 24 | 22 | 0 | 0 | 0 | 0% | 0% | 4 | 24 | 22 | 0 | 0 | 0 | 0% | 0%
4 | 24 | 23 | 0 | 0 | 0 | 0% | 0% | 4 | 24 | 23 | 0 | 0 | 0 | 0% | 0%
4 | 25 | 0 | 0 | 0 | 0 | 0% | 0% | 4 | 25 | 0 | 0 | 0 | 0 | 0% | 0%
4 | 25 | 1 | 0 | 0 | 0 | 0% | 0% | 4 | 25 | 1 | 0 | 0 | 0 | 0% | 0%
4 | 25 | 2 | 0 | 0 | 0 | 0% | 0% | 4 | 25 | 2 | 0 | 0 | 0 | 0% | 0%
4 | 25 | 3 | 0 | 0 | 0 | 0% | 0% | 4 | 25 | 3 | 0 | 0 | 0 | 0% | 0%
4 | 25 | 4 | 0 | 0 | 0 | 0% | 0% | 4 | 25 | 4 | 0 | 0 | 0 | 0% | 0%
4 | 25 | 5 | 0 | 0 | 0 | 0% | 0% | 4 | 25 | 5 | 0 | 0 | 0 | 0% | 0%
4 | 25 | 6 | 0 | 0 | 0 | 0% | 0% | 4 | 25 | 6 | 0 | 0 | 0 | 0% | 0%
4 | 25 | 7 | 0 | 0 | 18.8856 | 1.889% | 0% | 4 | 25 | 7 | 0 | 0 | 18.8856 | 1.889% | 0%
4 | 25 | 8 | 1.3494e-09 | 1.6978e-09 | 63.1464 | 6.315% | 1.072e-08% | 4 | 25 | 8 | 1.3494e-09 | 1.6849e-09 | 63.1464 | 6.315% | 1.064e-08%
4 | 25 | 9 | 2.5958e-09 | 3.2659e-09 | 137.3484 | 13.73% | 4.486e-08% | 4 | 25 | 9 | 2.6906e-09 | 3.3594e-09 | 137.3484 | 13.73% | 4.614e-08%
4 | 25 | 10 | 5.7769e-09 | 7.2682e-09 | 79.9764 | 7.998% | 5.813e-08% | 4 | 25 | 10 | 5.9739e-09 | 7.4589e-09 | 79.9764 | 7.998% | 5.965e-08%
4 | 25 | 11 | 9.4241e-09 | 1.1857e-08 | 60.7044 | 6.07% | 7.198e-08% | 4 | 25 | 11 | 9.4998e-09 | 1.1861e-08 | 60.7044 | 6.07% | 7.2e-08%
4 | 25 | 12 | 1.4781e-08 | 1.8597e-08 | 82.506 | 8.251% | 1.534e-07% | 4 | 25 | 12 | 1.5037e-08 | 1.8775e-08 | 82.506 | 8.251% | 1.549e-07%
4 | 25 | 13 | 2.3721e-08 | 2.9845e-08 | 164.4456 | 16.44% | 4.908e-07% | 4 | 25 | 13 | 2.4138e-08 | 3.0139e-08 | 164.4456 | 16.44% | 4.956e-07%
4 | 25 | 14 | 3.539e-08 | 4.4526e-08 | 119.0028 | 11.9% | 5.299e-07% | 4 | 25 | 14 | 3.5936e-08 | 4.4869e-08 | 119.0028 | 11.9% | 5.34e-07%
4 | 25 | 15 | 4.0226e-08 | 5.0611e-08 | 169.0308 | 16.9% | 8.555e-07% | 4 | 25 | 15 | 4.0868e-08 | 5.1027e-08 | 169.0308 | 16.9% | 8.625e-07%
4 | 25 | 16 | 4.5969e-08 | 5.7836e-08 | 206.1024 | 20.61% | 1.192e-06% | 4 | 25 | 16 | 4.5969e-08 | 5.7396e-08 | 206.1024 | 20.61% | 1.183e-06%
4 | 25 | 17 | 6.2807e-08 | 7.9021e-08 | 144.4308 | 14.44% | 1.141e-06% | 4 | 25 | 17 | 6.2807e-08 | 7.842e-08 | 144.4308 | 14.44% | 1.133e-06%
4 | 25 | 18 | 3.2717e-08 | 4.1163e-08 | 180.9168 | 18.09% | 7.447e-07% | 4 | 25 | 18 | 3.2717e-08 | 4.085e-08 | 180.9168 | 18.09% | 7.39e-07%
4 | 25 | 19 | 2.9636e-08 | 3.7286e-08 | 6.9744 | 0.6974% | 2.601e-08% | 4 | 25 | 19 | 2.9636e-08 | 3.7003e-08 | 6.9744 | 0.6974% | 2.581e-08%
4 | 25 | 20 | 1.9035e-08 | 2.3948e-08 | 0 | 0% | 0% | 4 | 25 | 20 | 1.9035e-08 | 2.3766e-08 | 0 | 0% | 0%
4 | 25 | 21 | 3.6143e-09 | 4.5473e-09 | 0 | 0% | 0% | 4 | 25 | 21 | 3.6143e-09 | 4.5127e-09 | 0 | 0% | 0%
4 | 25 | 22 | 0 | 0 | 0 | 0% | 0% | 4 | 25 | 22 | 0 | 0 | 0 | 0% | 0%
4 | 25 | 23 | 0 | 0 | 0 | 0% | 0% | 4 | 25 | 23 | 0 | 0 | 0 | 0% | 0%
4 | 26 | 0 | 0 | 0 | 0 | 0% | 0% | 4 | 26 | 0 | 0 | 0 | 0 | 0% | 0%
4 | 26 | 1 | 0 | 0 | 0 | 0% | 0% | 4 | 26 | 1 | 0 | 0 | 0 | 0% | 0%
4 | 26 | 2 | 0 | 0 | 0 | 0% | 0% | 4 | 26 | 2 | 0 | 0 | 0 | 0% | 0%
4 | 26 | 3 | 0 | 0 | 0 | 0% | 0% | 4 | 26 | 3 | 0 | 0 | 0 | 0% | 0%
4 | 26 | 4 | 0 | 0 | 0 | 0% | 0% | 4 | 26 | 4 | 0 | 0 | 0 | 0% | 0%
4 | 26 | 5 | 0 | 0 | 0 | 0% | 0% | 4 | 26 | 5 | 0 | 0 | 0 | 0% | 0%
4 | 26 | 6 | 3.0102e-10 | 3.7873e-10 | 0 | 0% | 0% | 4 | 26 | 6 | 3.0102e-10 | 3.7585e-10 | 0 | 0% | 0%
4 | 26 | 7 | 1.6589e-09 | 2.0872e-09 | 34.8432 | 3.484% | 7.272e-09% | 4 | 26 | 7 | 1.6725e-09 | 2.0882e-09 | 34.8432 | 3.484% | 7.276e-09%
4 | 26 | 8 | 3.4393e-09 | 4.3272e-09 | 84.576 | 8.458% | 3.66e-08% | 4 | 26 | 8 | 3.4999e-09 | 4.3699e-09 | 84.576 | 8.458% | 3.696e-08%
4 | 26 | 9 | 1.0702e-08 | 1.3465e-08 | 265.8768 | 26.59% | 3.58e-07% | 4 | 26 | 9 | 1.0961e-08 | 1.3685e-08 | 265.8768 | 26.59% | 3.639e-07%
4 | 26 | 10 | 2.1107e-08 | 2.6556e-08 | 663.7704 | 66.38% | 1.763e-06% | 4 | 26 | 10 | 2.179e-08 | 2.7206e-08 | 663.7704 | 66.38% | 1.806e-06%
4 | 26 | 11 | 6.518e-08 | 8.2006e-08 | 830.16 | 83.02% | 6.808e-06% | 4 | 26 | 11 | 6.8341e-08 | 8.5329e-08 | 830.16 | 83.02% | 7.084e-06%
4 | 26 | 12 | 3.233e-07 | 4.0676e-07 | 924.696 | 92.47% | 3.761e-05% | 4 | 26 | 12 | 3.375e-07 | 4.214e-07 | 924.696 | 92.47% | 3.897e-05%
4 | 26 | 13 | 6.6938e-07 | 8.4218e-07 | 959.1132 | 95.91% | 8.077e-05% | 4 | 26 | 13 | 6.9843e-07 | 8.7205e-07 | 959.1132 | 95.91% | 8.364e-05%
4 | 26 | 14 | 1.5541e-06 | 1.9553e-06 | 937.3068 | 93.73% | 0.0001833% | 4 | 26 | 14 | 1.6097e-06 | 2.0098e-06 | 937.3068 | 93.73% | 0.0001884%
4 | 26 | 15 | 1.0768e-06 | 1.3548e-06 | 860.4948 | 86.05% | 0.0001166% | 4 | 26 | 15 | 1.1149e-06 | 1.392e-06 | 860.4948 | 86.05% | 0.0001198%
4 | 26 | 16 | 1.4403e-06 | 1.8121e-06 | 726.8976 | 72.69% | 0.0001317% | 4 | 26 | 16 | 1.4701e-06 | 1.8355e-06 | 726.8976 | 72.69% | 0.0001334%
4 | 26 | 17 | 3.5422e-07 | 4.4566e-07 | 529.752 | 52.98% | 2.361e-05% | 4 | 26 | 17 | 3.5422e-07 | 4.4227e-07 | 529.752 | 52.98% | 2.343e-05%
4 | 26 | 18 | 9.8525e-08 | 1.2396e-07 | 291.4392 | 29.14% | 3.613e-06% | 4 | 26 | 18 | 9.8525e-08 | 1.2302e-07 | 291.4392 | 29.14% | 3.585e-06%
4 | 26 | 19 | 1.3182e-07 | 1.6585e-07 | 76.5108 | 7.651% | 1.269e-06% | 4 | 26 | 19 | 1.3182e-07 | 1.6459e-07 | 76.5108 | 7.651% | 1.259e-06%
4 | 26 | 20 | 3.2953e-08 | 4.146e-08 | 0 | 0% | 0% | 4 | 26 | 20 | 3.2953e-08 | 4.1145e-08 | 0 | 0% | 0%
4 | 26 | 21 | 5.9219e-09 | 7.4506e-09 | 0 | 0% | 0% | 4 | 26 | 21 | 5.9219e-09 | 7.3939e-09 | 0 | 0% | 0%
4 | 26 | 22 | 0 | 0 | 0 | 0% | 0% | 4 | 26 | 22 | 0 | 0 | 0 | 0% | 0%
4 | 26 | 23 | 0 | 0 | 0 | 0% | 0% | 4 | 26 | 23 | 0 | 0 | 0 | 0% | 0%
4 | 27 | 0 | 0 | 0 | 0 | 0% | 0% | 4 | 27 | 0 | 0 | 0 | 0 | 0% | 0%
4 | 27 | 1 | 0 | 0 | 0 | 0% | 0% | 4 | 27 | 1 | 0 | 0 | 0 | 0% | 0%
4 | 27 | 2 | 0 | 0 | 0 | 0% | 0% | 4 | 27 | 2 | 0 | 0 | 0 | 0% | 0%
4 | 27 | 3 | 0 | 0 | 0 | 0% | 0% | 4 | 27 | 3 | 0 | 0 | 0 | 0% | 0%
4 | 27 | 4 | 0 | 0 | 0 | 0% | 0% | 4 | 27 | 4 | 0 | 0 | 0 | 0% | 0%
4 | 27 | 5 | 0 | 0 | 0 | 0% | 0% | 4 | 27 | 5 | 0 | 0 | 0 | 0% | 0%
4 | 27 | 6 | 6.0991e-10 | 7.6736e-10 | 0 | 0% | 0% | 4 | 27 | 6 | 6.0991e-10 | 7.6153e-10 | 0 | 0% | 0%
4 | 27 | 7 | 2.32e-09 | 2.9189e-09 | 31.4736 | 3.147% | 9.187e-09% | 4 | 27 | 7 | 2.3394e-09 | 2.9209e-09 | 31.4736 | 3.147% | 9.193e-09%
4 | 27 | 8 | 4.4387e-09 | 5.5845e-09 | 223.1856 | 22.32% | 1.246e-07% | 4 | 27 | 8 | 4.5497e-09 | 5.6806e-09 | 223.1856 | 22.32% | 1.268e-07%
4 | 27 | 9 | 6.7794e-09 | 8.5295e-09 | 469.5156 | 46.95% | 4.005e-07% | 4 | 27 | 9 | 7.0063e-09 | 8.7479e-09 | 469.5156 | 46.95% | 4.107e-07%
4 | 27 | 10 | 5.5389e-09 | 6.9688e-09 | 678.8376 | 67.88% | 4.731e-07% | 4 | 27 | 10 | 5.8288e-09 | 7.2777e-09 | 678.8376 | 67.88% | 4.94e-07%
4 | 27 | 11 | 1.1703e-08 | 1.4724e-08 | 826.434 | 82.64% | 1.217e-06% | 4 | 27 | 11 | 1.2184e-08 | 1.5213e-08 | 826.434 | 82.64% | 1.257e-06%
4 | 27 | 12 | 9.8e-09 | 1.233e-08 | 930.9528 | 93.1% | 1.148e-06% | 4 | 27 | 12 | 9.8699e-09 | 1.2323e-08 | 930.9528 | 93.1% | 1.147e-06%
4 | 27 | 13 | 1.3195e-08 | 1.6601e-08 | 962.3436 | 96.23% | 1.598e-06% | 4 | 27 | 13 | 1.3304e-08 | 1.6611e-08 | 962.3436 | 96.23% | 1.599e-06%
4 | 27 | 14 | 1.0198e-08 | 1.2831e-08 | 939.8808 | 93.99% | 1.206e-06% | 4 | 27 | 14 | 1.0275e-08 | 1.2829e-08 | 939.8808 | 93.99% | 1.206e-06%
4 | 27 | 15 | 7.0048e-09 | 8.813e-09 | 861.4092 | 86.14% | 7.592e-07% | 4 | 27 | 15 | 7.0048e-09 | 8.746e-09 | 861.4092 | 86.14% | 7.534e-07%
4 | 27 | 16 | 5.8746e-09 | 7.3911e-09 | 725.2884 | 72.53% | 5.361e-07% | 4 | 27 | 16 | 5.8746e-09 | 7.3349e-09 | 725.2884 | 72.53% | 5.32e-07%
4 | 27 | 17 | 3.6458e-09 | 4.587e-09 | 309.8016 | 30.98% | 1.421e-07% | 4 | 27 | 17 | 3.6458e-09 | 4.5521e-09 | 309.8016 | 30.98% | 1.41e-07%
4 | 27 | 18 | 4.3312e-09 | 5.4493e-09 | 296.9028 | 29.69% | 1.618e-07% | 4 | 27 | 18 | 4.3312e-09 | 5.4079e-09 | 296.9028 | 29.69% | 1.606e-07%
4 | 27 | 19 | 6.107e-09 | 7.6835e-09 | 76.524 | 7.652% | 5.88e-08% | 4 | 27 | 19 | 6.107e-09 | 7.625e-09 | 76.524 | 7.652% | 5.835e-08%
4 | 27 | 20 | 2.7811e-09 | 3.4991e-09 | 0 | 0% | 0% | 4 | 27 | 20 | 2.7811e-09 | 3.4724e-09 | 0 | 0% | 0%
4 | 27 | 21 | 4.5166e-10 | 5.6826e-10 | 0 | 0% | 0% | 4 | 27 | 21 | 4.5166e-10 | 5.6394e-10 | 0 | 0% | 0%
4 | 27 | 22 | 0 | 0 | 0 | 0% | 0% | 4 | 27 | 22 | 0 | 0 | 0 | 0% | 0%
4 | 27 | 23 | 0 | 0 | 0 | 0% | 0% | 4 | 27 | 23 | 0 | 0 | 0 | 0% | 0%
4 | 28 | 0 | 0 | 0 | 0 | 0% | 0% | 4 | 28 | 0 | 0 | 0 | 0 | 0% | 0%
4 | 28 | 1 | 0 | 0 | 0 | 0% | 0% | 4 | 28 | 1 | 0 | 0 | 0 | 0% | 0%
4 | 28 | 2 | 0 | 0 | 0 | 0% | 0% | 4 | 28 | 2 | 0 | 0 | 0 | 0% | 0%
4 | 28 | 3 | 0 | 0 | 0 | 0% | 0% | 4 | 28 | 3 | 0 | 0 | 0 | 0% | 0%
4 | 28 | 4 | 0 | 0 | 0 | 0% | 0% | 4 | 28 | 4 | 0 | 0 | 0 | 0% | 0%
4 | 28 | 5 | 0 | 0 | 0 | 0% | 0% | 4 | 28 | 5 | 0 | 0 | 0 | 0% | 0%
4 | 28 | 6 | 0 | 0 | 0 | 0% | 0% | 4 | 28 | 6 | 0 | 0 | 0 | 0% | 0%
4 | 28 | 7 | 5.6023e-10 | 7.0486e-10 | 33.6504 | 3.365% | 2.372e-09% | 4 | 28 | 7 | 5.6023e-10 | 6.995e-10 | 33.6504 | 3.365% | 2.354e-09%
4 | 28 | 8 | 2.4268e-09 | 3.0533e-09 | 223.0644 | 22.31% | 6.811e-08% | 4 | 28 | 8 | 2.4268e-09 | 3.0301e-09 | 223.0644 | 22.31% | 6.759e-08%
4 | 28 | 9 | 4.8291e-09 | 6.0758e-09 | 475.3164 | 47.53% | 2.888e-07% | 4 | 28 | 9 | 4.8672e-09 | 6.0771e-09 | 475.3164 | 47.53% | 2.889e-07%
4 | 28 | 10 | 7.3018e-09 | 9.1868e-09 | 681.168 | 68.12% | 6.258e-07% | 4 | 28 | 10 | 7.3608e-09 | 9.1905e-09 | 681.168 | 68.12% | 6.26e-07%
4 | 28 | 11 | 1.8326e-08 | 2.3057e-08 | 827.6184 | 82.76% | 1.908e-06% | 4 | 28 | 11 | 1.8632e-08 | 2.3263e-08 | 827.6184 | 82.76% | 1.925e-06%
4 | 28 | 12 | 2.0467e-08 | 2.575e-08 | 915.2244 | 91.52% | 2.357e-06% | 4 | 28 | 12 | 2.1107e-08 | 2.6354e-08 | 915.2244 | 91.52% | 2.412e-06%
4 | 28 | 13 | 5.4531e-08 | 6.8609e-08 | 944.4096 | 94.44% | 6.479e-06% | 4 | 28 | 13 | 5.6322e-08 | 7.0323e-08 | 944.4096 | 94.44% | 6.641e-06%
4 | 28 | 14 | 9.4318e-08 | 1.1867e-07 | 919.2636 | 91.93% | 1.091e-05% | 4 | 28 | 14 | 9.5748e-08 | 1.1955e-07 | 919.2636 | 91.93% | 1.099e-05%
4 | 28 | 15 | 6.6798e-08 | 8.4042e-08 | 820.5228 | 82.05% | 6.896e-06% | 4 | 28 | 15 | 6.7778e-08 | 8.4627e-08 | 820.5228 | 82.05% | 6.944e-06%
4 | 28 | 16 | 6.1897e-08 | 7.7875e-08 | 694.6392 | 69.46% | 5.41e-06% | 4 | 28 | 16 | 6.2382e-08 | 7.7889e-08 | 694.6392 | 69.46% | 5.41e-06%
4 | 28 | 17 | 5.4521e-08 | 6.8595e-08 | 516.4476 | 51.64% | 3.543e-06% | 4 | 28 | 17 | 5.4521e-08 | 6.8074e-08 | 516.4476 | 51.64% | 3.516e-06%
4 | 28 | 18 | 3.198e-08 | 4.0236e-08 | 283.9932 | 28.4% | 1.143e-06% | 4 | 28 | 18 | 3.198e-08 | 3.993e-08 | 283.9932 | 28.4% | 1.134e-06%
4 | 28 | 19 | 1.5607e-08 | 1.9636e-08 | 74.7252 | 7.473% | 1.467e-07% | 4 | 28 | 19 | 1.5607e-08 | 1.9486e-08 | 74.7252 | 7.473% | 1.456e-07%
4 | 28 | 20 | 1.5607e-08 | 1.9636e-08 | 0 | 0% | 0% | 4 | 28 | 20 | 1.5607e-08 | 1.9486e-08 | 0 | 0% | 0%
4 | 28 | 21 | 3.0018e-09 | 3.7768e-09 | 0 | 0% | 0% | 4 | 28 | 21 | 3.0018e-09 | 3.7481e-09 | 0 | 0% | 0%
4 | 28 | 22 | 0 | 0 | 0 | 0% | 0% | 4 | 28 | 22 | 0 | 0 | 0 | 0% | 0%
4 | 28 | 23 | 0 | 0 | 0 | 0% | 0% | 4 | 28 | 23 | 0 | 0 | 0 | 0% | 0%
4 | 29 | 0 | 0 | 0 | 0 | 0% | 0% | 4 | 29 | 0 | 0 | 0 | 0 | 0% | 0%
4 | 29 | 1 | 0 | 0 | 0 | 0% | 0% | 4 | 29 | 1 | 0 | 0 | 0 | 0% | 0%
4 | 29 | 2 | 0 | 0 | 0 | 0% | 0% | 4 | 29 | 2 | 0 | 0 | 0 | 0% | 0%
4 | 29 | 3 | 0 | 0 | 0 | 0% | 0% | 4 | 29 | 3 | 0 | 0 | 0 | 0% | 0%
4 | 29 | 4 | 0 | 0 | 0 | 0% | 0% | 4 | 29 | 4 | 0 | 0 | 0 | 0% | 0%
4 | 29 | 5 | 0 | 0 | 0 | 0% | 0% | 4 | 29 | 5 | 0 | 0 | 0 | 0% | 0%
4 | 29 | 6 | 0 | 0 | 0 | 0% | 0% | 4 | 29 | 6 | 0 | 0 | 0 | 0% | 0%
4 | 29 | 7 | 2.762e-10 | 3.475e-10 | 33.9564 | 3.396% | 1.18e-09% | 4 | 29 | 7 | 3.0145e-10 | 3.7638e-10 | 33.9564 | 3.396% | 1.278e-09%
4 | 29 | 8 | 1.0267e-09 | 1.2918e-09 | 219.4944 | 21.95% | 2.835e-08% | 4 | 29 | 8 | 1.0562e-09 | 1.3188e-09 | 219.4944 | 21.95% | 2.895e-08%
4 | 29 | 9 | 2.343e-09 | 2.9479e-09 | 454.3296 | 45.43% | 1.339e-07% | 4 | 29 | 9 | 2.4284e-09 | 3.032e-09 | 454.3296 | 45.43% | 1.378e-07%
4 | 29 | 10 | 3.592e-09 | 4.5193e-09 | 644.2128 | 64.42% | 2.911e-07% | 4 | 29 | 10 | 3.6805e-09 | 4.5954e-09 | 644.2128 | 64.42% | 2.96e-07%
4 | 29 | 11 | 4.2279e-09 | 5.3193e-09 | 778.2828 | 77.83% | 4.14e-07% | 4 | 29 | 11 | 4.3375e-09 | 5.4158e-09 | 778.2828 | 77.83% | 4.215e-07%
4 | 29 | 12 | 4.4453e-09 | 5.5928e-09 | 886.062 | 88.61% | 4.956e-07% | 4 | 29 | 12 | 4.627e-09 | 5.7772e-09 | 886.062 | 88.61% | 5.119e-07%
4 | 29 | 13 | 5.1123e-09 | 6.432e-09 | 914.2476 | 91.42% | 5.88e-07% | 4 | 29 | 13 | 5.3325e-09 | 6.6581e-09 | 914.2476 | 91.42% | 6.087e-07%
4 | 29 | 14 | 6.1627e-09 | 7.7536e-09 | 892.7172 | 89.27% | 6.922e-07% | 4 | 29 | 14 | 6.3695e-09 | 7.9528e-09 | 892.7172 | 89.27% | 7.1e-07%
4 | 29 | 15 | 4.7498e-09 | 5.976e-09 | 817.9176 | 81.79% | 4.888e-07% | 4 | 29 | 15 | 4.9487e-09 | 6.1788e-09 | 817.9176 | 81.79% | 5.054e-07%
4 | 29 | 16 | 4.4784e-09 | 5.6345e-09 | 437.8464 | 43.78% | 2.467e-07% | 4 | 29 | 16 | 4.5893e-09 | 5.7301e-09 | 437.8464 | 43.78% | 2.509e-07%
4 | 29 | 17 | 2.594e-09 | 3.2637e-09 | 192.348 | 19.23% | 6.278e-08% | 4 | 29 | 17 | 2.6179e-09 | 3.2686e-09 | 192.348 | 19.23% | 6.287e-08%
4 | 29 | 18 | 5.6011e-10 | 7.047e-10 | 138.1644 | 13.82% | 9.736e-09% | 4 | 29 | 18 | 5.6011e-10 | 6.9934e-10 | 138.1644 | 13.82% | 9.662e-09%
4 | 29 | 19 | 4.9362e-10 | 6.2105e-10 | 27.1608 | 2.716% | 1.687e-09% | 4 | 29 | 19 | 4.9362e-10 | 6.1632e-10 | 27.1608 | 2.716% | 1.674e-09%
4 | 29 | 20 | 1.3431e-10 | 1.6899e-10 | 0 | 0% | 0% | 4 | 29 | 20 | 1.3431e-10 | 1.677e-10 | 0 | 0% | 0%
4 | 29 | 21 | 0 | 0 | 0 | 0% | 0% | 4 | 29 | 21 | 0 | 0 | 0 | 0% | 0%
4 | 29 | 22 | 0 | 0 | 0 | 0% | 0% | 4 | 29 | 22 | 0 | 0 | 0 | 0% | 0%
4 | 29 | 23 | 0 | 0 | 0 | 0% | 0% | 4 | 29 | 23 | 0 | 0 | 0 | 0% | 0%
4 | 30 | 0 | 0 | 0 | 0 | 0% | 0% | 4 | 30 | 0 | 0 | 0 | 0 | 0% | 0%
4 | 30 | 1 | 0 | 0 | 0 | 0% | 0% | 4 | 30 | 1 | 0 | 0 | 0 | 0% | 0%
4 | 30 | 2 | 0 | 0 | 0 | 0% | 0% | 4 | 30 | 2 | 0 | 0 | 0 | 0% | 0%
4 | 30 | 3 | 0 | 0 | 0 | 0% | 0% | 4 | 30 | 3 | 0 | 0 | 0 | 0% | 0%
4 | 30 | 4 | 0 | 0 | 0 | 0% | 0% | 4 | 30 | 4 | 0 | 0 | 0 | 0% | 0%
4 | 30 | 5 | 0 | 0 | 0 | 0% | 0% | 4 | 30 | 5 | 0 | 0 | 0 | 0% | 0%
4 | 30 | 6 | 0 | 0 | 0 | 0% | 0% | 4 | 30 | 6 | 0 | 0 | 0 | 0% | 0%
4 | 30 | 7 | 0 | 0 | 24.2136 | 2.421% | 0% | 4 | 30 | 7 | 0 | 0 | 24.2136 | 2.421% | 0%
4 | 30 | 8 | 0 | 0 | 56.7252 | 5.673% | 0% | 4 | 30 | 8 | 0 | 0 | 56.7252 | 5.673% | 0%
4 | 30 | 9 | 0 | 0 | 240.1608 | 24.02% | 0% | 4 | 30 | 9 | 0 | 0 | 240.1608 | 24.02% | 0%
4 | 30 | 10 | 0 | 0 | 147.8172 | 14.78% | 0% | 4 | 30 | 10 | 0 | 0 | 147.8172 | 14.78% | 0%
4 | 30 | 11 | 0 | 0 | 334.1952 | 33.42% | 0% | 4 | 30 | 11 | 0 | 0 | 334.1952 | 33.42% | 0%
4 | 30 | 12 | 0 | 0 | 905.3856 | 90.54% | 0% | 4 | 30 | 12 | 0 | 0 | 905.3856 | 90.54% | 0%
4 | 30 | 13 | 0 | 0 | 190.8756 | 19.09% | 0% | 4 | 30 | 13 | 0 | 0 | 190.8756 | 19.09% | 0%
4 | 30 | 14 | 0 | 0 | 928.6152 | 92.86% | 0% | 4 | 30 | 14 | 0 | 0 | 928.6152 | 92.86% | 0%
4 | 30 | 15 | 0 | 0 | 839.1588 | 83.92% | 0% | 4 | 30 | 15 | 0 | 0 | 839.1588 | 83.92% | 0%
4 | 30 | 16 | 0 | 0 | 105.6384 | 10.56% | 0% | 4 | 30 | 16 | 0 | 0 | 105.6384 | 10.56% | 0%
4 | 30 | 17 | 0 | 0 | 217.086 | 21.71% | 0% | 4 | 30 | 17 | 0 | 0 | 217.086 | 21.71% | 0%
4 | 30 | 18 | 0 | 0 | 293.2644 | 29.33% | 0% | 4 | 30 | 18 | 0 | 0 | 293.2644 | 29.33% | 0%
4 | 30 | 19 | 0 | 0 | 85.3296 | 8.533% | 0% | 4 | 30 | 19 | 0 | 0 | 85.3296 | 8.533% | 0%
4 | 30 | 20 | 0 | 0 | 0 | 0% | 0% | 4 | 30 | 20 | 0 | 0 | 0 | 0% | 0%
4 | 30 | 21 | 0 | 0 | 0 | 0% | 0% | 4 | 30 | 21 | 0 | 0 | 0 | 0% | 0%
4 | 30 | 22 | 0 | 0 | 0 | 0% | 0% | 4 | 30 | 22 | 0 | 0 | 0 | 0% | 0%
4 | 30 | 23 | 0 | 0 | 0 | 0% | 0% | 4 | 30 | 23 | 0 | 0 | 0 | 0% | 0%
5 | 1 | 0 | 0 | 0 | 0 | 0% | 0% | 5 | 1 | 0 | 0 | 0 | 0 | 0% | 0%
5 | 1 | 1 | 0 | 0 | 0 | 0% | 0% | 5 | 1 | 1 | 0 | 0 | 0 | 0% | 0%
5 | 1 | 2 | 0 | 0 | 0 | 0% | 0% | 5 | 1 | 2 | 0 | 0 | 0 | 0% | 0%
5 | 1 | 3 | 0 | 0 | 0 | 0% | 0% | 5 | 1 | 3 | 0 | 0 | 0 | 0% | 0%
5 | 1 | 4 | 0 | 0 | 0 | 0% | 0% | 5 | 1 | 4 | 0 | 0 | 0 | 0% | 0%
5 | 1 | 5 | 0 | 0 | 0 | 0% | 0% | 5 | 1 | 5 | 0 | 0 | 0 | 0% | 0%
5 | 1 | 6 | 0 | 0 | 0 | 0% | 0% | 5 | 1 | 6 | 0 | 0 | 0 | 0% | 0%
5 | 1 | 7 | 0 | 0 | 39.234 | 3.923% | 0% | 5 | 1 | 7 | 0 | 0 | 39.234 | 3.923% | 0%
5 | 1 | 8 | 0 | 0 | 84.3108 | 8.431% | 0% | 5 | 1 | 8 | 0 | 0 | 84.3108 | 8.431% | 0%
5 | 1 | 9 | 0 | 0 | 218.712 | 21.87% | 0% | 5 | 1 | 9 | 0 | 0 | 218.712 | 21.87% | 0%
5 | 1 | 10 | 1.3469e-10 | 1.6947e-10 | 466.8288 | 46.68% | 7.911e-09% | 5 | 1 | 10 | 1.5049e-10 | 1.879e-10 | 466.8288 | 46.68% | 8.772e-09%
5 | 1 | 11 | 3.1672e-09 | 3.9849e-09 | 586.7232 | 58.67% | 2.338e-07% | 5 | 1 | 11 | 3.3038e-09 | 4.1251e-09 | 586.7232 | 58.67% | 2.42e-07%
5 | 1 | 12 | 9.8824e-09 | 1.2434e-08 | 585.9828 | 58.6% | 7.286e-07% | 5 | 1 | 12 | 1.0209e-08 | 1.2747e-08 | 585.9828 | 58.6% | 7.469e-07%
5 | 1 | 13 | 2.1785e-08 | 2.7409e-08 | 716.118 | 71.61% | 1.963e-06% | 5 | 1 | 13 | 2.2481e-08 | 2.8069e-08 | 716.118 | 71.61% | 2.01e-06%
5 | 1 | 14 | 5.0463e-08 | 6.349e-08 | 314.3484 | 31.43% | 1.996e-06% | 5 | 1 | 14 | 5.2074e-08 | 6.5019e-08 | 314.3484 | 31.43% | 2.044e-06%
5 | 1 | 15 | 1.8628e-08 | 2.3437e-08 | 207.9456 | 20.79% | 4.874e-07% | 5 | 1 | 15 | 1.9061e-08 | 2.3799e-08 | 207.9456 | 20.79% | 4.949e-07%
5 | 1 | 16 | 1.2898e-08 | 1.6228e-08 | 135.036 | 13.5% | 2.191e-07% | 5 | 1 | 16 | 1.3001e-08 | 1.6233e-08 | 135.036 | 13.5% | 2.192e-07%
5 | 1 | 17 | 9.1132e-09 | 1.1466e-08 | 77.6916 | 7.769% | 8.908e-08% | 5 | 1 | 17 | 9.1824e-09 | 1.1465e-08 | 77.6916 | 7.769% | 8.907e-08%
5 | 1 | 18 | 8.6792e-09 | 1.092e-08 | 48.6816 | 4.868% | 5.316e-08% | 5 | 1 | 18 | 8.6792e-09 | 1.0837e-08 | 48.6816 | 4.868% | 5.275e-08%
5 | 1 | 19 | 1.0116e-08 | 1.2727e-08 | 1.7424 | 0.1742% | 2.218e-09% | 5 | 1 | 19 | 1.0116e-08 | 1.263e-08 | 1.7424 | 0.1742% | 2.201e-09%
5 | 1 | 20 | 1.1044e-08 | 1.3895e-08 | 0 | 0% | 0% | 5 | 1 | 20 | 1.1044e-08 | 1.379e-08 | 0 | 0% | 0%
5 | 1 | 21 | 1.3711e-09 | 1.7251e-09 | 0 | 0% | 0% | 5 | 1 | 21 | 1.3711e-09 | 1.712e-09 | 0 | 0% | 0%
5 | 1 | 22 | 0 | 0 | 0 | 0% | 0% | 5 | 1 | 22 | 0 | 0 | 0 | 0% | 0%
5 | 1 | 23 | 0 | 0 | 0 | 0% | 0% | 5 | 1 | 23 | 0 | 0 | 0 | 0% | 0%
5 | 2 | 0 | 0 | 0 | 0 | 0% | 0% | 5 | 2 | 0 | 0 | 0 | 0 | 0% | 0%
5 | 2 | 1 | 0 | 0 | 0 | 0% | 0% | 5 | 2 | 1 | 0 | 0 | 0 | 0% | 0%
5 | 2 | 2 | 0 | 0 | 0 | 0% | 0% | 5 | 2 | 2 | 0 | 0 | 0 | 0% | 0%
5 | 2 | 3 | 0 | 0 | 0 | 0% | 0% | 5 | 2 | 3 | 0 | 0 | 0 | 0% | 0%
5 | 2 | 4 | 0 | 0 | 0 | 0% | 0% | 5 | 2 | 4 | 0 | 0 | 0 | 0% | 0%
5 | 2 | 5 | 0 | 0 | 0 | 0% | 0% | 5 | 2 | 5 | 0 | 0 | 0 | 0% | 0%
5 | 2 | 6 | 5.6977e-10 | 7.1685e-10 | 0 | 0% | 0% | 5 | 2 | 6 | 5.6977e-10 | 7.114e-10 | 0 | 0% | 0%
5 | 2 | 7 | 2.6668e-09 | 3.3552e-09 | 4.9572 | 0.4957% | 1.663e-09% | 5 | 2 | 7 | 2.6894e-09 | 3.3579e-09 | 4.9572 | 0.4957% | 1.665e-09%
5 | 2 | 8 | 2.1252e-08 | 2.6738e-08 | 15 | 1.5% | 4.011e-08% | 5 | 2 | 8 | 2.1588e-08 | 2.6954e-08 | 15 | 1.5% | 4.043e-08%
5 | 2 | 9 | 5.7187e-08 | 7.1949e-08 | 43.0752 | 4.308% | 3.099e-07% | 5 | 2 | 9 | 5.893e-08 | 7.358e-08 | 43.0752 | 4.308% | 3.169e-07%
5 | 2 | 10 | 1.3305e-07 | 1.674e-07 | 516.1056 | 51.61% | 8.64e-06% | 5 | 2 | 10 | 1.3694e-07 | 1.7097e-07 | 516.1056 | 51.61% | 8.824e-06%
5 | 2 | 11 | 1.0073e-07 | 1.2674e-07 | 238.266 | 23.83% | 3.02e-06% | 5 | 2 | 11 | 1.0311e-07 | 1.2874e-07 | 238.266 | 23.83% | 3.068e-06%
5 | 2 | 12 | 1.1527e-07 | 1.4502e-07 | 269.1576 | 26.92% | 3.903e-06% | 5 | 2 | 12 | 1.1883e-07 | 1.4837e-07 | 269.1576 | 26.92% | 3.993e-06%
5 | 2 | 13 | 6.878e-08 | 8.6535e-08 | 196.5192 | 19.65% | 1.701e-06% | 5 | 2 | 13 | 7.1313e-08 | 8.904e-08 | 196.5192 | 19.65% | 1.75e-06%
5 | 2 | 14 | 3.5616e-08 | 4.481e-08 | 279.9852 | 28% | 1.255e-06% | 5 | 2 | 14 | 3.6693e-08 | 4.5815e-08 | 279.9852 | 28% | 1.283e-06%
5 | 2 | 15 | 1.7032e-08 | 2.1429e-08 | 458.2104 | 45.82% | 9.819e-07% | 5 | 2 | 15 | 1.7181e-08 | 2.1452e-08 | 458.2104 | 45.82% | 9.83e-07%
5 | 2 | 16 | 8.3275e-09 | 1.0477e-08 | 327.81 | 32.78% | 3.435e-07% | 5 | 2 | 16 | 8.4014e-09 | 1.049e-08 | 327.81 | 32.78% | 3.439e-07%
5 | 2 | 17 | 1.1508e-08 | 1.4478e-08 | 445.7736 | 44.58% | 6.454e-07% | 5 | 2 | 17 | 1.1508e-08 | 1.4368e-08 | 445.7736 | 44.58% | 6.405e-07%
5 | 2 | 18 | 7.3504e-09 | 9.2479e-09 | 162.096 | 16.21% | 1.499e-07% | 5 | 2 | 18 | 7.3504e-09 | 9.1776e-09 | 162.096 | 16.21% | 1.488e-07%
5 | 2 | 19 | 1.6094e-08 | 2.0249e-08 | 27.7044 | 2.77% | 5.61e-08% | 5 | 2 | 19 | 1.6094e-08 | 2.0095e-08 | 27.7044 | 2.77% | 5.567e-08%
5 | 2 | 20 | 1.1976e-08 | 1.5068e-08 | 0 | 0% | 0% | 5 | 2 | 20 | 1.1976e-08 | 1.4953e-08 | 0 | 0% | 0%
5 | 2 | 21 | 9.5715e-10 | 1.2042e-09 | 0 | 0% | 0% | 5 | 2 | 21 | 9.5715e-10 | 1.1951e-09 | 0 | 0% | 0%
5 | 2 | 22 | 0 | 0 | 0 | 0% | 0% | 5 | 2 | 22 | 0 | 0 | 0 | 0% | 0%
5 | 2 | 23 | 0 | 0 | 0 | 0% | 0% | 5 | 2 | 23 | 0 | 0 | 0 | 0% | 0%
5 | 3 | 0 | 0 | 0 | 0 | 0% | 0% | 5 | 3 | 0 | 0 | 0 | 0 | 0% | 0%
5 | 3 | 1 | 0 | 0 | 0 | 0% | 0% | 5 | 3 | 1 | 0 | 0 | 0 | 0% | 0%
5 | 3 | 2 | 0 | 0 | 0 | 0% | 0% | 5 | 3 | 2 | 0 | 0 | 0 | 0% | 0%
5 | 3 | 3 | 0 | 0 | 0 | 0% | 0% | 5 | 3 | 3 | 0 | 0 | 0 | 0% | 0%
5 | 3 | 4 | 0 | 0 | 0 | 0% | 0% | 5 | 3 | 4 | 0 | 0 | 0 | 0% | 0%
5 | 3 | 5 | 0 | 0 | 0 | 0% | 0% | 5 | 3 | 5 | 0 | 0 | 0 | 0% | 0%
5 | 3 | 6 | 4.5205e-10 | 5.6875e-10 | 0 | 0% | 0% | 5 | 3 | 6 | 4.5205e-10 | 5.6442e-10 | 0 | 0% | 0%
5 | 3 | 7 | 1.8049e-09 | 2.2708e-09 | 41.4036 | 4.14% | 9.402e-09% | 5 | 3 | 7 | 1.8049e-09 | 2.2536e-09 | 41.4036 | 4.14% | 9.331e-09%
5 | 3 | 8 | 4.1537e-09 | 5.226e-09 | 168.0228 | 16.8% | 8.781e-08% | 5 | 3 | 8 | 4.1537e-09 | 5.1863e-09 | 168.0228 | 16.8% | 8.714e-08%
5 | 3 | 9 | 6.6311e-09 | 8.3429e-09 | 474.888 | 47.49% | 3.962e-07% | 5 | 3 | 9 | 6.6847e-09 | 8.3464e-09 | 474.888 | 47.49% | 3.964e-07%
5 | 3 | 10 | 1.7448e-08 | 2.1952e-08 | 583.7844 | 58.38% | 1.282e-06% | 5 | 3 | 10 | 1.7448e-08 | 2.1785e-08 | 583.7844 | 58.38% | 1.272e-06%
5 | 3 | 11 | 1.3007e-08 | 1.6364e-08 | 664.5888 | 66.46% | 1.088e-06% | 5 | 3 | 11 | 1.3206e-08 | 1.6489e-08 | 664.5888 | 66.46% | 1.096e-06%
5 | 3 | 12 | 1.1245e-08 | 1.4147e-08 | 667.938 | 66.79% | 9.45e-07% | 5 | 3 | 12 | 1.1512e-08 | 1.4374e-08 | 667.938 | 66.79% | 9.601e-07%
5 | 3 | 13 | 9.4897e-09 | 1.194e-08 | 535.344 | 53.53% | 6.392e-07% | 5 | 3 | 13 | 9.6384e-09 | 1.2034e-08 | 535.344 | 53.53% | 6.442e-07%
5 | 3 | 14 | 5.4975e-09 | 6.9167e-09 | 466.0092 | 46.6% | 3.223e-07% | 5 | 3 | 14 | 5.6372e-09 | 7.0385e-09 | 466.0092 | 46.6% | 3.28e-07%
5 | 3 | 15 | 2.4263e-09 | 3.0526e-09 | 682.146 | 68.21% | 2.082e-07% | 5 | 3 | 15 | 2.4868e-09 | 3.105e-09 | 682.146 | 68.21% | 2.118e-07%
5 | 3 | 16 | 1.4445e-09 | 1.8175e-09 | 701.91 | 70.19% | 1.276e-07% | 5 | 3 | 16 | 1.4445e-09 | 1.8036e-09 | 701.91 | 70.19% | 1.266e-07%
5 | 3 | 17 | 1.3717e-09 | 1.7258e-09 | 520.11 | 52.01% | 8.976e-08% | 5 | 3 | 17 | 1.3717e-09 | 1.7127e-09 | 520.11 | 52.01% | 8.908e-08%
5 | 3 | 18 | 1.3824e-09 | 1.7393e-09 | 299.5824 | 29.96% | 5.211e-08% | 5 | 3 | 18 | 1.3824e-09 | 1.7261e-09 | 299.5824 | 29.96% | 5.171e-08%
5 | 3 | 19 | 3.0018e-09 | 3.7768e-09 | 76.7844 | 7.678% | 2.9e-08% | 5 | 3 | 19 | 3.0018e-09 | 3.7481e-09 | 76.7844 | 7.678% | 2.878e-08%
5 | 3 | 20 | 4.2591e-09 | 5.3586e-09 | 0 | 0% | 0% | 5 | 3 | 20 | 4.2591e-09 | 5.3178e-09 | 0 | 0% | 0%
5 | 3 | 21 | 1.4752e-10 | 1.856e-10 | 0 | 0% | 0% | 5 | 3 | 21 | 1.4752e-10 | 1.8419e-10 | 0 | 0% | 0%
5 | 3 | 22 | 0 | 0 | 0 | 0% | 0% | 5 | 3 | 22 | 0 | 0 | 0 | 0% | 0%
5 | 3 | 23 | 0 | 0 | 0 | 0% | 0% | 5 | 3 | 23 | 0 | 0 | 0 | 0% | 0%
5 | 4 | 0 | 0 | 0 | 0 | 0% | 0% | 5 | 4 | 0 | 0 | 0 | 0 | 0% | 0%
5 | 4 | 1 | 0 | 0 | 0 | 0% | 0% | 5 | 4 | 1 | 0 | 0 | 0 | 0% | 0%
5 | 4 | 2 | 0 | 0 | 0 | 0% | 0% | 5 | 4 | 2 | 0 | 0 | 0 | 0% | 0%
5 | 4 | 3 | 0 | 0 | 0 | 0% | 0% | 5 | 4 | 3 | 0 | 0 | 0 | 0% | 0%
5 | 4 | 4 | 0 | 0 | 0 | 0% | 0% | 5 | 4 | 4 | 0 | 0 | 0 | 0% | 0%
5 | 4 | 5 | 0 | 0 | 0 | 0% | 0% | 5 | 4 | 5 | 0 | 0 | 0 | 0% | 0%
5 | 4 | 6 | 6.0502e-10 | 7.6121e-10 | 0 | 0% | 0% | 5 | 4 | 6 | 6.0502e-10 | 7.5542e-10 | 0 | 0% | 0%
5 | 4 | 7 | 1.7297e-09 | 2.1762e-09 | 31.6188 | 3.162% | 6.881e-09% | 5 | 4 | 7 | 1.7297e-09 | 2.1596e-09 | 31.6188 | 3.162% | 6.829e-09%
5 | 4 | 8 | 3.6796e-09 | 4.6295e-09 | 234.7044 | 23.47% | 1.087e-07% | 5 | 4 | 8 | 3.71e-09 | 4.6323e-09 | 234.7044 | 23.47% | 1.087e-07%
5 | 4 | 9 | 7.7097e-09 | 9.6999e-09 | 475.2168 | 47.52% | 4.61e-07% | 5 | 4 | 9 | 7.7716e-09 | 9.7035e-09 | 475.2168 | 47.52% | 4.611e-07%
5 | 4 | 10 | 5.4625e-09 | 6.8727e-09 | 671.1012 | 67.11% | 4.612e-07% | 5 | 4 | 10 | 5.545e-09 | 6.9234e-09 | 671.1012 | 67.11% | 4.646e-07%
5 | 4 | 11 | 1.3532e-08 | 1.7026e-08 | 787.0416 | 78.7% | 1.34e-06% | 5 | 4 | 11 | 1.3649e-08 | 1.7042e-08 | 787.0416 | 78.7% | 1.341e-06%
5 | 4 | 12 | 7.5173e-09 | 9.458e-09 | 860.79 | 86.08% | 8.141e-07% | 5 | 4 | 12 | 7.5173e-09 | 9.386e-09 | 860.79 | 86.08% | 8.079e-07%
5 | 4 | 13 | 5.0257e-09 | 6.323e-09 | 885.9528 | 88.6% | 5.602e-07% | 5 | 4 | 13 | 5.0682e-09 | 6.3281e-09 | 885.9528 | 88.6% | 5.606e-07%
5 | 4 | 14 | 2.8753e-09 | 3.6175e-09 | 862.494 | 86.25% | 3.12e-07% | 5 | 4 | 14 | 2.8753e-09 | 3.59e-09 | 862.494 | 86.25% | 3.096e-07%
5 | 4 | 15 | 1.2557e-09 | 1.5798e-09 | 793.704 | 79.37% | 1.254e-07% | 5 | 4 | 15 | 1.3054e-09 | 1.6298e-09 | 793.704 | 79.37% | 1.294e-07%
5 | 4 | 16 | 1.319e-09 | 1.6595e-09 | 679.8852 | 67.99% | 1.128e-07% | 5 | 4 | 16 | 1.319e-09 | 1.6469e-09 | 679.8852 | 67.99% | 1.12e-07%
5 | 4 | 17 | 1.0184e-09 | 1.2813e-09 | 509.724 | 50.97% | 6.531e-08% | 5 | 4 | 17 | 1.0184e-09 | 1.2716e-09 | 509.724 | 50.97% | 6.482e-08%
5 | 4 | 18 | 6.0516e-10 | 7.6138e-10 | 293.1468 | 29.31% | 2.232e-08% | 5 | 4 | 18 | 6.0516e-10 | 7.5559e-10 | 293.1468 | 29.31% | 2.215e-08%
5 | 4 | 19 | 2.4852e-09 | 3.1268e-09 | 84.6216 | 8.462% | 2.646e-08% | 5 | 4 | 19 | 2.4852e-09 | 3.103e-09 | 84.6216 | 8.462% | 2.626e-08%
5 | 4 | 20 | 4.2216e-09 | 5.3114e-09 | 0 | 0% | 0% | 5 | 4 | 20 | 4.2216e-09 | 5.271e-09 | 0 | 0% | 0%
5 | 4 | 21 | 1.3568e-10 | 1.7071e-10 | 0 | 0% | 0% | 5 | 4 | 21 | 1.3568e-10 | 1.6941e-10 | 0 | 0% | 0%
5 | 4 | 22 | 0 | 0 | 0 | 0% | 0% | 5 | 4 | 22 | 0 | 0 | 0 | 0% | 0%
5 | 4 | 23 | 0 | 0 | 0 | 0% | 0% | 5 | 4 | 23 | 0 | 0 | 0 | 0% | 0%
5 | 5 | 0 | 0 | 0 | 0 | 0% | 0% | 5 | 5 | 0 | 0 | 0 | 0 | 0% | 0%
5 | 5 | 1 | 0 | 0 | 0 | 0% | 0% | 5 | 5 | 1 | 0 | 0 | 0 | 0% | 0%
5 | 5 | 2 | 0 | 0 | 0 | 0% | 0% | 5 | 5 | 2 | 0 | 0 | 0 | 0% | 0%
5 | 5 | 3 | 0 | 0 | 0 | 0% | 0% | 5 | 5 | 3 | 0 | 0 | 0 | 0% | 0%
5 | 5 | 4 | 0 | 0 | 0 | 0% | 0% | 5 | 5 | 4 | 0 | 0 | 0 | 0% | 0%
5 | 5 | 5 | 3.1807e-10 | 4.0018e-10 | 0 | 0% | 0% | 5 | 5 | 5 | 3.1807e-10 | 3.9713e-10 | 0 | 0% | 0%
5 | 5 | 6 | 6.4129e-09 | 8.0684e-09 | 0 | 0% | 0% | 5 | 5 | 6 | 6.4129e-09 | 8.0071e-09 | 0 | 0% | 0%
5 | 5 | 7 | 1.0615e-08 | 1.3355e-08 | 44.7564 | 4.476% | 5.977e-08% | 5 | 5 | 7 | 1.0615e-08 | 1.3253e-08 | 44.7564 | 4.476% | 5.932e-08%
5 | 5 | 8 | 2.2982e-08 | 2.8914e-08 | 110.442 | 11.04% | 3.193e-07% | 5 | 5 | 8 | 2.3346e-08 | 2.9149e-08 | 110.442 | 11.04% | 3.219e-07%
5 | 5 | 9 | 3.2711e-08 | 4.1155e-08 | 244.4772 | 24.45% | 1.006e-06% | 5 | 5 | 9 | 3.3208e-08 | 4.1463e-08 | 244.4772 | 24.45% | 1.014e-06%
5 | 5 | 10 | 3.726e-08 | 4.6879e-08 | 627.7188 | 62.77% | 2.943e-06% | 5 | 5 | 10 | 3.8424e-08 | 4.7976e-08 | 627.7188 | 62.77% | 3.012e-06%
5 | 5 | 11 | 2.4119e-08 | 3.0345e-08 | 768.7296 | 76.87% | 2.333e-06% | 5 | 5 | 11 | 2.4877e-08 | 3.1061e-08 | 768.7296 | 76.87% | 2.388e-06%
5 | 5 | 12 | 1.6913e-08 | 2.128e-08 | 841.9128 | 84.19% | 1.792e-06% | 5 | 5 | 12 | 1.7441e-08 | 2.1776e-08 | 841.9128 | 84.19% | 1.833e-06%
5 | 5 | 13 | 8.8355e-09 | 1.1116e-08 | 868.1244 | 86.81% | 9.65e-07% | 5 | 5 | 13 | 9.188e-09 | 1.1472e-08 | 868.1244 | 86.81% | 9.959e-07%
5 | 5 | 14 | 2.9561e-09 | 3.7192e-09 | 847.0212 | 84.7% | 3.15e-07% | 5 | 5 | 14 | 3.1095e-09 | 3.8825e-09 | 847.0212 | 84.7% | 3.289e-07%
5 | 5 | 15 | 2.2265e-09 | 2.8013e-09 | 783.9204 | 78.39% | 2.196e-07% | 5 | 5 | 15 | 2.2998e-09 | 2.8715e-09 | 783.9204 | 78.39% | 2.251e-07%
5 | 5 | 16 | 2.225e-09 | 2.7994e-09 | 664.4484 | 66.44% | 1.86e-07% | 5 | 5 | 16 | 2.2799e-09 | 2.8466e-09 | 664.4484 | 66.44% | 1.891e-07%
5 | 5 | 17 | 1.9268e-09 | 2.4242e-09 | 498.4464 | 49.84% | 1.208e-07% | 5 | 5 | 17 | 1.9268e-09 | 2.4057e-09 | 498.4464 | 49.84% | 1.199e-07%
5 | 5 | 18 | 1.7289e-09 | 2.1752e-09 | 286.7028 | 28.67% | 6.236e-08% | 5 | 5 | 18 | 1.7289e-09 | 2.1587e-09 | 286.7028 | 28.67% | 6.189e-08%
5 | 5 | 19 | 1.6191e-09 | 2.037e-09 | 85.2264 | 8.523% | 1.736e-08% | 5 | 5 | 19 | 1.6191e-09 | 2.0215e-09 | 85.2264 | 8.523% | 1.723e-08%
5 | 5 | 20 | 2.5928e-09 | 3.2622e-09 | 0 | 0% | 0% | 5 | 5 | 20 | 2.5928e-09 | 3.2374e-09 | 0 | 0% | 0%
5 | 5 | 21 | 1.1573e-10 | 1.4561e-10 | 0 | 0% | 0% | 5 | 5 | 21 | 1.1573e-10 | 1.445e-10 | 0 | 0% | 0%
5 | 5 | 22 | 0 | 0 | 0 | 0% | 0% | 5 | 5 | 22 | 0 | 0 | 0 | 0% | 0%
5 | 5 | 23 | 0 | 0 | 0 | 0% | 0% | 5 | 5 | 23 | 0 | 0 | 0 | 0% | 0%
5 | 6 | 0 | 0 | 0 | 0 | 0% | 0% | 5 | 6 | 0 | 0 | 0 | 0 | 0% | 0%
5 | 6 | 1 | 0 | 0 | 0 | 0% | 0% | 5 | 6 | 1 | 0 | 0 | 0 | 0% | 0%
5 | 6 | 2 | 0 | 0 | 0 | 0% | 0% | 5 | 6 | 2 | 0 | 0 | 0 | 0% | 0%
5 | 6 | 3 | 0 | 0 | 0 | 0% | 0% | 5 | 6 | 3 | 0 | 0 | 0 | 0% | 0%
5 | 6 | 4 | 0 | 0 | 0 | 0% | 0% | 5 | 6 | 4 | 0 | 0 | 0 | 0% | 0%
5 | 6 | 5 | 0 | 0 | 0 | 0% | 0% | 5 | 6 | 5 | 0 | 0 | 0 | 0% | 0%
5 | 6 | 6 | 1.6466e-09 | 2.0717e-09 | 0 | 0% | 0% | 5 | 6 | 6 | 1.6466e-09 | 2.0559e-09 | 0 | 0% | 0%
5 | 6 | 7 | 2.207e-09 | 2.7767e-09 | 17.3556 | 1.736% | 4.819e-09% | 5 | 6 | 7 | 2.225e-09 | 2.7781e-09 | 17.3556 | 1.736% | 4.822e-09%
5 | 6 | 8 | 3.996e-09 | 5.0275e-09 | 60.6156 | 6.062% | 3.047e-08% | 5 | 6 | 8 | 4.0943e-09 | 5.1121e-09 | 60.6156 | 6.062% | 3.099e-08%
5 | 6 | 9 | 5.9753e-09 | 7.5178e-09 | 124.8324 | 12.48% | 9.385e-08% | 5 | 6 | 9 | 6.1627e-09 | 7.6947e-09 | 124.8324 | 12.48% | 9.605e-08%
5 | 6 | 10 | 5.7324e-09 | 7.2122e-09 | 98.22 | 9.822% | 7.084e-08% | 5 | 6 | 10 | 5.9777e-09 | 7.4637e-09 | 98.22 | 9.822% | 7.331e-08%
5 | 6 | 11 | 2.4067e-09 | 3.028e-09 | 109.1904 | 10.92% | 3.306e-08% | 5 | 6 | 11 | 2.5525e-09 | 3.187e-09 | 109.1904 | 10.92% | 3.48e-08%
5 | 6 | 12 | 1.8077e-09 | 2.2743e-09 | 275.502 | 27.55% | 6.266e-08% | 5 | 6 | 12 | 1.9296e-09 | 2.4093e-09 | 275.502 | 27.55% | 6.638e-08%
5 | 6 | 13 | 1.8975e-09 | 2.3873e-09 | 371.4768 | 37.15% | 8.868e-08% | 5 | 6 | 13 | 2.0125e-09 | 2.5128e-09 | 371.4768 | 37.15% | 9.335e-08%
5 | 6 | 14 | 1.471e-09 | 1.8508e-09 | 466.236 | 46.62% | 8.629e-08% | 5 | 6 | 14 | 1.5302e-09 | 1.9106e-09 | 466.236 | 46.62% | 8.908e-08%
5 | 6 | 15 | 1.0282e-09 | 1.2937e-09 | 337.0464 | 33.7% | 4.36e-08% | 5 | 6 | 15 | 1.1243e-09 | 1.4038e-09 | 337.0464 | 33.7% | 4.731e-08%
5 | 6 | 16 | 6.4383e-10 | 8.1003e-10 | 18.1344 | 1.813% | 1.469e-09% | 5 | 6 | 16 | 6.5524e-10 | 8.1813e-10 | 18.1344 | 1.813% | 1.484e-09%
5 | 6 | 17 | 3.0453e-10 | 3.8314e-10 | 108.3204 | 10.83% | 4.15e-09% | 5 | 6 | 17 | 3.0453e-10 | 3.8023e-10 | 108.3204 | 10.83% | 4.119e-09%
5 | 6 | 18 | 0 | 0 | 145.9668 | 14.6% | 0% | 5 | 6 | 18 | 0 | 0 | 145.9668 | 14.6% | 0%
5 | 6 | 19 | 1.1654e-10 | 1.4662e-10 | 28.1508 | 2.815% | 4.128e-10% | 5 | 6 | 19 | 1.1654e-10 | 1.4551e-10 | 28.1508 | 2.815% | 4.096e-10%
5 | 6 | 20 | 9.7438e-10 | 1.2259e-09 | 0 | 0% | 0% | 5 | 6 | 20 | 9.7438e-10 | 1.2166e-09 | 0 | 0% | 0%
5 | 6 | 21 | 0 | 0 | 0 | 0% | 0% | 5 | 6 | 21 | 0 | 0 | 0 | 0% | 0%
5 | 6 | 22 | 0 | 0 | 0 | 0% | 0% | 5 | 6 | 22 | 0 | 0 | 0 | 0% | 0%
5 | 6 | 23 | 0 | 0 | 0 | 0% | 0% | 5 | 6 | 23 | 0 | 0 | 0 | 0% | 0%
5 | 7 | 0 | 0 | 0 | 0 | 0% | 0% | 5 | 7 | 0 | 0 | 0 | 0 | 0% | 0%
5 | 7 | 1 | 0 | 0 | 0 | 0% | 0% | 5 | 7 | 1 | 0 | 0 | 0 | 0% | 0%
5 | 7 | 2 | 0 | 0 | 0 | 0% | 0% | 5 | 7 | 2 | 0 | 0 | 0 | 0% | 0%
5 | 7 | 3 | 0 | 0 | 0 | 0% | 0% | 5 | 7 | 3 | 0 | 0 | 0 | 0% | 0%
5 | 7 | 4 | 0 | 0 | 0 | 0% | 0% | 5 | 7 | 4 | 0 | 0 | 0 | 0% | 0%
5 | 7 | 5 | 0 | 0 | 0 | 0% | 0% | 5 | 7 | 5 | 0 | 0 | 0 | 0% | 0%
5 | 7 | 6 | 0 | 0 | 0 | 0% | 0% | 5 | 7 | 6 | 0 | 0 | 0 | 0% | 0%
5 | 7 | 7 | 0 | 0 | 24.6972 | 2.47% | 0% | 5 | 7 | 7 | 0 | 0 | 24.6972 | 2.47% | 0%
5 | 7 | 8 | 0 | 0 | 126.0828 | 12.61% | 0% | 5 | 7 | 8 | 0 | 0 | 126.0828 | 12.61% | 0%
5 | 7 | 9 | 0 | 0 | 172.644 | 17.26% | 0% | 5 | 7 | 9 | 0 | 0 | 172.644 | 17.26% | 0%
5 | 7 | 10 | 0 | 0 | 273.1836 | 27.32% | 0% | 5 | 7 | 10 | 0 | 0 | 273.1836 | 27.32% | 0%
5 | 7 | 11 | 0 | 0 | 518.7228 | 51.87% | 0% | 5 | 7 | 11 | 0 | 0 | 518.7228 | 51.87% | 0%
5 | 7 | 12 | 0 | 0 | 463.242 | 46.32% | 0% | 5 | 7 | 12 | 0 | 0 | 463.242 | 46.32% | 0%
5 | 7 | 13 | 0 | 0 | 403.014 | 40.3% | 0% | 5 | 7 | 13 | 0 | 0 | 403.014 | 40.3% | 0%
5 | 7 | 14 | 1.1248e-09 | 1.4151e-09 | 618.2652 | 61.83% | 8.749e-08% | 5 | 7 | 14 | 1.1752e-09 | 1.4673e-09 | 618.2652 | 61.83% | 9.072e-08%
5 | 7 | 15 | 1.4926e-09 | 1.8779e-09 | 665.5044 | 66.55% | 1.25e-07% | 5 | 7 | 15 | 1.5173e-09 | 1.8944e-09 | 665.5044 | 66.55% | 1.261e-07%
5 | 7 | 16 | 2.6663e-10 | 3.3547e-10 | 617.6328 | 61.76% | 2.072e-08% | 5 | 7 | 16 | 2.7146e-10 | 3.3894e-10 | 617.6328 | 61.76% | 2.093e-08%
5 | 7 | 17 | 0 | 0 | 357.168 | 35.72% | 0% | 5 | 7 | 17 | 0 | 0 | 357.168 | 35.72% | 0%
5 | 7 | 18 | 0 | 0 | 247.2888 | 24.73% | 0% | 5 | 7 | 18 | 0 | 0 | 247.2888 | 24.73% | 0%
5 | 7 | 19 | 0 | 0 | 67.3188 | 6.732% | 0% | 5 | 7 | 19 | 0 | 0 | 67.3188 | 6.732% | 0%
5 | 7 | 20 | 0 | 0 | 0 | 0% | 0% | 5 | 7 | 20 | 0 | 0 | 0 | 0% | 0%
5 | 7 | 21 | 0 | 0 | 0 | 0% | 0% | 5 | 7 | 21 | 0 | 0 | 0 | 0% | 0%
5 | 7 | 22 | 0 | 0 | 0 | 0% | 0% | 5 | 7 | 22 | 0 | 0 | 0 | 0% | 0%
5 | 7 | 23 | 0 | 0 | 0 | 0% | 0% | 5 | 7 | 23 | 0 | 0 | 0 | 0% | 0%
5 | 8 | 0 | 0 | 0 | 0 | 0% | 0% | 5 | 8 | 0 | 0 | 0 | 0 | 0% | 0%
5 | 8 | 1 | 0 | 0 | 0 | 0% | 0% | 5 | 8 | 1 | 0 | 0 | 0 | 0% | 0%
5 | 8 | 2 | 0 | 0 | 0 | 0% | 0% | 5 | 8 | 2 | 0 | 0 | 0 | 0% | 0%
5 | 8 | 3 | 0 | 0 | 0 | 0% | 0% | 5 | 8 | 3 | 0 | 0 | 0 | 0% | 0%
5 | 8 | 4 | 0 | 0 | 0 | 0% | 0% | 5 | 8 | 4 | 0 | 0 | 0 | 0% | 0%
5 | 8 | 5 | 0 | 0 | 0 | 0% | 0% | 5 | 8 | 5 | 0 | 0 | 0 | 0% | 0%
5 | 8 | 6 | 0 | 0 | 0 | 0% | 0% | 5 | 8 | 6 | 0 | 0 | 0 | 0% | 0%
5 | 8 | 7 | 0 | 0 | 34.284 | 3.428% | 0% | 5 | 8 | 7 | 0 | 0 | 34.284 | 3.428% | 0%
5 | 8 | 8 | 0 | 0 | 38.2164 | 3.822% | 0% | 5 | 8 | 8 | 0 | 0 | 38.2164 | 3.822% | 0%
5 | 8 | 9 | 0 | 0 | 194.2356 | 19.42% | 0% | 5 | 8 | 9 | 0 | 0 | 194.2356 | 19.42% | 0%
5 | 8 | 10 | 0 | 0 | 488.6592 | 48.87% | 0% | 5 | 8 | 10 | 0 | 0 | 488.6592 | 48.87% | 0%
5 | 8 | 11 | 0 | 0 | 535.8156 | 53.58% | 0% | 5 | 8 | 11 | 0 | 0 | 535.8156 | 53.58% | 0%
5 | 8 | 12 | 0 | 0 | 595.9668 | 59.6% | 0% | 5 | 8 | 12 | 0 | 0 | 595.9668 | 59.6% | 0%
5 | 8 | 13 | 0 | 0 | 706.164 | 70.62% | 0% | 5 | 8 | 13 | 0 | 0 | 706.164 | 70.62% | 0%
5 | 8 | 14 | 0 | 0 | 614.5044 | 61.45% | 0% | 5 | 8 | 14 | 0 | 0 | 614.5044 | 61.45% | 0%
5 | 8 | 15 | 0 | 0 | 483.54 | 48.35% | 0% | 5 | 8 | 15 | 0 | 0 | 483.54 | 48.35% | 0%
5 | 8 | 16 | 0 | 0 | 230.4588 | 23.05% | 0% | 5 | 8 | 16 | 0 | 0 | 230.4588 | 23.05% | 0%
5 | 8 | 17 | 0 | 0 | 473.7876 | 47.38% | 0% | 5 | 8 | 17 | 0 | 0 | 473.7876 | 47.38% | 0%
5 | 8 | 18 | 0 | 0 | 270.5844 | 27.06% | 0% | 5 | 8 | 18 | 0 | 0 | 270.5844 | 27.06% | 0%
5 | 8 | 19 | 0 | 0 | 77.8452 | 7.785% | 0% | 5 | 8 | 19 | 0 | 0 | 77.8452 | 7.785% | 0%
5 | 8 | 20 | 0 | 0 | 0 | 0% | 0% | 5 | 8 | 20 | 0 | 0 | 0 | 0% | 0%
5 | 8 | 21 | 0 | 0 | 0 | 0% | 0% | 5 | 8 | 21 | 0 | 0 | 0 | 0% | 0%
5 | 8 | 22 | 0 | 0 | 0 | 0% | 0% | 5 | 8 | 22 | 0 | 0 | 0 | 0% | 0%
5 | 8 | 23 | 0 | 0 | 0 | 0% | 0% | 5 | 8 | 23 | 0 | 0 | 0 | 0% | 0%
5 | 9 | 0 | 0 | 0 | 0 | 0% | 0% | 5 | 9 | 0 | 0 | 0 | 0 | 0% | 0%
5 | 9 | 1 | 0 | 0 | 0 | 0% | 0% | 5 | 9 | 1 | 0 | 0 | 0 | 0% | 0%
5 | 9 | 2 | 0 | 0 | 0 | 0% | 0% | 5 | 9 | 2 | 0 | 0 | 0 | 0% | 0%
5 | 9 | 3 | 0 | 0 | 0 | 0% | 0% | 5 | 9 | 3 | 0 | 0 | 0 | 0% | 0%
5 | 9 | 4 | 0 | 0 | 0 | 0% | 0% | 5 | 9 | 4 | 0 | 0 | 0 | 0% | 0%
5 | 9 | 5 | 0 | 0 | 0 | 0% | 0% | 5 | 9 | 5 | 0 | 0 | 0 | 0% | 0%
5 | 9 | 6 | 7.6301e-10 | 9.5998e-10 | 0 | 0% | 0% | 5 | 9 | 6 | 7.6301e-10 | 9.5268e-10 | 0 | 0% | 0%
5 | 9 | 7 | 2.5472e-09 | 3.2048e-09 | 0 | 0% | 0% | 5 | 9 | 7 | 2.5472e-09 | 3.1804e-09 | 0 | 0% | 0%
5 | 9 | 8 | 6.316e-09 | 7.9465e-09 | 147.4608 | 14.75% | 1.172e-07% | 5 | 9 | 8 | 6.363e-09 | 7.9448e-09 | 147.4608 | 14.75% | 1.172e-07%
5 | 9 | 9 | 1.8016e-08 | 2.2667e-08 | 35.988 | 3.599% | 8.157e-08% | 5 | 9 | 9 | 1.8157e-08 | 2.2671e-08 | 35.988 | 3.599% | 8.159e-08%
5 | 9 | 10 | 4.3813e-08 | 5.5124e-08 | 570.5808 | 57.06% | 3.145e-06% | 5 | 9 | 10 | 4.4167e-08 | 5.5146e-08 | 570.5808 | 57.06% | 3.147e-06%
5 | 9 | 11 | 7.5229e-08 | 9.465e-08 | 284.1204 | 28.41% | 2.689e-06% | 5 | 9 | 11 | 7.5229e-08 | 9.393e-08 | 284.1204 | 28.41% | 2.669e-06%
5 | 9 | 12 | 8.5834e-08 | 1.0799e-07 | 634.2144 | 63.42% | 6.849e-06% | 5 | 9 | 12 | 8.7829e-08 | 1.0966e-07 | 634.2144 | 63.42% | 6.955e-06%
5 | 9 | 13 | 9.2948e-08 | 1.1694e-07 | 444.162 | 44.42% | 5.194e-06% | 5 | 9 | 13 | 9.3622e-08 | 1.169e-07 | 444.162 | 44.42% | 5.192e-06%
5 | 9 | 14 | 9.4281e-08 | 1.1862e-07 | 730.1952 | 73.02% | 8.662e-06% | 5 | 9 | 14 | 9.5712e-08 | 1.195e-07 | 730.1952 | 73.02% | 8.726e-06%
5 | 9 | 15 | 5.4108e-08 | 6.8076e-08 | 191.7576 | 19.18% | 1.305e-06% | 5 | 9 | 15 | 5.451e-08 | 6.806e-08 | 191.7576 | 19.18% | 1.305e-06%
5 | 9 | 16 | 5.6732e-08 | 7.1377e-08 | 692.31 | 69.23% | 4.942e-06% | 5 | 9 | 16 | 5.6732e-08 | 7.0834e-08 | 692.31 | 69.23% | 4.904e-06%
5 | 9 | 17 | 5.5848e-08 | 7.0265e-08 | 509.0616 | 50.91% | 3.577e-06% | 5 | 9 | 17 | 5.5848e-08 | 6.973e-08 | 509.0616 | 50.91% | 3.55e-06%
5 | 9 | 18 | 4.6994e-08 | 5.9125e-08 | 293.7216 | 29.37% | 1.737e-06% | 5 | 9 | 18 | 4.6994e-08 | 5.8676e-08 | 293.7216 | 29.37% | 1.723e-06%
5 | 9 | 19 | 5.3583e-08 | 6.7416e-08 | 90.966 | 9.097% | 6.133e-07% | 5 | 9 | 19 | 5.3583e-08 | 6.6903e-08 | 90.966 | 9.097% | 6.086e-07%
5 | 9 | 20 | 6.6724e-08 | 8.3949e-08 | 3.198 | 0.3198% | 2.685e-08% | 5 | 9 | 20 | 6.6724e-08 | 8.331e-08 | 3.198 | 0.3198% | 2.664e-08%
5 | 9 | 21 | 2.9264e-09 | 3.6819e-09 | 0 | 0% | 0% | 5 | 9 | 21 | 2.9264e-09 | 3.6538e-09 | 0 | 0% | 0%
5 | 9 | 22 | 0 | 0 | 0 | 0% | 0% | 5 | 9 | 22 | 0 | 0 | 0 | 0% | 0%
5 | 9 | 23 | 0 | 0 | 0 | 0% | 0% | 5 | 9 | 23 | 0 | 0 | 0 | 0% | 0%
5 | 10 | 0 | 0 | 0 | 0 | 0% | 0% | 5 | 10 | 0 | 0 | 0 | 0 | 0% | 0%
5 | 10 | 1 | 0 | 0 | 0 | 0% | 0% | 5 | 10 | 1 | 0 | 0 | 0 | 0% | 0%
5 | 10 | 2 | 0 | 0 | 0 | 0% | 0% | 5 | 10 | 2 | 0 | 0 | 0 | 0% | 0%
5 | 10 | 3 | 0 | 0 | 0 | 0% | 0% | 5 | 10 | 3 | 0 | 0 | 0 | 0% | 0%
5 | 10 | 4 | 0 | 0 | 0 | 0% | 0% | 5 | 10 | 4 | 0 | 0 | 0 | 0% | 0%
5 | 10 | 5 | 0 | 0 | 0 | 0% | 0% | 5 | 10 | 5 | 0 | 0 | 0 | 0% | 0%
5 | 10 | 6 | 6.4044e-10 | 8.0577e-10 | 0 | 0% | 0% | 5 | 10 | 6 | 6.4044e-10 | 7.9964e-10 | 0 | 0% | 0%
5 | 10 | 7 | 2.6655e-09 | 3.3536e-09 | 49.5228 | 4.952% | 1.661e-08% | 5 | 10 | 7 | 2.6883e-09 | 3.3566e-09 | 49.5228 | 4.952% | 1.662e-08%
5 | 10 | 8 | 1.7434e-08 | 2.1934e-08 | 206.4852 | 20.65% | 4.529e-07% | 5 | 10 | 8 | 1.7434e-08 | 2.1767e-08 | 206.4852 | 20.65% | 4.495e-07%
5 | 10 | 9 | 3.6985e-08 | 4.6533e-08 | 420.9624 | 42.1% | 1.959e-06% | 5 | 10 | 9 | 3.6985e-08 | 4.6179e-08 | 420.9624 | 42.1% | 1.944e-06%
5 | 10 | 10 | 5.7644e-08 | 7.2525e-08 | 555.87 | 55.59% | 4.031e-06% | 5 | 10 | 10 | 5.8518e-08 | 7.3064e-08 | 555.87 | 55.59% | 4.061e-06%
5 | 10 | 11 | 1.3799e-07 | 1.7361e-07 | 648.2904 | 64.83% | 1.125e-05% | 5 | 10 | 11 | 1.4106e-07 | 1.7612e-07 | 648.2904 | 64.83% | 1.142e-05%
5 | 10 | 12 | 2.9742e-07 | 3.742e-07 | 744.774 | 74.48% | 2.787e-05% | 5 | 10 | 12 | 3.0164e-07 | 3.7662e-07 | 744.774 | 74.48% | 2.805e-05%
5 | 10 | 13 | 4.2614e-07 | 5.3615e-07 | 727.6488 | 72.76% | 3.901e-05% | 5 | 10 | 13 | 4.3211e-07 | 5.3953e-07 | 727.6488 | 72.76% | 3.926e-05%
5 | 10 | 14 | 2.9742e-07 | 3.742e-07 | 825.3648 | 82.54% | 3.089e-05% | 5 | 10 | 14 | 3.0164e-07 | 3.7662e-07 | 825.3648 | 82.54% | 3.109e-05%
5 | 10 | 15 | 2.7935e-07 | 3.5146e-07 | 667.0596 | 66.71% | 2.344e-05% | 5 | 10 | 15 | 2.8129e-07 | 3.5121e-07 | 667.0596 | 66.71% | 2.343e-05%
5 | 10 | 16 | 2.0636e-07 | 2.5963e-07 | 654.6636 | 65.47% | 1.7e-05% | 5 | 10 | 16 | 2.0791e-07 | 2.5959e-07 | 654.6636 | 65.47% | 1.699e-05%
5 | 10 | 17 | 1.0774e-07 | 1.3556e-07 | 405.4992 | 40.55% | 5.497e-06% | 5 | 10 | 17 | 1.0774e-07 | 1.3452e-07 | 405.4992 | 40.55% | 5.455e-06%
5 | 10 | 18 | 6.8252e-08 | 8.5872e-08 | 229.9452 | 22.99% | 1.975e-06% | 5 | 10 | 18 | 6.8252e-08 | 8.5219e-08 | 229.9452 | 22.99% | 1.96e-06%
5 | 10 | 19 | 7.4602e-08 | 9.386e-08 | 82.296 | 8.23% | 7.724e-07% | 5 | 10 | 19 | 7.4602e-08 | 9.3146e-08 | 82.296 | 8.23% | 7.666e-07%
5 | 10 | 20 | 7.1794e-08 | 9.0328e-08 | 4.1652 | 0.4165% | 3.762e-08% | 5 | 10 | 20 | 7.1794e-08 | 8.9641e-08 | 4.1652 | 0.4165% | 3.734e-08%
5 | 10 | 21 | 8.6754e-09 | 1.0915e-08 | 0 | 0% | 0% | 5 | 10 | 21 | 8.6754e-09 | 1.0832e-08 | 0 | 0% | 0%
5 | 10 | 22 | 0 | 0 | 0 | 0% | 0% | 5 | 10 | 22 | 0 | 0 | 0 | 0% | 0%
5 | 10 | 23 | 0 | 0 | 0 | 0% | 0% | 5 | 10 | 23 | 0 | 0 | 0 | 0% | 0%
5 | 11 | 0 | 0 | 0 | 0 | 0% | 0% | 5 | 11 | 0 | 0 | 0 | 0 | 0% | 0%
5 | 11 | 1 | 0 | 0 | 0 | 0% | 0% | 5 | 11 | 1 | 0 | 0 | 0 | 0% | 0%
5 | 11 | 2 | 0 | 0 | 0 | 0% | 0% | 5 | 11 | 2 | 0 | 0 | 0 | 0% | 0%
5 | 11 | 3 | 0 | 0 | 0 | 0% | 0% | 5 | 11 | 3 | 0 | 0 | 0 | 0% | 0%
5 | 11 | 4 | 0 | 0 | 0 | 0% | 0% | 5 | 11 | 4 | 0 | 0 | 0 | 0% | 0%
5 | 11 | 5 | 0 | 0 | 0 | 0% | 0% | 5 | 11 | 5 | 0 | 0 | 0 | 0% | 0%
5 | 11 | 6 | 2.1111e-09 | 2.6561e-09 | 0 | 0% | 0% | 5 | 11 | 6 | 2.1111e-09 | 2.6359e-09 | 0 | 0% | 0%
5 | 11 | 7 | 1.0365e-08 | 1.3041e-08 | 51.4932 | 5.149% | 6.715e-08% | 5 | 11 | 7 | 1.0453e-08 | 1.3052e-08 | 51.4932 | 5.149% | 6.721e-08%
5 | 11 | 8 | 5.7175e-08 | 7.1934e-08 | 205.6644 | 20.57% | 1.479e-06% | 5 | 11 | 8 | 5.8093e-08 | 7.2534e-08 | 205.6644 | 20.57% | 1.492e-06%
5 | 11 | 9 | 2.4425e-07 | 3.073e-07 | 456.0972 | 45.61% | 1.402e-05% | 5 | 11 | 9 | 2.4782e-07 | 3.0943e-07 | 456.0972 | 45.61% | 1.411e-05%
5 | 11 | 10 | 5.4271e-07 | 6.8282e-07 | 643.2216 | 64.32% | 4.392e-05% | 5 | 11 | 10 | 5.5745e-07 | 6.9602e-07 | 643.2216 | 64.32% | 4.477e-05%
5 | 11 | 11 | 1.2491e-06 | 1.5716e-06 | 714.3768 | 71.44% | 0.0001123% | 5 | 11 | 11 | 1.2992e-06 | 1.6222e-06 | 714.3768 | 71.44% | 0.0001159%
5 | 11 | 12 | 2.7224e-06 | 3.4251e-06 | 835.0824 | 83.51% | 0.000286% | 5 | 11 | 12 | 2.8288e-06 | 3.532e-06 | 835.0824 | 83.51% | 0.0002949%
5 | 11 | 13 | 4.9636e-06 | 6.245e-06 | 787.386 | 78.74% | 0.0004917% | 5 | 11 | 13 | 5.062e-06 | 6.3203e-06 | 787.386 | 78.74% | 0.0004977%
5 | 11 | 14 | 1.1695e-05 | 1.4714e-05 | 753.8868 | 75.39% | 0.001109% | 5 | 11 | 14 | 1.1847e-05 | 1.4793e-05 | 753.8868 | 75.39% | 0.001115%
5 | 11 | 15 | 1.7946e-05 | 2.2579e-05 | 629.5812 | 62.96% | 0.001422% | 5 | 11 | 15 | 1.8066e-05 | 2.2557e-05 | 629.5812 | 62.96% | 0.00142%
5 | 11 | 16 | 2.6219e-05 | 3.2988e-05 | 513.5136 | 51.35% | 0.001694% | 5 | 11 | 16 | 2.6219e-05 | 3.2737e-05 | 513.5136 | 51.35% | 0.001681%
5 | 11 | 17 | 2.2216e-05 | 2.7951e-05 | 365.8896 | 36.59% | 0.001023% | 5 | 11 | 17 | 2.2216e-05 | 2.7739e-05 | 365.8896 | 36.59% | 0.001015%
5 | 11 | 18 | 1.389e-05 | 1.7475e-05 | 266.904 | 26.69% | 0.0004664% | 5 | 11 | 18 | 1.389e-05 | 1.7342e-05 | 266.904 | 26.69% | 0.0004629%
5 | 11 | 19 | 7.5845e-06 | 9.5425e-06 | 95.484 | 9.548% | 9.112e-05% | 5 | 11 | 19 | 7.5845e-06 | 9.4699e-06 | 95.484 | 9.548% | 9.042e-05%
5 | 11 | 20 | 2.3723e-06 | 2.9847e-06 | 0.8664 | 0.08664% | 2.586e-07% | 5 | 11 | 20 | 2.3723e-06 | 2.962e-06 | 0.8664 | 0.08664% | 2.566e-07%
5 | 11 | 21 | 2.4579e-07 | 3.0924e-07 | 0 | 0% | 0% | 5 | 11 | 21 | 2.4579e-07 | 3.0689e-07 | 0 | 0% | 0%
5 | 11 | 22 | 5.3237e-09 | 6.698e-09 | 0 | 0% | 0% | 5 | 11 | 22 | 5.3237e-09 | 6.647e-09 | 0 | 0% | 0%
5 | 11 | 23 | 0 | 0 | 0 | 0% | 0% | 5 | 11 | 23 | 0 | 0 | 0 | 0% | 0%
5 | 12 | 0 | 0 | 0 | 0 | 0% | 0% | 5 | 12 | 0 | 0 | 0 | 0 | 0% | 0%
5 | 12 | 1 | 0 | 0 | 0 | 0% | 0% | 5 | 12 | 1 | 0 | 0 | 0 | 0% | 0%
5 | 12 | 2 | 0 | 0 | 0 | 0% | 0% | 5 | 12 | 2 | 0 | 0 | 0 | 0% | 0%
5 | 12 | 3 | 0 | 0 | 0 | 0% | 0% | 5 | 12 | 3 | 0 | 0 | 0 | 0% | 0%
5 | 12 | 4 | 0 | 0 | 0 | 0% | 0% | 5 | 12 | 4 | 0 | 0 | 0 | 0% | 0%
5 | 12 | 5 | 2.6641e-10 | 3.3518e-10 | 0 | 0% | 0% | 5 | 12 | 5 | 2.6641e-10 | 3.3263e-10 | 0 | 0% | 0%
5 | 12 | 6 | 6.7765e-09 | 8.5259e-09 | 0 | 0% | 0% | 5 | 12 | 6 | 6.7765e-09 | 8.461e-09 | 0 | 0% | 0%
5 | 12 | 7 | 2.8944e-08 | 3.6416e-08 | 47.6508 | 4.765% | 1.735e-07% | 5 | 12 | 7 | 2.8944e-08 | 3.6139e-08 | 47.6508 | 4.765% | 1.722e-07%
5 | 12 | 8 | 8.2117e-08 | 1.0332e-07 | 125.2644 | 12.53% | 1.294e-06% | 5 | 12 | 8 | 8.2117e-08 | 1.0253e-07 | 125.2644 | 12.53% | 1.284e-06%
5 | 12 | 9 | 2.307e-07 | 2.9026e-07 | 296.2908 | 29.63% | 8.6e-06% | 5 | 12 | 9 | 2.3247e-07 | 2.9026e-07 | 296.2908 | 29.63% | 8.6e-06%
5 | 12 | 10 | 4.6125e-07 | 5.8032e-07 | 414.0828 | 41.41% | 2.403e-05% | 5 | 12 | 10 | 4.6452e-07 | 5.7999e-07 | 414.0828 | 41.41% | 2.402e-05%
5 | 12 | 11 | 1.3182e-06 | 1.6585e-06 | 634.872 | 63.49% | 0.0001053% | 5 | 12 | 11 | 1.336e-06 | 1.6681e-06 | 634.872 | 63.49% | 0.0001059%
5 | 12 | 12 | 2.6198e-06 | 3.2961e-06 | 477.9288 | 47.79% | 0.0001575% | 5 | 12 | 12 | 2.6198e-06 | 3.271e-06 | 477.9288 | 47.79% | 0.0001563%
5 | 12 | 13 | 4.142e-06 | 5.2113e-06 | 675.0144 | 67.5% | 0.0003518% | 5 | 12 | 13 | 4.142e-06 | 5.1717e-06 | 675.0144 | 67.5% | 0.0003491%
5 | 12 | 14 | 4.7368e-06 | 5.9596e-06 | 663.69 | 66.37% | 0.0003955% | 5 | 12 | 14 | 4.8031e-06 | 5.9971e-06 | 663.69 | 66.37% | 0.000398%
5 | 12 | 15 | 3.8253e-06 | 4.8128e-06 | 372.3312 | 37.23% | 0.0001792% | 5 | 12 | 15 | 3.8253e-06 | 4.7761e-06 | 372.3312 | 37.23% | 0.0001778%
5 | 12 | 16 | 2.0643e-06 | 2.5972e-06 | 357.6972 | 35.77% | 9.29e-05% | 5 | 12 | 16 | 2.0781e-06 | 2.5947e-06 | 357.6972 | 35.77% | 9.281e-05%
5 | 12 | 17 | 8.8922e-07 | 1.1188e-06 | 240.9372 | 24.09% | 2.696e-05% | 5 | 12 | 17 | 8.8922e-07 | 1.1103e-06 | 240.9372 | 24.09% | 2.675e-05%
5 | 12 | 18 | 4.8011e-07 | 6.0405e-07 | 168.8856 | 16.89% | 1.02e-05% | 5 | 12 | 18 | 4.8011e-07 | 5.9946e-07 | 168.8856 | 16.89% | 1.012e-05%
5 | 12 | 19 | 3.6668e-07 | 4.6134e-07 | 62.1456 | 6.215% | 2.867e-06% | 5 | 12 | 19 | 3.6668e-07 | 4.5783e-07 | 62.1456 | 6.215% | 2.845e-06%
5 | 12 | 20 | 2.1423e-07 | 2.6954e-07 | 0 | 0% | 0% | 5 | 12 | 20 | 2.1423e-07 | 2.6749e-07 | 0 | 0% | 0%
5 | 12 | 21 | 1.9786e-08 | 2.4894e-08 | 0 | 0% | 0% | 5 | 12 | 21 | 1.9786e-08 | 2.4704e-08 | 0 | 0% | 0%
5 | 12 | 22 | 1.1814e-09 | 1.4864e-09 | 0 | 0% | 0% | 5 | 12 | 22 | 1.1814e-09 | 1.4751e-09 | 0 | 0% | 0%
5 | 12 | 23 | 0 | 0 | 0 | 0% | 0% | 5 | 12 | 23 | 0 | 0 | 0 | 0% | 0%
5 | 13 | 0 | 0 | 0 | 0 | 0% | 0% | 5 | 13 | 0 | 0 | 0 | 0 | 0% | 0%
5 | 13 | 1 | 0 | 0 | 0 | 0% | 0% | 5 | 13 | 1 | 0 | 0 | 0 | 0% | 0%
5 | 13 | 2 | 0 | 0 | 0 | 0% | 0% | 5 | 13 | 2 | 0 | 0 | 0 | 0% | 0%
5 | 13 | 3 | 0 | 0 | 0 | 0% | 0% | 5 | 13 | 3 | 0 | 0 | 0 | 0% | 0%
5 | 13 | 4 | 0 | 0 | 0 | 0% | 0% | 5 | 13 | 4 | 0 | 0 | 0 | 0% | 0%
5 | 13 | 5 | 0 | 0 | 0 | 0% | 0% | 5 | 13 | 5 | 0 | 0 | 0 | 0% | 0%
5 | 13 | 6 | 1.1442e-09 | 1.4396e-09 | 0 | 0% | 0% | 5 | 13 | 6 | 1.1442e-09 | 1.4287e-09 | 0 | 0% | 0%
5 | 13 | 7 | 3.3546e-09 | 4.2206e-09 | 21.7992 | 2.18% | 9.2e-09% | 5 | 13 | 7 | 3.3869e-09 | 4.2288e-09 | 21.7992 | 2.18% | 9.219e-09%
5 | 13 | 8 | 1.5146e-08 | 1.9057e-08 | 65.2956 | 6.53% | 1.244e-07% | 5 | 13 | 8 | 1.5266e-08 | 1.9061e-08 | 65.2956 | 6.53% | 1.245e-07%
5 | 13 | 9 | 3.1529e-08 | 3.9669e-08 | 58.8732 | 5.887% | 2.335e-07% | 5 | 13 | 9 | 3.2018e-08 | 3.9977e-08 | 58.8732 | 5.887% | 2.354e-07%
5 | 13 | 10 | 4.1199e-08 | 5.1835e-08 | 209.1372 | 20.91% | 1.084e-06% | 5 | 13 | 10 | 4.1883e-08 | 5.2294e-08 | 209.1372 | 20.91% | 1.094e-06%
5 | 13 | 11 | 5.4585e-08 | 6.8676e-08 | 237.2928 | 23.73% | 1.63e-06% | 5 | 13 | 11 | 5.544e-08 | 6.9221e-08 | 237.2928 | 23.73% | 1.643e-06%
5 | 13 | 12 | 2.5856e-08 | 3.2531e-08 | 190.266 | 19.03% | 6.19e-07% | 5 | 13 | 12 | 2.6243e-08 | 3.2766e-08 | 190.266 | 19.03% | 6.234e-07%
5 | 13 | 13 | 7.7482e-08 | 9.7484e-08 | 402.1908 | 40.22% | 3.921e-06% | 5 | 13 | 13 | 7.8036e-08 | 9.7434e-08 | 402.1908 | 40.22% | 3.919e-06%
5 | 13 | 14 | 4.4538e-08 | 5.6036e-08 | 246.6552 | 24.67% | 1.382e-06% | 5 | 13 | 14 | 4.525e-08 | 5.6499e-08 | 246.6552 | 24.67% | 1.394e-06%
5 | 13 | 15 | 1.0321e-07 | 1.2986e-07 | 143.586 | 14.36% | 1.865e-06% | 5 | 13 | 15 | 1.047e-07 | 1.3073e-07 | 143.586 | 14.36% | 1.877e-06%
5 | 13 | 16 | 1.3596e-07 | 1.7106e-07 | 178.7592 | 17.88% | 3.058e-06% | 5 | 13 | 16 | 1.3694e-07 | 1.7097e-07 | 178.7592 | 17.88% | 3.056e-06%
5 | 13 | 17 | 9.2929e-08 | 1.1692e-07 | 161.3244 | 16.13% | 1.886e-06% | 5 | 13 | 17 | 9.2929e-08 | 1.1603e-07 | 161.3244 | 16.13% | 1.872e-06%
5 | 13 | 18 | 2.8724e-08 | 3.6139e-08 | 128.7144 | 12.87% | 4.652e-07% | 5 | 13 | 18 | 2.8724e-08 | 3.5864e-08 | 128.7144 | 12.87% | 4.616e-07%
5 | 13 | 19 | 4.6198e-09 | 5.8124e-09 | 106.5204 | 10.65% | 6.191e-08% | 5 | 13 | 19 | 4.6198e-09 | 5.7682e-09 | 106.5204 | 10.65% | 6.144e-08%
5 | 13 | 20 | 7.4593e-09 | 9.385e-09 | 9.4536 | 0.9454% | 8.872e-09% | 5 | 13 | 20 | 7.4593e-09 | 9.3136e-09 | 9.4536 | 0.9454% | 8.805e-09%
5 | 13 | 21 | 1.2008e-09 | 1.5107e-09 | 0 | 0% | 0% | 5 | 13 | 21 | 1.2008e-09 | 1.4992e-09 | 0 | 0% | 0%
5 | 13 | 22 | 0 | 0 | 0 | 0% | 0% | 5 | 13 | 22 | 0 | 0 | 0 | 0% | 0%
5 | 13 | 23 | 0 | 0 | 0 | 0% | 0% | 5 | 13 | 23 | 0 | 0 | 0 | 0% | 0%
5 | 14 | 0 | 0 | 0 | 0 | 0% | 0% | 5 | 14 | 0 | 0 | 0 | 0 | 0% | 0%
5 | 14 | 1 | 0 | 0 | 0 | 0% | 0% | 5 | 14 | 1 | 0 | 0 | 0 | 0% | 0%
5 | 14 | 2 | 0 | 0 | 0 | 0% | 0% | 5 | 14 | 2 | 0 | 0 | 0 | 0% | 0%
5 | 14 | 3 | 0 | 0 | 0 | 0% | 0% | 5 | 14 | 3 | 0 | 0 | 0 | 0% | 0%
5 | 14 | 4 | 0 | 0 | 0 | 0% | 0% | 5 | 14 | 4 | 0 | 0 | 0 | 0% | 0%
5 | 14 | 5 | 0 | 0 | 0 | 0% | 0% | 5 | 14 | 5 | 0 | 0 | 0 | 0% | 0%
5 | 14 | 6 | 0 | 0 | 0 | 0% | 0% | 5 | 14 | 6 | 0 | 0 | 0 | 0% | 0%
5 | 14 | 7 | 0 | 0 | 55.266 | 5.527% | 0% | 5 | 14 | 7 | 0 | 0 | 55.266 | 5.527% | 0%
5 | 14 | 8 | 0 | 0 | 248.2956 | 24.83% | 0% | 5 | 14 | 8 | 0 | 0 | 248.2956 | 24.83% | 0%
5 | 14 | 9 | 0 | 0 | 482.8992 | 48.29% | 0% | 5 | 14 | 9 | 0 | 0 | 482.8992 | 48.29% | 0%
5 | 14 | 10 | 0 | 0 | 688.6044 | 68.86% | 0% | 5 | 14 | 10 | 0 | 0 | 688.6044 | 68.86% | 0%
5 | 14 | 11 | 0 | 0 | 830.9592 | 83.1% | 0% | 5 | 14 | 11 | 0 | 0 | 830.9592 | 83.1% | 0%
5 | 14 | 12 | 0 | 0 | 762.6444 | 76.26% | 0% | 5 | 14 | 12 | 0 | 0 | 762.6444 | 76.26% | 0%
5 | 14 | 13 | 0 | 0 | 663.84 | 66.38% | 0% | 5 | 14 | 13 | 0 | 0 | 663.84 | 66.38% | 0%
5 | 14 | 14 | 0 | 0 | 928.3608 | 92.84% | 0% | 5 | 14 | 14 | 0 | 0 | 928.3608 | 92.84% | 0%
5 | 14 | 15 | 0 | 0 | 647.412 | 64.74% | 0% | 5 | 14 | 15 | 0 | 0 | 647.412 | 64.74% | 0%
5 | 14 | 16 | 0 | 0 | 709.3536 | 70.94% | 0% | 5 | 14 | 16 | 0 | 0 | 709.3536 | 70.94% | 0%
5 | 14 | 17 | 0 | 0 | 524.4648 | 52.45% | 0% | 5 | 14 | 17 | 0 | 0 | 524.4648 | 52.45% | 0%
5 | 14 | 18 | 0 | 0 | 301.818 | 30.18% | 0% | 5 | 14 | 18 | 0 | 0 | 301.818 | 30.18% | 0%
5 | 14 | 19 | 0 | 0 | 95.8032 | 9.58% | 0% | 5 | 14 | 19 | 0 | 0 | 95.8032 | 9.58% | 0%
5 | 14 | 20 | 0 | 0 | 8.6976 | 0.8698% | 0% | 5 | 14 | 20 | 0 | 0 | 8.6976 | 0.8698% | 0%
5 | 14 | 21 | 0 | 0 | 0 | 0% | 0% | 5 | 14 | 21 | 0 | 0 | 0 | 0% | 0%
5 | 14 | 22 | 0 | 0 | 0 | 0% | 0% | 5 | 14 | 22 | 0 | 0 | 0 | 0% | 0%
5 | 14 | 23 | 0 | 0 | 0 | 0% | 0% | 5 | 14 | 23 | 0 | 0 | 0 | 0% | 0%
5 | 15 | 0 | 0 | 0 | 0 | 0% | 0% | 5 | 15 | 0 | 0 | 0 | 0 | 0% | 0%
5 | 15 | 1 | 0 | 0 | 0 | 0% | 0% | 5 | 15 | 1 | 0 | 0 | 0 | 0% | 0%
5 | 15 | 2 | 0 | 0 | 0 | 0% | 0% | 5 | 15 | 2 | 0 | 0 | 0 | 0% | 0%
5 | 15 | 3 | 0 | 0 | 0 | 0% | 0% | 5 | 15 | 3 | 0 | 0 | 0 | 0% | 0%
5 | 15 | 4 | 0 | 0 | 0 | 0% | 0% | 5 | 15 | 4 | 0 | 0 | 0 | 0% | 0%
5 | 15 | 5 | 0 | 0 | 0 | 0% | 0% | 5 | 15 | 5 | 0 | 0 | 0 | 0% | 0%
5 | 15 | 6 | 0 | 0 | 0 | 0% | 0% | 5 | 15 | 6 | 0 | 0 | 0 | 0% | 0%
5 | 15 | 7 | 0 | 0 | 58.0428 | 5.804% | 0% | 5 | 15 | 7 | 0 | 0 | 58.0428 | 5.804% | 0%
5 | 15 | 8 | 0 | 0 | 241.4964 | 24.15% | 0% | 5 | 15 | 8 | 0 | 0 | 241.4964 | 24.15% | 0%
5 | 15 | 9 | 0 | 0 | 459.6456 | 45.96% | 0% | 5 | 15 | 9 | 0 | 0 | 459.6456 | 45.96% | 0%
5 | 15 | 10 | 0 | 0 | 640.6788 | 64.07% | 0% | 5 | 15 | 10 | 0 | 0 | 640.6788 | 64.07% | 0%
5 | 15 | 11 | 0 | 0 | 731.5116 | 73.15% | 0% | 5 | 15 | 11 | 0 | 0 | 731.5116 | 73.15% | 0%
5 | 15 | 12 | 0 | 0 | 882.4428 | 88.24% | 0% | 5 | 15 | 12 | 0 | 0 | 882.4428 | 88.24% | 0%
5 | 15 | 13 | 0 | 0 | 906.7176 | 90.67% | 0% | 5 | 15 | 13 | 0 | 0 | 906.7176 | 90.67% | 0%
5 | 15 | 14 | 0 | 0 | 881.214 | 88.12% | 0% | 5 | 15 | 14 | 0 | 0 | 881.214 | 88.12% | 0%
5 | 15 | 15 | 0 | 0 | 810.852 | 81.09% | 0% | 5 | 15 | 15 | 0 | 0 | 810.852 | 81.09% | 0%
5 | 15 | 16 | 0 | 0 | 693.0468 | 69.3% | 0% | 5 | 15 | 16 | 0 | 0 | 693.0468 | 69.3% | 0%
5 | 15 | 17 | 0 | 0 | 522.6 | 52.26% | 0% | 5 | 15 | 17 | 0 | 0 | 522.6 | 52.26% | 0%
5 | 15 | 18 | 0 | 0 | 303.318 | 30.33% | 0% | 5 | 15 | 18 | 0 | 0 | 303.318 | 30.33% | 0%
5 | 15 | 19 | 0 | 0 | 95.814 | 9.581% | 0% | 5 | 15 | 19 | 0 | 0 | 95.814 | 9.581% | 0%
5 | 15 | 20 | 0 | 0 | 14.0256 | 1.403% | 0% | 5 | 15 | 20 | 0 | 0 | 14.0256 | 1.403% | 0%
5 | 15 | 21 | 0 | 0 | 0 | 0% | 0% | 5 | 15 | 21 | 0 | 0 | 0 | 0% | 0%
5 | 15 | 22 | 0 | 0 | 0 | 0% | 0% | 5 | 15 | 22 | 0 | 0 | 0 | 0% | 0%
5 | 15 | 23 | 0 | 0 | 0 | 0% | 0% | 5 | 15 | 23 | 0 | 0 | 0 | 0% | 0%
5 | 16 | 0 | 0 | 0 | 0 | 0% | 0% | 5 | 16 | 0 | 0 | 0 | 0 | 0% | 0%
5 | 16 | 1 | 0 | 0 | 0 | 0% | 0% | 5 | 16 | 1 | 0 | 0 | 0 | 0% | 0%
5 | 16 | 2 | 0 | 0 | 0 | 0% | 0% | 5 | 16 | 2 | 0 | 0 | 0 | 0% | 0%
5 | 16 | 3 | 0 | 0 | 0 | 0% | 0% | 5 | 16 | 3 | 0 | 0 | 0 | 0% | 0%
5 | 16 | 4 | 0 | 0 | 0 | 0% | 0% | 5 | 16 | 4 | 0 | 0 | 0 | 0% | 0%
5 | 16 | 5 | 2.4164e-10 | 3.0402e-10 | 0 | 0% | 0% | 5 | 16 | 5 | 2.4164e-10 | 3.017e-10 | 0 | 0% | 0%
5 | 16 | 6 | 4.5852e-09 | 5.7688e-09 | 0 | 0% | 0% | 5 | 16 | 6 | 4.5852e-09 | 5.7249e-09 | 0 | 0% | 0%
5 | 16 | 7 | 8.2684e-09 | 1.0403e-08 | 53.6532 | 5.365% | 5.582e-08% | 5 | 16 | 7 | 8.3309e-09 | 1.0402e-08 | 53.6532 | 5.365% | 5.581e-08%
5 | 16 | 8 | 1.5616e-08 | 1.9647e-08 | 157.962 | 15.8% | 3.104e-07% | 5 | 16 | 8 | 1.5975e-08 | 1.9947e-08 | 157.962 | 15.8% | 3.151e-07%
5 | 16 | 9 | 1.7313e-08 | 2.1782e-08 | 412.6416 | 41.26% | 8.988e-07% | 5 | 16 | 9 | 1.8009e-08 | 2.2486e-08 | 412.6416 | 41.26% | 9.278e-07%
5 | 16 | 10 | 1.152e-08 | 1.4493e-08 | 567.612 | 56.76% | 8.227e-07% | 5 | 16 | 10 | 1.2098e-08 | 1.5105e-08 | 567.612 | 56.76% | 8.574e-07%
5 | 16 | 11 | 1.4652e-08 | 1.8435e-08 | 723.5712 | 72.36% | 1.334e-06% | 5 | 16 | 11 | 1.5388e-08 | 1.9213e-08 | 723.5712 | 72.36% | 1.39e-06%
5 | 16 | 12 | 8.688e-09 | 1.0931e-08 | 862.9812 | 86.3% | 9.433e-07% | 5 | 16 | 12 | 9.19e-09 | 1.1474e-08 | 862.9812 | 86.3% | 9.902e-07%
5 | 16 | 13 | 5.1906e-09 | 6.5305e-09 | 753.5052 | 75.35% | 4.921e-07% | 5 | 16 | 13 | 5.4987e-09 | 6.8656e-09 | 753.5052 | 75.35% | 5.173e-07%
5 | 16 | 14 | 2.4268e-09 | 3.0533e-09 | 731.082 | 73.11% | 2.232e-07% | 5 | 16 | 14 | 2.5496e-09 | 3.1834e-09 | 731.082 | 73.11% | 2.327e-07%
5 | 16 | 15 | 1.4694e-09 | 1.8488e-09 | 464.3784 | 46.44% | 8.585e-08% | 5 | 16 | 15 | 1.5169e-09 | 1.894e-09 | 464.3784 | 46.44% | 8.795e-08%
5 | 16 | 16 | 1.028e-09 | 1.2934e-09 | 206.7768 | 20.68% | 2.674e-08% | 5 | 16 | 16 | 1.0369e-09 | 1.2947e-09 | 206.7768 | 20.68% | 2.677e-08%
5 | 16 | 17 | 6.0055e-10 | 7.5559e-10 | 389.5128 | 38.95% | 2.943e-08% | 5 | 16 | 17 | 6.0055e-10 | 7.4984e-10 | 389.5128 | 38.95% | 2.921e-08%
5 | 16 | 18 | 1.0742e-09 | 1.3514e-09 | 91.29 | 9.129% | 1.234e-08% | 5 | 16 | 18 | 1.1231e-09 | 1.4023e-09 | 91.29 | 9.129% | 1.28e-08%
5 | 16 | 19 | 2.1887e-09 | 2.7538e-09 | 14.6808 | 1.468% | 4.043e-09% | 5 | 16 | 19 | 2.1887e-09 | 2.7328e-09 | 14.6808 | 1.468% | 4.012e-09%
5 | 16 | 20 | 1.5805e-09 | 1.9885e-09 | 0 | 0% | 0% | 5 | 16 | 20 | 1.5805e-09 | 1.9734e-09 | 0 | 0% | 0%
5 | 16 | 21 | 0 | 0 | 0 | 0% | 0% | 5 | 16 | 21 | 0 | 0 | 0 | 0% | 0%
5 | 16 | 22 | 0 | 0 | 0 | 0% | 0% | 5 | 16 | 22 | 0 | 0 | 0 | 0% | 0%
5 | 16 | 23 | 0 | 0 | 0 | 0% | 0% | 5 | 16 | 23 | 0 | 0 | 0 | 0% | 0%
5 | 17 | 0 | 0 | 0 | 0 | 0% | 0% | 5 | 17 | 0 | 0 | 0 | 0 | 0% | 0%
5 | 17 | 1 | 0 | 0 | 0 | 0% | 0% | 5 | 17 | 1 | 0 | 0 | 0 | 0% | 0%
5 | 17 | 2 | 0 | 0 | 0 | 0% | 0% | 5 | 17 | 2 | 0 | 0 | 0 | 0% | 0%
5 | 17 | 3 | 0 | 0 | 0 | 0% | 0% | 5 | 17 | 3 | 0 | 0 | 0 | 0% | 0%
5 | 17 | 4 | 0 | 0 | 0 | 0% | 0% | 5 | 17 | 4 | 0 | 0 | 0 | 0% | 0%
5 | 17 | 5 | 0 | 0 | 0 | 0% | 0% | 5 | 17 | 5 | 0 | 0 | 0 | 0% | 0%
5 | 17 | 6 | 1.0255e-09 | 1.2903e-09 | 0 | 0% | 0% | 5 | 17 | 6 | 1.0255e-09 | 1.2805e-09 | 0 | 0% | 0%
5 | 17 | 7 | 2.5934e-09 | 3.2629e-09 | 20.2512 | 2.025% | 6.608e-09% | 5 | 17 | 7 | 2.6173e-09 | 3.2679e-09 | 20.2512 | 2.025% | 6.618e-09%
5 | 17 | 8 | 9.8699e-09 | 1.2418e-08 | 38.3064 | 3.831% | 4.757e-08% | 5 | 17 | 8 | 1.012e-08 | 1.2635e-08 | 38.3064 | 3.831% | 4.84e-08%
5 | 17 | 9 | 1.6638e-08 | 2.0933e-08 | 92.1672 | 9.217% | 1.929e-07% | 5 | 17 | 9 | 1.7032e-08 | 2.1266e-08 | 92.1672 | 9.217% | 1.96e-07%
5 | 17 | 10 | 1.9471e-08 | 2.4498e-08 | 125.2416 | 12.52% | 3.068e-07% | 5 | 17 | 10 | 2.0275e-08 | 2.5314e-08 | 125.2416 | 12.52% | 3.17e-07%
5 | 17 | 11 | 1.9793e-08 | 2.4903e-08 | 193.9596 | 19.4% | 4.83e-07% | 5 | 17 | 11 | 2.0756e-08 | 2.5916e-08 | 193.9596 | 19.4% | 5.027e-07%
5 | 17 | 12 | 1.932e-08 | 2.4308e-08 | 290.904 | 29.09% | 7.071e-07% | 5 | 17 | 12 | 2.0096e-08 | 2.5092e-08 | 290.904 | 29.09% | 7.299e-07%
5 | 17 | 13 | 1.7316e-08 | 2.1786e-08 | 294.1992 | 29.42% | 6.41e-07% | 5 | 17 | 13 | 1.8012e-08 | 2.249e-08 | 294.1992 | 29.42% | 6.617e-07%
5 | 17 | 14 | 6.316e-09 | 7.9465e-09 | 394.7112 | 39.47% | 3.137e-07% | 5 | 17 | 14 | 6.5224e-09 | 8.1438e-09 | 394.7112 | 39.47% | 3.214e-07%
5 | 17 | 15 | 7.7002e-09 | 9.6881e-09 | 268.8876 | 26.89% | 2.605e-07% | 5 | 17 | 15 | 7.9513e-09 | 9.9278e-09 | 268.8876 | 26.89% | 2.669e-07%
5 | 17 | 16 | 6.2122e-09 | 7.8159e-09 | 224.202 | 22.42% | 1.752e-07% | 5 | 17 | 16 | 6.2122e-09 | 7.7564e-09 | 224.202 | 22.42% | 1.739e-07%
5 | 17 | 17 | 4.8654e-09 | 6.1214e-09 | 168.1908 | 16.82% | 1.03e-07% | 5 | 17 | 17 | 4.9102e-09 | 6.1308e-09 | 168.1908 | 16.82% | 1.031e-07%
5 | 17 | 18 | 5.4084e-09 | 6.8046e-09 | 183.5088 | 18.35% | 1.249e-07% | 5 | 17 | 18 | 5.4084e-09 | 6.7528e-09 | 183.5088 | 18.35% | 1.239e-07%
5 | 17 | 19 | 7.4046e-09 | 9.3161e-09 | 61.3164 | 6.132% | 5.712e-08% | 5 | 17 | 19 | 7.4046e-09 | 9.2452e-09 | 61.3164 | 6.132% | 5.669e-08%
5 | 17 | 20 | 1.1879e-08 | 1.4945e-08 | 0.1236 | 0.01236% | 1.847e-10% | 5 | 17 | 20 | 1.1879e-08 | 1.4832e-08 | 0.1236 | 0.01236% | 1.833e-10%
5 | 17 | 21 | 1.1867e-10 | 1.4931e-10 | 0 | 0% | 0% | 5 | 17 | 21 | 1.1867e-10 | 1.4817e-10 | 0 | 0% | 0%
5 | 17 | 22 | 0 | 0 | 0 | 0% | 0% | 5 | 17 | 22 | 0 | 0 | 0 | 0% | 0%
5 | 17 | 23 | 0 | 0 | 0 | 0% | 0% | 5 | 17 | 23 | 0 | 0 | 0 | 0% | 0%
5 | 18 | 0 | 0 | 0 | 0 | 0% | 0% | 5 | 18 | 0 | 0 | 0 | 0 | 0% | 0%
5 | 18 | 1 | 0 | 0 | 0 | 0% | 0% | 5 | 18 | 1 | 0 | 0 | 0 | 0% | 0%
5 | 18 | 2 | 0 | 0 | 0 | 0% | 0% | 5 | 18 | 2 | 0 | 0 | 0 | 0% | 0%
5 | 18 | 3 | 0 | 0 | 0 | 0% | 0% | 5 | 18 | 3 | 0 | 0 | 0 | 0% | 0%
5 | 18 | 4 | 0 | 0 | 0 | 0% | 0% | 5 | 18 | 4 | 0 | 0 | 0 | 0% | 0%
5 | 18 | 5 | 0 | 0 | 0 | 0% | 0% | 5 | 18 | 5 | 0 | 0 | 0 | 0% | 0%
5 | 18 | 6 | 1.6463e-09 | 2.0713e-09 | 0 | 0% | 0% | 5 | 18 | 6 | 1.6721e-09 | 2.0878e-09 | 0 | 0% | 0%
5 | 18 | 7 | 1.1503e-08 | 1.4472e-08 | 20.31 | 2.031% | 2.939e-08% | 5 | 18 | 7 | 1.1693e-08 | 1.46e-08 | 20.31 | 2.031% | 2.965e-08%
5 | 18 | 8 | 9.6345e-09 | 1.2122e-08 | 137.9376 | 13.79% | 1.672e-07% | 5 | 18 | 8 | 9.8678e-09 | 1.2321e-08 | 137.9376 | 13.79% | 1.699e-07%
5 | 18 | 9 | 3.7817e-08 | 4.758e-08 | 373.968 | 37.4% | 1.779e-06% | 5 | 18 | 9 | 3.8996e-08 | 4.869e-08 | 373.968 | 37.4% | 1.821e-06%
5 | 18 | 10 | 3.7543e-08 | 4.7235e-08 | 400.0308 | 40% | 1.89e-06% | 5 | 18 | 10 | 3.9304e-08 | 4.9075e-08 | 400.0308 | 40% | 1.963e-06%
5 | 18 | 11 | 2.9441e-08 | 3.7041e-08 | 856.5324 | 85.65% | 3.173e-06% | 5 | 18 | 11 | 3.0777e-08 | 3.8428e-08 | 856.5324 | 85.65% | 3.291e-06%
5 | 18 | 12 | 1.3115e-08 | 1.6501e-08 | 576.9348 | 57.69% | 9.52e-07% | 5 | 18 | 12 | 1.3759e-08 | 1.718e-08 | 576.9348 | 57.69% | 9.912e-07%
5 | 18 | 13 | 1.3412e-08 | 1.6874e-08 | 975.4584 | 97.55% | 1.646e-06% | 5 | 18 | 13 | 1.3978e-08 | 1.7453e-08 | 975.4584 | 97.55% | 1.702e-06%
5 | 18 | 14 | 7.0063e-09 | 8.815e-09 | 714.0012 | 71.4% | 6.294e-07% | 5 | 18 | 14 | 7.183e-09 | 8.9685e-09 | 714.0012 | 71.4% | 6.404e-07%
5 | 18 | 15 | 2.0941e-09 | 2.6347e-09 | 766.632 | 76.66% | 2.02e-07% | 5 | 18 | 15 | 2.1312e-09 | 2.661e-09 | 766.632 | 76.66% | 2.04e-07%
5 | 18 | 16 | 1.7616e-09 | 2.2164e-09 | 284.94 | 28.49% | 6.315e-08% | 5 | 18 | 16 | 1.7616e-09 | 2.1996e-09 | 284.94 | 28.49% | 6.267e-08%
5 | 18 | 17 | 1.8057e-09 | 2.2718e-09 | 422.6628 | 42.27% | 9.602e-08% | 5 | 18 | 17 | 1.8057e-09 | 2.2545e-09 | 422.6628 | 42.27% | 9.529e-08%
5 | 18 | 18 | 1.8339e-09 | 2.3073e-09 | 276.0468 | 27.6% | 6.369e-08% | 5 | 18 | 18 | 1.8339e-09 | 2.2898e-09 | 276.0468 | 27.6% | 6.321e-08%
5 | 18 | 19 | 3.2393e-09 | 4.0755e-09 | 105.972 | 10.6% | 4.319e-08% | 5 | 18 | 19 | 3.2393e-09 | 4.0445e-09 | 105.972 | 10.6% | 4.286e-08%
5 | 18 | 20 | 6.944e-09 | 8.7366e-09 | 9.9768 | 0.9977% | 8.716e-09% | 5 | 18 | 20 | 6.944e-09 | 8.6701e-09 | 9.9768 | 0.9977% | 8.65e-09%
5 | 18 | 21 | 7.8228e-10 | 9.8423e-10 | 0 | 0% | 0% | 5 | 18 | 21 | 7.8228e-10 | 9.7675e-10 | 0 | 0% | 0%
5 | 18 | 22 | 0 | 0 | 0 | 0% | 0% | 5 | 18 | 22 | 0 | 0 | 0 | 0% | 0%
5 | 18 | 23 | 0 | 0 | 0 | 0% | 0% | 5 | 18 | 23 | 0 | 0 | 0 | 0% | 0%
5 | 19 | 0 | 0 | 0 | 0 | 0% | 0% | 5 | 19 | 0 | 0 | 0 | 0 | 0% | 0%
5 | 19 | 1 | 0 | 0 | 0 | 0% | 0% | 5 | 19 | 1 | 0 | 0 | 0 | 0% | 0%
5 | 19 | 2 | 0 | 0 | 0 | 0% | 0% | 5 | 19 | 2 | 0 | 0 | 0 | 0% | 0%
5 | 19 | 3 | 0 | 0 | 0 | 0% | 0% | 5 | 19 | 3 | 0 | 0 | 0 | 0% | 0%
5 | 19 | 4 | 0 | 0 | 0 | 0% | 0% | 5 | 19 | 4 | 0 | 0 | 0 | 0% | 0%
5 | 19 | 5 | 0 | 0 | 0 | 0% | 0% | 5 | 19 | 5 | 0 | 0 | 0 | 0% | 0%
5 | 19 | 6 | 1.4685e-09 | 1.8476e-09 | 0 | 0% | 0% | 5 | 19 | 6 | 1.4685e-09 | 1.8336e-09 | 0 | 0% | 0%
5 | 19 | 7 | 2.4868e-09 | 3.1288e-09 | 53.6676 | 5.367% | 1.679e-08% | 5 | 19 | 7 | 2.5088e-09 | 3.1325e-09 | 53.6676 | 5.367% | 1.681e-08%
5 | 19 | 8 | 5.3731e-09 | 6.7602e-09 | 264.8784 | 26.49% | 1.791e-07% | 5 | 19 | 8 | 5.4151e-09 | 6.7612e-09 | 264.8784 | 26.49% | 1.791e-07%
5 | 19 | 9 | 7.1308e-09 | 8.9716e-09 | 501.2448 | 50.12% | 4.497e-07% | 5 | 19 | 9 | 7.3018e-09 | 9.1169e-09 | 501.2448 | 50.12% | 4.57e-07%
5 | 19 | 10 | 6.5319e-09 | 8.2182e-09 | 686.676 | 68.67% | 5.643e-07% | 5 | 19 | 10 | 6.6355e-09 | 8.2849e-09 | 686.676 | 68.67% | 5.689e-07%
5 | 19 | 11 | 1.3429e-08 | 1.6895e-08 | 816.1776 | 81.62% | 1.379e-06% | 5 | 19 | 11 | 1.3541e-08 | 1.6907e-08 | 816.1776 | 81.62% | 1.38e-06%
5 | 19 | 12 | 1.3883e-08 | 1.7467e-08 | 889.5672 | 88.96% | 1.554e-06% | 5 | 19 | 12 | 1.4102e-08 | 1.7607e-08 | 889.5672 | 88.96% | 1.566e-06%
5 | 19 | 13 | 1.0711e-08 | 1.3477e-08 | 909.4212 | 90.94% | 1.226e-06% | 5 | 19 | 13 | 1.0891e-08 | 1.3598e-08 | 909.4212 | 90.94% | 1.237e-06%
5 | 19 | 14 | 1.5633e-08 | 1.9668e-08 | 820.4352 | 82.04% | 1.614e-06% | 5 | 19 | 14 | 1.5857e-08 | 1.9799e-08 | 820.4352 | 82.04% | 1.624e-06%
5 | 19 | 15 | 1.9495e-08 | 2.4528e-08 | 664.6008 | 66.46% | 1.63e-06% | 5 | 19 | 15 | 1.9669e-08 | 2.4559e-08 | 664.6008 | 66.46% | 1.632e-06%
5 | 19 | 16 | 1.3877e-08 | 1.7459e-08 | 702.7536 | 70.28% | 1.227e-06% | 5 | 19 | 16 | 1.3987e-08 | 1.7464e-08 | 702.7536 | 70.28% | 1.227e-06%
5 | 19 | 17 | 9.9578e-09 | 1.2528e-08 | 244.8636 | 24.49% | 3.068e-07% | 5 | 19 | 17 | 9.9578e-09 | 1.2433e-08 | 244.8636 | 24.49% | 3.044e-07%
5 | 19 | 18 | 6.6269e-09 | 8.3376e-09 | 167.514 | 16.75% | 1.397e-07% | 5 | 19 | 18 | 6.6269e-09 | 8.2742e-09 | 167.514 | 16.75% | 1.386e-07%
5 | 19 | 19 | 8.4707e-09 | 1.0657e-08 | 43.7232 | 4.372% | 4.66e-08% | 5 | 19 | 19 | 8.4707e-09 | 1.0576e-08 | 43.7232 | 4.372% | 4.624e-08%
5 | 19 | 20 | 1.0192e-08 | 1.2823e-08 | 12.624 | 1.262% | 1.619e-08% | 5 | 19 | 20 | 1.0192e-08 | 1.2725e-08 | 12.624 | 1.262% | 1.606e-08%
5 | 19 | 21 | 1.7447e-09 | 2.1951e-09 | 0 | 0% | 0% | 5 | 19 | 21 | 1.7447e-09 | 2.1784e-09 | 0 | 0% | 0%
5 | 19 | 22 | 0 | 0 | 0 | 0% | 0% | 5 | 19 | 22 | 0 | 0 | 0 | 0% | 0%
5 | 19 | 23 | 0 | 0 | 0 | 0% | 0% | 5 | 19 | 23 | 0 | 0 | 0 | 0% | 0%
5 | 20 | 0 | 0 | 0 | 0 | 0% | 0% | 5 | 20 | 0 | 0 | 0 | 0 | 0% | 0%
5 | 20 | 1 | 0 | 0 | 0 | 0% | 0% | 5 | 20 | 1 | 0 | 0 | 0 | 0% | 0%
5 | 20 | 2 | 0 | 0 | 0 | 0% | 0% | 5 | 20 | 2 | 0 | 0 | 0 | 0% | 0%
5 | 20 | 3 | 0 | 0 | 0 | 0% | 0% | 5 | 20 | 3 | 0 | 0 | 0 | 0% | 0%
5 | 20 | 4 | 0 | 0 | 0 | 0% | 0% | 5 | 20 | 4 | 0 | 0 | 0 | 0% | 0%
5 | 20 | 5 | 0 | 0 | 0 | 0% | 0% | 5 | 20 | 5 | 0 | 0 | 0 | 0% | 0%
5 | 20 | 6 | 1.1759e-10 | 1.4795e-10 | 0 | 0% | 0% | 5 | 20 | 6 | 1.1759e-10 | 1.4682e-10 | 0 | 0% | 0%
5 | 20 | 7 | 1.0104e-09 | 1.2712e-09 | 63.918 | 6.392% | 8.125e-09% | 5 | 20 | 7 | 1.0175e-09 | 1.2704e-09 | 63.918 | 6.392% | 8.12e-09%
5 | 20 | 8 | 3.2995e-09 | 4.1513e-09 | 257.25 | 25.72% | 1.068e-07% | 5 | 20 | 8 | 3.4121e-09 | 4.2603e-09 | 257.25 | 25.72% | 1.096e-07%
5 | 20 | 9 | 1.1245e-08 | 1.4147e-08 | 486.402 | 48.64% | 6.881e-07% | 5 | 20 | 9 | 1.1703e-08 | 1.4612e-08 | 486.402 | 48.64% | 7.107e-07%
5 | 20 | 10 | 1.2896e-08 | 1.6225e-08 | 675.0504 | 67.51% | 1.095e-06% | 5 | 20 | 10 | 1.3524e-08 | 1.6886e-08 | 675.0504 | 67.51% | 1.14e-06%
5 | 20 | 11 | 1.2796e-08 | 1.61e-08 | 346.7748 | 34.68% | 5.583e-07% | 5 | 20 | 11 | 1.3527e-08 | 1.689e-08 | 346.7748 | 34.68% | 5.857e-07%
5 | 20 | 12 | 8.2023e-09 | 1.032e-08 | 446.016 | 44.6% | 4.603e-07% | 5 | 20 | 12 | 8.753e-09 | 1.0929e-08 | 446.016 | 44.6% | 4.874e-07%
5 | 20 | 13 | 8.073e-09 | 1.0157e-08 | 630.7512 | 63.08% | 6.407e-07% | 5 | 20 | 13 | 8.541e-09 | 1.0664e-08 | 630.7512 | 63.08% | 6.726e-07%
5 | 20 | 14 | 3.0555e-09 | 3.8443e-09 | 385.5048 | 38.55% | 1.482e-07% | 5 | 20 | 14 | 3.1863e-09 | 3.9784e-09 | 385.5048 | 38.55% | 1.534e-07%
5 | 20 | 15 | 1.7289e-09 | 2.1752e-09 | 193.8168 | 19.38% | 4.216e-08% | 5 | 20 | 15 | 1.7753e-09 | 2.2166e-09 | 193.8168 | 19.38% | 4.296e-08%
5 | 20 | 16 | 1.1447e-09 | 1.4402e-09 | 223.872 | 22.39% | 3.224e-08% | 5 | 20 | 16 | 1.163e-09 | 1.4522e-09 | 223.872 | 22.39% | 3.251e-08%
5 | 20 | 17 | 7.6969e-10 | 9.6839e-10 | 231.9048 | 23.19% | 2.246e-08% | 5 | 20 | 17 | 7.7662e-10 | 9.6967e-10 | 231.9048 | 23.19% | 2.249e-08%
5 | 20 | 18 | 6.0516e-10 | 7.6138e-10 | 121.944 | 12.19% | 9.285e-09% | 5 | 20 | 18 | 6.0516e-10 | 7.5559e-10 | 121.944 | 12.19% | 9.214e-09%
5 | 20 | 19 | 3.0364e-10 | 3.8203e-10 | 68.7492 | 6.875% | 2.626e-09% | 5 | 20 | 19 | 3.0364e-10 | 3.7912e-10 | 68.7492 | 6.875% | 2.606e-09%
5 | 20 | 20 | 8.5313e-10 | 1.0734e-09 | 4.3236 | 0.4324% | 4.641e-10% | 5 | 20 | 20 | 8.5313e-10 | 1.0652e-09 | 4.3236 | 0.4324% | 4.606e-10%
5 | 20 | 21 | 0 | 0 | 0 | 0% | 0% | 5 | 20 | 21 | 0 | 0 | 0 | 0% | 0%
5 | 20 | 22 | 0 | 0 | 0 | 0% | 0% | 5 | 20 | 22 | 0 | 0 | 0 | 0% | 0%
5 | 20 | 23 | 0 | 0 | 0 | 0% | 0% | 5 | 20 | 23 | 0 | 0 | 0 | 0% | 0%
5 | 21 | 0 | 0 | 0 | 0 | 0% | 0% | 5 | 21 | 0 | 0 | 0 | 0 | 0% | 0%
5 | 21 | 1 | 0 | 0 | 0 | 0% | 0% | 5 | 21 | 1 | 0 | 0 | 0 | 0% | 0%
5 | 21 | 2 | 0 | 0 | 0 | 0% | 0% | 5 | 21 | 2 | 0 | 0 | 0 | 0% | 0%
5 | 21 | 3 | 0 | 0 | 0 | 0% | 0% | 5 | 21 | 3 | 0 | 0 | 0 | 0% | 0%
5 | 21 | 4 | 0 | 0 | 0 | 0% | 0% | 5 | 21 | 4 | 0 | 0 | 0 | 0% | 0%
5 | 21 | 5 | 0 | 0 | 0 | 0% | 0% | 5 | 21 | 5 | 0 | 0 | 0 | 0% | 0%
5 | 21 | 6 | 0 | 0 | 0 | 0% | 0% | 5 | 21 | 6 | 0 | 0 | 0 | 0% | 0%
5 | 21 | 7 | 0 | 0 | 60.8568 | 6.086% | 0% | 5 | 21 | 7 | 0 | 0 | 60.8568 | 6.086% | 0%
5 | 21 | 8 | 0 | 0 | 225.762 | 22.58% | 0% | 5 | 21 | 8 | 0 | 0 | 225.762 | 22.58% | 0%
5 | 21 | 9 | 0 | 0 | 390.078 | 39.01% | 0% | 5 | 21 | 9 | 0 | 0 | 390.078 | 39.01% | 0%
5 | 21 | 10 | 0 | 0 | 435.4692 | 43.55% | 0% | 5 | 21 | 10 | 0 | 0 | 435.4692 | 43.55% | 0%
5 | 21 | 11 | 0 | 0 | 466.5864 | 46.66% | 0% | 5 | 21 | 11 | 0 | 0 | 466.5864 | 46.66% | 0%
5 | 21 | 12 | 0 | 0 | 426.9984 | 42.7% | 0% | 5 | 21 | 12 | 0 | 0 | 426.9984 | 42.7% | 0%
5 | 21 | 13 | 0 | 0 | 798.2076 | 79.82% | 0% | 5 | 21 | 13 | 0 | 0 | 798.2076 | 79.82% | 0%
5 | 21 | 14 | 0 | 0 | 585.246 | 58.52% | 0% | 5 | 21 | 14 | 0 | 0 | 585.246 | 58.52% | 0%
5 | 21 | 15 | 0 | 0 | 721.3872 | 72.14% | 0% | 5 | 21 | 15 | 0 | 0 | 721.3872 | 72.14% | 0%
5 | 21 | 16 | 0 | 0 | 626.754 | 62.68% | 0% | 5 | 21 | 16 | 0 | 0 | 626.754 | 62.68% | 0%
5 | 21 | 17 | 0 | 0 | 425.3568 | 42.54% | 0% | 5 | 21 | 17 | 0 | 0 | 425.3568 | 42.54% | 0%
5 | 21 | 18 | 0 | 0 | 325.3788 | 32.54% | 0% | 5 | 21 | 18 | 0 | 0 | 325.3788 | 32.54% | 0%
5 | 21 | 19 | 0 | 0 | 107.9928 | 10.8% | 0% | 5 | 21 | 19 | 0 | 0 | 107.9928 | 10.8% | 0%
5 | 21 | 20 | 0 | 0 | 11.6844 | 1.168% | 0% | 5 | 21 | 20 | 0 | 0 | 11.6844 | 1.168% | 0%
5 | 21 | 21 | 0 | 0 | 0 | 0% | 0% | 5 | 21 | 21 | 0 | 0 | 0 | 0% | 0%
5 | 21 | 22 | 0 | 0 | 0 | 0% | 0% | 5 | 21 | 22 | 0 | 0 | 0 | 0% | 0%
5 | 21 | 23 | 0 | 0 | 0 | 0% | 0% | 5 | 21 | 23 | 0 | 0 | 0 | 0% | 0%
5 | 22 | 0 | 0 | 0 | 0 | 0% | 0% | 5 | 22 | 0 | 0 | 0 | 0 | 0% | 0%
5 | 22 | 1 | 0 | 0 | 0 | 0% | 0% | 5 | 22 | 1 | 0 | 0 | 0 | 0% | 0%
5 | 22 | 2 | 0 | 0 | 0 | 0% | 0% | 5 | 22 | 2 | 0 | 0 | 0 | 0% | 0%
5 | 22 | 3 | 0 | 0 | 0 | 0% | 0% | 5 | 22 | 3 | 0 | 0 | 0 | 0% | 0%
5 | 22 | 4 | 0 | 0 | 0 | 0% | 0% | 5 | 22 | 4 | 0 | 0 | 0 | 0% | 0%
5 | 22 | 5 | 0 | 0 | 0 | 0% | 0% | 5 | 22 | 5 | 0 | 0 | 0 | 0% | 0%
5 | 22 | 6 | 0 | 0 | 0 | 0% | 0% | 5 | 22 | 6 | 0 | 0 | 0 | 0% | 0%
5 | 22 | 7 | 0 | 0 | 57.8484 | 5.785% | 0% | 5 | 22 | 7 | 0 | 0 | 57.8484 | 5.785% | 0%
5 | 22 | 8 | 0 | 0 | 265.026 | 26.5% | 0% | 5 | 22 | 8 | 0 | 0 | 265.026 | 26.5% | 0%
5 | 22 | 9 | 0 | 0 | 500.8272 | 50.08% | 0% | 5 | 22 | 9 | 0 | 0 | 500.8272 | 50.08% | 0%
5 | 22 | 10 | 0 | 0 | 688.9428 | 68.89% | 0% | 5 | 22 | 10 | 0 | 0 | 688.9428 | 68.89% | 0%
5 | 22 | 11 | 0 | 0 | 839.3928 | 83.94% | 0% | 5 | 22 | 11 | 0 | 0 | 839.3928 | 83.94% | 0%
5 | 22 | 12 | 0 | 0 | 920.6796 | 92.07% | 0% | 5 | 22 | 12 | 0 | 0 | 920.6796 | 92.07% | 0%
5 | 22 | 13 | 0 | 0 | 947.3304 | 94.73% | 0% | 5 | 22 | 13 | 0 | 0 | 947.3304 | 94.73% | 0%
5 | 22 | 14 | 0 | 0 | 922.2792 | 92.23% | 0% | 5 | 22 | 14 | 0 | 0 | 922.2792 | 92.23% | 0%
5 | 22 | 15 | 8.5705e-10 | 1.0783e-09 | 846.1812 | 84.62% | 9.124e-08% | 5 | 22 | 15 | 8.644e-10 | 1.0793e-09 | 846.1812 | 84.62% | 9.133e-08%
5 | 22 | 16 | 1.505e-09 | 1.8936e-09 | 704.3736 | 70.44% | 1.334e-07% | 5 | 22 | 16 | 1.5179e-09 | 1.8952e-09 | 704.3736 | 70.44% | 1.335e-07%
5 | 22 | 17 | 3.2421e-09 | 4.0791e-09 | 533.7 | 53.37% | 2.177e-07% | 5 | 22 | 17 | 3.2421e-09 | 4.0481e-09 | 533.7 | 53.37% | 2.16e-07%
5 | 22 | 18 | 3.1348e-09 | 3.944e-09 | 318.738 | 31.87% | 1.257e-07% | 5 | 22 | 18 | 3.1348e-09 | 3.914e-09 | 318.738 | 31.87% | 1.248e-07%
5 | 22 | 19 | 2.7566e-09 | 3.4682e-09 | 105.2904 | 10.53% | 3.652e-08% | 5 | 22 | 19 | 2.7566e-09 | 3.4419e-09 | 105.2904 | 10.53% | 3.624e-08%
5 | 22 | 20 | 5.6778e-09 | 7.1436e-09 | 13.08 | 1.308% | 9.344e-09% | 5 | 22 | 20 | 5.6778e-09 | 7.0892e-09 | 13.08 | 1.308% | 9.273e-09%
5 | 22 | 21 | 2.3353e-10 | 2.9381e-10 | 0 | 0% | 0% | 5 | 22 | 21 | 2.3353e-10 | 2.9158e-10 | 0 | 0% | 0%
5 | 22 | 22 | 0 | 0 | 0 | 0% | 0% | 5 | 22 | 22 | 0 | 0 | 0 | 0% | 0%
5 | 22 | 23 | 0 | 0 | 0 | 0% | 0% | 5 | 22 | 23 | 0 | 0 | 0 | 0% | 0%
5 | 23 | 0 | 0 | 0 | 0 | 0% | 0% | 5 | 23 | 0 | 0 | 0 | 0 | 0% | 0%
5 | 23 | 1 | 0 | 0 | 0 | 0% | 0% | 5 | 23 | 1 | 0 | 0 | 0 | 0% | 0%
5 | 23 | 2 | 0 | 0 | 0 | 0% | 0% | 5 | 23 | 2 | 0 | 0 | 0 | 0% | 0%
5 | 23 | 3 | 0 | 0 | 0 | 0% | 0% | 5 | 23 | 3 | 0 | 0 | 0 | 0% | 0%
5 | 23 | 4 | 0 | 0 | 0 | 0% | 0% | 5 | 23 | 4 | 0 | 0 | 0 | 0% | 0%
5 | 23 | 5 | 0 | 0 | 0 | 0% | 0% | 5 | 23 | 5 | 0 | 0 | 0 | 0% | 0%
5 | 23 | 6 | 0 | 0 | 0 | 0% | 0% | 5 | 23 | 6 | 0 | 0 | 0 | 0% | 0%
5 | 23 | 7 | 8.1271e-10 | 1.0225e-09 | 61.9104 | 6.191% | 6.33e-09% | 5 | 23 | 7 | 8.2179e-10 | 1.0261e-09 | 61.9104 | 6.191% | 6.352e-09%
5 | 23 | 8 | 3.4415e-09 | 4.3299e-09 | 253.1892 | 25.32% | 1.096e-07% | 5 | 23 | 8 | 3.4715e-09 | 4.3345e-09 | 253.1892 | 25.32% | 1.097e-07%
5 | 23 | 9 | 9.5713e-09 | 1.2042e-08 | 477.8436 | 47.78% | 5.754e-07% | 5 | 23 | 9 | 9.7289e-09 | 1.2147e-08 | 477.8436 | 47.78% | 5.805e-07%
5 | 23 | 10 | 1.7753e-08 | 2.2336e-08 | 668.256 | 66.83% | 1.493e-06% | 5 | 23 | 10 | 1.8172e-08 | 2.2689e-08 | 668.256 | 66.83% | 1.516e-06%
5 | 23 | 11 | 6.7833e-08 | 8.5344e-08 | 804.6684 | 80.47% | 6.867e-06% | 5 | 23 | 11 | 7.0918e-08 | 8.8547e-08 | 804.6684 | 80.47% | 7.125e-06%
5 | 23 | 12 | 1.1112e-07 | 1.398e-07 | 880.5576 | 88.06% | 1.231e-05% | 5 | 23 | 12 | 1.1547e-07 | 1.4417e-07 | 880.5576 | 88.06% | 1.27e-05%
5 | 23 | 13 | 3.3275e-07 | 4.1864e-07 | 908.3604 | 90.84% | 3.803e-05% | 5 | 23 | 13 | 3.4006e-07 | 4.2459e-07 | 908.3604 | 90.84% | 3.857e-05%
5 | 23 | 14 | 3.7805e-07 | 4.7564e-07 | 869.7552 | 86.98% | 4.137e-05% | 5 | 23 | 14 | 3.8341e-07 | 4.7872e-07 | 869.7552 | 86.98% | 4.164e-05%
5 | 23 | 15 | 7.3326e-07 | 9.2256e-07 | 801.7068 | 80.17% | 7.396e-05% | 5 | 23 | 15 | 7.4388e-07 | 9.288e-07 | 801.7068 | 80.17% | 7.446e-05%
5 | 23 | 16 | 7.5335e-07 | 9.4782e-07 | 684.9048 | 68.49% | 6.492e-05% | 5 | 23 | 16 | 7.5928e-07 | 9.4802e-07 | 684.9048 | 68.49% | 6.493e-05%
5 | 23 | 17 | 9.5911e-07 | 1.2067e-06 | 517.8576 | 51.79% | 6.249e-05% | 5 | 23 | 17 | 9.5911e-07 | 1.1975e-06 | 517.8576 | 51.79% | 6.202e-05%
5 | 23 | 18 | 7.1728e-07 | 9.0245e-07 | 305.6208 | 30.56% | 2.758e-05% | 5 | 23 | 18 | 7.1728e-07 | 8.9558e-07 | 305.6208 | 30.56% | 2.737e-05%
5 | 23 | 19 | 4.169e-07 | 5.2452e-07 | 105.1044 | 10.51% | 5.513e-06% | 5 | 23 | 19 | 4.169e-07 | 5.2053e-07 | 105.1044 | 10.51% | 5.471e-06%
5 | 23 | 20 | 3.4422e-07 | 4.3308e-07 | 12.7368 | 1.274% | 5.516e-07% | 5 | 23 | 20 | 3.4422e-07 | 4.2979e-07 | 12.7368 | 1.274% | 5.474e-07%
5 | 23 | 21 | 3.8106e-08 | 4.7944e-08 | 0 | 0% | 0% | 5 | 23 | 21 | 3.8106e-08 | 4.7579e-08 | 0 | 0% | 0%
5 | 23 | 22 | 1.2008e-09 | 1.5107e-09 | 0 | 0% | 0% | 5 | 23 | 22 | 1.2008e-09 | 1.4992e-09 | 0 | 0% | 0%
5 | 23 | 23 | 0 | 0 | 0 | 0% | 0% | 5 | 23 | 23 | 0 | 0 | 0 | 0% | 0%
5 | 24 | 0 | 0 | 0 | 0 | 0% | 0% | 5 | 24 | 0 | 0 | 0 | 0 | 0% | 0%
5 | 24 | 1 | 0 | 0 | 0 | 0% | 0% | 5 | 24 | 1 | 0 | 0 | 0 | 0% | 0%
5 | 24 | 2 | 0 | 0 | 0 | 0% | 0% | 5 | 24 | 2 | 0 | 0 | 0 | 0% | 0%
5 | 24 | 3 | 0 | 0 | 0 | 0% | 0% | 5 | 24 | 3 | 0 | 0 | 0 | 0% | 0%
5 | 24 | 4 | 0 | 0 | 0 | 0% | 0% | 5 | 24 | 4 | 0 | 0 | 0 | 0% | 0%
5 | 24 | 5 | 0 | 0 | 0 | 0% | 0% | 5 | 24 | 5 | 0 | 0 | 0 | 0% | 0%
5 | 24 | 6 | 2.7076e-10 | 3.4065e-10 | 0 | 0% | 0% | 5 | 24 | 6 | 2.7365e-10 | 3.4167e-10 | 0 | 0% | 0%
5 | 24 | 7 | 2.171e-09 | 2.7315e-09 | 59.808 | 5.981% | 1.634e-08% | 5 | 24 | 7 | 2.1906e-09 | 2.7351e-09 | 59.808 | 5.981% | 1.636e-08%
5 | 24 | 8 | 2.1098e-08 | 2.6544e-08 | 206.6604 | 20.67% | 5.486e-07% | 5 | 24 | 8 | 2.1409e-08 | 2.6731e-08 | 206.6604 | 20.67% | 5.524e-07%
5 | 24 | 9 | 9.7926e-08 | 1.2321e-07 | 407.9952 | 40.8% | 5.027e-06% | 5 | 24 | 9 | 1.0083e-07 | 1.259e-07 | 407.9952 | 40.8% | 5.136e-06%
5 | 24 | 10 | 2.3083e-07 | 2.9042e-07 | 572.4828 | 57.25% | 1.663e-05% | 5 | 24 | 10 | 2.3755e-07 | 2.966e-07 | 572.4828 | 57.25% | 1.698e-05%
5 | 24 | 11 | 5.0238e-07 | 6.3207e-07 | 672.1584 | 67.22% | 4.248e-05% | 5 | 24 | 11 | 5.1992e-07 | 6.4916e-07 | 672.1584 | 67.22% | 4.363e-05%
5 | 24 | 12 | 1.0995e-06 | 1.3834e-06 | 656.0124 | 65.6% | 9.075e-05% | 5 | 24 | 12 | 1.1383e-06 | 1.4213e-06 | 656.0124 | 65.6% | 9.324e-05%
5 | 24 | 13 | 1.2175e-06 | 1.5318e-06 | 792.5544 | 79.26% | 0.0001214% | 5 | 24 | 13 | 1.2572e-06 | 1.5697e-06 | 792.5544 | 79.26% | 0.0001244%
5 | 24 | 14 | 4.0069e-06 | 5.0413e-06 | 829.5036 | 82.95% | 0.0004182% | 5 | 24 | 14 | 4.1158e-06 | 5.1389e-06 | 829.5036 | 82.95% | 0.0004263%
5 | 24 | 15 | 5.2972e-06 | 6.6647e-06 | 672.882 | 67.29% | 0.0004485% | 5 | 24 | 15 | 5.4065e-06 | 6.7504e-06 | 672.882 | 67.29% | 0.0004542%
5 | 24 | 16 | 8.5347e-06 | 1.0738e-05 | 587.8944 | 58.79% | 0.0006313% | 5 | 24 | 16 | 8.5347e-06 | 1.0656e-05 | 587.8944 | 58.79% | 0.0006265%
5 | 24 | 17 | 7.048e-06 | 8.8675e-06 | 272.5776 | 27.26% | 0.0002417% | 5 | 24 | 17 | 7.048e-06 | 8.8e-06 | 272.5776 | 27.26% | 0.0002399%
5 | 24 | 18 | 4.6446e-06 | 5.8437e-06 | 287.0964 | 28.71% | 0.0001678% | 5 | 24 | 18 | 4.6761e-06 | 5.8385e-06 | 287.0964 | 28.71% | 0.0001676%
5 | 24 | 19 | 2.4504e-06 | 3.083e-06 | 111.162 | 11.12% | 3.427e-05% | 5 | 24 | 19 | 2.4504e-06 | 3.0596e-06 | 111.162 | 11.12% | 3.401e-05%
5 | 24 | 20 | 1.2154e-06 | 1.5292e-06 | 12.69 | 1.269% | 1.941e-06% | 5 | 24 | 20 | 1.2154e-06 | 1.5176e-06 | 12.69 | 1.269% | 1.926e-06%
5 | 24 | 21 | 2.0974e-07 | 2.6389e-07 | 0 | 0% | 0% | 5 | 24 | 21 | 2.0974e-07 | 2.6188e-07 | 0 | 0% | 0%
5 | 24 | 22 | 1.5607e-08 | 1.9636e-08 | 0 | 0% | 0% | 5 | 24 | 22 | 1.5607e-08 | 1.9486e-08 | 0 | 0% | 0%
5 | 24 | 23 | 7.3828e-10 | 9.2887e-10 | 0 | 0% | 0% | 5 | 24 | 23 | 7.3828e-10 | 9.2181e-10 | 0 | 0% | 0%
5 | 25 | 0 | 0 | 0 | 0 | 0% | 0% | 5 | 25 | 0 | 0 | 0 | 0 | 0% | 0%
5 | 25 | 1 | 0 | 0 | 0 | 0% | 0% | 5 | 25 | 1 | 0 | 0 | 0 | 0% | 0%
5 | 25 | 2 | 0 | 0 | 0 | 0% | 0% | 5 | 25 | 2 | 0 | 0 | 0 | 0% | 0%
5 | 25 | 3 | 0 | 0 | 0 | 0% | 0% | 5 | 25 | 3 | 0 | 0 | 0 | 0% | 0%
5 | 25 | 4 | 0 | 0 | 0 | 0% | 0% | 5 | 25 | 4 | 0 | 0 | 0 | 0% | 0%
5 | 25 | 5 | 0 | 0 | 0 | 0% | 0% | 5 | 25 | 5 | 0 | 0 | 0 | 0% | 0%
5 | 25 | 6 | 5.1035e-09 | 6.421e-09 | 0 | 0% | 0% | 5 | 25 | 6 | 5.1035e-09 | 6.3722e-09 | 0 | 0% | 0%
5 | 25 | 7 | 1.6768e-08 | 2.1096e-08 | 59.2296 | 5.923% | 1.25e-07% | 5 | 25 | 7 | 1.69e-08 | 2.1101e-08 | 59.2296 | 5.923% | 1.25e-07%
5 | 25 | 8 | 2.9857e-08 | 3.7564e-08 | 204.7284 | 20.47% | 7.69e-07% | 5 | 25 | 8 | 3.0317e-08 | 3.7853e-08 | 204.7284 | 20.47% | 7.75e-07%
5 | 25 | 9 | 1.0462e-07 | 1.3163e-07 | 377.3388 | 37.73% | 4.967e-06% | 5 | 25 | 9 | 1.0706e-07 | 1.3368e-07 | 377.3388 | 37.73% | 5.044e-06%
5 | 25 | 10 | 3.347e-07 | 4.2111e-07 | 489.5508 | 48.96% | 2.062e-05% | 5 | 25 | 10 | 3.4453e-07 | 4.3017e-07 | 489.5508 | 48.96% | 2.106e-05%
5 | 25 | 11 | 7.482e-07 | 9.4135e-07 | 680.3592 | 68.04% | 6.405e-05% | 5 | 25 | 11 | 7.6964e-07 | 9.6095e-07 | 680.3592 | 68.04% | 6.538e-05%
5 | 25 | 12 | 2.3292e-06 | 2.9305e-06 | 772.3908 | 77.24% | 0.0002264% | 5 | 25 | 12 | 2.4074e-06 | 3.0059e-06 | 772.3908 | 77.24% | 0.0002322%
5 | 25 | 13 | 7.2772e-06 | 9.1558e-06 | 890.2452 | 89.02% | 0.0008151% | 5 | 25 | 13 | 7.505e-06 | 9.3706e-06 | 890.2452 | 89.02% | 0.0008342%
5 | 25 | 14 | 1.1621e-05 | 1.4621e-05 | 765.3828 | 76.54% | 0.001119% | 5 | 25 | 14 | 1.1845e-05 | 1.479e-05 | 765.3828 | 76.54% | 0.001132%
5 | 25 | 15 | 1.4419e-05 | 1.8141e-05 | 689.6712 | 68.97% | 0.001251% | 5 | 25 | 15 | 1.47e-05 | 1.8355e-05 | 689.6712 | 68.97% | 0.001266%
5 | 25 | 16 | 1.6882e-05 | 2.124e-05 | 566.5536 | 56.66% | 0.001203% | 5 | 25 | 16 | 1.6986e-05 | 2.1209e-05 | 566.5536 | 56.66% | 0.001202%
5 | 25 | 17 | 6.5472e-06 | 8.2374e-06 | 366.0384 | 36.6% | 0.0003015% | 5 | 25 | 17 | 6.5472e-06 | 8.1747e-06 | 366.0384 | 36.6% | 0.0002992%
5 | 25 | 18 | 2.7908e-06 | 3.5112e-06 | 291.3228 | 29.13% | 0.0001023% | 5 | 25 | 18 | 2.7908e-06 | 3.4845e-06 | 291.3228 | 29.13% | 0.0001015%
5 | 25 | 19 | 1.6994e-06 | 2.1381e-06 | 74.862 | 7.486% | 1.601e-05% | 5 | 25 | 19 | 1.6994e-06 | 2.1218e-06 | 74.862 | 7.486% | 1.588e-05%
5 | 25 | 20 | 1.4289e-06 | 1.7978e-06 | 1.8216 | 0.1822% | 3.275e-07% | 5 | 25 | 20 | 1.4289e-06 | 1.7841e-06 | 1.8216 | 0.1822% | 3.25e-07%
5 | 25 | 21 | 3.096e-07 | 3.8952e-07 | 0 | 0% | 0% | 5 | 25 | 21 | 3.096e-07 | 3.8656e-07 | 0 | 0% | 0%
5 | 25 | 22 | 3.5037e-08 | 4.4082e-08 | 0 | 0% | 0% | 5 | 25 | 22 | 3.5037e-08 | 4.3747e-08 | 0 | 0% | 0%
5 | 25 | 23 | 1.3935e-09 | 1.7532e-09 | 0 | 0% | 0% | 5 | 25 | 23 | 1.3935e-09 | 1.7399e-09 | 0 | 0% | 0%
5 | 26 | 0 | 0 | 0 | 0 | 0% | 0% | 5 | 26 | 0 | 0 | 0 | 0 | 0% | 0%
5 | 26 | 1 | 0 | 0 | 0 | 0% | 0% | 5 | 26 | 1 | 0 | 0 | 0 | 0% | 0%
5 | 26 | 2 | 0 | 0 | 0 | 0% | 0% | 5 | 26 | 2 | 0 | 0 | 0 | 0% | 0%
5 | 26 | 3 | 0 | 0 | 0 | 0% | 0% | 5 | 26 | 3 | 0 | 0 | 0 | 0% | 0%
5 | 26 | 4 | 0 | 0 | 0 | 0% | 0% | 5 | 26 | 4 | 0 | 0 | 0 | 0% | 0%
5 | 26 | 5 | 2.6641e-10 | 3.3518e-10 | 0 | 0% | 0% | 5 | 26 | 5 | 2.6641e-10 | 3.3263e-10 | 0 | 0% | 0%
5 | 26 | 6 | 6.7274e-09 | 8.4642e-09 | 0 | 0% | 0% | 5 | 26 | 6 | 6.7274e-09 | 8.3998e-09 | 0 | 0% | 0%
5 | 26 | 7 | 3.8128e-08 | 4.7971e-08 | 35.8656 | 3.587% | 1.721e-07% | 5 | 26 | 7 | 3.8704e-08 | 4.8325e-08 | 35.8656 | 3.587% | 1.733e-07%
5 | 26 | 8 | 1.8353e-07 | 2.3091e-07 | 207.7944 | 20.78% | 4.798e-06% | 5 | 26 | 8 | 1.8624e-07 | 2.3254e-07 | 207.7944 | 20.78% | 4.832e-06%
5 | 26 | 9 | 5.35e-07 | 6.7311e-07 | 290.8476 | 29.08% | 1.958e-05% | 5 | 26 | 9 | 5.4654e-07 | 6.824e-07 | 290.8476 | 29.08% | 1.985e-05%
5 | 26 | 10 | 1.6417e-06 | 2.0655e-06 | 502.3584 | 50.24% | 0.0001038% | 5 | 26 | 10 | 1.6878e-06 | 2.1073e-06 | 502.3584 | 50.24% | 0.0001059%
5 | 26 | 11 | 4.0333e-06 | 5.0745e-06 | 572.9088 | 57.29% | 0.0002907% | 5 | 26 | 11 | 4.1705e-06 | 5.2072e-06 | 572.9088 | 57.29% | 0.0002983%
5 | 26 | 12 | 1.479e-05 | 1.8608e-05 | 643.8168 | 64.38% | 0.001198% | 5 | 26 | 12 | 1.4969e-05 | 1.869e-05 | 643.8168 | 64.38% | 0.001203%
5 | 26 | 13 | 5.8011e-06 | 7.2987e-06 | 704.1408 | 70.41% | 0.0005139% | 5 | 26 | 13 | 5.9088e-06 | 7.3776e-06 | 704.1408 | 70.41% | 0.0005195%
5 | 26 | 14 | 6.67e-06 | 8.3919e-06 | 728.1816 | 72.82% | 0.0006111% | 5 | 26 | 14 | 6.7113e-06 | 8.3796e-06 | 728.1816 | 72.82% | 0.0006102%
5 | 26 | 15 | 2.9815e-06 | 3.7512e-06 | 683.5044 | 68.35% | 0.0002564% | 5 | 26 | 15 | 2.9815e-06 | 3.7227e-06 | 683.5044 | 68.35% | 0.0002544%
5 | 26 | 16 | 7.4754e-07 | 9.4052e-07 | 333.2256 | 33.32% | 3.134e-05% | 5 | 26 | 16 | 7.4754e-07 | 9.3337e-07 | 333.2256 | 33.32% | 3.11e-05%
5 | 26 | 17 | 4.5766e-07 | 5.758e-07 | 171.1716 | 17.12% | 9.856e-06% | 5 | 26 | 17 | 4.5766e-07 | 5.7142e-07 | 171.1716 | 17.12% | 9.781e-06%
5 | 26 | 18 | 2.6534e-07 | 3.3384e-07 | 296.6028 | 29.66% | 9.902e-06% | 5 | 26 | 18 | 2.6728e-07 | 3.3372e-07 | 296.6028 | 29.66% | 9.898e-06%
5 | 26 | 19 | 2.2852e-07 | 2.8751e-07 | 49.6224 | 4.962% | 1.427e-06% | 5 | 26 | 19 | 2.2852e-07 | 2.8532e-07 | 49.6224 | 4.962% | 1.416e-06%
5 | 26 | 20 | 2.3539e-07 | 2.9616e-07 | 15.96 | 1.596% | 4.727e-07% | 5 | 26 | 20 | 2.3539e-07 | 2.9391e-07 | 15.96 | 1.596% | 4.691e-07%
5 | 26 | 21 | 3.3705e-08 | 4.2407e-08 | 0 | 0% | 0% | 5 | 26 | 21 | 3.3705e-08 | 4.2084e-08 | 0 | 0% | 0%
5 | 26 | 22 | 1.3282e-09 | 1.6711e-09 | 0 | 0% | 0% | 5 | 26 | 22 | 1.3282e-09 | 1.6584e-09 | 0 | 0% | 0%
5 | 26 | 23 | 0 | 0 | 0 | 0% | 0% | 5 | 26 | 23 | 0 | 0 | 0 | 0% | 0%
5 | 27 | 0 | 0 | 0 | 0 | 0% | 0% | 5 | 27 | 0 | 0 | 0 | 0 | 0% | 0%
5 | 27 | 1 | 0 | 0 | 0 | 0% | 0% | 5 | 27 | 1 | 0 | 0 | 0 | 0% | 0%
5 | 27 | 2 | 0 | 0 | 0 | 0% | 0% | 5 | 27 | 2 | 0 | 0 | 0 | 0% | 0%
5 | 27 | 3 | 0 | 0 | 0 | 0% | 0% | 5 | 27 | 3 | 0 | 0 | 0 | 0% | 0%
5 | 27 | 4 | 0 | 0 | 0 | 0% | 0% | 5 | 27 | 4 | 0 | 0 | 0 | 0% | 0%
5 | 27 | 5 | 0 | 0 | 0 | 0% | 0% | 5 | 27 | 5 | 0 | 0 | 0 | 0% | 0%
5 | 27 | 6 | 1.035e-09 | 1.3021e-09 | 0 | 0% | 0% | 5 | 27 | 6 | 1.035e-09 | 1.2922e-09 | 0 | 0% | 0%
5 | 27 | 7 | 1.3978e-08 | 1.7587e-08 | 60.6108 | 6.061% | 1.066e-07% | 5 | 27 | 7 | 1.4087e-08 | 1.7588e-08 | 60.6108 | 6.061% | 1.066e-07%
5 | 27 | 8 | 2.0656e-07 | 2.5989e-07 | 217.7244 | 21.77% | 5.658e-06% | 5 | 27 | 8 | 2.081e-07 | 2.5983e-07 | 217.7244 | 21.77% | 5.657e-06%
5 | 27 | 9 | 6.9856e-07 | 8.789e-07 | 347.1336 | 34.71% | 3.051e-05% | 5 | 27 | 9 | 6.9856e-07 | 8.7222e-07 | 347.1336 | 34.71% | 3.028e-05%
5 | 27 | 10 | 3.5449e-06 | 4.46e-06 | 588.0012 | 58.8% | 0.0002622% | 5 | 27 | 10 | 3.589e-06 | 4.4811e-06 | 588.0012 | 58.8% | 0.0002635%
5 | 27 | 11 | 1.0917e-05 | 1.3735e-05 | 708.2544 | 70.83% | 0.0009728% | 5 | 27 | 11 | 1.1196e-05 | 1.3979e-05 | 708.2544 | 70.83% | 0.0009901%
5 | 27 | 12 | 2.9682e-05 | 3.7344e-05 | 674.9232 | 67.49% | 0.00252% | 5 | 27 | 12 | 3.0633e-05 | 3.8248e-05 | 674.9232 | 67.49% | 0.002581%
5 | 27 | 13 | 5.0889e-05 | 6.4026e-05 | 667.8636 | 66.79% | 0.004276% | 5 | 27 | 13 | 5.1778e-05 | 6.4649e-05 | 667.8636 | 66.79% | 0.004318%
5 | 27 | 14 | 6.584e-05 | 8.2836e-05 | 577.8624 | 57.79% | 0.004787% | 5 | 27 | 14 | 6.7026e-05 | 8.3687e-05 | 577.8624 | 57.79% | 0.004836%
5 | 27 | 15 | 8.8913e-05 | 0.00011187 | 619.4892 | 61.95% | 0.00693% | 5 | 27 | 15 | 9.0412e-05 | 0.00011289 | 619.4892 | 61.95% | 0.006993%
5 | 27 | 16 | 7.0944e-05 | 8.9258e-05 | 429.354 | 42.94% | 0.003832% | 5 | 27 | 16 | 7.133e-05 | 8.9061e-05 | 429.354 | 42.94% | 0.003824%
5 | 27 | 17 | 5.0028e-05 | 6.2943e-05 | 390.216 | 39.02% | 0.002456% | 5 | 27 | 17 | 5.0028e-05 | 6.2464e-05 | 390.216 | 39.02% | 0.002437%
5 | 27 | 18 | 2.7447e-05 | 3.4533e-05 | 247.17 | 24.72% | 0.0008535% | 5 | 27 | 18 | 2.7447e-05 | 3.427e-05 | 247.17 | 24.72% | 0.0008471%
5 | 27 | 19 | 1.1534e-05 | 1.4511e-05 | 104.2476 | 10.42% | 0.0001513% | 5 | 27 | 19 | 1.1534e-05 | 1.4401e-05 | 104.2476 | 10.42% | 0.0001501%
5 | 27 | 20 | 1.2747e-05 | 1.6038e-05 | 15.96 | 1.596% | 2.56e-05% | 5 | 27 | 20 | 1.2747e-05 | 1.5916e-05 | 15.96 | 1.596% | 2.54e-05%
5 | 27 | 21 | 1.4484e-06 | 1.8223e-06 | 0 | 0% | 0% | 5 | 27 | 21 | 1.4484e-06 | 1.8085e-06 | 0 | 0% | 0%
5 | 27 | 22 | 1.6568e-07 | 2.0845e-07 | 0 | 0% | 0% | 5 | 27 | 22 | 1.6568e-07 | 2.0686e-07 | 0 | 0% | 0%
5 | 27 | 23 | 1.772e-08 | 2.2295e-08 | 0 | 0% | 0% | 5 | 27 | 23 | 1.772e-08 | 2.2125e-08 | 0 | 0% | 0%
5 | 28 | 0 | 8.4583e-10 | 1.0642e-09 | 0 | 0% | 0% | 5 | 28 | 0 | 8.4583e-10 | 1.0561e-09 | 0 | 0% | 0%
5 | 28 | 1 | 0 | 0 | 0 | 0% | 0% | 5 | 28 | 1 | 0 | 0 | 0 | 0% | 0%
5 | 28 | 2 | 0 | 0 | 0 | 0% | 0% | 5 | 28 | 2 | 0 | 0 | 0 | 0% | 0%
5 | 28 | 3 | 0 | 0 | 0 | 0% | 0% | 5 | 28 | 3 | 0 | 0 | 0 | 0% | 0%
5 | 28 | 4 | 0 | 0 | 0 | 0% | 0% | 5 | 28 | 4 | 0 | 0 | 0 | 0% | 0%
5 | 28 | 5 | 0 | 0 | 0 | 0% | 0% | 5 | 28 | 5 | 0 | 0 | 0 | 0% | 0%
5 | 28 | 6 | 0 | 0 | 0 | 0% | 0% | 5 | 28 | 6 | 0 | 0 | 0 | 0% | 0%
5 | 28 | 7 | 0 | 0 | 66.0372 | 6.604% | 0% | 5 | 28 | 7 | 0 | 0 | 66.0372 | 6.604% | 0%
5 | 28 | 8 | 1.3293e-09 | 1.6725e-09 | 181.1616 | 18.12% | 3.03e-08% | 5 | 28 | 8 | 1.3612e-09 | 1.6996e-09 | 181.1616 | 18.12% | 3.079e-08%
5 | 28 | 9 | 1.0705e-08 | 1.3468e-08 | 355.4304 | 35.54% | 4.787e-07% | 5 | 28 | 9 | 1.1058e-08 | 1.3807e-08 | 355.4304 | 35.54% | 4.907e-07%
5 | 28 | 10 | 1.0548e-07 | 1.3271e-07 | 521.0256 | 52.1% | 6.914e-06% | 5 | 28 | 10 | 1.0864e-07 | 1.3565e-07 | 521.0256 | 52.1% | 7.068e-06%
5 | 28 | 11 | 3.3489e-07 | 4.2134e-07 | 633.7656 | 63.38% | 2.67e-05% | 5 | 28 | 11 | 3.4717e-07 | 4.3348e-07 | 633.7656 | 63.38% | 2.747e-05%
5 | 28 | 12 | 8.0856e-07 | 1.0173e-06 | 697.884 | 69.79% | 7.1e-05% | 5 | 28 | 12 | 8.3699e-07 | 1.045e-06 | 697.884 | 69.79% | 7.293e-05%
5 | 28 | 13 | 2.439e-06 | 3.0686e-06 | 657.6648 | 65.77% | 0.0002018% | 5 | 28 | 13 | 2.5038e-06 | 3.1262e-06 | 657.6648 | 65.77% | 0.0002056%
5 | 28 | 14 | 2.6534e-06 | 3.3384e-06 | 566.472 | 56.65% | 0.0001891% | 5 | 28 | 14 | 2.7228e-06 | 3.3997e-06 | 566.472 | 56.65% | 0.0001926%
5 | 28 | 15 | 3.6103e-06 | 4.5423e-06 | 512.76 | 51.28% | 0.0002329% | 5 | 28 | 15 | 3.6838e-06 | 4.5996e-06 | 512.76 | 51.28% | 0.0002358%
5 | 28 | 16 | 1.9027e-06 | 2.3939e-06 | 486.0852 | 48.61% | 0.0001164% | 5 | 28 | 16 | 1.9169e-06 | 2.3934e-06 | 486.0852 | 48.61% | 0.0001163%
5 | 28 | 17 | 1.2986e-06 | 1.6338e-06 | 348.0252 | 34.8% | 5.686e-05% | 5 | 28 | 17 | 1.2986e-06 | 1.6213e-06 | 348.0252 | 34.8% | 5.643e-05%
5 | 28 | 18 | 6.9295e-07 | 8.7183e-07 | 98.9652 | 9.897% | 8.628e-06% | 5 | 28 | 18 | 6.9295e-07 | 8.652e-07 | 98.9652 | 9.897% | 8.562e-06%
5 | 28 | 19 | 1.5982e-07 | 2.0108e-07 | 75.93 | 7.593% | 1.527e-06% | 5 | 28 | 19 | 1.5982e-07 | 1.9955e-07 | 75.93 | 7.593% | 1.515e-06%
5 | 28 | 20 | 1.919e-07 | 2.4144e-07 | 4.674 | 0.4674% | 1.128e-07% | 5 | 28 | 20 | 1.919e-07 | 2.396e-07 | 4.674 | 0.4674% | 1.12e-07%
5 | 28 | 21 | 1.9172e-08 | 2.4121e-08 | 0 | 0% | 0% | 5 | 28 | 21 | 1.9172e-08 | 2.3937e-08 | 0 | 0% | 0%
5 | 28 | 22 | 2.0917e-09 | 2.6317e-09 | 0 | 0% | 0% | 5 | 28 | 22 | 2.0917e-09 | 2.6117e-09 | 0 | 0% | 0%
5 | 28 | 23 | 0 | 0 | 0 | 0% | 0% | 5 | 28 | 23 | 0 | 0 | 0 | 0% | 0%
5 | 29 | 0 | 0 | 0 | 0 | 0% | 0% | 5 | 29 | 0 | 0 | 0 | 0 | 0% | 0%
5 | 29 | 1 | 0 | 0 | 0 | 0% | 0% | 5 | 29 | 1 | 0 | 0 | 0 | 0% | 0%
5 | 29 | 2 | 0 | 0 | 0 | 0% | 0% | 5 | 29 | 2 | 0 | 0 | 0 | 0% | 0%
5 | 29 | 3 | 0 | 0 | 0 | 0% | 0% | 5 | 29 | 3 | 0 | 0 | 0 | 0% | 0%
5 | 29 | 4 | 0 | 0 | 0 | 0% | 0% | 5 | 29 | 4 | 0 | 0 | 0 | 0% | 0%
5 | 29 | 5 | 0 | 0 | 0 | 0% | 0% | 5 | 29 | 5 | 0 | 0 | 0 | 0% | 0%
5 | 29 | 6 | 0 | 0 | 0 | 0% | 0% | 5 | 29 | 6 | 0 | 0 | 0 | 0% | 0%
5 | 29 | 7 | 0 | 0 | 9.9012 | 0.9901% | 0% | 5 | 29 | 7 | 0 | 0 | 9.9012 | 0.9901% | 0%
5 | 29 | 8 | 0 | 0 | 161.8776 | 16.19% | 0% | 5 | 29 | 8 | 0 | 0 | 161.8776 | 16.19% | 0%
5 | 29 | 9 | 9.1207e-09 | 1.1475e-08 | 219.162 | 21.92% | 2.515e-07% | 5 | 29 | 9 | 9.1207e-09 | 1.1388e-08 | 219.162 | 21.92% | 2.496e-07%
5 | 29 | 10 | 4.9664e-08 | 6.2485e-08 | 357.3384 | 35.73% | 2.233e-06% | 5 | 29 | 10 | 4.9664e-08 | 6.201e-08 | 357.3384 | 35.73% | 2.216e-06%
5 | 29 | 11 | 2.6968e-07 | 3.393e-07 | 578.5248 | 57.85% | 1.963e-05% | 5 | 29 | 11 | 2.6968e-07 | 3.3672e-07 | 578.5248 | 57.85% | 1.948e-05%
5 | 29 | 12 | 1.0913e-06 | 1.373e-06 | 673.8468 | 67.38% | 9.252e-05% | 5 | 29 | 12 | 1.0913e-06 | 1.3626e-06 | 673.8468 | 67.38% | 9.182e-05%
5 | 29 | 13 | 3.2505e-06 | 4.0896e-06 | 701.7624 | 70.18% | 0.000287% | 5 | 29 | 13 | 3.2505e-06 | 4.0585e-06 | 701.7624 | 70.18% | 0.0002848%
5 | 29 | 14 | 6.7936e-06 | 8.5473e-06 | 653.4924 | 65.35% | 0.0005586% | 5 | 29 | 14 | 6.8351e-06 | 8.5342e-06 | 653.4924 | 65.35% | 0.0005577%
5 | 29 | 15 | 8.2185e-06 | 1.034e-05 | 560.2776 | 56.03% | 0.0005793% | 5 | 29 | 15 | 8.3197e-06 | 1.0388e-05 | 560.2776 | 56.03% | 0.000582%
5 | 29 | 16 | 9.7967e-06 | 1.2326e-05 | 485.472 | 48.55% | 0.0005984% | 5 | 29 | 16 | 9.8579e-06 | 1.2308e-05 | 485.472 | 48.55% | 0.0005975%
5 | 29 | 17 | 5.9924e-06 | 7.5393e-06 | 336.4236 | 33.64% | 0.0002536% | 5 | 29 | 17 | 5.9924e-06 | 7.482e-06 | 336.4236 | 33.64% | 0.0002517%
5 | 29 | 18 | 2.5684e-06 | 3.2315e-06 | 103.5468 | 10.35% | 3.346e-05% | 5 | 29 | 18 | 2.5684e-06 | 3.2069e-06 | 103.5468 | 10.35% | 3.321e-05%
5 | 29 | 19 | 9.9773e-07 | 1.2553e-06 | 84.3408 | 8.434% | 1.059e-05% | 5 | 29 | 19 | 9.9773e-07 | 1.2457e-06 | 84.3408 | 8.434% | 1.051e-05%
5 | 29 | 20 | 4.9112e-07 | 6.1791e-07 | 6.6852 | 0.6685% | 4.131e-07% | 5 | 29 | 20 | 4.9112e-07 | 6.1321e-07 | 6.6852 | 0.6685% | 4.099e-07%
5 | 29 | 21 | 7.0782e-08 | 8.9055e-08 | 0 | 0% | 0% | 5 | 29 | 21 | 7.0782e-08 | 8.8377e-08 | 0 | 0% | 0%
5 | 29 | 22 | 9.484e-09 | 1.1932e-08 | 0 | 0% | 0% | 5 | 29 | 22 | 9.484e-09 | 1.1842e-08 | 0 | 0% | 0%
5 | 29 | 23 | 0 | 0 | 0 | 0% | 0% | 5 | 29 | 23 | 0 | 0 | 0 | 0% | 0%
5 | 30 | 0 | 0 | 0 | 0 | 0% | 0% | 5 | 30 | 0 | 0 | 0 | 0 | 0% | 0%
5 | 30 | 1 | 0 | 0 | 0 | 0% | 0% | 5 | 30 | 1 | 0 | 0 | 0 | 0% | 0%
5 | 30 | 2 | 0 | 0 | 0 | 0% | 0% | 5 | 30 | 2 | 0 | 0 | 0 | 0% | 0%
5 | 30 | 3 | 0 | 0 | 0 | 0% | 0% | 5 | 30 | 3 | 0 | 0 | 0 | 0% | 0%
5 | 30 | 4 | 0 | 0 | 0 | 0% | 0% | 5 | 30 | 4 | 0 | 0 | 0 | 0% | 0%
5 | 30 | 5 | 0 | 0 | 0 | 0% | 0% | 5 | 30 | 5 | 0 | 0 | 0 | 0% | 0%
5 | 30 | 6 | 0 | 0 | 0 | 0% | 0% | 5 | 30 | 6 | 0 | 0 | 0 | 0% | 0%
5 | 30 | 7 | 0 | 0 | 71.838 | 7.184% | 0% | 5 | 30 | 7 | 0 | 0 | 71.838 | 7.184% | 0%
5 | 30 | 8 | 5.4029e-10 | 6.7976e-10 | 226.8372 | 22.68% | 1.542e-08% | 5 | 30 | 8 | 5.4029e-10 | 6.7459e-10 | 226.8372 | 22.68% | 1.53e-08%
5 | 30 | 9 | 1.6242e-08 | 2.0435e-08 | 409.8984 | 40.99% | 8.376e-07% | 5 | 30 | 9 | 1.6508e-08 | 2.0611e-08 | 409.8984 | 40.99% | 8.449e-07%
5 | 30 | 10 | 1.6836e-07 | 2.1182e-07 | 586.134 | 58.61% | 1.242e-05% | 5 | 30 | 10 | 1.6949e-07 | 2.1162e-07 | 586.134 | 58.61% | 1.24e-05%
5 | 30 | 11 | 7.3857e-07 | 9.2924e-07 | 708.9144 | 70.89% | 6.588e-05% | 5 | 30 | 11 | 7.3857e-07 | 9.2217e-07 | 708.9144 | 70.89% | 6.537e-05%
5 | 30 | 12 | 1.6423e-06 | 2.0663e-06 | 781.7616 | 78.18% | 0.0001615% | 5 | 30 | 12 | 1.655e-06 | 2.0664e-06 | 781.7616 | 78.18% | 0.0001615%
5 | 30 | 13 | 3.2944e-06 | 4.1448e-06 | 665.2524 | 66.53% | 0.0002757% | 5 | 30 | 13 | 3.3389e-06 | 4.1689e-06 | 665.2524 | 66.53% | 0.0002773%
5 | 30 | 14 | 5.7328e-06 | 7.2127e-06 | 790.6032 | 79.06% | 0.0005702% | 5 | 30 | 14 | 5.7672e-06 | 7.2008e-06 | 790.6032 | 79.06% | 0.0005693%
5 | 30 | 15 | 1.126e-05 | 1.4167e-05 | 520.11 | 52.01% | 0.0007368% | 5 | 30 | 15 | 1.1394e-05 | 1.4226e-05 | 520.11 | 52.01% | 0.0007399%
5 | 30 | 16 | 1.7511e-05 | 2.2031e-05 | 620.6736 | 62.07% | 0.001367% | 5 | 30 | 16 | 1.7727e-05 | 2.2134e-05 | 620.6736 | 62.07% | 0.001374%
5 | 30 | 17 | 1.3072e-05 | 1.6447e-05 | 469.74 | 46.97% | 0.0007726% | 5 | 30 | 17 | 1.3072e-05 | 1.6322e-05 | 469.74 | 46.97% | 0.0007667%
5 | 30 | 18 | 6.2595e-06 | 7.8754e-06 | 287.358 | 28.74% | 0.0002263% | 5 | 30 | 18 | 6.2595e-06 | 7.8155e-06 | 287.358 | 28.74% | 0.0002246%
5 | 30 | 19 | 2.4357e-06 | 3.0645e-06 | 109.4928 | 10.95% | 3.355e-05% | 5 | 30 | 19 | 2.4357e-06 | 3.0412e-06 | 109.4928 | 10.95% | 3.33e-05%
5 | 30 | 20 | 1.1667e-06 | 1.4679e-06 | 16.146 | 1.615% | 2.37e-06% | 5 | 30 | 20 | 1.1667e-06 | 1.4567e-06 | 16.146 | 1.615% | 2.352e-06%
5 | 30 | 21 | 1.2067e-07 | 1.5181e-07 | 0 | 0% | 0% | 5 | 30 | 21 | 1.2067e-07 | 1.5066e-07 | 0 | 0% | 0%
5 | 30 | 22 | 1.0871e-08 | 1.3677e-08 | 0 | 0% | 0% | 5 | 30 | 22 | 1.0871e-08 | 1.3573e-08 | 0 | 0% | 0%
5 | 30 | 23 | 0 | 0 | 0 | 0% | 0% | 5 | 30 | 23 | 0 | 0 | 0 | 0% | 0%
5 | 31 | 0 | 0 | 0 | 0 | 0% | 0% | 5 | 31 | 0 | 0 | 0 | 0 | 0% | 0%
5 | 31 | 1 | 0 | 0 | 0 | 0% | 0% | 5 | 31 | 1 | 0 | 0 | 0 | 0% | 0%
5 | 31 | 2 | 0 | 0 | 0 | 0% | 0% | 5 | 31 | 2 | 0 | 0 | 0 | 0% | 0%
5 | 31 | 3 | 0 | 0 | 0 | 0% | 0% | 5 | 31 | 3 | 0 | 0 | 0 | 0% | 0%
5 | 31 | 4 | 0 | 0 | 0 | 0% | 0% | 5 | 31 | 4 | 0 | 0 | 0 | 0% | 0%
5 | 31 | 5 | 0 | 0 | 0 | 0% | 0% | 5 | 31 | 5 | 0 | 0 | 0 | 0% | 0%
5 | 31 | 6 | 1.6994e-09 | 2.1381e-09 | 0 | 0% | 0% | 5 | 31 | 6 | 1.6994e-09 | 2.1218e-09 | 0 | 0% | 0%
5 | 31 | 7 | 2.2101e-08 | 2.7807e-08 | 60.2028 | 6.02% | 1.674e-07% | 5 | 31 | 7 | 2.2269e-08 | 2.7805e-08 | 60.2028 | 6.02% | 1.674e-07%
5 | 31 | 8 | 2.2555e-07 | 2.8377e-07 | 230.418 | 23.04% | 6.539e-06% | 5 | 31 | 8 | 2.2878e-07 | 2.8565e-07 | 230.418 | 23.04% | 6.582e-06%
5 | 31 | 9 | 1.7014e-06 | 2.1407e-06 | 434.7108 | 43.47% | 9.306e-05% | 5 | 31 | 9 | 1.7361e-06 | 2.1676e-06 | 434.7108 | 43.47% | 9.423e-05%
5 | 31 | 10 | 8.3197e-06 | 1.0467e-05 | 608.2524 | 60.83% | 0.0006367% | 5 | 31 | 10 | 8.5928e-06 | 1.0729e-05 | 608.2524 | 60.83% | 0.0006526%
5 | 31 | 11 | 2.168e-05 | 2.7277e-05 | 741.3348 | 74.13% | 0.002022% | 5 | 31 | 11 | 2.2233e-05 | 2.776e-05 | 741.3348 | 74.13% | 0.002058%
5 | 31 | 12 | 3.8399e-05 | 4.8312e-05 | 820.056 | 82.01% | 0.003962% | 5 | 31 | 12 | 3.9619e-05 | 4.9468e-05 | 820.056 | 82.01% | 0.004057%
5 | 31 | 13 | 0.00011467 | 0.00014428 | 851.4876 | 85.15% | 0.01229% | 5 | 31 | 13 | 0.00011646 | 0.00014541 | 851.4876 | 85.15% | 0.01238%
5 | 31 | 14 | 0.00014854 | 0.00018688 | 824.6844 | 82.47% | 0.01541% | 5 | 31 | 14 | 0.00015094 | 0.00018846 | 824.6844 | 82.47% | 0.01554%
5 | 31 | 15 | 0.00016955 | 0.00021331 | 755.6592 | 75.57% | 0.01612% | 5 | 31 | 15 | 0.00017234 | 0.00021518 | 755.6592 | 75.57% | 0.01626%
5 | 31 | 16 | 0.0001375 | 0.000173 | 631.5504 | 63.16% | 0.01093% | 5 | 31 | 16 | 0.00013826 | 0.00017264 | 631.5504 | 63.16% | 0.0109%
5 | 31 | 17 | 0.00010838 | 0.00013636 | 479.112 | 47.91% | 0.006533% | 5 | 31 | 17 | 0.00010957 | 0.00013681 | 479.112 | 47.91% | 0.006555%
5 | 31 | 18 | 6.5336e-05 | 8.2202e-05 | 226.0536 | 22.61% | 0.001858% | 5 | 31 | 18 | 6.5336e-05 | 8.1577e-05 | 226.0536 | 22.61% | 0.001844%
5 | 31 | 19 | 3.1899e-05 | 4.0134e-05 | 65.3736 | 6.537% | 0.0002624% | 5 | 31 | 19 | 3.1899e-05 | 3.9829e-05 | 65.3736 | 6.537% | 0.0002604%
5 | 31 | 20 | 1.3462e-05 | 1.6937e-05 | 15.4692 | 1.547% | 2.62e-05% | 5 | 31 | 20 | 1.3462e-05 | 1.6808e-05 | 15.4692 | 1.547% | 2.6e-05%
5 | 31 | 21 | 1.8761e-06 | 2.3604e-06 | 0 | 0% | 0% | 5 | 31 | 21 | 1.8761e-06 | 2.3424e-06 | 0 | 0% | 0%
5 | 31 | 22 | 1.8613e-07 | 2.3418e-07 | 0 | 0% | 0% | 5 | 31 | 22 | 1.8613e-07 | 2.324e-07 | 0 | 0% | 0%
5 | 31 | 23 | 1.1044e-08 | 1.3895e-08 | 0 | 0% | 0% | 5 | 31 | 23 | 1.1044e-08 | 1.379e-08 | 0 | 0% | 0%
6 | 1 | 0 | 0 | 0 | 0 | 0% | 0% | 6 | 1 | 0 | 0 | 0 | 0 | 0% | 0%
6 | 1 | 1 | 0 | 0 | 0 | 0% | 0% | 6 | 1 | 1 | 0 | 0 | 0 | 0% | 0%
6 | 1 | 2 | 0 | 0 | 0 | 0% | 0% | 6 | 1 | 2 | 0 | 0 | 0 | 0% | 0%
6 | 1 | 3 | 0 | 0 | 0 | 0% | 0% | 6 | 1 | 3 | 0 | 0 | 0 | 0% | 0%
6 | 1 | 4 | 0 | 0 | 0 | 0% | 0% | 6 | 1 | 4 | 0 | 0 | 0 | 0% | 0%
6 | 1 | 5 | 0 | 0 | 0 | 0% | 0% | 6 | 1 | 5 | 0 | 0 | 0 | 0% | 0%
6 | 1 | 6 | 0 | 0 | 0 | 0% | 0% | 6 | 1 | 6 | 0 | 0 | 0 | 0% | 0%
6 | 1 | 7 | 3.9047e-09 | 4.9127e-09 | 72.366 | 7.237% | 3.555e-08% | 6 | 1 | 7 | 3.9047e-09 | 4.8754e-09 | 72.366 | 7.237% | 3.528e-08%
6 | 1 | 8 | 4.3507e-08 | 5.4739e-08 | 229.3632 | 22.94% | 1.256e-06% | 6 | 1 | 8 | 4.425e-08 | 5.525e-08 | 229.3632 | 22.94% | 1.267e-06%
6 | 1 | 9 | 4.0326e-07 | 5.0736e-07 | 421.3836 | 42.14% | 2.138e-05% | 6 | 1 | 9 | 4.146e-07 | 5.1766e-07 | 421.3836 | 42.14% | 2.181e-05%
6 | 1 | 10 | 2.4892e-06 | 3.1318e-06 | 586.2444 | 58.62% | 0.0001836% | 6 | 1 | 10 | 2.5563e-06 | 3.1917e-06 | 586.2444 | 58.62% | 0.0001871%
6 | 1 | 11 | 1.173e-05 | 1.4758e-05 | 721.4784 | 72.15% | 0.001065% | 6 | 1 | 11 | 1.2029e-05 | 1.5019e-05 | 721.4784 | 72.15% | 0.001084%
6 | 1 | 12 | 5.2449e-05 | 6.5989e-05 | 801.006 | 80.1% | 0.005286% | 6 | 1 | 12 | 5.3996e-05 | 6.7419e-05 | 801.006 | 80.1% | 0.0054%
6 | 1 | 13 | 0.00017315 | 0.00021785 | 827.0124 | 82.7% | 0.01802% | 6 | 1 | 13 | 0.00017787 | 0.00022209 | 827.0124 | 82.7% | 0.01837%
6 | 1 | 14 | 0.00033298 | 0.00041894 | 431.7168 | 43.17% | 0.01809% | 6 | 1 | 14 | 0.00033862 | 0.00042279 | 431.7168 | 43.17% | 0.01825%
6 | 1 | 15 | 0.00030483 | 0.00038352 | 725.7552 | 72.58% | 0.02783% | 6 | 1 | 15 | 0.0003098 | 0.00038681 | 725.7552 | 72.58% | 0.02807%
6 | 1 | 16 | 0.00026014 | 0.00032729 | 610.9284 | 61.09% | 0.02% | 6 | 1 | 16 | 0.00026284 | 0.00032818 | 610.9284 | 61.09% | 0.02005%
6 | 1 | 17 | 0.00010457 | 0.00013156 | 462.4128 | 46.24% | 0.006084% | 6 | 1 | 17 | 0.00010457 | 0.00013056 | 462.4128 | 46.24% | 0.006037%
6 | 1 | 18 | 3.2192e-05 | 4.0502e-05 | 286.1472 | 28.61% | 0.001159% | 6 | 1 | 18 | 3.2192e-05 | 4.0194e-05 | 286.1472 | 28.61% | 0.00115%
6 | 1 | 19 | 1.2317e-05 | 1.5497e-05 | 112.4424 | 11.24% | 0.0001743% | 6 | 1 | 19 | 1.2317e-05 | 1.5379e-05 | 112.4424 | 11.24% | 0.0001729%
6 | 1 | 20 | 5.5977e-06 | 7.0428e-06 | 16.8552 | 1.686% | 1.187e-05% | 6 | 1 | 20 | 5.5977e-06 | 6.9892e-06 | 16.8552 | 1.686% | 1.178e-05%
6 | 1 | 21 | 5.3247e-07 | 6.6993e-07 | 0 | 0% | 0% | 6 | 1 | 21 | 5.3247e-07 | 6.6484e-07 | 0 | 0% | 0%
6 | 1 | 22 | 3.8974e-08 | 4.9035e-08 | 0 | 0% | 0% | 6 | 1 | 22 | 3.8974e-08 | 4.8662e-08 | 0 | 0% | 0%
6 | 1 | 23 | 4.8544e-09 | 6.1075e-09 | 0 | 0% | 0% | 6 | 1 | 23 | 4.8544e-09 | 6.0611e-09 | 0 | 0% | 0%
6 | 2 | 0 | 6.7684e-10 | 8.5157e-10 | 0 | 0% | 0% | 6 | 2 | 0 | 6.7684e-10 | 8.4509e-10 | 0 | 0% | 0%
6 | 2 | 1 | 0 | 0 | 0 | 0% | 0% | 6 | 2 | 1 | 0 | 0 | 0 | 0% | 0%
6 | 2 | 2 | 0 | 0 | 0 | 0% | 0% | 6 | 2 | 2 | 0 | 0 | 0 | 0% | 0%
6 | 2 | 3 | 0 | 0 | 0 | 0% | 0% | 6 | 2 | 3 | 0 | 0 | 0 | 0% | 0%
6 | 2 | 4 | 0 | 0 | 0 | 0% | 0% | 6 | 2 | 4 | 0 | 0 | 0 | 0% | 0%
6 | 2 | 5 | 0 | 0 | 0 | 0% | 0% | 6 | 2 | 5 | 0 | 0 | 0 | 0% | 0%
6 | 2 | 6 | 2.1681e-09 | 2.7278e-09 | 0 | 0% | 0% | 6 | 2 | 6 | 2.1878e-09 | 2.7317e-09 | 0 | 0% | 0%
6 | 2 | 7 | 7.6666e-09 | 9.6458e-09 | 73.2456 | 7.325% | 7.065e-08% | 6 | 2 | 7 | 7.6666e-09 | 9.5724e-09 | 73.2456 | 7.325% | 7.011e-08%
6 | 2 | 8 | 3.3906e-08 | 4.2659e-08 | 225.2832 | 22.53% | 9.61e-07% | 6 | 2 | 8 | 3.4428e-08 | 4.2986e-08 | 225.2832 | 22.53% | 9.684e-07%
6 | 2 | 9 | 8.6369e-08 | 1.0867e-07 | 396.9576 | 39.7% | 4.314e-06% | 6 | 2 | 9 | 8.901e-08 | 1.1114e-07 | 396.9576 | 39.7% | 4.412e-06%
6 | 2 | 10 | 2.4311e-07 | 3.0587e-07 | 547.3152 | 54.73% | 1.674e-05% | 6 | 2 | 10 | 2.4825e-07 | 3.0996e-07 | 547.3152 | 54.73% | 1.696e-05%
6 | 2 | 11 | 4.8621e-07 | 6.1173e-07 | 642.7788 | 64.28% | 3.932e-05% | 6 | 2 | 11 | 5.0004e-07 | 6.2435e-07 | 642.7788 | 64.28% | 4.013e-05%
6 | 2 | 12 | 1.3604e-06 | 1.7116e-06 | 708.7452 | 70.87% | 0.0001213% | 6 | 2 | 12 | 1.3986e-06 | 1.7463e-06 | 708.7452 | 70.87% | 0.0001238%
6 | 2 | 13 | 3.6159e-06 | 4.5493e-06 | 325.2804 | 32.53% | 0.000148% | 6 | 2 | 13 | 3.7333e-06 | 4.6614e-06 | 325.2804 | 32.53% | 0.0001516%
6 | 2 | 14 | 6.1174e-06 | 7.6967e-06 | 225.1992 | 22.52% | 0.0001733% | 6 | 2 | 14 | 6.2315e-06 | 7.7805e-06 | 225.1992 | 22.52% | 0.0001752%
6 | 2 | 15 | 2.9234e-06 | 3.6781e-06 | 297.8016 | 29.78% | 0.0001095% | 6 | 2 | 15 | 2.9849e-06 | 3.7269e-06 | 297.8016 | 29.78% | 0.000111%
6 | 2 | 16 | 7.9782e-07 | 1.0038e-06 | 279.6432 | 27.96% | 2.807e-05% | 6 | 2 | 16 | 8.0926e-07 | 1.0104e-06 | 279.6432 | 27.96% | 2.826e-05%
6 | 2 | 17 | 4.1729e-07 | 5.2502e-07 | 271.3212 | 27.13% | 1.424e-05% | 6 | 2 | 17 | 4.2283e-07 | 5.2794e-07 | 271.3212 | 27.13% | 1.432e-05%
6 | 2 | 18 | 1.4132e-07 | 1.778e-07 | 159.9612 | 16% | 2.844e-06% | 6 | 2 | 18 | 1.4132e-07 | 1.7645e-07 | 159.9612 | 16% | 2.823e-06%
6 | 2 | 19 | 1.1054e-07 | 1.3907e-07 | 93.6384 | 9.364% | 1.302e-06% | 6 | 2 | 19 | 1.1054e-07 | 1.3802e-07 | 93.6384 | 9.364% | 1.292e-06%
6 | 2 | 20 | 5.9973e-08 | 7.5455e-08 | 7.5144 | 0.7514% | 5.67e-08% | 6 | 2 | 20 | 5.9973e-08 | 7.4881e-08 | 7.5144 | 0.7514% | 5.627e-08%
6 | 2 | 21 | 2.1689e-08 | 2.7288e-08 | 0 | 0% | 0% | 6 | 2 | 21 | 2.1689e-08 | 2.7081e-08 | 0 | 0% | 0%
6 | 2 | 22 | 2.2705e-09 | 2.8566e-09 | 0 | 0% | 0% | 6 | 2 | 22 | 2.2705e-09 | 2.8349e-09 | 0 | 0% | 0%
6 | 2 | 23 | 0 | 0 | 0 | 0% | 0% | 6 | 2 | 23 | 0 | 0 | 0 | 0% | 0%
6 | 3 | 0 | 0 | 0 | 0 | 0% | 0% | 6 | 3 | 0 | 0 | 0 | 0 | 0% | 0%
6 | 3 | 1 | 0 | 0 | 0 | 0% | 0% | 6 | 3 | 1 | 0 | 0 | 0 | 0% | 0%
6 | 3 | 2 | 0 | 0 | 0 | 0% | 0% | 6 | 3 | 2 | 0 | 0 | 0 | 0% | 0%
6 | 3 | 3 | 0 | 0 | 0 | 0% | 0% | 6 | 3 | 3 | 0 | 0 | 0 | 0% | 0%
6 | 3 | 4 | 0 | 0 | 0 | 0% | 0% | 6 | 3 | 4 | 0 | 0 | 0 | 0% | 0%
6 | 3 | 5 | 0 | 0 | 0 | 0% | 0% | 6 | 3 | 5 | 0 | 0 | 0 | 0% | 0%
6 | 3 | 6 | 0 | 0 | 0 | 0% | 0% | 6 | 3 | 6 | 0 | 0 | 0 | 0% | 0%
6 | 3 | 7 | 1.9808e-09 | 2.4922e-09 | 60.834 | 6.083% | 1.516e-08% | 6 | 3 | 7 | 1.9808e-09 | 2.4732e-09 | 60.834 | 6.083% | 1.505e-08%
6 | 3 | 8 | 7.8595e-09 | 9.8884e-09 | 185.544 | 18.55% | 1.835e-07% | 6 | 3 | 8 | 8.0591e-09 | 1.0062e-08 | 185.544 | 18.55% | 1.867e-07%
6 | 3 | 9 | 6.5716e-08 | 8.2681e-08 | 156.1884 | 15.62% | 1.291e-06% | 6 | 3 | 9 | 6.8187e-08 | 8.5137e-08 | 156.1884 | 15.62% | 1.33e-06%
6 | 3 | 10 | 2.5533e-07 | 3.2124e-07 | 551.8356 | 55.18% | 1.773e-05% | 6 | 3 | 10 | 2.6621e-07 | 3.3238e-07 | 551.8356 | 55.18% | 1.834e-05%
6 | 3 | 11 | 1.2364e-06 | 1.5556e-06 | 672.984 | 67.3% | 0.0001047% | 6 | 3 | 11 | 1.2971e-06 | 1.6195e-06 | 672.984 | 67.3% | 0.000109%
6 | 3 | 12 | 3.7102e-06 | 4.668e-06 | 753.8868 | 75.39% | 0.0003519% | 6 | 3 | 12 | 3.8835e-06 | 4.8489e-06 | 753.8868 | 75.39% | 0.0003656%
6 | 3 | 13 | 6.0817e-06 | 7.6517e-06 | 498.9516 | 49.9% | 0.0003818% | 6 | 3 | 13 | 6.3085e-06 | 7.8767e-06 | 498.9516 | 49.9% | 0.000393%
6 | 3 | 14 | 8.0282e-06 | 1.0101e-05 | 734.9556 | 73.5% | 0.0007424% | 6 | 3 | 14 | 8.2885e-06 | 1.0349e-05 | 734.9556 | 73.5% | 0.0007606%
6 | 3 | 15 | 6.4212e-06 | 8.0789e-06 | 756.6744 | 75.67% | 0.0006113% | 6 | 3 | 15 | 6.5752e-06 | 8.2096e-06 | 756.6744 | 75.67% | 0.0006212%
6 | 3 | 16 | 4.0336e-06 | 5.0749e-06 | 660.678 | 66.07% | 0.0003353% | 6 | 3 | 16 | 4.0866e-06 | 5.1025e-06 | 660.678 | 66.07% | 0.0003371%
6 | 3 | 17 | 1.7604e-06 | 2.2148e-06 | 372.3672 | 37.24% | 8.247e-05% | 6 | 3 | 17 | 1.7728e-06 | 2.2135e-06 | 372.3672 | 37.24% | 8.242e-05%
6 | 3 | 18 | 4.085e-07 | 5.1395e-07 | 307.2768 | 30.73% | 1.579e-05% | 6 | 3 | 18 | 4.085e-07 | 5.1005e-07 | 307.2768 | 30.73% | 1.567e-05%
6 | 3 | 19 | 1.7049e-07 | 2.145e-07 | 108.1872 | 10.82% | 2.321e-06% | 6 | 3 | 19 | 1.7049e-07 | 2.1287e-07 | 108.1872 | 10.82% | 2.303e-06%
6 | 3 | 20 | 1.2652e-07 | 1.5918e-07 | 17.1792 | 1.718% | 2.735e-07% | 6 | 3 | 20 | 1.2652e-07 | 1.5797e-07 | 17.1792 | 1.718% | 2.714e-07%
6 | 3 | 21 | 2.3442e-08 | 2.9494e-08 | 0 | 0% | 0% | 6 | 3 | 21 | 2.3442e-08 | 2.927e-08 | 0 | 0% | 0%
6 | 3 | 22 | 2.7557e-09 | 3.4671e-09 | 0 | 0% | 0% | 6 | 3 | 22 | 2.7557e-09 | 3.4407e-09 | 0 | 0% | 0%
6 | 3 | 23 | 0 | 0 | 0 | 0% | 0% | 6 | 3 | 23 | 0 | 0 | 0 | 0% | 0%
6 | 4 | 0 | 0 | 0 | 0 | 0% | 0% | 6 | 4 | 0 | 0 | 0 | 0 | 0% | 0%
6 | 4 | 1 | 0 | 0 | 0 | 0% | 0% | 6 | 4 | 1 | 0 | 0 | 0 | 0% | 0%
6 | 4 | 2 | 0 | 0 | 0 | 0% | 0% | 6 | 4 | 2 | 0 | 0 | 0 | 0% | 0%
6 | 4 | 3 | 0 | 0 | 0 | 0% | 0% | 6 | 4 | 3 | 0 | 0 | 0 | 0% | 0%
6 | 4 | 4 | 0 | 0 | 0 | 0% | 0% | 6 | 4 | 4 | 0 | 0 | 0 | 0% | 0%
6 | 4 | 5 | 0 | 0 | 0 | 0% | 0% | 6 | 4 | 5 | 0 | 0 | 0 | 0% | 0%
6 | 4 | 6 | 0 | 0 | 0 | 0% | 0% | 6 | 4 | 6 | 0 | 0 | 0 | 0% | 0%
6 | 4 | 7 | 0 | 0 | 58.7616 | 5.876% | 0% | 6 | 4 | 7 | 0 | 0 | 58.7616 | 5.876% | 0%
6 | 4 | 8 | 1.6537e-10 | 2.0806e-10 | 236.4648 | 23.65% | 4.92e-09% | 6 | 4 | 8 | 1.823e-10 | 2.2761e-10 | 236.4648 | 23.65% | 5.382e-09%
6 | 4 | 9 | 2.4877e-09 | 3.1299e-09 | 450.8664 | 45.09% | 1.411e-07% | 6 | 4 | 9 | 2.5532e-09 | 3.1879e-09 | 450.8664 | 45.09% | 1.437e-07%
6 | 4 | 10 | 2.121e-08 | 2.6686e-08 | 389.2716 | 38.93% | 1.039e-06% | 6 | 4 | 10 | 2.2055e-08 | 2.7537e-08 | 389.2716 | 38.93% | 1.072e-06%
6 | 4 | 11 | 3.238e-08 | 4.0739e-08 | 767.4072 | 76.74% | 3.126e-06% | 6 | 4 | 11 | 3.3941e-08 | 4.2378e-08 | 767.4072 | 76.74% | 3.252e-06%
6 | 4 | 12 | 6.3781e-08 | 8.0246e-08 | 578.2896 | 57.83% | 4.641e-06% | 6 | 4 | 12 | 6.6196e-08 | 8.2651e-08 | 578.2896 | 57.83% | 4.78e-06%
6 | 4 | 13 | 8.505e-08 | 1.0701e-07 | 716.2536 | 71.63% | 7.664e-06% | 6 | 4 | 13 | 8.8348e-08 | 1.1031e-07 | 716.2536 | 71.63% | 7.901e-06%
6 | 4 | 14 | 9.9932e-08 | 1.2573e-07 | 860.5308 | 86.05% | 1.082e-05% | 6 | 4 | 14 | 1.032e-07 | 1.2885e-07 | 860.5308 | 86.05% | 1.109e-05%
6 | 4 | 15 | 9.6278e-08 | 1.2113e-07 | 101.3988 | 10.14% | 1.228e-06% | 6 | 4 | 15 | 9.8459e-08 | 1.2293e-07 | 101.3988 | 10.14% | 1.247e-06%
6 | 4 | 16 | 7.737e-08 | 9.7343e-08 | 675.3048 | 67.53% | 6.574e-06% | 6 | 4 | 16 | 7.8471e-08 | 9.7978e-08 | 675.3048 | 67.53% | 6.616e-06%
6 | 4 | 17 | 5.4996e-08 | 6.9193e-08 | 106.8528 | 10.69% | 7.393e-07% | 6 | 4 | 17 | 5.4996e-08 | 6.8666e-08 | 106.8528 | 10.69% | 7.337e-07%
6 | 4 | 18 | 1.3584e-08 | 1.7091e-08 | 82.4412 | 8.244% | 1.409e-07% | 6 | 4 | 18 | 1.3584e-08 | 1.6961e-08 | 82.4412 | 8.244% | 1.398e-07%
6 | 4 | 19 | 3.8422e-09 | 4.8341e-09 | 44.0484 | 4.405% | 2.129e-08% | 6 | 4 | 19 | 3.8422e-09 | 4.7973e-09 | 44.0484 | 4.405% | 2.113e-08%
6 | 4 | 20 | 3.176e-09 | 3.9959e-09 | 20.748 | 2.075% | 8.291e-09% | 6 | 4 | 20 | 3.176e-09 | 3.9655e-09 | 20.748 | 2.075% | 8.228e-09%
6 | 4 | 21 | 8.3521e-10 | 1.0508e-09 | 0 | 0% | 0% | 6 | 4 | 21 | 8.3521e-10 | 1.0428e-09 | 0 | 0% | 0%
6 | 4 | 22 | 0 | 0 | 0 | 0% | 0% | 6 | 4 | 22 | 0 | 0 | 0 | 0% | 0%
6 | 4 | 23 | 0 | 0 | 0 | 0% | 0% | 6 | 4 | 23 | 0 | 0 | 0 | 0% | 0%
6 | 5 | 0 | 0 | 0 | 0 | 0% | 0% | 6 | 5 | 0 | 0 | 0 | 0 | 0% | 0%
6 | 5 | 1 | 0 | 0 | 0 | 0% | 0% | 6 | 5 | 1 | 0 | 0 | 0 | 0% | 0%
6 | 5 | 2 | 0 | 0 | 0 | 0% | 0% | 6 | 5 | 2 | 0 | 0 | 0 | 0% | 0%
6 | 5 | 3 | 0 | 0 | 0 | 0% | 0% | 6 | 5 | 3 | 0 | 0 | 0 | 0% | 0%
6 | 5 | 4 | 0 | 0 | 0 | 0% | 0% | 6 | 5 | 4 | 0 | 0 | 0 | 0% | 0%
6 | 5 | 5 | 0 | 0 | 0 | 0% | 0% | 6 | 5 | 5 | 0 | 0 | 0 | 0% | 0%
6 | 5 | 6 | 0 | 0 | 0 | 0% | 0% | 6 | 5 | 6 | 0 | 0 | 0 | 0% | 0%
6 | 5 | 7 | 0 | 0 | 60.5928 | 6.059% | 0% | 6 | 5 | 7 | 0 | 0 | 60.5928 | 6.059% | 0%
6 | 5 | 8 | 0 | 0 | 162.4584 | 16.25% | 0% | 6 | 5 | 8 | 0 | 0 | 162.4584 | 16.25% | 0%
6 | 5 | 9 | 0 | 0 | 319.002 | 31.9% | 0% | 6 | 5 | 9 | 0 | 0 | 319.002 | 31.9% | 0%
6 | 5 | 10 | 1.438e-09 | 1.8093e-09 | 428.8068 | 42.88% | 7.758e-08% | 6 | 5 | 10 | 1.4848e-09 | 1.8538e-09 | 428.8068 | 42.88% | 7.949e-08%
6 | 5 | 11 | 5.3208e-09 | 6.6944e-09 | 343.386 | 34.34% | 2.299e-07% | 6 | 5 | 11 | 5.5e-09 | 6.8672e-09 | 343.386 | 34.34% | 2.358e-07%
6 | 5 | 12 | 1.5143e-08 | 1.9052e-08 | 834.5028 | 83.45% | 1.59e-06% | 6 | 5 | 12 | 1.5648e-08 | 1.9537e-08 | 834.5028 | 83.45% | 1.63e-06%
6 | 5 | 13 | 2.4784e-08 | 3.1183e-08 | 149.2284 | 14.92% | 4.653e-07% | 6 | 5 | 13 | 2.5548e-08 | 3.1899e-08 | 149.2284 | 14.92% | 4.76e-07%
6 | 5 | 14 | 4.0902e-08 | 5.1461e-08 | 711.3576 | 71.14% | 3.661e-06% | 6 | 5 | 14 | 4.188e-08 | 5.229e-08 | 711.3576 | 71.14% | 3.72e-06%
6 | 5 | 15 | 7.7385e-08 | 9.7362e-08 | 44.4192 | 4.442% | 4.325e-07% | 6 | 5 | 15 | 7.9645e-08 | 9.9443e-08 | 44.4192 | 4.442% | 4.417e-07%
6 | 5 | 16 | 1.1665e-07 | 1.4676e-07 | 529.1772 | 52.92% | 7.766e-06% | 6 | 5 | 16 | 1.1755e-07 | 1.4677e-07 | 529.1772 | 52.92% | 7.767e-06%
6 | 5 | 17 | 9.9952e-08 | 1.2575e-07 | 504.0048 | 50.4% | 6.338e-06% | 6 | 5 | 17 | 9.9952e-08 | 1.248e-07 | 504.0048 | 50.4% | 6.29e-06%
6 | 5 | 18 | 5.8076e-08 | 7.3068e-08 | 306.9 | 30.69% | 2.242e-06% | 6 | 5 | 18 | 5.8076e-08 | 7.2513e-08 | 306.9 | 30.69% | 2.225e-06%
6 | 5 | 19 | 1.4159e-08 | 1.7814e-08 | 119.2176 | 11.92% | 2.124e-07% | 6 | 5 | 19 | 1.4159e-08 | 1.7679e-08 | 119.2176 | 11.92% | 2.108e-07%
6 | 5 | 20 | 1.0814e-08 | 1.3606e-08 | 22.2888 | 2.229% | 3.033e-08% | 6 | 5 | 20 | 1.0814e-08 | 1.3502e-08 | 22.2888 | 2.229% | 3.01e-08%
6 | 5 | 21 | 2.8511e-09 | 3.5871e-09 | 0 | 0% | 0% | 6 | 5 | 21 | 2.8511e-09 | 3.5598e-09 | 0 | 0% | 0%
6 | 5 | 22 | 0 | 0 | 0 | 0% | 0% | 6 | 5 | 22 | 0 | 0 | 0 | 0% | 0%
6 | 5 | 23 | 0 | 0 | 0 | 0% | 0% | 6 | 5 | 23 | 0 | 0 | 0 | 0% | 0%
6 | 6 | 0 | 0 | 0 | 0 | 0% | 0% | 6 | 6 | 0 | 0 | 0 | 0 | 0% | 0%
6 | 6 | 1 | 0 | 0 | 0 | 0% | 0% | 6 | 6 | 1 | 0 | 0 | 0 | 0% | 0%
6 | 6 | 2 | 0 | 0 | 0 | 0% | 0% | 6 | 6 | 2 | 0 | 0 | 0 | 0% | 0%
6 | 6 | 3 | 0 | 0 | 0 | 0% | 0% | 6 | 6 | 3 | 0 | 0 | 0 | 0% | 0%
6 | 6 | 4 | 0 | 0 | 0 | 0% | 0% | 6 | 6 | 4 | 0 | 0 | 0 | 0% | 0%
6 | 6 | 5 | 0 | 0 | 0 | 0% | 0% | 6 | 6 | 5 | 0 | 0 | 0 | 0% | 0%
6 | 6 | 6 | 0 | 0 | 0 | 0% | 0% | 6 | 6 | 6 | 0 | 0 | 0 | 0% | 0%
6 | 6 | 7 | 6.7052e-10 | 8.4361e-10 | 63.2124 | 6.321% | 5.333e-09% | 6 | 6 | 7 | 6.7052e-10 | 8.372e-10 | 63.2124 | 6.321% | 5.292e-09%
6 | 6 | 8 | 3.5085e-09 | 4.4143e-09 | 144.5232 | 14.45% | 6.38e-08% | 6 | 6 | 8 | 3.5649e-09 | 4.4511e-09 | 144.5232 | 14.45% | 6.433e-08%
6 | 6 | 9 | 2.7851e-08 | 3.5041e-08 | 446.2512 | 44.63% | 1.564e-06% | 6 | 6 | 9 | 2.8312e-08 | 3.5349e-08 | 446.2512 | 44.63% | 1.577e-06%
6 | 6 | 10 | 1.1848e-07 | 1.4907e-07 | 629.7816 | 62.98% | 9.388e-06% | 6 | 6 | 10 | 1.2033e-07 | 1.5024e-07 | 629.7816 | 62.98% | 9.462e-06%
6 | 6 | 11 | 3.7329e-07 | 4.6966e-07 | 751.86 | 75.19% | 3.531e-05% | 6 | 6 | 11 | 3.8168e-07 | 4.7656e-07 | 751.86 | 75.19% | 3.583e-05%
6 | 6 | 12 | 1.6277e-06 | 2.0479e-06 | 825.18 | 82.52% | 0.000169% | 6 | 6 | 12 | 1.6643e-06 | 2.078e-06 | 825.18 | 82.52% | 0.0001715%
6 | 6 | 13 | 4.4618e-06 | 5.6137e-06 | 849.2808 | 84.93% | 0.0004768% | 6 | 6 | 13 | 4.5559e-06 | 5.6884e-06 | 849.2808 | 84.93% | 0.0004831%
6 | 6 | 14 | 1.1447e-05 | 1.4402e-05 | 829.65 | 82.97% | 0.001195% | 6 | 6 | 14 | 1.1588e-05 | 1.4468e-05 | 829.65 | 82.97% | 0.0012%
6 | 6 | 15 | 1.8793e-05 | 2.3644e-05 | 766.5492 | 76.65% | 0.001812% | 6 | 6 | 15 | 1.8793e-05 | 2.3465e-05 | 766.5492 | 76.65% | 0.001799%
6 | 6 | 16 | 2.5883e-05 | 3.2565e-05 | 604.5564 | 60.46% | 0.001969% | 6 | 6 | 16 | 2.5883e-05 | 3.2318e-05 | 604.5564 | 60.46% | 0.001954%
6 | 6 | 17 | 1.2717e-05 | 1.6e-05 | 417.1236 | 41.71% | 0.0006674% | 6 | 6 | 17 | 1.2717e-05 | 1.5879e-05 | 417.1236 | 41.71% | 0.0006623%
6 | 6 | 18 | 7.4278e-06 | 9.3453e-06 | 295.3884 | 29.54% | 0.0002761% | 6 | 6 | 18 | 7.4278e-06 | 9.2743e-06 | 295.3884 | 29.54% | 0.000274%
6 | 6 | 19 | 1.5563e-06 | 1.9581e-06 | 116.4948 | 11.65% | 2.281e-05% | 6 | 6 | 19 | 1.5563e-06 | 1.9432e-06 | 116.4948 | 11.65% | 2.264e-05%
6 | 6 | 20 | 6.4666e-07 | 8.136e-07 | 22.008 | 2.201% | 1.791e-06% | 6 | 6 | 20 | 6.4666e-07 | 8.0741e-07 | 22.008 | 2.201% | 1.777e-06%
6 | 6 | 21 | 1.1311e-07 | 1.4231e-07 | 0 | 0% | 0% | 6 | 6 | 21 | 1.1311e-07 | 1.4123e-07 | 0 | 0% | 0%
6 | 6 | 22 | 1.0007e-08 | 1.2591e-08 | 0 | 0% | 0% | 6 | 6 | 22 | 1.0007e-08 | 1.2495e-08 | 0 | 0% | 0%
6 | 6 | 23 | 1.0436e-09 | 1.313e-09 | 0 | 0% | 0% | 6 | 6 | 23 | 1.0436e-09 | 1.303e-09 | 0 | 0% | 0%
6 | 7 | 0 | 0 | 0 | 0 | 0% | 0% | 6 | 7 | 0 | 0 | 0 | 0 | 0% | 0%
6 | 7 | 1 | 0 | 0 | 0 | 0% | 0% | 6 | 7 | 1 | 0 | 0 | 0 | 0% | 0%
6 | 7 | 2 | 0 | 0 | 0 | 0% | 0% | 6 | 7 | 2 | 0 | 0 | 0 | 0% | 0%
6 | 7 | 3 | 0 | 0 | 0 | 0% | 0% | 6 | 7 | 3 | 0 | 0 | 0 | 0% | 0%
6 | 7 | 4 | 0 | 0 | 0 | 0% | 0% | 6 | 7 | 4 | 0 | 0 | 0 | 0% | 0%
6 | 7 | 5 | 0 | 0 | 0 | 0% | 0% | 6 | 7 | 5 | 0 | 0 | 0 | 0% | 0%
6 | 7 | 6 | 0 | 0 | 0 | 0% | 0% | 6 | 7 | 6 | 0 | 0 | 0 | 0% | 0%
6 | 7 | 7 | 1.7097e-09 | 2.1511e-09 | 60.282 | 6.028% | 1.297e-08% | 6 | 7 | 7 | 1.7097e-09 | 2.1347e-09 | 60.282 | 6.028% | 1.287e-08%
6 | 7 | 8 | 1.0098e-08 | 1.2705e-08 | 233.9052 | 23.39% | 2.972e-07% | 6 | 7 | 8 | 1.018e-08 | 1.2711e-08 | 233.9052 | 23.39% | 2.973e-07%
6 | 7 | 9 | 2.6365e-08 | 3.3171e-08 | 434.8992 | 43.49% | 1.443e-06% | 6 | 7 | 9 | 2.6559e-08 | 3.3161e-08 | 434.8992 | 43.49% | 1.442e-06%
6 | 7 | 10 | 1.2033e-07 | 1.5139e-07 | 529.9572 | 53% | 8.023e-06% | 6 | 7 | 10 | 1.2129e-07 | 1.5144e-07 | 529.9572 | 53% | 8.025e-06%
6 | 7 | 11 | 2.3185e-07 | 2.917e-07 | 743.7456 | 74.37% | 2.17e-05% | 6 | 7 | 11 | 2.3345e-07 | 2.9148e-07 | 743.7456 | 74.37% | 2.168e-05%
6 | 7 | 12 | 4.2652e-07 | 5.3663e-07 | 823.6416 | 82.36% | 4.42e-05% | 6 | 7 | 12 | 4.2938e-07 | 5.3612e-07 | 823.6416 | 82.36% | 4.416e-05%
6 | 7 | 13 | 6.615e-07 | 8.3227e-07 | 745.8672 | 74.59% | 6.208e-05% | 6 | 7 | 13 | 6.615e-07 | 8.2594e-07 | 745.8672 | 74.59% | 6.16e-05%
6 | 7 | 14 | 6.9476e-07 | 8.7411e-07 | 694.1556 | 69.42% | 6.068e-05% | 6 | 7 | 14 | 6.9967e-07 | 8.736e-07 | 694.1556 | 69.42% | 6.064e-05%
6 | 7 | 15 | 7.7627e-07 | 9.7667e-07 | 461.5164 | 46.15% | 4.507e-05% | 6 | 7 | 15 | 7.8218e-07 | 9.7662e-07 | 461.5164 | 46.15% | 4.507e-05%
6 | 7 | 16 | 7.8204e-07 | 9.8393e-07 | 489.3132 | 48.93% | 4.814e-05% | 6 | 7 | 16 | 7.8204e-07 | 9.7644e-07 | 489.3132 | 48.93% | 4.778e-05%
6 | 7 | 17 | 4.894e-07 | 6.1575e-07 | 404.3928 | 40.44% | 2.49e-05% | 6 | 7 | 17 | 4.894e-07 | 6.1106e-07 | 404.3928 | 40.44% | 2.471e-05%
6 | 7 | 18 | 1.8264e-07 | 2.2979e-07 | 262.4232 | 26.24% | 6.03e-06% | 6 | 7 | 18 | 1.8264e-07 | 2.2804e-07 | 262.4232 | 26.24% | 5.984e-06%
6 | 7 | 19 | 4.6775e-08 | 5.885e-08 | 106.7904 | 10.68% | 6.285e-07% | 6 | 7 | 19 | 4.6775e-08 | 5.8403e-08 | 106.7904 | 10.68% | 6.237e-07%
6 | 7 | 20 | 2.2028e-08 | 2.7715e-08 | 19.9032 | 1.99% | 5.516e-08% | 6 | 7 | 20 | 2.2028e-08 | 2.7504e-08 | 19.9032 | 1.99% | 5.474e-08%
6 | 7 | 21 | 4.9355e-09 | 6.2096e-09 | 0 | 0% | 0% | 6 | 7 | 21 | 4.9355e-09 | 6.1624e-09 | 0 | 0% | 0%
6 | 7 | 22 | 0 | 0 | 0 | 0% | 0% | 6 | 7 | 22 | 0 | 0 | 0 | 0% | 0%
6 | 7 | 23 | 0 | 0 | 0 | 0% | 0% | 6 | 7 | 23 | 0 | 0 | 0 | 0% | 0%
6 | 8 | 0 | 0 | 0 | 0 | 0% | 0% | 6 | 8 | 0 | 0 | 0 | 0 | 0% | 0%
6 | 8 | 1 | 0 | 0 | 0 | 0% | 0% | 6 | 8 | 1 | 0 | 0 | 0 | 0% | 0%
6 | 8 | 2 | 0 | 0 | 0 | 0% | 0% | 6 | 8 | 2 | 0 | 0 | 0 | 0% | 0%
6 | 8 | 3 | 0 | 0 | 0 | 0% | 0% | 6 | 8 | 3 | 0 | 0 | 0 | 0% | 0%
6 | 8 | 4 | 0 | 0 | 0 | 0% | 0% | 6 | 8 | 4 | 0 | 0 | 0 | 0% | 0%
6 | 8 | 5 | 0 | 0 | 0 | 0% | 0% | 6 | 8 | 5 | 0 | 0 | 0 | 0% | 0%
6 | 8 | 6 | 0 | 0 | 0 | 0% | 0% | 6 | 8 | 6 | 0 | 0 | 0 | 0% | 0%
6 | 8 | 7 | 0 | 0 | 71.9196 | 7.192% | 0% | 6 | 8 | 7 | 0 | 0 | 71.9196 | 7.192% | 0%
6 | 8 | 8 | 0 | 0 | 224.3928 | 22.44% | 0% | 6 | 8 | 8 | 0 | 0 | 224.3928 | 22.44% | 0%
6 | 8 | 9 | 1.4615e-09 | 1.8388e-09 | 270.1164 | 27.01% | 4.967e-08% | 6 | 8 | 9 | 1.4967e-09 | 1.8687e-09 | 270.1164 | 27.01% | 5.048e-08%
6 | 8 | 10 | 3.5674e-09 | 4.4883e-09 | 341.3208 | 34.13% | 1.532e-07% | 6 | 8 | 10 | 3.6578e-09 | 4.5671e-09 | 341.3208 | 34.13% | 1.559e-07%
6 | 8 | 11 | 6.8866e-09 | 8.6643e-09 | 89.7636 | 8.976% | 7.777e-08% | 6 | 8 | 11 | 7.1199e-09 | 8.8898e-09 | 89.7636 | 8.976% | 7.98e-08%
6 | 8 | 12 | 1.997e-08 | 2.5125e-08 | 94.1508 | 9.415% | 2.366e-07% | 6 | 8 | 12 | 2.0599e-08 | 2.572e-08 | 94.1508 | 9.415% | 2.422e-07%
6 | 8 | 13 | 3.1168e-08 | 3.9214e-08 | 110.3352 | 11.03% | 4.327e-07% | 6 | 8 | 13 | 3.2119e-08 | 4.0104e-08 | 110.3352 | 11.03% | 4.425e-07%
6 | 8 | 14 | 6.7728e-08 | 8.5212e-08 | 519.0312 | 51.9% | 4.423e-06% | 6 | 8 | 14 | 6.9323e-08 | 8.6555e-08 | 519.0312 | 51.9% | 4.492e-06%
6 | 8 | 15 | 1.3547e-07 | 1.7044e-07 | 615.4692 | 61.55% | 1.049e-05% | 6 | 8 | 15 | 1.3743e-07 | 1.716e-07 | 615.4692 | 61.55% | 1.056e-05%
6 | 8 | 16 | 1.8951e-07 | 2.3843e-07 | 582.81 | 58.28% | 1.39e-05% | 6 | 8 | 16 | 1.8951e-07 | 2.3662e-07 | 582.81 | 58.28% | 1.379e-05%
6 | 8 | 17 | 1.9234e-07 | 2.4199e-07 | 417.7116 | 41.77% | 1.011e-05% | 6 | 8 | 17 | 1.9234e-07 | 2.4015e-07 | 417.7116 | 41.77% | 1.003e-05%
6 | 8 | 18 | 1.024e-07 | 1.2883e-07 | 300.3768 | 30.04% | 3.87e-06% | 6 | 8 | 18 | 1.024e-07 | 1.2785e-07 | 300.3768 | 30.04% | 3.84e-06%
6 | 8 | 19 | 2.5735e-08 | 3.2378e-08 | 116.5272 | 11.65% | 3.773e-07% | 6 | 8 | 19 | 2.5735e-08 | 3.2132e-08 | 116.5272 | 11.65% | 3.744e-07%
6 | 8 | 20 | 1.2749e-08 | 1.604e-08 | 22.8036 | 2.28% | 3.658e-08% | 6 | 8 | 20 | 1.2749e-08 | 1.5918e-08 | 22.8036 | 2.28% | 3.63e-08%
6 | 8 | 21 | 2.3535e-09 | 2.961e-09 | 0 | 0% | 0% | 6 | 8 | 21 | 2.3535e-09 | 2.9385e-09 | 0 | 0% | 0%
6 | 8 | 22 | 0 | 0 | 0 | 0% | 0% | 6 | 8 | 22 | 0 | 0 | 0 | 0% | 0%
6 | 8 | 23 | 0 | 0 | 0 | 0% | 0% | 6 | 8 | 23 | 0 | 0 | 0 | 0% | 0%
6 | 9 | 0 | 0 | 0 | 0 | 0% | 0% | 6 | 9 | 0 | 0 | 0 | 0 | 0% | 0%
6 | 9 | 1 | 0 | 0 | 0 | 0% | 0% | 6 | 9 | 1 | 0 | 0 | 0 | 0% | 0%
6 | 9 | 2 | 0 | 0 | 0 | 0% | 0% | 6 | 9 | 2 | 0 | 0 | 0 | 0% | 0%
6 | 9 | 3 | 0 | 0 | 0 | 0% | 0% | 6 | 9 | 3 | 0 | 0 | 0 | 0% | 0%
6 | 9 | 4 | 0 | 0 | 0 | 0% | 0% | 6 | 9 | 4 | 0 | 0 | 0 | 0% | 0%
6 | 9 | 5 | 0 | 0 | 0 | 0% | 0% | 6 | 9 | 5 | 0 | 0 | 0 | 0% | 0%
6 | 9 | 6 | 0 | 0 | 0 | 0% | 0% | 6 | 9 | 6 | 0 | 0 | 0 | 0% | 0%
6 | 9 | 7 | 0 | 0 | 60.6432 | 6.064% | 0% | 6 | 9 | 7 | 0 | 0 | 60.6432 | 6.064% | 0%
6 | 9 | 8 | 1.0839e-09 | 1.3637e-09 | 240.1104 | 24.01% | 3.274e-08% | 6 | 9 | 8 | 1.0932e-09 | 1.3649e-09 | 240.1104 | 24.01% | 3.277e-08%
6 | 9 | 9 | 3.848e-09 | 4.8413e-09 | 449.6808 | 44.97% | 2.177e-07% | 6 | 9 | 9 | 3.8778e-09 | 4.8418e-09 | 449.6808 | 44.97% | 2.177e-07%
6 | 9 | 10 | 1.0264e-08 | 1.2913e-08 | 621.534 | 62.15% | 8.026e-07% | 6 | 9 | 10 | 1.0422e-08 | 1.3012e-08 | 621.534 | 62.15% | 8.088e-07%
6 | 9 | 11 | 2.657e-08 | 3.3429e-08 | 742.6872 | 74.27% | 2.483e-06% | 6 | 9 | 11 | 2.7017e-08 | 3.3733e-08 | 742.6872 | 74.27% | 2.505e-06%
6 | 9 | 12 | 5.5497e-08 | 6.9823e-08 | 815.6364 | 81.56% | 5.695e-06% | 6 | 9 | 12 | 5.6795e-08 | 7.0914e-08 | 815.6364 | 81.56% | 5.784e-06%
6 | 9 | 13 | 2.3516e-07 | 2.9587e-07 | 845.772 | 84.58% | 2.502e-05% | 6 | 9 | 13 | 2.3835e-07 | 2.976e-07 | 845.772 | 84.58% | 2.517e-05%
6 | 9 | 14 | 5.813e-07 | 7.3136e-07 | 851.8404 | 85.18% | 6.23e-05% | 6 | 9 | 14 | 5.8956e-07 | 7.3611e-07 | 851.8404 | 85.18% | 6.271e-05%
6 | 9 | 15 | 1.0369e-06 | 1.3046e-06 | 789.9096 | 78.99% | 0.000103% | 6 | 9 | 15 | 1.0439e-06 | 1.3034e-06 | 789.9096 | 78.99% | 0.000103%
6 | 9 | 16 | 2.2095e-06 | 2.7799e-06 | 682.9884 | 68.3% | 0.0001899% | 6 | 9 | 16 | 2.2095e-06 | 2.7587e-06 | 682.9884 | 68.3% | 0.0001884%
6 | 9 | 17 | 2.4875e-06 | 3.1297e-06 | 513.972 | 51.4% | 0.0001609% | 6 | 9 | 17 | 2.4875e-06 | 3.1059e-06 | 513.972 | 51.4% | 0.0001596%
6 | 9 | 18 | 9.377e-07 | 1.1798e-06 | 318.57 | 31.86% | 3.758e-05% | 6 | 9 | 18 | 9.377e-07 | 1.1708e-06 | 318.57 | 31.86% | 3.73e-05%
6 | 9 | 19 | 3.0341e-07 | 3.8174e-07 | 112.8948 | 11.29% | 4.31e-06% | 6 | 9 | 19 | 3.0341e-07 | 3.7883e-07 | 112.8948 | 11.29% | 4.277e-06%
6 | 9 | 20 | 1.1396e-07 | 1.4338e-07 | 18.54 | 1.854% | 2.658e-07% | 6 | 9 | 20 | 1.1396e-07 | 1.4229e-07 | 18.54 | 1.854% | 2.638e-07%
6 | 9 | 21 | 2.088e-08 | 2.627e-08 | 0 | 0% | 0% | 6 | 9 | 21 | 2.088e-08 | 2.6071e-08 | 0 | 0% | 0%
6 | 9 | 22 | 1.2337e-09 | 1.5522e-09 | 0 | 0% | 0% | 6 | 9 | 22 | 1.2337e-09 | 1.5404e-09 | 0 | 0% | 0%
6 | 9 | 23 | 0 | 0 | 0 | 0% | 0% | 6 | 9 | 23 | 0 | 0 | 0 | 0% | 0%
6 | 10 | 0 | 0 | 0 | 0 | 0% | 0% | 6 | 10 | 0 | 0 | 0 | 0 | 0% | 0%
6 | 10 | 1 | 0 | 0 | 0 | 0% | 0% | 6 | 10 | 1 | 0 | 0 | 0 | 0% | 0%
6 | 10 | 2 | 0 | 0 | 0 | 0% | 0% | 6 | 10 | 2 | 0 | 0 | 0 | 0% | 0%
6 | 10 | 3 | 0 | 0 | 0 | 0% | 0% | 6 | 10 | 3 | 0 | 0 | 0 | 0% | 0%
6 | 10 | 4 | 0 | 0 | 0 | 0% | 0% | 6 | 10 | 4 | 0 | 0 | 0 | 0% | 0%
6 | 10 | 5 | 0 | 0 | 0 | 0% | 0% | 6 | 10 | 5 | 0 | 0 | 0 | 0% | 0%
6 | 10 | 6 | 0 | 0 | 1.4616 | 0.1462% | 0% | 6 | 10 | 6 | 0 | 0 | 1.4616 | 0.1462% | 0%
6 | 10 | 7 | 0 | 0 | 59.1828 | 5.918% | 0% | 6 | 10 | 7 | 0 | 0 | 59.1828 | 5.918% | 0%
6 | 10 | 8 | 3.3597e-09 | 4.2269e-09 | 244.7988 | 24.48% | 1.035e-07% | 6 | 10 | 8 | 3.389e-09 | 4.2315e-09 | 244.7988 | 24.48% | 1.036e-07%
6 | 10 | 9 | 1.9954e-08 | 2.5105e-08 | 381.3444 | 38.13% | 9.574e-07% | 6 | 10 | 9 | 2.027e-08 | 2.5309e-08 | 381.3444 | 38.13% | 9.652e-07%
6 | 10 | 10 | 1.1155e-07 | 1.4035e-07 | 577.2036 | 57.72% | 8.101e-06% | 6 | 10 | 10 | 1.1328e-07 | 1.4145e-07 | 577.2036 | 57.72% | 8.164e-06%
6 | 10 | 11 | 4.8639e-07 | 6.1196e-07 | 663.66 | 66.37% | 4.061e-05% | 6 | 10 | 11 | 4.9676e-07 | 6.2024e-07 | 663.66 | 66.37% | 4.116e-05%
6 | 10 | 12 | 2.441e-06 | 3.0712e-06 | 717.7848 | 71.78% | 0.0002204% | 6 | 10 | 12 | 2.5054e-06 | 3.1281e-06 | 717.7848 | 71.78% | 0.0002245%
6 | 10 | 13 | 1.0629e-05 | 1.3373e-05 | 795.414 | 79.54% | 0.001064% | 6 | 10 | 13 | 1.0824e-05 | 1.3515e-05 | 795.414 | 79.54% | 0.001075%
6 | 10 | 14 | 2.956e-05 | 3.719e-05 | 777.9648 | 77.8% | 0.002893% | 6 | 10 | 14 | 3.0104e-05 | 3.7588e-05 | 777.9648 | 77.8% | 0.002924%
6 | 10 | 15 | 7.2488e-05 | 9.12e-05 | 659.0784 | 65.91% | 0.006011% | 6 | 10 | 15 | 7.3765e-05 | 9.2101e-05 | 659.0784 | 65.91% | 0.00607%
6 | 10 | 16 | 6.932e-05 | 8.7216e-05 | 556.128 | 55.61% | 0.00485% | 6 | 10 | 16 | 6.9705e-05 | 8.7033e-05 | 556.128 | 55.61% | 0.00484%
6 | 10 | 17 | 3.6585e-05 | 4.6029e-05 | 453.798 | 45.38% | 0.002089% | 6 | 10 | 17 | 3.6585e-05 | 4.5679e-05 | 453.798 | 45.38% | 0.002073%
6 | 10 | 18 | 1.415e-05 | 1.7803e-05 | 286.4376 | 28.64% | 0.00051% | 6 | 10 | 18 | 1.415e-05 | 1.7668e-05 | 286.4376 | 28.64% | 0.0005061%
6 | 10 | 19 | 3.9545e-06 | 4.9753e-06 | 108.588 | 10.86% | 5.403e-05% | 6 | 10 | 19 | 3.9545e-06 | 4.9375e-06 | 108.588 | 10.86% | 5.361e-05%
6 | 10 | 20 | 1.2351e-06 | 1.554e-06 | 23.4696 | 2.347% | 3.647e-06% | 6 | 10 | 20 | 1.2351e-06 | 1.5422e-06 | 23.4696 | 2.347% | 3.619e-06%
6 | 10 | 21 | 3.1446e-07 | 3.9564e-07 | 0 | 0% | 0% | 6 | 10 | 21 | 3.1446e-07 | 3.9263e-07 | 0 | 0% | 0%
6 | 10 | 22 | 2.4167e-08 | 3.0405e-08 | 0 | 0% | 0% | 6 | 10 | 22 | 2.4167e-08 | 3.0174e-08 | 0 | 0% | 0%
6 | 10 | 23 | 2.6863e-09 | 3.3797e-09 | 0 | 0% | 0% | 6 | 10 | 23 | 2.6863e-09 | 3.354e-09 | 0 | 0% | 0%
6 | 11 | 0 | 0 | 0 | 0 | 0% | 0% | 6 | 11 | 0 | 0 | 0 | 0 | 0% | 0%
6 | 11 | 1 | 0 | 0 | 0 | 0% | 0% | 6 | 11 | 1 | 0 | 0 | 0 | 0% | 0%
6 | 11 | 2 | 0 | 0 | 0 | 0% | 0% | 6 | 11 | 2 | 0 | 0 | 0 | 0% | 0%
6 | 11 | 3 | 0 | 0 | 0 | 0% | 0% | 6 | 11 | 3 | 0 | 0 | 0 | 0% | 0%
6 | 11 | 4 | 0 | 0 | 0 | 0% | 0% | 6 | 11 | 4 | 0 | 0 | 0 | 0% | 0%
6 | 11 | 5 | 0 | 0 | 0 | 0% | 0% | 6 | 11 | 5 | 0 | 0 | 0 | 0% | 0%
6 | 11 | 6 | 0 | 0 | 0 | 0% | 0% | 6 | 11 | 6 | 0 | 0 | 0 | 0% | 0%
6 | 11 | 7 | 0 | 0 | 30.3552 | 3.036% | 0% | 6 | 11 | 7 | 0 | 0 | 30.3552 | 3.036% | 0%
6 | 11 | 8 | 3.6554e-09 | 4.5991e-09 | 162.8424 | 16.28% | 7.489e-08% | 6 | 11 | 8 | 3.7134e-09 | 4.6364e-09 | 162.8424 | 16.28% | 7.55e-08%
6 | 11 | 9 | 4.1241e-08 | 5.1888e-08 | 279.3204 | 27.93% | 1.449e-06% | 6 | 11 | 9 | 4.2554e-08 | 5.3132e-08 | 279.3204 | 27.93% | 1.484e-06%
6 | 11 | 10 | 2.9926e-07 | 3.7651e-07 | 516.3816 | 51.64% | 1.944e-05% | 6 | 11 | 10 | 3.1267e-07 | 3.904e-07 | 516.3816 | 51.64% | 2.016e-05%
6 | 11 | 11 | 1.126e-06 | 1.4167e-06 | 640.6296 | 64.06% | 9.076e-05% | 6 | 11 | 11 | 1.1803e-06 | 1.4738e-06 | 640.6296 | 64.06% | 9.441e-05%
6 | 11 | 12 | 4.8106e-06 | 6.0524e-06 | 810.54 | 81.05% | 0.0004906% | 6 | 11 | 12 | 5.0806e-06 | 6.3435e-06 | 810.54 | 81.05% | 0.0005142%
6 | 11 | 13 | 8.6837e-06 | 1.0925e-05 | 830.4252 | 83.04% | 0.0009073% | 6 | 11 | 13 | 9.1479e-06 | 1.1422e-05 | 830.4252 | 83.04% | 0.0009485%
6 | 11 | 14 | 2.5284e-05 | 3.1811e-05 | 816.1104 | 81.61% | 0.002596% | 6 | 11 | 14 | 2.6052e-05 | 3.2528e-05 | 816.1104 | 81.61% | 0.002655%
6 | 11 | 15 | 3.8007e-05 | 4.7819e-05 | 757.8648 | 75.79% | 0.003624% | 6 | 11 | 15 | 3.8958e-05 | 4.8642e-05 | 757.8648 | 75.79% | 0.003686%
6 | 11 | 16 | 3.6597e-05 | 4.6044e-05 | 649.8372 | 64.98% | 0.002992% | 6 | 11 | 16 | 3.7289e-05 | 4.6558e-05 | 649.8372 | 64.98% | 0.003026%
6 | 11 | 17 | 2.3457e-05 | 2.9513e-05 | 501.8256 | 50.18% | 0.001481% | 6 | 11 | 17 | 2.3748e-05 | 2.9651e-05 | 501.8256 | 50.18% | 0.001488%
6 | 11 | 18 | 1.9501e-05 | 2.4536e-05 | 312.6576 | 31.27% | 0.0007671% | 6 | 11 | 18 | 1.9501e-05 | 2.4349e-05 | 312.6576 | 31.27% | 0.0007613%
6 | 11 | 19 | 4.837e-06 | 6.0857e-06 | 120.8808 | 12.09% | 7.356e-05% | 6 | 11 | 19 | 4.837e-06 | 6.0395e-06 | 120.8808 | 12.09% | 7.301e-05%
6 | 11 | 20 | 1.8243e-06 | 2.2952e-06 | 21.3564 | 2.136% | 4.902e-06% | 6 | 11 | 20 | 1.8243e-06 | 2.2778e-06 | 21.3564 | 2.136% | 4.865e-06%
6 | 11 | 21 | 2.4969e-07 | 3.1415e-07 | 0 | 0% | 0% | 6 | 11 | 21 | 2.4969e-07 | 3.1176e-07 | 0 | 0% | 0%
6 | 11 | 22 | 2.1033e-08 | 2.6463e-08 | 0 | 0% | 0% | 6 | 11 | 22 | 2.1033e-08 | 2.6262e-08 | 0 | 0% | 0%
6 | 11 | 23 | 1.5444e-09 | 1.9431e-09 | 0 | 0% | 0% | 6 | 11 | 23 | 1.5444e-09 | 1.9283e-09 | 0 | 0% | 0%
6 | 12 | 0 | 0 | 0 | 0 | 0% | 0% | 6 | 12 | 0 | 0 | 0 | 0 | 0% | 0%
6 | 12 | 1 | 0 | 0 | 0 | 0% | 0% | 6 | 12 | 1 | 0 | 0 | 0 | 0% | 0%
6 | 12 | 2 | 0 | 0 | 0 | 0% | 0% | 6 | 12 | 2 | 0 | 0 | 0 | 0% | 0%
6 | 12 | 3 | 0 | 0 | 0 | 0% | 0% | 6 | 12 | 3 | 0 | 0 | 0 | 0% | 0%
6 | 12 | 4 | 0 | 0 | 0 | 0% | 0% | 6 | 12 | 4 | 0 | 0 | 0 | 0% | 0%
6 | 12 | 5 | 0 | 0 | 0 | 0% | 0% | 6 | 12 | 5 | 0 | 0 | 0 | 0% | 0%
6 | 12 | 6 | 0 | 0 | 1.0176 | 0.1018% | 0% | 6 | 12 | 6 | 0 | 0 | 1.0176 | 0.1018% | 0%
6 | 12 | 7 | 0 | 0 | 67.0392 | 6.704% | 0% | 6 | 12 | 7 | 0 | 0 | 67.0392 | 6.704% | 0%
6 | 12 | 8 | 2.599e-09 | 3.2699e-09 | 241.5828 | 24.16% | 7.899e-08% | 6 | 12 | 8 | 2.6658e-09 | 3.3284e-09 | 241.5828 | 24.16% | 8.041e-08%
6 | 12 | 9 | 4.4606e-08 | 5.6121e-08 | 447.1908 | 44.72% | 2.51e-06% | 6 | 12 | 9 | 4.6079e-08 | 5.7534e-08 | 447.1908 | 44.72% | 2.573e-06%
6 | 12 | 10 | 3.0381e-07 | 3.8225e-07 | 633.03 | 63.3% | 2.42e-05% | 6 | 12 | 10 | 3.1495e-07 | 3.9324e-07 | 633.03 | 63.3% | 2.489e-05%
6 | 12 | 11 | 1.7376e-06 | 2.1861e-06 | 761.3136 | 76.13% | 0.0001664% | 6 | 12 | 11 | 1.787e-06 | 2.2312e-06 | 761.3136 | 76.13% | 0.0001699%
6 | 12 | 12 | 4.9436e-06 | 6.2198e-06 | 833.3328 | 83.33% | 0.0005183% | 6 | 12 | 12 | 5.046e-06 | 6.3003e-06 | 833.3328 | 83.33% | 0.000525%
6 | 12 | 13 | 1.8559e-05 | 2.335e-05 | 858.8268 | 85.88% | 0.002005% | 6 | 12 | 13 | 1.9027e-05 | 2.3757e-05 | 858.8268 | 85.88% | 0.00204%
6 | 12 | 14 | 5.368e-05 | 6.7537e-05 | 839.922 | 83.99% | 0.005673% | 6 | 12 | 14 | 5.4321e-05 | 6.7824e-05 | 839.922 | 83.99% | 0.005697%
6 | 12 | 15 | 6.7377e-05 | 8.4771e-05 | 775.938 | 77.59% | 0.006578% | 6 | 12 | 15 | 6.7749e-05 | 8.459e-05 | 775.938 | 77.59% | 0.006564%
6 | 12 | 16 | 5.0871e-05 | 6.4003e-05 | 667.9332 | 66.79% | 0.004275% | 6 | 12 | 16 | 5.1176e-05 | 6.3897e-05 | 667.9332 | 66.79% | 0.004268%
6 | 12 | 17 | 1.5441e-05 | 1.9427e-05 | 501.5448 | 50.15% | 0.0009743% | 6 | 12 | 17 | 1.5441e-05 | 1.9279e-05 | 501.5448 | 50.15% | 0.0009669%
6 | 12 | 18 | 2.6731e-06 | 3.3632e-06 | 312.0624 | 31.21% | 0.000105% | 6 | 12 | 18 | 2.6731e-06 | 3.3376e-06 | 312.0624 | 31.21% | 0.0001042%
6 | 12 | 19 | 7.2374e-07 | 9.1057e-07 | 119.2092 | 11.92% | 1.085e-05% | 6 | 12 | 19 | 7.2374e-07 | 9.0364e-07 | 119.2092 | 11.92% | 1.077e-05%
6 | 12 | 20 | 3.9471e-07 | 4.9661e-07 | 20.3604 | 2.036% | 1.011e-06% | 6 | 12 | 20 | 3.9471e-07 | 4.9283e-07 | 20.3604 | 2.036% | 1.003e-06%
6 | 12 | 21 | 7.5009e-08 | 9.4373e-08 | 0 | 0% | 0% | 6 | 12 | 21 | 7.5009e-08 | 9.3655e-08 | 0 | 0% | 0%
6 | 12 | 22 | 1.1702e-08 | 1.4723e-08 | 0 | 0% | 0% | 6 | 12 | 22 | 1.1702e-08 | 1.4611e-08 | 0 | 0% | 0%
6 | 12 | 23 | 1.244e-09 | 1.5652e-09 | 0 | 0% | 0% | 6 | 12 | 23 | 1.244e-09 | 1.5533e-09 | 0 | 0% | 0%
6 | 13 | 0 | 0 | 0 | 0 | 0% | 0% | 6 | 13 | 0 | 0 | 0 | 0 | 0% | 0%
6 | 13 | 1 | 0 | 0 | 0 | 0% | 0% | 6 | 13 | 1 | 0 | 0 | 0 | 0% | 0%
6 | 13 | 2 | 0 | 0 | 0 | 0% | 0% | 6 | 13 | 2 | 0 | 0 | 0 | 0% | 0%
6 | 13 | 3 | 0 | 0 | 0 | 0% | 0% | 6 | 13 | 3 | 0 | 0 | 0 | 0% | 0%
6 | 13 | 4 | 0 | 0 | 0 | 0% | 0% | 6 | 13 | 4 | 0 | 0 | 0 | 0% | 0%
6 | 13 | 5 | 0 | 0 | 0 | 0% | 0% | 6 | 13 | 5 | 0 | 0 | 0 | 0% | 0%
6 | 13 | 6 | 7.3712e-10 | 9.2741e-10 | 1.3224 | 0.1322% | 1.226e-10% | 6 | 13 | 6 | 7.3712e-10 | 9.2035e-10 | 1.3224 | 0.1322% | 1.217e-10%
6 | 13 | 7 | 5.2344e-09 | 6.5857e-09 | 60.0108 | 6.001% | 3.952e-08% | 6 | 13 | 7 | 5.2344e-09 | 6.5356e-09 | 60.0108 | 6.001% | 3.922e-08%
6 | 13 | 8 | 3.8418e-08 | 4.8336e-08 | 233.9556 | 23.4% | 1.131e-06% | 6 | 13 | 8 | 3.8707e-08 | 4.8329e-08 | 233.9556 | 23.4% | 1.131e-06%
6 | 13 | 9 | 1.9823e-07 | 2.494e-07 | 435.2376 | 43.52% | 1.085e-05% | 6 | 13 | 9 | 2.0108e-07 | 2.5107e-07 | 435.2376 | 43.52% | 1.093e-05%
6 | 13 | 10 | 8.7489e-07 | 1.1007e-06 | 601.3536 | 60.14% | 6.619e-05% | 6 | 13 | 10 | 8.9924e-07 | 1.1228e-06 | 601.3536 | 60.14% | 6.752e-05%
6 | 13 | 11 | 7.881e-06 | 9.9154e-06 | 721.776 | 72.18% | 0.0007157% | 6 | 13 | 11 | 8.1849e-06 | 1.022e-05 | 721.776 | 72.18% | 0.0007376%
6 | 13 | 12 | 2.8516e-05 | 3.5878e-05 | 789.0228 | 78.9% | 0.002831% | 6 | 13 | 12 | 2.9564e-05 | 3.6914e-05 | 789.0228 | 78.9% | 0.002913%
6 | 13 | 13 | 9.4839e-05 | 0.00011932 | 813.5352 | 81.35% | 0.009707% | 6 | 13 | 13 | 9.7673e-05 | 0.00012195 | 813.5352 | 81.35% | 0.009921%
6 | 13 | 14 | 0.00026999 | 0.00033969 | 722.0256 | 72.2% | 0.02453% | 6 | 13 | 14 | 0.0002755 | 0.00034398 | 722.0256 | 72.2% | 0.02484%
6 | 13 | 15 | 0.00040501 | 0.00050957 | 734.5404 | 73.45% | 0.03743% | 6 | 13 | 15 | 0.00041368 | 0.00051651 | 734.5404 | 73.45% | 0.03794%
6 | 13 | 16 | 0.00037956 | 0.00047755 | 514.728 | 51.47% | 0.02458% | 6 | 13 | 16 | 0.00038347 | 0.00047879 | 514.728 | 51.47% | 0.02464%
6 | 13 | 17 | 0.00032351 | 0.00040703 | 471.9672 | 47.2% | 0.01921% | 6 | 13 | 17 | 0.00032714 | 0.00040846 | 471.9672 | 47.2% | 0.01928%
6 | 13 | 18 | 0.0001136 | 0.00014293 | 294.39 | 29.44% | 0.004208% | 6 | 13 | 18 | 0.0001142 | 0.00014259 | 294.39 | 29.44% | 0.004198%
6 | 13 | 19 | 2.4192e-05 | 3.0437e-05 | 109.4736 | 10.95% | 0.0003332% | 6 | 13 | 19 | 2.4192e-05 | 3.0205e-05 | 109.4736 | 10.95% | 0.0003307%
6 | 13 | 20 | 6.9372e-06 | 8.728e-06 | 24.7824 | 2.478% | 2.163e-05% | 6 | 13 | 20 | 6.9372e-06 | 8.6616e-06 | 24.7824 | 2.478% | 2.147e-05%
6 | 13 | 21 | 1.0278e-06 | 1.2932e-06 | 0 | 0% | 0% | 6 | 13 | 21 | 1.0278e-06 | 1.2833e-06 | 0 | 0% | 0%
6 | 13 | 22 | 5.6257e-08 | 7.078e-08 | 0 | 0% | 0% | 6 | 13 | 22 | 5.6257e-08 | 7.0242e-08 | 0 | 0% | 0%
6 | 13 | 23 | 4.5031e-09 | 5.6656e-09 | 0 | 0% | 0% | 6 | 13 | 23 | 4.5031e-09 | 5.6225e-09 | 0 | 0% | 0%
6 | 14 | 0 | 4.878e-10 | 6.1372e-10 | 0 | 0% | 0% | 6 | 14 | 0 | 4.878e-10 | 6.0905e-10 | 0 | 0% | 0%
6 | 14 | 1 | 0 | 0 | 0 | 0% | 0% | 6 | 14 | 1 | 0 | 0 | 0 | 0% | 0%
6 | 14 | 2 | 0 | 0 | 0 | 0% | 0% | 6 | 14 | 2 | 0 | 0 | 0 | 0% | 0%
6 | 14 | 3 | 0 | 0 | 0 | 0% | 0% | 6 | 14 | 3 | 0 | 0 | 0 | 0% | 0%
6 | 14 | 4 | 0 | 0 | 0 | 0% | 0% | 6 | 14 | 4 | 0 | 0 | 0 | 0% | 0%
6 | 14 | 5 | 0 | 0 | 0 | 0% | 0% | 6 | 14 | 5 | 0 | 0 | 0 | 0% | 0%
6 | 14 | 6 | 1.6121e-09 | 2.0283e-09 | 0 | 0% | 0% | 6 | 14 | 6 | 1.6121e-09 | 2.0129e-09 | 0 | 0% | 0%
6 | 14 | 7 | 1.0253e-08 | 1.29e-08 | 66.042 | 6.604% | 8.519e-08% | 6 | 14 | 7 | 1.0329e-08 | 1.2897e-08 | 66.042 | 6.604% | 8.517e-08%
6 | 14 | 8 | 7.3962e-08 | 9.3056e-08 | 224.1048 | 22.41% | 2.085e-06% | 6 | 14 | 8 | 7.6147e-08 | 9.5075e-08 | 224.1048 | 22.41% | 2.131e-06%
6 | 14 | 9 | 5.488e-07 | 6.9047e-07 | 409.014 | 40.9% | 2.824e-05% | 6 | 14 | 9 | 5.6887e-07 | 7.1028e-07 | 409.014 | 40.9% | 2.905e-05%
6 | 14 | 10 | 8.3467e-06 | 1.0501e-05 | 583.6968 | 58.37% | 0.000613% | 6 | 14 | 10 | 8.6822e-06 | 1.084e-05 | 583.6968 | 58.37% | 0.0006328%
6 | 14 | 11 | 5.8872e-05 | 7.407e-05 | 705.7728 | 70.58% | 0.005228% | 6 | 14 | 11 | 6.1452e-05 | 7.6728e-05 | 705.7728 | 70.58% | 0.005415%
6 | 14 | 12 | 0.00017695 | 0.00022263 | 778.9464 | 77.89% | 0.01734% | 6 | 14 | 12 | 0.0001837 | 0.00022936 | 778.9464 | 77.89% | 0.01787%
6 | 14 | 13 | 0.0005341 | 0.00067197 | 805.1532 | 80.52% | 0.0541% | 6 | 14 | 13 | 0.00055454 | 0.00069239 | 805.1532 | 80.52% | 0.05575%
6 | 14 | 14 | 0.00073186 | 0.00092078 | 789.6168 | 78.96% | 0.07271% | 6 | 14 | 14 | 0.00075074 | 0.00093736 | 789.6168 | 78.96% | 0.07402%
6 | 14 | 15 | 0.0005603 | 0.00070495 | 729.2856 | 72.93% | 0.05141% | 6 | 14 | 15 | 0.00057236 | 0.00071464 | 729.2856 | 72.93% | 0.05212%
6 | 14 | 16 | 0.00012613 | 0.00015869 | 627.228 | 62.72% | 0.009954% | 6 | 14 | 16 | 0.0001275 | 0.0001592 | 627.228 | 62.72% | 0.009985%
6 | 14 | 17 | 2.634e-05 | 3.3139e-05 | 481.6464 | 48.16% | 0.001596% | 6 | 14 | 17 | 2.6505e-05 | 3.3093e-05 | 481.6464 | 48.16% | 0.001594%
6 | 14 | 18 | 3.0042e-06 | 3.7798e-06 | 271.3536 | 27.14% | 0.0001026% | 6 | 14 | 18 | 3.0042e-06 | 3.751e-06 | 271.3536 | 27.14% | 0.0001018%
6 | 14 | 19 | 7.0867e-07 | 8.9161e-07 | 103.1592 | 10.32% | 9.198e-06% | 6 | 14 | 19 | 7.0867e-07 | 8.8483e-07 | 103.1592 | 10.32% | 9.128e-06%
6 | 14 | 20 | 4.0555e-07 | 5.1024e-07 | 24.0828 | 2.408% | 1.229e-06% | 6 | 14 | 20 | 4.0555e-07 | 5.0636e-07 | 24.0828 | 2.408% | 1.219e-06%
6 | 14 | 21 | 1.1481e-07 | 1.4445e-07 | 0 | 0% | 0% | 6 | 14 | 21 | 1.1481e-07 | 1.4335e-07 | 0 | 0% | 0%
6 | 14 | 22 | 1.2649e-08 | 1.5915e-08 | 0 | 0% | 0% | 6 | 14 | 22 | 1.2649e-08 | 1.5794e-08 | 0 | 0% | 0%
6 | 14 | 23 | 1.244e-09 | 1.5652e-09 | 0 | 0% | 0% | 6 | 14 | 23 | 1.244e-09 | 1.5533e-09 | 0 | 0% | 0%
6 | 15 | 0 | 0 | 0 | 0 | 0% | 0% | 6 | 15 | 0 | 0 | 0 | 0 | 0% | 0%
6 | 15 | 1 | 0 | 0 | 0 | 0% | 0% | 6 | 15 | 1 | 0 | 0 | 0 | 0% | 0%
6 | 15 | 2 | 0 | 0 | 0 | 0% | 0% | 6 | 15 | 2 | 0 | 0 | 0 | 0% | 0%
6 | 15 | 3 | 0 | 0 | 0 | 0% | 0% | 6 | 15 | 3 | 0 | 0 | 0 | 0% | 0%
6 | 15 | 4 | 0 | 0 | 0 | 0% | 0% | 6 | 15 | 4 | 0 | 0 | 0 | 0% | 0%
6 | 15 | 5 | 0 | 0 | 0 | 0% | 0% | 6 | 15 | 5 | 0 | 0 | 0 | 0% | 0%
6 | 15 | 6 | 4.3938e-09 | 5.528e-09 | 1.3188 | 0.1319% | 7.29e-10% | 6 | 15 | 6 | 4.3938e-09 | 5.486e-09 | 1.3188 | 0.1319% | 7.235e-10%
6 | 15 | 7 | 1.6015e-08 | 2.0149e-08 | 61.086 | 6.109% | 1.231e-07% | 6 | 15 | 7 | 1.6262e-08 | 2.0305e-08 | 61.086 | 6.109% | 1.24e-07%
6 | 15 | 8 | 1.404e-07 | 1.7664e-07 | 237.1968 | 23.72% | 4.19e-06% | 6 | 15 | 8 | 1.4137e-07 | 1.7651e-07 | 237.1968 | 23.72% | 4.187e-06%
6 | 15 | 9 | 1.1248e-06 | 1.4152e-06 | 416.5848 | 41.66% | 5.896e-05% | 6 | 15 | 9 | 1.1475e-06 | 1.4328e-06 | 416.5848 | 41.66% | 5.969e-05%
6 | 15 | 10 | 6.0798e-06 | 7.6493e-06 | 627.8424 | 62.78% | 0.0004803% | 6 | 15 | 10 | 6.2305e-06 | 7.7793e-06 | 627.8424 | 62.78% | 0.0004884%
6 | 15 | 11 | 3.2229e-05 | 4.0549e-05 | 751.8888 | 75.19% | 0.003049% | 6 | 15 | 11 | 3.3056e-05 | 4.1273e-05 | 751.8888 | 75.19% | 0.003103%
6 | 15 | 12 | 0.00013242 | 0.0001666 | 740.316 | 74.03% | 0.01233% | 6 | 15 | 12 | 0.00013463 | 0.0001681 | 740.316 | 74.03% | 0.01244%
6 | 15 | 13 | 0.0001522 | 0.00019149 | 775.2696 | 77.53% | 0.01485% | 6 | 15 | 13 | 0.00015479 | 0.00019326 | 775.2696 | 77.53% | 0.01498%
6 | 15 | 14 | 0.00022498 | 0.00028305 | 758.1084 | 75.81% | 0.02146% | 6 | 15 | 14 | 0.00022869 | 0.00028553 | 758.1084 | 75.81% | 0.02165%
6 | 15 | 15 | 0.00013921 | 0.00017515 | 761.8212 | 76.18% | 0.01334% | 6 | 15 | 15 | 0.00013921 | 0.00017382 | 761.8212 | 76.18% | 0.01324%
6 | 15 | 16 | 6.1796e-05 | 7.7749e-05 | 661.98 | 66.2% | 0.005147% | 6 | 15 | 16 | 6.1796e-05 | 7.7158e-05 | 661.98 | 66.2% | 0.005108%
6 | 15 | 17 | 1.9006e-05 | 2.3912e-05 | 508.2576 | 50.83% | 0.001215% | 6 | 15 | 17 | 1.9127e-05 | 2.3881e-05 | 508.2576 | 50.83% | 0.001214%
6 | 15 | 18 | 7.9695e-06 | 1.0027e-05 | 318.0036 | 31.8% | 0.0003189% | 6 | 15 | 18 | 7.9695e-06 | 9.9506e-06 | 318.0036 | 31.8% | 0.0003164%
6 | 15 | 19 | 3.0443e-06 | 3.8302e-06 | 121.8336 | 12.18% | 4.666e-05% | 6 | 15 | 19 | 3.0443e-06 | 3.801e-06 | 121.8336 | 12.18% | 4.631e-05%
6 | 15 | 20 | 7.187e-07 | 9.0423e-07 | 22.6596 | 2.266% | 2.049e-06% | 6 | 15 | 20 | 7.187e-07 | 8.9735e-07 | 22.6596 | 2.266% | 2.033e-06%
6 | 15 | 21 | 1.1311e-07 | 1.4231e-07 | 0 | 0% | 0% | 6 | 15 | 21 | 1.1311e-07 | 1.4123e-07 | 0 | 0% | 0%
6 | 15 | 22 | 1.1787e-08 | 1.483e-08 | 0 | 0% | 0% | 6 | 15 | 22 | 1.1787e-08 | 1.4717e-08 | 0 | 0% | 0%
6 | 15 | 23 | 1.0354e-09 | 1.3028e-09 | 0 | 0% | 0% | 6 | 15 | 23 | 1.0354e-09 | 1.2928e-09 | 0 | 0% | 0%
6 | 16 | 0 | 0 | 0 | 0 | 0% | 0% | 6 | 16 | 0 | 0 | 0 | 0 | 0% | 0%
6 | 16 | 1 | 0 | 0 | 0 | 0% | 0% | 6 | 16 | 1 | 0 | 0 | 0 | 0% | 0%
6 | 16 | 2 | 0 | 0 | 0 | 0% | 0% | 6 | 16 | 2 | 0 | 0 | 0 | 0% | 0%
6 | 16 | 3 | 0 | 0 | 0 | 0% | 0% | 6 | 16 | 3 | 0 | 0 | 0 | 0% | 0%
6 | 16 | 4 | 0 | 0 | 0 | 0% | 0% | 6 | 16 | 4 | 0 | 0 | 0 | 0% | 0%
6 | 16 | 5 | 0 | 0 | 0 | 0% | 0% | 6 | 16 | 5 | 0 | 0 | 0 | 0% | 0%
6 | 16 | 6 | 1.6945e-09 | 2.1319e-09 | 1.3212 | 0.1321% | 2.817e-10% | 6 | 16 | 6 | 1.6945e-09 | 2.1157e-09 | 1.3212 | 0.1321% | 2.795e-10%
6 | 16 | 7 | 1.3587e-08 | 1.7094e-08 | 60.3996 | 6.04% | 1.032e-07% | 6 | 16 | 7 | 1.3587e-08 | 1.6964e-08 | 60.3996 | 6.04% | 1.025e-07%
6 | 16 | 8 | 1.0244e-07 | 1.2888e-07 | 232.6272 | 23.26% | 2.998e-06% | 6 | 16 | 8 | 1.0324e-07 | 1.289e-07 | 232.6272 | 23.26% | 2.999e-06%
6 | 16 | 9 | 7.9286e-07 | 9.9754e-07 | 426.0096 | 42.6% | 4.25e-05% | 6 | 16 | 9 | 8.0421e-07 | 1.0041e-06 | 426.0096 | 42.6% | 4.278e-05%
6 | 16 | 10 | 1.1801e-05 | 1.4847e-05 | 596.2308 | 59.62% | 0.0008853% | 6 | 16 | 10 | 1.2103e-05 | 1.5112e-05 | 596.2308 | 59.62% | 0.000901%
6 | 16 | 11 | 0.0001262 | 0.00015878 | 711.9984 | 71.2% | 0.01131% | 6 | 16 | 11 | 0.00012898 | 0.00016105 | 711.9984 | 71.2% | 0.01147%
6 | 16 | 12 | 0.00048361 | 0.00060845 | 781.4316 | 78.14% | 0.04755% | 6 | 16 | 12 | 0.0004944 | 0.0006173 | 781.4316 | 78.14% | 0.04824%
6 | 16 | 13 | 0.0012035 | 0.0015142 | 804.3336 | 80.43% | 0.1218% | 6 | 16 | 13 | 0.0012224 | 0.0015262 | 804.3336 | 80.43% | 0.1228%
6 | 16 | 14 | 0.0029157 | 0.0036683 | 784.6968 | 78.47% | 0.2879% | 6 | 16 | 14 | 0.0029416 | 0.0036728 | 784.6968 | 78.47% | 0.2882%
6 | 16 | 15 | 0.0034563 | 0.0043486 | 723.4356 | 72.34% | 0.3146% | 6 | 16 | 15 | 0.0034715 | 0.0043345 | 723.4356 | 72.34% | 0.3136%
6 | 16 | 16 | 0.0029403 | 0.0036993 | 622.4448 | 62.24% | 0.2303% | 6 | 16 | 16 | 0.0029534 | 0.0036876 | 622.4448 | 62.24% | 0.2295%
6 | 16 | 17 | 0.0023052 | 0.0029003 | 476.6904 | 47.67% | 0.1383% | 6 | 16 | 17 | 0.0023052 | 0.0028783 | 476.6904 | 47.67% | 0.1372%
6 | 16 | 18 | 0.0010102 | 0.0012709 | 300.9708 | 30.1% | 0.03825% | 6 | 16 | 18 | 0.0010102 | 0.0012613 | 300.9708 | 30.1% | 0.03796%
6 | 16 | 19 | 0.00021386 | 0.00026907 | 125.8212 | 12.58% | 0.003385% | 6 | 16 | 19 | 0.00021386 | 0.00026702 | 125.8212 | 12.58% | 0.00336%
6 | 16 | 20 | 5.2377e-05 | 6.5898e-05 | 25.074 | 2.507% | 0.0001652% | 6 | 16 | 20 | 5.2377e-05 | 6.5396e-05 | 25.074 | 2.507% | 0.000164%
6 | 16 | 21 | 7.9189e-06 | 9.9632e-06 | 0 | 0% | 0% | 6 | 16 | 21 | 7.9189e-06 | 9.8874e-06 | 0 | 0% | 0%
6 | 16 | 22 | 5.401e-07 | 6.7953e-07 | 0 | 0% | 0% | 6 | 16 | 22 | 5.401e-07 | 6.7437e-07 | 0 | 0% | 0%
6 | 16 | 23 | 4.3846e-08 | 5.5165e-08 | 0 | 0% | 0% | 6 | 16 | 23 | 4.3846e-08 | 5.4745e-08 | 0 | 0% | 0%
6 | 17 | 0 | 4.5828e-09 | 5.7659e-09 | 0 | 0% | 0% | 6 | 17 | 0 | 4.5828e-09 | 5.722e-09 | 0 | 0% | 0%
6 | 17 | 1 | 8.4917e-10 | 1.0684e-09 | 0 | 0% | 0% | 6 | 17 | 1 | 8.4917e-10 | 1.0603e-09 | 0 | 0% | 0%
6 | 17 | 2 | 0 | 0 | 0 | 0% | 0% | 6 | 17 | 2 | 0 | 0 | 0 | 0% | 0%
6 | 17 | 3 | 0 | 0 | 0 | 0% | 0% | 6 | 17 | 3 | 0 | 0 | 0 | 0% | 0%
6 | 17 | 4 | 0 | 0 | 0 | 0% | 0% | 6 | 17 | 4 | 0 | 0 | 0 | 0% | 0%
6 | 17 | 5 | 0 | 0 | 0 | 0% | 0% | 6 | 17 | 5 | 0 | 0 | 0 | 0% | 0%
6 | 17 | 6 | 1.6945e-09 | 2.1319e-09 | 0 | 0% | 0% | 6 | 17 | 6 | 1.6945e-09 | 2.1157e-09 | 0 | 0% | 0%
6 | 17 | 7 | 3.9716e-09 | 4.9969e-09 | 70.6104 | 7.061% | 3.528e-08% | 6 | 17 | 7 | 3.9716e-09 | 4.9589e-09 | 70.6104 | 7.061% | 3.502e-08%
6 | 17 | 8 | 1.8567e-08 | 2.336e-08 | 224.4192 | 22.44% | 5.242e-07% | 6 | 17 | 8 | 1.8567e-08 | 2.3182e-08 | 224.4192 | 22.44% | 5.203e-07%
6 | 17 | 9 | 6.0482e-08 | 7.6095e-08 | 406.7088 | 40.67% | 3.095e-06% | 6 | 17 | 9 | 6.0923e-08 | 7.6068e-08 | 406.7088 | 40.67% | 3.094e-06%
6 | 17 | 10 | 1.7455e-07 | 2.1962e-07 | 573.3708 | 57.34% | 1.259e-05% | 6 | 17 | 10 | 1.7592e-07 | 2.1965e-07 | 573.3708 | 57.34% | 1.259e-05%
6 | 17 | 11 | 7.1907e-07 | 9.047e-07 | 680.7468 | 68.07% | 6.159e-05% | 6 | 17 | 11 | 7.2902e-07 | 9.1023e-07 | 680.7468 | 68.07% | 6.196e-05%
6 | 17 | 12 | 1.3983e-06 | 1.7593e-06 | 751.7808 | 75.18% | 0.0001323% | 6 | 17 | 12 | 1.4386e-06 | 1.7962e-06 | 751.7808 | 75.18% | 0.000135%
6 | 17 | 13 | 2.1651e-06 | 2.724e-06 | 612.2484 | 61.22% | 0.0001668% | 6 | 17 | 13 | 2.2087e-06 | 2.7578e-06 | 612.2484 | 61.22% | 0.0001688%
6 | 17 | 14 | 3.3425e-06 | 4.2053e-06 | 763.9164 | 76.39% | 0.0003213% | 6 | 17 | 14 | 3.3851e-06 | 4.2266e-06 | 763.9164 | 76.39% | 0.0003229%
6 | 17 | 15 | 3.2564e-06 | 4.0971e-06 | 703.584 | 70.36% | 0.0002883% | 6 | 17 | 15 | 3.2984e-06 | 4.1184e-06 | 703.584 | 70.36% | 0.0002898%
6 | 17 | 16 | 4.1656e-06 | 5.241e-06 | 603.4296 | 60.34% | 0.0003163% | 6 | 17 | 16 | 4.1941e-06 | 5.2367e-06 | 603.4296 | 60.34% | 0.000316%
6 | 17 | 17 | 3.1704e-06 | 3.9888e-06 | 450.654 | 45.07% | 0.0001798% | 6 | 17 | 17 | 3.1704e-06 | 3.9585e-06 | 450.654 | 45.07% | 0.0001784%
6 | 17 | 18 | 1.5452e-06 | 1.9441e-06 | 288.2964 | 28.83% | 5.605e-05% | 6 | 17 | 18 | 1.5452e-06 | 1.9293e-06 | 288.2964 | 28.83% | 5.562e-05%
6 | 17 | 19 | 5.2496e-07 | 6.6048e-07 | 126.7644 | 12.68% | 8.373e-06% | 6 | 17 | 19 | 5.2496e-07 | 6.5546e-07 | 126.7644 | 12.68% | 8.309e-06%
6 | 17 | 20 | 2.1585e-07 | 2.7157e-07 | 25.4388 | 2.544% | 6.908e-07% | 6 | 17 | 20 | 2.1585e-07 | 2.6951e-07 | 25.4388 | 2.544% | 6.856e-07%
6 | 17 | 21 | 6.5172e-08 | 8.1996e-08 | 0 | 0% | 0% | 6 | 17 | 21 | 6.5172e-08 | 8.1372e-08 | 0 | 0% | 0%
6 | 17 | 22 | 6.598e-09 | 8.3012e-09 | 0 | 0% | 0% | 6 | 17 | 22 | 6.598e-09 | 8.2381e-09 | 0 | 0% | 0%
6 | 17 | 23 | 3.2264e-10 | 4.0593e-10 | 0 | 0% | 0% | 6 | 17 | 23 | 3.2264e-10 | 4.0284e-10 | 0 | 0% | 0%
6 | 18 | 0 | 0 | 0 | 0 | 0% | 0% | 6 | 18 | 0 | 0 | 0 | 0 | 0% | 0%
6 | 18 | 1 | 0 | 0 | 0 | 0% | 0% | 6 | 18 | 1 | 0 | 0 | 0 | 0% | 0%
6 | 18 | 2 | 0 | 0 | 0 | 0% | 0% | 6 | 18 | 2 | 0 | 0 | 0 | 0% | 0%
6 | 18 | 3 | 0 | 0 | 0 | 0% | 0% | 6 | 18 | 3 | 0 | 0 | 0 | 0% | 0%
6 | 18 | 4 | 0 | 0 | 0 | 0% | 0% | 6 | 18 | 4 | 0 | 0 | 0 | 0% | 0%
6 | 18 | 5 | 0 | 0 | 0 | 0% | 0% | 6 | 18 | 5 | 0 | 0 | 0 | 0% | 0%
6 | 18 | 6 | 0 | 0 | 0 | 0% | 0% | 6 | 18 | 6 | 0 | 0 | 0 | 0% | 0%
6 | 18 | 7 | 0 | 0 | 66.8292 | 6.683% | 0% | 6 | 18 | 7 | 0 | 0 | 66.8292 | 6.683% | 0%
6 | 18 | 8 | 8.5038e-10 | 1.0699e-09 | 228.5724 | 22.86% | 2.446e-08% | 6 | 18 | 8 | 8.5038e-10 | 1.0618e-09 | 228.5724 | 22.86% | 2.427e-08%
6 | 18 | 9 | 9.6199e-09 | 1.2103e-08 | 414.1476 | 41.41% | 5.013e-07% | 6 | 18 | 9 | 9.701e-09 | 1.2112e-08 | 414.1476 | 41.41% | 5.016e-07%
6 | 18 | 10 | 4.8751e-08 | 6.1336e-08 | 566.3088 | 56.63% | 3.474e-06% | 6 | 18 | 10 | 4.9562e-08 | 6.1883e-08 | 566.3088 | 56.63% | 3.504e-06%
6 | 18 | 11 | 1.9108e-07 | 2.4041e-07 | 494.682 | 49.47% | 1.189e-05% | 6 | 18 | 11 | 1.9532e-07 | 2.4387e-07 | 494.682 | 49.47% | 1.206e-05%
6 | 18 | 12 | 5.452e-07 | 6.8594e-07 | 599.4072 | 59.94% | 4.112e-05% | 6 | 18 | 12 | 5.612e-07 | 7.0071e-07 | 599.4072 | 59.94% | 4.2e-05%
6 | 18 | 13 | 1.5359e-06 | 1.9324e-06 | 265.11 | 26.51% | 5.123e-05% | 6 | 18 | 13 | 1.5811e-06 | 1.9741e-06 | 265.11 | 26.51% | 5.234e-05%
6 | 18 | 14 | 3.5473e-06 | 4.463e-06 | 305.3304 | 30.53% | 0.0001363% | 6 | 18 | 14 | 3.5956e-06 | 4.4894e-06 | 305.3304 | 30.53% | 0.0001371%
6 | 18 | 15 | 7.0716e-06 | 8.8971e-06 | 607.296 | 60.73% | 0.0005403% | 6 | 18 | 15 | 7.1158e-06 | 8.8847e-06 | 607.296 | 60.73% | 0.0005396%
6 | 18 | 16 | 7.976e-06 | 1.0035e-05 | 606.6384 | 60.66% | 0.0006088% | 6 | 18 | 16 | 8.0282e-06 | 1.0024e-05 | 606.6384 | 60.66% | 0.0006081%
6 | 18 | 17 | 6.3815e-06 | 8.0289e-06 | 449.0772 | 44.91% | 0.0003606% | 6 | 18 | 17 | 6.3815e-06 | 7.9678e-06 | 449.0772 | 44.91% | 0.0003578%
6 | 18 | 18 | 2.9838e-06 | 3.7541e-06 | 258.7932 | 25.88% | 9.715e-05% | 6 | 18 | 18 | 2.9838e-06 | 3.7256e-06 | 258.7932 | 25.88% | 9.641e-05%
6 | 18 | 19 | 8.261e-07 | 1.0394e-06 | 92.4228 | 9.242% | 9.606e-06% | 6 | 18 | 19 | 8.261e-07 | 1.0315e-06 | 92.4228 | 9.242% | 9.533e-06%
6 | 18 | 20 | 1.8657e-07 | 2.3473e-07 | 20.6544 | 2.065% | 4.848e-07% | 6 | 18 | 20 | 1.8657e-07 | 2.3295e-07 | 20.6544 | 2.065% | 4.811e-07%
6 | 18 | 21 | 3.6052e-08 | 4.5359e-08 | 0 | 0% | 0% | 6 | 18 | 21 | 3.6052e-08 | 4.5014e-08 | 0 | 0% | 0%
6 | 18 | 22 | 3.0486e-09 | 3.8355e-09 | 0 | 0% | 0% | 6 | 18 | 22 | 3.0486e-09 | 3.8064e-09 | 0 | 0% | 0%
6 | 18 | 23 | 0 | 0 | 0 | 0% | 0% | 6 | 18 | 23 | 0 | 0 | 0 | 0% | 0%
6 | 19 | 0 | 0 | 0 | 0 | 0% | 0% | 6 | 19 | 0 | 0 | 0 | 0 | 0% | 0%
6 | 19 | 1 | 0 | 0 | 0 | 0% | 0% | 6 | 19 | 1 | 0 | 0 | 0 | 0% | 0%
6 | 19 | 2 | 0 | 0 | 0 | 0% | 0% | 6 | 19 | 2 | 0 | 0 | 0 | 0% | 0%
6 | 19 | 3 | 0 | 0 | 0 | 0% | 0% | 6 | 19 | 3 | 0 | 0 | 0 | 0% | 0%
6 | 19 | 4 | 0 | 0 | 0 | 0% | 0% | 6 | 19 | 4 | 0 | 0 | 0 | 0% | 0%
6 | 19 | 5 | 0 | 0 | 0 | 0% | 0% | 6 | 19 | 5 | 0 | 0 | 0 | 0% | 0%
6 | 19 | 6 | 0 | 0 | 0 | 0% | 0% | 6 | 19 | 6 | 0 | 0 | 0 | 0% | 0%
6 | 19 | 7 | 0 | 0 | 0.7488 | 0.07488% | 0% | 6 | 19 | 7 | 0 | 0 | 0.7488 | 0.07488% | 0%
6 | 19 | 8 | 0 | 0 | 221.6604 | 22.17% | 0% | 6 | 19 | 8 | 0 | 0 | 221.6604 | 22.17% | 0%
6 | 19 | 9 | 2.2336e-09 | 2.8102e-09 | 302.2608 | 30.23% | 8.494e-08% | 6 | 19 | 9 | 2.2731e-09 | 2.8381e-09 | 302.2608 | 30.23% | 8.578e-08%
6 | 19 | 10 | 1.8874e-08 | 2.3746e-08 | 271.4232 | 27.14% | 6.445e-07% | 6 | 19 | 10 | 1.932e-08 | 2.4122e-08 | 271.4232 | 27.14% | 6.547e-07%
6 | 19 | 11 | 8.8457e-08 | 1.1129e-07 | 500.2896 | 50.03% | 5.568e-06% | 6 | 19 | 11 | 9.1147e-08 | 1.138e-07 | 500.2896 | 50.03% | 5.694e-06%
6 | 19 | 12 | 3.7865e-07 | 4.764e-07 | 544.3968 | 54.44% | 2.594e-05% | 6 | 19 | 12 | 3.9255e-07 | 4.9013e-07 | 544.3968 | 54.44% | 2.668e-05%
6 | 19 | 13 | 9.5183e-07 | 1.1975e-06 | 396.9816 | 39.7% | 4.754e-05% | 6 | 19 | 13 | 9.782e-07 | 1.2214e-06 | 396.9816 | 39.7% | 4.849e-05%
6 | 19 | 14 | 3.4327e-06 | 4.3189e-06 | 322.0656 | 32.21% | 0.0001391% | 6 | 19 | 14 | 3.5008e-06 | 4.3711e-06 | 322.0656 | 32.21% | 0.0001408%
6 | 19 | 15 | 5.1786e-06 | 6.5155e-06 | 421.3008 | 42.13% | 0.0002745% | 6 | 19 | 15 | 5.2822e-06 | 6.5952e-06 | 421.3008 | 42.13% | 0.0002779%
6 | 19 | 16 | 7.8241e-06 | 9.8439e-06 | 424.6752 | 42.47% | 0.000418% | 6 | 19 | 16 | 7.8756e-06 | 9.8333e-06 | 424.6752 | 42.47% | 0.0004176%
6 | 19 | 17 | 9.7419e-06 | 1.2257e-05 | 389.7228 | 38.97% | 0.0004777% | 6 | 19 | 17 | 9.7419e-06 | 1.2164e-05 | 389.7228 | 38.97% | 0.000474%
6 | 19 | 18 | 5.2458e-06 | 6.6e-06 | 264.7224 | 26.47% | 0.0001747% | 6 | 19 | 18 | 5.2458e-06 | 6.5498e-06 | 264.7224 | 26.47% | 0.0001734%
6 | 19 | 19 | 2.0511e-06 | 2.5805e-06 | 113.9316 | 11.39% | 2.94e-05% | 6 | 19 | 19 | 2.0511e-06 | 2.5609e-06 | 113.9316 | 11.39% | 2.918e-05%
6 | 19 | 20 | 1.0203e-06 | 1.2837e-06 | 24.342 | 2.434% | 3.125e-06% | 6 | 19 | 20 | 1.0203e-06 | 1.274e-06 | 24.342 | 2.434% | 3.101e-06%
6 | 19 | 21 | 2.1736e-07 | 2.7347e-07 | 0 | 0% | 0% | 6 | 19 | 21 | 2.1736e-07 | 2.7139e-07 | 0 | 0% | 0%
6 | 19 | 22 | 2.7604e-08 | 3.473e-08 | 0 | 0% | 0% | 6 | 19 | 22 | 2.7604e-08 | 3.4465e-08 | 0 | 0% | 0%
6 | 19 | 23 | 3.1502e-09 | 3.9634e-09 | 0 | 0% | 0% | 6 | 19 | 23 | 3.1502e-09 | 3.9332e-09 | 0 | 0% | 0%
6 | 20 | 0 | 0 | 0 | 0 | 0% | 0% | 6 | 20 | 0 | 0 | 0 | 0 | 0% | 0%
6 | 20 | 1 | 0 | 0 | 0 | 0% | 0% | 6 | 20 | 1 | 0 | 0 | 0 | 0% | 0%
6 | 20 | 2 | 0 | 0 | 0 | 0% | 0% | 6 | 20 | 2 | 0 | 0 | 0 | 0% | 0%
6 | 20 | 3 | 0 | 0 | 0 | 0% | 0% | 6 | 20 | 3 | 0 | 0 | 0 | 0% | 0%
6 | 20 | 4 | 0 | 0 | 0 | 0% | 0% | 6 | 20 | 4 | 0 | 0 | 0 | 0% | 0%
6 | 20 | 5 | 5.5313e-10 | 6.9593e-10 | 0 | 0% | 0% | 6 | 20 | 5 | 5.5313e-10 | 6.9063e-10 | 0 | 0% | 0%
6 | 20 | 6 | 5.0239e-09 | 6.3209e-09 | 0 | 0% | 0% | 6 | 20 | 6 | 5.0239e-09 | 6.2728e-09 | 0 | 0% | 0%
6 | 20 | 7 | 2.3088e-08 | 2.9049e-08 | 56.4216 | 5.642% | 1.639e-07% | 6 | 20 | 7 | 2.3263e-08 | 2.9045e-08 | 56.4216 | 5.642% | 1.639e-07%
6 | 20 | 8 | 1.9948e-07 | 2.5098e-07 | 205.6992 | 20.57% | 5.163e-06% | 6 | 20 | 8 | 1.9948e-07 | 2.4907e-07 | 205.6992 | 20.57% | 5.123e-06%
6 | 20 | 9 | 1.546e-06 | 1.9451e-06 | 451.8132 | 45.18% | 8.788e-05% | 6 | 20 | 9 | 1.546e-06 | 1.9303e-06 | 451.8132 | 45.18% | 8.721e-05%
6 | 20 | 10 | 1.0368e-05 | 1.3044e-05 | 632.6208 | 63.26% | 0.0008252% | 6 | 20 | 10 | 1.0431e-05 | 1.3024e-05 | 632.6208 | 63.26% | 0.0008239%
6 | 20 | 11 | 8.2543e-05 | 0.00010385 | 674.9592 | 67.5% | 0.00701% | 6 | 20 | 11 | 8.3031e-05 | 0.00010367 | 674.9592 | 67.5% | 0.006997%
6 | 20 | 12 | 0.00035246 | 0.00044345 | 733.938 | 73.39% | 0.03255% | 6 | 20 | 12 | 0.00036062 | 0.00045026 | 733.938 | 73.39% | 0.03305%
6 | 20 | 13 | 0.00085249 | 0.0010726 | 761.5332 | 76.15% | 0.08168% | 6 | 20 | 13 | 0.00086611 | 0.0010814 | 761.5332 | 76.15% | 0.08235%
6 | 20 | 14 | 0.0014041 | 0.0017666 | 828.666 | 82.87% | 0.1464% | 6 | 20 | 14 | 0.0014306 | 0.0017862 | 828.666 | 82.87% | 0.148%
6 | 20 | 15 | 0.0014112 | 0.0017755 | 768.7392 | 76.87% | 0.1365% | 6 | 20 | 15 | 0.0014246 | 0.0017788 | 768.7392 | 76.87% | 0.1367%
6 | 20 | 16 | 0.0019864 | 0.0024991 | 668.0508 | 66.81% | 0.167% | 6 | 20 | 16 | 0.0019864 | 0.0024801 | 668.0508 | 66.81% | 0.1657%
6 | 20 | 17 | 0.0014036 | 0.0017659 | 466.6116 | 46.66% | 0.0824% | 6 | 20 | 17 | 0.0014104 | 0.001761 | 466.6116 | 46.66% | 0.08217%
6 | 20 | 18 | 0.00060246 | 0.00075799 | 280.9092 | 28.09% | 0.02129% | 6 | 20 | 18 | 0.00060246 | 0.00075223 | 280.9092 | 28.09% | 0.02113%
6 | 20 | 19 | 0.0001927 | 0.00024245 | 114.9156 | 11.49% | 0.002786% | 6 | 20 | 19 | 0.0001927 | 0.0002406 | 114.9156 | 11.49% | 0.002765%
6 | 20 | 20 | 7.8777e-05 | 9.9113e-05 | 22.5708 | 2.257% | 0.0002237% | 6 | 20 | 20 | 7.8777e-05 | 9.8359e-05 | 22.5708 | 2.257% | 0.000222%
6 | 20 | 21 | 9.0168e-06 | 1.1345e-05 | 0 | 0% | 0% | 6 | 20 | 21 | 9.0168e-06 | 1.1258e-05 | 0 | 0% | 0%
6 | 20 | 22 | 7.187e-07 | 9.0423e-07 | 0 | 0% | 0% | 6 | 20 | 22 | 7.187e-07 | 8.9735e-07 | 0 | 0% | 0%
6 | 20 | 23 | 9.1755e-08 | 1.1544e-07 | 0 | 0% | 0% | 6 | 20 | 23 | 9.1755e-08 | 1.1456e-07 | 0 | 0% | 0%
6 | 21 | 0 | 1.6537e-08 | 2.0805e-08 | 0 | 0% | 0% | 6 | 21 | 0 | 1.6537e-08 | 2.0647e-08 | 0 | 0% | 0%
6 | 21 | 1 | 5.2313e-09 | 6.5818e-09 | 0 | 0% | 0% | 6 | 21 | 1 | 5.2313e-09 | 6.5317e-09 | 0 | 0% | 0%
6 | 21 | 2 | 2.1132e-09 | 2.6587e-09 | 0 | 0% | 0% | 6 | 21 | 2 | 2.1132e-09 | 2.6385e-09 | 0 | 0% | 0%
6 | 21 | 3 | 1.2337e-09 | 1.5522e-09 | 0 | 0% | 0% | 6 | 21 | 3 | 1.2337e-09 | 1.5404e-09 | 0 | 0% | 0%
6 | 21 | 4 | 2.799e-09 | 3.5215e-09 | 0 | 0% | 0% | 6 | 21 | 4 | 2.799e-09 | 3.4948e-09 | 0 | 0% | 0%
6 | 21 | 5 | 8.0539e-09 | 1.0133e-08 | 0 | 0% | 0% | 6 | 21 | 5 | 8.0539e-09 | 1.0056e-08 | 0 | 0% | 0%
6 | 21 | 6 | 5.5834e-08 | 7.0247e-08 | 0 | 0% | 0% | 6 | 21 | 6 | 5.6268e-08 | 7.0255e-08 | 0 | 0% | 0%
6 | 21 | 7 | 4.7231e-07 | 5.9423e-07 | 56.9664 | 5.697% | 3.385e-06% | 6 | 21 | 7 | 4.7557e-07 | 5.9379e-07 | 56.9664 | 5.697% | 3.383e-06%
6 | 21 | 8 | 3.4304e-06 | 4.316e-06 | 229.3644 | 22.94% | 9.899e-05% | 6 | 21 | 8 | 3.4985e-06 | 4.3681e-06 | 229.3644 | 22.94% | 0.0001002%
6 | 21 | 9 | 2.9735e-05 | 3.7411e-05 | 428.8704 | 42.89% | 0.001604% | 6 | 21 | 9 | 3.0473e-05 | 3.8048e-05 | 428.8704 | 42.89% | 0.001632%
6 | 21 | 10 | 0.0002455 | 0.00030888 | 608.5896 | 60.86% | 0.0188% | 6 | 21 | 10 | 0.00025489 | 0.00031825 | 608.5896 | 60.86% | 0.01937%
6 | 21 | 11 | 0.0006179 | 0.00077741 | 702.7248 | 70.27% | 0.05463% | 6 | 21 | 11 | 0.00063656 | 0.00079479 | 702.7248 | 70.27% | 0.05585%
6 | 21 | 12 | 0.00093983 | 0.0011824 | 770.4672 | 77.05% | 0.0911% | 6 | 21 | 12 | 0.00096783 | 0.0012084 | 770.4672 | 77.05% | 0.0931%
6 | 21 | 13 | 0.00059036 | 0.00074276 | 793.734 | 79.37% | 0.05896% | 6 | 21 | 13 | 0.00060586 | 0.00075646 | 793.734 | 79.37% | 0.06004%
6 | 21 | 14 | 0.00075852 | 0.00095433 | 779.7228 | 77.97% | 0.07441% | 6 | 21 | 14 | 0.00077129 | 0.00096302 | 779.7228 | 77.97% | 0.07509%
6 | 21 | 15 | 0.00037099 | 0.00046677 | 750.516 | 75.05% | 0.03503% | 6 | 21 | 15 | 0.00037531 | 0.0004686 | 750.516 | 75.05% | 0.03517%
6 | 21 | 16 | 0.00037951 | 0.00047748 | 652.1796 | 65.22% | 0.03114% | 6 | 21 | 16 | 0.00037951 | 0.00047385 | 652.1796 | 65.22% | 0.0309%
6 | 21 | 17 | 0.00022731 | 0.00028599 | 504.3048 | 50.43% | 0.01442% | 6 | 21 | 17 | 0.00022731 | 0.00028382 | 504.3048 | 50.43% | 0.01431%
6 | 21 | 18 | 0.00013092 | 0.00016472 | 308.814 | 30.88% | 0.005087% | 6 | 21 | 18 | 0.00013092 | 0.00016347 | 308.814 | 30.88% | 0.005048%
6 | 21 | 19 | 3.9892e-05 | 5.019e-05 | 119.736 | 11.97% | 0.000601% | 6 | 21 | 19 | 3.9892e-05 | 4.9809e-05 | 119.736 | 11.97% | 0.0005964%
6 | 21 | 20 | 8.8415e-06 | 1.1124e-05 | 21.1812 | 2.118% | 2.356e-05% | 6 | 21 | 20 | 8.8415e-06 | 1.1039e-05 | 21.1812 | 2.118% | 2.338e-05%
6 | 21 | 21 | 1.7718e-06 | 2.2292e-06 | 0 | 0% | 0% | 6 | 21 | 21 | 1.7718e-06 | 2.2123e-06 | 0 | 0% | 0%
6 | 21 | 22 | 1.7177e-07 | 2.1611e-07 | 0 | 0% | 0% | 6 | 21 | 22 | 1.7177e-07 | 2.1447e-07 | 0 | 0% | 0%
6 | 21 | 23 | 1.2854e-08 | 1.6173e-08 | 0 | 0% | 0% | 6 | 21 | 23 | 1.2854e-08 | 1.605e-08 | 0 | 0% | 0%
6 | 22 | 0 | 3.5612e-09 | 4.4805e-09 | 0 | 0% | 0% | 6 | 22 | 0 | 3.5612e-09 | 4.4464e-09 | 0 | 0% | 0%
6 | 22 | 1 | 8.5684e-10 | 1.078e-09 | 0 | 0% | 0% | 6 | 22 | 1 | 8.5684e-10 | 1.0698e-09 | 0 | 0% | 0%
6 | 22 | 2 | 0 | 0 | 0 | 0% | 0% | 6 | 22 | 2 | 0 | 0 | 0 | 0% | 0%
6 | 22 | 3 | 0 | 0 | 0 | 0% | 0% | 6 | 22 | 3 | 0 | 0 | 0 | 0% | 0%
6 | 22 | 4 | 9.5464e-10 | 1.2011e-09 | 0 | 0% | 0% | 6 | 22 | 4 | 9.5464e-10 | 1.1919e-09 | 0 | 0% | 0%
6 | 22 | 5 | 3.3876e-09 | 4.2621e-09 | 0 | 0% | 0% | 6 | 22 | 5 | 3.3876e-09 | 4.2296e-09 | 0 | 0% | 0%
6 | 22 | 6 | 1.3056e-08 | 1.6426e-08 | 0 | 0% | 0% | 6 | 22 | 6 | 1.3056e-08 | 1.6301e-08 | 0 | 0% | 0%
6 | 22 | 7 | 6.8692e-08 | 8.6424e-08 | 15.7824 | 1.578% | 1.364e-07% | 6 | 22 | 7 | 6.8692e-08 | 8.5767e-08 | 15.7824 | 1.578% | 1.354e-07%
6 | 22 | 8 | 1.7853e-07 | 2.2461e-07 | 39.2208 | 3.922% | 8.81e-07% | 6 | 22 | 8 | 1.7853e-07 | 2.2291e-07 | 39.2208 | 3.922% | 8.743e-07%
6 | 22 | 9 | 2.8585e-07 | 3.5964e-07 | 104.5668 | 10.46% | 3.761e-06% | 6 | 22 | 9 | 2.8585e-07 | 3.5691e-07 | 104.5668 | 10.46% | 3.732e-06%
6 | 22 | 10 | 3.8134e-07 | 4.7979e-07 | 128.5944 | 12.86% | 6.17e-06% | 6 | 22 | 10 | 3.8687e-07 | 4.8304e-07 | 128.5944 | 12.86% | 6.212e-06%
6 | 22 | 11 | 7.2436e-07 | 9.1135e-07 | 523.8012 | 52.38% | 4.774e-05% | 6 | 22 | 11 | 7.4939e-07 | 9.3568e-07 | 523.8012 | 52.38% | 4.901e-05%
6 | 22 | 12 | 1.6139e-06 | 2.0305e-06 | 390.6012 | 39.06% | 7.931e-05% | 6 | 22 | 12 | 1.6624e-06 | 2.0757e-06 | 390.6012 | 39.06% | 8.108e-05%
6 | 22 | 13 | 3.2564e-06 | 4.0971e-06 | 161.4456 | 16.14% | 6.615e-05% | 6 | 22 | 13 | 3.3425e-06 | 4.1733e-06 | 161.4456 | 16.14% | 6.738e-05%
6 | 22 | 14 | 7.4811e-06 | 9.4123e-06 | 662.514 | 66.25% | 0.0006236% | 6 | 22 | 14 | 7.5763e-06 | 9.4597e-06 | 662.514 | 66.25% | 0.0006267%
6 | 22 | 15 | 2.3914e-05 | 3.0087e-05 | 568.998 | 56.9% | 0.001712% | 6 | 22 | 15 | 2.3914e-05 | 2.9858e-05 | 568.998 | 56.9% | 0.001699%
6 | 22 | 16 | 4.7084e-05 | 5.9239e-05 | 519.4884 | 51.95% | 0.003077% | 6 | 22 | 16 | 4.7356e-05 | 5.9128e-05 | 519.4884 | 51.95% | 0.003072%
6 | 22 | 17 | 8.2467e-05 | 0.00010376 | 497.7636 | 49.78% | 0.005165% | 6 | 22 | 17 | 8.2467e-05 | 0.00010297 | 497.7636 | 49.78% | 0.005125%
6 | 22 | 18 | 5.8808e-05 | 7.3989e-05 | 308.4948 | 30.85% | 0.002283% | 6 | 22 | 18 | 5.8808e-05 | 7.3426e-05 | 308.4948 | 30.85% | 0.002265%
6 | 22 | 19 | 2.6661e-05 | 3.3544e-05 | 130.818 | 13.08% | 0.0004388% | 6 | 22 | 19 | 2.6661e-05 | 3.3288e-05 | 130.818 | 13.08% | 0.0004355%
6 | 22 | 20 | 1.6709e-05 | 2.1023e-05 | 27.5856 | 2.759% | 5.799e-05% | 6 | 22 | 20 | 1.6709e-05 | 2.0863e-05 | 27.5856 | 2.759% | 5.755e-05%
6 | 22 | 21 | 4.0832e-06 | 5.1373e-06 | 0 | 0% | 0% | 6 | 22 | 21 | 4.0832e-06 | 5.0982e-06 | 0 | 0% | 0%
6 | 22 | 22 | 4.1716e-07 | 5.2485e-07 | 0 | 0% | 0% | 6 | 22 | 22 | 4.1716e-07 | 5.2085e-07 | 0 | 0% | 0%
6 | 22 | 23 | 6.9206e-08 | 8.7071e-08 | 0 | 0% | 0% | 6 | 22 | 23 | 6.9206e-08 | 8.6409e-08 | 0 | 0% | 0%
6 | 23 | 0 | 1.2649e-08 | 1.5915e-08 | 0 | 0% | 0% | 6 | 23 | 0 | 1.2649e-08 | 1.5794e-08 | 0 | 0% | 0%
6 | 23 | 1 | 3.6794e-09 | 4.6293e-09 | 0 | 0% | 0% | 6 | 23 | 1 | 3.6794e-09 | 4.5941e-09 | 0 | 0% | 0%
6 | 23 | 2 | 2.291e-09 | 2.8824e-09 | 0 | 0% | 0% | 6 | 23 | 2 | 2.291e-09 | 2.8605e-09 | 0 | 0% | 0%
6 | 23 | 3 | 1.5444e-09 | 1.9431e-09 | 0 | 0% | 0% | 6 | 23 | 3 | 1.5444e-09 | 1.9283e-09 | 0 | 0% | 0%
6 | 23 | 4 | 3.6247e-09 | 4.5604e-09 | 0 | 0% | 0% | 6 | 23 | 4 | 3.6247e-09 | 4.5257e-09 | 0 | 0% | 0%
6 | 23 | 5 | 1.6252e-08 | 2.0447e-08 | 0 | 0% | 0% | 6 | 23 | 5 | 1.6252e-08 | 2.0291e-08 | 0 | 0% | 0%
6 | 23 | 6 | 7.3368e-08 | 9.2308e-08 | 0 | 0% | 0% | 6 | 23 | 6 | 7.3368e-08 | 9.1606e-08 | 0 | 0% | 0%
6 | 23 | 7 | 4.2591e-07 | 5.3585e-07 | 59.1132 | 5.911% | 3.168e-06% | 6 | 23 | 7 | 4.2876e-07 | 5.3535e-07 | 59.1132 | 5.911% | 3.165e-06%
6 | 23 | 8 | 3.1292e-06 | 3.937e-06 | 104.2296 | 10.42% | 4.103e-05% | 6 | 23 | 8 | 3.1501e-06 | 3.9331e-06 | 104.2296 | 10.42% | 4.099e-05%
6 | 23 | 9 | 2.6201e-05 | 3.2965e-05 | 239.7696 | 23.98% | 0.0007904% | 6 | 23 | 9 | 2.6682e-05 | 3.3314e-05 | 239.7696 | 23.98% | 0.0007988%
6 | 23 | 10 | 0.00020943 | 0.0002635 | 302.0928 | 30.21% | 0.00796% | 6 | 23 | 10 | 0.00021404 | 0.00026725 | 302.0928 | 30.21% | 0.008073%
6 | 23 | 11 | 0.00068313 | 0.00085948 | 397.4316 | 39.74% | 0.03416% | 6 | 23 | 11 | 0.00070107 | 0.00087535 | 397.4316 | 39.74% | 0.03479%
6 | 23 | 12 | 0.0022338 | 0.0028105 | 79.5696 | 7.957% | 0.02236% | 6 | 23 | 12 | 0.0022742 | 0.0028395 | 79.5696 | 7.957% | 0.02259%
6 | 23 | 13 | 0.0029947 | 0.0037678 | 691.1304 | 69.11% | 0.2604% | 6 | 23 | 13 | 0.0030336 | 0.0037877 | 691.1304 | 69.11% | 0.2618%
6 | 23 | 14 | 0.0041614 | 0.0052356 | 611.5764 | 61.16% | 0.3202% | 6 | 23 | 14 | 0.004222 | 0.0052715 | 611.5764 | 61.16% | 0.3224%
6 | 23 | 15 | 0.001712 | 0.002154 | 447.1548 | 44.72% | 0.09632% | 6 | 23 | 15 | 0.0017204 | 0.0021481 | 447.1548 | 44.72% | 0.09605%
6 | 23 | 16 | 0.00021743 | 0.00027355 | 645.1752 | 64.52% | 0.01765% | 6 | 23 | 16 | 0.00021858 | 0.00027291 | 645.1752 | 64.52% | 0.01761%
6 | 23 | 17 | 2.9336e-05 | 3.6909e-05 | 483.9648 | 48.4% | 0.001786% | 6 | 23 | 17 | 2.9336e-05 | 3.6628e-05 | 483.9648 | 48.4% | 0.001773%
6 | 23 | 18 | 6.493e-06 | 8.1692e-06 | 192.4992 | 19.25% | 0.0001573% | 6 | 23 | 18 | 6.5308e-06 | 8.1542e-06 | 192.4992 | 19.25% | 0.000157%
6 | 23 | 19 | 2.2809e-06 | 2.8697e-06 | 74.0772 | 7.408% | 2.126e-05% | 6 | 23 | 19 | 2.2809e-06 | 2.8479e-06 | 74.0772 | 7.408% | 2.11e-05%
6 | 23 | 20 | 7.1352e-07 | 8.9772e-07 | 0.762 | 0.0762% | 6.841e-08% | 6 | 23 | 20 | 7.1352e-07 | 8.9089e-07 | 0.762 | 0.0762% | 6.789e-08%
6 | 23 | 21 | 1.629e-07 | 2.0495e-07 | 0 | 0% | 0% | 6 | 23 | 21 | 1.629e-07 | 2.0339e-07 | 0 | 0% | 0%
6 | 23 | 22 | 2.151e-08 | 2.7063e-08 | 0 | 0% | 0% | 6 | 23 | 22 | 2.151e-08 | 2.6857e-08 | 0 | 0% | 0%
6 | 23 | 23 | 2.9456e-09 | 3.7061e-09 | 0 | 0% | 0% | 6 | 23 | 23 | 2.9456e-09 | 3.6779e-09 | 0 | 0% | 0%
6 | 24 | 0 | 1.2033e-09 | 1.5139e-09 | 0 | 0% | 0% | 6 | 24 | 0 | 1.2033e-09 | 1.5024e-09 | 0 | 0% | 0%
6 | 24 | 1 | 0 | 0 | 0 | 0% | 0% | 6 | 24 | 1 | 0 | 0 | 0 | 0% | 0%
6 | 24 | 2 | 0 | 0 | 0 | 0% | 0% | 6 | 24 | 2 | 0 | 0 | 0 | 0% | 0%
6 | 24 | 3 | 0 | 0 | 0 | 0% | 0% | 6 | 24 | 3 | 0 | 0 | 0 | 0% | 0%
6 | 24 | 4 | 0 | 0 | 0 | 0% | 0% | 6 | 24 | 4 | 0 | 0 | 0 | 0% | 0%
6 | 24 | 5 | 5.0716e-10 | 6.3808e-10 | 0 | 0% | 0% | 6 | 24 | 5 | 5.0716e-10 | 6.3323e-10 | 0 | 0% | 0%
6 | 24 | 6 | 4.5426e-09 | 5.7153e-09 | 0 | 0% | 0% | 6 | 24 | 6 | 4.5426e-09 | 5.6718e-09 | 0 | 0% | 0%
6 | 24 | 7 | 1.841e-08 | 2.3163e-08 | 14.7648 | 1.476% | 3.42e-08% | 6 | 24 | 7 | 1.841e-08 | 2.2987e-08 | 14.7648 | 1.476% | 3.394e-08%
6 | 24 | 8 | 7.96e-08 | 1.0015e-07 | 50.3004 | 5.03% | 5.038e-07% | 6 | 24 | 8 | 8.0181e-08 | 1.0011e-07 | 50.3004 | 5.03% | 5.036e-07%
6 | 24 | 9 | 3.9492e-07 | 4.9686e-07 | 85.482 | 8.548% | 4.247e-06% | 6 | 24 | 9 | 4.004e-07 | 4.9994e-07 | 85.482 | 8.548% | 4.274e-06%
6 | 24 | 10 | 2.0934e-06 | 2.6338e-06 | 235.5576 | 23.56% | 6.204e-05% | 6 | 24 | 10 | 2.1223e-06 | 2.6499e-06 | 235.5576 | 23.56% | 6.242e-05%
6 | 24 | 11 | 9.0271e-06 | 1.1357e-05 | 412.8468 | 41.28% | 0.0004689% | 6 | 24 | 11 | 9.0861e-06 | 1.1345e-05 | 412.8468 | 41.28% | 0.0004684%
6 | 24 | 12 | 3.5905e-05 | 4.5174e-05 | 153.1596 | 15.32% | 0.0006919% | 6 | 24 | 12 | 3.6136e-05 | 4.5119e-05 | 153.1596 | 15.32% | 0.000691%
6 | 24 | 13 | 6.6632e-05 | 8.3833e-05 | 322.1484 | 32.21% | 0.002701% | 6 | 24 | 13 | 6.7397e-05 | 8.4151e-05 | 322.1484 | 32.21% | 0.002711%
6 | 24 | 14 | 8.7638e-05 | 0.00011026 | 162.3768 | 16.24% | 0.00179% | 6 | 24 | 14 | 8.818e-05 | 0.0001101 | 162.3768 | 16.24% | 0.001788%
6 | 24 | 15 | 0.00016747 | 0.00021071 | 437.7096 | 43.77% | 0.009223% | 6 | 24 | 15 | 0.00016942 | 0.00021153 | 437.7096 | 43.77% | 0.009259%
6 | 24 | 16 | 0.00020032 | 0.00025203 | 292.5588 | 29.26% | 0.007373% | 6 | 24 | 16 | 0.00020147 | 0.00025155 | 292.5588 | 29.26% | 0.007359%
6 | 24 | 17 | 8.6563e-05 | 0.00010891 | 213.0984 | 21.31% | 0.002321% | 6 | 24 | 17 | 8.7584e-05 | 0.00010936 | 213.0984 | 21.31% | 0.00233%
6 | 24 | 18 | 4.139e-05 | 5.2075e-05 | 148.2816 | 14.83% | 0.0007722% | 6 | 24 | 18 | 4.139e-05 | 5.1679e-05 | 148.2816 | 14.83% | 0.0007663%
6 | 24 | 19 | 7.4736e-06 | 9.4029e-06 | 83.4768 | 8.348% | 7.849e-05% | 6 | 24 | 19 | 7.4736e-06 | 9.3314e-06 | 83.4768 | 8.348% | 7.79e-05%
6 | 24 | 20 | 3.2326e-06 | 4.0671e-06 | 16.5156 | 1.652% | 6.717e-06% | 6 | 24 | 20 | 3.2326e-06 | 4.0362e-06 | 16.5156 | 1.652% | 6.666e-06%
6 | 24 | 21 | 5.6414e-07 | 7.0978e-07 | 0 | 0% | 0% | 6 | 24 | 21 | 5.6414e-07 | 7.0438e-07 | 0 | 0% | 0%
6 | 24 | 22 | 3.2847e-08 | 4.1327e-08 | 0 | 0% | 0% | 6 | 24 | 22 | 3.2847e-08 | 4.1013e-08 | 0 | 0% | 0%
6 | 24 | 23 | 5.804e-09 | 7.3023e-09 | 0 | 0% | 0% | 6 | 24 | 23 | 5.804e-09 | 7.2468e-09 | 0 | 0% | 0%
6 | 25 | 0 | 0 | 0 | 0 | 0% | 0% | 6 | 25 | 0 | 0 | 0 | 0 | 0% | 0%
6 | 25 | 1 | 0 | 0 | 0 | 0% | 0% | 6 | 25 | 1 | 0 | 0 | 0 | 0% | 0%
6 | 25 | 2 | 0 | 0 | 0 | 0% | 0% | 6 | 25 | 2 | 0 | 0 | 0 | 0% | 0%
6 | 25 | 3 | 0 | 0 | 0 | 0% | 0% | 6 | 25 | 3 | 0 | 0 | 0 | 0% | 0%
6 | 25 | 4 | 0 | 0 | 0 | 0% | 0% | 6 | 25 | 4 | 0 | 0 | 0 | 0% | 0%
6 | 25 | 5 | 0 | 0 | 0 | 0% | 0% | 6 | 25 | 5 | 0 | 0 | 0 | 0% | 0%
6 | 25 | 6 | 0 | 0 | 0 | 0% | 0% | 6 | 25 | 6 | 0 | 0 | 0 | 0% | 0%
6 | 25 | 7 | 0 | 0 | 20.5908 | 2.059% | 0% | 6 | 25 | 7 | 0 | 0 | 20.5908 | 2.059% | 0%
6 | 25 | 8 | 6.8199e-09 | 8.5805e-09 | 207.81 | 20.78% | 1.783e-07% | 6 | 25 | 8 | 6.9965e-09 | 8.7357e-09 | 207.81 | 20.78% | 1.815e-07%
6 | 25 | 9 | 9.8479e-08 | 1.239e-07 | 386.3484 | 38.63% | 4.787e-06% | 6 | 25 | 9 | 1.0168e-07 | 1.2695e-07 | 386.3484 | 38.63% | 4.905e-06%
6 | 25 | 10 | 7.1453e-07 | 8.9899e-07 | 497.6364 | 49.76% | 4.474e-05% | 6 | 25 | 10 | 7.4465e-07 | 9.2975e-07 | 497.6364 | 49.76% | 4.627e-05%
6 | 25 | 11 | 1.987e-06 | 2.5e-06 | 543.4944 | 54.35% | 0.0001359% | 6 | 25 | 11 | 2.0807e-06 | 2.5979e-06 | 543.4944 | 54.35% | 0.0001412%
6 | 25 | 12 | 8.3467e-06 | 1.0501e-05 | 545.6292 | 54.56% | 0.000573% | 6 | 25 | 12 | 8.6239e-06 | 1.0768e-05 | 545.6292 | 54.56% | 0.0005875%
6 | 25 | 13 | 2.1188e-05 | 2.6657e-05 | 366.5532 | 36.66% | 0.0009771% | 6 | 25 | 13 | 2.2e-05 | 2.7468e-05 | 366.5532 | 36.66% | 0.001007%
6 | 25 | 14 | 4.2429e-05 | 5.3382e-05 | 377.4456 | 37.74% | 0.002015% | 6 | 25 | 14 | 4.3657e-05 | 5.4509e-05 | 377.4456 | 37.74% | 0.002057%
6 | 25 | 15 | 8.1096e-05 | 0.00010203 | 740.5044 | 74.05% | 0.007555% | 6 | 25 | 15 | 8.2531e-05 | 0.00010305 | 740.5044 | 74.05% | 0.007631%
6 | 25 | 16 | 0.00014308 | 0.00018002 | 629.4684 | 62.95% | 0.01133% | 6 | 25 | 16 | 0.00014464 | 0.00018059 | 629.4684 | 62.95% | 0.01137%
6 | 25 | 17 | 0.0001082 | 0.00013614 | 448.7388 | 44.87% | 0.006109% | 6 | 25 | 17 | 0.0001082 | 0.0001351 | 448.7388 | 44.87% | 0.006063%
6 | 25 | 18 | 3.845e-05 | 4.8376e-05 | 258.8064 | 25.88% | 0.001252% | 6 | 25 | 18 | 3.845e-05 | 4.8008e-05 | 258.8064 | 25.88% | 0.001242%
6 | 25 | 19 | 9.8635e-06 | 1.241e-05 | 116.8284 | 11.68% | 0.000145% | 6 | 25 | 19 | 9.8635e-06 | 1.2315e-05 | 116.8284 | 11.68% | 0.0001439%
6 | 25 | 20 | 3.7058e-06 | 4.6625e-06 | 26.2344 | 2.623% | 1.223e-05% | 6 | 25 | 20 | 3.7058e-06 | 4.627e-06 | 26.2344 | 2.623% | 1.214e-05%
6 | 25 | 21 | 4.8906e-07 | 6.1531e-07 | 0 | 0% | 0% | 6 | 25 | 21 | 4.8906e-07 | 6.1063e-07 | 0 | 0% | 0%
6 | 25 | 22 | 5.2344e-08 | 6.5857e-08 | 0 | 0% | 0% | 6 | 25 | 22 | 5.2344e-08 | 6.5356e-08 | 0 | 0% | 0%
6 | 25 | 23 | 5.6683e-09 | 7.1315e-09 | 0 | 0% | 0% | 6 | 25 | 23 | 5.6683e-09 | 7.0773e-09 | 0 | 0% | 0%
6 | 26 | 0 | 5.4866e-10 | 6.903e-10 | 0 | 0% | 0% | 6 | 26 | 0 | 5.4866e-10 | 6.8505e-10 | 0 | 0% | 0%
6 | 26 | 1 | 0 | 0 | 0 | 0% | 0% | 6 | 26 | 1 | 0 | 0 | 0 | 0% | 0%
6 | 26 | 2 | 0 | 0 | 0 | 0% | 0% | 6 | 26 | 2 | 0 | 0 | 0 | 0% | 0%
6 | 26 | 3 | 0 | 0 | 0 | 0% | 0% | 6 | 26 | 3 | 0 | 0 | 0 | 0% | 0%
6 | 26 | 4 | 0 | 0 | 0 | 0% | 0% | 6 | 26 | 4 | 0 | 0 | 0 | 0% | 0%
6 | 26 | 5 | 0 | 0 | 0 | 0% | 0% | 6 | 26 | 5 | 0 | 0 | 0 | 0% | 0%
6 | 26 | 6 | 0 | 0 | 0 | 0% | 0% | 6 | 26 | 6 | 0 | 0 | 0 | 0% | 0%
6 | 26 | 7 | 0 | 0 | 59.2116 | 5.921% | 0% | 6 | 26 | 7 | 0 | 0 | 59.2116 | 5.921% | 0%
6 | 26 | 8 | 8.9237e-09 | 1.1227e-08 | 215.5596 | 21.56% | 2.42e-07% | 6 | 26 | 8 | 9.0675e-09 | 1.1322e-08 | 215.5596 | 21.56% | 2.44e-07%
6 | 26 | 9 | 1.3948e-07 | 1.7548e-07 | 315 | 31.5% | 5.528e-06% | 6 | 26 | 9 | 1.4362e-07 | 1.7932e-07 | 315 | 31.5% | 5.648e-06%
6 | 26 | 10 | 9.7194e-07 | 1.2228e-06 | 555.7392 | 55.57% | 6.796e-05% | 6 | 26 | 10 | 1.0076e-06 | 1.258e-06 | 555.7392 | 55.57% | 6.991e-05%
6 | 26 | 11 | 8.7374e-06 | 1.0993e-05 | 672.7428 | 67.27% | 0.0007395% | 6 | 26 | 11 | 9.0271e-06 | 1.1271e-05 | 672.7428 | 67.27% | 0.0007583%
6 | 26 | 12 | 3.4764e-05 | 4.3738e-05 | 633.8964 | 63.39% | 0.002773% | 6 | 26 | 12 | 3.5669e-05 | 4.4536e-05 | 633.8964 | 63.39% | 0.002823%
6 | 26 | 13 | 8.8687e-05 | 0.00011158 | 561.8076 | 56.18% | 0.006269% | 6 | 26 | 13 | 9.0864e-05 | 0.00011345 | 561.8076 | 56.18% | 0.006374%
6 | 26 | 14 | 9.9916e-05 | 0.00012571 | 773.6568 | 77.37% | 0.009726% | 6 | 26 | 14 | 0.00010221 | 0.00012761 | 773.6568 | 77.37% | 0.009873%
6 | 26 | 15 | 7.3321e-05 | 9.2248e-05 | 710.3124 | 71.03% | 0.006553% | 6 | 26 | 15 | 7.4966e-05 | 9.3601e-05 | 710.3124 | 71.03% | 0.006649%
6 | 26 | 16 | 7.0888e-05 | 8.9187e-05 | 610.2864 | 61.03% | 0.005443% | 6 | 26 | 16 | 7.0888e-05 | 8.8509e-05 | 610.2864 | 61.03% | 0.005402%
6 | 26 | 17 | 6.5854e-05 | 8.2854e-05 | 441.1272 | 44.11% | 0.003655% | 6 | 26 | 17 | 6.6227e-05 | 8.269e-05 | 441.1272 | 44.11% | 0.003648%
6 | 26 | 18 | 4.6527e-05 | 5.8538e-05 | 290.7996 | 29.08% | 0.001702% | 6 | 26 | 18 | 4.6527e-05 | 5.8093e-05 | 290.7996 | 29.08% | 0.001689%
6 | 26 | 19 | 1.6112e-05 | 2.0272e-05 | 47.9184 | 4.792% | 9.714e-05% | 6 | 26 | 19 | 1.6112e-05 | 2.0118e-05 | 47.9184 | 4.792% | 9.64e-05%
6 | 26 | 20 | 9.3103e-06 | 1.1714e-05 | 25.8828 | 2.588% | 3.032e-05% | 6 | 26 | 20 | 9.3103e-06 | 1.1625e-05 | 25.8828 | 2.588% | 3.009e-05%
6 | 26 | 21 | 1.8502e-06 | 2.3279e-06 | 0 | 0% | 0% | 6 | 26 | 21 | 1.8502e-06 | 2.3102e-06 | 0 | 0% | 0%
6 | 26 | 22 | 2.2992e-07 | 2.8927e-07 | 0 | 0% | 0% | 6 | 26 | 22 | 2.2992e-07 | 2.8707e-07 | 0 | 0% | 0%
6 | 26 | 23 | 2.3084e-08 | 2.9043e-08 | 0 | 0% | 0% | 6 | 26 | 23 | 2.3084e-08 | 2.8822e-08 | 0 | 0% | 0%
6 | 27 | 0 | 4.6628e-09 | 5.8665e-09 | 0 | 0% | 0% | 6 | 27 | 0 | 4.6628e-09 | 5.8218e-09 | 0 | 0% | 0%
6 | 27 | 1 | 1.1209e-09 | 1.4102e-09 | 0 | 0% | 0% | 6 | 27 | 1 | 1.1209e-09 | 1.3995e-09 | 0 | 0% | 0%
6 | 27 | 2 | 5.0344e-10 | 6.334e-10 | 0 | 0% | 0% | 6 | 27 | 2 | 5.0344e-10 | 6.2858e-10 | 0 | 0% | 0%
6 | 27 | 3 | 0 | 0 | 0 | 0% | 0% | 6 | 27 | 3 | 0 | 0 | 0 | 0% | 0%
6 | 27 | 4 | 8.9763e-10 | 1.1294e-09 | 0 | 0% | 0% | 6 | 27 | 4 | 8.9763e-10 | 1.1208e-09 | 0 | 0% | 0%
6 | 27 | 5 | 2.7324e-09 | 3.4378e-09 | 0 | 0% | 0% | 6 | 27 | 5 | 2.7324e-09 | 3.4117e-09 | 0 | 0% | 0%
6 | 27 | 6 | 1.1336e-08 | 1.4262e-08 | 0 | 0% | 0% | 6 | 27 | 6 | 1.1336e-08 | 1.4153e-08 | 0 | 0% | 0%
6 | 27 | 7 | 6.2788e-08 | 7.8997e-08 | 28.152 | 2.815% | 2.224e-07% | 6 | 27 | 7 | 6.3757e-08 | 7.9606e-08 | 28.152 | 2.815% | 2.241e-07%
6 | 27 | 8 | 4.8255e-07 | 6.0712e-07 | 115.236 | 11.52% | 6.996e-06% | 6 | 27 | 8 | 4.8931e-07 | 6.1095e-07 | 115.236 | 11.52% | 7.04e-06%
6 | 27 | 9 | 2.137e-06 | 2.6886e-06 | 254.6208 | 25.46% | 6.846e-05% | 6 | 27 | 9 | 2.1805e-06 | 2.7225e-06 | 254.6208 | 25.46% | 6.932e-05%
6 | 27 | 10 | 9.1433e-06 | 1.1504e-05 | 404.4276 | 40.44% | 0.0004652% | 6 | 27 | 10 | 9.4381e-06 | 1.1784e-05 | 404.4276 | 40.44% | 0.0004766%
6 | 27 | 11 | 2.991e-05 | 3.7632e-05 | 678.5544 | 67.86% | 0.002554% | 6 | 27 | 11 | 3.1031e-05 | 3.8745e-05 | 678.5544 | 67.86% | 0.002629%
6 | 27 | 12 | 4.63e-05 | 5.8253e-05 | 748.674 | 74.87% | 0.004361% | 6 | 27 | 12 | 4.768e-05 | 5.9533e-05 | 748.674 | 74.87% | 0.004457%
6 | 27 | 13 | 8.9769e-05 | 0.00011294 | 580.152 | 58.02% | 0.006552% | 6 | 27 | 13 | 9.2534e-05 | 0.00011554 | 580.152 | 58.02% | 0.006703%
6 | 27 | 14 | 0.00014627 | 0.00018403 | 594.48 | 59.45% | 0.01094% | 6 | 27 | 14 | 0.00014962 | 0.00018682 | 594.48 | 59.45% | 0.01111%
6 | 27 | 15 | 0.00023241 | 0.00029241 | 667.422 | 66.74% | 0.01952% | 6 | 27 | 15 | 0.00023621 | 0.00029493 | 667.422 | 66.74% | 0.01968%
6 | 27 | 16 | 9.9872e-05 | 0.00012565 | 531.5808 | 53.16% | 0.00668% | 6 | 27 | 16 | 0.00010102 | 0.00012613 | 531.5808 | 53.16% | 0.006705%
6 | 27 | 17 | 6.2471e-05 | 7.8598e-05 | 206.2644 | 20.63% | 0.001621% | 6 | 27 | 17 | 6.2471e-05 | 7.8001e-05 | 206.2644 | 20.63% | 0.001609%
6 | 27 | 18 | 1.583e-05 | 1.9917e-05 | 242.1432 | 24.21% | 0.0004823% | 6 | 27 | 18 | 1.583e-05 | 1.9765e-05 | 242.1432 | 24.21% | 0.0004786%
6 | 27 | 19 | 4.736e-06 | 5.9586e-06 | 4.3428 | 0.4343% | 2.588e-06% | 6 | 27 | 19 | 4.736e-06 | 5.9132e-06 | 4.3428 | 0.4343% | 2.568e-06%
6 | 27 | 20 | 3.9038e-06 | 4.9116e-06 | 3.6468 | 0.3647% | 1.791e-06% | 6 | 27 | 20 | 3.9038e-06 | 4.8742e-06 | 3.6468 | 0.3647% | 1.778e-06%
6 | 27 | 21 | 5.2122e-07 | 6.5578e-07 | 0 | 0% | 0% | 6 | 27 | 21 | 5.2122e-07 | 6.5079e-07 | 0 | 0% | 0%
6 | 27 | 22 | 3.8974e-08 | 4.9035e-08 | 0 | 0% | 0% | 6 | 27 | 22 | 3.8974e-08 | 4.8662e-08 | 0 | 0% | 0%
6 | 27 | 23 | 5.8491e-09 | 7.3591e-09 | 0 | 0% | 0% | 6 | 27 | 23 | 5.8491e-09 | 7.3031e-09 | 0 | 0% | 0%
6 | 28 | 0 | 1.2135e-09 | 1.5268e-09 | 0 | 0% | 0% | 6 | 28 | 0 | 1.2135e-09 | 1.5152e-09 | 0 | 0% | 0%
6 | 28 | 1 | 0 | 0 | 0 | 0% | 0% | 6 | 28 | 1 | 0 | 0 | 0 | 0% | 0%
6 | 28 | 2 | 0 | 0 | 0 | 0% | 0% | 6 | 28 | 2 | 0 | 0 | 0 | 0% | 0%
6 | 28 | 3 | 0 | 0 | 0 | 0% | 0% | 6 | 28 | 3 | 0 | 0 | 0 | 0% | 0%
6 | 28 | 4 | 0 | 0 | 0 | 0% | 0% | 6 | 28 | 4 | 0 | 0 | 0 | 0% | 0%
6 | 28 | 5 | 0 | 0 | 0 | 0% | 0% | 6 | 28 | 5 | 0 | 0 | 0 | 0% | 0%
6 | 28 | 6 | 1.8808e-09 | 2.3664e-09 | 0 | 0% | 0% | 6 | 28 | 6 | 1.8808e-09 | 2.3484e-09 | 0 | 0% | 0%
6 | 28 | 7 | 1.4168e-08 | 1.7826e-08 | 59.1264 | 5.913% | 1.054e-07% | 6 | 28 | 7 | 1.4276e-08 | 1.7825e-08 | 59.1264 | 5.913% | 1.054e-07%
6 | 28 | 8 | 1.1755e-07 | 1.4789e-07 | 187.1652 | 18.72% | 2.768e-06% | 6 | 28 | 8 | 1.1932e-07 | 1.4898e-07 | 187.1652 | 18.72% | 2.788e-06%
6 | 28 | 9 | 6.993e-07 | 8.7982e-07 | 375.306 | 37.53% | 3.302e-05% | 6 | 28 | 9 | 7.1428e-07 | 8.9183e-07 | 375.306 | 37.53% | 3.347e-05%
6 | 28 | 10 | 5.3545e-06 | 6.7367e-06 | 355.9824 | 35.6% | 0.0002398% | 6 | 28 | 10 | 5.4953e-06 | 6.8614e-06 | 355.9824 | 35.6% | 0.0002443%
6 | 28 | 11 | 3.456e-05 | 4.3481e-05 | 583.4148 | 58.34% | 0.002537% | 6 | 28 | 11 | 3.5458e-05 | 4.4272e-05 | 583.4148 | 58.34% | 0.002583%
6 | 28 | 12 | 0.00011794 | 0.00014839 | 664.152 | 66.42% | 0.009855% | 6 | 28 | 12 | 0.0001211 | 0.00015121 | 664.152 | 66.42% | 0.01004%
6 | 28 | 13 | 0.00029661 | 0.00037318 | 631.2864 | 63.13% | 0.02356% | 6 | 28 | 13 | 0.00030321 | 0.00037858 | 631.2864 | 63.13% | 0.0239%
6 | 28 | 14 | 0.00053107 | 0.00066816 | 712.1076 | 71.21% | 0.04758% | 6 | 28 | 14 | 0.00053984 | 0.00067403 | 712.1076 | 71.21% | 0.048%
6 | 28 | 15 | 0.00075074 | 0.00094454 | 295.1568 | 29.52% | 0.02788% | 6 | 28 | 15 | 0.00075885 | 0.00094748 | 295.1568 | 29.52% | 0.02797%
6 | 28 | 16 | 0.00054254 | 0.0006826 | 231.0132 | 23.1% | 0.01577% | 6 | 28 | 16 | 0.00054565 | 0.00068129 | 231.0132 | 23.1% | 0.01574%
6 | 28 | 17 | 0.00040032 | 0.00050367 | 167.4552 | 16.75% | 0.008434% | 6 | 28 | 17 | 0.00040032 | 0.00049984 | 167.4552 | 16.75% | 0.00837%
6 | 28 | 18 | 0.00011601 | 0.00014596 | 59.316 | 5.932% | 0.0008658% | 6 | 28 | 18 | 0.00011601 | 0.00014485 | 59.316 | 5.932% | 0.0008592%
6 | 28 | 19 | 1.6112e-05 | 2.0272e-05 | 93.4644 | 9.346% | 0.0001895% | 6 | 28 | 19 | 1.6112e-05 | 2.0118e-05 | 93.4644 | 9.346% | 0.000188%
6 | 28 | 20 | 3.4732e-06 | 4.3698e-06 | 19.1844 | 1.918% | 8.383e-06% | 6 | 28 | 20 | 3.4732e-06 | 4.3366e-06 | 19.1844 | 1.918% | 8.319e-06%
6 | 28 | 21 | 4.3748e-07 | 5.5042e-07 | 0 | 0% | 0% | 6 | 28 | 21 | 4.3748e-07 | 5.4623e-07 | 0 | 0% | 0%
6 | 28 | 22 | 2.475e-08 | 3.114e-08 | 0 | 0% | 0% | 6 | 28 | 22 | 2.475e-08 | 3.0903e-08 | 0 | 0% | 0%
6 | 28 | 23 | 2.3732e-09 | 2.9858e-09 | 0 | 0% | 0% | 6 | 28 | 23 | 2.3732e-09 | 2.9631e-09 | 0 | 0% | 0%
6 | 29 | 0 | 0 | 0 | 0 | 0% | 0% | 6 | 29 | 0 | 0 | 0 | 0 | 0% | 0%
6 | 29 | 1 | 0 | 0 | 0 | 0% | 0% | 6 | 29 | 1 | 0 | 0 | 0 | 0% | 0%
6 | 29 | 2 | 0 | 0 | 0 | 0% | 0% | 6 | 29 | 2 | 0 | 0 | 0 | 0% | 0%
6 | 29 | 3 | 0 | 0 | 0 | 0% | 0% | 6 | 29 | 3 | 0 | 0 | 0 | 0% | 0%
6 | 29 | 4 | 0 | 0 | 0 | 0% | 0% | 6 | 29 | 4 | 0 | 0 | 0 | 0% | 0%
6 | 29 | 5 | 0 | 0 | 0 | 0% | 0% | 6 | 29 | 5 | 0 | 0 | 0 | 0% | 0%
6 | 29 | 6 | 0 | 0 | 0 | 0% | 0% | 6 | 29 | 6 | 0 | 0 | 0 | 0% | 0%
6 | 29 | 7 | 1.2448e-09 | 1.5662e-09 | 56.1552 | 5.616% | 8.795e-09% | 6 | 29 | 7 | 1.2448e-09 | 1.5542e-09 | 56.1552 | 5.616% | 8.728e-09%
6 | 29 | 8 | 3.4811e-09 | 4.3798e-09 | 213.8256 | 21.38% | 9.365e-08% | 6 | 29 | 8 | 3.5364e-09 | 4.4155e-09 | 213.8256 | 21.38% | 9.441e-08%
6 | 29 | 9 | 1.4646e-08 | 1.8426e-08 | 396.4224 | 39.64% | 7.305e-07% | 6 | 29 | 9 | 1.514e-08 | 1.8904e-08 | 396.4224 | 39.64% | 7.494e-07%
6 | 29 | 10 | 3.5283e-08 | 4.4391e-08 | 572.4456 | 57.24% | 2.541e-06% | 6 | 29 | 10 | 3.6385e-08 | 4.543e-08 | 572.4456 | 57.24% | 2.601e-06%
6 | 29 | 11 | 1.4571e-07 | 1.8332e-07 | 428.1156 | 42.81% | 7.848e-06% | 6 | 29 | 11 | 1.5136e-07 | 1.8899e-07 | 428.1156 | 42.81% | 8.091e-06%
6 | 29 | 12 | 3.4218e-07 | 4.3052e-07 | 592.0692 | 59.21% | 2.549e-05% | 6 | 29 | 12 | 3.5246e-07 | 4.4007e-07 | 592.0692 | 59.21% | 2.606e-05%
6 | 29 | 13 | 9.3269e-07 | 1.1735e-06 | 609.3756 | 60.94% | 7.151e-05% | 6 | 29 | 13 | 9.457e-07 | 1.1808e-06 | 609.3756 | 60.94% | 7.195e-05%
6 | 29 | 14 | 1.5249e-06 | 1.9185e-06 | 672.4068 | 67.24% | 0.000129% | 6 | 29 | 14 | 1.5472e-06 | 1.9318e-06 | 672.4068 | 67.24% | 0.0001299%
6 | 29 | 15 | 1.7999e-06 | 2.2645e-06 | 625.0152 | 62.5% | 0.0001415% | 6 | 29 | 15 | 1.8269e-06 | 2.2811e-06 | 625.0152 | 62.5% | 0.0001426%
6 | 29 | 16 | 4.1394e-06 | 5.208e-06 | 503.2188 | 50.32% | 0.0002621% | 6 | 29 | 16 | 4.1678e-06 | 5.2038e-06 | 503.2188 | 50.32% | 0.0002619%
6 | 29 | 17 | 1.4597e-06 | 1.8365e-06 | 362.2008 | 36.22% | 6.652e-05% | 6 | 29 | 17 | 1.4597e-06 | 1.8226e-06 | 362.2008 | 36.22% | 6.601e-05%
6 | 29 | 18 | 4.8923e-07 | 6.1552e-07 | 190.5852 | 19.06% | 1.173e-05% | 6 | 29 | 18 | 4.8923e-07 | 6.1084e-07 | 190.5852 | 19.06% | 1.164e-05%
6 | 29 | 19 | 1.8525e-07 | 2.3307e-07 | 114.7008 | 11.47% | 2.673e-06% | 6 | 29 | 19 | 1.8525e-07 | 2.313e-07 | 114.7008 | 11.47% | 2.653e-06%
6 | 29 | 20 | 5.4522e-08 | 6.8597e-08 | 16.2996 | 1.63% | 1.118e-07% | 6 | 29 | 20 | 5.4522e-08 | 6.8076e-08 | 16.2996 | 1.63% | 1.11e-07%
6 | 29 | 21 | 1.6684e-08 | 2.0992e-08 | 0 | 0% | 0% | 6 | 29 | 21 | 1.6684e-08 | 2.0832e-08 | 0 | 0% | 0%
6 | 29 | 22 | 9.6275e-10 | 1.2113e-09 | 0 | 0% | 0% | 6 | 29 | 22 | 9.6275e-10 | 1.2021e-09 | 0 | 0% | 0%
6 | 29 | 23 | 0 | 0 | 0 | 0% | 0% | 6 | 29 | 23 | 0 | 0 | 0 | 0% | 0%
6 | 30 | 0 | 0 | 0 | 0 | 0% | 0% | 6 | 30 | 0 | 0 | 0 | 0 | 0% | 0%
6 | 30 | 1 | 0 | 0 | 0 | 0% | 0% | 6 | 30 | 1 | 0 | 0 | 0 | 0% | 0%
6 | 30 | 2 | 0 | 0 | 0 | 0% | 0% | 6 | 30 | 2 | 0 | 0 | 0 | 0% | 0%
6 | 30 | 3 | 0 | 0 | 0 | 0% | 0% | 6 | 30 | 3 | 0 | 0 | 0 | 0% | 0%
6 | 30 | 4 | 0 | 0 | 0 | 0% | 0% | 6 | 30 | 4 | 0 | 0 | 0 | 0% | 0%
6 | 30 | 5 | 0 | 0 | 0 | 0% | 0% | 6 | 30 | 5 | 0 | 0 | 0 | 0% | 0%
6 | 30 | 6 | 0 | 0 | 0 | 0% | 0% | 6 | 30 | 6 | 0 | 0 | 0 | 0% | 0%
6 | 30 | 7 | 1.3496e-10 | 1.6981e-10 | 45.1956 | 4.52% | 7.674e-10% | 6 | 30 | 7 | 1.4831e-10 | 1.8518e-10 | 45.1956 | 4.52% | 8.369e-10%
6 | 30 | 8 | 2.336e-09 | 2.939e-09 | 100.7016 | 10.07% | 2.96e-08% | 6 | 30 | 8 | 2.3561e-09 | 2.9418e-09 | 100.7016 | 10.07% | 2.962e-08%
6 | 30 | 9 | 1.2972e-08 | 1.6321e-08 | 187.1592 | 18.72% | 3.055e-07% | 6 | 30 | 9 | 1.3291e-08 | 1.6595e-08 | 187.1592 | 18.72% | 3.106e-07%
6 | 30 | 10 | 5.5474e-08 | 6.9794e-08 | 443.2164 | 44.32% | 3.093e-06% | 6 | 30 | 10 | 5.7211e-08 | 7.1432e-08 | 443.2164 | 44.32% | 3.166e-06%
6 | 30 | 11 | 2.2551e-07 | 2.8372e-07 | 468.1728 | 46.82% | 1.328e-05% | 6 | 30 | 11 | 2.3185e-07 | 2.8948e-07 | 468.1728 | 46.82% | 1.355e-05%
6 | 30 | 12 | 8.0481e-07 | 1.0126e-06 | 564.1332 | 56.41% | 5.712e-05% | 6 | 30 | 12 | 8.2745e-07 | 1.0331e-06 | 564.1332 | 56.41% | 5.828e-05%
6 | 30 | 13 | 2.3307e-06 | 2.9324e-06 | 512.2788 | 51.23% | 0.0001502% | 6 | 30 | 13 | 2.3782e-06 | 2.9694e-06 | 512.2788 | 51.23% | 0.0001521%
6 | 30 | 14 | 7.0728e-06 | 8.8986e-06 | 451.5708 | 45.16% | 0.0004018% | 6 | 30 | 14 | 7.117e-06 | 8.8862e-06 | 451.5708 | 45.16% | 0.0004013%
6 | 30 | 15 | 1.1164e-05 | 1.4047e-05 | 608.9064 | 60.89% | 0.0008553% | 6 | 30 | 15 | 1.1305e-05 | 1.4115e-05 | 608.9064 | 60.89% | 0.0008595%
6 | 30 | 16 | 9.2611e-06 | 1.1652e-05 | 545.5872 | 54.56% | 0.0006357% | 6 | 30 | 16 | 9.2611e-06 | 1.1563e-05 | 545.5872 | 54.56% | 0.0006309%
6 | 30 | 17 | 4.4885e-06 | 5.6472e-06 | 390.2748 | 39.03% | 0.0002204% | 6 | 30 | 17 | 4.4885e-06 | 5.6043e-06 | 390.2748 | 39.03% | 0.0002187%
6 | 30 | 18 | 1.736e-06 | 2.1841e-06 | 217.7916 | 21.78% | 4.757e-05% | 6 | 30 | 18 | 1.736e-06 | 2.1675e-06 | 217.7916 | 21.78% | 4.721e-05%
6 | 30 | 19 | 2.859e-07 | 3.5971e-07 | 137.34 | 13.73% | 4.94e-06% | 6 | 30 | 19 | 2.859e-07 | 3.5697e-07 | 137.34 | 13.73% | 4.903e-06%
6 | 30 | 20 | 2.2353e-07 | 2.8124e-07 | 26.0856 | 2.609% | 7.336e-07% | 6 | 30 | 20 | 2.2353e-07 | 2.791e-07 | 26.0856 | 2.609% | 7.28e-07%
6 | 30 | 21 | 5.1114e-08 | 6.4309e-08 | 0 | 0% | 0% | 6 | 30 | 21 | 5.1114e-08 | 6.382e-08 | 0 | 0% | 0%
6 | 30 | 22 | 6.7519e-09 | 8.495e-09 | 0 | 0% | 0% | 6 | 30 | 22 | 6.7519e-09 | 8.4304e-09 | 0 | 0% | 0%
6 | 30 | 23 | 0 | 0 | 0 | 0% | 0% | 6 | 30 | 23 | 0 | 0 | 0 | 0% | 0%
7 | 1 | 0 | 0 | 0 | 0 | 0% | 0% | 7 | 1 | 0 | 0 | 0 | 0 | 0% | 0%
7 | 1 | 1 | 0 | 0 | 0 | 0% | 0% | 7 | 1 | 1 | 0 | 0 | 0 | 0% | 0%
7 | 1 | 2 | 0 | 0 | 0 | 0% | 0% | 7 | 1 | 2 | 0 | 0 | 0 | 0% | 0%
7 | 1 | 3 | 0 | 0 | 0 | 0% | 0% | 7 | 1 | 3 | 0 | 0 | 0 | 0% | 0%
7 | 1 | 4 | 0 | 0 | 0 | 0% | 0% | 7 | 1 | 4 | 0 | 0 | 0 | 0% | 0%
7 | 1 | 5 | 0 | 0 | 0 | 0% | 0% | 7 | 1 | 5 | 0 | 0 | 0 | 0% | 0%
7 | 1 | 6 | 0 | 0 | 0 | 0% | 0% | 7 | 1 | 6 | 0 | 0 | 0 | 0% | 0%
7 | 1 | 7 | 0 | 0 | 55.0596 | 5.506% | 0% | 7 | 1 | 7 | 0 | 0 | 55.0596 | 5.506% | 0%
7 | 1 | 8 | 1.2357e-09 | 1.5547e-09 | 87.312 | 8.731% | 1.357e-08% | 7 | 1 | 8 | 1.2578e-09 | 1.5705e-09 | 87.312 | 8.731% | 1.371e-08%
7 | 1 | 9 | 5.5034e-09 | 6.9241e-09 | 259.416 | 25.94% | 1.796e-07% | 7 | 1 | 9 | 5.6353e-09 | 7.0362e-09 | 259.416 | 25.94% | 1.825e-07%
7 | 1 | 10 | 1.4437e-08 | 1.8164e-08 | 442.0452 | 44.2% | 8.029e-07% | 7 | 1 | 10 | 1.4798e-08 | 1.8476e-08 | 442.0452 | 44.2% | 8.167e-07%
7 | 1 | 11 | 3.674e-08 | 4.6224e-08 | 485.8044 | 48.58% | 2.246e-06% | 7 | 1 | 11 | 3.8203e-08 | 4.7699e-08 | 485.8044 | 48.58% | 2.317e-06%
7 | 1 | 12 | 7.3632e-08 | 9.264e-08 | 627.786 | 62.78% | 5.816e-06% | 7 | 1 | 12 | 7.5807e-08 | 9.4651e-08 | 627.786 | 62.78% | 5.942e-06%
7 | 1 | 13 | 1.8855e-07 | 2.3723e-07 | 643.512 | 64.35% | 1.527e-05% | 7 | 1 | 13 | 1.9558e-07 | 2.442e-07 | 643.512 | 64.35% | 1.571e-05%
7 | 1 | 14 | 3.5792e-07 | 4.5032e-07 | 705.5616 | 70.56% | 3.177e-05% | 7 | 1 | 14 | 3.6317e-07 | 4.5344e-07 | 705.5616 | 70.56% | 3.199e-05%
7 | 1 | 15 | 5.6136e-07 | 7.0627e-07 | 512.9268 | 51.29% | 3.623e-05% | 7 | 1 | 15 | 5.6969e-07 | 7.113e-07 | 512.9268 | 51.29% | 3.648e-05%
7 | 1 | 16 | 5.8623e-07 | 7.3756e-07 | 615.7344 | 61.57% | 4.541e-05% | 7 | 1 | 16 | 5.9478e-07 | 7.4263e-07 | 615.7344 | 61.57% | 4.573e-05%
7 | 1 | 17 | 3.9521e-07 | 4.9723e-07 | 384.0972 | 38.41% | 1.91e-05% | 7 | 1 | 17 | 3.9802e-07 | 4.9696e-07 | 384.0972 | 38.41% | 1.909e-05%
7 | 1 | 18 | 1.8553e-07 | 2.3342e-07 | 313.6536 | 31.37% | 7.321e-06% | 7 | 1 | 18 | 1.8553e-07 | 2.3164e-07 | 313.6536 | 31.37% | 7.266e-06%
7 | 1 | 19 | 4.8393e-08 | 6.0886e-08 | 129.9384 | 12.99% | 7.911e-07% | 7 | 1 | 19 | 4.8393e-08 | 6.0423e-08 | 129.9384 | 12.99% | 7.851e-07%
7 | 1 | 20 | 2.107e-08 | 2.651e-08 | 27.2832 | 2.728% | 7.233e-08% | 7 | 1 | 20 | 2.107e-08 | 2.6308e-08 | 27.2832 | 2.728% | 7.178e-08%
7 | 1 | 21 | 5.2366e-09 | 6.5884e-09 | 0 | 0% | 0% | 7 | 1 | 21 | 5.2366e-09 | 6.5383e-09 | 0 | 0% | 0%
7 | 1 | 22 | 0 | 0 | 0 | 0% | 0% | 7 | 1 | 22 | 0 | 0 | 0 | 0% | 0%
7 | 1 | 23 | 0 | 0 | 0 | 0% | 0% | 7 | 1 | 23 | 0 | 0 | 0 | 0% | 0%
7 | 2 | 0 | 0 | 0 | 0 | 0% | 0% | 7 | 2 | 0 | 0 | 0 | 0 | 0% | 0%
7 | 2 | 1 | 0 | 0 | 0 | 0% | 0% | 7 | 2 | 1 | 0 | 0 | 0 | 0% | 0%
7 | 2 | 2 | 0 | 0 | 0 | 0% | 0% | 7 | 2 | 2 | 0 | 0 | 0 | 0% | 0%
7 | 2 | 3 | 0 | 0 | 0 | 0% | 0% | 7 | 2 | 3 | 0 | 0 | 0 | 0% | 0%
7 | 2 | 4 | 0 | 0 | 0 | 0% | 0% | 7 | 2 | 4 | 0 | 0 | 0 | 0% | 0%
7 | 2 | 5 | 0 | 0 | 0 | 0% | 0% | 7 | 2 | 5 | 0 | 0 | 0 | 0% | 0%
7 | 2 | 6 | 0 | 0 | 0 | 0% | 0% | 7 | 2 | 6 | 0 | 0 | 0 | 0% | 0%
7 | 2 | 7 | 0 | 0 | 46.0236 | 4.602% | 0% | 7 | 2 | 7 | 0 | 0 | 46.0236 | 4.602% | 0%
7 | 2 | 8 | 0 | 0 | 211.8996 | 21.19% | 0% | 7 | 2 | 8 | 0 | 0 | 211.8996 | 21.19% | 0%
7 | 2 | 9 | 2.8107e-09 | 3.5363e-09 | 405.2292 | 40.52% | 1.433e-07% | 7 | 2 | 9 | 2.8835e-09 | 3.6003e-09 | 405.2292 | 40.52% | 1.459e-07%
7 | 2 | 10 | 9.1718e-09 | 1.154e-08 | 572.6808 | 57.27% | 6.608e-07% | 7 | 2 | 10 | 9.4774e-09 | 1.1833e-08 | 572.6808 | 57.27% | 6.777e-07%
7 | 2 | 11 | 2.8141e-08 | 3.5406e-08 | 314.0136 | 31.4% | 1.112e-06% | 7 | 2 | 11 | 2.8826e-08 | 3.5992e-08 | 314.0136 | 31.4% | 1.13e-06%
7 | 2 | 12 | 7.6367e-08 | 9.6081e-08 | 271.728 | 27.17% | 2.611e-06% | 7 | 2 | 12 | 7.8615e-08 | 9.8158e-08 | 271.728 | 27.17% | 2.667e-06%
7 | 2 | 13 | 1.8574e-07 | 2.3369e-07 | 593.508 | 59.35% | 1.387e-05% | 7 | 2 | 13 | 1.8994e-07 | 2.3716e-07 | 593.508 | 59.35% | 1.408e-05%
7 | 2 | 14 | 3.2521e-07 | 4.0916e-07 | 499.6896 | 49.97% | 2.045e-05% | 7 | 2 | 14 | 3.2994e-07 | 4.1195e-07 | 499.6896 | 49.97% | 2.058e-05%
7 | 2 | 15 | 8.4572e-07 | 1.064e-06 | 728.9712 | 72.9% | 7.757e-05% | 7 | 2 | 15 | 8.5742e-07 | 1.0706e-06 | 728.9712 | 72.9% | 7.804e-05%
7 | 2 | 16 | 1.2641e-06 | 1.5904e-06 | 528.8988 | 52.89% | 8.412e-05% | 7 | 2 | 16 | 1.273e-06 | 1.5894e-06 | 528.8988 | 52.89% | 8.406e-05%
7 | 2 | 17 | 1.0079e-06 | 1.2681e-06 | 378.1644 | 37.82% | 4.795e-05% | 7 | 2 | 17 | 1.0079e-06 | 1.2584e-06 | 378.1644 | 37.82% | 4.759e-05%
7 | 2 | 18 | 3.037e-07 | 3.8211e-07 | 168.684 | 16.87% | 6.446e-06% | 7 | 2 | 18 | 3.037e-07 | 3.792e-07 | 168.684 | 16.87% | 6.397e-06%
7 | 2 | 19 | 7.1323e-08 | 8.9735e-08 | 119.4348 | 11.94% | 1.072e-06% | 7 | 2 | 19 | 7.1323e-08 | 8.9052e-08 | 119.4348 | 11.94% | 1.064e-06%
7 | 2 | 20 | 2.6584e-08 | 3.3446e-08 | 26.6532 | 2.665% | 8.915e-08% | 7 | 2 | 20 | 2.6584e-08 | 3.3192e-08 | 26.6532 | 2.665% | 8.847e-08%
7 | 2 | 21 | 5.7675e-09 | 7.2564e-09 | 0 | 0% | 0% | 7 | 2 | 21 | 5.7675e-09 | 7.2012e-09 | 0 | 0% | 0%
7 | 2 | 22 | 0 | 0 | 0 | 0% | 0% | 7 | 2 | 22 | 0 | 0 | 0 | 0% | 0%
7 | 2 | 23 | 0 | 0 | 0 | 0% | 0% | 7 | 2 | 23 | 0 | 0 | 0 | 0% | 0%
7 | 3 | 0 | 0 | 0 | 0 | 0% | 0% | 7 | 3 | 0 | 0 | 0 | 0 | 0% | 0%
7 | 3 | 1 | 0 | 0 | 0 | 0% | 0% | 7 | 3 | 1 | 0 | 0 | 0 | 0% | 0%
7 | 3 | 2 | 0 | 0 | 0 | 0% | 0% | 7 | 3 | 2 | 0 | 0 | 0 | 0% | 0%
7 | 3 | 3 | 0 | 0 | 0 | 0% | 0% | 7 | 3 | 3 | 0 | 0 | 0 | 0% | 0%
7 | 3 | 4 | 0 | 0 | 0 | 0% | 0% | 7 | 3 | 4 | 0 | 0 | 0 | 0% | 0%
7 | 3 | 5 | 0 | 0 | 0 | 0% | 0% | 7 | 3 | 5 | 0 | 0 | 0 | 0% | 0%
7 | 3 | 6 | 0 | 0 | 0 | 0% | 0% | 7 | 3 | 6 | 0 | 0 | 0 | 0% | 0%
7 | 3 | 7 | 0 | 0 | 66.6 | 6.66% | 0% | 7 | 3 | 7 | 0 | 0 | 66.6 | 6.66% | 0%
7 | 3 | 8 | 0 | 0 | 212.6844 | 21.27% | 0% | 7 | 3 | 8 | 0 | 0 | 212.6844 | 21.27% | 0%
7 | 3 | 9 | 0 | 0 | 384.0324 | 38.4% | 0% | 7 | 3 | 9 | 0 | 0 | 384.0324 | 38.4% | 0%
7 | 3 | 10 | 1.9378e-09 | 2.4381e-09 | 541.3452 | 54.13% | 1.32e-07% | 7 | 3 | 10 | 2.009e-09 | 2.5085e-09 | 541.3452 | 54.13% | 1.358e-07%
7 | 3 | 11 | 1.7867e-08 | 2.2479e-08 | 635.8152 | 63.58% | 1.429e-06% | 7 | 3 | 11 | 1.8151e-08 | 2.2663e-08 | 635.8152 | 63.58% | 1.441e-06%
7 | 3 | 12 | 1.0029e-07 | 1.2618e-07 | 707.5092 | 70.75% | 8.928e-06% | 7 | 3 | 12 | 1.0259e-07 | 1.281e-07 | 707.5092 | 70.75% | 9.063e-06%
7 | 3 | 13 | 4.0675e-07 | 5.1176e-07 | 740.4048 | 74.04% | 3.789e-05% | 7 | 3 | 13 | 4.1237e-07 | 5.1488e-07 | 740.4048 | 74.04% | 3.812e-05%
7 | 3 | 14 | 9.9481e-07 | 1.2516e-06 | 684.2136 | 68.42% | 8.564e-05% | 7 | 3 | 14 | 1.0017e-06 | 1.2507e-06 | 684.2136 | 68.42% | 8.557e-05%
7 | 3 | 15 | 2.7369e-06 | 3.4435e-06 | 684.4656 | 68.45% | 0.0002357% | 7 | 3 | 15 | 2.7369e-06 | 3.4173e-06 | 684.4656 | 68.45% | 0.0002339%
7 | 3 | 16 | 3.7379e-06 | 4.7029e-06 | 585.5268 | 58.55% | 0.0002754% | 7 | 3 | 16 | 3.7379e-06 | 4.6671e-06 | 585.5268 | 58.55% | 0.0002733%
7 | 3 | 17 | 3.8591e-06 | 4.8554e-06 | 452.9292 | 45.29% | 0.0002199% | 7 | 3 | 17 | 3.8591e-06 | 4.8184e-06 | 452.9292 | 45.29% | 0.0002182%
7 | 3 | 18 | 1.5932e-06 | 2.0045e-06 | 265.9044 | 26.59% | 5.33e-05% | 7 | 3 | 18 | 1.5932e-06 | 1.9893e-06 | 265.9044 | 26.59% | 5.29e-05%
7 | 3 | 19 | 3.8661e-07 | 4.8642e-07 | 134.982 | 13.5% | 6.566e-06% | 7 | 3 | 19 | 3.8661e-07 | 4.8272e-07 | 134.982 | 13.5% | 6.516e-06%
7 | 3 | 20 | 1.8542e-07 | 2.3329e-07 | 22.9716 | 2.297% | 5.359e-07% | 7 | 3 | 20 | 1.8542e-07 | 2.3151e-07 | 22.9716 | 2.297% | 5.318e-07%
7 | 3 | 21 | 4.5699e-08 | 5.7496e-08 | 0 | 0% | 0% | 7 | 3 | 21 | 4.5699e-08 | 5.7059e-08 | 0 | 0% | 0%
7 | 3 | 22 | 6.7228e-09 | 8.4583e-09 | 0 | 0% | 0% | 7 | 3 | 22 | 6.7228e-09 | 8.394e-09 | 0 | 0% | 0%
7 | 3 | 23 | 0 | 0 | 0 | 0% | 0% | 7 | 3 | 23 | 0 | 0 | 0 | 0% | 0%
7 | 4 | 0 | 0 | 0 | 0 | 0% | 0% | 7 | 4 | 0 | 0 | 0 | 0 | 0% | 0%
7 | 4 | 1 | 0 | 0 | 0 | 0% | 0% | 7 | 4 | 1 | 0 | 0 | 0 | 0% | 0%
7 | 4 | 2 | 0 | 0 | 0 | 0% | 0% | 7 | 4 | 2 | 0 | 0 | 0 | 0% | 0%
7 | 4 | 3 | 0 | 0 | 0 | 0% | 0% | 7 | 4 | 3 | 0 | 0 | 0 | 0% | 0%
7 | 4 | 4 | 0 | 0 | 0 | 0% | 0% | 7 | 4 | 4 | 0 | 0 | 0 | 0% | 0%
7 | 4 | 5 | 0 | 0 | 0 | 0% | 0% | 7 | 4 | 5 | 0 | 0 | 0 | 0% | 0%
7 | 4 | 6 | 0 | 0 | 0 | 0% | 0% | 7 | 4 | 6 | 0 | 0 | 0 | 0% | 0%
7 | 4 | 7 | 0 | 0 | 59.1108 | 5.911% | 0% | 7 | 4 | 7 | 0 | 0 | 59.1108 | 5.911% | 0%
7 | 4 | 8 | 0 | 0 | 207.834 | 20.78% | 0% | 7 | 4 | 8 | 0 | 0 | 207.834 | 20.78% | 0%
7 | 4 | 9 | 4.1158e-09 | 5.1783e-09 | 395.1312 | 39.51% | 2.046e-07% | 7 | 4 | 9 | 4.2188e-09 | 5.2675e-09 | 395.1312 | 39.51% | 2.081e-07%
7 | 4 | 10 | 3.242e-08 | 4.0789e-08 | 564.2544 | 56.43% | 2.302e-06% | 7 | 4 | 10 | 3.319e-08 | 4.1441e-08 | 564.2544 | 56.43% | 2.338e-06%
7 | 4 | 11 | 1.5726e-07 | 1.9786e-07 | 676.9776 | 67.7% | 1.339e-05% | 7 | 4 | 11 | 1.6211e-07 | 2.0241e-07 | 676.9776 | 67.7% | 1.37e-05%
7 | 4 | 12 | 5.574e-07 | 7.0129e-07 | 756.0012 | 75.6% | 5.302e-05% | 7 | 4 | 12 | 5.7375e-07 | 7.1637e-07 | 756.0012 | 75.6% | 5.416e-05%
7 | 4 | 13 | 1.3265e-06 | 1.669e-06 | 791.9004 | 79.19% | 0.0001322% | 7 | 4 | 13 | 1.364e-06 | 1.7031e-06 | 791.9004 | 79.19% | 0.0001349%
7 | 4 | 14 | 3.4149e-06 | 4.2964e-06 | 786.4368 | 78.64% | 0.0003379% | 7 | 4 | 14 | 3.4601e-06 | 4.3202e-06 | 786.4368 | 78.64% | 0.0003398%
7 | 4 | 15 | 5.6439e-06 | 7.1009e-06 | 730.0872 | 73.01% | 0.0005184% | 7 | 4 | 15 | 5.7515e-06 | 7.1812e-06 | 730.0872 | 73.01% | 0.0005243%
7 | 4 | 16 | 6.4255e-06 | 8.0843e-06 | 632.3904 | 63.24% | 0.0005112% | 7 | 4 | 16 | 6.4652e-06 | 8.0723e-06 | 632.3904 | 63.24% | 0.0005105%
7 | 4 | 17 | 4.1474e-06 | 5.218e-06 | 487.7472 | 48.77% | 0.0002545% | 7 | 4 | 17 | 4.175e-06 | 5.2129e-06 | 487.7472 | 48.77% | 0.0002543%
7 | 4 | 18 | 1.5586e-06 | 1.961e-06 | 306.7164 | 30.67% | 6.015e-05% | 7 | 4 | 18 | 1.5586e-06 | 1.9461e-06 | 306.7164 | 30.67% | 5.969e-05%
7 | 4 | 19 | 3.7865e-07 | 4.764e-07 | 130.5648 | 13.06% | 6.22e-06% | 7 | 4 | 19 | 3.7865e-07 | 4.7278e-07 | 130.5648 | 13.06% | 6.173e-06%
7 | 4 | 20 | 1.5357e-07 | 1.9322e-07 | 26.2008 | 2.62% | 5.063e-07% | 7 | 4 | 20 | 1.5357e-07 | 1.9175e-07 | 26.2008 | 2.62% | 5.024e-07%
7 | 4 | 21 | 4.2216e-08 | 5.3114e-08 | 0 | 0% | 0% | 7 | 4 | 21 | 4.2216e-08 | 5.271e-08 | 0 | 0% | 0%
7 | 4 | 22 | 1.009e-08 | 1.2694e-08 | 0 | 0% | 0% | 7 | 4 | 22 | 1.009e-08 | 1.2598e-08 | 0 | 0% | 0%
7 | 4 | 23 | 9.85e-10 | 1.2393e-09 | 0 | 0% | 0% | 7 | 4 | 23 | 9.85e-10 | 1.2299e-09 | 0 | 0% | 0%
7 | 5 | 0 | 0 | 0 | 0 | 0% | 0% | 7 | 5 | 0 | 0 | 0 | 0 | 0% | 0%
7 | 5 | 1 | 0 | 0 | 0 | 0% | 0% | 7 | 5 | 1 | 0 | 0 | 0 | 0% | 0%
7 | 5 | 2 | 0 | 0 | 0 | 0% | 0% | 7 | 5 | 2 | 0 | 0 | 0 | 0% | 0%
7 | 5 | 3 | 0 | 0 | 0 | 0% | 0% | 7 | 5 | 3 | 0 | 0 | 0 | 0% | 0%
7 | 5 | 4 | 0 | 0 | 0 | 0% | 0% | 7 | 5 | 4 | 0 | 0 | 0 | 0% | 0%
7 | 5 | 5 | 0 | 0 | 0 | 0% | 0% | 7 | 5 | 5 | 0 | 0 | 0 | 0% | 0%
7 | 5 | 6 | 0 | 0 | 0 | 0% | 0% | 7 | 5 | 6 | 0 | 0 | 0 | 0% | 0%
7 | 5 | 7 | 0 | 0 | 56.7768 | 5.678% | 0% | 7 | 5 | 7 | 0 | 0 | 56.7768 | 5.678% | 0%
7 | 5 | 8 | 2.8579e-09 | 3.5957e-09 | 208.8048 | 20.88% | 7.508e-08% | 7 | 5 | 8 | 2.9057e-09 | 3.628e-09 | 208.8048 | 20.88% | 7.575e-08%
7 | 5 | 9 | 5.2495e-08 | 6.6047e-08 | 398.9988 | 39.9% | 2.635e-06% | 7 | 5 | 9 | 5.4183e-08 | 6.7651e-08 | 398.9988 | 39.9% | 2.699e-06%
7 | 5 | 10 | 5.6125e-07 | 7.0614e-07 | 577.1088 | 57.71% | 4.075e-05% | 7 | 5 | 10 | 5.7786e-07 | 7.215e-07 | 577.1088 | 57.71% | 4.164e-05%
7 | 5 | 11 | 3.2164e-06 | 4.0468e-06 | 698.3616 | 69.84% | 0.0002826% | 7 | 5 | 11 | 3.3021e-06 | 4.123e-06 | 698.3616 | 69.84% | 0.0002879%
7 | 5 | 12 | 1.0252e-05 | 1.2899e-05 | 776.73 | 77.67% | 0.001002% | 7 | 5 | 12 | 1.0508e-05 | 1.312e-05 | 776.73 | 77.67% | 0.001019%
7 | 5 | 13 | 2.2039e-05 | 2.7729e-05 | 675.8856 | 67.59% | 0.001874% | 7 | 5 | 13 | 2.2606e-05 | 2.8226e-05 | 675.8856 | 67.59% | 0.001908%
7 | 5 | 14 | 3.5716e-05 | 4.4936e-05 | 793.8612 | 79.39% | 0.003567% | 7 | 5 | 14 | 3.6165e-05 | 4.5155e-05 | 793.8612 | 79.39% | 0.003585%
7 | 5 | 15 | 6.6677e-05 | 8.3889e-05 | 733.14 | 73.31% | 0.00615% | 7 | 5 | 15 | 6.745e-05 | 8.4217e-05 | 733.14 | 73.31% | 0.006174%
7 | 5 | 16 | 8.77e-05 | 0.00011034 | 632.346 | 63.23% | 0.006977% | 7 | 5 | 16 | 8.77e-05 | 0.0001095 | 632.346 | 63.23% | 0.006924%
7 | 5 | 17 | 6.2888e-05 | 7.9123e-05 | 490.1904 | 49.02% | 0.003879% | 7 | 5 | 17 | 6.2888e-05 | 7.8521e-05 | 490.1904 | 49.02% | 0.003849%
7 | 5 | 18 | 3.3487e-05 | 4.2132e-05 | 306.8652 | 30.69% | 0.001293% | 7 | 5 | 18 | 3.3487e-05 | 4.1811e-05 | 306.8652 | 30.69% | 0.001283%
7 | 5 | 19 | 1.2645e-05 | 1.5909e-05 | 133.0272 | 13.3% | 0.0002116% | 7 | 5 | 19 | 1.2645e-05 | 1.5788e-05 | 133.0272 | 13.3% | 0.00021%
7 | 5 | 20 | 4.6797e-06 | 5.8878e-06 | 26.1696 | 2.617% | 1.541e-05% | 7 | 5 | 20 | 4.6797e-06 | 5.843e-06 | 26.1696 | 2.617% | 1.529e-05%
7 | 5 | 21 | 1.0947e-06 | 1.3773e-06 | 0 | 0% | 0% | 7 | 5 | 21 | 1.0947e-06 | 1.3668e-06 | 0 | 0% | 0%
7 | 5 | 22 | 6.6245e-08 | 8.3347e-08 | 0 | 0% | 0% | 7 | 5 | 22 | 6.6245e-08 | 8.2713e-08 | 0 | 0% | 0%
7 | 5 | 23 | 6.246e-09 | 7.8584e-09 | 0 | 0% | 0% | 7 | 5 | 23 | 6.246e-09 | 7.7986e-09 | 0 | 0% | 0%
7 | 6 | 0 | 0 | 0 | 0 | 0% | 0% | 7 | 6 | 0 | 0 | 0 | 0 | 0% | 0%
7 | 6 | 1 | 0 | 0 | 0 | 0% | 0% | 7 | 6 | 1 | 0 | 0 | 0 | 0% | 0%
7 | 6 | 2 | 0 | 0 | 0 | 0% | 0% | 7 | 6 | 2 | 0 | 0 | 0 | 0% | 0%
7 | 6 | 3 | 0 | 0 | 0 | 0% | 0% | 7 | 6 | 3 | 0 | 0 | 0 | 0% | 0%
7 | 6 | 4 | 0 | 0 | 0 | 0% | 0% | 7 | 6 | 4 | 0 | 0 | 0 | 0% | 0%
7 | 6 | 5 | 0 | 0 | 0 | 0% | 0% | 7 | 6 | 5 | 0 | 0 | 0 | 0% | 0%
7 | 6 | 6 | 1.5613e-09 | 1.9644e-09 | 0 | 0% | 0% | 7 | 6 | 6 | 1.5613e-09 | 1.9494e-09 | 0 | 0% | 0%
7 | 6 | 7 | 2.7439e-08 | 3.4522e-08 | 58.986 | 5.899% | 2.036e-07% | 7 | 6 | 7 | 2.7439e-08 | 3.426e-08 | 58.986 | 5.899% | 2.021e-07%
7 | 6 | 8 | 3.7084e-07 | 4.6658e-07 | 206.7768 | 20.68% | 9.648e-06% | 7 | 6 | 8 | 3.7084e-07 | 4.6303e-07 | 206.7768 | 20.68% | 9.574e-06%
7 | 6 | 9 | 3.3474e-06 | 4.2115e-06 | 316.3968 | 31.64% | 0.0001333% | 7 | 6 | 9 | 3.3912e-06 | 4.2342e-06 | 316.3968 | 31.64% | 0.000134%
7 | 6 | 10 | 2.5763e-05 | 3.2414e-05 | 554.7576 | 55.48% | 0.001798% | 7 | 6 | 10 | 2.6073e-05 | 3.2555e-05 | 554.7576 | 55.48% | 0.001806%
7 | 6 | 11 | 0.00011191 | 0.00014079 | 582.5808 | 58.26% | 0.008202% | 7 | 6 | 11 | 0.00011431 | 0.00014272 | 582.5808 | 58.26% | 0.008315%
7 | 6 | 12 | 0.00032236 | 0.00040558 | 633.0864 | 63.31% | 0.02568% | 7 | 6 | 12 | 0.00032773 | 0.0004092 | 633.0864 | 63.31% | 0.02591%
7 | 6 | 13 | 0.0010212 | 0.0012848 | 514.9752 | 51.5% | 0.06616% | 7 | 6 | 13 | 0.0010408 | 0.0012995 | 514.9752 | 51.5% | 0.06692%
7 | 6 | 14 | 0.0015892 | 0.0019995 | 121.902 | 12.19% | 0.02437% | 7 | 6 | 14 | 0.0016039 | 0.0020026 | 121.902 | 12.19% | 0.02441%
7 | 6 | 15 | 0.0019309 | 0.0024294 | 535.5972 | 53.56% | 0.1301% | 7 | 6 | 15 | 0.0019414 | 0.0024239 | 535.5972 | 53.56% | 0.1298%
7 | 6 | 16 | 0.0015535 | 0.0019546 | 578.6376 | 57.86% | 0.1131% | 7 | 6 | 16 | 0.0015535 | 0.0019397 | 578.6376 | 57.86% | 0.1122%
7 | 6 | 17 | 0.0012922 | 0.0016258 | 325.2672 | 32.53% | 0.05288% | 7 | 6 | 17 | 0.0012922 | 0.0016134 | 325.2672 | 32.53% | 0.05248%
7 | 6 | 18 | 0.00057224 | 0.00071996 | 269.406 | 26.94% | 0.0194% | 7 | 6 | 18 | 0.00057224 | 0.00071448 | 269.406 | 26.94% | 0.01925%
7 | 6 | 19 | 0.00016097 | 0.00020252 | 134.4204 | 13.44% | 0.002722% | 7 | 6 | 19 | 0.00016097 | 0.00020098 | 134.4204 | 13.44% | 0.002702%
7 | 6 | 20 | 6.8509e-05 | 8.6194e-05 | 27.7788 | 2.778% | 0.0002394% | 7 | 6 | 20 | 6.8509e-05 | 8.5539e-05 | 27.7788 | 2.778% | 0.0002376%
7 | 6 | 21 | 1.3805e-05 | 1.7369e-05 | 0 | 0% | 0% | 7 | 6 | 21 | 1.3805e-05 | 1.7237e-05 | 0 | 0% | 0%
7 | 6 | 22 | 1.0279e-06 | 1.2932e-06 | 0 | 0% | 0% | 7 | 6 | 22 | 1.0279e-06 | 1.2834e-06 | 0 | 0% | 0%
7 | 6 | 23 | 8.0844e-08 | 1.0171e-07 | 0 | 0% | 0% | 7 | 6 | 23 | 8.0844e-08 | 1.0094e-07 | 0 | 0% | 0%
7 | 7 | 0 | 7.5469e-09 | 9.4951e-09 | 0 | 0% | 0% | 7 | 7 | 0 | 7.5469e-09 | 9.4229e-09 | 0 | 0% | 0%
7 | 7 | 1 | 1.4721e-09 | 1.8522e-09 | 0 | 0% | 0% | 7 | 7 | 1 | 1.4721e-09 | 1.8381e-09 | 0 | 0% | 0%
7 | 7 | 2 | 0 | 0 | 0 | 0% | 0% | 7 | 7 | 2 | 0 | 0 | 0 | 0% | 0%
7 | 7 | 3 | 0 | 0 | 0 | 0% | 0% | 7 | 7 | 3 | 0 | 0 | 0 | 0% | 0%
7 | 7 | 4 | 0 | 0 | 0 | 0% | 0% | 7 | 7 | 4 | 0 | 0 | 0 | 0% | 0%
7 | 7 | 5 | 1.083e-09 | 1.3626e-09 | 0 | 0% | 0% | 7 | 7 | 5 | 1.083e-09 | 1.3522e-09 | 0 | 0% | 0%
7 | 7 | 6 | 5.5413e-09 | 6.9718e-09 | 0 | 0% | 0% | 7 | 7 | 6 | 5.5413e-09 | 6.9188e-09 | 0 | 0% | 0%
7 | 7 | 7 | 5.9095e-08 | 7.4351e-08 | 54.6588 | 5.466% | 4.064e-07% | 7 | 7 | 7 | 5.9552e-08 | 7.4355e-08 | 54.6588 | 5.466% | 4.064e-07%
7 | 7 | 8 | 8.1627e-07 | 1.027e-06 | 137.4852 | 13.75% | 1.412e-05% | 7 | 7 | 8 | 8.2207e-07 | 1.0264e-06 | 137.4852 | 13.75% | 1.411e-05%
7 | 7 | 9 | 9.6893e-06 | 1.2191e-05 | 166.4556 | 16.65% | 0.0002029% | 7 | 7 | 9 | 9.8106e-06 | 1.2249e-05 | 166.4556 | 16.65% | 0.0002039%
7 | 7 | 10 | 0.00010644 | 0.00013391 | 570.3156 | 57.03% | 0.007637% | 7 | 7 | 10 | 0.00010885 | 0.00013591 | 570.3156 | 57.03% | 0.007751%
7 | 7 | 11 | 0.00055179 | 0.00069424 | 694.3344 | 69.43% | 0.0482% | 7 | 7 | 11 | 0.00055772 | 0.00069636 | 694.3344 | 69.43% | 0.04835%
7 | 7 | 12 | 0.00165 | 0.0020759 | 772.2408 | 77.22% | 0.1603% | 7 | 7 | 12 | 0.0016657 | 0.0020797 | 772.2408 | 77.22% | 0.1606%
7 | 7 | 13 | 0.0027462 | 0.0034551 | 669.4092 | 66.94% | 0.2313% | 7 | 7 | 13 | 0.0027722 | 0.0034613 | 669.4092 | 66.94% | 0.2317%
7 | 7 | 14 | 0.0044861 | 0.0056442 | 811.5072 | 81.15% | 0.458% | 7 | 7 | 14 | 0.0045293 | 0.0056552 | 811.5072 | 81.15% | 0.4589%
7 | 7 | 15 | 0.0045277 | 0.0056965 | 752.634 | 75.26% | 0.4287% | 7 | 7 | 15 | 0.0045511 | 0.0056824 | 752.634 | 75.26% | 0.4277%
7 | 7 | 16 | 0.0042228 | 0.0053129 | 416.4576 | 41.65% | 0.2213% | 7 | 7 | 16 | 0.0042421 | 0.0052966 | 416.4576 | 41.65% | 0.2206%
7 | 7 | 17 | 0.0025456 | 0.0032027 | 493.3416 | 49.33% | 0.158% | 7 | 7 | 17 | 0.0025456 | 0.0031784 | 493.3416 | 49.33% | 0.1568%
7 | 7 | 18 | 0.0010814 | 0.0013606 | 309.3984 | 30.94% | 0.0421% | 7 | 7 | 18 | 0.0010814 | 0.0013503 | 309.3984 | 30.94% | 0.04178%
7 | 7 | 19 | 0.00034644 | 0.00043588 | 129.9048 | 12.99% | 0.005662% | 7 | 7 | 19 | 0.00034644 | 0.00043256 | 129.9048 | 12.99% | 0.005619%
7 | 7 | 20 | 0.00017873 | 0.00022487 | 28.3272 | 2.833% | 0.000637% | 7 | 7 | 20 | 0.00017873 | 0.00022316 | 28.3272 | 2.833% | 0.0006321%
7 | 7 | 21 | 4.0405e-05 | 5.0835e-05 | 0 | 0% | 0% | 7 | 7 | 21 | 4.0405e-05 | 5.0449e-05 | 0 | 0% | 0%
7 | 7 | 22 | 3.9578e-06 | 4.9795e-06 | 0 | 0% | 0% | 7 | 7 | 22 | 3.9578e-06 | 4.9416e-06 | 0 | 0% | 0%
7 | 7 | 23 | 2.8847e-07 | 3.6294e-07 | 0 | 0% | 0% | 7 | 7 | 23 | 2.8847e-07 | 3.6018e-07 | 0 | 0% | 0%
7 | 8 | 0 | 2.4588e-08 | 3.0936e-08 | 0 | 0% | 0% | 7 | 8 | 0 | 2.4588e-08 | 3.0701e-08 | 0 | 0% | 0%
7 | 8 | 1 | 6.9464e-09 | 8.7397e-09 | 0 | 0% | 0% | 7 | 8 | 1 | 6.9464e-09 | 8.6732e-09 | 0 | 0% | 0%
7 | 8 | 2 | 1.9526e-09 | 2.4566e-09 | 0 | 0% | 0% | 7 | 8 | 2 | 1.9526e-09 | 2.438e-09 | 0 | 0% | 0%
7 | 8 | 3 | 7.9098e-10 | 9.9517e-10 | 0 | 0% | 0% | 7 | 8 | 3 | 7.9098e-10 | 9.876e-10 | 0 | 0% | 0%
7 | 8 | 4 | 4.4768e-10 | 5.6325e-10 | 0 | 0% | 0% | 7 | 8 | 4 | 4.4768e-10 | 5.5897e-10 | 0 | 0% | 0%
7 | 8 | 5 | 1.8995e-09 | 2.3899e-09 | 0 | 0% | 0% | 7 | 8 | 5 | 1.8995e-09 | 2.3717e-09 | 0 | 0% | 0%
7 | 8 | 6 | 1.1808e-08 | 1.4856e-08 | 0 | 0% | 0% | 7 | 8 | 6 | 1.1808e-08 | 1.4743e-08 | 0 | 0% | 0%
7 | 8 | 7 | 2.3502e-07 | 2.9569e-07 | 55.9572 | 5.596% | 1.655e-06% | 7 | 8 | 7 | 2.3502e-07 | 2.9344e-07 | 55.9572 | 5.596% | 1.642e-06%
7 | 8 | 8 | 1.5153e-06 | 1.9064e-06 | 200.8176 | 20.08% | 3.828e-05% | 7 | 8 | 8 | 1.5368e-06 | 1.9188e-06 | 200.8176 | 20.08% | 3.853e-05%
7 | 8 | 9 | 3.0692e-05 | 3.8615e-05 | 395.6664 | 39.57% | 0.001528% | 7 | 8 | 9 | 3.1272e-05 | 3.9046e-05 | 395.6664 | 39.57% | 0.001545%
7 | 8 | 10 | 0.00022148 | 0.00027865 | 567.7008 | 56.77% | 0.01582% | 7 | 8 | 10 | 0.00022512 | 0.00028108 | 567.7008 | 56.77% | 0.01596%
7 | 8 | 11 | 0.001465 | 0.0018431 | 694.8192 | 69.48% | 0.1281% | 7 | 8 | 11 | 0.0014982 | 0.0018706 | 694.8192 | 69.48% | 0.13%
7 | 8 | 12 | 0.0036251 | 0.004561 | 685.7568 | 68.58% | 0.3128% | 7 | 8 | 12 | 0.0036954 | 0.004614 | 685.7568 | 68.58% | 0.3164%
7 | 8 | 13 | 0.0045527 | 0.005728 | 807.6564 | 80.77% | 0.4626% | 7 | 8 | 13 | 0.0046378 | 0.0057907 | 807.6564 | 80.77% | 0.4677%
7 | 8 | 14 | 0.0056418 | 0.0070982 | 108.1212 | 10.81% | 0.07675% | 7 | 8 | 14 | 0.0057217 | 0.007144 | 108.1212 | 10.81% | 0.07724%
7 | 8 | 15 | 0.0030342 | 0.0038175 | 78.4956 | 7.85% | 0.02997% | 7 | 8 | 15 | 0.0030616 | 0.0038227 | 78.4956 | 7.85% | 0.03001%
7 | 8 | 16 | 0.001185 | 0.0014909 | 96.5568 | 9.656% | 0.0144% | 7 | 8 | 16 | 0.0011914 | 0.0014876 | 96.5568 | 9.656% | 0.01436%
7 | 8 | 17 | 0.00049426 | 0.00062186 | 244.578 | 24.46% | 0.01521% | 7 | 8 | 17 | 0.00049426 | 0.00061713 | 244.578 | 24.46% | 0.01509%
7 | 8 | 18 | 0.00015918 | 0.00020028 | 252.918 | 25.29% | 0.005065% | 7 | 8 | 18 | 0.00015918 | 0.00019875 | 252.918 | 25.29% | 0.005027%
7 | 8 | 19 | 6.8918e-05 | 8.671e-05 | 114.3684 | 11.44% | 0.0009917% | 7 | 8 | 19 | 6.8918e-05 | 8.605e-05 | 114.3684 | 11.44% | 0.0009841%
7 | 8 | 20 | 3.5221e-05 | 4.4313e-05 | 24.4824 | 2.448% | 0.0001085% | 7 | 8 | 20 | 3.5221e-05 | 4.3976e-05 | 24.4824 | 2.448% | 0.0001077%
7 | 8 | 21 | 7.4856e-06 | 9.4181e-06 | 0 | 0% | 0% | 7 | 8 | 21 | 7.4856e-06 | 9.3464e-06 | 0 | 0% | 0%
7 | 8 | 22 | 1.1173e-06 | 1.4057e-06 | 0 | 0% | 0% | 7 | 8 | 22 | 1.1173e-06 | 1.395e-06 | 0 | 0% | 0%
7 | 8 | 23 | 7.5133e-08 | 9.4529e-08 | 0 | 0% | 0% | 7 | 8 | 23 | 7.5133e-08 | 9.381e-08 | 0 | 0% | 0%
7 | 9 | 0 | 1.1179e-08 | 1.4064e-08 | 0 | 0% | 0% | 7 | 9 | 0 | 1.1179e-08 | 1.3957e-08 | 0 | 0% | 0%
7 | 9 | 1 | 4.148e-09 | 5.2188e-09 | 0 | 0% | 0% | 7 | 9 | 1 | 4.148e-09 | 5.1791e-09 | 0 | 0% | 0%
7 | 9 | 2 | 4.8558e-10 | 6.1094e-10 | 0 | 0% | 0% | 7 | 9 | 2 | 4.8558e-10 | 6.0629e-10 | 0 | 0% | 0%
7 | 9 | 3 | 0 | 0 | 0 | 0% | 0% | 7 | 9 | 3 | 0 | 0 | 0 | 0% | 0%
7 | 9 | 4 | 9.7663e-10 | 1.2288e-09 | 0 | 0% | 0% | 7 | 9 | 4 | 9.7663e-10 | 1.2194e-09 | 0 | 0% | 0%
7 | 9 | 5 | 4.947e-09 | 6.2241e-09 | 0 | 0% | 0% | 7 | 9 | 5 | 4.947e-09 | 6.1768e-09 | 0 | 0% | 0%
7 | 9 | 6 | 1.6573e-08 | 2.0852e-08 | 0 | 0% | 0% | 7 | 9 | 6 | 1.6573e-08 | 2.0693e-08 | 0 | 0% | 0%
7 | 9 | 7 | 5.9061e-08 | 7.4308e-08 | 47.8296 | 4.783% | 3.554e-07% | 7 | 9 | 7 | 5.9517e-08 | 7.4311e-08 | 47.8296 | 4.783% | 3.554e-07%
7 | 9 | 8 | 1.7855e-07 | 2.2464e-07 | 200.8344 | 20.08% | 4.512e-06% | 7 | 9 | 8 | 1.8128e-07 | 2.2634e-07 | 200.8344 | 20.08% | 4.546e-06%
7 | 9 | 9 | 4.1186e-07 | 5.1818e-07 | 391.728 | 39.17% | 2.03e-05% | 7 | 9 | 9 | 4.2334e-07 | 5.2857e-07 | 391.728 | 39.17% | 2.071e-05%
7 | 9 | 10 | 7.7667e-07 | 9.7716e-07 | 567.3528 | 56.74% | 5.544e-05% | 7 | 9 | 10 | 7.8748e-07 | 9.8323e-07 | 567.3528 | 56.74% | 5.578e-05%
7 | 9 | 11 | 1.652e-06 | 2.0784e-06 | 700.1856 | 70.02% | 0.0001455% | 7 | 9 | 11 | 1.6873e-06 | 2.1067e-06 | 700.1856 | 70.02% | 0.0001475%
7 | 9 | 12 | 3.1099e-06 | 3.9128e-06 | 777.2088 | 77.72% | 0.0003041% | 7 | 9 | 12 | 3.1942e-06 | 3.9882e-06 | 777.2088 | 77.72% | 0.00031%
7 | 9 | 13 | 3.3895e-06 | 4.2645e-06 | 558.2124 | 55.82% | 0.0002381% | 7 | 9 | 13 | 3.4351e-06 | 4.2891e-06 | 558.2124 | 55.82% | 0.0002394%
7 | 9 | 14 | 5.9354e-06 | 7.4676e-06 | 773.1036 | 77.31% | 0.0005773% | 7 | 9 | 14 | 6.0096e-06 | 7.5035e-06 | 773.1036 | 77.31% | 0.0005801%
7 | 9 | 15 | 5.354e-06 | 6.7361e-06 | 712.0416 | 71.2% | 0.0004796% | 7 | 9 | 15 | 5.4254e-06 | 6.7741e-06 | 712.0416 | 71.2% | 0.0004823%
7 | 9 | 16 | 4.9408e-06 | 6.2163e-06 | 16.1844 | 1.618% | 1.006e-05% | 7 | 9 | 16 | 4.9745e-06 | 6.2111e-06 | 16.1844 | 1.618% | 1.005e-05%
7 | 9 | 17 | 2.4729e-06 | 3.1113e-06 | 82.0368 | 8.204% | 2.552e-05% | 7 | 9 | 17 | 2.4729e-06 | 3.0877e-06 | 82.0368 | 8.204% | 2.533e-05%
7 | 9 | 18 | 1.7621e-06 | 2.217e-06 | 124.3632 | 12.44% | 2.757e-05% | 7 | 9 | 18 | 1.7621e-06 | 2.2002e-06 | 124.3632 | 12.44% | 2.736e-05%
7 | 9 | 19 | 5.0013e-07 | 6.2924e-07 | 90.5496 | 9.055% | 5.698e-06% | 7 | 9 | 19 | 5.0013e-07 | 6.2446e-07 | 90.5496 | 9.055% | 5.654e-06%
7 | 9 | 20 | 3.2937e-07 | 4.144e-07 | 15.1992 | 1.52% | 6.298e-07% | 7 | 9 | 20 | 3.2937e-07 | 4.1124e-07 | 15.1992 | 1.52% | 6.251e-07%
7 | 9 | 21 | 1.3438e-07 | 1.6907e-07 | 0 | 0% | 0% | 7 | 9 | 21 | 1.3438e-07 | 1.6779e-07 | 0 | 0% | 0%
7 | 9 | 22 | 2.0249e-08 | 2.5476e-08 | 0 | 0% | 0% | 7 | 9 | 22 | 2.0249e-08 | 2.5282e-08 | 0 | 0% | 0%
7 | 9 | 23 | 2.5966e-09 | 3.267e-09 | 0 | 0% | 0% | 7 | 9 | 23 | 2.5966e-09 | 3.2421e-09 | 0 | 0% | 0%
7 | 10 | 0 | 0 | 0 | 0 | 0% | 0% | 7 | 10 | 0 | 0 | 0 | 0 | 0% | 0%
7 | 10 | 1 | 0 | 0 | 0 | 0% | 0% | 7 | 10 | 1 | 0 | 0 | 0 | 0% | 0%
7 | 10 | 2 | 0 | 0 | 0 | 0% | 0% | 7 | 10 | 2 | 0 | 0 | 0 | 0% | 0%
7 | 10 | 3 | 0 | 0 | 0 | 0% | 0% | 7 | 10 | 3 | 0 | 0 | 0 | 0% | 0%
7 | 10 | 4 | 0 | 0 | 0 | 0% | 0% | 7 | 10 | 4 | 0 | 0 | 0 | 0% | 0%
7 | 10 | 5 | 0 | 0 | 0 | 0% | 0% | 7 | 10 | 5 | 0 | 0 | 0 | 0% | 0%
7 | 10 | 6 | 0 | 0 | 0 | 0% | 0% | 7 | 10 | 6 | 0 | 0 | 0 | 0% | 0%
7 | 10 | 7 | 0 | 0 | 54.2316 | 5.423% | 0% | 7 | 10 | 7 | 0 | 0 | 54.2316 | 5.423% | 0%
7 | 10 | 8 | 1.7144e-09 | 2.157e-09 | 106.4316 | 10.64% | 2.296e-08% | 7 | 10 | 8 | 1.7436e-09 | 2.1771e-09 | 106.4316 | 10.64% | 2.317e-08%
7 | 10 | 9 | 2.3506e-08 | 2.9574e-08 | 255.2376 | 25.52% | 7.548e-07% | 7 | 10 | 9 | 2.4056e-08 | 3.0036e-08 | 255.2376 | 25.52% | 7.666e-07%
7 | 10 | 10 | 1.5964e-07 | 2.0086e-07 | 286.8888 | 28.69% | 5.762e-06% | 7 | 10 | 10 | 1.6456e-07 | 2.0547e-07 | 286.8888 | 28.69% | 5.895e-06%
7 | 10 | 11 | 7.9935e-07 | 1.0057e-06 | 419.07 | 41.91% | 4.215e-05% | 7 | 10 | 11 | 8.1656e-07 | 1.0195e-06 | 419.07 | 41.91% | 4.273e-05%
7 | 10 | 12 | 1.8287e-06 | 2.3008e-06 | 30.198 | 3.02% | 6.948e-06% | 7 | 10 | 12 | 1.8542e-06 | 2.3151e-06 | 30.198 | 3.02% | 6.991e-06%
7 | 10 | 13 | 3.643e-06 | 4.5834e-06 | 174.5628 | 17.46% | 8.001e-05% | 7 | 10 | 13 | 3.6914e-06 | 4.6091e-06 | 174.5628 | 17.46% | 8.046e-05%
7 | 10 | 14 | 4.5274e-06 | 5.6962e-06 | 680.9424 | 68.09% | 0.0003879% | 7 | 10 | 14 | 4.59e-06 | 5.731e-06 | 680.9424 | 68.09% | 0.0003902%
7 | 10 | 15 | 9.747e-06 | 1.2263e-05 | 680.5116 | 68.05% | 0.0008345% | 7 | 10 | 15 | 9.809e-06 | 1.2247e-05 | 680.5116 | 68.05% | 0.0008334%
7 | 10 | 16 | 1.3141e-05 | 1.6533e-05 | 274.1232 | 27.41% | 0.0004532% | 7 | 10 | 16 | 1.3141e-05 | 1.6407e-05 | 274.1232 | 27.41% | 0.0004498%
7 | 10 | 17 | 7.7784e-06 | 9.7864e-06 | 332.778 | 33.28% | 0.0003257% | 7 | 10 | 17 | 7.7784e-06 | 9.712e-06 | 332.778 | 33.28% | 0.0003232%
7 | 10 | 18 | 3.067e-06 | 3.8587e-06 | 301.8876 | 30.19% | 0.0001165% | 7 | 10 | 18 | 3.067e-06 | 3.8294e-06 | 301.8876 | 30.19% | 0.0001156%
7 | 10 | 19 | 1.0003e-06 | 1.2585e-06 | 93.6876 | 9.369% | 1.179e-05% | 7 | 10 | 19 | 1.0003e-06 | 1.2489e-06 | 93.6876 | 9.369% | 1.17e-05%
7 | 10 | 20 | 2.9912e-07 | 3.7634e-07 | 21.0264 | 2.103% | 7.913e-07% | 7 | 10 | 20 | 2.9912e-07 | 3.7348e-07 | 21.0264 | 2.103% | 7.853e-07%
7 | 10 | 21 | 8.8476e-08 | 1.1132e-07 | 0 | 0% | 0% | 7 | 10 | 21 | 8.8476e-08 | 1.1047e-07 | 0 | 0% | 0%
7 | 10 | 22 | 9.0814e-09 | 1.1426e-08 | 0 | 0% | 0% | 7 | 10 | 22 | 9.0814e-09 | 1.1339e-08 | 0 | 0% | 0%
7 | 10 | 23 | 0 | 0 | 0 | 0% | 0% | 7 | 10 | 23 | 0 | 0 | 0 | 0% | 0%
7 | 11 | 0 | 0 | 0 | 0 | 0% | 0% | 7 | 11 | 0 | 0 | 0 | 0 | 0% | 0%
7 | 11 | 1 | 0 | 0 | 0 | 0% | 0% | 7 | 11 | 1 | 0 | 0 | 0 | 0% | 0%
7 | 11 | 2 | 0 | 0 | 0 | 0% | 0% | 7 | 11 | 2 | 0 | 0 | 0 | 0% | 0%
7 | 11 | 3 | 0 | 0 | 0 | 0% | 0% | 7 | 11 | 3 | 0 | 0 | 0 | 0% | 0%
7 | 11 | 4 | 0 | 0 | 0 | 0% | 0% | 7 | 11 | 4 | 0 | 0 | 0 | 0% | 0%
7 | 11 | 5 | 0 | 0 | 0 | 0% | 0% | 7 | 11 | 5 | 0 | 0 | 0 | 0% | 0%
7 | 11 | 6 | 0 | 0 | 0 | 0% | 0% | 7 | 11 | 6 | 0 | 0 | 0 | 0% | 0%
7 | 11 | 7 | 0 | 0 | 38.892 | 3.889% | 0% | 7 | 11 | 7 | 0 | 0 | 38.892 | 3.889% | 0%
7 | 11 | 8 | 0 | 0 | 214.74 | 21.47% | 0% | 7 | 11 | 8 | 0 | 0 | 214.74 | 21.47% | 0%
7 | 11 | 9 | 9.0172e-09 | 1.1345e-08 | 437.1072 | 43.71% | 4.959e-07% | 7 | 11 | 9 | 9.1679e-09 | 1.1447e-08 | 437.1072 | 43.71% | 5.004e-07%
7 | 11 | 10 | 8.1613e-08 | 1.0268e-07 | 626.1876 | 62.62% | 6.43e-06% | 7 | 11 | 10 | 8.3445e-08 | 1.0419e-07 | 626.1876 | 62.62% | 6.524e-06%
7 | 11 | 11 | 4.7044e-07 | 5.9189e-07 | 457.95 | 45.79% | 2.711e-05% | 7 | 11 | 11 | 4.7707e-07 | 5.9566e-07 | 457.95 | 45.79% | 2.728e-05%
7 | 11 | 12 | 1.6541e-06 | 2.0812e-06 | 860.2896 | 86.03% | 0.000179% | 7 | 11 | 12 | 1.6895e-06 | 2.1095e-06 | 860.2896 | 86.03% | 0.0001815%
7 | 11 | 13 | 6.3906e-06 | 8.0404e-06 | 531.6732 | 53.17% | 0.0004275% | 7 | 11 | 13 | 6.508e-06 | 8.1257e-06 | 531.6732 | 53.17% | 0.000432%
7 | 11 | 14 | 1.323e-05 | 1.6645e-05 | 879.3192 | 87.93% | 0.001464% | 7 | 11 | 14 | 1.3395e-05 | 1.6725e-05 | 879.3192 | 87.93% | 0.001471%
7 | 11 | 15 | 2.1199e-05 | 2.6671e-05 | 804.0756 | 80.41% | 0.002145% | 7 | 11 | 15 | 2.1471e-05 | 2.6809e-05 | 804.0756 | 80.41% | 0.002156%
7 | 11 | 16 | 2.0798e-05 | 2.6167e-05 | 698.958 | 69.9% | 0.001829% | 7 | 11 | 16 | 2.0798e-05 | 2.5968e-05 | 698.958 | 69.9% | 0.001815%
7 | 11 | 17 | 1.3899e-05 | 1.7487e-05 | 536.0268 | 53.6% | 0.0009373% | 7 | 11 | 17 | 1.3899e-05 | 1.7354e-05 | 536.0268 | 53.6% | 0.0009302%
7 | 11 | 18 | 1.0116e-05 | 1.2727e-05 | 333.7236 | 33.37% | 0.0004247% | 7 | 11 | 18 | 1.0116e-05 | 1.263e-05 | 333.7236 | 33.37% | 0.0004215%
7 | 11 | 19 | 3.4103e-06 | 4.2907e-06 | 126.0036 | 12.6% | 5.406e-05% | 7 | 11 | 19 | 3.4103e-06 | 4.2581e-06 | 126.0036 | 12.6% | 5.365e-05%
7 | 11 | 20 | 2.807e-06 | 3.5316e-06 | 19.11 | 1.911% | 6.749e-06% | 7 | 11 | 20 | 2.807e-06 | 3.5048e-06 | 19.11 | 1.911% | 6.698e-06%
7 | 11 | 21 | 5.8547e-07 | 7.3661e-07 | 0 | 0% | 0% | 7 | 11 | 21 | 5.8547e-07 | 7.3101e-07 | 0 | 0% | 0%
7 | 11 | 22 | 6.6772e-08 | 8.4009e-08 | 0 | 0% | 0% | 7 | 11 | 22 | 6.6772e-08 | 8.337e-08 | 0 | 0% | 0%
7 | 11 | 23 | 7.6743e-09 | 9.6555e-09 | 0 | 0% | 0% | 7 | 11 | 23 | 7.6743e-09 | 9.582e-09 | 0 | 0% | 0%
7 | 12 | 0 | 1.113e-09 | 1.4004e-09 | 0 | 0% | 0% | 7 | 12 | 0 | 1.113e-09 | 1.3897e-09 | 0 | 0% | 0%
7 | 12 | 1 | 0 | 0 | 0 | 0% | 0% | 7 | 12 | 1 | 0 | 0 | 0 | 0% | 0%
7 | 12 | 2 | 0 | 0 | 0 | 0% | 0% | 7 | 12 | 2 | 0 | 0 | 0 | 0% | 0%
7 | 12 | 3 | 0 | 0 | 0 | 0% | 0% | 7 | 12 | 3 | 0 | 0 | 0 | 0% | 0%
7 | 12 | 4 | 0 | 0 | 0 | 0% | 0% | 7 | 12 | 4 | 0 | 0 | 0 | 0% | 0%
7 | 12 | 5 | 1.0187e-09 | 1.2816e-09 | 0 | 0% | 0% | 7 | 12 | 5 | 1.0187e-09 | 1.2719e-09 | 0 | 0% | 0%
7 | 12 | 6 | 5.6283e-09 | 7.0812e-09 | 0 | 0% | 0% | 7 | 12 | 6 | 5.6283e-09 | 7.0273e-09 | 0 | 0% | 0%
7 | 12 | 7 | 4.0282e-08 | 5.0681e-08 | 47.9712 | 4.797% | 2.431e-07% | 7 | 12 | 7 | 4.0282e-08 | 5.0295e-08 | 47.9712 | 4.797% | 2.413e-07%
7 | 12 | 8 | 2.0555e-07 | 2.5861e-07 | 205.926 | 20.59% | 5.325e-06% | 7 | 12 | 8 | 2.0852e-07 | 2.6036e-07 | 205.926 | 20.59% | 5.361e-06%
7 | 12 | 9 | 1.0358e-06 | 1.3032e-06 | 408.0444 | 40.8% | 5.318e-05% | 7 | 12 | 9 | 1.0656e-06 | 1.3306e-06 | 408.0444 | 40.8% | 5.429e-05%
7 | 12 | 10 | 5.113e-06 | 6.433e-06 | 301.686 | 30.17% | 0.0001941% | 7 | 12 | 10 | 5.2518e-06 | 6.5573e-06 | 301.686 | 30.17% | 0.0001978%
7 | 12 | 11 | 1.5458e-05 | 1.9449e-05 | 722.226 | 72.22% | 0.001405% | 7 | 12 | 11 | 1.5842e-05 | 1.978e-05 | 722.226 | 72.22% | 0.001429%
7 | 12 | 12 | 4.447e-05 | 5.595e-05 | 805.6476 | 80.56% | 0.004508% | 7 | 12 | 12 | 4.5507e-05 | 5.6819e-05 | 805.6476 | 80.56% | 0.004578%
7 | 12 | 13 | 9.537e-05 | 0.00011999 | 840.5904 | 84.06% | 0.01009% | 7 | 12 | 13 | 9.766e-05 | 0.00012194 | 840.5904 | 84.06% | 0.01025%
7 | 12 | 14 | 0.00017032 | 0.00021429 | 257.2584 | 25.73% | 0.005513% | 7 | 12 | 14 | 0.00017315 | 0.00021619 | 257.2584 | 25.73% | 0.005562%
7 | 12 | 15 | 0.00021531 | 0.00027089 | 786.0156 | 78.6% | 0.02129% | 7 | 12 | 15 | 0.00021892 | 0.00027334 | 786.0156 | 78.6% | 0.02149%
7 | 12 | 16 | 0.00022382 | 0.00028159 | 676.2372 | 67.62% | 0.01904% | 7 | 12 | 16 | 0.00022382 | 0.00027945 | 676.2372 | 67.62% | 0.0189%
7 | 12 | 17 | 0.00011978 | 0.00015071 | 520.4952 | 52.05% | 0.007844% | 7 | 12 | 17 | 0.00011978 | 0.00014956 | 520.4952 | 52.05% | 0.007784%
7 | 12 | 18 | 5.1798e-05 | 6.5169e-05 | 322.9152 | 32.29% | 0.002104% | 7 | 12 | 18 | 5.1798e-05 | 6.4674e-05 | 322.9152 | 32.29% | 0.002088%
7 | 12 | 19 | 2.1727e-05 | 2.7336e-05 | 123.2748 | 12.33% | 0.000337% | 7 | 12 | 19 | 2.1727e-05 | 2.7128e-05 | 123.2748 | 12.33% | 0.0003344%
7 | 12 | 20 | 1.6025e-05 | 2.0162e-05 | 20.1852 | 2.019% | 4.07e-05% | 7 | 12 | 20 | 1.6025e-05 | 2.0009e-05 | 20.1852 | 2.019% | 4.039e-05%
7 | 12 | 21 | 4.0104e-06 | 5.0457e-06 | 0 | 0% | 0% | 7 | 12 | 21 | 4.0104e-06 | 5.0073e-06 | 0 | 0% | 0%
7 | 12 | 22 | 3.2704e-07 | 4.1146e-07 | 0 | 0% | 0% | 7 | 12 | 22 | 3.2704e-07 | 4.0833e-07 | 0 | 0% | 0%
7 | 12 | 23 | 3.4463e-08 | 4.3359e-08 | 0 | 0% | 0% | 7 | 12 | 23 | 3.4463e-08 | 4.3029e-08 | 0 | 0% | 0%
7 | 13 | 0 | 6.5625e-09 | 8.2566e-09 | 0 | 0% | 0% | 7 | 13 | 0 | 6.5625e-09 | 8.1938e-09 | 0 | 0% | 0%
7 | 13 | 1 | 1.3434e-09 | 1.6902e-09 | 0 | 0% | 0% | 7 | 13 | 1 | 1.3434e-09 | 1.6774e-09 | 0 | 0% | 0%
7 | 13 | 2 | 0 | 0 | 0 | 0% | 0% | 7 | 13 | 2 | 0 | 0 | 0 | 0% | 0%
7 | 13 | 3 | 0 | 0 | 0 | 0% | 0% | 7 | 13 | 3 | 0 | 0 | 0 | 0% | 0%
7 | 13 | 4 | 0 | 0 | 0 | 0% | 0% | 7 | 13 | 4 | 0 | 0 | 0 | 0% | 0%
7 | 13 | 5 | 2.2935e-09 | 2.8855e-09 | 0 | 0% | 0% | 7 | 13 | 5 | 2.2935e-09 | 2.8636e-09 | 0 | 0% | 0%
7 | 13 | 6 | 9.8521e-09 | 1.2395e-08 | 0 | 0% | 0% | 7 | 13 | 6 | 9.8521e-09 | 1.2301e-08 | 0 | 0% | 0%
7 | 13 | 7 | 2.1577e-08 | 2.7147e-08 | 48.318 | 4.832% | 1.312e-07% | 7 | 13 | 7 | 2.1901e-08 | 2.7345e-08 | 48.318 | 4.832% | 1.321e-07%
7 | 13 | 8 | 4.2917e-08 | 5.3996e-08 | 205.8084 | 20.58% | 1.111e-06% | 7 | 13 | 8 | 4.3612e-08 | 5.4454e-08 | 205.8084 | 20.58% | 1.121e-06%
7 | 13 | 9 | 1.04e-07 | 1.3085e-07 | 405.5316 | 40.55% | 5.306e-06% | 7 | 13 | 9 | 1.0735e-07 | 1.3404e-07 | 405.5316 | 40.55% | 5.436e-06%
7 | 13 | 10 | 8.2104e-08 | 1.033e-07 | 562.9716 | 56.3% | 5.815e-06% | 7 | 13 | 10 | 8.4579e-08 | 1.056e-07 | 562.9716 | 56.3% | 5.945e-06%
7 | 13 | 11 | 1.2117e-07 | 1.5245e-07 | 679.6128 | 67.96% | 1.036e-05% | 7 | 13 | 11 | 1.2486e-07 | 1.559e-07 | 679.6128 | 67.96% | 1.06e-05%
7 | 13 | 12 | 2.8229e-07 | 3.5517e-07 | 751.1256 | 75.11% | 2.668e-05% | 7 | 13 | 12 | 2.9075e-07 | 3.6302e-07 | 751.1256 | 75.11% | 2.727e-05%
7 | 13 | 13 | 6.2037e-07 | 7.8051e-07 | 783.0168 | 78.3% | 6.112e-05% | 7 | 13 | 13 | 6.4303e-07 | 8.0287e-07 | 783.0168 | 78.3% | 6.287e-05%
7 | 13 | 14 | 1.1964e-06 | 1.5053e-06 | 768.2724 | 76.83% | 0.0001156% | 7 | 13 | 14 | 1.2214e-06 | 1.525e-06 | 768.2724 | 76.83% | 0.0001172%
7 | 13 | 15 | 2.7728e-06 | 3.4887e-06 | 713.3088 | 71.33% | 0.0002488% | 7 | 13 | 15 | 2.81e-06 | 3.5085e-06 | 713.3088 | 71.33% | 0.0002503%
7 | 13 | 16 | 6.703e-06 | 8.4334e-06 | 616.806 | 61.68% | 0.0005202% | 7 | 13 | 16 | 6.7433e-06 | 8.4195e-06 | 616.806 | 61.68% | 0.0005193%
7 | 13 | 17 | 8.462e-06 | 1.0646e-05 | 477.6168 | 47.76% | 0.0005085% | 7 | 13 | 17 | 8.5159e-06 | 1.0633e-05 | 477.6168 | 47.76% | 0.0005078%
7 | 13 | 18 | 6.0433e-06 | 7.6034e-06 | 305.4264 | 30.54% | 0.0002322% | 7 | 13 | 18 | 6.0433e-06 | 7.5456e-06 | 305.4264 | 30.54% | 0.0002305%
7 | 13 | 19 | 1.7751e-06 | 2.2333e-06 | 132.3828 | 13.24% | 2.957e-05% | 7 | 13 | 19 | 1.7751e-06 | 2.2163e-06 | 132.3828 | 13.24% | 2.934e-05%
7 | 13 | 20 | 9.3138e-07 | 1.1718e-06 | 24.8664 | 2.487% | 2.914e-06% | 7 | 13 | 20 | 9.3138e-07 | 1.1629e-06 | 24.8664 | 2.487% | 2.892e-06%
7 | 13 | 21 | 2.399e-07 | 3.0183e-07 | 0 | 0% | 0% | 7 | 13 | 21 | 2.399e-07 | 2.9953e-07 | 0 | 0% | 0%
7 | 13 | 22 | 3.5829e-08 | 4.5078e-08 | 0 | 0% | 0% | 7 | 13 | 22 | 3.5829e-08 | 4.4735e-08 | 0 | 0% | 0%
7 | 13 | 23 | 3.6289e-09 | 4.5657e-09 | 0 | 0% | 0% | 7 | 13 | 23 | 3.6289e-09 | 4.531e-09 | 0 | 0% | 0%
7 | 14 | 0 | 0 | 0 | 0 | 0% | 0% | 7 | 14 | 0 | 0 | 0 | 0 | 0% | 0%
7 | 14 | 1 | 0 | 0 | 0 | 0% | 0% | 7 | 14 | 1 | 0 | 0 | 0 | 0% | 0%
7 | 14 | 2 | 0 | 0 | 0 | 0% | 0% | 7 | 14 | 2 | 0 | 0 | 0 | 0% | 0%
7 | 14 | 3 | 0 | 0 | 0 | 0% | 0% | 7 | 14 | 3 | 0 | 0 | 0 | 0% | 0%
7 | 14 | 4 | 0 | 0 | 0 | 0% | 0% | 7 | 14 | 4 | 0 | 0 | 0 | 0% | 0%
7 | 14 | 5 | 0 | 0 | 0 | 0% | 0% | 7 | 14 | 5 | 0 | 0 | 0 | 0% | 0%
7 | 14 | 6 | 5.8872e-10 | 7.407e-10 | 0 | 0% | 0% | 7 | 14 | 6 | 5.8872e-10 | 7.3507e-10 | 0 | 0% | 0%
7 | 14 | 7 | 1.632e-08 | 2.0533e-08 | 53.7096 | 5.371% | 1.103e-07% | 7 | 14 | 7 | 1.6447e-08 | 2.0535e-08 | 53.7096 | 5.371% | 1.103e-07%
7 | 14 | 8 | 1.3352e-07 | 1.6799e-07 | 204.366 | 20.44% | 3.433e-06% | 7 | 14 | 8 | 1.3549e-07 | 1.6918e-07 | 204.366 | 20.44% | 3.457e-06%
7 | 14 | 9 | 1.9857e-06 | 2.4984e-06 | 403.0068 | 40.3% | 0.0001007% | 7 | 14 | 9 | 2.027e-06 | 2.5309e-06 | 403.0068 | 40.3% | 0.000102%
7 | 14 | 10 | 1.2983e-05 | 1.6334e-05 | 573.0444 | 57.3% | 0.000936% | 7 | 14 | 10 | 1.3313e-05 | 1.6623e-05 | 573.0444 | 57.3% | 0.0009526%
7 | 14 | 11 | 5.0347e-05 | 6.3344e-05 | 698.7804 | 69.88% | 0.004426% | 7 | 14 | 11 | 5.1238e-05 | 6.3975e-05 | 698.7804 | 69.88% | 0.00447%
7 | 14 | 12 | 0.00022141 | 0.00027857 | 775.3968 | 77.54% | 0.0216% | 7 | 14 | 12 | 0.00022505 | 0.000281 | 775.3968 | 77.54% | 0.02179%
7 | 14 | 13 | 0.0006369 | 0.00080132 | 712.6548 | 71.27% | 0.05711% | 7 | 14 | 13 | 0.00065005 | 0.00081164 | 712.6548 | 71.27% | 0.05784%
7 | 14 | 14 | 0.0010408 | 0.0013095 | 795.4548 | 79.55% | 0.1042% | 7 | 14 | 14 | 0.0010509 | 0.0013121 | 795.4548 | 79.55% | 0.1044%
7 | 14 | 15 | 0.0013976 | 0.0017584 | 540.8532 | 54.09% | 0.0951% | 7 | 14 | 15 | 0.0014109 | 0.0017617 | 540.8532 | 54.09% | 0.09528%
7 | 14 | 16 | 0.0010978 | 0.0013812 | 583.1868 | 58.32% | 0.08055% | 7 | 14 | 16 | 0.0010978 | 0.0013707 | 583.1868 | 58.32% | 0.07994%
7 | 14 | 17 | 0.00071995 | 0.0009058 | 478.2516 | 47.83% | 0.04332% | 7 | 14 | 17 | 0.00071995 | 0.00089891 | 478.2516 | 47.83% | 0.04299%
7 | 14 | 18 | 0.00027994 | 0.00035221 | 260.5044 | 26.05% | 0.009175% | 7 | 14 | 18 | 0.00027994 | 0.00034953 | 260.5044 | 26.05% | 0.009105%
7 | 14 | 19 | 0.00011237 | 0.00014138 | 116.022 | 11.6% | 0.00164% | 7 | 14 | 19 | 0.00011237 | 0.00014031 | 116.022 | 11.6% | 0.001628%
7 | 14 | 20 | 4.9395e-05 | 6.2147e-05 | 24.4596 | 2.446% | 0.000152% | 7 | 14 | 20 | 4.9395e-05 | 6.1674e-05 | 24.4596 | 2.446% | 0.0001509%
7 | 14 | 21 | 1.3981e-05 | 1.759e-05 | 0 | 0% | 0% | 7 | 14 | 21 | 1.3981e-05 | 1.7456e-05 | 0 | 0% | 0%
7 | 14 | 22 | 1.1641e-06 | 1.4646e-06 | 0 | 0% | 0% | 7 | 14 | 22 | 1.1641e-06 | 1.4535e-06 | 0 | 0% | 0%
7 | 14 | 23 | 1.1064e-07 | 1.3921e-07 | 0 | 0% | 0% | 7 | 14 | 23 | 1.1064e-07 | 1.3815e-07 | 0 | 0% | 0%
7 | 15 | 0 | 1.3734e-08 | 1.7279e-08 | 0 | 0% | 0% | 7 | 15 | 0 | 1.3734e-08 | 1.7148e-08 | 0 | 0% | 0%
7 | 15 | 1 | 1.8348e-09 | 2.3084e-09 | 0 | 0% | 0% | 7 | 15 | 1 | 1.8348e-09 | 2.2909e-09 | 0 | 0% | 0%
7 | 15 | 2 | 0 | 0 | 0 | 0% | 0% | 7 | 15 | 2 | 0 | 0 | 0 | 0% | 0%
7 | 15 | 3 | 0 | 0 | 0 | 0% | 0% | 7 | 15 | 3 | 0 | 0 | 0 | 0% | 0%
7 | 15 | 4 | 0 | 0 | 0 | 0% | 0% | 7 | 15 | 4 | 0 | 0 | 0 | 0% | 0%
7 | 15 | 5 | 1.574e-09 | 1.9803e-09 | 0 | 0% | 0% | 7 | 15 | 5 | 1.574e-09 | 1.9652e-09 | 0 | 0% | 0%
7 | 15 | 6 | 7.6136e-09 | 9.5791e-09 | 0 | 0% | 0% | 7 | 15 | 6 | 7.6136e-09 | 9.5062e-09 | 0 | 0% | 0%
7 | 15 | 7 | 9.6317e-08 | 1.2118e-07 | 46.3956 | 4.64% | 5.622e-07% | 7 | 15 | 7 | 9.6317e-08 | 1.2026e-07 | 46.3956 | 4.64% | 5.58e-07%
7 | 15 | 8 | 1.0433e-06 | 1.3126e-06 | 176.016 | 17.6% | 2.31e-05% | 7 | 15 | 8 | 1.0506e-06 | 1.3118e-06 | 176.016 | 17.6% | 2.309e-05%
7 | 15 | 9 | 1.1101e-05 | 1.3967e-05 | 280.5048 | 28.05% | 0.0003918% | 7 | 15 | 9 | 1.1239e-05 | 1.4032e-05 | 280.5048 | 28.05% | 0.0003936%
7 | 15 | 10 | 7.5875e-05 | 9.5462e-05 | 321.5172 | 32.15% | 0.003069% | 7 | 15 | 10 | 7.7162e-05 | 9.6343e-05 | 321.5172 | 32.15% | 0.003098%
7 | 15 | 11 | 0.00049743 | 0.00062584 | 154.0716 | 15.41% | 0.009642% | 7 | 15 | 11 | 0.0005028 | 0.00062779 | 154.0716 | 15.41% | 0.009672%
7 | 15 | 12 | 0.0017797 | 0.0022391 | 128.4528 | 12.85% | 0.02876% | 7 | 15 | 12 | 0.001788 | 0.0022324 | 128.4528 | 12.85% | 0.02868%
7 | 15 | 13 | 0.0031443 | 0.003956 | 142.9668 | 14.3% | 0.05656% | 7 | 15 | 13 | 0.0031726 | 0.0039613 | 142.9668 | 14.3% | 0.05663%
7 | 15 | 14 | 0.0049746 | 0.0062588 | 157.6128 | 15.76% | 0.09865% | 7 | 15 | 14 | 0.0049746 | 0.0062111 | 157.6128 | 15.76% | 0.0979%
7 | 15 | 15 | 0.0063123 | 0.0079418 | 504.204 | 50.42% | 0.4004% | 7 | 15 | 15 | 0.0063123 | 0.0078814 | 504.204 | 50.42% | 0.3974%
7 | 15 | 16 | 0.0045921 | 0.0057776 | 506.0064 | 50.6% | 0.2923% | 7 | 15 | 16 | 0.004613 | 0.0057597 | 506.0064 | 50.6% | 0.2914%
7 | 15 | 17 | 0.0024851 | 0.0031266 | 350.3028 | 35.03% | 0.1095% | 7 | 15 | 17 | 0.0024851 | 0.0031028 | 350.3028 | 35.03% | 0.1087%
7 | 15 | 18 | 0.00105 | 0.001321 | 235.3212 | 23.53% | 0.03109% | 7 | 15 | 18 | 0.00105 | 0.001311 | 235.3212 | 23.53% | 0.03085%
7 | 15 | 19 | 0.00039193 | 0.00049311 | 119.0292 | 11.9% | 0.005869% | 7 | 15 | 19 | 0.00039193 | 0.00048936 | 119.0292 | 11.9% | 0.005825%
7 | 15 | 20 | 0.00021641 | 0.00027227 | 18.0264 | 1.803% | 0.0004908% | 7 | 15 | 20 | 0.00021641 | 0.0002702 | 18.0264 | 1.803% | 0.0004871%
7 | 15 | 21 | 4.6291e-05 | 5.8242e-05 | 0 | 0% | 0% | 7 | 15 | 21 | 4.6291e-05 | 5.7799e-05 | 0 | 0% | 0%
7 | 15 | 22 | 3.8072e-06 | 4.7901e-06 | 0 | 0% | 0% | 7 | 15 | 22 | 3.8072e-06 | 4.7536e-06 | 0 | 0% | 0%
7 | 15 | 23 | 2.5357e-07 | 3.1903e-07 | 0 | 0% | 0% | 7 | 15 | 23 | 2.5357e-07 | 3.166e-07 | 0 | 0% | 0%
7 | 16 | 0 | 4.8001e-08 | 6.0392e-08 | 0 | 0% | 0% | 7 | 16 | 0 | 4.8001e-08 | 5.9933e-08 | 0 | 0% | 0%
7 | 16 | 1 | 1.1991e-08 | 1.5087e-08 | 0 | 0% | 0% | 7 | 16 | 1 | 1.1991e-08 | 1.4972e-08 | 0 | 0% | 0%
7 | 16 | 2 | 3.6589e-09 | 4.6035e-09 | 0 | 0% | 0% | 7 | 16 | 2 | 3.6589e-09 | 4.5684e-09 | 0 | 0% | 0%
7 | 16 | 3 | 2.3364e-09 | 2.9395e-09 | 0 | 0% | 0% | 7 | 16 | 3 | 2.3364e-09 | 2.9171e-09 | 0 | 0% | 0%
7 | 16 | 4 | 2.4651e-09 | 3.1015e-09 | 0 | 0% | 0% | 7 | 16 | 4 | 2.4651e-09 | 3.0779e-09 | 0 | 0% | 0%
7 | 16 | 5 | 6.0992e-09 | 7.6737e-09 | 0 | 0% | 0% | 7 | 16 | 5 | 6.0992e-09 | 7.6153e-09 | 0 | 0% | 0%
7 | 16 | 6 | 2.9458e-08 | 3.7063e-08 | 0 | 0% | 0% | 7 | 16 | 6 | 2.9458e-08 | 3.6781e-08 | 0 | 0% | 0%
7 | 16 | 7 | 2.0401e-07 | 2.5667e-07 | 37.8924 | 3.789% | 9.726e-07% | 7 | 16 | 7 | 2.0401e-07 | 2.5472e-07 | 37.8924 | 3.789% | 9.652e-07%
7 | 16 | 8 | 1.2723e-06 | 1.6007e-06 | 201.4272 | 20.14% | 3.224e-05% | 7 | 16 | 8 | 1.2897e-06 | 1.6102e-06 | 201.4272 | 20.14% | 3.243e-05%
7 | 16 | 9 | 1.0057e-05 | 1.2653e-05 | 409.8504 | 40.99% | 0.0005186% | 7 | 16 | 9 | 1.0246e-05 | 1.2793e-05 | 409.8504 | 40.99% | 0.0005243%
7 | 16 | 10 | 3.8739e-05 | 4.874e-05 | 583.5756 | 58.36% | 0.002844% | 7 | 16 | 10 | 3.9705e-05 | 4.9575e-05 | 583.5756 | 58.36% | 0.002893%
7 | 16 | 11 | 0.00016756 | 0.00021082 | 551.1 | 55.11% | 0.01162% | 7 | 16 | 11 | 0.00017032 | 0.00021266 | 551.1 | 55.11% | 0.01172%
7 | 16 | 12 | 0.00034097 | 0.00042899 | 620.4348 | 62.04% | 0.02662% | 7 | 16 | 12 | 0.0003468 | 0.000433 | 620.4348 | 62.04% | 0.02686%
7 | 16 | 13 | 0.0010663 | 0.0013415 | 818.1624 | 81.82% | 0.1098% | 7 | 16 | 13 | 0.0010769 | 0.0013446 | 818.1624 | 81.82% | 0.11%
7 | 16 | 14 | 0.0024988 | 0.0031438 | 800.3916 | 80.04% | 0.2516% | 7 | 16 | 14 | 0.0025218 | 0.0031487 | 800.3916 | 80.04% | 0.252%
7 | 16 | 15 | 0.0027456 | 0.0034543 | 771.5376 | 77.15% | 0.2665% | 7 | 16 | 15 | 0.0027715 | 0.0034604 | 771.5376 | 77.15% | 0.267%
7 | 16 | 16 | 0.0023289 | 0.0029301 | 670.5168 | 67.05% | 0.1965% | 7 | 16 | 16 | 0.0023396 | 0.0029212 | 670.5168 | 67.05% | 0.1959%
7 | 16 | 17 | 0.0013906 | 0.0017496 | 508.3044 | 50.83% | 0.08893% | 7 | 16 | 17 | 0.0013906 | 0.0017363 | 508.3044 | 50.83% | 0.08826%
7 | 16 | 18 | 0.00055127 | 0.00069358 | 321.2424 | 32.12% | 0.02228% | 7 | 16 | 18 | 0.00055127 | 0.0006883 | 321.2424 | 32.12% | 0.02211%
7 | 16 | 19 | 0.00020709 | 0.00026056 | 125.622 | 12.56% | 0.003273% | 7 | 16 | 19 | 0.00020709 | 0.00025858 | 125.622 | 12.56% | 0.003248%
7 | 16 | 20 | 0.00011296 | 0.00014212 | 19.3584 | 1.936% | 0.0002751% | 7 | 16 | 20 | 0.00011296 | 0.00014104 | 19.3584 | 1.936% | 0.000273%
7 | 16 | 21 | 2.6833e-05 | 3.3759e-05 | 0 | 0% | 0% | 7 | 16 | 21 | 2.6833e-05 | 3.3503e-05 | 0 | 0% | 0%
7 | 16 | 22 | 3.1084e-06 | 3.9108e-06 | 0 | 0% | 0% | 7 | 16 | 22 | 3.1084e-06 | 3.881e-06 | 0 | 0% | 0%
7 | 16 | 23 | 3.7324e-07 | 4.696e-07 | 0 | 0% | 0% | 7 | 16 | 23 | 3.7324e-07 | 4.6603e-07 | 0 | 0% | 0%
7 | 17 | 0 | 4.1558e-08 | 5.2286e-08 | 0 | 0% | 0% | 7 | 17 | 0 | 4.1558e-08 | 5.1889e-08 | 0 | 0% | 0%
7 | 17 | 1 | 5.9095e-09 | 7.435e-09 | 0 | 0% | 0% | 7 | 17 | 1 | 5.9095e-09 | 7.3785e-09 | 0 | 0% | 0%
7 | 17 | 2 | 1.1727e-09 | 1.4754e-09 | 0 | 0% | 0% | 7 | 17 | 2 | 1.1727e-09 | 1.4642e-09 | 0 | 0% | 0%
7 | 17 | 3 | 0 | 0 | 0 | 0% | 0% | 7 | 17 | 3 | 0 | 0 | 0 | 0% | 0%
7 | 17 | 4 | 0 | 0 | 0 | 0% | 0% | 7 | 17 | 4 | 0 | 0 | 0 | 0% | 0%
7 | 17 | 5 | 0 | 0 | 0 | 0% | 0% | 7 | 17 | 5 | 0 | 0 | 0 | 0% | 0%
7 | 17 | 6 | 0 | 0 | 0 | 0% | 0% | 7 | 17 | 6 | 0 | 0 | 0 | 0% | 0%
7 | 17 | 7 | 1.2996e-09 | 1.6351e-09 | 39.3228 | 3.932% | 6.43e-09% | 7 | 17 | 7 | 1.2996e-09 | 1.6227e-09 | 39.3228 | 3.932% | 6.381e-09%
7 | 17 | 8 | 9.4694e-09 | 1.1914e-08 | 199.6872 | 19.97% | 2.379e-07% | 7 | 17 | 8 | 9.5464e-09 | 1.1919e-08 | 199.6872 | 19.97% | 2.38e-07%
7 | 17 | 9 | 7.9133e-08 | 9.9562e-08 | 401.3256 | 40.13% | 3.996e-06% | 7 | 17 | 9 | 7.9724e-08 | 9.9541e-08 | 401.3256 | 40.13% | 3.995e-06%
7 | 17 | 10 | 4.4161e-07 | 5.5561e-07 | 571.5072 | 57.15% | 3.175e-05% | 7 | 17 | 10 | 4.4456e-07 | 5.5507e-07 | 571.5072 | 57.15% | 3.172e-05%
7 | 17 | 11 | 4.3191e-06 | 5.4341e-06 | 689.7984 | 68.98% | 0.0003748% | 7 | 17 | 11 | 4.3775e-06 | 5.4656e-06 | 689.7984 | 68.98% | 0.000377%
7 | 17 | 12 | 1.1458e-05 | 1.4416e-05 | 308.0868 | 30.81% | 0.0004441% | 7 | 17 | 12 | 1.1676e-05 | 1.4578e-05 | 308.0868 | 30.81% | 0.0004491%
7 | 17 | 13 | 2.7851e-05 | 3.504e-05 | 667.6596 | 66.77% | 0.002339% | 7 | 17 | 13 | 2.8361e-05 | 3.5411e-05 | 667.6596 | 66.77% | 0.002364%
7 | 17 | 14 | 8.2687e-05 | 0.00010403 | 780.1404 | 78.01% | 0.008116% | 7 | 17 | 14 | 8.414e-05 | 0.00010506 | 780.1404 | 78.01% | 0.008196%
7 | 17 | 15 | 0.00010292 | 0.00012949 | 720.3492 | 72.03% | 0.009328% | 7 | 17 | 15 | 0.00010409 | 0.00012997 | 720.3492 | 72.03% | 0.009362%
7 | 17 | 16 | 6.6658e-05 | 8.3865e-05 | 629.2968 | 62.93% | 0.005278% | 7 | 17 | 16 | 6.743e-05 | 8.4191e-05 | 629.2968 | 62.93% | 0.005298%
7 | 17 | 17 | 4.3434e-05 | 5.4647e-05 | 490.2624 | 49.03% | 0.002679% | 7 | 17 | 17 | 4.3434e-05 | 5.4231e-05 | 490.2624 | 49.03% | 0.002659%
7 | 17 | 18 | 1.5356e-05 | 1.9321e-05 | 311.7672 | 31.18% | 0.0006024% | 7 | 17 | 18 | 1.5356e-05 | 1.9174e-05 | 311.7672 | 31.18% | 0.0005978%
7 | 17 | 19 | 3.9067e-06 | 4.9153e-06 | 121.17 | 12.12% | 5.956e-05% | 7 | 17 | 19 | 3.9067e-06 | 4.8779e-06 | 121.17 | 12.12% | 5.911e-05%
7 | 17 | 20 | 1.7748e-06 | 2.2329e-06 | 18.3096 | 1.831% | 4.088e-06% | 7 | 17 | 20 | 1.7748e-06 | 2.2159e-06 | 18.3096 | 1.831% | 4.057e-06%
7 | 17 | 21 | 3.105e-07 | 3.9066e-07 | 0 | 0% | 0% | 7 | 17 | 21 | 3.105e-07 | 3.8769e-07 | 0 | 0% | 0%
7 | 17 | 22 | 5.9061e-08 | 7.4308e-08 | 0 | 0% | 0% | 7 | 17 | 22 | 5.9061e-08 | 7.3743e-08 | 0 | 0% | 0%
7 | 17 | 23 | 9.7708e-09 | 1.2293e-08 | 0 | 0% | 0% | 7 | 17 | 23 | 9.7708e-09 | 1.22e-08 | 0 | 0% | 0%
7 | 18 | 0 | 1.8348e-09 | 2.3084e-09 | 0 | 0% | 0% | 7 | 18 | 0 | 1.8348e-09 | 2.2909e-09 | 0 | 0% | 0%
7 | 18 | 1 | 0 | 0 | 0 | 0% | 0% | 7 | 18 | 1 | 0 | 0 | 0 | 0% | 0%
7 | 18 | 2 | 0 | 0 | 0 | 0% | 0% | 7 | 18 | 2 | 0 | 0 | 0 | 0% | 0%
7 | 18 | 3 | 0 | 0 | 0 | 0% | 0% | 7 | 18 | 3 | 0 | 0 | 0 | 0% | 0%
7 | 18 | 4 | 0 | 0 | 0 | 0% | 0% | 7 | 18 | 4 | 0 | 0 | 0 | 0% | 0%
7 | 18 | 5 | 0 | 0 | 0 | 0% | 0% | 7 | 18 | 5 | 0 | 0 | 0 | 0% | 0%
7 | 18 | 6 | 0 | 0 | 0 | 0% | 0% | 7 | 18 | 6 | 0 | 0 | 0 | 0% | 0%
7 | 18 | 7 | 1.2892e-09 | 1.622e-09 | 13.6788 | 1.368% | 2.219e-09% | 7 | 18 | 7 | 1.2892e-09 | 1.6097e-09 | 13.6788 | 1.368% | 2.202e-09%
7 | 18 | 8 | 1.8576e-08 | 2.3371e-08 | 91.5492 | 9.155% | 2.14e-07% | 7 | 18 | 8 | 1.8576e-08 | 2.3193e-08 | 91.5492 | 9.155% | 2.123e-07%
7 | 18 | 9 | 1.3355e-07 | 1.6802e-07 | 218.742 | 21.87% | 3.675e-06% | 7 | 18 | 9 | 1.3451e-07 | 1.6795e-07 | 218.742 | 21.87% | 3.674e-06%
7 | 18 | 10 | 6.8606e-07 | 8.6317e-07 | 139.368 | 13.94% | 1.203e-05% | 7 | 18 | 10 | 7.0052e-07 | 8.7466e-07 | 139.368 | 13.94% | 1.219e-05%
7 | 18 | 11 | 4.3476e-06 | 5.4699e-06 | 528.6156 | 52.86% | 0.0002891% | 7 | 18 | 11 | 4.4655e-06 | 5.5755e-06 | 528.6156 | 52.86% | 0.0002947%
7 | 18 | 12 | 9.6313e-06 | 1.2118e-05 | 437.0388 | 43.7% | 0.0005296% | 7 | 18 | 12 | 9.8737e-06 | 1.2328e-05 | 437.0388 | 43.7% | 0.0005388%
7 | 18 | 13 | 1.4175e-05 | 1.7834e-05 | 514.944 | 51.49% | 0.0009184% | 7 | 18 | 13 | 1.4536e-05 | 1.8149e-05 | 514.944 | 51.49% | 0.0009346%
7 | 18 | 14 | 3.7082e-05 | 4.6655e-05 | 512.2968 | 51.23% | 0.00239% | 7 | 18 | 14 | 3.8023e-05 | 4.7475e-05 | 512.2968 | 51.23% | 0.002432%
7 | 18 | 15 | 3.2671e-05 | 4.1105e-05 | 484.5732 | 48.46% | 0.001992% | 7 | 18 | 15 | 3.3083e-05 | 4.1307e-05 | 484.5732 | 48.46% | 0.002002%
7 | 18 | 16 | 2.8352e-05 | 3.5671e-05 | 545.244 | 54.52% | 0.001945% | 7 | 18 | 16 | 2.8695e-05 | 3.5828e-05 | 545.244 | 54.52% | 0.001954%
7 | 18 | 17 | 1.0052e-05 | 1.2647e-05 | 458.3724 | 45.84% | 0.0005797% | 7 | 18 | 17 | 1.0052e-05 | 1.2551e-05 | 458.3724 | 45.84% | 0.0005753%
7 | 18 | 18 | 4.6486e-06 | 5.8486e-06 | 292.3272 | 29.23% | 0.000171% | 7 | 18 | 18 | 4.6486e-06 | 5.8042e-06 | 292.3272 | 29.23% | 0.0001697%
7 | 18 | 19 | 2.2389e-06 | 2.8169e-06 | 130.6692 | 13.07% | 3.681e-05% | 7 | 18 | 19 | 2.2389e-06 | 2.7955e-06 | 130.6692 | 13.07% | 3.653e-05%
7 | 18 | 20 | 1.8128e-06 | 2.2808e-06 | 19.8228 | 1.982% | 4.521e-06% | 7 | 18 | 20 | 1.8128e-06 | 2.2635e-06 | 19.8228 | 1.982% | 4.487e-06%
7 | 18 | 21 | 2.703e-07 | 3.4008e-07 | 0 | 0% | 0% | 7 | 18 | 21 | 2.703e-07 | 3.375e-07 | 0 | 0% | 0%
7 | 18 | 22 | 3.0869e-08 | 3.8838e-08 | 0 | 0% | 0% | 7 | 18 | 22 | 3.0869e-08 | 3.8542e-08 | 0 | 0% | 0%
7 | 18 | 23 | 6.0507e-09 | 7.6127e-09 | 0 | 0% | 0% | 7 | 18 | 23 | 6.0507e-09 | 7.5548e-09 | 0 | 0% | 0%
7 | 19 | 0 | 0 | 0 | 0 | 0% | 0% | 7 | 19 | 0 | 0 | 0 | 0 | 0% | 0%
7 | 19 | 1 | 0 | 0 | 0 | 0% | 0% | 7 | 19 | 1 | 0 | 0 | 0 | 0% | 0%
7 | 19 | 2 | 0 | 0 | 0 | 0% | 0% | 7 | 19 | 2 | 0 | 0 | 0 | 0% | 0%
7 | 19 | 3 | 0 | 0 | 0 | 0% | 0% | 7 | 19 | 3 | 0 | 0 | 0 | 0% | 0%
7 | 19 | 4 | 0 | 0 | 0 | 0% | 0% | 7 | 19 | 4 | 0 | 0 | 0 | 0% | 0%
7 | 19 | 5 | 3.0246e-09 | 3.8054e-09 | 0 | 0% | 0% | 7 | 19 | 5 | 3.0246e-09 | 3.7764e-09 | 0 | 0% | 0%
7 | 19 | 6 | 1.4895e-08 | 1.874e-08 | 0 | 0% | 0% | 7 | 19 | 6 | 1.5019e-08 | 1.8753e-08 | 0 | 0% | 0%
7 | 19 | 7 | 1.185e-07 | 1.4909e-07 | 52.68 | 5.268% | 7.854e-07% | 7 | 19 | 7 | 1.2028e-07 | 1.5019e-07 | 52.68 | 5.268% | 7.912e-07%
7 | 19 | 8 | 1.3816e-06 | 1.7383e-06 | 197.8644 | 19.79% | 3.44e-05% | 7 | 19 | 8 | 1.4013e-06 | 1.7497e-06 | 197.8644 | 19.79% | 3.462e-05%
7 | 19 | 9 | 1.3554e-05 | 1.7053e-05 | 384.138 | 38.41% | 0.0006551% | 7 | 19 | 9 | 1.3726e-05 | 1.7138e-05 | 384.138 | 38.41% | 0.0006583%
7 | 19 | 10 | 8.1693e-05 | 0.00010278 | 351.2484 | 35.12% | 0.00361% | 7 | 19 | 10 | 8.3126e-05 | 0.00010379 | 351.2484 | 35.12% | 0.003646%
7 | 19 | 11 | 0.00030991 | 0.00038992 | 394.9296 | 39.49% | 0.0154% | 7 | 19 | 11 | 0.00031516 | 0.0003935 | 394.9296 | 39.49% | 0.01554%
7 | 19 | 12 | 0.0014111 | 0.0017754 | 558.3912 | 55.84% | 0.09914% | 7 | 19 | 12 | 0.0014311 | 0.0017869 | 558.3912 | 55.84% | 0.09978%
7 | 19 | 13 | 0.0034923 | 0.0043938 | 810.8436 | 81.08% | 0.3563% | 7 | 19 | 13 | 0.0035408 | 0.004421 | 810.8436 | 81.08% | 0.3585%
7 | 19 | 14 | 0.0059733 | 0.0075153 | 801.7164 | 80.17% | 0.6025% | 7 | 19 | 14 | 0.0060517 | 0.007556 | 801.7164 | 80.17% | 0.6058%
7 | 19 | 15 | 0.0081028 | 0.010195 | 749.8512 | 74.99% | 0.7644% | 7 | 19 | 15 | 0.0081392 | 0.010162 | 749.8512 | 74.99% | 0.762%
7 | 19 | 16 | 0.0054134 | 0.0068108 | 655.3896 | 65.54% | 0.4464% | 7 | 19 | 16 | 0.0054372 | 0.0067888 | 655.3896 | 65.54% | 0.4449%
7 | 19 | 17 | 0.0024739 | 0.0031125 | 507.2556 | 50.73% | 0.1579% | 7 | 19 | 17 | 0.0024739 | 0.0030888 | 507.2556 | 50.73% | 0.1567%
7 | 19 | 18 | 0.00056912 | 0.00071604 | 324.432 | 32.44% | 0.02323% | 7 | 19 | 18 | 0.00056912 | 0.00071059 | 324.432 | 32.44% | 0.02305%
7 | 19 | 19 | 6.6988e-05 | 8.4281e-05 | 127.4568 | 12.75% | 0.001074% | 7 | 19 | 19 | 6.6988e-05 | 8.364e-05 | 127.4568 | 12.75% | 0.001066%
7 | 19 | 20 | 1.4517e-05 | 1.8265e-05 | 19.5312 | 1.953% | 3.567e-05% | 7 | 19 | 20 | 1.4517e-05 | 1.8126e-05 | 19.5312 | 1.953% | 3.54e-05%
7 | 19 | 21 | 2.2083e-06 | 2.7783e-06 | 0 | 0% | 0% | 7 | 19 | 21 | 2.2083e-06 | 2.7572e-06 | 0 | 0% | 0%
7 | 19 | 22 | 2.399e-07 | 3.0183e-07 | 0 | 0% | 0% | 7 | 19 | 22 | 2.399e-07 | 2.9953e-07 | 0 | 0% | 0%
7 | 19 | 23 | 1.8871e-08 | 2.3742e-08 | 0 | 0% | 0% | 7 | 19 | 23 | 1.8871e-08 | 2.3562e-08 | 0 | 0% | 0%
7 | 20 | 0 | 3.2321e-09 | 4.0664e-09 | 0 | 0% | 0% | 7 | 20 | 0 | 3.2321e-09 | 4.0355e-09 | 0 | 0% | 0%
7 | 20 | 1 | 0 | 0 | 0 | 0% | 0% | 7 | 20 | 1 | 0 | 0 | 0 | 0% | 0%
7 | 20 | 2 | 0 | 0 | 0 | 0% | 0% | 7 | 20 | 2 | 0 | 0 | 0 | 0% | 0%
7 | 20 | 3 | 0 | 0 | 0 | 0% | 0% | 7 | 20 | 3 | 0 | 0 | 0 | 0% | 0%
7 | 20 | 4 | 0 | 0 | 0 | 0% | 0% | 7 | 20 | 4 | 0 | 0 | 0 | 0% | 0%
7 | 20 | 5 | 2.2727e-09 | 2.8594e-09 | 0 | 0% | 0% | 7 | 20 | 5 | 2.2727e-09 | 2.8377e-09 | 0 | 0% | 0%
7 | 20 | 6 | 8.0774e-09 | 1.0163e-08 | 0 | 0% | 0% | 7 | 20 | 6 | 8.0774e-09 | 1.0085e-08 | 0 | 0% | 0%
7 | 20 | 7 | 5.9084e-08 | 7.4337e-08 | 43.0764 | 4.308% | 3.202e-07% | 7 | 20 | 7 | 5.9084e-08 | 7.3771e-08 | 43.0764 | 4.308% | 3.178e-07%
7 | 20 | 8 | 3.1293e-07 | 3.9371e-07 | 201.1212 | 20.11% | 7.918e-06% | 7 | 20 | 8 | 3.1293e-07 | 3.9071e-07 | 201.1212 | 20.11% | 7.858e-06%
7 | 20 | 9 | 1.7634e-06 | 2.2186e-06 | 402.7392 | 40.27% | 8.935e-05% | 7 | 20 | 9 | 1.7889e-06 | 2.2336e-06 | 402.7392 | 40.27% | 8.996e-05%
7 | 20 | 10 | 8.4634e-06 | 1.0648e-05 | 575.2596 | 57.53% | 0.0006125% | 7 | 20 | 10 | 8.6281e-06 | 1.0773e-05 | 575.2596 | 57.53% | 0.0006197%
7 | 20 | 11 | 4.8009e-05 | 6.0403e-05 | 697.9536 | 69.8% | 0.004216% | 7 | 20 | 11 | 4.8573e-05 | 6.0647e-05 | 697.9536 | 69.8% | 0.004233%
7 | 20 | 12 | 0.00025619 | 0.00032232 | 773.3052 | 77.33% | 0.02493% | 7 | 20 | 12 | 0.00025897 | 0.00032334 | 773.3052 | 77.33% | 0.025%
7 | 20 | 13 | 0.00062448 | 0.00078569 | 800.8812 | 80.09% | 0.06292% | 7 | 20 | 13 | 0.00063064 | 0.0007874 | 800.8812 | 80.09% | 0.06306%
7 | 20 | 14 | 0.00056641 | 0.00071263 | 778.6224 | 77.86% | 0.05549% | 7 | 20 | 14 | 0.00057246 | 0.00071476 | 778.6224 | 77.86% | 0.05565%
7 | 20 | 15 | 0.00059334 | 0.00074651 | 720.0384 | 72% | 0.05375% | 7 | 20 | 15 | 0.00059925 | 0.00074821 | 720.0384 | 72% | 0.05387%
7 | 20 | 16 | 0.00057231 | 0.00072006 | 617.5116 | 61.75% | 0.04446% | 7 | 20 | 16 | 0.00057231 | 0.00071458 | 617.5116 | 61.75% | 0.04413%
7 | 20 | 17 | 0.00038992 | 0.00049058 | 474.0768 | 47.41% | 0.02326% | 7 | 20 | 17 | 0.00038992 | 0.00048685 | 474.0768 | 47.41% | 0.02308%
7 | 20 | 18 | 0.00020152 | 0.00025354 | 301.5132 | 30.15% | 0.007644% | 7 | 20 | 18 | 0.00020152 | 0.00025161 | 301.5132 | 30.15% | 0.007586%
7 | 20 | 19 | 7.1272e-05 | 8.9671e-05 | 127.5636 | 12.76% | 0.001144% | 7 | 20 | 19 | 7.1272e-05 | 8.8989e-05 | 127.5636 | 12.76% | 0.001135%
7 | 20 | 20 | 5e-05 | 6.2908e-05 | 19.1016 | 1.91% | 0.0001202% | 7 | 20 | 20 | 5e-05 | 6.2429e-05 | 19.1016 | 1.91% | 0.0001193%
7 | 20 | 21 | 1.6325e-05 | 2.054e-05 | 0 | 0% | 0% | 7 | 20 | 21 | 1.6325e-05 | 2.0383e-05 | 0 | 0% | 0%
7 | 20 | 22 | 2.2537e-06 | 2.8355e-06 | 0 | 0% | 0% | 7 | 20 | 22 | 2.2537e-06 | 2.814e-06 | 0 | 0% | 0%
7 | 20 | 23 | 1.9243e-07 | 2.4211e-07 | 0 | 0% | 0% | 7 | 20 | 23 | 1.9243e-07 | 2.4027e-07 | 0 | 0% | 0%
7 | 21 | 0 | 5.0354e-08 | 6.3353e-08 | 0 | 0% | 0% | 7 | 21 | 0 | 5.0354e-08 | 6.2871e-08 | 0 | 0% | 0%
7 | 21 | 1 | 1.755e-08 | 2.208e-08 | 0 | 0% | 0% | 7 | 21 | 1 | 1.755e-08 | 2.1912e-08 | 0 | 0% | 0%
7 | 21 | 2 | 7.9412e-09 | 9.9912e-09 | 0 | 0% | 0% | 7 | 21 | 2 | 7.9412e-09 | 9.9152e-09 | 0 | 0% | 0%
7 | 21 | 3 | 4.5875e-09 | 5.7718e-09 | 0 | 0% | 0% | 7 | 21 | 3 | 4.5875e-09 | 5.7279e-09 | 0 | 0% | 0%
7 | 21 | 4 | 9.5386e-09 | 1.2001e-08 | 0 | 0% | 0% | 7 | 21 | 4 | 9.5386e-09 | 1.191e-08 | 0 | 0% | 0%
7 | 21 | 5 | 4.3604e-08 | 5.486e-08 | 0 | 0% | 0% | 7 | 21 | 5 | 4.3604e-08 | 5.4443e-08 | 0 | 0% | 0%
7 | 21 | 6 | 1.3048e-07 | 1.6417e-07 | 0 | 0% | 0% | 7 | 21 | 6 | 1.3048e-07 | 1.6292e-07 | 0 | 0% | 0%
7 | 21 | 7 | 2.6081e-07 | 3.2813e-07 | 10.6008 | 1.06% | 3.478e-07% | 7 | 21 | 7 | 2.6268e-07 | 3.2798e-07 | 10.6008 | 1.06% | 3.477e-07%
7 | 21 | 8 | 1.2205e-06 | 1.5356e-06 | 8.4984 | 0.8498% | 1.305e-06% | 7 | 21 | 8 | 1.2373e-06 | 1.5449e-06 | 8.4984 | 0.8498% | 1.313e-06%
7 | 21 | 9 | 3.9598e-06 | 4.982e-06 | 13.1832 | 1.318% | 6.568e-06% | 7 | 21 | 9 | 4.0124e-06 | 5.0098e-06 | 13.1832 | 1.318% | 6.605e-06%
7 | 21 | 10 | 2.6693e-05 | 3.3584e-05 | 76.5336 | 7.653% | 0.000257% | 7 | 21 | 10 | 2.7349e-05 | 3.4148e-05 | 76.5336 | 7.653% | 0.0002613%
7 | 21 | 11 | 0.00010943 | 0.00013767 | 62.0916 | 6.209% | 0.0008548% | 7 | 21 | 11 | 0.00011125 | 0.00013891 | 62.0916 | 6.209% | 0.0008625%
7 | 21 | 12 | 0.00035262 | 0.00044365 | 117.0072 | 11.7% | 0.005191% | 7 | 21 | 12 | 0.00035662 | 0.00044527 | 117.0072 | 11.7% | 0.00521%
7 | 21 | 13 | 0.00056328 | 0.00070869 | 605.6508 | 60.57% | 0.04292% | 7 | 21 | 13 | 0.00056633 | 0.00070711 | 605.6508 | 60.57% | 0.04283%
7 | 21 | 14 | 0.00044597 | 0.0005611 | 631.6752 | 63.17% | 0.03544% | 7 | 21 | 14 | 0.00044835 | 0.00055981 | 631.6752 | 63.17% | 0.03536%
7 | 21 | 15 | 0.00057836 | 0.00072767 | 539.3148 | 53.93% | 0.03924% | 7 | 21 | 15 | 0.00058134 | 0.00072586 | 539.3148 | 53.93% | 0.03915%
7 | 21 | 16 | 0.00051946 | 0.00065356 | 552.5856 | 55.26% | 0.03611% | 7 | 21 | 16 | 0.00052225 | 0.00065207 | 552.5856 | 55.26% | 0.03603%
7 | 21 | 17 | 0.00043875 | 0.00055202 | 356.208 | 35.62% | 0.01966% | 7 | 21 | 17 | 0.00043875 | 0.00054782 | 356.208 | 35.62% | 0.01951%
7 | 21 | 18 | 0.00021883 | 0.00027532 | 133.794 | 13.38% | 0.003684% | 7 | 21 | 18 | 0.00021883 | 0.00027323 | 133.794 | 13.38% | 0.003656%
7 | 21 | 19 | 6.3599e-05 | 8.0018e-05 | 39.9324 | 3.993% | 0.0003195% | 7 | 21 | 19 | 6.3599e-05 | 7.9409e-05 | 39.9324 | 3.993% | 0.0003171%
7 | 21 | 20 | 3.9421e-05 | 4.9597e-05 | 2.6124 | 0.2612% | 1.296e-05% | 7 | 21 | 20 | 3.9421e-05 | 4.922e-05 | 2.6124 | 0.2612% | 1.286e-05%
7 | 21 | 21 | 9.0807e-06 | 1.1425e-05 | 0 | 0% | 0% | 7 | 21 | 21 | 9.0807e-06 | 1.1338e-05 | 0 | 0% | 0%
7 | 21 | 22 | 7.189e-07 | 9.0449e-07 | 0 | 0% | 0% | 7 | 21 | 22 | 7.189e-07 | 8.9761e-07 | 0 | 0% | 0%
7 | 21 | 23 | 7.6235e-08 | 9.5916e-08 | 0 | 0% | 0% | 7 | 21 | 23 | 7.6235e-08 | 9.5186e-08 | 0 | 0% | 0%
7 | 22 | 0 | 9.4617e-09 | 1.1904e-08 | 0 | 0% | 0% | 7 | 22 | 0 | 9.4617e-09 | 1.1814e-08 | 0 | 0% | 0%
7 | 22 | 1 | 2.9746e-09 | 3.7425e-09 | 0 | 0% | 0% | 7 | 22 | 1 | 2.9746e-09 | 3.714e-09 | 0 | 0% | 0%
7 | 22 | 2 | 1.1229e-09 | 1.4127e-09 | 0 | 0% | 0% | 7 | 22 | 2 | 1.1229e-09 | 1.402e-09 | 0 | 0% | 0%
7 | 22 | 3 | 0 | 0 | 0 | 0% | 0% | 7 | 22 | 3 | 0 | 0 | 0 | 0% | 0%
7 | 22 | 4 | 1.3321e-09 | 1.676e-09 | 0 | 0% | 0% | 7 | 22 | 4 | 1.3321e-09 | 1.6633e-09 | 0 | 0% | 0%
7 | 22 | 5 | 7.4851e-09 | 9.4174e-09 | 0 | 0% | 0% | 7 | 22 | 5 | 7.4851e-09 | 9.3458e-09 | 0 | 0% | 0%
7 | 22 | 6 | 2.9693e-08 | 3.7358e-08 | 0 | 0% | 0% | 7 | 22 | 6 | 2.9693e-08 | 3.7074e-08 | 0 | 0% | 0%
7 | 22 | 7 | 3.9499e-07 | 4.9696e-07 | 46.2828 | 4.628% | 2.3e-06% | 7 | 22 | 7 | 3.9499e-07 | 4.9318e-07 | 46.2828 | 4.628% | 2.283e-06%
7 | 22 | 8 | 2.6263e-06 | 3.3043e-06 | 194.2992 | 19.43% | 6.42e-05% | 7 | 22 | 8 | 2.6263e-06 | 3.2792e-06 | 194.2992 | 19.43% | 6.371e-05%
7 | 22 | 9 | 4.2409e-05 | 5.3357e-05 | 249.7536 | 24.98% | 0.001333% | 7 | 22 | 9 | 4.2409e-05 | 5.2951e-05 | 249.7536 | 24.98% | 0.001322%
7 | 22 | 10 | 0.00019298 | 0.0002428 | 578.2668 | 57.83% | 0.01404% | 7 | 22 | 10 | 0.00019406 | 0.0002423 | 578.2668 | 57.83% | 0.01401%
7 | 22 | 11 | 0.0010113 | 0.0012724 | 581.8344 | 58.18% | 0.07403% | 7 | 22 | 11 | 0.0010162 | 0.0012688 | 581.8344 | 58.18% | 0.07382%
7 | 22 | 12 | 0.0029293 | 0.0036856 | 645.1356 | 64.51% | 0.2378% | 7 | 22 | 12 | 0.0029419 | 0.0036732 | 645.1356 | 64.51% | 0.237%
7 | 22 | 13 | 0.0077534 | 0.0097549 | 548.6076 | 54.86% | 0.5352% | 7 | 22 | 13 | 0.0077878 | 0.0097238 | 548.6076 | 54.86% | 0.5335%
7 | 22 | 14 | 0.0058994 | 0.0074223 | 630.7284 | 63.07% | 0.4681% | 7 | 22 | 14 | 0.005924 | 0.0073966 | 630.7284 | 63.07% | 0.4665%
7 | 22 | 15 | 0.0049959 | 0.0062856 | 52.6128 | 5.261% | 0.03307% | 7 | 22 | 15 | 0.0050204 | 0.0062684 | 52.6128 | 5.261% | 0.03298%
7 | 22 | 16 | 0.003623 | 0.0045582 | 70.038 | 7.004% | 0.03192% | 7 | 22 | 16 | 0.003623 | 0.0045236 | 70.038 | 7.004% | 0.03168%
7 | 22 | 17 | 0.0019969 | 0.0025123 | 490.4148 | 49.04% | 0.1232% | 7 | 22 | 17 | 0.0019969 | 0.0024932 | 490.4148 | 49.04% | 0.1223%
7 | 22 | 18 | 0.00092957 | 0.0011695 | 207.588 | 20.76% | 0.02428% | 7 | 22 | 18 | 0.00092957 | 0.0011606 | 207.588 | 20.76% | 0.02409%
7 | 22 | 19 | 0.00040676 | 0.00051177 | 129.0384 | 12.9% | 0.006604% | 7 | 22 | 19 | 0.00040676 | 0.00050787 | 129.0384 | 12.9% | 0.006554%
7 | 22 | 20 | 0.00022978 | 0.0002891 | 20.1324 | 2.013% | 0.000582% | 7 | 22 | 20 | 0.00022978 | 0.0002869 | 20.1324 | 2.013% | 0.0005776%
7 | 22 | 21 | 7.1683e-05 | 9.0187e-05 | 0 | 0% | 0% | 7 | 22 | 21 | 7.1683e-05 | 8.9501e-05 | 0 | 0% | 0%
7 | 22 | 22 | 7.8725e-06 | 9.9048e-06 | 0 | 0% | 0% | 7 | 22 | 22 | 7.8725e-06 | 9.8295e-06 | 0 | 0% | 0%
7 | 22 | 23 | 8.3847e-07 | 1.0549e-06 | 0 | 0% | 0% | 7 | 22 | 23 | 8.3847e-07 | 1.0469e-06 | 0 | 0% | 0%
7 | 23 | 0 | 1.2294e-07 | 1.5467e-07 | 0 | 0% | 0% | 7 | 23 | 0 | 1.2294e-07 | 1.5349e-07 | 0 | 0% | 0%
7 | 23 | 1 | 3.0151e-08 | 3.7935e-08 | 0 | 0% | 0% | 7 | 23 | 1 | 3.0151e-08 | 3.7646e-08 | 0 | 0% | 0%
7 | 23 | 2 | 1.2088e-08 | 1.5208e-08 | 0 | 0% | 0% | 7 | 23 | 2 | 1.2088e-08 | 1.5093e-08 | 0 | 0% | 0%
7 | 23 | 3 | 7.0001e-09 | 8.8071e-09 | 0 | 0% | 0% | 7 | 23 | 3 | 7.0001e-09 | 8.7401e-09 | 0 | 0% | 0%
7 | 23 | 4 | 7.9412e-09 | 9.9912e-09 | 0 | 0% | 0% | 7 | 23 | 4 | 7.9412e-09 | 9.9152e-09 | 0 | 0% | 0%
7 | 23 | 5 | 2.6584e-08 | 3.3446e-08 | 0 | 0% | 0% | 7 | 23 | 5 | 2.6584e-08 | 3.3192e-08 | 0 | 0% | 0%
7 | 23 | 6 | 1.1671e-07 | 1.4684e-07 | 0 | 0% | 0% | 7 | 23 | 6 | 1.1758e-07 | 1.4681e-07 | 0 | 0% | 0%
7 | 23 | 7 | 1.5474e-06 | 1.9469e-06 | 41.5968 | 4.16% | 8.098e-06% | 7 | 23 | 7 | 1.5586e-06 | 1.9461e-06 | 41.5968 | 4.16% | 8.095e-06%
7 | 23 | 8 | 1.6236e-05 | 2.0428e-05 | 95.67 | 9.567% | 0.0001954% | 7 | 23 | 8 | 1.6433e-05 | 2.0518e-05 | 95.67 | 9.567% | 0.0001963%
7 | 23 | 9 | 0.00012566 | 0.0001581 | 144.4548 | 14.45% | 0.002284% | 7 | 23 | 9 | 0.00012832 | 0.00016022 | 144.4548 | 14.45% | 0.002314%
7 | 23 | 10 | 0.00065645 | 0.00082591 | 251.7048 | 25.17% | 0.02079% | 7 | 23 | 10 | 0.00067338 | 0.00084078 | 251.7048 | 25.17% | 0.02116%
7 | 23 | 11 | 0.0019312 | 0.0024297 | 262.4724 | 26.25% | 0.06377% | 7 | 23 | 11 | 0.0019893 | 0.0024839 | 262.4724 | 26.25% | 0.06519%
7 | 23 | 12 | 0.0061814 | 0.0077771 | 450.2748 | 45.03% | 0.3502% | 7 | 23 | 12 | 0.006341 | 0.0079173 | 450.2748 | 45.03% | 0.3565%
7 | 23 | 13 | 0.010102 | 0.01271 | 624.1116 | 62.41% | 0.7932% | 7 | 23 | 13 | 0.010404 | 0.01299 | 624.1116 | 62.41% | 0.8107%
7 | 23 | 14 | 0.010361 | 0.013036 | 538.4364 | 53.84% | 0.7019% | 7 | 23 | 14 | 0.010548 | 0.013171 | 538.4364 | 53.84% | 0.7091%
7 | 23 | 15 | 0.0092934 | 0.011693 | 669.924 | 66.99% | 0.7833% | 7 | 23 | 15 | 0.0093707 | 0.0117 | 669.924 | 66.99% | 0.7838%
7 | 23 | 16 | 0.0084826 | 0.010672 | 450.8496 | 45.08% | 0.4812% | 7 | 23 | 16 | 0.0085579 | 0.010685 | 450.8496 | 45.08% | 0.4817%
7 | 23 | 17 | 0.0058461 | 0.0073553 | 422.2428 | 42.22% | 0.3106% | 7 | 23 | 17 | 0.0058706 | 0.0073299 | 422.2428 | 42.22% | 0.3095%
7 | 23 | 18 | 0.0026548 | 0.0033401 | 285.0132 | 28.5% | 0.0952% | 7 | 23 | 18 | 0.0026548 | 0.0033147 | 285.0132 | 28.5% | 0.09447%
7 | 23 | 19 | 0.00086122 | 0.0010835 | 84.4704 | 8.447% | 0.009153% | 7 | 23 | 19 | 0.00086122 | 0.0010753 | 84.4704 | 8.447% | 0.009083%
7 | 23 | 20 | 0.00047565 | 0.00059843 | 17.4816 | 1.748% | 0.001046% | 7 | 23 | 20 | 0.00047565 | 0.00059388 | 17.4816 | 1.748% | 0.001038%
7 | 23 | 21 | 0.00011665 | 0.00014676 | 0 | 0% | 0% | 7 | 23 | 21 | 0.00011665 | 0.00014564 | 0 | 0% | 0%
7 | 23 | 22 | 1.4792e-05 | 1.8611e-05 | 0 | 0% | 0% | 7 | 23 | 22 | 1.4792e-05 | 1.8469e-05 | 0 | 0% | 0%
7 | 23 | 23 | 1.4003e-06 | 1.7618e-06 | 0 | 0% | 0% | 7 | 23 | 23 | 1.4003e-06 | 1.7484e-06 | 0 | 0% | 0%
7 | 24 | 0 | 2.025e-07 | 2.5478e-07 | 0 | 0% | 0% | 7 | 24 | 0 | 2.025e-07 | 2.5284e-07 | 0 | 0% | 0%
7 | 24 | 1 | 3.6968e-08 | 4.6511e-08 | 0 | 0% | 0% | 7 | 24 | 1 | 3.6968e-08 | 4.6157e-08 | 0 | 0% | 0%
7 | 24 | 2 | 8.4884e-09 | 1.068e-08 | 0 | 0% | 0% | 7 | 24 | 2 | 8.4884e-09 | 1.0598e-08 | 0 | 0% | 0%
7 | 24 | 3 | 3.5082e-09 | 4.4138e-09 | 0 | 0% | 0% | 7 | 24 | 3 | 3.5082e-09 | 4.3802e-09 | 0 | 0% | 0%
7 | 24 | 4 | 1.4477e-09 | 1.8214e-09 | 0 | 0% | 0% | 7 | 24 | 4 | 1.4477e-09 | 1.8076e-09 | 0 | 0% | 0%
7 | 24 | 5 | 2.1154e-09 | 2.6615e-09 | 0 | 0% | 0% | 7 | 24 | 5 | 2.1154e-09 | 2.6413e-09 | 0 | 0% | 0%
7 | 24 | 6 | 2.7351e-09 | 3.4412e-09 | 0 | 0% | 0% | 7 | 24 | 6 | 2.7351e-09 | 3.415e-09 | 0 | 0% | 0%
7 | 24 | 7 | 2.6387e-08 | 3.3198e-08 | 36.4752 | 3.648% | 1.211e-07% | 7 | 24 | 7 | 2.6806e-08 | 3.3469e-08 | 36.4752 | 3.648% | 1.221e-07%
7 | 24 | 8 | 3.6816e-07 | 4.632e-07 | 194.8524 | 19.49% | 9.026e-06% | 7 | 24 | 8 | 3.7351e-07 | 4.6636e-07 | 194.8524 | 19.49% | 9.087e-06%
7 | 24 | 9 | 5.898e-06 | 7.4206e-06 | 408.2052 | 40.82% | 0.0003029% | 7 | 24 | 9 | 6.0096e-06 | 7.5035e-06 | 408.2052 | 40.82% | 0.0003063%
7 | 24 | 10 | 4.3708e-05 | 5.4992e-05 | 591.5844 | 59.16% | 0.003253% | 7 | 24 | 10 | 4.4733e-05 | 5.5852e-05 | 591.5844 | 59.16% | 0.003304%
7 | 24 | 11 | 0.00016113 | 0.00020273 | 721.5816 | 72.16% | 0.01463% | 7 | 24 | 11 | 0.00016578 | 0.000207 | 721.5816 | 72.16% | 0.01494%
7 | 24 | 12 | 0.00035478 | 0.00044636 | 801.708 | 80.17% | 0.03579% | 7 | 24 | 12 | 0.00036708 | 0.00045832 | 801.708 | 80.17% | 0.03674%
7 | 24 | 13 | 0.00059964 | 0.00075443 | 661.5252 | 66.15% | 0.04991% | 7 | 24 | 13 | 0.00061525 | 0.00076819 | 661.5252 | 66.15% | 0.05082%
7 | 24 | 14 | 0.0011433 | 0.0014385 | 769.6104 | 76.96% | 0.1107% | 7 | 24 | 14 | 0.0011613 | 0.00145 | 769.6104 | 76.96% | 0.1116%
7 | 24 | 15 | 0.0014779 | 0.0018594 | 467.7336 | 46.77% | 0.08697% | 7 | 24 | 15 | 0.0015047 | 0.0018787 | 467.7336 | 46.77% | 0.08787%
7 | 24 | 16 | 0.0016727 | 0.0021045 | 501.2616 | 50.13% | 0.1055% | 7 | 24 | 16 | 0.0016804 | 0.0020982 | 501.2616 | 50.13% | 0.1052%
7 | 24 | 17 | 0.001179 | 0.0014834 | 289.7712 | 28.98% | 0.04298% | 7 | 24 | 17 | 0.001179 | 0.0014721 | 289.7712 | 28.98% | 0.04266%
7 | 24 | 18 | 0.00062102 | 0.00078133 | 17.5476 | 1.755% | 0.001371% | 7 | 24 | 18 | 0.00062102 | 0.00077539 | 17.5476 | 1.755% | 0.001361%
7 | 24 | 19 | 0.00019714 | 0.00024803 | 112.6428 | 11.26% | 0.002794% | 7 | 24 | 19 | 0.00019714 | 0.00024614 | 112.6428 | 11.26% | 0.002773%
7 | 24 | 20 | 8.4037e-05 | 0.00010573 | 18.5724 | 1.857% | 0.0001964% | 7 | 24 | 20 | 8.4037e-05 | 0.00010493 | 18.5724 | 1.857% | 0.0001949%
7 | 24 | 21 | 1.7453e-05 | 2.1958e-05 | 0 | 0% | 0% | 7 | 24 | 21 | 1.7453e-05 | 2.1791e-05 | 0 | 0% | 0%
7 | 24 | 22 | 1.7365e-06 | 2.1847e-06 | 0 | 0% | 0% | 7 | 24 | 22 | 1.7365e-06 | 2.1681e-06 | 0 | 0% | 0%
7 | 24 | 23 | 2.025e-07 | 2.5478e-07 | 0 | 0% | 0% | 7 | 24 | 23 | 2.025e-07 | 2.5284e-07 | 0 | 0% | 0%
7 | 25 | 0 | 3.0869e-08 | 3.8838e-08 | 0 | 0% | 0% | 7 | 25 | 0 | 3.0869e-08 | 3.8542e-08 | 0 | 0% | 0%
7 | 25 | 1 | 1.1991e-08 | 1.5087e-08 | 0 | 0% | 0% | 7 | 25 | 1 | 1.1991e-08 | 1.4972e-08 | 0 | 0% | 0%
7 | 25 | 2 | 3.3686e-09 | 4.2382e-09 | 0 | 0% | 0% | 7 | 25 | 2 | 3.3686e-09 | 4.206e-09 | 0 | 0% | 0%
7 | 25 | 3 | 1.4125e-09 | 1.7771e-09 | 0 | 0% | 0% | 7 | 25 | 3 | 1.4125e-09 | 1.7636e-09 | 0 | 0% | 0%
7 | 25 | 4 | 7.9098e-10 | 9.9517e-10 | 0 | 0% | 0% | 7 | 25 | 4 | 7.9098e-10 | 9.876e-10 | 0 | 0% | 0%
7 | 25 | 5 | 2.9778e-10 | 3.7465e-10 | 0 | 0% | 0% | 7 | 25 | 5 | 2.9778e-10 | 3.718e-10 | 0 | 0% | 0%
7 | 25 | 6 | 1.0644e-09 | 1.3392e-09 | 0 | 0% | 0% | 7 | 25 | 6 | 1.0644e-09 | 1.329e-09 | 0 | 0% | 0%
7 | 25 | 7 | 6.8365e-09 | 8.6013e-09 | 40.1268 | 4.013% | 3.451e-08% | 7 | 25 | 7 | 6.8365e-09 | 8.5359e-09 | 40.1268 | 4.013% | 3.425e-08%
7 | 25 | 8 | 5.9108e-08 | 7.4367e-08 | 193.6632 | 19.37% | 1.44e-06% | 7 | 25 | 8 | 6.0479e-08 | 7.5513e-08 | 193.6632 | 19.37% | 1.462e-06%
7 | 25 | 9 | 4.1777e-07 | 5.2562e-07 | 398.7528 | 39.88% | 2.096e-05% | 7 | 25 | 9 | 4.2949e-07 | 5.3626e-07 | 398.7528 | 39.88% | 2.138e-05%
7 | 25 | 10 | 3.4809e-06 | 4.3794e-06 | 576.8076 | 57.68% | 0.0002526% | 7 | 25 | 10 | 3.5724e-06 | 4.4605e-06 | 576.8076 | 57.68% | 0.0002573%
7 | 25 | 11 | 1.4999e-05 | 1.8871e-05 | 709.2648 | 70.93% | 0.001338% | 7 | 25 | 11 | 1.5466e-05 | 1.931e-05 | 709.2648 | 70.93% | 0.00137%
7 | 25 | 12 | 4.6908e-05 | 5.9017e-05 | 791.1228 | 79.11% | 0.004669% | 7 | 25 | 12 | 4.8024e-05 | 5.9961e-05 | 791.1228 | 79.11% | 0.004744%
7 | 25 | 13 | 9.26e-05 | 0.0001165 | 820.0524 | 82.01% | 0.009554% | 7 | 25 | 13 | 9.4825e-05 | 0.0001184 | 820.0524 | 82.01% | 0.009709%
7 | 25 | 14 | 0.00013109 | 0.00016493 | 808.6668 | 80.87% | 0.01334% | 7 | 25 | 14 | 0.00013404 | 0.00016736 | 808.6668 | 80.87% | 0.01353%
7 | 25 | 15 | 0.00013397 | 0.00016855 | 463.6632 | 46.37% | 0.007815% | 7 | 25 | 15 | 0.00013614 | 0.00016999 | 463.6632 | 46.37% | 0.007882%
7 | 25 | 16 | 0.00016004 | 0.00020136 | 472.896 | 47.29% | 0.009522% | 7 | 25 | 16 | 0.0001619 | 0.00020215 | 472.896 | 47.29% | 0.00956%
7 | 25 | 17 | 0.00010519 | 0.00013235 | 509.7072 | 50.97% | 0.006746% | 7 | 25 | 17 | 0.00010577 | 0.00013206 | 509.7072 | 50.97% | 0.006731%
7 | 25 | 18 | 5.504e-05 | 6.9249e-05 | 316.6272 | 31.66% | 0.002193% | 7 | 25 | 18 | 5.504e-05 | 6.8722e-05 | 316.6272 | 31.66% | 0.002176%
7 | 25 | 19 | 2.5731e-05 | 3.2374e-05 | 119.4012 | 11.94% | 0.0003865% | 7 | 25 | 19 | 2.5731e-05 | 3.2128e-05 | 119.4012 | 11.94% | 0.0003836%
7 | 25 | 20 | 1.6325e-05 | 2.054e-05 | 16.1772 | 1.618% | 3.323e-05% | 7 | 25 | 20 | 1.6325e-05 | 2.0383e-05 | 16.1772 | 1.618% | 3.297e-05%
7 | 25 | 21 | 2.9259e-06 | 3.6813e-06 | 0 | 0% | 0% | 7 | 25 | 21 | 2.9259e-06 | 3.6533e-06 | 0 | 0% | 0%
7 | 25 | 22 | 3.1287e-07 | 3.9363e-07 | 0 | 0% | 0% | 7 | 25 | 22 | 3.1287e-07 | 3.9064e-07 | 0 | 0% | 0%
7 | 25 | 23 | 4.5328e-08 | 5.703e-08 | 0 | 0% | 0% | 7 | 25 | 23 | 4.5328e-08 | 5.6596e-08 | 0 | 0% | 0%
7 | 26 | 0 | 1.0418e-08 | 1.3108e-08 | 0 | 0% | 0% | 7 | 26 | 0 | 1.0418e-08 | 1.3008e-08 | 0 | 0% | 0%
7 | 26 | 1 | 2.619e-09 | 3.2951e-09 | 0 | 0% | 0% | 7 | 26 | 1 | 2.619e-09 | 3.2701e-09 | 0 | 0% | 0%
7 | 26 | 2 | 1.1628e-09 | 1.463e-09 | 0 | 0% | 0% | 7 | 26 | 2 | 1.1628e-09 | 1.4519e-09 | 0 | 0% | 0%
7 | 26 | 3 | 8.173e-10 | 1.0283e-09 | 0 | 0% | 0% | 7 | 26 | 3 | 8.173e-10 | 1.0205e-09 | 0 | 0% | 0%
7 | 26 | 4 | 1.6009e-09 | 2.0142e-09 | 0 | 0% | 0% | 7 | 26 | 4 | 1.6009e-09 | 1.9988e-09 | 0 | 0% | 0%
7 | 26 | 5 | 9.4617e-09 | 1.1904e-08 | 0 | 0% | 0% | 7 | 26 | 5 | 9.4617e-09 | 1.1814e-08 | 0 | 0% | 0%
7 | 26 | 6 | 3.4998e-08 | 4.4033e-08 | 0 | 0% | 0% | 7 | 26 | 6 | 3.4998e-08 | 4.3698e-08 | 0 | 0% | 0%
7 | 26 | 7 | 2.2226e-07 | 2.7963e-07 | 45.18 | 4.518% | 1.263e-06% | 7 | 26 | 7 | 2.2226e-07 | 2.775e-07 | 45.18 | 4.518% | 1.254e-06%
7 | 26 | 8 | 1.4507e-06 | 1.8252e-06 | 192.984 | 19.3% | 3.522e-05% | 7 | 26 | 8 | 1.4714e-06 | 1.8371e-06 | 192.984 | 19.3% | 3.545e-05%
7 | 26 | 9 | 7.7258e-06 | 9.7203e-06 | 387.3504 | 38.74% | 0.0003765% | 7 | 26 | 9 | 7.9252e-06 | 9.8952e-06 | 387.3504 | 38.74% | 0.0003833%
7 | 26 | 10 | 3.0491e-05 | 3.8362e-05 | 572.0364 | 57.2% | 0.002194% | 7 | 26 | 10 | 3.1257e-05 | 3.9027e-05 | 572.0364 | 57.2% | 0.002233%
7 | 26 | 11 | 0.00011545 | 0.00014526 | 704.8164 | 70.48% | 0.01024% | 7 | 26 | 11 | 0.00011794 | 0.00014726 | 704.8164 | 70.48% | 0.01038%
7 | 26 | 12 | 0.00022385 | 0.00028163 | 573.5508 | 57.36% | 0.01615% | 7 | 26 | 12 | 0.00022874 | 0.00028561 | 573.5508 | 57.36% | 0.01638%
7 | 26 | 13 | 0.00045825 | 0.00057655 | 540.1488 | 54.01% | 0.03114% | 7 | 26 | 13 | 0.00046835 | 0.00058477 | 540.1488 | 54.01% | 0.03159%
7 | 26 | 14 | 0.00074808 | 0.0009412 | 283.7424 | 28.37% | 0.02671% | 7 | 26 | 14 | 0.00076034 | 0.00094934 | 283.7424 | 28.37% | 0.02694%
7 | 26 | 15 | 0.0009962 | 0.0012534 | 508.1988 | 50.82% | 0.0637% | 7 | 26 | 15 | 0.001006 | 0.0012561 | 508.1988 | 50.82% | 0.06383%
7 | 26 | 16 | 0.00080265 | 0.0010099 | 475.2732 | 47.53% | 0.048% | 7 | 26 | 16 | 0.00080265 | 0.0010022 | 475.2732 | 47.53% | 0.04763%
7 | 26 | 17 | 0.00049166 | 0.00061858 | 390.1728 | 39.02% | 0.02414% | 7 | 26 | 17 | 0.00049166 | 0.00061388 | 390.1728 | 39.02% | 0.02395%
7 | 26 | 18 | 0.00022985 | 0.00028918 | 259.9716 | 26% | 0.007518% | 7 | 26 | 18 | 0.00022985 | 0.00028698 | 259.9716 | 26% | 0.007461%
7 | 26 | 19 | 9.3044e-05 | 0.00011706 | 104.7024 | 10.47% | 0.001226% | 7 | 26 | 19 | 9.3044e-05 | 0.00011617 | 104.7024 | 10.47% | 0.001216%
7 | 26 | 20 | 6.2478e-05 | 7.8607e-05 | 17.4672 | 1.747% | 0.0001373% | 7 | 26 | 20 | 6.2478e-05 | 7.8009e-05 | 17.4672 | 1.747% | 0.0001363%
7 | 26 | 21 | 1.0625e-05 | 1.3368e-05 | 0 | 0% | 0% | 7 | 26 | 21 | 1.0625e-05 | 1.3266e-05 | 0 | 0% | 0%
7 | 26 | 22 | 8.2701e-07 | 1.0405e-06 | 0 | 0% | 0% | 7 | 26 | 22 | 8.2701e-07 | 1.0326e-06 | 0 | 0% | 0%
7 | 26 | 23 | 8.3316e-08 | 1.0482e-07 | 0 | 0% | 0% | 7 | 26 | 23 | 8.3316e-08 | 1.0403e-07 | 0 | 0% | 0%
7 | 27 | 0 | 1.4178e-08 | 1.7838e-08 | 0 | 0% | 0% | 7 | 27 | 0 | 1.4178e-08 | 1.7702e-08 | 0 | 0% | 0%
7 | 27 | 1 | 3.5082e-09 | 4.4138e-09 | 0 | 0% | 0% | 7 | 27 | 1 | 3.5082e-09 | 4.3802e-09 | 0 | 0% | 0%
7 | 27 | 2 | 7.5249e-10 | 9.4674e-10 | 0 | 0% | 0% | 7 | 27 | 2 | 7.5249e-10 | 9.3954e-10 | 0 | 0% | 0%
7 | 27 | 3 | 0 | 0 | 0 | 0% | 0% | 7 | 27 | 3 | 0 | 0 | 0 | 0% | 0%
7 | 27 | 4 | 1.0187e-09 | 1.2816e-09 | 0 | 0% | 0% | 7 | 27 | 4 | 1.0187e-09 | 1.2719e-09 | 0 | 0% | 0%
7 | 27 | 5 | 6.3458e-09 | 7.984e-09 | 0 | 0% | 0% | 7 | 27 | 5 | 6.3458e-09 | 7.9232e-09 | 0 | 0% | 0%
7 | 27 | 6 | 2.4028e-08 | 3.023e-08 | 0 | 0% | 0% | 7 | 27 | 6 | 2.4028e-08 | 3e-08 | 0 | 0% | 0%
7 | 27 | 7 | 1.0322e-07 | 1.2987e-07 | 42.2556 | 4.226% | 5.488e-07% | 7 | 27 | 7 | 1.04e-07 | 1.2985e-07 | 42.2556 | 4.226% | 5.487e-07%
7 | 27 | 8 | 6.1584e-07 | 7.7483e-07 | 153.6912 | 15.37% | 1.191e-05% | 7 | 27 | 8 | 6.2478e-07 | 7.8009e-07 | 153.6912 | 15.37% | 1.199e-05%
7 | 27 | 9 | 6.2684e-06 | 7.8866e-06 | 392.9064 | 39.29% | 0.0003099% | 7 | 27 | 9 | 6.3847e-06 | 7.9718e-06 | 392.9064 | 39.29% | 0.0003132%
7 | 27 | 10 | 3.0882e-05 | 3.8854e-05 | 573.5364 | 57.35% | 0.002228% | 7 | 27 | 10 | 3.1664e-05 | 3.9535e-05 | 573.5364 | 57.35% | 0.002267%
7 | 27 | 11 | 0.00020503 | 0.00025795 | 709.0896 | 70.91% | 0.01829% | 7 | 27 | 11 | 0.00021073 | 0.00026312 | 709.0896 | 70.91% | 0.01866%
7 | 27 | 12 | 0.00063064 | 0.00079344 | 795.5916 | 79.56% | 0.06313% | 7 | 27 | 12 | 0.0006434 | 0.00080334 | 795.5916 | 79.56% | 0.06391%
7 | 27 | 13 | 0.0012344 | 0.001553 | 829.2 | 82.92% | 0.1288% | 7 | 27 | 13 | 0.0012537 | 0.0015653 | 829.2 | 82.92% | 0.1298%
7 | 27 | 14 | 0.00064607 | 0.00081286 | 790.4772 | 79.05% | 0.06425% | 7 | 27 | 14 | 0.00065585 | 0.00081888 | 790.4772 | 79.05% | 0.06473%
7 | 27 | 15 | 0.00026838 | 0.00033766 | 726.042 | 72.6% | 0.02452% | 7 | 27 | 15 | 0.00027117 | 0.00033857 | 726.042 | 72.6% | 0.02458%
7 | 27 | 16 | 0.00011854 | 0.00014914 | 541.5612 | 54.16% | 0.008077% | 7 | 27 | 16 | 0.00011914 | 0.00014875 | 541.5612 | 54.16% | 0.008056%
7 | 27 | 17 | 4.6044e-05 | 5.793e-05 | 463.0536 | 46.31% | 0.002682% | 7 | 27 | 17 | 4.6044e-05 | 5.7489e-05 | 463.0536 | 46.31% | 0.002662%
7 | 27 | 18 | 2.2154e-05 | 2.7872e-05 | 278.694 | 27.87% | 0.0007768% | 7 | 27 | 18 | 2.2154e-05 | 2.766e-05 | 278.694 | 27.87% | 0.0007709%
7 | 27 | 19 | 7.7734e-06 | 9.7801e-06 | 97.5684 | 9.757% | 9.542e-05% | 7 | 27 | 19 | 7.7734e-06 | 9.7057e-06 | 97.5684 | 9.757% | 9.47e-05%
7 | 27 | 20 | 7.9755e-06 | 1.0034e-05 | 10.2624 | 1.026% | 1.03e-05% | 7 | 27 | 20 | 7.9755e-06 | 9.958e-06 | 10.2624 | 1.026% | 1.022e-05%
7 | 27 | 21 | 1.5247e-06 | 1.9183e-06 | 0 | 0% | 0% | 7 | 27 | 21 | 1.5247e-06 | 1.9037e-06 | 0 | 0% | 0%
7 | 27 | 22 | 1.6947e-07 | 2.1322e-07 | 0 | 0% | 0% | 7 | 27 | 22 | 1.6947e-07 | 2.116e-07 | 0 | 0% | 0%
7 | 27 | 23 | 2.4976e-08 | 3.1424e-08 | 0 | 0% | 0% | 7 | 27 | 23 | 2.4976e-08 | 3.1185e-08 | 0 | 0% | 0%
7 | 28 | 0 | 3.88e-09 | 4.8816e-09 | 0 | 0% | 0% | 7 | 28 | 0 | 3.88e-09 | 4.8444e-09 | 0 | 0% | 0%
7 | 28 | 1 | 1.1927e-09 | 1.5006e-09 | 0 | 0% | 0% | 7 | 28 | 1 | 1.1927e-09 | 1.4892e-09 | 0 | 0% | 0%
7 | 28 | 2 | 0 | 0 | 0 | 0% | 0% | 7 | 28 | 2 | 0 | 0 | 0 | 0% | 0%
7 | 28 | 3 | 0 | 0 | 0 | 0% | 0% | 7 | 28 | 3 | 0 | 0 | 0 | 0% | 0%
7 | 28 | 4 | 0 | 0 | 0 | 0% | 0% | 7 | 28 | 4 | 0 | 0 | 0 | 0% | 0%
7 | 28 | 5 | 3.5657e-09 | 4.4862e-09 | 0 | 0% | 0% | 7 | 28 | 5 | 3.5657e-09 | 4.452e-09 | 0 | 0% | 0%
7 | 28 | 6 | 1.7116e-08 | 2.1534e-08 | 0 | 0% | 0% | 7 | 28 | 6 | 1.7116e-08 | 2.137e-08 | 0 | 0% | 0%
7 | 28 | 7 | 1.7729e-07 | 2.2306e-07 | 26.3868 | 2.639% | 5.886e-07% | 7 | 28 | 7 | 1.7729e-07 | 2.2137e-07 | 26.3868 | 2.639% | 5.841e-07%
7 | 28 | 8 | 2.0964e-06 | 2.6376e-06 | 17.2608 | 1.726% | 4.553e-06% | 7 | 28 | 8 | 2.1246e-06 | 2.6527e-06 | 17.2608 | 1.726% | 4.579e-06%
7 | 28 | 9 | 1.9766e-05 | 2.4869e-05 | 62.988 | 6.299% | 0.0001566% | 7 | 28 | 9 | 2.0022e-05 | 2.4999e-05 | 62.988 | 6.299% | 0.0001575%
7 | 28 | 10 | 0.0001192 | 0.00014997 | 140.1456 | 14.01% | 0.002102% | 7 | 28 | 10 | 0.00012171 | 0.00015197 | 140.1456 | 14.01% | 0.00213%
7 | 28 | 11 | 0.00031706 | 0.00039891 | 262.3236 | 26.23% | 0.01046% | 7 | 28 | 11 | 0.00032415 | 0.00040473 | 262.3236 | 26.23% | 0.01062%
7 | 28 | 12 | 0.00093926 | 0.0011817 | 380.6712 | 38.07% | 0.04499% | 7 | 28 | 12 | 0.00095358 | 0.0011906 | 380.6712 | 38.07% | 0.04532%
7 | 28 | 13 | 0.0017287 | 0.002175 | 530.2176 | 53.02% | 0.1153% | 7 | 28 | 13 | 0.0017628 | 0.002201 | 530.2176 | 53.02% | 0.1167%
7 | 28 | 14 | 0.00185 | 0.0023276 | 598.0224 | 59.8% | 0.1392% | 7 | 28 | 14 | 0.0018857 | 0.0023544 | 598.0224 | 59.8% | 0.1408%
7 | 28 | 15 | 0.0018498 | 0.0023273 | 449.5572 | 44.96% | 0.1046% | 7 | 28 | 15 | 0.0018678 | 0.002332 | 449.5572 | 44.96% | 0.1048%
7 | 28 | 16 | 0.00047584 | 0.00059868 | 301.7856 | 30.18% | 0.01807% | 7 | 28 | 16 | 0.00048102 | 0.00060059 | 301.7856 | 30.18% | 0.01812%
7 | 28 | 17 | 0.00016565 | 0.00020841 | 186.156 | 18.62% | 0.00388% | 7 | 28 | 17 | 0.00016565 | 0.00020682 | 186.156 | 18.62% | 0.00385%
7 | 28 | 18 | 6.3599e-05 | 8.0018e-05 | 103.1532 | 10.32% | 0.0008254% | 7 | 28 | 18 | 6.3599e-05 | 7.9409e-05 | 103.1532 | 10.32% | 0.0008191%
7 | 28 | 19 | 2.0778e-05 | 2.6141e-05 | 20.364 | 2.036% | 5.323e-05% | 7 | 28 | 19 | 2.0778e-05 | 2.5943e-05 | 20.364 | 2.036% | 5.283e-05%
7 | 28 | 20 | 1.2407e-05 | 1.561e-05 | 8.7312 | 0.8731% | 1.363e-05% | 7 | 28 | 20 | 1.2407e-05 | 1.5491e-05 | 8.7312 | 0.8731% | 1.353e-05%
7 | 28 | 21 | 2.679e-06 | 3.3706e-06 | 0 | 0% | 0% | 7 | 28 | 21 | 2.679e-06 | 3.345e-06 | 0 | 0% | 0%
7 | 28 | 22 | 2.4161e-07 | 3.0398e-07 | 0 | 0% | 0% | 7 | 28 | 22 | 2.4161e-07 | 3.0167e-07 | 0 | 0% | 0%
7 | 28 | 23 | 3.1633e-08 | 3.9799e-08 | 0 | 0% | 0% | 7 | 28 | 23 | 3.1633e-08 | 3.9497e-08 | 0 | 0% | 0%
7 | 29 | 0 | 6.3458e-09 | 7.984e-09 | 0 | 0% | 0% | 7 | 29 | 0 | 6.3458e-09 | 7.9232e-09 | 0 | 0% | 0%
7 | 29 | 1 | 1.6277e-09 | 2.0479e-09 | 0 | 0% | 0% | 7 | 29 | 1 | 1.6277e-09 | 2.0324e-09 | 0 | 0% | 0%
7 | 29 | 2 | 1.1799e-10 | 1.4846e-10 | 0 | 0% | 0% | 7 | 29 | 2 | 1.1799e-10 | 1.4733e-10 | 0 | 0% | 0%
7 | 29 | 3 | 0 | 0 | 0 | 0% | 0% | 7 | 29 | 3 | 0 | 0 | 0 | 0% | 0%
7 | 29 | 4 | 1.1027e-09 | 1.3874e-09 | 0 | 0% | 0% | 7 | 29 | 4 | 1.1027e-09 | 1.3768e-09 | 0 | 0% | 0%
7 | 29 | 5 | 6.614e-09 | 8.3214e-09 | 0 | 0% | 0% | 7 | 29 | 5 | 6.614e-09 | 8.2581e-09 | 0 | 0% | 0%
7 | 29 | 6 | 2.9458e-08 | 3.7063e-08 | 0 | 0% | 0% | 7 | 29 | 6 | 2.9458e-08 | 3.6781e-08 | 0 | 0% | 0%
7 | 29 | 7 | 1.8549e-07 | 2.3338e-07 | 30.8052 | 3.081% | 7.189e-07% | 7 | 29 | 7 | 1.8549e-07 | 2.316e-07 | 30.8052 | 3.081% | 7.135e-07%
7 | 29 | 8 | 8.2759e-07 | 1.0412e-06 | 187.854 | 18.79% | 1.956e-05% | 7 | 29 | 8 | 8.3907e-07 | 1.0476e-06 | 187.854 | 18.79% | 1.968e-05%
7 | 29 | 9 | 3.7607e-06 | 4.7315e-06 | 396.8376 | 39.68% | 0.0001878% | 7 | 29 | 9 | 3.8325e-06 | 4.7852e-06 | 396.8376 | 39.68% | 0.0001899%
7 | 29 | 10 | 9.5654e-06 | 1.2035e-05 | 580.1796 | 58.02% | 0.0006982% | 7 | 29 | 10 | 9.8059e-06 | 1.2243e-05 | 580.1796 | 58.02% | 0.0007103%
7 | 29 | 11 | 4.9145e-05 | 6.1832e-05 | 710.6916 | 71.07% | 0.004394% | 7 | 29 | 11 | 5.0331e-05 | 6.2842e-05 | 710.6916 | 71.07% | 0.004466%
7 | 29 | 12 | 0.00023001 | 0.00028938 | 623.0868 | 62.31% | 0.01803% | 7 | 29 | 12 | 0.00023515 | 0.00029361 | 623.0868 | 62.31% | 0.01829%
7 | 29 | 13 | 0.00068385 | 0.00086039 | 754.752 | 75.48% | 0.06494% | 7 | 29 | 13 | 0.00069125 | 0.00086308 | 754.752 | 75.48% | 0.06514%
7 | 29 | 14 | 0.0013978 | 0.0017586 | 749.0268 | 74.9% | 0.1317% | 7 | 29 | 14 | 0.0014111 | 0.0017619 | 749.0268 | 74.9% | 0.132%
7 | 29 | 15 | 0.0015962 | 0.0020083 | 669.2688 | 66.93% | 0.1344% | 7 | 29 | 15 | 0.0016108 | 0.0020112 | 669.2688 | 66.93% | 0.1346%
7 | 29 | 16 | 0.0011671 | 0.0014684 | 654.6516 | 65.47% | 0.09613% | 7 | 29 | 16 | 0.0011732 | 0.0014649 | 654.6516 | 65.47% | 0.0959%
7 | 29 | 17 | 0.00055141 | 0.00069376 | 504.7044 | 50.47% | 0.03501% | 7 | 29 | 17 | 0.00055141 | 0.00068849 | 504.7044 | 50.47% | 0.03475%
7 | 29 | 18 | 0.00018072 | 0.00022737 | 312.9144 | 31.29% | 0.007115% | 7 | 29 | 18 | 0.00018072 | 0.00022564 | 312.9144 | 31.29% | 0.007061%
7 | 29 | 19 | 6.3956e-05 | 8.0467e-05 | 114.0336 | 11.4% | 0.0009176% | 7 | 29 | 19 | 6.3956e-05 | 7.9855e-05 | 114.0336 | 11.4% | 0.0009106%
7 | 29 | 20 | 2.7489e-05 | 3.4586e-05 | 13.0272 | 1.303% | 4.506e-05% | 7 | 29 | 20 | 2.7489e-05 | 3.4323e-05 | 13.0272 | 1.303% | 4.471e-05%
7 | 29 | 21 | 4.3132e-06 | 5.4266e-06 | 0 | 0% | 0% | 7 | 29 | 21 | 4.3132e-06 | 5.3853e-06 | 0 | 0% | 0%
7 | 29 | 22 | 2.0397e-07 | 2.5662e-07 | 0 | 0% | 0% | 7 | 29 | 22 | 2.0397e-07 | 2.5467e-07 | 0 | 0% | 0%
7 | 29 | 23 | 1.994e-08 | 2.5087e-08 | 0 | 0% | 0% | 7 | 29 | 23 | 1.994e-08 | 2.4897e-08 | 0 | 0% | 0%
7 | 30 | 0 | 1.9347e-09 | 2.4341e-09 | 0 | 0% | 0% | 7 | 30 | 0 | 1.9347e-09 | 2.4156e-09 | 0 | 0% | 0%
7 | 30 | 1 | 0 | 0 | 0 | 0% | 0% | 7 | 30 | 1 | 0 | 0 | 0 | 0% | 0%
7 | 30 | 2 | 0 | 0 | 0 | 0% | 0% | 7 | 30 | 2 | 0 | 0 | 0 | 0% | 0%
7 | 30 | 3 | 0 | 0 | 0 | 0% | 0% | 7 | 30 | 3 | 0 | 0 | 0 | 0% | 0%
7 | 30 | 4 | 0 | 0 | 0 | 0% | 0% | 7 | 30 | 4 | 0 | 0 | 0 | 0% | 0%
7 | 30 | 5 | 0 | 0 | 0 | 0% | 0% | 7 | 30 | 5 | 0 | 0 | 0 | 0% | 0%
7 | 30 | 6 | 3.7267e-10 | 4.6887e-10 | 0 | 0% | 0% | 7 | 30 | 6 | 3.7267e-10 | 4.653e-10 | 0 | 0% | 0%
7 | 30 | 7 | 6.0531e-09 | 7.6157e-09 | 35.976 | 3.598% | 2.74e-08% | 7 | 30 | 7 | 6.0531e-09 | 7.5578e-09 | 35.976 | 3.598% | 2.719e-08%
7 | 30 | 8 | 3.7277e-08 | 4.69e-08 | 185.526 | 18.55% | 8.701e-07% | 7 | 30 | 8 | 3.7277e-08 | 4.6544e-08 | 185.526 | 18.55% | 8.635e-07%
7 | 30 | 9 | 3.4741e-07 | 4.371e-07 | 384.3672 | 38.44% | 1.68e-05% | 7 | 30 | 9 | 3.4741e-07 | 4.3377e-07 | 384.3672 | 38.44% | 1.667e-05%
7 | 30 | 10 | 1.2989e-06 | 1.6342e-06 | 568.7808 | 56.88% | 9.295e-05% | 7 | 30 | 10 | 1.3352e-06 | 1.6671e-06 | 568.7808 | 56.88% | 9.482e-05%
7 | 30 | 11 | 4.4376e-06 | 5.5832e-06 | 668.9688 | 66.9% | 0.0003735% | 7 | 30 | 11 | 4.5282e-06 | 5.6538e-06 | 668.9688 | 66.9% | 0.0003782%
7 | 30 | 12 | 9.5747e-06 | 1.2046e-05 | 744.3216 | 74.43% | 0.0008966% | 7 | 30 | 12 | 9.8154e-06 | 1.2255e-05 | 744.3216 | 74.43% | 0.0009122%
7 | 30 | 13 | 3.1879e-05 | 4.0108e-05 | 656.112 | 65.61% | 0.002632% | 7 | 30 | 13 | 3.248e-05 | 4.0554e-05 | 656.112 | 65.61% | 0.002661%
7 | 30 | 14 | 4.6354e-05 | 5.8321e-05 | 440.2032 | 44.02% | 0.002567% | 7 | 30 | 14 | 4.6908e-05 | 5.8569e-05 | 440.2032 | 44.02% | 0.002578%
7 | 30 | 15 | 5.855e-05 | 7.3665e-05 | 544.7208 | 54.47% | 0.004013% | 7 | 30 | 15 | 5.9272e-05 | 7.4006e-05 | 544.7208 | 54.47% | 0.004031%
7 | 30 | 16 | 3.8011e-05 | 4.7824e-05 | 595.5024 | 59.55% | 0.002848% | 7 | 30 | 16 | 3.8011e-05 | 4.746e-05 | 595.5024 | 59.55% | 0.002826%
7 | 30 | 17 | 1.3219e-05 | 1.6632e-05 | 363.4392 | 36.34% | 0.0006045% | 7 | 30 | 17 | 1.3302e-05 | 1.6609e-05 | 363.4392 | 36.34% | 0.0006036%
7 | 30 | 18 | 3.8325e-06 | 4.8219e-06 | 213.9072 | 21.39% | 0.0001031% | 7 | 30 | 18 | 3.8325e-06 | 4.7852e-06 | 213.9072 | 21.39% | 0.0001024%
7 | 30 | 19 | 9.5856e-07 | 1.206e-06 | 108.1836 | 10.82% | 1.305e-05% | 7 | 30 | 19 | 9.5856e-07 | 1.1968e-06 | 108.1836 | 10.82% | 1.295e-05%
7 | 30 | 20 | 6.7532e-07 | 8.4966e-07 | 13.2108 | 1.321% | 1.122e-06% | 7 | 30 | 20 | 6.7532e-07 | 8.432e-07 | 13.2108 | 1.321% | 1.114e-06%
7 | 30 | 21 | 1.0648e-07 | 1.3397e-07 | 0 | 0% | 0% | 7 | 30 | 21 | 1.0648e-07 | 1.3295e-07 | 0 | 0% | 0%
7 | 30 | 22 | 1.6977e-08 | 2.1359e-08 | 0 | 0% | 0% | 7 | 30 | 22 | 1.6977e-08 | 2.1197e-08 | 0 | 0% | 0%
7 | 30 | 23 | 1.561e-09 | 1.9639e-09 | 0 | 0% | 0% | 7 | 30 | 23 | 1.561e-09 | 1.949e-09 | 0 | 0% | 0%
7 | 31 | 0 | 0 | 0 | 0 | 0% | 0% | 7 | 31 | 0 | 0 | 0 | 0 | 0% | 0%
7 | 31 | 1 | 0 | 0 | 0 | 0% | 0% | 7 | 31 | 1 | 0 | 0 | 0 | 0% | 0%
7 | 31 | 2 | 0 | 0 | 0 | 0% | 0% | 7 | 31 | 2 | 0 | 0 | 0 | 0% | 0%
7 | 31 | 3 | 0 | 0 | 0 | 0% | 0% | 7 | 31 | 3 | 0 | 0 | 0 | 0% | 0%
7 | 31 | 4 | 0 | 0 | 0 | 0% | 0% | 7 | 31 | 4 | 0 | 0 | 0 | 0% | 0%
7 | 31 | 5 | 0 | 0 | 0 | 0% | 0% | 7 | 31 | 5 | 0 | 0 | 0 | 0% | 0%
7 | 31 | 6 | 0 | 0 | 0 | 0% | 0% | 7 | 31 | 6 | 0 | 0 | 0 | 0% | 0%
7 | 31 | 7 | 0 | 0 | 9.8232 | 0.9823% | 0% | 7 | 31 | 7 | 0 | 0 | 9.8232 | 0.9823% | 0%
7 | 31 | 8 | 0 | 0 | 3.8028 | 0.3803% | 0% | 7 | 31 | 8 | 0 | 0 | 3.8028 | 0.3803% | 0%
7 | 31 | 9 | 1.7433e-09 | 2.1933e-09 | 17.5572 | 1.756% | 3.851e-09% | 7 | 31 | 9 | 1.7587e-09 | 2.1959e-09 | 17.5572 | 1.756% | 3.855e-09%
7 | 31 | 10 | 9.8642e-09 | 1.2411e-08 | 267.8868 | 26.79% | 3.325e-07% | 7 | 31 | 10 | 1.0023e-08 | 1.2514e-08 | 267.8868 | 26.79% | 3.352e-07%
7 | 31 | 11 | 6.5334e-08 | 8.22e-08 | 157.1124 | 15.71% | 1.291e-06% | 7 | 31 | 11 | 6.6859e-08 | 8.3479e-08 | 157.1124 | 15.71% | 1.312e-06%
7 | 31 | 12 | 2.2566e-07 | 2.8391e-07 | 568.9464 | 56.89% | 1.615e-05% | 7 | 31 | 12 | 2.3195e-07 | 2.8961e-07 | 568.9464 | 56.89% | 1.648e-05%
7 | 31 | 13 | 9.071e-07 | 1.1413e-06 | 654.9996 | 65.5% | 7.475e-05% | 7 | 31 | 13 | 9.39e-07 | 1.1724e-06 | 654.9996 | 65.5% | 7.679e-05%
7 | 31 | 14 | 2.5411e-06 | 3.1971e-06 | 652.182 | 65.22% | 0.0002085% | 7 | 31 | 14 | 2.5917e-06 | 3.236e-06 | 652.182 | 65.22% | 0.000211%
7 | 31 | 15 | 4.1481e-06 | 5.2189e-06 | 599.7192 | 59.97% | 0.000313% | 7 | 31 | 15 | 4.2032e-06 | 5.2481e-06 | 599.7192 | 59.97% | 0.0003147%
7 | 31 | 16 | 3.5464e-06 | 4.4619e-06 | 606.0528 | 60.61% | 0.0002704% | 7 | 31 | 16 | 3.57e-06 | 4.4575e-06 | 606.0528 | 60.61% | 0.0002701%
7 | 31 | 17 | 3.5706e-06 | 4.4924e-06 | 461.7684 | 46.18% | 0.0002074% | 7 | 31 | 17 | 3.5706e-06 | 4.4582e-06 | 461.7684 | 46.18% | 0.0002059%
7 | 31 | 18 | 2.1516e-06 | 2.7071e-06 | 267.324 | 26.73% | 7.237e-05% | 7 | 31 | 18 | 2.1516e-06 | 2.6865e-06 | 267.324 | 26.73% | 7.182e-05%
7 | 31 | 19 | 9.187e-07 | 1.1559e-06 | 114.876 | 11.49% | 1.328e-05% | 7 | 31 | 19 | 9.187e-07 | 1.1471e-06 | 114.876 | 11.49% | 1.318e-05%
7 | 31 | 20 | 6.38e-07 | 8.027e-07 | 8.9148 | 0.8915% | 7.156e-07% | 7 | 31 | 20 | 6.38e-07 | 7.966e-07 | 8.9148 | 0.8915% | 7.102e-07%
7 | 31 | 21 | 1.2114e-07 | 1.5242e-07 | 0 | 0% | 0% | 7 | 31 | 21 | 1.2114e-07 | 1.5126e-07 | 0 | 0% | 0%
7 | 31 | 22 | 1.3622e-08 | 1.7139e-08 | 0 | 0% | 0% | 7 | 31 | 22 | 1.3622e-08 | 1.7008e-08 | 0 | 0% | 0%
7 | 31 | 23 | 1.3434e-09 | 1.6902e-09 | 0 | 0% | 0% | 7 | 31 | 23 | 1.3434e-09 | 1.6774e-09 | 0 | 0% | 0%
8 | 1 | 0 | 1.2888e-06 | 1.6215e-06 | 0 | 0% | 0% | 8 | 1 | 0 | 1.2888e-06 | 1.6091e-06 | 0 | 0% | 0%
8 | 1 | 1 | 3.2937e-07 | 4.144e-07 | 0 | 0% | 0% | 8 | 1 | 1 | 3.2937e-07 | 4.1124e-07 | 0 | 0% | 0%
8 | 1 | 2 | 9.6279e-08 | 1.2113e-07 | 0 | 0% | 0% | 8 | 1 | 2 | 9.6279e-08 | 1.2021e-07 | 0 | 0% | 0%
8 | 1 | 3 | 4.9156e-08 | 6.1846e-08 | 0 | 0% | 0% | 8 | 1 | 3 | 4.9156e-08 | 6.1375e-08 | 0 | 0% | 0%
8 | 1 | 4 | 2.3675e-08 | 2.9786e-08 | 0 | 0% | 0% | 8 | 1 | 4 | 2.3675e-08 | 2.956e-08 | 0 | 0% | 0%
8 | 1 | 5 | 1.755e-08 | 2.208e-08 | 0 | 0% | 0% | 8 | 1 | 5 | 1.755e-08 | 2.1912e-08 | 0 | 0% | 0%
8 | 1 | 6 | 1.407e-08 | 1.7702e-08 | 0 | 0% | 0% | 8 | 1 | 6 | 1.407e-08 | 1.7568e-08 | 0 | 0% | 0%
8 | 1 | 7 | 8.5853e-08 | 1.0802e-07 | 37.6188 | 3.762% | 4.063e-07% | 8 | 1 | 7 | 8.5853e-08 | 1.0719e-07 | 37.6188 | 3.762% | 4.033e-07%
8 | 1 | 8 | 6.2952e-07 | 7.9203e-07 | 180.0696 | 18.01% | 1.426e-05% | 8 | 1 | 8 | 6.3846e-07 | 7.9717e-07 | 180.0696 | 18.01% | 1.435e-05%
8 | 1 | 9 | 2.0682e-06 | 2.6021e-06 | 225.1536 | 22.52% | 5.859e-05% | 8 | 1 | 9 | 2.1242e-06 | 2.6523e-06 | 225.1536 | 22.52% | 5.972e-05%
8 | 1 | 10 | 5.4263e-06 | 6.8271e-06 | 538.914 | 53.89% | 0.0003679% | 8 | 1 | 10 | 5.5682e-06 | 6.9524e-06 | 538.914 | 53.89% | 0.0003747%
8 | 1 | 11 | 1.6829e-05 | 2.1173e-05 | 686.4072 | 68.64% | 0.001453% | 8 | 1 | 11 | 1.714e-05 | 2.1401e-05 | 686.4072 | 68.64% | 0.001469%
8 | 1 | 12 | 4.6616e-05 | 5.865e-05 | 765.5184 | 76.55% | 0.00449% | 8 | 1 | 12 | 4.7729e-05 | 5.9593e-05 | 765.5184 | 76.55% | 0.004562%
8 | 1 | 13 | 5.2787e-05 | 6.6414e-05 | 796.9092 | 79.69% | 0.005293% | 8 | 1 | 13 | 5.4101e-05 | 6.7549e-05 | 796.9092 | 79.69% | 0.005383%
8 | 1 | 14 | 5.0015e-05 | 6.2926e-05 | 691.0296 | 69.1% | 0.004348% | 8 | 1 | 14 | 5.0896e-05 | 6.3547e-05 | 691.0296 | 69.1% | 0.004391%
8 | 1 | 15 | 3.3693e-05 | 4.2392e-05 | 728.7468 | 72.87% | 0.003089% | 8 | 1 | 15 | 3.4127e-05 | 4.261e-05 | 728.7468 | 72.87% | 0.003105%
8 | 1 | 16 | 4.0423e-05 | 5.0858e-05 | 629.1192 | 62.91% | 0.0032% | 8 | 1 | 16 | 4.0905e-05 | 5.1073e-05 | 629.1192 | 62.91% | 0.003213%
8 | 1 | 17 | 4.7979e-05 | 6.0365e-05 | 479.7168 | 47.97% | 0.002896% | 8 | 1 | 17 | 4.8543e-05 | 6.061e-05 | 479.7168 | 47.97% | 0.002908%
8 | 1 | 18 | 3.1248e-05 | 3.9314e-05 | 294.7104 | 29.47% | 0.001159% | 8 | 1 | 18 | 3.1248e-05 | 3.9015e-05 | 294.7104 | 29.47% | 0.00115%
8 | 1 | 19 | 1.5927e-05 | 2.0039e-05 | 109.7784 | 10.98% | 0.00022% | 8 | 1 | 19 | 1.5927e-05 | 1.9887e-05 | 109.7784 | 10.98% | 0.0002183%
8 | 1 | 20 | 1.1659e-05 | 1.4669e-05 | 10.2636 | 1.026% | 1.506e-05% | 8 | 1 | 20 | 1.1659e-05 | 1.4557e-05 | 10.2636 | 1.026% | 1.494e-05%
8 | 1 | 21 | 3.8072e-06 | 4.7901e-06 | 0 | 0% | 0% | 8 | 1 | 21 | 3.8072e-06 | 4.7536e-06 | 0 | 0% | 0%
8 | 1 | 22 | 5.184e-07 | 6.5223e-07 | 0 | 0% | 0% | 8 | 1 | 22 | 5.184e-07 | 6.4726e-07 | 0 | 0% | 0%
8 | 1 | 23 | 6.9757e-08 | 8.7765e-08 | 0 | 0% | 0% | 8 | 1 | 23 | 6.9757e-08 | 8.7097e-08 | 0 | 0% | 0%
8 | 2 | 0 | 1.0837e-08 | 1.3634e-08 | 0 | 0% | 0% | 8 | 2 | 0 | 1.0837e-08 | 1.3531e-08 | 0 | 0% | 0%
8 | 2 | 1 | 2.9746e-09 | 3.7425e-09 | 0 | 0% | 0% | 8 | 2 | 1 | 2.9746e-09 | 3.714e-09 | 0 | 0% | 0%
8 | 2 | 2 | 7.7206e-10 | 9.7137e-10 | 0 | 0% | 0% | 8 | 2 | 2 | 7.7206e-10 | 9.6398e-10 | 0 | 0% | 0%
8 | 2 | 3 | 9.85e-10 | 1.2393e-09 | 0 | 0% | 0% | 8 | 2 | 3 | 9.85e-10 | 1.2299e-09 | 0 | 0% | 0%
8 | 2 | 4 | 1.2887e-09 | 1.6214e-09 | 0 | 0% | 0% | 8 | 2 | 4 | 1.2887e-09 | 1.6091e-09 | 0 | 0% | 0%
8 | 2 | 5 | 8.9337e-09 | 1.124e-08 | 0 | 0% | 0% | 8 | 2 | 5 | 8.9337e-09 | 1.1155e-08 | 0 | 0% | 0%
8 | 2 | 6 | 5.9517e-08 | 7.4881e-08 | 0 | 0% | 0% | 8 | 2 | 6 | 5.9517e-08 | 7.4311e-08 | 0 | 0% | 0%
8 | 2 | 7 | 5.0756e-07 | 6.3859e-07 | 35.7636 | 3.576% | 2.284e-06% | 8 | 2 | 7 | 5.1477e-07 | 6.4273e-07 | 35.7636 | 3.576% | 2.299e-06%
8 | 2 | 8 | 3.1741e-06 | 3.9934e-06 | 179.7996 | 17.98% | 7.18e-05% | 8 | 2 | 8 | 3.2159e-06 | 4.0153e-06 | 179.7996 | 17.98% | 7.22e-05%
8 | 2 | 9 | 2.2028e-05 | 2.7715e-05 | 371.8572 | 37.19% | 0.001031% | 8 | 2 | 9 | 2.2454e-05 | 2.8036e-05 | 371.8572 | 37.19% | 0.001043%
8 | 2 | 10 | 9.4258e-05 | 0.00011859 | 544.542 | 54.45% | 0.006458% | 8 | 2 | 10 | 9.5938e-05 | 0.00011979 | 544.542 | 54.45% | 0.006523%
8 | 2 | 11 | 0.00037316 | 0.0004695 | 672.222 | 67.22% | 0.03156% | 8 | 2 | 11 | 0.00038139 | 0.0004762 | 672.222 | 67.22% | 0.03201%
8 | 2 | 12 | 0.00074819 | 0.00094133 | 751.0236 | 75.1% | 0.0707% | 8 | 2 | 12 | 0.00076045 | 0.00094948 | 751.0236 | 75.1% | 0.07131%
8 | 2 | 13 | 0.0019031 | 0.0023945 | 782.19 | 78.22% | 0.1873% | 8 | 2 | 13 | 0.0019309 | 0.0024109 | 782.19 | 78.22% | 0.1886%
8 | 2 | 14 | 0.0045521 | 0.0057273 | 761.7336 | 76.17% | 0.4363% | 8 | 2 | 14 | 0.0045937 | 0.0057356 | 761.7336 | 76.17% | 0.4369%
8 | 2 | 15 | 0.0039697 | 0.0049945 | 702.6972 | 70.27% | 0.351% | 8 | 2 | 15 | 0.0040447 | 0.0050501 | 702.6972 | 70.27% | 0.3549%
8 | 2 | 16 | 0.0033944 | 0.0042707 | 597.156 | 59.72% | 0.255% | 8 | 2 | 16 | 0.0034111 | 0.004259 | 597.156 | 59.72% | 0.2543%
8 | 2 | 17 | 0.0022855 | 0.0028755 | 453.8532 | 45.39% | 0.1305% | 8 | 2 | 17 | 0.0022965 | 0.0028674 | 453.8532 | 45.39% | 0.1301%
8 | 2 | 18 | 0.00055423 | 0.00069731 | 280.4268 | 28.04% | 0.01955% | 8 | 2 | 18 | 0.00055423 | 0.000692 | 280.4268 | 28.04% | 0.01941%
8 | 2 | 19 | 0.0001656 | 0.00020835 | 111.0144 | 11.1% | 0.002313% | 8 | 2 | 19 | 0.0001656 | 0.00020677 | 111.0144 | 11.1% | 0.002295%
8 | 2 | 20 | 9.139e-05 | 0.00011498 | 5.5404 | 0.554% | 6.371e-05% | 8 | 2 | 20 | 9.139e-05 | 0.00011411 | 5.5404 | 0.554% | 6.322e-05%
8 | 2 | 21 | 1.1026e-05 | 1.3873e-05 | 0 | 0% | 0% | 8 | 2 | 21 | 1.1026e-05 | 1.3767e-05 | 0 | 0% | 0%
8 | 2 | 22 | 8.2134e-07 | 1.0334e-06 | 0 | 0% | 0% | 8 | 2 | 22 | 8.2134e-07 | 1.0255e-06 | 0 | 0% | 0%
8 | 2 | 23 | 4.9942e-08 | 6.2835e-08 | 0 | 0% | 0% | 8 | 2 | 23 | 4.9942e-08 | 6.2357e-08 | 0 | 0% | 0%
8 | 3 | 0 | 4.9048e-09 | 6.171e-09 | 0 | 0% | 0% | 8 | 3 | 0 | 4.9048e-09 | 6.1241e-09 | 0 | 0% | 0%
8 | 3 | 1 | 8.9724e-10 | 1.1289e-09 | 0 | 0% | 0% | 8 | 3 | 1 | 8.9724e-10 | 1.1203e-09 | 0 | 0% | 0%
8 | 3 | 2 | 0 | 0 | 0 | 0% | 0% | 8 | 3 | 2 | 0 | 0 | 0 | 0% | 0%
8 | 3 | 3 | 0 | 0 | 0 | 0% | 0% | 8 | 3 | 3 | 0 | 0 | 0 | 0% | 0%
8 | 3 | 4 | 0 | 0 | 0 | 0% | 0% | 8 | 3 | 4 | 0 | 0 | 0 | 0% | 0%
8 | 3 | 5 | 6.3768e-10 | 8.023e-10 | 0 | 0% | 0% | 8 | 3 | 5 | 6.3768e-10 | 7.962e-10 | 0 | 0% | 0%
8 | 3 | 6 | 4.6642e-09 | 5.8683e-09 | 0 | 0% | 0% | 8 | 3 | 6 | 4.6642e-09 | 5.8237e-09 | 0 | 0% | 0%
8 | 3 | 7 | 7.7373e-08 | 9.7347e-08 | 34.4508 | 3.445% | 3.354e-07% | 8 | 3 | 7 | 7.7955e-08 | 9.7333e-08 | 34.4508 | 3.445% | 3.353e-07%
8 | 3 | 8 | 4.507e-07 | 5.6704e-07 | 106.206 | 10.62% | 6.022e-06% | 8 | 3 | 8 | 4.5698e-07 | 5.7057e-07 | 106.206 | 10.62% | 6.06e-06%
8 | 3 | 9 | 2.1253e-06 | 2.674e-06 | 347.2116 | 34.72% | 9.284e-05% | 8 | 3 | 9 | 2.1531e-06 | 2.6883e-06 | 347.2116 | 34.72% | 9.334e-05%
8 | 3 | 10 | 5.4307e-06 | 6.8327e-06 | 538.1664 | 53.82% | 0.0003677% | 8 | 3 | 10 | 5.5371e-06 | 6.9135e-06 | 538.1664 | 53.82% | 0.0003721%
8 | 3 | 11 | 1.7477e-05 | 2.1989e-05 | 558.9648 | 55.9% | 0.001229% | 8 | 3 | 11 | 1.791e-05 | 2.2362e-05 | 558.9648 | 55.9% | 0.00125%
8 | 3 | 12 | 4.718e-05 | 5.9359e-05 | 538.8 | 53.88% | 0.003198% | 8 | 3 | 12 | 4.8303e-05 | 6.031e-05 | 538.8 | 53.88% | 0.00325%
8 | 3 | 13 | 0.00014162 | 0.00017818 | 463.3812 | 46.34% | 0.008256% | 8 | 3 | 13 | 0.00014487 | 0.00018088 | 463.3812 | 46.34% | 0.008382%
8 | 3 | 14 | 0.00026322 | 0.00033117 | 557.4732 | 55.75% | 0.01846% | 8 | 3 | 14 | 0.00026591 | 0.00033202 | 557.4732 | 55.75% | 0.01851%
8 | 3 | 15 | 0.00045097 | 0.00056739 | 541.4484 | 54.14% | 0.03072% | 8 | 3 | 15 | 0.00045577 | 0.00056907 | 541.4484 | 54.14% | 0.03081%
8 | 3 | 16 | 0.00047078 | 0.00059232 | 545.3208 | 54.53% | 0.0323% | 8 | 3 | 16 | 0.00047078 | 0.00058781 | 545.3208 | 54.53% | 0.03205%
8 | 3 | 17 | 0.00035652 | 0.00044855 | 359.0652 | 35.91% | 0.01611% | 8 | 3 | 17 | 0.00035854 | 0.00044766 | 359.0652 | 35.91% | 0.01607%
8 | 3 | 18 | 0.00016653 | 0.00020952 | 163.7256 | 16.37% | 0.00343% | 8 | 3 | 18 | 0.00016653 | 0.00020792 | 163.7256 | 16.37% | 0.003404%
8 | 3 | 19 | 4.8521e-05 | 6.1047e-05 | 77.2416 | 7.724% | 0.0004715% | 8 | 3 | 19 | 4.8521e-05 | 6.0583e-05 | 77.2416 | 7.724% | 0.000468%
8 | 3 | 20 | 2.2289e-05 | 2.8042e-05 | 0.7128 | 0.07128% | 1.999e-06% | 8 | 3 | 20 | 2.2289e-05 | 2.7829e-05 | 0.7128 | 0.07128% | 1.984e-06%
8 | 3 | 21 | 3.3652e-06 | 4.2339e-06 | 0 | 0% | 0% | 8 | 3 | 21 | 3.3652e-06 | 4.2017e-06 | 0 | 0% | 0%
8 | 3 | 22 | 3.0812e-07 | 3.8766e-07 | 0 | 0% | 0% | 8 | 3 | 22 | 3.0812e-07 | 3.8471e-07 | 0 | 0% | 0%
8 | 3 | 23 | 1.2184e-08 | 1.533e-08 | 0 | 0% | 0% | 8 | 3 | 23 | 1.2184e-08 | 1.5213e-08 | 0 | 0% | 0%
8 | 4 | 0 | 1.4721e-09 | 1.8522e-09 | 0 | 0% | 0% | 8 | 4 | 0 | 1.4721e-09 | 1.8381e-09 | 0 | 0% | 0%
8 | 4 | 1 | 0 | 0 | 0 | 0% | 0% | 8 | 4 | 1 | 0 | 0 | 0 | 0% | 0%
8 | 4 | 2 | 0 | 0 | 0 | 0% | 0% | 8 | 4 | 2 | 0 | 0 | 0 | 0% | 0%
8 | 4 | 3 | 0 | 0 | 0 | 0% | 0% | 8 | 4 | 3 | 0 | 0 | 0 | 0% | 0%
8 | 4 | 4 | 0 | 0 | 0 | 0% | 0% | 8 | 4 | 4 | 0 | 0 | 0 | 0% | 0%
8 | 4 | 5 | 1.5489e-09 | 1.9487e-09 | 0 | 0% | 0% | 8 | 4 | 5 | 1.5489e-09 | 1.9339e-09 | 0 | 0% | 0%
8 | 4 | 6 | 9.6938e-09 | 1.2196e-08 | 0 | 0% | 0% | 8 | 4 | 6 | 9.6938e-09 | 1.2103e-08 | 0 | 0% | 0%
8 | 4 | 7 | 8.6489e-08 | 1.0882e-07 | 31.1208 | 3.112% | 3.386e-07% | 8 | 4 | 7 | 8.7152e-08 | 1.0882e-07 | 31.1208 | 3.112% | 3.386e-07%
8 | 4 | 8 | 2.762e-07 | 3.475e-07 | 126.6336 | 12.66% | 4.401e-06% | 8 | 4 | 8 | 2.7821e-07 | 3.4736e-07 | 126.6336 | 12.66% | 4.399e-06%
8 | 4 | 9 | 1.5704e-06 | 1.9758e-06 | 113.9556 | 11.4% | 2.251e-05% | 8 | 4 | 9 | 1.5935e-06 | 1.9897e-06 | 113.9556 | 11.4% | 2.267e-05%
8 | 4 | 10 | 6.5446e-06 | 8.2341e-06 | 256.9152 | 25.69% | 0.0002115% | 8 | 4 | 10 | 6.6647e-06 | 8.3214e-06 | 256.9152 | 25.69% | 0.0002138%
8 | 4 | 11 | 3.2278e-05 | 4.061e-05 | 336.972 | 33.7% | 0.001368% | 8 | 4 | 11 | 3.3094e-05 | 4.1321e-05 | 336.972 | 33.7% | 0.001392%
8 | 4 | 12 | 0.00018688 | 0.00023512 | 327.6132 | 32.76% | 0.007703% | 8 | 4 | 12 | 0.00019095 | 0.00023841 | 327.6132 | 32.76% | 0.007811%
8 | 4 | 13 | 0.00055475 | 0.00069797 | 804.2472 | 80.42% | 0.05613% | 8 | 4 | 13 | 0.00056663 | 0.00070749 | 804.2472 | 80.42% | 0.0569%
8 | 4 | 14 | 0.0014781 | 0.0018596 | 769.7664 | 76.98% | 0.1431% | 8 | 4 | 14 | 0.0014917 | 0.0018625 | 769.7664 | 76.98% | 0.1434%
8 | 4 | 15 | 0.0018226 | 0.0022931 | 734.9268 | 73.49% | 0.1685% | 8 | 4 | 15 | 0.0018319 | 0.0022873 | 734.9268 | 73.49% | 0.1681%
8 | 4 | 16 | 0.0014911 | 0.0018761 | 616.7136 | 61.67% | 0.1157% | 8 | 4 | 16 | 0.0015043 | 0.0018783 | 616.7136 | 61.67% | 0.1158%
8 | 4 | 17 | 0.00089281 | 0.0011233 | 477.1848 | 47.72% | 0.0536% | 8 | 4 | 17 | 0.0008977 | 0.0011209 | 477.1848 | 47.72% | 0.05349%
8 | 4 | 18 | 0.00032923 | 0.00041422 | 224.9856 | 22.5% | 0.009319% | 8 | 4 | 18 | 0.00032923 | 0.00041107 | 224.9856 | 22.5% | 0.009248%
8 | 4 | 19 | 0.00010812 | 0.00013603 | 107.538 | 10.75% | 0.001463% | 8 | 4 | 19 | 0.00010812 | 0.000135 | 107.538 | 10.75% | 0.001452%
8 | 4 | 20 | 6.5445e-05 | 8.234e-05 | 7.0848 | 0.7085% | 5.834e-05% | 8 | 4 | 20 | 6.5445e-05 | 8.1714e-05 | 7.0848 | 0.7085% | 5.789e-05%
8 | 4 | 21 | 9.319e-06 | 1.1725e-05 | 0 | 0% | 0% | 8 | 4 | 21 | 9.319e-06 | 1.1636e-05 | 0 | 0% | 0%
8 | 4 | 22 | 8.9988e-07 | 1.1322e-06 | 0 | 0% | 0% | 8 | 4 | 22 | 8.9988e-07 | 1.1236e-06 | 0 | 0% | 0%
8 | 4 | 23 | 6.1394e-08 | 7.7243e-08 | 0 | 0% | 0% | 8 | 4 | 23 | 6.1394e-08 | 7.6655e-08 | 0 | 0% | 0%
8 | 5 | 0 | 6.7797e-09 | 8.5299e-09 | 0 | 0% | 0% | 8 | 5 | 0 | 6.7797e-09 | 8.465e-09 | 0 | 0% | 0%
8 | 5 | 1 | 1.1628e-09 | 1.463e-09 | 0 | 0% | 0% | 8 | 5 | 1 | 1.1628e-09 | 1.4519e-09 | 0 | 0% | 0%
8 | 5 | 2 | 0 | 0 | 0 | 0% | 0% | 8 | 5 | 2 | 0 | 0 | 0 | 0% | 0%
8 | 5 | 3 | 0 | 0 | 0 | 0% | 0% | 8 | 5 | 3 | 0 | 0 | 0 | 0% | 0%
8 | 5 | 4 | 0 | 0 | 0 | 0% | 0% | 8 | 5 | 4 | 0 | 0 | 0 | 0% | 0%
8 | 5 | 5 | 3.287e-09 | 4.1355e-09 | 0 | 0% | 0% | 8 | 5 | 5 | 3.287e-09 | 4.1041e-09 | 0 | 0% | 0%
8 | 5 | 6 | 1.9336e-08 | 2.4328e-08 | 0 | 0% | 0% | 8 | 5 | 6 | 1.9336e-08 | 2.4143e-08 | 0 | 0% | 0%
8 | 5 | 7 | 1.9251e-07 | 2.422e-07 | 32.2464 | 3.225% | 7.81e-07% | 8 | 5 | 7 | 1.9251e-07 | 2.4036e-07 | 32.2464 | 3.225% | 7.751e-07%
8 | 5 | 8 | 8.8789e-07 | 1.1171e-06 | 183.1752 | 18.32% | 2.046e-05% | 8 | 5 | 8 | 9.0051e-07 | 1.1244e-06 | 183.1752 | 18.32% | 2.06e-05%
8 | 5 | 9 | 5.7135e-06 | 7.1884e-06 | 388.0716 | 38.81% | 0.000279% | 8 | 5 | 9 | 5.7871e-06 | 7.2257e-06 | 388.0716 | 38.81% | 0.0002804%
8 | 5 | 10 | 1.9773e-05 | 2.4877e-05 | 566.094 | 56.61% | 0.001408% | 8 | 5 | 10 | 2.0292e-05 | 2.5337e-05 | 566.094 | 56.61% | 0.001434%
8 | 5 | 11 | 4.9772e-05 | 6.262e-05 | 697.6416 | 69.76% | 0.004369% | 8 | 5 | 11 | 5.0951e-05 | 6.3617e-05 | 697.6416 | 69.76% | 0.004438%
8 | 5 | 12 | 0.00014815 | 0.00018639 | 774.444 | 77.44% | 0.01444% | 8 | 5 | 12 | 0.0001515 | 0.00018916 | 774.444 | 77.44% | 0.01465%
8 | 5 | 13 | 0.00031897 | 0.00040132 | 716.1972 | 71.62% | 0.02874% | 8 | 5 | 13 | 0.00032425 | 0.00040485 | 716.1972 | 71.62% | 0.029%
8 | 5 | 14 | 0.00057874 | 0.00072814 | 581.766 | 58.18% | 0.04236% | 8 | 5 | 14 | 0.00058485 | 0.00073023 | 581.766 | 58.18% | 0.04248%
8 | 5 | 15 | 0.0009823 | 0.0012359 | 489.6756 | 48.97% | 0.06052% | 8 | 5 | 15 | 0.00099177 | 0.0012383 | 489.6756 | 48.97% | 0.06064%
8 | 5 | 16 | 0.00089304 | 0.0011236 | 459.5808 | 45.96% | 0.05164% | 8 | 5 | 16 | 0.00089792 | 0.0011211 | 459.5808 | 45.96% | 0.05153%
8 | 5 | 17 | 0.00065958 | 0.00082985 | 137.1552 | 13.72% | 0.01138% | 8 | 5 | 17 | 0.00065958 | 0.00082354 | 137.1552 | 13.72% | 0.0113%
8 | 5 | 18 | 0.00022985 | 0.00028918 | 128.3052 | 12.83% | 0.00371% | 8 | 5 | 18 | 0.00022985 | 0.00028698 | 128.3052 | 12.83% | 0.003682%
8 | 5 | 19 | 6.433e-05 | 8.0937e-05 | 68.6988 | 6.87% | 0.000556% | 8 | 5 | 19 | 6.433e-05 | 8.0321e-05 | 68.6988 | 6.87% | 0.0005518%
8 | 5 | 20 | 3.9909e-05 | 5.0212e-05 | 0 | 0% | 0% | 8 | 5 | 20 | 3.9909e-05 | 4.983e-05 | 0 | 0% | 0%
8 | 5 | 21 | 3.7595e-06 | 4.73e-06 | 0 | 0% | 0% | 8 | 5 | 21 | 3.7595e-06 | 4.694e-06 | 0 | 0% | 0%
8 | 5 | 22 | 3.8123e-07 | 4.7964e-07 | 0 | 0% | 0% | 8 | 5 | 22 | 3.8123e-07 | 4.7599e-07 | 0 | 0% | 0%
8 | 5 | 23 | 1.6437e-08 | 2.068e-08 | 0 | 0% | 0% | 8 | 5 | 23 | 1.6437e-08 | 2.0523e-08 | 0 | 0% | 0%
8 | 6 | 0 | 1.7888e-09 | 2.2505e-09 | 0 | 0% | 0% | 8 | 6 | 0 | 1.7888e-09 | 2.2334e-09 | 0 | 0% | 0%
8 | 6 | 1 | 0 | 0 | 0 | 0% | 0% | 8 | 6 | 1 | 0 | 0 | 0 | 0% | 0%
8 | 6 | 2 | 0 | 0 | 0 | 0% | 0% | 8 | 6 | 2 | 0 | 0 | 0 | 0% | 0%
8 | 6 | 3 | 0 | 0 | 0 | 0% | 0% | 8 | 6 | 3 | 0 | 0 | 0 | 0% | 0%
8 | 6 | 4 | 0 | 0 | 0 | 0% | 0% | 8 | 6 | 4 | 0 | 0 | 0 | 0% | 0%
8 | 6 | 5 | 0 | 0 | 0 | 0% | 0% | 8 | 6 | 5 | 0 | 0 | 0 | 0% | 0%
8 | 6 | 6 | 2.4009e-09 | 3.0207e-09 | 0 | 0% | 0% | 8 | 6 | 6 | 2.4009e-09 | 2.9977e-09 | 0 | 0% | 0%
8 | 6 | 7 | 3.1134e-08 | 3.9171e-08 | 29.2308 | 2.923% | 1.145e-07% | 8 | 6 | 7 | 3.1134e-08 | 3.8873e-08 | 29.2308 | 2.923% | 1.136e-07%
8 | 6 | 8 | 3.4467e-07 | 4.3365e-07 | 82.776 | 8.278% | 3.59e-06% | 8 | 6 | 8 | 3.4983e-07 | 4.3679e-07 | 82.776 | 8.278% | 3.616e-06%
8 | 6 | 9 | 2.4094e-06 | 3.0314e-06 | 205.1016 | 20.51% | 6.218e-05% | 8 | 6 | 9 | 2.4581e-06 | 3.0692e-06 | 205.1016 | 20.51% | 6.295e-05%
8 | 6 | 10 | 9.6329e-06 | 1.212e-05 | 529.4676 | 52.95% | 0.0006417% | 8 | 6 | 10 | 9.8138e-06 | 1.2253e-05 | 529.4676 | 52.95% | 0.0006488%
8 | 6 | 11 | 4.1922e-05 | 5.2744e-05 | 585.5784 | 58.56% | 0.003089% | 8 | 6 | 11 | 4.2938e-05 | 5.3612e-05 | 585.5784 | 58.56% | 0.003139%
8 | 6 | 12 | 0.00015409 | 0.00019386 | 719.196 | 71.92% | 0.01394% | 8 | 6 | 12 | 0.00015756 | 0.00019673 | 719.196 | 71.92% | 0.01415%
8 | 6 | 13 | 0.00036085 | 0.000454 | 654.7932 | 65.48% | 0.02973% | 8 | 6 | 13 | 0.00036909 | 0.00046084 | 654.7932 | 65.48% | 0.03018%
8 | 6 | 14 | 0.00058485 | 0.00073583 | 638.0712 | 63.81% | 0.04695% | 8 | 6 | 14 | 0.00059075 | 0.0007376 | 638.0712 | 63.81% | 0.04706%
8 | 6 | 15 | 0.00078523 | 0.00098794 | 741.696 | 74.17% | 0.07328% | 8 | 6 | 15 | 0.00079403 | 0.00099142 | 741.696 | 74.17% | 0.07353%
8 | 6 | 16 | 0.00068376 | 0.00086027 | 623.7564 | 62.38% | 0.05366% | 8 | 6 | 16 | 0.0006874 | 0.00085827 | 623.7564 | 62.38% | 0.05354%
8 | 6 | 17 | 0.00044829 | 0.00056402 | 471.0492 | 47.1% | 0.02657% | 8 | 6 | 17 | 0.00044829 | 0.00055973 | 471.0492 | 47.1% | 0.02637%
8 | 6 | 18 | 0.00014882 | 0.00018724 | 280.1124 | 28.01% | 0.005245% | 8 | 6 | 18 | 0.00014882 | 0.00018582 | 280.1124 | 28.01% | 0.005205%
8 | 6 | 19 | 3.3683e-05 | 4.2378e-05 | 102.5076 | 10.25% | 0.0004344% | 8 | 6 | 19 | 3.3683e-05 | 4.2056e-05 | 102.5076 | 10.25% | 0.0004311%
8 | 6 | 20 | 1.672e-05 | 2.1037e-05 | 5.2296 | 0.523% | 1.1e-05% | 8 | 6 | 20 | 1.672e-05 | 2.0877e-05 | 5.2296 | 0.523% | 1.092e-05%
8 | 6 | 21 | 2.3449e-06 | 2.9503e-06 | 0 | 0% | 0% | 8 | 6 | 21 | 2.3449e-06 | 2.9278e-06 | 0 | 0% | 0%
8 | 6 | 22 | 1.9525e-07 | 2.4565e-07 | 0 | 0% | 0% | 8 | 6 | 22 | 1.9525e-07 | 2.4378e-07 | 0 | 0% | 0%
8 | 6 | 23 | 5.1067e-09 | 6.425e-09 | 0 | 0% | 0% | 8 | 6 | 23 | 5.1067e-09 | 6.3761e-09 | 0 | 0% | 0%
8 | 7 | 0 | 7.7841e-10 | 9.7936e-10 | 0 | 0% | 0% | 8 | 7 | 0 | 7.7841e-10 | 9.7191e-10 | 0 | 0% | 0%
8 | 7 | 1 | 0 | 0 | 0 | 0% | 0% | 8 | 7 | 1 | 0 | 0 | 0 | 0% | 0%
8 | 7 | 2 | 0 | 0 | 0 | 0% | 0% | 8 | 7 | 2 | 0 | 0 | 0 | 0% | 0%
8 | 7 | 3 | 0 | 0 | 0 | 0% | 0% | 8 | 7 | 3 | 0 | 0 | 0 | 0% | 0%
8 | 7 | 4 | 0 | 0 | 0 | 0% | 0% | 8 | 7 | 4 | 0 | 0 | 0 | 0% | 0%
8 | 7 | 5 | 0 | 0 | 0 | 0% | 0% | 8 | 7 | 5 | 0 | 0 | 0 | 0% | 0%
8 | 7 | 6 | 0 | 0 | 0 | 0% | 0% | 8 | 7 | 6 | 0 | 0 | 0 | 0% | 0%
8 | 7 | 7 | 0 | 0 | 28.6716 | 2.867% | 0% | 8 | 7 | 7 | 0 | 0 | 28.6716 | 2.867% | 0%
8 | 7 | 8 | 4.0153e-09 | 5.0519e-09 | 26.7792 | 2.678% | 1.353e-08% | 8 | 7 | 8 | 4.05e-09 | 5.0567e-09 | 26.7792 | 2.678% | 1.354e-08%
8 | 7 | 9 | 1.1946e-07 | 1.5031e-07 | 18.7032 | 1.87% | 2.811e-07% | 8 | 7 | 9 | 1.2128e-07 | 1.5143e-07 | 18.7032 | 1.87% | 2.832e-07%
8 | 7 | 10 | 1.0223e-06 | 1.2862e-06 | 183.87 | 18.39% | 2.365e-05% | 8 | 7 | 10 | 1.0366e-06 | 1.2942e-06 | 183.87 | 18.39% | 2.38e-05%
8 | 7 | 11 | 4.4964e-06 | 5.6572e-06 | 416.7948 | 41.68% | 0.0002358% | 8 | 7 | 11 | 4.6219e-06 | 5.7708e-06 | 416.7948 | 41.68% | 0.0002405%
8 | 7 | 12 | 1.8584e-05 | 2.3382e-05 | 540.4332 | 54.04% | 0.001264% | 8 | 7 | 12 | 1.9052e-05 | 2.3788e-05 | 540.4332 | 54.04% | 0.001286%
8 | 7 | 13 | 5.4118e-05 | 6.8089e-05 | 641.9592 | 64.2% | 0.004371% | 8 | 7 | 13 | 5.5432e-05 | 6.9212e-05 | 641.9592 | 64.2% | 0.004443%
8 | 7 | 14 | 0.00013045 | 0.00016413 | 351.3792 | 35.14% | 0.005767% | 8 | 7 | 14 | 0.00013261 | 0.00016558 | 351.3792 | 35.14% | 0.005818%
8 | 7 | 15 | 0.0002107 | 0.0002651 | 550.8636 | 55.09% | 0.0146% | 8 | 7 | 15 | 0.00021303 | 0.00026598 | 550.8636 | 55.09% | 0.01465%
8 | 7 | 16 | 0.00019401 | 0.00024409 | 574.4124 | 57.44% | 0.01402% | 8 | 7 | 16 | 0.00019401 | 0.00024224 | 574.4124 | 57.44% | 0.01391%
8 | 7 | 17 | 0.00012365 | 0.00015557 | 416.7336 | 41.67% | 0.006483% | 8 | 7 | 17 | 0.00012365 | 0.00015439 | 416.7336 | 41.67% | 0.006434%
8 | 7 | 18 | 5.1485e-05 | 6.4776e-05 | 213.9444 | 21.39% | 0.001386% | 8 | 7 | 18 | 5.179e-05 | 6.4664e-05 | 213.9444 | 21.39% | 0.001383%
8 | 7 | 19 | 2.0778e-05 | 2.6141e-05 | 89.1396 | 8.914% | 0.000233% | 8 | 7 | 19 | 2.0778e-05 | 2.5943e-05 | 89.1396 | 8.914% | 0.0002313%
8 | 7 | 20 | 1.7994e-05 | 2.2639e-05 | 3.57 | 0.357% | 8.082e-06% | 8 | 7 | 20 | 1.7994e-05 | 2.2467e-05 | 3.57 | 0.357% | 8.021e-06%
8 | 7 | 21 | 4.5526e-06 | 5.7279e-06 | 0 | 0% | 0% | 8 | 7 | 21 | 4.5526e-06 | 5.6843e-06 | 0 | 0% | 0%
8 | 7 | 22 | 8.0399e-07 | 1.0115e-06 | 0 | 0% | 0% | 8 | 7 | 22 | 8.0399e-07 | 1.0039e-06 | 0 | 0% | 0%
8 | 7 | 23 | 8.5187e-08 | 1.0718e-07 | 0 | 0% | 0% | 8 | 7 | 23 | 8.5187e-08 | 1.0636e-07 | 0 | 0% | 0%
8 | 8 | 0 | 1.1711e-08 | 1.4735e-08 | 0 | 0% | 0% | 8 | 8 | 0 | 1.1711e-08 | 1.4623e-08 | 0 | 0% | 0%
8 | 8 | 1 | 3.1263e-09 | 3.9334e-09 | 0 | 0% | 0% | 8 | 8 | 1 | 3.1263e-09 | 3.9035e-09 | 0 | 0% | 0%
8 | 8 | 2 | 1.2887e-09 | 1.6214e-09 | 0 | 0% | 0% | 8 | 8 | 2 | 1.2887e-09 | 1.6091e-09 | 0 | 0% | 0%
8 | 8 | 3 | 3.2433e-10 | 4.0806e-10 | 0 | 0% | 0% | 8 | 8 | 3 | 3.2433e-10 | 4.0495e-10 | 0 | 0% | 0%
8 | 8 | 4 | 0 | 0 | 0 | 0% | 0% | 8 | 8 | 4 | 0 | 0 | 0 | 0% | 0%
8 | 8 | 5 | 0 | 0 | 0 | 0% | 0% | 8 | 8 | 5 | 0 | 0 | 0 | 0% | 0%
8 | 8 | 6 | 0 | 0 | 0 | 0% | 0% | 8 | 8 | 6 | 0 | 0 | 0 | 0% | 0%
8 | 8 | 7 | 1.1432e-09 | 1.4383e-09 | 13.6128 | 1.361% | 1.958e-09% | 8 | 8 | 7 | 1.1432e-09 | 1.4274e-09 | 13.6128 | 1.361% | 1.943e-09%
8 | 8 | 8 | 5.3674e-09 | 6.753e-09 | 90.708 | 9.071% | 6.126e-08% | 8 | 8 | 8 | 5.454e-09 | 6.8098e-09 | 90.708 | 9.071% | 6.177e-08%
8 | 8 | 9 | 1.7852e-08 | 2.2461e-08 | 301.0056 | 30.1% | 6.761e-07% | 8 | 8 | 9 | 1.8425e-08 | 2.3005e-08 | 301.0056 | 30.1% | 6.925e-07%
8 | 8 | 10 | 4.6095e-08 | 5.7994e-08 | 428.5956 | 42.86% | 2.486e-06% | 8 | 8 | 10 | 4.763e-08 | 5.9469e-08 | 428.5956 | 42.86% | 2.549e-06%
8 | 8 | 11 | 9.2684e-08 | 1.1661e-07 | 457.9824 | 45.8% | 5.341e-06% | 8 | 8 | 11 | 9.5576e-08 | 1.1934e-07 | 457.9824 | 45.8% | 5.465e-06%
8 | 8 | 12 | 1.5366e-07 | 1.9333e-07 | 471.2508 | 47.13% | 9.111e-06% | 8 | 8 | 12 | 1.5958e-07 | 1.9925e-07 | 471.2508 | 47.13% | 9.39e-06%
8 | 8 | 13 | 1.3058e-07 | 1.6429e-07 | 207.3024 | 20.73% | 3.406e-06% | 8 | 8 | 13 | 1.3448e-07 | 1.6791e-07 | 207.3024 | 20.73% | 3.481e-06%
8 | 8 | 14 | 1.2305e-07 | 1.5482e-07 | 185.5884 | 18.56% | 2.873e-06% | 8 | 8 | 14 | 1.259e-07 | 1.5719e-07 | 185.5884 | 18.56% | 2.917e-06%
8 | 8 | 15 | 1.4376e-07 | 1.8088e-07 | 125.0412 | 12.5% | 2.262e-06% | 8 | 8 | 15 | 1.4592e-07 | 1.8219e-07 | 125.0412 | 12.5% | 2.278e-06%
8 | 8 | 16 | 1.6957e-07 | 2.1334e-07 | 213.0168 | 21.3% | 4.545e-06% | 8 | 8 | 16 | 1.7088e-07 | 2.1336e-07 | 213.0168 | 21.3% | 4.545e-06%
8 | 8 | 17 | 1.8973e-07 | 2.387e-07 | 382.5744 | 38.26% | 9.132e-06% | 8 | 8 | 17 | 1.9254e-07 | 2.404e-07 | 382.5744 | 38.26% | 9.197e-06%
8 | 8 | 18 | 1.0984e-07 | 1.3819e-07 | 192.3876 | 19.24% | 2.659e-06% | 8 | 8 | 18 | 1.0984e-07 | 1.3714e-07 | 192.3876 | 19.24% | 2.638e-06%
8 | 8 | 19 | 1.4258e-07 | 1.7939e-07 | 88.026 | 8.803% | 1.579e-06% | 8 | 8 | 19 | 1.4258e-07 | 1.7803e-07 | 88.026 | 8.803% | 1.567e-06%
8 | 8 | 20 | 2.2067e-07 | 2.7764e-07 | 1.6752 | 0.1675% | 4.651e-08% | 8 | 8 | 20 | 2.2067e-07 | 2.7553e-07 | 1.6752 | 0.1675% | 4.616e-08%
8 | 8 | 21 | 5.7705e-08 | 7.2602e-08 | 0 | 0% | 0% | 8 | 8 | 21 | 5.7705e-08 | 7.205e-08 | 0 | 0% | 0%
8 | 8 | 22 | 6.2959e-09 | 7.9212e-09 | 0 | 0% | 0% | 8 | 8 | 22 | 6.2959e-09 | 7.861e-09 | 0 | 0% | 0%
8 | 8 | 23 | 0 | 0 | 0 | 0% | 0% | 8 | 8 | 23 | 0 | 0 | 0 | 0% | 0%
8 | 9 | 0 | 0 | 0 | 0 | 0% | 0% | 8 | 9 | 0 | 0 | 0 | 0 | 0% | 0%
8 | 9 | 1 | 0 | 0 | 0 | 0% | 0% | 8 | 9 | 1 | 0 | 0 | 0 | 0% | 0%
8 | 9 | 2 | 0 | 0 | 0 | 0% | 0% | 8 | 9 | 2 | 0 | 0 | 0 | 0% | 0%
8 | 9 | 3 | 0 | 0 | 0 | 0% | 0% | 8 | 9 | 3 | 0 | 0 | 0 | 0% | 0%
8 | 9 | 4 | 0 | 0 | 0 | 0% | 0% | 8 | 9 | 4 | 0 | 0 | 0 | 0% | 0%
8 | 9 | 5 | 6.0477e-10 | 7.6089e-10 | 0 | 0% | 0% | 8 | 9 | 5 | 6.0477e-10 | 7.551e-10 | 0 | 0% | 0%
8 | 9 | 6 | 7.0582e-09 | 8.8803e-09 | 0 | 0% | 0% | 8 | 9 | 6 | 7.115e-09 | 8.8837e-09 | 0 | 0% | 0%
8 | 9 | 7 | 5.4586e-08 | 6.8678e-08 | 24.7872 | 2.479% | 1.702e-07% | 8 | 9 | 7 | 5.5012e-08 | 6.8687e-08 | 24.7872 | 2.479% | 1.703e-07%
8 | 9 | 8 | 3.0836e-07 | 3.8796e-07 | 139.5 | 13.95% | 5.412e-06% | 8 | 9 | 8 | 3.131e-07 | 3.9093e-07 | 139.5 | 13.95% | 5.454e-06%
8 | 9 | 9 | 1.1417e-06 | 1.4365e-06 | 373.3548 | 37.34% | 5.363e-05% | 8 | 9 | 9 | 1.1653e-06 | 1.455e-06 | 373.3548 | 37.34% | 5.432e-05%
8 | 9 | 10 | 4.4368e-06 | 5.5822e-06 | 461.4708 | 46.15% | 0.0002576% | 8 | 9 | 10 | 4.5274e-06 | 5.6529e-06 | 461.4708 | 46.15% | 0.0002609%
8 | 9 | 11 | 1.2266e-05 | 1.5432e-05 | 696.9504 | 69.7% | 0.001076% | 8 | 9 | 11 | 1.2501e-05 | 1.5608e-05 | 696.9504 | 69.7% | 0.001088%
8 | 9 | 12 | 3.5042e-05 | 4.4088e-05 | 781.3236 | 78.13% | 0.003445% | 8 | 9 | 12 | 3.5489e-05 | 4.431e-05 | 781.3236 | 78.13% | 0.003462%
8 | 9 | 13 | 7.4615e-05 | 9.3877e-05 | 820.0752 | 82.01% | 0.007699% | 8 | 9 | 13 | 7.546e-05 | 9.4218e-05 | 820.0752 | 82.01% | 0.007727%
8 | 9 | 14 | 0.00020847 | 0.00026229 | 802.1568 | 80.22% | 0.02104% | 8 | 9 | 14 | 0.0002119 | 0.00026457 | 802.1568 | 80.22% | 0.02122%
8 | 9 | 15 | 0.0002039 | 0.00025654 | 744.4068 | 74.44% | 0.0191% | 8 | 9 | 15 | 0.00020503 | 0.00025599 | 744.4068 | 74.44% | 0.01906%
8 | 9 | 16 | 0.00021067 | 0.00026506 | 638.22 | 63.82% | 0.01692% | 8 | 9 | 16 | 0.00021181 | 0.00026446 | 638.22 | 63.82% | 0.01688%
8 | 9 | 17 | 0.00015923 | 0.00020033 | 473.5704 | 47.36% | 0.009487% | 8 | 9 | 17 | 0.00015923 | 0.00019881 | 473.5704 | 47.36% | 0.009415%
8 | 9 | 18 | 5.2746e-05 | 6.6362e-05 | 281.5788 | 28.16% | 0.001869% | 8 | 9 | 18 | 5.2746e-05 | 6.5858e-05 | 281.5788 | 28.16% | 0.001854%
8 | 9 | 19 | 1.5827e-05 | 1.9913e-05 | 95.1528 | 9.515% | 0.0001895% | 8 | 9 | 19 | 1.5827e-05 | 1.9761e-05 | 95.1528 | 9.515% | 0.000188%
8 | 9 | 20 | 9.1981e-06 | 1.1573e-05 | 2.5068 | 0.2507% | 2.901e-06% | 8 | 9 | 20 | 9.1981e-06 | 1.1485e-05 | 2.5068 | 0.2507% | 2.879e-06%
8 | 9 | 21 | 1.3153e-06 | 1.6548e-06 | 0 | 0% | 0% | 8 | 9 | 21 | 1.3153e-06 | 1.6423e-06 | 0 | 0% | 0%
8 | 9 | 22 | 7.7344e-08 | 9.7311e-08 | 0 | 0% | 0% | 8 | 9 | 22 | 7.7344e-08 | 9.6571e-08 | 0 | 0% | 0%
8 | 9 | 23 | 3.3415e-09 | 4.2041e-09 | 0 | 0% | 0% | 8 | 9 | 23 | 3.3415e-09 | 4.1721e-09 | 0 | 0% | 0%
8 | 10 | 0 | 0 | 0 | 0 | 0% | 0% | 8 | 10 | 0 | 0 | 0 | 0 | 0% | 0%
8 | 10 | 1 | 0 | 0 | 0 | 0% | 0% | 8 | 10 | 1 | 0 | 0 | 0 | 0% | 0%
8 | 10 | 2 | 0 | 0 | 0 | 0% | 0% | 8 | 10 | 2 | 0 | 0 | 0 | 0% | 0%
8 | 10 | 3 | 0 | 0 | 0 | 0% | 0% | 8 | 10 | 3 | 0 | 0 | 0 | 0% | 0%
8 | 10 | 4 | 0 | 0 | 0 | 0% | 0% | 8 | 10 | 4 | 0 | 0 | 0 | 0% | 0%
8 | 10 | 5 | 0 | 0 | 0 | 0% | 0% | 8 | 10 | 5 | 0 | 0 | 0 | 0% | 0%
8 | 10 | 6 | 2.7817e-09 | 3.4998e-09 | 0 | 0% | 0% | 8 | 10 | 6 | 2.7817e-09 | 3.4732e-09 | 0 | 0% | 0%
8 | 10 | 7 | 3.0882e-08 | 3.8854e-08 | 28.8492 | 2.885% | 1.121e-07% | 8 | 10 | 7 | 3.1134e-08 | 3.8873e-08 | 28.8492 | 2.885% | 1.121e-07%
8 | 10 | 8 | 2.3506e-07 | 2.9574e-07 | 173.5992 | 17.36% | 5.134e-06% | 8 | 10 | 8 | 2.3838e-07 | 2.9763e-07 | 173.5992 | 17.36% | 5.167e-06%
8 | 10 | 9 | 1.5827e-06 | 1.9913e-06 | 248.5068 | 24.85% | 4.949e-05% | 8 | 10 | 9 | 1.6058e-06 | 2.005e-06 | 248.5068 | 24.85% | 4.983e-05%
8 | 10 | 10 | 1.0316e-05 | 1.2979e-05 | 435.1344 | 43.51% | 0.0005648% | 8 | 10 | 10 | 1.0573e-05 | 1.3202e-05 | 435.1344 | 43.51% | 0.0005745%
8 | 10 | 11 | 3.5048e-05 | 4.4095e-05 | 568.9248 | 56.89% | 0.002509% | 8 | 10 | 11 | 3.6165e-05 | 4.5155e-05 | 568.9248 | 56.89% | 0.002569%
8 | 10 | 12 | 0.00010295 | 0.00012953 | 822.4872 | 82.25% | 0.01065% | 8 | 10 | 12 | 0.00010528 | 0.00013145 | 822.4872 | 82.25% | 0.01081%
8 | 10 | 13 | 0.00049475 | 0.00062248 | 854.682 | 85.47% | 0.0532% | 8 | 10 | 13 | 0.00050568 | 0.00063139 | 854.682 | 85.47% | 0.05396%
8 | 10 | 14 | 0.0014244 | 0.0017921 | 843.5868 | 84.36% | 0.1512% | 8 | 10 | 14 | 0.0014518 | 0.0018126 | 843.5868 | 84.36% | 0.1529%
8 | 10 | 15 | 0.0028893 | 0.0036351 | 781.638 | 78.16% | 0.2841% | 8 | 10 | 15 | 0.0029162 | 0.0036411 | 781.638 | 78.16% | 0.2846%
8 | 10 | 16 | 0.0039692 | 0.0049938 | 668.0376 | 66.8% | 0.3336% | 8 | 10 | 16 | 0.0039692 | 0.0049558 | 668.0376 | 66.8% | 0.3311%
8 | 10 | 17 | 0.0023612 | 0.0029707 | 496.9332 | 49.69% | 0.1476% | 8 | 10 | 17 | 0.0023612 | 0.0029481 | 496.9332 | 49.69% | 0.1465%
8 | 10 | 18 | 0.00096263 | 0.0012111 | 257.2356 | 25.72% | 0.03115% | 8 | 10 | 18 | 0.00096263 | 0.0012019 | 257.2356 | 25.72% | 0.03092%
8 | 10 | 19 | 0.00032913 | 0.0004141 | 94.1928 | 9.419% | 0.003901% | 8 | 10 | 19 | 0.00032913 | 0.00041095 | 94.1928 | 9.419% | 0.003871%
8 | 10 | 20 | 0.00021516 | 0.0002707 | 2.562 | 0.2562% | 6.935e-05% | 8 | 10 | 20 | 0.00021516 | 0.00026864 | 2.562 | 0.2562% | 6.883e-05%
8 | 10 | 21 | 2.4337e-05 | 3.062e-05 | 0 | 0% | 0% | 8 | 10 | 21 | 2.4337e-05 | 3.0387e-05 | 0 | 0% | 0%
8 | 10 | 22 | 2.109e-06 | 2.6534e-06 | 0 | 0% | 0% | 8 | 10 | 22 | 2.109e-06 | 2.6333e-06 | 0 | 0% | 0%
8 | 10 | 23 | 1.7855e-07 | 2.2464e-07 | 0 | 0% | 0% | 8 | 10 | 23 | 1.7855e-07 | 2.2293e-07 | 0 | 0% | 0%
8 | 11 | 0 | 3.3402e-08 | 4.2025e-08 | 0 | 0% | 0% | 8 | 11 | 0 | 3.3402e-08 | 4.1705e-08 | 0 | 0% | 0%
8 | 11 | 1 | 8.2128e-09 | 1.0333e-08 | 0 | 0% | 0% | 8 | 11 | 1 | 8.2128e-09 | 1.0254e-08 | 0 | 0% | 0%
8 | 11 | 2 | 1.8193e-09 | 2.289e-09 | 0 | 0% | 0% | 8 | 11 | 2 | 1.8193e-09 | 2.2716e-09 | 0 | 0% | 0%
8 | 11 | 3 | 1.0274e-09 | 1.2926e-09 | 0 | 0% | 0% | 8 | 11 | 3 | 1.0274e-09 | 1.2828e-09 | 0 | 0% | 0%
8 | 11 | 4 | 1.9702e-09 | 2.4788e-09 | 0 | 0% | 0% | 8 | 11 | 4 | 1.9702e-09 | 2.4599e-09 | 0 | 0% | 0%
8 | 11 | 5 | 1.7253e-08 | 2.1707e-08 | 0 | 0% | 0% | 8 | 11 | 5 | 1.7253e-08 | 2.1542e-08 | 0 | 0% | 0%
8 | 11 | 6 | 1.1933e-07 | 1.5013e-07 | 0 | 0% | 0% | 8 | 11 | 6 | 1.1933e-07 | 1.4899e-07 | 0 | 0% | 0%
8 | 11 | 7 | 6.7557e-07 | 8.4997e-07 | 19.602 | 1.96% | 1.666e-06% | 8 | 11 | 7 | 6.7557e-07 | 8.435e-07 | 19.602 | 1.96% | 1.653e-06%
8 | 11 | 8 | 5.7853e-06 | 7.2787e-06 | 176.4156 | 17.64% | 0.0001284% | 8 | 11 | 8 | 5.8585e-06 | 7.3148e-06 | 176.4156 | 17.64% | 0.000129%
8 | 11 | 9 | 4.1657e-05 | 5.2411e-05 | 400.9104 | 40.09% | 0.002101% | 8 | 11 | 9 | 4.2159e-05 | 5.2639e-05 | 400.9104 | 40.09% | 0.00211%
8 | 11 | 10 | 0.00020276 | 0.0002551 | 594.5976 | 59.46% | 0.01517% | 8 | 11 | 10 | 0.00020727 | 0.00025879 | 594.5976 | 59.46% | 0.01539%
8 | 11 | 11 | 0.00089816 | 0.00113 | 735.2256 | 73.52% | 0.08308% | 8 | 11 | 11 | 0.00091699 | 0.0011449 | 735.2256 | 73.52% | 0.08418%
8 | 11 | 12 | 0.0032753 | 0.0041208 | 821.2056 | 82.12% | 0.3384% | 8 | 11 | 12 | 0.0033339 | 0.0041626 | 821.2056 | 82.12% | 0.3418%
8 | 11 | 13 | 0.007061 | 0.0088838 | 876.4344 | 87.64% | 0.7786% | 8 | 11 | 13 | 0.0071968 | 0.0089858 | 876.4344 | 87.64% | 0.7875%
8 | 11 | 14 | 0.01078 | 0.013563 | 859.7328 | 85.97% | 1.166% | 8 | 11 | 14 | 0.010923 | 0.013638 | 859.7328 | 85.97% | 1.172%
8 | 11 | 15 | 0.010824 | 0.013619 | 677.2908 | 67.73% | 0.9224% | 8 | 11 | 15 | 0.010922 | 0.013637 | 677.2908 | 67.73% | 0.9236%
8 | 11 | 16 | 0.0092905 | 0.011689 | 679.5792 | 67.96% | 0.7944% | 8 | 11 | 16 | 0.0092905 | 0.0116 | 679.5792 | 67.96% | 0.7883%
8 | 11 | 17 | 0.0053858 | 0.0067762 | 516.8832 | 51.69% | 0.3502% | 8 | 11 | 17 | 0.0053858 | 0.0067246 | 516.8832 | 51.69% | 0.3476%
8 | 11 | 18 | 0.0017361 | 0.0021842 | 303.1428 | 30.31% | 0.06621% | 8 | 11 | 18 | 0.0017361 | 0.0021676 | 303.1428 | 30.31% | 0.06571%
8 | 11 | 19 | 0.00053628 | 0.00067473 | 89.4168 | 8.942% | 0.006033% | 8 | 11 | 19 | 0.00053628 | 0.0006696 | 89.4168 | 8.942% | 0.005987%
8 | 11 | 20 | 0.00031852 | 0.00040075 | 1.194 | 0.1194% | 4.785e-05% | 8 | 11 | 20 | 0.00031852 | 0.0003977 | 1.194 | 0.1194% | 4.749e-05%
8 | 11 | 21 | 3.8937e-05 | 4.8989e-05 | 0 | 0% | 0% | 8 | 11 | 21 | 3.8937e-05 | 4.8616e-05 | 0 | 0% | 0%
8 | 11 | 22 | 2.966e-06 | 3.7316e-06 | 0 | 0% | 0% | 8 | 11 | 22 | 2.966e-06 | 3.7033e-06 | 0 | 0% | 0%
8 | 11 | 23 | 2.4839e-07 | 3.1251e-07 | 0 | 0% | 0% | 8 | 11 | 23 | 2.4839e-07 | 3.1013e-07 | 0 | 0% | 0%
8 | 12 | 0 | 4.8763e-08 | 6.1351e-08 | 0 | 0% | 0% | 8 | 12 | 0 | 4.8763e-08 | 6.0884e-08 | 0 | 0% | 0%
8 | 12 | 1 | 7.9412e-09 | 9.9912e-09 | 0 | 0% | 0% | 8 | 12 | 1 | 7.9412e-09 | 9.9152e-09 | 0 | 0% | 0%
8 | 12 | 2 | 2.0967e-09 | 2.638e-09 | 0 | 0% | 0% | 8 | 12 | 2 | 2.0967e-09 | 2.6179e-09 | 0 | 0% | 0%
8 | 12 | 3 | 1.1628e-09 | 1.463e-09 | 0 | 0% | 0% | 8 | 12 | 3 | 1.1628e-09 | 1.4519e-09 | 0 | 0% | 0%
8 | 12 | 4 | 1.9347e-09 | 2.4341e-09 | 0 | 0% | 0% | 8 | 12 | 4 | 1.9347e-09 | 2.4156e-09 | 0 | 0% | 0%
8 | 12 | 5 | 2.6795e-08 | 3.3712e-08 | 0 | 0% | 0% | 8 | 12 | 5 | 2.6795e-08 | 3.3456e-08 | 0 | 0% | 0%
8 | 12 | 6 | 1.5244e-07 | 1.918e-07 | 0 | 0% | 0% | 8 | 12 | 6 | 1.5244e-07 | 1.9034e-07 | 0 | 0% | 0%
8 | 12 | 7 | 5.6063e-07 | 7.0535e-07 | 20.8704 | 2.087% | 1.472e-06% | 8 | 12 | 7 | 5.6063e-07 | 6.9999e-07 | 20.8704 | 2.087% | 1.461e-06%
8 | 12 | 8 | 2.5895e-06 | 3.258e-06 | 177.3696 | 17.74% | 5.779e-05% | 8 | 12 | 8 | 2.6074e-06 | 3.2556e-06 | 177.3696 | 17.74% | 5.774e-05%
8 | 12 | 9 | 1.1955e-05 | 1.5042e-05 | 396.9216 | 39.69% | 0.000597% | 8 | 12 | 9 | 1.203e-05 | 1.502e-05 | 396.9216 | 39.69% | 0.0005962%
8 | 12 | 10 | 5.4076e-05 | 6.8035e-05 | 597.6144 | 59.76% | 0.004066% | 8 | 12 | 10 | 5.4398e-05 | 6.7921e-05 | 597.6144 | 59.76% | 0.004059%
8 | 12 | 11 | 0.00020606 | 0.00025925 | 740.604 | 74.06% | 0.0192% | 8 | 12 | 11 | 0.00020835 | 0.00026014 | 740.604 | 74.06% | 0.01927%
8 | 12 | 12 | 0.001098 | 0.0013814 | 828.6288 | 82.86% | 0.1145% | 8 | 12 | 12 | 0.0011089 | 0.0013846 | 828.6288 | 82.86% | 0.1147%
8 | 12 | 13 | 0.0024075 | 0.0030289 | 690.2712 | 69.03% | 0.2091% | 8 | 12 | 13 | 0.0024297 | 0.0030337 | 690.2712 | 69.03% | 0.2094%
8 | 12 | 14 | 0.005364 | 0.0067487 | 861.6132 | 86.16% | 0.5815% | 8 | 12 | 14 | 0.005364 | 0.0066974 | 861.6132 | 86.16% | 0.5771%
8 | 12 | 15 | 0.00673 | 0.0084674 | 798.1128 | 79.81% | 0.6758% | 8 | 12 | 15 | 0.0067858 | 0.0084726 | 798.1128 | 79.81% | 0.6762%
8 | 12 | 16 | 0.0081371 | 0.010238 | 689.3352 | 68.93% | 0.7057% | 8 | 12 | 16 | 0.0081371 | 0.01016 | 689.3352 | 68.93% | 0.7004%
8 | 12 | 17 | 0.0045494 | 0.0057238 | 524.7036 | 52.47% | 0.3003% | 8 | 12 | 17 | 0.0045494 | 0.0056803 | 524.7036 | 52.47% | 0.298%
8 | 12 | 18 | 0.0023944 | 0.0030125 | 306.5208 | 30.65% | 0.09234% | 8 | 12 | 18 | 0.0023944 | 0.0029896 | 306.5208 | 30.65% | 0.09164%
8 | 12 | 19 | 0.00074737 | 0.0009403 | 91.8876 | 9.189% | 0.00864% | 8 | 12 | 19 | 0.00074737 | 0.00093315 | 91.8876 | 9.189% | 0.008575%
8 | 12 | 20 | 0.0005335 | 0.00067123 | 0 | 0% | 0% | 8 | 12 | 20 | 0.0005335 | 0.00066612 | 0 | 0% | 0%
8 | 12 | 21 | 9.8713e-05 | 0.0001242 | 0 | 0% | 0% | 8 | 12 | 21 | 9.8713e-05 | 0.00012325 | 0 | 0% | 0%
8 | 12 | 22 | 6.2655e-06 | 7.8829e-06 | 0 | 0% | 0% | 8 | 12 | 22 | 6.2655e-06 | 7.823e-06 | 0 | 0% | 0%
8 | 12 | 23 | 1.0651e-06 | 1.3401e-06 | 0 | 0% | 0% | 8 | 12 | 23 | 1.0651e-06 | 1.3299e-06 | 0 | 0% | 0%
8 | 13 | 0 | 2.3004e-07 | 2.8943e-07 | 0 | 0% | 0% | 8 | 13 | 0 | 2.3004e-07 | 2.8722e-07 | 0 | 0% | 0%
8 | 13 | 1 | 5.4115e-08 | 6.8085e-08 | 0 | 0% | 0% | 8 | 13 | 1 | 5.4115e-08 | 6.7567e-08 | 0 | 0% | 0%
8 | 13 | 2 | 1.2184e-08 | 1.533e-08 | 0 | 0% | 0% | 8 | 13 | 2 | 1.2184e-08 | 1.5213e-08 | 0 | 0% | 0%
8 | 13 | 3 | 8.5568e-09 | 1.0766e-08 | 0 | 0% | 0% | 8 | 13 | 3 | 8.5568e-09 | 1.0684e-08 | 0 | 0% | 0%
8 | 13 | 4 | 1.8717e-08 | 2.3549e-08 | 0 | 0% | 0% | 8 | 13 | 4 | 1.8717e-08 | 2.337e-08 | 0 | 0% | 0%
8 | 13 | 5 | 2.1291e-07 | 2.6788e-07 | 0 | 0% | 0% | 8 | 13 | 5 | 2.1291e-07 | 2.6584e-07 | 0 | 0% | 0%
8 | 13 | 6 | 8.0996e-07 | 1.019e-06 | 0 | 0% | 0% | 8 | 13 | 6 | 8.0996e-07 | 1.0113e-06 | 0 | 0% | 0%
8 | 13 | 7 | 3.5452e-06 | 4.4604e-06 | 20.4084 | 2.041% | 9.103e-06% | 8 | 13 | 7 | 3.5452e-06 | 4.4265e-06 | 20.4084 | 2.041% | 9.034e-06%
8 | 13 | 8 | 1.714e-05 | 2.1565e-05 | 177.4584 | 17.75% | 0.0003827% | 8 | 13 | 8 | 1.714e-05 | 2.1401e-05 | 177.4584 | 17.75% | 0.0003798%
8 | 13 | 9 | 0.00012831 | 0.00016143 | 396.4764 | 39.65% | 0.0064% | 8 | 13 | 9 | 0.00012831 | 0.0001602 | 396.4764 | 39.65% | 0.006352%
8 | 13 | 10 | 0.00072786 | 0.00091575 | 594.3624 | 59.44% | 0.05443% | 8 | 13 | 10 | 0.00072786 | 0.00090879 | 594.3624 | 59.44% | 0.05401%
8 | 13 | 11 | 0.0041087 | 0.0051694 | 716.8044 | 71.68% | 0.3705% | 8 | 13 | 11 | 0.0041656 | 0.0052011 | 716.8044 | 71.68% | 0.3728%
8 | 13 | 12 | 0.013787 | 0.017346 | 705.8664 | 70.59% | 1.224% | 8 | 13 | 12 | 0.014003 | 0.017484 | 705.8664 | 70.59% | 1.234%
8 | 13 | 13 | 0.022091 | 0.027794 | 833.1504 | 83.32% | 2.316% | 8 | 13 | 13 | 0.02236 | 0.027918 | 833.1504 | 83.32% | 2.326%
8 | 13 | 14 | 0.033624 | 0.042304 | 746.7024 | 74.67% | 3.159% | 8 | 13 | 14 | 0.033889 | 0.042313 | 746.7024 | 74.67% | 3.16%
8 | 13 | 15 | 0.033124 | 0.041675 | 755.2428 | 75.52% | 3.148% | 8 | 13 | 15 | 0.033372 | 0.041668 | 755.2428 | 75.52% | 3.147%
8 | 13 | 16 | 0.025494 | 0.032076 | 648.8448 | 64.88% | 2.081% | 8 | 13 | 16 | 0.025583 | 0.031943 | 648.8448 | 64.88% | 2.073%
8 | 13 | 17 | 0.014978 | 0.018845 | 464.556 | 46.46% | 0.8755% | 8 | 13 | 17 | 0.014978 | 0.018702 | 464.556 | 46.46% | 0.8688%
8 | 13 | 18 | 0.0063364 | 0.0079721 | 220.2024 | 22.02% | 0.1755% | 8 | 13 | 18 | 0.0063364 | 0.0079115 | 220.2024 | 22.02% | 0.1742%
8 | 13 | 19 | 0.0019872 | 0.0025002 | 83.8536 | 8.385% | 0.02096% | 8 | 13 | 19 | 0.0019872 | 0.0024811 | 83.8536 | 8.385% | 0.02081%
8 | 13 | 20 | 0.00071956 | 0.00090532 | 0 | 0% | 0% | 8 | 13 | 20 | 0.00071956 | 0.00089843 | 0 | 0% | 0%
8 | 13 | 21 | 5.2729e-05 | 6.6342e-05 | 0 | 0% | 0% | 8 | 13 | 21 | 5.2729e-05 | 6.5837e-05 | 0 | 0% | 0%
8 | 13 | 22 | 3.8313e-06 | 4.8203e-06 | 0 | 0% | 0% | 8 | 13 | 22 | 3.8313e-06 | 4.7837e-06 | 0 | 0% | 0%
8 | 13 | 23 | 2.2378e-07 | 2.8154e-07 | 0 | 0% | 0% | 8 | 13 | 23 | 2.2378e-07 | 2.794e-07 | 0 | 0% | 0%
8 | 14 | 0 | 2.0249e-08 | 2.5476e-08 | 0 | 0% | 0% | 8 | 14 | 0 | 2.0249e-08 | 2.5282e-08 | 0 | 0% | 0%
8 | 14 | 1 | 2.1944e-09 | 2.7609e-09 | 0 | 0% | 0% | 8 | 14 | 1 | 2.1944e-09 | 2.7399e-09 | 0 | 0% | 0%
8 | 14 | 2 | 0 | 0 | 0 | 0% | 0% | 8 | 14 | 2 | 0 | 0 | 0 | 0% | 0%
8 | 14 | 3 | 0 | 0 | 0 | 0% | 0% | 8 | 14 | 3 | 0 | 0 | 0 | 0% | 0%
8 | 14 | 4 | 0 | 0 | 0 | 0% | 0% | 8 | 14 | 4 | 0 | 0 | 0 | 0% | 0%
8 | 14 | 5 | 0 | 0 | 0 | 0% | 0% | 8 | 14 | 5 | 0 | 0 | 0 | 0% | 0%
8 | 14 | 6 | 0 | 0 | 0 | 0% | 0% | 8 | 14 | 6 | 0 | 0 | 0 | 0% | 0%
8 | 14 | 7 | 6.8638e-10 | 8.6357e-10 | 20.6292 | 2.063% | 1.781e-09% | 8 | 14 | 7 | 6.8638e-10 | 8.57e-10 | 20.6292 | 2.063% | 1.768e-09%
8 | 14 | 8 | 3.9133e-09 | 4.9235e-09 | 168.9672 | 16.9% | 8.319e-08% | 8 | 14 | 8 | 3.981e-09 | 4.9706e-09 | 168.9672 | 16.9% | 8.399e-08%
8 | 14 | 9 | 1.644e-08 | 2.0684e-08 | 375.8712 | 37.59% | 7.775e-07% | 8 | 14 | 9 | 1.6708e-08 | 2.0861e-08 | 375.8712 | 37.59% | 7.841e-07%
8 | 14 | 10 | 3.4207e-08 | 4.3038e-08 | 550.8276 | 55.08% | 2.371e-06% | 8 | 14 | 10 | 3.5012e-08 | 4.3715e-08 | 550.8276 | 55.08% | 2.408e-06%
8 | 14 | 11 | 2.8334e-08 | 3.5648e-08 | 676.2708 | 67.63% | 2.411e-06% | 8 | 14 | 11 | 2.9014e-08 | 3.6227e-08 | 676.2708 | 67.63% | 2.45e-06%
8 | 14 | 12 | 2.331e-08 | 2.9327e-08 | 748.8768 | 74.89% | 2.196e-06% | 8 | 14 | 12 | 2.4042e-08 | 3.0018e-08 | 748.8768 | 74.89% | 2.248e-06%
8 | 14 | 13 | 1.3516e-08 | 1.7006e-08 | 772.9908 | 77.3% | 1.315e-06% | 8 | 14 | 13 | 1.3848e-08 | 1.7291e-08 | 772.9908 | 77.3% | 1.337e-06%
8 | 14 | 14 | 1.0172e-08 | 1.2798e-08 | 762.12 | 76.21% | 9.753e-07% | 8 | 14 | 14 | 1.0422e-08 | 1.3013e-08 | 762.12 | 76.21% | 9.918e-07%
8 | 14 | 15 | 6.7824e-09 | 8.5333e-09 | 706.4532 | 70.65% | 6.028e-07% | 8 | 14 | 15 | 6.8365e-09 | 8.5359e-09 | 706.4532 | 70.65% | 6.03e-07%
8 | 14 | 16 | 4.0492e-09 | 5.0944e-09 | 605.1336 | 60.51% | 3.083e-07% | 8 | 14 | 16 | 4.0839e-09 | 5.0991e-09 | 605.1336 | 60.51% | 3.086e-07%
8 | 14 | 17 | 2.7351e-09 | 3.4412e-09 | 458.5548 | 45.86% | 1.578e-07% | 8 | 14 | 17 | 2.7351e-09 | 3.415e-09 | 458.5548 | 45.86% | 1.566e-07%
8 | 14 | 18 | 1.5743e-09 | 1.9807e-09 | 271.9248 | 27.19% | 5.386e-08% | 8 | 14 | 18 | 1.5743e-09 | 1.9657e-09 | 271.9248 | 27.19% | 5.345e-08%
8 | 14 | 19 | 1.7129e-09 | 2.1551e-09 | 86.0472 | 8.605% | 1.854e-08% | 8 | 14 | 19 | 1.7129e-09 | 2.1387e-09 | 86.0472 | 8.605% | 1.84e-08%
8 | 14 | 20 | 2.0775e-09 | 2.6138e-09 | 0 | 0% | 0% | 8 | 14 | 20 | 2.0775e-09 | 2.5939e-09 | 0 | 0% | 0%
8 | 14 | 21 | 0 | 0 | 0 | 0% | 0% | 8 | 14 | 21 | 0 | 0 | 0 | 0% | 0%
8 | 14 | 22 | 0 | 0 | 0 | 0% | 0% | 8 | 14 | 22 | 0 | 0 | 0 | 0% | 0%
8 | 14 | 23 | 0 | 0 | 0 | 0% | 0% | 8 | 14 | 23 | 0 | 0 | 0 | 0% | 0%
8 | 15 | 0 | 0 | 0 | 0 | 0% | 0% | 8 | 15 | 0 | 0 | 0 | 0 | 0% | 0%
8 | 15 | 1 | 0 | 0 | 0 | 0% | 0% | 8 | 15 | 1 | 0 | 0 | 0 | 0% | 0%
8 | 15 | 2 | 0 | 0 | 0 | 0% | 0% | 8 | 15 | 2 | 0 | 0 | 0 | 0% | 0%
8 | 15 | 3 | 0 | 0 | 0 | 0% | 0% | 8 | 15 | 3 | 0 | 0 | 0 | 0% | 0%
8 | 15 | 4 | 0 | 0 | 0 | 0% | 0% | 8 | 15 | 4 | 0 | 0 | 0 | 0% | 0%
8 | 15 | 5 | 0 | 0 | 0 | 0% | 0% | 8 | 15 | 5 | 0 | 0 | 0 | 0% | 0%
8 | 15 | 6 | 0 | 0 | 0 | 0% | 0% | 8 | 15 | 6 | 0 | 0 | 0 | 0% | 0%
8 | 15 | 7 | 0 | 0 | 24.102 | 2.41% | 0% | 8 | 15 | 7 | 0 | 0 | 24.102 | 2.41% | 0%
8 | 15 | 8 | 0 | 0 | 164.9952 | 16.5% | 0% | 8 | 15 | 8 | 0 | 0 | 164.9952 | 16.5% | 0%
8 | 15 | 9 | 0 | 0 | 361.548 | 36.15% | 0% | 8 | 15 | 9 | 0 | 0 | 361.548 | 36.15% | 0%
8 | 15 | 10 | 0 | 0 | 540.9852 | 54.1% | 0% | 8 | 15 | 10 | 0 | 0 | 540.9852 | 54.1% | 0%
8 | 15 | 11 | 1.2147e-09 | 1.5283e-09 | 667.5912 | 66.76% | 1.02e-07% | 8 | 15 | 11 | 1.259e-09 | 1.5719e-09 | 667.5912 | 66.76% | 1.049e-07%
8 | 15 | 12 | 7.7537e-09 | 9.7553e-09 | 765.798 | 76.58% | 7.471e-07% | 8 | 15 | 12 | 8.0261e-09 | 1.0021e-08 | 765.798 | 76.58% | 7.674e-07%
8 | 15 | 13 | 1.9215e-08 | 2.4175e-08 | 798.4896 | 79.85% | 1.93e-06% | 8 | 15 | 13 | 1.9828e-08 | 2.4757e-08 | 798.4896 | 79.85% | 1.977e-06%
8 | 15 | 14 | 8.6627e-08 | 1.0899e-07 | 783.5772 | 78.36% | 8.54e-06% | 8 | 15 | 14 | 8.8633e-08 | 1.1067e-07 | 783.5772 | 78.36% | 8.671e-06%
8 | 15 | 15 | 3.4239e-07 | 4.3078e-07 | 716.4372 | 71.64% | 3.086e-05% | 8 | 15 | 15 | 3.4755e-07 | 4.3394e-07 | 716.4372 | 71.64% | 3.109e-05%
8 | 15 | 16 | 6.9059e-07 | 8.6887e-07 | 609.6324 | 60.96% | 5.297e-05% | 8 | 15 | 16 | 6.9533e-07 | 8.6818e-07 | 609.6324 | 60.96% | 5.293e-05%
8 | 15 | 17 | 8.3907e-07 | 1.0557e-06 | 451.2816 | 45.13% | 4.764e-05% | 8 | 15 | 17 | 8.3907e-07 | 1.0476e-06 | 451.2816 | 45.13% | 4.728e-05%
8 | 15 | 18 | 5.6496e-07 | 7.1081e-07 | 258.99 | 25.9% | 1.841e-05% | 8 | 15 | 18 | 5.6496e-07 | 7.054e-07 | 258.99 | 25.9% | 1.827e-05%
8 | 15 | 19 | 2.9481e-07 | 3.7092e-07 | 84.9912 | 8.499% | 3.152e-06% | 8 | 15 | 19 | 2.9481e-07 | 3.681e-07 | 84.9912 | 8.499% | 3.129e-06%
8 | 15 | 20 | 2.553e-07 | 3.2121e-07 | 0 | 0% | 0% | 8 | 15 | 20 | 2.553e-07 | 3.1876e-07 | 0 | 0% | 0%
8 | 15 | 21 | 3.063e-08 | 3.8537e-08 | 0 | 0% | 0% | 8 | 15 | 21 | 3.063e-08 | 3.8244e-08 | 0 | 0% | 0%
8 | 15 | 22 | 1.8348e-09 | 2.3084e-09 | 0 | 0% | 0% | 8 | 15 | 22 | 1.8348e-09 | 2.2909e-09 | 0 | 0% | 0%
8 | 15 | 23 | 0 | 0 | 0 | 0% | 0% | 8 | 15 | 23 | 0 | 0 | 0 | 0% | 0%
8 | 16 | 0 | 0 | 0 | 0 | 0% | 0% | 8 | 16 | 0 | 0 | 0 | 0 | 0% | 0%
8 | 16 | 1 | 0 | 0 | 0 | 0% | 0% | 8 | 16 | 1 | 0 | 0 | 0 | 0% | 0%
8 | 16 | 2 | 0 | 0 | 0 | 0% | 0% | 8 | 16 | 2 | 0 | 0 | 0 | 0% | 0%
8 | 16 | 3 | 0 | 0 | 0 | 0% | 0% | 8 | 16 | 3 | 0 | 0 | 0 | 0% | 0%
8 | 16 | 4 | 0 | 0 | 0 | 0% | 0% | 8 | 16 | 4 | 0 | 0 | 0 | 0% | 0%
8 | 16 | 5 | 0 | 0 | 0 | 0% | 0% | 8 | 16 | 5 | 0 | 0 | 0 | 0% | 0%
8 | 16 | 6 | 6.7918e-10 | 8.5451e-10 | 0 | 0% | 0% | 8 | 16 | 6 | 6.7918e-10 | 8.4801e-10 | 0 | 0% | 0%
8 | 16 | 7 | 7.4883e-09 | 9.4214e-09 | 22.194 | 2.219% | 2.091e-08% | 8 | 16 | 7 | 7.4883e-09 | 9.3498e-09 | 22.194 | 2.219% | 2.075e-08%
8 | 16 | 8 | 1.0406e-07 | 1.3093e-07 | 162.3264 | 16.23% | 2.125e-06% | 8 | 16 | 8 | 1.0572e-07 | 1.32e-07 | 162.3264 | 16.23% | 2.143e-06%
8 | 16 | 9 | 6.163e-07 | 7.754e-07 | 362.6004 | 36.26% | 2.812e-05% | 8 | 16 | 9 | 6.2523e-07 | 7.8066e-07 | 362.6004 | 36.26% | 2.831e-05%
8 | 16 | 10 | 3.261e-06 | 4.1029e-06 | 548.6568 | 54.87% | 0.0002251% | 8 | 16 | 10 | 3.3479e-06 | 4.1802e-06 | 548.6568 | 54.87% | 0.0002293%
8 | 16 | 11 | 1.7049e-05 | 2.145e-05 | 400.752 | 40.08% | 0.0008596% | 8 | 16 | 11 | 1.7477e-05 | 2.1822e-05 | 400.752 | 40.08% | 0.0008745%
8 | 16 | 12 | 6.8227e-05 | 8.584e-05 | 613.0272 | 61.3% | 0.005262% | 8 | 16 | 12 | 6.9757e-05 | 8.7098e-05 | 613.0272 | 61.3% | 0.005339%
8 | 16 | 13 | 0.00028165 | 0.00035436 | 663.3396 | 66.33% | 0.02351% | 8 | 16 | 13 | 0.00028755 | 0.00035903 | 663.3396 | 66.33% | 0.02382%
8 | 16 | 14 | 0.00085743 | 0.0010788 | 804.2088 | 80.42% | 0.08676% | 8 | 16 | 14 | 0.00087096 | 0.0010875 | 804.2088 | 80.42% | 0.08745%
8 | 16 | 15 | 0.0019029 | 0.0023941 | 743.1432 | 74.31% | 0.1779% | 8 | 16 | 15 | 0.0019214 | 0.002399 | 743.1432 | 74.31% | 0.1783%
8 | 16 | 16 | 0.0033186 | 0.0041753 | 639.8292 | 63.98% | 0.2671% | 8 | 16 | 16 | 0.0033186 | 0.0041435 | 639.8292 | 63.98% | 0.2651%
8 | 16 | 17 | 0.0031169 | 0.0039215 | 471.6504 | 47.17% | 0.185% | 8 | 16 | 17 | 0.0031169 | 0.0038916 | 471.6504 | 47.17% | 0.1835%
8 | 16 | 18 | 0.0013049 | 0.0016418 | 278.0364 | 27.8% | 0.04565% | 8 | 16 | 18 | 0.0013049 | 0.0016293 | 278.0364 | 27.8% | 0.0453%
8 | 16 | 19 | 0.00032194 | 0.00040505 | 83.6424 | 8.364% | 0.003388% | 8 | 16 | 19 | 0.00032194 | 0.00040197 | 83.6424 | 8.364% | 0.003362%
8 | 16 | 20 | 0.00015563 | 0.0001958 | 0 | 0% | 0% | 8 | 16 | 20 | 0.00015563 | 0.00019431 | 0 | 0% | 0%
8 | 16 | 21 | 1.0303e-05 | 1.2963e-05 | 0 | 0% | 0% | 8 | 16 | 21 | 1.0303e-05 | 1.2864e-05 | 0 | 0% | 0%
8 | 16 | 22 | 7.1397e-07 | 8.9828e-07 | 0 | 0% | 0% | 8 | 16 | 22 | 7.1397e-07 | 8.9145e-07 | 0 | 0% | 0%
8 | 16 | 23 | 1.6043e-08 | 2.0184e-08 | 0 | 0% | 0% | 8 | 16 | 23 | 1.6043e-08 | 2.0031e-08 | 0 | 0% | 0%
8 | 17 | 0 | 3.1787e-09 | 3.9992e-09 | 0 | 0% | 0% | 8 | 17 | 0 | 3.1787e-09 | 3.9688e-09 | 0 | 0% | 0%
8 | 17 | 1 | 1.8578e-10 | 2.3374e-10 | 0 | 0% | 0% | 8 | 17 | 1 | 1.8578e-10 | 2.3197e-10 | 0 | 0% | 0%
8 | 17 | 2 | 0 | 0 | 0 | 0% | 0% | 8 | 17 | 2 | 0 | 0 | 0 | 0% | 0%
8 | 17 | 3 | 0 | 0 | 0 | 0% | 0% | 8 | 17 | 3 | 0 | 0 | 0 | 0% | 0%
8 | 17 | 4 | 0 | 0 | 0 | 0% | 0% | 8 | 17 | 4 | 0 | 0 | 0 | 0% | 0%
8 | 17 | 5 | 3.5657e-09 | 4.4862e-09 | 0 | 0% | 0% | 8 | 17 | 5 | 3.5657e-09 | 4.452e-09 | 0 | 0% | 0%
8 | 17 | 6 | 1.8124e-08 | 2.2803e-08 | 0 | 0% | 0% | 8 | 17 | 6 | 1.8124e-08 | 2.263e-08 | 0 | 0% | 0%
8 | 17 | 7 | 1.5837e-07 | 1.9925e-07 | 21.2724 | 2.127% | 4.239e-07% | 8 | 17 | 7 | 1.5955e-07 | 1.9921e-07 | 21.2724 | 2.127% | 4.238e-07%
8 | 17 | 8 | 1.149e-06 | 1.4456e-06 | 164.4492 | 16.44% | 2.377e-05% | 8 | 17 | 8 | 1.1572e-06 | 1.4449e-06 | 164.4492 | 16.44% | 2.376e-05%
8 | 17 | 9 | 1.417e-05 | 1.7828e-05 | 361.2348 | 36.12% | 0.000644% | 8 | 17 | 9 | 1.4442e-05 | 1.8032e-05 | 361.2348 | 36.12% | 0.0006514%
8 | 17 | 10 | 6.4396e-05 | 8.102e-05 | 463.476 | 46.35% | 0.003755% | 8 | 17 | 10 | 6.5138e-05 | 8.133e-05 | 463.476 | 46.35% | 0.003769%
8 | 17 | 11 | 0.00037736 | 0.00047478 | 543.1548 | 54.32% | 0.02579% | 8 | 17 | 11 | 0.00038358 | 0.00047893 | 543.1548 | 54.32% | 0.02601%
8 | 17 | 12 | 0.0019416 | 0.0024428 | 602.8536 | 60.29% | 0.1473% | 8 | 17 | 12 | 0.0019707 | 0.0024606 | 602.8536 | 60.29% | 0.1483%
8 | 17 | 13 | 0.0063672 | 0.008011 | 691.8612 | 69.19% | 0.5542% | 8 | 17 | 13 | 0.0064442 | 0.0080461 | 691.8612 | 69.19% | 0.5567%
8 | 17 | 14 | 0.013275 | 0.016702 | 703.6392 | 70.36% | 1.175% | 8 | 17 | 14 | 0.01333 | 0.016643 | 703.6392 | 70.36% | 1.171%
8 | 17 | 15 | 0.018043 | 0.022701 | 702.4848 | 70.25% | 1.595% | 8 | 17 | 15 | 0.018174 | 0.022692 | 702.4848 | 70.25% | 1.594%
8 | 17 | 16 | 0.021049 | 0.026483 | 594.5712 | 59.46% | 1.575% | 8 | 17 | 16 | 0.021049 | 0.026281 | 594.5712 | 59.46% | 1.563%
8 | 17 | 17 | 0.013269 | 0.016694 | 439.2288 | 43.92% | 0.7333% | 8 | 17 | 17 | 0.013269 | 0.016567 | 439.2288 | 43.92% | 0.7277%
8 | 17 | 18 | 0.0073501 | 0.0092475 | 252.6456 | 25.26% | 0.2336% | 8 | 17 | 18 | 0.0073501 | 0.0091772 | 252.6456 | 25.26% | 0.2319%
8 | 17 | 19 | 0.0035207 | 0.0044295 | 72.3816 | 7.238% | 0.03206% | 8 | 17 | 19 | 0.0035207 | 0.0043958 | 72.3816 | 7.238% | 0.03182%
8 | 17 | 20 | 0.0020934 | 0.0026338 | 0 | 0% | 0% | 8 | 17 | 20 | 0.0020934 | 0.0026138 | 0 | 0% | 0%
8 | 17 | 21 | 0.00020936 | 0.00026341 | 0 | 0% | 0% | 8 | 17 | 21 | 0.00020936 | 0.00026141 | 0 | 0% | 0%
8 | 17 | 22 | 1.5163e-05 | 1.9078e-05 | 0 | 0% | 0% | 8 | 17 | 22 | 1.5163e-05 | 1.8933e-05 | 0 | 0% | 0%
8 | 17 | 23 | 1.7618e-06 | 2.2166e-06 | 0 | 0% | 0% | 8 | 17 | 23 | 1.7618e-06 | 2.1998e-06 | 0 | 0% | 0%
8 | 18 | 0 | 3.1287e-07 | 3.9363e-07 | 0 | 0% | 0% | 8 | 18 | 0 | 3.1287e-07 | 3.9064e-07 | 0 | 0% | 0%
8 | 18 | 1 | 4.1558e-08 | 5.2286e-08 | 0 | 0% | 0% | 8 | 18 | 1 | 4.1558e-08 | 5.1889e-08 | 0 | 0% | 0%
8 | 18 | 2 | 6.8886e-09 | 8.6669e-09 | 0 | 0% | 0% | 8 | 18 | 2 | 6.8886e-09 | 8.601e-09 | 0 | 0% | 0%
8 | 18 | 3 | 2.5082e-09 | 3.1557e-09 | 0 | 0% | 0% | 8 | 18 | 3 | 2.5082e-09 | 3.1317e-09 | 0 | 0% | 0%
8 | 18 | 4 | 3.1787e-09 | 3.9992e-09 | 0 | 0% | 0% | 8 | 18 | 4 | 3.1787e-09 | 3.9688e-09 | 0 | 0% | 0%
8 | 18 | 5 | 4.0274e-08 | 5.0671e-08 | 0 | 0% | 0% | 8 | 18 | 5 | 4.0274e-08 | 5.0285e-08 | 0 | 0% | 0%
8 | 18 | 6 | 1.6071e-07 | 2.022e-07 | 0 | 0% | 0% | 8 | 18 | 6 | 1.6071e-07 | 2.0067e-07 | 0 | 0% | 0%
8 | 18 | 7 | 8.0428e-07 | 1.0119e-06 | 19.9836 | 1.998% | 2.022e-06% | 8 | 18 | 7 | 8.0428e-07 | 1.0042e-06 | 19.9836 | 1.998% | 2.007e-06%
8 | 18 | 8 | 4.5558e-06 | 5.7319e-06 | 127.35 | 12.73% | 7.3e-05% | 8 | 18 | 8 | 4.6187e-06 | 5.7668e-06 | 127.35 | 12.73% | 7.344e-05%
8 | 18 | 9 | 2.56e-05 | 3.2208e-05 | 82.0848 | 8.208% | 0.0002644% | 8 | 18 | 9 | 2.5912e-05 | 3.2353e-05 | 82.0848 | 8.208% | 0.0002656%
8 | 18 | 10 | 9.2585e-05 | 0.00011649 | 181.5492 | 18.15% | 0.002115% | 8 | 18 | 10 | 9.3699e-05 | 0.00011699 | 181.5492 | 18.15% | 0.002124%
8 | 18 | 11 | 0.00028013 | 0.00035245 | 335.9808 | 33.6% | 0.01184% | 8 | 18 | 11 | 0.00028601 | 0.00035711 | 335.9808 | 33.6% | 0.012%
8 | 18 | 12 | 0.001306 | 0.0016432 | 147.2832 | 14.73% | 0.0242% | 8 | 18 | 12 | 0.0013254 | 0.0016549 | 147.2832 | 14.73% | 0.02437%
8 | 18 | 13 | 0.0028372 | 0.0035697 | 579.5196 | 57.95% | 0.2069% | 8 | 18 | 13 | 0.002876 | 0.0035909 | 579.5196 | 57.95% | 0.2081%
8 | 18 | 14 | 0.0062305 | 0.007839 | 709.9188 | 70.99% | 0.5565% | 8 | 18 | 14 | 0.0062847 | 0.0078469 | 709.9188 | 70.99% | 0.5571%
8 | 18 | 15 | 0.0099302 | 0.012494 | 733.8564 | 73.39% | 0.9169% | 8 | 18 | 15 | 0.010016 | 0.012506 | 733.8564 | 73.39% | 0.9178%
8 | 18 | 16 | 0.0072237 | 0.0090885 | 670.9056 | 67.09% | 0.6097% | 8 | 18 | 16 | 0.0072237 | 0.0090193 | 670.9056 | 67.09% | 0.6051%
8 | 18 | 17 | 0.0038394 | 0.0048306 | 493.7724 | 49.38% | 0.2385% | 8 | 18 | 17 | 0.0038394 | 0.0047938 | 493.7724 | 49.38% | 0.2367%
8 | 18 | 18 | 0.0008878 | 0.001117 | 178.7472 | 17.87% | 0.01997% | 8 | 18 | 18 | 0.0008878 | 0.0011085 | 178.7472 | 17.87% | 0.01981%
8 | 18 | 19 | 0.0003707 | 0.0004664 | 83.5152 | 8.352% | 0.003895% | 8 | 18 | 19 | 0.0003707 | 0.00046285 | 83.5152 | 8.352% | 0.003865%
8 | 18 | 20 | 0.00018566 | 0.00023359 | 0 | 0% | 0% | 8 | 18 | 20 | 0.00018566 | 0.00023181 | 0 | 0% | 0%
8 | 18 | 21 | 1.4978e-05 | 1.8844e-05 | 0 | 0% | 0% | 8 | 18 | 21 | 1.4978e-05 | 1.8701e-05 | 0 | 0% | 0%
8 | 18 | 22 | 1.1406e-06 | 1.435e-06 | 0 | 0% | 0% | 8 | 18 | 22 | 1.1406e-06 | 1.4241e-06 | 0 | 0% | 0%
8 | 18 | 23 | 6.5246e-08 | 8.209e-08 | 0 | 0% | 0% | 8 | 18 | 23 | 6.5246e-08 | 8.1465e-08 | 0 | 0% | 0%
8 | 19 | 0 | 1.1444e-08 | 1.4399e-08 | 0 | 0% | 0% | 8 | 19 | 0 | 1.1444e-08 | 1.4289e-08 | 0 | 0% | 0%
8 | 19 | 1 | 2.4009e-09 | 3.0207e-09 | 0 | 0% | 0% | 8 | 19 | 1 | 2.4009e-09 | 2.9977e-09 | 0 | 0% | 0%
8 | 19 | 2 | 0 | 0 | 0 | 0% | 0% | 8 | 19 | 2 | 0 | 0 | 0 | 0% | 0%
8 | 19 | 3 | 0 | 0 | 0 | 0% | 0% | 8 | 19 | 3 | 0 | 0 | 0 | 0% | 0%
8 | 19 | 4 | 7.9098e-10 | 9.9517e-10 | 0 | 0% | 0% | 8 | 19 | 4 | 7.9098e-10 | 9.876e-10 | 0 | 0% | 0%
8 | 19 | 5 | 1.1991e-08 | 1.5087e-08 | 0 | 0% | 0% | 8 | 19 | 5 | 1.1991e-08 | 1.4972e-08 | 0 | 0% | 0%
8 | 19 | 6 | 1.0243e-07 | 1.2887e-07 | 0 | 0% | 0% | 8 | 19 | 6 | 1.0243e-07 | 1.2789e-07 | 0 | 0% | 0%
8 | 19 | 7 | 4.2334e-07 | 5.3262e-07 | 19.584 | 1.958% | 1.043e-06% | 8 | 19 | 7 | 4.2334e-07 | 5.2857e-07 | 19.584 | 1.958% | 1.035e-06%
8 | 19 | 8 | 2.152e-06 | 2.7075e-06 | 171.5964 | 17.16% | 4.646e-05% | 8 | 19 | 8 | 2.1661e-06 | 2.7045e-06 | 171.5964 | 17.16% | 4.641e-05%
8 | 19 | 9 | 1.4529e-05 | 1.8279e-05 | 391.4064 | 39.14% | 0.0007155% | 8 | 19 | 9 | 1.4711e-05 | 1.8367e-05 | 391.4064 | 39.14% | 0.0007189%
8 | 19 | 10 | 6.3656e-05 | 8.0089e-05 | 582.5616 | 58.26% | 0.004666% | 8 | 19 | 10 | 6.477e-05 | 8.0871e-05 | 582.5616 | 58.26% | 0.004711%
8 | 19 | 11 | 8.0788e-05 | 0.00010164 | 718.2996 | 71.83% | 0.007301% | 8 | 19 | 11 | 8.2687e-05 | 0.00010324 | 718.2996 | 71.83% | 0.007416%
8 | 19 | 12 | 0.00011732 | 0.00014761 | 678.7164 | 67.87% | 0.01002% | 8 | 19 | 12 | 0.00011918 | 0.00014881 | 678.7164 | 67.87% | 0.0101%
8 | 19 | 13 | 0.0002535 | 0.00031895 | 541.0692 | 54.11% | 0.01726% | 8 | 19 | 13 | 0.00025897 | 0.00032334 | 541.0692 | 54.11% | 0.0175%
8 | 19 | 14 | 0.00078501 | 0.00098766 | 482.7864 | 48.28% | 0.04768% | 8 | 19 | 14 | 0.00079381 | 0.00099114 | 482.7864 | 48.28% | 0.04785%
8 | 19 | 15 | 0.0011309 | 0.0014229 | 659.3628 | 65.94% | 0.09382% | 8 | 19 | 15 | 0.0011423 | 0.0014262 | 659.3628 | 65.94% | 0.09404%
8 | 19 | 16 | 0.0010554 | 0.0013278 | 498.1452 | 49.81% | 0.06614% | 8 | 19 | 16 | 0.0010554 | 0.0013177 | 498.1452 | 49.81% | 0.06564%
8 | 19 | 17 | 0.0006628 | 0.0008339 | 429.5712 | 42.96% | 0.03582% | 8 | 19 | 17 | 0.0006628 | 0.00082756 | 429.5712 | 42.96% | 0.03555%
8 | 19 | 18 | 0.00023112 | 0.00029078 | 179.3196 | 17.93% | 0.005214% | 8 | 19 | 18 | 0.00023112 | 0.00028857 | 179.3196 | 17.93% | 0.005175%
8 | 19 | 19 | 0.00012961 | 0.00016306 | 64.0224 | 6.402% | 0.001044% | 8 | 19 | 19 | 0.00012961 | 0.00016182 | 64.0224 | 6.402% | 0.001036%
8 | 19 | 20 | 7.0065e-05 | 8.8152e-05 | 0 | 0% | 0% | 8 | 19 | 20 | 7.0065e-05 | 8.7482e-05 | 0 | 0% | 0%
8 | 19 | 21 | 6.3425e-06 | 7.9799e-06 | 0 | 0% | 0% | 8 | 19 | 21 | 6.3425e-06 | 7.9192e-06 | 0 | 0% | 0%
8 | 19 | 22 | 6.0253e-07 | 7.5807e-07 | 0 | 0% | 0% | 8 | 19 | 22 | 6.0253e-07 | 7.523e-07 | 0 | 0% | 0%
8 | 19 | 23 | 3.9653e-08 | 4.989e-08 | 0 | 0% | 0% | 8 | 19 | 23 | 3.9653e-08 | 4.951e-08 | 0 | 0% | 0%
8 | 20 | 0 | 6.246e-09 | 7.8584e-09 | 0 | 0% | 0% | 8 | 20 | 0 | 6.246e-09 | 7.7986e-09 | 0 | 0% | 0%
8 | 20 | 1 | 1.2123e-09 | 1.5252e-09 | 0 | 0% | 0% | 8 | 20 | 1 | 1.2123e-09 | 1.5136e-09 | 0 | 0% | 0%
8 | 20 | 2 | 0 | 0 | 0 | 0% | 0% | 8 | 20 | 2 | 0 | 0 | 0 | 0% | 0%
8 | 20 | 3 | 0 | 0 | 0 | 0% | 0% | 8 | 20 | 3 | 0 | 0 | 0 | 0% | 0%
8 | 20 | 4 | 0 | 0 | 0 | 0% | 0% | 8 | 20 | 4 | 0 | 0 | 0 | 0% | 0%
8 | 20 | 5 | 8.6311e-09 | 1.0859e-08 | 0 | 0% | 0% | 8 | 20 | 5 | 8.6311e-09 | 1.0777e-08 | 0 | 0% | 0%
8 | 20 | 6 | 6.5753e-08 | 8.2727e-08 | 0 | 0% | 0% | 8 | 20 | 6 | 6.5753e-08 | 8.2097e-08 | 0 | 0% | 0%
8 | 20 | 7 | 1.6202e-07 | 2.0384e-07 | 19.8372 | 1.984% | 4.044e-07% | 8 | 20 | 7 | 1.6323e-07 | 2.038e-07 | 19.8372 | 1.984% | 4.043e-07%
8 | 20 | 8 | 3.1293e-07 | 3.9371e-07 | 103.5492 | 10.35% | 4.077e-06% | 8 | 20 | 8 | 3.1765e-07 | 3.9662e-07 | 103.5492 | 10.35% | 4.107e-06%
8 | 20 | 9 | 4.5053e-07 | 5.6684e-07 | 277.4124 | 27.74% | 1.572e-05% | 8 | 20 | 9 | 4.5681e-07 | 5.7037e-07 | 277.4124 | 27.74% | 1.582e-05%
8 | 20 | 10 | 6.8533e-07 | 8.6225e-07 | 501.444 | 50.14% | 4.324e-05% | 8 | 20 | 10 | 7.0456e-07 | 8.7969e-07 | 501.444 | 50.14% | 4.411e-05%
8 | 20 | 11 | 1.5042e-06 | 1.8925e-06 | 640.5204 | 64.05% | 0.0001212% | 8 | 20 | 11 | 1.5368e-06 | 1.9188e-06 | 640.5204 | 64.05% | 0.0001229%
8 | 20 | 12 | 4.9771e-06 | 6.2619e-06 | 704.448 | 70.44% | 0.0004411% | 8 | 20 | 12 | 5.0791e-06 | 6.3416e-06 | 704.448 | 70.44% | 0.0004467%
8 | 20 | 13 | 1.1037e-05 | 1.3886e-05 | 710.6124 | 71.06% | 0.0009867% | 8 | 20 | 13 | 1.1171e-05 | 1.3948e-05 | 710.6124 | 71.06% | 0.0009912%
8 | 20 | 14 | 1.2338e-05 | 1.5523e-05 | 798.5184 | 79.85% | 0.00124% | 8 | 20 | 14 | 1.2417e-05 | 1.5503e-05 | 798.5184 | 79.85% | 0.001238%
8 | 20 | 15 | 2.1594e-05 | 2.7169e-05 | 753.4044 | 75.34% | 0.002047% | 8 | 20 | 15 | 2.1594e-05 | 2.6962e-05 | 753.4044 | 75.34% | 0.002031%
8 | 20 | 16 | 1.8572e-05 | 2.3367e-05 | 638.4816 | 63.85% | 0.001492% | 8 | 20 | 16 | 1.8572e-05 | 2.3189e-05 | 638.4816 | 63.85% | 0.001481%
8 | 20 | 17 | 1.0498e-05 | 1.3208e-05 | 465.4248 | 46.54% | 0.0006147% | 8 | 20 | 17 | 1.0498e-05 | 1.3108e-05 | 465.4248 | 46.54% | 0.0006101%
8 | 20 | 18 | 3.6387e-06 | 4.5781e-06 | 266.622 | 26.66% | 0.0001221% | 8 | 20 | 18 | 3.6387e-06 | 4.5433e-06 | 266.622 | 26.66% | 0.0001211%
8 | 20 | 19 | 1.6514e-06 | 2.0777e-06 | 79.6308 | 7.963% | 1.654e-05% | 8 | 20 | 19 | 1.6514e-06 | 2.0619e-06 | 79.6308 | 7.963% | 1.642e-05%
8 | 20 | 20 | 9.0614e-07 | 1.1401e-06 | 0 | 0% | 0% | 8 | 20 | 20 | 9.0614e-07 | 1.1314e-06 | 0 | 0% | 0%
8 | 20 | 21 | 1.0816e-07 | 1.3608e-07 | 0 | 0% | 0% | 8 | 20 | 21 | 1.0816e-07 | 1.3505e-07 | 0 | 0% | 0%
8 | 20 | 22 | 7.299e-09 | 9.1833e-09 | 0 | 0% | 0% | 8 | 20 | 22 | 7.299e-09 | 9.1134e-09 | 0 | 0% | 0%
8 | 20 | 23 | 0 | 0 | 0 | 0% | 0% | 8 | 20 | 23 | 0 | 0 | 0 | 0% | 0%
8 | 21 | 0 | 0 | 0 | 0 | 0% | 0% | 8 | 21 | 0 | 0 | 0 | 0 | 0% | 0%
8 | 21 | 1 | 0 | 0 | 0 | 0% | 0% | 8 | 21 | 1 | 0 | 0 | 0 | 0% | 0%
8 | 21 | 2 | 0 | 0 | 0 | 0% | 0% | 8 | 21 | 2 | 0 | 0 | 0 | 0% | 0%
8 | 21 | 3 | 0 | 0 | 0 | 0% | 0% | 8 | 21 | 3 | 0 | 0 | 0 | 0% | 0%
8 | 21 | 4 | 0 | 0 | 0 | 0% | 0% | 8 | 21 | 4 | 0 | 0 | 0 | 0% | 0%
8 | 21 | 5 | 0 | 0 | 0 | 0% | 0% | 8 | 21 | 5 | 0 | 0 | 0 | 0% | 0%
8 | 21 | 6 | 0 | 0 | 0 | 0% | 0% | 8 | 21 | 6 | 0 | 0 | 0 | 0% | 0%
8 | 21 | 7 | 0 | 0 | 20.214 | 2.021% | 0% | 8 | 21 | 7 | 0 | 0 | 20.214 | 2.021% | 0%
8 | 21 | 8 | 0 | 0 | 169.212 | 16.92% | 0% | 8 | 21 | 8 | 0 | 0 | 169.212 | 16.92% | 0%
8 | 21 | 9 | 2.9784e-09 | 3.7472e-09 | 383.2116 | 38.32% | 1.436e-07% | 8 | 21 | 9 | 3.0529e-09 | 3.8118e-09 | 383.2116 | 38.32% | 1.461e-07%
8 | 21 | 10 | 2.0928e-08 | 2.633e-08 | 566.7984 | 56.68% | 1.492e-06% | 8 | 21 | 10 | 2.177e-08 | 2.7182e-08 | 566.7984 | 56.68% | 1.541e-06%
8 | 21 | 11 | 7.8615e-08 | 9.891e-08 | 702.5844 | 70.26% | 6.949e-06% | 8 | 21 | 11 | 8.163e-08 | 1.0192e-07 | 702.5844 | 70.26% | 7.161e-06%
8 | 21 | 12 | 2.6124e-07 | 3.2868e-07 | 783.6696 | 78.37% | 2.576e-05% | 8 | 21 | 12 | 2.6884e-07 | 3.3567e-07 | 783.6696 | 78.37% | 2.631e-05%
8 | 21 | 13 | 5.698e-07 | 7.1689e-07 | 816.186 | 81.62% | 5.851e-05% | 8 | 21 | 13 | 5.8645e-07 | 7.3223e-07 | 816.186 | 81.62% | 5.976e-05%
8 | 21 | 14 | 1.3447e-06 | 1.6918e-06 | 797.5428 | 79.75% | 0.0001349% | 8 | 21 | 14 | 1.3638e-06 | 1.7028e-06 | 797.5428 | 79.75% | 0.0001358%
8 | 21 | 15 | 2.7186e-06 | 3.4204e-06 | 731.5092 | 73.15% | 0.0002502% | 8 | 21 | 15 | 2.7364e-06 | 3.4167e-06 | 731.5092 | 73.15% | 0.0002499%
8 | 21 | 16 | 3.811e-06 | 4.7948e-06 | 622.3284 | 62.23% | 0.0002984% | 8 | 21 | 16 | 3.811e-06 | 4.7583e-06 | 622.3284 | 62.23% | 0.0002961%
8 | 21 | 17 | 3.4351e-06 | 4.3219e-06 | 461.3064 | 46.13% | 0.0001994% | 8 | 21 | 17 | 3.4351e-06 | 4.2891e-06 | 461.3064 | 46.13% | 0.0001979%
8 | 21 | 18 | 1.4927e-06 | 1.878e-06 | 255.8856 | 25.59% | 4.806e-05% | 8 | 21 | 18 | 1.4927e-06 | 1.8637e-06 | 255.8856 | 25.59% | 4.769e-05%
8 | 21 | 19 | 5.2952e-07 | 6.6622e-07 | 74.4 | 7.44% | 4.957e-06% | 8 | 21 | 19 | 5.2952e-07 | 6.6115e-07 | 74.4 | 7.44% | 4.919e-06%
8 | 21 | 20 | 2.0397e-07 | 2.5662e-07 | 0 | 0% | 0% | 8 | 21 | 20 | 2.0397e-07 | 2.5467e-07 | 0 | 0% | 0%
8 | 21 | 21 | 1.7694e-08 | 2.2262e-08 | 0 | 0% | 0% | 8 | 21 | 21 | 1.7694e-08 | 2.2092e-08 | 0 | 0% | 0%
8 | 21 | 22 | 1.113e-09 | 1.4004e-09 | 0 | 0% | 0% | 8 | 21 | 22 | 1.113e-09 | 1.3897e-09 | 0 | 0% | 0%
8 | 21 | 23 | 0 | 0 | 0 | 0% | 0% | 8 | 21 | 23 | 0 | 0 | 0 | 0% | 0%
8 | 22 | 0 | 0 | 0 | 0 | 0% | 0% | 8 | 22 | 0 | 0 | 0 | 0 | 0% | 0%
8 | 22 | 1 | 0 | 0 | 0 | 0% | 0% | 8 | 22 | 1 | 0 | 0 | 0 | 0% | 0%
8 | 22 | 2 | 0 | 0 | 0 | 0% | 0% | 8 | 22 | 2 | 0 | 0 | 0 | 0% | 0%
8 | 22 | 3 | 0 | 0 | 0 | 0% | 0% | 8 | 22 | 3 | 0 | 0 | 0 | 0% | 0%
8 | 22 | 4 | 0 | 0 | 0 | 0% | 0% | 8 | 22 | 4 | 0 | 0 | 0 | 0% | 0%
8 | 22 | 5 | 0 | 0 | 0 | 0% | 0% | 8 | 22 | 5 | 0 | 0 | 0 | 0% | 0%
8 | 22 | 6 | 0 | 0 | 0 | 0% | 0% | 8 | 22 | 6 | 0 | 0 | 0 | 0% | 0%
8 | 22 | 7 | 0 | 0 | 0 | 0% | 0% | 8 | 22 | 7 | 0 | 0 | 0 | 0% | 0%
8 | 22 | 8 | 0 | 0 | 99.4488 | 9.945% | 0% | 8 | 22 | 8 | 0 | 0 | 99.4488 | 9.945% | 0%
8 | 22 | 9 | 0 | 0 | 125.7672 | 12.58% | 0% | 8 | 22 | 9 | 0 | 0 | 125.7672 | 12.58% | 0%
8 | 22 | 10 | 3.5711e-09 | 4.493e-09 | 275.1828 | 27.52% | 1.236e-07% | 8 | 22 | 10 | 3.6344e-09 | 4.5378e-09 | 275.1828 | 27.52% | 1.249e-07%
8 | 22 | 11 | 4.4353e-08 | 5.5803e-08 | 557.4492 | 55.74% | 3.111e-06% | 8 | 22 | 11 | 4.4701e-08 | 5.5812e-08 | 557.4492 | 55.74% | 3.111e-06%
8 | 22 | 12 | 2.4195e-07 | 3.0441e-07 | 578.1288 | 57.81% | 1.76e-05% | 8 | 22 | 12 | 2.453e-07 | 3.0627e-07 | 578.1288 | 57.81% | 1.771e-05%
8 | 22 | 13 | 7.1012e-07 | 8.9344e-07 | 735.1536 | 73.52% | 6.568e-05% | 8 | 22 | 13 | 7.3544e-07 | 9.1826e-07 | 735.1536 | 73.52% | 6.751e-05%
8 | 22 | 14 | 1.9999e-06 | 2.5162e-06 | 720.3156 | 72.03% | 0.0001812% | 8 | 22 | 14 | 2.0419e-06 | 2.5495e-06 | 720.3156 | 72.03% | 0.0001836%
8 | 22 | 15 | 4.2047e-06 | 5.2902e-06 | 546.1236 | 54.61% | 0.0002889% | 8 | 22 | 15 | 4.2608e-06 | 5.3199e-06 | 546.1236 | 54.61% | 0.0002905%
8 | 22 | 16 | 7.6835e-06 | 9.667e-06 | 276.1464 | 27.61% | 0.000267% | 8 | 22 | 16 | 7.7322e-06 | 9.6543e-06 | 276.1464 | 27.61% | 0.0002666%
8 | 22 | 17 | 7.4904e-06 | 9.424e-06 | 419.9388 | 41.99% | 0.0003958% | 8 | 22 | 17 | 7.4904e-06 | 9.3524e-06 | 419.9388 | 41.99% | 0.0003927%
8 | 22 | 18 | 5.2482e-06 | 6.6031e-06 | 236.6844 | 23.67% | 0.0001563% | 8 | 22 | 18 | 5.2482e-06 | 6.5529e-06 | 236.6844 | 23.67% | 0.0001551%
8 | 22 | 19 | 3.2994e-06 | 4.1511e-06 | 49.6584 | 4.966% | 2.061e-05% | 8 | 22 | 19 | 3.2994e-06 | 4.1195e-06 | 49.6584 | 4.966% | 2.046e-05%
8 | 22 | 20 | 1.7748e-06 | 2.2329e-06 | 0 | 0% | 0% | 8 | 22 | 20 | 1.7748e-06 | 2.2159e-06 | 0 | 0% | 0%
8 | 22 | 21 | 2.4161e-07 | 3.0398e-07 | 0 | 0% | 0% | 8 | 22 | 21 | 2.4161e-07 | 3.0167e-07 | 0 | 0% | 0%
8 | 22 | 22 | 1.1991e-08 | 1.5087e-08 | 0 | 0% | 0% | 8 | 22 | 22 | 1.1991e-08 | 1.4972e-08 | 0 | 0% | 0%
8 | 22 | 23 | 4.4768e-10 | 5.6325e-10 | 0 | 0% | 0% | 8 | 22 | 23 | 4.4768e-10 | 5.5897e-10 | 0 | 0% | 0%
8 | 23 | 0 | 0 | 0 | 0 | 0% | 0% | 8 | 23 | 0 | 0 | 0 | 0 | 0% | 0%
8 | 23 | 1 | 0 | 0 | 0 | 0% | 0% | 8 | 23 | 1 | 0 | 0 | 0 | 0% | 0%
8 | 23 | 2 | 0 | 0 | 0 | 0% | 0% | 8 | 23 | 2 | 0 | 0 | 0 | 0% | 0%
8 | 23 | 3 | 0 | 0 | 0 | 0% | 0% | 8 | 23 | 3 | 0 | 0 | 0 | 0% | 0%
8 | 23 | 4 | 0 | 0 | 0 | 0% | 0% | 8 | 23 | 4 | 0 | 0 | 0 | 0% | 0%
8 | 23 | 5 | 1.6828e-09 | 2.1172e-09 | 0 | 0% | 0% | 8 | 23 | 5 | 1.6828e-09 | 2.1011e-09 | 0 | 0% | 0%
8 | 23 | 6 | 1.4532e-08 | 1.8283e-08 | 0 | 0% | 0% | 8 | 23 | 6 | 1.4532e-08 | 1.8144e-08 | 0 | 0% | 0%
8 | 23 | 7 | 7.1855e-08 | 9.0405e-08 | 0 | 0% | 0% | 8 | 23 | 7 | 7.1855e-08 | 8.9717e-08 | 0 | 0% | 0%
8 | 23 | 8 | 4.5361e-07 | 5.7071e-07 | 26.3472 | 2.635% | 1.504e-06% | 8 | 23 | 8 | 4.5361e-07 | 5.6637e-07 | 26.3472 | 2.635% | 1.492e-06%
8 | 23 | 9 | 2.0831e-06 | 2.6208e-06 | 16.2852 | 1.629% | 4.268e-06% | 8 | 23 | 9 | 2.0831e-06 | 2.6009e-06 | 16.2852 | 1.629% | 4.236e-06%
8 | 23 | 10 | 1.2189e-05 | 1.5335e-05 | 49.6836 | 4.968% | 7.619e-05% | 8 | 23 | 10 | 1.2189e-05 | 1.5219e-05 | 49.6836 | 4.968% | 7.561e-05%
8 | 23 | 11 | 7.2576e-05 | 9.1312e-05 | 92.5728 | 9.257% | 0.0008453% | 8 | 23 | 11 | 7.2576e-05 | 9.0617e-05 | 92.5728 | 9.257% | 0.0008389%
8 | 23 | 12 | 0.00029702 | 0.00037369 | 141.0924 | 14.11% | 0.005272% | 8 | 23 | 12 | 0.00029858 | 0.0003728 | 141.0924 | 14.11% | 0.00526%
8 | 23 | 13 | 0.00093528 | 0.0011767 | 274.452 | 27.45% | 0.0323% | 8 | 23 | 13 | 0.00093961 | 0.0011732 | 274.452 | 27.45% | 0.0322%
8 | 23 | 14 | 0.0020951 | 0.002636 | 530.4372 | 53.04% | 0.1398% | 8 | 23 | 14 | 0.0020951 | 0.0026159 | 530.4372 | 53.04% | 0.1388%
8 | 23 | 15 | 0.0030893 | 0.0038868 | 583.6092 | 58.36% | 0.2268% | 8 | 23 | 15 | 0.0031176 | 0.0038925 | 583.6092 | 58.36% | 0.2272%
8 | 23 | 16 | 0.0033318 | 0.004192 | 487.5576 | 48.76% | 0.2044% | 8 | 23 | 16 | 0.0033318 | 0.0041601 | 487.5576 | 48.76% | 0.2028%
8 | 23 | 17 | 0.0020645 | 0.0025974 | 329.9412 | 32.99% | 0.0857% | 8 | 23 | 17 | 0.0020645 | 0.0025777 | 329.9412 | 32.99% | 0.08505%
8 | 23 | 18 | 0.00098601 | 0.0012406 | 235.7664 | 23.58% | 0.02925% | 8 | 23 | 18 | 0.00098601 | 0.0012311 | 235.7664 | 23.58% | 0.02903%
8 | 23 | 19 | 0.00050789 | 0.000639 | 60.7608 | 6.076% | 0.003883% | 8 | 23 | 19 | 0.00050789 | 0.00063414 | 60.7608 | 6.076% | 0.003853%
8 | 23 | 20 | 0.00019387 | 0.00024392 | 0 | 0% | 0% | 8 | 23 | 20 | 0.00019387 | 0.00024207 | 0 | 0% | 0%
8 | 23 | 21 | 1.5731e-05 | 1.9792e-05 | 0 | 0% | 0% | 8 | 23 | 21 | 1.5731e-05 | 1.9641e-05 | 0 | 0% | 0%
8 | 23 | 22 | 1.7239e-06 | 2.169e-06 | 0 | 0% | 0% | 8 | 23 | 22 | 1.7239e-06 | 2.1525e-06 | 0 | 0% | 0%
8 | 23 | 23 | 1.8823e-07 | 2.3682e-07 | 0 | 0% | 0% | 8 | 23 | 23 | 1.8823e-07 | 2.3502e-07 | 0 | 0% | 0%
8 | 24 | 0 | 2.7632e-08 | 3.4765e-08 | 0 | 0% | 0% | 8 | 24 | 0 | 2.7632e-08 | 3.4501e-08 | 0 | 0% | 0%
8 | 24 | 1 | 6.614e-09 | 8.3214e-09 | 0 | 0% | 0% | 8 | 24 | 1 | 6.614e-09 | 8.2581e-09 | 0 | 0% | 0%
8 | 24 | 2 | 2.5297e-09 | 3.1828e-09 | 0 | 0% | 0% | 8 | 24 | 2 | 2.5297e-09 | 3.1586e-09 | 0 | 0% | 0%
8 | 24 | 3 | 1.5364e-09 | 1.933e-09 | 0 | 0% | 0% | 8 | 24 | 3 | 1.5364e-09 | 1.9183e-09 | 0 | 0% | 0%
8 | 24 | 4 | 4.5505e-09 | 5.7252e-09 | 0 | 0% | 0% | 8 | 24 | 4 | 4.5505e-09 | 5.6816e-09 | 0 | 0% | 0%
8 | 24 | 5 | 8.3936e-08 | 1.056e-07 | 0 | 0% | 0% | 8 | 24 | 5 | 8.3936e-08 | 1.048e-07 | 0 | 0% | 0%
8 | 24 | 6 | 5.4871e-07 | 6.9036e-07 | 0 | 0% | 0% | 8 | 24 | 6 | 5.4871e-07 | 6.8511e-07 | 0 | 0% | 0%
8 | 24 | 7 | 1.2975e-06 | 1.6325e-06 | 0 | 0% | 0% | 8 | 24 | 7 | 1.3068e-06 | 1.6316e-06 | 0 | 0% | 0%
8 | 24 | 8 | 3.2357e-06 | 4.0709e-06 | 114.7752 | 11.48% | 4.672e-05% | 8 | 24 | 8 | 3.2999e-06 | 4.1202e-06 | 114.7752 | 11.48% | 4.729e-05%
8 | 24 | 9 | 1.2972e-05 | 1.6321e-05 | 128.9088 | 12.89% | 0.0002104% | 8 | 24 | 9 | 1.3302e-05 | 1.6609e-05 | 128.9088 | 12.89% | 0.0002141%
8 | 24 | 10 | 2.9942e-05 | 3.7671e-05 | 140.826 | 14.08% | 0.0005305% | 8 | 24 | 10 | 3.0877e-05 | 3.8552e-05 | 140.826 | 14.08% | 0.0005429%
8 | 24 | 11 | 5.6056e-05 | 7.0527e-05 | 244.284 | 24.43% | 0.001723% | 8 | 24 | 11 | 5.7447e-05 | 7.1727e-05 | 244.284 | 24.43% | 0.001752%
8 | 24 | 12 | 0.00012564 | 0.00015808 | 276.9996 | 27.7% | 0.004379% | 8 | 24 | 12 | 0.0001297 | 0.00016193 | 276.9996 | 27.7% | 0.004486%
8 | 24 | 13 | 0.0001593 | 0.00020042 | 448.5828 | 44.86% | 0.008991% | 8 | 24 | 13 | 0.00016391 | 0.00020466 | 448.5828 | 44.86% | 0.009181%
8 | 24 | 14 | 0.00020497 | 0.00025788 | 476.0088 | 47.6% | 0.01228% | 8 | 24 | 14 | 0.00020954 | 0.00026163 | 476.0088 | 47.6% | 0.01245%
8 | 24 | 15 | 0.00010997 | 0.00013836 | 474.0528 | 47.41% | 0.006559% | 8 | 24 | 15 | 0.00011119 | 0.00013883 | 474.0528 | 47.41% | 0.006581%
8 | 24 | 16 | 5.4051e-05 | 6.8004e-05 | 230.994 | 23.1% | 0.001571% | 8 | 24 | 16 | 5.4374e-05 | 6.789e-05 | 230.994 | 23.1% | 0.001568%
8 | 24 | 17 | 2.9205e-05 | 3.6745e-05 | 254.1096 | 25.41% | 0.0009337% | 8 | 24 | 17 | 2.9387e-05 | 3.6692e-05 | 254.1096 | 25.41% | 0.0009324%
8 | 24 | 18 | 1.4248e-05 | 1.7926e-05 | 203.1576 | 20.32% | 0.0003642% | 8 | 24 | 18 | 1.4248e-05 | 1.779e-05 | 203.1576 | 20.32% | 0.0003614%
8 | 24 | 19 | 9.319e-06 | 1.1725e-05 | 56.2008 | 5.62% | 6.589e-05% | 8 | 24 | 19 | 9.319e-06 | 1.1636e-05 | 56.2008 | 5.62% | 6.539e-05%
8 | 24 | 20 | 5.3875e-06 | 6.7783e-06 | 0 | 0% | 0% | 8 | 24 | 20 | 5.3875e-06 | 6.7267e-06 | 0 | 0% | 0%
8 | 24 | 21 | 6.2456e-07 | 7.8579e-07 | 0 | 0% | 0% | 8 | 24 | 21 | 6.2456e-07 | 7.7981e-07 | 0 | 0% | 0%
8 | 24 | 22 | 3.9038e-08 | 4.9115e-08 | 0 | 0% | 0% | 8 | 24 | 22 | 3.9038e-08 | 4.8742e-08 | 0 | 0% | 0%
8 | 24 | 23 | 2.3364e-09 | 2.9395e-09 | 0 | 0% | 0% | 8 | 24 | 23 | 2.3364e-09 | 2.9171e-09 | 0 | 0% | 0%
8 | 25 | 0 | 0 | 0 | 0 | 0% | 0% | 8 | 25 | 0 | 0 | 0 | 0 | 0% | 0%
8 | 25 | 1 | 0 | 0 | 0 | 0% | 0% | 8 | 25 | 1 | 0 | 0 | 0 | 0% | 0%
8 | 25 | 2 | 0 | 0 | 0 | 0% | 0% | 8 | 25 | 2 | 0 | 0 | 0 | 0% | 0%
8 | 25 | 3 | 0 | 0 | 0 | 0% | 0% | 8 | 25 | 3 | 0 | 0 | 0 | 0% | 0%
8 | 25 | 4 | 0 | 0 | 0 | 0% | 0% | 8 | 25 | 4 | 0 | 0 | 0 | 0% | 0%
8 | 25 | 5 | 3.8164e-09 | 4.8016e-09 | 0 | 0% | 0% | 8 | 25 | 5 | 3.8164e-09 | 4.7651e-09 | 0 | 0% | 0%
8 | 25 | 6 | 2.809e-08 | 3.5341e-08 | 0 | 0% | 0% | 8 | 25 | 6 | 2.809e-08 | 3.5072e-08 | 0 | 0% | 0%
8 | 25 | 7 | 1.0322e-07 | 1.2987e-07 | 13.9104 | 1.391% | 1.806e-07% | 8 | 25 | 7 | 1.04e-07 | 1.2985e-07 | 13.9104 | 1.391% | 1.806e-07%
8 | 25 | 8 | 3.131e-07 | 3.9393e-07 | 156.5748 | 15.66% | 6.168e-06% | 8 | 25 | 8 | 3.1544e-07 | 3.9385e-07 | 156.5748 | 15.66% | 6.167e-06%
8 | 25 | 9 | 9.6658e-07 | 1.2161e-06 | 197.298 | 19.73% | 2.399e-05% | 8 | 25 | 9 | 9.8743e-07 | 1.2329e-06 | 197.298 | 19.73% | 2.432e-05%
8 | 25 | 10 | 3.3686e-06 | 4.2381e-06 | 371.3508 | 37.14% | 0.0001574% | 8 | 25 | 10 | 3.4583e-06 | 4.318e-06 | 371.3508 | 37.14% | 0.0001603%
8 | 25 | 11 | 1.1965e-05 | 1.5054e-05 | 693.5148 | 69.35% | 0.001044% | 8 | 25 | 11 | 1.2266e-05 | 1.5315e-05 | 693.5148 | 69.35% | 0.001062%
8 | 25 | 12 | 1.8452e-05 | 2.3216e-05 | 776.958 | 77.7% | 0.001804% | 8 | 25 | 12 | 1.8922e-05 | 2.3625e-05 | 776.958 | 77.7% | 0.001836%
8 | 25 | 13 | 1.7145e-05 | 2.1571e-05 | 725.7996 | 72.58% | 0.001566% | 8 | 25 | 13 | 1.7574e-05 | 2.1943e-05 | 725.7996 | 72.58% | 0.001593%
8 | 25 | 14 | 1.3643e-05 | 1.7165e-05 | 757.0428 | 75.7% | 0.001299% | 8 | 25 | 14 | 1.3901e-05 | 1.7357e-05 | 757.0428 | 75.7% | 0.001314%
8 | 25 | 15 | 1.0635e-05 | 1.3381e-05 | 694.476 | 69.45% | 0.0009293% | 8 | 25 | 15 | 1.0635e-05 | 1.3279e-05 | 694.476 | 69.45% | 0.0009222%
8 | 25 | 16 | 1.0183e-05 | 1.2812e-05 | 584.7516 | 58.48% | 0.0007492% | 8 | 25 | 16 | 1.0183e-05 | 1.2714e-05 | 584.7516 | 58.48% | 0.0007435%
8 | 25 | 17 | 6.3054e-06 | 7.9332e-06 | 430.6296 | 43.06% | 0.0003416% | 8 | 25 | 17 | 6.3054e-06 | 7.8728e-06 | 430.6296 | 43.06% | 0.000339%
8 | 25 | 18 | 2.9264e-06 | 3.6819e-06 | 241.536 | 24.15% | 8.893e-05% | 8 | 25 | 18 | 2.9264e-06 | 3.6539e-06 | 241.536 | 24.15% | 8.825e-05%
8 | 25 | 19 | 2.555e-06 | 3.2146e-06 | 65.3448 | 6.534% | 2.101e-05% | 8 | 25 | 19 | 2.555e-06 | 3.1901e-06 | 65.3448 | 6.534% | 2.085e-05%
8 | 25 | 20 | 1.8383e-06 | 2.3129e-06 | 0 | 0% | 0% | 8 | 25 | 20 | 1.8383e-06 | 2.2953e-06 | 0 | 0% | 0%
8 | 25 | 21 | 2.1757e-07 | 2.7373e-07 | 0 | 0% | 0% | 8 | 25 | 21 | 2.1757e-07 | 2.7165e-07 | 0 | 0% | 0%
8 | 25 | 22 | 1.287e-08 | 1.6192e-08 | 0 | 0% | 0% | 8 | 25 | 22 | 1.287e-08 | 1.6069e-08 | 0 | 0% | 0%
8 | 25 | 23 | 3.2433e-10 | 4.0806e-10 | 0 | 0% | 0% | 8 | 25 | 23 | 3.2433e-10 | 4.0495e-10 | 0 | 0% | 0%
8 | 26 | 0 | 0 | 0 | 0 | 0% | 0% | 8 | 26 | 0 | 0 | 0 | 0 | 0% | 0%
8 | 26 | 1 | 0 | 0 | 0 | 0% | 0% | 8 | 26 | 1 | 0 | 0 | 0 | 0% | 0%
8 | 26 | 2 | 0 | 0 | 0 | 0% | 0% | 8 | 26 | 2 | 0 | 0 | 0 | 0% | 0%
8 | 26 | 3 | 0 | 0 | 0 | 0% | 0% | 8 | 26 | 3 | 0 | 0 | 0 | 0% | 0%
8 | 26 | 4 | 0 | 0 | 0 | 0% | 0% | 8 | 26 | 4 | 0 | 0 | 0 | 0% | 0%
8 | 26 | 5 | 1.4125e-09 | 1.7771e-09 | 0 | 0% | 0% | 8 | 26 | 5 | 1.4125e-09 | 1.7636e-09 | 0 | 0% | 0%
8 | 26 | 6 | 8.0774e-09 | 1.0163e-08 | 0 | 0% | 0% | 8 | 26 | 6 | 8.0774e-09 | 1.0085e-08 | 0 | 0% | 0%
8 | 26 | 7 | 4.2225e-08 | 5.3125e-08 | 13.1412 | 1.314% | 6.981e-08% | 8 | 26 | 7 | 4.2225e-08 | 5.2721e-08 | 13.1412 | 1.314% | 6.928e-08%
8 | 26 | 8 | 2.0122e-07 | 2.5317e-07 | 155.3112 | 15.53% | 3.932e-06% | 8 | 26 | 8 | 2.0122e-07 | 2.5124e-07 | 155.3112 | 15.53% | 3.902e-06%
8 | 26 | 9 | 7.7187e-07 | 9.7112e-07 | 293.2272 | 29.32% | 2.848e-05% | 8 | 26 | 9 | 7.7187e-07 | 9.6374e-07 | 293.2272 | 29.32% | 2.826e-05%
8 | 26 | 10 | 2.1108e-06 | 2.6556e-06 | 539.0868 | 53.91% | 0.0001432% | 8 | 26 | 10 | 2.1108e-06 | 2.6354e-06 | 539.0868 | 53.91% | 0.0001421%
8 | 26 | 11 | 5.1139e-06 | 6.434e-06 | 673.2876 | 67.33% | 0.0004332% | 8 | 26 | 11 | 5.1139e-06 | 6.3851e-06 | 673.2876 | 67.33% | 0.0004299%
8 | 26 | 12 | 1.0313e-05 | 1.2975e-05 | 703.2804 | 70.33% | 0.0009125% | 8 | 26 | 12 | 1.0313e-05 | 1.2876e-05 | 703.2804 | 70.33% | 0.0009056%
8 | 26 | 13 | 2.2884e-05 | 2.8791e-05 | 162.2892 | 16.23% | 0.0004672% | 8 | 26 | 13 | 2.2884e-05 | 2.8572e-05 | 162.2892 | 16.23% | 0.0004637%
8 | 26 | 14 | 3.416e-05 | 4.2978e-05 | 95.4768 | 9.548% | 0.0004103% | 8 | 26 | 14 | 3.416e-05 | 4.2652e-05 | 95.4768 | 9.548% | 0.0004072%
8 | 26 | 15 | 4.7164e-05 | 5.934e-05 | 240.7608 | 24.08% | 0.001429% | 8 | 26 | 15 | 4.7164e-05 | 5.8889e-05 | 240.7608 | 24.08% | 0.001418%
8 | 26 | 16 | 5.4084e-05 | 6.8046e-05 | 83.6448 | 8.364% | 0.0005692% | 8 | 26 | 16 | 5.4084e-05 | 6.7528e-05 | 83.6448 | 8.364% | 0.0005648%
8 | 26 | 17 | 5.3078e-05 | 6.678e-05 | 50.0892 | 5.009% | 0.0003345% | 8 | 26 | 17 | 5.3078e-05 | 6.6272e-05 | 50.0892 | 5.009% | 0.000332%
8 | 26 | 18 | 1.5829e-05 | 1.9916e-05 | 97.6104 | 9.761% | 0.0001944% | 8 | 26 | 18 | 1.5829e-05 | 1.9764e-05 | 97.6104 | 9.761% | 0.0001929%
8 | 26 | 19 | 1.313e-05 | 1.652e-05 | 4.7064 | 0.4706% | 7.775e-06% | 8 | 26 | 19 | 1.313e-05 | 1.6394e-05 | 4.7064 | 0.4706% | 7.716e-06%
8 | 26 | 20 | 8.6209e-06 | 1.0846e-05 | 0 | 0% | 0% | 8 | 26 | 20 | 8.6209e-06 | 1.0764e-05 | 0 | 0% | 0%
8 | 26 | 21 | 1.1097e-06 | 1.3962e-06 | 0 | 0% | 0% | 8 | 26 | 21 | 1.1097e-06 | 1.3856e-06 | 0 | 0% | 0%
8 | 26 | 22 | 6.4739e-08 | 8.1452e-08 | 0 | 0% | 0% | 8 | 26 | 22 | 6.4739e-08 | 8.0832e-08 | 0 | 0% | 0%
8 | 26 | 23 | 3.5976e-09 | 4.5264e-09 | 0 | 0% | 0% | 8 | 26 | 23 | 3.5976e-09 | 4.492e-09 | 0 | 0% | 0%
8 | 27 | 0 | 1.1799e-10 | 1.4846e-10 | 0 | 0% | 0% | 8 | 27 | 0 | 1.1799e-10 | 1.4733e-10 | 0 | 0% | 0%
8 | 27 | 1 | 0 | 0 | 0 | 0% | 0% | 8 | 27 | 1 | 0 | 0 | 0 | 0% | 0%
8 | 27 | 2 | 0 | 0 | 0 | 0% | 0% | 8 | 27 | 2 | 0 | 0 | 0 | 0% | 0%
8 | 27 | 3 | 0 | 0 | 0 | 0% | 0% | 8 | 27 | 3 | 0 | 0 | 0 | 0% | 0%
8 | 27 | 4 | 0 | 0 | 0 | 0% | 0% | 8 | 27 | 4 | 0 | 0 | 0 | 0% | 0%
8 | 27 | 5 | 2.9026e-09 | 3.652e-09 | 0 | 0% | 0% | 8 | 27 | 5 | 2.9026e-09 | 3.6242e-09 | 0 | 0% | 0%
8 | 27 | 6 | 1.9019e-08 | 2.3929e-08 | 0 | 0% | 0% | 8 | 27 | 6 | 1.9019e-08 | 2.3747e-08 | 0 | 0% | 0%
8 | 27 | 7 | 1.0735e-07 | 1.3507e-07 | 6.8064 | 0.6806% | 9.193e-08% | 8 | 27 | 7 | 1.0735e-07 | 1.3404e-07 | 6.8064 | 0.6806% | 9.123e-08%
8 | 27 | 8 | 5.8174e-07 | 7.3191e-07 | 95.1504 | 9.515% | 6.964e-06% | 8 | 27 | 8 | 5.8174e-07 | 7.2635e-07 | 95.1504 | 9.515% | 6.911e-06%
8 | 27 | 9 | 3.0686e-06 | 3.8607e-06 | 343.4076 | 34.34% | 0.0001326% | 8 | 27 | 9 | 3.111e-06 | 3.8843e-06 | 343.4076 | 34.34% | 0.0001334%
8 | 27 | 10 | 1.0506e-05 | 1.3219e-05 | 521.2248 | 52.12% | 0.000689% | 8 | 27 | 10 | 1.0572e-05 | 1.32e-05 | 521.2248 | 52.12% | 0.000688%
8 | 27 | 11 | 3.3503e-05 | 4.2152e-05 | 394.398 | 39.44% | 0.001662% | 8 | 27 | 11 | 3.393e-05 | 4.2365e-05 | 394.398 | 39.44% | 0.001671%
8 | 27 | 12 | 7.3363e-05 | 9.2302e-05 | 238.9056 | 23.89% | 0.002205% | 8 | 27 | 12 | 7.4168e-05 | 9.2605e-05 | 238.9056 | 23.89% | 0.002212%
8 | 27 | 13 | 0.00015485 | 0.00019483 | 408.5076 | 40.85% | 0.007959% | 8 | 27 | 13 | 0.00015571 | 0.00019442 | 408.5076 | 40.85% | 0.007942%
8 | 27 | 14 | 0.00026443 | 0.0003327 | 224.6076 | 22.46% | 0.007473% | 8 | 27 | 14 | 0.00026443 | 0.00033017 | 224.6076 | 22.46% | 0.007416%
8 | 27 | 15 | 0.00031511 | 0.00039646 | 292.6488 | 29.26% | 0.0116% | 8 | 27 | 15 | 0.00031693 | 0.00039571 | 292.6488 | 29.26% | 0.01158%
8 | 27 | 16 | 0.00027849 | 0.00035039 | 419.5308 | 41.95% | 0.0147% | 8 | 27 | 16 | 0.00027849 | 0.00034772 | 419.5308 | 41.95% | 0.01459%
8 | 27 | 17 | 0.00019285 | 0.00024263 | 423.6768 | 42.37% | 0.01028% | 8 | 27 | 17 | 0.00019285 | 0.00024078 | 423.6768 | 42.37% | 0.0102%
8 | 27 | 18 | 5.6354e-05 | 7.0902e-05 | 225.7032 | 22.57% | 0.0016% | 8 | 27 | 18 | 5.6354e-05 | 7.0362e-05 | 225.7032 | 22.57% | 0.001588%
8 | 27 | 19 | 2.5262e-05 | 3.1783e-05 | 59.5164 | 5.952% | 0.0001892% | 8 | 27 | 19 | 2.5262e-05 | 3.1541e-05 | 59.5164 | 5.952% | 0.0001877%
8 | 27 | 20 | 1.2328e-05 | 1.5511e-05 | 0 | 0% | 0% | 8 | 27 | 20 | 1.2328e-05 | 1.5393e-05 | 0 | 0% | 0%
8 | 27 | 21 | 1.6987e-06 | 2.1372e-06 | 0 | 0% | 0% | 8 | 27 | 21 | 1.6987e-06 | 2.1209e-06 | 0 | 0% | 0%
8 | 27 | 22 | 1.277e-07 | 1.6067e-07 | 0 | 0% | 0% | 8 | 27 | 22 | 1.277e-07 | 1.5945e-07 | 0 | 0% | 0%
8 | 27 | 23 | 6.3979e-09 | 8.0496e-09 | 0 | 0% | 0% | 8 | 27 | 23 | 6.3979e-09 | 7.9884e-09 | 0 | 0% | 0%
8 | 28 | 0 | 7.5946e-10 | 9.5552e-10 | 0 | 0% | 0% | 8 | 28 | 0 | 7.5946e-10 | 9.4825e-10 | 0 | 0% | 0%
8 | 28 | 1 | 0 | 0 | 0 | 0% | 0% | 8 | 28 | 1 | 0 | 0 | 0 | 0% | 0%
8 | 28 | 2 | 0 | 0 | 0 | 0% | 0% | 8 | 28 | 2 | 0 | 0 | 0 | 0% | 0%
8 | 28 | 3 | 0 | 0 | 0 | 0% | 0% | 8 | 28 | 3 | 0 | 0 | 0 | 0% | 0%
8 | 28 | 4 | 0 | 0 | 0 | 0% | 0% | 8 | 28 | 4 | 0 | 0 | 0 | 0% | 0%
8 | 28 | 5 | 0 | 0 | 0 | 0% | 0% | 8 | 28 | 5 | 0 | 0 | 0 | 0% | 0%
8 | 28 | 6 | 0 | 0 | 0 | 0% | 0% | 8 | 28 | 6 | 0 | 0 | 0 | 0% | 0%
8 | 28 | 7 | 0 | 0 | 11.1756 | 1.118% | 0% | 8 | 28 | 7 | 0 | 0 | 11.1756 | 1.118% | 0%
8 | 28 | 8 | 8.0156e-09 | 1.0085e-08 | 154.8192 | 15.48% | 1.561e-07% | 8 | 28 | 8 | 8.1516e-09 | 1.0178e-08 | 154.8192 | 15.48% | 1.576e-07%
8 | 28 | 9 | 1.6963e-07 | 2.1343e-07 | 360.9828 | 36.1% | 7.704e-06% | 8 | 28 | 9 | 1.7483e-07 | 2.1828e-07 | 360.9828 | 36.1% | 7.88e-06%
8 | 28 | 10 | 9.8063e-07 | 1.2338e-06 | 545.6868 | 54.57% | 6.733e-05% | 8 | 28 | 10 | 1.0152e-06 | 1.2675e-06 | 545.6868 | 54.57% | 6.917e-05%
8 | 28 | 11 | 3.5718e-06 | 4.4939e-06 | 682.3608 | 68.24% | 0.0003066% | 8 | 28 | 11 | 3.6661e-06 | 4.5774e-06 | 682.3608 | 68.24% | 0.0003123%
8 | 28 | 12 | 1.1454e-05 | 1.4411e-05 | 763.8324 | 76.38% | 0.001101% | 8 | 28 | 12 | 1.1817e-05 | 1.4755e-05 | 763.8324 | 76.38% | 0.001127%
8 | 28 | 13 | 2.4368e-05 | 3.0659e-05 | 701.0088 | 70.1% | 0.002149% | 8 | 28 | 13 | 2.4983e-05 | 3.1193e-05 | 701.0088 | 70.1% | 0.002187%
8 | 28 | 14 | 4.8862e-05 | 6.1476e-05 | 641.25 | 64.12% | 0.003942% | 8 | 28 | 14 | 5.0053e-05 | 6.2495e-05 | 641.25 | 64.12% | 0.004007%
8 | 28 | 15 | 0.00010053 | 0.00012649 | 649.1316 | 64.91% | 0.008211% | 8 | 28 | 15 | 0.0001017 | 0.00012699 | 649.1316 | 64.91% | 0.008243%
8 | 28 | 16 | 0.00010759 | 0.00013536 | 523.8468 | 52.38% | 0.007091% | 8 | 28 | 16 | 0.0001082 | 0.00013509 | 523.8468 | 52.38% | 0.007077%
8 | 28 | 17 | 6.3618e-05 | 8.0041e-05 | 135.0504 | 13.51% | 0.001081% | 8 | 28 | 17 | 6.3984e-05 | 7.989e-05 | 135.0504 | 13.51% | 0.001079%
8 | 28 | 18 | 2.0269e-05 | 2.5502e-05 | 116.6616 | 11.67% | 0.0002975% | 8 | 28 | 18 | 2.0269e-05 | 2.5308e-05 | 116.6616 | 11.67% | 0.0002952%
8 | 28 | 19 | 1.0432e-05 | 1.3125e-05 | 34.0932 | 3.409% | 4.475e-05% | 8 | 28 | 19 | 1.0432e-05 | 1.3025e-05 | 34.0932 | 3.409% | 4.441e-05%
8 | 28 | 20 | 5.0748e-06 | 6.3848e-06 | 0 | 0% | 0% | 8 | 28 | 20 | 5.0748e-06 | 6.3363e-06 | 0 | 0% | 0%
8 | 28 | 21 | 1.007e-06 | 1.2669e-06 | 0 | 0% | 0% | 8 | 28 | 21 | 1.007e-06 | 1.2573e-06 | 0 | 0% | 0%
8 | 28 | 22 | 7.2384e-08 | 9.107e-08 | 0 | 0% | 0% | 8 | 28 | 22 | 7.2384e-08 | 9.0377e-08 | 0 | 0% | 0%
8 | 28 | 23 | 3.1787e-09 | 3.9992e-09 | 0 | 0% | 0% | 8 | 28 | 23 | 3.1787e-09 | 3.9688e-09 | 0 | 0% | 0%
8 | 29 | 0 | 0 | 0 | 0 | 0% | 0% | 8 | 29 | 0 | 0 | 0 | 0 | 0% | 0%
8 | 29 | 1 | 0 | 0 | 0 | 0% | 0% | 8 | 29 | 1 | 0 | 0 | 0 | 0% | 0%
8 | 29 | 2 | 0 | 0 | 0 | 0% | 0% | 8 | 29 | 2 | 0 | 0 | 0 | 0% | 0%
8 | 29 | 3 | 0 | 0 | 0 | 0% | 0% | 8 | 29 | 3 | 0 | 0 | 0 | 0% | 0%
8 | 29 | 4 | 0 | 0 | 0 | 0% | 0% | 8 | 29 | 4 | 0 | 0 | 0 | 0% | 0%
8 | 29 | 5 | 0 | 0 | 0 | 0% | 0% | 8 | 29 | 5 | 0 | 0 | 0 | 0% | 0%
8 | 29 | 6 | 0 | 0 | 0 | 0% | 0% | 8 | 29 | 6 | 0 | 0 | 0 | 0% | 0%
8 | 29 | 7 | 0 | 0 | 9.2004 | 0.92% | 0% | 8 | 29 | 7 | 0 | 0 | 9.2004 | 0.92% | 0%
8 | 29 | 8 | 1.9715e-09 | 2.4805e-09 | 145.416 | 14.54% | 3.607e-08% | 8 | 29 | 8 | 2.0072e-09 | 2.5061e-09 | 145.416 | 14.54% | 3.644e-08%
8 | 29 | 9 | 5.1648e-08 | 6.4981e-08 | 342.69 | 34.27% | 2.227e-06% | 8 | 29 | 9 | 5.2919e-08 | 6.6073e-08 | 342.69 | 34.27% | 2.264e-06%
8 | 29 | 10 | 5.8195e-07 | 7.3218e-07 | 517.0956 | 51.71% | 3.786e-05% | 8 | 29 | 10 | 5.9884e-07 | 7.477e-07 | 517.0956 | 51.71% | 3.866e-05%
8 | 29 | 11 | 4.2887e-06 | 5.3958e-06 | 646.284 | 64.63% | 0.0003487% | 8 | 29 | 11 | 4.4647e-06 | 5.5745e-06 | 646.284 | 64.63% | 0.0003603%
8 | 29 | 12 | 1.5466e-05 | 1.9458e-05 | 725.9388 | 72.59% | 0.001413% | 8 | 29 | 12 | 1.6048e-05 | 2.0037e-05 | 725.9388 | 72.59% | 0.001455%
8 | 29 | 13 | 4.8588e-05 | 6.1131e-05 | 600.7344 | 60.07% | 0.003672% | 8 | 29 | 13 | 5.0068e-05 | 6.2515e-05 | 600.7344 | 60.07% | 0.003755%
8 | 29 | 14 | 9.1501e-05 | 0.00011512 | 343.644 | 34.36% | 0.003956% | 8 | 29 | 14 | 9.3713e-05 | 0.00011701 | 343.644 | 34.36% | 0.004021%
8 | 29 | 15 | 0.00019092 | 0.0002402 | 365.8404 | 36.58% | 0.008788% | 8 | 29 | 15 | 0.00019406 | 0.0002423 | 365.8404 | 36.58% | 0.008864%
8 | 29 | 16 | 0.00017121 | 0.00021541 | 167.9016 | 16.79% | 0.003617% | 8 | 29 | 16 | 0.00017215 | 0.00021494 | 167.9016 | 16.79% | 0.003609%
8 | 29 | 17 | 0.00014149 | 0.00017802 | 407.6448 | 40.76% | 0.007257% | 8 | 29 | 17 | 0.00014149 | 0.00017667 | 407.6448 | 40.76% | 0.007202%
8 | 29 | 18 | 3.9674e-05 | 4.9916e-05 | 218.0844 | 21.81% | 0.001089% | 8 | 29 | 18 | 3.9674e-05 | 4.9537e-05 | 218.0844 | 21.81% | 0.00108%
8 | 29 | 19 | 2.1443e-05 | 2.6979e-05 | 52.7304 | 5.273% | 0.0001423% | 8 | 29 | 19 | 2.1443e-05 | 2.6773e-05 | 52.7304 | 5.273% | 0.0001412%
8 | 29 | 20 | 1.1513e-05 | 1.4485e-05 | 0 | 0% | 0% | 8 | 29 | 20 | 1.1513e-05 | 1.4375e-05 | 0 | 0% | 0%
8 | 29 | 21 | 1.1718e-06 | 1.4743e-06 | 0 | 0% | 0% | 8 | 29 | 21 | 1.1718e-06 | 1.4631e-06 | 0 | 0% | 0%
8 | 29 | 22 | 5.6369e-08 | 7.092e-08 | 0 | 0% | 0% | 8 | 29 | 22 | 5.6369e-08 | 7.0381e-08 | 0 | 0% | 0%
8 | 29 | 23 | 2.3364e-09 | 2.9395e-09 | 0 | 0% | 0% | 8 | 29 | 23 | 2.3364e-09 | 2.9171e-09 | 0 | 0% | 0%
8 | 30 | 0 | 0 | 0 | 0 | 0% | 0% | 8 | 30 | 0 | 0 | 0 | 0 | 0% | 0%
8 | 30 | 1 | 0 | 0 | 0 | 0% | 0% | 8 | 30 | 1 | 0 | 0 | 0 | 0% | 0%
8 | 30 | 2 | 0 | 0 | 0 | 0% | 0% | 8 | 30 | 2 | 0 | 0 | 0 | 0% | 0%
8 | 30 | 3 | 0 | 0 | 0 | 0% | 0% | 8 | 30 | 3 | 0 | 0 | 0 | 0% | 0%
8 | 30 | 4 | 0 | 0 | 0 | 0% | 0% | 8 | 30 | 4 | 0 | 0 | 0 | 0% | 0%
8 | 30 | 5 | 1.1718e-10 | 1.4743e-10 | 0 | 0% | 0% | 8 | 30 | 5 | 1.1718e-10 | 1.4631e-10 | 0 | 0% | 0%
8 | 30 | 6 | 3.1529e-09 | 3.9668e-09 | 0 | 0% | 0% | 8 | 30 | 6 | 3.1529e-09 | 3.9366e-09 | 0 | 0% | 0%
8 | 30 | 7 | 1.0756e-08 | 1.3533e-08 | 10.176 | 1.018% | 1.377e-08% | 8 | 30 | 7 | 1.0756e-08 | 1.343e-08 | 10.176 | 1.018% | 1.367e-08%
8 | 30 | 8 | 5.596e-08 | 7.0406e-08 | 145.7676 | 14.58% | 1.026e-06% | 8 | 30 | 8 | 5.6413e-08 | 7.0437e-08 | 145.7676 | 14.58% | 1.027e-06%
8 | 30 | 9 | 1.8563e-07 | 2.3355e-07 | 345.8496 | 34.58% | 8.077e-06% | 8 | 30 | 9 | 1.8983e-07 | 2.3702e-07 | 345.8496 | 34.58% | 8.197e-06%
8 | 30 | 10 | 4.8352e-07 | 6.0834e-07 | 536.4012 | 53.64% | 3.263e-05% | 8 | 30 | 10 | 4.9732e-07 | 6.2094e-07 | 536.4012 | 53.64% | 3.331e-05%
8 | 30 | 11 | 9.7378e-07 | 1.2252e-06 | 676.7148 | 67.67% | 8.291e-05% | 8 | 30 | 11 | 1.0015e-06 | 1.2505e-06 | 676.7148 | 67.67% | 8.462e-05%
8 | 30 | 12 | 1.8031e-06 | 2.2685e-06 | 763.3632 | 76.34% | 0.0001732% | 8 | 30 | 12 | 1.8807e-06 | 2.3482e-06 | 763.3632 | 76.34% | 0.0001792%
8 | 30 | 13 | 3.8371e-06 | 4.8276e-06 | 778.3968 | 77.84% | 0.0003758% | 8 | 30 | 13 | 3.9639e-06 | 4.9492e-06 | 778.3968 | 77.84% | 0.0003852%
8 | 30 | 14 | 5.7153e-06 | 7.1908e-06 | 765.9828 | 76.6% | 0.0005508% | 8 | 30 | 14 | 5.789e-06 | 7.228e-06 | 765.9828 | 76.6% | 0.0005537%
8 | 30 | 15 | 9.7501e-06 | 1.2267e-05 | 699.8172 | 69.98% | 0.0008585% | 8 | 30 | 15 | 9.8737e-06 | 1.2328e-05 | 699.8172 | 69.98% | 0.0008627%
8 | 30 | 16 | 8.8553e-06 | 1.1141e-05 | 591.966 | 59.2% | 0.0006595% | 8 | 30 | 16 | 8.8553e-06 | 1.1057e-05 | 591.966 | 59.2% | 0.0006545%
8 | 30 | 17 | 5.4615e-06 | 6.8713e-06 | 430.0236 | 43% | 0.0002955% | 8 | 30 | 17 | 5.4615e-06 | 6.8191e-06 | 430.0236 | 43% | 0.0002932%
8 | 30 | 18 | 1.891e-06 | 2.3791e-06 | 231.348 | 23.13% | 5.504e-05% | 8 | 30 | 18 | 1.891e-06 | 2.361e-06 | 231.348 | 23.13% | 5.462e-05%
8 | 30 | 19 | 1.212e-06 | 1.5248e-06 | 51.6624 | 5.166% | 7.878e-06% | 8 | 30 | 19 | 1.212e-06 | 1.5132e-06 | 51.6624 | 5.166% | 7.818e-06%
8 | 30 | 20 | 5.898e-07 | 7.4206e-07 | 0 | 0% | 0% | 8 | 30 | 20 | 5.898e-07 | 7.3642e-07 | 0 | 0% | 0%
8 | 30 | 21 | 2.7214e-08 | 3.424e-08 | 0 | 0% | 0% | 8 | 30 | 21 | 2.7214e-08 | 3.398e-08 | 0 | 0% | 0%
8 | 30 | 22 | 1.1333e-09 | 1.4258e-09 | 0 | 0% | 0% | 8 | 30 | 22 | 1.1333e-09 | 1.415e-09 | 0 | 0% | 0%
8 | 30 | 23 | 0 | 0 | 0 | 0% | 0% | 8 | 30 | 23 | 0 | 0 | 0 | 0% | 0%
8 | 31 | 0 | 0 | 0 | 0 | 0% | 0% | 8 | 31 | 0 | 0 | 0 | 0 | 0% | 0%
8 | 31 | 1 | 0 | 0 | 0 | 0% | 0% | 8 | 31 | 1 | 0 | 0 | 0 | 0% | 0%
8 | 31 | 2 | 0 | 0 | 0 | 0% | 0% | 8 | 31 | 2 | 0 | 0 | 0 | 0% | 0%
8 | 31 | 3 | 0 | 0 | 0 | 0% | 0% | 8 | 31 | 3 | 0 | 0 | 0 | 0% | 0%
8 | 31 | 4 | 0 | 0 | 0 | 0% | 0% | 8 | 31 | 4 | 0 | 0 | 0 | 0% | 0%
8 | 31 | 5 | 0 | 0 | 0 | 0% | 0% | 8 | 31 | 5 | 0 | 0 | 0 | 0% | 0%
8 | 31 | 6 | 1.0467e-09 | 1.3169e-09 | 0 | 0% | 0% | 8 | 31 | 6 | 1.0467e-09 | 1.3068e-09 | 0 | 0% | 0%
8 | 31 | 7 | 2.7593e-09 | 3.4716e-09 | 6.762 | 0.6762% | 2.347e-09% | 8 | 31 | 7 | 2.7593e-09 | 3.4452e-09 | 6.762 | 0.6762% | 2.33e-09%
8 | 31 | 8 | 1.3633e-08 | 1.7153e-08 | 150.8904 | 15.09% | 2.588e-07% | 8 | 31 | 8 | 1.3851e-08 | 1.7294e-08 | 150.8904 | 15.09% | 2.61e-07%
8 | 31 | 9 | 5.9131e-08 | 7.4396e-08 | 279.4188 | 27.94% | 2.079e-06% | 8 | 31 | 9 | 6.0502e-08 | 7.5542e-08 | 279.4188 | 27.94% | 2.111e-06%
8 | 31 | 10 | 1.7489e-07 | 2.2004e-07 | 478.5264 | 47.85% | 1.053e-05% | 8 | 31 | 10 | 1.7879e-07 | 2.2323e-07 | 478.5264 | 47.85% | 1.068e-05%
8 | 31 | 11 | 5.574e-07 | 7.0129e-07 | 702.7704 | 70.28% | 4.928e-05% | 8 | 31 | 11 | 5.6969e-07 | 7.113e-07 | 702.7704 | 70.28% | 4.999e-05%
8 | 31 | 12 | 2.227e-06 | 2.8019e-06 | 765.2664 | 76.53% | 0.0002144% | 8 | 31 | 12 | 2.2572e-06 | 2.8182e-06 | 765.2664 | 76.53% | 0.0002157%
8 | 31 | 13 | 7.6875e-06 | 9.672e-06 | 793.3092 | 79.33% | 0.0007673% | 8 | 31 | 13 | 7.785e-06 | 9.7203e-06 | 793.3092 | 79.33% | 0.0007711%
8 | 31 | 14 | 1.9773e-05 | 2.4877e-05 | 773.34 | 77.33% | 0.001924% | 8 | 31 | 14 | 2.0029e-05 | 2.5008e-05 | 773.34 | 77.33% | 0.001934%
8 | 31 | 15 | 7.8483e-05 | 9.8744e-05 | 709.7064 | 70.97% | 0.007008% | 8 | 31 | 15 | 7.8936e-05 | 9.8558e-05 | 709.7064 | 70.97% | 0.006995%
8 | 31 | 16 | 0.00019831 | 0.00024951 | 380.9292 | 38.09% | 0.009504% | 8 | 31 | 16 | 0.00019831 | 0.00024761 | 380.9292 | 38.09% | 0.009432%
8 | 31 | 17 | 0.00011915 | 0.00014991 | 374.3736 | 37.44% | 0.005612% | 8 | 31 | 17 | 0.00011915 | 0.00014877 | 374.3736 | 37.44% | 0.00557%
8 | 31 | 18 | 4.065e-05 | 5.1144e-05 | 171.708 | 17.17% | 0.0008782% | 8 | 31 | 18 | 4.065e-05 | 5.0755e-05 | 171.708 | 17.17% | 0.0008715%
8 | 31 | 19 | 2.6833e-05 | 3.3759e-05 | 46.5012 | 4.65% | 0.000157% | 8 | 31 | 19 | 2.6833e-05 | 3.3503e-05 | 46.5012 | 4.65% | 0.0001558%
8 | 31 | 20 | 8.4564e-06 | 1.0639e-05 | 0 | 0% | 0% | 8 | 31 | 20 | 8.4564e-06 | 1.0559e-05 | 0 | 0% | 0%
8 | 31 | 21 | 3.4442e-07 | 4.3333e-07 | 0 | 0% | 0% | 8 | 31 | 21 | 3.4442e-07 | 4.3003e-07 | 0 | 0% | 0%
8 | 31 | 22 | 2.7422e-08 | 3.4501e-08 | 0 | 0% | 0% | 8 | 31 | 22 | 2.7422e-08 | 3.4239e-08 | 0 | 0% | 0%
8 | 31 | 23 | 6.4897e-10 | 8.1651e-10 | 0 | 0% | 0% | 8 | 31 | 23 | 6.4897e-10 | 8.103e-10 | 0 | 0% | 0%
9 | 1 | 0 | 1.2667e-09 | 1.5938e-09 | 0 | 0% | 0% | 9 | 1 | 0 | 1.2667e-09 | 1.5816e-09 | 0 | 0% | 0%
9 | 1 | 1 | 0 | 0 | 0 | 0% | 0% | 9 | 1 | 1 | 0 | 0 | 0 | 0% | 0%
9 | 1 | 2 | 0 | 0 | 0 | 0% | 0% | 9 | 1 | 2 | 0 | 0 | 0 | 0% | 0%
9 | 1 | 3 | 0 | 0 | 0 | 0% | 0% | 9 | 1 | 3 | 0 | 0 | 0 | 0% | 0%
9 | 1 | 4 | 0 | 0 | 0 | 0% | 0% | 9 | 1 | 4 | 0 | 0 | 0 | 0% | 0%
9 | 1 | 5 | 2.0573e-09 | 2.5884e-09 | 0 | 0% | 0% | 9 | 1 | 5 | 2.0573e-09 | 2.5687e-09 | 0 | 0% | 0%
9 | 1 | 6 | 1.0167e-08 | 1.2791e-08 | 0 | 0% | 0% | 9 | 1 | 6 | 1.0167e-08 | 1.2694e-08 | 0 | 0% | 0%
9 | 1 | 7 | 3.4189e-08 | 4.3015e-08 | 7.7364 | 0.7736% | 3.328e-08% | 9 | 1 | 7 | 3.445e-08 | 4.3014e-08 | 7.7364 | 0.7736% | 3.328e-08%
9 | 1 | 8 | 1.6173e-07 | 2.0348e-07 | 143.8764 | 14.39% | 2.928e-06% | 9 | 1 | 8 | 1.6415e-07 | 2.0495e-07 | 143.8764 | 14.39% | 2.949e-06%
9 | 1 | 9 | 8.5789e-07 | 1.0794e-06 | 345.426 | 34.54% | 3.728e-05% | 9 | 1 | 9 | 8.7554e-07 | 1.0932e-06 | 345.426 | 34.54% | 3.776e-05%
9 | 1 | 10 | 5.6784e-06 | 7.1443e-06 | 518.1924 | 51.82% | 0.0003702% | 9 | 1 | 10 | 5.8296e-06 | 7.2787e-06 | 518.1924 | 51.82% | 0.0003772%
9 | 1 | 11 | 4.0011e-05 | 5.034e-05 | 645.6372 | 64.56% | 0.00325% | 9 | 1 | 11 | 4.0993e-05 | 5.1183e-05 | 645.6372 | 64.56% | 0.003305%
9 | 1 | 12 | 0.00025758 | 0.00032407 | 744.2676 | 74.43% | 0.02412% | 9 | 1 | 12 | 0.00026273 | 0.00032804 | 744.2676 | 74.43% | 0.02441%
9 | 1 | 13 | 0.0010052 | 0.0012647 | 357.8064 | 35.78% | 0.04525% | 9 | 1 | 13 | 0.0010245 | 0.0012792 | 357.8064 | 35.78% | 0.04577%
9 | 1 | 14 | 0.0023085 | 0.0029045 | 92.2296 | 9.223% | 0.02679% | 9 | 1 | 14 | 0.0023436 | 0.0029262 | 92.2296 | 9.223% | 0.02699%
9 | 1 | 15 | 0.002778 | 0.0034951 | 258.6072 | 25.86% | 0.09039% | 9 | 1 | 15 | 0.0028023 | 0.0034989 | 258.6072 | 25.86% | 0.09048%
9 | 1 | 16 | 0.0024742 | 0.0031129 | 404.0544 | 40.41% | 0.1258% | 9 | 1 | 16 | 0.002486 | 0.003104 | 404.0544 | 40.41% | 0.1254%
9 | 1 | 17 | 0.00108 | 0.0013588 | 323.3196 | 32.33% | 0.04393% | 9 | 1 | 17 | 0.00108 | 0.0013485 | 323.3196 | 32.33% | 0.0436%
9 | 1 | 18 | 0.00018577 | 0.00023373 | 134.2152 | 13.42% | 0.003137% | 9 | 1 | 18 | 0.00018577 | 0.00023195 | 134.2152 | 13.42% | 0.003113%
9 | 1 | 19 | 0.00010872 | 0.00013679 | 42.9012 | 4.29% | 0.0005868% | 9 | 1 | 19 | 0.00010872 | 0.00013575 | 42.9012 | 4.29% | 0.0005824%
9 | 1 | 20 | 2.5963e-05 | 3.2665e-05 | 0 | 0% | 0% | 9 | 1 | 20 | 2.5963e-05 | 3.2417e-05 | 0 | 0% | 0%
9 | 1 | 21 | 2.3516e-06 | 2.9587e-06 | 0 | 0% | 0% | 9 | 1 | 21 | 2.3516e-06 | 2.9362e-06 | 0 | 0% | 0%
9 | 1 | 22 | 2.1364e-07 | 2.6879e-07 | 0 | 0% | 0% | 9 | 1 | 22 | 2.1364e-07 | 2.6674e-07 | 0 | 0% | 0%
9 | 1 | 23 | 2.8663e-08 | 3.6062e-08 | 0 | 0% | 0% | 9 | 1 | 23 | 2.8663e-08 | 3.5788e-08 | 0 | 0% | 0%
9 | 2 | 0 | 2.3167e-09 | 2.9147e-09 | 0 | 0% | 0% | 9 | 2 | 0 | 2.3167e-09 | 2.8925e-09 | 0 | 0% | 0%
9 | 2 | 1 | 0 | 0 | 0 | 0% | 0% | 9 | 2 | 1 | 0 | 0 | 0 | 0% | 0%
9 | 2 | 2 | 0 | 0 | 0 | 0% | 0% | 9 | 2 | 2 | 0 | 0 | 0 | 0% | 0%
9 | 2 | 3 | 0 | 0 | 0 | 0% | 0% | 9 | 2 | 3 | 0 | 0 | 0 | 0% | 0%
9 | 2 | 4 | 0 | 0 | 0 | 0% | 0% | 9 | 2 | 4 | 0 | 0 | 0 | 0% | 0%
9 | 2 | 5 | 3.5743e-09 | 4.497e-09 | 0 | 0% | 0% | 9 | 2 | 5 | 3.5743e-09 | 4.4628e-09 | 0 | 0% | 0%
9 | 2 | 6 | 1.2957e-08 | 1.6302e-08 | 0 | 0% | 0% | 9 | 2 | 6 | 1.2957e-08 | 1.6178e-08 | 0 | 0% | 0%
9 | 2 | 7 | 4.5079e-08 | 5.6716e-08 | 6.4992 | 0.6499% | 3.686e-08% | 9 | 2 | 7 | 4.5079e-08 | 5.6284e-08 | 6.4992 | 0.6499% | 3.658e-08%
9 | 2 | 8 | 2.2188e-07 | 2.7915e-07 | 140.5608 | 14.06% | 3.924e-06% | 9 | 2 | 8 | 2.251e-07 | 2.8106e-07 | 140.5608 | 14.06% | 3.951e-06%
9 | 2 | 9 | 2.8982e-06 | 3.6463e-06 | 334.194 | 33.42% | 0.0001219% | 9 | 2 | 9 | 2.9551e-06 | 3.6897e-06 | 334.194 | 33.42% | 0.0001233%
9 | 2 | 10 | 1.4046e-05 | 1.7672e-05 | 507.3312 | 50.73% | 0.0008965% | 9 | 2 | 10 | 1.4394e-05 | 1.7972e-05 | 507.3312 | 50.73% | 0.0009118%
9 | 2 | 11 | 5.379e-05 | 6.7676e-05 | 633.6516 | 63.37% | 0.004288% | 9 | 2 | 11 | 5.4744e-05 | 6.8353e-05 | 633.6516 | 63.37% | 0.004331%
9 | 2 | 12 | 0.00022248 | 0.00027992 | 710.6232 | 71.06% | 0.01989% | 9 | 2 | 12 | 0.00022608 | 0.00028228 | 710.6232 | 71.06% | 0.02006%
9 | 2 | 13 | 0.00091895 | 0.0011562 | 739.2696 | 73.93% | 0.08547% | 9 | 2 | 13 | 0.00093299 | 0.0011649 | 739.2696 | 73.93% | 0.08612%
9 | 2 | 14 | 0.0019379 | 0.0024381 | 706.6968 | 70.67% | 0.1723% | 9 | 2 | 14 | 0.0019573 | 0.0024438 | 706.6968 | 70.67% | 0.1727%
9 | 2 | 15 | 0.002319 | 0.0029177 | 647.3292 | 64.73% | 0.1889% | 9 | 2 | 15 | 0.0023431 | 0.0029255 | 647.3292 | 64.73% | 0.1894%
9 | 2 | 16 | 0.0016427 | 0.0020668 | 538.9476 | 53.89% | 0.1114% | 9 | 2 | 16 | 0.0016498 | 0.0020599 | 538.9476 | 53.89% | 0.111%
9 | 2 | 17 | 0.00046819 | 0.00058905 | 323.0568 | 32.31% | 0.01903% | 9 | 2 | 17 | 0.00046819 | 0.00058457 | 323.0568 | 32.31% | 0.01888%
9 | 2 | 18 | 8.5291e-05 | 0.00010731 | 164.9256 | 16.49% | 0.00177% | 9 | 2 | 18 | 8.5291e-05 | 0.00010649 | 164.9256 | 16.49% | 0.001756%
9 | 2 | 19 | 5.6286e-05 | 7.0817e-05 | 43.7544 | 4.375% | 0.0003099% | 9 | 2 | 19 | 5.6286e-05 | 7.0278e-05 | 43.7544 | 4.375% | 0.0003075%
9 | 2 | 20 | 1.8788e-05 | 2.3638e-05 | 0 | 0% | 0% | 9 | 2 | 20 | 1.8788e-05 | 2.3458e-05 | 0 | 0% | 0%
9 | 2 | 21 | 1.3397e-06 | 1.6855e-06 | 0 | 0% | 0% | 9 | 2 | 21 | 1.3397e-06 | 1.6727e-06 | 0 | 0% | 0%
9 | 2 | 22 | 1.845e-07 | 2.3213e-07 | 0 | 0% | 0% | 9 | 2 | 22 | 1.845e-07 | 2.3036e-07 | 0 | 0% | 0%
9 | 2 | 23 | 2.8236e-08 | 3.5525e-08 | 0 | 0% | 0% | 9 | 2 | 23 | 2.8236e-08 | 3.5255e-08 | 0 | 0% | 0%
9 | 3 | 0 | 3.8517e-09 | 4.8461e-09 | 0 | 0% | 0% | 9 | 3 | 0 | 3.8517e-09 | 4.8092e-09 | 0 | 0% | 0%
9 | 3 | 1 | 6.5088e-10 | 8.189e-10 | 0 | 0% | 0% | 9 | 3 | 1 | 6.5088e-10 | 8.1267e-10 | 0 | 0% | 0%
9 | 3 | 2 | 0 | 0 | 0 | 0% | 0% | 9 | 3 | 2 | 0 | 0 | 0 | 0% | 0%
9 | 3 | 3 | 0 | 0 | 0 | 0% | 0% | 9 | 3 | 3 | 0 | 0 | 0 | 0% | 0%
9 | 3 | 4 | 0 | 0 | 0 | 0% | 0% | 9 | 3 | 4 | 0 | 0 | 0 | 0% | 0%
9 | 3 | 5 | 6.9883e-09 | 8.7923e-09 | 0 | 0% | 0% | 9 | 3 | 5 | 6.9883e-09 | 8.7255e-09 | 0 | 0% | 0%
9 | 3 | 6 | 2.6743e-08 | 3.3647e-08 | 0 | 0% | 0% | 9 | 3 | 6 | 2.6743e-08 | 3.3391e-08 | 0 | 0% | 0%
9 | 3 | 7 | 7.9514e-08 | 1.0004e-07 | 4.5672 | 0.4567% | 4.569e-08% | 9 | 3 | 7 | 7.9514e-08 | 9.928e-08 | 4.5672 | 0.4567% | 4.534e-08%
9 | 3 | 8 | 1.9147e-07 | 2.409e-07 | 136.5996 | 13.66% | 3.291e-06% | 9 | 3 | 8 | 1.9425e-07 | 2.4253e-07 | 136.5996 | 13.66% | 3.313e-06%
9 | 3 | 9 | 4.073e-07 | 5.1245e-07 | 328.7712 | 32.88% | 1.685e-05% | 9 | 3 | 9 | 4.1582e-07 | 5.1919e-07 | 328.7712 | 32.88% | 1.707e-05%
9 | 3 | 10 | 6.0943e-07 | 7.6675e-07 | 501.552 | 50.16% | 3.846e-05% | 9 | 3 | 10 | 6.2673e-07 | 7.8252e-07 | 501.552 | 50.16% | 3.925e-05%
9 | 3 | 11 | 1.6847e-06 | 2.1196e-06 | 636.0468 | 63.6% | 0.0001348% | 9 | 3 | 11 | 1.7444e-06 | 2.178e-06 | 636.0468 | 63.6% | 0.0001385%
9 | 3 | 12 | 2.2316e-06 | 2.8077e-06 | 712.02 | 71.2% | 0.0001999% | 9 | 3 | 12 | 2.3067e-06 | 2.8801e-06 | 712.02 | 71.2% | 0.0002051%
9 | 3 | 13 | 3.5796e-06 | 4.5037e-06 | 736.1184 | 73.61% | 0.0003315% | 9 | 3 | 13 | 3.6757e-06 | 4.5894e-06 | 736.1184 | 73.61% | 0.0003378%
9 | 3 | 14 | 3.4871e-06 | 4.3873e-06 | 711.4788 | 71.15% | 0.0003121% | 9 | 3 | 14 | 3.5577e-06 | 4.4421e-06 | 711.4788 | 71.15% | 0.000316%
9 | 3 | 15 | 4.7323e-06 | 5.9539e-06 | 651.6948 | 65.17% | 0.000388% | 9 | 3 | 15 | 4.7918e-06 | 5.983e-06 | 651.6948 | 65.17% | 0.0003899%
9 | 3 | 16 | 2.0753e-06 | 2.611e-06 | 543.6672 | 54.37% | 0.000142% | 9 | 3 | 16 | 2.1038e-06 | 2.6268e-06 | 543.6672 | 54.37% | 0.0001428%
9 | 3 | 17 | 6.6276e-07 | 8.3386e-07 | 389.682 | 38.97% | 3.249e-05% | 9 | 3 | 17 | 6.6276e-07 | 8.2751e-07 | 389.682 | 38.97% | 3.225e-05%
9 | 3 | 18 | 1.6282e-07 | 2.0485e-07 | 205.7568 | 20.58% | 4.215e-06% | 9 | 3 | 18 | 1.6282e-07 | 2.0329e-07 | 205.7568 | 20.58% | 4.183e-06%
9 | 3 | 19 | 6.3036e-08 | 7.9309e-08 | 41.9052 | 4.191% | 3.323e-07% | 9 | 3 | 19 | 6.3036e-08 | 7.8706e-08 | 41.9052 | 4.191% | 3.298e-07%
9 | 3 | 20 | 2.8455e-08 | 3.5801e-08 | 0 | 0% | 0% | 9 | 3 | 20 | 2.8455e-08 | 3.5528e-08 | 0 | 0% | 0%
9 | 3 | 21 | 5.9958e-09 | 7.5436e-09 | 0 | 0% | 0% | 9 | 3 | 21 | 5.9958e-09 | 7.4862e-09 | 0 | 0% | 0%
9 | 3 | 22 | 0 | 0 | 0 | 0% | 0% | 9 | 3 | 22 | 0 | 0 | 0 | 0% | 0%
9 | 3 | 23 | 0 | 0 | 0 | 0% | 0% | 9 | 3 | 23 | 0 | 0 | 0 | 0% | 0%
9 | 4 | 0 | 0 | 0 | 0 | 0% | 0% | 9 | 4 | 0 | 0 | 0 | 0 | 0% | 0%
9 | 4 | 1 | 0 | 0 | 0 | 0% | 0% | 9 | 4 | 1 | 0 | 0 | 0 | 0% | 0%
9 | 4 | 2 | 0 | 0 | 0 | 0% | 0% | 9 | 4 | 2 | 0 | 0 | 0 | 0% | 0%
9 | 4 | 3 | 0 | 0 | 0 | 0% | 0% | 9 | 4 | 3 | 0 | 0 | 0 | 0% | 0%
9 | 4 | 4 | 0 | 0 | 0 | 0% | 0% | 9 | 4 | 4 | 0 | 0 | 0 | 0% | 0%
9 | 4 | 5 | 0 | 0 | 0 | 0% | 0% | 9 | 4 | 5 | 0 | 0 | 0 | 0% | 0%
9 | 4 | 6 | 0 | 0 | 0 | 0% | 0% | 9 | 4 | 6 | 0 | 0 | 0 | 0% | 0%
9 | 4 | 7 | 0 | 0 | 4.6272 | 0.4627% | 0% | 9 | 4 | 7 | 0 | 0 | 4.6272 | 0.4627% | 0%
9 | 4 | 8 | 0 | 0 | 138.2448 | 13.82% | 0% | 9 | 4 | 8 | 0 | 0 | 138.2448 | 13.82% | 0%
9 | 4 | 9 | 0 | 0 | 332.1048 | 33.21% | 0% | 9 | 4 | 9 | 0 | 0 | 332.1048 | 33.21% | 0%
9 | 4 | 10 | 0 | 0 | 505.8348 | 50.58% | 0% | 9 | 4 | 10 | 0 | 0 | 505.8348 | 50.58% | 0%
9 | 4 | 11 | 0 | 0 | 633.1068 | 63.31% | 0% | 9 | 4 | 11 | 0 | 0 | 633.1068 | 63.31% | 0%
9 | 4 | 12 | 0 | 0 | 709.2048 | 70.92% | 0% | 9 | 4 | 12 | 0 | 0 | 709.2048 | 70.92% | 0%
9 | 4 | 13 | 0 | 0 | 740.4 | 74.04% | 0% | 9 | 4 | 13 | 0 | 0 | 740.4 | 74.04% | 0%
9 | 4 | 14 | 0 | 0 | 726.756 | 72.68% | 0% | 9 | 4 | 14 | 0 | 0 | 726.756 | 72.68% | 0%
9 | 4 | 15 | 5.7137e-10 | 7.1887e-10 | 664.9932 | 66.5% | 4.78e-08% | 9 | 4 | 15 | 5.7137e-10 | 7.134e-10 | 664.9932 | 66.5% | 4.744e-08%
9 | 4 | 16 | 1.4637e-09 | 1.8415e-09 | 560.1288 | 56.01% | 1.031e-07% | 9 | 4 | 16 | 1.4886e-09 | 1.8586e-09 | 560.1288 | 56.01% | 1.041e-07%
9 | 4 | 17 | 5.1487e-10 | 6.4778e-10 | 345.7872 | 34.58% | 2.24e-08% | 9 | 4 | 17 | 5.1487e-10 | 6.4285e-10 | 345.7872 | 34.58% | 2.223e-08%
9 | 4 | 18 | 0 | 0 | 203.8656 | 20.39% | 0% | 9 | 4 | 18 | 0 | 0 | 203.8656 | 20.39% | 0%
9 | 4 | 19 | 0 | 0 | 40.026 | 4.003% | 0% | 9 | 4 | 19 | 0 | 0 | 40.026 | 4.003% | 0%
9 | 4 | 20 | 0 | 0 | 0 | 0% | 0% | 9 | 4 | 20 | 0 | 0 | 0 | 0% | 0%
9 | 4 | 21 | 0 | 0 | 0 | 0% | 0% | 9 | 4 | 21 | 0 | 0 | 0 | 0% | 0%
9 | 4 | 22 | 0 | 0 | 0 | 0% | 0% | 9 | 4 | 22 | 0 | 0 | 0 | 0% | 0%
9 | 4 | 23 | 0 | 0 | 0 | 0% | 0% | 9 | 4 | 23 | 0 | 0 | 0 | 0% | 0%
9 | 5 | 0 | 0 | 0 | 0 | 0% | 0% | 9 | 5 | 0 | 0 | 0 | 0 | 0% | 0%
9 | 5 | 1 | 0 | 0 | 0 | 0% | 0% | 9 | 5 | 1 | 0 | 0 | 0 | 0% | 0%
9 | 5 | 2 | 0 | 0 | 0 | 0% | 0% | 9 | 5 | 2 | 0 | 0 | 0 | 0% | 0%
9 | 5 | 3 | 0 | 0 | 0 | 0% | 0% | 9 | 5 | 3 | 0 | 0 | 0 | 0% | 0%
9 | 5 | 4 | 0 | 0 | 0 | 0% | 0% | 9 | 5 | 4 | 0 | 0 | 0 | 0% | 0%
9 | 5 | 5 | 0 | 0 | 0 | 0% | 0% | 9 | 5 | 5 | 0 | 0 | 0 | 0% | 0%
9 | 5 | 6 | 0 | 0 | 0 | 0% | 0% | 9 | 5 | 6 | 0 | 0 | 0 | 0% | 0%
9 | 5 | 7 | 0 | 0 | 5.7876 | 0.5788% | 0% | 9 | 5 | 7 | 0 | 0 | 5.7876 | 0.5788% | 0%
9 | 5 | 8 | 0 | 0 | 138.3648 | 13.84% | 0% | 9 | 5 | 8 | 0 | 0 | 138.3648 | 13.84% | 0%
9 | 5 | 9 | 0 | 0 | 342.7164 | 34.27% | 0% | 9 | 5 | 9 | 0 | 0 | 342.7164 | 34.27% | 0%
9 | 5 | 10 | 0 | 0 | 517.7448 | 51.77% | 0% | 9 | 5 | 10 | 0 | 0 | 517.7448 | 51.77% | 0%
9 | 5 | 11 | 0 | 0 | 642.3108 | 64.23% | 0% | 9 | 5 | 11 | 0 | 0 | 642.3108 | 64.23% | 0%
9 | 5 | 12 | 0 | 0 | 715.488 | 71.55% | 0% | 9 | 5 | 12 | 0 | 0 | 715.488 | 71.55% | 0%
9 | 5 | 13 | 0 | 0 | 774.522 | 77.45% | 0% | 9 | 5 | 13 | 0 | 0 | 774.522 | 77.45% | 0%
9 | 5 | 14 | 0 | 0 | 750.0468 | 75% | 0% | 9 | 5 | 14 | 0 | 0 | 750.0468 | 75% | 0%
9 | 5 | 15 | 5.3671e-10 | 6.7527e-10 | 684.4164 | 68.44% | 4.622e-08% | 9 | 5 | 15 | 5.6163e-10 | 7.0124e-10 | 684.4164 | 68.44% | 4.799e-08%
9 | 5 | 16 | 2.2588e-09 | 2.8419e-09 | 385.1976 | 38.52% | 1.095e-07% | 9 | 5 | 16 | 2.2588e-09 | 2.8203e-09 | 385.1976 | 38.52% | 1.086e-07%
9 | 5 | 17 | 1.8458e-09 | 2.3223e-09 | 30.2508 | 3.025% | 7.025e-09% | 9 | 5 | 17 | 1.8458e-09 | 2.3046e-09 | 30.2508 | 3.025% | 6.972e-09%
9 | 5 | 18 | 0 | 0 | 183.5316 | 18.35% | 0% | 9 | 5 | 18 | 0 | 0 | 183.5316 | 18.35% | 0%
9 | 5 | 19 | 0 | 0 | 33.0024 | 3.3% | 0% | 9 | 5 | 19 | 0 | 0 | 33.0024 | 3.3% | 0%
9 | 5 | 20 | 0 | 0 | 0 | 0% | 0% | 9 | 5 | 20 | 0 | 0 | 0 | 0% | 0%
9 | 5 | 21 | 0 | 0 | 0 | 0% | 0% | 9 | 5 | 21 | 0 | 0 | 0 | 0% | 0%
9 | 5 | 22 | 0 | 0 | 0 | 0% | 0% | 9 | 5 | 22 | 0 | 0 | 0 | 0% | 0%
9 | 5 | 23 | 0 | 0 | 0 | 0% | 0% | 9 | 5 | 23 | 0 | 0 | 0 | 0% | 0%
9 | 6 | 0 | 0 | 0 | 0 | 0% | 0% | 9 | 6 | 0 | 0 | 0 | 0 | 0% | 0%
9 | 6 | 1 | 0 | 0 | 0 | 0% | 0% | 9 | 6 | 1 | 0 | 0 | 0 | 0% | 0%
9 | 6 | 2 | 0 | 0 | 0 | 0% | 0% | 9 | 6 | 2 | 0 | 0 | 0 | 0% | 0%
9 | 6 | 3 | 0 | 0 | 0 | 0% | 0% | 9 | 6 | 3 | 0 | 0 | 0 | 0% | 0%
9 | 6 | 4 | 0 | 0 | 0 | 0% | 0% | 9 | 6 | 4 | 0 | 0 | 0 | 0% | 0%
9 | 6 | 5 | 0 | 0 | 0 | 0% | 0% | 9 | 6 | 5 | 0 | 0 | 0 | 0% | 0%
9 | 6 | 6 | 0 | 0 | 0 | 0% | 0% | 9 | 6 | 6 | 0 | 0 | 0 | 0% | 0%
9 | 6 | 7 | 0 | 0 | 4.4232 | 0.4423% | 0% | 9 | 6 | 7 | 0 | 0 | 4.4232 | 0.4423% | 0%
9 | 6 | 8 | 0 | 0 | 140.7048 | 14.07% | 0% | 9 | 6 | 8 | 0 | 0 | 140.7048 | 14.07% | 0%
9 | 6 | 9 | 0 | 0 | 350.3712 | 35.04% | 0% | 9 | 6 | 9 | 0 | 0 | 350.3712 | 35.04% | 0%
9 | 6 | 10 | 0 | 0 | 518.6868 | 51.87% | 0% | 9 | 6 | 10 | 0 | 0 | 518.6868 | 51.87% | 0%
9 | 6 | 11 | 0 | 0 | 640.3872 | 64.04% | 0% | 9 | 6 | 11 | 0 | 0 | 640.3872 | 64.04% | 0%
9 | 6 | 12 | 1.2382e-09 | 1.5578e-09 | 713.796 | 71.38% | 1.112e-07% | 9 | 6 | 12 | 1.2909e-09 | 1.6118e-09 | 713.796 | 71.38% | 1.151e-07%
9 | 6 | 13 | 6.9472e-09 | 8.7406e-09 | 739.5924 | 73.96% | 6.465e-07% | 9 | 6 | 13 | 7.1654e-09 | 8.9466e-09 | 739.5924 | 73.96% | 6.617e-07%
9 | 6 | 14 | 3.1475e-08 | 3.96e-08 | 716.4588 | 71.65% | 2.837e-06% | 9 | 6 | 14 | 3.2189e-08 | 4.0191e-08 | 716.4588 | 71.65% | 2.88e-06%
9 | 6 | 15 | 8.0187e-08 | 1.0089e-07 | 656.9412 | 65.69% | 6.628e-06% | 9 | 6 | 15 | 8.0761e-08 | 1.0084e-07 | 656.9412 | 65.69% | 6.624e-06%
9 | 6 | 16 | 2.1232e-07 | 2.6713e-07 | 550.2564 | 55.03% | 1.47e-05% | 9 | 6 | 16 | 2.1384e-07 | 2.67e-07 | 550.2564 | 55.03% | 1.469e-05%
9 | 6 | 17 | 2.1224e-07 | 2.6703e-07 | 393.528 | 39.35% | 1.051e-05% | 9 | 6 | 17 | 2.1224e-07 | 2.65e-07 | 393.528 | 39.35% | 1.043e-05%
9 | 6 | 18 | 1.194e-07 | 1.5022e-07 | 199.9176 | 19.99% | 3.003e-06% | 9 | 6 | 18 | 1.194e-07 | 1.4908e-07 | 199.9176 | 19.99% | 2.98e-06%
9 | 6 | 19 | 9.7601e-08 | 1.228e-07 | 35.0724 | 3.507% | 4.307e-07% | 9 | 6 | 19 | 9.7601e-08 | 1.2186e-07 | 35.0724 | 3.507% | 4.274e-07%
9 | 6 | 20 | 2.7369e-08 | 3.4434e-08 | 0 | 0% | 0% | 9 | 6 | 20 | 2.7369e-08 | 3.4172e-08 | 0 | 0% | 0%
9 | 6 | 21 | 1.7977e-09 | 2.2617e-09 | 0 | 0% | 0% | 9 | 6 | 21 | 1.7977e-09 | 2.2445e-09 | 0 | 0% | 0%
9 | 6 | 22 | 0 | 0 | 0 | 0% | 0% | 9 | 6 | 22 | 0 | 0 | 0 | 0% | 0%
9 | 6 | 23 | 0 | 0 | 0 | 0% | 0% | 9 | 6 | 23 | 0 | 0 | 0 | 0% | 0%
9 | 7 | 0 | 0 | 0 | 0 | 0% | 0% | 9 | 7 | 0 | 0 | 0 | 0 | 0% | 0%
9 | 7 | 1 | 0 | 0 | 0 | 0% | 0% | 9 | 7 | 1 | 0 | 0 | 0 | 0% | 0%
9 | 7 | 2 | 0 | 0 | 0 | 0% | 0% | 9 | 7 | 2 | 0 | 0 | 0 | 0% | 0%
9 | 7 | 3 | 0 | 0 | 0 | 0% | 0% | 9 | 7 | 3 | 0 | 0 | 0 | 0% | 0%
9 | 7 | 4 | 0 | 0 | 0 | 0% | 0% | 9 | 7 | 4 | 0 | 0 | 0 | 0% | 0%
9 | 7 | 5 | 0 | 0 | 0 | 0% | 0% | 9 | 7 | 5 | 0 | 0 | 0 | 0% | 0%
9 | 7 | 6 | 7.1171e-10 | 8.9544e-10 | 0 | 0% | 0% | 9 | 7 | 6 | 7.1171e-10 | 8.8863e-10 | 0 | 0% | 0%
9 | 7 | 7 | 4.3206e-09 | 5.4359e-09 | 3.9528 | 0.3953% | 2.149e-09% | 9 | 7 | 7 | 4.3206e-09 | 5.3946e-09 | 3.9528 | 0.3953% | 2.132e-09%
9 | 7 | 8 | 2.2939e-08 | 2.8861e-08 | 138.5244 | 13.85% | 3.998e-07% | 9 | 7 | 8 | 2.2939e-08 | 2.8641e-08 | 138.5244 | 13.85% | 3.968e-07%
9 | 7 | 9 | 1.0445e-07 | 1.3141e-07 | 345.1896 | 34.52% | 4.536e-06% | 9 | 7 | 9 | 1.0445e-07 | 1.3041e-07 | 345.1896 | 34.52% | 4.502e-06%
9 | 7 | 10 | 5.2972e-07 | 6.6646e-07 | 525.1008 | 52.51% | 3.5e-05% | 9 | 7 | 10 | 5.2972e-07 | 6.6139e-07 | 525.1008 | 52.51% | 3.473e-05%
9 | 7 | 11 | 3.924e-06 | 4.937e-06 | 657.0744 | 65.71% | 0.0003244% | 9 | 7 | 11 | 3.9759e-06 | 4.9643e-06 | 657.0744 | 65.71% | 0.0003262%
9 | 7 | 12 | 2.7778e-05 | 3.495e-05 | 710.4036 | 71.04% | 0.002483% | 9 | 7 | 12 | 2.8266e-05 | 3.5292e-05 | 710.4036 | 71.04% | 0.002507%
9 | 7 | 13 | 0.00010827 | 0.00013622 | 315.4212 | 31.54% | 0.004297% | 9 | 7 | 13 | 0.00011011 | 0.00013748 | 315.4212 | 31.54% | 0.004336%
9 | 7 | 14 | 0.00048373 | 0.0006086 | 148.9992 | 14.9% | 0.009068% | 9 | 7 | 14 | 0.00048865 | 0.00061012 | 148.9992 | 14.9% | 0.009091%
9 | 7 | 15 | 0.00056932 | 0.0007163 | 525.0336 | 52.5% | 0.03761% | 9 | 7 | 15 | 0.00057553 | 0.00071859 | 525.0336 | 52.5% | 0.03773%
9 | 7 | 16 | 0.00024686 | 0.00031059 | 561.3792 | 56.14% | 0.01744% | 9 | 7 | 16 | 0.00024686 | 0.00030823 | 561.3792 | 56.14% | 0.0173%
9 | 7 | 17 | 5.5323e-05 | 6.9604e-05 | 74.0412 | 7.404% | 0.0005154% | 9 | 7 | 17 | 5.5323e-05 | 6.9075e-05 | 74.0412 | 7.404% | 0.0005114%
9 | 7 | 18 | 1.9361e-05 | 2.4359e-05 | 51.984 | 5.198% | 0.0001266% | 9 | 7 | 18 | 1.9361e-05 | 2.4174e-05 | 51.984 | 5.198% | 0.0001257%
9 | 7 | 19 | 1.5097e-05 | 1.8994e-05 | 2.508 | 0.2508% | 4.764e-06% | 9 | 7 | 19 | 1.5097e-05 | 1.8849e-05 | 2.508 | 0.2508% | 4.727e-06%
9 | 7 | 20 | 4.4008e-06 | 5.5369e-06 | 0 | 0% | 0% | 9 | 7 | 20 | 4.4008e-06 | 5.4948e-06 | 0 | 0% | 0%
9 | 7 | 21 | 5.2202e-07 | 6.5679e-07 | 0 | 0% | 0% | 9 | 7 | 21 | 5.2202e-07 | 6.5179e-07 | 0 | 0% | 0%
9 | 7 | 22 | 6.9028e-08 | 8.6847e-08 | 0 | 0% | 0% | 9 | 7 | 22 | 6.9028e-08 | 8.6187e-08 | 0 | 0% | 0%
9 | 7 | 23 | 8.1871e-09 | 1.0301e-08 | 0 | 0% | 0% | 9 | 7 | 23 | 8.1871e-09 | 1.0222e-08 | 0 | 0% | 0%
9 | 8 | 0 | 1.129e-09 | 1.4205e-09 | 0 | 0% | 0% | 9 | 8 | 0 | 1.129e-09 | 1.4097e-09 | 0 | 0% | 0%
9 | 8 | 1 | 0 | 0 | 0 | 0% | 0% | 9 | 8 | 1 | 0 | 0 | 0 | 0% | 0%
9 | 8 | 2 | 0 | 0 | 0 | 0% | 0% | 9 | 8 | 2 | 0 | 0 | 0 | 0% | 0%
9 | 8 | 3 | 0 | 0 | 0 | 0% | 0% | 9 | 8 | 3 | 0 | 0 | 0 | 0% | 0%
9 | 8 | 4 | 0 | 0 | 0 | 0% | 0% | 9 | 8 | 4 | 0 | 0 | 0 | 0% | 0%
9 | 8 | 5 | 1.5249e-09 | 1.9185e-09 | 0 | 0% | 0% | 9 | 8 | 5 | 1.5249e-09 | 1.9039e-09 | 0 | 0% | 0%
9 | 8 | 6 | 7.152e-09 | 8.9983e-09 | 0 | 0% | 0% | 9 | 8 | 6 | 7.152e-09 | 8.9299e-09 | 0 | 0% | 0%
9 | 8 | 7 | 1.1964e-08 | 1.5053e-08 | 3.5556 | 0.3556% | 5.352e-09% | 9 | 8 | 7 | 1.1964e-08 | 1.4939e-08 | 3.5556 | 0.3556% | 5.312e-09%
9 | 8 | 8 | 2.5958e-08 | 3.2659e-08 | 137.664 | 13.77% | 4.496e-07% | 9 | 8 | 8 | 2.6353e-08 | 3.2903e-08 | 137.664 | 13.77% | 4.53e-07%
9 | 8 | 9 | 7.8417e-08 | 9.866e-08 | 351.432 | 35.14% | 3.467e-06% | 9 | 8 | 9 | 7.9573e-08 | 9.9354e-08 | 351.432 | 35.14% | 3.492e-06%
9 | 8 | 10 | 1.7793e-07 | 2.2386e-07 | 544.2384 | 54.42% | 1.218e-05% | 9 | 8 | 10 | 1.8339e-07 | 2.2898e-07 | 544.2384 | 54.42% | 1.246e-05%
9 | 8 | 11 | 4.438e-07 | 5.5837e-07 | 685.9908 | 68.6% | 3.83e-05% | 9 | 8 | 11 | 4.563e-07 | 5.6972e-07 | 685.9908 | 68.6% | 3.908e-05%
9 | 8 | 12 | 9.7061e-07 | 1.2212e-06 | 766.092 | 76.61% | 9.355e-05% | 9 | 8 | 12 | 9.9094e-07 | 1.2373e-06 | 766.092 | 76.61% | 9.479e-05%
9 | 8 | 13 | 2.0198e-06 | 2.5412e-06 | 795.7608 | 79.58% | 0.0002022% | 9 | 8 | 13 | 2.0475e-06 | 2.5565e-06 | 795.7608 | 79.58% | 0.0002034%
9 | 8 | 14 | 3.7704e-06 | 4.7437e-06 | 425.958 | 42.6% | 0.0002021% | 9 | 8 | 14 | 3.8206e-06 | 4.7704e-06 | 425.958 | 42.6% | 0.0002032%
9 | 8 | 15 | 7.6681e-06 | 9.6476e-06 | 388.4772 | 38.85% | 0.0003748% | 9 | 8 | 15 | 7.7155e-06 | 9.6334e-06 | 388.4772 | 38.85% | 0.0003742%
9 | 8 | 16 | 6.2492e-06 | 7.8625e-06 | 594.3648 | 59.44% | 0.0004673% | 9 | 8 | 16 | 6.3288e-06 | 7.902e-06 | 594.3648 | 59.44% | 0.0004697%
9 | 8 | 17 | 3.0333e-06 | 3.8164e-06 | 410.0628 | 41.01% | 0.0001565% | 9 | 8 | 17 | 3.0333e-06 | 3.7873e-06 | 410.0628 | 41.01% | 0.0001553%
9 | 8 | 18 | 6.9093e-07 | 8.6929e-07 | 205.0224 | 20.5% | 1.782e-05% | 9 | 8 | 18 | 6.9093e-07 | 8.6268e-07 | 205.0224 | 20.5% | 1.769e-05%
9 | 8 | 19 | 4.6617e-07 | 5.8652e-07 | 31.9536 | 3.195% | 1.874e-06% | 9 | 8 | 19 | 4.6617e-07 | 5.8205e-07 | 31.9536 | 3.195% | 1.86e-06%
9 | 8 | 20 | 1.1759e-07 | 1.4794e-07 | 0 | 0% | 0% | 9 | 8 | 20 | 1.1759e-07 | 1.4681e-07 | 0 | 0% | 0%
9 | 8 | 21 | 1.582e-08 | 1.9904e-08 | 0 | 0% | 0% | 9 | 8 | 21 | 1.582e-08 | 1.9753e-08 | 0 | 0% | 0%
9 | 8 | 22 | 1.1839e-09 | 1.4896e-09 | 0 | 0% | 0% | 9 | 8 | 22 | 1.1839e-09 | 1.4782e-09 | 0 | 0% | 0%
9 | 8 | 23 | 0 | 0 | 0 | 0% | 0% | 9 | 8 | 23 | 0 | 0 | 0 | 0% | 0%
9 | 9 | 0 | 0 | 0 | 0 | 0% | 0% | 9 | 9 | 0 | 0 | 0 | 0 | 0% | 0%
9 | 9 | 1 | 0 | 0 | 0 | 0% | 0% | 9 | 9 | 1 | 0 | 0 | 0 | 0% | 0%
9 | 9 | 2 | 0 | 0 | 0 | 0% | 0% | 9 | 9 | 2 | 0 | 0 | 0 | 0% | 0%
9 | 9 | 3 | 0 | 0 | 0 | 0% | 0% | 9 | 9 | 3 | 0 | 0 | 0 | 0% | 0%
9 | 9 | 4 | 0 | 0 | 0 | 0% | 0% | 9 | 9 | 4 | 0 | 0 | 0 | 0% | 0%
9 | 9 | 5 | 0 | 0 | 0 | 0% | 0% | 9 | 9 | 5 | 0 | 0 | 0 | 0% | 0%
9 | 9 | 6 | 0 | 0 | 0 | 0% | 0% | 9 | 9 | 6 | 0 | 0 | 0 | 0% | 0%
9 | 9 | 7 | 4.952e-10 | 6.2303e-10 | 0.7968 | 0.07968% | 4.964e-11% | 9 | 9 | 7 | 4.952e-10 | 6.1829e-10 | 0.7968 | 0.07968% | 4.927e-11%
9 | 9 | 8 | 2.0586e-09 | 2.5901e-09 | 101.7768 | 10.18% | 2.636e-08% | 9 | 9 | 8 | 2.0935e-09 | 2.6139e-09 | 101.7768 | 10.18% | 2.66e-08%
9 | 9 | 9 | 8.6656e-09 | 1.0903e-08 | 109.8072 | 10.98% | 1.197e-07% | 9 | 9 | 9 | 8.8754e-09 | 1.1082e-08 | 109.8072 | 10.98% | 1.217e-07%
9 | 9 | 10 | 1.4518e-08 | 1.8266e-08 | 235.206 | 23.52% | 4.296e-07% | 9 | 9 | 10 | 1.5092e-08 | 1.8843e-08 | 235.206 | 23.52% | 4.432e-07%
9 | 9 | 11 | 4.2415e-08 | 5.3364e-08 | 23.112 | 2.311% | 1.233e-07% | 9 | 9 | 11 | 4.4133e-08 | 5.5103e-08 | 23.112 | 2.311% | 1.274e-07%
9 | 9 | 12 | 8.3834e-08 | 1.0548e-07 | 261.0444 | 26.1% | 2.753e-06% | 9 | 9 | 12 | 8.6927e-08 | 1.0854e-07 | 261.0444 | 26.1% | 2.833e-06%
9 | 9 | 13 | 1.8073e-07 | 2.2738e-07 | 288.9012 | 28.89% | 6.569e-06% | 9 | 9 | 13 | 1.8761e-07 | 2.3425e-07 | 288.9012 | 28.89% | 6.767e-06%
9 | 9 | 14 | 3.6156e-07 | 4.549e-07 | 399.3996 | 39.94% | 1.817e-05% | 9 | 9 | 14 | 3.6668e-07 | 4.5782e-07 | 399.3996 | 39.94% | 1.829e-05%
9 | 9 | 15 | 4.1605e-07 | 5.2346e-07 | 513.4116 | 51.34% | 2.687e-05% | 9 | 9 | 15 | 4.2229e-07 | 5.2727e-07 | 513.4116 | 51.34% | 2.707e-05%
9 | 9 | 16 | 2.784e-07 | 3.5027e-07 | 292.3848 | 29.24% | 1.024e-05% | 9 | 9 | 16 | 2.784e-07 | 3.4761e-07 | 292.3848 | 29.24% | 1.016e-05%
9 | 9 | 17 | 1.3453e-07 | 1.6926e-07 | 63.2472 | 6.325% | 1.071e-06% | 9 | 9 | 17 | 1.3453e-07 | 1.6797e-07 | 63.2472 | 6.325% | 1.062e-06%
9 | 9 | 18 | 7.4915e-08 | 9.4254e-08 | 88.0704 | 8.807% | 8.301e-07% | 9 | 9 | 18 | 7.4915e-08 | 9.3537e-08 | 88.0704 | 8.807% | 8.238e-07%
9 | 9 | 19 | 1.2772e-07 | 1.6069e-07 | 6.5964 | 0.6596% | 1.06e-07% | 9 | 9 | 19 | 1.2772e-07 | 1.5947e-07 | 6.5964 | 0.6596% | 1.052e-07%
9 | 9 | 20 | 4.3692e-08 | 5.4971e-08 | 0 | 0% | 0% | 9 | 9 | 20 | 4.3692e-08 | 5.4553e-08 | 0 | 0% | 0%
9 | 9 | 21 | 6.8795e-09 | 8.6554e-09 | 0 | 0% | 0% | 9 | 9 | 21 | 6.8795e-09 | 8.5896e-09 | 0 | 0% | 0%
9 | 9 | 22 | 0 | 0 | 0 | 0% | 0% | 9 | 9 | 22 | 0 | 0 | 0 | 0% | 0%
9 | 9 | 23 | 0 | 0 | 0 | 0% | 0% | 9 | 9 | 23 | 0 | 0 | 0 | 0% | 0%
9 | 10 | 0 | 0 | 0 | 0 | 0% | 0% | 9 | 10 | 0 | 0 | 0 | 0 | 0% | 0%
9 | 10 | 1 | 0 | 0 | 0 | 0% | 0% | 9 | 10 | 1 | 0 | 0 | 0 | 0% | 0%
9 | 10 | 2 | 0 | 0 | 0 | 0% | 0% | 9 | 10 | 2 | 0 | 0 | 0 | 0% | 0%
9 | 10 | 3 | 0 | 0 | 0 | 0% | 0% | 9 | 10 | 3 | 0 | 0 | 0 | 0% | 0%
9 | 10 | 4 | 0 | 0 | 0 | 0% | 0% | 9 | 10 | 4 | 0 | 0 | 0 | 0% | 0%
9 | 10 | 5 | 0 | 0 | 0 | 0% | 0% | 9 | 10 | 5 | 0 | 0 | 0 | 0% | 0%
9 | 10 | 6 | 0 | 0 | 0 | 0% | 0% | 9 | 10 | 6 | 0 | 0 | 0 | 0% | 0%
9 | 10 | 7 | 1.2773e-09 | 1.607e-09 | 0 | 0% | 0% | 9 | 10 | 7 | 1.2773e-09 | 1.5948e-09 | 0 | 0% | 0%
9 | 10 | 8 | 2.6582e-09 | 3.3444e-09 | 112.3332 | 11.23% | 3.757e-08% | 9 | 10 | 8 | 2.702e-09 | 3.3737e-09 | 112.3332 | 11.23% | 3.79e-08%
9 | 10 | 9 | 8.3237e-09 | 1.0472e-08 | 349.2852 | 34.93% | 3.658e-07% | 9 | 10 | 9 | 8.5255e-09 | 1.0645e-08 | 349.2852 | 34.93% | 3.718e-07%
9 | 10 | 10 | 5.3957e-09 | 6.7886e-09 | 541.8984 | 54.19% | 3.679e-07% | 9 | 10 | 10 | 5.5803e-09 | 6.9675e-09 | 541.8984 | 54.19% | 3.776e-07%
9 | 10 | 11 | 7.0982e-09 | 8.9306e-09 | 685.728 | 68.57% | 6.124e-07% | 9 | 10 | 11 | 7.3286e-09 | 9.1504e-09 | 685.728 | 68.57% | 6.275e-07%
9 | 10 | 12 | 9.0158e-09 | 1.1343e-08 | 769.0956 | 76.91% | 8.724e-07% | 9 | 10 | 12 | 9.3114e-09 | 1.1626e-08 | 769.0956 | 76.91% | 8.942e-07%
9 | 10 | 13 | 9.0158e-09 | 1.1343e-08 | 795.3948 | 79.54% | 9.022e-07% | 9 | 10 | 13 | 9.2396e-09 | 1.1536e-08 | 795.3948 | 79.54% | 9.176e-07%
9 | 10 | 14 | 6.2012e-09 | 7.802e-09 | 774.3396 | 77.43% | 6.041e-07% | 9 | 10 | 14 | 6.3016e-09 | 7.8681e-09 | 774.3396 | 77.43% | 6.093e-07%
9 | 10 | 15 | 5.0981e-09 | 6.4142e-09 | 724.8384 | 72.48% | 4.649e-07% | 9 | 10 | 15 | 5.1792e-09 | 6.4666e-09 | 724.8384 | 72.48% | 4.687e-07%
9 | 10 | 16 | 3.4299e-09 | 4.3154e-09 | 602.9556 | 60.3% | 2.602e-07% | 9 | 10 | 16 | 3.4586e-09 | 4.3183e-09 | 602.9556 | 60.3% | 2.604e-07%
9 | 10 | 17 | 2.2778e-09 | 2.8658e-09 | 418.4736 | 41.85% | 1.199e-07% | 9 | 10 | 17 | 2.2778e-09 | 2.844e-09 | 418.4736 | 41.85% | 1.19e-07%
9 | 10 | 18 | 1.657e-09 | 2.0847e-09 | 202.2888 | 20.23% | 4.217e-08% | 9 | 10 | 18 | 1.657e-09 | 2.0689e-09 | 202.2888 | 20.23% | 4.185e-08%
9 | 10 | 19 | 3.6067e-09 | 4.5378e-09 | 28.8828 | 2.888% | 1.311e-08% | 9 | 10 | 19 | 3.6067e-09 | 4.5033e-09 | 28.8828 | 2.888% | 1.301e-08%
9 | 10 | 20 | 2.6135e-09 | 3.2882e-09 | 0 | 0% | 0% | 9 | 10 | 20 | 2.6135e-09 | 3.2632e-09 | 0 | 0% | 0%
9 | 10 | 21 | 1.7596e-10 | 2.2138e-10 | 0 | 0% | 0% | 9 | 10 | 21 | 1.7596e-10 | 2.197e-10 | 0 | 0% | 0%
9 | 10 | 22 | 0 | 0 | 0 | 0% | 0% | 9 | 10 | 22 | 0 | 0 | 0 | 0% | 0%
9 | 10 | 23 | 0 | 0 | 0 | 0% | 0% | 9 | 10 | 23 | 0 | 0 | 0 | 0% | 0%
9 | 11 | 0 | 0 | 0 | 0 | 0% | 0% | 9 | 11 | 0 | 0 | 0 | 0 | 0% | 0%
9 | 11 | 1 | 0 | 0 | 0 | 0% | 0% | 9 | 11 | 1 | 0 | 0 | 0 | 0% | 0%
9 | 11 | 2 | 0 | 0 | 0 | 0% | 0% | 9 | 11 | 2 | 0 | 0 | 0 | 0% | 0%
9 | 11 | 3 | 0 | 0 | 0 | 0% | 0% | 9 | 11 | 3 | 0 | 0 | 0 | 0% | 0%
9 | 11 | 4 | 0 | 0 | 0 | 0% | 0% | 9 | 11 | 4 | 0 | 0 | 0 | 0% | 0%
9 | 11 | 5 | 0 | 0 | 0 | 0% | 0% | 9 | 11 | 5 | 0 | 0 | 0 | 0% | 0%
9 | 11 | 6 | 0 | 0 | 0 | 0% | 0% | 9 | 11 | 6 | 0 | 0 | 0 | 0% | 0%
9 | 11 | 7 | 0 | 0 | 0 | 0% | 0% | 9 | 11 | 7 | 0 | 0 | 0 | 0% | 0%
9 | 11 | 8 | 0 | 0 | 140.9724 | 14.1% | 0% | 9 | 11 | 8 | 0 | 0 | 140.9724 | 14.1% | 0%
9 | 11 | 9 | 0 | 0 | 356.3748 | 35.64% | 0% | 9 | 11 | 9 | 0 | 0 | 356.3748 | 35.64% | 0%
9 | 11 | 10 | 9.9034e-10 | 1.246e-09 | 536.844 | 53.68% | 6.689e-08% | 9 | 11 | 10 | 1.0562e-09 | 1.3188e-09 | 536.844 | 53.68% | 7.08e-08%
9 | 11 | 11 | 5.586e-09 | 7.028e-09 | 662.34 | 66.23% | 4.655e-07% | 9 | 11 | 11 | 5.7661e-09 | 7.1994e-09 | 662.34 | 66.23% | 4.768e-07%
9 | 11 | 12 | 2.2069e-08 | 2.7766e-08 | 98.826 | 9.883% | 2.744e-07% | 9 | 11 | 12 | 2.2771e-08 | 2.8432e-08 | 98.826 | 9.883% | 2.81e-07%
9 | 11 | 13 | 4.7652e-08 | 5.9953e-08 | 197.79 | 19.78% | 1.186e-06% | 9 | 11 | 13 | 4.9184e-08 | 6.141e-08 | 197.79 | 19.78% | 1.215e-06%
9 | 11 | 14 | 4.108e-08 | 5.1685e-08 | 68.7504 | 6.875% | 3.553e-07% | 9 | 11 | 14 | 4.1721e-08 | 5.2093e-08 | 68.7504 | 6.875% | 3.581e-07%
9 | 11 | 15 | 5.03e-08 | 6.3285e-08 | 306.978 | 30.7% | 1.943e-06% | 9 | 11 | 15 | 5.0688e-08 | 6.3287e-08 | 306.978 | 30.7% | 1.943e-06%
9 | 11 | 16 | 4.957e-08 | 6.2366e-08 | 207.2232 | 20.72% | 1.292e-06% | 9 | 11 | 16 | 4.957e-08 | 6.1892e-08 | 207.2232 | 20.72% | 1.283e-06%
9 | 11 | 17 | 3.8323e-08 | 4.8216e-08 | 104.4492 | 10.44% | 5.036e-07% | 9 | 11 | 17 | 3.8323e-08 | 4.785e-08 | 104.4492 | 10.44% | 4.998e-07%
9 | 11 | 18 | 1.7686e-08 | 2.2251e-08 | 52.8516 | 5.285% | 1.176e-07% | 9 | 11 | 18 | 1.7686e-08 | 2.2082e-08 | 52.8516 | 5.285% | 1.167e-07%
9 | 11 | 19 | 2.1699e-08 | 2.73e-08 | 3.846 | 0.3846% | 1.05e-08% | 9 | 11 | 19 | 2.1699e-08 | 2.7093e-08 | 3.846 | 0.3846% | 1.042e-08%
9 | 11 | 20 | 7.9916e-09 | 1.0055e-08 | 0 | 0% | 0% | 9 | 11 | 20 | 7.9916e-09 | 9.9781e-09 | 0 | 0% | 0%
9 | 11 | 21 | 9.3286e-10 | 1.1737e-09 | 0 | 0% | 0% | 9 | 11 | 21 | 9.3286e-10 | 1.1648e-09 | 0 | 0% | 0%
9 | 11 | 22 | 0 | 0 | 0 | 0% | 0% | 9 | 11 | 22 | 0 | 0 | 0 | 0% | 0%
9 | 11 | 23 | 0 | 0 | 0 | 0% | 0% | 9 | 11 | 23 | 0 | 0 | 0 | 0% | 0%
9 | 12 | 0 | 0 | 0 | 0 | 0% | 0% | 9 | 12 | 0 | 0 | 0 | 0 | 0% | 0%
9 | 12 | 1 | 0 | 0 | 0 | 0% | 0% | 9 | 12 | 1 | 0 | 0 | 0 | 0% | 0%
9 | 12 | 2 | 0 | 0 | 0 | 0% | 0% | 9 | 12 | 2 | 0 | 0 | 0 | 0% | 0%
9 | 12 | 3 | 0 | 0 | 0 | 0% | 0% | 9 | 12 | 3 | 0 | 0 | 0 | 0% | 0%
9 | 12 | 4 | 0 | 0 | 0 | 0% | 0% | 9 | 12 | 4 | 0 | 0 | 0 | 0% | 0%
9 | 12 | 5 | 0 | 0 | 0 | 0% | 0% | 9 | 12 | 5 | 0 | 0 | 0 | 0% | 0%
9 | 12 | 6 | 0 | 0 | 0 | 0% | 0% | 9 | 12 | 6 | 0 | 0 | 0 | 0% | 0%
9 | 12 | 7 | 0 | 0 | 0 | 0% | 0% | 9 | 12 | 7 | 0 | 0 | 0 | 0% | 0%
9 | 12 | 8 | 0 | 0 | 147.2088 | 14.72% | 0% | 9 | 12 | 8 | 0 | 0 | 147.2088 | 14.72% | 0%
9 | 12 | 9 | 0 | 0 | 286.5132 | 28.65% | 0% | 9 | 12 | 9 | 0 | 0 | 286.5132 | 28.65% | 0%
9 | 12 | 10 | 0 | 0 | 352.9056 | 35.29% | 0% | 9 | 12 | 10 | 0 | 0 | 352.9056 | 35.29% | 0%
9 | 12 | 11 | 2.8442e-10 | 3.5784e-10 | 201.0204 | 20.1% | 7.193e-09% | 9 | 12 | 11 | 3.2588e-10 | 4.0689e-10 | 201.0204 | 20.1% | 8.179e-09%
9 | 12 | 12 | 2.4406e-09 | 3.0706e-09 | 151.1544 | 15.12% | 4.641e-08% | 9 | 12 | 12 | 2.4857e-09 | 3.1036e-09 | 151.1544 | 15.12% | 4.691e-08%
9 | 12 | 13 | 8.5397e-09 | 1.0744e-08 | 532.722 | 53.27% | 5.724e-07% | 9 | 12 | 13 | 8.7395e-09 | 1.0912e-08 | 532.722 | 53.27% | 5.813e-07%
9 | 12 | 14 | 1.464e-08 | 1.8419e-08 | 135.1116 | 13.51% | 2.489e-07% | 9 | 12 | 14 | 1.4866e-08 | 1.8561e-08 | 135.1116 | 13.51% | 2.508e-07%
9 | 12 | 15 | 3.0737e-08 | 3.8672e-08 | 711.3444 | 71.13% | 2.751e-06% | 9 | 12 | 15 | 3.0737e-08 | 3.8378e-08 | 711.3444 | 71.13% | 2.73e-06%
9 | 12 | 16 | 4.0481e-08 | 5.0932e-08 | 200.0796 | 20.01% | 1.019e-06% | 9 | 12 | 16 | 4.0481e-08 | 5.0544e-08 | 200.0796 | 20.01% | 1.011e-06%
9 | 12 | 17 | 2.8465e-08 | 3.5814e-08 | 452.1144 | 45.21% | 1.619e-06% | 9 | 12 | 17 | 2.8465e-08 | 3.5541e-08 | 452.1144 | 45.21% | 1.607e-06%
9 | 12 | 18 | 1.3074e-08 | 1.6449e-08 | 211.542 | 21.15% | 3.48e-07% | 9 | 12 | 18 | 1.3074e-08 | 1.6324e-08 | 211.542 | 21.15% | 3.453e-07%
9 | 12 | 19 | 1.3923e-08 | 1.7518e-08 | 28.5408 | 2.854% | 5e-08% | 9 | 12 | 19 | 1.3923e-08 | 1.7385e-08 | 28.5408 | 2.854% | 4.962e-08%
9 | 12 | 20 | 2.7971e-09 | 3.5192e-09 | 0 | 0% | 0% | 9 | 12 | 20 | 2.7971e-09 | 3.4924e-09 | 0 | 0% | 0%
9 | 12 | 21 | 0 | 0 | 0 | 0% | 0% | 9 | 12 | 21 | 0 | 0 | 0 | 0% | 0%
9 | 12 | 22 | 0 | 0 | 0 | 0% | 0% | 9 | 12 | 22 | 0 | 0 | 0 | 0% | 0%
9 | 12 | 23 | 0 | 0 | 0 | 0% | 0% | 9 | 12 | 23 | 0 | 0 | 0 | 0% | 0%
9 | 13 | 0 | 0 | 0 | 0 | 0% | 0% | 9 | 13 | 0 | 0 | 0 | 0 | 0% | 0%
9 | 13 | 1 | 0 | 0 | 0 | 0% | 0% | 9 | 13 | 1 | 0 | 0 | 0 | 0% | 0%
9 | 13 | 2 | 0 | 0 | 0 | 0% | 0% | 9 | 13 | 2 | 0 | 0 | 0 | 0% | 0%
9 | 13 | 3 | 0 | 0 | 0 | 0% | 0% | 9 | 13 | 3 | 0 | 0 | 0 | 0% | 0%
9 | 13 | 4 | 0 | 0 | 0 | 0% | 0% | 9 | 13 | 4 | 0 | 0 | 0 | 0% | 0%
9 | 13 | 5 | 0 | 0 | 0 | 0% | 0% | 9 | 13 | 5 | 0 | 0 | 0 | 0% | 0%
9 | 13 | 6 | 0 | 0 | 0 | 0% | 0% | 9 | 13 | 6 | 0 | 0 | 0 | 0% | 0%
9 | 13 | 7 | 0 | 0 | 0 | 0% | 0% | 9 | 13 | 7 | 0 | 0 | 0 | 0% | 0%
9 | 13 | 8 | 1.463e-09 | 1.8407e-09 | 154.458 | 15.45% | 2.843e-08% | 9 | 13 | 8 | 1.488e-09 | 1.8578e-09 | 154.458 | 15.45% | 2.87e-08%
9 | 13 | 9 | 9.857e-09 | 1.2402e-08 | 401.4276 | 40.14% | 4.978e-07% | 9 | 13 | 9 | 1.0098e-08 | 1.2608e-08 | 401.4276 | 40.14% | 5.061e-07%
9 | 13 | 10 | 2.4051e-08 | 3.026e-08 | 616.5552 | 61.66% | 1.866e-06% | 9 | 13 | 10 | 2.4793e-08 | 3.0956e-08 | 616.5552 | 61.66% | 1.909e-06%
9 | 13 | 11 | 9.0826e-08 | 1.1427e-07 | 767.2488 | 76.72% | 8.768e-06% | 9 | 13 | 11 | 9.2904e-08 | 1.16e-07 | 767.2488 | 76.72% | 8.9e-06%
9 | 13 | 12 | 2.5074e-07 | 3.1547e-07 | 857.1564 | 85.72% | 2.704e-05% | 9 | 13 | 12 | 2.5795e-07 | 3.2207e-07 | 857.1564 | 85.72% | 2.761e-05%
9 | 13 | 13 | 8.6991e-07 | 1.0945e-06 | 863.046 | 86.3% | 9.446e-05% | 9 | 13 | 13 | 8.8216e-07 | 1.1015e-06 | 863.046 | 86.3% | 9.506e-05%
9 | 13 | 14 | 2.0903e-06 | 2.6299e-06 | 839.718 | 83.97% | 0.0002208% | 9 | 13 | 14 | 2.105e-06 | 2.6282e-06 | 839.718 | 83.97% | 0.0002207%
9 | 13 | 15 | 5.1503e-06 | 6.4799e-06 | 761.634 | 76.16% | 0.0004935% | 9 | 13 | 15 | 5.1817e-06 | 6.4698e-06 | 761.634 | 76.16% | 0.0004928%
9 | 13 | 16 | 5.9007e-06 | 7.4239e-06 | 634.9776 | 63.5% | 0.0004714% | 9 | 13 | 16 | 5.9007e-06 | 7.3675e-06 | 634.9776 | 63.5% | 0.0004678%
9 | 13 | 17 | 3.7672e-06 | 4.7397e-06 | 450.0408 | 45% | 0.0002133% | 9 | 13 | 17 | 3.7672e-06 | 4.7036e-06 | 450.0408 | 45% | 0.0002117%
9 | 13 | 18 | 1.5179e-06 | 1.9097e-06 | 210.3144 | 21.03% | 4.016e-05% | 9 | 13 | 18 | 1.5179e-06 | 1.8952e-06 | 210.3144 | 21.03% | 3.986e-05%
9 | 13 | 19 | 9.4297e-07 | 1.1864e-06 | 26.5704 | 2.657% | 3.152e-06% | 9 | 13 | 19 | 9.4297e-07 | 1.1774e-06 | 26.5704 | 2.657% | 3.128e-06%
9 | 13 | 20 | 3.0469e-07 | 3.8335e-07 | 0 | 0% | 0% | 9 | 13 | 20 | 3.0469e-07 | 3.8043e-07 | 0 | 0% | 0%
9 | 13 | 21 | 3.1655e-08 | 3.9826e-08 | 0 | 0% | 0% | 9 | 13 | 21 | 3.1655e-08 | 3.9523e-08 | 0 | 0% | 0%
9 | 13 | 22 | 3.021e-09 | 3.8008e-09 | 0 | 0% | 0% | 9 | 13 | 22 | 3.021e-09 | 3.7719e-09 | 0 | 0% | 0%
9 | 13 | 23 | 0 | 0 | 0 | 0% | 0% | 9 | 13 | 23 | 0 | 0 | 0 | 0% | 0%
9 | 14 | 0 | 0 | 0 | 0 | 0% | 0% | 9 | 14 | 0 | 0 | 0 | 0 | 0% | 0%
9 | 14 | 1 | 0 | 0 | 0 | 0% | 0% | 9 | 14 | 1 | 0 | 0 | 0 | 0% | 0%
9 | 14 | 2 | 0 | 0 | 0 | 0% | 0% | 9 | 14 | 2 | 0 | 0 | 0 | 0% | 0%
9 | 14 | 3 | 0 | 0 | 0 | 0% | 0% | 9 | 14 | 3 | 0 | 0 | 0 | 0% | 0%
9 | 14 | 4 | 0 | 0 | 0 | 0% | 0% | 9 | 14 | 4 | 0 | 0 | 0 | 0% | 0%
9 | 14 | 5 | 0 | 0 | 0 | 0% | 0% | 9 | 14 | 5 | 0 | 0 | 0 | 0% | 0%
9 | 14 | 6 | 1.277e-09 | 1.6067e-09 | 0 | 0% | 0% | 9 | 14 | 6 | 1.277e-09 | 1.5945e-09 | 0 | 0% | 0%
9 | 14 | 7 | 3.0457e-09 | 3.8319e-09 | 0 | 0% | 0% | 9 | 14 | 7 | 3.0457e-09 | 3.8028e-09 | 0 | 0% | 0%
9 | 14 | 8 | 1.2863e-08 | 1.6184e-08 | 152.0592 | 15.21% | 2.461e-07% | 9 | 14 | 8 | 1.3079e-08 | 1.633e-08 | 152.0592 | 15.21% | 2.483e-07%
9 | 14 | 9 | 5.6123e-08 | 7.0611e-08 | 393.2136 | 39.32% | 2.777e-06% | 9 | 14 | 9 | 5.7946e-08 | 7.235e-08 | 393.2136 | 39.32% | 2.845e-06%
9 | 14 | 10 | 2.4719e-07 | 3.11e-07 | 591.282 | 59.13% | 1.839e-05% | 9 | 14 | 10 | 2.5419e-07 | 3.1738e-07 | 591.282 | 59.13% | 1.877e-05%
9 | 14 | 11 | 8.943e-07 | 1.1252e-06 | 731.0532 | 73.11% | 8.226e-05% | 9 | 14 | 11 | 9.1912e-07 | 1.1476e-06 | 731.0532 | 73.11% | 8.39e-05%
9 | 14 | 12 | 3.9759e-06 | 5.0023e-06 | 814.386 | 81.44% | 0.0004074% | 9 | 14 | 12 | 4.0779e-06 | 5.0916e-06 | 814.386 | 81.44% | 0.0004146%
9 | 14 | 13 | 1.3292e-05 | 1.6723e-05 | 841.9932 | 84.2% | 0.001408% | 9 | 14 | 13 | 1.3625e-05 | 1.7012e-05 | 841.9932 | 84.2% | 0.001432%
9 | 14 | 14 | 2.3004e-05 | 2.8942e-05 | 816.9312 | 81.69% | 0.002364% | 9 | 14 | 14 | 2.33e-05 | 2.9092e-05 | 816.9312 | 81.69% | 0.002377%
9 | 14 | 15 | 2.2177e-05 | 2.7902e-05 | 740.484 | 74.05% | 0.002066% | 9 | 14 | 15 | 2.2438e-05 | 2.8016e-05 | 740.484 | 74.05% | 0.002075%
9 | 14 | 16 | 1.2184e-05 | 1.533e-05 | 615.9984 | 61.6% | 0.0009443% | 9 | 14 | 16 | 1.2262e-05 | 1.531e-05 | 615.9984 | 61.6% | 0.0009431%
9 | 14 | 17 | 4.0997e-06 | 5.158e-06 | 435.3576 | 43.54% | 0.0002246% | 9 | 14 | 17 | 4.0997e-06 | 5.1188e-06 | 435.3576 | 43.54% | 0.0002228%
9 | 14 | 18 | 1.9235e-06 | 2.42e-06 | 202.6452 | 20.26% | 4.904e-05% | 9 | 14 | 18 | 1.9235e-06 | 2.4016e-06 | 202.6452 | 20.26% | 4.867e-05%
9 | 14 | 19 | 2.0875e-06 | 2.6264e-06 | 24.1212 | 2.412% | 6.335e-06% | 9 | 14 | 19 | 2.0875e-06 | 2.6064e-06 | 24.1212 | 2.412% | 6.287e-06%
9 | 14 | 20 | 4.4033e-07 | 5.5401e-07 | 0 | 0% | 0% | 9 | 14 | 20 | 4.4033e-07 | 5.4979e-07 | 0 | 0% | 0%
9 | 14 | 21 | 4.8773e-08 | 6.1364e-08 | 0 | 0% | 0% | 9 | 14 | 21 | 4.8773e-08 | 6.0897e-08 | 0 | 0% | 0%
9 | 14 | 22 | 3.4e-09 | 4.2777e-09 | 0 | 0% | 0% | 9 | 14 | 22 | 3.4e-09 | 4.2452e-09 | 0 | 0% | 0%
9 | 14 | 23 | 0 | 0 | 0 | 0% | 0% | 9 | 14 | 23 | 0 | 0 | 0 | 0% | 0%
9 | 15 | 0 | 0 | 0 | 0 | 0% | 0% | 9 | 15 | 0 | 0 | 0 | 0 | 0% | 0%
9 | 15 | 1 | 0 | 0 | 0 | 0% | 0% | 9 | 15 | 1 | 0 | 0 | 0 | 0% | 0%
9 | 15 | 2 | 0 | 0 | 0 | 0% | 0% | 9 | 15 | 2 | 0 | 0 | 0 | 0% | 0%
9 | 15 | 3 | 0 | 0 | 0 | 0% | 0% | 9 | 15 | 3 | 0 | 0 | 0 | 0% | 0%
9 | 15 | 4 | 0 | 0 | 0 | 0% | 0% | 9 | 15 | 4 | 0 | 0 | 0 | 0% | 0%
9 | 15 | 5 | 0 | 0 | 0 | 0% | 0% | 9 | 15 | 5 | 0 | 0 | 0 | 0% | 0%
9 | 15 | 6 | 1.0908e-09 | 1.3724e-09 | 0 | 0% | 0% | 9 | 15 | 6 | 1.0908e-09 | 1.362e-09 | 0 | 0% | 0%
9 | 15 | 7 | 4.2872e-09 | 5.394e-09 | 0 | 0% | 0% | 9 | 15 | 7 | 4.2872e-09 | 5.353e-09 | 0 | 0% | 0%
9 | 15 | 8 | 1.3932e-08 | 1.7528e-08 | 151.0728 | 15.11% | 2.648e-07% | 9 | 15 | 8 | 1.416e-08 | 1.768e-08 | 151.0728 | 15.11% | 2.671e-07%
9 | 15 | 9 | 7.4973e-08 | 9.4327e-08 | 392.6376 | 39.26% | 3.704e-06% | 9 | 15 | 9 | 7.6712e-08 | 9.5781e-08 | 392.6376 | 39.26% | 3.761e-06%
9 | 15 | 10 | 2.786e-07 | 3.5052e-07 | 584.784 | 58.48% | 2.05e-05% | 9 | 15 | 10 | 2.8652e-07 | 3.5775e-07 | 584.784 | 58.48% | 2.092e-05%
9 | 15 | 11 | 1.3328e-06 | 1.6769e-06 | 722.2452 | 72.22% | 0.0001211% | 9 | 15 | 11 | 1.3796e-06 | 1.7225e-06 | 722.2452 | 72.22% | 0.0001244%
9 | 15 | 12 | 8.058e-06 | 1.0138e-05 | 801.9252 | 80.19% | 0.000813% | 9 | 15 | 12 | 8.314e-06 | 1.0381e-05 | 801.9252 | 80.19% | 0.0008325%
9 | 15 | 13 | 2.4177e-05 | 3.0419e-05 | 827.6928 | 82.77% | 0.002518% | 9 | 15 | 13 | 2.4768e-05 | 3.0924e-05 | 827.6928 | 82.77% | 0.00256%
9 | 15 | 14 | 8.3e-05 | 0.00010443 | 821.9844 | 82.2% | 0.008584% | 9 | 15 | 14 | 8.3958e-05 | 0.00010483 | 821.9844 | 82.2% | 0.008617%
9 | 15 | 15 | 0.00011745 | 0.00014777 | 742.3248 | 74.23% | 0.01097% | 9 | 15 | 15 | 0.00011809 | 0.00014745 | 742.3248 | 74.23% | 0.01095%
9 | 15 | 16 | 0.00010638 | 0.00013384 | 600.2844 | 60.03% | 0.008034% | 9 | 15 | 16 | 0.00010638 | 0.00013283 | 600.2844 | 60.03% | 0.007973%
9 | 15 | 17 | 3.7368e-05 | 4.7015e-05 | 421.0344 | 42.1% | 0.001979% | 9 | 15 | 17 | 3.7368e-05 | 4.6657e-05 | 421.0344 | 42.1% | 0.001964%
9 | 15 | 18 | 1.4555e-05 | 1.8312e-05 | 193.7544 | 19.38% | 0.0003548% | 9 | 15 | 18 | 1.4555e-05 | 1.8173e-05 | 193.7544 | 19.38% | 0.0003521%
9 | 15 | 19 | 1.2407e-05 | 1.561e-05 | 22.0812 | 2.208% | 3.447e-05% | 9 | 15 | 19 | 1.2407e-05 | 1.5491e-05 | 22.0812 | 2.208% | 3.421e-05%
9 | 15 | 20 | 2.7849e-06 | 3.5038e-06 | 0 | 0% | 0% | 9 | 15 | 20 | 2.7849e-06 | 3.4771e-06 | 0 | 0% | 0%
9 | 15 | 21 | 4.2813e-07 | 5.3866e-07 | 0 | 0% | 0% | 9 | 15 | 21 | 4.2813e-07 | 5.3456e-07 | 0 | 0% | 0%
9 | 15 | 22 | 7.2745e-08 | 9.1524e-08 | 0 | 0% | 0% | 9 | 15 | 22 | 7.2745e-08 | 9.0828e-08 | 0 | 0% | 0%
9 | 15 | 23 | 1.2245e-08 | 1.5406e-08 | 0 | 0% | 0% | 9 | 15 | 23 | 1.2245e-08 | 1.5289e-08 | 0 | 0% | 0%
9 | 16 | 0 | 1.8294e-09 | 2.3017e-09 | 0 | 0% | 0% | 9 | 16 | 0 | 1.8294e-09 | 2.2842e-09 | 0 | 0% | 0%
9 | 16 | 1 | 1.6727e-10 | 2.1045e-10 | 0 | 0% | 0% | 9 | 16 | 1 | 1.6727e-10 | 2.0885e-10 | 0 | 0% | 0%
9 | 16 | 2 | 0 | 0 | 0 | 0% | 0% | 9 | 16 | 2 | 0 | 0 | 0 | 0% | 0%
9 | 16 | 3 | 0 | 0 | 0 | 0% | 0% | 9 | 16 | 3 | 0 | 0 | 0 | 0% | 0%
9 | 16 | 4 | 0 | 0 | 0 | 0% | 0% | 9 | 16 | 4 | 0 | 0 | 0 | 0% | 0%
9 | 16 | 5 | 9.7677e-09 | 1.2289e-08 | 0 | 0% | 0% | 9 | 16 | 5 | 9.7677e-09 | 1.2196e-08 | 0 | 0% | 0%
9 | 16 | 6 | 7.2745e-08 | 9.1524e-08 | 0 | 0% | 0% | 9 | 16 | 6 | 7.2745e-08 | 9.0828e-08 | 0 | 0% | 0%
9 | 16 | 7 | 6.354e-08 | 7.9943e-08 | 0 | 0% | 0% | 9 | 16 | 7 | 6.354e-08 | 7.9335e-08 | 0 | 0% | 0%
9 | 16 | 8 | 9.5454e-08 | 1.201e-07 | 142.3356 | 14.23% | 1.709e-06% | 9 | 16 | 8 | 9.6858e-08 | 1.2093e-07 | 142.3356 | 14.23% | 1.721e-06%
9 | 16 | 9 | 1.7037e-07 | 2.1434e-07 | 375.3588 | 37.54% | 8.046e-06% | 9 | 16 | 9 | 1.7536e-07 | 2.1895e-07 | 375.3588 | 37.54% | 8.218e-06%
9 | 16 | 10 | 1.9151e-07 | 2.4094e-07 | 568.8828 | 56.89% | 1.371e-05% | 9 | 16 | 10 | 1.9569e-07 | 2.4434e-07 | 568.8828 | 56.89% | 1.39e-05%
9 | 16 | 11 | 5.2238e-07 | 6.5724e-07 | 706.2804 | 70.63% | 4.642e-05% | 9 | 16 | 11 | 5.3678e-07 | 6.7021e-07 | 706.2804 | 70.63% | 4.734e-05%
9 | 16 | 12 | 1.4465e-06 | 1.8199e-06 | 783.8952 | 78.39% | 0.0001427% | 9 | 16 | 12 | 1.4772e-06 | 1.8444e-06 | 783.8952 | 78.39% | 0.0001446%
9 | 16 | 13 | 2.4317e-06 | 3.0594e-06 | 810.1248 | 81.01% | 0.0002479% | 9 | 16 | 13 | 2.4795e-06 | 3.0959e-06 | 810.1248 | 81.01% | 0.0002508%
9 | 16 | 14 | 6.0175e-06 | 7.5709e-06 | 786.972 | 78.7% | 0.0005958% | 9 | 16 | 14 | 6.0952e-06 | 7.6103e-06 | 786.972 | 78.7% | 0.0005989%
9 | 16 | 15 | 9.2355e-06 | 1.162e-05 | 713.91 | 71.39% | 0.0008295% | 9 | 16 | 15 | 9.291e-06 | 1.1601e-05 | 713.91 | 71.39% | 0.0008282%
9 | 16 | 16 | 8.5617e-06 | 1.0772e-05 | 590.2104 | 59.02% | 0.0006358% | 9 | 16 | 16 | 8.5617e-06 | 1.069e-05 | 590.2104 | 59.02% | 0.0006309%
9 | 16 | 17 | 3.8425e-06 | 4.8345e-06 | 409.7052 | 40.97% | 0.0001981% | 9 | 16 | 17 | 3.8425e-06 | 4.7977e-06 | 409.7052 | 40.97% | 0.0001966%
9 | 16 | 18 | 1.9767e-06 | 2.487e-06 | 185.9124 | 18.59% | 4.624e-05% | 9 | 16 | 18 | 1.9767e-06 | 2.4681e-06 | 185.9124 | 18.59% | 4.588e-05%
9 | 16 | 19 | 2.4779e-06 | 3.1176e-06 | 19.2036 | 1.92% | 5.987e-06% | 9 | 16 | 19 | 2.4779e-06 | 3.0938e-06 | 19.2036 | 1.92% | 5.941e-06%
9 | 16 | 20 | 7.832e-07 | 9.8539e-07 | 0 | 0% | 0% | 9 | 16 | 20 | 7.832e-07 | 9.7789e-07 | 0 | 0% | 0%
9 | 16 | 21 | 9.9029e-08 | 1.2459e-07 | 0 | 0% | 0% | 9 | 16 | 21 | 9.9029e-08 | 1.2365e-07 | 0 | 0% | 0%
9 | 16 | 22 | 1.0501e-08 | 1.3212e-08 | 0 | 0% | 0% | 9 | 16 | 22 | 1.0501e-08 | 1.3111e-08 | 0 | 0% | 0%
9 | 16 | 23 | 4.9064e-10 | 6.1729e-10 | 0 | 0% | 0% | 9 | 16 | 23 | 4.9064e-10 | 6.126e-10 | 0 | 0% | 0%
9 | 17 | 0 | 0 | 0 | 0 | 0% | 0% | 9 | 17 | 0 | 0 | 0 | 0 | 0% | 0%
9 | 17 | 1 | 0 | 0 | 0 | 0% | 0% | 9 | 17 | 1 | 0 | 0 | 0 | 0% | 0%
9 | 17 | 2 | 0 | 0 | 0 | 0% | 0% | 9 | 17 | 2 | 0 | 0 | 0 | 0% | 0%
9 | 17 | 3 | 0 | 0 | 0 | 0% | 0% | 9 | 17 | 3 | 0 | 0 | 0 | 0% | 0%
9 | 17 | 4 | 0 | 0 | 0 | 0% | 0% | 9 | 17 | 4 | 0 | 0 | 0 | 0% | 0%
9 | 17 | 5 | 0 | 0 | 0 | 0% | 0% | 9 | 17 | 5 | 0 | 0 | 0 | 0% | 0%
9 | 17 | 6 | 7.5046e-10 | 9.4419e-10 | 0 | 0% | 0% | 9 | 17 | 6 | 7.5046e-10 | 9.3701e-10 | 0 | 0% | 0%
9 | 17 | 7 | 2.4361e-09 | 3.065e-09 | 0 | 0% | 0% | 9 | 17 | 7 | 2.4361e-09 | 3.0417e-09 | 0 | 0% | 0%
9 | 17 | 8 | 4.0157e-09 | 5.0523e-09 | 141.8256 | 14.18% | 7.165e-08% | 9 | 17 | 8 | 4.048e-09 | 5.0542e-09 | 141.8256 | 14.18% | 7.168e-08%
9 | 17 | 9 | 1.4395e-08 | 1.8111e-08 | 373.4064 | 37.34% | 6.763e-07% | 9 | 17 | 9 | 1.4631e-08 | 1.8268e-08 | 373.4064 | 37.34% | 6.821e-07%
9 | 17 | 10 | 2.8065e-08 | 3.531e-08 | 569.8236 | 56.98% | 2.012e-06% | 9 | 17 | 10 | 2.8916e-08 | 3.6103e-08 | 569.8236 | 56.98% | 2.057e-06%
9 | 17 | 11 | 5.5313e-08 | 6.9592e-08 | 706.5972 | 70.66% | 4.917e-06% | 9 | 17 | 11 | 5.7067e-08 | 7.1253e-08 | 706.5972 | 70.66% | 5.035e-06%
9 | 17 | 12 | 1.1607e-07 | 1.4604e-07 | 785.6892 | 78.57% | 1.147e-05% | 9 | 17 | 12 | 1.1958e-07 | 1.4931e-07 | 785.6892 | 78.57% | 1.173e-05%
9 | 17 | 13 | 2.2854e-07 | 2.8754e-07 | 812.1768 | 81.22% | 2.335e-05% | 9 | 17 | 13 | 2.3518e-07 | 2.9364e-07 | 812.1768 | 81.22% | 2.385e-05%
9 | 17 | 14 | 4.7374e-07 | 5.9604e-07 | 790.4532 | 79.05% | 4.711e-05% | 9 | 17 | 14 | 4.869e-07 | 6.0794e-07 | 790.4532 | 79.05% | 4.805e-05%
9 | 17 | 15 | 7.0637e-07 | 8.8872e-07 | 712.932 | 71.29% | 6.336e-05% | 9 | 17 | 15 | 7.1606e-07 | 8.9406e-07 | 712.932 | 71.29% | 6.374e-05%
9 | 17 | 16 | 6.6786e-07 | 8.4027e-07 | 591.516 | 59.15% | 4.97e-05% | 9 | 17 | 16 | 6.6786e-07 | 8.3388e-07 | 591.516 | 59.15% | 4.933e-05%
9 | 17 | 17 | 3.2023e-07 | 4.029e-07 | 410.3988 | 41.04% | 1.653e-05% | 9 | 17 | 17 | 3.2023e-07 | 3.9984e-07 | 410.3988 | 41.04% | 1.641e-05%
9 | 17 | 18 | 9.2059e-08 | 1.1582e-07 | 183.8484 | 18.38% | 2.129e-06% | 9 | 17 | 18 | 9.2059e-08 | 1.1494e-07 | 183.8484 | 18.38% | 2.113e-06%
9 | 17 | 19 | 6.2051e-08 | 7.807e-08 | 17.5116 | 1.751% | 1.367e-07% | 9 | 17 | 19 | 6.2051e-08 | 7.7476e-08 | 17.5116 | 1.751% | 1.357e-07%
9 | 17 | 20 | 1.9603e-08 | 2.4664e-08 | 0 | 0% | 0% | 9 | 17 | 20 | 1.9603e-08 | 2.4476e-08 | 0 | 0% | 0%
9 | 17 | 21 | 3.4871e-09 | 4.3873e-09 | 0 | 0% | 0% | 9 | 17 | 21 | 3.4871e-09 | 4.354e-09 | 0 | 0% | 0%
9 | 17 | 22 | 0 | 0 | 0 | 0% | 0% | 9 | 17 | 22 | 0 | 0 | 0 | 0% | 0%
9 | 17 | 23 | 0 | 0 | 0 | 0% | 0% | 9 | 17 | 23 | 0 | 0 | 0 | 0% | 0%
9 | 18 | 0 | 0 | 0 | 0 | 0% | 0% | 9 | 18 | 0 | 0 | 0 | 0 | 0% | 0%
9 | 18 | 1 | 0 | 0 | 0 | 0% | 0% | 9 | 18 | 1 | 0 | 0 | 0 | 0% | 0%
9 | 18 | 2 | 0 | 0 | 0 | 0% | 0% | 9 | 18 | 2 | 0 | 0 | 0 | 0% | 0%
9 | 18 | 3 | 0 | 0 | 0 | 0% | 0% | 9 | 18 | 3 | 0 | 0 | 0 | 0% | 0%
9 | 18 | 4 | 0 | 0 | 0 | 0% | 0% | 9 | 18 | 4 | 0 | 0 | 0 | 0% | 0%
9 | 18 | 5 | 0 | 0 | 0 | 0% | 0% | 9 | 18 | 5 | 0 | 0 | 0 | 0% | 0%
9 | 18 | 6 | 0 | 0 | 0 | 0% | 0% | 9 | 18 | 6 | 0 | 0 | 0 | 0% | 0%
9 | 18 | 7 | 0 | 0 | 0 | 0% | 0% | 9 | 18 | 7 | 0 | 0 | 0 | 0% | 0%
9 | 18 | 8 | 0 | 0 | 130.4292 | 13.04% | 0% | 9 | 18 | 8 | 0 | 0 | 130.4292 | 13.04% | 0%
9 | 18 | 9 | 0 | 0 | 266.4048 | 26.64% | 0% | 9 | 18 | 9 | 0 | 0 | 266.4048 | 26.64% | 0%
9 | 18 | 10 | 2.377e-10 | 2.9907e-10 | 545.3688 | 54.54% | 1.631e-08% | 9 | 18 | 10 | 3.1124e-10 | 3.8861e-10 | 545.3688 | 54.54% | 2.119e-08%
9 | 18 | 11 | 3.1042e-09 | 3.9055e-09 | 681.0396 | 68.1% | 2.66e-07% | 9 | 18 | 11 | 3.2667e-09 | 4.0787e-09 | 681.0396 | 68.1% | 2.778e-07%
9 | 18 | 12 | 1.32e-08 | 1.6608e-08 | 502.866 | 50.29% | 8.352e-07% | 9 | 18 | 12 | 1.3619e-08 | 1.7005e-08 | 502.866 | 50.29% | 8.551e-07%
9 | 18 | 13 | 4.8092e-08 | 6.0507e-08 | 531.0024 | 53.1% | 3.213e-06% | 9 | 18 | 13 | 4.9225e-08 | 6.1462e-08 | 531.0024 | 53.1% | 3.264e-06%
9 | 18 | 14 | 1.539e-07 | 1.9362e-07 | 766.8084 | 76.68% | 1.485e-05% | 9 | 18 | 14 | 1.5621e-07 | 1.9504e-07 | 766.8084 | 76.68% | 1.496e-05%
9 | 18 | 15 | 2.9467e-07 | 3.7073e-07 | 563.8464 | 56.38% | 2.09e-05% | 9 | 18 | 15 | 2.9881e-07 | 3.7309e-07 | 563.8464 | 56.38% | 2.104e-05%
9 | 18 | 16 | 5.5618e-07 | 6.9976e-07 | 413.6856 | 41.37% | 2.895e-05% | 9 | 18 | 16 | 5.5618e-07 | 6.9444e-07 | 413.6856 | 41.37% | 2.873e-05%
9 | 18 | 17 | 3.8473e-07 | 4.8405e-07 | 376.7772 | 37.68% | 1.824e-05% | 9 | 18 | 17 | 3.8473e-07 | 4.8037e-07 | 376.7772 | 37.68% | 1.81e-05%
9 | 18 | 18 | 1.4377e-07 | 1.8089e-07 | 127.2084 | 12.72% | 2.301e-06% | 9 | 18 | 18 | 1.4377e-07 | 1.7951e-07 | 127.2084 | 12.72% | 2.284e-06%
9 | 18 | 19 | 8.0654e-08 | 1.0148e-07 | 13.044 | 1.304% | 1.324e-07% | 9 | 18 | 19 | 8.0654e-08 | 1.007e-07 | 13.044 | 1.304% | 1.314e-07%
9 | 18 | 20 | 1.9753e-08 | 2.4853e-08 | 0 | 0% | 0% | 9 | 18 | 20 | 1.9753e-08 | 2.4664e-08 | 0 | 0% | 0%
9 | 18 | 21 | 1.3486e-09 | 1.6968e-09 | 0 | 0% | 0% | 9 | 18 | 21 | 1.3486e-09 | 1.6839e-09 | 0 | 0% | 0%
9 | 18 | 22 | 0 | 0 | 0 | 0% | 0% | 9 | 18 | 22 | 0 | 0 | 0 | 0% | 0%
9 | 18 | 23 | 0 | 0 | 0 | 0% | 0% | 9 | 18 | 23 | 0 | 0 | 0 | 0% | 0%
9 | 19 | 0 | 0 | 0 | 0 | 0% | 0% | 9 | 19 | 0 | 0 | 0 | 0 | 0% | 0%
9 | 19 | 1 | 0 | 0 | 0 | 0% | 0% | 9 | 19 | 1 | 0 | 0 | 0 | 0% | 0%
9 | 19 | 2 | 0 | 0 | 0 | 0% | 0% | 9 | 19 | 2 | 0 | 0 | 0 | 0% | 0%
9 | 19 | 3 | 0 | 0 | 0 | 0% | 0% | 9 | 19 | 3 | 0 | 0 | 0 | 0% | 0%
9 | 19 | 4 | 0 | 0 | 0 | 0% | 0% | 9 | 19 | 4 | 0 | 0 | 0 | 0% | 0%
9 | 19 | 5 | 0 | 0 | 0 | 0% | 0% | 9 | 19 | 5 | 0 | 0 | 0 | 0% | 0%
9 | 19 | 6 | 0 | 0 | 0 | 0% | 0% | 9 | 19 | 6 | 0 | 0 | 0 | 0% | 0%
9 | 19 | 7 | 0 | 0 | 0 | 0% | 0% | 9 | 19 | 7 | 0 | 0 | 0 | 0% | 0%
9 | 19 | 8 | 0 | 0 | 23.5056 | 2.351% | 0% | 9 | 19 | 8 | 0 | 0 | 23.5056 | 2.351% | 0%
9 | 19 | 9 | 0 | 0 | 295.2948 | 29.53% | 0% | 9 | 19 | 9 | 0 | 0 | 295.2948 | 29.53% | 0%
9 | 19 | 10 | 2.2192e-10 | 2.7921e-10 | 544.0656 | 54.41% | 1.519e-08% | 9 | 19 | 10 | 2.8634e-10 | 3.5751e-10 | 544.0656 | 54.41% | 1.945e-08%
9 | 19 | 11 | 7.2768e-09 | 9.1553e-09 | 680.982 | 68.1% | 6.235e-07% | 9 | 19 | 11 | 7.5163e-09 | 9.3847e-09 | 680.982 | 68.1% | 6.391e-07%
9 | 19 | 12 | 3.638e-08 | 4.5772e-08 | 420.708 | 42.07% | 1.926e-06% | 9 | 19 | 12 | 3.7523e-08 | 4.6851e-08 | 420.708 | 42.07% | 1.971e-06%
9 | 19 | 13 | 1.0449e-07 | 1.3146e-07 | 71.3232 | 7.132% | 9.376e-07% | 9 | 19 | 13 | 1.068e-07 | 1.3335e-07 | 71.3232 | 7.132% | 9.511e-07%
9 | 19 | 14 | 1.8607e-07 | 2.3411e-07 | 105.5328 | 10.55% | 2.471e-06% | 9 | 19 | 14 | 1.902e-07 | 2.3748e-07 | 105.5328 | 10.55% | 2.506e-06%
9 | 19 | 15 | 2.7282e-07 | 3.4324e-07 | 361.128 | 36.11% | 1.24e-05% | 9 | 19 | 15 | 2.7463e-07 | 3.429e-07 | 361.128 | 36.11% | 1.238e-05%
9 | 19 | 16 | 2.9241e-07 | 3.679e-07 | 408.4944 | 40.85% | 1.503e-05% | 9 | 19 | 16 | 2.9241e-07 | 3.651e-07 | 408.4944 | 40.85% | 1.491e-05%
9 | 19 | 17 | 1.6408e-07 | 2.0644e-07 | 403.5852 | 40.36% | 8.332e-06% | 9 | 19 | 17 | 1.6408e-07 | 2.0487e-07 | 403.5852 | 40.36% | 8.268e-06%
9 | 19 | 18 | 1.1853e-07 | 1.4912e-07 | 177.57 | 17.76% | 2.648e-06% | 9 | 19 | 18 | 1.1853e-07 | 1.4799e-07 | 177.57 | 17.76% | 2.628e-06%
9 | 19 | 19 | 1.2298e-07 | 1.5473e-07 | 12.4932 | 1.249% | 1.933e-07% | 9 | 19 | 19 | 1.2298e-07 | 1.5355e-07 | 12.4932 | 1.249% | 1.918e-07%
9 | 19 | 20 | 4.4748e-08 | 5.63e-08 | 0 | 0% | 0% | 9 | 19 | 20 | 4.4748e-08 | 5.5872e-08 | 0 | 0% | 0%
9 | 19 | 21 | 4.5036e-09 | 5.6662e-09 | 0 | 0% | 0% | 9 | 19 | 21 | 4.5036e-09 | 5.6231e-09 | 0 | 0% | 0%
9 | 19 | 22 | 0 | 0 | 0 | 0% | 0% | 9 | 19 | 22 | 0 | 0 | 0 | 0% | 0%
9 | 19 | 23 | 0 | 0 | 0 | 0% | 0% | 9 | 19 | 23 | 0 | 0 | 0 | 0% | 0%
9 | 20 | 0 | 0 | 0 | 0 | 0% | 0% | 9 | 20 | 0 | 0 | 0 | 0 | 0% | 0%
9 | 20 | 1 | 0 | 0 | 0 | 0% | 0% | 9 | 20 | 1 | 0 | 0 | 0 | 0% | 0%
9 | 20 | 2 | 0 | 0 | 0 | 0% | 0% | 9 | 20 | 2 | 0 | 0 | 0 | 0% | 0%
9 | 20 | 3 | 0 | 0 | 0 | 0% | 0% | 9 | 20 | 3 | 0 | 0 | 0 | 0% | 0%
9 | 20 | 4 | 0 | 0 | 0 | 0% | 0% | 9 | 20 | 4 | 0 | 0 | 0 | 0% | 0%
9 | 20 | 5 | 0 | 0 | 0 | 0% | 0% | 9 | 20 | 5 | 0 | 0 | 0 | 0% | 0%
9 | 20 | 6 | 1.0647e-09 | 1.3396e-09 | 0 | 0% | 0% | 9 | 20 | 6 | 1.0647e-09 | 1.3294e-09 | 0 | 0% | 0%
9 | 20 | 7 | 3.4007e-09 | 4.2786e-09 | 0 | 0% | 0% | 9 | 20 | 7 | 3.4007e-09 | 4.246e-09 | 0 | 0% | 0%
9 | 20 | 8 | 2.0875e-08 | 2.6264e-08 | 109.6752 | 10.97% | 2.881e-07% | 9 | 20 | 8 | 2.1034e-08 | 2.6262e-08 | 109.6752 | 10.97% | 2.88e-07%
9 | 20 | 9 | 9.6931e-08 | 1.2195e-07 | 386.2032 | 38.62% | 4.71e-06% | 9 | 20 | 9 | 9.7674e-08 | 1.2195e-07 | 386.2032 | 38.62% | 4.71e-06%
9 | 20 | 10 | 3.5882e-07 | 4.5145e-07 | 591.9024 | 59.19% | 2.672e-05% | 9 | 20 | 10 | 3.6142e-07 | 4.5126e-07 | 591.9024 | 59.19% | 2.671e-05%
9 | 20 | 11 | 2.2036e-06 | 2.7724e-06 | 734.6412 | 73.46% | 0.0002037% | 9 | 20 | 11 | 2.2483e-06 | 2.8071e-06 | 734.6412 | 73.46% | 0.0002062%
9 | 20 | 12 | 7.0816e-06 | 8.9097e-06 | 621.78 | 62.18% | 0.000554% | 9 | 20 | 12 | 7.2573e-06 | 9.0613e-06 | 621.78 | 62.18% | 0.0005634%
9 | 20 | 13 | 1.9506e-05 | 2.4542e-05 | 739.494 | 73.95% | 0.001815% | 9 | 20 | 13 | 1.987e-05 | 2.481e-05 | 739.494 | 73.95% | 0.001835%
9 | 20 | 14 | 6.1157e-05 | 7.6944e-05 | 806.0976 | 80.61% | 0.006202% | 9 | 20 | 14 | 6.184e-05 | 7.7213e-05 | 806.0976 | 80.61% | 0.006224%
9 | 20 | 15 | 8.6321e-05 | 0.00010861 | 604.512 | 60.45% | 0.006565% | 9 | 20 | 15 | 8.6777e-05 | 0.00010835 | 604.512 | 60.45% | 0.00655%
9 | 20 | 16 | 7.1172e-05 | 8.9545e-05 | 302.3928 | 30.24% | 0.002708% | 9 | 20 | 16 | 7.1172e-05 | 8.8864e-05 | 302.3928 | 30.24% | 0.002687%
9 | 20 | 17 | 3.6006e-05 | 4.5301e-05 | 255.234 | 25.52% | 0.001156% | 9 | 20 | 17 | 3.6006e-05 | 4.4956e-05 | 255.234 | 25.52% | 0.001147%
9 | 20 | 18 | 1.5565e-05 | 1.9583e-05 | 109.8936 | 10.99% | 0.0002152% | 9 | 20 | 18 | 1.5565e-05 | 1.9434e-05 | 109.8936 | 10.99% | 0.0002136%
9 | 20 | 19 | 9.7095e-06 | 1.2216e-05 | 4.8972 | 0.4897% | 5.982e-06% | 9 | 20 | 19 | 9.7095e-06 | 1.2123e-05 | 4.8972 | 0.4897% | 5.937e-06%
9 | 20 | 20 | 2.2009e-06 | 2.7691e-06 | 0 | 0% | 0% | 9 | 20 | 20 | 2.2009e-06 | 2.7481e-06 | 0 | 0% | 0%
9 | 20 | 21 | 2.1839e-07 | 2.7476e-07 | 0 | 0% | 0% | 9 | 20 | 21 | 2.1839e-07 | 2.7267e-07 | 0 | 0% | 0%
9 | 20 | 22 | 3.0466e-08 | 3.833e-08 | 0 | 0% | 0% | 9 | 20 | 22 | 3.0466e-08 | 3.8039e-08 | 0 | 0% | 0%
9 | 20 | 23 | 1.9068e-09 | 2.3991e-09 | 0 | 0% | 0% | 9 | 20 | 23 | 1.9068e-09 | 2.3808e-09 | 0 | 0% | 0%
9 | 21 | 0 | 0 | 0 | 0 | 0% | 0% | 9 | 21 | 0 | 0 | 0 | 0 | 0% | 0%
9 | 21 | 1 | 0 | 0 | 0 | 0% | 0% | 9 | 21 | 1 | 0 | 0 | 0 | 0% | 0%
9 | 21 | 2 | 0 | 0 | 0 | 0% | 0% | 9 | 21 | 2 | 0 | 0 | 0 | 0% | 0%
9 | 21 | 3 | 0 | 0 | 0 | 0% | 0% | 9 | 21 | 3 | 0 | 0 | 0 | 0% | 0%
9 | 21 | 4 | 0 | 0 | 0 | 0% | 0% | 9 | 21 | 4 | 0 | 0 | 0 | 0% | 0%
9 | 21 | 5 | 5.5876e-10 | 7.0301e-10 | 0 | 0% | 0% | 9 | 21 | 5 | 5.5876e-10 | 6.9766e-10 | 0 | 0% | 0%
9 | 21 | 6 | 5.9958e-09 | 7.5436e-09 | 0 | 0% | 0% | 9 | 21 | 6 | 5.9958e-09 | 7.4862e-09 | 0 | 0% | 0%
9 | 21 | 7 | 1.726e-08 | 2.1715e-08 | 0 | 0% | 0% | 9 | 21 | 7 | 1.7404e-08 | 2.1731e-08 | 0 | 0% | 0%
9 | 21 | 8 | 4.1088e-08 | 5.1695e-08 | 117.3408 | 11.73% | 6.066e-07% | 9 | 21 | 8 | 4.1403e-08 | 5.1695e-08 | 117.3408 | 11.73% | 6.066e-07%
9 | 21 | 9 | 2.9252e-07 | 3.6803e-07 | 385.128 | 38.51% | 1.417e-05% | 9 | 21 | 9 | 2.9665e-07 | 3.7039e-07 | 385.128 | 38.51% | 1.426e-05%
9 | 21 | 10 | 9.7027e-07 | 1.2207e-06 | 584.9232 | 58.49% | 7.14e-05% | 9 | 21 | 10 | 9.9059e-07 | 1.2368e-06 | 584.9232 | 58.49% | 7.234e-05%
9 | 21 | 11 | 6.9963e-06 | 8.8024e-06 | 723.2724 | 72.33% | 0.0006367% | 9 | 21 | 11 | 7.1689e-06 | 8.9509e-06 | 723.2724 | 72.33% | 0.0006474%
9 | 21 | 12 | 3.3899e-05 | 4.265e-05 | 804.27 | 80.43% | 0.00343% | 9 | 21 | 12 | 3.4742e-05 | 4.3378e-05 | 804.27 | 80.43% | 0.003489%
9 | 21 | 13 | 0.0001987 | 0.00024999 | 829.6284 | 82.96% | 0.02074% | 9 | 21 | 13 | 0.00020199 | 0.0002522 | 829.6284 | 82.96% | 0.02092%
9 | 21 | 14 | 0.00098052 | 0.0012336 | 801.816 | 80.18% | 0.09892% | 9 | 21 | 14 | 0.00099062 | 0.0012369 | 801.816 | 80.18% | 0.09917%
9 | 21 | 15 | 0.0018821 | 0.002368 | 721.086 | 72.11% | 0.1708% | 9 | 21 | 15 | 0.0018908 | 0.0023608 | 721.086 | 72.11% | 0.1702%
9 | 21 | 16 | 0.00086756 | 0.0010915 | 592.7304 | 59.27% | 0.0647% | 9 | 21 | 16 | 0.00086756 | 0.0010832 | 592.7304 | 59.27% | 0.06421%
9 | 21 | 17 | 0.0002468 | 0.00031051 | 406.6332 | 40.66% | 0.01263% | 9 | 21 | 17 | 0.0002468 | 0.00030815 | 406.6332 | 40.66% | 0.01253%
9 | 21 | 18 | 7.7025e-05 | 9.6909e-05 | 173.4996 | 17.35% | 0.001681% | 9 | 21 | 18 | 7.7025e-05 | 9.6172e-05 | 173.4996 | 17.35% | 0.001669%
9 | 21 | 19 | 6.0382e-05 | 7.597e-05 | 9.8784 | 0.9878% | 7.505e-05% | 9 | 21 | 19 | 6.0382e-05 | 7.5392e-05 | 9.8784 | 0.9878% | 7.448e-05%
9 | 21 | 20 | 1.5007e-05 | 1.8881e-05 | 0 | 0% | 0% | 9 | 21 | 20 | 1.5007e-05 | 1.8738e-05 | 0 | 0% | 0%
9 | 21 | 21 | 9.5592e-07 | 1.2027e-06 | 0 | 0% | 0% | 9 | 21 | 21 | 9.5592e-07 | 1.1935e-06 | 0 | 0% | 0%
9 | 21 | 22 | 1.0356e-07 | 1.303e-07 | 0 | 0% | 0% | 9 | 21 | 22 | 1.0356e-07 | 1.2931e-07 | 0 | 0% | 0%
9 | 21 | 23 | 1.6982e-08 | 2.1366e-08 | 0 | 0% | 0% | 9 | 21 | 23 | 1.6982e-08 | 2.1203e-08 | 0 | 0% | 0%
9 | 22 | 0 | 4.1131e-09 | 5.1749e-09 | 0 | 0% | 0% | 9 | 22 | 0 | 4.1131e-09 | 5.1355e-09 | 0 | 0% | 0%
9 | 22 | 1 | 0 | 0 | 0 | 0% | 0% | 9 | 22 | 1 | 0 | 0 | 0 | 0% | 0%
9 | 22 | 2 | 0 | 0 | 0 | 0% | 0% | 9 | 22 | 2 | 0 | 0 | 0 | 0% | 0%
9 | 22 | 3 | 0 | 0 | 0 | 0% | 0% | 9 | 22 | 3 | 0 | 0 | 0 | 0% | 0%
9 | 22 | 4 | 0 | 0 | 0 | 0% | 0% | 9 | 22 | 4 | 0 | 0 | 0 | 0% | 0%
9 | 22 | 5 | 5.1397e-09 | 6.4665e-09 | 0 | 0% | 0% | 9 | 22 | 5 | 5.1397e-09 | 6.4173e-09 | 0 | 0% | 0%
9 | 22 | 6 | 2.4018e-08 | 3.0218e-08 | 0 | 0% | 0% | 9 | 22 | 6 | 2.4018e-08 | 2.9988e-08 | 0 | 0% | 0%
9 | 22 | 7 | 3.4969e-08 | 4.3996e-08 | 0 | 0% | 0% | 9 | 22 | 7 | 3.5223e-08 | 4.3979e-08 | 0 | 0% | 0%
9 | 22 | 8 | 2.5041e-07 | 3.1506e-07 | 139.5036 | 13.95% | 4.395e-06% | 9 | 22 | 8 | 2.5395e-07 | 3.1708e-07 | 139.5036 | 13.95% | 4.423e-06%
9 | 22 | 9 | 1.4553e-06 | 1.831e-06 | 378.33 | 37.83% | 6.927e-05% | 9 | 22 | 9 | 1.4976e-06 | 1.8698e-06 | 378.33 | 37.83% | 7.074e-05%
9 | 22 | 10 | 6.4485e-06 | 8.1132e-06 | 576.2808 | 57.63% | 0.0004675% | 9 | 22 | 10 | 6.6108e-06 | 8.2541e-06 | 576.2808 | 57.63% | 0.0004757%
9 | 22 | 11 | 3.0545e-05 | 3.8431e-05 | 711.1008 | 71.11% | 0.002733% | 9 | 22 | 11 | 3.1494e-05 | 3.9323e-05 | 711.1008 | 71.11% | 0.002796%
9 | 22 | 12 | 0.00022487 | 0.00028292 | 787.2084 | 78.72% | 0.02227% | 9 | 22 | 12 | 0.00022954 | 0.0002866 | 787.2084 | 78.72% | 0.02256%
9 | 22 | 13 | 0.00073883 | 0.00092956 | 811.1436 | 81.11% | 0.0754% | 9 | 22 | 13 | 0.00075025 | 0.00093675 | 811.1436 | 81.11% | 0.07598%
9 | 22 | 14 | 0.001331 | 0.0016746 | 782.0568 | 78.21% | 0.131% | 9 | 22 | 14 | 0.0013449 | 0.0016792 | 782.0568 | 78.21% | 0.1313%
9 | 22 | 15 | 0.0010602 | 0.001334 | 704.9412 | 70.49% | 0.09404% | 9 | 22 | 15 | 0.0010703 | 0.0013363 | 704.9412 | 70.49% | 0.0942%
9 | 22 | 16 | 0.00064542 | 0.00081203 | 575.7504 | 57.58% | 0.04675% | 9 | 22 | 16 | 0.00064853 | 0.00080974 | 575.7504 | 57.58% | 0.04662%
9 | 22 | 17 | 0.00014566 | 0.00018326 | 379.7544 | 37.98% | 0.00696% | 9 | 22 | 17 | 0.00014566 | 0.00018187 | 379.7544 | 37.98% | 0.006907%
9 | 22 | 18 | 6.4459e-05 | 8.1099e-05 | 164.598 | 16.46% | 0.001335% | 9 | 22 | 18 | 6.4459e-05 | 8.0482e-05 | 164.598 | 16.46% | 0.001325%
9 | 22 | 19 | 4.6283e-05 | 5.8232e-05 | 7.4508 | 0.7451% | 4.339e-05% | 9 | 22 | 19 | 4.6283e-05 | 5.7789e-05 | 7.4508 | 0.7451% | 4.306e-05%
9 | 22 | 20 | 8.1468e-06 | 1.025e-05 | 0 | 0% | 0% | 9 | 22 | 20 | 8.1468e-06 | 1.0172e-05 | 0 | 0% | 0%
9 | 22 | 21 | 8.6259e-07 | 1.0853e-06 | 0 | 0% | 0% | 9 | 22 | 21 | 8.6259e-07 | 1.077e-06 | 0 | 0% | 0%
9 | 22 | 22 | 9.9785e-08 | 1.2554e-07 | 0 | 0% | 0% | 9 | 22 | 22 | 9.9785e-08 | 1.2459e-07 | 0 | 0% | 0%
9 | 22 | 23 | 1.0847e-08 | 1.3648e-08 | 0 | 0% | 0% | 9 | 22 | 23 | 1.0847e-08 | 1.3544e-08 | 0 | 0% | 0%
9 | 23 | 0 | 1.8917e-09 | 2.3801e-09 | 0 | 0% | 0% | 9 | 23 | 0 | 1.8917e-09 | 2.362e-09 | 0 | 0% | 0%
9 | 23 | 1 | 0 | 0 | 0 | 0% | 0% | 9 | 23 | 1 | 0 | 0 | 0 | 0% | 0%
9 | 23 | 2 | 0 | 0 | 0 | 0% | 0% | 9 | 23 | 2 | 0 | 0 | 0 | 0% | 0%
9 | 23 | 3 | 0 | 0 | 0 | 0% | 0% | 9 | 23 | 3 | 0 | 0 | 0 | 0% | 0%
9 | 23 | 4 | 0 | 0 | 0 | 0% | 0% | 9 | 23 | 4 | 0 | 0 | 0 | 0% | 0%
9 | 23 | 5 | 3.8209e-09 | 4.8073e-09 | 0 | 0% | 0% | 9 | 23 | 5 | 3.8209e-09 | 4.7708e-09 | 0 | 0% | 0%
9 | 23 | 6 | 1.9448e-08 | 2.4469e-08 | 0 | 0% | 0% | 9 | 23 | 6 | 1.9448e-08 | 2.4283e-08 | 0 | 0% | 0%
9 | 23 | 7 | 2.8242e-08 | 3.5532e-08 | 0 | 0% | 0% | 9 | 23 | 7 | 2.8242e-08 | 3.5262e-08 | 0 | 0% | 0%
9 | 23 | 8 | 1.3161e-07 | 1.6559e-07 | 136.1484 | 13.61% | 2.254e-06% | 9 | 23 | 8 | 1.3161e-07 | 1.6433e-07 | 136.1484 | 13.61% | 2.237e-06%
9 | 23 | 9 | 1.0891e-06 | 1.3703e-06 | 372.7764 | 37.28% | 5.108e-05% | 9 | 23 | 9 | 1.0891e-06 | 1.3599e-06 | 372.7764 | 37.28% | 5.069e-05%
9 | 23 | 10 | 7.3426e-06 | 9.2381e-06 | 568.5864 | 56.86% | 0.0005253% | 9 | 23 | 10 | 7.4344e-06 | 9.2824e-06 | 568.5864 | 56.86% | 0.0005278%
9 | 23 | 11 | 3.249e-05 | 4.0877e-05 | 718.2972 | 71.83% | 0.002936% | 9 | 23 | 11 | 3.268e-05 | 4.0804e-05 | 718.2972 | 71.83% | 0.002931%
9 | 23 | 12 | 0.00022839 | 0.00028736 | 797.8692 | 79.79% | 0.02293% | 9 | 23 | 12 | 0.00023075 | 0.00028811 | 797.8692 | 79.79% | 0.02299%
9 | 23 | 13 | 0.0011793 | 0.0014838 | 825.1908 | 82.52% | 0.1224% | 9 | 23 | 13 | 0.0011914 | 0.0014876 | 825.1908 | 82.52% | 0.1228%
9 | 23 | 14 | 0.0029647 | 0.0037301 | 800.184 | 80.02% | 0.2985% | 9 | 23 | 14 | 0.0030165 | 0.0037663 | 800.184 | 80.02% | 0.3014%
9 | 23 | 15 | 0.0032731 | 0.004118 | 716.736 | 71.67% | 0.2952% | 9 | 23 | 15 | 0.0033045 | 0.004126 | 716.736 | 71.67% | 0.2957%
9 | 23 | 16 | 0.001351 | 0.0016997 | 584.37 | 58.44% | 0.09933% | 9 | 23 | 16 | 0.001351 | 0.0016868 | 584.37 | 58.44% | 0.09857%
9 | 23 | 17 | 0.0005178 | 0.00065147 | 389.1144 | 38.91% | 0.02535% | 9 | 23 | 17 | 0.0005178 | 0.00064651 | 389.1144 | 38.91% | 0.02516%
9 | 23 | 18 | 0.00013288 | 0.00016718 | 161.9232 | 16.19% | 0.002707% | 9 | 23 | 18 | 0.00013288 | 0.00016591 | 161.9232 | 16.19% | 0.002686%
9 | 23 | 19 | 0.00010632 | 0.00013377 | 0 | 0% | 0% | 9 | 23 | 19 | 0.00010632 | 0.00013275 | 0 | 0% | 0%
9 | 23 | 20 | 2.0467e-05 | 2.5751e-05 | 0 | 0% | 0% | 9 | 23 | 20 | 2.0467e-05 | 2.5555e-05 | 0 | 0% | 0%
9 | 23 | 21 | 1.4444e-06 | 1.8173e-06 | 0 | 0% | 0% | 9 | 23 | 21 | 1.4444e-06 | 1.8035e-06 | 0 | 0% | 0%
9 | 23 | 22 | 2.3141e-07 | 2.9115e-07 | 0 | 0% | 0% | 9 | 23 | 22 | 2.3141e-07 | 2.8894e-07 | 0 | 0% | 0%
9 | 23 | 23 | 3.8308e-08 | 4.8198e-08 | 0 | 0% | 0% | 9 | 23 | 23 | 3.8308e-08 | 4.7831e-08 | 0 | 0% | 0%
9 | 24 | 0 | 7.2648e-09 | 9.1402e-09 | 0 | 0% | 0% | 9 | 24 | 0 | 7.2648e-09 | 9.0707e-09 | 0 | 0% | 0%
9 | 24 | 1 | 1.7134e-09 | 2.1557e-09 | 0 | 0% | 0% | 9 | 24 | 1 | 1.7134e-09 | 2.1393e-09 | 0 | 0% | 0%
9 | 24 | 2 | 2.1966e-10 | 2.7637e-10 | 0 | 0% | 0% | 9 | 24 | 2 | 2.1966e-10 | 2.7427e-10 | 0 | 0% | 0%
9 | 24 | 3 | 0 | 0 | 0 | 0% | 0% | 9 | 24 | 3 | 0 | 0 | 0 | 0% | 0%
9 | 24 | 4 | 4.7132e-10 | 5.9299e-10 | 0 | 0% | 0% | 9 | 24 | 4 | 4.7132e-10 | 5.8848e-10 | 0 | 0% | 0%
9 | 24 | 5 | 1.0011e-08 | 1.2595e-08 | 0 | 0% | 0% | 9 | 24 | 5 | 1.0011e-08 | 1.2499e-08 | 0 | 0% | 0%
9 | 24 | 6 | 4.0131e-08 | 5.0491e-08 | 0 | 0% | 0% | 9 | 24 | 6 | 4.0131e-08 | 5.0106e-08 | 0 | 0% | 0%
9 | 24 | 7 | 9.7619e-08 | 1.2282e-07 | 0 | 0% | 0% | 9 | 24 | 7 | 9.7619e-08 | 1.2188e-07 | 0 | 0% | 0%
9 | 24 | 8 | 3.1579e-07 | 3.9731e-07 | 130.152 | 13.02% | 5.171e-06% | 9 | 24 | 8 | 3.2029e-07 | 3.9991e-07 | 130.152 | 13.02% | 5.205e-06%
9 | 24 | 9 | 2.1734e-06 | 2.7345e-06 | 361.1856 | 36.12% | 9.877e-05% | 9 | 24 | 9 | 2.2177e-06 | 2.769e-06 | 361.1856 | 36.12% | 0.0001%
9 | 24 | 10 | 1.116e-05 | 1.4041e-05 | 553.0476 | 55.3% | 0.0007765% | 9 | 24 | 10 | 1.1594e-05 | 1.4477e-05 | 553.0476 | 55.3% | 0.0008006%
9 | 24 | 11 | 4.4511e-05 | 5.6002e-05 | 686.172 | 68.62% | 0.003843% | 9 | 24 | 11 | 4.5822e-05 | 5.7212e-05 | 686.172 | 68.62% | 0.003926%
9 | 24 | 12 | 0.00019981 | 0.00025139 | 756.288 | 75.63% | 0.01901% | 9 | 24 | 12 | 0.00020529 | 0.00025633 | 756.288 | 75.63% | 0.01939%
9 | 24 | 13 | 0.00040608 | 0.00051091 | 243.3636 | 24.34% | 0.01243% | 9 | 24 | 13 | 0.00041678 | 0.00052038 | 243.3636 | 24.34% | 0.01266%
9 | 24 | 14 | 0.0002332 | 0.0002934 | 767.814 | 76.78% | 0.02253% | 9 | 24 | 14 | 0.00023816 | 0.00029736 | 767.814 | 76.78% | 0.02283%
9 | 24 | 15 | 9.0765e-05 | 0.0001142 | 681.132 | 68.11% | 0.007778% | 9 | 24 | 15 | 9.18e-05 | 0.00011462 | 681.132 | 68.11% | 0.007807%
9 | 24 | 16 | 2.5824e-05 | 3.2491e-05 | 548.3172 | 54.83% | 0.001782% | 9 | 24 | 16 | 2.6128e-05 | 3.2622e-05 | 548.3172 | 54.83% | 0.001789%
9 | 24 | 17 | 6.3623e-06 | 8.0048e-06 | 179.7432 | 17.97% | 0.0001439% | 9 | 24 | 17 | 6.3623e-06 | 7.9439e-06 | 179.7432 | 17.97% | 0.0001428%
9 | 24 | 18 | 2.4465e-06 | 3.078e-06 | 109.2072 | 10.92% | 3.361e-05% | 9 | 24 | 18 | 2.4465e-06 | 3.0546e-06 | 109.2072 | 10.92% | 3.336e-05%
9 | 24 | 19 | 1.6142e-06 | 2.0309e-06 | 0 | 0% | 0% | 9 | 24 | 19 | 1.6142e-06 | 2.0154e-06 | 0 | 0% | 0%
9 | 24 | 20 | 4.0981e-07 | 5.156e-07 | 0 | 0% | 0% | 9 | 24 | 20 | 4.0981e-07 | 5.1168e-07 | 0 | 0% | 0%
9 | 24 | 21 | 1.1853e-07 | 1.4912e-07 | 0 | 0% | 0% | 9 | 24 | 21 | 1.1853e-07 | 1.4799e-07 | 0 | 0% | 0%
9 | 24 | 22 | 1.3487e-08 | 1.6969e-08 | 0 | 0% | 0% | 9 | 24 | 22 | 1.3487e-08 | 1.684e-08 | 0 | 0% | 0%
9 | 24 | 23 | 1.8605e-09 | 2.3409e-09 | 0 | 0% | 0% | 9 | 24 | 23 | 1.8605e-09 | 2.323e-09 | 0 | 0% | 0%
9 | 25 | 0 | 0 | 0 | 0 | 0% | 0% | 9 | 25 | 0 | 0 | 0 | 0 | 0% | 0%
9 | 25 | 1 | 0 | 0 | 0 | 0% | 0% | 9 | 25 | 1 | 0 | 0 | 0 | 0% | 0%
9 | 25 | 2 | 0 | 0 | 0 | 0% | 0% | 9 | 25 | 2 | 0 | 0 | 0 | 0% | 0%
9 | 25 | 3 | 0 | 0 | 0 | 0% | 0% | 9 | 25 | 3 | 0 | 0 | 0 | 0% | 0%
9 | 25 | 4 | 0 | 0 | 0 | 0% | 0% | 9 | 25 | 4 | 0 | 0 | 0 | 0% | 0%
9 | 25 | 5 | 0 | 0 | 0 | 0% | 0% | 9 | 25 | 5 | 0 | 0 | 0 | 0% | 0%
9 | 25 | 6 | 0 | 0 | 0 | 0% | 0% | 9 | 25 | 6 | 0 | 0 | 0 | 0% | 0%
9 | 25 | 7 | 0 | 0 | 0 | 0% | 0% | 9 | 25 | 7 | 0 | 0 | 0 | 0% | 0%
9 | 25 | 8 | 0 | 0 | 41.4192 | 4.142% | 0% | 9 | 25 | 8 | 0 | 0 | 41.4192 | 4.142% | 0%
9 | 25 | 9 | 0 | 0 | 218.9376 | 21.89% | 0% | 9 | 25 | 9 | 0 | 0 | 218.9376 | 21.89% | 0%
9 | 25 | 10 | 1.4892e-09 | 1.8737e-09 | 354.4392 | 35.44% | 6.641e-08% | 9 | 25 | 10 | 1.5411e-09 | 1.9242e-09 | 354.4392 | 35.44% | 6.82e-08%
9 | 25 | 11 | 4.7022e-09 | 5.9161e-09 | 587.37 | 58.74% | 3.475e-07% | 9 | 25 | 11 | 4.8925e-09 | 6.1087e-09 | 587.37 | 58.74% | 3.588e-07%
9 | 25 | 12 | 8.883e-09 | 1.1176e-08 | 324.6816 | 32.47% | 3.629e-07% | 9 | 25 | 12 | 9.3252e-09 | 1.1643e-08 | 324.6816 | 32.47% | 3.78e-07%
9 | 25 | 13 | 1.9484e-08 | 2.4513e-08 | 585.1512 | 58.52% | 1.434e-06% | 9 | 25 | 13 | 2.0246e-08 | 2.5279e-08 | 585.1512 | 58.52% | 1.479e-06%
9 | 25 | 14 | 3.0984e-08 | 3.8983e-08 | 499.092 | 49.91% | 1.946e-06% | 9 | 25 | 14 | 3.1698e-08 | 3.9578e-08 | 499.092 | 49.91% | 1.975e-06%
9 | 25 | 15 | 5.1119e-08 | 6.4316e-08 | 414.7488 | 41.47% | 2.667e-06% | 9 | 25 | 15 | 5.1509e-08 | 6.4313e-08 | 414.7488 | 41.47% | 2.667e-06%
9 | 25 | 16 | 2.8043e-08 | 3.5282e-08 | 300.0792 | 30.01% | 1.059e-06% | 9 | 25 | 16 | 2.8043e-08 | 3.5014e-08 | 300.0792 | 30.01% | 1.051e-06%
9 | 25 | 17 | 7.8658e-09 | 9.8964e-09 | 119.934 | 11.99% | 1.187e-07% | 9 | 25 | 17 | 7.8658e-09 | 9.8212e-09 | 119.934 | 11.99% | 1.178e-07%
9 | 25 | 18 | 5.5286e-09 | 6.9558e-09 | 92.0628 | 9.206% | 6.404e-08% | 9 | 25 | 18 | 5.5286e-09 | 6.9029e-09 | 92.0628 | 9.206% | 6.355e-08%
9 | 25 | 19 | 6.1986e-09 | 7.7988e-09 | 0 | 0% | 0% | 9 | 25 | 19 | 6.1986e-09 | 7.7395e-09 | 0 | 0% | 0%
9 | 25 | 20 | 1.1385e-09 | 1.4325e-09 | 0 | 0% | 0% | 9 | 25 | 20 | 1.1385e-09 | 1.4216e-09 | 0 | 0% | 0%
9 | 25 | 21 | 0 | 0 | 0 | 0% | 0% | 9 | 25 | 21 | 0 | 0 | 0 | 0% | 0%
9 | 25 | 22 | 0 | 0 | 0 | 0% | 0% | 9 | 25 | 22 | 0 | 0 | 0 | 0% | 0%
9 | 25 | 23 | 0 | 0 | 0 | 0% | 0% | 9 | 25 | 23 | 0 | 0 | 0 | 0% | 0%
9 | 26 | 0 | 0 | 0 | 0 | 0% | 0% | 9 | 26 | 0 | 0 | 0 | 0 | 0% | 0%
9 | 26 | 1 | 0 | 0 | 0 | 0% | 0% | 9 | 26 | 1 | 0 | 0 | 0 | 0% | 0%
9 | 26 | 2 | 0 | 0 | 0 | 0% | 0% | 9 | 26 | 2 | 0 | 0 | 0 | 0% | 0%
9 | 26 | 3 | 0 | 0 | 0 | 0% | 0% | 9 | 26 | 3 | 0 | 0 | 0 | 0% | 0%
9 | 26 | 4 | 0 | 0 | 0 | 0% | 0% | 9 | 26 | 4 | 0 | 0 | 0 | 0% | 0%
9 | 26 | 5 | 0 | 0 | 0 | 0% | 0% | 9 | 26 | 5 | 0 | 0 | 0 | 0% | 0%
9 | 26 | 6 | 0 | 0 | 0 | 0% | 0% | 9 | 26 | 6 | 0 | 0 | 0 | 0% | 0%
9 | 26 | 7 | 0 | 0 | 0 | 0% | 0% | 9 | 26 | 7 | 0 | 0 | 0 | 0% | 0%
9 | 26 | 8 | 0 | 0 | 55.2204 | 5.522% | 0% | 9 | 26 | 8 | 0 | 0 | 55.2204 | 5.522% | 0%
9 | 26 | 9 | 0 | 0 | 126.8928 | 12.69% | 0% | 9 | 26 | 9 | 0 | 0 | 126.8928 | 12.69% | 0%
9 | 26 | 10 | 0 | 0 | 271.1508 | 27.12% | 0% | 9 | 26 | 10 | 0 | 0 | 271.1508 | 27.12% | 0%
9 | 26 | 11 | 0 | 0 | 357.1344 | 35.71% | 0% | 9 | 26 | 11 | 0 | 0 | 357.1344 | 35.71% | 0%
9 | 26 | 12 | 0 | 0 | 463.7412 | 46.37% | 0% | 9 | 26 | 12 | 0 | 0 | 463.7412 | 46.37% | 0%
9 | 26 | 13 | 0 | 0 | 152.7168 | 15.27% | 0% | 9 | 26 | 13 | 0 | 0 | 152.7168 | 15.27% | 0%
9 | 26 | 14 | 0 | 0 | 330.4884 | 33.05% | 0% | 9 | 26 | 14 | 0 | 0 | 330.4884 | 33.05% | 0%
9 | 26 | 15 | 0 | 0 | 714.4092 | 71.44% | 0% | 9 | 26 | 15 | 0 | 0 | 714.4092 | 71.44% | 0%
9 | 26 | 16 | 0 | 0 | 403.9488 | 40.39% | 0% | 9 | 26 | 16 | 0 | 0 | 403.9488 | 40.39% | 0%
9 | 26 | 17 | 0 | 0 | 376.206 | 37.62% | 0% | 9 | 26 | 17 | 0 | 0 | 376.206 | 37.62% | 0%
9 | 26 | 18 | 0 | 0 | 60.6696 | 6.067% | 0% | 9 | 26 | 18 | 0 | 0 | 60.6696 | 6.067% | 0%
9 | 26 | 19 | 0 | 0 | 0 | 0% | 0% | 9 | 26 | 19 | 0 | 0 | 0 | 0% | 0%
9 | 26 | 20 | 0 | 0 | 0 | 0% | 0% | 9 | 26 | 20 | 0 | 0 | 0 | 0% | 0%
9 | 26 | 21 | 0 | 0 | 0 | 0% | 0% | 9 | 26 | 21 | 0 | 0 | 0 | 0% | 0%
9 | 26 | 22 | 0 | 0 | 0 | 0% | 0% | 9 | 26 | 22 | 0 | 0 | 0 | 0% | 0%
9 | 26 | 23 | 0 | 0 | 0 | 0% | 0% | 9 | 26 | 23 | 0 | 0 | 0 | 0% | 0%
9 | 27 | 0 | 0 | 0 | 0 | 0% | 0% | 9 | 27 | 0 | 0 | 0 | 0 | 0% | 0%
9 | 27 | 1 | 0 | 0 | 0 | 0% | 0% | 9 | 27 | 1 | 0 | 0 | 0 | 0% | 0%
9 | 27 | 2 | 0 | 0 | 0 | 0% | 0% | 9 | 27 | 2 | 0 | 0 | 0 | 0% | 0%
9 | 27 | 3 | 0 | 0 | 0 | 0% | 0% | 9 | 27 | 3 | 0 | 0 | 0 | 0% | 0%
9 | 27 | 4 | 0 | 0 | 0 | 0% | 0% | 9 | 27 | 4 | 0 | 0 | 0 | 0% | 0%
9 | 27 | 5 | 0 | 0 | 0 | 0% | 0% | 9 | 27 | 5 | 0 | 0 | 0 | 0% | 0%
9 | 27 | 6 | 0 | 0 | 0 | 0% | 0% | 9 | 27 | 6 | 0 | 0 | 0 | 0% | 0%
9 | 27 | 7 | 0 | 0 | 0 | 0% | 0% | 9 | 27 | 7 | 0 | 0 | 0 | 0% | 0%
9 | 27 | 8 | 0 | 0 | 26.9844 | 2.698% | 0% | 9 | 27 | 8 | 0 | 0 | 26.9844 | 2.698% | 0%
9 | 27 | 9 | 8.6526e-10 | 1.0886e-09 | 151.5972 | 15.16% | 1.65e-08% | 9 | 27 | 9 | 8.9998e-10 | 1.1237e-09 | 151.5972 | 15.16% | 1.703e-08%
9 | 27 | 10 | 2.3764e-09 | 2.9899e-09 | 149.1336 | 14.91% | 4.459e-08% | 9 | 27 | 10 | 2.4572e-09 | 3.0681e-09 | 149.1336 | 14.91% | 4.575e-08%
9 | 27 | 11 | 3.1527e-09 | 3.9666e-09 | 370.1808 | 37.02% | 1.468e-07% | 9 | 27 | 11 | 3.3172e-09 | 4.1418e-09 | 370.1808 | 37.02% | 1.533e-07%
9 | 27 | 12 | 3.8217e-09 | 4.8083e-09 | 386.6844 | 38.67% | 1.859e-07% | 9 | 27 | 12 | 3.9784e-09 | 4.9674e-09 | 386.6844 | 38.67% | 1.921e-07%
9 | 27 | 13 | 2.6588e-09 | 3.3451e-09 | 374.6484 | 37.46% | 1.253e-07% | 9 | 27 | 13 | 2.7486e-09 | 3.4319e-09 | 374.6484 | 37.46% | 1.286e-07%
9 | 27 | 14 | 1.8129e-09 | 2.2809e-09 | 416.3676 | 41.64% | 9.497e-08% | 9 | 27 | 14 | 1.845e-09 | 2.3036e-09 | 416.3676 | 41.64% | 9.592e-08%
9 | 27 | 15 | 8.5302e-10 | 1.0732e-09 | 422.6484 | 42.26% | 4.536e-08% | 9 | 27 | 15 | 8.6526e-10 | 1.0804e-09 | 422.6484 | 42.26% | 4.566e-08%
9 | 27 | 16 | 3.6043e-10 | 4.5348e-10 | 372.8712 | 37.29% | 1.691e-08% | 9 | 27 | 16 | 3.6409e-10 | 4.546e-10 | 372.8712 | 37.29% | 1.695e-08%
9 | 27 | 17 | 9.1271e-10 | 1.1483e-09 | 322.8336 | 32.28% | 3.707e-08% | 9 | 27 | 17 | 9.1271e-10 | 1.1396e-09 | 322.8336 | 32.28% | 3.679e-08%
9 | 27 | 18 | 6.8977e-10 | 8.6783e-10 | 79.284 | 7.928% | 6.88e-09% | 9 | 27 | 18 | 6.8977e-10 | 8.6123e-10 | 79.284 | 7.928% | 6.828e-09%
9 | 27 | 19 | 2.7015e-09 | 3.3988e-09 | 0 | 0% | 0% | 9 | 27 | 19 | 2.7015e-09 | 3.373e-09 | 0 | 0% | 0%
9 | 27 | 20 | 0 | 0 | 0 | 0% | 0% | 9 | 27 | 20 | 0 | 0 | 0 | 0% | 0%
9 | 27 | 21 | 0 | 0 | 0 | 0% | 0% | 9 | 27 | 21 | 0 | 0 | 0 | 0% | 0%
9 | 27 | 22 | 0 | 0 | 0 | 0% | 0% | 9 | 27 | 22 | 0 | 0 | 0 | 0% | 0%
9 | 27 | 23 | 0 | 0 | 0 | 0% | 0% | 9 | 27 | 23 | 0 | 0 | 0 | 0% | 0%
9 | 28 | 0 | 0 | 0 | 0 | 0% | 0% | 9 | 28 | 0 | 0 | 0 | 0 | 0% | 0%
9 | 28 | 1 | 0 | 0 | 0 | 0% | 0% | 9 | 28 | 1 | 0 | 0 | 0 | 0% | 0%
9 | 28 | 2 | 0 | 0 | 0 | 0% | 0% | 9 | 28 | 2 | 0 | 0 | 0 | 0% | 0%
9 | 28 | 3 | 0 | 0 | 0 | 0% | 0% | 9 | 28 | 3 | 0 | 0 | 0 | 0% | 0%
9 | 28 | 4 | 0 | 0 | 0 | 0% | 0% | 9 | 28 | 4 | 0 | 0 | 0 | 0% | 0%
9 | 28 | 5 | 0 | 0 | 0 | 0% | 0% | 9 | 28 | 5 | 0 | 0 | 0 | 0% | 0%
9 | 28 | 6 | 0 | 0 | 0 | 0% | 0% | 9 | 28 | 6 | 0 | 0 | 0 | 0% | 0%
9 | 28 | 7 | 0 | 0 | 0 | 0% | 0% | 9 | 28 | 7 | 0 | 0 | 0 | 0% | 0%
9 | 28 | 8 | 0 | 0 | 62.9676 | 6.297% | 0% | 9 | 28 | 8 | 0 | 0 | 62.9676 | 6.297% | 0%
9 | 28 | 9 | 3.4364e-10 | 4.3235e-10 | 251.4996 | 25.15% | 1.087e-08% | 9 | 28 | 9 | 3.6409e-10 | 4.546e-10 | 251.4996 | 25.15% | 1.143e-08%
9 | 28 | 10 | 5.6107e-10 | 7.0591e-10 | 407.8512 | 40.79% | 2.879e-08% | 9 | 28 | 10 | 6.2591e-10 | 7.815e-10 | 407.8512 | 40.79% | 3.187e-08%
9 | 28 | 11 | 1.2486e-09 | 1.5709e-09 | 511.2696 | 51.13% | 8.032e-08% | 9 | 28 | 11 | 1.2904e-09 | 1.6111e-09 | 511.2696 | 51.13% | 8.237e-08%
9 | 28 | 12 | 1.4395e-09 | 1.8111e-09 | 560.8464 | 56.08% | 1.016e-07% | 9 | 28 | 12 | 1.4886e-09 | 1.8586e-09 | 560.8464 | 56.08% | 1.042e-07%
9 | 28 | 13 | 1.1857e-09 | 1.4919e-09 | 513.9072 | 51.39% | 7.667e-08% | 9 | 28 | 13 | 1.2366e-09 | 1.544e-09 | 513.9072 | 51.39% | 7.935e-08%
9 | 28 | 14 | 1.1407e-09 | 1.4352e-09 | 553.6068 | 55.36% | 7.945e-08% | 9 | 28 | 14 | 1.1855e-09 | 1.4802e-09 | 553.6068 | 55.36% | 8.194e-08%
9 | 28 | 15 | 7.5181e-10 | 9.4589e-10 | 478.968 | 47.9% | 4.531e-08% | 9 | 28 | 15 | 7.5181e-10 | 9.3869e-10 | 478.968 | 47.9% | 4.496e-08%
9 | 28 | 16 | 5.6987e-10 | 7.1699e-10 | 300.9432 | 30.09% | 2.158e-08% | 9 | 28 | 16 | 5.6987e-10 | 7.1153e-10 | 300.9432 | 30.09% | 2.141e-08%
9 | 28 | 17 | 1.6594e-10 | 2.0878e-10 | 163.152 | 16.32% | 3.406e-09% | 9 | 28 | 17 | 1.6594e-10 | 2.0719e-10 | 163.152 | 16.32% | 3.38e-09%
9 | 28 | 18 | 2.3506e-10 | 2.9574e-10 | 0 | 0% | 0% | 9 | 28 | 18 | 2.3506e-10 | 2.9349e-10 | 0 | 0% | 0%
9 | 28 | 19 | 1.5505e-09 | 1.9507e-09 | 0 | 0% | 0% | 9 | 28 | 19 | 1.5505e-09 | 1.9359e-09 | 0 | 0% | 0%
9 | 28 | 20 | 0 | 0 | 0 | 0% | 0% | 9 | 28 | 20 | 0 | 0 | 0 | 0% | 0%
9 | 28 | 21 | 0 | 0 | 0 | 0% | 0% | 9 | 28 | 21 | 0 | 0 | 0 | 0% | 0%
9 | 28 | 22 | 0 | 0 | 0 | 0% | 0% | 9 | 28 | 22 | 0 | 0 | 0 | 0% | 0%
9 | 28 | 23 | 0 | 0 | 0 | 0% | 0% | 9 | 28 | 23 | 0 | 0 | 0 | 0% | 0%
9 | 29 | 0 | 0 | 0 | 0 | 0% | 0% | 9 | 29 | 0 | 0 | 0 | 0 | 0% | 0%
9 | 29 | 1 | 0 | 0 | 0 | 0% | 0% | 9 | 29 | 1 | 0 | 0 | 0 | 0% | 0%
9 | 29 | 2 | 0 | 0 | 0 | 0% | 0% | 9 | 29 | 2 | 0 | 0 | 0 | 0% | 0%
9 | 29 | 3 | 0 | 0 | 0 | 0% | 0% | 9 | 29 | 3 | 0 | 0 | 0 | 0% | 0%
9 | 29 | 4 | 0 | 0 | 0 | 0% | 0% | 9 | 29 | 4 | 0 | 0 | 0 | 0% | 0%
9 | 29 | 5 | 0 | 0 | 0 | 0% | 0% | 9 | 29 | 5 | 0 | 0 | 0 | 0% | 0%
9 | 29 | 6 | 0 | 0 | 0 | 0% | 0% | 9 | 29 | 6 | 0 | 0 | 0 | 0% | 0%
9 | 29 | 7 | 0 | 0 | 0 | 0% | 0% | 9 | 29 | 7 | 0 | 0 | 0 | 0% | 0%
9 | 29 | 8 | 0 | 0 | 8.898 | 0.8898% | 0% | 9 | 29 | 8 | 0 | 0 | 8.898 | 0.8898% | 0%
9 | 29 | 9 | 0 | 0 | 55.908 | 5.591% | 0% | 9 | 29 | 9 | 0 | 0 | 55.908 | 5.591% | 0%
9 | 29 | 10 | 4.9221e-10 | 6.1928e-10 | 151.3296 | 15.13% | 9.372e-09% | 9 | 29 | 10 | 5.1104e-10 | 6.3808e-10 | 151.3296 | 15.13% | 9.656e-09%
9 | 29 | 11 | 1.6737e-09 | 2.1058e-09 | 95.9628 | 9.596% | 2.021e-08% | 9 | 29 | 11 | 1.7291e-09 | 2.1589e-09 | 95.9628 | 9.596% | 2.072e-08%
9 | 29 | 12 | 2.5738e-09 | 3.2382e-09 | 38.0484 | 3.805% | 1.232e-08% | 9 | 29 | 12 | 2.6624e-09 | 3.3242e-09 | 38.0484 | 3.805% | 1.265e-08%
9 | 29 | 13 | 4.5502e-09 | 5.7249e-09 | 66.9624 | 6.696% | 3.834e-08% | 9 | 29 | 13 | 4.5866e-09 | 5.7268e-09 | 66.9624 | 6.696% | 3.835e-08%
9 | 29 | 14 | 5.5367e-09 | 6.966e-09 | 159.2544 | 15.93% | 1.109e-07% | 9 | 29 | 14 | 5.6308e-09 | 7.0305e-09 | 159.2544 | 15.93% | 1.12e-07%
9 | 29 | 15 | 6.9413e-09 | 8.7332e-09 | 145.5612 | 14.56% | 1.271e-07% | 9 | 29 | 15 | 6.9952e-09 | 8.7341e-09 | 145.5612 | 14.56% | 1.271e-07%
9 | 29 | 16 | 7.8707e-09 | 9.9025e-09 | 75.3408 | 7.534% | 7.461e-08% | 9 | 29 | 16 | 7.9351e-09 | 9.9076e-09 | 75.3408 | 7.534% | 7.464e-08%
9 | 29 | 17 | 4.4675e-09 | 5.6208e-09 | 43.818 | 4.382% | 2.463e-08% | 9 | 29 | 17 | 4.4675e-09 | 5.5781e-09 | 43.818 | 4.382% | 2.444e-08%
9 | 29 | 18 | 4.4656e-09 | 5.6184e-09 | 57.2628 | 5.726% | 3.217e-08% | 9 | 29 | 18 | 4.4656e-09 | 5.5757e-09 | 57.2628 | 5.726% | 3.193e-08%
9 | 29 | 19 | 6.3464e-09 | 7.9847e-09 | 0 | 0% | 0% | 9 | 29 | 19 | 6.3464e-09 | 7.924e-09 | 0 | 0% | 0%
9 | 29 | 20 | 1.2353e-09 | 1.5542e-09 | 0 | 0% | 0% | 9 | 29 | 20 | 1.2353e-09 | 1.5424e-09 | 0 | 0% | 0%
9 | 29 | 21 | 0 | 0 | 0 | 0% | 0% | 9 | 29 | 21 | 0 | 0 | 0 | 0% | 0%
9 | 29 | 22 | 0 | 0 | 0 | 0% | 0% | 9 | 29 | 22 | 0 | 0 | 0 | 0% | 0%
9 | 29 | 23 | 0 | 0 | 0 | 0% | 0% | 9 | 29 | 23 | 0 | 0 | 0 | 0% | 0%
9 | 30 | 0 | 0 | 0 | 0 | 0% | 0% | 9 | 30 | 0 | 0 | 0 | 0 | 0% | 0%
9 | 30 | 1 | 0 | 0 | 0 | 0% | 0% | 9 | 30 | 1 | 0 | 0 | 0 | 0% | 0%
9 | 30 | 2 | 0 | 0 | 0 | 0% | 0% | 9 | 30 | 2 | 0 | 0 | 0 | 0% | 0%
9 | 30 | 3 | 0 | 0 | 0 | 0% | 0% | 9 | 30 | 3 | 0 | 0 | 0 | 0% | 0%
9 | 30 | 4 | 0 | 0 | 0 | 0% | 0% | 9 | 30 | 4 | 0 | 0 | 0 | 0% | 0%
9 | 30 | 5 | 0 | 0 | 0 | 0% | 0% | 9 | 30 | 5 | 0 | 0 | 0 | 0% | 0%
9 | 30 | 6 | 0 | 0 | 0 | 0% | 0% | 9 | 30 | 6 | 0 | 0 | 0 | 0% | 0%
9 | 30 | 7 | 0 | 0 | 0 | 0% | 0% | 9 | 30 | 7 | 0 | 0 | 0 | 0% | 0%
9 | 30 | 8 | 0 | 0 | 0 | 0% | 0% | 9 | 30 | 8 | 0 | 0 | 0 | 0% | 0%
9 | 30 | 9 | 4.4836e-10 | 5.6411e-10 | 173.2704 | 17.33% | 9.774e-09% | 9 | 30 | 9 | 4.8759e-10 | 6.0879e-10 | 173.2704 | 17.33% | 1.055e-08%
9 | 30 | 10 | 2.2004e-09 | 2.7684e-09 | 125.7972 | 12.58% | 3.483e-08% | 9 | 30 | 10 | 2.2593e-09 | 2.8209e-09 | 125.7972 | 12.58% | 3.549e-08%
9 | 30 | 11 | 4.7388e-09 | 5.9621e-09 | 234.282 | 23.43% | 1.397e-07% | 9 | 30 | 11 | 4.8925e-09 | 6.1087e-09 | 234.282 | 23.43% | 1.431e-07%
9 | 30 | 12 | 9.1739e-09 | 1.1542e-08 | 267.2388 | 26.72% | 3.085e-07% | 9 | 30 | 12 | 9.4019e-09 | 1.1739e-08 | 267.2388 | 26.72% | 3.137e-07%
9 | 30 | 13 | 1.3946e-08 | 1.7547e-08 | 263.382 | 26.34% | 4.621e-07% | 9 | 30 | 13 | 1.4174e-08 | 1.7698e-08 | 263.382 | 26.34% | 4.661e-07%
9 | 30 | 14 | 2.1729e-08 | 2.7339e-08 | 239.5056 | 23.95% | 6.548e-07% | 9 | 30 | 14 | 2.2069e-08 | 2.7555e-08 | 239.5056 | 23.95% | 6.6e-07%
9 | 30 | 15 | 2.1894e-08 | 2.7546e-08 | 290.8224 | 29.08% | 8.011e-07% | 9 | 30 | 15 | 2.206e-08 | 2.7543e-08 | 290.8224 | 29.08% | 8.01e-07%
9 | 30 | 16 | 1.6992e-08 | 2.1379e-08 | 146.9688 | 14.7% | 3.142e-07% | 9 | 30 | 16 | 1.6992e-08 | 2.1216e-08 | 146.9688 | 14.7% | 3.118e-07%
9 | 30 | 17 | 1.0501e-08 | 1.3212e-08 | 133.3752 | 13.34% | 1.762e-07% | 9 | 30 | 17 | 1.0501e-08 | 1.3111e-08 | 133.3752 | 13.34% | 1.749e-07%
9 | 30 | 18 | 1.1205e-08 | 1.4098e-08 | 49.182 | 4.918% | 6.934e-08% | 9 | 30 | 18 | 1.1205e-08 | 1.3991e-08 | 49.182 | 4.918% | 6.881e-08%
9 | 30 | 19 | 1.5556e-08 | 1.9572e-08 | 0 | 0% | 0% | 9 | 30 | 19 | 1.5556e-08 | 1.9423e-08 | 0 | 0% | 0%
9 | 30 | 20 | 5.1397e-09 | 6.4665e-09 | 0 | 0% | 0% | 9 | 30 | 20 | 5.1397e-09 | 6.4173e-09 | 0 | 0% | 0%
9 | 30 | 21 | 0 | 0 | 0 | 0% | 0% | 9 | 30 | 21 | 0 | 0 | 0 | 0% | 0%
9 | 30 | 22 | 0 | 0 | 0 | 0% | 0% | 9 | 30 | 22 | 0 | 0 | 0 | 0% | 0%
9 | 30 | 23 | 0 | 0 | 0 | 0% | 0% | 9 | 30 | 23 | 0 | 0 | 0 | 0% | 0%
10 | 1 | 0 | 0 | 0 | 0 | 0% | 0% | 10 | 1 | 0 | 0 | 0 | 0 | 0% | 0%
10 | 1 | 1 | 0 | 0 | 0 | 0% | 0% | 10 | 1 | 1 | 0 | 0 | 0 | 0% | 0%
10 | 1 | 2 | 0 | 0 | 0 | 0% | 0% | 10 | 1 | 2 | 0 | 0 | 0 | 0% | 0%
10 | 1 | 3 | 0 | 0 | 0 | 0% | 0% | 10 | 1 | 3 | 0 | 0 | 0 | 0% | 0%
10 | 1 | 4 | 0 | 0 | 0 | 0% | 0% | 10 | 1 | 4 | 0 | 0 | 0 | 0% | 0%
10 | 1 | 5 | 0 | 0 | 0 | 0% | 0% | 10 | 1 | 5 | 0 | 0 | 0 | 0% | 0%
10 | 1 | 6 | 3.2663e-10 | 4.1095e-10 | 0 | 0% | 0% | 10 | 1 | 6 | 3.2663e-10 | 4.0783e-10 | 0 | 0% | 0%
10 | 1 | 7 | 7.0605e-10 | 8.8831e-10 | 0 | 0% | 0% | 10 | 1 | 7 | 7.0605e-10 | 8.8156e-10 | 0 | 0% | 0%
10 | 1 | 8 | 1.5644e-09 | 1.9682e-09 | 29.9712 | 2.997% | 5.899e-09% | 10 | 1 | 8 | 1.5893e-09 | 1.9843e-09 | 29.9712 | 2.997% | 5.947e-09%
10 | 1 | 9 | 4.1174e-09 | 5.1804e-09 | 132.4092 | 13.24% | 6.859e-08% | 10 | 1 | 9 | 4.2552e-09 | 5.3129e-09 | 132.4092 | 13.24% | 7.035e-08%
10 | 1 | 10 | 4.8153e-09 | 6.0584e-09 | 434.4432 | 43.44% | 2.632e-07% | 10 | 1 | 10 | 4.9779e-09 | 6.2153e-09 | 434.4432 | 43.44% | 2.7e-07%
10 | 1 | 11 | 1.0695e-08 | 1.3456e-08 | 708.3252 | 70.83% | 9.531e-07% | 10 | 1 | 11 | 1.0868e-08 | 1.3569e-08 | 708.3252 | 70.83% | 9.612e-07%
10 | 1 | 12 | 4.1463e-08 | 5.2167e-08 | 256.188 | 25.62% | 1.336e-06% | 10 | 1 | 12 | 4.2106e-08 | 5.2573e-08 | 256.188 | 25.62% | 1.347e-06%
10 | 1 | 13 | 6.812e-08 | 8.5705e-08 | 212.8236 | 21.28% | 1.824e-06% | 10 | 1 | 13 | 6.9713e-08 | 8.7042e-08 | 212.8236 | 21.28% | 1.852e-06%
10 | 1 | 14 | 7.3402e-08 | 9.2351e-08 | 199.218 | 19.92% | 1.84e-06% | 10 | 1 | 14 | 7.4476e-08 | 9.2989e-08 | 199.218 | 19.92% | 1.853e-06%
10 | 1 | 15 | 2.4989e-08 | 3.144e-08 | 53.9376 | 5.394% | 1.696e-07% | 10 | 1 | 15 | 2.5391e-08 | 3.1702e-08 | 53.9376 | 5.394% | 1.71e-07%
10 | 1 | 16 | 3.0489e-08 | 3.836e-08 | 157.0644 | 15.71% | 6.025e-07% | 10 | 1 | 16 | 3.0489e-08 | 3.8069e-08 | 157.0644 | 15.71% | 5.979e-07%
10 | 1 | 17 | 3.7608e-09 | 4.7317e-09 | 79.1328 | 7.913% | 3.744e-08% | 10 | 1 | 17 | 3.7608e-09 | 4.6957e-09 | 79.1328 | 7.913% | 3.716e-08%
10 | 1 | 18 | 2.5694e-09 | 3.2326e-09 | 41.6376 | 4.164% | 1.346e-08% | 10 | 1 | 18 | 2.5694e-09 | 3.2081e-09 | 41.6376 | 4.164% | 1.336e-08%
10 | 1 | 19 | 3.045e-09 | 3.8311e-09 | 0 | 0% | 0% | 10 | 1 | 19 | 3.045e-09 | 3.8019e-09 | 0 | 0% | 0%
10 | 1 | 20 | 1.3205e-09 | 1.6614e-09 | 0 | 0% | 0% | 10 | 1 | 20 | 1.3205e-09 | 1.6487e-09 | 0 | 0% | 0%
10 | 1 | 21 | 0 | 0 | 0 | 0% | 0% | 10 | 1 | 21 | 0 | 0 | 0 | 0% | 0%
10 | 1 | 22 | 0 | 0 | 0 | 0% | 0% | 10 | 1 | 22 | 0 | 0 | 0 | 0% | 0%
10 | 1 | 23 | 0 | 0 | 0 | 0% | 0% | 10 | 1 | 23 | 0 | 0 | 0 | 0% | 0%
10 | 2 | 0 | 0 | 0 | 0 | 0% | 0% | 10 | 2 | 0 | 0 | 0 | 0 | 0% | 0%
10 | 2 | 1 | 0 | 0 | 0 | 0% | 0% | 10 | 2 | 1 | 0 | 0 | 0 | 0% | 0%
10 | 2 | 2 | 0 | 0 | 0 | 0% | 0% | 10 | 2 | 2 | 0 | 0 | 0 | 0% | 0%
10 | 2 | 3 | 0 | 0 | 0 | 0% | 0% | 10 | 2 | 3 | 0 | 0 | 0 | 0% | 0%
10 | 2 | 4 | 0 | 0 | 0 | 0% | 0% | 10 | 2 | 4 | 0 | 0 | 0 | 0% | 0%
10 | 2 | 5 | 0 | 0 | 0 | 0% | 0% | 10 | 2 | 5 | 0 | 0 | 0 | 0% | 0%
10 | 2 | 6 | 0 | 0 | 0 | 0% | 0% | 10 | 2 | 6 | 0 | 0 | 0 | 0% | 0%
10 | 2 | 7 | 0 | 0 | 0 | 0% | 0% | 10 | 2 | 7 | 0 | 0 | 0 | 0% | 0%
10 | 2 | 8 | 0 | 0 | 7.212 | 0.7212% | 0% | 10 | 2 | 8 | 0 | 0 | 7.212 | 0.7212% | 0%
10 | 2 | 9 | 0 | 0 | 34.3176 | 3.432% | 0% | 10 | 2 | 9 | 0 | 0 | 34.3176 | 3.432% | 0%
10 | 2 | 10 | 0 | 0 | 241.0536 | 24.11% | 0% | 10 | 2 | 10 | 0 | 0 | 241.0536 | 24.11% | 0%
10 | 2 | 11 | 0 | 0 | 272.5608 | 27.26% | 0% | 10 | 2 | 11 | 0 | 0 | 272.5608 | 27.26% | 0%
10 | 2 | 12 | 0 | 0 | 326.4828 | 32.65% | 0% | 10 | 2 | 12 | 0 | 0 | 326.4828 | 32.65% | 0%
10 | 2 | 13 | 0 | 0 | 206.7108 | 20.67% | 0% | 10 | 2 | 13 | 0 | 0 | 206.7108 | 20.67% | 0%
10 | 2 | 14 | 0 | 0 | 186.8268 | 18.68% | 0% | 10 | 2 | 14 | 0 | 0 | 186.8268 | 18.68% | 0%
10 | 2 | 15 | 0 | 0 | 280.7628 | 28.08% | 0% | 10 | 2 | 15 | 0 | 0 | 280.7628 | 28.08% | 0%
10 | 2 | 16 | 0 | 0 | 207.99 | 20.8% | 0% | 10 | 2 | 16 | 0 | 0 | 207.99 | 20.8% | 0%
10 | 2 | 17 | 0 | 0 | 125.724 | 12.57% | 0% | 10 | 2 | 17 | 0 | 0 | 125.724 | 12.57% | 0%
10 | 2 | 18 | 0 | 0 | 105.1956 | 10.52% | 0% | 10 | 2 | 18 | 0 | 0 | 105.1956 | 10.52% | 0%
10 | 2 | 19 | 0 | 0 | 0 | 0% | 0% | 10 | 2 | 19 | 0 | 0 | 0 | 0% | 0%
10 | 2 | 20 | 0 | 0 | 0 | 0% | 0% | 10 | 2 | 20 | 0 | 0 | 0 | 0% | 0%
10 | 2 | 21 | 0 | 0 | 0 | 0% | 0% | 10 | 2 | 21 | 0 | 0 | 0 | 0% | 0%
10 | 2 | 22 | 0 | 0 | 0 | 0% | 0% | 10 | 2 | 22 | 0 | 0 | 0 | 0% | 0%
10 | 2 | 23 | 0 | 0 | 0 | 0% | 0% | 10 | 2 | 23 | 0 | 0 | 0 | 0% | 0%
10 | 3 | 0 | 0 | 0 | 0 | 0% | 0% | 10 | 3 | 0 | 0 | 0 | 0 | 0% | 0%
10 | 3 | 1 | 0 | 0 | 0 | 0% | 0% | 10 | 3 | 1 | 0 | 0 | 0 | 0% | 0%
10 | 3 | 2 | 0 | 0 | 0 | 0% | 0% | 10 | 3 | 2 | 0 | 0 | 0 | 0% | 0%
10 | 3 | 3 | 0 | 0 | 0 | 0% | 0% | 10 | 3 | 3 | 0 | 0 | 0 | 0% | 0%
10 | 3 | 4 | 0 | 0 | 0 | 0% | 0% | 10 | 3 | 4 | 0 | 0 | 0 | 0% | 0%
10 | 3 | 5 | 0 | 0 | 0 | 0% | 0% | 10 | 3 | 5 | 0 | 0 | 0 | 0% | 0%
10 | 3 | 6 | 0 | 0 | 0 | 0% | 0% | 10 | 3 | 6 | 0 | 0 | 0 | 0% | 0%
10 | 3 | 7 | 0 | 0 | 0 | 0% | 0% | 10 | 3 | 7 | 0 | 0 | 0 | 0% | 0%
10 | 3 | 8 | 0 | 0 | 45.0096 | 4.501% | 0% | 10 | 3 | 8 | 0 | 0 | 45.0096 | 4.501% | 0%
10 | 3 | 9 | 0 | 0 | 354.6912 | 35.47% | 0% | 10 | 3 | 9 | 0 | 0 | 354.6912 | 35.47% | 0%
10 | 3 | 10 | 0 | 0 | 565.392 | 56.54% | 0% | 10 | 3 | 10 | 0 | 0 | 565.392 | 56.54% | 0%
10 | 3 | 11 | 0 | 0 | 719.4024 | 71.94% | 0% | 10 | 3 | 11 | 0 | 0 | 719.4024 | 71.94% | 0%
10 | 3 | 12 | 0 | 0 | 814.5468 | 81.45% | 0% | 10 | 3 | 12 | 0 | 0 | 814.5468 | 81.45% | 0%
10 | 3 | 13 | 0 | 0 | 826.7892 | 82.68% | 0% | 10 | 3 | 13 | 0 | 0 | 826.7892 | 82.68% | 0%
10 | 3 | 14 | 0 | 0 | 793.026 | 79.3% | 0% | 10 | 3 | 14 | 0 | 0 | 793.026 | 79.3% | 0%
10 | 3 | 15 | 0 | 0 | 709.3956 | 70.94% | 0% | 10 | 3 | 15 | 0 | 0 | 709.3956 | 70.94% | 0%
10 | 3 | 16 | 0 | 0 | 507.5316 | 50.75% | 0% | 10 | 3 | 16 | 0 | 0 | 507.5316 | 50.75% | 0%
10 | 3 | 17 | 0 | 0 | 261.2664 | 26.13% | 0% | 10 | 3 | 17 | 0 | 0 | 261.2664 | 26.13% | 0%
10 | 3 | 18 | 0 | 0 | 122.0868 | 12.21% | 0% | 10 | 3 | 18 | 0 | 0 | 122.0868 | 12.21% | 0%
10 | 3 | 19 | 0 | 0 | 0 | 0% | 0% | 10 | 3 | 19 | 0 | 0 | 0 | 0% | 0%
10 | 3 | 20 | 0 | 0 | 0 | 0% | 0% | 10 | 3 | 20 | 0 | 0 | 0 | 0% | 0%
10 | 3 | 21 | 0 | 0 | 0 | 0% | 0% | 10 | 3 | 21 | 0 | 0 | 0 | 0% | 0%
10 | 3 | 22 | 0 | 0 | 0 | 0% | 0% | 10 | 3 | 22 | 0 | 0 | 0 | 0% | 0%
10 | 3 | 23 | 0 | 0 | 0 | 0% | 0% | 10 | 3 | 23 | 0 | 0 | 0 | 0% | 0%
10 | 4 | 0 | 0 | 0 | 0 | 0% | 0% | 10 | 4 | 0 | 0 | 0 | 0 | 0% | 0%
10 | 4 | 1 | 0 | 0 | 0 | 0% | 0% | 10 | 4 | 1 | 0 | 0 | 0 | 0% | 0%
10 | 4 | 2 | 0 | 0 | 0 | 0% | 0% | 10 | 4 | 2 | 0 | 0 | 0 | 0% | 0%
10 | 4 | 3 | 0 | 0 | 0 | 0% | 0% | 10 | 4 | 3 | 0 | 0 | 0 | 0% | 0%
10 | 4 | 4 | 0 | 0 | 0 | 0% | 0% | 10 | 4 | 4 | 0 | 0 | 0 | 0% | 0%
10 | 4 | 5 | 0 | 0 | 0 | 0% | 0% | 10 | 4 | 5 | 0 | 0 | 0 | 0% | 0%
10 | 4 | 6 | 1.5249e-09 | 1.9185e-09 | 0 | 0% | 0% | 10 | 4 | 6 | 1.5249e-09 | 1.9039e-09 | 0 | 0% | 0%
10 | 4 | 7 | 2.679e-09 | 3.3706e-09 | 0 | 0% | 0% | 10 | 4 | 7 | 2.679e-09 | 3.345e-09 | 0 | 0% | 0%
10 | 4 | 8 | 5.0981e-09 | 6.4142e-09 | 103.9632 | 10.4% | 6.668e-08% | 10 | 4 | 8 | 5.1407e-09 | 6.4185e-09 | 103.9632 | 10.4% | 6.673e-08%
10 | 4 | 9 | 8.8698e-09 | 1.116e-08 | 334.5828 | 33.46% | 3.734e-07% | 10 | 4 | 9 | 9.1624e-09 | 1.144e-08 | 334.5828 | 33.46% | 3.828e-07%
10 | 4 | 10 | 3.6384e-09 | 4.5777e-09 | 537.0912 | 53.71% | 2.459e-07% | 10 | 4 | 10 | 3.7929e-09 | 4.7358e-09 | 537.0912 | 53.71% | 2.544e-07%
10 | 4 | 11 | 6.451e-09 | 8.1164e-09 | 679.1076 | 67.91% | 5.512e-07% | 10 | 4 | 11 | 6.7744e-09 | 8.4584e-09 | 679.1076 | 67.91% | 5.744e-07%
10 | 4 | 12 | 4.1157e-09 | 5.1782e-09 | 761.5092 | 76.15% | 3.943e-07% | 10 | 4 | 12 | 4.3573e-09 | 5.4404e-09 | 761.5092 | 76.15% | 4.143e-07%
10 | 4 | 13 | 3.4909e-09 | 4.392e-09 | 788.2932 | 78.83% | 3.462e-07% | 10 | 4 | 13 | 3.6399e-09 | 4.5448e-09 | 788.2932 | 78.83% | 3.583e-07%
10 | 4 | 14 | 2.2773e-09 | 2.8652e-09 | 771.3552 | 77.14% | 2.21e-07% | 10 | 4 | 14 | 2.3569e-09 | 2.9428e-09 | 771.3552 | 77.14% | 2.27e-07%
10 | 4 | 15 | 1.5392e-09 | 1.9365e-09 | 683.166 | 68.32% | 1.323e-07% | 10 | 4 | 15 | 1.5637e-09 | 1.9524e-09 | 683.166 | 68.32% | 1.334e-07%
10 | 4 | 16 | 1.3619e-09 | 1.7135e-09 | 538.716 | 53.87% | 9.231e-08% | 10 | 4 | 16 | 1.4045e-09 | 1.7536e-09 | 538.716 | 53.87% | 9.447e-08%
10 | 4 | 17 | 1.2667e-09 | 1.5938e-09 | 329.4696 | 32.95% | 5.251e-08% | 10 | 4 | 17 | 1.2667e-09 | 1.5816e-09 | 329.4696 | 32.95% | 5.211e-08%
10 | 4 | 18 | 3.1262e-09 | 3.9332e-09 | 108.4068 | 10.84% | 4.264e-08% | 10 | 4 | 18 | 3.1262e-09 | 3.9033e-09 | 108.4068 | 10.84% | 4.231e-08%
10 | 4 | 19 | 6.9883e-09 | 8.7923e-09 | 0 | 0% | 0% | 10 | 4 | 19 | 6.9883e-09 | 8.7255e-09 | 0 | 0% | 0%
10 | 4 | 20 | 3.6664e-09 | 4.6129e-09 | 0 | 0% | 0% | 10 | 4 | 20 | 3.6664e-09 | 4.5778e-09 | 0 | 0% | 0%
10 | 4 | 21 | 4.9064e-10 | 6.1729e-10 | 0 | 0% | 0% | 10 | 4 | 21 | 4.9064e-10 | 6.126e-10 | 0 | 0% | 0%
10 | 4 | 22 | 0 | 0 | 0 | 0% | 0% | 10 | 4 | 22 | 0 | 0 | 0 | 0% | 0%
10 | 4 | 23 | 0 | 0 | 0 | 0% | 0% | 10 | 4 | 23 | 0 | 0 | 0 | 0% | 0%
10 | 5 | 0 | 0 | 0 | 0 | 0% | 0% | 10 | 5 | 0 | 0 | 0 | 0 | 0% | 0%
10 | 5 | 1 | 0 | 0 | 0 | 0% | 0% | 10 | 5 | 1 | 0 | 0 | 0 | 0% | 0%
10 | 5 | 2 | 0 | 0 | 0 | 0% | 0% | 10 | 5 | 2 | 0 | 0 | 0 | 0% | 0%
10 | 5 | 3 | 0 | 0 | 0 | 0% | 0% | 10 | 5 | 3 | 0 | 0 | 0 | 0% | 0%
10 | 5 | 4 | 0 | 0 | 0 | 0% | 0% | 10 | 5 | 4 | 0 | 0 | 0 | 0% | 0%
10 | 5 | 5 | 6.2469e-10 | 7.8595e-10 | 0 | 0% | 0% | 10 | 5 | 5 | 6.2469e-10 | 7.7997e-10 | 0 | 0% | 0%
10 | 5 | 6 | 9.8469e-09 | 1.2389e-08 | 0 | 0% | 0% | 10 | 5 | 6 | 9.8469e-09 | 1.2295e-08 | 0 | 0% | 0%
10 | 5 | 7 | 7.4466e-09 | 9.369e-09 | 0 | 0% | 0% | 10 | 5 | 7 | 7.4466e-09 | 9.2977e-09 | 0 | 0% | 0%
10 | 5 | 8 | 2.1206e-08 | 2.6681e-08 | 102.3852 | 10.24% | 2.732e-07% | 10 | 5 | 8 | 2.1367e-08 | 2.6679e-08 | 102.3852 | 10.24% | 2.732e-07%
10 | 5 | 9 | 9.6242e-09 | 1.2109e-08 | 320.8188 | 32.08% | 3.885e-07% | 10 | 5 | 9 | 9.857e-09 | 1.2307e-08 | 320.8188 | 32.08% | 3.948e-07%
10 | 5 | 10 | 6.5083e-09 | 8.1884e-09 | 513.228 | 51.32% | 4.203e-07% | 10 | 5 | 10 | 6.8341e-09 | 8.5329e-09 | 513.228 | 51.32% | 4.379e-07%
10 | 5 | 11 | 4.6628e-09 | 5.8665e-09 | 662.9328 | 66.29% | 3.889e-07% | 10 | 5 | 11 | 4.8559e-09 | 6.063e-09 | 662.9328 | 66.29% | 4.019e-07%
10 | 5 | 12 | 7.1086e-09 | 8.9437e-09 | 618.9444 | 61.89% | 5.536e-07% | 10 | 5 | 12 | 7.4588e-09 | 9.3129e-09 | 618.9444 | 61.89% | 5.764e-07%
10 | 5 | 13 | 7.2783e-09 | 9.1572e-09 | 539.496 | 53.95% | 4.94e-07% | 10 | 5 | 13 | 7.518e-09 | 9.3868e-09 | 539.496 | 53.95% | 5.064e-07%
10 | 5 | 14 | 3.7349e-09 | 4.6991e-09 | 551.8932 | 55.19% | 2.593e-07% | 10 | 5 | 14 | 3.8574e-09 | 4.8163e-09 | 551.8932 | 55.19% | 2.658e-07%
10 | 5 | 15 | 2.0421e-09 | 2.5693e-09 | 440.52 | 44.05% | 1.132e-07% | 10 | 5 | 15 | 2.0779e-09 | 2.5944e-09 | 440.52 | 44.05% | 1.143e-07%
10 | 5 | 16 | 1.35e-09 | 1.6985e-09 | 191.1768 | 19.12% | 3.247e-08% | 10 | 5 | 16 | 1.3625e-09 | 1.7012e-09 | 191.1768 | 19.12% | 3.252e-08%
10 | 5 | 17 | 1.2565e-09 | 1.5809e-09 | 188.538 | 18.85% | 2.981e-08% | 10 | 5 | 17 | 1.2565e-09 | 1.5688e-09 | 188.538 | 18.85% | 2.958e-08%
10 | 5 | 18 | 3.2059e-09 | 4.0335e-09 | 54.2712 | 5.427% | 2.189e-08% | 10 | 5 | 18 | 3.2059e-09 | 4.0028e-09 | 54.2712 | 5.427% | 2.172e-08%
10 | 5 | 19 | 5.5286e-09 | 6.9558e-09 | 0 | 0% | 0% | 10 | 5 | 19 | 5.5286e-09 | 6.9029e-09 | 0 | 0% | 0%
10 | 5 | 20 | 2.4807e-09 | 3.1211e-09 | 0 | 0% | 0% | 10 | 5 | 20 | 2.4807e-09 | 3.0974e-09 | 0 | 0% | 0%
10 | 5 | 21 | 1.6572e-10 | 2.085e-10 | 0 | 0% | 0% | 10 | 5 | 21 | 1.6572e-10 | 2.0691e-10 | 0 | 0% | 0%
10 | 5 | 22 | 0 | 0 | 0 | 0% | 0% | 10 | 5 | 22 | 0 | 0 | 0 | 0% | 0%
10 | 5 | 23 | 0 | 0 | 0 | 0% | 0% | 10 | 5 | 23 | 0 | 0 | 0 | 0% | 0%
10 | 6 | 0 | 0 | 0 | 0 | 0% | 0% | 10 | 6 | 0 | 0 | 0 | 0 | 0% | 0%
10 | 6 | 1 | 0 | 0 | 0 | 0% | 0% | 10 | 6 | 1 | 0 | 0 | 0 | 0% | 0%
10 | 6 | 2 | 0 | 0 | 0 | 0% | 0% | 10 | 6 | 2 | 0 | 0 | 0 | 0% | 0%
10 | 6 | 3 | 0 | 0 | 0 | 0% | 0% | 10 | 6 | 3 | 0 | 0 | 0 | 0% | 0%
10 | 6 | 4 | 0 | 0 | 0 | 0% | 0% | 10 | 6 | 4 | 0 | 0 | 0 | 0% | 0%
10 | 6 | 5 | 6.7351e-10 | 8.4737e-10 | 0 | 0% | 0% | 10 | 6 | 5 | 6.7351e-10 | 8.4093e-10 | 0 | 0% | 0%
10 | 6 | 6 | 1.3072e-08 | 1.6446e-08 | 0 | 0% | 0% | 10 | 6 | 6 | 1.3072e-08 | 1.6321e-08 | 0 | 0% | 0%
10 | 6 | 7 | 1.0593e-08 | 1.3328e-08 | 0 | 0% | 0% | 10 | 6 | 7 | 1.0593e-08 | 1.3227e-08 | 0 | 0% | 0%
10 | 6 | 8 | 1.6992e-08 | 2.1379e-08 | 123.408 | 12.34% | 2.638e-07% | 10 | 6 | 8 | 1.7127e-08 | 2.1384e-08 | 123.408 | 12.34% | 2.639e-07%
10 | 6 | 9 | 9.698e-09 | 1.2202e-08 | 381.7428 | 38.17% | 4.658e-07% | 10 | 6 | 9 | 9.7777e-09 | 1.2208e-08 | 381.7428 | 38.17% | 4.66e-07%
10 | 6 | 10 | 6.9981e-09 | 8.8047e-09 | 598.3944 | 59.84% | 5.269e-07% | 10 | 6 | 10 | 6.9981e-09 | 8.7377e-09 | 598.3944 | 59.84% | 5.229e-07%
10 | 6 | 11 | 8.2023e-09 | 1.032e-08 | 749.2596 | 74.93% | 7.732e-07% | 10 | 6 | 11 | 8.2023e-09 | 1.0241e-08 | 749.2596 | 74.93% | 7.673e-07%
10 | 6 | 12 | 7.2783e-09 | 9.1572e-09 | 736.0416 | 73.6% | 6.74e-07% | 10 | 6 | 12 | 7.3391e-09 | 9.1635e-09 | 736.0416 | 73.6% | 6.745e-07%
10 | 6 | 13 | 3.6734e-09 | 4.6217e-09 | 778.7016 | 77.87% | 3.599e-07% | 10 | 6 | 13 | 3.7039e-09 | 4.6246e-09 | 778.7016 | 77.87% | 3.601e-07%
10 | 6 | 14 | 6.5598e-09 | 8.2532e-09 | 837.9648 | 83.8% | 6.916e-07% | 10 | 6 | 14 | 6.5598e-09 | 8.1904e-09 | 837.9648 | 83.8% | 6.863e-07%
10 | 6 | 15 | 4.1878e-09 | 5.2689e-09 | 733.9476 | 73.39% | 3.867e-07% | 10 | 6 | 15 | 4.2228e-09 | 5.2725e-09 | 733.9476 | 73.39% | 3.87e-07%
10 | 6 | 16 | 2.6152e-09 | 3.2903e-09 | 571.938 | 57.19% | 1.882e-07% | 10 | 6 | 16 | 2.6363e-09 | 3.2916e-09 | 571.938 | 57.19% | 1.883e-07%
10 | 6 | 17 | 2.0926e-09 | 2.6328e-09 | 208.1088 | 20.81% | 5.479e-08% | 10 | 6 | 17 | 2.0926e-09 | 2.6128e-09 | 208.1088 | 20.81% | 5.437e-08%
10 | 6 | 18 | 2.8954e-09 | 3.6429e-09 | 50.6736 | 5.067% | 1.846e-08% | 10 | 6 | 18 | 2.8954e-09 | 3.6152e-09 | 50.6736 | 5.067% | 1.832e-08%
10 | 6 | 19 | 6.0952e-09 | 7.6687e-09 | 0 | 0% | 0% | 10 | 6 | 19 | 6.0952e-09 | 7.6104e-09 | 0 | 0% | 0%
10 | 6 | 20 | 2.1098e-09 | 2.6544e-09 | 0 | 0% | 0% | 10 | 6 | 20 | 2.1098e-09 | 2.6342e-09 | 0 | 0% | 0%
10 | 6 | 21 | 3.6035e-10 | 4.5338e-10 | 0 | 0% | 0% | 10 | 6 | 21 | 3.6035e-10 | 4.4993e-10 | 0 | 0% | 0%
10 | 6 | 22 | 0 | 0 | 0 | 0% | 0% | 10 | 6 | 22 | 0 | 0 | 0 | 0% | 0%
10 | 6 | 23 | 0 | 0 | 0 | 0% | 0% | 10 | 6 | 23 | 0 | 0 | 0 | 0% | 0%
10 | 7 | 0 | 0 | 0 | 0 | 0% | 0% | 10 | 7 | 0 | 0 | 0 | 0 | 0% | 0%
10 | 7 | 1 | 0 | 0 | 0 | 0% | 0% | 10 | 7 | 1 | 0 | 0 | 0 | 0% | 0%
10 | 7 | 2 | 0 | 0 | 0 | 0% | 0% | 10 | 7 | 2 | 0 | 0 | 0 | 0% | 0%
10 | 7 | 3 | 0 | 0 | 0 | 0% | 0% | 10 | 7 | 3 | 0 | 0 | 0 | 0% | 0%
10 | 7 | 4 | 0 | 0 | 0 | 0% | 0% | 10 | 7 | 4 | 0 | 0 | 0 | 0% | 0%
10 | 7 | 5 | 0 | 0 | 0 | 0% | 0% | 10 | 7 | 5 | 0 | 0 | 0 | 0% | 0%
10 | 7 | 6 | 1.3612e-09 | 1.7125e-09 | 0 | 0% | 0% | 10 | 7 | 6 | 1.3612e-09 | 1.6995e-09 | 0 | 0% | 0%
10 | 7 | 7 | 1.6431e-09 | 2.0672e-09 | 0 | 0% | 0% | 10 | 7 | 7 | 1.6431e-09 | 2.0515e-09 | 0 | 0% | 0%
10 | 7 | 8 | 2.3177e-09 | 2.916e-09 | 7.6644 | 0.7664% | 2.235e-09% | 10 | 7 | 8 | 2.3177e-09 | 2.8938e-09 | 7.6644 | 0.7664% | 2.218e-09%
10 | 7 | 9 | 3.2906e-09 | 4.14e-09 | 44.1396 | 4.414% | 1.827e-08% | 10 | 7 | 9 | 3.2906e-09 | 4.1085e-09 | 44.1396 | 4.414% | 1.813e-08%
10 | 7 | 10 | 6.0541e-09 | 7.617e-09 | 47.7804 | 4.778% | 3.639e-08% | 10 | 7 | 10 | 6.0541e-09 | 7.5591e-09 | 47.7804 | 4.778% | 3.612e-08%
10 | 7 | 11 | 2.26e-08 | 2.8434e-08 | 568.3896 | 56.84% | 1.616e-06% | 10 | 7 | 11 | 2.26e-08 | 2.8218e-08 | 568.3896 | 56.84% | 1.604e-06%
10 | 7 | 12 | 1.232e-07 | 1.55e-07 | 850.7136 | 85.07% | 1.319e-05% | 10 | 7 | 12 | 1.2415e-07 | 1.5501e-07 | 850.7136 | 85.07% | 1.319e-05%
10 | 7 | 13 | 3.1389e-07 | 3.9492e-07 | 876.1908 | 87.62% | 3.46e-05% | 10 | 7 | 13 | 3.1832e-07 | 3.9745e-07 | 876.1908 | 87.62% | 3.482e-05%
10 | 7 | 14 | 3.414e-07 | 4.2953e-07 | 844.8456 | 84.48% | 3.629e-05% | 10 | 7 | 14 | 3.4377e-07 | 4.2922e-07 | 844.8456 | 84.48% | 3.626e-05%
10 | 7 | 15 | 7.9487e-07 | 1.0001e-06 | 752.4312 | 75.24% | 7.525e-05% | 10 | 7 | 15 | 8.0058e-07 | 9.9959e-07 | 752.4312 | 75.24% | 7.521e-05%
10 | 7 | 16 | 3.0485e-07 | 3.8355e-07 | 598.0668 | 59.81% | 2.294e-05% | 10 | 7 | 16 | 3.0485e-07 | 3.8063e-07 | 598.0668 | 59.81% | 2.276e-05%
10 | 7 | 17 | 7.1723e-08 | 9.0239e-08 | 367.2756 | 36.73% | 3.314e-06% | 10 | 7 | 17 | 7.1723e-08 | 8.9552e-08 | 367.2756 | 36.73% | 3.289e-06%
10 | 7 | 18 | 7.6641e-08 | 9.6425e-08 | 117.384 | 11.74% | 1.132e-06% | 10 | 7 | 18 | 7.6641e-08 | 9.5692e-08 | 117.384 | 11.74% | 1.123e-06%
10 | 7 | 19 | 1.083e-07 | 1.3626e-07 | 0 | 0% | 0% | 10 | 7 | 19 | 1.083e-07 | 1.3522e-07 | 0 | 0% | 0%
10 | 7 | 20 | 7.8053e-09 | 9.8202e-09 | 0 | 0% | 0% | 10 | 7 | 20 | 7.8053e-09 | 9.7455e-09 | 0 | 0% | 0%
10 | 7 | 21 | 1.0467e-09 | 1.3169e-09 | 0 | 0% | 0% | 10 | 7 | 21 | 1.0467e-09 | 1.3068e-09 | 0 | 0% | 0%
10 | 7 | 22 | 0 | 0 | 0 | 0% | 0% | 10 | 7 | 22 | 0 | 0 | 0 | 0% | 0%
10 | 7 | 23 | 0 | 0 | 0 | 0% | 0% | 10 | 7 | 23 | 0 | 0 | 0 | 0% | 0%
10 | 8 | 0 | 0 | 0 | 0 | 0% | 0% | 10 | 8 | 0 | 0 | 0 | 0 | 0% | 0%
10 | 8 | 1 | 0 | 0 | 0 | 0% | 0% | 10 | 8 | 1 | 0 | 0 | 0 | 0% | 0%
10 | 8 | 2 | 0 | 0 | 0 | 0% | 0% | 10 | 8 | 2 | 0 | 0 | 0 | 0% | 0%
10 | 8 | 3 | 0 | 0 | 0 | 0% | 0% | 10 | 8 | 3 | 0 | 0 | 0 | 0% | 0%
10 | 8 | 4 | 0 | 0 | 0 | 0% | 0% | 10 | 8 | 4 | 0 | 0 | 0 | 0% | 0%
10 | 8 | 5 | 0 | 0 | 0 | 0% | 0% | 10 | 8 | 5 | 0 | 0 | 0 | 0% | 0%
10 | 8 | 6 | 6.2469e-10 | 7.8595e-10 | 0 | 0% | 0% | 10 | 8 | 6 | 6.2469e-10 | 7.7997e-10 | 0 | 0% | 0%
10 | 8 | 7 | 1.267e-09 | 1.5941e-09 | 0 | 0% | 0% | 10 | 8 | 7 | 1.267e-09 | 1.582e-09 | 0 | 0% | 0%
10 | 8 | 8 | 1.908e-09 | 2.4006e-09 | 57.7344 | 5.773% | 1.386e-08% | 10 | 8 | 8 | 1.9389e-09 | 2.4209e-09 | 57.7344 | 5.773% | 1.398e-08%
10 | 8 | 9 | 4.5838e-09 | 5.7671e-09 | 41.0928 | 4.109% | 2.37e-08% | 10 | 8 | 9 | 4.6586e-09 | 5.8167e-09 | 41.0928 | 4.109% | 2.39e-08%
10 | 8 | 10 | 8.7357e-09 | 1.0991e-08 | 357.1032 | 35.71% | 3.925e-07% | 10 | 8 | 10 | 9.0983e-09 | 1.136e-08 | 357.1032 | 35.71% | 4.057e-07%
10 | 8 | 11 | 2.1738e-08 | 2.735e-08 | 647.7576 | 64.78% | 1.772e-06% | 10 | 8 | 11 | 2.278e-08 | 2.8443e-08 | 647.7576 | 64.78% | 1.842e-06%
10 | 8 | 12 | 1.1269e-07 | 1.4178e-07 | 789.342 | 78.93% | 1.119e-05% | 10 | 8 | 12 | 1.1779e-07 | 1.4707e-07 | 789.342 | 78.93% | 1.161e-05%
10 | 8 | 13 | 1.932e-07 | 2.4307e-07 | 680.9316 | 68.09% | 1.655e-05% | 10 | 8 | 13 | 2.0198e-07 | 2.5219e-07 | 680.9316 | 68.09% | 1.717e-05%
10 | 8 | 14 | 3.8515e-07 | 4.8458e-07 | 782.754 | 78.28% | 3.793e-05% | 10 | 8 | 14 | 3.9647e-07 | 4.9503e-07 | 782.754 | 78.28% | 3.875e-05%
10 | 8 | 15 | 6.5857e-07 | 8.2859e-07 | 697.1736 | 69.72% | 5.777e-05% | 10 | 8 | 15 | 6.681e-07 | 8.3418e-07 | 697.1736 | 69.72% | 5.816e-05%
10 | 8 | 16 | 4.6278e-07 | 5.8225e-07 | 551.118 | 55.11% | 3.209e-05% | 10 | 8 | 16 | 4.6278e-07 | 5.7782e-07 | 551.118 | 55.11% | 3.184e-05%
10 | 8 | 17 | 5.2715e-08 | 6.6323e-08 | 348.4356 | 34.84% | 2.311e-06% | 10 | 8 | 17 | 5.2715e-08 | 6.5818e-08 | 348.4356 | 34.84% | 2.293e-06%
10 | 8 | 18 | 2.6142e-08 | 3.289e-08 | 111.3252 | 11.13% | 3.662e-07% | 10 | 8 | 18 | 2.6142e-08 | 3.264e-08 | 111.3252 | 11.13% | 3.634e-07%
10 | 8 | 19 | 1.6982e-08 | 2.1366e-08 | 0 | 0% | 0% | 10 | 8 | 19 | 1.6982e-08 | 2.1203e-08 | 0 | 0% | 0%
10 | 8 | 20 | 2.1974e-09 | 2.7646e-09 | 0 | 0% | 0% | 10 | 8 | 20 | 2.1974e-09 | 2.7436e-09 | 0 | 0% | 0%
10 | 8 | 21 | 1.7764e-10 | 2.2349e-10 | 0 | 0% | 0% | 10 | 8 | 21 | 1.7764e-10 | 2.2179e-10 | 0 | 0% | 0%
10 | 8 | 22 | 0 | 0 | 0 | 0% | 0% | 10 | 8 | 22 | 0 | 0 | 0 | 0% | 0%
10 | 8 | 23 | 0 | 0 | 0 | 0% | 0% | 10 | 8 | 23 | 0 | 0 | 0 | 0% | 0%
10 | 9 | 0 | 0 | 0 | 0 | 0% | 0% | 10 | 9 | 0 | 0 | 0 | 0 | 0% | 0%
10 | 9 | 1 | 0 | 0 | 0 | 0% | 0% | 10 | 9 | 1 | 0 | 0 | 0 | 0% | 0%
10 | 9 | 2 | 0 | 0 | 0 | 0% | 0% | 10 | 9 | 2 | 0 | 0 | 0 | 0% | 0%
10 | 9 | 3 | 0 | 0 | 0 | 0% | 0% | 10 | 9 | 3 | 0 | 0 | 0 | 0% | 0%
10 | 9 | 4 | 0 | 0 | 0 | 0% | 0% | 10 | 9 | 4 | 0 | 0 | 0 | 0% | 0%
10 | 9 | 5 | 0 | 0 | 0 | 0% | 0% | 10 | 9 | 5 | 0 | 0 | 0 | 0% | 0%
10 | 9 | 6 | 0 | 0 | 0 | 0% | 0% | 10 | 9 | 6 | 0 | 0 | 0 | 0% | 0%
10 | 9 | 7 | 0 | 0 | 0 | 0% | 0% | 10 | 9 | 7 | 0 | 0 | 0 | 0% | 0%
10 | 9 | 8 | 0 | 0 | 113.6244 | 11.36% | 0% | 10 | 9 | 8 | 0 | 0 | 113.6244 | 11.36% | 0%
10 | 9 | 9 | 0 | 0 | 371.0028 | 37.1% | 0% | 10 | 9 | 9 | 0 | 0 | 371.0028 | 37.1% | 0%
10 | 9 | 10 | 0 | 0 | 591.4968 | 59.15% | 0% | 10 | 9 | 10 | 0 | 0 | 591.4968 | 59.15% | 0%
10 | 9 | 11 | 0 | 0 | 741.1368 | 74.11% | 0% | 10 | 9 | 11 | 0 | 0 | 741.1368 | 74.11% | 0%
10 | 9 | 12 | 0 | 0 | 830.58 | 83.06% | 0% | 10 | 9 | 12 | 0 | 0 | 830.58 | 83.06% | 0%
10 | 9 | 13 | 2.0302e-10 | 2.5542e-10 | 855.6624 | 85.57% | 2.186e-08% | 10 | 9 | 13 | 2.0521e-10 | 2.5622e-10 | 855.6624 | 85.57% | 2.192e-08%
10 | 9 | 14 | 1.4529e-09 | 1.828e-09 | 824.5428 | 82.45% | 1.507e-07% | 10 | 9 | 14 | 1.4529e-09 | 1.8141e-09 | 824.5428 | 82.45% | 1.496e-07%
10 | 9 | 15 | 5.3991e-09 | 6.7929e-09 | 726.4572 | 72.65% | 4.935e-07% | 10 | 9 | 15 | 5.4424e-09 | 6.7952e-09 | 726.4572 | 72.65% | 4.936e-07%
10 | 9 | 16 | 7.0454e-09 | 8.8642e-09 | 576.0708 | 57.61% | 5.106e-07% | 10 | 9 | 16 | 7.0454e-09 | 8.7967e-09 | 576.0708 | 57.61% | 5.068e-07%
10 | 9 | 17 | 4.4665e-09 | 5.6196e-09 | 353.076 | 35.31% | 1.984e-07% | 10 | 9 | 17 | 4.4665e-09 | 5.5768e-09 | 353.076 | 35.31% | 1.969e-07%
10 | 9 | 18 | 4.8465e-09 | 6.0976e-09 | 111.1128 | 11.11% | 6.775e-08% | 10 | 9 | 18 | 4.8465e-09 | 6.0512e-09 | 111.1128 | 11.11% | 6.724e-08%
10 | 9 | 19 | 3.9125e-09 | 4.9226e-09 | 0 | 0% | 0% | 10 | 9 | 19 | 3.9125e-09 | 4.8851e-09 | 0 | 0% | 0%
10 | 9 | 20 | 2.3279e-10 | 2.9289e-10 | 0 | 0% | 0% | 10 | 9 | 20 | 2.3279e-10 | 2.9066e-10 | 0 | 0% | 0%
10 | 9 | 21 | 0 | 0 | 0 | 0% | 0% | 10 | 9 | 21 | 0 | 0 | 0 | 0% | 0%
10 | 9 | 22 | 0 | 0 | 0 | 0% | 0% | 10 | 9 | 22 | 0 | 0 | 0 | 0% | 0%
10 | 9 | 23 | 0 | 0 | 0 | 0% | 0% | 10 | 9 | 23 | 0 | 0 | 0 | 0% | 0%
10 | 10 | 0 | 0 | 0 | 0 | 0% | 0% | 10 | 10 | 0 | 0 | 0 | 0 | 0% | 0%
10 | 10 | 1 | 0 | 0 | 0 | 0% | 0% | 10 | 10 | 1 | 0 | 0 | 0 | 0% | 0%
10 | 10 | 2 | 0 | 0 | 0 | 0% | 0% | 10 | 10 | 2 | 0 | 0 | 0 | 0% | 0%
10 | 10 | 3 | 0 | 0 | 0 | 0% | 0% | 10 | 10 | 3 | 0 | 0 | 0 | 0% | 0%
10 | 10 | 4 | 0 | 0 | 0 | 0% | 0% | 10 | 10 | 4 | 0 | 0 | 0 | 0% | 0%
10 | 10 | 5 | 0 | 0 | 0 | 0% | 0% | 10 | 10 | 5 | 0 | 0 | 0 | 0% | 0%
10 | 10 | 6 | 0 | 0 | 0 | 0% | 0% | 10 | 10 | 6 | 0 | 0 | 0 | 0% | 0%
10 | 10 | 7 | 0 | 0 | 0 | 0% | 0% | 10 | 10 | 7 | 0 | 0 | 0 | 0% | 0%
10 | 10 | 8 | 0 | 0 | 6.4632 | 0.6463% | 0% | 10 | 10 | 8 | 0 | 0 | 6.4632 | 0.6463% | 0%
10 | 10 | 9 | 0 | 0 | 349.4484 | 34.94% | 0% | 10 | 10 | 9 | 0 | 0 | 349.4484 | 34.94% | 0%
10 | 10 | 10 | 0 | 0 | 594.9072 | 59.49% | 0% | 10 | 10 | 10 | 0 | 0 | 594.9072 | 59.49% | 0%
10 | 10 | 11 | 0 | 0 | 767.118 | 76.71% | 0% | 10 | 10 | 11 | 0 | 0 | 767.118 | 76.71% | 0%
10 | 10 | 12 | 0 | 0 | 862.5804 | 86.26% | 0% | 10 | 10 | 12 | 0 | 0 | 862.5804 | 86.26% | 0%
10 | 10 | 13 | 1.7719e-09 | 2.2293e-09 | 891.9048 | 89.19% | 1.988e-07% | 10 | 10 | 13 | 1.8329e-09 | 2.2886e-09 | 891.9048 | 89.19% | 2.041e-07%
10 | 10 | 14 | 8.0693e-09 | 1.0152e-08 | 860.1732 | 86.02% | 8.733e-07% | 10 | 10 | 14 | 8.3339e-09 | 1.0406e-08 | 860.1732 | 86.02% | 8.951e-07%
10 | 10 | 15 | 4.2381e-08 | 5.3321e-08 | 755.5284 | 75.55% | 4.029e-06% | 10 | 10 | 15 | 4.3048e-08 | 5.3748e-08 | 755.5284 | 75.55% | 4.061e-06%
10 | 10 | 16 | 9.0723e-08 | 1.1414e-07 | 592.2132 | 59.22% | 6.76e-06% | 10 | 10 | 16 | 9.0723e-08 | 1.1327e-07 | 592.2132 | 59.22% | 6.708e-06%
10 | 10 | 17 | 6.6998e-08 | 8.4294e-08 | 365.7756 | 36.58% | 3.083e-06% | 10 | 10 | 17 | 6.6998e-08 | 8.3653e-08 | 365.7756 | 36.58% | 3.06e-06%
10 | 10 | 18 | 5.3974e-08 | 6.7908e-08 | 112.9668 | 11.3% | 7.671e-07% | 10 | 10 | 18 | 5.3974e-08 | 6.7391e-08 | 112.9668 | 11.3% | 7.613e-07%
10 | 10 | 19 | 4.0131e-08 | 5.0491e-08 | 0 | 0% | 0% | 10 | 10 | 19 | 4.0131e-08 | 5.0106e-08 | 0 | 0% | 0%
10 | 10 | 20 | 3.0718e-09 | 3.8648e-09 | 0 | 0% | 0% | 10 | 10 | 20 | 3.0718e-09 | 3.8354e-09 | 0 | 0% | 0%
10 | 10 | 21 | 0 | 0 | 0 | 0% | 0% | 10 | 10 | 21 | 0 | 0 | 0 | 0% | 0%
10 | 10 | 22 | 0 | 0 | 0 | 0% | 0% | 10 | 10 | 22 | 0 | 0 | 0 | 0% | 0%
10 | 10 | 23 | 0 | 0 | 0 | 0% | 0% | 10 | 10 | 23 | 0 | 0 | 0 | 0% | 0%
10 | 11 | 0 | 0 | 0 | 0 | 0% | 0% | 10 | 11 | 0 | 0 | 0 | 0 | 0% | 0%
10 | 11 | 1 | 0 | 0 | 0 | 0% | 0% | 10 | 11 | 1 | 0 | 0 | 0 | 0% | 0%
10 | 11 | 2 | 0 | 0 | 0 | 0% | 0% | 10 | 11 | 2 | 0 | 0 | 0 | 0% | 0%
10 | 11 | 3 | 0 | 0 | 0 | 0% | 0% | 10 | 11 | 3 | 0 | 0 | 0 | 0% | 0%
10 | 11 | 4 | 0 | 0 | 0 | 0% | 0% | 10 | 11 | 4 | 0 | 0 | 0 | 0% | 0%
10 | 11 | 5 | 0 | 0 | 0 | 0% | 0% | 10 | 11 | 5 | 0 | 0 | 0 | 0% | 0%
10 | 11 | 6 | 7.1171e-10 | 8.9544e-10 | 0 | 0% | 0% | 10 | 11 | 6 | 7.1171e-10 | 8.8863e-10 | 0 | 0% | 0%
10 | 11 | 7 | 1.0649e-09 | 1.3399e-09 | 0 | 0% | 0% | 10 | 11 | 7 | 1.0649e-09 | 1.3297e-09 | 0 | 0% | 0%
10 | 11 | 8 | 1.8613e-09 | 2.3418e-09 | 117.522 | 11.75% | 2.752e-08% | 10 | 11 | 8 | 1.877e-09 | 2.3436e-09 | 117.522 | 11.75% | 2.754e-08%
10 | 11 | 9 | 7.1578e-09 | 9.0055e-09 | 374.3496 | 37.43% | 3.371e-07% | 10 | 11 | 9 | 7.1578e-09 | 8.937e-09 | 374.3496 | 37.43% | 3.346e-07%
10 | 11 | 10 | 8.6875e-08 | 1.093e-07 | 590.0316 | 59% | 6.449e-06% | 10 | 11 | 10 | 8.816e-08 | 1.1007e-07 | 590.0316 | 59% | 6.495e-06%
10 | 11 | 11 | 2.8249e-06 | 3.5542e-06 | 728.8188 | 72.88% | 0.000259% | 10 | 11 | 11 | 2.8437e-06 | 3.5506e-06 | 728.8188 | 72.88% | 0.0002588%
10 | 11 | 12 | 8.314e-06 | 1.046e-05 | 808.0512 | 80.81% | 0.0008452% | 10 | 11 | 12 | 8.3637e-06 | 1.0443e-05 | 808.0512 | 80.81% | 0.0008438%
10 | 11 | 13 | 1.5212e-05 | 1.9139e-05 | 825.6804 | 82.57% | 0.00158% | 10 | 11 | 13 | 1.5212e-05 | 1.8993e-05 | 825.6804 | 82.57% | 0.001568%
10 | 11 | 14 | 1.7168e-05 | 2.16e-05 | 786.2568 | 78.63% | 0.001698% | 10 | 11 | 14 | 1.738e-05 | 2.17e-05 | 786.2568 | 78.63% | 0.001706%
10 | 11 | 15 | 2.5064e-05 | 3.1534e-05 | 695.3124 | 69.53% | 0.002193% | 10 | 11 | 15 | 2.5064e-05 | 3.1294e-05 | 695.3124 | 69.53% | 0.002176%
10 | 11 | 16 | 1.8456e-05 | 2.3221e-05 | 541.7424 | 54.17% | 0.001258% | 10 | 11 | 16 | 1.8456e-05 | 2.3044e-05 | 541.7424 | 54.17% | 0.001248%
10 | 11 | 17 | 1.1508e-05 | 1.4479e-05 | 325.8228 | 32.58% | 0.0004718% | 10 | 11 | 17 | 1.1508e-05 | 1.4369e-05 | 325.8228 | 32.58% | 0.0004682%
10 | 11 | 18 | 1.4116e-05 | 1.7761e-05 | 94.9332 | 9.493% | 0.0001686% | 10 | 11 | 18 | 1.4116e-05 | 1.7625e-05 | 94.9332 | 9.493% | 0.0001673%
10 | 11 | 19 | 1.0934e-05 | 1.3756e-05 | 0 | 0% | 0% | 10 | 11 | 19 | 1.0934e-05 | 1.3651e-05 | 0 | 0% | 0%
10 | 11 | 20 | 7.7255e-07 | 9.7198e-07 | 0 | 0% | 0% | 10 | 11 | 20 | 7.7255e-07 | 9.6459e-07 | 0 | 0% | 0%
10 | 11 | 21 | 1.0501e-08 | 1.3212e-08 | 0 | 0% | 0% | 10 | 11 | 21 | 1.0501e-08 | 1.3111e-08 | 0 | 0% | 0%
10 | 11 | 22 | 3.8406e-10 | 4.832e-10 | 0 | 0% | 0% | 10 | 11 | 22 | 3.8406e-10 | 4.7952e-10 | 0 | 0% | 0%
10 | 11 | 23 | 0 | 0 | 0 | 0% | 0% | 10 | 11 | 23 | 0 | 0 | 0 | 0% | 0%
10 | 12 | 0 | 0 | 0 | 0 | 0% | 0% | 10 | 12 | 0 | 0 | 0 | 0 | 0% | 0%
10 | 12 | 1 | 0 | 0 | 0 | 0% | 0% | 10 | 12 | 1 | 0 | 0 | 0 | 0% | 0%
10 | 12 | 2 | 0 | 0 | 0 | 0% | 0% | 10 | 12 | 2 | 0 | 0 | 0 | 0% | 0%
10 | 12 | 3 | 0 | 0 | 0 | 0% | 0% | 10 | 12 | 3 | 0 | 0 | 0 | 0% | 0%
10 | 12 | 4 | 0 | 0 | 0 | 0% | 0% | 10 | 12 | 4 | 0 | 0 | 0 | 0% | 0%
10 | 12 | 5 | 0 | 0 | 0 | 0% | 0% | 10 | 12 | 5 | 0 | 0 | 0 | 0% | 0%
10 | 12 | 6 | 1.7261e-09 | 2.1717e-09 | 0 | 0% | 0% | 10 | 12 | 6 | 1.7261e-09 | 2.1552e-09 | 0 | 0% | 0%
10 | 12 | 7 | 1.8917e-09 | 2.3801e-09 | 0 | 0% | 0% | 10 | 12 | 7 | 1.8917e-09 | 2.362e-09 | 0 | 0% | 0%
10 | 12 | 8 | 3.0457e-09 | 3.8319e-09 | 33.6912 | 3.369% | 1.291e-08% | 10 | 12 | 8 | 3.0994e-09 | 3.8699e-09 | 33.6912 | 3.369% | 1.304e-08%
10 | 12 | 9 | 1.4507e-08 | 1.8252e-08 | 326.9316 | 32.69% | 5.967e-07% | 10 | 12 | 9 | 1.4962e-08 | 1.8681e-08 | 326.9316 | 32.69% | 6.107e-07%
10 | 12 | 10 | 4.5817e-08 | 5.7644e-08 | 549.558 | 54.96% | 3.168e-06% | 10 | 12 | 10 | 4.7263e-08 | 5.9012e-08 | 549.558 | 54.96% | 3.243e-06%
10 | 12 | 11 | 6.5363e-07 | 8.2237e-07 | 701.0352 | 70.1% | 5.765e-05% | 10 | 12 | 11 | 6.8196e-07 | 8.5148e-07 | 701.0352 | 70.1% | 5.969e-05%
10 | 12 | 12 | 5.9788e-06 | 7.5222e-06 | 792.2004 | 79.22% | 0.0005959% | 10 | 12 | 12 | 6.2503e-06 | 7.8039e-06 | 792.2004 | 79.22% | 0.0006182%
10 | 12 | 13 | 7.6681e-06 | 9.6476e-06 | 796.878 | 79.69% | 0.0007688% | 10 | 12 | 13 | 7.9543e-06 | 9.9316e-06 | 796.878 | 79.69% | 0.0007914%
10 | 12 | 14 | 4.1825e-06 | 5.2622e-06 | 764.088 | 76.41% | 0.0004021% | 10 | 12 | 14 | 4.2926e-06 | 5.3596e-06 | 764.088 | 76.41% | 0.0004095%
10 | 12 | 15 | 4.432e-06 | 5.5762e-06 | 671.0592 | 67.11% | 0.0003742% | 10 | 12 | 15 | 4.5184e-06 | 5.6416e-06 | 671.0592 | 67.11% | 0.0003786%
10 | 12 | 16 | 9.4942e-07 | 1.1945e-06 | 525.8292 | 52.58% | 6.281e-05% | 10 | 12 | 16 | 9.4942e-07 | 1.1854e-06 | 525.8292 | 52.58% | 6.233e-05%
10 | 12 | 17 | 2.9226e-07 | 3.677e-07 | 314.2188 | 31.42% | 1.155e-05% | 10 | 12 | 17 | 2.9226e-07 | 3.6491e-07 | 314.2188 | 31.42% | 1.147e-05%
10 | 12 | 18 | 8.5106e-07 | 1.0708e-06 | 90.24 | 9.024% | 9.663e-06% | 10 | 12 | 18 | 8.5106e-07 | 1.0626e-06 | 90.24 | 9.024% | 9.589e-06%
10 | 12 | 19 | 1.0515e-06 | 1.3229e-06 | 0 | 0% | 0% | 10 | 12 | 19 | 1.0515e-06 | 1.3129e-06 | 0 | 0% | 0%
10 | 12 | 20 | 1.582e-08 | 1.9904e-08 | 0 | 0% | 0% | 10 | 12 | 20 | 1.582e-08 | 1.9753e-08 | 0 | 0% | 0%
10 | 12 | 21 | 2.2971e-09 | 2.8901e-09 | 0 | 0% | 0% | 10 | 12 | 21 | 2.2971e-09 | 2.8681e-09 | 0 | 0% | 0%
10 | 12 | 22 | 0 | 0 | 0 | 0% | 0% | 10 | 12 | 22 | 0 | 0 | 0 | 0% | 0%
10 | 12 | 23 | 0 | 0 | 0 | 0% | 0% | 10 | 12 | 23 | 0 | 0 | 0 | 0% | 0%
10 | 13 | 0 | 0 | 0 | 0 | 0% | 0% | 10 | 13 | 0 | 0 | 0 | 0 | 0% | 0%
10 | 13 | 1 | 0 | 0 | 0 | 0% | 0% | 10 | 13 | 1 | 0 | 0 | 0 | 0% | 0%
10 | 13 | 2 | 0 | 0 | 0 | 0% | 0% | 10 | 13 | 2 | 0 | 0 | 0 | 0% | 0%
10 | 13 | 3 | 0 | 0 | 0 | 0% | 0% | 10 | 13 | 3 | 0 | 0 | 0 | 0% | 0%
10 | 13 | 4 | 0 | 0 | 0 | 0% | 0% | 10 | 13 | 4 | 0 | 0 | 0 | 0% | 0%
10 | 13 | 5 | 0 | 0 | 0 | 0% | 0% | 10 | 13 | 5 | 0 | 0 | 0 | 0% | 0%
10 | 13 | 6 | 1.8125e-09 | 2.2804e-09 | 0 | 0% | 0% | 10 | 13 | 6 | 1.8125e-09 | 2.263e-09 | 0 | 0% | 0%
10 | 13 | 7 | 1.8446e-09 | 2.3208e-09 | 0 | 0% | 0% | 10 | 13 | 7 | 1.8446e-09 | 2.3031e-09 | 0 | 0% | 0%
10 | 13 | 8 | 4.5435e-09 | 5.7165e-09 | 90.0876 | 9.009% | 5.15e-08% | 10 | 13 | 8 | 4.6211e-09 | 5.7699e-09 | 90.0876 | 9.009% | 5.198e-08%
10 | 13 | 9 | 1.6589e-08 | 2.0872e-08 | 315.81 | 31.58% | 6.592e-07% | 10 | 13 | 9 | 1.7123e-08 | 2.138e-08 | 315.81 | 31.58% | 6.752e-07%
10 | 13 | 10 | 3.6046e-08 | 4.5351e-08 | 407.8344 | 40.78% | 1.85e-06% | 10 | 13 | 10 | 3.7752e-08 | 4.7136e-08 | 407.8344 | 40.78% | 1.922e-06%
10 | 13 | 11 | 9.9841e-08 | 1.2562e-07 | 666.954 | 66.7% | 8.378e-06% | 10 | 13 | 11 | 1.044e-07 | 1.3036e-07 | 666.954 | 66.7% | 8.694e-06%
10 | 13 | 12 | 5.4033e-07 | 6.7982e-07 | 301.0356 | 30.1% | 2.046e-05% | 10 | 13 | 12 | 5.6004e-07 | 6.9926e-07 | 301.0356 | 30.1% | 2.105e-05%
10 | 13 | 13 | 8.3956e-07 | 1.0563e-06 | 560.2584 | 56.03% | 5.918e-05% | 10 | 13 | 13 | 8.7492e-07 | 1.0924e-06 | 560.2584 | 56.03% | 6.12e-05%
10 | 13 | 14 | 5.0016e-07 | 6.2927e-07 | 561.5832 | 56.16% | 3.534e-05% | 10 | 13 | 14 | 5.1872e-07 | 6.4767e-07 | 561.5832 | 56.16% | 3.637e-05%
10 | 13 | 15 | 5.6004e-07 | 7.0462e-07 | 228.6024 | 22.86% | 1.611e-05% | 10 | 13 | 15 | 5.7207e-07 | 7.1428e-07 | 228.6024 | 22.86% | 1.633e-05%
10 | 13 | 16 | 1.0436e-07 | 1.3131e-07 | 278.0028 | 27.8% | 3.65e-06% | 10 | 13 | 16 | 1.051e-07 | 1.3122e-07 | 278.0028 | 27.8% | 3.648e-06%
10 | 13 | 17 | 1.8729e-07 | 2.3564e-07 | 245.8368 | 24.58% | 5.793e-06% | 10 | 13 | 17 | 1.8729e-07 | 2.3385e-07 | 245.8368 | 24.58% | 5.749e-06%
10 | 13 | 18 | 4.5264e-07 | 5.6949e-07 | 54.138 | 5.414% | 3.083e-06% | 10 | 13 | 18 | 4.5264e-07 | 5.6516e-07 | 54.138 | 5.414% | 3.06e-06%
10 | 13 | 19 | 1.5713e-07 | 1.9769e-07 | 0 | 0% | 0% | 10 | 13 | 19 | 1.5713e-07 | 1.9619e-07 | 0 | 0% | 0%
10 | 13 | 20 | 6.2992e-09 | 7.9253e-09 | 0 | 0% | 0% | 10 | 13 | 20 | 6.2992e-09 | 7.8651e-09 | 0 | 0% | 0%
10 | 13 | 21 | 8.7298e-10 | 1.0983e-09 | 0 | 0% | 0% | 10 | 13 | 21 | 8.7298e-10 | 1.09e-09 | 0 | 0% | 0%
10 | 13 | 22 | 0 | 0 | 0 | 0% | 0% | 10 | 13 | 22 | 0 | 0 | 0 | 0% | 0%
10 | 13 | 23 | 0 | 0 | 0 | 0% | 0% | 10 | 13 | 23 | 0 | 0 | 0 | 0% | 0%
10 | 14 | 0 | 0 | 0 | 0 | 0% | 0% | 10 | 14 | 0 | 0 | 0 | 0 | 0% | 0%
10 | 14 | 1 | 0 | 0 | 0 | 0% | 0% | 10 | 14 | 1 | 0 | 0 | 0 | 0% | 0%
10 | 14 | 2 | 0 | 0 | 0 | 0% | 0% | 10 | 14 | 2 | 0 | 0 | 0 | 0% | 0%
10 | 14 | 3 | 0 | 0 | 0 | 0% | 0% | 10 | 14 | 3 | 0 | 0 | 0 | 0% | 0%
10 | 14 | 4 | 0 | 0 | 0 | 0% | 0% | 10 | 14 | 4 | 0 | 0 | 0 | 0% | 0%
10 | 14 | 5 | 0 | 0 | 0 | 0% | 0% | 10 | 14 | 5 | 0 | 0 | 0 | 0% | 0%
10 | 14 | 6 | 9.8798e-10 | 1.243e-09 | 0 | 0% | 0% | 10 | 14 | 6 | 9.8798e-10 | 1.2336e-09 | 0 | 0% | 0%
10 | 14 | 7 | 1.3098e-09 | 1.648e-09 | 0 | 0% | 0% | 10 | 14 | 7 | 1.3098e-09 | 1.6354e-09 | 0 | 0% | 0%
10 | 14 | 8 | 2.1983e-09 | 2.7659e-09 | 48.0276 | 4.803% | 1.328e-08% | 10 | 14 | 8 | 2.2371e-09 | 2.7932e-09 | 48.0276 | 4.803% | 1.342e-08%
10 | 14 | 9 | 2.8242e-09 | 3.5532e-09 | 105.6108 | 10.56% | 3.753e-08% | 10 | 14 | 9 | 2.8979e-09 | 3.6183e-09 | 105.6108 | 10.56% | 3.821e-08%
10 | 14 | 10 | 3.5797e-09 | 4.5038e-09 | 92.4264 | 9.243% | 4.163e-08% | 10 | 14 | 10 | 3.7022e-09 | 4.6225e-09 | 92.4264 | 9.243% | 4.272e-08%
10 | 14 | 11 | 6.7287e-09 | 8.4658e-09 | 377.1408 | 37.71% | 3.193e-07% | 10 | 14 | 11 | 7.0543e-09 | 8.8079e-09 | 377.1408 | 37.71% | 3.322e-07%
10 | 14 | 12 | 1.4643e-08 | 1.8423e-08 | 186.3444 | 18.63% | 3.433e-07% | 10 | 14 | 12 | 1.5338e-08 | 1.9151e-08 | 186.3444 | 18.63% | 3.569e-07%
10 | 14 | 13 | 2.26e-08 | 2.8434e-08 | 187.1496 | 18.71% | 5.321e-07% | 10 | 14 | 13 | 2.3689e-08 | 2.9578e-08 | 187.1496 | 18.71% | 5.535e-07%
10 | 14 | 14 | 1.3726e-08 | 1.7269e-08 | 233.6832 | 23.37% | 4.036e-07% | 10 | 14 | 14 | 1.4401e-08 | 1.7981e-08 | 233.6832 | 23.37% | 4.202e-07%
10 | 14 | 15 | 7.8132e-09 | 9.8302e-09 | 149.0712 | 14.91% | 1.465e-07% | 10 | 14 | 15 | 7.9368e-09 | 9.9097e-09 | 149.0712 | 14.91% | 1.477e-07%
10 | 14 | 16 | 4.1852e-09 | 5.2656e-09 | 155.1948 | 15.52% | 8.172e-08% | 10 | 14 | 16 | 4.1852e-09 | 5.2256e-09 | 155.1948 | 15.52% | 8.11e-08%
10 | 14 | 17 | 2.7243e-09 | 3.4276e-09 | 248.9076 | 24.89% | 8.531e-08% | 10 | 14 | 17 | 2.7243e-09 | 3.4015e-09 | 248.9076 | 24.89% | 8.467e-08%
10 | 14 | 18 | 6.3464e-09 | 7.9847e-09 | 62.0904 | 6.209% | 4.958e-08% | 10 | 14 | 18 | 6.3464e-09 | 7.924e-09 | 62.0904 | 6.209% | 4.92e-08%
10 | 14 | 19 | 1.3383e-08 | 1.6837e-08 | 0 | 0% | 0% | 10 | 14 | 19 | 1.3383e-08 | 1.6709e-08 | 0 | 0% | 0%
10 | 14 | 20 | 2.4566e-09 | 3.0908e-09 | 0 | 0% | 0% | 10 | 14 | 20 | 2.4566e-09 | 3.0673e-09 | 0 | 0% | 0%
10 | 14 | 21 | 3.8779e-10 | 4.8789e-10 | 0 | 0% | 0% | 10 | 14 | 21 | 3.8779e-10 | 4.8418e-10 | 0 | 0% | 0%
10 | 14 | 22 | 0 | 0 | 0 | 0% | 0% | 10 | 14 | 22 | 0 | 0 | 0 | 0% | 0%
10 | 14 | 23 | 0 | 0 | 0 | 0% | 0% | 10 | 14 | 23 | 0 | 0 | 0 | 0% | 0%
10 | 15 | 0 | 0 | 0 | 0 | 0% | 0% | 10 | 15 | 0 | 0 | 0 | 0 | 0% | 0%
10 | 15 | 1 | 0 | 0 | 0 | 0% | 0% | 10 | 15 | 1 | 0 | 0 | 0 | 0% | 0%
10 | 15 | 2 | 0 | 0 | 0 | 0% | 0% | 10 | 15 | 2 | 0 | 0 | 0 | 0% | 0%
10 | 15 | 3 | 0 | 0 | 0 | 0% | 0% | 10 | 15 | 3 | 0 | 0 | 0 | 0% | 0%
10 | 15 | 4 | 0 | 0 | 0 | 0% | 0% | 10 | 15 | 4 | 0 | 0 | 0 | 0% | 0%
10 | 15 | 5 | 0 | 0 | 0 | 0% | 0% | 10 | 15 | 5 | 0 | 0 | 0 | 0% | 0%
10 | 15 | 6 | 2.0753e-09 | 2.6111e-09 | 0 | 0% | 0% | 10 | 15 | 6 | 2.0753e-09 | 2.5912e-09 | 0 | 0% | 0%
10 | 15 | 7 | 2.5694e-09 | 3.2326e-09 | 0 | 0% | 0% | 10 | 15 | 7 | 2.5694e-09 | 3.2081e-09 | 0 | 0% | 0%
10 | 15 | 8 | 3.2624e-09 | 4.1046e-09 | 94.2156 | 9.422% | 3.867e-08% | 10 | 15 | 8 | 3.3179e-09 | 4.1426e-09 | 94.2156 | 9.422% | 3.903e-08%
10 | 15 | 9 | 4.9312e-09 | 6.2042e-09 | 340.2624 | 34.03% | 2.111e-07% | 10 | 15 | 9 | 5.0172e-09 | 6.2644e-09 | 340.2624 | 34.03% | 2.132e-07%
10 | 15 | 10 | 4.1191e-09 | 5.1825e-09 | 564.3528 | 56.44% | 2.925e-07% | 10 | 15 | 10 | 4.2238e-09 | 5.2737e-09 | 564.3528 | 56.44% | 2.976e-07%
10 | 15 | 11 | 2.6393e-09 | 3.3206e-09 | 726.0264 | 72.6% | 2.411e-07% | 10 | 15 | 11 | 2.7063e-09 | 3.379e-09 | 726.0264 | 72.6% | 2.453e-07%
10 | 15 | 12 | 4.8936e-09 | 6.1568e-09 | 812.6424 | 81.26% | 5.003e-07% | 10 | 15 | 12 | 5.0226e-09 | 6.2712e-09 | 812.6424 | 81.26% | 5.096e-07%
10 | 15 | 13 | 4.5122e-09 | 5.677e-09 | 837.828 | 83.78% | 4.756e-07% | 10 | 15 | 13 | 4.6628e-09 | 5.8219e-09 | 837.828 | 83.78% | 4.878e-07%
10 | 15 | 14 | 3.2379e-09 | 4.0738e-09 | 799.6032 | 79.96% | 3.257e-07% | 10 | 15 | 14 | 3.3214e-09 | 4.1471e-09 | 799.6032 | 79.96% | 3.316e-07%
10 | 15 | 15 | 1.9716e-09 | 2.4805e-09 | 708.468 | 70.85% | 1.757e-07% | 10 | 15 | 15 | 1.9892e-09 | 2.4837e-09 | 708.468 | 70.85% | 1.76e-07%
10 | 15 | 16 | 1.8774e-09 | 2.362e-09 | 543.444 | 54.34% | 1.284e-07% | 10 | 15 | 16 | 1.8774e-09 | 2.3441e-09 | 543.444 | 54.34% | 1.274e-07%
10 | 15 | 17 | 9.882e-10 | 1.2433e-09 | 319.3224 | 31.93% | 3.97e-08% | 10 | 15 | 17 | 9.882e-10 | 1.2338e-09 | 319.3224 | 31.93% | 3.94e-08%
10 | 15 | 18 | 1.6566e-09 | 2.0843e-09 | 82.2516 | 8.225% | 1.714e-08% | 10 | 15 | 18 | 1.6566e-09 | 2.0684e-09 | 82.2516 | 8.225% | 1.701e-08%
10 | 15 | 19 | 2.1435e-09 | 2.6968e-09 | 0 | 0% | 0% | 10 | 15 | 19 | 2.1435e-09 | 2.6763e-09 | 0 | 0% | 0%
10 | 15 | 20 | 7.2787e-10 | 9.1577e-10 | 0 | 0% | 0% | 10 | 15 | 20 | 7.2787e-10 | 9.0881e-10 | 0 | 0% | 0%
10 | 15 | 21 | 0 | 0 | 0 | 0% | 0% | 10 | 15 | 21 | 0 | 0 | 0 | 0% | 0%
10 | 15 | 22 | 0 | 0 | 0 | 0% | 0% | 10 | 15 | 22 | 0 | 0 | 0 | 0% | 0%
10 | 15 | 23 | 0 | 0 | 0 | 0% | 0% | 10 | 15 | 23 | 0 | 0 | 0 | 0% | 0%
10 | 16 | 0 | 0 | 0 | 0 | 0% | 0% | 10 | 16 | 0 | 0 | 0 | 0 | 0% | 0%
10 | 16 | 1 | 0 | 0 | 0 | 0% | 0% | 10 | 16 | 1 | 0 | 0 | 0 | 0% | 0%
10 | 16 | 2 | 0 | 0 | 0 | 0% | 0% | 10 | 16 | 2 | 0 | 0 | 0 | 0% | 0%
10 | 16 | 3 | 0 | 0 | 0 | 0% | 0% | 10 | 16 | 3 | 0 | 0 | 0 | 0% | 0%
10 | 16 | 4 | 0 | 0 | 0 | 0% | 0% | 10 | 16 | 4 | 0 | 0 | 0 | 0% | 0%
10 | 16 | 5 | 0 | 0 | 0 | 0% | 0% | 10 | 16 | 5 | 0 | 0 | 0 | 0% | 0%
10 | 16 | 6 | 0 | 0 | 0 | 0% | 0% | 10 | 16 | 6 | 0 | 0 | 0 | 0% | 0%
10 | 16 | 7 | 0 | 0 | 0 | 0% | 0% | 10 | 16 | 7 | 0 | 0 | 0 | 0% | 0%
10 | 16 | 8 | 0 | 0 | 98.3712 | 9.837% | 0% | 10 | 16 | 8 | 0 | 0 | 98.3712 | 9.837% | 0%
10 | 16 | 9 | 0 | 0 | 347.4432 | 34.74% | 0% | 10 | 16 | 9 | 0 | 0 | 347.4432 | 34.74% | 0%
10 | 16 | 10 | 0 | 0 | 557.6124 | 55.76% | 0% | 10 | 16 | 10 | 0 | 0 | 557.6124 | 55.76% | 0%
10 | 16 | 11 | 0 | 0 | 708.3792 | 70.84% | 0% | 10 | 16 | 11 | 0 | 0 | 708.3792 | 70.84% | 0%
10 | 16 | 12 | 0 | 0 | 789.282 | 78.93% | 0% | 10 | 16 | 12 | 0 | 0 | 789.282 | 78.93% | 0%
10 | 16 | 13 | 0 | 0 | 806.9256 | 80.69% | 0% | 10 | 16 | 13 | 0 | 0 | 806.9256 | 80.69% | 0%
10 | 16 | 14 | 0 | 0 | 767.2464 | 76.72% | 0% | 10 | 16 | 14 | 0 | 0 | 767.2464 | 76.72% | 0%
10 | 16 | 15 | 0 | 0 | 660.9216 | 66.09% | 0% | 10 | 16 | 15 | 0 | 0 | 660.9216 | 66.09% | 0%
10 | 16 | 16 | 0 | 0 | 423.54 | 42.35% | 0% | 10 | 16 | 16 | 0 | 0 | 423.54 | 42.35% | 0%
10 | 16 | 17 | 0 | 0 | 230.6052 | 23.06% | 0% | 10 | 16 | 17 | 0 | 0 | 230.6052 | 23.06% | 0%
10 | 16 | 18 | 0 | 0 | 67.0932 | 6.709% | 0% | 10 | 16 | 18 | 0 | 0 | 67.0932 | 6.709% | 0%
10 | 16 | 19 | 0 | 0 | 0 | 0% | 0% | 10 | 16 | 19 | 0 | 0 | 0 | 0% | 0%
10 | 16 | 20 | 0 | 0 | 0 | 0% | 0% | 10 | 16 | 20 | 0 | 0 | 0 | 0% | 0%
10 | 16 | 21 | 0 | 0 | 0 | 0% | 0% | 10 | 16 | 21 | 0 | 0 | 0 | 0% | 0%
10 | 16 | 22 | 0 | 0 | 0 | 0% | 0% | 10 | 16 | 22 | 0 | 0 | 0 | 0% | 0%
10 | 16 | 23 | 0 | 0 | 0 | 0% | 0% | 10 | 16 | 23 | 0 | 0 | 0 | 0% | 0%
10 | 17 | 0 | 0 | 0 | 0 | 0% | 0% | 10 | 17 | 0 | 0 | 0 | 0 | 0% | 0%
10 | 17 | 1 | 0 | 0 | 0 | 0% | 0% | 10 | 17 | 1 | 0 | 0 | 0 | 0% | 0%
10 | 17 | 2 | 0 | 0 | 0 | 0% | 0% | 10 | 17 | 2 | 0 | 0 | 0 | 0% | 0%
10 | 17 | 3 | 0 | 0 | 0 | 0% | 0% | 10 | 17 | 3 | 0 | 0 | 0 | 0% | 0%
10 | 17 | 4 | 0 | 0 | 0 | 0% | 0% | 10 | 17 | 4 | 0 | 0 | 0 | 0% | 0%
10 | 17 | 5 | 0 | 0 | 0 | 0% | 0% | 10 | 17 | 5 | 0 | 0 | 0 | 0% | 0%
10 | 17 | 6 | 0 | 0 | 0 | 0% | 0% | 10 | 17 | 6 | 0 | 0 | 0 | 0% | 0%
10 | 17 | 7 | 0 | 0 | 0 | 0% | 0% | 10 | 17 | 7 | 0 | 0 | 0 | 0% | 0%
10 | 17 | 8 | 0 | 0 | 86.022 | 8.602% | 0% | 10 | 17 | 8 | 0 | 0 | 86.022 | 8.602% | 0%
10 | 17 | 9 | 0 | 0 | 242.6616 | 24.27% | 0% | 10 | 17 | 9 | 0 | 0 | 242.6616 | 24.27% | 0%
10 | 17 | 10 | 0 | 0 | 536.3424 | 53.63% | 0% | 10 | 17 | 10 | 0 | 0 | 536.3424 | 53.63% | 0%
10 | 17 | 11 | 0 | 0 | 684.0168 | 68.4% | 0% | 10 | 17 | 11 | 0 | 0 | 684.0168 | 68.4% | 0%
10 | 17 | 12 | 0 | 0 | 542.8284 | 54.28% | 0% | 10 | 17 | 12 | 0 | 0 | 542.8284 | 54.28% | 0%
10 | 17 | 13 | 0 | 0 | 605.1768 | 60.52% | 0% | 10 | 17 | 13 | 0 | 0 | 605.1768 | 60.52% | 0%
10 | 17 | 14 | 0 | 0 | 647.592 | 64.76% | 0% | 10 | 17 | 14 | 0 | 0 | 647.592 | 64.76% | 0%
10 | 17 | 15 | 0 | 0 | 242.3316 | 24.23% | 0% | 10 | 17 | 15 | 0 | 0 | 242.3316 | 24.23% | 0%
10 | 17 | 16 | 0 | 0 | 463.212 | 46.32% | 0% | 10 | 17 | 16 | 0 | 0 | 463.212 | 46.32% | 0%
10 | 17 | 17 | 0 | 0 | 282.4068 | 28.24% | 0% | 10 | 17 | 17 | 0 | 0 | 282.4068 | 28.24% | 0%
10 | 17 | 18 | 1.2562e-09 | 1.5805e-09 | 67.308 | 6.731% | 1.064e-08% | 10 | 17 | 18 | 1.2562e-09 | 1.5685e-09 | 67.308 | 6.731% | 1.056e-08%
10 | 17 | 19 | 1.1839e-09 | 1.4896e-09 | 0 | 0% | 0% | 10 | 17 | 19 | 1.1839e-09 | 1.4782e-09 | 0 | 0% | 0%
10 | 17 | 20 | 0 | 0 | 0 | 0% | 0% | 10 | 17 | 20 | 0 | 0 | 0 | 0% | 0%
10 | 17 | 21 | 0 | 0 | 0 | 0% | 0% | 10 | 17 | 21 | 0 | 0 | 0 | 0% | 0%
10 | 17 | 22 | 0 | 0 | 0 | 0% | 0% | 10 | 17 | 22 | 0 | 0 | 0 | 0% | 0%
10 | 17 | 23 | 0 | 0 | 0 | 0% | 0% | 10 | 17 | 23 | 0 | 0 | 0 | 0% | 0%
10 | 18 | 0 | 0 | 0 | 0 | 0% | 0% | 10 | 18 | 0 | 0 | 0 | 0 | 0% | 0%
10 | 18 | 1 | 0 | 0 | 0 | 0% | 0% | 10 | 18 | 1 | 0 | 0 | 0 | 0% | 0%
10 | 18 | 2 | 0 | 0 | 0 | 0% | 0% | 10 | 18 | 2 | 0 | 0 | 0 | 0% | 0%
10 | 18 | 3 | 0 | 0 | 0 | 0% | 0% | 10 | 18 | 3 | 0 | 0 | 0 | 0% | 0%
10 | 18 | 4 | 0 | 0 | 0 | 0% | 0% | 10 | 18 | 4 | 0 | 0 | 0 | 0% | 0%
10 | 18 | 5 | 0 | 0 | 0 | 0% | 0% | 10 | 18 | 5 | 0 | 0 | 0 | 0% | 0%
10 | 18 | 6 | 1.5634e-09 | 1.967e-09 | 0 | 0% | 0% | 10 | 18 | 6 | 1.5634e-09 | 1.9521e-09 | 0 | 0% | 0%
10 | 18 | 7 | 2.5468e-09 | 3.2042e-09 | 0 | 0% | 0% | 10 | 18 | 7 | 2.5468e-09 | 3.1798e-09 | 0 | 0% | 0%
10 | 18 | 8 | 4.3554e-09 | 5.4797e-09 | 86.5488 | 8.655% | 4.743e-08% | 10 | 18 | 8 | 4.3905e-09 | 5.4819e-09 | 86.5488 | 8.655% | 4.745e-08%
10 | 18 | 9 | 7.8099e-09 | 9.8261e-09 | 329.1612 | 32.92% | 3.234e-07% | 10 | 18 | 9 | 8.0626e-09 | 1.0067e-08 | 329.1612 | 32.92% | 3.314e-07%
10 | 18 | 10 | 1.5326e-08 | 1.9282e-08 | 554.6364 | 55.46% | 1.069e-06% | 10 | 18 | 10 | 1.5969e-08 | 1.9939e-08 | 554.6364 | 55.46% | 1.106e-06%
10 | 18 | 11 | 4.619e-08 | 5.8114e-08 | 712.6308 | 71.26% | 4.141e-06% | 10 | 18 | 11 | 4.842e-08 | 6.0456e-08 | 712.6308 | 71.26% | 4.308e-06%
10 | 18 | 12 | 3.093e-07 | 3.8915e-07 | 804.8136 | 80.48% | 3.132e-05% | 10 | 18 | 12 | 3.2271e-07 | 4.0292e-07 | 804.8136 | 80.48% | 3.243e-05%
10 | 18 | 13 | 1.4373e-06 | 1.8084e-06 | 592.1064 | 59.21% | 0.0001071% | 10 | 18 | 13 | 1.4875e-06 | 1.8572e-06 | 592.1064 | 59.21% | 0.00011%
10 | 18 | 14 | 3.1376e-06 | 3.9476e-06 | 478.2108 | 47.82% | 0.0001888% | 10 | 18 | 14 | 3.2218e-06 | 4.0226e-06 | 478.2108 | 47.82% | 0.0001924%
10 | 18 | 15 | 1.4864e-06 | 1.8701e-06 | 192.9924 | 19.3% | 3.609e-05% | 10 | 18 | 15 | 1.5077e-06 | 1.8825e-06 | 192.9924 | 19.3% | 3.633e-05%
10 | 18 | 16 | 1.0031e-06 | 1.2621e-06 | 534.252 | 53.43% | 6.743e-05% | 10 | 18 | 16 | 1.0031e-06 | 1.2525e-06 | 534.252 | 53.43% | 6.691e-05%
10 | 18 | 17 | 2.0464e-07 | 2.5747e-07 | 165.732 | 16.57% | 4.267e-06% | 10 | 18 | 17 | 2.0464e-07 | 2.5551e-07 | 165.732 | 16.57% | 4.235e-06%
10 | 18 | 18 | 6.624e-07 | 8.334e-07 | 33.7908 | 3.379% | 2.816e-06% | 10 | 18 | 18 | 6.624e-07 | 8.2706e-07 | 33.7908 | 3.379% | 2.795e-06%
10 | 18 | 19 | 2.2816e-07 | 2.8706e-07 | 0 | 0% | 0% | 10 | 18 | 19 | 2.2816e-07 | 2.8488e-07 | 0 | 0% | 0%
10 | 18 | 20 | 1.3594e-08 | 1.7103e-08 | 0 | 0% | 0% | 10 | 18 | 20 | 1.3594e-08 | 1.6973e-08 | 0 | 0% | 0%
10 | 18 | 21 | 1.6279e-09 | 2.0481e-09 | 0 | 0% | 0% | 10 | 18 | 21 | 1.6279e-09 | 2.0326e-09 | 0 | 0% | 0%
10 | 18 | 22 | 0 | 0 | 0 | 0% | 0% | 10 | 18 | 22 | 0 | 0 | 0 | 0% | 0%
10 | 18 | 23 | 0 | 0 | 0 | 0% | 0% | 10 | 18 | 23 | 0 | 0 | 0 | 0% | 0%
10 | 19 | 0 | 0 | 0 | 0 | 0% | 0% | 10 | 19 | 0 | 0 | 0 | 0 | 0% | 0%
10 | 19 | 1 | 0 | 0 | 0 | 0% | 0% | 10 | 19 | 1 | 0 | 0 | 0 | 0% | 0%
10 | 19 | 2 | 0 | 0 | 0 | 0% | 0% | 10 | 19 | 2 | 0 | 0 | 0 | 0% | 0%
10 | 19 | 3 | 0 | 0 | 0 | 0% | 0% | 10 | 19 | 3 | 0 | 0 | 0 | 0% | 0%
10 | 19 | 4 | 0 | 0 | 0 | 0% | 0% | 10 | 19 | 4 | 0 | 0 | 0 | 0% | 0%
10 | 19 | 5 | 0 | 0 | 0 | 0% | 0% | 10 | 19 | 5 | 0 | 0 | 0 | 0% | 0%
10 | 19 | 6 | 1.8763e-09 | 2.3606e-09 | 0 | 0% | 0% | 10 | 19 | 6 | 1.8763e-09 | 2.3427e-09 | 0 | 0% | 0%
10 | 19 | 7 | 2.1795e-09 | 2.7421e-09 | 0 | 0% | 0% | 10 | 19 | 7 | 2.1795e-09 | 2.7213e-09 | 0 | 0% | 0%
10 | 19 | 8 | 2.7243e-09 | 3.4276e-09 | 0 | 0% | 0% | 10 | 19 | 8 | 2.7732e-09 | 3.4625e-09 | 0 | 0% | 0%
10 | 19 | 9 | 4.7724e-09 | 6.0044e-09 | 112.092 | 11.21% | 6.73e-08% | 10 | 19 | 9 | 4.8496e-09 | 6.0551e-09 | 112.092 | 11.21% | 6.787e-08%
10 | 19 | 10 | 5.2267e-09 | 6.5759e-09 | 209.082 | 20.91% | 1.375e-07% | 10 | 19 | 10 | 5.3547e-09 | 6.6858e-09 | 209.082 | 20.91% | 1.398e-07%
10 | 19 | 11 | 7.218e-09 | 9.0813e-09 | 473.7648 | 47.38% | 4.302e-07% | 10 | 19 | 11 | 7.4541e-09 | 9.3071e-09 | 473.7648 | 47.38% | 4.409e-07%
10 | 19 | 12 | 1.0344e-08 | 1.3014e-08 | 240.342 | 24.03% | 3.128e-07% | 10 | 19 | 12 | 1.0861e-08 | 1.3561e-08 | 240.342 | 24.03% | 3.259e-07%
10 | 19 | 13 | 2.0391e-08 | 2.5655e-08 | 58.3092 | 5.831% | 1.496e-07% | 10 | 19 | 13 | 2.1219e-08 | 2.6493e-08 | 58.3092 | 5.831% | 1.545e-07%
10 | 19 | 14 | 7.3892e-09 | 9.2967e-09 | 214.4844 | 21.45% | 1.994e-07% | 10 | 19 | 14 | 7.6326e-09 | 9.5299e-09 | 214.4844 | 21.45% | 2.044e-07%
10 | 19 | 15 | 4.7724e-09 | 6.0044e-09 | 156.8412 | 15.68% | 9.417e-08% | 10 | 19 | 15 | 4.8496e-09 | 6.0551e-09 | 156.8412 | 15.68% | 9.497e-08%
10 | 19 | 16 | 1.8613e-09 | 2.3418e-09 | 9.3588 | 0.9359% | 2.192e-09% | 10 | 19 | 16 | 1.8613e-09 | 2.324e-09 | 9.3588 | 0.9359% | 2.175e-09%
10 | 19 | 17 | 3.1269e-09 | 3.9341e-09 | 35.1828 | 3.518% | 1.384e-08% | 10 | 19 | 17 | 3.1269e-09 | 3.9041e-09 | 35.1828 | 3.518% | 1.374e-08%
10 | 19 | 18 | 1.2147e-08 | 1.5283e-08 | 2.2056 | 0.2206% | 3.371e-09% | 10 | 19 | 18 | 1.2147e-08 | 1.5166e-08 | 2.2056 | 0.2206% | 3.345e-09%
10 | 19 | 19 | 3.8308e-08 | 4.8198e-08 | 0 | 0% | 0% | 10 | 19 | 19 | 3.8308e-08 | 4.7831e-08 | 0 | 0% | 0%
10 | 19 | 20 | 3.6664e-09 | 4.6129e-09 | 0 | 0% | 0% | 10 | 19 | 20 | 3.6664e-09 | 4.5778e-09 | 0 | 0% | 0%
10 | 19 | 21 | 7.2787e-10 | 9.1577e-10 | 0 | 0% | 0% | 10 | 19 | 21 | 7.2787e-10 | 9.0881e-10 | 0 | 0% | 0%
10 | 19 | 22 | 0 | 0 | 0 | 0% | 0% | 10 | 19 | 22 | 0 | 0 | 0 | 0% | 0%
10 | 19 | 23 | 0 | 0 | 0 | 0% | 0% | 10 | 19 | 23 | 0 | 0 | 0 | 0% | 0%
10 | 20 | 0 | 0 | 0 | 0 | 0% | 0% | 10 | 20 | 0 | 0 | 0 | 0 | 0% | 0%
10 | 20 | 1 | 0 | 0 | 0 | 0% | 0% | 10 | 20 | 1 | 0 | 0 | 0 | 0% | 0%
10 | 20 | 2 | 0 | 0 | 0 | 0% | 0% | 10 | 20 | 2 | 0 | 0 | 0 | 0% | 0%
10 | 20 | 3 | 0 | 0 | 0 | 0% | 0% | 10 | 20 | 3 | 0 | 0 | 0 | 0% | 0%
10 | 20 | 4 | 0 | 0 | 0 | 0% | 0% | 10 | 20 | 4 | 0 | 0 | 0 | 0% | 0%
10 | 20 | 5 | 0 | 0 | 0 | 0% | 0% | 10 | 20 | 5 | 0 | 0 | 0 | 0% | 0%
10 | 20 | 6 | 2.9444e-09 | 3.7045e-09 | 0 | 0% | 0% | 10 | 20 | 6 | 2.9444e-09 | 3.6763e-09 | 0 | 0% | 0%
10 | 20 | 7 | 3.9775e-09 | 5.0043e-09 | 0 | 0% | 0% | 10 | 20 | 7 | 3.9775e-09 | 4.9663e-09 | 0 | 0% | 0%
10 | 20 | 8 | 6.3987e-09 | 8.0505e-09 | 11.8284 | 1.183% | 9.522e-09% | 10 | 20 | 8 | 6.3987e-09 | 7.9892e-09 | 11.8284 | 1.183% | 9.45e-09%
10 | 20 | 9 | 5.1824e-09 | 6.5202e-09 | 66.246 | 6.625% | 4.319e-08% | 10 | 20 | 9 | 5.2267e-09 | 6.5259e-09 | 66.246 | 6.625% | 4.323e-08%
10 | 20 | 10 | 9.3978e-09 | 1.1824e-08 | 142.6332 | 14.26% | 1.686e-07% | 10 | 20 | 10 | 9.6261e-09 | 1.2019e-08 | 142.6332 | 14.26% | 1.714e-07%
10 | 20 | 11 | 1.4404e-08 | 1.8122e-08 | 101.2992 | 10.13% | 1.836e-07% | 10 | 20 | 11 | 1.4866e-08 | 1.8561e-08 | 101.2992 | 10.13% | 1.88e-07%
10 | 20 | 12 | 2.4248e-08 | 3.0507e-08 | 192.0492 | 19.2% | 5.859e-07% | 10 | 20 | 12 | 2.5192e-08 | 3.1455e-08 | 192.0492 | 19.2% | 6.041e-07%
10 | 20 | 13 | 4.4124e-08 | 5.5514e-08 | 297.1284 | 29.71% | 1.649e-06% | 10 | 20 | 13 | 4.5489e-08 | 5.6797e-08 | 297.1284 | 29.71% | 1.688e-06%
10 | 20 | 14 | 1.8559e-08 | 2.335e-08 | 190.938 | 19.09% | 4.458e-07% | 10 | 20 | 14 | 1.9e-08 | 2.3723e-08 | 190.938 | 19.09% | 4.53e-07%
10 | 20 | 15 | 9.3153e-09 | 1.172e-08 | 278.3832 | 27.84% | 3.263e-07% | 10 | 20 | 15 | 9.3938e-09 | 1.1729e-08 | 278.3832 | 27.84% | 3.265e-07%
10 | 20 | 16 | 5.8543e-09 | 7.3656e-09 | 167.8644 | 16.79% | 1.236e-07% | 10 | 20 | 16 | 5.9007e-09 | 7.3675e-09 | 167.8644 | 16.79% | 1.237e-07%
10 | 20 | 17 | 3.9466e-09 | 4.9654e-09 | 76.1508 | 7.615% | 3.781e-08% | 10 | 20 | 17 | 3.9466e-09 | 4.9277e-09 | 76.1508 | 7.615% | 3.752e-08%
10 | 20 | 18 | 6.9594e-08 | 8.756e-08 | 60.9072 | 6.091% | 5.333e-07% | 10 | 20 | 18 | 6.9594e-08 | 8.6894e-08 | 60.9072 | 6.091% | 5.292e-07%
10 | 20 | 19 | 5.6521e-08 | 7.1112e-08 | 0 | 0% | 0% | 10 | 20 | 19 | 5.6521e-08 | 7.0572e-08 | 0 | 0% | 0%
10 | 20 | 20 | 3.7907e-09 | 4.7692e-09 | 0 | 0% | 0% | 10 | 20 | 20 | 3.7907e-09 | 4.7329e-09 | 0 | 0% | 0%
10 | 20 | 21 | 5.5376e-10 | 6.9672e-10 | 0 | 0% | 0% | 10 | 20 | 21 | 5.5376e-10 | 6.9142e-10 | 0 | 0% | 0%
10 | 20 | 22 | 0 | 0 | 0 | 0% | 0% | 10 | 20 | 22 | 0 | 0 | 0 | 0% | 0%
10 | 20 | 23 | 0 | 0 | 0 | 0% | 0% | 10 | 20 | 23 | 0 | 0 | 0 | 0% | 0%
10 | 21 | 0 | 0 | 0 | 0 | 0% | 0% | 10 | 21 | 0 | 0 | 0 | 0 | 0% | 0%
10 | 21 | 1 | 0 | 0 | 0 | 0% | 0% | 10 | 21 | 1 | 0 | 0 | 0 | 0% | 0%
10 | 21 | 2 | 0 | 0 | 0 | 0% | 0% | 10 | 21 | 2 | 0 | 0 | 0 | 0% | 0%
10 | 21 | 3 | 0 | 0 | 0 | 0% | 0% | 10 | 21 | 3 | 0 | 0 | 0 | 0% | 0%
10 | 21 | 4 | 0 | 0 | 0 | 0% | 0% | 10 | 21 | 4 | 0 | 0 | 0 | 0% | 0%
10 | 21 | 5 | 0 | 0 | 0 | 0% | 0% | 10 | 21 | 5 | 0 | 0 | 0 | 0% | 0%
10 | 21 | 6 | 9.7677e-09 | 1.2289e-08 | 0 | 0% | 0% | 10 | 21 | 6 | 9.7677e-09 | 1.2196e-08 | 0 | 0% | 0%
10 | 21 | 7 | 1.1769e-08 | 1.4808e-08 | 0 | 0% | 0% | 10 | 21 | 7 | 1.1769e-08 | 1.4695e-08 | 0 | 0% | 0%
10 | 21 | 8 | 4.3214e-09 | 5.437e-09 | 81.972 | 8.197% | 4.457e-08% | 10 | 21 | 8 | 4.3214e-09 | 5.3957e-09 | 81.972 | 8.197% | 4.423e-08%
10 | 21 | 9 | 8.5956e-09 | 1.0815e-08 | 317.532 | 31.75% | 3.434e-07% | 10 | 21 | 9 | 8.6639e-09 | 1.0818e-08 | 317.532 | 31.75% | 3.435e-07%
10 | 21 | 10 | 5.0194e-09 | 6.3152e-09 | 522.5256 | 52.25% | 3.3e-07% | 10 | 21 | 10 | 5.1034e-09 | 6.372e-09 | 522.5256 | 52.25% | 3.33e-07%
10 | 21 | 11 | 1.1045e-08 | 1.3896e-08 | 681.1536 | 68.12% | 9.465e-07% | 10 | 21 | 11 | 1.1137e-08 | 1.3906e-08 | 681.1536 | 68.12% | 9.472e-07%
10 | 21 | 12 | 7.9418e-09 | 9.992e-09 | 760.674 | 76.07% | 7.601e-07% | 10 | 21 | 12 | 8.1365e-09 | 1.0159e-08 | 760.674 | 76.07% | 7.728e-07%
10 | 21 | 13 | 8.0049e-09 | 1.0071e-08 | 781.6044 | 78.16% | 7.872e-07% | 10 | 21 | 13 | 8.1365e-09 | 1.0159e-08 | 781.6044 | 78.16% | 7.94e-07%
10 | 21 | 14 | 5.9058e-09 | 7.4304e-09 | 742.8768 | 74.29% | 5.52e-07% | 10 | 21 | 14 | 5.9575e-09 | 7.4384e-09 | 742.8768 | 74.29% | 5.526e-07%
10 | 21 | 15 | 5.0609e-09 | 6.3674e-09 | 648.8208 | 64.88% | 4.131e-07% | 10 | 21 | 15 | 5.0609e-09 | 6.3189e-09 | 648.8208 | 64.88% | 4.1e-07%
10 | 21 | 16 | 2.6593e-09 | 3.3458e-09 | 485.4972 | 48.55% | 1.624e-07% | 10 | 21 | 16 | 2.6593e-09 | 3.3204e-09 | 485.4972 | 48.55% | 1.612e-07%
10 | 21 | 17 | 2.0399e-09 | 2.5666e-09 | 273.9336 | 27.39% | 7.031e-08% | 10 | 21 | 17 | 2.0399e-09 | 2.547e-09 | 273.9336 | 27.39% | 6.977e-08%
10 | 21 | 18 | 6.8795e-09 | 8.6554e-09 | 61.7352 | 6.174% | 5.343e-08% | 10 | 21 | 18 | 6.8795e-09 | 8.5896e-09 | 61.7352 | 6.174% | 5.303e-08%
10 | 21 | 19 | 1.0331e-08 | 1.2998e-08 | 0 | 0% | 0% | 10 | 21 | 19 | 1.0331e-08 | 1.2899e-08 | 0 | 0% | 0%
10 | 21 | 20 | 2.679e-09 | 3.3706e-09 | 0 | 0% | 0% | 10 | 21 | 20 | 2.679e-09 | 3.345e-09 | 0 | 0% | 0%
10 | 21 | 21 | 3.2663e-10 | 4.1095e-10 | 0 | 0% | 0% | 10 | 21 | 21 | 3.2663e-10 | 4.0783e-10 | 0 | 0% | 0%
10 | 21 | 22 | 0 | 0 | 0 | 0% | 0% | 10 | 21 | 22 | 0 | 0 | 0 | 0% | 0%
10 | 21 | 23 | 0 | 0 | 0 | 0% | 0% | 10 | 21 | 23 | 0 | 0 | 0 | 0% | 0%
10 | 22 | 0 | 0 | 0 | 0 | 0% | 0% | 10 | 22 | 0 | 0 | 0 | 0 | 0% | 0%
10 | 22 | 1 | 0 | 0 | 0 | 0% | 0% | 10 | 22 | 1 | 0 | 0 | 0 | 0% | 0%
10 | 22 | 2 | 0 | 0 | 0 | 0% | 0% | 10 | 22 | 2 | 0 | 0 | 0 | 0% | 0%
10 | 22 | 3 | 0 | 0 | 0 | 0% | 0% | 10 | 22 | 3 | 0 | 0 | 0 | 0% | 0%
10 | 22 | 4 | 0 | 0 | 0 | 0% | 0% | 10 | 22 | 4 | 0 | 0 | 0 | 0% | 0%
10 | 22 | 5 | 1.1054e-09 | 1.3907e-09 | 0 | 0% | 0% | 10 | 22 | 5 | 1.1054e-09 | 1.3802e-09 | 0 | 0% | 0%
10 | 22 | 6 | 9.8315e-08 | 1.2369e-07 | 0 | 0% | 0% | 10 | 22 | 6 | 9.8315e-08 | 1.2275e-07 | 0 | 0% | 0%
10 | 22 | 7 | 1.4276e-07 | 1.7961e-07 | 0 | 0% | 0% | 10 | 22 | 7 | 1.4276e-07 | 1.7825e-07 | 0 | 0% | 0%
10 | 22 | 8 | 1.1509e-07 | 1.4481e-07 | 62.274 | 6.227% | 9.018e-07% | 10 | 22 | 8 | 1.1683e-07 | 1.4587e-07 | 62.274 | 6.227% | 9.084e-07%
10 | 22 | 9 | 4.0162e-08 | 5.053e-08 | 64.3488 | 6.435% | 3.252e-07% | 10 | 22 | 9 | 4.1411e-08 | 5.1706e-08 | 64.3488 | 6.435% | 3.327e-07%
10 | 22 | 10 | 1.2363e-08 | 1.5554e-08 | 494.712 | 49.47% | 7.695e-07% | 10 | 22 | 10 | 1.2973e-08 | 1.6198e-08 | 494.712 | 49.47% | 8.013e-07%
10 | 22 | 11 | 6.357e-09 | 7.998e-09 | 646.2096 | 64.62% | 5.168e-07% | 10 | 22 | 11 | 6.6173e-09 | 8.2623e-09 | 646.2096 | 64.62% | 5.339e-07%
10 | 22 | 12 | 9.4761e-09 | 1.1922e-08 | 728.1756 | 72.82% | 8.682e-07% | 10 | 22 | 12 | 9.8633e-09 | 1.2315e-08 | 728.1756 | 72.82% | 8.968e-07%
10 | 22 | 13 | 6.5097e-09 | 8.1902e-09 | 749.0916 | 74.91% | 6.135e-07% | 10 | 22 | 13 | 6.7273e-09 | 8.3996e-09 | 749.0916 | 74.91% | 6.292e-07%
10 | 22 | 14 | 2.5943e-09 | 3.264e-09 | 628.2816 | 62.83% | 2.051e-07% | 10 | 22 | 14 | 2.6832e-09 | 3.3502e-09 | 628.2816 | 62.83% | 2.105e-07%
10 | 22 | 15 | 2.2381e-09 | 2.8159e-09 | 557.25 | 55.73% | 1.569e-07% | 10 | 22 | 15 | 2.2788e-09 | 2.8453e-09 | 557.25 | 55.73% | 1.586e-07%
10 | 22 | 16 | 1.0828e-09 | 1.3623e-09 | 298.3608 | 29.84% | 4.064e-08% | 10 | 22 | 16 | 1.0828e-09 | 1.3519e-09 | 298.3608 | 29.84% | 4.034e-08%
10 | 22 | 17 | 5.696e-10 | 7.1664e-10 | 119.5536 | 11.96% | 8.568e-09% | 10 | 22 | 17 | 5.696e-10 | 7.1119e-10 | 119.5536 | 11.96% | 8.503e-09%
10 | 22 | 18 | 3.045e-09 | 3.8311e-09 | 14.7984 | 1.48% | 5.669e-09% | 10 | 22 | 18 | 3.045e-09 | 3.8019e-09 | 14.7984 | 1.48% | 5.626e-09%
10 | 22 | 19 | 1.8446e-09 | 2.3208e-09 | 0 | 0% | 0% | 10 | 22 | 19 | 1.8446e-09 | 2.3031e-09 | 0 | 0% | 0%
10 | 22 | 20 | 8.6507e-10 | 1.0884e-09 | 0 | 0% | 0% | 10 | 22 | 20 | 8.6507e-10 | 1.0801e-09 | 0 | 0% | 0%
10 | 22 | 21 | 0 | 0 | 0 | 0% | 0% | 10 | 22 | 21 | 0 | 0 | 0 | 0% | 0%
10 | 22 | 22 | 0 | 0 | 0 | 0% | 0% | 10 | 22 | 22 | 0 | 0 | 0 | 0% | 0%
10 | 22 | 23 | 0 | 0 | 0 | 0% | 0% | 10 | 22 | 23 | 0 | 0 | 0 | 0% | 0%
10 | 23 | 0 | 0 | 0 | 0 | 0% | 0% | 10 | 23 | 0 | 0 | 0 | 0 | 0% | 0%
10 | 23 | 1 | 0 | 0 | 0 | 0% | 0% | 10 | 23 | 1 | 0 | 0 | 0 | 0% | 0%
10 | 23 | 2 | 0 | 0 | 0 | 0% | 0% | 10 | 23 | 2 | 0 | 0 | 0 | 0% | 0%
10 | 23 | 3 | 0 | 0 | 0 | 0% | 0% | 10 | 23 | 3 | 0 | 0 | 0 | 0% | 0%
10 | 23 | 4 | 0 | 0 | 0 | 0% | 0% | 10 | 23 | 4 | 0 | 0 | 0 | 0% | 0%
10 | 23 | 5 | 0 | 0 | 0 | 0% | 0% | 10 | 23 | 5 | 0 | 0 | 0 | 0% | 0%
10 | 23 | 6 | 0 | 0 | 0 | 0% | 0% | 10 | 23 | 6 | 0 | 0 | 0 | 0% | 0%
10 | 23 | 7 | 0 | 0 | 0 | 0% | 0% | 10 | 23 | 7 | 0 | 0 | 0 | 0% | 0%
10 | 23 | 8 | 0 | 0 | 70.2864 | 7.029% | 0% | 10 | 23 | 8 | 0 | 0 | 70.2864 | 7.029% | 0%
10 | 23 | 9 | 0 | 0 | 297.1452 | 29.71% | 0% | 10 | 23 | 9 | 0 | 0 | 297.1452 | 29.71% | 0%
10 | 23 | 10 | 0 | 0 | 507.7104 | 50.77% | 0% | 10 | 23 | 10 | 0 | 0 | 507.7104 | 50.77% | 0%
10 | 23 | 11 | 0 | 0 | 653.6952 | 65.37% | 0% | 10 | 23 | 11 | 0 | 0 | 653.6952 | 65.37% | 0%
10 | 23 | 12 | 0 | 0 | 629.2152 | 62.92% | 0% | 10 | 23 | 12 | 0 | 0 | 629.2152 | 62.92% | 0%
10 | 23 | 13 | 0 | 0 | 771.144 | 77.11% | 0% | 10 | 23 | 13 | 0 | 0 | 771.144 | 77.11% | 0%
10 | 23 | 14 | 0 | 0 | 732.9744 | 73.3% | 0% | 10 | 23 | 14 | 0 | 0 | 732.9744 | 73.3% | 0%
10 | 23 | 15 | 0 | 0 | 623.9208 | 62.39% | 0% | 10 | 23 | 15 | 0 | 0 | 623.9208 | 62.39% | 0%
10 | 23 | 16 | 0 | 0 | 299.7564 | 29.98% | 0% | 10 | 23 | 16 | 0 | 0 | 299.7564 | 29.98% | 0%
10 | 23 | 17 | 0 | 0 | 251.0064 | 25.1% | 0% | 10 | 23 | 17 | 0 | 0 | 251.0064 | 25.1% | 0%
10 | 23 | 18 | 0 | 0 | 47.1516 | 4.715% | 0% | 10 | 23 | 18 | 0 | 0 | 47.1516 | 4.715% | 0%
10 | 23 | 19 | 0 | 0 | 0 | 0% | 0% | 10 | 23 | 19 | 0 | 0 | 0 | 0% | 0%
10 | 23 | 20 | 0 | 0 | 0 | 0% | 0% | 10 | 23 | 20 | 0 | 0 | 0 | 0% | 0%
10 | 23 | 21 | 0 | 0 | 0 | 0% | 0% | 10 | 23 | 21 | 0 | 0 | 0 | 0% | 0%
10 | 23 | 22 | 0 | 0 | 0 | 0% | 0% | 10 | 23 | 22 | 0 | 0 | 0 | 0% | 0%
10 | 23 | 23 | 0 | 0 | 0 | 0% | 0% | 10 | 23 | 23 | 0 | 0 | 0 | 0% | 0%
10 | 24 | 0 | 0 | 0 | 0 | 0% | 0% | 10 | 24 | 0 | 0 | 0 | 0 | 0% | 0%
10 | 24 | 1 | 0 | 0 | 0 | 0% | 0% | 10 | 24 | 1 | 0 | 0 | 0 | 0% | 0%
10 | 24 | 2 | 0 | 0 | 0 | 0% | 0% | 10 | 24 | 2 | 0 | 0 | 0 | 0% | 0%
10 | 24 | 3 | 0 | 0 | 0 | 0% | 0% | 10 | 24 | 3 | 0 | 0 | 0 | 0% | 0%
10 | 24 | 4 | 0 | 0 | 0 | 0% | 0% | 10 | 24 | 4 | 0 | 0 | 0 | 0% | 0%
10 | 24 | 5 | 0 | 0 | 0 | 0% | 0% | 10 | 24 | 5 | 0 | 0 | 0 | 0% | 0%
10 | 24 | 6 | 0 | 0 | 0 | 0% | 0% | 10 | 24 | 6 | 0 | 0 | 0 | 0% | 0%
10 | 24 | 7 | 0 | 0 | 0 | 0% | 0% | 10 | 24 | 7 | 0 | 0 | 0 | 0% | 0%
10 | 24 | 8 | 0 | 0 | 63.2184 | 6.322% | 0% | 10 | 24 | 8 | 0 | 0 | 63.2184 | 6.322% | 0%
10 | 24 | 9 | 0 | 0 | 281.2344 | 28.12% | 0% | 10 | 24 | 9 | 0 | 0 | 281.2344 | 28.12% | 0%
10 | 24 | 10 | 0 | 0 | 491.9904 | 49.2% | 0% | 10 | 24 | 10 | 0 | 0 | 491.9904 | 49.2% | 0%
10 | 24 | 11 | 0 | 0 | 647.8956 | 64.79% | 0% | 10 | 24 | 11 | 0 | 0 | 647.8956 | 64.79% | 0%
10 | 24 | 12 | 0 | 0 | 730.854 | 73.09% | 0% | 10 | 24 | 12 | 0 | 0 | 730.854 | 73.09% | 0%
10 | 24 | 13 | 0 | 0 | 753.8916 | 75.39% | 0% | 10 | 24 | 13 | 0 | 0 | 753.8916 | 75.39% | 0%
10 | 24 | 14 | 0 | 0 | 717.0708 | 71.71% | 0% | 10 | 24 | 14 | 0 | 0 | 717.0708 | 71.71% | 0%
10 | 24 | 15 | 0 | 0 | 626.07 | 62.61% | 0% | 10 | 24 | 15 | 0 | 0 | 626.07 | 62.61% | 0%
10 | 24 | 16 | 0 | 0 | 467.8548 | 46.79% | 0% | 10 | 24 | 16 | 0 | 0 | 467.8548 | 46.79% | 0%
10 | 24 | 17 | 0 | 0 | 268.3656 | 26.84% | 0% | 10 | 24 | 17 | 0 | 0 | 268.3656 | 26.84% | 0%
10 | 24 | 18 | 1.5249e-09 | 1.9185e-09 | 56.4108 | 5.641% | 1.082e-08% | 10 | 24 | 18 | 1.5249e-09 | 1.9039e-09 | 56.4108 | 5.641% | 1.074e-08%
10 | 24 | 19 | 1.3205e-09 | 1.6614e-09 | 0 | 0% | 0% | 10 | 24 | 19 | 1.3205e-09 | 1.6487e-09 | 0 | 0% | 0%
10 | 24 | 20 | 0 | 0 | 0 | 0% | 0% | 10 | 24 | 20 | 0 | 0 | 0 | 0% | 0%
10 | 24 | 21 | 0 | 0 | 0 | 0% | 0% | 10 | 24 | 21 | 0 | 0 | 0 | 0% | 0%
10 | 24 | 22 | 0 | 0 | 0 | 0% | 0% | 10 | 24 | 22 | 0 | 0 | 0 | 0% | 0%
10 | 24 | 23 | 0 | 0 | 0 | 0% | 0% | 10 | 24 | 23 | 0 | 0 | 0 | 0% | 0%
10 | 25 | 0 | 0 | 0 | 0 | 0% | 0% | 10 | 25 | 0 | 0 | 0 | 0 | 0% | 0%
10 | 25 | 1 | 0 | 0 | 0 | 0% | 0% | 10 | 25 | 1 | 0 | 0 | 0 | 0% | 0%
10 | 25 | 2 | 0 | 0 | 0 | 0% | 0% | 10 | 25 | 2 | 0 | 0 | 0 | 0% | 0%
10 | 25 | 3 | 0 | 0 | 0 | 0% | 0% | 10 | 25 | 3 | 0 | 0 | 0 | 0% | 0%
10 | 25 | 4 | 0 | 0 | 0 | 0% | 0% | 10 | 25 | 4 | 0 | 0 | 0 | 0% | 0%
10 | 25 | 5 | 0 | 0 | 0 | 0% | 0% | 10 | 25 | 5 | 0 | 0 | 0 | 0% | 0%
10 | 25 | 6 | 2.1098e-09 | 2.6544e-09 | 0 | 0% | 0% | 10 | 25 | 6 | 2.1098e-09 | 2.6342e-09 | 0 | 0% | 0%
10 | 25 | 7 | 4.4264e-09 | 5.569e-09 | 0 | 0% | 0% | 10 | 25 | 7 | 4.4264e-09 | 5.5267e-09 | 0 | 0% | 0%
10 | 25 | 8 | 1.0331e-08 | 1.2998e-08 | 72.2592 | 7.226% | 9.392e-08% | 10 | 25 | 8 | 1.0331e-08 | 1.2899e-08 | 72.2592 | 7.226% | 9.321e-08%
10 | 25 | 9 | 3.263e-08 | 4.1053e-08 | 300.0192 | 30% | 1.232e-06% | 10 | 25 | 9 | 3.263e-08 | 4.0741e-08 | 300.0192 | 30% | 1.222e-06%
10 | 25 | 10 | 4.2346e-08 | 5.3278e-08 | 509.2212 | 50.92% | 2.713e-06% | 10 | 25 | 10 | 4.2346e-08 | 5.2873e-08 | 509.2212 | 50.92% | 2.692e-06%
10 | 25 | 11 | 5.2715e-08 | 6.6323e-08 | 649.5624 | 64.96% | 4.308e-06% | 10 | 25 | 11 | 5.3557e-08 | 6.687e-08 | 649.5624 | 64.96% | 4.344e-06%
10 | 25 | 12 | 1.2126e-07 | 1.5256e-07 | 740.3592 | 74.04% | 1.13e-05% | 10 | 25 | 12 | 1.2126e-07 | 1.514e-07 | 740.3592 | 74.04% | 1.121e-05%
10 | 25 | 13 | 1.9023e-07 | 2.3934e-07 | 761.6544 | 76.17% | 1.823e-05% | 10 | 25 | 13 | 1.9023e-07 | 2.3752e-07 | 761.6544 | 76.17% | 1.809e-05%
10 | 25 | 14 | 6.8583e-08 | 8.6288e-08 | 723.882 | 72.39% | 6.246e-06% | 10 | 25 | 14 | 6.8583e-08 | 8.5631e-08 | 723.882 | 72.39% | 6.199e-06%
10 | 25 | 15 | 7.1215e-08 | 8.9599e-08 | 626.178 | 62.62% | 5.61e-06% | 10 | 25 | 15 | 7.1215e-08 | 8.8917e-08 | 626.178 | 62.62% | 5.568e-06%
10 | 25 | 16 | 3.0713e-08 | 3.8642e-08 | 466.2708 | 46.63% | 1.802e-06% | 10 | 25 | 16 | 3.0713e-08 | 3.8348e-08 | 466.2708 | 46.63% | 1.788e-06%
10 | 25 | 17 | 4.3004e-08 | 5.4105e-08 | 256.1832 | 25.62% | 1.386e-06% | 10 | 25 | 17 | 4.3004e-08 | 5.3694e-08 | 256.1832 | 25.62% | 1.376e-06%
10 | 25 | 18 | 1.0165e-06 | 1.2789e-06 | 47.8188 | 4.782% | 6.116e-06% | 10 | 25 | 18 | 1.0165e-06 | 1.2692e-06 | 47.8188 | 4.782% | 6.069e-06%
10 | 25 | 19 | 1.8594e-07 | 2.3394e-07 | 0 | 0% | 0% | 10 | 25 | 19 | 1.8594e-07 | 2.3216e-07 | 0 | 0% | 0%
10 | 25 | 20 | 1.0762e-08 | 1.354e-08 | 0 | 0% | 0% | 10 | 25 | 20 | 1.0762e-08 | 1.3437e-08 | 0 | 0% | 0%
10 | 25 | 21 | 1.6279e-09 | 2.0481e-09 | 0 | 0% | 0% | 10 | 25 | 21 | 1.6279e-09 | 2.0326e-09 | 0 | 0% | 0%
10 | 25 | 22 | 0 | 0 | 0 | 0% | 0% | 10 | 25 | 22 | 0 | 0 | 0 | 0% | 0%
10 | 25 | 23 | 0 | 0 | 0 | 0% | 0% | 10 | 25 | 23 | 0 | 0 | 0 | 0% | 0%
10 | 26 | 0 | 0 | 0 | 0 | 0% | 0% | 10 | 26 | 0 | 0 | 0 | 0 | 0% | 0%
10 | 26 | 1 | 0 | 0 | 0 | 0% | 0% | 10 | 26 | 1 | 0 | 0 | 0 | 0% | 0%
10 | 26 | 2 | 0 | 0 | 0 | 0% | 0% | 10 | 26 | 2 | 0 | 0 | 0 | 0% | 0%
10 | 26 | 3 | 0 | 0 | 0 | 0% | 0% | 10 | 26 | 3 | 0 | 0 | 0 | 0% | 0%
10 | 26 | 4 | 0 | 0 | 0 | 0% | 0% | 10 | 26 | 4 | 0 | 0 | 0 | 0% | 0%
10 | 26 | 5 | 9.3286e-10 | 1.1737e-09 | 0 | 0% | 0% | 10 | 26 | 5 | 9.3286e-10 | 1.1648e-09 | 0 | 0% | 0%
10 | 26 | 6 | 2.0863e-08 | 2.6249e-08 | 0 | 0% | 0% | 10 | 26 | 6 | 2.0863e-08 | 2.6049e-08 | 0 | 0% | 0%
10 | 26 | 7 | 5.4822e-08 | 6.8975e-08 | 0 | 0% | 0% | 10 | 26 | 7 | 5.4822e-08 | 6.845e-08 | 0 | 0% | 0%
10 | 26 | 8 | 2.0908e-07 | 2.6306e-07 | 0 | 0% | 0% | 10 | 26 | 8 | 2.0908e-07 | 2.6106e-07 | 0 | 0% | 0%
10 | 26 | 9 | 2.5102e-06 | 3.1582e-06 | 3.2664 | 0.3266% | 1.032e-06% | 10 | 26 | 9 | 2.5102e-06 | 3.1342e-06 | 3.2664 | 0.3266% | 1.024e-06%
10 | 26 | 10 | 2.2013e-06 | 2.7696e-06 | 16.7232 | 1.672% | 4.632e-06% | 10 | 26 | 10 | 2.2013e-06 | 2.7485e-06 | 16.7232 | 1.672% | 4.596e-06%
10 | 26 | 11 | 8.2793e-07 | 1.0417e-06 | 52.6392 | 5.264% | 5.483e-06% | 10 | 26 | 11 | 8.2793e-07 | 1.0337e-06 | 52.6392 | 5.264% | 5.442e-06%
10 | 26 | 12 | 5.961e-07 | 7.4998e-07 | 8.3736 | 0.8374% | 6.28e-07% | 10 | 26 | 12 | 5.961e-07 | 7.4428e-07 | 8.3736 | 0.8374% | 6.232e-07%
10 | 26 | 13 | 2.1065e-07 | 2.6503e-07 | 71.1072 | 7.111% | 1.885e-06% | 10 | 26 | 13 | 2.1065e-07 | 2.6301e-07 | 71.1072 | 7.111% | 1.87e-06%
10 | 26 | 14 | 4.4757e-08 | 5.6311e-08 | 106.1436 | 10.61% | 5.977e-07% | 10 | 26 | 14 | 4.4757e-08 | 5.5882e-08 | 106.1436 | 10.61% | 5.932e-07%
10 | 26 | 15 | 9.3881e-09 | 1.1812e-08 | 123.9936 | 12.4% | 1.465e-07% | 10 | 26 | 15 | 9.3881e-09 | 1.1722e-08 | 123.9936 | 12.4% | 1.453e-07%
10 | 26 | 16 | 4.7316e-09 | 5.9531e-09 | 99.2916 | 9.929% | 5.911e-08% | 10 | 26 | 16 | 4.7316e-09 | 5.9078e-09 | 99.2916 | 9.929% | 5.866e-08%
10 | 26 | 17 | 5.0557e-09 | 6.3608e-09 | 55.7364 | 5.574% | 3.545e-08% | 10 | 26 | 17 | 5.0557e-09 | 6.3124e-09 | 55.7364 | 5.574% | 3.518e-08%
10 | 26 | 18 | 1.4498e-08 | 1.8241e-08 | 0.1356 | 0.01356% | 2.473e-10% | 10 | 26 | 18 | 1.4498e-08 | 1.8102e-08 | 0.1356 | 0.01356% | 2.455e-10%
10 | 26 | 19 | 7.8053e-09 | 9.8202e-09 | 0 | 0% | 0% | 10 | 26 | 19 | 7.8053e-09 | 9.7455e-09 | 0 | 0% | 0%
10 | 26 | 20 | 2.7726e-09 | 3.4883e-09 | 0 | 0% | 0% | 10 | 26 | 20 | 2.7726e-09 | 3.4618e-09 | 0 | 0% | 0%
10 | 26 | 21 | 1.7764e-10 | 2.2349e-10 | 0 | 0% | 0% | 10 | 26 | 21 | 1.7764e-10 | 2.2179e-10 | 0 | 0% | 0%
10 | 26 | 22 | 0 | 0 | 0 | 0% | 0% | 10 | 26 | 22 | 0 | 0 | 0 | 0% | 0%
10 | 26 | 23 | 0 | 0 | 0 | 0% | 0% | 10 | 26 | 23 | 0 | 0 | 0 | 0% | 0%
10 | 27 | 0 | 0 | 0 | 0 | 0% | 0% | 10 | 27 | 0 | 0 | 0 | 0 | 0% | 0%
10 | 27 | 1 | 0 | 0 | 0 | 0% | 0% | 10 | 27 | 1 | 0 | 0 | 0 | 0% | 0%
10 | 27 | 2 | 0 | 0 | 0 | 0% | 0% | 10 | 27 | 2 | 0 | 0 | 0 | 0% | 0%
10 | 27 | 3 | 0 | 0 | 0 | 0% | 0% | 10 | 27 | 3 | 0 | 0 | 0 | 0% | 0%
10 | 27 | 4 | 0 | 0 | 0 | 0% | 0% | 10 | 27 | 4 | 0 | 0 | 0 | 0% | 0%
10 | 27 | 5 | 0 | 0 | 0 | 0% | 0% | 10 | 27 | 5 | 0 | 0 | 0 | 0% | 0%
10 | 27 | 6 | 3.7907e-09 | 4.7692e-09 | 0 | 0% | 0% | 10 | 27 | 6 | 3.7907e-09 | 4.7329e-09 | 0 | 0% | 0%
10 | 27 | 7 | 3.7907e-09 | 4.7692e-09 | 0 | 0% | 0% | 10 | 27 | 7 | 3.7907e-09 | 4.7329e-09 | 0 | 0% | 0%
10 | 27 | 8 | 5.3087e-09 | 6.6791e-09 | 52.0104 | 5.201% | 3.474e-08% | 10 | 27 | 8 | 5.3087e-09 | 6.6283e-09 | 52.0104 | 5.201% | 3.447e-08%
10 | 27 | 9 | 1.1486e-08 | 1.4451e-08 | 85.1136 | 8.511% | 1.23e-07% | 10 | 27 | 9 | 1.1486e-08 | 1.4341e-08 | 85.1136 | 8.511% | 1.221e-07%
10 | 27 | 10 | 9.7798e-09 | 1.2304e-08 | 530.514 | 53.05% | 6.528e-07% | 10 | 27 | 10 | 1.0023e-08 | 1.2514e-08 | 530.514 | 53.05% | 6.639e-07%
10 | 27 | 11 | 1.5092e-08 | 1.8988e-08 | 513.9492 | 51.39% | 9.759e-07% | 10 | 27 | 11 | 1.5578e-08 | 1.9451e-08 | 513.9492 | 51.39% | 9.997e-07%
10 | 27 | 12 | 4.6933e-08 | 5.9049e-08 | 462.9828 | 46.3% | 2.734e-06% | 10 | 27 | 12 | 4.845e-08 | 6.0494e-08 | 462.9828 | 46.3% | 2.801e-06%
10 | 27 | 13 | 3.423e-08 | 4.3066e-08 | 350.0364 | 35% | 1.507e-06% | 10 | 27 | 13 | 3.5272e-08 | 4.404e-08 | 350.0364 | 35% | 1.542e-06%
10 | 27 | 14 | 1.5329e-08 | 1.9286e-08 | 429.5664 | 42.96% | 8.285e-07% | 10 | 27 | 14 | 1.5839e-08 | 1.9777e-08 | 429.5664 | 42.96% | 8.495e-07%
10 | 27 | 15 | 1.2755e-08 | 1.6048e-08 | 135.3552 | 13.54% | 2.172e-07% | 10 | 27 | 15 | 1.2968e-08 | 1.6191e-08 | 135.3552 | 13.54% | 2.192e-07%
10 | 27 | 16 | 1.0335e-08 | 1.3003e-08 | 250.8336 | 25.08% | 3.262e-07% | 10 | 27 | 16 | 1.0335e-08 | 1.2904e-08 | 250.8336 | 25.08% | 3.237e-07%
10 | 27 | 17 | 3.7302e-09 | 4.6932e-09 | 282.9228 | 28.29% | 1.328e-07% | 10 | 27 | 17 | 3.7302e-09 | 4.6575e-09 | 282.9228 | 28.29% | 1.318e-07%
10 | 27 | 18 | 6.5527e-08 | 8.2443e-08 | 49.5804 | 4.958% | 4.088e-07% | 10 | 27 | 18 | 6.5527e-08 | 8.1816e-08 | 49.5804 | 4.958% | 4.056e-07%
10 | 27 | 19 | 1.9132e-08 | 2.4071e-08 | 0 | 0% | 0% | 10 | 27 | 19 | 1.9132e-08 | 2.3888e-08 | 0 | 0% | 0%
10 | 27 | 20 | 3.5743e-09 | 4.497e-09 | 0 | 0% | 0% | 10 | 27 | 20 | 3.5743e-09 | 4.4628e-09 | 0 | 0% | 0%
10 | 27 | 21 | 2.0434e-10 | 2.5709e-10 | 0 | 0% | 0% | 10 | 27 | 21 | 2.0434e-10 | 2.5514e-10 | 0 | 0% | 0%
10 | 27 | 22 | 0 | 0 | 0 | 0% | 0% | 10 | 27 | 22 | 0 | 0 | 0 | 0% | 0%
10 | 27 | 23 | 0 | 0 | 0 | 0% | 0% | 10 | 27 | 23 | 0 | 0 | 0 | 0% | 0%
10 | 28 | 0 | 0 | 0 | 0 | 0% | 0% | 10 | 28 | 0 | 0 | 0 | 0 | 0% | 0%
10 | 28 | 1 | 0 | 0 | 0 | 0% | 0% | 10 | 28 | 1 | 0 | 0 | 0 | 0% | 0%
10 | 28 | 2 | 0 | 0 | 0 | 0% | 0% | 10 | 28 | 2 | 0 | 0 | 0 | 0% | 0%
10 | 28 | 3 | 0 | 0 | 0 | 0% | 0% | 10 | 28 | 3 | 0 | 0 | 0 | 0% | 0%
10 | 28 | 4 | 0 | 0 | 0 | 0% | 0% | 10 | 28 | 4 | 0 | 0 | 0 | 0% | 0%
10 | 28 | 5 | 0 | 0 | 0 | 0% | 0% | 10 | 28 | 5 | 0 | 0 | 0 | 0% | 0%
10 | 28 | 6 | 1.5389e-09 | 1.9361e-09 | 0 | 0% | 0% | 10 | 28 | 6 | 1.5389e-09 | 1.9214e-09 | 0 | 0% | 0%
10 | 28 | 7 | 1.3098e-09 | 1.648e-09 | 0 | 0% | 0% | 10 | 28 | 7 | 1.3205e-09 | 1.6487e-09 | 0 | 0% | 0%
10 | 28 | 8 | 1.7268e-09 | 2.1726e-09 | 14.208 | 1.421% | 3.087e-09% | 10 | 28 | 8 | 1.7556e-09 | 2.192e-09 | 14.208 | 1.421% | 3.114e-09%
10 | 28 | 9 | 2.5716e-09 | 3.2354e-09 | 119.7396 | 11.97% | 3.874e-08% | 10 | 28 | 9 | 2.6599e-09 | 3.3211e-09 | 119.7396 | 11.97% | 3.977e-08%
10 | 28 | 10 | 2.1824e-09 | 2.7458e-09 | 145.6752 | 14.57% | 4e-08% | 10 | 28 | 10 | 2.2593e-09 | 2.8209e-09 | 145.6752 | 14.57% | 4.109e-08%
10 | 28 | 11 | 2.5732e-09 | 3.2375e-09 | 376.6032 | 37.66% | 1.219e-07% | 10 | 28 | 11 | 2.7057e-09 | 3.3783e-09 | 376.6032 | 37.66% | 1.272e-07%
10 | 28 | 12 | 2.4851e-09 | 3.1267e-09 | 347.5524 | 34.76% | 1.087e-07% | 10 | 28 | 12 | 2.5738e-09 | 3.2136e-09 | 347.5524 | 34.76% | 1.117e-07%
10 | 28 | 13 | 2.0958e-09 | 2.6368e-09 | 168.2172 | 16.82% | 4.436e-08% | 10 | 28 | 13 | 2.1643e-09 | 2.7023e-09 | 168.2172 | 16.82% | 4.546e-08%
10 | 28 | 14 | 1.2578e-09 | 1.5826e-09 | 302.4744 | 30.25% | 4.787e-08% | 10 | 28 | 14 | 1.2893e-09 | 1.6098e-09 | 302.4744 | 30.25% | 4.869e-08%
10 | 28 | 15 | 6.1512e-10 | 7.7391e-10 | 207.2052 | 20.72% | 1.604e-08% | 10 | 28 | 15 | 6.5172e-10 | 8.1373e-10 | 207.2052 | 20.72% | 1.686e-08%
10 | 28 | 16 | 2.2005e-10 | 2.7685e-10 | 107.6796 | 10.77% | 2.981e-09% | 10 | 28 | 16 | 2.2005e-10 | 2.7475e-10 | 107.6796 | 10.77% | 2.958e-09%
10 | 28 | 17 | 3.8779e-10 | 4.8789e-10 | 62.4204 | 6.242% | 3.045e-09% | 10 | 28 | 17 | 3.8779e-10 | 4.8418e-10 | 62.4204 | 6.242% | 3.022e-09%
10 | 28 | 18 | 3.261e-09 | 4.1028e-09 | 2.2584 | 0.2258% | 9.266e-10% | 10 | 28 | 18 | 3.261e-09 | 4.0716e-09 | 2.2584 | 0.2258% | 9.195e-10%
10 | 28 | 19 | 3.4871e-09 | 4.3873e-09 | 0 | 0% | 0% | 10 | 28 | 19 | 3.4871e-09 | 4.354e-09 | 0 | 0% | 0%
10 | 28 | 20 | 1.7407e-09 | 2.1901e-09 | 0 | 0% | 0% | 10 | 28 | 20 | 1.7407e-09 | 2.1734e-09 | 0 | 0% | 0%
10 | 28 | 21 | 1.7764e-10 | 2.2349e-10 | 0 | 0% | 0% | 10 | 28 | 21 | 1.7764e-10 | 2.2179e-10 | 0 | 0% | 0%
10 | 28 | 22 | 0 | 0 | 0 | 0% | 0% | 10 | 28 | 22 | 0 | 0 | 0 | 0% | 0%
10 | 28 | 23 | 0 | 0 | 0 | 0% | 0% | 10 | 28 | 23 | 0 | 0 | 0 | 0% | 0%
10 | 29 | 0 | 0 | 0 | 0 | 0% | 0% | 10 | 29 | 0 | 0 | 0 | 0 | 0% | 0%
10 | 29 | 1 | 0 | 0 | 0 | 0% | 0% | 10 | 29 | 1 | 0 | 0 | 0 | 0% | 0%
10 | 29 | 2 | 0 | 0 | 0 | 0% | 0% | 10 | 29 | 2 | 0 | 0 | 0 | 0% | 0%
10 | 29 | 3 | 0 | 0 | 0 | 0% | 0% | 10 | 29 | 3 | 0 | 0 | 0 | 0% | 0%
10 | 29 | 4 | 0 | 0 | 0 | 0% | 0% | 10 | 29 | 4 | 0 | 0 | 0 | 0% | 0%
10 | 29 | 5 | 3.6035e-10 | 4.5338e-10 | 0 | 0% | 0% | 10 | 29 | 5 | 3.6035e-10 | 4.4993e-10 | 0 | 0% | 0%
10 | 29 | 6 | 1.2855e-08 | 1.6174e-08 | 0 | 0% | 0% | 10 | 29 | 6 | 1.2855e-08 | 1.6051e-08 | 0 | 0% | 0%
10 | 29 | 7 | 1.2348e-08 | 1.5535e-08 | 0 | 0% | 0% | 10 | 29 | 7 | 1.2348e-08 | 1.5417e-08 | 0 | 0% | 0%
10 | 29 | 8 | 1.4738e-08 | 1.8542e-08 | 77.0172 | 7.702% | 1.428e-07% | 10 | 29 | 8 | 1.4738e-08 | 1.8401e-08 | 77.0172 | 7.702% | 1.417e-07%
10 | 29 | 9 | 1.1677e-08 | 1.4691e-08 | 330.7524 | 33.08% | 4.859e-07% | 10 | 29 | 9 | 1.1677e-08 | 1.4579e-08 | 330.7524 | 33.08% | 4.822e-07%
10 | 29 | 10 | 2.9249e-09 | 3.6799e-09 | 571.2996 | 57.13% | 2.102e-07% | 10 | 29 | 10 | 2.9483e-09 | 3.6811e-09 | 571.2996 | 57.13% | 2.103e-07%
10 | 29 | 11 | 3.2659e-09 | 4.109e-09 | 736.3848 | 73.64% | 3.026e-07% | 10 | 29 | 11 | 3.2927e-09 | 4.1113e-09 | 736.3848 | 73.64% | 3.027e-07%
10 | 29 | 12 | 2.2014e-09 | 2.7696e-09 | 844.9572 | 84.5% | 2.34e-07% | 10 | 29 | 12 | 2.222e-09 | 2.7744e-09 | 844.9572 | 84.5% | 2.344e-07%
10 | 29 | 13 | 1.4066e-09 | 1.7697e-09 | 872.1732 | 87.22% | 1.543e-07% | 10 | 29 | 13 | 1.4066e-09 | 1.7562e-09 | 872.1732 | 87.22% | 1.532e-07%
10 | 29 | 14 | 1.1412e-09 | 1.4359e-09 | 828.2184 | 82.82% | 1.189e-07% | 10 | 29 | 14 | 1.1567e-09 | 1.4443e-09 | 828.2184 | 82.82% | 1.196e-07%
10 | 29 | 15 | 4.155e-10 | 5.2276e-10 | 626.754 | 62.68% | 3.276e-08% | 10 | 29 | 15 | 4.155e-10 | 5.1878e-10 | 626.754 | 62.68% | 3.251e-08%
10 | 29 | 16 | 0 | 0 | 360.696 | 36.07% | 0% | 10 | 29 | 16 | 0 | 0 | 360.696 | 36.07% | 0%
10 | 29 | 17 | 3.8779e-10 | 4.8789e-10 | 128.754 | 12.88% | 6.282e-09% | 10 | 29 | 17 | 3.8779e-10 | 4.8418e-10 | 128.754 | 12.88% | 6.234e-09%
10 | 29 | 18 | 2.0753e-09 | 2.6111e-09 | 7.4076 | 0.7408% | 1.934e-09% | 10 | 29 | 18 | 2.0753e-09 | 2.5912e-09 | 7.4076 | 0.7408% | 1.919e-09%
10 | 29 | 19 | 2.4807e-09 | 3.1211e-09 | 0 | 0% | 0% | 10 | 29 | 19 | 2.4807e-09 | 3.0974e-09 | 0 | 0% | 0%
10 | 29 | 20 | 1.4621e-09 | 1.8396e-09 | 0 | 0% | 0% | 10 | 29 | 20 | 1.4621e-09 | 1.8256e-09 | 0 | 0% | 0%
10 | 29 | 21 | 0 | 0 | 0 | 0% | 0% | 10 | 29 | 21 | 0 | 0 | 0 | 0% | 0%
10 | 29 | 22 | 0 | 0 | 0 | 0% | 0% | 10 | 29 | 22 | 0 | 0 | 0 | 0% | 0%
10 | 29 | 23 | 0 | 0 | 0 | 0% | 0% | 10 | 29 | 23 | 0 | 0 | 0 | 0% | 0%
10 | 30 | 0 | 0 | 0 | 0 | 0% | 0% | 10 | 30 | 0 | 0 | 0 | 0 | 0% | 0%
10 | 30 | 1 | 0 | 0 | 0 | 0% | 0% | 10 | 30 | 1 | 0 | 0 | 0 | 0% | 0%
10 | 30 | 2 | 0 | 0 | 0 | 0% | 0% | 10 | 30 | 2 | 0 | 0 | 0 | 0% | 0%
10 | 30 | 3 | 0 | 0 | 0 | 0% | 0% | 10 | 30 | 3 | 0 | 0 | 0 | 0% | 0%
10 | 30 | 4 | 0 | 0 | 0 | 0% | 0% | 10 | 30 | 4 | 0 | 0 | 0 | 0% | 0%
10 | 30 | 5 | 0 | 0 | 0 | 0% | 0% | 10 | 30 | 5 | 0 | 0 | 0 | 0% | 0%
10 | 30 | 6 | 0 | 0 | 0 | 0% | 0% | 10 | 30 | 6 | 0 | 0 | 0 | 0% | 0%
10 | 30 | 7 | 1.5634e-09 | 1.967e-09 | 0 | 0% | 0% | 10 | 30 | 7 | 1.5634e-09 | 1.9521e-09 | 0 | 0% | 0%
10 | 30 | 8 | 2.1983e-09 | 2.7659e-09 | 3.4596 | 0.346% | 9.569e-10% | 10 | 30 | 8 | 2.1983e-09 | 2.7448e-09 | 3.4596 | 0.346% | 9.496e-10%
10 | 30 | 9 | 1.5258e-09 | 1.9197e-09 | 59.436 | 5.944% | 1.141e-08% | 10 | 30 | 9 | 1.5258e-09 | 1.9051e-09 | 59.436 | 5.944% | 1.132e-08%
10 | 30 | 10 | 1.6789e-10 | 2.1123e-10 | 194.5704 | 19.46% | 4.11e-09% | 10 | 30 | 10 | 1.6789e-10 | 2.0963e-10 | 194.5704 | 19.46% | 4.079e-09%
10 | 30 | 11 | 0 | 0 | 179.9496 | 17.99% | 0% | 10 | 30 | 11 | 0 | 0 | 179.9496 | 17.99% | 0%
10 | 30 | 12 | 0 | 0 | 179.9472 | 17.99% | 0% | 10 | 30 | 12 | 0 | 0 | 179.9472 | 17.99% | 0%
10 | 30 | 13 | 0 | 0 | 220.3536 | 22.04% | 0% | 10 | 30 | 13 | 0 | 0 | 220.3536 | 22.04% | 0%
10 | 30 | 14 | 0 | 0 | 196.962 | 19.7% | 0% | 10 | 30 | 14 | 0 | 0 | 196.962 | 19.7% | 0%
10 | 30 | 15 | 0 | 0 | 124.3056 | 12.43% | 0% | 10 | 30 | 15 | 0 | 0 | 124.3056 | 12.43% | 0%
10 | 30 | 16 | 0 | 0 | 77.1324 | 7.713% | 0% | 10 | 30 | 16 | 0 | 0 | 77.1324 | 7.713% | 0%
10 | 30 | 17 | 0 | 0 | 16.1112 | 1.611% | 0% | 10 | 30 | 17 | 0 | 0 | 16.1112 | 1.611% | 0%
10 | 30 | 18 | 0 | 0 | 0 | 0% | 0% | 10 | 30 | 18 | 0 | 0 | 0 | 0% | 0%
10 | 30 | 19 | 0 | 0 | 0 | 0% | 0% | 10 | 30 | 19 | 0 | 0 | 0 | 0% | 0%
10 | 30 | 20 | 0 | 0 | 0 | 0% | 0% | 10 | 30 | 20 | 0 | 0 | 0 | 0% | 0%
10 | 30 | 21 | 0 | 0 | 0 | 0% | 0% | 10 | 30 | 21 | 0 | 0 | 0 | 0% | 0%
10 | 30 | 22 | 0 | 0 | 0 | 0% | 0% | 10 | 30 | 22 | 0 | 0 | 0 | 0% | 0%
10 | 30 | 23 | 0 | 0 | 0 | 0% | 0% | 10 | 30 | 23 | 0 | 0 | 0 | 0% | 0%
10 | 31 | 0 | 0 | 0 | 0 | 0% | 0% | 10 | 31 | 0 | 0 | 0 | 0 | 0% | 0%
10 | 31 | 1 | 0 | 0 | 0 | 0% | 0% | 10 | 31 | 1 | 0 | 0 | 0 | 0% | 0%
10 | 31 | 2 | 0 | 0 | 0 | 0% | 0% | 10 | 31 | 2 | 0 | 0 | 0 | 0% | 0%
10 | 31 | 3 | 0 | 0 | 0 | 0% | 0% | 10 | 31 | 3 | 0 | 0 | 0 | 0% | 0%
10 | 31 | 4 | 0 | 0 | 0 | 0% | 0% | 10 | 31 | 4 | 0 | 0 | 0 | 0% | 0%
10 | 31 | 5 | 0 | 0 | 0 | 0% | 0% | 10 | 31 | 5 | 0 | 0 | 0 | 0% | 0%
10 | 31 | 6 | 0 | 0 | 0 | 0% | 0% | 10 | 31 | 6 | 0 | 0 | 0 | 0% | 0%
10 | 31 | 7 | 0 | 0 | 0 | 0% | 0% | 10 | 31 | 7 | 0 | 0 | 0 | 0% | 0%
10 | 31 | 8 | 0 | 0 | 58.212 | 5.821% | 0% | 10 | 31 | 8 | 0 | 0 | 58.212 | 5.821% | 0%
10 | 31 | 9 | 0 | 0 | 303.5232 | 30.35% | 0% | 10 | 31 | 9 | 0 | 0 | 303.5232 | 30.35% | 0%
10 | 31 | 10 | 0 | 0 | 538.2948 | 53.83% | 0% | 10 | 31 | 10 | 0 | 0 | 538.2948 | 53.83% | 0%
10 | 31 | 11 | 0 | 0 | 711.1932 | 71.12% | 0% | 10 | 31 | 11 | 0 | 0 | 711.1932 | 71.12% | 0%
10 | 31 | 12 | 0 | 0 | 802.0596 | 80.21% | 0% | 10 | 31 | 12 | 0 | 0 | 802.0596 | 80.21% | 0%
10 | 31 | 13 | 0 | 0 | 827.6988 | 82.77% | 0% | 10 | 31 | 13 | 0 | 0 | 827.6988 | 82.77% | 0%
10 | 31 | 14 | 0 | 0 | 786.4356 | 78.64% | 0% | 10 | 31 | 14 | 0 | 0 | 786.4356 | 78.64% | 0%
10 | 31 | 15 | 0 | 0 | 546.4428 | 54.64% | 0% | 10 | 31 | 15 | 0 | 0 | 546.4428 | 54.64% | 0%
10 | 31 | 16 | 0 | 0 | 386.0172 | 38.6% | 0% | 10 | 31 | 16 | 0 | 0 | 386.0172 | 38.6% | 0%
10 | 31 | 17 | 0 | 0 | 171.306 | 17.13% | 0% | 10 | 31 | 17 | 0 | 0 | 171.306 | 17.13% | 0%
10 | 31 | 18 | 0 | 0 | 7.53 | 0.753% | 0% | 10 | 31 | 18 | 0 | 0 | 7.53 | 0.753% | 0%
10 | 31 | 19 | 0 | 0 | 0 | 0% | 0% | 10 | 31 | 19 | 0 | 0 | 0 | 0% | 0%
10 | 31 | 20 | 0 | 0 | 0 | 0% | 0% | 10 | 31 | 20 | 0 | 0 | 0 | 0% | 0%
10 | 31 | 21 | 0 | 0 | 0 | 0% | 0% | 10 | 31 | 21 | 0 | 0 | 0 | 0% | 0%
10 | 31 | 22 | 0 | 0 | 0 | 0% | 0% | 10 | 31 | 22 | 0 | 0 | 0 | 0% | 0%
10 | 31 | 23 | 0 | 0 | 0 | 0% | 0% | 10 | 31 | 23 | 0 | 0 | 0 | 0% | 0%
11 | 1 | 0 | 0 | 0 | 0 | 0% | 0% | 11 | 1 | 0 | 0 | 0 | 0 | 0% | 0%
11 | 1 | 1 | 0 | 0 | 0 | 0% | 0% | 11 | 1 | 1 | 0 | 0 | 0 | 0% | 0%
11 | 1 | 2 | 0 | 0 | 0 | 0% | 0% | 11 | 1 | 2 | 0 | 0 | 0 | 0% | 0%
11 | 1 | 3 | 0 | 0 | 0 | 0% | 0% | 11 | 1 | 3 | 0 | 0 | 0 | 0% | 0%
11 | 1 | 4 | 0 | 0 | 0 | 0% | 0% | 11 | 1 | 4 | 0 | 0 | 0 | 0% | 0%
11 | 1 | 5 | 0 | 0 | 0 | 0% | 0% | 11 | 1 | 5 | 0 | 0 | 0 | 0% | 0%
11 | 1 | 6 | 2.6609e-09 | 3.3478e-09 | 0 | 0% | 0% | 11 | 1 | 6 | 2.6609e-09 | 3.3224e-09 | 0 | 0% | 0%
11 | 1 | 7 | 4.2555e-09 | 5.3541e-09 | 0 | 0% | 0% | 11 | 1 | 7 | 4.2555e-09 | 5.3134e-09 | 0 | 0% | 0%
11 | 1 | 8 | 3.6391e-09 | 4.5785e-09 | 60.9072 | 6.091% | 2.789e-08% | 11 | 1 | 8 | 3.6391e-09 | 4.5437e-09 | 60.9072 | 6.091% | 2.767e-08%
11 | 1 | 9 | 2.2061e-09 | 2.7756e-09 | 318.0444 | 31.8% | 8.828e-08% | 11 | 1 | 9 | 2.2409e-09 | 2.7979e-09 | 318.0444 | 31.8% | 8.899e-08%
11 | 1 | 10 | 1.3658e-10 | 1.7184e-10 | 555.5724 | 55.56% | 9.547e-09% | 11 | 1 | 10 | 2.3112e-10 | 2.8857e-10 | 555.5724 | 55.56% | 1.603e-08%
11 | 1 | 11 | 0 | 0 | 714.6456 | 71.46% | 0% | 11 | 1 | 11 | 1.14e-10 | 1.4234e-10 | 714.6456 | 71.46% | 1.017e-08%
11 | 1 | 12 | 0 | 0 | 803.6052 | 80.36% | 0% | 11 | 1 | 12 | 0 | 0 | 803.6052 | 80.36% | 0%
11 | 1 | 13 | 0 | 0 | 825.8244 | 82.58% | 0% | 11 | 1 | 13 | 0 | 0 | 825.8244 | 82.58% | 0%
11 | 1 | 14 | 0 | 0 | 763.6212 | 76.36% | 0% | 11 | 1 | 14 | 0 | 0 | 763.6212 | 76.36% | 0%
11 | 1 | 15 | 0 | 0 | 664.8696 | 66.49% | 0% | 11 | 1 | 15 | 0 | 0 | 664.8696 | 66.49% | 0%
11 | 1 | 16 | 0 | 0 | 504.8868 | 50.49% | 0% | 11 | 1 | 16 | 0 | 0 | 504.8868 | 50.49% | 0%
11 | 1 | 17 | 0 | 0 | 271.656 | 27.17% | 0% | 11 | 1 | 17 | 0 | 0 | 271.656 | 27.17% | 0%
11 | 1 | 18 | 1.6333e-09 | 2.0549e-09 | 44.5824 | 4.458% | 9.161e-09% | 11 | 1 | 18 | 1.6333e-09 | 2.0393e-09 | 44.5824 | 4.458% | 9.092e-09%
11 | 1 | 19 | 5.8738e-10 | 7.3901e-10 | 0 | 0% | 0% | 11 | 1 | 19 | 5.8738e-10 | 7.3339e-10 | 0 | 0% | 0%
11 | 1 | 20 | 0 | 0 | 0 | 0% | 0% | 11 | 1 | 20 | 0 | 0 | 0 | 0% | 0%
11 | 1 | 21 | 0 | 0 | 0 | 0% | 0% | 11 | 1 | 21 | 0 | 0 | 0 | 0% | 0%
11 | 1 | 22 | 0 | 0 | 0 | 0% | 0% | 11 | 1 | 22 | 0 | 0 | 0 | 0% | 0%
11 | 1 | 23 | 0 | 0 | 0 | 0% | 0% | 11 | 1 | 23 | 0 | 0 | 0 | 0% | 0%
11 | 2 | 0 | 0 | 0 | 0 | 0% | 0% | 11 | 2 | 0 | 0 | 0 | 0 | 0% | 0%
11 | 2 | 1 | 0 | 0 | 0 | 0% | 0% | 11 | 2 | 1 | 0 | 0 | 0 | 0% | 0%
11 | 2 | 2 | 0 | 0 | 0 | 0% | 0% | 11 | 2 | 2 | 0 | 0 | 0 | 0% | 0%
11 | 2 | 3 | 0 | 0 | 0 | 0% | 0% | 11 | 2 | 3 | 0 | 0 | 0 | 0% | 0%
11 | 2 | 4 | 0 | 0 | 0 | 0% | 0% | 11 | 2 | 4 | 0 | 0 | 0 | 0% | 0%
11 | 2 | 5 | 0 | 0 | 0 | 0% | 0% | 11 | 2 | 5 | 0 | 0 | 0 | 0% | 0%
11 | 2 | 6 | 8.6384e-10 | 1.0868e-09 | 0 | 0% | 0% | 11 | 2 | 6 | 8.6384e-10 | 1.0786e-09 | 0 | 0% | 0%
11 | 2 | 7 | 3.2949e-09 | 4.1455e-09 | 0 | 0% | 0% | 11 | 2 | 7 | 3.2949e-09 | 4.114e-09 | 0 | 0% | 0%
11 | 2 | 8 | 2.7701e-09 | 3.4852e-09 | 70.506 | 7.051% | 2.457e-08% | 11 | 2 | 8 | 2.7701e-09 | 3.4587e-09 | 70.506 | 7.051% | 2.439e-08%
11 | 2 | 9 | 1.7032e-09 | 2.1428e-09 | 321.1608 | 32.12% | 6.882e-08% | 11 | 2 | 9 | 1.7628e-09 | 2.201e-09 | 321.1608 | 32.12% | 7.069e-08%
11 | 2 | 10 | 7.3382e-10 | 9.2326e-10 | 549.0492 | 54.9% | 5.069e-08% | 11 | 2 | 10 | 7.6351e-10 | 9.5331e-10 | 549.0492 | 54.9% | 5.234e-08%
11 | 2 | 11 | 0 | 0 | 696.8928 | 69.69% | 0% | 11 | 2 | 11 | 0 | 0 | 696.8928 | 69.69% | 0%
11 | 2 | 12 | 0 | 0 | 775.0704 | 77.51% | 0% | 11 | 2 | 12 | 0 | 0 | 775.0704 | 77.51% | 0%
11 | 2 | 13 | 0 | 0 | 795.7524 | 79.58% | 0% | 11 | 2 | 13 | 0 | 0 | 795.7524 | 79.58% | 0%
11 | 2 | 14 | 0 | 0 | 755.8008 | 75.58% | 0% | 11 | 2 | 14 | 0 | 0 | 755.8008 | 75.58% | 0%
11 | 2 | 15 | 0 | 0 | 657.3012 | 65.73% | 0% | 11 | 2 | 15 | 0 | 0 | 657.3012 | 65.73% | 0%
11 | 2 | 16 | 0 | 0 | 498.3588 | 49.84% | 0% | 11 | 2 | 16 | 0 | 0 | 498.3588 | 49.84% | 0%
11 | 2 | 17 | 0 | 0 | 266.844 | 26.68% | 0% | 11 | 2 | 17 | 0 | 0 | 266.844 | 26.68% | 0%
11 | 2 | 18 | 7.9322e-10 | 9.9799e-10 | 40.2648 | 4.026% | 4.018e-09% | 11 | 2 | 18 | 7.9322e-10 | 9.904e-10 | 40.2648 | 4.026% | 3.988e-09%
11 | 2 | 19 | 5.015e-10 | 6.3097e-10 | 0 | 0% | 0% | 11 | 2 | 19 | 5.015e-10 | 6.2617e-10 | 0 | 0% | 0%
11 | 2 | 20 | 0 | 0 | 0 | 0% | 0% | 11 | 2 | 20 | 0 | 0 | 0 | 0% | 0%
11 | 2 | 21 | 0 | 0 | 0 | 0% | 0% | 11 | 2 | 21 | 0 | 0 | 0 | 0% | 0%
11 | 2 | 22 | 0 | 0 | 0 | 0% | 0% | 11 | 2 | 22 | 0 | 0 | 0 | 0% | 0%
11 | 2 | 23 | 0 | 0 | 0 | 0% | 0% | 11 | 2 | 23 | 0 | 0 | 0 | 0% | 0%
11 | 3 | 0 | 0 | 0 | 0 | 0% | 0% | 11 | 3 | 0 | 0 | 0 | 0 | 0% | 0%
11 | 3 | 1 | 0 | 0 | 0 | 0% | 0% | 11 | 3 | 1 | 0 | 0 | 0 | 0% | 0%
11 | 3 | 2 | 0 | 0 | 0 | 0% | 0% | 11 | 3 | 2 | 0 | 0 | 0 | 0% | 0%
11 | 3 | 3 | 0 | 0 | 0 | 0% | 0% | 11 | 3 | 3 | 0 | 0 | 0 | 0% | 0%
11 | 3 | 4 | 0 | 0 | 0 | 0% | 0% | 11 | 3 | 4 | 0 | 0 | 0 | 0% | 0%
11 | 3 | 5 | 0 | 0 | 0 | 0% | 0% | 11 | 3 | 5 | 0 | 0 | 0 | 0% | 0%
11 | 3 | 6 | 3.8931e-10 | 4.8981e-10 | 0 | 0% | 0% | 11 | 3 | 6 | 3.8931e-10 | 4.8609e-10 | 0 | 0% | 0%
11 | 3 | 7 | 2.0606e-09 | 2.5925e-09 | 13.26 | 1.326% | 3.438e-09% | 11 | 3 | 7 | 2.0606e-09 | 2.5728e-09 | 13.26 | 1.326% | 3.412e-09%
11 | 3 | 8 | 1.7912e-09 | 2.2536e-09 | 216.1992 | 21.62% | 4.872e-08% | 11 | 3 | 8 | 1.7912e-09 | 2.2365e-09 | 216.1992 | 21.62% | 4.835e-08%
11 | 3 | 9 | 2.2938e-09 | 2.8859e-09 | 306.7152 | 30.67% | 8.851e-08% | 11 | 3 | 9 | 2.3336e-09 | 2.9136e-09 | 306.7152 | 30.67% | 8.937e-08%
11 | 3 | 10 | 1.6735e-09 | 2.1055e-09 | 547.1808 | 54.72% | 1.152e-07% | 11 | 3 | 10 | 1.7466e-09 | 2.1807e-09 | 547.1808 | 54.72% | 1.193e-07%
11 | 3 | 11 | 1.4485e-09 | 1.8225e-09 | 76.9164 | 7.692% | 1.402e-08% | 11 | 3 | 11 | 1.5256e-09 | 1.9048e-09 | 76.9164 | 7.692% | 1.465e-08%
11 | 3 | 12 | 1.4236e-09 | 1.7912e-09 | 764.9592 | 76.5% | 1.37e-07% | 11 | 3 | 12 | 1.5134e-09 | 1.8896e-09 | 764.9592 | 76.5% | 1.445e-07%
11 | 3 | 13 | 6.1218e-10 | 7.7022e-10 | 728.6952 | 72.87% | 5.613e-08% | 11 | 3 | 13 | 6.8585e-10 | 8.5634e-10 | 728.6952 | 72.87% | 6.24e-08%
11 | 3 | 14 | 0 | 0 | 628.8636 | 62.89% | 0% | 11 | 3 | 14 | 0 | 0 | 628.8636 | 62.89% | 0%
11 | 3 | 15 | 0 | 0 | 459.378 | 45.94% | 0% | 11 | 3 | 15 | 0 | 0 | 459.378 | 45.94% | 0%
11 | 3 | 16 | 0 | 0 | 232.398 | 23.24% | 0% | 11 | 3 | 16 | 0 | 0 | 232.398 | 23.24% | 0%
11 | 3 | 17 | 6.797e-10 | 8.5516e-10 | 18.5844 | 1.858% | 1.589e-09% | 11 | 3 | 17 | 6.797e-10 | 8.4866e-10 | 18.5844 | 1.858% | 1.577e-09%
11 | 3 | 18 | 1.6877e-09 | 2.1234e-09 | 0 | 0% | 0% | 11 | 3 | 18 | 1.6877e-09 | 2.1072e-09 | 0 | 0% | 0%
11 | 3 | 19 | 2.132e-09 | 2.6823e-09 | 0 | 0% | 0% | 11 | 3 | 19 | 2.132e-09 | 2.6619e-09 | 0 | 0% | 0%
11 | 3 | 20 | 0 | 0 | 0 | 0% | 0% | 11 | 3 | 20 | 0 | 0 | 0 | 0% | 0%
11 | 3 | 21 | 0 | 0 | 0 | 0% | 0% | 11 | 3 | 21 | 0 | 0 | 0 | 0% | 0%
11 | 3 | 22 | 0 | 0 | 0 | 0% | 0% | 11 | 3 | 22 | 0 | 0 | 0 | 0% | 0%
11 | 3 | 23 | 0 | 0 | 0 | 0% | 0% | 11 | 3 | 23 | 0 | 0 | 0 | 0% | 0%
11 | 4 | 0 | 0 | 0 | 0 | 0% | 0% | 11 | 4 | 0 | 0 | 0 | 0 | 0% | 0%
11 | 4 | 1 | 0 | 0 | 0 | 0% | 0% | 11 | 4 | 1 | 0 | 0 | 0 | 0% | 0%
11 | 4 | 2 | 0 | 0 | 0 | 0% | 0% | 11 | 4 | 2 | 0 | 0 | 0 | 0% | 0%
11 | 4 | 3 | 0 | 0 | 0 | 0% | 0% | 11 | 4 | 3 | 0 | 0 | 0 | 0% | 0%
11 | 4 | 4 | 0 | 0 | 0 | 0% | 0% | 11 | 4 | 4 | 0 | 0 | 0 | 0% | 0%
11 | 4 | 5 | 0 | 0 | 0 | 0% | 0% | 11 | 4 | 5 | 0 | 0 | 0 | 0% | 0%
11 | 4 | 6 | 4.2417e-10 | 5.3367e-10 | 0 | 0% | 0% | 11 | 4 | 6 | 4.2417e-10 | 5.2961e-10 | 0 | 0% | 0%
11 | 4 | 7 | 1.8992e-09 | 2.3895e-09 | 55.0884 | 5.509% | 1.316e-08% | 11 | 4 | 7 | 1.8992e-09 | 2.3713e-09 | 55.0884 | 5.509% | 1.306e-08%
11 | 4 | 8 | 5.8354e-10 | 7.3418e-10 | 296.9508 | 29.7% | 2.18e-08% | 11 | 4 | 8 | 5.8354e-10 | 7.2859e-10 | 296.9508 | 29.7% | 2.164e-08%
11 | 4 | 9 | 2.6198e-09 | 3.2961e-09 | 525.7044 | 52.57% | 1.733e-07% | 11 | 4 | 9 | 2.6849e-09 | 3.3523e-09 | 525.7044 | 52.57% | 1.762e-07%
11 | 4 | 10 | 1.3658e-10 | 1.7184e-10 | 688.7892 | 68.88% | 1.184e-08% | 11 | 4 | 10 | 2.3112e-10 | 2.8857e-10 | 688.7892 | 68.88% | 1.988e-08%
11 | 4 | 11 | 0 | 0 | 785.628 | 78.56% | 0% | 11 | 4 | 11 | 1.141e-10 | 1.4246e-10 | 785.628 | 78.56% | 1.119e-08%
11 | 4 | 12 | 0 | 0 | 814.8504 | 81.49% | 0% | 11 | 4 | 12 | 1.0085e-10 | 1.2592e-10 | 814.8504 | 81.49% | 1.026e-08%
11 | 4 | 13 | 0 | 0 | 781.0104 | 78.1% | 0% | 11 | 4 | 13 | 0 | 0 | 781.0104 | 78.1% | 0%
11 | 4 | 14 | 0 | 0 | 675.3348 | 67.53% | 0% | 11 | 4 | 14 | 0 | 0 | 675.3348 | 67.53% | 0%
11 | 4 | 15 | 0 | 0 | 500.2092 | 50.02% | 0% | 11 | 4 | 15 | 0 | 0 | 500.2092 | 50.02% | 0%
11 | 4 | 16 | 0 | 0 | 261.7776 | 26.18% | 0% | 11 | 4 | 16 | 0 | 0 | 261.7776 | 26.18% | 0%
11 | 4 | 17 | 4.2417e-10 | 5.3367e-10 | 30.282 | 3.028% | 1.616e-09% | 11 | 4 | 17 | 4.2417e-10 | 5.2961e-10 | 30.282 | 3.028% | 1.604e-09%
11 | 4 | 18 | 3.9219e-09 | 4.9344e-09 | 0 | 0% | 0% | 11 | 4 | 18 | 3.9219e-09 | 4.8969e-09 | 0 | 0% | 0%
11 | 4 | 19 | 2.3924e-09 | 3.01e-09 | 0 | 0% | 0% | 11 | 4 | 19 | 2.3924e-09 | 2.9871e-09 | 0 | 0% | 0%
11 | 4 | 20 | 3.9306e-10 | 4.9453e-10 | 0 | 0% | 0% | 11 | 4 | 20 | 3.9306e-10 | 4.9077e-10 | 0 | 0% | 0%
11 | 4 | 21 | 0 | 0 | 0 | 0% | 0% | 11 | 4 | 21 | 0 | 0 | 0 | 0% | 0%
11 | 4 | 22 | 0 | 0 | 0 | 0% | 0% | 11 | 4 | 22 | 0 | 0 | 0 | 0% | 0%
11 | 4 | 23 | 0 | 0 | 0 | 0% | 0% | 11 | 4 | 23 | 0 | 0 | 0 | 0% | 0%
11 | 5 | 0 | 0 | 0 | 0 | 0% | 0% | 11 | 5 | 0 | 0 | 0 | 0 | 0% | 0%
11 | 5 | 1 | 0 | 0 | 0 | 0% | 0% | 11 | 5 | 1 | 0 | 0 | 0 | 0% | 0%
11 | 5 | 2 | 0 | 0 | 0 | 0% | 0% | 11 | 5 | 2 | 0 | 0 | 0 | 0% | 0%
11 | 5 | 3 | 0 | 0 | 0 | 0% | 0% | 11 | 5 | 3 | 0 | 0 | 0 | 0% | 0%
11 | 5 | 4 | 0 | 0 | 0 | 0% | 0% | 11 | 5 | 4 | 0 | 0 | 0 | 0% | 0%
11 | 5 | 5 | 0 | 0 | 0 | 0% | 0% | 11 | 5 | 5 | 0 | 0 | 0 | 0% | 0%
11 | 5 | 6 | 6.6935e-09 | 8.4215e-09 | 0 | 0% | 0% | 11 | 5 | 6 | 6.6935e-09 | 8.3574e-09 | 0 | 0% | 0%
11 | 5 | 7 | 1.1422e-08 | 1.4371e-08 | 24.3684 | 2.437% | 3.502e-08% | 11 | 5 | 7 | 1.1422e-08 | 1.4261e-08 | 24.3684 | 2.437% | 3.475e-08%
11 | 5 | 8 | 1.5878e-08 | 1.9977e-08 | 231.3324 | 23.13% | 4.621e-07% | 11 | 5 | 8 | 1.5878e-08 | 1.9825e-08 | 231.3324 | 23.13% | 4.586e-07%
11 | 5 | 9 | 1.748e-08 | 2.1992e-08 | 104.2248 | 10.42% | 2.292e-07% | 11 | 5 | 9 | 1.748e-08 | 2.1825e-08 | 104.2248 | 10.42% | 2.275e-07%
11 | 5 | 10 | 6.3411e-09 | 7.9781e-09 | 588.9768 | 58.9% | 4.699e-07% | 11 | 5 | 10 | 6.3973e-09 | 7.9875e-09 | 588.9768 | 58.9% | 4.704e-07%
11 | 5 | 11 | 5.5253e-09 | 6.9517e-09 | 677.3496 | 67.73% | 4.709e-07% | 11 | 5 | 11 | 5.618e-09 | 7.0145e-09 | 677.3496 | 67.73% | 4.751e-07%
11 | 5 | 12 | 4.8958e-09 | 6.1597e-09 | 450.3012 | 45.03% | 2.774e-07% | 11 | 5 | 12 | 4.9384e-09 | 6.1659e-09 | 450.3012 | 45.03% | 2.777e-07%
11 | 5 | 13 | 2.8389e-09 | 3.5718e-09 | 623.9952 | 62.4% | 2.229e-07% | 11 | 5 | 13 | 2.8906e-09 | 3.6092e-09 | 623.9952 | 62.4% | 2.252e-07%
11 | 5 | 14 | 1.4737e-09 | 1.8541e-09 | 58.0128 | 5.801% | 1.076e-08% | 11 | 5 | 14 | 1.5395e-09 | 1.9221e-09 | 58.0128 | 5.801% | 1.115e-08%
11 | 5 | 15 | 6.8671e-10 | 8.6399e-10 | 0 | 0% | 0% | 11 | 5 | 15 | 7.3251e-10 | 9.146e-10 | 0 | 0% | 0%
11 | 5 | 16 | 1.9317e-09 | 2.4304e-09 | 112.2528 | 11.23% | 2.728e-08% | 11 | 5 | 16 | 1.9317e-09 | 2.4119e-09 | 112.2528 | 11.23% | 2.707e-08%
11 | 5 | 17 | 3.9902e-09 | 5.0203e-09 | 0 | 0% | 0% | 11 | 5 | 17 | 3.9902e-09 | 4.9822e-09 | 0 | 0% | 0%
11 | 5 | 18 | 8.3319e-09 | 1.0483e-08 | 0 | 0% | 0% | 11 | 5 | 18 | 8.3319e-09 | 1.0403e-08 | 0 | 0% | 0%
11 | 5 | 19 | 6.9834e-09 | 8.7861e-09 | 0 | 0% | 0% | 11 | 5 | 19 | 6.9834e-09 | 8.7193e-09 | 0 | 0% | 0%
11 | 5 | 20 | 2.9117e-09 | 3.6634e-09 | 0 | 0% | 0% | 11 | 5 | 20 | 2.9117e-09 | 3.6355e-09 | 0 | 0% | 0%
11 | 5 | 21 | 0 | 0 | 0 | 0% | 0% | 11 | 5 | 21 | 0 | 0 | 0 | 0% | 0%
11 | 5 | 22 | 0 | 0 | 0 | 0% | 0% | 11 | 5 | 22 | 0 | 0 | 0 | 0% | 0%
11 | 5 | 23 | 0 | 0 | 0 | 0% | 0% | 11 | 5 | 23 | 0 | 0 | 0 | 0% | 0%
11 | 6 | 0 | 0 | 0 | 0 | 0% | 0% | 11 | 6 | 0 | 0 | 0 | 0 | 0% | 0%
11 | 6 | 1 | 0 | 0 | 0 | 0% | 0% | 11 | 6 | 1 | 0 | 0 | 0 | 0% | 0%
11 | 6 | 2 | 0 | 0 | 0 | 0% | 0% | 11 | 6 | 2 | 0 | 0 | 0 | 0% | 0%
11 | 6 | 3 | 0 | 0 | 0 | 0% | 0% | 11 | 6 | 3 | 0 | 0 | 0 | 0% | 0%
11 | 6 | 4 | 0 | 0 | 0 | 0% | 0% | 11 | 6 | 4 | 0 | 0 | 0 | 0% | 0%
11 | 6 | 5 | 0 | 0 | 0 | 0% | 0% | 11 | 6 | 5 | 0 | 0 | 0 | 0% | 0%
11 | 6 | 6 | 0 | 0 | 0 | 0% | 0% | 11 | 6 | 6 | 0 | 0 | 0 | 0% | 0%
11 | 6 | 7 | 1.1793e-09 | 1.4837e-09 | 64.5264 | 6.453% | 9.574e-09% | 11 | 6 | 7 | 1.1793e-09 | 1.4724e-09 | 64.5264 | 6.453% | 9.501e-09%
11 | 6 | 8 | 1.9325e-09 | 2.4314e-09 | 316.8456 | 31.68% | 7.704e-08% | 11 | 6 | 8 | 1.9325e-09 | 2.4129e-09 | 316.8456 | 31.68% | 7.645e-08%
11 | 6 | 9 | 7.559e-10 | 9.5103e-10 | 558.1296 | 55.81% | 5.308e-08% | 11 | 6 | 9 | 7.948e-10 | 9.9238e-10 | 558.1296 | 55.81% | 5.539e-08%
11 | 6 | 10 | 0 | 0 | 730.7664 | 73.08% | 0% | 11 | 6 | 10 | 0 | 0 | 730.7664 | 73.08% | 0%
11 | 6 | 11 | 0 | 0 | 827.9784 | 82.8% | 0% | 11 | 6 | 11 | 0 | 0 | 827.9784 | 82.8% | 0%
11 | 6 | 12 | 0 | 0 | 853.4652 | 85.35% | 0% | 11 | 6 | 12 | 0 | 0 | 853.4652 | 85.35% | 0%
11 | 6 | 13 | 0 | 0 | 806.694 | 80.67% | 0% | 11 | 6 | 13 | 0 | 0 | 806.694 | 80.67% | 0%
11 | 6 | 14 | 0 | 0 | 689.4384 | 68.94% | 0% | 11 | 6 | 14 | 0 | 0 | 689.4384 | 68.94% | 0%
11 | 6 | 15 | 0 | 0 | 514.8852 | 51.49% | 0% | 11 | 6 | 15 | 0 | 0 | 514.8852 | 51.49% | 0%
11 | 6 | 16 | 0 | 0 | 270.1008 | 27.01% | 0% | 11 | 6 | 16 | 0 | 0 | 270.1008 | 27.01% | 0%
11 | 6 | 17 | 0 | 0 | 0 | 0% | 0% | 11 | 6 | 17 | 0 | 0 | 0 | 0% | 0%
11 | 6 | 18 | 0 | 0 | 0 | 0% | 0% | 11 | 6 | 18 | 0 | 0 | 0 | 0% | 0%
11 | 6 | 19 | 0 | 0 | 0 | 0% | 0% | 11 | 6 | 19 | 0 | 0 | 0 | 0% | 0%
11 | 6 | 20 | 0 | 0 | 0 | 0% | 0% | 11 | 6 | 20 | 0 | 0 | 0 | 0% | 0%
11 | 6 | 21 | 0 | 0 | 0 | 0% | 0% | 11 | 6 | 21 | 0 | 0 | 0 | 0% | 0%
11 | 6 | 22 | 0 | 0 | 0 | 0% | 0% | 11 | 6 | 22 | 0 | 0 | 0 | 0% | 0%
11 | 6 | 23 | 0 | 0 | 0 | 0% | 0% | 11 | 6 | 23 | 0 | 0 | 0 | 0% | 0%
11 | 7 | 0 | 0 | 0 | 0 | 0% | 0% | 11 | 7 | 0 | 0 | 0 | 0 | 0% | 0%
11 | 7 | 1 | 0 | 0 | 0 | 0% | 0% | 11 | 7 | 1 | 0 | 0 | 0 | 0% | 0%
11 | 7 | 2 | 0 | 0 | 0 | 0% | 0% | 11 | 7 | 2 | 0 | 0 | 0 | 0% | 0%
11 | 7 | 3 | 0 | 0 | 0 | 0% | 0% | 11 | 7 | 3 | 0 | 0 | 0 | 0% | 0%
11 | 7 | 4 | 0 | 0 | 0 | 0% | 0% | 11 | 7 | 4 | 0 | 0 | 0 | 0% | 0%
11 | 7 | 5 | 0 | 0 | 0 | 0% | 0% | 11 | 7 | 5 | 0 | 0 | 0 | 0% | 0%
11 | 7 | 6 | 0 | 0 | 0 | 0% | 0% | 11 | 7 | 6 | 0 | 0 | 0 | 0% | 0%
11 | 7 | 7 | 0 | 0 | 51.0336 | 5.103% | 0% | 11 | 7 | 7 | 0 | 0 | 51.0336 | 5.103% | 0%
11 | 7 | 8 | 5.0664e-10 | 6.3743e-10 | 301.8588 | 30.19% | 1.924e-08% | 11 | 7 | 8 | 5.0664e-10 | 6.3258e-10 | 301.8588 | 30.19% | 1.909e-08%
11 | 7 | 9 | 0 | 0 | 535.1232 | 53.51% | 0% | 11 | 7 | 9 | 0 | 0 | 535.1232 | 53.51% | 0%
11 | 7 | 10 | 0 | 0 | 559.788 | 55.98% | 0% | 11 | 7 | 10 | 0 | 0 | 559.788 | 55.98% | 0%
11 | 7 | 11 | 0 | 0 | 640.8084 | 64.08% | 0% | 11 | 7 | 11 | 0 | 0 | 640.8084 | 64.08% | 0%
11 | 7 | 12 | 0 | 0 | 797.9712 | 79.8% | 0% | 11 | 7 | 12 | 0 | 0 | 797.9712 | 79.8% | 0%
11 | 7 | 13 | 0 | 0 | 769.7124 | 76.97% | 0% | 11 | 7 | 13 | 0 | 0 | 769.7124 | 76.97% | 0%
11 | 7 | 14 | 0 | 0 | 647.9088 | 64.79% | 0% | 11 | 7 | 14 | 0 | 0 | 647.9088 | 64.79% | 0%
11 | 7 | 15 | 0 | 0 | 480.3864 | 48.04% | 0% | 11 | 7 | 15 | 0 | 0 | 480.3864 | 48.04% | 0%
11 | 7 | 16 | 0 | 0 | 161.5728 | 16.16% | 0% | 11 | 7 | 16 | 0 | 0 | 161.5728 | 16.16% | 0%
11 | 7 | 17 | 0 | 0 | 0 | 0% | 0% | 11 | 7 | 17 | 0 | 0 | 0 | 0% | 0%
11 | 7 | 18 | 0 | 0 | 0 | 0% | 0% | 11 | 7 | 18 | 0 | 0 | 0 | 0% | 0%
11 | 7 | 19 | 0 | 0 | 0 | 0% | 0% | 11 | 7 | 19 | 0 | 0 | 0 | 0% | 0%
11 | 7 | 20 | 0 | 0 | 0 | 0% | 0% | 11 | 7 | 20 | 0 | 0 | 0 | 0% | 0%
11 | 7 | 21 | 0 | 0 | 0 | 0% | 0% | 11 | 7 | 21 | 0 | 0 | 0 | 0% | 0%
11 | 7 | 22 | 0 | 0 | 0 | 0% | 0% | 11 | 7 | 22 | 0 | 0 | 0 | 0% | 0%
11 | 7 | 23 | 0 | 0 | 0 | 0% | 0% | 11 | 7 | 23 | 0 | 0 | 0 | 0% | 0%
11 | 8 | 0 | 0 | 0 | 0 | 0% | 0% | 11 | 8 | 0 | 0 | 0 | 0 | 0% | 0%
11 | 8 | 1 | 0 | 0 | 0 | 0% | 0% | 11 | 8 | 1 | 0 | 0 | 0 | 0% | 0%
11 | 8 | 2 | 0 | 0 | 0 | 0% | 0% | 11 | 8 | 2 | 0 | 0 | 0 | 0% | 0%
11 | 8 | 3 | 0 | 0 | 0 | 0% | 0% | 11 | 8 | 3 | 0 | 0 | 0 | 0% | 0%
11 | 8 | 4 | 0 | 0 | 0 | 0% | 0% | 11 | 8 | 4 | 0 | 0 | 0 | 0% | 0%
11 | 8 | 5 | 0 | 0 | 0 | 0% | 0% | 11 | 8 | 5 | 0 | 0 | 0 | 0% | 0%
11 | 8 | 6 | 4.1543e-09 | 5.2268e-09 | 0 | 0% | 0% | 11 | 8 | 6 | 4.1543e-09 | 5.187e-09 | 0 | 0% | 0%
11 | 8 | 7 | 7.1497e-08 | 8.9954e-08 | 0 | 0% | 0% | 11 | 8 | 7 | 7.1497e-08 | 8.927e-08 | 0 | 0% | 0%
11 | 8 | 8 | 4.5192e-08 | 5.6859e-08 | 41.802 | 4.18% | 2.377e-07% | 11 | 8 | 8 | 4.5192e-08 | 5.6426e-08 | 41.802 | 4.18% | 2.359e-07%
11 | 8 | 9 | 1.1786e-08 | 1.4828e-08 | 199.0968 | 19.91% | 2.952e-07% | 11 | 8 | 9 | 1.1962e-08 | 1.4935e-08 | 199.0968 | 19.91% | 2.974e-07%
11 | 8 | 10 | 5.3569e-09 | 6.7397e-09 | 258.2472 | 25.82% | 1.741e-07% | 11 | 8 | 10 | 5.4869e-09 | 6.8509e-09 | 258.2472 | 25.82% | 1.769e-07%
11 | 8 | 11 | 1.1722e-09 | 1.4748e-09 | 448.4376 | 44.84% | 6.614e-08% | 11 | 8 | 11 | 1.2339e-09 | 1.5406e-09 | 448.4376 | 44.84% | 6.909e-08%
11 | 8 | 12 | 8.1125e-10 | 1.0207e-09 | 537.996 | 53.8% | 5.491e-08% | 11 | 8 | 12 | 9.3746e-10 | 1.1705e-09 | 537.996 | 53.8% | 6.297e-08%
11 | 8 | 13 | 2.3557e-10 | 2.9638e-10 | 740.0352 | 74% | 2.193e-08% | 11 | 8 | 13 | 2.6597e-10 | 3.3209e-10 | 740.0352 | 74% | 2.458e-08%
11 | 8 | 14 | 0 | 0 | 403.3068 | 40.33% | 0% | 11 | 8 | 14 | 0 | 0 | 403.3068 | 40.33% | 0%
11 | 8 | 15 | 0 | 0 | 311.1156 | 31.11% | 0% | 11 | 8 | 15 | 0 | 0 | 311.1156 | 31.11% | 0%
11 | 8 | 16 | 0 | 0 | 163.4892 | 16.35% | 0% | 11 | 8 | 16 | 0 | 0 | 163.4892 | 16.35% | 0%
11 | 8 | 17 | 0 | 0 | 0 | 0% | 0% | 11 | 8 | 17 | 0 | 0 | 0 | 0% | 0%
11 | 8 | 18 | 1.8216e-09 | 2.2919e-09 | 0 | 0% | 0% | 11 | 8 | 18 | 1.8216e-09 | 2.2744e-09 | 0 | 0% | 0%
11 | 8 | 19 | 1.2414e-09 | 1.5618e-09 | 0 | 0% | 0% | 11 | 8 | 19 | 1.2414e-09 | 1.5499e-09 | 0 | 0% | 0%
11 | 8 | 20 | 1.0092e-10 | 1.2697e-10 | 0 | 0% | 0% | 11 | 8 | 20 | 1.0092e-10 | 1.26e-10 | 0 | 0% | 0%
11 | 8 | 21 | 0 | 0 | 0 | 0% | 0% | 11 | 8 | 21 | 0 | 0 | 0 | 0% | 0%
11 | 8 | 22 | 0 | 0 | 0 | 0% | 0% | 11 | 8 | 22 | 0 | 0 | 0 | 0% | 0%
11 | 8 | 23 | 0 | 0 | 0 | 0% | 0% | 11 | 8 | 23 | 0 | 0 | 0 | 0% | 0%
11 | 9 | 0 | 0 | 0 | 0 | 0% | 0% | 11 | 9 | 0 | 0 | 0 | 0 | 0% | 0%
11 | 9 | 1 | 0 | 0 | 0 | 0% | 0% | 11 | 9 | 1 | 0 | 0 | 0 | 0% | 0%
11 | 9 | 2 | 0 | 0 | 0 | 0% | 0% | 11 | 9 | 2 | 0 | 0 | 0 | 0% | 0%
11 | 9 | 3 | 0 | 0 | 0 | 0% | 0% | 11 | 9 | 3 | 0 | 0 | 0 | 0% | 0%
11 | 9 | 4 | 0 | 0 | 0 | 0% | 0% | 11 | 9 | 4 | 0 | 0 | 0 | 0% | 0%
11 | 9 | 5 | 0 | 0 | 0 | 0% | 0% | 11 | 9 | 5 | 0 | 0 | 0 | 0% | 0%
11 | 9 | 6 | 8.1422e-10 | 1.0244e-09 | 0 | 0% | 0% | 11 | 9 | 6 | 8.1422e-10 | 1.0166e-09 | 0 | 0% | 0%
11 | 9 | 7 | 1.356e-08 | 1.706e-08 | 0 | 0% | 0% | 11 | 9 | 7 | 1.356e-08 | 1.693e-08 | 0 | 0% | 0%
11 | 9 | 8 | 6.3906e-09 | 8.0404e-09 | 53.7444 | 5.374% | 4.321e-08% | 11 | 9 | 8 | 6.4382e-09 | 8.0386e-09 | 53.7444 | 5.374% | 4.32e-08%
11 | 9 | 9 | 1.0683e-09 | 1.3441e-09 | 146.7672 | 14.68% | 1.973e-08% | 11 | 9 | 9 | 1.0683e-09 | 1.3339e-09 | 146.7672 | 14.68% | 1.958e-08%
11 | 9 | 10 | 1.1912e-09 | 1.4987e-09 | 368.9988 | 36.9% | 5.53e-08% | 11 | 9 | 10 | 1.2441e-09 | 1.5534e-09 | 368.9988 | 36.9% | 5.732e-08%
11 | 9 | 11 | 0 | 0 | 216.27 | 21.63% | 0% | 11 | 9 | 11 | 0 | 0 | 216.27 | 21.63% | 0%
11 | 9 | 12 | 0 | 0 | 762.1428 | 76.21% | 0% | 11 | 9 | 12 | 0 | 0 | 762.1428 | 76.21% | 0%
11 | 9 | 13 | 0 | 0 | 719.2872 | 71.93% | 0% | 11 | 9 | 13 | 0 | 0 | 719.2872 | 71.93% | 0%
11 | 9 | 14 | 0 | 0 | 628.1052 | 62.81% | 0% | 11 | 9 | 14 | 0 | 0 | 628.1052 | 62.81% | 0%
11 | 9 | 15 | 0 | 0 | 457.254 | 45.73% | 0% | 11 | 9 | 15 | 0 | 0 | 457.254 | 45.73% | 0%
11 | 9 | 16 | 0 | 0 | 228.3912 | 22.84% | 0% | 11 | 9 | 16 | 0 | 0 | 228.3912 | 22.84% | 0%
11 | 9 | 17 | 0 | 0 | 0 | 0% | 0% | 11 | 9 | 17 | 0 | 0 | 0 | 0% | 0%
11 | 9 | 18 | 1.5384e-09 | 1.9356e-09 | 0 | 0% | 0% | 11 | 9 | 18 | 1.5384e-09 | 1.9209e-09 | 0 | 0% | 0%
11 | 9 | 19 | 7.6712e-10 | 9.6515e-10 | 0 | 0% | 0% | 11 | 9 | 19 | 7.6712e-10 | 9.5781e-10 | 0 | 0% | 0%
11 | 9 | 20 | 1.3261e-10 | 1.6684e-10 | 0 | 0% | 0% | 11 | 9 | 20 | 1.3261e-10 | 1.6557e-10 | 0 | 0% | 0%
11 | 9 | 21 | 0 | 0 | 0 | 0% | 0% | 11 | 9 | 21 | 0 | 0 | 0 | 0% | 0%
11 | 9 | 22 | 0 | 0 | 0 | 0% | 0% | 11 | 9 | 22 | 0 | 0 | 0 | 0% | 0%
11 | 9 | 23 | 0 | 0 | 0 | 0% | 0% | 11 | 9 | 23 | 0 | 0 | 0 | 0% | 0%
11 | 10 | 0 | 0 | 0 | 0 | 0% | 0% | 11 | 10 | 0 | 0 | 0 | 0 | 0% | 0%
11 | 10 | 1 | 0 | 0 | 0 | 0% | 0% | 11 | 10 | 1 | 0 | 0 | 0 | 0% | 0%
11 | 10 | 2 | 0 | 0 | 0 | 0% | 0% | 11 | 10 | 2 | 0 | 0 | 0 | 0% | 0%
11 | 10 | 3 | 0 | 0 | 0 | 0% | 0% | 11 | 10 | 3 | 0 | 0 | 0 | 0% | 0%
11 | 10 | 4 | 0 | 0 | 0 | 0% | 0% | 11 | 10 | 4 | 0 | 0 | 0 | 0% | 0%
11 | 10 | 5 | 0 | 0 | 0 | 0% | 0% | 11 | 10 | 5 | 0 | 0 | 0 | 0% | 0%
11 | 10 | 6 | 0 | 0 | 0 | 0% | 0% | 11 | 10 | 6 | 0 | 0 | 0 | 0% | 0%
11 | 10 | 7 | 3.7568e-09 | 4.7266e-09 | 25.2804 | 2.528% | 1.195e-08% | 11 | 10 | 7 | 3.7568e-09 | 4.6907e-09 | 25.2804 | 2.528% | 1.186e-08%
11 | 10 | 8 | 2.8383e-09 | 3.5711e-09 | 257.064 | 25.71% | 9.18e-08% | 11 | 10 | 8 | 2.8383e-09 | 3.5439e-09 | 257.064 | 25.71% | 9.11e-08%
11 | 10 | 9 | 1.0048e-09 | 1.2642e-09 | 482.5812 | 48.26% | 6.101e-08% | 11 | 10 | 9 | 1.0221e-09 | 1.2762e-09 | 482.5812 | 48.26% | 6.159e-08%
11 | 10 | 10 | 1.4924e-10 | 1.8777e-10 | 503.322 | 50.33% | 9.451e-09% | 11 | 10 | 10 | 2.3512e-10 | 2.9356e-10 | 503.322 | 50.33% | 1.478e-08%
11 | 10 | 11 | 0 | 0 | 576.1008 | 57.61% | 0% | 11 | 10 | 11 | 0 | 0 | 576.1008 | 57.61% | 0%
11 | 10 | 12 | 0 | 0 | 663.87 | 66.39% | 0% | 11 | 10 | 12 | 0 | 0 | 663.87 | 66.39% | 0%
11 | 10 | 13 | 0 | 0 | 587.8992 | 58.79% | 0% | 11 | 10 | 13 | 0 | 0 | 587.8992 | 58.79% | 0%
11 | 10 | 14 | 0 | 0 | 540.594 | 54.06% | 0% | 11 | 10 | 14 | 0 | 0 | 540.594 | 54.06% | 0%
11 | 10 | 15 | 0 | 0 | 425.0592 | 42.51% | 0% | 11 | 10 | 15 | 0 | 0 | 425.0592 | 42.51% | 0%
11 | 10 | 16 | 0 | 0 | 209.9016 | 20.99% | 0% | 11 | 10 | 16 | 0 | 0 | 209.9016 | 20.99% | 0%
11 | 10 | 17 | 0 | 0 | 0 | 0% | 0% | 11 | 10 | 17 | 0 | 0 | 0 | 0% | 0%
11 | 10 | 18 | 0 | 0 | 0 | 0% | 0% | 11 | 10 | 18 | 0 | 0 | 0 | 0% | 0%
11 | 10 | 19 | 0 | 0 | 0 | 0% | 0% | 11 | 10 | 19 | 0 | 0 | 0 | 0% | 0%
11 | 10 | 20 | 0 | 0 | 0 | 0% | 0% | 11 | 10 | 20 | 0 | 0 | 0 | 0% | 0%
11 | 10 | 21 | 0 | 0 | 0 | 0% | 0% | 11 | 10 | 21 | 0 | 0 | 0 | 0% | 0%
11 | 10 | 22 | 0 | 0 | 0 | 0% | 0% | 11 | 10 | 22 | 0 | 0 | 0 | 0% | 0%
11 | 10 | 23 | 0 | 0 | 0 | 0% | 0% | 11 | 10 | 23 | 0 | 0 | 0 | 0% | 0%
11 | 11 | 0 | 0 | 0 | 0 | 0% | 0% | 11 | 11 | 0 | 0 | 0 | 0 | 0% | 0%
11 | 11 | 1 | 0 | 0 | 0 | 0% | 0% | 11 | 11 | 1 | 0 | 0 | 0 | 0% | 0%
11 | 11 | 2 | 0 | 0 | 0 | 0% | 0% | 11 | 11 | 2 | 0 | 0 | 0 | 0% | 0%
11 | 11 | 3 | 0 | 0 | 0 | 0% | 0% | 11 | 11 | 3 | 0 | 0 | 0 | 0% | 0%
11 | 11 | 4 | 0 | 0 | 0 | 0% | 0% | 11 | 11 | 4 | 0 | 0 | 0 | 0% | 0%
11 | 11 | 5 | 0 | 0 | 0 | 0% | 0% | 11 | 11 | 5 | 0 | 0 | 0 | 0% | 0%
11 | 11 | 6 | 0 | 0 | 0 | 0% | 0% | 11 | 11 | 6 | 0 | 0 | 0 | 0% | 0%
11 | 11 | 7 | 2.2938e-09 | 2.8859e-09 | 20.9388 | 2.094% | 6.043e-09% | 11 | 11 | 7 | 2.2938e-09 | 2.8639e-09 | 20.9388 | 2.094% | 5.997e-09%
11 | 11 | 8 | 1.8369e-09 | 2.3111e-09 | 242.838 | 24.28% | 5.612e-08% | 11 | 11 | 8 | 1.8369e-09 | 2.2935e-09 | 242.838 | 24.28% | 5.569e-08%
11 | 11 | 9 | 2.3468e-10 | 2.9526e-10 | 451.2492 | 45.12% | 1.332e-08% | 11 | 11 | 9 | 2.3907e-10 | 2.985e-10 | 451.2492 | 45.12% | 1.347e-08%
11 | 11 | 10 | 0 | 0 | 609.8136 | 60.98% | 0% | 11 | 11 | 10 | 0 | 0 | 609.8136 | 60.98% | 0%
11 | 11 | 11 | 0 | 0 | 418.4568 | 41.85% | 0% | 11 | 11 | 11 | 0 | 0 | 418.4568 | 41.85% | 0%
11 | 11 | 12 | 0 | 0 | 325.6908 | 32.57% | 0% | 11 | 11 | 12 | 0 | 0 | 325.6908 | 32.57% | 0%
11 | 11 | 13 | 0 | 0 | 307.9068 | 30.79% | 0% | 11 | 11 | 13 | 0 | 0 | 307.9068 | 30.79% | 0%
11 | 11 | 14 | 0 | 0 | 45.132 | 4.513% | 0% | 11 | 11 | 14 | 0 | 0 | 45.132 | 4.513% | 0%
11 | 11 | 15 | 0 | 0 | 193.032 | 19.3% | 0% | 11 | 11 | 15 | 0 | 0 | 193.032 | 19.3% | 0%
11 | 11 | 16 | 0 | 0 | 66.954 | 6.695% | 0% | 11 | 11 | 16 | 0 | 0 | 66.954 | 6.695% | 0%
11 | 11 | 17 | 0 | 0 | 0 | 0% | 0% | 11 | 11 | 17 | 0 | 0 | 0 | 0% | 0%
11 | 11 | 18 | 3.3127e-10 | 4.1679e-10 | 0 | 0% | 0% | 11 | 11 | 18 | 3.3127e-10 | 4.1362e-10 | 0 | 0% | 0%
11 | 11 | 19 | 0 | 0 | 0 | 0% | 0% | 11 | 11 | 19 | 0 | 0 | 0 | 0% | 0%
11 | 11 | 20 | 0 | 0 | 0 | 0% | 0% | 11 | 11 | 20 | 0 | 0 | 0 | 0% | 0%
11 | 11 | 21 | 0 | 0 | 0 | 0% | 0% | 11 | 11 | 21 | 0 | 0 | 0 | 0% | 0%
11 | 11 | 22 | 0 | 0 | 0 | 0% | 0% | 11 | 11 | 22 | 0 | 0 | 0 | 0% | 0%
11 | 11 | 23 | 0 | 0 | 0 | 0% | 0% | 11 | 11 | 23 | 0 | 0 | 0 | 0% | 0%
11 | 12 | 0 | 0 | 0 | 0 | 0% | 0% | 11 | 12 | 0 | 0 | 0 | 0 | 0% | 0%
11 | 12 | 1 | 0 | 0 | 0 | 0% | 0% | 11 | 12 | 1 | 0 | 0 | 0 | 0% | 0%
11 | 12 | 2 | 0 | 0 | 0 | 0% | 0% | 11 | 12 | 2 | 0 | 0 | 0 | 0% | 0%
11 | 12 | 3 | 0 | 0 | 0 | 0% | 0% | 11 | 12 | 3 | 0 | 0 | 0 | 0% | 0%
11 | 12 | 4 | 0 | 0 | 0 | 0% | 0% | 11 | 12 | 4 | 0 | 0 | 0 | 0% | 0%
11 | 12 | 5 | 0 | 0 | 0 | 0% | 0% | 11 | 12 | 5 | 0 | 0 | 0 | 0% | 0%
11 | 12 | 6 | 0 | 0 | 0 | 0% | 0% | 11 | 12 | 6 | 0 | 0 | 0 | 0% | 0%
11 | 12 | 7 | 2.5497e-09 | 3.2079e-09 | 0 | 0% | 0% | 11 | 12 | 7 | 2.5497e-09 | 3.1835e-09 | 0 | 0% | 0%
11 | 12 | 8 | 1.8369e-09 | 2.3111e-09 | 216.0996 | 21.61% | 4.994e-08% | 11 | 12 | 8 | 1.8369e-09 | 2.2935e-09 | 216.0996 | 21.61% | 4.956e-08%
11 | 12 | 9 | 5.7892e-10 | 7.2837e-10 | 434.0868 | 43.41% | 3.162e-08% | 11 | 12 | 9 | 5.7892e-10 | 7.2283e-10 | 434.0868 | 43.41% | 3.138e-08%
11 | 12 | 10 | 1.137e-10 | 1.4305e-10 | 593.2476 | 59.32% | 8.487e-09% | 11 | 12 | 10 | 1.1497e-10 | 1.4355e-10 | 593.2476 | 59.32% | 8.516e-09%
11 | 12 | 11 | 0 | 0 | 498.9744 | 49.9% | 0% | 11 | 12 | 11 | 0 | 0 | 498.9744 | 49.9% | 0%
11 | 12 | 12 | 0 | 0 | 417.8676 | 41.79% | 0% | 11 | 12 | 12 | 0 | 0 | 417.8676 | 41.79% | 0%
11 | 12 | 13 | 0 | 0 | 397.2408 | 39.72% | 0% | 11 | 12 | 13 | 0 | 0 | 397.2408 | 39.72% | 0%
11 | 12 | 14 | 0 | 0 | 399.4224 | 39.94% | 0% | 11 | 12 | 14 | 0 | 0 | 399.4224 | 39.94% | 0%
11 | 12 | 15 | 0 | 0 | 97.8432 | 9.784% | 0% | 11 | 12 | 15 | 0 | 0 | 97.8432 | 9.784% | 0%
11 | 12 | 16 | 0 | 0 | 56.6832 | 5.668% | 0% | 11 | 12 | 16 | 0 | 0 | 56.6832 | 5.668% | 0%
11 | 12 | 17 | 0 | 0 | 0 | 0% | 0% | 11 | 12 | 17 | 0 | 0 | 0 | 0% | 0%
11 | 12 | 18 | 0 | 0 | 0 | 0% | 0% | 11 | 12 | 18 | 0 | 0 | 0 | 0% | 0%
11 | 12 | 19 | 0 | 0 | 0 | 0% | 0% | 11 | 12 | 19 | 0 | 0 | 0 | 0% | 0%
11 | 12 | 20 | 0 | 0 | 0 | 0% | 0% | 11 | 12 | 20 | 0 | 0 | 0 | 0% | 0%
11 | 12 | 21 | 0 | 0 | 0 | 0% | 0% | 11 | 12 | 21 | 0 | 0 | 0 | 0% | 0%
11 | 12 | 22 | 0 | 0 | 0 | 0% | 0% | 11 | 12 | 22 | 0 | 0 | 0 | 0% | 0%
11 | 12 | 23 | 0 | 0 | 0 | 0% | 0% | 11 | 12 | 23 | 0 | 0 | 0 | 0% | 0%
11 | 13 | 0 | 0 | 0 | 0 | 0% | 0% | 11 | 13 | 0 | 0 | 0 | 0 | 0% | 0%
11 | 13 | 1 | 0 | 0 | 0 | 0% | 0% | 11 | 13 | 1 | 0 | 0 | 0 | 0% | 0%
11 | 13 | 2 | 0 | 0 | 0 | 0% | 0% | 11 | 13 | 2 | 0 | 0 | 0 | 0% | 0%
11 | 13 | 3 | 0 | 0 | 0 | 0% | 0% | 11 | 13 | 3 | 0 | 0 | 0 | 0% | 0%
11 | 13 | 4 | 0 | 0 | 0 | 0% | 0% | 11 | 13 | 4 | 0 | 0 | 0 | 0% | 0%
11 | 13 | 5 | 0 | 0 | 0 | 0% | 0% | 11 | 13 | 5 | 0 | 0 | 0 | 0% | 0%
11 | 13 | 6 | 0 | 0 | 0 | 0% | 0% | 11 | 13 | 6 | 0 | 0 | 0 | 0% | 0%
11 | 13 | 7 | 0 | 0 | 0 | 0% | 0% | 11 | 13 | 7 | 0 | 0 | 0 | 0% | 0%
11 | 13 | 8 | 0 | 0 | 4.2816 | 0.4282% | 0% | 11 | 13 | 8 | 0 | 0 | 4.2816 | 0.4282% | 0%
11 | 13 | 9 | 0 | 0 | 13.4484 | 1.345% | 0% | 11 | 13 | 9 | 0 | 0 | 13.4484 | 1.345% | 0%
11 | 13 | 10 | 0 | 0 | 22.4052 | 2.241% | 0% | 11 | 13 | 10 | 0 | 0 | 22.4052 | 2.241% | 0%
11 | 13 | 11 | 0 | 0 | 167.9652 | 16.8% | 0% | 11 | 13 | 11 | 0 | 0 | 167.9652 | 16.8% | 0%
11 | 13 | 12 | 0 | 0 | 121.7748 | 12.18% | 0% | 11 | 13 | 12 | 0 | 0 | 121.7748 | 12.18% | 0%
11 | 13 | 13 | 0 | 0 | 200.952 | 20.1% | 0% | 11 | 13 | 13 | 0 | 0 | 200.952 | 20.1% | 0%
11 | 13 | 14 | 0 | 0 | 78.348 | 7.835% | 0% | 11 | 13 | 14 | 0 | 0 | 78.348 | 7.835% | 0%
11 | 13 | 15 | 0 | 0 | 68.4084 | 6.841% | 0% | 11 | 13 | 15 | 0 | 0 | 68.4084 | 6.841% | 0%
11 | 13 | 16 | 0 | 0 | 169.4916 | 16.95% | 0% | 11 | 13 | 16 | 0 | 0 | 169.4916 | 16.95% | 0%
11 | 13 | 17 | 0 | 0 | 0 | 0% | 0% | 11 | 13 | 17 | 0 | 0 | 0 | 0% | 0%
11 | 13 | 18 | 0 | 0 | 0 | 0% | 0% | 11 | 13 | 18 | 0 | 0 | 0 | 0% | 0%
11 | 13 | 19 | 0 | 0 | 0 | 0% | 0% | 11 | 13 | 19 | 0 | 0 | 0 | 0% | 0%
11 | 13 | 20 | 0 | 0 | 0 | 0% | 0% | 11 | 13 | 20 | 0 | 0 | 0 | 0% | 0%
11 | 13 | 21 | 0 | 0 | 0 | 0% | 0% | 11 | 13 | 21 | 0 | 0 | 0 | 0% | 0%
11 | 13 | 22 | 0 | 0 | 0 | 0% | 0% | 11 | 13 | 22 | 0 | 0 | 0 | 0% | 0%
11 | 13 | 23 | 0 | 0 | 0 | 0% | 0% | 11 | 13 | 23 | 0 | 0 | 0 | 0% | 0%
11 | 14 | 0 | 0 | 0 | 0 | 0% | 0% | 11 | 14 | 0 | 0 | 0 | 0 | 0% | 0%
11 | 14 | 1 | 0 | 0 | 0 | 0% | 0% | 11 | 14 | 1 | 0 | 0 | 0 | 0% | 0%
11 | 14 | 2 | 0 | 0 | 0 | 0% | 0% | 11 | 14 | 2 | 0 | 0 | 0 | 0% | 0%
11 | 14 | 3 | 0 | 0 | 0 | 0% | 0% | 11 | 14 | 3 | 0 | 0 | 0 | 0% | 0%
11 | 14 | 4 | 0 | 0 | 0 | 0% | 0% | 11 | 14 | 4 | 0 | 0 | 0 | 0% | 0%
11 | 14 | 5 | 0 | 0 | 0 | 0% | 0% | 11 | 14 | 5 | 0 | 0 | 0 | 0% | 0%
11 | 14 | 6 | 0 | 0 | 0 | 0% | 0% | 11 | 14 | 6 | 0 | 0 | 0 | 0% | 0%
11 | 14 | 7 | 0 | 0 | 0 | 0% | 0% | 11 | 14 | 7 | 0 | 0 | 0 | 0% | 0%
11 | 14 | 8 | 0 | 0 | 32.1576 | 3.216% | 0% | 11 | 14 | 8 | 0 | 0 | 32.1576 | 3.216% | 0%
11 | 14 | 9 | 0 | 0 | 77.6616 | 7.766% | 0% | 11 | 14 | 9 | 0 | 0 | 77.6616 | 7.766% | 0%
11 | 14 | 10 | 0 | 0 | 114.6012 | 11.46% | 0% | 11 | 14 | 10 | 0 | 0 | 114.6012 | 11.46% | 0%
11 | 14 | 11 | 0 | 0 | 139.2492 | 13.92% | 0% | 11 | 14 | 11 | 0 | 0 | 139.2492 | 13.92% | 0%
11 | 14 | 12 | 0 | 0 | 21.4824 | 2.148% | 0% | 11 | 14 | 12 | 0 | 0 | 21.4824 | 2.148% | 0%
11 | 14 | 13 | 0 | 0 | 85.308 | 8.531% | 0% | 11 | 14 | 13 | 0 | 0 | 85.308 | 8.531% | 0%
11 | 14 | 14 | 0 | 0 | 300.6432 | 30.06% | 0% | 11 | 14 | 14 | 0 | 0 | 300.6432 | 30.06% | 0%
11 | 14 | 15 | 0 | 0 | 163.6692 | 16.37% | 0% | 11 | 14 | 15 | 0 | 0 | 163.6692 | 16.37% | 0%
11 | 14 | 16 | 0 | 0 | 0 | 0% | 0% | 11 | 14 | 16 | 0 | 0 | 0 | 0% | 0%
11 | 14 | 17 | 0 | 0 | 0 | 0% | 0% | 11 | 14 | 17 | 0 | 0 | 0 | 0% | 0%
11 | 14 | 18 | 0 | 0 | 0 | 0% | 0% | 11 | 14 | 18 | 0 | 0 | 0 | 0% | 0%
11 | 14 | 19 | 0 | 0 | 0 | 0% | 0% | 11 | 14 | 19 | 0 | 0 | 0 | 0% | 0%
11 | 14 | 20 | 0 | 0 | 0 | 0% | 0% | 11 | 14 | 20 | 0 | 0 | 0 | 0% | 0%
11 | 14 | 21 | 0 | 0 | 0 | 0% | 0% | 11 | 14 | 21 | 0 | 0 | 0 | 0% | 0%
11 | 14 | 22 | 0 | 0 | 0 | 0% | 0% | 11 | 14 | 22 | 0 | 0 | 0 | 0% | 0%
11 | 14 | 23 | 0 | 0 | 0 | 0% | 0% | 11 | 14 | 23 | 0 | 0 | 0 | 0% | 0%
11 | 15 | 0 | 0 | 0 | 0 | 0% | 0% | 11 | 15 | 0 | 0 | 0 | 0 | 0% | 0%
11 | 15 | 1 | 0 | 0 | 0 | 0% | 0% | 11 | 15 | 1 | 0 | 0 | 0 | 0% | 0%
11 | 15 | 2 | 0 | 0 | 0 | 0% | 0% | 11 | 15 | 2 | 0 | 0 | 0 | 0% | 0%
11 | 15 | 3 | 0 | 0 | 0 | 0% | 0% | 11 | 15 | 3 | 0 | 0 | 0 | 0% | 0%
11 | 15 | 4 | 0 | 0 | 0 | 0% | 0% | 11 | 15 | 4 | 0 | 0 | 0 | 0% | 0%
11 | 15 | 5 | 0 | 0 | 0 | 0% | 0% | 11 | 15 | 5 | 0 | 0 | 0 | 0% | 0%
11 | 15 | 6 | 2.5497e-09 | 3.2079e-09 | 0 | 0% | 0% | 11 | 15 | 6 | 2.5497e-09 | 3.1835e-09 | 0 | 0% | 0%
11 | 15 | 7 | 1.0165e-07 | 1.2789e-07 | 0 | 0% | 0% | 11 | 15 | 7 | 1.0165e-07 | 1.2692e-07 | 0 | 0% | 0%
11 | 15 | 8 | 2.2828e-07 | 2.8721e-07 | 59.4264 | 5.943% | 1.707e-06% | 11 | 15 | 8 | 2.299e-07 | 2.8705e-07 | 59.4264 | 5.943% | 1.706e-06%
11 | 15 | 9 | 3.8711e-07 | 4.8704e-07 | 323.6952 | 32.37% | 1.577e-05% | 11 | 15 | 9 | 3.9243e-07 | 4.8999e-07 | 323.6952 | 32.37% | 1.586e-05%
11 | 15 | 10 | 9.1709e-08 | 1.1538e-07 | 165.222 | 16.52% | 1.906e-06% | 11 | 15 | 10 | 9.313e-08 | 1.1628e-07 | 165.222 | 16.52% | 1.921e-06%
11 | 15 | 11 | 3.6106e-08 | 4.5427e-08 | 132.192 | 13.22% | 6.005e-07% | 11 | 15 | 11 | 3.7225e-08 | 4.6478e-08 | 132.192 | 13.22% | 6.144e-07%
11 | 15 | 12 | 3.2199e-08 | 4.0511e-08 | 76.8228 | 7.682% | 3.112e-07% | 11 | 15 | 12 | 3.3178e-08 | 4.1426e-08 | 76.8228 | 7.682% | 3.182e-07%
11 | 15 | 13 | 1.0733e-08 | 1.3503e-08 | 152.958 | 15.3% | 2.065e-07% | 11 | 15 | 13 | 1.1067e-08 | 1.3819e-08 | 152.958 | 15.3% | 2.114e-07%
11 | 15 | 14 | 1.0084e-08 | 1.2687e-08 | 117.1476 | 11.71% | 1.486e-07% | 11 | 15 | 14 | 1.0337e-08 | 1.2907e-08 | 117.1476 | 11.71% | 1.512e-07%
11 | 15 | 15 | 3.6999e-09 | 4.655e-09 | 85.8972 | 8.59% | 3.999e-08% | 11 | 15 | 15 | 3.7576e-09 | 4.6916e-09 | 85.8972 | 8.59% | 4.03e-08%
11 | 15 | 16 | 1.8996e-09 | 2.39e-09 | 30.96 | 3.096% | 7.399e-09% | 11 | 15 | 16 | 1.8996e-09 | 2.3718e-09 | 30.96 | 3.096% | 7.343e-09%
11 | 15 | 17 | 2.5956e-08 | 3.2656e-08 | 0 | 0% | 0% | 11 | 15 | 17 | 2.5956e-08 | 3.2408e-08 | 0 | 0% | 0%
11 | 15 | 18 | 1.0314e-07 | 1.2976e-07 | 0 | 0% | 0% | 11 | 15 | 18 | 1.0314e-07 | 1.2878e-07 | 0 | 0% | 0%
11 | 15 | 19 | 5.7831e-08 | 7.2761e-08 | 0 | 0% | 0% | 11 | 15 | 19 | 5.7831e-08 | 7.2207e-08 | 0 | 0% | 0%
11 | 15 | 20 | 2.3647e-08 | 2.9752e-08 | 0 | 0% | 0% | 11 | 15 | 20 | 2.3647e-08 | 2.9526e-08 | 0 | 0% | 0%
11 | 15 | 21 | 3.401e-09 | 4.279e-09 | 0 | 0% | 0% | 11 | 15 | 21 | 3.401e-09 | 4.2464e-09 | 0 | 0% | 0%
11 | 15 | 22 | 0 | 0 | 0 | 0% | 0% | 11 | 15 | 22 | 0 | 0 | 0 | 0% | 0%
11 | 15 | 23 | 0 | 0 | 0 | 0% | 0% | 11 | 15 | 23 | 0 | 0 | 0 | 0% | 0%
11 | 16 | 0 | 0 | 0 | 0 | 0% | 0% | 11 | 16 | 0 | 0 | 0 | 0 | 0% | 0%
11 | 16 | 1 | 0 | 0 | 0 | 0% | 0% | 11 | 16 | 1 | 0 | 0 | 0 | 0% | 0%
11 | 16 | 2 | 0 | 0 | 0 | 0% | 0% | 11 | 16 | 2 | 0 | 0 | 0 | 0% | 0%
11 | 16 | 3 | 0 | 0 | 0 | 0% | 0% | 11 | 16 | 3 | 0 | 0 | 0 | 0% | 0%
11 | 16 | 4 | 0 | 0 | 0 | 0% | 0% | 11 | 16 | 4 | 0 | 0 | 0 | 0% | 0%
11 | 16 | 5 | 0 | 0 | 0 | 0% | 0% | 11 | 16 | 5 | 0 | 0 | 0 | 0% | 0%
11 | 16 | 6 | 0 | 0 | 0 | 0% | 0% | 11 | 16 | 6 | 0 | 0 | 0 | 0% | 0%
11 | 16 | 7 | 3.401e-09 | 4.279e-09 | 0 | 0% | 0% | 11 | 16 | 7 | 3.401e-09 | 4.2464e-09 | 0 | 0% | 0%
11 | 16 | 8 | 5.5219e-09 | 6.9473e-09 | 172.1652 | 17.22% | 1.196e-07% | 11 | 16 | 8 | 5.5219e-09 | 6.8945e-09 | 172.1652 | 17.22% | 1.187e-07%
11 | 16 | 9 | 6.3321e-09 | 7.9667e-09 | 475.8804 | 47.59% | 3.791e-07% | 11 | 16 | 9 | 6.4356e-09 | 8.0354e-09 | 475.8804 | 47.59% | 3.824e-07%
11 | 16 | 10 | 1.1954e-08 | 1.5041e-08 | 643.0152 | 64.3% | 9.671e-07% | 11 | 16 | 10 | 1.2247e-08 | 1.5291e-08 | 643.0152 | 64.3% | 9.832e-07%
11 | 16 | 11 | 1.2446e-08 | 1.5658e-08 | 519.3468 | 51.93% | 8.132e-07% | 11 | 16 | 11 | 1.2841e-08 | 1.6034e-08 | 519.3468 | 51.93% | 8.327e-07%
11 | 16 | 12 | 1.3458e-08 | 1.6932e-08 | 497.2536 | 49.73% | 8.42e-07% | 11 | 16 | 12 | 1.3891e-08 | 1.7344e-08 | 497.2536 | 49.73% | 8.625e-07%
11 | 16 | 13 | 6.2829e-09 | 7.9049e-09 | 393.1788 | 39.32% | 3.108e-07% | 11 | 16 | 13 | 6.4868e-09 | 8.0993e-09 | 393.1788 | 39.32% | 3.184e-07%
11 | 16 | 14 | 4.8575e-09 | 6.1115e-09 | 386.8176 | 38.68% | 2.364e-07% | 11 | 16 | 14 | 4.9763e-09 | 6.2133e-09 | 386.8176 | 38.68% | 2.403e-07%
11 | 16 | 15 | 2.8395e-09 | 3.5725e-09 | 161.5152 | 16.15% | 5.77e-08% | 11 | 16 | 15 | 2.8912e-09 | 3.6099e-09 | 161.5152 | 16.15% | 5.831e-08%
11 | 16 | 16 | 2.1505e-09 | 2.7057e-09 | 232.926 | 23.29% | 6.302e-08% | 11 | 16 | 16 | 2.1876e-09 | 2.7314e-09 | 232.926 | 23.29% | 6.362e-08%
11 | 16 | 17 | 1.8863e-08 | 2.3733e-08 | 0 | 0% | 0% | 11 | 16 | 17 | 1.8863e-08 | 2.3552e-08 | 0 | 0% | 0%
11 | 16 | 18 | 4.1308e-08 | 5.1972e-08 | 0 | 0% | 0% | 11 | 16 | 18 | 4.1308e-08 | 5.1576e-08 | 0 | 0% | 0%
11 | 16 | 19 | 4.6184e-08 | 5.8106e-08 | 0 | 0% | 0% | 11 | 16 | 19 | 4.6184e-08 | 5.7664e-08 | 0 | 0% | 0%
11 | 16 | 20 | 1.6121e-08 | 2.0283e-08 | 0 | 0% | 0% | 11 | 16 | 20 | 1.6121e-08 | 2.0129e-08 | 0 | 0% | 0%
11 | 16 | 21 | 3.0523e-09 | 3.8403e-09 | 0 | 0% | 0% | 11 | 16 | 21 | 3.0523e-09 | 3.8111e-09 | 0 | 0% | 0%
11 | 16 | 22 | 0 | 0 | 0 | 0% | 0% | 11 | 16 | 22 | 0 | 0 | 0 | 0% | 0%
11 | 16 | 23 | 0 | 0 | 0 | 0% | 0% | 11 | 16 | 23 | 0 | 0 | 0 | 0% | 0%
11 | 17 | 0 | 0 | 0 | 0 | 0% | 0% | 11 | 17 | 0 | 0 | 0 | 0 | 0% | 0%
11 | 17 | 1 | 0 | 0 | 0 | 0% | 0% | 11 | 17 | 1 | 0 | 0 | 0 | 0% | 0%
11 | 17 | 2 | 0 | 0 | 0 | 0% | 0% | 11 | 17 | 2 | 0 | 0 | 0 | 0% | 0%
11 | 17 | 3 | 0 | 0 | 0 | 0% | 0% | 11 | 17 | 3 | 0 | 0 | 0 | 0% | 0%
11 | 17 | 4 | 0 | 0 | 0 | 0% | 0% | 11 | 17 | 4 | 0 | 0 | 0 | 0% | 0%
11 | 17 | 5 | 0 | 0 | 0 | 0% | 0% | 11 | 17 | 5 | 0 | 0 | 0 | 0% | 0%
11 | 17 | 6 | 2.6663e-10 | 3.3546e-10 | 0 | 0% | 0% | 11 | 17 | 6 | 2.6663e-10 | 3.3291e-10 | 0 | 0% | 0%
11 | 17 | 7 | 2.6348e-08 | 3.315e-08 | 0 | 0% | 0% | 11 | 17 | 7 | 2.6348e-08 | 3.2898e-08 | 0 | 0% | 0%
11 | 17 | 8 | 1.3668e-08 | 1.7197e-08 | 229.5144 | 22.95% | 3.947e-07% | 11 | 17 | 8 | 1.3668e-08 | 1.7066e-08 | 229.5144 | 22.95% | 3.917e-07%
11 | 17 | 9 | 2.7596e-08 | 3.472e-08 | 474.7596 | 47.48% | 1.648e-06% | 11 | 17 | 9 | 2.8007e-08 | 3.4969e-08 | 474.7596 | 47.48% | 1.66e-06%
11 | 17 | 10 | 1.6141e-08 | 2.0308e-08 | 636.0312 | 63.6% | 1.292e-06% | 11 | 17 | 10 | 1.653e-08 | 2.0639e-08 | 636.0312 | 63.6% | 1.313e-06%
11 | 17 | 11 | 9.2552e-09 | 1.1644e-08 | 661.4328 | 66.14% | 7.702e-07% | 11 | 17 | 11 | 9.4797e-09 | 1.1836e-08 | 661.4328 | 66.14% | 7.829e-07%
11 | 17 | 12 | 4.6628e-09 | 5.8665e-09 | 598.7364 | 59.87% | 3.512e-07% | 11 | 17 | 12 | 4.7795e-09 | 5.9675e-09 | 598.7364 | 59.87% | 3.573e-07%
11 | 17 | 13 | 2.2604e-09 | 2.844e-09 | 601.3272 | 60.13% | 1.71e-07% | 11 | 17 | 13 | 2.2967e-09 | 2.8676e-09 | 601.3272 | 60.13% | 1.724e-07%
11 | 17 | 14 | 4.2184e-10 | 5.3074e-10 | 607.7244 | 60.77% | 3.225e-08% | 11 | 17 | 14 | 4.2184e-10 | 5.267e-10 | 607.7244 | 60.77% | 3.201e-08%
11 | 17 | 15 | 0 | 0 | 430.0392 | 43% | 0% | 11 | 17 | 15 | 0 | 0 | 430.0392 | 43% | 0%
11 | 17 | 16 | 0 | 0 | 209.3484 | 20.93% | 0% | 11 | 17 | 16 | 0 | 0 | 209.3484 | 20.93% | 0%
11 | 17 | 17 | 2.2043e-09 | 2.7734e-09 | 0 | 0% | 0% | 11 | 17 | 17 | 2.2043e-09 | 2.7523e-09 | 0 | 0% | 0%
11 | 17 | 18 | 2.0708e-08 | 2.6054e-08 | 0 | 0% | 0% | 11 | 17 | 18 | 2.0708e-08 | 2.5856e-08 | 0 | 0% | 0%
11 | 17 | 19 | 9.5471e-09 | 1.2012e-08 | 0 | 0% | 0% | 11 | 17 | 19 | 9.5471e-09 | 1.192e-08 | 0 | 0% | 0%
11 | 17 | 20 | 1.6778e-08 | 2.1109e-08 | 0 | 0% | 0% | 11 | 17 | 20 | 1.6778e-08 | 2.0948e-08 | 0 | 0% | 0%
11 | 17 | 21 | 5.9822e-09 | 7.5266e-09 | 0 | 0% | 0% | 11 | 17 | 21 | 5.9822e-09 | 7.4693e-09 | 0 | 0% | 0%
11 | 17 | 22 | 7.3194e-10 | 9.209e-10 | 0 | 0% | 0% | 11 | 17 | 22 | 7.3194e-10 | 9.1389e-10 | 0 | 0% | 0%
11 | 17 | 23 | 0 | 0 | 0 | 0% | 0% | 11 | 17 | 23 | 0 | 0 | 0 | 0% | 0%
11 | 18 | 0 | 0 | 0 | 0 | 0% | 0% | 11 | 18 | 0 | 0 | 0 | 0 | 0% | 0%
11 | 18 | 1 | 0 | 0 | 0 | 0% | 0% | 11 | 18 | 1 | 0 | 0 | 0 | 0% | 0%
11 | 18 | 2 | 0 | 0 | 0 | 0% | 0% | 11 | 18 | 2 | 0 | 0 | 0 | 0% | 0%
11 | 18 | 3 | 0 | 0 | 0 | 0% | 0% | 11 | 18 | 3 | 0 | 0 | 0 | 0% | 0%
11 | 18 | 4 | 0 | 0 | 0 | 0% | 0% | 11 | 18 | 4 | 0 | 0 | 0 | 0% | 0%
11 | 18 | 5 | 0 | 0 | 0 | 0% | 0% | 11 | 18 | 5 | 0 | 0 | 0 | 0% | 0%
11 | 18 | 6 | 2.1678e-09 | 2.7274e-09 | 0 | 0% | 0% | 11 | 18 | 6 | 2.1678e-09 | 2.7067e-09 | 0 | 0% | 0%
11 | 18 | 7 | 5.692e-08 | 7.1613e-08 | 0 | 0% | 0% | 11 | 18 | 7 | 5.692e-08 | 7.1069e-08 | 0 | 0% | 0%
11 | 18 | 8 | 5.6069e-08 | 7.0543e-08 | 219.0648 | 21.91% | 1.545e-06% | 11 | 18 | 8 | 5.6069e-08 | 7.0007e-08 | 219.0648 | 21.91% | 1.534e-06%
11 | 18 | 9 | 4.9428e-08 | 6.2188e-08 | 239.4888 | 23.95% | 1.489e-06% | 11 | 18 | 9 | 4.9428e-08 | 6.1715e-08 | 239.4888 | 23.95% | 1.478e-06%
11 | 18 | 10 | 4.4533e-08 | 5.6029e-08 | 178.6032 | 17.86% | 1.001e-06% | 11 | 18 | 10 | 4.4874e-08 | 5.6029e-08 | 178.6032 | 17.86% | 1.001e-06%
11 | 18 | 11 | 1.7322e-08 | 2.1794e-08 | 526.3272 | 52.63% | 1.147e-06% | 11 | 18 | 11 | 1.7473e-08 | 2.1817e-08 | 526.3272 | 52.63% | 1.148e-06%
11 | 18 | 12 | 1.3243e-08 | 1.6662e-08 | 725.1228 | 72.51% | 1.208e-06% | 11 | 18 | 12 | 1.3357e-08 | 1.6677e-08 | 725.1228 | 72.51% | 1.209e-06%
11 | 18 | 13 | 1.3461e-08 | 1.6935e-08 | 679.2612 | 67.93% | 1.15e-06% | 11 | 18 | 13 | 1.3565e-08 | 1.6937e-08 | 679.2612 | 67.93% | 1.15e-06%
11 | 18 | 14 | 4.624e-09 | 5.8177e-09 | 446.19 | 44.62% | 2.596e-07% | 11 | 18 | 14 | 4.6608e-09 | 5.8194e-09 | 446.19 | 44.62% | 2.597e-07%
11 | 18 | 15 | 5.6156e-09 | 7.0653e-09 | 375.8184 | 37.58% | 2.655e-07% | 11 | 18 | 15 | 5.6156e-09 | 7.0115e-09 | 375.8184 | 37.58% | 2.635e-07%
11 | 18 | 16 | 6.0274e-09 | 7.5834e-09 | 149.5896 | 14.96% | 1.134e-07% | 11 | 18 | 16 | 6.0274e-09 | 7.5257e-09 | 149.5896 | 14.96% | 1.126e-07%
11 | 18 | 17 | 4.3522e-08 | 5.4758e-08 | 0 | 0% | 0% | 11 | 18 | 17 | 4.3522e-08 | 5.4341e-08 | 0 | 0% | 0%
11 | 18 | 18 | 4.3196e-08 | 5.4347e-08 | 0 | 0% | 0% | 11 | 18 | 18 | 4.3196e-08 | 5.3933e-08 | 0 | 0% | 0%
11 | 18 | 19 | 4.1611e-08 | 5.2352e-08 | 0 | 0% | 0% | 11 | 18 | 19 | 4.1611e-08 | 5.1954e-08 | 0 | 0% | 0%
11 | 18 | 20 | 2.9343e-08 | 3.6918e-08 | 0 | 0% | 0% | 11 | 18 | 20 | 2.9343e-08 | 3.6637e-08 | 0 | 0% | 0%
11 | 18 | 21 | 5.9384e-09 | 7.4715e-09 | 0 | 0% | 0% | 11 | 18 | 21 | 5.9384e-09 | 7.4146e-09 | 0 | 0% | 0%
11 | 18 | 22 | 0 | 0 | 0 | 0% | 0% | 11 | 18 | 22 | 0 | 0 | 0 | 0% | 0%
11 | 18 | 23 | 0 | 0 | 0 | 0% | 0% | 11 | 18 | 23 | 0 | 0 | 0 | 0% | 0%
11 | 19 | 0 | 0 | 0 | 0 | 0% | 0% | 11 | 19 | 0 | 0 | 0 | 0 | 0% | 0%
11 | 19 | 1 | 0 | 0 | 0 | 0% | 0% | 11 | 19 | 1 | 0 | 0 | 0 | 0% | 0%
11 | 19 | 2 | 0 | 0 | 0 | 0% | 0% | 11 | 19 | 2 | 0 | 0 | 0 | 0% | 0%
11 | 19 | 3 | 0 | 0 | 0 | 0% | 0% | 11 | 19 | 3 | 0 | 0 | 0 | 0% | 0%
11 | 19 | 4 | 0 | 0 | 0 | 0% | 0% | 11 | 19 | 4 | 0 | 0 | 0 | 0% | 0%
11 | 19 | 5 | 0 | 0 | 0 | 0% | 0% | 11 | 19 | 5 | 0 | 0 | 0 | 0% | 0%
11 | 19 | 6 | 1.3023e-10 | 1.6385e-10 | 0 | 0% | 0% | 11 | 19 | 6 | 1.3023e-10 | 1.6261e-10 | 0 | 0% | 0%
11 | 19 | 7 | 1.2342e-08 | 1.5528e-08 | 0 | 0% | 0% | 11 | 19 | 7 | 1.2342e-08 | 1.541e-08 | 0 | 0% | 0%
11 | 19 | 8 | 1.2839e-08 | 1.6153e-08 | 13.8432 | 1.384% | 2.236e-08% | 11 | 19 | 8 | 1.2839e-08 | 1.603e-08 | 13.8432 | 1.384% | 2.219e-08%
11 | 19 | 9 | 4.2574e-09 | 5.3564e-09 | 134.7612 | 13.48% | 7.218e-08% | 11 | 19 | 9 | 4.2932e-09 | 5.3604e-09 | 134.7612 | 13.48% | 7.224e-08%
11 | 19 | 10 | 2.553e-09 | 3.2121e-09 | 144.558 | 14.46% | 4.643e-08% | 11 | 19 | 10 | 2.5751e-09 | 3.2152e-09 | 144.558 | 14.46% | 4.648e-08%
11 | 19 | 11 | 1.9013e-09 | 2.3921e-09 | 198.8148 | 19.88% | 4.756e-08% | 11 | 19 | 11 | 1.9013e-09 | 2.3739e-09 | 198.8148 | 19.88% | 4.72e-08%
11 | 19 | 12 | 7.637e-10 | 9.6085e-10 | 150.7464 | 15.07% | 1.448e-08% | 11 | 19 | 12 | 7.637e-10 | 9.5354e-10 | 150.7464 | 15.07% | 1.437e-08%
11 | 19 | 13 | 0 | 0 | 126.1032 | 12.61% | 0% | 11 | 19 | 13 | 0 | 0 | 126.1032 | 12.61% | 0%
11 | 19 | 14 | 0 | 0 | 113.9508 | 11.4% | 0% | 11 | 19 | 14 | 0 | 0 | 113.9508 | 11.4% | 0%
11 | 19 | 15 | 0 | 0 | 82.02 | 8.202% | 0% | 11 | 19 | 15 | 0 | 0 | 82.02 | 8.202% | 0%
11 | 19 | 16 | 0 | 0 | 40.6992 | 4.07% | 0% | 11 | 19 | 16 | 0 | 0 | 40.6992 | 4.07% | 0%
11 | 19 | 17 | 0 | 0 | 0 | 0% | 0% | 11 | 19 | 17 | 0 | 0 | 0 | 0% | 0%
11 | 19 | 18 | 2.2043e-09 | 2.7734e-09 | 0 | 0% | 0% | 11 | 19 | 18 | 2.2043e-09 | 2.7523e-09 | 0 | 0% | 0%
11 | 19 | 19 | 1.9815e-09 | 2.493e-09 | 0 | 0% | 0% | 11 | 19 | 19 | 1.9815e-09 | 2.474e-09 | 0 | 0% | 0%
11 | 19 | 20 | 1.2097e-09 | 1.5219e-09 | 0 | 0% | 0% | 11 | 19 | 20 | 1.2097e-09 | 1.5104e-09 | 0 | 0% | 0%
11 | 19 | 21 | 0 | 0 | 0 | 0% | 0% | 11 | 19 | 21 | 0 | 0 | 0 | 0% | 0%
11 | 19 | 22 | 0 | 0 | 0 | 0% | 0% | 11 | 19 | 22 | 0 | 0 | 0 | 0% | 0%
11 | 19 | 23 | 0 | 0 | 0 | 0% | 0% | 11 | 19 | 23 | 0 | 0 | 0 | 0% | 0%
11 | 20 | 0 | 0 | 0 | 0 | 0% | 0% | 11 | 20 | 0 | 0 | 0 | 0 | 0% | 0%
11 | 20 | 1 | 0 | 0 | 0 | 0% | 0% | 11 | 20 | 1 | 0 | 0 | 0 | 0% | 0%
11 | 20 | 2 | 0 | 0 | 0 | 0% | 0% | 11 | 20 | 2 | 0 | 0 | 0 | 0% | 0%
11 | 20 | 3 | 0 | 0 | 0 | 0% | 0% | 11 | 20 | 3 | 0 | 0 | 0 | 0% | 0%
11 | 20 | 4 | 0 | 0 | 0 | 0% | 0% | 11 | 20 | 4 | 0 | 0 | 0 | 0% | 0%
11 | 20 | 5 | 0 | 0 | 0 | 0% | 0% | 11 | 20 | 5 | 0 | 0 | 0 | 0% | 0%
11 | 20 | 6 | 0 | 0 | 0 | 0% | 0% | 11 | 20 | 6 | 0 | 0 | 0 | 0% | 0%
11 | 20 | 7 | 0 | 0 | 0 | 0% | 0% | 11 | 20 | 7 | 0 | 0 | 0 | 0% | 0%
11 | 20 | 8 | 0 | 0 | 44.604 | 4.46% | 0% | 11 | 20 | 8 | 0 | 0 | 44.604 | 4.46% | 0%
11 | 20 | 9 | 0 | 0 | 118.0236 | 11.8% | 0% | 11 | 20 | 9 | 0 | 0 | 118.0236 | 11.8% | 0%
11 | 20 | 10 | 0 | 0 | 176.2836 | 17.63% | 0% | 11 | 20 | 10 | 0 | 0 | 176.2836 | 17.63% | 0%
11 | 20 | 11 | 0 | 0 | 675.858 | 67.59% | 0% | 11 | 20 | 11 | 0 | 0 | 675.858 | 67.59% | 0%
11 | 20 | 12 | 0 | 0 | 696.8784 | 69.69% | 0% | 11 | 20 | 12 | 0 | 0 | 696.8784 | 69.69% | 0%
11 | 20 | 13 | 0 | 0 | 658.56 | 65.86% | 0% | 11 | 20 | 13 | 0 | 0 | 658.56 | 65.86% | 0%
11 | 20 | 14 | 0 | 0 | 557.3016 | 55.73% | 0% | 11 | 20 | 14 | 0 | 0 | 557.3016 | 55.73% | 0%
11 | 20 | 15 | 0 | 0 | 389.4048 | 38.94% | 0% | 11 | 20 | 15 | 0 | 0 | 389.4048 | 38.94% | 0%
11 | 20 | 16 | 0 | 0 | 172.5156 | 17.25% | 0% | 11 | 20 | 16 | 0 | 0 | 172.5156 | 17.25% | 0%
11 | 20 | 17 | 0 | 0 | 0 | 0% | 0% | 11 | 20 | 17 | 0 | 0 | 0 | 0% | 0%
11 | 20 | 18 | 0 | 0 | 0 | 0% | 0% | 11 | 20 | 18 | 0 | 0 | 0 | 0% | 0%
11 | 20 | 19 | 0 | 0 | 0 | 0% | 0% | 11 | 20 | 19 | 0 | 0 | 0 | 0% | 0%
11 | 20 | 20 | 0 | 0 | 0 | 0% | 0% | 11 | 20 | 20 | 0 | 0 | 0 | 0% | 0%
11 | 20 | 21 | 0 | 0 | 0 | 0% | 0% | 11 | 20 | 21 | 0 | 0 | 0 | 0% | 0%
11 | 20 | 22 | 0 | 0 | 0 | 0% | 0% | 11 | 20 | 22 | 0 | 0 | 0 | 0% | 0%
11 | 20 | 23 | 0 | 0 | 0 | 0% | 0% | 11 | 20 | 23 | 0 | 0 | 0 | 0% | 0%
11 | 21 | 0 | 0 | 0 | 0 | 0% | 0% | 11 | 21 | 0 | 0 | 0 | 0 | 0% | 0%
11 | 21 | 1 | 0 | 0 | 0 | 0% | 0% | 11 | 21 | 1 | 0 | 0 | 0 | 0% | 0%
11 | 21 | 2 | 0 | 0 | 0 | 0% | 0% | 11 | 21 | 2 | 0 | 0 | 0 | 0% | 0%
11 | 21 | 3 | 0 | 0 | 0 | 0% | 0% | 11 | 21 | 3 | 0 | 0 | 0 | 0% | 0%
11 | 21 | 4 | 0 | 0 | 0 | 0% | 0% | 11 | 21 | 4 | 0 | 0 | 0 | 0% | 0%
11 | 21 | 5 | 0 | 0 | 0 | 0% | 0% | 11 | 21 | 5 | 0 | 0 | 0 | 0% | 0%
11 | 21 | 6 | 0 | 0 | 0 | 0% | 0% | 11 | 21 | 6 | 0 | 0 | 0 | 0% | 0%
11 | 21 | 7 | 0 | 0 | 0 | 0% | 0% | 11 | 21 | 7 | 0 | 0 | 0 | 0% | 0%
11 | 21 | 8 | 0 | 0 | 0 | 0% | 0% | 11 | 21 | 8 | 0 | 0 | 0 | 0% | 0%
11 | 21 | 9 | 0 | 0 | 313.5684 | 31.36% | 0% | 11 | 21 | 9 | 0 | 0 | 313.5684 | 31.36% | 0%
11 | 21 | 10 | 0 | 0 | 10.9008 | 1.09% | 0% | 11 | 21 | 10 | 0 | 0 | 10.9008 | 1.09% | 0%
11 | 21 | 11 | 0 | 0 | 89.2668 | 8.927% | 0% | 11 | 21 | 11 | 0 | 0 | 89.2668 | 8.927% | 0%
11 | 21 | 12 | 0 | 0 | 70.8936 | 7.089% | 0% | 11 | 21 | 12 | 0 | 0 | 70.8936 | 7.089% | 0%
11 | 21 | 13 | 0 | 0 | 77.856 | 7.786% | 0% | 11 | 21 | 13 | 0 | 0 | 77.856 | 7.786% | 0%
11 | 21 | 14 | 0 | 0 | 17.874 | 1.787% | 0% | 11 | 21 | 14 | 0 | 0 | 17.874 | 1.787% | 0%
11 | 21 | 15 | 0 | 0 | 63.4848 | 6.348% | 0% | 11 | 21 | 15 | 0 | 0 | 63.4848 | 6.348% | 0%
11 | 21 | 16 | 0 | 0 | 0 | 0% | 0% | 11 | 21 | 16 | 0 | 0 | 0 | 0% | 0%
11 | 21 | 17 | 0 | 0 | 0 | 0% | 0% | 11 | 21 | 17 | 0 | 0 | 0 | 0% | 0%
11 | 21 | 18 | 0 | 0 | 0 | 0% | 0% | 11 | 21 | 18 | 0 | 0 | 0 | 0% | 0%
11 | 21 | 19 | 0 | 0 | 0 | 0% | 0% | 11 | 21 | 19 | 0 | 0 | 0 | 0% | 0%
11 | 21 | 20 | 0 | 0 | 0 | 0% | 0% | 11 | 21 | 20 | 0 | 0 | 0 | 0% | 0%
11 | 21 | 21 | 0 | 0 | 0 | 0% | 0% | 11 | 21 | 21 | 0 | 0 | 0 | 0% | 0%
11 | 21 | 22 | 0 | 0 | 0 | 0% | 0% | 11 | 21 | 22 | 0 | 0 | 0 | 0% | 0%
11 | 21 | 23 | 0 | 0 | 0 | 0% | 0% | 11 | 21 | 23 | 0 | 0 | 0 | 0% | 0%
11 | 22 | 0 | 0 | 0 | 0 | 0% | 0% | 11 | 22 | 0 | 0 | 0 | 0 | 0% | 0%
11 | 22 | 1 | 0 | 0 | 0 | 0% | 0% | 11 | 22 | 1 | 0 | 0 | 0 | 0% | 0%
11 | 22 | 2 | 0 | 0 | 0 | 0% | 0% | 11 | 22 | 2 | 0 | 0 | 0 | 0% | 0%
11 | 22 | 3 | 0 | 0 | 0 | 0% | 0% | 11 | 22 | 3 | 0 | 0 | 0 | 0% | 0%
11 | 22 | 4 | 0 | 0 | 0 | 0% | 0% | 11 | 22 | 4 | 0 | 0 | 0 | 0% | 0%
11 | 22 | 5 | 0 | 0 | 0 | 0% | 0% | 11 | 22 | 5 | 0 | 0 | 0 | 0% | 0%
11 | 22 | 6 | 0 | 0 | 0 | 0% | 0% | 11 | 22 | 6 | 0 | 0 | 0 | 0% | 0%
11 | 22 | 7 | 0 | 0 | 0 | 0% | 0% | 11 | 22 | 7 | 0 | 0 | 0 | 0% | 0%
11 | 22 | 8 | 0 | 0 | 191.5116 | 19.15% | 0% | 11 | 22 | 8 | 0 | 0 | 191.5116 | 19.15% | 0%
11 | 22 | 9 | 0 | 0 | 67.1148 | 6.711% | 0% | 11 | 22 | 9 | 0 | 0 | 67.1148 | 6.711% | 0%
11 | 22 | 10 | 0 | 0 | 62.2392 | 6.224% | 0% | 11 | 22 | 10 | 0 | 0 | 62.2392 | 6.224% | 0%
11 | 22 | 11 | 0 | 0 | 150.0528 | 15.01% | 0% | 11 | 22 | 11 | 0 | 0 | 150.0528 | 15.01% | 0%
11 | 22 | 12 | 0 | 0 | 124.968 | 12.5% | 0% | 11 | 22 | 12 | 0 | 0 | 124.968 | 12.5% | 0%
11 | 22 | 13 | 0 | 0 | 66.7716 | 6.677% | 0% | 11 | 22 | 13 | 0 | 0 | 66.7716 | 6.677% | 0%
11 | 22 | 14 | 0 | 0 | 238.4196 | 23.84% | 0% | 11 | 22 | 14 | 0 | 0 | 238.4196 | 23.84% | 0%
11 | 22 | 15 | 0 | 0 | 114.4764 | 11.45% | 0% | 11 | 22 | 15 | 0 | 0 | 114.4764 | 11.45% | 0%
11 | 22 | 16 | 0 | 0 | 34.4604 | 3.446% | 0% | 11 | 22 | 16 | 0 | 0 | 34.4604 | 3.446% | 0%
11 | 22 | 17 | 0 | 0 | 0 | 0% | 0% | 11 | 22 | 17 | 0 | 0 | 0 | 0% | 0%
11 | 22 | 18 | 1.9317e-09 | 2.4304e-09 | 0 | 0% | 0% | 11 | 22 | 18 | 1.9317e-09 | 2.4119e-09 | 0 | 0% | 0%
11 | 22 | 19 | 7.2598e-10 | 9.134e-10 | 0 | 0% | 0% | 11 | 22 | 19 | 7.2598e-10 | 9.0645e-10 | 0 | 0% | 0%
11 | 22 | 20 | 0 | 0 | 0 | 0% | 0% | 11 | 22 | 20 | 0 | 0 | 0 | 0% | 0%
11 | 22 | 21 | 0 | 0 | 0 | 0% | 0% | 11 | 22 | 21 | 0 | 0 | 0 | 0% | 0%
11 | 22 | 22 | 0 | 0 | 0 | 0% | 0% | 11 | 22 | 22 | 0 | 0 | 0 | 0% | 0%
11 | 22 | 23 | 0 | 0 | 0 | 0% | 0% | 11 | 22 | 23 | 0 | 0 | 0 | 0% | 0%
11 | 23 | 0 | 0 | 0 | 0 | 0% | 0% | 11 | 23 | 0 | 0 | 0 | 0 | 0% | 0%
11 | 23 | 1 | 0 | 0 | 0 | 0% | 0% | 11 | 23 | 1 | 0 | 0 | 0 | 0% | 0%
11 | 23 | 2 | 0 | 0 | 0 | 0% | 0% | 11 | 23 | 2 | 0 | 0 | 0 | 0% | 0%
11 | 23 | 3 | 0 | 0 | 0 | 0% | 0% | 11 | 23 | 3 | 0 | 0 | 0 | 0% | 0%
11 | 23 | 4 | 0 | 0 | 0 | 0% | 0% | 11 | 23 | 4 | 0 | 0 | 0 | 0% | 0%
11 | 23 | 5 | 0 | 0 | 0 | 0% | 0% | 11 | 23 | 5 | 0 | 0 | 0 | 0% | 0%
11 | 23 | 6 | 0 | 0 | 0 | 0% | 0% | 11 | 23 | 6 | 0 | 0 | 0 | 0% | 0%
11 | 23 | 7 | 0 | 0 | 0 | 0% | 0% | 11 | 23 | 7 | 0 | 0 | 0 | 0% | 0%
11 | 23 | 8 | 0 | 0 | 232.7304 | 23.27% | 0% | 11 | 23 | 8 | 0 | 0 | 232.7304 | 23.27% | 0%
11 | 23 | 9 | 0 | 0 | 270.4152 | 27.04% | 0% | 11 | 23 | 9 | 0 | 0 | 270.4152 | 27.04% | 0%
11 | 23 | 10 | 0 | 0 | 668.5128 | 66.85% | 0% | 11 | 23 | 10 | 0 | 0 | 668.5128 | 66.85% | 0%
11 | 23 | 11 | 0 | 0 | 749.532 | 74.95% | 0% | 11 | 23 | 11 | 0 | 0 | 749.532 | 74.95% | 0%
11 | 23 | 12 | 0 | 0 | 775.2168 | 77.52% | 0% | 11 | 23 | 12 | 0 | 0 | 775.2168 | 77.52% | 0%
11 | 23 | 13 | 0 | 0 | 730.338 | 73.03% | 0% | 11 | 23 | 13 | 0 | 0 | 730.338 | 73.03% | 0%
11 | 23 | 14 | 0 | 0 | 605.8452 | 60.58% | 0% | 11 | 23 | 14 | 0 | 0 | 605.8452 | 60.58% | 0%
11 | 23 | 15 | 0 | 0 | 442.9968 | 44.3% | 0% | 11 | 23 | 15 | 0 | 0 | 442.9968 | 44.3% | 0%
11 | 23 | 16 | 0 | 0 | 212.2428 | 21.22% | 0% | 11 | 23 | 16 | 0 | 0 | 212.2428 | 21.22% | 0%
11 | 23 | 17 | 0 | 0 | 0 | 0% | 0% | 11 | 23 | 17 | 0 | 0 | 0 | 0% | 0%
11 | 23 | 18 | 6.857e-10 | 8.6272e-10 | 0 | 0% | 0% | 11 | 23 | 18 | 6.857e-10 | 8.5616e-10 | 0 | 0% | 0%
11 | 23 | 19 | 3.8931e-10 | 4.8981e-10 | 0 | 0% | 0% | 11 | 23 | 19 | 3.8931e-10 | 4.8609e-10 | 0 | 0% | 0%
11 | 23 | 20 | 1.1727e-10 | 1.4754e-10 | 0 | 0% | 0% | 11 | 23 | 20 | 1.1727e-10 | 1.4642e-10 | 0 | 0% | 0%
11 | 23 | 21 | 0 | 0 | 0 | 0% | 0% | 11 | 23 | 21 | 0 | 0 | 0 | 0% | 0%
11 | 23 | 22 | 0 | 0 | 0 | 0% | 0% | 11 | 23 | 22 | 0 | 0 | 0 | 0% | 0%
11 | 23 | 23 | 0 | 0 | 0 | 0% | 0% | 11 | 23 | 23 | 0 | 0 | 0 | 0% | 0%
11 | 24 | 0 | 0 | 0 | 0 | 0% | 0% | 11 | 24 | 0 | 0 | 0 | 0 | 0% | 0%
11 | 24 | 1 | 0 | 0 | 0 | 0% | 0% | 11 | 24 | 1 | 0 | 0 | 0 | 0% | 0%
11 | 24 | 2 | 0 | 0 | 0 | 0% | 0% | 11 | 24 | 2 | 0 | 0 | 0 | 0% | 0%
11 | 24 | 3 | 0 | 0 | 0 | 0% | 0% | 11 | 24 | 3 | 0 | 0 | 0 | 0% | 0%
11 | 24 | 4 | 0 | 0 | 0 | 0% | 0% | 11 | 24 | 4 | 0 | 0 | 0 | 0% | 0%
11 | 24 | 5 | 0 | 0 | 0 | 0% | 0% | 11 | 24 | 5 | 0 | 0 | 0 | 0% | 0%
11 | 24 | 6 | 4.2074e-10 | 5.2935e-10 | 0 | 0% | 0% | 11 | 24 | 6 | 4.2074e-10 | 5.2533e-10 | 0 | 0% | 0%
11 | 24 | 7 | 1.1952e-08 | 1.5037e-08 | 0 | 0% | 0% | 11 | 24 | 7 | 1.1952e-08 | 1.4923e-08 | 0 | 0% | 0%
11 | 24 | 8 | 1.2089e-07 | 1.521e-07 | 68.9136 | 6.891% | 1.048e-06% | 11 | 24 | 8 | 1.2089e-07 | 1.5094e-07 | 68.9136 | 6.891% | 1.04e-06%
11 | 24 | 9 | 2.4547e-07 | 3.0884e-07 | 93.3876 | 9.339% | 2.884e-06% | 11 | 24 | 9 | 2.4733e-07 | 3.0881e-07 | 93.3876 | 9.339% | 2.884e-06%
11 | 24 | 10 | 4.631e-07 | 5.8265e-07 | 294.2844 | 29.43% | 1.715e-05% | 11 | 24 | 10 | 4.6939e-07 | 5.8607e-07 | 294.2844 | 29.43% | 1.725e-05%
11 | 24 | 11 | 3.0952e-07 | 3.8942e-07 | 337.962 | 33.8% | 1.316e-05% | 11 | 24 | 11 | 3.2062e-07 | 4.0032e-07 | 337.962 | 33.8% | 1.353e-05%
11 | 24 | 12 | 2.2828e-07 | 2.8721e-07 | 303.3324 | 30.33% | 8.712e-06% | 11 | 24 | 12 | 2.3342e-07 | 2.9144e-07 | 303.3324 | 30.33% | 8.84e-06%
11 | 24 | 13 | 1.4182e-07 | 1.7843e-07 | 83.73 | 8.373% | 1.494e-06% | 11 | 24 | 13 | 1.4498e-07 | 1.8103e-07 | 83.73 | 8.373% | 1.516e-06%
11 | 24 | 14 | 5.7842e-08 | 7.2775e-08 | 410.1228 | 41.01% | 2.985e-06% | 11 | 24 | 14 | 5.8701e-08 | 7.3293e-08 | 410.1228 | 41.01% | 3.006e-06%
11 | 24 | 15 | 2.5142e-08 | 3.1633e-08 | 292.4256 | 29.24% | 9.25e-07% | 11 | 24 | 15 | 2.5532e-08 | 3.1879e-08 | 292.4256 | 29.24% | 9.322e-07%
11 | 24 | 16 | 1.651e-08 | 2.0772e-08 | 161.8152 | 16.18% | 3.361e-07% | 11 | 24 | 16 | 1.651e-08 | 2.0614e-08 | 161.8152 | 16.18% | 3.336e-07%
11 | 24 | 17 | 3.7197e-08 | 4.6799e-08 | 0 | 0% | 0% | 11 | 24 | 17 | 3.7197e-08 | 4.6443e-08 | 0 | 0% | 0%
11 | 24 | 18 | 3.2181e-08 | 4.0489e-08 | 0 | 0% | 0% | 11 | 24 | 18 | 3.2181e-08 | 4.0181e-08 | 0 | 0% | 0%
11 | 24 | 19 | 1.4788e-08 | 1.8605e-08 | 0 | 0% | 0% | 11 | 24 | 19 | 1.4788e-08 | 1.8464e-08 | 0 | 0% | 0%
11 | 24 | 20 | 4.8566e-09 | 6.1103e-09 | 0 | 0% | 0% | 11 | 24 | 20 | 4.8566e-09 | 6.0638e-09 | 0 | 0% | 0%
11 | 24 | 21 | 7.2598e-10 | 9.134e-10 | 0 | 0% | 0% | 11 | 24 | 21 | 7.2598e-10 | 9.0645e-10 | 0 | 0% | 0%
11 | 24 | 22 | 0 | 0 | 0 | 0% | 0% | 11 | 24 | 22 | 0 | 0 | 0 | 0% | 0%
11 | 24 | 23 | 0 | 0 | 0 | 0% | 0% | 11 | 24 | 23 | 0 | 0 | 0 | 0% | 0%
11 | 25 | 0 | 0 | 0 | 0 | 0% | 0% | 11 | 25 | 0 | 0 | 0 | 0 | 0% | 0%
11 | 25 | 1 | 0 | 0 | 0 | 0% | 0% | 11 | 25 | 1 | 0 | 0 | 0 | 0% | 0%
11 | 25 | 2 | 0 | 0 | 0 | 0% | 0% | 11 | 25 | 2 | 0 | 0 | 0 | 0% | 0%
11 | 25 | 3 | 0 | 0 | 0 | 0% | 0% | 11 | 25 | 3 | 0 | 0 | 0 | 0% | 0%
11 | 25 | 4 | 0 | 0 | 0 | 0% | 0% | 11 | 25 | 4 | 0 | 0 | 0 | 0% | 0%
11 | 25 | 5 | 0 | 0 | 0 | 0% | 0% | 11 | 25 | 5 | 0 | 0 | 0 | 0% | 0%
11 | 25 | 6 | 0 | 0 | 0 | 0% | 0% | 11 | 25 | 6 | 0 | 0 | 0 | 0% | 0%
11 | 25 | 7 | 0 | 0 | 0 | 0% | 0% | 11 | 25 | 7 | 0 | 0 | 0 | 0% | 0%
11 | 25 | 8 | 0 | 0 | 35.3928 | 3.539% | 0% | 11 | 25 | 8 | 0 | 0 | 35.3928 | 3.539% | 0%
11 | 25 | 9 | 0 | 0 | 57.6684 | 5.767% | 0% | 11 | 25 | 9 | 0 | 0 | 57.6684 | 5.767% | 0%
11 | 25 | 10 | 0 | 0 | 416.4996 | 41.65% | 0% | 11 | 25 | 10 | 0 | 0 | 416.4996 | 41.65% | 0%
11 | 25 | 11 | 0 | 0 | 375.2184 | 37.52% | 0% | 11 | 25 | 11 | 0 | 0 | 375.2184 | 37.52% | 0%
11 | 25 | 12 | 0 | 0 | 38.1336 | 3.813% | 0% | 11 | 25 | 12 | 0 | 0 | 38.1336 | 3.813% | 0%
11 | 25 | 13 | 0 | 0 | 108.4476 | 10.84% | 0% | 11 | 25 | 13 | 0 | 0 | 108.4476 | 10.84% | 0%
11 | 25 | 14 | 0 | 0 | 215.2776 | 21.53% | 0% | 11 | 25 | 14 | 0 | 0 | 215.2776 | 21.53% | 0%
11 | 25 | 15 | 0 | 0 | 95.6592 | 9.566% | 0% | 11 | 25 | 15 | 0 | 0 | 95.6592 | 9.566% | 0%
11 | 25 | 16 | 0 | 0 | 35.3664 | 3.537% | 0% | 11 | 25 | 16 | 0 | 0 | 35.3664 | 3.537% | 0%
11 | 25 | 17 | 0 | 0 | 0 | 0% | 0% | 11 | 25 | 17 | 0 | 0 | 0 | 0% | 0%
11 | 25 | 18 | 0 | 0 | 0 | 0% | 0% | 11 | 25 | 18 | 0 | 0 | 0 | 0% | 0%
11 | 25 | 19 | 0 | 0 | 0 | 0% | 0% | 11 | 25 | 19 | 0 | 0 | 0 | 0% | 0%
11 | 25 | 20 | 0 | 0 | 0 | 0% | 0% | 11 | 25 | 20 | 0 | 0 | 0 | 0% | 0%
11 | 25 | 21 | 0 | 0 | 0 | 0% | 0% | 11 | 25 | 21 | 0 | 0 | 0 | 0% | 0%
11 | 25 | 22 | 0 | 0 | 0 | 0% | 0% | 11 | 25 | 22 | 0 | 0 | 0 | 0% | 0%
11 | 25 | 23 | 0 | 0 | 0 | 0% | 0% | 11 | 25 | 23 | 0 | 0 | 0 | 0% | 0%
11 | 26 | 0 | 0 | 0 | 0 | 0% | 0% | 11 | 26 | 0 | 0 | 0 | 0 | 0% | 0%
11 | 26 | 1 | 0 | 0 | 0 | 0% | 0% | 11 | 26 | 1 | 0 | 0 | 0 | 0% | 0%
11 | 26 | 2 | 0 | 0 | 0 | 0% | 0% | 11 | 26 | 2 | 0 | 0 | 0 | 0% | 0%
11 | 26 | 3 | 0 | 0 | 0 | 0% | 0% | 11 | 26 | 3 | 0 | 0 | 0 | 0% | 0%
11 | 26 | 4 | 0 | 0 | 0 | 0% | 0% | 11 | 26 | 4 | 0 | 0 | 0 | 0% | 0%
11 | 26 | 5 | 0 | 0 | 0 | 0% | 0% | 11 | 26 | 5 | 0 | 0 | 0 | 0% | 0%
11 | 26 | 6 | 0 | 0 | 0 | 0% | 0% | 11 | 26 | 6 | 0 | 0 | 0 | 0% | 0%
11 | 26 | 7 | 0 | 0 | 0 | 0% | 0% | 11 | 26 | 7 | 0 | 0 | 0 | 0% | 0%
11 | 26 | 8 | 0 | 0 | 1.2936 | 0.1294% | 0% | 11 | 26 | 8 | 0 | 0 | 1.2936 | 0.1294% | 0%
11 | 26 | 9 | 0 | 0 | 44.9676 | 4.497% | 0% | 11 | 26 | 9 | 0 | 0 | 44.9676 | 4.497% | 0%
11 | 26 | 10 | 0 | 0 | 216.162 | 21.62% | 0% | 11 | 26 | 10 | 0 | 0 | 216.162 | 21.62% | 0%
11 | 26 | 11 | 0 | 0 | 78.4596 | 7.846% | 0% | 11 | 26 | 11 | 0 | 0 | 78.4596 | 7.846% | 0%
11 | 26 | 12 | 0 | 0 | 38.8548 | 3.885% | 0% | 11 | 26 | 12 | 0 | 0 | 38.8548 | 3.885% | 0%
11 | 26 | 13 | 0 | 0 | 17.3544 | 1.735% | 0% | 11 | 26 | 13 | 0 | 0 | 17.3544 | 1.735% | 0%
11 | 26 | 14 | 0 | 0 | 115.2744 | 11.53% | 0% | 11 | 26 | 14 | 0 | 0 | 115.2744 | 11.53% | 0%
11 | 26 | 15 | 0 | 0 | 33.7008 | 3.37% | 0% | 11 | 26 | 15 | 0 | 0 | 33.7008 | 3.37% | 0%
11 | 26 | 16 | 0 | 0 | 14.5356 | 1.454% | 0% | 11 | 26 | 16 | 0 | 0 | 14.5356 | 1.454% | 0%
11 | 26 | 17 | 0 | 0 | 0 | 0% | 0% | 11 | 26 | 17 | 0 | 0 | 0 | 0% | 0%
11 | 26 | 18 | 6.2257e-10 | 7.8328e-10 | 0 | 0% | 0% | 11 | 26 | 18 | 6.2257e-10 | 7.7733e-10 | 0 | 0% | 0%
11 | 26 | 19 | 1.03e-09 | 1.2959e-09 | 0 | 0% | 0% | 11 | 26 | 19 | 1.03e-09 | 1.2861e-09 | 0 | 0% | 0%
11 | 26 | 20 | 7.6712e-10 | 9.6515e-10 | 0 | 0% | 0% | 11 | 26 | 20 | 7.6712e-10 | 9.5781e-10 | 0 | 0% | 0%
11 | 26 | 21 | 0 | 0 | 0 | 0% | 0% | 11 | 26 | 21 | 0 | 0 | 0 | 0% | 0%
11 | 26 | 22 | 0 | 0 | 0 | 0% | 0% | 11 | 26 | 22 | 0 | 0 | 0 | 0% | 0%
11 | 26 | 23 | 0 | 0 | 0 | 0% | 0% | 11 | 26 | 23 | 0 | 0 | 0 | 0% | 0%
11 | 27 | 0 | 0 | 0 | 0 | 0% | 0% | 11 | 27 | 0 | 0 | 0 | 0 | 0% | 0%
11 | 27 | 1 | 0 | 0 | 0 | 0% | 0% | 11 | 27 | 1 | 0 | 0 | 0 | 0% | 0%
11 | 27 | 2 | 0 | 0 | 0 | 0% | 0% | 11 | 27 | 2 | 0 | 0 | 0 | 0% | 0%
11 | 27 | 3 | 0 | 0 | 0 | 0% | 0% | 11 | 27 | 3 | 0 | 0 | 0 | 0% | 0%
11 | 27 | 4 | 0 | 0 | 0 | 0% | 0% | 11 | 27 | 4 | 0 | 0 | 0 | 0% | 0%
11 | 27 | 5 | 0 | 0 | 0 | 0% | 0% | 11 | 27 | 5 | 0 | 0 | 0 | 0% | 0%
11 | 27 | 6 | 0 | 0 | 0 | 0% | 0% | 11 | 27 | 6 | 0 | 0 | 0 | 0% | 0%
11 | 27 | 7 | 0 | 0 | 0 | 0% | 0% | 11 | 27 | 7 | 0 | 0 | 0 | 0% | 0%
11 | 27 | 8 | 0 | 0 | 218.7828 | 21.88% | 0% | 11 | 27 | 8 | 0 | 0 | 218.7828 | 21.88% | 0%
11 | 27 | 9 | 0 | 0 | 465.6636 | 46.57% | 0% | 11 | 27 | 9 | 0 | 0 | 465.6636 | 46.57% | 0%
11 | 27 | 10 | 0 | 0 | 635.6112 | 63.56% | 0% | 11 | 27 | 10 | 0 | 0 | 635.6112 | 63.56% | 0%
11 | 27 | 11 | 0 | 0 | 732.582 | 73.26% | 0% | 11 | 27 | 11 | 0 | 0 | 732.582 | 73.26% | 0%
11 | 27 | 12 | 0 | 0 | 761.664 | 76.17% | 0% | 11 | 27 | 12 | 0 | 0 | 761.664 | 76.17% | 0%
11 | 27 | 13 | 0 | 0 | 729.834 | 72.98% | 0% | 11 | 27 | 13 | 0 | 0 | 729.834 | 72.98% | 0%
11 | 27 | 14 | 0 | 0 | 624.0324 | 62.4% | 0% | 11 | 27 | 14 | 0 | 0 | 624.0324 | 62.4% | 0%
11 | 27 | 15 | 0 | 0 | 444.912 | 44.49% | 0% | 11 | 27 | 15 | 0 | 0 | 444.912 | 44.49% | 0%
11 | 27 | 16 | 0 | 0 | 212.1624 | 21.22% | 0% | 11 | 27 | 16 | 0 | 0 | 212.1624 | 21.22% | 0%
11 | 27 | 17 | 0 | 0 | 0 | 0% | 0% | 11 | 27 | 17 | 0 | 0 | 0 | 0% | 0%
11 | 27 | 18 | 0 | 0 | 0 | 0% | 0% | 11 | 27 | 18 | 0 | 0 | 0 | 0% | 0%
11 | 27 | 19 | 5.4743e-10 | 6.8875e-10 | 0 | 0% | 0% | 11 | 27 | 19 | 5.4743e-10 | 6.8351e-10 | 0 | 0% | 0%
11 | 27 | 20 | 8.1422e-10 | 1.0244e-09 | 0 | 0% | 0% | 11 | 27 | 20 | 8.1422e-10 | 1.0166e-09 | 0 | 0% | 0%
11 | 27 | 21 | 2.6663e-10 | 3.3546e-10 | 0 | 0% | 0% | 11 | 27 | 21 | 2.6663e-10 | 3.3291e-10 | 0 | 0% | 0%
11 | 27 | 22 | 0 | 0 | 0 | 0% | 0% | 11 | 27 | 22 | 0 | 0 | 0 | 0% | 0%
11 | 27 | 23 | 0 | 0 | 0 | 0% | 0% | 11 | 27 | 23 | 0 | 0 | 0 | 0% | 0%
11 | 28 | 0 | 0 | 0 | 0 | 0% | 0% | 11 | 28 | 0 | 0 | 0 | 0 | 0% | 0%
11 | 28 | 1 | 0 | 0 | 0 | 0% | 0% | 11 | 28 | 1 | 0 | 0 | 0 | 0% | 0%
11 | 28 | 2 | 0 | 0 | 0 | 0% | 0% | 11 | 28 | 2 | 0 | 0 | 0 | 0% | 0%
11 | 28 | 3 | 0 | 0 | 0 | 0% | 0% | 11 | 28 | 3 | 0 | 0 | 0 | 0% | 0%
11 | 28 | 4 | 0 | 0 | 0 | 0% | 0% | 11 | 28 | 4 | 0 | 0 | 0 | 0% | 0%
11 | 28 | 5 | 0 | 0 | 0 | 0% | 0% | 11 | 28 | 5 | 0 | 0 | 0 | 0% | 0%
11 | 28 | 6 | 0 | 0 | 0 | 0% | 0% | 11 | 28 | 6 | 0 | 0 | 0 | 0% | 0%
11 | 28 | 7 | 1.2414e-09 | 1.5618e-09 | 0 | 0% | 0% | 11 | 28 | 7 | 1.2414e-09 | 1.5499e-09 | 0 | 0% | 0%
11 | 28 | 8 | 9.3528e-10 | 1.1767e-09 | 100.1808 | 10.02% | 1.179e-08% | 11 | 28 | 8 | 9.4308e-10 | 1.1775e-09 | 100.1808 | 10.02% | 1.18e-08%
11 | 28 | 9 | 0 | 0 | 458.7444 | 45.87% | 0% | 11 | 28 | 9 | 0 | 0 | 458.7444 | 45.87% | 0%
11 | 28 | 10 | 0 | 0 | 623.9736 | 62.4% | 0% | 11 | 28 | 10 | 0 | 0 | 623.9736 | 62.4% | 0%
11 | 28 | 11 | 0 | 0 | 708.0012 | 70.8% | 0% | 11 | 28 | 11 | 0 | 0 | 708.0012 | 70.8% | 0%
11 | 28 | 12 | 0 | 0 | 571.1652 | 57.12% | 0% | 11 | 28 | 12 | 0 | 0 | 571.1652 | 57.12% | 0%
11 | 28 | 13 | 0 | 0 | 390.0972 | 39.01% | 0% | 11 | 28 | 13 | 0 | 0 | 390.0972 | 39.01% | 0%
11 | 28 | 14 | 0 | 0 | 318.6144 | 31.86% | 0% | 11 | 28 | 14 | 0 | 0 | 318.6144 | 31.86% | 0%
11 | 28 | 15 | 0 | 0 | 265.32 | 26.53% | 0% | 11 | 28 | 15 | 0 | 0 | 265.32 | 26.53% | 0%
11 | 28 | 16 | 0 | 0 | 79.7892 | 7.979% | 0% | 11 | 28 | 16 | 0 | 0 | 79.7892 | 7.979% | 0%
11 | 28 | 17 | 0 | 0 | 0 | 0% | 0% | 11 | 28 | 17 | 0 | 0 | 0 | 0% | 0%
11 | 28 | 18 | 0 | 0 | 0 | 0% | 0% | 11 | 28 | 18 | 0 | 0 | 0 | 0% | 0%
11 | 28 | 19 | 0 | 0 | 0 | 0% | 0% | 11 | 28 | 19 | 0 | 0 | 0 | 0% | 0%
11 | 28 | 20 | 1.1812e-10 | 1.4862e-10 | 0 | 0% | 0% | 11 | 28 | 20 | 1.1812e-10 | 1.4749e-10 | 0 | 0% | 0%
11 | 28 | 21 | 0 | 0 | 0 | 0% | 0% | 11 | 28 | 21 | 0 | 0 | 0 | 0% | 0%
11 | 28 | 22 | 0 | 0 | 0 | 0% | 0% | 11 | 28 | 22 | 0 | 0 | 0 | 0% | 0%
11 | 28 | 23 | 0 | 0 | 0 | 0% | 0% | 11 | 28 | 23 | 0 | 0 | 0 | 0% | 0%
11 | 29 | 0 | 0 | 0 | 0 | 0% | 0% | 11 | 29 | 0 | 0 | 0 | 0 | 0% | 0%
11 | 29 | 1 | 0 | 0 | 0 | 0% | 0% | 11 | 29 | 1 | 0 | 0 | 0 | 0% | 0%
11 | 29 | 2 | 0 | 0 | 0 | 0% | 0% | 11 | 29 | 2 | 0 | 0 | 0 | 0% | 0%
11 | 29 | 3 | 0 | 0 | 0 | 0% | 0% | 11 | 29 | 3 | 0 | 0 | 0 | 0% | 0%
11 | 29 | 4 | 0 | 0 | 0 | 0% | 0% | 11 | 29 | 4 | 0 | 0 | 0 | 0% | 0%
11 | 29 | 5 | 0 | 0 | 0 | 0% | 0% | 11 | 29 | 5 | 0 | 0 | 0 | 0% | 0%
11 | 29 | 6 | 4.193e-08 | 5.2754e-08 | 0 | 0% | 0% | 11 | 29 | 6 | 4.193e-08 | 5.2353e-08 | 0 | 0% | 0%
11 | 29 | 7 | 9.4959e-07 | 1.1947e-06 | 0 | 0% | 0% | 11 | 29 | 7 | 9.4959e-07 | 1.1856e-06 | 0 | 0% | 0%
11 | 29 | 8 | 4.8247e-07 | 6.0702e-07 | 225.5592 | 22.56% | 1.369e-05% | 11 | 29 | 8 | 4.8247e-07 | 6.024e-07 | 225.5592 | 22.56% | 1.359e-05%
11 | 29 | 9 | 1.6306e-07 | 2.0516e-07 | 484.5312 | 48.45% | 9.941e-06% | 11 | 29 | 9 | 1.6306e-07 | 2.036e-07 | 484.5312 | 48.45% | 9.865e-06%
11 | 29 | 10 | 1.9951e-08 | 2.5101e-08 | 662.0196 | 66.2% | 1.662e-06% | 11 | 29 | 10 | 1.9951e-08 | 2.491e-08 | 662.0196 | 66.2% | 1.649e-06%
11 | 29 | 11 | 4.2968e-09 | 5.406e-09 | 768.2376 | 76.82% | 4.153e-07% | 11 | 29 | 11 | 4.2968e-09 | 5.3649e-09 | 768.2376 | 76.82% | 4.122e-07%
11 | 29 | 12 | 1.8092e-09 | 2.2762e-09 | 787.566 | 78.76% | 1.793e-07% | 11 | 29 | 12 | 1.8244e-09 | 2.2779e-09 | 787.566 | 78.76% | 1.794e-07%
11 | 29 | 13 | 5.7892e-10 | 7.2837e-10 | 748.4352 | 74.84% | 5.451e-08% | 11 | 29 | 13 | 5.7892e-10 | 7.2283e-10 | 748.4352 | 74.84% | 5.41e-08%
11 | 29 | 14 | 0 | 0 | 644.0064 | 64.4% | 0% | 11 | 29 | 14 | 0 | 0 | 644.0064 | 64.4% | 0%
11 | 29 | 15 | 0 | 0 | 464.9664 | 46.5% | 0% | 11 | 29 | 15 | 0 | 0 | 464.9664 | 46.5% | 0%
11 | 29 | 16 | 0 | 0 | 224.9808 | 22.5% | 0% | 11 | 29 | 16 | 0 | 0 | 224.9808 | 22.5% | 0%
11 | 29 | 17 | 2.0606e-09 | 2.5925e-09 | 0 | 0% | 0% | 11 | 29 | 17 | 2.0606e-09 | 2.5728e-09 | 0 | 0% | 0%
11 | 29 | 18 | 6.6418e-09 | 8.3564e-09 | 0 | 0% | 0% | 11 | 29 | 18 | 6.6418e-09 | 8.2929e-09 | 0 | 0% | 0%
11 | 29 | 19 | 5.6145e-09 | 7.0638e-09 | 0 | 0% | 0% | 11 | 29 | 19 | 5.6145e-09 | 7.0101e-09 | 0 | 0% | 0%
11 | 29 | 20 | 2.3721e-09 | 2.9844e-09 | 0 | 0% | 0% | 11 | 29 | 20 | 2.3721e-09 | 2.9617e-09 | 0 | 0% | 0%
11 | 29 | 21 | 2.3798e-10 | 2.9941e-10 | 0 | 0% | 0% | 11 | 29 | 21 | 2.3798e-10 | 2.9714e-10 | 0 | 0% | 0%
11 | 29 | 22 | 0 | 0 | 0 | 0% | 0% | 11 | 29 | 22 | 0 | 0 | 0 | 0% | 0%
11 | 29 | 23 | 0 | 0 | 0 | 0% | 0% | 11 | 29 | 23 | 0 | 0 | 0 | 0% | 0%
11 | 30 | 0 | 0 | 0 | 0 | 0% | 0% | 11 | 30 | 0 | 0 | 0 | 0 | 0% | 0%
11 | 30 | 1 | 0 | 0 | 0 | 0% | 0% | 11 | 30 | 1 | 0 | 0 | 0 | 0% | 0%
11 | 30 | 2 | 0 | 0 | 0 | 0% | 0% | 11 | 30 | 2 | 0 | 0 | 0 | 0% | 0%
11 | 30 | 3 | 0 | 0 | 0 | 0% | 0% | 11 | 30 | 3 | 0 | 0 | 0 | 0% | 0%
11 | 30 | 4 | 0 | 0 | 0 | 0% | 0% | 11 | 30 | 4 | 0 | 0 | 0 | 0% | 0%
11 | 30 | 5 | 0 | 0 | 0 | 0% | 0% | 11 | 30 | 5 | 0 | 0 | 0 | 0% | 0%
11 | 30 | 6 | 0 | 0 | 0 | 0% | 0% | 11 | 30 | 6 | 0 | 0 | 0 | 0% | 0%
11 | 30 | 7 | 0 | 0 | 0 | 0% | 0% | 11 | 30 | 7 | 0 | 0 | 0 | 0% | 0%
11 | 30 | 8 | 1.3261e-10 | 1.6684e-10 | 212.31 | 21.23% | 3.542e-09% | 11 | 30 | 8 | 1.3261e-10 | 1.6557e-10 | 212.31 | 21.23% | 3.515e-09%
11 | 30 | 9 | 7.6109e-10 | 9.5757e-10 | 457.9224 | 45.79% | 4.385e-08% | 11 | 30 | 9 | 7.6109e-10 | 9.5029e-10 | 457.9224 | 45.79% | 4.352e-08%
11 | 30 | 10 | 1.8072e-09 | 2.2738e-09 | 622.5552 | 62.26% | 1.416e-07% | 11 | 30 | 10 | 1.8072e-09 | 2.2565e-09 | 622.5552 | 62.26% | 1.405e-07%
11 | 30 | 11 | 1.5256e-09 | 1.9194e-09 | 731.9004 | 73.19% | 1.405e-07% | 11 | 30 | 11 | 1.5256e-09 | 1.9048e-09 | 731.9004 | 73.19% | 1.394e-07%
11 | 30 | 12 | 3.611e-09 | 4.5432e-09 | 761.8944 | 76.19% | 3.461e-07% | 11 | 30 | 12 | 3.611e-09 | 4.5087e-09 | 761.8944 | 76.19% | 3.435e-07%
11 | 30 | 13 | 4.8575e-09 | 6.1115e-09 | 720.24 | 72.02% | 4.402e-07% | 11 | 30 | 13 | 4.8575e-09 | 6.065e-09 | 720.24 | 72.02% | 4.368e-07%
11 | 30 | 14 | 2.5509e-09 | 3.2094e-09 | 503.7708 | 50.38% | 1.617e-07% | 11 | 30 | 14 | 2.5509e-09 | 3.185e-09 | 503.7708 | 50.38% | 1.604e-07%
11 | 30 | 15 | 2.814e-09 | 3.5405e-09 | 339.2544 | 33.93% | 1.201e-07% | 11 | 30 | 15 | 2.814e-09 | 3.5135e-09 | 339.2544 | 33.93% | 1.192e-07%
11 | 30 | 16 | 7.1537e-09 | 9.0005e-09 | 57.87 | 5.787% | 5.209e-08% | 11 | 30 | 16 | 7.1537e-09 | 8.932e-09 | 57.87 | 5.787% | 5.169e-08%
11 | 30 | 17 | 6.7725e-08 | 8.5208e-08 | 0 | 0% | 0% | 11 | 30 | 17 | 6.7725e-08 | 8.456e-08 | 0 | 0% | 0%
11 | 30 | 18 | 1.2989e-07 | 1.6343e-07 | 0 | 0% | 0% | 11 | 30 | 18 | 1.2989e-07 | 1.6218e-07 | 0 | 0% | 0%
11 | 30 | 19 | 3.2523e-07 | 4.0919e-07 | 0 | 0% | 0% | 11 | 30 | 19 | 3.2523e-07 | 4.0608e-07 | 0 | 0% | 0%
11 | 30 | 20 | 1.3275e-07 | 1.6702e-07 | 0 | 0% | 0% | 11 | 30 | 20 | 1.3275e-07 | 1.6575e-07 | 0 | 0% | 0%
11 | 30 | 21 | 2.6348e-08 | 3.315e-08 | 0 | 0% | 0% | 11 | 30 | 21 | 2.6348e-08 | 3.2898e-08 | 0 | 0% | 0%
11 | 30 | 22 | 5.7543e-09 | 7.2397e-09 | 0 | 0% | 0% | 11 | 30 | 22 | 5.7543e-09 | 7.1847e-09 | 0 | 0% | 0%
11 | 30 | 23 | 7.5476e-10 | 9.496e-10 | 0 | 0% | 0% | 11 | 30 | 23 | 7.5476e-10 | 9.4238e-10 | 0 | 0% | 0%
12 | 1 | 0 | 0 | 0 | 0 | 0% | 0% | 12 | 1 | 0 | 0 | 0 | 0 | 0% | 0%
12 | 1 | 1 | 0 | 0 | 0 | 0% | 0% | 12 | 1 | 1 | 0 | 0 | 0 | 0% | 0%
12 | 1 | 2 | 0 | 0 | 0 | 0% | 0% | 12 | 1 | 2 | 0 | 0 | 0 | 0% | 0%
12 | 1 | 3 | 0 | 0 | 0 | 0% | 0% | 12 | 1 | 3 | 0 | 0 | 0 | 0% | 0%
12 | 1 | 4 | 0 | 0 | 0 | 0% | 0% | 12 | 1 | 4 | 0 | 0 | 0 | 0% | 0%
12 | 1 | 5 | 0 | 0 | 0 | 0% | 0% | 12 | 1 | 5 | 0 | 0 | 0 | 0% | 0%
12 | 1 | 6 | 0 | 0 | 0 | 0% | 0% | 12 | 1 | 6 | 0 | 0 | 0 | 0% | 0%
12 | 1 | 7 | 1.0567e-08 | 1.3295e-08 | 0 | 0% | 0% | 12 | 1 | 7 | 1.0567e-08 | 1.3194e-08 | 0 | 0% | 0%
12 | 1 | 8 | 8.5933e-09 | 1.0812e-08 | 52.7328 | 5.273% | 5.701e-08% | 12 | 1 | 8 | 8.5933e-09 | 1.0729e-08 | 52.7328 | 5.273% | 5.658e-08%
12 | 1 | 9 | 5.5561e-09 | 6.9904e-09 | 162.9564 | 16.3% | 1.139e-07% | 12 | 1 | 9 | 5.5971e-09 | 6.9884e-09 | 162.9564 | 16.3% | 1.139e-07%
12 | 1 | 10 | 3.8705e-09 | 4.8697e-09 | 252.96 | 25.3% | 1.232e-07% | 12 | 1 | 10 | 3.9364e-09 | 4.9149e-09 | 252.96 | 25.3% | 1.243e-07%
12 | 1 | 11 | 2.9416e-09 | 3.7009e-09 | 634.3308 | 63.43% | 2.348e-07% | 12 | 1 | 11 | 2.9659e-09 | 3.7031e-09 | 634.3308 | 63.43% | 2.349e-07%
12 | 1 | 12 | 1.8171e-09 | 2.2862e-09 | 668.5848 | 66.86% | 1.529e-07% | 12 | 1 | 12 | 1.8344e-09 | 2.2904e-09 | 668.5848 | 66.86% | 1.531e-07%
12 | 1 | 13 | 5.6884e-10 | 7.1568e-10 | 654.6444 | 65.46% | 4.685e-08% | 12 | 1 | 13 | 5.7436e-10 | 7.1714e-10 | 654.6444 | 65.46% | 4.695e-08%
12 | 1 | 14 | 0 | 0 | 539.9616 | 54% | 0% | 12 | 1 | 14 | 0 | 0 | 539.9616 | 54% | 0%
12 | 1 | 15 | 0 | 0 | 371.628 | 37.16% | 0% | 12 | 1 | 15 | 0 | 0 | 371.628 | 37.16% | 0%
12 | 1 | 16 | 0 | 0 | 161.7588 | 16.18% | 0% | 12 | 1 | 16 | 0 | 0 | 161.7588 | 16.18% | 0%
12 | 1 | 17 | 3.1106e-09 | 3.9136e-09 | 0 | 0% | 0% | 12 | 1 | 17 | 3.1106e-09 | 3.8838e-09 | 0 | 0% | 0%
12 | 1 | 18 | 1.2223e-08 | 1.5379e-08 | 0 | 0% | 0% | 12 | 1 | 18 | 1.2223e-08 | 1.5262e-08 | 0 | 0% | 0%
12 | 1 | 19 | 1.7996e-08 | 2.2642e-08 | 0 | 0% | 0% | 12 | 1 | 19 | 1.7996e-08 | 2.247e-08 | 0 | 0% | 0%
12 | 1 | 20 | 1.9015e-08 | 2.3924e-08 | 0 | 0% | 0% | 12 | 1 | 20 | 1.9015e-08 | 2.3742e-08 | 0 | 0% | 0%
12 | 1 | 21 | 1.1324e-08 | 1.4247e-08 | 0 | 0% | 0% | 12 | 1 | 21 | 1.1324e-08 | 1.4139e-08 | 0 | 0% | 0%
12 | 1 | 22 | 1.5327e-09 | 1.9284e-09 | 0 | 0% | 0% | 12 | 1 | 22 | 1.5327e-09 | 1.9137e-09 | 0 | 0% | 0%
12 | 1 | 23 | 0 | 0 | 0 | 0% | 0% | 12 | 1 | 23 | 0 | 0 | 0 | 0% | 0%
12 | 2 | 0 | 0 | 0 | 0 | 0% | 0% | 12 | 2 | 0 | 0 | 0 | 0 | 0% | 0%
12 | 2 | 1 | 0 | 0 | 0 | 0% | 0% | 12 | 2 | 1 | 0 | 0 | 0 | 0% | 0%
12 | 2 | 2 | 0 | 0 | 0 | 0% | 0% | 12 | 2 | 2 | 0 | 0 | 0 | 0% | 0%
12 | 2 | 3 | 0 | 0 | 0 | 0% | 0% | 12 | 2 | 3 | 0 | 0 | 0 | 0% | 0%
12 | 2 | 4 | 0 | 0 | 0 | 0% | 0% | 12 | 2 | 4 | 0 | 0 | 0 | 0% | 0%
12 | 2 | 5 | 0 | 0 | 0 | 0% | 0% | 12 | 2 | 5 | 0 | 0 | 0 | 0% | 0%
12 | 2 | 6 | 8.5916e-09 | 1.0809e-08 | 0 | 0% | 0% | 12 | 2 | 6 | 8.5916e-09 | 1.0727e-08 | 0 | 0% | 0%
12 | 2 | 7 | 8.1503e-08 | 1.0254e-07 | 0 | 0% | 0% | 12 | 2 | 7 | 8.1503e-08 | 1.0176e-07 | 0 | 0% | 0%
12 | 2 | 8 | 5.7036e-08 | 7.176e-08 | 149.1516 | 14.92% | 1.07e-06% | 12 | 2 | 8 | 5.7036e-08 | 7.1214e-08 | 149.1516 | 14.92% | 1.062e-06%
12 | 2 | 9 | 2.3504e-08 | 2.9572e-08 | 152.9868 | 15.3% | 4.524e-07% | 12 | 2 | 9 | 2.3504e-08 | 2.9347e-08 | 152.9868 | 15.3% | 4.49e-07%
12 | 2 | 10 | 1.0903e-08 | 1.3718e-08 | 167.7732 | 16.78% | 2.301e-07% | 12 | 2 | 10 | 1.0903e-08 | 1.3614e-08 | 167.7732 | 16.78% | 2.284e-07%
12 | 2 | 11 | 3.456e-09 | 4.3482e-09 | 642.0228 | 64.2% | 2.792e-07% | 12 | 2 | 11 | 3.456e-09 | 4.3151e-09 | 642.0228 | 64.2% | 2.77e-07%
12 | 2 | 12 | 1.7282e-09 | 2.1743e-09 | 453.8148 | 45.38% | 9.867e-08% | 12 | 2 | 12 | 1.7282e-09 | 2.1577e-09 | 453.8148 | 45.38% | 9.792e-08%
12 | 2 | 13 | 6.8679e-10 | 8.6408e-10 | 495.5172 | 49.55% | 4.282e-08% | 12 | 2 | 13 | 6.8679e-10 | 8.5751e-10 | 495.5172 | 49.55% | 4.249e-08%
12 | 2 | 14 | 0 | 0 | 355.7508 | 35.58% | 0% | 12 | 2 | 14 | 0 | 0 | 355.7508 | 35.58% | 0%
12 | 2 | 15 | 0 | 0 | 252.3048 | 25.23% | 0% | 12 | 2 | 15 | 0 | 0 | 252.3048 | 25.23% | 0%
12 | 2 | 16 | 0 | 0 | 60.8736 | 6.087% | 0% | 12 | 2 | 16 | 0 | 0 | 60.8736 | 6.087% | 0%
12 | 2 | 17 | 9.5222e-10 | 1.198e-09 | 0 | 0% | 0% | 12 | 2 | 17 | 9.5222e-10 | 1.1889e-09 | 0 | 0% | 0%
12 | 2 | 18 | 8.9459e-09 | 1.1255e-08 | 0 | 0% | 0% | 12 | 2 | 18 | 8.9459e-09 | 1.117e-08 | 0 | 0% | 0%
12 | 2 | 19 | 1.321e-08 | 1.662e-08 | 0 | 0% | 0% | 12 | 2 | 19 | 1.321e-08 | 1.6494e-08 | 0 | 0% | 0%
12 | 2 | 20 | 1.5152e-08 | 1.9064e-08 | 0 | 0% | 0% | 12 | 2 | 20 | 1.5152e-08 | 1.8919e-08 | 0 | 0% | 0%
12 | 2 | 21 | 7.6218e-09 | 9.5894e-09 | 0 | 0% | 0% | 12 | 2 | 21 | 7.6218e-09 | 9.5164e-09 | 0 | 0% | 0%
12 | 2 | 22 | 1.5327e-09 | 1.9284e-09 | 0 | 0% | 0% | 12 | 2 | 22 | 1.5327e-09 | 1.9137e-09 | 0 | 0% | 0%
12 | 2 | 23 | 0 | 0 | 0 | 0% | 0% | 12 | 2 | 23 | 0 | 0 | 0 | 0% | 0%
12 | 3 | 0 | 0 | 0 | 0 | 0% | 0% | 12 | 3 | 0 | 0 | 0 | 0 | 0% | 0%
12 | 3 | 1 | 0 | 0 | 0 | 0% | 0% | 12 | 3 | 1 | 0 | 0 | 0 | 0% | 0%
12 | 3 | 2 | 0 | 0 | 0 | 0% | 0% | 12 | 3 | 2 | 0 | 0 | 0 | 0% | 0%
12 | 3 | 3 | 0 | 0 | 0 | 0% | 0% | 12 | 3 | 3 | 0 | 0 | 0 | 0% | 0%
12 | 3 | 4 | 0 | 0 | 0 | 0% | 0% | 12 | 3 | 4 | 0 | 0 | 0 | 0% | 0%
12 | 3 | 5 | 0 | 0 | 0 | 0% | 0% | 12 | 3 | 5 | 0 | 0 | 0 | 0% | 0%
12 | 3 | 6 | 2.8238e-09 | 3.5527e-09 | 0 | 0% | 0% | 12 | 3 | 6 | 2.8238e-09 | 3.5257e-09 | 0 | 0% | 0%
12 | 3 | 7 | 3.2298e-08 | 4.0636e-08 | 0 | 0% | 0% | 12 | 3 | 7 | 3.2298e-08 | 4.0327e-08 | 0 | 0% | 0%
12 | 3 | 8 | 2.7379e-08 | 3.4446e-08 | 22.5684 | 2.257% | 7.774e-08% | 12 | 3 | 8 | 2.7379e-08 | 3.4184e-08 | 22.5684 | 2.257% | 7.715e-08%
12 | 3 | 9 | 1.4584e-08 | 1.8349e-08 | 73.7016 | 7.37% | 1.352e-07% | 12 | 3 | 9 | 1.4584e-08 | 1.8209e-08 | 73.7016 | 7.37% | 1.342e-07%
12 | 3 | 10 | 5.1272e-09 | 6.4508e-09 | 121.2108 | 12.12% | 7.819e-08% | 12 | 3 | 10 | 5.1675e-09 | 6.452e-09 | 121.2108 | 12.12% | 7.821e-08%
12 | 3 | 11 | 1.1923e-09 | 1.5e-09 | 287.4756 | 28.75% | 4.312e-08% | 12 | 3 | 11 | 1.1923e-09 | 1.4886e-09 | 287.4756 | 28.75% | 4.279e-08%
12 | 3 | 12 | 4.1825e-10 | 5.2623e-10 | 388.3044 | 38.83% | 2.043e-08% | 12 | 3 | 12 | 4.4578e-10 | 5.566e-10 | 388.3044 | 38.83% | 2.161e-08%
12 | 3 | 13 | 0 | 0 | 373.1472 | 37.31% | 0% | 12 | 3 | 13 | 0 | 0 | 373.1472 | 37.31% | 0%
12 | 3 | 14 | 0 | 0 | 188.9808 | 18.9% | 0% | 12 | 3 | 14 | 0 | 0 | 188.9808 | 18.9% | 0%
12 | 3 | 15 | 0 | 0 | 110.9688 | 11.1% | 0% | 12 | 3 | 15 | 0 | 0 | 110.9688 | 11.1% | 0%
12 | 3 | 16 | 0 | 0 | 55.8168 | 5.582% | 0% | 12 | 3 | 16 | 0 | 0 | 55.8168 | 5.582% | 0%
12 | 3 | 17 | 2.5598e-10 | 3.2207e-10 | 0 | 0% | 0% | 12 | 3 | 17 | 2.5598e-10 | 3.1962e-10 | 0 | 0% | 0%
12 | 3 | 18 | 4.2737e-09 | 5.377e-09 | 0 | 0% | 0% | 12 | 3 | 18 | 4.2737e-09 | 5.3361e-09 | 0 | 0% | 0%
12 | 3 | 19 | 2.7782e-09 | 3.4954e-09 | 0 | 0% | 0% | 12 | 3 | 19 | 2.7782e-09 | 3.4688e-09 | 0 | 0% | 0%
12 | 3 | 20 | 2.9372e-09 | 3.6955e-09 | 0 | 0% | 0% | 12 | 3 | 20 | 2.9372e-09 | 3.6674e-09 | 0 | 0% | 0%
12 | 3 | 21 | 3.3725e-09 | 4.2431e-09 | 0 | 0% | 0% | 12 | 3 | 21 | 3.3725e-09 | 4.2108e-09 | 0 | 0% | 0%
12 | 3 | 22 | 9.7682e-10 | 1.229e-09 | 0 | 0% | 0% | 12 | 3 | 22 | 9.7682e-10 | 1.2196e-09 | 0 | 0% | 0%
12 | 3 | 23 | 0 | 0 | 0 | 0% | 0% | 12 | 3 | 23 | 0 | 0 | 0 | 0% | 0%
12 | 4 | 0 | 0 | 0 | 0 | 0% | 0% | 12 | 4 | 0 | 0 | 0 | 0 | 0% | 0%
12 | 4 | 1 | 0 | 0 | 0 | 0% | 0% | 12 | 4 | 1 | 0 | 0 | 0 | 0% | 0%
12 | 4 | 2 | 0 | 0 | 0 | 0% | 0% | 12 | 4 | 2 | 0 | 0 | 0 | 0% | 0%
12 | 4 | 3 | 0 | 0 | 0 | 0% | 0% | 12 | 4 | 3 | 0 | 0 | 0 | 0% | 0%
12 | 4 | 4 | 0 | 0 | 0 | 0% | 0% | 12 | 4 | 4 | 0 | 0 | 0 | 0% | 0%
12 | 4 | 5 | 0 | 0 | 0 | 0% | 0% | 12 | 4 | 5 | 0 | 0 | 0 | 0% | 0%
12 | 4 | 6 | 0 | 0 | 0 | 0% | 0% | 12 | 4 | 6 | 0 | 0 | 0 | 0% | 0%
12 | 4 | 7 | 1.2097e-10 | 1.5219e-10 | 0 | 0% | 0% | 12 | 4 | 7 | 1.2097e-10 | 1.5104e-10 | 0 | 0% | 0%
12 | 4 | 8 | 7.0719e-10 | 8.8975e-10 | 17.8392 | 1.784% | 1.587e-09% | 12 | 4 | 8 | 7.0719e-10 | 8.8299e-10 | 17.8392 | 1.784% | 1.575e-09%
12 | 4 | 9 | 3.4406e-10 | 4.3289e-10 | 1.092 | 0.1092% | 4.727e-11% | 12 | 4 | 9 | 3.6115e-10 | 4.5093e-10 | 1.092 | 0.1092% | 4.924e-11%
12 | 4 | 10 | 0 | 0 | 132.9876 | 13.3% | 0% | 12 | 4 | 10 | 0 | 0 | 132.9876 | 13.3% | 0%
12 | 4 | 11 | 0 | 0 | 222.2976 | 22.23% | 0% | 12 | 4 | 11 | 0 | 0 | 222.2976 | 22.23% | 0%
12 | 4 | 12 | 0 | 0 | 248.8728 | 24.89% | 0% | 12 | 4 | 12 | 0 | 0 | 248.8728 | 24.89% | 0%
12 | 4 | 13 | 0 | 0 | 297.5268 | 29.75% | 0% | 12 | 4 | 13 | 0 | 0 | 297.5268 | 29.75% | 0%
12 | 4 | 14 | 0 | 0 | 320.8272 | 32.08% | 0% | 12 | 4 | 14 | 0 | 0 | 320.8272 | 32.08% | 0%
12 | 4 | 15 | 0 | 0 | 141.9384 | 14.19% | 0% | 12 | 4 | 15 | 0 | 0 | 141.9384 | 14.19% | 0%
12 | 4 | 16 | 0 | 0 | 39.9552 | 3.996% | 0% | 12 | 4 | 16 | 0 | 0 | 39.9552 | 3.996% | 0%
12 | 4 | 17 | 0 | 0 | 0 | 0% | 0% | 12 | 4 | 17 | 0 | 0 | 0 | 0% | 0%
12 | 4 | 18 | 0 | 0 | 0 | 0% | 0% | 12 | 4 | 18 | 0 | 0 | 0 | 0% | 0%
12 | 4 | 19 | 0 | 0 | 0 | 0% | 0% | 12 | 4 | 19 | 0 | 0 | 0 | 0% | 0%
12 | 4 | 20 | 0 | 0 | 0 | 0% | 0% | 12 | 4 | 20 | 0 | 0 | 0 | 0% | 0%
12 | 4 | 21 | 0 | 0 | 0 | 0% | 0% | 12 | 4 | 21 | 0 | 0 | 0 | 0% | 0%
12 | 4 | 22 | 0 | 0 | 0 | 0% | 0% | 12 | 4 | 22 | 0 | 0 | 0 | 0% | 0%
12 | 4 | 23 | 0 | 0 | 0 | 0% | 0% | 12 | 4 | 23 | 0 | 0 | 0 | 0% | 0%
12 | 5 | 0 | 0 | 0 | 0 | 0% | 0% | 12 | 5 | 0 | 0 | 0 | 0 | 0% | 0%
12 | 5 | 1 | 0 | 0 | 0 | 0% | 0% | 12 | 5 | 1 | 0 | 0 | 0 | 0% | 0%
12 | 5 | 2 | 0 | 0 | 0 | 0% | 0% | 12 | 5 | 2 | 0 | 0 | 0 | 0% | 0%
12 | 5 | 3 | 0 | 0 | 0 | 0% | 0% | 12 | 5 | 3 | 0 | 0 | 0 | 0% | 0%
12 | 5 | 4 | 0 | 0 | 0 | 0% | 0% | 12 | 5 | 4 | 0 | 0 | 0 | 0% | 0%
12 | 5 | 5 | 0 | 0 | 0 | 0% | 0% | 12 | 5 | 5 | 0 | 0 | 0 | 0% | 0%
12 | 5 | 6 | 0 | 0 | 0 | 0% | 0% | 12 | 5 | 6 | 0 | 0 | 0 | 0% | 0%
12 | 5 | 7 | 0 | 0 | 0 | 0% | 0% | 12 | 5 | 7 | 0 | 0 | 0 | 0% | 0%
12 | 5 | 8 | 0 | 0 | 15.8076 | 1.581% | 0% | 12 | 5 | 8 | 0 | 0 | 15.8076 | 1.581% | 0%
12 | 5 | 9 | 0 | 0 | 26.3064 | 2.631% | 0% | 12 | 5 | 9 | 0 | 0 | 26.3064 | 2.631% | 0%
12 | 5 | 10 | 0 | 0 | 118.8588 | 11.89% | 0% | 12 | 5 | 10 | 0 | 0 | 118.8588 | 11.89% | 0%
12 | 5 | 11 | 0 | 0 | 162.534 | 16.25% | 0% | 12 | 5 | 11 | 0 | 0 | 162.534 | 16.25% | 0%
12 | 5 | 12 | 0 | 0 | 57.9708 | 5.797% | 0% | 12 | 5 | 12 | 0 | 0 | 57.9708 | 5.797% | 0%
12 | 5 | 13 | 0 | 0 | 208.4508 | 20.85% | 0% | 12 | 5 | 13 | 0 | 0 | 208.4508 | 20.85% | 0%
12 | 5 | 14 | 0 | 0 | 58.4604 | 5.846% | 0% | 12 | 5 | 14 | 0 | 0 | 58.4604 | 5.846% | 0%
12 | 5 | 15 | 0 | 0 | 5.6568 | 0.5657% | 0% | 12 | 5 | 15 | 0 | 0 | 5.6568 | 0.5657% | 0%
12 | 5 | 16 | 0 | 0 | 39.5616 | 3.956% | 0% | 12 | 5 | 16 | 0 | 0 | 39.5616 | 3.956% | 0%
12 | 5 | 17 | 0 | 0 | 0 | 0% | 0% | 12 | 5 | 17 | 0 | 0 | 0 | 0% | 0%
12 | 5 | 18 | 0 | 0 | 0 | 0% | 0% | 12 | 5 | 18 | 0 | 0 | 0 | 0% | 0%
12 | 5 | 19 | 0 | 0 | 0 | 0% | 0% | 12 | 5 | 19 | 0 | 0 | 0 | 0% | 0%
12 | 5 | 20 | 0 | 0 | 0 | 0% | 0% | 12 | 5 | 20 | 0 | 0 | 0 | 0% | 0%
12 | 5 | 21 | 0 | 0 | 0 | 0% | 0% | 12 | 5 | 21 | 0 | 0 | 0 | 0% | 0%
12 | 5 | 22 | 0 | 0 | 0 | 0% | 0% | 12 | 5 | 22 | 0 | 0 | 0 | 0% | 0%
12 | 5 | 23 | 0 | 0 | 0 | 0% | 0% | 12 | 5 | 23 | 0 | 0 | 0 | 0% | 0%
12 | 6 | 0 | 0 | 0 | 0 | 0% | 0% | 12 | 6 | 0 | 0 | 0 | 0 | 0% | 0%
12 | 6 | 1 | 0 | 0 | 0 | 0% | 0% | 12 | 6 | 1 | 0 | 0 | 0 | 0% | 0%
12 | 6 | 2 | 0 | 0 | 0 | 0% | 0% | 12 | 6 | 2 | 0 | 0 | 0 | 0% | 0%
12 | 6 | 3 | 0 | 0 | 0 | 0% | 0% | 12 | 6 | 3 | 0 | 0 | 0 | 0% | 0%
12 | 6 | 4 | 0 | 0 | 0 | 0% | 0% | 12 | 6 | 4 | 0 | 0 | 0 | 0% | 0%
12 | 6 | 5 | 0 | 0 | 0 | 0% | 0% | 12 | 6 | 5 | 0 | 0 | 0 | 0% | 0%
12 | 6 | 6 | 0 | 0 | 0 | 0% | 0% | 12 | 6 | 6 | 0 | 0 | 0 | 0% | 0%
12 | 6 | 7 | 0 | 0 | 0 | 0% | 0% | 12 | 6 | 7 | 0 | 0 | 0 | 0% | 0%
12 | 6 | 8 | 2.3554e-10 | 2.9635e-10 | 0.4176 | 0.04176% | 1.238e-11% | 12 | 6 | 8 | 2.3554e-10 | 2.9409e-10 | 0.4176 | 0.04176% | 1.228e-11%
12 | 6 | 9 | 4.7777e-10 | 6.011e-10 | 7.9704 | 0.797% | 4.791e-10% | 12 | 6 | 9 | 4.7777e-10 | 5.9653e-10 | 7.9704 | 0.797% | 4.755e-10%
12 | 6 | 10 | 5.2281e-10 | 6.5777e-10 | 86.3832 | 8.638% | 5.682e-09% | 12 | 6 | 10 | 5.2281e-10 | 6.5277e-10 | 86.3832 | 8.638% | 5.639e-09%
12 | 6 | 11 | 4.1673e-10 | 5.2431e-10 | 15.5436 | 1.554% | 8.15e-10% | 12 | 6 | 11 | 4.1673e-10 | 5.2032e-10 | 15.5436 | 1.554% | 8.088e-10%
12 | 6 | 12 | 2.4135e-10 | 3.0366e-10 | 96.7728 | 9.677% | 2.939e-09% | 12 | 6 | 12 | 2.4135e-10 | 3.0135e-10 | 96.7728 | 9.677% | 2.916e-09%
12 | 6 | 13 | 4.0241e-10 | 5.0629e-10 | 45.7356 | 4.574% | 2.316e-09% | 12 | 6 | 13 | 4.0241e-10 | 5.0244e-10 | 45.7356 | 4.574% | 2.298e-09%
12 | 6 | 14 | 0 | 0 | 31.752 | 3.175% | 0% | 12 | 6 | 14 | 0 | 0 | 31.752 | 3.175% | 0%
12 | 6 | 15 | 0 | 0 | 29.6208 | 2.962% | 0% | 12 | 6 | 15 | 0 | 0 | 29.6208 | 2.962% | 0%
12 | 6 | 16 | 0 | 0 | 4.77 | 0.477% | 0% | 12 | 6 | 16 | 0 | 0 | 4.77 | 0.477% | 0%
12 | 6 | 17 | 2.2543e-09 | 2.8363e-09 | 0 | 0% | 0% | 12 | 6 | 17 | 2.2543e-09 | 2.8147e-09 | 0 | 0% | 0%
12 | 6 | 18 | 4.378e-09 | 5.5082e-09 | 0 | 0% | 0% | 12 | 6 | 18 | 4.378e-09 | 5.4663e-09 | 0 | 0% | 0%
12 | 6 | 19 | 1.7251e-09 | 2.1705e-09 | 0 | 0% | 0% | 12 | 6 | 19 | 1.7251e-09 | 2.154e-09 | 0 | 0% | 0%
12 | 6 | 20 | 7.7043e-10 | 9.6932e-10 | 0 | 0% | 0% | 12 | 6 | 20 | 7.7043e-10 | 9.6195e-10 | 0 | 0% | 0%
12 | 6 | 21 | 0 | 0 | 0 | 0% | 0% | 12 | 6 | 21 | 0 | 0 | 0 | 0% | 0%
12 | 6 | 22 | 0 | 0 | 0 | 0% | 0% | 12 | 6 | 22 | 0 | 0 | 0 | 0% | 0%
12 | 6 | 23 | 0 | 0 | 0 | 0% | 0% | 12 | 6 | 23 | 0 | 0 | 0 | 0% | 0%
12 | 7 | 0 | 0 | 0 | 0 | 0% | 0% | 12 | 7 | 0 | 0 | 0 | 0 | 0% | 0%
12 | 7 | 1 | 0 | 0 | 0 | 0% | 0% | 12 | 7 | 1 | 0 | 0 | 0 | 0% | 0%
12 | 7 | 2 | 0 | 0 | 0 | 0% | 0% | 12 | 7 | 2 | 0 | 0 | 0 | 0% | 0%
12 | 7 | 3 | 0 | 0 | 0 | 0% | 0% | 12 | 7 | 3 | 0 | 0 | 0 | 0% | 0%
12 | 7 | 4 | 0 | 0 | 0 | 0% | 0% | 12 | 7 | 4 | 0 | 0 | 0 | 0% | 0%
12 | 7 | 5 | 0 | 0 | 0 | 0% | 0% | 12 | 7 | 5 | 0 | 0 | 0 | 0% | 0%
12 | 7 | 6 | 0 | 0 | 0 | 0% | 0% | 12 | 7 | 6 | 0 | 0 | 0 | 0% | 0%
12 | 7 | 7 | 0 | 0 | 0 | 0% | 0% | 12 | 7 | 7 | 0 | 0 | 0 | 0% | 0%
12 | 7 | 8 | 0 | 0 | 191.2692 | 19.13% | 0% | 12 | 7 | 8 | 0 | 0 | 191.2692 | 19.13% | 0%
12 | 7 | 9 | 0 | 0 | 369.6936 | 36.97% | 0% | 12 | 7 | 9 | 0 | 0 | 369.6936 | 36.97% | 0%
12 | 7 | 10 | 0 | 0 | 373.6224 | 37.36% | 0% | 12 | 7 | 10 | 0 | 0 | 373.6224 | 37.36% | 0%
12 | 7 | 11 | 0 | 0 | 650.7264 | 65.07% | 0% | 12 | 7 | 11 | 0 | 0 | 650.7264 | 65.07% | 0%
12 | 7 | 12 | 0 | 0 | 808.4568 | 80.85% | 0% | 12 | 7 | 12 | 0 | 0 | 808.4568 | 80.85% | 0%
12 | 7 | 13 | 0 | 0 | 463.7832 | 46.38% | 0% | 12 | 7 | 13 | 0 | 0 | 463.7832 | 46.38% | 0%
12 | 7 | 14 | 0 | 0 | 383.406 | 38.34% | 0% | 12 | 7 | 14 | 0 | 0 | 383.406 | 38.34% | 0%
12 | 7 | 15 | 0 | 0 | 138.0228 | 13.8% | 0% | 12 | 7 | 15 | 0 | 0 | 138.0228 | 13.8% | 0%
12 | 7 | 16 | 0 | 0 | 183.8232 | 18.38% | 0% | 12 | 7 | 16 | 0 | 0 | 183.8232 | 18.38% | 0%
12 | 7 | 17 | 0 | 0 | 0 | 0% | 0% | 12 | 7 | 17 | 0 | 0 | 0 | 0% | 0%
12 | 7 | 18 | 6.8482e-10 | 8.616e-10 | 0 | 0% | 0% | 12 | 7 | 18 | 6.8482e-10 | 8.5505e-10 | 0 | 0% | 0%
12 | 7 | 19 | 4.1673e-10 | 5.2431e-10 | 0 | 0% | 0% | 12 | 7 | 19 | 4.1673e-10 | 5.2032e-10 | 0 | 0% | 0%
12 | 7 | 20 | 4.7347e-10 | 5.957e-10 | 0 | 0% | 0% | 12 | 7 | 20 | 4.7347e-10 | 5.9117e-10 | 0 | 0% | 0%
12 | 7 | 21 | 0 | 0 | 0 | 0% | 0% | 12 | 7 | 21 | 0 | 0 | 0 | 0% | 0%
12 | 7 | 22 | 0 | 0 | 0 | 0% | 0% | 12 | 7 | 22 | 0 | 0 | 0 | 0% | 0%
12 | 7 | 23 | 0 | 0 | 0 | 0% | 0% | 12 | 7 | 23 | 0 | 0 | 0 | 0% | 0%
12 | 8 | 0 | 0 | 0 | 0 | 0% | 0% | 12 | 8 | 0 | 0 | 0 | 0 | 0% | 0%
12 | 8 | 1 | 0 | 0 | 0 | 0% | 0% | 12 | 8 | 1 | 0 | 0 | 0 | 0% | 0%
12 | 8 | 2 | 0 | 0 | 0 | 0% | 0% | 12 | 8 | 2 | 0 | 0 | 0 | 0% | 0%
12 | 8 | 3 | 0 | 0 | 0 | 0% | 0% | 12 | 8 | 3 | 0 | 0 | 0 | 0% | 0%
12 | 8 | 4 | 0 | 0 | 0 | 0% | 0% | 12 | 8 | 4 | 0 | 0 | 0 | 0% | 0%
12 | 8 | 5 | 0 | 0 | 0 | 0% | 0% | 12 | 8 | 5 | 0 | 0 | 0 | 0% | 0%
12 | 8 | 6 | 0 | 0 | 0 | 0% | 0% | 12 | 8 | 6 | 0 | 0 | 0 | 0% | 0%
12 | 8 | 7 | 2.3465e-09 | 2.9523e-09 | 0 | 0% | 0% | 12 | 8 | 7 | 2.3465e-09 | 2.9298e-09 | 0 | 0% | 0%
12 | 8 | 8 | 3.5071e-09 | 4.4125e-09 | 24.9864 | 2.499% | 1.103e-08% | 12 | 8 | 8 | 3.5071e-09 | 4.3789e-09 | 24.9864 | 2.499% | 1.094e-08%
12 | 8 | 9 | 2.8687e-09 | 3.6093e-09 | 14.742 | 1.474% | 5.321e-09% | 12 | 8 | 9 | 2.8687e-09 | 3.5818e-09 | 14.742 | 1.474% | 5.28e-09%
12 | 8 | 10 | 7.4207e-10 | 9.3364e-10 | 31.032 | 3.103% | 2.897e-09% | 12 | 8 | 10 | 7.5823e-10 | 9.4671e-10 | 31.032 | 3.103% | 2.938e-09%
12 | 8 | 11 | 0 | 0 | 114.6384 | 11.46% | 0% | 12 | 8 | 11 | 0 | 0 | 114.6384 | 11.46% | 0%
12 | 8 | 12 | 0 | 0 | 210.252 | 21.03% | 0% | 12 | 8 | 12 | 0 | 0 | 210.252 | 21.03% | 0%
12 | 8 | 13 | 0 | 0 | 671.0256 | 67.1% | 0% | 12 | 8 | 13 | 0 | 0 | 671.0256 | 67.1% | 0%
12 | 8 | 14 | 0 | 0 | 550.1316 | 55.01% | 0% | 12 | 8 | 14 | 0 | 0 | 550.1316 | 55.01% | 0%
12 | 8 | 15 | 0 | 0 | 366.9456 | 36.69% | 0% | 12 | 8 | 15 | 0 | 0 | 366.9456 | 36.69% | 0%
12 | 8 | 16 | 0 | 0 | 142.4556 | 14.25% | 0% | 12 | 8 | 16 | 0 | 0 | 142.4556 | 14.25% | 0%
12 | 8 | 17 | 8.8818e-10 | 1.1175e-09 | 0 | 0% | 0% | 12 | 8 | 17 | 8.8818e-10 | 1.109e-09 | 0 | 0% | 0%
12 | 8 | 18 | 3.7734e-09 | 4.7475e-09 | 0 | 0% | 0% | 12 | 8 | 18 | 3.7734e-09 | 4.7114e-09 | 0 | 0% | 0%
12 | 8 | 19 | 4.6767e-09 | 5.884e-09 | 0 | 0% | 0% | 12 | 8 | 19 | 4.6767e-09 | 5.8392e-09 | 0 | 0% | 0%
12 | 8 | 20 | 4.5649e-09 | 5.7434e-09 | 0 | 0% | 0% | 12 | 8 | 20 | 4.5649e-09 | 5.6997e-09 | 0 | 0% | 0%
12 | 8 | 21 | 2.0236e-09 | 2.546e-09 | 0 | 0% | 0% | 12 | 8 | 21 | 2.0236e-09 | 2.5267e-09 | 0 | 0% | 0%
12 | 8 | 22 | 0 | 0 | 0 | 0% | 0% | 12 | 8 | 22 | 0 | 0 | 0 | 0% | 0%
12 | 8 | 23 | 0 | 0 | 0 | 0% | 0% | 12 | 8 | 23 | 0 | 0 | 0 | 0% | 0%
12 | 9 | 0 | 0 | 0 | 0 | 0% | 0% | 12 | 9 | 0 | 0 | 0 | 0 | 0% | 0%
12 | 9 | 1 | 0 | 0 | 0 | 0% | 0% | 12 | 9 | 1 | 0 | 0 | 0 | 0% | 0%
12 | 9 | 2 | 0 | 0 | 0 | 0% | 0% | 12 | 9 | 2 | 0 | 0 | 0 | 0% | 0%
12 | 9 | 3 | 0 | 0 | 0 | 0% | 0% | 12 | 9 | 3 | 0 | 0 | 0 | 0% | 0%
12 | 9 | 4 | 0 | 0 | 0 | 0% | 0% | 12 | 9 | 4 | 0 | 0 | 0 | 0% | 0%
12 | 9 | 5 | 0 | 0 | 0 | 0% | 0% | 12 | 9 | 5 | 0 | 0 | 0 | 0% | 0%
12 | 9 | 6 | 0 | 0 | 0 | 0% | 0% | 12 | 9 | 6 | 0 | 0 | 0 | 0% | 0%
12 | 9 | 7 | 1.5985e-09 | 2.0112e-09 | 0 | 0% | 0% | 12 | 9 | 7 | 1.5985e-09 | 1.9959e-09 | 0 | 0% | 0%
12 | 9 | 8 | 2.4049e-09 | 3.0257e-09 | 146.2956 | 14.63% | 4.427e-08% | 12 | 9 | 8 | 2.4049e-09 | 3.0027e-09 | 146.2956 | 14.63% | 4.393e-08%
12 | 9 | 9 | 3.0104e-09 | 3.7876e-09 | 66.7788 | 6.678% | 2.529e-08% | 12 | 9 | 9 | 3.0104e-09 | 3.7588e-09 | 66.7788 | 6.678% | 2.51e-08%
12 | 9 | 10 | 3.3453e-09 | 4.2089e-09 | 66.4728 | 6.647% | 2.798e-08% | 12 | 9 | 10 | 3.3453e-09 | 4.1769e-09 | 66.4728 | 6.647% | 2.777e-08%
12 | 9 | 11 | 2.507e-09 | 3.1542e-09 | 83.3904 | 8.339% | 2.63e-08% | 12 | 9 | 11 | 2.507e-09 | 3.1302e-09 | 83.3904 | 8.339% | 2.61e-08%
12 | 9 | 12 | 2.4458e-09 | 3.0772e-09 | 135.5904 | 13.56% | 4.172e-08% | 12 | 9 | 12 | 2.4458e-09 | 3.0538e-09 | 135.5904 | 13.56% | 4.141e-08%
12 | 9 | 13 | 2.0408e-09 | 2.5676e-09 | 184.044 | 18.4% | 4.726e-08% | 12 | 9 | 13 | 2.0408e-09 | 2.5481e-09 | 184.044 | 18.4% | 4.69e-08%
12 | 9 | 14 | 1.1525e-09 | 1.45e-09 | 99 | 9.9% | 1.435e-08% | 12 | 9 | 14 | 1.1525e-09 | 1.439e-09 | 99 | 9.9% | 1.425e-08%
12 | 9 | 15 | 4.4798e-10 | 5.6363e-10 | 95.0136 | 9.501% | 5.355e-09% | 12 | 9 | 15 | 4.4798e-10 | 5.5935e-10 | 95.0136 | 9.501% | 5.315e-09%
12 | 9 | 16 | 3.1975e-10 | 4.0229e-10 | 190.2516 | 19.03% | 7.654e-09% | 12 | 9 | 16 | 3.1975e-10 | 3.9923e-10 | 190.2516 | 19.03% | 7.595e-09%
12 | 9 | 17 | 3.2627e-09 | 4.105e-09 | 0 | 0% | 0% | 12 | 9 | 17 | 3.2627e-09 | 4.0738e-09 | 0 | 0% | 0%
12 | 9 | 18 | 4.0014e-09 | 5.0343e-09 | 0 | 0% | 0% | 12 | 9 | 18 | 4.0014e-09 | 4.996e-09 | 0 | 0% | 0%
12 | 9 | 19 | 2.6074e-09 | 3.2804e-09 | 0 | 0% | 0% | 12 | 9 | 19 | 2.6074e-09 | 3.2555e-09 | 0 | 0% | 0%
12 | 9 | 20 | 1.283e-09 | 1.6143e-09 | 0 | 0% | 0% | 12 | 9 | 20 | 1.283e-09 | 1.602e-09 | 0 | 0% | 0%
12 | 9 | 21 | 4.5189e-10 | 5.6855e-10 | 0 | 0% | 0% | 12 | 9 | 21 | 4.5189e-10 | 5.6423e-10 | 0 | 0% | 0%
12 | 9 | 22 | 0 | 0 | 0 | 0% | 0% | 12 | 9 | 22 | 0 | 0 | 0 | 0% | 0%
12 | 9 | 23 | 0 | 0 | 0 | 0% | 0% | 12 | 9 | 23 | 0 | 0 | 0 | 0% | 0%
12 | 10 | 0 | 0 | 0 | 0 | 0% | 0% | 12 | 10 | 0 | 0 | 0 | 0 | 0% | 0%
12 | 10 | 1 | 0 | 0 | 0 | 0% | 0% | 12 | 10 | 1 | 0 | 0 | 0 | 0% | 0%
12 | 10 | 2 | 0 | 0 | 0 | 0% | 0% | 12 | 10 | 2 | 0 | 0 | 0 | 0% | 0%
12 | 10 | 3 | 0 | 0 | 0 | 0% | 0% | 12 | 10 | 3 | 0 | 0 | 0 | 0% | 0%
12 | 10 | 4 | 0 | 0 | 0 | 0% | 0% | 12 | 10 | 4 | 0 | 0 | 0 | 0% | 0%
12 | 10 | 5 | 0 | 0 | 0 | 0% | 0% | 12 | 10 | 5 | 0 | 0 | 0 | 0% | 0%
12 | 10 | 6 | 0 | 0 | 0 | 0% | 0% | 12 | 10 | 6 | 0 | 0 | 0 | 0% | 0%
12 | 10 | 7 | 0 | 0 | 0 | 0% | 0% | 12 | 10 | 7 | 0 | 0 | 0 | 0% | 0%
12 | 10 | 8 | 2.3941e-10 | 3.0121e-10 | 151.9032 | 15.19% | 4.575e-09% | 12 | 10 | 8 | 2.3941e-10 | 2.9892e-10 | 151.9032 | 15.19% | 4.541e-09%
12 | 10 | 9 | 3.2497e-10 | 4.0887e-10 | 438.4824 | 43.85% | 1.793e-08% | 12 | 10 | 9 | 3.2497e-10 | 4.0576e-10 | 438.4824 | 43.85% | 1.779e-08%
12 | 10 | 10 | 4.6961e-10 | 5.9084e-10 | 404.9748 | 40.5% | 2.393e-08% | 12 | 10 | 10 | 4.6961e-10 | 5.8635e-10 | 404.9748 | 40.5% | 2.375e-08%
12 | 10 | 11 | 0 | 0 | 784.7556 | 78.48% | 0% | 12 | 10 | 11 | 0 | 0 | 784.7556 | 78.48% | 0%
12 | 10 | 12 | 0 | 0 | 821.2044 | 82.12% | 0% | 12 | 10 | 12 | 0 | 0 | 821.2044 | 82.12% | 0%
12 | 10 | 13 | 0 | 0 | 782.16 | 78.22% | 0% | 12 | 10 | 13 | 0 | 0 | 782.16 | 78.22% | 0%
12 | 10 | 14 | 0 | 0 | 670.1556 | 67.02% | 0% | 12 | 10 | 14 | 0 | 0 | 670.1556 | 67.02% | 0%
12 | 10 | 15 | 0 | 0 | 484.1904 | 48.42% | 0% | 12 | 10 | 15 | 0 | 0 | 484.1904 | 48.42% | 0%
12 | 10 | 16 | 0 | 0 | 225.2712 | 22.53% | 0% | 12 | 10 | 16 | 0 | 0 | 225.2712 | 22.53% | 0%
12 | 10 | 17 | 9.4448e-10 | 1.1883e-09 | 0 | 0% | 0% | 12 | 10 | 17 | 9.4448e-10 | 1.1793e-09 | 0 | 0% | 0%
12 | 10 | 18 | 2.1794e-09 | 2.7421e-09 | 0 | 0% | 0% | 12 | 10 | 18 | 2.1794e-09 | 2.7212e-09 | 0 | 0% | 0%
12 | 10 | 19 | 1.0689e-09 | 1.3448e-09 | 0 | 0% | 0% | 12 | 10 | 19 | 1.0689e-09 | 1.3346e-09 | 0 | 0% | 0%
12 | 10 | 20 | 3.9803e-10 | 5.0078e-10 | 0 | 0% | 0% | 12 | 10 | 20 | 3.9803e-10 | 4.9697e-10 | 0 | 0% | 0%
12 | 10 | 21 | 0 | 0 | 0 | 0% | 0% | 12 | 10 | 21 | 0 | 0 | 0 | 0% | 0%
12 | 10 | 22 | 0 | 0 | 0 | 0% | 0% | 12 | 10 | 22 | 0 | 0 | 0 | 0% | 0%
12 | 10 | 23 | 0 | 0 | 0 | 0% | 0% | 12 | 10 | 23 | 0 | 0 | 0 | 0% | 0%
12 | 11 | 0 | 0 | 0 | 0 | 0% | 0% | 12 | 11 | 0 | 0 | 0 | 0 | 0% | 0%
12 | 11 | 1 | 0 | 0 | 0 | 0% | 0% | 12 | 11 | 1 | 0 | 0 | 0 | 0% | 0%
12 | 11 | 2 | 0 | 0 | 0 | 0% | 0% | 12 | 11 | 2 | 0 | 0 | 0 | 0% | 0%
12 | 11 | 3 | 0 | 0 | 0 | 0% | 0% | 12 | 11 | 3 | 0 | 0 | 0 | 0% | 0%
12 | 11 | 4 | 0 | 0 | 0 | 0% | 0% | 12 | 11 | 4 | 0 | 0 | 0 | 0% | 0%
12 | 11 | 5 | 0 | 0 | 0 | 0% | 0% | 12 | 11 | 5 | 0 | 0 | 0 | 0% | 0%
12 | 11 | 6 | 0 | 0 | 0 | 0% | 0% | 12 | 11 | 6 | 0 | 0 | 0 | 0% | 0%
12 | 11 | 7 | 0 | 0 | 0 | 0% | 0% | 12 | 11 | 7 | 0 | 0 | 0 | 0% | 0%
12 | 11 | 8 | 0 | 0 | 169.3068 | 16.93% | 0% | 12 | 11 | 8 | 0 | 0 | 169.3068 | 16.93% | 0%
12 | 11 | 9 | 0 | 0 | 436.3836 | 43.64% | 0% | 12 | 11 | 9 | 0 | 0 | 436.3836 | 43.64% | 0%
12 | 11 | 10 | 0 | 0 | 627.6312 | 62.76% | 0% | 12 | 11 | 10 | 0 | 0 | 627.6312 | 62.76% | 0%
12 | 11 | 11 | 0 | 0 | 738.8076 | 73.88% | 0% | 12 | 11 | 11 | 0 | 0 | 738.8076 | 73.88% | 0%
12 | 11 | 12 | 0 | 0 | 787.9776 | 78.8% | 0% | 12 | 11 | 12 | 0 | 0 | 787.9776 | 78.8% | 0%
12 | 11 | 13 | 0 | 0 | 745.2456 | 74.52% | 0% | 12 | 11 | 13 | 0 | 0 | 745.2456 | 74.52% | 0%
12 | 11 | 14 | 0 | 0 | 641.13 | 64.11% | 0% | 12 | 11 | 14 | 0 | 0 | 641.13 | 64.11% | 0%
12 | 11 | 15 | 0 | 0 | 456.8112 | 45.68% | 0% | 12 | 11 | 15 | 0 | 0 | 456.8112 | 45.68% | 0%
12 | 11 | 16 | 0 | 0 | 202.6896 | 20.27% | 0% | 12 | 11 | 16 | 0 | 0 | 202.6896 | 20.27% | 0%
12 | 11 | 17 | 7.6359e-10 | 9.6071e-10 | 0 | 0% | 0% | 12 | 11 | 17 | 7.6359e-10 | 9.534e-10 | 0 | 0% | 0%
12 | 11 | 18 | 2.2157e-09 | 2.7877e-09 | 0 | 0% | 0% | 12 | 11 | 18 | 2.2157e-09 | 2.7665e-09 | 0 | 0% | 0%
12 | 11 | 19 | 1.545e-09 | 1.9439e-09 | 0 | 0% | 0% | 12 | 11 | 19 | 1.545e-09 | 1.9291e-09 | 0 | 0% | 0%
12 | 11 | 20 | 4.4447e-10 | 5.5921e-10 | 0 | 0% | 0% | 12 | 11 | 20 | 4.4447e-10 | 5.5496e-10 | 0 | 0% | 0%
12 | 11 | 21 | 0 | 0 | 0 | 0% | 0% | 12 | 11 | 21 | 0 | 0 | 0 | 0% | 0%
12 | 11 | 22 | 0 | 0 | 0 | 0% | 0% | 12 | 11 | 22 | 0 | 0 | 0 | 0% | 0%
12 | 11 | 23 | 0 | 0 | 0 | 0% | 0% | 12 | 11 | 23 | 0 | 0 | 0 | 0% | 0%
12 | 12 | 0 | 0 | 0 | 0 | 0% | 0% | 12 | 12 | 0 | 0 | 0 | 0 | 0% | 0%
12 | 12 | 1 | 0 | 0 | 0 | 0% | 0% | 12 | 12 | 1 | 0 | 0 | 0 | 0% | 0%
12 | 12 | 2 | 0 | 0 | 0 | 0% | 0% | 12 | 12 | 2 | 0 | 0 | 0 | 0% | 0%
12 | 12 | 3 | 0 | 0 | 0 | 0% | 0% | 12 | 12 | 3 | 0 | 0 | 0 | 0% | 0%
12 | 12 | 4 | 0 | 0 | 0 | 0% | 0% | 12 | 12 | 4 | 0 | 0 | 0 | 0% | 0%
12 | 12 | 5 | 0 | 0 | 0 | 0% | 0% | 12 | 12 | 5 | 0 | 0 | 0 | 0% | 0%
12 | 12 | 6 | 0 | 0 | 0 | 0% | 0% | 12 | 12 | 6 | 0 | 0 | 0 | 0% | 0%
12 | 12 | 7 | 0 | 0 | 0 | 0% | 0% | 12 | 12 | 7 | 0 | 0 | 0 | 0% | 0%
12 | 12 | 8 | 0 | 0 | 188.0736 | 18.81% | 0% | 12 | 12 | 8 | 0 | 0 | 188.0736 | 18.81% | 0%
12 | 12 | 9 | 0 | 0 | 449.4972 | 44.95% | 0% | 12 | 12 | 9 | 0 | 0 | 449.4972 | 44.95% | 0%
12 | 12 | 10 | 0 | 0 | 648.1956 | 64.82% | 0% | 12 | 12 | 10 | 0 | 0 | 648.1956 | 64.82% | 0%
12 | 12 | 11 | 0 | 0 | 757.2888 | 75.73% | 0% | 12 | 12 | 11 | 0 | 0 | 757.2888 | 75.73% | 0%
12 | 12 | 12 | 0 | 0 | 789.5868 | 78.96% | 0% | 12 | 12 | 12 | 0 | 0 | 789.5868 | 78.96% | 0%
12 | 12 | 13 | 0 | 0 | 765.6996 | 76.57% | 0% | 12 | 12 | 13 | 0 | 0 | 765.6996 | 76.57% | 0%
12 | 12 | 14 | 0 | 0 | 654.1692 | 65.42% | 0% | 12 | 12 | 14 | 0 | 0 | 654.1692 | 65.42% | 0%
12 | 12 | 15 | 0 | 0 | 464.9928 | 46.5% | 0% | 12 | 12 | 15 | 0 | 0 | 464.9928 | 46.5% | 0%
12 | 12 | 16 | 0 | 0 | 218.7576 | 21.88% | 0% | 12 | 12 | 16 | 0 | 0 | 218.7576 | 21.88% | 0%
12 | 12 | 17 | 0 | 0 | 0 | 0% | 0% | 12 | 12 | 17 | 0 | 0 | 0 | 0% | 0%
12 | 12 | 18 | 1.1909e-10 | 1.4983e-10 | 0 | 0% | 0% | 12 | 12 | 18 | 1.1909e-10 | 1.4869e-10 | 0 | 0% | 0%
12 | 12 | 19 | 0 | 0 | 0 | 0% | 0% | 12 | 12 | 19 | 0 | 0 | 0 | 0% | 0%
12 | 12 | 20 | 0 | 0 | 0 | 0% | 0% | 12 | 12 | 20 | 0 | 0 | 0 | 0% | 0%
12 | 12 | 21 | 0 | 0 | 0 | 0% | 0% | 12 | 12 | 21 | 0 | 0 | 0 | 0% | 0%
12 | 12 | 22 | 0 | 0 | 0 | 0% | 0% | 12 | 12 | 22 | 0 | 0 | 0 | 0% | 0%
12 | 12 | 23 | 0 | 0 | 0 | 0% | 0% | 12 | 12 | 23 | 0 | 0 | 0 | 0% | 0%
12 | 13 | 0 | 0 | 0 | 0 | 0% | 0% | 12 | 13 | 0 | 0 | 0 | 0 | 0% | 0%
12 | 13 | 1 | 0 | 0 | 0 | 0% | 0% | 12 | 13 | 1 | 0 | 0 | 0 | 0% | 0%
12 | 13 | 2 | 0 | 0 | 0 | 0% | 0% | 12 | 13 | 2 | 0 | 0 | 0 | 0% | 0%
12 | 13 | 3 | 0 | 0 | 0 | 0% | 0% | 12 | 13 | 3 | 0 | 0 | 0 | 0% | 0%
12 | 13 | 4 | 0 | 0 | 0 | 0% | 0% | 12 | 13 | 4 | 0 | 0 | 0 | 0% | 0%
12 | 13 | 5 | 0 | 0 | 0 | 0% | 0% | 12 | 13 | 5 | 0 | 0 | 0 | 0% | 0%
12 | 13 | 6 | 1.2933e-09 | 1.6271e-09 | 0 | 0% | 0% | 12 | 13 | 6 | 1.2933e-09 | 1.6148e-09 | 0 | 0% | 0%
12 | 13 | 7 | 1.9776e-08 | 2.4881e-08 | 0 | 0% | 0% | 12 | 13 | 7 | 1.9776e-08 | 2.4692e-08 | 0 | 0% | 0%
12 | 13 | 8 | 2.5163e-08 | 3.1659e-08 | 155.6784 | 15.57% | 4.929e-07% | 12 | 13 | 8 | 2.5163e-08 | 3.1419e-08 | 155.6784 | 15.57% | 4.891e-07%
12 | 13 | 9 | 4.7072e-08 | 5.9224e-08 | 419.0544 | 41.91% | 2.482e-06% | 12 | 13 | 9 | 4.7408e-08 | 5.9192e-08 | 419.0544 | 41.91% | 2.48e-06%
12 | 13 | 10 | 8.4755e-08 | 1.0663e-07 | 624.2688 | 62.43% | 6.657e-06% | 12 | 13 | 10 | 8.4755e-08 | 1.0582e-07 | 624.2688 | 62.43% | 6.606e-06%
12 | 13 | 11 | 6.275e-08 | 7.8949e-08 | 617.4036 | 61.74% | 4.874e-06% | 12 | 13 | 11 | 6.3213e-08 | 7.8927e-08 | 617.4036 | 61.74% | 4.873e-06%
12 | 13 | 12 | 6.003e-08 | 7.5527e-08 | 552.6648 | 55.27% | 4.174e-06% | 12 | 13 | 12 | 6.0472e-08 | 7.5504e-08 | 552.6648 | 55.27% | 4.173e-06%
12 | 13 | 13 | 6.1785e-08 | 7.7736e-08 | 631.5612 | 63.16% | 4.909e-06% | 12 | 13 | 13 | 6.1785e-08 | 7.7144e-08 | 631.5612 | 63.16% | 4.872e-06%
12 | 13 | 14 | 4.3027e-08 | 5.4134e-08 | 487.2132 | 48.72% | 2.637e-06% | 12 | 13 | 14 | 4.3027e-08 | 5.3722e-08 | 487.2132 | 48.72% | 2.617e-06%
12 | 13 | 15 | 4.7408e-08 | 5.9646e-08 | 136.9824 | 13.7% | 8.17e-07% | 12 | 13 | 15 | 4.7408e-08 | 5.9192e-08 | 136.9824 | 13.7% | 8.108e-07%
12 | 13 | 16 | 6.6092e-08 | 8.3153e-08 | 44.9376 | 4.494% | 3.737e-07% | 12 | 13 | 16 | 6.6092e-08 | 8.2521e-08 | 44.9376 | 4.494% | 3.708e-07%
12 | 13 | 17 | 1.7217e-07 | 2.1662e-07 | 0 | 0% | 0% | 12 | 13 | 17 | 1.7217e-07 | 2.1497e-07 | 0 | 0% | 0%
12 | 13 | 18 | 4.327e-07 | 5.4441e-07 | 0 | 0% | 0% | 12 | 13 | 18 | 4.327e-07 | 5.4027e-07 | 0 | 0% | 0%
12 | 13 | 19 | 4.2368e-07 | 5.3305e-07 | 0 | 0% | 0% | 12 | 13 | 19 | 4.2368e-07 | 5.29e-07 | 0 | 0% | 0%
12 | 13 | 20 | 5.5583e-07 | 6.9932e-07 | 0 | 0% | 0% | 12 | 13 | 20 | 5.5583e-07 | 6.94e-07 | 0 | 0% | 0%
12 | 13 | 21 | 2.2953e-07 | 2.8878e-07 | 0 | 0% | 0% | 12 | 13 | 21 | 2.2953e-07 | 2.8658e-07 | 0 | 0% | 0%
12 | 13 | 22 | 6.0906e-08 | 7.6629e-08 | 0 | 0% | 0% | 12 | 13 | 22 | 6.0906e-08 | 7.6046e-08 | 0 | 0% | 0%
12 | 13 | 23 | 8.9459e-09 | 1.1255e-08 | 0 | 0% | 0% | 12 | 13 | 23 | 8.9459e-09 | 1.117e-08 | 0 | 0% | 0%
12 | 14 | 0 | 1.9901e-09 | 2.5039e-09 | 0 | 0% | 0% | 12 | 14 | 0 | 1.9901e-09 | 2.4848e-09 | 0 | 0% | 0%
12 | 14 | 1 | 5.573e-10 | 7.0117e-10 | 0 | 0% | 0% | 12 | 14 | 1 | 5.573e-10 | 6.9584e-10 | 0 | 0% | 0%
12 | 14 | 2 | 0 | 0 | 0 | 0% | 0% | 12 | 14 | 2 | 0 | 0 | 0 | 0% | 0%
12 | 14 | 3 | 0 | 0 | 0 | 0% | 0% | 12 | 14 | 3 | 0 | 0 | 0 | 0% | 0%
12 | 14 | 4 | 3.249e-10 | 4.0877e-10 | 0 | 0% | 0% | 12 | 14 | 4 | 3.249e-10 | 4.0566e-10 | 0 | 0% | 0%
12 | 14 | 5 | 3.6833e-09 | 4.6342e-09 | 0 | 0% | 0% | 12 | 14 | 5 | 3.6833e-09 | 4.5989e-09 | 0 | 0% | 0%
12 | 14 | 6 | 8.5378e-08 | 1.0742e-07 | 0 | 0% | 0% | 12 | 14 | 6 | 8.5378e-08 | 1.066e-07 | 0 | 0% | 0%
12 | 14 | 7 | 5.6359e-07 | 7.0908e-07 | 0 | 0% | 0% | 12 | 14 | 7 | 5.6359e-07 | 7.0369e-07 | 0 | 0% | 0%
12 | 14 | 8 | 6.2123e-07 | 7.816e-07 | 27.8928 | 2.789% | 2.18e-06% | 12 | 14 | 8 | 6.2123e-07 | 7.7566e-07 | 27.8928 | 2.789% | 2.164e-06%
12 | 14 | 9 | 5.5223e-07 | 6.9479e-07 | 31.6248 | 3.162% | 2.197e-06% | 12 | 14 | 9 | 5.5223e-07 | 6.895e-07 | 31.6248 | 3.162% | 2.181e-06%
12 | 14 | 10 | 5.6379e-07 | 7.0933e-07 | 6.8784 | 0.6878% | 4.879e-07% | 12 | 14 | 10 | 5.6379e-07 | 7.0393e-07 | 6.8784 | 0.6878% | 4.842e-07%
12 | 14 | 11 | 4.2686e-07 | 5.3706e-07 | 15.5508 | 1.555% | 8.352e-07% | 12 | 14 | 11 | 4.2686e-07 | 5.3297e-07 | 15.5508 | 1.555% | 8.288e-07%
12 | 14 | 12 | 2.819e-07 | 3.5467e-07 | 51.0516 | 5.105% | 1.811e-06% | 12 | 14 | 12 | 2.819e-07 | 3.5197e-07 | 51.0516 | 5.105% | 1.797e-06%
12 | 14 | 13 | 2.2331e-07 | 2.8096e-07 | 12.2832 | 1.228% | 3.451e-07% | 12 | 14 | 13 | 2.2331e-07 | 2.7882e-07 | 12.2832 | 1.228% | 3.425e-07%
12 | 14 | 14 | 1.511e-07 | 1.901e-07 | 512.5092 | 51.25% | 9.743e-06% | 12 | 14 | 14 | 1.5222e-07 | 1.9006e-07 | 512.5092 | 51.25% | 9.741e-06%
12 | 14 | 15 | 1.5558e-07 | 1.9574e-07 | 335.2512 | 33.53% | 6.562e-06% | 12 | 14 | 15 | 1.5558e-07 | 1.9425e-07 | 335.2512 | 33.53% | 6.512e-06%
12 | 14 | 16 | 2.2785e-07 | 2.8667e-07 | 132.4704 | 13.25% | 3.798e-06% | 12 | 14 | 16 | 2.2785e-07 | 2.8449e-07 | 132.4704 | 13.25% | 3.769e-06%
12 | 14 | 17 | 6.0871e-07 | 7.6585e-07 | 0 | 0% | 0% | 12 | 14 | 17 | 6.0871e-07 | 7.6002e-07 | 0 | 0% | 0%
12 | 14 | 18 | 1.6998e-06 | 2.1386e-06 | 0 | 0% | 0% | 12 | 14 | 18 | 1.6998e-06 | 2.1224e-06 | 0 | 0% | 0%
12 | 14 | 19 | 1.7777e-06 | 2.2366e-06 | 0 | 0% | 0% | 12 | 14 | 19 | 1.7777e-06 | 2.2195e-06 | 0 | 0% | 0%
12 | 14 | 20 | 1.5e-06 | 1.8873e-06 | 0 | 0% | 0% | 12 | 14 | 20 | 1.5e-06 | 1.8729e-06 | 0 | 0% | 0%
12 | 14 | 21 | 7.5115e-07 | 9.4506e-07 | 0 | 0% | 0% | 12 | 14 | 21 | 7.5115e-07 | 9.3787e-07 | 0 | 0% | 0%
12 | 14 | 22 | 2.232e-07 | 2.8081e-07 | 0 | 0% | 0% | 12 | 14 | 22 | 2.232e-07 | 2.7868e-07 | 0 | 0% | 0%
12 | 14 | 23 | 3.1317e-08 | 3.9401e-08 | 0 | 0% | 0% | 12 | 14 | 23 | 3.1317e-08 | 3.9101e-08 | 0 | 0% | 0%
12 | 15 | 0 | 5.554e-09 | 6.9877e-09 | 0 | 0% | 0% | 12 | 15 | 0 | 5.554e-09 | 6.9346e-09 | 0 | 0% | 0%
12 | 15 | 1 | 3.06e-09 | 3.85e-09 | 0 | 0% | 0% | 12 | 15 | 1 | 3.06e-09 | 3.8207e-09 | 0 | 0% | 0%
12 | 15 | 2 | 2.9616e-09 | 3.7261e-09 | 0 | 0% | 0% | 12 | 15 | 2 | 2.9616e-09 | 3.6977e-09 | 0 | 0% | 0%
12 | 15 | 3 | 2.8238e-09 | 3.5527e-09 | 0 | 0% | 0% | 12 | 15 | 3 | 2.8238e-09 | 3.5257e-09 | 0 | 0% | 0%
12 | 15 | 4 | 4.8341e-09 | 6.082e-09 | 0 | 0% | 0% | 12 | 15 | 4 | 4.8341e-09 | 6.0357e-09 | 0 | 0% | 0%
12 | 15 | 5 | 2.1229e-08 | 2.6709e-08 | 0 | 0% | 0% | 12 | 15 | 5 | 2.1229e-08 | 2.6506e-08 | 0 | 0% | 0%
12 | 15 | 6 | 6.7122e-07 | 8.4449e-07 | 0 | 0% | 0% | 12 | 15 | 6 | 6.7122e-07 | 8.3807e-07 | 0 | 0% | 0%
12 | 15 | 7 | 2.7422e-06 | 3.4501e-06 | 0 | 0% | 0% | 12 | 15 | 7 | 2.7422e-06 | 3.4238e-06 | 0 | 0% | 0%
12 | 15 | 8 | 2.3671e-06 | 2.9782e-06 | 1.6572 | 0.1657% | 4.935e-07% | 12 | 15 | 8 | 2.3671e-06 | 2.9555e-06 | 1.6572 | 0.1657% | 4.898e-07%
12 | 15 | 9 | 1.2613e-06 | 1.5869e-06 | 20.3424 | 2.034% | 3.228e-06% | 12 | 15 | 9 | 1.2707e-06 | 1.5866e-06 | 20.3424 | 2.034% | 3.227e-06%
12 | 15 | 10 | 3.8271e-07 | 4.8151e-07 | 75.774 | 7.577% | 3.649e-06% | 12 | 15 | 10 | 3.8271e-07 | 4.7784e-07 | 75.774 | 7.577% | 3.621e-06%
12 | 15 | 11 | 9.2843e-08 | 1.1681e-07 | 48.126 | 4.813% | 5.622e-07% | 12 | 15 | 11 | 9.3535e-08 | 1.1679e-07 | 48.126 | 4.813% | 5.62e-07%
12 | 15 | 12 | 4.6092e-08 | 5.7991e-08 | 89.3172 | 8.932% | 5.18e-07% | 12 | 15 | 12 | 4.678e-08 | 5.8409e-08 | 89.3172 | 8.932% | 5.217e-07%
12 | 15 | 13 | 1.8903e-08 | 2.3782e-08 | 162.0864 | 16.21% | 3.855e-07% | 12 | 15 | 13 | 1.8903e-08 | 2.3601e-08 | 162.0864 | 16.21% | 3.825e-07%
12 | 15 | 14 | 5.923e-09 | 7.4521e-09 | 95.2632 | 9.526% | 7.099e-08% | 12 | 15 | 14 | 5.923e-09 | 7.3954e-09 | 95.2632 | 9.526% | 7.045e-08%
12 | 15 | 15 | 3.7765e-09 | 4.7514e-09 | 126.8148 | 12.68% | 6.025e-08% | 12 | 15 | 15 | 3.7765e-09 | 4.7153e-09 | 126.8148 | 12.68% | 5.98e-08%
12 | 15 | 16 | 5.3332e-09 | 6.71e-09 | 206.7312 | 20.67% | 1.387e-07% | 12 | 15 | 16 | 5.3332e-09 | 6.659e-09 | 206.7312 | 20.67% | 1.377e-07%
12 | 15 | 17 | 4.4991e-08 | 5.6605e-08 | 0 | 0% | 0% | 12 | 15 | 17 | 4.4991e-08 | 5.6175e-08 | 0 | 0% | 0%
12 | 15 | 18 | 2.232e-07 | 2.8081e-07 | 0 | 0% | 0% | 12 | 15 | 18 | 2.232e-07 | 2.7868e-07 | 0 | 0% | 0%
12 | 15 | 19 | 3.0281e-07 | 3.8097e-07 | 0 | 0% | 0% | 12 | 15 | 19 | 3.0281e-07 | 3.7808e-07 | 0 | 0% | 0%
12 | 15 | 20 | 3.7169e-07 | 4.6764e-07 | 0 | 0% | 0% | 12 | 15 | 20 | 3.7169e-07 | 4.6409e-07 | 0 | 0% | 0%
12 | 15 | 21 | 2.3795e-07 | 2.9937e-07 | 0 | 0% | 0% | 12 | 15 | 21 | 2.3795e-07 | 2.9709e-07 | 0 | 0% | 0%
12 | 15 | 22 | 7.2322e-08 | 9.0992e-08 | 0 | 0% | 0% | 12 | 15 | 22 | 7.2322e-08 | 9.03e-08 | 0 | 0% | 0%
12 | 15 | 23 | 7.1038e-09 | 8.9377e-09 | 0 | 0% | 0% | 12 | 15 | 23 | 7.1038e-09 | 8.8697e-09 | 0 | 0% | 0%
12 | 16 | 0 | 1.9566e-09 | 2.4617e-09 | 0 | 0% | 0% | 12 | 16 | 0 | 1.9566e-09 | 2.443e-09 | 0 | 0% | 0%
12 | 16 | 1 | 1.0512e-09 | 1.3225e-09 | 0 | 0% | 0% | 12 | 16 | 1 | 1.0512e-09 | 1.3125e-09 | 0 | 0% | 0%
12 | 16 | 2 | 7.7043e-10 | 9.6932e-10 | 0 | 0% | 0% | 12 | 16 | 2 | 7.7043e-10 | 9.6195e-10 | 0 | 0% | 0%
12 | 16 | 3 | 6.5596e-10 | 8.253e-10 | 0 | 0% | 0% | 12 | 16 | 3 | 6.5596e-10 | 8.1902e-10 | 0 | 0% | 0%
12 | 16 | 4 | 1.6385e-09 | 2.0615e-09 | 0 | 0% | 0% | 12 | 16 | 4 | 1.6385e-09 | 2.0458e-09 | 0 | 0% | 0%
12 | 16 | 5 | 7.2717e-09 | 9.149e-09 | 0 | 0% | 0% | 12 | 16 | 5 | 7.2717e-09 | 9.0794e-09 | 0 | 0% | 0%
12 | 16 | 6 | 2.2475e-07 | 2.8277e-07 | 0 | 0% | 0% | 12 | 16 | 6 | 2.2475e-07 | 2.8061e-07 | 0 | 0% | 0%
12 | 16 | 7 | 1.1788e-06 | 1.4831e-06 | 0 | 0% | 0% | 12 | 16 | 7 | 1.1788e-06 | 1.4718e-06 | 0 | 0% | 0%
12 | 16 | 8 | 7.5656e-07 | 9.5187e-07 | 12.54 | 1.254% | 1.194e-06% | 12 | 16 | 8 | 7.5656e-07 | 9.4463e-07 | 12.54 | 1.254% | 1.185e-06%
12 | 16 | 9 | 2.5026e-07 | 3.1486e-07 | 114.5676 | 11.46% | 3.607e-06% | 12 | 16 | 9 | 2.5026e-07 | 3.1247e-07 | 114.5676 | 11.46% | 3.58e-06%
12 | 16 | 10 | 8.871e-08 | 1.1161e-07 | 315.3768 | 31.54% | 3.52e-06% | 12 | 16 | 10 | 8.871e-08 | 1.1076e-07 | 315.3768 | 31.54% | 3.493e-06%
12 | 16 | 11 | 2.8251e-08 | 3.5544e-08 | 226.638 | 22.66% | 8.056e-07% | 12 | 16 | 11 | 2.8251e-08 | 3.5273e-08 | 226.638 | 22.66% | 7.994e-07%
12 | 16 | 12 | 1.2726e-08 | 1.6011e-08 | 216.1464 | 21.61% | 3.461e-07% | 12 | 16 | 12 | 1.2726e-08 | 1.589e-08 | 216.1464 | 21.61% | 3.435e-07%
12 | 16 | 13 | 5.8757e-09 | 7.3926e-09 | 318.7776 | 31.88% | 2.357e-07% | 12 | 16 | 13 | 5.8757e-09 | 7.3363e-09 | 318.7776 | 31.88% | 2.339e-07%
12 | 16 | 14 | 3.4295e-09 | 4.3148e-09 | 588.0168 | 58.8% | 2.537e-07% | 12 | 16 | 14 | 3.4295e-09 | 4.282e-09 | 588.0168 | 58.8% | 2.518e-07%
12 | 16 | 15 | 1.6392e-09 | 2.0623e-09 | 408.3432 | 40.83% | 8.421e-08% | 12 | 16 | 15 | 1.6392e-09 | 2.0466e-09 | 408.3432 | 40.83% | 8.357e-08%
12 | 16 | 16 | 3.1623e-09 | 3.9787e-09 | 191.4792 | 19.15% | 7.618e-08% | 12 | 16 | 16 | 3.1623e-09 | 3.9484e-09 | 191.4792 | 19.15% | 7.56e-08%
12 | 16 | 17 | 2.349e-08 | 2.9554e-08 | 0 | 0% | 0% | 12 | 16 | 17 | 2.349e-08 | 2.9329e-08 | 0 | 0% | 0%
12 | 16 | 18 | 6.8137e-08 | 8.5727e-08 | 0 | 0% | 0% | 12 | 16 | 18 | 6.8137e-08 | 8.5075e-08 | 0 | 0% | 0%
12 | 16 | 19 | 5.9181e-08 | 7.4459e-08 | 0 | 0% | 0% | 12 | 16 | 19 | 5.9181e-08 | 7.3893e-08 | 0 | 0% | 0%
12 | 16 | 20 | 3.9862e-08 | 5.0152e-08 | 0 | 0% | 0% | 12 | 16 | 20 | 3.9862e-08 | 4.9771e-08 | 0 | 0% | 0%
12 | 16 | 21 | 2.349e-08 | 2.9554e-08 | 0 | 0% | 0% | 12 | 16 | 21 | 2.349e-08 | 2.9329e-08 | 0 | 0% | 0%
12 | 16 | 22 | 8.0689e-09 | 1.0152e-08 | 0 | 0% | 0% | 12 | 16 | 22 | 8.0689e-09 | 1.0075e-08 | 0 | 0% | 0%
12 | 16 | 23 | 8.3169e-10 | 1.0464e-09 | 0 | 0% | 0% | 12 | 16 | 23 | 8.3169e-10 | 1.0384e-09 | 0 | 0% | 0%
12 | 17 | 0 | 0 | 0 | 0 | 0% | 0% | 12 | 17 | 0 | 0 | 0 | 0 | 0% | 0%
12 | 17 | 1 | 0 | 0 | 0 | 0% | 0% | 12 | 17 | 1 | 0 | 0 | 0 | 0% | 0%
12 | 17 | 2 | 0 | 0 | 0 | 0% | 0% | 12 | 17 | 2 | 0 | 0 | 0 | 0% | 0%
12 | 17 | 3 | 0 | 0 | 0 | 0% | 0% | 12 | 17 | 3 | 0 | 0 | 0 | 0% | 0%
12 | 17 | 4 | 0 | 0 | 0 | 0% | 0% | 12 | 17 | 4 | 0 | 0 | 0 | 0% | 0%
12 | 17 | 5 | 0 | 0 | 0 | 0% | 0% | 12 | 17 | 5 | 0 | 0 | 0 | 0% | 0%
12 | 17 | 6 | 1.4048e-08 | 1.7674e-08 | 0 | 0% | 0% | 12 | 17 | 6 | 1.4048e-08 | 1.754e-08 | 0 | 0% | 0%
12 | 17 | 7 | 1.5104e-07 | 1.9003e-07 | 0 | 0% | 0% | 12 | 17 | 7 | 1.5104e-07 | 1.8859e-07 | 0 | 0% | 0%
12 | 17 | 8 | 1.6605e-07 | 2.0891e-07 | 11.4252 | 1.143% | 2.387e-07% | 12 | 17 | 8 | 1.6605e-07 | 2.0732e-07 | 11.4252 | 1.143% | 2.369e-07%
12 | 17 | 9 | 8.2124e-08 | 1.0332e-07 | 56.2092 | 5.621% | 5.808e-07% | 12 | 17 | 9 | 8.2124e-08 | 1.0254e-07 | 56.2092 | 5.621% | 5.764e-07%
12 | 17 | 10 | 2.3166e-08 | 2.9147e-08 | 62.7108 | 6.271% | 1.828e-07% | 12 | 17 | 10 | 2.3166e-08 | 2.8925e-08 | 62.7108 | 6.271% | 1.814e-07%
12 | 17 | 11 | 6.0208e-09 | 7.5751e-09 | 113.7636 | 11.38% | 8.618e-08% | 12 | 17 | 11 | 6.0669e-09 | 7.5751e-09 | 113.7636 | 11.38% | 8.618e-08%
12 | 17 | 12 | 1.6554e-09 | 2.0828e-09 | 128.0364 | 12.8% | 2.667e-08% | 12 | 17 | 12 | 1.7141e-09 | 2.1402e-09 | 128.0364 | 12.8% | 2.74e-08%
12 | 17 | 13 | 2.4066e-10 | 3.0279e-10 | 182.3124 | 18.23% | 5.52e-09% | 12 | 17 | 13 | 2.5971e-10 | 3.2427e-10 | 182.3124 | 18.23% | 5.912e-09%
12 | 17 | 14 | 0 | 0 | 210.606 | 21.06% | 0% | 12 | 17 | 14 | 0 | 0 | 210.606 | 21.06% | 0%
12 | 17 | 15 | 0 | 0 | 402.1632 | 40.22% | 0% | 12 | 17 | 15 | 0 | 0 | 402.1632 | 40.22% | 0%
12 | 17 | 16 | 0 | 0 | 180.9456 | 18.09% | 0% | 12 | 17 | 16 | 0 | 0 | 180.9456 | 18.09% | 0%
12 | 17 | 17 | 1.3255e-09 | 1.6677e-09 | 0 | 0% | 0% | 12 | 17 | 17 | 1.3255e-09 | 1.655e-09 | 0 | 0% | 0%
12 | 17 | 18 | 1.2511e-08 | 1.5741e-08 | 0 | 0% | 0% | 12 | 17 | 18 | 1.2511e-08 | 1.5621e-08 | 0 | 0% | 0%
12 | 17 | 19 | 1.3012e-08 | 1.6371e-08 | 0 | 0% | 0% | 12 | 17 | 19 | 1.3012e-08 | 1.6246e-08 | 0 | 0% | 0%
12 | 17 | 20 | 1.213e-08 | 1.5261e-08 | 0 | 0% | 0% | 12 | 17 | 20 | 1.213e-08 | 1.5145e-08 | 0 | 0% | 0%
12 | 17 | 21 | 9.7587e-09 | 1.2278e-08 | 0 | 0% | 0% | 12 | 17 | 21 | 9.7587e-09 | 1.2185e-08 | 0 | 0% | 0%
12 | 17 | 22 | 3.3992e-09 | 4.2767e-09 | 0 | 0% | 0% | 12 | 17 | 22 | 3.3992e-09 | 4.2442e-09 | 0 | 0% | 0%
12 | 17 | 23 | 5.2714e-10 | 6.6322e-10 | 0 | 0% | 0% | 12 | 17 | 23 | 5.2714e-10 | 6.5817e-10 | 0 | 0% | 0%
12 | 18 | 0 | 0 | 0 | 0 | 0% | 0% | 12 | 18 | 0 | 0 | 0 | 0 | 0% | 0%
12 | 18 | 1 | 0 | 0 | 0 | 0% | 0% | 12 | 18 | 1 | 0 | 0 | 0 | 0% | 0%
12 | 18 | 2 | 0 | 0 | 0 | 0% | 0% | 12 | 18 | 2 | 0 | 0 | 0 | 0% | 0%
12 | 18 | 3 | 0 | 0 | 0 | 0% | 0% | 12 | 18 | 3 | 0 | 0 | 0 | 0% | 0%
12 | 18 | 4 | 0 | 0 | 0 | 0% | 0% | 12 | 18 | 4 | 0 | 0 | 0 | 0% | 0%
12 | 18 | 5 | 0 | 0 | 0 | 0% | 0% | 12 | 18 | 5 | 0 | 0 | 0 | 0% | 0%
12 | 18 | 6 | 1.0098e-10 | 1.2705e-10 | 0 | 0% | 0% | 12 | 18 | 6 | 1.0098e-10 | 1.2608e-10 | 0 | 0% | 0%
12 | 18 | 7 | 2.9372e-09 | 3.6955e-09 | 0 | 0% | 0% | 12 | 18 | 7 | 2.9372e-09 | 3.6674e-09 | 0 | 0% | 0%
12 | 18 | 8 | 5.8699e-09 | 7.3852e-09 | 155.238 | 15.52% | 1.146e-07% | 12 | 18 | 8 | 5.8699e-09 | 7.329e-09 | 155.238 | 15.52% | 1.138e-07%
12 | 18 | 9 | 6.7218e-09 | 8.4571e-09 | 404.5092 | 40.45% | 3.421e-07% | 12 | 18 | 9 | 6.7218e-09 | 8.3928e-09 | 404.5092 | 40.45% | 3.395e-07%
12 | 18 | 10 | 3.0632e-09 | 3.8539e-09 | 594.2604 | 59.43% | 2.29e-07% | 12 | 18 | 10 | 3.0632e-09 | 3.8246e-09 | 594.2604 | 59.43% | 2.273e-07%
12 | 18 | 11 | 0 | 0 | 693.6204 | 69.36% | 0% | 12 | 18 | 11 | 0 | 0 | 693.6204 | 69.36% | 0%
12 | 18 | 12 | 0 | 0 | 731.2596 | 73.13% | 0% | 12 | 18 | 12 | 0 | 0 | 731.2596 | 73.13% | 0%
12 | 18 | 13 | 0 | 0 | 703.7964 | 70.38% | 0% | 12 | 18 | 13 | 0 | 0 | 703.7964 | 70.38% | 0%
12 | 18 | 14 | 0 | 0 | 616.674 | 61.67% | 0% | 12 | 18 | 14 | 0 | 0 | 616.674 | 61.67% | 0%
12 | 18 | 15 | 0 | 0 | 457.2252 | 45.72% | 0% | 12 | 18 | 15 | 0 | 0 | 457.2252 | 45.72% | 0%
12 | 18 | 16 | 0 | 0 | 226.9044 | 22.69% | 0% | 12 | 18 | 16 | 0 | 0 | 226.9044 | 22.69% | 0%
12 | 18 | 17 | 0 | 0 | 0 | 0% | 0% | 12 | 18 | 17 | 0 | 0 | 0 | 0% | 0%
12 | 18 | 18 | 0 | 0 | 0 | 0% | 0% | 12 | 18 | 18 | 0 | 0 | 0 | 0% | 0%
12 | 18 | 19 | 0 | 0 | 0 | 0% | 0% | 12 | 18 | 19 | 0 | 0 | 0 | 0% | 0%
12 | 18 | 20 | 0 | 0 | 0 | 0% | 0% | 12 | 18 | 20 | 0 | 0 | 0 | 0% | 0%
12 | 18 | 21 | 0 | 0 | 0 | 0% | 0% | 12 | 18 | 21 | 0 | 0 | 0 | 0% | 0%
12 | 18 | 22 | 0 | 0 | 0 | 0% | 0% | 12 | 18 | 22 | 0 | 0 | 0 | 0% | 0%
12 | 18 | 23 | 0 | 0 | 0 | 0% | 0% | 12 | 18 | 23 | 0 | 0 | 0 | 0% | 0%
12 | 19 | 0 | 0 | 0 | 0 | 0% | 0% | 12 | 19 | 0 | 0 | 0 | 0 | 0% | 0%
12 | 19 | 1 | 0 | 0 | 0 | 0% | 0% | 12 | 19 | 1 | 0 | 0 | 0 | 0% | 0%
12 | 19 | 2 | 0 | 0 | 0 | 0% | 0% | 12 | 19 | 2 | 0 | 0 | 0 | 0% | 0%
12 | 19 | 3 | 0 | 0 | 0 | 0% | 0% | 12 | 19 | 3 | 0 | 0 | 0 | 0% | 0%
12 | 19 | 4 | 0 | 0 | 0 | 0% | 0% | 12 | 19 | 4 | 0 | 0 | 0 | 0% | 0%
12 | 19 | 5 | 0 | 0 | 0 | 0% | 0% | 12 | 19 | 5 | 0 | 0 | 0 | 0% | 0%
12 | 19 | 6 | 0 | 0 | 0 | 0% | 0% | 12 | 19 | 6 | 0 | 0 | 0 | 0% | 0%
12 | 19 | 7 | 0 | 0 | 0 | 0% | 0% | 12 | 19 | 7 | 0 | 0 | 0 | 0% | 0%
12 | 19 | 8 | 0 | 0 | 88.2504 | 8.825% | 0% | 12 | 19 | 8 | 0 | 0 | 88.2504 | 8.825% | 0%
12 | 19 | 9 | 1.4518e-09 | 1.8265e-09 | 365.5752 | 36.56% | 6.677e-08% | 12 | 19 | 9 | 1.4951e-09 | 1.8667e-09 | 365.5752 | 36.56% | 6.824e-08%
12 | 19 | 10 | 3.2126e-09 | 4.0419e-09 | 316.5624 | 31.66% | 1.28e-07% | 12 | 19 | 10 | 3.2634e-09 | 4.0746e-09 | 316.5624 | 31.66% | 1.29e-07%
12 | 19 | 11 | 4.5284e-09 | 5.6974e-09 | 545.922 | 54.59% | 3.11e-07% | 12 | 19 | 11 | 4.6401e-09 | 5.7935e-09 | 545.922 | 54.59% | 3.163e-07%
12 | 19 | 12 | 7.2169e-09 | 9.0799e-09 | 354.4512 | 35.45% | 3.218e-07% | 12 | 19 | 12 | 7.3869e-09 | 9.2231e-09 | 354.4512 | 35.45% | 3.269e-07%
12 | 19 | 13 | 7.8678e-09 | 9.8988e-09 | 425.382 | 42.54% | 4.211e-07% | 12 | 19 | 13 | 8.1378e-09 | 1.0161e-08 | 425.382 | 42.54% | 4.322e-07%
12 | 19 | 14 | 7.1618e-09 | 9.0106e-09 | 284.3496 | 28.43% | 2.562e-07% | 12 | 19 | 14 | 7.276e-09 | 9.0847e-09 | 284.3496 | 28.43% | 2.583e-07%
12 | 19 | 15 | 8.4604e-09 | 1.0644e-08 | 297.9948 | 29.8% | 3.172e-07% | 12 | 19 | 15 | 8.526e-09 | 1.0645e-08 | 297.9948 | 29.8% | 3.172e-07%
12 | 19 | 16 | 1.9623e-08 | 2.4689e-08 | 162.822 | 16.28% | 4.02e-07% | 12 | 19 | 16 | 1.9623e-08 | 2.4501e-08 | 162.822 | 16.28% | 3.989e-07%
12 | 19 | 17 | 1.962e-07 | 2.4685e-07 | 0 | 0% | 0% | 12 | 19 | 17 | 1.962e-07 | 2.4497e-07 | 0 | 0% | 0%
12 | 19 | 18 | 6.3011e-07 | 7.9277e-07 | 0 | 0% | 0% | 12 | 19 | 18 | 6.3011e-07 | 7.8674e-07 | 0 | 0% | 0%
12 | 19 | 19 | 8.2144e-07 | 1.0335e-06 | 0 | 0% | 0% | 12 | 19 | 19 | 8.2144e-07 | 1.0256e-06 | 0 | 0% | 0%
12 | 19 | 20 | 8.6169e-07 | 1.0841e-06 | 0 | 0% | 0% | 12 | 19 | 20 | 8.6169e-07 | 1.0759e-06 | 0 | 0% | 0%
12 | 19 | 21 | 7.107e-07 | 8.9417e-07 | 0 | 0% | 0% | 12 | 19 | 21 | 7.107e-07 | 8.8737e-07 | 0 | 0% | 0%
12 | 19 | 22 | 3.7169e-07 | 4.6764e-07 | 0 | 0% | 0% | 12 | 19 | 22 | 3.7169e-07 | 4.6409e-07 | 0 | 0% | 0%
12 | 19 | 23 | 1.0507e-07 | 1.3219e-07 | 0 | 0% | 0% | 12 | 19 | 23 | 1.0507e-07 | 1.3119e-07 | 0 | 0% | 0%
12 | 20 | 0 | 3.1806e-08 | 4.0017e-08 | 0 | 0% | 0% | 12 | 20 | 0 | 3.1806e-08 | 3.9712e-08 | 0 | 0% | 0%
12 | 20 | 1 | 3.3265e-08 | 4.1853e-08 | 0 | 0% | 0% | 12 | 20 | 1 | 3.3265e-08 | 4.1534e-08 | 0 | 0% | 0%
12 | 20 | 2 | 3.6685e-08 | 4.6155e-08 | 0 | 0% | 0% | 12 | 20 | 2 | 3.6685e-08 | 4.5804e-08 | 0 | 0% | 0%
12 | 20 | 3 | 5.2625e-08 | 6.621e-08 | 0 | 0% | 0% | 12 | 20 | 3 | 5.2625e-08 | 6.5707e-08 | 0 | 0% | 0%
12 | 20 | 4 | 9.407e-08 | 1.1835e-07 | 0 | 0% | 0% | 12 | 20 | 4 | 9.407e-08 | 1.1745e-07 | 0 | 0% | 0%
12 | 20 | 5 | 4.6654e-07 | 5.8698e-07 | 0 | 0% | 0% | 12 | 20 | 5 | 4.6654e-07 | 5.8251e-07 | 0 | 0% | 0%
12 | 20 | 6 | 2.2253e-06 | 2.7998e-06 | 0 | 0% | 0% | 12 | 20 | 6 | 2.2253e-06 | 2.7785e-06 | 0 | 0% | 0%
12 | 20 | 7 | 1.0994e-05 | 1.3832e-05 | 0 | 0% | 0% | 12 | 20 | 7 | 1.0994e-05 | 1.3727e-05 | 0 | 0% | 0%
12 | 20 | 8 | 1.4188e-05 | 1.7851e-05 | 51.768 | 5.177% | 9.241e-05% | 12 | 20 | 8 | 1.4188e-05 | 1.7715e-05 | 51.768 | 5.177% | 9.171e-05%
12 | 20 | 9 | 9.1086e-06 | 1.146e-05 | 27.0372 | 2.704% | 3.098e-05% | 12 | 20 | 9 | 9.1086e-06 | 1.1373e-05 | 27.0372 | 2.704% | 3.075e-05%
12 | 20 | 10 | 6.863e-06 | 8.6347e-06 | 7.308 | 0.7308% | 6.31e-06% | 12 | 20 | 10 | 6.863e-06 | 8.569e-06 | 7.308 | 0.7308% | 6.262e-06%
12 | 20 | 11 | 6.0228e-06 | 7.5776e-06 | 35.9868 | 3.599% | 2.727e-05% | 12 | 20 | 11 | 6.1018e-06 | 7.6186e-06 | 35.9868 | 3.599% | 2.742e-05%
12 | 20 | 12 | 2.6184e-06 | 3.2944e-06 | 71.3388 | 7.134% | 2.35e-05% | 12 | 20 | 12 | 2.6735e-06 | 3.3381e-06 | 71.3388 | 7.134% | 2.381e-05%
12 | 20 | 13 | 1.827e-06 | 2.2987e-06 | 84.4344 | 8.443% | 1.941e-05% | 12 | 20 | 13 | 1.8503e-06 | 2.3103e-06 | 84.4344 | 8.443% | 1.951e-05%
12 | 20 | 14 | 7.3099e-07 | 9.197e-07 | 118.0968 | 11.81% | 1.086e-05% | 12 | 20 | 14 | 7.3099e-07 | 9.127e-07 | 118.0968 | 11.81% | 1.078e-05%
12 | 20 | 15 | 2.9034e-07 | 3.653e-07 | 38.5776 | 3.858% | 1.409e-06% | 12 | 20 | 15 | 2.9034e-07 | 3.6252e-07 | 38.5776 | 3.858% | 1.399e-06%
12 | 20 | 16 | 2.9024e-07 | 3.6517e-07 | 15.276 | 1.528% | 5.578e-07% | 12 | 20 | 16 | 2.9024e-07 | 3.6239e-07 | 15.276 | 1.528% | 5.536e-07%
12 | 20 | 17 | 1.5621e-06 | 1.9653e-06 | 0 | 0% | 0% | 12 | 20 | 17 | 1.5621e-06 | 1.9504e-06 | 0 | 0% | 0%
12 | 20 | 18 | 4.4832e-06 | 5.6406e-06 | 0 | 0% | 0% | 12 | 20 | 18 | 4.4832e-06 | 5.5977e-06 | 0 | 0% | 0%
12 | 20 | 19 | 3.0059e-06 | 3.7819e-06 | 0 | 0% | 0% | 12 | 20 | 19 | 3.0059e-06 | 3.7531e-06 | 0 | 0% | 0%
12 | 20 | 20 | 2.0286e-06 | 2.5523e-06 | 0 | 0% | 0% | 12 | 20 | 20 | 2.0286e-06 | 2.5329e-06 | 0 | 0% | 0%
12 | 20 | 21 | 7.6188e-07 | 9.5856e-07 | 0 | 0% | 0% | 12 | 20 | 21 | 7.6188e-07 | 9.5127e-07 | 0 | 0% | 0%
12 | 20 | 22 | 1.9477e-07 | 2.4506e-07 | 0 | 0% | 0% | 12 | 20 | 22 | 1.9477e-07 | 2.4319e-07 | 0 | 0% | 0%
12 | 20 | 23 | 3.108e-08 | 3.9103e-08 | 0 | 0% | 0% | 12 | 20 | 23 | 3.108e-08 | 3.8805e-08 | 0 | 0% | 0%
12 | 21 | 0 | 4.6381e-09 | 5.8355e-09 | 0 | 0% | 0% | 12 | 21 | 0 | 4.6381e-09 | 5.7911e-09 | 0 | 0% | 0%
12 | 21 | 1 | 1.1889e-09 | 1.4958e-09 | 0 | 0% | 0% | 12 | 21 | 1 | 1.1889e-09 | 1.4844e-09 | 0 | 0% | 0%
12 | 21 | 2 | 1.3666e-10 | 1.7194e-10 | 0 | 0% | 0% | 12 | 21 | 2 | 1.3666e-10 | 1.7063e-10 | 0 | 0% | 0%
12 | 21 | 3 | 0 | 0 | 0 | 0% | 0% | 12 | 21 | 3 | 0 | 0 | 0 | 0% | 0%
12 | 21 | 4 | 0 | 0 | 0 | 0% | 0% | 12 | 21 | 4 | 0 | 0 | 0 | 0% | 0%
12 | 21 | 5 | 3.2792e-10 | 4.1258e-10 | 0 | 0% | 0% | 12 | 21 | 5 | 3.2792e-10 | 4.0944e-10 | 0 | 0% | 0%
12 | 21 | 6 | 6.0596e-09 | 7.6239e-09 | 0 | 0% | 0% | 12 | 21 | 6 | 6.0596e-09 | 7.5659e-09 | 0 | 0% | 0%
12 | 21 | 7 | 3.3028e-08 | 4.1555e-08 | 0 | 0% | 0% | 12 | 21 | 7 | 3.3028e-08 | 4.1239e-08 | 0 | 0% | 0%
12 | 21 | 8 | 3.6685e-08 | 4.6155e-08 | 0 | 0% | 0% | 12 | 21 | 8 | 3.6685e-08 | 4.5804e-08 | 0 | 0% | 0%
12 | 21 | 9 | 4.1445e-08 | 5.2144e-08 | 20.1192 | 2.012% | 1.049e-07% | 12 | 21 | 9 | 4.1445e-08 | 5.1748e-08 | 20.1192 | 2.012% | 1.041e-07%
12 | 21 | 10 | 2.6565e-08 | 3.3423e-08 | 7.956 | 0.7956% | 2.659e-08% | 12 | 21 | 10 | 2.7169e-08 | 3.3923e-08 | 7.956 | 0.7956% | 2.699e-08%
12 | 21 | 11 | 1.3616e-08 | 1.713e-08 | 1.9392 | 0.1939% | 3.322e-09% | 12 | 21 | 11 | 1.384e-08 | 1.728e-08 | 1.9392 | 0.1939% | 3.351e-09%
12 | 21 | 12 | 8.2615e-09 | 1.0394e-08 | 69.6312 | 6.963% | 7.238e-08% | 12 | 21 | 12 | 8.3887e-09 | 1.0474e-08 | 69.6312 | 6.963% | 7.293e-08%
12 | 21 | 13 | 5.5993e-09 | 7.0448e-09 | 131.7456 | 13.17% | 9.281e-08% | 12 | 21 | 13 | 5.6896e-09 | 7.104e-09 | 131.7456 | 13.17% | 9.359e-08%
12 | 21 | 14 | 2.9159e-09 | 3.6686e-09 | 126.7884 | 12.68% | 4.651e-08% | 12 | 21 | 14 | 2.9622e-09 | 3.6985e-09 | 126.7884 | 12.68% | 4.689e-08%
12 | 21 | 15 | 2.5665e-09 | 3.229e-09 | 46.4568 | 4.646% | 1.5e-08% | 12 | 21 | 15 | 2.5868e-09 | 3.2298e-09 | 46.4568 | 4.646% | 1.5e-08%
12 | 21 | 16 | 1.7697e-09 | 2.2265e-09 | 26.7204 | 2.672% | 5.949e-09% | 12 | 21 | 16 | 1.7697e-09 | 2.2096e-09 | 26.7204 | 2.672% | 5.904e-09%
12 | 21 | 17 | 6.5118e-09 | 8.1929e-09 | 0 | 0% | 0% | 12 | 21 | 17 | 6.5118e-09 | 8.1306e-09 | 0 | 0% | 0%
12 | 21 | 18 | 1.3416e-08 | 1.6879e-08 | 0 | 0% | 0% | 12 | 21 | 18 | 1.3416e-08 | 1.6751e-08 | 0 | 0% | 0%
12 | 21 | 19 | 6.7192e-09 | 8.4537e-09 | 0 | 0% | 0% | 12 | 21 | 19 | 6.7192e-09 | 8.3894e-09 | 0 | 0% | 0%
12 | 21 | 20 | 6.152e-09 | 7.7402e-09 | 0 | 0% | 0% | 12 | 21 | 20 | 6.152e-09 | 7.6813e-09 | 0 | 0% | 0%
12 | 21 | 21 | 2.465e-09 | 3.1014e-09 | 0 | 0% | 0% | 12 | 21 | 21 | 2.465e-09 | 3.0778e-09 | 0 | 0% | 0%
12 | 21 | 22 | 5.183e-10 | 6.521e-10 | 0 | 0% | 0% | 12 | 21 | 22 | 5.183e-10 | 6.4714e-10 | 0 | 0% | 0%
12 | 21 | 23 | 0 | 0 | 0 | 0% | 0% | 12 | 21 | 23 | 0 | 0 | 0 | 0% | 0%
12 | 22 | 0 | 0 | 0 | 0 | 0% | 0% | 12 | 22 | 0 | 0 | 0 | 0 | 0% | 0%
12 | 22 | 1 | 0 | 0 | 0 | 0% | 0% | 12 | 22 | 1 | 0 | 0 | 0 | 0% | 0%
12 | 22 | 2 | 0 | 0 | 0 | 0% | 0% | 12 | 22 | 2 | 0 | 0 | 0 | 0% | 0%
12 | 22 | 3 | 0 | 0 | 0 | 0% | 0% | 12 | 22 | 3 | 0 | 0 | 0 | 0% | 0%
12 | 22 | 4 | 0 | 0 | 0 | 0% | 0% | 12 | 22 | 4 | 0 | 0 | 0 | 0% | 0%
12 | 22 | 5 | 0 | 0 | 0 | 0% | 0% | 12 | 22 | 5 | 0 | 0 | 0 | 0% | 0%
12 | 22 | 6 | 0 | 0 | 0 | 0% | 0% | 12 | 22 | 6 | 0 | 0 | 0 | 0% | 0%
12 | 22 | 7 | 7.3265e-09 | 9.2178e-09 | 0 | 0% | 0% | 12 | 22 | 7 | 7.3265e-09 | 9.1477e-09 | 0 | 0% | 0%
12 | 22 | 8 | 2.0753e-08 | 2.611e-08 | 110.3172 | 11.03% | 2.88e-07% | 12 | 22 | 8 | 2.0753e-08 | 2.5911e-08 | 110.3172 | 11.03% | 2.858e-07%
12 | 22 | 9 | 3.8137e-08 | 4.7982e-08 | 345.894 | 34.59% | 1.66e-06% | 12 | 22 | 9 | 3.8137e-08 | 4.7617e-08 | 345.894 | 34.59% | 1.647e-06%
12 | 22 | 10 | 4.1118e-08 | 5.1733e-08 | 373.8132 | 37.38% | 1.934e-06% | 12 | 22 | 10 | 4.1445e-08 | 5.1748e-08 | 373.8132 | 37.38% | 1.934e-06%
12 | 22 | 11 | 3.9273e-08 | 4.9412e-08 | 174.3336 | 17.43% | 8.614e-07% | 12 | 22 | 11 | 3.9568e-08 | 4.9404e-08 | 174.3336 | 17.43% | 8.613e-07%
12 | 22 | 12 | 3.6685e-08 | 4.6155e-08 | 232.2108 | 23.22% | 1.072e-06% | 12 | 22 | 12 | 3.6978e-08 | 4.617e-08 | 232.2108 | 23.22% | 1.072e-06%
12 | 22 | 13 | 3.1317e-08 | 3.9401e-08 | 87.6144 | 8.761% | 3.452e-07% | 12 | 22 | 13 | 3.1554e-08 | 3.9398e-08 | 87.6144 | 8.761% | 3.452e-07%
12 | 22 | 14 | 3.0633e-08 | 3.854e-08 | 87.3024 | 8.73% | 3.365e-07% | 12 | 22 | 14 | 3.0862e-08 | 3.8534e-08 | 87.3024 | 8.73% | 3.364e-07%
12 | 22 | 15 | 2.7596e-08 | 3.472e-08 | 10.4796 | 1.048% | 3.639e-08% | 12 | 22 | 15 | 2.7596e-08 | 3.4456e-08 | 10.4796 | 1.048% | 3.611e-08%
12 | 22 | 16 | 2.1743e-08 | 2.7356e-08 | 16.8348 | 1.683% | 4.605e-08% | 12 | 22 | 16 | 2.1743e-08 | 2.7148e-08 | 16.8348 | 1.683% | 4.57e-08%
12 | 22 | 17 | 6.9152e-08 | 8.7003e-08 | 0 | 0% | 0% | 12 | 22 | 17 | 6.9152e-08 | 8.6342e-08 | 0 | 0% | 0%
12 | 22 | 18 | 1.0279e-07 | 1.2932e-07 | 0 | 0% | 0% | 12 | 22 | 18 | 1.0279e-07 | 1.2834e-07 | 0 | 0% | 0%
12 | 22 | 19 | 6.7079e-08 | 8.4395e-08 | 0 | 0% | 0% | 12 | 22 | 19 | 6.7079e-08 | 8.3753e-08 | 0 | 0% | 0%
12 | 22 | 20 | 3.8137e-08 | 4.7982e-08 | 0 | 0% | 0% | 12 | 22 | 20 | 3.8137e-08 | 4.7617e-08 | 0 | 0% | 0%
12 | 22 | 21 | 1.6513e-08 | 2.0776e-08 | 0 | 0% | 0% | 12 | 22 | 21 | 1.6513e-08 | 2.0618e-08 | 0 | 0% | 0%
12 | 22 | 22 | 7.8626e-09 | 9.8924e-09 | 0 | 0% | 0% | 12 | 22 | 22 | 7.8626e-09 | 9.8171e-09 | 0 | 0% | 0%
12 | 22 | 23 | 8.9596e-10 | 1.1273e-09 | 0 | 0% | 0% | 12 | 22 | 23 | 8.9596e-10 | 1.1187e-09 | 0 | 0% | 0%
12 | 23 | 0 | 0 | 0 | 0 | 0% | 0% | 12 | 23 | 0 | 0 | 0 | 0 | 0% | 0%
12 | 23 | 1 | 0 | 0 | 0 | 0% | 0% | 12 | 23 | 1 | 0 | 0 | 0 | 0% | 0%
12 | 23 | 2 | 0 | 0 | 0 | 0% | 0% | 12 | 23 | 2 | 0 | 0 | 0 | 0% | 0%
12 | 23 | 3 | 0 | 0 | 0 | 0% | 0% | 12 | 23 | 3 | 0 | 0 | 0 | 0% | 0%
12 | 23 | 4 | 0 | 0 | 0 | 0% | 0% | 12 | 23 | 4 | 0 | 0 | 0 | 0% | 0%
12 | 23 | 5 | 0 | 0 | 0 | 0% | 0% | 12 | 23 | 5 | 0 | 0 | 0 | 0% | 0%
12 | 23 | 6 | 5.6205e-10 | 7.0714e-10 | 0 | 0% | 0% | 12 | 23 | 6 | 5.6205e-10 | 7.0176e-10 | 0 | 0% | 0%
12 | 23 | 7 | 3.802e-09 | 4.7834e-09 | 0 | 0% | 0% | 12 | 23 | 7 | 3.802e-09 | 4.7471e-09 | 0 | 0% | 0%
12 | 23 | 8 | 8.6619e-09 | 1.0898e-08 | 19.038 | 1.904% | 2.075e-08% | 12 | 23 | 8 | 8.6619e-09 | 1.0815e-08 | 19.038 | 1.904% | 2.059e-08%
12 | 23 | 9 | 4.2705e-08 | 5.373e-08 | 97.9068 | 9.791% | 5.261e-07% | 12 | 23 | 9 | 4.3018e-08 | 5.3712e-08 | 97.9068 | 9.791% | 5.259e-07%
12 | 23 | 10 | 7.5059e-08 | 9.4436e-08 | 174.7512 | 17.48% | 1.65e-06% | 12 | 23 | 10 | 7.6747e-08 | 9.5825e-08 | 174.7512 | 17.48% | 1.675e-06%
12 | 23 | 11 | 6.3745e-08 | 8.0201e-08 | 378.2472 | 37.82% | 3.034e-06% | 12 | 23 | 11 | 6.5172e-08 | 8.1373e-08 | 378.2472 | 37.82% | 3.078e-06%
12 | 23 | 12 | 5.9213e-08 | 7.4499e-08 | 403.488 | 40.35% | 3.006e-06% | 12 | 23 | 12 | 6.094e-08 | 7.6089e-08 | 403.488 | 40.35% | 3.07e-06%
12 | 23 | 13 | 4.6394e-08 | 5.8371e-08 | 389.7396 | 38.97% | 2.275e-06% | 12 | 23 | 13 | 4.709e-08 | 5.8795e-08 | 389.7396 | 38.97% | 2.291e-06%
12 | 23 | 14 | 1.6777e-08 | 2.1108e-08 | 198.6948 | 19.87% | 4.194e-07% | 12 | 23 | 14 | 1.6908e-08 | 2.1111e-08 | 198.6948 | 19.87% | 4.195e-07%
12 | 23 | 15 | 1.1067e-08 | 1.3924e-08 | 487.8432 | 48.78% | 6.793e-07% | 12 | 23 | 15 | 1.1067e-08 | 1.3819e-08 | 487.8432 | 48.78% | 6.741e-07%
12 | 23 | 16 | 1.1328e-08 | 1.4253e-08 | 243.618 | 24.36% | 3.472e-07% | 12 | 23 | 16 | 1.1328e-08 | 1.4144e-08 | 243.618 | 24.36% | 3.446e-07%
12 | 23 | 17 | 6.3201e-08 | 7.9516e-08 | 0 | 0% | 0% | 12 | 23 | 17 | 6.3201e-08 | 7.8911e-08 | 0 | 0% | 0%
12 | 23 | 18 | 2.14e-07 | 2.6925e-07 | 0 | 0% | 0% | 12 | 23 | 18 | 2.14e-07 | 2.672e-07 | 0 | 0% | 0%
12 | 23 | 19 | 1.9061e-07 | 2.3982e-07 | 0 | 0% | 0% | 12 | 23 | 19 | 1.9061e-07 | 2.38e-07 | 0 | 0% | 0%
12 | 23 | 20 | 1.4459e-07 | 1.8192e-07 | 0 | 0% | 0% | 12 | 23 | 20 | 1.4459e-07 | 1.8053e-07 | 0 | 0% | 0%
12 | 23 | 21 | 1.0507e-07 | 1.3219e-07 | 0 | 0% | 0% | 12 | 23 | 21 | 1.0507e-07 | 1.3119e-07 | 0 | 0% | 0%
12 | 23 | 22 | 4.0501e-08 | 5.0957e-08 | 0 | 0% | 0% | 12 | 23 | 22 | 4.0501e-08 | 5.0569e-08 | 0 | 0% | 0%
12 | 23 | 23 | 1.0153e-08 | 1.2775e-08 | 0 | 0% | 0% | 12 | 23 | 23 | 1.0153e-08 | 1.2677e-08 | 0 | 0% | 0%
12 | 24 | 0 | 4.1345e-09 | 5.2018e-09 | 0 | 0% | 0% | 12 | 24 | 0 | 4.1345e-09 | 5.1622e-09 | 0 | 0% | 0%
12 | 24 | 1 | 1.8783e-09 | 2.3631e-09 | 0 | 0% | 0% | 12 | 24 | 1 | 1.8783e-09 | 2.3452e-09 | 0 | 0% | 0%
12 | 24 | 2 | 1.283e-09 | 1.6143e-09 | 0 | 0% | 0% | 12 | 24 | 2 | 1.283e-09 | 1.602e-09 | 0 | 0% | 0%
12 | 24 | 3 | 1.1788e-09 | 1.483e-09 | 0 | 0% | 0% | 12 | 24 | 3 | 1.1788e-09 | 1.4718e-09 | 0 | 0% | 0%
12 | 24 | 4 | 1.8304e-09 | 2.3029e-09 | 0 | 0% | 0% | 12 | 24 | 4 | 1.8304e-09 | 2.2854e-09 | 0 | 0% | 0%
12 | 24 | 5 | 2.7782e-09 | 3.4954e-09 | 0 | 0% | 0% | 12 | 24 | 5 | 2.7782e-09 | 3.4688e-09 | 0 | 0% | 0%
12 | 24 | 6 | 7.0437e-09 | 8.862e-09 | 0 | 0% | 0% | 12 | 24 | 6 | 7.0437e-09 | 8.7946e-09 | 0 | 0% | 0%
12 | 24 | 7 | 2.0257e-08 | 2.5487e-08 | 0 | 0% | 0% | 12 | 24 | 7 | 2.0257e-08 | 2.5293e-08 | 0 | 0% | 0%
12 | 24 | 8 | 5.6212e-08 | 7.0723e-08 | 160.1052 | 16.01% | 1.132e-06% | 12 | 24 | 8 | 5.6212e-08 | 7.0185e-08 | 160.1052 | 16.01% | 1.124e-06%
12 | 24 | 9 | 8.8656e-08 | 1.1154e-07 | 432.5304 | 43.25% | 4.825e-06% | 12 | 24 | 9 | 8.8656e-08 | 1.1069e-07 | 432.5304 | 43.25% | 4.788e-06%
12 | 24 | 10 | 4.4709e-08 | 5.6251e-08 | 627.222 | 62.72% | 3.528e-06% | 12 | 24 | 10 | 4.5377e-08 | 5.6657e-08 | 627.222 | 62.72% | 3.554e-06%
12 | 24 | 11 | 1.9644e-08 | 2.4715e-08 | 750.0492 | 75% | 1.854e-06% | 12 | 24 | 11 | 1.9958e-08 | 2.4919e-08 | 750.0492 | 75% | 1.869e-06%
12 | 24 | 12 | 8.0136e-09 | 1.0082e-08 | 794.9328 | 79.49% | 8.015e-07% | 12 | 24 | 12 | 8.2721e-09 | 1.0328e-08 | 794.9328 | 79.49% | 8.21e-07%
12 | 24 | 13 | 3.167e-09 | 3.9846e-09 | 754.2564 | 75.43% | 3.005e-07% | 12 | 24 | 13 | 3.2681e-09 | 4.0804e-09 | 754.2564 | 75.43% | 3.078e-07%
12 | 24 | 14 | 1.3509e-09 | 1.6997e-09 | 661.632 | 66.16% | 1.125e-07% | 12 | 24 | 14 | 1.3879e-09 | 1.7329e-09 | 661.632 | 66.16% | 1.147e-07%
12 | 24 | 15 | 4.7009e-10 | 5.9145e-10 | 486.7104 | 48.67% | 2.879e-08% | 12 | 24 | 15 | 4.7889e-10 | 5.9794e-10 | 486.7104 | 48.67% | 2.91e-08%
12 | 24 | 16 | 1.0117e-09 | 1.2729e-09 | 259.1172 | 25.91% | 3.298e-08% | 12 | 24 | 16 | 1.0117e-09 | 1.2632e-09 | 259.1172 | 25.91% | 3.273e-08%
12 | 24 | 17 | 8.8781e-09 | 1.117e-08 | 0 | 0% | 0% | 12 | 24 | 17 | 8.8781e-09 | 1.1085e-08 | 0 | 0% | 0%
12 | 24 | 18 | 4.5674e-08 | 5.7465e-08 | 0 | 0% | 0% | 12 | 24 | 18 | 4.5674e-08 | 5.7027e-08 | 0 | 0% | 0%
12 | 24 | 19 | 3.5901e-08 | 4.5169e-08 | 0 | 0% | 0% | 12 | 24 | 19 | 3.5901e-08 | 4.4825e-08 | 0 | 0% | 0%
12 | 24 | 20 | 5.7025e-08 | 7.1746e-08 | 0 | 0% | 0% | 12 | 24 | 20 | 5.7025e-08 | 7.1201e-08 | 0 | 0% | 0%
12 | 24 | 21 | 6.4675e-08 | 8.137e-08 | 0 | 0% | 0% | 12 | 24 | 21 | 6.4675e-08 | 8.0752e-08 | 0 | 0% | 0%
12 | 24 | 22 | 4.9971e-08 | 6.2871e-08 | 0 | 0% | 0% | 12 | 24 | 22 | 4.9971e-08 | 6.2393e-08 | 0 | 0% | 0%
12 | 24 | 23 | 2.6967e-08 | 3.3929e-08 | 0 | 0% | 0% | 12 | 24 | 23 | 2.6967e-08 | 3.3671e-08 | 0 | 0% | 0%
12 | 25 | 0 | 1.321e-08 | 1.662e-08 | 0 | 0% | 0% | 12 | 25 | 0 | 1.321e-08 | 1.6494e-08 | 0 | 0% | 0%
12 | 25 | 1 | 7.9343e-09 | 9.9825e-09 | 0 | 0% | 0% | 12 | 25 | 1 | 7.9343e-09 | 9.9066e-09 | 0 | 0% | 0%
12 | 25 | 2 | 5.2858e-09 | 6.6503e-09 | 0 | 0% | 0% | 12 | 25 | 2 | 5.2858e-09 | 6.5997e-09 | 0 | 0% | 0%
12 | 25 | 3 | 6.152e-09 | 7.7402e-09 | 0 | 0% | 0% | 12 | 25 | 3 | 6.152e-09 | 7.6813e-09 | 0 | 0% | 0%
12 | 25 | 4 | 6.0596e-09 | 7.6239e-09 | 0 | 0% | 0% | 12 | 25 | 4 | 6.0596e-09 | 7.5659e-09 | 0 | 0% | 0%
12 | 25 | 5 | 9.6853e-09 | 1.2186e-08 | 0 | 0% | 0% | 12 | 25 | 5 | 9.6853e-09 | 1.2093e-08 | 0 | 0% | 0%
12 | 25 | 6 | 1.7168e-08 | 2.16e-08 | 0 | 0% | 0% | 12 | 25 | 6 | 1.7168e-08 | 2.1436e-08 | 0 | 0% | 0%
12 | 25 | 7 | 4.882e-08 | 6.1422e-08 | 0 | 0% | 0% | 12 | 25 | 7 | 4.882e-08 | 6.0955e-08 | 0 | 0% | 0%
12 | 25 | 8 | 5.7895e-08 | 7.284e-08 | 133.3704 | 13.34% | 9.715e-07% | 12 | 25 | 8 | 5.7895e-08 | 7.2286e-08 | 133.3704 | 13.34% | 9.641e-07%
12 | 25 | 9 | 4.6725e-08 | 5.8788e-08 | 377.58 | 37.76% | 2.22e-06% | 12 | 25 | 9 | 4.6725e-08 | 5.834e-08 | 377.58 | 37.76% | 2.203e-06%
12 | 25 | 10 | 1.2724e-08 | 1.6008e-08 | 565.188 | 56.52% | 9.048e-07% | 12 | 25 | 10 | 1.2921e-08 | 1.6133e-08 | 565.188 | 56.52% | 9.118e-07%
12 | 25 | 11 | 2.6754e-09 | 3.366e-09 | 686.28 | 68.63% | 2.31e-07% | 12 | 25 | 11 | 2.7607e-09 | 3.4469e-09 | 686.28 | 68.63% | 2.366e-07%
12 | 25 | 12 | 0 | 0 | 723.7944 | 72.38% | 0% | 12 | 25 | 12 | 0 | 0 | 723.7944 | 72.38% | 0%
12 | 25 | 13 | 0 | 0 | 670.3404 | 67.03% | 0% | 12 | 25 | 13 | 0 | 0 | 670.3404 | 67.03% | 0%
12 | 25 | 14 | 0 | 0 | 309.8292 | 30.98% | 0% | 12 | 25 | 14 | 0 | 0 | 309.8292 | 30.98% | 0%
12 | 25 | 15 | 0 | 0 | 157.6848 | 15.77% | 0% | 12 | 25 | 15 | 0 | 0 | 157.6848 | 15.77% | 0%
12 | 25 | 16 | 0 | 0 | 165.1464 | 16.51% | 0% | 12 | 25 | 16 | 0 | 0 | 165.1464 | 16.51% | 0%
12 | 25 | 17 | 0 | 0 | 0 | 0% | 0% | 12 | 25 | 17 | 0 | 0 | 0 | 0% | 0%
12 | 25 | 18 | 3.2792e-10 | 4.1258e-10 | 0 | 0% | 0% | 12 | 25 | 18 | 3.2792e-10 | 4.0944e-10 | 0 | 0% | 0%
12 | 25 | 19 | 5.2281e-10 | 6.5777e-10 | 0 | 0% | 0% | 12 | 25 | 19 | 5.2281e-10 | 6.5277e-10 | 0 | 0% | 0%
12 | 25 | 20 | 7.0705e-10 | 8.8958e-10 | 0 | 0% | 0% | 12 | 25 | 20 | 7.0705e-10 | 8.8281e-10 | 0 | 0% | 0%
12 | 25 | 21 | 5.573e-10 | 7.0117e-10 | 0 | 0% | 0% | 12 | 25 | 21 | 5.573e-10 | 6.9584e-10 | 0 | 0% | 0%
12 | 25 | 22 | 0 | 0 | 0 | 0% | 0% | 12 | 25 | 22 | 0 | 0 | 0 | 0% | 0%
12 | 25 | 23 | 0 | 0 | 0 | 0% | 0% | 12 | 25 | 23 | 0 | 0 | 0 | 0% | 0%
12 | 26 | 0 | 0 | 0 | 0 | 0% | 0% | 12 | 26 | 0 | 0 | 0 | 0 | 0% | 0%
12 | 26 | 1 | 0 | 0 | 0 | 0% | 0% | 12 | 26 | 1 | 0 | 0 | 0 | 0% | 0%
12 | 26 | 2 | 0 | 0 | 0 | 0% | 0% | 12 | 26 | 2 | 0 | 0 | 0 | 0% | 0%
12 | 26 | 3 | 0 | 0 | 0 | 0% | 0% | 12 | 26 | 3 | 0 | 0 | 0 | 0% | 0%
12 | 26 | 4 | 0 | 0 | 0 | 0% | 0% | 12 | 26 | 4 | 0 | 0 | 0 | 0% | 0%
12 | 26 | 5 | 0 | 0 | 0 | 0% | 0% | 12 | 26 | 5 | 0 | 0 | 0 | 0% | 0%
12 | 26 | 6 | 0 | 0 | 0 | 0% | 0% | 12 | 26 | 6 | 0 | 0 | 0 | 0% | 0%
12 | 26 | 7 | 0 | 0 | 0 | 0% | 0% | 12 | 26 | 7 | 0 | 0 | 0 | 0% | 0%
12 | 26 | 8 | 0 | 0 | 133.8324 | 13.38% | 0% | 12 | 26 | 8 | 0 | 0 | 133.8324 | 13.38% | 0%
12 | 26 | 9 | 1.1557e-10 | 1.4541e-10 | 394.6152 | 39.46% | 5.738e-09% | 12 | 26 | 9 | 1.1643e-10 | 1.4537e-10 | 394.6152 | 39.46% | 5.737e-09%
12 | 26 | 10 | 0 | 0 | 590.2308 | 59.02% | 0% | 12 | 26 | 10 | 0 | 0 | 590.2308 | 59.02% | 0%
12 | 26 | 11 | 0 | 0 | 695.8296 | 69.58% | 0% | 12 | 26 | 11 | 0 | 0 | 695.8296 | 69.58% | 0%
12 | 26 | 12 | 0 | 0 | 738.0216 | 73.8% | 0% | 12 | 26 | 12 | 0 | 0 | 738.0216 | 73.8% | 0%
12 | 26 | 13 | 0 | 0 | 715.8624 | 71.59% | 0% | 12 | 26 | 13 | 0 | 0 | 715.8624 | 71.59% | 0%
12 | 26 | 14 | 0 | 0 | 627.3588 | 62.74% | 0% | 12 | 26 | 14 | 0 | 0 | 627.3588 | 62.74% | 0%
12 | 26 | 15 | 0 | 0 | 462.888 | 46.29% | 0% | 12 | 26 | 15 | 0 | 0 | 462.888 | 46.29% | 0%
12 | 26 | 16 | 0 | 0 | 244.7628 | 24.48% | 0% | 12 | 26 | 16 | 0 | 0 | 244.7628 | 24.48% | 0%
12 | 26 | 17 | 1.2404e-09 | 1.5606e-09 | 0 | 0% | 0% | 12 | 26 | 17 | 1.2404e-09 | 1.5487e-09 | 0 | 0% | 0%
12 | 26 | 18 | 8.6619e-09 | 1.0898e-08 | 0 | 0% | 0% | 12 | 26 | 18 | 8.6619e-09 | 1.0815e-08 | 0 | 0% | 0%
12 | 26 | 19 | 1.0153e-08 | 1.2775e-08 | 0 | 0% | 0% | 12 | 26 | 19 | 1.0153e-08 | 1.2677e-08 | 0 | 0% | 0%
12 | 26 | 20 | 9.6853e-09 | 1.2186e-08 | 0 | 0% | 0% | 12 | 26 | 20 | 9.6853e-09 | 1.2093e-08 | 0 | 0% | 0%
12 | 26 | 21 | 8.8781e-09 | 1.117e-08 | 0 | 0% | 0% | 12 | 26 | 21 | 8.8781e-09 | 1.1085e-08 | 0 | 0% | 0%
12 | 26 | 22 | 3.5351e-09 | 4.4477e-09 | 0 | 0% | 0% | 12 | 26 | 22 | 3.5351e-09 | 4.4138e-09 | 0 | 0% | 0%
12 | 26 | 23 | 3.461e-10 | 4.3545e-10 | 0 | 0% | 0% | 12 | 26 | 23 | 3.461e-10 | 4.3214e-10 | 0 | 0% | 0%
12 | 27 | 0 | 0 | 0 | 0 | 0% | 0% | 12 | 27 | 0 | 0 | 0 | 0 | 0% | 0%
12 | 27 | 1 | 0 | 0 | 0 | 0% | 0% | 12 | 27 | 1 | 0 | 0 | 0 | 0% | 0%
12 | 27 | 2 | 0 | 0 | 0 | 0% | 0% | 12 | 27 | 2 | 0 | 0 | 0 | 0% | 0%
12 | 27 | 3 | 0 | 0 | 0 | 0% | 0% | 12 | 27 | 3 | 0 | 0 | 0 | 0% | 0%
12 | 27 | 4 | 0 | 0 | 0 | 0% | 0% | 12 | 27 | 4 | 0 | 0 | 0 | 0% | 0%
12 | 27 | 5 | 1.3255e-09 | 1.6677e-09 | 0 | 0% | 0% | 12 | 27 | 5 | 1.3255e-09 | 1.655e-09 | 0 | 0% | 0%
12 | 27 | 6 | 1.0644e-08 | 1.3391e-08 | 0 | 0% | 0% | 12 | 27 | 6 | 1.0644e-08 | 1.3289e-08 | 0 | 0% | 0%
12 | 27 | 7 | 7.917e-08 | 9.9608e-08 | 0 | 0% | 0% | 12 | 27 | 7 | 7.917e-08 | 9.885e-08 | 0 | 0% | 0%
12 | 27 | 8 | 1.6602e-07 | 2.0887e-07 | 130.8696 | 13.09% | 2.734e-06% | 12 | 27 | 8 | 1.6602e-07 | 2.0728e-07 | 130.8696 | 13.09% | 2.713e-06%
12 | 27 | 9 | 1.7592e-07 | 2.2133e-07 | 385.2384 | 38.52% | 8.527e-06% | 12 | 27 | 9 | 1.7717e-07 | 2.2121e-07 | 385.2384 | 38.52% | 8.522e-06%
12 | 27 | 10 | 8.609e-08 | 1.0831e-07 | 581.4984 | 58.15% | 6.298e-06% | 12 | 27 | 10 | 8.6746e-08 | 1.0831e-07 | 581.4984 | 58.15% | 6.298e-06%
12 | 27 | 11 | 3.0893e-08 | 3.8868e-08 | 694.14 | 69.41% | 2.698e-06% | 12 | 27 | 11 | 3.0893e-08 | 3.8572e-08 | 694.14 | 69.41% | 2.677e-06%
12 | 27 | 12 | 1.117e-08 | 1.4054e-08 | 740.5164 | 74.05% | 1.041e-06% | 12 | 27 | 12 | 1.117e-08 | 1.3947e-08 | 740.5164 | 74.05% | 1.033e-06%
12 | 27 | 13 | 3.6887e-09 | 4.6409e-09 | 717.9828 | 71.8% | 3.332e-07% | 12 | 27 | 13 | 3.6887e-09 | 4.6056e-09 | 717.9828 | 71.8% | 3.307e-07%
12 | 27 | 14 | 2.06e-09 | 2.5918e-09 | 624.3036 | 62.43% | 1.618e-07% | 12 | 27 | 14 | 2.06e-09 | 2.572e-09 | 624.3036 | 62.43% | 1.606e-07%
12 | 27 | 15 | 9.6236e-10 | 1.2108e-09 | 471.9684 | 47.2% | 5.715e-08% | 12 | 27 | 15 | 9.6236e-10 | 1.2016e-09 | 471.9684 | 47.2% | 5.671e-08%
12 | 27 | 16 | 2.0583e-09 | 2.5896e-09 | 251.0544 | 25.11% | 6.501e-08% | 12 | 27 | 16 | 2.0583e-09 | 2.5699e-09 | 251.0544 | 25.11% | 6.452e-08%
12 | 27 | 17 | 1.5386e-08 | 1.9358e-08 | 0 | 0% | 0% | 12 | 27 | 17 | 1.5386e-08 | 1.9211e-08 | 0 | 0% | 0%
12 | 27 | 18 | 7.7933e-08 | 9.8052e-08 | 0 | 0% | 0% | 12 | 27 | 18 | 7.7933e-08 | 9.7306e-08 | 0 | 0% | 0%
12 | 27 | 19 | 6.9152e-08 | 8.7003e-08 | 0 | 0% | 0% | 12 | 27 | 19 | 6.9152e-08 | 8.6342e-08 | 0 | 0% | 0%
12 | 27 | 20 | 7.6146e-08 | 9.5803e-08 | 0 | 0% | 0% | 12 | 27 | 20 | 7.6146e-08 | 9.5074e-08 | 0 | 0% | 0%
12 | 27 | 21 | 5.0715e-08 | 6.3807e-08 | 0 | 0% | 0% | 12 | 27 | 21 | 5.0715e-08 | 6.3321e-08 | 0 | 0% | 0%
12 | 27 | 22 | 1.6245e-08 | 2.0438e-08 | 0 | 0% | 0% | 12 | 27 | 22 | 1.6245e-08 | 2.0283e-08 | 0 | 0% | 0%
12 | 27 | 23 | 4.2737e-09 | 5.377e-09 | 0 | 0% | 0% | 12 | 27 | 23 | 4.2737e-09 | 5.3361e-09 | 0 | 0% | 0%
12 | 28 | 0 | 1.123e-09 | 1.4129e-09 | 0 | 0% | 0% | 12 | 28 | 0 | 1.123e-09 | 1.4022e-09 | 0 | 0% | 0%
12 | 28 | 1 | 6.3373e-10 | 7.9732e-10 | 0 | 0% | 0% | 12 | 28 | 1 | 6.3373e-10 | 7.9126e-10 | 0 | 0% | 0%
12 | 28 | 2 | 1.1909e-10 | 1.4983e-10 | 0 | 0% | 0% | 12 | 28 | 2 | 1.1909e-10 | 1.4869e-10 | 0 | 0% | 0%
12 | 28 | 3 | 2.3941e-10 | 3.0121e-10 | 0 | 0% | 0% | 12 | 28 | 3 | 2.3941e-10 | 2.9892e-10 | 0 | 0% | 0%
12 | 28 | 4 | 5.183e-10 | 6.521e-10 | 0 | 0% | 0% | 12 | 28 | 4 | 5.183e-10 | 6.4714e-10 | 0 | 0% | 0%
12 | 28 | 5 | 2.5261e-09 | 3.1782e-09 | 0 | 0% | 0% | 12 | 28 | 5 | 2.5261e-09 | 3.1541e-09 | 0 | 0% | 0%
12 | 28 | 6 | 2.059e-08 | 2.5905e-08 | 0 | 0% | 0% | 12 | 28 | 6 | 2.059e-08 | 2.5708e-08 | 0 | 0% | 0%
12 | 28 | 7 | 7.8552e-08 | 9.883e-08 | 0 | 0% | 0% | 12 | 28 | 7 | 7.8552e-08 | 9.8078e-08 | 0 | 0% | 0%
12 | 28 | 8 | 1.3389e-07 | 1.6846e-07 | 136.1856 | 13.62% | 2.294e-06% | 12 | 28 | 8 | 1.3389e-07 | 1.6718e-07 | 136.1856 | 13.62% | 2.277e-06%
12 | 28 | 9 | 7.1278e-08 | 8.9679e-08 | 288.4068 | 28.84% | 2.586e-06% | 12 | 28 | 9 | 7.1825e-08 | 8.968e-08 | 288.4068 | 28.84% | 2.586e-06%
12 | 28 | 10 | 3.2812e-08 | 4.1283e-08 | 437.2596 | 43.73% | 1.805e-06% | 12 | 28 | 10 | 3.3285e-08 | 4.1559e-08 | 437.2596 | 43.73% | 1.817e-06%
12 | 28 | 11 | 7.4514e-09 | 9.375e-09 | 509.1468 | 50.91% | 4.773e-07% | 12 | 28 | 11 | 7.5116e-09 | 9.3789e-09 | 509.1468 | 50.91% | 4.775e-07%
12 | 28 | 12 | 2.8507e-09 | 3.5866e-09 | 481.068 | 48.11% | 1.725e-07% | 12 | 28 | 12 | 2.8967e-09 | 3.6167e-09 | 481.068 | 48.11% | 1.74e-07%
12 | 28 | 13 | 4.4863e-10 | 5.6445e-10 | 377.2284 | 37.72% | 2.129e-08% | 12 | 28 | 13 | 4.4863e-10 | 5.6015e-10 | 377.2284 | 37.72% | 2.113e-08%
12 | 28 | 14 | 0 | 0 | 172.5384 | 17.25% | 0% | 12 | 28 | 14 | 0 | 0 | 172.5384 | 17.25% | 0%
12 | 28 | 15 | 0 | 0 | 65.5056 | 6.551% | 0% | 12 | 28 | 15 | 0 | 0 | 65.5056 | 6.551% | 0%
12 | 28 | 16 | 0 | 0 | 28.2828 | 2.828% | 0% | 12 | 28 | 16 | 0 | 0 | 28.2828 | 2.828% | 0%
12 | 28 | 17 | 2.5261e-09 | 3.1782e-09 | 0 | 0% | 0% | 12 | 28 | 17 | 2.5261e-09 | 3.1541e-09 | 0 | 0% | 0%
12 | 28 | 18 | 8.457e-09 | 1.064e-08 | 0 | 0% | 0% | 12 | 28 | 18 | 8.457e-09 | 1.0559e-08 | 0 | 0% | 0%
12 | 28 | 19 | 7.3824e-09 | 9.2882e-09 | 0 | 0% | 0% | 12 | 28 | 19 | 7.3824e-09 | 9.2175e-09 | 0 | 0% | 0%
12 | 28 | 20 | 4.6381e-09 | 5.8355e-09 | 0 | 0% | 0% | 12 | 28 | 20 | 4.6381e-09 | 5.7911e-09 | 0 | 0% | 0%
12 | 28 | 21 | 1.6385e-09 | 2.0615e-09 | 0 | 0% | 0% | 12 | 28 | 21 | 1.6385e-09 | 2.0458e-09 | 0 | 0% | 0%
12 | 28 | 22 | 0 | 0 | 0 | 0% | 0% | 12 | 28 | 22 | 0 | 0 | 0 | 0% | 0%
12 | 28 | 23 | 0 | 0 | 0 | 0% | 0% | 12 | 28 | 23 | 0 | 0 | 0 | 0% | 0%
12 | 29 | 0 | 0 | 0 | 0 | 0% | 0% | 12 | 29 | 0 | 0 | 0 | 0 | 0% | 0%
12 | 29 | 1 | 0 | 0 | 0 | 0% | 0% | 12 | 29 | 1 | 0 | 0 | 0 | 0% | 0%
12 | 29 | 2 | 0 | 0 | 0 | 0% | 0% | 12 | 29 | 2 | 0 | 0 | 0 | 0% | 0%
12 | 29 | 3 | 0 | 0 | 0 | 0% | 0% | 12 | 29 | 3 | 0 | 0 | 0 | 0% | 0%
12 | 29 | 4 | 0 | 0 | 0 | 0% | 0% | 12 | 29 | 4 | 0 | 0 | 0 | 0% | 0%
12 | 29 | 5 | 0 | 0 | 0 | 0% | 0% | 12 | 29 | 5 | 0 | 0 | 0 | 0% | 0%
12 | 29 | 6 | 0 | 0 | 0 | 0% | 0% | 12 | 29 | 6 | 0 | 0 | 0 | 0% | 0%
12 | 29 | 7 | 0 | 0 | 0 | 0% | 0% | 12 | 29 | 7 | 0 | 0 | 0 | 0% | 0%
12 | 29 | 8 | 1.1639e-10 | 1.4643e-10 | 15.7188 | 1.572% | 2.302e-10% | 12 | 29 | 8 | 1.1639e-10 | 1.4532e-10 | 15.7188 | 1.572% | 2.284e-10%
12 | 29 | 9 | 6.1225e-10 | 7.703e-10 | 29.3988 | 2.94% | 2.265e-09% | 12 | 29 | 9 | 6.1225e-10 | 7.6444e-10 | 29.3988 | 2.94% | 2.247e-09%
12 | 29 | 10 | 1.2933e-09 | 1.6271e-09 | 6.7392 | 0.6739% | 1.097e-09% | 12 | 29 | 10 | 1.2933e-09 | 1.6148e-09 | 6.7392 | 0.6739% | 1.088e-09%
12 | 29 | 11 | 4.5601e-10 | 5.7373e-10 | 99.4932 | 9.949% | 5.708e-09% | 12 | 29 | 11 | 4.5601e-10 | 5.6937e-10 | 99.4932 | 9.949% | 5.665e-09%
12 | 29 | 12 | 0 | 0 | 725.8656 | 72.59% | 0% | 12 | 29 | 12 | 0 | 0 | 725.8656 | 72.59% | 0%
12 | 29 | 13 | 0 | 0 | 703.9116 | 70.39% | 0% | 12 | 29 | 13 | 0 | 0 | 703.9116 | 70.39% | 0%
12 | 29 | 14 | 0 | 0 | 613.9116 | 61.39% | 0% | 12 | 29 | 14 | 0 | 0 | 613.9116 | 61.39% | 0%
12 | 29 | 15 | 0 | 0 | 448.7412 | 44.87% | 0% | 12 | 29 | 15 | 0 | 0 | 448.7412 | 44.87% | 0%
12 | 29 | 16 | 0 | 0 | 209.922 | 20.99% | 0% | 12 | 29 | 16 | 0 | 0 | 209.922 | 20.99% | 0%
12 | 29 | 17 | 0 | 0 | 0 | 0% | 0% | 12 | 29 | 17 | 0 | 0 | 0 | 0% | 0%
12 | 29 | 18 | 5.183e-10 | 6.521e-10 | 0 | 0% | 0% | 12 | 29 | 18 | 5.183e-10 | 6.4714e-10 | 0 | 0% | 0%
12 | 29 | 19 | 0 | 0 | 0 | 0% | 0% | 12 | 29 | 19 | 0 | 0 | 0 | 0% | 0%
12 | 29 | 20 | 0 | 0 | 0 | 0% | 0% | 12 | 29 | 20 | 0 | 0 | 0 | 0% | 0%
12 | 29 | 21 | 0 | 0 | 0 | 0% | 0% | 12 | 29 | 21 | 0 | 0 | 0 | 0% | 0%
12 | 29 | 22 | 0 | 0 | 0 | 0% | 0% | 12 | 29 | 22 | 0 | 0 | 0 | 0% | 0%
12 | 29 | 23 | 0 | 0 | 0 | 0% | 0% | 12 | 29 | 23 | 0 | 0 | 0 | 0% | 0%
12 | 30 | 0 | 0 | 0 | 0 | 0% | 0% | 12 | 30 | 0 | 0 | 0 | 0 | 0% | 0%
12 | 30 | 1 | 0 | 0 | 0 | 0% | 0% | 12 | 30 | 1 | 0 | 0 | 0 | 0% | 0%
12 | 30 | 2 | 0 | 0 | 0 | 0% | 0% | 12 | 30 | 2 | 0 | 0 | 0 | 0% | 0%
12 | 30 | 3 | 0 | 0 | 0 | 0% | 0% | 12 | 30 | 3 | 0 | 0 | 0 | 0% | 0%
12 | 30 | 4 | 0 | 0 | 0 | 0% | 0% | 12 | 30 | 4 | 0 | 0 | 0 | 0% | 0%
12 | 30 | 5 | 0 | 0 | 0 | 0% | 0% | 12 | 30 | 5 | 0 | 0 | 0 | 0% | 0%
12 | 30 | 6 | 0 | 0 | 0 | 0% | 0% | 12 | 30 | 6 | 0 | 0 | 0 | 0% | 0%
12 | 30 | 7 | 0 | 0 | 0 | 0% | 0% | 12 | 30 | 7 | 0 | 0 | 0 | 0% | 0%
12 | 30 | 8 | 0 | 0 | 131.5032 | 13.15% | 0% | 12 | 30 | 8 | 0 | 0 | 131.5032 | 13.15% | 0%
12 | 30 | 9 | 0 | 0 | 31.8444 | 3.184% | 0% | 12 | 30 | 9 | 0 | 0 | 31.8444 | 3.184% | 0%
12 | 30 | 10 | 0 | 0 | 58.7076 | 5.871% | 0% | 12 | 30 | 10 | 0 | 0 | 58.7076 | 5.871% | 0%
12 | 30 | 11 | 0 | 0 | 256.4856 | 25.65% | 0% | 12 | 30 | 11 | 0 | 0 | 256.4856 | 25.65% | 0%
12 | 30 | 12 | 0 | 0 | 278.9328 | 27.89% | 0% | 12 | 30 | 12 | 0 | 0 | 278.9328 | 27.89% | 0%
12 | 30 | 13 | 0 | 0 | 390.3852 | 39.04% | 0% | 12 | 30 | 13 | 0 | 0 | 390.3852 | 39.04% | 0%
12 | 30 | 14 | 0 | 0 | 677.0364 | 67.7% | 0% | 12 | 30 | 14 | 0 | 0 | 677.0364 | 67.7% | 0%
12 | 30 | 15 | 0 | 0 | 509.028 | 50.9% | 0% | 12 | 30 | 15 | 0 | 0 | 509.028 | 50.9% | 0%
12 | 30 | 16 | 0 | 0 | 264.5088 | 26.45% | 0% | 12 | 30 | 16 | 0 | 0 | 264.5088 | 26.45% | 0%
12 | 30 | 17 | 0 | 0 | 0 | 0% | 0% | 12 | 30 | 17 | 0 | 0 | 0 | 0% | 0%
12 | 30 | 18 | 0 | 0 | 0 | 0% | 0% | 12 | 30 | 18 | 0 | 0 | 0 | 0% | 0%
12 | 30 | 19 | 0 | 0 | 0 | 0% | 0% | 12 | 30 | 19 | 0 | 0 | 0 | 0% | 0%
12 | 30 | 20 | 0 | 0 | 0 | 0% | 0% | 12 | 30 | 20 | 0 | 0 | 0 | 0% | 0%
12 | 30 | 21 | 0 | 0 | 0 | 0% | 0% | 12 | 30 | 21 | 0 | 0 | 0 | 0% | 0%
12 | 30 | 22 | 0 | 0 | 0 | 0% | 0% | 12 | 30 | 22 | 0 | 0 | 0 | 0% | 0%
12 | 30 | 23 | 0 | 0 | 0 | 0% | 0% | 12 | 30 | 23 | 0 | 0 | 0 | 0% | 0%
12 | 31 | 0 | 0 | 0 | 0 | 0% | 0% | 12 | 31 | 0 | 0 | 0 | 0 | 0% | 0%
12 | 31 | 1 | 0 | 0 | 0 | 0% | 0% | 12 | 31 | 1 | 0 | 0 | 0 | 0% | 0%
12 | 31 | 2 | 0 | 0 | 0 | 0% | 0% | 12 | 31 | 2 | 0 | 0 | 0 | 0% | 0%
12 | 31 | 3 | 0 | 0 | 0 | 0% | 0% | 12 | 31 | 3 | 0 | 0 | 0 | 0% | 0%
12 | 31 | 4 | 0 | 0 | 0 | 0% | 0% | 12 | 31 | 4 | 0 | 0 | 0 | 0% | 0%
12 | 31 | 5 | 0 | 0 | 0 | 0% | 0% | 12 | 31 | 5 | 0 | 0 | 0 | 0% | 0%
12 | 31 | 6 | 0 | 0 | 0 | 0% | 0% | 12 | 31 | 6 | 0 | 0 | 0 | 0% | 0%
12 | 31 | 7 | 0 | 0 | 0 | 0% | 0% | 12 | 31 | 7 | 0 | 0 | 0 | 0% | 0%
12 | 31 | 8 | 0 | 0 | 130.3908 | 13.04% | 0% | 12 | 31 | 8 | 0 | 0 | 130.3908 | 13.04% | 0%
12 | 31 | 9 | 0 | 0 | 392.0928 | 39.21% | 0% | 12 | 31 | 9 | 0 | 0 | 392.0928 | 39.21% | 0%
12 | 31 | 10 | 0 | 0 | 597.0528 | 59.71% | 0% | 12 | 31 | 10 | 0 | 0 | 597.0528 | 59.71% | 0%
12 | 31 | 11 | 0 | 0 | 722.0892 | 72.21% | 0% | 12 | 31 | 11 | 0 | 0 | 722.0892 | 72.21% | 0%
12 | 31 | 12 | 0 | 0 | 764.274 | 76.43% | 0% | 12 | 31 | 12 | 0 | 0 | 764.274 | 76.43% | 0%
12 | 31 | 13 | 0 | 0 | 740.5332 | 74.05% | 0% | 12 | 31 | 13 | 0 | 0 | 740.5332 | 74.05% | 0%
12 | 31 | 14 | 0 | 0 | 638.2632 | 63.83% | 0% | 12 | 31 | 14 | 0 | 0 | 638.2632 | 63.83% | 0%
12 | 31 | 15 | 0 | 0 | 468.4764 | 46.85% | 0% | 12 | 31 | 15 | 0 | 0 | 468.4764 | 46.85% | 0%
12 | 31 | 16 | 0 | 0 | 251.3304 | 25.13% | 0% | 12 | 31 | 16 | 0 | 0 | 251.3304 | 25.13% | 0%
12 | 31 | 17 | 0 | 0 | 0 | 0% | 0% | 12 | 31 | 17 | 0 | 0 | 0 | 0% | 0%
12 | 31 | 18 | 0 | 0 | 0 | 0% | 0% | 12 | 31 | 18 | 0 | 0 | 0 | 0% | 0%
12 | 31 | 19 | 0 | 0 | 0 | 0% | 0% | 12 | 31 | 19 | 0 | 0 | 0 | 0% | 0%
12 | 31 | 20 | 0 | 0 | 0 | 0% | 0% | 12 | 31 | 20 | 0 | 0 | 0 | 0% | 0%
12 | 31 | 21 | 0 | 0 | 0 | 0% | 0% | 12 | 31 | 21 | 0 | 0 | 0 | 0% | 0%
12 | 31 | 22 | 0 | 0 | 0 | 0% | 0% | 12 | 31 | 22 | 0 | 0 | 0 | 0% | 0%
12 | 31 | 23 | 0 | 0 | 0 | 0% | 0% | 12 | 31 | 23 | 0 | 0 | 0 | 0% | 0%
|  |  | 0.79482 | 1 |  |  | 58.14% |  |  |  | 0.80091 | 1 |  |  | 58.19%

## T&D COSS History
Amounts refer to net cost rate base
LGE TOTAL | Present | 2018 GRC | % Increase | Annual | Months | Years | LGE - Residential | Present | 2018 GRC | % Increase | Annual
Transmission | 346878037.4806 | 293849584.2177 | 18.05% | 8.329% | 26 | 2.1667 | Transmission | 164114791.0906 | 133002370.7455 | 23.39% | 10.8%
| End June 30, 2022 | End April 30, 2020 | [5 empty] | End June 30, 2022 | End April 30, 2020
Distribution Sub | 127246319.1431 | 107040890.2501 | 18.88% | 8.712% |  |  | Distribution Sub | 63588258.8489 | 51331355.6444 | 23.88% | 11.02%
Distribution Lines P | 194814176.9479 | 163569496.8223 | 19.1% | 8.816% |  |  | Distribution Lines P | 97353655.4504 | 78439594.3863 | 24.11% | 11.13%
Distribution Lines S | 54455747.2981 | 47707557.4943 | 14.14% | 6.528% |  |  | Distribution Lines S | 41277550.3392 | 35167652.4912 | 17.37% | 8.019%
Distribution Trans | 66122625.3032 | 61709302.5138 | 7.152% | 3.301% |  |  | Distribution Trans | 45742982.1329 | 42174095.2222 | 8.462% | 3.906%
TOTAL | 442638868.6922 | 380027247.0805 | 16.48% | 7.604% |  |  | TOTAL | 247962446.7714 | 207112697.7442 | 19.72% | 9.103%
2016 Rate Case | RS Unit Cost Sheet
Transmission | 22624225.99
Distribution | 38702350.3406
LGE TOTAL | 2018 GRC | 2016 GRC | % Increase | Annual | Months | Years | LGE - Residential | 2018 GRC | 2016 GRC | % Increase | Annual
Transmission | 293849584.2177 | 251904274.2451 | 16.65% | 9.083% | 22 | 1.8333 | Transmission | 133002370.7455 | 111943212.2298 | 18.81% | 10.26%
| End April 30, 2020 | End June 30 2018 | [5 empty] | End April 30, 2020 | End June 30 2018
Distribution Sub | 107040890.2501 | 86725893.8982 | 23.42% | 12.78% |  |  | Distribution Sub | 51331355.6444 | 41610936.9667 | 23.36% | 12.74%
Distribution Lines P | 163569496.8223 | 146289689.9773 | 11.81% | 6.443% |  |  | Distribution Lines P | 78439594.3863 | 70189545.4161 | 11.75% | 6.411%
Distribution Lines S | 47707557.4943 | 40320469.6467 | 18.32% | 9.993% |  |  | Distribution Lines S | 35167652.4912 | 33837261.4464 | 3.932% | 2.145%
Distribution Trans | 61709302.5138 | 55853390.8492 | 10.48% | 5.719% |  |  | Distribution Trans | 42174095.2222 | 38751123.4234 | 8.833% | 4.818%
TOTAL | 380027247.0805 | 329189444.3715 | 15.44% | 8.424% |  |  | TOTAL | 207112697.7442 | 184388867.2526 | 12.32% | 6.722%
TOTAL | Present | 2016 GRC | % Increase | Annual |  |  | TOTAL | Present | 2016 GRC | % Increase | Annual
Transmission | 346878037.4806 | 251904274.2451 | 37.7% | 9.426% |  |  | Transmission | 164114791.0906 | 111943212.2298 | 46.61% | 11.65%
| End June 30, 2022 | End June 30 2018 | [5 empty] | End June 30, 2022 | End June 30 2018 |  | 0%
0%
Distribution Sub | 127246319.1431 | 86725893.8982 | 46.72% | 11.68% |  |  | Distribution Sub | 63588258.8489 | 41610936.9667 | 52.82% | 13.2%
Distribution Lines P | 194814176.9479 | 146289689.9773 | 33.17% | 8.293% |  |  | Distribution Lines P | 97353655.4504 | 70189545.4161 | 38.7% | 9.675%
Distribution Lines S | 54455747.2981 | 40320469.6467 | 35.06% | 8.764% |  |  | Distribution Lines S | 41277550.3392 | 33837261.4464 | 21.99% | 5.497%
Distribution Trans | 66122625.3032 | 55853390.8492 | 18.39% | 4.597% |  |  | Distribution Trans | 45742982.1329 | 38751123.4234 | 18.04% | 4.511%
| 442638868.6922 | 329189444.3715 | 34.46% | 8.616% |  |  | TOTAL | 247962446.7714 | 184388867.2526 | 34.48% | 8.619%

## Solar Profile 1 kW-AC
Month | Day | Hour | AC Output | Louisville KY, 1.2 kW DC and 1 kW-AC system
1 | 1 | 0 | 0 | Total Energy (kWh) | 1594.3493
1 | 1 | 1 | 0 | *Timing adjusted for DST
1 | 1 | 2 | 0
1 | 1 | 3 | 0
1 | 1 | 4 | 0
1 | 1 | 5 | 0
1 | 1 | 6 | 0
1 | 1 | 7 | 0
1 | 1 | 8 | 78.408
1 | 1 | 9 | 0.3648
1 | 1 | 10 | 197.2224
1 | 1 | 11 | 146.5908
1 | 1 | 12 | 126.3816
1 | 1 | 13 | 74.2968
1 | 1 | 14 | 109.5552
1 | 1 | 15 | 95.6784
1 | 1 | 16 | 51.1548
1 | 1 | 17 | 0
1 | 1 | 18 | 0
1 | 1 | 19 | 0
1 | 1 | 20 | 0
1 | 1 | 21 | 0
1 | 1 | 22 | 0
1 | 1 | 23 | 0
1 | 2 | 0 | 0
1 | 2 | 1 | 0
1 | 2 | 2 | 0
1 | 2 | 3 | 0
1 | 2 | 4 | 0
1 | 2 | 5 | 0
1 | 2 | 6 | 0
1 | 2 | 7 | 0
1 | 2 | 8 | 135.072
1 | 2 | 9 | 269.4924
1 | 2 | 10 | 328.6272
1 | 2 | 11 | 599.9784
1 | 2 | 12 | 651.0648
1 | 2 | 13 | 635.9904
1 | 2 | 14 | 654.3
1 | 2 | 15 | 495.5016
1 | 2 | 16 | 275.5956
1 | 2 | 17 | 0
1 | 2 | 18 | 0
1 | 2 | 19 | 0
1 | 2 | 20 | 0
1 | 2 | 21 | 0
1 | 2 | 22 | 0
1 | 2 | 23 | 0
1 | 3 | 0 | 0
1 | 3 | 1 | 0
1 | 3 | 2 | 0
1 | 3 | 3 | 0
1 | 3 | 4 | 0
1 | 3 | 5 | 0
1 | 3 | 6 | 0
1 | 3 | 7 | 0
1 | 3 | 8 | 134.2872
1 | 3 | 9 | 390.8808
1 | 3 | 10 | 583.596
1 | 3 | 11 | 718.0584
1 | 3 | 12 | 769.2276
1 | 3 | 13 | 751.5936
1 | 3 | 14 | 660.1608
1 | 3 | 15 | 495.3348
1 | 3 | 16 | 257.0784
1 | 3 | 17 | 0
1 | 3 | 18 | 0
1 | 3 | 19 | 0
1 | 3 | 20 | 0
1 | 3 | 21 | 0
1 | 3 | 22 | 0
1 | 3 | 23 | 0
1 | 4 | 0 | 0
1 | 4 | 1 | 0
1 | 4 | 2 | 0
1 | 4 | 3 | 0
1 | 4 | 4 | 0
1 | 4 | 5 | 0
1 | 4 | 6 | 0
1 | 4 | 7 | 0
1 | 4 | 8 | 114.258
1 | 4 | 9 | 370.7592
1 | 4 | 10 | 577.4208
1 | 4 | 11 | 713.3592
1 | 4 | 12 | 768.96
1 | 4 | 13 | 287.5296
1 | 4 | 14 | 663.3156
1 | 4 | 15 | 492.2004
1 | 4 | 16 | 259.2804
1 | 4 | 17 | 0
1 | 4 | 18 | 0
1 | 4 | 19 | 0
1 | 4 | 20 | 0
1 | 4 | 21 | 0
1 | 4 | 22 | 0
1 | 4 | 23 | 0
1 | 5 | 0 | 0
1 | 5 | 1 | 0
1 | 5 | 2 | 0
1 | 5 | 3 | 0
1 | 5 | 4 | 0
1 | 5 | 5 | 0
1 | 5 | 6 | 0
1 | 5 | 7 | 0
1 | 5 | 8 | 126.1536
1 | 5 | 9 | 375.7656
1 | 5 | 10 | 567.5076
1 | 5 | 11 | 684.9864
1 | 5 | 12 | 749.7696
1 | 5 | 13 | 418.2552
1 | 5 | 14 | 314.0664
1 | 5 | 15 | 18.3024
1 | 5 | 16 | 5.8164
1 | 5 | 17 | 0
1 | 5 | 18 | 0
1 | 5 | 19 | 0
1 | 5 | 20 | 0
1 | 5 | 21 | 0
1 | 5 | 22 | 0
1 | 5 | 23 | 0
1 | 6 | 0 | 0
1 | 6 | 1 | 0
1 | 6 | 2 | 0
1 | 6 | 3 | 0
1 | 6 | 4 | 0
1 | 6 | 5 | 0
1 | 6 | 6 | 0
1 | 6 | 7 | 0
1 | 6 | 8 | 3.6072
1 | 6 | 9 | 35.7348
1 | 6 | 10 | 65.28
1 | 6 | 11 | 85.2516
1 | 6 | 12 | 95.3928
1 | 6 | 13 | 49.5564
1 | 6 | 14 | 164.9148
1 | 6 | 15 | 63.6876
1 | 6 | 16 | 17.5908
1 | 6 | 17 | 0
1 | 6 | 18 | 0
1 | 6 | 19 | 0
1 | 6 | 20 | 0
1 | 6 | 21 | 0
1 | 6 | 22 | 0
1 | 6 | 23 | 0
1 | 7 | 0 | 0
1 | 7 | 1 | 0
1 | 7 | 2 | 0
1 | 7 | 3 | 0
1 | 7 | 4 | 0
1 | 7 | 5 | 0
1 | 7 | 6 | 0
1 | 7 | 7 | 0
1 | 7 | 8 | 124.5696
1 | 7 | 9 | 391.4232
1 | 7 | 10 | 598.6176
1 | 7 | 11 | 727.1292
1 | 7 | 12 | 783.3204
1 | 7 | 13 | 765.6216
1 | 7 | 14 | 682.6776
1 | 7 | 15 | 530.2272
1 | 7 | 16 | 303.2208
1 | 7 | 17 | 0
1 | 7 | 18 | 0
1 | 7 | 19 | 0
1 | 7 | 20 | 0
1 | 7 | 21 | 0
1 | 7 | 22 | 0
1 | 7 | 23 | 0
1 | 8 | 0 | 0
1 | 8 | 1 | 0
1 | 8 | 2 | 0
1 | 8 | 3 | 0
1 | 8 | 4 | 0
1 | 8 | 5 | 0
1 | 8 | 6 | 0
1 | 8 | 7 | 0
1 | 8 | 8 | 114.96
1 | 8 | 9 | 371.0112
1 | 8 | 10 | 433.992
1 | 8 | 11 | 440.856
1 | 8 | 12 | 748.878
1 | 8 | 13 | 730.044
1 | 8 | 14 | 638.7276
1 | 8 | 15 | 336.0384
1 | 8 | 16 | 286.1412
1 | 8 | 17 | 0
1 | 8 | 18 | 0
1 | 8 | 19 | 0
1 | 8 | 20 | 0
1 | 8 | 21 | 0
1 | 8 | 22 | 0
1 | 8 | 23 | 0
1 | 9 | 0 | 0
1 | 9 | 1 | 0
1 | 9 | 2 | 0
1 | 9 | 3 | 0
1 | 9 | 4 | 0
1 | 9 | 5 | 0
1 | 9 | 6 | 0
1 | 9 | 7 | 0
1 | 9 | 8 | 7.7916
1 | 9 | 9 | 30.0096
1 | 9 | 10 | 139.5384
1 | 9 | 11 | 405.336
1 | 9 | 12 | 645.9072
1 | 9 | 13 | 645.8616
1 | 9 | 14 | 518.3928
1 | 9 | 15 | 324.8556
1 | 9 | 16 | 237.2904
1 | 9 | 17 | 5.5008
1 | 9 | 18 | 0
1 | 9 | 19 | 0
1 | 9 | 20 | 0
1 | 9 | 21 | 0
1 | 9 | 22 | 0
1 | 9 | 23 | 0
1 | 10 | 0 | 0
1 | 10 | 1 | 0
1 | 10 | 2 | 0
1 | 10 | 3 | 0
1 | 10 | 4 | 0
1 | 10 | 5 | 0
1 | 10 | 6 | 0
1 | 10 | 7 | 0
1 | 10 | 8 | 0
1 | 10 | 9 | 10.9272
1 | 10 | 10 | 24.6576
1 | 10 | 11 | 66.4944
1 | 10 | 12 | 33.9564
1 | 10 | 13 | 133.5876
1 | 10 | 14 | 40.83
1 | 10 | 15 | 120.8472
1 | 10 | 16 | 10.536
1 | 10 | 17 | 0
1 | 10 | 18 | 0
1 | 10 | 19 | 0
1 | 10 | 20 | 0
1 | 10 | 21 | 0
1 | 10 | 22 | 0
1 | 10 | 23 | 0
1 | 11 | 0 | 0
1 | 11 | 1 | 0
1 | 11 | 2 | 0
1 | 11 | 3 | 0
1 | 11 | 4 | 0
1 | 11 | 5 | 0
1 | 11 | 6 | 0
1 | 11 | 7 | 0
1 | 11 | 8 | 98.4468
1 | 11 | 9 | 124.6764
1 | 11 | 10 | 427.0932
1 | 11 | 11 | 525.3132
1 | 11 | 12 | 532.3152
1 | 11 | 13 | 576.8532
1 | 11 | 14 | 428.5848
1 | 11 | 15 | 362.1588
1 | 11 | 16 | 222.1068
1 | 11 | 17 | 7.2048
1 | 11 | 18 | 0
1 | 11 | 19 | 0
1 | 11 | 20 | 0
1 | 11 | 21 | 0
1 | 11 | 22 | 0
1 | 11 | 23 | 0
1 | 12 | 0 | 0
1 | 12 | 1 | 0
1 | 12 | 2 | 0
1 | 12 | 3 | 0
1 | 12 | 4 | 0
1 | 12 | 5 | 0
1 | 12 | 6 | 0
1 | 12 | 7 | 0
1 | 12 | 8 | 15.2772
1 | 12 | 9 | 158.3148
1 | 12 | 10 | 134.4648
1 | 12 | 11 | 144.828
1 | 12 | 12 | 172.0812
1 | 12 | 13 | 104.4264
1 | 12 | 14 | 138.3648
1 | 12 | 15 | 111.2244
1 | 12 | 16 | 4.902
1 | 12 | 17 | 0
1 | 12 | 18 | 0
1 | 12 | 19 | 0
1 | 12 | 20 | 0
1 | 12 | 21 | 0
1 | 12 | 22 | 0
1 | 12 | 23 | 0
1 | 13 | 0 | 0
1 | 13 | 1 | 0
1 | 13 | 2 | 0
1 | 13 | 3 | 0
1 | 13 | 4 | 0
1 | 13 | 5 | 0
1 | 13 | 6 | 0
1 | 13 | 7 | 0
1 | 13 | 8 | 0
1 | 13 | 9 | 3.0924
1 | 13 | 10 | 5.1444
1 | 13 | 11 | 94.032
1 | 13 | 12 | 34.6008
1 | 13 | 13 | 14.3952
1 | 13 | 14 | 16.6224
1 | 13 | 15 | 24.0696
1 | 13 | 16 | 42.5532
1 | 13 | 17 | 0
1 | 13 | 18 | 0
1 | 13 | 19 | 0
1 | 13 | 20 | 0
1 | 13 | 21 | 0
1 | 13 | 22 | 0
1 | 13 | 23 | 0
1 | 14 | 0 | 0
1 | 14 | 1 | 0
1 | 14 | 2 | 0
1 | 14 | 3 | 0
1 | 14 | 4 | 0
1 | 14 | 5 | 0
1 | 14 | 6 | 0
1 | 14 | 7 | 0
1 | 14 | 8 | 31.1748
1 | 14 | 9 | 140.244
1 | 14 | 10 | 354.6312
1 | 14 | 11 | 593.976
1 | 14 | 12 | 655.776
1 | 14 | 13 | 502.4748
1 | 14 | 14 | 113.9712
1 | 14 | 15 | 133.5996
1 | 14 | 16 | 52.1124
1 | 14 | 17 | 0.4248
1 | 14 | 18 | 0
1 | 14 | 19 | 0
1 | 14 | 20 | 0
1 | 14 | 21 | 0
1 | 14 | 22 | 0
1 | 14 | 23 | 0
1 | 15 | 0 | 0
1 | 15 | 1 | 0
1 | 15 | 2 | 0
1 | 15 | 3 | 0
1 | 15 | 4 | 0
1 | 15 | 5 | 0
1 | 15 | 6 | 0
1 | 15 | 7 | 0
1 | 15 | 8 | 60.0804
1 | 15 | 9 | 131.1648
1 | 15 | 10 | 394.6296
1 | 15 | 11 | 305.3064
1 | 15 | 12 | 456.66
1 | 15 | 13 | 388.7256
1 | 15 | 14 | 22.806
1 | 15 | 15 | 25.2324
1 | 15 | 16 | 48.3504
1 | 15 | 17 | 0.3984
1 | 15 | 18 | 0
1 | 15 | 19 | 0
1 | 15 | 20 | 0
1 | 15 | 21 | 0
1 | 15 | 22 | 0
1 | 15 | 23 | 0
1 | 16 | 0 | 0
1 | 16 | 1 | 0
1 | 16 | 2 | 0
1 | 16 | 3 | 0
1 | 16 | 4 | 0
1 | 16 | 5 | 0
1 | 16 | 6 | 0
1 | 16 | 7 | 0
1 | 16 | 8 | 9.1164
1 | 16 | 9 | 31.71
1 | 16 | 10 | 67.0308
1 | 16 | 11 | 108.6588
1 | 16 | 12 | 101.0952
1 | 16 | 13 | 286.6752
1 | 16 | 14 | 203.2884
1 | 16 | 15 | 117.5748
1 | 16 | 16 | 61.2252
1 | 16 | 17 | 2.6136
1 | 16 | 18 | 0
1 | 16 | 19 | 0
1 | 16 | 20 | 0
1 | 16 | 21 | 0
1 | 16 | 22 | 0
1 | 16 | 23 | 0
1 | 17 | 0 | 0
1 | 17 | 1 | 0
1 | 17 | 2 | 0
1 | 17 | 3 | 0
1 | 17 | 4 | 0
1 | 17 | 5 | 0
1 | 17 | 6 | 0
1 | 17 | 7 | 0
1 | 17 | 8 | 9.1152
1 | 17 | 9 | 330.6528
1 | 17 | 10 | 450.3324
1 | 17 | 11 | 552.132
1 | 17 | 12 | 790.0368
1 | 17 | 13 | 782.7456
1 | 17 | 14 | 701.7336
1 | 17 | 15 | 546.1044
1 | 17 | 16 | 320.0856
1 | 17 | 17 | 73.1832
1 | 17 | 18 | 0
1 | 17 | 19 | 0
1 | 17 | 20 | 0
1 | 17 | 21 | 0
1 | 17 | 22 | 0
1 | 17 | 23 | 0
1 | 18 | 0 | 0
1 | 18 | 1 | 0
1 | 18 | 2 | 0
1 | 18 | 3 | 0
1 | 18 | 4 | 0
1 | 18 | 5 | 0
1 | 18 | 6 | 0
1 | 18 | 7 | 0
1 | 18 | 8 | 141.5052
1 | 18 | 9 | 399.4572
1 | 18 | 10 | 608.448
1 | 18 | 11 | 740.5872
1 | 18 | 12 | 797.5368
1 | 18 | 13 | 798.1932
1 | 18 | 14 | 717.126
1 | 18 | 15 | 560.3544
1 | 18 | 16 | 339.4476
1 | 18 | 17 | 90.324
1 | 18 | 18 | 0
1 | 18 | 19 | 0
1 | 18 | 20 | 0
1 | 18 | 21 | 0
1 | 18 | 22 | 0
1 | 18 | 23 | 0
1 | 19 | 0 | 0
1 | 19 | 1 | 0
1 | 19 | 2 | 0
1 | 19 | 3 | 0
1 | 19 | 4 | 0
1 | 19 | 5 | 0
1 | 19 | 6 | 0
1 | 19 | 7 | 0
1 | 19 | 8 | 140.2272
1 | 19 | 9 | 401.2116
1 | 19 | 10 | 602.874
1 | 19 | 11 | 739.0632
1 | 19 | 12 | 798.582
1 | 19 | 13 | 786.7716
1 | 19 | 14 | 704.6448
1 | 19 | 15 | 551.886
1 | 19 | 16 | 327.0156
1 | 19 | 17 | 81.2688
1 | 19 | 18 | 0
1 | 19 | 19 | 0
1 | 19 | 20 | 0
1 | 19 | 21 | 0
1 | 19 | 22 | 0
1 | 19 | 23 | 0
1 | 20 | 0 | 0
1 | 20 | 1 | 0
1 | 20 | 2 | 0
1 | 20 | 3 | 0
1 | 20 | 4 | 0
1 | 20 | 5 | 0
1 | 20 | 6 | 0
1 | 20 | 7 | 0
1 | 20 | 8 | 144.4212
1 | 20 | 9 | 415.2036
1 | 20 | 10 | 624.4632
1 | 20 | 11 | 755.8536
1 | 20 | 12 | 801.816
1 | 20 | 13 | 788.8908
1 | 20 | 14 | 706.65
1 | 20 | 15 | 548.6544
1 | 20 | 16 | 331.2636
1 | 20 | 17 | 82.4964
1 | 20 | 18 | 0
1 | 20 | 19 | 0
1 | 20 | 20 | 0
1 | 20 | 21 | 0
1 | 20 | 22 | 0
1 | 20 | 23 | 0
1 | 21 | 0 | 0
1 | 21 | 1 | 0
1 | 21 | 2 | 0
1 | 21 | 3 | 0
1 | 21 | 4 | 0
1 | 21 | 5 | 0
1 | 21 | 6 | 0
1 | 21 | 7 | 0
1 | 21 | 8 | 132.8436
1 | 21 | 9 | 172.3692
1 | 21 | 10 | 382.3008
1 | 21 | 11 | 795.3792
1 | 21 | 12 | 874.0692
1 | 21 | 13 | 868.9188
1 | 21 | 14 | 782.8068
1 | 21 | 15 | 616.35
1 | 21 | 16 | 377.2032
1 | 21 | 17 | 105.024
1 | 21 | 18 | 0
1 | 21 | 19 | 0
1 | 21 | 20 | 0
1 | 21 | 21 | 0
1 | 21 | 22 | 0
1 | 21 | 23 | 0
1 | 22 | 0 | 0
1 | 22 | 1 | 0
1 | 22 | 2 | 0
1 | 22 | 3 | 0
1 | 22 | 4 | 0
1 | 22 | 5 | 0
1 | 22 | 6 | 0
1 | 22 | 7 | 0
1 | 22 | 8 | 153.1404
1 | 22 | 9 | 437.4648
1 | 22 | 10 | 650.9736
1 | 22 | 11 | 789.2748
1 | 22 | 12 | 861.6108
1 | 22 | 13 | 848.6688
1 | 22 | 14 | 380.6016
1 | 22 | 15 | 340.7712
1 | 22 | 16 | 200.478
1 | 22 | 17 | 103.3524
1 | 22 | 18 | 0
1 | 22 | 19 | 0
1 | 22 | 20 | 0
1 | 22 | 21 | 0
1 | 22 | 22 | 0
1 | 22 | 23 | 0
1 | 23 | 0 | 0
1 | 23 | 1 | 0
1 | 23 | 2 | 0
1 | 23 | 3 | 0
1 | 23 | 4 | 0
1 | 23 | 5 | 0
1 | 23 | 6 | 0
1 | 23 | 7 | 0
1 | 23 | 8 | 7.2684
1 | 23 | 9 | 115.1772
1 | 23 | 10 | 580.3572
1 | 23 | 11 | 731.0568
1 | 23 | 12 | 792.2208
1 | 23 | 13 | 788.0772
1 | 23 | 14 | 540.7572
1 | 23 | 15 | 236.4648
1 | 23 | 16 | 161.9724
1 | 23 | 17 | 88.9464
1 | 23 | 18 | 0
1 | 23 | 19 | 0
1 | 23 | 20 | 0
1 | 23 | 21 | 0
1 | 23 | 22 | 0
1 | 23 | 23 | 0
1 | 24 | 0 | 0
1 | 24 | 1 | 0
1 | 24 | 2 | 0
1 | 24 | 3 | 0
1 | 24 | 4 | 0
1 | 24 | 5 | 0
1 | 24 | 6 | 0
1 | 24 | 7 | 0
1 | 24 | 8 | 113.3136
1 | 24 | 9 | 425.97
1 | 24 | 10 | 641.004
1 | 24 | 11 | 652.2468
1 | 24 | 12 | 664.9212
1 | 24 | 13 | 622.53
1 | 24 | 14 | 589.6176
1 | 24 | 15 | 558.2892
1 | 24 | 16 | 133.422
1 | 24 | 17 | 20.964
1 | 24 | 18 | 0
1 | 24 | 19 | 0
1 | 24 | 20 | 0
1 | 24 | 21 | 0
1 | 24 | 22 | 0
1 | 24 | 23 | 0
1 | 25 | 0 | 0
1 | 25 | 1 | 0
1 | 25 | 2 | 0
1 | 25 | 3 | 0
1 | 25 | 4 | 0
1 | 25 | 5 | 0
1 | 25 | 6 | 0
1 | 25 | 7 | 0
1 | 25 | 8 | 2.6952
1 | 25 | 9 | 20.184
1 | 25 | 10 | 46.1088
1 | 25 | 11 | 61.9284
1 | 25 | 12 | 119.286
1 | 25 | 13 | 129.2388
1 | 25 | 14 | 128.7216
1 | 25 | 15 | 90.27
1 | 25 | 16 | 333.6144
1 | 25 | 17 | 86.3448
1 | 25 | 18 | 0
1 | 25 | 19 | 0
1 | 25 | 20 | 0
1 | 25 | 21 | 0
1 | 25 | 22 | 0
1 | 25 | 23 | 0
1 | 26 | 0 | 0
1 | 26 | 1 | 0
1 | 26 | 2 | 0
1 | 26 | 3 | 0
1 | 26 | 4 | 0
1 | 26 | 5 | 0
1 | 26 | 6 | 0
1 | 26 | 7 | 0
1 | 26 | 8 | 29.3064
1 | 26 | 9 | 419.7372
1 | 26 | 10 | 476.6712
1 | 26 | 11 | 765.8424
1 | 26 | 12 | 805.2216
1 | 26 | 13 | 790.44
1 | 26 | 14 | 718.824
1 | 26 | 15 | 572.0604
1 | 26 | 16 | 347.9028
1 | 26 | 17 | 106.3788
1 | 26 | 18 | 0
1 | 26 | 19 | 0
1 | 26 | 20 | 0
1 | 26 | 21 | 0
1 | 26 | 22 | 0
1 | 26 | 23 | 0
1 | 27 | 0 | 0
1 | 27 | 1 | 0
1 | 27 | 2 | 0
1 | 27 | 3 | 0
1 | 27 | 4 | 0
1 | 27 | 5 | 0
1 | 27 | 6 | 0
1 | 27 | 7 | 0
1 | 27 | 8 | 65.7888
1 | 27 | 9 | 144.3648
1 | 27 | 10 | 262.9704
1 | 27 | 11 | 424.2096
1 | 27 | 12 | 329.3244
1 | 27 | 13 | 436.3464
1 | 27 | 14 | 170.208
1 | 27 | 15 | 122.3748
1 | 27 | 16 | 11.0496
1 | 27 | 17 | 0
1 | 27 | 18 | 0
1 | 27 | 19 | 0
1 | 27 | 20 | 0
1 | 27 | 21 | 0
1 | 27 | 22 | 0
1 | 27 | 23 | 0
1 | 28 | 0 | 0
1 | 28 | 1 | 0
1 | 28 | 2 | 0
1 | 28 | 3 | 0
1 | 28 | 4 | 0
1 | 28 | 5 | 0
1 | 28 | 6 | 0
1 | 28 | 7 | 0
1 | 28 | 8 | 26.2824
1 | 28 | 9 | 7.5504
1 | 28 | 10 | 57.8352
1 | 28 | 11 | 57.5148
1 | 28 | 12 | 47.9448
1 | 28 | 13 | 42.558
1 | 28 | 14 | 27.9564
1 | 28 | 15 | 7.3356
1 | 28 | 16 | 83.0796
1 | 28 | 17 | 79.3284
1 | 28 | 18 | 0
1 | 28 | 19 | 0
1 | 28 | 20 | 0
1 | 28 | 21 | 0
1 | 28 | 22 | 0
1 | 28 | 23 | 0
1 | 29 | 0 | 0
1 | 29 | 1 | 0
1 | 29 | 2 | 0
1 | 29 | 3 | 0
1 | 29 | 4 | 0
1 | 29 | 5 | 0
1 | 29 | 6 | 0
1 | 29 | 7 | 0
1 | 29 | 8 | 93.4488
1 | 29 | 9 | 68.4972
1 | 29 | 10 | 116.7156
1 | 29 | 11 | 348.4152
1 | 29 | 12 | 223.02
1 | 29 | 13 | 8.8692
1 | 29 | 14 | 289.7496
1 | 29 | 15 | 118.212
1 | 29 | 16 | 220.4808
1 | 29 | 17 | 54.9156
1 | 29 | 18 | 0
1 | 29 | 19 | 0
1 | 29 | 20 | 0
1 | 29 | 21 | 0
1 | 29 | 22 | 0
1 | 29 | 23 | 0
1 | 30 | 0 | 0
1 | 30 | 1 | 0
1 | 30 | 2 | 0
1 | 30 | 3 | 0
1 | 30 | 4 | 0
1 | 30 | 5 | 0
1 | 30 | 6 | 0
1 | 30 | 7 | 0
1 | 30 | 8 | 13.6332
1 | 30 | 9 | 2.1972
1 | 30 | 10 | 72.0912
1 | 30 | 11 | 99.1728
1 | 30 | 12 | 94.6788
1 | 30 | 13 | 142.9524
1 | 30 | 14 | 45.1164
1 | 30 | 15 | 56.3892
1 | 30 | 16 | 45.6132
1 | 30 | 17 | 6.474
1 | 30 | 18 | 0
1 | 30 | 19 | 0
1 | 30 | 20 | 0
1 | 30 | 21 | 0
1 | 30 | 22 | 0
1 | 30 | 23 | 0
1 | 31 | 0 | 0
1 | 31 | 1 | 0
1 | 31 | 2 | 0
1 | 31 | 3 | 0
1 | 31 | 4 | 0
1 | 31 | 5 | 0
1 | 31 | 6 | 0
1 | 31 | 7 | 0
1 | 31 | 8 | 4.7508
1 | 31 | 9 | 317.5356
1 | 31 | 10 | 482.688
1 | 31 | 11 | 401.0904
1 | 31 | 12 | 283.5516
1 | 31 | 13 | 603.5436
1 | 31 | 14 | 256.5588
1 | 31 | 15 | 357.5808
1 | 31 | 16 | 96.4608
1 | 31 | 17 | 18.6828
1 | 31 | 18 | 0
1 | 31 | 19 | 0
1 | 31 | 20 | 0
1 | 31 | 21 | 0
1 | 31 | 22 | 0
1 | 31 | 23 | 0
2 | 1 | 0 | 0
2 | 1 | 1 | 0
2 | 1 | 2 | 0
2 | 1 | 3 | 0
2 | 1 | 4 | 0
2 | 1 | 5 | 0
2 | 1 | 6 | 0
2 | 1 | 7 | 0
2 | 1 | 8 | 65.9148
2 | 1 | 9 | 443.7948
2 | 1 | 10 | 667.2924
2 | 1 | 11 | 808.7016
2 | 1 | 12 | 770.4
2 | 1 | 13 | 770.0796
2 | 1 | 14 | 674.94
2 | 1 | 15 | 539.4564
2 | 1 | 16 | 290.2644
2 | 1 | 17 | 88.9812
2 | 1 | 18 | 0
2 | 1 | 19 | 0
2 | 1 | 20 | 0
2 | 1 | 21 | 0
2 | 1 | 22 | 0
2 | 1 | 23 | 0
2 | 2 | 0 | 0
2 | 2 | 1 | 0
2 | 2 | 2 | 0
2 | 2 | 3 | 0
2 | 2 | 4 | 0
2 | 2 | 5 | 0
2 | 2 | 6 | 0
2 | 2 | 7 | 0
2 | 2 | 8 | 0
2 | 2 | 9 | 1.4496
2 | 2 | 10 | 25.0716
2 | 2 | 11 | 114.4488
2 | 2 | 12 | 76.1268
2 | 2 | 13 | 166.7508
2 | 2 | 14 | 117.762
2 | 2 | 15 | 160.824
2 | 2 | 16 | 104.4828
2 | 2 | 17 | 14.3088
2 | 2 | 18 | 0
2 | 2 | 19 | 0
2 | 2 | 20 | 0
2 | 2 | 21 | 0
2 | 2 | 22 | 0
2 | 2 | 23 | 0
2 | 3 | 0 | 0
2 | 3 | 1 | 0
2 | 3 | 2 | 0
2 | 3 | 3 | 0
2 | 3 | 4 | 0
2 | 3 | 5 | 0
2 | 3 | 6 | 0
2 | 3 | 7 | 0
2 | 3 | 8 | 127.4088
2 | 3 | 9 | 395.2524
2 | 3 | 10 | 125.1696
2 | 3 | 11 | 110.9616
2 | 3 | 12 | 206.0556
2 | 3 | 13 | 98.3592
2 | 3 | 14 | 235.1616
2 | 3 | 15 | 158.13
2 | 3 | 16 | 37.2432
2 | 3 | 17 | 0.4392
2 | 3 | 18 | 0
2 | 3 | 19 | 0
2 | 3 | 20 | 0
2 | 3 | 21 | 0
2 | 3 | 22 | 0
2 | 3 | 23 | 0
2 | 4 | 0 | 0
2 | 4 | 1 | 0
2 | 4 | 2 | 0
2 | 4 | 3 | 0
2 | 4 | 4 | 0
2 | 4 | 5 | 0
2 | 4 | 6 | 0
2 | 4 | 7 | 0
2 | 4 | 8 | 30.9036
2 | 4 | 9 | 434.796
2 | 4 | 10 | 622.8936
2 | 4 | 11 | 592.6104
2 | 4 | 12 | 800.3112
2 | 4 | 13 | 795.0912
2 | 4 | 14 | 582.2508
2 | 4 | 15 | 490.4472
2 | 4 | 16 | 218.082
2 | 4 | 17 | 42.006
2 | 4 | 18 | 0
2 | 4 | 19 | 0
2 | 4 | 20 | 0
2 | 4 | 21 | 0
2 | 4 | 22 | 0
2 | 4 | 23 | 0
2 | 5 | 0 | 0
2 | 5 | 1 | 0
2 | 5 | 2 | 0
2 | 5 | 3 | 0
2 | 5 | 4 | 0
2 | 5 | 5 | 0
2 | 5 | 6 | 0
2 | 5 | 7 | 0
2 | 5 | 8 | 9.0732
2 | 5 | 9 | 90.8016
2 | 5 | 10 | 127.1496
2 | 5 | 11 | 98.0748
2 | 5 | 12 | 111.2004
2 | 5 | 13 | 69.0504
2 | 5 | 14 | 54.9192
2 | 5 | 15 | 29.2944
2 | 5 | 16 | 14.3952
2 | 5 | 17 | 1.4412
2 | 5 | 18 | 0
2 | 5 | 19 | 0
2 | 5 | 20 | 0
2 | 5 | 21 | 0
2 | 5 | 22 | 0
2 | 5 | 23 | 0
2 | 6 | 0 | 0
2 | 6 | 1 | 0
2 | 6 | 2 | 0
2 | 6 | 3 | 0
2 | 6 | 4 | 0
2 | 6 | 5 | 0
2 | 6 | 6 | 0
2 | 6 | 7 | 0
2 | 6 | 8 | 11.1708
2 | 6 | 9 | 3.5676
2 | 6 | 10 | 68.8476
2 | 6 | 11 | 69.5088
2 | 6 | 12 | 86.0028
2 | 6 | 13 | 66.0192
2 | 6 | 14 | 83.8908
2 | 6 | 15 | 35.5332
2 | 6 | 16 | 360.0528
2 | 6 | 17 | 109.4664
2 | 6 | 18 | 0
2 | 6 | 19 | 0
2 | 6 | 20 | 0
2 | 6 | 21 | 0
2 | 6 | 22 | 0
2 | 6 | 23 | 0
2 | 7 | 0 | 0
2 | 7 | 1 | 0
2 | 7 | 2 | 0
2 | 7 | 3 | 0
2 | 7 | 4 | 0
2 | 7 | 5 | 0
2 | 7 | 6 | 0
2 | 7 | 7 | 0
2 | 7 | 8 | 37.4628
2 | 7 | 9 | 248.3556
2 | 7 | 10 | 329.3532
2 | 7 | 11 | 296.2584
2 | 7 | 12 | 204.798
2 | 7 | 13 | 576.648
2 | 7 | 14 | 307.9656
2 | 7 | 15 | 321.1296
2 | 7 | 16 | 214.1172
2 | 7 | 17 | 59.424
2 | 7 | 18 | 0
2 | 7 | 19 | 0
2 | 7 | 20 | 0
2 | 7 | 21 | 0
2 | 7 | 22 | 0
2 | 7 | 23 | 0
2 | 8 | 0 | 0
2 | 8 | 1 | 0
2 | 8 | 2 | 0
2 | 8 | 3 | 0
2 | 8 | 4 | 0
2 | 8 | 5 | 0
2 | 8 | 6 | 0
2 | 8 | 7 | 0
2 | 8 | 8 | 34.206
2 | 8 | 9 | 114.834
2 | 8 | 10 | 277.4604
2 | 8 | 11 | 360.0576
2 | 8 | 12 | 481.632
2 | 8 | 13 | 754.9476
2 | 8 | 14 | 783.054
2 | 8 | 15 | 550.176
2 | 8 | 16 | 287.844
2 | 8 | 17 | 124.626
2 | 8 | 18 | 0
2 | 8 | 19 | 0
2 | 8 | 20 | 0
2 | 8 | 21 | 0
2 | 8 | 22 | 0
2 | 8 | 23 | 0
2 | 9 | 0 | 0
2 | 9 | 1 | 0
2 | 9 | 2 | 0
2 | 9 | 3 | 0
2 | 9 | 4 | 0
2 | 9 | 5 | 0
2 | 9 | 6 | 0
2 | 9 | 7 | 0
2 | 9 | 8 | 46.6152
2 | 9 | 9 | 122.79
2 | 9 | 10 | 295.2372
2 | 9 | 11 | 406.2204
2 | 9 | 12 | 169.5084
2 | 9 | 13 | 211.8156
2 | 9 | 14 | 157.032
2 | 9 | 15 | 59.8368
2 | 9 | 16 | 94.7364
2 | 9 | 17 | 3.6
2 | 9 | 18 | 0
2 | 9 | 19 | 0
2 | 9 | 20 | 0
2 | 9 | 21 | 0
2 | 9 | 22 | 0
2 | 9 | 23 | 0
2 | 10 | 0 | 0
2 | 10 | 1 | 0
2 | 10 | 2 | 0
2 | 10 | 3 | 0
2 | 10 | 4 | 0
2 | 10 | 5 | 0
2 | 10 | 6 | 0
2 | 10 | 7 | 0
2 | 10 | 8 | 182.5524
2 | 10 | 9 | 452.6064
2 | 10 | 10 | 670.0596
2 | 10 | 11 | 802.6176
2 | 10 | 12 | 872.4024
2 | 10 | 13 | 861.2952
2 | 10 | 14 | 410.5116
2 | 10 | 15 | 188.052
2 | 10 | 16 | 430.2324
2 | 10 | 17 | 160.4544
2 | 10 | 18 | 0
2 | 10 | 19 | 0
2 | 10 | 20 | 0
2 | 10 | 21 | 0
2 | 10 | 22 | 0
2 | 10 | 23 | 0
2 | 11 | 0 | 0
2 | 11 | 1 | 0
2 | 11 | 2 | 0
2 | 11 | 3 | 0
2 | 11 | 4 | 0
2 | 11 | 5 | 0
2 | 11 | 6 | 0
2 | 11 | 7 | 0
2 | 11 | 8 | 77.6712
2 | 11 | 9 | 377.6328
2 | 11 | 10 | 508.3392
2 | 11 | 11 | 605.6784
2 | 11 | 12 | 652.6488
2 | 11 | 13 | 621.3876
2 | 11 | 14 | 438.186
2 | 11 | 15 | 377.928
2 | 11 | 16 | 238.4316
2 | 11 | 17 | 73.9644
2 | 11 | 18 | 0
2 | 11 | 19 | 0
2 | 11 | 20 | 0
2 | 11 | 21 | 0
2 | 11 | 22 | 0
2 | 11 | 23 | 0
2 | 12 | 0 | 0
2 | 12 | 1 | 0
2 | 12 | 2 | 0
2 | 12 | 3 | 0
2 | 12 | 4 | 0
2 | 12 | 5 | 0
2 | 12 | 6 | 0
2 | 12 | 7 | 0
2 | 12 | 8 | 16.4724
2 | 12 | 9 | 100.68
2 | 12 | 10 | 145.6608
2 | 12 | 11 | 328.092
2 | 12 | 12 | 307.0104
2 | 12 | 13 | 618.3996
2 | 12 | 14 | 363.0876
2 | 12 | 15 | 291.2664
2 | 12 | 16 | 402.9708
2 | 12 | 17 | 150.3768
2 | 12 | 18 | 0
2 | 12 | 19 | 0
2 | 12 | 20 | 0
2 | 12 | 21 | 0
2 | 12 | 22 | 0
2 | 12 | 23 | 0
2 | 13 | 0 | 0
2 | 13 | 1 | 0
2 | 13 | 2 | 0
2 | 13 | 3 | 0
2 | 13 | 4 | 0
2 | 13 | 5 | 0
2 | 13 | 6 | 0
2 | 13 | 7 | 0
2 | 13 | 8 | 10.2936
2 | 13 | 9 | 43.878
2 | 13 | 10 | 111.2148
2 | 13 | 11 | 179.7576
2 | 13 | 12 | 258.0036
2 | 13 | 13 | 364.6416
2 | 13 | 14 | 588.7704
2 | 13 | 15 | 370.2156
2 | 13 | 16 | 317.2464
2 | 13 | 17 | 123.15
2 | 13 | 18 | 0
2 | 13 | 19 | 0
2 | 13 | 20 | 0
2 | 13 | 21 | 0
2 | 13 | 22 | 0
2 | 13 | 23 | 0
2 | 14 | 0 | 0
2 | 14 | 1 | 0
2 | 14 | 2 | 0
2 | 14 | 3 | 0
2 | 14 | 4 | 0
2 | 14 | 5 | 0
2 | 14 | 6 | 0
2 | 14 | 7 | 0
2 | 14 | 8 | 166.8624
2 | 14 | 9 | 283.356
2 | 14 | 10 | 471.264
2 | 14 | 11 | 605.556
2 | 14 | 12 | 691.5912
2 | 14 | 13 | 658.9584
2 | 14 | 14 | 426.7716
2 | 14 | 15 | 214.4364
2 | 14 | 16 | 169.8552
2 | 14 | 17 | 19.3596
2 | 14 | 18 | 0
2 | 14 | 19 | 0
2 | 14 | 20 | 0
2 | 14 | 21 | 0
2 | 14 | 22 | 0
2 | 14 | 23 | 0
2 | 15 | 0 | 0
2 | 15 | 1 | 0
2 | 15 | 2 | 0
2 | 15 | 3 | 0
2 | 15 | 4 | 0
2 | 15 | 5 | 0
2 | 15 | 6 | 0
2 | 15 | 7 | 0
2 | 15 | 8 | 188.7696
2 | 15 | 9 | 231.8736
2 | 15 | 10 | 267.5844
2 | 15 | 11 | 120.8856
2 | 15 | 12 | 196.2828
2 | 15 | 13 | 336.7488
2 | 15 | 14 | 833.3772
2 | 15 | 15 | 683.6076
2 | 15 | 16 | 461.6604
2 | 15 | 17 | 186.2808
2 | 15 | 18 | 0
2 | 15 | 19 | 0
2 | 15 | 20 | 0
2 | 15 | 21 | 0
2 | 15 | 22 | 0
2 | 15 | 23 | 0
2 | 16 | 0 | 0
2 | 16 | 1 | 0
2 | 16 | 2 | 0
2 | 16 | 3 | 0
2 | 16 | 4 | 0
2 | 16 | 5 | 0
2 | 16 | 6 | 0
2 | 16 | 7 | 0
2 | 16 | 8 | 224.688
2 | 16 | 9 | 504.1476
2 | 16 | 10 | 713.2524
2 | 16 | 11 | 834.3876
2 | 16 | 12 | 891.4776
2 | 16 | 13 | 706.1076
2 | 16 | 14 | 682.4172
2 | 16 | 15 | 649.4052
2 | 16 | 16 | 280.7196
2 | 16 | 17 | 176.5392
2 | 16 | 18 | 0
2 | 16 | 19 | 0
2 | 16 | 20 | 0
2 | 16 | 21 | 0
2 | 16 | 22 | 0
2 | 16 | 23 | 0
2 | 17 | 0 | 0
2 | 17 | 1 | 0
2 | 17 | 2 | 0
2 | 17 | 3 | 0
2 | 17 | 4 | 0
2 | 17 | 5 | 0
2 | 17 | 6 | 0
2 | 17 | 7 | 0
2 | 17 | 8 | 127.7112
2 | 17 | 9 | 443.5692
2 | 17 | 10 | 546.3144
2 | 17 | 11 | 561.4596
2 | 17 | 12 | 672.0084
2 | 17 | 13 | 606.8856
2 | 17 | 14 | 719.4336
2 | 17 | 15 | 576.9768
2 | 17 | 16 | 380.8224
2 | 17 | 17 | 151.362
2 | 17 | 18 | 0
2 | 17 | 19 | 0
2 | 17 | 20 | 0
2 | 17 | 21 | 0
2 | 17 | 22 | 0
2 | 17 | 23 | 0
2 | 18 | 0 | 0
2 | 18 | 1 | 0
2 | 18 | 2 | 0
2 | 18 | 3 | 0
2 | 18 | 4 | 0
2 | 18 | 5 | 0
2 | 18 | 6 | 0
2 | 18 | 7 | 0
2 | 18 | 8 | 221.0268
2 | 18 | 9 | 477.9924
2 | 18 | 10 | 680.7636
2 | 18 | 11 | 800.796
2 | 18 | 12 | 875.922
2 | 18 | 13 | 858.0732
2 | 18 | 14 | 781.9416
2 | 18 | 15 | 633.5472
2 | 18 | 16 | 438.3252
2 | 18 | 17 | 181.6656
2 | 18 | 18 | 0
2 | 18 | 19 | 0
2 | 18 | 20 | 0
2 | 18 | 21 | 0
2 | 18 | 22 | 0
2 | 18 | 23 | 0
2 | 19 | 0 | 0
2 | 19 | 1 | 0
2 | 19 | 2 | 0
2 | 19 | 3 | 0
2 | 19 | 4 | 0
2 | 19 | 5 | 0
2 | 19 | 6 | 0
2 | 19 | 7 | 0
2 | 19 | 8 | 195.0312
2 | 19 | 9 | 445.782
2 | 19 | 10 | 479.04
2 | 19 | 11 | 636.1332
2 | 19 | 12 | 660.4212
2 | 19 | 13 | 475.5228
2 | 19 | 14 | 617.5728
2 | 19 | 15 | 440.3064
2 | 19 | 16 | 296.6796
2 | 19 | 17 | 167.3364
2 | 19 | 18 | 0
2 | 19 | 19 | 0
2 | 19 | 20 | 0
2 | 19 | 21 | 0
2 | 19 | 22 | 0
2 | 19 | 23 | 0
2 | 20 | 0 | 0
2 | 20 | 1 | 0
2 | 20 | 2 | 0
2 | 20 | 3 | 0
2 | 20 | 4 | 0
2 | 20 | 5 | 0
2 | 20 | 6 | 0
2 | 20 | 7 | 0
2 | 20 | 8 | 47.8944
2 | 20 | 9 | 84.9468
2 | 20 | 10 | 149.25
2 | 20 | 11 | 154.9332
2 | 20 | 12 | 169.6236
2 | 20 | 13 | 59.4336
2 | 20 | 14 | 44.166
2 | 20 | 15 | 82.9512
2 | 20 | 16 | 19.6392
2 | 20 | 17 | 47.1768
2 | 20 | 18 | 0
2 | 20 | 19 | 0
2 | 20 | 20 | 0
2 | 20 | 21 | 0
2 | 20 | 22 | 0
2 | 20 | 23 | 0
2 | 21 | 0 | 0
2 | 21 | 1 | 0
2 | 21 | 2 | 0
2 | 21 | 3 | 0
2 | 21 | 4 | 0
2 | 21 | 5 | 0
2 | 21 | 6 | 0
2 | 21 | 7 | 0
2 | 21 | 8 | 4.6272
2 | 21 | 9 | 58.6464
2 | 21 | 10 | 104.0808
2 | 21 | 11 | 86.2572
2 | 21 | 12 | 173.2452
2 | 21 | 13 | 99.438
2 | 21 | 14 | 108.1248
2 | 21 | 15 | 69.516
2 | 21 | 16 | 62.538
2 | 21 | 17 | 2.4564
2 | 21 | 18 | 0
2 | 21 | 19 | 0
2 | 21 | 20 | 0
2 | 21 | 21 | 0
2 | 21 | 22 | 0
2 | 21 | 23 | 0
2 | 22 | 0 | 0
2 | 22 | 1 | 0
2 | 22 | 2 | 0
2 | 22 | 3 | 0
2 | 22 | 4 | 0
2 | 22 | 5 | 0
2 | 22 | 6 | 0
2 | 22 | 7 | 0
2 | 22 | 8 | 216.1752
2 | 22 | 9 | 365.9784
2 | 22 | 10 | 645.5988
2 | 22 | 11 | 757.9236
2 | 22 | 12 | 677.3856
2 | 22 | 13 | 677.3376
2 | 22 | 14 | 651.7932
2 | 22 | 15 | 454.1484
2 | 22 | 16 | 408.2424
2 | 22 | 17 | 142.3464
2 | 22 | 18 | 0
2 | 22 | 19 | 0
2 | 22 | 20 | 0
2 | 22 | 21 | 0
2 | 22 | 22 | 0
2 | 22 | 23 | 0
2 | 23 | 0 | 0
2 | 23 | 1 | 0
2 | 23 | 2 | 0
2 | 23 | 3 | 0
2 | 23 | 4 | 0
2 | 23 | 5 | 0
2 | 23 | 6 | 0
2 | 23 | 7 | 0
2 | 23 | 8 | 184.6812
2 | 23 | 9 | 297.4932
2 | 23 | 10 | 539.0856
2 | 23 | 11 | 599.5668
2 | 23 | 12 | 611.2356
2 | 23 | 13 | 593.1984
2 | 23 | 14 | 543.8748
2 | 23 | 15 | 463.3524
2 | 23 | 16 | 369.9324
2 | 23 | 17 | 103.842
2 | 23 | 18 | 0
2 | 23 | 19 | 0
2 | 23 | 20 | 0
2 | 23 | 21 | 0
2 | 23 | 22 | 0
2 | 23 | 23 | 0
2 | 24 | 0 | 0
2 | 24 | 1 | 0
2 | 24 | 2 | 0
2 | 24 | 3 | 0
2 | 24 | 4 | 0
2 | 24 | 5 | 0
2 | 24 | 6 | 0
2 | 24 | 7 | 0
2 | 24 | 8 | 16.2492
2 | 24 | 9 | 440.2164
2 | 24 | 10 | 446.838
2 | 24 | 11 | 648.2376
2 | 24 | 12 | 470.9364
2 | 24 | 13 | 691.0932
2 | 24 | 14 | 275.7276
2 | 24 | 15 | 223.6524
2 | 24 | 16 | 451.1136
2 | 24 | 17 | 59.6304
2 | 24 | 18 | 0
2 | 24 | 19 | 0
2 | 24 | 20 | 0
2 | 24 | 21 | 0
2 | 24 | 22 | 0
2 | 24 | 23 | 0
2 | 25 | 0 | 0
2 | 25 | 1 | 0
2 | 25 | 2 | 0
2 | 25 | 3 | 0
2 | 25 | 4 | 0
2 | 25 | 5 | 0
2 | 25 | 6 | 0
2 | 25 | 7 | 0
2 | 25 | 8 | 180.6288
2 | 25 | 9 | 411.7032
2 | 25 | 10 | 562.2876
2 | 25 | 11 | 699.6792
2 | 25 | 12 | 938.9304
2 | 25 | 13 | 925.5552
2 | 25 | 14 | 678.246
2 | 25 | 15 | 559.2036
2 | 25 | 16 | 366.6984
2 | 25 | 17 | 129.9192
2 | 25 | 18 | 0
2 | 25 | 19 | 0
2 | 25 | 20 | 0
2 | 25 | 21 | 0
2 | 25 | 22 | 0
2 | 25 | 23 | 0
2 | 26 | 0 | 0
2 | 26 | 1 | 0
2 | 26 | 2 | 0
2 | 26 | 3 | 0
2 | 26 | 4 | 0
2 | 26 | 5 | 0
2 | 26 | 6 | 0
2 | 26 | 7 | 0
2 | 26 | 8 | 91.2816
2 | 26 | 9 | 396.2232
2 | 26 | 10 | 584.7228
2 | 26 | 11 | 602.6472
2 | 26 | 12 | 727.5936
2 | 26 | 13 | 678.2364
2 | 26 | 14 | 370.89
2 | 26 | 15 | 342.9156
2 | 26 | 16 | 162.4212
2 | 26 | 17 | 138.4884
2 | 26 | 18 | 0
2 | 26 | 19 | 0
2 | 26 | 20 | 0
2 | 26 | 21 | 0
2 | 26 | 22 | 0
2 | 26 | 23 | 0
2 | 27 | 0 | 0
2 | 27 | 1 | 0
2 | 27 | 2 | 0
2 | 27 | 3 | 0
2 | 27 | 4 | 0
2 | 27 | 5 | 0
2 | 27 | 6 | 0
2 | 27 | 7 | 3.636
2 | 27 | 8 | 158.6112
2 | 27 | 9 | 506.2488
2 | 27 | 10 | 703.1808
2 | 27 | 11 | 805.8084
2 | 27 | 12 | 859.962
2 | 27 | 13 | 856.086
2 | 27 | 14 | 787.6356
2 | 27 | 15 | 665.2716
2 | 27 | 16 | 456.018
2 | 27 | 17 | 211.8204
2 | 27 | 18 | 0
2 | 27 | 19 | 0
2 | 27 | 20 | 0
2 | 27 | 21 | 0
2 | 27 | 22 | 0
2 | 27 | 23 | 0
2 | 28 | 0 | 0
2 | 28 | 1 | 0
2 | 28 | 2 | 0
2 | 28 | 3 | 0
2 | 28 | 4 | 0
2 | 28 | 5 | 0
2 | 28 | 6 | 0
2 | 28 | 7 | 23.364
2 | 28 | 8 | 258.5112
2 | 28 | 9 | 502.2768
2 | 28 | 10 | 675.492
2 | 28 | 11 | 805.1616
2 | 28 | 12 | 855.2484
2 | 28 | 13 | 846.0048
2 | 28 | 14 | 774.6816
2 | 28 | 15 | 652.3224
2 | 28 | 16 | 443.9412
2 | 28 | 17 | 147.8352
2 | 28 | 18 | 0
2 | 28 | 19 | 0
2 | 28 | 20 | 0
2 | 28 | 21 | 0
2 | 28 | 22 | 0
2 | 28 | 23 | 0
3 | 1 | 0 | 0
3 | 1 | 1 | 0
3 | 1 | 2 | 0
3 | 1 | 3 | 0
3 | 1 | 4 | 0
3 | 1 | 5 | 0
3 | 1 | 6 | 0
3 | 1 | 7 | 0
3 | 1 | 8 | 87.9444
3 | 1 | 9 | 340.4328
3 | 1 | 10 | 379.488
3 | 1 | 11 | 662.268
3 | 1 | 12 | 636.018
3 | 1 | 13 | 624.2232
3 | 1 | 14 | 502.8744
3 | 1 | 15 | 494.1288
3 | 1 | 16 | 262.6968
3 | 1 | 17 | 138.5712
3 | 1 | 18 | 0
3 | 1 | 19 | 0
3 | 1 | 20 | 0
3 | 1 | 21 | 0
3 | 1 | 22 | 0
3 | 1 | 23 | 0
3 | 2 | 0 | 0
3 | 2 | 1 | 0
3 | 2 | 2 | 0
3 | 2 | 3 | 0
3 | 2 | 4 | 0
3 | 2 | 5 | 0
3 | 2 | 6 | 0
3 | 2 | 7 | 0
3 | 2 | 8 | 37.0308
3 | 2 | 9 | 170.4132
3 | 2 | 10 | 357.3192
3 | 2 | 11 | 235.3008
3 | 2 | 12 | 181.404
3 | 2 | 13 | 163.3068
3 | 2 | 14 | 200.0028
3 | 2 | 15 | 345.4044
3 | 2 | 16 | 409.1544
3 | 2 | 17 | 158.8284
3 | 2 | 18 | 0
3 | 2 | 19 | 0
3 | 2 | 20 | 0
3 | 2 | 21 | 0
3 | 2 | 22 | 0
3 | 2 | 23 | 0
3 | 3 | 0 | 0
3 | 3 | 1 | 0
3 | 3 | 2 | 0
3 | 3 | 3 | 0
3 | 3 | 4 | 0
3 | 3 | 5 | 0
3 | 3 | 6 | 0
3 | 3 | 7 | 42.7644
3 | 3 | 8 | 292.338
3 | 3 | 9 | 563.2572
3 | 3 | 10 | 465.6816
3 | 3 | 11 | 592.0644
3 | 3 | 12 | 637.7952
3 | 3 | 13 | 948.222
3 | 3 | 14 | 850.9716
3 | 3 | 15 | 705.2388
3 | 3 | 16 | 488.5416
3 | 3 | 17 | 229.5708
3 | 3 | 18 | 0
3 | 3 | 19 | 0
3 | 3 | 20 | 0
3 | 3 | 21 | 0
3 | 3 | 22 | 0
3 | 3 | 23 | 0
3 | 4 | 0 | 0
3 | 4 | 1 | 0
3 | 4 | 2 | 0
3 | 4 | 3 | 0
3 | 4 | 4 | 0
3 | 4 | 5 | 0
3 | 4 | 6 | 0
3 | 4 | 7 | 12.4668
3 | 4 | 8 | 200.4216
3 | 4 | 9 | 518.538
3 | 4 | 10 | 708.7668
3 | 4 | 11 | 345.486
3 | 4 | 12 | 518.598
3 | 4 | 13 | 263.9472
3 | 4 | 14 | 194.9736
3 | 4 | 15 | 376.1592
3 | 4 | 16 | 150.288
3 | 4 | 17 | 126.5988
3 | 4 | 18 | 0
3 | 4 | 19 | 0
3 | 4 | 20 | 0
3 | 4 | 21 | 0
3 | 4 | 22 | 0
3 | 4 | 23 | 0
3 | 5 | 0 | 0
3 | 5 | 1 | 0
3 | 5 | 2 | 0
3 | 5 | 3 | 0
3 | 5 | 4 | 0
3 | 5 | 5 | 0
3 | 5 | 6 | 0
3 | 5 | 7 | 0
3 | 5 | 8 | 61.2756
3 | 5 | 9 | 78.3096
3 | 5 | 10 | 181.6608
3 | 5 | 11 | 72.6252
3 | 5 | 12 | 92.1204
3 | 5 | 13 | 97.2216
3 | 5 | 14 | 258.4272
3 | 5 | 15 | 72.096
3 | 5 | 16 | 6.7548
3 | 5 | 17 | 50.0028
3 | 5 | 18 | 0
3 | 5 | 19 | 0
3 | 5 | 20 | 0
3 | 5 | 21 | 0
3 | 5 | 22 | 0
3 | 5 | 23 | 0
3 | 6 | 0 | 0
3 | 6 | 1 | 0
3 | 6 | 2 | 0
3 | 6 | 3 | 0
3 | 6 | 4 | 0
3 | 6 | 5 | 0
3 | 6 | 6 | 0
3 | 6 | 7 | 0
3 | 6 | 8 | 21.8436
3 | 6 | 9 | 32.622
3 | 6 | 10 | 108.5112
3 | 6 | 11 | 131.964
3 | 6 | 12 | 357.9144
3 | 6 | 13 | 430.6128
3 | 6 | 14 | 338.0652
3 | 6 | 15 | 232.9572
3 | 6 | 16 | 175.8792
3 | 6 | 17 | 88.7148
3 | 6 | 18 | 38.9352
3 | 6 | 19 | 7.956
3 | 6 | 20 | 0
3 | 6 | 21 | 0
3 | 6 | 22 | 0
3 | 6 | 23 | 0
3 | 7 | 0 | 0
3 | 7 | 1 | 0
3 | 7 | 2 | 0
3 | 7 | 3 | 0
3 | 7 | 4 | 0
3 | 7 | 5 | 0
3 | 7 | 6 | 0
3 | 7 | 7 | 0
3 | 7 | 8 | 40.92
3 | 7 | 9 | 50.9856
3 | 7 | 10 | 146.2992
3 | 7 | 11 | 290.6772
3 | 7 | 12 | 488.4384
3 | 7 | 13 | 575.196
3 | 7 | 14 | 363.9096
3 | 7 | 15 | 307.9884
3 | 7 | 16 | 200.1468
3 | 7 | 17 | 150.0432
3 | 7 | 18 | 80.9436
3 | 7 | 19 | 10.1592
3 | 7 | 20 | 0
3 | 7 | 21 | 0
3 | 7 | 22 | 0
3 | 7 | 23 | 0
3 | 8 | 0 | 0
3 | 8 | 1 | 0
3 | 8 | 2 | 0
3 | 8 | 3 | 0
3 | 8 | 4 | 0
3 | 8 | 5 | 0
3 | 8 | 6 | 0
3 | 8 | 7 | 0
3 | 8 | 8 | 50.9196
3 | 8 | 9 | 291.2268
3 | 8 | 10 | 550.1208
3 | 8 | 11 | 742.1712
3 | 8 | 12 | 837.5136
3 | 8 | 13 | 886.9992
3 | 8 | 14 | 874.4076
3 | 8 | 15 | 810.0492
3 | 8 | 16 | 675.7896
3 | 8 | 17 | 461.3496
3 | 8 | 18 | 222.942
3 | 8 | 19 | 18.3144
3 | 8 | 20 | 0
3 | 8 | 21 | 0
3 | 8 | 22 | 0
3 | 8 | 23 | 0
3 | 9 | 0 | 0
3 | 9 | 1 | 0
3 | 9 | 2 | 0
3 | 9 | 3 | 0
3 | 9 | 4 | 0
3 | 9 | 5 | 0
3 | 9 | 6 | 0
3 | 9 | 7 | 0
3 | 9 | 8 | 36.1704
3 | 9 | 9 | 253.05
3 | 9 | 10 | 364.5984
3 | 9 | 11 | 690.2208
3 | 9 | 12 | 793.0692
3 | 9 | 13 | 845.0256
3 | 9 | 14 | 848.1024
3 | 9 | 15 | 422.3904
3 | 9 | 16 | 307.3716
3 | 9 | 17 | 82.5168
3 | 9 | 18 | 122.9304
3 | 9 | 19 | 3.2196
3 | 9 | 20 | 0
3 | 9 | 21 | 0
3 | 9 | 22 | 0
3 | 9 | 23 | 0
3 | 10 | 0 | 0
3 | 10 | 1 | 0
3 | 10 | 2 | 0
3 | 10 | 3 | 0
3 | 10 | 4 | 0
3 | 10 | 5 | 0
3 | 10 | 6 | 0
3 | 10 | 7 | 0
3 | 10 | 8 | 15.8136
3 | 10 | 9 | 188.2332
3 | 10 | 10 | 321.4416
3 | 10 | 11 | 434.0124
3 | 10 | 12 | 396.648
3 | 10 | 13 | 434.1912
3 | 10 | 14 | 611.3892
3 | 10 | 15 | 611.1996
3 | 10 | 16 | 267.3372
3 | 10 | 17 | 163.7844
3 | 10 | 18 | 132.8508
3 | 10 | 19 | 6.0936
3 | 10 | 20 | 0
3 | 10 | 21 | 0
3 | 10 | 22 | 0
3 | 10 | 23 | 0
3 | 11 | 0 | 0
3 | 11 | 1 | 0
3 | 11 | 2 | 0
3 | 11 | 3 | 0
3 | 11 | 4 | 0
3 | 11 | 5 | 0
3 | 11 | 6 | 0
3 | 11 | 7 | 0
3 | 11 | 8 | 0
3 | 11 | 9 | 15.5784
3 | 11 | 10 | 17.6568
3 | 11 | 11 | 240.9852
3 | 11 | 12 | 179.7636
3 | 11 | 13 | 204.8664
3 | 11 | 14 | 334.5456
3 | 11 | 15 | 468.7956
3 | 11 | 16 | 323.1672
3 | 11 | 17 | 104.9532
3 | 11 | 18 | 62.7684
3 | 11 | 19 | 16.3044
3 | 11 | 20 | 0
3 | 11 | 21 | 0
3 | 11 | 22 | 0
3 | 11 | 23 | 0
3 | 12 | 0 | 0
3 | 12 | 1 | 0
3 | 12 | 2 | 0
3 | 12 | 3 | 0
3 | 12 | 4 | 0
3 | 12 | 5 | 0
3 | 12 | 6 | 0
3 | 12 | 7 | 0
3 | 12 | 8 | 14.4552
3 | 12 | 9 | 79.9332
3 | 12 | 10 | 583.2432
3 | 12 | 11 | 765.2904
3 | 12 | 12 | 886.4568
3 | 12 | 13 | 945
3 | 12 | 14 | 924.648
3 | 12 | 15 | 629.4576
3 | 12 | 16 | 708.9672
3 | 12 | 17 | 500.412
3 | 12 | 18 | 244.02
3 | 12 | 19 | 21.8292
3 | 12 | 20 | 0
3 | 12 | 21 | 0
3 | 12 | 22 | 0
3 | 12 | 23 | 0
3 | 13 | 0 | 0
3 | 13 | 1 | 0
3 | 13 | 2 | 0
3 | 13 | 3 | 0
3 | 13 | 4 | 0
3 | 13 | 5 | 0
3 | 13 | 6 | 0
3 | 13 | 7 | 0
3 | 13 | 8 | 47.6376
3 | 13 | 9 | 334.4364
3 | 13 | 10 | 141.7512
3 | 13 | 11 | 609.1248
3 | 13 | 12 | 570.1992
3 | 13 | 13 | 439.7712
3 | 13 | 14 | 175.4028
3 | 13 | 15 | 486.174
3 | 13 | 16 | 438.9132
3 | 13 | 17 | 337.8888
3 | 13 | 18 | 91.938
3 | 13 | 19 | 30.6408
3 | 13 | 20 | 0
3 | 13 | 21 | 0
3 | 13 | 22 | 0
3 | 13 | 23 | 0
3 | 14 | 0 | 0
3 | 14 | 1 | 0
3 | 14 | 2 | 0
3 | 14 | 3 | 0
3 | 14 | 4 | 0
3 | 14 | 5 | 0
3 | 14 | 6 | 0
3 | 14 | 7 | 0
3 | 14 | 8 | 30.2736
3 | 14 | 9 | 318.5604
3 | 14 | 10 | 572.9316
3 | 14 | 11 | 677.034
3 | 14 | 12 | 788.8752
3 | 14 | 13 | 825.576
3 | 14 | 14 | 711.426
3 | 14 | 15 | 808.7256
3 | 14 | 16 | 494.2896
3 | 14 | 17 | 419.9304
3 | 14 | 18 | 48.9144
3 | 14 | 19 | 0
3 | 14 | 20 | 0
3 | 14 | 21 | 0
3 | 14 | 22 | 0
3 | 14 | 23 | 0
3 | 15 | 0 | 0
3 | 15 | 1 | 0
3 | 15 | 2 | 0
3 | 15 | 3 | 0
3 | 15 | 4 | 0
3 | 15 | 5 | 0
3 | 15 | 6 | 0
3 | 15 | 7 | 0
3 | 15 | 8 | 58.206
3 | 15 | 9 | 264.8112
3 | 15 | 10 | 498.7032
3 | 15 | 11 | 600.0132
3 | 15 | 12 | 667.218
3 | 15 | 13 | 746.9652
3 | 15 | 14 | 714.3144
3 | 15 | 15 | 638.3124
3 | 15 | 16 | 374.148
3 | 15 | 17 | 350.3772
3 | 15 | 18 | 128.3136
3 | 15 | 19 | 9.294
3 | 15 | 20 | 0
3 | 15 | 21 | 0
3 | 15 | 22 | 0
3 | 15 | 23 | 0
3 | 16 | 0 | 0
3 | 16 | 1 | 0
3 | 16 | 2 | 0
3 | 16 | 3 | 0
3 | 16 | 4 | 0
3 | 16 | 5 | 0
3 | 16 | 6 | 0
3 | 16 | 7 | 0
3 | 16 | 8 | 38.3772
3 | 16 | 9 | 222.9132
3 | 16 | 10 | 467.43
3 | 16 | 11 | 564.4596
3 | 16 | 12 | 689.862
3 | 16 | 13 | 728.358
3 | 16 | 14 | 726.0756
3 | 16 | 15 | 746.5092
3 | 16 | 16 | 482.1312
3 | 16 | 17 | 367.0788
3 | 16 | 18 | 31.9488
3 | 16 | 19 | 0
3 | 16 | 20 | 0
3 | 16 | 21 | 0
3 | 16 | 22 | 0
3 | 16 | 23 | 0
3 | 17 | 0 | 0
3 | 17 | 1 | 0
3 | 17 | 2 | 0
3 | 17 | 3 | 0
3 | 17 | 4 | 0
3 | 17 | 5 | 0
3 | 17 | 6 | 0
3 | 17 | 7 | 0
3 | 17 | 8 | 0
3 | 17 | 9 | 6.7824
3 | 17 | 10 | 98.8392
3 | 17 | 11 | 31.4616
3 | 17 | 12 | 107.2644
3 | 17 | 13 | 91.1172
3 | 17 | 14 | 117.9384
3 | 17 | 15 | 245.6976
3 | 17 | 16 | 326.0568
3 | 17 | 17 | 123.1776
3 | 17 | 18 | 13.2756
3 | 17 | 19 | 0
3 | 17 | 20 | 0
3 | 17 | 21 | 0
3 | 17 | 22 | 0
3 | 17 | 23 | 0
3 | 18 | 0 | 0
3 | 18 | 1 | 0
3 | 18 | 2 | 0
3 | 18 | 3 | 0
3 | 18 | 4 | 0
3 | 18 | 5 | 0
3 | 18 | 6 | 0
3 | 18 | 7 | 0
3 | 18 | 8 | 5.364
3 | 18 | 9 | 33.3024
3 | 18 | 10 | 25.0356
3 | 18 | 11 | 102.8808
3 | 18 | 12 | 184.1952
3 | 18 | 13 | 283.7004
3 | 18 | 14 | 227.1432
3 | 18 | 15 | 416.3652
3 | 18 | 16 | 254.862
3 | 18 | 17 | 99.1296
3 | 18 | 18 | 11.7312
3 | 18 | 19 | 0
3 | 18 | 20 | 0
3 | 18 | 21 | 0
3 | 18 | 22 | 0
3 | 18 | 23 | 0
3 | 19 | 0 | 0
3 | 19 | 1 | 0
3 | 19 | 2 | 0
3 | 19 | 3 | 0
3 | 19 | 4 | 0
3 | 19 | 5 | 0
3 | 19 | 6 | 0
3 | 19 | 7 | 0
3 | 19 | 8 | 97.9512
3 | 19 | 9 | 379.8708
3 | 19 | 10 | 650.7288
3 | 19 | 11 | 847.188
3 | 19 | 12 | 969.7752
3 | 19 | 13 | 999.9996
3 | 19 | 14 | 997.3656
3 | 19 | 15 | 906.9936
3 | 19 | 16 | 740.2764
3 | 19 | 17 | 527.7228
3 | 19 | 18 | 197.442
3 | 19 | 19 | 28.4772
3 | 19 | 20 | 0
3 | 19 | 21 | 0
3 | 19 | 22 | 0
3 | 19 | 23 | 0
3 | 20 | 0 | 0
3 | 20 | 1 | 0
3 | 20 | 2 | 0
3 | 20 | 3 | 0
3 | 20 | 4 | 0
3 | 20 | 5 | 0
3 | 20 | 6 | 0
3 | 20 | 7 | 0
3 | 20 | 8 | 93.8868
3 | 20 | 9 | 362.3832
3 | 20 | 10 | 625.6116
3 | 20 | 11 | 819.0528
3 | 20 | 12 | 958.5888
3 | 20 | 13 | 999.9996
3 | 20 | 14 | 999.9996
3 | 20 | 15 | 930.6768
3 | 20 | 16 | 782.8704
3 | 20 | 17 | 381.204
3 | 20 | 18 | 186.906
3 | 20 | 19 | 28.446
3 | 20 | 20 | 0
3 | 20 | 21 | 0
3 | 20 | 22 | 0
3 | 20 | 23 | 0
3 | 21 | 0 | 0
3 | 21 | 1 | 0
3 | 21 | 2 | 0
3 | 21 | 3 | 0
3 | 21 | 4 | 0
3 | 21 | 5 | 0
3 | 21 | 6 | 0
3 | 21 | 7 | 0
3 | 21 | 8 | 103.494
3 | 21 | 9 | 380.9832
3 | 21 | 10 | 646.626
3 | 21 | 11 | 377.3544
3 | 21 | 12 | 518.532
3 | 21 | 13 | 915.8748
3 | 21 | 14 | 955.266
3 | 21 | 15 | 873.9984
3 | 21 | 16 | 739.3392
3 | 21 | 17 | 533.6448
3 | 21 | 18 | 264.3252
3 | 21 | 19 | 42.03
3 | 21 | 20 | 0
3 | 21 | 21 | 0
3 | 21 | 22 | 0
3 | 21 | 23 | 0
3 | 22 | 0 | 0
3 | 22 | 1 | 0
3 | 22 | 2 | 0
3 | 22 | 3 | 0
3 | 22 | 4 | 0
3 | 22 | 5 | 0
3 | 22 | 6 | 0
3 | 22 | 7 | 0
3 | 22 | 8 | 106.0308
3 | 22 | 9 | 364.0704
3 | 22 | 10 | 541.8636
3 | 22 | 11 | 766.776
3 | 22 | 12 | 856.7676
3 | 22 | 13 | 895.6764
3 | 22 | 14 | 911.8932
3 | 22 | 15 | 416.1408
3 | 22 | 16 | 354.06
3 | 22 | 17 | 179.0928
3 | 22 | 18 | 57.75
3 | 22 | 19 | 38.9496
3 | 22 | 20 | 0
3 | 22 | 21 | 0
3 | 22 | 22 | 0
3 | 22 | 23 | 0
3 | 23 | 0 | 0
3 | 23 | 1 | 0
3 | 23 | 2 | 0
3 | 23 | 3 | 0
3 | 23 | 4 | 0
3 | 23 | 5 | 0
3 | 23 | 6 | 0
3 | 23 | 7 | 0
3 | 23 | 8 | 3.6312
3 | 23 | 9 | 57.6516
3 | 23 | 10 | 202.7388
3 | 23 | 11 | 772.3704
3 | 23 | 12 | 852.1812
3 | 23 | 13 | 897.1212
3 | 23 | 14 | 880.6692
3 | 23 | 15 | 808.1868
3 | 23 | 16 | 640.1976
3 | 23 | 17 | 479.1012
3 | 23 | 18 | 199.6344
3 | 23 | 19 | 31.6488
3 | 23 | 20 | 0
3 | 23 | 21 | 0
3 | 23 | 22 | 0
3 | 23 | 23 | 0
3 | 24 | 0 | 0
3 | 24 | 1 | 0
3 | 24 | 2 | 0
3 | 24 | 3 | 0
3 | 24 | 4 | 0
3 | 24 | 5 | 0
3 | 24 | 6 | 0
3 | 24 | 7 | 0
3 | 24 | 8 | 69.0408
3 | 24 | 9 | 158.6352
3 | 24 | 10 | 61.2228
3 | 24 | 11 | 169.614
3 | 24 | 12 | 355.3824
3 | 24 | 13 | 298.932
3 | 24 | 14 | 254.3928
3 | 24 | 15 | 95.8968
3 | 24 | 16 | 163.8108
3 | 24 | 17 | 267.2892
3 | 24 | 18 | 6.5556
3 | 24 | 19 | 0
3 | 24 | 20 | 0
3 | 24 | 21 | 0
3 | 24 | 22 | 0
3 | 24 | 23 | 0
3 | 25 | 0 | 0
3 | 25 | 1 | 0
3 | 25 | 2 | 0
3 | 25 | 3 | 0
3 | 25 | 4 | 0
3 | 25 | 5 | 0
3 | 25 | 6 | 0
3 | 25 | 7 | 0
3 | 25 | 8 | 44.7024
3 | 25 | 9 | 129.2964
3 | 25 | 10 | 373.536
3 | 25 | 11 | 362.3316
3 | 25 | 12 | 541.5228
3 | 25 | 13 | 522.4392
3 | 25 | 14 | 495.6576
3 | 25 | 15 | 500.13
3 | 25 | 16 | 290.0316
3 | 25 | 17 | 180.7332
3 | 25 | 18 | 112.1388
3 | 25 | 19 | 16.53
3 | 25 | 20 | 0
3 | 25 | 21 | 0
3 | 25 | 22 | 0
3 | 25 | 23 | 0
3 | 26 | 0 | 0
3 | 26 | 1 | 0
3 | 26 | 2 | 0
3 | 26 | 3 | 0
3 | 26 | 4 | 0
3 | 26 | 5 | 0
3 | 26 | 6 | 0
3 | 26 | 7 | 0
3 | 26 | 8 | 10.0884
3 | 26 | 9 | 81.0756
3 | 26 | 10 | 451.2828
3 | 26 | 11 | 590.784
3 | 26 | 12 | 690.228
3 | 26 | 13 | 521.2728
3 | 26 | 14 | 468.8952
3 | 26 | 15 | 643.782
3 | 26 | 16 | 423.804
3 | 26 | 17 | 292.0416
3 | 26 | 18 | 73.4124
3 | 26 | 19 | 48.7812
3 | 26 | 20 | 0
3 | 26 | 21 | 0
3 | 26 | 22 | 0
3 | 26 | 23 | 0
3 | 27 | 0 | 0
3 | 27 | 1 | 0
3 | 27 | 2 | 0
3 | 27 | 3 | 0
3 | 27 | 4 | 0
3 | 27 | 5 | 0
3 | 27 | 6 | 0
3 | 27 | 7 | 0
3 | 27 | 8 | 122.3064
3 | 27 | 9 | 390.5892
3 | 27 | 10 | 633.1968
3 | 27 | 11 | 586.266
3 | 27 | 12 | 750.4104
3 | 27 | 13 | 256.5684
3 | 27 | 14 | 594.6492
3 | 27 | 15 | 542.7852
3 | 27 | 16 | 601.968
3 | 27 | 17 | 266.2512
3 | 27 | 18 | 262.044
3 | 27 | 19 | 46.38
3 | 27 | 20 | 0
3 | 27 | 21 | 0
3 | 27 | 22 | 0
3 | 27 | 23 | 0
3 | 28 | 0 | 0
3 | 28 | 1 | 0
3 | 28 | 2 | 0
3 | 28 | 3 | 0
3 | 28 | 4 | 0
3 | 28 | 5 | 0
3 | 28 | 6 | 0
3 | 28 | 7 | 0
3 | 28 | 8 | 122.814
3 | 28 | 9 | 378.8268
3 | 28 | 10 | 612.1656
3 | 28 | 11 | 784.968
3 | 28 | 12 | 891.7764
3 | 28 | 13 | 930.6276
3 | 28 | 14 | 907.9872
3 | 28 | 15 | 832.6068
3 | 28 | 16 | 697.5792
3 | 28 | 17 | 503.8476
3 | 28 | 18 | 254.2752
3 | 28 | 19 | 45.5412
3 | 28 | 20 | 0
3 | 28 | 21 | 0
3 | 28 | 22 | 0
3 | 28 | 23 | 0
3 | 29 | 0 | 0
3 | 29 | 1 | 0
3 | 29 | 2 | 0
3 | 29 | 3 | 0
3 | 29 | 4 | 0
3 | 29 | 5 | 0
3 | 29 | 6 | 0
3 | 29 | 7 | 0
3 | 29 | 8 | 52.176
3 | 29 | 9 | 287.5032
3 | 29 | 10 | 569.3496
3 | 29 | 11 | 554.7348
3 | 29 | 12 | 816.3552
3 | 29 | 13 | 840.372
3 | 29 | 14 | 839.4936
3 | 29 | 15 | 737.1192
3 | 29 | 16 | 145.4556
3 | 29 | 17 | 173.5536
3 | 29 | 18 | 132.2628
3 | 29 | 19 | 37.9896
3 | 29 | 20 | 0
3 | 29 | 21 | 0
3 | 29 | 22 | 0
3 | 29 | 23 | 0
3 | 30 | 0 | 0
3 | 30 | 1 | 0
3 | 30 | 2 | 0
3 | 30 | 3 | 0
3 | 30 | 4 | 0
3 | 30 | 5 | 0
3 | 30 | 6 | 0
3 | 30 | 7 | 0
3 | 30 | 8 | 56.9352
3 | 30 | 9 | 201.1284
3 | 30 | 10 | 471.0288
3 | 30 | 11 | 686.7504
3 | 30 | 12 | 757.9608
3 | 30 | 13 | 715.776
3 | 30 | 14 | 839.7324
3 | 30 | 15 | 715.3488
3 | 30 | 16 | 633.1524
3 | 30 | 17 | 441.3888
3 | 30 | 18 | 128.1048
3 | 30 | 19 | 29.0124
3 | 30 | 20 | 0
3 | 30 | 21 | 0
3 | 30 | 22 | 0
3 | 30 | 23 | 0
3 | 31 | 0 | 0
3 | 31 | 1 | 0
3 | 31 | 2 | 0
3 | 31 | 3 | 0
3 | 31 | 4 | 0
3 | 31 | 5 | 0
3 | 31 | 6 | 0
3 | 31 | 7 | 0
3 | 31 | 8 | 7.5444
3 | 31 | 9 | 85.3692
3 | 31 | 10 | 94.8984
3 | 31 | 11 | 212.886
3 | 31 | 12 | 282.474
3 | 31 | 13 | 384.6972
3 | 31 | 14 | 789.102
3 | 31 | 15 | 838.8984
3 | 31 | 16 | 699.63
3 | 31 | 17 | 222.4068
3 | 31 | 18 | 257.322
3 | 31 | 19 | 47.1732
3 | 31 | 20 | 0
3 | 31 | 21 | 0
3 | 31 | 22 | 0
3 | 31 | 23 | 0
4 | 1 | 0 | 0
4 | 1 | 1 | 0
4 | 1 | 2 | 0
4 | 1 | 3 | 0
4 | 1 | 4 | 0
4 | 1 | 5 | 0
4 | 1 | 6 | 0
4 | 1 | 7 | 0
4 | 1 | 8 | 136.314
4 | 1 | 9 | 391.6608
4 | 1 | 10 | 613.692
4 | 1 | 11 | 763.6764
4 | 1 | 12 | 858.2088
4 | 1 | 13 | 920.1216
4 | 1 | 14 | 848.52
4 | 1 | 15 | 736.272
4 | 1 | 16 | 585.4308
4 | 1 | 17 | 472.0824
4 | 1 | 18 | 259.1412
4 | 1 | 19 | 41.1924
4 | 1 | 20 | 0
4 | 1 | 21 | 0
4 | 1 | 22 | 0
4 | 1 | 23 | 0
4 | 2 | 0 | 0
4 | 2 | 1 | 0
4 | 2 | 2 | 0
4 | 2 | 3 | 0
4 | 2 | 4 | 0
4 | 2 | 5 | 0
4 | 2 | 6 | 0
4 | 2 | 7 | 0
4 | 2 | 8 | 0.9864
4 | 2 | 9 | 22.164
4 | 2 | 10 | 37.0716
4 | 2 | 11 | 213.5472
4 | 2 | 12 | 554.8572
4 | 2 | 13 | 154.6152
4 | 2 | 14 | 844.4196
4 | 2 | 15 | 25.1268
4 | 2 | 16 | 16.7196
4 | 2 | 17 | 325.56
4 | 2 | 18 | 136.032
4 | 2 | 19 | 0
4 | 2 | 20 | 0
4 | 2 | 21 | 0
4 | 2 | 22 | 0
4 | 2 | 23 | 0
4 | 3 | 0 | 0
4 | 3 | 1 | 0
4 | 3 | 2 | 0
4 | 3 | 3 | 0
4 | 3 | 4 | 0
4 | 3 | 5 | 0
4 | 3 | 6 | 0
4 | 3 | 7 | 0
4 | 3 | 8 | 9.0864
4 | 3 | 9 | 54.3348
4 | 3 | 10 | 47.0904
4 | 3 | 11 | 86.9076
4 | 3 | 12 | 587.5248
4 | 3 | 13 | 455.8368
4 | 3 | 14 | 54.162
4 | 3 | 15 | 227.8308
4 | 3 | 16 | 77.1264
4 | 3 | 17 | 13.2528
4 | 3 | 18 | 3.144
4 | 3 | 19 | 48.9732
4 | 3 | 20 | 0
4 | 3 | 21 | 0
4 | 3 | 22 | 0
4 | 3 | 23 | 0
4 | 4 | 0 | 0
4 | 4 | 1 | 0
4 | 4 | 2 | 0
4 | 4 | 3 | 0
4 | 4 | 4 | 0
4 | 4 | 5 | 0
4 | 4 | 6 | 0
4 | 4 | 7 | 0
4 | 4 | 8 | 156.366
4 | 4 | 9 | 423.2952
4 | 4 | 10 | 654.5892
4 | 4 | 11 | 811.4448
4 | 4 | 12 | 903.3948
4 | 4 | 13 | 937.6416
4 | 4 | 14 | 913.7664
4 | 4 | 15 | 838.602
4 | 4 | 16 | 726.8232
4 | 4 | 17 | 518.6268
4 | 4 | 18 | 269.0832
4 | 4 | 19 | 51.8628
4 | 4 | 20 | 0
4 | 4 | 21 | 0
4 | 4 | 22 | 0
4 | 4 | 23 | 0
4 | 5 | 0 | 0
4 | 5 | 1 | 0
4 | 5 | 2 | 0
4 | 5 | 3 | 0
4 | 5 | 4 | 0
4 | 5 | 5 | 0
4 | 5 | 6 | 0
4 | 5 | 7 | 0
4 | 5 | 8 | 154.884
4 | 5 | 9 | 409.746
4 | 5 | 10 | 637.476
4 | 5 | 11 | 738.9936
4 | 5 | 12 | 794.1528
4 | 5 | 13 | 929.0244
4 | 5 | 14 | 805.4796
4 | 5 | 15 | 722.5392
4 | 5 | 16 | 573.264
4 | 5 | 17 | 322.6092
4 | 5 | 18 | 166.1904
4 | 5 | 19 | 18.5904
4 | 5 | 20 | 0
4 | 5 | 21 | 0
4 | 5 | 22 | 0
4 | 5 | 23 | 0
4 | 6 | 0 | 0
4 | 6 | 1 | 0
4 | 6 | 2 | 0
4 | 6 | 3 | 0
4 | 6 | 4 | 0
4 | 6 | 5 | 0
4 | 6 | 6 | 0
4 | 6 | 7 | 0
4 | 6 | 8 | 35.0184
4 | 6 | 9 | 48.5256
4 | 6 | 10 | 137.5188
4 | 6 | 11 | 332.676
4 | 6 | 12 | 314.6556
4 | 6 | 13 | 689.934
4 | 6 | 14 | 631.7292
4 | 6 | 15 | 309.018
4 | 6 | 16 | 366.324
4 | 6 | 17 | 315.4524
4 | 6 | 18 | 142.0752
4 | 6 | 19 | 47.6388
4 | 6 | 20 | 0
4 | 6 | 21 | 0
4 | 6 | 22 | 0
4 | 6 | 23 | 0
4 | 7 | 0 | 0
4 | 7 | 1 | 0
4 | 7 | 2 | 0
4 | 7 | 3 | 0
4 | 7 | 4 | 0
4 | 7 | 5 | 0
4 | 7 | 6 | 0
4 | 7 | 7 | 0
4 | 7 | 8 | 5.0352
4 | 7 | 9 | 62.07
4 | 7 | 10 | 145.872
4 | 7 | 11 | 62.3244
4 | 7 | 12 | 590.3016
4 | 7 | 13 | 674.2644
4 | 7 | 14 | 479.46
4 | 7 | 15 | 420.2688
4 | 7 | 16 | 101.586
4 | 7 | 17 | 39.042
4 | 7 | 18 | 42.4956
4 | 7 | 19 | 0.9372
4 | 7 | 20 | 0
4 | 7 | 21 | 0
4 | 7 | 22 | 0
4 | 7 | 23 | 0
4 | 8 | 0 | 0
4 | 8 | 1 | 0
4 | 8 | 2 | 0
4 | 8 | 3 | 0
4 | 8 | 4 | 0
4 | 8 | 5 | 0
4 | 8 | 6 | 0
4 | 8 | 7 | 0
4 | 8 | 8 | 70.6956
4 | 8 | 9 | 113.154
4 | 8 | 10 | 378.4164
4 | 8 | 11 | 592.11
4 | 8 | 12 | 598.7496
4 | 8 | 13 | 599.0028
4 | 8 | 14 | 476.1972
4 | 8 | 15 | 585.6756
4 | 8 | 16 | 441.1176
4 | 8 | 17 | 126.0648
4 | 8 | 18 | 52.0392
4 | 8 | 19 | 32.4012
4 | 8 | 20 | 0
4 | 8 | 21 | 0
4 | 8 | 22 | 0
4 | 8 | 23 | 0
4 | 9 | 0 | 0
4 | 9 | 1 | 0
4 | 9 | 2 | 0
4 | 9 | 3 | 0
4 | 9 | 4 | 0
4 | 9 | 5 | 0
4 | 9 | 6 | 0
4 | 9 | 7 | 3.8832
4 | 9 | 8 | 129.3132
4 | 9 | 9 | 202.2828
4 | 9 | 10 | 218.424
4 | 9 | 11 | 469.7172
4 | 9 | 12 | 209.16
4 | 9 | 13 | 623.2944
4 | 9 | 14 | 703.1256
4 | 9 | 15 | 449.2524
4 | 9 | 16 | 494.9652
4 | 9 | 17 | 191.1696
4 | 9 | 18 | 244.8312
4 | 9 | 19 | 52.5324
4 | 9 | 20 | 0
4 | 9 | 21 | 0
4 | 9 | 22 | 0
4 | 9 | 23 | 0
4 | 10 | 0 | 0
4 | 10 | 1 | 0
4 | 10 | 2 | 0
4 | 10 | 3 | 0
4 | 10 | 4 | 0
4 | 10 | 5 | 0
4 | 10 | 6 | 0
4 | 10 | 7 | 3.2664
4 | 10 | 8 | 112.4988
4 | 10 | 9 | 402.1104
4 | 10 | 10 | 621.7644
4 | 10 | 11 | 824.2464
4 | 10 | 12 | 778.6392
4 | 10 | 13 | 907.7952
4 | 10 | 14 | 941.5116
4 | 10 | 15 | 860.9268
4 | 10 | 16 | 611.22
4 | 10 | 17 | 517.5504
4 | 10 | 18 | 270.9576
4 | 10 | 19 | 57.6696
4 | 10 | 20 | 0
4 | 10 | 21 | 0
4 | 10 | 22 | 0
4 | 10 | 23 | 0
4 | 11 | 0 | 0
4 | 11 | 1 | 0
4 | 11 | 2 | 0
4 | 11 | 3 | 0
4 | 11 | 4 | 0
4 | 11 | 5 | 0
4 | 11 | 6 | 0
4 | 11 | 7 | 10.6896
4 | 11 | 8 | 175.6704
4 | 11 | 9 | 435.0864
4 | 11 | 10 | 644.76
4 | 11 | 11 | 791.5692
4 | 11 | 12 | 882.7752
4 | 11 | 13 | 913.4364
4 | 11 | 14 | 887.784
4 | 11 | 15 | 787.4652
4 | 11 | 16 | 667.3272
4 | 11 | 17 | 493.7616
4 | 11 | 18 | 269.6796
4 | 11 | 19 | 58.4136
4 | 11 | 20 | 0
4 | 11 | 21 | 0
4 | 11 | 22 | 0
4 | 11 | 23 | 0
4 | 12 | 0 | 0
4 | 12 | 1 | 0
4 | 12 | 2 | 0
4 | 12 | 3 | 0
4 | 12 | 4 | 0
4 | 12 | 5 | 0
4 | 12 | 6 | 0
4 | 12 | 7 | 9.864
4 | 12 | 8 | 140.3328
4 | 12 | 9 | 319.7376
4 | 12 | 10 | 615.1644
4 | 12 | 11 | 752.0052
4 | 12 | 12 | 834.7704
4 | 12 | 13 | 870.372
4 | 12 | 14 | 876.1248
4 | 12 | 15 | 805.5936
4 | 12 | 16 | 614.4636
4 | 12 | 17 | 436.2204
4 | 12 | 18 | 219.6072
4 | 12 | 19 | 53.6856
4 | 12 | 20 | 0
4 | 12 | 21 | 0
4 | 12 | 22 | 0
4 | 12 | 23 | 0
4 | 13 | 0 | 0
4 | 13 | 1 | 0
4 | 13 | 2 | 0
4 | 13 | 3 | 0
4 | 13 | 4 | 0
4 | 13 | 5 | 0
4 | 13 | 6 | 0
4 | 13 | 7 | 11.3628
4 | 13 | 8 | 156.4812
4 | 13 | 9 | 381.7212
4 | 13 | 10 | 412.404
4 | 13 | 11 | 746.292
4 | 13 | 12 | 838.4412
4 | 13 | 13 | 872.1264
4 | 13 | 14 | 497.19
4 | 13 | 15 | 425.634
4 | 13 | 16 | 391.3764
4 | 13 | 17 | 31.722
4 | 13 | 18 | 159.9408
4 | 13 | 19 | 40.1076
4 | 13 | 20 | 0
4 | 13 | 21 | 0
4 | 13 | 22 | 0
4 | 13 | 23 | 0
4 | 14 | 0 | 0
4 | 14 | 1 | 0
4 | 14 | 2 | 0
4 | 14 | 3 | 0
4 | 14 | 4 | 0
4 | 14 | 5 | 0
4 | 14 | 6 | 0
4 | 14 | 7 | 0
4 | 14 | 8 | 29.8488
4 | 14 | 9 | 61.518
4 | 14 | 10 | 175.7496
4 | 14 | 11 | 26.6328
4 | 14 | 12 | 669.3384
4 | 14 | 13 | 713.8728
4 | 14 | 14 | 758.982
4 | 14 | 15 | 473.0364
4 | 14 | 16 | 475.8072
4 | 14 | 17 | 383.3352
4 | 14 | 18 | 192.282
4 | 14 | 19 | 52.2588
4 | 14 | 20 | 0
4 | 14 | 21 | 0
4 | 14 | 22 | 0
4 | 14 | 23 | 0
4 | 15 | 0 | 0
4 | 15 | 1 | 0
4 | 15 | 2 | 0
4 | 15 | 3 | 0
4 | 15 | 4 | 0
4 | 15 | 5 | 0
4 | 15 | 6 | 0
4 | 15 | 7 | 15.732
4 | 15 | 8 | 79.4784
4 | 15 | 9 | 207.474
4 | 15 | 10 | 93.9144
4 | 15 | 11 | 386.754
4 | 15 | 12 | 420.8556
4 | 15 | 13 | 329.064
4 | 15 | 14 | 249.072
4 | 15 | 15 | 450.1068
4 | 15 | 16 | 230.4252
4 | 15 | 17 | 99.9588
4 | 15 | 18 | 0
4 | 15 | 19 | 0
4 | 15 | 20 | 0
4 | 15 | 21 | 0
4 | 15 | 22 | 0
4 | 15 | 23 | 0
4 | 16 | 0 | 0
4 | 16 | 1 | 0
4 | 16 | 2 | 0
4 | 16 | 3 | 0
4 | 16 | 4 | 0
4 | 16 | 5 | 0
4 | 16 | 6 | 0
4 | 16 | 7 | 16.5516
4 | 16 | 8 | 88.0896
4 | 16 | 9 | 51.5064
4 | 16 | 10 | 33.318
4 | 16 | 11 | 358.8936
4 | 16 | 12 | 553.1136
4 | 16 | 13 | 597.2868
4 | 16 | 14 | 863.1096
4 | 16 | 15 | 433.89
4 | 16 | 16 | 457.722
4 | 16 | 17 | 121.362
4 | 16 | 18 | 190.9728
4 | 16 | 19 | 34.1016
4 | 16 | 20 | 0
4 | 16 | 21 | 0
4 | 16 | 22 | 0
4 | 16 | 23 | 0
4 | 17 | 0 | 0
4 | 17 | 1 | 0
4 | 17 | 2 | 0
4 | 17 | 3 | 0
4 | 17 | 4 | 0
4 | 17 | 5 | 0
4 | 17 | 6 | 0
4 | 17 | 7 | 0
4 | 17 | 8 | 107.76
4 | 17 | 9 | 193.3008
4 | 17 | 10 | 532.4916
4 | 17 | 11 | 605.5104
4 | 17 | 12 | 667.4928
4 | 17 | 13 | 741.048
4 | 17 | 14 | 677.0556
4 | 17 | 15 | 595.4184
4 | 17 | 16 | 473.2452
4 | 17 | 17 | 231.6348
4 | 17 | 18 | 129.3456
4 | 17 | 19 | 64.1052
4 | 17 | 20 | 0
4 | 17 | 21 | 0
4 | 17 | 22 | 0
4 | 17 | 23 | 0
4 | 18 | 0 | 0
4 | 18 | 1 | 0
4 | 18 | 2 | 0
4 | 18 | 3 | 0
4 | 18 | 4 | 0
4 | 18 | 5 | 0
4 | 18 | 6 | 0
4 | 18 | 7 | 20.0724
4 | 18 | 8 | 152.5044
4 | 18 | 9 | 310.6764
4 | 18 | 10 | 331.788
4 | 18 | 11 | 693.5832
4 | 18 | 12 | 726.6768
4 | 18 | 13 | 763.6788
4 | 18 | 14 | 773.5128
4 | 18 | 15 | 661.7604
4 | 18 | 16 | 544.0188
4 | 18 | 17 | 359.124
4 | 18 | 18 | 212.1708
4 | 18 | 19 | 59.5248
4 | 18 | 20 | 0
4 | 18 | 21 | 0
4 | 18 | 22 | 0
4 | 18 | 23 | 0
4 | 19 | 0 | 0
4 | 19 | 1 | 0
4 | 19 | 2 | 0
4 | 19 | 3 | 0
4 | 19 | 4 | 0
4 | 19 | 5 | 0
4 | 19 | 6 | 0
4 | 19 | 7 | 0
4 | 19 | 8 | 16.1256
4 | 19 | 9 | 71.9556
4 | 19 | 10 | 247.194
4 | 19 | 11 | 131.9364
4 | 19 | 12 | 194.8716
4 | 19 | 13 | 192.6624
4 | 19 | 14 | 165.5508
4 | 19 | 15 | 547.7052
4 | 19 | 16 | 576.2184
4 | 19 | 17 | 302.0832
4 | 19 | 18 | 108.378
4 | 19 | 19 | 21.7212
4 | 19 | 20 | 0
4 | 19 | 21 | 0
4 | 19 | 22 | 0
4 | 19 | 23 | 0
4 | 20 | 0 | 0
4 | 20 | 1 | 0
4 | 20 | 2 | 0
4 | 20 | 3 | 0
4 | 20 | 4 | 0
4 | 20 | 5 | 0
4 | 20 | 6 | 0
4 | 20 | 7 | 7.0692
4 | 20 | 8 | 57.8556
4 | 20 | 9 | 285.5988
4 | 20 | 10 | 202.3884
4 | 20 | 11 | 528.9012
4 | 20 | 12 | 232.4028
4 | 20 | 13 | 124.0044
4 | 20 | 14 | 163.2948
4 | 20 | 15 | 390.8592
4 | 20 | 16 | 724.8552
4 | 20 | 17 | 528.8856
4 | 20 | 18 | 163.2984
4 | 20 | 19 | 54.1764
4 | 20 | 20 | 0
4 | 20 | 21 | 0
4 | 20 | 22 | 0
4 | 20 | 23 | 0
4 | 21 | 0 | 0
4 | 21 | 1 | 0
4 | 21 | 2 | 0
4 | 21 | 3 | 0
4 | 21 | 4 | 0
4 | 21 | 5 | 0
4 | 21 | 6 | 0
4 | 21 | 7 | 26.3388
4 | 21 | 8 | 191.4132
4 | 21 | 9 | 425.6268
4 | 21 | 10 | 643.2984
4 | 21 | 11 | 820.5924
4 | 21 | 12 | 804.7908
4 | 21 | 13 | 814.9692
4 | 21 | 14 | 941.5032
4 | 21 | 15 | 847.3212
4 | 21 | 16 | 688.8396
4 | 21 | 17 | 443.7264
4 | 21 | 18 | 184.2432
4 | 21 | 19 | 74.442
4 | 21 | 20 | 0
4 | 21 | 21 | 0
4 | 21 | 22 | 0
4 | 21 | 23 | 0
4 | 22 | 0 | 0
4 | 22 | 1 | 0
4 | 22 | 2 | 0
4 | 22 | 3 | 0
4 | 22 | 4 | 0
4 | 22 | 5 | 0
4 | 22 | 6 | 0
4 | 22 | 7 | 0.1428
4 | 22 | 8 | 2.226
4 | 22 | 9 | 108.342
4 | 22 | 10 | 450.4416
4 | 22 | 11 | 841.0248
4 | 22 | 12 | 957.774
4 | 22 | 13 | 999.9996
4 | 22 | 14 | 981.2712
4 | 22 | 15 | 884.2104
4 | 22 | 16 | 739.2396
4 | 22 | 17 | 534.036
4 | 22 | 18 | 291.8148
4 | 22 | 19 | 75.8424
4 | 22 | 20 | 0
4 | 22 | 21 | 0
4 | 22 | 22 | 0
4 | 22 | 23 | 0
4 | 23 | 0 | 0
4 | 23 | 1 | 0
4 | 23 | 2 | 0
4 | 23 | 3 | 0
4 | 23 | 4 | 0
4 | 23 | 5 | 0
4 | 23 | 6 | 0
4 | 23 | 7 | 28.476
4 | 23 | 8 | 219.2964
4 | 23 | 9 | 478.9044
4 | 23 | 10 | 707.3856
4 | 23 | 11 | 865.5684
4 | 23 | 12 | 960.6732
4 | 23 | 13 | 993.3924
4 | 23 | 14 | 980.8872
4 | 23 | 15 | 887.7156
4 | 23 | 16 | 748.1268
4 | 23 | 17 | 547.8288
4 | 23 | 18 | 300.8124
4 | 23 | 19 | 74.8812
4 | 23 | 20 | 0
4 | 23 | 21 | 0
4 | 23 | 22 | 0
4 | 23 | 23 | 0
4 | 24 | 0 | 0
4 | 24 | 1 | 0
4 | 24 | 2 | 0
4 | 24 | 3 | 0
4 | 24 | 4 | 0
4 | 24 | 5 | 0
4 | 24 | 6 | 0
4 | 24 | 7 | 28.1268
4 | 24 | 8 | 214.2504
4 | 24 | 9 | 456.7968
4 | 24 | 10 | 605.8728
4 | 24 | 11 | 722.9124
4 | 24 | 12 | 767.9088
4 | 24 | 13 | 782.0604
4 | 24 | 14 | 729.0936
4 | 24 | 15 | 680.6712
4 | 24 | 16 | 647.964
4 | 24 | 17 | 385.1628
4 | 24 | 18 | 154.3248
4 | 24 | 19 | 51.1464
4 | 24 | 20 | 0
4 | 24 | 21 | 0
4 | 24 | 22 | 0
4 | 24 | 23 | 0
4 | 25 | 0 | 0
4 | 25 | 1 | 0
4 | 25 | 2 | 0
4 | 25 | 3 | 0
4 | 25 | 4 | 0
4 | 25 | 5 | 0
4 | 25 | 6 | 0
4 | 25 | 7 | 18.8856
4 | 25 | 8 | 63.1464
4 | 25 | 9 | 137.3484
4 | 25 | 10 | 79.9764
4 | 25 | 11 | 60.7044
4 | 25 | 12 | 82.506
4 | 25 | 13 | 164.4456
4 | 25 | 14 | 119.0028
4 | 25 | 15 | 169.0308
4 | 25 | 16 | 206.1024
4 | 25 | 17 | 144.4308
4 | 25 | 18 | 180.9168
4 | 25 | 19 | 6.9744
4 | 25 | 20 | 0
4 | 25 | 21 | 0
4 | 25 | 22 | 0
4 | 25 | 23 | 0
4 | 26 | 0 | 0
4 | 26 | 1 | 0
4 | 26 | 2 | 0
4 | 26 | 3 | 0
4 | 26 | 4 | 0
4 | 26 | 5 | 0
4 | 26 | 6 | 0
4 | 26 | 7 | 34.8432
4 | 26 | 8 | 84.576
4 | 26 | 9 | 265.8768
4 | 26 | 10 | 663.7704
4 | 26 | 11 | 830.16
4 | 26 | 12 | 924.696
4 | 26 | 13 | 959.1132
4 | 26 | 14 | 937.3068
4 | 26 | 15 | 860.4948
4 | 26 | 16 | 726.8976
4 | 26 | 17 | 529.752
4 | 26 | 18 | 291.4392
4 | 26 | 19 | 76.5108
4 | 26 | 20 | 0
4 | 26 | 21 | 0
4 | 26 | 22 | 0
4 | 26 | 23 | 0
4 | 27 | 0 | 0
4 | 27 | 1 | 0
4 | 27 | 2 | 0
4 | 27 | 3 | 0
4 | 27 | 4 | 0
4 | 27 | 5 | 0
4 | 27 | 6 | 0
4 | 27 | 7 | 31.4736
4 | 27 | 8 | 223.1856
4 | 27 | 9 | 469.5156
4 | 27 | 10 | 678.8376
4 | 27 | 11 | 826.434
4 | 27 | 12 | 930.9528
4 | 27 | 13 | 962.3436
4 | 27 | 14 | 939.8808
4 | 27 | 15 | 861.4092
4 | 27 | 16 | 725.2884
4 | 27 | 17 | 309.8016
4 | 27 | 18 | 296.9028
4 | 27 | 19 | 76.524
4 | 27 | 20 | 0
4 | 27 | 21 | 0
4 | 27 | 22 | 0
4 | 27 | 23 | 0
4 | 28 | 0 | 0
4 | 28 | 1 | 0
4 | 28 | 2 | 0
4 | 28 | 3 | 0
4 | 28 | 4 | 0
4 | 28 | 5 | 0
4 | 28 | 6 | 0
4 | 28 | 7 | 33.6504
4 | 28 | 8 | 223.0644
4 | 28 | 9 | 475.3164
4 | 28 | 10 | 681.168
4 | 28 | 11 | 827.6184
4 | 28 | 12 | 915.2244
4 | 28 | 13 | 944.4096
4 | 28 | 14 | 919.2636
4 | 28 | 15 | 820.5228
4 | 28 | 16 | 694.6392
4 | 28 | 17 | 516.4476
4 | 28 | 18 | 283.9932
4 | 28 | 19 | 74.7252
4 | 28 | 20 | 0
4 | 28 | 21 | 0
4 | 28 | 22 | 0
4 | 28 | 23 | 0
4 | 29 | 0 | 0
4 | 29 | 1 | 0
4 | 29 | 2 | 0
4 | 29 | 3 | 0
4 | 29 | 4 | 0
4 | 29 | 5 | 0
4 | 29 | 6 | 0
4 | 29 | 7 | 33.9564
4 | 29 | 8 | 219.4944
4 | 29 | 9 | 454.3296
4 | 29 | 10 | 644.2128
4 | 29 | 11 | 778.2828
4 | 29 | 12 | 886.062
4 | 29 | 13 | 914.2476
4 | 29 | 14 | 892.7172
4 | 29 | 15 | 817.9176
4 | 29 | 16 | 437.8464
4 | 29 | 17 | 192.348
4 | 29 | 18 | 138.1644
4 | 29 | 19 | 27.1608
4 | 29 | 20 | 0
4 | 29 | 21 | 0
4 | 29 | 22 | 0
4 | 29 | 23 | 0
4 | 30 | 0 | 0
4 | 30 | 1 | 0
4 | 30 | 2 | 0
4 | 30 | 3 | 0
4 | 30 | 4 | 0
4 | 30 | 5 | 0
4 | 30 | 6 | 0
4 | 30 | 7 | 24.2136
4 | 30 | 8 | 56.7252
4 | 30 | 9 | 240.1608
4 | 30 | 10 | 147.8172
4 | 30 | 11 | 334.1952
4 | 30 | 12 | 905.3856
4 | 30 | 13 | 190.8756
4 | 30 | 14 | 928.6152
4 | 30 | 15 | 839.1588
4 | 30 | 16 | 105.6384
4 | 30 | 17 | 217.086
4 | 30 | 18 | 293.2644
4 | 30 | 19 | 85.3296
4 | 30 | 20 | 0
4 | 30 | 21 | 0
4 | 30 | 22 | 0
4 | 30 | 23 | 0
5 | 1 | 0 | 0
5 | 1 | 1 | 0
5 | 1 | 2 | 0
5 | 1 | 3 | 0
5 | 1 | 4 | 0
5 | 1 | 5 | 0
5 | 1 | 6 | 0
5 | 1 | 7 | 39.234
5 | 1 | 8 | 84.3108
5 | 1 | 9 | 218.712
5 | 1 | 10 | 466.8288
5 | 1 | 11 | 586.7232
5 | 1 | 12 | 585.9828
5 | 1 | 13 | 716.118
5 | 1 | 14 | 314.3484
5 | 1 | 15 | 207.9456
5 | 1 | 16 | 135.036
5 | 1 | 17 | 77.6916
5 | 1 | 18 | 48.6816
5 | 1 | 19 | 1.7424
5 | 1 | 20 | 0
5 | 1 | 21 | 0
5 | 1 | 22 | 0
5 | 1 | 23 | 0
5 | 2 | 0 | 0
5 | 2 | 1 | 0
5 | 2 | 2 | 0
5 | 2 | 3 | 0
5 | 2 | 4 | 0
5 | 2 | 5 | 0
5 | 2 | 6 | 0
5 | 2 | 7 | 4.9572
5 | 2 | 8 | 15
5 | 2 | 9 | 43.0752
5 | 2 | 10 | 516.1056
5 | 2 | 11 | 238.266
5 | 2 | 12 | 269.1576
5 | 2 | 13 | 196.5192
5 | 2 | 14 | 279.9852
5 | 2 | 15 | 458.2104
5 | 2 | 16 | 327.81
5 | 2 | 17 | 445.7736
5 | 2 | 18 | 162.096
5 | 2 | 19 | 27.7044
5 | 2 | 20 | 0
5 | 2 | 21 | 0
5 | 2 | 22 | 0
5 | 2 | 23 | 0
5 | 3 | 0 | 0
5 | 3 | 1 | 0
5 | 3 | 2 | 0
5 | 3 | 3 | 0
5 | 3 | 4 | 0
5 | 3 | 5 | 0
5 | 3 | 6 | 0
5 | 3 | 7 | 41.4036
5 | 3 | 8 | 168.0228
5 | 3 | 9 | 474.888
5 | 3 | 10 | 583.7844
5 | 3 | 11 | 664.5888
5 | 3 | 12 | 667.938
5 | 3 | 13 | 535.344
5 | 3 | 14 | 466.0092
5 | 3 | 15 | 682.146
5 | 3 | 16 | 701.91
5 | 3 | 17 | 520.11
5 | 3 | 18 | 299.5824
5 | 3 | 19 | 76.7844
5 | 3 | 20 | 0
5 | 3 | 21 | 0
5 | 3 | 22 | 0
5 | 3 | 23 | 0
5 | 4 | 0 | 0
5 | 4 | 1 | 0
5 | 4 | 2 | 0
5 | 4 | 3 | 0
5 | 4 | 4 | 0
5 | 4 | 5 | 0
5 | 4 | 6 | 0
5 | 4 | 7 | 31.6188
5 | 4 | 8 | 234.7044
5 | 4 | 9 | 475.2168
5 | 4 | 10 | 671.1012
5 | 4 | 11 | 787.0416
5 | 4 | 12 | 860.79
5 | 4 | 13 | 885.9528
5 | 4 | 14 | 862.494
5 | 4 | 15 | 793.704
5 | 4 | 16 | 679.8852
5 | 4 | 17 | 509.724
5 | 4 | 18 | 293.1468
5 | 4 | 19 | 84.6216
5 | 4 | 20 | 0
5 | 4 | 21 | 0
5 | 4 | 22 | 0
5 | 4 | 23 | 0
5 | 5 | 0 | 0
5 | 5 | 1 | 0
5 | 5 | 2 | 0
5 | 5 | 3 | 0
5 | 5 | 4 | 0
5 | 5 | 5 | 0
5 | 5 | 6 | 0
5 | 5 | 7 | 44.7564
5 | 5 | 8 | 110.442
5 | 5 | 9 | 244.4772
5 | 5 | 10 | 627.7188
5 | 5 | 11 | 768.7296
5 | 5 | 12 | 841.9128
5 | 5 | 13 | 868.1244
5 | 5 | 14 | 847.0212
5 | 5 | 15 | 783.9204
5 | 5 | 16 | 664.4484
5 | 5 | 17 | 498.4464
5 | 5 | 18 | 286.7028
5 | 5 | 19 | 85.2264
5 | 5 | 20 | 0
5 | 5 | 21 | 0
5 | 5 | 22 | 0
5 | 5 | 23 | 0
5 | 6 | 0 | 0
5 | 6 | 1 | 0
5 | 6 | 2 | 0
5 | 6 | 3 | 0
5 | 6 | 4 | 0
5 | 6 | 5 | 0
5 | 6 | 6 | 0
5 | 6 | 7 | 17.3556
5 | 6 | 8 | 60.6156
5 | 6 | 9 | 124.8324
5 | 6 | 10 | 98.22
5 | 6 | 11 | 109.1904
5 | 6 | 12 | 275.502
5 | 6 | 13 | 371.4768
5 | 6 | 14 | 466.236
5 | 6 | 15 | 337.0464
5 | 6 | 16 | 18.1344
5 | 6 | 17 | 108.3204
5 | 6 | 18 | 145.9668
5 | 6 | 19 | 28.1508
5 | 6 | 20 | 0
5 | 6 | 21 | 0
5 | 6 | 22 | 0
5 | 6 | 23 | 0
5 | 7 | 0 | 0
5 | 7 | 1 | 0
5 | 7 | 2 | 0
5 | 7 | 3 | 0
5 | 7 | 4 | 0
5 | 7 | 5 | 0
5 | 7 | 6 | 0
5 | 7 | 7 | 24.6972
5 | 7 | 8 | 126.0828
5 | 7 | 9 | 172.644
5 | 7 | 10 | 273.1836
5 | 7 | 11 | 518.7228
5 | 7 | 12 | 463.242
5 | 7 | 13 | 403.014
5 | 7 | 14 | 618.2652
5 | 7 | 15 | 665.5044
5 | 7 | 16 | 617.6328
5 | 7 | 17 | 357.168
5 | 7 | 18 | 247.2888
5 | 7 | 19 | 67.3188
5 | 7 | 20 | 0
5 | 7 | 21 | 0
5 | 7 | 22 | 0
5 | 7 | 23 | 0
5 | 8 | 0 | 0
5 | 8 | 1 | 0
5 | 8 | 2 | 0
5 | 8 | 3 | 0
5 | 8 | 4 | 0
5 | 8 | 5 | 0
5 | 8 | 6 | 0
5 | 8 | 7 | 34.284
5 | 8 | 8 | 38.2164
5 | 8 | 9 | 194.2356
5 | 8 | 10 | 488.6592
5 | 8 | 11 | 535.8156
5 | 8 | 12 | 595.9668
5 | 8 | 13 | 706.164
5 | 8 | 14 | 614.5044
5 | 8 | 15 | 483.54
5 | 8 | 16 | 230.4588
5 | 8 | 17 | 473.7876
5 | 8 | 18 | 270.5844
5 | 8 | 19 | 77.8452
5 | 8 | 20 | 0
5 | 8 | 21 | 0
5 | 8 | 22 | 0
5 | 8 | 23 | 0
5 | 9 | 0 | 0
5 | 9 | 1 | 0
5 | 9 | 2 | 0
5 | 9 | 3 | 0
5 | 9 | 4 | 0
5 | 9 | 5 | 0
5 | 9 | 6 | 0
5 | 9 | 7 | 0
5 | 9 | 8 | 147.4608
5 | 9 | 9 | 35.988
5 | 9 | 10 | 570.5808
5 | 9 | 11 | 284.1204
5 | 9 | 12 | 634.2144
5 | 9 | 13 | 444.162
5 | 9 | 14 | 730.1952
5 | 9 | 15 | 191.7576
5 | 9 | 16 | 692.31
5 | 9 | 17 | 509.0616
5 | 9 | 18 | 293.7216
5 | 9 | 19 | 90.966
5 | 9 | 20 | 3.198
5 | 9 | 21 | 0
5 | 9 | 22 | 0
5 | 9 | 23 | 0
5 | 10 | 0 | 0
5 | 10 | 1 | 0
5 | 10 | 2 | 0
5 | 10 | 3 | 0
5 | 10 | 4 | 0
5 | 10 | 5 | 0
5 | 10 | 6 | 0
5 | 10 | 7 | 49.5228
5 | 10 | 8 | 206.4852
5 | 10 | 9 | 420.9624
5 | 10 | 10 | 555.87
5 | 10 | 11 | 648.2904
5 | 10 | 12 | 744.774
5 | 10 | 13 | 727.6488
5 | 10 | 14 | 825.3648
5 | 10 | 15 | 667.0596
5 | 10 | 16 | 654.6636
5 | 10 | 17 | 405.4992
5 | 10 | 18 | 229.9452
5 | 10 | 19 | 82.296
5 | 10 | 20 | 4.1652
5 | 10 | 21 | 0
5 | 10 | 22 | 0
5 | 10 | 23 | 0
5 | 11 | 0 | 0
5 | 11 | 1 | 0
5 | 11 | 2 | 0
5 | 11 | 3 | 0
5 | 11 | 4 | 0
5 | 11 | 5 | 0
5 | 11 | 6 | 0
5 | 11 | 7 | 51.4932
5 | 11 | 8 | 205.6644
5 | 11 | 9 | 456.0972
5 | 11 | 10 | 643.2216
5 | 11 | 11 | 714.3768
5 | 11 | 12 | 835.0824
5 | 11 | 13 | 787.386
5 | 11 | 14 | 753.8868
5 | 11 | 15 | 629.5812
5 | 11 | 16 | 513.5136
5 | 11 | 17 | 365.8896
5 | 11 | 18 | 266.904
5 | 11 | 19 | 95.484
5 | 11 | 20 | 0.8664
5 | 11 | 21 | 0
5 | 11 | 22 | 0
5 | 11 | 23 | 0
5 | 12 | 0 | 0
5 | 12 | 1 | 0
5 | 12 | 2 | 0
5 | 12 | 3 | 0
5 | 12 | 4 | 0
5 | 12 | 5 | 0
5 | 12 | 6 | 0
5 | 12 | 7 | 47.6508
5 | 12 | 8 | 125.2644
5 | 12 | 9 | 296.2908
5 | 12 | 10 | 414.0828
5 | 12 | 11 | 634.872
5 | 12 | 12 | 477.9288
5 | 12 | 13 | 675.0144
5 | 12 | 14 | 663.69
5 | 12 | 15 | 372.3312
5 | 12 | 16 | 357.6972
5 | 12 | 17 | 240.9372
5 | 12 | 18 | 168.8856
5 | 12 | 19 | 62.1456
5 | 12 | 20 | 0
5 | 12 | 21 | 0
5 | 12 | 22 | 0
5 | 12 | 23 | 0
5 | 13 | 0 | 0
5 | 13 | 1 | 0
5 | 13 | 2 | 0
5 | 13 | 3 | 0
5 | 13 | 4 | 0
5 | 13 | 5 | 0
5 | 13 | 6 | 0
5 | 13 | 7 | 21.7992
5 | 13 | 8 | 65.2956
5 | 13 | 9 | 58.8732
5 | 13 | 10 | 209.1372
5 | 13 | 11 | 237.2928
5 | 13 | 12 | 190.266
5 | 13 | 13 | 402.1908
5 | 13 | 14 | 246.6552
5 | 13 | 15 | 143.586
5 | 13 | 16 | 178.7592
5 | 13 | 17 | 161.3244
5 | 13 | 18 | 128.7144
5 | 13 | 19 | 106.5204
5 | 13 | 20 | 9.4536
5 | 13 | 21 | 0
5 | 13 | 22 | 0
5 | 13 | 23 | 0
5 | 14 | 0 | 0
5 | 14 | 1 | 0
5 | 14 | 2 | 0
5 | 14 | 3 | 0
5 | 14 | 4 | 0
5 | 14 | 5 | 0
5 | 14 | 6 | 0
5 | 14 | 7 | 55.266
5 | 14 | 8 | 248.2956
5 | 14 | 9 | 482.8992
5 | 14 | 10 | 688.6044
5 | 14 | 11 | 830.9592
5 | 14 | 12 | 762.6444
5 | 14 | 13 | 663.84
5 | 14 | 14 | 928.3608
5 | 14 | 15 | 647.412
5 | 14 | 16 | 709.3536
5 | 14 | 17 | 524.4648
5 | 14 | 18 | 301.818
5 | 14 | 19 | 95.8032
5 | 14 | 20 | 8.6976
5 | 14 | 21 | 0
5 | 14 | 22 | 0
5 | 14 | 23 | 0
5 | 15 | 0 | 0
5 | 15 | 1 | 0
5 | 15 | 2 | 0
5 | 15 | 3 | 0
5 | 15 | 4 | 0
5 | 15 | 5 | 0
5 | 15 | 6 | 0
5 | 15 | 7 | 58.0428
5 | 15 | 8 | 241.4964
5 | 15 | 9 | 459.6456
5 | 15 | 10 | 640.6788
5 | 15 | 11 | 731.5116
5 | 15 | 12 | 882.4428
5 | 15 | 13 | 906.7176
5 | 15 | 14 | 881.214
5 | 15 | 15 | 810.852
5 | 15 | 16 | 693.0468
5 | 15 | 17 | 522.6
5 | 15 | 18 | 303.318
5 | 15 | 19 | 95.814
5 | 15 | 20 | 14.0256
5 | 15 | 21 | 0
5 | 15 | 22 | 0
5 | 15 | 23 | 0
5 | 16 | 0 | 0
5 | 16 | 1 | 0
5 | 16 | 2 | 0
5 | 16 | 3 | 0
5 | 16 | 4 | 0
5 | 16 | 5 | 0
5 | 16 | 6 | 0
5 | 16 | 7 | 53.6532
5 | 16 | 8 | 157.962
5 | 16 | 9 | 412.6416
5 | 16 | 10 | 567.612
5 | 16 | 11 | 723.5712
5 | 16 | 12 | 862.9812
5 | 16 | 13 | 753.5052
5 | 16 | 14 | 731.082
5 | 16 | 15 | 464.3784
5 | 16 | 16 | 206.7768
5 | 16 | 17 | 389.5128
5 | 16 | 18 | 91.29
5 | 16 | 19 | 14.6808
5 | 16 | 20 | 0
5 | 16 | 21 | 0
5 | 16 | 22 | 0
5 | 16 | 23 | 0
5 | 17 | 0 | 0
5 | 17 | 1 | 0
5 | 17 | 2 | 0
5 | 17 | 3 | 0
5 | 17 | 4 | 0
5 | 17 | 5 | 0
5 | 17 | 6 | 0
5 | 17 | 7 | 20.2512
5 | 17 | 8 | 38.3064
5 | 17 | 9 | 92.1672
5 | 17 | 10 | 125.2416
5 | 17 | 11 | 193.9596
5 | 17 | 12 | 290.904
5 | 17 | 13 | 294.1992
5 | 17 | 14 | 394.7112
5 | 17 | 15 | 268.8876
5 | 17 | 16 | 224.202
5 | 17 | 17 | 168.1908
5 | 17 | 18 | 183.5088
5 | 17 | 19 | 61.3164
5 | 17 | 20 | 0.1236
5 | 17 | 21 | 0
5 | 17 | 22 | 0
5 | 17 | 23 | 0
5 | 18 | 0 | 0
5 | 18 | 1 | 0
5 | 18 | 2 | 0
5 | 18 | 3 | 0
5 | 18 | 4 | 0
5 | 18 | 5 | 0
5 | 18 | 6 | 0
5 | 18 | 7 | 20.31
5 | 18 | 8 | 137.9376
5 | 18 | 9 | 373.968
5 | 18 | 10 | 400.0308
5 | 18 | 11 | 856.5324
5 | 18 | 12 | 576.9348
5 | 18 | 13 | 975.4584
5 | 18 | 14 | 714.0012
5 | 18 | 15 | 766.632
5 | 18 | 16 | 284.94
5 | 18 | 17 | 422.6628
5 | 18 | 18 | 276.0468
5 | 18 | 19 | 105.972
5 | 18 | 20 | 9.9768
5 | 18 | 21 | 0
5 | 18 | 22 | 0
5 | 18 | 23 | 0
5 | 19 | 0 | 0
5 | 19 | 1 | 0
5 | 19 | 2 | 0
5 | 19 | 3 | 0
5 | 19 | 4 | 0
5 | 19 | 5 | 0
5 | 19 | 6 | 0
5 | 19 | 7 | 53.6676
5 | 19 | 8 | 264.8784
5 | 19 | 9 | 501.2448
5 | 19 | 10 | 686.676
5 | 19 | 11 | 816.1776
5 | 19 | 12 | 889.5672
5 | 19 | 13 | 909.4212
5 | 19 | 14 | 820.4352
5 | 19 | 15 | 664.6008
5 | 19 | 16 | 702.7536
5 | 19 | 17 | 244.8636
5 | 19 | 18 | 167.514
5 | 19 | 19 | 43.7232
5 | 19 | 20 | 12.624
5 | 19 | 21 | 0
5 | 19 | 22 | 0
5 | 19 | 23 | 0
5 | 20 | 0 | 0
5 | 20 | 1 | 0
5 | 20 | 2 | 0
5 | 20 | 3 | 0
5 | 20 | 4 | 0
5 | 20 | 5 | 0
5 | 20 | 6 | 0
5 | 20 | 7 | 63.918
5 | 20 | 8 | 257.25
5 | 20 | 9 | 486.402
5 | 20 | 10 | 675.0504
5 | 20 | 11 | 346.7748
5 | 20 | 12 | 446.016
5 | 20 | 13 | 630.7512
5 | 20 | 14 | 385.5048
5 | 20 | 15 | 193.8168
5 | 20 | 16 | 223.872
5 | 20 | 17 | 231.9048
5 | 20 | 18 | 121.944
5 | 20 | 19 | 68.7492
5 | 20 | 20 | 4.3236
5 | 20 | 21 | 0
5 | 20 | 22 | 0
5 | 20 | 23 | 0
5 | 21 | 0 | 0
5 | 21 | 1 | 0
5 | 21 | 2 | 0
5 | 21 | 3 | 0
5 | 21 | 4 | 0
5 | 21 | 5 | 0
5 | 21 | 6 | 0
5 | 21 | 7 | 60.8568
5 | 21 | 8 | 225.762
5 | 21 | 9 | 390.078
5 | 21 | 10 | 435.4692
5 | 21 | 11 | 466.5864
5 | 21 | 12 | 426.9984
5 | 21 | 13 | 798.2076
5 | 21 | 14 | 585.246
5 | 21 | 15 | 721.3872
5 | 21 | 16 | 626.754
5 | 21 | 17 | 425.3568
5 | 21 | 18 | 325.3788
5 | 21 | 19 | 107.9928
5 | 21 | 20 | 11.6844
5 | 21 | 21 | 0
5 | 21 | 22 | 0
5 | 21 | 23 | 0
5 | 22 | 0 | 0
5 | 22 | 1 | 0
5 | 22 | 2 | 0
5 | 22 | 3 | 0
5 | 22 | 4 | 0
5 | 22 | 5 | 0
5 | 22 | 6 | 0
5 | 22 | 7 | 57.8484
5 | 22 | 8 | 265.026
5 | 22 | 9 | 500.8272
5 | 22 | 10 | 688.9428
5 | 22 | 11 | 839.3928
5 | 22 | 12 | 920.6796
5 | 22 | 13 | 947.3304
5 | 22 | 14 | 922.2792
5 | 22 | 15 | 846.1812
5 | 22 | 16 | 704.3736
5 | 22 | 17 | 533.7
5 | 22 | 18 | 318.738
5 | 22 | 19 | 105.2904
5 | 22 | 20 | 13.08
5 | 22 | 21 | 0
5 | 22 | 22 | 0
5 | 22 | 23 | 0
5 | 23 | 0 | 0
5 | 23 | 1 | 0
5 | 23 | 2 | 0
5 | 23 | 3 | 0
5 | 23 | 4 | 0
5 | 23 | 5 | 0
5 | 23 | 6 | 0
5 | 23 | 7 | 61.9104
5 | 23 | 8 | 253.1892
5 | 23 | 9 | 477.8436
5 | 23 | 10 | 668.256
5 | 23 | 11 | 804.6684
5 | 23 | 12 | 880.5576
5 | 23 | 13 | 908.3604
5 | 23 | 14 | 869.7552
5 | 23 | 15 | 801.7068
5 | 23 | 16 | 684.9048
5 | 23 | 17 | 517.8576
5 | 23 | 18 | 305.6208
5 | 23 | 19 | 105.1044
5 | 23 | 20 | 12.7368
5 | 23 | 21 | 0
5 | 23 | 22 | 0
5 | 23 | 23 | 0
5 | 24 | 0 | 0
5 | 24 | 1 | 0
5 | 24 | 2 | 0
5 | 24 | 3 | 0
5 | 24 | 4 | 0
5 | 24 | 5 | 0
5 | 24 | 6 | 0
5 | 24 | 7 | 59.808
5 | 24 | 8 | 206.6604
5 | 24 | 9 | 407.9952
5 | 24 | 10 | 572.4828
5 | 24 | 11 | 672.1584
5 | 24 | 12 | 656.0124
5 | 24 | 13 | 792.5544
5 | 24 | 14 | 829.5036
5 | 24 | 15 | 672.882
5 | 24 | 16 | 587.8944
5 | 24 | 17 | 272.5776
5 | 24 | 18 | 287.0964
5 | 24 | 19 | 111.162
5 | 24 | 20 | 12.69
5 | 24 | 21 | 0
5 | 24 | 22 | 0
5 | 24 | 23 | 0
5 | 25 | 0 | 0
5 | 25 | 1 | 0
5 | 25 | 2 | 0
5 | 25 | 3 | 0
5 | 25 | 4 | 0
5 | 25 | 5 | 0
5 | 25 | 6 | 0
5 | 25 | 7 | 59.2296
5 | 25 | 8 | 204.7284
5 | 25 | 9 | 377.3388
5 | 25 | 10 | 489.5508
5 | 25 | 11 | 680.3592
5 | 25 | 12 | 772.3908
5 | 25 | 13 | 890.2452
5 | 25 | 14 | 765.3828
5 | 25 | 15 | 689.6712
5 | 25 | 16 | 566.5536
5 | 25 | 17 | 366.0384
5 | 25 | 18 | 291.3228
5 | 25 | 19 | 74.862
5 | 25 | 20 | 1.8216
5 | 25 | 21 | 0
5 | 25 | 22 | 0
5 | 25 | 23 | 0
5 | 26 | 0 | 0
5 | 26 | 1 | 0
5 | 26 | 2 | 0
5 | 26 | 3 | 0
5 | 26 | 4 | 0
5 | 26 | 5 | 0
5 | 26 | 6 | 0
5 | 26 | 7 | 35.8656
5 | 26 | 8 | 207.7944
5 | 26 | 9 | 290.8476
5 | 26 | 10 | 502.3584
5 | 26 | 11 | 572.9088
5 | 26 | 12 | 643.8168
5 | 26 | 13 | 704.1408
5 | 26 | 14 | 728.1816
5 | 26 | 15 | 683.5044
5 | 26 | 16 | 333.2256
5 | 26 | 17 | 171.1716
5 | 26 | 18 | 296.6028
5 | 26 | 19 | 49.6224
5 | 26 | 20 | 15.96
5 | 26 | 21 | 0
5 | 26 | 22 | 0
5 | 26 | 23 | 0
5 | 27 | 0 | 0
5 | 27 | 1 | 0
5 | 27 | 2 | 0
5 | 27 | 3 | 0
5 | 27 | 4 | 0
5 | 27 | 5 | 0
5 | 27 | 6 | 0
5 | 27 | 7 | 60.6108
5 | 27 | 8 | 217.7244
5 | 27 | 9 | 347.1336
5 | 27 | 10 | 588.0012
5 | 27 | 11 | 708.2544
5 | 27 | 12 | 674.9232
5 | 27 | 13 | 667.8636
5 | 27 | 14 | 577.8624
5 | 27 | 15 | 619.4892
5 | 27 | 16 | 429.354
5 | 27 | 17 | 390.216
5 | 27 | 18 | 247.17
5 | 27 | 19 | 104.2476
5 | 27 | 20 | 15.96
5 | 27 | 21 | 0
5 | 27 | 22 | 0
5 | 27 | 23 | 0
5 | 28 | 0 | 0
5 | 28 | 1 | 0
5 | 28 | 2 | 0
5 | 28 | 3 | 0
5 | 28 | 4 | 0
5 | 28 | 5 | 0
5 | 28 | 6 | 0
5 | 28 | 7 | 66.0372
5 | 28 | 8 | 181.1616
5 | 28 | 9 | 355.4304
5 | 28 | 10 | 521.0256
5 | 28 | 11 | 633.7656
5 | 28 | 12 | 697.884
5 | 28 | 13 | 657.6648
5 | 28 | 14 | 566.472
5 | 28 | 15 | 512.76
5 | 28 | 16 | 486.0852
5 | 28 | 17 | 348.0252
5 | 28 | 18 | 98.9652
5 | 28 | 19 | 75.93
5 | 28 | 20 | 4.674
5 | 28 | 21 | 0
5 | 28 | 22 | 0
5 | 28 | 23 | 0
5 | 29 | 0 | 0
5 | 29 | 1 | 0
5 | 29 | 2 | 0
5 | 29 | 3 | 0
5 | 29 | 4 | 0
5 | 29 | 5 | 0
5 | 29 | 6 | 0
5 | 29 | 7 | 9.9012
5 | 29 | 8 | 161.8776
5 | 29 | 9 | 219.162
5 | 29 | 10 | 357.3384
5 | 29 | 11 | 578.5248
5 | 29 | 12 | 673.8468
5 | 29 | 13 | 701.7624
5 | 29 | 14 | 653.4924
5 | 29 | 15 | 560.2776
5 | 29 | 16 | 485.472
5 | 29 | 17 | 336.4236
5 | 29 | 18 | 103.5468
5 | 29 | 19 | 84.3408
5 | 29 | 20 | 6.6852
5 | 29 | 21 | 0
5 | 29 | 22 | 0
5 | 29 | 23 | 0
5 | 30 | 0 | 0
5 | 30 | 1 | 0
5 | 30 | 2 | 0
5 | 30 | 3 | 0
5 | 30 | 4 | 0
5 | 30 | 5 | 0
5 | 30 | 6 | 0
5 | 30 | 7 | 71.838
5 | 30 | 8 | 226.8372
5 | 30 | 9 | 409.8984
5 | 30 | 10 | 586.134
5 | 30 | 11 | 708.9144
5 | 30 | 12 | 781.7616
5 | 30 | 13 | 665.2524
5 | 30 | 14 | 790.6032
5 | 30 | 15 | 520.11
5 | 30 | 16 | 620.6736
5 | 30 | 17 | 469.74
5 | 30 | 18 | 287.358
5 | 30 | 19 | 109.4928
5 | 30 | 20 | 16.146
5 | 30 | 21 | 0
5 | 30 | 22 | 0
5 | 30 | 23 | 0
5 | 31 | 0 | 0
5 | 31 | 1 | 0
5 | 31 | 2 | 0
5 | 31 | 3 | 0
5 | 31 | 4 | 0
5 | 31 | 5 | 0
5 | 31 | 6 | 0
5 | 31 | 7 | 60.2028
5 | 31 | 8 | 230.418
5 | 31 | 9 | 434.7108
5 | 31 | 10 | 608.2524
5 | 31 | 11 | 741.3348
5 | 31 | 12 | 820.056
5 | 31 | 13 | 851.4876
5 | 31 | 14 | 824.6844
5 | 31 | 15 | 755.6592
5 | 31 | 16 | 631.5504
5 | 31 | 17 | 479.112
5 | 31 | 18 | 226.0536
5 | 31 | 19 | 65.3736
5 | 31 | 20 | 15.4692
5 | 31 | 21 | 0
5 | 31 | 22 | 0
5 | 31 | 23 | 0
6 | 1 | 0 | 0
6 | 1 | 1 | 0
6 | 1 | 2 | 0
6 | 1 | 3 | 0
6 | 1 | 4 | 0
6 | 1 | 5 | 0
6 | 1 | 6 | 0
6 | 1 | 7 | 72.366
6 | 1 | 8 | 229.3632
6 | 1 | 9 | 421.3836
6 | 1 | 10 | 586.2444
6 | 1 | 11 | 721.4784
6 | 1 | 12 | 801.006
6 | 1 | 13 | 827.0124
6 | 1 | 14 | 431.7168
6 | 1 | 15 | 725.7552
6 | 1 | 16 | 610.9284
6 | 1 | 17 | 462.4128
6 | 1 | 18 | 286.1472
6 | 1 | 19 | 112.4424
6 | 1 | 20 | 16.8552
6 | 1 | 21 | 0
6 | 1 | 22 | 0
6 | 1 | 23 | 0
6 | 2 | 0 | 0
6 | 2 | 1 | 0
6 | 2 | 2 | 0
6 | 2 | 3 | 0
6 | 2 | 4 | 0
6 | 2 | 5 | 0
6 | 2 | 6 | 0
6 | 2 | 7 | 73.2456
6 | 2 | 8 | 225.2832
6 | 2 | 9 | 396.9576
6 | 2 | 10 | 547.3152
6 | 2 | 11 | 642.7788
6 | 2 | 12 | 708.7452
6 | 2 | 13 | 325.2804
6 | 2 | 14 | 225.1992
6 | 2 | 15 | 297.8016
6 | 2 | 16 | 279.6432
6 | 2 | 17 | 271.3212
6 | 2 | 18 | 159.9612
6 | 2 | 19 | 93.6384
6 | 2 | 20 | 7.5144
6 | 2 | 21 | 0
6 | 2 | 22 | 0
6 | 2 | 23 | 0
6 | 3 | 0 | 0
6 | 3 | 1 | 0
6 | 3 | 2 | 0
6 | 3 | 3 | 0
6 | 3 | 4 | 0
6 | 3 | 5 | 0
6 | 3 | 6 | 0
6 | 3 | 7 | 60.834
6 | 3 | 8 | 185.544
6 | 3 | 9 | 156.1884
6 | 3 | 10 | 551.8356
6 | 3 | 11 | 672.984
6 | 3 | 12 | 753.8868
6 | 3 | 13 | 498.9516
6 | 3 | 14 | 734.9556
6 | 3 | 15 | 756.6744
6 | 3 | 16 | 660.678
6 | 3 | 17 | 372.3672
6 | 3 | 18 | 307.2768
6 | 3 | 19 | 108.1872
6 | 3 | 20 | 17.1792
6 | 3 | 21 | 0
6 | 3 | 22 | 0
6 | 3 | 23 | 0
6 | 4 | 0 | 0
6 | 4 | 1 | 0
6 | 4 | 2 | 0
6 | 4 | 3 | 0
6 | 4 | 4 | 0
6 | 4 | 5 | 0
6 | 4 | 6 | 0
6 | 4 | 7 | 58.7616
6 | 4 | 8 | 236.4648
6 | 4 | 9 | 450.8664
6 | 4 | 10 | 389.2716
6 | 4 | 11 | 767.4072
6 | 4 | 12 | 578.2896
6 | 4 | 13 | 716.2536
6 | 4 | 14 | 860.5308
6 | 4 | 15 | 101.3988
6 | 4 | 16 | 675.3048
6 | 4 | 17 | 106.8528
6 | 4 | 18 | 82.4412
6 | 4 | 19 | 44.0484
6 | 4 | 20 | 20.748
6 | 4 | 21 | 0
6 | 4 | 22 | 0
6 | 4 | 23 | 0
6 | 5 | 0 | 0
6 | 5 | 1 | 0
6 | 5 | 2 | 0
6 | 5 | 3 | 0
6 | 5 | 4 | 0
6 | 5 | 5 | 0
6 | 5 | 6 | 0
6 | 5 | 7 | 60.5928
6 | 5 | 8 | 162.4584
6 | 5 | 9 | 319.002
6 | 5 | 10 | 428.8068
6 | 5 | 11 | 343.386
6 | 5 | 12 | 834.5028
6 | 5 | 13 | 149.2284
6 | 5 | 14 | 711.3576
6 | 5 | 15 | 44.4192
6 | 5 | 16 | 529.1772
6 | 5 | 17 | 504.0048
6 | 5 | 18 | 306.9
6 | 5 | 19 | 119.2176
6 | 5 | 20 | 22.2888
6 | 5 | 21 | 0
6 | 5 | 22 | 0
6 | 5 | 23 | 0
6 | 6 | 0 | 0
6 | 6 | 1 | 0
6 | 6 | 2 | 0
6 | 6 | 3 | 0
6 | 6 | 4 | 0
6 | 6 | 5 | 0
6 | 6 | 6 | 0
6 | 6 | 7 | 63.2124
6 | 6 | 8 | 144.5232
6 | 6 | 9 | 446.2512
6 | 6 | 10 | 629.7816
6 | 6 | 11 | 751.86
6 | 6 | 12 | 825.18
6 | 6 | 13 | 849.2808
6 | 6 | 14 | 829.65
6 | 6 | 15 | 766.5492
6 | 6 | 16 | 604.5564
6 | 6 | 17 | 417.1236
6 | 6 | 18 | 295.3884
6 | 6 | 19 | 116.4948
6 | 6 | 20 | 22.008
6 | 6 | 21 | 0
6 | 6 | 22 | 0
6 | 6 | 23 | 0
6 | 7 | 0 | 0
6 | 7 | 1 | 0
6 | 7 | 2 | 0
6 | 7 | 3 | 0
6 | 7 | 4 | 0
6 | 7 | 5 | 0
6 | 7 | 6 | 0
6 | 7 | 7 | 60.282
6 | 7 | 8 | 233.9052
6 | 7 | 9 | 434.8992
6 | 7 | 10 | 529.9572
6 | 7 | 11 | 743.7456
6 | 7 | 12 | 823.6416
6 | 7 | 13 | 745.8672
6 | 7 | 14 | 694.1556
6 | 7 | 15 | 461.5164
6 | 7 | 16 | 489.3132
6 | 7 | 17 | 404.3928
6 | 7 | 18 | 262.4232
6 | 7 | 19 | 106.7904
6 | 7 | 20 | 19.9032
6 | 7 | 21 | 0
6 | 7 | 22 | 0
6 | 7 | 23 | 0
6 | 8 | 0 | 0
6 | 8 | 1 | 0
6 | 8 | 2 | 0
6 | 8 | 3 | 0
6 | 8 | 4 | 0
6 | 8 | 5 | 0
6 | 8 | 6 | 0
6 | 8 | 7 | 71.9196
6 | 8 | 8 | 224.3928
6 | 8 | 9 | 270.1164
6 | 8 | 10 | 341.3208
6 | 8 | 11 | 89.7636
6 | 8 | 12 | 94.1508
6 | 8 | 13 | 110.3352
6 | 8 | 14 | 519.0312
6 | 8 | 15 | 615.4692
6 | 8 | 16 | 582.81
6 | 8 | 17 | 417.7116
6 | 8 | 18 | 300.3768
6 | 8 | 19 | 116.5272
6 | 8 | 20 | 22.8036
6 | 8 | 21 | 0
6 | 8 | 22 | 0
6 | 8 | 23 | 0
6 | 9 | 0 | 0
6 | 9 | 1 | 0
6 | 9 | 2 | 0
6 | 9 | 3 | 0
6 | 9 | 4 | 0
6 | 9 | 5 | 0
6 | 9 | 6 | 0
6 | 9 | 7 | 60.6432
6 | 9 | 8 | 240.1104
6 | 9 | 9 | 449.6808
6 | 9 | 10 | 621.534
6 | 9 | 11 | 742.6872
6 | 9 | 12 | 815.6364
6 | 9 | 13 | 845.772
6 | 9 | 14 | 851.8404
6 | 9 | 15 | 789.9096
6 | 9 | 16 | 682.9884
6 | 9 | 17 | 513.972
6 | 9 | 18 | 318.57
6 | 9 | 19 | 112.8948
6 | 9 | 20 | 18.54
6 | 9 | 21 | 0
6 | 9 | 22 | 0
6 | 9 | 23 | 0
6 | 10 | 0 | 0
6 | 10 | 1 | 0
6 | 10 | 2 | 0
6 | 10 | 3 | 0
6 | 10 | 4 | 0
6 | 10 | 5 | 0
6 | 10 | 6 | 1.4616
6 | 10 | 7 | 59.1828
6 | 10 | 8 | 244.7988
6 | 10 | 9 | 381.3444
6 | 10 | 10 | 577.2036
6 | 10 | 11 | 663.66
6 | 10 | 12 | 717.7848
6 | 10 | 13 | 795.414
6 | 10 | 14 | 777.9648
6 | 10 | 15 | 659.0784
6 | 10 | 16 | 556.128
6 | 10 | 17 | 453.798
6 | 10 | 18 | 286.4376
6 | 10 | 19 | 108.588
6 | 10 | 20 | 23.4696
6 | 10 | 21 | 0
6 | 10 | 22 | 0
6 | 10 | 23 | 0
6 | 11 | 0 | 0
6 | 11 | 1 | 0
6 | 11 | 2 | 0
6 | 11 | 3 | 0
6 | 11 | 4 | 0
6 | 11 | 5 | 0
6 | 11 | 6 | 0
6 | 11 | 7 | 30.3552
6 | 11 | 8 | 162.8424
6 | 11 | 9 | 279.3204
6 | 11 | 10 | 516.3816
6 | 11 | 11 | 640.6296
6 | 11 | 12 | 810.54
6 | 11 | 13 | 830.4252
6 | 11 | 14 | 816.1104
6 | 11 | 15 | 757.8648
6 | 11 | 16 | 649.8372
6 | 11 | 17 | 501.8256
6 | 11 | 18 | 312.6576
6 | 11 | 19 | 120.8808
6 | 11 | 20 | 21.3564
6 | 11 | 21 | 0
6 | 11 | 22 | 0
6 | 11 | 23 | 0
6 | 12 | 0 | 0
6 | 12 | 1 | 0
6 | 12 | 2 | 0
6 | 12 | 3 | 0
6 | 12 | 4 | 0
6 | 12 | 5 | 0
6 | 12 | 6 | 1.0176
6 | 12 | 7 | 67.0392
6 | 12 | 8 | 241.5828
6 | 12 | 9 | 447.1908
6 | 12 | 10 | 633.03
6 | 12 | 11 | 761.3136
6 | 12 | 12 | 833.3328
6 | 12 | 13 | 858.8268
6 | 12 | 14 | 839.922
6 | 12 | 15 | 775.938
6 | 12 | 16 | 667.9332
6 | 12 | 17 | 501.5448
6 | 12 | 18 | 312.0624
6 | 12 | 19 | 119.2092
6 | 12 | 20 | 20.3604
6 | 12 | 21 | 0
6 | 12 | 22 | 0
6 | 12 | 23 | 0
6 | 13 | 0 | 0
6 | 13 | 1 | 0
6 | 13 | 2 | 0
6 | 13 | 3 | 0
6 | 13 | 4 | 0
6 | 13 | 5 | 0
6 | 13 | 6 | 1.3224
6 | 13 | 7 | 60.0108
6 | 13 | 8 | 233.9556
6 | 13 | 9 | 435.2376
6 | 13 | 10 | 601.3536
6 | 13 | 11 | 721.776
6 | 13 | 12 | 789.0228
6 | 13 | 13 | 813.5352
6 | 13 | 14 | 722.0256
6 | 13 | 15 | 734.5404
6 | 13 | 16 | 514.728
6 | 13 | 17 | 471.9672
6 | 13 | 18 | 294.39
6 | 13 | 19 | 109.4736
6 | 13 | 20 | 24.7824
6 | 13 | 21 | 0
6 | 13 | 22 | 0
6 | 13 | 23 | 0
6 | 14 | 0 | 0
6 | 14 | 1 | 0
6 | 14 | 2 | 0
6 | 14 | 3 | 0
6 | 14 | 4 | 0
6 | 14 | 5 | 0
6 | 14 | 6 | 0
6 | 14 | 7 | 66.042
6 | 14 | 8 | 224.1048
6 | 14 | 9 | 409.014
6 | 14 | 10 | 583.6968
6 | 14 | 11 | 705.7728
6 | 14 | 12 | 778.9464
6 | 14 | 13 | 805.1532
6 | 14 | 14 | 789.6168
6 | 14 | 15 | 729.2856
6 | 14 | 16 | 627.228
6 | 14 | 17 | 481.6464
6 | 14 | 18 | 271.3536
6 | 14 | 19 | 103.1592
6 | 14 | 20 | 24.0828
6 | 14 | 21 | 0
6 | 14 | 22 | 0
6 | 14 | 23 | 0
6 | 15 | 0 | 0
6 | 15 | 1 | 0
6 | 15 | 2 | 0
6 | 15 | 3 | 0
6 | 15 | 4 | 0
6 | 15 | 5 | 0
6 | 15 | 6 | 1.3188
6 | 15 | 7 | 61.086
6 | 15 | 8 | 237.1968
6 | 15 | 9 | 416.5848
6 | 15 | 10 | 627.8424
6 | 15 | 11 | 751.8888
6 | 15 | 12 | 740.316
6 | 15 | 13 | 775.2696
6 | 15 | 14 | 758.1084
6 | 15 | 15 | 761.8212
6 | 15 | 16 | 661.98
6 | 15 | 17 | 508.2576
6 | 15 | 18 | 318.0036
6 | 15 | 19 | 121.8336
6 | 15 | 20 | 22.6596
6 | 15 | 21 | 0
6 | 15 | 22 | 0
6 | 15 | 23 | 0
6 | 16 | 0 | 0
6 | 16 | 1 | 0
6 | 16 | 2 | 0
6 | 16 | 3 | 0
6 | 16 | 4 | 0
6 | 16 | 5 | 0
6 | 16 | 6 | 1.3212
6 | 16 | 7 | 60.3996
6 | 16 | 8 | 232.6272
6 | 16 | 9 | 426.0096
6 | 16 | 10 | 596.2308
6 | 16 | 11 | 711.9984
6 | 16 | 12 | 781.4316
6 | 16 | 13 | 804.3336
6 | 16 | 14 | 784.6968
6 | 16 | 15 | 723.4356
6 | 16 | 16 | 622.4448
6 | 16 | 17 | 476.6904
6 | 16 | 18 | 300.9708
6 | 16 | 19 | 125.8212
6 | 16 | 20 | 25.074
6 | 16 | 21 | 0
6 | 16 | 22 | 0
6 | 16 | 23 | 0
6 | 17 | 0 | 0
6 | 17 | 1 | 0
6 | 17 | 2 | 0
6 | 17 | 3 | 0
6 | 17 | 4 | 0
6 | 17 | 5 | 0
6 | 17 | 6 | 0
6 | 17 | 7 | 70.6104
6 | 17 | 8 | 224.4192
6 | 17 | 9 | 406.7088
6 | 17 | 10 | 573.3708
6 | 17 | 11 | 680.7468
6 | 17 | 12 | 751.7808
6 | 17 | 13 | 612.2484
6 | 17 | 14 | 763.9164
6 | 17 | 15 | 703.584
6 | 17 | 16 | 603.4296
6 | 17 | 17 | 450.654
6 | 17 | 18 | 288.2964
6 | 17 | 19 | 126.7644
6 | 17 | 20 | 25.4388
6 | 17 | 21 | 0
6 | 17 | 22 | 0
6 | 17 | 23 | 0
6 | 18 | 0 | 0
6 | 18 | 1 | 0
6 | 18 | 2 | 0
6 | 18 | 3 | 0
6 | 18 | 4 | 0
6 | 18 | 5 | 0
6 | 18 | 6 | 0
6 | 18 | 7 | 66.8292
6 | 18 | 8 | 228.5724
6 | 18 | 9 | 414.1476
6 | 18 | 10 | 566.3088
6 | 18 | 11 | 494.682
6 | 18 | 12 | 599.4072
6 | 18 | 13 | 265.11
6 | 18 | 14 | 305.3304
6 | 18 | 15 | 607.296
6 | 18 | 16 | 606.6384
6 | 18 | 17 | 449.0772
6 | 18 | 18 | 258.7932
6 | 18 | 19 | 92.4228
6 | 18 | 20 | 20.6544
6 | 18 | 21 | 0
6 | 18 | 22 | 0
6 | 18 | 23 | 0
6 | 19 | 0 | 0
6 | 19 | 1 | 0
6 | 19 | 2 | 0
6 | 19 | 3 | 0
6 | 19 | 4 | 0
6 | 19 | 5 | 0
6 | 19 | 6 | 0
6 | 19 | 7 | 0.7488
6 | 19 | 8 | 221.6604
6 | 19 | 9 | 302.2608
6 | 19 | 10 | 271.4232
6 | 19 | 11 | 500.2896
6 | 19 | 12 | 544.3968
6 | 19 | 13 | 396.9816
6 | 19 | 14 | 322.0656
6 | 19 | 15 | 421.3008
6 | 19 | 16 | 424.6752
6 | 19 | 17 | 389.7228
6 | 19 | 18 | 264.7224
6 | 19 | 19 | 113.9316
6 | 19 | 20 | 24.342
6 | 19 | 21 | 0
6 | 19 | 22 | 0
6 | 19 | 23 | 0
6 | 20 | 0 | 0
6 | 20 | 1 | 0
6 | 20 | 2 | 0
6 | 20 | 3 | 0
6 | 20 | 4 | 0
6 | 20 | 5 | 0
6 | 20 | 6 | 0
6 | 20 | 7 | 56.4216
6 | 20 | 8 | 205.6992
6 | 20 | 9 | 451.8132
6 | 20 | 10 | 632.6208
6 | 20 | 11 | 674.9592
6 | 20 | 12 | 733.938
6 | 20 | 13 | 761.5332
6 | 20 | 14 | 828.666
6 | 20 | 15 | 768.7392
6 | 20 | 16 | 668.0508
6 | 20 | 17 | 466.6116
6 | 20 | 18 | 280.9092
6 | 20 | 19 | 114.9156
6 | 20 | 20 | 22.5708
6 | 20 | 21 | 0
6 | 20 | 22 | 0
6 | 20 | 23 | 0
6 | 21 | 0 | 0
6 | 21 | 1 | 0
6 | 21 | 2 | 0
6 | 21 | 3 | 0
6 | 21 | 4 | 0
6 | 21 | 5 | 0
6 | 21 | 6 | 0
6 | 21 | 7 | 56.9664
6 | 21 | 8 | 229.3644
6 | 21 | 9 | 428.8704
6 | 21 | 10 | 608.5896
6 | 21 | 11 | 702.7248
6 | 21 | 12 | 770.4672
6 | 21 | 13 | 793.734
6 | 21 | 14 | 779.7228
6 | 21 | 15 | 750.516
6 | 21 | 16 | 652.1796
6 | 21 | 17 | 504.3048
6 | 21 | 18 | 308.814
6 | 21 | 19 | 119.736
6 | 21 | 20 | 21.1812
6 | 21 | 21 | 0
6 | 21 | 22 | 0
6 | 21 | 23 | 0
6 | 22 | 0 | 0
6 | 22 | 1 | 0
6 | 22 | 2 | 0
6 | 22 | 3 | 0
6 | 22 | 4 | 0
6 | 22 | 5 | 0
6 | 22 | 6 | 0
6 | 22 | 7 | 15.7824
6 | 22 | 8 | 39.2208
6 | 22 | 9 | 104.5668
6 | 22 | 10 | 128.5944
6 | 22 | 11 | 523.8012
6 | 22 | 12 | 390.6012
6 | 22 | 13 | 161.4456
6 | 22 | 14 | 662.514
6 | 22 | 15 | 568.998
6 | 22 | 16 | 519.4884
6 | 22 | 17 | 497.7636
6 | 22 | 18 | 308.4948
6 | 22 | 19 | 130.818
6 | 22 | 20 | 27.5856
6 | 22 | 21 | 0
6 | 22 | 22 | 0
6 | 22 | 23 | 0
6 | 23 | 0 | 0
6 | 23 | 1 | 0
6 | 23 | 2 | 0
6 | 23 | 3 | 0
6 | 23 | 4 | 0
6 | 23 | 5 | 0
6 | 23 | 6 | 0
6 | 23 | 7 | 59.1132
6 | 23 | 8 | 104.2296
6 | 23 | 9 | 239.7696
6 | 23 | 10 | 302.0928
6 | 23 | 11 | 397.4316
6 | 23 | 12 | 79.5696
6 | 23 | 13 | 691.1304
6 | 23 | 14 | 611.5764
6 | 23 | 15 | 447.1548
6 | 23 | 16 | 645.1752
6 | 23 | 17 | 483.9648
6 | 23 | 18 | 192.4992
6 | 23 | 19 | 74.0772
6 | 23 | 20 | 0.762
6 | 23 | 21 | 0
6 | 23 | 22 | 0
6 | 23 | 23 | 0
6 | 24 | 0 | 0
6 | 24 | 1 | 0
6 | 24 | 2 | 0
6 | 24 | 3 | 0
6 | 24 | 4 | 0
6 | 24 | 5 | 0
6 | 24 | 6 | 0
6 | 24 | 7 | 14.7648
6 | 24 | 8 | 50.3004
6 | 24 | 9 | 85.482
6 | 24 | 10 | 235.5576
6 | 24 | 11 | 412.8468
6 | 24 | 12 | 153.1596
6 | 24 | 13 | 322.1484
6 | 24 | 14 | 162.3768
6 | 24 | 15 | 437.7096
6 | 24 | 16 | 292.5588
6 | 24 | 17 | 213.0984
6 | 24 | 18 | 148.2816
6 | 24 | 19 | 83.4768
6 | 24 | 20 | 16.5156
6 | 24 | 21 | 0
6 | 24 | 22 | 0
6 | 24 | 23 | 0
6 | 25 | 0 | 0
6 | 25 | 1 | 0
6 | 25 | 2 | 0
6 | 25 | 3 | 0
6 | 25 | 4 | 0
6 | 25 | 5 | 0
6 | 25 | 6 | 0
6 | 25 | 7 | 20.5908
6 | 25 | 8 | 207.81
6 | 25 | 9 | 386.3484
6 | 25 | 10 | 497.6364
6 | 25 | 11 | 543.4944
6 | 25 | 12 | 545.6292
6 | 25 | 13 | 366.5532
6 | 25 | 14 | 377.4456
6 | 25 | 15 | 740.5044
6 | 25 | 16 | 629.4684
6 | 25 | 17 | 448.7388
6 | 25 | 18 | 258.8064
6 | 25 | 19 | 116.8284
6 | 25 | 20 | 26.2344
6 | 25 | 21 | 0
6 | 25 | 22 | 0
6 | 25 | 23 | 0
6 | 26 | 0 | 0
6 | 26 | 1 | 0
6 | 26 | 2 | 0
6 | 26 | 3 | 0
6 | 26 | 4 | 0
6 | 26 | 5 | 0
6 | 26 | 6 | 0
6 | 26 | 7 | 59.2116
6 | 26 | 8 | 215.5596
6 | 26 | 9 | 315
6 | 26 | 10 | 555.7392
6 | 26 | 11 | 672.7428
6 | 26 | 12 | 633.8964
6 | 26 | 13 | 561.8076
6 | 26 | 14 | 773.6568
6 | 26 | 15 | 710.3124
6 | 26 | 16 | 610.2864
6 | 26 | 17 | 441.1272
6 | 26 | 18 | 290.7996
6 | 26 | 19 | 47.9184
6 | 26 | 20 | 25.8828
6 | 26 | 21 | 0
6 | 26 | 22 | 0
6 | 26 | 23 | 0
6 | 27 | 0 | 0
6 | 27 | 1 | 0
6 | 27 | 2 | 0
6 | 27 | 3 | 0
6 | 27 | 4 | 0
6 | 27 | 5 | 0
6 | 27 | 6 | 0
6 | 27 | 7 | 28.152
6 | 27 | 8 | 115.236
6 | 27 | 9 | 254.6208
6 | 27 | 10 | 404.4276
6 | 27 | 11 | 678.5544
6 | 27 | 12 | 748.674
6 | 27 | 13 | 580.152
6 | 27 | 14 | 594.48
6 | 27 | 15 | 667.422
6 | 27 | 16 | 531.5808
6 | 27 | 17 | 206.2644
6 | 27 | 18 | 242.1432
6 | 27 | 19 | 4.3428
6 | 27 | 20 | 3.6468
6 | 27 | 21 | 0
6 | 27 | 22 | 0
6 | 27 | 23 | 0
6 | 28 | 0 | 0
6 | 28 | 1 | 0
6 | 28 | 2 | 0
6 | 28 | 3 | 0
6 | 28 | 4 | 0
6 | 28 | 5 | 0
6 | 28 | 6 | 0
6 | 28 | 7 | 59.1264
6 | 28 | 8 | 187.1652
6 | 28 | 9 | 375.306
6 | 28 | 10 | 355.9824
6 | 28 | 11 | 583.4148
6 | 28 | 12 | 664.152
6 | 28 | 13 | 631.2864
6 | 28 | 14 | 712.1076
6 | 28 | 15 | 295.1568
6 | 28 | 16 | 231.0132
6 | 28 | 17 | 167.4552
6 | 28 | 18 | 59.316
6 | 28 | 19 | 93.4644
6 | 28 | 20 | 19.1844
6 | 28 | 21 | 0
6 | 28 | 22 | 0
6 | 28 | 23 | 0
6 | 29 | 0 | 0
6 | 29 | 1 | 0
6 | 29 | 2 | 0
6 | 29 | 3 | 0
6 | 29 | 4 | 0
6 | 29 | 5 | 0
6 | 29 | 6 | 0
6 | 29 | 7 | 56.1552
6 | 29 | 8 | 213.8256
6 | 29 | 9 | 396.4224
6 | 29 | 10 | 572.4456
6 | 29 | 11 | 428.1156
6 | 29 | 12 | 592.0692
6 | 29 | 13 | 609.3756
6 | 29 | 14 | 672.4068
6 | 29 | 15 | 625.0152
6 | 29 | 16 | 503.2188
6 | 29 | 17 | 362.2008
6 | 29 | 18 | 190.5852
6 | 29 | 19 | 114.7008
6 | 29 | 20 | 16.2996
6 | 29 | 21 | 0
6 | 29 | 22 | 0
6 | 29 | 23 | 0
6 | 30 | 0 | 0
6 | 30 | 1 | 0
6 | 30 | 2 | 0
6 | 30 | 3 | 0
6 | 30 | 4 | 0
6 | 30 | 5 | 0
6 | 30 | 6 | 0
6 | 30 | 7 | 45.1956
6 | 30 | 8 | 100.7016
6 | 30 | 9 | 187.1592
6 | 30 | 10 | 443.2164
6 | 30 | 11 | 468.1728
6 | 30 | 12 | 564.1332
6 | 30 | 13 | 512.2788
6 | 30 | 14 | 451.5708
6 | 30 | 15 | 608.9064
6 | 30 | 16 | 545.5872
6 | 30 | 17 | 390.2748
6 | 30 | 18 | 217.7916
6 | 30 | 19 | 137.34
6 | 30 | 20 | 26.0856
6 | 30 | 21 | 0
6 | 30 | 22 | 0
6 | 30 | 23 | 0
7 | 1 | 0 | 0
7 | 1 | 1 | 0
7 | 1 | 2 | 0
7 | 1 | 3 | 0
7 | 1 | 4 | 0
7 | 1 | 5 | 0
7 | 1 | 6 | 0
7 | 1 | 7 | 55.0596
7 | 1 | 8 | 87.312
7 | 1 | 9 | 259.416
7 | 1 | 10 | 442.0452
7 | 1 | 11 | 485.8044
7 | 1 | 12 | 627.786
7 | 1 | 13 | 643.512
7 | 1 | 14 | 705.5616
7 | 1 | 15 | 512.9268
7 | 1 | 16 | 615.7344
7 | 1 | 17 | 384.0972
7 | 1 | 18 | 313.6536
7 | 1 | 19 | 129.9384
7 | 1 | 20 | 27.2832
7 | 1 | 21 | 0
7 | 1 | 22 | 0
7 | 1 | 23 | 0
7 | 2 | 0 | 0
7 | 2 | 1 | 0
7 | 2 | 2 | 0
7 | 2 | 3 | 0
7 | 2 | 4 | 0
7 | 2 | 5 | 0
7 | 2 | 6 | 0
7 | 2 | 7 | 46.0236
7 | 2 | 8 | 211.8996
7 | 2 | 9 | 405.2292
7 | 2 | 10 | 572.6808
7 | 2 | 11 | 314.0136
7 | 2 | 12 | 271.728
7 | 2 | 13 | 593.508
7 | 2 | 14 | 499.6896
7 | 2 | 15 | 728.9712
7 | 2 | 16 | 528.8988
7 | 2 | 17 | 378.1644
7 | 2 | 18 | 168.684
7 | 2 | 19 | 119.4348
7 | 2 | 20 | 26.6532
7 | 2 | 21 | 0
7 | 2 | 22 | 0
7 | 2 | 23 | 0
7 | 3 | 0 | 0
7 | 3 | 1 | 0
7 | 3 | 2 | 0
7 | 3 | 3 | 0
7 | 3 | 4 | 0
7 | 3 | 5 | 0
7 | 3 | 6 | 0
7 | 3 | 7 | 66.6
7 | 3 | 8 | 212.6844
7 | 3 | 9 | 384.0324
7 | 3 | 10 | 541.3452
7 | 3 | 11 | 635.8152
7 | 3 | 12 | 707.5092
7 | 3 | 13 | 740.4048
7 | 3 | 14 | 684.2136
7 | 3 | 15 | 684.4656
7 | 3 | 16 | 585.5268
7 | 3 | 17 | 452.9292
7 | 3 | 18 | 265.9044
7 | 3 | 19 | 134.982
7 | 3 | 20 | 22.9716
7 | 3 | 21 | 0
7 | 3 | 22 | 0
7 | 3 | 23 | 0
7 | 4 | 0 | 0
7 | 4 | 1 | 0
7 | 4 | 2 | 0
7 | 4 | 3 | 0
7 | 4 | 4 | 0
7 | 4 | 5 | 0
7 | 4 | 6 | 0
7 | 4 | 7 | 59.1108
7 | 4 | 8 | 207.834
7 | 4 | 9 | 395.1312
7 | 4 | 10 | 564.2544
7 | 4 | 11 | 676.9776
7 | 4 | 12 | 756.0012
7 | 4 | 13 | 791.9004
7 | 4 | 14 | 786.4368
7 | 4 | 15 | 730.0872
7 | 4 | 16 | 632.3904
7 | 4 | 17 | 487.7472
7 | 4 | 18 | 306.7164
7 | 4 | 19 | 130.5648
7 | 4 | 20 | 26.2008
7 | 4 | 21 | 0
7 | 4 | 22 | 0
7 | 4 | 23 | 0
7 | 5 | 0 | 0
7 | 5 | 1 | 0
7 | 5 | 2 | 0
7 | 5 | 3 | 0
7 | 5 | 4 | 0
7 | 5 | 5 | 0
7 | 5 | 6 | 0
7 | 5 | 7 | 56.7768
7 | 5 | 8 | 208.8048
7 | 5 | 9 | 398.9988
7 | 5 | 10 | 577.1088
7 | 5 | 11 | 698.3616
7 | 5 | 12 | 776.73
7 | 5 | 13 | 675.8856
7 | 5 | 14 | 793.8612
7 | 5 | 15 | 733.14
7 | 5 | 16 | 632.346
7 | 5 | 17 | 490.1904
7 | 5 | 18 | 306.8652
7 | 5 | 19 | 133.0272
7 | 5 | 20 | 26.1696
7 | 5 | 21 | 0
7 | 5 | 22 | 0
7 | 5 | 23 | 0
7 | 6 | 0 | 0
7 | 6 | 1 | 0
7 | 6 | 2 | 0
7 | 6 | 3 | 0
7 | 6 | 4 | 0
7 | 6 | 5 | 0
7 | 6 | 6 | 0
7 | 6 | 7 | 58.986
7 | 6 | 8 | 206.7768
7 | 6 | 9 | 316.3968
7 | 6 | 10 | 554.7576
7 | 6 | 11 | 582.5808
7 | 6 | 12 | 633.0864
7 | 6 | 13 | 514.9752
7 | 6 | 14 | 121.902
7 | 6 | 15 | 535.5972
7 | 6 | 16 | 578.6376
7 | 6 | 17 | 325.2672
7 | 6 | 18 | 269.406
7 | 6 | 19 | 134.4204
7 | 6 | 20 | 27.7788
7 | 6 | 21 | 0
7 | 6 | 22 | 0
7 | 6 | 23 | 0
7 | 7 | 0 | 0
7 | 7 | 1 | 0
7 | 7 | 2 | 0
7 | 7 | 3 | 0
7 | 7 | 4 | 0
7 | 7 | 5 | 0
7 | 7 | 6 | 0
7 | 7 | 7 | 54.6588
7 | 7 | 8 | 137.4852
7 | 7 | 9 | 166.4556
7 | 7 | 10 | 570.3156
7 | 7 | 11 | 694.3344
7 | 7 | 12 | 772.2408
7 | 7 | 13 | 669.4092
7 | 7 | 14 | 811.5072
7 | 7 | 15 | 752.634
7 | 7 | 16 | 416.4576
7 | 7 | 17 | 493.3416
7 | 7 | 18 | 309.3984
7 | 7 | 19 | 129.9048
7 | 7 | 20 | 28.3272
7 | 7 | 21 | 0
7 | 7 | 22 | 0
7 | 7 | 23 | 0
7 | 8 | 0 | 0
7 | 8 | 1 | 0
7 | 8 | 2 | 0
7 | 8 | 3 | 0
7 | 8 | 4 | 0
7 | 8 | 5 | 0
7 | 8 | 6 | 0
7 | 8 | 7 | 55.9572
7 | 8 | 8 | 200.8176
7 | 8 | 9 | 395.6664
7 | 8 | 10 | 567.7008
7 | 8 | 11 | 694.8192
7 | 8 | 12 | 685.7568
7 | 8 | 13 | 807.6564
7 | 8 | 14 | 108.1212
7 | 8 | 15 | 78.4956
7 | 8 | 16 | 96.5568
7 | 8 | 17 | 244.578
7 | 8 | 18 | 252.918
7 | 8 | 19 | 114.3684
7 | 8 | 20 | 24.4824
7 | 8 | 21 | 0
7 | 8 | 22 | 0
7 | 8 | 23 | 0
7 | 9 | 0 | 0
7 | 9 | 1 | 0
7 | 9 | 2 | 0
7 | 9 | 3 | 0
7 | 9 | 4 | 0
7 | 9 | 5 | 0
7 | 9 | 6 | 0
7 | 9 | 7 | 47.8296
7 | 9 | 8 | 200.8344
7 | 9 | 9 | 391.728
7 | 9 | 10 | 567.3528
7 | 9 | 11 | 700.1856
7 | 9 | 12 | 777.2088
7 | 9 | 13 | 558.2124
7 | 9 | 14 | 773.1036
7 | 9 | 15 | 712.0416
7 | 9 | 16 | 16.1844
7 | 9 | 17 | 82.0368
7 | 9 | 18 | 124.3632
7 | 9 | 19 | 90.5496
7 | 9 | 20 | 15.1992
7 | 9 | 21 | 0
7 | 9 | 22 | 0
7 | 9 | 23 | 0
7 | 10 | 0 | 0
7 | 10 | 1 | 0
7 | 10 | 2 | 0
7 | 10 | 3 | 0
7 | 10 | 4 | 0
7 | 10 | 5 | 0
7 | 10 | 6 | 0
7 | 10 | 7 | 54.2316
7 | 10 | 8 | 106.4316
7 | 10 | 9 | 255.2376
7 | 10 | 10 | 286.8888
7 | 10 | 11 | 419.07
7 | 10 | 12 | 30.198
7 | 10 | 13 | 174.5628
7 | 10 | 14 | 680.9424
7 | 10 | 15 | 680.5116
7 | 10 | 16 | 274.1232
7 | 10 | 17 | 332.778
7 | 10 | 18 | 301.8876
7 | 10 | 19 | 93.6876
7 | 10 | 20 | 21.0264
7 | 10 | 21 | 0
7 | 10 | 22 | 0
7 | 10 | 23 | 0
7 | 11 | 0 | 0
7 | 11 | 1 | 0
7 | 11 | 2 | 0
7 | 11 | 3 | 0
7 | 11 | 4 | 0
7 | 11 | 5 | 0
7 | 11 | 6 | 0
7 | 11 | 7 | 38.892
7 | 11 | 8 | 214.74
7 | 11 | 9 | 437.1072
7 | 11 | 10 | 626.1876
7 | 11 | 11 | 457.95
7 | 11 | 12 | 860.2896
7 | 11 | 13 | 531.6732
7 | 11 | 14 | 879.3192
7 | 11 | 15 | 804.0756
7 | 11 | 16 | 698.958
7 | 11 | 17 | 536.0268
7 | 11 | 18 | 333.7236
7 | 11 | 19 | 126.0036
7 | 11 | 20 | 19.11
7 | 11 | 21 | 0
7 | 11 | 22 | 0
7 | 11 | 23 | 0
7 | 12 | 0 | 0
7 | 12 | 1 | 0
7 | 12 | 2 | 0
7 | 12 | 3 | 0
7 | 12 | 4 | 0
7 | 12 | 5 | 0
7 | 12 | 6 | 0
7 | 12 | 7 | 47.9712
7 | 12 | 8 | 205.926
7 | 12 | 9 | 408.0444
7 | 12 | 10 | 301.686
7 | 12 | 11 | 722.226
7 | 12 | 12 | 805.6476
7 | 12 | 13 | 840.5904
7 | 12 | 14 | 257.2584
7 | 12 | 15 | 786.0156
7 | 12 | 16 | 676.2372
7 | 12 | 17 | 520.4952
7 | 12 | 18 | 322.9152
7 | 12 | 19 | 123.2748
7 | 12 | 20 | 20.1852
7 | 12 | 21 | 0
7 | 12 | 22 | 0
7 | 12 | 23 | 0
7 | 13 | 0 | 0
7 | 13 | 1 | 0
7 | 13 | 2 | 0
7 | 13 | 3 | 0
7 | 13 | 4 | 0
7 | 13 | 5 | 0
7 | 13 | 6 | 0
7 | 13 | 7 | 48.318
7 | 13 | 8 | 205.8084
7 | 13 | 9 | 405.5316
7 | 13 | 10 | 562.9716
7 | 13 | 11 | 679.6128
7 | 13 | 12 | 751.1256
7 | 13 | 13 | 783.0168
7 | 13 | 14 | 768.2724
7 | 13 | 15 | 713.3088
7 | 13 | 16 | 616.806
7 | 13 | 17 | 477.6168
7 | 13 | 18 | 305.4264
7 | 13 | 19 | 132.3828
7 | 13 | 20 | 24.8664
7 | 13 | 21 | 0
7 | 13 | 22 | 0
7 | 13 | 23 | 0
7 | 14 | 0 | 0
7 | 14 | 1 | 0
7 | 14 | 2 | 0
7 | 14 | 3 | 0
7 | 14 | 4 | 0
7 | 14 | 5 | 0
7 | 14 | 6 | 0
7 | 14 | 7 | 53.7096
7 | 14 | 8 | 204.366
7 | 14 | 9 | 403.0068
7 | 14 | 10 | 573.0444
7 | 14 | 11 | 698.7804
7 | 14 | 12 | 775.3968
7 | 14 | 13 | 712.6548
7 | 14 | 14 | 795.4548
7 | 14 | 15 | 540.8532
7 | 14 | 16 | 583.1868
7 | 14 | 17 | 478.2516
7 | 14 | 18 | 260.5044
7 | 14 | 19 | 116.022
7 | 14 | 20 | 24.4596
7 | 14 | 21 | 0
7 | 14 | 22 | 0
7 | 14 | 23 | 0
7 | 15 | 0 | 0
7 | 15 | 1 | 0
7 | 15 | 2 | 0
7 | 15 | 3 | 0
7 | 15 | 4 | 0
7 | 15 | 5 | 0
7 | 15 | 6 | 0
7 | 15 | 7 | 46.3956
7 | 15 | 8 | 176.016
7 | 15 | 9 | 280.5048
7 | 15 | 10 | 321.5172
7 | 15 | 11 | 154.0716
7 | 15 | 12 | 128.4528
7 | 15 | 13 | 142.9668
7 | 15 | 14 | 157.6128
7 | 15 | 15 | 504.204
7 | 15 | 16 | 506.0064
7 | 15 | 17 | 350.3028
7 | 15 | 18 | 235.3212
7 | 15 | 19 | 119.0292
7 | 15 | 20 | 18.0264
7 | 15 | 21 | 0
7 | 15 | 22 | 0
7 | 15 | 23 | 0
7 | 16 | 0 | 0
7 | 16 | 1 | 0
7 | 16 | 2 | 0
7 | 16 | 3 | 0
7 | 16 | 4 | 0
7 | 16 | 5 | 0
7 | 16 | 6 | 0
7 | 16 | 7 | 37.8924
7 | 16 | 8 | 201.4272
7 | 16 | 9 | 409.8504
7 | 16 | 10 | 583.5756
7 | 16 | 11 | 551.1
7 | 16 | 12 | 620.4348
7 | 16 | 13 | 818.1624
7 | 16 | 14 | 800.3916
7 | 16 | 15 | 771.5376
7 | 16 | 16 | 670.5168
7 | 16 | 17 | 508.3044
7 | 16 | 18 | 321.2424
7 | 16 | 19 | 125.622
7 | 16 | 20 | 19.3584
7 | 16 | 21 | 0
7 | 16 | 22 | 0
7 | 16 | 23 | 0
7 | 17 | 0 | 0
7 | 17 | 1 | 0
7 | 17 | 2 | 0
7 | 17 | 3 | 0
7 | 17 | 4 | 0
7 | 17 | 5 | 0
7 | 17 | 6 | 0
7 | 17 | 7 | 39.3228
7 | 17 | 8 | 199.6872
7 | 17 | 9 | 401.3256
7 | 17 | 10 | 571.5072
7 | 17 | 11 | 689.7984
7 | 17 | 12 | 308.0868
7 | 17 | 13 | 667.6596
7 | 17 | 14 | 780.1404
7 | 17 | 15 | 720.3492
7 | 17 | 16 | 629.2968
7 | 17 | 17 | 490.2624
7 | 17 | 18 | 311.7672
7 | 17 | 19 | 121.17
7 | 17 | 20 | 18.3096
7 | 17 | 21 | 0
7 | 17 | 22 | 0
7 | 17 | 23 | 0
7 | 18 | 0 | 0
7 | 18 | 1 | 0
7 | 18 | 2 | 0
7 | 18 | 3 | 0
7 | 18 | 4 | 0
7 | 18 | 5 | 0
7 | 18 | 6 | 0
7 | 18 | 7 | 13.6788
7 | 18 | 8 | 91.5492
7 | 18 | 9 | 218.742
7 | 18 | 10 | 139.368
7 | 18 | 11 | 528.6156
7 | 18 | 12 | 437.0388
7 | 18 | 13 | 514.944
7 | 18 | 14 | 512.2968
7 | 18 | 15 | 484.5732
7 | 18 | 16 | 545.244
7 | 18 | 17 | 458.3724
7 | 18 | 18 | 292.3272
7 | 18 | 19 | 130.6692
7 | 18 | 20 | 19.8228
7 | 18 | 21 | 0
7 | 18 | 22 | 0
7 | 18 | 23 | 0
7 | 19 | 0 | 0
7 | 19 | 1 | 0
7 | 19 | 2 | 0
7 | 19 | 3 | 0
7 | 19 | 4 | 0
7 | 19 | 5 | 0
7 | 19 | 6 | 0
7 | 19 | 7 | 52.68
7 | 19 | 8 | 197.8644
7 | 19 | 9 | 384.138
7 | 19 | 10 | 351.2484
7 | 19 | 11 | 394.9296
7 | 19 | 12 | 558.3912
7 | 19 | 13 | 810.8436
7 | 19 | 14 | 801.7164
7 | 19 | 15 | 749.8512
7 | 19 | 16 | 655.3896
7 | 19 | 17 | 507.2556
7 | 19 | 18 | 324.432
7 | 19 | 19 | 127.4568
7 | 19 | 20 | 19.5312
7 | 19 | 21 | 0
7 | 19 | 22 | 0
7 | 19 | 23 | 0
7 | 20 | 0 | 0
7 | 20 | 1 | 0
7 | 20 | 2 | 0
7 | 20 | 3 | 0
7 | 20 | 4 | 0
7 | 20 | 5 | 0
7 | 20 | 6 | 0
7 | 20 | 7 | 43.0764
7 | 20 | 8 | 201.1212
7 | 20 | 9 | 402.7392
7 | 20 | 10 | 575.2596
7 | 20 | 11 | 697.9536
7 | 20 | 12 | 773.3052
7 | 20 | 13 | 800.8812
7 | 20 | 14 | 778.6224
7 | 20 | 15 | 720.0384
7 | 20 | 16 | 617.5116
7 | 20 | 17 | 474.0768
7 | 20 | 18 | 301.5132
7 | 20 | 19 | 127.5636
7 | 20 | 20 | 19.1016
7 | 20 | 21 | 0
7 | 20 | 22 | 0
7 | 20 | 23 | 0
7 | 21 | 0 | 0
7 | 21 | 1 | 0
7 | 21 | 2 | 0
7 | 21 | 3 | 0
7 | 21 | 4 | 0
7 | 21 | 5 | 0
7 | 21 | 6 | 0
7 | 21 | 7 | 10.6008
7 | 21 | 8 | 8.4984
7 | 21 | 9 | 13.1832
7 | 21 | 10 | 76.5336
7 | 21 | 11 | 62.0916
7 | 21 | 12 | 117.0072
7 | 21 | 13 | 605.6508
7 | 21 | 14 | 631.6752
7 | 21 | 15 | 539.3148
7 | 21 | 16 | 552.5856
7 | 21 | 17 | 356.208
7 | 21 | 18 | 133.794
7 | 21 | 19 | 39.9324
7 | 21 | 20 | 2.6124
7 | 21 | 21 | 0
7 | 21 | 22 | 0
7 | 21 | 23 | 0
7 | 22 | 0 | 0
7 | 22 | 1 | 0
7 | 22 | 2 | 0
7 | 22 | 3 | 0
7 | 22 | 4 | 0
7 | 22 | 5 | 0
7 | 22 | 6 | 0
7 | 22 | 7 | 46.2828
7 | 22 | 8 | 194.2992
7 | 22 | 9 | 249.7536
7 | 22 | 10 | 578.2668
7 | 22 | 11 | 581.8344
7 | 22 | 12 | 645.1356
7 | 22 | 13 | 548.6076
7 | 22 | 14 | 630.7284
7 | 22 | 15 | 52.6128
7 | 22 | 16 | 70.038
7 | 22 | 17 | 490.4148
7 | 22 | 18 | 207.588
7 | 22 | 19 | 129.0384
7 | 22 | 20 | 20.1324
7 | 22 | 21 | 0
7 | 22 | 22 | 0
7 | 22 | 23 | 0
7 | 23 | 0 | 0
7 | 23 | 1 | 0
7 | 23 | 2 | 0
7 | 23 | 3 | 0
7 | 23 | 4 | 0
7 | 23 | 5 | 0
7 | 23 | 6 | 0
7 | 23 | 7 | 41.5968
7 | 23 | 8 | 95.67
7 | 23 | 9 | 144.4548
7 | 23 | 10 | 251.7048
7 | 23 | 11 | 262.4724
7 | 23 | 12 | 450.2748
7 | 23 | 13 | 624.1116
7 | 23 | 14 | 538.4364
7 | 23 | 15 | 669.924
7 | 23 | 16 | 450.8496
7 | 23 | 17 | 422.2428
7 | 23 | 18 | 285.0132
7 | 23 | 19 | 84.4704
7 | 23 | 20 | 17.4816
7 | 23 | 21 | 0
7 | 23 | 22 | 0
7 | 23 | 23 | 0
7 | 24 | 0 | 0
7 | 24 | 1 | 0
7 | 24 | 2 | 0
7 | 24 | 3 | 0
7 | 24 | 4 | 0
7 | 24 | 5 | 0
7 | 24 | 6 | 0
7 | 24 | 7 | 36.4752
7 | 24 | 8 | 194.8524
7 | 24 | 9 | 408.2052
7 | 24 | 10 | 591.5844
7 | 24 | 11 | 721.5816
7 | 24 | 12 | 801.708
7 | 24 | 13 | 661.5252
7 | 24 | 14 | 769.6104
7 | 24 | 15 | 467.7336
7 | 24 | 16 | 501.2616
7 | 24 | 17 | 289.7712
7 | 24 | 18 | 17.5476
7 | 24 | 19 | 112.6428
7 | 24 | 20 | 18.5724
7 | 24 | 21 | 0
7 | 24 | 22 | 0
7 | 24 | 23 | 0
7 | 25 | 0 | 0
7 | 25 | 1 | 0
7 | 25 | 2 | 0
7 | 25 | 3 | 0
7 | 25 | 4 | 0
7 | 25 | 5 | 0
7 | 25 | 6 | 0
7 | 25 | 7 | 40.1268
7 | 25 | 8 | 193.6632
7 | 25 | 9 | 398.7528
7 | 25 | 10 | 576.8076
7 | 25 | 11 | 709.2648
7 | 25 | 12 | 791.1228
7 | 25 | 13 | 820.0524
7 | 25 | 14 | 808.6668
7 | 25 | 15 | 463.6632
7 | 25 | 16 | 472.896
7 | 25 | 17 | 509.7072
7 | 25 | 18 | 316.6272
7 | 25 | 19 | 119.4012
7 | 25 | 20 | 16.1772
7 | 25 | 21 | 0
7 | 25 | 22 | 0
7 | 25 | 23 | 0
7 | 26 | 0 | 0
7 | 26 | 1 | 0
7 | 26 | 2 | 0
7 | 26 | 3 | 0
7 | 26 | 4 | 0
7 | 26 | 5 | 0
7 | 26 | 6 | 0
7 | 26 | 7 | 45.18
7 | 26 | 8 | 192.984
7 | 26 | 9 | 387.3504
7 | 26 | 10 | 572.0364
7 | 26 | 11 | 704.8164
7 | 26 | 12 | 573.5508
7 | 26 | 13 | 540.1488
7 | 26 | 14 | 283.7424
7 | 26 | 15 | 508.1988
7 | 26 | 16 | 475.2732
7 | 26 | 17 | 390.1728
7 | 26 | 18 | 259.9716
7 | 26 | 19 | 104.7024
7 | 26 | 20 | 17.4672
7 | 26 | 21 | 0
7 | 26 | 22 | 0
7 | 26 | 23 | 0
7 | 27 | 0 | 0
7 | 27 | 1 | 0
7 | 27 | 2 | 0
7 | 27 | 3 | 0
7 | 27 | 4 | 0
7 | 27 | 5 | 0
7 | 27 | 6 | 0
7 | 27 | 7 | 42.2556
7 | 27 | 8 | 153.6912
7 | 27 | 9 | 392.9064
7 | 27 | 10 | 573.5364
7 | 27 | 11 | 709.0896
7 | 27 | 12 | 795.5916
7 | 27 | 13 | 829.2
7 | 27 | 14 | 790.4772
7 | 27 | 15 | 726.042
7 | 27 | 16 | 541.5612
7 | 27 | 17 | 463.0536
7 | 27 | 18 | 278.694
7 | 27 | 19 | 97.5684
7 | 27 | 20 | 10.2624
7 | 27 | 21 | 0
7 | 27 | 22 | 0
7 | 27 | 23 | 0
7 | 28 | 0 | 0
7 | 28 | 1 | 0
7 | 28 | 2 | 0
7 | 28 | 3 | 0
7 | 28 | 4 | 0
7 | 28 | 5 | 0
7 | 28 | 6 | 0
7 | 28 | 7 | 26.3868
7 | 28 | 8 | 17.2608
7 | 28 | 9 | 62.988
7 | 28 | 10 | 140.1456
7 | 28 | 11 | 262.3236
7 | 28 | 12 | 380.6712
7 | 28 | 13 | 530.2176
7 | 28 | 14 | 598.0224
7 | 28 | 15 | 449.5572
7 | 28 | 16 | 301.7856
7 | 28 | 17 | 186.156
7 | 28 | 18 | 103.1532
7 | 28 | 19 | 20.364
7 | 28 | 20 | 8.7312
7 | 28 | 21 | 0
7 | 28 | 22 | 0
7 | 28 | 23 | 0
7 | 29 | 0 | 0
7 | 29 | 1 | 0
7 | 29 | 2 | 0
7 | 29 | 3 | 0
7 | 29 | 4 | 0
7 | 29 | 5 | 0
7 | 29 | 6 | 0
7 | 29 | 7 | 30.8052
7 | 29 | 8 | 187.854
7 | 29 | 9 | 396.8376
7 | 29 | 10 | 580.1796
7 | 29 | 11 | 710.6916
7 | 29 | 12 | 623.0868
7 | 29 | 13 | 754.752
7 | 29 | 14 | 749.0268
7 | 29 | 15 | 669.2688
7 | 29 | 16 | 654.6516
7 | 29 | 17 | 504.7044
7 | 29 | 18 | 312.9144
7 | 29 | 19 | 114.0336
7 | 29 | 20 | 13.0272
7 | 29 | 21 | 0
7 | 29 | 22 | 0
7 | 29 | 23 | 0
7 | 30 | 0 | 0
7 | 30 | 1 | 0
7 | 30 | 2 | 0
7 | 30 | 3 | 0
7 | 30 | 4 | 0
7 | 30 | 5 | 0
7 | 30 | 6 | 0
7 | 30 | 7 | 35.976
7 | 30 | 8 | 185.526
7 | 30 | 9 | 384.3672
7 | 30 | 10 | 568.7808
7 | 30 | 11 | 668.9688
7 | 30 | 12 | 744.3216
7 | 30 | 13 | 656.112
7 | 30 | 14 | 440.2032
7 | 30 | 15 | 544.7208
7 | 30 | 16 | 595.5024
7 | 30 | 17 | 363.4392
7 | 30 | 18 | 213.9072
7 | 30 | 19 | 108.1836
7 | 30 | 20 | 13.2108
7 | 30 | 21 | 0
7 | 30 | 22 | 0
7 | 30 | 23 | 0
7 | 31 | 0 | 0
7 | 31 | 1 | 0
7 | 31 | 2 | 0
7 | 31 | 3 | 0
7 | 31 | 4 | 0
7 | 31 | 5 | 0
7 | 31 | 6 | 0
7 | 31 | 7 | 9.8232
7 | 31 | 8 | 3.8028
7 | 31 | 9 | 17.5572
7 | 31 | 10 | 267.8868
7 | 31 | 11 | 157.1124
7 | 31 | 12 | 568.9464
7 | 31 | 13 | 654.9996
7 | 31 | 14 | 652.182
7 | 31 | 15 | 599.7192
7 | 31 | 16 | 606.0528
7 | 31 | 17 | 461.7684
7 | 31 | 18 | 267.324
7 | 31 | 19 | 114.876
7 | 31 | 20 | 8.9148
7 | 31 | 21 | 0
7 | 31 | 22 | 0
7 | 31 | 23 | 0
8 | 1 | 0 | 0
8 | 1 | 1 | 0
8 | 1 | 2 | 0
8 | 1 | 3 | 0
8 | 1 | 4 | 0
8 | 1 | 5 | 0
8 | 1 | 6 | 0
8 | 1 | 7 | 37.6188
8 | 1 | 8 | 180.0696
8 | 1 | 9 | 225.1536
8 | 1 | 10 | 538.914
8 | 1 | 11 | 686.4072
8 | 1 | 12 | 765.5184
8 | 1 | 13 | 796.9092
8 | 1 | 14 | 691.0296
8 | 1 | 15 | 728.7468
8 | 1 | 16 | 629.1192
8 | 1 | 17 | 479.7168
8 | 1 | 18 | 294.7104
8 | 1 | 19 | 109.7784
8 | 1 | 20 | 10.2636
8 | 1 | 21 | 0
8 | 1 | 22 | 0
8 | 1 | 23 | 0
8 | 2 | 0 | 0
8 | 2 | 1 | 0
8 | 2 | 2 | 0
8 | 2 | 3 | 0
8 | 2 | 4 | 0
8 | 2 | 5 | 0
8 | 2 | 6 | 0
8 | 2 | 7 | 35.7636
8 | 2 | 8 | 179.7996
8 | 2 | 9 | 371.8572
8 | 2 | 10 | 544.542
8 | 2 | 11 | 672.222
8 | 2 | 12 | 751.0236
8 | 2 | 13 | 782.19
8 | 2 | 14 | 761.7336
8 | 2 | 15 | 702.6972
8 | 2 | 16 | 597.156
8 | 2 | 17 | 453.8532
8 | 2 | 18 | 280.4268
8 | 2 | 19 | 111.0144
8 | 2 | 20 | 5.5404
8 | 2 | 21 | 0
8 | 2 | 22 | 0
8 | 2 | 23 | 0
8 | 3 | 0 | 0
8 | 3 | 1 | 0
8 | 3 | 2 | 0
8 | 3 | 3 | 0
8 | 3 | 4 | 0
8 | 3 | 5 | 0
8 | 3 | 6 | 0
8 | 3 | 7 | 34.4508
8 | 3 | 8 | 106.206
8 | 3 | 9 | 347.2116
8 | 3 | 10 | 538.1664
8 | 3 | 11 | 558.9648
8 | 3 | 12 | 538.8
8 | 3 | 13 | 463.3812
8 | 3 | 14 | 557.4732
8 | 3 | 15 | 541.4484
8 | 3 | 16 | 545.3208
8 | 3 | 17 | 359.0652
8 | 3 | 18 | 163.7256
8 | 3 | 19 | 77.2416
8 | 3 | 20 | 0.7128
8 | 3 | 21 | 0
8 | 3 | 22 | 0
8 | 3 | 23 | 0
8 | 4 | 0 | 0
8 | 4 | 1 | 0
8 | 4 | 2 | 0
8 | 4 | 3 | 0
8 | 4 | 4 | 0
8 | 4 | 5 | 0
8 | 4 | 6 | 0
8 | 4 | 7 | 31.1208
8 | 4 | 8 | 126.6336
8 | 4 | 9 | 113.9556
8 | 4 | 10 | 256.9152
8 | 4 | 11 | 336.972
8 | 4 | 12 | 327.6132
8 | 4 | 13 | 804.2472
8 | 4 | 14 | 769.7664
8 | 4 | 15 | 734.9268
8 | 4 | 16 | 616.7136
8 | 4 | 17 | 477.1848
8 | 4 | 18 | 224.9856
8 | 4 | 19 | 107.538
8 | 4 | 20 | 7.0848
8 | 4 | 21 | 0
8 | 4 | 22 | 0
8 | 4 | 23 | 0
8 | 5 | 0 | 0
8 | 5 | 1 | 0
8 | 5 | 2 | 0
8 | 5 | 3 | 0
8 | 5 | 4 | 0
8 | 5 | 5 | 0
8 | 5 | 6 | 0
8 | 5 | 7 | 32.2464
8 | 5 | 8 | 183.1752
8 | 5 | 9 | 388.0716
8 | 5 | 10 | 566.094
8 | 5 | 11 | 697.6416
8 | 5 | 12 | 774.444
8 | 5 | 13 | 716.1972
8 | 5 | 14 | 581.766
8 | 5 | 15 | 489.6756
8 | 5 | 16 | 459.5808
8 | 5 | 17 | 137.1552
8 | 5 | 18 | 128.3052
8 | 5 | 19 | 68.6988
8 | 5 | 20 | 0
8 | 5 | 21 | 0
8 | 5 | 22 | 0
8 | 5 | 23 | 0
8 | 6 | 0 | 0
8 | 6 | 1 | 0
8 | 6 | 2 | 0
8 | 6 | 3 | 0
8 | 6 | 4 | 0
8 | 6 | 5 | 0
8 | 6 | 6 | 0
8 | 6 | 7 | 29.2308
8 | 6 | 8 | 82.776
8 | 6 | 9 | 205.1016
8 | 6 | 10 | 529.4676
8 | 6 | 11 | 585.5784
8 | 6 | 12 | 719.196
8 | 6 | 13 | 654.7932
8 | 6 | 14 | 638.0712
8 | 6 | 15 | 741.696
8 | 6 | 16 | 623.7564
8 | 6 | 17 | 471.0492
8 | 6 | 18 | 280.1124
8 | 6 | 19 | 102.5076
8 | 6 | 20 | 5.2296
8 | 6 | 21 | 0
8 | 6 | 22 | 0
8 | 6 | 23 | 0
8 | 7 | 0 | 0
8 | 7 | 1 | 0
8 | 7 | 2 | 0
8 | 7 | 3 | 0
8 | 7 | 4 | 0
8 | 7 | 5 | 0
8 | 7 | 6 | 0
8 | 7 | 7 | 28.6716
8 | 7 | 8 | 26.7792
8 | 7 | 9 | 18.7032
8 | 7 | 10 | 183.87
8 | 7 | 11 | 416.7948
8 | 7 | 12 | 540.4332
8 | 7 | 13 | 641.9592
8 | 7 | 14 | 351.3792
8 | 7 | 15 | 550.8636
8 | 7 | 16 | 574.4124
8 | 7 | 17 | 416.7336
8 | 7 | 18 | 213.9444
8 | 7 | 19 | 89.1396
8 | 7 | 20 | 3.57
8 | 7 | 21 | 0
8 | 7 | 22 | 0
8 | 7 | 23 | 0
8 | 8 | 0 | 0
8 | 8 | 1 | 0
8 | 8 | 2 | 0
8 | 8 | 3 | 0
8 | 8 | 4 | 0
8 | 8 | 5 | 0
8 | 8 | 6 | 0
8 | 8 | 7 | 13.6128
8 | 8 | 8 | 90.708
8 | 8 | 9 | 301.0056
8 | 8 | 10 | 428.5956
8 | 8 | 11 | 457.9824
8 | 8 | 12 | 471.2508
8 | 8 | 13 | 207.3024
8 | 8 | 14 | 185.5884
8 | 8 | 15 | 125.0412
8 | 8 | 16 | 213.0168
8 | 8 | 17 | 382.5744
8 | 8 | 18 | 192.3876
8 | 8 | 19 | 88.026
8 | 8 | 20 | 1.6752
8 | 8 | 21 | 0
8 | 8 | 22 | 0
8 | 8 | 23 | 0
8 | 9 | 0 | 0
8 | 9 | 1 | 0
8 | 9 | 2 | 0
8 | 9 | 3 | 0
8 | 9 | 4 | 0
8 | 9 | 5 | 0
8 | 9 | 6 | 0
8 | 9 | 7 | 24.7872
8 | 9 | 8 | 139.5
8 | 9 | 9 | 373.3548
8 | 9 | 10 | 461.4708
8 | 9 | 11 | 696.9504
8 | 9 | 12 | 781.3236
8 | 9 | 13 | 820.0752
8 | 9 | 14 | 802.1568
8 | 9 | 15 | 744.4068
8 | 9 | 16 | 638.22
8 | 9 | 17 | 473.5704
8 | 9 | 18 | 281.5788
8 | 9 | 19 | 95.1528
8 | 9 | 20 | 2.5068
8 | 9 | 21 | 0
8 | 9 | 22 | 0
8 | 9 | 23 | 0
8 | 10 | 0 | 0
8 | 10 | 1 | 0
8 | 10 | 2 | 0
8 | 10 | 3 | 0
8 | 10 | 4 | 0
8 | 10 | 5 | 0
8 | 10 | 6 | 0
8 | 10 | 7 | 28.8492
8 | 10 | 8 | 173.5992
8 | 10 | 9 | 248.5068
8 | 10 | 10 | 435.1344
8 | 10 | 11 | 568.9248
8 | 10 | 12 | 822.4872
8 | 10 | 13 | 854.682
8 | 10 | 14 | 843.5868
8 | 10 | 15 | 781.638
8 | 10 | 16 | 668.0376
8 | 10 | 17 | 496.9332
8 | 10 | 18 | 257.2356
8 | 10 | 19 | 94.1928
8 | 10 | 20 | 2.562
8 | 10 | 21 | 0
8 | 10 | 22 | 0
8 | 10 | 23 | 0
8 | 11 | 0 | 0
8 | 11 | 1 | 0
8 | 11 | 2 | 0
8 | 11 | 3 | 0
8 | 11 | 4 | 0
8 | 11 | 5 | 0
8 | 11 | 6 | 0
8 | 11 | 7 | 19.602
8 | 11 | 8 | 176.4156
8 | 11 | 9 | 400.9104
8 | 11 | 10 | 594.5976
8 | 11 | 11 | 735.2256
8 | 11 | 12 | 821.2056
8 | 11 | 13 | 876.4344
8 | 11 | 14 | 859.7328
8 | 11 | 15 | 677.2908
8 | 11 | 16 | 679.5792
8 | 11 | 17 | 516.8832
8 | 11 | 18 | 303.1428
8 | 11 | 19 | 89.4168
8 | 11 | 20 | 1.194
8 | 11 | 21 | 0
8 | 11 | 22 | 0
8 | 11 | 23 | 0
8 | 12 | 0 | 0
8 | 12 | 1 | 0
8 | 12 | 2 | 0
8 | 12 | 3 | 0
8 | 12 | 4 | 0
8 | 12 | 5 | 0
8 | 12 | 6 | 0
8 | 12 | 7 | 20.8704
8 | 12 | 8 | 177.3696
8 | 12 | 9 | 396.9216
8 | 12 | 10 | 597.6144
8 | 12 | 11 | 740.604
8 | 12 | 12 | 828.6288
8 | 12 | 13 | 690.2712
8 | 12 | 14 | 861.6132
8 | 12 | 15 | 798.1128
8 | 12 | 16 | 689.3352
8 | 12 | 17 | 524.7036
8 | 12 | 18 | 306.5208
8 | 12 | 19 | 91.8876
8 | 12 | 20 | 0
8 | 12 | 21 | 0
8 | 12 | 22 | 0
8 | 12 | 23 | 0
8 | 13 | 0 | 0
8 | 13 | 1 | 0
8 | 13 | 2 | 0
8 | 13 | 3 | 0
8 | 13 | 4 | 0
8 | 13 | 5 | 0
8 | 13 | 6 | 0
8 | 13 | 7 | 20.4084
8 | 13 | 8 | 177.4584
8 | 13 | 9 | 396.4764
8 | 13 | 10 | 594.3624
8 | 13 | 11 | 716.8044
8 | 13 | 12 | 705.8664
8 | 13 | 13 | 833.1504
8 | 13 | 14 | 746.7024
8 | 13 | 15 | 755.2428
8 | 13 | 16 | 648.8448
8 | 13 | 17 | 464.556
8 | 13 | 18 | 220.2024
8 | 13 | 19 | 83.8536
8 | 13 | 20 | 0
8 | 13 | 21 | 0
8 | 13 | 22 | 0
8 | 13 | 23 | 0
8 | 14 | 0 | 0
8 | 14 | 1 | 0
8 | 14 | 2 | 0
8 | 14 | 3 | 0
8 | 14 | 4 | 0
8 | 14 | 5 | 0
8 | 14 | 6 | 0
8 | 14 | 7 | 20.6292
8 | 14 | 8 | 168.9672
8 | 14 | 9 | 375.8712
8 | 14 | 10 | 550.8276
8 | 14 | 11 | 676.2708
8 | 14 | 12 | 748.8768
8 | 14 | 13 | 772.9908
8 | 14 | 14 | 762.12
8 | 14 | 15 | 706.4532
8 | 14 | 16 | 605.1336
8 | 14 | 17 | 458.5548
8 | 14 | 18 | 271.9248
8 | 14 | 19 | 86.0472
8 | 14 | 20 | 0
8 | 14 | 21 | 0
8 | 14 | 22 | 0
8 | 14 | 23 | 0
8 | 15 | 0 | 0
8 | 15 | 1 | 0
8 | 15 | 2 | 0
8 | 15 | 3 | 0
8 | 15 | 4 | 0
8 | 15 | 5 | 0
8 | 15 | 6 | 0
8 | 15 | 7 | 24.102
8 | 15 | 8 | 164.9952
8 | 15 | 9 | 361.548
8 | 15 | 10 | 540.9852
8 | 15 | 11 | 667.5912
8 | 15 | 12 | 765.798
8 | 15 | 13 | 798.4896
8 | 15 | 14 | 783.5772
8 | 15 | 15 | 716.4372
8 | 15 | 16 | 609.6324
8 | 15 | 17 | 451.2816
8 | 15 | 18 | 258.99
8 | 15 | 19 | 84.9912
8 | 15 | 20 | 0
8 | 15 | 21 | 0
8 | 15 | 22 | 0
8 | 15 | 23 | 0
8 | 16 | 0 | 0
8 | 16 | 1 | 0
8 | 16 | 2 | 0
8 | 16 | 3 | 0
8 | 16 | 4 | 0
8 | 16 | 5 | 0
8 | 16 | 6 | 0
8 | 16 | 7 | 22.194
8 | 16 | 8 | 162.3264
8 | 16 | 9 | 362.6004
8 | 16 | 10 | 548.6568
8 | 16 | 11 | 400.752
8 | 16 | 12 | 613.0272
8 | 16 | 13 | 663.3396
8 | 16 | 14 | 804.2088
8 | 16 | 15 | 743.1432
8 | 16 | 16 | 639.8292
8 | 16 | 17 | 471.6504
8 | 16 | 18 | 278.0364
8 | 16 | 19 | 83.6424
8 | 16 | 20 | 0
8 | 16 | 21 | 0
8 | 16 | 22 | 0
8 | 16 | 23 | 0
8 | 17 | 0 | 0
8 | 17 | 1 | 0
8 | 17 | 2 | 0
8 | 17 | 3 | 0
8 | 17 | 4 | 0
8 | 17 | 5 | 0
8 | 17 | 6 | 0
8 | 17 | 7 | 21.2724
8 | 17 | 8 | 164.4492
8 | 17 | 9 | 361.2348
8 | 17 | 10 | 463.476
8 | 17 | 11 | 543.1548
8 | 17 | 12 | 602.8536
8 | 17 | 13 | 691.8612
8 | 17 | 14 | 703.6392
8 | 17 | 15 | 702.4848
8 | 17 | 16 | 594.5712
8 | 17 | 17 | 439.2288
8 | 17 | 18 | 252.6456
8 | 17 | 19 | 72.3816
8 | 17 | 20 | 0
8 | 17 | 21 | 0
8 | 17 | 22 | 0
8 | 17 | 23 | 0
8 | 18 | 0 | 0
8 | 18 | 1 | 0
8 | 18 | 2 | 0
8 | 18 | 3 | 0
8 | 18 | 4 | 0
8 | 18 | 5 | 0
8 | 18 | 6 | 0
8 | 18 | 7 | 19.9836
8 | 18 | 8 | 127.35
8 | 18 | 9 | 82.0848
8 | 18 | 10 | 181.5492
8 | 18 | 11 | 335.9808
8 | 18 | 12 | 147.2832
8 | 18 | 13 | 579.5196
8 | 18 | 14 | 709.9188
8 | 18 | 15 | 733.8564
8 | 18 | 16 | 670.9056
8 | 18 | 17 | 493.7724
8 | 18 | 18 | 178.7472
8 | 18 | 19 | 83.5152
8 | 18 | 20 | 0
8 | 18 | 21 | 0
8 | 18 | 22 | 0
8 | 18 | 23 | 0
8 | 19 | 0 | 0
8 | 19 | 1 | 0
8 | 19 | 2 | 0
8 | 19 | 3 | 0
8 | 19 | 4 | 0
8 | 19 | 5 | 0
8 | 19 | 6 | 0
8 | 19 | 7 | 19.584
8 | 19 | 8 | 171.5964
8 | 19 | 9 | 391.4064
8 | 19 | 10 | 582.5616
8 | 19 | 11 | 718.2996
8 | 19 | 12 | 678.7164
8 | 19 | 13 | 541.0692
8 | 19 | 14 | 482.7864
8 | 19 | 15 | 659.3628
8 | 19 | 16 | 498.1452
8 | 19 | 17 | 429.5712
8 | 19 | 18 | 179.3196
8 | 19 | 19 | 64.0224
8 | 19 | 20 | 0
8 | 19 | 21 | 0
8 | 19 | 22 | 0
8 | 19 | 23 | 0
8 | 20 | 0 | 0
8 | 20 | 1 | 0
8 | 20 | 2 | 0
8 | 20 | 3 | 0
8 | 20 | 4 | 0
8 | 20 | 5 | 0
8 | 20 | 6 | 0
8 | 20 | 7 | 19.8372
8 | 20 | 8 | 103.5492
8 | 20 | 9 | 277.4124
8 | 20 | 10 | 501.444
8 | 20 | 11 | 640.5204
8 | 20 | 12 | 704.448
8 | 20 | 13 | 710.6124
8 | 20 | 14 | 798.5184
8 | 20 | 15 | 753.4044
8 | 20 | 16 | 638.4816
8 | 20 | 17 | 465.4248
8 | 20 | 18 | 266.622
8 | 20 | 19 | 79.6308
8 | 20 | 20 | 0
8 | 20 | 21 | 0
8 | 20 | 22 | 0
8 | 20 | 23 | 0
8 | 21 | 0 | 0
8 | 21 | 1 | 0
8 | 21 | 2 | 0
8 | 21 | 3 | 0
8 | 21 | 4 | 0
8 | 21 | 5 | 0
8 | 21 | 6 | 0
8 | 21 | 7 | 20.214
8 | 21 | 8 | 169.212
8 | 21 | 9 | 383.2116
8 | 21 | 10 | 566.7984
8 | 21 | 11 | 702.5844
8 | 21 | 12 | 783.6696
8 | 21 | 13 | 816.186
8 | 21 | 14 | 797.5428
8 | 21 | 15 | 731.5092
8 | 21 | 16 | 622.3284
8 | 21 | 17 | 461.3064
8 | 21 | 18 | 255.8856
8 | 21 | 19 | 74.4
8 | 21 | 20 | 0
8 | 21 | 21 | 0
8 | 21 | 22 | 0
8 | 21 | 23 | 0
8 | 22 | 0 | 0
8 | 22 | 1 | 0
8 | 22 | 2 | 0
8 | 22 | 3 | 0
8 | 22 | 4 | 0
8 | 22 | 5 | 0
8 | 22 | 6 | 0
8 | 22 | 7 | 0
8 | 22 | 8 | 99.4488
8 | 22 | 9 | 125.7672
8 | 22 | 10 | 275.1828
8 | 22 | 11 | 557.4492
8 | 22 | 12 | 578.1288
8 | 22 | 13 | 735.1536
8 | 22 | 14 | 720.3156
8 | 22 | 15 | 546.1236
8 | 22 | 16 | 276.1464
8 | 22 | 17 | 419.9388
8 | 22 | 18 | 236.6844
8 | 22 | 19 | 49.6584
8 | 22 | 20 | 0
8 | 22 | 21 | 0
8 | 22 | 22 | 0
8 | 22 | 23 | 0
8 | 23 | 0 | 0
8 | 23 | 1 | 0
8 | 23 | 2 | 0
8 | 23 | 3 | 0
8 | 23 | 4 | 0
8 | 23 | 5 | 0
8 | 23 | 6 | 0
8 | 23 | 7 | 0
8 | 23 | 8 | 26.3472
8 | 23 | 9 | 16.2852
8 | 23 | 10 | 49.6836
8 | 23 | 11 | 92.5728
8 | 23 | 12 | 141.0924
8 | 23 | 13 | 274.452
8 | 23 | 14 | 530.4372
8 | 23 | 15 | 583.6092
8 | 23 | 16 | 487.5576
8 | 23 | 17 | 329.9412
8 | 23 | 18 | 235.7664
8 | 23 | 19 | 60.7608
8 | 23 | 20 | 0
8 | 23 | 21 | 0
8 | 23 | 22 | 0
8 | 23 | 23 | 0
8 | 24 | 0 | 0
8 | 24 | 1 | 0
8 | 24 | 2 | 0
8 | 24 | 3 | 0
8 | 24 | 4 | 0
8 | 24 | 5 | 0
8 | 24 | 6 | 0
8 | 24 | 7 | 0
8 | 24 | 8 | 114.7752
8 | 24 | 9 | 128.9088
8 | 24 | 10 | 140.826
8 | 24 | 11 | 244.284
8 | 24 | 12 | 276.9996
8 | 24 | 13 | 448.5828
8 | 24 | 14 | 476.0088
8 | 24 | 15 | 474.0528
8 | 24 | 16 | 230.994
8 | 24 | 17 | 254.1096
8 | 24 | 18 | 203.1576
8 | 24 | 19 | 56.2008
8 | 24 | 20 | 0
8 | 24 | 21 | 0
8 | 24 | 22 | 0
8 | 24 | 23 | 0
8 | 25 | 0 | 0
8 | 25 | 1 | 0
8 | 25 | 2 | 0
8 | 25 | 3 | 0
8 | 25 | 4 | 0
8 | 25 | 5 | 0
8 | 25 | 6 | 0
8 | 25 | 7 | 13.9104
8 | 25 | 8 | 156.5748
8 | 25 | 9 | 197.298
8 | 25 | 10 | 371.3508
8 | 25 | 11 | 693.5148
8 | 25 | 12 | 776.958
8 | 25 | 13 | 725.7996
8 | 25 | 14 | 757.0428
8 | 25 | 15 | 694.476
8 | 25 | 16 | 584.7516
8 | 25 | 17 | 430.6296
8 | 25 | 18 | 241.536
8 | 25 | 19 | 65.3448
8 | 25 | 20 | 0
8 | 25 | 21 | 0
8 | 25 | 22 | 0
8 | 25 | 23 | 0
8 | 26 | 0 | 0
8 | 26 | 1 | 0
8 | 26 | 2 | 0
8 | 26 | 3 | 0
8 | 26 | 4 | 0
8 | 26 | 5 | 0
8 | 26 | 6 | 0
8 | 26 | 7 | 13.1412
8 | 26 | 8 | 155.3112
8 | 26 | 9 | 293.2272
8 | 26 | 10 | 539.0868
8 | 26 | 11 | 673.2876
8 | 26 | 12 | 703.2804
8 | 26 | 13 | 162.2892
8 | 26 | 14 | 95.4768
8 | 26 | 15 | 240.7608
8 | 26 | 16 | 83.6448
8 | 26 | 17 | 50.0892
8 | 26 | 18 | 97.6104
8 | 26 | 19 | 4.7064
8 | 26 | 20 | 0
8 | 26 | 21 | 0
8 | 26 | 22 | 0
8 | 26 | 23 | 0
8 | 27 | 0 | 0
8 | 27 | 1 | 0
8 | 27 | 2 | 0
8 | 27 | 3 | 0
8 | 27 | 4 | 0
8 | 27 | 5 | 0
8 | 27 | 6 | 0
8 | 27 | 7 | 6.8064
8 | 27 | 8 | 95.1504
8 | 27 | 9 | 343.4076
8 | 27 | 10 | 521.2248
8 | 27 | 11 | 394.398
8 | 27 | 12 | 238.9056
8 | 27 | 13 | 408.5076
8 | 27 | 14 | 224.6076
8 | 27 | 15 | 292.6488
8 | 27 | 16 | 419.5308
8 | 27 | 17 | 423.6768
8 | 27 | 18 | 225.7032
8 | 27 | 19 | 59.5164
8 | 27 | 20 | 0
8 | 27 | 21 | 0
8 | 27 | 22 | 0
8 | 27 | 23 | 0
8 | 28 | 0 | 0
8 | 28 | 1 | 0
8 | 28 | 2 | 0
8 | 28 | 3 | 0
8 | 28 | 4 | 0
8 | 28 | 5 | 0
8 | 28 | 6 | 0
8 | 28 | 7 | 11.1756
8 | 28 | 8 | 154.8192
8 | 28 | 9 | 360.9828
8 | 28 | 10 | 545.6868
8 | 28 | 11 | 682.3608
8 | 28 | 12 | 763.8324
8 | 28 | 13 | 701.0088
8 | 28 | 14 | 641.25
8 | 28 | 15 | 649.1316
8 | 28 | 16 | 523.8468
8 | 28 | 17 | 135.0504
8 | 28 | 18 | 116.6616
8 | 28 | 19 | 34.0932
8 | 28 | 20 | 0
8 | 28 | 21 | 0
8 | 28 | 22 | 0
8 | 28 | 23 | 0
8 | 29 | 0 | 0
8 | 29 | 1 | 0
8 | 29 | 2 | 0
8 | 29 | 3 | 0
8 | 29 | 4 | 0
8 | 29 | 5 | 0
8 | 29 | 6 | 0
8 | 29 | 7 | 9.2004
8 | 29 | 8 | 145.416
8 | 29 | 9 | 342.69
8 | 29 | 10 | 517.0956
8 | 29 | 11 | 646.284
8 | 29 | 12 | 725.9388
8 | 29 | 13 | 600.7344
8 | 29 | 14 | 343.644
8 | 29 | 15 | 365.8404
8 | 29 | 16 | 167.9016
8 | 29 | 17 | 407.6448
8 | 29 | 18 | 218.0844
8 | 29 | 19 | 52.7304
8 | 29 | 20 | 0
8 | 29 | 21 | 0
8 | 29 | 22 | 0
8 | 29 | 23 | 0
8 | 30 | 0 | 0
8 | 30 | 1 | 0
8 | 30 | 2 | 0
8 | 30 | 3 | 0
8 | 30 | 4 | 0
8 | 30 | 5 | 0
8 | 30 | 6 | 0
8 | 30 | 7 | 10.176
8 | 30 | 8 | 145.7676
8 | 30 | 9 | 345.8496
8 | 30 | 10 | 536.4012
8 | 30 | 11 | 676.7148
8 | 30 | 12 | 763.3632
8 | 30 | 13 | 778.3968
8 | 30 | 14 | 765.9828
8 | 30 | 15 | 699.8172
8 | 30 | 16 | 591.966
8 | 30 | 17 | 430.0236
8 | 30 | 18 | 231.348
8 | 30 | 19 | 51.6624
8 | 30 | 20 | 0
8 | 30 | 21 | 0
8 | 30 | 22 | 0
8 | 30 | 23 | 0
8 | 31 | 0 | 0
8 | 31 | 1 | 0
8 | 31 | 2 | 0
8 | 31 | 3 | 0
8 | 31 | 4 | 0
8 | 31 | 5 | 0
8 | 31 | 6 | 0
8 | 31 | 7 | 6.762
8 | 31 | 8 | 150.8904
8 | 31 | 9 | 279.4188
8 | 31 | 10 | 478.5264
8 | 31 | 11 | 702.7704
8 | 31 | 12 | 765.2664
8 | 31 | 13 | 793.3092
8 | 31 | 14 | 773.34
8 | 31 | 15 | 709.7064
8 | 31 | 16 | 380.9292
8 | 31 | 17 | 374.3736
8 | 31 | 18 | 171.708
8 | 31 | 19 | 46.5012
8 | 31 | 20 | 0
8 | 31 | 21 | 0
8 | 31 | 22 | 0
8 | 31 | 23 | 0
9 | 1 | 0 | 0
9 | 1 | 1 | 0
9 | 1 | 2 | 0
9 | 1 | 3 | 0
9 | 1 | 4 | 0
9 | 1 | 5 | 0
9 | 1 | 6 | 0
9 | 1 | 7 | 7.7364
9 | 1 | 8 | 143.8764
9 | 1 | 9 | 345.426
9 | 1 | 10 | 518.1924
9 | 1 | 11 | 645.6372
9 | 1 | 12 | 744.2676
9 | 1 | 13 | 357.8064
9 | 1 | 14 | 92.2296
9 | 1 | 15 | 258.6072
9 | 1 | 16 | 404.0544
9 | 1 | 17 | 323.3196
9 | 1 | 18 | 134.2152
9 | 1 | 19 | 42.9012
9 | 1 | 20 | 0
9 | 1 | 21 | 0
9 | 1 | 22 | 0
9 | 1 | 23 | 0
9 | 2 | 0 | 0
9 | 2 | 1 | 0
9 | 2 | 2 | 0
9 | 2 | 3 | 0
9 | 2 | 4 | 0
9 | 2 | 5 | 0
9 | 2 | 6 | 0
9 | 2 | 7 | 6.4992
9 | 2 | 8 | 140.5608
9 | 2 | 9 | 334.194
9 | 2 | 10 | 507.3312
9 | 2 | 11 | 633.6516
9 | 2 | 12 | 710.6232
9 | 2 | 13 | 739.2696
9 | 2 | 14 | 706.6968
9 | 2 | 15 | 647.3292
9 | 2 | 16 | 538.9476
9 | 2 | 17 | 323.0568
9 | 2 | 18 | 164.9256
9 | 2 | 19 | 43.7544
9 | 2 | 20 | 0
9 | 2 | 21 | 0
9 | 2 | 22 | 0
9 | 2 | 23 | 0
9 | 3 | 0 | 0
9 | 3 | 1 | 0
9 | 3 | 2 | 0
9 | 3 | 3 | 0
9 | 3 | 4 | 0
9 | 3 | 5 | 0
9 | 3 | 6 | 0
9 | 3 | 7 | 4.5672
9 | 3 | 8 | 136.5996
9 | 3 | 9 | 328.7712
9 | 3 | 10 | 501.552
9 | 3 | 11 | 636.0468
9 | 3 | 12 | 712.02
9 | 3 | 13 | 736.1184
9 | 3 | 14 | 711.4788
9 | 3 | 15 | 651.6948
9 | 3 | 16 | 543.6672
9 | 3 | 17 | 389.682
9 | 3 | 18 | 205.7568
9 | 3 | 19 | 41.9052
9 | 3 | 20 | 0
9 | 3 | 21 | 0
9 | 3 | 22 | 0
9 | 3 | 23 | 0
9 | 4 | 0 | 0
9 | 4 | 1 | 0
9 | 4 | 2 | 0
9 | 4 | 3 | 0
9 | 4 | 4 | 0
9 | 4 | 5 | 0
9 | 4 | 6 | 0
9 | 4 | 7 | 4.6272
9 | 4 | 8 | 138.2448
9 | 4 | 9 | 332.1048
9 | 4 | 10 | 505.8348
9 | 4 | 11 | 633.1068
9 | 4 | 12 | 709.2048
9 | 4 | 13 | 740.4
9 | 4 | 14 | 726.756
9 | 4 | 15 | 664.9932
9 | 4 | 16 | 560.1288
9 | 4 | 17 | 345.7872
9 | 4 | 18 | 203.8656
9 | 4 | 19 | 40.026
9 | 4 | 20 | 0
9 | 4 | 21 | 0
9 | 4 | 22 | 0
9 | 4 | 23 | 0
9 | 5 | 0 | 0
9 | 5 | 1 | 0
9 | 5 | 2 | 0
9 | 5 | 3 | 0
9 | 5 | 4 | 0
9 | 5 | 5 | 0
9 | 5 | 6 | 0
9 | 5 | 7 | 5.7876
9 | 5 | 8 | 138.3648
9 | 5 | 9 | 342.7164
9 | 5 | 10 | 517.7448
9 | 5 | 11 | 642.3108
9 | 5 | 12 | 715.488
9 | 5 | 13 | 774.522
9 | 5 | 14 | 750.0468
9 | 5 | 15 | 684.4164
9 | 5 | 16 | 385.1976
9 | 5 | 17 | 30.2508
9 | 5 | 18 | 183.5316
9 | 5 | 19 | 33.0024
9 | 5 | 20 | 0
9 | 5 | 21 | 0
9 | 5 | 22 | 0
9 | 5 | 23 | 0
9 | 6 | 0 | 0
9 | 6 | 1 | 0
9 | 6 | 2 | 0
9 | 6 | 3 | 0
9 | 6 | 4 | 0
9 | 6 | 5 | 0
9 | 6 | 6 | 0
9 | 6 | 7 | 4.4232
9 | 6 | 8 | 140.7048
9 | 6 | 9 | 350.3712
9 | 6 | 10 | 518.6868
9 | 6 | 11 | 640.3872
9 | 6 | 12 | 713.796
9 | 6 | 13 | 739.5924
9 | 6 | 14 | 716.4588
9 | 6 | 15 | 656.9412
9 | 6 | 16 | 550.2564
9 | 6 | 17 | 393.528
9 | 6 | 18 | 199.9176
9 | 6 | 19 | 35.0724
9 | 6 | 20 | 0
9 | 6 | 21 | 0
9 | 6 | 22 | 0
9 | 6 | 23 | 0
9 | 7 | 0 | 0
9 | 7 | 1 | 0
9 | 7 | 2 | 0
9 | 7 | 3 | 0
9 | 7 | 4 | 0
9 | 7 | 5 | 0
9 | 7 | 6 | 0
9 | 7 | 7 | 3.9528
9 | 7 | 8 | 138.5244
9 | 7 | 9 | 345.1896
9 | 7 | 10 | 525.1008
9 | 7 | 11 | 657.0744
9 | 7 | 12 | 710.4036
9 | 7 | 13 | 315.4212
9 | 7 | 14 | 148.9992
9 | 7 | 15 | 525.0336
9 | 7 | 16 | 561.3792
9 | 7 | 17 | 74.0412
9 | 7 | 18 | 51.984
9 | 7 | 19 | 2.508
9 | 7 | 20 | 0
9 | 7 | 21 | 0
9 | 7 | 22 | 0
9 | 7 | 23 | 0
9 | 8 | 0 | 0
9 | 8 | 1 | 0
9 | 8 | 2 | 0
9 | 8 | 3 | 0
9 | 8 | 4 | 0
9 | 8 | 5 | 0
9 | 8 | 6 | 0
9 | 8 | 7 | 3.5556
9 | 8 | 8 | 137.664
9 | 8 | 9 | 351.432
9 | 8 | 10 | 544.2384
9 | 8 | 11 | 685.9908
9 | 8 | 12 | 766.092
9 | 8 | 13 | 795.7608
9 | 8 | 14 | 425.958
9 | 8 | 15 | 388.4772
9 | 8 | 16 | 594.3648
9 | 8 | 17 | 410.0628
9 | 8 | 18 | 205.0224
9 | 8 | 19 | 31.9536
9 | 8 | 20 | 0
9 | 8 | 21 | 0
9 | 8 | 22 | 0
9 | 8 | 23 | 0
9 | 9 | 0 | 0
9 | 9 | 1 | 0
9 | 9 | 2 | 0
9 | 9 | 3 | 0
9 | 9 | 4 | 0
9 | 9 | 5 | 0
9 | 9 | 6 | 0
9 | 9 | 7 | 0.7968
9 | 9 | 8 | 101.7768
9 | 9 | 9 | 109.8072
9 | 9 | 10 | 235.206
9 | 9 | 11 | 23.112
9 | 9 | 12 | 261.0444
9 | 9 | 13 | 288.9012
9 | 9 | 14 | 399.3996
9 | 9 | 15 | 513.4116
9 | 9 | 16 | 292.3848
9 | 9 | 17 | 63.2472
9 | 9 | 18 | 88.0704
9 | 9 | 19 | 6.5964
9 | 9 | 20 | 0
9 | 9 | 21 | 0
9 | 9 | 22 | 0
9 | 9 | 23 | 0
9 | 10 | 0 | 0
9 | 10 | 1 | 0
9 | 10 | 2 | 0
9 | 10 | 3 | 0
9 | 10 | 4 | 0
9 | 10 | 5 | 0
9 | 10 | 6 | 0
9 | 10 | 7 | 0
9 | 10 | 8 | 112.3332
9 | 10 | 9 | 349.2852
9 | 10 | 10 | 541.8984
9 | 10 | 11 | 685.728
9 | 10 | 12 | 769.0956
9 | 10 | 13 | 795.3948
9 | 10 | 14 | 774.3396
9 | 10 | 15 | 724.8384
9 | 10 | 16 | 602.9556
9 | 10 | 17 | 418.4736
9 | 10 | 18 | 202.2888
9 | 10 | 19 | 28.8828
9 | 10 | 20 | 0
9 | 10 | 21 | 0
9 | 10 | 22 | 0
9 | 10 | 23 | 0
9 | 11 | 0 | 0
9 | 11 | 1 | 0
9 | 11 | 2 | 0
9 | 11 | 3 | 0
9 | 11 | 4 | 0
9 | 11 | 5 | 0
9 | 11 | 6 | 0
9 | 11 | 7 | 0
9 | 11 | 8 | 140.9724
9 | 11 | 9 | 356.3748
9 | 11 | 10 | 536.844
9 | 11 | 11 | 662.34
9 | 11 | 12 | 98.826
9 | 11 | 13 | 197.79
9 | 11 | 14 | 68.7504
9 | 11 | 15 | 306.978
9 | 11 | 16 | 207.2232
9 | 11 | 17 | 104.4492
9 | 11 | 18 | 52.8516
9 | 11 | 19 | 3.846
9 | 11 | 20 | 0
9 | 11 | 21 | 0
9 | 11 | 22 | 0
9 | 11 | 23 | 0
9 | 12 | 0 | 0
9 | 12 | 1 | 0
9 | 12 | 2 | 0
9 | 12 | 3 | 0
9 | 12 | 4 | 0
9 | 12 | 5 | 0
9 | 12 | 6 | 0
9 | 12 | 7 | 0
9 | 12 | 8 | 147.2088
9 | 12 | 9 | 286.5132
9 | 12 | 10 | 352.9056
9 | 12 | 11 | 201.0204
9 | 12 | 12 | 151.1544
9 | 12 | 13 | 532.722
9 | 12 | 14 | 135.1116
9 | 12 | 15 | 711.3444
9 | 12 | 16 | 200.0796
9 | 12 | 17 | 452.1144
9 | 12 | 18 | 211.542
9 | 12 | 19 | 28.5408
9 | 12 | 20 | 0
9 | 12 | 21 | 0
9 | 12 | 22 | 0
9 | 12 | 23 | 0
9 | 13 | 0 | 0
9 | 13 | 1 | 0
9 | 13 | 2 | 0
9 | 13 | 3 | 0
9 | 13 | 4 | 0
9 | 13 | 5 | 0
9 | 13 | 6 | 0
9 | 13 | 7 | 0
9 | 13 | 8 | 154.458
9 | 13 | 9 | 401.4276
9 | 13 | 10 | 616.5552
9 | 13 | 11 | 767.2488
9 | 13 | 12 | 857.1564
9 | 13 | 13 | 863.046
9 | 13 | 14 | 839.718
9 | 13 | 15 | 761.634
9 | 13 | 16 | 634.9776
9 | 13 | 17 | 450.0408
9 | 13 | 18 | 210.3144
9 | 13 | 19 | 26.5704
9 | 13 | 20 | 0
9 | 13 | 21 | 0
9 | 13 | 22 | 0
9 | 13 | 23 | 0
9 | 14 | 0 | 0
9 | 14 | 1 | 0
9 | 14 | 2 | 0
9 | 14 | 3 | 0
9 | 14 | 4 | 0
9 | 14 | 5 | 0
9 | 14 | 6 | 0
9 | 14 | 7 | 0
9 | 14 | 8 | 152.0592
9 | 14 | 9 | 393.2136
9 | 14 | 10 | 591.282
9 | 14 | 11 | 731.0532
9 | 14 | 12 | 814.386
9 | 14 | 13 | 841.9932
9 | 14 | 14 | 816.9312
9 | 14 | 15 | 740.484
9 | 14 | 16 | 615.9984
9 | 14 | 17 | 435.3576
9 | 14 | 18 | 202.6452
9 | 14 | 19 | 24.1212
9 | 14 | 20 | 0
9 | 14 | 21 | 0
9 | 14 | 22 | 0
9 | 14 | 23 | 0
9 | 15 | 0 | 0
9 | 15 | 1 | 0
9 | 15 | 2 | 0
9 | 15 | 3 | 0
9 | 15 | 4 | 0
9 | 15 | 5 | 0
9 | 15 | 6 | 0
9 | 15 | 7 | 0
9 | 15 | 8 | 151.0728
9 | 15 | 9 | 392.6376
9 | 15 | 10 | 584.784
9 | 15 | 11 | 722.2452
9 | 15 | 12 | 801.9252
9 | 15 | 13 | 827.6928
9 | 15 | 14 | 821.9844
9 | 15 | 15 | 742.3248
9 | 15 | 16 | 600.2844
9 | 15 | 17 | 421.0344
9 | 15 | 18 | 193.7544
9 | 15 | 19 | 22.0812
9 | 15 | 20 | 0
9 | 15 | 21 | 0
9 | 15 | 22 | 0
9 | 15 | 23 | 0
9 | 16 | 0 | 0
9 | 16 | 1 | 0
9 | 16 | 2 | 0
9 | 16 | 3 | 0
9 | 16 | 4 | 0
9 | 16 | 5 | 0
9 | 16 | 6 | 0
9 | 16 | 7 | 0
9 | 16 | 8 | 142.3356
9 | 16 | 9 | 375.3588
9 | 16 | 10 | 568.8828
9 | 16 | 11 | 706.2804
9 | 16 | 12 | 783.8952
9 | 16 | 13 | 810.1248
9 | 16 | 14 | 786.972
9 | 16 | 15 | 713.91
9 | 16 | 16 | 590.2104
9 | 16 | 17 | 409.7052
9 | 16 | 18 | 185.9124
9 | 16 | 19 | 19.2036
9 | 16 | 20 | 0
9 | 16 | 21 | 0
9 | 16 | 22 | 0
9 | 16 | 23 | 0
9 | 17 | 0 | 0
9 | 17 | 1 | 0
9 | 17 | 2 | 0
9 | 17 | 3 | 0
9 | 17 | 4 | 0
9 | 17 | 5 | 0
9 | 17 | 6 | 0
9 | 17 | 7 | 0
9 | 17 | 8 | 141.8256
9 | 17 | 9 | 373.4064
9 | 17 | 10 | 569.8236
9 | 17 | 11 | 706.5972
9 | 17 | 12 | 785.6892
9 | 17 | 13 | 812.1768
9 | 17 | 14 | 790.4532
9 | 17 | 15 | 712.932
9 | 17 | 16 | 591.516
9 | 17 | 17 | 410.3988
9 | 17 | 18 | 183.8484
9 | 17 | 19 | 17.5116
9 | 17 | 20 | 0
9 | 17 | 21 | 0
9 | 17 | 22 | 0
9 | 17 | 23 | 0
9 | 18 | 0 | 0
9 | 18 | 1 | 0
9 | 18 | 2 | 0
9 | 18 | 3 | 0
9 | 18 | 4 | 0
9 | 18 | 5 | 0
9 | 18 | 6 | 0
9 | 18 | 7 | 0
9 | 18 | 8 | 130.4292
9 | 18 | 9 | 266.4048
9 | 18 | 10 | 545.3688
9 | 18 | 11 | 681.0396
9 | 18 | 12 | 502.866
9 | 18 | 13 | 531.0024
9 | 18 | 14 | 766.8084
9 | 18 | 15 | 563.8464
9 | 18 | 16 | 413.6856
9 | 18 | 17 | 376.7772
9 | 18 | 18 | 127.2084
9 | 18 | 19 | 13.044
9 | 18 | 20 | 0
9 | 18 | 21 | 0
9 | 18 | 22 | 0
9 | 18 | 23 | 0
9 | 19 | 0 | 0
9 | 19 | 1 | 0
9 | 19 | 2 | 0
9 | 19 | 3 | 0
9 | 19 | 4 | 0
9 | 19 | 5 | 0
9 | 19 | 6 | 0
9 | 19 | 7 | 0
9 | 19 | 8 | 23.5056
9 | 19 | 9 | 295.2948
9 | 19 | 10 | 544.0656
9 | 19 | 11 | 680.982
9 | 19 | 12 | 420.708
9 | 19 | 13 | 71.3232
9 | 19 | 14 | 105.5328
9 | 19 | 15 | 361.128
9 | 19 | 16 | 408.4944
9 | 19 | 17 | 403.5852
9 | 19 | 18 | 177.57
9 | 19 | 19 | 12.4932
9 | 19 | 20 | 0
9 | 19 | 21 | 0
9 | 19 | 22 | 0
9 | 19 | 23 | 0
9 | 20 | 0 | 0
9 | 20 | 1 | 0
9 | 20 | 2 | 0
9 | 20 | 3 | 0
9 | 20 | 4 | 0
9 | 20 | 5 | 0
9 | 20 | 6 | 0
9 | 20 | 7 | 0
9 | 20 | 8 | 109.6752
9 | 20 | 9 | 386.2032
9 | 20 | 10 | 591.9024
9 | 20 | 11 | 734.6412
9 | 20 | 12 | 621.78
9 | 20 | 13 | 739.494
9 | 20 | 14 | 806.0976
9 | 20 | 15 | 604.512
9 | 20 | 16 | 302.3928
9 | 20 | 17 | 255.234
9 | 20 | 18 | 109.8936
9 | 20 | 19 | 4.8972
9 | 20 | 20 | 0
9 | 20 | 21 | 0
9 | 20 | 22 | 0
9 | 20 | 23 | 0
9 | 21 | 0 | 0
9 | 21 | 1 | 0
9 | 21 | 2 | 0
9 | 21 | 3 | 0
9 | 21 | 4 | 0
9 | 21 | 5 | 0
9 | 21 | 6 | 0
9 | 21 | 7 | 0
9 | 21 | 8 | 117.3408
9 | 21 | 9 | 385.128
9 | 21 | 10 | 584.9232
9 | 21 | 11 | 723.2724
9 | 21 | 12 | 804.27
9 | 21 | 13 | 829.6284
9 | 21 | 14 | 801.816
9 | 21 | 15 | 721.086
9 | 21 | 16 | 592.7304
9 | 21 | 17 | 406.6332
9 | 21 | 18 | 173.4996
9 | 21 | 19 | 9.8784
9 | 21 | 20 | 0
9 | 21 | 21 | 0
9 | 21 | 22 | 0
9 | 21 | 23 | 0
9 | 22 | 0 | 0
9 | 22 | 1 | 0
9 | 22 | 2 | 0
9 | 22 | 3 | 0
9 | 22 | 4 | 0
9 | 22 | 5 | 0
9 | 22 | 6 | 0
9 | 22 | 7 | 0
9 | 22 | 8 | 139.5036
9 | 22 | 9 | 378.33
9 | 22 | 10 | 576.2808
9 | 22 | 11 | 711.1008
9 | 22 | 12 | 787.2084
9 | 22 | 13 | 811.1436
9 | 22 | 14 | 782.0568
9 | 22 | 15 | 704.9412
9 | 22 | 16 | 575.7504
9 | 22 | 17 | 379.7544
9 | 22 | 18 | 164.598
9 | 22 | 19 | 7.4508
9 | 22 | 20 | 0
9 | 22 | 21 | 0
9 | 22 | 22 | 0
9 | 22 | 23 | 0
9 | 23 | 0 | 0
9 | 23 | 1 | 0
9 | 23 | 2 | 0
9 | 23 | 3 | 0
9 | 23 | 4 | 0
9 | 23 | 5 | 0
9 | 23 | 6 | 0
9 | 23 | 7 | 0
9 | 23 | 8 | 136.1484
9 | 23 | 9 | 372.7764
9 | 23 | 10 | 568.5864
9 | 23 | 11 | 718.2972
9 | 23 | 12 | 797.8692
9 | 23 | 13 | 825.1908
9 | 23 | 14 | 800.184
9 | 23 | 15 | 716.736
9 | 23 | 16 | 584.37
9 | 23 | 17 | 389.1144
9 | 23 | 18 | 161.9232
9 | 23 | 19 | 0
9 | 23 | 20 | 0
9 | 23 | 21 | 0
9 | 23 | 22 | 0
9 | 23 | 23 | 0
9 | 24 | 0 | 0
9 | 24 | 1 | 0
9 | 24 | 2 | 0
9 | 24 | 3 | 0
9 | 24 | 4 | 0
9 | 24 | 5 | 0
9 | 24 | 6 | 0
9 | 24 | 7 | 0
9 | 24 | 8 | 130.152
9 | 24 | 9 | 361.1856
9 | 24 | 10 | 553.0476
9 | 24 | 11 | 686.172
9 | 24 | 12 | 756.288
9 | 24 | 13 | 243.3636
9 | 24 | 14 | 767.814
9 | 24 | 15 | 681.132
9 | 24 | 16 | 548.3172
9 | 24 | 17 | 179.7432
9 | 24 | 18 | 109.2072
9 | 24 | 19 | 0
9 | 24 | 20 | 0
9 | 24 | 21 | 0
9 | 24 | 22 | 0
9 | 24 | 23 | 0
9 | 25 | 0 | 0
9 | 25 | 1 | 0
9 | 25 | 2 | 0
9 | 25 | 3 | 0
9 | 25 | 4 | 0
9 | 25 | 5 | 0
9 | 25 | 6 | 0
9 | 25 | 7 | 0
9 | 25 | 8 | 41.4192
9 | 25 | 9 | 218.9376
9 | 25 | 10 | 354.4392
9 | 25 | 11 | 587.37
9 | 25 | 12 | 324.6816
9 | 25 | 13 | 585.1512
9 | 25 | 14 | 499.092
9 | 25 | 15 | 414.7488
9 | 25 | 16 | 300.0792
9 | 25 | 17 | 119.934
9 | 25 | 18 | 92.0628
9 | 25 | 19 | 0
9 | 25 | 20 | 0
9 | 25 | 21 | 0
9 | 25 | 22 | 0
9 | 25 | 23 | 0
9 | 26 | 0 | 0
9 | 26 | 1 | 0
9 | 26 | 2 | 0
9 | 26 | 3 | 0
9 | 26 | 4 | 0
9 | 26 | 5 | 0
9 | 26 | 6 | 0
9 | 26 | 7 | 0
9 | 26 | 8 | 55.2204
9 | 26 | 9 | 126.8928
9 | 26 | 10 | 271.1508
9 | 26 | 11 | 357.1344
9 | 26 | 12 | 463.7412
9 | 26 | 13 | 152.7168
9 | 26 | 14 | 330.4884
9 | 26 | 15 | 714.4092
9 | 26 | 16 | 403.9488
9 | 26 | 17 | 376.206
9 | 26 | 18 | 60.6696
9 | 26 | 19 | 0
9 | 26 | 20 | 0
9 | 26 | 21 | 0
9 | 26 | 22 | 0
9 | 26 | 23 | 0
9 | 27 | 0 | 0
9 | 27 | 1 | 0
9 | 27 | 2 | 0
9 | 27 | 3 | 0
9 | 27 | 4 | 0
9 | 27 | 5 | 0
9 | 27 | 6 | 0
9 | 27 | 7 | 0
9 | 27 | 8 | 26.9844
9 | 27 | 9 | 151.5972
9 | 27 | 10 | 149.1336
9 | 27 | 11 | 370.1808
9 | 27 | 12 | 386.6844
9 | 27 | 13 | 374.6484
9 | 27 | 14 | 416.3676
9 | 27 | 15 | 422.6484
9 | 27 | 16 | 372.8712
9 | 27 | 17 | 322.8336
9 | 27 | 18 | 79.284
9 | 27 | 19 | 0
9 | 27 | 20 | 0
9 | 27 | 21 | 0
9 | 27 | 22 | 0
9 | 27 | 23 | 0
9 | 28 | 0 | 0
9 | 28 | 1 | 0
9 | 28 | 2 | 0
9 | 28 | 3 | 0
9 | 28 | 4 | 0
9 | 28 | 5 | 0
9 | 28 | 6 | 0
9 | 28 | 7 | 0
9 | 28 | 8 | 62.9676
9 | 28 | 9 | 251.4996
9 | 28 | 10 | 407.8512
9 | 28 | 11 | 511.2696
9 | 28 | 12 | 560.8464
9 | 28 | 13 | 513.9072
9 | 28 | 14 | 553.6068
9 | 28 | 15 | 478.968
9 | 28 | 16 | 300.9432
9 | 28 | 17 | 163.152
9 | 28 | 18 | 0
9 | 28 | 19 | 0
9 | 28 | 20 | 0
9 | 28 | 21 | 0
9 | 28 | 22 | 0
9 | 28 | 23 | 0
9 | 29 | 0 | 0
9 | 29 | 1 | 0
9 | 29 | 2 | 0
9 | 29 | 3 | 0
9 | 29 | 4 | 0
9 | 29 | 5 | 0
9 | 29 | 6 | 0
9 | 29 | 7 | 0
9 | 29 | 8 | 8.898
9 | 29 | 9 | 55.908
9 | 29 | 10 | 151.3296
9 | 29 | 11 | 95.9628
9 | 29 | 12 | 38.0484
9 | 29 | 13 | 66.9624
9 | 29 | 14 | 159.2544
9 | 29 | 15 | 145.5612
9 | 29 | 16 | 75.3408
9 | 29 | 17 | 43.818
9 | 29 | 18 | 57.2628
9 | 29 | 19 | 0
9 | 29 | 20 | 0
9 | 29 | 21 | 0
9 | 29 | 22 | 0
9 | 29 | 23 | 0
9 | 30 | 0 | 0
9 | 30 | 1 | 0
9 | 30 | 2 | 0
9 | 30 | 3 | 0
9 | 30 | 4 | 0
9 | 30 | 5 | 0
9 | 30 | 6 | 0
9 | 30 | 7 | 0
9 | 30 | 8 | 0
9 | 30 | 9 | 173.2704
9 | 30 | 10 | 125.7972
9 | 30 | 11 | 234.282
9 | 30 | 12 | 267.2388
9 | 30 | 13 | 263.382
9 | 30 | 14 | 239.5056
9 | 30 | 15 | 290.8224
9 | 30 | 16 | 146.9688
9 | 30 | 17 | 133.3752
9 | 30 | 18 | 49.182
9 | 30 | 19 | 0
9 | 30 | 20 | 0
9 | 30 | 21 | 0
9 | 30 | 22 | 0
9 | 30 | 23 | 0
10 | 1 | 0 | 0
10 | 1 | 1 | 0
10 | 1 | 2 | 0
10 | 1 | 3 | 0
10 | 1 | 4 | 0
10 | 1 | 5 | 0
10 | 1 | 6 | 0
10 | 1 | 7 | 0
10 | 1 | 8 | 29.9712
10 | 1 | 9 | 132.4092
10 | 1 | 10 | 434.4432
10 | 1 | 11 | 708.3252
10 | 1 | 12 | 256.188
10 | 1 | 13 | 212.8236
10 | 1 | 14 | 199.218
10 | 1 | 15 | 53.9376
10 | 1 | 16 | 157.0644
10 | 1 | 17 | 79.1328
10 | 1 | 18 | 41.6376
10 | 1 | 19 | 0
10 | 1 | 20 | 0
10 | 1 | 21 | 0
10 | 1 | 22 | 0
10 | 1 | 23 | 0
10 | 2 | 0 | 0
10 | 2 | 1 | 0
10 | 2 | 2 | 0
10 | 2 | 3 | 0
10 | 2 | 4 | 0
10 | 2 | 5 | 0
10 | 2 | 6 | 0
10 | 2 | 7 | 0
10 | 2 | 8 | 7.212
10 | 2 | 9 | 34.3176
10 | 2 | 10 | 241.0536
10 | 2 | 11 | 272.5608
10 | 2 | 12 | 326.4828
10 | 2 | 13 | 206.7108
10 | 2 | 14 | 186.8268
10 | 2 | 15 | 280.7628
10 | 2 | 16 | 207.99
10 | 2 | 17 | 125.724
10 | 2 | 18 | 105.1956
10 | 2 | 19 | 0
10 | 2 | 20 | 0
10 | 2 | 21 | 0
10 | 2 | 22 | 0
10 | 2 | 23 | 0
10 | 3 | 0 | 0
10 | 3 | 1 | 0
10 | 3 | 2 | 0
10 | 3 | 3 | 0
10 | 3 | 4 | 0
10 | 3 | 5 | 0
10 | 3 | 6 | 0
10 | 3 | 7 | 0
10 | 3 | 8 | 45.0096
10 | 3 | 9 | 354.6912
10 | 3 | 10 | 565.392
10 | 3 | 11 | 719.4024
10 | 3 | 12 | 814.5468
10 | 3 | 13 | 826.7892
10 | 3 | 14 | 793.026
10 | 3 | 15 | 709.3956
10 | 3 | 16 | 507.5316
10 | 3 | 17 | 261.2664
10 | 3 | 18 | 122.0868
10 | 3 | 19 | 0
10 | 3 | 20 | 0
10 | 3 | 21 | 0
10 | 3 | 22 | 0
10 | 3 | 23 | 0
10 | 4 | 0 | 0
10 | 4 | 1 | 0
10 | 4 | 2 | 0
10 | 4 | 3 | 0
10 | 4 | 4 | 0
10 | 4 | 5 | 0
10 | 4 | 6 | 0
10 | 4 | 7 | 0
10 | 4 | 8 | 103.9632
10 | 4 | 9 | 334.5828
10 | 4 | 10 | 537.0912
10 | 4 | 11 | 679.1076
10 | 4 | 12 | 761.5092
10 | 4 | 13 | 788.2932
10 | 4 | 14 | 771.3552
10 | 4 | 15 | 683.166
10 | 4 | 16 | 538.716
10 | 4 | 17 | 329.4696
10 | 4 | 18 | 108.4068
10 | 4 | 19 | 0
10 | 4 | 20 | 0
10 | 4 | 21 | 0
10 | 4 | 22 | 0
10 | 4 | 23 | 0
10 | 5 | 0 | 0
10 | 5 | 1 | 0
10 | 5 | 2 | 0
10 | 5 | 3 | 0
10 | 5 | 4 | 0
10 | 5 | 5 | 0
10 | 5 | 6 | 0
10 | 5 | 7 | 0
10 | 5 | 8 | 102.3852
10 | 5 | 9 | 320.8188
10 | 5 | 10 | 513.228
10 | 5 | 11 | 662.9328
10 | 5 | 12 | 618.9444
10 | 5 | 13 | 539.496
10 | 5 | 14 | 551.8932
10 | 5 | 15 | 440.52
10 | 5 | 16 | 191.1768
10 | 5 | 17 | 188.538
10 | 5 | 18 | 54.2712
10 | 5 | 19 | 0
10 | 5 | 20 | 0
10 | 5 | 21 | 0
10 | 5 | 22 | 0
10 | 5 | 23 | 0
10 | 6 | 0 | 0
10 | 6 | 1 | 0
10 | 6 | 2 | 0
10 | 6 | 3 | 0
10 | 6 | 4 | 0
10 | 6 | 5 | 0
10 | 6 | 6 | 0
10 | 6 | 7 | 0
10 | 6 | 8 | 123.408
10 | 6 | 9 | 381.7428
10 | 6 | 10 | 598.3944
10 | 6 | 11 | 749.2596
10 | 6 | 12 | 736.0416
10 | 6 | 13 | 778.7016
10 | 6 | 14 | 837.9648
10 | 6 | 15 | 733.9476
10 | 6 | 16 | 571.938
10 | 6 | 17 | 208.1088
10 | 6 | 18 | 50.6736
10 | 6 | 19 | 0
10 | 6 | 20 | 0
10 | 6 | 21 | 0
10 | 6 | 22 | 0
10 | 6 | 23 | 0
10 | 7 | 0 | 0
10 | 7 | 1 | 0
10 | 7 | 2 | 0
10 | 7 | 3 | 0
10 | 7 | 4 | 0
10 | 7 | 5 | 0
10 | 7 | 6 | 0
10 | 7 | 7 | 0
10 | 7 | 8 | 7.6644
10 | 7 | 9 | 44.1396
10 | 7 | 10 | 47.7804
10 | 7 | 11 | 568.3896
10 | 7 | 12 | 850.7136
10 | 7 | 13 | 876.1908
10 | 7 | 14 | 844.8456
10 | 7 | 15 | 752.4312
10 | 7 | 16 | 598.0668
10 | 7 | 17 | 367.2756
10 | 7 | 18 | 117.384
10 | 7 | 19 | 0
10 | 7 | 20 | 0
10 | 7 | 21 | 0
10 | 7 | 22 | 0
10 | 7 | 23 | 0
10 | 8 | 0 | 0
10 | 8 | 1 | 0
10 | 8 | 2 | 0
10 | 8 | 3 | 0
10 | 8 | 4 | 0
10 | 8 | 5 | 0
10 | 8 | 6 | 0
10 | 8 | 7 | 0
10 | 8 | 8 | 57.7344
10 | 8 | 9 | 41.0928
10 | 8 | 10 | 357.1032
10 | 8 | 11 | 647.7576
10 | 8 | 12 | 789.342
10 | 8 | 13 | 680.9316
10 | 8 | 14 | 782.754
10 | 8 | 15 | 697.1736
10 | 8 | 16 | 551.118
10 | 8 | 17 | 348.4356
10 | 8 | 18 | 111.3252
10 | 8 | 19 | 0
10 | 8 | 20 | 0
10 | 8 | 21 | 0
10 | 8 | 22 | 0
10 | 8 | 23 | 0
10 | 9 | 0 | 0
10 | 9 | 1 | 0
10 | 9 | 2 | 0
10 | 9 | 3 | 0
10 | 9 | 4 | 0
10 | 9 | 5 | 0
10 | 9 | 6 | 0
10 | 9 | 7 | 0
10 | 9 | 8 | 113.6244
10 | 9 | 9 | 371.0028
10 | 9 | 10 | 591.4968
10 | 9 | 11 | 741.1368
10 | 9 | 12 | 830.58
10 | 9 | 13 | 855.6624
10 | 9 | 14 | 824.5428
10 | 9 | 15 | 726.4572
10 | 9 | 16 | 576.0708
10 | 9 | 17 | 353.076
10 | 9 | 18 | 111.1128
10 | 9 | 19 | 0
10 | 9 | 20 | 0
10 | 9 | 21 | 0
10 | 9 | 22 | 0
10 | 9 | 23 | 0
10 | 10 | 0 | 0
10 | 10 | 1 | 0
10 | 10 | 2 | 0
10 | 10 | 3 | 0
10 | 10 | 4 | 0
10 | 10 | 5 | 0
10 | 10 | 6 | 0
10 | 10 | 7 | 0
10 | 10 | 8 | 6.4632
10 | 10 | 9 | 349.4484
10 | 10 | 10 | 594.9072
10 | 10 | 11 | 767.118
10 | 10 | 12 | 862.5804
10 | 10 | 13 | 891.9048
10 | 10 | 14 | 860.1732
10 | 10 | 15 | 755.5284
10 | 10 | 16 | 592.2132
10 | 10 | 17 | 365.7756
10 | 10 | 18 | 112.9668
10 | 10 | 19 | 0
10 | 10 | 20 | 0
10 | 10 | 21 | 0
10 | 10 | 22 | 0
10 | 10 | 23 | 0
10 | 11 | 0 | 0
10 | 11 | 1 | 0
10 | 11 | 2 | 0
10 | 11 | 3 | 0
10 | 11 | 4 | 0
10 | 11 | 5 | 0
10 | 11 | 6 | 0
10 | 11 | 7 | 0
10 | 11 | 8 | 117.522
10 | 11 | 9 | 374.3496
10 | 11 | 10 | 590.0316
10 | 11 | 11 | 728.8188
10 | 11 | 12 | 808.0512
10 | 11 | 13 | 825.6804
10 | 11 | 14 | 786.2568
10 | 11 | 15 | 695.3124
10 | 11 | 16 | 541.7424
10 | 11 | 17 | 325.8228
10 | 11 | 18 | 94.9332
10 | 11 | 19 | 0
10 | 11 | 20 | 0
10 | 11 | 21 | 0
10 | 11 | 22 | 0
10 | 11 | 23 | 0
10 | 12 | 0 | 0
10 | 12 | 1 | 0
10 | 12 | 2 | 0
10 | 12 | 3 | 0
10 | 12 | 4 | 0
10 | 12 | 5 | 0
10 | 12 | 6 | 0
10 | 12 | 7 | 0
10 | 12 | 8 | 33.6912
10 | 12 | 9 | 326.9316
10 | 12 | 10 | 549.558
10 | 12 | 11 | 701.0352
10 | 12 | 12 | 792.2004
10 | 12 | 13 | 796.878
10 | 12 | 14 | 764.088
10 | 12 | 15 | 671.0592
10 | 12 | 16 | 525.8292
10 | 12 | 17 | 314.2188
10 | 12 | 18 | 90.24
10 | 12 | 19 | 0
10 | 12 | 20 | 0
10 | 12 | 21 | 0
10 | 12 | 22 | 0
10 | 12 | 23 | 0
10 | 13 | 0 | 0
10 | 13 | 1 | 0
10 | 13 | 2 | 0
10 | 13 | 3 | 0
10 | 13 | 4 | 0
10 | 13 | 5 | 0
10 | 13 | 6 | 0
10 | 13 | 7 | 0
10 | 13 | 8 | 90.0876
10 | 13 | 9 | 315.81
10 | 13 | 10 | 407.8344
10 | 13 | 11 | 666.954
10 | 13 | 12 | 301.0356
10 | 13 | 13 | 560.2584
10 | 13 | 14 | 561.5832
10 | 13 | 15 | 228.6024
10 | 13 | 16 | 278.0028
10 | 13 | 17 | 245.8368
10 | 13 | 18 | 54.138
10 | 13 | 19 | 0
10 | 13 | 20 | 0
10 | 13 | 21 | 0
10 | 13 | 22 | 0
10 | 13 | 23 | 0
10 | 14 | 0 | 0
10 | 14 | 1 | 0
10 | 14 | 2 | 0
10 | 14 | 3 | 0
10 | 14 | 4 | 0
10 | 14 | 5 | 0
10 | 14 | 6 | 0
10 | 14 | 7 | 0
10 | 14 | 8 | 48.0276
10 | 14 | 9 | 105.6108
10 | 14 | 10 | 92.4264
10 | 14 | 11 | 377.1408
10 | 14 | 12 | 186.3444
10 | 14 | 13 | 187.1496
10 | 14 | 14 | 233.6832
10 | 14 | 15 | 149.0712
10 | 14 | 16 | 155.1948
10 | 14 | 17 | 248.9076
10 | 14 | 18 | 62.0904
10 | 14 | 19 | 0
10 | 14 | 20 | 0
10 | 14 | 21 | 0
10 | 14 | 22 | 0
10 | 14 | 23 | 0
10 | 15 | 0 | 0
10 | 15 | 1 | 0
10 | 15 | 2 | 0
10 | 15 | 3 | 0
10 | 15 | 4 | 0
10 | 15 | 5 | 0
10 | 15 | 6 | 0
10 | 15 | 7 | 0
10 | 15 | 8 | 94.2156
10 | 15 | 9 | 340.2624
10 | 15 | 10 | 564.3528
10 | 15 | 11 | 726.0264
10 | 15 | 12 | 812.6424
10 | 15 | 13 | 837.828
10 | 15 | 14 | 799.6032
10 | 15 | 15 | 708.468
10 | 15 | 16 | 543.444
10 | 15 | 17 | 319.3224
10 | 15 | 18 | 82.2516
10 | 15 | 19 | 0
10 | 15 | 20 | 0
10 | 15 | 21 | 0
10 | 15 | 22 | 0
10 | 15 | 23 | 0
10 | 16 | 0 | 0
10 | 16 | 1 | 0
10 | 16 | 2 | 0
10 | 16 | 3 | 0
10 | 16 | 4 | 0
10 | 16 | 5 | 0
10 | 16 | 6 | 0
10 | 16 | 7 | 0
10 | 16 | 8 | 98.3712
10 | 16 | 9 | 347.4432
10 | 16 | 10 | 557.6124
10 | 16 | 11 | 708.3792
10 | 16 | 12 | 789.282
10 | 16 | 13 | 806.9256
10 | 16 | 14 | 767.2464
10 | 16 | 15 | 660.9216
10 | 16 | 16 | 423.54
10 | 16 | 17 | 230.6052
10 | 16 | 18 | 67.0932
10 | 16 | 19 | 0
10 | 16 | 20 | 0
10 | 16 | 21 | 0
10 | 16 | 22 | 0
10 | 16 | 23 | 0
10 | 17 | 0 | 0
10 | 17 | 1 | 0
10 | 17 | 2 | 0
10 | 17 | 3 | 0
10 | 17 | 4 | 0
10 | 17 | 5 | 0
10 | 17 | 6 | 0
10 | 17 | 7 | 0
10 | 17 | 8 | 86.022
10 | 17 | 9 | 242.6616
10 | 17 | 10 | 536.3424
10 | 17 | 11 | 684.0168
10 | 17 | 12 | 542.8284
10 | 17 | 13 | 605.1768
10 | 17 | 14 | 647.592
10 | 17 | 15 | 242.3316
10 | 17 | 16 | 463.212
10 | 17 | 17 | 282.4068
10 | 17 | 18 | 67.308
10 | 17 | 19 | 0
10 | 17 | 20 | 0
10 | 17 | 21 | 0
10 | 17 | 22 | 0
10 | 17 | 23 | 0
10 | 18 | 0 | 0
10 | 18 | 1 | 0
10 | 18 | 2 | 0
10 | 18 | 3 | 0
10 | 18 | 4 | 0
10 | 18 | 5 | 0
10 | 18 | 6 | 0
10 | 18 | 7 | 0
10 | 18 | 8 | 86.5488
10 | 18 | 9 | 329.1612
10 | 18 | 10 | 554.6364
10 | 18 | 11 | 712.6308
10 | 18 | 12 | 804.8136
10 | 18 | 13 | 592.1064
10 | 18 | 14 | 478.2108
10 | 18 | 15 | 192.9924
10 | 18 | 16 | 534.252
10 | 18 | 17 | 165.732
10 | 18 | 18 | 33.7908
10 | 18 | 19 | 0
10 | 18 | 20 | 0
10 | 18 | 21 | 0
10 | 18 | 22 | 0
10 | 18 | 23 | 0
10 | 19 | 0 | 0
10 | 19 | 1 | 0
10 | 19 | 2 | 0
10 | 19 | 3 | 0
10 | 19 | 4 | 0
10 | 19 | 5 | 0
10 | 19 | 6 | 0
10 | 19 | 7 | 0
10 | 19 | 8 | 0
10 | 19 | 9 | 112.092
10 | 19 | 10 | 209.082
10 | 19 | 11 | 473.7648
10 | 19 | 12 | 240.342
10 | 19 | 13 | 58.3092
10 | 19 | 14 | 214.4844
10 | 19 | 15 | 156.8412
10 | 19 | 16 | 9.3588
10 | 19 | 17 | 35.1828
10 | 19 | 18 | 2.2056
10 | 19 | 19 | 0
10 | 19 | 20 | 0
10 | 19 | 21 | 0
10 | 19 | 22 | 0
10 | 19 | 23 | 0
10 | 20 | 0 | 0
10 | 20 | 1 | 0
10 | 20 | 2 | 0
10 | 20 | 3 | 0
10 | 20 | 4 | 0
10 | 20 | 5 | 0
10 | 20 | 6 | 0
10 | 20 | 7 | 0
10 | 20 | 8 | 11.8284
10 | 20 | 9 | 66.246
10 | 20 | 10 | 142.6332
10 | 20 | 11 | 101.2992
10 | 20 | 12 | 192.0492
10 | 20 | 13 | 297.1284
10 | 20 | 14 | 190.938
10 | 20 | 15 | 278.3832
10 | 20 | 16 | 167.8644
10 | 20 | 17 | 76.1508
10 | 20 | 18 | 60.9072
10 | 20 | 19 | 0
10 | 20 | 20 | 0
10 | 20 | 21 | 0
10 | 20 | 22 | 0
10 | 20 | 23 | 0
10 | 21 | 0 | 0
10 | 21 | 1 | 0
10 | 21 | 2 | 0
10 | 21 | 3 | 0
10 | 21 | 4 | 0
10 | 21 | 5 | 0
10 | 21 | 6 | 0
10 | 21 | 7 | 0
10 | 21 | 8 | 81.972
10 | 21 | 9 | 317.532
10 | 21 | 10 | 522.5256
10 | 21 | 11 | 681.1536
10 | 21 | 12 | 760.674
10 | 21 | 13 | 781.6044
10 | 21 | 14 | 742.8768
10 | 21 | 15 | 648.8208
10 | 21 | 16 | 485.4972
10 | 21 | 17 | 273.9336
10 | 21 | 18 | 61.7352
10 | 21 | 19 | 0
10 | 21 | 20 | 0
10 | 21 | 21 | 0
10 | 21 | 22 | 0
10 | 21 | 23 | 0
10 | 22 | 0 | 0
10 | 22 | 1 | 0
10 | 22 | 2 | 0
10 | 22 | 3 | 0
10 | 22 | 4 | 0
10 | 22 | 5 | 0
10 | 22 | 6 | 0
10 | 22 | 7 | 0
10 | 22 | 8 | 62.274
10 | 22 | 9 | 64.3488
10 | 22 | 10 | 494.712
10 | 22 | 11 | 646.2096
10 | 22 | 12 | 728.1756
10 | 22 | 13 | 749.0916
10 | 22 | 14 | 628.2816
10 | 22 | 15 | 557.25
10 | 22 | 16 | 298.3608
10 | 22 | 17 | 119.5536
10 | 22 | 18 | 14.7984
10 | 22 | 19 | 0
10 | 22 | 20 | 0
10 | 22 | 21 | 0
10 | 22 | 22 | 0
10 | 22 | 23 | 0
10 | 23 | 0 | 0
10 | 23 | 1 | 0
10 | 23 | 2 | 0
10 | 23 | 3 | 0
10 | 23 | 4 | 0
10 | 23 | 5 | 0
10 | 23 | 6 | 0
10 | 23 | 7 | 0
10 | 23 | 8 | 70.2864
10 | 23 | 9 | 297.1452
10 | 23 | 10 | 507.7104
10 | 23 | 11 | 653.6952
10 | 23 | 12 | 629.2152
10 | 23 | 13 | 771.144
10 | 23 | 14 | 732.9744
10 | 23 | 15 | 623.9208
10 | 23 | 16 | 299.7564
10 | 23 | 17 | 251.0064
10 | 23 | 18 | 47.1516
10 | 23 | 19 | 0
10 | 23 | 20 | 0
10 | 23 | 21 | 0
10 | 23 | 22 | 0
10 | 23 | 23 | 0
10 | 24 | 0 | 0
10 | 24 | 1 | 0
10 | 24 | 2 | 0
10 | 24 | 3 | 0
10 | 24 | 4 | 0
10 | 24 | 5 | 0
10 | 24 | 6 | 0
10 | 24 | 7 | 0
10 | 24 | 8 | 63.2184
10 | 24 | 9 | 281.2344
10 | 24 | 10 | 491.9904
10 | 24 | 11 | 647.8956
10 | 24 | 12 | 730.854
10 | 24 | 13 | 753.8916
10 | 24 | 14 | 717.0708
10 | 24 | 15 | 626.07
10 | 24 | 16 | 467.8548
10 | 24 | 17 | 268.3656
10 | 24 | 18 | 56.4108
10 | 24 | 19 | 0
10 | 24 | 20 | 0
10 | 24 | 21 | 0
10 | 24 | 22 | 0
10 | 24 | 23 | 0
10 | 25 | 0 | 0
10 | 25 | 1 | 0
10 | 25 | 2 | 0
10 | 25 | 3 | 0
10 | 25 | 4 | 0
10 | 25 | 5 | 0
10 | 25 | 6 | 0
10 | 25 | 7 | 0
10 | 25 | 8 | 72.2592
10 | 25 | 9 | 300.0192
10 | 25 | 10 | 509.2212
10 | 25 | 11 | 649.5624
10 | 25 | 12 | 740.3592
10 | 25 | 13 | 761.6544
10 | 25 | 14 | 723.882
10 | 25 | 15 | 626.178
10 | 25 | 16 | 466.2708
10 | 25 | 17 | 256.1832
10 | 25 | 18 | 47.8188
10 | 25 | 19 | 0
10 | 25 | 20 | 0
10 | 25 | 21 | 0
10 | 25 | 22 | 0
10 | 25 | 23 | 0
10 | 26 | 0 | 0
10 | 26 | 1 | 0
10 | 26 | 2 | 0
10 | 26 | 3 | 0
10 | 26 | 4 | 0
10 | 26 | 5 | 0
10 | 26 | 6 | 0
10 | 26 | 7 | 0
10 | 26 | 8 | 0
10 | 26 | 9 | 3.2664
10 | 26 | 10 | 16.7232
10 | 26 | 11 | 52.6392
10 | 26 | 12 | 8.3736
10 | 26 | 13 | 71.1072
10 | 26 | 14 | 106.1436
10 | 26 | 15 | 123.9936
10 | 26 | 16 | 99.2916
10 | 26 | 17 | 55.7364
10 | 26 | 18 | 0.1356
10 | 26 | 19 | 0
10 | 26 | 20 | 0
10 | 26 | 21 | 0
10 | 26 | 22 | 0
10 | 26 | 23 | 0
10 | 27 | 0 | 0
10 | 27 | 1 | 0
10 | 27 | 2 | 0
10 | 27 | 3 | 0
10 | 27 | 4 | 0
10 | 27 | 5 | 0
10 | 27 | 6 | 0
10 | 27 | 7 | 0
10 | 27 | 8 | 52.0104
10 | 27 | 9 | 85.1136
10 | 27 | 10 | 530.514
10 | 27 | 11 | 513.9492
10 | 27 | 12 | 462.9828
10 | 27 | 13 | 350.0364
10 | 27 | 14 | 429.5664
10 | 27 | 15 | 135.3552
10 | 27 | 16 | 250.8336
10 | 27 | 17 | 282.9228
10 | 27 | 18 | 49.5804
10 | 27 | 19 | 0
10 | 27 | 20 | 0
10 | 27 | 21 | 0
10 | 27 | 22 | 0
10 | 27 | 23 | 0
10 | 28 | 0 | 0
10 | 28 | 1 | 0
10 | 28 | 2 | 0
10 | 28 | 3 | 0
10 | 28 | 4 | 0
10 | 28 | 5 | 0
10 | 28 | 6 | 0
10 | 28 | 7 | 0
10 | 28 | 8 | 14.208
10 | 28 | 9 | 119.7396
10 | 28 | 10 | 145.6752
10 | 28 | 11 | 376.6032
10 | 28 | 12 | 347.5524
10 | 28 | 13 | 168.2172
10 | 28 | 14 | 302.4744
10 | 28 | 15 | 207.2052
10 | 28 | 16 | 107.6796
10 | 28 | 17 | 62.4204
10 | 28 | 18 | 2.2584
10 | 28 | 19 | 0
10 | 28 | 20 | 0
10 | 28 | 21 | 0
10 | 28 | 22 | 0
10 | 28 | 23 | 0
10 | 29 | 0 | 0
10 | 29 | 1 | 0
10 | 29 | 2 | 0
10 | 29 | 3 | 0
10 | 29 | 4 | 0
10 | 29 | 5 | 0
10 | 29 | 6 | 0
10 | 29 | 7 | 0
10 | 29 | 8 | 77.0172
10 | 29 | 9 | 330.7524
10 | 29 | 10 | 571.2996
10 | 29 | 11 | 736.3848
10 | 29 | 12 | 844.9572
10 | 29 | 13 | 872.1732
10 | 29 | 14 | 828.2184
10 | 29 | 15 | 626.754
10 | 29 | 16 | 360.696
10 | 29 | 17 | 128.754
10 | 29 | 18 | 7.4076
10 | 29 | 19 | 0
10 | 29 | 20 | 0
10 | 29 | 21 | 0
10 | 29 | 22 | 0
10 | 29 | 23 | 0
10 | 30 | 0 | 0
10 | 30 | 1 | 0
10 | 30 | 2 | 0
10 | 30 | 3 | 0
10 | 30 | 4 | 0
10 | 30 | 5 | 0
10 | 30 | 6 | 0
10 | 30 | 7 | 0
10 | 30 | 8 | 3.4596
10 | 30 | 9 | 59.436
10 | 30 | 10 | 194.5704
10 | 30 | 11 | 179.9496
10 | 30 | 12 | 179.9472
10 | 30 | 13 | 220.3536
10 | 30 | 14 | 196.962
10 | 30 | 15 | 124.3056
10 | 30 | 16 | 77.1324
10 | 30 | 17 | 16.1112
10 | 30 | 18 | 0
10 | 30 | 19 | 0
10 | 30 | 20 | 0
10 | 30 | 21 | 0
10 | 30 | 22 | 0
10 | 30 | 23 | 0
10 | 31 | 0 | 0
10 | 31 | 1 | 0
10 | 31 | 2 | 0
10 | 31 | 3 | 0
10 | 31 | 4 | 0
10 | 31 | 5 | 0
10 | 31 | 6 | 0
10 | 31 | 7 | 0
10 | 31 | 8 | 58.212
10 | 31 | 9 | 303.5232
10 | 31 | 10 | 538.2948
10 | 31 | 11 | 711.1932
10 | 31 | 12 | 802.0596
10 | 31 | 13 | 827.6988
10 | 31 | 14 | 786.4356
10 | 31 | 15 | 546.4428
10 | 31 | 16 | 386.0172
10 | 31 | 17 | 171.306
10 | 31 | 18 | 7.53
10 | 31 | 19 | 0
10 | 31 | 20 | 0
10 | 31 | 21 | 0
10 | 31 | 22 | 0
10 | 31 | 23 | 0
11 | 1 | 0 | 0
11 | 1 | 1 | 0
11 | 1 | 2 | 0
11 | 1 | 3 | 0
11 | 1 | 4 | 0
11 | 1 | 5 | 0
11 | 1 | 6 | 0
11 | 1 | 7 | 0
11 | 1 | 8 | 60.9072
11 | 1 | 9 | 318.0444
11 | 1 | 10 | 555.5724
11 | 1 | 11 | 714.6456
11 | 1 | 12 | 803.6052
11 | 1 | 13 | 825.8244
11 | 1 | 14 | 763.6212
11 | 1 | 15 | 664.8696
11 | 1 | 16 | 504.8868
11 | 1 | 17 | 271.656
11 | 1 | 18 | 44.5824
11 | 1 | 19 | 0
11 | 1 | 20 | 0
11 | 1 | 21 | 0
11 | 1 | 22 | 0
11 | 1 | 23 | 0
11 | 2 | 0 | 0
11 | 2 | 1 | 0
11 | 2 | 2 | 0
11 | 2 | 3 | 0
11 | 2 | 4 | 0
11 | 2 | 5 | 0
11 | 2 | 6 | 0
11 | 2 | 7 | 0
11 | 2 | 8 | 70.506
11 | 2 | 9 | 321.1608
11 | 2 | 10 | 549.0492
11 | 2 | 11 | 696.8928
11 | 2 | 12 | 775.0704
11 | 2 | 13 | 795.7524
11 | 2 | 14 | 755.8008
11 | 2 | 15 | 657.3012
11 | 2 | 16 | 498.3588
11 | 2 | 17 | 266.844
11 | 2 | 18 | 40.2648
11 | 2 | 19 | 0
11 | 2 | 20 | 0
11 | 2 | 21 | 0
11 | 2 | 22 | 0
11 | 2 | 23 | 0
11 | 3 | 0 | 0
11 | 3 | 1 | 0
11 | 3 | 2 | 0
11 | 3 | 3 | 0
11 | 3 | 4 | 0
11 | 3 | 5 | 0
11 | 3 | 6 | 0
11 | 3 | 7 | 13.26
11 | 3 | 8 | 216.1992
11 | 3 | 9 | 306.7152
11 | 3 | 10 | 547.1808
11 | 3 | 11 | 76.9164
11 | 3 | 12 | 764.9592
11 | 3 | 13 | 728.6952
11 | 3 | 14 | 628.8636
11 | 3 | 15 | 459.378
11 | 3 | 16 | 232.398
11 | 3 | 17 | 18.5844
11 | 3 | 18 | 0
11 | 3 | 19 | 0
11 | 3 | 20 | 0
11 | 3 | 21 | 0
11 | 3 | 22 | 0
11 | 3 | 23 | 0
11 | 4 | 0 | 0
11 | 4 | 1 | 0
11 | 4 | 2 | 0
11 | 4 | 3 | 0
11 | 4 | 4 | 0
11 | 4 | 5 | 0
11 | 4 | 6 | 0
11 | 4 | 7 | 55.0884
11 | 4 | 8 | 296.9508
11 | 4 | 9 | 525.7044
11 | 4 | 10 | 688.7892
11 | 4 | 11 | 785.628
11 | 4 | 12 | 814.8504
11 | 4 | 13 | 781.0104
11 | 4 | 14 | 675.3348
11 | 4 | 15 | 500.2092
11 | 4 | 16 | 261.7776
11 | 4 | 17 | 30.282
11 | 4 | 18 | 0
11 | 4 | 19 | 0
11 | 4 | 20 | 0
11 | 4 | 21 | 0
11 | 4 | 22 | 0
11 | 4 | 23 | 0
11 | 5 | 0 | 0
11 | 5 | 1 | 0
11 | 5 | 2 | 0
11 | 5 | 3 | 0
11 | 5 | 4 | 0
11 | 5 | 5 | 0
11 | 5 | 6 | 0
11 | 5 | 7 | 24.3684
11 | 5 | 8 | 231.3324
11 | 5 | 9 | 104.2248
11 | 5 | 10 | 588.9768
11 | 5 | 11 | 677.3496
11 | 5 | 12 | 450.3012
11 | 5 | 13 | 623.9952
11 | 5 | 14 | 58.0128
11 | 5 | 15 | 0
11 | 5 | 16 | 112.2528
11 | 5 | 17 | 0
11 | 5 | 18 | 0
11 | 5 | 19 | 0
11 | 5 | 20 | 0
11 | 5 | 21 | 0
11 | 5 | 22 | 0
11 | 5 | 23 | 0
11 | 6 | 0 | 0
11 | 6 | 1 | 0
11 | 6 | 2 | 0
11 | 6 | 3 | 0
11 | 6 | 4 | 0
11 | 6 | 5 | 0
11 | 6 | 6 | 0
11 | 6 | 7 | 64.5264
11 | 6 | 8 | 316.8456
11 | 6 | 9 | 558.1296
11 | 6 | 10 | 730.7664
11 | 6 | 11 | 827.9784
11 | 6 | 12 | 853.4652
11 | 6 | 13 | 806.694
11 | 6 | 14 | 689.4384
11 | 6 | 15 | 514.8852
11 | 6 | 16 | 270.1008
11 | 6 | 17 | 0
11 | 6 | 18 | 0
11 | 6 | 19 | 0
11 | 6 | 20 | 0
11 | 6 | 21 | 0
11 | 6 | 22 | 0
11 | 6 | 23 | 0
11 | 7 | 0 | 0
11 | 7 | 1 | 0
11 | 7 | 2 | 0
11 | 7 | 3 | 0
11 | 7 | 4 | 0
11 | 7 | 5 | 0
11 | 7 | 6 | 0
11 | 7 | 7 | 51.0336
11 | 7 | 8 | 301.8588
11 | 7 | 9 | 535.1232
11 | 7 | 10 | 559.788
11 | 7 | 11 | 640.8084
11 | 7 | 12 | 797.9712
11 | 7 | 13 | 769.7124
11 | 7 | 14 | 647.9088
11 | 7 | 15 | 480.3864
11 | 7 | 16 | 161.5728
11 | 7 | 17 | 0
11 | 7 | 18 | 0
11 | 7 | 19 | 0
11 | 7 | 20 | 0
11 | 7 | 21 | 0
11 | 7 | 22 | 0
11 | 7 | 23 | 0
11 | 8 | 0 | 0
11 | 8 | 1 | 0
11 | 8 | 2 | 0
11 | 8 | 3 | 0
11 | 8 | 4 | 0
11 | 8 | 5 | 0
11 | 8 | 6 | 0
11 | 8 | 7 | 0
11 | 8 | 8 | 41.802
11 | 8 | 9 | 199.0968
11 | 8 | 10 | 258.2472
11 | 8 | 11 | 448.4376
11 | 8 | 12 | 537.996
11 | 8 | 13 | 740.0352
11 | 8 | 14 | 403.3068
11 | 8 | 15 | 311.1156
11 | 8 | 16 | 163.4892
11 | 8 | 17 | 0
11 | 8 | 18 | 0
11 | 8 | 19 | 0
11 | 8 | 20 | 0
11 | 8 | 21 | 0
11 | 8 | 22 | 0
11 | 8 | 23 | 0
11 | 9 | 0 | 0
11 | 9 | 1 | 0
11 | 9 | 2 | 0
11 | 9 | 3 | 0
11 | 9 | 4 | 0
11 | 9 | 5 | 0
11 | 9 | 6 | 0
11 | 9 | 7 | 0
11 | 9 | 8 | 53.7444
11 | 9 | 9 | 146.7672
11 | 9 | 10 | 368.9988
11 | 9 | 11 | 216.27
11 | 9 | 12 | 762.1428
11 | 9 | 13 | 719.2872
11 | 9 | 14 | 628.1052
11 | 9 | 15 | 457.254
11 | 9 | 16 | 228.3912
11 | 9 | 17 | 0
11 | 9 | 18 | 0
11 | 9 | 19 | 0
11 | 9 | 20 | 0
11 | 9 | 21 | 0
11 | 9 | 22 | 0
11 | 9 | 23 | 0
11 | 10 | 0 | 0
11 | 10 | 1 | 0
11 | 10 | 2 | 0
11 | 10 | 3 | 0
11 | 10 | 4 | 0
11 | 10 | 5 | 0
11 | 10 | 6 | 0
11 | 10 | 7 | 25.2804
11 | 10 | 8 | 257.064
11 | 10 | 9 | 482.5812
11 | 10 | 10 | 503.322
11 | 10 | 11 | 576.1008
11 | 10 | 12 | 663.87
11 | 10 | 13 | 587.8992
11 | 10 | 14 | 540.594
11 | 10 | 15 | 425.0592
11 | 10 | 16 | 209.9016
11 | 10 | 17 | 0
11 | 10 | 18 | 0
11 | 10 | 19 | 0
11 | 10 | 20 | 0
11 | 10 | 21 | 0
11 | 10 | 22 | 0
11 | 10 | 23 | 0
11 | 11 | 0 | 0
11 | 11 | 1 | 0
11 | 11 | 2 | 0
11 | 11 | 3 | 0
11 | 11 | 4 | 0
11 | 11 | 5 | 0
11 | 11 | 6 | 0
11 | 11 | 7 | 20.9388
11 | 11 | 8 | 242.838
11 | 11 | 9 | 451.2492
11 | 11 | 10 | 609.8136
11 | 11 | 11 | 418.4568
11 | 11 | 12 | 325.6908
11 | 11 | 13 | 307.9068
11 | 11 | 14 | 45.132
11 | 11 | 15 | 193.032
11 | 11 | 16 | 66.954
11 | 11 | 17 | 0
11 | 11 | 18 | 0
11 | 11 | 19 | 0
11 | 11 | 20 | 0
11 | 11 | 21 | 0
11 | 11 | 22 | 0
11 | 11 | 23 | 0
11 | 12 | 0 | 0
11 | 12 | 1 | 0
11 | 12 | 2 | 0
11 | 12 | 3 | 0
11 | 12 | 4 | 0
11 | 12 | 5 | 0
11 | 12 | 6 | 0
11 | 12 | 7 | 0
11 | 12 | 8 | 216.0996
11 | 12 | 9 | 434.0868
11 | 12 | 10 | 593.2476
11 | 12 | 11 | 498.9744
11 | 12 | 12 | 417.8676
11 | 12 | 13 | 397.2408
11 | 12 | 14 | 399.4224
11 | 12 | 15 | 97.8432
11 | 12 | 16 | 56.6832
11 | 12 | 17 | 0
11 | 12 | 18 | 0
11 | 12 | 19 | 0
11 | 12 | 20 | 0
11 | 12 | 21 | 0
11 | 12 | 22 | 0
11 | 12 | 23 | 0
11 | 13 | 0 | 0
11 | 13 | 1 | 0
11 | 13 | 2 | 0
11 | 13 | 3 | 0
11 | 13 | 4 | 0
11 | 13 | 5 | 0
11 | 13 | 6 | 0
11 | 13 | 7 | 0
11 | 13 | 8 | 4.2816
11 | 13 | 9 | 13.4484
11 | 13 | 10 | 22.4052
11 | 13 | 11 | 167.9652
11 | 13 | 12 | 121.7748
11 | 13 | 13 | 200.952
11 | 13 | 14 | 78.348
11 | 13 | 15 | 68.4084
11 | 13 | 16 | 169.4916
11 | 13 | 17 | 0
11 | 13 | 18 | 0
11 | 13 | 19 | 0
11 | 13 | 20 | 0
11 | 13 | 21 | 0
11 | 13 | 22 | 0
11 | 13 | 23 | 0
11 | 14 | 0 | 0
11 | 14 | 1 | 0
11 | 14 | 2 | 0
11 | 14 | 3 | 0
11 | 14 | 4 | 0
11 | 14 | 5 | 0
11 | 14 | 6 | 0
11 | 14 | 7 | 0
11 | 14 | 8 | 32.1576
11 | 14 | 9 | 77.6616
11 | 14 | 10 | 114.6012
11 | 14 | 11 | 139.2492
11 | 14 | 12 | 21.4824
11 | 14 | 13 | 85.308
11 | 14 | 14 | 300.6432
11 | 14 | 15 | 163.6692
11 | 14 | 16 | 0
11 | 14 | 17 | 0
11 | 14 | 18 | 0
11 | 14 | 19 | 0
11 | 14 | 20 | 0
11 | 14 | 21 | 0
11 | 14 | 22 | 0
11 | 14 | 23 | 0
11 | 15 | 0 | 0
11 | 15 | 1 | 0
11 | 15 | 2 | 0
11 | 15 | 3 | 0
11 | 15 | 4 | 0
11 | 15 | 5 | 0
11 | 15 | 6 | 0
11 | 15 | 7 | 0
11 | 15 | 8 | 59.4264
11 | 15 | 9 | 323.6952
11 | 15 | 10 | 165.222
11 | 15 | 11 | 132.192
11 | 15 | 12 | 76.8228
11 | 15 | 13 | 152.958
11 | 15 | 14 | 117.1476
11 | 15 | 15 | 85.8972
11 | 15 | 16 | 30.96
11 | 15 | 17 | 0
11 | 15 | 18 | 0
11 | 15 | 19 | 0
11 | 15 | 20 | 0
11 | 15 | 21 | 0
11 | 15 | 22 | 0
11 | 15 | 23 | 0
11 | 16 | 0 | 0
11 | 16 | 1 | 0
11 | 16 | 2 | 0
11 | 16 | 3 | 0
11 | 16 | 4 | 0
11 | 16 | 5 | 0
11 | 16 | 6 | 0
11 | 16 | 7 | 0
11 | 16 | 8 | 172.1652
11 | 16 | 9 | 475.8804
11 | 16 | 10 | 643.0152
11 | 16 | 11 | 519.3468
11 | 16 | 12 | 497.2536
11 | 16 | 13 | 393.1788
11 | 16 | 14 | 386.8176
11 | 16 | 15 | 161.5152
11 | 16 | 16 | 232.926
11 | 16 | 17 | 0
11 | 16 | 18 | 0
11 | 16 | 19 | 0
11 | 16 | 20 | 0
11 | 16 | 21 | 0
11 | 16 | 22 | 0
11 | 16 | 23 | 0
11 | 17 | 0 | 0
11 | 17 | 1 | 0
11 | 17 | 2 | 0
11 | 17 | 3 | 0
11 | 17 | 4 | 0
11 | 17 | 5 | 0
11 | 17 | 6 | 0
11 | 17 | 7 | 0
11 | 17 | 8 | 229.5144
11 | 17 | 9 | 474.7596
11 | 17 | 10 | 636.0312
11 | 17 | 11 | 661.4328
11 | 17 | 12 | 598.7364
11 | 17 | 13 | 601.3272
11 | 17 | 14 | 607.7244
11 | 17 | 15 | 430.0392
11 | 17 | 16 | 209.3484
11 | 17 | 17 | 0
11 | 17 | 18 | 0
11 | 17 | 19 | 0
11 | 17 | 20 | 0
11 | 17 | 21 | 0
11 | 17 | 22 | 0
11 | 17 | 23 | 0
11 | 18 | 0 | 0
11 | 18 | 1 | 0
11 | 18 | 2 | 0
11 | 18 | 3 | 0
11 | 18 | 4 | 0
11 | 18 | 5 | 0
11 | 18 | 6 | 0
11 | 18 | 7 | 0
11 | 18 | 8 | 219.0648
11 | 18 | 9 | 239.4888
11 | 18 | 10 | 178.6032
11 | 18 | 11 | 526.3272
11 | 18 | 12 | 725.1228
11 | 18 | 13 | 679.2612
11 | 18 | 14 | 446.19
11 | 18 | 15 | 375.8184
11 | 18 | 16 | 149.5896
11 | 18 | 17 | 0
11 | 18 | 18 | 0
11 | 18 | 19 | 0
11 | 18 | 20 | 0
11 | 18 | 21 | 0
11 | 18 | 22 | 0
11 | 18 | 23 | 0
11 | 19 | 0 | 0
11 | 19 | 1 | 0
11 | 19 | 2 | 0
11 | 19 | 3 | 0
11 | 19 | 4 | 0
11 | 19 | 5 | 0
11 | 19 | 6 | 0
11 | 19 | 7 | 0
11 | 19 | 8 | 13.8432
11 | 19 | 9 | 134.7612
11 | 19 | 10 | 144.558
11 | 19 | 11 | 198.8148
11 | 19 | 12 | 150.7464
11 | 19 | 13 | 126.1032
11 | 19 | 14 | 113.9508
11 | 19 | 15 | 82.02
11 | 19 | 16 | 40.6992
11 | 19 | 17 | 0
11 | 19 | 18 | 0
11 | 19 | 19 | 0
11 | 19 | 20 | 0
11 | 19 | 21 | 0
11 | 19 | 22 | 0
11 | 19 | 23 | 0
11 | 20 | 0 | 0
11 | 20 | 1 | 0
11 | 20 | 2 | 0
11 | 20 | 3 | 0
11 | 20 | 4 | 0
11 | 20 | 5 | 0
11 | 20 | 6 | 0
11 | 20 | 7 | 0
11 | 20 | 8 | 44.604
11 | 20 | 9 | 118.0236
11 | 20 | 10 | 176.2836
11 | 20 | 11 | 675.858
11 | 20 | 12 | 696.8784
11 | 20 | 13 | 658.56
11 | 20 | 14 | 557.3016
11 | 20 | 15 | 389.4048
11 | 20 | 16 | 172.5156
11 | 20 | 17 | 0
11 | 20 | 18 | 0
11 | 20 | 19 | 0
11 | 20 | 20 | 0
11 | 20 | 21 | 0
11 | 20 | 22 | 0
11 | 20 | 23 | 0
11 | 21 | 0 | 0
11 | 21 | 1 | 0
11 | 21 | 2 | 0
11 | 21 | 3 | 0
11 | 21 | 4 | 0
11 | 21 | 5 | 0
11 | 21 | 6 | 0
11 | 21 | 7 | 0
11 | 21 | 8 | 0
11 | 21 | 9 | 313.5684
11 | 21 | 10 | 10.9008
11 | 21 | 11 | 89.2668
11 | 21 | 12 | 70.8936
11 | 21 | 13 | 77.856
11 | 21 | 14 | 17.874
11 | 21 | 15 | 63.4848
11 | 21 | 16 | 0
11 | 21 | 17 | 0
11 | 21 | 18 | 0
11 | 21 | 19 | 0
11 | 21 | 20 | 0
11 | 21 | 21 | 0
11 | 21 | 22 | 0
11 | 21 | 23 | 0
11 | 22 | 0 | 0
11 | 22 | 1 | 0
11 | 22 | 2 | 0
11 | 22 | 3 | 0
11 | 22 | 4 | 0
11 | 22 | 5 | 0
11 | 22 | 6 | 0
11 | 22 | 7 | 0
11 | 22 | 8 | 191.5116
11 | 22 | 9 | 67.1148
11 | 22 | 10 | 62.2392
11 | 22 | 11 | 150.0528
11 | 22 | 12 | 124.968
11 | 22 | 13 | 66.7716
11 | 22 | 14 | 238.4196
11 | 22 | 15 | 114.4764
11 | 22 | 16 | 34.4604
11 | 22 | 17 | 0
11 | 22 | 18 | 0
11 | 22 | 19 | 0
11 | 22 | 20 | 0
11 | 22 | 21 | 0
11 | 22 | 22 | 0
11 | 22 | 23 | 0
11 | 23 | 0 | 0
11 | 23 | 1 | 0
11 | 23 | 2 | 0
11 | 23 | 3 | 0
11 | 23 | 4 | 0
11 | 23 | 5 | 0
11 | 23 | 6 | 0
11 | 23 | 7 | 0
11 | 23 | 8 | 232.7304
11 | 23 | 9 | 270.4152
11 | 23 | 10 | 668.5128
11 | 23 | 11 | 749.532
11 | 23 | 12 | 775.2168
11 | 23 | 13 | 730.338
11 | 23 | 14 | 605.8452
11 | 23 | 15 | 442.9968
11 | 23 | 16 | 212.2428
11 | 23 | 17 | 0
11 | 23 | 18 | 0
11 | 23 | 19 | 0
11 | 23 | 20 | 0
11 | 23 | 21 | 0
11 | 23 | 22 | 0
11 | 23 | 23 | 0
11 | 24 | 0 | 0
11 | 24 | 1 | 0
11 | 24 | 2 | 0
11 | 24 | 3 | 0
11 | 24 | 4 | 0
11 | 24 | 5 | 0
11 | 24 | 6 | 0
11 | 24 | 7 | 0
11 | 24 | 8 | 68.9136
11 | 24 | 9 | 93.3876
11 | 24 | 10 | 294.2844
11 | 24 | 11 | 337.962
11 | 24 | 12 | 303.3324
11 | 24 | 13 | 83.73
11 | 24 | 14 | 410.1228
11 | 24 | 15 | 292.4256
11 | 24 | 16 | 161.8152
11 | 24 | 17 | 0
11 | 24 | 18 | 0
11 | 24 | 19 | 0
11 | 24 | 20 | 0
11 | 24 | 21 | 0
11 | 24 | 22 | 0
11 | 24 | 23 | 0
11 | 25 | 0 | 0
11 | 25 | 1 | 0
11 | 25 | 2 | 0
11 | 25 | 3 | 0
11 | 25 | 4 | 0
11 | 25 | 5 | 0
11 | 25 | 6 | 0
11 | 25 | 7 | 0
11 | 25 | 8 | 35.3928
11 | 25 | 9 | 57.6684
11 | 25 | 10 | 416.4996
11 | 25 | 11 | 375.2184
11 | 25 | 12 | 38.1336
11 | 25 | 13 | 108.4476
11 | 25 | 14 | 215.2776
11 | 25 | 15 | 95.6592
11 | 25 | 16 | 35.3664
11 | 25 | 17 | 0
11 | 25 | 18 | 0
11 | 25 | 19 | 0
11 | 25 | 20 | 0
11 | 25 | 21 | 0
11 | 25 | 22 | 0
11 | 25 | 23 | 0
11 | 26 | 0 | 0
11 | 26 | 1 | 0
11 | 26 | 2 | 0
11 | 26 | 3 | 0
11 | 26 | 4 | 0
11 | 26 | 5 | 0
11 | 26 | 6 | 0
11 | 26 | 7 | 0
11 | 26 | 8 | 1.2936
11 | 26 | 9 | 44.9676
11 | 26 | 10 | 216.162
11 | 26 | 11 | 78.4596
11 | 26 | 12 | 38.8548
11 | 26 | 13 | 17.3544
11 | 26 | 14 | 115.2744
11 | 26 | 15 | 33.7008
11 | 26 | 16 | 14.5356
11 | 26 | 17 | 0
11 | 26 | 18 | 0
11 | 26 | 19 | 0
11 | 26 | 20 | 0
11 | 26 | 21 | 0
11 | 26 | 22 | 0
11 | 26 | 23 | 0
11 | 27 | 0 | 0
11 | 27 | 1 | 0
11 | 27 | 2 | 0
11 | 27 | 3 | 0
11 | 27 | 4 | 0
11 | 27 | 5 | 0
11 | 27 | 6 | 0
11 | 27 | 7 | 0
11 | 27 | 8 | 218.7828
11 | 27 | 9 | 465.6636
11 | 27 | 10 | 635.6112
11 | 27 | 11 | 732.582
11 | 27 | 12 | 761.664
11 | 27 | 13 | 729.834
11 | 27 | 14 | 624.0324
11 | 27 | 15 | 444.912
11 | 27 | 16 | 212.1624
11 | 27 | 17 | 0
11 | 27 | 18 | 0
11 | 27 | 19 | 0
11 | 27 | 20 | 0
11 | 27 | 21 | 0
11 | 27 | 22 | 0
11 | 27 | 23 | 0
11 | 28 | 0 | 0
11 | 28 | 1 | 0
11 | 28 | 2 | 0
11 | 28 | 3 | 0
11 | 28 | 4 | 0
11 | 28 | 5 | 0
11 | 28 | 6 | 0
11 | 28 | 7 | 0
11 | 28 | 8 | 100.1808
11 | 28 | 9 | 458.7444
11 | 28 | 10 | 623.9736
11 | 28 | 11 | 708.0012
11 | 28 | 12 | 571.1652
11 | 28 | 13 | 390.0972
11 | 28 | 14 | 318.6144
11 | 28 | 15 | 265.32
11 | 28 | 16 | 79.7892
11 | 28 | 17 | 0
11 | 28 | 18 | 0
11 | 28 | 19 | 0
11 | 28 | 20 | 0
11 | 28 | 21 | 0
11 | 28 | 22 | 0
11 | 28 | 23 | 0
11 | 29 | 0 | 0
11 | 29 | 1 | 0
11 | 29 | 2 | 0
11 | 29 | 3 | 0
11 | 29 | 4 | 0
11 | 29 | 5 | 0
11 | 29 | 6 | 0
11 | 29 | 7 | 0
11 | 29 | 8 | 225.5592
11 | 29 | 9 | 484.5312
11 | 29 | 10 | 662.0196
11 | 29 | 11 | 768.2376
11 | 29 | 12 | 787.566
11 | 29 | 13 | 748.4352
11 | 29 | 14 | 644.0064
11 | 29 | 15 | 464.9664
11 | 29 | 16 | 224.9808
11 | 29 | 17 | 0
11 | 29 | 18 | 0
11 | 29 | 19 | 0
11 | 29 | 20 | 0
11 | 29 | 21 | 0
11 | 29 | 22 | 0
11 | 29 | 23 | 0
11 | 30 | 0 | 0
11 | 30 | 1 | 0
11 | 30 | 2 | 0
11 | 30 | 3 | 0
11 | 30 | 4 | 0
11 | 30 | 5 | 0
11 | 30 | 6 | 0
11 | 30 | 7 | 0
11 | 30 | 8 | 212.31
11 | 30 | 9 | 457.9224
11 | 30 | 10 | 622.5552
11 | 30 | 11 | 731.9004
11 | 30 | 12 | 761.8944
11 | 30 | 13 | 720.24
11 | 30 | 14 | 503.7708
11 | 30 | 15 | 339.2544
11 | 30 | 16 | 57.87
11 | 30 | 17 | 0
11 | 30 | 18 | 0
11 | 30 | 19 | 0
11 | 30 | 20 | 0
11 | 30 | 21 | 0
11 | 30 | 22 | 0
11 | 30 | 23 | 0
12 | 1 | 0 | 0
12 | 1 | 1 | 0
12 | 1 | 2 | 0
12 | 1 | 3 | 0
12 | 1 | 4 | 0
12 | 1 | 5 | 0
12 | 1 | 6 | 0
12 | 1 | 7 | 0
12 | 1 | 8 | 52.7328
12 | 1 | 9 | 162.9564
12 | 1 | 10 | 252.96
12 | 1 | 11 | 634.3308
12 | 1 | 12 | 668.5848
12 | 1 | 13 | 654.6444
12 | 1 | 14 | 539.9616
12 | 1 | 15 | 371.628
12 | 1 | 16 | 161.7588
12 | 1 | 17 | 0
12 | 1 | 18 | 0
12 | 1 | 19 | 0
12 | 1 | 20 | 0
12 | 1 | 21 | 0
12 | 1 | 22 | 0
12 | 1 | 23 | 0
12 | 2 | 0 | 0
12 | 2 | 1 | 0
12 | 2 | 2 | 0
12 | 2 | 3 | 0
12 | 2 | 4 | 0
12 | 2 | 5 | 0
12 | 2 | 6 | 0
12 | 2 | 7 | 0
12 | 2 | 8 | 149.1516
12 | 2 | 9 | 152.9868
12 | 2 | 10 | 167.7732
12 | 2 | 11 | 642.0228
12 | 2 | 12 | 453.8148
12 | 2 | 13 | 495.5172
12 | 2 | 14 | 355.7508
12 | 2 | 15 | 252.3048
12 | 2 | 16 | 60.8736
12 | 2 | 17 | 0
12 | 2 | 18 | 0
12 | 2 | 19 | 0
12 | 2 | 20 | 0
12 | 2 | 21 | 0
12 | 2 | 22 | 0
12 | 2 | 23 | 0
12 | 3 | 0 | 0
12 | 3 | 1 | 0
12 | 3 | 2 | 0
12 | 3 | 3 | 0
12 | 3 | 4 | 0
12 | 3 | 5 | 0
12 | 3 | 6 | 0
12 | 3 | 7 | 0
12 | 3 | 8 | 22.5684
12 | 3 | 9 | 73.7016
12 | 3 | 10 | 121.2108
12 | 3 | 11 | 287.4756
12 | 3 | 12 | 388.3044
12 | 3 | 13 | 373.1472
12 | 3 | 14 | 188.9808
12 | 3 | 15 | 110.9688
12 | 3 | 16 | 55.8168
12 | 3 | 17 | 0
12 | 3 | 18 | 0
12 | 3 | 19 | 0
12 | 3 | 20 | 0
12 | 3 | 21 | 0
12 | 3 | 22 | 0
12 | 3 | 23 | 0
12 | 4 | 0 | 0
12 | 4 | 1 | 0
12 | 4 | 2 | 0
12 | 4 | 3 | 0
12 | 4 | 4 | 0
12 | 4 | 5 | 0
12 | 4 | 6 | 0
12 | 4 | 7 | 0
12 | 4 | 8 | 17.8392
12 | 4 | 9 | 1.092
12 | 4 | 10 | 132.9876
12 | 4 | 11 | 222.2976
12 | 4 | 12 | 248.8728
12 | 4 | 13 | 297.5268
12 | 4 | 14 | 320.8272
12 | 4 | 15 | 141.9384
12 | 4 | 16 | 39.9552
12 | 4 | 17 | 0
12 | 4 | 18 | 0
12 | 4 | 19 | 0
12 | 4 | 20 | 0
12 | 4 | 21 | 0
12 | 4 | 22 | 0
12 | 4 | 23 | 0
12 | 5 | 0 | 0
12 | 5 | 1 | 0
12 | 5 | 2 | 0
12 | 5 | 3 | 0
12 | 5 | 4 | 0
12 | 5 | 5 | 0
12 | 5 | 6 | 0
12 | 5 | 7 | 0
12 | 5 | 8 | 15.8076
12 | 5 | 9 | 26.3064
12 | 5 | 10 | 118.8588
12 | 5 | 11 | 162.534
12 | 5 | 12 | 57.9708
12 | 5 | 13 | 208.4508
12 | 5 | 14 | 58.4604
12 | 5 | 15 | 5.6568
12 | 5 | 16 | 39.5616
12 | 5 | 17 | 0
12 | 5 | 18 | 0
12 | 5 | 19 | 0
12 | 5 | 20 | 0
12 | 5 | 21 | 0
12 | 5 | 22 | 0
12 | 5 | 23 | 0
12 | 6 | 0 | 0
12 | 6 | 1 | 0
12 | 6 | 2 | 0
12 | 6 | 3 | 0
12 | 6 | 4 | 0
12 | 6 | 5 | 0
12 | 6 | 6 | 0
12 | 6 | 7 | 0
12 | 6 | 8 | 0.4176
12 | 6 | 9 | 7.9704
12 | 6 | 10 | 86.3832
12 | 6 | 11 | 15.5436
12 | 6 | 12 | 96.7728
12 | 6 | 13 | 45.7356
12 | 6 | 14 | 31.752
12 | 6 | 15 | 29.6208
12 | 6 | 16 | 4.77
12 | 6 | 17 | 0
12 | 6 | 18 | 0
12 | 6 | 19 | 0
12 | 6 | 20 | 0
12 | 6 | 21 | 0
12 | 6 | 22 | 0
12 | 6 | 23 | 0
12 | 7 | 0 | 0
12 | 7 | 1 | 0
12 | 7 | 2 | 0
12 | 7 | 3 | 0
12 | 7 | 4 | 0
12 | 7 | 5 | 0
12 | 7 | 6 | 0
12 | 7 | 7 | 0
12 | 7 | 8 | 191.2692
12 | 7 | 9 | 369.6936
12 | 7 | 10 | 373.6224
12 | 7 | 11 | 650.7264
12 | 7 | 12 | 808.4568
12 | 7 | 13 | 463.7832
12 | 7 | 14 | 383.406
12 | 7 | 15 | 138.0228
12 | 7 | 16 | 183.8232
12 | 7 | 17 | 0
12 | 7 | 18 | 0
12 | 7 | 19 | 0
12 | 7 | 20 | 0
12 | 7 | 21 | 0
12 | 7 | 22 | 0
12 | 7 | 23 | 0
12 | 8 | 0 | 0
12 | 8 | 1 | 0
12 | 8 | 2 | 0
12 | 8 | 3 | 0
12 | 8 | 4 | 0
12 | 8 | 5 | 0
12 | 8 | 6 | 0
12 | 8 | 7 | 0
12 | 8 | 8 | 24.9864
12 | 8 | 9 | 14.742
12 | 8 | 10 | 31.032
12 | 8 | 11 | 114.6384
12 | 8 | 12 | 210.252
12 | 8 | 13 | 671.0256
12 | 8 | 14 | 550.1316
12 | 8 | 15 | 366.9456
12 | 8 | 16 | 142.4556
12 | 8 | 17 | 0
12 | 8 | 18 | 0
12 | 8 | 19 | 0
12 | 8 | 20 | 0
12 | 8 | 21 | 0
12 | 8 | 22 | 0
12 | 8 | 23 | 0
12 | 9 | 0 | 0
12 | 9 | 1 | 0
12 | 9 | 2 | 0
12 | 9 | 3 | 0
12 | 9 | 4 | 0
12 | 9 | 5 | 0
12 | 9 | 6 | 0
12 | 9 | 7 | 0
12 | 9 | 8 | 146.2956
12 | 9 | 9 | 66.7788
12 | 9 | 10 | 66.4728
12 | 9 | 11 | 83.3904
12 | 9 | 12 | 135.5904
12 | 9 | 13 | 184.044
12 | 9 | 14 | 99
12 | 9 | 15 | 95.0136
12 | 9 | 16 | 190.2516
12 | 9 | 17 | 0
12 | 9 | 18 | 0
12 | 9 | 19 | 0
12 | 9 | 20 | 0
12 | 9 | 21 | 0
12 | 9 | 22 | 0
12 | 9 | 23 | 0
12 | 10 | 0 | 0
12 | 10 | 1 | 0
12 | 10 | 2 | 0
12 | 10 | 3 | 0
12 | 10 | 4 | 0
12 | 10 | 5 | 0
12 | 10 | 6 | 0
12 | 10 | 7 | 0
12 | 10 | 8 | 151.9032
12 | 10 | 9 | 438.4824
12 | 10 | 10 | 404.9748
12 | 10 | 11 | 784.7556
12 | 10 | 12 | 821.2044
12 | 10 | 13 | 782.16
12 | 10 | 14 | 670.1556
12 | 10 | 15 | 484.1904
12 | 10 | 16 | 225.2712
12 | 10 | 17 | 0
12 | 10 | 18 | 0
12 | 10 | 19 | 0
12 | 10 | 20 | 0
12 | 10 | 21 | 0
12 | 10 | 22 | 0
12 | 10 | 23 | 0
12 | 11 | 0 | 0
12 | 11 | 1 | 0
12 | 11 | 2 | 0
12 | 11 | 3 | 0
12 | 11 | 4 | 0
12 | 11 | 5 | 0
12 | 11 | 6 | 0
12 | 11 | 7 | 0
12 | 11 | 8 | 169.3068
12 | 11 | 9 | 436.3836
12 | 11 | 10 | 627.6312
12 | 11 | 11 | 738.8076
12 | 11 | 12 | 787.9776
12 | 11 | 13 | 745.2456
12 | 11 | 14 | 641.13
12 | 11 | 15 | 456.8112
12 | 11 | 16 | 202.6896
12 | 11 | 17 | 0
12 | 11 | 18 | 0
12 | 11 | 19 | 0
12 | 11 | 20 | 0
12 | 11 | 21 | 0
12 | 11 | 22 | 0
12 | 11 | 23 | 0
12 | 12 | 0 | 0
12 | 12 | 1 | 0
12 | 12 | 2 | 0
12 | 12 | 3 | 0
12 | 12 | 4 | 0
12 | 12 | 5 | 0
12 | 12 | 6 | 0
12 | 12 | 7 | 0
12 | 12 | 8 | 188.0736
12 | 12 | 9 | 449.4972
12 | 12 | 10 | 648.1956
12 | 12 | 11 | 757.2888
12 | 12 | 12 | 789.5868
12 | 12 | 13 | 765.6996
12 | 12 | 14 | 654.1692
12 | 12 | 15 | 464.9928
12 | 12 | 16 | 218.7576
12 | 12 | 17 | 0
12 | 12 | 18 | 0
12 | 12 | 19 | 0
12 | 12 | 20 | 0
12 | 12 | 21 | 0
12 | 12 | 22 | 0
12 | 12 | 23 | 0
12 | 13 | 0 | 0
12 | 13 | 1 | 0
12 | 13 | 2 | 0
12 | 13 | 3 | 0
12 | 13 | 4 | 0
12 | 13 | 5 | 0
12 | 13 | 6 | 0
12 | 13 | 7 | 0
12 | 13 | 8 | 155.6784
12 | 13 | 9 | 419.0544
12 | 13 | 10 | 624.2688
12 | 13 | 11 | 617.4036
12 | 13 | 12 | 552.6648
12 | 13 | 13 | 631.5612
12 | 13 | 14 | 487.2132
12 | 13 | 15 | 136.9824
12 | 13 | 16 | 44.9376
12 | 13 | 17 | 0
12 | 13 | 18 | 0
12 | 13 | 19 | 0
12 | 13 | 20 | 0
12 | 13 | 21 | 0
12 | 13 | 22 | 0
12 | 13 | 23 | 0
12 | 14 | 0 | 0
12 | 14 | 1 | 0
12 | 14 | 2 | 0
12 | 14 | 3 | 0
12 | 14 | 4 | 0
12 | 14 | 5 | 0
12 | 14 | 6 | 0
12 | 14 | 7 | 0
12 | 14 | 8 | 27.8928
12 | 14 | 9 | 31.6248
12 | 14 | 10 | 6.8784
12 | 14 | 11 | 15.5508
12 | 14 | 12 | 51.0516
12 | 14 | 13 | 12.2832
12 | 14 | 14 | 512.5092
12 | 14 | 15 | 335.2512
12 | 14 | 16 | 132.4704
12 | 14 | 17 | 0
12 | 14 | 18 | 0
12 | 14 | 19 | 0
12 | 14 | 20 | 0
12 | 14 | 21 | 0
12 | 14 | 22 | 0
12 | 14 | 23 | 0
12 | 15 | 0 | 0
12 | 15 | 1 | 0
12 | 15 | 2 | 0
12 | 15 | 3 | 0
12 | 15 | 4 | 0
12 | 15 | 5 | 0
12 | 15 | 6 | 0
12 | 15 | 7 | 0
12 | 15 | 8 | 1.6572
12 | 15 | 9 | 20.3424
12 | 15 | 10 | 75.774
12 | 15 | 11 | 48.126
12 | 15 | 12 | 89.3172
12 | 15 | 13 | 162.0864
12 | 15 | 14 | 95.2632
12 | 15 | 15 | 126.8148
12 | 15 | 16 | 206.7312
12 | 15 | 17 | 0
12 | 15 | 18 | 0
12 | 15 | 19 | 0
12 | 15 | 20 | 0
12 | 15 | 21 | 0
12 | 15 | 22 | 0
12 | 15 | 23 | 0
12 | 16 | 0 | 0
12 | 16 | 1 | 0
12 | 16 | 2 | 0
12 | 16 | 3 | 0
12 | 16 | 4 | 0
12 | 16 | 5 | 0
12 | 16 | 6 | 0
12 | 16 | 7 | 0
12 | 16 | 8 | 12.54
12 | 16 | 9 | 114.5676
12 | 16 | 10 | 315.3768
12 | 16 | 11 | 226.638
12 | 16 | 12 | 216.1464
12 | 16 | 13 | 318.7776
12 | 16 | 14 | 588.0168
12 | 16 | 15 | 408.3432
12 | 16 | 16 | 191.4792
12 | 16 | 17 | 0
12 | 16 | 18 | 0
12 | 16 | 19 | 0
12 | 16 | 20 | 0
12 | 16 | 21 | 0
12 | 16 | 22 | 0
12 | 16 | 23 | 0
12 | 17 | 0 | 0
12 | 17 | 1 | 0
12 | 17 | 2 | 0
12 | 17 | 3 | 0
12 | 17 | 4 | 0
12 | 17 | 5 | 0
12 | 17 | 6 | 0
12 | 17 | 7 | 0
12 | 17 | 8 | 11.4252
12 | 17 | 9 | 56.2092
12 | 17 | 10 | 62.7108
12 | 17 | 11 | 113.7636
12 | 17 | 12 | 128.0364
12 | 17 | 13 | 182.3124
12 | 17 | 14 | 210.606
12 | 17 | 15 | 402.1632
12 | 17 | 16 | 180.9456
12 | 17 | 17 | 0
12 | 17 | 18 | 0
12 | 17 | 19 | 0
12 | 17 | 20 | 0
12 | 17 | 21 | 0
12 | 17 | 22 | 0
12 | 17 | 23 | 0
12 | 18 | 0 | 0
12 | 18 | 1 | 0
12 | 18 | 2 | 0
12 | 18 | 3 | 0
12 | 18 | 4 | 0
12 | 18 | 5 | 0
12 | 18 | 6 | 0
12 | 18 | 7 | 0
12 | 18 | 8 | 155.238
12 | 18 | 9 | 404.5092
12 | 18 | 10 | 594.2604
12 | 18 | 11 | 693.6204
12 | 18 | 12 | 731.2596
12 | 18 | 13 | 703.7964
12 | 18 | 14 | 616.674
12 | 18 | 15 | 457.2252
12 | 18 | 16 | 226.9044
12 | 18 | 17 | 0
12 | 18 | 18 | 0
12 | 18 | 19 | 0
12 | 18 | 20 | 0
12 | 18 | 21 | 0
12 | 18 | 22 | 0
12 | 18 | 23 | 0
12 | 19 | 0 | 0
12 | 19 | 1 | 0
12 | 19 | 2 | 0
12 | 19 | 3 | 0
12 | 19 | 4 | 0
12 | 19 | 5 | 0
12 | 19 | 6 | 0
12 | 19 | 7 | 0
12 | 19 | 8 | 88.2504
12 | 19 | 9 | 365.5752
12 | 19 | 10 | 316.5624
12 | 19 | 11 | 545.922
12 | 19 | 12 | 354.4512
12 | 19 | 13 | 425.382
12 | 19 | 14 | 284.3496
12 | 19 | 15 | 297.9948
12 | 19 | 16 | 162.822
12 | 19 | 17 | 0
12 | 19 | 18 | 0
12 | 19 | 19 | 0
12 | 19 | 20 | 0
12 | 19 | 21 | 0
12 | 19 | 22 | 0
12 | 19 | 23 | 0
12 | 20 | 0 | 0
12 | 20 | 1 | 0
12 | 20 | 2 | 0
12 | 20 | 3 | 0
12 | 20 | 4 | 0
12 | 20 | 5 | 0
12 | 20 | 6 | 0
12 | 20 | 7 | 0
12 | 20 | 8 | 51.768
12 | 20 | 9 | 27.0372
12 | 20 | 10 | 7.308
12 | 20 | 11 | 35.9868
12 | 20 | 12 | 71.3388
12 | 20 | 13 | 84.4344
12 | 20 | 14 | 118.0968
12 | 20 | 15 | 38.5776
12 | 20 | 16 | 15.276
12 | 20 | 17 | 0
12 | 20 | 18 | 0
12 | 20 | 19 | 0
12 | 20 | 20 | 0
12 | 20 | 21 | 0
12 | 20 | 22 | 0
12 | 20 | 23 | 0
12 | 21 | 0 | 0
12 | 21 | 1 | 0
12 | 21 | 2 | 0
12 | 21 | 3 | 0
12 | 21 | 4 | 0
12 | 21 | 5 | 0
12 | 21 | 6 | 0
12 | 21 | 7 | 0
12 | 21 | 8 | 0
12 | 21 | 9 | 20.1192
12 | 21 | 10 | 7.956
12 | 21 | 11 | 1.9392
12 | 21 | 12 | 69.6312
12 | 21 | 13 | 131.7456
12 | 21 | 14 | 126.7884
12 | 21 | 15 | 46.4568
12 | 21 | 16 | 26.7204
12 | 21 | 17 | 0
12 | 21 | 18 | 0
12 | 21 | 19 | 0
12 | 21 | 20 | 0
12 | 21 | 21 | 0
12 | 21 | 22 | 0
12 | 21 | 23 | 0
12 | 22 | 0 | 0
12 | 22 | 1 | 0
12 | 22 | 2 | 0
12 | 22 | 3 | 0
12 | 22 | 4 | 0
12 | 22 | 5 | 0
12 | 22 | 6 | 0
12 | 22 | 7 | 0
12 | 22 | 8 | 110.3172
12 | 22 | 9 | 345.894
12 | 22 | 10 | 373.8132
12 | 22 | 11 | 174.3336
12 | 22 | 12 | 232.2108
12 | 22 | 13 | 87.6144
12 | 22 | 14 | 87.3024
12 | 22 | 15 | 10.4796
12 | 22 | 16 | 16.8348
12 | 22 | 17 | 0
12 | 22 | 18 | 0
12 | 22 | 19 | 0
12 | 22 | 20 | 0
12 | 22 | 21 | 0
12 | 22 | 22 | 0
12 | 22 | 23 | 0
12 | 23 | 0 | 0
12 | 23 | 1 | 0
12 | 23 | 2 | 0
12 | 23 | 3 | 0
12 | 23 | 4 | 0
12 | 23 | 5 | 0
12 | 23 | 6 | 0
12 | 23 | 7 | 0
12 | 23 | 8 | 19.038
12 | 23 | 9 | 97.9068
12 | 23 | 10 | 174.7512
12 | 23 | 11 | 378.2472
12 | 23 | 12 | 403.488
12 | 23 | 13 | 389.7396
12 | 23 | 14 | 198.6948
12 | 23 | 15 | 487.8432
12 | 23 | 16 | 243.618
12 | 23 | 17 | 0
12 | 23 | 18 | 0
12 | 23 | 19 | 0
12 | 23 | 20 | 0
12 | 23 | 21 | 0
12 | 23 | 22 | 0
12 | 23 | 23 | 0
12 | 24 | 0 | 0
12 | 24 | 1 | 0
12 | 24 | 2 | 0
12 | 24 | 3 | 0
12 | 24 | 4 | 0
12 | 24 | 5 | 0
12 | 24 | 6 | 0
12 | 24 | 7 | 0
12 | 24 | 8 | 160.1052
12 | 24 | 9 | 432.5304
12 | 24 | 10 | 627.222
12 | 24 | 11 | 750.0492
12 | 24 | 12 | 794.9328
12 | 24 | 13 | 754.2564
12 | 24 | 14 | 661.632
12 | 24 | 15 | 486.7104
12 | 24 | 16 | 259.1172
12 | 24 | 17 | 0
12 | 24 | 18 | 0
12 | 24 | 19 | 0
12 | 24 | 20 | 0
12 | 24 | 21 | 0
12 | 24 | 22 | 0
12 | 24 | 23 | 0
12 | 25 | 0 | 0
12 | 25 | 1 | 0
12 | 25 | 2 | 0
12 | 25 | 3 | 0
12 | 25 | 4 | 0
12 | 25 | 5 | 0
12 | 25 | 6 | 0
12 | 25 | 7 | 0
12 | 25 | 8 | 133.3704
12 | 25 | 9 | 377.58
12 | 25 | 10 | 565.188
12 | 25 | 11 | 686.28
12 | 25 | 12 | 723.7944
12 | 25 | 13 | 670.3404
12 | 25 | 14 | 309.8292
12 | 25 | 15 | 157.6848
12 | 25 | 16 | 165.1464
12 | 25 | 17 | 0
12 | 25 | 18 | 0
12 | 25 | 19 | 0
12 | 25 | 20 | 0
12 | 25 | 21 | 0
12 | 25 | 22 | 0
12 | 25 | 23 | 0
12 | 26 | 0 | 0
12 | 26 | 1 | 0
12 | 26 | 2 | 0
12 | 26 | 3 | 0
12 | 26 | 4 | 0
12 | 26 | 5 | 0
12 | 26 | 6 | 0
12 | 26 | 7 | 0
12 | 26 | 8 | 133.8324
12 | 26 | 9 | 394.6152
12 | 26 | 10 | 590.2308
12 | 26 | 11 | 695.8296
12 | 26 | 12 | 738.0216
12 | 26 | 13 | 715.8624
12 | 26 | 14 | 627.3588
12 | 26 | 15 | 462.888
12 | 26 | 16 | 244.7628
12 | 26 | 17 | 0
12 | 26 | 18 | 0
12 | 26 | 19 | 0
12 | 26 | 20 | 0
12 | 26 | 21 | 0
12 | 26 | 22 | 0
12 | 26 | 23 | 0
12 | 27 | 0 | 0
12 | 27 | 1 | 0
12 | 27 | 2 | 0
12 | 27 | 3 | 0
12 | 27 | 4 | 0
12 | 27 | 5 | 0
12 | 27 | 6 | 0
12 | 27 | 7 | 0
12 | 27 | 8 | 130.8696
12 | 27 | 9 | 385.2384
12 | 27 | 10 | 581.4984
12 | 27 | 11 | 694.14
12 | 27 | 12 | 740.5164
12 | 27 | 13 | 717.9828
12 | 27 | 14 | 624.3036
12 | 27 | 15 | 471.9684
12 | 27 | 16 | 251.0544
12 | 27 | 17 | 0
12 | 27 | 18 | 0
12 | 27 | 19 | 0
12 | 27 | 20 | 0
12 | 27 | 21 | 0
12 | 27 | 22 | 0
12 | 27 | 23 | 0
12 | 28 | 0 | 0
12 | 28 | 1 | 0
12 | 28 | 2 | 0
12 | 28 | 3 | 0
12 | 28 | 4 | 0
12 | 28 | 5 | 0
12 | 28 | 6 | 0
12 | 28 | 7 | 0
12 | 28 | 8 | 136.1856
12 | 28 | 9 | 288.4068
12 | 28 | 10 | 437.2596
12 | 28 | 11 | 509.1468
12 | 28 | 12 | 481.068
12 | 28 | 13 | 377.2284
12 | 28 | 14 | 172.5384
12 | 28 | 15 | 65.5056
12 | 28 | 16 | 28.2828
12 | 28 | 17 | 0
12 | 28 | 18 | 0
12 | 28 | 19 | 0
12 | 28 | 20 | 0
12 | 28 | 21 | 0
12 | 28 | 22 | 0
12 | 28 | 23 | 0
12 | 29 | 0 | 0
12 | 29 | 1 | 0
12 | 29 | 2 | 0
12 | 29 | 3 | 0
12 | 29 | 4 | 0
12 | 29 | 5 | 0
12 | 29 | 6 | 0
12 | 29 | 7 | 0
12 | 29 | 8 | 15.7188
12 | 29 | 9 | 29.3988
12 | 29 | 10 | 6.7392
12 | 29 | 11 | 99.4932
12 | 29 | 12 | 725.8656
12 | 29 | 13 | 703.9116
12 | 29 | 14 | 613.9116
12 | 29 | 15 | 448.7412
12 | 29 | 16 | 209.922
12 | 29 | 17 | 0
12 | 29 | 18 | 0
12 | 29 | 19 | 0
12 | 29 | 20 | 0
12 | 29 | 21 | 0
12 | 29 | 22 | 0
12 | 29 | 23 | 0
12 | 30 | 0 | 0
12 | 30 | 1 | 0
12 | 30 | 2 | 0
12 | 30 | 3 | 0
12 | 30 | 4 | 0
12 | 30 | 5 | 0
12 | 30 | 6 | 0
12 | 30 | 7 | 0
12 | 30 | 8 | 131.5032
12 | 30 | 9 | 31.8444
12 | 30 | 10 | 58.7076
12 | 30 | 11 | 256.4856
12 | 30 | 12 | 278.9328
12 | 30 | 13 | 390.3852
12 | 30 | 14 | 677.0364
12 | 30 | 15 | 509.028
12 | 30 | 16 | 264.5088
12 | 30 | 17 | 0
12 | 30 | 18 | 0
12 | 30 | 19 | 0
12 | 30 | 20 | 0
12 | 30 | 21 | 0
12 | 30 | 22 | 0
12 | 30 | 23 | 0
12 | 31 | 0 | 0
12 | 31 | 1 | 0
12 | 31 | 2 | 0
12 | 31 | 3 | 0
12 | 31 | 4 | 0
12 | 31 | 5 | 0
12 | 31 | 6 | 0
12 | 31 | 7 | 0
12 | 31 | 8 | 130.3908
12 | 31 | 9 | 392.0928
12 | 31 | 10 | 597.0528
12 | 31 | 11 | 722.0892
12 | 31 | 12 | 764.274
12 | 31 | 13 | 740.5332
12 | 31 | 14 | 638.2632
12 | 31 | 15 | 468.4764
12 | 31 | 16 | 251.3304
12 | 31 | 17 | 0
12 | 31 | 18 | 0
12 | 31 | 19 | 0
12 | 31 | 20 | 0
12 | 31 | 21 | 0
12 | 31 | 22 | 0
12 | 31 | 23 | 0
Totals