## Att F Loss Savings - Energy
|  | Total Demand | Total Distribution Losses | Total Load @ Substation | Total Transmission Losses | Total Load @ Generator | Total Losses | Total Demand | Total Solar | Total Net Demand | Total Distribution Losses | Total Load @ Substation | Total Transmission Losses | Total Load @ Generator | Total Losses | Solar Avoided Losses
|  | 40107423.947 | 1358993.973 | 41466417.92 | 1506405 | 42972822.92 | 2865398.973 | 40107423.947 | 72687.3593 | 40034736.5877 | 1353912.963 | 41388649.5507 | 1504340.92 | 42892990.4707 | 2858253.883 | 7145.09
|  |  | 3.388% |  | 3.633% |  | 7.144% |  |  |  | 3.382% |  | 3.635% |  | 7.139%
[8 empty] | Loss Savings | = | Annual Avoided Energy with losses |  |  | -1
|  |  | 2.955% |  | 3.755% |  |  |  |  | Annual Avoided Energy without losses
|  |  | 2.886% |  | 3.774%
|  |  | 2.866% |  | 3.78% |  |  | 9.83% | = | 79832.4493 |  |  | -1
|  |  | 2.849% |  | 3.784% |  |  |  |  | 72687.3593
|  | 2010 Customer Demand | Distribution Losses | Load @ Substation | Transmission Losses | Load @ Generator | Total Losses | Customer Demand | 50MW PV | Net Customer Demand | Distribution Losses | Load @ Substation | Transmission Losses | Load @ Generator | Total Losses | PV Line Loss Savings
2010-01-01 | 1:00 | 4091.7434 | 120.8966 | 4212.64 | 158.1856 | 4370.8256 | 279.0823 | 4091.7434 | 0 | 4091.7434 | 120.8966 | 4212.64 | 158.1856 | 4370.8256 | 279.0823 | 0
2010-01-01 | 2:00 | 3997.0919 | 115.3681 | 4112.46 | 155.2021 | 4267.6621 | 270.5701 | 3997.0919 | 0 | 3997.0919 | 115.3681 | 4112.46 | 155.2021 | 4267.6621 | 270.5701 | 0
2010-01-01 | 3:00 | 3968.6102 | 113.7298 | 4082.34 | 154.2976 | 4236.6376 | 268.0274 | 3968.6102 | 0 | 3968.6102 | 113.7298 | 4082.34 | 154.2976 | 4236.6376 | 268.0274 | 0
2010-01-01 | 4:00 | 3945.3968 | 112.4032 | 4057.8 | 153.5582 | 4211.3582 | 265.9614 | 3945.3968 | 0 | 3945.3968 | 112.4032 | 4057.8 | 153.5582 | 4211.3582 | 265.9614 | 0
2010-01-01 | 5:00 | 3999.4838 | 115.5062 | 4114.99 | 155.2779 | 4270.2679 | 270.784 | 3999.4838 | 0 | 3999.4838 | 115.5062 | 4114.99 | 155.2779 | 4270.2679 | 270.784 | 0
2010-01-01 | 6:00 | 4108.1141 | 121.8659 | 4229.98 | 158.6982 | 4388.6782 | 280.5642 | 4108.1141 | 0 | 4108.1141 | 121.8659 | 4229.98 | 158.6982 | 4388.6782 | 280.5642 | 0
2010-01-01 | 7:00 | 4258.8848 | 130.9752 | 4389.86 | 163.3708 | 4553.2308 | 294.346 | 4258.8848 | 0 | 4258.8848 | 130.9752 | 4389.86 | 163.3708 | 4553.2308 | 294.346 | 0
2010-01-01 | 8:00 | 4360.6977 | 137.3123 | 4498.01 | 166.4768 | 4664.4868 | 303.7891 | 4360.6977 | 0 | 4360.6977 | 137.3123 | 4498.01 | 166.4768 | 4664.4868 | 303.7891 | 0
2010-01-01 | 9:00 | 4410.7947 | 140.4853 | 4551.28 | 167.9904 | 4719.2704 | 308.4758 | 4410.7947 | 7.9443 | 4402.8504 | 139.9797 | 4542.8301 | 167.751 | 4710.5812 | 307.7308 | 0.74498 | 9.378%
2010-01-01 | 10:00 | 4506.8211 | 146.6689 | 4653.49 | 170.8646 | 4824.3546 | 317.5335 | 4506.8211 | 18.1107 | 4488.7105 | 145.4925 | 4634.2029 | 170.3253 | 4804.5282 | 315.8178 | 1.7158 | 9.474%
2010-01-01 | 11:00 | 4504.9527 | 146.5473 | 4651.5 | 170.8091 | 4822.3091 | 317.3564 | 4504.9527 | 32.7887 | 4472.164 | 144.4218 | 4616.5858 | 169.8314 | 4786.4173 | 314.2532 | 3.1031 | 9.464%
2010-01-01 | 12:00 | 4461.3085 | 143.7215 | 4605.03 | 169.5068 | 4774.5368 | 313.2284 | 4461.3085 | 39.1632 | 4422.1452 | 141.2093 | 4563.3545 | 168.332 | 4731.6866 | 309.5413 | 3.687 | 9.415%
2010-01-01 | 13:00 | 4451.434 | 143.086 | 4594.52 | 169.2112 | 4763.7312 | 312.2972 | 4451.434 | 25.4526 | 4425.9814 | 141.4544 | 4567.4358 | 168.4474 | 4735.8832 | 309.9018 | 2.3954 | 9.411%
2010-01-01 | 14:00 | 4445.9277 | 142.7323 | 4588.66 | 169.0462 | 4757.7062 | 311.7784 | 4445.9277 | 36.6997 | 4409.2281 | 140.3856 | 4549.6137 | 167.9432 | 4717.5569 | 308.3288 | 3.4496 | 9.4%
2010-01-01 | 15:00 | 4496.6898 | 146.0102 | 4642.7 | 170.5631 | 4813.2631 | 316.5733 | 4496.6898 | 32.2614 | 4464.4284 | 143.9226 | 4608.351 | 169.6002 | 4777.9512 | 313.5228 | 3.0505 | 9.456%
2010-01-01 | 16:00 | 4581.0406 | 151.5394 | 4732.58 | 173.0616 | 4905.6416 | 324.601 | 4581.0406 | 20.3008 | 4560.7397 | 150.1993 | 4710.939 | 172.4628 | 4883.4019 | 322.6621 | 1.9389 | 9.551%
2010-01-01 | 17:00 | 4836.6106 | 168.9194 | 5005.53 | 180.4622 | 5185.9922 | 349.3816 | 4836.6106 | 2.7947 | 4833.8158 | 168.7243 | 5002.5401 | 180.3827 | 5182.9228 | 349.1069 | 0.2747 | 9.829%
2010-01-01 | 18:00 | 5202.4315 | 195.4385 | 5397.87 | 190.6068 | 5588.4768 | 386.0453 | 5202.4315 | 0 | 5202.4315 | 195.4385 | 5397.87 | 190.6068 | 5588.4768 | 386.0453 | 0
2010-01-01 | 19:00 | 5212.7923 | 196.2177 | 5409.01 | 190.8863 | 5599.8963 | 387.104 | 5212.7923 | 0 | 5212.7923 | 196.2177 | 5409.01 | 190.8863 | 5599.8963 | 387.104 | 0
2010-01-01 | 20:00 | 5119.9961 | 189.2939 | 5309.29 | 188.3672 | 5497.6572 | 377.6611 | 5119.9961 | 0 | 5119.9961 | 189.2939 | 5309.29 | 188.3672 | 5497.6572 | 377.6611 | 0
2010-01-01 | 21:00 | 4978.5039 | 178.9761 | 5157.48 | 184.4601 | 5341.9401 | 363.4362 | 4978.5039 | 0 | 4978.5039 | 178.9761 | 5157.48 | 184.4601 | 5341.9401 | 363.4362 | 0
2010-01-01 | 22:00 | 4774.0053 | 164.5747 | 4938.58 | 178.673 | 5117.253 | 343.2477 | 4774.0053 | 0 | 4774.0053 | 164.5747 | 4938.58 | 178.673 | 5117.253 | 343.2477 | 0
2010-01-01 | 23:00 | 4529.3792 | 148.1408 | 4677.52 | 171.5347 | 4849.0547 | 319.6755 | 4529.3792 | 0 | 4529.3792 | 148.1408 | 4677.52 | 171.5347 | 4849.0547 | 319.6755 | 0
2010-01-02 | 24:00 | 4306.6316 | 133.9284 | 4440.56 | 164.8324 | 4605.3924 | 298.7608 | 4306.6316 | 0 | 4306.6316 | 133.9284 | 4440.56 | 164.8324 | 4605.3924 | 298.7608 | 0
2010-01-02 | 1:00 | 4196.1358 | 127.1442 | 4323.28 | 161.4367 | 4484.7167 | 288.5809 | 4196.1358 | 0 | 4196.1358 | 127.1442 | 4323.28 | 161.4367 | 4484.7167 | 288.5809 | 0
2010-01-02 | 2:00 | 4128.8224 | 123.0976 | 4251.92 | 159.3451 | 4411.2651 | 282.4428 | 4128.8224 | 0 | 4128.8224 | 123.0976 | 4251.92 | 159.3451 | 4411.2651 | 282.4428 | 0
2010-01-02 | 3:00 | 4103.2901 | 121.5799 | 4224.87 | 158.5473 | 4383.4173 | 280.1272 | 4103.2901 | 0 | 4103.2901 | 121.5799 | 4224.87 | 158.5473 | 4383.4173 | 280.1272 | 0
2010-01-02 | 4:00 | 4113.4097 | 122.1803 | 4235.59 | 158.8638 | 4394.4538 | 281.0441 | 4113.4097 | 0 | 4113.4097 | 122.1803 | 4235.59 | 158.8638 | 4394.4538 | 281.0441 | 0
2010-01-02 | 5:00 | 4196.0981 | 127.1419 | 4323.24 | 161.4355 | 4484.6755 | 288.5774 | 4196.0981 | 0 | 4196.0981 | 127.1419 | 4323.24 | 161.4355 | 4484.6755 | 288.5774 | 0
2010-01-02 | 6:00 | 4538.3986 | 148.7314 | 4687.13 | 171.802 | 4858.932 | 320.5334 | 4538.3986 | 0 | 4538.3986 | 148.7314 | 4687.13 | 171.802 | 4858.932 | 320.5334 | 0
2010-01-02 | 7:00 | 5010.7014 | 181.2986 | 5192 | 185.3562 | 5377.3562 | 366.6548 | 5010.7014 | 0 | 5010.7014 | 181.2986 | 5192 | 185.3562 | 5377.3562 | 366.6548 | 0
2010-01-02 | 8:00 | 5318.6705 | 204.2695 | 5522.94 | 193.7184 | 5716.6584 | 397.9879 | 5318.6705 | 0 | 5318.6705 | 204.2695 | 5522.94 | 193.7184 | 5716.6584 | 397.9879 | 0
2010-01-02 | 9:00 | 5320.5464 | 204.4136 | 5524.96 | 193.7682 | 5718.7282 | 398.1818 | 5320.5464 | 9.3777 | 5311.1687 | 203.6937 | 5514.8624 | 193.5193 | 5708.3816 | 397.2129 | 0.96889
2010-01-02 | 10:00 | 5290.3222 | 202.0978 | 5492.42 | 192.9646 | 5685.3846 | 395.0624 | 5290.3222 | 21.9875 | 5268.3347 | 200.4214 | 5468.7561 | 192.3776 | 5661.1337 | 392.799 | 2.2634
2010-01-02 | 11:00 | 5241.1701 | 198.3599 | 5439.53 | 191.6498 | 5631.1798 | 390.0097 | 5241.1701 | 20.2648 | 5220.9053 | 196.8289 | 5417.7342 | 191.1049 | 5608.8392 | 387.9339 | 2.0758
2010-01-02 | 12:00 | 5298.3392 | 202.7108 | 5501.05 | 193.1781 | 5694.2281 | 395.8889 | 5298.3392 | 35.294 | 5263.0452 | 200.0191 | 5463.0644 | 192.2362 | 5655.3005 | 392.2553 | 3.6336
2010-01-02 | 13:00 | 5332.2928 | 205.3172 | 5537.61 | 194.0796 | 5731.6896 | 399.3968 | 5332.2928 | 26.2033 | 5306.0895 | 203.3043 | 5509.3938 | 193.3843 | 5702.7781 | 396.6885 | 2.7082
2010-01-02 | 14:00 | 5298.4228 | 202.7172 | 5501.14 | 193.1803 | 5694.3203 | 395.8975 | 5298.4228 | 18.1251 | 5280.2977 | 201.3326 | 5481.6304 | 192.6972 | 5674.3276 | 394.0299 | 1.8677
2010-01-02 | 15:00 | 5231.4827 | 197.6273 | 5429.11 | 191.3896 | 5620.4996 | 389.0169 | 5231.4827 | 29.8573 | 5201.6254 | 195.3779 | 5397.0034 | 190.585 | 5587.5884 | 385.963 | 3.0539
2010-01-02 | 16:00 | 5210.8486 | 196.0714 | 5406.92 | 190.8339 | 5597.7539 | 386.9053 | 5210.8486 | 20.3801 | 5190.4685 | 194.5407 | 5385.0092 | 190.2835 | 5575.2926 | 384.8242 | 2.0812
2010-01-02 | 17:00 | 5356.2813 | 207.1687 | 5563.45 | 194.7136 | 5758.1636 | 401.8823 | 5356.2813 | 2.8338 | 5353.4475 | 206.9495 | 5560.3971 | 194.6389 | 5755.0359 | 401.5884 | 0.29393
2010-01-02 | 18:00 | 5583.8071 | 225.1429 | 5808.95 | 200.6121 | 6009.5621 | 425.755 | 5583.8071 | 0 | 5583.8071 | 225.1429 | 5808.95 | 200.6121 | 6009.5621 | 425.755 | 0
2010-01-02 | 19:00 | 5507.6747 | 219.0453 | 5726.72 | 198.6618 | 5925.3818 | 417.7071 | 5507.6747 | 0 | 5507.6747 | 219.0453 | 5726.72 | 198.6618 | 5925.3818 | 417.7071 | 0
2010-01-02 | 20:00 | 5381.0044 | 209.0856 | 5590.09 | 195.3647 | 5785.4547 | 404.4503 | 5381.0044 | 0 | 5381.0044 | 209.0856 | 5590.09 | 195.3647 | 5785.4547 | 404.4503 | 0
2010-01-02 | 21:00 | 5211.8995 | 196.1505 | 5408.05 | 190.8623 | 5598.9123 | 387.0128 | 5211.8995 | 0 | 5211.8995 | 196.1505 | 5408.05 | 190.8623 | 5598.9123 | 387.0128 | 0
2010-01-02 | 22:00 | 4954.4866 | 177.2534 | 5131.74 | 183.789 | 5315.529 | 361.0424 | 4954.4866 | 0 | 4954.4866 | 177.2534 | 5131.74 | 183.789 | 5315.529 | 361.0424 | 0
2010-01-02 | 23:00 | 4624.7828 | 154.4472 | 4779.23 | 174.3464 | 4953.5764 | 328.7936 | 4624.7828 | 0 | 4624.7828 | 154.4472 | 4779.23 | 174.3464 | 4953.5764 | 328.7936 | 0
2010-01-03 | 24:00 | 4321.2602 | 134.8398 | 4456.1 | 165.2784 | 4621.3784 | 300.1182 | 4321.2602 | 0 | 4321.2602 | 134.8398 | 4456.1 | 165.2784 | 4621.3784 | 300.1182 | 0
2010-01-03 | 1:00 | 4166.1844 | 125.3356 | 4291.52 | 160.5082 | 4452.0282 | 285.8438 | 4166.1844 | 0 | 4166.1844 | 125.3356 | 4291.52 | 160.5082 | 4452.0282 | 285.8438 | 0
2010-01-03 | 2:00 | 4015.9413 | 116.4587 | 4132.4 | 155.7989 | 4288.1989 | 272.2577 | 4015.9413 | 0 | 4015.9413 | 116.4587 | 4132.4 | 155.7989 | 4288.1989 | 272.2577 | 0
2010-01-03 | 3:00 | 3999.4271 | 115.5029 | 4114.93 | 155.2761 | 4270.2061 | 270.779 | 3999.4271 | 0 | 3999.4271 | 115.5029 | 4114.93 | 155.2761 | 4270.2061 | 270.779 | 0
2010-01-03 | 4:00 | 3997.2527 | 115.3773 | 4112.63 | 155.2071 | 4267.8371 | 270.5845 | 3997.2527 | 0 | 3997.2527 | 115.3773 | 4112.63 | 155.2071 | 4267.8371 | 270.5845 | 0
2010-01-03 | 5:00 | 4097.8805 | 121.2595 | 4219.14 | 158.3779 | 4377.5179 | 279.6375 | 4097.8805 | 0 | 4097.8805 | 121.2595 | 4219.14 | 158.3779 | 4377.5179 | 279.6375 | 0
2010-01-03 | 6:00 | 4427.6584 | 141.5616 | 4569.22 | 168.4978 | 4737.7178 | 310.0594 | 4427.6584 | 0 | 4427.6584 | 141.5616 | 4569.22 | 168.4978 | 4737.7178 | 310.0594 | 0
2010-01-03 | 7:00 | 4893.1763 | 172.8937 | 5066.07 | 182.0655 | 5248.1355 | 354.9592 | 4893.1763 | 0 | 4893.1763 | 172.8937 | 5066.07 | 182.0655 | 5248.1355 | 354.9592 | 0
2010-01-03 | 8:00 | 5201.1944 | 195.3456 | 5396.54 | 190.5734 | 5587.1134 | 385.9189 | 5201.1944 | 0 | 5201.1944 | 195.3456 | 5396.54 | 190.5734 | 5587.1134 | 385.9189 | 0
2010-01-03 | 9:00 | 5192.0042 | 194.6558 | 5386.66 | 190.325 | 5576.985 | 384.9808 | 5192.0042 | 4.7233 | 5187.2808 | 194.3018 | 5381.5827 | 190.1972 | 5571.7799 | 384.499 | 0.48179
2010-01-03 | 10:00 | 5035.8006 | 183.1194 | 5218.92 | 186.0519 | 5404.9719 | 369.1713 | 5035.8006 | 18.1371 | 5017.6635 | 181.8027 | 5199.4662 | 185.5494 | 5385.0156 | 367.3522 | 1.8191
2010-01-03 | 11:00 | 4957.3515 | 177.4585 | 5134.81 | 183.8692 | 5318.6792 | 361.3277 | 4957.3515 | 22.9133 | 4934.4382 | 175.8218 | 5110.26 | 183.2271 | 5293.4871 | 359.0489 | 2.2788
2010-01-03 | 12:00 | 4914.1323 | 174.3777 | 5088.51 | 182.6563 | 5271.1663 | 357.034 | 4914.1323 | 29.2868 | 4884.8454 | 172.3054 | 5057.1509 | 181.8302 | 5238.981 | 354.1356 | 2.8984
2010-01-03 | 13:00 | 4878.1468 | 171.8332 | 5049.98 | 181.6407 | 5231.6207 | 353.4739 | 4878.1468 | 24.748 | 4853.3988 | 170.0941 | 5023.4929 | 180.9394 | 5204.4322 | 351.0335 | 2.4405
2010-01-03 | 14:00 | 4878.1094 | 171.8306 | 5049.94 | 181.6397 | 5231.5797 | 353.4702 | 4878.1094 | 28.584 | 4849.5254 | 169.8227 | 5019.3481 | 180.8294 | 5200.1775 | 350.6521 | 2.8181
2010-01-03 | 15:00 | 4822.7756 | 167.9544 | 4990.73 | 180.0681 | 5170.7981 | 348.0226 | 4822.7756 | 29.3318 | 4793.4438 | 165.9177 | 4959.3614 | 179.2302 | 5138.5916 | 345.1479 | 2.8747
2010-01-03 | 16:00 | 4850.0038 | 169.8562 | 5019.86 | 180.843 | 5200.703 | 350.6992 | 4850.0038 | 20.262 | 4829.7418 | 168.44 | 4998.1818 | 180.2667 | 5178.4484 | 348.7066 | 1.9926
2010-01-03 | 17:00 | 5036.6116 | 183.1784 | 5219.79 | 186.0743 | 5405.8643 | 369.2527 | 5036.6116 | 2.9983 | 5033.6133 | 182.9604 | 5216.5737 | 185.9914 | 5402.5651 | 368.9517 | 0.30099
2010-01-03 | 18:00 | 5321.4007 | 204.4793 | 5525.88 | 193.7909 | 5719.6709 | 398.2701 | 5321.4007 | 0 | 5321.4007 | 204.4793 | 5525.88 | 193.7909 | 5719.6709 | 398.2701 | 0
2010-01-03 | 19:00 | 5257.6507 | 199.6093 | 5457.26 | 192.0917 | 5649.3517 | 391.7011 | 5257.6507 | 0 | 5257.6507 | 199.6093 | 5457.26 | 192.0917 | 5649.3517 | 391.7011 | 0
2010-01-03 | 20:00 | 5148.9864 | 191.4436 | 5340.43 | 189.1579 | 5529.5879 | 380.6015 | 5148.9864 | 0 | 5148.9864 | 191.4436 | 5340.43 | 189.1579 | 5529.5879 | 380.6015 | 0
2010-01-03 | 21:00 | 5003.8657 | 180.8043 | 5184.67 | 185.1663 | 5369.8363 | 365.9706 | 5003.8657 | 0 | 5003.8657 | 180.8043 | 5184.67 | 185.1663 | 5369.8363 | 365.9706 | 0
2010-01-03 | 22:00 | 4768.7008 | 164.2092 | 4932.91 | 178.5207 | 5111.4307 | 342.7299 | 4768.7008 | 0 | 4768.7008 | 164.2092 | 4932.91 | 178.5207 | 5111.4307 | 342.7299 | 0
2010-01-03 | 23:00 | 4439.2746 | 142.3054 | 4581.58 | 168.8466 | 4750.4266 | 311.152 | 4439.2746 | 0 | 4439.2746 | 142.3054 | 4581.58 | 168.8466 | 4750.4266 | 311.152 | 0
2010-01-04 | 24:00 | 4189.0452 | 126.7148 | 4315.76 | 161.2172 | 4476.9772 | 287.932 | 4189.0452 | 0 | 4189.0452 | 126.7148 | 4315.76 | 161.2172 | 4476.9772 | 287.932 | 0
2010-01-04 | 1:00 | 3999.3515 | 115.4985 | 4114.85 | 155.2737 | 4270.1237 | 270.7722 | 3999.3515 | 0 | 3999.3515 | 115.4985 | 4114.85 | 155.2737 | 4270.1237 | 270.7722 | 0
2010-01-04 | 2:00 | 3907.6285 | 110.2615 | 4017.89 | 152.3508 | 4170.2408 | 262.6122 | 3907.6285 | 0 | 3907.6285 | 110.2615 | 4017.89 | 152.3508 | 4170.2408 | 262.6122 | 0
2010-01-04 | 3:00 | 3840.1251 | 106.4849 | 3946.61 | 150.1793 | 4096.7893 | 256.6642 | 3840.1251 | 0 | 3840.1251 | 106.4849 | 3946.61 | 150.1793 | 4096.7893 | 256.6642 | 0
2010-01-04 | 4:00 | 3853.3883 | 107.2217 | 3960.61 | 150.6073 | 4111.2173 | 257.8291 | 3853.3883 | 0 | 3853.3883 | 107.2217 | 3960.61 | 150.6073 | 4111.2173 | 257.8291 | 0
2010-01-04 | 5:00 | 3932.7654 | 111.6846 | 4044.45 | 153.155 | 4197.605 | 264.8396 | 3932.7654 | 0 | 3932.7654 | 111.6846 | 4044.45 | 153.155 | 4197.605 | 264.8396 | 0
2010-01-04 | 6:00 | 4236.1023 | 129.5777 | 4365.68 | 162.6703 | 4528.3503 | 292.248 | 4236.1023 | 0 | 4236.1023 | 129.5777 | 4365.68 | 162.6703 | 4528.3503 | 292.248 | 0
2010-01-04 | 7:00 | 4728.7413 | 161.4687 | 4890.21 | 177.3698 | 5067.5798 | 338.8386 | 4728.7413 | 0 | 4728.7413 | 161.4687 | 4890.21 | 177.3698 | 5067.5798 | 338.8386 | 0
2010-01-04 | 8:00 | 5086.7653 | 186.8447 | 5273.61 | 187.4568 | 5461.0668 | 374.3015 | 5086.7653 | 0 | 5086.7653 | 186.8447 | 5273.61 | 187.4568 | 5461.0668 | 374.3015 | 0
2010-01-04 | 9:00 | 5010.3098 | 181.2702 | 5191.58 | 185.3453 | 5376.9253 | 366.6156 | 5010.3098 | 9.0672 | 5001.2425 | 180.6147 | 5181.8573 | 185.0934 | 5366.9506 | 365.7081 | 0.90745
2010-01-04 | 10:00 | 4866.2443 | 170.9957 | 5037.24 | 181.3037 | 5218.5437 | 352.2994 | 4866.2443 | 21.2677 | 4844.9766 | 169.5043 | 5014.4809 | 180.7001 | 5195.181 | 350.2044 | 2.095
2010-01-04 | 11:00 | 4756.3877 | 163.3623 | 4919.75 | 178.1667 | 5097.9167 | 341.529 | 4756.3877 | 17.9925 | 4738.3952 | 162.1287 | 4900.5239 | 177.6484 | 5078.1724 | 339.7772 | 1.7519
2010-01-04 | 12:00 | 4657.631 | 156.649 | 4814.28 | 175.3063 | 4989.5863 | 331.9553 | 4657.631 | 19.1056 | 4638.5254 | 155.3664 | 4793.8918 | 174.7485 | 4968.6404 | 330.1149 | 1.8403
2010-01-04 | 13:00 | 4593.8049 | 152.3851 | 4746.19 | 173.4373 | 4919.6273 | 325.8224 | 4593.8049 | 16.9687 | 4576.8362 | 151.2614 | 4728.0976 | 172.9377 | 4901.0353 | 324.1991 | 1.6232
2010-01-04 | 14:00 | 4549.9317 | 149.4883 | 4699.42 | 172.1434 | 4871.5634 | 321.6316 | 4549.9317 | 23.0629 | 4526.8689 | 147.9766 | 4674.8455 | 171.4602 | 4846.3057 | 319.4368 | 2.1948
2010-01-04 | 15:00 | 4554.8109 | 149.8091 | 4704.62 | 172.2876 | 4876.9076 | 322.0967 | 4554.8109 | 30.3408 | 4524.4702 | 147.8199 | 4672.29 | 171.389 | 4843.6791 | 319.2089 | 2.8878
2010-01-04 | 16:00 | 4653.6675 | 156.3825 | 4810.05 | 175.1907 | 4985.2407 | 331.5732 | 4653.6675 | 20.8239 | 4632.8436 | 154.9861 | 4787.8297 | 174.5823 | 4962.412 | 329.5684 | 2.0048
2010-01-04 | 17:00 | 4819.4941 | 167.7259 | 4987.22 | 179.9746 | 5167.1946 | 347.7005 | 4819.4941 | 3.0653 | 4816.4288 | 167.5127 | 4983.9414 | 179.8871 | 5163.8285 | 347.3998 | 0.30074
2010-01-04 | 18:00 | 5037.9167 | 183.2733 | 5221.19 | 186.1104 | 5407.3004 | 369.3838 | 5037.9167 | 0 | 5037.9167 | 183.2733 | 5221.19 | 186.1104 | 5407.3004 | 369.3838 | 0
2010-01-04 | 19:00 | 4973.0368 | 178.5832 | 5151.62 | 184.3075 | 5335.9275 | 362.8908 | 4973.0368 | 0 | 4973.0368 | 178.5832 | 5151.62 | 184.3075 | 5335.9275 | 362.8908 | 0
2010-01-04 | 20:00 | 4849.7982 | 169.8418 | 5019.64 | 180.8371 | 5200.4771 | 350.679 | 4849.7982 | 0 | 4849.7982 | 169.8418 | 5019.64 | 180.8371 | 5200.4771 | 350.679 | 0
2010-01-04 | 21:00 | 4736.9408 | 162.0292 | 4898.97 | 177.6065 | 5076.5765 | 339.6357 | 4736.9408 | 0 | 4736.9408 | 162.0292 | 4898.97 | 177.6065 | 5076.5765 | 339.6357 | 0
2010-01-04 | 22:00 | 4569.2215 | 150.7585 | 4719.98 | 172.7132 | 4892.6932 | 323.4717 | 4569.2215 | 0 | 4569.2215 | 150.7585 | 4719.98 | 172.7132 | 4892.6932 | 323.4717 | 0
2010-01-04 | 23:00 | 4316.3372 | 134.5328 | 4450.87 | 165.1284 | 4615.9984 | 299.6612 | 4316.3372 | 0 | 4316.3372 | 134.5328 | 4450.87 | 165.1284 | 4615.9984 | 299.6612 | 0
2010-01-05 | 24:00 | 4037.8378 | 117.7322 | 4155.57 | 156.4906 | 4312.0606 | 274.2228 | 4037.8378 | 0 | 4037.8378 | 117.7322 | 4155.57 | 156.4906 | 4312.0606 | 274.2228 | 0
2010-01-05 | 1:00 | 3884.0738 | 108.9362 | 3993.01 | 151.595 | 4144.605 | 260.5312 | 3884.0738 | 0 | 3884.0738 | 108.9362 | 3993.01 | 151.595 | 4144.605 | 260.5312 | 0
2010-01-05 | 2:00 | 3766.6509 | 102.4491 | 3869.1 | 147.7963 | 4016.8963 | 250.2454 | 3766.6509 | 0 | 3766.6509 | 102.4491 | 3869.1 | 147.7963 | 4016.8963 | 250.2454 | 0
2010-01-05 | 3:00 | 3695.4951 | 98.6149 | 3794.11 | 145.4692 | 3939.5792 | 244.0841 | 3695.4951 | 0 | 3695.4951 | 98.6149 | 3794.11 | 145.4692 | 3939.5792 | 244.0841 | 0
2010-01-05 | 4:00 | 3670.001 | 97.259 | 3767.26 | 144.6308 | 3911.8908 | 241.8898 | 3670.001 | 0 | 3670.001 | 97.259 | 3767.26 | 144.6308 | 3911.8908 | 241.8898 | 0
2010-01-05 | 5:00 | 3703.4691 | 99.0409 | 3802.51 | 145.7309 | 3948.2409 | 244.7719 | 3703.4691 | 0 | 3703.4691 | 99.0409 | 3802.51 | 145.7309 | 3948.2409 | 244.7719 | 0
2010-01-05 | 6:00 | 3804.0276 | 104.4924 | 3908.52 | 149.0111 | 4057.5311 | 253.5035 | 3804.0276 | 0 | 3804.0276 | 104.4924 | 3908.52 | 149.0111 | 4057.5311 | 253.5035 | 0
2010-01-05 | 7:00 | 3988.7906 | 114.8894 | 4103.68 | 154.9388 | 4258.6188 | 269.8281 | 3988.7906 | 0 | 3988.7906 | 114.8894 | 4103.68 | 154.9388 | 4258.6188 | 269.8281 | 0
2010-01-05 | 8:00 | 4199.5018 | 127.3482 | 4326.85 | 161.5408 | 4488.3908 | 288.889 | 4199.5018 | 0 | 4199.5018 | 127.3482 | 4326.85 | 161.5408 | 4488.3908 | 288.889 | 0
2010-01-05 | 9:00 | 4241.2379 | 129.8921 | 4371.13 | 162.8284 | 4533.9584 | 292.7205 | 4241.2379 | 7.3778 | 4233.8601 | 129.4406 | 4363.3006 | 162.6013 | 4525.9019 | 292.0418 | 0.67864
2010-01-05 | 10:00 | 4180.5487 | 126.2013 | 4306.75 | 160.9539 | 4467.7039 | 287.1552 | 4180.5487 | 21.0659 | 4159.4828 | 124.9327 | 4284.4155 | 160.3 | 4444.7154 | 285.2326 | 1.9226
2010-01-05 | 11:00 | 4089.5717 | 120.7683 | 4210.34 | 158.1176 | 4368.4576 | 278.8859 | 4089.5717 | 20.0921 | 4069.4796 | 119.5846 | 4189.0642 | 157.4869 | 4346.5511 | 277.0715 | 1.8144
2010-01-05 | 12:00 | 4003.6056 | 115.7444 | 4119.35 | 155.4085 | 4274.7585 | 271.1528 | 4003.6056 | 21.6632 | 3981.9424 | 114.4952 | 4096.4376 | 154.7213 | 4251.159 | 269.2166 | 1.9363
2010-01-05 | 13:00 | 3922.1665 | 111.0835 | 4033.25 | 152.8162 | 4186.0662 | 263.8996 | 3922.1665 | 21.4468 | 3900.7197 | 109.872 | 4010.5917 | 152.1293 | 4162.721 | 262.0013 | 1.8984
2010-01-05 | 14:00 | 3883.1174 | 108.8826 | 3992 | 151.5643 | 4143.5643 | 260.4468 | 3883.1174 | 31.6127 | 3851.5047 | 107.117 | 3958.6216 | 150.5466 | 4109.1682 | 257.6635 | 2.7833
2010-01-05 | 15:00 | 3931.1851 | 111.5949 | 4042.78 | 153.1045 | 4195.8845 | 264.6994 | 3931.1851 | 26.2113 | 3904.9738 | 110.1117 | 4015.0855 | 152.2657 | 4167.3512 | 262.3774 | 2.3219
2010-01-05 | 16:00 | 4094.5665 | 121.0635 | 4215.63 | 158.2741 | 4373.9041 | 279.3376 | 4094.5665 | 19.6191 | 4074.9474 | 119.9061 | 4194.8535 | 157.6587 | 4352.5122 | 277.5648 | 1.7728
2010-01-05 | 17:00 | 4345.5406 | 136.3594 | 4481.9 | 166.0169 | 4647.9169 | 302.3763 | 4345.5406 | 3.1526 | 4342.3881 | 136.1616 | 4478.5497 | 165.9212 | 4644.4708 | 302.0828 | 0.29354
2010-01-05 | 18:00 | 4641.4477 | 155.5623 | 4797.01 | 174.8339 | 4971.8439 | 330.3962 | 4641.4477 | 0 | 4641.4477 | 155.5623 | 4797.01 | 174.8339 | 4971.8439 | 330.3962 | 0
2010-01-05 | 19:00 | 4637.3615 | 155.2885 | 4792.65 | 174.7145 | 4967.3645 | 330.003 | 4637.3615 | 0 | 4637.3615 | 155.2885 | 4792.65 | 174.7145 | 4967.3645 | 330.003 | 0
2010-01-05 | 20:00 | 4556.2371 | 149.9029 | 4706.14 | 172.3298 | 4878.4698 | 322.2327 | 4556.2371 | 0 | 4556.2371 | 149.9029 | 4706.14 | 172.3298 | 4878.4698 | 322.2327 | 0
2010-01-05 | 21:00 | 4475.1174 | 144.6126 | 4619.73 | 169.9197 | 4789.6497 | 314.5323 | 4475.1174 | 0 | 4475.1174 | 144.6126 | 4619.73 | 169.9197 | 4789.6497 | 314.5323 | 0
2010-01-05 | 22:00 | 4338.7373 | 135.9327 | 4474.67 | 165.8102 | 4640.4802 | 301.743 | 4338.7373 | 0 | 4338.7373 | 135.9327 | 4474.67 | 165.8102 | 4640.4802 | 301.743 | 0
2010-01-05 | 23:00 | 4138.1175 | 123.6525 | 4261.77 | 159.635 | 4421.405 | 283.2875 | 4138.1175 | 0 | 4138.1175 | 123.6525 | 4261.77 | 159.635 | 4421.405 | 283.2875 | 0
2010-01-06 | 24:00 | 3940.9689 | 112.1511 | 4053.12 | 153.4169 | 4206.5369 | 265.5679 | 3940.9689 | 0 | 3940.9689 | 112.1511 | 4053.12 | 153.4169 | 4206.5369 | 265.5679 | 0
2010-01-06 | 1:00 | 3792.1681 | 103.8419 | 3896.01 | 148.6262 | 4044.6362 | 252.4681 | 3792.1681 | 0 | 3792.1681 | 103.8419 | 3896.01 | 148.6262 | 4044.6362 | 252.4681 | 0
2010-01-06 | 2:00 | 3699.767 | 98.843 | 3798.61 | 145.6094 | 3944.2194 | 244.4525 | 3699.767 | 0 | 3699.767 | 98.843 | 3798.61 | 145.6094 | 3944.2194 | 244.4525 | 0
2010-01-06 | 3:00 | 3666.2972 | 97.0628 | 3763.36 | 144.5088 | 3907.8688 | 241.5716 | 3666.2972 | 0 | 3666.2972 | 97.0628 | 3763.36 | 144.5088 | 3907.8688 | 241.5716 | 0
2010-01-06 | 4:00 | 3641.6005 | 95.7595 | 3737.36 | 143.694 | 3881.054 | 239.4535 | 3641.6005 | 0 | 3641.6005 | 95.7595 | 3737.36 | 143.694 | 3881.054 | 239.4535 | 0
2010-01-06 | 5:00 | 3666.8386 | 97.0914 | 3763.93 | 144.5266 | 3908.4566 | 241.6181 | 3666.8386 | 0 | 3666.8386 | 97.0914 | 3763.93 | 144.5266 | 3908.4566 | 241.6181 | 0
2010-01-06 | 6:00 | 3734.1417 | 100.6883 | 3834.83 | 146.7355 | 3981.5655 | 247.4237 | 3734.1417 | 0 | 3734.1417 | 100.6883 | 3834.83 | 146.7355 | 3981.5655 | 247.4237 | 0
2010-01-06 | 7:00 | 3885.9202 | 109.0398 | 3994.96 | 151.6543 | 4146.6143 | 260.6941 | 3885.9202 | 0 | 3885.9202 | 109.0398 | 3994.96 | 151.6543 | 4146.6143 | 260.6941 | 0
2010-01-06 | 8:00 | 4035.1448 | 117.5752 | 4152.72 | 156.4056 | 4309.1256 | 273.9808 | 4035.1448 | 0 | 4035.1448 | 117.5752 | 4152.72 | 156.4056 | 4309.1256 | 273.9808 | 0
2010-01-06 | 9:00 | 4154.874 | 124.656 | 4279.53 | 160.1567 | 4439.6867 | 284.8126 | 4154.874 | 6.9811 | 4147.893 | 124.2374 | 4272.1304 | 159.9395 | 4432.0698 | 284.1769 | 0.63576
2010-01-06 | 10:00 | 4206.5349 | 127.7751 | 4334.31 | 161.7583 | 4496.0683 | 289.5334 | 4206.5349 | 2.4901 | 4204.0448 | 127.6239 | 4331.6687 | 161.6813 | 4493.35 | 289.3052 | 0.22819
2010-01-06 | 11:00 | 4279.6354 | 132.2546 | 4411.89 | 164.0071 | 4575.8971 | 296.2617 | 4279.6354 | 5.2231 | 4274.4123 | 131.932 | 4406.3443 | 163.8471 | 4570.1914 | 295.7791 | 0.48262
2010-01-06 | 12:00 | 4324.9781 | 135.0719 | 4460.05 | 165.3916 | 4625.4416 | 300.4636 | 4324.9781 | 12.7866 | 4312.1914 | 134.2745 | 4446.4659 | 165.002 | 4611.4679 | 299.2765 | 1.1871
2010-01-06 | 13:00 | 4364.6018 | 137.5582 | 4502.16 | 166.5951 | 4668.7551 | 304.1533 | 4364.6018 | 3.6832 | 4360.9185 | 137.3262 | 4498.2447 | 166.4835 | 4664.7282 | 303.8096 | 0.34368
2010-01-06 | 14:00 | 4375.8611 | 138.2689 | 4514.13 | 166.936 | 4681.066 | 305.2048 | 4375.8611 | 6.6485 | 4369.2127 | 137.849 | 4507.0617 | 166.7347 | 4673.7964 | 304.5838 | 0.62106
2010-01-06 | 15:00 | 4390.2973 | 139.1827 | 4529.48 | 167.3723 | 4696.8523 | 306.555 | 4390.2973 | 2.2552 | 4388.0421 | 139.0397 | 4527.0818 | 167.3042 | 4694.386 | 306.3439 | 0.21107
2010-01-06 | 16:00 | 4432.3389 | 141.8611 | 4574.2 | 168.6384 | 4742.8384 | 310.4995 | 4432.3389 | 5.8097 | 4426.5293 | 141.4894 | 4568.0187 | 168.4638 | 4736.4825 | 309.9533 | 0.5462
2010-01-06 | 17:00 | 4667.0377 | 157.2823 | 4824.32 | 175.5804 | 4999.9004 | 332.8627 | 4667.0377 | 2.3623 | 4664.6753 | 157.1232 | 4821.7985 | 175.5116 | 4997.3101 | 332.6348 | 0.22799
2010-01-06 | 18:00 | 4904.3928 | 173.6872 | 5078.08 | 182.3819 | 5260.4619 | 356.0691 | 4904.3928 | 0 | 4904.3928 | 173.6872 | 5078.08 | 182.3819 | 5260.4619 | 356.0691 | 0
2010-01-06 | 19:00 | 4849.9757 | 169.8543 | 5019.83 | 180.8422 | 5200.6722 | 350.6964 | 4849.9757 | 0 | 4849.9757 | 169.8543 | 5019.83 | 180.8422 | 5200.6722 | 350.6964 | 0
2010-01-06 | 20:00 | 4760.7855 | 163.6645 | 4924.45 | 178.2932 | 5102.7432 | 341.9578 | 4760.7855 | 0 | 4760.7855 | 163.6645 | 4924.45 | 178.2932 | 5102.7432 | 341.9578 | 0
2010-01-06 | 21:00 | 4604.5793 | 153.1007 | 4757.68 | 173.7539 | 4931.4339 | 326.8546 | 4604.5793 | 0 | 4604.5793 | 153.1007 | 4757.68 | 173.7539 | 4931.4339 | 326.8546 | 0
2010-01-06 | 22:00 | 4403.7999 | 140.0401 | 4543.84 | 167.7797 | 4711.6197 | 307.8198 | 4403.7999 | 0 | 4403.7999 | 140.0401 | 4543.84 | 167.7797 | 4711.6197 | 307.8198 | 0
2010-01-06 | 23:00 | 4139.5329 | 123.7371 | 4263.27 | 159.6791 | 4422.9491 | 283.4162 | 4139.5329 | 0 | 4139.5329 | 123.7371 | 4263.27 | 159.6791 | 4422.9491 | 283.4162 | 0
2010-01-07 | 24:00 | 3924.5798 | 111.2202 | 4035.8 | 152.8933 | 4188.6933 | 264.1135 | 3924.5798 | 0 | 3924.5798 | 111.2202 | 4035.8 | 152.8933 | 4188.6933 | 264.1135 | 0
2010-01-07 | 1:00 | 3799.6765 | 104.2535 | 3903.93 | 148.87 | 4052.8 | 253.1234 | 3799.6765 | 0 | 3799.6765 | 104.2535 | 3903.93 | 148.87 | 4052.8 | 253.1234 | 0
2010-01-07 | 2:00 | 3717.8295 | 99.8105 | 3817.64 | 146.2017 | 3963.8417 | 246.0122 | 3717.8295 | 0 | 3717.8295 | 99.8105 | 3817.64 | 146.2017 | 3963.8417 | 246.0122 | 0
2010-01-07 | 3:00 | 3682.659 | 97.931 | 3780.59 | 145.0474 | 3925.6374 | 242.9784 | 3682.659 | 0 | 3682.659 | 97.931 | 3780.59 | 145.0474 | 3925.6374 | 242.9784 | 0
2010-01-07 | 4:00 | 3700.1752 | 98.8648 | 3799.04 | 145.6228 | 3944.6628 | 244.4877 | 3700.1752 | 0 | 3700.1752 | 98.8648 | 3799.04 | 145.6228 | 3944.6628 | 244.4877 | 0
2010-01-07 | 5:00 | 3792.9361 | 103.8839 | 3896.82 | 148.6512 | 4045.4712 | 252.5351 | 3792.9361 | 0 | 3792.9361 | 103.8839 | 3896.82 | 148.6512 | 4045.4712 | 252.5351 | 0
2010-01-07 | 6:00 | 4159.3644 | 124.9256 | 4284.29 | 160.2963 | 4444.5863 | 285.2218 | 4159.3644 | 0 | 4159.3644 | 124.9256 | 4284.29 | 160.2963 | 4444.5863 | 285.2218 | 0
2010-01-07 | 7:00 | 4612.5676 | 153.6324 | 4766.2 | 173.9884 | 4940.1884 | 327.6208 | 4612.5676 | 0 | 4612.5676 | 153.6324 | 4766.2 | 173.9884 | 4940.1884 | 327.6208 | 0
2010-01-07 | 8:00 | 4976.5261 | 178.8339 | 5155.36 | 184.4049 | 5339.7649 | 363.2389 | 4976.5261 | 0 | 4976.5261 | 178.8339 | 5155.36 | 184.4049 | 5339.7649 | 363.2389 | 0
2010-01-07 | 9:00 | 5037.9819 | 183.2781 | 5221.26 | 186.1122 | 5407.3722 | 369.3903 | 5037.9819 | 5.172 | 5032.8099 | 182.902 | 5215.7119 | 185.9691 | 5401.681 | 368.8711 | 0.51922
2010-01-07 | 10:00 | 5034.6167 | 183.0333 | 5217.65 | 186.0191 | 5403.6691 | 369.0524 | 5034.6167 | 6.5071 | 5028.1096 | 182.5605 | 5210.6701 | 185.839 | 5396.5091 | 368.3995 | 0.65297
2010-01-07 | 11:00 | 5054.638 | 184.492 | 5239.13 | 186.5724 | 5425.7024 | 371.0643 | 5054.638 | 5.6938 | 5048.9442 | 184.0766 | 5233.0208 | 186.4152 | 5419.4359 | 370.4917 | 0.57258
2010-01-07 | 12:00 | 5000.1912 | 180.5388 | 5180.73 | 185.0641 | 5365.7941 | 365.6029 | 5000.1912 | 3.1947 | 4996.9965 | 180.3082 | 5177.3047 | 184.9753 | 5362.2799 | 365.2835 | 0.31949
2010-01-07 | 13:00 | 5014.6459 | 181.5841 | 5196.23 | 185.4657 | 5381.6957 | 367.0498 | 5014.6459 | 6.9674 | 5007.6784 | 181.0799 | 5188.7583 | 185.2722 | 5374.0306 | 366.3521 | 0.69769
2010-01-07 | 14:00 | 4997.8315 | 180.3685 | 5178.2 | 184.9985 | 5363.1985 | 365.367 | 4997.8315 | 6.6193 | 4991.2123 | 179.891 | 5171.1032 | 184.8143 | 5355.9175 | 364.7053 | 0.66168
2010-01-07 | 15:00 | 4942.6337 | 176.4063 | 5119.04 | 183.457 | 5302.497 | 359.8633 | 4942.6337 | 4.8846 | 4937.749 | 176.0578 | 5113.8069 | 183.32 | 5297.1269 | 359.3778 | 0.4855
2010-01-07 | 16:00 | 4954.2253 | 177.2347 | 5131.46 | 183.7817 | 5315.2417 | 361.0164 | 4954.2253 | 17.0464 | 4937.1789 | 176.0172 | 5113.1961 | 183.304 | 5296.5001 | 359.3212 | 1.6953
2010-01-07 | 17:00 | 5097.105 | 187.605 | 5284.71 | 187.7405 | 5472.4505 | 375.3456 | 5097.105 | 3.6291 | 5093.4758 | 187.338 | 5280.8138 | 187.641 | 5468.4548 | 374.979 | 0.3666
2010-01-07 | 18:00 | 5298.8037 | 202.7463 | 5501.55 | 193.1905 | 5694.7405 | 395.9368 | 5298.8037 | 0 | 5298.8037 | 202.7463 | 5501.55 | 193.1905 | 5694.7405 | 395.9368 | 0
2010-01-07 | 19:00 | 5217.8978 | 196.6022 | 5414.5 | 191.0239 | 5605.5239 | 387.6262 | 5217.8978 | 0 | 5217.8978 | 196.6022 | 5414.5 | 191.0239 | 5605.5239 | 387.6262 | 0
2010-01-07 | 20:00 | 5091.8701 | 187.2199 | 5279.09 | 187.5969 | 5466.6869 | 374.8168 | 5091.8701 | 0 | 5091.8701 | 187.2199 | 5279.09 | 187.5969 | 5466.6869 | 374.8168 | 0
2010-01-07 | 21:00 | 4958.4993 | 177.5407 | 5136.04 | 183.9013 | 5319.9413 | 361.442 | 4958.4993 | 0 | 4958.4993 | 177.5407 | 5136.04 | 183.9013 | 5319.9413 | 361.442 | 0
2010-01-07 | 22:00 | 4701.0845 | 159.5855 | 4860.67 | 176.5696 | 5037.2396 | 336.1551 | 4701.0845 | 0 | 4701.0845 | 159.5855 | 4860.67 | 176.5696 | 5037.2396 | 336.1551 | 0
2010-01-07 | 23:00 | 4386.2348 | 138.9252 | 4525.16 | 167.2496 | 4692.4096 | 306.1748 | 4386.2348 | 0 | 4386.2348 | 138.9252 | 4525.16 | 167.2496 | 4692.4096 | 306.1748 | 0
2010-01-08 | 24:00 | 4095.4729 | 121.1171 | 4216.59 | 158.3025 | 4374.8925 | 279.4196 | 4095.4729 | 0 | 4095.4729 | 121.1171 | 4216.59 | 158.3025 | 4374.8925 | 279.4196 | 0
2010-01-08 | 1:00 | 3916.1378 | 110.7422 | 4026.88 | 152.6233 | 4179.5033 | 263.3655 | 3916.1378 | 0 | 3916.1378 | 110.7422 | 4026.88 | 152.6233 | 4179.5033 | 263.3655 | 0
2010-01-08 | 2:00 | 3825.9024 | 105.6976 | 3931.6 | 149.7196 | 4081.3196 | 255.4172 | 3825.9024 | 0 | 3825.9024 | 105.6976 | 3931.6 | 149.7196 | 4081.3196 | 255.4172 | 0
2010-01-08 | 3:00 | 3712.5716 | 99.5284 | 3812.1 | 146.0294 | 3958.1294 | 245.5578 | 3712.5716 | 0 | 3712.5716 | 99.5284 | 3812.1 | 146.0294 | 3958.1294 | 245.5578 | 0
2010-01-08 | 4:00 | 3767.5329 | 102.4971 | 3870.03 | 147.825 | 4017.855 | 250.3221 | 3767.5329 | 0 | 3767.5329 | 102.4971 | 3870.03 | 147.825 | 4017.855 | 250.3221 | 0
2010-01-08 | 5:00 | 3886.6682 | 109.0818 | 3995.75 | 151.6783 | 4147.4283 | 260.7601 | 3886.6682 | 0 | 3886.6682 | 109.0818 | 3995.75 | 151.6783 | 4147.4283 | 260.7601 | 0
2010-01-08 | 6:00 | 4230.3443 | 129.2257 | 4359.57 | 162.493 | 4522.063 | 291.7186 | 4230.3443 | 0 | 4230.3443 | 129.2257 | 4359.57 | 162.493 | 4522.063 | 291.7186 | 0
2010-01-08 | 7:00 | 4754.5162 | 163.2338 | 4917.75 | 178.1129 | 5095.8629 | 341.3467 | 4754.5162 | 0 | 4754.5162 | 163.2338 | 4917.75 | 178.1129 | 5095.8629 | 341.3467 | 0
2010-01-08 | 8:00 | 5143.9507 | 191.0693 | 5335.02 | 189.0208 | 5524.0408 | 380.0901 | 5143.9507 | 0 | 5143.9507 | 191.0693 | 5335.02 | 189.0208 | 5524.0408 | 380.0901 | 0
2010-01-08 | 9:00 | 5136.9783 | 190.5517 | 5327.53 | 188.8308 | 5516.3608 | 379.3825 | 5136.9783 | 7.5588 | 5129.4195 | 189.9913 | 5319.4108 | 188.6246 | 5508.0354 | 378.6159 | 0.76656
2010-01-08 | 10:00 | 5086.1598 | 186.8002 | 5272.96 | 187.4401 | 5460.4001 | 374.2403 | 5086.1598 | 10.65 | 5075.5098 | 186.0187 | 5261.5285 | 187.1474 | 5448.6759 | 373.1661 | 1.0742
2010-01-08 | 11:00 | 5109.9483 | 188.5517 | 5298.5 | 188.0924 | 5486.5924 | 376.6441 | 5109.9483 | 13.9511 | 5095.9972 | 187.5235 | 5283.5207 | 187.7101 | 5471.2309 | 375.2337 | 1.4104
2010-01-08 | 12:00 | 5125.6107 | 189.7093 | 5315.32 | 188.5206 | 5503.8406 | 378.2299 | 5125.6107 | 35.3127 | 5090.298 | 187.1043 | 5277.4023 | 187.5538 | 5464.9561 | 374.6581 | 3.5718
2010-01-08 | 13:00 | 5118.4411 | 189.1789 | 5307.62 | 188.3247 | 5495.9447 | 377.5037 | 5118.4411 | 31.5978 | 5086.8433 | 186.8504 | 5273.6937 | 187.4589 | 5461.1526 | 374.3093 | 3.1943
2010-01-08 | 14:00 | 5092.0192 | 187.2308 | 5279.25 | 187.601 | 5466.851 | 374.8319 | 5092.0192 | 34.0403 | 5057.9789 | 184.7359 | 5242.7148 | 186.6645 | 5429.3793 | 371.4004 | 3.4314
2010-01-08 | 15:00 | 5022.1332 | 182.1268 | 5204.26 | 185.6734 | 5389.9334 | 367.8001 | 5022.1332 | 24.2802 | 4997.853 | 180.37 | 5178.223 | 184.9991 | 5363.2221 | 365.3691 | 2.431
2010-01-08 | 16:00 | 5085.1257 | 186.7243 | 5271.85 | 187.4117 | 5459.2617 | 374.136 | 5085.1257 | 16.9015 | 5068.2242 | 185.4851 | 5253.7093 | 186.9469 | 5440.6561 | 372.4319 | 1.704
2010-01-08 | 17:00 | 5317.6118 | 204.1882 | 5521.8 | 193.6904 | 5715.4904 | 397.8785 | 5317.6118 | 3.2012 | 5314.4106 | 203.9424 | 5518.3531 | 193.6054 | 5711.9584 | 397.5478 | 0.33075
2010-01-08 | 18:00 | 5555.8556 | 222.8944 | 5778.75 | 199.8988 | 5978.6488 | 422.7932 | 5555.8556 | 0 | 5555.8556 | 222.8944 | 5778.75 | 199.8988 | 5978.6488 | 422.7932 | 0
2010-01-08 | 19:00 | 5497.29 | 218.22 | 5715.51 | 198.3939 | 5913.9039 | 416.614 | 5497.29 | 0 | 5497.29 | 218.22 | 5715.51 | 198.3939 | 5913.9039 | 416.614 | 0
2010-01-08 | 20:00 | 5414.4752 | 211.6948 | 5626.17 | 196.2422 | 5822.4122 | 407.937 | 5414.4752 | 0 | 5414.4752 | 211.6948 | 5626.17 | 196.2422 | 5822.4122 | 407.937 | 0
2010-01-08 | 21:00 | 5270.1597 | 200.5603 | 5470.72 | 192.4264 | 5663.1464 | 392.9867 | 5270.1597 | 0 | 5270.1597 | 200.5603 | 5470.72 | 192.4264 | 5663.1464 | 392.9867 | 0
2010-01-08 | 22:00 | 5036.4624 | 183.1676 | 5219.63 | 186.0702 | 5405.7002 | 369.2377 | 5036.4624 | 0 | 5036.4624 | 183.1676 | 5219.63 | 186.0702 | 5405.7002 | 369.2377 | 0
2010-01-08 | 23:00 | 4727.9737 | 161.4163 | 4889.39 | 177.3477 | 5066.7377 | 338.764 | 4727.9737 | 0 | 4727.9737 | 161.4163 | 4889.39 | 177.3477 | 5066.7377 | 338.764 | 0
2010-01-09 | 24:00 | 4389.3005 | 139.1195 | 4528.42 | 167.3422 | 4695.7622 | 306.4617 | 4389.3005 | 0 | 4389.3005 | 139.1195 | 4528.42 | 167.3422 | 4695.7622 | 306.4617 | 0
2010-01-09 | 1:00 | 4272.5904 | 131.8196 | 4404.41 | 163.7912 | 4568.2012 | 295.6108 | 4272.5904 | 0 | 4272.5904 | 131.8196 | 4404.41 | 163.7912 | 4568.2012 | 295.6108 | 0
2010-01-09 | 2:00 | 4219.6565 | 128.5735 | 4348.23 | 162.1634 | 4510.3934 | 290.737 | 4219.6565 | 0 | 4219.6565 | 128.5735 | 4348.23 | 162.1634 | 4510.3934 | 290.737 | 0
2010-01-09 | 3:00 | 4154.2231 | 124.6169 | 4278.84 | 160.1364 | 4438.9764 | 284.7533 | 4154.2231 | 0 | 4154.2231 | 124.6169 | 4278.84 | 160.1364 | 4438.9764 | 284.7533 | 0
2010-01-09 | 4:00 | 4168.5048 | 125.4752 | 4293.98 | 160.5802 | 4454.5602 | 286.0555 | 4168.5048 | 0 | 4168.5048 | 125.4752 | 4293.98 | 160.5802 | 4454.5602 | 286.0555 | 0
2010-01-09 | 5:00 | 4322.5215 | 134.9185 | 4457.44 | 165.3168 | 4622.7568 | 300.2354 | 4322.5215 | 0 | 4322.5215 | 134.9185 | 4457.44 | 165.3168 | 4622.7568 | 300.2354 | 0
2010-01-09 | 6:00 | 4656.2068 | 156.5532 | 4812.76 | 175.2648 | 4988.0248 | 331.8179 | 4656.2068 | 0 | 4656.2068 | 156.5532 | 4812.76 | 175.2648 | 4988.0248 | 331.8179 | 0
2010-01-09 | 7:00 | 5137.4717 | 190.5883 | 5328.06 | 188.8443 | 5516.9043 | 379.4326 | 5137.4717 | 0 | 5137.4717 | 190.5883 | 5328.06 | 188.8443 | 5516.9043 | 379.4326 | 0
2010-01-09 | 8:00 | 5492.741 | 217.859 | 5710.6 | 198.2764 | 5908.8764 | 416.1355 | 5492.741 | 0 | 5492.741 | 217.859 | 5710.6 | 198.2764 | 5908.8764 | 416.1355 | 0
2010-01-09 | 9:00 | 5446.9391 | 214.2409 | 5661.18 | 197.089 | 5858.269 | 411.3299 | 5446.9391 | 3.3384 | 5443.6007 | 213.9784 | 5657.5791 | 197.0021 | 5854.5812 | 410.9805 | 0.34941
2010-01-09 | 10:00 | 5269.342 | 200.498 | 5469.84 | 192.4046 | 5662.2446 | 392.9026 | 5269.342 | 13.807 | 5255.535 | 199.4487 | 5454.9837 | 192.0351 | 5647.0188 | 391.4838 | 1.4188
2010-01-09 | 11:00 | 5107.4152 | 188.3648 | 5295.78 | 188.0231 | 5483.8031 | 376.3878 | 5107.4152 | 16.2174 | 5091.1979 | 187.1705 | 5278.3683 | 187.5785 | 5465.9468 | 374.7489 | 1.6389
2010-01-09 | 12:00 | 5018.6088 | 181.8712 | 5200.48 | 185.5756 | 5386.0556 | 367.4469 | 5018.6088 | 23.5686 | 4995.0402 | 180.167 | 5175.2072 | 184.9208 | 5360.1281 | 365.0879 | 2.359
2010-01-09 | 13:00 | 4993.3919 | 180.0481 | 5173.44 | 184.875 | 5358.315 | 364.9231 | 4993.3919 | 25.2887 | 4968.1031 | 178.2291 | 5146.3322 | 184.1698 | 5330.502 | 362.3988 | 2.5243
2010-01-09 | 14:00 | 5014.8324 | 181.5976 | 5196.43 | 185.4709 | 5381.9009 | 367.0685 | 5014.8324 | 36.2054 | 4978.6269 | 178.985 | 5157.6119 | 184.4635 | 5342.0754 | 363.4485 | 3.62
2010-01-09 | 15:00 | 5071.0854 | 185.6946 | 5256.78 | 187.0256 | 5443.8056 | 372.7202 | 5071.0854 | 18.7012 | 5052.3842 | 184.3275 | 5236.7117 | 186.5102 | 5423.2218 | 370.8376 | 1.8826
2010-01-09 | 16:00 | 5118.2362 | 189.1638 | 5307.4 | 188.3191 | 5495.7191 | 377.4829 | 5118.2362 | 15.9731 | 5102.2632 | 187.9849 | 5290.2481 | 187.8819 | 5478.13 | 375.8669 | 1.616
2010-01-09 | 17:00 | 5409.8285 | 211.3315 | 5621.16 | 196.1207 | 5817.2807 | 407.4522 | 5409.8285 | 3.4395 | 5406.389 | 211.0629 | 5617.4519 | 196.0306 | 5813.4825 | 407.0936 | 0.35867
2010-01-09 | 18:00 | 5690.3347 | 233.8153 | 5924.15 | 203.3014 | 6127.4514 | 437.1168 | 5690.3347 | 0 | 5690.3347 | 233.8153 | 5924.15 | 203.3014 | 6127.4514 | 437.1168 | 0
2010-01-09 | 19:00 | 5597.5292 | 226.2508 | 5823.78 | 200.9611 | 6024.7411 | 427.2119 | 5597.5292 | 0 | 5597.5292 | 226.2508 | 5823.78 | 200.9611 | 6024.7411 | 427.2119 | 0
2010-01-09 | 20:00 | 5506.8873 | 218.9827 | 5725.87 | 198.6415 | 5924.5115 | 417.6241 | 5506.8873 | 0 | 5506.8873 | 218.9827 | 5725.87 | 198.6415 | 5924.5115 | 417.6241 | 0
2010-01-09 | 21:00 | 5394.3092 | 210.1208 | 5604.43 | 195.7141 | 5800.1441 | 405.8349 | 5394.3092 | 0 | 5394.3092 | 210.1208 | 5604.43 | 195.7141 | 5800.1441 | 405.8349 | 0
2010-01-09 | 22:00 | 5174.9229 | 193.3771 | 5368.3 | 189.8625 | 5558.1625 | 383.2396 | 5174.9229 | 0 | 5174.9229 | 193.3771 | 5368.3 | 189.8625 | 5558.1625 | 383.2396 | 0
2010-01-09 | 23:00 | 4793.7791 | 165.9409 | 4959.72 | 179.2398 | 5138.9598 | 345.1807 | 4793.7791 | 0 | 4793.7791 | 165.9409 | 4959.72 | 179.2398 | 5138.9598 | 345.1807 | 0
2010-01-10 | 24:00 | 4551.555 | 149.595 | 4701.15 | 172.1914 | 4873.3414 | 321.7863 | 4551.555 | 0 | 4551.555 | 149.595 | 4701.15 | 172.1914 | 4873.3414 | 321.7863 | 0
2010-01-10 | 1:00 | 4337.5233 | 135.8567 | 4473.38 | 165.7733 | 4639.1533 | 301.63 | 4337.5233 | 0 | 4337.5233 | 135.8567 | 4473.38 | 165.7733 | 4639.1533 | 301.63 | 0
2010-01-10 | 2:00 | 4252.8083 | 130.6017 | 4383.41 | 163.1842 | 4546.5942 | 293.7859 | 4252.8083 | 0 | 4252.8083 | 130.6017 | 4383.41 | 163.1842 | 4546.5942 | 293.7859 | 0
2010-01-10 | 3:00 | 4204.508 | 127.652 | 4332.16 | 161.6956 | 4493.8556 | 289.3476 | 4204.508 | 0 | 4204.508 | 127.652 | 4332.16 | 161.6956 | 4493.8556 | 289.3476 | 0
2010-01-10 | 4:00 | 4191.3648 | 126.8552 | 4318.22 | 161.289 | 4479.509 | 288.1442 | 4191.3648 | 0 | 4191.3648 | 126.8552 | 4318.22 | 161.289 | 4479.509 | 288.1442 | 0
2010-01-10 | 5:00 | 4286.1994 | 132.6606 | 4418.86 | 164.208 | 4583.068 | 296.8686 | 4286.1994 | 0 | 4286.1994 | 132.6606 | 4418.86 | 164.208 | 4583.068 | 296.8686 | 0
2010-01-10 | 6:00 | 4634.2405 | 155.0795 | 4789.32 | 174.6232 | 4963.9432 | 329.7027 | 4634.2405 | 0 | 4634.2405 | 155.0795 | 4789.32 | 174.6232 | 4963.9432 | 329.7027 | 0
2010-01-10 | 7:00 | 5089.5506 | 187.0494 | 5276.6 | 187.5333 | 5464.1333 | 374.5826 | 5089.5506 | 0 | 5089.5506 | 187.0494 | 5276.6 | 187.5333 | 5464.1333 | 374.5826 | 0
2010-01-10 | 8:00 | 5452.5384 | 214.6816 | 5667.22 | 197.2346 | 5864.4546 | 411.9162 | 5452.5384 | 0 | 5452.5384 | 214.6816 | 5667.22 | 197.2346 | 5864.4546 | 411.9162 | 0
2010-01-10 | 9:00 | 5392.1197 | 209.9503 | 5602.07 | 195.6566 | 5797.7266 | 405.6069 | 5392.1197 | 7.446 | 5384.6737 | 209.3708 | 5594.0445 | 195.4611 | 5789.5057 | 404.8319 | 0.77494
2010-01-10 | 10:00 | 5238.5671 | 198.1629 | 5436.73 | 191.5799 | 5628.3099 | 389.7428 | 5238.5671 | 9.6482 | 5228.9189 | 197.4336 | 5426.3526 | 191.3206 | 5617.6732 | 388.7543 | 0.98858
2010-01-10 | 11:00 | 5148.5117 | 191.4083 | 5339.92 | 189.145 | 5529.065 | 380.5533 | 5148.5117 | 24.2938 | 5124.2179 | 189.6062 | 5313.8241 | 188.4826 | 5502.3067 | 378.0888 | 2.4645
2010-01-10 | 12:00 | 4984.4184 | 179.4016 | 5163.82 | 184.625 | 5348.445 | 364.0266 | 4984.4184 | 26.3755 | 4958.0429 | 177.508 | 5135.5509 | 183.8885 | 5319.4394 | 361.3965 | 2.6301
2010-01-10 | 13:00 | 4866.6554 | 171.0246 | 5037.68 | 181.3154 | 5218.9954 | 352.3399 | 4866.6554 | 6.3306 | 4860.3248 | 170.5799 | 5030.9048 | 181.1359 | 5212.0407 | 351.7158 | 0.62412
2010-01-10 | 14:00 | 4896.8562 | 173.1538 | 5070.01 | 182.1694 | 5252.1794 | 355.3232 | 4896.8562 | 5.4348 | 4891.4214 | 172.7697 | 5064.1911 | 182.016 | 5246.2071 | 354.7856 | 0.53755
2010-01-10 | 15:00 | 4904.2994 | 173.6806 | 5077.98 | 182.3793 | 5260.3593 | 356.0599 | 4904.2994 | 12.9501 | 4891.3493 | 172.7646 | 5064.1139 | 182.0139 | 5246.1278 | 354.7785 | 1.2814
2010-01-10 | 16:00 | 4966.1416 | 178.0884 | 5144.23 | 184.115 | 5328.345 | 362.2033 | 4966.1416 | 17.4065 | 4948.7352 | 176.8421 | 5125.5773 | 183.628 | 5309.2053 | 360.4701 | 1.7332
2010-01-10 | 17:00 | 5182.5709 | 193.9491 | 5376.52 | 190.0697 | 5566.5897 | 384.0188 | 5182.5709 | 3.3487 | 5179.2221 | 193.6986 | 5372.9207 | 189.979 | 5562.8997 | 383.6776 | 0.34127
2010-01-10 | 18:00 | 5449.025 | 214.405 | 5663.43 | 197.1433 | 5860.5733 | 411.5483 | 5449.025 | 0 | 5449.025 | 214.405 | 5663.43 | 197.1433 | 5860.5733 | 411.5483 | 0
2010-01-10 | 19:00 | 5422.7664 | 212.3436 | 5635.11 | 196.4589 | 5831.5689 | 408.8025 | 5422.7664 | 0 | 5422.7664 | 212.3436 | 5635.11 | 196.4589 | 5831.5689 | 408.8025 | 0
2010-01-10 | 20:00 | 5300.9309 | 202.9091 | 5503.84 | 193.2471 | 5697.0871 | 396.1562 | 5300.9309 | 0 | 5300.9309 | 202.9091 | 5503.84 | 193.2471 | 5697.0871 | 396.1562 | 0
2010-01-10 | 21:00 | 5167.1438 | 192.7962 | 5359.94 | 189.6514 | 5549.5914 | 382.4476 | 5167.1438 | 0 | 5167.1438 | 192.7962 | 5359.94 | 189.6514 | 5549.5914 | 382.4476 | 0
2010-01-10 | 22:00 | 4953.2827 | 177.1673 | 5130.45 | 183.7553 | 5314.2053 | 360.9226 | 4953.2827 | 0 | 4953.2827 | 177.1673 | 5130.45 | 183.7553 | 5314.2053 | 360.9226 | 0
2010-01-10 | 23:00 | 4627.0606 | 154.5994 | 4781.66 | 174.4131 | 4956.0731 | 329.0125 | 4627.0606 | 0 | 4627.0606 | 154.5994 | 4781.66 | 174.4131 | 4956.0731 | 329.0125 | 0
2010-01-11 | 24:00 | 4320.8743 | 134.8157 | 4455.69 | 165.2667 | 4620.9567 | 300.0824 | 4320.8743 | 0 | 4320.8743 | 134.8157 | 4455.69 | 165.2667 | 4620.9567 | 300.0824 | 0
2010-01-11 | 1:00 | 4169.5423 | 125.5377 | 4295.08 | 160.6125 | 4455.6925 | 286.1501 | 4169.5423 | 0 | 4169.5423 | 125.5377 | 4295.08 | 160.6125 | 4455.6925 | 286.1501 | 0
2010-01-11 | 2:00 | 4070.0896 | 119.6204 | 4189.71 | 157.5061 | 4347.2161 | 277.1265 | 4070.0896 | 0 | 4070.0896 | 119.6204 | 4189.71 | 157.5061 | 4347.2161 | 277.1265 | 0
2010-01-11 | 3:00 | 4023.2944 | 116.8856 | 4140.18 | 156.0314 | 4296.2114 | 272.917 | 4023.2944 | 0 | 4023.2944 | 116.8856 | 4140.18 | 156.0314 | 4296.2114 | 272.917 | 0
2010-01-11 | 4:00 | 4044.329 | 118.111 | 4162.44 | 156.6953 | 4319.1353 | 274.8063 | 4044.329 | 0 | 4044.329 | 118.111 | 4162.44 | 156.6953 | 4319.1353 | 274.8063 | 0
2010-01-11 | 5:00 | 4219.6094 | 128.5706 | 4348.18 | 162.162 | 4510.342 | 290.7326 | 4219.6094 | 0 | 4219.6094 | 128.5706 | 4348.18 | 162.162 | 4510.342 | 290.7326 | 0
2010-01-11 | 6:00 | 4432.9404 | 141.8996 | 4574.84 | 168.6565 | 4743.4965 | 310.556 | 4432.9404 | 0 | 4432.9404 | 141.8996 | 4574.84 | 168.6565 | 4743.4965 | 310.556 | 0
2010-01-11 | 7:00 | 4915.6916 | 174.4884 | 5090.18 | 182.7002 | 5272.8802 | 357.1886 | 4915.6916 | 0 | 4915.6916 | 174.4884 | 5090.18 | 182.7002 | 5272.8802 | 357.1886 | 0
2010-01-11 | 8:00 | 5244.0333 | 198.5767 | 5442.61 | 191.7267 | 5634.3367 | 390.3034 | 5244.0333 | 0 | 5244.0333 | 198.5767 | 5442.61 | 191.7267 | 5634.3367 | 390.3034 | 0
2010-01-11 | 9:00 | 5190.6925 | 194.5575 | 5385.25 | 190.2895 | 5575.5395 | 384.847 | 5190.6925 | 5.0703 | 5185.6223 | 194.1776 | 5379.7998 | 190.1523 | 5569.9522 | 384.3299 | 0.5171
2010-01-11 | 10:00 | 5070.6568 | 185.6632 | 5256.32 | 187.0138 | 5443.3338 | 372.677 | 5070.6568 | 13.3671 | 5057.2897 | 184.6856 | 5241.9753 | 186.6455 | 5428.6208 | 371.3311 | 1.3459
2010-01-11 | 11:00 | 4895.9316 | 173.0884 | 5069.02 | 182.1433 | 5251.1633 | 355.2317 | 4895.9316 | 16.4347 | 4879.4969 | 171.9283 | 5051.4252 | 181.6789 | 5233.1041 | 353.6073 | 1.6244
2010-01-11 | 12:00 | 4815.3429 | 167.4371 | 4982.78 | 179.8561 | 5162.6361 | 347.2933 | 4815.3429 | 31.7832 | 4783.5596 | 165.2341 | 4948.7937 | 178.9471 | 5127.7408 | 344.1812 | 3.1121
2010-01-11 | 13:00 | 4751.4563 | 163.0237 | 4914.48 | 178.0248 | 5092.5048 | 341.0485 | 4751.4563 | 6.0007 | 4745.4556 | 162.6122 | 4908.0678 | 177.852 | 5085.9197 | 340.4642 | 0.58435
2010-01-11 | 14:00 | 4713.3132 | 160.4168 | 4873.73 | 176.9238 | 5050.6538 | 337.3406 | 4713.3132 | 3.5047 | 4709.8084 | 160.1784 | 4869.9868 | 176.8224 | 5046.8091 | 337.0007 | 0.33993
2010-01-11 | 15:00 | 4748.443 | 162.817 | 4911.26 | 177.938 | 5089.198 | 340.7551 | 4748.443 | 20.7036 | 4727.7394 | 161.4003 | 4889.1397 | 177.3409 | 5066.4806 | 338.7412 | 2.0138
2010-01-11 | 16:00 | 4814.7351 | 167.3949 | 4982.13 | 179.8388 | 5161.9688 | 347.2336 | 4814.7351 | 18.9831 | 4795.752 | 166.0775 | 4961.8295 | 179.2963 | 5141.1257 | 345.3737 | 1.8599
2010-01-11 | 17:00 | 5022.1053 | 182.1247 | 5204.23 | 185.6726 | 5389.9026 | 367.7973 | 5022.1053 | 4.1669 | 5017.9384 | 181.8227 | 5199.761 | 185.557 | 5385.3181 | 367.3797 | 0.41764
2010-01-11 | 18:00 | 5185.5294 | 194.1706 | 5379.7 | 190.1498 | 5569.8498 | 384.3205 | 5185.5294 | 0 | 5185.5294 | 194.1706 | 5379.7 | 190.1498 | 5569.8498 | 384.3205 | 0
2010-01-11 | 19:00 | 5097.7383 | 187.6517 | 5285.39 | 187.7579 | 5473.1479 | 375.4096 | 5097.7383 | 0 | 5097.7383 | 187.6517 | 5285.39 | 187.7579 | 5473.1479 | 375.4096 | 0
2010-01-11 | 20:00 | 4943.1003 | 176.4397 | 5119.54 | 183.4701 | 5303.0101 | 359.9097 | 4943.1003 | 0 | 4943.1003 | 176.4397 | 5119.54 | 183.4701 | 5303.0101 | 359.9097 | 0
2010-01-11 | 21:00 | 4726.8691 | 161.3409 | 4888.21 | 177.3158 | 5065.5258 | 338.6567 | 4726.8691 | 0 | 4726.8691 | 161.3409 | 4888.21 | 177.3158 | 5065.5258 | 338.6567 | 0
2010-01-11 | 22:00 | 4663.6649 | 157.0551 | 4820.72 | 175.4822 | 4996.2022 | 332.5373 | 4663.6649 | 0 | 4663.6649 | 157.0551 | 4820.72 | 175.4822 | 4996.2022 | 332.5373 | 0
2010-01-11 | 23:00 | 4385.1439 | 138.8561 | 4524 | 167.2166 | 4691.2166 | 306.0727 | 4385.1439 | 0 | 4385.1439 | 138.8561 | 4524 | 167.2166 | 4691.2166 | 306.0727 | 0
2010-01-12 | 24:00 | 4158.157 | 124.853 | 4283.01 | 160.2588 | 4443.2688 | 285.1118 | 4158.157 | 0 | 4158.157 | 124.853 | 4283.01 | 160.2588 | 4443.2688 | 285.1118 | 0
2010-01-12 | 1:00 | 3968.8939 | 113.7461 | 4082.64 | 154.3066 | 4236.9466 | 268.0527 | 3968.8939 | 0 | 3968.8939 | 113.7461 | 4082.64 | 154.3066 | 4236.9466 | 268.0527 | 0
2010-01-12 | 2:00 | 3863.3151 | 107.7749 | 3971.09 | 150.9272 | 4122.0172 | 258.7021 | 3863.3151 | 0 | 3863.3151 | 107.7749 | 3971.09 | 150.9272 | 4122.0172 | 258.7021 | 0
2010-01-12 | 3:00 | 3826.9353 | 105.7547 | 3932.69 | 149.753 | 4082.443 | 255.5077 | 3826.9353 | 0 | 3826.9353 | 105.7547 | 3932.69 | 149.753 | 4082.443 | 255.5077 | 0
2010-01-12 | 4:00 | 3796.7567 | 104.0933 | 3900.85 | 148.7752 | 4049.6252 | 252.8685 | 3796.7567 | 0 | 3796.7567 | 104.0933 | 3900.85 | 148.7752 | 4049.6252 | 252.8685 | 0
2010-01-12 | 5:00 | 3846.5012 | 106.8388 | 3953.34 | 150.3852 | 4103.7252 | 257.224 | 3846.5012 | 0 | 3846.5012 | 106.8388 | 3953.34 | 150.3852 | 4103.7252 | 257.224 | 0
2010-01-12 | 6:00 | 3946.1537 | 112.4463 | 4058.6 | 153.5823 | 4212.1823 | 266.0286 | 3946.1537 | 0 | 3946.1537 | 112.4463 | 4058.6 | 153.5823 | 4212.1823 | 266.0286 | 0
2010-01-12 | 7:00 | 4127.2274 | 123.0026 | 4250.23 | 159.2954 | 4409.5254 | 282.2979 | 4127.2274 | 0 | 4127.2274 | 123.0026 | 4250.23 | 159.2954 | 4409.5254 | 282.2979 | 0
2010-01-12 | 8:00 | 4340.9675 | 136.0725 | 4477.04 | 165.878 | 4642.918 | 301.9505 | 4340.9675 | 0 | 4340.9675 | 136.0725 | 4477.04 | 165.878 | 4642.918 | 301.9505 | 0
2010-01-12 | 9:00 | 4489.0458 | 145.5142 | 4634.56 | 170.3353 | 4804.8953 | 315.8495 | 4489.0458 | 0.71304 | 4488.3327 | 145.468 | 4633.8007 | 170.314 | 4804.1148 | 315.782 | 0.067483
2010-01-12 | 10:00 | 4566.9044 | 150.6056 | 4717.51 | 172.6448 | 4890.1548 | 323.2505 | 4566.9044 | 23.3924 | 4543.512 | 149.0667 | 4692.5787 | 171.9534 | 4864.5321 | 321.0201 | 2.2303
2010-01-12 | 11:00 | 4578.3111 | 151.3589 | 4729.67 | 172.9812 | 4902.6512 | 324.3401 | 4578.3111 | 31.9857 | 4546.3254 | 149.2514 | 4695.5768 | 172.0367 | 4867.6135 | 321.2881 | 3.052
2010-01-12 | 12:00 | 4582.213 | 151.617 | 4733.83 | 173.0962 | 4906.9262 | 324.7132 | 4582.213 | 11.8859 | 4570.3271 | 150.8314 | 4721.1585 | 172.7458 | 4893.9043 | 323.5773 | 1.1359
2010-01-12 | 13:00 | 4552.7749 | 149.6751 | 4702.45 | 172.2275 | 4874.6775 | 321.9026 | 4552.7749 | 6.7181 | 4546.0568 | 149.2338 | 4695.2905 | 172.0287 | 4867.3193 | 321.2625 | 0.64012
2010-01-12 | 14:00 | 4506.3423 | 146.6377 | 4652.98 | 170.8504 | 4823.8304 | 317.4881 | 4506.3423 | 9.0887 | 4497.2536 | 146.0468 | 4643.3004 | 170.5799 | 4813.8803 | 316.6267 | 0.86142
2010-01-12 | 15:00 | 4502.5772 | 146.3928 | 4648.97 | 170.7384 | 4819.7084 | 317.1312 | 4502.5772 | 22.2209 | 4480.3563 | 144.9514 | 4625.3077 | 170.0761 | 4795.3838 | 315.0275 | 2.1037
2010-01-12 | 16:00 | 4519.1289 | 147.4711 | 4666.6 | 171.2305 | 4837.8305 | 318.7015 | 4519.1289 | 7.7093 | 4511.4196 | 146.9683 | 4658.3879 | 171.0014 | 4829.3893 | 317.9697 | 0.73179
2010-01-12 | 17:00 | 4650.6877 | 156.1823 | 4806.87 | 175.1038 | 4981.9738 | 331.286 | 4650.6877 | 3.149 | 4647.5387 | 155.9708 | 4803.5096 | 175.0118 | 4978.5214 | 330.9827 | 0.30336
2010-01-12 | 18:00 | 4822.3829 | 167.9271 | 4990.31 | 180.0569 | 5170.3669 | 347.984 | 4822.3829 | 0 | 4822.3829 | 167.9271 | 4990.31 | 180.0569 | 5170.3669 | 347.984 | 0
2010-01-12 | 19:00 | 4779.2626 | 164.9374 | 4944.2 | 178.8239 | 5123.0239 | 343.7613 | 4779.2626 | 0 | 4779.2626 | 164.9374 | 4944.2 | 178.8239 | 5123.0239 | 343.7613 | 0
2010-01-12 | 20:00 | 4663.1402 | 157.0198 | 4820.16 | 175.4669 | 4995.6269 | 332.4866 | 4663.1402 | 0 | 4663.1402 | 157.0198 | 4820.16 | 175.4669 | 4995.6269 | 332.4866 | 0
2010-01-12 | 21:00 | 4550.7575 | 149.5425 | 4700.3 | 172.1678 | 4872.4678 | 321.7103 | 4550.7575 | 0 | 4550.7575 | 149.5425 | 4700.3 | 172.1678 | 4872.4678 | 321.7103 | 0
2010-01-12 | 22:00 | 4430.2149 | 141.7251 | 4571.94 | 168.5746 | 4740.5146 | 310.2997 | 4430.2149 | 0 | 4430.2149 | 141.7251 | 4571.94 | 168.5746 | 4740.5146 | 310.2997 | 0
2010-01-12 | 23:00 | 4196.0038 | 127.1362 | 4323.14 | 161.4326 | 4484.5726 | 288.5688 | 4196.0038 | 0 | 4196.0038 | 127.1362 | 4323.14 | 161.4326 | 4484.5726 | 288.5688 | 0
2010-01-13 | 24:00 | 4003.7096 | 115.7504 | 4119.46 | 155.4118 | 4274.8718 | 271.1622 | 4003.7096 | 0 | 4003.7096 | 115.7504 | 4119.46 | 155.4118 | 4274.8718 | 271.1622 | 0
2010-01-13 | 1:00 | 3833.6537 | 106.1263 | 3939.78 | 149.9702 | 4089.7502 | 256.0966 | 3833.6537 | 0 | 3833.6537 | 106.1263 | 3939.78 | 149.9702 | 4089.7502 | 256.0966 | 0
2010-01-13 | 2:00 | 3727.6609 | 100.3391 | 3828 | 146.5235 | 3974.5235 | 246.8626 | 3727.6609 | 0 | 3727.6609 | 100.3391 | 3828 | 146.5235 | 3974.5235 | 246.8626 | 0
2010-01-13 | 3:00 | 3677.2086 | 97.6414 | 3774.85 | 144.8681 | 3919.7181 | 242.5094 | 3677.2086 | 0 | 3677.2086 | 97.6414 | 3774.85 | 144.8681 | 3919.7181 | 242.5094 | 0
2010-01-13 | 4:00 | 3642.484 | 95.806 | 3738.29 | 143.7232 | 3882.0132 | 239.5291 | 3642.484 | 0 | 3642.484 | 95.806 | 3738.29 | 143.7232 | 3882.0132 | 239.5291 | 0
2010-01-13 | 5:00 | 3667.1615 | 97.1085 | 3764.27 | 144.5373 | 3908.8073 | 241.6458 | 3667.1615 | 0 | 3667.1615 | 97.1085 | 3764.27 | 144.5373 | 3908.8073 | 241.6458 | 0
2010-01-13 | 6:00 | 3732.5761 | 100.6039 | 3833.18 | 146.6843 | 3979.8643 | 247.2881 | 3732.5761 | 0 | 3732.5761 | 100.6039 | 3833.18 | 146.6843 | 3979.8643 | 247.2881 | 0
2010-01-13 | 7:00 | 3876.11 | 108.49 | 3984.6 | 151.339 | 4135.939 | 259.829 | 3876.11 | 0 | 3876.11 | 108.49 | 3984.6 | 151.339 | 4135.939 | 259.829 | 0
2010-01-13 | 8:00 | 4051.3581 | 118.5219 | 4169.88 | 156.9168 | 4326.7968 | 275.4387 | 4051.3581 | 0 | 4051.3581 | 118.5219 | 4169.88 | 156.9168 | 4326.7968 | 275.4387 | 0
2010-01-13 | 9:00 | 4166.939 | 125.381 | 4292.32 | 160.5316 | 4452.8516 | 285.9126 | 4166.939 | 0.43262 | 4166.5064 | 125.3549 | 4291.8613 | 160.5182 | 4452.3795 | 285.8731 | 0.039469
2010-01-13 | 10:00 | 4262.1442 | 131.1758 | 4393.32 | 163.4709 | 4556.7909 | 294.6466 | 4262.1442 | 3.6546 | 4258.4896 | 130.9509 | 4389.4405 | 163.3587 | 4552.7992 | 294.3096 | 0.33704
2010-01-13 | 11:00 | 4296.7175 | 133.3125 | 4430.03 | 164.5296 | 4594.5596 | 297.8421 | 4296.7175 | 13.161 | 4283.5565 | 132.4971 | 4416.0536 | 164.1271 | 4580.1807 | 296.6242 | 1.2179
2010-01-13 | 12:00 | 4320.3942 | 134.7858 | 4455.18 | 165.252 | 4620.432 | 300.0378 | 4320.3942 | 31.0219 | 4289.3723 | 132.8571 | 4422.2294 | 164.3051 | 4586.5345 | 297.1622 | 2.8756
2010-01-13 | 13:00 | 4303.7036 | 133.7464 | 4437.45 | 164.743 | 4602.193 | 298.4894 | 4303.7036 | 27.8844 | 4275.8193 | 132.0189 | 4407.8381 | 163.8902 | 4571.7283 | 295.9091 | 2.5803
2010-01-13 | 14:00 | 4259.6478 | 131.0222 | 4390.67 | 163.3942 | 4554.0642 | 294.4164 | 4259.6478 | 30.5224 | 4229.1255 | 129.1512 | 4358.2767 | 162.4554 | 4520.7321 | 291.6066 | 2.8098
2010-01-13 | 15:00 | 4235.2542 | 129.5258 | 4364.78 | 162.6442 | 4527.4242 | 292.17 | 4235.2542 | 30.671 | 4204.5832 | 127.6566 | 4332.2398 | 161.6979 | 4493.9377 | 289.3545 | 2.8155
2010-01-13 | 16:00 | 4337.5986 | 135.8614 | 4473.46 | 165.7756 | 4639.2356 | 301.637 | 4337.5986 | 21.9445 | 4315.6541 | 134.4902 | 4450.1442 | 165.1076 | 4615.2518 | 299.5978 | 2.0392
2010-01-13 | 17:00 | 4558.3294 | 150.0406 | 4708.37 | 172.3916 | 4880.7616 | 322.4322 | 4558.3294 | 4.4105 | 4553.9189 | 149.7504 | 4703.6693 | 172.2613 | 4875.9306 | 322.0117 | 0.42055
2010-01-13 | 18:00 | 4870.075 | 171.265 | 5041.34 | 181.4122 | 5222.7522 | 352.6773 | 4870.075 | 0 | 4870.075 | 171.265 | 5041.34 | 181.4122 | 5222.7522 | 352.6773 | 0
2010-01-13 | 19:00 | 4859.6756 | 170.5344 | 5030.21 | 181.1175 | 5211.3275 | 351.6518 | 4859.6756 | 0 | 4859.6756 | 170.5344 | 5030.21 | 181.1175 | 5211.3275 | 351.6518 | 0
2010-01-13 | 20:00 | 4754.8718 | 163.2582 | 4918.13 | 178.1231 | 5096.2531 | 341.3813 | 4754.8718 | 0 | 4754.8718 | 163.2582 | 4918.13 | 178.1231 | 5096.2531 | 341.3813 | 0
2010-01-13 | 21:00 | 4621.2113 | 154.2087 | 4775.42 | 174.2418 | 4949.6618 | 328.4505 | 4621.2113 | 0 | 4621.2113 | 154.2087 | 4775.42 | 174.2418 | 4949.6618 | 328.4505 | 0
2010-01-13 | 22:00 | 4431.869 | 141.831 | 4573.7 | 168.6243 | 4742.3243 | 310.4553 | 4431.869 | 0 | 4431.869 | 141.831 | 4573.7 | 168.6243 | 4742.3243 | 310.4553 | 0
2010-01-13 | 23:00 | 4180.9259 | 126.2241 | 4307.15 | 160.9656 | 4468.1156 | 287.1897 | 4180.9259 | 0 | 4180.9259 | 126.2241 | 4307.15 | 160.9656 | 4468.1156 | 287.1897 | 0
2010-01-14 | 24:00 | 3956.7112 | 113.0488 | 4069.76 | 153.9188 | 4223.6788 | 266.9676 | 3956.7112 | 0 | 3956.7112 | 113.0488 | 4069.76 | 153.9188 | 4223.6788 | 266.9676 | 0
2010-01-14 | 1:00 | 3833.2747 | 106.1053 | 3939.38 | 149.958 | 4089.338 | 256.0633 | 3833.2747 | 0 | 3833.2747 | 106.1053 | 3939.38 | 149.958 | 4089.338 | 256.0633 | 0
2010-01-14 | 2:00 | 3756.5876 | 101.9024 | 3858.49 | 147.4683 | 4005.9583 | 249.3707 | 3756.5876 | 0 | 3756.5876 | 101.9024 | 3858.49 | 147.4683 | 4005.9583 | 249.3707 | 0
2010-01-14 | 3:00 | 3732.6425 | 100.6075 | 3833.25 | 146.6864 | 3979.9364 | 247.2939 | 3732.6425 | 0 | 3732.6425 | 100.6075 | 3833.25 | 146.6864 | 3979.9364 | 247.2939 | 0
2010-01-14 | 4:00 | 3793.4765 | 103.9135 | 3897.39 | 148.6687 | 4046.0587 | 252.5822 | 3793.4765 | 0 | 3793.4765 | 103.9135 | 3897.39 | 148.6687 | 4046.0587 | 252.5822 | 0
2010-01-14 | 5:00 | 3913.3456 | 110.5844 | 4023.93 | 152.5339 | 4176.4639 | 263.1182 | 3913.3456 | 0 | 3913.3456 | 110.5844 | 4023.93 | 152.5339 | 4176.4639 | 263.1182 | 0
2010-01-14 | 6:00 | 4243.6596 | 130.0404 | 4373.7 | 162.9029 | 4536.6029 | 292.9433 | 4243.6596 | 0 | 4243.6596 | 130.0404 | 4373.7 | 162.9029 | 4536.6029 | 292.9433 | 0
2010-01-14 | 7:00 | 4772.4336 | 164.4664 | 4936.9 | 178.6279 | 5115.5279 | 343.0943 | 4772.4336 | 0 | 4772.4336 | 164.4664 | 4936.9 | 178.6279 | 5115.5279 | 343.0943 | 0
2010-01-14 | 8:00 | 5112.8352 | 188.7648 | 5301.6 | 188.1714 | 5489.7714 | 376.9362 | 5112.8352 | 0 | 5112.8352 | 188.7648 | 5301.6 | 188.1714 | 5489.7714 | 376.9362 | 0
2010-01-14 | 9:00 | 5171.8523 | 193.1477 | 5365 | 189.7792 | 5554.7792 | 382.9269 | 5171.8523 | 0.98215 | 5170.8701 | 193.0744 | 5363.9445 | 189.7526 | 5553.6971 | 382.8269 | 0.099994
2010-01-14 | 10:00 | 5183.9571 | 194.0529 | 5378.01 | 190.1073 | 5568.1173 | 384.1602 | 5183.9571 | 2.1186 | 5181.8385 | 193.8943 | 5375.7329 | 190.0499 | 5565.7827 | 383.9442 | 0.21595
2010-01-14 | 11:00 | 5238.2975 | 198.1425 | 5436.44 | 191.5727 | 5628.0127 | 389.7152 | 5238.2975 | 2.1334 | 5236.1641 | 197.9812 | 5434.1453 | 191.5154 | 5625.6607 | 389.4965 | 0.21867
2010-01-14 | 12:00 | 5216.2146 | 196.4754 | 5412.69 | 190.9786 | 5603.6686 | 387.454 | 5216.2146 | 3.2077 | 5213.0069 | 196.2339 | 5409.2408 | 190.8921 | 5600.1329 | 387.126 | 0.32803
2010-01-14 | 13:00 | 5223.691 | 197.039 | 5420.73 | 191.1799 | 5611.9099 | 388.219 | 5223.691 | 2.8046 | 5220.8864 | 196.8275 | 5417.7139 | 191.1044 | 5608.8184 | 387.932 | 0.28703
2010-01-14 | 14:00 | 5238.3905 | 198.1495 | 5436.54 | 191.5752 | 5628.1152 | 389.7247 | 5238.3905 | 2.5764 | 5235.8141 | 197.9547 | 5433.7687 | 191.506 | 5625.2747 | 389.4607 | 0.26408
2010-01-14 | 15:00 | 5204.5894 | 195.6006 | 5400.19 | 190.6651 | 5590.8551 | 386.2657 | 5204.5894 | 3.0162 | 5201.5732 | 195.374 | 5396.9472 | 190.5836 | 5587.5308 | 385.9576 | 0.30808
2010-01-14 | 16:00 | 5139.408 | 190.732 | 5330.14 | 188.8971 | 5519.0371 | 379.629 | 5139.408 | 5.2721 | 5134.136 | 190.3409 | 5324.4768 | 188.7533 | 5513.2301 | 379.0942 | 0.53485
2010-01-14 | 17:00 | 5281.208 | 201.402 | 5482.61 | 192.7215 | 5675.3315 | 394.1236 | 5281.208 | 1.1076 | 5280.1003 | 201.3176 | 5481.4179 | 192.692 | 5674.1098 | 394.0095 | 0.11403
2010-01-14 | 18:00 | 5391.3868 | 209.8932 | 5601.28 | 195.6374 | 5796.9174 | 405.5306 | 5391.3868 | 0 | 5391.3868 | 209.8932 | 5601.28 | 195.6374 | 5796.9174 | 405.5306 | 0
2010-01-14 | 19:00 | 5115.4706 | 188.9594 | 5304.43 | 188.2435 | 5492.6735 | 377.2029 | 5115.4706 | 0 | 5115.4706 | 188.9594 | 5304.43 | 188.2435 | 5492.6735 | 377.2029 | 0
2010-01-14 | 20:00 | 4968.5396 | 178.2604 | 5146.8 | 184.182 | 5330.982 | 362.4424 | 4968.5396 | 0 | 4968.5396 | 178.2604 | 5146.8 | 184.182 | 5330.982 | 362.4424 | 0
2010-01-14 | 21:00 | 4983.1404 | 179.3096 | 5162.45 | 184.5894 | 5347.0394 | 363.899 | 4983.1404 | 0 | 4983.1404 | 179.3096 | 5162.45 | 184.5894 | 5347.0394 | 363.899 | 0
2010-01-14 | 22:00 | 4806.273 | 166.807 | 4973.08 | 179.5971 | 5152.6771 | 346.4041 | 4806.273 | 0 | 4806.273 | 166.807 | 4973.08 | 179.5971 | 5152.6771 | 346.4041 | 0
2010-01-14 | 23:00 | 4468.1287 | 144.1613 | 4612.29 | 169.7108 | 4782.0008 | 313.8721 | 4468.1287 | 0 | 4468.1287 | 144.1613 | 4612.29 | 169.7108 | 4782.0008 | 313.8721 | 0
2010-01-15 | 24:00 | 4208.4109 | 127.8891 | 4336.3 | 161.8162 | 4498.1162 | 289.7054 | 4208.4109 | 0 | 4208.4109 | 127.8891 | 4336.3 | 161.8162 | 4498.1162 | 289.7054 | 0
2010-01-15 | 1:00 | 4061.7588 | 119.1312 | 4180.89 | 157.2442 | 4338.1342 | 276.3754 | 4061.7588 | 0 | 4061.7588 | 119.1312 | 4180.89 | 157.2442 | 4338.1342 | 276.3754 | 0
2010-01-15 | 2:00 | 3956.1909 | 113.0191 | 4069.21 | 153.9022 | 4223.1122 | 266.9213 | 3956.1909 | 0 | 3956.1909 | 113.0191 | 4069.21 | 153.9022 | 4223.1122 | 266.9213 | 0
2010-01-15 | 3:00 | 3909.4648 | 110.3652 | 4019.83 | 152.4096 | 4172.2396 | 262.7747 | 3909.4648 | 0 | 3909.4648 | 110.3652 | 4019.83 | 152.4096 | 4172.2396 | 262.7747 | 0
2010-01-15 | 4:00 | 3926.7375 | 111.3425 | 4038.08 | 152.9623 | 4191.0423 | 264.3048 | 3926.7375 | 0 | 3926.7375 | 111.3425 | 4038.08 | 152.9623 | 4191.0423 | 264.3048 | 0
2010-01-15 | 5:00 | 3973.9348 | 114.0352 | 4087.97 | 154.4669 | 4242.4369 | 268.5021 | 3973.9348 | 0 | 3973.9348 | 114.0352 | 4087.97 | 154.4669 | 4242.4369 | 268.5021 | 0
2010-01-15 | 6:00 | 4168.4576 | 125.4724 | 4293.93 | 160.5788 | 4454.5088 | 286.0512 | 4168.4576 | 0 | 4168.4576 | 125.4724 | 4293.93 | 160.5788 | 4454.5088 | 286.0512 | 0
2010-01-15 | 7:00 | 4705.3264 | 159.8736 | 4865.2 | 176.6925 | 5041.8925 | 336.5662 | 4705.3264 | 0 | 4705.3264 | 159.8736 | 4865.2 | 176.6925 | 5041.8925 | 336.5662 | 0
2010-01-15 | 8:00 | 4991.629 | 179.921 | 5171.55 | 184.8259 | 5356.3759 | 364.7469 | 4991.629 | 0 | 4991.629 | 179.921 | 5171.55 | 184.8259 | 5356.3759 | 364.7469 | 0
2010-01-15 | 9:00 | 5063.9758 | 185.1742 | 5249.15 | 186.8298 | 5435.9798 | 372.0041 | 5063.9758 | 0.15788 | 5063.8179 | 185.1627 | 5248.9806 | 186.8255 | 5435.8061 | 371.9882 | 0.015896
2010-01-15 | 10:00 | 4913.9549 | 174.3651 | 5088.32 | 182.6513 | 5270.9713 | 357.0164 | 4913.9549 | 1.4054 | 4912.5494 | 174.2654 | 5086.8149 | 182.6117 | 5269.4266 | 356.8771 | 0.13929
2010-01-15 | 11:00 | 5244.2099 | 198.5901 | 5442.8 | 191.7314 | 5634.5314 | 390.3215 | 5244.2099 | 4.0059 | 5240.2041 | 198.2868 | 5438.4909 | 191.6239 | 5630.1148 | 389.9107 | 0.41081
2010-01-15 | 12:00 | 5238.9204 | 198.1896 | 5437.11 | 191.5894 | 5628.6994 | 389.7791 | 5238.9204 | 4.4847 | 5234.4357 | 197.8505 | 5432.2862 | 191.4689 | 5623.7551 | 389.3194 | 0.45965
2010-01-15 | 13:00 | 5248.142 | 198.888 | 5447.03 | 191.8369 | 5638.8669 | 390.7249 | 5248.142 | 9.2376 | 5238.9044 | 198.1884 | 5437.0929 | 191.589 | 5628.6819 | 389.7774 | 0.94745
2010-01-15 | 14:00 | 5238.344 | 198.146 | 5436.49 | 191.5739 | 5628.0639 | 389.72 | 5238.344 | 9.9969 | 5228.3471 | 197.3905 | 5425.7375 | 191.3052 | 5617.0428 | 388.6957 | 1.0243
2010-01-15 | 15:00 | 5201.8176 | 195.3924 | 5397.21 | 190.5902 | 5587.8002 | 385.9826 | 5201.8176 | 12.6274 | 5189.1902 | 194.4449 | 5383.6351 | 190.2489 | 5573.884 | 384.6938 | 1.2888
2010-01-15 | 16:00 | 5214.987 | 196.383 | 5411.37 | 190.9455 | 5602.3155 | 387.3285 | 5214.987 | 12.3661 | 5202.6209 | 195.4527 | 5398.0736 | 190.6119 | 5588.6855 | 386.0646 | 1.2639
2010-01-15 | 17:00 | 5309.1603 | 203.5397 | 5512.7 | 193.4659 | 5706.1659 | 397.0056 | 5309.1603 | 3.5756 | 5305.5847 | 203.2656 | 5508.8503 | 193.3709 | 5702.2212 | 396.6364 | 0.36912
2010-01-15 | 18:00 | 5456.1629 | 214.9671 | 5671.13 | 197.3288 | 5868.4588 | 412.2959 | 5456.1629 | 0 | 5456.1629 | 214.9671 | 5671.13 | 197.3288 | 5868.4588 | 412.2959 | 0
2010-01-15 | 19:00 | 5373.5717 | 208.5083 | 5582.08 | 195.1692 | 5777.2492 | 403.6776 | 5373.5717 | 0 | 5373.5717 | 208.5083 | 5582.08 | 195.1692 | 5777.2492 | 403.6776 | 0
2010-01-15 | 20:00 | 5261.675 | 199.915 | 5461.59 | 192.1995 | 5653.7895 | 392.1145 | 5261.675 | 0 | 5261.675 | 199.915 | 5461.59 | 192.1995 | 5653.7895 | 392.1145 | 0
2010-01-15 | 21:00 | 5118.9067 | 189.2133 | 5308.12 | 188.3375 | 5496.4575 | 377.5508 | 5118.9067 | 0 | 5118.9067 | 189.2133 | 5308.12 | 188.3375 | 5496.4575 | 377.5508 | 0
2010-01-15 | 22:00 | 4878.3523 | 171.8477 | 5050.2 | 181.6466 | 5231.8466 | 353.4942 | 4878.3523 | 0 | 4878.3523 | 171.8477 | 5050.2 | 181.6466 | 5231.8466 | 353.4942 | 0
2010-01-15 | 23:00 | 4550.6824 | 149.5376 | 4700.22 | 172.1656 | 4872.3856 | 321.7032 | 4550.6824 | 0 | 4550.6824 | 149.5376 | 4700.22 | 172.1656 | 4872.3856 | 321.7032 | 0
2010-01-16 | 24:00 | 4263.1616 | 131.2384 | 4394.4 | 163.5021 | 4557.9021 | 294.7405 | 4263.1616 | 0 | 4263.1616 | 131.2384 | 4394.4 | 163.5021 | 4557.9021 | 294.7405 | 0
2010-01-16 | 1:00 | 4145.2791 | 124.0809 | 4269.36 | 159.8581 | 4429.2181 | 283.939 | 4145.2791 | 0 | 4145.2791 | 124.0809 | 4269.36 | 159.8581 | 4429.2181 | 283.939 | 0
2010-01-16 | 2:00 | 4060.6158 | 119.0642 | 4179.68 | 157.2082 | 4336.8882 | 276.2724 | 4060.6158 | 0 | 4060.6158 | 119.0642 | 4179.68 | 157.2082 | 4336.8882 | 276.2724 | 0
2010-01-16 | 3:00 | 4048.7979 | 118.3721 | 4167.17 | 156.8361 | 4324.0061 | 275.2083 | 4048.7979 | 0 | 4048.7979 | 118.3721 | 4167.17 | 156.8361 | 4324.0061 | 275.2083 | 0
2010-01-16 | 4:00 | 4105.2254 | 121.6946 | 4226.92 | 158.6078 | 4385.5278 | 280.3025 | 4105.2254 | 0 | 4105.2254 | 121.6946 | 4226.92 | 158.6078 | 4385.5278 | 280.3025 | 0
2010-01-16 | 5:00 | 4235.1411 | 129.5189 | 4364.66 | 162.6407 | 4527.3007 | 292.1596 | 4235.1411 | 0 | 4235.1411 | 129.5189 | 4364.66 | 162.6407 | 4527.3007 | 292.1596 | 0
2010-01-16 | 6:00 | 4533.3494 | 148.4006 | 4681.75 | 171.6524 | 4853.4024 | 320.053 | 4533.3494 | 0 | 4533.3494 | 148.4006 | 4681.75 | 171.6524 | 4853.4024 | 320.053 | 0
2010-01-16 | 7:00 | 4910.3132 | 174.1068 | 5084.42 | 182.5487 | 5266.9687 | 356.6555 | 4910.3132 | 0 | 4910.3132 | 174.1068 | 5084.42 | 182.5487 | 5266.9687 | 356.6555 | 0
2010-01-16 | 8:00 | 5160.6482 | 192.3118 | 5352.96 | 189.475 | 5542.435 | 381.7868 | 5160.6482 | 0.063578 | 5160.5847 | 192.307 | 5352.8917 | 189.4733 | 5542.365 | 381.7803 | 0.0064659
2010-01-16 | 9:00 | 5136.4197 | 190.5103 | 5326.93 | 188.8156 | 5515.7456 | 379.3258 | 5136.4197 | 10.1487 | 5126.2711 | 189.7582 | 5316.0293 | 188.5387 | 5504.5679 | 378.2968 | 1.029
2010-01-16 | 10:00 | 5077.7472 | 186.1828 | 5263.93 | 187.2089 | 5451.1389 | 373.3917 | 5077.7472 | 19.9158 | 5057.8315 | 184.7252 | 5242.5566 | 186.6604 | 5429.2171 | 371.3856 | 2.0061
2010-01-16 | 11:00 | 5030.1605 | 182.7095 | 5212.87 | 185.8958 | 5398.7658 | 368.6052 | 5030.1605 | 14.3695 | 5015.791 | 181.6671 | 5197.4581 | 185.4975 | 5382.9556 | 367.1645 | 1.4407
2010-01-16 | 12:00 | 4941.943 | 176.357 | 5118.3 | 183.4376 | 5301.7376 | 359.7946 | 4941.943 | 18.4511 | 4923.4919 | 175.0426 | 5098.5345 | 182.9196 | 5281.454 | 357.9622 | 1.8325
2010-01-16 | 13:00 | 4875.3348 | 171.6352 | 5046.97 | 181.5612 | 5228.5312 | 353.1963 | 4875.3348 | 29.4761 | 4845.8587 | 169.566 | 5015.4247 | 180.7252 | 5196.1499 | 350.2912 | 2.9051
2010-01-16 | 14:00 | 4903.8138 | 173.6462 | 5077.46 | 182.3656 | 5259.8256 | 356.0118 | 4903.8138 | 20.6591 | 4883.1547 | 172.1862 | 5055.3409 | 181.7824 | 5237.1233 | 353.9686 | 2.0432
2010-01-16 | 15:00 | 4908.8565 | 174.0035 | 5082.86 | 182.5077 | 5265.3677 | 356.5112 | 4908.8565 | 30.2943 | 4878.5622 | 171.8625 | 5050.4247 | 181.6525 | 5232.0772 | 353.515 | 2.9963
2010-01-16 | 16:00 | 4993.3266 | 180.0434 | 5173.37 | 184.8732 | 5358.2432 | 364.9166 | 4993.3266 | 22.1046 | 4971.2219 | 178.4529 | 5149.6748 | 184.2569 | 5333.9317 | 362.7098 | 2.2068
2010-01-16 | 17:00 | 5205.4915 | 195.6685 | 5401.16 | 190.6894 | 5591.8494 | 386.3579 | 5205.4915 | 5.4246 | 5200.0669 | 195.2609 | 5395.3278 | 190.5429 | 5585.8707 | 385.8038 | 0.55407
2010-01-16 | 18:00 | 5523.615 | 220.315 | 5743.93 | 199.0721 | 5943.0021 | 419.3871 | 5523.615 | 0 | 5523.615 | 220.315 | 5743.93 | 199.0721 | 5943.0021 | 419.3871 | 0
2010-01-16 | 19:00 | 5475.7099 | 216.5101 | 5692.22 | 197.8359 | 5890.0559 | 414.346 | 5475.7099 | 0 | 5475.7099 | 216.5101 | 5692.22 | 197.8359 | 5890.0559 | 414.346 | 0
2010-01-16 | 20:00 | 5388.789 | 209.691 | 5598.48 | 195.5692 | 5794.0492 | 405.2602 | 5388.789 | 0 | 5388.789 | 209.691 | 5598.48 | 195.5692 | 5794.0492 | 405.2602 | 0
2010-01-16 | 21:00 | 5278.4019 | 201.1881 | 5479.59 | 192.6466 | 5672.2366 | 393.8347 | 5278.4019 | 0 | 5278.4019 | 201.1881 | 5479.59 | 192.6466 | 5672.2366 | 393.8347 | 0
2010-01-16 | 22:00 | 5024.4362 | 182.2938 | 5206.73 | 185.7372 | 5392.4672 | 368.031 | 5024.4362 | 0 | 5024.4362 | 182.2938 | 5206.73 | 185.7372 | 5392.4672 | 368.031 | 0
2010-01-16 | 23:00 | 4698.1909 | 159.3891 | 4857.58 | 176.4857 | 5034.0657 | 335.8748 | 4698.1909 | 0 | 4698.1909 | 159.3891 | 4857.58 | 176.4857 | 5034.0657 | 335.8748 | 0
2010-01-17 | 24:00 | 4417.9298 | 140.9402 | 4558.87 | 168.2052 | 4727.0752 | 309.1454 | 4417.9298 | 0 | 4417.9298 | 140.9402 | 4558.87 | 168.2052 | 4727.0752 | 309.1454 | 0
2010-01-17 | 1:00 | 4252.2336 | 130.5664 | 4382.8 | 163.1665 | 4545.9665 | 293.7329 | 4252.2336 | 0 | 4252.2336 | 130.5664 | 4382.8 | 163.1665 | 4545.9665 | 293.7329 | 0
2010-01-17 | 2:00 | 4120.7059 | 122.6141 | 4243.32 | 159.0918 | 4402.4118 | 281.7059 | 4120.7059 | 0 | 4120.7059 | 122.6141 | 4243.32 | 159.0918 | 4402.4118 | 281.7059 | 0
2010-01-17 | 3:00 | 4075.709 | 119.951 | 4195.66 | 157.6826 | 4353.3426 | 277.6336 | 4075.709 | 0 | 4075.709 | 119.951 | 4195.66 | 157.6826 | 4353.3426 | 277.6336 | 0
2010-01-17 | 4:00 | 4096.3415 | 121.1685 | 4217.51 | 158.3297 | 4375.8397 | 279.4982 | 4096.3415 | 0 | 4096.3415 | 121.1685 | 4217.51 | 158.3297 | 4375.8397 | 279.4982 | 0
2010-01-17 | 5:00 | 4192.4303 | 126.9197 | 4319.35 | 161.322 | 4480.672 | 288.2417 | 4192.4303 | 0 | 4192.4303 | 126.9197 | 4319.35 | 161.322 | 4480.672 | 288.2417 | 0
2010-01-17 | 6:00 | 4485.092 | 145.258 | 4630.35 | 170.2174 | 4800.5674 | 315.4754 | 4485.092 | 0 | 4485.092 | 145.258 | 4630.35 | 170.2174 | 4800.5674 | 315.4754 | 0
2010-01-17 | 7:00 | 4976.0596 | 178.8004 | 5154.86 | 184.3919 | 5339.2519 | 363.1923 | 4976.0596 | 0 | 4976.0596 | 178.8004 | 5154.86 | 184.3919 | 5339.2519 | 363.1923 | 0
2010-01-17 | 8:00 | 5353.4038 | 206.9462 | 5560.35 | 194.6377 | 5754.9877 | 401.5839 | 5353.4038 | 0.0021253 | 5353.4017 | 206.946 | 5560.3477 | 194.6376 | 5754.9854 | 401.5836 | 0.00022042
2010-01-17 | 9:00 | 5346.1447 | 206.3853 | 5552.53 | 194.446 | 5746.976 | 400.8313 | 5346.1447 | 7.7608 | 5338.3839 | 205.7865 | 5544.1704 | 194.2408 | 5738.4112 | 400.0273 | 0.80398
2010-01-17 | 10:00 | 5343.6382 | 206.1918 | 5549.83 | 194.3797 | 5744.2097 | 400.5716 | 5343.6382 | 1.4062 | 5342.232 | 206.0833 | 5548.3153 | 194.3426 | 5742.6578 | 400.4259 | 0.14569
2010-01-17 | 11:00 | 5354.7498 | 207.0502 | 5561.8 | 194.6732 | 5756.4732 | 401.7235 | 5354.7498 | 16.3786 | 5338.3712 | 205.7856 | 5544.1567 | 194.2404 | 5738.3972 | 400.026 | 1.6975
2010-01-17 | 12:00 | 5295.1158 | 202.4642 | 5497.58 | 193.0923 | 5690.6723 | 395.5565 | 5295.1158 | 5.5381 | 5289.5777 | 202.0409 | 5491.6186 | 192.9447 | 5684.5634 | 394.9857 | 0.57083
2010-01-17 | 13:00 | 5189.5204 | 194.4696 | 5383.99 | 190.2578 | 5574.2478 | 384.7275 | 5189.5204 | 4.7729 | 5184.7475 | 194.1121 | 5378.8596 | 190.1287 | 5568.9882 | 384.2407 | 0.48672
2010-01-17 | 14:00 | 5088.824 | 186.996 | 5275.82 | 187.5133 | 5463.3333 | 374.5093 | 5088.824 | 7.4693 | 5081.3547 | 186.4474 | 5267.8021 | 187.3081 | 5455.1102 | 373.7555 | 0.75373
2010-01-17 | 15:00 | 5010.5522 | 181.2878 | 5191.84 | 185.3521 | 5377.1921 | 366.6398 | 5010.5522 | 18.1019 | 4992.4503 | 179.9803 | 5172.4306 | 184.8488 | 5357.2793 | 364.829 | 1.8108
2010-01-17 | 16:00 | 5090.8082 | 187.1418 | 5277.95 | 187.5678 | 5465.5178 | 374.7096 | 5090.8082 | 19.136 | 5071.6722 | 185.7375 | 5257.4098 | 187.0418 | 5444.4515 | 372.7793 | 1.9302
2010-01-17 | 17:00 | 5232.3195 | 197.6905 | 5430.01 | 191.4121 | 5621.4221 | 389.1026 | 5232.3195 | 5.7597 | 5226.5597 | 197.2555 | 5423.8153 | 191.2572 | 5615.0724 | 388.5127 | 0.5899
2010-01-17 | 18:00 | 5470.2699 | 216.0801 | 5686.35 | 197.6949 | 5884.0449 | 413.7751 | 5470.2699 | 0 | 5470.2699 | 216.0801 | 5686.35 | 197.6949 | 5884.0449 | 413.7751 | 0
2010-01-17 | 19:00 | 5453.2707 | 214.7393 | 5668.01 | 197.2537 | 5865.2637 | 411.9929 | 5453.2707 | 0 | 5453.2707 | 214.7393 | 5668.01 | 197.2537 | 5865.2637 | 411.9929 | 0
2010-01-17 | 20:00 | 5368.449 | 208.111 | 5576.56 | 195.0344 | 5771.5944 | 403.1454 | 5368.449 | 0 | 5368.449 | 208.111 | 5576.56 | 195.0344 | 5771.5944 | 403.1454 | 0
2010-01-17 | 21:00 | 5239.6641 | 198.2459 | 5437.91 | 191.6094 | 5629.5194 | 389.8553 | 5239.6641 | 0 | 5239.6641 | 198.2459 | 5437.91 | 191.6094 | 5629.5194 | 389.8553 | 0
2010-01-17 | 22:00 | 5006.6449 | 181.0051 | 5187.65 | 185.2435 | 5372.8935 | 366.2487 | 5006.6449 | 0 | 5006.6449 | 181.0051 | 5187.65 | 185.2435 | 5372.8935 | 366.2487 | 0
2010-01-17 | 23:00 | 4715.3074 | 160.5526 | 4875.86 | 176.9815 | 5052.8415 | 337.5341 | 4715.3074 | 0 | 4715.3074 | 160.5526 | 4875.86 | 176.9815 | 5052.8415 | 337.5341 | 0
2010-01-18 | 24:00 | 4411.9604 | 140.5596 | 4552.52 | 168.0255 | 4720.5455 | 308.5851 | 4411.9604 | 0 | 4411.9604 | 140.5596 | 4552.52 | 168.0255 | 4720.5455 | 308.5851 | 0
2010-01-18 | 1:00 | 4271.2718 | 131.7382 | 4403.01 | 163.7508 | 4566.7608 | 295.489 | 4271.2718 | 0 | 4271.2718 | 131.7382 | 4403.01 | 163.7508 | 4566.7608 | 295.489 | 0
2010-01-18 | 2:00 | 4166.2033 | 125.3367 | 4291.54 | 160.5088 | 4452.0488 | 285.8455 | 4166.2033 | 0 | 4166.2033 | 125.3367 | 4291.54 | 160.5088 | 4452.0488 | 285.8455 | 0
2010-01-18 | 3:00 | 4117.7233 | 122.4367 | 4240.16 | 158.9986 | 4399.1586 | 281.4353 | 4117.7233 | 0 | 4117.7233 | 122.4367 | 4240.16 | 158.9986 | 4399.1586 | 281.4353 | 0
2010-01-18 | 4:00 | 4147.2605 | 124.1995 | 4271.46 | 159.9198 | 4431.3798 | 284.1193 | 4147.2605 | 0 | 4147.2605 | 124.1995 | 4271.46 | 159.9198 | 4431.3798 | 284.1193 | 0
2010-01-18 | 5:00 | 4269.5104 | 131.6296 | 4401.14 | 163.6968 | 4564.8368 | 295.3264 | 4269.5104 | 0 | 4269.5104 | 131.6296 | 4401.14 | 163.6968 | 4564.8368 | 295.3264 | 0
2010-01-18 | 6:00 | 4557.3724 | 149.9776 | 4707.35 | 172.3633 | 4879.7133 | 322.3409 | 4557.3724 | 0 | 4557.3724 | 149.9776 | 4707.35 | 172.3633 | 4879.7133 | 322.3409 | 0
2010-01-18 | 7:00 | 5020.5575 | 182.0125 | 5202.57 | 185.6297 | 5388.1997 | 367.6422 | 5020.5575 | 0 | 5020.5575 | 182.0125 | 5202.57 | 185.6297 | 5388.1997 | 367.6422 | 0
2010-01-18 | 8:00 | 5366.992 | 207.998 | 5574.99 | 194.996 | 5769.986 | 402.994 | 5366.992 | 0 | 5366.992 | 207.998 | 5574.99 | 194.996 | 5769.986 | 402.994 | 0
2010-01-18 | 9:00 | 5399.2631 | 210.5069 | 5609.77 | 195.844 | 5805.614 | 406.3509 | 5399.2631 | 5.7017 | 5393.5614 | 210.0625 | 5603.6239 | 195.6945 | 5799.3184 | 405.757 | 0.59387
2010-01-18 | 10:00 | 5432.3177 | 213.0923 | 5645.41 | 196.7082 | 5842.1182 | 409.8004 | 5432.3177 | 6.6607 | 5425.6571 | 212.57 | 5638.2271 | 196.5344 | 5834.7615 | 409.1044 | 0.69602
2010-01-18 | 11:00 | 5445.465 | 214.125 | 5659.59 | 197.0507 | 5856.6407 | 411.1756 | 5445.465 | 7.6691 | 5437.796 | 213.5223 | 5651.3182 | 196.851 | 5848.1692 | 410.3732 | 0.8024
2010-01-18 | 12:00 | 5426.9209 | 212.6691 | 5639.59 | 196.5674 | 5836.1574 | 409.2364 | 5426.9209 | 14.3426 | 5412.5783 | 211.5464 | 5624.1248 | 196.1926 | 5820.3174 | 407.7391 | 1.4974
2010-01-18 | 13:00 | 5385.6345 | 209.4455 | 5595.08 | 195.4864 | 5790.5664 | 404.9319 | 5385.6345 | 6.2994 | 5379.3351 | 208.9559 | 5588.2909 | 195.3208 | 5783.6118 | 404.2767 | 0.65522
2010-01-18 | 14:00 | 5418.3984 | 212.0016 | 5630.4 | 196.3448 | 5826.7448 | 408.3464 | 5418.3984 | 28.6011 | 5389.7973 | 209.7694 | 5599.5667 | 195.5957 | 5795.1624 | 405.3651 | 2.9813
2010-01-18 | 15:00 | 5363.391 | 207.719 | 5571.11 | 194.9011 | 5766.0111 | 402.6201 | 5363.391 | 31.3419 | 5332.0491 | 205.2984 | 5537.3475 | 194.0731 | 5731.4206 | 399.3715 | 3.2486
2010-01-18 | 16:00 | 5372.5601 | 208.4299 | 5580.99 | 195.1426 | 5776.1326 | 403.5725 | 5372.5601 | 15.744 | 5356.8161 | 207.2101 | 5564.0262 | 194.7278 | 5758.7539 | 401.9378 | 1.6347
2010-01-18 | 17:00 | 5380.689 | 209.061 | 5589.75 | 195.3564 | 5785.1064 | 404.4175 | 5380.689 | 5.3165 | 5375.3725 | 208.6481 | 5584.0206 | 195.2166 | 5779.2372 | 403.8647 | 0.55273
2010-01-18 | 18:00 | 5529.653 | 220.797 | 5750.45 | 199.2272 | 5949.6772 | 420.0242 | 5529.653 | 0 | 5529.653 | 220.797 | 5750.45 | 199.2272 | 5949.6772 | 420.0242 | 0
2010-01-18 | 19:00 | 5406.5913 | 211.0787 | 5617.67 | 196.0359 | 5813.7059 | 407.1146 | 5406.5913 | 0 | 5406.5913 | 211.0787 | 5617.67 | 196.0359 | 5813.7059 | 407.1146 | 0
2010-01-18 | 20:00 | 5254.0072 | 199.3328 | 5453.34 | 191.9941 | 5645.3341 | 391.3269 | 5254.0072 | 0 | 5254.0072 | 199.3328 | 5453.34 | 191.9941 | 5645.3341 | 391.3269 | 0
2010-01-18 | 21:00 | 5145.8868 | 191.2132 | 5337.1 | 189.0735 | 5526.1735 | 380.2867 | 5145.8868 | 0 | 5145.8868 | 191.2132 | 5337.1 | 189.0735 | 5526.1735 | 380.2867 | 0
2010-01-18 | 22:00 | 4956.8756 | 177.4244 | 5134.3 | 183.8559 | 5318.1559 | 361.2803 | 4956.8756 | 0 | 4956.8756 | 177.4244 | 5134.3 | 183.8559 | 5318.1559 | 361.2803 | 0
2010-01-18 | 23:00 | 4707.5362 | 160.0238 | 4867.56 | 176.7566 | 5044.3166 | 336.7804 | 4707.5362 | 0 | 4707.5362 | 160.0238 | 4867.56 | 176.7566 | 5044.3166 | 336.7804 | 0
2010-01-19 | 24:00 | 4455.6151 | 143.3549 | 4598.97 | 169.3364 | 4768.3064 | 312.6914 | 4455.6151 | 0 | 4455.6151 | 143.3549 | 4598.97 | 169.3364 | 4768.3064 | 312.6914 | 0
2010-01-19 | 1:00 | 4260.5334 | 131.0766 | 4391.61 | 163.4214 | 4555.0314 | 294.498 | 4260.5334 | 0 | 4260.5334 | 131.0766 | 4391.61 | 163.4214 | 4555.0314 | 294.498 | 0
2010-01-19 | 2:00 | 4187.9513 | 126.6487 | 4314.6 | 161.1833 | 4475.7833 | 287.832 | 4187.9513 | 0 | 4187.9513 | 126.6487 | 4314.6 | 161.1833 | 4475.7833 | 287.832 | 0
2010-01-19 | 3:00 | 4126.6423 | 122.9677 | 4249.61 | 159.2771 | 4408.8871 | 282.2448 | 4126.6423 | 0 | 4126.6423 | 122.9677 | 4249.61 | 159.2771 | 4408.8871 | 282.2448 | 0
2010-01-19 | 4:00 | 4114.5518 | 122.2482 | 4236.8 | 158.8995 | 4395.6995 | 281.1477 | 4114.5518 | 0 | 4114.5518 | 122.2482 | 4236.8 | 158.8995 | 4395.6995 | 281.1477 | 0
2010-01-19 | 5:00 | 4144.8923 | 124.0577 | 4268.95 | 159.846 | 4428.796 | 283.9038 | 4144.8923 | 0 | 4144.8923 | 124.0577 | 4268.95 | 159.846 | 4428.796 | 283.9038 | 0
2010-01-19 | 6:00 | 4278.1756 | 132.1644 | 4410.34 | 163.9624 | 4574.3024 | 296.1268 | 4278.1756 | 0 | 4278.1756 | 132.1644 | 4410.34 | 163.9624 | 4574.3024 | 296.1268 | 0
2010-01-19 | 7:00 | 4456.0566 | 143.3834 | 4599.44 | 169.3496 | 4768.7896 | 312.733 | 4456.0566 | 0 | 4456.0566 | 143.3834 | 4599.44 | 169.3496 | 4768.7896 | 312.733 | 0
2010-01-19 | 8:00 | 4602.357 | 152.953 | 4755.31 | 173.6887 | 4928.9987 | 326.6416 | 4602.357 | 0 | 4602.357 | 152.953 | 4755.31 | 173.6887 | 4928.9987 | 326.6416 | 0
2010-01-19 | 9:00 | 4754.1981 | 163.2119 | 4917.41 | 178.1037 | 5095.5137 | 341.3157 | 4754.1981 | 1.4131 | 4752.785 | 163.1149 | 4915.8999 | 178.0631 | 5093.963 | 341.178 | 0.13768
2010-01-19 | 10:00 | 4762.7036 | 163.7964 | 4926.5 | 178.3484 | 5104.8484 | 342.1448 | 4762.7036 | 1.7267 | 4760.9769 | 163.6777 | 4924.6546 | 178.2987 | 5102.9533 | 341.9764 | 0.16838
2010-01-19 | 11:00 | 4734.2171 | 161.8429 | 4896.06 | 177.5279 | 5073.5879 | 339.3708 | 4734.2171 | 2.6639 | 4731.5531 | 161.6608 | 4893.214 | 177.451 | 5070.665 | 339.1118 | 0.25898
2010-01-19 | 12:00 | 4692.8622 | 159.0278 | 4851.89 | 176.3311 | 5028.2211 | 335.3589 | 4692.8622 | 3.4343 | 4689.4279 | 158.7951 | 4848.223 | 176.2315 | 5024.4545 | 335.0265 | 0.33236
2010-01-19 | 13:00 | 4592.8296 | 152.3204 | 4745.15 | 173.4086 | 4918.5586 | 325.729 | 4592.8296 | 2.9815 | 4589.8482 | 152.1227 | 4741.9709 | 173.3209 | 4915.2918 | 325.4436 | 0.2854
2010-01-19 | 14:00 | 4553.1971 | 149.7029 | 4702.9 | 172.2399 | 4875.1399 | 321.9428 | 4553.1971 | 2.7625 | 4550.4346 | 149.5213 | 4699.9559 | 172.1583 | 4872.1142 | 321.6796 | 0.26328
2010-01-19 | 15:00 | 4517.3453 | 147.3547 | 4664.7 | 171.1775 | 4835.8775 | 318.5322 | 4517.3453 | 3.3274 | 4514.0179 | 147.1377 | 4661.1556 | 171.0786 | 4832.2342 | 318.2163 | 0.31586
2010-01-19 | 16:00 | 4600.1347 | 152.8053 | 4752.94 | 173.6234 | 4926.5634 | 326.4287 | 4600.1347 | 5.6191 | 4594.5156 | 152.4322 | 4746.9478 | 173.4582 | 4920.406 | 325.8904 | 0.53824
2010-01-19 | 17:00 | 4787.9336 | 165.5364 | 4953.47 | 179.0724 | 5132.5424 | 344.6088 | 4787.9336 | 4.2751 | 4783.6585 | 165.2409 | 4948.8994 | 178.9499 | 5127.8493 | 344.1908 | 0.41798
2010-01-19 | 18:00 | 5078.9863 | 186.2737 | 5265.26 | 187.243 | 5452.503 | 373.5167 | 5078.9863 | 0 | 5078.9863 | 186.2737 | 5265.26 | 187.243 | 5452.503 | 373.5167 | 0
2010-01-19 | 19:00 | 5110.6934 | 188.6066 | 5299.3 | 188.1128 | 5487.4128 | 376.7194 | 5110.6934 | 0 | 5110.6934 | 188.6066 | 5299.3 | 188.1128 | 5487.4128 | 376.7194 | 0
2010-01-19 | 20:00 | 5036.8353 | 183.1947 | 5220.03 | 186.0805 | 5406.1105 | 369.2752 | 5036.8353 | 0 | 5036.8353 | 183.1947 | 5220.03 | 186.0805 | 5406.1105 | 369.2752 | 0
2010-01-19 | 21:00 | 4968.1011 | 178.2289 | 5146.33 | 184.1697 | 5330.4997 | 362.3986 | 4968.1011 | 0 | 4968.1011 | 178.2289 | 5146.33 | 184.1697 | 5330.4997 | 362.3986 | 0
2010-01-19 | 22:00 | 4826.7768 | 168.2332 | 4995.01 | 180.1822 | 5175.1922 | 348.4154 | 4826.7768 | 0 | 4826.7768 | 168.2332 | 4995.01 | 180.1822 | 5175.1922 | 348.4154 | 0
2010-01-19 | 23:00 | 4647.4267 | 155.9633 | 4803.39 | 175.0086 | 4978.3986 | 330.9719 | 4647.4267 | 0 | 4647.4267 | 155.9633 | 4803.39 | 175.0086 | 4978.3986 | 330.9719 | 0
2010-01-20 | 24:00 | 4430.7882 | 141.7618 | 4572.55 | 168.5918 | 4741.1418 | 310.3536 | 4430.7882 | 0 | 4430.7882 | 141.7618 | 4572.55 | 168.5918 | 4741.1418 | 310.3536 | 0
2010-01-20 | 1:00 | 4311.0468 | 134.2032 | 4445.25 | 164.9671 | 4610.2171 | 299.1703 | 4311.0468 | 0 | 4311.0468 | 134.2032 | 4445.25 | 164.9671 | 4610.2171 | 299.1703 | 0
2010-01-20 | 2:00 | 4233.6899 | 129.4301 | 4363.12 | 162.596 | 4525.716 | 292.0262 | 4233.6899 | 0 | 4233.6899 | 129.4301 | 4363.12 | 162.596 | 4525.716 | 292.0262 | 0
2010-01-20 | 3:00 | 4187.131 | 126.599 | 4313.73 | 161.1579 | 4474.8879 | 287.7569 | 4187.131 | 0 | 4187.131 | 126.599 | 4313.73 | 161.1579 | 4474.8879 | 287.7569 | 0
2010-01-20 | 4:00 | 4159.2135 | 124.9165 | 4284.13 | 160.2916 | 4444.4216 | 285.2081 | 4159.2135 | 0 | 4159.2135 | 124.9165 | 4284.13 | 160.2916 | 4444.4216 | 285.2081 | 0
2010-01-20 | 5:00 | 4192.6094 | 126.9306 | 4319.54 | 161.3276 | 4480.8676 | 288.2581 | 4192.6094 | 0 | 4192.6094 | 126.9306 | 4319.54 | 161.3276 | 4480.8676 | 288.2581 | 0
2010-01-20 | 6:00 | 4272.1572 | 131.7928 | 4403.95 | 163.778 | 4567.728 | 295.5708 | 4272.1572 | 0 | 4272.1572 | 131.7928 | 4403.95 | 163.778 | 4567.728 | 295.5708 | 0
2010-01-20 | 7:00 | 4399.7287 | 139.7813 | 4539.51 | 167.6569 | 4707.1669 | 307.4382 | 4399.7287 | 0 | 4399.7287 | 139.7813 | 4539.51 | 167.6569 | 4707.1669 | 307.4382 | 0
2010-01-20 | 8:00 | 4603.9792 | 153.0608 | 4757.04 | 173.7363 | 4930.7763 | 326.7971 | 4603.9792 | 0 | 4603.9792 | 153.0608 | 4757.04 | 173.7363 | 4930.7763 | 326.7971 | 0
2010-01-20 | 9:00 | 4659.608 | 156.782 | 4816.39 | 175.3639 | 4991.7539 | 332.1459 | 4659.608 | 0.29189 | 4659.3161 | 156.7623 | 4816.0785 | 175.3554 | 4991.4339 | 332.1178 | 0.02815
2010-01-20 | 10:00 | 4650.4441 | 156.1659 | 4806.61 | 175.0966 | 4981.7066 | 331.2625 | 4650.4441 | 22.1442 | 4628.2999 | 154.6822 | 4782.9821 | 174.4494 | 4957.4315 | 329.1316 | 2.131
2010-01-20 | 11:00 | 4603.5103 | 153.0297 | 4756.54 | 173.7225 | 4930.2625 | 326.7522 | 4603.5103 | 2.5821 | 4600.9282 | 152.858 | 4753.7863 | 173.6467 | 4927.433 | 326.5047 | 0.24747
2010-01-20 | 12:00 | 4593.6267 | 152.3733 | 4746 | 173.4321 | 4919.4321 | 325.8053 | 4593.6267 | 5.7143 | 4587.9124 | 151.9944 | 4739.9068 | 173.264 | 4913.1708 | 325.2584 | 0.54697
2010-01-20 | 13:00 | 4609.9893 | 153.4607 | 4763.45 | 173.9127 | 4937.3627 | 327.3734 | 4609.9893 | 23.0943 | 4586.895 | 151.927 | 4738.822 | 173.234 | 4912.056 | 325.161 | 2.2124
2010-01-20 | 14:00 | 4571.3697 | 150.9003 | 4722.27 | 172.7766 | 4895.0466 | 323.6769 | 4571.3697 | 4.4384 | 4566.9313 | 150.6074 | 4717.5387 | 172.6456 | 4890.1843 | 323.253 | 0.42383
2010-01-20 | 15:00 | 4535.0857 | 148.5143 | 4683.6 | 171.7038 | 4855.3038 | 320.2182 | 4535.0857 | 17.304 | 4517.7817 | 147.3831 | 4665.1648 | 171.1904 | 4836.3553 | 318.5736 | 1.6446
2010-01-20 | 16:00 | 4618.2395 | 154.0105 | 4772.25 | 174.1547 | 4946.4047 | 328.1652 | 4618.2395 | 21.7158 | 4596.5237 | 152.5655 | 4749.0892 | 173.5172 | 4922.6065 | 326.0828 | 2.0824
2010-01-20 | 17:00 | 4838.1435 | 169.0265 | 5007.17 | 180.5058 | 5187.6758 | 349.5323 | 4838.1435 | 7.3636 | 4830.7799 | 168.5124 | 4999.2923 | 180.2962 | 5179.5885 | 348.8086 | 0.72372
2010-01-20 | 18:00 | 5210.6533 | 196.0567 | 5406.71 | 190.8287 | 5597.5387 | 386.8854 | 5210.6533 | 0 | 5210.6533 | 196.0567 | 5406.71 | 190.8287 | 5597.5387 | 386.8854 | 0
2010-01-20 | 19:00 | 5225.3461 | 197.1639 | 5422.51 | 191.2245 | 5613.7345 | 388.3884 | 5225.3461 | 0 | 5225.3461 | 197.1639 | 5422.51 | 191.2245 | 5613.7345 | 388.3884 | 0
2010-01-20 | 20:00 | 5159.82 | 192.25 | 5352.07 | 189.4525 | 5541.5225 | 381.7026 | 5159.82 | 0 | 5159.82 | 192.25 | 5352.07 | 189.4525 | 5541.5225 | 381.7026 | 0
2010-01-20 | 21:00 | 5016.4921 | 181.7179 | 5198.21 | 185.5169 | 5383.7269 | 367.2348 | 5016.4921 | 0 | 5016.4921 | 181.7179 | 5198.21 | 185.5169 | 5383.7269 | 367.2348 | 0
2010-01-20 | 22:00 | 4863.2357 | 170.7843 | 5034.02 | 181.2184 | 5215.2384 | 352.0027 | 4863.2357 | 0 | 4863.2357 | 170.7843 | 5034.02 | 181.2184 | 5215.2384 | 352.0027 | 0
2010-01-20 | 23:00 | 4575.7035 | 151.1865 | 4726.89 | 172.9044 | 4899.7944 | 324.0909 | 4575.7035 | 0 | 4575.7035 | 151.1865 | 4726.89 | 172.9044 | 4899.7944 | 324.0909 | 0
2010-01-21 | 24:00 | 4416.5667 | 140.8533 | 4557.42 | 168.1642 | 4725.5842 | 309.0175 | 4416.5667 | 0 | 4416.5667 | 140.8533 | 4557.42 | 168.1642 | 4725.5842 | 309.0175 | 0
2010-01-21 | 1:00 | 4310.8209 | 134.1891 | 4445.01 | 164.9602 | 4609.9702 | 299.1493 | 4310.8209 | 0 | 4310.8209 | 134.1891 | 4445.01 | 164.9602 | 4609.9702 | 299.1493 | 0
2010-01-21 | 2:00 | 4248.3613 | 130.3287 | 4378.69 | 163.0475 | 4541.7375 | 293.3762 | 4248.3613 | 0 | 4248.3613 | 130.3287 | 4378.69 | 163.0475 | 4541.7375 | 293.3762 | 0
2010-01-21 | 3:00 | 4236.8562 | 129.6238 | 4366.48 | 162.6935 | 4529.1735 | 292.3173 | 4236.8562 | 0 | 4236.8562 | 129.6238 | 4366.48 | 162.6935 | 4529.1735 | 292.3173 | 0
2010-01-21 | 4:00 | 4267.7678 | 131.5222 | 4399.29 | 163.6434 | 4562.9334 | 295.1655 | 4267.7678 | 0 | 4267.7678 | 131.5222 | 4399.29 | 163.6434 | 4562.9334 | 295.1655 | 0
2010-01-21 | 5:00 | 4344.6844 | 136.3056 | 4480.99 | 165.9909 | 4646.9809 | 302.2966 | 4344.6844 | 0 | 4344.6844 | 136.3056 | 4480.99 | 165.9909 | 4646.9809 | 302.2966 | 0
2010-01-21 | 6:00 | 4633.6312 | 155.0388 | 4788.67 | 174.6054 | 4963.2754 | 329.6441 | 4633.6312 | 0 | 4633.6312 | 155.0388 | 4788.67 | 174.6054 | 4963.2754 | 329.6441 | 0
2010-01-21 | 7:00 | 5040.1632 | 183.4368 | 5223.6 | 186.1725 | 5409.7725 | 369.6094 | 5040.1632 | 0 | 5040.1632 | 183.4368 | 5223.6 | 186.1725 | 5409.7725 | 369.6094 | 0
2010-01-21 | 8:00 | 5329.9715 | 205.1385 | 5535.11 | 194.0181 | 5729.1281 | 399.1566 | 5329.9715 | 0 | 5329.9715 | 205.1385 | 5535.11 | 194.0181 | 5729.1281 | 399.1566 | 0
2010-01-21 | 9:00 | 5385.5324 | 209.4376 | 5594.97 | 195.4837 | 5790.4537 | 404.9213 | 5385.5324 | 1.6498 | 5383.8826 | 209.3093 | 5593.1919 | 195.4403 | 5788.6323 | 404.7496 | 0.17164
2010-01-21 | 10:00 | 5417.7306 | 211.9494 | 5629.68 | 196.3273 | 5826.0073 | 408.2767 | 5417.7306 | 1.4426 | 5416.2881 | 211.8365 | 5628.1246 | 196.2896 | 5824.4142 | 408.1262 | 0.15056
2010-01-21 | 11:00 | 5525.4209 | 220.4591 | 5745.88 | 199.1185 | 5944.9985 | 419.5776 | 5525.4209 | 2.3177 | 5523.1031 | 220.2742 | 5743.3773 | 199.0589 | 5942.4363 | 419.3331 | 0.24449
2010-01-21 | 12:00 | 5527.6527 | 220.6373 | 5748.29 | 199.1758 | 5947.4658 | 419.8131 | 5527.6527 | 8.9796 | 5518.6731 | 219.921 | 5738.5941 | 198.945 | 5937.5391 | 418.866 | 0.94712
2010-01-21 | 13:00 | 5618.7505 | 227.9695 | 5846.72 | 201.4994 | 6048.2194 | 429.4689 | 5618.7505 | 2.9786 | 5615.7718 | 227.7279 | 5843.4998 | 201.4239 | 6044.9237 | 429.1518 | 0.31708
2010-01-21 | 14:00 | 5573.035 | 224.275 | 5797.31 | 200.3376 | 5997.6476 | 424.6126 | 5573.035 | 2.7548 | 5570.2802 | 224.0533 | 5794.3335 | 200.2673 | 5994.6008 | 424.3206 | 0.29195
2010-01-21 | 15:00 | 5484.439 | 217.201 | 5701.64 | 198.0618 | 5899.7018 | 415.2628 | 5484.439 | 2.1589 | 5482.2801 | 217.03 | 5699.3101 | 198.006 | 5897.3161 | 415.036 | 0.22682
2010-01-21 | 16:00 | 5426.2347 | 212.6153 | 5638.85 | 196.5495 | 5835.3995 | 409.1647 | 5426.2347 | 1.1997 | 5425.035 | 212.5213 | 5637.5563 | 196.5181 | 5834.0745 | 409.0394 | 0.12532
2010-01-21 | 17:00 | 5515.7333 | 219.6867 | 5735.42 | 198.8693 | 5934.2893 | 418.5561 | 5515.7333 | 5.2892 | 5510.4441 | 219.2656 | 5729.7097 | 198.7331 | 5928.4429 | 417.9988 | 0.55732
2010-01-21 | 18:00 | 5728.2947 | 236.9453 | 5965.24 | 204.2486 | 6169.4886 | 441.1938 | 5728.2947 | 0 | 5728.2947 | 236.9453 | 5965.24 | 204.2486 | 6169.4886 | 441.1938 | 0
2010-01-21 | 19:00 | 5676.3246 | 232.6654 | 5908.99 | 202.9504 | 6111.9404 | 435.6158 | 5676.3246 | 0 | 5676.3246 | 232.6654 | 5908.99 | 202.9504 | 6111.9404 | 435.6158 | 0
2010-01-21 | 20:00 | 5538.7092 | 221.5208 | 5760.23 | 199.4596 | 5959.6896 | 420.9804 | 5538.7092 | 0 | 5538.7092 | 221.5208 | 5760.23 | 199.4596 | 5959.6896 | 420.9804 | 0
2010-01-21 | 21:00 | 5335.6632 | 205.5768 | 5541.24 | 194.1688 | 5735.4088 | 399.7456 | 5335.6632 | 0 | 5335.6632 | 205.5768 | 5541.24 | 194.1688 | 5735.4088 | 399.7456 | 0
2010-01-21 | 22:00 | 5097.6824 | 187.6476 | 5285.33 | 187.7564 | 5473.0864 | 375.4039 | 5097.6824 | 0 | 5097.6824 | 187.6476 | 5285.33 | 187.7564 | 5473.0864 | 375.4039 | 0
2010-01-21 | 23:00 | 4759.1574 | 163.5526 | 4922.71 | 178.2464 | 5100.9564 | 341.799 | 4759.1574 | 0 | 4759.1574 | 163.5526 | 4922.71 | 178.2464 | 5100.9564 | 341.799 | 0
2010-01-22 | 24:00 | 4477.8413 | 144.7887 | 4622.63 | 170.001 | 4792.631 | 314.7897 | 4477.8413 | 0 | 4477.8413 | 144.7887 | 4622.63 | 170.001 | 4792.631 | 314.7897 | 0
2010-01-22 | 1:00 | 4364.1784 | 137.5316 | 4501.71 | 166.5823 | 4668.2923 | 304.1138 | 4364.1784 | 0 | 4364.1784 | 137.5316 | 4501.71 | 166.5823 | 4668.2923 | 304.1138 | 0
2010-01-22 | 2:00 | 4270.782 | 131.708 | 4402.49 | 163.7358 | 4566.2258 | 295.4438 | 4270.782 | 0 | 4270.782 | 131.708 | 4402.49 | 163.7358 | 4566.2258 | 295.4438 | 0
2010-01-22 | 3:00 | 4235.405 | 129.535 | 4364.94 | 162.6489 | 4527.5889 | 292.1839 | 4235.405 | 0 | 4235.405 | 129.535 | 4364.94 | 162.6489 | 4527.5889 | 292.1839 | 0
2010-01-22 | 4:00 | 4242.3781 | 129.9619 | 4372.34 | 162.8635 | 4535.2035 | 292.8254 | 4242.3781 | 0 | 4242.3781 | 129.9619 | 4372.34 | 162.8635 | 4535.2035 | 292.8254 | 0
2010-01-22 | 5:00 | 4371.4968 | 137.9932 | 4509.49 | 166.8039 | 4676.2939 | 304.7971 | 4371.4968 | 0 | 4371.4968 | 137.9932 | 4509.49 | 166.8039 | 4676.2939 | 304.7971 | 0
2010-01-22 | 6:00 | 4684.4049 | 158.4551 | 4842.86 | 176.0856 | 5018.9456 | 334.5407 | 4684.4049 | 0 | 4684.4049 | 158.4551 | 4842.86 | 176.0856 | 5018.9456 | 334.5407 | 0
2010-01-22 | 7:00 | 5153.9287 | 191.8113 | 5345.74 | 189.2924 | 5535.0324 | 381.1037 | 5153.9287 | 0 | 5153.9287 | 191.8113 | 5345.74 | 189.2924 | 5535.0324 | 381.1037 | 0
2010-01-22 | 8:00 | 5481.029 | 216.931 | 5697.96 | 197.9736 | 5895.9336 | 414.9046 | 5481.029 | 0 | 5481.029 | 216.931 | 5697.96 | 197.9736 | 5895.9336 | 414.9046 | 0
2010-01-22 | 9:00 | 5510.4629 | 219.2671 | 5729.73 | 198.7336 | 5928.4636 | 418.0007 | 5510.4629 | 0.24443 | 5510.2185 | 219.2477 | 5729.4661 | 198.7273 | 5928.1934 | 417.975 | 0.025748
2010-01-22 | 10:00 | 5522.837 | 220.253 | 5743.09 | 199.0521 | 5942.1421 | 419.3051 | 5522.837 | 2.0143 | 5520.8227 | 220.0923 | 5740.915 | 199.0003 | 5939.9153 | 419.0926 | 0.21244
2010-01-22 | 11:00 | 5545.0238 | 222.0262 | 5767.05 | 199.6215 | 5966.6715 | 421.6477 | 5545.0238 | 2.3313 | 5542.6925 | 221.8395 | 5764.532 | 199.5618 | 5964.0938 | 421.4013 | 0.2464
2010-01-22 | 12:00 | 5474.4125 | 216.4075 | 5690.82 | 197.8023 | 5888.6223 | 414.2098 | 5474.4125 | 3.4583 | 5470.9541 | 216.1342 | 5687.0883 | 197.7127 | 5884.801 | 413.8469 | 0.36295
2010-01-22 | 13:00 | 5487.0335 | 217.4065 | 5704.44 | 198.1289 | 5902.5689 | 415.5355 | 5487.0335 | 22.4122 | 5464.6213 | 215.6341 | 5680.2554 | 197.5484 | 5877.8039 | 413.1826 | 2.3529
2010-01-22 | 14:00 | 5445.0386 | 214.0914 | 5659.13 | 197.0396 | 5856.1696 | 411.131 | 5445.0386 | 11.0588 | 5433.9798 | 213.2227 | 5647.2025 | 196.7515 | 5843.954 | 409.9742 | 1.1568
2010-01-22 | 15:00 | 5338.4299 | 205.7901 | 5544.22 | 194.242 | 5738.462 | 400.0321 | 5338.4299 | 2.5592 | 5335.8707 | 205.5928 | 5541.4635 | 194.1743 | 5735.6378 | 399.7671 | 0.26498
2010-01-22 | 16:00 | 5299.3331 | 202.7869 | 5502.12 | 193.2046 | 5695.3246 | 395.9914 | 5299.3331 | 8.3949 | 5290.9383 | 202.1449 | 5493.0832 | 192.981 | 5686.0642 | 395.1259 | 0.86553
2010-01-22 | 17:00 | 5396.8048 | 210.3152 | 5607.12 | 195.7795 | 5802.8995 | 406.0948 | 5396.8048 | 0.084676 | 5396.7201 | 210.3086 | 5607.0287 | 195.7773 | 5802.806 | 406.0859 | 0.0088199
2010-01-22 | 18:00 | 5579.2912 | 224.7788 | 5804.07 | 200.4971 | 6004.5671 | 425.2759 | 5579.2912 | 0 | 5579.2912 | 224.7788 | 5804.07 | 200.4971 | 6004.5671 | 425.2759 | 0
2010-01-22 | 19:00 | 5579.2819 | 224.7781 | 5804.06 | 200.4968 | 6004.5568 | 425.2749 | 5579.2819 | 0 | 5579.2819 | 224.7781 | 5804.06 | 200.4968 | 6004.5568 | 425.2749 | 0
2010-01-22 | 20:00 | 5472.1512 | 216.2288 | 5688.38 | 197.7437 | 5886.1237 | 413.9725 | 5472.1512 | 0 | 5472.1512 | 216.2288 | 5688.38 | 197.7437 | 5886.1237 | 413.9725 | 0
2010-01-22 | 21:00 | 5336.9816 | 205.6784 | 5542.66 | 194.2037 | 5736.8637 | 399.8821 | 5336.9816 | 0 | 5336.9816 | 205.6784 | 5542.66 | 194.2037 | 5736.8637 | 399.8821 | 0
2010-01-22 | 22:00 | 5105.8227 | 188.2473 | 5294.07 | 187.9794 | 5482.0494 | 376.2268 | 5105.8227 | 0 | 5105.8227 | 188.2473 | 5294.07 | 187.9794 | 5482.0494 | 376.2268 | 0
2010-01-22 | 23:00 | 4731.2218 | 161.6382 | 4892.86 | 177.4415 | 5070.3015 | 339.0796 | 4731.2218 | 0 | 4731.2218 | 161.6382 | 4892.86 | 177.4415 | 5070.3015 | 339.0796 | 0
2010-01-23 | 24:00 | 4507.0464 | 146.6836 | 4653.73 | 170.8713 | 4824.6013 | 317.5549 | 4507.0464 | 0 | 4507.0464 | 146.6836 | 4653.73 | 170.8713 | 4824.6013 | 317.5549 | 0
2010-01-23 | 1:00 | 4386.1125 | 138.9175 | 4525.03 | 167.2459 | 4692.2759 | 306.1634 | 4386.1125 | 0 | 4386.1125 | 138.9175 | 4525.03 | 167.2459 | 4692.2759 | 306.1634 | 0
2010-01-23 | 2:00 | 4282.2723 | 132.4177 | 4414.69 | 164.0878 | 4578.7778 | 296.5055 | 4282.2723 | 0 | 4282.2723 | 132.4177 | 4414.69 | 164.0878 | 4578.7778 | 296.5055 | 0
2010-01-23 | 3:00 | 4228.6574 | 129.1226 | 4357.78 | 162.441 | 4520.221 | 291.5636 | 4228.6574 | 0 | 4228.6574 | 129.1226 | 4357.78 | 162.441 | 4520.221 | 291.5636 | 0
2010-01-23 | 4:00 | 4219.5905 | 128.5695 | 4348.16 | 162.1614 | 4510.3214 | 290.7309 | 4219.5905 | 0 | 4219.5905 | 128.5695 | 4348.16 | 162.1614 | 4510.3214 | 290.7309 | 0
2010-01-23 | 5:00 | 4348.5704 | 136.5496 | 4485.12 | 166.1089 | 4651.2289 | 302.6585 | 4348.5704 | 0 | 4348.5704 | 136.5496 | 4485.12 | 166.1089 | 4651.2289 | 302.6585 | 0
2010-01-23 | 6:00 | 4654.7264 | 156.4536 | 4811.18 | 175.2216 | 4986.4016 | 331.6752 | 4654.7264 | 0 | 4654.7264 | 156.4536 | 4811.18 | 175.2216 | 4986.4016 | 331.6752 | 0
2010-01-23 | 7:00 | 5139.1567 | 190.7133 | 5329.87 | 188.8902 | 5518.7602 | 379.6035 | 5139.1567 | 0 | 5139.1567 | 190.7133 | 5329.87 | 188.8902 | 5518.7602 | 379.6035 | 0
2010-01-23 | 8:00 | 5457.5348 | 215.0752 | 5672.61 | 197.3645 | 5869.9745 | 412.4397 | 5457.5348 | 0 | 5457.5348 | 215.0752 | 5672.61 | 197.3645 | 5869.9745 | 412.4397 | 0
2010-01-23 | 9:00 | 5483.1047 | 217.0953 | 5700.2 | 198.0273 | 5898.2273 | 415.1226 | 5483.1047 | 1.2624 | 5481.8423 | 216.9953 | 5698.8376 | 197.9947 | 5896.8323 | 414.99 | 0.13262
2010-01-23 | 10:00 | 5392.2589 | 209.9611 | 5602.22 | 195.6603 | 5797.8803 | 405.6214 | 5392.2589 | 6.5484 | 5385.7105 | 209.4514 | 5595.1619 | 195.4884 | 5790.6503 | 404.9398 | 0.68156
2010-01-23 | 11:00 | 5280.7341 | 201.3659 | 5482.1 | 192.7089 | 5674.8089 | 394.0748 | 5280.7341 | 2.3071 | 5278.427 | 201.19 | 5479.617 | 192.6473 | 5672.2643 | 393.8373 | 0.23749
2010-01-23 | 12:00 | 5151.5926 | 191.6374 | 5343.23 | 189.2288 | 5532.4588 | 380.8663 | 5151.5926 | 3.4732 | 5148.1193 | 191.3791 | 5339.4985 | 189.1343 | 5528.6328 | 380.5134 | 0.35284
2010-01-23 | 13:00 | 5030.9436 | 182.7664 | 5213.71 | 185.9175 | 5399.6275 | 368.6838 | 5030.9436 | 3.0147 | 5027.9289 | 182.5474 | 5210.4763 | 185.834 | 5396.3103 | 368.3813 | 0.30246
2010-01-23 | 14:00 | 4954.5332 | 177.2568 | 5131.79 | 183.7903 | 5315.5803 | 361.0471 | 4954.5332 | 2.8007 | 4951.7326 | 177.0564 | 5128.789 | 183.7119 | 5312.5009 | 360.7683 | 0.27875
2010-01-23 | 15:00 | 4973.2887 | 178.6013 | 5151.89 | 184.3146 | 5336.2046 | 362.9159 | 4973.2887 | 2.1704 | 4971.1182 | 178.4455 | 5149.5637 | 184.254 | 5333.8177 | 362.6995 | 0.21645
2010-01-23 | 16:00 | 5029.9088 | 182.6912 | 5212.6 | 185.8888 | 5398.4888 | 368.58 | 5029.9088 | 9.0547 | 5020.8541 | 182.034 | 5202.8881 | 185.6379 | 5388.526 | 367.6719 | 0.90805
2010-01-23 | 17:00 | 5226.0434 | 197.2166 | 5423.26 | 191.2433 | 5614.5033 | 388.4598 | 5226.0434 | 0.69272 | 5225.3507 | 197.1643 | 5422.515 | 191.2246 | 5613.7396 | 388.3889 | 0.07092
2010-01-23 | 18:00 | 5522.1054 | 220.1946 | 5742.3 | 199.0333 | 5941.3333 | 419.2279 | 5522.1054 | 0 | 5522.1054 | 220.1946 | 5742.3 | 199.0333 | 5941.3333 | 419.2279 | 0
2010-01-23 | 19:00 | 5530.0142 | 220.8258 | 5750.84 | 199.2365 | 5950.0765 | 420.0623 | 5530.0142 | 0 | 5530.0142 | 220.8258 | 5750.84 | 199.2365 | 5950.0765 | 420.0623 | 0
2010-01-23 | 20:00 | 5419.5113 | 212.0887 | 5631.6 | 196.3739 | 5827.9739 | 408.4626 | 5419.5113 | 0 | 5419.5113 | 212.0887 | 5631.6 | 196.3739 | 5827.9739 | 408.4626 | 0
2010-01-23 | 21:00 | 5271.5443 | 200.6657 | 5472.21 | 192.4634 | 5664.6734 | 393.1291 | 5271.5443 | 0 | 5271.5443 | 200.6657 | 5472.21 | 192.4634 | 5664.6734 | 393.1291 | 0
2010-01-23 | 22:00 | 5035.5862 | 183.1038 | 5218.69 | 186.0459 | 5404.7359 | 369.1498 | 5035.5862 | 0 | 5035.5862 | 183.1038 | 5218.69 | 186.0459 | 5404.7359 | 369.1498 | 0
2010-01-23 | 23:00 | 4703.8656 | 159.7744 | 4863.64 | 176.6502 | 5040.2902 | 336.4246 | 4703.8656 | 0 | 4703.8656 | 159.7744 | 4863.64 | 176.6502 | 5040.2902 | 336.4246 | 0
2010-01-24 | 24:00 | 4467.8469 | 144.1431 | 4611.99 | 169.7024 | 4781.6924 | 313.8455 | 4467.8469 | 0 | 4467.8469 | 144.1431 | 4611.99 | 169.7024 | 4781.6924 | 313.8455 | 0
2010-01-24 | 1:00 | 4290.1262 | 132.9038 | 4423.03 | 164.3281 | 4587.3581 | 297.2319 | 4290.1262 | 0 | 4290.1262 | 132.9038 | 4423.03 | 164.3281 | 4587.3581 | 297.2319 | 0
2010-01-24 | 2:00 | 4159.8172 | 124.9528 | 4284.77 | 160.3104 | 4445.0804 | 285.2631 | 4159.8172 | 0 | 4159.8172 | 124.9528 | 4284.77 | 160.3104 | 4445.0804 | 285.2631 | 0
2010-01-24 | 3:00 | 4119.7526 | 122.5574 | 4242.31 | 159.062 | 4401.372 | 281.6194 | 4119.7526 | 0 | 4119.7526 | 122.5574 | 4242.31 | 159.062 | 4401.372 | 281.6194 | 0
2010-01-24 | 4:00 | 4150.5154 | 124.3946 | 4274.91 | 160.0211 | 4434.9311 | 284.4156 | 4150.5154 | 0 | 4150.5154 | 124.3946 | 4274.91 | 160.0211 | 4434.9311 | 284.4156 | 0
2010-01-24 | 5:00 | 4273.5794 | 131.8806 | 4405.46 | 163.8215 | 4569.2815 | 295.7021 | 4273.5794 | 0 | 4273.5794 | 131.8806 | 4405.46 | 163.8215 | 4569.2815 | 295.7021 | 0
2010-01-24 | 6:00 | 4575.8911 | 151.1989 | 4727.09 | 172.9099 | 4899.9999 | 324.1088 | 4575.8911 | 0 | 4575.8911 | 151.1989 | 4727.09 | 172.9099 | 4899.9999 | 324.1088 | 0
2010-01-24 | 7:00 | 5090.4076 | 187.1124 | 5277.52 | 187.5568 | 5465.0768 | 374.6691 | 5090.4076 | 0 | 5090.4076 | 187.1124 | 5277.52 | 187.5568 | 5465.0768 | 374.6691 | 0
2010-01-24 | 8:00 | 5450.6658 | 214.5342 | 5665.2 | 197.1859 | 5862.3859 | 411.7201 | 5450.6658 | 0.05329 | 5450.6125 | 214.53 | 5665.1425 | 197.1846 | 5862.3271 | 411.7145 | 0.0055806
2010-01-24 | 9:00 | 5447.7364 | 214.3036 | 5662.04 | 197.1098 | 5859.1498 | 411.4134 | 5447.7364 | 8.8871 | 5438.8493 | 213.605 | 5652.4542 | 196.8784 | 5849.3326 | 410.4834 | 0.92999
2010-01-24 | 10:00 | 5365.8133 | 207.9067 | 5573.72 | 194.965 | 5768.685 | 402.8716 | 5365.8133 | 7.0182 | 5358.7951 | 207.3632 | 5566.1582 | 194.78 | 5760.9382 | 402.1431 | 0.72851
2010-01-24 | 11:00 | 5266.6749 | 200.2951 | 5466.97 | 192.3333 | 5659.3033 | 392.6284 | 5266.6749 | 3.2328 | 5263.4421 | 200.0493 | 5463.4914 | 192.2468 | 5655.7381 | 392.2961 | 0.3323
2010-01-24 | 12:00 | 5209.7605 | 195.9895 | 5405.75 | 190.8046 | 5596.5546 | 386.7941 | 5209.7605 | 3.474 | 5206.2864 | 195.7282 | 5402.0147 | 190.7109 | 5592.7255 | 386.4391 | 0.35503
2010-01-24 | 13:00 | 5177.8817 | 193.5983 | 5371.48 | 189.9427 | 5561.4227 | 383.541 | 5177.8817 | 3.0254 | 5174.8563 | 193.3722 | 5368.2284 | 189.8607 | 5558.0891 | 383.2328 | 0.30818
2010-01-24 | 14:00 | 5187.9854 | 194.3546 | 5382.34 | 190.2163 | 5572.5563 | 384.5709 | 5187.9854 | 6.3957 | 5181.5896 | 193.8757 | 5375.4653 | 190.0431 | 5565.5085 | 383.9188 | 0.65206
2010-01-24 | 15:00 | 5154.5616 | 191.8584 | 5346.42 | 189.3096 | 5535.7296 | 381.168 | 5154.5616 | 2.2296 | 5152.332 | 191.6925 | 5344.0245 | 189.249 | 5533.2734 | 380.9414 | 0.22658
2010-01-24 | 16:00 | 5273.9882 | 200.8518 | 5474.84 | 192.5287 | 5667.3687 | 393.3805 | 5273.9882 | 3.1339 | 5270.8543 | 200.6131 | 5471.4674 | 192.445 | 5663.9124 | 393.0581 | 0.32238
2010-01-24 | 17:00 | 5488.1176 | 217.4924 | 5705.61 | 198.157 | 5903.767 | 415.6494 | 5488.1176 | 2.7534 | 5485.3641 | 217.2743 | 5702.6384 | 198.0858 | 5900.7242 | 415.36 | 0.28938
2010-01-24 | 18:00 | 5778.6783 | 241.1317 | 6019.81 | 205.4965 | 6225.3065 | 446.6283 | 5778.6783 | 0 | 5778.6783 | 241.1317 | 6019.81 | 205.4965 | 6225.3065 | 446.6283 | 0
2010-01-24 | 19:00 | 5850.7924 | 247.1876 | 6097.98 | 207.2646 | 6305.2446 | 454.4522 | 5850.7924 | 0 | 5850.7924 | 247.1876 | 6097.98 | 207.2646 | 6305.2446 | 454.4522 | 0
2010-01-24 | 20:00 | 5757.6869 | 239.3831 | 5997.07 | 204.9779 | 6202.0479 | 444.3609 | 5757.6869 | 0 | 5757.6869 | 239.3831 | 5997.07 | 204.9779 | 6202.0479 | 444.3609 | 0
2010-01-24 | 21:00 | 5632.8545 | 229.1155 | 5861.97 | 201.8561 | 6063.8261 | 430.9716 | 5632.8545 | 0 | 5632.8545 | 229.1155 | 5861.97 | 201.8561 | 6063.8261 | 430.9716 | 0
2010-01-24 | 22:00 | 5441.8957 | 213.8443 | 5655.74 | 196.9577 | 5852.6977 | 410.8021 | 5441.8957 | 0 | 5441.8957 | 213.8443 | 5655.74 | 196.9577 | 5852.6977 | 410.8021 | 0
2010-01-24 | 23:00 | 5054.6567 | 184.4933 | 5239.15 | 186.5729 | 5425.7229 | 371.0662 | 5054.6567 | 0 | 5054.6567 | 184.4933 | 5239.15 | 186.5729 | 5425.7229 | 371.0662 | 0
2010-01-25 | 24:00 | 4810.4808 | 167.0992 | 4977.58 | 179.7173 | 5157.2973 | 346.8165 | 4810.4808 | 0 | 4810.4808 | 167.0992 | 4977.58 | 179.7173 | 5157.2973 | 346.8165 | 0
2010-01-25 | 1:00 | 4696.8517 | 159.2983 | 4856.15 | 176.4469 | 5032.5969 | 335.7451 | 4696.8517 | 0 | 4696.8517 | 159.2983 | 4856.15 | 176.4469 | 5032.5969 | 335.7451 | 0
2010-01-25 | 2:00 | 4605.6482 | 153.1718 | 4758.82 | 173.7853 | 4932.6053 | 326.9571 | 4605.6482 | 0 | 4605.6482 | 153.1718 | 4758.82 | 173.7853 | 4932.6053 | 326.9571 | 0
2010-01-25 | 3:00 | 4561.6413 | 150.2587 | 4711.9 | 172.4895 | 4884.3895 | 322.7481 | 4561.6413 | 0 | 4561.6413 | 150.2587 | 4711.9 | 172.4895 | 4884.3895 | 322.7481 | 0
2010-01-25 | 4:00 | 4547.3888 | 149.3212 | 4696.71 | 172.0681 | 4868.7781 | 321.3894 | 4547.3888 | 0 | 4547.3888 | 149.3212 | 4696.71 | 172.0681 | 4868.7781 | 321.3894 | 0
2010-01-25 | 5:00 | 4654.2204 | 156.4196 | 4810.64 | 175.2068 | 4985.8468 | 331.6264 | 4654.2204 | 0 | 4654.2204 | 156.4196 | 4810.64 | 175.2068 | 4985.8468 | 331.6264 | 0
2010-01-25 | 6:00 | 4918.5113 | 174.6887 | 5093.2 | 182.7795 | 5275.9795 | 357.4682 | 4918.5113 | 0 | 4918.5113 | 174.6887 | 5093.2 | 182.7795 | 5275.9795 | 357.4682 | 0
2010-01-25 | 7:00 | 5375.6132 | 208.6668 | 5584.28 | 195.2229 | 5779.5029 | 403.8898 | 5375.6132 | 0 | 5375.6132 | 208.6668 | 5584.28 | 195.2229 | 5779.5029 | 403.8898 | 0
2010-01-25 | 8:00 | 5710.264 | 235.456 | 5945.72 | 203.7994 | 6149.5194 | 439.2554 | 5710.264 | 0.004108 | 5710.2599 | 235.4556 | 5945.7156 | 203.7993 | 6149.5149 | 439.255 | 0.00044126
2010-01-25 | 9:00 | 5715.3818 | 235.8782 | 5951.26 | 203.927 | 6155.187 | 439.8053 | 5715.3818 | 6.3374 | 5709.0443 | 235.3554 | 5944.3997 | 203.769 | 6148.1687 | 439.1244 | 0.68086
2010-01-25 | 10:00 | 5691.0185 | 233.8715 | 5924.89 | 203.3186 | 6128.2086 | 437.1901 | 5691.0185 | 17.5253 | 5673.4932 | 232.4333 | 5905.9265 | 202.8794 | 6108.8059 | 435.3127 | 1.8774
2010-01-25 | 11:00 | 5550.0788 | 222.4312 | 5772.51 | 199.751 | 5972.261 | 422.1821 | 5550.0788 | 9.9379 | 5540.1409 | 221.6353 | 5761.7763 | 199.4964 | 5961.2726 | 421.1317 | 1.0505
2010-01-25 | 12:00 | 5351.1853 | 206.7747 | 5557.96 | 194.5791 | 5752.5391 | 401.3538 | 5351.1853 | 13.5154 | 5337.6699 | 205.7315 | 5543.4014 | 194.2219 | 5737.6233 | 399.9534 | 1.4004
2010-01-25 | 13:00 | 5193.7623 | 194.7877 | 5388.55 | 190.3726 | 5578.9226 | 385.1602 | 5193.7623 | 4.2928 | 5189.4695 | 194.4658 | 5383.9353 | 190.2564 | 5574.1917 | 384.7223 | 0.43797
2010-01-25 | 14:00 | 5170.6798 | 193.0602 | 5363.74 | 189.7474 | 5553.4874 | 382.8076 | 5170.6798 | 2.9714 | 5167.7084 | 192.8383 | 5360.5468 | 189.6668 | 5550.2135 | 382.5051 | 0.30246
2010-01-25 | 15:00 | 5092.7457 | 187.2843 | 5280.03 | 187.6209 | 5467.6509 | 374.9052 | 5092.7457 | 22.4031 | 5070.3426 | 185.6402 | 5255.9828 | 187.0052 | 5442.988 | 372.6454 | 2.2599
2010-01-25 | 16:00 | 5137.4438 | 190.5862 | 5328.03 | 188.8435 | 5516.8735 | 379.4297 | 5137.4438 | 21.7788 | 5115.665 | 188.9738 | 5304.6388 | 188.2488 | 5492.8876 | 377.2226 | 2.2071
2010-01-25 | 17:00 | 5357.0146 | 207.2254 | 5564.24 | 194.733 | 5758.973 | 401.9584 | 5357.0146 | 0.1996 | 5356.815 | 207.21 | 5564.025 | 194.7277 | 5758.7527 | 401.9377 | 0.020708
2010-01-25 | 18:00 | 5615.7628 | 227.7272 | 5843.49 | 201.4237 | 6044.9137 | 429.1509 | 5615.7628 | 0 | 5615.7628 | 227.7272 | 5843.49 | 201.4237 | 6044.9137 | 429.1509 | 0
2010-01-25 | 19:00 | 5624.2537 | 228.4163 | 5852.67 | 201.6386 | 6054.3086 | 430.055 | 5624.2537 | 0 | 5624.2537 | 228.4163 | 5852.67 | 201.6386 | 6054.3086 | 430.055 | 0
2010-01-25 | 20:00 | 5527.7917 | 220.6483 | 5748.44 | 199.1794 | 5947.6194 | 419.8278 | 5527.7917 | 0 | 5527.7917 | 220.6483 | 5748.44 | 199.1794 | 5947.6194 | 419.8278 | 0
2010-01-25 | 21:00 | 5394.504 | 210.136 | 5604.64 | 195.7192 | 5800.3592 | 405.8551 | 5394.504 | 0 | 5394.504 | 210.136 | 5604.64 | 195.7192 | 5800.3592 | 405.8551 | 0
2010-01-25 | 22:00 | 5210.9137 | 196.0763 | 5406.99 | 190.8357 | 5597.8257 | 386.912 | 5210.9137 | 0 | 5210.9137 | 196.0763 | 5406.99 | 190.8357 | 5597.8257 | 386.912 | 0
2010-01-25 | 23:00 | 4968.7635 | 178.2765 | 5147.04 | 184.1882 | 5331.2282 | 362.4647 | 4968.7635 | 0 | 4968.7635 | 178.2765 | 5147.04 | 184.1882 | 5331.2282 | 362.4647 | 0
2010-01-26 | 24:00 | 4713.8562 | 160.4538 | 4874.31 | 176.9395 | 5051.2495 | 337.3933 | 4713.8562 | 0 | 4713.8562 | 160.4538 | 4874.31 | 176.9395 | 5051.2495 | 337.3933 | 0
2010-01-26 | 1:00 | 4544.6299 | 149.1401 | 4693.77 | 171.9865 | 4865.7565 | 321.1266 | 4544.6299 | 0 | 4544.6299 | 149.1401 | 4693.77 | 171.9865 | 4865.7565 | 321.1266 | 0
2010-01-26 | 2:00 | 4450.6353 | 143.0347 | 4593.67 | 169.1873 | 4762.8573 | 312.2219 | 4450.6353 | 0 | 4450.6353 | 143.0347 | 4593.67 | 169.1873 | 4762.8573 | 312.2219 | 0
2010-01-26 | 3:00 | 4375.626 | 138.254 | 4513.88 | 166.9289 | 4680.8089 | 305.1829 | 4375.626 | 0 | 4375.626 | 138.254 | 4513.88 | 166.9289 | 4680.8089 | 305.1829 | 0
2010-01-26 | 4:00 | 4331.1333 | 135.4567 | 4466.59 | 165.579 | 4632.169 | 301.0357 | 4331.1333 | 0 | 4331.1333 | 135.4567 | 4466.59 | 165.579 | 4632.169 | 301.0357 | 0
2010-01-26 | 5:00 | 4370.7443 | 137.9457 | 4508.69 | 166.7811 | 4675.4711 | 304.7268 | 4370.7443 | 0 | 4370.7443 | 137.9457 | 4508.69 | 166.7811 | 4675.4711 | 304.7268 | 0
2010-01-26 | 6:00 | 4476.4512 | 144.6988 | 4621.15 | 169.9595 | 4791.1095 | 314.6583 | 4476.4512 | 0 | 4476.4512 | 144.6988 | 4621.15 | 169.9595 | 4791.1095 | 314.6583 | 0
2010-01-26 | 7:00 | 4643.7625 | 155.7175 | 4799.48 | 174.9015 | 4974.3815 | 330.619 | 4643.7625 | 0 | 4643.7625 | 155.7175 | 4799.48 | 174.9015 | 4974.3815 | 330.619 | 0
2010-01-26 | 8:00 | 4866.7675 | 171.0325 | 5037.8 | 181.3185 | 5219.1185 | 352.351 | 4866.7675 | 0.2262 | 4866.5413 | 171.0166 | 5037.5579 | 181.3121 | 5218.87 | 352.3287 | 0.022308
2010-01-26 | 9:00 | 4981.0974 | 179.1626 | 5160.26 | 184.5324 | 5344.7924 | 363.6951 | 4981.0974 | 11.1014 | 4969.996 | 178.3649 | 5148.3609 | 184.2226 | 5332.5836 | 362.5876 | 1.1075
2010-01-26 | 10:00 | 4937.9013 | 176.0687 | 5113.97 | 183.3242 | 5297.2942 | 359.3929 | 4937.9013 | 19.4756 | 4918.4257 | 174.6826 | 5093.1083 | 182.7771 | 5275.8854 | 357.4597 | 1.9333
2010-01-26 | 11:00 | 5050.3136 | 184.1764 | 5234.49 | 186.453 | 5420.943 | 370.6294 | 5050.3136 | 20.5559 | 5029.7577 | 182.6802 | 5212.4379 | 185.8846 | 5398.3225 | 368.5648 | 2.0646
2010-01-26 | 12:00 | 5017.1635 | 181.7665 | 5198.93 | 185.5355 | 5384.4655 | 367.3021 | 5017.1635 | 42.362 | 4974.8015 | 178.71 | 5153.5115 | 184.3568 | 5337.8683 | 363.0668 | 4.2352
2010-01-26 | 13:00 | 4889.0573 | 172.6027 | 5061.66 | 181.9492 | 5243.6092 | 354.5519 | 4889.0573 | 46.3038 | 4842.7535 | 169.3488 | 5012.1023 | 180.6369 | 5192.7392 | 349.9857 | 4.5662
2010-01-26 | 14:00 | 4807.5728 | 166.8972 | 4974.47 | 179.6343 | 5154.1043 | 346.5315 | 4807.5728 | 44.7155 | 4762.8573 | 163.807 | 4926.6643 | 178.3528 | 5105.0171 | 342.1598 | 4.3716
2010-01-26 | 15:00 | 4734.2826 | 161.8474 | 4896.13 | 177.5298 | 5073.6598 | 339.3772 | 4734.2826 | 38.4672 | 4695.8154 | 159.228 | 4855.0433 | 176.4168 | 5031.4602 | 335.6448 | 3.7324
2010-01-26 | 16:00 | 4762.8158 | 163.8042 | 4926.62 | 178.3516 | 5104.9716 | 342.1558 | 4762.8158 | 27.0304 | 4735.7855 | 161.9502 | 4897.7356 | 177.5732 | 5075.3088 | 339.5233 | 2.6324
2010-01-26 | 17:00 | 4888.2727 | 172.5473 | 5060.82 | 181.927 | 5242.747 | 354.4743 | 4888.2727 | 10.5975 | 4877.6752 | 171.8 | 5049.4752 | 181.6274 | 5231.1026 | 353.4274 | 1.047
2010-01-26 | 18:00 | 5147.9905 | 191.3695 | 5339.36 | 189.1308 | 5528.4908 | 380.5004 | 5147.9905 | 0.036904 | 5147.9536 | 191.3668 | 5339.3204 | 189.1298 | 5528.4502 | 380.4966 | 0.0037482
2010-01-26 | 19:00 | 5214.6522 | 196.3578 | 5411.01 | 190.9365 | 5601.9465 | 387.2942 | 5214.6522 | 0 | 5214.6522 | 196.3578 | 5411.01 | 190.9365 | 5601.9465 | 387.2942 | 0
2010-01-26 | 20:00 | 5147.6181 | 191.3419 | 5338.96 | 189.1207 | 5528.0807 | 380.4625 | 5147.6181 | 0 | 5147.6181 | 191.3419 | 5338.96 | 189.1207 | 5528.0807 | 380.4625 | 0
2010-01-26 | 21:00 | 5045.0568 | 183.7932 | 5228.85 | 186.3078 | 5415.1578 | 370.101 | 5045.0568 | 0 | 5045.0568 | 183.7932 | 5228.85 | 186.3078 | 5415.1578 | 370.101 | 0
2010-01-26 | 22:00 | 4904.2714 | 173.6786 | 5077.95 | 182.3785 | 5260.3285 | 356.0571 | 4904.2714 | 0 | 4904.2714 | 173.6786 | 5077.95 | 182.3785 | 5260.3285 | 356.0571 | 0
2010-01-26 | 23:00 | 4716.0096 | 160.6004 | 4876.61 | 177.0018 | 5053.6118 | 337.6023 | 4716.0096 | 0 | 4716.0096 | 160.6004 | 4876.61 | 177.0018 | 5053.6118 | 337.6023 | 0
2010-01-27 | 24:00 | 4521.1566 | 147.6034 | 4668.76 | 171.2907 | 4840.0507 | 318.8941 | 4521.1566 | 0 | 4521.1566 | 147.6034 | 4668.76 | 171.2907 | 4840.0507 | 318.8941 | 0
2010-01-27 | 1:00 | 4397.2934 | 139.6266 | 4536.92 | 167.5835 | 4704.5035 | 307.2101 | 4397.2934 | 0 | 4397.2934 | 139.6266 | 4536.92 | 167.5835 | 4704.5035 | 307.2101 | 0
2010-01-27 | 2:00 | 4308.9946 | 134.0754 | 4443.07 | 164.9045 | 4607.9745 | 298.9799 | 4308.9946 | 0 | 4308.9946 | 134.0754 | 4443.07 | 164.9045 | 4607.9745 | 298.9799 | 0
2010-01-27 | 3:00 | 4274.3894 | 131.9306 | 4406.32 | 163.8464 | 4570.1664 | 295.777 | 4274.3894 | 0 | 4274.3894 | 131.9306 | 4406.32 | 163.8464 | 4570.1664 | 295.777 | 0
2010-01-27 | 4:00 | 4282.1217 | 132.4083 | 4414.53 | 164.0832 | 4578.6132 | 296.4915 | 4282.1217 | 0 | 4282.1217 | 132.4083 | 4414.53 | 164.0832 | 4578.6132 | 296.4915 | 0
2010-01-27 | 5:00 | 4312.12 | 134.27 | 4446.39 | 164.9998 | 4611.3898 | 299.2698 | 4312.12 | 0 | 4312.12 | 134.27 | 4446.39 | 164.9998 | 4611.3898 | 299.2698 | 0
2010-01-27 | 6:00 | 4408.4255 | 140.3345 | 4548.76 | 167.9191 | 4716.6791 | 308.2535 | 4408.4255 | 0 | 4408.4255 | 140.3345 | 4548.76 | 167.9191 | 4716.6791 | 308.2535 | 0
2010-01-27 | 7:00 | 4554.1635 | 149.7665 | 4703.93 | 172.2685 | 4876.1985 | 322.035 | 4554.1635 | 0 | 4554.1635 | 149.7665 | 4703.93 | 172.2685 | 4876.1985 | 322.035 | 0
2010-01-27 | 8:00 | 4721.0744 | 160.9456 | 4882.02 | 177.1483 | 5059.1683 | 338.0939 | 4721.0744 | 0.21873 | 4720.8557 | 160.9307 | 4881.7864 | 177.142 | 5058.9283 | 338.0726 | 0.021237
2010-01-27 | 9:00 | 4771.7413 | 164.4187 | 4936.16 | 178.608 | 5114.768 | 343.0267 | 4771.7413 | 9.9502 | 4761.7911 | 163.7337 | 4925.5248 | 178.3222 | 5103.847 | 342.0558 | 0.97086
2010-01-27 | 10:00 | 4800.4565 | 166.4035 | 4966.86 | 179.4308 | 5146.2908 | 345.8343 | 4800.4565 | 28.7572 | 4771.6993 | 164.4158 | 4936.1151 | 178.6068 | 5114.7219 | 343.0226 | 2.8117
2010-01-27 | 11:00 | 4727.515 | 161.385 | 4888.9 | 177.3344 | 5066.2344 | 338.7194 | 4727.515 | 38.3622 | 4689.1528 | 158.7765 | 4847.9292 | 176.2235 | 5024.1527 | 334.9999 | 3.7195
2010-01-27 | 12:00 | 4718.6403 | 160.7797 | 4879.42 | 177.0779 | 5056.4979 | 337.8576 | 4718.6403 | 45.0858 | 4673.5545 | 157.7219 | 4831.2764 | 175.7701 | 5007.0465 | 333.492 | 4.3656
2010-01-27 | 13:00 | 4730.9597 | 161.6203 | 4892.58 | 177.4339 | 5070.0139 | 339.0542 | 4730.9597 | 46.1322 | 4684.8275 | 158.4837 | 4843.3112 | 176.0978 | 5019.409 | 334.5815 | 4.4726
2010-01-27 | 14:00 | 4791.8805 | 165.8095 | 4957.69 | 179.1854 | 5136.8754 | 344.9949 | 4791.8805 | 44.7093 | 4747.1712 | 162.7298 | 4909.901 | 177.9014 | 5087.8024 | 340.6312 | 4.3637
2010-01-27 | 15:00 | 4772.9482 | 164.5018 | 4937.45 | 178.6427 | 5116.0927 | 343.1445 | 4772.9482 | 28.528 | 4744.4202 | 162.5413 | 4906.9615 | 177.8221 | 5084.7836 | 340.3634 | 2.7811
2010-01-27 | 16:00 | 4888.282 | 172.548 | 5060.83 | 181.9273 | 5242.7573 | 354.4752 | 4888.282 | 27.1839 | 4861.0982 | 170.6342 | 5031.7324 | 181.1578 | 5212.8902 | 351.792 | 2.6832
2010-01-27 | 17:00 | 5130.0332 | 190.0368 | 5320.07 | 188.6414 | 5508.7114 | 378.6782 | 5130.0332 | 10.948 | 5119.0852 | 189.2265 | 5308.3117 | 188.3423 | 5496.6541 | 377.5689 | 1.1093
2010-01-27 | 18:00 | 5416.5435 | 211.8565 | 5628.4 | 196.2963 | 5824.6963 | 408.1528 | 5416.5435 | 0.078156 | 5416.4653 | 211.8504 | 5628.3157 | 196.2943 | 5824.61 | 408.1447 | 0.0081569
2010-01-27 | 19:00 | 5469.8435 | 216.0465 | 5685.89 | 197.6839 | 5883.5739 | 413.7303 | 5469.8435 | 0 | 5469.8435 | 216.0465 | 5685.89 | 197.6839 | 5883.5739 | 413.7303 | 0
2010-01-27 | 20:00 | 5357.655 | 207.275 | 5564.93 | 194.7499 | 5759.6799 | 402.0248 | 5357.655 | 0 | 5357.655 | 207.275 | 5564.93 | 194.7499 | 5759.6799 | 402.0248 | 0
2010-01-27 | 21:00 | 5210.1697 | 196.0203 | 5406.19 | 190.8156 | 5597.0056 | 386.8359 | 5210.1697 | 0 | 5210.1697 | 196.0203 | 5406.19 | 190.8156 | 5597.0056 | 386.8359 | 0
2010-01-27 | 22:00 | 5007.5961 | 181.0739 | 5188.67 | 185.27 | 5373.94 | 366.3439 | 5007.5961 | 0 | 5007.5961 | 181.0739 | 5188.67 | 185.27 | 5373.94 | 366.3439 | 0
2010-01-27 | 23:00 | 4742.3786 | 162.4014 | 4904.78 | 177.7633 | 5082.5433 | 340.1647 | 4742.3786 | 0 | 4742.3786 | 162.4014 | 4904.78 | 177.7633 | 5082.5433 | 340.1647 | 0
2010-01-28 | 24:00 | 4505.6099 | 146.5901 | 4652.2 | 170.8286 | 4823.0286 | 317.4187 | 4505.6099 | 0 | 4505.6099 | 146.5901 | 4652.2 | 170.8286 | 4823.0286 | 317.4187 | 0
2010-01-28 | 1:00 | 4410.3904 | 140.4596 | 4550.85 | 167.9783 | 4718.8283 | 308.4378 | 4410.3904 | 0 | 4410.3904 | 140.4596 | 4550.85 | 167.9783 | 4718.8283 | 308.4378 | 0
2010-01-28 | 2:00 | 4330.6722 | 135.4278 | 4466.1 | 165.565 | 4631.665 | 300.9928 | 4330.6722 | 0 | 4330.6722 | 135.4278 | 4466.1 | 165.565 | 4631.665 | 300.9928 | 0
2010-01-28 | 3:00 | 4302.6491 | 133.6809 | 4436.33 | 164.7108 | 4601.0408 | 298.3917 | 4302.6491 | 0 | 4302.6491 | 133.6809 | 4436.33 | 164.7108 | 4601.0408 | 298.3917 | 0
2010-01-28 | 4:00 | 4354.1028 | 136.8972 | 4491 | 166.2768 | 4657.2768 | 303.1741 | 4354.1028 | 0 | 4354.1028 | 136.8972 | 4491 | 166.2768 | 4657.2768 | 303.1741 | 0
2010-01-28 | 5:00 | 4485.7306 | 145.2994 | 4631.03 | 170.2364 | 4801.2664 | 315.5358 | 4485.7306 | 0 | 4485.7306 | 145.2994 | 4631.03 | 170.2364 | 4801.2664 | 315.5358 | 0
2010-01-28 | 6:00 | 4701.4029 | 159.6071 | 4861.01 | 176.5788 | 5037.5888 | 336.186 | 4701.4029 | 0 | 4701.4029 | 159.6071 | 4861.01 | 176.5788 | 5037.5888 | 336.186 | 0
2010-01-28 | 7:00 | 5125.5921 | 189.7079 | 5315.3 | 188.5201 | 5503.8201 | 378.228 | 5125.5921 | 0 | 5125.5921 | 189.7079 | 5315.3 | 188.5201 | 5503.8201 | 378.228 | 0
2010-01-28 | 8:00 | 5441.052 | 213.778 | 5654.83 | 196.9358 | 5851.7658 | 410.7138 | 5441.052 | 0.47755 | 5440.5744 | 213.7405 | 5654.3149 | 196.9233 | 5851.2383 | 410.6638 | 0.049961
2010-01-28 | 9:00 | 5508.1193 | 219.0807 | 5727.2 | 198.6732 | 5925.8732 | 417.7539 | 5508.1193 | 13.2959 | 5494.8235 | 218.0243 | 5712.8477 | 198.3302 | 5911.178 | 416.3545 | 1.3994
2010-01-28 | 10:00 | 5545.1627 | 222.0373 | 5767.2 | 199.6251 | 5966.8251 | 421.6624 | 5545.1627 | 28.5521 | 5516.6106 | 219.7566 | 5736.3672 | 198.8919 | 5935.2591 | 418.6485 | 3.0138
2010-01-28 | 11:00 | 5549.9307 | 222.4193 | 5772.35 | 199.7472 | 5972.0972 | 422.1665 | 5549.9307 | 34.535 | 5515.3957 | 219.6599 | 5735.0555 | 198.8606 | 5933.9162 | 418.5205 | 3.646
2010-01-28 | 12:00 | 5464.5514 | 215.6286 | 5680.18 | 197.5466 | 5877.7266 | 413.1752 | 5464.5514 | 40.6822 | 5423.8692 | 212.43 | 5636.2991 | 196.4877 | 5832.7868 | 408.9176 | 4.2576
2010-01-28 | 13:00 | 5413.0191 | 211.5809 | 5624.6 | 196.2041 | 5820.8041 | 407.785 | 5413.0191 | 43.8324 | 5369.1867 | 208.1682 | 5577.3549 | 195.0538 | 5772.4087 | 403.222 | 4.5631
2010-01-28 | 14:00 | 5361.8596 | 207.6004 | 5569.46 | 194.8608 | 5764.3208 | 402.4612 | 5361.8596 | 42.7256 | 5319.134 | 204.3051 | 5523.4391 | 193.7307 | 5717.1698 | 398.0358 | 4.4253
2010-01-28 | 15:00 | 5369.8968 | 208.2232 | 5578.12 | 195.0725 | 5773.1925 | 403.2958 | 5369.8968 | 37.4809 | 5332.4159 | 205.3267 | 5537.7426 | 194.0828 | 5731.8254 | 399.4095 | 3.8863
2010-01-28 | 16:00 | 5398.3169 | 210.4331 | 5608.75 | 195.8192 | 5804.5692 | 406.2523 | 5398.3169 | 25.5183 | 5372.7985 | 208.4483 | 5581.2469 | 195.1489 | 5776.3958 | 403.5972 | 2.655
2010-01-28 | 17:00 | 5457.4236 | 215.0664 | 5672.49 | 197.3616 | 5869.8516 | 412.428 | 5457.4236 | 11.3476 | 5446.0759 | 214.173 | 5660.2489 | 197.0666 | 5857.3155 | 411.2396 | 1.1885
2010-01-28 | 18:00 | 5757.3638 | 239.3562 | 5996.72 | 204.9699 | 6201.6899 | 444.3261 | 5757.3638 | 0.14602 | 5757.2178 | 239.3441 | 5996.5618 | 204.9662 | 6201.5281 | 444.3103 | 0.015755
2010-01-28 | 19:00 | 5809.3793 | 243.7007 | 6053.08 | 206.2519 | 6259.3319 | 449.9526 | 5809.3793 | 0 | 5809.3793 | 243.7007 | 6053.08 | 206.2519 | 6259.3319 | 449.9526 | 0
2010-01-28 | 20:00 | 5707.2061 | 235.2039 | 5942.41 | 203.7231 | 6146.1331 | 438.927 | 5707.2061 | 0 | 5707.2061 | 235.2039 | 5942.41 | 203.7231 | 6146.1331 | 438.927 | 0
2010-01-28 | 21:00 | 5568.287 | 223.893 | 5792.18 | 200.2164 | 5992.3964 | 424.1094 | 5568.287 | 0 | 5568.287 | 223.893 | 5792.18 | 200.2164 | 5992.3964 | 424.1094 | 0
2010-01-28 | 22:00 | 5317.649 | 204.191 | 5521.84 | 193.6913 | 5715.5313 | 397.8824 | 5317.649 | 0 | 5317.649 | 204.191 | 5521.84 | 193.6913 | 5715.5313 | 397.8824 | 0
2010-01-28 | 23:00 | 5042.0181 | 183.5719 | 5225.59 | 186.2238 | 5411.8138 | 369.7957 | 5042.0181 | 0 | 5042.0181 | 183.5719 | 5225.59 | 186.2238 | 5411.8138 | 369.7957 | 0
2010-01-29 | 24:00 | 4817.2315 | 167.5685 | 4984.8 | 179.91 | 5164.71 | 347.4785 | 4817.2315 | 0 | 4817.2315 | 167.5685 | 4984.8 | 179.91 | 5164.71 | 347.4785 | 0
2010-01-29 | 1:00 | 4661.7817 | 156.9283 | 4818.71 | 175.4273 | 4994.1373 | 332.3556 | 4661.7817 | 0 | 4661.7817 | 156.9283 | 4818.71 | 175.4273 | 4994.1373 | 332.3556 | 0
2010-01-29 | 2:00 | 4535.508 | 148.542 | 4684.05 | 171.7163 | 4855.7663 | 320.2583 | 4535.508 | 0 | 4535.508 | 148.542 | 4684.05 | 171.7163 | 4855.7663 | 320.2583 | 0
2010-01-29 | 3:00 | 4523.4001 | 147.7499 | 4671.15 | 171.3573 | 4842.5073 | 319.1072 | 4523.4001 | 0 | 4523.4001 | 147.7499 | 4671.15 | 171.3573 | 4842.5073 | 319.1072 | 0
2010-01-29 | 4:00 | 4510.248 | 146.892 | 4657.14 | 170.9666 | 4828.1066 | 317.8586 | 4510.248 | 0 | 4510.248 | 146.892 | 4657.14 | 170.9666 | 4828.1066 | 317.8586 | 0
2010-01-29 | 5:00 | 4616.1396 | 153.8704 | 4770.01 | 174.0931 | 4944.1031 | 327.9636 | 4616.1396 | 0 | 4616.1396 | 153.8704 | 4770.01 | 174.0931 | 4944.1031 | 327.9636 | 0
2010-01-29 | 6:00 | 4945.6951 | 176.6249 | 5122.32 | 183.5428 | 5305.8628 | 360.1677 | 4945.6951 | 0 | 4945.6951 | 176.6249 | 5122.32 | 183.5428 | 5305.8628 | 360.1677 | 0
2010-01-29 | 7:00 | 5333.3513 | 205.3987 | 5538.75 | 194.1076 | 5732.8576 | 399.5063 | 5333.3513 | 0 | 5333.3513 | 205.3987 | 5538.75 | 194.1076 | 5732.8576 | 399.5063 | 0
2010-01-29 | 8:00 | 5640.9088 | 229.7712 | 5870.68 | 202.0594 | 6072.7394 | 431.8306 | 5640.9088 | 0.55923 | 5640.3496 | 229.7256 | 5870.0752 | 202.0453 | 6072.1205 | 431.7709 | 0.059666
2010-01-29 | 9:00 | 5673.7367 | 232.4533 | 5906.19 | 202.8855 | 6109.0755 | 435.3388 | 5673.7367 | 13.8035 | 5659.9332 | 231.3236 | 5891.2568 | 202.5387 | 6093.7955 | 433.8623 | 1.4765
2010-01-29 | 10:00 | 5597.2054 | 226.2246 | 5823.43 | 200.9529 | 6024.3829 | 427.1775 | 5597.2054 | 28.4216 | 5568.7838 | 223.933 | 5792.7168 | 200.2291 | 5992.9459 | 424.1621 | 3.0154
2010-01-29 | 11:00 | 5617.326 | 227.854 | 5845.18 | 201.4633 | 6046.6433 | 429.3173 | 5617.326 | 37.9773 | 5579.3487 | 224.7835 | 5804.1322 | 200.4985 | 6004.6307 | 425.282 | 4.0353
2010-01-29 | 12:00 | 5629.8397 | 228.8703 | 5858.71 | 201.7799 | 6060.4899 | 430.6502 | 5629.8397 | 35.5595 | 5594.2802 | 225.9882 | 5820.2684 | 200.8786 | 6021.147 | 426.8668 | 3.7834
2010-01-29 | 13:00 | 5658.6974 | 231.2226 | 5889.92 | 202.5076 | 6092.4276 | 433.7302 | 5658.6974 | 34.6038 | 5624.0936 | 228.4033 | 5852.4969 | 201.6346 | 6054.1315 | 430.0379 | 3.6923
2010-01-29 | 14:00 | 5675.6961 | 232.6139 | 5908.31 | 202.9346 | 6111.2446 | 435.5485 | 5675.6961 | 34.6928 | 5641.0033 | 229.7788 | 5870.7821 | 202.0618 | 6072.8439 | 431.8407 | 3.7079
2010-01-29 | 15:00 | 5687.8674 | 233.6126 | 5921.48 | 203.2397 | 6124.7197 | 436.8523 | 5687.8674 | 37.217 | 5650.6504 | 230.5654 | 5881.2158 | 202.305 | 6083.5208 | 432.8704 | 3.9818
2010-01-29 | 16:00 | 5748.6018 | 238.6282 | 5987.23 | 204.7528 | 6191.9828 | 443.381 | 5748.6018 | 27.0304 | 5721.5713 | 236.3894 | 5957.9607 | 204.0812 | 6162.042 | 440.4706 | 2.9104
2010-01-29 | 17:00 | 5880.3394 | 249.6906 | 6130.03 | 207.9828 | 6338.0128 | 457.6734 | 5880.3394 | 11.4537 | 5868.8857 | 248.7188 | 6117.6046 | 207.7049 | 6325.3094 | 456.4237 | 1.2497
2010-01-29 | 18:00 | 6159.3249 | 273.9451 | 6433.27 | 214.5865 | 6647.8565 | 488.5316 | 6159.3249 | 0.18686 | 6159.138 | 273.9285 | 6433.0665 | 214.5821 | 6647.6487 | 488.5106 | 0.020936
2010-01-29 | 19:00 | 6190.7338 | 276.7462 | 6467.48 | 215.3096 | 6682.7896 | 492.0558 | 6190.7338 | 0 | 6190.7338 | 276.7462 | 6467.48 | 215.3096 | 6682.7896 | 492.0558 | 0
2010-01-29 | 20:00 | 6049.81 | 264.29 | 6314.1 | 212.0327 | 6526.1327 | 476.3228 | 6049.81 | 0 | 6049.81 | 264.29 | 6314.1 | 212.0327 | 6526.1327 | 476.3228 | 0
2010-01-29 | 21:00 | 5932.5001 | 254.1399 | 6186.64 | 209.242 | 6395.882 | 463.3819 | 5932.5001 | 0 | 5932.5001 | 254.1399 | 6186.64 | 209.242 | 6395.882 | 463.3819 | 0
2010-01-29 | 22:00 | 5717.9498 | 236.0902 | 5954.04 | 203.991 | 6158.031 | 440.0813 | 5717.9498 | 0 | 5717.9498 | 236.0902 | 5954.04 | 203.991 | 6158.031 | 440.0813 | 0
2010-01-29 | 23:00 | 5441.0612 | 213.7788 | 5654.84 | 196.936 | 5851.776 | 410.7148 | 5441.0612 | 0 | 5441.0612 | 213.7788 | 5654.84 | 196.936 | 5851.776 | 410.7148 | 0
2010-01-30 | 24:00 | 5206.7006 | 195.7594 | 5402.46 | 190.722 | 5593.182 | 386.4814 | 5206.7006 | 0 | 5206.7006 | 195.7594 | 5402.46 | 190.722 | 5593.182 | 386.4814 | 0
2010-01-30 | 1:00 | 5055.9801 | 184.5899 | 5240.57 | 186.6094 | 5427.1794 | 371.1993 | 5055.9801 | 0 | 5055.9801 | 184.5899 | 5240.57 | 186.6094 | 5427.1794 | 371.1993 | 0
2010-01-30 | 2:00 | 4939.9828 | 176.2172 | 5116.2 | 183.3826 | 5299.5826 | 359.5998 | 4939.9828 | 0 | 4939.9828 | 176.2172 | 5116.2 | 183.3826 | 5299.5826 | 359.5998 | 0
2010-01-30 | 3:00 | 4923.6277 | 175.0523 | 5098.68 | 182.9234 | 5281.6034 | 357.9757 | 4923.6277 | 0 | 4923.6277 | 175.0523 | 5098.68 | 182.9234 | 5281.6034 | 357.9757 | 0
2010-01-30 | 4:00 | 4907.269 | 173.891 | 5081.16 | 182.463 | 5263.623 | 356.354 | 4907.269 | 0 | 4907.269 | 173.891 | 5081.16 | 182.463 | 5263.623 | 356.354 | 0
2010-01-30 | 5:00 | 4992.0301 | 179.9499 | 5171.98 | 184.8371 | 5356.8171 | 364.787 | 4992.0301 | 0 | 4992.0301 | 179.9499 | 5171.98 | 184.8371 | 5356.8171 | 364.787 | 0
2010-01-30 | 6:00 | 5186.7946 | 194.2654 | 5381.06 | 190.1841 | 5571.2441 | 384.4495 | 5186.7946 | 0 | 5186.7946 | 194.2654 | 5381.06 | 190.1841 | 5571.2441 | 384.4495 | 0
2010-01-30 | 7:00 | 5497.8458 | 218.2642 | 5716.11 | 198.4083 | 5914.5183 | 416.6724 | 5497.8458 | 0 | 5497.8458 | 218.2642 | 5716.11 | 198.4083 | 5914.5183 | 416.6724 | 0
2010-01-30 | 8:00 | 5559.3177 | 223.1723 | 5782.49 | 199.9873 | 5982.4773 | 423.1596 | 5559.3177 | 0.45837 | 5558.8593 | 223.1355 | 5781.9948 | 199.9756 | 5981.9704 | 423.1111 | 0.048518
2010-01-30 | 9:00 | 5609.9352 | 227.2548 | 5837.19 | 201.276 | 6038.466 | 428.5308 | 5609.9352 | 11.9589 | 5597.9763 | 226.2869 | 5824.2632 | 200.9725 | 6025.2357 | 427.2594 | 1.2714
2010-01-30 | 10:00 | 5546.6348 | 222.1552 | 5768.79 | 199.6628 | 5968.4528 | 421.818 | 5546.6348 | 28.1488 | 5518.486 | 219.9061 | 5738.392 | 198.9402 | 5937.3322 | 418.8462 | 2.9717
2010-01-30 | 11:00 | 5486.8204 | 217.3896 | 5704.21 | 198.1234 | 5902.3334 | 415.5131 | 5486.8204 | 38.7823 | 5448.0381 | 214.3274 | 5662.3654 | 197.1176 | 5859.483 | 411.445 | 4.0681
2010-01-30 | 12:00 | 5498.1608 | 218.2892 | 5716.45 | 198.4164 | 5914.8664 | 416.7056 | 5498.1608 | 42.9202 | 5455.2406 | 214.8944 | 5670.1351 | 197.3049 | 5867.4399 | 412.1993 | 4.5063
2010-01-30 | 13:00 | 5368.2448 | 208.0952 | 5576.34 | 195.029 | 5771.369 | 403.1242 | 5368.2448 | 35.5826 | 5332.6622 | 205.3456 | 5538.0079 | 194.0893 | 5732.0972 | 399.435 | 3.6892
2010-01-30 | 14:00 | 5357.5715 | 207.2685 | 5564.84 | 194.7477 | 5759.5877 | 402.0162 | 5357.5715 | 37.4961 | 5320.0754 | 204.3774 | 5524.4529 | 193.7557 | 5718.2086 | 398.1332 | 3.883
2010-01-30 | 15:00 | 5414.8462 | 211.7238 | 5626.57 | 196.2519 | 5822.8219 | 407.9757 | 5414.8462 | 36.7157 | 5378.1305 | 208.8623 | 5586.9928 | 195.2892 | 5782.2819 | 404.1514 | 3.8243
2010-01-30 | 16:00 | 5455.1896 | 214.8904 | 5670.08 | 197.3035 | 5867.3835 | 412.194 | 5455.1896 | 26.6436 | 5428.546 | 212.7965 | 5641.3425 | 196.6098 | 5837.9522 | 409.4062 | 2.7877
2010-01-30 | 17:00 | 5681.1582 | 233.0618 | 5914.22 | 203.0716 | 6117.2916 | 436.1334 | 5681.1582 | 11.7508 | 5669.4073 | 232.0987 | 5901.506 | 202.7768 | 6104.2828 | 434.8755 | 1.258
2010-01-30 | 18:00 | 5976.1284 | 257.8916 | 6234.02 | 210.2866 | 6444.3066 | 468.1782 | 5976.1284 | 0.20209 | 5975.9263 | 257.8742 | 6233.8005 | 210.2817 | 6444.0822 | 468.1559 | 0.022262
2010-01-30 | 19:00 | 6016.8609 | 261.4191 | 6278.28 | 211.2547 | 6489.5347 | 472.6738 | 6016.8609 | 0 | 6016.8609 | 261.4191 | 6278.28 | 211.2547 | 6489.5347 | 472.6738 | 0
2010-01-30 | 20:00 | 5919.2722 | 253.0078 | 6172.28 | 208.9238 | 6381.2038 | 461.9316 | 5919.2722 | 0 | 5919.2722 | 253.0078 | 6172.28 | 208.9238 | 6381.2038 | 461.9316 | 0
2010-01-30 | 21:00 | 5753.1168 | 239.0032 | 5992.12 | 204.8647 | 6196.9847 | 443.8679 | 5753.1168 | 0 | 5753.1168 | 239.0032 | 5992.12 | 204.8647 | 6196.9847 | 443.8679 | 0
2010-01-30 | 22:00 | 5548.9586 | 222.3414 | 5771.3 | 199.7223 | 5971.0223 | 422.0637 | 5548.9586 | 0 | 5548.9586 | 222.3414 | 5771.3 | 199.7223 | 5971.0223 | 422.0637 | 0
2010-01-30 | 23:00 | 5288.845 | 201.985 | 5490.83 | 192.9252 | 5683.7552 | 394.9102 | 5288.845 | 0 | 5288.845 | 201.985 | 5490.83 | 192.9252 | 5683.7552 | 394.9102 | 0
2010-01-31 | 24:00 | 5053.4917 | 184.4083 | 5237.9 | 186.5407 | 5424.4407 | 370.949 | 5053.4917 | 0 | 5053.4917 | 184.4083 | 5237.9 | 186.5407 | 5424.4407 | 370.949 | 0
2010-01-31 | 1:00 | 4915.9343 | 174.5057 | 5090.44 | 182.707 | 5273.147 | 357.2126 | 4915.9343 | 0 | 4915.9343 | 174.5057 | 5090.44 | 182.707 | 5273.147 | 357.2126 | 0
2010-01-31 | 2:00 | 4831.0395 | 168.5305 | 4999.57 | 180.3036 | 5179.8736 | 348.8341 | 4831.0395 | 0 | 4831.0395 | 168.5305 | 4999.57 | 180.3036 | 5179.8736 | 348.8341 | 0
2010-01-31 | 3:00 | 4799.6803 | 166.3497 | 4966.03 | 179.4086 | 5145.4386 | 345.7583 | 4799.6803 | 0 | 4799.6803 | 166.3497 | 4966.03 | 179.4086 | 5145.4386 | 345.7583 | 0
2010-01-31 | 4:00 | 4785.96 | 165.4 | 4951.36 | 179.0159 | 5130.3759 | 344.4158 | 4785.96 | 0 | 4785.96 | 165.4 | 4951.36 | 179.0159 | 5130.3759 | 344.4158 | 0
2010-01-31 | 5:00 | 4897.2671 | 173.1829 | 5070.45 | 182.181 | 5252.631 | 355.3638 | 4897.2671 | 0 | 4897.2671 | 173.1829 | 5070.45 | 182.181 | 5252.631 | 355.3638 | 0
2010-01-31 | 6:00 | 5125.7876 | 189.7224 | 5315.51 | 188.5255 | 5504.0355 | 378.2478 | 5125.7876 | 0 | 5125.7876 | 189.7224 | 5315.51 | 188.5255 | 5504.0355 | 378.2478 | 0
2010-01-31 | 7:00 | 5501.8387 | 218.5813 | 5720.42 | 198.5113 | 5918.9313 | 417.0926 | 5501.8387 | 0 | 5501.8387 | 218.5813 | 5720.42 | 198.5113 | 5918.9313 | 417.0926 | 0
2010-01-31 | 8:00 | 5751.1686 | 238.8414 | 5990.01 | 204.8164 | 6194.8264 | 443.6578 | 5751.1686 | 0.50987 | 5750.6588 | 238.799 | 5989.4578 | 204.8038 | 6194.2616 | 443.6028 | 0.054982
2010-01-31 | 9:00 | 5816.197 | 244.273 | 6060.47 | 206.4191 | 6266.8891 | 450.6921 | 5816.197 | 13.0093 | 5803.1877 | 243.1815 | 6046.3692 | 206.0998 | 6252.469 | 449.2814 | 1.4108
2010-01-31 | 10:00 | 5834.3682 | 245.8018 | 6080.17 | 206.8638 | 6287.0338 | 452.6656 | 5834.3682 | 25.7211 | 5808.6471 | 243.6393 | 6052.2864 | 206.2339 | 6258.5203 | 449.8732 | 2.7924
2010-01-31 | 11:00 | 5833.6119 | 245.7381 | 6079.35 | 206.8453 | 6286.1953 | 452.5834 | 5833.6119 | 39.0016 | 5794.6103 | 242.4632 | 6037.0735 | 205.889 | 6242.9625 | 448.3522 | 4.2312
2010-01-31 | 12:00 | 5824.6006 | 244.9794 | 6069.58 | 206.6249 | 6276.2049 | 451.6044 | 5824.6006 | 44.1496 | 5780.451 | 241.2797 | 6021.7307 | 205.5402 | 6227.2709 | 446.8199 | 4.7844
2010-01-31 | 13:00 | 5768.5249 | 240.2851 | 6008.81 | 205.2459 | 6214.0559 | 445.531 | 5768.5249 | 38.8825 | 5729.6423 | 237.0568 | 5966.6991 | 204.2821 | 6170.9812 | 441.3388 | 4.1921
2010-01-31 | 14:00 | 5695.731 | 234.259 | 5929.99 | 203.4364 | 6133.4264 | 437.6954 | 5695.731 | 43.3736 | 5652.3574 | 230.7048 | 5883.0622 | 202.348 | 6085.4102 | 433.0528 | 4.6427
2010-01-31 | 15:00 | 5619.8419 | 228.0581 | 5847.9 | 201.527 | 6049.427 | 429.5851 | 5619.8419 | 36.7505 | 5583.0914 | 225.0851 | 5808.1765 | 200.5939 | 6008.7704 | 425.679 | 3.9061
2010-01-31 | 16:00 | 5589.4702 | 225.5998 | 5815.07 | 200.7562 | 6015.8262 | 426.356 | 5589.4702 | 26.7627 | 5562.7076 | 223.4446 | 5786.1522 | 200.0739 | 5986.2261 | 423.5185 | 2.8375
2010-01-31 | 17:00 | 5714.3749 | 235.7951 | 5950.17 | 203.9019 | 6154.0719 | 439.6971 | 5714.3749 | 11.5697 | 5702.8052 | 234.8413 | 5937.6465 | 203.6132 | 6141.2597 | 438.4545 | 1.2425
2010-01-31 | 18:00 | 5953.59 | 255.95 | 6209.54 | 209.7479 | 6419.2879 | 465.698 | 5953.59 | 0.27957 | 5953.3104 | 255.926 | 6209.2364 | 209.7412 | 6418.9776 | 465.6672 | 0.030732
2010-01-31 | 19:00 | 6038.2399 | 263.2801 | 6301.52 | 211.76 | 6513.28 | 475.0402 | 6038.2399 | 0 | 6038.2399 | 263.2801 | 6301.52 | 211.76 | 6513.28 | 475.0402 | 0
2010-01-31 | 20:00 | 5922.4043 | 253.2757 | 6175.68 | 208.9992 | 6384.6792 | 462.2748 | 5922.4043 | 0 | 5922.4043 | 253.2757 | 6175.68 | 208.9992 | 6384.6792 | 462.2748 | 0
2010-01-31 | 21:00 | 5772.1156 | 240.5844 | 6012.7 | 205.3346 | 6218.0346 | 445.9189 | 5772.1156 | 0 | 5772.1156 | 240.5844 | 6012.7 | 205.3346 | 6218.0346 | 445.9189 | 0
2010-01-31 | 22:00 | 5568.287 | 223.893 | 5792.18 | 200.2164 | 5992.3964 | 424.1094 | 5568.287 | 0 | 5568.287 | 223.893 | 5792.18 | 200.2164 | 5992.3964 | 424.1094 | 0
2010-01-31 | 23:00 | 5229.3535 | 197.4665 | 5426.82 | 191.3323 | 5618.1523 | 388.7988 | 5229.3535 | 0 | 5229.3535 | 197.4665 | 5426.82 | 191.3323 | 5618.1523 | 388.7988 | 0
2010-02-01 | 24:00 | 4951.6962 | 177.0538 | 5128.75 | 183.7109 | 5312.4609 | 360.7647 | 4951.6962 | 0 | 4951.6962 | 177.0538 | 5128.75 | 183.7109 | 5312.4609 | 360.7647 | 0
2010-02-01 | 1:00 | 4758.755 | 163.525 | 4922.28 | 178.2348 | 5100.5148 | 341.7598 | 4758.755 | 0 | 4758.755 | 163.525 | 4922.28 | 178.2348 | 5100.5148 | 341.7598 | 0
2010-02-01 | 2:00 | 4655.1668 | 156.4832 | 4811.65 | 175.2344 | 4986.8844 | 331.7177 | 4655.1668 | 0 | 4655.1668 | 156.4832 | 4811.65 | 175.2344 | 4986.8844 | 331.7177 | 0
2010-02-01 | 3:00 | 4587.5215 | 151.9685 | 4739.49 | 173.2525 | 4912.7425 | 325.2209 | 4587.5215 | 0 | 4587.5215 | 151.9685 | 4739.49 | 173.2525 | 4912.7425 | 325.2209 | 0
2010-02-01 | 4:00 | 4596.712 | 152.578 | 4749.29 | 173.5228 | 4922.8128 | 326.1008 | 4596.712 | 0 | 4596.712 | 152.578 | 4749.29 | 173.5228 | 4922.8128 | 326.1008 | 0
2010-02-01 | 5:00 | 4646.8457 | 155.9243 | 4802.77 | 174.9916 | 4977.7616 | 330.9159 | 4646.8457 | 0 | 4646.8457 | 155.9243 | 4802.77 | 174.9916 | 4977.7616 | 330.9159 | 0
2010-02-01 | 6:00 | 4907.7172 | 173.9228 | 5081.64 | 182.4756 | 5264.1156 | 356.3984 | 4907.7172 | 0 | 4907.7172 | 173.9228 | 5081.64 | 182.4756 | 5264.1156 | 356.3984 | 0
2010-02-01 | 7:00 | 5333.602 | 205.418 | 5539.02 | 194.1142 | 5733.1342 | 399.5322 | 5333.602 | 0 | 5333.602 | 205.418 | 5539.02 | 194.1142 | 5733.1342 | 399.5322 | 0
2010-02-01 | 8:00 | 5619.2499 | 228.0101 | 5847.26 | 201.512 | 6048.772 | 429.5221 | 5619.2499 | 0.14694 | 5619.103 | 227.9982 | 5847.1011 | 201.5083 | 6048.6094 | 429.5064 | 0.015645
2010-02-01 | 9:00 | 5751.1502 | 238.8398 | 5989.99 | 204.816 | 6194.806 | 443.6558 | 5751.1502 | 8.1926 | 5742.9576 | 238.1599 | 5981.1174 | 204.6128 | 6185.7302 | 442.7727 | 0.88312
2010-02-01 | 10:00 | 5565.4454 | 223.6646 | 5789.11 | 200.1439 | 5989.2539 | 423.8084 | 5565.4454 | 3.3067 | 5562.1387 | 223.3989 | 5785.5376 | 200.0594 | 5985.597 | 423.4583 | 0.35017
2010-02-01 | 11:00 | 5465.4412 | 215.6988 | 5681.14 | 197.5697 | 5878.7097 | 413.2685 | 5465.4412 | 19.5986 | 5445.8426 | 214.1547 | 5659.9972 | 197.0605 | 5857.0577 | 411.2151 | 2.0534
2010-02-01 | 12:00 | 5334.9761 | 205.5239 | 5540.5 | 194.1506 | 5734.6506 | 399.6745 | 5334.9761 | 3.2249 | 5331.7512 | 205.2755 | 5537.0267 | 194.0652 | 5731.0919 | 399.3407 | 0.33378
2010-02-01 | 13:00 | 5185.1851 | 194.1449 | 5379.33 | 190.1405 | 5569.4705 | 384.2854 | 5185.1851 | 13.3759 | 5171.8093 | 193.1445 | 5364.9538 | 189.778 | 5554.7318 | 382.9225 | 1.3628
2010-02-01 | 14:00 | 5098.7443 | 187.7257 | 5286.47 | 187.7855 | 5474.2555 | 375.5112 | 5098.7443 | 39.8052 | 5058.9391 | 184.8061 | 5243.7452 | 186.691 | 5430.4362 | 371.4971 | 4.0141
2010-02-01 | 15:00 | 5063.9012 | 185.1688 | 5249.07 | 186.8278 | 5435.8978 | 371.9966 | 5063.9012 | 5.9966 | 5057.9046 | 184.7305 | 5242.6351 | 186.6625 | 5429.2976 | 371.393 | 0.6036
2010-02-01 | 16:00 | 5058.2913 | 184.7587 | 5243.05 | 186.6731 | 5429.7231 | 371.4319 | 5058.2913 | 27.1271 | 5031.1642 | 182.7824 | 5213.9465 | 185.9236 | 5399.8701 | 368.7059 | 2.7259
2010-02-01 | 17:00 | 5207.8539 | 195.8461 | 5403.7 | 190.7532 | 5594.4532 | 386.5993 | 5207.8539 | 12.1887 | 5195.6652 | 194.9304 | 5390.5957 | 190.424 | 5581.0197 | 385.3544 | 1.2448
2010-02-01 | 18:00 | 5402.7325 | 210.7775 | 5613.51 | 195.9349 | 5809.4449 | 406.7124 | 5402.7325 | 0.28708 | 5402.4454 | 210.7551 | 5613.2005 | 195.9274 | 5809.1279 | 406.6825 | 0.02992
2010-02-01 | 19:00 | 5448.3482 | 214.3518 | 5662.7 | 197.1257 | 5859.8257 | 411.4774 | 5448.3482 | 0 | 5448.3482 | 214.3518 | 5662.7 | 197.1257 | 5859.8257 | 411.4774 | 0
2010-02-01 | 20:00 | 5312.8568 | 203.8232 | 5516.68 | 193.5641 | 5710.2441 | 397.3873 | 5312.8568 | 0 | 5312.8568 | 203.8232 | 5516.68 | 193.5641 | 5710.2441 | 397.3873 | 0
2010-02-01 | 21:00 | 5178.747 | 193.663 | 5372.41 | 189.9661 | 5562.3761 | 383.6292 | 5178.747 | 0 | 5178.747 | 193.663 | 5372.41 | 189.9661 | 5562.3761 | 383.6292 | 0
2010-02-01 | 22:00 | 5021.6577 | 182.0923 | 5203.75 | 185.6602 | 5389.4102 | 367.7525 | 5021.6577 | 0 | 5021.6577 | 182.0923 | 5203.75 | 185.6602 | 5389.4102 | 367.7525 | 0
2010-02-01 | 23:00 | 4777.2982 | 164.8018 | 4942.1 | 178.7675 | 5120.8675 | 343.5693 | 4777.2982 | 0 | 4777.2982 | 164.8018 | 4942.1 | 178.7675 | 5120.8675 | 343.5693 | 0
2010-02-02 | 24:00 | 4521.4851 | 147.6249 | 4669.11 | 171.3004 | 4840.4104 | 318.9253 | 4521.4851 | 0 | 4521.4851 | 147.6249 | 4669.11 | 171.3004 | 4840.4104 | 318.9253 | 0
2010-02-02 | 1:00 | 4327.2275 | 135.2125 | 4462.44 | 165.4601 | 4627.9001 | 300.6726 | 4327.2275 | 0 | 4327.2275 | 135.2125 | 4462.44 | 165.4601 | 4627.9001 | 300.6726 | 0
2010-02-02 | 2:00 | 4212.2759 | 128.1241 | 4340.4 | 161.9356 | 4502.3356 | 290.0598 | 4212.2759 | 0 | 4212.2759 | 128.1241 | 4340.4 | 161.9356 | 4502.3356 | 290.0598 | 0
2010-02-02 | 3:00 | 4158.3362 | 124.8638 | 4283.2 | 160.2643 | 4443.4643 | 285.1281 | 4158.3362 | 0 | 4158.3362 | 124.8638 | 4283.2 | 160.2643 | 4443.4643 | 285.1281 | 0
2010-02-02 | 4:00 | 4130.823 | 123.217 | 4254.04 | 159.4076 | 4413.4476 | 282.6245 | 4130.823 | 0 | 4130.823 | 123.217 | 4254.04 | 159.4076 | 4413.4476 | 282.6245 | 0
2010-02-02 | 5:00 | 4140.1934 | 123.7766 | 4263.97 | 159.6997 | 4423.6697 | 283.4763 | 4140.1934 | 0 | 4140.1934 | 123.7766 | 4263.97 | 159.6997 | 4423.6697 | 283.4763 | 0
2010-02-02 | 6:00 | 4267.2404 | 131.4896 | 4398.73 | 163.6272 | 4562.3572 | 295.1169 | 4267.2404 | 0 | 4267.2404 | 131.4896 | 4398.73 | 163.6272 | 4562.3572 | 295.1169 | 0
2010-02-02 | 7:00 | 4468.5514 | 144.1886 | 4612.74 | 169.7235 | 4782.4635 | 313.912 | 4468.5514 | 0 | 4468.5514 | 144.1886 | 4612.74 | 169.7235 | 4782.4635 | 313.912 | 0
2010-02-02 | 8:00 | 4685.8567 | 158.5533 | 4844.41 | 176.1277 | 5020.5377 | 334.6811 | 4685.8567 | 0.30518 | 4685.5515 | 158.5327 | 4844.0842 | 176.1189 | 5020.203 | 334.6515 | 0.029516
2010-02-02 | 9:00 | 4722.1978 | 161.0222 | 4883.22 | 177.1808 | 5060.4008 | 338.203 | 4722.1978 | 10.9388 | 4711.259 | 160.277 | 4871.5361 | 176.8644 | 5048.4004 | 337.1414 | 1.0616
2010-02-02 | 10:00 | 4661.2758 | 156.8942 | 4818.17 | 175.4125 | 4993.5825 | 332.3068 | 4661.2758 | 1.7341 | 4659.5417 | 156.7775 | 4816.3192 | 175.362 | 4991.6812 | 332.1395 | 0.16726
2010-02-02 | 11:00 | 4533.4995 | 148.4105 | 4681.91 | 171.6568 | 4853.5668 | 320.0673 | 4533.4995 | 34.2338 | 4499.2657 | 146.1775 | 4645.4432 | 170.6398 | 4816.083 | 316.8173 | 3.2499
2010-02-02 | 12:00 | 4433.0438 | 141.9062 | 4574.95 | 168.6596 | 4743.6096 | 310.5658 | 4433.0438 | 14.444 | 4418.5998 | 140.983 | 4559.5828 | 168.2254 | 4727.8081 | 309.2084 | 1.3574
2010-02-02 | 13:00 | 4365.8905 | 137.6395 | 4503.53 | 166.6341 | 4670.1641 | 304.2736 | 4365.8905 | 35.3343 | 4330.5562 | 135.4206 | 4465.9768 | 165.5614 | 4631.5382 | 300.982 | 3.2916
2010-02-02 | 14:00 | 4329.6181 | 135.3619 | 4464.98 | 165.5329 | 4630.5129 | 300.8948 | 4329.6181 | 42.738 | 4286.8801 | 132.7028 | 4419.5829 | 164.2288 | 4583.8117 | 296.9316 | 3.9632
2010-02-02 | 15:00 | 4354.3097 | 136.9103 | 4491.22 | 166.2831 | 4657.5031 | 303.1933 | 4354.3097 | 36.6506 | 4317.6592 | 134.6152 | 4452.2744 | 165.1687 | 4617.4431 | 299.7839 | 3.4095
2010-02-02 | 16:00 | 4432.1697 | 141.8503 | 4574.02 | 168.6333 | 4742.6533 | 310.4836 | 4432.1697 | 26.3947 | 4405.775 | 140.1658 | 4545.9408 | 167.8392 | 4713.78 | 308.005 | 2.4786
2010-02-02 | 17:00 | 4579.7368 | 151.4532 | 4731.19 | 173.0232 | 4904.2132 | 324.4764 | 4579.7368 | 12.4485 | 4567.2883 | 150.6309 | 4717.9192 | 172.6562 | 4890.5754 | 323.2871 | 1.1893
2010-02-02 | 18:00 | 4809.7889 | 167.0511 | 4976.84 | 179.6976 | 5156.5376 | 346.7487 | 4809.7889 | 0.36166 | 4809.4272 | 167.026 | 4976.4532 | 179.6872 | 5156.1404 | 346.7132 | 0.03545
2010-02-02 | 19:00 | 4850.8075 | 169.9125 | 5020.72 | 180.8658 | 5201.5858 | 350.7783 | 4850.8075 | 0 | 4850.8075 | 169.9125 | 5020.72 | 180.8658 | 5201.5858 | 350.7783 | 0
2010-02-02 | 20:00 | 4771.2923 | 164.3877 | 4935.68 | 178.5951 | 5114.2751 | 342.9829 | 4771.2923 | 0 | 4771.2923 | 164.3877 | 4935.68 | 178.5951 | 5114.2751 | 342.9829 | 0
2010-02-02 | 21:00 | 4632.7971 | 154.9829 | 4787.78 | 174.581 | 4962.361 | 329.5639 | 4632.7971 | 0 | 4632.7971 | 154.9829 | 4787.78 | 174.581 | 4962.361 | 329.5639 | 0
2010-02-02 | 22:00 | 4472.0552 | 144.4148 | 4616.47 | 169.8282 | 4786.2982 | 314.243 | 4472.0552 | 0 | 4472.0552 | 144.4148 | 4616.47 | 169.8282 | 4786.2982 | 314.243 | 0
2010-02-02 | 23:00 | 4250.0478 | 130.4322 | 4380.48 | 163.0993 | 4543.5793 | 293.5316 | 4250.0478 | 0 | 4250.0478 | 130.4322 | 4380.48 | 163.0993 | 4543.5793 | 293.5316 | 0
2010-02-03 | 24:00 | 4033.3305 | 117.4695 | 4150.8 | 156.3484 | 4307.1484 | 273.8178 | 4033.3305 | 0 | 4033.3305 | 117.4695 | 4150.8 | 156.3484 | 4307.1484 | 273.8178 | 0
2010-02-03 | 1:00 | 3868.6569 | 108.0731 | 3976.73 | 151.0992 | 4127.8292 | 259.1724 | 3868.6569 | 0 | 3868.6569 | 108.0731 | 3976.73 | 151.0992 | 4127.8292 | 259.1724 | 0
2010-02-03 | 2:00 | 3778.1637 | 103.0763 | 3881.24 | 148.171 | 4029.411 | 251.2474 | 3778.1637 | 0 | 3778.1637 | 103.0763 | 3881.24 | 148.171 | 4029.411 | 251.2474 | 0
2010-02-03 | 3:00 | 3731.0485 | 100.5215 | 3831.57 | 146.6343 | 3978.2043 | 247.1559 | 3731.0485 | 0 | 3731.0485 | 100.5215 | 3831.57 | 146.6343 | 3978.2043 | 247.1559 | 0
2010-02-03 | 4:00 | 3730.0237 | 100.4663 | 3830.49 | 146.6008 | 3977.0908 | 247.0671 | 3730.0237 | 0 | 3730.0237 | 100.4663 | 3830.49 | 146.6008 | 3977.0908 | 247.0671 | 0
2010-02-03 | 5:00 | 3742.5763 | 101.1437 | 3843.72 | 147.0111 | 3990.7311 | 248.1547 | 3742.5763 | 0 | 3742.5763 | 101.1437 | 3843.72 | 147.0111 | 3990.7311 | 248.1547 | 0
2010-02-03 | 6:00 | 3832.1945 | 106.0455 | 3938.24 | 149.9231 | 4088.1631 | 255.9686 | 3832.1945 | 0 | 3832.1945 | 106.0455 | 3938.24 | 149.9231 | 4088.1631 | 255.9686 | 0
2010-02-03 | 7:00 | 3988.9419 | 114.8981 | 4103.84 | 154.9436 | 4258.7836 | 269.8416 | 3988.9419 | 0 | 3988.9419 | 114.8981 | 4103.84 | 154.9436 | 4258.7836 | 269.8416 | 0
2010-02-03 | 8:00 | 4140.2123 | 123.7777 | 4263.99 | 159.7003 | 4423.6903 | 283.478 | 4140.2123 | 0.74496 | 4139.4673 | 123.7332 | 4263.2005 | 159.6771 | 4422.8775 | 283.4103 | 0.067751
2010-02-03 | 9:00 | 4240.8987 | 129.8713 | 4370.77 | 162.818 | 4533.588 | 292.6892 | 4240.8987 | 14.2462 | 4226.6525 | 129.0002 | 4355.6527 | 162.3792 | 4518.0319 | 291.3794 | 1.3098
2010-02-03 | 10:00 | 4355.2882 | 136.9718 | 4492.26 | 166.3128 | 4658.5728 | 303.2846 | 4355.2882 | 25.0089 | 4330.2793 | 135.4033 | 4465.6826 | 165.553 | 4631.2356 | 300.9563 | 2.3283
2010-02-03 | 11:00 | 4412.8441 | 140.6159 | 4553.46 | 168.0521 | 4721.5121 | 308.6681 | 4412.8441 | 19.9851 | 4392.859 | 139.3452 | 4532.2041 | 167.4496 | 4699.6538 | 306.7948 | 1.8733
2010-02-03 | 12:00 | 4461.8252 | 143.7548 | 4605.58 | 169.5223 | 4775.1023 | 313.2771 | 4461.8252 | 7.7047 | 4454.1205 | 143.2588 | 4597.3792 | 169.2917 | 4766.6709 | 312.5504 | 0.72668
2010-02-03 | 13:00 | 4494.5582 | 145.8718 | 4640.43 | 170.4996 | 4810.9296 | 316.3714 | 4494.5582 | 41.8661 | 4452.6921 | 143.1669 | 4595.8591 | 169.2489 | 4765.1079 | 312.4158 | 3.9556
2010-02-03 | 14:00 | 4395.535 | 139.515 | 4535.05 | 167.5304 | 4702.5804 | 307.0454 | 4395.535 | 38.7599 | 4356.7751 | 137.0653 | 4493.8405 | 166.3579 | 4660.1983 | 303.4232 | 3.6222
2010-02-03 | 15:00 | 4441.3702 | 142.4398 | 4583.81 | 168.9095 | 4752.7195 | 311.3493 | 4441.3702 | 36.5733 | 4404.7969 | 140.1035 | 4544.9005 | 167.8097 | 4712.7102 | 307.9133 | 3.436
2010-02-03 | 16:00 | 4596.6932 | 152.5768 | 4749.27 | 173.5222 | 4922.7922 | 326.099 | 4596.6932 | 26.7353 | 4569.958 | 150.8071 | 4720.765 | 172.7349 | 4893.5 | 323.542 | 2.557
2010-02-03 | 17:00 | 4743.2771 | 162.4629 | 4905.74 | 177.7892 | 5083.5292 | 340.2522 | 4743.2771 | 12.5764 | 4730.7006 | 161.6026 | 4892.3032 | 177.4264 | 5069.7296 | 339.029 | 1.2232
2010-02-03 | 18:00 | 4926.1764 | 175.2336 | 5101.41 | 182.995 | 5284.405 | 358.2286 | 4926.1764 | 0.38212 | 4925.7943 | 175.2064 | 5101.0007 | 182.9843 | 5283.985 | 358.1907 | 0.037923
2010-02-03 | 19:00 | 4854.7417 | 170.1883 | 5024.93 | 180.9775 | 5205.9075 | 351.1657 | 4854.7417 | 0 | 4854.7417 | 170.1883 | 5024.93 | 180.9775 | 5205.9075 | 351.1657 | 0
2010-02-03 | 20:00 | 4764.2286 | 163.9014 | 4928.13 | 178.3922 | 5106.5222 | 342.2936 | 4764.2286 | 0 | 4764.2286 | 163.9014 | 4928.13 | 178.3922 | 5106.5222 | 342.2936 | 0
2010-02-03 | 21:00 | 4647.5766 | 155.9734 | 4803.55 | 175.0129 | 4978.5629 | 330.9863 | 4647.5766 | 0 | 4647.5766 | 155.9734 | 4803.55 | 175.0129 | 4978.5629 | 330.9863 | 0
2010-02-03 | 22:00 | 4552.681 | 149.669 | 4702.35 | 172.2247 | 4874.5747 | 321.8937 | 4552.681 | 0 | 4552.681 | 149.669 | 4702.35 | 172.2247 | 4874.5747 | 321.8937 | 0
2010-02-03 | 23:00 | 4352.7009 | 136.8091 | 4489.51 | 166.2343 | 4655.7443 | 303.0434 | 4352.7009 | 0 | 4352.7009 | 136.8091 | 4489.51 | 166.2343 | 4655.7443 | 303.0434 | 0
2010-02-04 | 24:00 | 4338.3985 | 135.9115 | 4474.31 | 165.7999 | 4640.1099 | 301.7114 | 4338.3985 | 0 | 4338.3985 | 135.9115 | 4474.31 | 165.7999 | 4640.1099 | 301.7114 | 0
2010-02-04 | 1:00 | 4023.3889 | 116.8911 | 4140.28 | 156.0344 | 4296.3144 | 272.9255 | 4023.3889 | 0 | 4023.3889 | 116.8911 | 4140.28 | 156.0344 | 4296.3144 | 272.9255 | 0
2010-02-04 | 2:00 | 3928.3841 | 111.4359 | 4039.82 | 153.015 | 4192.835 | 264.4509 | 3928.3841 | 0 | 3928.3841 | 111.4359 | 4039.82 | 153.015 | 4192.835 | 264.4509 | 0
2010-02-04 | 3:00 | 3933.9955 | 111.7545 | 4045.75 | 153.1942 | 4198.9442 | 264.9488 | 3933.9955 | 0 | 3933.9955 | 111.7545 | 4045.75 | 153.1942 | 4198.9442 | 264.9488 | 0
2010-02-04 | 4:00 | 3952.8138 | 112.8262 | 4065.64 | 153.7946 | 4219.4346 | 266.6209 | 3952.8138 | 0 | 3952.8138 | 112.8262 | 4065.64 | 153.7946 | 4219.4346 | 266.6209 | 0
2010-02-04 | 5:00 | 4048.5428 | 118.3572 | 4166.9 | 156.8281 | 4323.7281 | 275.1853 | 4048.5428 | 0 | 4048.5428 | 118.3572 | 4166.9 | 156.8281 | 4323.7281 | 275.1853 | 0
2010-02-04 | 6:00 | 4363.2189 | 137.4711 | 4500.69 | 166.5532 | 4667.2432 | 304.0243 | 4363.2189 | 0 | 4363.2189 | 137.4711 | 4500.69 | 166.5532 | 4667.2432 | 304.0243 | 0
2010-02-04 | 7:00 | 4854.1343 | 170.1457 | 5024.28 | 180.9602 | 5205.2402 | 351.1059 | 4854.1343 | 0 | 4854.1343 | 170.1457 | 5024.28 | 180.9602 | 5205.2402 | 351.1059 | 0
2010-02-04 | 8:00 | 5215.0986 | 196.3914 | 5411.49 | 190.9485 | 5602.4385 | 387.3399 | 5215.0986 | 0 | 5215.0986 | 196.3914 | 5411.49 | 190.9485 | 5602.4385 | 387.3399 | 0
2010-02-04 | 9:00 | 5302.9279 | 203.0621 | 5505.99 | 193.3002 | 5699.2902 | 396.3623 | 5302.9279 | 0.55689 | 5302.371 | 203.0194 | 5505.3905 | 193.2854 | 5698.6759 | 396.3048 | 0.05746
2010-02-04 | 10:00 | 5331.6707 | 205.2693 | 5536.94 | 194.0631 | 5731.0031 | 399.3324 | 5331.6707 | 22.6296 | 5309.0411 | 203.5305 | 5512.5716 | 193.4627 | 5706.0343 | 396.9932 | 2.3391
2010-02-04 | 11:00 | 5367.8829 | 208.0671 | 5575.95 | 195.0195 | 5770.9695 | 403.0866 | 5367.8829 | 2.7229 | 5365.16 | 207.8561 | 5573.0161 | 194.9477 | 5767.9638 | 402.8038 | 0.28276
2010-02-04 | 12:00 | 5389.021 | 209.709 | 5598.73 | 195.5753 | 5794.3053 | 405.2843 | 5389.021 | 3.2012 | 5385.8198 | 209.4599 | 5595.2798 | 195.4912 | 5790.771 | 404.9512 | 0.33313
2010-02-04 | 13:00 | 5340.8623 | 205.9777 | 5546.84 | 194.3063 | 5741.1463 | 400.284 | 5340.8623 | 3.37 | 5337.4924 | 205.7178 | 5543.2102 | 194.2172 | 5737.4274 | 399.935 | 0.349
2010-02-04 | 14:00 | 5195.6972 | 194.9328 | 5390.63 | 190.4249 | 5581.0549 | 385.3577 | 5195.6972 | 9.1893 | 5186.5079 | 194.2439 | 5380.7518 | 190.1763 | 5570.9281 | 384.4202 | 0.93747
2010-02-04 | 15:00 | 5148.763 | 191.427 | 5340.19 | 189.1518 | 5529.3418 | 380.5788 | 5148.763 | 6.3445 | 5142.4185 | 190.9555 | 5333.374 | 188.9791 | 5522.3531 | 379.9346 | 0.64424
2010-02-04 | 16:00 | 5229.9765 | 197.5135 | 5427.49 | 191.3491 | 5618.8391 | 388.8626 | 5229.9765 | 16.1255 | 5213.851 | 196.2974 | 5410.1484 | 190.9149 | 5601.0633 | 387.2123 | 1.6503
2010-02-04 | 17:00 | 5405.9049 | 211.0251 | 5616.93 | 196.018 | 5812.948 | 407.0431 | 5405.9049 | 12.7269 | 5393.178 | 210.0327 | 5603.2107 | 195.6844 | 5798.8951 | 405.7171 | 1.326
2010-02-04 | 18:00 | 5678.783 | 232.867 | 5911.65 | 203.0121 | 6114.6621 | 435.879 | 5678.783 | 0.43969 | 5678.3433 | 232.8309 | 5911.1742 | 203.001 | 6114.1753 | 435.8319 | 0.047085
2010-02-04 | 19:00 | 5769.7434 | 240.3866 | 6010.13 | 205.276 | 6215.406 | 445.6626 | 5769.7434 | 0 | 5769.7434 | 240.3866 | 6010.13 | 205.276 | 6215.406 | 445.6626 | 0
2010-02-04 | 20:00 | 5681.1767 | 233.0633 | 5914.24 | 203.0721 | 6117.3121 | 436.1354 | 5681.1767 | 0 | 5681.1767 | 233.0633 | 5914.24 | 203.0721 | 6117.3121 | 436.1354 | 0
2010-02-04 | 21:00 | 5517.4282 | 219.8218 | 5737.25 | 198.913 | 5936.163 | 418.7347 | 5517.4282 | 0 | 5517.4282 | 219.8218 | 5737.25 | 198.913 | 5936.163 | 418.7347 | 0
2010-02-04 | 22:00 | 5322.1622 | 204.5378 | 5526.7 | 193.8111 | 5720.5111 | 398.3489 | 5322.1622 | 0 | 5322.1622 | 204.5378 | 5526.7 | 193.8111 | 5720.5111 | 398.3489 | 0
2010-02-04 | 23:00 | 5005.9827 | 180.9573 | 5186.94 | 185.2251 | 5372.1651 | 366.1824 | 5005.9827 | 0 | 5005.9827 | 180.9573 | 5186.94 | 185.2251 | 5372.1651 | 366.1824 | 0
2010-02-05 | 24:00 | 4993.2426 | 180.0374 | 5173.28 | 184.8708 | 5358.1508 | 364.9082 | 4993.2426 | 0 | 4993.2426 | 180.0374 | 5173.28 | 184.8708 | 5358.1508 | 364.9082 | 0
2010-02-05 | 1:00 | 4580.2527 | 151.4873 | 4731.74 | 173.0384 | 4904.7784 | 324.5257 | 4580.2527 | 0 | 4580.2527 | 151.4873 | 4731.74 | 173.0384 | 4904.7784 | 324.5257 | 0
2010-02-05 | 2:00 | 4475.3898 | 144.6302 | 4620.02 | 169.9278 | 4789.9478 | 314.558 | 4475.3898 | 0 | 4475.3898 | 144.6302 | 4620.02 | 169.9278 | 4789.9478 | 314.558 | 0
2010-02-05 | 3:00 | 4430.4968 | 141.7432 | 4572.24 | 168.5831 | 4740.8231 | 310.3262 | 4430.4968 | 0 | 4430.4968 | 141.7432 | 4572.24 | 168.5831 | 4740.8231 | 310.3262 | 0
2010-02-05 | 4:00 | 4443.9732 | 142.6068 | 4586.58 | 168.9875 | 4755.5675 | 311.5943 | 4443.9732 | 0 | 4443.9732 | 142.6068 | 4586.58 | 168.9875 | 4755.5675 | 311.5943 | 0
2010-02-05 | 5:00 | 4566.1257 | 150.5543 | 4716.68 | 172.6219 | 4889.3019 | 323.1761 | 4566.1257 | 0 | 4566.1257 | 150.5543 | 4716.68 | 172.6219 | 4889.3019 | 323.1761 | 0
2010-02-05 | 6:00 | 4839.1716 | 169.0984 | 5008.27 | 180.5351 | 5188.8051 | 349.6334 | 4839.1716 | 0 | 4839.1716 | 169.0984 | 5008.27 | 180.5351 | 5188.8051 | 349.6334 | 0
2010-02-05 | 7:00 | 5338.6806 | 205.8094 | 5544.49 | 194.2486 | 5738.7386 | 400.058 | 5338.6806 | 0 | 5338.6806 | 205.8094 | 5544.49 | 194.2486 | 5738.7386 | 400.058 | 0
2010-02-05 | 8:00 | 5634.6486 | 229.2614 | 5863.91 | 201.9014 | 6065.8114 | 431.1628 | 5634.6486 | 0.81512 | 5633.8334 | 229.1951 | 5863.0286 | 201.8808 | 6064.9094 | 431.0759 | 0.086913
2010-02-05 | 9:00 | 5688.1723 | 233.6377 | 5921.81 | 203.2473 | 6125.0573 | 436.885 | 5688.1723 | 14.3026 | 5673.8697 | 232.4642 | 5906.3339 | 202.8888 | 6109.2227 | 435.353 | 1.532
2010-02-05 | 10:00 | 5669.9194 | 232.1406 | 5902.06 | 202.7896 | 6104.8496 | 434.9302 | 5669.9194 | 23.9543 | 5645.965 | 230.1832 | 5876.1483 | 202.1869 | 6078.3352 | 432.3702 | 2.5601
2010-02-05 | 11:00 | 5682.0916 | 233.1384 | 5915.23 | 203.095 | 6118.325 | 436.2334 | 5682.0916 | 3.5814 | 5678.5102 | 232.8446 | 5911.3548 | 203.0052 | 6114.36 | 435.8498 | 0.38358
2010-02-05 | 12:00 | 5694.0308 | 234.1192 | 5928.15 | 203.3939 | 6131.5439 | 437.5131 | 5694.0308 | 6.035 | 5687.9958 | 233.6232 | 5921.619 | 203.2429 | 6124.8619 | 436.8661 | 0.64704
2010-02-05 | 13:00 | 5674.4114 | 232.5086 | 5906.92 | 202.9024 | 6109.8224 | 435.411 | 5674.4114 | 7.6398 | 5666.7716 | 231.8829 | 5898.6545 | 202.7106 | 6101.3651 | 434.5935 | 0.81749
2010-02-05 | 14:00 | 5594.7906 | 226.0294 | 5820.82 | 200.8915 | 6021.7115 | 426.921 | 5594.7906 | 6.0313 | 5588.7593 | 225.5424 | 5814.3016 | 200.7381 | 6015.0398 | 426.2805 | 0.64044
2010-02-05 | 15:00 | 5521.1514 | 220.1186 | 5741.27 | 199.0087 | 5940.2787 | 419.1273 | 5521.1514 | 2.5791 | 5518.5723 | 219.913 | 5738.4853 | 198.9424 | 5937.4277 | 418.8554 | 0.27194
2010-02-05 | 16:00 | 5555.439 | 222.861 | 5778.3 | 199.8881 | 5978.1881 | 422.7492 | 5555.439 | 4.4361 | 5551.0029 | 222.5052 | 5773.5082 | 199.7746 | 5973.2828 | 422.2799 | 0.46928
2010-02-05 | 17:00 | 5583.6498 | 225.1302 | 5808.78 | 200.6081 | 6009.3881 | 425.7383 | 5583.6498 | 4.3541 | 5579.2957 | 224.7792 | 5804.0749 | 200.4972 | 6004.5721 | 425.2764 | 0.46189
2010-02-05 | 18:00 | 5745.37 | 238.36 | 5983.73 | 204.6727 | 6188.4027 | 443.0327 | 5745.37 | 0 | 5745.37 | 238.36 | 5983.73 | 204.6727 | 6188.4027 | 443.0327 | 0
2010-02-05 | 19:00 | 5808.7611 | 243.6489 | 6052.41 | 206.2367 | 6258.6467 | 449.8856 | 5808.7611 | 0 | 5808.7611 | 243.6489 | 6052.41 | 206.2367 | 6258.6467 | 449.8856 | 0
2010-02-05 | 20:00 | 5711.9915 | 235.5985 | 5947.59 | 203.8425 | 6151.4325 | 439.441 | 5711.9915 | 0 | 5711.9915 | 235.5985 | 5947.59 | 203.8425 | 6151.4325 | 439.441 | 0
2010-02-05 | 21:00 | 5567.8242 | 223.8558 | 5791.68 | 200.2046 | 5991.8846 | 424.0604 | 5567.8242 | 0 | 5567.8242 | 223.8558 | 5791.68 | 200.2046 | 5991.8846 | 424.0604 | 0
2010-02-05 | 22:00 | 5277.2404 | 201.0996 | 5478.34 | 192.6156 | 5670.9556 | 393.7152 | 5277.2404 | 0 | 5277.2404 | 201.0996 | 5478.34 | 192.6156 | 5670.9556 | 393.7152 | 0
2010-02-05 | 23:00 | 4984.5303 | 179.4097 | 5163.94 | 184.6281 | 5348.5681 | 364.0378 | 4984.5303 | 0 | 4984.5303 | 179.4097 | 5163.94 | 184.6281 | 5348.5681 | 364.0378 | 0
2010-02-06 | 24:00 | 4704.0903 | 159.7897 | 4863.88 | 176.6567 | 5040.5367 | 336.4464 | 4704.0903 | 0 | 4704.0903 | 159.7897 | 4863.88 | 176.6567 | 5040.5367 | 336.4464 | 0
2010-02-06 | 1:00 | 4525.1554 | 147.8646 | 4673.02 | 171.4094 | 4844.4294 | 319.274 | 4525.1554 | 0 | 4525.1554 | 147.8646 | 4673.02 | 171.4094 | 4844.4294 | 319.274 | 0
2010-02-06 | 2:00 | 4413.8406 | 140.6794 | 4554.52 | 168.0821 | 4722.6021 | 308.7616 | 4413.8406 | 0 | 4413.8406 | 140.6794 | 4554.52 | 168.0821 | 4722.6021 | 308.7616 | 0
2010-02-06 | 3:00 | 4352.795 | 136.815 | 4489.61 | 166.2371 | 4655.8471 | 303.0522 | 4352.795 | 0 | 4352.795 | 136.815 | 4489.61 | 166.2371 | 4655.8471 | 303.0522 | 0
2010-02-06 | 4:00 | 4366.9065 | 137.7035 | 4504.61 | 166.6649 | 4671.2749 | 304.3685 | 4366.9065 | 0 | 4366.9065 | 137.7035 | 4504.61 | 166.6649 | 4671.2749 | 304.3685 | 0
2010-02-06 | 5:00 | 4481.9082 | 145.0518 | 4626.96 | 170.1224 | 4797.0824 | 315.1742 | 4481.9082 | 0 | 4481.9082 | 145.0518 | 4626.96 | 170.1224 | 4797.0824 | 315.1742 | 0
2010-02-06 | 6:00 | 4758.9328 | 163.5372 | 4922.47 | 178.24 | 5100.71 | 341.7771 | 4758.9328 | 0 | 4758.9328 | 163.5372 | 4922.47 | 178.24 | 5100.71 | 341.7771 | 0
2010-02-06 | 7:00 | 5211.6298 | 196.1302 | 5407.76 | 190.855 | 5598.615 | 386.9852 | 5211.6298 | 0 | 5211.6298 | 196.1302 | 5407.76 | 190.855 | 5598.615 | 386.9852 | 0
2010-02-06 | 8:00 | 5458.5544 | 215.1556 | 5673.71 | 197.3909 | 5871.1009 | 412.5465 | 5458.5544 | 0.67431 | 5457.8801 | 215.1024 | 5672.9825 | 197.3734 | 5870.356 | 412.4759 | 0.070668
2010-02-06 | 9:00 | 5506.1 | 218.92 | 5725.02 | 198.6212 | 5923.6412 | 417.5412 | 5506.1 | 11.772 | 5494.3279 | 217.9849 | 5712.3129 | 198.3174 | 5910.6303 | 416.3024 | 1.2388
2010-02-06 | 10:00 | 5542.2369 | 221.8031 | 5764.04 | 199.5501 | 5963.5901 | 421.3531 | 5542.2369 | 3.1086 | 5539.1284 | 221.5543 | 5760.6827 | 199.4704 | 5960.1531 | 421.0247 | 0.32844
2010-02-06 | 11:00 | 5763.42 | 239.86 | 6003.28 | 205.1197 | 6208.3997 | 444.9797 | 5763.42 | 16.1943 | 5747.2257 | 238.514 | 5985.7397 | 204.7187 | 6190.4583 | 443.2327 | 1.747
2010-02-06 | 12:00 | 5581.1513 | 224.9287 | 5806.08 | 200.5445 | 6006.6245 | 425.4732 | 5581.1513 | 10.4166 | 5570.7347 | 224.0899 | 5794.8246 | 200.2789 | 5995.1035 | 424.3688 | 1.1044
2010-02-06 | 13:00 | 5495.539 | 218.081 | 5713.62 | 198.3487 | 5911.9687 | 416.4298 | 5495.539 | 41.9851 | 5453.5539 | 214.7616 | 5668.3154 | 197.261 | 5865.5765 | 412.0226 | 4.4072
2010-02-06 | 14:00 | 5473.5691 | 216.3409 | 5689.91 | 197.7804 | 5887.6904 | 414.1213 | 5473.5691 | 25.1388 | 5448.4303 | 214.3582 | 5662.7885 | 197.1278 | 5859.9163 | 411.486 | 2.6353
2010-02-06 | 15:00 | 5423.8236 | 212.4264 | 5636.25 | 196.4865 | 5832.7365 | 408.9129 | 5423.8236 | 36.4898 | 5387.3338 | 209.5777 | 5596.9115 | 195.531 | 5792.4425 | 405.1087 | 3.8042
2010-02-06 | 16:00 | 5373.3304 | 208.4896 | 5581.82 | 195.1629 | 5776.9829 | 403.6525 | 5373.3304 | 24.5078 | 5348.8226 | 206.5921 | 5555.4147 | 194.5167 | 5749.9315 | 401.1088 | 2.5437
2010-02-06 | 17:00 | 5422.7757 | 212.3443 | 5635.12 | 196.4591 | 5831.5791 | 408.8034 | 5422.7757 | 13.462 | 5409.3137 | 211.2913 | 5620.6051 | 196.1072 | 5816.7123 | 407.3985 | 1.4049
2010-02-06 | 18:00 | 5584.751 | 225.219 | 5809.97 | 200.6361 | 6010.6061 | 425.8551 | 5584.751 | 0.5857 | 5584.1653 | 225.1717 | 5809.3371 | 200.6212 | 6009.9583 | 425.793 | 0.06215
2010-02-06 | 19:00 | 5635.1017 | 229.2983 | 5864.4 | 201.9128 | 6066.3128 | 431.2112 | 5635.1017 | 0 | 5635.1017 | 229.2983 | 5864.4 | 201.9128 | 6066.3128 | 431.2112 | 0
2010-02-06 | 20:00 | 5558.9567 | 223.1433 | 5782.1 | 199.9781 | 5982.0781 | 423.1214 | 5558.9567 | 0 | 5558.9567 | 223.1433 | 5782.1 | 199.9781 | 5982.0781 | 423.1214 | 0
2010-02-06 | 21:00 | 5399.3373 | 210.5127 | 5609.85 | 195.8459 | 5805.6959 | 406.3586 | 5399.3373 | 0 | 5399.3373 | 210.5127 | 5609.85 | 195.8459 | 5805.6959 | 406.3586 | 0
2010-02-06 | 22:00 | 5164.7522 | 192.6178 | 5357.37 | 189.5865 | 5546.9565 | 382.2043 | 5164.7522 | 0 | 5164.7522 | 192.6178 | 5357.37 | 189.5865 | 5546.9565 | 382.2043 | 0
2010-02-06 | 23:00 | 4839.1529 | 169.0971 | 5008.25 | 180.5345 | 5188.7845 | 349.6316 | 4839.1529 | 0 | 4839.1529 | 169.0971 | 5008.25 | 180.5345 | 5188.7845 | 349.6316 | 0
2010-02-07 | 24:00 | 4531.5849 | 148.2851 | 4679.87 | 171.6001 | 4851.4701 | 319.8852 | 4531.5849 | 0 | 4531.5849 | 148.2851 | 4679.87 | 171.6001 | 4851.4701 | 319.8852 | 0
2010-02-07 | 1:00 | 4419.274 | 141.026 | 4560.3 | 168.2457 | 4728.5457 | 309.2717 | 4419.274 | 0 | 4419.274 | 141.026 | 4560.3 | 168.2457 | 4728.5457 | 309.2717 | 0
2010-02-07 | 2:00 | 4308.5615 | 134.0485 | 4442.61 | 164.8913 | 4607.5013 | 298.9398 | 4308.5615 | 0 | 4308.5615 | 134.0485 | 4442.61 | 164.8913 | 4607.5013 | 298.9398 | 0
2010-02-07 | 3:00 | 4257.9145 | 130.9155 | 4388.83 | 163.341 | 4552.171 | 294.2566 | 4257.9145 | 0 | 4257.9145 | 130.9155 | 4388.83 | 163.341 | 4552.171 | 294.2566 | 0
2010-02-07 | 4:00 | 4279.9744 | 132.2756 | 4412.25 | 164.0175 | 4576.2675 | 296.293 | 4279.9744 | 0 | 4279.9744 | 132.2756 | 4412.25 | 164.0175 | 4576.2675 | 296.293 | 0
2010-02-07 | 5:00 | 4392.7893 | 139.3407 | 4532.13 | 167.4475 | 4699.5775 | 306.7883 | 4392.7893 | 0 | 4392.7893 | 139.3407 | 4532.13 | 167.4475 | 4699.5775 | 306.7883 | 0
2010-02-07 | 6:00 | 4667.8059 | 157.3341 | 4825.14 | 175.6028 | 5000.7428 | 332.9369 | 4667.8059 | 0 | 4667.8059 | 157.3341 | 4825.14 | 175.6028 | 5000.7428 | 332.9369 | 0
2010-02-07 | 7:00 | 5125.4245 | 189.6955 | 5315.12 | 188.5155 | 5503.6355 | 378.211 | 5125.4245 | 0 | 5125.4245 | 189.6955 | 5315.12 | 188.5155 | 5503.6355 | 378.211 | 0
2010-02-07 | 8:00 | 5384.0943 | 209.3257 | 5593.42 | 195.4459 | 5788.8659 | 404.7717 | 5384.0943 | 1.0721 | 5383.0221 | 209.2424 | 5592.2645 | 195.4177 | 5787.6823 | 404.6601 | 0.11153
2010-02-07 | 9:00 | 5465.2187 | 215.6813 | 5680.9 | 197.5639 | 5878.4639 | 413.2452 | 5465.2187 | 15.1136 | 5450.1051 | 214.49 | 5664.5951 | 197.1714 | 5861.7665 | 411.6614 | 1.5838
2010-02-07 | 10:00 | 5501.8016 | 218.5784 | 5720.38 | 198.5103 | 5918.8903 | 417.0887 | 5501.8016 | 26.1304 | 5475.6713 | 216.5071 | 5692.1783 | 197.8349 | 5890.0132 | 414.342 | 2.7468
2010-02-07 | 11:00 | 5582.2432 | 225.0168 | 5807.26 | 200.5723 | 6007.8323 | 425.589 | 5582.2432 | 12.7835 | 5569.4598 | 223.9873 | 5793.4471 | 200.2464 | 5993.6935 | 424.2337 | 1.3553
2010-02-07 | 12:00 | 5589.7293 | 225.6207 | 5815.35 | 200.7628 | 6016.1128 | 426.3835 | 5589.7293 | 42.4553 | 5547.274 | 222.2064 | 5769.4804 | 199.6792 | 5969.1596 | 421.8856 | 4.4979
2010-02-07 | 13:00 | 5522.6333 | 220.2367 | 5742.87 | 199.0468 | 5941.9168 | 419.2836 | 5522.6333 | 27.248 | 5495.3852 | 218.0688 | 5713.4541 | 198.3447 | 5911.7988 | 416.4136 | 2.87
2010-02-07 | 14:00 | 5440.848 | 213.762 | 5654.61 | 196.9305 | 5851.5405 | 410.6925 | 5440.848 | 25.7474 | 5415.1006 | 211.7437 | 5626.8442 | 196.2586 | 5823.1028 | 408.0022 | 2.6902
2010-02-07 | 15:00 | 5254.472 | 199.368 | 5453.84 | 192.0066 | 5645.8466 | 391.3746 | 5254.472 | 8.9929 | 5245.4791 | 198.6862 | 5444.1653 | 191.7655 | 5635.9308 | 390.4517 | 0.92296
2010-02-07 | 16:00 | 5325.6352 | 204.8048 | 5530.44 | 193.9032 | 5724.3432 | 398.708 | 5325.6352 | 10.2579 | 5315.3772 | 204.0166 | 5519.3939 | 193.631 | 5713.0249 | 397.6476 | 1.0603
2010-02-07 | 17:00 | 5415.6717 | 211.7883 | 5627.46 | 196.2735 | 5823.7335 | 408.0618 | 5415.6717 | 13.9392 | 5401.7325 | 210.6995 | 5612.432 | 195.9087 | 5808.3407 | 406.6082 | 1.4537
2010-02-07 | 18:00 | 5618.4915 | 227.9485 | 5846.44 | 201.4928 | 6047.9328 | 429.4413 | 5618.4915 | 0.62166 | 5617.8698 | 227.8981 | 5845.7679 | 201.4771 | 6047.245 | 429.3752 | 0.066182
2010-02-07 | 19:00 | 5731.6658 | 237.2242 | 5968.89 | 204.3324 | 6173.2224 | 441.5566 | 5731.6658 | 0 | 5731.6658 | 237.2242 | 5968.89 | 204.3324 | 6173.2224 | 441.5566 | 0
2010-02-07 | 20:00 | 5632.1609 | 229.0591 | 5861.22 | 201.8386 | 6063.0586 | 430.8976 | 5632.1609 | 0 | 5632.1609 | 229.0591 | 5861.22 | 201.8386 | 6063.0586 | 430.8976 | 0
2010-02-07 | 21:00 | 5461.1776 | 215.3624 | 5676.54 | 197.4591 | 5873.9991 | 412.8215 | 5461.1776 | 0 | 5461.1776 | 215.3624 | 5676.54 | 197.4591 | 5873.9991 | 412.8215 | 0
2010-02-07 | 22:00 | 5253.3194 | 199.2806 | 5452.6 | 191.9757 | 5644.5757 | 391.2563 | 5253.3194 | 0 | 5253.3194 | 199.2806 | 5452.6 | 191.9757 | 5644.5757 | 391.2563 | 0
2010-02-07 | 23:00 | 4998.2139 | 180.3961 | 5178.61 | 185.0091 | 5363.6191 | 365.4052 | 4998.2139 | 0 | 4998.2139 | 180.3961 | 5178.61 | 185.0091 | 5363.6191 | 365.4052 | 0
2010-02-08 | 24:00 | 4945.1444 | 176.5856 | 5121.73 | 183.5274 | 5305.2574 | 360.113 | 4945.1444 | 0 | 4945.1444 | 176.5856 | 5121.73 | 183.5274 | 5305.2574 | 360.113 | 0
2010-02-08 | 1:00 | 4683.8242 | 158.4158 | 4842.24 | 176.0687 | 5018.3087 | 334.4845 | 4683.8242 | 0 | 4683.8242 | 158.4158 | 4842.24 | 176.0687 | 5018.3087 | 334.4845 | 0
2010-02-08 | 2:00 | 4550.3165 | 149.5135 | 4699.83 | 172.1548 | 4871.9848 | 321.6683 | 4550.3165 | 0 | 4550.3165 | 149.5135 | 4699.83 | 172.1548 | 4871.9848 | 321.6683 | 0
2010-02-08 | 3:00 | 4535.752 | 148.558 | 4684.31 | 171.7236 | 4856.0336 | 320.2815 | 4535.752 | 0 | 4535.752 | 148.558 | 4684.31 | 171.7236 | 4856.0336 | 320.2815 | 0
2010-02-08 | 4:00 | 4546.0844 | 149.2356 | 4695.32 | 172.0296 | 4867.3496 | 321.2651 | 4546.0844 | 0 | 4546.0844 | 149.2356 | 4695.32 | 172.0296 | 4867.3496 | 321.2651 | 0
2010-02-08 | 5:00 | 4652.1589 | 156.2811 | 4808.44 | 175.1467 | 4983.5867 | 331.4278 | 4652.1589 | 0 | 4652.1589 | 156.2811 | 4808.44 | 175.1467 | 4983.5867 | 331.4278 | 0
2010-02-08 | 6:00 | 4944.6964 | 176.5536 | 5121.25 | 183.5148 | 5304.7648 | 360.0684 | 4944.6964 | 0 | 4944.6964 | 176.5536 | 5121.25 | 183.5148 | 5304.7648 | 360.0684 | 0
2010-02-08 | 7:00 | 5325.1987 | 204.7713 | 5529.97 | 193.8916 | 5723.8616 | 398.6628 | 5325.1987 | 0 | 5325.1987 | 204.7713 | 5529.97 | 193.8916 | 5723.8616 | 398.6628 | 0
2010-02-08 | 8:00 | 5617.141 | 227.839 | 5844.98 | 201.4586 | 6046.4386 | 429.2976 | 5617.141 | 0.88362 | 5616.2574 | 227.7673 | 5844.0247 | 201.4362 | 6045.4609 | 429.2035 | 0.094057
2010-02-08 | 9:00 | 5681.0103 | 233.0497 | 5914.06 | 203.0679 | 6117.1279 | 436.1176 | 5681.0103 | 12.7525 | 5668.2578 | 232.0046 | 5900.2623 | 202.7479 | 6103.0103 | 434.7525 | 1.3651
2010-02-08 | 10:00 | 5663.1531 | 231.5869 | 5894.74 | 202.6196 | 6097.3596 | 434.2065 | 5663.1531 | 11.6061 | 5651.547 | 230.6386 | 5882.1856 | 202.3276 | 6084.5132 | 432.9662 | 1.2403
2010-02-08 | 11:00 | 5656.2106 | 231.0194 | 5887.23 | 202.445 | 6089.675 | 433.4644 | 5656.2106 | 12.9957 | 5643.2149 | 229.9591 | 5873.1739 | 202.1176 | 6075.2915 | 432.0766 | 1.3878
2010-02-08 | 12:00 | 5591.839 | 225.791 | 5817.63 | 200.8165 | 6018.4465 | 426.6075 | 5591.839 | 13.112 | 5578.727 | 224.7334 | 5803.4604 | 200.4827 | 6003.9431 | 425.2161 | 1.3914
2010-02-08 | 13:00 | 5589.535 | 225.605 | 5815.14 | 200.7579 | 6015.8979 | 426.3629 | 5589.535 | 30.8773 | 5558.6577 | 223.1193 | 5781.777 | 199.9704 | 5981.7475 | 423.0898 | 3.2731
2010-02-08 | 14:00 | 5490.9528 | 217.7172 | 5708.67 | 198.2302 | 5906.9002 | 415.9475 | 5490.9528 | 5.9629 | 5484.9899 | 217.2446 | 5702.2345 | 198.0761 | 5900.3106 | 415.3207 | 0.62676
2010-02-08 | 15:00 | 5342.5334 | 206.1066 | 5548.64 | 194.3505 | 5742.9905 | 400.4571 | 5342.5334 | 15.2215 | 5327.312 | 204.9338 | 5532.2458 | 193.9476 | 5726.1934 | 398.8814 | 1.5757
2010-02-08 | 16:00 | 5250.9213 | 199.0987 | 5450.02 | 191.9114 | 5641.9314 | 391.0101 | 5250.9213 | 7.0971 | 5243.8242 | 198.5608 | 5442.3851 | 191.7211 | 5634.1061 | 390.2819 | 0.7282
2010-02-08 | 17:00 | 5379.7982 | 208.9918 | 5588.79 | 195.333 | 5784.123 | 404.3248 | 5379.7982 | 14.1769 | 5365.6213 | 207.8918 | 5573.5131 | 194.9599 | 5768.473 | 402.8517 | 1.4731
2010-02-08 | 18:00 | 5528.7362 | 220.7238 | 5749.46 | 199.2037 | 5948.6637 | 419.9274 | 5528.7362 | 0.70239 | 5528.0338 | 220.6677 | 5748.7015 | 199.1856 | 5947.8872 | 419.8533 | 0.074123
2010-02-08 | 19:00 | 5646.0683 | 230.1917 | 5876.26 | 202.1895 | 6078.4495 | 432.3812 | 5646.0683 | 0 | 5646.0683 | 230.1917 | 5876.26 | 202.1895 | 6078.4495 | 432.3812 | 0
2010-02-08 | 20:00 | 5588.2488 | 225.5012 | 5813.75 | 200.7252 | 6014.4752 | 426.2263 | 5588.2488 | 0 | 5588.2488 | 225.5012 | 5813.75 | 200.7252 | 6014.4752 | 426.2263 | 0
2010-02-08 | 21:00 | 5503.4784 | 218.7116 | 5722.19 | 198.5536 | 5920.7436 | 417.2652 | 5503.4784 | 0 | 5503.4784 | 218.7116 | 5722.19 | 198.5536 | 5920.7436 | 417.2652 | 0
2010-02-08 | 22:00 | 5277.6307 | 201.1293 | 5478.76 | 192.626 | 5671.386 | 393.7553 | 5277.6307 | 0 | 5277.6307 | 201.1293 | 5478.76 | 192.626 | 5671.386 | 393.7553 | 0
2010-02-08 | 23:00 | 5083.4861 | 186.6039 | 5270.09 | 187.3667 | 5457.4567 | 373.9706 | 5083.4861 | 0 | 5083.4861 | 186.6039 | 5270.09 | 187.3667 | 5457.4567 | 373.9706 | 0
2010-02-09 | 24:00 | 5001.8793 | 180.6607 | 5182.54 | 185.1111 | 5367.6511 | 365.7718 | 5001.8793 | 0 | 5001.8793 | 180.6607 | 5182.54 | 185.1111 | 5367.6511 | 365.7718 | 0
2010-02-09 | 1:00 | 4718.4999 | 160.7701 | 4879.27 | 177.0739 | 5056.3439 | 337.8439 | 4718.4999 | 0 | 4718.4999 | 160.7701 | 4879.27 | 177.0739 | 5056.3439 | 337.8439 | 0
2010-02-09 | 2:00 | 4542.9126 | 149.0274 | 4691.94 | 171.9357 | 4863.8757 | 320.9631 | 4542.9126 | 0 | 4542.9126 | 149.0274 | 4691.94 | 171.9357 | 4863.8757 | 320.9631 | 0
2010-02-09 | 3:00 | 4490.107 | 145.583 | 4635.69 | 170.3669 | 4806.0569 | 315.95 | 4490.107 | 0 | 4490.107 | 145.583 | 4635.69 | 170.3669 | 4806.0569 | 315.95 | 0
2010-02-09 | 4:00 | 4480.9596 | 144.9904 | 4625.95 | 170.0941 | 4796.0441 | 315.0845 | 4480.9596 | 0 | 4480.9596 | 144.9904 | 4625.95 | 170.0941 | 4796.0441 | 315.0845 | 0
2010-02-09 | 5:00 | 4507.5441 | 146.7159 | 4654.26 | 170.8861 | 4825.1461 | 317.6021 | 4507.5441 | 0 | 4507.5441 | 146.7159 | 4654.26 | 170.8861 | 4825.1461 | 317.6021 | 0
2010-02-09 | 6:00 | 4615.4364 | 153.8236 | 4769.26 | 174.0725 | 4943.3325 | 327.8961 | 4615.4364 | 0 | 4615.4364 | 153.8236 | 4769.26 | 174.0725 | 4943.3325 | 327.8961 | 0
2010-02-09 | 7:00 | 4776.7182 | 164.7618 | 4941.48 | 178.7509 | 5120.2309 | 343.5127 | 4776.7182 | 0 | 4776.7182 | 164.7618 | 4941.48 | 178.7509 | 5120.2309 | 343.5127 | 0
2010-02-09 | 8:00 | 4922.2926 | 174.9574 | 5097.25 | 182.8859 | 5280.1359 | 357.8432 | 4922.2926 | 1.2292 | 4921.0635 | 174.87 | 5095.9335 | 182.8513 | 5278.7848 | 357.7213 | 0.12193
2010-02-09 | 9:00 | 4969.2301 | 178.3099 | 5147.54 | 184.2012 | 5331.7412 | 362.5112 | 4969.2301 | 15.9628 | 4953.2672 | 177.1662 | 5130.4334 | 183.7549 | 5314.1883 | 360.9211 | 1.5901
2010-02-09 | 10:00 | 5117.1095 | 189.0805 | 5306.19 | 188.2883 | 5494.4783 | 377.3688 | 5117.1095 | 27.165 | 5089.9445 | 187.0783 | 5277.0228 | 187.5441 | 5464.5669 | 374.6224 | 2.7465
2010-02-09 | 11:00 | 5153.4447 | 191.7753 | 5345.22 | 189.2792 | 5534.4992 | 381.0545 | 5153.4447 | 21.839 | 5131.6057 | 190.1533 | 5321.759 | 188.6843 | 5510.4433 | 378.8376 | 2.2169
2010-02-09 | 12:00 | 5127.8453 | 189.8747 | 5317.72 | 188.5816 | 5506.3016 | 378.4564 | 5127.8453 | 28.5213 | 5099.324 | 187.7684 | 5287.0924 | 187.8014 | 5474.8938 | 375.5698 | 2.8866
2010-02-09 | 13:00 | 5080.2441 | 186.3659 | 5266.61 | 187.2776 | 5453.8876 | 373.6435 | 5080.2441 | 40.5498 | 5039.6943 | 183.4027 | 5223.097 | 186.1596 | 5409.2566 | 369.5623 | 4.0812
2010-02-09 | 14:00 | 5014.5806 | 181.5794 | 5196.16 | 185.4639 | 5381.6239 | 367.0433 | 5014.5806 | 17.1481 | 4997.4325 | 180.3396 | 5177.7721 | 184.9874 | 5362.7595 | 365.3271 | 1.7162
2010-02-09 | 15:00 | 4943.203 | 176.447 | 5119.65 | 183.4729 | 5303.1229 | 359.9199 | 4943.203 | 18.5601 | 4924.6429 | 175.1245 | 5099.7674 | 182.9519 | 5282.7193 | 358.0764 | 1.8435
2010-02-09 | 16:00 | 4965.6564 | 178.0536 | 5143.71 | 184.1014 | 5327.8114 | 362.155 | 4965.6564 | 18.2811 | 4947.3753 | 176.745 | 5124.1203 | 183.5899 | 5307.7101 | 360.3348 | 1.8201
2010-02-09 | 17:00 | 4999.2306 | 180.4694 | 5179.7 | 185.0374 | 5364.7374 | 365.5069 | 4999.2306 | 0.7716 | 4998.459 | 180.4137 | 5178.8727 | 185.016 | 5363.8887 | 365.4297 | 0.077165
2010-02-09 | 18:00 | 5162.8445 | 192.4755 | 5355.32 | 189.5347 | 5544.8547 | 382.0102 | 5162.8445 | 0 | 5162.8445 | 192.4755 | 5355.32 | 189.5347 | 5544.8547 | 382.0102 | 0
2010-02-09 | 19:00 | 5496.0856 | 218.1244 | 5714.21 | 198.3628 | 5912.5728 | 416.4873 | 5496.0856 | 0 | 5496.0856 | 218.1244 | 5714.21 | 198.3628 | 5912.5728 | 416.4873 | 0
2010-02-09 | 20:00 | 5239.6269 | 198.2431 | 5437.87 | 191.6084 | 5629.4784 | 389.8515 | 5239.6269 | 0 | 5239.6269 | 198.2431 | 5437.87 | 191.6084 | 5629.4784 | 389.8515 | 0
2010-02-09 | 21:00 | 5078.241 | 186.219 | 5264.46 | 187.2225 | 5451.6825 | 373.4415 | 5078.241 | 0 | 5078.241 | 186.219 | 5264.46 | 187.2225 | 5451.6825 | 373.4415 | 0
2010-02-09 | 22:00 | 4925.9711 | 175.2189 | 5101.19 | 182.9893 | 5284.1793 | 358.2082 | 4925.9711 | 0 | 4925.9711 | 175.2189 | 5101.19 | 182.9893 | 5284.1793 | 358.2082 | 0
2010-02-09 | 23:00 | 4721.3272 | 160.9628 | 4882.29 | 177.1556 | 5059.4456 | 338.1184 | 4721.3272 | 0 | 4721.3272 | 160.9628 | 4882.29 | 177.1556 | 5059.4456 | 338.1184 | 0
2010-02-10 | 24:00 | 4520.6403 | 147.5697 | 4668.21 | 171.2753 | 4839.4853 | 318.845 | 4520.6403 | 0 | 4520.6403 | 147.5697 | 4668.21 | 171.2753 | 4839.4853 | 318.845 | 0
2010-02-10 | 1:00 | 4355.9656 | 137.0144 | 4492.98 | 166.3333 | 4659.3133 | 303.3477 | 4355.9656 | 0 | 4355.9656 | 137.0144 | 4492.98 | 166.3333 | 4659.3133 | 303.3477 | 0
2010-02-10 | 2:00 | 4277.0266 | 132.0934 | 4409.12 | 163.9272 | 4573.0472 | 296.0206 | 4277.0266 | 0 | 4277.0266 | 132.0934 | 4409.12 | 163.9272 | 4573.0472 | 296.0206 | 0
2010-02-10 | 3:00 | 4196.9467 | 127.1933 | 4324.14 | 161.4618 | 4485.6018 | 288.6551 | 4196.9467 | 0 | 4196.9467 | 127.1933 | 4324.14 | 161.4618 | 4485.6018 | 288.6551 | 0
2010-02-10 | 4:00 | 4196.4564 | 127.1636 | 4323.62 | 161.4466 | 4485.0666 | 288.6102 | 4196.4564 | 0 | 4196.4564 | 127.1636 | 4323.62 | 161.4466 | 4485.0666 | 288.6102 | 0
2010-02-10 | 5:00 | 4197.1541 | 127.2059 | 4324.36 | 161.4682 | 4485.8282 | 288.6741 | 4197.1541 | 0 | 4197.1541 | 127.2059 | 4324.36 | 161.4682 | 4485.8282 | 288.6741 | 0
2010-02-10 | 6:00 | 4271.4884 | 131.7516 | 4403.24 | 163.7575 | 4566.9975 | 295.509 | 4271.4884 | 0 | 4271.4884 | 131.7516 | 4403.24 | 163.7575 | 4566.9975 | 295.509 | 0
2010-02-10 | 7:00 | 4410.3246 | 140.4554 | 4550.78 | 167.9763 | 4718.7563 | 308.4317 | 4410.3246 | 0 | 4410.3246 | 140.4554 | 4550.78 | 167.9763 | 4718.7563 | 308.4317 | 0
2010-02-10 | 8:00 | 4555.7117 | 149.8683 | 4705.58 | 172.3143 | 4877.8943 | 322.1826 | 4555.7117 | 1.2921 | 4554.4196 | 149.7833 | 4704.2029 | 172.2761 | 4876.479 | 322.0594 | 0.12319
2010-02-10 | 9:00 | 4675.8061 | 157.8739 | 4833.68 | 175.8356 | 5009.5156 | 333.7095 | 4675.8061 | 16.1169 | 4659.6892 | 156.7874 | 4816.4766 | 175.3663 | 4991.8429 | 332.1537 | 1.5558
2010-02-10 | 10:00 | 4817.6709 | 167.5991 | 4985.27 | 179.9226 | 5165.1926 | 347.5216 | 4817.6709 | 27.3233 | 4790.3477 | 165.7034 | 4956.0511 | 179.1415 | 5135.1926 | 344.8449 | 2.6767
2010-02-10 | 11:00 | 4870.7944 | 171.3156 | 5042.11 | 181.4326 | 5223.5426 | 352.7482 | 4870.7944 | 14.9977 | 4855.7967 | 170.2622 | 5026.059 | 181.0074 | 5207.0664 | 351.2697 | 1.4786
2010-02-10 | 12:00 | 4905.6441 | 173.7759 | 5079.42 | 182.4172 | 5261.8372 | 356.193 | 4905.6441 | 16.5009 | 4889.1432 | 172.6088 | 5061.752 | 181.9516 | 5243.7036 | 354.5604 | 1.6327
2010-02-10 | 13:00 | 4865.0484 | 170.9116 | 5035.96 | 181.2698 | 5217.2298 | 352.1815 | 4865.0484 | 33.402 | 4831.6464 | 168.5728 | 5000.2192 | 180.3209 | 5180.5401 | 348.8937 | 3.2877
2010-02-10 | 14:00 | 4785.5672 | 165.3728 | 4950.94 | 179.0046 | 5129.9446 | 344.3774 | 4785.5672 | 39.1244 | 4746.4428 | 162.6799 | 4909.1227 | 177.8804 | 5087.0031 | 340.5603 | 3.8171
2010-02-10 | 15:00 | 4684.9669 | 158.4931 | 4843.46 | 176.1019 | 5019.5619 | 334.595 | 4684.9669 | 36.9147 | 4648.0522 | 156.0053 | 4804.0575 | 175.0268 | 4979.0843 | 331.0321 | 3.5629
2010-02-10 | 16:00 | 4835.2085 | 168.8215 | 5004.03 | 180.4223 | 5184.4523 | 349.2438 | 4835.2085 | 27.9033 | 4807.3052 | 166.8786 | 4974.1839 | 179.6266 | 5153.8105 | 346.5052 | 2.7386
2010-02-10 | 17:00 | 4881.5565 | 172.0735 | 5053.63 | 181.7372 | 5235.3672 | 353.8107 | 4881.5565 | 14.5494 | 4867.0071 | 171.0493 | 5038.0564 | 181.3253 | 5219.3817 | 352.3746 | 1.436
2010-02-10 | 18:00 | 5095.7357 | 187.5043 | 5283.24 | 187.703 | 5470.943 | 375.2072 | 5095.7357 | 1.2086 | 5094.5272 | 187.4153 | 5281.9425 | 187.6698 | 5469.6123 | 375.0852 | 0.12208
2010-02-10 | 19:00 | 5285.6212 | 201.7388 | 5487.36 | 192.8393 | 5680.1993 | 394.5781 | 5285.6212 | 0 | 5285.6212 | 201.7388 | 5487.36 | 192.8393 | 5680.1993 | 394.5781 | 0
2010-02-10 | 20:00 | 5202.7385 | 195.4615 | 5398.2 | 190.6151 | 5588.8151 | 386.0766 | 5202.7385 | 0 | 5202.7385 | 195.4615 | 5398.2 | 190.6151 | 5588.8151 | 386.0766 | 0
2010-02-10 | 21:00 | 5057.8439 | 184.7261 | 5242.57 | 186.6608 | 5429.2308 | 371.3869 | 5057.8439 | 0 | 5057.8439 | 184.7261 | 5242.57 | 186.6608 | 5429.2308 | 371.3869 | 0
2010-02-10 | 22:00 | 4875.447 | 171.643 | 5047.09 | 181.5643 | 5228.6543 | 353.2074 | 4875.447 | 0 | 4875.447 | 171.643 | 5047.09 | 181.5643 | 5228.6543 | 353.2074 | 0
2010-02-10 | 23:00 | 4604.0823 | 153.0677 | 4757.15 | 173.7393 | 4930.8893 | 326.807 | 4604.0823 | 0 | 4604.0823 | 153.0677 | 4757.15 | 173.7393 | 4930.8893 | 326.807 | 0
2010-02-11 | 24:00 | 4397.284 | 139.626 | 4536.91 | 167.5832 | 4704.4932 | 307.2092 | 4397.284 | 0 | 4397.284 | 139.626 | 4536.91 | 167.5832 | 4704.4932 | 307.2092 | 0
2010-02-11 | 1:00 | 4248.3801 | 130.3299 | 4378.71 | 163.0481 | 4541.7581 | 293.378 | 4248.3801 | 0 | 4248.3801 | 130.3299 | 4378.71 | 163.0481 | 4541.7581 | 293.378 | 0
2010-02-11 | 2:00 | 4182.5668 | 126.3232 | 4308.89 | 161.0165 | 4469.9065 | 287.3397 | 4182.5668 | 0 | 4182.5668 | 126.3232 | 4308.89 | 161.0165 | 4469.9065 | 287.3397 | 0
2010-02-11 | 3:00 | 4170.4289 | 125.5911 | 4296.02 | 160.64 | 4456.66 | 286.2311 | 4170.4289 | 0 | 4170.4289 | 125.5911 | 4296.02 | 160.64 | 4456.66 | 286.2311 | 0
2010-02-11 | 4:00 | 4197.5313 | 127.2287 | 4324.76 | 161.4799 | 4486.2399 | 288.7086 | 4197.5313 | 0 | 4197.5313 | 127.2287 | 4324.76 | 161.4799 | 4486.2399 | 288.7086 | 0
2010-02-11 | 5:00 | 4334.8319 | 135.6881 | 4470.52 | 165.6915 | 4636.2115 | 301.3796 | 4334.8319 | 0 | 4334.8319 | 135.6881 | 4470.52 | 165.6915 | 4636.2115 | 301.3796 | 0
2010-02-11 | 6:00 | 4631.4942 | 154.8958 | 4786.39 | 174.5429 | 4960.9329 | 329.4387 | 4631.4942 | 0 | 4631.4942 | 154.8958 | 4786.39 | 174.5429 | 4960.9329 | 329.4387 | 0
2010-02-11 | 7:00 | 5147.9625 | 191.3675 | 5339.33 | 189.1301 | 5528.4601 | 380.4975 | 5147.9625 | 0 | 5147.9625 | 191.3675 | 5339.33 | 189.1301 | 5528.4601 | 380.4975 | 0
2010-02-11 | 8:00 | 5438.5579 | 213.5821 | 5652.14 | 196.8708 | 5849.0108 | 410.4529 | 5438.5579 | 1.4103 | 5437.1476 | 213.4713 | 5650.619 | 196.8341 | 5847.453 | 410.3054 | 0.1475
2010-02-11 | 9:00 | 5444.5379 | 214.0521 | 5658.59 | 197.0265 | 5855.6165 | 411.0786 | 5444.5379 | 15.9846 | 5428.5534 | 212.797 | 5641.3504 | 196.61 | 5837.9604 | 409.407 | 1.6716
2010-02-11 | 10:00 | 5464.9407 | 215.6593 | 5680.6 | 197.5567 | 5878.1567 | 413.2161 | 5464.9407 | 26.5938 | 5438.3469 | 213.5655 | 5651.9124 | 196.8653 | 5848.7777 | 410.4308 | 2.7852
2010-02-11 | 11:00 | 5504.7475 | 218.8125 | 5723.56 | 198.5863 | 5922.1463 | 417.3988 | 5504.7475 | 18.6712 | 5486.0763 | 217.3307 | 5703.407 | 198.1042 | 5901.5112 | 415.4349 | 1.964
2010-02-11 | 12:00 | 5688.9948 | 233.7052 | 5922.7 | 203.2679 | 6125.9679 | 436.9731 | 5688.9948 | 30.4808 | 5658.514 | 231.2076 | 5889.7216 | 202.503 | 6092.2245 | 433.7106 | 3.2625
2010-02-11 | 13:00 | 5509.7033 | 219.2067 | 5728.91 | 198.714 | 5927.624 | 417.9207 | 5509.7033 | 31.1642 | 5478.5391 | 216.7339 | 5695.273 | 197.9092 | 5893.1822 | 414.6431 | 3.2776
2010-02-11 | 14:00 | 5421.1342 | 212.2158 | 5633.35 | 196.4163 | 5829.7663 | 408.632 | 5421.1342 | 37.0475 | 5384.0867 | 209.3252 | 5593.4118 | 195.4457 | 5788.8576 | 404.7709 | 3.8612
2010-02-11 | 15:00 | 5371.0475 | 208.3125 | 5579.36 | 195.1028 | 5774.4628 | 403.4153 | 5371.0475 | 33.2533 | 5337.7942 | 205.7411 | 5543.5352 | 194.2252 | 5737.7604 | 399.9662 | 3.4491
2010-02-11 | 16:00 | 5353.9701 | 206.9899 | 5560.96 | 194.6526 | 5755.6126 | 401.6426 | 5353.9701 | 27.6635 | 5326.3066 | 204.8565 | 5531.163 | 193.921 | 5725.084 | 398.7774 | 2.8652
2010-02-11 | 17:00 | 5368.3191 | 208.1009 | 5576.42 | 195.031 | 5771.451 | 403.1319 | 5368.3191 | 14.7574 | 5353.5617 | 206.9584 | 5560.52 | 194.6419 | 5755.1619 | 401.6002 | 1.5316
2010-02-11 | 18:00 | 5509.6477 | 219.2023 | 5728.85 | 198.7126 | 5927.5626 | 417.9149 | 5509.6477 | 1.1285 | 5508.5192 | 219.1125 | 5727.6317 | 198.6835 | 5926.3152 | 417.796 | 0.11887
2010-02-11 | 19:00 | 5559.4288 | 223.1812 | 5782.61 | 199.9902 | 5982.6002 | 423.1714 | 5559.4288 | 0 | 5559.4288 | 223.1812 | 5782.61 | 199.9902 | 5982.6002 | 423.1714 | 0
2010-02-11 | 20:00 | 5473.5784 | 216.3416 | 5689.92 | 197.7807 | 5887.7007 | 414.1223 | 5473.5784 | 0 | 5473.5784 | 216.3416 | 5689.92 | 197.7807 | 5887.7007 | 414.1223 | 0
2010-02-11 | 21:00 | 5324.2702 | 204.6998 | 5528.97 | 193.867 | 5722.837 | 398.5668 | 5324.2702 | 0 | 5324.2702 | 204.6998 | 5528.97 | 193.867 | 5722.837 | 398.5668 | 0
2010-02-11 | 22:00 | 5095.2234 | 187.4666 | 5282.69 | 187.6889 | 5470.3789 | 375.1555 | 5095.2234 | 0 | 5095.2234 | 187.4666 | 5282.69 | 187.6889 | 5470.3789 | 375.1555 | 0
2010-02-11 | 23:00 | 4754.4694 | 163.2306 | 4917.7 | 178.1116 | 5095.8116 | 341.3421 | 4754.4694 | 0 | 4754.4694 | 163.2306 | 4917.7 | 178.1116 | 5095.8116 | 341.3421 | 0
2010-02-12 | 24:00 | 4463.7604 | 143.8796 | 4607.64 | 169.5802 | 4777.2202 | 313.4598 | 4463.7604 | 0 | 4463.7604 | 143.8796 | 4607.64 | 169.5802 | 4777.2202 | 313.4598 | 0
2010-02-12 | 1:00 | 4329.0816 | 135.3284 | 4464.41 | 165.5166 | 4629.9266 | 300.8449 | 4329.0816 | 0 | 4329.0816 | 135.3284 | 4464.41 | 165.5166 | 4629.9266 | 300.8449 | 0
2010-02-12 | 2:00 | 4221.4662 | 128.6838 | 4350.15 | 162.2193 | 4512.3693 | 290.9031 | 4221.4662 | 0 | 4221.4662 | 128.6838 | 4350.15 | 162.2193 | 4512.3693 | 290.9031 | 0
2010-02-12 | 3:00 | 4175.1353 | 125.8747 | 4301.01 | 160.786 | 4461.796 | 286.6607 | 4175.1353 | 0 | 4175.1353 | 125.8747 | 4301.01 | 160.786 | 4461.796 | 286.6607 | 0
2010-02-12 | 4:00 | 4184.7735 | 126.4565 | 4311.23 | 161.0849 | 4472.3149 | 287.5414 | 4184.7735 | 0 | 4184.7735 | 126.4565 | 4311.23 | 161.0849 | 4472.3149 | 287.5414 | 0
2010-02-12 | 5:00 | 4284.8339 | 132.5761 | 4417.41 | 164.1662 | 4581.5762 | 296.7423 | 4284.8339 | 0 | 4284.8339 | 132.5761 | 4417.41 | 164.1662 | 4581.5762 | 296.7423 | 0
2010-02-12 | 6:00 | 4570.2065 | 150.8235 | 4721.03 | 172.7423 | 4893.7723 | 323.5658 | 4570.2065 | 0 | 4570.2065 | 150.8235 | 4721.03 | 172.7423 | 4893.7723 | 323.5658 | 0
2010-02-12 | 7:00 | 5018.1239 | 181.8361 | 5199.96 | 185.5622 | 5385.5222 | 367.3983 | 5018.1239 | 0 | 5018.1239 | 181.8361 | 5199.96 | 185.5622 | 5385.5222 | 367.3983 | 0
2010-02-12 | 8:00 | 5272.2227 | 200.7173 | 5472.94 | 192.4816 | 5665.4216 | 393.1989 | 5272.2227 | 1.0627 | 5271.16 | 200.6364 | 5471.7964 | 192.4532 | 5664.2496 | 393.0896 | 0.10931
2010-02-12 | 9:00 | 5321.15 | 204.46 | 5525.61 | 193.7842 | 5719.3942 | 398.2442 | 5321.15 | 12.2279 | 5308.9221 | 203.5214 | 5512.4435 | 193.4596 | 5705.903 | 396.981 | 1.2633
2010-02-12 | 10:00 | 5362.862 | 207.678 | 5570.54 | 194.8872 | 5765.4272 | 402.5652 | 5362.862 | 21.5107 | 5341.3512 | 206.0154 | 5547.3666 | 194.3193 | 5741.6859 | 400.3346 | 2.2306
2010-02-12 | 11:00 | 5396.5172 | 210.2928 | 5606.81 | 195.772 | 5802.582 | 406.0648 | 5396.5172 | 15.3995 | 5381.1177 | 209.0944 | 5590.2121 | 195.3677 | 5785.5798 | 404.4621 | 1.6028
2010-02-12 | 12:00 | 5350.944 | 206.756 | 5557.7 | 194.5728 | 5752.2728 | 401.3288 | 5350.944 | 13.6566 | 5337.2874 | 205.702 | 5542.9894 | 194.2118 | 5737.2012 | 399.9138 | 1.415
2010-02-12 | 13:00 | 5187.4086 | 194.3114 | 5381.72 | 190.2007 | 5571.9207 | 384.5121 | 5187.4086 | 40.4517 | 5146.957 | 191.2927 | 5338.2497 | 189.1027 | 5527.3523 | 380.3954 | 4.1167
2010-02-12 | 14:00 | 5249.6944 | 199.0056 | 5448.7 | 191.8785 | 5640.5785 | 390.8842 | 5249.6944 | 41.6706 | 5208.0237 | 195.8589 | 5403.8826 | 190.7577 | 5594.6403 | 386.6166 | 4.2676
2010-02-12 | 15:00 | 5232.3567 | 197.6933 | 5430.05 | 191.4131 | 5621.4631 | 389.1064 | 5232.3567 | 33.3828 | 5198.9738 | 195.1788 | 5394.1526 | 190.5134 | 5584.666 | 385.6922 | 3.4142
2010-02-12 | 16:00 | 5212.2343 | 196.1757 | 5408.41 | 190.8713 | 5599.2813 | 387.047 | 5212.2343 | 27.7812 | 5184.4531 | 194.09 | 5378.5432 | 190.1207 | 5568.6639 | 384.2107 | 2.8363
2010-02-12 | 17:00 | 5260.0765 | 199.7935 | 5459.87 | 192.1567 | 5652.0267 | 391.9502 | 5260.0765 | 15.1404 | 5244.936 | 198.645 | 5443.5811 | 191.7509 | 5635.332 | 390.396 | 1.5543
2010-02-12 | 18:00 | 5390.8673 | 209.8527 | 5600.72 | 195.6238 | 5796.3438 | 405.4765 | 5390.8673 | 0.94844 | 5389.9188 | 209.7789 | 5599.6977 | 195.5989 | 5795.2966 | 405.3778 | 0.098728
2010-02-12 | 19:00 | 5553.3746 | 222.6954 | 5776.07 | 199.8353 | 5975.9053 | 422.5307 | 5553.3746 | 0 | 5553.3746 | 222.6954 | 5776.07 | 199.8353 | 5975.9053 | 422.5307 | 0
2010-02-12 | 20:00 | 5480.436 | 216.884 | 5697.32 | 197.9583 | 5895.2783 | 414.8423 | 5480.436 | 0 | 5480.436 | 216.884 | 5697.32 | 197.9583 | 5895.2783 | 414.8423 | 0
2010-02-12 | 21:00 | 5320.5464 | 204.4136 | 5524.96 | 193.7682 | 5718.7282 | 398.1818 | 5320.5464 | 0 | 5320.5464 | 204.4136 | 5524.96 | 193.7682 | 5718.7282 | 398.1818 | 0
2010-02-12 | 22:00 | 5110.9727 | 188.6273 | 5299.6 | 188.1204 | 5487.7204 | 376.7477 | 5110.9727 | 0 | 5110.9727 | 188.6273 | 5299.6 | 188.1204 | 5487.7204 | 376.7477 | 0
2010-02-12 | 23:00 | 4813.5851 | 167.3149 | 4980.9 | 179.806 | 5160.706 | 347.1209 | 4813.5851 | 0 | 4813.5851 | 167.3149 | 4980.9 | 179.806 | 5160.706 | 347.1209 | 0
2010-02-13 | 24:00 | 4566.6792 | 150.5908 | 4717.27 | 172.6382 | 4889.9082 | 323.229 | 4566.6792 | 0 | 4566.6792 | 150.5908 | 4717.27 | 172.6382 | 4889.9082 | 323.229 | 0
2010-02-13 | 1:00 | 4402.4366 | 139.9534 | 4542.39 | 167.7386 | 4710.1286 | 307.692 | 4402.4366 | 0 | 4402.4366 | 139.9534 | 4542.39 | 167.7386 | 4710.1286 | 307.692 | 0
2010-02-13 | 2:00 | 4343.7622 | 136.2478 | 4480.01 | 165.9629 | 4645.9729 | 302.2107 | 4343.7622 | 0 | 4343.7622 | 136.2478 | 4480.01 | 165.9629 | 4645.9729 | 302.2107 | 0
2010-02-13 | 3:00 | 4275.1335 | 131.9765 | 4407.11 | 163.8692 | 4570.9792 | 295.8457 | 4275.1335 | 0 | 4275.1335 | 131.9765 | 4407.11 | 163.8692 | 4570.9792 | 295.8457 | 0
2010-02-13 | 4:00 | 4316.9208 | 134.5692 | 4451.49 | 165.1462 | 4616.6362 | 299.7153 | 4316.9208 | 0 | 4316.9208 | 134.5692 | 4451.49 | 165.1462 | 4616.6362 | 299.7153 | 0
2010-02-13 | 5:00 | 4438.2973 | 142.2427 | 4580.54 | 168.8173 | 4749.3573 | 311.06 | 4438.2973 | 0 | 4438.2973 | 142.2427 | 4580.54 | 168.8173 | 4749.3573 | 311.06 | 0
2010-02-13 | 6:00 | 4743.3706 | 162.4694 | 4905.84 | 177.7919 | 5083.6319 | 340.2613 | 4743.3706 | 0 | 4743.3706 | 162.4694 | 4905.84 | 177.7919 | 5083.6319 | 340.2613 | 0
2010-02-13 | 7:00 | 5243.1223 | 198.5077 | 5441.63 | 191.7022 | 5633.3322 | 390.2099 | 5243.1223 | 0 | 5243.1223 | 198.5077 | 5441.63 | 191.7022 | 5633.3322 | 390.2099 | 0
2010-02-13 | 8:00 | 5513.5659 | 219.5141 | 5733.08 | 198.8135 | 5931.8935 | 418.3277 | 5513.5659 | 1.5274 | 5512.0385 | 219.3925 | 5731.431 | 198.7742 | 5930.2052 | 418.1667 | 0.16093
2010-02-13 | 9:00 | 5521.9294 | 220.1806 | 5742.11 | 199.0287 | 5941.1387 | 419.2093 | 5521.9294 | 16.0871 | 5505.8423 | 218.8996 | 5724.7418 | 198.6145 | 5923.3564 | 417.5141 | 1.6952
2010-02-13 | 10:00 | 5462.0025 | 215.4275 | 5677.43 | 197.4805 | 5874.9105 | 412.908 | 5462.0025 | 22.2247 | 5439.7778 | 213.6779 | 5653.4557 | 196.9026 | 5850.3583 | 410.5805 | 2.3275
2010-02-13 | 11:00 | 5612.3403 | 227.4497 | 5839.79 | 201.337 | 6041.127 | 428.7867 | 5612.3403 | 12.7614 | 5599.5789 | 226.4165 | 5825.9954 | 201.0132 | 6027.0086 | 427.4297 | 1.357
2010-02-13 | 12:00 | 5403.9755 | 210.8745 | 5614.85 | 195.9674 | 5810.8174 | 406.8419 | 5403.9755 | 11.8872 | 5392.0883 | 209.9478 | 5602.0361 | 195.6558 | 5797.6919 | 405.6036 | 1.2383
2010-02-13 | 13:00 | 5302.7607 | 203.0493 | 5505.81 | 193.2958 | 5699.1058 | 396.345 | 5302.7607 | 35.6751 | 5267.0856 | 200.3264 | 5467.412 | 192.3442 | 5659.7562 | 392.6706 | 3.6744
2010-02-13 | 14:00 | 5239.4503 | 198.2297 | 5437.68 | 191.6037 | 5629.2837 | 389.8334 | 5239.4503 | 26.1757 | 5213.2746 | 196.254 | 5409.5286 | 190.8993 | 5600.428 | 387.1534 | 2.68
2010-02-13 | 15:00 | 5170.5961 | 193.0539 | 5363.65 | 189.7451 | 5553.3951 | 382.799 | 5170.5961 | 33.7765 | 5136.8196 | 190.5399 | 5327.3595 | 188.8265 | 5516.186 | 379.3664 | 3.4326
2010-02-13 | 16:00 | 5165.3664 | 192.6636 | 5358.03 | 189.6032 | 5547.6332 | 382.2668 | 5165.3664 | 28.25 | 5137.1164 | 190.5619 | 5327.6783 | 188.8346 | 5516.5129 | 379.3965 | 2.8702
2010-02-13 | 17:00 | 5232.3195 | 197.6905 | 5430.01 | 191.4121 | 5621.4221 | 389.1026 | 5232.3195 | 14.6481 | 5217.6714 | 196.5852 | 5414.2566 | 191.0178 | 5605.2745 | 387.603 | 1.4995
2010-02-13 | 18:00 | 5396.2945 | 210.2755 | 5606.57 | 195.7661 | 5802.3361 | 406.0416 | 5396.2945 | 0.91999 | 5395.3745 | 210.2038 | 5605.5783 | 195.742 | 5801.3203 | 405.9458 | 0.095819
2010-02-13 | 19:00 | 5502.7743 | 218.6557 | 5721.43 | 198.5354 | 5919.9654 | 417.1911 | 5502.7743 | 0 | 5502.7743 | 218.6557 | 5721.43 | 198.5354 | 5919.9654 | 417.1911 | 0
2010-02-13 | 20:00 | 5410.0232 | 211.3468 | 5621.37 | 196.1258 | 5817.4958 | 407.4725 | 5410.0232 | 0 | 5410.0232 | 211.3468 | 5621.37 | 196.1258 | 5817.4958 | 407.4725 | 0
2010-02-13 | 21:00 | 5315.4758 | 204.0242 | 5519.5 | 193.6337 | 5713.1337 | 397.6578 | 5315.4758 | 0 | 5315.4758 | 204.0242 | 5519.5 | 193.6337 | 5713.1337 | 397.6578 | 0
2010-02-13 | 22:00 | 5067.5353 | 185.4347 | 5252.97 | 186.9279 | 5439.8979 | 372.3626 | 5067.5353 | 0 | 5067.5353 | 185.4347 | 5252.97 | 186.9279 | 5439.8979 | 372.3626 | 0
2010-02-13 | 23:00 | 4757.0708 | 163.4092 | 4920.48 | 178.1864 | 5098.6664 | 341.5956 | 4757.0708 | 0 | 4757.0708 | 163.4092 | 4920.48 | 178.1864 | 5098.6664 | 341.5956 | 0
2010-02-14 | 24:00 | 4461.8815 | 143.7585 | 4605.64 | 169.524 | 4775.164 | 313.2824 | 4461.8815 | 0 | 4461.8815 | 143.7585 | 4605.64 | 169.524 | 4775.164 | 313.2824 | 0
2010-02-14 | 1:00 | 4301.4158 | 133.6042 | 4435.02 | 164.6731 | 4599.6931 | 298.2774 | 4301.4158 | 0 | 4301.4158 | 133.6042 | 4435.02 | 164.6731 | 4599.6931 | 298.2774 | 0
2010-02-14 | 2:00 | 4196.4941 | 127.1659 | 4323.66 | 161.4478 | 4485.1078 | 288.6137 | 4196.4941 | 0 | 4196.4941 | 127.1659 | 4323.66 | 161.4478 | 4485.1078 | 288.6137 | 0
2010-02-14 | 3:00 | 4153.8835 | 124.5965 | 4278.48 | 160.1259 | 4438.6059 | 284.7224 | 4153.8835 | 0 | 4153.8835 | 124.5965 | 4278.48 | 160.1259 | 4438.6059 | 284.7224 | 0
2010-02-14 | 4:00 | 4172.6265 | 125.7235 | 4298.35 | 160.7082 | 4459.0582 | 286.4317 | 4172.6265 | 0 | 4172.6265 | 125.7235 | 4298.35 | 160.7082 | 4459.0582 | 286.4317 | 0
2010-02-14 | 5:00 | 4225.9525 | 128.9575 | 4354.91 | 162.3576 | 4517.2676 | 291.3151 | 4225.9525 | 0 | 4225.9525 | 128.9575 | 4354.91 | 162.3576 | 4517.2676 | 291.3151 | 0
2010-02-14 | 6:00 | 4579.2022 | 151.4178 | 4730.62 | 173.0075 | 4903.6275 | 324.4253 | 4579.2022 | 0 | 4579.2022 | 151.4178 | 4730.62 | 173.0075 | 4903.6275 | 324.4253 | 0
2010-02-14 | 7:00 | 5035.8192 | 183.1208 | 5218.94 | 186.0524 | 5404.9924 | 369.1732 | 5035.8192 | 0 | 5035.8192 | 183.1208 | 5218.94 | 186.0524 | 5404.9924 | 369.1732 | 0
2010-02-14 | 8:00 | 5316.1909 | 204.0791 | 5520.27 | 193.6526 | 5713.9226 | 397.7317 | 5316.1909 | 0.51523 | 5315.6757 | 204.0395 | 5519.7152 | 193.639 | 5713.3542 | 397.6785 | 0.053233
2010-02-14 | 9:00 | 5338.2257 | 205.7743 | 5544 | 194.2366 | 5738.2366 | 400.0109 | 5338.2257 | 7.5844 | 5330.6412 | 205.19 | 5535.8312 | 194.0358 | 5729.8671 | 399.2258 | 0.78508
2010-02-14 | 10:00 | 5312.7454 | 203.8146 | 5516.56 | 193.5611 | 5710.1211 | 397.3758 | 5312.7454 | 29.9871 | 5282.7583 | 201.5203 | 5484.2786 | 192.7629 | 5677.0415 | 394.2832 | 3.0926
2010-02-14 | 11:00 | 5286.3645 | 201.7955 | 5488.16 | 192.8591 | 5681.0191 | 394.6546 | 5286.3645 | 24.7207 | 5261.6438 | 199.9126 | 5461.5564 | 192.1987 | 5653.7551 | 392.1113 | 2.5433
2010-02-14 | 12:00 | 5228.1262 | 197.3738 | 5425.5 | 191.2993 | 5616.7993 | 388.6731 | 5228.1262 | 23.3355 | 5204.7908 | 195.6158 | 5400.4065 | 190.6705 | 5591.077 | 386.2863 | 2.3868
2010-02-14 | 13:00 | 5172.2431 | 193.1769 | 5365.42 | 189.7898 | 5555.2098 | 382.9667 | 5172.2431 | 39.9768 | 5132.2663 | 190.2023 | 5322.4686 | 188.7023 | 5511.1709 | 378.9046 | 4.0621
2010-02-14 | 14:00 | 5205.3055 | 195.6545 | 5400.96 | 190.6844 | 5591.6444 | 386.3389 | 5205.3055 | 43.3929 | 5161.9127 | 192.406 | 5354.3187 | 189.5094 | 5543.8281 | 381.9154 | 4.4235
2010-02-14 | 15:00 | 5140.1807 | 190.7893 | 5330.97 | 188.9181 | 5519.8881 | 379.7075 | 5140.1807 | 24.7902 | 5115.3905 | 188.9535 | 5304.344 | 188.2413 | 5492.5853 | 377.1948 | 2.5126
2010-02-14 | 16:00 | 5126.579 | 189.781 | 5316.36 | 188.5471 | 5504.9071 | 378.328 | 5126.579 | 11.977 | 5114.6021 | 188.8953 | 5303.4973 | 188.2197 | 5491.7171 | 377.115 | 1.213
2010-02-14 | 17:00 | 5221.636 | 196.884 | 5418.52 | 191.1246 | 5609.6446 | 388.0087 | 5221.636 | 1.553 | 5220.0829 | 196.7669 | 5416.8499 | 191.0828 | 5607.9327 | 387.8497 | 0.15892
2010-02-14 | 18:00 | 5295.506 | 202.494 | 5498 | 193.1027 | 5691.1027 | 395.5967 | 5295.506 | 1.075 | 5294.4309 | 202.4118 | 5496.8427 | 193.074 | 5689.9168 | 395.4859 | 0.11084
2010-02-14 | 19:00 | 5543.6721 | 221.9179 | 5765.59 | 199.5869 | 5965.1769 | 421.5048 | 5543.6721 | 0 | 5543.6721 | 221.9179 | 5765.59 | 199.5869 | 5965.1769 | 421.5048 | 0
2010-02-14 | 20:00 | 5474.8944 | 216.4456 | 5691.34 | 197.8148 | 5889.1548 | 414.2604 | 5474.8944 | 0 | 5474.8944 | 216.4456 | 5691.34 | 197.8148 | 5889.1548 | 414.2604 | 0
2010-02-14 | 21:00 | 5357.8035 | 207.2865 | 5565.09 | 194.7538 | 5759.8438 | 402.0403 | 5357.8035 | 0 | 5357.8035 | 207.2865 | 5565.09 | 194.7538 | 5759.8438 | 402.0403 | 0
2010-02-14 | 22:00 | 5172.8851 | 193.2249 | 5366.11 | 189.8072 | 5555.9172 | 383.0321 | 5172.8851 | 0 | 5172.8851 | 193.2249 | 5366.11 | 189.8072 | 5555.9172 | 383.0321 | 0
2010-02-14 | 23:00 | 4899.0229 | 173.3071 | 5072.33 | 182.2305 | 5254.5605 | 355.5376 | 4899.0229 | 0 | 4899.0229 | 173.3071 | 5072.33 | 182.2305 | 5254.5605 | 355.5376 | 0
2010-02-15 | 24:00 | 4909.1273 | 174.0227 | 5083.15 | 182.5153 | 5265.6653 | 356.538 | 4909.1273 | 0 | 4909.1273 | 174.0227 | 5083.15 | 182.5153 | 5265.6653 | 356.538 | 0
2010-02-15 | 1:00 | 4576.3132 | 151.2268 | 4727.54 | 172.9223 | 4900.4623 | 324.1491 | 4576.3132 | 0 | 4576.3132 | 151.2268 | 4727.54 | 172.9223 | 4900.4623 | 324.1491 | 0
2010-02-15 | 2:00 | 4444.4524 | 142.6376 | 4587.09 | 169.0019 | 4756.0919 | 311.6395 | 4444.4524 | 0 | 4444.4524 | 142.6376 | 4587.09 | 169.0019 | 4756.0919 | 311.6395 | 0
2010-02-15 | 3:00 | 4397.5661 | 139.6439 | 4537.21 | 167.5917 | 4704.8017 | 307.2356 | 4397.5661 | 0 | 4397.5661 | 139.6439 | 4537.21 | 167.5917 | 4704.8017 | 307.2356 | 0
2010-02-15 | 4:00 | 4407.0623 | 140.2477 | 4547.31 | 167.878 | 4715.188 | 308.1257 | 4407.0623 | 0 | 4407.0623 | 140.2477 | 4547.31 | 167.878 | 4715.188 | 308.1257 | 0
2010-02-15 | 5:00 | 4536.1368 | 148.5832 | 4684.72 | 171.735 | 4856.455 | 320.3182 | 4536.1368 | 0 | 4536.1368 | 148.5832 | 4684.72 | 171.735 | 4856.455 | 320.3182 | 0
2010-02-15 | 6:00 | 4814.2489 | 167.3611 | 4981.61 | 179.8249 | 5161.4349 | 347.186 | 4814.2489 | 0 | 4814.2489 | 167.3611 | 4981.61 | 179.8249 | 5161.4349 | 347.186 | 0
2010-02-15 | 7:00 | 5276.4413 | 201.0387 | 5477.48 | 192.5943 | 5670.0743 | 393.6329 | 5276.4413 | 0 | 5276.4413 | 201.0387 | 5477.48 | 192.5943 | 5670.0743 | 393.6329 | 0
2010-02-15 | 8:00 | 5500.9679 | 218.5121 | 5719.48 | 198.4888 | 5917.9688 | 417.001 | 5500.9679 | 1.6933 | 5499.2746 | 218.3776 | 5717.6522 | 198.4451 | 5916.0974 | 416.8228 | 0.17819
2010-02-15 | 9:00 | 5517.2708 | 219.8092 | 5737.08 | 198.9089 | 5935.9889 | 418.7181 | 5517.2708 | 17.4043 | 5499.8665 | 218.4246 | 5718.2911 | 198.4604 | 5916.7515 | 416.8851 | 1.8331
2010-02-15 | 10:00 | 5477.5911 | 216.6589 | 5694.25 | 197.8846 | 5892.1346 | 414.5435 | 5477.5911 | 27.3507 | 5450.2403 | 214.5007 | 5664.741 | 197.1749 | 5861.9159 | 411.6756 | 2.868
2010-02-15 | 11:00 | 5449.6739 | 214.4561 | 5664.13 | 197.1602 | 5861.2902 | 411.6162 | 5449.6739 | 3.2003 | 5446.4736 | 214.2043 | 5660.6779 | 197.0769 | 5857.7548 | 411.2812 | 0.33506
2010-02-15 | 12:00 | 5367.6973 | 208.0527 | 5575.75 | 195.0146 | 5770.7646 | 403.0673 | 5367.6973 | 45.7536 | 5321.9437 | 204.521 | 5526.4647 | 193.8053 | 5720.2699 | 398.3263 | 4.741
2010-02-15 | 13:00 | 5297.0573 | 202.6127 | 5499.67 | 193.144 | 5692.814 | 395.7567 | 5297.0573 | 45.9246 | 5251.1327 | 199.1147 | 5450.2474 | 191.9171 | 5642.1645 | 391.0318 | 4.7249
2010-02-15 | 14:00 | 5149.396 | 191.474 | 5340.87 | 189.1691 | 5530.0391 | 380.6431 | 5149.396 | 34.0196 | 5115.3763 | 188.9524 | 5304.3288 | 188.2409 | 5492.5697 | 377.1934 | 3.4497
2010-02-15 | 15:00 | 5039.8649 | 183.4151 | 5223.28 | 186.1643 | 5409.4443 | 369.5794 | 5039.8649 | 29.4201 | 5010.4447 | 181.28 | 5191.7248 | 185.3491 | 5377.0738 | 366.6291 | 2.9503
2010-02-15 | 16:00 | 5125.9087 | 189.7313 | 5315.64 | 188.5288 | 5504.1688 | 378.2601 | 5125.9087 | 29.9018 | 5096.0069 | 187.5242 | 5283.5311 | 187.7104 | 5471.2415 | 375.2346 | 3.0255
2010-02-15 | 17:00 | 5145.0491 | 191.1509 | 5336.2 | 189.0507 | 5525.2507 | 380.2017 | 5145.0491 | 15.6423 | 5129.4068 | 189.9904 | 5319.3972 | 188.6243 | 5508.0214 | 378.6147 | 1.587
2010-02-15 | 18:00 | 5280.0558 | 201.3142 | 5481.37 | 192.6908 | 5674.0608 | 394.005 | 5280.0558 | 1.0711 | 5278.9847 | 201.2325 | 5480.2172 | 192.6622 | 5672.8794 | 393.8947 | 0.11026
2010-02-15 | 19:00 | 5376.7082 | 208.7518 | 5585.46 | 195.2518 | 5780.7118 | 404.0036 | 5376.7082 | 0 | 5376.7082 | 208.7518 | 5585.46 | 195.2518 | 5780.7118 | 404.0036 | 0
2010-02-15 | 20:00 | 5301.8133 | 202.9767 | 5504.79 | 193.2706 | 5698.0606 | 396.2473 | 5301.8133 | 0 | 5301.8133 | 202.9767 | 5504.79 | 193.2706 | 5698.0606 | 396.2473 | 0
2010-02-15 | 21:00 | 5166.5483 | 192.7517 | 5359.3 | 189.6353 | 5548.9353 | 382.387 | 5166.5483 | 0 | 5166.5483 | 192.7517 | 5359.3 | 189.6353 | 5548.9353 | 382.387 | 0
2010-02-15 | 22:00 | 5015.8301 | 181.6699 | 5197.5 | 185.4986 | 5382.9986 | 367.1685 | 5015.8301 | 0 | 5015.8301 | 181.6699 | 5197.5 | 185.4986 | 5382.9986 | 367.1685 | 0
2010-02-15 | 23:00 | 4787.045 | 165.475 | 4952.52 | 179.0469 | 5131.5669 | 344.5219 | 4787.045 | 0 | 4787.045 | 165.475 | 4952.52 | 179.0469 | 5131.5669 | 344.5219 | 0
2010-02-16 | 24:00 | 4530.2145 | 148.1955 | 4678.41 | 171.5594 | 4849.9694 | 319.7549 | 4530.2145 | 0 | 4530.2145 | 148.1955 | 4678.41 | 171.5594 | 4849.9694 | 319.7549 | 0
2010-02-16 | 1:00 | 4386.4041 | 138.9359 | 4525.34 | 167.2547 | 4692.5947 | 306.1906 | 4386.4041 | 0 | 4386.4041 | 138.9359 | 4525.34 | 167.2547 | 4692.5947 | 306.1906 | 0
2010-02-16 | 2:00 | 4294.6648 | 133.1852 | 4427.85 | 164.4669 | 4592.3169 | 297.6521 | 4294.6648 | 0 | 4294.6648 | 133.1852 | 4427.85 | 164.4669 | 4592.3169 | 297.6521 | 0
2010-02-16 | 3:00 | 4235.8196 | 129.5604 | 4365.38 | 162.6616 | 4528.0416 | 292.222 | 4235.8196 | 0 | 4235.8196 | 129.5604 | 4365.38 | 162.6616 | 4528.0416 | 292.222 | 0
2010-02-16 | 4:00 | 4231.937 | 129.323 | 4361.26 | 162.542 | 4523.802 | 291.865 | 4231.937 | 0 | 4231.937 | 129.323 | 4361.26 | 162.542 | 4523.802 | 291.865 | 0
2010-02-16 | 5:00 | 4261.937 | 131.163 | 4393.1 | 163.4645 | 4556.5645 | 294.6275 | 4261.937 | 0 | 4261.937 | 131.163 | 4393.1 | 163.4645 | 4556.5645 | 294.6275 | 0
2010-02-16 | 6:00 | 4372.475 | 138.055 | 4510.53 | 166.8335 | 4677.3635 | 304.8885 | 4372.475 | 0 | 4372.475 | 138.055 | 4510.53 | 166.8335 | 4677.3635 | 304.8885 | 0
2010-02-16 | 7:00 | 4561.0596 | 150.2204 | 4711.28 | 172.4723 | 4883.7523 | 322.6927 | 4561.0596 | 0 | 4561.0596 | 150.2204 | 4711.28 | 172.4723 | 4883.7523 | 322.6927 | 0
2010-02-16 | 8:00 | 4713.7532 | 160.4468 | 4874.2 | 176.9365 | 5051.1365 | 337.3833 | 4713.7532 | 1.7748 | 4711.9784 | 160.326 | 4872.3044 | 176.8852 | 5049.1896 | 337.2112 | 0.17216
2010-02-16 | 9:00 | 4850.6579 | 169.9021 | 5020.56 | 180.8615 | 5201.4215 | 350.7636 | 4850.6579 | 17.7427 | 4832.9153 | 168.6614 | 5001.5767 | 180.357 | 5181.9337 | 349.0184 | 1.7452
2010-02-16 | 10:00 | 4940.3002 | 176.2398 | 5116.54 | 183.3915 | 5299.9315 | 359.6313 | 4940.3002 | 30.0575 | 4910.2427 | 174.1018 | 5084.3445 | 182.5468 | 5266.8913 | 356.6486 | 2.9828
2010-02-16 | 11:00 | 4953.2827 | 177.1673 | 5130.45 | 183.7553 | 5314.2053 | 360.9226 | 4953.2827 | 27.5833 | 4925.6994 | 175.1996 | 5100.8991 | 182.9816 | 5283.8807 | 358.1812 | 2.7414
2010-02-16 | 12:00 | 4872.5415 | 171.4385 | 5043.98 | 181.4821 | 5225.4621 | 352.9206 | 4872.5415 | 27.9896 | 4844.5519 | 169.4746 | 5014.0264 | 180.688 | 5194.7145 | 350.1626 | 2.758
2010-02-16 | 13:00 | 4946.2364 | 176.6636 | 5122.9 | 183.558 | 5306.458 | 360.2216 | 4946.2364 | 45.2189 | 4901.0175 | 173.4482 | 5074.4657 | 182.2868 | 5256.7525 | 355.735 | 4.4866
2010-02-16 | 14:00 | 4693.9205 | 159.0995 | 4853.02 | 176.3618 | 5029.3818 | 335.4613 | 4693.9205 | 45.0802 | 4648.8403 | 156.0582 | 4804.8985 | 175.0498 | 4979.9483 | 331.108 | 4.3533
2010-02-16 | 15:00 | 4624.7922 | 154.4478 | 4779.24 | 174.3467 | 4953.5867 | 328.7945 | 4624.7922 | 39.2992 | 4585.493 | 151.8341 | 4737.3271 | 173.1927 | 4910.5198 | 325.0269 | 3.7676
2010-02-16 | 16:00 | 4611.7894 | 153.5806 | 4765.37 | 173.9655 | 4939.3355 | 327.5461 | 4611.7894 | 28.054 | 4583.7354 | 151.7178 | 4735.4532 | 173.141 | 4908.5942 | 324.8588 | 2.6874
2010-02-16 | 17:00 | 4666.1102 | 157.2198 | 4823.33 | 175.5534 | 4998.8834 | 332.7732 | 4666.1102 | 10.7503 | 4655.3599 | 156.4962 | 4811.8561 | 175.2401 | 4987.0962 | 331.7363 | 1.0369
2010-02-16 | 18:00 | 4838.0687 | 169.0213 | 5007.09 | 180.5037 | 5187.5937 | 349.525 | 4838.0687 | 1.0563 | 4837.0124 | 168.9475 | 5005.9599 | 180.4736 | 5186.4335 | 349.4211 | 0.10385
2010-02-16 | 19:00 | 4967.056 | 178.154 | 5145.21 | 184.1405 | 5329.3505 | 362.2945 | 4967.056 | 0 | 4967.056 | 178.154 | 5145.21 | 184.1405 | 5329.3505 | 362.2945 | 0
2010-02-16 | 20:00 | 4900.2744 | 173.3956 | 5073.67 | 182.2658 | 5255.9358 | 355.6614 | 4900.2744 | 0 | 4900.2744 | 173.3956 | 5073.67 | 182.2658 | 5255.9358 | 355.6614 | 0
2010-02-16 | 21:00 | 4793.8259 | 165.9441 | 4959.77 | 179.2411 | 5139.0111 | 345.1852 | 4793.8259 | 0 | 4793.8259 | 165.9441 | 4959.77 | 179.2411 | 5139.0111 | 345.1852 | 0
2010-02-16 | 22:00 | 4668.9395 | 157.4105 | 4826.35 | 175.6358 | 5001.9858 | 333.0463 | 4668.9395 | 0 | 4668.9395 | 157.4105 | 4826.35 | 175.6358 | 5001.9858 | 333.0463 | 0
2010-02-16 | 23:00 | 4465.9775 | 144.0225 | 4610 | 169.6465 | 4779.6465 | 313.669 | 4465.9775 | 0 | 4465.9775 | 144.0225 | 4610 | 169.6465 | 4779.6465 | 313.669 | 0
2010-02-17 | 24:00 | 4252.3466 | 130.5734 | 4382.92 | 163.17 | 4546.09 | 293.7434 | 4252.3466 | 0 | 4252.3466 | 130.5734 | 4382.92 | 163.17 | 4546.09 | 293.7434 | 0
2010-02-17 | 1:00 | 4093.3957 | 120.9943 | 4214.39 | 158.2374 | 4372.6274 | 279.2317 | 4093.3957 | 0 | 4093.3957 | 120.9943 | 4214.39 | 158.2374 | 4372.6274 | 279.2317 | 0
2010-02-17 | 2:00 | 4009.0033 | 116.0567 | 4125.06 | 155.5794 | 4280.6394 | 271.6361 | 4009.0033 | 0 | 4009.0033 | 116.0567 | 4125.06 | 155.5794 | 4280.6394 | 271.6361 | 0
2010-02-17 | 3:00 | 3974.8427 | 114.0873 | 4088.93 | 154.4958 | 4243.4258 | 268.5831 | 3974.8427 | 0 | 3974.8427 | 114.0873 | 4088.93 | 154.4958 | 4243.4258 | 268.5831 | 0
2010-02-17 | 4:00 | 3962.0177 | 113.3523 | 4075.37 | 154.0878 | 4229.4578 | 267.4401 | 3962.0177 | 0 | 3962.0177 | 113.3523 | 4075.37 | 154.0878 | 4229.4578 | 267.4401 | 0
2010-02-17 | 5:00 | 3982.3513 | 114.5187 | 4096.87 | 154.7343 | 4251.6043 | 269.2531 | 3982.3513 | 0 | 3982.3513 | 114.5187 | 4096.87 | 154.7343 | 4251.6043 | 269.2531 | 0
2010-02-17 | 6:00 | 4051.0747 | 118.5053 | 4169.58 | 156.9079 | 4326.4879 | 275.4132 | 4051.0747 | 0 | 4051.0747 | 118.5053 | 4169.58 | 156.9079 | 4326.4879 | 275.4132 | 0
2010-02-17 | 7:00 | 4183.9813 | 126.4087 | 4310.39 | 161.0603 | 4471.4503 | 287.469 | 4183.9813 | 0 | 4183.9813 | 126.4087 | 4310.39 | 161.0603 | 4471.4503 | 287.469 | 0
2010-02-17 | 8:00 | 4330.6063 | 135.4237 | 4466.03 | 165.563 | 4631.593 | 300.9867 | 4330.6063 | 1.8998 | 4328.7064 | 135.3049 | 4464.0114 | 165.5051 | 4629.5165 | 300.8101 | 0.17661
2010-02-17 | 9:00 | 4446.5573 | 142.7727 | 4589.33 | 169.065 | 4758.395 | 311.8377 | 4446.5573 | 17.8591 | 4428.6982 | 141.6281 | 4570.3263 | 168.529 | 4738.8554 | 310.1571 | 1.6806
2010-02-17 | 10:00 | 4552.6435 | 149.6665 | 4702.31 | 172.2236 | 4874.5336 | 321.8901 | 4552.6435 | 29.3137 | 4523.3298 | 147.7454 | 4671.0751 | 171.3552 | 4842.4303 | 319.1005 | 2.7895
2010-02-17 | 11:00 | 4565.8912 | 150.5388 | 4716.43 | 172.6149 | 4889.0449 | 323.1537 | 4565.8912 | 28.3654 | 4537.5258 | 148.6742 | 4686.2 | 171.7761 | 4857.9761 | 320.4503 | 2.7034
2010-02-17 | 12:00 | 4600.1722 | 152.8078 | 4752.98 | 173.6245 | 4926.6045 | 326.4323 | 4600.1722 | 42.4407 | 4557.7315 | 150.0012 | 4707.7328 | 172.374 | 4880.1067 | 322.3752 | 4.0571
2010-02-17 | 13:00 | 4556.6875 | 149.9325 | 4706.62 | 172.3431 | 4878.9631 | 322.2756 | 4556.6875 | 44.5167 | 4512.1708 | 147.0173 | 4659.188 | 171.0237 | 4830.2118 | 318.041 | 4.2346
2010-02-17 | 14:00 | 4436.8688 | 142.1512 | 4579.02 | 168.7744 | 4747.7944 | 310.9256 | 4436.8688 | 44.2148 | 4392.654 | 139.3321 | 4531.9861 | 167.4434 | 4699.4296 | 306.7756 | 4.15
2010-02-17 | 15:00 | 4391.8489 | 139.2811 | 4531.13 | 167.4191 | 4698.5491 | 306.7002 | 4391.8489 | 37.975 | 4353.8739 | 136.8829 | 4490.7568 | 166.2699 | 4657.0267 | 303.1527 | 3.5475
2010-02-17 | 16:00 | 4530.59 | 148.22 | 4678.81 | 171.5706 | 4850.3806 | 319.7906 | 4530.59 | 29.3133 | 4501.2767 | 146.3082 | 4647.5849 | 170.6997 | 4818.2846 | 317.0079 | 2.7827
2010-02-17 | 17:00 | 4648.4106 | 156.0294 | 4804.44 | 175.0373 | 4979.4773 | 331.0666 | 4648.4106 | 16.182 | 4632.2286 | 154.9449 | 4787.1735 | 174.5644 | 4961.7379 | 329.5093 | 1.5574
2010-02-17 | 18:00 | 4861.1053 | 170.6347 | 5031.74 | 181.158 | 5212.898 | 351.7927 | 4861.1053 | 1.1393 | 4859.966 | 170.5547 | 5030.5207 | 181.1257 | 5211.6464 | 351.6805 | 0.11229
2010-02-17 | 19:00 | 5069.4362 | 185.5738 | 5255.01 | 186.9802 | 5441.9902 | 372.554 | 5069.4362 | 0 | 5069.4362 | 185.5738 | 5255.01 | 186.9802 | 5441.9902 | 372.554 | 0
2010-02-17 | 20:00 | 5002.8772 | 180.7328 | 5183.61 | 185.1388 | 5368.7488 | 365.8716 | 5002.8772 | 0 | 5002.8772 | 180.7328 | 5183.61 | 185.1388 | 5368.7488 | 365.8716 | 0
2010-02-17 | 21:00 | 4887.5068 | 172.4932 | 5060 | 181.9054 | 5241.9054 | 354.3986 | 4887.5068 | 0 | 4887.5068 | 172.4932 | 5060 | 181.9054 | 5241.9054 | 354.3986 | 0
2010-02-17 | 22:00 | 4685.941 | 158.559 | 4844.5 | 176.1302 | 5020.6302 | 334.6892 | 4685.941 | 0 | 4685.941 | 158.559 | 4844.5 | 176.1302 | 5020.6302 | 334.6892 | 0
2010-02-17 | 23:00 | 4468.3729 | 144.1771 | 4612.55 | 169.7181 | 4782.2681 | 313.8952 | 4468.3729 | 0 | 4468.3729 | 144.1771 | 4612.55 | 169.7181 | 4782.2681 | 313.8952 | 0
2010-02-18 | 24:00 | 4519.7954 | 147.5146 | 4667.31 | 171.2502 | 4838.5602 | 318.7648 | 4519.7954 | 0 | 4519.7954 | 147.5146 | 4667.31 | 171.2502 | 4838.5602 | 318.7648 | 0
2010-02-18 | 1:00 | 4231.937 | 129.323 | 4361.26 | 162.542 | 4523.802 | 291.865 | 4231.937 | 0 | 4231.937 | 129.323 | 4361.26 | 162.542 | 4523.802 | 291.865 | 0
2010-02-18 | 2:00 | 4146.0905 | 124.1295 | 4270.22 | 159.8833 | 4430.1033 | 284.0128 | 4146.0905 | 0 | 4146.0905 | 124.1295 | 4270.22 | 159.8833 | 4430.1033 | 284.0128 | 0
2010-02-18 | 3:00 | 4126.4536 | 122.9564 | 4249.41 | 159.2712 | 4408.6812 | 282.2277 | 4126.4536 | 0 | 4126.4536 | 122.9564 | 4249.41 | 159.2712 | 4408.6812 | 282.2277 | 0
2010-02-18 | 4:00 | 4166.0995 | 125.3305 | 4291.43 | 160.5056 | 4451.9356 | 285.836 | 4166.0995 | 0 | 4166.0995 | 125.3305 | 4291.43 | 160.5056 | 4451.9356 | 285.836 | 0
2010-02-18 | 5:00 | 4284.3724 | 132.5476 | 4416.92 | 164.1521 | 4581.0721 | 296.6997 | 4284.3724 | 0 | 4284.3724 | 132.5476 | 4416.92 | 164.1521 | 4581.0721 | 296.6997 | 0
2010-02-18 | 6:00 | 4581.9129 | 151.5971 | 4733.51 | 173.0873 | 4906.5973 | 324.6845 | 4581.9129 | 0 | 4581.9129 | 151.5971 | 4733.51 | 173.0873 | 4906.5973 | 324.6845 | 0
2010-02-18 | 7:00 | 5046.6227 | 183.9073 | 5230.53 | 186.3511 | 5416.8811 | 370.2584 | 5046.6227 | 0 | 5046.6227 | 183.9073 | 5230.53 | 186.3511 | 5416.8811 | 370.2584 | 0
2010-02-18 | 8:00 | 5288.6128 | 201.9672 | 5490.58 | 192.919 | 5683.499 | 394.8862 | 5288.6128 | 1.9704 | 5286.6424 | 201.8167 | 5488.4591 | 192.8665 | 5681.3256 | 394.6832 | 0.203
2010-02-18 | 9:00 | 5350.814 | 206.746 | 5557.56 | 194.5693 | 5752.1293 | 401.3153 | 5350.814 | 17.1153 | 5333.6987 | 205.4255 | 5539.1242 | 194.1168 | 5733.241 | 399.5423 | 1.773
2010-02-18 | 10:00 | 5285.2682 | 201.7118 | 5486.98 | 192.8298 | 5679.8098 | 394.5417 | 5285.2682 | 27.0178 | 5258.2503 | 199.6548 | 5457.9052 | 192.1078 | 5650.013 | 391.7627 | 2.779
2010-02-18 | 11:00 | 5279.582 | 201.278 | 5480.86 | 192.6781 | 5673.5381 | 393.9562 | 5279.582 | 29.415 | 5250.167 | 199.0415 | 5449.2084 | 191.8912 | 5641.0996 | 390.9327 | 3.0235
2010-02-18 | 12:00 | 5231.3339 | 197.6161 | 5428.95 | 191.3856 | 5620.3356 | 389.0016 | 5231.3339 | 35.669 | 5195.665 | 194.9304 | 5390.5954 | 190.424 | 5581.0194 | 385.3544 | 3.6472
2010-02-18 | 13:00 | 5148.4186 | 191.4014 | 5339.82 | 189.1425 | 5528.9625 | 380.5438 | 5148.4186 | 38.2034 | 5110.2152 | 188.5714 | 5298.7866 | 188.0997 | 5486.8863 | 376.6711 | 3.8728
2010-02-18 | 14:00 | 5063.9105 | 185.1695 | 5249.08 | 186.828 | 5435.908 | 371.9975 | 5063.9105 | 43.7896 | 5020.1209 | 181.9809 | 5202.1017 | 185.6176 | 5387.7193 | 367.5984 | 4.3991
2010-02-18 | 15:00 | 4880.2674 | 171.9826 | 5052.25 | 181.7007 | 5233.9507 | 353.6833 | 4880.2674 | 38.6694 | 4841.598 | 169.268 | 5010.8659 | 180.6041 | 5191.47 | 349.872 | 3.8113
2010-02-18 | 16:00 | 5039.5479 | 183.3921 | 5222.94 | 186.1555 | 5409.0955 | 369.5476 | 5039.5479 | 29.4434 | 5010.1045 | 181.2554 | 5191.3599 | 185.3396 | 5376.6996 | 366.595 | 2.9526
2010-02-18 | 17:00 | 5121.4021 | 189.3979 | 5310.8 | 188.4057 | 5499.2057 | 377.8035 | 5121.4021 | 16.3645 | 5105.0376 | 188.1894 | 5293.227 | 187.9579 | 5481.185 | 376.1474 | 1.6562
2010-02-18 | 18:00 | 5336.5731 | 205.6469 | 5542.22 | 194.1929 | 5736.4129 | 399.8398 | 5336.5731 | 1.3904 | 5335.1826 | 205.5398 | 5540.7224 | 194.1561 | 5734.8785 | 399.6959 | 0.14395
2010-02-18 | 19:00 | 5445.0015 | 214.0885 | 5659.09 | 197.0386 | 5856.1286 | 411.1271 | 5445.0015 | 0 | 5445.0015 | 214.0885 | 5659.09 | 197.0386 | 5856.1286 | 411.1271 | 0
2010-02-18 | 20:00 | 5472.3736 | 216.2464 | 5688.62 | 197.7495 | 5886.3695 | 413.9958 | 5472.3736 | 0 | 5472.3736 | 216.2464 | 5688.62 | 197.7495 | 5886.3695 | 413.9958 | 0
2010-02-18 | 21:00 | 5403.9755 | 210.8745 | 5614.85 | 195.9674 | 5810.8174 | 406.8419 | 5403.9755 | 0 | 5403.9755 | 210.8745 | 5614.85 | 195.9674 | 5810.8174 | 406.8419 | 0
2010-02-18 | 22:00 | 5116.8115 | 189.0585 | 5305.87 | 188.2802 | 5494.1502 | 377.3387 | 5116.8115 | 0 | 5116.8115 | 189.0585 | 5305.87 | 188.2802 | 5494.1502 | 377.3387 | 0
2010-02-18 | 23:00 | 4848.0599 | 169.7201 | 5017.78 | 180.7877 | 5198.5677 | 350.5078 | 4848.0599 | 0 | 4848.0599 | 169.7201 | 5017.78 | 180.7877 | 5198.5677 | 350.5078 | 0
2010-02-19 | 24:00 | 4595.7274 | 152.5126 | 4748.24 | 173.4938 | 4921.7338 | 326.0065 | 4595.7274 | 0 | 4595.7274 | 152.5126 | 4748.24 | 173.4938 | 4921.7338 | 326.0065 | 0
2010-02-19 | 1:00 | 4477.8225 | 144.7875 | 4622.61 | 170.0004 | 4792.6104 | 314.7879 | 4477.8225 | 0 | 4477.8225 | 144.7875 | 4622.61 | 170.0004 | 4792.6104 | 314.7879 | 0
2010-02-19 | 2:00 | 4405.3418 | 140.1382 | 4545.48 | 167.8261 | 4713.3061 | 307.9644 | 4405.3418 | 0 | 4405.3418 | 140.1382 | 4545.48 | 167.8261 | 4713.3061 | 307.9644 | 0
2010-02-19 | 3:00 | 4384.3351 | 138.8049 | 4523.14 | 167.1922 | 4690.3322 | 305.9971 | 4384.3351 | 0 | 4384.3351 | 138.8049 | 4523.14 | 167.1922 | 4690.3322 | 305.9971 | 0
2010-02-19 | 4:00 | 4387.542 | 139.008 | 4526.55 | 167.2891 | 4693.8391 | 306.2971 | 4387.542 | 0 | 4387.542 | 139.008 | 4526.55 | 167.2891 | 4693.8391 | 306.2971 | 0
2010-02-19 | 5:00 | 4536.8407 | 148.6293 | 4685.47 | 171.7558 | 4857.2258 | 320.3851 | 4536.8407 | 0 | 4536.8407 | 148.6293 | 4685.47 | 171.7558 | 4857.2258 | 320.3851 | 0
2010-02-19 | 6:00 | 4859.8625 | 170.5475 | 5030.41 | 181.1228 | 5211.5328 | 351.6703 | 4859.8625 | 0 | 4859.8625 | 170.5475 | 5030.41 | 181.1228 | 5211.5328 | 351.6703 | 0
2010-02-19 | 7:00 | 5339.3583 | 205.8617 | 5545.22 | 194.2666 | 5739.4866 | 400.1282 | 5339.3583 | 0 | 5339.3583 | 205.8617 | 5545.22 | 194.2666 | 5739.4866 | 400.1282 | 0
2010-02-19 | 8:00 | 5570.2584 | 224.0516 | 5794.31 | 200.2667 | 5994.5767 | 424.3183 | 5570.2584 | 2.2709 | 5567.9875 | 223.8689 | 5791.8565 | 200.2088 | 5992.0652 | 424.0777 | 0.2406
2010-02-19 | 9:00 | 5559.1325 | 223.1575 | 5782.29 | 199.9826 | 5982.2726 | 423.14 | 5559.1325 | 17.7926 | 5541.3399 | 221.7313 | 5763.0712 | 199.5271 | 5962.5983 | 421.2584 | 1.8817
2010-02-19 | 10:00 | 5467.2578 | 215.8422 | 5683.1 | 197.6168 | 5880.7168 | 413.4591 | 5467.2578 | 27.6684 | 5439.5893 | 213.6631 | 5653.2525 | 196.8977 | 5850.1501 | 410.5608 | 2.8983
2010-02-19 | 11:00 | 5624.4571 | 228.4329 | 5852.89 | 201.6438 | 6054.5338 | 430.0767 | 5624.4571 | 24.3446 | 5600.1126 | 226.4597 | 5826.5722 | 201.0267 | 6027.599 | 427.4864 | 2.5902
2010-02-19 | 12:00 | 5298.6829 | 202.7371 | 5501.42 | 193.1873 | 5694.6073 | 395.9243 | 5298.6829 | 28.9702 | 5269.7127 | 200.5262 | 5470.239 | 192.4145 | 5662.6534 | 392.9407 | 2.9836
2010-02-19 | 13:00 | 5214.6987 | 196.3613 | 5411.06 | 190.9377 | 5601.9977 | 387.299 | 5214.6987 | 33.4595 | 5181.2393 | 193.8495 | 5375.0888 | 190.0337 | 5565.1224 | 383.8831 | 3.4159
2010-02-19 | 14:00 | 5160.3225 | 192.2875 | 5352.61 | 189.4662 | 5542.0762 | 381.7537 | 5160.3225 | 30.5265 | 5129.796 | 190.0192 | 5319.8153 | 188.6349 | 5508.4502 | 378.6541 | 3.0996
2010-02-19 | 15:00 | 5075.2782 | 186.0018 | 5261.28 | 187.141 | 5448.421 | 373.1428 | 5075.2782 | 37.8909 | 5037.3873 | 183.2348 | 5220.6221 | 186.0958 | 5406.7179 | 369.3306 | 3.8122
2010-02-19 | 16:00 | 5069.958 | 185.612 | 5255.57 | 186.9946 | 5442.5646 | 372.6066 | 5069.958 | 26.7092 | 5043.2487 | 183.6615 | 5226.9102 | 186.2578 | 5413.1681 | 369.9193 | 2.6873
2010-02-19 | 17:00 | 5137.1179 | 190.5621 | 5327.68 | 188.8346 | 5516.5146 | 379.3967 | 5137.1179 | 16.0974 | 5121.0205 | 189.3696 | 5310.3902 | 188.3952 | 5498.7854 | 377.7649 | 1.6318
2010-02-19 | 18:00 | 5327.4273 | 204.9427 | 5532.37 | 193.9507 | 5726.3207 | 398.8933 | 5327.4273 | 0.0046014 | 5327.4227 | 204.9423 | 5532.365 | 193.9505 | 5726.3156 | 398.8929 | 0.00047596
2010-02-19 | 19:00 | 5497.5216 | 218.2384 | 5715.76 | 198.3999 | 5914.1599 | 416.6383 | 5497.5216 | 0 | 5497.5216 | 218.2384 | 5715.76 | 198.3999 | 5914.1599 | 416.6383 | 0
2010-02-19 | 20:00 | 5437.742 | 213.518 | 5651.26 | 196.8495 | 5848.1095 | 410.3676 | 5437.742 | 0 | 5437.742 | 213.518 | 5651.26 | 196.8495 | 5848.1095 | 410.3676 | 0
2010-02-19 | 21:00 | 5272.52 | 200.74 | 5473.26 | 192.4895 | 5665.7495 | 393.2295 | 5272.52 | 0 | 5272.52 | 200.74 | 5473.26 | 192.4895 | 5665.7495 | 393.2295 | 0
2010-02-19 | 22:00 | 5065.9326 | 185.3174 | 5251.25 | 186.8837 | 5438.1337 | 372.2011 | 5065.9326 | 0 | 5065.9326 | 185.3174 | 5251.25 | 186.8837 | 5438.1337 | 372.2011 | 0
2010-02-19 | 23:00 | 4747.6662 | 162.7638 | 4910.43 | 177.9157 | 5088.3457 | 340.6794 | 4747.6662 | 0 | 4747.6662 | 162.7638 | 4910.43 | 177.9157 | 5088.3457 | 340.6794 | 0
2010-02-20 | 24:00 | 4496.5302 | 145.9998 | 4642.53 | 170.5583 | 4813.0883 | 316.5582 | 4496.5302 | 0 | 4496.5302 | 145.9998 | 4642.53 | 170.5583 | 4813.0883 | 316.5582 | 0
2010-02-20 | 1:00 | 4324.6016 | 135.0484 | 4459.65 | 165.3802 | 4625.0302 | 300.4286 | 4324.6016 | 0 | 4324.6016 | 135.0484 | 4459.65 | 165.3802 | 4625.0302 | 300.4286 | 0
2010-02-20 | 2:00 | 4204.6682 | 127.6618 | 4332.33 | 161.7006 | 4494.0306 | 289.3623 | 4204.6682 | 0 | 4204.6682 | 127.6618 | 4332.33 | 161.7006 | 4494.0306 | 289.3623 | 0
2010-02-20 | 3:00 | 4172.5416 | 125.7184 | 4298.26 | 160.7056 | 4458.9656 | 286.4239 | 4172.5416 | 0 | 4172.5416 | 125.7184 | 4298.26 | 160.7056 | 4458.9656 | 286.4239 | 0
2010-02-20 | 4:00 | 4164.496 | 125.234 | 4289.73 | 160.4557 | 4450.1857 | 285.6897 | 4164.496 | 0 | 4164.496 | 125.234 | 4289.73 | 160.4557 | 4450.1857 | 285.6897 | 0
2010-02-20 | 5:00 | 4273.5229 | 131.8771 | 4405.4 | 163.8198 | 4569.2198 | 295.6969 | 4273.5229 | 0 | 4273.5229 | 131.8771 | 4405.4 | 163.8198 | 4569.2198 | 295.6969 | 0
2010-02-20 | 6:00 | 4556.3779 | 149.9121 | 4706.29 | 172.334 | 4878.624 | 322.2461 | 4556.3779 | 0 | 4556.3779 | 149.9121 | 4706.29 | 172.334 | 4878.624 | 322.2461 | 0
2010-02-20 | 7:00 | 4975.3226 | 178.7474 | 5154.07 | 184.3713 | 5338.4413 | 363.1188 | 4975.3226 | 0 | 4975.3226 | 178.7474 | 5154.07 | 184.3713 | 5338.4413 | 363.1188 | 0
2010-02-20 | 8:00 | 5186.2736 | 194.2264 | 5380.5 | 190.17 | 5570.67 | 384.3963 | 5186.2736 | 2.4332 | 5183.8404 | 194.0442 | 5377.8846 | 190.1041 | 5567.9886 | 384.1483 | 0.24808
2010-02-20 | 9:00 | 5302.8165 | 203.0535 | 5505.87 | 193.2972 | 5699.1672 | 396.3508 | 5302.8165 | 17.4242 | 5285.3923 | 201.7213 | 5487.1136 | 192.8332 | 5679.9467 | 394.5545 | 1.7963
2010-02-20 | 10:00 | 5369.5719 | 208.1981 | 5577.77 | 195.064 | 5772.834 | 403.262 | 5369.5719 | 28.3538 | 5341.2181 | 206.0051 | 5547.2232 | 194.3157 | 5741.539 | 400.3208 | 2.9412
2010-02-20 | 11:00 | 5381.6076 | 209.1324 | 5590.74 | 195.3806 | 5786.1206 | 404.513 | 5381.6076 | 36.9197 | 5344.6879 | 206.2728 | 5550.9607 | 194.4075 | 5745.3682 | 400.6803 | 3.8327
2010-02-20 | 12:00 | 5377.534 | 208.816 | 5586.35 | 195.2735 | 5781.6235 | 404.0894 | 5377.534 | 32.9051 | 5344.6289 | 206.2683 | 5550.8972 | 194.4059 | 5745.3031 | 400.6742 | 3.4152
2010-02-20 | 13:00 | 5293.3507 | 202.3293 | 5495.68 | 193.0453 | 5688.7253 | 395.3745 | 5293.3507 | 36.9431 | 5256.4076 | 199.5149 | 5455.9225 | 192.0584 | 5647.981 | 391.5734 | 3.8011
2010-02-20 | 14:00 | 5257.2882 | 199.5818 | 5456.87 | 192.082 | 5648.952 | 391.6638 | 5257.2882 | 18.9977 | 5238.2905 | 198.142 | 5436.4325 | 191.5725 | 5628.005 | 389.7145 | 1.9493
2010-02-20 | 15:00 | 5130.7315 | 190.0885 | 5320.82 | 188.6604 | 5509.4804 | 378.749 | 5130.7315 | 38.1452 | 5092.5863 | 187.2726 | 5279.8588 | 187.6166 | 5467.4754 | 374.8891 | 3.8598
2010-02-20 | 16:00 | 5105.5247 | 188.2253 | 5293.75 | 187.9713 | 5481.7213 | 376.1966 | 5105.5247 | 29.8801 | 5075.6445 | 186.0286 | 5261.6731 | 187.1511 | 5448.8242 | 373.1797 | 3.0169
2010-02-20 | 17:00 | 5112.5186 | 188.7414 | 5301.26 | 188.1627 | 5489.4227 | 376.9041 | 5112.5186 | 16.9242 | 5095.5944 | 187.4939 | 5283.0883 | 187.6991 | 5470.7874 | 375.193 | 1.7112
2010-02-20 | 18:00 | 5251.5441 | 199.1459 | 5450.69 | 191.9281 | 5642.6181 | 391.074 | 5251.5441 | 1.667 | 5249.8771 | 199.0195 | 5448.8966 | 191.8834 | 5640.7801 | 390.9029 | 0.1711
2010-02-20 | 19:00 | 5378.0444 | 208.8556 | 5586.9 | 195.2869 | 5782.1869 | 404.1425 | 5378.0444 | 0 | 5378.0444 | 208.8556 | 5586.9 | 195.2869 | 5782.1869 | 404.1425 | 0
2010-02-20 | 20:00 | 5292.5425 | 202.2675 | 5494.81 | 193.0237 | 5687.8337 | 395.2912 | 5292.5425 | 0 | 5292.5425 | 202.2675 | 5494.81 | 193.0237 | 5687.8337 | 395.2912 | 0
2010-02-20 | 21:00 | 5148.9771 | 191.4429 | 5340.42 | 189.1577 | 5529.5777 | 380.6006 | 5148.9771 | 0 | 5148.9771 | 191.4429 | 5340.42 | 189.1577 | 5529.5777 | 380.6006 | 0
2010-02-20 | 22:00 | 4904.1593 | 173.6707 | 5077.83 | 182.3753 | 5260.2053 | 356.046 | 4904.1593 | 0 | 4904.1593 | 173.6707 | 5077.83 | 182.3753 | 5260.2053 | 356.046 | 0
2010-02-20 | 23:00 | 4607.4297 | 153.2903 | 4760.72 | 173.8376 | 4934.5576 | 327.1279 | 4607.4297 | 0 | 4607.4297 | 153.2903 | 4760.72 | 173.8376 | 4934.5576 | 327.1279 | 0
2010-02-21 | 24:00 | 4356.2855 | 137.0345 | 4493.32 | 166.343 | 4659.663 | 303.3775 | 4356.2855 | 0 | 4356.2855 | 137.0345 | 4493.32 | 166.343 | 4659.663 | 303.3775 | 0
2010-02-21 | 1:00 | 4219.4208 | 128.5592 | 4347.98 | 162.1562 | 4510.1362 | 290.7153 | 4219.4208 | 0 | 4219.4208 | 128.5592 | 4347.98 | 162.1562 | 4510.1362 | 290.7153 | 0
2010-02-21 | 2:00 | 4160.487 | 124.993 | 4285.48 | 160.3312 | 4445.8112 | 285.3242 | 4160.487 | 0 | 4160.487 | 124.993 | 4285.48 | 160.3312 | 4445.8112 | 285.3242 | 0
2010-02-21 | 3:00 | 4116.5246 | 122.3654 | 4238.89 | 158.9612 | 4397.8512 | 281.3266 | 4116.5246 | 0 | 4116.5246 | 122.3654 | 4238.89 | 158.9612 | 4397.8512 | 281.3266 | 0
2010-02-21 | 4:00 | 4141.2124 | 123.8376 | 4265.05 | 159.7314 | 4424.7814 | 283.569 | 4141.2124 | 0 | 4141.2124 | 123.8376 | 4265.05 | 159.7314 | 4424.7814 | 283.569 | 0
2010-02-21 | 5:00 | 4267.6171 | 131.5129 | 4399.13 | 163.6388 | 4562.7688 | 295.1516 | 4267.6171 | 0 | 4267.6171 | 131.5129 | 4399.13 | 163.6388 | 4562.7688 | 295.1516 | 0
2010-02-21 | 6:00 | 4582.954 | 151.666 | 4734.62 | 173.118 | 4907.738 | 324.784 | 4582.954 | 0 | 4582.954 | 151.666 | 4734.62 | 173.118 | 4907.738 | 324.784 | 0
2010-02-21 | 7:00 | 5089.858 | 187.072 | 5276.93 | 187.5417 | 5464.4717 | 374.6136 | 5089.858 | 0 | 5089.858 | 187.072 | 5276.93 | 187.5417 | 5464.4717 | 374.6136 | 0
2010-02-21 | 8:00 | 5329.0337 | 205.0663 | 5534.1 | 193.9932 | 5728.0932 | 399.0595 | 5329.0337 | 1.554 | 5327.4797 | 204.9467 | 5532.4264 | 193.9521 | 5726.3785 | 398.8988 | 0.16076
2010-02-21 | 9:00 | 5363.5859 | 207.7341 | 5571.32 | 194.9063 | 5766.2263 | 402.6404 | 5363.5859 | 17.677 | 5345.9088 | 206.3671 | 5552.2759 | 194.4398 | 5746.7157 | 400.8068 | 1.8335
2010-02-21 | 10:00 | 5333.9827 | 205.4473 | 5539.43 | 194.1243 | 5733.5543 | 399.5716 | 5333.9827 | 30.2225 | 5303.7602 | 203.1258 | 5506.886 | 193.3223 | 5700.2083 | 396.4482 | 3.1235
2010-02-21 | 11:00 | 5330.4729 | 205.1771 | 5535.65 | 194.0314 | 5729.6814 | 399.2084 | 5330.4729 | 24.6829 | 5305.79 | 203.2813 | 5509.0713 | 193.3763 | 5702.4476 | 396.6576 | 2.5508
2010-02-21 | 12:00 | 5239.2179 | 198.2121 | 5437.43 | 191.5974 | 5629.0274 | 389.8096 | 5239.2179 | 32.3852 | 5206.8327 | 195.7693 | 5402.602 | 190.7256 | 5593.3276 | 386.4949 | 3.3147
2010-02-21 | 13:00 | 5156.7301 | 192.0199 | 5348.75 | 189.3686 | 5538.1186 | 381.3884 | 5156.7301 | 45.5644 | 5111.1657 | 188.6415 | 5299.8072 | 188.1257 | 5487.933 | 376.7672 | 4.6212
2010-02-21 | 14:00 | 5071.8961 | 185.7539 | 5257.65 | 187.048 | 5444.698 | 372.8019 | 5071.8961 | 43.5879 | 5028.3082 | 182.5749 | 5210.8831 | 185.8445 | 5396.7276 | 368.4194 | 4.3825
2010-02-21 | 15:00 | 4983.7374 | 179.3526 | 5163.09 | 184.606 | 5347.696 | 363.9586 | 4983.7374 | 37.412 | 4946.3254 | 176.67 | 5122.9954 | 183.5604 | 5306.5558 | 360.2304 | 3.7282
2010-02-21 | 16:00 | 4921.247 | 174.883 | 5096.13 | 182.8564 | 5278.9864 | 357.7395 | 4921.247 | 29.7445 | 4891.5025 | 172.7754 | 5064.2779 | 182.0182 | 5246.2961 | 354.7936 | 2.9458
2010-02-21 | 17:00 | 4937.5559 | 176.0441 | 5113.6 | 183.3146 | 5296.9146 | 359.3586 | 4937.5559 | 17.0536 | 4920.5023 | 174.8301 | 5095.3324 | 182.8355 | 5278.1679 | 357.6656 | 1.693
2010-02-21 | 18:00 | 5185.5294 | 194.1706 | 5379.7 | 190.1498 | 5569.8498 | 384.3205 | 5185.5294 | 1.8692 | 5183.6602 | 194.0307 | 5377.6909 | 190.0992 | 5567.7901 | 384.1299 | 0.19056
2010-02-21 | 19:00 | 5395.339 | 210.201 | 5605.54 | 195.7411 | 5801.2811 | 405.9421 | 5395.339 | 0 | 5395.339 | 210.201 | 5605.54 | 195.7411 | 5801.2811 | 405.9421 | 0
2010-02-21 | 20:00 | 5344.0002 | 206.2198 | 5550.22 | 194.3893 | 5744.6093 | 400.6091 | 5344.0002 | 0 | 5344.0002 | 206.2198 | 5550.22 | 194.3893 | 5744.6093 | 400.6091 | 0
2010-02-21 | 21:00 | 5245.7717 | 198.7083 | 5444.48 | 191.7733 | 5636.2533 | 390.4817 | 5245.7717 | 0 | 5245.7717 | 198.7083 | 5444.48 | 191.7733 | 5636.2533 | 390.4817 | 0
2010-02-21 | 22:00 | 5027.5781 | 182.5219 | 5210.1 | 185.8242 | 5395.9242 | 368.3462 | 5027.5781 | 0 | 5027.5781 | 182.5219 | 5210.1 | 185.8242 | 5395.9242 | 368.3462 | 0
2010-02-21 | 23:00 | 4717.5731 | 160.7069 | 4878.28 | 177.0471 | 5055.3271 | 337.754 | 4717.5731 | 0 | 4717.5731 | 160.7069 | 4878.28 | 177.0471 | 5055.3271 | 337.754 | 0
2010-02-22 | 24:00 | 4475.7937 | 144.6563 | 4620.45 | 169.9399 | 4790.3899 | 314.5962 | 4475.7937 | 0 | 4475.7937 | 144.6563 | 4620.45 | 169.9399 | 4790.3899 | 314.5962 | 0
2010-02-22 | 1:00 | 4298.1863 | 133.4037 | 4431.59 | 164.5745 | 4596.1645 | 297.9782 | 4298.1863 | 0 | 4298.1863 | 133.4037 | 4431.59 | 164.5745 | 4596.1645 | 297.9782 | 0
2010-02-22 | 2:00 | 4196.6261 | 127.1739 | 4323.8 | 161.4519 | 4485.2519 | 288.6257 | 4196.6261 | 0 | 4196.6261 | 127.1739 | 4323.8 | 161.4519 | 4485.2519 | 288.6257 | 0
2010-02-22 | 3:00 | 4167.0711 | 125.3889 | 4292.46 | 160.5357 | 4452.9957 | 285.9246 | 4167.0711 | 0 | 4167.0711 | 125.3889 | 4292.46 | 160.5357 | 4452.9957 | 285.9246 | 0
2010-02-22 | 4:00 | 4163.0622 | 125.1478 | 4288.21 | 160.4112 | 4448.6212 | 285.559 | 4163.0622 | 0 | 4163.0622 | 125.1478 | 4288.21 | 160.4112 | 4448.6212 | 285.559 | 0
2010-02-22 | 5:00 | 4271.074 | 131.726 | 4402.8 | 163.7448 | 4566.5448 | 295.4708 | 4271.074 | 0 | 4271.074 | 131.726 | 4402.8 | 163.7448 | 4566.5448 | 295.4708 | 0
2010-02-22 | 6:00 | 4562.7015 | 150.3285 | 4713.03 | 172.5208 | 4885.5508 | 322.8493 | 4562.7015 | 0 | 4562.7015 | 150.3285 | 4713.03 | 172.5208 | 4885.5508 | 322.8493 | 0
2010-02-22 | 7:00 | 5041.3097 | 183.5203 | 5224.83 | 186.2042 | 5411.0342 | 369.7245 | 5041.3097 | 0 | 5041.3097 | 183.5203 | 5224.83 | 186.2042 | 5411.0342 | 369.7245 | 0
2010-02-22 | 8:00 | 5297.884 | 202.676 | 5500.56 | 193.166 | 5693.726 | 395.842 | 5297.884 | 0 | 5297.884 | 202.676 | 5500.56 | 193.166 | 5693.726 | 395.842 | 0
2010-02-22 | 9:00 | 5282.0163 | 201.4637 | 5483.48 | 192.7431 | 5676.2231 | 394.2068 | 5282.0163 | 18.9632 | 5263.0531 | 200.0197 | 5463.0728 | 192.2364 | 5655.3092 | 392.2561 | 1.9507
2010-02-22 | 10:00 | 5226.8431 | 197.2769 | 5424.12 | 191.2648 | 5615.3848 | 388.5417 | 5226.8431 | 30.5977 | 5196.2454 | 194.974 | 5391.2194 | 190.4397 | 5581.6591 | 385.4137 | 3.128
2010-02-22 | 11:00 | 5182.9337 | 193.9763 | 5376.91 | 190.0795 | 5566.9895 | 384.0558 | 5182.9337 | 23.9216 | 5159.0121 | 192.1898 | 5351.2019 | 189.4306 | 5540.6325 | 381.6204 | 2.4354
2010-02-22 | 12:00 | 5122.0446 | 189.4454 | 5311.49 | 188.4232 | 5499.9132 | 377.8686 | 5122.0446 | 28.7795 | 5093.2651 | 187.3225 | 5280.5876 | 187.6352 | 5468.2228 | 374.9577 | 2.9109
2010-02-22 | 13:00 | 5022.8511 | 182.1789 | 5205.03 | 185.6933 | 5390.7233 | 367.8721 | 5022.8511 | 32.5571 | 4990.294 | 179.8248 | 5170.1188 | 184.7887 | 5354.9075 | 364.6135 | 3.2586
2010-02-22 | 14:00 | 4952.9094 | 177.1406 | 5130.05 | 183.7449 | 5313.7949 | 360.8855 | 4952.9094 | 26.8672 | 4926.0422 | 175.224 | 5101.2662 | 182.9913 | 5284.2574 | 358.2153 | 2.6702
2010-02-22 | 15:00 | 4924.1972 | 175.0928 | 5099.29 | 182.9394 | 5282.2294 | 358.0322 | 4924.1972 | 33.7734 | 4890.4238 | 172.6992 | 5063.1231 | 181.9878 | 5245.1108 | 354.687 | 3.3452
2010-02-22 | 16:00 | 4922.6101 | 174.9799 | 5097.59 | 182.8948 | 5280.4848 | 357.8747 | 4922.6101 | 29.1127 | 4893.4973 | 172.9163 | 5066.4137 | 182.0746 | 5248.4883 | 354.9909 | 2.8838
2010-02-22 | 17:00 | 4963.585 | 177.905 | 5141.49 | 184.0435 | 5325.5335 | 361.9486 | 4963.585 | 17.4777 | 4946.1072 | 176.6544 | 5122.7616 | 183.5543 | 5306.3159 | 360.2087 | 1.7398
2010-02-22 | 18:00 | 5027.8018 | 182.5382 | 5210.34 | 185.8304 | 5396.1704 | 368.3686 | 5027.8018 | 2.1041 | 5025.6977 | 182.3854 | 5208.0831 | 185.7722 | 5393.8553 | 368.1576 | 0.21104
2010-02-22 | 19:00 | 5288.492 | 201.958 | 5490.45 | 192.9158 | 5683.3658 | 394.8738 | 5288.492 | 0 | 5288.492 | 201.958 | 5490.45 | 192.9158 | 5683.3658 | 394.8738 | 0
2010-02-22 | 20:00 | 5162.0628 | 192.4172 | 5354.48 | 189.5135 | 5543.9935 | 381.9307 | 5162.0628 | 0 | 5162.0628 | 192.4172 | 5354.48 | 189.5135 | 5543.9935 | 381.9307 | 0
2010-02-22 | 21:00 | 4916.2425 | 174.5275 | 5090.77 | 182.7157 | 5273.4857 | 357.2432 | 4916.2425 | 0 | 4916.2425 | 174.5275 | 5090.77 | 182.7157 | 5273.4857 | 357.2432 | 0
2010-02-22 | 22:00 | 4725.3432 | 161.2368 | 4886.58 | 177.2717 | 5063.8517 | 338.5084 | 4725.3432 | 0 | 4725.3432 | 161.2368 | 4886.58 | 177.2717 | 5063.8517 | 338.5084 | 0
2010-02-22 | 23:00 | 4476.5357 | 144.7043 | 4621.24 | 169.962 | 4791.202 | 314.6663 | 4476.5357 | 0 | 4476.5357 | 144.7043 | 4621.24 | 169.962 | 4791.202 | 314.6663 | 0
2010-02-23 | 24:00 | 4218.2143 | 128.4857 | 4346.7 | 162.1189 | 4508.8189 | 290.6046 | 4218.2143 | 0 | 4218.2143 | 128.4857 | 4346.7 | 162.1189 | 4508.8189 | 290.6046 | 0
2010-02-23 | 1:00 | 4047.9759 | 118.3241 | 4166.3 | 156.8102 | 4323.1102 | 275.1343 | 4047.9759 | 0 | 4047.9759 | 118.3241 | 4166.3 | 156.8102 | 4323.1102 | 275.1343 | 0
2010-02-23 | 2:00 | 3950.7704 | 112.7096 | 4063.48 | 153.7295 | 4217.2095 | 266.4391 | 3950.7704 | 0 | 3950.7704 | 112.7096 | 4063.48 | 153.7295 | 4217.2095 | 266.4391 | 0
2010-02-23 | 3:00 | 3898.2662 | 109.7338 | 4008 | 152.0506 | 4160.0506 | 261.7844 | 3898.2662 | 0 | 3898.2662 | 109.7338 | 4008 | 152.0506 | 4160.0506 | 261.7844 | 0
2010-02-23 | 4:00 | 3863.7508 | 107.7992 | 3971.55 | 150.9413 | 4122.4913 | 258.7405 | 3863.7508 | 0 | 3863.7508 | 107.7992 | 3971.55 | 150.9413 | 4122.4913 | 258.7405 | 0
2010-02-23 | 5:00 | 3907.0795 | 110.2305 | 4017.31 | 152.3332 | 4169.6432 | 262.5637 | 3907.0795 | 0 | 3907.0795 | 110.2305 | 4017.31 | 152.3332 | 4169.6432 | 262.5637 | 0
2010-02-23 | 6:00 | 4004.1539 | 115.7761 | 4119.93 | 155.4258 | 4275.3558 | 271.2019 | 4004.1539 | 0 | 4004.1539 | 115.7761 | 4119.93 | 155.4258 | 4275.3558 | 271.2019 | 0
2010-02-23 | 7:00 | 4199.926 | 127.374 | 4327.3 | 161.5539 | 4488.8539 | 288.9279 | 4199.926 | 0 | 4199.926 | 127.374 | 4327.3 | 161.5539 | 4488.8539 | 288.9279 | 0
2010-02-23 | 8:00 | 4318.314 | 134.656 | 4452.97 | 165.1886 | 4618.1586 | 299.8447 | 4318.314 | 2.1888 | 4316.1251 | 134.5195 | 4450.6447 | 165.1219 | 4615.7666 | 299.6415 | 0.20318
2010-02-23 | 9:00 | 4496.3048 | 145.9852 | 4642.29 | 170.5516 | 4812.8416 | 316.5368 | 4496.3048 | 17.4255 | 4478.8793 | 144.8559 | 4623.7352 | 170.032 | 4793.7672 | 314.8879 | 1.649
2010-02-23 | 10:00 | 4579.5867 | 151.4433 | 4731.03 | 173.0188 | 4904.0488 | 324.462 | 4579.5867 | 31.5569 | 4548.0298 | 149.3633 | 4697.3932 | 172.0871 | 4869.4803 | 321.4504 | 3.0116
2010-02-23 | 11:00 | 4594.2644 | 152.4156 | 4746.68 | 173.4508 | 4920.1308 | 325.8664 | 4594.2644 | 25.7392 | 4568.5252 | 150.7125 | 4719.2377 | 172.6927 | 4891.9304 | 323.4052 | 2.4612
2010-02-23 | 12:00 | 4569.0714 | 150.7486 | 4719.82 | 172.7088 | 4892.5288 | 323.4574 | 4569.0714 | 10.5565 | 4558.5149 | 150.0528 | 4708.5677 | 172.3971 | 4880.9648 | 322.4499 | 1.0075
2010-02-23 | 13:00 | 4536.2401 | 148.5899 | 4684.83 | 171.738 | 4856.568 | 320.328 | 4536.2401 | 8.6185 | 4527.6216 | 148.0259 | 4675.6475 | 171.4825 | 4847.13 | 319.5084 | 0.8196
2010-02-23 | 14:00 | 4457.6726 | 143.4874 | 4601.16 | 169.398 | 4770.558 | 312.8854 | 4457.6726 | 9.4237 | 4448.2489 | 142.8813 | 4591.1303 | 169.1157 | 4760.246 | 311.9971 | 0.88831
2010-02-23 | 15:00 | 4436.5587 | 142.1313 | 4578.69 | 168.7651 | 4747.4551 | 310.8964 | 4436.5587 | 32.583 | 4403.9756 | 140.0513 | 4544.0269 | 167.785 | 4711.8119 | 307.8363 | 3.0601
2010-02-23 | 16:00 | 4412.7031 | 140.6069 | 4553.31 | 168.0479 | 4721.3579 | 308.6548 | 4412.7031 | 14.2651 | 4398.438 | 139.6993 | 4538.1373 | 167.618 | 4705.7553 | 307.3173 | 1.3375
2010-02-23 | 17:00 | 4515.7682 | 147.2518 | 4663.02 | 171.1306 | 4834.1506 | 318.3824 | 4515.7682 | 18.1537 | 4497.6145 | 146.0703 | 4643.6847 | 170.5906 | 4814.2754 | 316.6609 | 1.7215
2010-02-23 | 18:00 | 4650.1817 | 156.1483 | 4806.33 | 175.089 | 4981.419 | 331.2373 | 4650.1817 | 2.4955 | 4647.6863 | 155.9807 | 4803.667 | 175.0161 | 4978.6831 | 330.9969 | 0.24039
2010-02-23 | 19:00 | 4811.9021 | 167.1979 | 4979.1 | 179.7579 | 5158.8579 | 346.9558 | 4811.9021 | 0 | 4811.9021 | 167.1979 | 4979.1 | 179.7579 | 5158.8579 | 346.9558 | 0
2010-02-23 | 20:00 | 4728.1328 | 161.4272 | 4889.56 | 177.3523 | 5066.9123 | 338.7794 | 4728.1328 | 0 | 4728.1328 | 161.4272 | 4889.56 | 177.3523 | 5066.9123 | 338.7794 | 0
2010-02-23 | 21:00 | 4619.777 | 154.113 | 4773.89 | 174.1998 | 4948.0898 | 328.3128 | 4619.777 | 0 | 4619.777 | 154.113 | 4773.89 | 174.1998 | 4948.0898 | 328.3128 | 0
2010-02-23 | 22:00 | 4487.0642 | 145.3858 | 4632.45 | 170.2762 | 4802.7262 | 315.662 | 4487.0642 | 0 | 4487.0642 | 145.3858 | 4632.45 | 170.2762 | 4802.7262 | 315.662 | 0
2010-02-23 | 23:00 | 4280.9727 | 132.3373 | 4413.31 | 164.048 | 4577.358 | 296.3853 | 4280.9727 | 0 | 4280.9727 | 132.3373 | 4413.31 | 164.048 | 4577.358 | 296.3853 | 0
2010-02-24 | 24:00 | 4074.2924 | 119.8676 | 4194.16 | 157.6381 | 4351.7981 | 277.5057 | 4074.2924 | 0 | 4074.2924 | 119.8676 | 4194.16 | 157.6381 | 4351.7981 | 277.5057 | 0
2010-02-24 | 1:00 | 3927.0971 | 111.3629 | 4038.46 | 152.9738 | 4191.4338 | 264.3367 | 3927.0971 | 0 | 3927.0971 | 111.3629 | 4038.46 | 152.9738 | 4191.4338 | 264.3367 | 0
2010-02-24 | 2:00 | 3844.038 | 106.702 | 3950.74 | 150.3057 | 4101.0457 | 257.0077 | 3844.038 | 0 | 3844.038 | 106.702 | 3950.74 | 150.3057 | 4101.0457 | 257.0077 | 0
2010-02-24 | 3:00 | 3815.724 | 105.136 | 3920.86 | 149.3902 | 4070.2502 | 254.5261 | 3815.724 | 0 | 3815.724 | 105.136 | 3920.86 | 149.3902 | 4070.2502 | 254.5261 | 0
2010-02-24 | 4:00 | 3811.4874 | 104.9026 | 3916.39 | 149.2529 | 4065.6429 | 254.1555 | 3811.4874 | 0 | 3811.4874 | 104.9026 | 3916.39 | 149.2529 | 4065.6429 | 254.1555 | 0
2010-02-24 | 5:00 | 3840.883 | 106.527 | 3947.41 | 150.2038 | 4097.6138 | 256.7307 | 3840.883 | 0 | 3840.883 | 106.527 | 3947.41 | 150.2038 | 4097.6138 | 256.7307 | 0
2010-02-24 | 6:00 | 3930.2956 | 111.5444 | 4041.84 | 153.076 | 4194.916 | 264.6204 | 3930.2956 | 0 | 3930.2956 | 111.5444 | 4041.84 | 153.076 | 4194.916 | 264.6204 | 0
2010-02-24 | 7:00 | 4080.1665 | 120.2135 | 4200.38 | 157.8225 | 4358.2025 | 278.036 | 4080.1665 | 0 | 4080.1665 | 120.2135 | 4200.38 | 157.8225 | 4358.2025 | 278.036 | 0
2010-02-24 | 8:00 | 4208.3543 | 127.8857 | 4336.24 | 161.8145 | 4498.0545 | 289.7002 | 4208.3543 | 3.9726 | 4204.3817 | 127.6444 | 4332.026 | 161.6917 | 4493.7177 | 289.3361 | 0.3641
2010-02-24 | 9:00 | 4290.9454 | 132.9546 | 4423.9 | 164.3532 | 4588.2532 | 297.3078 | 4290.9454 | 20.428 | 4270.5174 | 131.6917 | 4402.2091 | 163.7277 | 4565.9368 | 295.4194 | 1.8884
2010-02-24 | 10:00 | 4324.0839 | 135.0161 | 4459.1 | 165.3644 | 4624.4644 | 300.3805 | 4324.0839 | 31.3741 | 4292.7098 | 133.0639 | 4425.7738 | 164.4071 | 4590.1809 | 297.4711 | 2.9094
2010-02-24 | 11:00 | 4367.2169 | 137.7231 | 4504.94 | 166.6743 | 4671.6143 | 304.3974 | 4367.2169 | 20.2712 | 4346.9456 | 136.4476 | 4483.3932 | 166.0596 | 4649.4528 | 302.5071 | 1.8903
2010-02-24 | 12:00 | 4384.9276 | 138.8424 | 4523.77 | 167.2101 | 4690.9801 | 306.0525 | 4384.9276 | 32.2265 | 4352.701 | 136.8091 | 4489.5102 | 166.2343 | 4655.7444 | 303.0434 | 3.0091
2010-02-24 | 13:00 | 4408.8204 | 140.3596 | 4549.18 | 167.931 | 4717.111 | 308.2906 | 4408.8204 | 47.3345 | 4361.4859 | 137.3619 | 4498.8478 | 166.5007 | 4665.3485 | 303.8626 | 4.428
2010-02-24 | 14:00 | 4396.9643 | 139.6057 | 4536.57 | 167.5735 | 4704.1435 | 307.1792 | 4396.9643 | 44.0587 | 4352.9056 | 136.822 | 4489.7276 | 166.2405 | 4655.9681 | 303.0625 | 4.1168
2010-02-24 | 15:00 | 4386.7238 | 138.9562 | 4525.68 | 167.2644 | 4692.9444 | 306.2206 | 4386.7238 | 36.42 | 4350.3038 | 136.6585 | 4486.9622 | 166.1615 | 4653.1238 | 302.82 | 3.4006
2010-02-24 | 16:00 | 4441.7931 | 142.4669 | 4584.26 | 168.9222 | 4753.1822 | 311.3891 | 4441.7931 | 31.4246 | 4410.3685 | 140.4582 | 4550.8267 | 167.9776 | 4718.8043 | 308.4358 | 2.9533
2010-02-24 | 17:00 | 4614.9114 | 153.7886 | 4768.7 | 174.0571 | 4942.7571 | 327.8457 | 4614.9114 | 18.3078 | 4596.6037 | 152.5708 | 4749.1745 | 173.5196 | 4922.6941 | 326.0904 | 1.7553
2010-02-24 | 18:00 | 4905.9803 | 173.7997 | 5079.78 | 182.4267 | 5262.2067 | 356.2263 | 4905.9803 | 2.7753 | 4903.205 | 173.6031 | 5076.8081 | 182.3484 | 5259.1566 | 355.9515 | 0.27481
2010-02-24 | 19:00 | 5189.325 | 194.455 | 5383.78 | 190.2525 | 5574.0325 | 384.7075 | 5189.325 | 0 | 5189.325 | 194.455 | 5383.78 | 190.2525 | 5574.0325 | 384.7075 | 0
2010-02-24 | 20:00 | 5151.6019 | 191.6381 | 5343.24 | 189.2291 | 5532.4691 | 380.8672 | 5151.6019 | 0 | 5151.6019 | 191.6381 | 5343.24 | 189.2291 | 5532.4691 | 380.8672 | 0
2010-02-24 | 21:00 | 5029.1257 | 182.6343 | 5211.76 | 185.8671 | 5397.6271 | 368.5014 | 5029.1257 | 0 | 5029.1257 | 182.6343 | 5211.76 | 185.8671 | 5397.6271 | 368.5014 | 0
2010-02-24 | 22:00 | 4844.0225 | 169.4375 | 5013.46 | 180.673 | 5194.133 | 350.1105 | 4844.0225 | 0 | 4844.0225 | 169.4375 | 5013.46 | 180.673 | 5194.133 | 350.1105 | 0
2010-02-24 | 23:00 | 4635.2902 | 155.1498 | 4790.44 | 174.6539 | 4965.0939 | 329.8037 | 4635.2902 | 0 | 4635.2902 | 155.1498 | 4790.44 | 174.6539 | 4965.0939 | 329.8037 | 0
2010-02-25 | 24:00 | 4417.9486 | 140.9414 | 4558.89 | 168.2058 | 4727.0958 | 309.1472 | 4417.9486 | 0 | 4417.9486 | 140.9414 | 4558.89 | 168.2058 | 4727.0958 | 309.1472 | 0
2010-02-25 | 1:00 | 4316.4973 | 134.5427 | 4451.04 | 165.1333 | 4616.1733 | 299.676 | 4316.4973 | 0 | 4316.4973 | 134.5427 | 4451.04 | 165.1333 | 4616.1733 | 299.676 | 0
2010-02-25 | 2:00 | 4252.1582 | 130.5618 | 4382.72 | 163.1642 | 4545.8842 | 293.726 | 4252.1582 | 0 | 4252.1582 | 130.5618 | 4382.72 | 163.1642 | 4545.8842 | 293.726 | 0
2010-02-25 | 3:00 | 4242.1425 | 129.9475 | 4372.09 | 162.8562 | 4534.9462 | 292.8037 | 4242.1425 | 0 | 4242.1425 | 129.9475 | 4372.09 | 162.8562 | 4534.9462 | 292.8037 | 0
2010-02-25 | 4:00 | 4299.448 | 133.482 | 4432.93 | 164.613 | 4597.543 | 298.095 | 4299.448 | 0 | 4299.448 | 133.482 | 4432.93 | 164.613 | 4597.543 | 298.095 | 0
2010-02-25 | 5:00 | 4432.1979 | 141.8521 | 4574.05 | 168.6342 | 4742.6842 | 310.4862 | 4432.1979 | 0 | 4432.1979 | 141.8521 | 4574.05 | 168.6342 | 4742.6842 | 310.4862 | 0
2010-02-25 | 6:00 | 4734.8068 | 161.8832 | 4896.69 | 177.5449 | 5074.2349 | 339.4282 | 4734.8068 | 0 | 4734.8068 | 161.8832 | 4896.69 | 177.5449 | 5074.2349 | 339.4282 | 0
2010-02-25 | 7:00 | 5209.714 | 195.986 | 5405.7 | 190.8033 | 5596.5033 | 386.7894 | 5209.714 | 0 | 5209.714 | 195.986 | 5405.7 | 190.8033 | 5596.5033 | 386.7894 | 0
2010-02-25 | 8:00 | 5471.8454 | 216.2046 | 5688.05 | 197.7358 | 5885.7858 | 413.9404 | 5471.8454 | 4.9404 | 5466.905 | 215.8144 | 5682.7194 | 197.6077 | 5880.3271 | 413.4221 | 0.51832
2010-02-25 | 9:00 | 5524.8097 | 220.4103 | 5745.22 | 199.1028 | 5944.3228 | 419.5131 | 5524.8097 | 19.0572 | 5505.7525 | 218.8924 | 5724.6449 | 198.6122 | 5923.2571 | 417.5046 | 2.0085
2010-02-25 | 10:00 | 5518.586 | 219.914 | 5738.5 | 198.9427 | 5937.4427 | 418.8568 | 5518.586 | 31.5496 | 5487.0363 | 217.4067 | 5704.4431 | 198.129 | 5902.5721 | 415.5358 | 3.321
2010-02-25 | 11:00 | 5515.8166 | 219.6934 | 5735.51 | 198.8715 | 5934.3815 | 418.5649 | 5515.8166 | 31.9883 | 5483.8283 | 217.1526 | 5700.9809 | 198.046 | 5899.027 | 415.1987 | 3.3662
2010-02-25 | 12:00 | 5467.23 | 215.84 | 5683.07 | 197.6161 | 5880.6861 | 413.4562 | 5467.23 | 32.5008 | 5434.7292 | 213.2815 | 5648.0106 | 196.771 | 5844.7817 | 410.0525 | 3.4036
2010-02-25 | 13:00 | 5414.9946 | 211.7354 | 5626.73 | 196.2558 | 5822.9858 | 407.9912 | 5414.9946 | 37.9053 | 5377.0893 | 208.7814 | 5585.8707 | 195.2618 | 5781.1325 | 404.0432 | 3.948
2010-02-25 | 14:00 | 5391.6744 | 209.9156 | 5601.59 | 195.6449 | 5797.2349 | 405.5605 | 5391.6744 | 35.8493 | 5355.8252 | 207.1334 | 5562.9586 | 194.7016 | 5757.6602 | 401.835 | 3.7255
2010-02-25 | 15:00 | 5333.9455 | 205.4445 | 5539.39 | 194.1233 | 5733.5133 | 399.5678 | 5333.9455 | 38.5604 | 5295.3851 | 202.4848 | 5497.8699 | 193.0995 | 5690.9693 | 395.5843 | 3.9835
2010-02-25 | 16:00 | 5310.9157 | 203.6743 | 5514.59 | 193.5125 | 5708.1025 | 397.1868 | 5310.9157 | 30.4466 | 5280.4691 | 201.3457 | 5481.8148 | 192.7018 | 5674.5166 | 394.0475 | 3.1393
2010-02-25 | 17:00 | 5392.7506 | 209.9994 | 5602.75 | 195.6732 | 5798.4232 | 405.6726 | 5392.7506 | 16.9825 | 5375.7681 | 208.6788 | 5584.4469 | 195.227 | 5779.6739 | 403.9059 | 1.7667
2010-02-25 | 18:00 | 5551.0231 | 222.5069 | 5773.53 | 199.7751 | 5973.3051 | 422.282 | 5551.0231 | 2.7971 | 5548.2261 | 222.2827 | 5770.5088 | 199.7035 | 5970.2123 | 421.9862 | 0.29579
2010-02-25 | 19:00 | 5728.7473 | 236.9827 | 5965.73 | 204.2598 | 6169.9898 | 441.2425 | 5728.7473 | 0 | 5728.7473 | 236.9827 | 5965.73 | 204.2598 | 6169.9898 | 441.2425 | 0
2010-02-25 | 20:00 | 5689.8819 | 233.7781 | 5923.66 | 203.2901 | 6126.9501 | 437.0682 | 5689.8819 | 0 | 5689.8819 | 233.7781 | 5923.66 | 203.2901 | 6126.9501 | 437.0682 | 0
2010-02-25 | 21:00 | 5537.6722 | 221.4378 | 5759.11 | 199.433 | 5958.543 | 420.8709 | 5537.6722 | 0 | 5537.6722 | 221.4378 | 5759.11 | 199.433 | 5958.543 | 420.8709 | 0
2010-02-25 | 22:00 | 5316.8224 | 204.1276 | 5520.95 | 193.6694 | 5714.6194 | 397.797 | 5316.8224 | 0 | 5316.8224 | 204.1276 | 5520.95 | 193.6694 | 5714.6194 | 397.797 | 0
2010-02-25 | 23:00 | 4993.625 | 180.065 | 5173.69 | 184.8815 | 5358.5715 | 364.9464 | 4993.625 | 0 | 4993.625 | 180.065 | 5173.69 | 184.8815 | 5358.5715 | 364.9464 | 0
2010-02-26 | 24:00 | 4727.0844 | 161.3556 | 4888.44 | 177.322 | 5065.762 | 338.6776 | 4727.0844 | 0 | 4727.0844 | 161.3556 | 4888.44 | 177.322 | 5065.762 | 338.6776 | 0
2010-02-26 | 1:00 | 4587.6903 | 151.9797 | 4739.67 | 173.2574 | 4912.9274 | 325.2371 | 4587.6903 | 0 | 4587.6903 | 151.9797 | 4739.67 | 173.2574 | 4912.9274 | 325.2371 | 0
2010-02-26 | 2:00 | 4467.396 | 144.114 | 4611.51 | 169.6889 | 4781.1989 | 313.8029 | 4467.396 | 0 | 4467.396 | 144.114 | 4611.51 | 169.6889 | 4781.1989 | 313.8029 | 0
2010-02-26 | 3:00 | 4439.1148 | 142.2952 | 4581.41 | 168.8418 | 4750.2518 | 311.137 | 4439.1148 | 0 | 4439.1148 | 142.2952 | 4581.41 | 168.8418 | 4750.2518 | 311.137 | 0
2010-02-26 | 4:00 | 4441.0883 | 142.4217 | 4583.51 | 168.901 | 4752.411 | 311.3227 | 4441.0883 | 0 | 4441.0883 | 142.4217 | 4583.51 | 168.901 | 4752.411 | 311.3227 | 0
2010-02-26 | 5:00 | 4522.8838 | 147.7162 | 4670.6 | 171.3419 | 4841.9419 | 319.0582 | 4522.8838 | 0 | 4522.8838 | 147.7162 | 4670.6 | 171.3419 | 4841.9419 | 319.0582 | 0
2010-02-26 | 6:00 | 4844.1813 | 169.4487 | 5013.63 | 180.6775 | 5194.3075 | 350.1262 | 4844.1813 | 0 | 4844.1813 | 169.4487 | 5013.63 | 180.6775 | 5194.3075 | 350.1262 | 0
2010-02-26 | 7:00 | 5339.3955 | 205.8645 | 5545.26 | 194.2675 | 5739.5275 | 400.1321 | 5339.3955 | 0 | 5339.3955 | 205.8645 | 5545.26 | 194.2675 | 5739.5275 | 400.1321 | 0
2010-02-26 | 8:00 | 5569.0274 | 223.9526 | 5792.98 | 200.2353 | 5993.2153 | 424.1879 | 5569.0274 | 4.9897 | 5564.0377 | 223.5514 | 5787.5891 | 200.1079 | 5987.697 | 423.6594 | 0.52854
2010-02-26 | 9:00 | 5613.6168 | 227.5532 | 5841.17 | 201.3693 | 6042.5393 | 428.9225 | 5613.6168 | 19.071 | 5594.5459 | 226.0097 | 5820.5555 | 200.8853 | 6021.4408 | 426.895 | 2.0275
2010-02-26 | 10:00 | 5580.522 | 224.878 | 5805.4 | 200.5284 | 6005.9284 | 425.4064 | 5580.522 | 29.1467 | 5551.3753 | 222.5351 | 5773.9104 | 199.7842 | 5973.6945 | 422.3193 | 3.0872
2010-02-26 | 11:00 | 5578.2917 | 224.6983 | 5802.99 | 200.4716 | 6003.4616 | 425.1699 | 5578.2917 | 30.6158 | 5547.6759 | 222.2386 | 5769.9146 | 199.6894 | 5969.604 | 421.9281 | 3.2418
2010-02-26 | 12:00 | 5559.3547 | 223.1753 | 5782.53 | 199.9883 | 5982.5183 | 423.1636 | 5559.3547 | 30.5335 | 5528.8212 | 220.7305 | 5749.5518 | 199.2059 | 5948.7576 | 419.9364 | 3.2271
2010-02-26 | 13:00 | 5524.5689 | 220.3911 | 5744.96 | 199.0966 | 5944.0566 | 419.4877 | 5524.5689 | 44.5867 | 5479.9822 | 216.8481 | 5696.8303 | 197.9465 | 5894.7768 | 414.7946 | 4.6931
2010-02-26 | 14:00 | 5497.8921 | 218.2679 | 5716.16 | 198.4095 | 5914.5695 | 416.6773 | 5497.8921 | 44.5116 | 5453.3806 | 214.7479 | 5668.1285 | 197.2565 | 5865.385 | 412.0044 | 4.6729
2010-02-26 | 15:00 | 5444.6307 | 214.0593 | 5658.69 | 197.0289 | 5855.7189 | 411.0883 | 5444.6307 | 39.5867 | 5405.044 | 210.9579 | 5616.0019 | 195.9954 | 5811.9973 | 406.9533 | 4.135
2010-02-26 | 16:00 | 5416.6641 | 211.8659 | 5628.53 | 196.2995 | 5824.8295 | 408.1654 | 5416.6641 | 30.8148 | 5385.8492 | 209.4622 | 5595.3115 | 195.492 | 5790.8035 | 404.9542 | 3.2111
2010-02-26 | 17:00 | 5461.02 | 215.35 | 5676.37 | 197.455 | 5873.825 | 412.805 | 5461.02 | 17.9811 | 5443.0389 | 213.9342 | 5656.9731 | 196.9875 | 5853.9606 | 410.9217 | 1.8833
2010-02-26 | 18:00 | 5557.1701 | 222.9999 | 5780.17 | 199.9324 | 5980.1024 | 422.9323 | 5557.1701 | 3.1785 | 5553.9915 | 222.7449 | 5776.7364 | 199.8511 | 5976.5875 | 422.596 | 0.33632
2010-02-26 | 19:00 | 5699.5655 | 234.5745 | 5934.14 | 203.5323 | 6137.6723 | 438.1068 | 5699.5655 | 0 | 5699.5655 | 234.5745 | 5934.14 | 203.5323 | 6137.6723 | 438.1068 | 0
2010-02-26 | 20:00 | 5635.1387 | 229.3013 | 5864.44 | 201.9138 | 6066.3538 | 431.2151 | 5635.1387 | 0 | 5635.1387 | 229.3013 | 5864.44 | 201.9138 | 6066.3538 | 431.2151 | 0
2010-02-26 | 21:00 | 5484.0962 | 217.1738 | 5701.27 | 198.053 | 5899.323 | 415.2268 | 5484.0962 | 0 | 5484.0962 | 217.1738 | 5701.27 | 198.053 | 5899.323 | 415.2268 | 0
2010-02-26 | 22:00 | 5263.3757 | 200.0443 | 5463.42 | 192.245 | 5655.665 | 392.2893 | 5263.3757 | 0 | 5263.3757 | 200.0443 | 5463.42 | 192.245 | 5655.665 | 392.2893 | 0
2010-02-26 | 23:00 | 4972.9248 | 178.5752 | 5151.5 | 184.3044 | 5335.8044 | 362.8796 | 4972.9248 | 0 | 4972.9248 | 178.5752 | 5151.5 | 184.3044 | 5335.8044 | 362.8796 | 0
2010-02-27 | 24:00 | 4684.433 | 158.457 | 4842.89 | 176.0864 | 5018.9764 | 334.5434 | 4684.433 | 0 | 4684.433 | 158.457 | 4842.89 | 176.0864 | 5018.9764 | 334.5434 | 0
2010-02-27 | 1:00 | 4518.1714 | 147.4086 | 4665.58 | 171.202 | 4836.782 | 318.6106 | 4518.1714 | 0 | 4518.1714 | 147.4086 | 4665.58 | 171.202 | 4836.782 | 318.6106 | 0
2010-02-27 | 2:00 | 4432.6679 | 141.8821 | 4574.55 | 168.6483 | 4743.1983 | 310.5304 | 4432.6679 | 0 | 4432.6679 | 141.8821 | 4574.55 | 168.6483 | 4743.1983 | 310.5304 | 0
2010-02-27 | 3:00 | 4361.6385 | 137.3715 | 4499.01 | 166.5053 | 4665.5153 | 303.8768 | 4361.6385 | 0 | 4361.6385 | 137.3715 | 4499.01 | 166.5053 | 4665.5153 | 303.8768 | 0
2010-02-27 | 4:00 | 4336.6293 | 135.8007 | 4472.43 | 165.7461 | 4638.1761 | 301.5468 | 4336.6293 | 0 | 4336.6293 | 135.8007 | 4472.43 | 165.7461 | 4638.1761 | 301.5468 | 0
2010-02-27 | 5:00 | 4459.9274 | 143.6326 | 4603.56 | 169.4655 | 4773.0255 | 313.0981 | 4459.9274 | 0 | 4459.9274 | 143.6326 | 4603.56 | 169.4655 | 4773.0255 | 313.0981 | 0
2010-02-27 | 6:00 | 4798.5581 | 166.2719 | 4964.83 | 179.3765 | 5144.2065 | 345.6484 | 4798.5581 | 0 | 4798.5581 | 166.2719 | 4964.83 | 179.3765 | 5144.2065 | 345.6484 | 0
2010-02-27 | 7:00 | 5232.9145 | 197.7355 | 5430.65 | 191.4281 | 5622.0781 | 389.1635 | 5232.9145 | 0 | 5232.9145 | 197.7355 | 5430.65 | 191.4281 | 5622.0781 | 389.1635 | 0
2010-02-27 | 8:00 | 5456.682 | 215.008 | 5671.69 | 197.3423 | 5869.0323 | 412.3503 | 5456.682 | 5.3455 | 5451.3365 | 214.587 | 5665.9234 | 197.2034 | 5863.1268 | 411.7903 | 0.55998
2010-02-27 | 9:00 | 5456.0609 | 214.9591 | 5671.02 | 197.3262 | 5868.3462 | 412.2852 | 5456.0609 | 19.9038 | 5436.1571 | 213.3936 | 5649.5507 | 196.8082 | 5846.3589 | 410.2018 | 2.0834
2010-02-27 | 10:00 | 5408.0568 | 211.1932 | 5619.25 | 196.0743 | 5815.3243 | 407.2675 | 5408.0568 | 29.1216 | 5378.9352 | 208.9248 | 5587.86 | 195.3103 | 5783.1703 | 404.2351 | 3.0324
2010-02-27 | 11:00 | 5379.9745 | 209.0055 | 5588.98 | 195.3376 | 5784.3176 | 404.3432 | 5379.9745 | 36.4306 | 5343.5439 | 206.1845 | 5549.7285 | 194.3772 | 5744.1057 | 400.5618 | 3.7814
2010-02-27 | 12:00 | 5348.2148 | 206.5452 | 5554.76 | 194.5007 | 5749.2607 | 401.0458 | 5348.2148 | 43.3419 | 5304.8729 | 203.211 | 5508.084 | 193.3519 | 5701.4359 | 396.563 | 4.4829
2010-02-27 | 13:00 | 5301.3489 | 202.9411 | 5504.29 | 193.2582 | 5697.5482 | 396.1993 | 5301.3489 | 46.9312 | 5254.4177 | 199.3639 | 5453.7816 | 192.0051 | 5645.7867 | 391.369 | 4.8303
2010-02-27 | 14:00 | 5256.2472 | 199.5028 | 5455.75 | 192.0542 | 5647.8042 | 391.5569 | 5256.2472 | 45.4918 | 5210.7554 | 196.0644 | 5406.8198 | 190.8314 | 5597.6512 | 386.8958 | 4.6611
2010-02-27 | 15:00 | 5232.9517 | 197.7383 | 5430.69 | 191.4291 | 5622.1191 | 389.1674 | 5232.9517 | 40.5479 | 5192.4038 | 194.6858 | 5387.0896 | 190.3358 | 5577.4254 | 385.0216 | 4.1457
2010-02-27 | 16:00 | 5212.8667 | 196.2233 | 5409.09 | 190.8884 | 5599.9784 | 387.1117 | 5212.8667 | 30.9056 | 5181.9611 | 193.9035 | 5375.8646 | 190.0532 | 5565.9178 | 383.9567 | 3.155
2010-02-27 | 17:00 | 5262.7809 | 199.9991 | 5462.78 | 192.2291 | 5655.0091 | 392.2281 | 5262.7809 | 17.9886 | 5244.7923 | 198.6342 | 5443.4265 | 191.747 | 5635.1735 | 390.3812 | 1.8469
2010-02-27 | 18:00 | 5374.7502 | 208.5998 | 5583.35 | 195.2002 | 5778.5502 | 403.8001 | 5374.7502 | 3.3025 | 5371.4477 | 208.3435 | 5579.7912 | 195.1133 | 5774.9046 | 403.4569 | 0.34318
2010-02-27 | 19:00 | 5607.4838 | 227.0562 | 5834.54 | 201.2138 | 6035.7538 | 428.27 | 5607.4838 | 0 | 5607.4838 | 227.0562 | 5834.54 | 201.2138 | 6035.7538 | 428.27 | 0
2010-02-27 | 20:00 | 5585.2692 | 225.2608 | 5810.53 | 200.6493 | 6011.1793 | 425.9101 | 5585.2692 | 0 | 5585.2692 | 225.2608 | 5810.53 | 200.6493 | 6011.1793 | 425.9101 | 0
2010-02-27 | 21:00 | 5478.1378 | 216.7022 | 5694.84 | 197.8988 | 5892.7388 | 414.6009 | 5478.1378 | 0 | 5478.1378 | 216.7022 | 5694.84 | 197.8988 | 5892.7388 | 414.6009 | 0
2010-02-27 | 22:00 | 5262.1583 | 199.9517 | 5462.11 | 192.2124 | 5654.3224 | 392.1641 | 5262.1583 | 0 | 5262.1583 | 199.9517 | 5462.11 | 192.2124 | 5654.3224 | 392.1641 | 0
2010-02-27 | 23:00 | 4936.2584 | 175.9516 | 5112.21 | 183.2781 | 5295.4881 | 359.2297 | 4936.2584 | 0 | 4936.2584 | 175.9516 | 5112.21 | 183.2781 | 5295.4881 | 359.2297 | 0
2010-02-28 | 24:00 | 4690.7831 | 158.8869 | 4849.67 | 176.2708 | 5025.9408 | 335.1577 | 4690.7831 | 0 | 4690.7831 | 158.8869 | 4849.67 | 176.2708 | 5025.9408 | 335.1577 | 0
2010-02-28 | 1:00 | 4538.8397 | 148.7603 | 4687.6 | 171.8151 | 4859.4151 | 320.5754 | 4538.8397 | 0 | 4538.8397 | 148.7603 | 4687.6 | 171.8151 | 4859.4151 | 320.5754 | 0
2010-02-28 | 2:00 | 4461.5715 | 143.7385 | 4605.31 | 169.5147 | 4774.8247 | 313.2532 | 4461.5715 | 0 | 4461.5715 | 143.7385 | 4605.31 | 169.5147 | 4774.8247 | 313.2532 | 0
2010-02-28 | 3:00 | 4424.0303 | 141.3297 | 4565.36 | 168.3887 | 4733.7487 | 309.7184 | 4424.0303 | 0 | 4424.0303 | 141.3297 | 4565.36 | 168.3887 | 4733.7487 | 309.7184 | 0
2010-02-28 | 4:00 | 4445.5801 | 142.7099 | 4588.29 | 169.0357 | 4757.3257 | 311.7457 | 4445.5801 | 0 | 4445.5801 | 142.7099 | 4588.29 | 169.0357 | 4757.3257 | 311.7457 | 0
2010-02-28 | 5:00 | 4506.4831 | 146.6469 | 4653.13 | 170.8546 | 4823.9846 | 317.5015 | 4506.4831 | 0 | 4506.4831 | 146.6469 | 4653.13 | 170.8546 | 4823.9846 | 317.5015 | 0
2010-02-28 | 6:00 | 4832.8249 | 168.6551 | 5001.48 | 180.3544 | 5181.8344 | 349.0095 | 4832.8249 | 0 | 4832.8249 | 168.6551 | 5001.48 | 180.3544 | 5181.8344 | 349.0095 | 0
2010-02-28 | 7:00 | 5285.1009 | 201.6991 | 5486.8 | 192.8254 | 5679.6254 | 394.5245 | 5285.1009 | 0 | 5285.1009 | 201.6991 | 5486.8 | 192.8254 | 5679.6254 | 394.5245 | 0
2010-02-28 | 8:00 | 5553.4394 | 222.7006 | 5776.14 | 199.837 | 5975.977 | 422.5376 | 5553.4394 | 5.2874 | 5548.152 | 222.2768 | 5770.4287 | 199.7016 | 5970.1304 | 421.9784 | 0.5592
2010-02-28 | 9:00 | 5509.6477 | 219.2023 | 5728.85 | 198.7126 | 5927.5626 | 417.9149 | 5509.6477 | 20.1859 | 5489.4619 | 217.599 | 5707.0609 | 198.1917 | 5905.2526 | 415.7907 | 2.1242
2010-02-28 | 10:00 | 5500.8752 | 218.5048 | 5719.38 | 198.4864 | 5917.8664 | 416.9912 | 5500.8752 | 31.3058 | 5469.5694 | 216.0248 | 5685.5942 | 197.6768 | 5883.271 | 413.7016 | 3.2896
2010-02-28 | 11:00 | 5411.869 | 211.491 | 5623.36 | 196.1741 | 5819.5341 | 407.6651 | 5411.869 | 32.4885 | 5379.3805 | 208.9594 | 5588.3399 | 195.322 | 5783.6619 | 404.2814 | 3.3837
2010-02-28 | 12:00 | 5334.8368 | 205.5132 | 5540.35 | 194.1469 | 5734.4969 | 399.6601 | 5334.8368 | 34.4857 | 5300.3511 | 202.8648 | 5503.2159 | 193.2317 | 5696.4476 | 396.0964 | 3.5636
2010-02-28 | 13:00 | 5226.4526 | 197.2474 | 5423.7 | 191.2543 | 5614.9543 | 388.5017 | 5226.4526 | 45.8694 | 5180.5832 | 193.8004 | 5374.3836 | 190.0159 | 5564.3994 | 383.8163 | 4.6854
2010-02-28 | 14:00 | 5166.5855 | 192.7545 | 5359.34 | 189.6363 | 5548.9763 | 382.3908 | 5166.5855 | 44.1926 | 5122.3928 | 189.4712 | 5311.864 | 188.4327 | 5500.2967 | 377.9039 | 4.4869
2010-02-28 | 15:00 | 5113.2729 | 188.7971 | 5302.07 | 188.1834 | 5490.2534 | 376.9805 | 5113.2729 | 40.886 | 5072.3869 | 185.7899 | 5258.1768 | 187.0615 | 5445.2382 | 372.8514 | 4.1291
2010-02-28 | 16:00 | 5090.5287 | 187.1213 | 5277.65 | 187.5601 | 5465.2101 | 374.6814 | 5090.5287 | 31.0859 | 5059.4429 | 184.8429 | 5244.2858 | 186.7049 | 5430.9907 | 371.5478 | 3.1336
2010-02-28 | 17:00 | 5163.6727 | 192.5373 | 5356.21 | 189.5572 | 5545.7672 | 382.0945 | 5163.6727 | 18.1888 | 5145.4839 | 191.1832 | 5336.6672 | 189.0626 | 5525.7298 | 380.2458 | 1.8486
2010-02-28 | 18:00 | 5261.0244 | 199.8656 | 5460.89 | 192.1821 | 5653.0721 | 392.0476 | 5261.0244 | 3.4512 | 5257.5732 | 199.6034 | 5457.1767 | 192.0897 | 5649.2663 | 391.6931 | 0.35454
2010-02-28 | 19:00 | 5464.7831 | 215.6469 | 5680.43 | 197.5526 | 5877.9826 | 413.1995 | 5464.7831 | 0 | 5464.7831 | 215.6469 | 5680.43 | 197.5526 | 5877.9826 | 413.1995 | 0
2010-02-28 | 20:00 | 5443.1102 | 213.9398 | 5657.05 | 196.9894 | 5854.0394 | 410.9292 | 5443.1102 | 0 | 5443.1102 | 213.9398 | 5657.05 | 196.9894 | 5854.0394 | 410.9292 | 0
2010-02-28 | 21:00 | 5307.3956 | 203.4044 | 5510.8 | 193.419 | 5704.219 | 396.8234 | 5307.3956 | 0 | 5307.3956 | 203.4044 | 5510.8 | 193.419 | 5704.219 | 396.8234 | 0
2010-02-28 | 22:00 | 5104.761 | 188.169 | 5292.93 | 187.9504 | 5480.8804 | 376.1194 | 5104.761 | 0 | 5104.761 | 188.169 | 5292.93 | 187.9504 | 5480.8804 | 376.1194 | 0
2010-02-28 | 23:00 | 4784.1173 | 165.2727 | 4949.39 | 178.9631 | 5128.3531 | 344.2357 | 4784.1173 | 0 | 4784.1173 | 165.2727 | 4949.39 | 178.9631 | 5128.3531 | 344.2357 | 0
2010-03-01 | 24:00 | 4554.9798 | 149.8202 | 4704.8 | 172.2926 | 4877.0926 | 322.1128 | 4554.9798 | 0 | 4554.9798 | 149.8202 | 4704.8 | 172.2926 | 4877.0926 | 322.1128 | 0
2010-03-01 | 1:00 | 4419.4056 | 141.0344 | 4560.44 | 168.2496 | 4728.6896 | 309.284 | 4419.4056 | 0 | 4419.4056 | 141.0344 | 4560.44 | 168.2496 | 4728.6896 | 309.284 | 0
2010-03-01 | 2:00 | 4321.2131 | 134.8369 | 4456.05 | 165.277 | 4621.327 | 300.1139 | 4321.2131 | 0 | 4321.2131 | 134.8369 | 4456.05 | 165.277 | 4621.327 | 300.1139 | 0
2010-03-01 | 3:00 | 4290.2486 | 132.9114 | 4423.16 | 164.3319 | 4587.4919 | 297.2433 | 4290.2486 | 0 | 4290.2486 | 132.9114 | 4423.16 | 164.3319 | 4587.4919 | 297.2433 | 0
2010-03-01 | 4:00 | 4299.4197 | 133.4803 | 4432.9 | 164.6122 | 4597.5122 | 298.0924 | 4299.4197 | 0 | 4299.4197 | 133.4803 | 4432.9 | 164.6122 | 4597.5122 | 298.0924 | 0
2010-03-01 | 5:00 | 4428.8144 | 141.6356 | 4570.45 | 168.5325 | 4738.9825 | 310.1681 | 4428.8144 | 0 | 4428.8144 | 141.6356 | 4570.45 | 168.5325 | 4738.9825 | 310.1681 | 0
2010-03-01 | 6:00 | 4691.9444 | 158.9656 | 4850.91 | 176.3045 | 5027.2145 | 335.2701 | 4691.9444 | 0 | 4691.9444 | 158.9656 | 4850.91 | 176.3045 | 5027.2145 | 335.2701 | 0
2010-03-01 | 7:00 | 5167.088 | 192.792 | 5359.88 | 189.6499 | 5549.5299 | 382.4419 | 5167.088 | 0 | 5167.088 | 192.792 | 5359.88 | 189.6499 | 5549.5299 | 382.4419 | 0
2010-03-01 | 8:00 | 5396.4801 | 210.2899 | 5606.77 | 195.771 | 5802.541 | 406.0609 | 5396.4801 | 5.3079 | 5391.1722 | 209.8765 | 5601.0487 | 195.6318 | 5796.6804 | 405.5082 | 0.55271
2010-03-01 | 9:00 | 5420.4201 | 212.1599 | 5632.58 | 196.3976 | 5828.9776 | 408.5575 | 5420.4201 | 18.7354 | 5401.6847 | 210.6958 | 5612.3805 | 195.9074 | 5808.2879 | 406.6032 | 1.9543
2010-03-01 | 10:00 | 5422.8499 | 212.3501 | 5635.2 | 196.4611 | 5831.6611 | 408.8112 | 5422.8499 | 30.2672 | 5392.5827 | 209.9863 | 5602.569 | 195.6688 | 5798.2378 | 405.6551 | 3.1561
2010-03-01 | 11:00 | 5402.8253 | 210.7847 | 5613.61 | 195.9373 | 5809.5473 | 406.7221 | 5402.8253 | 33.2243 | 5369.6009 | 208.2003 | 5577.8012 | 195.0647 | 5772.8659 | 403.265 | 3.457
2010-03-01 | 12:00 | 5378.963 | 208.927 | 5587.89 | 195.311 | 5783.201 | 404.238 | 5378.963 | 38.9595 | 5340.0035 | 205.9114 | 5545.915 | 194.2836 | 5740.1986 | 400.195 | 4.043
2010-03-01 | 13:00 | 5343.109 | 206.151 | 5549.26 | 194.3657 | 5743.6257 | 400.5167 | 5343.109 | 45.9346 | 5297.1745 | 202.6217 | 5499.7961 | 193.1471 | 5692.9432 | 395.7688 | 4.748
2010-03-01 | 14:00 | 5308.0644 | 203.4556 | 5511.52 | 193.4368 | 5704.9568 | 396.8924 | 5308.0644 | 44.4606 | 5263.6037 | 200.0616 | 5463.6653 | 192.2511 | 5655.9164 | 392.3127 | 4.5797
2010-03-01 | 15:00 | 5232.8587 | 197.7313 | 5430.59 | 191.4266 | 5622.0166 | 389.1578 | 5232.8587 | 38.7458 | 5194.1129 | 194.814 | 5388.9269 | 190.382 | 5579.3089 | 385.196 | 3.9618
2010-03-01 | 16:00 | 5192.9902 | 194.7298 | 5387.72 | 190.3517 | 5578.0717 | 385.0814 | 5192.9902 | 29.7005 | 5163.2897 | 192.5087 | 5355.7984 | 189.5468 | 5545.3452 | 382.0555 | 3.026
2010-03-01 | 17:00 | 5168.6048 | 192.9052 | 5361.51 | 189.6911 | 5551.2011 | 382.5963 | 5168.6048 | 17.622 | 5150.9828 | 191.5921 | 5342.5748 | 189.2122 | 5531.7871 | 380.8043 | 1.792
2010-03-01 | 18:00 | 5180.0402 | 193.7598 | 5373.8 | 190.0012 | 5563.8012 | 383.7609 | 5180.0402 | 3.7272 | 5176.313 | 193.481 | 5369.794 | 189.9002 | 5559.6942 | 383.3812 | 0.37974
2010-03-01 | 19:00 | 5321.8836 | 204.5164 | 5526.4 | 193.8037 | 5720.2037 | 398.3201 | 5321.8836 | 0 | 5321.8836 | 204.5164 | 5526.4 | 193.8037 | 5720.2037 | 398.3201 | 0
2010-03-01 | 20:00 | 5189.5576 | 194.4724 | 5384.03 | 190.2588 | 5574.2888 | 384.7313 | 5189.5576 | 0 | 5189.5576 | 194.4724 | 5384.03 | 190.2588 | 5574.2888 | 384.7313 | 0
2010-03-01 | 21:00 | 5031.7734 | 182.8266 | 5214.6 | 185.9404 | 5400.5404 | 368.7671 | 5031.7734 | 0 | 5031.7734 | 182.8266 | 5214.6 | 185.9404 | 5400.5404 | 368.7671 | 0
2010-03-01 | 22:00 | 4891.9341 | 172.8059 | 5064.74 | 182.0304 | 5246.7704 | 354.8363 | 4891.9341 | 0 | 4891.9341 | 172.8059 | 5064.74 | 182.0304 | 5246.7704 | 354.8363 | 0
2010-03-01 | 23:00 | 4617.8552 | 153.9848 | 4771.84 | 174.1434 | 4945.9834 | 328.1283 | 4617.8552 | 0 | 4617.8552 | 153.9848 | 4771.84 | 174.1434 | 4945.9834 | 328.1283 | 0
2010-03-02 | 24:00 | 4361.8078 | 137.3822 | 4499.19 | 166.5104 | 4665.7004 | 303.8926 | 4361.8078 | 0 | 4361.8078 | 137.3822 | 4499.19 | 166.5104 | 4665.7004 | 303.8926 | 0
2010-03-02 | 1:00 | 4251.8379 | 130.5421 | 4382.38 | 163.1543 | 4545.5343 | 293.6965 | 4251.8379 | 0 | 4251.8379 | 130.5421 | 4382.38 | 163.1543 | 4545.5343 | 293.6965 | 0
2010-03-02 | 2:00 | 4234.6134 | 129.4866 | 4364.1 | 162.6245 | 4526.7245 | 292.1111 | 4234.6134 | 0 | 4234.6134 | 129.4866 | 4364.1 | 162.6245 | 4526.7245 | 292.1111 | 0
2010-03-02 | 3:00 | 4120.7153 | 122.6147 | 4243.33 | 159.0921 | 4402.4221 | 281.7068 | 4120.7153 | 0 | 4120.7153 | 122.6147 | 4243.33 | 159.0921 | 4402.4221 | 281.7068 | 0
2010-03-02 | 4:00 | 4115.6184 | 122.3116 | 4237.93 | 158.9328 | 4396.8628 | 281.2444 | 4115.6184 | 0 | 4115.6184 | 122.3116 | 4237.93 | 158.9328 | 4396.8628 | 281.2444 | 0
2010-03-02 | 5:00 | 4186.6406 | 126.5694 | 4313.21 | 161.1427 | 4474.3527 | 287.7121 | 4186.6406 | 0 | 4186.6406 | 126.5694 | 4313.21 | 161.1427 | 4474.3527 | 287.7121 | 0
2010-03-02 | 6:00 | 4354.5073 | 136.9227 | 4491.43 | 166.2891 | 4657.7191 | 303.2118 | 4354.5073 | 0 | 4354.5073 | 136.9227 | 4491.43 | 166.2891 | 4657.7191 | 303.2118 | 0
2010-03-02 | 7:00 | 4486.7825 | 145.3675 | 4632.15 | 170.2678 | 4802.4178 | 315.6353 | 4486.7825 | 0.00037268 | 4486.7821 | 145.3675 | 4632.1496 | 170.2678 | 4802.4174 | 315.6353 | 3.5263e-05
2010-03-02 | 8:00 | 4627.0138 | 154.5962 | 4781.61 | 174.4117 | 4956.0217 | 329.008 | 4627.0138 | 5.595 | 4621.4188 | 154.2226 | 4775.6413 | 174.2479 | 4949.8892 | 328.4704 | 0.53752
2010-03-02 | 9:00 | 4750.7919 | 162.9781 | 4913.77 | 178.0057 | 5091.7757 | 340.9838 | 4750.7919 | 18.9154 | 4731.8765 | 161.6829 | 4893.5594 | 177.4604 | 5071.0198 | 339.1433 | 1.8405
2010-03-02 | 10:00 | 4742.4347 | 162.4053 | 4904.84 | 177.7649 | 5082.6049 | 340.1702 | 4742.4347 | 28.5165 | 4713.9183 | 160.458 | 4874.3763 | 176.9413 | 5051.3176 | 337.3993 | 2.7708
2010-03-02 | 11:00 | 4760.4299 | 163.6401 | 4924.07 | 178.283 | 5102.353 | 341.9231 | 4760.4299 | 33.0743 | 4727.3556 | 161.3741 | 4888.7297 | 177.3298 | 5066.0595 | 338.7039 | 3.2192
2010-03-02 | 12:00 | 4735.7615 | 161.9485 | 4897.71 | 177.5725 | 5075.2825 | 339.521 | 4735.7615 | 30.7356 | 4705.0259 | 159.8532 | 4864.8791 | 176.6838 | 5041.5629 | 336.5371 | 2.9839
2010-03-02 | 13:00 | 4669.3329 | 157.4371 | 4826.77 | 175.6472 | 5002.4172 | 333.0843 | 4669.3329 | 44.3364 | 4624.9965 | 154.4615 | 4779.458 | 174.3527 | 4953.8106 | 328.8141 | 4.2702
2010-03-02 | 14:00 | 4575.8723 | 151.1977 | 4727.07 | 172.9093 | 4899.9793 | 324.107 | 4575.8723 | 40.6551 | 4535.2172 | 148.5229 | 4683.7401 | 171.7077 | 4855.4478 | 320.2307 | 3.8764
2010-03-02 | 15:00 | 4513.0645 | 147.0755 | 4660.14 | 171.0503 | 4831.1903 | 318.1258 | 4513.0645 | 38.5786 | 4474.4859 | 144.5718 | 4619.0577 | 169.9008 | 4788.9585 | 314.4726 | 3.6532
2010-03-02 | 16:00 | 4528.328 | 148.072 | 4676.4 | 171.5035 | 4847.9035 | 319.5755 | 4528.328 | 29.3004 | 4499.0276 | 146.1621 | 4645.1897 | 170.6327 | 4815.8224 | 316.7948 | 2.7808
2010-03-02 | 17:00 | 4611.5832 | 153.5668 | 4765.15 | 173.9595 | 4939.1095 | 327.5263 | 4611.5832 | 17.4964 | 4594.0867 | 152.4038 | 4746.4905 | 173.4456 | 4919.9361 | 325.8494 | 1.677
2010-03-02 | 18:00 | 4747.5446 | 162.7554 | 4910.3 | 177.9122 | 5088.2122 | 340.6676 | 4747.5446 | 3.6335 | 4743.9111 | 162.5064 | 4906.4174 | 177.8075 | 5084.2249 | 340.3139 | 0.35373
2010-03-02 | 19:00 | 4985.9296 | 179.5104 | 5165.44 | 184.6671 | 5350.1071 | 364.1775 | 4985.9296 | 0 | 4985.9296 | 179.5104 | 5165.44 | 184.6671 | 5350.1071 | 364.1775 | 0
2010-03-02 | 20:00 | 4965.8524 | 178.0676 | 5143.92 | 184.1069 | 5328.0269 | 362.1745 | 4965.8524 | 0 | 4965.8524 | 178.0676 | 5143.92 | 184.1069 | 5328.0269 | 362.1745 | 0
2010-03-02 | 21:00 | 4862.591 | 170.739 | 5033.33 | 181.2002 | 5214.5302 | 351.9392 | 4862.591 | 0 | 4862.591 | 170.739 | 5033.33 | 181.2002 | 5214.5302 | 351.9392 | 0
2010-03-02 | 22:00 | 4756.0602 | 163.3398 | 4919.4 | 178.1573 | 5097.5573 | 341.4971 | 4756.0602 | 0 | 4756.0602 | 163.3398 | 4919.4 | 178.1573 | 5097.5573 | 341.4971 | 0
2010-03-02 | 23:00 | 4625.064 | 154.466 | 4779.53 | 174.3546 | 4953.8846 | 328.8206 | 4625.064 | 0 | 4625.064 | 154.466 | 4779.53 | 174.3546 | 4953.8846 | 328.8206 | 0
2010-03-03 | 24:00 | 4451.6783 | 143.1017 | 4594.78 | 169.2185 | 4763.9985 | 312.3202 | 4451.6783 | 0 | 4451.6783 | 143.1017 | 4594.78 | 169.2185 | 4763.9985 | 312.3202 | 0
2010-03-03 | 1:00 | 4283.9016 | 132.5184 | 4416.42 | 164.1377 | 4580.5577 | 296.6561 | 4283.9016 | 0 | 4283.9016 | 132.5184 | 4416.42 | 164.1377 | 4580.5577 | 296.6561 | 0
2010-03-03 | 2:00 | 4214.8493 | 128.2807 | 4343.13 | 162.0151 | 4505.1451 | 290.2958 | 4214.8493 | 0 | 4214.8493 | 128.2807 | 4343.13 | 162.0151 | 4505.1451 | 290.2958 | 0
2010-03-03 | 3:00 | 4178.87 | 126.1 | 4304.97 | 160.9019 | 4465.8719 | 287.0019 | 4178.87 | 0 | 4178.87 | 126.1 | 4304.97 | 160.9019 | 4465.8719 | 287.0019 | 0
2010-03-03 | 4:00 | 4153.7231 | 124.5869 | 4278.31 | 160.1209 | 4438.4309 | 284.7078 | 4153.7231 | 0 | 4153.7231 | 124.5869 | 4278.31 | 160.1209 | 4438.4309 | 284.7078 | 0
2010-03-03 | 5:00 | 4221.8903 | 128.7097 | 4350.6 | 162.2324 | 4512.8324 | 290.942 | 4221.8903 | 0 | 4221.8903 | 128.7097 | 4350.6 | 162.2324 | 4512.8324 | 290.942 | 0
2010-03-03 | 6:00 | 4332.1403 | 135.5197 | 4467.66 | 165.6096 | 4633.2696 | 301.1293 | 4332.1403 | 0 | 4332.1403 | 135.5197 | 4467.66 | 165.6096 | 4633.2696 | 301.1293 | 0
2010-03-03 | 7:00 | 4549.0778 | 149.4322 | 4698.51 | 172.1181 | 4870.6281 | 321.5503 | 4549.0778 | 0.003247 | 4549.0746 | 149.4319 | 4698.5065 | 172.118 | 4870.6246 | 321.55 | 0.00030937
2010-03-03 | 8:00 | 4591.2635 | 152.2165 | 4743.48 | 173.3626 | 4916.8426 | 325.5791 | 4591.2635 | 5.7933 | 4585.4701 | 151.8326 | 4737.3028 | 173.1921 | 4910.4948 | 325.0247 | 0.55438
2010-03-03 | 9:00 | 4680.8269 | 158.2131 | 4839.04 | 175.9816 | 5015.0216 | 334.1947 | 4680.8269 | 20.2931 | 4660.5338 | 156.8443 | 4817.3781 | 175.3909 | 4992.769 | 332.2352 | 1.9595
2010-03-03 | 10:00 | 4781.1522 | 165.0678 | 4946.22 | 178.878 | 5125.098 | 343.9459 | 4781.1522 | 29.7897 | 4751.3624 | 163.0173 | 4914.3797 | 178.0221 | 5092.4019 | 341.0394 | 2.9065
2010-03-03 | 11:00 | 4807.7411 | 166.9089 | 4974.65 | 179.6391 | 5154.2891 | 346.548 | 4807.7411 | 20.8094 | 4786.9317 | 165.4672 | 4952.3989 | 179.0437 | 5131.4426 | 344.5109 | 2.0371
2010-03-03 | 12:00 | 4826.5805 | 168.2195 | 4994.8 | 180.1766 | 5174.9766 | 348.3961 | 4826.5805 | 39.5419 | 4787.0385 | 165.4745 | 4952.5131 | 179.0468 | 5131.5598 | 344.5213 | 3.8748
2010-03-03 | 13:00 | 4774.5479 | 164.6121 | 4939.16 | 178.6886 | 5117.8486 | 343.3007 | 4774.5479 | 42.8973 | 4731.6506 | 161.6675 | 4893.3181 | 177.4538 | 5070.7719 | 339.1213 | 4.1794
2010-03-03 | 14:00 | 4753.9173 | 163.1927 | 4917.11 | 178.0957 | 5095.2057 | 341.2883 | 4753.9173 | 42.4292 | 4711.4881 | 160.2926 | 4871.7807 | 176.871 | 5048.6517 | 337.1636 | 4.1247
2010-03-03 | 15:00 | 4734.8723 | 161.8877 | 4896.76 | 177.5468 | 5074.3068 | 339.4345 | 4734.8723 | 37.8759 | 4696.9964 | 159.3081 | 4856.3044 | 176.4511 | 5032.7555 | 335.7592 | 3.6754
2010-03-03 | 16:00 | 4760.0089 | 163.6111 | 4923.62 | 178.2709 | 5101.8909 | 341.882 | 4760.0089 | 29.8759 | 4730.133 | 161.5638 | 4891.6968 | 177.41 | 5069.1068 | 338.9738 | 2.9082
2010-03-03 | 17:00 | 4858.1712 | 170.4288 | 5028.6 | 181.0748 | 5209.6748 | 351.5036 | 4858.1712 | 17.4963 | 4840.6749 | 169.2034 | 5009.8783 | 180.5778 | 5190.4561 | 349.7813 | 1.7223
2010-03-03 | 18:00 | 5073.6291 | 185.8809 | 5259.51 | 187.0956 | 5446.6056 | 372.9765 | 5073.6291 | 3.8281 | 5069.801 | 185.6005 | 5255.4015 | 186.9903 | 5442.3918 | 372.5908 | 0.38576
2010-03-03 | 19:00 | 5346.7388 | 206.4312 | 5553.17 | 194.4617 | 5747.6317 | 400.8929 | 5346.7388 | 0 | 5346.7388 | 206.4312 | 5553.17 | 194.4617 | 5747.6317 | 400.8929 | 0
2010-03-03 | 20:00 | 5370.6206 | 208.2794 | 5578.9 | 195.0916 | 5773.9916 | 403.3709 | 5370.6206 | 0 | 5370.6206 | 208.2794 | 5578.9 | 195.0916 | 5773.9916 | 403.3709 | 0
2010-03-03 | 21:00 | 5219.7483 | 196.7417 | 5416.49 | 191.0738 | 5607.5638 | 387.8155 | 5219.7483 | 0 | 5219.7483 | 196.7417 | 5416.49 | 191.0738 | 5607.5638 | 387.8155 | 0
2010-03-03 | 22:00 | 5066.6315 | 185.3685 | 5252 | 186.903 | 5438.903 | 372.2715 | 5066.6315 | 0 | 5066.6315 | 185.3685 | 5252 | 186.903 | 5438.903 | 372.2715 | 0
2010-03-03 | 23:00 | 4784.5944 | 165.3056 | 4949.9 | 178.9767 | 5128.8767 | 344.2823 | 4784.5944 | 0 | 4784.5944 | 165.3056 | 4949.9 | 178.9767 | 5128.8767 | 344.2823 | 0
2010-03-04 | 24:00 | 4572.6549 | 150.9851 | 4723.64 | 172.8145 | 4896.4545 | 323.7996 | 4572.6549 | 0 | 4572.6549 | 150.9851 | 4723.64 | 172.8145 | 4896.4545 | 323.7996 | 0
2010-03-04 | 1:00 | 4477.2589 | 144.7511 | 4622.01 | 169.9836 | 4791.9936 | 314.7347 | 4477.2589 | 0 | 4477.2589 | 144.7511 | 4622.01 | 169.9836 | 4791.9936 | 314.7347 | 0
2010-03-04 | 2:00 | 4430.5062 | 141.7438 | 4572.25 | 168.5833 | 4740.8333 | 310.3271 | 4430.5062 | 0 | 4430.5062 | 141.7438 | 4572.25 | 168.5833 | 4740.8333 | 310.3271 | 0
2010-03-04 | 3:00 | 4431.4743 | 141.8057 | 4573.28 | 168.6124 | 4741.8924 | 310.4182 | 4431.4743 | 0 | 4431.4743 | 141.8057 | 4573.28 | 168.6124 | 4741.8924 | 310.4182 | 0
2010-03-04 | 4:00 | 4461.13 | 143.71 | 4604.84 | 169.5015 | 4774.3415 | 313.2115 | 4461.13 | 0 | 4461.13 | 143.71 | 4604.84 | 169.5015 | 4774.3415 | 313.2115 | 0
2010-03-04 | 5:00 | 4567.8331 | 150.6669 | 4718.5 | 172.6722 | 4891.1722 | 323.3391 | 4567.8331 | 0 | 4567.8331 | 150.6669 | 4718.5 | 172.6722 | 4891.1722 | 323.3391 | 0
2010-03-04 | 6:00 | 4887.4787 | 172.4913 | 5059.97 | 181.9046 | 5241.8746 | 354.3958 | 4887.4787 | 0 | 4887.4787 | 172.4913 | 5059.97 | 181.9046 | 5241.8746 | 354.3958 | 0
2010-03-04 | 7:00 | 5403.4468 | 210.8332 | 5614.28 | 195.9536 | 5810.2336 | 406.7868 | 5403.4468 | 0.0053102 | 5403.4414 | 210.8328 | 5614.2743 | 195.9534 | 5810.2277 | 406.7863 | 0.00055349
2010-03-04 | 8:00 | 5603.0803 | 226.6997 | 5829.78 | 201.1021 | 6030.8821 | 427.8018 | 5603.0803 | 6.2447 | 5596.8355 | 226.1947 | 5823.0302 | 200.9435 | 6023.9737 | 427.1382 | 0.66364
2010-03-04 | 9:00 | 5616.845 | 227.815 | 5844.66 | 201.4511 | 6046.1111 | 429.2661 | 5616.845 | 19.3586 | 5597.4865 | 226.2473 | 5823.7338 | 200.96 | 6024.6938 | 427.2074 | 2.0587
2010-03-04 | 10:00 | 5613.4966 | 227.5434 | 5841.04 | 201.3663 | 6042.4063 | 428.9097 | 5613.4966 | 28.9432 | 5584.5534 | 225.203 | 5809.7564 | 200.6311 | 6010.3875 | 425.8341 | 3.0756
2010-03-04 | 11:00 | 5581.9008 | 224.9892 | 5806.89 | 200.5636 | 6007.4536 | 425.5527 | 5581.9008 | 32.6724 | 5549.2285 | 222.363 | 5771.5915 | 199.7292 | 5971.3207 | 422.0922 | 3.4605
2010-03-04 | 12:00 | 5556.7072 | 222.9628 | 5779.67 | 199.9206 | 5979.5906 | 422.8834 | 5556.7072 | 33.752 | 5522.9552 | 220.2624 | 5743.2177 | 199.0551 | 5942.2728 | 419.3175 | 3.5658
2010-03-04 | 13:00 | 5499.2911 | 218.3789 | 5717.67 | 198.4456 | 5916.1156 | 416.8245 | 5499.2911 | 43.1334 | 5456.1577 | 214.9667 | 5671.1243 | 197.3287 | 5868.453 | 412.2954 | 4.5291
2010-03-04 | 14:00 | 5440.8387 | 213.7613 | 5654.6 | 196.9302 | 5851.5302 | 410.6915 | 5440.8387 | 42.5353 | 5398.3034 | 210.4321 | 5608.7355 | 195.8188 | 5804.5543 | 406.2509 | 4.4406
2010-03-04 | 15:00 | 5386.4417 | 209.5083 | 5595.95 | 195.5076 | 5791.4576 | 405.0159 | 5386.4417 | 38.6131 | 5347.8286 | 206.5153 | 5554.3439 | 194.4905 | 5748.8344 | 401.0058 | 4.0101
2010-03-04 | 16:00 | 5391.1456 | 209.8744 | 5601.02 | 195.6311 | 5796.6511 | 405.5055 | 5391.1456 | 30.2094 | 5360.9362 | 207.5289 | 5568.4651 | 194.8364 | 5763.3015 | 402.3653 | 3.1401
2010-03-04 | 17:00 | 5454.7076 | 214.8524 | 5669.56 | 197.291 | 5866.851 | 412.1435 | 5454.7076 | 17.9382 | 5436.7694 | 213.4416 | 5650.211 | 196.8242 | 5847.0352 | 410.2659 | 1.8776
2010-03-04 | 18:00 | 5553.3838 | 222.6962 | 5776.08 | 199.8356 | 5975.9156 | 422.5317 | 5553.3838 | 3.9362 | 5549.4476 | 222.3806 | 5771.8282 | 199.7348 | 5971.563 | 422.1154 | 0.41633
2010-03-04 | 19:00 | 5729.3846 | 237.0354 | 5966.42 | 204.2757 | 6170.6957 | 441.3111 | 5729.3846 | 0 | 5729.3846 | 237.0354 | 5966.42 | 204.2757 | 6170.6957 | 441.3111 | 0
2010-03-04 | 20:00 | 5658.0965 | 231.1735 | 5889.27 | 202.4925 | 6091.7625 | 433.666 | 5658.0965 | 0 | 5658.0965 | 231.1735 | 5889.27 | 202.4925 | 6091.7625 | 433.666 | 0
2010-03-04 | 21:00 | 5495.6779 | 218.0921 | 5713.77 | 198.3523 | 5912.1223 | 416.4444 | 5495.6779 | 0 | 5495.6779 | 218.0921 | 5713.77 | 198.3523 | 5912.1223 | 416.4444 | 0
2010-03-04 | 22:00 | 5266.6284 | 200.2916 | 5466.92 | 192.332 | 5659.252 | 392.6236 | 5266.6284 | 0 | 5266.6284 | 200.2916 | 5466.92 | 192.332 | 5659.252 | 392.6236 | 0
2010-03-04 | 23:00 | 4973.1487 | 178.5913 | 5151.74 | 184.3107 | 5336.0507 | 362.9019 | 4973.1487 | 0 | 4973.1487 | 178.5913 | 5151.74 | 184.3107 | 5336.0507 | 362.9019 | 0
2010-03-05 | 24:00 | 4698.5467 | 159.4133 | 4857.96 | 176.496 | 5034.456 | 335.9093 | 4698.5467 | 0 | 4698.5467 | 159.4133 | 4857.96 | 176.496 | 5034.456 | 335.9093 | 0
2010-03-05 | 1:00 | 4529.7452 | 148.1648 | 4677.91 | 171.5455 | 4849.4555 | 319.7103 | 4529.7452 | 0 | 4529.7452 | 148.1648 | 4677.91 | 171.5455 | 4849.4555 | 319.7103 | 0
2010-03-05 | 2:00 | 4430.2149 | 141.7251 | 4571.94 | 168.5746 | 4740.5146 | 310.2997 | 4430.2149 | 0 | 4430.2149 | 141.7251 | 4571.94 | 168.5746 | 4740.5146 | 310.2997 | 0
2010-03-05 | 3:00 | 4423.5321 | 141.2979 | 4564.83 | 168.3737 | 4733.2037 | 309.6716 | 4423.5321 | 0 | 4423.5321 | 141.2979 | 4564.83 | 168.3737 | 4733.2037 | 309.6716 | 0
2010-03-05 | 4:00 | 4418.381 | 140.969 | 4559.35 | 168.2188 | 4727.5688 | 309.1878 | 4418.381 | 0 | 4418.381 | 140.969 | 4559.35 | 168.2188 | 4727.5688 | 309.1878 | 0
2010-03-05 | 5:00 | 4544.7519 | 149.1481 | 4693.9 | 171.9901 | 4865.8901 | 321.1382 | 4544.7519 | 0 | 4544.7519 | 149.1481 | 4693.9 | 171.9901 | 4865.8901 | 321.1382 | 0
2010-03-05 | 6:00 | 4840.5176 | 169.1924 | 5009.71 | 180.5733 | 5190.2833 | 349.7658 | 4840.5176 | 0 | 4840.5176 | 169.1924 | 5009.71 | 180.5733 | 5190.2833 | 349.7658 | 0
2010-03-05 | 7:00 | 5266.6563 | 200.2937 | 5466.95 | 192.3328 | 5659.2828 | 392.6265 | 5266.6563 | 0.0092675 | 5266.647 | 200.293 | 5466.94 | 192.3325 | 5659.2725 | 392.6255 | 0.00095275
2010-03-05 | 8:00 | 5500.6251 | 218.4849 | 5719.11 | 198.48 | 5917.59 | 416.9649 | 5500.6251 | 6.5708 | 5494.0542 | 217.9632 | 5712.0175 | 198.3104 | 5910.3278 | 416.2736 | 0.6913
2010-03-05 | 9:00 | 5501.57 | 218.56 | 5720.13 | 198.5044 | 5918.6344 | 417.0643 | 5501.57 | 20.7892 | 5480.7808 | 216.9113 | 5697.6921 | 197.9672 | 5895.6593 | 414.8785 | 2.1858
2010-03-05 | 10:00 | 5400.3206 | 210.5894 | 5610.91 | 195.8717 | 5806.7817 | 406.461 | 5400.3206 | 31.5317 | 5368.7889 | 208.1373 | 5576.9263 | 195.0433 | 5771.9696 | 403.1807 | 3.2804
2010-03-05 | 11:00 | 5385.9035 | 209.4665 | 5595.37 | 195.4934 | 5790.8634 | 404.9599 | 5385.9035 | 36.3915 | 5349.5121 | 206.6454 | 5556.1575 | 194.5349 | 5750.6924 | 401.1803 | 3.7796
2010-03-05 | 12:00 | 5398.9941 | 210.4859 | 5609.48 | 195.8369 | 5805.3169 | 406.3228 | 5398.9941 | 37.9177 | 5361.0763 | 207.5398 | 5568.6161 | 194.8401 | 5763.4562 | 402.3799 | 3.943
2010-03-05 | 13:00 | 5341.7443 | 206.0457 | 5547.79 | 194.3297 | 5742.1197 | 400.3754 | 5341.7443 | 46.7748 | 5294.9696 | 202.453 | 5497.4226 | 193.0884 | 5690.511 | 395.5414 | 4.8339
2010-03-05 | 14:00 | 5278.8572 | 201.2228 | 5480.08 | 192.6588 | 5672.7388 | 393.8816 | 5278.8572 | 45.0004 | 5233.8568 | 197.8067 | 5431.6635 | 191.4534 | 5623.1169 | 389.2601 | 4.6215
2010-03-05 | 15:00 | 5261.4984 | 199.9016 | 5461.4 | 192.1948 | 5653.5948 | 392.0963 | 5261.4984 | 38.802 | 5222.6964 | 196.964 | 5419.6605 | 191.1532 | 5610.8136 | 388.1172 | 3.9791
2010-03-05 | 16:00 | 5222.1381 | 196.9219 | 5419.06 | 191.1381 | 5610.1981 | 388.0601 | 5222.1381 | 29.6839 | 5192.4542 | 194.6896 | 5387.1438 | 190.3372 | 5577.4809 | 385.0268 | 3.0333
2010-03-05 | 17:00 | 5309.1139 | 203.5361 | 5512.65 | 193.4647 | 5706.1147 | 397.0008 | 5309.1139 | 18.0669 | 5291.047 | 202.1532 | 5493.2002 | 192.9839 | 5686.1841 | 395.1371 | 1.8637
2010-03-05 | 18:00 | 5388.2231 | 209.6469 | 5597.87 | 195.5543 | 5793.4243 | 405.2013 | 5388.2231 | 3.8265 | 5384.3966 | 209.3493 | 5593.7459 | 195.4539 | 5789.1997 | 404.8031 | 0.39815
2010-03-05 | 19:00 | 5578.7174 | 224.7326 | 5803.45 | 200.4824 | 6003.9324 | 425.215 | 5578.7174 | 0 | 5578.7174 | 224.7326 | 5803.45 | 200.4824 | 6003.9324 | 425.215 | 0
2010-03-05 | 20:00 | 5598.4359 | 226.3241 | 5824.76 | 200.9842 | 6025.7442 | 427.3082 | 5598.4359 | 0 | 5598.4359 | 226.3241 | 5824.76 | 200.9842 | 6025.7442 | 427.3082 | 0
2010-03-05 | 21:00 | 5459.3145 | 215.2155 | 5674.53 | 197.4107 | 5871.9407 | 412.6262 | 5459.3145 | 0 | 5459.3145 | 215.2155 | 5674.53 | 197.4107 | 5871.9407 | 412.6262 | 0
2010-03-05 | 22:00 | 5244.5725 | 198.6175 | 5443.19 | 191.7412 | 5634.9312 | 390.3587 | 5244.5725 | 0 | 5244.5725 | 198.6175 | 5443.19 | 191.7412 | 5634.9312 | 390.3587 | 0
2010-03-05 | 23:00 | 4857.4891 | 170.3809 | 5027.87 | 181.0555 | 5208.9255 | 351.4364 | 4857.4891 | 0 | 4857.4891 | 170.3809 | 5027.87 | 181.0555 | 5208.9255 | 351.4364 | 0
2010-03-06 | 24:00 | 4631.4567 | 154.8933 | 4786.35 | 174.5418 | 4960.8918 | 329.435 | 4631.4567 | 0 | 4631.4567 | 154.8933 | 4786.35 | 174.5418 | 4960.8918 | 329.435 | 0
2010-03-06 | 1:00 | 4487.1769 | 145.3931 | 4632.57 | 170.2796 | 4802.8496 | 315.6726 | 4487.1769 | 0 | 4487.1769 | 145.3931 | 4632.57 | 170.2796 | 4802.8496 | 315.6726 | 0
2010-03-06 | 2:00 | 4412.3458 | 140.5842 | 4552.93 | 168.0371 | 4720.9671 | 308.6213 | 4412.3458 | 0 | 4412.3458 | 140.5842 | 4552.93 | 168.0371 | 4720.9671 | 308.6213 | 0
2010-03-06 | 3:00 | 4326.8699 | 135.1901 | 4462.06 | 165.4492 | 4627.5092 | 300.6394 | 4326.8699 | 0 | 4326.8699 | 135.1901 | 4462.06 | 165.4492 | 4627.5092 | 300.6394 | 0
2010-03-06 | 4:00 | 4306.8669 | 133.9431 | 4440.81 | 164.8396 | 4605.6496 | 298.7826 | 4306.8669 | 0 | 4306.8669 | 133.9431 | 4440.81 | 164.8396 | 4605.6496 | 298.7826 | 0
2010-03-06 | 5:00 | 4464.8408 | 143.9492 | 4608.79 | 169.6125 | 4778.4025 | 313.5617 | 4464.8408 | 0 | 4464.8408 | 143.9492 | 4608.79 | 169.6125 | 4778.4025 | 313.5617 | 0
2010-03-06 | 6:00 | 4771.3765 | 164.3935 | 4935.77 | 178.5976 | 5114.3676 | 342.9911 | 4771.3765 | 0 | 4771.3765 | 164.3935 | 4935.77 | 178.5976 | 5114.3676 | 342.9911 | 0
2010-03-06 | 7:00 | 5231.5013 | 197.6287 | 5429.13 | 191.3901 | 5620.5201 | 389.0188 | 5231.5013 | 0.010742 | 5231.4906 | 197.6279 | 5429.1184 | 191.3898 | 5620.5082 | 389.0177 | 0.0011004
2010-03-06 | 8:00 | 5388.8447 | 209.6953 | 5598.54 | 195.5707 | 5794.1107 | 405.266 | 5388.8447 | 6.701 | 5382.1437 | 209.1741 | 5591.3178 | 195.3947 | 5786.7124 | 404.5688 | 0.6972
2010-03-06 | 9:00 | 5380.4755 | 209.0445 | 5589.52 | 195.3508 | 5784.8708 | 404.3953 | 5380.4755 | 20.8119 | 5359.6636 | 207.4304 | 5567.094 | 194.8029 | 5761.8969 | 402.2333 | 2.162
2010-03-06 | 10:00 | 5340.426 | 205.944 | 5546.37 | 194.2948 | 5740.6648 | 400.2388 | 5340.426 | 27.099 | 5313.327 | 203.8593 | 5517.1863 | 193.5766 | 5710.7629 | 397.4359 | 2.8029
2010-03-06 | 11:00 | 5280.7898 | 201.3702 | 5482.16 | 192.7104 | 5674.8704 | 394.0805 | 5280.7898 | 33.5538 | 5247.2361 | 198.8193 | 5446.0554 | 191.8126 | 5637.868 | 390.6319 | 3.4486
2010-03-06 | 12:00 | 5198.4319 | 195.1381 | 5393.57 | 190.4988 | 5584.0688 | 385.6369 | 5198.4319 | 41.445 | 5156.9869 | 192.039 | 5349.0259 | 189.3755 | 5538.4014 | 381.4145 | 4.2223
2010-03-06 | 13:00 | 5153.1748 | 191.7552 | 5344.93 | 189.2719 | 5534.2019 | 381.0271 | 5153.1748 | 45.822 | 5107.3528 | 188.3602 | 5295.713 | 188.0214 | 5483.7343 | 376.3815 | 4.6455
2010-03-06 | 14:00 | 5105.3198 | 188.2102 | 5293.53 | 187.9657 | 5481.4957 | 376.1759 | 5105.3198 | 40.9419 | 5064.3778 | 185.2037 | 5249.5815 | 186.8409 | 5436.4224 | 372.0446 | 4.1313
2010-03-06 | 15:00 | 5037.376 | 183.234 | 5220.61 | 186.0955 | 5406.7055 | 369.3295 | 5037.376 | 38.6033 | 4998.7727 | 180.4364 | 5179.2091 | 185.0247 | 5364.2337 | 365.4611 | 3.8684
2010-03-06 | 16:00 | 5030.0021 | 182.6979 | 5212.7 | 185.8914 | 5398.5914 | 368.5893 | 5030.0021 | 28.6368 | 5001.3653 | 180.6236 | 5181.9889 | 185.0968 | 5367.0856 | 365.7204 | 2.8689
2010-03-06 | 17:00 | 5103.6433 | 188.0867 | 5291.73 | 187.9197 | 5479.6497 | 376.0064 | 5103.6433 | 3.041 | 5100.6024 | 187.8626 | 5288.4649 | 187.8364 | 5476.3014 | 375.699 | 0.30741
2010-03-06 | 18:00 | 5253.9794 | 199.3306 | 5453.31 | 191.9934 | 5645.3034 | 391.324 | 5253.9794 | 1.3406 | 5252.6387 | 199.2289 | 5451.8677 | 191.9575 | 5643.8251 | 391.1864 | 0.13764
2010-03-06 | 19:00 | 5469.4172 | 216.0128 | 5685.43 | 197.6728 | 5883.1028 | 413.6856 | 5469.4172 | 0 | 5469.4172 | 216.0128 | 5685.43 | 197.6728 | 5883.1028 | 413.6856 | 0
2010-03-06 | 20:00 | 5450.6009 | 214.5291 | 5665.13 | 197.1843 | 5862.3143 | 411.7133 | 5450.6009 | 0 | 5450.6009 | 214.5291 | 5665.13 | 197.1843 | 5862.3143 | 411.7133 | 0
2010-03-06 | 21:00 | 5379.4084 | 208.9616 | 5588.37 | 195.3228 | 5783.6928 | 404.2843 | 5379.4084 | 0 | 5379.4084 | 208.9616 | 5588.37 | 195.3228 | 5783.6928 | 404.2843 | 0
2010-03-06 | 22:00 | 5166.8833 | 192.7767 | 5359.66 | 189.6444 | 5549.3044 | 382.4211 | 5166.8833 | 0 | 5166.8833 | 192.7767 | 5359.66 | 189.6444 | 5549.3044 | 382.4211 | 0
2010-03-06 | 23:00 | 4847.6113 | 169.6887 | 5017.3 | 180.775 | 5198.075 | 350.4637 | 4847.6113 | 0 | 4847.6113 | 169.6887 | 5017.3 | 180.775 | 5198.075 | 350.4637 | 0
2010-03-07 | 24:00 | 4583.0196 | 151.6704 | 4734.69 | 173.1199 | 4907.8099 | 324.7903 | 4583.0196 | 0 | 4583.0196 | 151.6704 | 4734.69 | 173.1199 | 4907.8099 | 324.7903 | 0
2010-03-07 | 1:00 | 4433.5043 | 141.9357 | 4575.44 | 168.6734 | 4744.1134 | 310.6091 | 4433.5043 | 0 | 4433.5043 | 141.9357 | 4575.44 | 168.6734 | 4744.1134 | 310.6091 | 0
2010-03-07 | 2:00 | 4411.6502 | 140.5398 | 4552.19 | 168.0162 | 4720.2062 | 308.556 | 4411.6502 | 0 | 4411.6502 | 140.5398 | 4552.19 | 168.0162 | 4720.2062 | 308.556 | 0
2010-03-07 | 3:00 | 4378.9179 | 138.4621 | 4517.38 | 167.0284 | 4684.4084 | 305.4905 | 4378.9179 | 0 | 4378.9179 | 138.4621 | 4517.38 | 167.0284 | 4684.4084 | 305.4905 | 0
2010-03-07 | 4:00 | 4366.8124 | 137.6976 | 4504.51 | 166.6621 | 4671.1721 | 304.3597 | 4366.8124 | 0 | 4366.8124 | 137.6976 | 4504.51 | 166.6621 | 4671.1721 | 304.3597 | 0
2010-03-07 | 5:00 | 4525.5308 | 147.8892 | 4673.42 | 171.4205 | 4844.8405 | 319.3097 | 4525.5308 | 0 | 4525.5308 | 147.8892 | 4673.42 | 171.4205 | 4844.8405 | 319.3097 | 0
2010-03-07 | 6:00 | 4762.61 | 163.79 | 4926.4 | 178.3457 | 5104.7457 | 342.1357 | 4762.61 | 0 | 4762.61 | 163.79 | 4926.4 | 178.3457 | 5104.7457 | 342.1357 | 0
2010-03-07 | 7:00 | 5205.073 | 195.637 | 5400.71 | 190.6781 | 5591.3881 | 386.3151 | 5205.073 | 0.0040484 | 5205.069 | 195.6367 | 5400.7056 | 190.678 | 5591.3836 | 386.3147 | 0.0004136
2010-03-07 | 8:00 | 5471.0113 | 216.1387 | 5687.15 | 197.7142 | 5884.8642 | 413.8529 | 5471.0113 | 5.951 | 5465.0603 | 215.6688 | 5680.729 | 197.5598 | 5878.2889 | 413.2286 | 0.62427
2010-03-07 | 9:00 | 5474.9314 | 216.4486 | 5691.38 | 197.8157 | 5889.1957 | 414.2643 | 5474.9314 | 2.5453 | 5472.3861 | 216.2474 | 5688.6335 | 197.7498 | 5886.3832 | 413.9971 | 0.26716
2010-03-07 | 10:00 | 5388.8354 | 209.6946 | 5598.53 | 195.5704 | 5794.1004 | 405.265 | 5388.8354 | 2.8149 | 5386.0205 | 209.4756 | 5595.4961 | 195.4965 | 5790.9926 | 404.9721 | 0.29293
2010-03-07 | 11:00 | 5342.0321 | 206.0679 | 5548.1 | 194.3373 | 5742.4373 | 400.4052 | 5342.0321 | 21.5139 | 5320.5182 | 204.4114 | 5524.9297 | 193.7675 | 5718.6971 | 398.1789 | 2.2262
2010-03-07 | 12:00 | 5287.6744 | 201.8956 | 5489.57 | 192.894 | 5682.464 | 394.7896 | 5287.6744 | 43.0724 | 5244.602 | 198.6197 | 5443.2217 | 191.7419 | 5634.9637 | 390.3617 | 4.4279
2010-03-07 | 13:00 | 5193.4646 | 194.7654 | 5388.23 | 190.3645 | 5578.5945 | 385.1299 | 5193.4646 | 42.7724 | 5150.6922 | 191.5705 | 5342.2627 | 189.2043 | 5531.467 | 380.7748 | 4.3551
2010-03-07 | 14:00 | 5152.877 | 191.733 | 5344.61 | 189.2638 | 5533.8738 | 380.9968 | 5152.877 | 36.2351 | 5116.6419 | 189.046 | 5305.6878 | 188.2755 | 5493.9633 | 377.3215 | 3.6753
2010-03-07 | 15:00 | 5053.5103 | 184.4097 | 5237.92 | 186.5412 | 5424.4612 | 370.9509 | 5053.5103 | 32.9289 | 5020.5814 | 182.0142 | 5202.5957 | 185.6303 | 5388.226 | 367.6446 | 3.3063
2010-03-07 | 16:00 | 5151.667 | 191.643 | 5343.31 | 189.2309 | 5532.5409 | 380.8738 | 5151.667 | 26.63 | 5125.037 | 189.6668 | 5314.7038 | 188.505 | 5503.2088 | 378.1718 | 2.7021
2010-03-07 | 17:00 | 5097.7849 | 187.6551 | 5285.44 | 187.7592 | 5473.1992 | 375.4143 | 5097.7849 | 16.7413 | 5081.0436 | 186.4246 | 5267.4682 | 187.2996 | 5454.7678 | 373.7241 | 1.6901
2010-03-07 | 18:00 | 5250.4566 | 199.0634 | 5449.52 | 191.899 | 5641.419 | 390.9624 | 5250.4566 | 4.4499 | 5246.0066 | 198.7261 | 5444.7328 | 191.7796 | 5636.5124 | 390.5058 | 0.45663
2010-03-07 | 19:00 | 5441.5341 | 213.8159 | 5655.35 | 196.9483 | 5852.2983 | 410.7642 | 5441.5341 | 0 | 5441.5341 | 213.8159 | 5655.35 | 196.9483 | 5852.2983 | 410.7642 | 0
2010-03-07 | 20:00 | 5431.103 | 212.997 | 5644.1 | 196.6765 | 5840.7765 | 409.6734 | 5431.103 | 0 | 5431.103 | 212.997 | 5644.1 | 196.6765 | 5840.7765 | 409.6734 | 0
2010-03-07 | 21:00 | 5306.3089 | 203.3211 | 5509.63 | 193.3901 | 5703.0201 | 396.7112 | 5306.3089 | 0 | 5306.3089 | 203.3211 | 5509.63 | 193.3901 | 5703.0201 | 396.7112 | 0
2010-03-07 | 22:00 | 5125.3779 | 189.6921 | 5315.07 | 188.5143 | 5503.5843 | 378.2063 | 5125.3779 | 0 | 5125.3779 | 189.6921 | 5315.07 | 188.5143 | 5503.5843 | 378.2063 | 0
2010-03-07 | 23:00 | 4827.319 | 168.271 | 4995.59 | 180.1976 | 5175.7876 | 348.4687 | 4827.319 | 0 | 4827.319 | 168.271 | 4995.59 | 180.1976 | 5175.7876 | 348.4687 | 0
2010-03-08 | 24:00 | 4516.6694 | 147.3106 | 4663.98 | 171.1574 | 4835.1374 | 318.468 | 4516.6694 | 0 | 4516.6694 | 147.3106 | 4663.98 | 171.1574 | 4835.1374 | 318.468 | 0
2010-03-08 | 1:00 | 4359.0514 | 137.2086 | 4496.26 | 166.4269 | 4662.6869 | 303.6355 | 4359.0514 | 0 | 4359.0514 | 137.2086 | 4496.26 | 166.4269 | 4662.6869 | 303.6355 | 0
2010-03-08 | 2:00 | 4277.4881 | 132.1219 | 4409.61 | 163.9413 | 4573.5513 | 296.0632 | 4277.4881 | 0 | 4277.4881 | 132.1219 | 4409.61 | 163.9413 | 4573.5513 | 296.0632 | 0
2010-03-08 | 3:00 | 4209.8909 | 127.9791 | 4337.87 | 161.862 | 4499.732 | 289.8411 | 4209.8909 | 0 | 4209.8909 | 127.9791 | 4337.87 | 161.862 | 4499.732 | 289.8411 | 0
2010-03-08 | 4:00 | 4212.1439 | 128.1161 | 4340.26 | 161.9315 | 4502.1915 | 290.0477 | 4212.1439 | 0 | 4212.1439 | 128.1161 | 4340.26 | 161.9315 | 4502.1915 | 290.0477 | 0
2010-03-08 | 5:00 | 4301.943 | 133.637 | 4435.58 | 164.6892 | 4600.2692 | 298.3262 | 4301.943 | 0 | 4301.943 | 133.637 | 4435.58 | 164.6892 | 4600.2692 | 298.3262 | 0
2010-03-08 | 6:00 | 4577.8796 | 151.3304 | 4729.21 | 172.9685 | 4902.1785 | 324.2989 | 4577.8796 | 0 | 4577.8796 | 151.3304 | 4729.21 | 172.9685 | 4902.1785 | 324.2989 | 0
2010-03-08 | 7:00 | 4990.9947 | 179.8753 | 5170.87 | 184.8082 | 5355.6782 | 364.6835 | 4990.9947 | 0 | 4990.9947 | 179.8753 | 5170.87 | 184.8082 | 5355.6782 | 364.6835 | 0
2010-03-08 | 8:00 | 5221.9335 | 196.9065 | 5418.84 | 191.1326 | 5609.9726 | 388.0391 | 5221.9335 | 3.3672 | 5218.5663 | 196.6526 | 5415.219 | 191.042 | 5606.2609 | 387.6946 | 0.34454
2010-03-08 | 9:00 | 5172.8386 | 193.2214 | 5366.06 | 189.806 | 5555.866 | 383.0273 | 5172.8386 | 4.5036 | 5168.335 | 192.8851 | 5361.2201 | 189.6838 | 5550.9039 | 382.5689 | 0.45848
2010-03-08 | 10:00 | 5142.5451 | 190.9649 | 5333.51 | 188.9825 | 5522.4925 | 379.9474 | 5142.5451 | 2.8848 | 5139.6603 | 190.7507 | 5330.411 | 188.9039 | 5519.3149 | 379.6546 | 0.2928
2010-03-08 | 11:00 | 5044.6373 | 183.7627 | 5228.4 | 186.2962 | 5414.6962 | 370.0589 | 5044.6373 | 3.7929 | 5040.8445 | 183.4864 | 5224.3309 | 186.1914 | 5410.5223 | 369.6778 | 0.38106
2010-03-08 | 12:00 | 4968.1104 | 178.2296 | 5146.34 | 184.17 | 5330.51 | 362.3996 | 4968.1104 | 4.3172 | 4963.7932 | 177.92 | 5141.7132 | 184.0493 | 5325.7625 | 361.9693 | 0.43026
2010-03-08 | 13:00 | 4848.3309 | 169.7391 | 5018.07 | 180.7954 | 5198.8654 | 350.5345 | 4848.3309 | 44.9179 | 4803.413 | 166.6085 | 4970.0215 | 179.5154 | 5149.5369 | 346.1239 | 4.4106
2010-03-08 | 14:00 | 4799.7177 | 166.3523 | 4966.07 | 179.4097 | 5145.4797 | 345.762 | 4799.7177 | 23.3492 | 4776.3686 | 164.7377 | 4941.1063 | 178.7408 | 5119.8471 | 343.4785 | 2.2834
2010-03-08 | 15:00 | 4712.0024 | 160.3276 | 4872.33 | 176.8859 | 5049.2159 | 337.2135 | 4712.0024 | 40.2952 | 4671.7072 | 157.5972 | 4829.3044 | 175.7163 | 5005.0207 | 333.3136 | 3.8999
2010-03-08 | 16:00 | 4704.3244 | 159.8056 | 4864.13 | 176.6635 | 5040.7935 | 336.4691 | 4704.3244 | 31.1543 | 4673.1702 | 157.6959 | 4830.8661 | 175.7589 | 5006.625 | 333.4549 | 3.0142
2010-03-08 | 17:00 | 4789.1214 | 165.6186 | 4954.74 | 179.1064 | 5133.8464 | 344.725 | 4789.1214 | 18.6631 | 4770.4583 | 164.3303 | 4934.7886 | 178.5712 | 5113.3598 | 342.9015 | 1.8236
2010-03-08 | 18:00 | 4872.3079 | 171.4221 | 5043.73 | 181.4755 | 5225.2055 | 352.8976 | 4872.3079 | 4.6419 | 4867.666 | 171.0956 | 5038.7616 | 181.344 | 5220.1056 | 352.4396 | 0.45796
2010-03-08 | 19:00 | 4986.2561 | 179.5339 | 5165.79 | 184.6762 | 5350.4662 | 364.2102 | 4986.2561 | 0 | 4986.2561 | 179.5339 | 5165.79 | 184.6762 | 5350.4662 | 364.2102 | 0
2010-03-08 | 20:00 | 4968.353 | 178.247 | 5146.6 | 184.1768 | 5330.7768 | 362.4238 | 4968.353 | 0 | 4968.353 | 178.247 | 5146.6 | 184.1768 | 5330.7768 | 362.4238 | 0
2010-03-08 | 21:00 | 4825.4213 | 168.1387 | 4993.56 | 180.1436 | 5173.7036 | 348.2823 | 4825.4213 | 0 | 4825.4213 | 168.1387 | 4993.56 | 180.1436 | 5173.7036 | 348.2823 | 0
2010-03-08 | 22:00 | 4663.1871 | 157.0229 | 4820.21 | 175.4682 | 4995.6782 | 332.4912 | 4663.1871 | 0 | 4663.1871 | 157.0229 | 4820.21 | 175.4682 | 4995.6782 | 332.4912 | 0
2010-03-08 | 23:00 | 4449.4044 | 142.9556 | 4592.36 | 169.1504 | 4761.5104 | 312.1059 | 4449.4044 | 0 | 4449.4044 | 142.9556 | 4592.36 | 169.1504 | 4761.5104 | 312.1059 | 0
2010-03-09 | 24:00 | 4169.9102 | 125.5598 | 4295.47 | 160.6239 | 4456.0939 | 286.1837 | 4169.9102 | 0 | 4169.9102 | 125.5598 | 4295.47 | 160.6239 | 4456.0939 | 286.1837 | 0
2010-03-09 | 1:00 | 4000.2118 | 115.5482 | 4115.76 | 155.3009 | 4271.0609 | 270.8492 | 4000.2118 | 0 | 4000.2118 | 115.5482 | 4115.76 | 155.3009 | 4271.0609 | 270.8492 | 0
2010-03-09 | 2:00 | 3891.4118 | 109.3482 | 4000.76 | 151.8307 | 4152.5907 | 261.1789 | 3891.4118 | 0 | 3891.4118 | 109.3482 | 4000.76 | 151.8307 | 4152.5907 | 261.1789 | 0
2010-03-09 | 3:00 | 3816.9467 | 105.2033 | 3922.15 | 149.4298 | 4071.5798 | 254.6331 | 3816.9467 | 0 | 3816.9467 | 105.2033 | 3922.15 | 149.4298 | 4071.5798 | 254.6331 | 0
2010-03-09 | 4:00 | 3822.0738 | 105.4862 | 3927.56 | 149.5957 | 4077.1557 | 255.0819 | 3822.0738 | 0 | 3822.0738 | 105.4862 | 3927.56 | 149.5957 | 4077.1557 | 255.0819 | 0
2010-03-09 | 5:00 | 3848.377 | 106.943 | 3955.32 | 150.4457 | 4105.7657 | 257.3887 | 3848.377 | 0 | 3848.377 | 106.943 | 3955.32 | 150.4457 | 4105.7657 | 257.3887 | 0
2010-03-09 | 6:00 | 3929.0086 | 111.4714 | 4040.48 | 153.0349 | 4193.5149 | 264.5063 | 3929.0086 | 0 | 3929.0086 | 111.4714 | 4040.48 | 153.0349 | 4193.5149 | 264.5063 | 0
2010-03-09 | 7:00 | 4075.1991 | 119.9209 | 4195.12 | 157.6666 | 4352.7866 | 277.5875 | 4075.1991 | 0 | 4075.1991 | 119.9209 | 4195.12 | 157.6666 | 4352.7866 | 277.5875 | 0
2010-03-09 | 8:00 | 4161.1756 | 125.0344 | 4286.21 | 160.3526 | 4446.5626 | 285.387 | 4161.1756 | 0.48936 | 4160.6863 | 125.005 | 4285.6912 | 160.3374 | 4446.0286 | 285.3423 | 0.044615
2010-03-09 | 9:00 | 4355.4952 | 136.9848 | 4492.48 | 166.319 | 4658.799 | 303.3039 | 4355.4952 | 2.0783 | 4353.4169 | 136.8541 | 4490.271 | 166.256 | 4656.527 | 303.1101 | 0.19374
2010-03-09 | 10:00 | 4461.4588 | 143.7312 | 4605.19 | 169.5113 | 4774.7013 | 313.2426 | 4461.4588 | 18.729 | 4442.7298 | 142.527 | 4585.2568 | 168.9503 | 4754.2071 | 311.4773 | 1.7653
2010-03-09 | 11:00 | 4476.7799 | 144.7201 | 4621.5 | 169.9693 | 4791.4693 | 314.6894 | 4476.7799 | 11.4635 | 4465.3165 | 143.9799 | 4609.2963 | 169.6267 | 4778.9231 | 313.6066 | 1.0828
2010-03-09 | 12:00 | 4472.8443 | 144.4657 | 4617.31 | 169.8517 | 4787.1617 | 314.3175 | 4472.8443 | 44.6979 | 4428.1463 | 141.5928 | 4569.7392 | 168.5124 | 4738.2516 | 310.1053 | 4.2122
2010-03-09 | 13:00 | 4484.9417 | 145.2483 | 4630.19 | 170.2129 | 4800.4029 | 315.4612 | 4484.9417 | 19.2204 | 4465.7214 | 144.006 | 4609.7274 | 169.6388 | 4779.3662 | 313.6448 | 1.8163
2010-03-09 | 14:00 | 4483.8523 | 145.1777 | 4629.03 | 170.1804 | 4799.2104 | 315.3581 | 4483.8523 | 15.9069 | 4467.9453 | 144.1495 | 4612.0948 | 169.7053 | 4781.8002 | 313.8548 | 1.5033
2010-03-09 | 15:00 | 4501.0937 | 146.2963 | 4647.39 | 170.6942 | 4818.0842 | 316.9906 | 4501.0937 | 5.3191 | 4495.7746 | 145.9508 | 4641.7254 | 170.5358 | 4812.2612 | 316.4866 | 0.50395
2010-03-09 | 16:00 | 4598.2405 | 152.6795 | 4750.92 | 173.5677 | 4924.4877 | 326.2472 | 4598.2405 | 3.3859 | 4594.8546 | 152.4547 | 4747.3093 | 173.4682 | 4920.7775 | 325.9229 | 0.3243
2010-03-09 | 17:00 | 4736.0142 | 161.9658 | 4897.98 | 177.5798 | 5075.5598 | 339.5456 | 4736.0142 | 8.5042 | 4727.51 | 161.3847 | 4888.8946 | 177.3343 | 5066.2289 | 338.7189 | 0.82664
2010-03-09 | 18:00 | 4728.9191 | 161.4809 | 4890.4 | 177.375 | 5067.775 | 338.8559 | 4728.9191 | 4.8062 | 4724.1129 | 161.1528 | 4885.2658 | 177.2361 | 5062.5019 | 338.3889 | 0.46691
2010-03-09 | 19:00 | 4954.0946 | 177.2254 | 5131.32 | 183.778 | 5315.098 | 361.0034 | 4954.0946 | 0 | 4954.0946 | 177.2254 | 5131.32 | 183.778 | 5315.098 | 361.0034 | 0
2010-03-09 | 20:00 | 4850.4897 | 169.8903 | 5020.38 | 180.8568 | 5201.2368 | 350.747 | 4850.4897 | 0 | 4850.4897 | 169.8903 | 5020.38 | 180.8568 | 5201.2368 | 350.747 | 0
2010-03-09 | 21:00 | 4651.4186 | 156.2314 | 4807.65 | 175.1251 | 4982.7751 | 331.3564 | 4651.4186 | 0 | 4651.4186 | 156.2314 | 4807.65 | 175.1251 | 4982.7751 | 331.3564 | 0
2010-03-09 | 22:00 | 4444.8753 | 142.6647 | 4587.54 | 169.0146 | 4756.5546 | 311.6793 | 4444.8753 | 0 | 4444.8753 | 142.6647 | 4587.54 | 169.0146 | 4756.5546 | 311.6793 | 0
2010-03-09 | 23:00 | 4231.6637 | 129.3063 | 4360.97 | 162.5336 | 4523.5036 | 291.8399 | 4231.6637 | 0 | 4231.6637 | 129.3063 | 4360.97 | 162.5336 | 4523.5036 | 291.8399 | 0
2010-03-10 | 24:00 | 3997.5552 | 115.3948 | 4112.95 | 155.2167 | 4268.1667 | 270.6115 | 3997.5552 | 0 | 3997.5552 | 115.3948 | 4112.95 | 155.2167 | 4268.1667 | 270.6115 | 0
2010-03-10 | 1:00 | 3866.6869 | 107.9631 | 3974.65 | 151.0358 | 4125.6858 | 258.9989 | 3866.6869 | 0 | 3866.6869 | 107.9631 | 3974.65 | 151.0358 | 4125.6858 | 258.9989 | 0
2010-03-10 | 2:00 | 3771.8196 | 102.7304 | 3874.55 | 147.9646 | 4022.5146 | 250.6951 | 3771.8196 | 0 | 3771.8196 | 102.7304 | 3874.55 | 147.9646 | 4022.5146 | 250.6951 | 0
2010-03-10 | 3:00 | 3732.5097 | 100.6003 | 3833.11 | 146.6821 | 3979.7921 | 247.2824 | 3732.5097 | 0 | 3732.5097 | 100.6003 | 3833.11 | 146.6821 | 3979.7921 | 247.2824 | 0
2010-03-10 | 4:00 | 3747.8226 | 101.4274 | 3849.25 | 147.1824 | 3996.4324 | 248.6098 | 3747.8226 | 0 | 3747.8226 | 101.4274 | 3849.25 | 147.1824 | 3996.4324 | 248.6098 | 0
2010-03-10 | 5:00 | 3795.9603 | 104.0497 | 3900.01 | 148.7493 | 4048.7593 | 252.799 | 3795.9603 | 0 | 3795.9603 | 104.0497 | 3900.01 | 148.7493 | 4048.7593 | 252.799 | 0
2010-03-10 | 6:00 | 3893.0118 | 109.4382 | 4002.45 | 151.882 | 4154.332 | 261.3202 | 3893.0118 | 0 | 3893.0118 | 109.4382 | 4002.45 | 151.882 | 4154.332 | 261.3202 | 0
2010-03-10 | 7:00 | 4023.5496 | 116.9004 | 4140.45 | 156.0395 | 4296.4895 | 272.9399 | 4023.5496 | 0.0060088 | 4023.5436 | 116.9001 | 4140.4436 | 156.0393 | 4296.4829 | 272.9394 | 0.00053905
2010-03-10 | 8:00 | 4084.8126 | 120.4874 | 4205.3 | 157.9683 | 4363.2683 | 278.4557 | 4084.8126 | 5.827 | 4078.9856 | 120.1439 | 4199.1295 | 157.7855 | 4356.915 | 277.9294 | 0.52635
2010-03-10 | 9:00 | 4205.2905 | 127.6995 | 4332.99 | 161.7198 | 4494.7098 | 289.4194 | 4205.2905 | 1.82 | 4203.4704 | 127.589 | 4331.0595 | 161.6635 | 4492.723 | 289.2526 | 0.16677
2010-03-10 | 10:00 | 4297.8568 | 133.3832 | 4431.24 | 164.5644 | 4595.8044 | 297.9477 | 4297.8568 | 23.5983 | 4274.2585 | 131.9225 | 4406.181 | 163.8424 | 4570.0234 | 295.7649 | 2.1828
2010-03-10 | 11:00 | 4365.2226 | 137.5974 | 4502.82 | 166.6139 | 4669.4339 | 304.2113 | 4365.2226 | 3.8246 | 4361.3981 | 137.3564 | 4498.7544 | 166.498 | 4665.2525 | 303.8544 | 0.35689
2010-03-10 | 12:00 | 4329.8157 | 135.3743 | 4465.19 | 165.5389 | 4630.7289 | 300.9132 | 4329.8157 | 4.3321 | 4325.4836 | 135.1035 | 4460.5871 | 165.407 | 4625.9941 | 300.5106 | 0.40262
2010-03-10 | 13:00 | 4173.0792 | 125.7508 | 4298.83 | 160.7222 | 4459.5522 | 286.473 | 4173.0792 | 4.4614 | 4168.6178 | 125.482 | 4294.0999 | 160.5838 | 4454.6836 | 286.0658 | 0.40722
2010-03-10 | 14:00 | 4105.924 | 121.736 | 4227.66 | 158.6297 | 4386.2897 | 280.3657 | 4105.924 | 4.6567 | 4101.2672 | 121.4601 | 4222.7273 | 158.484 | 4381.2113 | 279.944 | 0.42172
2010-03-10 | 15:00 | 4068.7201 | 119.5399 | 4188.26 | 157.463 | 4345.723 | 277.003 | 4068.7201 | 36.5468 | 4032.1733 | 117.4021 | 4149.5753 | 156.3119 | 4305.8872 | 273.7139 | 3.2891
2010-03-10 | 16:00 | 4136.4473 | 123.5527 | 4260 | 159.5829 | 4419.5829 | 283.1357 | 4136.4473 | 2.7593 | 4133.688 | 123.3879 | 4257.0759 | 159.4969 | 4416.5728 | 282.8849 | 0.25081
2010-03-10 | 17:00 | 4331.7545 | 135.4955 | 4467.25 | 165.5979 | 4632.8479 | 301.0934 | 4331.7545 | 18.7528 | 4313.0016 | 134.3249 | 4447.3266 | 165.0267 | 4612.3533 | 299.3516 | 1.7418
2010-03-10 | 18:00 | 4530.9936 | 148.2464 | 4679.24 | 171.5825 | 4850.8225 | 319.829 | 4530.9936 | 4.9563 | 4526.0373 | 147.9223 | 4673.9596 | 171.4355 | 4845.3951 | 319.3578 | 0.47115
2010-03-10 | 19:00 | 4767.2132 | 164.1068 | 4931.32 | 178.478 | 5109.798 | 342.5848 | 4767.2132 | 0.0002179 | 4767.213 | 164.1068 | 4931.3198 | 178.478 | 5109.7977 | 342.5847 | 2.1262e-05
2010-03-10 | 20:00 | 4851.2 | 169.94 | 5021.14 | 180.8769 | 5202.0169 | 350.817 | 4851.2 | 0 | 4851.2 | 169.94 | 5021.14 | 180.8769 | 5202.0169 | 350.817 | 0
2010-03-10 | 21:00 | 4651.1844 | 156.2156 | 4807.4 | 175.1182 | 4982.5182 | 331.3339 | 4651.1844 | 0 | 4651.1844 | 156.2156 | 4807.4 | 175.1182 | 4982.5182 | 331.3339 | 0
2010-03-10 | 22:00 | 4418.0144 | 140.9456 | 4558.96 | 168.2078 | 4727.1678 | 309.1534 | 4418.0144 | 0 | 4418.0144 | 140.9456 | 4558.96 | 168.2078 | 4727.1678 | 309.1534 | 0
2010-03-10 | 23:00 | 4218.45 | 128.5 | 4346.95 | 162.1262 | 4509.0762 | 290.6262 | 4218.45 | 0 | 4218.45 | 128.5 | 4346.95 | 162.1262 | 4509.0762 | 290.6262 | 0
2010-03-11 | 24:00 | 3946.3145 | 112.4555 | 4058.77 | 153.5874 | 4212.3574 | 266.0429 | 3946.3145 | 0 | 3946.3145 | 112.4555 | 4058.77 | 153.5874 | 4212.3574 | 266.0429 | 0
2010-03-11 | 1:00 | 3959.2463 | 113.1937 | 4072.44 | 153.9996 | 4226.4396 | 267.1933 | 3959.2463 | 0 | 3959.2463 | 113.1937 | 4072.44 | 153.9996 | 4226.4396 | 267.1933 | 0
2010-03-11 | 2:00 | 3964.3635 | 113.4865 | 4077.85 | 154.1625 | 4232.0125 | 267.649 | 3964.3635 | 0 | 3964.3635 | 113.4865 | 4077.85 | 154.1625 | 4232.0125 | 267.649 | 0
2010-03-11 | 3:00 | 4033.3872 | 117.4728 | 4150.86 | 156.3502 | 4307.2102 | 273.8229 | 4033.3872 | 0 | 4033.3872 | 117.4728 | 4150.86 | 156.3502 | 4307.2102 | 273.8229 | 0
2010-03-11 | 4:00 | 4160.5908 | 124.9992 | 4285.59 | 160.3344 | 4445.9244 | 285.3336 | 4160.5908 | 0 | 4160.5908 | 124.9992 | 4285.59 | 160.3344 | 4445.9244 | 285.3336 | 0
2010-03-11 | 5:00 | 4470.6556 | 144.3244 | 4614.98 | 169.7863 | 4784.7663 | 314.1108 | 4470.6556 | 0 | 4470.6556 | 144.3244 | 4614.98 | 169.7863 | 4784.7663 | 314.1108 | 0
2010-03-11 | 6:00 | 4942.111 | 176.369 | 5118.48 | 183.4423 | 5301.9223 | 359.8113 | 4942.111 | 0 | 4942.111 | 176.369 | 5118.48 | 183.4423 | 5301.9223 | 359.8113 | 0
2010-03-11 | 7:00 | 5308.4359 | 203.4841 | 5511.92 | 193.4467 | 5705.3667 | 396.9308 | 5308.4359 | 0 | 5308.4359 | 203.4841 | 5511.92 | 193.4467 | 5705.3667 | 396.9308 | 0
2010-03-11 | 8:00 | 5263.6081 | 200.0619 | 5463.67 | 192.2512 | 5655.9212 | 392.3131 | 5263.6081 | 3.2798 | 5260.3283 | 199.8127 | 5460.141 | 192.1634 | 5652.3044 | 391.9761 | 0.33702
2010-03-11 | 9:00 | 5158.4705 | 192.1495 | 5350.62 | 189.4159 | 5540.0359 | 381.5654 | 5158.4705 | 1.8667 | 5156.6038 | 192.0105 | 5348.6142 | 189.3651 | 5537.9793 | 381.3756 | 0.18979
2010-03-11 | 10:00 | 5069.3803 | 185.5697 | 5254.95 | 186.9787 | 5441.9287 | 372.5484 | 5069.3803 | 2.9557 | 5066.4245 | 185.3534 | 5251.7779 | 186.8973 | 5438.6752 | 372.2507 | 0.29773
2010-03-11 | 11:00 | 4958.2194 | 177.5206 | 5135.74 | 183.8935 | 5319.6335 | 361.4141 | 4958.2194 | 3.8411 | 4954.3783 | 177.2457 | 5131.624 | 183.786 | 5315.4099 | 361.0317 | 0.38243
2010-03-11 | 12:00 | 4874.8397 | 171.6003 | 5046.44 | 181.5472 | 5227.9872 | 353.1474 | 4874.8397 | 4.3569 | 4870.4828 | 171.2937 | 5041.7765 | 181.4238 | 5223.2003 | 352.7175 | 0.42996
2010-03-11 | 13:00 | 4772.1249 | 164.4451 | 4936.57 | 178.619 | 5115.189 | 343.0641 | 4772.1249 | 8.3454 | 4763.7795 | 163.8705 | 4927.65 | 178.3793 | 5106.0293 | 342.2498 | 0.81438
2010-03-11 | 14:00 | 4705.8226 | 159.9074 | 4865.73 | 176.7069 | 5042.4369 | 336.6143 | 4705.8226 | 4.2592 | 4701.5634 | 159.618 | 4861.1815 | 176.5835 | 5037.765 | 336.2015 | 0.41275
2010-03-11 | 15:00 | 4653.0959 | 156.3441 | 4809.44 | 175.174 | 4984.614 | 331.5181 | 4653.0959 | 37.0247 | 4616.0712 | 153.8659 | 4769.9371 | 174.0911 | 4944.0282 | 327.957 | 3.5611
2010-03-11 | 16:00 | 4694.3419 | 159.1281 | 4853.47 | 176.3741 | 5029.8441 | 335.5021 | 4694.3419 | 2.753 | 4691.589 | 158.9415 | 4850.5305 | 176.2942 | 5026.8247 | 335.2357 | 0.26647
2010-03-11 | 17:00 | 4775.9792 | 164.7108 | 4940.69 | 178.7297 | 5119.4197 | 343.4405 | 4775.9792 | 18.8395 | 4757.1397 | 163.414 | 4920.5536 | 178.1884 | 5098.742 | 341.6023 | 1.8382
2010-03-11 | 18:00 | 4864.0579 | 170.8421 | 5034.9 | 181.2417 | 5216.1417 | 352.0838 | 4864.0579 | 5.0747 | 4858.9832 | 170.4858 | 5029.469 | 181.0978 | 5210.5668 | 351.5836 | 0.5002
2010-03-11 | 19:00 | 5128.7763 | 189.9437 | 5318.72 | 188.6071 | 5507.3271 | 378.5507 | 5128.7763 | 0.00031227 | 5128.776 | 189.9437 | 5318.7197 | 188.6071 | 5507.3267 | 378.5507 | 3.1654e-05
2010-03-11 | 20:00 | 5082.2191 | 186.5109 | 5268.73 | 187.3319 | 5456.0619 | 373.8427 | 5082.2191 | 0 | 5082.2191 | 186.5109 | 5268.73 | 187.3319 | 5456.0619 | 373.8427 | 0
2010-03-11 | 21:00 | 4897.4446 | 173.1954 | 5070.64 | 182.186 | 5252.826 | 355.3814 | 4897.4446 | 0 | 4897.4446 | 173.1954 | 5070.64 | 182.186 | 5252.826 | 355.3814 | 0
2010-03-11 | 22:00 | 4618.7551 | 154.0449 | 4772.8 | 174.1698 | 4946.9698 | 328.2147 | 4618.7551 | 0 | 4618.7551 | 154.0449 | 4772.8 | 174.1698 | 4946.9698 | 328.2147 | 0
2010-03-11 | 23:00 | 4337.0152 | 135.8248 | 4472.84 | 165.7579 | 4638.5979 | 301.5827 | 4337.0152 | 0 | 4337.0152 | 135.8248 | 4472.84 | 165.7579 | 4638.5979 | 301.5827 | 0
2010-03-12 | 24:00 | 4164.7318 | 125.2482 | 4289.98 | 160.4631 | 4450.4431 | 285.7113 | 4164.7318 | 0 | 4164.7318 | 125.2482 | 4289.98 | 160.4631 | 4450.4431 | 285.7113 | 0
2010-03-12 | 1:00 | 4071.7424 | 119.7176 | 4191.46 | 157.558 | 4349.018 | 277.2756 | 4071.7424 | 0 | 4071.7424 | 119.7176 | 4191.46 | 157.558 | 4349.018 | 277.2756 | 0
2010-03-12 | 2:00 | 4002.3767 | 115.6733 | 4118.05 | 155.3695 | 4273.4195 | 271.0429 | 4002.3767 | 0 | 4002.3767 | 115.6733 | 4118.05 | 155.3695 | 4273.4195 | 271.0429 | 0
2010-03-12 | 3:00 | 4026.5454 | 117.0746 | 4143.62 | 156.1341 | 4299.7541 | 273.2087 | 4026.5454 | 0 | 4026.5454 | 117.0746 | 4143.62 | 156.1341 | 4299.7541 | 273.2087 | 0
2010-03-12 | 4:00 | 4131.7384 | 123.2716 | 4255.01 | 159.4361 | 4414.4461 | 282.7077 | 4131.7384 | 0 | 4131.7384 | 123.2716 | 4255.01 | 159.4361 | 4414.4461 | 282.7077 | 0
2010-03-12 | 5:00 | 4427.1226 | 141.5274 | 4568.65 | 168.4817 | 4737.1317 | 310.009 | 4427.1226 | 0 | 4427.1226 | 141.5274 | 4568.65 | 168.4817 | 4737.1317 | 310.009 | 0
2010-03-12 | 6:00 | 4923.4597 | 175.0403 | 5098.5 | 182.9187 | 5281.4187 | 357.959 | 4923.4597 | 0 | 4923.4597 | 175.0403 | 5098.5 | 182.9187 | 5281.4187 | 357.959 | 0
2010-03-12 | 7:00 | 5188.8134 | 194.4166 | 5383.23 | 190.2387 | 5573.4687 | 384.6553 | 5188.8134 | 0 | 5188.8134 | 194.4166 | 5383.23 | 190.2387 | 5573.4687 | 384.6553 | 0
2010-03-12 | 8:00 | 5162.7328 | 192.4672 | 5355.2 | 189.5317 | 5544.7317 | 381.9988 | 5162.7328 | 2.4432 | 5160.2896 | 192.285 | 5352.5747 | 189.4653 | 5542.04 | 381.7503 | 0.2485
2010-03-12 | 9:00 | 5144.1555 | 191.0845 | 5335.24 | 189.0264 | 5524.2664 | 380.1109 | 5144.1555 | 2.1623 | 5141.9932 | 190.9239 | 5332.9171 | 188.9675 | 5521.8846 | 379.8914 | 0.21951
2010-03-12 | 10:00 | 5144.3882 | 191.1018 | 5335.49 | 189.0327 | 5524.5227 | 380.1345 | 5144.3882 | 3.0513 | 5141.3369 | 190.8752 | 5332.2121 | 188.9496 | 5521.1617 | 379.8248 | 0.30975
2010-03-12 | 11:00 | 5130.5266 | 190.0734 | 5320.6 | 188.6548 | 5509.2548 | 378.7282 | 5130.5266 | 3.9013 | 5126.6254 | 189.7844 | 5316.4098 | 188.5483 | 5504.9581 | 378.3327 | 0.39545
2010-03-12 | 12:00 | 5070.2189 | 185.6311 | 5255.85 | 187.0018 | 5442.8518 | 372.6329 | 5070.2189 | 35.8551 | 5034.3638 | 183.0149 | 5217.3787 | 186.0121 | 5403.3909 | 369.0271 | 3.6058
2010-03-12 | 13:00 | 5048.3843 | 184.0357 | 5232.42 | 186.3997 | 5418.8197 | 370.4355 | 5048.3843 | 9.9346 | 5038.4497 | 183.3121 | 5221.7618 | 186.1252 | 5407.8869 | 369.4373 | 0.99817
2010-03-12 | 14:00 | 5027.2518 | 182.4982 | 5209.75 | 185.8152 | 5395.5652 | 368.3134 | 5027.2518 | 4.3319 | 5022.9199 | 182.1838 | 5205.1037 | 185.6952 | 5390.7989 | 367.879 | 0.43441
2010-03-12 | 15:00 | 4986.1348 | 179.5252 | 5165.66 | 184.6729 | 5350.3329 | 364.198 | 4986.1348 | 14.0172 | 4972.1176 | 178.5172 | 5150.6349 | 184.2819 | 5334.9168 | 362.7991 | 1.3989
2010-03-12 | 16:00 | 4996.0594 | 180.2406 | 5176.3 | 184.9492 | 5361.2492 | 365.1898 | 4996.0594 | 29.6902 | 4966.3693 | 178.1047 | 5144.474 | 184.1213 | 5328.5953 | 362.226 | 2.9638
2010-03-12 | 17:00 | 4997.7383 | 180.3617 | 5178.1 | 184.9959 | 5363.0959 | 365.3576 | 4997.7383 | 17.5467 | 4980.1916 | 179.0975 | 5159.2891 | 184.5072 | 5343.7963 | 363.6047 | 1.753
2010-03-12 | 18:00 | 5059.13 | 184.82 | 5243.95 | 186.6963 | 5430.6463 | 371.5163 | 5059.13 | 5.1538 | 5053.9761 | 184.4437 | 5238.4198 | 186.5541 | 5424.9739 | 370.9977 | 0.51854
2010-03-12 | 19:00 | 5111.5408 | 188.6692 | 5300.21 | 188.136 | 5488.346 | 376.8052 | 5111.5408 | 0.00318 | 5111.5376 | 188.669 | 5300.2066 | 188.1359 | 5488.3425 | 376.8049 | 0.00032177
2010-03-12 | 20:00 | 4985.0061 | 179.4439 | 5164.45 | 184.6414 | 5349.0914 | 364.0853 | 4985.0061 | 0 | 4985.0061 | 179.4439 | 5164.45 | 184.6414 | 5349.0914 | 364.0853 | 0
2010-03-12 | 21:00 | 4824.6547 | 168.0853 | 4992.74 | 180.1217 | 5172.8617 | 348.207 | 4824.6547 | 0 | 4824.6547 | 168.0853 | 4992.74 | 180.1217 | 5172.8617 | 348.207 | 0
2010-03-12 | 22:00 | 4478.1888 | 144.8112 | 4623 | 170.0114 | 4793.0114 | 314.8226 | 4478.1888 | 0 | 4478.1888 | 144.8112 | 4623 | 170.0114 | 4793.0114 | 314.8226 | 0
2010-03-12 | 23:00 | 4203.7726 | 127.6074 | 4331.38 | 161.6729 | 4493.0529 | 289.2803 | 4203.7726 | 0 | 4203.7726 | 127.6074 | 4331.38 | 161.6729 | 4493.0529 | 289.2803 | 0
2010-03-13 | 24:00 | 4052.9358 | 118.6142 | 4171.55 | 156.9665 | 4328.5165 | 275.5807 | 4052.9358 | 0 | 4052.9358 | 118.6142 | 4171.55 | 156.9665 | 4328.5165 | 275.5807 | 0
2010-03-13 | 1:00 | 3931.2703 | 111.5997 | 4042.87 | 153.1072 | 4195.9772 | 264.7069 | 3931.2703 | 0 | 3931.2703 | 111.5997 | 4042.87 | 153.1072 | 4195.9772 | 264.7069 | 0
2010-03-13 | 2:00 | 3843.3369 | 106.6631 | 3950 | 150.283 | 4100.283 | 256.9461 | 3843.3369 | 0 | 3843.3369 | 106.6631 | 3950 | 150.283 | 4100.283 | 256.9461 | 0
2010-03-13 | 3:00 | 3884.623 | 108.967 | 3993.59 | 151.6126 | 4145.2026 | 260.5797 | 3884.623 | 0 | 3884.623 | 108.967 | 3993.59 | 151.6126 | 4145.2026 | 260.5797 | 0
2010-03-13 | 4:00 | 3984.4789 | 114.6411 | 4099.12 | 154.8019 | 4253.9219 | 269.443 | 3984.4789 | 0 | 3984.4789 | 114.6411 | 4099.12 | 154.8019 | 4253.9219 | 269.443 | 0
2010-03-13 | 5:00 | 4276.3296 | 132.0504 | 4408.38 | 163.9058 | 4572.2858 | 295.9562 | 4276.3296 | 0 | 4276.3296 | 132.0504 | 4408.38 | 163.9058 | 4572.2858 | 295.9562 | 0
2010-03-13 | 6:00 | 4753.1407 | 163.1393 | 4916.28 | 178.0733 | 5094.3533 | 341.2126 | 4753.1407 | 0 | 4753.1407 | 163.1393 | 4916.28 | 178.0733 | 5094.3533 | 341.2126 | 0
2010-03-13 | 7:00 | 5089.6438 | 187.0562 | 5276.7 | 187.5358 | 5464.2358 | 374.592 | 5089.6438 | 0 | 5089.6438 | 187.0562 | 5276.7 | 187.5358 | 5464.2358 | 374.592 | 0
2010-03-13 | 8:00 | 5104.2208 | 188.1292 | 5292.35 | 187.9356 | 5480.2856 | 376.0648 | 5104.2208 | 0.73607 | 5103.4847 | 188.075 | 5291.5597 | 187.9154 | 5479.4751 | 375.9904 | 0.074422
2010-03-13 | 9:00 | 5078.7627 | 186.2573 | 5265.02 | 187.2369 | 5452.2569 | 373.4941 | 5078.7627 | 5.0213 | 5073.7414 | 185.8891 | 5259.6305 | 187.0987 | 5446.7293 | 372.9879 | 0.50624
2010-03-13 | 10:00 | 5116.8394 | 189.0606 | 5305.9 | 188.2809 | 5494.1809 | 377.3415 | 5116.8394 | 3.1196 | 5113.7198 | 188.8301 | 5302.5499 | 188.1956 | 5490.7455 | 377.0257 | 0.31579
2010-03-13 | 11:00 | 5066.2494 | 185.3406 | 5251.59 | 186.8925 | 5438.4825 | 372.233 | 5066.2494 | 4.4365 | 5061.813 | 185.0161 | 5246.8291 | 186.7702 | 5433.5993 | 371.7863 | 0.44671
2010-03-13 | 12:00 | 5094.6832 | 187.4268 | 5282.11 | 187.6741 | 5469.7841 | 375.1009 | 5094.6832 | 5.0437 | 5089.6395 | 187.0559 | 5276.6954 | 187.5357 | 5464.2311 | 374.5916 | 0.50933
2010-03-13 | 13:00 | 5066.9483 | 185.3917 | 5252.34 | 186.9117 | 5439.2517 | 372.3034 | 5066.9483 | 4.5886 | 5062.3597 | 185.0561 | 5247.4158 | 186.7853 | 5434.201 | 371.8414 | 0.46206
2010-03-13 | 14:00 | 5014.9443 | 181.6057 | 5196.55 | 185.474 | 5382.024 | 367.0797 | 5014.9443 | 5.6635 | 5009.2807 | 181.1958 | 5190.4765 | 185.3167 | 5375.7933 | 366.5125 | 0.56718
2010-03-13 | 15:00 | 4995.4065 | 180.1935 | 5175.6 | 184.931 | 5360.531 | 365.1245 | 4995.4065 | 4.4337 | 4990.9728 | 179.8737 | 5170.8466 | 184.8076 | 5355.6542 | 364.6814 | 0.44314
2010-03-13 | 16:00 | 4938.8441 | 176.1359 | 5114.98 | 183.3507 | 5298.3307 | 359.4866 | 4938.8441 | 4.4642 | 4934.3799 | 175.8177 | 5110.1975 | 183.2254 | 5293.423 | 359.0431 | 0.44354
2010-03-13 | 17:00 | 4962.2693 | 177.8107 | 5140.08 | 184.0067 | 5324.0867 | 361.8175 | 4962.2693 | 6.6304 | 4955.6389 | 177.3359 | 5132.9748 | 183.8213 | 5316.796 | 361.1572 | 0.66032
2010-03-13 | 18:00 | 4960.459 | 177.681 | 5138.14 | 183.9561 | 5322.0961 | 361.6371 | 4960.459 | 1.0266 | 4959.4324 | 177.6075 | 5137.0399 | 183.9274 | 5320.9673 | 361.5349 | 0.10225
2010-03-13 | 19:00 | 5041.5148 | 183.5352 | 5225.05 | 186.2099 | 5411.2599 | 369.7451 | 5041.5148 | 0 | 5041.5148 | 183.5352 | 5225.05 | 186.2099 | 5411.2599 | 369.7451 | 0
2010-03-13 | 20:00 | 5012.8555 | 181.4545 | 5194.31 | 185.416 | 5379.726 | 366.8705 | 5012.8555 | 0 | 5012.8555 | 181.4545 | 5194.31 | 185.416 | 5379.726 | 366.8705 | 0
2010-03-13 | 21:00 | 4819.7278 | 167.7422 | 4987.47 | 179.9812 | 5167.4512 | 347.7234 | 4819.7278 | 0 | 4819.7278 | 167.7422 | 4987.47 | 179.9812 | 5167.4512 | 347.7234 | 0
2010-03-13 | 22:00 | 4460.7824 | 143.6876 | 4604.47 | 169.4911 | 4773.9611 | 313.1787 | 4460.7824 | 0 | 4460.7824 | 143.6876 | 4604.47 | 169.4911 | 4773.9611 | 313.1787 | 0
2010-03-13 | 23:00 | 4109.464 | 121.946 | 4231.41 | 158.7404 | 4390.1504 | 280.6865 | 4109.464 | 0 | 4109.464 | 121.946 | 4231.41 | 158.7404 | 4390.1504 | 280.6865 | 0
2010-03-13 | 24:00 | 3974.8049 | 114.0851 | 4088.89 | 154.4946 | 4243.3846 | 268.5797 | 3974.8049 | 0 | 3974.8049 | 114.0851 | 4088.89 | 154.4946 | 4243.3846 | 268.5797 | 0
2010-03-14 | 1:00 | 3951.215 | 112.735 | 4063.95 | 153.7437 | 4217.6937 | 266.4787 | 3951.215 | 0 | 3951.215 | 112.735 | 4063.95 | 153.7437 | 4217.6937 | 266.4787 | 0
2010-03-14 | 3:00 | 3907.212 | 110.238 | 4017.45 | 152.3374 | 4169.7874 | 262.5754 | 3907.212 | 0 | 3907.212 | 110.238 | 4017.45 | 152.3374 | 4169.7874 | 262.5754 | 0
2010-03-14 | 4:00 | 3843.0337 | 106.6463 | 3949.68 | 150.2732 | 4099.9532 | 256.9195 | 3843.0337 | 0 | 3843.0337 | 106.6463 | 3949.68 | 150.2732 | 4099.9532 | 256.9195 | 0
2010-03-14 | 5:00 | 3884.1211 | 108.9389 | 3993.06 | 151.5965 | 4144.6565 | 260.5354 | 3884.1211 | 0 | 3884.1211 | 108.9389 | 3993.06 | 151.5965 | 4144.6565 | 260.5354 | 0
2010-03-14 | 6:00 | 4088.042 | 120.678 | 4208.72 | 158.0696 | 4366.7896 | 278.7476 | 4088.042 | 0 | 4088.042 | 120.678 | 4208.72 | 158.0696 | 4366.7896 | 278.7476 | 0
2010-03-14 | 7:00 | 4586.321 | 151.889 | 4738.21 | 173.2171 | 4911.4271 | 325.1061 | 4586.321 | 0 | 4586.321 | 151.889 | 4738.21 | 173.2171 | 4911.4271 | 325.1061 | 0
2010-03-14 | 8:00 | 4907.848 | 173.932 | 5081.78 | 182.4793 | 5264.2593 | 356.4113 | 4907.848 | 0 | 4907.848 | 173.932 | 5081.78 | 182.4793 | 5264.2593 | 356.4113 | 0
2010-03-14 | 9:00 | 4985.3699 | 179.4701 | 5164.84 | 184.6515 | 5349.4915 | 364.1216 | 4985.3699 | 0.68613 | 4984.6838 | 179.4207 | 5164.1045 | 184.6324 | 5348.7369 | 364.0531 | 0.068518
2010-03-14 | 10:00 | 5058.0769 | 184.7431 | 5242.82 | 186.6672 | 5429.4872 | 371.4103 | 5058.0769 | 3.4481 | 5054.6288 | 184.4913 | 5239.1201 | 186.5721 | 5425.6922 | 371.0634 | 0.34691
2010-03-14 | 11:00 | 5079.6199 | 186.3201 | 5265.94 | 187.2604 | 5453.2004 | 373.5805 | 5079.6199 | 30.1193 | 5049.5006 | 184.1171 | 5233.6178 | 186.4305 | 5420.0483 | 370.5477 | 3.0329
2010-03-14 | 12:00 | 5032.7988 | 182.9012 | 5215.7 | 185.9688 | 5401.6688 | 368.87 | 5032.7988 | 40.1185 | 4992.6803 | 179.9968 | 5172.6772 | 184.8552 | 5357.5323 | 364.852 | 4.018
2010-03-14 | 13:00 | 5012.7343 | 181.4457 | 5194.18 | 185.4126 | 5379.5926 | 366.8584 | 5012.7343 | 44.3945 | 4968.3398 | 178.2461 | 5146.5858 | 184.1764 | 5330.7622 | 362.4224 | 4.4359
2010-03-14 | 14:00 | 5004.3787 | 180.8413 | 5185.22 | 185.1806 | 5370.4006 | 366.0219 | 5004.3787 | 45.616 | 4958.7627 | 177.5595 | 5136.3222 | 183.9087 | 5320.2309 | 361.4682 | 4.5537
2010-03-14 | 15:00 | 4979.0263 | 179.0137 | 5158.04 | 184.4747 | 5342.5147 | 363.4884 | 4979.0263 | 44.0864 | 4934.94 | 175.8576 | 5110.7976 | 183.2411 | 5294.0387 | 359.0987 | 4.3896
2010-03-14 | 16:00 | 4942.0643 | 176.3657 | 5118.43 | 183.441 | 5301.871 | 359.8067 | 4942.0643 | 39.1862 | 4902.8781 | 173.5799 | 5076.458 | 182.3392 | 5258.7972 | 355.9192 | 3.8875
2010-03-14 | 17:00 | 4905.0278 | 173.7322 | 5078.76 | 182.3998 | 5261.1598 | 356.132 | 4905.0278 | 30.1824 | 4874.8454 | 171.6007 | 5046.4461 | 181.5473 | 5227.9934 | 353.148 | 2.984
2010-03-14 | 18:00 | 4942.9043 | 176.4257 | 5119.33 | 183.4646 | 5302.7946 | 359.8902 | 4942.9043 | 18.4034 | 4924.5009 | 175.1144 | 5099.6153 | 182.9479 | 5282.5632 | 358.0623 | 1.8279
2010-03-14 | 19:00 | 4949.8856 | 176.9244 | 5126.81 | 183.6602 | 5310.4702 | 360.5846 | 4949.8856 | 5.2144 | 4944.6712 | 176.5518 | 5121.223 | 183.5141 | 5304.7371 | 360.0659 | 0.51866
2010-03-14 | 20:00 | 5047.9369 | 184.0031 | 5231.94 | 186.3874 | 5418.3274 | 370.3905 | 5047.9369 | 0.0057621 | 5047.9311 | 184.0027 | 5231.9338 | 186.3872 | 5418.321 | 370.3899 | 0.00057921
2010-03-14 | 21:00 | 5015.4291 | 181.6409 | 5197.07 | 185.4874 | 5382.5574 | 367.1283 | 5015.4291 | 0 | 5015.4291 | 181.6409 | 5197.07 | 185.4874 | 5382.5574 | 367.1283 | 0
2010-03-14 | 22:00 | 4777.8033 | 164.8367 | 4942.64 | 178.782 | 5121.422 | 343.6187 | 4777.8033 | 0 | 4777.8033 | 164.8367 | 4942.64 | 178.782 | 5121.422 | 343.6187 | 0
2010-03-14 | 23:00 | 4503.8729 | 146.4771 | 4650.35 | 170.7769 | 4821.1269 | 317.254 | 4503.8729 | 0 | 4503.8729 | 146.4771 | 4650.35 | 170.7769 | 4821.1269 | 317.254 | 0
2010-03-14 | 24:00 | 4227.8563 | 129.0737 | 4356.93 | 162.4163 | 4519.3463 | 291.49 | 4227.8563 | 0 | 4227.8563 | 129.0737 | 4356.93 | 162.4163 | 4519.3463 | 291.49 | 0
2010-03-14 | 1:00 | 4068.9468 | 119.5532 | 4188.5 | 157.4702 | 4345.9702 | 277.0234 | 4068.9468 | 0 | 4068.9468 | 119.5532 | 4188.5 | 157.4702 | 4345.9702 | 277.0234 | 0
2010-03-15 | 2:00 | 3947.5822 | 112.5278 | 4060.11 | 153.6279 | 4213.7379 | 266.1556 | 3947.5822 | 0 | 3947.5822 | 112.5278 | 4060.11 | 153.6279 | 4213.7379 | 266.1556 | 0
2010-03-15 | 3:00 | 3898.181 | 109.729 | 4007.91 | 152.0479 | 4159.9579 | 261.7769 | 3898.181 | 0 | 3898.181 | 109.729 | 4007.91 | 152.0479 | 4159.9579 | 261.7769 | 0
2010-03-15 | 4:00 | 3888.969 | 109.211 | 3998.18 | 151.7522 | 4149.9322 | 260.9632 | 3888.969 | 0 | 3888.969 | 109.211 | 3998.18 | 151.7522 | 4149.9322 | 260.9632 | 0
2010-03-15 | 5:00 | 3979.6279 | 114.3621 | 4093.99 | 154.6478 | 4248.6378 | 269.01 | 3979.6279 | 0 | 3979.6279 | 114.3621 | 4093.99 | 154.6478 | 4248.6378 | 269.01 | 0
2010-03-15 | 6:00 | 4270.9798 | 131.7202 | 4402.7 | 163.7419 | 4566.4419 | 295.4621 | 4270.9798 | 0 | 4270.9798 | 131.7202 | 4402.7 | 163.7419 | 4566.4419 | 295.4621 | 0
2010-03-15 | 7:00 | 4710.2328 | 160.2072 | 4870.44 | 176.8346 | 5047.2746 | 337.0419 | 4710.2328 | 0 | 4710.2328 | 160.2072 | 4870.44 | 176.8346 | 5047.2746 | 337.0419 | 0
2010-03-15 | 8:00 | 5010.1792 | 181.2608 | 5191.44 | 185.3417 | 5376.7817 | 366.6025 | 5010.1792 | 0.0003435 | 5010.1789 | 181.2608 | 5191.4396 | 185.3417 | 5376.7813 | 366.6025 | 3.4393e-05
2010-03-15 | 9:00 | 4970.4897 | 178.4003 | 5148.89 | 184.2364 | 5333.1264 | 362.6368 | 4970.4897 | 4.6141 | 4965.8755 | 178.0693 | 5143.9448 | 184.1075 | 5328.0523 | 362.1768 | 0.45997
2010-03-15 | 10:00 | 4881.0147 | 172.0353 | 5053.05 | 181.7219 | 5234.7719 | 353.7572 | 4881.0147 | 4.9593 | 4876.0554 | 171.6859 | 5047.7413 | 181.5816 | 5229.3228 | 353.2674 | 0.48971
2010-03-15 | 11:00 | 4724.6692 | 161.1908 | 4885.86 | 177.2522 | 5063.1122 | 338.443 | 4724.6692 | 6.2302 | 4718.4391 | 160.7659 | 4879.205 | 177.0721 | 5056.2771 | 337.838 | 0.60493
2010-03-15 | 12:00 | 4671.2815 | 157.5685 | 4828.85 | 175.704 | 5004.554 | 333.2725 | 4671.2815 | 6.3616 | 4664.9199 | 157.1396 | 4822.0595 | 175.5187 | 4997.5783 | 332.6584 | 0.61411
2010-03-15 | 13:00 | 4576.9885 | 151.2715 | 4728.26 | 172.9422 | 4901.2022 | 324.2137 | 4576.9885 | 30.9733 | 4546.0152 | 149.231 | 4695.2462 | 172.0275 | 4867.2738 | 321.2585 | 2.9552
2010-03-15 | 14:00 | 4504.7461 | 146.5339 | 4651.28 | 170.8029 | 4822.0829 | 317.3368 | 4504.7461 | 42.9505 | 4461.7957 | 143.7529 | 4605.5486 | 169.5214 | 4775.07 | 313.2743 | 4.0624
2010-03-15 | 15:00 | 4543.288 | 149.052 | 4692.34 | 171.9468 | 4864.2868 | 320.9988 | 4543.288 | 43.9149 | 4499.3731 | 146.1845 | 4645.5576 | 170.643 | 4816.2006 | 316.8275 | 4.1713
2010-03-15 | 16:00 | 4524.6954 | 147.8346 | 4672.53 | 171.3957 | 4843.9257 | 319.2303 | 4524.6954 | 38.728 | 4485.9674 | 145.3147 | 4631.2821 | 170.2435 | 4801.5256 | 315.5582 | 3.6721
2010-03-15 | 17:00 | 4564.4089 | 150.4411 | 4714.85 | 172.5712 | 4887.4212 | 323.0123 | 4564.4089 | 30.35 | 4534.0589 | 148.4471 | 4682.506 | 171.6734 | 4854.1794 | 320.1205 | 2.8918
2010-03-15 | 18:00 | 4585.4394 | 151.8306 | 4737.27 | 173.1912 | 4910.4612 | 325.0217 | 4585.4394 | 18.7451 | 4566.6944 | 150.5918 | 4717.2861 | 172.6386 | 4889.9248 | 323.2304 | 1.7913
2010-03-15 | 19:00 | 4623.836 | 154.384 | 4778.22 | 174.3187 | 4952.5387 | 328.7026 | 4623.836 | 5.4808 | 4618.3552 | 154.0182 | 4772.3734 | 174.1581 | 4946.5315 | 328.1763 | 0.52637
2010-03-15 | 20:00 | 4760.7293 | 163.6607 | 4924.39 | 178.2916 | 5102.6816 | 341.9523 | 4760.7293 | 0.0085041 | 4760.7208 | 163.6601 | 4924.3809 | 178.2914 | 5102.6723 | 341.9515 | 0.00082922
2010-03-15 | 21:00 | 4752.7851 | 163.1149 | 4915.9 | 178.0631 | 5093.9631 | 341.178 | 4752.7851 | 0 | 4752.7851 | 163.1149 | 4915.9 | 178.0631 | 5093.9631 | 341.178 | 0
2010-03-15 | 22:00 | 4615.3239 | 153.8161 | 4769.14 | 174.0692 | 4943.2092 | 327.8853 | 4615.3239 | 0 | 4615.3239 | 153.8161 | 4769.14 | 174.0692 | 4943.2092 | 327.8853 | 0
2010-03-15 | 23:00 | 4384.589 | 138.821 | 4523.41 | 167.1999 | 4690.6099 | 306.0208 | 4384.589 | 0 | 4384.589 | 138.821 | 4523.41 | 167.1999 | 4690.6099 | 306.0208 | 0
2010-03-15 | 24:00 | 4147.9681 | 124.2419 | 4272.21 | 159.9418 | 4432.1518 | 284.1837 | 4147.9681 | 0 | 4147.9681 | 124.2419 | 4272.21 | 159.9418 | 4432.1518 | 284.1837 | 0
2010-03-16 | 1:00 | 3975.4669 | 114.1231 | 4089.59 | 154.5156 | 4244.1056 | 268.6387 | 3975.4669 | 0 | 3975.4669 | 114.1231 | 4089.59 | 154.5156 | 4244.1056 | 268.6387 | 0
2010-03-16 | 2:00 | 3888.6376 | 109.1924 | 3997.83 | 151.7416 | 4149.5716 | 260.934 | 3888.6376 | 0 | 3888.6376 | 109.1924 | 3997.83 | 151.7416 | 4149.5716 | 260.934 | 0
2010-03-16 | 3:00 | 3846.2075 | 106.8225 | 3953.03 | 150.3757 | 4103.4057 | 257.1982 | 3846.2075 | 0 | 3846.2075 | 106.8225 | 3953.03 | 150.3757 | 4103.4057 | 257.1982 | 0
2010-03-16 | 4:00 | 3821.5242 | 105.4558 | 3926.98 | 149.5779 | 4076.5579 | 255.0338 | 3821.5242 | 0 | 3821.5242 | 105.4558 | 3926.98 | 149.5779 | 4076.5579 | 255.0338 | 0
2010-03-16 | 5:00 | 3851.3137 | 107.1063 | 3958.42 | 150.5404 | 4108.9604 | 257.6467 | 3851.3137 | 0 | 3851.3137 | 107.1063 | 3958.42 | 150.5404 | 4108.9604 | 257.6467 | 0
2010-03-16 | 6:00 | 3960.4381 | 113.2619 | 4073.7 | 154.0375 | 4227.7375 | 267.2994 | 3960.4381 | 0 | 3960.4381 | 113.2619 | 4073.7 | 154.0375 | 4227.7375 | 267.2994 | 0
2010-03-16 | 7:00 | 4153.6948 | 124.5852 | 4278.28 | 160.12 | 4438.4 | 284.7052 | 4153.6948 | 0 | 4153.6948 | 124.5852 | 4278.28 | 160.12 | 4438.4 | 284.7052 | 0
2010-03-16 | 8:00 | 4301.1804 | 133.5896 | 4434.77 | 164.6659 | 4599.4359 | 298.2556 | 4301.1804 | 0 | 4301.1804 | 133.5896 | 4434.77 | 164.6659 | 4599.4359 | 298.2556 | 0
2010-03-16 | 9:00 | 4334.973 | 135.697 | 4470.67 | 165.6958 | 4636.3658 | 301.3927 | 4334.973 | 1.5806 | 4333.3925 | 135.598 | 4468.9905 | 165.6477 | 4634.6382 | 301.2457 | 0.147
2010-03-16 | 10:00 | 4249.5296 | 130.4004 | 4379.93 | 163.0834 | 4543.0134 | 293.4838 | 4249.5296 | 12.6448 | 4236.8848 | 129.6256 | 4366.5104 | 162.6944 | 4529.2048 | 292.32 | 1.1639
2010-03-16 | 11:00 | 4136.5322 | 123.5578 | 4260.09 | 159.5856 | 4419.6756 | 283.1434 | 4136.5322 | 8.1927 | 4128.3395 | 123.0689 | 4251.4084 | 159.3301 | 4410.7384 | 282.3989 | 0.74445
2010-03-16 | 12:00 | 4034.1148 | 117.5152 | 4151.63 | 156.3731 | 4308.0031 | 273.8883 | 4034.1148 | 12.3082 | 4021.8066 | 116.7992 | 4138.6058 | 155.9844 | 4294.5901 | 272.7835 | 1.1047
2010-03-16 | 13:00 | 3999.1624 | 115.4876 | 4114.65 | 155.2677 | 4269.9177 | 270.7553 | 3999.1624 | 8.3698 | 3990.7926 | 115.0047 | 4105.7973 | 155.0023 | 4260.7996 | 270.007 | 0.7483
2010-03-16 | 14:00 | 3894.9811 | 109.5489 | 4004.53 | 151.9452 | 4156.4752 | 261.4941 | 3894.9811 | 15.7878 | 3879.1933 | 108.6626 | 3987.8559 | 151.4381 | 4139.2941 | 260.1008 | 1.3934
2010-03-16 | 15:00 | 3836.0509 | 106.2591 | 3942.31 | 150.0477 | 4092.3577 | 256.3068 | 3836.0509 | 13.2206 | 3822.8303 | 105.5279 | 3928.3582 | 149.6202 | 4077.9784 | 255.1481 | 1.1587
2010-03-16 | 16:00 | 3797.9227 | 104.1573 | 3902.08 | 148.813 | 4050.893 | 252.9703 | 3797.9227 | 5.7173 | 3792.2054 | 103.8439 | 3896.0493 | 148.6274 | 4044.6767 | 252.4713 | 0.49897
2010-03-16 | 17:00 | 3855.6049 | 107.3451 | 3962.95 | 150.6788 | 4113.6288 | 258.0239 | 3855.6049 | 9.5532 | 3846.0516 | 106.8138 | 3952.8655 | 150.3706 | 4103.2361 | 257.1845 | 0.83943
2010-03-16 | 18:00 | 4029.2955 | 117.2345 | 4146.53 | 156.221 | 4302.751 | 273.4555 | 4029.2955 | 5.0658 | 4024.2296 | 116.9399 | 4141.1696 | 156.061 | 4297.2305 | 273.0009 | 0.45463
2010-03-16 | 19:00 | 4224.4822 | 128.8678 | 4353.35 | 162.3123 | 4515.6623 | 291.1801 | 4224.4822 | 2.8793 | 4221.603 | 128.6922 | 4350.2951 | 162.2235 | 4512.5186 | 290.9157 | 0.2644
2010-03-16 | 20:00 | 4423.1279 | 141.2721 | 4564.4 | 168.3616 | 4732.7616 | 309.6337 | 4423.1279 | 0 | 4423.1279 | 141.2721 | 4564.4 | 168.3616 | 4732.7616 | 309.6337 | 0
2010-03-16 | 21:00 | 4502.1453 | 146.3647 | 4648.51 | 170.7255 | 4819.2355 | 317.0902 | 4502.1453 | 0 | 4502.1453 | 146.3647 | 4648.51 | 170.7255 | 4819.2355 | 317.0902 | 0
2010-03-16 | 22:00 | 4380.3287 | 138.5513 | 4518.88 | 167.0711 | 4685.9511 | 305.6224 | 4380.3287 | 0 | 4380.3287 | 138.5513 | 4518.88 | 167.0711 | 4685.9511 | 305.6224 | 0
2010-03-16 | 23:00 | 4197.7953 | 127.2447 | 4325.04 | 161.488 | 4486.528 | 288.7328 | 4197.7953 | 0 | 4197.7953 | 127.2447 | 4325.04 | 161.488 | 4486.528 | 288.7328 | 0
2010-03-16 | 24:00 | 4038.6505 | 117.7795 | 4156.43 | 156.5162 | 4312.9462 | 274.2958 | 4038.6505 | 0 | 4038.6505 | 117.7795 | 4156.43 | 156.5162 | 4312.9462 | 274.2958 | 0
2010-03-17 | 1:00 | 3896.0793 | 109.6107 | 4005.69 | 151.9805 | 4157.6705 | 261.5912 | 3896.0793 | 0 | 3896.0793 | 109.6107 | 4005.69 | 151.9805 | 4157.6705 | 261.5912 | 0
2010-03-17 | 2:00 | 3786.2993 | 103.5207 | 3889.82 | 148.4356 | 4038.2556 | 251.9563 | 3786.2993 | 0 | 3786.2993 | 103.5207 | 3889.82 | 148.4356 | 4038.2556 | 251.9563 | 0
2010-03-17 | 3:00 | 3750.8108 | 101.5892 | 3852.4 | 147.2799 | 3999.6799 | 248.8691 | 3750.8108 | 0 | 3750.8108 | 101.5892 | 3852.4 | 147.2799 | 3999.6799 | 248.8691 | 0
2010-03-17 | 4:00 | 3741.3335 | 101.0765 | 3842.41 | 146.9705 | 3989.3805 | 248.047 | 3741.3335 | 0 | 3741.3335 | 101.0765 | 3842.41 | 146.9705 | 3989.3805 | 248.047 | 0
2010-03-17 | 5:00 | 3751.1523 | 101.6077 | 3852.76 | 147.2911 | 4000.0511 | 248.8988 | 3751.1523 | 0 | 3751.1523 | 101.6077 | 3852.76 | 147.2911 | 4000.0511 | 248.8988 | 0
2010-03-17 | 6:00 | 3798.5294 | 104.1906 | 3902.72 | 148.8327 | 4051.5527 | 253.0233 | 3798.5294 | 0 | 3798.5294 | 104.1906 | 3902.72 | 148.8327 | 4051.5527 | 253.0233 | 0
2010-03-17 | 7:00 | 3936.3137 | 111.8863 | 4048.2 | 153.2683 | 4201.4683 | 265.1545 | 3936.3137 | 0 | 3936.3137 | 111.8863 | 4048.2 | 153.2683 | 4201.4683 | 265.1545 | 0
2010-03-17 | 8:00 | 4091.7528 | 120.8972 | 4212.65 | 158.1859 | 4370.8359 | 279.0831 | 4091.7528 | 0.035403 | 4091.7174 | 120.8951 | 4212.6125 | 158.1848 | 4370.7973 | 279.0799 | 0.0032017
2010-03-17 | 9:00 | 4189.4129 | 126.7371 | 4316.15 | 161.2286 | 4477.3786 | 287.9657 | 4189.4129 | 8.8083 | 4180.6046 | 126.2047 | 4306.8093 | 160.9557 | 4467.765 | 287.1604 | 0.8053
2010-03-17 | 10:00 | 4211.2861 | 128.0639 | 4339.35 | 161.9051 | 4501.2551 | 289.969 | 4211.2861 | 22.5479 | 4188.7381 | 126.6963 | 4315.4344 | 161.2077 | 4476.6421 | 287.9039 | 2.065
2010-03-17 | 11:00 | 4193.9955 | 127.0145 | 4321.01 | 161.3705 | 4482.3805 | 288.3849 | 4193.9955 | 33.1461 | 4160.8494 | 125.0148 | 4285.8642 | 160.3424 | 4446.2066 | 285.3572 | 3.0277
2010-03-17 | 12:00 | 4154.1193 | 124.6107 | 4278.73 | 160.1332 | 4438.8632 | 284.7439 | 4154.1193 | 39.9963 | 4114.123 | 122.2227 | 4236.3457 | 158.8861 | 4395.2319 | 281.1088 | 3.6351
2010-03-17 | 13:00 | 4075.2368 | 119.9232 | 4195.16 | 157.6678 | 4352.8278 | 277.5909 | 4075.2368 | 41.6219 | 4033.615 | 117.486 | 4151.101 | 156.3574 | 4307.4584 | 273.8434 | 3.7475
2010-03-17 | 14:00 | 3992.2607 | 115.0893 | 4107.35 | 155.0488 | 4262.3988 | 270.1382 | 3992.2607 | 44.897 | 3947.3636 | 112.5153 | 4059.879 | 153.6209 | 4213.4999 | 266.1362 | 4.002
2010-03-17 | 15:00 | 3914.2353 | 110.6347 | 4024.87 | 152.5624 | 4177.4324 | 263.197 | 3914.2353 | 44.0377 | 3870.1976 | 108.1592 | 3978.3568 | 151.1488 | 4129.5056 | 259.308 | 3.889
2010-03-17 | 16:00 | 3887.1038 | 109.1062 | 3996.21 | 151.6923 | 4147.9023 | 260.7986 | 3887.1038 | 39.1317 | 3847.9721 | 106.9205 | 3954.8926 | 150.4326 | 4105.3252 | 257.3532 | 3.4454
2010-03-17 | 17:00 | 3987.5614 | 114.8186 | 4102.38 | 154.8997 | 4257.2797 | 269.7183 | 3987.5614 | 30.7633 | 3956.7982 | 113.0538 | 4069.852 | 153.9216 | 4223.7736 | 266.9754 | 2.7429
2010-03-17 | 18:00 | 4183.0477 | 126.3523 | 4309.4 | 161.0314 | 4470.4314 | 287.3836 | 4183.0477 | 18.9464 | 4164.1013 | 125.2103 | 4289.3116 | 160.4435 | 4449.7551 | 285.6537 | 1.7299
2010-03-17 | 19:00 | 4358.4211 | 137.1689 | 4495.59 | 166.4078 | 4661.9978 | 303.5767 | 4358.4211 | 5.7206 | 4352.7005 | 136.8091 | 4489.5096 | 166.2343 | 4655.7438 | 303.0433 | 0.53335
2010-03-17 | 20:00 | 4533.0209 | 148.3791 | 4681.4 | 171.6426 | 4853.0426 | 320.0218 | 4533.0209 | 0.012731 | 4533.0082 | 148.3783 | 4681.3864 | 171.6423 | 4853.0287 | 320.0205 | 0.0012108
2010-03-17 | 21:00 | 4574.1651 | 151.0849 | 4725.25 | 172.859 | 4898.109 | 323.9439 | 4574.1651 | 0 | 4574.1651 | 151.0849 | 4725.25 | 172.859 | 4898.109 | 323.9439 | 0
2010-03-17 | 22:00 | 4430.6942 | 141.7558 | 4572.45 | 168.589 | 4741.039 | 310.3448 | 4430.6942 | 0 | 4430.6942 | 141.7558 | 4572.45 | 168.589 | 4741.039 | 310.3448 | 0
2010-03-17 | 23:00 | 4174.1733 | 125.8167 | 4299.99 | 160.7562 | 4460.7462 | 286.5729 | 4174.1733 | 0 | 4174.1733 | 125.8167 | 4299.99 | 160.7562 | 4460.7462 | 286.5729 | 0
2010-03-17 | 24:00 | 3997.8672 | 115.4128 | 4113.28 | 155.2266 | 4268.5066 | 270.6394 | 3997.8672 | 0 | 3997.8672 | 115.4128 | 4113.28 | 155.2266 | 4268.5066 | 270.6394 | 0
2010-03-18 | 1:00 | 3888.969 | 109.211 | 3998.18 | 151.7522 | 4149.9322 | 260.9632 | 3888.969 | 0 | 3888.969 | 109.211 | 3998.18 | 151.7522 | 4149.9322 | 260.9632 | 0
2010-03-18 | 2:00 | 3792.8413 | 103.8787 | 3896.72 | 148.6481 | 4045.3681 | 252.5268 | 3792.8413 | 0 | 3792.8413 | 103.8787 | 3896.72 | 148.6481 | 4045.3681 | 252.5268 | 0
2010-03-18 | 3:00 | 3795.8371 | 104.0429 | 3899.88 | 148.7453 | 4048.6253 | 252.7883 | 3795.8371 | 0 | 3795.8371 | 104.0429 | 3899.88 | 148.7453 | 4048.6253 | 252.7883 | 0
2010-03-18 | 4:00 | 3821.2399 | 105.4401 | 3926.68 | 149.5687 | 4076.2487 | 255.0089 | 3821.2399 | 0 | 3821.2399 | 105.4401 | 3926.68 | 149.5687 | 4076.2487 | 255.0089 | 0
2010-03-18 | 5:00 | 3939.351 | 112.059 | 4051.41 | 153.3652 | 4204.7752 | 265.4242 | 3939.351 | 0 | 3939.351 | 112.059 | 4051.41 | 153.3652 | 4204.7752 | 265.4242 | 0
2010-03-18 | 6:00 | 4291.6422 | 132.9978 | 4424.64 | 164.3745 | 4589.0145 | 297.3722 | 4291.6422 | 0 | 4291.6422 | 132.9978 | 4424.64 | 164.3745 | 4589.0145 | 297.3722 | 0
2010-03-18 | 7:00 | 4819.9896 | 167.7604 | 4987.75 | 179.9887 | 5167.7387 | 347.7491 | 4819.9896 | 0 | 4819.9896 | 167.7604 | 4987.75 | 179.9887 | 5167.7387 | 347.7491 | 0
2010-03-18 | 8:00 | 5078.5764 | 186.2436 | 5264.82 | 187.2317 | 5452.0517 | 373.4753 | 5078.5764 | 0.047406 | 5078.529 | 186.2401 | 5264.7691 | 187.2304 | 5451.9995 | 373.4705 | 0.0047805
2010-03-18 | 9:00 | 5021.6484 | 182.0916 | 5203.74 | 185.6599 | 5389.3999 | 367.7515 | 5021.6484 | 9.4209 | 5012.2275 | 181.409 | 5193.6365 | 185.3986 | 5379.0351 | 366.8076 | 0.94394
2010-03-18 | 10:00 | 4829.8617 | 168.4483 | 4998.31 | 180.2701 | 5178.5801 | 348.7184 | 4829.8617 | 22.9324 | 4806.9293 | 166.8525 | 4973.7818 | 179.6159 | 5153.3977 | 346.4684 | 2.25
2010-03-18 | 11:00 | 4685.7162 | 158.5438 | 4844.26 | 176.1237 | 5020.3837 | 334.6675 | 4685.7162 | 32.8124 | 4652.9038 | 156.3311 | 4809.2349 | 175.1684 | 4984.4033 | 331.4996 | 3.1679
2010-03-18 | 12:00 | 4634.3436 | 155.0864 | 4789.43 | 174.6262 | 4964.0562 | 329.7127 | 4634.3436 | 39.4193 | 4594.9242 | 152.4593 | 4747.3836 | 173.4702 | 4920.8538 | 325.9296 | 3.7831
2010-03-18 | 13:00 | 4584.4359 | 151.7641 | 4736.2 | 173.1616 | 4909.3616 | 324.9258 | 4584.4359 | 42.422 | 4542.0139 | 148.9684 | 4690.9823 | 171.9091 | 4862.8914 | 320.8775 | 4.0483
2010-03-18 | 14:00 | 4536.2494 | 148.5906 | 4684.84 | 171.7383 | 4856.5783 | 320.3289 | 4536.2494 | 43.127 | 4493.1225 | 145.7786 | 4638.9011 | 170.4568 | 4809.3579 | 316.2354 | 4.0934
2010-03-18 | 15:00 | 4527.3612 | 148.0088 | 4675.37 | 171.4748 | 4846.8448 | 319.4836 | 4527.3612 | 43.445 | 4483.9162 | 145.1818 | 4629.0981 | 170.1823 | 4799.2804 | 315.3642 | 4.1195
2010-03-18 | 16:00 | 4518.8943 | 147.4557 | 4666.35 | 171.2235 | 4837.5735 | 318.6792 | 4518.8943 | 38.4957 | 4480.3985 | 144.9541 | 4625.3527 | 170.0773 | 4795.43 | 315.0315 | 3.6477
2010-03-18 | 17:00 | 4553.8539 | 149.7461 | 4703.6 | 172.2594 | 4875.8594 | 322.0055 | 4553.8539 | 28.2781 | 4525.5758 | 147.8921 | 4673.468 | 171.4218 | 4844.8898 | 319.3139 | 2.6915
2010-03-18 | 18:00 | 4674.0356 | 157.7544 | 4831.79 | 175.7841 | 5007.5741 | 333.5385 | 4674.0356 | 6.5464 | 4667.4893 | 157.3128 | 4824.802 | 175.5936 | 5000.3956 | 332.9063 | 0.63213
2010-03-18 | 19:00 | 4794.8547 | 166.0153 | 4960.87 | 179.2706 | 5140.1406 | 345.2859 | 4794.8547 | 3.6638 | 4791.1909 | 165.7617 | 4956.9526 | 179.1657 | 5136.1183 | 344.9274 | 0.35849
2010-03-18 | 20:00 | 4962.092 | 177.798 | 5139.89 | 184.0018 | 5323.8918 | 361.7998 | 4962.092 | 0.00028606 | 4962.0917 | 177.798 | 5139.8897 | 184.0018 | 5323.8915 | 361.7998 | 2.8498e-05
2010-03-18 | 21:00 | 4983.4762 | 179.3338 | 5162.81 | 184.5988 | 5347.4088 | 363.9326 | 4983.4762 | 0 | 4983.4762 | 179.3338 | 5162.81 | 184.5988 | 5347.4088 | 363.9326 | 0
2010-03-18 | 22:00 | 4765.0052 | 163.9548 | 4928.96 | 178.4145 | 5107.3745 | 342.3693 | 4765.0052 | 0 | 4765.0052 | 163.9548 | 4928.96 | 178.4145 | 5107.3745 | 342.3693 | 0
2010-03-18 | 23:00 | 4420.2422 | 141.0878 | 4561.33 | 168.2748 | 4729.6048 | 309.3626 | 4420.2422 | 0 | 4420.2422 | 141.0878 | 4561.33 | 168.2748 | 4729.6048 | 309.3626 | 0
2010-03-18 | 24:00 | 4158.3268 | 124.8632 | 4283.19 | 160.264 | 4443.454 | 285.1273 | 4158.3268 | 0 | 4158.3268 | 124.8632 | 4283.19 | 160.264 | 4443.454 | 285.1273 | 0
2010-03-19 | 1:00 | 3938.5184 | 112.0116 | 4050.53 | 153.3387 | 4203.8687 | 265.3503 | 3938.5184 | 0 | 3938.5184 | 112.0116 | 4050.53 | 153.3387 | 4203.8687 | 265.3503 | 0
2010-03-19 | 2:00 | 3860.6251 | 107.6249 | 3968.25 | 150.8406 | 4119.0906 | 258.4654 | 3860.6251 | 0 | 3860.6251 | 107.6249 | 3968.25 | 150.8406 | 4119.0906 | 258.4654 | 0
2010-03-19 | 3:00 | 3774.2093 | 102.8607 | 3877.07 | 148.0424 | 4025.1124 | 250.9031 | 3774.2093 | 0 | 3774.2093 | 102.8607 | 3877.07 | 148.0424 | 4025.1124 | 250.9031 | 0
2010-03-19 | 4:00 | 3791.2769 | 103.7931 | 3895.07 | 148.5973 | 4043.6673 | 252.3903 | 3791.2769 | 0 | 3791.2769 | 103.7931 | 3895.07 | 148.5973 | 4043.6673 | 252.3903 | 0
2010-03-19 | 5:00 | 3951.9813 | 112.7787 | 4064.76 | 153.7681 | 4218.5281 | 266.5468 | 3951.9813 | 0 | 3951.9813 | 112.7787 | 4064.76 | 153.7681 | 4218.5281 | 266.5468 | 0
2010-03-19 | 6:00 | 4241.285 | 129.895 | 4371.18 | 162.8298 | 4534.0098 | 292.7248 | 4241.285 | 0 | 4241.285 | 129.895 | 4371.18 | 162.8298 | 4534.0098 | 292.7248 | 0
2010-03-19 | 7:00 | 4767.9711 | 164.1589 | 4932.13 | 178.4998 | 5110.6298 | 342.6587 | 4767.9711 | 0 | 4767.9711 | 164.1589 | 4932.13 | 178.4998 | 5110.6298 | 342.6587 | 0
2010-03-19 | 8:00 | 5030.636 | 182.744 | 5213.38 | 185.9089 | 5399.2889 | 368.6529 | 5030.636 | 0 | 5030.636 | 182.744 | 5213.38 | 185.9089 | 5399.2889 | 368.6529 | 0
2010-03-19 | 9:00 | 4915.7009 | 174.4891 | 5090.19 | 182.7004 | 5272.8904 | 357.1895 | 4915.7009 | 3.5792 | 4912.1217 | 174.2351 | 5086.3568 | 182.5997 | 5268.9565 | 356.8347 | 0.35476
2010-03-19 | 10:00 | 4726.5227 | 161.3173 | 4887.84 | 177.3058 | 5065.1458 | 338.623 | 4726.5227 | 4.9128 | 4721.6099 | 160.9821 | 4882.592 | 177.1638 | 5059.7558 | 338.1459 | 0.47714
2010-03-19 | 11:00 | 4678.4383 | 158.0517 | 4836.49 | 175.9121 | 5012.4021 | 333.9638 | 4678.4383 | 9.4538 | 4668.9845 | 157.4136 | 4826.3981 | 175.6371 | 5002.0352 | 333.0507 | 0.91317
2010-03-19 | 12:00 | 4586.2366 | 151.8834 | 4738.12 | 173.2146 | 4911.3346 | 325.098 | 4586.2366 | 5.9046 | 4580.332 | 151.4925 | 4731.8245 | 173.0408 | 4904.8653 | 324.5333 | 0.56472
2010-03-19 | 13:00 | 4545.9155 | 149.2245 | 4695.14 | 172.0246 | 4867.1646 | 321.249 | 4545.9155 | 8.2472 | 4537.6684 | 148.6835 | 4686.3519 | 171.7804 | 4858.1323 | 320.4639 | 0.78515
2010-03-19 | 14:00 | 4470.4865 | 144.3135 | 4614.8 | 169.7813 | 4784.5813 | 314.0948 | 4470.4865 | 7.9899 | 4462.4966 | 143.7981 | 4606.2947 | 169.5424 | 4775.8371 | 313.3405 | 0.7543
2010-03-19 | 15:00 | 4405.9623 | 140.1777 | 4546.14 | 167.8448 | 4713.9848 | 308.0225 | 4405.9623 | 13.1583 | 4392.804 | 139.3417 | 4532.1457 | 167.448 | 4699.5937 | 306.7896 | 1.2329
2010-03-19 | 16:00 | 4318.0128 | 134.6372 | 4452.65 | 165.1795 | 4617.8295 | 299.8167 | 4318.0128 | 11.6679 | 4306.3449 | 133.9106 | 4440.2555 | 164.8236 | 4605.0791 | 298.7342 | 1.0825
2010-03-19 | 17:00 | 4329.6745 | 135.3655 | 4465.04 | 165.5346 | 4630.5746 | 300.9001 | 4329.6745 | 14.9096 | 4314.7649 | 134.4348 | 4449.1997 | 165.0805 | 4614.2802 | 299.5152 | 1.3848
2010-03-19 | 18:00 | 4487.3741 | 145.4059 | 4632.78 | 170.2855 | 4803.0655 | 315.6913 | 4487.3741 | 11.1903 | 4476.1838 | 144.6816 | 4620.8654 | 169.9515 | 4790.8169 | 314.6331 | 1.0583
2010-03-19 | 19:00 | 4616.6364 | 153.9036 | 4770.54 | 174.1077 | 4944.6477 | 328.0113 | 4616.6364 | 4.6597 | 4611.9767 | 153.593 | 4765.5698 | 173.971 | 4939.5408 | 327.5641 | 0.44718
2010-03-19 | 20:00 | 4817.9982 | 167.6218 | 4985.62 | 179.9319 | 5165.5519 | 347.5537 | 4817.9982 | 0.0063033 | 4817.9919 | 167.6214 | 4985.6133 | 179.9317 | 5165.545 | 347.5531 | 0.00061842
2010-03-19 | 21:00 | 4795.7431 | 166.0769 | 4961.82 | 179.296 | 5141.116 | 345.3729 | 4795.7431 | 0 | 4795.7431 | 166.0769 | 4961.82 | 179.296 | 5141.116 | 345.3729 | 0
2010-03-19 | 22:00 | 4636.8554 | 155.2546 | 4792.11 | 174.6997 | 4966.8097 | 329.9543 | 4636.8554 | 0 | 4636.8554 | 155.2546 | 4792.11 | 174.6997 | 4966.8097 | 329.9543 | 0
2010-03-19 | 23:00 | 4318.0598 | 134.6402 | 4452.7 | 165.1809 | 4617.8809 | 299.8211 | 4318.0598 | 0 | 4318.0598 | 134.6402 | 4452.7 | 165.1809 | 4617.8809 | 299.8211 | 0
2010-03-19 | 24:00 | 4053.5593 | 118.6507 | 4172.21 | 156.9861 | 4329.1961 | 275.6368 | 4053.5593 | 0 | 4053.5593 | 118.6507 | 4172.21 | 156.9861 | 4329.1961 | 275.6368 | 0
2010-03-20 | 1:00 | 3898.0295 | 109.7205 | 4007.75 | 152.043 | 4159.793 | 261.7635 | 3898.0295 | 0 | 3898.0295 | 109.7205 | 4007.75 | 152.043 | 4159.793 | 261.7635 | 0
2010-03-20 | 2:00 | 3812.6248 | 104.9652 | 3917.59 | 149.2898 | 4066.8798 | 254.255 | 3812.6248 | 0 | 3812.6248 | 104.9652 | 3917.59 | 149.2898 | 4066.8798 | 254.255 | 0
2010-03-20 | 3:00 | 3772.3886 | 102.7614 | 3875.15 | 147.9831 | 4023.1331 | 250.7446 | 3772.3886 | 0 | 3772.3886 | 102.7614 | 3875.15 | 147.9831 | 4023.1331 | 250.7446 | 0
2010-03-20 | 4:00 | 3786.3751 | 103.5249 | 3889.9 | 148.438 | 4038.338 | 251.9629 | 3786.3751 | 0 | 3786.3751 | 103.5249 | 3889.9 | 148.438 | 4038.338 | 251.9629 | 0
2010-03-20 | 5:00 | 3834.298 | 106.162 | 3940.46 | 149.9911 | 4090.4511 | 256.1531 | 3834.298 | 0 | 3834.298 | 106.162 | 3940.46 | 149.9911 | 4090.4511 | 256.1531 | 0
2010-03-20 | 6:00 | 4145.8641 | 124.1159 | 4269.98 | 159.8763 | 4429.8563 | 283.9922 | 4145.8641 | 0 | 4145.8641 | 124.1159 | 4269.98 | 159.8763 | 4429.8563 | 283.9922 | 0
2010-03-20 | 7:00 | 4700.8691 | 159.5709 | 4860.44 | 176.5634 | 5037.0034 | 336.1343 | 4700.8691 | 0 | 4700.8691 | 159.5709 | 4860.44 | 176.5634 | 5037.0034 | 336.1343 | 0
2010-03-20 | 8:00 | 4936.7812 | 175.9888 | 5112.77 | 183.2928 | 5296.0628 | 359.2816 | 4936.7812 | 0.19392 | 4936.5873 | 175.975 | 5112.5623 | 183.2874 | 5295.8496 | 359.2624 | 0.019267
2010-03-20 | 9:00 | 4910.6027 | 174.1273 | 5084.73 | 182.5569 | 5267.2869 | 356.6842 | 4910.6027 | 10.3464 | 4900.2563 | 173.3943 | 5073.6507 | 182.2653 | 5255.9159 | 355.6596 | 1.0246
2010-03-20 | 10:00 | 4779.3561 | 164.9439 | 4944.3 | 178.8265 | 5123.1265 | 343.7704 | 4779.3561 | 24.5556 | 4754.8005 | 163.2533 | 4918.0538 | 178.1211 | 5096.1749 | 341.3744 | 2.396
2010-03-20 | 11:00 | 4707.789 | 160.041 | 4867.83 | 176.7639 | 5044.5939 | 336.8049 | 4707.789 | 35.7112 | 4672.0778 | 157.6222 | 4829.7001 | 175.7271 | 5005.4272 | 333.3494 | 3.4555
2010-03-20 | 12:00 | 4644.3998 | 155.7602 | 4800.16 | 174.9202 | 4975.0802 | 330.6804 | 4644.3998 | 44.0604 | 4600.3394 | 152.8189 | 4753.1583 | 173.6294 | 4926.7876 | 326.4483 | 4.2321
2010-03-20 | 13:00 | 4538.0514 | 148.7086 | 4686.76 | 171.7917 | 4858.5517 | 320.5003 | 4538.0514 | 47.1531 | 4490.8983 | 145.6343 | 4636.5326 | 170.3905 | 4806.9231 | 316.0249 | 4.4755
2010-03-20 | 14:00 | 4478.0197 | 144.8003 | 4622.82 | 170.0063 | 4792.8263 | 314.8066 | 4478.0197 | 48.508 | 4429.5118 | 141.6802 | 4571.1919 | 168.5535 | 4739.7454 | 310.2336 | 4.573
2010-03-20 | 15:00 | 4443.0711 | 142.5489 | 4585.62 | 168.9605 | 4754.5805 | 311.5094 | 4443.0711 | 44.9033 | 4398.1678 | 139.6822 | 4537.8499 | 167.6098 | 4705.4598 | 307.292 | 4.2174
2010-03-20 | 16:00 | 4431.7374 | 141.8226 | 4573.56 | 168.6203 | 4742.1803 | 310.4429 | 4431.7374 | 41.0054 | 4390.732 | 139.2102 | 4529.9423 | 167.3854 | 4697.3277 | 306.5957 | 3.8472
2010-03-20 | 17:00 | 4593.6174 | 152.3726 | 4745.99 | 173.4318 | 4919.4218 | 325.8044 | 4593.6174 | 31.9557 | 4561.6617 | 150.26 | 4711.9217 | 172.4901 | 4884.4117 | 322.7501 | 3.0543
2010-03-20 | 18:00 | 4705.1859 | 159.8641 | 4865.05 | 176.6885 | 5041.7385 | 336.5526 | 4705.1859 | 19.9101 | 4685.2759 | 158.514 | 4843.7899 | 176.1109 | 5019.9007 | 334.6249 | 1.9277
2010-03-20 | 19:00 | 4718.9025 | 160.7975 | 4879.7 | 177.0855 | 5056.7855 | 337.883 | 4718.9025 | 6.2903 | 4712.6121 | 160.3691 | 4872.9813 | 176.9035 | 5049.8848 | 337.2726 | 0.61039
2010-03-20 | 20:00 | 4821.6257 | 167.8743 | 4989.5 | 180.0354 | 5169.5354 | 347.9097 | 4821.6257 | 0.01908 | 4821.6066 | 167.873 | 4989.4796 | 180.0348 | 5169.5144 | 347.9078 | 0.0018727
2010-03-20 | 21:00 | 4822.813 | 167.957 | 4990.77 | 180.0692 | 5170.8392 | 348.0262 | 4822.813 | 0 | 4822.813 | 167.957 | 4990.77 | 180.0692 | 5170.8392 | 348.0262 | 0
2010-03-20 | 22:00 | 4563.7053 | 150.3947 | 4714.1 | 172.5504 | 4886.6504 | 322.9451 | 4563.7053 | 0 | 4563.7053 | 150.3947 | 4714.1 | 172.5504 | 4886.6504 | 322.9451 | 0
2010-03-20 | 23:00 | 4300.5967 | 133.5533 | 4434.15 | 164.6481 | 4598.7981 | 298.2015 | 4300.5967 | 0 | 4300.5967 | 133.5533 | 4434.15 | 164.6481 | 4598.7981 | 298.2015 | 0
2010-03-20 | 24:00 | 4056.7995 | 118.8405 | 4175.64 | 157.0881 | 4332.7281 | 275.9286 | 4056.7995 | 0 | 4056.7995 | 118.8405 | 4175.64 | 157.0881 | 4332.7281 | 275.9286 | 0
2010-03-21 | 1:00 | 3907.0227 | 110.2273 | 4017.25 | 152.3313 | 4169.5813 | 262.5586 | 3907.0227 | 0 | 3907.0227 | 110.2273 | 4017.25 | 152.3313 | 4169.5813 | 262.5586 | 0
2010-03-21 | 2:00 | 3782.9902 | 103.3398 | 3886.33 | 148.328 | 4034.658 | 251.6678 | 3782.9902 | 0 | 3782.9902 | 103.3398 | 3886.33 | 148.328 | 4034.658 | 251.6678 | 0
2010-03-21 | 3:00 | 3751.9965 | 101.6535 | 3853.65 | 147.3186 | 4000.9686 | 248.9721 | 3751.9965 | 0 | 3751.9965 | 101.6535 | 3853.65 | 147.3186 | 4000.9686 | 248.9721 | 0
2010-03-21 | 4:00 | 3768.9081 | 102.5719 | 3871.48 | 147.8698 | 4019.3498 | 250.4417 | 3768.9081 | 0 | 3768.9081 | 102.5719 | 3871.48 | 147.8698 | 4019.3498 | 250.4417 | 0
2010-03-21 | 5:00 | 3900.5951 | 109.8649 | 4010.46 | 152.1253 | 4162.5853 | 261.9902 | 3900.5951 | 0 | 3900.5951 | 109.8649 | 4010.46 | 152.1253 | 4162.5853 | 261.9902 | 0
2010-03-21 | 6:00 | 4234.048 | 129.452 | 4363.5 | 162.6071 | 4526.1071 | 292.0591 | 4234.048 | 0 | 4234.048 | 129.452 | 4363.5 | 162.6071 | 4526.1071 | 292.0591 | 0
2010-03-21 | 7:00 | 4722.4131 | 161.0369 | 4883.45 | 177.187 | 5060.637 | 338.2239 | 4722.4131 | 0 | 4722.4131 | 161.0369 | 4883.45 | 177.187 | 5060.637 | 338.2239 | 0
2010-03-21 | 8:00 | 4933.8781 | 175.7819 | 5109.66 | 183.2113 | 5292.8713 | 358.9932 | 4933.8781 | 0.27849 | 4933.5996 | 175.7621 | 5109.3617 | 183.2035 | 5292.5652 | 358.9656 | 0.027661
2010-03-21 | 9:00 | 4888.0392 | 172.5308 | 5060.57 | 181.9204 | 5242.4904 | 354.4512 | 4888.0392 | 10.3353 | 4877.7039 | 171.802 | 5049.5059 | 181.6282 | 5231.1341 | 353.4302 | 1.021
2010-03-21 | 10:00 | 4680.1525 | 158.1675 | 4838.32 | 175.962 | 5014.282 | 334.1295 | 4680.1525 | 23.8789 | 4656.2736 | 156.5577 | 4812.8313 | 175.2667 | 4988.098 | 331.8244 | 2.3051
2010-03-21 | 11:00 | 4550.7762 | 149.5438 | 4700.32 | 172.1684 | 4872.4884 | 321.7121 | 4550.7762 | 35.4895 | 4515.2867 | 147.2204 | 4662.5072 | 171.1163 | 4833.6235 | 318.3367 | 3.3754
2010-03-21 | 12:00 | 4487.4587 | 145.4113 | 4632.87 | 170.288 | 4803.158 | 315.6993 | 4487.4587 | 42.3235 | 4445.1352 | 142.6814 | 4587.8166 | 169.0224 | 4756.839 | 311.7038 | 3.9955
2010-03-21 | 13:00 | 4410.4938 | 140.4662 | 4550.96 | 167.9814 | 4718.9414 | 308.4475 | 4410.4938 | 45.7996 | 4364.6942 | 137.5641 | 4502.2582 | 166.5979 | 4668.8561 | 304.162 | 4.2856
2010-03-21 | 14:00 | 4381.2786 | 138.6114 | 4519.89 | 167.0998 | 4686.9898 | 305.7112 | 4381.2786 | 47.018 | 4334.2606 | 135.6524 | 4469.9129 | 165.6741 | 4635.5871 | 301.3265 | 4.3848
2010-03-21 | 15:00 | 4313.5697 | 134.3603 | 4447.93 | 165.044 | 4612.974 | 299.4043 | 4313.5697 | 44.2534 | 4269.3163 | 131.6176 | 4400.9339 | 163.6909 | 4564.6248 | 295.3085 | 4.0958
2010-03-21 | 16:00 | 4206.1484 | 127.7516 | 4333.9 | 161.7463 | 4495.6463 | 289.498 | 4206.1484 | 33.4344 | 4172.7139 | 125.7287 | 4298.4427 | 160.7109 | 4459.1536 | 286.4396 | 3.0583
2010-03-21 | 17:00 | 4265.6202 | 131.3898 | 4397.01 | 163.5775 | 4560.5875 | 294.9673 | 4265.6202 | 31.0974 | 4234.5228 | 129.4811 | 4364.0038 | 162.6217 | 4526.6255 | 292.1028 | 2.8646
2010-03-21 | 18:00 | 4402.9537 | 139.9863 | 4542.94 | 167.7542 | 4710.6942 | 307.7405 | 4402.9537 | 19.1811 | 4383.7726 | 138.7693 | 4522.5419 | 167.1752 | 4689.7171 | 305.9445 | 1.796
2010-03-21 | 19:00 | 4471.0877 | 144.3523 | 4615.44 | 169.7993 | 4785.2393 | 314.1516 | 4471.0877 | 6.1408 | 4464.9469 | 143.9561 | 4608.903 | 169.6157 | 4778.5187 | 313.5717 | 0.57983
2010-03-21 | 20:00 | 4670.532 | 157.518 | 4828.05 | 175.6821 | 5003.7321 | 333.2001 | 4670.532 | 0.020185 | 4670.5119 | 157.5166 | 4828.0285 | 175.6816 | 5003.71 | 333.1981 | 0.001949
2010-03-21 | 21:00 | 4727.8333 | 161.4067 | 4889.24 | 177.3436 | 5066.5836 | 338.7503 | 4727.8333 | 0 | 4727.8333 | 161.4067 | 4889.24 | 177.3436 | 5066.5836 | 338.7503 | 0
2010-03-21 | 22:00 | 4584.8016 | 151.7884 | 4736.59 | 173.1724 | 4909.7624 | 324.9607 | 4584.8016 | 0 | 4584.8016 | 151.7884 | 4736.59 | 173.1724 | 4909.7624 | 324.9607 | 0
2010-03-21 | 23:00 | 4310.0019 | 134.1381 | 4444.14 | 164.9352 | 4609.0752 | 299.0733 | 4310.0019 | 0 | 4310.0019 | 134.1381 | 4444.14 | 164.9352 | 4609.0752 | 299.0733 | 0
2010-03-21 | 24:00 | 4040.8804 | 117.9096 | 4158.79 | 156.5866 | 4315.3766 | 274.4962 | 4040.8804 | 0 | 4040.8804 | 117.9096 | 4158.79 | 156.5866 | 4315.3766 | 274.4962 | 0
2010-03-22 | 1:00 | 3840.8925 | 106.5275 | 3947.42 | 150.2041 | 4097.6241 | 256.7316 | 3840.8925 | 0 | 3840.8925 | 106.5275 | 3947.42 | 150.2041 | 4097.6241 | 256.7316 | 0
2010-03-22 | 2:00 | 3732.4812 | 100.5988 | 3833.08 | 146.6812 | 3979.7612 | 247.2799 | 3732.4812 | 0 | 3732.4812 | 100.5988 | 3833.08 | 146.6812 | 3979.7612 | 247.2799 | 0
2010-03-22 | 3:00 | 3671.1786 | 97.3214 | 3768.5 | 144.6696 | 3913.1696 | 241.991 | 3671.1786 | 0 | 3671.1786 | 97.3214 | 3768.5 | 144.6696 | 3913.1696 | 241.991 | 0
2010-03-22 | 4:00 | 3690.321 | 98.339 | 3788.66 | 145.2992 | 3933.9592 | 243.6382 | 3690.321 | 0 | 3690.321 | 98.339 | 3788.66 | 145.2992 | 3933.9592 | 243.6382 | 0
2010-03-22 | 5:00 | 3794.5857 | 103.9743 | 3898.56 | 148.7047 | 4047.2647 | 252.679 | 3794.5857 | 0 | 3794.5857 | 103.9743 | 3898.56 | 148.7047 | 4047.2647 | 252.679 | 0
2010-03-22 | 6:00 | 4082.0835 | 120.3265 | 4202.41 | 157.8827 | 4360.2927 | 278.2092 | 4082.0835 | 0 | 4082.0835 | 120.3265 | 4202.41 | 157.8827 | 4360.2927 | 278.2092 | 0
2010-03-22 | 7:00 | 4551.5644 | 149.5956 | 4701.16 | 172.1917 | 4873.3517 | 321.7872 | 4551.5644 | 0 | 4551.5644 | 149.5956 | 4701.16 | 172.1917 | 4873.3517 | 321.7872 | 0
2010-03-22 | 8:00 | 4794.8921 | 166.0179 | 4960.91 | 179.2716 | 5140.1816 | 345.2896 | 4794.8921 | 0.35868 | 4794.5334 | 165.9931 | 4960.5265 | 179.2614 | 5139.7879 | 345.2545 | 0.035103
2010-03-22 | 9:00 | 4762.1609 | 163.7591 | 4925.92 | 178.3328 | 5104.2528 | 342.0919 | 4762.1609 | 10.2419 | 4751.919 | 163.0555 | 4914.9745 | 178.0381 | 5093.0126 | 341.0936 | 0.99827
2010-03-22 | 10:00 | 4534.1847 | 148.4553 | 4682.64 | 171.6771 | 4854.3171 | 320.1324 | 4534.1847 | 23.7211 | 4510.4635 | 146.9061 | 4657.3696 | 170.973 | 4828.3426 | 317.879 | 2.2534
2010-03-22 | 11:00 | 4477.6065 | 144.7735 | 4622.38 | 169.994 | 4792.374 | 314.7675 | 4477.6065 | 34.5895 | 4443.0169 | 142.5454 | 4585.5624 | 168.9589 | 4754.5212 | 311.5043 | 3.2632
2010-03-22 | 12:00 | 4413.5303 | 140.6597 | 4554.19 | 168.0728 | 4722.2628 | 308.7325 | 4413.5303 | 33.4004 | 4380.13 | 138.5388 | 4518.6688 | 167.0651 | 4685.7338 | 305.6038 | 3.1286
2010-03-22 | 13:00 | 4341.118 | 136.082 | 4477.2 | 165.8826 | 4643.0826 | 301.9645 | 4341.118 | 47.123 | 4293.9951 | 133.1436 | 4427.1387 | 164.4464 | 4591.5851 | 297.5901 | 4.3745
2010-03-22 | 14:00 | 4277.3185 | 132.1115 | 4409.43 | 163.9361 | 4573.3661 | 296.0476 | 4277.3185 | 44.6202 | 4232.6983 | 129.3695 | 4362.0678 | 162.5655 | 4524.6333 | 291.935 | 4.1126
2010-03-22 | 15:00 | 4192.8829 | 126.9471 | 4319.83 | 161.336 | 4481.166 | 288.2831 | 4192.8829 | 45.949 | 4146.9339 | 124.18 | 4271.1139 | 159.9096 | 4431.0235 | 284.0896 | 4.1935
2010-03-22 | 16:00 | 4105.7352 | 121.7248 | 4227.46 | 158.6238 | 4386.0838 | 280.3486 | 4105.7352 | 40.4161 | 4065.3191 | 119.3402 | 4184.6592 | 157.3561 | 4342.0153 | 276.6963 | 3.6523
2010-03-22 | 17:00 | 4104.2058 | 121.6342 | 4225.84 | 158.5759 | 4384.4159 | 280.2101 | 4104.2058 | 31.6315 | 4072.5743 | 119.7665 | 4192.3408 | 157.5841 | 4349.9249 | 277.3507 | 2.8595
2010-03-22 | 18:00 | 4183.2741 | 126.3659 | 4309.64 | 161.0384 | 4470.6784 | 287.4043 | 4183.2741 | 19.469 | 4163.805 | 125.1924 | 4288.9975 | 160.4343 | 4449.4318 | 285.6267 | 1.7776
2010-03-22 | 19:00 | 4279.6448 | 132.2552 | 4411.9 | 164.0074 | 4575.9074 | 296.2626 | 4279.6448 | 6.1916 | 4273.4532 | 131.8728 | 4405.326 | 163.8177 | 4569.1436 | 295.6905 | 0.57209
2010-03-22 | 20:00 | 4405.7649 | 140.1651 | 4545.93 | 167.8389 | 4713.7689 | 308.004 | 4405.7649 | 0.02515 | 4405.7397 | 140.1635 | 4545.9032 | 167.8381 | 4713.7414 | 308.0017 | 0.0023582
2010-03-22 | 21:00 | 4471.0877 | 144.3523 | 4615.44 | 169.7993 | 4785.2393 | 314.1516 | 4471.0877 | 0 | 4471.0877 | 144.3523 | 4615.44 | 169.7993 | 4785.2393 | 314.1516 | 0
2010-03-22 | 22:00 | 4329.6463 | 135.3637 | 4465.01 | 165.5337 | 4630.5437 | 300.8974 | 4329.6463 | 0 | 4329.6463 | 135.3637 | 4465.01 | 165.5337 | 4630.5437 | 300.8974 | 0
2010-03-22 | 23:00 | 4104.4135 | 121.6465 | 4226.06 | 158.5824 | 4384.6424 | 280.2289 | 4104.4135 | 0 | 4104.4135 | 121.6465 | 4226.06 | 158.5824 | 4384.6424 | 280.2289 | 0
2010-03-22 | 24:00 | 3883.7992 | 108.9208 | 3992.72 | 151.5862 | 4144.3062 | 260.507 | 3883.7992 | 0 | 3883.7992 | 108.9208 | 3992.72 | 151.5862 | 4144.3062 | 260.507 | 0
2010-03-23 | 1:00 | 3727.585 | 100.335 | 3827.92 | 146.521 | 3974.441 | 246.856 | 3727.585 | 0 | 3727.585 | 100.335 | 3827.92 | 146.521 | 3974.441 | 246.856 | 0
2010-03-23 | 2:00 | 3679.8579 | 97.7821 | 3777.64 | 144.9552 | 3922.5952 | 242.7374 | 3679.8579 | 0 | 3679.8579 | 97.7821 | 3777.64 | 144.9552 | 3922.5952 | 242.7374 | 0
2010-03-23 | 3:00 | 3613.6356 | 94.2944 | 3707.93 | 142.7686 | 3850.6986 | 237.063 | 3613.6356 | 0 | 3613.6356 | 94.2944 | 3707.93 | 142.7686 | 3850.6986 | 237.063 | 0
2010-03-23 | 4:00 | 3590.7844 | 93.1056 | 3683.89 | 142.0102 | 3825.9002 | 235.1159 | 3590.7844 | 0 | 3590.7844 | 93.1056 | 3683.89 | 142.0102 | 3825.9002 | 235.1159 | 0
2010-03-23 | 5:00 | 3638.1233 | 95.5767 | 3733.7 | 143.5791 | 3877.2791 | 239.1558 | 3638.1233 | 0 | 3638.1233 | 95.5767 | 3733.7 | 143.5791 | 3877.2791 | 239.1558 | 0
2010-03-23 | 6:00 | 3723.9411 | 100.1389 | 3824.08 | 146.4018 | 3970.4818 | 246.5407 | 3723.9411 | 0 | 3723.9411 | 100.1389 | 3824.08 | 146.4018 | 3970.4818 | 246.5407 | 0
2010-03-23 | 7:00 | 3967.2955 | 113.6545 | 4080.95 | 154.2558 | 4235.2058 | 267.9102 | 3967.2955 | 0 | 3967.2955 | 113.6545 | 4080.95 | 154.2558 | 4235.2058 | 267.9102 | 0
2010-03-23 | 8:00 | 4043.6582 | 118.0718 | 4161.73 | 156.6742 | 4318.4042 | 274.746 | 4043.6582 | 0.4989 | 4043.1593 | 118.0427 | 4161.202 | 156.6584 | 4317.8604 | 274.7011 | 0.044861
2010-03-23 | 9:00 | 4069.2962 | 119.5738 | 4188.87 | 157.4811 | 4346.3511 | 277.0549 | 4069.2962 | 10.465 | 4058.8312 | 118.9596 | 4177.7908 | 157.1521 | 4334.9429 | 276.1116 | 0.94332
2010-03-23 | 10:00 | 3957.0139 | 113.0661 | 4070.08 | 153.9285 | 4224.0085 | 266.9946 | 3957.0139 | 23.3398 | 3933.6741 | 111.7363 | 4045.4104 | 153.184 | 4198.5944 | 264.9202 | 2.0744
2010-03-23 | 11:00 | 3861.3355 | 107.6645 | 3969 | 150.8635 | 4119.8635 | 258.5279 | 3861.3355 | 34.0414 | 3827.2941 | 105.7745 | 3933.0686 | 149.7646 | 4082.8333 | 255.5391 | 2.9888
2010-03-23 | 12:00 | 3784.109 | 103.401 | 3887.51 | 148.3644 | 4035.8744 | 251.7653 | 3784.109 | 41.7066 | 3742.4024 | 101.1343 | 3843.5367 | 147.0054 | 3990.5421 | 248.1397 | 3.6257
2010-03-23 | 13:00 | 3720.1641 | 99.9359 | 3820.1 | 146.2781 | 3966.3781 | 246.214 | 3720.1641 | 45.7522 | 3674.4119 | 97.4929 | 3771.9048 | 144.776 | 3916.6808 | 242.2689 | 3.9451
2010-03-23 | 14:00 | 3647.6045 | 96.0755 | 3743.68 | 143.8923 | 3887.5723 | 239.9678 | 3647.6045 | 46.1138 | 3601.4906 | 93.6617 | 3695.1523 | 142.3658 | 3837.5181 | 236.0274 | 3.9404
2010-03-23 | 15:00 | 3578.6049 | 92.4751 | 3671.08 | 141.6052 | 3812.6852 | 234.0803 | 3578.6049 | 42.6121 | 3535.9928 | 90.2859 | 3626.2788 | 140.184 | 3766.4627 | 230.4699 | 3.6104
2010-03-23 | 16:00 | 3565.7196 | 91.8104 | 3657.53 | 141.1762 | 3798.7062 | 232.9865 | 3565.7196 | 39.4347 | 3526.285 | 89.7909 | 3616.0758 | 139.8592 | 3755.9351 | 229.6501 | 3.3364
2010-03-23 | 17:00 | 3677.3701 | 97.6499 | 3775.02 | 144.8734 | 3919.8934 | 242.5233 | 3677.3701 | 30.639 | 3646.7311 | 96.0295 | 3742.7606 | 143.8634 | 3886.624 | 239.893 | 2.6304
2010-03-23 | 18:00 | 3849.3622 | 106.9978 | 3956.36 | 150.4775 | 4106.8375 | 257.4753 | 3849.3622 | 19.2651 | 3830.097 | 105.9295 | 3936.0265 | 149.8553 | 4085.8818 | 255.7848 | 1.6905
2010-03-23 | 19:00 | 3991.3057 | 115.0343 | 4106.34 | 155.0186 | 4261.3586 | 270.0528 | 3991.3057 | 6.2123 | 3985.0934 | 114.6765 | 4099.7699 | 154.8214 | 4254.5913 | 269.4979 | 0.55497
2010-03-23 | 20:00 | 4120.9229 | 122.6271 | 4243.55 | 159.0986 | 4402.6486 | 281.7256 | 4120.9229 | 0.026039 | 4120.8969 | 122.6255 | 4243.5224 | 159.0977 | 4402.6202 | 281.7233 | 0.0023629
2010-03-23 | 21:00 | 4190.3559 | 126.7941 | 4317.15 | 161.2578 | 4478.4078 | 288.0519 | 4190.3559 | 0 | 4190.3559 | 126.7941 | 4317.15 | 161.2578 | 4478.4078 | 288.0519 | 0
2010-03-23 | 22:00 | 4081.3186 | 120.2814 | 4201.6 | 157.8587 | 4359.4587 | 278.1401 | 4081.3186 | 0 | 4081.3186 | 120.2814 | 4201.6 | 157.8587 | 4359.4587 | 278.1401 | 0
2010-03-23 | 23:00 | 3913.9419 | 110.6181 | 4024.56 | 152.553 | 4177.113 | 263.171 | 3913.9419 | 0 | 3913.9419 | 110.6181 | 4024.56 | 152.553 | 4177.113 | 263.171 | 0
2010-03-23 | 24:00 | 3676.2021 | 97.5879 | 3773.79 | 144.8349 | 3918.6249 | 242.4229 | 3676.2021 | 0 | 3676.2021 | 97.5879 | 3773.79 | 144.8349 | 3918.6249 | 242.4229 | 0
2010-03-24 | 1:00 | 3515.8878 | 89.2622 | 3605.15 | 139.5111 | 3744.6611 | 228.7732 | 3515.8878 | 0 | 3515.8878 | 89.2622 | 3605.15 | 139.5111 | 3744.6611 | 228.7732 | 0
2010-03-24 | 2:00 | 3472.4975 | 87.0725 | 3559.57 | 138.0537 | 3697.6237 | 225.1262 | 3472.4975 | 0 | 3472.4975 | 87.0725 | 3559.57 | 138.0537 | 3697.6237 | 225.1262 | 0
2010-03-24 | 3:00 | 3430.4818 | 84.9782 | 3515.46 | 136.6358 | 3652.0958 | 221.614 | 3430.4818 | 0 | 3430.4818 | 84.9782 | 3515.46 | 136.6358 | 3652.0958 | 221.614 | 0
2010-03-24 | 4:00 | 3398.8707 | 83.4193 | 3482.29 | 135.5648 | 3617.8548 | 218.9841 | 3398.8707 | 0 | 3398.8707 | 83.4193 | 3482.29 | 135.5648 | 3617.8548 | 218.9841 | 0
2010-03-24 | 5:00 | 3414.1395 | 84.1705 | 3498.31 | 136.0826 | 3634.3926 | 220.2531 | 3414.1395 | 0 | 3414.1395 | 84.1705 | 3498.31 | 136.0826 | 3634.3926 | 220.2531 | 0
2010-03-24 | 6:00 | 3488.6457 | 87.8843 | 3576.53 | 138.5969 | 3715.1269 | 226.4811 | 3488.6457 | 0 | 3488.6457 | 87.8843 | 3576.53 | 138.5969 | 3715.1269 | 226.4811 | 0
2010-03-24 | 7:00 | 3633.6197 | 95.3403 | 3728.96 | 143.4302 | 3872.3902 | 238.7704 | 3633.6197 | 0 | 3633.6197 | 95.3403 | 3728.96 | 143.4302 | 3872.3902 | 238.7704 | 0
2010-03-24 | 8:00 | 3781.5489 | 103.2611 | 3884.81 | 148.2811 | 4033.0911 | 251.5423 | 3781.5489 | 0.6344 | 3780.9145 | 103.2265 | 3884.141 | 148.2605 | 4032.4015 | 251.487 | 0.055272
2010-03-24 | 9:00 | 3908.4142 | 110.3058 | 4018.72 | 152.3759 | 4171.0959 | 262.6818 | 3908.4142 | 10.8793 | 3897.5349 | 109.6926 | 4007.2275 | 152.0272 | 4159.2547 | 261.7198 | 0.962
2010-03-24 | 10:00 | 3890.1525 | 109.2775 | 3999.43 | 151.7902 | 4151.2202 | 261.0677 | 3890.1525 | 23.8976 | 3866.255 | 107.939 | 3974.194 | 151.0219 | 4125.2159 | 258.9609 | 2.1068
2010-03-24 | 11:00 | 3900.6992 | 109.8708 | 4010.57 | 152.1286 | 4162.6986 | 261.9994 | 3900.6992 | 34.2932 | 3866.406 | 107.9474 | 3974.3535 | 151.0268 | 4125.3802 | 258.9742 | 3.0253
2010-03-24 | 12:00 | 3861.5723 | 107.6777 | 3969.25 | 150.8711 | 4120.1211 | 258.5488 | 3861.5723 | 40.5953 | 3820.977 | 105.4256 | 3926.4027 | 149.5602 | 4075.9629 | 254.9859 | 3.5629
2010-03-24 | 13:00 | 3845.2601 | 106.7699 | 3952.03 | 150.3451 | 4102.3751 | 257.115 | 3845.2601 | 42.912 | 3802.3481 | 104.4001 | 3906.7482 | 148.9566 | 4055.7048 | 253.3568 | 3.7582
2010-03-24 | 14:00 | 3820.131 | 105.379 | 3925.51 | 149.5329 | 4075.0429 | 254.9118 | 3820.131 | 44.6218 | 3775.5093 | 102.9315 | 3878.4408 | 148.0847 | 4026.5255 | 251.0162 | 3.8956
2010-03-24 | 15:00 | 3714.3559 | 99.6241 | 3813.98 | 146.0879 | 3960.0679 | 245.712 | 3714.3559 | 43.1572 | 3671.1987 | 97.3225 | 3768.5212 | 144.6702 | 3913.1914 | 241.9927 | 3.7193
2010-03-24 | 16:00 | 3705.9465 | 99.1735 | 3805.12 | 145.8122 | 3950.9322 | 244.9857 | 3705.9465 | 38.4514 | 3667.4951 | 97.1262 | 3764.6213 | 144.5483 | 3909.1696 | 241.6745 | 3.3112
2010-03-24 | 17:00 | 3875.4187 | 108.4513 | 3983.87 | 151.3168 | 4135.1868 | 259.768 | 3875.4187 | 30.8374 | 3844.5813 | 106.7322 | 3951.3135 | 150.3232 | 4101.6367 | 257.0554 | 2.7127
2010-03-24 | 18:00 | 4012.6047 | 116.2653 | 4128.87 | 155.6934 | 4284.5634 | 271.9587 | 4012.6047 | 19.5623 | 3993.0424 | 115.1344 | 4108.1768 | 155.0736 | 4263.2504 | 270.2081 | 1.7506
2010-03-24 | 19:00 | 4186.452 | 126.558 | 4313.01 | 161.1369 | 4474.1469 | 287.6949 | 4186.452 | 6.426 | 4180.026 | 126.1698 | 4306.1958 | 160.9377 | 4467.1335 | 287.1075 | 0.58738
2010-03-24 | 20:00 | 4329.411 | 135.349 | 4464.76 | 165.5266 | 4630.2866 | 300.8756 | 4329.411 | 0.034395 | 4329.3766 | 135.3468 | 4464.7235 | 165.5255 | 4630.249 | 300.8724 | 0.0031973
2010-03-24 | 21:00 | 4399.268 | 139.752 | 4539.02 | 167.643 | 4706.663 | 307.3951 | 4399.268 | 0 | 4399.268 | 139.752 | 4539.02 | 167.643 | 4706.663 | 307.3951 | 0
2010-03-24 | 22:00 | 4199.5678 | 127.3522 | 4326.92 | 161.5429 | 4488.4629 | 288.8951 | 4199.5678 | 0 | 4199.5678 | 127.3522 | 4326.92 | 161.5429 | 4488.4629 | 288.8951 | 0
2010-03-24 | 23:00 | 3972.8945 | 113.9755 | 4086.87 | 154.4338 | 4241.3038 | 268.4093 | 3972.8945 | 0 | 3972.8945 | 113.9755 | 4086.87 | 154.4338 | 4241.3038 | 268.4093 | 0
2010-03-24 | 24:00 | 3780.1076 | 103.1824 | 3883.29 | 148.2343 | 4031.5243 | 251.4167 | 3780.1076 | 0 | 3780.1076 | 103.1824 | 3883.29 | 148.2343 | 4031.5243 | 251.4167 | 0
2010-03-25 | 1:00 | 3683.0103 | 97.9497 | 3780.96 | 145.0589 | 3926.0189 | 243.0086 | 3683.0103 | 0 | 3683.0103 | 97.9497 | 3780.96 | 145.0589 | 3926.0189 | 243.0086 | 0
2010-03-25 | 2:00 | 3620.9533 | 94.6767 | 3715.63 | 143.011 | 3858.641 | 237.6877 | 3620.9533 | 0 | 3620.9533 | 94.6767 | 3715.63 | 143.011 | 3858.641 | 237.6877 | 0
2010-03-25 | 3:00 | 3616.5057 | 94.4443 | 3710.95 | 142.8637 | 3853.8137 | 237.308 | 3616.5057 | 0 | 3616.5057 | 94.4443 | 3710.95 | 142.8637 | 3853.8137 | 237.308 | 0
2010-03-25 | 4:00 | 3650.6348 | 96.2352 | 3746.87 | 143.9923 | 3890.8623 | 240.2275 | 3650.6348 | 0 | 3650.6348 | 96.2352 | 3746.87 | 143.9923 | 3890.8623 | 240.2275 | 0
2010-03-25 | 5:00 | 3800.9847 | 104.3253 | 3905.31 | 148.9124 | 4054.2224 | 253.2377 | 3800.9847 | 0 | 3800.9847 | 104.3253 | 3905.31 | 148.9124 | 4054.2224 | 253.2377 | 0
2010-03-25 | 6:00 | 4097.0779 | 121.2121 | 4218.29 | 158.3528 | 4376.6428 | 279.5648 | 4097.0779 | 0 | 4097.0779 | 121.2121 | 4218.29 | 158.3528 | 4376.6428 | 279.5648 | 0
2010-03-25 | 7:00 | 4646.1522 | 155.8778 | 4802.03 | 174.9713 | 4977.0013 | 330.8491 | 4646.1522 | 0 | 4646.1522 | 155.8778 | 4802.03 | 174.9713 | 4977.0013 | 330.8491 | 0
2010-03-25 | 8:00 | 4922.6194 | 174.9806 | 5097.6 | 182.895 | 5280.495 | 357.8756 | 4922.6194 | 0.4891 | 4922.1303 | 174.9458 | 5097.0761 | 182.8813 | 5279.9574 | 357.8271 | 0.048522
2010-03-25 | 9:00 | 4893.9422 | 172.9478 | 5066.89 | 182.0871 | 5248.9771 | 355.0349 | 4893.9422 | 11.5778 | 4882.3644 | 172.1305 | 5054.4949 | 181.76 | 5236.2549 | 353.8905 | 1.1444
2010-03-25 | 10:00 | 4762.4322 | 163.7778 | 4926.21 | 178.3406 | 5104.5506 | 342.1184 | 4762.4322 | 26.2056 | 4736.2266 | 161.9803 | 4898.2069 | 177.5859 | 5075.7928 | 339.5662 | 2.5521
2010-03-25 | 11:00 | 4680.3773 | 158.1827 | 4838.56 | 175.9685 | 5014.5285 | 334.1512 | 4680.3773 | 38.0306 | 4642.3466 | 155.6225 | 4797.9692 | 174.8602 | 4972.8294 | 330.4827 | 3.6685
2010-03-25 | 12:00 | 4586.3398 | 151.8902 | 4738.23 | 173.2177 | 4911.4477 | 325.1079 | 4586.3398 | 45.3513 | 4540.9885 | 148.9012 | 4689.8897 | 171.8787 | 4861.7684 | 320.7799 | 4.328
2010-03-25 | 13:00 | 4470.4865 | 144.3135 | 4614.8 | 169.7813 | 4784.5813 | 314.0948 | 4470.4865 | 50 | 4420.4865 | 141.1034 | 4561.5899 | 168.2821 | 4729.8721 | 309.3855 | 4.7092
2010-03-25 | 14:00 | 4399.0423 | 139.7377 | 4538.78 | 167.6362 | 4706.4162 | 307.3739 | 4399.0423 | 49.5948 | 4349.4475 | 136.6047 | 4486.0522 | 166.1355 | 4652.1877 | 302.7402 | 4.6337
2010-03-25 | 15:00 | 4298.7983 | 133.4417 | 4432.24 | 164.5932 | 4596.8332 | 298.0349 | 4298.7983 | 46.4722 | 4252.3261 | 130.5721 | 4382.8982 | 163.1693 | 4546.0676 | 293.7415 | 4.2934
2010-03-25 | 16:00 | 4265.7238 | 131.3962 | 4397.12 | 163.5807 | 4560.7007 | 294.9769 | 4265.7238 | 42.3633 | 4223.3605 | 128.7993 | 4352.1599 | 162.2777 | 4514.4376 | 291.077 | 3.8998
2010-03-25 | 17:00 | 4297.273 | 133.347 | 4430.62 | 164.5466 | 4595.1666 | 297.8936 | 4297.273 | 31.4983 | 4265.7747 | 131.3993 | 4397.174 | 163.5822 | 4560.7563 | 294.9816 | 2.912
2010-03-25 | 18:00 | 4446.5667 | 142.7733 | 4589.34 | 169.0653 | 4758.4053 | 311.8386 | 4446.5667 | 20.4186 | 4426.1481 | 141.4651 | 4567.6131 | 168.4524 | 4736.0655 | 309.9174 | 1.9212
2010-03-25 | 19:00 | 4505.9198 | 146.6102 | 4652.53 | 170.8378 | 4823.3678 | 317.4481 | 4505.9198 | 6.7436 | 4499.1761 | 146.1717 | 4645.3479 | 170.6371 | 4815.985 | 316.8088 | 0.63921
2010-03-25 | 20:00 | 4700.0825 | 159.5175 | 4859.6 | 176.5406 | 5036.1406 | 336.0581 | 4700.0825 | 0.038699 | 4700.0438 | 159.5149 | 4859.5587 | 176.5394 | 5036.0981 | 336.0543 | 0.0037488
2010-03-25 | 21:00 | 4758.9515 | 163.5385 | 4922.49 | 178.2405 | 5100.7305 | 341.779 | 4758.9515 | 0 | 4758.9515 | 163.5385 | 4922.49 | 178.2405 | 5100.7305 | 341.779 | 0
2010-03-25 | 22:00 | 4600.2847 | 152.8153 | 4753.1 | 173.6278 | 4926.7278 | 326.4431 | 4600.2847 | 0 | 4600.2847 | 152.8153 | 4753.1 | 173.6278 | 4926.7278 | 326.4431 | 0
2010-03-25 | 23:00 | 4312.7413 | 134.3087 | 4447.05 | 165.0188 | 4612.0688 | 299.3275 | 4312.7413 | 0 | 4312.7413 | 134.3087 | 4447.05 | 165.0188 | 4612.0688 | 299.3275 | 0
2010-03-25 | 24:00 | 4068.6823 | 119.5377 | 4188.22 | 157.4619 | 4345.6819 | 276.9996 | 4068.6823 | 0 | 4068.6823 | 119.5377 | 4188.22 | 157.4619 | 4345.6819 | 276.9996 | 0
2010-03-26 | 1:00 | 3930.2577 | 111.5423 | 4041.8 | 153.0748 | 4194.8748 | 264.6171 | 3930.2577 | 0 | 3930.2577 | 111.5423 | 4041.8 | 153.0748 | 4194.8748 | 264.6171 | 0
2010-03-26 | 2:00 | 3816.9846 | 105.2054 | 3922.19 | 149.431 | 4071.621 | 254.6364 | 3816.9846 | 0 | 3816.9846 | 105.2054 | 3922.19 | 149.431 | 4071.621 | 254.6364 | 0
2010-03-26 | 3:00 | 3784.6685 | 103.4315 | 3888.1 | 148.3826 | 4036.4826 | 251.8141 | 3784.6685 | 0 | 3784.6685 | 103.4315 | 3888.1 | 148.3826 | 4036.4826 | 251.8141 | 0
2010-03-26 | 4:00 | 3802.928 | 104.432 | 3907.36 | 148.9754 | 4056.3354 | 253.4074 | 3802.928 | 0 | 3802.928 | 104.432 | 3907.36 | 148.9754 | 4056.3354 | 253.4074 | 0
2010-03-26 | 5:00 | 3934.109 | 111.761 | 4045.87 | 153.1979 | 4199.0679 | 264.9588 | 3934.109 | 0 | 3934.109 | 111.761 | 4045.87 | 153.1979 | 4199.0679 | 264.9588 | 0
2010-03-26 | 6:00 | 4209.7401 | 127.9699 | 4337.71 | 161.8573 | 4499.5673 | 289.8272 | 4209.7401 | 0 | 4209.7401 | 127.9699 | 4337.71 | 161.8573 | 4499.5673 | 289.8272 | 0
2010-03-26 | 7:00 | 4725.3526 | 161.2374 | 4886.59 | 177.2719 | 5063.8619 | 338.5093 | 4725.3526 | 0 | 4725.3526 | 161.2374 | 4886.59 | 177.2719 | 5063.8619 | 338.5093 | 0
2010-03-26 | 8:00 | 4978.2147 | 178.9553 | 5157.17 | 184.452 | 5341.622 | 363.4074 | 4978.2147 | 0.56689 | 4977.6478 | 178.9146 | 5156.5624 | 184.4362 | 5340.9986 | 363.3508 | 0.056569
2010-03-26 | 9:00 | 4887.787 | 172.513 | 5060.3 | 181.9133 | 5242.2133 | 354.4263 | 4887.787 | 11.559 | 4876.2279 | 171.698 | 5047.926 | 181.5864 | 5229.5124 | 353.2845 | 1.1418
2010-03-26 | 10:00 | 4738.0733 | 162.1067 | 4900.18 | 177.6392 | 5077.8192 | 339.7458 | 4738.0733 | 25.8782 | 4712.1951 | 160.3407 | 4872.5358 | 176.8914 | 5049.4273 | 337.2322 | 2.5137
2010-03-26 | 11:00 | 4609.5205 | 153.4295 | 4762.95 | 173.899 | 4936.849 | 327.3285 | 4609.5205 | 37.1204 | 4572.4001 | 150.9683 | 4723.3684 | 172.807 | 4896.1754 | 323.7753 | 3.5532
2010-03-26 | 12:00 | 4517.4298 | 147.3602 | 4664.79 | 171.18 | 4835.97 | 318.5402 | 4517.4298 | 43.7653 | 4473.6645 | 144.5187 | 4618.1832 | 169.8763 | 4788.0595 | 314.395 | 4.1452
2010-03-26 | 13:00 | 4478.1606 | 144.8094 | 4622.97 | 170.0105 | 4792.9805 | 314.8199 | 4478.1606 | 48.4073 | 4429.7534 | 141.6956 | 4571.449 | 168.5607 | 4740.0097 | 310.2563 | 4.5636
2010-03-26 | 14:00 | 4461.5903 | 143.7397 | 4605.33 | 169.5153 | 4774.8453 | 313.255 | 4461.5903 | 49.2177 | 4412.3726 | 140.5859 | 4552.9585 | 168.0379 | 4720.9964 | 308.6238 | 4.6311
2010-03-26 | 15:00 | 4436.7842 | 142.1458 | 4578.93 | 168.7719 | 4747.7019 | 310.9176 | 4436.7842 | 46.616 | 4390.1683 | 139.1745 | 4529.3428 | 167.3684 | 4696.7112 | 306.5429 | 4.3747
2010-03-26 | 16:00 | 4407.758 | 140.292 | 4548.05 | 167.899 | 4715.949 | 308.1909 | 4407.758 | 41.23 | 4366.5281 | 137.6797 | 4504.2077 | 166.6534 | 4670.8612 | 304.3331 | 3.8578
2010-03-26 | 17:00 | 4461.1018 | 143.7082 | 4604.81 | 169.5007 | 4774.3107 | 313.2089 | 4461.1018 | 32.4556 | 4428.6462 | 141.6248 | 4570.271 | 168.5275 | 4738.7985 | 310.1523 | 3.0566
2010-03-26 | 18:00 | 4602.2539 | 152.9461 | 4755.2 | 173.6856 | 4928.8856 | 326.6318 | 4602.2539 | 19.5072 | 4582.7467 | 151.6523 | 4734.399 | 173.1119 | 4907.5109 | 324.7642 | 1.8676
2010-03-26 | 19:00 | 4657.9684 | 156.6716 | 4814.64 | 175.3161 | 4989.9561 | 331.9878 | 4657.9684 | 4.5089 | 4653.4594 | 156.3685 | 4809.8279 | 175.1846 | 4985.0126 | 331.5531 | 0.43467
2010-03-26 | 20:00 | 4767.0916 | 164.0984 | 4931.19 | 178.4745 | 5109.6645 | 342.5729 | 4767.0916 | 0.017706 | 4767.0739 | 164.0972 | 4931.1711 | 178.474 | 5109.6451 | 342.5712 | 0.0017277
2010-03-26 | 21:00 | 4725.0811 | 161.2189 | 4886.3 | 177.2641 | 5063.5641 | 338.483 | 4725.0811 | 0 | 4725.0811 | 161.2189 | 4886.3 | 177.2641 | 5063.5641 | 338.483 | 0
2010-03-26 | 22:00 | 4517.8992 | 147.3908 | 4665.29 | 171.1939 | 4836.4839 | 318.5847 | 4517.8992 | 0 | 4517.8992 | 147.3908 | 4665.29 | 171.1939 | 4836.4839 | 318.5847 | 0
2010-03-26 | 23:00 | 4220.9572 | 128.6528 | 4349.61 | 162.2036 | 4511.8136 | 290.8564 | 4220.9572 | 0 | 4220.9572 | 128.6528 | 4349.61 | 162.2036 | 4511.8136 | 290.8564 | 0
2010-03-26 | 24:00 | 3938.1588 | 111.9912 | 4050.15 | 153.3272 | 4203.4772 | 265.3184 | 3938.1588 | 0 | 3938.1588 | 111.9912 | 4050.15 | 153.3272 | 4203.4772 | 265.3184 | 0
2010-03-27 | 1:00 | 3783.9858 | 103.3942 | 3887.38 | 148.3604 | 4035.7404 | 251.7546 | 3783.9858 | 0 | 3783.9858 | 103.3942 | 3887.38 | 148.3604 | 4035.7404 | 251.7546 | 0
2010-03-27 | 2:00 | 3663.543 | 96.917 | 3760.46 | 144.418 | 3904.878 | 241.335 | 3663.543 | 0 | 3663.543 | 96.917 | 3760.46 | 144.418 | 3904.878 | 241.335 | 0
2010-03-27 | 3:00 | 3630.1992 | 95.1608 | 3725.36 | 143.317 | 3868.677 | 238.4779 | 3630.1992 | 0 | 3630.1992 | 95.1608 | 3725.36 | 143.317 | 3868.677 | 238.4779 | 0
2010-03-27 | 4:00 | 3612.4476 | 94.2324 | 3706.68 | 142.7292 | 3849.4092 | 236.9616 | 3612.4476 | 0 | 3612.4476 | 94.2324 | 3706.68 | 142.7292 | 3849.4092 | 236.9616 | 0
2010-03-27 | 5:00 | 3692.9318 | 98.4782 | 3791.41 | 145.385 | 3936.795 | 243.8632 | 3692.9318 | 0 | 3692.9318 | 98.4782 | 3791.41 | 145.385 | 3936.795 | 243.8632 | 0
2010-03-27 | 6:00 | 3984.5545 | 114.6455 | 4099.2 | 154.8043 | 4254.0043 | 269.4498 | 3984.5545 | 0 | 3984.5545 | 114.6455 | 4099.2 | 154.8043 | 4254.0043 | 269.4498 | 0
2010-03-27 | 7:00 | 4520.2366 | 147.5434 | 4667.78 | 171.2633 | 4839.0433 | 318.8067 | 4520.2366 | 0 | 4520.2366 | 147.5434 | 4667.78 | 171.2633 | 4839.0433 | 318.8067 | 0
2010-03-27 | 8:00 | 4740.5723 | 162.2777 | 4902.85 | 177.7112 | 5080.5612 | 339.9889 | 4740.5723 | 0.80033 | 4739.772 | 162.2229 | 4901.9949 | 177.6882 | 5079.683 | 339.9111 | 0.077866
2010-03-27 | 9:00 | 4722.9467 | 161.0733 | 4884.02 | 177.2024 | 5061.2224 | 338.2757 | 4722.9467 | 2.0836 | 4720.8632 | 160.9312 | 4881.7944 | 177.1422 | 5058.9366 | 338.0734 | 0.20231
2010-03-27 | 10:00 | 4579.2116 | 151.4184 | 4730.63 | 173.0077 | 4903.6377 | 324.4262 | 4579.2116 | 7.2626 | 4571.9489 | 150.9385 | 4722.8875 | 172.7937 | 4895.6811 | 323.7322 | 0.69401
2010-03-27 | 11:00 | 4409.4785 | 140.4015 | 4549.88 | 167.9508 | 4717.8308 | 308.3523 | 4409.4785 | 35.14 | 4374.3384 | 138.1727 | 4512.5111 | 166.8899 | 4679.401 | 305.0626 | 3.2898
2010-03-27 | 12:00 | 4393.6732 | 139.3968 | 4533.07 | 167.4742 | 4700.5442 | 306.871 | 4393.6732 | 24.2734 | 4369.3997 | 137.8608 | 4507.2606 | 166.7404 | 4674.001 | 304.6012 | 2.2698
2010-03-27 | 13:00 | 4443.3906 | 142.5694 | 4585.96 | 168.9701 | 4754.9301 | 311.5395 | 4443.3906 | 17.6433 | 4425.7473 | 141.4395 | 4567.1868 | 168.4403 | 4735.6271 | 309.8798 | 1.6597
2010-03-27 | 14:00 | 4452.4675 | 143.1525 | 4595.62 | 169.2421 | 4764.8621 | 312.3946 | 4452.4675 | 28.273 | 4424.1945 | 141.3402 | 4565.5347 | 168.3936 | 4733.9283 | 309.7339 | 2.6608
2010-03-27 | 15:00 | 4425.9007 | 141.4493 | 4567.35 | 168.4449 | 4735.7949 | 309.8942 | 4425.9007 | 13.768 | 4412.1327 | 140.5706 | 4552.7033 | 168.0307 | 4720.7341 | 308.6013 | 1.2929
2010-03-27 | 16:00 | 4412.1766 | 140.5734 | 4552.75 | 168.032 | 4720.782 | 308.6054 | 4412.1766 | 11.3432 | 4400.8334 | 139.8515 | 4540.6849 | 167.6902 | 4708.3752 | 307.5418 | 1.0637
2010-03-27 | 17:00 | 4455.4553 | 143.3447 | 4598.8 | 169.3316 | 4768.1316 | 312.6763 | 4455.4553 | 12.7276 | 4442.7277 | 142.5269 | 4585.2546 | 168.9502 | 4754.2048 | 311.4771 | 1.1992
2010-03-27 | 18:00 | 4567.3828 | 150.6372 | 4718.02 | 172.659 | 4890.679 | 323.2961 | 4567.3828 | 2.2243 | 4565.1586 | 150.4905 | 4715.6491 | 172.5933 | 4888.2424 | 323.0838 | 0.21233
2010-03-27 | 19:00 | 4574.7561 | 151.1239 | 4725.88 | 172.8764 | 4898.7564 | 324.0004 | 4574.7561 | 2.1964 | 4572.5597 | 150.9789 | 4723.5386 | 172.8117 | 4896.3502 | 323.7905 | 0.20984
2010-03-27 | 20:00 | 4705.1297 | 159.8603 | 4864.99 | 176.6868 | 5041.6768 | 336.5471 | 4705.1297 | 0 | 4705.1297 | 159.8603 | 4864.99 | 176.6868 | 5041.6768 | 336.5471 | 0
2010-03-27 | 21:00 | 4719.5204 | 160.8396 | 4880.36 | 177.1034 | 5057.4634 | 337.943 | 4719.5204 | 0 | 4719.5204 | 160.8396 | 4880.36 | 177.1034 | 5057.4634 | 337.943 | 0
2010-03-27 | 22:00 | 4469.1808 | 144.2292 | 4613.41 | 169.7423 | 4783.1523 | 313.9715 | 4469.1808 | 0 | 4469.1808 | 144.2292 | 4613.41 | 169.7423 | 4783.1523 | 313.9715 | 0
2010-03-27 | 23:00 | 4172.2587 | 125.7013 | 4297.96 | 160.6968 | 4458.6568 | 286.3981 | 4172.2587 | 0 | 4172.2587 | 125.7013 | 4297.96 | 160.6968 | 4458.6568 | 286.3981 | 0
2010-03-27 | 24:00 | 3898.2568 | 109.7332 | 4007.99 | 152.0503 | 4160.0403 | 261.7836 | 3898.2568 | 0 | 3898.2568 | 109.7332 | 4007.99 | 152.0503 | 4160.0403 | 261.7836 | 0
2010-03-28 | 1:00 | 3760.9128 | 102.1372 | 3863.05 | 147.6094 | 4010.6594 | 249.7465 | 3760.9128 | 0 | 3760.9128 | 102.1372 | 3863.05 | 147.6094 | 4010.6594 | 249.7465 | 0
2010-03-28 | 2:00 | 3623.1485 | 94.7915 | 3717.94 | 143.0837 | 3861.0237 | 237.8752 | 3623.1485 | 0 | 3623.1485 | 94.7915 | 3717.94 | 143.0837 | 3861.0237 | 237.8752 | 0
2010-03-28 | 3:00 | 3583.7393 | 92.7407 | 3676.48 | 141.776 | 3818.256 | 234.5167 | 3583.7393 | 0 | 3583.7393 | 92.7407 | 3676.48 | 141.776 | 3818.256 | 234.5167 | 0
2010-03-28 | 4:00 | 3571.0737 | 92.0863 | 3663.16 | 141.3545 | 3804.5145 | 233.4408 | 3571.0737 | 0 | 3571.0737 | 92.0863 | 3663.16 | 141.3545 | 3804.5145 | 233.4408 | 0
2010-03-28 | 5:00 | 3771.4023 | 102.7077 | 3874.11 | 147.951 | 4022.061 | 250.6587 | 3771.4023 | 0 | 3771.4023 | 102.7077 | 3874.11 | 147.951 | 4022.061 | 250.6587 | 0
2010-03-28 | 6:00 | 4029.9381 | 117.2719 | 4147.21 | 156.2413 | 4303.4513 | 273.5132 | 4029.9381 | 0 | 4029.9381 | 117.2719 | 4147.21 | 156.2413 | 4303.4513 | 273.5132 | 0
2010-03-28 | 7:00 | 4496.2672 | 145.9828 | 4642.25 | 170.5505 | 4812.8005 | 316.5333 | 4496.2672 | 0 | 4496.2672 | 145.9828 | 4642.25 | 170.5505 | 4812.8005 | 316.5333 | 0
2010-03-28 | 8:00 | 4701.15 | 159.59 | 4860.74 | 176.5715 | 5037.3115 | 336.1615 | 4701.15 | 1.4584 | 4699.6916 | 159.491 | 4859.1826 | 176.5292 | 5035.7118 | 336.0202 | 0.14128
2010-03-28 | 9:00 | 4682.6815 | 158.3385 | 4841.02 | 176.0355 | 5017.0555 | 334.374 | 4682.6815 | 11.8061 | 4670.8754 | 157.5411 | 4828.4165 | 175.6921 | 5004.1086 | 333.2332 | 1.1408
2010-03-28 | 10:00 | 4675.5719 | 157.8581 | 4833.43 | 175.8288 | 5009.2588 | 333.6869 | 4675.5719 | 25.7299 | 4649.842 | 156.1255 | 4805.9675 | 175.0791 | 4981.0466 | 331.2045 | 2.4823
2010-03-28 | 11:00 | 4739.6925 | 162.2175 | 4901.91 | 177.6859 | 5079.5959 | 339.9034 | 4739.6925 | 36.9091 | 4702.7834 | 159.7009 | 4862.4843 | 176.6189 | 5039.1031 | 336.3197 | 3.5836
2010-03-28 | 12:00 | 4611.9113 | 153.5887 | 4765.5 | 173.9691 | 4939.4691 | 327.5578 | 4611.9113 | 43.746 | 4568.1653 | 150.6888 | 4718.8541 | 172.682 | 4891.5362 | 323.3708 | 4.187
2010-03-28 | 13:00 | 4542.9501 | 149.0299 | 4691.98 | 171.9368 | 4863.9168 | 320.9666 | 4542.9501 | 48.6603 | 4494.2898 | 145.8544 | 4640.1442 | 170.4916 | 4810.6358 | 316.346 | 4.6207
2010-03-28 | 14:00 | 4523.1466 | 147.7334 | 4670.88 | 171.3497 | 4842.2297 | 319.0831 | 4523.1466 | 47.815 | 4475.3316 | 144.6265 | 4619.958 | 169.9261 | 4789.8841 | 314.5525 | 4.5306
2010-03-28 | 15:00 | 4491.6283 | 145.6817 | 4637.31 | 170.4123 | 4807.7223 | 316.094 | 4491.6283 | 46.6233 | 4445.005 | 142.673 | 4587.678 | 169.0185 | 4756.6965 | 311.6915 | 4.4025
2010-03-28 | 16:00 | 4407.4572 | 140.2728 | 4547.73 | 167.8899 | 4715.6199 | 308.1627 | 4407.4572 | 41.2394 | 4366.2177 | 137.6601 | 4503.8779 | 166.644 | 4670.5219 | 304.3042 | 3.8586
2010-03-28 | 17:00 | 4342.5389 | 136.1711 | 4478.71 | 165.9257 | 4644.6357 | 302.0968 | 4342.5389 | 32.0431 | 4310.4958 | 134.1689 | 4444.6647 | 164.9503 | 4609.615 | 299.1192 | 2.9776
2010-03-28 | 18:00 | 4441.0601 | 142.4199 | 4583.48 | 168.9002 | 4752.3802 | 311.3201 | 4441.0601 | 19.9534 | 4421.1067 | 141.143 | 4562.2497 | 168.3008 | 4730.5505 | 309.4438 | 1.8763
2010-03-28 | 19:00 | 4488.98 | 145.51 | 4634.49 | 170.3333 | 4804.8233 | 315.8433 | 4488.98 | 6.7094 | 4482.2707 | 145.0753 | 4627.346 | 170.1332 | 4797.4792 | 315.2085 | 0.63477
2010-03-28 | 20:00 | 4641.026 | 155.534 | 4796.56 | 174.8216 | 4971.3816 | 330.3556 | 4641.026 | 0.018292 | 4641.0077 | 155.5328 | 4796.5405 | 174.8211 | 4971.3615 | 330.3538 | 0.0017606
2010-03-28 | 21:00 | 4700.6912 | 159.5588 | 4860.25 | 176.5582 | 5036.8082 | 336.117 | 4700.6912 | 0 | 4700.6912 | 159.5588 | 4860.25 | 176.5582 | 5036.8082 | 336.117 | 0
2010-03-28 | 22:00 | 4528.572 | 148.088 | 4676.66 | 171.5107 | 4848.1707 | 319.5987 | 4528.572 | 0 | 4528.572 | 148.088 | 4676.66 | 171.5107 | 4848.1707 | 319.5987 | 0
2010-03-28 | 23:00 | 4239.6549 | 129.7951 | 4369.45 | 162.7797 | 4532.2297 | 292.5748 | 4239.6549 | 0 | 4239.6549 | 129.7951 | 4369.45 | 162.7797 | 4532.2297 | 292.5748 | 0
2010-03-28 | 24:00 | 3962.0934 | 113.3566 | 4075.45 | 154.0902 | 4229.5402 | 267.4468 | 3962.0934 | 0 | 3962.0934 | 113.3566 | 4075.45 | 154.0902 | 4229.5402 | 267.4468 | 0
2010-03-29 | 1:00 | 3780.0317 | 103.1783 | 3883.21 | 148.2318 | 4031.4418 | 251.4101 | 3780.0317 | 0 | 3780.0317 | 103.1783 | 3883.21 | 148.2318 | 4031.4418 | 251.4101 | 0
2010-03-29 | 2:00 | 3628.6598 | 95.0802 | 3723.74 | 143.2661 | 3867.0061 | 238.3463 | 3628.6598 | 0 | 3628.6598 | 95.0802 | 3723.74 | 143.2661 | 3867.0061 | 238.3463 | 0
2010-03-29 | 3:00 | 3681.0923 | 97.8477 | 3778.94 | 144.9958 | 3923.9358 | 242.8436 | 3681.0923 | 0 | 3681.0923 | 97.8477 | 3778.94 | 144.9958 | 3923.9358 | 242.8436 | 0
2010-03-29 | 4:00 | 3698.4664 | 98.7736 | 3797.24 | 145.5667 | 3942.8067 | 244.3403 | 3698.4664 | 0 | 3698.4664 | 98.7736 | 3797.24 | 145.5667 | 3942.8067 | 244.3403 | 0
2010-03-29 | 5:00 | 3784.0142 | 103.3958 | 3887.41 | 148.3613 | 4035.7713 | 251.7571 | 3784.0142 | 0 | 3784.0142 | 103.3958 | 3887.41 | 148.3613 | 4035.7713 | 251.7571 | 0
2010-03-29 | 6:00 | 4102.0062 | 121.5038 | 4223.51 | 158.5071 | 4382.0171 | 280.0109 | 4102.0062 | 0 | 4102.0062 | 121.5038 | 4223.51 | 158.5071 | 4382.0171 | 280.0109 | 0
2010-03-29 | 7:00 | 4594.6583 | 152.4417 | 4747.1 | 173.4624 | 4920.5624 | 325.9041 | 4594.6583 | 0 | 4594.6583 | 152.4417 | 4747.1 | 173.4624 | 4920.5624 | 325.9041 | 0
2010-03-29 | 8:00 | 4822.4671 | 167.9329 | 4990.4 | 180.0593 | 5170.4593 | 347.9923 | 4822.4671 | 1.7154 | 4820.7517 | 167.8135 | 4988.5652 | 180.0104 | 5168.5756 | 347.8239 | 0.16836
2010-03-29 | 9:00 | 4728.0298 | 161.4202 | 4889.45 | 177.3493 | 5066.7993 | 338.7694 | 4728.0298 | 11.8275 | 4716.2024 | 160.6136 | 4876.8159 | 177.0074 | 5053.8233 | 337.621 | 1.1485
2010-03-29 | 10:00 | 4600.416 | 152.824 | 4753.24 | 173.6316 | 4926.8716 | 326.4556 | 4600.416 | 25.3828 | 4575.0332 | 151.1422 | 4726.1754 | 172.8846 | 4899.06 | 324.0268 | 2.4288
2010-03-29 | 11:00 | 4555.8149 | 149.8751 | 4705.69 | 172.3173 | 4878.0073 | 322.1924 | 4555.8149 | 35.8611 | 4519.9538 | 147.5249 | 4667.4788 | 171.2549 | 4838.7337 | 318.7799 | 3.4126
2010-03-29 | 12:00 | 4423.4381 | 141.2919 | 4564.73 | 168.3709 | 4733.1009 | 309.6628 | 4423.4381 | 42.9146 | 4380.5235 | 138.5637 | 4519.0872 | 167.077 | 4686.1641 | 305.6406 | 4.0222
2010-03-29 | 13:00 | 4340.2429 | 136.0271 | 4476.27 | 165.856 | 4642.126 | 301.8831 | 4340.2429 | 47.2796 | 4292.9633 | 133.0797 | 4426.043 | 164.4149 | 4590.4578 | 297.4945 | 4.3885
2010-03-29 | 14:00 | 4298.2051 | 133.4049 | 4431.61 | 164.5751 | 4596.1851 | 297.9799 | 4298.2051 | 48.0094 | 4250.1957 | 130.4413 | 4380.637 | 163.1039 | 4543.7409 | 293.5452 | 4.4347
2010-03-29 | 15:00 | 4193.4769 | 126.9831 | 4320.46 | 161.3544 | 4481.8144 | 288.3375 | 4193.4769 | 45.8394 | 4147.6375 | 124.2221 | 4271.8596 | 159.9315 | 4431.7911 | 284.1536 | 4.1839
2010-03-29 | 16:00 | 4122.7539 | 122.7361 | 4245.49 | 159.1557 | 4404.6457 | 281.8918 | 4122.7539 | 40.2422 | 4082.5118 | 120.3517 | 4202.8635 | 157.8961 | 4360.7596 | 278.2478 | 3.6439
2010-03-29 | 17:00 | 4095.3785 | 121.1115 | 4216.49 | 158.2995 | 4374.7895 | 279.4111 | 4095.3785 | 31.7094 | 4063.6691 | 119.2433 | 4182.9124 | 157.3042 | 4340.2166 | 276.5475 | 2.8635
2010-03-29 | 18:00 | 4191.6948 | 126.8752 | 4318.57 | 161.2992 | 4479.8692 | 288.1744 | 4191.6948 | 19.8598 | 4171.835 | 125.6758 | 4297.5108 | 160.6836 | 4458.1944 | 286.3594 | 1.815
2010-03-29 | 19:00 | 4205.3187 | 127.7013 | 4333.02 | 161.7207 | 4494.7407 | 289.4219 | 4205.3187 | 6.7029 | 4198.6159 | 127.2945 | 4325.9104 | 161.5134 | 4487.4238 | 288.8079 | 0.61402
2010-03-29 | 20:00 | 4356.8688 | 137.0712 | 4493.94 | 166.3607 | 4660.3007 | 303.4319 | 4356.8688 | 0.017728 | 4356.851 | 137.0701 | 4493.9212 | 166.3602 | 4660.2813 | 303.4303 | 0.0016531
2010-03-29 | 21:00 | 4399.2303 | 139.7497 | 4538.98 | 167.6419 | 4706.6219 | 307.3915 | 4399.2303 | 0 | 4399.2303 | 139.7497 | 4538.98 | 167.6419 | 4706.6219 | 307.3915 | 0
2010-03-29 | 22:00 | 4302.7998 | 133.6902 | 4436.49 | 164.7154 | 4601.2054 | 298.4056 | 4302.7998 | 0 | 4302.7998 | 133.6902 | 4436.49 | 164.7154 | 4601.2054 | 298.4056 | 0
2010-03-29 | 23:00 | 4109.8793 | 121.9707 | 4231.85 | 158.7534 | 4390.6034 | 280.7241 | 4109.8793 | 0 | 4109.8793 | 121.9707 | 4231.85 | 158.7534 | 4390.6034 | 280.7241 | 0
2010-03-29 | 24:00 | 3753.8178 | 101.7522 | 3855.57 | 147.378 | 4002.948 | 249.1302 | 3753.8178 | 0 | 3753.8178 | 101.7522 | 3855.57 | 147.378 | 4002.948 | 249.1302 | 0
2010-03-30 | 1:00 | 3559.4141 | 91.4859 | 3650.9 | 140.966 | 3791.866 | 232.4519 | 3559.4141 | 0 | 3559.4141 | 91.4859 | 3650.9 | 140.966 | 3791.866 | 232.4519 | 0
2010-03-30 | 2:00 | 3423.6213 | 84.6387 | 3508.26 | 136.4037 | 3644.6637 | 221.0424 | 3423.6213 | 0 | 3423.6213 | 84.6387 | 3508.26 | 136.4037 | 3644.6637 | 221.0424 | 0
2010-03-30 | 3:00 | 3446.2965 | 85.7635 | 3532.06 | 137.1703 | 3669.2303 | 222.9338 | 3446.2965 | 0 | 3446.2965 | 85.7635 | 3532.06 | 137.1703 | 3669.2303 | 222.9338 | 0
2010-03-30 | 4:00 | 3459.7077 | 86.4323 | 3546.14 | 137.6228 | 3683.7628 | 224.0551 | 3459.7077 | 0 | 3459.7077 | 86.4323 | 3546.14 | 137.6228 | 3683.7628 | 224.0551 | 0
2010-03-30 | 5:00 | 3498.7937 | 88.3963 | 3587.19 | 138.9377 | 3726.1277 | 227.334 | 3498.7937 | 0 | 3498.7937 | 88.3963 | 3587.19 | 138.9377 | 3726.1277 | 227.334 | 0
2010-03-30 | 6:00 | 3610.5182 | 94.1318 | 3704.65 | 142.6652 | 3847.3152 | 236.797 | 3610.5182 | 0 | 3610.5182 | 94.1318 | 3704.65 | 142.6652 | 3847.3152 | 236.797 | 0
2010-03-30 | 7:00 | 3794.8701 | 103.9899 | 3898.86 | 148.714 | 4047.574 | 252.7039 | 3794.8701 | 0 | 3794.8701 | 103.9899 | 3898.86 | 148.714 | 4047.574 | 252.7039 | 0
2010-03-30 | 8:00 | 3959.2274 | 113.1926 | 4072.42 | 153.999 | 4226.419 | 267.1916 | 3959.2274 | 0.6495 | 3958.5778 | 113.1555 | 4071.7334 | 153.9783 | 4225.7116 | 267.1338 | 0.057819
2010-03-30 | 9:00 | 4006.3849 | 115.9051 | 4122.29 | 155.4965 | 4277.7865 | 271.4016 | 4006.3849 | 3.8159 | 4002.569 | 115.6845 | 4118.2534 | 155.3756 | 4273.6291 | 271.0601 | 0.34155
2010-03-30 | 10:00 | 3968.09 | 113.7 | 4081.79 | 154.281 | 4236.071 | 267.981 | 3968.09 | 20.8442 | 3947.2458 | 112.5086 | 4059.7544 | 153.6171 | 4213.3715 | 266.1257 | 1.8553
2010-03-30 | 11:00 | 3879.0551 | 108.6549 | 3987.71 | 151.4337 | 4139.1437 | 260.0886 | 3879.0551 | 35.7693 | 3843.2859 | 106.6603 | 3949.9461 | 150.2814 | 4100.2275 | 256.9417 | 3.1469
2010-03-30 | 12:00 | 3827.864 | 105.806 | 3933.67 | 149.7831 | 4083.4531 | 255.5891 | 3827.864 | 42.5033 | 3785.3607 | 103.4694 | 3888.83 | 148.4051 | 4037.2351 | 251.8744 | 3.7146
2010-03-30 | 13:00 | 3775.5939 | 102.9361 | 3878.53 | 148.0874 | 4026.6174 | 251.0236 | 3775.5939 | 47.0087 | 3728.5852 | 100.3889 | 3828.974 | 146.5537 | 3975.5278 | 246.9426 | 4.081
2010-03-30 | 14:00 | 3695.4666 | 98.6134 | 3794.08 | 145.4682 | 3939.5482 | 244.0816 | 3695.4666 | 46.893 | 3648.5736 | 96.1266 | 3744.7002 | 143.9243 | 3888.6244 | 240.0509 | 4.0308
2010-03-30 | 15:00 | 3671.6534 | 97.3466 | 3769 | 144.6852 | 3913.6852 | 242.0318 | 3671.6534 | 35.7717 | 3635.8817 | 95.459 | 3731.3407 | 143.505 | 3874.8457 | 238.964 | 3.0678
2010-03-30 | 16:00 | 3608.1801 | 94.0099 | 3702.19 | 142.5877 | 3844.7777 | 236.5976 | 3608.1801 | 27.7953 | 3580.3848 | 92.5671 | 3672.9519 | 141.6645 | 3814.6163 | 234.2316 | 2.3661
2010-03-30 | 17:00 | 3648.5829 | 96.1271 | 3744.71 | 143.9246 | 3888.6346 | 240.0517 | 3648.5829 | 17.7406 | 3630.8423 | 95.1946 | 3726.0368 | 143.3383 | 3869.3751 | 238.5329 | 1.5188
2010-03-30 | 18:00 | 3819.9889 | 105.3711 | 3925.36 | 149.5283 | 4074.8883 | 254.8994 | 3819.9889 | 8.5771 | 3811.4117 | 104.8985 | 3916.3102 | 149.2505 | 4065.5607 | 254.1489 | 0.75044
2010-03-30 | 19:00 | 3977.1502 | 114.2198 | 4091.37 | 154.5691 | 4245.9391 | 268.7889 | 3977.1502 | 5.7469 | 3971.4033 | 113.8899 | 4085.2932 | 154.3864 | 4239.6797 | 268.2764 | 0.51254
2010-03-30 | 20:00 | 4144.7979 | 124.0521 | 4268.85 | 159.8431 | 4428.6931 | 283.8952 | 4144.7979 | 0.016842 | 4144.7811 | 124.0511 | 4268.8321 | 159.8426 | 4428.6747 | 283.8937 | 0.0015326
2010-03-30 | 21:00 | 4263.8964 | 131.2836 | 4395.18 | 163.5246 | 4558.7046 | 294.8083 | 4263.8964 | 0 | 4263.8964 | 131.2836 | 4395.18 | 163.5246 | 4558.7046 | 294.8083 | 0
2010-03-30 | 22:00 | 4220.3445 | 128.6155 | 4348.96 | 162.1847 | 4511.1447 | 290.8001 | 4220.3445 | 0 | 4220.3445 | 128.6155 | 4348.96 | 162.1847 | 4511.1447 | 290.8001 | 0
2010-03-30 | 23:00 | 4042.7228 | 118.0172 | 4160.74 | 156.6447 | 4317.3847 | 274.6619 | 4042.7228 | 0 | 4042.7228 | 118.0172 | 4160.74 | 156.6447 | 4317.3847 | 274.6619 | 0
2010-03-30 | 24:00 | 3838.6755 | 106.4045 | 3945.08 | 150.1325 | 4095.2125 | 256.537 | 3838.6755 | 0 | 3838.6755 | 106.4045 | 3945.08 | 150.1325 | 4095.2125 | 256.537 | 0
2010-03-31 | 1:00 | 3708.253 | 99.297 | 3807.55 | 145.8878 | 3953.4378 | 245.1848 | 3708.253 | 0 | 3708.253 | 99.297 | 3807.55 | 145.8878 | 3953.4378 | 245.1848 | 0
2010-03-31 | 2:00 | 3624.3838 | 94.8562 | 3719.24 | 143.1246 | 3862.3646 | 237.9808 | 3624.3838 | 0 | 3624.3838 | 94.8562 | 3719.24 | 143.1246 | 3862.3646 | 237.9808 | 0
2010-03-31 | 3:00 | 3576.4464 | 92.3636 | 3668.81 | 141.5334 | 3810.3434 | 233.897 | 3576.4464 | 0 | 3576.4464 | 92.3636 | 3668.81 | 141.5334 | 3810.3434 | 233.897 | 0
2010-03-31 | 4:00 | 3567.441 | 91.899 | 3659.34 | 141.2335 | 3800.5735 | 233.1326 | 3567.441 | 0 | 3567.441 | 91.899 | 3659.34 | 141.2335 | 3800.5735 | 233.1326 | 0
2010-03-31 | 5:00 | 3617.5511 | 94.4989 | 3712.05 | 142.8983 | 3854.9483 | 237.3972 | 3617.5511 | 0 | 3617.5511 | 94.4989 | 3712.05 | 142.8983 | 3854.9483 | 237.3972 | 0
2010-03-31 | 6:00 | 3695.0964 | 98.5936 | 3793.69 | 145.4561 | 3939.1461 | 244.0497 | 3695.0964 | 0 | 3695.0964 | 98.5936 | 3793.69 | 145.4561 | 3939.1461 | 244.0497 | 0
2010-03-31 | 7:00 | 3836.5815 | 106.2885 | 3942.87 | 150.0649 | 4092.9349 | 256.3533 | 3836.5815 | 0 | 3836.5815 | 106.2885 | 3942.87 | 150.0649 | 4092.9349 | 256.3533 | 0
2010-03-31 | 8:00 | 3853.4261 | 107.2239 | 3960.65 | 150.6085 | 4111.2585 | 257.8324 | 3853.4261 | 1.6312 | 3851.795 | 107.1331 | 3958.9281 | 150.5559 | 4109.484 | 257.689 | 0.14336
2010-03-31 | 9:00 | 3860.7104 | 107.6296 | 3968.34 | 150.8433 | 4119.1833 | 258.4729 | 3860.7104 | 11.6194 | 3849.091 | 106.9827 | 3956.0738 | 150.4687 | 4106.5425 | 257.4515 | 1.0215
2010-03-31 | 10:00 | 3807.6296 | 104.6904 | 3912.32 | 149.1279 | 4061.4479 | 253.8183 | 3807.6296 | 24.5292 | 3783.1004 | 103.3459 | 3886.4463 | 148.3316 | 4034.7779 | 251.6774 | 2.1408
2010-03-31 | 11:00 | 3777.0447 | 103.0153 | 3880.06 | 148.1347 | 4028.1947 | 251.1499 | 3777.0447 | 33.7669 | 3743.2778 | 101.1816 | 3844.4594 | 147.034 | 3991.4934 | 248.2156 | 2.9343
2010-03-31 | 12:00 | 3780.3352 | 103.1948 | 3883.53 | 148.2417 | 4031.7717 | 251.4365 | 3780.3352 | 32.7603 | 3747.5748 | 101.414 | 3848.9888 | 147.1743 | 3996.1631 | 248.5883 | 2.8482
2010-03-31 | 13:00 | 3765.1524 | 102.3676 | 3867.52 | 147.7475 | 4015.2675 | 250.1151 | 3765.1524 | 31.1753 | 3733.9771 | 100.6794 | 3834.6565 | 146.7301 | 3981.3866 | 247.4095 | 2.7056
2010-03-31 | 14:00 | 3777.7654 | 103.0546 | 3880.82 | 148.1581 | 4028.9781 | 251.2127 | 3777.7654 | 44.5791 | 3733.1864 | 100.6368 | 3833.8231 | 146.7042 | 3980.5274 | 247.341 | 3.8717
2010-03-31 | 15:00 | 3800.397 | 104.293 | 3904.69 | 148.8933 | 4053.5833 | 253.1864 | 3800.397 | 42.5657 | 3757.8313 | 101.9699 | 3859.8011 | 147.5089 | 4007.31 | 249.4788 | 3.7076
2010-03-31 | 16:00 | 3847.638 | 106.902 | 3954.54 | 150.4218 | 4104.9618 | 257.3238 | 3847.638 | 37.6958 | 3809.9422 | 104.8176 | 3914.7598 | 149.2028 | 4063.9626 | 254.0204 | 3.3034
2010-03-31 | 17:00 | 3991.4948 | 115.0452 | 4106.54 | 155.0246 | 4261.5646 | 270.0697 | 3991.4948 | 30.016 | 3961.4788 | 113.3214 | 4074.8002 | 154.0707 | 4228.8709 | 267.3921 | 2.6777
2010-03-31 | 18:00 | 4153.0816 | 124.5484 | 4277.63 | 160.1009 | 4437.7309 | 284.6493 | 4153.0816 | 18.9228 | 4134.1587 | 123.416 | 4257.5748 | 159.5116 | 4417.0864 | 282.9276 | 1.7217
2010-03-31 | 19:00 | 4272.873 | 131.837 | 4404.71 | 163.7999 | 4568.5099 | 295.6369 | 4272.873 | 6.1076 | 4266.7654 | 131.4604 | 4398.2257 | 163.6126 | 4561.8384 | 295.073 | 0.56389
2010-03-31 | 20:00 | 4432.6773 | 141.8827 | 4574.56 | 168.6485 | 4743.2085 | 310.5313 | 4432.6773 | 0.00015947 | 4432.6771 | 141.8827 | 4574.5598 | 168.6485 | 4743.2084 | 310.5313 | 1.4999e-05
2010-03-31 | 21:00 | 4404.27 | 140.07 | 4544.34 | 167.7938 | 4712.1338 | 307.8639 | 4404.27 | 0 | 4404.27 | 140.07 | 4544.34 | 167.7938 | 4712.1338 | 307.8639 | 0
2010-03-31 | 22:00 | 4268.9735 | 131.5965 | 4400.57 | 163.6804 | 4564.2504 | 295.2768 | 4268.9735 | 0 | 4268.9735 | 131.5965 | 4400.57 | 163.6804 | 4564.2504 | 295.2768 | 0
2010-03-31 | 23:00 | 3973.3106 | 113.9994 | 4087.31 | 154.4471 | 4241.7571 | 268.4464 | 3973.3106 | 0 | 3973.3106 | 113.9994 | 4087.31 | 154.4471 | 4241.7571 | 268.4464 | 0
2010-03-31 | 24:00 | 3784.3745 | 103.4155 | 3887.79 | 148.373 | 4036.163 | 251.7885 | 3784.3745 | 0 | 3784.3745 | 103.4155 | 3887.79 | 148.373 | 4036.163 | 251.7885 | 0
2010-04-01 | 1:00 | 3641.9615 | 95.7785 | 3737.74 | 143.7059 | 3881.4459 | 239.4844 | 3641.9615 | 0 | 3641.9615 | 95.7785 | 3737.74 | 143.7059 | 3881.4459 | 239.4844 | 0
2010-04-01 | 2:00 | 3567.7643 | 91.9157 | 3659.68 | 141.2443 | 3800.9243 | 233.16 | 3567.7643 | 0 | 3567.7643 | 91.9157 | 3659.68 | 141.2443 | 3800.9243 | 233.16 | 0
2010-04-01 | 3:00 | 3578.9947 | 92.4953 | 3671.49 | 141.6182 | 3813.1082 | 234.1135 | 3578.9947 | 0 | 3578.9947 | 92.4953 | 3671.49 | 141.6182 | 3813.1082 | 234.1135 | 0
2010-04-01 | 4:00 | 3616.7433 | 94.4567 | 3711.2 | 142.8715 | 3854.0715 | 237.3282 | 3616.7433 | 0 | 3616.7433 | 94.4567 | 3711.2 | 142.8715 | 3854.0715 | 237.3282 | 0
2010-04-01 | 5:00 | 3763.1891 | 102.2609 | 3865.45 | 147.6835 | 4013.1335 | 249.9444 | 3763.1891 | 0 | 3763.1891 | 102.2609 | 3865.45 | 147.6835 | 4013.1335 | 249.9444 | 0
2010-04-01 | 6:00 | 4080.6198 | 120.2402 | 4200.86 | 157.8368 | 4358.6968 | 278.077 | 4080.6198 | 0 | 4080.6198 | 120.2402 | 4200.86 | 157.8368 | 4358.6968 | 278.077 | 0
2010-04-01 | 7:00 | 4586.9869 | 151.9331 | 4738.92 | 173.2367 | 4912.1567 | 325.1698 | 4586.9869 | 0 | 4586.9869 | 151.9331 | 4738.92 | 173.2367 | 4912.1567 | 325.1698 | 0
2010-04-01 | 8:00 | 4817.9608 | 167.6192 | 4985.58 | 179.9308 | 5165.5108 | 347.5501 | 4817.9608 | 1.5775 | 4816.3833 | 167.5095 | 4983.8928 | 179.8858 | 5163.7786 | 347.3953 | 0.15475
2010-04-01 | 9:00 | 4845.2375 | 169.5225 | 5014.76 | 180.7075 | 5195.4675 | 350.2301 | 4845.2375 | 9.769 | 4835.4685 | 168.8397 | 5004.3082 | 180.4297 | 5184.7379 | 349.2694 | 0.96073
2010-04-01 | 10:00 | 4737.6896 | 162.0804 | 4899.77 | 177.6281 | 5077.3981 | 339.7085 | 4737.6896 | 21.6691 | 4716.0205 | 160.6012 | 4876.6217 | 177.0021 | 5053.6238 | 337.6033 | 2.1052
2010-04-01 | 11:00 | 4708.7253 | 160.1047 | 4868.83 | 176.791 | 5045.621 | 336.8957 | 4708.7253 | 33.9681 | 4674.7572 | 157.8031 | 4832.5603 | 175.8051 | 5008.3654 | 333.6082 | 3.2875
2010-04-01 | 12:00 | 4624.7266 | 154.4434 | 4779.17 | 174.3448 | 4953.5148 | 328.7882 | 4624.7266 | 39.2865 | 4585.4401 | 151.8306 | 4737.2707 | 173.1912 | 4910.4619 | 325.0218 | 3.7664
2010-04-01 | 13:00 | 4625.5702 | 154.4998 | 4780.07 | 174.3695 | 4954.4395 | 328.8693 | 4625.5702 | 45.3456 | 4580.2246 | 151.4854 | 4731.7101 | 173.0376 | 4904.7477 | 324.523 | 4.3462
2010-04-01 | 14:00 | 4612.0519 | 153.5981 | 4765.65 | 173.9732 | 4939.6232 | 327.5713 | 4612.0519 | 44.5017 | 4567.5503 | 150.6482 | 4718.1985 | 172.6639 | 4890.8624 | 323.3121 | 4.2592
2010-04-01 | 15:00 | 4674.7101 | 157.7999 | 4832.51 | 175.8037 | 5008.3137 | 333.6036 | 4674.7101 | 42.1158 | 4632.5943 | 154.9694 | 4787.5637 | 174.5751 | 4962.1388 | 329.5444 | 4.0592
2010-04-01 | 16:00 | 4620.7613 | 154.1787 | 4774.94 | 174.2286 | 4949.1686 | 328.4073 | 4620.7613 | 22.6675 | 4598.0938 | 152.6698 | 4750.7636 | 173.5634 | 4924.327 | 326.2331 | 2.1742
2010-04-01 | 17:00 | 4614.4239 | 153.7561 | 4768.18 | 174.0428 | 4942.2228 | 327.7989 | 4614.4239 | 20.7177 | 4593.7062 | 152.3785 | 4746.0847 | 173.4344 | 4919.5191 | 325.8129 | 1.986
2010-04-01 | 18:00 | 4651.8497 | 156.2603 | 4808.11 | 175.1377 | 4983.2477 | 331.398 | 4651.8497 | 7.3604 | 4644.4893 | 155.7662 | 4800.2555 | 174.9228 | 4975.1783 | 330.689 | 0.70898
2010-04-01 | 19:00 | 4700.7942 | 159.5658 | 4860.36 | 176.5612 | 5036.9212 | 336.127 | 4700.7942 | 4.3211 | 4696.4731 | 159.2726 | 4855.7457 | 176.4359 | 5032.1816 | 335.7085 | 0.41852
2010-04-01 | 20:00 | 4785.3333 | 165.3567 | 4950.69 | 178.9979 | 5129.6879 | 344.3546 | 4785.3333 | 0.022902 | 4785.3104 | 165.3551 | 4950.6655 | 178.9972 | 5129.6628 | 344.3523 | 0.002239
2010-04-01 | 21:00 | 4754.7502 | 163.2498 | 4918 | 178.1196 | 5096.1196 | 341.3695 | 4754.7502 | 0 | 4754.7502 | 163.2498 | 4918 | 178.1196 | 5096.1196 | 341.3695 | 0
2010-04-01 | 22:00 | 4597.8842 | 152.6558 | 4750.54 | 173.5572 | 4924.0972 | 326.2131 | 4597.8842 | 0 | 4597.8842 | 152.6558 | 4750.54 | 173.5572 | 4924.0972 | 326.2131 | 0
2010-04-01 | 23:00 | 4287.8473 | 132.7627 | 4420.61 | 164.2584 | 4584.8684 | 297.0211 | 4287.8473 | 0 | 4287.8473 | 132.7627 | 4420.61 | 164.2584 | 4584.8684 | 297.0211 | 0
2010-04-01 | 24:00 | 3981.973 | 114.497 | 4096.47 | 154.7223 | 4251.1923 | 269.2193 | 3981.973 | 0 | 3981.973 | 114.497 | 4096.47 | 154.7223 | 4251.1923 | 269.2193 | 0
2010-04-02 | 1:00 | 3843.1474 | 106.6526 | 3949.8 | 150.2769 | 4100.0769 | 256.9295 | 3843.1474 | 0 | 3843.1474 | 106.6526 | 3949.8 | 150.2769 | 4100.0769 | 256.9295 | 0
2010-04-02 | 2:00 | 3724.7287 | 100.1813 | 3824.91 | 146.4276 | 3971.3376 | 246.6089 | 3724.7287 | 0 | 3724.7287 | 100.1813 | 3824.91 | 146.4276 | 3971.3376 | 246.6089 | 0
2010-04-02 | 3:00 | 3671.7294 | 97.3506 | 3769.08 | 144.6877 | 3913.7677 | 242.0383 | 3671.7294 | 0 | 3671.7294 | 97.3506 | 3769.08 | 144.6877 | 3913.7677 | 242.0383 | 0
2010-04-02 | 4:00 | 3667.9877 | 97.1523 | 3765.14 | 144.5645 | 3909.7045 | 241.7168 | 3667.9877 | 0 | 3667.9877 | 97.1523 | 3765.14 | 144.5645 | 3909.7045 | 241.7168 | 0
2010-04-02 | 5:00 | 3815.7999 | 105.1401 | 3920.94 | 149.3926 | 4070.3326 | 254.5328 | 3815.7999 | 0 | 3815.7999 | 105.1401 | 3920.94 | 149.3926 | 4070.3326 | 254.5328 | 0
2010-04-02 | 6:00 | 4102.6953 | 121.5447 | 4224.24 | 158.5287 | 4382.7687 | 280.0733 | 4102.6953 | 0 | 4102.6953 | 121.5447 | 4224.24 | 158.5287 | 4382.7687 | 280.0733 | 0
2010-04-02 | 7:00 | 4614.9677 | 153.7923 | 4768.76 | 174.0588 | 4942.8188 | 327.8511 | 4614.9677 | 0 | 4614.9677 | 153.7923 | 4768.76 | 174.0588 | 4942.8188 | 327.8511 | 0
2010-04-02 | 8:00 | 4882.6588 | 172.1512 | 5054.81 | 181.7683 | 5236.5783 | 353.9196 | 4882.6588 | 1.976 | 4880.6828 | 172.0119 | 5052.6947 | 181.7125 | 5234.4072 | 353.7244 | 0.19518
2010-04-02 | 9:00 | 4835.0216 | 168.8084 | 5003.83 | 180.417 | 5184.247 | 349.2254 | 4835.0216 | 3.8085 | 4831.2131 | 168.5426 | 4999.7557 | 180.3086 | 5180.0643 | 348.8512 | 0.37425
2010-04-02 | 10:00 | 4711.3376 | 160.2824 | 4871.62 | 176.8666 | 5048.4866 | 337.149 | 4711.3376 | 8.1285 | 4703.2091 | 159.7298 | 4862.9389 | 176.6312 | 5039.5701 | 336.361 | 0.78803
2010-04-02 | 11:00 | 4638.2613 | 155.3487 | 4793.61 | 174.7408 | 4968.3508 | 330.0895 | 4638.2613 | 9.6819 | 4628.5794 | 154.7009 | 4783.2803 | 174.4576 | 4957.7378 | 329.1584 | 0.93109
2010-04-02 | 12:00 | 4553.9102 | 149.7498 | 4703.66 | 172.261 | 4875.921 | 322.0108 | 4553.9102 | 7.8648 | 4546.0454 | 149.233 | 4695.2784 | 172.0284 | 4867.3068 | 321.2614 | 0.74942
2010-04-02 | 13:00 | 4600.341 | 152.819 | 4753.16 | 173.6294 | 4926.7894 | 326.4484 | 4600.341 | 4.8181 | 4595.5229 | 152.4991 | 4748.022 | 173.4878 | 4921.5098 | 325.9869 | 0.46154
2010-04-02 | 14:00 | 4625.7389 | 154.5111 | 4780.25 | 174.3744 | 4954.6244 | 328.8855 | 4625.7389 | 4.9201 | 4620.8188 | 154.1825 | 4775.0014 | 174.2303 | 4949.2316 | 328.4128 | 0.47264
2010-04-02 | 15:00 | 4543.3443 | 149.0557 | 4692.4 | 171.9484 | 4864.3484 | 321.0042 | 4543.3443 | 4.6775 | 4538.6668 | 148.749 | 4687.4158 | 171.8099 | 4859.2257 | 320.5589 | 0.44527
2010-04-02 | 16:00 | 4480.9032 | 144.9868 | 4625.89 | 170.0924 | 4795.9824 | 315.0792 | 4480.9032 | 26.657 | 4454.2462 | 143.2669 | 4597.5131 | 169.2954 | 4766.8085 | 312.5623 | 2.5169
2010-04-02 | 17:00 | 4437.1037 | 142.1663 | 4579.27 | 168.7814 | 4748.0514 | 310.9477 | 4437.1037 | 3.9077 | 4433.196 | 141.916 | 4575.112 | 168.6641 | 4743.7761 | 310.5801 | 0.36762
2010-04-02 | 18:00 | 4501.6758 | 146.3342 | 4648.01 | 170.7115 | 4818.7215 | 317.0457 | 4501.6758 | 2.6028 | 4499.0731 | 146.165 | 4645.2381 | 170.6341 | 4815.8721 | 316.7991 | 0.24665
2010-04-02 | 19:00 | 4599.1313 | 152.7387 | 4751.87 | 173.5939 | 4925.4639 | 326.3325 | 4599.1313 | 1.8178 | 4597.3136 | 152.6179 | 4749.9315 | 173.5405 | 4923.472 | 326.1584 | 0.17414
2010-04-02 | 20:00 | 4743.5017 | 162.4783 | 4905.98 | 177.7957 | 5083.7757 | 340.274 | 4743.5017 | 0 | 4743.5017 | 162.4783 | 4905.98 | 177.7957 | 5083.7757 | 340.274 | 0
2010-04-02 | 21:00 | 4793.3396 | 165.9104 | 4959.25 | 179.2272 | 5138.4772 | 345.1377 | 4793.3396 | 0 | 4793.3396 | 165.9104 | 4959.25 | 179.2272 | 5138.4772 | 345.1377 | 0
2010-04-02 | 22:00 | 4593.7299 | 152.3801 | 4746.11 | 173.4351 | 4919.5451 | 325.8152 | 4593.7299 | 0 | 4593.7299 | 152.3801 | 4746.11 | 173.4351 | 4919.5451 | 325.8152 | 0
2010-04-02 | 23:00 | 4305.3512 | 133.8488 | 4439.2 | 164.7933 | 4603.9933 | 298.6421 | 4305.3512 | 0 | 4305.3512 | 133.8488 | 4439.2 | 164.7933 | 4603.9933 | 298.6421 | 0
2010-04-02 | 24:00 | 4009.5988 | 116.0912 | 4125.69 | 155.5982 | 4281.2882 | 271.6894 | 4009.5988 | 0 | 4009.5988 | 116.0912 | 4125.69 | 155.5982 | 4281.2882 | 271.6894 | 0
2010-04-03 | 1:00 | 3823.8081 | 105.5819 | 3929.39 | 149.6519 | 4079.0419 | 255.2338 | 3823.8081 | 0 | 3823.8081 | 105.5819 | 3929.39 | 149.6519 | 4079.0419 | 255.2338 | 0
2010-04-03 | 2:00 | 3743.8381 | 101.2119 | 3845.05 | 147.0523 | 3992.1023 | 248.2642 | 3743.8381 | 0 | 3743.8381 | 101.2119 | 3845.05 | 147.0523 | 3992.1023 | 248.2642 | 0
2010-04-03 | 3:00 | 3711.2523 | 99.4577 | 3810.71 | 145.9862 | 3956.6962 | 245.4438 | 3711.2523 | 0 | 3711.2523 | 99.4577 | 3810.71 | 145.9862 | 3956.6962 | 245.4438 | 0
2010-04-03 | 4:00 | 3680.0858 | 97.7942 | 3777.88 | 144.9627 | 3922.8427 | 242.757 | 3680.0858 | 0 | 3680.0858 | 97.7942 | 3777.88 | 144.9627 | 3922.8427 | 242.757 | 0
2010-04-03 | 5:00 | 3788.9446 | 103.6654 | 3892.61 | 148.5215 | 4041.1315 | 252.1869 | 3788.9446 | 0 | 3788.9446 | 103.6654 | 3892.61 | 148.5215 | 4041.1315 | 252.1869 | 0
2010-04-03 | 6:00 | 4119.2618 | 122.5282 | 4241.79 | 159.0467 | 4400.8367 | 281.5749 | 4119.2618 | 0 | 4119.2618 | 122.5282 | 4241.79 | 159.0467 | 4400.8367 | 281.5749 | 0
2010-04-03 | 7:00 | 4624.8578 | 154.4522 | 4779.31 | 174.3486 | 4953.6586 | 328.8008 | 4624.8578 | 0 | 4624.8578 | 154.4522 | 4779.31 | 174.3486 | 4953.6586 | 328.8008 | 0
2010-04-03 | 8:00 | 4843.929 | 169.431 | 5013.36 | 180.6703 | 5194.0303 | 350.1013 | 4843.929 | 2.0848 | 4841.8442 | 169.2852 | 5011.1294 | 180.6111 | 5191.7405 | 349.8963 | 0.20508
2010-04-03 | 9:00 | 4805.6465 | 166.7635 | 4972.41 | 179.5792 | 5151.9892 | 346.3427 | 4805.6465 | 12.8991 | 4792.7474 | 165.8695 | 4958.6169 | 179.2103 | 5137.8271 | 345.0797 | 1.263
2010-04-03 | 10:00 | 4685.1636 | 158.5064 | 4843.67 | 176.1076 | 5019.7776 | 334.614 | 4685.1636 | 25.972 | 4659.1916 | 156.7539 | 4815.9455 | 175.3518 | 4991.2973 | 332.1057 | 2.5083
2010-04-03 | 11:00 | 4538.7928 | 148.7572 | 4687.55 | 171.8137 | 4859.3637 | 320.5709 | 4538.7928 | 36.2898 | 4502.503 | 146.388 | 4648.8909 | 170.7362 | 4819.6271 | 317.1241 | 3.4468
2010-04-03 | 12:00 | 4395.3188 | 139.5012 | 4534.82 | 167.5239 | 4702.3439 | 307.0251 | 4395.3188 | 43.6623 | 4351.6565 | 136.7435 | 4488.3999 | 166.2026 | 4654.6025 | 302.946 | 4.0791
2010-04-03 | 13:00 | 4384.5796 | 138.8204 | 4523.4 | 167.1996 | 4690.5996 | 306.02 | 4384.5796 | 47.382 | 4337.1976 | 135.8363 | 4473.0339 | 165.7634 | 4638.7973 | 301.5997 | 4.4203
2010-04-03 | 14:00 | 4402.5588 | 139.9612 | 4542.52 | 167.7423 | 4710.2623 | 307.7035 | 4402.5588 | 47.7843 | 4354.7745 | 136.9395 | 4491.7139 | 166.2972 | 4658.0111 | 303.2367 | 4.4668
2010-04-03 | 15:00 | 4330.0604 | 135.3896 | 4465.45 | 165.5463 | 4630.9963 | 300.9359 | 4330.0604 | 45.5141 | 4284.5463 | 132.5583 | 4417.1047 | 164.1574 | 4581.2621 | 296.7157 | 4.2202
2010-04-03 | 16:00 | 4300.06 | 133.52 | 4433.58 | 164.6317 | 4598.2117 | 298.1517 | 4300.06 | 36.9546 | 4263.1054 | 131.2349 | 4394.3404 | 163.5004 | 4557.8407 | 294.7353 | 3.4164
2010-04-03 | 17:00 | 4355.8245 | 137.0055 | 4492.83 | 166.329 | 4659.159 | 303.3346 | 4355.8245 | 29.8765 | 4325.948 | 135.1325 | 4461.0805 | 165.4212 | 4626.5017 | 300.5537 | 2.7808
2010-04-03 | 18:00 | 4445.3733 | 142.6967 | 4588.07 | 169.0295 | 4757.0995 | 311.7262 | 4445.3733 | 12.3499 | 4433.0234 | 141.9049 | 4574.9283 | 168.6589 | 4743.5873 | 310.5638 | 1.1624
2010-04-03 | 19:00 | 4519.833 | 147.517 | 4667.35 | 171.2514 | 4838.6014 | 318.7684 | 4519.833 | 1.3244 | 4518.5085 | 147.4306 | 4665.9391 | 171.212 | 4837.1511 | 318.6426 | 0.12577
2010-04-03 | 20:00 | 4616.2708 | 153.8792 | 4770.15 | 174.097 | 4944.247 | 327.9762 | 4616.2708 | 0.020618 | 4616.2502 | 153.8778 | 4770.128 | 174.0964 | 4944.2244 | 327.9742 | 0.0019791
2010-04-03 | 21:00 | 4699.0524 | 159.4476 | 4858.5 | 176.5107 | 5035.0107 | 335.9583 | 4699.0524 | 0 | 4699.0524 | 159.4476 | 4858.5 | 176.5107 | 5035.0107 | 335.9583 | 0
2010-04-03 | 22:00 | 4533.0584 | 148.3816 | 4681.44 | 171.6437 | 4853.0837 | 320.0253 | 4533.0584 | 0 | 4533.0584 | 148.3816 | 4681.44 | 171.6437 | 4853.0837 | 320.0253 | 0
2010-04-03 | 23:00 | 4213.3505 | 128.1895 | 4341.54 | 161.9688 | 4503.5088 | 290.1583 | 4213.3505 | 0 | 4213.3505 | 128.1895 | 4341.54 | 161.9688 | 4503.5088 | 290.1583 | 0
2010-04-03 | 24:00 | 3971.788 | 113.912 | 4085.7 | 154.3987 | 4240.0987 | 268.3107 | 3971.788 | 0 | 3971.788 | 113.912 | 4085.7 | 154.3987 | 4240.0987 | 268.3107 | 0
2010-04-04 | 1:00 | 3832.1566 | 106.0434 | 3938.2 | 149.9219 | 4088.1219 | 255.9653 | 3832.1566 | 0 | 3832.1566 | 106.0434 | 3938.2 | 149.9219 | 4088.1219 | 255.9653 | 0
2010-04-04 | 2:00 | 3721.4168 | 100.0032 | 3821.42 | 146.3191 | 3967.7391 | 246.3224 | 3721.4168 | 0 | 3721.4168 | 100.0032 | 3821.42 | 146.3191 | 3967.7391 | 246.3224 | 0
2010-04-04 | 3:00 | 3674.8062 | 97.5138 | 3772.32 | 144.789 | 3917.109 | 242.3028 | 3674.8062 | 0 | 3674.8062 | 97.5138 | 3772.32 | 144.789 | 3917.109 | 242.3028 | 0
2010-04-04 | 4:00 | 3662.0519 | 96.8381 | 3758.89 | 144.3689 | 3903.2589 | 241.207 | 3662.0519 | 0 | 3662.0519 | 96.8381 | 3758.89 | 144.3689 | 3903.2589 | 241.207 | 0
2010-04-04 | 5:00 | 3803.9328 | 104.4872 | 3908.42 | 149.008 | 4057.428 | 253.4952 | 3803.9328 | 0 | 3803.9328 | 104.4872 | 3908.42 | 149.008 | 4057.428 | 253.4952 | 0
2010-04-04 | 6:00 | 4117.3646 | 122.4154 | 4239.78 | 158.9874 | 4398.7674 | 281.4028 | 4117.3646 | 0 | 4117.3646 | 122.4154 | 4239.78 | 158.9874 | 4398.7674 | 281.4028 | 0
2010-04-04 | 7:00 | 4545.6903 | 149.2097 | 4694.9 | 172.0179 | 4866.9179 | 321.2276 | 4545.6903 | 0 | 4545.6903 | 149.2097 | 4694.9 | 172.0179 | 4866.9179 | 321.2276 | 0
2010-04-04 | 8:00 | 4834.5542 | 168.7758 | 5003.33 | 180.4037 | 5183.7337 | 349.1795 | 4834.5542 | 2.1104 | 4832.4438 | 168.6285 | 5001.0723 | 180.3436 | 5181.4159 | 348.9721 | 0.2074
2010-04-04 | 9:00 | 4897.4633 | 173.1967 | 5070.66 | 182.1865 | 5252.8465 | 355.3832 | 4897.4633 | 12.6503 | 4884.8129 | 172.3032 | 5057.1161 | 181.8292 | 5238.9453 | 354.1324 | 1.2508
2010-04-04 | 10:00 | 4869.3276 | 171.2124 | 5040.54 | 181.3911 | 5221.9311 | 352.6035 | 4869.3276 | 24.9274 | 4844.4002 | 169.464 | 5013.8642 | 180.6837 | 5194.5479 | 350.1477 | 2.4558
2010-04-04 | 11:00 | 4874.4567 | 171.5733 | 5046.03 | 181.5363 | 5227.5663 | 353.1096 | 4874.4567 | 33.5468 | 4840.9099 | 169.2199 | 5010.1297 | 180.5845 | 5190.7142 | 349.8044 | 3.3053
2010-04-04 | 12:00 | 4901.6285 | 173.4915 | 5075.12 | 182.304 | 5257.424 | 355.7955 | 4901.6285 | 40.7276 | 4860.9009 | 170.6204 | 5031.5213 | 181.1522 | 5212.6735 | 351.7726 | 4.0229
2010-04-04 | 13:00 | 4887.6282 | 172.5018 | 5060.13 | 181.9088 | 5242.0388 | 354.4106 | 4887.6282 | 45.7643 | 4841.8638 | 169.2866 | 5011.1504 | 180.6116 | 5191.762 | 349.8982 | 4.5124
2010-04-04 | 14:00 | 4881.5285 | 172.0715 | 5053.6 | 181.7364 | 5235.3364 | 353.8079 | 4881.5285 | 45.1463 | 4836.3822 | 168.9035 | 5005.2857 | 180.4557 | 5185.7414 | 349.3592 | 4.4487
2010-04-04 | 15:00 | 4812.7997 | 167.2603 | 4980.06 | 179.7835 | 5159.8435 | 347.0438 | 4812.7997 | 44.3036 | 4768.4961 | 164.1951 | 4932.6912 | 178.5148 | 5111.2061 | 342.7099 | 4.3339
2010-04-04 | 16:00 | 4800.0544 | 166.3756 | 4966.43 | 179.4193 | 5145.8493 | 345.795 | 4800.0544 | 38.1755 | 4761.8789 | 163.7397 | 4925.6186 | 178.3247 | 5103.9433 | 342.0644 | 3.7306
2010-04-04 | 17:00 | 4803.477 | 166.613 | 4970.09 | 179.5172 | 5149.6072 | 346.1302 | 4803.477 | 21.7128 | 4781.7642 | 165.1101 | 4946.8743 | 178.8956 | 5125.7699 | 344.0057 | 2.1245
2010-04-04 | 18:00 | 4840.4989 | 169.1911 | 5009.69 | 180.5728 | 5190.2628 | 349.7639 | 4840.4989 | 16.23 | 4824.2689 | 168.0585 | 4992.3273 | 180.1107 | 5172.4381 | 348.1692 | 1.5948
2010-04-04 | 19:00 | 4800.5407 | 166.4093 | 4966.95 | 179.4332 | 5146.3832 | 345.8426 | 4800.5407 | 5.3117 | 4795.229 | 166.0413 | 4961.2703 | 179.2813 | 5140.5516 | 345.3226 | 0.52001
2010-04-04 | 20:00 | 4836.6012 | 168.9188 | 5005.52 | 180.4619 | 5185.9819 | 349.3807 | 4836.6012 | 0.020017 | 4836.5812 | 168.9174 | 5005.4986 | 180.4614 | 5185.9599 | 349.3787 | 0.0019678
2010-04-04 | 21:00 | 4836.246 | 168.894 | 5005.14 | 180.4518 | 5185.5918 | 349.3458 | 4836.246 | 0 | 4836.246 | 168.894 | 5005.14 | 180.4518 | 5185.5918 | 349.3458 | 0
2010-04-04 | 22:00 | 4616.8239 | 153.9161 | 4770.74 | 174.1132 | 4944.8532 | 328.0293 | 4616.8239 | 0 | 4616.8239 | 153.9161 | 4770.74 | 174.1132 | 4944.8532 | 328.0293 | 0
2010-04-04 | 23:00 | 4321.5331 | 134.8569 | 4456.39 | 165.2867 | 4621.6767 | 300.1436 | 4321.5331 | 0 | 4321.5331 | 134.8569 | 4456.39 | 165.2867 | 4621.6767 | 300.1436 | 0
2010-04-04 | 24:00 | 4036.411 | 117.649 | 4154.06 | 156.4456 | 4310.5056 | 274.0946 | 4036.411 | 0 | 4036.411 | 117.649 | 4154.06 | 156.4456 | 4310.5056 | 274.0946 | 0
2010-04-05 | 1:00 | 3859.82 | 107.58 | 3967.4 | 150.8146 | 4118.2146 | 258.3946 | 3859.82 | 0 | 3859.82 | 107.58 | 3967.4 | 150.8146 | 4118.2146 | 258.3946 | 0
2010-04-05 | 2:00 | 3765.399 | 102.381 | 3867.78 | 147.7555 | 4015.5355 | 250.1365 | 3765.399 | 0 | 3765.399 | 102.381 | 3867.78 | 147.7555 | 4015.5355 | 250.1365 | 0
2010-04-05 | 3:00 | 3688.1469 | 98.2231 | 3786.37 | 145.2278 | 3931.5978 | 243.4509 | 3688.1469 | 0 | 3688.1469 | 98.2231 | 3786.37 | 145.2278 | 3931.5978 | 243.4509 | 0
2010-04-05 | 4:00 | 3650.9007 | 96.2493 | 3747.15 | 144.0011 | 3891.1511 | 240.2503 | 3650.9007 | 0 | 3650.9007 | 96.2493 | 3747.15 | 144.0011 | 3891.1511 | 240.2503 | 0
2010-04-05 | 5:00 | 3768.7469 | 102.5631 | 3871.31 | 147.8646 | 4019.1746 | 250.4277 | 3768.7469 | 0 | 3768.7469 | 102.5631 | 3871.31 | 147.8646 | 4019.1746 | 250.4277 | 0
2010-04-05 | 6:00 | 4064.5547 | 119.2953 | 4183.85 | 157.3321 | 4341.1821 | 276.6274 | 4064.5547 | 0 | 4064.5547 | 119.2953 | 4183.85 | 157.3321 | 4341.1821 | 276.6274 | 0
2010-04-05 | 7:00 | 4542.0962 | 148.9738 | 4691.07 | 171.9115 | 4862.9815 | 320.8853 | 4542.0962 | 0.0003904 | 4542.0958 | 148.9738 | 4691.0696 | 171.9115 | 4862.9811 | 320.8853 | 3.7168e-05
2010-04-05 | 8:00 | 4831.348 | 168.552 | 4999.9 | 180.3124 | 5180.2124 | 348.8644 | 4831.348 | 2.2787 | 4829.0692 | 168.3931 | 4997.4623 | 180.2475 | 5177.7098 | 348.6406 | 0.22386
2010-04-05 | 9:00 | 4897.9022 | 173.2278 | 5071.13 | 182.1989 | 5253.3289 | 355.4267 | 4897.9022 | 12.8584 | 4885.0438 | 172.3194 | 5057.3633 | 181.8358 | 5239.199 | 354.1552 | 1.2715
2010-04-05 | 10:00 | 4935.773 | 175.917 | 5111.69 | 183.2645 | 5294.9545 | 359.1815 | 4935.773 | 24.9852 | 4910.7878 | 174.1405 | 5084.9283 | 182.5621 | 5267.4904 | 356.7026 | 2.4789
2010-04-05 | 11:00 | 4880.3328 | 171.9872 | 5052.32 | 181.7026 | 5234.0226 | 353.6898 | 4880.3328 | 33.9571 | 4846.3757 | 169.6022 | 5015.9779 | 180.7399 | 5196.7178 | 350.3421 | 3.3477
2010-04-05 | 12:00 | 4823.028 | 167.972 | 4991 | 180.0753 | 5171.0753 | 348.0473 | 4823.028 | 37.837 | 4785.191 | 165.3468 | 4950.5379 | 178.9938 | 5129.5317 | 344.3407 | 3.7067
2010-04-05 | 13:00 | 4740.5629 | 162.2771 | 4902.84 | 177.711 | 5080.551 | 339.988 | 4740.5629 | 19.7408 | 4720.8221 | 160.9284 | 4881.7505 | 177.141 | 5058.8915 | 338.0694 | 1.9187
2010-04-05 | 14:00 | 4660.6106 | 156.8494 | 4817.46 | 175.3932 | 4992.8532 | 332.2426 | 4660.6106 | 15.4547 | 4645.1559 | 155.8109 | 4800.9668 | 174.9422 | 4975.9091 | 330.7532 | 1.4894
2010-04-05 | 15:00 | 4593.4392 | 152.3608 | 4745.8 | 173.4266 | 4919.2266 | 325.7874 | 4593.4392 | 13.2682 | 4580.171 | 151.4819 | 4731.6529 | 173.036 | 4904.6889 | 324.5179 | 1.2695
2010-04-05 | 16:00 | 4525.099 | 147.861 | 4672.96 | 171.4077 | 4844.3677 | 319.2686 | 4525.099 | 6.1134 | 4518.9856 | 147.4617 | 4666.4473 | 171.2262 | 4837.6735 | 318.6879 | 0.58073
2010-04-05 | 17:00 | 4466.9545 | 144.0855 | 4611.04 | 169.6757 | 4780.7157 | 313.7613 | 4466.9545 | 4.7446 | 4462.2099 | 143.7796 | 4605.9895 | 169.5338 | 4775.5233 | 313.3134 | 0.44782
2010-04-05 | 18:00 | 4466.776 | 144.074 | 4610.85 | 169.6704 | 4780.5204 | 313.7444 | 4466.776 | 2.279 | 4464.497 | 143.927 | 4608.4241 | 169.6022 | 4778.0263 | 313.5293 | 0.21513
2010-04-05 | 19:00 | 4403.7059 | 140.0341 | 4543.74 | 167.7768 | 4711.5168 | 307.811 | 4403.7059 | 0.84608 | 4402.8598 | 139.9803 | 4542.8401 | 167.7513 | 4710.5914 | 307.7317 | 0.07931
2010-04-05 | 20:00 | 4385.426 | 138.874 | 4524.3 | 167.2251 | 4691.5251 | 306.0991 | 4385.426 | 0 | 4385.426 | 138.874 | 4524.3 | 167.2251 | 4691.5251 | 306.0991 | 0
2010-04-05 | 21:00 | 4413.5021 | 140.6579 | 4554.16 | 168.072 | 4722.232 | 308.7298 | 4413.5021 | 0 | 4413.5021 | 140.6579 | 4554.16 | 168.072 | 4722.232 | 308.7298 | 0
2010-04-05 | 22:00 | 4228.3464 | 129.1036 | 4357.45 | 162.4314 | 4519.8814 | 291.535 | 4228.3464 | 0 | 4228.3464 | 129.1036 | 4357.45 | 162.4314 | 4519.8814 | 291.535 | 0
2010-04-05 | 23:00 | 4062.6183 | 119.1817 | 4181.8 | 157.2712 | 4339.0712 | 276.4528 | 4062.6183 | 0 | 4062.6183 | 119.1817 | 4181.8 | 157.2712 | 4339.0712 | 276.4528 | 0
2010-04-05 | 24:00 | 3713.16 | 99.56 | 3812.72 | 146.0487 | 3958.7687 | 245.6086 | 3713.16 | 0 | 3713.16 | 99.56 | 3812.72 | 146.0487 | 3958.7687 | 245.6086 | 0
2010-04-06 | 1:00 | 3549.4743 | 90.9757 | 3640.45 | 140.6344 | 3781.0844 | 231.6101 | 3549.4743 | 0 | 3549.4743 | 90.9757 | 3640.45 | 140.6344 | 3781.0844 | 231.6101 | 0
2010-04-06 | 2:00 | 3548.6848 | 90.9352 | 3639.62 | 140.608 | 3780.228 | 231.5432 | 3548.6848 | 0 | 3548.6848 | 90.9352 | 3639.62 | 140.608 | 3780.228 | 231.5432 | 0
2010-04-06 | 3:00 | 3443.7911 | 85.6389 | 3529.43 | 137.0857 | 3666.5157 | 222.7246 | 3443.7911 | 0 | 3443.7911 | 85.6389 | 3529.43 | 137.0857 | 3666.5157 | 222.7246 | 0
2010-04-06 | 4:00 | 3371.0316 | 82.0584 | 3453.09 | 134.6185 | 3587.7085 | 216.6769 | 3371.0316 | 0 | 3371.0316 | 82.0584 | 3453.09 | 134.6185 | 3587.7085 | 216.6769 | 0
2010-04-06 | 5:00 | 3497.6229 | 88.3371 | 3585.96 | 138.8984 | 3724.8584 | 227.2356 | 3497.6229 | 0 | 3497.6229 | 88.3371 | 3585.96 | 138.8984 | 3724.8584 | 227.2356 | 0
2010-04-06 | 6:00 | 3502.9724 | 88.6076 | 3591.58 | 139.078 | 3730.658 | 227.6856 | 3502.9724 | 0 | 3502.9724 | 88.6076 | 3591.58 | 139.078 | 3730.658 | 227.6856 | 0
2010-04-06 | 7:00 | 3711.2144 | 99.4556 | 3810.67 | 145.9849 | 3956.6549 | 245.4406 | 3711.2144 | 0 | 3711.2144 | 99.4556 | 3810.67 | 145.9849 | 3956.6549 | 245.4406 | 0
2010-04-06 | 8:00 | 3867.4162 | 108.0038 | 3975.42 | 151.0593 | 4126.4793 | 259.0631 | 3867.4162 | 2.7903 | 3864.6259 | 107.848 | 3972.4739 | 150.9694 | 4123.4434 | 258.8175 | 0.24563
2010-04-06 | 9:00 | 4098.041 | 121.269 | 4219.31 | 158.3829 | 4377.6929 | 279.652 | 4098.041 | 2.8389 | 4095.2021 | 121.1011 | 4216.3032 | 158.294 | 4374.5972 | 279.3951 | 0.25688
2010-04-06 | 10:00 | 4245.3462 | 130.1438 | 4375.49 | 162.9548 | 4538.4448 | 293.0986 | 4245.3462 | 2.8872 | 4242.459 | 129.9669 | 4372.4259 | 162.866 | 4535.2918 | 292.8328 | 0.26577
2010-04-06 | 11:00 | 4302.9598 | 133.7002 | 4436.66 | 164.7203 | 4601.3803 | 298.4204 | 4302.9598 | 14.5725 | 4288.3873 | 132.7961 | 4421.1834 | 164.2749 | 4585.4584 | 297.071 | 1.3494
2010-04-06 | 12:00 | 4261.9558 | 131.1642 | 4393.12 | 163.4651 | 4556.5851 | 294.6292 | 4261.9558 | 4.6487 | 4257.3071 | 130.8782 | 4388.1853 | 163.3224 | 4551.5077 | 294.2006 | 0.42869
2010-04-06 | 13:00 | 4218.827 | 128.523 | 4347.35 | 162.1378 | 4509.4878 | 290.6608 | 4218.827 | 5.6658 | 4213.1612 | 128.178 | 4341.3392 | 161.963 | 4503.3022 | 290.141 | 0.51986
2010-04-06 | 14:00 | 4101.6474 | 121.4826 | 4223.13 | 158.4959 | 4381.6259 | 279.9784 | 4101.6474 | 5.2096 | 4096.4378 | 121.1742 | 4217.612 | 158.3327 | 4375.9447 | 279.5069 | 0.47154
2010-04-06 | 15:00 | 4020.96 | 116.75 | 4137.71 | 155.9576 | 4293.6676 | 272.7076 | 4020.96 | 4.9518 | 4016.0082 | 116.4626 | 4132.4708 | 155.801 | 4288.2719 | 272.2637 | 0.44396
2010-04-06 | 16:00 | 3960.0219 | 113.2381 | 4073.26 | 154.0243 | 4227.2843 | 267.2624 | 3960.0219 | 4.3226 | 3955.6994 | 112.991 | 4068.6904 | 153.8866 | 4222.577 | 266.8776 | 0.38475
2010-04-06 | 17:00 | 4032.8297 | 117.4403 | 4150.27 | 156.3326 | 4306.6026 | 273.7729 | 4032.8297 | 3.4584 | 4029.3713 | 117.2389 | 4146.6102 | 156.2234 | 4302.8336 | 273.4623 | 0.31053
2010-04-06 | 18:00 | 4052.7279 | 118.6021 | 4171.33 | 156.9599 | 4328.2899 | 275.562 | 4052.7279 | 2.255 | 4050.4729 | 118.4701 | 4168.943 | 156.8889 | 4325.8319 | 275.359 | 0.20297
2010-04-06 | 19:00 | 4093.1786 | 120.9814 | 4214.16 | 158.2306 | 4372.3906 | 279.2121 | 4093.1786 | 1.3159 | 4091.8627 | 120.9037 | 4212.7663 | 158.1894 | 4370.9557 | 279.093 | 0.11901
2010-04-06 | 20:00 | 4141.3917 | 123.8483 | 4265.24 | 159.737 | 4424.977 | 283.5853 | 4141.3917 | 0 | 4141.3917 | 123.8483 | 4265.24 | 159.737 | 4424.977 | 283.5853 | 0
2010-04-06 | 21:00 | 4120.8286 | 122.6214 | 4243.45 | 159.0956 | 4402.5456 | 281.7171 | 4120.8286 | 0 | 4120.8286 | 122.6214 | 4243.45 | 159.0956 | 4402.5456 | 281.7171 | 0
2010-04-06 | 22:00 | 4023.1526 | 116.8774 | 4140.03 | 156.0269 | 4296.0569 | 272.9043 | 4023.1526 | 0 | 4023.1526 | 116.8774 | 4140.03 | 156.0269 | 4296.0569 | 272.9043 | 0
2010-04-06 | 23:00 | 3845.9138 | 106.8062 | 3952.72 | 150.3662 | 4103.0862 | 257.1724 | 3845.9138 | 0 | 3845.9138 | 106.8062 | 3952.72 | 150.3662 | 4103.0862 | 257.1724 | 0
2010-04-06 | 24:00 | 3614.8426 | 94.3574 | 3709.2 | 142.8086 | 3852.0086 | 237.166 | 3614.8426 | 0 | 3614.8426 | 94.3574 | 3709.2 | 142.8086 | 3852.0086 | 237.166 | 0
2010-04-07 | 1:00 | 3503.7339 | 88.6461 | 3592.38 | 139.1035 | 3731.4835 | 227.7496 | 3503.7339 | 0 | 3503.7339 | 88.6461 | 3592.38 | 139.1035 | 3731.4835 | 227.7496 | 0
2010-04-07 | 2:00 | 3398.6991 | 83.4109 | 3482.11 | 135.559 | 3617.669 | 218.9699 | 3398.6991 | 0 | 3398.6991 | 83.4109 | 3482.11 | 135.559 | 3617.669 | 218.9699 | 0
2010-04-07 | 3:00 | 3271.1044 | 77.2656 | 3348.37 | 131.1983 | 3479.5683 | 208.4639 | 3271.1044 | 0 | 3271.1044 | 77.2656 | 3348.37 | 131.1983 | 3479.5683 | 208.4639 | 0
2010-04-07 | 4:00 | 3255.4998 | 76.5302 | 3332.03 | 130.6609 | 3462.6909 | 207.1911 | 3255.4998 | 0 | 3255.4998 | 76.5302 | 3332.03 | 130.6609 | 3462.6909 | 207.1911 | 0
2010-04-07 | 5:00 | 3270.0063 | 77.2137 | 3347.22 | 131.1605 | 3478.3805 | 208.3743 | 3270.0063 | 0 | 3270.0063 | 77.2137 | 3347.22 | 131.1605 | 3478.3805 | 208.3743 | 0
2010-04-07 | 6:00 | 3375.847 | 82.293 | 3458.14 | 134.7824 | 3592.9224 | 217.0754 | 3375.847 | 0 | 3375.847 | 82.293 | 3458.14 | 134.7824 | 3592.9224 | 217.0754 | 0
2010-04-07 | 7:00 | 3495.3192 | 88.2208 | 3583.54 | 138.8211 | 3722.3611 | 227.0419 | 3495.3192 | 0 | 3495.3192 | 88.2208 | 3583.54 | 138.8211 | 3722.3611 | 227.0419 | 0
2010-04-07 | 8:00 | 3597.7526 | 93.4674 | 3691.22 | 142.2417 | 3833.4617 | 235.709 | 3597.7526 | 2.3922 | 3595.3605 | 93.3431 | 3688.7036 | 142.1622 | 3830.8658 | 235.5053 | 0.20369
2010-04-07 | 9:00 | 3635.349 | 95.431 | 3730.78 | 143.4873 | 3874.2673 | 238.9184 | 3635.349 | 13.617 | 3621.732 | 94.7174 | 3716.4495 | 143.0368 | 3859.4863 | 237.7542 | 1.1641
2010-04-07 | 10:00 | 3812.2362 | 104.9438 | 3917.18 | 149.2772 | 4066.4572 | 254.221 | 3812.2362 | 26.3616 | 3785.8746 | 103.4975 | 3889.372 | 148.4218 | 4037.7938 | 251.9192 | 2.3018
2010-04-07 | 11:00 | 3825.4949 | 105.6751 | 3931.17 | 149.7064 | 4080.8764 | 255.3815 | 3825.4949 | 36.6511 | 3788.8438 | 103.6599 | 3892.5037 | 148.5182 | 4041.0219 | 252.1781 | 3.2034
2010-04-07 | 12:00 | 3852.5736 | 107.1764 | 3959.75 | 150.581 | 4110.331 | 257.7575 | 3852.5736 | 44.0072 | 3808.5664 | 104.7419 | 3913.3083 | 149.1583 | 4062.4665 | 253.9001 | 3.8573
2010-04-07 | 13:00 | 4055.0991 | 118.7409 | 4173.84 | 157.0346 | 4330.8746 | 275.7755 | 4055.0991 | 47.1359 | 4007.9632 | 115.9965 | 4123.9596 | 155.5465 | 4279.5061 | 271.5429 | 4.2325
2010-04-07 | 14:00 | 4021.0451 | 116.7549 | 4137.8 | 155.9603 | 4293.7603 | 272.7152 | 4021.0451 | 47.8308 | 3973.2142 | 113.9938 | 4087.208 | 154.444 | 4241.6521 | 268.4378 | 4.2774
2010-04-07 | 15:00 | 3996.9501 | 115.3599 | 4112.31 | 155.1976 | 4267.5076 | 270.5574 | 3996.9501 | 46.0985 | 3950.8516 | 112.7142 | 4063.5659 | 153.7321 | 4217.298 | 266.4463 | 4.1111
2010-04-07 | 16:00 | 4036.1087 | 117.6313 | 4153.74 | 156.4361 | 4310.1761 | 274.0674 | 4036.1087 | 40.651 | 3995.4576 | 115.2737 | 4110.7314 | 155.1502 | 4265.8816 | 270.424 | 3.6434
2010-04-07 | 17:00 | 3945.6712 | 112.4188 | 4058.09 | 153.5669 | 4211.6569 | 265.9858 | 3945.6712 | 31.3586 | 3914.3126 | 110.639 | 4024.9516 | 152.5648 | 4177.5165 | 263.2039 | 2.7819
2010-04-07 | 18:00 | 4005.6003 | 115.8597 | 4121.46 | 155.4716 | 4276.9316 | 271.3314 | 4005.6003 | 18.8852 | 3986.715 | 114.7698 | 4101.4848 | 154.8729 | 4256.3577 | 269.6427 | 1.6887
2010-04-07 | 19:00 | 4102.7803 | 121.5497 | 4224.33 | 158.5313 | 4382.8613 | 280.081 | 4102.7803 | 4.114 | 4098.6663 | 121.3061 | 4219.9724 | 158.4025 | 4378.3749 | 279.7086 | 0.37244
2010-04-07 | 20:00 | 4194.3915 | 127.0385 | 4321.43 | 161.3827 | 4482.8127 | 288.4212 | 4194.3915 | 0 | 4194.3915 | 127.0385 | 4321.43 | 161.3827 | 4482.8127 | 288.4212 | 0
2010-04-07 | 21:00 | 4328.7428 | 135.3072 | 4464.05 | 165.5062 | 4629.5562 | 300.8134 | 4328.7428 | 0 | 4328.7428 | 135.3072 | 4464.05 | 165.5062 | 4629.5562 | 300.8134 | 0
2010-04-07 | 22:00 | 4158.006 | 124.844 | 4282.85 | 160.2541 | 4443.1041 | 285.098 | 4158.006 | 0 | 4158.006 | 124.844 | 4282.85 | 160.2541 | 4443.1041 | 285.098 | 0
2010-04-07 | 23:00 | 3912.7777 | 110.5523 | 4023.33 | 152.5157 | 4175.8457 | 263.068 | 3912.7777 | 0 | 3912.7777 | 110.5523 | 4023.33 | 152.5157 | 4175.8457 | 263.068 | 0
2010-04-07 | 24:00 | 3666.2592 | 97.0608 | 3763.32 | 144.5075 | 3907.8275 | 241.5683 | 3666.2592 | 0 | 3666.2592 | 97.0608 | 3763.32 | 144.5075 | 3907.8275 | 241.5683 | 0
2010-04-08 | 1:00 | 3503.1533 | 88.6167 | 3591.77 | 139.0841 | 3730.8541 | 227.7008 | 3503.1533 | 0 | 3503.1533 | 88.6167 | 3591.77 | 139.0841 | 3730.8541 | 227.7008 | 0
2010-04-08 | 2:00 | 3457.7171 | 86.3329 | 3544.05 | 137.5557 | 3681.6057 | 223.8885 | 3457.7171 | 0 | 3457.7171 | 86.3329 | 3544.05 | 137.5557 | 3681.6057 | 223.8885 | 0
2010-04-08 | 3:00 | 3351.1373 | 81.0927 | 3432.23 | 133.9405 | 3566.1705 | 215.0332 | 3351.1373 | 0 | 3351.1373 | 81.0927 | 3432.23 | 133.9405 | 3566.1705 | 215.0332 | 0
2010-04-08 | 4:00 | 3374.6456 | 82.2344 | 3456.88 | 134.7415 | 3591.6215 | 216.9759 | 3374.6456 | 0 | 3374.6456 | 82.2344 | 3456.88 | 134.7415 | 3591.6215 | 216.9759 | 0
2010-04-08 | 5:00 | 3552.4611 | 91.1289 | 3643.59 | 140.7341 | 3784.3241 | 231.8629 | 3552.4611 | 0 | 3552.4611 | 91.1289 | 3643.59 | 140.7341 | 3784.3241 | 231.8629 | 0
2010-04-08 | 6:00 | 3903.8799 | 110.0501 | 4013.93 | 152.2306 | 4166.1606 | 262.2807 | 3903.8799 | 0 | 3903.8799 | 110.0501 | 4013.93 | 152.2306 | 4166.1606 | 262.2807 | 0
2010-04-08 | 7:00 | 4388.8585 | 139.0915 | 4527.95 | 167.3288 | 4695.2788 | 306.4203 | 4388.8585 | 0.0015131 | 4388.857 | 139.0914 | 4527.9484 | 167.3288 | 4695.2772 | 306.4202 | 0.00014161
2010-04-08 | 8:00 | 4658.2494 | 156.6906 | 4814.94 | 175.3243 | 4990.2643 | 332.0149 | 4658.2494 | 2.6853 | 4655.5642 | 156.51 | 4812.0741 | 175.246 | 4987.3201 | 331.756 | 0.2589
2010-04-08 | 9:00 | 4714.1277 | 160.4723 | 4874.6 | 176.9474 | 5051.5474 | 337.4197 | 4714.1277 | 13.1444 | 4700.9833 | 159.5786 | 4860.5619 | 176.5667 | 5037.1286 | 336.1453 | 1.2743
2010-04-08 | 10:00 | 4562.4106 | 150.3094 | 4712.72 | 172.5122 | 4885.2322 | 322.8216 | 4562.4106 | 18.2559 | 4544.1547 | 149.1089 | 4693.2636 | 171.9724 | 4865.2361 | 321.0813 | 1.7402
2010-04-08 | 11:00 | 4525.146 | 147.864 | 4673.01 | 171.4091 | 4844.4191 | 319.2731 | 4525.146 | 21.4521 | 4503.6939 | 146.4654 | 4650.1593 | 170.7716 | 4820.9309 | 317.237 | 2.0361
2010-04-08 | 12:00 | 4625.6358 | 154.5042 | 4780.14 | 174.3714 | 4954.5114 | 328.8756 | 4625.6358 | 13.5824 | 4612.0534 | 153.5982 | 4765.6516 | 173.9733 | 4939.6249 | 327.5714 | 1.3041
2010-04-08 | 13:00 | 4566.4353 | 150.5747 | 4717.01 | 172.631 | 4889.641 | 323.2057 | 4566.4353 | 42.5107 | 4523.9246 | 147.7842 | 4671.7088 | 171.3728 | 4843.0816 | 319.157 | 4.0486
2010-04-08 | 14:00 | 4526.2254 | 147.9346 | 4674.16 | 171.4411 | 4845.6011 | 319.3757 | 4526.2254 | 45.9637 | 4480.2618 | 144.9453 | 4625.2071 | 170.0733 | 4795.2803 | 315.0186 | 4.3571
2010-04-08 | 15:00 | 4444.2645 | 142.6255 | 4586.89 | 168.9963 | 4755.8863 | 311.6218 | 4444.2645 | 46.5734 | 4397.6911 | 139.6519 | 4537.343 | 167.5955 | 4704.9385 | 307.2473 | 4.3744
2010-04-08 | 16:00 | 4482.0584 | 145.0616 | 4627.12 | 170.1269 | 4797.2469 | 315.1884 | 4482.0584 | 40.726 | 4441.3324 | 142.4374 | 4583.7697 | 168.9083 | 4752.6781 | 311.3457 | 3.8428
2010-04-08 | 17:00 | 4403.4144 | 140.0156 | 4543.43 | 167.768 | 4711.198 | 307.7837 | 4403.4144 | 31.5924 | 4371.822 | 138.0137 | 4509.8357 | 166.8137 | 4676.6494 | 304.8275 | 2.9562
2010-04-08 | 18:00 | 4429.1434 | 141.6566 | 4570.8 | 168.5424 | 4739.3424 | 310.199 | 4429.1434 | 19.68 | 4409.4634 | 140.4006 | 4549.864 | 167.9503 | 4717.8143 | 308.3509 | 1.8481
2010-04-08 | 19:00 | 4445.815 | 142.725 | 4588.54 | 169.0428 | 4757.5828 | 311.7678 | 4445.815 | 7.4203 | 4438.3947 | 142.249 | 4580.6437 | 168.8202 | 4749.4639 | 311.0692 | 0.69861
2010-04-08 | 20:00 | 4627.5855 | 154.6345 | 4782.22 | 174.4285 | 4956.6485 | 329.0629 | 4627.5855 | 0.17674 | 4627.4088 | 154.6226 | 4782.0314 | 174.4233 | 4956.4547 | 329.0459 | 0.016986
2010-04-08 | 21:00 | 4694.8102 | 159.1598 | 4853.97 | 176.3877 | 5030.3577 | 335.5475 | 4694.8102 | 0 | 4694.8102 | 159.1598 | 4853.97 | 176.3877 | 5030.3577 | 335.5475 | 0
2010-04-08 | 22:00 | 4528.8817 | 148.1083 | 4676.99 | 171.5199 | 4848.5099 | 319.6282 | 4528.8817 | 0 | 4528.8817 | 148.1083 | 4676.99 | 171.5199 | 4848.5099 | 319.6282 | 0
2010-04-08 | 23:00 | 4187.4233 | 126.6167 | 4314.04 | 161.167 | 4475.207 | 287.7837 | 4187.4233 | 0 | 4187.4233 | 126.6167 | 4314.04 | 161.167 | 4475.207 | 287.7837 | 0
2010-04-08 | 24:00 | 3843.2137 | 106.6563 | 3949.87 | 150.279 | 4100.149 | 256.9353 | 3843.2137 | 0 | 3843.2137 | 106.6563 | 3949.87 | 150.279 | 4100.149 | 256.9353 | 0
2010-04-09 | 1:00 | 3734.692 | 100.718 | 3835.41 | 146.7535 | 3982.1635 | 247.4714 | 3734.692 | 0 | 3734.692 | 100.718 | 3835.41 | 146.7535 | 3982.1635 | 247.4714 | 0
2010-04-09 | 2:00 | 3605.129 | 93.851 | 3698.98 | 142.4865 | 3841.4665 | 236.3375 | 3605.129 | 0 | 3605.129 | 93.851 | 3698.98 | 142.4865 | 3841.4665 | 236.3375 | 0
2010-04-09 | 3:00 | 3535.6515 | 90.2685 | 3625.92 | 140.1726 | 3766.0926 | 230.4411 | 3535.6515 | 0 | 3535.6515 | 90.2685 | 3625.92 | 140.1726 | 3766.0926 | 230.4411 | 0
2010-04-09 | 4:00 | 3542.4063 | 90.6137 | 3633.02 | 140.3983 | 3773.4183 | 231.0121 | 3542.4063 | 0 | 3542.4063 | 90.6137 | 3633.02 | 140.3983 | 3773.4183 | 231.0121 | 0
2010-04-09 | 5:00 | 3665.2525 | 97.0075 | 3762.26 | 144.4744 | 3906.7344 | 241.4818 | 3665.2525 | 0 | 3665.2525 | 97.0075 | 3762.26 | 144.4744 | 3906.7344 | 241.4818 | 0
2010-04-09 | 6:00 | 3919.0718 | 110.9082 | 4029.98 | 152.7171 | 4182.6971 | 263.6254 | 3919.0718 | 0 | 3919.0718 | 110.9082 | 4029.98 | 152.7171 | 4182.6971 | 263.6254 | 0
2010-04-09 | 7:00 | 4422.0846 | 141.2054 | 4563.29 | 168.3302 | 4731.6202 | 309.5356 | 4422.0846 | 0.0014722 | 4422.0831 | 141.2053 | 4563.2884 | 168.3302 | 4731.6186 | 309.5355 | 0.0001383
2010-04-09 | 8:00 | 4647.5673 | 155.9727 | 4803.54 | 175.0127 | 4978.5527 | 330.9854 | 4647.5673 | 2.7271 | 4644.8402 | 155.7898 | 4800.6299 | 174.933 | 4975.5629 | 330.7228 | 0.26263
2010-04-09 | 9:00 | 4721.0463 | 160.9437 | 4881.99 | 177.1475 | 5059.1375 | 338.0911 | 4721.0463 | 12.8997 | 4708.1466 | 160.0653 | 4868.212 | 176.7742 | 5044.9862 | 336.8396 | 1.2516
2010-04-09 | 10:00 | 4594.3957 | 152.4243 | 4746.82 | 173.4547 | 4920.2747 | 325.879 | 4594.3957 | 25.0728 | 4569.3229 | 150.7652 | 4720.0881 | 172.7162 | 4892.8043 | 323.4814 | 2.3976
2010-04-09 | 11:00 | 4529.6795 | 148.1605 | 4677.84 | 171.5436 | 4849.3836 | 319.704 | 4529.6795 | 35.2863 | 4494.3933 | 145.8611 | 4640.2544 | 170.4947 | 4810.749 | 316.3558 | 3.3482
2010-04-09 | 12:00 | 4346.4439 | 136.4161 | 4482.86 | 166.0444 | 4648.9044 | 302.4604 | 4346.4439 | 41.9087 | 4304.5353 | 133.7981 | 4438.3333 | 164.7684 | 4603.1017 | 298.5665 | 3.894
2010-04-09 | 13:00 | 4370.2646 | 137.9154 | 4508.18 | 166.7666 | 4674.9466 | 304.682 | 4370.2646 | 43.0619 | 4327.2027 | 135.2109 | 4462.4136 | 165.4594 | 4627.873 | 300.6703 | 4.0117
2010-04-09 | 14:00 | 4460.5381 | 143.6719 | 4604.21 | 169.4838 | 4773.6938 | 313.1557 | 4460.5381 | 45.3271 | 4415.211 | 140.7668 | 4555.9778 | 168.1234 | 4724.1012 | 308.8902 | 4.2655
2010-04-09 | 15:00 | 4469.829 | 144.271 | 4614.1 | 169.7616 | 4783.8616 | 314.0327 | 4469.829 | 41.865 | 4427.964 | 141.5812 | 4569.5452 | 168.507 | 4738.0521 | 310.0881 | 3.9446
2010-04-09 | 16:00 | 4506.239 | 146.631 | 4652.87 | 170.8473 | 4823.7173 | 317.4783 | 4506.239 | 37.9408 | 4468.2982 | 144.1722 | 4612.4705 | 169.7159 | 4782.1864 | 313.8881 | 3.5902
2010-04-09 | 17:00 | 4472.29 | 144.43 | 4616.72 | 169.8352 | 4786.5552 | 314.2651 | 4472.29 | 30.4761 | 4441.8139 | 142.4682 | 4584.2822 | 168.9228 | 4753.2049 | 311.391 | 2.8741
2010-04-09 | 18:00 | 4613.5708 | 153.6992 | 4767.27 | 174.0178 | 4941.2878 | 327.717 | 4613.5708 | 18.6695 | 4594.9013 | 152.4578 | 4747.3591 | 173.4695 | 4920.8287 | 325.9274 | 1.7897
2010-04-09 | 19:00 | 4826.0476 | 168.1824 | 4994.23 | 180.1614 | 5174.3914 | 348.3438 | 4826.0476 | 3.3985 | 4822.6491 | 167.9456 | 4990.5947 | 180.0645 | 5170.6592 | 348.0101 | 0.33366
2010-04-09 | 20:00 | 4609.3236 | 153.4164 | 4762.74 | 173.8932 | 4936.6332 | 327.3096 | 4609.3236 | 0.1262 | 4609.1974 | 153.408 | 4762.6054 | 173.8895 | 4936.4949 | 327.2975 | 0.012104
2010-04-09 | 21:00 | 4719.6046 | 160.8454 | 4880.45 | 177.1058 | 5057.5558 | 337.9512 | 4719.6046 | 0 | 4719.6046 | 160.8454 | 4880.45 | 177.1058 | 5057.5558 | 337.9512 | 0
2010-04-09 | 22:00 | 4559.277 | 150.103 | 4709.38 | 172.4196 | 4881.7996 | 322.5226 | 4559.277 | 0 | 4559.277 | 150.103 | 4709.38 | 172.4196 | 4881.7996 | 322.5226 | 0
2010-04-09 | 23:00 | 4263.3123 | 131.2477 | 4394.56 | 163.5067 | 4558.0667 | 294.7544 | 4263.3123 | 0 | 4263.3123 | 131.2477 | 4394.56 | 163.5067 | 4558.0667 | 294.7544 | 0
2010-04-09 | 24:00 | 3958.0544 | 113.1256 | 4071.18 | 153.9616 | 4225.1416 | 267.0872 | 3958.0544 | 0 | 3958.0544 | 113.1256 | 4071.18 | 153.9616 | 4225.1416 | 267.0872 | 0
2010-04-10 | 1:00 | 3812.7575 | 104.9725 | 3917.73 | 149.2941 | 4067.0241 | 254.2666 | 3812.7575 | 0 | 3812.7575 | 104.9725 | 3917.73 | 149.2941 | 4067.0241 | 254.2666 | 0
2010-04-10 | 2:00 | 3723.3717 | 100.1083 | 3823.48 | 146.3831 | 3969.8631 | 246.4914 | 3723.3717 | 0 | 3723.3717 | 100.1083 | 3823.48 | 146.3831 | 3969.8631 | 246.4914 | 0
2010-04-10 | 3:00 | 3636.8311 | 95.5089 | 3732.34 | 143.5363 | 3875.8763 | 239.0452 | 3636.8311 | 0 | 3636.8311 | 95.5089 | 3732.34 | 143.5363 | 3875.8763 | 239.0452 | 0
2010-04-10 | 4:00 | 3664.4643 | 96.9657 | 3761.43 | 144.4484 | 3905.8784 | 241.4141 | 3664.4643 | 0 | 3664.4643 | 96.9657 | 3761.43 | 144.4484 | 3905.8784 | 241.4141 | 0
2010-04-10 | 5:00 | 3752.5372 | 101.6828 | 3854.22 | 147.3362 | 4001.5562 | 249.019 | 3752.5372 | 0 | 3752.5372 | 101.6828 | 3854.22 | 147.3362 | 4001.5562 | 249.019 | 0
2010-04-10 | 6:00 | 4087.8626 | 120.6674 | 4208.53 | 158.064 | 4366.594 | 278.7314 | 4087.8626 | 0 | 4087.8626 | 120.6674 | 4208.53 | 158.064 | 4366.594 | 278.7314 | 0
2010-04-10 | 7:00 | 4563.4239 | 150.3761 | 4713.8 | 172.5421 | 4886.3421 | 322.9182 | 4563.4239 | 0 | 4563.4239 | 150.3761 | 4713.8 | 172.5421 | 4886.3421 | 322.9182 | 0
2010-04-10 | 8:00 | 4879.1557 | 171.9043 | 5051.06 | 181.6693 | 5232.7293 | 353.5736 | 4879.1557 | 0.41995 | 4878.7358 | 171.8747 | 5050.6105 | 181.6574 | 5232.2679 | 353.5321 | 0.04147
2010-04-10 | 9:00 | 4938.9094 | 176.1406 | 5115.05 | 183.3525 | 5298.4025 | 359.4931 | 4938.9094 | 4.212 | 4934.6974 | 175.8403 | 5110.5377 | 183.2343 | 5293.7721 | 359.0746 | 0.41849
2010-04-10 | 10:00 | 5022.4409 | 182.1491 | 5204.59 | 185.6819 | 5390.2719 | 367.831 | 5022.4409 | 7.8966 | 5014.5443 | 181.5768 | 5196.1211 | 185.4629 | 5381.5839 | 367.0396 | 0.79134
2010-04-10 | 11:00 | 5049.6798 | 184.1302 | 5233.81 | 186.4355 | 5420.2455 | 370.5657 | 5049.6798 | 21.7537 | 5027.9261 | 182.5472 | 5210.4732 | 185.8339 | 5396.3071 | 368.3811 | 2.1846
2010-04-10 | 12:00 | 5078.3528 | 186.2272 | 5264.58 | 187.2256 | 5451.8056 | 373.4528 | 5078.3528 | 38.5963 | 5039.7565 | 183.4072 | 5223.1637 | 186.1613 | 5409.325 | 369.5685 | 3.8842
2010-04-10 | 13:00 | 5055.0388 | 184.5212 | 5239.56 | 186.5834 | 5426.1434 | 371.1046 | 5055.0388 | 44.5029 | 5010.5358 | 181.2866 | 5191.8224 | 185.3516 | 5377.174 | 366.6382 | 4.4664
2010-04-10 | 14:00 | 5052.159 | 184.311 | 5236.47 | 186.5039 | 5422.9739 | 370.815 | 5052.159 | 45.3716 | 5006.7873 | 181.0154 | 5187.8028 | 185.2475 | 5373.0503 | 366.2629 | 4.5521
2010-04-10 | 15:00 | 5007.7266 | 181.0834 | 5188.81 | 185.2736 | 5374.0836 | 366.357 | 5007.7266 | 44.1281 | 4963.5986 | 177.906 | 5141.5046 | 184.0439 | 5325.5485 | 361.9499 | 4.407
2010-04-10 | 16:00 | 4980.407 | 179.113 | 5159.52 | 184.5132 | 5344.0332 | 363.6262 | 4980.407 | 31.0388 | 4949.3682 | 176.8874 | 5126.2556 | 183.6457 | 5309.9013 | 360.5331 | 3.0931
2010-04-10 | 17:00 | 4965.2739 | 178.0261 | 5143.3 | 184.0907 | 5327.3907 | 362.1168 | 4965.2739 | 29.0416 | 4936.2322 | 175.9497 | 5112.1819 | 183.2774 | 5295.4594 | 359.2271 | 2.8897
2010-04-10 | 18:00 | 5228.5167 | 197.4033 | 5425.92 | 191.3098 | 5617.2298 | 388.7131 | 5228.5167 | 19.3088 | 5209.2079 | 195.948 | 5405.1559 | 190.7897 | 5595.9456 | 386.7376 | 1.9754
2010-04-10 | 19:00 | 5009.2933 | 181.1967 | 5190.49 | 185.3171 | 5375.8071 | 366.5138 | 5009.2933 | 7.2959 | 5001.9974 | 180.6693 | 5182.6667 | 185.1144 | 5367.781 | 365.7836 | 0.73016
2010-04-10 | 20:00 | 4954.2813 | 177.2387 | 5131.52 | 183.7833 | 5315.3033 | 361.022 | 4954.2813 | 0.22712 | 4954.0541 | 177.2225 | 5131.2766 | 183.7769 | 5315.0535 | 360.9994 | 0.022607
2010-04-10 | 21:00 | 4926.7273 | 175.2727 | 5102 | 183.0105 | 5285.0105 | 358.2832 | 4926.7273 | 0 | 4926.7273 | 175.2727 | 5102 | 183.0105 | 5285.0105 | 358.2832 | 0
2010-04-10 | 22:00 | 4738.092 | 162.108 | 4900.2 | 177.6397 | 5077.8397 | 339.7477 | 4738.092 | 0 | 4738.092 | 162.108 | 4900.2 | 177.6397 | 5077.8397 | 339.7477 | 0
2010-04-10 | 23:00 | 4443.494 | 142.576 | 4586.07 | 168.9732 | 4755.0432 | 311.5492 | 4443.494 | 0 | 4443.494 | 142.576 | 4586.07 | 168.9732 | 4755.0432 | 311.5492 | 0
2010-04-10 | 24:00 | 4156.3646 | 124.7454 | 4281.11 | 160.203 | 4441.313 | 284.9484 | 4156.3646 | 0 | 4156.3646 | 124.7454 | 4281.11 | 160.203 | 4441.313 | 284.9484 | 0
2010-04-11 | 1:00 | 3977.8406 | 114.2594 | 4092.1 | 154.591 | 4246.691 | 268.8505 | 3977.8406 | 0 | 3977.8406 | 114.2594 | 4092.1 | 154.591 | 4246.691 | 268.8505 | 0
2010-04-11 | 2:00 | 3858.4466 | 107.5034 | 3965.95 | 150.7704 | 4116.7204 | 258.2738 | 3858.4466 | 0 | 3858.4466 | 107.5034 | 3965.95 | 150.7704 | 4116.7204 | 258.2738 | 0
2010-04-11 | 3:00 | 3799.5059 | 104.2441 | 3903.75 | 148.8644 | 4052.6144 | 253.1085 | 3799.5059 | 0 | 3799.5059 | 104.2441 | 3903.75 | 148.8644 | 4052.6144 | 253.1085 | 0
2010-04-11 | 4:00 | 3851.8157 | 107.1343 | 3958.95 | 150.5566 | 4109.5066 | 257.6909 | 3851.8157 | 0 | 3851.8157 | 107.1343 | 3958.95 | 150.5566 | 4109.5066 | 257.6909 | 0
2010-04-11 | 5:00 | 3891.2508 | 109.3392 | 4000.59 | 151.8255 | 4152.4155 | 261.1647 | 3891.2508 | 0 | 3891.2508 | 109.3392 | 4000.59 | 151.8255 | 4152.4155 | 261.1647 | 0
2010-04-11 | 6:00 | 4163.2886 | 125.1614 | 4288.45 | 160.4182 | 4448.8682 | 285.5796 | 4163.2886 | 0 | 4163.2886 | 125.1614 | 4288.45 | 160.4182 | 4448.8682 | 285.5796 | 0
2010-04-11 | 7:00 | 4570.3191 | 150.8309 | 4721.15 | 172.7456 | 4893.8956 | 323.5765 | 4570.3191 | 0.0013334 | 4570.3177 | 150.8308 | 4721.1486 | 172.7455 | 4893.8941 | 323.5764 | 0.00012734
2010-04-11 | 8:00 | 4794.546 | 165.994 | 4960.54 | 179.2617 | 5139.8017 | 345.2557 | 4794.546 | 3.0281 | 4791.5179 | 165.7844 | 4957.3023 | 179.1751 | 5136.4773 | 344.9594 | 0.29629
2010-04-11 | 9:00 | 4982.0209 | 179.2291 | 5161.25 | 184.5582 | 5345.8082 | 363.7873 | 4982.0209 | 12.8476 | 4969.1733 | 178.3059 | 5147.4792 | 184.1997 | 5331.6789 | 362.5055 | 1.2817
2010-04-11 | 10:00 | 5075.213 | 185.997 | 5261.21 | 187.1392 | 5448.3492 | 373.1362 | 5075.213 | 24.7749 | 5050.4381 | 184.1855 | 5234.6236 | 186.4564 | 5421.08 | 370.6419 | 2.4943
2010-04-11 | 11:00 | 5144.9467 | 191.1433 | 5336.09 | 189.0479 | 5525.1379 | 380.1913 | 5144.9467 | 32.8701 | 5112.0766 | 188.7088 | 5300.7853 | 188.1507 | 5488.936 | 376.8594 | 3.3318
2010-04-11 | 12:00 | 5175.9278 | 193.4522 | 5369.38 | 189.8897 | 5559.2697 | 383.342 | 5175.9278 | 37.2844 | 5138.6434 | 190.6752 | 5329.3186 | 188.8762 | 5518.1948 | 379.5515 | 3.7905
2010-04-11 | 13:00 | 5136.5873 | 190.5227 | 5327.11 | 188.8202 | 5515.9302 | 379.3428 | 5136.5873 | 41.5746 | 5095.0127 | 187.4511 | 5282.4637 | 187.6831 | 5470.1469 | 375.1342 | 4.2086
2010-04-11 | 14:00 | 5127.2308 | 189.8292 | 5317.06 | 188.5649 | 5505.6249 | 378.3941 | 5127.2308 | 35.5381 | 5091.6926 | 187.2068 | 5278.8995 | 187.592 | 5466.4915 | 374.7989 | 3.5952
2010-04-11 | 15:00 | 5100.961 | 187.889 | 5288.85 | 187.8462 | 5476.6962 | 375.7352 | 5100.961 | 40.8205 | 5060.1406 | 184.8939 | 5245.0344 | 186.7241 | 5431.7585 | 371.618 | 4.1173
2010-04-11 | 16:00 | 4992.3099 | 179.9701 | 5172.28 | 184.8448 | 5357.1248 | 364.815 | 4992.3099 | 35.4914 | 4956.8184 | 177.4203 | 5134.2388 | 183.8543 | 5318.093 | 361.2746 | 3.5404
2010-04-11 | 17:00 | 4967.7745 | 178.2055 | 5145.98 | 184.1606 | 5330.1406 | 362.3661 | 4967.7745 | 28.2649 | 4939.5096 | 176.1834 | 5115.6931 | 183.3694 | 5299.0624 | 359.5528 | 2.8133
2010-04-11 | 18:00 | 4967.364 | 178.176 | 5145.54 | 184.1491 | 5329.6891 | 362.3252 | 4967.364 | 13.9976 | 4953.3663 | 177.1733 | 5130.5396 | 183.7577 | 5314.2973 | 360.9309 | 1.3942
2010-04-11 | 19:00 | 4925.5229 | 175.1871 | 5100.71 | 182.9767 | 5283.6867 | 358.1637 | 4925.5229 | 4.4855 | 4921.0374 | 174.8681 | 5095.9055 | 182.8506 | 5278.7561 | 357.7187 | 0.44504
2010-04-11 | 20:00 | 4901.3297 | 173.4703 | 5074.8 | 182.2956 | 5257.0956 | 355.7659 | 4901.3297 | 0.32967 | 4901 | 173.447 | 5074.447 | 182.2863 | 5256.7333 | 355.7332 | 0.032632
2010-04-11 | 21:00 | 4885.5545 | 172.3555 | 5057.91 | 181.8502 | 5239.7602 | 354.2057 | 4885.5545 | 0 | 4885.5545 | 172.3555 | 5057.91 | 181.8502 | 5239.7602 | 354.2057 | 0
2010-04-11 | 22:00 | 4678.1105 | 158.0295 | 4836.14 | 175.9026 | 5012.0426 | 333.9322 | 4678.1105 | 0 | 4678.1105 | 158.0295 | 4836.14 | 175.9026 | 5012.0426 | 333.9322 | 0
2010-04-11 | 23:00 | 4356.7465 | 137.0635 | 4493.81 | 166.357 | 4660.167 | 303.4205 | 4356.7465 | 0 | 4356.7465 | 137.0635 | 4493.81 | 166.357 | 4660.167 | 303.4205 | 0
2010-04-11 | 24:00 | 4079.7132 | 120.1868 | 4199.9 | 157.8083 | 4357.7083 | 277.9951 | 4079.7132 | 0 | 4079.7132 | 120.1868 | 4199.9 | 157.8083 | 4357.7083 | 277.9951 | 0
2010-04-12 | 1:00 | 3921.523 | 111.047 | 4032.57 | 152.7956 | 4185.3656 | 263.8426 | 3921.523 | 0 | 3921.523 | 111.047 | 4032.57 | 152.7956 | 4185.3656 | 263.8426 | 0
2010-04-12 | 2:00 | 3822.5098 | 105.5102 | 3928.02 | 149.6098 | 4077.6298 | 255.1201 | 3822.5098 | 0 | 3822.5098 | 105.5102 | 3928.02 | 149.6098 | 4077.6298 | 255.1201 | 0
2010-04-12 | 3:00 | 3809.26 | 104.78 | 3914.04 | 149.1807 | 4063.2207 | 253.9608 | 3809.26 | 0 | 3809.26 | 104.78 | 3914.04 | 149.1807 | 4063.2207 | 253.9608 | 0
2010-04-12 | 4:00 | 3780.1171 | 103.1829 | 3883.3 | 148.2346 | 4031.5346 | 251.4175 | 3780.1171 | 0 | 3780.1171 | 103.1829 | 3883.3 | 148.2346 | 4031.5346 | 251.4175 | 0
2010-04-12 | 5:00 | 3844.9191 | 106.7509 | 3951.67 | 150.3341 | 4102.0041 | 257.085 | 3844.9191 | 0 | 3844.9191 | 106.7509 | 3951.67 | 150.3341 | 4102.0041 | 257.085 | 0
2010-04-12 | 6:00 | 4074.5663 | 119.8837 | 4194.45 | 157.6467 | 4352.0967 | 277.5304 | 4074.5663 | 0 | 4074.5663 | 119.8837 | 4194.45 | 157.6467 | 4352.0967 | 277.5304 | 0
2010-04-12 | 7:00 | 4589.0596 | 152.0704 | 4741.13 | 173.2977 | 4914.4277 | 325.3681 | 4589.0596 | 0.0015161 | 4589.0581 | 152.0703 | 4741.1284 | 173.2977 | 4914.4261 | 325.368 | 0.00014509
2010-04-12 | 8:00 | 4806.3852 | 166.8148 | 4973.2 | 179.6003 | 5152.8003 | 346.4151 | 4806.3852 | 2.8945 | 4803.4908 | 166.6139 | 4970.1047 | 179.5176 | 5149.6223 | 346.1315 | 0.28358
2010-04-12 | 9:00 | 4952.9934 | 177.1466 | 5130.14 | 183.7472 | 5313.8872 | 360.8938 | 4952.9934 | 9.1128 | 4943.8806 | 176.4954 | 5120.376 | 183.4919 | 5303.8679 | 359.9873 | 0.90653
2010-04-12 | 10:00 | 4958.546 | 177.544 | 5136.09 | 183.9026 | 5319.9926 | 361.4466 | 4958.546 | 21.707 | 4936.839 | 175.9929 | 5112.8319 | 183.2944 | 5296.1264 | 359.2874 | 2.1592
2010-04-12 | 11:00 | 4958.182 | 177.518 | 5135.7 | 183.8924 | 5319.5924 | 361.4104 | 4958.182 | 9.6666 | 4948.5155 | 176.8264 | 5125.3419 | 183.6218 | 5308.9637 | 360.4483 | 0.96212
2010-04-12 | 12:00 | 4860.6661 | 170.6039 | 5031.27 | 181.1456 | 5212.4156 | 351.7495 | 4860.6661 | 33.5028 | 4827.1633 | 168.2602 | 4995.4235 | 180.1932 | 5175.6167 | 348.4534 | 3.2961
2010-04-12 | 13:00 | 4702.667 | 159.693 | 4862.36 | 176.6155 | 5038.9755 | 336.3085 | 4702.667 | 20.8412 | 4681.8259 | 158.2807 | 4840.1065 | 176.0106 | 5016.1171 | 334.2913 | 2.0172
2010-04-12 | 14:00 | 4630.5194 | 154.8306 | 4785.35 | 174.5143 | 4959.8643 | 329.3449 | 4630.5194 | 25.8666 | 4604.6528 | 153.1056 | 4757.7584 | 173.7561 | 4931.5145 | 326.8617 | 2.4832
2010-04-12 | 15:00 | 4688.8257 | 158.7543 | 4847.58 | 176.214 | 5023.794 | 334.9683 | 4688.8257 | 22.5159 | 4666.3098 | 157.2333 | 4823.5431 | 175.5592 | 4999.1023 | 332.7925 | 2.1758
2010-04-12 | 16:00 | 4632.7689 | 154.9811 | 4787.75 | 174.5802 | 4962.3302 | 329.5612 | 4632.7689 | 31.585 | 4601.1839 | 152.875 | 4754.0589 | 173.6542 | 4927.7131 | 326.5292 | 3.032
2010-04-12 | 17:00 | 4580.9093 | 151.5307 | 4732.44 | 173.0578 | 4905.4978 | 324.5885 | 4580.9093 | 27.7774 | 4553.1319 | 149.6986 | 4702.8305 | 172.238 | 4875.0685 | 321.9366 | 2.6519
2010-04-12 | 18:00 | 4614.7708 | 153.7792 | 4768.55 | 174.053 | 4942.603 | 327.8322 | 4614.7708 | 18.4208 | 4596.35 | 152.554 | 4748.904 | 173.5121 | 4922.4161 | 326.0661 | 1.7661
2010-04-12 | 19:00 | 4553.0939 | 149.6961 | 4702.79 | 172.2369 | 4875.0269 | 321.933 | 4553.0939 | 2.5651 | 4550.5287 | 149.5275 | 4700.0562 | 172.161 | 4872.2173 | 321.6885 | 0.24448
2010-04-12 | 20:00 | 4565.9287 | 150.5413 | 4716.47 | 172.616 | 4889.086 | 323.1573 | 4565.9287 | 0.33808 | 4565.5906 | 150.519 | 4716.1096 | 172.6061 | 4888.7157 | 323.125 | 0.032271
2010-04-12 | 21:00 | 4644.2405 | 155.7495 | 4799.99 | 174.9155 | 4974.9055 | 330.665 | 4644.2405 | 0 | 4644.2405 | 155.7495 | 4799.99 | 174.9155 | 4974.9055 | 330.665 | 0
2010-04-12 | 22:00 | 4502.4927 | 146.3873 | 4648.88 | 170.7359 | 4819.6159 | 317.1232 | 4502.4927 | 0 | 4502.4927 | 146.3873 | 4648.88 | 170.7359 | 4819.6159 | 317.1232 | 0
2010-04-12 | 23:00 | 4247.1175 | 130.2525 | 4377.37 | 163.0093 | 4540.3793 | 293.2617 | 4247.1175 | 0 | 4247.1175 | 130.2525 | 4377.37 | 163.0093 | 4540.3793 | 293.2617 | 0
2010-04-12 | 24:00 | 4006.9331 | 115.9369 | 4122.87 | 155.5138 | 4278.3838 | 271.4507 | 4006.9331 | 0 | 4006.9331 | 115.9369 | 4122.87 | 155.5138 | 4278.3838 | 271.4507 | 0
2010-04-13 | 1:00 | 3806.4543 | 104.6257 | 3911.08 | 149.0898 | 4060.1698 | 253.7155 | 3806.4543 | 0 | 3806.4543 | 104.6257 | 3911.08 | 149.0898 | 4060.1698 | 253.7155 | 0
2010-04-13 | 2:00 | 3707.7405 | 99.2695 | 3807.01 | 145.871 | 3952.881 | 245.1406 | 3707.7405 | 0 | 3707.7405 | 99.2695 | 3807.01 | 145.871 | 3952.881 | 245.1406 | 0
2010-04-13 | 3:00 | 3651.3282 | 96.2718 | 3747.6 | 144.0152 | 3891.6152 | 240.287 | 3651.3282 | 0 | 3651.3282 | 96.2718 | 3747.6 | 144.0152 | 3891.6152 | 240.287 | 0
2010-04-13 | 4:00 | 3619.0717 | 94.5783 | 3713.65 | 142.9487 | 3856.5987 | 237.527 | 3619.0717 | 0 | 3619.0717 | 94.5783 | 3713.65 | 142.9487 | 3856.5987 | 237.527 | 0
2010-04-13 | 5:00 | 3643.7095 | 95.8705 | 3739.58 | 143.7636 | 3883.3436 | 239.6341 | 3643.7095 | 0 | 3643.7095 | 95.8705 | 3739.58 | 143.7636 | 3883.3436 | 239.6341 | 0
2010-04-13 | 6:00 | 3757.299 | 101.941 | 3859.24 | 147.4915 | 4006.7315 | 249.4325 | 3757.299 | 0 | 3757.299 | 101.941 | 3859.24 | 147.4915 | 4006.7315 | 249.4325 | 0
2010-04-13 | 7:00 | 3930.7593 | 111.5707 | 4042.33 | 153.0909 | 4195.4209 | 264.6616 | 3930.7593 | 0 | 3930.7593 | 111.5707 | 4042.33 | 153.0909 | 4195.4209 | 264.6616 | 0
2010-04-13 | 8:00 | 4050.3189 | 118.4611 | 4168.78 | 156.8841 | 4325.6641 | 275.3452 | 4050.3189 | 1.1083 | 4049.2106 | 118.3963 | 4167.6069 | 156.8491 | 4324.456 | 275.2454 | 0.099736
2010-04-13 | 9:00 | 4151.0249 | 124.4251 | 4275.45 | 160.0369 | 4435.4869 | 284.462 | 4151.0249 | 2.7951 | 4148.2298 | 124.2576 | 4272.4874 | 159.9499 | 4432.4373 | 284.2075 | 0.25449
2010-04-13 | 10:00 | 4131.7195 | 123.2705 | 4254.99 | 159.4355 | 4414.4255 | 282.706 | 4131.7195 | 6.4303 | 4125.2893 | 122.8871 | 4248.1763 | 159.2349 | 4407.4112 | 282.1219 | 0.58403
2010-04-13 | 11:00 | 4100.1463 | 121.3937 | 4221.54 | 158.4489 | 4379.9889 | 279.8425 | 4100.1463 | 15.8402 | 4084.3061 | 120.4575 | 4204.7636 | 157.9524 | 4362.716 | 278.41 | 1.4326
2010-04-13 | 12:00 | 4036.3165 | 117.6435 | 4153.96 | 156.4426 | 4310.4026 | 274.0861 | 4036.3165 | 24.9978 | 4011.3187 | 116.1908 | 4127.5095 | 155.6527 | 4283.1622 | 271.8435 | 2.2426
2010-04-13 | 13:00 | 3976.2329 | 114.1671 | 4090.4 | 154.54 | 4244.94 | 268.7071 | 3976.2329 | 34.1113 | 3942.1216 | 112.2167 | 4054.3383 | 153.4537 | 4207.7919 | 265.6703 | 3.0367
2010-04-13 | 14:00 | 3894.432 | 109.518 | 4003.95 | 151.9276 | 4155.8776 | 261.4456 | 3894.432 | 34.5676 | 3859.8644 | 107.5825 | 3967.4469 | 150.8161 | 4118.2629 | 258.3985 | 3.0471
2010-04-13 | 15:00 | 3804.2551 | 104.5049 | 3908.76 | 149.0185 | 4057.7785 | 253.5234 | 3804.2551 | 36.1134 | 3768.1417 | 102.5302 | 3870.6719 | 147.8449 | 4018.5168 | 250.3751 | 3.1483
2010-04-13 | 16:00 | 3784.9908 | 103.4492 | 3888.44 | 148.393 | 4036.833 | 251.8422 | 3784.9908 | 37.4419 | 3747.5489 | 101.4126 | 3848.9615 | 147.1735 | 3996.135 | 248.5861 | 3.2561
2010-04-13 | 17:00 | 3844.4927 | 106.7273 | 3951.22 | 150.3203 | 4101.5403 | 257.0476 | 3844.4927 | 28.681 | 3815.8117 | 105.1408 | 3920.9525 | 149.393 | 4070.3455 | 254.5338 | 2.5138
2010-04-13 | 18:00 | 3952.6435 | 112.8165 | 4065.46 | 153.7892 | 4219.2492 | 266.6057 | 3952.6435 | 19.3036 | 3933.3399 | 111.7173 | 4045.0572 | 153.1733 | 4198.2305 | 264.8906 | 1.7151
2010-04-13 | 19:00 | 4059.709 | 119.011 | 4178.72 | 157.1797 | 4335.8997 | 276.1907 | 4059.709 | 6.5638 | 4053.1451 | 118.6265 | 4171.7716 | 156.9731 | 4328.7447 | 275.5995 | 0.59113
2010-04-13 | 20:00 | 4121.5742 | 122.6658 | 4244.24 | 159.1189 | 4403.3589 | 281.7847 | 4121.5742 | 0.4085 | 4121.1657 | 122.6415 | 4243.8072 | 159.1061 | 4402.9133 | 281.7476 | 0.037072
2010-04-13 | 21:00 | 4262.8507 | 131.2193 | 4394.07 | 163.4925 | 4557.5625 | 294.7118 | 4262.8507 | 0 | 4262.8507 | 131.2193 | 4394.07 | 163.4925 | 4557.5625 | 294.7118 | 0
2010-04-13 | 22:00 | 4204.1592 | 127.6308 | 4331.79 | 161.6848 | 4493.4748 | 289.3157 | 4204.1592 | 0 | 4204.1592 | 127.6308 | 4331.79 | 161.6848 | 4493.4748 | 289.3157 | 0
2010-04-13 | 23:00 | 4010.3172 | 116.1328 | 4126.45 | 155.621 | 4282.071 | 271.7538 | 4010.3172 | 0 | 4010.3172 | 116.1328 | 4126.45 | 155.621 | 4282.071 | 271.7538 | 0
2010-04-13 | 24:00 | 3826.253 | 105.717 | 3931.97 | 149.731 | 4081.701 | 255.4479 | 3826.253 | 0 | 3826.253 | 105.717 | 3931.97 | 149.731 | 4081.701 | 255.4479 | 0
2010-04-14 | 1:00 | 3728.0879 | 100.3621 | 3828.45 | 146.5375 | 3974.9875 | 246.8996 | 3728.0879 | 0 | 3728.0879 | 100.3621 | 3828.45 | 146.5375 | 3974.9875 | 246.8996 | 0
2010-04-14 | 2:00 | 3609.4917 | 94.0783 | 3703.57 | 142.6312 | 3846.2012 | 236.7095 | 3609.4917 | 0 | 3609.4917 | 94.0783 | 3703.57 | 142.6312 | 3846.2012 | 236.7095 | 0
2010-04-14 | 3:00 | 3543.7381 | 90.6819 | 3634.42 | 140.4428 | 3774.8628 | 231.1247 | 3543.7381 | 0 | 3543.7381 | 90.6819 | 3634.42 | 140.4428 | 3774.8628 | 231.1247 | 0
2010-04-14 | 4:00 | 3536.3365 | 90.3035 | 3626.64 | 140.1955 | 3766.8355 | 230.499 | 3536.3365 | 0 | 3536.3365 | 90.3035 | 3626.64 | 140.1955 | 3766.8355 | 230.499 | 0
2010-04-14 | 5:00 | 3539.5427 | 90.4673 | 3630.01 | 140.3026 | 3770.3126 | 230.7699 | 3539.5427 | 0 | 3539.5427 | 90.4673 | 3630.01 | 140.3026 | 3770.3126 | 230.7699 | 0
2010-04-14 | 6:00 | 3634.0663 | 95.3637 | 3729.43 | 143.4449 | 3872.8749 | 238.8086 | 3634.0663 | 0 | 3634.0663 | 95.3637 | 3729.43 | 143.4449 | 3872.8749 | 238.8086 | 0
2010-04-14 | 7:00 | 3731.836 | 100.564 | 3832.4 | 146.6601 | 3979.0601 | 247.2241 | 3731.836 | 0.011437 | 3731.8246 | 100.5634 | 3832.3879 | 146.6597 | 3979.0476 | 247.2231 | 0.00099037
2010-04-14 | 8:00 | 3846.1791 | 106.8209 | 3953 | 150.3748 | 4103.3748 | 257.1957 | 3846.1791 | 3.1945 | 3842.9846 | 106.6436 | 3949.6281 | 150.2716 | 4099.8998 | 256.9152 | 0.28048
2010-04-14 | 9:00 | 3864.4517 | 107.8383 | 3972.29 | 150.9638 | 4123.2538 | 258.8021 | 3864.4517 | 13.5326 | 3850.919 | 107.0844 | 3958.0034 | 150.5277 | 4108.5311 | 257.6121 | 1.1901
2010-04-14 | 10:00 | 3783.9099 | 103.3901 | 3887.3 | 148.3579 | 4035.6579 | 251.748 | 3783.9099 | 21.4171 | 3762.4928 | 102.223 | 3864.7158 | 147.6608 | 4012.3766 | 249.8839 | 1.8641
2010-04-14 | 11:00 | 3746.0865 | 101.3335 | 3847.42 | 147.1257 | 3994.5457 | 248.4592 | 3746.0865 | 19.5673 | 3726.5192 | 100.2776 | 3826.7968 | 146.4861 | 3973.283 | 246.7638 | 1.6954
2010-04-14 | 12:00 | 3708.9459 | 99.3341 | 3808.28 | 145.9105 | 3954.1905 | 245.2446 | 3708.9459 | 33.1192 | 3675.8267 | 97.568 | 3773.3947 | 144.8226 | 3918.2173 | 242.3906 | 2.854
2010-04-14 | 13:00 | 3684.2921 | 98.0179 | 3782.31 | 145.1011 | 3927.4111 | 243.119 | 3684.2921 | 31.8943 | 3652.3978 | 96.3282 | 3748.726 | 144.0505 | 3892.7765 | 240.3787 | 2.7403
2010-04-14 | 14:00 | 3581.7331 | 92.6369 | 3674.37 | 141.7093 | 3816.0793 | 234.3462 | 3581.7331 | 5.2408 | 3576.4923 | 92.366 | 3668.8583 | 141.5349 | 3810.3932 | 233.9009 | 0.44527
2010-04-14 | 15:00 | 3531.7981 | 90.0719 | 3621.87 | 140.0437 | 3761.9137 | 230.1156 | 3531.7981 | 4.9001 | 3526.898 | 89.8221 | 3616.7201 | 139.8798 | 3756.5999 | 229.7019 | 0.41371
2010-04-14 | 16:00 | 3521.9498 | 89.5702 | 3611.52 | 139.7141 | 3751.2341 | 229.2843 | 3521.9498 | 11.4473 | 3510.5025 | 88.9889 | 3599.4914 | 139.3306 | 3738.822 | 228.3195 | 0.96486
2010-04-14 | 17:00 | 3645.1725 | 95.9475 | 3741.12 | 143.812 | 3884.932 | 239.7594 | 3645.1725 | 8.5063 | 3636.6662 | 95.5002 | 3732.1664 | 143.5309 | 3875.6973 | 239.0311 | 0.72834
2010-04-14 | 18:00 | 3802.1602 | 104.3898 | 3906.55 | 148.9505 | 4055.5005 | 253.3404 | 3802.1602 | 7.0151 | 3795.1451 | 104.005 | 3899.15 | 148.7229 | 4047.8729 | 252.7279 | 0.6125
2010-04-14 | 19:00 | 3982.9659 | 114.5541 | 4097.52 | 154.7539 | 4252.2739 | 269.3079 | 3982.9659 | 3.8292 | 3979.1367 | 114.3339 | 4093.4706 | 154.6322 | 4248.1029 | 268.9661 | 0.34178
2010-04-14 | 20:00 | 4143.3921 | 123.9679 | 4267.36 | 159.7993 | 4427.1593 | 283.7673 | 4143.3921 | 0.049381 | 4143.3427 | 123.965 | 4267.3077 | 159.7978 | 4427.1054 | 283.7628 | 0.0044928
2010-04-14 | 21:00 | 4272.4397 | 131.8103 | 4404.25 | 163.7866 | 4568.0366 | 295.5969 | 4272.4397 | 0 | 4272.4397 | 131.8103 | 4404.25 | 163.7866 | 4568.0366 | 295.5969 | 0
2010-04-14 | 22:00 | 4167.4389 | 125.4111 | 4292.85 | 160.5471 | 4453.3971 | 285.9582 | 4167.4389 | 0 | 4167.4389 | 125.4111 | 4292.85 | 160.5471 | 4453.3971 | 285.9582 | 0
2010-04-14 | 23:00 | 3951.3758 | 112.7442 | 4064.12 | 153.7488 | 4217.8688 | 266.493 | 3951.3758 | 0 | 3951.3758 | 112.7442 | 4064.12 | 153.7488 | 4217.8688 | 266.493 | 0
2010-04-14 | 24:00 | 3739.455 | 100.975 | 3840.43 | 146.9091 | 3987.3391 | 247.8841 | 3739.455 | 0 | 3739.455 | 100.975 | 3840.43 | 146.9091 | 3987.3391 | 247.8841 | 0
2010-04-15 | 1:00 | 3609.7008 | 94.0892 | 3703.79 | 142.6381 | 3846.4281 | 236.7273 | 3609.7008 | 0 | 3609.7008 | 94.0892 | 3703.79 | 142.6381 | 3846.4281 | 236.7273 | 0
2010-04-15 | 2:00 | 3549.5789 | 90.9811 | 3640.56 | 140.6379 | 3781.1979 | 231.6189 | 3549.5789 | 0 | 3549.5789 | 90.9811 | 3640.56 | 140.6379 | 3781.1979 | 231.6189 | 0
2010-04-15 | 3:00 | 3543.4717 | 90.6683 | 3634.14 | 140.4339 | 3774.5739 | 231.1022 | 3543.4717 | 0 | 3543.4717 | 90.6683 | 3634.14 | 140.4339 | 3774.5739 | 231.1022 | 0
2010-04-15 | 4:00 | 3596.6689 | 93.4111 | 3690.08 | 142.2057 | 3832.2857 | 235.6167 | 3596.6689 | 0 | 3596.6689 | 93.4111 | 3690.08 | 142.2057 | 3832.2857 | 235.6167 | 0
2010-04-15 | 5:00 | 3709.0693 | 99.3407 | 3808.41 | 145.9146 | 3954.3246 | 245.2553 | 3709.0693 | 0 | 3709.0693 | 99.3407 | 3808.41 | 145.9146 | 3954.3246 | 245.2553 | 0
2010-04-15 | 6:00 | 4090.4026 | 120.8174 | 4211.22 | 158.1436 | 4369.3636 | 278.961 | 4090.4026 | 0 | 4090.4026 | 120.8174 | 4211.22 | 158.1436 | 4369.3636 | 278.961 | 0
2010-04-15 | 7:00 | 4548.299 | 149.381 | 4697.68 | 172.0951 | 4869.7751 | 321.4761 | 4548.299 | 0.00044434 | 4548.2986 | 149.381 | 4697.6795 | 172.0951 | 4869.7746 | 321.476 | 4.2333e-05
2010-04-15 | 8:00 | 4748.3868 | 162.8132 | 4911.2 | 177.9364 | 5089.1364 | 340.7496 | 4748.3868 | 2.5666 | 4745.8203 | 162.6372 | 4908.4575 | 177.8625 | 5086.32 | 340.4997 | 0.24989
2010-04-15 | 9:00 | 4636.1431 | 155.2069 | 4791.35 | 174.6789 | 4966.0289 | 329.8857 | 4636.1431 | 2.9157 | 4633.2274 | 155.0117 | 4788.2392 | 174.5936 | 4962.8328 | 329.6053 | 0.28043
2010-04-15 | 10:00 | 4510.4733 | 146.9067 | 4657.38 | 170.9733 | 4828.3533 | 317.8799 | 4510.4733 | 3.055 | 4507.4184 | 146.7078 | 4654.1261 | 170.8824 | 4825.0085 | 317.5902 | 0.28978
2010-04-15 | 11:00 | 4583.0478 | 151.6722 | 4734.72 | 173.1207 | 4907.8407 | 324.793 | 4583.0478 | 4.5127 | 4578.5351 | 151.3737 | 4729.9088 | 172.9878 | 4902.8966 | 324.3615 | 0.43147
2010-04-15 | 12:00 | 4572.8331 | 150.9969 | 4723.83 | 172.8197 | 4896.6497 | 323.8166 | 4572.8331 | 11.8268 | 4561.0063 | 150.2169 | 4711.2231 | 172.4707 | 4883.6938 | 322.6876 | 1.1291
2010-04-15 | 13:00 | 4616.5708 | 153.8992 | 4770.47 | 174.1058 | 4944.5758 | 328.005 | 4616.5708 | 7.8341 | 4608.7367 | 153.3773 | 4762.114 | 173.876 | 4935.99 | 327.2533 | 0.75168
2010-04-15 | 14:00 | 4574.8311 | 151.1289 | 4725.96 | 172.8786 | 4898.8386 | 324.0075 | 4574.8311 | 45.5628 | 4529.2683 | 148.1336 | 4677.4019 | 171.5314 | 4848.9333 | 319.6649 | 4.3426
2010-04-15 | 15:00 | 4541.3642 | 148.9258 | 4690.29 | 171.8898 | 4862.1798 | 320.8156 | 4541.3642 | 43.7381 | 4497.6261 | 146.071 | 4643.6971 | 170.591 | 4814.2881 | 316.662 | 4.1537
2010-04-15 | 16:00 | 4526.92 | 147.98 | 4674.9 | 171.4617 | 4846.3617 | 319.4417 | 4526.92 | 38.874 | 4488.046 | 145.4494 | 4633.4954 | 170.3055 | 4803.8009 | 315.7549 | 3.6868
2010-04-15 | 17:00 | 4490.8113 | 145.6287 | 4636.44 | 170.3879 | 4806.8279 | 316.0166 | 4490.8113 | 30.8858 | 4459.9255 | 143.6324 | 4603.558 | 169.4655 | 4773.0234 | 313.0979 | 2.9187
2010-04-15 | 18:00 | 4564.2213 | 150.4287 | 4714.65 | 172.5656 | 4887.2156 | 322.9943 | 4564.2213 | 19.6242 | 4544.5971 | 149.1379 | 4693.7351 | 171.9855 | 4865.7206 | 321.1235 | 1.8709
2010-04-15 | 19:00 | 4584.7735 | 151.7865 | 4736.56 | 173.1716 | 4909.7316 | 324.958 | 4584.7735 | 7.4901 | 4577.2834 | 151.2909 | 4728.5743 | 172.9509 | 4901.5253 | 324.2419 | 0.71618
2010-04-15 | 20:00 | 4595.3429 | 152.4871 | 4747.83 | 173.4825 | 4921.3125 | 325.9697 | 4595.3429 | 0.61227 | 4594.7306 | 152.4465 | 4747.1771 | 173.4645 | 4920.6416 | 325.911 | 0.058633
2010-04-15 | 21:00 | 4692.4876 | 159.0024 | 4851.49 | 176.3203 | 5027.8103 | 335.3226 | 4692.4876 | 0 | 4692.4876 | 159.0024 | 4851.49 | 176.3203 | 5027.8103 | 335.3226 | 0
2010-04-15 | 22:00 | 4537.3381 | 148.6619 | 4686 | 171.7706 | 4857.7706 | 320.4325 | 4537.3381 | 0 | 4537.3381 | 148.6619 | 4686 | 171.7706 | 4857.7706 | 320.4325 | 0
2010-04-15 | 23:00 | 4173.7206 | 125.7894 | 4299.51 | 160.7421 | 4460.2521 | 286.5315 | 4173.7206 | 0 | 4173.7206 | 125.7894 | 4299.51 | 160.7421 | 4460.2521 | 286.5315 | 0
2010-04-15 | 24:00 | 3916.8003 | 110.7797 | 4027.58 | 152.6445 | 4180.2245 | 263.4242 | 3916.8003 | 0 | 3916.8003 | 110.7797 | 4027.58 | 152.6445 | 4180.2245 | 263.4242 | 0
2010-04-16 | 1:00 | 3714.3939 | 99.6261 | 3814.02 | 146.0891 | 3960.1091 | 245.7152 | 3714.3939 | 0 | 3714.3939 | 99.6261 | 3814.02 | 146.0891 | 3960.1091 | 245.7152 | 0
2010-04-16 | 2:00 | 3639.7099 | 95.6601 | 3735.37 | 143.6315 | 3879.0015 | 239.2916 | 3639.7099 | 0 | 3639.7099 | 95.6601 | 3735.37 | 143.6315 | 3879.0015 | 239.2916 | 0
2010-04-16 | 3:00 | 3602.4865 | 93.7135 | 3696.2 | 142.3988 | 3838.5988 | 236.1123 | 3602.4865 | 0 | 3602.4865 | 93.7135 | 3696.2 | 142.3988 | 3838.5988 | 236.1123 | 0
2010-04-16 | 4:00 | 3562.0391 | 91.6209 | 3653.66 | 141.0535 | 3794.7135 | 232.6744 | 3562.0391 | 0 | 3562.0391 | 91.6209 | 3653.66 | 141.0535 | 3794.7135 | 232.6744 | 0
2010-04-16 | 5:00 | 3703.3931 | 99.0369 | 3802.43 | 145.7284 | 3948.1584 | 244.7653 | 3703.3931 | 0 | 3703.3931 | 99.0369 | 3802.43 | 145.7284 | 3948.1584 | 244.7653 | 0
2010-04-16 | 6:00 | 4031.0721 | 117.3379 | 4148.41 | 156.2771 | 4304.6871 | 273.615 | 4031.0721 | 0 | 4031.0721 | 117.3379 | 4148.41 | 156.2771 | 4304.6871 | 273.615 | 0
2010-04-16 | 7:00 | 4492.2951 | 145.7249 | 4638.02 | 170.4322 | 4808.4522 | 316.1571 | 4492.2951 | 0 | 4492.2951 | 145.7249 | 4638.02 | 170.4322 | 4808.4522 | 316.1571 | 0
2010-04-16 | 8:00 | 4677.895 | 158.015 | 4835.91 | 175.8963 | 5011.8063 | 333.9113 | 4677.895 | 1.7792 | 4676.1158 | 157.8948 | 4834.0106 | 175.8446 | 5009.8552 | 333.7394 | 0.17192
2010-04-16 | 9:00 | 4606.5108 | 153.2292 | 4759.74 | 173.8106 | 4933.5506 | 327.0398 | 4606.5108 | 13.5638 | 4592.947 | 152.3282 | 4745.2751 | 173.4121 | 4918.6872 | 325.7402 | 1.2996
2010-04-16 | 10:00 | 4415.3071 | 140.7729 | 4556.08 | 168.1263 | 4724.2063 | 308.8992 | 4415.3071 | 26.2046 | 4389.1024 | 139.1069 | 4528.2094 | 167.3362 | 4695.5456 | 306.4431 | 2.4561
2010-04-16 | 11:00 | 4435.1772 | 142.0428 | 4577.22 | 168.7236 | 4745.9436 | 310.7664 | 4435.1772 | 35.3911 | 4399.7861 | 139.785 | 4539.5711 | 167.6586 | 4707.2297 | 307.4436 | 3.3228
2010-04-16 | 12:00 | 4385.9715 | 138.9085 | 4524.88 | 167.2416 | 4692.1216 | 306.1502 | 4385.9715 | 41.5757 | 4344.3958 | 136.2875 | 4480.6833 | 165.9822 | 4646.6655 | 302.2697 | 3.8805
2010-04-16 | 13:00 | 4345.2019 | 136.3381 | 4481.54 | 166.0066 | 4647.5466 | 302.3447 | 4345.2019 | 46.1471 | 4299.0548 | 133.4576 | 4432.5124 | 164.601 | 4597.1134 | 298.0586 | 4.2861
2010-04-16 | 14:00 | 4355.5234 | 136.9866 | 4492.51 | 166.3199 | 4658.8299 | 303.3065 | 4355.5234 | 47.2769 | 4308.2466 | 134.0289 | 4442.2754 | 164.8817 | 4607.1571 | 298.9106 | 4.3959
2010-04-16 | 15:00 | 4329.5334 | 135.3566 | 4464.89 | 165.5303 | 4630.4203 | 300.8869 | 4329.5334 | 45.4354 | 4284.098 | 132.5306 | 4416.6286 | 164.1437 | 4580.7723 | 296.6743 | 4.2126
2010-04-16 | 16:00 | 4298.45 | 133.42 | 4431.87 | 164.5825 | 4596.4525 | 298.0026 | 4298.45 | 39.1957 | 4259.2542 | 130.9979 | 4390.2522 | 163.3821 | 4553.6343 | 294.3801 | 3.6225
2010-04-16 | 17:00 | 4323.105 | 134.955 | 4458.06 | 165.3346 | 4623.3946 | 300.2896 | 4323.105 | 31.0347 | 4292.0703 | 133.0243 | 4425.0946 | 164.3876 | 4589.4822 | 297.4119 | 2.8777
2010-04-16 | 18:00 | 4391.0966 | 139.2334 | 4530.33 | 167.3964 | 4697.7264 | 306.6298 | 4391.0966 | 19.7219 | 4371.3748 | 137.9855 | 4509.3603 | 166.8002 | 4676.1605 | 304.7857 | 1.8441
2010-04-16 | 19:00 | 4256.3412 | 130.8188 | 4387.16 | 163.2927 | 4550.4527 | 294.1115 | 4256.3412 | 7.6623 | 4248.6789 | 130.3482 | 4379.0271 | 163.0573 | 4542.0844 | 293.4055 | 0.70602
2010-04-16 | 20:00 | 4440.7782 | 142.4018 | 4583.18 | 168.8917 | 4752.0717 | 311.2935 | 4440.7782 | 0.65226 | 4440.1259 | 142.36 | 4582.4859 | 168.8721 | 4751.3581 | 311.2321 | 0.061398
2010-04-16 | 21:00 | 4632.469 | 154.961 | 4787.43 | 174.5714 | 4962.0014 | 329.5324 | 4632.469 | 0 | 4632.469 | 154.961 | 4787.43 | 174.5714 | 4962.0014 | 329.5324 | 0
2010-04-16 | 22:00 | 4418.4186 | 140.9714 | 4559.39 | 168.2199 | 4727.6099 | 309.1913 | 4418.4186 | 0 | 4418.4186 | 140.9714 | 4559.39 | 168.2199 | 4727.6099 | 309.1913 | 0
2010-04-16 | 23:00 | 4085.738 | 120.542 | 4206.28 | 157.9974 | 4364.2774 | 278.5393 | 4085.738 | 0 | 4085.738 | 120.542 | 4206.28 | 157.9974 | 4364.2774 | 278.5393 | 0
2010-04-16 | 24:00 | 3774.8163 | 102.8937 | 3877.71 | 148.0621 | 4025.7721 | 250.9559 | 3774.8163 | 0 | 3774.8163 | 102.8937 | 3877.71 | 148.0621 | 4025.7721 | 250.9559 | 0
2010-04-17 | 1:00 | 3819.4771 | 105.3429 | 3924.82 | 149.5117 | 4074.3317 | 254.8546 | 3819.4771 | 0 | 3819.4771 | 105.3429 | 3924.82 | 149.5117 | 4074.3317 | 254.8546 | 0
2010-04-17 | 2:00 | 3546.9725 | 90.8475 | 3637.82 | 140.5508 | 3778.3708 | 231.3983 | 3546.9725 | 0 | 3546.9725 | 90.8475 | 3637.82 | 140.5508 | 3778.3708 | 231.3983 | 0
2010-04-17 | 3:00 | 3443.8102 | 85.6398 | 3529.45 | 137.0863 | 3666.5363 | 222.7261 | 3443.8102 | 0 | 3443.8102 | 85.6398 | 3529.45 | 137.0863 | 3666.5363 | 222.7261 | 0
2010-04-17 | 4:00 | 3440.676 | 85.484 | 3526.16 | 136.9804 | 3663.1404 | 222.4645 | 3440.676 | 0 | 3440.676 | 85.484 | 3526.16 | 136.9804 | 3663.1404 | 222.4645 | 0
2010-04-17 | 5:00 | 3574.4971 | 92.2629 | 3666.76 | 141.4685 | 3808.2285 | 233.7314 | 3574.4971 | 0 | 3574.4971 | 92.2629 | 3666.76 | 141.4685 | 3808.2285 | 233.7314 | 0
2010-04-17 | 6:00 | 3877.6441 | 108.5759 | 3986.22 | 151.3883 | 4137.6083 | 259.9642 | 3877.6441 | 0 | 3877.6441 | 108.5759 | 3986.22 | 151.3883 | 4137.6083 | 259.9642 | 0
2010-04-17 | 7:00 | 4384.3445 | 138.8055 | 4523.15 | 167.1925 | 4690.3425 | 305.998 | 4384.3445 | 0.0010633 | 4384.3434 | 138.8054 | 4523.1489 | 167.1924 | 4690.3413 | 305.9979 | 9.9458e-05
2010-04-17 | 8:00 | 4664.1615 | 157.0885 | 4821.25 | 175.4966 | 4996.7466 | 332.5852 | 4664.1615 | 3.6024 | 4660.5591 | 156.846 | 4817.405 | 175.3917 | 4992.7967 | 332.2376 | 0.34754
2010-04-17 | 9:00 | 4788.6631 | 165.5869 | 4954.25 | 179.0933 | 5133.3433 | 344.6802 | 4788.6631 | 13.6831 | 4774.98 | 164.6419 | 4939.6219 | 178.701 | 5118.3229 | 343.3429 | 1.3373
2010-04-17 | 10:00 | 4931.4977 | 175.6123 | 5107.11 | 183.1445 | 5290.2545 | 358.7568 | 4931.4977 | 25.6397 | 4905.858 | 173.791 | 5079.649 | 182.4232 | 5262.0722 | 356.2142 | 2.5426
2010-04-17 | 11:00 | 4993.0001 | 180.0199 | 5173.02 | 184.8641 | 5357.8841 | 364.884 | 4993.0001 | 33.7727 | 4959.2274 | 177.5928 | 5136.8202 | 183.9217 | 5320.7419 | 361.5145 | 3.3695
2010-04-17 | 12:00 | 5046.66 | 183.91 | 5230.57 | 186.3521 | 5416.9221 | 370.2621 | 5046.66 | 39.787 | 5006.873 | 181.0216 | 5187.8946 | 185.2499 | 5373.1445 | 366.2715 | 3.9906
2010-04-17 | 13:00 | 4960.319 | 177.671 | 5137.99 | 183.9522 | 5321.9422 | 361.6232 | 4960.319 | 45.0258 | 4915.2932 | 174.4601 | 5089.7533 | 182.6889 | 5272.4423 | 357.1491 | 4.4741
2010-04-17 | 14:00 | 5056.9213 | 184.6587 | 5241.58 | 186.6353 | 5428.2153 | 371.294 | 5056.9213 | 43.7932 | 5013.1281 | 181.4742 | 5194.6023 | 185.4236 | 5380.0259 | 366.8978 | 4.3962
2010-04-17 | 15:00 | 4762.4042 | 163.7758 | 4926.18 | 178.3398 | 5104.5198 | 342.1156 | 4762.4042 | 43.7208 | 4718.6834 | 160.7826 | 4879.466 | 177.0792 | 5056.5452 | 337.8618 | 4.2539
2010-04-17 | 16:00 | 4803.4116 | 166.6084 | 4970.02 | 179.5153 | 5149.5353 | 346.1238 | 4803.4116 | 38.7707 | 4764.6409 | 163.9297 | 4928.5706 | 178.4041 | 5106.9747 | 342.3338 | 3.79
2010-04-17 | 17:00 | 4777.8875 | 164.8425 | 4942.73 | 178.7844 | 5121.5144 | 343.6269 | 4777.8875 | 29.7247 | 4748.1628 | 162.7978 | 4910.9606 | 177.93 | 5088.8906 | 340.7278 | 2.8991
2010-04-17 | 18:00 | 4881.7807 | 172.0893 | 5053.87 | 181.7435 | 5235.6135 | 353.8328 | 4881.7807 | 19.0765 | 4862.7042 | 170.747 | 5033.4512 | 181.2034 | 5214.6545 | 351.9504 | 1.8825
2010-04-17 | 19:00 | 4904.1033 | 173.6667 | 5077.77 | 182.3738 | 5260.1438 | 356.0405 | 4904.1033 | 7.221 | 4896.8823 | 173.1557 | 5070.0379 | 182.1701 | 5252.208 | 355.3258 | 0.71471
2010-04-17 | 20:00 | 4757.941 | 163.469 | 4921.41 | 178.2114 | 5099.6214 | 341.6804 | 4757.941 | 0.71658 | 4757.2244 | 163.4198 | 4920.6442 | 178.1908 | 5098.835 | 341.6106 | 0.069849
2010-04-17 | 21:00 | 4736.1172 | 161.9728 | 4898.09 | 177.5827 | 5075.6727 | 339.5556 | 4736.1172 | 0 | 4736.1172 | 161.9728 | 4898.09 | 177.5827 | 5075.6727 | 339.5556 | 0
2010-04-17 | 22:00 | 4533.9688 | 148.4412 | 4682.41 | 171.6707 | 4854.0807 | 320.1119 | 4533.9688 | 0 | 4533.9688 | 148.4412 | 4682.41 | 171.6707 | 4854.0807 | 320.1119 | 0
2010-04-17 | 23:00 | 4263.2558 | 131.2442 | 4394.5 | 163.505 | 4558.005 | 294.7492 | 4263.2558 | 0 | 4263.2558 | 131.2442 | 4394.5 | 163.505 | 4558.005 | 294.7492 | 0
2010-04-17 | 24:00 | 3970.5396 | 113.8404 | 4084.38 | 154.359 | 4238.739 | 268.1994 | 3970.5396 | 0 | 3970.5396 | 113.8404 | 4084.38 | 154.359 | 4238.739 | 268.1994 | 0
2010-04-18 | 1:00 | 3831.8154 | 106.0246 | 3937.84 | 149.9108 | 4087.7508 | 255.9354 | 3831.8154 | 0 | 3831.8154 | 106.0246 | 3937.84 | 149.9108 | 4087.7508 | 255.9354 | 0
2010-04-18 | 2:00 | 3682.7539 | 97.9361 | 3780.69 | 145.0505 | 3925.7405 | 242.9866 | 3682.7539 | 0 | 3682.7539 | 97.9361 | 3780.69 | 145.0505 | 3925.7405 | 242.9866 | 0
2010-04-18 | 3:00 | 3644.5645 | 95.9155 | 3740.48 | 143.7919 | 3884.2719 | 239.7073 | 3644.5645 | 0 | 3644.5645 | 95.9155 | 3740.48 | 143.7919 | 3884.2719 | 239.7073 | 0
2010-04-18 | 4:00 | 3607.3246 | 93.9654 | 3701.29 | 142.5593 | 3843.8493 | 236.5247 | 3607.3246 | 0 | 3607.3246 | 93.9654 | 3701.29 | 142.5593 | 3843.8493 | 236.5247 | 0
2010-04-18 | 5:00 | 3706.5445 | 99.2055 | 3805.75 | 145.8318 | 3951.5818 | 245.0373 | 3706.5445 | 0 | 3706.5445 | 99.2055 | 3805.75 | 145.8318 | 3951.5818 | 245.0373 | 0
2010-04-18 | 6:00 | 4027.9346 | 117.1554 | 4145.09 | 156.178 | 4301.268 | 273.3334 | 4027.9346 | 0 | 4027.9346 | 117.1554 | 4145.09 | 156.178 | 4301.268 | 273.3334 | 0
2010-04-18 | 7:00 | 4571.9138 | 150.9362 | 4722.85 | 172.7926 | 4895.6426 | 323.7288 | 4571.9138 | 0.0018403 | 4571.912 | 150.9361 | 4722.848 | 172.7926 | 4895.6406 | 323.7286 | 0.00017579
2010-04-18 | 8:00 | 4812.9586 | 167.2714 | 4980.23 | 179.7881 | 5160.0181 | 347.0594 | 4812.9586 | 3.6776 | 4809.281 | 167.0158 | 4976.2969 | 179.6831 | 5155.9799 | 346.6989 | 0.36055
2010-04-18 | 9:00 | 4849.144 | 169.796 | 5018.94 | 180.8185 | 5199.7585 | 350.6146 | 4849.144 | 13.3765 | 4835.7675 | 168.8605 | 5004.628 | 180.4382 | 5185.0662 | 349.2987 | 1.3158
2010-04-18 | 10:00 | 4836.0965 | 168.8835 | 5004.98 | 180.4476 | 5185.4276 | 349.3311 | 4836.0965 | 25.1559 | 4810.9406 | 167.1311 | 4978.0717 | 179.7304 | 5157.8021 | 346.8616 | 2.4695
2010-04-18 | 11:00 | 4865.2446 | 170.9254 | 5036.17 | 181.2754 | 5217.4454 | 352.2008 | 4865.2446 | 32.8831 | 4832.3614 | 168.6227 | 5000.9842 | 180.3413 | 5181.3254 | 348.964 | 3.2368
2010-04-18 | 12:00 | 4659.4956 | 156.7744 | 4816.27 | 175.3607 | 4991.6307 | 332.1351 | 4659.4956 | 37.1751 | 4622.3205 | 154.2828 | 4776.6032 | 174.2743 | 4950.8775 | 328.5571 | 3.578
2010-04-18 | 13:00 | 4589.1534 | 152.0766 | 4741.23 | 173.3005 | 4914.5305 | 325.3771 | 4589.1534 | 40.0502 | 4549.1032 | 149.4338 | 4698.537 | 172.1189 | 4870.6559 | 321.5527 | 3.8244
2010-04-18 | 14:00 | 4604.3355 | 153.0845 | 4757.42 | 173.7468 | 4931.1668 | 326.8313 | 4604.3355 | 40.2876 | 4564.0479 | 150.4173 | 4714.4651 | 172.5605 | 4887.0257 | 322.9778 | 3.8535
2010-04-18 | 15:00 | 4514.5947 | 147.1753 | 4661.77 | 171.0958 | 4832.8658 | 318.271 | 4514.5947 | 40.1551 | 4474.4396 | 144.5688 | 4619.0084 | 169.8994 | 4788.9078 | 314.4682 | 3.8028
2010-04-18 | 16:00 | 4446.3506 | 142.7594 | 4589.11 | 169.0588 | 4758.1688 | 311.8182 | 4446.3506 | 34.9634 | 4411.3872 | 140.5231 | 4551.9103 | 168.0083 | 4719.9186 | 308.5314 | 3.2869
2010-04-18 | 17:00 | 4399.6253 | 139.7747 | 4539.4 | 167.6538 | 4707.0538 | 307.4285 | 4399.6253 | 29.6365 | 4369.9888 | 137.898 | 4507.8868 | 166.7582 | 4674.645 | 304.6562 | 2.7723
2010-04-18 | 18:00 | 4422.9211 | 141.2589 | 4564.18 | 168.3554 | 4732.5354 | 309.6142 | 4422.9211 | 16.7391 | 4406.182 | 140.1917 | 4546.3737 | 167.8515 | 4714.2252 | 308.0431 | 1.5711
2010-04-18 | 19:00 | 4368.9759 | 137.8341 | 4506.81 | 166.7276 | 4673.5376 | 304.5617 | 4368.9759 | 6.5449 | 4362.431 | 137.4214 | 4499.8525 | 166.5293 | 4666.3818 | 303.9508 | 0.61091
2010-04-18 | 20:00 | 4543.044 | 149.036 | 4692.08 | 171.9396 | 4864.0196 | 320.9756 | 4543.044 | 0.76217 | 4542.2818 | 148.986 | 4691.2678 | 171.917 | 4863.1848 | 320.903 | 0.072567
2010-04-18 | 21:00 | 4712.6016 | 160.3684 | 4872.97 | 176.9032 | 5049.8732 | 337.2716 | 4712.6016 | 0 | 4712.6016 | 160.3684 | 4872.97 | 176.9032 | 5049.8732 | 337.2716 | 0
2010-04-18 | 22:00 | 4482.5468 | 145.0932 | 4627.64 | 170.1415 | 4797.7815 | 315.2346 | 4482.5468 | 0 | 4482.5468 | 145.0932 | 4627.64 | 170.1415 | 4797.7815 | 315.2346 | 0
2010-04-18 | 23:00 | 4154.6759 | 124.6441 | 4279.32 | 160.1505 | 4439.4705 | 284.7946 | 4154.6759 | 0 | 4154.6759 | 124.6441 | 4279.32 | 160.1505 | 4439.4705 | 284.7946 | 0
2010-04-18 | 24:00 | 3935.2351 | 111.8249 | 4047.06 | 153.2338 | 4200.2938 | 265.0588 | 3935.2351 | 0 | 3935.2351 | 111.8249 | 4047.06 | 153.2338 | 4200.2938 | 265.0588 | 0
2010-04-19 | 1:00 | 3746.6652 | 101.3648 | 3848.03 | 147.1446 | 3995.1746 | 248.5094 | 3746.6652 | 0 | 3746.6652 | 101.3648 | 3848.03 | 147.1446 | 3995.1746 | 248.5094 | 0
2010-04-19 | 2:00 | 3625.9422 | 94.9378 | 3720.88 | 143.1762 | 3864.0562 | 238.114 | 3625.9422 | 0 | 3625.9422 | 94.9378 | 3720.88 | 143.1762 | 3864.0562 | 238.114 | 0
2010-04-19 | 3:00 | 3581.1246 | 92.6054 | 3673.73 | 141.6891 | 3815.4191 | 234.2944 | 3581.1246 | 0 | 3581.1246 | 92.6054 | 3673.73 | 141.6891 | 3815.4191 | 234.2944 | 0
2010-04-19 | 4:00 | 3574.383 | 92.257 | 3666.64 | 141.4647 | 3808.1047 | 233.7218 | 3574.383 | 0 | 3574.383 | 92.257 | 3666.64 | 141.4647 | 3808.1047 | 233.7218 | 0
2010-04-19 | 5:00 | 3642.4555 | 95.8045 | 3738.26 | 143.7222 | 3881.9822 | 239.5267 | 3642.4555 | 0 | 3642.4555 | 95.8045 | 3738.26 | 143.7222 | 3881.9822 | 239.5267 | 0
2010-04-19 | 6:00 | 3909.4365 | 110.3635 | 4019.8 | 152.4087 | 4172.2087 | 262.7722 | 3909.4365 | 0 | 3909.4365 | 110.3635 | 4019.8 | 152.4087 | 4172.2087 | 262.7722 | 0
2010-04-19 | 7:00 | 4242.5006 | 129.9694 | 4372.47 | 162.8672 | 4535.3372 | 292.8367 | 4242.5006 | 0.0014772 | 4242.4991 | 129.9693 | 4372.4684 | 162.8672 | 4535.3356 | 292.8365 | 0.00013595
2010-04-19 | 8:00 | 4424.5096 | 141.3604 | 4565.87 | 168.4031 | 4734.2731 | 309.7635 | 4424.5096 | 3.9304 | 4420.5792 | 141.1093 | 4561.6885 | 168.2849 | 4729.9734 | 309.3942 | 0.36924
2010-04-19 | 9:00 | 4362.3723 | 137.4177 | 4499.79 | 166.5275 | 4666.3175 | 303.9453 | 4362.3723 | 13.3948 | 4348.9775 | 136.5751 | 4485.5526 | 166.1213 | 4651.6739 | 302.6964 | 1.2489
2010-04-19 | 10:00 | 4201.7928 | 127.4872 | 4329.28 | 161.6117 | 4490.8917 | 289.0989 | 4201.7928 | 23.3586 | 4178.4342 | 126.0737 | 4304.5079 | 160.8884 | 4465.3962 | 286.962 | 2.1368
2010-04-19 | 11:00 | 4129.096 | 123.114 | 4252.21 | 159.3537 | 4411.5637 | 282.4676 | 4129.096 | 28.5742 | 4100.5218 | 121.4159 | 4221.9378 | 158.4606 | 4380.3984 | 279.8765 | 2.5911
2010-04-19 | 12:00 | 4123.0654 | 122.7546 | 4245.82 | 159.1655 | 4404.9855 | 281.9201 | 4123.0654 | 33.8255 | 4089.2399 | 120.7487 | 4209.9887 | 158.1072 | 4368.0958 | 278.8559 | 3.0642
2010-04-19 | 13:00 | 4083.5378 | 120.4122 | 4203.95 | 157.9283 | 4361.8783 | 278.3405 | 4083.5378 | 29.983 | 4053.5548 | 118.6505 | 4172.2053 | 156.986 | 4329.1912 | 275.6364 | 2.7041
2010-04-19 | 14:00 | 4080.9787 | 120.2613 | 4201.24 | 157.848 | 4359.088 | 278.1094 | 4080.9787 | 26.0497 | 4054.9289 | 118.7309 | 4173.6599 | 157.0292 | 4330.6891 | 275.7602 | 2.3492
2010-04-19 | 15:00 | 4009.0222 | 116.0578 | 4125.08 | 155.58 | 4280.66 | 271.6378 | 4009.0222 | 28.9063 | 3980.1159 | 114.3902 | 4094.5061 | 154.6633 | 4249.1694 | 269.0535 | 2.5842
2010-04-19 | 16:00 | 3951.0069 | 112.7231 | 4063.73 | 153.7371 | 4217.4671 | 266.4602 | 3951.0069 | 32.0927 | 3918.9142 | 110.8993 | 4029.8135 | 152.7121 | 4182.5256 | 263.6114 | 2.8487
2010-04-19 | 17:00 | 4003.4355 | 115.7345 | 4119.17 | 155.4031 | 4274.5731 | 271.1376 | 4003.4355 | 25.4323 | 3978.0032 | 114.2688 | 4092.272 | 154.5962 | 4246.8682 | 268.865 | 2.2726
2010-04-19 | 18:00 | 4314.5205 | 134.4195 | 4448.94 | 165.073 | 4614.013 | 299.4926 | 4314.5205 | 11.6509 | 4302.8695 | 133.6946 | 4436.5641 | 164.7175 | 4601.2816 | 298.4121 | 1.0805
2010-04-19 | 19:00 | 4233.6804 | 129.4296 | 4363.11 | 162.5957 | 4525.7057 | 292.0253 | 4233.6804 | 3.3419 | 4230.3385 | 129.2253 | 4359.5638 | 162.4928 | 4522.0566 | 291.7181 | 0.3072
2010-04-19 | 20:00 | 4151.6098 | 124.4602 | 4276.07 | 160.0551 | 4436.1251 | 284.5153 | 4151.6098 | 0.50263 | 4151.1072 | 124.43 | 4275.5372 | 160.0395 | 4435.5767 | 284.4695 | 0.045774
2010-04-19 | 21:00 | 4224.1429 | 128.8471 | 4352.99 | 162.3018 | 4515.2918 | 291.1489 | 4224.1429 | 0 | 4224.1429 | 128.8471 | 4352.99 | 162.3018 | 4515.2918 | 291.1489 | 0
2010-04-19 | 22:00 | 4131.4364 | 123.2536 | 4254.69 | 159.4267 | 4414.1167 | 282.6803 | 4131.4364 | 0 | 4131.4364 | 123.2536 | 4254.69 | 159.4267 | 4414.1167 | 282.6803 | 0
2010-04-19 | 23:00 | 3850.1864 | 107.0436 | 3957.23 | 150.5041 | 4107.7341 | 257.5477 | 3850.1864 | 0 | 3850.1864 | 107.0436 | 3957.23 | 150.5041 | 4107.7341 | 257.5477 | 0
2010-04-19 | 24:00 | 3600.1671 | 93.5929 | 3693.76 | 142.3218 | 3836.0818 | 235.9147 | 3600.1671 | 0 | 3600.1671 | 93.5929 | 3693.76 | 142.3218 | 3836.0818 | 235.9147 | 0
2010-04-20 | 1:00 | 3395.6297 | 83.2603 | 3478.89 | 135.4548 | 3614.3448 | 218.7151 | 3395.6297 | 0 | 3395.6297 | 83.2603 | 3478.89 | 135.4548 | 3614.3448 | 218.7151 | 0
2010-04-20 | 2:00 | 3313.2315 | 79.2685 | 3392.5 | 132.6447 | 3525.1447 | 211.9132 | 3313.2315 | 0 | 3313.2315 | 79.2685 | 3392.5 | 132.6447 | 3525.1447 | 211.9132 | 0
2010-04-20 | 3:00 | 3253.6183 | 76.4417 | 3330.06 | 130.5961 | 3460.6561 | 207.0378 | 3253.6183 | 0 | 3253.6183 | 76.4417 | 3330.06 | 130.5961 | 3460.6561 | 207.0378 | 0
2010-04-20 | 4:00 | 3227.7299 | 75.2301 | 3302.96 | 129.7023 | 3432.6623 | 204.9324 | 3227.7299 | 0 | 3227.7299 | 75.2301 | 3302.96 | 129.7023 | 3432.6623 | 204.9324 | 0
2010-04-20 | 5:00 | 3251.5552 | 76.3448 | 3327.9 | 130.5249 | 3458.4249 | 206.8697 | 3251.5552 | 0 | 3251.5552 | 76.3448 | 3327.9 | 130.5249 | 3458.4249 | 206.8697 | 0
2010-04-20 | 6:00 | 3338.9176 | 80.5024 | 3419.42 | 133.5233 | 3552.9433 | 214.0257 | 3338.9176 | 0 | 3338.9176 | 80.5024 | 3419.42 | 133.5233 | 3552.9433 | 214.0257 | 0
2010-04-20 | 7:00 | 3481.6004 | 87.5296 | 3569.13 | 138.36 | 3707.49 | 225.8897 | 3481.6004 | 0.0074011 | 3481.593 | 87.5293 | 3569.1222 | 138.3598 | 3707.482 | 225.889 | 0.00062107
2010-04-20 | 8:00 | 3597.4294 | 93.4506 | 3690.88 | 142.2309 | 3833.1109 | 235.6815 | 3597.4294 | 3.7777 | 3593.6518 | 93.2544 | 3686.9062 | 142.1055 | 3829.0116 | 235.3599 | 0.32162
2010-04-20 | 9:00 | 3708.3669 | 99.3031 | 3807.67 | 145.8916 | 3953.5616 | 245.1946 | 3708.3669 | 12.7831 | 3695.5838 | 98.6196 | 3794.2034 | 145.4721 | 3939.6755 | 244.0917 | 1.1029
2010-04-20 | 10:00 | 3666.8671 | 97.0929 | 3763.96 | 144.5276 | 3908.4876 | 241.6205 | 3666.8671 | 21.7192 | 3645.1479 | 95.9462 | 3741.094 | 143.8111 | 3884.9052 | 239.7573 | 1.8632
2010-04-20 | 11:00 | 3622.4738 | 94.7562 | 3717.23 | 143.0613 | 3860.2913 | 237.8176 | 3622.4738 | 28.0609 | 3594.4128 | 93.2939 | 3687.7067 | 142.1308 | 3829.8375 | 235.4247 | 2.3929
2010-04-20 | 12:00 | 3591.2692 | 93.1308 | 3684.4 | 142.0263 | 3826.4263 | 235.1571 | 3591.2692 | 31.845 | 3559.4242 | 91.4865 | 3650.9106 | 140.9663 | 3791.877 | 232.4528 | 2.7043
2010-04-20 | 13:00 | 3545.6597 | 90.7803 | 3636.44 | 140.507 | 3776.947 | 231.2873 | 3545.6597 | 39.4436 | 3506.2161 | 88.7717 | 3594.9878 | 139.1868 | 3734.1746 | 227.9586 | 3.3287
2010-04-20 | 14:00 | 3517.5628 | 89.3472 | 3606.91 | 139.5672 | 3746.4772 | 228.9144 | 3517.5628 | 39.6988 | 3477.864 | 87.3419 | 3565.2059 | 138.2343 | 3703.4402 | 225.5762 | 3.3382
2010-04-20 | 15:00 | 3522.7111 | 89.6089 | 3612.32 | 139.7396 | 3752.0596 | 229.3486 | 3522.7111 | 39.0341 | 3483.677 | 87.6341 | 3571.3111 | 138.4298 | 3709.7409 | 226.0639 | 3.2846
2010-04-20 | 16:00 | 3495.5001 | 88.2299 | 3583.73 | 138.8272 | 3722.5572 | 227.0571 | 3495.5001 | 35.1214 | 3460.3787 | 86.4658 | 3546.8445 | 137.6454 | 3684.4899 | 224.1112 | 2.9459
2010-04-20 | 17:00 | 3651.2997 | 96.2703 | 3747.57 | 144.0142 | 3891.5842 | 240.2845 | 3651.2997 | 28.7442 | 3622.5555 | 94.7605 | 3717.316 | 143.0641 | 3860.3801 | 237.8246 | 2.46
2010-04-20 | 18:00 | 3796.4818 | 104.0782 | 3900.56 | 148.7663 | 4049.3263 | 252.8445 | 3796.4818 | 18.0347 | 3778.4471 | 103.0918 | 3881.5388 | 148.1803 | 4029.7191 | 251.272 | 1.5725
2010-04-20 | 19:00 | 3930.8634 | 111.5766 | 4042.44 | 153.0942 | 4195.5342 | 264.6708 | 3930.8634 | 6.7276 | 3924.1357 | 111.195 | 4035.3308 | 152.8791 | 4188.2099 | 264.0742 | 0.59665
2010-04-20 | 20:00 | 4026.158 | 117.052 | 4143.21 | 156.1219 | 4299.3319 | 273.1739 | 4026.158 | 0.84187 | 4025.3161 | 117.0031 | 4142.3192 | 156.0953 | 4298.4145 | 273.0984 | 0.075543
2010-04-20 | 21:00 | 4082.2819 | 120.3381 | 4202.62 | 157.8889 | 4360.5089 | 278.2271 | 4082.2819 | 0 | 4082.2819 | 120.3381 | 4202.62 | 157.8889 | 4360.5089 | 278.2271 | 0
2010-04-20 | 22:00 | 4029.0687 | 117.2213 | 4146.29 | 156.2138 | 4302.5038 | 273.4352 | 4029.0687 | 0 | 4029.0687 | 117.2213 | 4146.29 | 156.2138 | 4302.5038 | 273.4352 | 0
2010-04-20 | 23:00 | 3803.2503 | 104.4497 | 3907.7 | 148.9859 | 4056.6859 | 253.4356 | 3803.2503 | 0 | 3803.2503 | 104.4497 | 3907.7 | 148.9859 | 4056.6859 | 253.4356 | 0
2010-04-20 | 24:00 | 3572.7759 | 92.1741 | 3664.95 | 141.4112 | 3806.3612 | 233.5853 | 3572.7759 | 0 | 3572.7759 | 92.1741 | 3664.95 | 141.4112 | 3806.3612 | 233.5853 | 0
2010-04-21 | 1:00 | 3371.1842 | 82.0658 | 3453.25 | 134.6237 | 3587.8737 | 216.6895 | 3371.1842 | 0 | 3371.1842 | 82.0658 | 3453.25 | 134.6237 | 3587.8737 | 216.6895 | 0
2010-04-21 | 2:00 | 3281.5788 | 77.7612 | 3359.34 | 131.5585 | 3490.8985 | 209.3198 | 3281.5788 | 0 | 3281.5788 | 77.7612 | 3359.34 | 131.5585 | 3490.8985 | 209.3198 | 0
2010-04-21 | 3:00 | 3203.2277 | 74.0923 | 3277.32 | 128.8542 | 3406.1742 | 202.9465 | 3203.2277 | 0 | 3203.2277 | 74.0923 | 3277.32 | 128.8542 | 3406.1742 | 202.9465 | 0
2010-04-21 | 4:00 | 3164.2212 | 72.2988 | 3236.52 | 127.4995 | 3364.0195 | 199.7983 | 3164.2212 | 0 | 3164.2212 | 72.2988 | 3236.52 | 127.4995 | 3364.0195 | 199.7983 | 0
2010-04-21 | 5:00 | 3168.0941 | 72.4759 | 3240.57 | 127.6343 | 3368.2043 | 200.1101 | 3168.0941 | 0 | 3168.0941 | 72.4759 | 3240.57 | 127.6343 | 3368.2043 | 200.1101 | 0
2010-04-21 | 6:00 | 3308.6982 | 79.0518 | 3387.75 | 132.4893 | 3520.2393 | 211.5411 | 3308.6982 | 0 | 3308.6982 | 79.0518 | 3387.75 | 132.4893 | 3520.2393 | 211.5411 | 0
2010-04-21 | 7:00 | 3335.9983 | 80.3617 | 3416.36 | 133.4236 | 3549.7836 | 213.7853 | 3335.9983 | 0.0077898 | 3335.9905 | 80.3613 | 3416.3518 | 133.4233 | 3549.7752 | 213.7846 | 0.0006415
2010-04-21 | 8:00 | 3487.2653 | 87.8147 | 3575.08 | 138.5505 | 3713.6305 | 226.3652 | 3487.2653 | 3.8343 | 3483.431 | 87.6217 | 3571.0527 | 138.4216 | 3709.4743 | 226.0433 | 0.32191
2010-04-21 | 9:00 | 3634.1613 | 95.3687 | 3729.53 | 143.4481 | 3872.9781 | 238.8168 | 3634.1613 | 14.4344 | 3619.727 | 94.6126 | 3714.3395 | 142.9704 | 3857.3099 | 237.583 | 1.2338
2010-04-21 | 10:00 | 3573.2419 | 92.1981 | 3665.44 | 141.4267 | 3806.8667 | 233.6249 | 3573.2419 | 25.9338 | 3547.3081 | 90.8647 | 3638.1727 | 140.562 | 3778.7348 | 231.4267 | 2.1981
2010-04-21 | 11:00 | 3519.2757 | 89.4343 | 3608.71 | 139.6246 | 3748.3346 | 229.0588 | 3519.2757 | 34.8367 | 3484.4391 | 87.6724 | 3572.1115 | 138.4555 | 3710.567 | 226.1279 | 2.9309
2010-04-21 | 12:00 | 3496.69 | 88.29 | 3584.98 | 138.8671 | 3723.8471 | 227.1571 | 3496.69 | 40.8947 | 3455.7953 | 86.2369 | 3542.0322 | 137.4908 | 3679.5231 | 223.7278 | 3.4293
2010-04-21 | 13:00 | 3443.4005 | 85.6195 | 3529.02 | 137.0725 | 3666.0925 | 222.6919 | 3443.4005 | 44.4555 | 3398.9451 | 83.423 | 3482.3681 | 135.5673 | 3617.9354 | 218.9903 | 3.7016
2010-04-21 | 14:00 | 3445.2486 | 85.7114 | 3530.96 | 137.1349 | 3668.0949 | 222.8463 | 3445.2486 | 44.1241 | 3401.1245 | 83.53 | 3484.6545 | 135.6413 | 3620.2957 | 219.1713 | 3.675
2010-04-21 | 15:00 | 3434.7597 | 85.1903 | 3519.95 | 136.7805 | 3656.7305 | 221.9708 | 3434.7597 | 42.0612 | 3392.6985 | 83.1166 | 3475.8151 | 135.3552 | 3611.1704 | 218.4719 | 3.4989
2010-04-21 | 16:00 | 3411.7188 | 84.0512 | 3495.77 | 136.0006 | 3631.7706 | 220.0517 | 3411.7188 | 38.7221 | 3372.9968 | 82.1541 | 3455.1509 | 134.6854 | 3589.8362 | 216.8395 | 3.2123
2010-04-21 | 17:00 | 3555.191 | 91.269 | 3646.46 | 140.8251 | 3787.2851 | 232.0941 | 3555.191 | 29.7926 | 3525.3984 | 89.7457 | 3615.1441 | 139.8296 | 3754.9737 | 229.5753 | 2.5188
2010-04-21 | 18:00 | 3718.9873 | 99.8727 | 3818.86 | 146.2396 | 3965.0996 | 246.1123 | 3718.9873 | 19.6384 | 3699.3489 | 98.8207 | 3798.1696 | 145.5957 | 3943.7653 | 244.4164 | 1.6959
2010-04-21 | 19:00 | 3857.4615 | 107.4485 | 3964.91 | 150.7386 | 4115.6486 | 258.1872 | 3857.4615 | 7.762 | 3849.6995 | 107.0166 | 3956.7161 | 150.4884 | 4107.2044 | 257.5049 | 0.68226
2010-04-21 | 20:00 | 3946.6929 | 112.4771 | 4059.17 | 153.5995 | 4212.7695 | 266.0766 | 3946.6929 | 1.0648 | 3945.6281 | 112.4164 | 4058.0445 | 153.5655 | 4211.61 | 265.9819 | 0.094648
2010-04-21 | 21:00 | 4072.3563 | 119.7537 | 4192.11 | 157.5773 | 4349.6873 | 277.331 | 4072.3563 | 0 | 4072.3563 | 119.7537 | 4192.11 | 157.5773 | 4349.6873 | 277.331 | 0
2010-04-21 | 22:00 | 3957.2504 | 113.0796 | 4070.33 | 153.936 | 4224.266 | 267.0156 | 3957.2504 | 0 | 3957.2504 | 113.0796 | 4070.33 | 153.936 | 4224.266 | 267.0156 | 0
2010-04-21 | 23:00 | 3708.9174 | 99.3326 | 3808.25 | 145.9096 | 3954.1596 | 245.2422 | 3708.9174 | 0 | 3708.9174 | 99.3326 | 3808.25 | 145.9096 | 3954.1596 | 245.2422 | 0
2010-04-21 | 24:00 | 3487.0368 | 87.8032 | 3574.84 | 138.5428 | 3713.3828 | 226.346 | 3487.0368 | 0 | 3487.0368 | 87.8032 | 3574.84 | 138.5428 | 3713.3828 | 226.346 | 0
2010-04-22 | 1:00 | 3377.8875 | 82.3925 | 3460.28 | 134.8518 | 3595.1318 | 217.2443 | 3377.8875 | 0 | 3377.8875 | 82.3925 | 3460.28 | 134.8518 | 3595.1318 | 217.2443 | 0
2010-04-22 | 2:00 | 3286.2474 | 77.9826 | 3364.23 | 131.719 | 3495.949 | 209.7016 | 3286.2474 | 0 | 3286.2474 | 77.9826 | 3364.23 | 131.719 | 3495.949 | 209.7016 | 0
2010-04-22 | 3:00 | 3238.029 | 75.711 | 3313.74 | 130.0582 | 3443.7982 | 205.7691 | 3238.029 | 0 | 3238.029 | 75.711 | 3313.74 | 130.0582 | 3443.7982 | 205.7691 | 0
2010-04-22 | 4:00 | 3259.3392 | 76.7108 | 3336.05 | 130.7932 | 3466.8432 | 207.504 | 3259.3392 | 0 | 3259.3392 | 76.7108 | 3336.05 | 130.7932 | 3466.8432 | 207.504 | 0
2010-04-22 | 5:00 | 3428.7572 | 84.8928 | 3513.65 | 136.5775 | 3650.2275 | 221.4703 | 3428.7572 | 0 | 3428.7572 | 84.8928 | 3513.65 | 136.5775 | 3650.2275 | 221.4703 | 0
2010-04-22 | 6:00 | 3716.814 | 99.756 | 3816.57 | 146.1684 | 3962.7384 | 245.9244 | 3716.814 | 0 | 3716.814 | 99.756 | 3816.57 | 146.1684 | 3962.7384 | 245.9244 | 0
2010-04-22 | 7:00 | 4105.2915 | 121.6985 | 4226.99 | 158.6099 | 4385.5999 | 280.3084 | 4105.2915 | 0 | 4105.2915 | 121.6985 | 4226.99 | 158.6099 | 4385.5999 | 280.3084 | 0
2010-04-22 | 8:00 | 4517.7678 | 147.3822 | 4665.15 | 171.19 | 4836.34 | 318.5723 | 4517.7678 | 2.7185 | 4515.0493 | 147.2049 | 4662.2542 | 171.1093 | 4833.3635 | 318.3142 | 0.25808
2010-04-22 | 9:00 | 4639.4515 | 155.4285 | 4794.88 | 174.7756 | 4969.6556 | 330.2041 | 4639.4515 | 13.9498 | 4625.5017 | 154.4952 | 4779.9969 | 174.3675 | 4954.3643 | 328.8627 | 1.3414
2010-04-22 | 10:00 | 4692.9091 | 159.0309 | 4851.94 | 176.3325 | 5028.2725 | 335.3634 | 4692.9091 | 24.2285 | 4668.6806 | 157.3931 | 4826.0737 | 175.6282 | 5001.7019 | 333.0213 | 2.3421
2010-04-22 | 11:00 | 4797.361 | 166.189 | 4963.55 | 179.3423 | 5142.8923 | 345.5313 | 4797.361 | 30.1802 | 4767.1809 | 164.1045 | 4931.2854 | 178.4771 | 5109.7625 | 342.5816 | 2.9497
2010-04-22 | 12:00 | 4807.6943 | 166.9057 | 4974.6 | 179.6377 | 5154.2377 | 346.5434 | 4807.6943 | 33.7642 | 4773.9302 | 164.5695 | 4938.4997 | 178.6709 | 5117.1706 | 343.2404 | 3.303
2010-04-22 | 13:00 | 4708.4631 | 160.0869 | 4868.55 | 176.7834 | 5045.3334 | 336.8703 | 4708.4631 | 41.8086 | 4666.6546 | 157.2565 | 4823.9111 | 175.5692 | 4999.4803 | 332.8258 | 4.0445
2010-04-22 | 14:00 | 4789.402 | 165.638 | 4955.04 | 179.1145 | 5134.1545 | 344.7524 | 4789.402 | 40.9851 | 4748.4169 | 162.8152 | 4911.2321 | 177.9373 | 5089.1694 | 340.7525 | 3.9999
2010-04-22 | 15:00 | 4732.1672 | 161.7028 | 4893.87 | 177.4687 | 5071.3387 | 339.1715 | 4732.1672 | 39.6107 | 4692.5565 | 159.007 | 4851.5636 | 176.3223 | 5027.8859 | 335.3293 | 3.8422
2010-04-22 | 16:00 | 4709.4556 | 160.1544 | 4869.61 | 176.8121 | 5046.4221 | 336.9665 | 4709.4556 | 31.8588 | 4677.5969 | 157.9948 | 4835.5917 | 175.8877 | 5011.4794 | 333.8825 | 3.084
2010-04-22 | 17:00 | 4675.3471 | 157.8429 | 4833.19 | 175.8222 | 5009.0122 | 333.6652 | 4675.3471 | 28.6539 | 4646.6932 | 155.9141 | 4802.6073 | 174.9871 | 4977.5944 | 330.9012 | 2.7639
2010-04-22 | 18:00 | 4705.8414 | 159.9086 | 4865.75 | 176.7075 | 5042.4575 | 336.6161 | 4705.8414 | 18.7529 | 4687.0885 | 158.6367 | 4845.7252 | 176.1635 | 5021.8887 | 334.8002 | 1.8159
2010-04-22 | 19:00 | 4679.6373 | 158.1327 | 4837.77 | 175.947 | 5013.717 | 334.0797 | 4679.6373 | 7.6143 | 4672.023 | 157.6185 | 4829.6415 | 175.7255 | 5005.3671 | 333.3441 | 0.73565
2010-04-22 | 20:00 | 4668.7333 | 157.3967 | 4826.13 | 175.6298 | 5001.7598 | 333.0264 | 4668.7333 | 1.0058 | 4667.7276 | 157.3288 | 4825.0564 | 175.6005 | 5000.6569 | 332.9293 | 0.097095
2010-04-22 | 21:00 | 4638.0738 | 155.3362 | 4793.41 | 174.7353 | 4968.1453 | 330.0715 | 4638.0738 | 0 | 4638.0738 | 155.3362 | 4793.41 | 174.7353 | 4968.1453 | 330.0715 | 0
2010-04-22 | 22:00 | 4499.319 | 146.181 | 4645.5 | 170.6414 | 4816.1414 | 316.8224 | 4499.319 | 0 | 4499.319 | 146.181 | 4645.5 | 170.6414 | 4816.1414 | 316.8224 | 0
2010-04-22 | 23:00 | 4141.5238 | 123.8562 | 4265.38 | 159.7411 | 4425.1211 | 283.5973 | 4141.5238 | 0 | 4141.5238 | 123.8562 | 4265.38 | 159.7411 | 4425.1211 | 283.5973 | 0
2010-04-22 | 24:00 | 3884.3863 | 108.9537 | 3993.34 | 151.605 | 4144.945 | 260.5588 | 3884.3863 | 0 | 3884.3863 | 108.9537 | 3993.34 | 151.605 | 4144.945 | 260.5588 | 0
2010-04-23 | 1:00 | 3714.4603 | 99.6297 | 3814.09 | 146.0913 | 3960.1813 | 245.721 | 3714.4603 | 0 | 3714.4603 | 99.6297 | 3814.09 | 146.0913 | 3960.1813 | 245.721 | 0
2010-04-23 | 2:00 | 3560.622 | 91.548 | 3652.17 | 141.0063 | 3793.1763 | 232.5543 | 3560.622 | 0 | 3560.622 | 91.548 | 3652.17 | 141.0063 | 3793.1763 | 232.5543 | 0
2010-04-23 | 3:00 | 3512.6616 | 89.0984 | 3601.76 | 139.4029 | 3741.1629 | 228.5014 | 3512.6616 | 0 | 3512.6616 | 89.0984 | 3601.76 | 139.4029 | 3741.1629 | 228.5014 | 0
2010-04-23 | 4:00 | 3511.8431 | 89.0569 | 3600.9 | 139.3755 | 3740.2755 | 228.4324 | 3511.8431 | 0 | 3511.8431 | 89.0569 | 3600.9 | 139.3755 | 3740.2755 | 228.4324 | 0
2010-04-23 | 5:00 | 3632.28 | 95.27 | 3727.55 | 143.3859 | 3870.9359 | 238.6558 | 3632.28 | 0 | 3632.28 | 95.27 | 3727.55 | 143.3859 | 3870.9359 | 238.6558 | 0
2010-04-23 | 6:00 | 3959.2274 | 113.1926 | 4072.42 | 153.999 | 4226.419 | 267.1916 | 3959.2274 | 0 | 3959.2274 | 113.1926 | 4072.42 | 153.999 | 4226.419 | 267.1916 | 0
2010-04-23 | 7:00 | 4373.6978 | 138.1322 | 4511.83 | 166.8705 | 4678.7005 | 305.0027 | 4373.6978 | 0.00028789 | 4373.6975 | 138.1322 | 4511.8297 | 166.8705 | 4678.7002 | 305.0027 | 2.6896e-05
2010-04-23 | 8:00 | 4602.3101 | 152.9499 | 4755.26 | 173.6873 | 4928.9473 | 326.6371 | 4602.3101 | 2.9986 | 4599.3115 | 152.7506 | 4752.0621 | 173.5992 | 4925.6613 | 326.3498 | 0.28734
2010-04-23 | 9:00 | 4498.8683 | 146.1517 | 4645.02 | 170.628 | 4815.648 | 316.7797 | 4498.8683 | 11.2257 | 4487.6425 | 145.4233 | 4633.0658 | 170.2935 | 4803.3593 | 315.7167 | 1.063
2010-04-23 | 10:00 | 4400.0108 | 139.7992 | 4539.81 | 167.6654 | 4707.4754 | 307.4647 | 4400.0108 | 13.8058 | 4386.205 | 138.9233 | 4525.1283 | 167.2487 | 4692.377 | 306.172 | 1.2926
2010-04-23 | 11:00 | 4333.9943 | 135.6357 | 4469.63 | 165.666 | 4635.296 | 301.3017 | 4333.9943 | 19.0814 | 4314.9129 | 134.444 | 4449.3569 | 165.085 | 4614.4419 | 299.529 | 1.7727
2010-04-23 | 12:00 | 4287.7532 | 132.7568 | 4420.51 | 164.2555 | 4584.7655 | 297.0124 | 4287.7532 | 24.6543 | 4263.0988 | 131.2345 | 4394.3334 | 163.5001 | 4557.8335 | 294.7347 | 2.2777
2010-04-23 | 13:00 | 4266.6092 | 131.4508 | 4398.06 | 163.6078 | 4561.6678 | 295.0586 | 4266.6092 | 13.8337 | 4252.7756 | 130.5997 | 4383.3753 | 163.1832 | 4546.5585 | 293.7829 | 1.2757
2010-04-23 | 14:00 | 4266.7223 | 131.4577 | 4398.18 | 163.6113 | 4561.7913 | 295.069 | 4266.7223 | 12.9802 | 4253.7421 | 130.6591 | 4384.4012 | 163.2129 | 4547.6141 | 293.872 | 1.1971
2010-04-23 | 15:00 | 4371.0641 | 137.9659 | 4509.03 | 166.7908 | 4675.8208 | 304.7567 | 4371.0641 | 18.8404 | 4352.2237 | 136.7791 | 4489.0028 | 166.2198 | 4655.2226 | 302.9989 | 1.7578
2010-04-23 | 16:00 | 4232.4082 | 129.3518 | 4361.76 | 162.5566 | 4524.3166 | 291.9083 | 4232.4082 | 10.5058 | 4221.9024 | 128.7104 | 4350.6128 | 162.2327 | 4512.8456 | 290.9431 | 0.9652
2010-04-23 | 17:00 | 4183.2175 | 126.3625 | 4309.58 | 161.0366 | 4470.6166 | 287.3992 | 4183.2175 | 4.5792 | 4178.6383 | 126.086 | 4304.7243 | 160.8947 | 4465.619 | 286.9807 | 0.41846
2010-04-23 | 18:00 | 4346.5004 | 136.4196 | 4482.92 | 166.0461 | 4648.9661 | 302.4657 | 4346.5004 | 2.5161 | 4343.9843 | 136.2617 | 4480.246 | 165.9697 | 4646.2156 | 302.2314 | 0.23431
2010-04-23 | 19:00 | 4438.6262 | 142.2638 | 4580.89 | 168.8271 | 4749.7171 | 311.091 | 4438.6262 | 1.2721 | 4437.354 | 142.1823 | 4579.5363 | 168.789 | 4748.3253 | 310.9713 | 0.11972
2010-04-23 | 20:00 | 4462.154 | 143.776 | 4605.93 | 169.5321 | 4775.4621 | 313.3082 | 4462.154 | 0.58088 | 4461.5731 | 143.7386 | 4605.3117 | 169.5148 | 4774.8264 | 313.2533 | 0.054811
2010-04-23 | 21:00 | 4590.1381 | 152.1419 | 4742.28 | 173.3294 | 4915.6094 | 325.4714 | 4590.1381 | 0 | 4590.1381 | 152.1419 | 4742.28 | 173.3294 | 4915.6094 | 325.4714 | 0
2010-04-23 | 22:00 | 4448.4178 | 142.8922 | 4591.31 | 169.1208 | 4760.4308 | 312.013 | 4448.4178 | 0 | 4448.4178 | 142.8922 | 4591.31 | 169.1208 | 4760.4308 | 312.013 | 0
2010-04-23 | 23:00 | 4101.3264 | 121.4636 | 4222.79 | 158.4858 | 4381.2758 | 279.9494 | 4101.3264 | 0 | 4101.3264 | 121.4636 | 4222.79 | 158.4858 | 4381.2758 | 279.9494 | 0
2010-04-23 | 24:00 | 3791.5803 | 103.8097 | 3895.39 | 148.6071 | 4043.9971 | 252.4168 | 3791.5803 | 0 | 3791.5803 | 103.8097 | 3895.39 | 148.6071 | 4043.9971 | 252.4168 | 0
2010-04-24 | 1:00 | 3618.8816 | 94.5684 | 3713.45 | 142.9424 | 3856.3924 | 237.5108 | 3618.8816 | 0 | 3618.8816 | 94.5684 | 3713.45 | 142.9424 | 3856.3924 | 237.5108 | 0
2010-04-24 | 2:00 | 3524.8616 | 89.7184 | 3614.58 | 139.8116 | 3754.3916 | 229.53 | 3524.8616 | 0 | 3524.8616 | 89.7184 | 3614.58 | 139.8116 | 3754.3916 | 229.53 | 0
2010-04-24 | 3:00 | 3429.5957 | 84.9343 | 3514.53 | 136.6059 | 3651.1359 | 221.5402 | 3429.5957 | 0 | 3429.5957 | 84.9343 | 3514.53 | 136.6059 | 3651.1359 | 221.5402 | 0
2010-04-24 | 4:00 | 3448.0587 | 85.8513 | 3533.91 | 137.2298 | 3671.1398 | 223.081 | 3448.0587 | 0 | 3448.0587 | 85.8513 | 3533.91 | 137.2298 | 3671.1398 | 223.081 | 0
2010-04-24 | 5:00 | 3501.9635 | 88.5565 | 3590.52 | 139.0441 | 3729.5641 | 227.6007 | 3501.9635 | 0 | 3501.9635 | 88.5565 | 3590.52 | 139.0441 | 3729.5641 | 227.6007 | 0
2010-04-24 | 6:00 | 3821.9317 | 105.4783 | 3927.41 | 149.5911 | 4077.0011 | 255.0695 | 3821.9317 | 0 | 3821.9317 | 105.4783 | 3927.41 | 149.5911 | 4077.0011 | 255.0695 | 0
2010-04-24 | 7:00 | 4256.7934 | 130.8466 | 4387.64 | 163.3066 | 4550.9466 | 294.1532 | 4256.7934 | 0 | 4256.7934 | 130.8466 | 4387.64 | 163.3066 | 4550.9466 | 294.1532 | 0
2010-04-24 | 8:00 | 4530.8528 | 148.2372 | 4679.09 | 171.5784 | 4850.6684 | 319.8156 | 4530.8528 | 0.83256 | 4530.0202 | 148.1827 | 4678.203 | 171.5537 | 4849.7566 | 319.7364 | 0.079162
2010-04-24 | 9:00 | 4520.5558 | 147.5642 | 4668.12 | 171.2728 | 4839.3928 | 318.837 | 4520.5558 | 2.1771 | 4518.3787 | 147.4221 | 4665.8008 | 171.2082 | 4837.0089 | 318.6303 | 0.20675
2010-04-24 | 10:00 | 4449.2447 | 142.9453 | 4592.19 | 169.1456 | 4761.3356 | 312.0909 | 4449.2447 | 4.2276 | 4445.0171 | 142.6738 | 4587.6909 | 169.0189 | 4756.7098 | 311.6927 | 0.39825
2010-04-24 | 11:00 | 4561.707 | 150.263 | 4711.97 | 172.4914 | 4884.4614 | 322.7544 | 4561.707 | 4.4419 | 4557.265 | 149.9705 | 4707.2356 | 172.3602 | 4879.5957 | 322.3307 | 0.42371
2010-04-24 | 12:00 | 4522.3581 | 147.6819 | 4670.04 | 171.3263 | 4841.3663 | 319.0082 | 4522.3581 | 5.1902 | 4517.1679 | 147.3431 | 4664.511 | 171.1722 | 4835.6832 | 318.5153 | 0.49291
2010-04-24 | 13:00 | 4565.3658 | 150.5042 | 4715.87 | 172.5994 | 4888.4694 | 323.1036 | 4565.3658 | 5.6214 | 4559.7444 | 150.1338 | 4709.8782 | 172.4334 | 4882.3116 | 322.5672 | 0.5364
2010-04-24 | 14:00 | 4603.7073 | 153.0427 | 4756.75 | 173.7283 | 4930.4783 | 326.7711 | 4603.7073 | 7.046 | 4596.6612 | 152.5746 | 4749.2359 | 173.5213 | 4922.7571 | 326.0959 | 0.67514
2010-04-24 | 15:00 | 4511.4779 | 146.9721 | 4658.45 | 171.0031 | 4829.4531 | 317.9753 | 4511.4779 | 19.6067 | 4491.8711 | 145.6974 | 4637.5686 | 170.4195 | 4807.9881 | 316.117 | 1.8583
2010-04-24 | 16:00 | 4405.7931 | 140.1669 | 4545.96 | 167.8397 | 4713.7997 | 308.0067 | 4405.7931 | 18.0748 | 4387.7183 | 139.0192 | 4526.7375 | 167.2944 | 4694.0319 | 306.3136 | 1.6931
2010-04-24 | 17:00 | 4416.7453 | 140.8647 | 4557.61 | 168.1696 | 4725.7796 | 309.0342 | 4416.7453 | 4.7592 | 4411.9861 | 140.5613 | 4552.5474 | 168.0263 | 4720.5737 | 308.5876 | 0.44668
2010-04-24 | 18:00 | 4526.8355 | 147.9745 | 4674.81 | 171.4592 | 4846.2692 | 319.4337 | 4526.8355 | 2.7541 | 4524.0815 | 147.7945 | 4671.8759 | 171.3775 | 4843.2534 | 319.1719 | 0.26172
2010-04-24 | 19:00 | 4574.0056 | 151.0744 | 4725.08 | 172.8543 | 4897.9343 | 323.9287 | 4574.0056 | 1.3147 | 4572.6909 | 150.9875 | 4723.6784 | 172.8155 | 4896.494 | 323.8031 | 0.1256
2010-04-24 | 20:00 | 4529.1539 | 148.1261 | 4677.28 | 171.528 | 4848.808 | 319.654 | 4529.1539 | 0.11819 | 4529.0357 | 148.1183 | 4677.1541 | 171.5245 | 4848.6786 | 319.6428 | 0.011236
2010-04-24 | 21:00 | 4699.6049 | 159.4851 | 4859.09 | 176.5267 | 5035.6167 | 336.0118 | 4699.6049 | 0 | 4699.6049 | 159.4851 | 4859.09 | 176.5267 | 5035.6167 | 336.0118 | 0
2010-04-24 | 22:00 | 4568.6868 | 150.7232 | 4719.41 | 172.6974 | 4892.1074 | 323.4206 | 4568.6868 | 0 | 4568.6868 | 150.7232 | 4719.41 | 172.6974 | 4892.1074 | 323.4206 | 0
2010-04-24 | 23:00 | 4205.3753 | 127.7047 | 4333.08 | 161.7224 | 4494.8024 | 289.4271 | 4205.3753 | 0 | 4205.3753 | 127.7047 | 4333.08 | 161.7224 | 4494.8024 | 289.4271 | 0
2010-04-24 | 24:00 | 3851.6547 | 107.1253 | 3958.78 | 150.5514 | 4109.3314 | 257.6767 | 3851.6547 | 0 | 3851.6547 | 107.1253 | 3958.78 | 150.5514 | 4109.3314 | 257.6767 | 0
2010-04-25 | 1:00 | 3694.4508 | 98.5592 | 3793.01 | 145.4349 | 3938.4449 | 243.9941 | 3694.4508 | 0 | 3694.4508 | 98.5592 | 3793.01 | 145.4349 | 3938.4449 | 243.9941 | 0
2010-04-25 | 2:00 | 3512.7282 | 89.1018 | 3601.83 | 139.4052 | 3741.2352 | 228.507 | 3512.7282 | 0 | 3512.7282 | 89.1018 | 3601.83 | 139.4052 | 3741.2352 | 228.507 | 0
2010-04-25 | 3:00 | 3571.3019 | 92.0981 | 3663.4 | 141.3621 | 3804.7621 | 233.4602 | 3571.3019 | 0 | 3571.3019 | 92.0981 | 3663.4 | 141.3621 | 3804.7621 | 233.4602 | 0
2010-04-25 | 4:00 | 3474.8209 | 87.1891 | 3562.01 | 138.1319 | 3700.1419 | 225.321 | 3474.8209 | 0 | 3474.8209 | 87.1891 | 3562.01 | 138.1319 | 3700.1419 | 225.321 | 0
2010-04-25 | 5:00 | 3510.3774 | 88.9826 | 3599.36 | 139.3264 | 3738.6864 | 228.3089 | 3510.3774 | 0 | 3510.3774 | 88.9826 | 3599.36 | 139.3264 | 3738.6864 | 228.3089 | 0
2010-04-25 | 6:00 | 3789.9401 | 103.7199 | 3893.66 | 148.5539 | 4042.2139 | 252.2737 | 3789.9401 | 0 | 3789.9401 | 103.7199 | 3893.66 | 148.5539 | 4042.2139 | 252.2737 | 0
2010-04-25 | 7:00 | 4210.8807 | 128.0393 | 4338.92 | 161.8925 | 4500.8125 | 289.9318 | 4210.8807 | 0 | 4210.8807 | 128.0393 | 4338.92 | 161.8925 | 4500.8125 | 289.9318 | 0
2010-04-25 | 8:00 | 4627.5668 | 154.6332 | 4782.2 | 174.4279 | 4956.6279 | 329.0611 | 4627.5668 | 0.83806 | 4626.7287 | 154.5772 | 4781.3059 | 174.4034 | 4955.7093 | 328.9806 | 0.08054
2010-04-25 | 9:00 | 4667.1595 | 157.2905 | 4824.45 | 175.5839 | 5000.0339 | 332.8745 | 4667.1595 | 2.2367 | 4664.9227 | 157.1398 | 4822.0625 | 175.5188 | 4997.5813 | 332.6586 | 0.21587
2010-04-25 | 10:00 | 4622.7861 | 154.3139 | 4777.1 | 174.2879 | 4951.3879 | 328.6018 | 4622.7861 | 3.4988 | 4619.2873 | 154.0804 | 4773.3677 | 174.1854 | 4947.5531 | 328.2658 | 0.33602
2010-04-25 | 11:00 | 4610.1674 | 153.4726 | 4763.64 | 173.918 | 4937.558 | 327.3905 | 4610.1674 | 6.0438 | 4604.1237 | 153.0704 | 4757.1941 | 173.7405 | 4930.9346 | 326.811 | 0.57955
2010-04-25 | 12:00 | 4473.0509 | 144.4791 | 4617.53 | 169.8579 | 4787.3879 | 314.337 | 4473.0509 | 6.9951 | 4466.0558 | 144.0276 | 4610.0834 | 169.6488 | 4779.7322 | 313.6764 | 0.66061
2010-04-25 | 13:00 | 4468.1381 | 144.1619 | 4612.3 | 169.7111 | 4782.0111 | 313.873 | 4468.1381 | 6.4785 | 4461.6596 | 143.7442 | 4605.4038 | 169.5173 | 4774.9211 | 313.2615 | 0.6115
2010-04-25 | 14:00 | 4405.9435 | 140.1765 | 4546.12 | 167.8443 | 4713.9643 | 308.0208 | 4405.9435 | 5.6585 | 4400.285 | 139.8167 | 4540.1016 | 167.6737 | 4707.7753 | 307.4904 | 0.53041
2010-04-25 | 15:00 | 4357.0381 | 137.0819 | 4494.12 | 166.3658 | 4660.4858 | 303.4477 | 4357.0381 | 8.4118 | 4348.6263 | 136.5531 | 4485.1794 | 166.1106 | 4651.29 | 302.6637 | 0.78402
2010-04-25 | 16:00 | 4325.7122 | 135.1178 | 4460.83 | 165.414 | 4626.244 | 300.5318 | 4325.7122 | 9.9932 | 4315.719 | 134.4942 | 4450.2132 | 165.1096 | 4615.3228 | 299.6038 | 0.92802
2010-04-25 | 17:00 | 4364.2067 | 137.5333 | 4501.74 | 166.5831 | 4668.3231 | 304.1165 | 4364.2067 | 4.0912 | 4360.1155 | 137.2756 | 4497.3911 | 166.4591 | 4663.8502 | 303.7347 | 0.38172
2010-04-25 | 18:00 | 4387.8617 | 139.0283 | 4526.89 | 167.2987 | 4694.1887 | 306.327 | 4387.8617 | 2.6863 | 4385.1754 | 138.8581 | 4524.0335 | 167.2176 | 4691.2511 | 306.0757 | 0.25133
2010-04-25 | 19:00 | 4458.8282 | 143.5618 | 4602.39 | 169.4326 | 4771.8226 | 312.9944 | 4458.8282 | 1.513 | 4457.3153 | 143.4644 | 4600.7796 | 169.3873 | 4770.167 | 312.8517 | 0.1427
2010-04-25 | 20:00 | 4515.618 | 147.242 | 4662.86 | 171.1262 | 4833.9862 | 318.3682 | 4515.618 | 0.63991 | 4514.9781 | 147.2003 | 4662.1784 | 171.1071 | 4833.2855 | 318.3074 | 0.060742
2010-04-25 | 21:00 | 4570.6755 | 150.8545 | 4721.53 | 172.7561 | 4894.2861 | 323.6105 | 4570.6755 | 0 | 4570.6755 | 150.8545 | 4721.53 | 172.7561 | 4894.2861 | 323.6105 | 0
2010-04-25 | 22:00 | 4445.5143 | 142.7057 | 4588.22 | 169.0338 | 4757.2538 | 311.7395 | 4445.5143 | 0 | 4445.5143 | 142.7057 | 4588.22 | 169.0338 | 4757.2538 | 311.7395 | 0
2010-04-25 | 23:00 | 4112.5696 | 122.1304 | 4234.7 | 158.8375 | 4393.5375 | 280.968 | 4112.5696 | 0 | 4112.5696 | 122.1304 | 4234.7 | 158.8375 | 4393.5375 | 280.968 | 0
2010-04-25 | 24:00 | 3761.3871 | 102.1629 | 3863.55 | 147.6248 | 4011.1748 | 249.7878 | 3761.3871 | 0 | 3761.3871 | 102.1629 | 3863.55 | 147.6248 | 4011.1748 | 249.7878 | 0
2010-04-26 | 1:00 | 3558.9195 | 91.4605 | 3650.38 | 140.9495 | 3791.3295 | 232.41 | 3558.9195 | 0 | 3558.9195 | 91.4605 | 3650.38 | 140.9495 | 3791.3295 | 232.41 | 0
2010-04-26 | 2:00 | 3473.9734 | 87.1466 | 3561.12 | 138.1034 | 3699.2234 | 225.25 | 3473.9734 | 0 | 3473.9734 | 87.1466 | 3561.12 | 138.1034 | 3699.2234 | 225.25 | 0
2010-04-26 | 3:00 | 3391.5497 | 83.0603 | 3474.61 | 135.3162 | 3609.9262 | 218.3766 | 3391.5497 | 0 | 3391.5497 | 83.0603 | 3474.61 | 135.3162 | 3609.9262 | 218.3766 | 0
2010-04-26 | 4:00 | 3388.7278 | 82.9222 | 3471.65 | 135.2204 | 3606.8704 | 218.1425 | 3388.7278 | 0 | 3388.7278 | 82.9222 | 3471.65 | 135.2204 | 3606.8704 | 218.1425 | 0
2010-04-26 | 5:00 | 3534.2053 | 90.1947 | 3624.4 | 140.1242 | 3764.5242 | 230.3189 | 3534.2053 | 0 | 3534.2053 | 90.1947 | 3624.4 | 140.1242 | 3764.5242 | 230.3189 | 0
2010-04-26 | 6:00 | 3747.1585 | 101.3915 | 3848.55 | 147.1607 | 3995.7107 | 248.5522 | 3747.1585 | 0 | 3747.1585 | 101.3915 | 3848.55 | 147.1607 | 3995.7107 | 248.5522 | 0
2010-04-26 | 7:00 | 4152.9967 | 124.5433 | 4277.54 | 160.0983 | 4437.6383 | 284.6416 | 4152.9967 | 0 | 4152.9967 | 124.5433 | 4277.54 | 160.0983 | 4437.6383 | 284.6416 | 0
2010-04-26 | 8:00 | 4405.1726 | 140.1274 | 4545.3 | 167.821 | 4713.121 | 307.9485 | 4405.1726 | 2.1762 | 4402.9964 | 139.989 | 4542.9854 | 167.7554 | 4710.7409 | 307.7445 | 0.20401
2010-04-26 | 9:00 | 4385.2191 | 138.8609 | 4524.08 | 167.2189 | 4691.2989 | 306.0798 | 4385.2191 | 6.967 | 4378.2521 | 138.42 | 4516.6722 | 167.0083 | 4683.6804 | 305.4283 | 0.65149
2010-04-26 | 10:00 | 4239.0707 | 129.7593 | 4368.83 | 162.7617 | 4531.5917 | 292.5211 | 4239.0707 | 5.2232 | 4233.8474 | 129.4398 | 4363.2872 | 162.6009 | 4525.8881 | 292.0407 | 0.48039
2010-04-26 | 11:00 | 4168.0332 | 125.4468 | 4293.48 | 160.5656 | 4454.0456 | 286.0124 | 4168.0332 | 6.5928 | 4161.4404 | 125.0503 | 4286.4907 | 160.3608 | 4446.8515 | 285.4111 | 0.60133
2010-04-26 | 12:00 | 4205.1868 | 127.6932 | 4332.88 | 161.7166 | 4494.5966 | 289.4098 | 4205.1868 | 14.129 | 4191.0577 | 126.8366 | 4317.8943 | 161.2795 | 4479.1738 | 288.1161 | 1.2937
2010-04-26 | 13:00 | 4210.4471 | 128.0129 | 4338.46 | 161.8791 | 4500.3391 | 289.892 | 4210.4471 | 13.1542 | 4197.2929 | 127.2143 | 4324.5072 | 161.4725 | 4485.9797 | 288.6868 | 1.2053
2010-04-26 | 14:00 | 4193.2035 | 126.9665 | 4320.17 | 161.3459 | 4481.5159 | 288.3125 | 4193.2035 | 23.753 | 4169.4504 | 125.5322 | 4294.9826 | 160.6096 | 4455.5922 | 286.1418 | 2.1707
2010-04-26 | 15:00 | 4123.9526 | 122.8074 | 4246.76 | 159.1932 | 4405.9532 | 282.0006 | 4123.9526 | 18.0242 | 4105.9284 | 121.7363 | 4227.6647 | 158.6298 | 4386.2945 | 280.3661 | 1.6345
2010-04-26 | 16:00 | 4032.9904 | 117.4496 | 4150.44 | 156.3376 | 4306.7776 | 273.7873 | 4032.9904 | 12.3732 | 4020.6171 | 116.7301 | 4137.3472 | 155.9468 | 4293.294 | 272.6769 | 1.1104
2010-04-26 | 17:00 | 4075.4824 | 119.9376 | 4195.42 | 157.6755 | 4353.0955 | 277.6131 | 4075.4824 | 8.0841 | 4067.3983 | 119.4623 | 4186.8605 | 157.4215 | 4344.282 | 276.8838 | 0.72934
2010-04-26 | 18:00 | 4106.9246 | 121.7954 | 4228.72 | 158.661 | 4387.381 | 280.4564 | 4106.9246 | 8.3286 | 4098.5961 | 121.3019 | 4219.8979 | 158.4003 | 4378.2983 | 279.7022 | 0.75417
2010-04-26 | 19:00 | 4166.807 | 125.373 | 4292.18 | 160.5275 | 4452.7075 | 285.9006 | 4166.807 | 5.2777 | 4161.5292 | 125.0556 | 4286.5849 | 160.3636 | 4446.9484 | 285.4192 | 0.48135
2010-04-26 | 20:00 | 4165.8826 | 125.3174 | 4291.2 | 160.4988 | 4451.6988 | 285.8162 | 4165.8826 | 0.99313 | 4164.8895 | 125.2577 | 4290.1471 | 160.468 | 4450.6151 | 285.7256 | 0.09059
2010-04-26 | 21:00 | 4328.3099 | 135.2801 | 4463.59 | 165.4931 | 4629.0831 | 300.7732 | 4328.3099 | 0 | 4328.3099 | 135.2801 | 4463.59 | 165.4931 | 4629.0831 | 300.7732 | 0
2010-04-26 | 22:00 | 4435.1584 | 142.0416 | 4577.2 | 168.7231 | 4745.9231 | 310.7647 | 4435.1584 | 0 | 4435.1584 | 142.0416 | 4577.2 | 168.7231 | 4745.9231 | 310.7647 | 0
2010-04-26 | 23:00 | 3905.5555 | 110.1445 | 4015.7 | 152.2843 | 4167.9843 | 262.4289 | 3905.5555 | 0 | 3905.5555 | 110.1445 | 4015.7 | 152.2843 | 4167.9843 | 262.4289 | 0
2010-04-26 | 24:00 | 3660.3233 | 96.7467 | 3757.07 | 144.3119 | 3901.3819 | 241.0586 | 3660.3233 | 0 | 3660.3233 | 96.7467 | 3757.07 | 144.3119 | 3901.3819 | 241.0586 | 0
2010-04-27 | 1:00 | 3493.8532 | 88.1468 | 3582 | 138.7718 | 3720.7718 | 226.9187 | 3493.8532 | 0 | 3493.8532 | 88.1468 | 3582 | 138.7718 | 3720.7718 | 226.9187 | 0
2010-04-27 | 2:00 | 3321.7532 | 79.6768 | 3401.43 | 132.9364 | 3534.3664 | 212.6133 | 3321.7532 | 0 | 3321.7532 | 79.6768 | 3401.43 | 132.9364 | 3534.3664 | 212.6133 | 0
2010-04-27 | 3:00 | 3315.7699 | 79.3901 | 3395.16 | 132.7316 | 3527.8916 | 212.1217 | 3315.7699 | 0 | 3315.7699 | 79.3901 | 3395.16 | 132.7316 | 3527.8916 | 212.1217 | 0
2010-04-27 | 4:00 | 3282.7245 | 77.8155 | 3360.54 | 131.5979 | 3492.1379 | 209.4134 | 3282.7245 | 0 | 3282.7245 | 77.8155 | 3360.54 | 131.5979 | 3492.1379 | 209.4134 | 0
2010-04-27 | 5:00 | 3290.7056 | 78.1944 | 3368.9 | 131.8721 | 3500.7721 | 210.0665 | 3290.7056 | 0 | 3290.7056 | 78.1944 | 3368.9 | 131.8721 | 3500.7721 | 210.0665 | 0
2010-04-27 | 6:00 | 3412.4431 | 84.0869 | 3496.53 | 136.0251 | 3632.5551 | 220.112 | 3412.4431 | 0 | 3412.4431 | 84.0869 | 3496.53 | 136.0251 | 3632.5551 | 220.112 | 0
2010-04-27 | 7:00 | 3558.7768 | 91.4532 | 3650.23 | 140.9447 | 3791.1747 | 232.3979 | 3558.7768 | 0.049538 | 3558.7273 | 91.4506 | 3650.1779 | 140.9431 | 3791.121 | 232.3937 | 0.004198
2010-04-27 | 8:00 | 3751.3799 | 101.6201 | 3853 | 147.2985 | 4000.2985 | 248.9185 | 3751.3799 | 4.3001 | 3747.0799 | 101.3872 | 3848.4671 | 147.1581 | 3995.6252 | 248.5454 | 0.37317
2010-04-27 | 9:00 | 3966.6429 | 113.6171 | 4080.26 | 154.235 | 4234.495 | 267.8521 | 3966.6429 | 15.5612 | 3951.0817 | 112.7274 | 4063.8091 | 153.7394 | 4217.5485 | 266.4668 | 1.3853
2010-04-27 | 10:00 | 4085.8985 | 120.5515 | 4206.45 | 158.0024 | 4364.4524 | 278.5539 | 4085.8985 | 27.5234 | 4058.3751 | 118.9328 | 4177.3079 | 157.1377 | 4334.4456 | 276.0705 | 2.4833
2010-04-27 | 11:00 | 4158.0721 | 124.8479 | 4282.92 | 160.2561 | 4443.1761 | 285.104 | 4158.0721 | 35.6344 | 4122.4377 | 122.7172 | 4245.1549 | 159.1459 | 4404.3008 | 281.8631 | 3.241
2010-04-27 | 12:00 | 4119.9508 | 122.5692 | 4242.52 | 159.0682 | 4401.5882 | 281.6374 | 4119.9508 | 40.1531 | 4079.7977 | 120.1917 | 4199.9895 | 157.811 | 4357.8004 | 278.0027 | 3.6347
2010-04-27 | 13:00 | 4015.8089 | 116.4511 | 4132.26 | 155.7947 | 4288.0547 | 272.2458 | 4015.8089 | 43.6776 | 3972.1313 | 113.9317 | 4086.063 | 154.4096 | 4240.4726 | 268.3413 | 3.9045
2010-04-27 | 14:00 | 3832.4503 | 106.0597 | 3938.51 | 149.9313 | 4088.4413 | 255.9911 | 3832.4503 | 41.6042 | 3790.8461 | 103.7695 | 3894.6155 | 148.5833 | 4043.1988 | 252.3528 | 3.6383
2010-04-27 | 15:00 | 3727.9266 | 100.3534 | 3828.28 | 146.5322 | 3974.8122 | 246.8856 | 3727.9266 | 35.1096 | 3692.817 | 98.472 | 3791.2891 | 145.3812 | 3936.6703 | 243.8533 | 3.0323
2010-04-27 | 16:00 | 3661.558 | 96.812 | 3758.37 | 144.3526 | 3902.7226 | 241.1646 | 3661.558 | 25.7327 | 3635.8253 | 95.456 | 3731.2813 | 143.5031 | 3874.7844 | 238.9591 | 2.2055
2010-04-27 | 17:00 | 3666.5916 | 97.0784 | 3763.67 | 144.5185 | 3908.1885 | 241.5969 | 3666.5916 | 22.0793 | 3644.5123 | 95.9127 | 3740.425 | 143.7902 | 3884.2152 | 239.7029 | 1.894
2010-04-27 | 18:00 | 3730.5171 | 100.4929 | 3831.01 | 146.6169 | 3977.6269 | 247.1098 | 3730.5171 | 18.0232 | 3712.4939 | 99.5242 | 3812.0181 | 146.0268 | 3958.045 | 245.5511 | 1.5588
2010-04-27 | 19:00 | 3811.1651 | 104.8849 | 3916.05 | 149.2425 | 4065.2925 | 254.1274 | 3811.1651 | 6.2711 | 3804.894 | 104.54 | 3909.434 | 149.0392 | 4058.4732 | 253.5792 | 0.54816
2010-04-27 | 20:00 | 3873.4868 | 108.3432 | 3981.83 | 151.2546 | 4133.0846 | 259.5978 | 3873.4868 | 1.2086 | 3872.2782 | 108.2756 | 3980.5537 | 151.2158 | 4131.7695 | 259.4913 | 0.10649
2010-04-27 | 21:00 | 4023.2377 | 116.8823 | 4140.12 | 156.0296 | 4296.1496 | 272.9119 | 4023.2377 | 0 | 4023.2377 | 116.8823 | 4140.12 | 156.0296 | 4296.1496 | 272.9119 | 0
2010-04-27 | 22:00 | 3977.9257 | 114.2643 | 4092.19 | 154.5938 | 4246.7838 | 268.8581 | 3977.9257 | 0 | 3977.9257 | 114.2643 | 4092.19 | 154.5938 | 4246.7838 | 268.8581 | 0
2010-04-27 | 23:00 | 3805.3736 | 104.5664 | 3909.94 | 149.0547 | 4058.9947 | 253.6211 | 3805.3736 | 0 | 3805.3736 | 104.5664 | 3909.94 | 149.0547 | 4058.9947 | 253.6211 | 0
2010-04-27 | 24:00 | 3580.7158 | 92.5842 | 3673.3 | 141.6755 | 3814.9755 | 234.2597 | 3580.7158 | 0 | 3580.7158 | 92.5842 | 3673.3 | 141.6755 | 3814.9755 | 234.2597 | 0
2010-04-28 | 1:00 | 3450.2687 | 85.9613 | 3536.23 | 137.3044 | 3673.5344 | 223.2657 | 3450.2687 | 0 | 3450.2687 | 85.9613 | 3536.23 | 137.3044 | 3673.5344 | 223.2657 | 0
2010-04-28 | 2:00 | 3360.8849 | 81.5651 | 3442.45 | 134.2729 | 3576.7229 | 215.838 | 3360.8849 | 0 | 3360.8849 | 81.5651 | 3442.45 | 134.2729 | 3576.7229 | 215.838 | 0
2010-04-28 | 3:00 | 3314.3957 | 79.3243 | 3393.72 | 132.6845 | 3526.4045 | 212.0088 | 3314.3957 | 0 | 3314.3957 | 79.3243 | 3393.72 | 132.6845 | 3526.4045 | 212.0088 | 0
2010-04-28 | 4:00 | 3283.9752 | 77.8748 | 3361.85 | 131.6409 | 3493.4909 | 209.5157 | 3283.9752 | 0 | 3283.9752 | 77.8748 | 3361.85 | 131.6409 | 3493.4909 | 209.5157 | 0
2010-04-28 | 5:00 | 3333.9185 | 80.2615 | 3414.18 | 133.3525 | 3547.5325 | 213.614 | 3333.9185 | 0 | 3333.9185 | 80.2615 | 3414.18 | 133.3525 | 3547.5325 | 213.614 | 0
2010-04-28 | 6:00 | 3405.0091 | 83.7209 | 3488.73 | 135.7731 | 3624.5031 | 219.494 | 3405.0091 | 0 | 3405.0091 | 83.7209 | 3488.73 | 135.7731 | 3624.5031 | 219.494 | 0
2010-04-28 | 7:00 | 3443.3624 | 85.6176 | 3528.98 | 137.0712 | 3666.0512 | 222.6888 | 3443.3624 | 0.050472 | 3443.312 | 85.615 | 3528.927 | 137.0695 | 3665.9965 | 222.6845 | 0.0042146
2010-04-28 | 8:00 | 3553.0223 | 91.1577 | 3644.18 | 140.7528 | 3784.9328 | 231.9104 | 3553.0223 | 4.6483 | 3548.3741 | 90.9193 | 3639.2934 | 140.5976 | 3779.891 | 231.5169 | 0.39351
2010-04-28 | 9:00 | 3642.8545 | 95.8255 | 3738.68 | 143.7354 | 3882.4154 | 239.5609 | 3642.8545 | 14.6863 | 3628.1682 | 95.0544 | 3723.2226 | 143.2498 | 3866.4724 | 238.3042 | 1.2567
2010-04-28 | 10:00 | 3590.6227 | 93.0973 | 3683.72 | 142.0048 | 3825.7248 | 235.1021 | 3590.6227 | 24.4275 | 3566.1953 | 91.8349 | 3658.0301 | 141.192 | 3799.2222 | 233.0269 | 2.0752
2010-04-28 | 11:00 | 3553.0414 | 91.1586 | 3644.2 | 140.7534 | 3784.9534 | 231.9121 | 3553.0414 | 32.8794 | 3520.1619 | 89.4793 | 3609.6412 | 139.6542 | 3749.2955 | 229.1336 | 2.7785
2010-04-28 | 12:00 | 3572.6618 | 92.1682 | 3664.83 | 141.4074 | 3806.2374 | 233.5756 | 3572.6618 | 39.6697 | 3532.9921 | 90.1328 | 3623.1249 | 140.0836 | 3763.2085 | 230.2164 | 3.3592
2010-04-28 | 13:00 | 3583.7393 | 92.7407 | 3676.48 | 141.776 | 3818.256 | 234.5167 | 3583.7393 | 44.3985 | 3539.3409 | 90.457 | 3629.7979 | 140.2959 | 3770.0938 | 230.7529 | 3.7638
2010-04-28 | 14:00 | 3636.3276 | 95.4824 | 3731.81 | 143.5197 | 3875.3297 | 239.0021 | 3636.3276 | 44.5484 | 3591.7791 | 93.1572 | 3684.9364 | 142.0433 | 3826.9797 | 235.2005 | 3.8016
2010-04-28 | 15:00 | 3718.6172 | 99.8528 | 3818.47 | 146.2275 | 3964.6975 | 246.0803 | 3718.6172 | 43.4878 | 3675.1294 | 97.531 | 3772.6604 | 144.7996 | 3917.46 | 242.3306 | 3.7496
2010-04-28 | 16:00 | 3747.1395 | 101.3905 | 3848.53 | 147.1601 | 3995.6901 | 248.5505 | 3747.1395 | 38.8182 | 3708.3214 | 99.3006 | 3807.622 | 145.8901 | 3953.5121 | 245.1907 | 3.3598
2010-04-28 | 17:00 | 3827.6176 | 105.7924 | 3933.41 | 149.7751 | 4083.1851 | 255.5675 | 3827.6176 | 30.585 | 3797.0326 | 104.1085 | 3901.141 | 148.7841 | 4049.9252 | 252.8926 | 2.6749
2010-04-28 | 18:00 | 3928.3084 | 111.4316 | 4039.74 | 153.0125 | 4192.7525 | 264.4442 | 3928.3084 | 19.6625 | 3908.6458 | 110.3189 | 4018.9647 | 152.3833 | 4171.3481 | 262.7023 | 1.7419
2010-04-28 | 19:00 | 4027.8968 | 117.1532 | 4145.05 | 156.1768 | 4301.2268 | 273.33 | 4027.8968 | 7.683 | 4020.2138 | 116.7067 | 4136.9205 | 155.934 | 4292.8545 | 272.6407 | 0.68928
2010-04-28 | 20:00 | 4146.317 | 124.143 | 4270.46 | 159.8904 | 4430.3504 | 284.0334 | 4146.317 | 1.3946 | 4144.9224 | 124.0595 | 4268.9819 | 159.847 | 4428.8289 | 283.9065 | 0.12692
2010-04-28 | 21:00 | 4165.5808 | 125.2992 | 4290.88 | 160.4894 | 4451.3694 | 285.7887 | 4165.5808 | 0 | 4165.5808 | 125.2992 | 4290.88 | 160.4894 | 4451.3694 | 285.7887 | 0
2010-04-28 | 22:00 | 4011.6595 | 116.2105 | 4127.87 | 155.6635 | 4283.5335 | 271.874 | 4011.6595 | 0 | 4011.6595 | 116.2105 | 4127.87 | 155.6635 | 4283.5335 | 271.874 | 0
2010-04-28 | 23:00 | 3820.6428 | 105.4072 | 3926.05 | 149.5494 | 4075.5994 | 254.9566 | 3820.6428 | 0 | 3820.6428 | 105.4072 | 3926.05 | 149.5494 | 4075.5994 | 254.9566 | 0
2010-04-28 | 24:00 | 3610.9269 | 94.1531 | 3705.08 | 142.6788 | 3847.7588 | 236.8319 | 3610.9269 | 0 | 3610.9269 | 94.1531 | 3705.08 | 142.6788 | 3847.7588 | 236.8319 | 0
2010-04-29 | 1:00 | 3493.6437 | 88.1363 | 3581.78 | 138.7648 | 3720.5448 | 226.9011 | 3493.6437 | 0 | 3493.6437 | 88.1363 | 3581.78 | 138.7648 | 3720.5448 | 226.9011 | 0
2010-04-29 | 2:00 | 3409.7174 | 83.9526 | 3493.67 | 135.9327 | 3629.6027 | 219.8853 | 3409.7174 | 0 | 3409.7174 | 83.9526 | 3493.67 | 135.9327 | 3629.6027 | 219.8853 | 0
2010-04-29 | 3:00 | 3348.3616 | 80.9584 | 3429.32 | 133.8458 | 3563.1658 | 214.8042 | 3348.3616 | 0 | 3348.3616 | 80.9584 | 3429.32 | 133.8458 | 3563.1658 | 214.8042 | 0
2010-04-29 | 4:00 | 3414.8733 | 84.2067 | 3499.08 | 136.1075 | 3635.1875 | 220.3141 | 3414.8733 | 0 | 3414.8733 | 84.2067 | 3499.08 | 136.1075 | 3635.1875 | 220.3141 | 0
2010-04-29 | 5:00 | 3535.7847 | 90.2753 | 3626.06 | 140.177 | 3766.237 | 230.4523 | 3535.7847 | 0 | 3535.7847 | 90.2753 | 3626.06 | 140.177 | 3766.237 | 230.4523 | 0
2010-04-29 | 6:00 | 3838.9029 | 106.4171 | 3945.32 | 150.1398 | 4095.4598 | 256.557 | 3838.9029 | 0 | 3838.9029 | 106.4171 | 3945.32 | 150.1398 | 4095.4598 | 256.557 | 0
2010-04-29 | 7:00 | 4349.4549 | 136.6051 | 4486.06 | 166.1358 | 4652.1958 | 302.7409 | 4349.4549 | 0.15005 | 4349.3048 | 136.5957 | 4485.9005 | 166.1312 | 4652.0317 | 302.7269 | 0.013979
2010-04-29 | 8:00 | 4646.1147 | 155.8753 | 4801.99 | 174.9702 | 4976.9602 | 330.8455 | 4646.1147 | 5.5114 | 4640.6034 | 155.5057 | 4796.1091 | 174.8092 | 4970.9183 | 330.3149 | 0.53059
2010-04-29 | 9:00 | 4754.8718 | 163.2582 | 4918.13 | 178.1231 | 5096.2531 | 341.3813 | 4754.8718 | 2.2901 | 4752.5817 | 163.101 | 4915.6826 | 178.0572 | 5093.7399 | 341.1582 | 0.22314
2010-04-29 | 10:00 | 4717.882 | 160.728 | 4878.61 | 177.056 | 5055.666 | 337.784 | 4717.882 | 6.4598 | 4711.4223 | 160.2881 | 4871.7104 | 176.8691 | 5048.5795 | 337.1572 | 0.62675
2010-04-29 | 11:00 | 4673.7546 | 157.7354 | 4831.49 | 175.7759 | 5007.2659 | 333.5113 | 4673.7546 | 4.5084 | 4669.2462 | 157.4312 | 4826.6774 | 175.6447 | 5002.3221 | 333.0759 | 0.43538
2010-04-29 | 12:00 | 4644.7465 | 155.7835 | 4800.53 | 174.9303 | 4975.4603 | 330.7138 | 4644.7465 | 5.1923 | 4639.5542 | 155.4354 | 4794.9896 | 174.7786 | 4969.7681 | 330.2139 | 0.49982
2010-04-29 | 13:00 | 4620.8457 | 154.1843 | 4775.03 | 174.2311 | 4949.2611 | 328.4154 | 4620.8457 | 5.5671 | 4615.2786 | 153.8131 | 4769.0916 | 174.0679 | 4943.1595 | 327.8809 | 0.53448
2010-04-29 | 14:00 | 4604.4855 | 153.0945 | 4757.58 | 173.7512 | 4931.3312 | 326.8457 | 4604.4855 | 5.5756 | 4598.9099 | 152.724 | 4751.6339 | 173.5874 | 4925.2213 | 326.3113 | 0.53433
2010-04-29 | 15:00 | 4563.0204 | 150.3496 | 4713.37 | 172.5302 | 4885.9002 | 322.8797 | 4563.0204 | 5.2142 | 4557.8062 | 150.0061 | 4707.8124 | 172.3762 | 4880.1885 | 322.3823 | 0.49743
2010-04-29 | 16:00 | 4463.0371 | 143.8329 | 4606.87 | 169.5586 | 4776.4286 | 313.3915 | 4463.0371 | 6.7625 | 4456.2746 | 143.3974 | 4599.672 | 169.3562 | 4769.0282 | 312.7536 | 0.63793
2010-04-29 | 17:00 | 4498.3894 | 146.1206 | 4644.51 | 170.6137 | 4815.1237 | 316.7343 | 4498.3894 | 3.7263 | 4494.6631 | 145.8786 | 4640.5418 | 170.5027 | 4811.0445 | 316.3813 | 0.35297
2010-04-29 | 18:00 | 4502.4082 | 146.3818 | 4648.79 | 170.7333 | 4819.5233 | 317.1151 | 4502.4082 | 3.8288 | 4498.5794 | 146.1329 | 4644.7123 | 170.6194 | 4815.3317 | 316.7523 | 0.36284
2010-04-29 | 19:00 | 4495.901 | 145.959 | 4641.86 | 170.5396 | 4812.3996 | 316.4986 | 4495.901 | 6.7034 | 4489.1976 | 145.5241 | 4634.7217 | 170.3398 | 4805.0615 | 315.8639 | 0.63469
2010-04-29 | 20:00 | 4540.1066 | 148.8434 | 4688.95 | 171.8526 | 4860.8026 | 320.6959 | 4540.1066 | 0.25228 | 4539.8544 | 148.8268 | 4688.6812 | 171.8451 | 4860.5263 | 320.6719 | 0.024013
2010-04-29 | 21:00 | 4587.1651 | 151.9449 | 4739.11 | 173.242 | 4912.352 | 325.1868 | 4587.1651 | 0 | 4587.1651 | 151.9449 | 4739.11 | 173.242 | 4912.352 | 325.1868 | 0
2010-04-29 | 22:00 | 4496.671 | 146.009 | 4642.68 | 170.5625 | 4813.2425 | 316.5715 | 4496.671 | 0 | 4496.671 | 146.009 | 4642.68 | 170.5625 | 4813.2425 | 316.5715 | 0
2010-04-29 | 23:00 | 4176.3236 | 125.9464 | 4302.27 | 160.8229 | 4463.0929 | 286.7693 | 4176.3236 | 0 | 4176.3236 | 125.9464 | 4302.27 | 160.8229 | 4463.0929 | 286.7693 | 0
2010-04-29 | 24:00 | 3913.6769 | 110.6031 | 4024.28 | 152.5445 | 4176.8245 | 263.1476 | 3913.6769 | 0 | 3913.6769 | 110.6031 | 4024.28 | 152.5445 | 4176.8245 | 263.1476 | 0
2010-04-30 | 1:00 | 3676.5154 | 97.6046 | 3774.12 | 144.8453 | 3918.9653 | 242.4498 | 3676.5154 | 0 | 3676.5154 | 97.6046 | 3774.12 | 144.8453 | 3918.9653 | 242.4498 | 0
2010-04-30 | 2:00 | 3627.035 | 94.995 | 3722.03 | 143.2123 | 3865.2423 | 238.2074 | 3627.035 | 0 | 3627.035 | 94.995 | 3722.03 | 143.2123 | 3865.2423 | 238.2074 | 0
2010-04-30 | 3:00 | 3552.6419 | 91.1381 | 3643.78 | 140.7401 | 3784.5201 | 231.8782 | 3552.6419 | 0 | 3552.6419 | 91.1381 | 3643.78 | 140.7401 | 3784.5201 | 231.8782 | 0
2010-04-30 | 4:00 | 3524.5286 | 89.7014 | 3614.23 | 139.8005 | 3754.0305 | 229.5019 | 3524.5286 | 0 | 3524.5286 | 89.7014 | 3614.23 | 139.8005 | 3754.0305 | 229.5019 | 0
2010-04-30 | 5:00 | 3671.7674 | 97.3526 | 3769.12 | 144.689 | 3913.809 | 242.0416 | 3671.7674 | 0 | 3671.7674 | 97.3526 | 3769.12 | 144.689 | 3913.809 | 242.0416 | 0
2010-04-30 | 6:00 | 3966.0849 | 113.5851 | 4079.67 | 154.2173 | 4233.8873 | 267.8024 | 3966.0849 | 0 | 3966.0849 | 113.5851 | 4079.67 | 154.2173 | 4233.8873 | 267.8024 | 0
2010-04-30 | 7:00 | 4404.0255 | 140.0545 | 4544.08 | 167.7865 | 4711.8665 | 307.8409 | 4404.0255 | 0.17948 | 4403.846 | 140.0431 | 4543.8891 | 167.7811 | 4711.6702 | 307.8241 | 0.016825
2010-04-30 | 8:00 | 4682.8594 | 158.3506 | 4841.21 | 176.0407 | 5017.2507 | 334.3912 | 4682.8594 | 5.283 | 4677.5765 | 157.9935 | 4835.57 | 175.8871 | 5011.457 | 333.8806 | 0.51066
2010-04-30 | 9:00 | 4791.6654 | 165.7946 | 4957.46 | 179.1793 | 5136.6393 | 344.9739 | 4791.6654 | 7.1561 | 4784.5094 | 165.2997 | 4949.8091 | 178.9743 | 5128.7834 | 344.274 | 0.69984
2010-04-30 | 10:00 | 4692.5532 | 159.0068 | 4851.56 | 176.3222 | 5027.8822 | 335.329 | 4692.5532 | 4.8081 | 4687.7451 | 158.6811 | 4846.4263 | 176.1826 | 5022.6089 | 334.8637 | 0.46526
2010-04-30 | 11:00 | 4707.3302 | 160.0098 | 4867.34 | 176.7506 | 5044.0906 | 336.7604 | 4707.3302 | 17.0215 | 4690.3087 | 158.8547 | 4849.1635 | 176.257 | 5025.4205 | 335.1118 | 1.6487
2010-04-30 | 12:00 | 4768.4763 | 164.1937 | 4932.67 | 178.5143 | 5111.1843 | 342.708 | 4768.4763 | 17.881 | 4750.5953 | 162.9647 | 4913.56 | 178 | 5091.56 | 340.9647 | 1.7433
2010-04-30 | 13:00 | 4808.6481 | 166.9719 | 4975.62 | 179.665 | 5155.285 | 346.6369 | 4808.6481 | 25.8042 | 4782.8439 | 165.1847 | 4948.0286 | 178.9265 | 5126.9552 | 344.1112 | 2.5256
2010-04-30 | 14:00 | 4831.8527 | 168.5873 | 5000.44 | 180.3268 | 5180.7668 | 348.914 | 4831.8527 | 5.5603 | 4826.2924 | 168.1995 | 4994.4919 | 180.1684 | 5174.6603 | 348.3678 | 0.54617
2010-04-30 | 15:00 | 4815.1465 | 167.4235 | 4982.57 | 179.8505 | 5162.4205 | 347.274 | 4815.1465 | 18.6844 | 4796.4621 | 166.1267 | 4962.5888 | 179.3166 | 5141.9054 | 345.4433 | 1.8307
2010-04-30 | 16:00 | 4761.5527 | 163.7173 | 4925.27 | 178.3153 | 5103.5853 | 342.0326 | 4761.5527 | 4.6795 | 4756.8732 | 163.3957 | 4920.2688 | 178.1807 | 5098.4496 | 341.5764 | 0.45622
2010-04-30 | 17:00 | 4778.2804 | 164.8696 | 4943.15 | 178.7957 | 5121.9457 | 343.6653 | 4778.2804 | 22.5135 | 4755.7669 | 163.3197 | 4919.0865 | 178.1489 | 5097.2354 | 341.4685 | 2.1967
2010-04-30 | 18:00 | 4783.8648 | 165.2552 | 4949.12 | 178.9558 | 5128.0758 | 344.211 | 4783.8648 | 9.6025 | 4774.2623 | 164.5924 | 4938.8547 | 178.6804 | 5117.5351 | 343.2728 | 0.93818
2010-04-30 | 19:00 | 4804.4028 | 166.6772 | 4971.08 | 179.5437 | 5150.6237 | 346.2209 | 4804.4028 | 5.6919 | 4798.7109 | 166.2825 | 4964.9934 | 179.3809 | 5144.3743 | 345.6634 | 0.55745
2010-04-30 | 20:00 | 4939.2548 | 176.1652 | 5115.42 | 183.3622 | 5298.7822 | 359.5274 | 4939.2548 | 1.3851 | 4937.8696 | 176.0664 | 5113.9361 | 183.3234 | 5297.2594 | 359.3898 | 0.13765
2010-04-30 | 21:00 | 4864.8989 | 170.9011 | 5035.8 | 181.2656 | 5217.0656 | 352.1667 | 4864.8989 | 0 | 4864.8989 | 170.9011 | 5035.8 | 181.2656 | 5217.0656 | 352.1667 | 0
2010-04-30 | 22:00 | 4594.4051 | 152.4249 | 4746.83 | 173.455 | 4920.285 | 325.8799 | 4594.4051 | 0 | 4594.4051 | 152.4249 | 4746.83 | 173.455 | 4920.285 | 325.8799 | 0
2010-04-30 | 23:00 | 4289.3823 | 132.8577 | 4422.24 | 164.3054 | 4586.5454 | 297.1631 | 4289.3823 | 0 | 4289.3823 | 132.8577 | 4422.24 | 164.3054 | 4586.5454 | 297.1631 | 0
2010-04-30 | 24:00 | 4002.0458 | 115.6542 | 4117.7 | 155.359 | 4273.059 | 271.0133 | 4002.0458 | 0 | 4002.0458 | 115.6542 | 4117.7 | 155.359 | 4273.059 | 271.0133 | 0
2010-05-01 | 1:00 | 3763.7961 | 102.2939 | 3866.09 | 147.7033 | 4013.7933 | 249.9972 | 3763.7961 | 0 | 3763.7961 | 102.2939 | 3866.09 | 147.7033 | 4013.7933 | 249.9972 | 0
2010-05-01 | 2:00 | 3653.38 | 96.38 | 3749.76 | 144.0829 | 3893.8429 | 240.4629 | 3653.38 | 0 | 3653.38 | 96.38 | 3749.76 | 144.0829 | 3893.8429 | 240.4629 | 0
2010-05-01 | 3:00 | 3593.5794 | 93.2506 | 3686.83 | 142.1031 | 3828.9331 | 235.3537 | 3593.5794 | 0 | 3593.5794 | 93.2506 | 3686.83 | 142.1031 | 3828.9331 | 235.3537 | 0
2010-05-01 | 4:00 | 3594.4254 | 93.2946 | 3687.72 | 142.1312 | 3829.8512 | 235.4257 | 3594.4254 | 0 | 3594.4254 | 93.2946 | 3687.72 | 142.1312 | 3829.8512 | 235.4257 | 0
2010-05-01 | 5:00 | 3699.71 | 98.84 | 3798.55 | 145.6076 | 3944.1576 | 244.4476 | 3699.71 | 0 | 3699.71 | 98.84 | 3798.55 | 145.6076 | 3944.1576 | 244.4476 | 0
2010-05-01 | 6:00 | 3954.3368 | 112.9132 | 4067.25 | 153.8432 | 4221.0932 | 266.7564 | 3954.3368 | 0 | 3954.3368 | 112.9132 | 4067.25 | 153.8432 | 4221.0932 | 266.7564 | 0
2010-05-01 | 7:00 | 4214.6136 | 128.2664 | 4342.88 | 162.0078 | 4504.8878 | 290.2742 | 4214.6136 | 0.45027 | 4214.1633 | 128.239 | 4342.4023 | 161.9939 | 4504.3962 | 290.2329 | 0.041307
2010-05-01 | 8:00 | 4504.3612 | 146.5088 | 4650.87 | 170.7915 | 4821.6615 | 317.3003 | 4504.3612 | 4.9538 | 4499.4074 | 146.1867 | 4645.5941 | 170.644 | 4816.2382 | 316.8308 | 0.46952
2010-05-01 | 9:00 | 4534.4944 | 148.4756 | 4682.97 | 171.6863 | 4854.6563 | 320.1619 | 4534.4944 | 15.8002 | 4518.6942 | 147.4427 | 4666.1369 | 171.2175 | 4837.3544 | 318.6602 | 1.5017
2010-05-01 | 10:00 | 4564.8968 | 150.4732 | 4715.37 | 172.5856 | 4887.9556 | 323.0588 | 4564.8968 | 27.539 | 4537.3578 | 148.6632 | 4686.021 | 171.7712 | 4857.7921 | 320.4343 | 2.6245
2010-05-01 | 11:00 | 4591.0759 | 152.2041 | 4743.28 | 173.357 | 4916.637 | 325.5611 | 4591.0759 | 34.8685 | 4556.2075 | 149.9009 | 4706.1084 | 172.3289 | 4878.4373 | 322.2299 | 3.3313
2010-05-01 | 12:00 | 4538.6239 | 148.7461 | 4687.37 | 171.8087 | 4859.1787 | 320.5548 | 4538.6239 | 41.6722 | 4496.9517 | 146.0272 | 4642.9789 | 170.5709 | 4813.5497 | 316.5981 | 3.9567
2010-05-01 | 13:00 | 4521.7949 | 147.6451 | 4669.44 | 171.3096 | 4840.7496 | 318.9547 | 4521.7949 | 37.1762 | 4484.6186 | 145.2273 | 4629.846 | 170.2033 | 4800.0493 | 315.4306 | 3.5241
2010-05-01 | 14:00 | 4508.3327 | 146.7673 | 4655.1 | 170.9096 | 4826.0096 | 317.6769 | 4508.3327 | 7.2994 | 4501.0333 | 146.2924 | 4647.3257 | 170.6924 | 4818.0181 | 316.9848 | 0.69206
2010-05-01 | 15:00 | 4439.284 | 142.306 | 4581.59 | 168.8469 | 4750.4369 | 311.1529 | 4439.284 | 5.1913 | 4434.0927 | 141.9734 | 4576.066 | 168.6911 | 4744.7571 | 310.6644 | 0.48846
2010-05-01 | 16:00 | 4359.249 | 137.221 | 4496.47 | 166.4329 | 4662.9029 | 303.6539 | 4359.249 | 12.5028 | 4346.7462 | 136.435 | 4483.1812 | 166.0535 | 4649.2347 | 302.4886 | 1.1653
2010-05-01 | 17:00 | 4423.0715 | 141.2685 | 4564.34 | 168.3599 | 4732.6999 | 309.6284 | 4423.0715 | 6.666 | 4416.4055 | 140.843 | 4557.2485 | 168.1593 | 4725.4078 | 309.0023 | 0.62603
2010-05-01 | 18:00 | 4414.2072 | 140.7028 | 4554.91 | 168.0932 | 4723.0032 | 308.796 | 4414.2072 | 6.6322 | 4407.575 | 140.2803 | 4547.8554 | 167.8934 | 4715.7488 | 308.1738 | 0.62222
2010-05-01 | 19:00 | 4371.6285 | 138.0015 | 4509.63 | 166.8079 | 4676.4379 | 304.8094 | 4371.6285 | 7.7537 | 4363.8747 | 137.5124 | 4501.3872 | 166.5731 | 4667.9602 | 304.0855 | 0.72391
2010-05-01 | 20:00 | 4402.8785 | 139.9815 | 4542.86 | 167.7519 | 4710.6119 | 307.7334 | 4402.8785 | 1.55 | 4401.3285 | 139.883 | 4541.2115 | 167.7052 | 4708.9167 | 307.5882 | 0.14527
2010-05-01 | 21:00 | 4456.7143 | 143.4257 | 4600.14 | 169.3693 | 4769.5093 | 312.795 | 4456.7143 | 0.00024481 | 4456.7141 | 143.4257 | 4600.1397 | 169.3693 | 4769.5091 | 312.795 | 2.3086e-05
2010-05-01 | 22:00 | 4317.448 | 134.602 | 4452.05 | 165.1623 | 4617.2123 | 299.7643 | 4317.448 | 0 | 4317.448 | 134.602 | 4452.05 | 165.1623 | 4617.2123 | 299.7643 | 0
2010-05-01 | 23:00 | 4197.9367 | 127.2533 | 4325.19 | 161.4924 | 4486.6824 | 288.7457 | 4197.9367 | 0 | 4197.9367 | 127.2533 | 4325.19 | 161.4924 | 4486.6824 | 288.7457 | 0
2010-05-01 | 24:00 | 3918.3146 | 110.8654 | 4029.18 | 152.6929 | 4181.8729 | 263.5583 | 3918.3146 | 0 | 3918.3146 | 110.8654 | 4029.18 | 152.6929 | 4181.8729 | 263.5583 | 0
2010-05-02 | 1:00 | 3719.4334 | 99.8966 | 3819.33 | 146.2542 | 3965.5842 | 246.1508 | 3719.4334 | 0 | 3719.4334 | 99.8966 | 3819.33 | 146.2542 | 3965.5842 | 246.1508 | 0
2010-05-02 | 2:00 | 3619.7464 | 94.6136 | 3714.36 | 142.971 | 3857.331 | 237.5846 | 3619.7464 | 0 | 3619.7464 | 94.6136 | 3714.36 | 142.971 | 3857.331 | 237.5846 | 0
2010-05-02 | 3:00 | 3571.1022 | 92.0878 | 3663.19 | 141.3555 | 3804.5455 | 233.4432 | 3571.1022 | 0 | 3571.1022 | 92.0878 | 3663.19 | 141.3555 | 3804.5455 | 233.4432 | 0
2010-05-02 | 4:00 | 3547.3435 | 90.8665 | 3638.21 | 140.5632 | 3778.7732 | 231.4297 | 3547.3435 | 0 | 3547.3435 | 90.8665 | 3638.21 | 140.5632 | 3778.7732 | 231.4297 | 0
2010-05-02 | 5:00 | 3656.7995 | 96.5605 | 3753.36 | 144.1957 | 3897.5557 | 240.7562 | 3656.7995 | 0 | 3656.7995 | 96.5605 | 3753.36 | 144.1957 | 3897.5557 | 240.7562 | 0
2010-05-02 | 6:00 | 3903.8232 | 110.0468 | 4013.87 | 152.2288 | 4166.0988 | 262.2756 | 3903.8232 | 0 | 3903.8232 | 110.0468 | 4013.87 | 152.2288 | 4166.0988 | 262.2756 | 0
2010-05-02 | 7:00 | 4147.1189 | 124.1911 | 4271.31 | 159.9154 | 4431.2254 | 284.1064 | 4147.1189 | 0.64381 | 4146.4751 | 124.1525 | 4270.6276 | 159.8953 | 4430.523 | 284.0478 | 0.058599
2010-05-02 | 8:00 | 4519.1946 | 147.4754 | 4666.67 | 171.2324 | 4837.9024 | 318.7078 | 4519.1946 | 4.9723 | 4514.2223 | 147.151 | 4661.3733 | 171.0847 | 4832.458 | 318.2357 | 0.47206
2010-05-02 | 9:00 | 4718.2097 | 160.7503 | 4878.96 | 177.0655 | 5056.0255 | 337.8158 | 4718.2097 | 15.8435 | 4702.3662 | 159.6725 | 4862.0387 | 176.6068 | 5038.6455 | 336.2793 | 1.5365
2010-05-02 | 10:00 | 4751.3253 | 163.0147 | 4914.34 | 178.021 | 5092.361 | 341.0358 | 4751.3253 | 27.4822 | 4723.8431 | 161.1344 | 4884.9775 | 177.2283 | 5062.2058 | 338.3627 | 2.6731
2010-05-02 | 11:00 | 4754.7127 | 163.2473 | 4917.96 | 178.1186 | 5096.0786 | 341.3658 | 4754.7127 | 35.3022 | 4719.4105 | 160.8321 | 4880.2427 | 177.1002 | 5057.3429 | 337.9323 | 3.4335
2010-05-02 | 12:00 | 4721.9357 | 161.0043 | 4882.94 | 177.1732 | 5060.1132 | 338.1775 | 4721.9357 | 42.3438 | 4679.5919 | 158.1296 | 4837.7215 | 175.9457 | 5013.6672 | 334.0753 | 4.1022
2010-05-02 | 13:00 | 4642.1038 | 155.6062 | 4797.71 | 174.8531 | 4972.5631 | 330.4593 | 4642.1038 | 34.0974 | 4608.0063 | 153.3287 | 4761.335 | 173.8545 | 4935.1896 | 327.1832 | 3.2761
2010-05-02 | 14:00 | 4588.7782 | 152.0518 | 4740.83 | 173.2894 | 4914.1194 | 325.3412 | 4588.7782 | 41.7126 | 4547.0657 | 149.3 | 4696.3657 | 172.0586 | 4868.4243 | 321.3586 | 3.9826
2010-05-02 | 15:00 | 4513.4775 | 147.1025 | 4660.58 | 171.0626 | 4831.6426 | 318.165 | 4513.4775 | 42.4315 | 4471.046 | 144.3496 | 4615.3956 | 169.798 | 4785.1936 | 314.1476 | 4.0174
2010-05-02 | 16:00 | 4380.3287 | 138.5513 | 4518.88 | 167.0711 | 4685.9511 | 305.6224 | 4380.3287 | 22.2898 | 4358.0389 | 137.1449 | 4495.1837 | 166.3962 | 4661.5799 | 303.541 | 2.0814
2010-05-02 | 17:00 | 4353.9616 | 136.8884 | 4490.85 | 166.2725 | 4657.1225 | 303.1609 | 4353.9616 | 8.0823 | 4345.8793 | 136.3806 | 4482.2599 | 166.0272 | 4648.2871 | 302.4078 | 0.75306
2010-05-02 | 18:00 | 4358.835 | 137.195 | 4496.03 | 166.4203 | 4662.4503 | 303.6153 | 4358.835 | 12.4276 | 4346.4074 | 136.4138 | 4482.8212 | 166.0432 | 4648.8644 | 302.457 | 1.1583
2010-05-02 | 19:00 | 4370.9418 | 137.9582 | 4508.9 | 166.7871 | 4675.6871 | 304.7453 | 4370.9418 | 7.9954 | 4362.9465 | 137.4539 | 4500.4004 | 166.5449 | 4666.9453 | 303.9989 | 0.7464
2010-05-02 | 20:00 | 4444.6028 | 142.6472 | 4587.25 | 169.0064 | 4756.2564 | 311.6536 | 4444.6028 | 1.5758 | 4443.027 | 142.5461 | 4585.5731 | 168.9592 | 4754.5323 | 311.5052 | 0.14839
2010-05-02 | 21:00 | 4516.4347 | 147.2953 | 4663.73 | 171.1504 | 4834.8804 | 318.4457 | 4516.4347 | 0.00035735 | 4516.4344 | 147.2953 | 4663.7296 | 171.1504 | 4834.88 | 318.4457 | 3.3925e-05
2010-05-02 | 22:00 | 4465.6487 | 144.0013 | 4609.65 | 169.6367 | 4779.2867 | 313.638 | 4465.6487 | 0 | 4465.6487 | 144.0013 | 4609.65 | 169.6367 | 4779.2867 | 313.638 | 0
2010-05-02 | 23:00 | 4186.4614 | 126.5586 | 4313.02 | 161.1372 | 4474.1572 | 287.6957 | 4186.4614 | 0 | 4186.4614 | 126.5586 | 4313.02 | 161.1372 | 4474.1572 | 287.6957 | 0
2010-05-02 | 24:00 | 3815.7714 | 105.1386 | 3920.91 | 149.3917 | 4070.3017 | 254.5303 | 3815.7714 | 0 | 3815.7714 | 105.1386 | 3920.91 | 149.3917 | 4070.3017 | 254.5303 | 0
2010-05-03 | 1:00 | 3662.8307 | 96.8793 | 3759.71 | 144.3946 | 3904.1046 | 241.2739 | 3662.8307 | 0 | 3662.8307 | 96.8793 | 3759.71 | 144.3946 | 3904.1046 | 241.2739 | 0
2010-05-03 | 2:00 | 3620.8487 | 94.6713 | 3715.52 | 143.0075 | 3858.5275 | 237.6788 | 3620.8487 | 0 | 3620.8487 | 94.6713 | 3715.52 | 143.0075 | 3858.5275 | 237.6788 | 0
2010-05-03 | 3:00 | 3517.5723 | 89.3477 | 3606.92 | 139.5675 | 3746.4875 | 228.9152 | 3517.5723 | 0 | 3517.5723 | 89.3477 | 3606.92 | 139.5675 | 3746.4875 | 228.9152 | 0
2010-05-03 | 4:00 | 3511.3958 | 89.0342 | 3600.43 | 139.3605 | 3739.7905 | 228.3947 | 3511.3958 | 0 | 3511.3958 | 89.0342 | 3600.43 | 139.3605 | 3739.7905 | 228.3947 | 0
2010-05-03 | 5:00 | 3628.6218 | 95.0782 | 3723.7 | 143.2648 | 3866.9648 | 238.343 | 3628.6218 | 0 | 3628.6218 | 95.0782 | 3723.7 | 143.2648 | 3866.9648 | 238.343 | 0
2010-05-03 | 6:00 | 3904.571 | 110.089 | 4014.66 | 152.2528 | 4166.9128 | 262.3418 | 3904.571 | 0 | 3904.571 | 110.089 | 4014.66 | 152.2528 | 4166.9128 | 262.3418 | 0
2010-05-03 | 7:00 | 4293.6761 | 133.1239 | 4426.8 | 164.4367 | 4591.2367 | 297.5605 | 4293.6761 | 0.35299 | 4293.3232 | 133.102 | 4426.4251 | 164.4259 | 4590.851 | 297.5278 | 0.032678
2010-05-03 | 8:00 | 4499.0561 | 146.1639 | 4645.22 | 170.6336 | 4815.8536 | 316.7975 | 4499.0561 | 3.3968 | 4495.6592 | 145.9433 | 4641.6025 | 170.5324 | 4812.1349 | 316.4757 | 0.32179
2010-05-03 | 9:00 | 4522.7524 | 147.7076 | 4670.46 | 171.338 | 4841.798 | 319.0457 | 4522.7524 | 10.4223 | 4512.33 | 147.0277 | 4659.3577 | 171.0285 | 4830.3861 | 318.0561 | 0.98956
2010-05-03 | 10:00 | 4430.5908 | 141.7492 | 4572.34 | 168.5859 | 4740.9259 | 310.3351 | 4430.5908 | 4.0224 | 4426.5684 | 141.4919 | 4568.0604 | 168.465 | 4736.5254 | 309.957 | 0.37813
2010-05-03 | 11:00 | 4392.6576 | 139.3324 | 4531.99 | 167.4436 | 4699.4336 | 306.7759 | 4392.6576 | 7.3432 | 4385.3145 | 138.8669 | 4524.1814 | 167.2218 | 4691.4032 | 306.0887 | 0.68723
2010-05-03 | 12:00 | 4385.5201 | 138.8799 | 4524.4 | 167.228 | 4691.628 | 306.1079 | 4385.5201 | 8.2496 | 4377.2705 | 138.3579 | 4515.6284 | 166.9786 | 4682.607 | 305.3365 | 0.7714
2010-05-03 | 13:00 | 4379.2847 | 138.4853 | 4517.77 | 167.0395 | 4684.8095 | 305.5248 | 4379.2847 | 11.3493 | 4367.9354 | 137.7684 | 4505.7039 | 166.6961 | 4672.3999 | 304.4645 | 1.0603
2010-05-03 | 14:00 | 4272.9672 | 131.8428 | 4404.81 | 163.8028 | 4568.6128 | 295.6456 | 4272.9672 | 10.3069 | 4262.6603 | 131.2075 | 4393.8678 | 163.4867 | 4557.3545 | 294.6942 | 0.95137
2010-05-03 | 15:00 | 4252.535 | 130.585 | 4383.12 | 163.1758 | 4546.2958 | 293.7607 | 4252.535 | 7.3613 | 4245.1738 | 130.1333 | 4375.307 | 162.9495 | 4538.2565 | 293.0827 | 0.678
2010-05-03 | 16:00 | 4197.6633 | 127.2367 | 4324.9 | 161.484 | 4486.384 | 288.7207 | 4197.6633 | 5.3952 | 4192.2681 | 126.9099 | 4319.178 | 161.317 | 4480.495 | 288.2269 | 0.49383
2010-05-03 | 17:00 | 4206.45 | 127.77 | 4334.22 | 161.7556 | 4495.9756 | 289.5256 | 4206.45 | 6.2476 | 4200.2025 | 127.3907 | 4327.5932 | 161.5625 | 4489.1557 | 288.9532 | 0.5724
2010-05-03 | 18:00 | 4280.5018 | 132.3082 | 4412.81 | 164.0336 | 4576.8436 | 296.3418 | 4280.5018 | 19.5009 | 4261.0009 | 131.1054 | 4392.1063 | 163.4358 | 4555.5421 | 294.5412 | 1.8006
2010-05-03 | 19:00 | 4229.5527 | 129.1773 | 4358.73 | 162.4686 | 4521.1986 | 291.6459 | 4229.5527 | 1.4945 | 4228.0582 | 129.086 | 4357.1442 | 162.4225 | 4519.5667 | 291.5086 | 0.13733
2010-05-03 | 20:00 | 4246.8066 | 130.2334 | 4377.04 | 162.9997 | 4540.0397 | 293.2331 | 4246.8066 | 0.29025 | 4246.5164 | 130.2156 | 4376.7319 | 162.9908 | 4539.7227 | 293.2063 | 0.026726
2010-05-03 | 21:00 | 4280.0968 | 132.2832 | 4412.38 | 164.0212 | 4576.4012 | 296.3044 | 4280.0968 | 0 | 4280.0968 | 132.2832 | 4412.38 | 164.0212 | 4576.4012 | 296.3044 | 0
2010-05-03 | 22:00 | 4210.7016 | 128.0284 | 4338.73 | 161.887 | 4500.617 | 289.9154 | 4210.7016 | 0 | 4210.7016 | 128.0284 | 4338.73 | 161.887 | 4500.617 | 289.9154 | 0
2010-05-03 | 23:00 | 4030.0798 | 117.2802 | 4147.36 | 156.2458 | 4303.6058 | 273.5259 | 4030.0798 | 0 | 4030.0798 | 117.2802 | 4147.36 | 156.2458 | 4303.6058 | 273.5259 | 0
2010-05-03 | 24:00 | 3783.5686 | 103.3714 | 3886.94 | 148.3468 | 4035.2868 | 251.7182 | 3783.5686 | 0 | 3783.5686 | 103.3714 | 3886.94 | 148.3468 | 4035.2868 | 251.7182 | 0
2010-05-04 | 1:00 | 3483.5998 | 87.6302 | 3571.23 | 138.4273 | 3709.6573 | 226.0575 | 3483.5998 | 0 | 3483.5998 | 87.6302 | 3571.23 | 138.4273 | 3709.6573 | 226.0575 | 0
2010-05-04 | 2:00 | 3378.6026 | 82.4274 | 3461.03 | 134.8761 | 3595.9061 | 217.3035 | 3378.6026 | 0 | 3378.6026 | 82.4274 | 3461.03 | 134.8761 | 3595.9061 | 217.3035 | 0
2010-05-04 | 3:00 | 3306.1595 | 78.9305 | 3385.09 | 132.4023 | 3517.4923 | 211.3328 | 3306.1595 | 0 | 3306.1595 | 78.9305 | 3385.09 | 132.4023 | 3517.4923 | 211.3328 | 0
2010-05-04 | 4:00 | 3279.8029 | 77.6771 | 3357.48 | 131.4975 | 3488.9775 | 209.1746 | 3279.8029 | 0 | 3279.8029 | 77.6771 | 3357.48 | 131.4975 | 3488.9775 | 209.1746 | 0
2010-05-04 | 5:00 | 3309.3472 | 79.0828 | 3388.43 | 132.5116 | 3520.9416 | 211.5944 | 3309.3472 | 0 | 3309.3472 | 79.0828 | 3388.43 | 132.5116 | 3520.9416 | 211.5944 | 0
2010-05-04 | 6:00 | 3433.3115 | 85.1185 | 3518.43 | 136.7315 | 3655.1615 | 221.85 | 3433.3115 | 0 | 3433.3115 | 85.1185 | 3518.43 | 136.7315 | 3655.1615 | 221.85 | 0
2010-05-04 | 7:00 | 3453.8501 | 86.1399 | 3539.99 | 137.4252 | 3677.4152 | 223.5651 | 3453.8501 | 0.20458 | 3453.6455 | 86.1297 | 3539.7752 | 137.4183 | 3677.1935 | 223.548 | 0.017106
2010-05-04 | 8:00 | 3542.3872 | 90.6128 | 3633 | 140.3977 | 3773.3977 | 231.0105 | 3542.3872 | 5.0688 | 3537.3184 | 90.3536 | 3627.672 | 140.2283 | 3767.9003 | 230.5819 | 0.42852
2010-05-04 | 9:00 | 3660.0858 | 96.7342 | 3756.82 | 144.3041 | 3901.1241 | 241.0382 | 3660.0858 | 14.0651 | 3646.0207 | 95.9921 | 3742.0129 | 143.84 | 3885.8528 | 239.8321 | 1.2061
2010-05-04 | 10:00 | 3615.3273 | 94.3827 | 3709.71 | 142.8246 | 3852.5346 | 237.2074 | 3615.3273 | 27.103 | 3588.2243 | 92.9729 | 3681.1972 | 141.9251 | 3823.1224 | 234.8981 | 2.3093
2010-05-04 | 11:00 | 3613.6831 | 94.2969 | 3707.98 | 142.7701 | 3850.7501 | 237.0671 | 3613.6831 | 35.445 | 3578.2381 | 92.4562 | 3670.6943 | 141.593 | 3812.2873 | 234.0492 | 3.0179
2010-05-04 | 12:00 | 3605.4712 | 93.8688 | 3699.34 | 142.4978 | 3841.8378 | 236.3667 | 3605.4712 | 39.668 | 3565.8031 | 91.8147 | 3657.6178 | 141.179 | 3798.7968 | 232.9936 | 3.373
2010-05-04 | 13:00 | 3569.0481 | 91.9819 | 3661.03 | 141.2871 | 3802.3171 | 233.2689 | 3569.0481 | 40.2823 | 3528.7658 | 89.9173 | 3618.6831 | 139.9423 | 3758.6253 | 229.8595 | 3.4094
2010-05-04 | 14:00 | 3553.3362 | 91.1738 | 3644.51 | 140.7633 | 3785.2733 | 231.937 | 3553.3362 | 39.1652 | 3514.1711 | 89.175 | 3603.3461 | 139.4535 | 3742.7996 | 228.6285 | 3.3085
2010-05-04 | 15:00 | 3546.24 | 90.81 | 3637.05 | 140.5264 | 3777.5764 | 231.3364 | 3546.24 | 8.5686 | 3537.6714 | 90.3717 | 3628.0431 | 140.2401 | 3768.2832 | 230.6118 | 0.72459
2010-05-04 | 16:00 | 3533.0731 | 90.1369 | 3623.21 | 140.0863 | 3763.2963 | 230.2232 | 3533.0731 | 13.4009 | 3519.6722 | 89.4544 | 3609.1266 | 139.6378 | 3748.7645 | 229.0923 | 1.131
2010-05-04 | 17:00 | 3614.624 | 94.346 | 3708.97 | 142.8013 | 3851.7713 | 237.1473 | 3614.624 | 14.539 | 3600.085 | 93.5886 | 3693.6736 | 142.3191 | 3835.9927 | 235.9077 | 1.2397
2010-05-04 | 18:00 | 3750.7444 | 101.5856 | 3852.33 | 147.2777 | 3999.6077 | 248.8634 | 3750.7444 | 5.1634 | 3745.5809 | 101.3061 | 3846.887 | 147.1092 | 3993.9963 | 248.4153 | 0.44804
2010-05-04 | 19:00 | 3919.545 | 110.935 | 4030.48 | 152.7323 | 4183.2123 | 263.6673 | 3919.545 | 4.3867 | 3915.1583 | 110.6868 | 4025.8451 | 152.5919 | 4178.437 | 263.2787 | 0.38856
2010-05-04 | 20:00 | 4015.204 | 116.416 | 4131.62 | 155.7756 | 4287.3956 | 272.1916 | 4015.204 | 0.27895 | 4014.9251 | 116.3998 | 4131.3249 | 155.7668 | 4287.0917 | 272.1666 | 0.024999
2010-05-04 | 21:00 | 4018.4176 | 116.6024 | 4135.02 | 155.8772 | 4290.8972 | 272.4796 | 4018.4176 | 0 | 4018.4176 | 116.6024 | 4135.02 | 155.8772 | 4290.8972 | 272.4796 | 0
2010-05-04 | 22:00 | 3977.0935 | 114.2165 | 4091.31 | 154.5673 | 4245.8773 | 268.7838 | 3977.0935 | 0 | 3977.0935 | 114.2165 | 4091.31 | 154.5673 | 4245.8773 | 268.7838 | 0
2010-05-04 | 23:00 | 3738.8952 | 100.9448 | 3839.84 | 146.8908 | 3986.7308 | 247.8356 | 3738.8952 | 0 | 3738.8952 | 100.9448 | 3839.84 | 146.8908 | 3986.7308 | 247.8356 | 0
2010-05-04 | 24:00 | 3523.9862 | 89.6738 | 3613.66 | 139.7823 | 3753.4423 | 229.4561 | 3523.9862 | 0 | 3523.9862 | 89.6738 | 3613.66 | 139.7823 | 3753.4423 | 229.4561 | 0
2010-05-05 | 1:00 | 3365.5865 | 81.7935 | 3447.38 | 134.4331 | 3581.8131 | 216.2266 | 3365.5865 | 0 | 3365.5865 | 81.7935 | 3447.38 | 134.4331 | 3581.8131 | 216.2266 | 0
2010-05-05 | 2:00 | 3252.3479 | 76.3821 | 3328.73 | 130.5523 | 3459.2823 | 206.9343 | 3252.3479 | 0 | 3252.3479 | 76.3821 | 3328.73 | 130.5523 | 3459.2823 | 206.9343 | 0
2010-05-05 | 3:00 | 3198.5538 | 73.8762 | 3272.43 | 128.6922 | 3401.1222 | 202.5684 | 3198.5538 | 0 | 3198.5538 | 73.8762 | 3272.43 | 128.6922 | 3401.1222 | 202.5684 | 0
2010-05-05 | 4:00 | 3136.0719 | 71.0181 | 3207.09 | 126.5184 | 3333.6084 | 197.5366 | 3136.0719 | 0 | 3136.0719 | 71.0181 | 3207.09 | 126.5184 | 3333.6084 | 197.5366 | 0
2010-05-05 | 5:00 | 3176.0305 | 72.8395 | 3248.87 | 127.9102 | 3376.7802 | 200.7497 | 3176.0305 | 0 | 3176.0305 | 72.8395 | 3248.87 | 127.9102 | 3376.7802 | 200.7497 | 0
2010-05-05 | 6:00 | 3214.3904 | 74.6096 | 3289 | 129.2409 | 3418.2409 | 203.8505 | 3214.3904 | 0 | 3214.3904 | 74.6096 | 3289 | 129.2409 | 3418.2409 | 203.8505 | 0
2010-05-05 | 7:00 | 3259.3679 | 76.7121 | 3336.08 | 130.7942 | 3466.8742 | 207.5063 | 3259.3679 | 0.34625 | 3259.0216 | 76.6958 | 3335.7175 | 130.7823 | 3466.4997 | 207.4781 | 0.028227
2010-05-05 | 8:00 | 3393.7899 | 83.1701 | 3476.96 | 135.3923 | 3612.3523 | 218.5624 | 3393.7899 | 5.1909 | 3388.5989 | 82.9159 | 3471.5148 | 135.216 | 3606.7308 | 218.1318 | 0.43056
2010-05-05 | 9:00 | 3472.1261 | 87.0539 | 3559.18 | 138.0412 | 3697.2212 | 225.0951 | 3472.1261 | 16.5679 | 3455.5582 | 86.2251 | 3541.7833 | 137.4828 | 3679.2661 | 223.708 | 1.3871
2010-05-05 | 10:00 | 3519.1425 | 89.4275 | 3608.57 | 139.6201 | 3748.1901 | 229.0476 | 3519.1425 | 12.8856 | 3506.2569 | 88.7738 | 3595.0307 | 139.1882 | 3734.2189 | 227.962 | 1.0856
2010-05-05 | 11:00 | 3514.7173 | 89.2027 | 3603.92 | 139.4718 | 3743.3918 | 228.6746 | 3514.7173 | 5.0341 | 3509.6832 | 88.9474 | 3598.6306 | 139.3031 | 3737.9337 | 228.2505 | 0.42409
2010-05-05 | 12:00 | 3476.0016 | 87.2484 | 3563.25 | 138.1716 | 3701.4216 | 225.42 | 3476.0016 | 7.952 | 3468.0496 | 86.8496 | 3554.8993 | 137.9039 | 3692.8032 | 224.7535 | 0.66648
2010-05-05 | 13:00 | 3413.8441 | 84.1559 | 3498 | 136.0726 | 3634.0726 | 220.2285 | 3413.8441 | 10.6359 | 3403.2082 | 83.6324 | 3486.8406 | 135.712 | 3622.5525 | 219.3443 | 0.88416
2010-05-05 | 14:00 | 3430.0054 | 84.9546 | 3514.96 | 136.6197 | 3651.5797 | 221.5743 | 3430.0054 | 5.8293 | 3424.1761 | 84.6661 | 3508.8422 | 136.4225 | 3645.2647 | 221.0886 | 0.48575
2010-05-05 | 15:00 | 3440.7141 | 85.4859 | 3526.2 | 136.9817 | 3663.1817 | 222.4676 | 3440.7141 | 11.4588 | 3429.2553 | 84.9175 | 3514.1727 | 136.5943 | 3650.7671 | 221.5118 | 0.95583
2010-05-05 | 16:00 | 3526.6695 | 89.8105 | 3616.48 | 139.8721 | 3756.3521 | 229.6826 | 3526.6695 | 18.0898 | 3508.5798 | 88.8915 | 3597.4712 | 139.2661 | 3736.7373 | 228.1576 | 1.525
2010-05-05 | 17:00 | 3659.1075 | 96.6825 | 3755.79 | 144.2718 | 3900.0618 | 240.9543 | 3659.1075 | 20.7714 | 3638.3361 | 95.5879 | 3733.924 | 143.5861 | 3877.5101 | 239.174 | 1.7803
2010-05-05 | 18:00 | 3841.2715 | 106.5485 | 3947.82 | 150.2163 | 4098.0363 | 256.7648 | 3841.2715 | 10.1932 | 3831.0783 | 105.9838 | 3937.0621 | 149.887 | 4086.9491 | 255.8708 | 0.89407
2010-05-05 | 19:00 | 3971.0409 | 113.8691 | 4084.91 | 154.3749 | 4239.2849 | 268.244 | 3971.0409 | 1.7539 | 3969.287 | 113.7686 | 4083.0555 | 154.3191 | 4237.3747 | 268.0877 | 0.15634
2010-05-05 | 20:00 | 4028.4922 | 117.1878 | 4145.68 | 156.1956 | 4301.8756 | 273.3834 | 4028.4922 | 0.44768 | 4028.0445 | 117.1618 | 4145.2063 | 156.1815 | 4301.3878 | 273.3432 | 0.040184
2010-05-05 | 21:00 | 4097.399 | 121.231 | 4218.63 | 158.3628 | 4376.9928 | 279.5939 | 4097.399 | 0 | 4097.399 | 121.231 | 4218.63 | 158.3628 | 4376.9928 | 279.5939 | 0
2010-05-05 | 22:00 | 3999.2569 | 115.4931 | 4114.75 | 155.2707 | 4270.0207 | 270.7638 | 3999.2569 | 0 | 3999.2569 | 115.4931 | 4114.75 | 155.2707 | 4270.0207 | 270.7638 | 0
2010-05-05 | 23:00 | 3737.3297 | 100.8603 | 3838.19 | 146.8397 | 3985.0297 | 247.7 | 3737.3297 | 0 | 3737.3297 | 100.8603 | 3838.19 | 146.8397 | 3985.0297 | 247.7 | 0
2010-05-05 | 24:00 | 3508.3692 | 88.8808 | 3597.25 | 139.259 | 3736.509 | 228.1398 | 3508.3692 | 0 | 3508.3692 | 88.8808 | 3597.25 | 139.259 | 3736.509 | 228.1398 | 0
2010-05-06 | 1:00 | 3340.3868 | 80.5732 | 3420.96 | 133.5735 | 3554.5335 | 214.1468 | 3340.3868 | 0 | 3340.3868 | 80.5732 | 3420.96 | 133.5735 | 3554.5335 | 214.1468 | 0
2010-05-06 | 2:00 | 3320.0069 | 79.5931 | 3399.6 | 132.8767 | 3532.4767 | 212.4698 | 3320.0069 | 0 | 3320.0069 | 79.5931 | 3399.6 | 132.8767 | 3532.4767 | 212.4698 | 0
2010-05-06 | 3:00 | 3236.9877 | 75.6623 | 3312.65 | 130.0222 | 3442.6722 | 205.6845 | 3236.9877 | 0 | 3236.9877 | 75.6623 | 3312.65 | 130.0222 | 3442.6722 | 205.6845 | 0
2010-05-06 | 4:00 | 3280.8341 | 77.7259 | 3358.56 | 131.5329 | 3490.0929 | 209.2589 | 3280.8341 | 0 | 3280.8341 | 77.7259 | 3358.56 | 131.5329 | 3490.0929 | 209.2589 | 0
2010-05-06 | 5:00 | 3417.5798 | 84.3402 | 3501.92 | 136.1991 | 3638.1191 | 220.5393 | 3417.5798 | 0 | 3417.5798 | 84.3402 | 3501.92 | 136.1991 | 3638.1191 | 220.5393 | 0
2010-05-06 | 6:00 | 3742.8325 | 101.1575 | 3843.99 | 147.0195 | 3991.0095 | 248.177 | 3742.8325 | 0 | 3742.8325 | 101.1575 | 3843.99 | 147.0195 | 3991.0095 | 248.177 | 0
2010-05-06 | 7:00 | 4192.3926 | 126.9174 | 4319.31 | 161.3208 | 4480.6308 | 288.2383 | 4192.3926 | 1.1729 | 4191.2197 | 126.8464 | 4318.0661 | 161.2845 | 4479.3506 | 288.1309 | 0.10732
2010-05-06 | 8:00 | 4474.9201 | 144.5999 | 4619.52 | 169.9138 | 4789.4338 | 314.5136 | 4474.9201 | 4.2019 | 4470.7182 | 144.3284 | 4615.0467 | 169.7882 | 4784.8349 | 314.1167 | 0.39697
2010-05-06 | 9:00 | 4455.258 | 143.332 | 4598.59 | 169.3257 | 4767.9157 | 312.6577 | 4455.258 | 4.0578 | 4451.2002 | 143.071 | 4594.2712 | 169.2042 | 4763.4754 | 312.2752 | 0.38251
2010-05-06 | 10:00 | 4367.3768 | 137.7332 | 4505.11 | 166.6792 | 4671.7892 | 304.4124 | 4367.3768 | 13.2646 | 4354.1122 | 136.8978 | 4491.01 | 166.2771 | 4657.2871 | 303.1749 | 1.2374
2010-05-06 | 11:00 | 4328.5075 | 135.2925 | 4463.8 | 165.4991 | 4629.2991 | 300.7916 | 4328.5075 | 26.2348 | 4302.2728 | 133.6575 | 4435.9302 | 164.6993 | 4600.6295 | 298.3568 | 2.4348
2010-05-06 | 12:00 | 4288.4783 | 132.8017 | 4421.28 | 164.2777 | 4585.5577 | 297.0795 | 4288.4783 | 8.5407 | 4279.9376 | 132.2733 | 4412.2109 | 164.0163 | 4576.2272 | 296.2896 | 0.78982
2010-05-06 | 13:00 | 4239.1178 | 129.7622 | 4368.88 | 162.7632 | 4531.6432 | 292.5254 | 4239.1178 | 10.9078 | 4228.2099 | 129.0953 | 4357.3052 | 162.4272 | 4519.7324 | 291.5225 | 1.0029
2010-05-06 | 14:00 | 4261.0797 | 131.1103 | 4392.19 | 163.4382 | 4555.6282 | 294.5484 | 4261.0797 | 12.7926 | 4248.2871 | 130.3242 | 4378.6113 | 163.0452 | 4541.6565 | 293.3694 | 1.179
2010-05-06 | 15:00 | 4274.9451 | 131.9649 | 4406.91 | 163.8634 | 4570.7734 | 295.8283 | 4274.9451 | 28.9066 | 4246.0385 | 130.1863 | 4376.2248 | 162.9761 | 4539.2009 | 293.1623 | 2.6659
2010-05-06 | 16:00 | 4289.1657 | 132.8443 | 4422.01 | 164.2987 | 4586.3087 | 297.1431 | 4289.1657 | 11.8114 | 4277.3543 | 132.1137 | 4409.468 | 163.9372 | 4573.4052 | 296.0509 | 1.0922
2010-05-06 | 17:00 | 4342.1061 | 136.1439 | 4478.25 | 165.9126 | 4644.1626 | 302.0565 | 4342.1061 | 6.7797 | 4335.3264 | 135.7191 | 4471.0455 | 165.7065 | 4636.752 | 301.4256 | 0.63088
2010-05-06 | 18:00 | 4425.0454 | 141.3946 | 4566.44 | 168.4192 | 4734.8592 | 309.8138 | 4425.0454 | 2.7953 | 4422.2501 | 141.216 | 4563.4661 | 168.3352 | 4731.8013 | 309.5512 | 0.26263
2010-05-06 | 19:00 | 4433.4385 | 141.9315 | 4575.37 | 168.6714 | 4744.0414 | 310.6029 | 4433.4385 | 1.5291 | 4431.9095 | 141.8336 | 4573.7431 | 168.6255 | 4742.3685 | 310.4591 | 0.14381
2010-05-06 | 20:00 | 4446.454 | 142.766 | 4589.22 | 169.0619 | 4758.2819 | 311.828 | 4446.454 | 0.41132 | 4446.0426 | 142.7396 | 4588.7823 | 169.0496 | 4757.8319 | 311.7892 | 0.038744
2010-05-06 | 21:00 | 4524.9113 | 147.8487 | 4672.76 | 171.4021 | 4844.1621 | 319.2508 | 4524.9113 | 0 | 4524.9113 | 147.8487 | 4672.76 | 171.4021 | 4844.1621 | 319.2508 | 0
2010-05-06 | 22:00 | 4389.8741 | 139.1559 | 4529.03 | 167.3595 | 4696.3895 | 306.5154 | 4389.8741 | 0 | 4389.8741 | 139.1559 | 4529.03 | 167.3595 | 4696.3895 | 306.5154 | 0
2010-05-06 | 23:00 | 4060.2096 | 119.0404 | 4179.25 | 157.1954 | 4336.4454 | 276.2358 | 4060.2096 | 0 | 4060.2096 | 119.0404 | 4179.25 | 157.1954 | 4336.4454 | 276.2358 | 0
2010-05-06 | 24:00 | 3784.0427 | 103.3973 | 3887.44 | 148.3622 | 4035.8022 | 251.7596 | 3784.0427 | 0 | 3784.0427 | 103.3973 | 3887.44 | 148.3622 | 4035.8022 | 251.7596 | 0
2010-05-07 | 1:00 | 3613.1984 | 94.2716 | 3707.47 | 142.7541 | 3850.2241 | 237.0257 | 3613.1984 | 0 | 3613.1984 | 94.2716 | 3707.47 | 142.7541 | 3850.2241 | 237.0257 | 0
2010-05-07 | 2:00 | 3531.8077 | 90.0723 | 3621.88 | 140.044 | 3761.924 | 230.1164 | 3531.8077 | 0 | 3531.8077 | 90.0723 | 3621.88 | 140.044 | 3761.924 | 230.1164 | 0
2010-05-07 | 3:00 | 3430.215 | 84.965 | 3515.18 | 136.6268 | 3651.8068 | 221.5918 | 3430.215 | 0 | 3430.215 | 84.965 | 3515.18 | 136.6268 | 3651.8068 | 221.5918 | 0
2010-05-07 | 4:00 | 3465.2696 | 86.7104 | 3551.98 | 137.8102 | 3689.7902 | 224.5207 | 3465.2696 | 0 | 3465.2696 | 86.7104 | 3551.98 | 137.8102 | 3689.7902 | 224.5207 | 0
2010-05-07 | 5:00 | 3551.4338 | 91.0762 | 3642.51 | 140.6998 | 3783.2098 | 231.7759 | 3551.4338 | 0 | 3551.4338 | 91.0762 | 3642.51 | 140.6998 | 3783.2098 | 231.7759 | 0
2010-05-07 | 6:00 | 3861.1177 | 107.6523 | 3968.77 | 150.8564 | 4119.6264 | 258.5088 | 3861.1177 | 0 | 3861.1177 | 107.6523 | 3968.77 | 150.8564 | 4119.6264 | 258.5088 | 0
2010-05-07 | 7:00 | 4247.2306 | 130.2594 | 4377.49 | 163.0127 | 4540.5027 | 293.2721 | 4247.2306 | 0.57191 | 4246.6587 | 130.2243 | 4376.883 | 162.9951 | 4539.8782 | 293.2195 | 0.052663
2010-05-07 | 8:00 | 4314.2098 | 134.4002 | 4448.61 | 165.0635 | 4613.6735 | 299.4637 | 4314.2098 | 1.1394 | 4313.0704 | 134.3292 | 4447.3996 | 165.0288 | 4612.4284 | 299.358 | 0.10572
2010-05-07 | 9:00 | 4247.9373 | 130.3027 | 4378.24 | 163.0345 | 4541.2745 | 293.3372 | 4247.9373 | 2.4871 | 4245.4502 | 130.1502 | 4375.6004 | 162.958 | 4538.5583 | 293.1082 | 0.22901
2010-05-07 | 10:00 | 4132.2103 | 123.2997 | 4255.51 | 159.4508 | 4414.9608 | 282.7506 | 4132.2103 | 3.8131 | 4128.3972 | 123.0723 | 4251.4695 | 159.3319 | 4410.8014 | 282.4042 | 0.3464
2010-05-07 | 11:00 | 4097.5972 | 121.2428 | 4218.84 | 158.369 | 4377.209 | 279.6118 | 4097.5972 | 4.922 | 4092.6752 | 120.9517 | 4213.6269 | 158.2148 | 4371.8418 | 279.1665 | 0.4453
2010-05-07 | 12:00 | 4058.8588 | 118.9612 | 4177.82 | 157.1529 | 4334.9729 | 276.1141 | 4058.8588 | 5.4628 | 4053.396 | 118.6412 | 4172.0372 | 156.981 | 4329.0182 | 275.6221 | 0.49196
2010-05-07 | 13:00 | 4076.4835 | 119.9965 | 4196.48 | 157.7069 | 4354.1869 | 277.7035 | 4076.4835 | 5.9229 | 4070.5606 | 119.6481 | 4190.2087 | 157.5209 | 4347.7296 | 277.169 | 0.53449
2010-05-07 | 14:00 | 4063.3268 | 119.2232 | 4182.55 | 157.2935 | 4339.8435 | 276.5167 | 4063.3268 | 6.0747 | 4057.2521 | 118.867 | 4176.1191 | 157.1024 | 4333.2215 | 275.9694 | 0.54733
2010-05-07 | 15:00 | 4045.5478 | 118.1822 | 4163.73 | 156.7337 | 4320.4637 | 274.9159 | 4045.5478 | 5.4597 | 4040.0882 | 117.8634 | 4157.9516 | 156.5616 | 4314.5132 | 274.425 | 0.4909
2010-05-07 | 16:00 | 4039.019 | 117.801 | 4156.82 | 156.5279 | 4313.3479 | 274.3289 | 4039.019 | 4.8778 | 4034.1412 | 117.5167 | 4151.6579 | 156.374 | 4308.0318 | 273.8907 | 0.43826
2010-05-07 | 17:00 | 4068.0306 | 119.4994 | 4187.53 | 157.4414 | 4344.9714 | 276.9408 | 4068.0306 | 3.9615 | 4064.0691 | 119.2668 | 4183.3358 | 157.3168 | 4340.6527 | 276.5836 | 0.35718
2010-05-07 | 18:00 | 4117.8082 | 122.4418 | 4240.25 | 159.0013 | 4399.2513 | 281.443 | 4117.8082 | 2.8922 | 4114.916 | 122.2698 | 4237.1859 | 158.9109 | 4396.0967 | 281.1807 | 0.26231
2010-05-07 | 19:00 | 4183.6607 | 126.3893 | 4310.05 | 161.0504 | 4471.1004 | 287.4397 | 4183.6607 | 1.6353 | 4182.0254 | 126.2905 | 4308.3159 | 160.9997 | 4469.3156 | 287.2902 | 0.14947
2010-05-07 | 20:00 | 4239.8716 | 129.8084 | 4369.68 | 162.7864 | 4532.4664 | 292.5947 | 4239.8716 | 0.34856 | 4239.5231 | 129.787 | 4369.3101 | 162.7756 | 4532.0857 | 292.5627 | 0.032069
2010-05-07 | 21:00 | 4307.6577 | 133.9923 | 4441.65 | 164.8637 | 4606.5137 | 298.856 | 4307.6577 | 0 | 4307.6577 | 133.9923 | 4441.65 | 164.8637 | 4606.5137 | 298.856 | 0
2010-05-07 | 22:00 | 4426.7749 | 141.5051 | 4568.28 | 168.4712 | 4736.7512 | 309.9764 | 4426.7749 | 0 | 4426.7749 | 141.5051 | 4568.28 | 168.4712 | 4736.7512 | 309.9764 | 0
2010-05-07 | 23:00 | 4127.7087 | 123.0313 | 4250.74 | 159.3104 | 4410.0504 | 282.3416 | 4127.7087 | 0 | 4127.7087 | 123.0313 | 4250.74 | 159.3104 | 4410.0504 | 282.3416 | 0
2010-05-07 | 24:00 | 3780.3541 | 103.1959 | 3883.55 | 148.2423 | 4031.7923 | 251.4382 | 3780.3541 | 0 | 3780.3541 | 103.1959 | 3883.55 | 148.2423 | 4031.7923 | 251.4382 | 0
2010-05-08 | 1:00 | 3628.2703 | 95.0597 | 3723.33 | 143.2532 | 3866.5832 | 238.3129 | 3628.2703 | 0 | 3628.2703 | 95.0597 | 3723.33 | 143.2532 | 3866.5832 | 238.3129 | 0
2010-05-08 | 2:00 | 3484.6661 | 87.6839 | 3572.35 | 138.4631 | 3710.8131 | 226.147 | 3484.6661 | 0 | 3484.6661 | 87.6839 | 3572.35 | 138.4631 | 3710.8131 | 226.147 | 0
2010-05-08 | 3:00 | 3447.6301 | 85.8299 | 3533.46 | 137.2153 | 3670.6753 | 223.0452 | 3447.6301 | 0 | 3447.6301 | 85.8299 | 3533.46 | 137.2153 | 3670.6753 | 223.0452 | 0
2010-05-08 | 4:00 | 3450.2401 | 85.9599 | 3536.2 | 137.3034 | 3673.5034 | 223.2633 | 3450.2401 | 0 | 3450.2401 | 85.9599 | 3536.2 | 137.3034 | 3673.5034 | 223.2633 | 0
2010-05-08 | 5:00 | 3527.5545 | 89.8555 | 3617.41 | 139.9017 | 3757.3117 | 229.7573 | 3527.5545 | 0 | 3527.5545 | 89.8555 | 3617.41 | 139.9017 | 3757.3117 | 229.7573 | 0
2010-05-08 | 6:00 | 3843.8011 | 106.6889 | 3950.49 | 150.298 | 4100.788 | 256.9869 | 3843.8011 | 0 | 3843.8011 | 106.6889 | 3950.49 | 150.298 | 4100.788 | 256.9869 | 0
2010-05-08 | 7:00 | 4259.4594 | 131.0106 | 4390.47 | 163.3884 | 4553.8584 | 294.399 | 4259.4594 | 0.034957 | 4259.4245 | 131.0084 | 4390.4329 | 163.3874 | 4553.8203 | 294.3958 | 0.0032235
2010-05-08 | 8:00 | 4572.5329 | 150.9771 | 4723.51 | 172.8109 | 4896.3209 | 323.788 | 4572.5329 | 4.6513 | 4567.8816 | 150.6701 | 4718.5517 | 172.6737 | 4891.2253 | 323.3437 | 0.44421
2010-05-08 | 9:00 | 4685.3322 | 158.5178 | 4843.85 | 176.1125 | 5019.9625 | 334.6303 | 4685.3322 | 12.9585 | 4672.3737 | 157.6422 | 4830.0159 | 175.7357 | 5005.7516 | 333.3779 | 1.2524
2010-05-08 | 10:00 | 4677.1456 | 157.9644 | 4835.11 | 175.8746 | 5010.9846 | 333.8389 | 4677.1456 | 20.5684 | 4656.5772 | 156.5781 | 4813.1553 | 175.2756 | 4988.4309 | 331.8536 | 1.9853
2010-05-08 | 11:00 | 4718.2565 | 160.7535 | 4879.01 | 177.0668 | 5056.0768 | 337.8203 | 4718.2565 | 18.413 | 4699.8435 | 159.5013 | 4859.3448 | 176.5336 | 5035.8784 | 336.0349 | 1.7854
2010-05-08 | 12:00 | 4806.9837 | 166.8563 | 4973.84 | 179.6174 | 5153.4574 | 346.4737 | 4806.9837 | 19.2194 | 4787.7643 | 165.5247 | 4953.289 | 179.0676 | 5132.3565 | 344.5923 | 1.8815
2010-05-08 | 13:00 | 4853.7325 | 170.1175 | 5023.85 | 180.9488 | 5204.7988 | 351.0663 | 4853.7325 | 6.5388 | 4847.1937 | 169.6595 | 5016.8531 | 180.7631 | 5197.6163 | 350.4226 | 0.64375
2010-05-08 | 14:00 | 4887.6562 | 172.5038 | 5060.16 | 181.9096 | 5242.0696 | 354.4134 | 4887.6562 | 19.8654 | 4867.7908 | 171.1044 | 5038.8952 | 181.3475 | 5220.2427 | 352.4519 | 1.9615
2010-05-08 | 15:00 | 4836.0404 | 168.8796 | 5004.92 | 180.446 | 5185.366 | 349.3256 | 4836.0404 | 10.4626 | 4825.5778 | 168.1497 | 4993.7275 | 180.148 | 5173.8755 | 348.2977 | 1.0279
2010-05-08 | 16:00 | 4842.6953 | 169.3447 | 5012.04 | 180.6353 | 5192.6753 | 349.98 | 4842.6953 | 21.6839 | 4821.0114 | 167.8316 | 4988.843 | 180.0178 | 5168.8608 | 347.8494 | 2.1306
2010-05-08 | 17:00 | 4864.4597 | 170.8703 | 5035.33 | 181.2531 | 5216.5831 | 352.1234 | 4864.4597 | 24.1243 | 4840.3354 | 169.1797 | 5009.5151 | 180.5682 | 5190.0833 | 349.7479 | 2.3756
2010-05-08 | 18:00 | 4829.9645 | 168.4555 | 4998.42 | 180.273 | 5178.693 | 348.7285 | 4829.9645 | 18.3962 | 4811.5683 | 167.1747 | 4978.7431 | 179.7484 | 5158.4915 | 346.9231 | 1.8054
2010-05-08 | 19:00 | 4775.4646 | 164.6754 | 4940.14 | 178.7149 | 5118.8549 | 343.3903 | 4775.4646 | 3.2199 | 4772.2448 | 164.4534 | 4936.6981 | 178.6225 | 5115.3206 | 343.0758 | 0.31441
2010-05-08 | 20:00 | 4748.5272 | 162.8228 | 4911.35 | 177.9405 | 5089.2905 | 340.7633 | 4748.5272 | 1.9086 | 4746.6186 | 162.6919 | 4909.3106 | 177.8855 | 5087.196 | 340.5774 | 0.18584
2010-05-08 | 21:00 | 4709.1747 | 160.1353 | 4869.31 | 176.804 | 5046.114 | 336.9393 | 4709.1747 | 0.00092961 | 4709.1738 | 160.1352 | 4869.309 | 176.804 | 5046.113 | 336.9392 | 9.014e-05
2010-05-08 | 22:00 | 4569.5311 | 150.7789 | 4720.31 | 172.7223 | 4893.0323 | 323.5013 | 4569.5311 | 0 | 4569.5311 | 150.7789 | 4720.31 | 172.7223 | 4893.0323 | 323.5013 | 0
2010-05-08 | 23:00 | 4245.2614 | 130.1386 | 4375.4 | 162.9522 | 4538.3522 | 293.0908 | 4245.2614 | 0 | 4245.2614 | 130.1386 | 4375.4 | 162.9522 | 4538.3522 | 293.0908 | 0
2010-05-08 | 24:00 | 3908.8023 | 110.3277 | 4019.13 | 152.3884 | 4171.5184 | 262.7161 | 3908.8023 | 0 | 3908.8023 | 110.3277 | 4019.13 | 152.3884 | 4171.5184 | 262.7161 | 0
2010-05-09 | 1:00 | 3763.3693 | 102.2707 | 3865.64 | 147.6894 | 4013.3294 | 249.9601 | 3763.3693 | 0 | 3763.3693 | 102.2707 | 3865.64 | 147.6894 | 4013.3294 | 249.9601 | 0
2010-05-09 | 2:00 | 3642.9495 | 95.8305 | 3738.78 | 143.7385 | 3882.5185 | 239.569 | 3642.9495 | 0 | 3642.9495 | 95.8305 | 3738.78 | 143.7385 | 3882.5185 | 239.569 | 0
2010-05-09 | 3:00 | 3586.1733 | 92.8667 | 3679.04 | 141.857 | 3820.897 | 234.7236 | 3586.1733 | 0 | 3586.1733 | 92.8667 | 3679.04 | 141.857 | 3820.897 | 234.7236 | 0
2010-05-09 | 4:00 | 3582.123 | 92.657 | 3674.78 | 141.7223 | 3816.5023 | 234.3793 | 3582.123 | 0 | 3582.123 | 92.657 | 3674.78 | 141.7223 | 3816.5023 | 234.3793 | 0
2010-05-09 | 5:00 | 3685.3365 | 98.0735 | 3783.41 | 145.1354 | 3928.5454 | 243.2089 | 3685.3365 | 0 | 3685.3365 | 98.0735 | 3783.41 | 145.1354 | 3928.5454 | 243.2089 | 0
2010-05-09 | 6:00 | 3975.2115 | 114.1085 | 4089.32 | 154.5075 | 4243.8275 | 268.616 | 3975.2115 | 0 | 3975.2115 | 114.1085 | 4089.32 | 154.5075 | 4243.8275 | 268.616 | 0
2010-05-09 | 7:00 | 4406.8461 | 140.2339 | 4547.08 | 167.8715 | 4714.9515 | 308.1054 | 4406.8461 | 1.2432 | 4405.6029 | 140.1548 | 4545.7577 | 167.834 | 4713.5917 | 307.9888 | 0.11657
2010-05-09 | 8:00 | 4705.7196 | 159.9004 | 4865.62 | 176.7039 | 5042.3239 | 336.6043 | 4705.7196 | 5.3649 | 4700.3547 | 159.536 | 4859.8907 | 176.5485 | 5036.4391 | 336.0844 | 0.51987
2010-05-09 | 9:00 | 4761.3282 | 163.7018 | 4925.03 | 178.3088 | 5103.3388 | 342.0107 | 4761.3282 | 14.8306 | 4746.4976 | 162.6836 | 4909.1812 | 177.882 | 5087.0632 | 340.5656 | 1.445
2010-05-09 | 10:00 | 4751.2317 | 163.0083 | 4914.24 | 178.0184 | 5092.2584 | 341.0267 | 4751.2317 | 24.3683 | 4726.8634 | 161.3405 | 4888.2039 | 177.3156 | 5065.5195 | 338.6561 | 2.3706
2010-05-09 | 11:00 | 4732.5135 | 161.7265 | 4894.24 | 177.4787 | 5071.7187 | 339.2052 | 4732.5135 | 30.9803 | 4701.5333 | 159.616 | 4861.1493 | 176.5826 | 5037.7319 | 336.1986 | 3.0066
2010-05-09 | 12:00 | 4642.4692 | 155.6308 | 4798.1 | 174.8638 | 4972.9638 | 330.4945 | 4642.4692 | 36.6282 | 4605.841 | 153.1846 | 4759.0257 | 173.791 | 4932.8166 | 326.9756 | 3.5189
2010-05-09 | 13:00 | 4560.3841 | 150.1759 | 4710.56 | 172.4523 | 4883.0123 | 322.6282 | 4560.3841 | 41.4004 | 4518.9837 | 147.4616 | 4666.4453 | 171.2261 | 4837.6714 | 318.6877 | 3.9405
2010-05-09 | 14:00 | 4548.7025 | 149.4075 | 4698.11 | 172.107 | 4870.217 | 321.5145 | 4548.7025 | 38.1759 | 4510.5266 | 146.9102 | 4657.4367 | 170.9748 | 4828.4116 | 317.885 | 3.6295
2010-05-09 | 15:00 | 4492.9148 | 145.7652 | 4638.68 | 170.4506 | 4809.1306 | 316.2158 | 4492.9148 | 33.8653 | 4459.0496 | 143.576 | 4602.6256 | 169.4392 | 4772.0648 | 313.0153 | 3.2005
2010-05-09 | 16:00 | 4450.5038 | 143.0262 | 4593.53 | 169.1833 | 4762.7133 | 312.2095 | 4450.5038 | 36.7095 | 4413.7943 | 140.6765 | 4554.4707 | 168.0807 | 4722.5515 | 308.7572 | 3.4523
2010-05-09 | 17:00 | 4461.1206 | 143.7094 | 4604.83 | 169.5012 | 4774.3312 | 313.2106 | 4461.1206 | 24.8706 | 4436.25 | 142.1115 | 4578.3616 | 168.7558 | 4747.1174 | 310.8674 | 2.3433
2010-05-09 | 18:00 | 4512.9612 | 147.0688 | 4660.03 | 171.0472 | 4831.0772 | 318.116 | 4512.9612 | 10.935 | 4502.0262 | 146.357 | 4648.3832 | 170.722 | 4819.1051 | 317.0789 | 1.0371
2010-05-09 | 19:00 | 4536.8689 | 148.6311 | 4685.5 | 171.7567 | 4857.2567 | 320.3878 | 4536.8689 | 7.8676 | 4529.0013 | 148.1161 | 4677.1174 | 171.5234 | 4848.6408 | 319.6395 | 0.74827
2010-05-09 | 20:00 | 4514.5102 | 147.1698 | 4661.68 | 171.0932 | 4832.7732 | 318.263 | 4514.5102 | 1.734 | 4512.7762 | 147.0567 | 4659.833 | 171.0417 | 4830.8747 | 318.0985 | 0.16456
2010-05-09 | 21:00 | 4585.3831 | 151.8269 | 4737.21 | 173.1895 | 4910.3995 | 325.0164 | 4585.3831 | 0 | 4585.3831 | 151.8269 | 4737.21 | 173.1895 | 4910.3995 | 325.0164 | 0
2010-05-09 | 22:00 | 4493.4313 | 145.7987 | 4639.23 | 170.466 | 4809.696 | 316.2647 | 4493.4313 | 0 | 4493.4313 | 145.7987 | 4639.23 | 170.466 | 4809.696 | 316.2647 | 0
2010-05-09 | 23:00 | 4180.6053 | 126.2047 | 4306.81 | 160.9557 | 4467.7657 | 287.1604 | 4180.6053 | 0 | 4180.6053 | 126.2047 | 4306.81 | 160.9557 | 4467.7657 | 287.1604 | 0
2010-05-09 | 24:00 | 3897.0544 | 109.6656 | 4006.72 | 152.0117 | 4158.7317 | 261.6773 | 3897.0544 | 0 | 3897.0544 | 109.6656 | 4006.72 | 152.0117 | 4158.7317 | 261.6773 | 0
2010-05-10 | 1:00 | 3692.9793 | 98.4807 | 3791.46 | 145.3866 | 3936.8466 | 243.8673 | 3692.9793 | 0 | 3692.9793 | 98.4807 | 3791.46 | 145.3866 | 3936.8466 | 243.8673 | 0
2010-05-10 | 2:00 | 3627.5386 | 95.0214 | 3722.56 | 143.229 | 3865.789 | 238.2504 | 3627.5386 | 0 | 3627.5386 | 95.0214 | 3722.56 | 143.229 | 3865.789 | 238.2504 | 0
2010-05-10 | 3:00 | 3559.2714 | 91.4786 | 3650.75 | 140.9612 | 3791.7112 | 232.4398 | 3559.2714 | 0 | 3559.2714 | 91.4786 | 3650.75 | 140.9612 | 3791.7112 | 232.4398 | 0
2010-05-10 | 4:00 | 3574.2593 | 92.2507 | 3666.51 | 141.4606 | 3807.9706 | 233.7113 | 3574.2593 | 0 | 3574.2593 | 92.2507 | 3666.51 | 141.4606 | 3807.9706 | 233.7113 | 0
2010-05-10 | 5:00 | 3676.9332 | 97.6268 | 3774.56 | 144.859 | 3919.419 | 242.4858 | 3676.9332 | 0 | 3676.9332 | 97.6268 | 3774.56 | 144.859 | 3919.419 | 242.4858 | 0
2010-05-10 | 6:00 | 3954.0909 | 112.8991 | 4066.99 | 153.8353 | 4220.8253 | 266.7345 | 3954.0909 | 0 | 3954.0909 | 112.8991 | 4066.99 | 153.8353 | 4220.8253 | 266.7345 | 0
2010-05-10 | 7:00 | 4285.107 | 132.593 | 4417.7 | 164.1746 | 4581.8746 | 296.7676 | 4285.107 | 0.031719 | 4285.0753 | 132.5911 | 4417.6663 | 164.1736 | 4581.8399 | 296.7647 | 0.0029336
2010-05-10 | 8:00 | 4495.0371 | 145.9029 | 4640.94 | 170.5139 | 4811.4539 | 316.4167 | 4495.0371 | 1.6821 | 4493.355 | 145.7937 | 4639.1487 | 170.4637 | 4809.6124 | 316.2575 | 0.1593
2010-05-10 | 9:00 | 4427.1602 | 141.5298 | 4568.69 | 168.4828 | 4737.1728 | 310.0126 | 4427.1602 | 2.894 | 4424.2662 | 141.3448 | 4565.611 | 168.3958 | 4734.0068 | 309.7406 | 0.27196
2010-05-10 | 10:00 | 4336.6105 | 135.7995 | 4472.41 | 165.7456 | 4638.1556 | 301.5451 | 4336.6105 | 7.1051 | 4329.5054 | 135.3549 | 4464.8603 | 165.5295 | 4630.3897 | 300.8843 | 0.66074
2010-05-10 | 11:00 | 4340.5723 | 136.0477 | 4476.62 | 165.866 | 4642.486 | 301.9137 | 4340.5723 | 8.0823 | 4332.49 | 135.5416 | 4468.0315 | 165.6203 | 4633.6518 | 301.1618 | 0.75191
2010-05-10 | 12:00 | 4386.8084 | 138.9616 | 4525.77 | 167.2669 | 4693.0369 | 306.2285 | 4386.8084 | 14.7751 | 4372.0334 | 138.0271 | 4510.0605 | 166.8201 | 4676.8806 | 304.8472 | 1.3813
2010-05-10 | 13:00 | 4426.5587 | 141.4913 | 4568.05 | 168.4647 | 4736.5147 | 309.956 | 4426.5587 | 9.1588 | 4417.3999 | 140.9064 | 4558.3063 | 168.1893 | 4726.4956 | 309.0957 | 0.86035
2010-05-10 | 14:00 | 4338.5773 | 135.9227 | 4474.5 | 165.8054 | 4640.3054 | 301.7281 | 4338.5773 | 20.7108 | 4317.8665 | 134.6281 | 4452.4946 | 165.175 | 4617.6696 | 299.8031 | 1.9249
2010-05-10 | 15:00 | 4216.7439 | 128.3961 | 4345.14 | 162.0736 | 4507.2136 | 290.4697 | 4216.7439 | 5.4411 | 4211.3028 | 128.0649 | 4339.3677 | 161.9056 | 4501.2733 | 289.9705 | 0.49913
2010-05-10 | 16:00 | 4074.5474 | 119.8826 | 4194.43 | 157.6461 | 4352.0761 | 277.5287 | 4074.5474 | 4.8292 | 4069.7182 | 119.5986 | 4189.3168 | 157.4944 | 4346.8112 | 277.093 | 0.43572
2010-05-10 | 17:00 | 4041.1166 | 117.9234 | 4159.04 | 156.594 | 4315.634 | 274.5175 | 4041.1166 | 3.9434 | 4037.1732 | 117.6934 | 4154.8666 | 156.4696 | 4311.3362 | 274.163 | 0.35442
2010-05-10 | 18:00 | 4099.9953 | 121.3847 | 4221.38 | 158.4441 | 4379.8241 | 279.8289 | 4099.9953 | 2.8553 | 4097.14 | 121.2157 | 4218.3557 | 158.3547 | 4376.7104 | 279.5704 | 0.25842
2010-05-10 | 19:00 | 4117.2419 | 122.4081 | 4239.65 | 158.9836 | 4398.6336 | 281.3917 | 4117.2419 | 1.6384 | 4115.6035 | 122.3107 | 4237.9142 | 158.9324 | 4396.8466 | 281.2431 | 0.1486
2010-05-10 | 20:00 | 4159.7606 | 124.9494 | 4284.71 | 160.3086 | 4445.0186 | 285.258 | 4159.7606 | 1.5607 | 4158.1999 | 124.8556 | 4283.0556 | 160.2601 | 4443.3156 | 285.1157 | 0.14226
2010-05-10 | 21:00 | 4210.3245 | 128.0055 | 4338.33 | 161.8754 | 4500.2054 | 289.8808 | 4210.3245 | 0 | 4210.3245 | 128.0055 | 4338.33 | 161.8754 | 4500.2054 | 289.8808 | 0
2010-05-10 | 22:00 | 4191.4874 | 126.8626 | 4318.35 | 161.2928 | 4479.6428 | 288.1554 | 4191.4874 | 0 | 4191.4874 | 126.8626 | 4318.35 | 161.2928 | 4479.6428 | 288.1554 | 0
2010-05-10 | 23:00 | 3949.9284 | 112.6616 | 4062.59 | 153.7027 | 4216.2927 | 266.3642 | 3949.9284 | 0 | 3949.9284 | 112.6616 | 4062.59 | 153.7027 | 4216.2927 | 266.3642 | 0
2010-05-10 | 24:00 | 3662.9162 | 96.8838 | 3759.8 | 144.3974 | 3904.1974 | 241.2812 | 3662.9162 | 0 | 3662.9162 | 96.8838 | 3759.8 | 144.3974 | 3904.1974 | 241.2812 | 0
2010-05-11 | 1:00 | 3471.3738 | 87.0162 | 3558.39 | 138.0159 | 3696.4059 | 225.0321 | 3471.3738 | 0 | 3471.3738 | 87.0162 | 3558.39 | 138.0159 | 3696.4059 | 225.0321 | 0
2010-05-11 | 2:00 | 3343.5062 | 80.7238 | 3424.23 | 133.6801 | 3557.9101 | 214.4039 | 3343.5062 | 0 | 3343.5062 | 80.7238 | 3424.23 | 133.6801 | 3557.9101 | 214.4039 | 0
2010-05-11 | 3:00 | 3300.0222 | 78.6378 | 3378.66 | 132.1919 | 3510.8519 | 210.8296 | 3300.0222 | 0 | 3300.0222 | 78.6378 | 3378.66 | 132.1919 | 3510.8519 | 210.8296 | 0
2010-05-11 | 4:00 | 3267.2083 | 77.0817 | 3344.29 | 131.0642 | 3475.3542 | 208.1459 | 3267.2083 | 0 | 3267.2083 | 77.0817 | 3344.29 | 131.0642 | 3475.3542 | 208.1459 | 0
2010-05-11 | 5:00 | 3295.4596 | 78.4204 | 3373.88 | 132.0353 | 3505.9153 | 210.4557 | 3295.4596 | 0 | 3295.4596 | 78.4204 | 3373.88 | 132.0353 | 3505.9153 | 210.4557 | 0
2010-05-11 | 6:00 | 3375.5037 | 82.2763 | 3457.78 | 134.7707 | 3592.5507 | 217.047 | 3375.5037 | 0 | 3375.5037 | 82.2763 | 3457.78 | 134.7707 | 3592.5507 | 217.047 | 0
2010-05-11 | 7:00 | 3458.4791 | 86.3709 | 3544.85 | 137.5814 | 3682.4314 | 223.9523 | 3458.4791 | 0.59468 | 3457.8844 | 86.3412 | 3544.2256 | 137.5613 | 3681.7869 | 223.9025 | 0.049753
2010-05-11 | 8:00 | 3570.7789 | 92.0711 | 3662.85 | 141.3447 | 3804.1947 | 233.4158 | 3570.7789 | 1.2493 | 3569.5296 | 92.0067 | 3661.5363 | 141.3031 | 3802.8394 | 233.3098 | 0.10602
2010-05-11 | 9:00 | 3633.5057 | 95.3343 | 3728.84 | 143.4264 | 3872.2664 | 238.7607 | 3633.5057 | 2.617 | 3630.8887 | 95.197 | 3726.0857 | 143.3398 | 3869.4255 | 238.5368 | 0.22384
2010-05-11 | 10:00 | 3615.0992 | 94.3708 | 3709.47 | 142.8171 | 3852.2871 | 237.1879 | 3615.0992 | 3.8331 | 3611.266 | 94.1708 | 3705.4369 | 142.69 | 3848.1269 | 236.8608 | 0.32707
2010-05-11 | 11:00 | 3587.3523 | 92.9277 | 3680.28 | 141.8962 | 3822.1762 | 234.8239 | 3587.3523 | 4.8337 | 3582.5185 | 92.6775 | 3675.196 | 141.7354 | 3816.9314 | 234.4129 | 0.41098
2010-05-11 | 12:00 | 3663.2676 | 96.9024 | 3760.17 | 144.409 | 3904.579 | 241.3114 | 3663.2676 | 5.5565 | 3657.7111 | 96.6087 | 3754.3198 | 144.2258 | 3898.5456 | 240.8344 | 0.47693
2010-05-11 | 13:00 | 3668.7095 | 97.1905 | 3765.9 | 144.5883 | 3910.4883 | 241.7788 | 3668.7095 | 5.9627 | 3662.7468 | 96.8749 | 3759.6217 | 144.3918 | 3904.0135 | 241.2667 | 0.51213
2010-05-11 | 14:00 | 3632.071 | 95.259 | 3727.33 | 143.3789 | 3870.7089 | 238.6379 | 3632.071 | 6.0055 | 3626.0655 | 94.9442 | 3721.0098 | 143.1803 | 3864.19 | 238.1245 | 0.51345
2010-05-11 | 15:00 | 3655.6597 | 96.5003 | 3752.16 | 144.1581 | 3896.3181 | 240.6584 | 3655.6597 | 5.5669 | 3650.0928 | 96.2067 | 3746.2995 | 143.9744 | 3890.2739 | 240.1811 | 0.47737
2010-05-11 | 16:00 | 3715.5612 | 99.6888 | 3815.25 | 146.1274 | 3961.3774 | 245.8161 | 3715.5612 | 4.9237 | 3710.6375 | 99.4247 | 3810.0622 | 145.966 | 3956.0282 | 245.3907 | 0.42539
2010-05-11 | 17:00 | 3763.6254 | 102.2846 | 3865.91 | 147.6978 | 4013.6078 | 249.9823 | 3763.6254 | 4.0485 | 3759.5769 | 102.0646 | 3861.6415 | 147.5658 | 4009.2073 | 249.6304 | 0.35188
2010-05-11 | 18:00 | 3775.4801 | 102.9299 | 3878.41 | 148.0837 | 4026.4937 | 251.0137 | 3775.4801 | 3.0931 | 3772.387 | 102.7614 | 3875.1484 | 147.9831 | 4023.1314 | 250.7444 | 0.26924
2010-05-11 | 19:00 | 3802.1697 | 104.3903 | 3906.56 | 148.9508 | 4055.5108 | 253.3412 | 3802.1697 | 2.2295 | 3799.9402 | 104.268 | 3904.2081 | 148.8785 | 4053.0866 | 253.1465 | 0.19472
2010-05-11 | 20:00 | 3854.5913 | 107.2887 | 3961.88 | 150.6461 | 4112.5261 | 257.9348 | 3854.5913 | 0.8744 | 3853.7169 | 107.24 | 3960.9569 | 150.6179 | 4111.5748 | 257.858 | 0.076863
2010-05-11 | 21:00 | 3942.5963 | 112.2437 | 4054.84 | 153.4688 | 4208.3088 | 265.7125 | 3942.5963 | 0 | 3942.5963 | 112.2437 | 4054.84 | 153.4688 | 4208.3088 | 265.7125 | 0
2010-05-11 | 22:00 | 3915.0966 | 110.6834 | 4025.78 | 152.5899 | 4178.3699 | 263.2733 | 3915.0966 | 0 | 3915.0966 | 110.6834 | 4025.78 | 152.5899 | 4178.3699 | 263.2733 | 0
2010-05-11 | 23:00 | 3705.2346 | 99.1354 | 3804.37 | 145.7888 | 3950.1588 | 244.9242 | 3705.2346 | 0 | 3705.2346 | 99.1354 | 3804.37 | 145.7888 | 3950.1588 | 244.9242 | 0
2010-05-11 | 24:00 | 3510.682 | 88.998 | 3599.68 | 139.3366 | 3739.0166 | 228.3346 | 3510.682 | 0 | 3510.682 | 88.998 | 3599.68 | 139.3366 | 3739.0166 | 228.3346 | 0
2010-05-12 | 1:00 | 3356.7456 | 81.3644 | 3438.11 | 134.1318 | 3572.2418 | 215.4961 | 3356.7456 | 0 | 3356.7456 | 81.3644 | 3438.11 | 134.1318 | 3572.2418 | 215.4961 | 0
2010-05-12 | 2:00 | 3249.4634 | 76.2466 | 3325.71 | 130.4528 | 3456.1628 | 206.6994 | 3249.4634 | 0 | 3249.4634 | 76.2466 | 3325.71 | 130.4528 | 3456.1628 | 206.6994 | 0
2010-05-12 | 3:00 | 3214.7153 | 74.6247 | 3289.34 | 129.2521 | 3418.5921 | 203.8768 | 3214.7153 | 0 | 3214.7153 | 74.6247 | 3289.34 | 129.2521 | 3418.5921 | 203.8768 | 0
2010-05-12 | 4:00 | 3174.3668 | 72.7632 | 3247.13 | 127.8524 | 3374.9824 | 200.6156 | 3174.3668 | 0 | 3174.3668 | 72.7632 | 3247.13 | 127.8524 | 3374.9824 | 200.6156 | 0
2010-05-12 | 5:00 | 3209.8128 | 74.3972 | 3284.21 | 129.0824 | 3413.2924 | 203.4796 | 3209.8128 | 0 | 3209.8128 | 74.3972 | 3284.21 | 129.0824 | 3413.2924 | 203.4796 | 0
2010-05-12 | 6:00 | 3250.5045 | 76.2955 | 3326.8 | 130.4887 | 3457.2887 | 206.7842 | 3250.5045 | 0 | 3250.5045 | 76.2955 | 3326.8 | 130.4887 | 3457.2887 | 206.7842 | 0
2010-05-12 | 7:00 | 3300.719 | 78.671 | 3379.39 | 132.2158 | 3511.6058 | 210.8867 | 3300.719 | 0.095717 | 3300.6233 | 78.6664 | 3379.2897 | 132.2125 | 3511.5022 | 210.8789 | 0.0078459
2010-05-12 | 8:00 | 3412.3955 | 84.0845 | 3496.48 | 136.0235 | 3632.5035 | 220.108 | 3412.3955 | 1.2398 | 3411.1557 | 84.0234 | 3495.1792 | 135.9815 | 3631.1606 | 220.0049 | 0.1031
2010-05-12 | 9:00 | 3429.3575 | 84.9225 | 3514.28 | 136.5978 | 3650.8778 | 221.5203 | 3429.3575 | 2.7185 | 3426.6389 | 84.7879 | 3511.4269 | 136.5058 | 3647.9327 | 221.2938 | 0.22656
2010-05-12 | 10:00 | 3435.5886 | 85.2314 | 3520.82 | 136.8085 | 3657.6285 | 222.0399 | 3435.5886 | 4.3558 | 3431.2328 | 85.0154 | 3516.2482 | 136.6612 | 3652.9095 | 221.6767 | 0.36326
2010-05-12 | 11:00 | 3453.793 | 86.137 | 3539.93 | 137.4233 | 3677.3533 | 223.5603 | 3453.793 | 4.8497 | 3448.9433 | 85.8953 | 3534.8386 | 137.2596 | 3672.0982 | 223.1549 | 0.40539
2010-05-12 | 12:00 | 3494.3672 | 88.1728 | 3582.54 | 138.7891 | 3721.3291 | 226.9619 | 3494.3672 | 5.554 | 3488.8132 | 87.8927 | 3576.7059 | 138.6025 | 3715.3084 | 226.4952 | 0.46667
2010-05-12 | 13:00 | 3525.0329 | 89.7271 | 3614.76 | 139.8173 | 3754.5773 | 229.5444 | 3525.0329 | 5.9535 | 3519.0794 | 89.4243 | 3608.5037 | 139.618 | 3748.1217 | 229.0423 | 0.50218
2010-05-12 | 14:00 | 3545.7929 | 90.7871 | 3636.58 | 140.5114 | 3777.0914 | 231.2985 | 3545.7929 | 7.1093 | 3538.6836 | 90.4234 | 3629.107 | 140.2739 | 3769.3809 | 230.6973 | 0.60121
2010-05-12 | 15:00 | 3536.4983 | 90.3117 | 3626.81 | 140.2009 | 3767.0109 | 230.5126 | 3536.4983 | 6.9922 | 3529.5061 | 89.955 | 3619.4611 | 139.967 | 3759.4281 | 229.922 | 0.59061
2010-05-12 | 16:00 | 3511.7194 | 89.0506 | 3600.77 | 139.3714 | 3740.1414 | 228.422 | 3511.7194 | 6.7739 | 3504.9455 | 88.7074 | 3593.6529 | 139.1442 | 3732.7971 | 227.8516 | 0.57038
2010-05-12 | 17:00 | 3566.4995 | 91.8505 | 3658.35 | 141.2022 | 3799.5522 | 233.0527 | 3566.4995 | 4.0208 | 3562.4787 | 91.6435 | 3654.1222 | 141.0682 | 3795.1904 | 232.7117 | 0.34099
2010-05-12 | 18:00 | 3673.3912 | 97.4388 | 3770.83 | 144.7424 | 3915.5724 | 242.1812 | 3673.3912 | 4.8124 | 3668.5788 | 97.1836 | 3765.7624 | 144.584 | 3910.3464 | 241.7676 | 0.41361
2010-05-12 | 19:00 | 3782.6393 | 103.3207 | 3885.96 | 148.3166 | 4034.2766 | 251.6373 | 3782.6393 | 4.4353 | 3778.2041 | 103.0785 | 3881.2826 | 148.1724 | 4029.4549 | 251.2509 | 0.38639
2010-05-12 | 20:00 | 3877.0854 | 108.5446 | 3985.63 | 151.3704 | 4137.0004 | 259.9149 | 3877.0854 | 0.45875 | 3876.6267 | 108.5189 | 3985.1456 | 151.3556 | 4136.5012 | 259.8745 | 0.040437
2010-05-12 | 21:00 | 3982.3986 | 114.5214 | 4096.92 | 154.7358 | 4251.6558 | 269.2573 | 3982.3986 | 0 | 3982.3986 | 114.5214 | 4096.92 | 154.7358 | 4251.6558 | 269.2573 | 0
2010-05-12 | 22:00 | 3982.1622 | 114.5078 | 4096.67 | 154.7283 | 4251.3983 | 269.2362 | 3982.1622 | 0 | 3982.1622 | 114.5078 | 4096.67 | 154.7283 | 4251.3983 | 269.2362 | 0
2010-05-12 | 23:00 | 3735.4701 | 100.7599 | 3836.23 | 146.7789 | 3983.0089 | 247.5388 | 3735.4701 | 0 | 3735.4701 | 100.7599 | 3836.23 | 146.7789 | 3983.0089 | 247.5388 | 0
2010-05-12 | 24:00 | 3516.4493 | 89.2907 | 3605.74 | 139.5299 | 3745.2699 | 228.8205 | 3516.4493 | 0 | 3516.4493 | 89.2907 | 3605.74 | 139.5299 | 3745.2699 | 228.8205 | 0
2010-05-13 | 1:00 | 3349.0197 | 80.9903 | 3430.01 | 133.8683 | 3563.8783 | 214.8585 | 3349.0197 | 0 | 3349.0197 | 80.9903 | 3430.01 | 133.8683 | 3563.8783 | 214.8585 | 0
2010-05-13 | 2:00 | 3306.7417 | 78.9583 | 3385.7 | 132.4223 | 3518.1223 | 211.3806 | 3306.7417 | 0 | 3306.7417 | 78.9583 | 3385.7 | 132.4223 | 3518.1223 | 211.3806 | 0
2010-05-13 | 3:00 | 3278.6763 | 77.6237 | 3356.3 | 131.4588 | 3487.7588 | 209.0825 | 3278.6763 | 0 | 3278.6763 | 77.6237 | 3356.3 | 131.4588 | 3487.7588 | 209.0825 | 0
2010-05-13 | 4:00 | 3312.2294 | 79.2206 | 3391.45 | 132.6103 | 3524.0603 | 211.8309 | 3312.2294 | 0 | 3312.2294 | 79.2206 | 3391.45 | 132.6103 | 3524.0603 | 211.8309 | 0
2010-05-13 | 5:00 | 3427.347 | 84.823 | 3512.17 | 136.5298 | 3648.6998 | 221.3528 | 3427.347 | 0 | 3427.347 | 84.823 | 3512.17 | 136.5298 | 3648.6998 | 221.3528 | 0
2010-05-13 | 6:00 | 3722.2899 | 100.0501 | 3822.34 | 146.3477 | 3968.6877 | 246.3979 | 3722.2899 | 0 | 3722.2899 | 100.0501 | 3822.34 | 146.3477 | 3968.6877 | 246.3979 | 0
2010-05-13 | 7:00 | 4135.0507 | 123.4693 | 4258.52 | 159.5394 | 4418.0594 | 283.0087 | 4135.0507 | 1.0254 | 4134.0253 | 123.4081 | 4257.4334 | 159.5074 | 4416.9408 | 282.9155 | 0.093196
2010-05-13 | 8:00 | 4391.0496 | 139.2304 | 4530.28 | 167.395 | 4697.675 | 306.6254 | 4391.0496 | 1.8998 | 4389.1498 | 139.1099 | 4528.2598 | 167.3376 | 4695.5974 | 306.4476 | 0.17782
2010-05-13 | 9:00 | 4426.991 | 141.519 | 4568.51 | 168.4777 | 4736.9877 | 309.9967 | 4426.991 | 2.7183 | 4424.2727 | 141.3452 | 4565.618 | 168.396 | 4734.014 | 309.7412 | 0.25545
2010-05-13 | 10:00 | 4380.8553 | 138.5847 | 4519.44 | 167.087 | 4686.527 | 305.6717 | 4380.8553 | 3.7955 | 4377.0598 | 138.3446 | 4515.4044 | 166.9722 | 4682.3766 | 305.3169 | 0.35481
2010-05-13 | 11:00 | 4357.0663 | 137.0837 | 4494.15 | 166.3667 | 4660.5167 | 303.4504 | 4357.0663 | 4.6947 | 4352.3717 | 136.7884 | 4489.1601 | 166.2243 | 4655.3844 | 303.0127 | 0.43766
2010-05-13 | 12:00 | 4415.2037 | 140.7663 | 4555.97 | 168.1232 | 4724.0932 | 308.8895 | 4415.2037 | 5.4805 | 4409.7231 | 140.4171 | 4550.1402 | 167.9582 | 4718.0984 | 308.3752 | 0.51427
2010-05-13 | 13:00 | 4502.4176 | 146.3824 | 4648.8 | 170.7336 | 4819.5336 | 317.116 | 4502.4176 | 5.8671 | 4496.5505 | 146.0012 | 4642.5516 | 170.5589 | 4813.1106 | 316.5601 | 0.55594
2010-05-13 | 14:00 | 4536.1087 | 148.5813 | 4684.69 | 171.7341 | 4856.4241 | 320.3155 | 4536.1087 | 7.4082 | 4528.7005 | 148.0964 | 4676.7969 | 171.5145 | 4848.3114 | 319.6109 | 0.70454
2010-05-13 | 15:00 | 4548.6556 | 149.4044 | 4698.06 | 172.1056 | 4870.1656 | 321.51 | 4548.6556 | 5.5035 | 4543.1521 | 149.0431 | 4692.1952 | 171.9428 | 4864.138 | 320.9859 | 0.52418
2010-05-13 | 16:00 | 4443.2496 | 142.5604 | 4585.81 | 168.9658 | 4754.7758 | 311.5262 | 4443.2496 | 5.509 | 4437.7406 | 142.2071 | 4579.9477 | 168.8006 | 4748.7482 | 311.0076 | 0.51858
2010-05-13 | 17:00 | 4442.3005 | 142.4995 | 4584.8 | 168.9374 | 4753.7374 | 311.4368 | 4442.3005 | 4.1075 | 4438.193 | 142.2361 | 4580.4291 | 168.8141 | 4749.2432 | 311.0502 | 0.38664
2010-05-13 | 18:00 | 4436.2016 | 142.1084 | 4578.31 | 168.7544 | 4747.0644 | 310.8628 | 4436.2016 | 3.5437 | 4432.6579 | 141.8815 | 4574.5394 | 168.648 | 4743.1874 | 310.5295 | 0.33335
2010-05-13 | 19:00 | 4446.5291 | 142.7709 | 4589.3 | 169.0642 | 4758.3642 | 311.8351 | 4446.5291 | 4.9724 | 4441.5567 | 142.4517 | 4584.0084 | 168.9151 | 4752.9235 | 311.3668 | 0.46825
2010-05-13 | 20:00 | 4493.206 | 145.784 | 4638.99 | 170.4593 | 4809.4493 | 316.2433 | 4493.206 | 0.61514 | 4492.5908 | 145.7441 | 4638.3349 | 170.441 | 4808.7759 | 316.1851 | 0.058245
2010-05-13 | 21:00 | 4531.125 | 148.255 | 4679.38 | 171.5864 | 4850.9664 | 319.8415 | 4531.125 | 0 | 4531.125 | 148.255 | 4679.38 | 171.5864 | 4850.9664 | 319.8415 | 0
2010-05-13 | 22:00 | 4457.2874 | 143.4626 | 4600.75 | 169.3865 | 4770.1365 | 312.8491 | 4457.2874 | 0 | 4457.2874 | 143.4626 | 4600.75 | 169.3865 | 4770.1365 | 312.8491 | 0
2010-05-13 | 23:00 | 4091.2996 | 120.8704 | 4212.17 | 158.1717 | 4370.3417 | 279.0421 | 4091.2996 | 0 | 4091.2996 | 120.8704 | 4212.17 | 158.1717 | 4370.3417 | 279.0421 | 0
2010-05-13 | 24:00 | 3787.0388 | 103.5612 | 3890.6 | 148.4596 | 4039.0596 | 252.0207 | 3787.0388 | 0 | 3787.0388 | 103.5612 | 3890.6 | 148.4596 | 4039.0596 | 252.0207 | 0
2010-05-14 | 1:00 | 3573.7268 | 92.2232 | 3665.95 | 141.4429 | 3807.3929 | 233.666 | 3573.7268 | 0 | 3573.7268 | 92.2232 | 3665.95 | 141.4429 | 3807.3929 | 233.666 | 0
2010-05-14 | 2:00 | 3454.8597 | 86.1903 | 3541.05 | 137.4593 | 3678.5093 | 223.6495 | 3454.8597 | 0 | 3454.8597 | 86.1903 | 3541.05 | 137.4593 | 3678.5093 | 223.6495 | 0
2010-05-14 | 3:00 | 3412.2621 | 84.0779 | 3496.34 | 136.019 | 3632.359 | 220.0969 | 3412.2621 | 0 | 3412.2621 | 84.0779 | 3496.34 | 136.019 | 3632.359 | 220.0969 | 0
2010-05-14 | 4:00 | 3378.0496 | 82.4004 | 3460.45 | 134.8573 | 3595.3073 | 217.2577 | 3378.0496 | 0 | 3378.0496 | 82.4004 | 3460.45 | 134.8573 | 3595.3073 | 217.2577 | 0
2010-05-14 | 5:00 | 3508.4453 | 88.8847 | 3597.33 | 139.2616 | 3736.5916 | 228.1462 | 3508.4453 | 0 | 3508.4453 | 88.8847 | 3597.33 | 139.2616 | 3736.5916 | 228.1462 | 0
2010-05-14 | 6:00 | 3764.4126 | 102.3274 | 3866.74 | 147.7234 | 4014.4634 | 250.0508 | 3764.4126 | 0 | 3764.4126 | 102.3274 | 3866.74 | 147.7234 | 4014.4634 | 250.0508 | 0
2010-05-14 | 7:00 | 4170.5138 | 125.5962 | 4296.11 | 160.6426 | 4456.7526 | 286.2388 | 4170.5138 | 1.3258 | 4169.188 | 125.5164 | 4294.7044 | 160.6015 | 4455.3059 | 286.1178 | 0.121
2010-05-14 | 8:00 | 4387.0059 | 138.9741 | 4525.98 | 167.2729 | 4693.2529 | 306.247 | 4387.0059 | 5.654 | 4381.3519 | 138.6161 | 4519.968 | 167.102 | 4687.07 | 305.7181 | 0.52885
2010-05-14 | 9:00 | 4304.1273 | 133.7727 | 4437.9 | 164.7559 | 4602.6559 | 298.5287 | 4304.1273 | 16.4419 | 4287.6854 | 132.7526 | 4420.4381 | 164.2535 | 4584.6915 | 297.0061 | 1.5225
2010-05-14 | 10:00 | 4249.9441 | 130.4259 | 4380.37 | 163.0961 | 4543.4661 | 293.522 | 4249.9441 | 27.8031 | 4222.141 | 128.725 | 4350.866 | 162.2401 | 4513.1061 | 290.9651 | 2.557
2010-05-14 | 11:00 | 4278.4958 | 132.1842 | 4410.68 | 163.9722 | 4574.6522 | 296.1564 | 4278.4958 | 36.6013 | 4241.8945 | 129.9323 | 4371.8268 | 162.8486 | 4534.6754 | 292.7809 | 3.3755
2010-05-14 | 12:00 | 4298.9301 | 133.4499 | 4432.38 | 164.5972 | 4596.9772 | 298.0471 | 4298.9301 | 42.4807 | 4256.4495 | 130.8255 | 4387.275 | 163.296 | 4550.571 | 294.1215 | 3.9256
2010-05-14 | 13:00 | 4363.0214 | 137.4586 | 4500.48 | 166.5472 | 4667.0272 | 304.0058 | 4363.0214 | 44.9577 | 4318.0636 | 134.6404 | 4452.7041 | 165.181 | 4617.8851 | 299.8214 | 4.1844
2010-05-14 | 14:00 | 4433.072 | 141.908 | 4574.98 | 168.6604 | 4743.6404 | 310.5684 | 4433.072 | 45.0065 | 4388.0654 | 139.0412 | 4527.1067 | 167.3049 | 4694.4115 | 306.3461 | 4.2223
2010-05-14 | 15:00 | 4445.5425 | 142.7075 | 4588.25 | 169.0346 | 4757.2846 | 311.7421 | 4445.5425 | 42.3193 | 4403.2232 | 140.0035 | 4543.2266 | 167.7623 | 4710.9889 | 307.7657 | 3.9764
2010-05-14 | 16:00 | 4437.7146 | 142.2054 | 4579.92 | 168.7998 | 4748.7198 | 311.0052 | 4437.7146 | 37.3482 | 4400.3664 | 139.8218 | 4540.1883 | 167.6761 | 4707.8644 | 307.498 | 3.5072
2010-05-14 | 17:00 | 4408.6888 | 140.3512 | 4549.04 | 167.927 | 4716.967 | 308.2782 | 4408.6888 | 28.2187 | 4380.47 | 138.5603 | 4519.0303 | 167.0754 | 4686.1057 | 305.6356 | 2.6426
2010-05-14 | 18:00 | 4412.6467 | 140.6033 | 4553.25 | 168.0462 | 4721.2962 | 308.6495 | 4412.6467 | 18.8497 | 4393.797 | 139.4047 | 4533.2016 | 167.4779 | 4700.6796 | 306.8826 | 1.7669
2010-05-14 | 19:00 | 4415.1191 | 140.7609 | 4555.88 | 168.1206 | 4724.0006 | 308.8816 | 4415.1191 | 8.6016 | 4406.5175 | 140.213 | 4546.7305 | 167.8616 | 4714.592 | 308.0746 | 0.80699
2010-05-14 | 20:00 | 4437.9965 | 142.2235 | 4580.22 | 168.8082 | 4749.0282 | 311.0317 | 4437.9965 | 1.8676 | 4436.1289 | 142.1038 | 4578.2327 | 168.7522 | 4746.9849 | 310.856 | 0.17574
2010-05-14 | 21:00 | 4485.4395 | 145.2805 | 4630.72 | 170.2278 | 4800.9478 | 315.5083 | 4485.4395 | 0 | 4485.4395 | 145.2805 | 4630.72 | 170.2278 | 4800.9478 | 315.5083 | 0
2010-05-14 | 22:00 | 4395.0649 | 139.4851 | 4534.55 | 167.5162 | 4702.0662 | 307.0013 | 4395.0649 | 0 | 4395.0649 | 139.4851 | 4534.55 | 167.5162 | 4702.0662 | 307.0013 | 0
2010-05-14 | 23:00 | 4218.582 | 128.508 | 4347.09 | 162.1303 | 4509.2203 | 290.6383 | 4218.582 | 0 | 4218.582 | 128.508 | 4347.09 | 162.1303 | 4509.2203 | 290.6383 | 0
2010-05-14 | 24:00 | 3925.6492 | 111.2808 | 4036.93 | 152.9275 | 4189.8575 | 264.2083 | 3925.6492 | 0 | 3925.6492 | 111.2808 | 4036.93 | 152.9275 | 4189.8575 | 264.2083 | 0
2010-05-15 | 1:00 | 3706.3167 | 99.1933 | 3805.51 | 145.8243 | 3951.3343 | 245.0176 | 3706.3167 | 0 | 3706.3167 | 99.1933 | 3805.51 | 145.8243 | 3951.3343 | 245.0176 | 0
2010-05-15 | 2:00 | 3573.7173 | 92.2227 | 3665.94 | 141.4426 | 3807.3826 | 233.6652 | 3573.7173 | 0 | 3573.7173 | 92.2227 | 3665.94 | 141.4426 | 3807.3826 | 233.6652 | 0
2010-05-15 | 3:00 | 3503.534 | 88.636 | 3592.17 | 139.0968 | 3731.2668 | 227.7328 | 3503.534 | 0 | 3503.534 | 88.636 | 3592.17 | 139.0968 | 3731.2668 | 227.7328 | 0
2010-05-15 | 4:00 | 3476.4111 | 87.2689 | 3563.68 | 138.1854 | 3701.8654 | 225.4543 | 3476.4111 | 0 | 3476.4111 | 87.2689 | 3563.68 | 138.1854 | 3701.8654 | 225.4543 | 0
2010-05-15 | 5:00 | 3558.3013 | 91.4287 | 3649.73 | 140.9289 | 3790.6589 | 232.3576 | 3558.3013 | 0 | 3558.3013 | 91.4287 | 3649.73 | 140.9289 | 3790.6589 | 232.3576 | 0
2010-05-15 | 6:00 | 3719.3859 | 99.8941 | 3819.28 | 146.2526 | 3965.5326 | 246.1467 | 3719.3859 | 0 | 3719.3859 | 99.8941 | 3819.28 | 146.2526 | 3965.5326 | 246.1467 | 0
2010-05-15 | 7:00 | 3990.6817 | 114.9983 | 4105.68 | 154.9988 | 4260.6788 | 269.9971 | 3990.6817 | 1.3692 | 3989.3125 | 114.9194 | 4104.2319 | 154.9553 | 4259.1872 | 269.8747 | 0.12234
2010-05-15 | 8:00 | 4296.1431 | 133.2769 | 4429.42 | 164.5121 | 4593.9321 | 297.7889 | 4296.1431 | 5.3667 | 4290.7764 | 132.9441 | 4423.7205 | 164.348 | 4588.0685 | 297.2921 | 0.49683
2010-05-15 | 9:00 | 4283.0257 | 132.4643 | 4415.49 | 164.1109 | 4579.6009 | 296.5751 | 4283.0257 | 15.7035 | 4267.3222 | 131.4947 | 4398.8169 | 163.6297 | 4562.4466 | 295.1244 | 1.4507
2010-05-15 | 10:00 | 4212.9451 | 128.1649 | 4341.11 | 161.9563 | 4503.0663 | 290.1211 | 4212.9451 | 25.6476 | 4187.2976 | 126.6091 | 4313.9067 | 161.1631 | 4475.0698 | 287.7722 | 2.349
2010-05-15 | 11:00 | 4226.4332 | 128.9868 | 4355.42 | 162.3724 | 4517.7924 | 291.3593 | 4226.4332 | 33.1852 | 4193.248 | 126.9692 | 4320.2172 | 161.3473 | 4481.5645 | 288.3165 | 3.0427
2010-05-15 | 12:00 | 4290.8607 | 132.9493 | 4423.81 | 164.3506 | 4588.1606 | 297.2999 | 4290.8607 | 36.3574 | 4254.5033 | 130.7059 | 4385.2091 | 163.2362 | 4548.4454 | 293.9421 | 3.3578
2010-05-15 | 13:00 | 4350.1417 | 136.6483 | 4486.79 | 166.1566 | 4652.9466 | 302.8049 | 4350.1417 | 31.7473 | 4318.3945 | 134.661 | 4453.0555 | 165.1911 | 4618.2466 | 299.8521 | 2.9528
2010-05-15 | 14:00 | 4346.6886 | 136.4314 | 4483.12 | 166.0518 | 4649.1718 | 302.4832 | 4346.6886 | 30.2155 | 4316.4731 | 134.5412 | 4451.0143 | 165.1325 | 4616.1469 | 299.6738 | 2.8094
2010-05-15 | 15:00 | 4394.0211 | 139.4189 | 4533.44 | 167.4847 | 4700.9247 | 306.9036 | 4394.0211 | 28.0254 | 4365.9957 | 137.6461 | 4503.6418 | 166.6373 | 4670.2791 | 304.2834 | 2.6202
2010-05-15 | 16:00 | 4588.4125 | 152.0275 | 4740.44 | 173.2787 | 4913.7187 | 325.3062 | 4588.4125 | 19.1579 | 4569.2546 | 150.7607 | 4720.0153 | 172.7142 | 4892.7295 | 323.4749 | 1.8314
2010-05-15 | 17:00 | 4493.1966 | 145.7834 | 4638.98 | 170.459 | 4809.439 | 316.2425 | 4493.1966 | 17.6277 | 4475.5689 | 144.6418 | 4620.2107 | 169.9331 | 4790.1438 | 314.5749 | 1.6675
2010-05-15 | 18:00 | 4714.2401 | 160.4799 | 4874.72 | 176.9506 | 5051.6706 | 337.4306 | 4714.2401 | 9.7444 | 4704.4957 | 159.8172 | 4864.3129 | 176.6685 | 5040.9814 | 336.4857 | 0.94489
2010-05-15 | 19:00 | 4795.0511 | 166.0289 | 4961.08 | 179.2762 | 5140.3562 | 345.3051 | 4795.0511 | 5.4993 | 4789.5518 | 165.6483 | 4955.2001 | 179.1188 | 5134.3189 | 344.7671 | 0.53805
2010-05-15 | 20:00 | 4771.3858 | 164.3942 | 4935.78 | 178.5978 | 5114.3778 | 342.992 | 4771.3858 | 1.4951 | 4769.8908 | 164.2912 | 4934.1819 | 178.5549 | 5112.7368 | 342.8461 | 0.14594
2010-05-15 | 21:00 | 4645.5337 | 155.8363 | 4801.37 | 174.9533 | 4976.3233 | 330.7896 | 4645.5337 | 0 | 4645.5337 | 155.8363 | 4801.37 | 174.9533 | 4976.3233 | 330.7896 | 0
2010-05-15 | 22:00 | 4716.5807 | 160.6393 | 4877.22 | 177.0183 | 5054.2383 | 337.6577 | 4716.5807 | 0 | 4716.5807 | 160.6393 | 4877.22 | 177.0183 | 5054.2383 | 337.6577 | 0
2010-05-15 | 23:00 | 4337.975 | 135.885 | 4473.86 | 165.7871 | 4639.6471 | 301.672 | 4337.975 | 0 | 4337.975 | 135.885 | 4473.86 | 165.7871 | 4639.6471 | 301.672 | 0
2010-05-15 | 24:00 | 4029.7207 | 117.2593 | 4146.98 | 156.2344 | 4303.2144 | 273.4937 | 4029.7207 | 0 | 4029.7207 | 117.2593 | 4146.98 | 156.2344 | 4303.2144 | 273.4937 | 0
2010-05-16 | 1:00 | 3822.3297 | 105.5003 | 3927.83 | 149.604 | 4077.434 | 255.1043 | 3822.3297 | 0 | 3822.3297 | 105.5003 | 3927.83 | 149.604 | 4077.434 | 255.1043 | 0
2010-05-16 | 2:00 | 3698.343 | 98.767 | 3797.11 | 145.5627 | 3942.6727 | 244.3297 | 3698.343 | 0 | 3698.343 | 98.767 | 3797.11 | 145.5627 | 3942.6727 | 244.3297 | 0
2010-05-16 | 3:00 | 3613.6261 | 94.2939 | 3707.92 | 142.7682 | 3850.6882 | 237.0622 | 3613.6261 | 0 | 3613.6261 | 94.2939 | 3707.92 | 142.7682 | 3850.6882 | 237.0622 | 0
2010-05-16 | 4:00 | 3558.4249 | 91.4351 | 3649.86 | 140.933 | 3790.793 | 232.3681 | 3558.4249 | 0 | 3558.4249 | 91.4351 | 3649.86 | 140.933 | 3790.793 | 232.3681 | 0
2010-05-16 | 5:00 | 3653.3895 | 96.3805 | 3749.77 | 144.0832 | 3893.8532 | 240.4637 | 3653.3895 | 0 | 3653.3895 | 96.3805 | 3749.77 | 144.0832 | 3893.8532 | 240.4637 | 0
2010-05-16 | 6:00 | 3953.4098 | 112.8602 | 4066.27 | 153.8136 | 4220.0836 | 266.6739 | 3953.4098 | 0 | 3953.4098 | 112.8602 | 4066.27 | 153.8136 | 4220.0836 | 266.6739 | 0
2010-05-16 | 7:00 | 4320.9966 | 134.8234 | 4455.82 | 165.2704 | 4621.0904 | 300.0938 | 4320.9966 | 1.4303 | 4319.5663 | 134.7341 | 4454.3004 | 165.2268 | 4619.5273 | 299.9609 | 0.13282
2010-05-16 | 8:00 | 4513.102 | 147.078 | 4660.18 | 171.0514 | 4831.2314 | 318.1294 | 4513.102 | 5.4132 | 4507.6888 | 146.7254 | 4654.4142 | 170.8905 | 4825.3047 | 317.6158 | 0.51355
2010-05-16 | 9:00 | 4635.309 | 155.151 | 4790.46 | 174.6545 | 4965.1145 | 329.8055 | 4635.309 | 14.0443 | 4621.2647 | 154.2123 | 4775.477 | 174.2433 | 4949.7203 | 328.4557 | 1.3499
2010-05-16 | 10:00 | 4826.5337 | 168.2163 | 4994.75 | 180.1753 | 5174.9253 | 348.3915 | 4826.5337 | 25.76 | 4800.7737 | 166.4255 | 4967.1992 | 179.4399 | 5146.6391 | 345.8654 | 2.5261
2010-05-16 | 11:00 | 4874.7369 | 171.5931 | 5046.33 | 181.5442 | 5227.8742 | 353.1373 | 4874.7369 | 32.4273 | 4842.3096 | 169.3177 | 5011.6273 | 180.6243 | 5192.2516 | 349.942 | 3.1953
2010-05-16 | 12:00 | 4962.12 | 177.8 | 5139.92 | 184.0026 | 5323.9226 | 361.8026 | 4962.12 | 37.3247 | 4924.7953 | 175.1353 | 5099.9306 | 182.9562 | 5282.8868 | 358.0915 | 3.7111
2010-05-16 | 13:00 | 4996.1434 | 180.2466 | 5176.39 | 184.9515 | 5361.3415 | 365.1982 | 4996.1434 | 42.4966 | 4953.6468 | 177.1934 | 5130.8402 | 183.7655 | 5314.6057 | 360.9589 | 4.2393
2010-05-16 | 14:00 | 5085.0698 | 186.7202 | 5271.79 | 187.4102 | 5459.2002 | 374.1303 | 5085.0698 | 44.1339 | 5040.936 | 183.4931 | 5224.4291 | 186.1939 | 5410.623 | 369.687 | 4.4434
2010-05-16 | 15:00 | 5114.1669 | 188.8631 | 5303.03 | 188.2078 | 5491.2378 | 377.071 | 5114.1669 | 40.219 | 5073.9479 | 185.9043 | 5259.8521 | 187.1044 | 5446.9565 | 373.0087 | 4.0623
2010-05-16 | 16:00 | 5126.2066 | 189.7534 | 5315.96 | 188.5369 | 5504.4969 | 378.2903 | 5126.2066 | 36.041 | 5090.1656 | 187.0946 | 5277.2602 | 187.5501 | 5464.8103 | 374.6447 | 3.6456
2010-05-16 | 17:00 | 5052.9046 | 184.3654 | 5237.27 | 186.5245 | 5423.7945 | 370.89 | 5052.9046 | 29.0889 | 5023.8156 | 182.2488 | 5206.0645 | 185.72 | 5391.7845 | 367.9688 | 2.9211
2010-05-16 | 18:00 | 5053.9577 | 184.4423 | 5238.4 | 186.5536 | 5424.9536 | 370.9959 | 5053.9577 | 18.6768 | 5035.2808 | 183.0816 | 5218.3625 | 186.0375 | 5404.4 | 369.1191 | 1.8768
2010-05-16 | 19:00 | 4944.7897 | 176.5603 | 5121.35 | 183.5174 | 5304.8674 | 360.0777 | 4944.7897 | 8.3841 | 4936.4056 | 175.9621 | 5112.3677 | 183.2823 | 5295.65 | 359.2443 | 0.83336
2010-05-16 | 20:00 | 4761.0287 | 163.6813 | 4924.71 | 178.3002 | 5103.0102 | 341.9815 | 4761.0287 | 2.136 | 4758.8927 | 163.5344 | 4922.4271 | 178.2388 | 5100.666 | 341.7732 | 0.20826
2010-05-16 | 21:00 | 4619.6176 | 154.1024 | 4773.72 | 174.1951 | 4947.9151 | 328.2975 | 4619.6176 | 0 | 4619.6176 | 154.1024 | 4773.72 | 174.1951 | 4947.9151 | 328.2975 | 0
2010-05-16 | 22:00 | 4647.9421 | 155.9979 | 4803.94 | 175.0236 | 4978.9636 | 331.0215 | 4647.9421 | 0 | 4647.9421 | 155.9979 | 4803.94 | 175.0236 | 4978.9636 | 331.0215 | 0
2010-05-16 | 23:00 | 4304.8899 | 133.8201 | 4438.71 | 164.7792 | 4603.4892 | 298.5993 | 4304.8899 | 0 | 4304.8899 | 133.8201 | 4438.71 | 164.7792 | 4603.4892 | 298.5993 | 0
2010-05-16 | 24:00 | 3948.3202 | 112.5698 | 4060.89 | 153.6514 | 4214.5414 | 266.2212 | 3948.3202 | 0 | 3948.3202 | 112.5698 | 4060.89 | 153.6514 | 4214.5414 | 266.2212 | 0
2010-05-17 | 1:00 | 3700.5644 | 98.8856 | 3799.45 | 145.6356 | 3945.0856 | 244.5212 | 3700.5644 | 0 | 3700.5644 | 98.8856 | 3799.45 | 145.6356 | 3945.0856 | 244.5212 | 0
2010-05-17 | 2:00 | 3554.6869 | 91.2431 | 3645.93 | 140.8083 | 3786.7383 | 232.0514 | 3554.6869 | 0 | 3554.6869 | 91.2431 | 3645.93 | 140.8083 | 3786.7383 | 232.0514 | 0
2010-05-17 | 3:00 | 3423.5928 | 84.6372 | 3508.23 | 136.4027 | 3644.6327 | 221.04 | 3423.5928 | 0 | 3423.5928 | 84.6372 | 3508.23 | 136.4027 | 3644.6327 | 221.04 | 0
2010-05-17 | 4:00 | 3410.6133 | 83.9967 | 3494.61 | 135.9631 | 3630.5731 | 219.9598 | 3410.6133 | 0 | 3410.6133 | 83.9967 | 3494.61 | 135.9631 | 3630.5731 | 219.9598 | 0
2010-05-17 | 5:00 | 3478.6582 | 87.3818 | 3566.04 | 138.261 | 3704.301 | 225.6428 | 3478.6582 | 0 | 3478.6582 | 87.3818 | 3566.04 | 138.261 | 3704.301 | 225.6428 | 0
2010-05-17 | 6:00 | 3717.0797 | 99.7703 | 3816.85 | 146.1771 | 3963.0271 | 245.9474 | 3717.0797 | 0 | 3717.0797 | 99.7703 | 3816.85 | 146.1771 | 3963.0271 | 245.9474 | 0
2010-05-17 | 7:00 | 4123.2542 | 122.7658 | 4246.02 | 159.1714 | 4405.1914 | 281.9372 | 4123.2542 | 1.4039 | 4121.8503 | 122.6823 | 4244.5325 | 159.1275 | 4403.6601 | 281.8098 | 0.12742
2010-05-17 | 8:00 | 4396.3155 | 139.5645 | 4535.88 | 167.5539 | 4703.4339 | 307.1185 | 4396.3155 | 5.4781 | 4390.8374 | 139.2169 | 4530.0543 | 167.3886 | 4697.4429 | 306.6055 | 0.51294
2010-05-17 | 9:00 | 4436.7372 | 142.1428 | 4578.88 | 168.7704 | 4747.6504 | 310.9132 | 4436.7372 | 15.6852 | 4421.052 | 141.1395 | 4562.1915 | 168.2991 | 4730.4907 | 309.4387 | 1.4746
2010-05-17 | 10:00 | 4490.6798 | 145.6202 | 4636.3 | 170.384 | 4806.684 | 316.0042 | 4490.6798 | 25.2626 | 4465.4173 | 143.9864 | 4609.4037 | 169.6297 | 4779.0334 | 313.6161 | 2.388
2010-05-17 | 11:00 | 4537.6854 | 148.6846 | 4686.37 | 171.7809 | 4858.1509 | 320.4655 | 4537.6854 | 33.9318 | 4503.7536 | 146.4693 | 4650.2228 | 170.7734 | 4820.9962 | 317.2427 | 3.2228
2010-05-17 | 12:00 | 4462.2667 | 143.7833 | 4606.05 | 169.5355 | 4775.5855 | 313.3188 | 4462.2667 | 39.0824 | 4423.1843 | 141.2757 | 4564.46 | 168.3633 | 4732.8232 | 309.639 | 3.6798
2010-05-17 | 13:00 | 4394.4254 | 139.4446 | 4533.87 | 167.4969 | 4701.3669 | 306.9415 | 4394.4254 | 39.4868 | 4354.9386 | 136.9498 | 4491.8884 | 166.3022 | 4658.1906 | 303.252 | 3.6895
2010-05-17 | 14:00 | 4356.9346 | 137.0754 | 4494.01 | 166.3627 | 4660.3727 | 303.4381 | 4356.9346 | 42.0093 | 4314.9253 | 134.4448 | 4449.3701 | 165.0854 | 4614.4554 | 299.5301 | 3.9079
2010-05-17 | 15:00 | 4309.3523 | 134.0977 | 4443.45 | 164.9154 | 4608.3654 | 299.0131 | 4309.3523 | 39.642 | 4269.7103 | 131.6419 | 4401.3522 | 163.7029 | 4565.0551 | 295.3449 | 3.6682
2010-05-17 | 16:00 | 4307.3753 | 133.9747 | 4441.35 | 164.8551 | 4606.2051 | 298.8298 | 4307.3753 | 34.8332 | 4272.5421 | 131.8166 | 4404.3587 | 163.7898 | 4568.1484 | 295.6063 | 3.2234
2010-05-17 | 17:00 | 4407.5606 | 140.2794 | 4547.84 | 167.893 | 4715.733 | 308.1724 | 4407.5606 | 24.9497 | 4382.6109 | 138.6958 | 4521.3066 | 167.1401 | 4688.4467 | 305.8358 | 2.3366
2010-05-17 | 18:00 | 4451.9977 | 143.1223 | 4595.12 | 169.2281 | 4764.3481 | 312.3503 | 4451.9977 | 17.4606 | 4434.5371 | 142.0018 | 4576.539 | 168.7044 | 4745.2434 | 310.7062 | 1.6441
2010-05-17 | 19:00 | 4345.8511 | 136.3789 | 4482.23 | 166.0264 | 4648.2564 | 302.4052 | 4345.8511 | 8.0019 | 4337.8493 | 135.8771 | 4473.7264 | 165.7832 | 4639.5096 | 301.6603 | 0.74488
2010-05-17 | 20:00 | 4291.275 | 132.975 | 4424.25 | 164.3632 | 4588.6132 | 297.3383 | 4291.275 | 2.0529 | 4289.2221 | 132.8478 | 4422.07 | 164.3005 | 4586.3704 | 297.1483 | 0.18997
2010-05-17 | 21:00 | 4312.2894 | 134.2806 | 4446.57 | 165.005 | 4611.575 | 299.2855 | 4312.2894 | 0 | 4312.2894 | 134.2806 | 4446.57 | 165.005 | 4611.575 | 299.2855 | 0
2010-05-17 | 22:00 | 4231.9653 | 129.3247 | 4361.29 | 162.5429 | 4523.8329 | 291.8676 | 4231.9653 | 0 | 4231.9653 | 129.3247 | 4361.29 | 162.5429 | 4523.8329 | 291.8676 | 0
2010-05-17 | 23:00 | 3977.1029 | 114.2171 | 4091.32 | 154.5676 | 4245.8876 | 268.7847 | 3977.1029 | 0 | 3977.1029 | 114.2171 | 4091.32 | 154.5676 | 4245.8876 | 268.7847 | 0
2010-05-17 | 24:00 | 3683.561 | 97.979 | 3781.54 | 145.077 | 3926.617 | 243.056 | 3683.561 | 0 | 3683.561 | 97.979 | 3781.54 | 145.077 | 3926.617 | 243.056 | 0
2010-05-18 | 1:00 | 3443.8007 | 85.6393 | 3529.44 | 137.086 | 3666.526 | 222.7253 | 3443.8007 | 0 | 3443.8007 | 85.6393 | 3529.44 | 137.086 | 3666.526 | 222.7253 | 0
2010-05-18 | 2:00 | 3325.5413 | 79.8587 | 3405.4 | 133.0661 | 3538.4661 | 212.9247 | 3325.5413 | 0 | 3325.5413 | 79.8587 | 3405.4 | 133.0661 | 3538.4661 | 212.9247 | 0
2010-05-18 | 3:00 | 3255.3661 | 76.5239 | 3331.89 | 130.6563 | 3462.5463 | 207.1802 | 3255.3661 | 0 | 3255.3661 | 76.5239 | 3331.89 | 130.6563 | 3462.5463 | 207.1802 | 0
2010-05-18 | 4:00 | 3244.6491 | 76.0209 | 3320.67 | 130.2867 | 3450.9567 | 206.3076 | 3244.6491 | 0 | 3244.6491 | 76.0209 | 3320.67 | 130.2867 | 3450.9567 | 206.3076 | 0
2010-05-18 | 5:00 | 3238.2774 | 75.7226 | 3314 | 130.0668 | 3444.0668 | 205.7893 | 3238.2774 | 0 | 3238.2774 | 75.7226 | 3314 | 130.0668 | 3444.0668 | 205.7893 | 0
2010-05-18 | 6:00 | 3320.5031 | 79.6169 | 3400.12 | 132.8937 | 3533.0137 | 212.5105 | 3320.5031 | 0 | 3320.5031 | 79.6169 | 3400.12 | 132.8937 | 3533.0137 | 212.5105 | 0
2010-05-18 | 7:00 | 3434.8169 | 85.1931 | 3520.01 | 136.7824 | 3656.7924 | 221.9755 | 3434.8169 | 1.413 | 3433.4039 | 85.123 | 3518.5269 | 136.7347 | 3655.2616 | 221.8577 | 0.11785
2010-05-18 | 8:00 | 3595.6993 | 93.3607 | 3689.06 | 142.1735 | 3831.2335 | 235.5342 | 3595.6993 | 5.4881 | 3590.2112 | 93.0759 | 3683.2871 | 141.9912 | 3825.2783 | 235.0671 | 0.46709
2010-05-18 | 9:00 | 3834.5917 | 106.1783 | 3940.77 | 150.0006 | 4090.7706 | 256.1788 | 3834.5917 | 15.398 | 3819.1937 | 105.3272 | 3924.521 | 149.5025 | 4074.0235 | 254.8298 | 1.3491
2010-05-18 | 10:00 | 3977.1218 | 114.2182 | 4091.34 | 154.5682 | 4245.9082 | 268.7864 | 3977.1218 | 25.2524 | 3951.8695 | 112.7723 | 4064.6418 | 153.7645 | 4218.4064 | 266.5369 | 2.2495
2010-05-18 | 11:00 | 4068.8806 | 119.5494 | 4188.43 | 157.4681 | 4345.8981 | 277.0174 | 4068.8806 | 34.5309 | 4034.3497 | 117.5288 | 4151.8786 | 156.3805 | 4308.2591 | 273.9094 | 3.1081
2010-05-18 | 12:00 | 4046.0013 | 118.2087 | 4164.21 | 156.748 | 4320.958 | 274.9567 | 4046.0013 | 39.2652 | 4006.7361 | 115.9255 | 4122.6615 | 155.5076 | 4278.1692 | 271.4331 | 3.5236
2010-05-18 | 13:00 | 3996.345 | 115.325 | 4111.67 | 155.1784 | 4266.8484 | 270.5033 | 3996.345 | 40.4729 | 3955.8721 | 113.0009 | 4068.873 | 153.8921 | 4222.7651 | 266.893 | 3.6104
2010-05-18 | 14:00 | 3910.667 | 110.433 | 4021.1 | 152.4481 | 4173.5481 | 262.8811 | 3910.667 | 39.519 | 3871.1479 | 108.2124 | 3979.3603 | 151.1794 | 4130.5397 | 259.3917 | 3.4894
2010-05-18 | 15:00 | 3862.2069 | 107.7131 | 3969.92 | 150.8915 | 4120.8115 | 258.6046 | 3862.2069 | 32.0499 | 3830.157 | 105.9328 | 3936.0898 | 149.8572 | 4085.947 | 255.79 | 2.8146
2010-05-18 | 16:00 | 3856.0122 | 107.3678 | 3963.38 | 150.6919 | 4114.0719 | 258.0597 | 3856.0122 | 35.3894 | 3820.6228 | 105.4061 | 3926.0289 | 149.5488 | 4075.5776 | 254.9549 | 3.1049
2010-05-18 | 17:00 | 3922.2896 | 111.0904 | 4033.38 | 152.8201 | 4186.2001 | 263.9105 | 3922.2896 | 28.7979 | 3893.4916 | 109.4651 | 4002.9568 | 151.8974 | 4154.8542 | 261.3626 | 2.548
2010-05-18 | 18:00 | 3940.1458 | 112.1042 | 4052.25 | 153.3906 | 4205.6406 | 265.4948 | 3940.1458 | 18.5147 | 3921.6311 | 111.0531 | 4032.6842 | 152.799 | 4185.4832 | 263.8522 | 1.6427
2010-05-18 | 19:00 | 3979.59 | 114.36 | 4093.95 | 154.6466 | 4248.5966 | 269.0066 | 3979.59 | 8.1766 | 3971.4135 | 113.8905 | 4085.304 | 154.3868 | 4239.6907 | 268.2773 | 0.72933
2010-05-18 | 20:00 | 3986.7955 | 114.7745 | 4101.57 | 154.8754 | 4256.4454 | 269.6499 | 3986.7955 | 2.1482 | 3984.6473 | 114.6508 | 4099.2981 | 154.8072 | 4254.1054 | 269.4581 | 0.19185
2010-05-18 | 21:00 | 4015.3269 | 116.4231 | 4131.75 | 155.7795 | 4287.5295 | 272.2026 | 4015.3269 | 0 | 4015.3269 | 116.4231 | 4131.75 | 155.7795 | 4287.5295 | 272.2026 | 0
2010-05-18 | 22:00 | 3949.5973 | 112.6427 | 4062.24 | 153.6921 | 4215.9321 | 266.3348 | 3949.5973 | 0 | 3949.5973 | 112.6427 | 4062.24 | 153.6921 | 4215.9321 | 266.3348 | 0
2010-05-18 | 23:00 | 3741.2956 | 101.0744 | 3842.37 | 146.9693 | 3989.3393 | 248.0437 | 3741.2956 | 0 | 3741.2956 | 101.0744 | 3842.37 | 146.9693 | 3989.3393 | 248.0437 | 0
2010-05-18 | 24:00 | 3564.0268 | 91.7232 | 3655.75 | 141.1198 | 3796.8698 | 232.843 | 3564.0268 | 0 | 3564.0268 | 91.7232 | 3655.75 | 141.1198 | 3796.8698 | 232.843 | 0
2010-05-19 | 1:00 | 3404.5993 | 83.7007 | 3488.3 | 135.7592 | 3624.0592 | 219.4599 | 3404.5993 | 0 | 3404.5993 | 83.7007 | 3488.3 | 135.7592 | 3624.0592 | 219.4599 | 0
2010-05-19 | 2:00 | 3322.6597 | 79.7203 | 3402.38 | 132.9675 | 3535.3475 | 212.6878 | 3322.6597 | 0 | 3322.6597 | 79.7203 | 3402.38 | 132.9675 | 3535.3475 | 212.6878 | 0
2010-05-19 | 3:00 | 3238.2105 | 75.7195 | 3313.93 | 130.0644 | 3443.9944 | 205.7839 | 3238.2105 | 0 | 3238.2105 | 75.7195 | 3313.93 | 130.0644 | 3443.9944 | 205.7839 | 0
2010-05-19 | 4:00 | 3203.4189 | 74.1011 | 3277.52 | 128.8608 | 3406.3808 | 202.962 | 3203.4189 | 0 | 3203.4189 | 74.1011 | 3277.52 | 128.8608 | 3406.3808 | 202.962 | 0
2010-05-19 | 5:00 | 3218.3658 | 74.7942 | 3293.16 | 129.3785 | 3422.5385 | 204.1727 | 3218.3658 | 0 | 3218.3658 | 74.7942 | 3293.16 | 129.3785 | 3422.5385 | 204.1727 | 0
2010-05-19 | 6:00 | 3284.0706 | 77.8794 | 3361.95 | 131.6442 | 3493.5942 | 209.5235 | 3284.0706 | 0 | 3284.0706 | 77.8794 | 3361.95 | 131.6442 | 3493.5942 | 209.5235 | 0
2010-05-19 | 7:00 | 3366.254 | 81.826 | 3448.08 | 134.4558 | 3582.5358 | 216.2818 | 3366.254 | 1.6858 | 3364.5682 | 81.744 | 3446.3123 | 134.3984 | 3580.7107 | 216.1424 | 0.13936
2010-05-19 | 8:00 | 3508.7499 | 88.9001 | 3597.65 | 139.2718 | 3736.9218 | 228.1719 | 3508.7499 | 5.4029 | 3503.347 | 88.6265 | 3591.9735 | 139.0906 | 3731.064 | 227.7171 | 0.45481
2010-05-19 | 9:00 | 3712.4957 | 99.5243 | 3812.02 | 146.0269 | 3958.0469 | 245.5512 | 3712.4957 | 14.7188 | 3697.7768 | 98.7367 | 3796.5136 | 145.5441 | 3942.0577 | 244.2808 | 1.2704
2010-05-19 | 10:00 | 3845.5727 | 106.7873 | 3952.36 | 150.3552 | 4102.7152 | 257.1424 | 3845.5727 | 23.0325 | 3822.5403 | 105.5119 | 3928.0522 | 149.6108 | 4077.663 | 255.1227 | 2.0197
2010-05-19 | 11:00 | 3925.2896 | 111.2604 | 4036.55 | 152.916 | 4189.466 | 264.1765 | 3925.2896 | 28.7848 | 3896.5048 | 109.6346 | 4006.1394 | 151.9941 | 4158.1335 | 261.6287 | 2.5477
2010-05-19 | 12:00 | 3974.5779 | 114.0721 | 4088.65 | 154.4874 | 4243.1374 | 268.5594 | 3974.5779 | 32.0927 | 3942.4852 | 112.2374 | 4054.7226 | 153.4653 | 4208.1879 | 265.7026 | 2.8568
2010-05-19 | 13:00 | 3942.6247 | 112.2453 | 4054.87 | 153.4697 | 4208.3397 | 265.715 | 3942.6247 | 40.6111 | 3902.0136 | 109.9449 | 4011.9585 | 152.1708 | 4164.1293 | 262.1156 | 3.5994
2010-05-19 | 14:00 | 3881.3751 | 108.7849 | 3990.16 | 151.5083 | 4141.6683 | 260.2932 | 3881.3751 | 40.0958 | 3841.2793 | 106.5489 | 3947.8282 | 150.2166 | 4098.0448 | 256.7655 | 3.5276
2010-05-19 | 15:00 | 3846.5391 | 106.8409 | 3953.38 | 150.3864 | 4103.7664 | 257.2273 | 3846.5391 | 38.078 | 3808.4611 | 104.7361 | 3913.1972 | 149.1548 | 4062.3521 | 253.8909 | 3.3364
2010-05-19 | 16:00 | 3862.0459 | 107.7041 | 3969.75 | 150.8863 | 4120.6363 | 258.5904 | 3862.0459 | 35.41 | 3826.6359 | 105.7381 | 3932.3741 | 149.7433 | 4082.1174 | 255.4815 | 3.109
2010-05-19 | 17:00 | 3990.7762 | 115.0038 | 4105.78 | 155.0018 | 4260.7818 | 270.0055 | 3990.7762 | 28.7601 | 3962.0161 | 113.3522 | 4075.3682 | 154.0878 | 4229.456 | 267.4399 | 2.5656
2010-05-19 | 18:00 | 4123.7638 | 122.7962 | 4246.56 | 159.1873 | 4405.7473 | 281.9835 | 4123.7638 | 18.5962 | 4105.1676 | 121.6912 | 4226.8588 | 158.606 | 4385.4649 | 280.2972 | 1.6862
2010-05-19 | 19:00 | 4116.4868 | 122.3632 | 4238.85 | 158.96 | 4397.81 | 281.3232 | 4116.4868 | 8.3698 | 4108.117 | 121.8661 | 4229.9831 | 158.6983 | 4388.6814 | 280.5644 | 0.75875
2010-05-19 | 20:00 | 4153.9212 | 124.5988 | 4278.52 | 160.127 | 4438.647 | 284.7258 | 4153.9212 | 2.2031 | 4151.7181 | 124.4667 | 4276.1848 | 160.0585 | 4436.2433 | 284.5252 | 0.20067
2010-05-19 | 21:00 | 4177.9835 | 126.0465 | 4304.03 | 160.8744 | 4464.9044 | 286.9209 | 4177.9835 | 0 | 4177.9835 | 126.0465 | 4304.03 | 160.8744 | 4464.9044 | 286.9209 | 0
2010-05-19 | 22:00 | 4099.5232 | 121.3568 | 4220.88 | 158.4294 | 4379.3094 | 279.7861 | 4099.5232 | 0 | 4099.5232 | 121.3568 | 4220.88 | 158.4294 | 4379.3094 | 279.7861 | 0
2010-05-19 | 23:00 | 3867.8897 | 108.0303 | 3975.92 | 151.0745 | 4126.9945 | 259.1048 | 3867.8897 | 0 | 3867.8897 | 108.0303 | 3975.92 | 151.0745 | 4126.9945 | 259.1048 | 0
2010-05-19 | 24:00 | 3641.5245 | 95.7555 | 3737.28 | 143.6915 | 3880.9715 | 239.447 | 3641.5245 | 0 | 3641.5245 | 95.7555 | 3737.28 | 143.6915 | 3880.9715 | 239.447 | 0
2010-05-20 | 1:00 | 3502.5822 | 88.5878 | 3591.17 | 139.0649 | 3730.2349 | 227.6527 | 3502.5822 | 0 | 3502.5822 | 88.5878 | 3591.17 | 139.0649 | 3730.2349 | 227.6527 | 0
2010-05-20 | 2:00 | 3436.7414 | 85.2886 | 3522.03 | 136.8475 | 3658.8775 | 222.1361 | 3436.7414 | 0 | 3436.7414 | 85.2886 | 3522.03 | 136.8475 | 3658.8775 | 222.1361 | 0
2010-05-20 | 3:00 | 3425.9082 | 84.7518 | 3510.66 | 136.4811 | 3647.1411 | 221.2329 | 3425.9082 | 0 | 3425.9082 | 84.7518 | 3510.66 | 136.4811 | 3647.1411 | 221.2329 | 0
2010-05-20 | 4:00 | 3435.4647 | 85.2253 | 3520.69 | 136.8043 | 3657.4943 | 222.0296 | 3435.4647 | 0 | 3435.4647 | 85.2253 | 3520.69 | 136.8043 | 3657.4943 | 222.0296 | 0
2010-05-20 | 5:00 | 3544.8987 | 90.7413 | 3635.64 | 140.4816 | 3776.1216 | 231.2229 | 3544.8987 | 0 | 3544.8987 | 90.7413 | 3635.64 | 140.4816 | 3776.1216 | 231.2229 | 0
2010-05-20 | 6:00 | 3858.4939 | 107.5061 | 3966 | 150.7719 | 4116.7719 | 258.278 | 3858.4939 | 0 | 3858.4939 | 107.5061 | 3966 | 150.7719 | 4116.7719 | 258.278 | 0
2010-05-20 | 7:00 | 4235.6311 | 129.5489 | 4365.18 | 162.6558 | 4527.8358 | 292.2047 | 4235.6311 | 1.6342 | 4233.997 | 129.4489 | 4363.4459 | 162.6055 | 4526.0514 | 292.0544 | 0.15027
2010-05-20 | 8:00 | 4459.561 | 143.609 | 4603.17 | 169.4545 | 4772.6245 | 313.0635 | 4459.561 | 5.6445 | 4453.9165 | 143.2457 | 4597.1622 | 169.2855 | 4766.4477 | 312.5312 | 0.5323
2010-05-20 | 9:00 | 4358.4117 | 137.1683 | 4495.58 | 166.4075 | 4661.9875 | 303.5758 | 4358.4117 | 13.0117 | 4345.4 | 136.3505 | 4481.7505 | 166.0127 | 4647.7632 | 302.3632 | 1.2126
2010-05-20 | 10:00 | 4324.8651 | 135.0649 | 4459.93 | 165.3882 | 4625.3182 | 300.4531 | 4324.8651 | 21.7126 | 4303.1525 | 133.7121 | 4436.8646 | 164.7262 | 4601.5908 | 298.4383 | 2.0148
2010-05-20 | 11:00 | 4307.8931 | 134.0069 | 4441.9 | 164.8709 | 4606.7709 | 298.8778 | 4307.8931 | 29.3585 | 4278.5346 | 132.1866 | 4410.7212 | 163.9734 | 4574.6945 | 296.16 | 2.7178
2010-05-20 | 12:00 | 4350.8474 | 136.6926 | 4487.54 | 166.178 | 4653.718 | 302.8706 | 4350.8474 | 38.3139 | 4312.5335 | 134.2958 | 4446.8293 | 165.0124 | 4611.8417 | 299.3082 | 3.5625
2010-05-20 | 13:00 | 4348.7774 | 136.5626 | 4485.34 | 166.1152 | 4651.4552 | 302.6778 | 4348.7774 | 42.6751 | 4306.1023 | 133.8955 | 4439.9978 | 164.8162 | 4604.814 | 298.7117 | 3.966
2010-05-20 | 14:00 | 4318.9541 | 134.6959 | 4453.65 | 165.2081 | 4618.8581 | 299.9041 | 4318.9541 | 38.3836 | 4280.5705 | 132.3124 | 4412.8829 | 164.0357 | 4576.9186 | 296.3481 | 3.556
2010-05-20 | 15:00 | 4289.1374 | 132.8426 | 4421.98 | 164.2979 | 4586.2779 | 297.1404 | 4289.1374 | 33.0777 | 4256.0597 | 130.8015 | 4386.8612 | 163.284 | 4550.1453 | 294.0856 | 3.0549
2010-05-20 | 16:00 | 4283.6285 | 132.5015 | 4416.13 | 164.1293 | 4580.2593 | 296.6309 | 4283.6285 | 32.1375 | 4251.4909 | 130.5208 | 4382.0118 | 163.1437 | 4545.1554 | 293.6645 | 2.9663
2010-05-20 | 17:00 | 4366.6995 | 137.6905 | 4504.39 | 166.6586 | 4671.0486 | 304.3491 | 4366.6995 | 16.5815 | 4350.118 | 136.6468 | 4486.7648 | 166.1559 | 4652.9207 | 302.8027 | 1.5464
2010-05-20 | 18:00 | 4426.2579 | 141.4721 | 4567.73 | 168.4557 | 4736.1857 | 309.9278 | 4426.2579 | 3.8877 | 4422.3702 | 141.2237 | 4563.5939 | 168.3388 | 4731.9327 | 309.5625 | 0.36529
2010-05-20 | 19:00 | 4443.4 | 142.57 | 4585.97 | 168.9704 | 4754.9404 | 311.5404 | 4443.4 | 6.4794 | 4436.9206 | 142.1545 | 4579.0751 | 168.776 | 4747.8511 | 310.9305 | 0.60989
2010-05-20 | 20:00 | 4460.5851 | 143.6749 | 4604.26 | 169.4852 | 4773.7452 | 313.1601 | 4460.5851 | 2.1085 | 4458.4766 | 143.5391 | 4602.0157 | 169.4221 | 4771.4378 | 312.9612 | 0.1989
2010-05-20 | 21:00 | 4497.1875 | 146.0425 | 4643.23 | 170.5779 | 4813.8079 | 316.6204 | 4497.1875 | 0 | 4497.1875 | 146.0425 | 4643.23 | 170.5779 | 4813.8079 | 316.6204 | 0
2010-05-20 | 22:00 | 4469.8853 | 144.2747 | 4614.16 | 169.7633 | 4783.9233 | 314.038 | 4469.8853 | 0 | 4469.8853 | 144.2747 | 4614.16 | 169.7633 | 4783.9233 | 314.038 | 0
2010-05-20 | 23:00 | 4141.4295 | 123.8505 | 4265.28 | 159.7382 | 4425.0182 | 283.5887 | 4141.4295 | 0 | 4141.4295 | 123.8505 | 4265.28 | 159.7382 | 4425.0182 | 283.5887 | 0
2010-05-20 | 24:00 | 3795.1071 | 104.0029 | 3899.11 | 148.7216 | 4047.8316 | 252.7245 | 3795.1071 | 0 | 3795.1071 | 104.0029 | 3899.11 | 148.7216 | 4047.8316 | 252.7245 | 0
2010-05-21 | 1:00 | 3714.8969 | 99.6531 | 3814.55 | 146.1056 | 3960.6556 | 245.7587 | 3714.8969 | 0 | 3714.8969 | 99.6531 | 3814.55 | 146.1056 | 3960.6556 | 245.7587 | 0
2010-05-21 | 2:00 | 3550.416 | 91.024 | 3641.44 | 140.6658 | 3782.1058 | 231.6898 | 3550.416 | 0 | 3550.416 | 91.024 | 3641.44 | 140.6658 | 3782.1058 | 231.6898 | 0
2010-05-21 | 3:00 | 3440.5617 | 85.4783 | 3526.04 | 136.9766 | 3663.0166 | 222.4549 | 3440.5617 | 0 | 3440.5617 | 85.4783 | 3526.04 | 136.9766 | 3663.0166 | 222.4549 | 0
2010-05-21 | 4:00 | 3441.2095 | 85.5105 | 3526.72 | 136.9985 | 3663.7185 | 222.509 | 3441.2095 | 0 | 3441.2095 | 85.5105 | 3526.72 | 136.9985 | 3663.7185 | 222.509 | 0
2010-05-21 | 5:00 | 3541.6642 | 90.5758 | 3632.24 | 140.3735 | 3772.6135 | 230.9493 | 3541.6642 | 0 | 3541.6642 | 90.5758 | 3632.24 | 140.3735 | 3772.6135 | 230.9493 | 0
2010-05-21 | 6:00 | 3829.8634 | 105.9166 | 3935.78 | 149.8477 | 4085.6277 | 255.7643 | 3829.8634 | 0 | 3829.8634 | 105.9166 | 3935.78 | 149.8477 | 4085.6277 | 255.7643 | 0
2010-05-21 | 7:00 | 4244.5359 | 130.0941 | 4374.63 | 162.9299 | 4537.5599 | 293.024 | 4244.5359 | 0.54027 | 4243.9956 | 130.061 | 4374.0566 | 162.9132 | 4536.9699 | 292.9743 | 0.049734
2010-05-21 | 8:00 | 4505.1499 | 146.5601 | 4651.71 | 170.8149 | 4822.5249 | 317.3751 | 4505.1499 | 2.5648 | 4502.5851 | 146.3933 | 4648.9784 | 170.7386 | 4819.717 | 317.1319 | 0.24315
2010-05-21 | 9:00 | 4540.8011 | 148.8889 | 4689.69 | 171.8732 | 4861.5632 | 320.762 | 4540.8011 | 3.6197 | 4537.1814 | 148.6516 | 4685.833 | 171.7659 | 4857.599 | 320.4176 | 0.34449
2010-05-21 | 10:00 | 4486.0312 | 145.3188 | 4631.35 | 170.2454 | 4801.5954 | 315.5642 | 4486.0312 | 4.5223 | 4481.5088 | 145.026 | 4626.5348 | 170.1105 | 4796.6453 | 315.1365 | 0.42776
2010-05-21 | 11:00 | 4503.0936 | 146.4264 | 4649.52 | 170.7537 | 4820.2737 | 317.1801 | 4503.0936 | 7.9083 | 4495.1853 | 145.9125 | 4641.0978 | 170.5183 | 4811.6161 | 316.4308 | 0.74933
2010-05-21 | 12:00 | 4509.8912 | 146.8688 | 4656.76 | 170.9559 | 4827.7159 | 317.8247 | 4509.8912 | 6.7829 | 4503.1083 | 146.4273 | 4649.5357 | 170.7542 | 4820.2898 | 317.1815 | 0.64322
2010-05-21 | 13:00 | 4519.1946 | 147.4754 | 4666.67 | 171.2324 | 4837.9024 | 318.7078 | 4519.1946 | 5.7341 | 4513.4606 | 147.1013 | 4660.5619 | 171.0621 | 4831.624 | 318.1634 | 0.54435
2010-05-21 | 14:00 | 4524.1416 | 147.7984 | 4671.94 | 171.3793 | 4843.3193 | 319.1777 | 4524.1416 | 5.8188 | 4518.3228 | 147.4185 | 4665.7412 | 171.2065 | 4836.9477 | 318.625 | 0.5527
2010-05-21 | 15:00 | 4507.3938 | 146.7062 | 4654.1 | 170.8817 | 4824.9817 | 317.5878 | 4507.3938 | 10.5353 | 4496.8586 | 146.0212 | 4642.8797 | 170.5681 | 4813.4478 | 316.5893 | 0.99857
2010-05-21 | 16:00 | 4588.8626 | 152.0574 | 4740.92 | 173.2919 | 4914.2119 | 325.3493 | 4588.8626 | 9.447 | 4579.4157 | 151.4319 | 4730.8476 | 173.0138 | 4903.8614 | 324.4457 | 0.90359
2010-05-21 | 17:00 | 4604.673 | 153.107 | 4757.78 | 173.7567 | 4931.5367 | 326.8636 | 4604.673 | 5.0137 | 4599.6594 | 152.7737 | 4752.4331 | 173.6094 | 4926.0425 | 326.3831 | 0.48051
2010-05-21 | 18:00 | 4646.6301 | 155.9099 | 4802.54 | 174.9853 | 4977.5253 | 330.8951 | 4646.6301 | 3.0612 | 4643.5689 | 155.7045 | 4799.2734 | 174.8959 | 4974.1693 | 330.6004 | 0.29477
2010-05-21 | 19:00 | 4632.2347 | 154.9453 | 4787.18 | 174.5645 | 4961.7445 | 329.5098 | 4632.2347 | 3.9429 | 4628.2918 | 154.6817 | 4782.9735 | 174.4491 | 4957.4226 | 329.1308 | 0.37905
2010-05-21 | 20:00 | 4643.3596 | 155.6904 | 4799.05 | 174.8898 | 4973.9398 | 330.5802 | 4643.3596 | 1.0962 | 4642.2634 | 155.6169 | 4797.8803 | 174.8577 | 4972.7381 | 330.4747 | 0.10552
2010-05-21 | 21:00 | 4634.6435 | 155.1065 | 4789.75 | 174.635 | 4964.385 | 329.7415 | 4634.6435 | 0 | 4634.6435 | 155.1065 | 4789.75 | 174.635 | 4964.385 | 329.7415 | 0
2010-05-21 | 22:00 | 4455.4459 | 143.3441 | 4598.79 | 169.3314 | 4768.1214 | 312.6754 | 4455.4459 | 0 | 4455.4459 | 143.3441 | 4598.79 | 169.3314 | 4768.1214 | 312.6754 | 0
2010-05-21 | 23:00 | 4126.4158 | 122.9542 | 4249.37 | 159.27 | 4408.64 | 282.2242 | 4126.4158 | 0 | 4126.4158 | 122.9542 | 4249.37 | 159.27 | 4408.64 | 282.2242 | 0
2010-05-21 | 24:00 | 3846.7949 | 106.8551 | 3953.65 | 150.3946 | 4104.0446 | 257.2498 | 3846.7949 | 0 | 3846.7949 | 106.8551 | 3953.65 | 150.3946 | 4104.0446 | 257.2498 | 0
2010-05-22 | 1:00 | 3684.2826 | 98.0174 | 3782.3 | 145.1008 | 3927.4008 | 243.1182 | 3684.2826 | 0 | 3684.2826 | 98.0174 | 3782.3 | 145.1008 | 3927.4008 | 243.1182 | 0
2010-05-22 | 2:00 | 3556.5797 | 91.3403 | 3647.92 | 140.8715 | 3788.7915 | 232.2118 | 3556.5797 | 0 | 3556.5797 | 91.3403 | 3647.92 | 140.8715 | 3788.7915 | 232.2118 | 0
2010-05-22 | 3:00 | 3494.4529 | 88.1771 | 3582.63 | 138.792 | 3721.422 | 226.9691 | 3494.4529 | 0 | 3494.4529 | 88.1771 | 3582.63 | 138.792 | 3721.422 | 226.9691 | 0
2010-05-22 | 4:00 | 3495.9189 | 88.2511 | 3584.17 | 138.8412 | 3723.0112 | 227.0923 | 3495.9189 | 0 | 3495.9189 | 88.2511 | 3584.17 | 138.8412 | 3723.0112 | 227.0923 | 0
2010-05-22 | 5:00 | 3578.7475 | 92.4825 | 3671.23 | 141.61 | 3812.84 | 234.0925 | 3578.7475 | 0 | 3578.7475 | 92.4825 | 3671.23 | 141.61 | 3812.84 | 234.0925 | 0
2010-05-22 | 6:00 | 3887.6624 | 109.1376 | 3996.8 | 151.7103 | 4148.5103 | 260.8479 | 3887.6624 | 0 | 3887.6624 | 109.1376 | 3996.8 | 151.7103 | 4148.5103 | 260.8479 | 0
2010-05-22 | 7:00 | 4336.1776 | 135.7724 | 4471.95 | 165.7324 | 4637.6824 | 301.5048 | 4336.1776 | 1.6639 | 4334.5137 | 135.6682 | 4470.1819 | 165.6818 | 4635.8637 | 301.35 | 0.15478
2010-05-22 | 8:00 | 4674.6071 | 157.7929 | 4832.4 | 175.8007 | 5008.2007 | 333.5937 | 4674.6071 | 5.033 | 4669.574 | 157.4533 | 4827.0274 | 175.6543 | 5002.6816 | 333.1076 | 0.48607
2010-05-22 | 9:00 | 4808.2367 | 166.9433 | 4975.18 | 179.6532 | 5154.8332 | 346.5965 | 4808.2367 | 7.4873 | 4800.7494 | 166.4238 | 4967.1731 | 179.4392 | 5146.6124 | 345.863 | 0.73352
2010-05-22 | 10:00 | 4781.2644 | 165.0756 | 4946.34 | 178.8813 | 5125.2213 | 343.9569 | 4781.2644 | 5.8527 | 4775.4117 | 164.6717 | 4940.0834 | 178.7134 | 5118.7968 | 343.3851 | 0.57177
2010-05-22 | 11:00 | 4807.6289 | 166.9011 | 4974.53 | 179.6359 | 5154.1659 | 346.537 | 4807.6289 | 4.7199 | 4802.909 | 166.5736 | 4969.4826 | 179.501 | 5148.9836 | 346.0745 | 0.46244
2010-05-22 | 12:00 | 4796.8747 | 166.1553 | 4963.03 | 179.3284 | 5142.3584 | 345.4836 | 4796.8747 | 5.3944 | 4791.4803 | 165.7818 | 4957.2621 | 179.174 | 5136.4361 | 344.9557 | 0.5279
2010-05-22 | 13:00 | 4733.0003 | 161.7597 | 4894.76 | 177.4928 | 5072.2528 | 339.2525 | 4733.0003 | 5.8519 | 4727.1484 | 161.36 | 4888.5083 | 177.3238 | 5065.8322 | 338.6838 | 0.56872
2010-05-22 | 14:00 | 4716.8241 | 160.6559 | 4877.48 | 177.0254 | 5054.5054 | 337.6813 | 4716.8241 | 16.3617 | 4700.4624 | 159.5433 | 4860.0057 | 176.5516 | 5036.5572 | 336.0949 | 1.5864
2010-05-22 | 15:00 | 4668.0495 | 157.3505 | 4825.4 | 175.6099 | 5001.0099 | 332.9604 | 4668.0495 | 39.1358 | 4628.9137 | 154.7232 | 4783.6369 | 174.4673 | 4958.1043 | 329.1906 | 3.7698
2010-05-22 | 16:00 | 4642.7691 | 155.6509 | 4798.42 | 174.8725 | 4973.2925 | 330.5234 | 4642.7691 | 37.6834 | 4605.0857 | 153.1344 | 4758.2201 | 173.7688 | 4931.9889 | 326.9032 | 3.6202
2010-05-22 | 17:00 | 4656.7503 | 156.5897 | 4813.34 | 175.2806 | 4988.6206 | 331.8703 | 4656.7503 | 29.5448 | 4627.2055 | 154.6091 | 4781.8145 | 174.4173 | 4956.2318 | 329.0264 | 2.8439
2010-05-22 | 18:00 | 4664.4706 | 157.1094 | 4821.58 | 175.5056 | 4997.0856 | 332.615 | 4664.4706 | 18.8674 | 4645.6032 | 155.8409 | 4801.4441 | 174.9553 | 4976.3994 | 330.7963 | 1.8187
2010-05-22 | 19:00 | 4638.1113 | 155.3387 | 4793.45 | 174.7364 | 4968.1864 | 330.0751 | 4638.1113 | 8.4058 | 4629.7055 | 154.7762 | 4784.4816 | 174.4905 | 4958.9722 | 329.2667 | 0.80842
2010-05-22 | 20:00 | 4606.9796 | 153.2604 | 4760.24 | 173.8244 | 4934.0644 | 327.0848 | 4606.9796 | 2.2771 | 4604.7025 | 153.1089 | 4757.8115 | 173.7575 | 4931.569 | 326.8665 | 0.21832
2010-05-22 | 21:00 | 4598.3718 | 152.6882 | 4751.06 | 173.5716 | 4924.6316 | 326.2598 | 4598.3718 | 0 | 4598.3718 | 152.6882 | 4751.06 | 173.5716 | 4924.6316 | 326.2598 | 0
2010-05-22 | 22:00 | 4533.7248 | 148.4252 | 4682.15 | 171.6635 | 4853.8135 | 320.0887 | 4533.7248 | 0 | 4533.7248 | 148.4252 | 4682.15 | 171.6635 | 4853.8135 | 320.0887 | 0
2010-05-22 | 23:00 | 4209.0236 | 127.9264 | 4336.95 | 161.8352 | 4498.7852 | 289.7615 | 4209.0236 | 0 | 4209.0236 | 127.9264 | 4336.95 | 161.8352 | 4498.7852 | 289.7615 | 0
2010-05-22 | 24:00 | 3935.9163 | 111.8637 | 4047.78 | 153.2556 | 4201.0356 | 265.1193 | 3935.9163 | 0 | 3935.9163 | 111.8637 | 4047.78 | 153.2556 | 4201.0356 | 265.1193 | 0
2010-05-23 | 1:00 | 3716.0073 | 99.7127 | 3815.72 | 146.142 | 3961.862 | 245.8547 | 3716.0073 | 0 | 3716.0073 | 99.7127 | 3815.72 | 146.142 | 3961.862 | 245.8547 | 0
2010-05-23 | 2:00 | 3610.3851 | 94.1249 | 3704.51 | 142.6608 | 3847.1708 | 236.7857 | 3610.3851 | 0 | 3610.3851 | 94.1249 | 3704.51 | 142.6608 | 3847.1708 | 236.7857 | 0
2010-05-23 | 3:00 | 3497.0803 | 88.3097 | 3585.39 | 138.8802 | 3724.2702 | 227.19 | 3497.0803 | 0 | 3497.0803 | 88.3097 | 3585.39 | 138.8802 | 3724.2702 | 227.19 | 0
2010-05-23 | 4:00 | 3498.8223 | 88.3977 | 3587.22 | 138.9387 | 3726.1587 | 227.3364 | 3498.8223 | 0 | 3498.8223 | 88.3977 | 3587.22 | 138.9387 | 3726.1587 | 227.3364 | 0
2010-05-23 | 5:00 | 3595.7944 | 93.3656 | 3689.16 | 142.1766 | 3831.3366 | 235.5423 | 3595.7944 | 0 | 3595.7944 | 93.3656 | 3689.16 | 142.1766 | 3831.3366 | 235.5423 | 0
2010-05-23 | 6:00 | 3880.0021 | 108.7079 | 3988.71 | 151.4641 | 4140.1741 | 260.1721 | 3880.0021 | 0 | 3880.0021 | 108.7079 | 3988.71 | 151.4641 | 4140.1741 | 260.1721 | 0
2010-05-23 | 7:00 | 4285.0787 | 132.5913 | 4417.67 | 164.1737 | 4581.8437 | 296.765 | 4285.0787 | 1.4855 | 4283.5932 | 132.4994 | 4416.0925 | 164.1282 | 4580.2208 | 296.6276 | 0.13738
2010-05-23 | 8:00 | 4578.9208 | 151.3992 | 4730.32 | 172.9992 | 4903.3192 | 324.3984 | 4578.9208 | 4.5348 | 4574.386 | 151.0995 | 4725.4855 | 172.8655 | 4898.351 | 323.965 | 0.43339
2010-05-23 | 9:00 | 4651.9902 | 156.2698 | 4808.26 | 175.1418 | 4983.4018 | 331.4115 | 4651.9902 | 9.3314 | 4642.6589 | 155.6435 | 4798.3023 | 174.8693 | 4973.1716 | 330.5128 | 0.89875
2010-05-23 | 10:00 | 4661.5006 | 156.9094 | 4818.41 | 175.4191 | 4993.8291 | 332.3285 | 4661.5006 | 6.1378 | 4655.3628 | 156.4964 | 4811.8593 | 175.2402 | 4987.0994 | 331.7366 | 0.59188
2010-05-23 | 11:00 | 4658.3619 | 156.6981 | 4815.06 | 175.3276 | 4990.3876 | 332.0257 | 4658.3619 | 5.0836 | 4653.2783 | 156.3563 | 4809.6346 | 175.1793 | 4984.8139 | 331.5356 | 0.49008
2010-05-23 | 12:00 | 4624.989 | 154.461 | 4779.45 | 174.3524 | 4953.8024 | 328.8134 | 4624.989 | 5.1262 | 4619.8628 | 154.1188 | 4773.9816 | 174.2023 | 4948.1838 | 328.321 | 0.49239
2010-05-23 | 13:00 | 4604.0073 | 153.0627 | 4757.07 | 173.7371 | 4930.8071 | 326.7998 | 4604.0073 | 6.0132 | 4597.9941 | 152.6631 | 4750.6572 | 173.5605 | 4924.2177 | 326.2236 | 0.57623
2010-05-23 | 14:00 | 4624.914 | 154.456 | 4779.37 | 174.3502 | 4953.7202 | 328.8062 | 4624.914 | 6.6053 | 4618.3087 | 154.0151 | 4772.3238 | 174.1567 | 4946.4806 | 328.1718 | 0.6344
2010-05-23 | 15:00 | 4635.3652 | 155.1548 | 4790.52 | 174.6561 | 4965.1761 | 329.8109 | 4635.3652 | 12.4753 | 4622.8899 | 154.3208 | 4777.2106 | 174.291 | 4951.5016 | 328.6117 | 1.1992
2010-05-23 | 16:00 | 4614.6395 | 153.7705 | 4768.41 | 174.0491 | 4942.4591 | 327.8196 | 4614.6395 | 27.4504 | 4587.1891 | 151.9465 | 4739.1356 | 173.2427 | 4912.3782 | 325.1891 | 2.6305
2010-05-23 | 17:00 | 4601.6069 | 152.9031 | 4754.51 | 173.6666 | 4928.1766 | 326.5697 | 4601.6069 | 26.8579 | 4574.749 | 151.1235 | 4725.8724 | 172.8762 | 4898.7486 | 323.9997 | 2.5701
2010-05-23 | 18:00 | 4544.4328 | 149.1272 | 4693.56 | 171.9807 | 4865.5407 | 321.1078 | 4544.4328 | 18.1059 | 4526.327 | 147.9412 | 4674.2682 | 171.4441 | 4845.7123 | 319.3853 | 1.7225
2010-05-23 | 19:00 | 4526.1597 | 147.9303 | 4674.09 | 171.4392 | 4845.5292 | 319.3694 | 4526.1597 | 8.0035 | 4518.1562 | 147.4076 | 4665.5638 | 171.2016 | 4836.7654 | 318.6091 | 0.76029
2010-05-23 | 20:00 | 4503.1969 | 146.4331 | 4649.63 | 170.7568 | 4820.3868 | 317.1899 | 4503.1969 | 2.272 | 4500.9249 | 146.2854 | 4647.2103 | 170.6892 | 4817.8995 | 316.9746 | 0.21534
2010-05-23 | 21:00 | 4495.2625 | 145.9175 | 4641.18 | 170.5206 | 4811.7006 | 316.4381 | 4495.2625 | 0 | 4495.2625 | 145.9175 | 4641.18 | 170.5206 | 4811.7006 | 316.4381 | 0
2010-05-23 | 22:00 | 4419.4526 | 141.0374 | 4560.49 | 168.251 | 4728.741 | 309.2884 | 4419.4526 | 0 | 4419.4526 | 141.0374 | 4560.49 | 168.251 | 4728.741 | 309.2884 | 0
2010-05-23 | 23:00 | 4169.0141 | 125.5059 | 4294.52 | 160.5961 | 4455.1161 | 286.1019 | 4169.0141 | 0 | 4169.0141 | 125.5059 | 4294.52 | 160.5961 | 4455.1161 | 286.1019 | 0
2010-05-23 | 24:00 | 3858.3803 | 107.4997 | 3965.88 | 150.7682 | 4116.6482 | 258.268 | 3858.3803 | 0 | 3858.3803 | 107.4997 | 3965.88 | 150.7682 | 4116.6482 | 258.268 | 0
2010-05-24 | 1:00 | 3663.6475 | 96.9225 | 3760.57 | 144.4215 | 3904.9915 | 241.344 | 3663.6475 | 0 | 3663.6475 | 96.9225 | 3760.57 | 144.4215 | 3904.9915 | 241.344 | 0
2010-05-24 | 2:00 | 3530.3804 | 89.9996 | 3620.38 | 139.9963 | 3760.3763 | 229.9958 | 3530.3804 | 0 | 3530.3804 | 89.9996 | 3620.38 | 139.9963 | 3760.3763 | 229.9958 | 0
2010-05-24 | 3:00 | 3474.1543 | 87.1557 | 3561.31 | 138.1095 | 3699.4195 | 225.2651 | 3474.1543 | 0 | 3474.1543 | 87.1557 | 3561.31 | 138.1095 | 3699.4195 | 225.2651 | 0
2010-05-24 | 4:00 | 3472.7831 | 87.0869 | 3559.87 | 138.0633 | 3697.9333 | 225.1502 | 3472.7831 | 0 | 3472.7831 | 87.0869 | 3559.87 | 138.0633 | 3697.9333 | 225.1502 | 0
2010-05-24 | 5:00 | 3525.0995 | 89.7305 | 3614.83 | 139.8196 | 3754.6496 | 229.5501 | 3525.0995 | 0 | 3525.0995 | 89.7305 | 3614.83 | 139.8196 | 3754.6496 | 229.5501 | 0
2010-05-24 | 6:00 | 3819.098 | 105.322 | 3924.42 | 149.4994 | 4073.9194 | 254.8214 | 3819.098 | 0 | 3819.098 | 105.322 | 3924.42 | 149.4994 | 4073.9194 | 254.8214 | 0
2010-05-24 | 7:00 | 4162.2321 | 125.0979 | 4287.33 | 160.3854 | 4447.7154 | 285.4833 | 4162.2321 | 0.72809 | 4161.504 | 125.0541 | 4286.5582 | 160.3628 | 4446.9209 | 285.4169 | 0.066387
2010-05-24 | 8:00 | 4525.8593 | 147.9107 | 4673.77 | 171.4302 | 4845.2002 | 319.3409 | 4525.8593 | 5.3244 | 4520.5349 | 147.5628 | 4668.0977 | 171.2722 | 4839.37 | 318.835 | 0.50585
2010-05-24 | 9:00 | 4656.7034 | 156.5866 | 4813.29 | 175.2792 | 4988.5692 | 331.8658 | 4656.7034 | 14.9094 | 4641.794 | 155.5855 | 4797.3795 | 174.844 | 4972.2235 | 330.4295 | 1.4363
2010-05-24 | 10:00 | 4718.2284 | 160.7516 | 4878.98 | 177.066 | 5056.046 | 337.8176 | 4718.2284 | 24.5434 | 4693.685 | 159.0835 | 4852.7686 | 176.355 | 5029.1236 | 335.4385 | 2.379
2010-05-24 | 11:00 | 4734.8723 | 161.8877 | 4896.76 | 177.5468 | 5074.3068 | 339.4345 | 4734.8723 | 32.8667 | 4702.0056 | 159.6481 | 4861.6536 | 176.5963 | 5038.2499 | 336.2444 | 3.1902
2010-05-24 | 12:00 | 4761.6276 | 163.7224 | 4925.35 | 178.3175 | 5103.6675 | 342.0399 | 4761.6276 | 24.1623 | 4737.4653 | 162.0651 | 4899.5303 | 177.6216 | 5077.152 | 339.6867 | 2.3532
2010-05-24 | 13:00 | 4688.5354 | 158.7346 | 4847.27 | 176.2055 | 5023.4755 | 334.9402 | 4688.5354 | 31.5223 | 4657.0131 | 156.6074 | 4813.6205 | 175.2883 | 4988.9087 | 331.8957 | 3.0445
2010-05-24 | 14:00 | 4694.7634 | 159.1566 | 4853.92 | 176.3863 | 5030.3063 | 335.5429 | 4694.7634 | 41.3951 | 4653.3683 | 156.3624 | 4809.7306 | 175.182 | 4984.9126 | 331.5443 | 3.9986
2010-05-24 | 15:00 | 4655.9726 | 156.5374 | 4812.51 | 175.2579 | 4987.7679 | 331.7954 | 4655.9726 | 37.9115 | 4618.0611 | 153.9986 | 4772.0597 | 174.1495 | 4946.2091 | 328.148 | 3.6473
2010-05-24 | 16:00 | 4594.8927 | 152.4573 | 4747.35 | 173.4693 | 4920.8193 | 325.9265 | 4594.8927 | 33.7807 | 4561.1121 | 150.2238 | 4711.3359 | 172.4738 | 4883.8097 | 322.6977 | 3.2289
2010-05-24 | 17:00 | 4416.9051 | 140.8749 | 4557.78 | 168.1744 | 4725.9544 | 309.0492 | 4416.9051 | 27.5443 | 4389.3608 | 139.1233 | 4528.4842 | 167.344 | 4695.8282 | 306.4673 | 2.5819
2010-05-24 | 18:00 | 4359.2396 | 137.2204 | 4496.46 | 166.4326 | 4662.8926 | 303.653 | 4359.2396 | 18.2986 | 4340.941 | 136.0709 | 4477.0118 | 165.8772 | 4642.889 | 301.9481 | 1.705
2010-05-24 | 19:00 | 4356.2761 | 137.0339 | 4493.31 | 166.3427 | 4659.6527 | 303.3767 | 4356.2761 | 8.1429 | 4348.1331 | 136.5221 | 4484.6553 | 166.0956 | 4650.7509 | 302.6178 | 0.7589
2010-05-24 | 20:00 | 4341.3439 | 136.0961 | 4477.44 | 165.8894 | 4643.3294 | 301.9856 | 4341.3439 | 2.1529 | 4339.191 | 135.9612 | 4475.1521 | 165.824 | 4640.9762 | 301.7852 | 0.20038
2010-05-24 | 21:00 | 4330.9827 | 135.4473 | 4466.43 | 165.5744 | 4632.0044 | 301.0217 | 4330.9827 | 0 | 4330.9827 | 135.4473 | 4466.43 | 165.5744 | 4632.0044 | 301.0217 | 0
2010-05-24 | 22:00 | 4321.7685 | 134.8715 | 4456.64 | 165.2939 | 4621.9339 | 300.1654 | 4321.7685 | 0 | 4321.7685 | 134.8715 | 4456.64 | 165.2939 | 4621.9339 | 300.1654 | 0
2010-05-24 | 23:00 | 4048.6278 | 118.3622 | 4166.99 | 156.8308 | 4323.8208 | 275.193 | 4048.6278 | 0 | 4048.6278 | 118.3622 | 4166.99 | 156.8308 | 4323.8208 | 275.193 | 0
2010-05-24 | 24:00 | 3755.4114 | 101.8386 | 3857.25 | 147.43 | 4004.68 | 249.2686 | 3755.4114 | 0 | 3755.4114 | 101.8386 | 3857.25 | 147.43 | 4004.68 | 249.2686 | 0
2010-05-25 | 1:00 | 3562.8285 | 91.6615 | 3654.49 | 141.0798 | 3795.5698 | 232.7414 | 3562.8285 | 0 | 3562.8285 | 91.6615 | 3654.49 | 141.0798 | 3795.5698 | 232.7414 | 0
2010-05-25 | 2:00 | 3429.7005 | 84.9395 | 3514.64 | 136.6094 | 3651.2494 | 221.5489 | 3429.7005 | 0 | 3429.7005 | 84.9395 | 3514.64 | 136.6094 | 3651.2494 | 221.5489 | 0
2010-05-25 | 3:00 | 3356.5263 | 81.3537 | 3437.88 | 134.1243 | 3572.0043 | 215.478 | 3356.5263 | 0 | 3356.5263 | 81.3537 | 3437.88 | 134.1243 | 3572.0043 | 215.478 | 0
2010-05-25 | 4:00 | 3299.4591 | 78.6109 | 3378.07 | 132.1725 | 3510.2425 | 210.7834 | 3299.4591 | 0 | 3299.4591 | 78.6109 | 3378.07 | 132.1725 | 3510.2425 | 210.7834 | 0
2010-05-25 | 5:00 | 3305.5964 | 78.9036 | 3384.5 | 132.383 | 3516.883 | 211.2866 | 3305.5964 | 0 | 3305.5964 | 78.9036 | 3384.5 | 132.383 | 3516.883 | 211.2866 | 0
2010-05-25 | 6:00 | 3360.2173 | 81.5327 | 3441.75 | 134.2501 | 3576.0001 | 215.7829 | 3360.2173 | 0.00086286 | 3360.2164 | 81.5327 | 3441.7491 | 134.2501 | 3575.9992 | 215.7828 | 7.1282e-05
2010-05-25 | 7:00 | 3402.2926 | 83.5874 | 3485.88 | 135.6809 | 3621.5609 | 219.2683 | 3402.2926 | 1.5318 | 3400.7608 | 83.5121 | 3484.2729 | 135.6289 | 3619.9019 | 219.1411 | 0.12723
2010-05-25 | 8:00 | 3520.4843 | 89.4957 | 3609.98 | 139.665 | 3749.645 | 229.1607 | 3520.4843 | 5.4129 | 3515.0714 | 89.2207 | 3604.2921 | 139.4837 | 3743.7758 | 228.7044 | 0.45633
2010-05-25 | 9:00 | 3590.5372 | 93.0928 | 3683.63 | 142.002 | 3825.632 | 235.0948 | 3590.5372 | 15.2434 | 3575.2938 | 92.3041 | 3667.5978 | 141.495 | 3809.0929 | 233.7991 | 1.2957
2010-05-25 | 10:00 | 3616.6483 | 94.4517 | 3711.1 | 142.8684 | 3853.9684 | 237.3201 | 3616.6483 | 25.0614 | 3591.5869 | 93.1473 | 3684.7341 | 142.0369 | 3826.771 | 235.1841 | 2.136
2010-05-25 | 11:00 | 3648.5544 | 96.1256 | 3744.68 | 143.9236 | 3888.6036 | 240.0492 | 3648.5544 | 32.4501 | 3616.1043 | 94.4233 | 3710.5276 | 142.8504 | 3853.378 | 237.2737 | 2.7755
2010-05-25 | 12:00 | 3665.528 | 97.022 | 3762.55 | 144.4834 | 3907.0334 | 241.5055 | 3665.528 | 35.3934 | 3630.1345 | 95.1574 | 3725.292 | 143.3149 | 3868.6069 | 238.4723 | 3.0331
2010-05-25 | 13:00 | 3638.9688 | 95.6212 | 3734.59 | 143.607 | 3878.197 | 239.2282 | 3638.9688 | 39.3123 | 3599.6566 | 93.5663 | 3693.2229 | 142.3049 | 3835.5278 | 235.8712 | 3.357
2010-05-25 | 14:00 | 3637.0022 | 95.5178 | 3732.52 | 143.542 | 3876.062 | 239.0598 | 3637.0022 | 39.0113 | 3597.9909 | 93.4797 | 3691.4706 | 142.2496 | 3833.7202 | 235.7293 | 3.3305
2010-05-25 | 15:00 | 3628.2798 | 95.0602 | 3723.34 | 143.2535 | 3866.5935 | 238.3138 | 3628.2798 | 37.6387 | 3590.6411 | 93.0982 | 3683.7393 | 142.0055 | 3825.7448 | 235.1037 | 3.2101
2010-05-25 | 16:00 | 3613.2174 | 94.2726 | 3707.49 | 142.7547 | 3850.2447 | 237.0273 | 3613.2174 | 34.2197 | 3578.9977 | 92.4954 | 3671.4931 | 141.6183 | 3813.1115 | 234.1137 | 2.9136
2010-05-25 | 17:00 | 3641.7335 | 95.7665 | 3737.5 | 143.6984 | 3881.1984 | 239.4649 | 3641.7335 | 25.9674 | 3615.7661 | 94.4057 | 3710.1718 | 142.8392 | 3853.0109 | 237.2448 | 2.22
2010-05-25 | 18:00 | 3709.8666 | 99.3834 | 3809.25 | 145.9407 | 3955.1907 | 245.3241 | 3709.8666 | 18.3348 | 3691.5318 | 98.4035 | 3789.9353 | 145.339 | 3935.2743 | 243.7425 | 1.5816
2010-05-25 | 19:00 | 3798.3588 | 104.1812 | 3902.54 | 148.8272 | 4051.3672 | 253.0084 | 3798.3588 | 2.6634 | 3795.6954 | 104.0351 | 3899.7305 | 148.7407 | 4048.4712 | 252.7759 | 0.2325
2010-05-25 | 20:00 | 3865.162 | 107.878 | 3973.04 | 150.9867 | 4124.0267 | 258.8647 | 3865.162 | 0.57905 | 3864.583 | 107.8456 | 3972.4286 | 150.9681 | 4123.3967 | 258.8137 | 0.050967
2010-05-25 | 21:00 | 3894.6781 | 109.5319 | 4004.21 | 151.9355 | 4156.1455 | 261.4674 | 3894.6781 | 0 | 3894.6781 | 109.5319 | 4004.21 | 151.9355 | 4156.1455 | 261.4674 | 0
2010-05-25 | 22:00 | 3926.3116 | 111.3184 | 4037.63 | 152.9487 | 4190.5787 | 264.2671 | 3926.3116 | 0 | 3926.3116 | 111.3184 | 4037.63 | 152.9487 | 4190.5787 | 264.2671 | 0
2010-05-25 | 23:00 | 3762.639 | 102.231 | 3864.87 | 147.6656 | 4012.5356 | 249.8966 | 3762.639 | 0 | 3762.639 | 102.231 | 3864.87 | 147.6656 | 4012.5356 | 249.8966 | 0
2010-05-25 | 24:00 | 3527.9636 | 89.8764 | 3617.84 | 139.9154 | 3757.7554 | 229.7918 | 3527.9636 | 0 | 3527.9636 | 89.8764 | 3617.84 | 139.9154 | 3757.7554 | 229.7918 | 0
2010-05-26 | 1:00 | 3364.7759 | 81.7541 | 3446.53 | 134.4055 | 3580.9355 | 216.1596 | 3364.7759 | 0 | 3364.7759 | 81.7541 | 3446.53 | 134.4055 | 3580.9355 | 216.1596 | 0
2010-05-26 | 2:00 | 3232.6599 | 75.4601 | 3308.12 | 129.8727 | 3437.9927 | 205.3328 | 3232.6599 | 0 | 3232.6599 | 75.4601 | 3308.12 | 129.8727 | 3437.9927 | 205.3328 | 0
2010-05-26 | 3:00 | 3190.3617 | 73.4983 | 3263.86 | 128.408 | 3392.268 | 201.9063 | 3190.3617 | 0 | 3190.3617 | 73.4983 | 3263.86 | 128.408 | 3392.268 | 201.9063 | 0
2010-05-26 | 4:00 | 3161.5148 | 72.1752 | 3233.69 | 127.4053 | 3361.0953 | 199.5805 | 3161.5148 | 0 | 3161.5148 | 72.1752 | 3233.69 | 127.4053 | 3361.0953 | 199.5805 | 0
2010-05-26 | 5:00 | 3176.0305 | 72.8395 | 3248.87 | 127.9102 | 3376.7802 | 200.7497 | 3176.0305 | 0 | 3176.0305 | 72.8395 | 3248.87 | 127.9102 | 3376.7802 | 200.7497 | 0
2010-05-26 | 6:00 | 3163.9439 | 72.2861 | 3236.23 | 127.4899 | 3363.7199 | 199.776 | 3163.9439 | 0.0013368 | 3163.9425 | 72.2861 | 3236.2286 | 127.4898 | 3363.7184 | 199.7759 | 0.00010761
2010-05-26 | 7:00 | 3193.0192 | 73.6208 | 3266.64 | 128.5002 | 3395.1402 | 202.121 | 3193.0192 | 1.6042 | 3191.415 | 73.5468 | 3264.9619 | 128.4445 | 3393.4064 | 201.9914 | 0.12962
2010-05-26 | 8:00 | 3283.0682 | 77.8318 | 3360.9 | 131.6097 | 3492.5097 | 209.4415 | 3283.0682 | 5.6331 | 3277.4351 | 77.565 | 3355 | 131.4161 | 3486.4161 | 208.981 | 0.46051
2010-05-26 | 9:00 | 3309.2613 | 79.0787 | 3388.34 | 132.5086 | 3520.8486 | 211.5873 | 3309.2613 | 15.5619 | 3293.6994 | 78.3367 | 3372.0361 | 131.9749 | 3504.011 | 210.3116 | 1.2757
2010-05-26 | 10:00 | 3354.0941 | 81.2359 | 3435.33 | 134.0414 | 3569.3714 | 215.2772 | 3354.0941 | 25.956 | 3328.1382 | 79.9834 | 3408.1216 | 133.1549 | 3541.2765 | 213.1383 | 2.1389
2010-05-26 | 11:00 | 3307.0376 | 78.9724 | 3386.01 | 132.4324 | 3518.4424 | 211.4049 | 3307.0376 | 34.608 | 3272.4295 | 77.3282 | 3349.7577 | 131.2439 | 3481.0016 | 208.5721 | 2.8327
2010-05-26 | 12:00 | 3140.6159 | 71.2241 | 3211.84 | 126.677 | 3338.517 | 197.9011 | 3140.6159 | 39.2584 | 3101.3575 | 69.4546 | 3170.8121 | 125.3046 | 3296.1167 | 194.7592 | 3.1419
2010-05-26 | 13:00 | 3172.2728 | 72.6672 | 3244.94 | 127.7796 | 3372.7196 | 200.4468 | 3172.2728 | 42.0144 | 3130.2584 | 70.7551 | 3201.0135 | 126.3155 | 3327.329 | 197.0705 | 3.3762
2010-05-26 | 14:00 | 3162.5764 | 72.2236 | 3234.8 | 127.4423 | 3362.2423 | 199.6659 | 3162.5764 | 42.2808 | 3120.2956 | 70.3054 | 3190.601 | 125.9673 | 3316.5683 | 196.2727 | 3.3932
2010-05-26 | 15:00 | 3179.8072 | 73.0128 | 3252.82 | 128.0415 | 3380.8615 | 201.0543 | 3179.8072 | 41.4434 | 3138.3638 | 71.122 | 3209.4858 | 126.5984 | 3336.0842 | 197.7204 | 3.3339
2010-05-26 | 16:00 | 3212.2402 | 74.5098 | 3286.75 | 129.1664 | 3415.9164 | 203.6762 | 3212.2402 | 15.328 | 3196.9122 | 73.8004 | 3270.7126 | 128.6353 | 3399.3478 | 202.4357 | 1.2406
2010-05-26 | 17:00 | 3344.9466 | 80.7934 | 3425.74 | 133.7292 | 3559.4692 | 214.5226 | 3344.9466 | 16.9168 | 3328.0298 | 79.9782 | 3408.008 | 133.1512 | 3541.1592 | 213.1294 | 1.3932
2010-05-26 | 18:00 | 3519.1901 | 89.4299 | 3608.62 | 139.6217 | 3748.2417 | 229.0516 | 3519.1901 | 9.449 | 3509.741 | 88.9503 | 3598.6914 | 139.305 | 3737.9964 | 228.2554 | 0.79626
2010-05-26 | 19:00 | 3645.1725 | 95.9475 | 3741.12 | 143.812 | 3884.932 | 239.7594 | 3645.1725 | 7.5814 | 3637.5911 | 95.5488 | 3733.1399 | 143.5615 | 3876.7014 | 239.1102 | 0.64919
2010-05-26 | 20:00 | 3736.6181 | 100.8219 | 3837.44 | 146.8164 | 3984.2564 | 247.6383 | 3736.6181 | 1.3991 | 3735.219 | 100.7464 | 3835.9654 | 146.7707 | 3982.7361 | 247.5171 | 0.12122
2010-05-26 | 21:00 | 3741.4663 | 101.0837 | 3842.55 | 146.9748 | 3989.5248 | 248.0585 | 3741.4663 | 0.0024055 | 3741.4639 | 101.0835 | 3842.5475 | 146.9747 | 3989.5222 | 248.0583 | 0.00020856
2010-05-26 | 22:00 | 3953.6084 | 112.8716 | 4066.48 | 153.82 | 4220.3 | 266.6916 | 3953.6084 | 0 | 3953.6084 | 112.8716 | 4066.48 | 153.82 | 4220.3 | 266.6916 | 0
2010-05-26 | 23:00 | 3777.2059 | 103.0241 | 3880.23 | 148.1399 | 4028.3699 | 251.164 | 3777.2059 | 0 | 3777.2059 | 103.0241 | 3880.23 | 148.1399 | 4028.3699 | 251.164 | 0
2010-05-26 | 24:00 | 3531.8838 | 90.0762 | 3621.96 | 140.0466 | 3762.0066 | 230.1228 | 3531.8838 | 0 | 3531.8838 | 90.0762 | 3621.96 | 140.0466 | 3762.0066 | 230.1228 | 0
2010-05-27 | 1:00 | 3378.6598 | 82.4302 | 3461.09 | 134.8781 | 3595.9681 | 217.3083 | 3378.6598 | 0 | 3378.6598 | 82.4302 | 3461.09 | 134.8781 | 3595.9681 | 217.3083 | 0
2010-05-27 | 2:00 | 3284.8917 | 77.9183 | 3362.81 | 131.6724 | 3494.4824 | 209.5907 | 3284.8917 | 0 | 3284.8917 | 77.9183 | 3362.81 | 131.6724 | 3494.4824 | 209.5907 | 0
2010-05-27 | 3:00 | 3214.0082 | 74.5918 | 3288.6 | 129.2276 | 3417.8276 | 203.8195 | 3214.0082 | 0 | 3214.0082 | 74.5918 | 3288.6 | 129.2276 | 3417.8276 | 203.8195 | 0
2010-05-27 | 4:00 | 3183.5837 | 73.1863 | 3256.77 | 128.1727 | 3384.9427 | 201.359 | 3183.5837 | 0 | 3183.5837 | 73.1863 | 3256.77 | 128.1727 | 3384.9427 | 201.359 | 0
2010-05-27 | 5:00 | 3244.1906 | 75.9994 | 3320.19 | 130.2709 | 3450.4609 | 206.2703 | 3244.1906 | 0 | 3244.1906 | 75.9994 | 3320.19 | 130.2709 | 3450.4609 | 206.2703 | 0
2010-05-27 | 6:00 | 3294.0086 | 78.3514 | 3372.36 | 131.9855 | 3504.3455 | 210.3369 | 3294.0086 | 0.00090241 | 3294.0077 | 78.3514 | 3372.3591 | 131.9855 | 3504.3445 | 210.3368 | 7.3906e-05
2010-05-27 | 7:00 | 3369.6298 | 81.9902 | 3451.62 | 134.5708 | 3586.1908 | 216.5609 | 3369.6298 | 1.9347 | 3367.6951 | 81.896 | 3449.5911 | 134.5049 | 3584.096 | 216.4009 | 0.16001
2010-05-27 | 8:00 | 3502.8392 | 88.6008 | 3591.44 | 139.0735 | 3730.5135 | 227.6743 | 3502.8392 | 5.7051 | 3497.1341 | 88.3124 | 3585.4465 | 138.882 | 3724.3285 | 227.1945 | 0.47987
2010-05-27 | 9:00 | 3664.5877 | 96.9723 | 3761.56 | 144.4525 | 3906.0125 | 241.4247 | 3664.5877 | 15.858 | 3648.7297 | 96.1348 | 3744.8645 | 143.9294 | 3888.794 | 240.0642 | 1.3605
2010-05-27 | 10:00 | 3861.3071 | 107.6629 | 3968.97 | 150.8625 | 4119.8325 | 258.5254 | 3861.3071 | 26.1526 | 3835.1545 | 106.2094 | 3941.3639 | 150.0187 | 4091.3827 | 256.2282 | 2.2973
2010-05-27 | 11:00 | 4002.5374 | 115.6826 | 4118.22 | 155.3746 | 4273.5946 | 271.0572 | 4002.5374 | 34.0382 | 3968.4991 | 113.7234 | 4082.2226 | 154.2941 | 4236.5166 | 268.0175 | 3.0398
2010-05-27 | 12:00 | 4093.8867 | 121.0233 | 4214.91 | 158.2528 | 4373.1628 | 279.2761 | 4093.8867 | 39.2393 | 4054.6474 | 118.7144 | 4173.3619 | 157.0204 | 4330.3822 | 275.7348 | 3.5413
2010-05-27 | 13:00 | 4121.3193 | 122.6507 | 4243.97 | 159.1109 | 4403.0809 | 281.7616 | 4121.3193 | 41.4447 | 4079.8746 | 120.1963 | 4200.0709 | 157.8134 | 4357.8843 | 278.0097 | 3.7519
2010-05-27 | 14:00 | 4093.4241 | 120.9959 | 4214.42 | 158.2383 | 4372.6583 | 279.2343 | 4093.4241 | 40.1704 | 4053.2536 | 118.6328 | 4171.8865 | 156.9765 | 4328.863 | 275.6093 | 3.6249
2010-05-27 | 15:00 | 4044.7353 | 118.1347 | 4162.87 | 156.7081 | 4319.5781 | 274.8428 | 4044.7353 | 36.5958 | 4008.1395 | 116.0067 | 4124.1462 | 155.552 | 4279.6983 | 271.5587 | 3.2841
2010-05-27 | 16:00 | 4051.0274 | 118.5026 | 4169.53 | 156.9064 | 4326.4364 | 275.4089 | 4051.0274 | 35.7439 | 4015.2835 | 116.4206 | 4131.7041 | 155.7781 | 4287.4822 | 272.1987 | 3.2102
2010-05-27 | 17:00 | 4029.5601 | 117.2499 | 4146.81 | 156.2293 | 4303.0393 | 273.4793 | 4029.5601 | 27.8724 | 4001.6876 | 115.6335 | 4117.3211 | 155.3477 | 4272.6688 | 270.9812 | 2.4981
2010-05-27 | 18:00 | 4115.4391 | 122.3009 | 4237.74 | 158.9272 | 4396.6672 | 281.2282 | 4115.4391 | 18.7782 | 4096.6609 | 121.1874 | 4217.8483 | 158.3397 | 4376.188 | 279.5271 | 1.7011
2010-05-27 | 19:00 | 4132.55 | 123.32 | 4255.87 | 159.4614 | 4415.3314 | 282.7814 | 4132.55 | 8.4595 | 4124.0905 | 122.8156 | 4246.9061 | 159.1975 | 4406.1036 | 282.0131 | 0.76832
2010-05-27 | 20:00 | 4160.8926 | 125.0174 | 4285.91 | 160.3438 | 4446.2538 | 285.3612 | 4160.8926 | 2.3651 | 4158.5276 | 124.8753 | 4283.4029 | 160.2703 | 4443.6731 | 285.1456 | 0.21559
2010-05-27 | 21:00 | 4184.9432 | 126.4668 | 4311.41 | 161.0901 | 4472.5001 | 287.5569 | 4184.9432 | 0.00042264 | 4184.9428 | 126.4668 | 4311.4096 | 161.0901 | 4472.4997 | 287.5569 | 3.864e-05
2010-05-27 | 22:00 | 4094.1416 | 121.0384 | 4215.18 | 158.2608 | 4373.4408 | 279.2992 | 4094.1416 | 0 | 4094.1416 | 121.0384 | 4215.18 | 158.2608 | 4373.4408 | 279.2992 | 0
2010-05-27 | 23:00 | 3828.7074 | 105.8526 | 3934.56 | 149.8103 | 4084.3703 | 255.663 | 3828.7074 | 0 | 3828.7074 | 105.8526 | 3934.56 | 149.8103 | 4084.3703 | 255.663 | 0
2010-05-27 | 24:00 | 3533.7581 | 90.1719 | 3623.93 | 140.1093 | 3764.0393 | 230.2811 | 3533.7581 | 0 | 3533.7581 | 90.1719 | 3623.93 | 140.1093 | 3764.0393 | 230.2811 | 0
2010-05-28 | 1:00 | 3412.8339 | 84.1061 | 3496.94 | 136.0383 | 3632.9783 | 220.1445 | 3412.8339 | 0 | 3412.8339 | 84.1061 | 3496.94 | 136.0383 | 3632.9783 | 220.1445 | 0
2010-05-28 | 2:00 | 3329.5201 | 80.0499 | 3409.57 | 133.2022 | 3542.7722 | 213.252 | 3329.5201 | 0 | 3329.5201 | 80.0499 | 3409.57 | 133.2022 | 3542.7722 | 213.252 | 0
2010-05-28 | 3:00 | 3293.894 | 78.346 | 3372.24 | 131.9816 | 3504.2216 | 210.3275 | 3293.894 | 0 | 3293.894 | 78.346 | 3372.24 | 131.9816 | 3504.2216 | 210.3275 | 0
2010-05-28 | 4:00 | 3318.337 | 79.513 | 3397.85 | 132.8195 | 3530.6695 | 212.3325 | 3318.337 | 0 | 3318.337 | 79.513 | 3397.85 | 132.8195 | 3530.6695 | 212.3325 | 0
2010-05-28 | 5:00 | 3400.2147 | 83.4853 | 3483.7 | 135.6104 | 3619.3104 | 219.0957 | 3400.2147 | 0 | 3400.2147 | 83.4853 | 3483.7 | 135.6104 | 3619.3104 | 219.0957 | 0
2010-05-28 | 6:00 | 3693.0932 | 98.4868 | 3791.58 | 145.3903 | 3936.9703 | 243.8771 | 3693.0932 | 0.0013014 | 3693.0919 | 98.4867 | 3791.5786 | 145.3903 | 3936.9689 | 243.877 | 0.00011216
2010-05-28 | 7:00 | 4145.6282 | 124.1018 | 4269.73 | 159.869 | 4429.599 | 283.9707 | 4145.6282 | 1.5906 | 4144.0376 | 124.0066 | 4268.0442 | 159.8194 | 4427.8636 | 283.826 | 0.14474
2010-05-28 | 8:00 | 4478.0855 | 144.8045 | 4622.89 | 170.0083 | 4792.8983 | 314.8128 | 4478.0855 | 5.5667 | 4472.5188 | 144.4447 | 4616.9636 | 169.842 | 4786.8056 | 314.2868 | 0.52605
2010-05-28 | 9:00 | 4605.4794 | 153.1606 | 4758.64 | 173.7804 | 4932.4204 | 326.9409 | 4605.4794 | 15.652 | 4589.8274 | 152.1213 | 4741.9487 | 173.3203 | 4915.269 | 325.4416 | 1.4993
2010-05-28 | 10:00 | 4573.6398 | 151.0502 | 4724.69 | 172.8435 | 4897.5335 | 323.8937 | 4573.6398 | 26.2183 | 4547.4215 | 149.3234 | 4696.7449 | 172.0691 | 4868.814 | 321.3925 | 2.5012
2010-05-28 | 11:00 | 4551.1703 | 149.5697 | 4700.74 | 172.18 | 4872.92 | 321.7497 | 4551.1703 | 34.0891 | 4517.0812 | 147.3374 | 4664.4187 | 171.1696 | 4835.5883 | 318.5071 | 3.2426
2010-05-28 | 12:00 | 4483.7396 | 145.1704 | 4628.91 | 170.177 | 4799.087 | 315.3475 | 4483.7396 | 38.6587 | 4445.0809 | 142.6779 | 4587.7588 | 169.0208 | 4756.7795 | 311.6987 | 3.6488
2010-05-28 | 13:00 | 4497.6476 | 146.0724 | 4643.72 | 170.5916 | 4814.3116 | 316.664 | 4497.6476 | 37.5463 | 4460.1013 | 143.6438 | 4603.7451 | 169.4707 | 4773.2158 | 313.1145 | 3.5495
2010-05-28 | 14:00 | 4540.482 | 148.868 | 4689.35 | 171.8637 | 4861.2137 | 320.7317 | 4540.482 | 41.2789 | 4499.2032 | 146.1735 | 4645.3766 | 170.6379 | 4816.0146 | 316.8114 | 3.9203
2010-05-28 | 15:00 | 4528.863 | 148.107 | 4676.97 | 171.5193 | 4848.4893 | 319.6264 | 4528.863 | 38.166 | 4490.697 | 145.6213 | 4636.3183 | 170.3845 | 4806.7028 | 316.0058 | 3.6206
2010-05-28 | 16:00 | 4536.9158 | 148.6342 | 4685.55 | 171.7581 | 4857.3081 | 320.3923 | 4536.9158 | 34.7978 | 4502.1179 | 146.3629 | 4648.4809 | 170.7247 | 4819.2056 | 317.0876 | 3.3046
2010-05-28 | 17:00 | 4554.2761 | 149.7739 | 4704.05 | 172.2718 | 4876.3218 | 322.0457 | 4554.2761 | 27.2119 | 4527.0642 | 147.9894 | 4675.0536 | 171.466 | 4846.5196 | 319.4554 | 2.5903
2010-05-28 | 18:00 | 4577.5795 | 151.3105 | 4728.89 | 172.9597 | 4901.8497 | 324.2702 | 4577.5795 | 14.4067 | 4563.1728 | 150.3596 | 4713.5324 | 172.5347 | 4886.067 | 322.8943 | 1.3759
2010-05-28 | 19:00 | 4559.7743 | 150.1357 | 4709.91 | 172.4343 | 4882.3443 | 322.57 | 4559.7743 | 4.4889 | 4555.2854 | 149.8403 | 4705.1257 | 172.3017 | 4877.4273 | 322.1419 | 0.42809
2010-05-28 | 20:00 | 4605.817 | 153.183 | 4759 | 173.7903 | 4932.7903 | 326.9733 | 4605.817 | 1.6653 | 4604.1517 | 153.0723 | 4757.224 | 173.7414 | 4930.9653 | 326.8137 | 0.15965
2010-05-28 | 21:00 | 4626.4326 | 154.5574 | 4780.99 | 174.3947 | 4955.3847 | 328.9521 | 4626.4326 | 0 | 4626.4326 | 154.5574 | 4780.99 | 174.3947 | 4955.3847 | 328.9521 | 0
2010-05-28 | 22:00 | 4604.9825 | 153.1275 | 4758.11 | 173.7658 | 4931.8758 | 326.8933 | 4604.9825 | 0 | 4604.9825 | 153.1275 | 4758.11 | 173.7658 | 4931.8758 | 326.8933 | 0
2010-05-28 | 23:00 | 4264.5181 | 131.3219 | 4395.84 | 163.5437 | 4559.3837 | 294.8656 | 4264.5181 | 0 | 4264.5181 | 131.3219 | 4395.84 | 163.5437 | 4559.3837 | 294.8656 | 0
2010-05-28 | 24:00 | 3944.6967 | 112.3633 | 4057.06 | 153.5358 | 4210.5958 | 265.8992 | 3944.6967 | 0 | 3944.6967 | 112.3633 | 4057.06 | 153.5358 | 4210.5958 | 265.8992 | 0
2010-05-29 | 1:00 | 3715.8555 | 99.7045 | 3815.56 | 146.137 | 3961.697 | 245.8415 | 3715.8555 | 0 | 3715.8555 | 99.7045 | 3815.56 | 146.137 | 3961.697 | 245.8415 | 0
2010-05-29 | 2:00 | 3611.6682 | 94.1918 | 3705.86 | 142.7034 | 3848.5634 | 236.8951 | 3611.6682 | 0 | 3611.6682 | 94.1918 | 3705.86 | 142.7034 | 3848.5634 | 236.8951 | 0
2010-05-29 | 3:00 | 3507.0272 | 88.8128 | 3595.84 | 139.214 | 3735.054 | 228.0268 | 3507.0272 | 0 | 3507.0272 | 88.8128 | 3595.84 | 139.214 | 3735.054 | 228.0268 | 0
2010-05-29 | 4:00 | 3496.9184 | 88.3016 | 3585.22 | 138.8748 | 3724.0948 | 227.1763 | 3496.9184 | 0 | 3496.9184 | 88.3016 | 3585.22 | 138.8748 | 3724.0948 | 227.1763 | 0
2010-05-29 | 5:00 | 3583.958 | 92.752 | 3676.71 | 141.7833 | 3818.4933 | 234.5353 | 3583.958 | 0 | 3583.958 | 92.752 | 3676.71 | 141.7833 | 3818.4933 | 234.5353 | 0
2010-05-29 | 6:00 | 3813.6768 | 105.0232 | 3918.7 | 149.3239 | 4068.0239 | 254.347 | 3813.6768 | 0.0014995 | 3813.6753 | 105.0231 | 3918.6984 | 149.3238 | 4068.0222 | 254.3469 | 0.00013116
2010-05-29 | 7:00 | 4152.657 | 124.523 | 4277.18 | 160.0877 | 4437.2677 | 284.6107 | 4152.657 | 1.6279 | 4151.0292 | 124.4254 | 4275.4545 | 160.0371 | 4435.4916 | 284.4624 | 0.14826
2010-05-29 | 8:00 | 4297.7438 | 133.3762 | 4431.12 | 164.561 | 4595.681 | 297.9372 | 4297.7438 | 5.6024 | 4292.1414 | 133.0287 | 4425.1701 | 164.3897 | 4589.5599 | 297.4185 | 0.51873
2010-05-29 | 9:00 | 4421.342 | 141.158 | 4562.5 | 168.3079 | 4730.8079 | 309.4659 | 4421.342 | 15.4636 | 4405.8784 | 140.1723 | 4546.0507 | 167.8423 | 4713.893 | 308.0147 | 1.4512
2010-05-29 | 10:00 | 4481.3258 | 145.0142 | 4626.34 | 170.105 | 4796.445 | 315.1192 | 4481.3258 | 25.5056 | 4455.8203 | 143.3681 | 4599.1884 | 169.3426 | 4768.531 | 312.7107 | 2.4085
2010-05-29 | 11:00 | 4507.9853 | 146.7447 | 4654.73 | 170.8993 | 4825.6293 | 317.6439 | 4507.9853 | 32.8278 | 4475.1575 | 144.6152 | 4619.7727 | 169.9209 | 4789.6936 | 314.5361 | 3.1079
2010-05-29 | 12:00 | 4543.4944 | 149.0656 | 4692.56 | 171.9529 | 4864.5129 | 321.0185 | 4543.4944 | 38.3891 | 4505.1053 | 146.5572 | 4651.6625 | 170.8136 | 4822.4761 | 317.3708 | 3.6476
2010-05-29 | 13:00 | 4492.1354 | 145.7146 | 4637.85 | 170.4274 | 4808.2774 | 316.142 | 4492.1354 | 41.7634 | 4450.3721 | 143.0178 | 4593.3898 | 169.1794 | 4762.5692 | 312.1971 | 3.9448
2010-05-29 | 14:00 | 4459.4107 | 143.5993 | 4603.01 | 169.45 | 4772.46 | 313.0493 | 4459.4107 | 40.5768 | 4418.8339 | 140.9979 | 4559.8318 | 168.2324 | 4728.0642 | 309.2303 | 3.819
2010-05-29 | 15:00 | 4522.0202 | 147.6598 | 4669.68 | 171.3163 | 4840.9963 | 318.9761 | 4522.0202 | 39.6767 | 4482.3435 | 145.08 | 4627.4235 | 170.1354 | 4797.5589 | 315.2154 | 3.7607
2010-05-29 | 16:00 | 4420.4208 | 141.0992 | 4561.52 | 168.2802 | 4729.8002 | 309.3794 | 4420.4208 | 35.1761 | 4385.2447 | 138.8625 | 4524.1072 | 167.2197 | 4691.3269 | 306.0822 | 3.2972
2010-05-29 | 17:00 | 4419.1988 | 141.0212 | 4560.22 | 168.2434 | 4728.4634 | 309.2646 | 4419.1988 | 28.1422 | 4391.0566 | 139.2308 | 4530.2875 | 167.3952 | 4697.6827 | 306.626 | 2.6386
2010-05-29 | 18:00 | 4533.1335 | 148.3865 | 4681.52 | 171.646 | 4853.166 | 320.0325 | 4533.1335 | 18.6717 | 4514.4618 | 147.1666 | 4661.6284 | 171.0918 | 4832.7202 | 318.2584 | 1.774
2010-05-29 | 19:00 | 4556.3309 | 149.9091 | 4706.24 | 172.3326 | 4878.5726 | 322.2416 | 4556.3309 | 8.2893 | 4548.0417 | 149.3641 | 4697.4058 | 172.0875 | 4869.4932 | 321.4516 | 0.79006
2010-05-29 | 20:00 | 4533.4151 | 148.4049 | 4681.82 | 171.6543 | 4853.4743 | 320.0592 | 4533.4151 | 2.3474 | 4531.0677 | 148.2513 | 4679.319 | 171.5847 | 4850.9037 | 319.836 | 0.22324
2010-05-29 | 21:00 | 4497.7227 | 146.0773 | 4643.8 | 170.5938 | 4814.3938 | 316.6711 | 4497.7227 | 0.0012029 | 4497.7215 | 146.0772 | 4643.7987 | 170.5938 | 4814.3925 | 316.671 | 0.00011395
2010-05-29 | 22:00 | 4483.439 | 145.151 | 4628.59 | 170.1681 | 4798.7581 | 315.319 | 4483.439 | 0 | 4483.439 | 145.151 | 4628.59 | 170.1681 | 4798.7581 | 315.319 | 0
2010-05-29 | 23:00 | 4331.8956 | 135.5044 | 4467.4 | 165.6022 | 4633.0022 | 301.1066 | 4331.8956 | 0 | 4331.8956 | 135.5044 | 4467.4 | 165.6022 | 4633.0022 | 301.1066 | 0
2010-05-29 | 24:00 | 4029.7302 | 117.2598 | 4146.99 | 156.2347 | 4303.2247 | 273.4945 | 4029.7302 | 0 | 4029.7302 | 117.2598 | 4146.99 | 156.2347 | 4303.2247 | 273.4945 | 0
2010-05-30 | 1:00 | 3802.3118 | 104.3982 | 3906.71 | 148.9554 | 4055.6654 | 253.3536 | 3802.3118 | 0 | 3802.3118 | 104.3982 | 3906.71 | 148.9554 | 4055.6654 | 253.3536 | 0
2010-05-30 | 2:00 | 3641.9045 | 95.7755 | 3737.68 | 143.704 | 3881.384 | 239.4795 | 3641.9045 | 0 | 3641.9045 | 95.7755 | 3737.68 | 143.704 | 3881.384 | 239.4795 | 0
2010-05-30 | 3:00 | 3577.6255 | 92.4245 | 3670.05 | 141.5726 | 3811.6226 | 233.9971 | 3577.6255 | 0 | 3577.6255 | 92.4245 | 3670.05 | 141.5726 | 3811.6226 | 233.9971 | 0
2010-05-30 | 4:00 | 3531.8267 | 90.0733 | 3621.9 | 140.0447 | 3761.9447 | 230.118 | 3531.8267 | 0 | 3531.8267 | 90.0733 | 3621.9 | 140.0447 | 3761.9447 | 230.118 | 0
2010-05-30 | 5:00 | 3619.3663 | 94.5937 | 3713.96 | 142.9584 | 3856.9184 | 237.5522 | 3619.3663 | 0 | 3619.3663 | 94.5937 | 3713.96 | 142.9584 | 3856.9184 | 237.5522 | 0
2010-05-30 | 6:00 | 3845.0422 | 106.7578 | 3951.8 | 150.3381 | 4102.1381 | 257.0959 | 3845.0422 | 0 | 3845.0422 | 106.7578 | 3951.8 | 150.3381 | 4102.1381 | 257.0959 | 0
2010-05-30 | 7:00 | 4181.9633 | 126.2867 | 4308.25 | 160.9978 | 4469.2478 | 287.2845 | 4181.9633 | 1.5467 | 4180.4165 | 126.1933 | 4306.6099 | 160.9498 | 4467.5597 | 287.1432 | 0.14135
2010-05-30 | 8:00 | 4360.4343 | 137.2957 | 4497.73 | 166.4688 | 4664.1988 | 303.7645 | 4360.4343 | 5.4493 | 4354.9851 | 136.9527 | 4491.9378 | 166.3036 | 4658.2414 | 303.2563 | 0.50818
2010-05-30 | 9:00 | 4484.6788 | 145.2312 | 4629.91 | 170.2051 | 4800.1151 | 315.4363 | 4484.6788 | 14.6695 | 4470.0093 | 144.2827 | 4614.292 | 169.767 | 4784.059 | 314.0497 | 1.3866
2010-05-30 | 10:00 | 4508.2294 | 146.7606 | 4654.99 | 170.9065 | 4825.8965 | 317.6671 | 4508.2294 | 16.3714 | 4491.858 | 145.6966 | 4637.5546 | 170.4191 | 4807.9737 | 316.1157 | 1.5514
2010-05-30 | 11:00 | 4570.7694 | 150.8606 | 4721.63 | 172.7589 | 4894.3889 | 323.6195 | 4570.7694 | 17.3912 | 4553.3782 | 149.7148 | 4703.093 | 172.2453 | 4875.3383 | 321.9601 | 1.6594
2010-05-30 | 12:00 | 4632.7221 | 154.9779 | 4787.7 | 174.5788 | 4962.2788 | 329.5567 | 4632.7221 | 33.9668 | 4598.7553 | 152.7137 | 4751.4689 | 173.5828 | 4925.0518 | 326.2965 | 3.2602
2010-05-30 | 13:00 | 4680.5552 | 158.1948 | 4838.75 | 175.9737 | 5014.7237 | 334.1685 | 4680.5552 | 26.0975 | 4654.4577 | 156.4356 | 4810.8933 | 175.2137 | 4986.107 | 331.6493 | 2.5191
2010-05-30 | 14:00 | 4779.5058 | 164.9542 | 4944.46 | 178.8308 | 5123.2908 | 343.785 | 4779.5058 | 16.0196 | 4763.4862 | 163.8503 | 4927.3365 | 178.3709 | 5105.7073 | 342.2212 | 1.5639
2010-05-30 | 15:00 | 4808.9099 | 166.9901 | 4975.9 | 179.6725 | 5155.5725 | 346.6625 | 4808.9099 | 29.2526 | 4779.6573 | 164.9646 | 4944.622 | 178.8352 | 5123.4571 | 343.7998 | 2.8627
2010-05-30 | 16:00 | 4877.6517 | 171.7983 | 5049.45 | 181.6267 | 5231.0767 | 353.425 | 4877.6517 | 6.198 | 4871.4537 | 171.362 | 5042.8156 | 181.4513 | 5224.2669 | 352.8133 | 0.61177
2010-05-30 | 17:00 | 4974.3056 | 178.6744 | 5152.98 | 184.343 | 5337.323 | 363.0173 | 4974.3056 | 4.5211 | 4969.7846 | 178.3497 | 5148.1343 | 184.2167 | 5332.351 | 362.5665 | 0.45087
2010-05-30 | 18:00 | 4998.7176 | 180.4324 | 5179.15 | 185.0232 | 5364.1732 | 365.4556 | 4998.7176 | 3.1984 | 4995.5192 | 180.2016 | 5175.7207 | 184.9342 | 5360.6549 | 365.1358 | 0.31981
2010-05-30 | 19:00 | 4987.8792 | 179.6508 | 5167.53 | 184.7215 | 5352.2515 | 364.3723 | 4987.8792 | 1.8589 | 4986.0203 | 179.5169 | 5165.5373 | 184.6697 | 5350.2069 | 364.1866 | 0.18567
2010-05-30 | 20:00 | 4926.8486 | 175.2814 | 5102.13 | 183.0139 | 5285.1439 | 358.2953 | 4926.8486 | 0.70695 | 4926.1417 | 175.2311 | 5101.3728 | 182.994 | 5284.3668 | 358.2251 | 0.070164
2010-05-30 | 21:00 | 4894.596 | 172.994 | 5067.59 | 182.1056 | 5249.6956 | 355.0996 | 4894.596 | 0 | 4894.596 | 172.994 | 5067.59 | 182.1056 | 5249.6956 | 355.0996 | 0
2010-05-30 | 22:00 | 4795.0604 | 166.0296 | 4961.09 | 179.2765 | 5140.3665 | 345.3061 | 4795.0604 | 0 | 4795.0604 | 166.0296 | 4961.09 | 179.2765 | 5140.3665 | 345.3061 | 0
2010-05-30 | 23:00 | 4590.3632 | 152.1568 | 4742.52 | 173.3361 | 4915.8561 | 325.4929 | 4590.3632 | 0 | 4590.3632 | 152.1568 | 4742.52 | 173.3361 | 4915.8561 | 325.4929 | 0
2010-05-30 | 24:00 | 4283.1858 | 132.4742 | 4415.66 | 164.1158 | 4579.7758 | 296.5899 | 4283.1858 | 0 | 4283.1858 | 132.4742 | 4415.66 | 164.1158 | 4579.7758 | 296.5899 | 0
2010-05-31 | 1:00 | 4024.7971 | 116.9729 | 4141.77 | 156.0789 | 4297.8489 | 273.0518 | 4024.7971 | 0 | 4024.7971 | 116.9729 | 4141.77 | 156.0789 | 4297.8489 | 273.0518 | 0
2010-05-31 | 2:00 | 3807.6107 | 104.6893 | 3912.3 | 149.1273 | 4061.4273 | 253.8166 | 3807.6107 | 0 | 3807.6107 | 104.6893 | 3912.3 | 149.1273 | 4061.4273 | 253.8166 | 0
2010-05-31 | 3:00 | 3722.7833 | 100.0767 | 3822.86 | 146.3639 | 3969.2239 | 246.4406 | 3722.7833 | 0 | 3722.7833 | 100.0767 | 3822.86 | 146.3639 | 3969.2239 | 246.4406 | 0
2010-05-31 | 4:00 | 3687.3968 | 98.1832 | 3785.58 | 145.2031 | 3930.7831 | 243.3863 | 3687.3968 | 0 | 3687.3968 | 98.1832 | 3785.58 | 145.2031 | 3930.7831 | 243.3863 | 0
2010-05-31 | 5:00 | 3782.81 | 103.33 | 3886.14 | 148.3221 | 4034.4621 | 251.6521 | 3782.81 | 0 | 3782.81 | 103.33 | 3886.14 | 148.3221 | 4034.4621 | 251.6521 | 0
2010-05-31 | 6:00 | 4007.7555 | 115.9845 | 4123.74 | 155.5399 | 4279.2799 | 271.5243 | 4007.7555 | 0.0019144 | 4007.7536 | 115.9843 | 4123.738 | 155.5398 | 4279.2778 | 271.5242 | 0.00017142
2010-05-31 | 7:00 | 4408.3315 | 140.3285 | 4548.66 | 167.9162 | 4716.5762 | 308.2447 | 4408.3315 | 1.5733 | 4406.7582 | 140.2283 | 4546.9866 | 167.8688 | 4714.8554 | 308.0972 | 0.14755
2010-05-31 | 8:00 | 4693.2649 | 159.0551 | 4852.32 | 176.3428 | 5028.6628 | 335.3979 | 4693.2649 | 5.772 | 4687.4929 | 158.6641 | 4846.157 | 176.1753 | 5022.3323 | 334.8393 | 0.55855
2010-05-31 | 9:00 | 4712.1803 | 160.3397 | 4872.52 | 176.891 | 5049.411 | 337.2307 | 4712.1803 | 14.7373 | 4697.443 | 159.3384 | 4856.7813 | 176.464 | 5033.2454 | 335.8024 | 1.4283
2010-05-31 | 10:00 | 4796.697 | 166.143 | 4962.84 | 179.3233 | 5142.1633 | 345.4663 | 4796.697 | 25.0797 | 4771.6174 | 164.4101 | 4936.0275 | 178.6045 | 5114.632 | 343.0146 | 2.4517
2010-05-31 | 11:00 | 4915.2154 | 174.4546 | 5089.67 | 182.6868 | 5272.3568 | 357.1414 | 4915.2154 | 32.6838 | 4882.5316 | 172.1423 | 5054.6739 | 181.7648 | 5236.4386 | 353.907 | 3.2344
2010-05-31 | 12:00 | 5002.7839 | 180.7261 | 5183.51 | 185.1362 | 5368.6462 | 365.8623 | 5002.7839 | 38.1467 | 4964.6372 | 177.9805 | 5142.6177 | 184.0729 | 5326.6907 | 362.0534 | 3.8089
2010-05-31 | 13:00 | 5094.5528 | 187.4172 | 5281.97 | 187.6705 | 5469.6405 | 375.0877 | 5094.5528 | 41.4635 | 5053.0892 | 184.3789 | 5237.4682 | 186.5296 | 5423.9978 | 370.9085 | 4.1792
2010-05-31 | 14:00 | 5209.1467 | 195.9433 | 5405.09 | 190.788 | 5595.878 | 386.7314 | 5209.1467 | 42.2338 | 5166.9129 | 192.779 | 5359.6918 | 189.6452 | 5549.337 | 382.4241 | 4.3072
2010-05-31 | 15:00 | 5306.5411 | 203.3389 | 5509.88 | 193.3963 | 5703.2763 | 396.7352 | 5306.5411 | 35.9755 | 5270.5656 | 200.5912 | 5471.1568 | 192.4373 | 5663.5941 | 393.0285 | 3.7067
2010-05-31 | 16:00 | 5364.2634 | 207.7866 | 5572.05 | 194.9241 | 5766.9741 | 402.7107 | 5364.2634 | 35.1444 | 5329.119 | 205.0729 | 5534.1919 | 193.9955 | 5728.1874 | 399.0683 | 3.6424
2010-05-31 | 17:00 | 5424.8066 | 212.5034 | 5637.31 | 196.5122 | 5833.8222 | 409.0156 | 5424.8066 | 21.8746 | 5402.932 | 210.7931 | 5613.7251 | 195.9401 | 5809.6652 | 406.7332 | 2.2824
2010-05-31 | 18:00 | 5451.769 | 214.621 | 5666.39 | 197.2146 | 5863.6046 | 411.8356 | 5451.769 | 18.935 | 5432.834 | 213.1328 | 5645.9668 | 196.7216 | 5842.6884 | 409.8544 | 1.9813
2010-05-31 | 19:00 | 5369.5348 | 208.1952 | 5577.73 | 195.063 | 5772.793 | 403.2582 | 5369.5348 | 8.5594 | 5360.9755 | 207.532 | 5568.5074 | 194.8374 | 5763.3449 | 402.3694 | 0.88875
2010-05-31 | 20:00 | 5259.1842 | 199.7258 | 5458.91 | 192.1328 | 5651.0428 | 391.8586 | 5259.1842 | 0.63592 | 5258.5483 | 199.6775 | 5458.2258 | 192.1158 | 5650.3416 | 391.7933 | 0.065325
2010-05-31 | 21:00 | 5143.2805 | 191.0195 | 5334.3 | 189.0026 | 5523.3026 | 380.0221 | 5143.2805 | 0.032202 | 5143.2483 | 191.0171 | 5334.2654 | 189.0017 | 5523.2671 | 380.0188 | 0.0032691
2010-05-31 | 22:00 | 4997.3932 | 180.3368 | 5177.73 | 184.9863 | 5362.7163 | 365.3231 | 4997.3932 | 0 | 4997.3932 | 180.3368 | 5177.73 | 184.9863 | 5362.7163 | 365.3231 | 0
2010-05-31 | 23:00 | 4598.1655 | 152.6745 | 4750.84 | 173.5655 | 4924.4055 | 326.24 | 4598.1655 | 0 | 4598.1655 | 152.6745 | 4750.84 | 173.5655 | 4924.4055 | 326.24 | 0
2010-05-31 | 24:00 | 4240.0789 | 129.8211 | 4369.9 | 162.7927 | 4532.6927 | 292.6138 | 4240.0789 | 0 | 4240.0789 | 129.8211 | 4369.9 | 162.7927 | 4532.6927 | 292.6138 | 0
2010-06-01 | 1:00 | 4028.3788 | 117.1812 | 4145.56 | 156.192 | 4301.752 | 273.3732 | 4028.3788 | 0 | 4028.3788 | 117.1812 | 4145.56 | 156.192 | 4301.752 | 273.3732 | 0
2010-06-01 | 2:00 | 3752.2242 | 101.6658 | 3853.89 | 147.326 | 4001.216 | 248.9918 | 3752.2242 | 0 | 3752.2242 | 101.6658 | 3853.89 | 147.326 | 4001.216 | 248.9918 | 0
2010-06-01 | 3:00 | 3655.1847 | 96.4753 | 3751.66 | 144.1424 | 3895.8024 | 240.6177 | 3655.1847 | 0 | 3655.1847 | 96.4753 | 3751.66 | 144.1424 | 3895.8024 | 240.6177 | 0
2010-06-01 | 4:00 | 3576.8268 | 92.3832 | 3669.21 | 141.5461 | 3810.7561 | 233.9293 | 3576.8268 | 0 | 3576.8268 | 92.3832 | 3669.21 | 141.5461 | 3810.7561 | 233.9293 | 0
2010-06-01 | 5:00 | 3520.4938 | 89.4962 | 3609.99 | 139.6654 | 3749.6554 | 229.1615 | 3520.4938 | 0 | 3520.4938 | 89.4962 | 3609.99 | 139.6654 | 3749.6554 | 229.1615 | 0
2010-06-01 | 6:00 | 3553.6121 | 91.1879 | 3644.8 | 140.7725 | 3785.5725 | 231.9604 | 3553.6121 | 0 | 3553.6121 | 91.1879 | 3644.8 | 140.7725 | 3785.5725 | 231.9604 | 0
2010-06-01 | 7:00 | 3614.4529 | 94.3371 | 3708.79 | 142.7957 | 3851.5857 | 237.1327 | 3614.4529 | 1.7987 | 3612.6543 | 94.2432 | 3706.8975 | 142.736 | 3849.6335 | 236.9793 | 0.15348
2010-06-01 | 8:00 | 3722.8403 | 100.0797 | 3822.92 | 146.3657 | 3969.2857 | 246.4455 | 3722.8403 | 4.44 | 3718.4003 | 99.8412 | 3818.2414 | 146.2204 | 3964.4618 | 246.0615 | 0.38396
2010-06-01 | 9:00 | 3845.4212 | 106.7788 | 3952.2 | 150.3503 | 4102.5503 | 257.1291 | 3845.4212 | 14.7857 | 3830.6355 | 105.9593 | 3936.5947 | 149.8727 | 4086.4674 | 255.832 | 1.2972
2010-06-01 | 10:00 | 3890.5975 | 109.3025 | 3999.9 | 151.8045 | 4151.7045 | 261.107 | 3890.5975 | 24.7242 | 3865.8733 | 107.9177 | 3973.791 | 151.0096 | 4124.8006 | 258.9273 | 2.1797
2010-06-01 | 11:00 | 3873.5058 | 108.3442 | 3981.85 | 151.2552 | 4133.1052 | 259.5995 | 3873.5058 | 32.1853 | 3841.3204 | 106.5512 | 3947.8716 | 150.2179 | 4098.0896 | 256.7691 | 2.8303
2010-06-01 | 12:00 | 3869.3861 | 108.1139 | 3977.5 | 151.1227 | 4128.6227 | 259.2366 | 3869.3861 | 36.1233 | 3833.2628 | 106.1047 | 3939.3675 | 149.9576 | 4089.3251 | 256.0623 | 3.1743
2010-06-01 | 13:00 | 3851.4084 | 107.1116 | 3958.52 | 150.5435 | 4109.0635 | 257.6551 | 3851.4084 | 14.7801 | 3836.6283 | 106.2911 | 3942.9194 | 150.0664 | 4092.9857 | 256.3574 | 1.2976
2010-06-01 | 14:00 | 3882.7008 | 108.8592 | 3991.56 | 151.5509 | 4143.1109 | 260.4101 | 3882.7008 | 5.5185 | 3877.1823 | 108.55 | 3985.7323 | 151.3735 | 4137.1058 | 259.9235 | 0.48661
2010-06-01 | 15:00 | 3917.8319 | 110.8381 | 4028.67 | 152.6775 | 4181.3475 | 263.5155 | 3917.8319 | 5.2903 | 3912.5417 | 110.5389 | 4023.0806 | 152.5081 | 4175.5887 | 263.0471 | 0.46848
2010-06-01 | 16:00 | 3984.2236 | 114.6264 | 4098.85 | 154.7938 | 4253.6438 | 269.4202 | 3984.2236 | 4.7249 | 3979.4987 | 114.3547 | 4093.8534 | 154.6437 | 4248.4972 | 268.9984 | 0.42177
2010-06-01 | 17:00 | 4066.8216 | 119.4284 | 4186.25 | 157.4034 | 4343.6534 | 276.8318 | 4066.8216 | 3.9345 | 4062.8871 | 119.1974 | 4182.0845 | 157.2796 | 4339.3641 | 276.4771 | 0.35469
2010-06-01 | 18:00 | 4160.1946 | 124.9754 | 4285.17 | 160.3221 | 4445.4921 | 285.2975 | 4160.1946 | 7.2276 | 4152.967 | 124.5416 | 4277.5086 | 160.0974 | 4437.6059 | 284.6389 | 0.6586
2010-06-01 | 19:00 | 4233.9631 | 129.4469 | 4363.41 | 162.6045 | 4526.0145 | 292.0513 | 4233.9631 | 6.408 | 4227.5552 | 129.0553 | 4356.6105 | 162.407 | 4519.0175 | 291.4623 | 0.58896
2010-06-01 | 20:00 | 4259.6196 | 131.0204 | 4390.64 | 163.3934 | 4554.0334 | 294.4138 | 4259.6196 | 0.91394 | 4258.7056 | 130.9642 | 4389.6698 | 163.3653 | 4553.0351 | 294.3295 | 0.084277
2010-06-01 | 21:00 | 4211.2295 | 128.0605 | 4339.29 | 161.9033 | 4501.1933 | 289.9638 | 4211.2295 | 0 | 4211.2295 | 128.0605 | 4339.29 | 161.9033 | 4501.1933 | 289.9638 | 0
2010-06-01 | 22:00 | 4181.0013 | 126.2287 | 4307.23 | 160.9679 | 4468.1979 | 287.1966 | 4181.0013 | 0 | 4181.0013 | 126.2287 | 4307.23 | 160.9679 | 4468.1979 | 287.1966 | 0
2010-06-01 | 23:00 | 3938.1021 | 111.9879 | 4050.09 | 153.3254 | 4203.4154 | 265.3133 | 3938.1021 | 0 | 3938.1021 | 111.9879 | 4050.09 | 153.3254 | 4203.4154 | 265.3133 | 0
2010-06-01 | 24:00 | 3677.9018 | 97.6782 | 3775.58 | 144.8909 | 3920.4709 | 242.5691 | 3677.9018 | 0 | 3677.9018 | 97.6782 | 3775.58 | 144.8909 | 3920.4709 | 242.5691 | 0
2010-06-02 | 1:00 | 3476.7063 | 87.2837 | 3563.99 | 138.1954 | 3702.1854 | 225.4791 | 3476.7063 | 0 | 3476.7063 | 87.2837 | 3563.99 | 138.1954 | 3702.1854 | 225.4791 | 0
2010-06-02 | 2:00 | 3342.6095 | 80.6805 | 3423.29 | 133.6494 | 3556.9394 | 214.3299 | 3342.6095 | 0 | 3342.6095 | 80.6805 | 3423.29 | 133.6494 | 3556.9394 | 214.3299 | 0
2010-06-02 | 3:00 | 3272.3267 | 77.3233 | 3349.65 | 131.2404 | 3480.8904 | 208.5637 | 3272.3267 | 0 | 3272.3267 | 77.3233 | 3349.65 | 131.2404 | 3480.8904 | 208.5637 | 0
2010-06-02 | 4:00 | 3220.7642 | 74.9058 | 3295.67 | 129.4614 | 3425.1314 | 204.3672 | 3220.7642 | 0 | 3220.7642 | 74.9058 | 3295.67 | 129.4614 | 3425.1314 | 204.3672 | 0
2010-06-02 | 5:00 | 3211.9822 | 74.4978 | 3286.48 | 129.1575 | 3415.6375 | 203.6553 | 3211.9822 | 0 | 3211.9822 | 74.4978 | 3286.48 | 129.1575 | 3415.6375 | 203.6553 | 0
2010-06-02 | 6:00 | 3283.6124 | 77.8576 | 3361.47 | 131.6284 | 3493.0984 | 209.4861 | 3283.6124 | 0 | 3283.6124 | 77.8576 | 3361.47 | 131.6284 | 3493.0984 | 209.4861 | 0
2010-06-02 | 7:00 | 3386.8306 | 82.8294 | 3469.66 | 135.1559 | 3604.8159 | 217.9852 | 3386.8306 | 0.94618 | 3385.8845 | 82.7831 | 3468.6675 | 135.1237 | 3603.7913 | 217.9068 | 0.078431
2010-06-02 | 8:00 | 3377.4489 | 82.3711 | 3459.82 | 134.8369 | 3594.6569 | 217.208 | 3377.4489 | 1.4604 | 3375.9885 | 82.2999 | 3458.2884 | 134.7872 | 3593.0756 | 217.0871 | 0.12091
2010-06-02 | 9:00 | 3460.7649 | 86.4851 | 3547.25 | 137.6584 | 3684.9084 | 224.1436 | 3460.7649 | 5.3746 | 3455.3903 | 86.2167 | 3541.607 | 137.4772 | 3679.0842 | 223.6939 | 0.44965
2010-06-02 | 10:00 | 3516.4017 | 89.2883 | 3605.69 | 139.5283 | 3745.2183 | 228.8165 | 3516.4017 | 10.9776 | 3505.4241 | 88.7316 | 3594.1557 | 139.1603 | 3733.316 | 227.8919 | 0.92465
2010-06-02 | 11:00 | 3571.4541 | 92.1059 | 3663.56 | 141.3672 | 3804.9272 | 233.4731 | 3571.4541 | 5.3717 | 3566.0824 | 91.8291 | 3657.9114 | 141.1883 | 3799.0997 | 233.0173 | 0.45579
2010-06-02 | 12:00 | 3620.5542 | 94.6558 | 3715.21 | 142.9978 | 3858.2078 | 237.6536 | 3620.5542 | 5.239 | 3615.3151 | 94.3821 | 3709.6973 | 142.8242 | 3852.5215 | 237.2063 | 0.4473
2010-06-02 | 13:00 | 3687.1405 | 98.1695 | 3785.31 | 145.1947 | 3930.5047 | 243.3642 | 3687.1405 | 5.7115 | 3681.4289 | 97.8656 | 3779.2946 | 145.0069 | 3924.3015 | 242.8725 | 0.4917
2010-06-02 | 14:00 | 3736.9028 | 100.8372 | 3837.74 | 146.8257 | 3984.5657 | 247.663 | 3736.9028 | 10.2946 | 3726.6082 | 100.2824 | 3826.8906 | 146.4891 | 3973.3797 | 246.7715 | 0.89147
2010-06-02 | 15:00 | 3770.3212 | 102.6488 | 3872.97 | 147.9158 | 4020.8858 | 250.5647 | 3770.3212 | 19.2458 | 3751.0754 | 101.6036 | 3852.679 | 147.2885 | 3999.9675 | 248.8921 | 1.6726
2010-06-02 | 16:00 | 3884.5283 | 108.9617 | 3993.49 | 151.6096 | 4145.0996 | 260.5713 | 3884.5283 | 13.7242 | 3870.8041 | 108.1931 | 3978.9972 | 151.1683 | 4130.1655 | 259.3615 | 1.2099
2010-06-02 | 17:00 | 4045.34 | 118.17 | 4163.51 | 156.7272 | 4320.2372 | 274.8972 | 4045.34 | 9.8016 | 4035.5384 | 117.5981 | 4153.1365 | 156.4181 | 4309.5545 | 274.0162 | 0.88106
2010-06-02 | 18:00 | 4247.7394 | 130.2906 | 4378.03 | 163.0284 | 4541.0584 | 293.319 | 4247.7394 | 10.8467 | 4236.8927 | 129.626 | 4366.5187 | 162.6947 | 4529.2134 | 292.3207 | 0.99827
2010-06-02 | 19:00 | 4350.264 | 136.656 | 4486.92 | 166.1603 | 4653.0803 | 302.8163 | 4350.264 | 8.4876 | 4341.7765 | 136.1232 | 4477.8997 | 165.9026 | 4643.8023 | 302.0258 | 0.79047
2010-06-02 | 20:00 | 4368.7784 | 137.8216 | 4506.6 | 166.7216 | 4673.3216 | 304.5432 | 4368.7784 | 2.9685 | 4365.8098 | 137.6344 | 4503.4442 | 166.6317 | 4670.0759 | 304.2661 | 0.27714
2010-06-02 | 21:00 | 4248.5308 | 130.3392 | 4378.87 | 163.0527 | 4541.9227 | 293.3919 | 4248.5308 | 0 | 4248.5308 | 130.3392 | 4378.87 | 163.0527 | 4541.9227 | 293.3919 | 0
2010-06-02 | 22:00 | 4298.8172 | 133.4428 | 4432.26 | 164.5938 | 4596.8538 | 298.0366 | 4298.8172 | 0 | 4298.8172 | 133.4428 | 4432.26 | 164.5938 | 4596.8538 | 298.0366 | 0
2010-06-02 | 23:00 | 4081.2525 | 120.2775 | 4201.53 | 157.8566 | 4359.3866 | 278.1341 | 4081.2525 | 0 | 4081.2525 | 120.2775 | 4201.53 | 157.8566 | 4359.3866 | 278.1341 | 0
2010-06-02 | 24:00 | 3772.9576 | 102.7924 | 3875.75 | 148.0017 | 4023.7517 | 250.7941 | 3772.9576 | 0 | 3772.9576 | 102.7924 | 3875.75 | 148.0017 | 4023.7517 | 250.7941 | 0
2010-06-03 | 1:00 | 3563.7034 | 91.7066 | 3655.41 | 141.109 | 3796.519 | 232.8156 | 3563.7034 | 0 | 3563.7034 | 91.7066 | 3655.41 | 141.109 | 3796.519 | 232.8156 | 0
2010-06-03 | 2:00 | 3464.1744 | 86.6556 | 3550.83 | 137.7733 | 3688.6033 | 224.429 | 3464.1744 | 0 | 3464.1744 | 86.6556 | 3550.83 | 137.7733 | 3688.6033 | 224.429 | 0
2010-06-03 | 3:00 | 3405.8193 | 83.7607 | 3489.58 | 135.8005 | 3625.3805 | 219.5613 | 3405.8193 | 0 | 3405.8193 | 83.7607 | 3489.58 | 135.8005 | 3625.3805 | 219.5613 | 0
2010-06-03 | 4:00 | 3397.3265 | 83.3435 | 3480.67 | 135.5124 | 3616.1824 | 218.8559 | 3397.3265 | 0 | 3397.3265 | 83.3435 | 3480.67 | 135.5124 | 3616.1824 | 218.8559 | 0
2010-06-03 | 5:00 | 3508.9117 | 88.9083 | 3597.82 | 139.2772 | 3737.0972 | 228.1855 | 3508.9117 | 0 | 3508.9117 | 88.9083 | 3597.82 | 139.2772 | 3737.0972 | 228.1855 | 0
2010-06-03 | 6:00 | 3769.8659 | 102.6241 | 3872.49 | 147.901 | 4020.391 | 250.5251 | 3769.8659 | 0.00071795 | 3769.8652 | 102.624 | 3872.4892 | 147.901 | 4020.3902 | 250.525 | 6.2464e-05
2010-06-03 | 7:00 | 4159.855 | 124.955 | 4284.81 | 160.3115 | 4445.1215 | 285.2666 | 4159.855 | 1.7586 | 4158.0964 | 124.8494 | 4282.9458 | 160.2569 | 4443.2026 | 285.1063 | 0.16029
2010-06-03 | 8:00 | 4414.555 | 140.725 | 4555.28 | 168.1037 | 4723.3837 | 308.8286 | 4414.555 | 5.4727 | 4409.0823 | 140.3763 | 4549.4586 | 167.9389 | 4717.3975 | 308.3151 | 0.5135
2010-06-03 | 9:00 | 4415.8053 | 140.8047 | 4556.61 | 168.1413 | 4724.7513 | 308.946 | 4415.8053 | 14.2178 | 4401.5875 | 139.8995 | 4541.4869 | 167.713 | 4709.1999 | 307.6124 | 1.3336
2010-06-03 | 10:00 | 4578.4987 | 151.3713 | 4729.87 | 172.9867 | 4902.8567 | 324.358 | 4578.4987 | 24.0573 | 4554.4414 | 149.7847 | 4704.2262 | 172.2767 | 4876.5029 | 322.0615 | 2.2966
2010-06-03 | 11:00 | 4720.054 | 160.876 | 4880.93 | 177.1188 | 5058.0488 | 337.9948 | 4720.054 | 31.6207 | 4688.4332 | 158.7277 | 4847.161 | 176.2026 | 5023.3635 | 334.9303 | 3.0645
2010-06-03 | 12:00 | 4770.3006 | 164.3194 | 4934.62 | 178.5667 | 5113.1867 | 342.8861 | 4770.3006 | 37.1391 | 4733.1615 | 161.7707 | 4894.9323 | 177.4974 | 5072.4297 | 339.2682 | 3.6179
2010-06-03 | 13:00 | 4823.6357 | 168.0143 | 4991.65 | 180.0927 | 5171.7427 | 348.107 | 4823.6357 | 38.9646 | 4784.671 | 165.3109 | 4949.9819 | 178.9789 | 5128.9609 | 344.2898 | 3.8172
2010-06-03 | 14:00 | 4961.2521 | 177.7379 | 5138.99 | 183.9783 | 5322.9683 | 361.7161 | 4961.2521 | 41.2316 | 4920.0205 | 174.7959 | 5094.8164 | 182.822 | 5277.6384 | 357.6178 | 4.0983
2010-06-03 | 15:00 | 5060.7328 | 184.9372 | 5245.67 | 186.7405 | 5432.4105 | 371.6776 | 5060.7328 | 30.282 | 5030.4508 | 182.7305 | 5213.1814 | 185.9038 | 5399.0852 | 368.6344 | 3.0432
2010-06-03 | 16:00 | 5144.4813 | 191.1087 | 5335.59 | 189.0353 | 5524.6253 | 380.144 | 5144.4813 | 29.9333 | 5114.5479 | 188.8913 | 5303.4392 | 188.2183 | 5491.6575 | 377.1095 | 3.0345
2010-06-03 | 17:00 | 5257.7436 | 199.6164 | 5457.36 | 192.0942 | 5649.4542 | 391.7106 | 5257.7436 | 18.0432 | 5239.7005 | 198.2487 | 5437.9491 | 191.6104 | 5629.5595 | 389.859 | 1.8516
2010-06-03 | 18:00 | 5323.3323 | 204.6277 | 5527.96 | 193.8421 | 5721.8021 | 398.4698 | 5323.3323 | 14.7175 | 5308.6148 | 203.4978 | 5512.1126 | 193.4514 | 5705.564 | 396.9492 | 1.5206
2010-06-03 | 19:00 | 5352.7912 | 206.8988 | 5559.69 | 194.6215 | 5754.3115 | 401.5203 | 5352.7912 | 1.8125 | 5350.9787 | 206.7587 | 5557.7374 | 194.5737 | 5752.3111 | 401.3324 | 0.18795
2010-06-03 | 20:00 | 5351.6773 | 206.8127 | 5558.49 | 194.5921 | 5753.0821 | 401.4048 | 5351.6773 | 1.6058 | 5350.0715 | 206.6886 | 5556.7601 | 194.5497 | 5751.3099 | 401.2383 | 0.16649
2010-06-03 | 21:00 | 5090.1096 | 187.0904 | 5277.2 | 187.5486 | 5464.7486 | 374.639 | 5090.1096 | 0 | 5090.1096 | 187.0904 | 5277.2 | 187.5486 | 5464.7486 | 374.639 | 0
2010-06-03 | 22:00 | 5133.2452 | 190.2748 | 5323.52 | 188.729 | 5512.249 | 379.0038 | 5133.2452 | 0 | 5133.2452 | 190.2748 | 5323.52 | 188.729 | 5512.249 | 379.0038 | 0
2010-06-03 | 23:00 | 4740.5629 | 162.2771 | 4902.84 | 177.711 | 5080.551 | 339.988 | 4740.5629 | 0 | 4740.5629 | 162.2771 | 4902.84 | 177.711 | 5080.551 | 339.988 | 0
2010-06-03 | 24:00 | 4356.6618 | 137.0582 | 4493.72 | 166.3544 | 4660.0744 | 303.4126 | 4356.6618 | 0 | 4356.6618 | 137.0582 | 4493.72 | 166.3544 | 4660.0744 | 303.4126 | 0
2010-06-04 | 1:00 | 4061.6738 | 119.1262 | 4180.8 | 157.2415 | 4338.0415 | 276.3677 | 4061.6738 | 0 | 4061.6738 | 119.1262 | 4180.8 | 157.2415 | 4338.0415 | 276.3677 | 0
2010-06-04 | 2:00 | 3858.6171 | 107.5129 | 3966.13 | 150.7759 | 4116.9059 | 258.2888 | 3858.6171 | 0 | 3858.6171 | 107.5129 | 3966.13 | 150.7759 | 4116.9059 | 258.2888 | 0
2010-06-04 | 3:00 | 3754.662 | 101.798 | 3856.46 | 147.4056 | 4003.8656 | 249.2035 | 3754.662 | 0 | 3754.662 | 101.798 | 3856.46 | 147.4056 | 4003.8656 | 249.2035 | 0
2010-06-04 | 4:00 | 3729.6631 | 100.4469 | 3830.11 | 146.589 | 3976.699 | 247.0359 | 3729.6631 | 0 | 3729.6631 | 100.4469 | 3830.11 | 146.589 | 3976.699 | 247.0359 | 0
2010-06-04 | 5:00 | 3751.0005 | 101.5995 | 3852.6 | 147.2861 | 3999.8861 | 248.8856 | 3751.0005 | 0 | 3751.0005 | 101.5995 | 3852.6 | 147.2861 | 3999.8861 | 248.8856 | 0
2010-06-04 | 6:00 | 4043.6771 | 118.0729 | 4161.75 | 156.6748 | 4318.4248 | 274.7477 | 4043.6771 | 0.00093127 | 4043.6762 | 118.0729 | 4161.749 | 156.6747 | 4318.4237 | 274.7476 | 8.3743e-05
2010-06-04 | 7:00 | 4570.9476 | 150.8724 | 4721.82 | 172.7641 | 4894.5841 | 323.6365 | 4570.9476 | 1.9621 | 4568.9855 | 150.7429 | 4719.7284 | 172.7062 | 4892.4346 | 323.4491 | 0.18738
2010-06-04 | 8:00 | 4702.4985 | 159.6815 | 4862.18 | 176.6106 | 5038.7906 | 336.2921 | 4702.4985 | 2.5778 | 4699.9207 | 159.5065 | 4859.4272 | 176.5359 | 5035.9631 | 336.0424 | 0.24974
2010-06-04 | 9:00 | 4881.8835 | 172.0965 | 5053.98 | 181.7464 | 5235.7264 | 353.843 | 4881.8835 | 8.7294 | 4873.1541 | 171.4816 | 5044.6357 | 181.4994 | 5226.1351 | 352.9811 | 0.8619
2010-06-04 | 10:00 | 5013.3777 | 181.4923 | 5194.87 | 185.4305 | 5380.3005 | 366.9228 | 5013.3777 | 11.697 | 5001.6807 | 180.6464 | 5182.3271 | 185.1056 | 5367.4327 | 365.7519 | 1.1708
2010-06-04 | 11:00 | 5134.9023 | 190.3977 | 5325.3 | 188.7742 | 5514.0742 | 379.1719 | 5134.9023 | 22.3535 | 5112.5488 | 188.7436 | 5301.2924 | 188.1636 | 5489.456 | 376.9072 | 2.2647
2010-06-04 | 12:00 | 5323.3323 | 204.6277 | 5527.96 | 193.8421 | 5721.8021 | 398.4698 | 5323.3323 | 22.4482 | 5300.884 | 202.9056 | 5503.7896 | 193.2458 | 5697.0354 | 396.1514 | 2.3185
2010-06-04 | 13:00 | 5512.7137 | 219.4463 | 5732.16 | 198.7916 | 5930.9516 | 418.2379 | 5512.7137 | 38.5636 | 5474.1502 | 216.3868 | 5690.5369 | 197.7955 | 5888.3324 | 414.1823 | 4.0556
2010-06-04 | 14:00 | 5706.9567 | 235.1833 | 5942.14 | 203.7169 | 6145.8569 | 438.9002 | 5706.9567 | 42.9906 | 5663.9661 | 231.6534 | 5895.6194 | 202.6401 | 6098.2595 | 434.2934 | 4.6068
2010-06-04 | 15:00 | 5950.6893 | 255.7007 | 6206.39 | 209.6785 | 6416.0685 | 465.3791 | 5950.6893 | 35.6952 | 5914.9941 | 252.6423 | 6167.6364 | 208.8207 | 6376.457 | 461.4629 | 3.9162
2010-06-04 | 16:00 | 6143.3078 | 272.5222 | 6415.83 | 214.2161 | 6630.0461 | 486.7383 | 6143.3078 | 35.2575 | 6108.0503 | 269.4031 | 6377.4534 | 213.397 | 6590.8504 | 482.8001 | 3.9382
2010-06-04 | 17:00 | 6144.1344 | 272.5956 | 6416.73 | 214.2352 | 6630.9652 | 486.8308 | 6144.1344 | 27.7049 | 6116.4296 | 270.1427 | 6386.5723 | 213.5922 | 6600.1645 | 483.7349 | 3.0959
2010-06-04 | 18:00 | 5980.9795 | 258.3105 | 6239.29 | 210.4022 | 6449.6922 | 468.7127 | 5980.9795 | 15.2701 | 5965.7095 | 256.9931 | 6222.7026 | 210.0378 | 6432.7405 | 467.031 | 1.6817
2010-06-04 | 19:00 | 5720.2221 | 236.2779 | 5956.5 | 204.0476 | 6160.5476 | 440.3256 | 5720.2221 | 9.257 | 5710.9651 | 235.5138 | 5946.4788 | 203.8169 | 6150.2958 | 439.3307 | 0.99485
2010-06-04 | 20:00 | 5579.7724 | 224.8176 | 5804.59 | 200.5093 | 6005.0993 | 425.3269 | 5579.7724 | 2.3436 | 5577.4288 | 224.6288 | 5802.0576 | 200.4496 | 6002.5072 | 425.0784 | 0.24854
2010-06-04 | 21:00 | 5413.6591 | 211.6309 | 5625.29 | 196.2209 | 5821.5109 | 407.8518 | 5413.6591 | 0 | 5413.6591 | 211.6309 | 5625.29 | 196.2209 | 5821.5109 | 407.8518 | 0
2010-06-04 | 22:00 | 5009.0135 | 181.1765 | 5190.19 | 185.3093 | 5375.4993 | 366.4858 | 5009.0135 | 0 | 5009.0135 | 181.1765 | 5190.19 | 185.3093 | 5375.4993 | 366.4858 | 0
2010-06-04 | 23:00 | 4797.6136 | 166.2064 | 4963.82 | 179.3495 | 5143.1695 | 345.556 | 4797.6136 | 0 | 4797.6136 | 166.2064 | 4963.82 | 179.3495 | 5143.1695 | 345.556 | 0
2010-06-04 | 24:00 | 4409.4315 | 140.3985 | 4549.83 | 167.9494 | 4717.7794 | 308.3479 | 4409.4315 | 0 | 4409.4315 | 140.3985 | 4549.83 | 167.9494 | 4717.7794 | 308.3479 | 0
2010-06-05 | 1:00 | 4166.3165 | 125.3435 | 4291.66 | 160.5123 | 4452.1723 | 285.8558 | 4166.3165 | 0 | 4166.3165 | 125.3435 | 4291.66 | 160.5123 | 4452.1723 | 285.8558 | 0
2010-06-05 | 2:00 | 3992.7996 | 115.1204 | 4107.92 | 155.0659 | 4262.9859 | 270.1864 | 3992.7996 | 0 | 3992.7996 | 115.1204 | 4107.92 | 155.0659 | 4262.9859 | 270.1864 | 0
2010-06-05 | 3:00 | 3847.2212 | 106.8788 | 3954.1 | 150.4084 | 4104.5084 | 257.2872 | 3847.2212 | 0 | 3847.2212 | 106.8788 | 3954.1 | 150.4084 | 4104.5084 | 257.2872 | 0
2010-06-05 | 4:00 | 3822.9362 | 105.5338 | 3928.47 | 149.6236 | 4078.0936 | 255.1574 | 3822.9362 | 0 | 3822.9362 | 105.5338 | 3928.47 | 149.6236 | 4078.0936 | 255.1574 | 0
2010-06-05 | 5:00 | 3965.035 | 113.525 | 4078.56 | 154.1838 | 4232.7438 | 267.7088 | 3965.035 | 0 | 3965.035 | 113.525 | 4078.56 | 154.1838 | 4232.7438 | 267.7088 | 0
2010-06-05 | 6:00 | 4265.9216 | 131.4084 | 4397.33 | 163.5868 | 4560.9168 | 294.9951 | 4265.9216 | 0 | 4265.9216 | 131.4084 | 4397.33 | 163.5868 | 4560.9168 | 294.9951 | 0
2010-06-05 | 7:00 | 4589.2565 | 152.0835 | 4741.34 | 173.3035 | 4914.6435 | 325.387 | 4589.2565 | 0.90778 | 4588.3487 | 152.0233 | 4740.3721 | 173.2768 | 4913.6489 | 325.3001 | 0.086873
2010-06-05 | 8:00 | 4894.129 | 172.961 | 5067.09 | 182.0924 | 5249.1824 | 355.0534 | 4894.129 | 1.5627 | 4892.5663 | 172.8506 | 5065.4169 | 182.0483 | 5247.4652 | 354.8988 | 0.15455
2010-06-05 | 9:00 | 4912.5262 | 174.2638 | 5086.79 | 182.6111 | 5269.4011 | 356.8748 | 4912.5262 | 2.5829 | 4909.9433 | 174.0806 | 5084.0239 | 182.5383 | 5266.5622 | 356.6189 | 0.25594
2010-06-05 | 10:00 | 4931.5257 | 175.6143 | 5107.14 | 183.1453 | 5290.2853 | 358.7596 | 4931.5257 | 3.6909 | 4927.8348 | 175.3516 | 5103.1864 | 183.0416 | 5286.228 | 358.3932 | 0.36644
2010-06-05 | 11:00 | 5008.6592 | 181.1508 | 5189.81 | 185.2995 | 5375.1095 | 366.4503 | 5008.6592 | 10.2319 | 4998.4273 | 180.4115 | 5178.8388 | 185.0151 | 5363.8538 | 365.4265 | 1.0238
2010-06-05 | 12:00 | 5180.0774 | 193.7626 | 5373.84 | 190.0022 | 5563.8422 | 383.7647 | 5180.0774 | 5.106 | 5174.9715 | 193.3808 | 5368.3522 | 189.8638 | 5558.216 | 383.2446 | 0.52018
2010-06-05 | 13:00 | 5268.6078 | 200.4422 | 5469.05 | 192.3849 | 5661.4349 | 392.8271 | 5268.6078 | 5.6944 | 5262.9134 | 200.0091 | 5462.9225 | 192.2326 | 5655.1552 | 392.2418 | 0.58537
2010-06-05 | 14:00 | 5412.88 | 211.57 | 5624.45 | 196.2005 | 5820.6505 | 407.7705 | 5412.88 | 5.6419 | 5407.2381 | 211.1292 | 5618.3673 | 196.0529 | 5814.4202 | 407.1821 | 0.58844
2010-06-05 | 15:00 | 5489.1553 | 217.5747 | 5706.73 | 198.1838 | 5904.9138 | 415.7585 | 5489.1553 | 5.5713 | 5483.584 | 217.1333 | 5700.7172 | 198.0397 | 5898.757 | 415.173 | 0.5855
2010-06-05 | 16:00 | 5601.3317 | 226.5583 | 5827.89 | 201.0577 | 6028.9477 | 427.616 | 5601.3317 | 5.2104 | 5596.1213 | 226.137 | 5822.2583 | 200.9253 | 6023.1837 | 427.0623 | 0.55365
2010-06-05 | 17:00 | 5740.3559 | 237.9441 | 5978.3 | 204.5483 | 6182.8483 | 442.4924 | 5740.3559 | 4.0472 | 5736.3087 | 237.6087 | 5973.9174 | 204.4478 | 6178.3652 | 442.0565 | 0.4359
2010-06-05 | 18:00 | 5818.2726 | 244.4474 | 6062.72 | 206.4699 | 6269.1899 | 450.9174 | 5818.2726 | 2.9557 | 5815.3169 | 244.1991 | 6059.516 | 206.3975 | 6265.9135 | 450.5966 | 0.32074
2010-06-05 | 19:00 | 5803.7974 | 243.2326 | 6047.03 | 206.1148 | 6253.1448 | 449.3474 | 5803.7974 | 4.8739 | 5798.9235 | 242.8243 | 6041.7477 | 205.9951 | 6247.7428 | 448.8193 | 0.52812
2010-06-05 | 20:00 | 5757.5115 | 239.3685 | 5996.88 | 204.9735 | 6201.8535 | 444.342 | 5757.5115 | 2.6346 | 5754.8769 | 239.1495 | 5994.0264 | 204.9083 | 6198.9347 | 444.0578 | 0.28424
2010-06-05 | 21:00 | 5645.2917 | 230.1283 | 5875.42 | 202.17 | 6077.59 | 432.2983 | 5645.2917 | 0.13858 | 5645.1531 | 230.117 | 5875.2701 | 202.1665 | 6077.4366 | 432.2835 | 0.014792
2010-06-05 | 22:00 | 5478.2583 | 216.7117 | 5694.97 | 197.9019 | 5892.8719 | 414.6136 | 5478.2583 | 0 | 5478.2583 | 216.7117 | 5694.97 | 197.9019 | 5892.8719 | 414.6136 | 0
2010-06-05 | 23:00 | 5155.2689 | 191.9111 | 5347.18 | 189.3288 | 5536.5088 | 381.2399 | 5155.2689 | 0 | 5155.2689 | 191.9111 | 5347.18 | 189.3288 | 5536.5088 | 381.2399 | 0
2010-06-05 | 24:00 | 4727.8426 | 161.4074 | 4889.25 | 177.3439 | 5066.5939 | 338.7512 | 4727.8426 | 0 | 4727.8426 | 161.4074 | 4889.25 | 177.3439 | 5066.5939 | 338.7512 | 0
2010-06-06 | 1:00 | 4353.1055 | 136.8345 | 4489.94 | 166.2466 | 4656.1866 | 303.0811 | 4353.1055 | 0 | 4353.1055 | 136.8345 | 4489.94 | 166.2466 | 4656.1866 | 303.0811 | 0
2010-06-06 | 2:00 | 4091.8284 | 120.9016 | 4212.73 | 158.1883 | 4370.9183 | 279.0899 | 4091.8284 | 0 | 4091.8284 | 120.9016 | 4212.73 | 158.1883 | 4370.9183 | 279.0899 | 0
2010-06-06 | 3:00 | 3959.8422 | 113.2278 | 4073.07 | 154.0185 | 4227.0885 | 267.2464 | 3959.8422 | 0 | 3959.8422 | 113.2278 | 4073.07 | 154.0185 | 4227.0885 | 267.2464 | 0
2010-06-06 | 4:00 | 3861.4776 | 107.6724 | 3969.15 | 150.868 | 4120.018 | 258.5404 | 3861.4776 | 0 | 3861.4776 | 107.6724 | 3969.15 | 150.868 | 4120.018 | 258.5404 | 0
2010-06-06 | 5:00 | 3927.3904 | 111.3796 | 4038.77 | 152.9832 | 4191.7532 | 264.3628 | 3927.3904 | 0 | 3927.3904 | 111.3796 | 4038.77 | 152.9832 | 4191.7532 | 264.3628 | 0
2010-06-06 | 6:00 | 4054.7401 | 118.7199 | 4173.46 | 157.0233 | 4330.4833 | 275.7432 | 4054.7401 | 0.0013471 | 4054.7388 | 118.7198 | 4173.4586 | 157.0232 | 4330.4818 | 275.743 | 0.0001213
2010-06-06 | 7:00 | 4348.5234 | 136.5466 | 4485.07 | 166.1075 | 4651.1775 | 302.6541 | 4348.5234 | 1.7907 | 4346.7327 | 136.4342 | 4483.1669 | 166.0531 | 4649.22 | 302.4873 | 0.1668
2010-06-06 | 8:00 | 4739.8048 | 162.2252 | 4902.03 | 177.6891 | 5079.7191 | 339.9143 | 4739.8048 | 6.6944 | 4733.1105 | 161.7673 | 4894.8777 | 177.496 | 5072.3737 | 339.2632 | 0.65105
2010-06-06 | 9:00 | 4875.9888 | 171.6812 | 5047.67 | 181.5797 | 5229.2497 | 353.2609 | 4875.9888 | 9.0422 | 4866.9466 | 171.0451 | 5037.9917 | 181.3236 | 5219.3153 | 352.3687 | 0.89221
2010-06-06 | 10:00 | 4999.7622 | 180.5078 | 5180.27 | 185.0522 | 5365.3222 | 365.56 | 4999.7622 | 12.6035 | 4987.1586 | 179.5989 | 5166.7575 | 184.7014 | 5351.4589 | 364.3003 | 1.2597
2010-06-06 | 11:00 | 5155.5016 | 191.9284 | 5347.43 | 189.3352 | 5536.7652 | 381.2635 | 5155.5016 | 32.1987 | 5123.3029 | 189.5385 | 5312.8414 | 188.4576 | 5501.299 | 377.9961 | 3.2675
2010-06-06 | 12:00 | 5265.7363 | 200.2237 | 5465.96 | 192.3082 | 5658.2682 | 392.5319 | 5265.7363 | 38.4712 | 5227.265 | 197.3088 | 5424.5738 | 191.2761 | 5615.8499 | 388.5849 | 3.947
2010-06-06 | 13:00 | 5414.6607 | 211.7093 | 5626.37 | 196.2471 | 5822.6171 | 407.9563 | 5414.6607 | 41.6606 | 5373.0001 | 208.464 | 5581.4641 | 195.1542 | 5776.6183 | 403.6182 | 4.3381
2010-06-06 | 14:00 | 5569.3143 | 223.9757 | 5793.29 | 200.2426 | 5993.5326 | 424.2183 | 5569.3143 | 9.8912 | 5559.4231 | 223.1808 | 5782.6039 | 199.99 | 5982.5939 | 423.1708 | 1.0475
2010-06-06 | 15:00 | 5676.1767 | 232.6533 | 5908.83 | 202.9467 | 6111.7767 | 435.6 | 5676.1767 | 39.6165 | 5636.5602 | 229.417 | 5865.9772 | 201.9497 | 6067.9269 | 431.3667 | 4.2333
2010-06-06 | 16:00 | 5792.4847 | 242.2853 | 6034.77 | 205.8367 | 6240.6067 | 448.122 | 5792.4847 | 12.7492 | 5779.7354 | 241.22 | 6020.9554 | 205.5226 | 6226.478 | 446.7426 | 1.3794
2010-06-06 | 17:00 | 5942.5208 | 254.9992 | 6197.52 | 209.4826 | 6407.0026 | 464.4818 | 5942.5208 | 18.9983 | 5923.5225 | 253.3713 | 6176.8938 | 209.0261 | 6385.9199 | 462.3974 | 2.0844
2010-06-06 | 18:00 | 6050.4997 | 264.3503 | 6314.85 | 212.049 | 6526.899 | 476.3993 | 6050.4997 | 19.5403 | 6030.9593 | 262.6456 | 6293.605 | 211.5881 | 6505.1931 | 474.2338 | 2.1655
2010-06-06 | 19:00 | 5975.9995 | 257.8805 | 6233.88 | 210.2835 | 6444.1635 | 468.164 | 5975.9995 | 8.6435 | 5967.3561 | 257.135 | 6224.4911 | 210.0772 | 6434.5683 | 467.2122 | 0.95176
2010-06-06 | 20:00 | 5950.0723 | 255.6477 | 6205.72 | 209.6637 | 6415.3837 | 465.3113 | 5950.0723 | 2.5412 | 5947.5312 | 255.4293 | 6202.9605 | 209.6028 | 6412.5633 | 465.0321 | 0.27922
2010-06-06 | 21:00 | 5743.5879 | 238.2121 | 5981.8 | 204.6285 | 6186.4285 | 442.8406 | 5743.5879 | 0.18135 | 5743.4065 | 238.1971 | 5981.6036 | 204.624 | 6186.2276 | 442.8211 | 0.019542
2010-06-06 | 22:00 | 5569.3699 | 223.9801 | 5793.35 | 200.2441 | 5993.5941 | 424.2242 | 5569.3699 | 0 | 5569.3699 | 223.9801 | 5793.35 | 200.2441 | 5993.5941 | 424.2242 | 0
2010-06-06 | 23:00 | 5359.3072 | 207.4028 | 5566.71 | 194.7935 | 5761.5035 | 402.1963 | 5359.3072 | 0 | 5359.3072 | 207.4028 | 5566.71 | 194.7935 | 5761.5035 | 402.1963 | 0
2010-06-06 | 24:00 | 4899.6767 | 173.3533 | 5073.03 | 182.2489 | 5255.2789 | 355.6023 | 4899.6767 | 0 | 4899.6767 | 173.3533 | 5073.03 | 182.2489 | 5255.2789 | 355.6023 | 0
2010-06-07 | 1:00 | 4515.7682 | 147.2518 | 4663.02 | 171.1306 | 4834.1506 | 318.3824 | 4515.7682 | 0 | 4515.7682 | 147.2518 | 4663.02 | 171.1306 | 4834.1506 | 318.3824 | 0
2010-06-07 | 2:00 | 4257.8014 | 130.9086 | 4388.71 | 163.3375 | 4552.0475 | 294.2461 | 4257.8014 | 0 | 4257.8014 | 130.9086 | 4388.71 | 163.3375 | 4552.0475 | 294.2461 | 0
2010-06-07 | 3:00 | 4091.243 | 120.867 | 4212.11 | 158.17 | 4370.28 | 279.037 | 4091.243 | 0 | 4091.243 | 120.867 | 4212.11 | 158.17 | 4370.28 | 279.037 | 0
2010-06-07 | 4:00 | 4035.1259 | 117.5741 | 4152.7 | 156.405 | 4309.105 | 273.9791 | 4035.1259 | 0 | 4035.1259 | 117.5741 | 4152.7 | 156.405 | 4309.105 | 273.9791 | 0
2010-06-07 | 5:00 | 4151.7513 | 124.4687 | 4276.22 | 160.0595 | 4436.2795 | 284.5282 | 4151.7513 | 0 | 4151.7513 | 124.4687 | 4276.22 | 160.0595 | 4436.2795 | 284.5282 | 0
2010-06-07 | 6:00 | 4417.9768 | 140.9432 | 4558.92 | 168.2066 | 4727.1266 | 309.1499 | 4417.9768 | 0.0020119 | 4417.9748 | 140.9431 | 4558.9179 | 168.2066 | 4727.1244 | 309.1497 | 0.0001889
2010-06-07 | 7:00 | 4704.8582 | 159.8418 | 4864.7 | 176.679 | 5041.379 | 336.5208 | 4704.8582 | 1.6375 | 4703.2207 | 159.7306 | 4862.9512 | 176.6315 | 5039.5828 | 336.3621 | 0.15869
2010-06-07 | 8:00 | 5124.931 | 189.659 | 5314.59 | 188.5021 | 5503.0921 | 378.161 | 5124.931 | 5.6412 | 5119.2898 | 189.2417 | 5308.5315 | 188.3479 | 5496.8794 | 377.5896 | 0.57144
2010-06-07 | 9:00 | 5396.9903 | 210.3297 | 5607.32 | 195.7844 | 5803.1044 | 406.1141 | 5396.9903 | 15.0569 | 5381.9334 | 209.1578 | 5591.0911 | 195.3891 | 5786.4803 | 404.5469 | 1.5672
2010-06-07 | 10:00 | 5471.762 | 216.198 | 5687.96 | 197.7336 | 5885.6936 | 413.9316 | 5471.762 | 25.0123 | 5446.7497 | 214.226 | 5660.9757 | 197.0841 | 5858.0597 | 411.3101 | 2.6216
2010-06-07 | 11:00 | 5631.8465 | 229.0335 | 5860.88 | 201.8306 | 6062.7106 | 430.8641 | 5631.8465 | 32.5138 | 5599.3327 | 226.3966 | 5825.7293 | 201.0069 | 6026.7362 | 427.4035 | 3.4606
2010-06-07 | 12:00 | 5817.6084 | 244.3916 | 6062 | 206.4537 | 6268.4537 | 450.8453 | 5817.6084 | 37.5308 | 5780.0776 | 241.2485 | 6021.3261 | 205.531 | 6226.8571 | 446.7796 | 4.0657
2010-06-07 | 13:00 | 6074.4065 | 266.4435 | 6340.85 | 212.6106 | 6553.4606 | 479.0541 | 6074.4065 | 15.7399 | 6058.6667 | 265.0644 | 6323.7311 | 212.2411 | 6535.9722 | 477.3056 | 1.7485
2010-06-07 | 14:00 | 6320.4453 | 288.4647 | 6608.91 | 218.2525 | 6827.1625 | 506.7172 | 6320.4453 | 33.2531 | 6287.1922 | 285.4374 | 6572.6295 | 217.5048 | 6790.1343 | 502.9421 | 3.7751
2010-06-07 | 15:00 | 6390.4041 | 294.8859 | 6685.29 | 219.8103 | 6905.1003 | 514.6962 | 6390.4041 | 30.2069 | 6360.1972 | 292.1047 | 6652.3019 | 219.1402 | 6871.4421 | 511.2449 | 3.4513
2010-06-07 | 16:00 | 6472.0142 | 302.4658 | 6774.48 | 221.6016 | 6996.0816 | 524.0674 | 6472.0142 | 32.4776 | 6439.5366 | 299.4378 | 6738.9744 | 220.8921 | 6959.8665 | 520.3299 | 3.7375
2010-06-07 | 17:00 | 6524.4987 | 307.3913 | 6831.89 | 222.7387 | 7054.6287 | 530.13 | 6524.4987 | 20.176 | 6504.3226 | 305.4932 | 6809.8158 | 222.3029 | 7032.1187 | 527.7961 | 2.3339
2010-06-07 | 18:00 | 6528.5014 | 307.7686 | 6836.27 | 222.8249 | 7059.0949 | 530.5936 | 6528.5014 | 7.4384 | 6521.063 | 307.0677 | 6828.1307 | 222.6646 | 7050.7953 | 529.7323 | 0.86124
2010-06-07 | 19:00 | 6432.5881 | 298.7919 | 6731.38 | 220.7397 | 6952.1197 | 519.5316 | 6432.5881 | 2.0549 | 6430.5332 | 298.601 | 6729.1342 | 220.6946 | 6949.8288 | 519.2957 | 0.23597
2010-06-07 | 20:00 | 6258.7219 | 282.8581 | 6541.58 | 216.8609 | 6758.4409 | 499.719 | 6258.7219 | 1.2236 | 6257.4983 | 282.7475 | 6540.2458 | 216.8332 | 6757.079 | 499.5807 | 0.13833
2010-06-07 | 21:00 | 6035.1033 | 263.0067 | 6298.11 | 211.686 | 6509.796 | 474.6927 | 6035.1033 | 0 | 6035.1033 | 263.0067 | 6298.11 | 211.686 | 6509.796 | 474.6927 | 0
2010-06-07 | 22:00 | 5816.1324 | 244.2676 | 6060.4 | 206.4175 | 6266.8175 | 450.6851 | 5816.1324 | 0 | 5816.1324 | 244.2676 | 6060.4 | 206.4175 | 6266.8175 | 450.6851 | 0
2010-06-07 | 23:00 | 5415.9592 | 211.8108 | 5627.77 | 196.281 | 5824.051 | 408.0918 | 5415.9592 | 0 | 5415.9592 | 211.8108 | 5627.77 | 196.281 | 5824.051 | 408.0918 | 0
2010-06-07 | 24:00 | 4941.2709 | 176.3091 | 5117.58 | 183.4188 | 5300.9988 | 359.7278 | 4941.2709 | 0 | 4941.2709 | 176.3091 | 5117.58 | 183.4188 | 5300.9988 | 359.7278 | 0
2010-06-08 | 1:00 | 4553.6193 | 149.7307 | 4703.35 | 172.2524 | 4875.6024 | 321.9831 | 4553.6193 | 0 | 4553.6193 | 149.7307 | 4703.35 | 172.2524 | 4875.6024 | 321.9831 | 0
2010-06-08 | 2:00 | 4280.6242 | 132.3158 | 4412.94 | 164.0374 | 4576.9774 | 296.3531 | 4280.6242 | 0 | 4280.6242 | 132.3158 | 4412.94 | 164.0374 | 4576.9774 | 296.3531 | 0
2010-06-08 | 3:00 | 4078.7878 | 120.1322 | 4198.92 | 157.7793 | 4356.6993 | 277.9115 | 4078.7878 | 0 | 4078.7878 | 120.1322 | 4198.92 | 157.7793 | 4356.6993 | 277.9115 | 0
2010-06-08 | 4:00 | 3973.2917 | 113.9983 | 4087.29 | 154.4465 | 4241.7365 | 268.4447 | 3973.2917 | 0 | 3973.2917 | 113.9983 | 4087.29 | 154.4465 | 4241.7365 | 268.4447 | 0
2010-06-08 | 5:00 | 3927.2201 | 111.3699 | 4038.59 | 152.9777 | 4191.5677 | 264.3476 | 3927.2201 | 0 | 3927.2201 | 111.3699 | 4038.59 | 152.9777 | 4191.5677 | 264.3476 | 0
2010-06-08 | 6:00 | 3902.5263 | 109.9737 | 4012.5 | 152.1872 | 4164.6872 | 262.161 | 3902.5263 | 0 | 3902.5263 | 109.9737 | 4012.5 | 152.1872 | 4164.6872 | 262.161 | 0
2010-06-08 | 7:00 | 4027.2448 | 117.1152 | 4144.36 | 156.1562 | 4300.5162 | 273.2715 | 4027.2448 | 0.3553 | 4026.8895 | 117.0946 | 4143.984 | 156.145 | 4300.129 | 273.2396 | 0.031887
2010-06-08 | 8:00 | 4269.793 | 131.647 | 4401.44 | 163.7055 | 4565.1455 | 295.3525 | 4269.793 | 1.4506 | 4268.3424 | 131.5576 | 4399.9 | 163.661 | 4563.561 | 295.2186 | 0.13392
2010-06-08 | 9:00 | 4529.3323 | 148.1377 | 4677.47 | 171.5333 | 4849.0033 | 319.671 | 4529.3323 | 2.662 | 4526.6702 | 147.9637 | 4674.6339 | 171.4543 | 4846.0882 | 319.418 | 0.25304
2010-06-08 | 10:00 | 4719.5016 | 160.8384 | 4880.34 | 177.1028 | 5057.4428 | 337.9412 | 4719.5016 | 3.8163 | 4715.6854 | 160.5783 | 4876.2637 | 176.9924 | 5053.2562 | 337.5708 | 0.37039
2010-06-08 | 11:00 | 4888.4969 | 172.5631 | 5061.06 | 181.9333 | 5242.9933 | 354.4965 | 4888.4969 | 4.7159 | 4883.781 | 172.2304 | 5056.0113 | 181.8001 | 5237.8114 | 354.0304 | 0.46605
2010-06-08 | 12:00 | 5043.929 | 183.711 | 5227.64 | 186.2766 | 5413.9166 | 369.9877 | 5043.929 | 5.3623 | 5038.5666 | 183.3206 | 5221.8873 | 186.1284 | 5408.0156 | 369.449 | 0.53865
2010-06-08 | 13:00 | 5149.0702 | 191.4498 | 5340.52 | 189.1602 | 5529.6802 | 380.61 | 5149.0702 | 5.768 | 5143.3022 | 191.0211 | 5334.3233 | 189.0032 | 5523.3265 | 380.0243 | 0.58573
2010-06-08 | 14:00 | 5240.5751 | 198.3149 | 5438.89 | 191.6339 | 5630.5239 | 389.9487 | 5240.5751 | 5.7685 | 5234.8067 | 197.8785 | 5432.6852 | 191.4789 | 5624.1641 | 389.3574 | 0.59129
2010-06-08 | 15:00 | 5324.0937 | 204.6863 | 5528.78 | 193.8623 | 5722.6423 | 398.5486 | 5324.0937 | 5.3894 | 5318.7043 | 204.2721 | 5522.9764 | 193.7193 | 5716.6957 | 397.9914 | 0.55714
2010-06-08 | 16:00 | 5403.2056 | 210.8144 | 5614.02 | 195.9473 | 5809.9673 | 406.7617 | 5403.2056 | 5.9378 | 5397.2678 | 210.3513 | 5607.6191 | 195.7917 | 5803.4108 | 406.143 | 0.6187
2010-06-08 | 17:00 | 5595.0681 | 226.0519 | 5821.12 | 200.8986 | 6022.0186 | 426.9504 | 5595.0681 | 3.9346 | 5591.1335 | 225.7341 | 5816.8676 | 200.7985 | 6017.6661 | 426.5326 | 0.41786
2010-06-08 | 18:00 | 5708.3794 | 235.3006 | 5943.68 | 203.7524 | 6147.4324 | 439.053 | 5708.3794 | 3.2812 | 5705.0982 | 235.0302 | 5940.1284 | 203.6705 | 6143.7989 | 438.7007 | 0.35233
2010-06-08 | 19:00 | 5685.3908 | 233.4092 | 5918.8 | 203.1777 | 6121.9777 | 436.5869 | 5685.3908 | 9.5677 | 5675.8231 | 232.6243 | 5908.4474 | 202.9378 | 6111.3852 | 435.5621 | 1.0248
2010-06-08 | 20:00 | 5650.6542 | 230.5658 | 5881.22 | 202.3051 | 6083.5251 | 432.8709 | 5650.6542 | 0.77495 | 5649.8793 | 230.5025 | 5880.3818 | 202.2856 | 6082.6674 | 432.7881 | 0.08276
2010-06-08 | 21:00 | 5445.9657 | 214.1643 | 5660.13 | 197.0637 | 5857.1937 | 411.228 | 5445.9657 | 0 | 5445.9657 | 214.1643 | 5660.13 | 197.0637 | 5857.1937 | 411.228 | 0
2010-06-08 | 22:00 | 5257.344 | 199.586 | 5456.93 | 192.0835 | 5649.0135 | 391.6696 | 5257.344 | 0 | 5257.344 | 199.586 | 5456.93 | 192.0835 | 5649.0135 | 391.6696 | 0
2010-06-08 | 23:00 | 4922.9182 | 175.0018 | 5097.92 | 182.9034 | 5280.8234 | 357.9053 | 4922.9182 | 0 | 4922.9182 | 175.0018 | 5097.92 | 182.9034 | 5280.8234 | 357.9053 | 0
2010-06-08 | 24:00 | 4545.1367 | 149.1733 | 4694.31 | 172.0015 | 4866.3115 | 321.1749 | 4545.1367 | 0 | 4545.1367 | 149.1733 | 4694.31 | 172.0015 | 4866.3115 | 321.1749 | 0
2010-06-09 | 1:00 | 4199.7469 | 127.3631 | 4327.11 | 161.5484 | 4488.6584 | 288.9115 | 4199.7469 | 0 | 4199.7469 | 127.3631 | 4327.11 | 161.5484 | 4488.6584 | 288.9115 | 0
2010-06-09 | 2:00 | 3968.7521 | 113.7379 | 4082.49 | 154.3021 | 4236.7921 | 268.04 | 3968.7521 | 0 | 3968.7521 | 113.7379 | 4082.49 | 154.3021 | 4236.7921 | 268.04 | 0
2010-06-09 | 3:00 | 3829.257 | 105.883 | 3935.14 | 149.8281 | 4084.9681 | 255.7111 | 3829.257 | 0 | 3829.257 | 105.883 | 3935.14 | 149.8281 | 4084.9681 | 255.7111 | 0
2010-06-09 | 4:00 | 3726.7215 | 100.2885 | 3827.01 | 146.4928 | 3973.5028 | 246.7813 | 3726.7215 | 0 | 3726.7215 | 100.2885 | 3827.01 | 146.4928 | 3973.5028 | 246.7813 | 0
2010-06-09 | 5:00 | 3694.1945 | 98.5455 | 3792.74 | 145.4265 | 3938.1665 | 243.972 | 3694.1945 | 0 | 3694.1945 | 98.5455 | 3792.74 | 145.4265 | 3938.1665 | 243.972 | 0
2010-06-09 | 6:00 | 3656.5145 | 96.5455 | 3753.06 | 144.1863 | 3897.2463 | 240.7318 | 3656.5145 | 0.0021934 | 3656.5123 | 96.5454 | 3753.0577 | 144.1862 | 3897.2439 | 240.7316 | 0.00018818
2010-06-09 | 7:00 | 3695.2483 | 98.6017 | 3793.85 | 145.4611 | 3939.3111 | 244.0628 | 3695.2483 | 1.624 | 3693.6243 | 98.5151 | 3792.1394 | 145.4077 | 3937.5471 | 243.9228 | 0.13998
2010-06-09 | 8:00 | 3884.1401 | 108.9399 | 3993.08 | 151.5971 | 4144.6771 | 260.5371 | 3884.1401 | 5.5087 | 3878.6314 | 108.6311 | 3987.2625 | 151.4201 | 4138.6826 | 260.0512 | 0.48584
2010-06-09 | 9:00 | 4080.5159 | 120.2341 | 4200.75 | 157.8335 | 4358.5835 | 278.0676 | 4080.5159 | 15.4982 | 4065.0177 | 119.3225 | 4184.3402 | 157.3467 | 4341.6869 | 276.6691 | 1.3984
2010-06-09 | 10:00 | 4182.4442 | 126.3158 | 4308.76 | 161.0127 | 4469.7727 | 287.3285 | 4182.4442 | 25.3007 | 4157.1435 | 124.7922 | 4281.9357 | 160.2272 | 4442.1629 | 285.0194 | 2.309
2010-06-09 | 11:00 | 4246.2884 | 130.2016 | 4376.49 | 162.9838 | 4539.4738 | 293.1854 | 4246.2884 | 32.8955 | 4213.3929 | 128.1921 | 4341.585 | 161.9701 | 4503.5552 | 290.1622 | 3.0231
2010-06-09 | 12:00 | 4268.4837 | 131.5663 | 4400.05 | 163.6653 | 4563.7153 | 295.2316 | 4268.4837 | 38.8782 | 4229.6055 | 129.1805 | 4358.7861 | 162.4702 | 4521.2563 | 291.6507 | 3.5809
2010-06-09 | 13:00 | 4347.0932 | 136.4568 | 4483.55 | 166.0641 | 4649.6141 | 302.5209 | 4347.0932 | 6.6167 | 4340.4765 | 136.0417 | 4476.5182 | 165.8631 | 4642.3813 | 301.9048 | 0.61608
2010-06-09 | 14:00 | 4281.3682 | 132.3618 | 4413.73 | 164.0601 | 4577.7901 | 296.4219 | 4281.3682 | 27.1348 | 4254.2334 | 130.6893 | 4384.9227 | 163.228 | 4548.1507 | 293.9172 | 2.5047
2010-06-09 | 15:00 | 4249.1056 | 130.3744 | 4379.48 | 163.0704 | 4542.5504 | 293.4448 | 4249.1056 | 13.0753 | 4236.0302 | 129.5733 | 4365.6035 | 162.6681 | 4528.2716 | 292.2414 | 1.2034
2010-06-09 | 16:00 | 4220.2314 | 128.6086 | 4348.84 | 162.1812 | 4511.0212 | 290.7897 | 4220.2314 | 31.2779 | 4188.9535 | 126.7093 | 4315.6628 | 161.2144 | 4476.8771 | 287.9236 | 2.8661
2010-06-09 | 17:00 | 4186.8386 | 126.5814 | 4313.42 | 161.1488 | 4474.5688 | 287.7302 | 4186.8386 | 22.5956 | 4164.243 | 125.2188 | 4289.4618 | 160.4479 | 4449.9097 | 285.6667 | 2.0635
2010-06-09 | 18:00 | 4225.7263 | 128.9437 | 4354.67 | 162.3506 | 4517.0206 | 291.2943 | 4225.7263 | 15.9022 | 4209.8241 | 127.975 | 4337.7991 | 161.8599 | 4499.659 | 289.8349 | 1.4594
2010-06-09 | 19:00 | 4259.4406 | 131.0094 | 4390.45 | 163.3879 | 4553.8379 | 294.3973 | 4259.4406 | 9.6181 | 4249.8225 | 130.4184 | 4380.2409 | 163.0924 | 4543.3333 | 293.5108 | 0.88645
2010-06-09 | 20:00 | 4287.6872 | 132.7528 | 4420.44 | 164.2535 | 4584.6935 | 297.0063 | 4287.6872 | 3.1117 | 4284.5755 | 132.5601 | 4417.1356 | 164.1583 | 4581.2939 | 296.7184 | 0.28783
2010-06-09 | 21:00 | 4294.1093 | 133.1507 | 4427.26 | 164.4499 | 4591.7099 | 297.6006 | 4294.1093 | 0.25791 | 4293.8514 | 133.1347 | 4426.9861 | 164.442 | 4591.4281 | 297.5767 | 0.023878
2010-06-09 | 22:00 | 4297.8568 | 133.3832 | 4431.24 | 164.5644 | 4595.8044 | 297.9477 | 4297.8568 | 0 | 4297.8568 | 133.3832 | 4431.24 | 164.5644 | 4595.8044 | 297.9477 | 0
2010-06-09 | 23:00 | 4048.6183 | 118.3617 | 4166.98 | 156.8305 | 4323.8105 | 275.1921 | 4048.6183 | 0 | 4048.6183 | 118.3617 | 4166.98 | 156.8305 | 4323.8105 | 275.1921 | 0
2010-06-09 | 24:00 | 3793.8841 | 103.9359 | 3897.82 | 148.6819 | 4046.5019 | 252.6178 | 3793.8841 | 0 | 3793.8841 | 103.9359 | 3897.82 | 148.6819 | 4046.5019 | 252.6178 | 0
2010-06-10 | 1:00 | 3593.1325 | 93.2275 | 3686.36 | 142.0882 | 3828.4482 | 235.3157 | 3593.1325 | 0 | 3593.1325 | 93.2275 | 3686.36 | 142.0882 | 3828.4482 | 235.3157 | 0
2010-06-10 | 2:00 | 3500.4976 | 88.4824 | 3588.98 | 138.9949 | 3727.9749 | 227.4773 | 3500.4976 | 0 | 3500.4976 | 88.4824 | 3588.98 | 138.9949 | 3727.9749 | 227.4773 | 0
2010-06-10 | 3:00 | 3442.2383 | 85.5617 | 3527.8 | 137.0332 | 3664.8332 | 222.5949 | 3442.2383 | 0 | 3442.2383 | 85.5617 | 3527.8 | 137.0332 | 3664.8332 | 222.5949 | 0
2010-06-10 | 4:00 | 3454.4026 | 86.1674 | 3540.57 | 137.4439 | 3678.0139 | 223.6113 | 3454.4026 | 0 | 3454.4026 | 86.1674 | 3540.57 | 137.4439 | 3678.0139 | 223.6113 | 0
2010-06-10 | 5:00 | 3544.5087 | 90.7213 | 3635.23 | 140.4685 | 3775.6985 | 231.1899 | 3544.5087 | 0 | 3544.5087 | 90.7213 | 3635.23 | 140.4685 | 3775.6985 | 231.1899 | 0
2010-06-10 | 6:00 | 3777.0827 | 103.0173 | 3880.1 | 148.1359 | 4028.2359 | 251.1532 | 3777.0827 | 0 | 3777.0827 | 103.0173 | 3880.1 | 148.1359 | 4028.2359 | 251.1532 | 0
2010-06-10 | 7:00 | 4161.5246 | 125.0554 | 4286.58 | 160.3634 | 4446.9434 | 285.4188 | 4161.5246 | 1.2153 | 4160.3094 | 124.9823 | 4285.2917 | 160.3257 | 4445.6174 | 285.308 | 0.1108
2010-06-10 | 8:00 | 4484.7633 | 145.2367 | 4630 | 170.2076 | 4800.2076 | 315.4443 | 4484.7633 | 3.3994 | 4481.3639 | 145.0166 | 4626.3805 | 170.1062 | 4796.4867 | 315.1228 | 0.32152
2010-06-10 | 9:00 | 4650.3504 | 156.1596 | 4806.51 | 175.0939 | 4981.6039 | 331.2535 | 4650.3504 | 4.885 | 4645.4654 | 155.8317 | 4801.2971 | 174.9513 | 4976.2484 | 330.783 | 0.47053
2010-06-10 | 10:00 | 4671.2253 | 157.5647 | 4828.79 | 175.7023 | 5004.4923 | 333.267 | 4671.2253 | 4.643 | 4666.5823 | 157.2516 | 4823.8339 | 175.5671 | 4999.401 | 332.8188 | 0.44825
2010-06-10 | 11:00 | 4738.0265 | 162.1035 | 4900.13 | 177.6378 | 5077.7678 | 339.7413 | 4738.0265 | 4.6939 | 4733.3326 | 161.7824 | 4895.115 | 177.5024 | 5072.6174 | 339.2848 | 0.45646
2010-06-10 | 12:00 | 4824.2433 | 168.0567 | 4992.3 | 180.11 | 5172.41 | 348.1667 | 4824.2433 | 5.3353 | 4818.908 | 167.6852 | 4986.5931 | 179.9578 | 5166.551 | 347.643 | 0.52365
2010-06-10 | 13:00 | 4939.2454 | 176.1646 | 5115.41 | 183.362 | 5298.772 | 359.5265 | 4939.2454 | 5.8139 | 4933.4315 | 175.7501 | 5109.1816 | 183.1988 | 5292.3804 | 358.9489 | 0.57763
2010-06-10 | 14:00 | 5000.3871 | 180.5529 | 5180.94 | 185.0696 | 5366.0096 | 365.6225 | 5000.3871 | 5.8352 | 4994.5519 | 180.1318 | 5174.6837 | 184.9073 | 5359.5909 | 365.0391 | 0.58348
2010-06-10 | 15:00 | 5041.7851 | 183.5549 | 5225.34 | 186.2174 | 5411.5574 | 369.7723 | 5041.7851 | 5.4282 | 5036.3569 | 183.1599 | 5219.5168 | 186.0673 | 5405.584 | 369.2271 | 0.54515
2010-06-10 | 16:00 | 5064.1249 | 185.1851 | 5249.31 | 186.8339 | 5436.1439 | 372.0191 | 5064.1249 | 11.8089 | 5052.316 | 184.3225 | 5236.6385 | 186.5083 | 5423.1468 | 370.8308 | 1.1883
2010-06-10 | 17:00 | 5117.8544 | 189.1356 | 5306.99 | 188.3087 | 5495.2987 | 377.4443 | 5117.8544 | 4.6738 | 5113.1807 | 188.7903 | 5301.9709 | 188.1809 | 5490.1518 | 376.9711 | 0.47312
2010-06-10 | 18:00 | 5171.0521 | 193.0879 | 5364.14 | 189.7575 | 5553.8975 | 382.8454 | 5171.0521 | 5.0318 | 5166.0203 | 192.7124 | 5358.7326 | 189.6209 | 5548.3536 | 382.3333 | 0.51214
2010-06-10 | 19:00 | 5074.6447 | 185.9553 | 5260.6 | 187.1236 | 5447.7236 | 373.0789 | 5074.6447 | 2.3201 | 5072.3246 | 185.7853 | 5258.1099 | 187.0597 | 5445.1697 | 372.8451 | 0.23384
2010-06-10 | 20:00 | 5104.3512 | 188.1388 | 5292.49 | 187.9391 | 5480.4291 | 376.078 | 5104.3512 | 1.1847 | 5103.1664 | 188.0515 | 5291.218 | 187.9067 | 5479.1246 | 375.9582 | 0.11978
2010-06-10 | 21:00 | 4988.8493 | 179.7207 | 5168.57 | 184.7485 | 5353.3185 | 364.4692 | 4988.8493 | 0 | 4988.8493 | 179.7207 | 5168.57 | 184.7485 | 5353.3185 | 364.4692 | 0
2010-06-10 | 22:00 | 4882.4813 | 172.1387 | 5054.62 | 181.7633 | 5236.3833 | 353.902 | 4882.4813 | 0 | 4882.4813 | 172.1387 | 5054.62 | 181.7633 | 5236.3833 | 353.902 | 0
2010-06-10 | 23:00 | 4563.7804 | 150.3996 | 4714.18 | 172.5526 | 4886.7326 | 322.9523 | 4563.7804 | 0 | 4563.7804 | 150.3996 | 4714.18 | 172.5526 | 4886.7326 | 322.9523 | 0
2010-06-10 | 24:00 | 4191.6948 | 126.8752 | 4318.57 | 161.2992 | 4479.8692 | 288.1744 | 4191.6948 | 0 | 4191.6948 | 126.8752 | 4318.57 | 161.2992 | 4479.8692 | 288.1744 | 0
2010-06-11 | 1:00 | 3912.5506 | 110.5394 | 4023.09 | 152.5084 | 4175.5984 | 263.0479 | 3912.5506 | 0 | 3912.5506 | 110.5394 | 4023.09 | 152.5084 | 4175.5984 | 263.0479 | 0
2010-06-11 | 2:00 | 3745.6217 | 101.3083 | 3846.93 | 147.1105 | 3994.0405 | 248.4189 | 3745.6217 | 0 | 3745.6217 | 101.3083 | 3846.93 | 147.1105 | 3994.0405 | 248.4189 | 0
2010-06-11 | 3:00 | 3625.7807 | 94.9293 | 3720.71 | 143.1708 | 3863.8808 | 238.1002 | 3625.7807 | 0 | 3625.7807 | 94.9293 | 3720.71 | 143.1708 | 3863.8808 | 238.1002 | 0
2010-06-11 | 4:00 | 3587.8561 | 92.9539 | 3680.81 | 141.9129 | 3822.7229 | 234.8668 | 3587.8561 | 0 | 3587.8561 | 92.9539 | 3680.81 | 141.9129 | 3822.7229 | 234.8668 | 0
2010-06-11 | 5:00 | 3670.2859 | 97.2741 | 3767.56 | 144.6402 | 3912.2002 | 241.9143 | 3670.2859 | 0 | 3670.2859 | 97.2741 | 3767.56 | 144.6402 | 3912.2002 | 241.9143 | 0
2010-06-11 | 6:00 | 3909.711 | 110.379 | 4020.09 | 152.4175 | 4172.5075 | 262.7965 | 3909.711 | 0 | 3909.711 | 110.379 | 4020.09 | 152.4175 | 4172.5075 | 262.7965 | 0
2010-06-11 | 7:00 | 4280.8126 | 132.3274 | 4413.14 | 164.0431 | 4577.1831 | 296.3705 | 4280.8126 | 0.31376 | 4280.4988 | 132.308 | 4412.8068 | 164.0335 | 4576.8404 | 296.3415 | 0.029004
2010-06-11 | 8:00 | 4616.1302 | 153.8698 | 4770 | 174.0929 | 4944.0929 | 327.9627 | 4616.1302 | 1.4343 | 4614.6959 | 153.7742 | 4768.4701 | 174.0508 | 4942.5209 | 327.825 | 0.13766
2010-06-11 | 9:00 | 4807.4419 | 166.8881 | 4974.33 | 179.6305 | 5153.9605 | 346.5186 | 4807.4419 | 2.8565 | 4804.5854 | 166.6899 | 4971.2752 | 179.5489 | 5150.8241 | 346.2387 | 0.27989
2010-06-11 | 10:00 | 4925.8217 | 175.2083 | 5101.03 | 182.9851 | 5284.0151 | 358.1934 | 4925.8217 | 5.62 | 4920.2016 | 174.8087 | 5095.0104 | 182.8271 | 5277.8374 | 357.6358 | 0.55758
2010-06-11 | 11:00 | 4988.5415 | 179.6985 | 5168.24 | 184.7399 | 5352.9799 | 364.4384 | 4988.5415 | 23.623 | 4964.9185 | 178.0006 | 5142.9191 | 184.0808 | 5326.9999 | 362.0814 | 2.357
2010-06-11 | 12:00 | 4976.9366 | 178.8634 | 5155.8 | 184.4164 | 5340.2164 | 363.2798 | 4976.9366 | 17.9336 | 4959.0029 | 177.5767 | 5136.5797 | 183.9154 | 5320.4951 | 361.4921 | 1.7877
2010-06-11 | 13:00 | 4995.9662 | 180.2338 | 5176.2 | 184.9466 | 5361.1466 | 365.1804 | 4995.9662 | 5.4746 | 4990.4915 | 179.839 | 5170.3306 | 184.7942 | 5355.1248 | 364.6333 | 0.54718
2010-06-11 | 14:00 | 4995.9568 | 180.2332 | 5176.19 | 184.9464 | 5361.1364 | 365.1795 | 4995.9568 | 6.8618 | 4989.0951 | 179.7384 | 5168.8335 | 184.7553 | 5353.5888 | 364.4937 | 0.68577
2010-06-11 | 15:00 | 4943.3617 | 176.4583 | 5119.82 | 183.4774 | 5303.2974 | 359.9357 | 4943.3617 | 21.8388 | 4921.5228 | 174.9026 | 5096.4255 | 182.8642 | 5279.2897 | 357.7668 | 2.1688
2010-06-11 | 16:00 | 4906.1671 | 173.8129 | 5079.98 | 182.4319 | 5262.4119 | 356.2448 | 4906.1671 | 14.8625 | 4891.3046 | 172.7614 | 5064.066 | 182.0127 | 5246.0786 | 354.7741 | 1.4708
2010-06-11 | 17:00 | 4838.2463 | 169.0337 | 5007.28 | 180.5087 | 5187.7887 | 349.5424 | 4838.2463 | 22.0236 | 4816.2227 | 167.4983 | 4983.721 | 179.8812 | 5163.6023 | 347.3796 | 2.1629
2010-06-11 | 18:00 | 4808.9473 | 166.9927 | 4975.94 | 179.6735 | 5155.6135 | 346.6662 | 4808.9473 | 6.7717 | 4802.1756 | 166.5227 | 4968.6983 | 179.48 | 5148.1783 | 346.0027 | 0.66349
2010-06-11 | 19:00 | 4731.2686 | 161.6414 | 4892.91 | 177.4428 | 5070.3528 | 339.0842 | 4731.2686 | 3.7366 | 4727.532 | 161.3862 | 4888.9181 | 177.3349 | 5066.2531 | 338.7211 | 0.36312
2010-06-11 | 20:00 | 4692.4595 | 159.0005 | 4851.46 | 176.3195 | 5027.7795 | 335.3199 | 4692.4595 | 0.77556 | 4691.684 | 158.9479 | 4850.6319 | 176.2969 | 5026.9288 | 335.2449 | 0.075063
2010-06-11 | 21:00 | 4684.152 | 158.438 | 4842.59 | 176.0782 | 5018.6682 | 334.5162 | 4684.152 | 0 | 4684.152 | 158.438 | 4842.59 | 176.0782 | 5018.6682 | 334.5162 | 0
2010-06-11 | 22:00 | 4619.5801 | 154.0999 | 4773.68 | 174.194 | 4947.874 | 328.2939 | 4619.5801 | 0 | 4619.5801 | 154.0999 | 4773.68 | 174.194 | 4947.874 | 328.2939 | 0
2010-06-11 | 23:00 | 4347.8647 | 136.5053 | 4484.37 | 166.0875 | 4650.4575 | 302.5928 | 4347.8647 | 0 | 4347.8647 | 136.5053 | 4484.37 | 166.0875 | 4650.4575 | 302.5928 | 0
2010-06-11 | 24:00 | 4006.7252 | 115.9248 | 4122.65 | 155.5073 | 4278.1573 | 271.4321 | 4006.7252 | 0 | 4006.7252 | 115.9248 | 4122.65 | 155.5073 | 4278.1573 | 271.4321 | 0
2010-06-12 | 1:00 | 3823.7891 | 105.5809 | 3929.37 | 149.6512 | 4079.0212 | 255.2321 | 3823.7891 | 0 | 3823.7891 | 105.5809 | 3929.37 | 149.6512 | 4079.0212 | 255.2321 | 0
2010-06-12 | 2:00 | 3679.7439 | 97.7761 | 3777.52 | 144.9515 | 3922.4715 | 242.7275 | 3679.7439 | 0 | 3679.7439 | 97.7761 | 3777.52 | 144.9515 | 3922.4715 | 242.7275 | 0
2010-06-12 | 3:00 | 3594.3684 | 93.2916 | 3687.66 | 142.1293 | 3829.7893 | 235.4209 | 3594.3684 | 0 | 3594.3684 | 93.2916 | 3687.66 | 142.1293 | 3829.7893 | 235.4209 | 0
2010-06-12 | 4:00 | 3543.272 | 90.658 | 3633.93 | 140.4272 | 3774.3572 | 231.0853 | 3543.272 | 0 | 3543.272 | 90.658 | 3633.93 | 140.4272 | 3774.3572 | 231.0853 | 0
2010-06-12 | 5:00 | 3625.4766 | 94.9134 | 3720.39 | 143.1608 | 3863.5508 | 238.0742 | 3625.4766 | 0 | 3625.4766 | 94.9134 | 3720.39 | 143.1608 | 3863.5508 | 238.0742 | 0
2010-06-12 | 6:00 | 3876.2332 | 108.4968 | 3984.73 | 151.343 | 4136.073 | 259.8398 | 3876.2332 | 0 | 3876.2332 | 108.4968 | 3984.73 | 151.343 | 4136.073 | 259.8398 | 0
2010-06-12 | 7:00 | 4192.9112 | 126.9488 | 4319.86 | 161.3369 | 4481.1969 | 288.2857 | 4192.9112 | 0.32807 | 4192.5831 | 126.929 | 4319.5121 | 161.3267 | 4480.8388 | 288.2557 | 0.030021
2010-06-12 | 8:00 | 4495.5348 | 145.9352 | 4641.47 | 170.5287 | 4811.9987 | 316.4639 | 4495.5348 | 1.4754 | 4494.0594 | 145.8394 | 4639.8988 | 170.4847 | 4810.3836 | 316.3242 | 0.13973
2010-06-12 | 9:00 | 4568.5742 | 150.7158 | 4719.29 | 172.6941 | 4891.9841 | 323.4099 | 4568.5742 | 2.6618 | 4565.9124 | 150.5402 | 4716.4526 | 172.6156 | 4889.0682 | 323.1558 | 0.25412
2010-06-12 | 10:00 | 4549.8754 | 149.4846 | 4699.36 | 172.1417 | 4871.5017 | 321.6263 | 4549.8754 | 4.669 | 4545.2064 | 149.1779 | 4694.3843 | 172.0036 | 4866.3879 | 321.1815 | 0.44479
2010-06-12 | 11:00 | 4588.4875 | 152.0325 | 4740.52 | 173.2809 | 4913.8009 | 325.3134 | 4588.4875 | 5.9147 | 4582.5727 | 151.6408 | 4734.2136 | 173.1068 | 4907.3203 | 324.7476 | 0.56583
2010-06-12 | 12:00 | 4665.9696 | 157.2104 | 4823.18 | 175.5493 | 4998.7293 | 332.7597 | 4665.9696 | 5.422 | 4660.5477 | 156.8452 | 4817.3929 | 175.3913 | 4992.7842 | 332.2365 | 0.52312
2010-06-12 | 13:00 | 4713.8562 | 160.4538 | 4874.31 | 176.9395 | 5051.2495 | 337.3933 | 4713.8562 | 5.8193 | 4708.0369 | 160.0579 | 4868.0948 | 176.7711 | 5044.8659 | 336.8289 | 0.56438
2010-06-12 | 14:00 | 4732.2795 | 161.7105 | 4893.99 | 177.472 | 5071.462 | 339.1825 | 4732.2795 | 5.8822 | 4726.3973 | 161.3087 | 4887.706 | 177.3021 | 5065.0082 | 338.6108 | 0.57162
2010-06-12 | 15:00 | 4707.583 | 160.027 | 4867.61 | 176.7579 | 5044.3679 | 336.7849 | 4707.583 | 5.486 | 4702.097 | 159.6543 | 4861.7512 | 176.599 | 5038.3502 | 336.2532 | 0.53171
2010-06-12 | 16:00 | 4686.325 | 158.585 | 4844.91 | 176.1413 | 5021.0513 | 334.7264 | 4686.325 | 4.8411 | 4681.4839 | 158.2575 | 4839.7415 | 176.0007 | 5015.7422 | 334.2582 | 0.46813
2010-06-12 | 17:00 | 4669.6327 | 157.4573 | 4827.09 | 175.656 | 5002.746 | 333.1133 | 4669.6327 | 4.9226 | 4664.7101 | 157.1255 | 4821.8356 | 175.5126 | 4997.3482 | 332.6381 | 0.47515
2010-06-12 | 18:00 | 4670.4009 | 157.5091 | 4827.91 | 175.6783 | 5003.5883 | 333.1874 | 4670.4009 | 3.0586 | 4667.3423 | 157.3029 | 4824.6452 | 175.5893 | 5000.2345 | 332.8921 | 0.29528
2010-06-12 | 19:00 | 4655.5041 | 156.5059 | 4812.01 | 175.2443 | 4987.2543 | 331.7502 | 4655.5041 | 1.9732 | 4653.5309 | 156.3733 | 4809.9042 | 175.1867 | 4985.0909 | 331.56 | 0.1902
2010-06-12 | 20:00 | 4675.7499 | 157.8701 | 4833.62 | 175.834 | 5009.454 | 333.7041 | 4675.7499 | 0.79534 | 4674.9546 | 157.8164 | 4832.771 | 175.8108 | 5008.5818 | 333.6272 | 0.076838
2010-06-12 | 21:00 | 4622.1299 | 154.2701 | 4776.4 | 174.2687 | 4950.6687 | 328.5388 | 4622.1299 | 0 | 4622.1299 | 154.2701 | 4776.4 | 174.2687 | 4950.6687 | 328.5388 | 0
2010-06-12 | 22:00 | 4580.4966 | 151.5034 | 4732 | 173.0456 | 4905.0456 | 324.549 | 4580.4966 | 0 | 4580.4966 | 151.5034 | 4732 | 173.0456 | 4905.0456 | 324.549 | 0
2010-06-12 | 23:00 | 4271.0269 | 131.7231 | 4402.75 | 163.7433 | 4566.4933 | 295.4664 | 4271.0269 | 0 | 4271.0269 | 131.7231 | 4402.75 | 163.7433 | 4566.4933 | 295.4664 | 0
2010-06-12 | 24:00 | 3960.6178 | 113.2722 | 4073.89 | 154.0432 | 4227.9332 | 267.3154 | 3960.6178 | 0 | 3960.6178 | 113.2722 | 4073.89 | 154.0432 | 4227.9332 | 267.3154 | 0
2010-06-13 | 1:00 | 3730.574 | 100.496 | 3831.07 | 146.6188 | 3977.6888 | 247.1148 | 3730.574 | 0 | 3730.574 | 100.496 | 3831.07 | 146.6188 | 3977.6888 | 247.1148 | 0
2010-06-13 | 2:00 | 3576.2277 | 92.3523 | 3668.58 | 141.5261 | 3810.1061 | 233.8784 | 3576.2277 | 0 | 3576.2277 | 92.3523 | 3668.58 | 141.5261 | 3810.1061 | 233.8784 | 0
2010-06-13 | 3:00 | 3518.7714 | 89.4086 | 3608.18 | 139.6077 | 3747.7877 | 229.0163 | 3518.7714 | 0 | 3518.7714 | 89.4086 | 3608.18 | 139.6077 | 3747.7877 | 229.0163 | 0
2010-06-13 | 4:00 | 3499.8313 | 88.4487 | 3588.28 | 138.9726 | 3727.2526 | 227.4213 | 3499.8313 | 0 | 3499.8313 | 88.4487 | 3588.28 | 138.9726 | 3727.2526 | 227.4213 | 0
2010-06-13 | 5:00 | 3588.4171 | 92.9829 | 3681.4 | 141.9315 | 3823.3315 | 234.9145 | 3588.4171 | 0 | 3588.4171 | 92.9829 | 3681.4 | 141.9315 | 3823.3315 | 234.9145 | 0
2010-06-13 | 6:00 | 3766.6604 | 102.4496 | 3869.11 | 147.7966 | 4016.9066 | 250.2462 | 3766.6604 | 0 | 3766.6604 | 102.4496 | 3869.11 | 147.7966 | 4016.9066 | 250.2462 | 0
2010-06-13 | 7:00 | 4126.1232 | 122.9368 | 4249.06 | 159.2609 | 4408.3209 | 282.1977 | 4126.1232 | 0.78348 | 4125.3398 | 122.8901 | 4248.2298 | 159.2365 | 4407.4663 | 282.1265 | 0.071137
2010-06-13 | 8:00 | 4393.4287 | 139.3813 | 4532.81 | 167.4668 | 4700.2768 | 306.8481 | 4393.4287 | 1.6525 | 4391.7762 | 139.2765 | 4531.0527 | 167.4169 | 4698.4696 | 306.6934 | 0.15471
2010-06-13 | 9:00 | 4447.8446 | 142.8554 | 4590.7 | 169.1036 | 4759.8036 | 311.959 | 4447.8446 | 2.6515 | 4445.1931 | 142.6851 | 4587.8782 | 169.0241 | 4756.9023 | 311.7092 | 0.24976
2010-06-13 | 10:00 | 4468.3448 | 144.1752 | 4612.52 | 169.7173 | 4782.2373 | 313.8925 | 4468.3448 | 6.4995 | 4461.8453 | 143.7561 | 4605.6014 | 169.5229 | 4775.1243 | 313.279 | 0.6135
2010-06-13 | 11:00 | 4528.8536 | 148.1064 | 4676.96 | 171.5191 | 4848.4791 | 319.6255 | 4528.8536 | 4.6943 | 4524.1592 | 147.7995 | 4671.9588 | 171.3798 | 4843.3386 | 319.1793 | 0.44615
2010-06-13 | 12:00 | 4551.9116 | 149.6184 | 4701.53 | 172.2019 | 4873.7319 | 321.8203 | 4551.9116 | 5.1499 | 4546.7617 | 149.28 | 4696.0417 | 172.0496 | 4868.0913 | 321.3296 | 0.49069
2010-06-13 | 13:00 | 4618.652 | 154.038 | 4772.69 | 174.1668 | 4946.8568 | 328.2048 | 4618.652 | 5.6762 | 4612.9758 | 153.6596 | 4766.6354 | 174.0003 | 4940.6358 | 327.66 | 0.54482
2010-06-13 | 14:00 | 4630.6694 | 154.8406 | 4785.51 | 174.5187 | 4960.0287 | 329.3593 | 4630.6694 | 5.8262 | 4624.8432 | 154.4512 | 4779.2944 | 174.3482 | 4953.6426 | 328.7994 | 0.55995
2010-06-13 | 15:00 | 4659.0833 | 156.7467 | 4815.83 | 175.3486 | 4991.1786 | 332.0953 | 4659.0833 | 8.7806 | 4650.3027 | 156.1564 | 4806.4592 | 175.0925 | 4981.5517 | 331.2489 | 0.84638
2010-06-13 | 16:00 | 4668.2743 | 157.3657 | 4825.64 | 175.6164 | 5001.2564 | 332.9821 | 4668.2743 | 5.879 | 4662.3953 | 156.9696 | 4819.3649 | 175.4452 | 4994.8101 | 332.4148 | 0.56735
2010-06-13 | 17:00 | 4721.5144 | 160.9756 | 4882.49 | 177.161 | 5059.651 | 338.1366 | 4721.5144 | 4.0311 | 4717.4833 | 160.7008 | 4878.1842 | 177.0445 | 5055.2286 | 337.7453 | 0.39132
2010-06-13 | 18:00 | 4798.5487 | 166.2713 | 4964.82 | 179.3763 | 5144.1963 | 345.6475 | 4798.5487 | 2.9928 | 4795.5559 | 166.0639 | 4961.6199 | 179.2906 | 5140.9105 | 345.3546 | 0.29297
2010-06-13 | 19:00 | 4848.8543 | 169.7757 | 5018.63 | 180.8103 | 5199.4403 | 350.586 | 4848.8543 | 1.9365 | 4846.9178 | 169.6402 | 5016.558 | 180.7553 | 5197.3132 | 350.3954 | 0.19059
2010-06-13 | 20:00 | 4847.8076 | 169.7024 | 5017.51 | 180.7806 | 5198.2906 | 350.483 | 4847.8076 | 1.882 | 4845.9256 | 169.5707 | 5015.4963 | 180.7271 | 5196.2234 | 350.2978 | 0.18521
2010-06-13 | 21:00 | 4802.9066 | 166.5734 | 4969.48 | 179.5009 | 5148.9809 | 346.0743 | 4802.9066 | 0.045813 | 4802.8608 | 166.5702 | 4969.431 | 179.4996 | 5148.9306 | 346.0698 | 0.0044875
2010-06-13 | 22:00 | 4743.9041 | 162.5059 | 4906.41 | 177.8073 | 5084.2173 | 340.3132 | 4743.9041 | 0 | 4743.9041 | 162.5059 | 4906.41 | 177.8073 | 5084.2173 | 340.3132 | 0
2010-06-13 | 23:00 | 4427.8651 | 141.5749 | 4569.44 | 168.504 | 4737.944 | 310.0788 | 4427.8651 | 0 | 4427.8651 | 141.5749 | 4569.44 | 168.504 | 4737.944 | 310.0788 | 0
2010-06-13 | 24:00 | 4093.3391 | 120.9909 | 4214.33 | 158.2356 | 4372.5656 | 279.2266 | 4093.3391 | 0 | 4093.3391 | 120.9909 | 4214.33 | 158.2356 | 4372.5656 | 279.2266 | 0
2010-06-14 | 1:00 | 3836.7142 | 106.2958 | 3943.01 | 150.0691 | 4093.0791 | 256.365 | 3836.7142 | 0 | 3836.7142 | 106.2958 | 3943.01 | 150.0691 | 4093.0791 | 256.365 | 0
2010-06-14 | 2:00 | 3651.5657 | 96.2843 | 3747.85 | 144.023 | 3891.873 | 240.3073 | 3651.5657 | 0 | 3651.5657 | 96.2843 | 3747.85 | 144.023 | 3891.873 | 240.3073 | 0
2010-06-14 | 3:00 | 3557.6925 | 91.3975 | 3649.09 | 140.9086 | 3789.9986 | 232.306 | 3557.6925 | 0 | 3557.6925 | 91.3975 | 3649.09 | 140.9086 | 3789.9986 | 232.306 | 0
2010-06-14 | 4:00 | 3566.6611 | 91.8589 | 3658.52 | 141.2076 | 3799.7276 | 233.0664 | 3566.6611 | 0 | 3566.6611 | 91.8589 | 3658.52 | 141.2076 | 3799.7276 | 233.0664 | 0
2010-06-14 | 5:00 | 3649.8368 | 96.1932 | 3746.03 | 143.966 | 3889.996 | 240.1591 | 3649.8368 | 0 | 3649.8368 | 96.1932 | 3746.03 | 143.966 | 3889.996 | 240.1591 | 0
2010-06-14 | 6:00 | 3881.2331 | 108.7769 | 3990.01 | 151.5037 | 4141.5137 | 260.2806 | 3881.2331 | 0 | 3881.2331 | 108.7769 | 3990.01 | 151.5037 | 4141.5137 | 260.2806 | 0
2010-06-14 | 7:00 | 4222.8988 | 128.7712 | 4351.67 | 162.2635 | 4513.9335 | 291.0346 | 4222.8988 | 0.50573 | 4222.3931 | 128.7403 | 4351.1334 | 162.2479 | 4513.3813 | 290.9882 | 0.046438
2010-06-14 | 8:00 | 4578.3111 | 151.3589 | 4729.67 | 172.9812 | 4902.6512 | 324.3401 | 4578.3111 | 2.0126 | 4576.2985 | 151.2258 | 4727.5243 | 172.9219 | 4900.4462 | 324.1477 | 0.19236
2010-06-14 | 9:00 | 4705.9256 | 159.9144 | 4865.84 | 176.7099 | 5042.5499 | 336.6243 | 4705.9256 | 2.6423 | 4703.2834 | 159.7348 | 4863.0182 | 176.6333 | 5039.6516 | 336.3682 | 0.25608
2010-06-14 | 10:00 | 4780.0203 | 164.9897 | 4945.01 | 178.8456 | 5123.8556 | 343.8353 | 4780.0203 | 3.784 | 4776.2363 | 164.7286 | 4940.9649 | 178.737 | 5119.7019 | 343.4656 | 0.36967
2010-06-14 | 11:00 | 4960.151 | 177.659 | 5137.81 | 183.9475 | 5321.7575 | 361.6065 | 4960.151 | 5.8551 | 4954.2959 | 177.2398 | 5131.5357 | 183.7837 | 5315.3194 | 361.0235 | 0.583
2010-06-14 | 12:00 | 5089.6438 | 187.0562 | 5276.7 | 187.5358 | 5464.2358 | 374.592 | 5089.6438 | 5.2995 | 5084.3443 | 186.6669 | 5271.0112 | 187.3903 | 5458.4015 | 374.0571 | 0.53488
2010-06-14 | 13:00 | 5221.8591 | 196.9009 | 5418.76 | 191.1306 | 5609.8906 | 388.0315 | 5221.8591 | 6.616 | 5215.2431 | 196.4023 | 5411.6454 | 190.9524 | 5602.5978 | 387.3547 | 0.67684
2010-06-14 | 14:00 | 5288.8915 | 201.9885 | 5490.88 | 192.9265 | 5683.8065 | 394.915 | 5288.8915 | 10.0494 | 5278.8421 | 201.2216 | 5480.0638 | 192.6584 | 5672.7221 | 393.88 | 1.0349
2010-06-14 | 15:00 | 5295.2087 | 202.4713 | 5497.68 | 193.0948 | 5690.7748 | 395.5661 | 5295.2087 | 14.2939 | 5280.9148 | 201.3797 | 5482.2944 | 192.7137 | 5675.0081 | 394.0934 | 1.4727
2010-06-14 | 16:00 | 5349.3381 | 206.6319 | 5555.97 | 194.5303 | 5750.5003 | 401.1623 | 5349.3381 | 11.2349 | 5338.1031 | 205.7649 | 5543.868 | 194.2334 | 5738.1014 | 399.9982 | 1.164
2010-06-14 | 17:00 | 5388.1581 | 209.6419 | 5597.8 | 195.5526 | 5793.3526 | 405.1945 | 5388.1581 | 13.2106 | 5374.9475 | 208.6151 | 5583.5627 | 195.2054 | 5778.7681 | 403.8206 | 1.3739
2010-06-14 | 18:00 | 5411.0992 | 211.4308 | 5622.53 | 196.1539 | 5818.6839 | 407.5848 | 5411.0992 | 10.3588 | 5400.7404 | 210.6221 | 5611.3625 | 195.8827 | 5807.2452 | 406.5048 | 1.08
2010-06-14 | 19:00 | 5386.0891 | 209.4809 | 5595.57 | 195.4983 | 5791.0683 | 404.9792 | 5386.0891 | 3.2584 | 5382.8307 | 209.2275 | 5592.0582 | 195.4127 | 5787.4709 | 404.6402 | 0.33898
2010-06-14 | 20:00 | 5314.3707 | 203.9393 | 5518.31 | 193.6043 | 5711.9143 | 397.5437 | 5314.3707 | 1.4198 | 5312.9509 | 203.8304 | 5516.7813 | 193.5666 | 5710.3479 | 397.397 | 0.14666
2010-06-14 | 21:00 | 5205.6217 | 195.6783 | 5401.3 | 190.6929 | 5591.9929 | 386.3712 | 5205.6217 | 0 | 5205.6217 | 195.6783 | 5401.3 | 190.6929 | 5591.9929 | 386.3712 | 0
2010-06-14 | 22:00 | 5113.9155 | 188.8445 | 5302.76 | 188.201 | 5490.961 | 377.0455 | 5113.9155 | 0 | 5113.9155 | 188.8445 | 5302.76 | 188.201 | 5490.961 | 377.0455 | 0
2010-06-14 | 23:00 | 4849.2374 | 169.8026 | 5019.04 | 180.8212 | 5199.8612 | 350.6238 | 4849.2374 | 0 | 4849.2374 | 169.8026 | 5019.04 | 180.8212 | 5199.8612 | 350.6238 | 0
2010-06-14 | 24:00 | 4456.3667 | 143.4033 | 4599.77 | 169.3589 | 4769.1289 | 312.7622 | 4456.3667 | 0 | 4456.3667 | 143.4033 | 4599.77 | 169.3589 | 4769.1289 | 312.7622 | 0
2010-06-15 | 1:00 | 4189.0735 | 126.7165 | 4315.79 | 161.2181 | 4477.0081 | 287.9346 | 4189.0735 | 0 | 4189.0735 | 126.7165 | 4315.79 | 161.2181 | 4477.0081 | 287.9346 | 0
2010-06-15 | 2:00 | 3981.2071 | 114.4529 | 4095.66 | 154.698 | 4250.358 | 269.1509 | 3981.2071 | 0 | 3981.2071 | 114.4529 | 4095.66 | 154.698 | 4250.358 | 269.1509 | 0
2010-06-15 | 3:00 | 3823.4385 | 105.5615 | 3929 | 149.6399 | 4078.6399 | 255.2014 | 3823.4385 | 0 | 3823.4385 | 105.5615 | 3929 | 149.6399 | 4078.6399 | 255.2014 | 0
2010-06-15 | 4:00 | 3740.5081 | 101.0319 | 3841.54 | 146.9435 | 3988.4835 | 247.9754 | 3740.5081 | 0 | 3740.5081 | 101.0319 | 3841.54 | 146.9435 | 3988.4835 | 247.9754 | 0
2010-06-15 | 5:00 | 3720.2305 | 99.9395 | 3820.17 | 146.2803 | 3966.4503 | 246.2198 | 3720.2305 | 0 | 3720.2305 | 99.9395 | 3820.17 | 146.2803 | 3966.4503 | 246.2198 | 0
2010-06-15 | 6:00 | 3743.1645 | 101.1755 | 3844.34 | 147.0303 | 3991.3703 | 248.2058 | 3743.1645 | 0 | 3743.1645 | 101.1755 | 3844.34 | 147.0303 | 3991.3703 | 248.2058 | 0
2010-06-15 | 7:00 | 3820.8797 | 105.4203 | 3926.3 | 149.5571 | 4075.8571 | 254.9774 | 3820.8797 | 0.85249 | 3820.0273 | 105.3732 | 3925.4005 | 149.5295 | 4074.93 | 254.9027 | 0.07463
2010-06-15 | 8:00 | 3943.7884 | 112.3116 | 4056.1 | 153.5069 | 4209.6069 | 265.8184 | 3943.7884 | 2.8762 | 3940.9122 | 112.1478 | 4053.0601 | 153.4151 | 4206.4752 | 265.5629 | 0.25553
2010-06-15 | 9:00 | 4093.9622 | 121.0278 | 4214.99 | 158.2552 | 4373.2452 | 279.2829 | 4093.9622 | 6.5707 | 4087.3916 | 120.6396 | 4208.0312 | 158.0492 | 4366.0804 | 278.6888 | 0.59414
2010-06-15 | 10:00 | 4157.0344 | 124.7856 | 4281.82 | 160.2238 | 4442.0438 | 285.0095 | 4157.0344 | 19.6871 | 4137.3473 | 123.6065 | 4260.9538 | 159.611 | 4420.5648 | 283.2175 | 1.792
2010-06-15 | 11:00 | 4260.8066 | 131.0934 | 4391.9 | 163.4298 | 4555.3298 | 294.5232 | 4260.8066 | 20.5803 | 4240.2262 | 129.8301 | 4370.0563 | 162.7973 | 4532.8536 | 292.6274 | 1.8959
2010-06-15 | 12:00 | 4320.8554 | 134.8146 | 4455.67 | 165.2661 | 4620.9361 | 300.0806 | 4320.8554 | 12.7481 | 4308.1073 | 134.0202 | 4442.1276 | 164.8774 | 4607.005 | 298.8976 | 1.183
2010-06-15 | 13:00 | 4406.8931 | 140.2369 | 4547.13 | 167.8729 | 4715.0029 | 308.1098 | 4406.8931 | 22.0923 | 4384.8008 | 138.8344 | 4523.6352 | 167.2063 | 4690.8414 | 306.0406 | 2.0692
2010-06-15 | 14:00 | 4446.2002 | 142.7498 | 4588.95 | 169.0543 | 4758.0043 | 311.8041 | 4446.2002 | 5.5983 | 4440.602 | 142.3905 | 4582.9925 | 168.8864 | 4751.8789 | 311.2769 | 0.52715
2010-06-15 | 15:00 | 4499.7979 | 146.2121 | 4646.01 | 170.6556 | 4816.6656 | 316.8678 | 4499.7979 | 14.8814 | 4484.9164 | 145.2466 | 4630.1631 | 170.2122 | 4800.3752 | 315.4588 | 1.409
2010-06-15 | 16:00 | 4576.3882 | 151.2318 | 4727.62 | 172.9245 | 4900.5445 | 324.1563 | 4576.3882 | 32.7257 | 4543.6625 | 149.0766 | 4692.7391 | 171.9579 | 4864.697 | 321.0345 | 3.1219
2010-06-15 | 17:00 | 4636.7429 | 155.2471 | 4791.99 | 174.6964 | 4966.6864 | 329.9435 | 4636.7429 | 23.9484 | 4612.7945 | 153.6475 | 4766.4421 | 173.995 | 4940.4371 | 327.6426 | 2.3009
2010-06-15 | 18:00 | 4612.952 | 153.658 | 4766.61 | 173.9996 | 4940.6096 | 327.6577 | 4612.952 | 18.2109 | 4594.741 | 152.4472 | 4747.1882 | 173.4648 | 4920.6531 | 325.912 | 1.7456
2010-06-15 | 19:00 | 4506.915 | 146.675 | 4653.59 | 170.8674 | 4824.4574 | 317.5424 | 4506.915 | 7.1703 | 4499.7447 | 146.2087 | 4645.9533 | 170.6541 | 4816.6074 | 316.8627 | 0.67972
2010-06-15 | 20:00 | 4449.1601 | 142.9399 | 4592.1 | 169.143 | 4761.243 | 312.0829 | 4449.1601 | 3.0297 | 4446.1304 | 142.7453 | 4588.8756 | 169.0522 | 4757.9279 | 311.7975 | 0.28543
2010-06-15 | 21:00 | 4406.7332 | 140.2268 | 4546.96 | 167.8681 | 4714.8281 | 308.0948 | 4406.7332 | 0.33663 | 4406.3966 | 140.2053 | 4546.6019 | 167.8579 | 4714.4599 | 308.0633 | 0.031567
2010-06-15 | 22:00 | 4404.2136 | 140.0664 | 4544.28 | 167.7921 | 4712.0721 | 307.8586 | 4404.2136 | 0 | 4404.2136 | 140.0664 | 4544.28 | 167.7921 | 4712.0721 | 307.8586 | 0
2010-06-15 | 23:00 | 4188.1777 | 126.6623 | 4314.84 | 161.1903 | 4476.0303 | 287.8527 | 4188.1777 | 0 | 4188.1777 | 126.6623 | 4314.84 | 161.1903 | 4476.0303 | 287.8527 | 0
2010-06-15 | 24:00 | 3929.2263 | 111.4837 | 4040.71 | 153.0419 | 4193.7519 | 264.5256 | 3929.2263 | 0 | 3929.2263 | 111.4837 | 4040.71 | 153.0419 | 4193.7519 | 264.5256 | 0
2010-06-16 | 1:00 | 3702.1591 | 98.9709 | 3801.13 | 145.6879 | 3946.8179 | 244.6588 | 3702.1591 | 0 | 3702.1591 | 98.9709 | 3801.13 | 145.6879 | 3946.8179 | 244.6588 | 0
2010-06-16 | 2:00 | 3543.9284 | 90.6916 | 3634.62 | 140.4492 | 3775.0692 | 231.1408 | 3543.9284 | 0 | 3543.9284 | 90.6916 | 3634.62 | 140.4492 | 3775.0692 | 231.1408 | 0
2010-06-16 | 3:00 | 3457.1456 | 86.3044 | 3543.45 | 137.5364 | 3680.9864 | 223.8407 | 3457.1456 | 0 | 3457.1456 | 86.3044 | 3543.45 | 137.5364 | 3680.9864 | 223.8407 | 0
2010-06-16 | 4:00 | 3405.1139 | 83.7261 | 3488.84 | 135.7766 | 3624.6166 | 219.5027 | 3405.1139 | 0 | 3405.1139 | 83.7261 | 3488.84 | 135.7766 | 3624.6166 | 219.5027 | 0
2010-06-16 | 5:00 | 3376.5812 | 82.3288 | 3458.91 | 134.8074 | 3593.7174 | 217.1362 | 3376.5812 | 0 | 3376.5812 | 82.3288 | 3458.91 | 134.8074 | 3593.7174 | 217.1362 | 0
2010-06-16 | 6:00 | 3397.3169 | 83.3431 | 3480.66 | 135.5121 | 3616.1721 | 218.8551 | 3397.3169 | 0.001477 | 3397.3155 | 83.343 | 3480.6585 | 135.512 | 3616.1705 | 218.855 | 0.00012261
2010-06-16 | 7:00 | 3436.0268 | 85.2532 | 3521.28 | 136.8233 | 3658.1033 | 222.0765 | 3436.0268 | 1.7755 | 3434.2513 | 85.1651 | 3519.4164 | 136.7633 | 3656.1797 | 221.9284 | 0.14811
2010-06-16 | 8:00 | 3540.6368 | 90.5232 | 3631.16 | 140.3392 | 3771.4992 | 230.8624 | 3540.6368 | 5.4934 | 3535.1433 | 90.2426 | 3625.3859 | 140.1556 | 3765.5415 | 230.3981 | 0.4643
2010-06-16 | 9:00 | 3701.1624 | 98.9176 | 3800.08 | 145.6552 | 3945.7352 | 244.5728 | 3701.1624 | 14.5002 | 3686.6622 | 98.1441 | 3784.8062 | 145.179 | 3929.9852 | 243.323 | 1.2498
2010-06-16 | 10:00 | 3794.3676 | 103.9624 | 3898.33 | 148.6976 | 4047.0276 | 252.66 | 3794.3676 | 16.7754 | 3777.5923 | 103.0451 | 3880.6374 | 148.1525 | 4028.7899 | 251.1976 | 1.4624
2010-06-16 | 11:00 | 3816.8803 | 105.1997 | 3922.08 | 149.4276 | 4071.5076 | 254.6273 | 3816.8803 | 17.6315 | 3799.2488 | 104.23 | 3903.4788 | 148.8561 | 4052.3349 | 253.0861 | 1.5412
2010-06-16 | 12:00 | 3814.1697 | 105.0503 | 3919.22 | 149.3398 | 4068.5598 | 254.3901 | 3814.1697 | 10.0383 | 3804.1313 | 104.4981 | 3908.6294 | 149.0145 | 4057.6439 | 253.5126 | 0.87759
2010-06-16 | 13:00 | 3910.3735 | 110.4165 | 4020.79 | 152.4387 | 4173.2287 | 262.8552 | 3910.3735 | 17.571 | 3892.8025 | 109.4264 | 4002.2289 | 151.8753 | 4154.1042 | 261.3017 | 1.5535
2010-06-16 | 14:00 | 3971.5137 | 113.8963 | 4085.41 | 154.3899 | 4239.7999 | 268.2862 | 3971.5137 | 34.6455 | 3936.8682 | 111.9178 | 4048.786 | 153.286 | 4202.072 | 265.2038 | 3.0824
2010-06-16 | 15:00 | 4061.9666 | 119.1434 | 4181.11 | 157.2507 | 4338.3607 | 276.3941 | 4061.9666 | 38.474 | 4023.4926 | 116.8971 | 4140.3897 | 156.0377 | 4296.4274 | 272.9348 | 3.4593
2010-06-16 | 16:00 | 4140.8067 | 123.8133 | 4264.62 | 159.7188 | 4424.3388 | 283.5321 | 4140.8067 | 28.8221 | 4111.9846 | 122.0957 | 4234.0803 | 158.8193 | 4392.8996 | 280.9149 | 2.6171
2010-06-16 | 17:00 | 4279.0985 | 132.2215 | 4411.32 | 163.9906 | 4575.3106 | 296.2121 | 4279.0985 | 23.6705 | 4255.428 | 130.7627 | 4386.1907 | 163.2646 | 4549.4554 | 294.0273 | 2.1847
2010-06-16 | 18:00 | 4448.3896 | 142.8904 | 4591.28 | 169.12 | 4760.4 | 312.0103 | 4448.3896 | 13.0441 | 4435.3455 | 142.0536 | 4577.3991 | 168.7287 | 4746.1278 | 310.7823 | 1.2281
2010-06-16 | 19:00 | 4518.2841 | 147.4159 | 4665.7 | 171.2054 | 4836.9054 | 318.6213 | 4518.2841 | 8.7965 | 4509.4876 | 146.8425 | 4656.3301 | 170.9439 | 4827.274 | 317.7864 | 0.83485
2010-06-16 | 20:00 | 4576.3319 | 151.2281 | 4727.56 | 172.9229 | 4900.4829 | 324.1509 | 4576.3319 | 2.6839 | 4573.648 | 151.0507 | 4724.6988 | 172.8438 | 4897.5425 | 323.8945 | 0.25645
2010-06-16 | 21:00 | 4531.7163 | 148.2937 | 4680.01 | 171.604 | 4851.614 | 319.8977 | 4531.7163 | 0.38807 | 4531.3282 | 148.2683 | 4679.5965 | 171.5925 | 4851.189 | 319.8608 | 0.036903
2010-06-16 | 22:00 | 4518.7534 | 147.4466 | 4666.2 | 171.2193 | 4837.4193 | 318.6659 | 4518.7534 | 0 | 4518.7534 | 147.4466 | 4666.2 | 171.2193 | 4837.4193 | 318.6659 | 0
2010-06-16 | 23:00 | 4284.1652 | 132.5348 | 4416.7 | 164.1457 | 4580.8457 | 296.6805 | 4284.1652 | 0 | 4284.1652 | 132.5348 | 4416.7 | 164.1457 | 4580.8457 | 296.6805 | 0
2010-06-16 | 24:00 | 3975.7884 | 114.1416 | 4089.93 | 154.5258 | 4244.4558 | 268.6674 | 3975.7884 | 0 | 3975.7884 | 114.1416 | 4089.93 | 154.5258 | 4244.4558 | 268.6674 | 0
2010-06-17 | 1:00 | 3746.6368 | 101.3632 | 3848 | 147.1437 | 3995.1437 | 248.5069 | 3746.6368 | 0 | 3746.6368 | 101.3632 | 3848 | 147.1437 | 3995.1437 | 248.5069 | 0
2010-06-17 | 2:00 | 3599.2356 | 93.5444 | 3692.78 | 142.2909 | 3835.0709 | 235.8353 | 3599.2356 | 0 | 3599.2356 | 93.5444 | 3692.78 | 142.2909 | 3835.0709 | 235.8353 | 0
2010-06-17 | 3:00 | 3541.1315 | 90.5485 | 3631.68 | 140.3557 | 3772.0357 | 230.9043 | 3541.1315 | 0 | 3541.1315 | 90.5485 | 3631.68 | 140.3557 | 3772.0357 | 230.9043 | 0
2010-06-17 | 4:00 | 3542.3492 | 90.6108 | 3632.96 | 140.3964 | 3773.3564 | 231.0072 | 3542.3492 | 0 | 3542.3492 | 90.6108 | 3632.96 | 140.3964 | 3773.3564 | 231.0072 | 0
2010-06-17 | 5:00 | 3636.9452 | 95.5148 | 3732.46 | 143.5401 | 3876.0001 | 239.055 | 3636.9452 | 0 | 3636.9452 | 95.5148 | 3732.46 | 143.5401 | 3876.0001 | 239.055 | 0
2010-06-17 | 6:00 | 3879.2161 | 108.6639 | 3987.88 | 151.4389 | 4139.3189 | 260.1028 | 3879.2161 | 0 | 3879.2161 | 108.6639 | 3987.88 | 151.4389 | 4139.3189 | 260.1028 | 0
2010-06-17 | 7:00 | 4291.6611 | 132.9989 | 4424.66 | 164.3751 | 4589.0351 | 297.374 | 4291.6611 | 0.98545 | 4290.6756 | 132.9379 | 4423.6135 | 164.3449 | 4587.9584 | 297.2828 | 0.091205
2010-06-17 | 8:00 | 4654.8857 | 156.4643 | 4811.35 | 175.2262 | 4986.5762 | 331.6906 | 4654.8857 | 5.3122 | 4649.5734 | 156.1074 | 4805.6808 | 175.0712 | 4980.7521 | 331.1787 | 0.51192
2010-06-17 | 9:00 | 4818.4002 | 167.6498 | 4986.05 | 179.9434 | 5165.9934 | 347.5932 | 4818.4002 | 14.7599 | 4803.6403 | 166.6243 | 4970.2646 | 179.5219 | 5149.7865 | 346.1462 | 1.447
2010-06-17 | 10:00 | 4909.0899 | 174.0201 | 5083.11 | 182.5143 | 5265.6243 | 356.5343 | 4909.0899 | 24.6928 | 4884.3971 | 172.2738 | 5056.6709 | 181.8175 | 5238.4884 | 354.0913 | 2.443
2010-06-17 | 11:00 | 4951.3135 | 177.0265 | 5128.34 | 183.7002 | 5312.0402 | 360.7266 | 4951.3135 | 33.0806 | 4918.2329 | 174.6689 | 5092.9018 | 182.7717 | 5275.6734 | 357.4405 | 3.2861
2010-06-17 | 12:00 | 5029.3308 | 182.6492 | 5211.98 | 185.8728 | 5397.8528 | 368.522 | 5029.3308 | 38.4632 | 4990.8677 | 179.8662 | 5170.7338 | 184.8047 | 5355.5385 | 364.6708 | 3.8511
2010-06-17 | 13:00 | 5111.7271 | 188.6829 | 5300.41 | 188.1411 | 5488.5511 | 376.824 | 5111.7271 | 41.1877 | 5070.5394 | 185.6546 | 5256.194 | 187.0106 | 5443.2046 | 372.6652 | 4.1589
2010-06-17 | 14:00 | 5218.6882 | 196.6618 | 5415.35 | 191.0452 | 5606.3952 | 387.7071 | 5218.6882 | 42.3396 | 5176.3486 | 193.4837 | 5369.8323 | 189.9011 | 5559.7334 | 383.3848 | 4.3222
2010-06-17 | 15:00 | 5273.0962 | 200.7838 | 5473.88 | 192.5049 | 5666.3849 | 393.2887 | 5273.0962 | 40.8518 | 5232.2444 | 197.6849 | 5429.9293 | 191.41 | 5621.3393 | 389.0949 | 4.1939
2010-06-17 | 16:00 | 5284.2647 | 201.6353 | 5485.9 | 192.8031 | 5678.7031 | 394.4383 | 5284.2647 | 34.4808 | 5249.784 | 199.0124 | 5448.7964 | 191.8809 | 5640.6773 | 390.8934 | 3.545
2010-06-17 | 17:00 | 5253.9608 | 199.3292 | 5453.29 | 191.9929 | 5645.2829 | 391.3221 | 5253.9608 | 27.5751 | 5226.3856 | 197.2424 | 5423.628 | 191.2525 | 5614.8805 | 388.4949 | 2.8273
2010-06-17 | 18:00 | 5163.0399 | 192.4901 | 5355.53 | 189.54 | 5545.07 | 382.0301 | 5163.0399 | 3.2967 | 5159.7432 | 192.2443 | 5351.9876 | 189.4505 | 5541.438 | 381.6948 | 0.3353
2010-06-17 | 19:00 | 5115.2005 | 188.9395 | 5304.14 | 188.2361 | 5492.3761 | 377.1756 | 5115.2005 | 1.8665 | 5113.3341 | 188.8016 | 5302.1357 | 188.1851 | 5490.3207 | 376.9867 | 0.18891
2010-06-17 | 20:00 | 5059.2138 | 184.8262 | 5244.04 | 186.6986 | 5430.7386 | 371.5247 | 5059.2138 | 0.76865 | 5058.4452 | 184.77 | 5243.2152 | 186.6774 | 5429.8926 | 371.4474 | 0.077354
2010-06-17 | 21:00 | 5003.959 | 180.811 | 5184.77 | 185.1689 | 5369.9389 | 365.9799 | 5003.959 | 0 | 5003.959 | 180.811 | 5184.77 | 185.1689 | 5369.9389 | 365.9799 | 0
2010-06-17 | 22:00 | 4930.2654 | 175.5246 | 5105.79 | 183.1099 | 5288.8999 | 358.6345 | 4930.2654 | 0 | 4930.2654 | 175.5246 | 5105.79 | 183.1099 | 5288.8999 | 358.6345 | 0
2010-06-17 | 23:00 | 4645.9554 | 155.8646 | 4801.82 | 174.9656 | 4976.7856 | 330.8302 | 4645.9554 | 0 | 4645.9554 | 155.8646 | 4801.82 | 174.9656 | 4976.7856 | 330.8302 | 0
2010-06-17 | 24:00 | 4261.7863 | 131.1537 | 4392.94 | 163.4599 | 4556.3999 | 294.6136 | 4261.7863 | 0 | 4261.7863 | 131.1537 | 4392.94 | 163.4599 | 4556.3999 | 294.6136 | 0
2010-06-18 | 1:00 | 3994.596 | 115.224 | 4109.82 | 155.1229 | 4264.9429 | 270.3469 | 3994.596 | 0 | 3994.596 | 115.224 | 4109.82 | 155.1229 | 4264.9429 | 270.3469 | 0
2010-06-18 | 2:00 | 3851.1716 | 107.0984 | 3958.27 | 150.5358 | 4108.8058 | 257.6343 | 3851.1716 | 0 | 3851.1716 | 107.0984 | 3958.27 | 150.5358 | 4108.8058 | 257.6343 | 0
2010-06-18 | 3:00 | 3743.0886 | 101.1714 | 3844.26 | 147.0278 | 3991.2878 | 248.1992 | 3743.0886 | 0 | 3743.0886 | 101.1714 | 3844.26 | 147.0278 | 3991.2878 | 248.1992 | 0
2010-06-18 | 4:00 | 3690.0932 | 98.3268 | 3788.42 | 145.2917 | 3933.7117 | 243.6186 | 3690.0932 | 0 | 3690.0932 | 98.3268 | 3788.42 | 145.2917 | 3933.7117 | 243.6186 | 0
2010-06-18 | 5:00 | 3755.7719 | 101.8581 | 3857.63 | 147.4417 | 4005.0717 | 249.2999 | 3755.7719 | 0 | 3755.7719 | 101.8581 | 3857.63 | 147.4417 | 4005.0717 | 249.2999 | 0
2010-06-18 | 6:00 | 3972.8283 | 113.9717 | 4086.8 | 154.4317 | 4241.2317 | 268.4034 | 3972.8283 | 0.00045165 | 3972.8279 | 113.9717 | 4086.7995 | 154.4317 | 4241.2312 | 268.4034 | 4.0273e-05
2010-06-18 | 7:00 | 4338.3514 | 135.9086 | 4474.26 | 165.7985 | 4640.0585 | 301.7071 | 4338.3514 | 1.8481 | 4336.5033 | 135.7928 | 4472.2961 | 165.7423 | 4638.0384 | 301.5351 | 0.17195
2010-06-18 | 8:00 | 4658.2682 | 156.6918 | 4814.96 | 175.3249 | 4990.2849 | 332.0167 | 4658.2682 | 5.6051 | 4652.6631 | 156.315 | 4808.978 | 175.1614 | 4984.1394 | 331.4764 | 0.54034
2010-06-18 | 9:00 | 4796.1172 | 166.1028 | 4962.22 | 179.3067 | 5141.5267 | 345.4095 | 4796.1172 | 13.6442 | 4782.473 | 165.1591 | 4947.632 | 178.9159 | 5126.548 | 344.075 | 1.3345
2010-06-18 | 10:00 | 4868.823 | 171.177 | 5040 | 181.3768 | 5221.3768 | 352.5537 | 4868.823 | 12.4773 | 4856.3457 | 170.3007 | 5026.6465 | 181.023 | 5207.6695 | 351.3237 | 1.23
2010-06-18 | 11:00 | 4968.9408 | 178.2892 | 5147.23 | 184.1932 | 5331.4232 | 362.4824 | 4968.9408 | 9.6558 | 4959.2851 | 177.5969 | 5136.882 | 183.9233 | 5320.8053 | 361.5202 | 0.96213
2010-06-18 | 12:00 | 5066.3147 | 185.3453 | 5251.66 | 186.8943 | 5438.5543 | 372.2396 | 5066.3147 | 15.6743 | 5050.6403 | 184.2003 | 5234.8406 | 186.462 | 5421.3026 | 370.6623 | 1.5773
2010-06-18 | 13:00 | 5130.6291 | 190.0809 | 5320.71 | 188.6576 | 5509.3676 | 378.7386 | 5130.6291 | 34.1963 | 5096.4328 | 187.5556 | 5283.9883 | 187.7221 | 5471.7104 | 375.2777 | 3.4609
2010-06-18 | 14:00 | 5169.1538 | 192.9462 | 5362.1 | 189.706 | 5551.806 | 382.6522 | 5169.1538 | 29.173 | 5139.9808 | 190.7745 | 5330.7553 | 188.9127 | 5519.668 | 379.6872 | 2.965
2010-06-18 | 15:00 | 5196.0878 | 194.9622 | 5391.05 | 190.4354 | 5581.4854 | 385.3976 | 5196.0878 | 39.5582 | 5156.5296 | 192.0049 | 5348.5345 | 189.3631 | 5537.8976 | 381.368 | 4.0295
2010-06-18 | 16:00 | 5198.8226 | 195.1674 | 5393.99 | 190.5093 | 5584.4993 | 385.6767 | 5198.8226 | 35.568 | 5163.2545 | 192.5061 | 5355.7606 | 189.5458 | 5545.3064 | 382.0519 | 3.6248
2010-06-18 | 17:00 | 5231.4176 | 197.6224 | 5429.04 | 191.3878 | 5620.4278 | 389.0102 | 5231.4176 | 28.1486 | 5203.2691 | 195.5014 | 5398.7705 | 190.6294 | 5589.3999 | 386.1308 | 2.8794
2010-06-18 | 18:00 | 5267.7808 | 200.3792 | 5468.16 | 192.3628 | 5660.5228 | 392.7421 | 5267.7808 | 19.0987 | 5248.6821 | 198.9289 | 5447.611 | 191.8514 | 5639.4623 | 390.7803 | 1.9618
2010-06-18 | 19:00 | 5181.7149 | 193.8851 | 5375.6 | 190.0465 | 5565.6465 | 383.9316 | 5181.7149 | 9.135 | 5172.5799 | 193.2021 | 5365.782 | 189.7989 | 5555.581 | 383.001 | 0.9306
2010-06-18 | 20:00 | 5112.3603 | 188.7297 | 5301.09 | 188.1584 | 5489.2484 | 376.8881 | 5112.3603 | 2.6545 | 5109.7058 | 188.5338 | 5298.2396 | 188.0858 | 5486.3253 | 376.6195 | 0.26859
2010-06-18 | 21:00 | 5063.1837 | 185.1163 | 5248.3 | 186.808 | 5435.108 | 371.9243 | 5063.1837 | 0.39657 | 5062.7871 | 185.0873 | 5247.8744 | 186.7971 | 5434.6715 | 371.8844 | 0.039926
2010-06-18 | 22:00 | 4980.6682 | 179.1318 | 5159.8 | 184.5205 | 5344.3205 | 363.6522 | 4980.6682 | 0 | 4980.6682 | 179.1318 | 5159.8 | 184.5205 | 5344.3205 | 363.6522 | 0
2010-06-18 | 23:00 | 4669.1737 | 157.4263 | 4826.6 | 175.6426 | 5002.2426 | 333.0689 | 4669.1737 | 0 | 4669.1737 | 157.4263 | 4826.6 | 175.6426 | 5002.2426 | 333.0689 | 0
2010-06-18 | 24:00 | 4279.4188 | 132.2412 | 4411.66 | 164.0004 | 4575.6604 | 296.2417 | 4279.4188 | 0 | 4279.4188 | 132.2412 | 4411.66 | 164.0004 | 4575.6604 | 296.2417 | 0
2010-06-19 | 1:00 | 4009.06 | 116.06 | 4125.12 | 155.5812 | 4280.7012 | 271.6412 | 4009.06 | 0 | 4009.06 | 116.06 | 4125.12 | 155.5812 | 4280.7012 | 271.6412 | 0
2010-06-19 | 2:00 | 3817.629 | 105.241 | 3922.87 | 149.4519 | 4072.3219 | 254.6928 | 3817.629 | 0 | 3817.629 | 105.241 | 3922.87 | 149.4519 | 4072.3219 | 254.6928 | 0
2010-06-19 | 3:00 | 3719.1392 | 99.8808 | 3819.02 | 146.2446 | 3965.2646 | 246.1254 | 3719.1392 | 0 | 3719.1392 | 99.8808 | 3819.02 | 146.2446 | 3965.2646 | 246.1254 | 0
2010-06-19 | 4:00 | 3659.402 | 96.698 | 3756.1 | 144.2815 | 3900.3815 | 240.9795 | 3659.402 | 0 | 3659.402 | 96.698 | 3756.1 | 144.2815 | 3900.3815 | 240.9795 | 0
2010-06-19 | 5:00 | 3711.9357 | 99.4943 | 3811.43 | 146.0086 | 3957.4386 | 245.5029 | 3711.9357 | 0 | 3711.9357 | 99.4943 | 3811.43 | 146.0086 | 3957.4386 | 245.5029 | 0
2010-06-19 | 6:00 | 3908.7644 | 110.3256 | 4019.09 | 152.3871 | 4171.4771 | 262.7128 | 3908.7644 | 0 | 3908.7644 | 110.3256 | 4019.09 | 152.3871 | 4171.4771 | 262.7128 | 0
2010-06-19 | 7:00 | 4333.9661 | 135.6339 | 4469.6 | 165.6652 | 4635.2652 | 301.2991 | 4333.9661 | 2.0302 | 4331.9358 | 135.5069 | 4467.4427 | 165.6034 | 4633.0461 | 301.1103 | 0.1888
2010-06-19 | 8:00 | 4667.8527 | 157.3373 | 4825.19 | 175.6041 | 5000.7941 | 332.9414 | 4667.8527 | 5.4505 | 4662.4022 | 156.9701 | 4819.3723 | 175.4454 | 4994.8176 | 332.4154 | 0.52599
2010-06-19 | 9:00 | 4795.4906 | 166.0594 | 4961.55 | 179.2888 | 5140.8388 | 345.3482 | 4795.4906 | 15.3452 | 4780.1454 | 164.9983 | 4945.1437 | 178.8492 | 5123.9929 | 343.8475 | 1.5007
2010-06-19 | 10:00 | 4871.6819 | 171.3781 | 5043.06 | 181.4578 | 5224.5178 | 352.8358 | 4871.6819 | 11.9766 | 4859.7053 | 170.5364 | 5030.2418 | 181.1183 | 5211.3601 | 351.6548 | 1.181
2010-06-19 | 11:00 | 5008.081 | 181.109 | 5189.19 | 185.2834 | 5374.4734 | 366.3924 | 5008.081 | 5.7426 | 5002.3384 | 180.6939 | 5183.0323 | 185.1238 | 5368.1562 | 365.8177 | 0.57468
2010-06-19 | 12:00 | 5099.2286 | 187.7614 | 5286.99 | 187.7988 | 5474.7888 | 375.5602 | 5099.2286 | 11.1862 | 5088.0424 | 186.9385 | 5274.9809 | 187.4918 | 5462.4728 | 374.4304 | 1.1298
2010-06-19 | 13:00 | 5145.2352 | 191.1648 | 5336.4 | 189.0558 | 5525.4558 | 380.2206 | 5145.2352 | 12.3091 | 5132.9262 | 190.2512 | 5323.1773 | 188.7203 | 5511.8977 | 378.9715 | 1.2491
2010-06-19 | 14:00 | 5191.2786 | 194.6014 | 5385.88 | 190.3054 | 5576.1854 | 384.9068 | 5191.2786 | 20.5477 | 5170.7309 | 193.064 | 5363.7949 | 189.7488 | 5553.5437 | 382.8127 | 2.0941
2010-06-19 | 15:00 | 5246.757 | 198.783 | 5445.54 | 191.7998 | 5637.3398 | 390.5828 | 5246.757 | 19.4926 | 5227.2644 | 197.3087 | 5424.5731 | 191.2761 | 5615.8492 | 388.5848 | 1.9979
2010-06-19 | 16:00 | 5326.5545 | 204.8755 | 5531.43 | 193.9275 | 5725.3575 | 398.8031 | 5326.5545 | 16.8879 | 5309.6666 | 203.5785 | 5513.2451 | 193.4794 | 5706.7244 | 397.0578 | 1.7452
2010-06-19 | 17:00 | 5377.1536 | 208.7864 | 5585.94 | 195.2635 | 5781.2035 | 404.0499 | 5377.1536 | 23.0492 | 5354.1044 | 207.0003 | 5561.1047 | 194.6562 | 5755.7609 | 401.6565 | 2.3934
2010-06-19 | 18:00 | 5383.5468 | 209.2832 | 5592.83 | 195.4315 | 5788.2615 | 404.7147 | 5383.5468 | 11.3906 | 5372.1562 | 208.3985 | 5580.5547 | 195.132 | 5775.6867 | 403.5305 | 1.1842
2010-06-19 | 19:00 | 5273.5515 | 200.8185 | 5474.37 | 192.5171 | 5666.8871 | 393.3356 | 5273.5515 | 8.234 | 5265.3175 | 200.1919 | 5465.5094 | 192.297 | 5657.8064 | 392.4888 | 0.84674
2010-06-19 | 20:00 | 5232.4961 | 197.7039 | 5430.2 | 191.4168 | 5621.6168 | 389.1207 | 5232.4961 | 2.7773 | 5229.7188 | 197.4941 | 5427.2129 | 191.3421 | 5618.555 | 388.8362 | 0.2845
2010-06-19 | 21:00 | 5154.7757 | 191.8743 | 5346.65 | 189.3154 | 5535.9654 | 381.1898 | 5154.7757 | 0.38118 | 5154.3945 | 191.846 | 5346.2404 | 189.3051 | 5535.5455 | 381.151 | 0.038742
2010-06-19 | 22:00 | 5095.4563 | 187.4837 | 5282.94 | 187.6953 | 5470.6353 | 375.179 | 5095.4563 | 0 | 5095.4563 | 187.4837 | 5282.94 | 187.6953 | 5470.6353 | 375.179 | 0
2010-06-19 | 23:00 | 4715.1482 | 160.5418 | 4875.69 | 176.9769 | 5052.6669 | 337.5187 | 4715.1482 | 0 | 4715.1482 | 160.5418 | 4875.69 | 176.9769 | 5052.6669 | 337.5187 | 0
2010-06-19 | 24:00 | 4342.219 | 136.151 | 4478.37 | 165.916 | 4644.286 | 302.067 | 4342.219 | 0 | 4342.219 | 136.151 | 4478.37 | 165.916 | 4644.286 | 302.067 | 0
2010-06-20 | 1:00 | 4058.7171 | 118.9529 | 4177.67 | 157.1485 | 4334.8185 | 276.1013 | 4058.7171 | 0 | 4058.7171 | 118.9529 | 4177.67 | 157.1485 | 4334.8185 | 276.1013 | 0
2010-06-20 | 2:00 | 3861.8186 | 107.6914 | 3969.51 | 150.879 | 4120.389 | 258.5704 | 3861.8186 | 0 | 3861.8186 | 107.6914 | 3969.51 | 150.879 | 4120.389 | 258.5704 | 0
2010-06-20 | 3:00 | 3794.6426 | 103.9774 | 3898.62 | 148.7066 | 4047.3266 | 252.684 | 3794.6426 | 0 | 3794.6426 | 103.9774 | 3898.62 | 148.7066 | 4047.3266 | 252.684 | 0
2010-06-20 | 4:00 | 3731.817 | 100.563 | 3832.38 | 146.6595 | 3979.0395 | 247.2224 | 3731.817 | 0 | 3731.817 | 100.563 | 3832.38 | 146.6595 | 3979.0395 | 247.2224 | 0
2010-06-20 | 5:00 | 3830.9531 | 105.9769 | 3936.93 | 149.883 | 4086.813 | 255.8598 | 3830.9531 | 0 | 3830.9531 | 105.9769 | 3936.93 | 149.883 | 4086.813 | 255.8598 | 0
2010-06-20 | 6:00 | 4031.4595 | 117.3605 | 4148.82 | 156.2893 | 4305.1093 | 273.6498 | 4031.4595 | 0 | 4031.4595 | 117.3605 | 4148.82 | 156.2893 | 4305.1093 | 273.6498 | 0
2010-06-20 | 7:00 | 4404.1007 | 140.0593 | 4544.16 | 167.7887 | 4711.9487 | 307.848 | 4404.1007 | 1.3274 | 4402.7733 | 139.9748 | 4542.7482 | 167.7487 | 4710.4969 | 307.7236 | 0.12443
2010-06-20 | 8:00 | 4753.2436 | 163.1464 | 4916.39 | 178.0763 | 5094.4663 | 341.2227 | 4753.2436 | 5.288 | 4747.9556 | 162.7836 | 4910.7392 | 177.924 | 5088.6632 | 340.7076 | 0.51506
2010-06-20 | 9:00 | 4940.1602 | 176.2298 | 5116.39 | 183.3876 | 5299.7776 | 359.6174 | 4940.1602 | 13.846 | 4926.3142 | 175.2434 | 5101.5575 | 182.9989 | 5284.5564 | 358.2423 | 1.3752
2010-06-20 | 10:00 | 4941.3269 | 176.3131 | 5117.64 | 183.4203 | 5301.0603 | 359.7334 | 4941.3269 | 22.3885 | 4918.9384 | 174.719 | 5093.6574 | 182.7915 | 5276.4489 | 357.5105 | 2.2229
2010-06-20 | 11:00 | 5110.3022 | 188.5778 | 5298.88 | 188.1021 | 5486.9821 | 376.6799 | 5110.3022 | 11.8499 | 5098.4524 | 187.7042 | 5286.1566 | 187.7775 | 5473.9341 | 375.4817 | 1.1982
2010-06-20 | 12:00 | 5216.8841 | 196.5259 | 5413.41 | 190.9966 | 5604.4066 | 387.5225 | 5216.8841 | 16.5209 | 5200.3633 | 195.2831 | 5395.6464 | 190.5509 | 5586.1973 | 385.8341 | 1.6884
2010-06-20 | 13:00 | 5349.2824 | 206.6276 | 5555.91 | 194.5289 | 5750.4389 | 401.1565 | 5349.2824 | 38.4556 | 5310.8267 | 203.6674 | 5514.4942 | 193.5102 | 5708.0044 | 397.1776 | 3.9789
2010-06-20 | 14:00 | 5459.3052 | 215.2148 | 5674.52 | 197.4104 | 5871.9304 | 412.6252 | 5459.3052 | 39.4398 | 5419.8655 | 212.1165 | 5631.9819 | 196.3831 | 5828.365 | 408.4996 | 4.1257
2010-06-20 | 15:00 | 5394.6896 | 210.1504 | 5604.84 | 195.724 | 5800.564 | 405.8745 | 5394.6896 | 35.8925 | 5358.7971 | 207.3633 | 5566.1604 | 194.78 | 5760.9404 | 402.1433 | 3.7311
2010-06-20 | 16:00 | 5320.6021 | 204.4179 | 5525.02 | 193.7697 | 5718.7897 | 398.1876 | 5320.6021 | 28.5998 | 5292.0023 | 202.2262 | 5494.2285 | 193.0094 | 5687.2379 | 395.2355 | 2.9521
2010-06-20 | 17:00 | 5270.9496 | 200.6204 | 5471.57 | 192.4476 | 5664.0176 | 393.0679 | 5270.9496 | 27.0864 | 5243.8632 | 198.5638 | 5442.427 | 191.7221 | 5634.1491 | 390.2859 | 2.782
2010-06-20 | 18:00 | 5203.6593 | 195.5307 | 5399.19 | 190.6399 | 5589.8299 | 386.1707 | 5203.6593 | 18.8278 | 5184.8315 | 194.1184 | 5378.9498 | 190.1309 | 5569.0808 | 384.2493 | 1.9214
2010-06-20 | 19:00 | 5092.4663 | 187.2637 | 5279.73 | 187.6133 | 5467.3433 | 374.877 | 5092.4663 | 9.1744 | 5083.2918 | 186.5896 | 5269.8815 | 187.3613 | 5457.2428 | 373.9509 | 0.92606
2010-06-20 | 20:00 | 5015.4758 | 181.6442 | 5197.12 | 185.4887 | 5382.6087 | 367.133 | 5015.4758 | 2.787 | 5012.6888 | 181.4424 | 5194.1312 | 185.4114 | 5379.5426 | 366.8538 | 0.27916
2010-06-20 | 21:00 | 4944.183 | 176.517 | 5120.7 | 183.5004 | 5304.2004 | 360.0174 | 4944.183 | 0.40118 | 4943.7819 | 176.4883 | 5120.2702 | 183.4892 | 5303.7593 | 359.9775 | 0.039891
2010-06-20 | 22:00 | 4861.3669 | 170.6531 | 5032.02 | 181.1654 | 5213.1854 | 351.8185 | 4861.3669 | 0 | 4861.3669 | 170.6531 | 5032.02 | 181.1654 | 5213.1854 | 351.8185 | 0
2010-06-20 | 23:00 | 4592.7734 | 152.3166 | 4745.09 | 173.407 | 4918.497 | 325.7236 | 4592.7734 | 0 | 4592.7734 | 152.3166 | 4745.09 | 173.407 | 4918.497 | 325.7236 | 0
2010-06-20 | 24:00 | 4237.1672 | 129.6428 | 4366.81 | 162.7031 | 4529.5131 | 292.346 | 4237.1672 | 0 | 4237.1672 | 129.6428 | 4366.81 | 162.7031 | 4529.5131 | 292.346 | 0
2010-06-21 | 1:00 | 3999.1529 | 115.4871 | 4114.64 | 155.2674 | 4269.9074 | 270.7545 | 3999.1529 | 0 | 3999.1529 | 115.4871 | 4114.64 | 155.2674 | 4269.9074 | 270.7545 | 0
2010-06-21 | 2:00 | 3856.0406 | 107.3694 | 3963.41 | 150.6928 | 4114.1028 | 258.0622 | 3856.0406 | 0 | 3856.0406 | 107.3694 | 3963.41 | 150.6928 | 4114.1028 | 258.0622 | 0
2010-06-21 | 3:00 | 3753.04 | 101.71 | 3854.75 | 147.3526 | 4002.1026 | 249.0627 | 3753.04 | 0 | 3753.04 | 101.71 | 3854.75 | 147.3526 | 4002.1026 | 249.0627 | 0
2010-06-21 | 4:00 | 3718.4464 | 99.8436 | 3818.29 | 146.2219 | 3964.5119 | 246.0655 | 3718.4464 | 0 | 3718.4464 | 99.8436 | 3818.29 | 146.2219 | 3964.5119 | 246.0655 | 0
2010-06-21 | 5:00 | 3813.4209 | 105.0091 | 3918.43 | 149.3156 | 4067.7456 | 254.3246 | 3813.4209 | 0 | 3813.4209 | 105.0091 | 3918.43 | 149.3156 | 4067.7456 | 254.3246 | 0
2010-06-21 | 6:00 | 3978.3418 | 114.2882 | 4092.63 | 154.607 | 4247.237 | 268.8952 | 3978.3418 | 0 | 3978.3418 | 114.2882 | 4092.63 | 154.607 | 4247.237 | 268.8952 | 0
2010-06-21 | 7:00 | 4335.7353 | 135.7447 | 4471.48 | 165.719 | 4637.199 | 301.4637 | 4335.7353 | 0.75044 | 4334.9849 | 135.6977 | 4470.6826 | 165.6961 | 4636.3787 | 301.3938 | 0.069806
2010-06-21 | 8:00 | 4654.6983 | 156.4517 | 4811.15 | 175.2208 | 4986.3708 | 331.6725 | 4654.6983 | 4.7036 | 4649.9947 | 156.1357 | 4806.1304 | 175.0835 | 4981.2139 | 331.2192 | 0.45328
2010-06-21 | 9:00 | 4824.3742 | 168.0658 | 4992.44 | 180.1137 | 5172.5537 | 348.1795 | 4824.3742 | 3.0113 | 4821.363 | 167.856 | 4989.219 | 180.0279 | 5169.2469 | 347.8839 | 0.29559
2010-06-21 | 10:00 | 4909.6409 | 174.0591 | 5083.7 | 182.5298 | 5266.2298 | 356.5889 | 4909.6409 | 3.7373 | 4905.9036 | 173.7942 | 5079.6978 | 182.4245 | 5262.1223 | 356.2187 | 0.37019
2010-06-21 | 11:00 | 4977.8042 | 178.9258 | 5156.73 | 184.4406 | 5341.1706 | 363.3664 | 4977.8042 | 11.2346 | 4966.5696 | 178.1191 | 5144.6886 | 184.1269 | 5328.8156 | 362.246 | 1.1204
2010-06-21 | 12:00 | 5045.9423 | 183.8577 | 5229.8 | 186.3323 | 5416.1323 | 370.19 | 5045.9423 | 7.1867 | 5038.7556 | 183.3344 | 5222.09 | 186.1336 | 5408.2236 | 369.468 | 0.72199
2010-06-21 | 13:00 | 5069.9766 | 185.6134 | 5255.59 | 186.9951 | 5442.5851 | 372.6085 | 5069.9766 | 21.6358 | 5048.3408 | 184.0326 | 5232.3733 | 186.3985 | 5418.7719 | 370.4311 | 2.1774
2010-06-21 | 14:00 | 5092.1868 | 187.2432 | 5279.43 | 187.6056 | 5467.0356 | 374.8488 | 5092.1868 | 6.8853 | 5085.3015 | 186.7372 | 5272.0386 | 187.4166 | 5459.4552 | 374.1537 | 0.69506
2010-06-21 | 15:00 | 5097.105 | 187.605 | 5284.71 | 187.7405 | 5472.4505 | 375.3456 | 5097.105 | 5.826 | 5091.279 | 187.1764 | 5278.4554 | 187.5807 | 5466.0361 | 374.7571 | 0.58846
2010-06-21 | 16:00 | 5077.0578 | 186.1322 | 5263.19 | 187.19 | 5450.38 | 373.3222 | 5077.0578 | 6.4184 | 5070.6393 | 185.6619 | 5256.3012 | 187.0134 | 5443.3146 | 372.6753 | 0.64693
2010-06-21 | 17:00 | 5051.5718 | 184.2682 | 5235.84 | 186.4877 | 5422.3277 | 370.7559 | 5051.5718 | 7.6518 | 5043.92 | 183.7104 | 5227.6304 | 186.2764 | 5413.9068 | 369.9868 | 0.76915
2010-06-21 | 18:00 | 4985.3886 | 179.4714 | 5164.86 | 184.6521 | 5349.5121 | 364.1235 | 4985.3886 | 7.4992 | 4977.8894 | 178.9319 | 5156.8213 | 184.443 | 5341.2643 | 363.3749 | 0.74862
2010-06-21 | 19:00 | 4890.9814 | 172.7386 | 5063.72 | 182.0035 | 5245.7235 | 354.7421 | 4890.9814 | 9.1442 | 4881.8372 | 172.0933 | 5053.9305 | 181.7451 | 5235.6756 | 353.8384 | 0.90371
2010-06-21 | 20:00 | 4822.654 | 167.946 | 4990.6 | 180.0647 | 5170.6647 | 348.0106 | 4822.654 | 2.7113 | 4819.9427 | 167.7572 | 4987.6999 | 179.9874 | 5167.6873 | 347.7445 | 0.2661
2010-06-21 | 21:00 | 4713.2664 | 160.4136 | 4873.68 | 176.9225 | 5050.6025 | 337.3361 | 4713.2664 | 0.42943 | 4712.8369 | 160.3844 | 4873.2213 | 176.91 | 5050.1314 | 337.2944 | 0.041657
2010-06-21 | 22:00 | 4714.4835 | 160.4965 | 4874.98 | 176.9577 | 5051.9377 | 337.4542 | 4714.4835 | 0 | 4714.4835 | 160.4965 | 4874.98 | 176.9577 | 5051.9377 | 337.4542 | 0
2010-06-21 | 23:00 | 4449.489 | 142.961 | 4592.45 | 169.1529 | 4761.6029 | 312.1139 | 4449.489 | 0 | 4449.489 | 142.961 | 4592.45 | 169.1529 | 4761.6029 | 312.1139 | 0
2010-06-21 | 24:00 | 4115.5429 | 122.3071 | 4237.85 | 158.9305 | 4396.7805 | 281.2376 | 4115.5429 | 0 | 4115.5429 | 122.3071 | 4237.85 | 158.9305 | 4396.7805 | 281.2376 | 0
2010-06-22 | 1:00 | 3845.838 | 106.802 | 3952.64 | 150.3638 | 4103.0038 | 257.1657 | 3845.838 | 0 | 3845.838 | 106.802 | 3952.64 | 150.3638 | 4103.0038 | 257.1657 | 0
2010-06-22 | 2:00 | 3685.9157 | 98.1043 | 3784.02 | 145.1544 | 3929.1744 | 243.2588 | 3685.9157 | 0 | 3685.9157 | 98.1043 | 3784.02 | 145.1544 | 3929.1744 | 243.2588 | 0
2010-06-22 | 3:00 | 3586.6772 | 92.8928 | 3679.57 | 141.8737 | 3821.4437 | 234.7665 | 3586.6772 | 0 | 3586.6772 | 92.8928 | 3679.57 | 141.8737 | 3821.4437 | 234.7665 | 0
2010-06-22 | 4:00 | 3540.6272 | 90.5228 | 3631.15 | 140.3389 | 3771.4889 | 230.8616 | 3540.6272 | 0 | 3540.6272 | 90.5228 | 3631.15 | 140.3389 | 3771.4889 | 230.8616 | 0
2010-06-22 | 5:00 | 3518.6191 | 89.4009 | 3608.02 | 139.6026 | 3747.6226 | 229.0035 | 3518.6191 | 0 | 3518.6191 | 89.4009 | 3608.02 | 139.6026 | 3747.6226 | 229.0035 | 0
2010-06-22 | 6:00 | 3560.7171 | 91.5529 | 3652.27 | 141.0094 | 3793.2794 | 232.5624 | 3560.7171 | 0.0011945 | 3560.7159 | 91.5529 | 3652.2687 | 141.0094 | 3793.2781 | 232.5623 | 0.00010125
2010-06-22 | 7:00 | 3646.6735 | 96.0265 | 3742.7 | 143.8615 | 3886.5615 | 239.888 | 3646.6735 | 1.7439 | 3644.9296 | 95.9347 | 3740.8643 | 143.8039 | 3884.6682 | 239.7386 | 0.14941
2010-06-22 | 8:00 | 3820.2069 | 105.3831 | 3925.59 | 149.5353 | 4075.1253 | 254.9184 | 3820.2069 | 5.1117 | 3815.0952 | 105.1013 | 3920.1965 | 149.3698 | 4069.5663 | 254.4711 | 0.44734
2010-06-22 | 9:00 | 3922.3937 | 111.0963 | 4033.49 | 152.8234 | 4186.3134 | 263.9197 | 3922.3937 | 13.3751 | 3909.0186 | 110.34 | 4019.3586 | 152.3953 | 4171.7538 | 262.7352 | 1.1845
2010-06-22 | 10:00 | 4071.2419 | 119.6881 | 4190.93 | 157.5423 | 4348.4723 | 277.2304 | 4071.2419 | 23.7009 | 4047.541 | 118.2987 | 4165.8396 | 156.7965 | 4322.6362 | 275.0952 | 2.1352
2010-06-22 | 11:00 | 4153.3835 | 124.5665 | 4277.95 | 160.1103 | 4438.0603 | 284.6768 | 4153.3835 | 26.6204 | 4126.7631 | 122.9749 | 4249.738 | 159.2809 | 4409.0188 | 282.2558 | 2.4211
2010-06-22 | 12:00 | 4266.9389 | 131.4711 | 4398.41 | 163.618 | 4562.028 | 295.089 | 4266.9389 | 35.5421 | 4231.3968 | 129.29 | 4360.6868 | 162.5254 | 4523.2122 | 291.8154 | 3.2737
2010-06-22 | 13:00 | 4319.0011 | 134.6989 | 4453.7 | 165.2096 | 4618.9096 | 299.9085 | 4319.0011 | 38.0296 | 4280.9715 | 132.3372 | 4413.3088 | 164.048 | 4577.3568 | 296.3852 | 3.5233
2010-06-22 | 14:00 | 4375.2215 | 138.2285 | 4513.45 | 166.9166 | 4680.3666 | 305.1451 | 4375.2215 | 36.4746 | 4338.747 | 135.9333 | 4474.6803 | 165.8105 | 4640.4908 | 301.7439 | 3.4012
2010-06-22 | 15:00 | 4395.3752 | 139.5048 | 4534.88 | 167.5256 | 4702.4056 | 307.0304 | 4395.3752 | 33.4547 | 4361.9205 | 137.3893 | 4499.3097 | 166.5139 | 4665.8236 | 303.9031 | 3.1273
2010-06-22 | 16:00 | 4505.1499 | 146.5601 | 4651.71 | 170.8149 | 4822.5249 | 317.3751 | 4505.1499 | 33.417 | 4471.7329 | 144.394 | 4616.1269 | 169.8185 | 4785.9454 | 314.2125 | 3.1625
2010-06-22 | 17:00 | 4632.469 | 154.961 | 4787.43 | 174.5714 | 4962.0014 | 329.5324 | 4632.469 | 27.5339 | 4604.9351 | 153.1244 | 4758.0595 | 173.7644 | 4931.8238 | 326.8888 | 2.6436
2010-06-22 | 18:00 | 4659.2051 | 156.7549 | 4815.96 | 175.3522 | 4991.3122 | 332.107 | 4659.2051 | 17.2857 | 4641.9194 | 155.5939 | 4797.5133 | 174.8477 | 4972.361 | 330.4416 | 1.6655
2010-06-22 | 19:00 | 4586.9119 | 151.9281 | 4738.84 | 173.2345 | 4912.0745 | 325.1626 | 4586.9119 | 9.4534 | 4577.4585 | 151.3025 | 4728.761 | 172.9561 | 4901.7171 | 324.2586 | 0.90401
2010-06-22 | 20:00 | 4542.6029 | 149.0071 | 4691.61 | 171.9265 | 4863.5365 | 320.9336 | 4542.6029 | 2.6396 | 4539.9633 | 148.834 | 4688.7972 | 171.8483 | 4860.6456 | 320.6823 | 0.25129
2010-06-22 | 21:00 | 4533.0584 | 148.3816 | 4681.44 | 171.6437 | 4853.0837 | 320.0253 | 4533.0584 | 0.087499 | 4532.9709 | 148.3758 | 4681.3468 | 171.6412 | 4852.9879 | 320.017 | 0.008322
2010-06-22 | 22:00 | 4519.9175 | 147.5225 | 4667.44 | 171.2539 | 4838.6939 | 318.7764 | 4519.9175 | 0 | 4519.9175 | 147.5225 | 4667.44 | 171.2539 | 4838.6939 | 318.7764 | 0
2010-06-22 | 23:00 | 4343.7434 | 136.2466 | 4479.99 | 165.9623 | 4645.9523 | 302.2089 | 4343.7434 | 0 | 4343.7434 | 136.2466 | 4479.99 | 165.9623 | 4645.9523 | 302.2089 | 0
2010-06-22 | 24:00 | 4100.5617 | 121.4183 | 4221.98 | 158.4619 | 4380.4419 | 279.8801 | 4100.5617 | 0 | 4100.5617 | 121.4183 | 4221.98 | 158.4619 | 4380.4419 | 279.8801 | 0
2010-06-23 | 1:00 | 3903.4066 | 110.0234 | 4013.43 | 152.2154 | 4165.6454 | 262.2388 | 3903.4066 | 0 | 3903.4066 | 110.0234 | 4013.43 | 152.2154 | 4165.6454 | 262.2388 | 0
2010-06-23 | 2:00 | 3752.1483 | 101.6617 | 3853.81 | 147.3235 | 4001.1335 | 248.9852 | 3752.1483 | 0 | 3752.1483 | 101.6617 | 3853.81 | 147.3235 | 4001.1335 | 248.9852 | 0
2010-06-23 | 3:00 | 3683.6274 | 97.9826 | 3781.61 | 145.0792 | 3926.6892 | 243.0618 | 3683.6274 | 0 | 3683.6274 | 97.9826 | 3781.61 | 145.0792 | 3926.6892 | 243.0618 | 0
2010-06-23 | 4:00 | 3625.2485 | 94.9015 | 3720.15 | 143.1532 | 3863.3032 | 238.0547 | 3625.2485 | 0 | 3625.2485 | 94.9015 | 3720.15 | 143.1532 | 3863.3032 | 238.0547 | 0
2010-06-23 | 5:00 | 3604.8438 | 93.8362 | 3698.68 | 142.477 | 3841.157 | 236.3132 | 3604.8438 | 0 | 3604.8438 | 93.8362 | 3698.68 | 142.477 | 3841.157 | 236.3132 | 0
2010-06-23 | 6:00 | 3638.2848 | 95.5852 | 3733.87 | 143.5844 | 3877.4544 | 239.1696 | 3638.2848 | 0 | 3638.2848 | 95.5852 | 3733.87 | 143.5844 | 3877.4544 | 239.1696 | 0
2010-06-23 | 7:00 | 3679.9813 | 97.7887 | 3777.77 | 144.9593 | 3922.7293 | 242.748 | 3679.9813 | 0.48754 | 3679.4938 | 97.7628 | 3777.2565 | 144.9433 | 3922.1998 | 242.706 | 0.041948
2010-06-23 | 8:00 | 3854.5439 | 107.2861 | 3961.83 | 150.6446 | 4112.4746 | 257.9307 | 3854.5439 | 5.3068 | 3849.2371 | 106.9909 | 3956.2279 | 150.4734 | 4106.7014 | 257.4643 | 0.46636
2010-06-23 | 9:00 | 4039.1323 | 117.8077 | 4156.94 | 156.5314 | 4313.4714 | 274.3391 | 4039.1323 | 12.8421 | 4026.2902 | 117.0597 | 4143.3499 | 156.1261 | 4299.476 | 273.1858 | 1.1533
2010-06-23 | 10:00 | 4203.8292 | 127.6108 | 4331.44 | 161.6746 | 4493.1146 | 289.2854 | 4203.8292 | 6.489 | 4197.3402 | 127.2172 | 4324.5573 | 161.474 | 4486.0313 | 288.6911 | 0.59433
2010-06-23 | 11:00 | 4302.3573 | 133.6627 | 4436.02 | 164.7019 | 4600.7219 | 298.3646 | 4302.3573 | 4.5033 | 4297.854 | 133.3831 | 4431.237 | 164.5643 | 4595.8014 | 297.9474 | 0.41722
2010-06-23 | 12:00 | 4421.436 | 141.164 | 4562.6 | 168.3107 | 4730.9107 | 309.4747 | 4421.436 | 13.8609 | 4407.5751 | 140.2803 | 4547.8554 | 167.8934 | 4715.7489 | 308.1738 | 1.3009
2010-06-23 | 13:00 | 4496.718 | 146.012 | 4642.73 | 170.5639 | 4813.2939 | 316.576 | 4496.718 | 7.7437 | 4488.9742 | 145.5096 | 4634.4838 | 170.3332 | 4804.817 | 315.8427 | 0.73322
2010-06-23 | 14:00 | 4568.471 | 150.709 | 4719.18 | 172.6911 | 4891.8711 | 323.4 | 4568.471 | 39.7882 | 4528.6828 | 148.0953 | 4676.7781 | 171.514 | 4848.2921 | 319.6093 | 3.7908
2010-06-23 | 15:00 | 4638.9267 | 155.3933 | 4794.32 | 174.7602 | 4969.0802 | 330.1536 | 4638.9267 | 14.9403 | 4623.9864 | 154.394 | 4778.3804 | 174.3231 | 4952.7035 | 328.7171 | 1.4365
2010-06-23 | 16:00 | 4662.8498 | 157.0002 | 4819.85 | 175.4584 | 4995.3084 | 332.4586 | 4662.8498 | 6.6009 | 4656.2489 | 156.556 | 4812.8049 | 175.266 | 4988.0709 | 331.822 | 0.63662
2010-06-23 | 17:00 | 4759.382 | 163.568 | 4922.95 | 178.2529 | 5101.2029 | 341.8209 | 4759.382 | 6.434 | 4752.9479 | 163.1261 | 4916.074 | 178.0678 | 5094.1418 | 341.1939 | 0.62706
2010-06-23 | 18:00 | 4771.049 | 164.371 | 4935.42 | 178.5881 | 5114.0081 | 342.9591 | 4771.049 | 20.1016 | 4750.9475 | 162.9888 | 4913.9363 | 178.0102 | 5091.9465 | 340.999 | 1.9601
2010-06-23 | 19:00 | 4805.4782 | 166.7518 | 4972.23 | 179.5744 | 5151.8044 | 346.3262 | 4805.4782 | 2.0169 | 4803.4613 | 166.6119 | 4970.0732 | 179.5168 | 5149.5899 | 346.1286 | 0.19759
2010-06-23 | 20:00 | 4764.0415 | 163.8885 | 4927.93 | 178.3868 | 5106.3168 | 342.2753 | 4764.0415 | 3.1435 | 4760.898 | 163.6723 | 4924.5702 | 178.2965 | 5102.8667 | 341.9687 | 0.30658
2010-06-23 | 21:00 | 4737.7551 | 162.0849 | 4899.84 | 177.63 | 5077.47 | 339.7149 | 4737.7551 | 0.1091 | 4737.646 | 162.0774 | 4899.7234 | 177.6268 | 5077.3503 | 339.7043 | 0.010612
2010-06-23 | 22:00 | 4716.7398 | 160.6502 | 4877.39 | 177.023 | 5054.413 | 337.6731 | 4716.7398 | 0 | 4716.7398 | 160.6502 | 4877.39 | 177.023 | 5054.413 | 337.6731 | 0
2010-06-23 | 23:00 | 4440.5714 | 142.3886 | 4582.96 | 168.8855 | 4751.8455 | 311.2741 | 4440.5714 | 0 | 4440.5714 | 142.3886 | 4582.96 | 168.8855 | 4751.8455 | 311.2741 | 0
2010-06-23 | 24:00 | 4156.2136 | 124.7364 | 4280.95 | 160.1983 | 4441.1483 | 284.9347 | 4156.2136 | 0 | 4156.2136 | 124.7364 | 4280.95 | 160.1983 | 4441.1483 | 284.9347 | 0
2010-06-24 | 1:00 | 3926.1129 | 111.3071 | 4037.42 | 152.9424 | 4190.3624 | 264.2495 | 3926.1129 | 0 | 3926.1129 | 111.3071 | 4037.42 | 152.9424 | 4190.3624 | 264.2495 | 0
2010-06-24 | 2:00 | 3772.2748 | 102.7552 | 3875.03 | 147.9794 | 4023.0094 | 250.7347 | 3772.2748 | 0 | 3772.2748 | 102.7552 | 3875.03 | 147.9794 | 4023.0094 | 250.7347 | 0
2010-06-24 | 3:00 | 3680.5036 | 97.8164 | 3778.32 | 144.9765 | 3923.2965 | 242.7929 | 3680.5036 | 0 | 3680.5036 | 97.8164 | 3778.32 | 144.9765 | 3923.2965 | 242.7929 | 0
2010-06-24 | 4:00 | 3686.9411 | 98.1589 | 3785.1 | 145.1882 | 3930.2882 | 243.3471 | 3686.9411 | 0 | 3686.9411 | 98.1589 | 3785.1 | 145.1882 | 3930.2882 | 243.3471 | 0
2010-06-24 | 5:00 | 3789.5419 | 103.6981 | 3893.24 | 148.5409 | 4041.7809 | 252.239 | 3789.5419 | 0 | 3789.5419 | 103.6981 | 3893.24 | 148.5409 | 4041.7809 | 252.239 | 0
2010-06-24 | 6:00 | 4079.4583 | 120.1717 | 4199.63 | 157.8003 | 4357.4303 | 277.9721 | 4079.4583 | 0.00032595 | 4079.4579 | 120.1717 | 4199.6297 | 157.8003 | 4357.43 | 277.972 | 2.9435e-05
2010-06-24 | 7:00 | 4434.2374 | 141.9826 | 4576.22 | 168.6954 | 4744.9154 | 310.678 | 4434.2374 | 1.7714 | 4432.466 | 141.8692 | 4574.3352 | 168.6422 | 4742.9774 | 310.5114 | 0.16661
2010-06-24 | 8:00 | 4774.604 | 164.616 | 4939.22 | 178.6902 | 5117.9102 | 343.3062 | 4774.604 | 5.5121 | 4769.0919 | 164.2361 | 4933.3281 | 178.5319 | 5111.86 | 342.7681 | 0.53812
2010-06-24 | 9:00 | 4927.1847 | 175.3053 | 5102.49 | 183.0234 | 5285.5134 | 358.3287 | 4927.1847 | 12.9686 | 4914.2161 | 174.3837 | 5088.5998 | 182.6586 | 5271.2585 | 357.0423 | 1.2863
2010-06-24 | 10:00 | 5043.7146 | 183.6954 | 5227.41 | 186.2707 | 5413.6807 | 369.9661 | 5043.7146 | 21.0534 | 5022.6612 | 182.1651 | 5204.8263 | 185.688 | 5390.5143 | 367.8531 | 2.1131
2010-06-24 | 11:00 | 5110.1067 | 188.5633 | 5298.67 | 188.0967 | 5486.7667 | 376.6601 | 5110.1067 | 26.8935 | 5083.2132 | 186.5838 | 5269.797 | 187.3592 | 5457.1562 | 373.943 | 2.7171
2010-06-24 | 12:00 | 5166.3528 | 192.7372 | 5359.09 | 189.63 | 5548.72 | 382.3671 | 5166.3528 | 35.6929 | 5130.6599 | 190.0832 | 5320.7431 | 188.6585 | 5509.4016 | 378.7417 | 3.6254
2010-06-24 | 13:00 | 5192.8042 | 194.7158 | 5387.52 | 190.3466 | 5577.8666 | 385.0625 | 5192.8042 | 36.6772 | 5156.127 | 191.9749 | 5348.102 | 189.3522 | 5537.4541 | 381.3271 | 3.7354
2010-06-24 | 14:00 | 5208.6537 | 195.9063 | 5404.56 | 190.7747 | 5595.3347 | 386.681 | 5208.6537 | 39.5699 | 5169.0838 | 192.941 | 5362.0248 | 189.7041 | 5551.7289 | 382.6451 | 4.0359
2010-06-24 | 15:00 | 5203.2407 | 195.4993 | 5398.74 | 190.6286 | 5589.3686 | 386.1279 | 5203.2407 | 37.0848 | 5166.1559 | 192.7225 | 5358.8784 | 189.6246 | 5548.503 | 382.3471 | 3.7808
2010-06-24 | 16:00 | 5115.8803 | 188.9897 | 5304.87 | 188.2547 | 5493.1247 | 377.2444 | 5115.8803 | 33.0972 | 5082.7831 | 186.5523 | 5269.3353 | 187.3474 | 5456.6827 | 373.8996 | 3.3448
2010-06-24 | 17:00 | 5162.4723 | 192.4477 | 5354.92 | 189.5246 | 5544.4446 | 381.9723 | 5162.4723 | 26.7957 | 5135.6765 | 190.4551 | 5326.1317 | 188.7953 | 5514.927 | 379.2505 | 2.7219
2010-06-24 | 18:00 | 5153.2027 | 191.7573 | 5344.96 | 189.2726 | 5534.2326 | 381.0299 | 5153.2027 | 15.7916 | 5137.4111 | 190.5838 | 5327.9949 | 188.8426 | 5516.8375 | 379.4264 | 1.6035
2010-06-24 | 19:00 | 5098.7908 | 187.7292 | 5286.52 | 187.7868 | 5474.3068 | 375.5159 | 5098.7908 | 8.8636 | 5089.9272 | 187.077 | 5277.0043 | 187.5436 | 5464.5478 | 374.6206 | 0.89529
2010-06-24 | 20:00 | 5103.662 | 188.088 | 5291.75 | 187.9203 | 5479.6703 | 376.0083 | 5103.662 | 3.171 | 5100.4909 | 187.8544 | 5288.3453 | 187.8334 | 5476.1787 | 375.6877 | 0.32055
2010-06-24 | 21:00 | 5023.1402 | 182.1998 | 5205.34 | 185.7013 | 5391.0413 | 367.9011 | 5023.1402 | 0.24558 | 5022.8946 | 182.182 | 5205.0766 | 185.6945 | 5390.7711 | 367.8765 | 0.024622
2010-06-24 | 22:00 | 4955.1305 | 177.2995 | 5132.43 | 183.807 | 5316.237 | 361.1065 | 4955.1305 | 0 | 4955.1305 | 177.2995 | 5132.43 | 183.807 | 5316.237 | 361.1065 | 0
2010-06-24 | 23:00 | 4642.4224 | 155.6276 | 4798.05 | 174.8624 | 4972.9124 | 330.49 | 4642.4224 | 0 | 4642.4224 | 155.6276 | 4798.05 | 174.8624 | 4972.9124 | 330.49 | 0
2010-06-24 | 24:00 | 4277.7047 | 132.1353 | 4409.84 | 163.9479 | 4573.7879 | 296.0833 | 4277.7047 | 0 | 4277.7047 | 132.1353 | 4409.84 | 163.9479 | 4573.7879 | 296.0833 | 0
2010-06-25 | 1:00 | 3976.9989 | 114.2111 | 4091.21 | 154.5643 | 4245.7743 | 268.7754 | 3976.9989 | 0 | 3976.9989 | 114.2111 | 4091.21 | 154.5643 | 4245.7743 | 268.7754 | 0
2010-06-25 | 2:00 | 3833.2557 | 106.1043 | 3939.36 | 149.9574 | 4089.3174 | 256.0617 | 3833.2557 | 0 | 3833.2557 | 106.1043 | 3939.36 | 149.9574 | 4089.3174 | 256.0617 | 0
2010-06-25 | 3:00 | 3748.0123 | 101.4377 | 3849.45 | 147.1886 | 3996.6386 | 248.6263 | 3748.0123 | 0 | 3748.0123 | 101.4377 | 3849.45 | 147.1886 | 3996.6386 | 248.6263 | 0
2010-06-25 | 4:00 | 3713.7959 | 99.5941 | 3813.39 | 146.0695 | 3959.4595 | 245.6636 | 3713.7959 | 0 | 3713.7959 | 99.5941 | 3813.39 | 146.0695 | 3959.4595 | 245.6636 | 0
2010-06-25 | 5:00 | 3774.5981 | 102.8819 | 3877.48 | 148.055 | 4025.535 | 250.9369 | 3774.5981 | 0 | 3774.5981 | 102.8819 | 3877.48 | 148.055 | 4025.535 | 250.9369 | 0
2010-06-25 | 6:00 | 3968.9318 | 113.7482 | 4082.68 | 154.3078 | 4236.9878 | 268.056 | 3968.9318 | 0.0013343 | 3968.9304 | 113.7481 | 4082.6786 | 154.3078 | 4236.9864 | 268.0559 | 0.00011893
2010-06-25 | 7:00 | 4410.1178 | 140.4422 | 4550.56 | 167.97 | 4718.53 | 308.4123 | 4410.1178 | 1.5627 | 4408.5551 | 140.3427 | 4548.8978 | 167.923 | 4716.8208 | 308.2657 | 0.14658
2010-06-25 | 8:00 | 4731.9238 | 161.6862 | 4893.61 | 177.4617 | 5071.0717 | 339.1479 | 4731.9238 | 5.1608 | 4726.7631 | 161.3337 | 4888.0968 | 177.3127 | 5065.4094 | 338.6464 | 0.50151
2010-06-25 | 9:00 | 4886.993 | 172.457 | 5059.45 | 181.8909 | 5241.3409 | 354.3478 | 4886.993 | 12.4549 | 4874.5381 | 171.5791 | 5046.1172 | 181.5386 | 5227.6558 | 353.1177 | 1.2302
2010-06-25 | 10:00 | 4932.3658 | 175.6742 | 5108.04 | 183.1689 | 5291.2089 | 358.8431 | 4932.3658 | 15.4075 | 4916.9583 | 174.5784 | 5091.5367 | 182.7358 | 5274.2725 | 357.3142 | 1.5289
2010-06-25 | 11:00 | 5050.4907 | 184.1893 | 5234.68 | 186.4579 | 5421.1379 | 370.6472 | 5050.4907 | 29.3942 | 5021.0964 | 182.0516 | 5203.148 | 185.6446 | 5388.7926 | 367.6962 | 2.951
2010-06-25 | 12:00 | 5165.6735 | 192.6865 | 5358.36 | 189.6115 | 5547.9715 | 382.298 | 5165.6735 | 7.6007 | 5158.0729 | 192.1199 | 5350.1927 | 189.4051 | 5539.5978 | 381.5249 | 0.77308
2010-06-25 | 13:00 | 5295.3016 | 202.4784 | 5497.78 | 193.0972 | 5690.8772 | 395.5757 | 5295.3016 | 15.2828 | 5280.0188 | 201.3114 | 5481.3301 | 192.6898 | 5674.0199 | 394.0011 | 1.5745
2010-06-25 | 14:00 | 5431.1401 | 212.9999 | 5644.14 | 196.6774 | 5840.8174 | 409.6773 | 5431.1401 | 5.483 | 5425.6571 | 212.57 | 5638.2272 | 196.5344 | 5834.7616 | 409.1044 | 0.57292
2010-06-25 | 15:00 | 5525.5227 | 220.4673 | 5745.99 | 199.1211 | 5945.1111 | 419.5884 | 5525.5227 | 9.1818 | 5516.3409 | 219.7352 | 5736.0761 | 198.885 | 5934.961 | 418.6201 | 0.96824
2010-06-25 | 16:00 | 5559.5676 | 223.1924 | 5782.76 | 199.9937 | 5982.7537 | 423.1861 | 5559.5676 | 25.6533 | 5533.9143 | 221.1374 | 5755.0517 | 199.3366 | 5954.3883 | 420.474 | 2.7121
2010-06-25 | 17:00 | 5654.0195 | 230.8405 | 5884.86 | 202.3899 | 6087.2499 | 433.2303 | 5654.0195 | 8.7754 | 5645.2442 | 230.1245 | 5875.3686 | 202.1688 | 6077.5374 | 432.2932 | 0.93709
2010-06-25 | 18:00 | 5754.354 | 239.106 | 5993.46 | 204.8953 | 6198.3553 | 444.0013 | 5754.354 | 3.9521 | 5750.4019 | 238.7777 | 5989.1796 | 204.7974 | 6193.977 | 443.5751 | 0.42623
2010-06-25 | 19:00 | 5722.6791 | 236.4809 | 5959.16 | 204.1088 | 6163.2688 | 440.5898 | 5722.6791 | 2.003 | 5720.6761 | 236.3154 | 5956.9915 | 204.0589 | 6161.0504 | 440.3744 | 0.21539
2010-06-25 | 20:00 | 5702.2079 | 234.7921 | 5937 | 203.5983 | 6140.5983 | 438.3904 | 5702.2079 | 0.84962 | 5701.3583 | 234.7221 | 5936.0804 | 203.5771 | 6139.6575 | 438.2992 | 0.091186
2010-06-25 | 21:00 | 5512.4636 | 219.4264 | 5731.89 | 198.7852 | 5930.6752 | 418.2115 | 5512.4636 | 0 | 5512.4636 | 219.4264 | 5731.89 | 198.7852 | 5930.6752 | 418.2115 | 0
2010-06-25 | 22:00 | 5367.3168 | 208.0232 | 5575.34 | 195.0046 | 5770.3446 | 403.0278 | 5367.3168 | 0 | 5367.3168 | 208.0232 | 5575.34 | 195.0046 | 5770.3446 | 403.0278 | 0
2010-06-25 | 23:00 | 4969.51 | 178.33 | 5147.84 | 184.2091 | 5332.0491 | 362.5391 | 4969.51 | 0 | 4969.51 | 178.33 | 5147.84 | 184.2091 | 5332.0491 | 362.5391 | 0
2010-06-25 | 24:00 | 4523.7286 | 147.7714 | 4671.5 | 171.367 | 4842.867 | 319.1384 | 4523.7286 | 0 | 4523.7286 | 147.7714 | 4671.5 | 171.367 | 4842.867 | 319.1384 | 0
2010-06-26 | 1:00 | 4201.9814 | 127.4986 | 4329.48 | 161.6175 | 4491.0975 | 289.1162 | 4201.9814 | 0 | 4201.9814 | 127.4986 | 4329.48 | 161.6175 | 4491.0975 | 289.1162 | 0
2010-06-26 | 2:00 | 3977.1597 | 114.2203 | 4091.38 | 154.5694 | 4245.9494 | 268.7897 | 3977.1597 | 0 | 3977.1597 | 114.2203 | 4091.38 | 154.5694 | 4245.9494 | 268.7897 | 0
2010-06-26 | 3:00 | 3843.5737 | 106.6763 | 3950.25 | 150.2907 | 4100.5407 | 256.9669 | 3843.5737 | 0 | 3843.5737 | 106.6763 | 3950.25 | 150.2907 | 4100.5407 | 256.9669 | 0
2010-06-26 | 4:00 | 3810.0277 | 104.8223 | 3914.85 | 149.2056 | 4064.0556 | 254.0279 | 3810.0277 | 0 | 3810.0277 | 104.8223 | 3914.85 | 149.2056 | 4064.0556 | 254.0279 | 0
2010-06-26 | 5:00 | 3871.2802 | 108.2198 | 3979.5 | 151.1836 | 4130.6836 | 259.4034 | 3871.2802 | 0 | 3871.2802 | 108.2198 | 3979.5 | 151.1836 | 4130.6836 | 259.4034 | 0
2010-06-26 | 6:00 | 4086.0685 | 120.5615 | 4206.63 | 158.0077 | 4364.6377 | 278.5692 | 4086.0685 | 0 | 4086.0685 | 120.5615 | 4206.63 | 158.0077 | 4364.6377 | 278.5692 | 0
2010-06-26 | 7:00 | 4472.1116 | 144.4184 | 4616.53 | 169.8299 | 4786.3599 | 314.2483 | 4472.1116 | 1.916 | 4470.1956 | 144.2947 | 4614.4903 | 169.7726 | 4784.2629 | 314.0673 | 0.18098
2010-06-26 | 8:00 | 4867.4122 | 171.0778 | 5038.49 | 181.3368 | 5219.8268 | 352.4146 | 4867.4122 | 4.8522 | 4862.5601 | 170.7369 | 5033.2969 | 181.1993 | 5214.4962 | 351.9361 | 0.47844
2010-06-26 | 9:00 | 5117.0443 | 189.0757 | 5306.12 | 188.2865 | 5494.4065 | 377.3622 | 5117.0443 | 6.0595 | 5110.9848 | 188.6282 | 5299.6129 | 188.1208 | 5487.7337 | 376.7489 | 0.6133
2010-06-26 | 10:00 | 5204.8126 | 195.6174 | 5400.43 | 190.6711 | 5591.1011 | 386.2885 | 5204.8126 | 13.4787 | 5191.3338 | 194.6056 | 5385.9394 | 190.3069 | 5576.2463 | 384.9124 | 1.3761
2010-06-26 | 11:00 | 5251.1816 | 199.1184 | 5450.3 | 191.9184 | 5642.2184 | 391.0368 | 5251.1816 | 17.1659 | 5234.0156 | 197.8187 | 5431.8344 | 191.4576 | 5623.292 | 389.2764 | 1.7605
2010-06-26 | 12:00 | 5463.8563 | 215.5737 | 5679.43 | 197.5286 | 5876.9586 | 413.1023 | 5463.8563 | 31.6908 | 5432.1655 | 213.0803 | 5645.2458 | 196.7042 | 5841.95 | 409.7845 | 3.3178
2010-06-26 | 13:00 | 5586.5277 | 225.3623 | 5811.89 | 200.6814 | 6012.5714 | 426.0437 | 5586.5277 | 22.0846 | 5564.4431 | 223.584 | 5788.0272 | 200.1183 | 5988.1454 | 423.7023 | 2.3414
2010-06-26 | 14:00 | 5737.2715 | 237.6885 | 5974.96 | 204.4717 | 6179.4317 | 442.1602 | 5737.2715 | 37.2583 | 5700.0133 | 234.6114 | 5934.6246 | 203.5435 | 6138.1681 | 438.1549 | 4.0053
2010-06-26 | 15:00 | 5791.202 | 242.178 | 6033.38 | 205.8051 | 6239.1851 | 447.9832 | 5791.202 | 25.0735 | 5766.1284 | 240.0855 | 6006.214 | 205.1866 | 6211.4006 | 445.2722 | 2.711
2010-06-26 | 16:00 | 5928.1156 | 253.7644 | 6181.88 | 209.1366 | 6391.0166 | 462.901 | 5928.1156 | 10.2403 | 5917.8753 | 252.8884 | 6170.7637 | 208.8901 | 6379.6538 | 461.7785 | 1.1225
2010-06-26 | 17:00 | 6073.4596 | 266.3604 | 6339.82 | 212.5884 | 6552.4084 | 478.9488 | 6073.4596 | 9.2156 | 6064.244 | 265.5527 | 6329.7966 | 212.3722 | 6542.1688 | 477.9249 | 1.024
2010-06-26 | 18:00 | 6234.9376 | 280.7124 | 6515.65 | 216.3204 | 6731.9704 | 497.0328 | 6234.9376 | 5.4912 | 6229.4464 | 280.2181 | 6509.6645 | 216.1953 | 6725.8598 | 496.4135 | 0.61936
2010-06-26 | 19:00 | 6205.8139 | 278.0961 | 6483.91 | 215.6554 | 6699.5654 | 493.7515 | 6205.8139 | 8.7631 | 6197.0508 | 277.3112 | 6474.3621 | 215.4546 | 6689.8167 | 492.7658 | 0.98563
2010-06-26 | 20:00 | 6190.0178 | 276.6822 | 6466.7 | 215.2932 | 6681.9932 | 491.9754 | 6190.0178 | 0.81293 | 6189.2049 | 276.6095 | 6465.8144 | 215.2745 | 6681.0889 | 491.884 | 0.091336
2010-06-26 | 21:00 | 6003.5926 | 260.2674 | 6263.86 | 210.9401 | 6474.8001 | 471.2075 | 6003.5926 | 0 | 6003.5926 | 260.2674 | 6263.86 | 210.9401 | 6474.8001 | 471.2075 | 0
2010-06-26 | 22:00 | 5790.7036 | 242.1364 | 6032.84 | 205.7928 | 6238.6328 | 447.9292 | 5790.7036 | 0 | 5790.7036 | 242.1364 | 6032.84 | 205.7928 | 6238.6328 | 447.9292 | 0
2010-06-26 | 23:00 | 5395.2648 | 210.1952 | 5605.46 | 195.7391 | 5801.1991 | 405.9344 | 5395.2648 | 0 | 5395.2648 | 210.1952 | 5605.46 | 195.7391 | 5801.1991 | 405.9344 | 0
2010-06-26 | 24:00 | 4928.8184 | 175.4216 | 5104.24 | 183.0693 | 5287.3093 | 358.4908 | 4928.8184 | 0 | 4928.8184 | 175.4216 | 5104.24 | 183.0693 | 5287.3093 | 358.4908 | 0
2010-06-27 | 1:00 | 4583.7887 | 151.7213 | 4735.51 | 173.1426 | 4908.6526 | 324.8639 | 4583.7887 | 0 | 4583.7887 | 151.7213 | 4735.51 | 173.1426 | 4908.6526 | 324.8639 | 0
2010-06-27 | 2:00 | 4313.7109 | 134.3691 | 4448.08 | 165.0483 | 4613.1283 | 299.4174 | 4313.7109 | 0 | 4313.7109 | 134.3691 | 4448.08 | 165.0483 | 4613.1283 | 299.4174 | 0
2010-06-27 | 3:00 | 4145.6282 | 124.1018 | 4269.73 | 159.869 | 4429.599 | 283.9707 | 4145.6282 | 0 | 4145.6282 | 124.1018 | 4269.73 | 159.869 | 4429.599 | 283.9707 | 0
2010-06-27 | 4:00 | 4092.8859 | 120.9641 | 4213.85 | 158.2214 | 4372.0714 | 279.1856 | 4092.8859 | 0 | 4092.8859 | 120.9641 | 4213.85 | 158.2214 | 4372.0714 | 279.1856 | 0
2010-06-27 | 5:00 | 4143.2411 | 123.9589 | 4267.2 | 159.7946 | 4426.9946 | 283.7535 | 4143.2411 | 0 | 4143.2411 | 123.9589 | 4267.2 | 159.7946 | 4426.9946 | 283.7535 | 0
2010-06-27 | 6:00 | 4385.379 | 138.871 | 4524.25 | 167.2237 | 4691.4737 | 306.0947 | 4385.379 | 0 | 4385.379 | 138.871 | 4524.25 | 167.2237 | 4691.4737 | 306.0947 | 0
2010-06-27 | 7:00 | 4801.7003 | 166.4897 | 4968.19 | 179.4664 | 5147.6564 | 345.9561 | 4801.7003 | 0.94018 | 4800.7601 | 166.4245 | 4967.1846 | 179.4395 | 5146.6242 | 345.8641 | 0.092076
2010-06-27 | 8:00 | 5234.0395 | 197.8205 | 5431.86 | 191.4583 | 5623.3183 | 389.2788 | 5234.0395 | 3.4103 | 5230.6292 | 197.5628 | 5428.192 | 191.3666 | 5619.5586 | 388.9294 | 0.34938
2010-06-27 | 9:00 | 5518.8916 | 219.9384 | 5738.83 | 198.9506 | 5937.7806 | 418.889 | 5518.8916 | 7.0554 | 5511.8362 | 219.3764 | 5731.2126 | 198.769 | 5929.9816 | 418.1454 | 0.74359
2010-06-27 | 10:00 | 5730.0126 | 237.0874 | 5967.1 | 204.2913 | 6171.3913 | 441.3787 | 5730.0126 | 20.1926 | 5709.82 | 235.4194 | 5945.2394 | 203.7883 | 6149.0277 | 439.2077 | 2.171
2010-06-27 | 11:00 | 5798.8886 | 242.8214 | 6041.71 | 205.9942 | 6247.7042 | 448.8156 | 5798.8886 | 29.7961 | 5769.0925 | 240.3324 | 6009.425 | 205.2599 | 6214.6849 | 445.5923 | 3.2232
2010-06-27 | 12:00 | 5777.3399 | 241.0201 | 6018.36 | 205.4635 | 6223.8235 | 446.4836 | 5777.3399 | 15.9044 | 5761.4355 | 239.6949 | 6001.1304 | 205.0706 | 6206.201 | 444.7655 | 1.7181
2010-06-27 | 13:00 | 5637.5245 | 229.4955 | 5867.02 | 201.974 | 6068.994 | 431.4695 | 5637.5245 | 6.095 | 5631.4295 | 228.9996 | 5860.429 | 201.8201 | 6062.2491 | 430.8196 | 0.64991
2010-06-27 | 14:00 | 5563.7978 | 223.5322 | 5787.33 | 200.1018 | 5987.4318 | 423.634 | 5563.7978 | 39.4281 | 5524.3697 | 220.3753 | 5744.745 | 199.0915 | 5943.8365 | 419.4667 | 4.1672
2010-06-27 | 15:00 | 5618.5285 | 227.9515 | 5846.48 | 201.4937 | 6047.9737 | 429.4453 | 5618.5285 | 35.0891 | 5583.4394 | 225.1132 | 5808.5526 | 200.6027 | 6009.1553 | 425.7159 | 3.7293
2010-06-27 | 16:00 | 5625.2525 | 228.4975 | 5853.75 | 201.6639 | 6055.4139 | 430.1614 | 5625.2525 | 34.3671 | 5590.8854 | 225.714 | 5816.5995 | 200.7922 | 6017.3917 | 426.5063 | 3.6551
2010-06-27 | 17:00 | 5732.1645 | 237.2655 | 5969.43 | 204.3448 | 6173.7748 | 441.6103 | 5732.1645 | 28.9098 | 5703.2547 | 234.8783 | 5938.1329 | 203.6245 | 6141.7574 | 438.5028 | 3.1075
2010-06-27 | 18:00 | 5870.6791 | 248.8709 | 6119.55 | 207.7484 | 6327.2984 | 456.6193 | 5870.6791 | 19.5458 | 5851.1334 | 247.2164 | 6098.3498 | 207.2729 | 6305.6227 | 454.4893 | 2.1299
2010-06-27 | 19:00 | 5856.6935 | 247.6865 | 6104.38 | 207.4083 | 6311.7883 | 455.0948 | 5856.6935 | 9.5273 | 5847.1662 | 246.8813 | 6094.0475 | 207.1762 | 6301.2237 | 454.0575 | 1.0373
2010-06-27 | 20:00 | 5799.0732 | 242.8368 | 6041.91 | 205.9987 | 6247.9087 | 448.8355 | 5799.0732 | 2.8388 | 5796.2344 | 242.5991 | 6038.8335 | 205.9289 | 6244.7624 | 448.5281 | 0.30749
2010-06-27 | 21:00 | 5691.7577 | 233.9323 | 5925.69 | 203.3371 | 6129.0271 | 437.2693 | 5691.7577 | 0.4352 | 5691.3225 | 233.8965 | 5925.219 | 203.3262 | 6128.5452 | 437.2227 | 0.046663
2010-06-27 | 22:00 | 5566.8616 | 223.7784 | 5790.64 | 200.18 | 5990.82 | 423.9585 | 5566.8616 | 0 | 5566.8616 | 223.7784 | 5790.64 | 200.18 | 5990.82 | 423.9585 | 0
2010-06-27 | 23:00 | 5208.1794 | 195.8706 | 5404.05 | 190.7619 | 5594.8119 | 386.6325 | 5208.1794 | 0 | 5208.1794 | 195.8706 | 5404.05 | 190.7619 | 5594.8119 | 386.6325 | 0
2010-06-27 | 24:00 | 4798.9041 | 166.2959 | 4965.2 | 179.3864 | 5144.5864 | 345.6823 | 4798.9041 | 0 | 4798.9041 | 166.2959 | 4965.2 | 179.3864 | 5144.5864 | 345.6823 | 0
2010-06-28 | 1:00 | 4477.9446 | 144.7954 | 4622.74 | 170.0041 | 4792.7441 | 314.7995 | 4477.9446 | 0 | 4477.9446 | 144.7954 | 4622.74 | 170.0041 | 4792.7441 | 314.7995 | 0
2010-06-28 | 2:00 | 4282.1876 | 132.4124 | 4414.6 | 164.0852 | 4578.6852 | 296.4976 | 4282.1876 | 0 | 4282.1876 | 132.4124 | 4414.6 | 164.0852 | 4578.6852 | 296.4976 | 0
2010-06-28 | 3:00 | 4140.5991 | 123.8009 | 4264.4 | 159.7123 | 4424.1123 | 283.5132 | 4140.5991 | 0 | 4140.5991 | 123.8009 | 4264.4 | 159.7123 | 4424.1123 | 283.5132 | 0
2010-06-28 | 4:00 | 4069.7874 | 119.6026 | 4189.39 | 157.4966 | 4346.8866 | 277.0992 | 4069.7874 | 0 | 4069.7874 | 119.6026 | 4189.39 | 157.4966 | 4346.8866 | 277.0992 | 0
2010-06-28 | 5:00 | 4128.6242 | 123.0858 | 4251.71 | 159.339 | 4411.049 | 282.4248 | 4128.6242 | 0 | 4128.6242 | 123.0858 | 4251.71 | 159.339 | 4411.049 | 282.4248 | 0
2010-06-28 | 6:00 | 4375.9176 | 138.2724 | 4514.19 | 166.9377 | 4681.1277 | 305.2101 | 4375.9176 | 0.0012153 | 4375.9164 | 138.2724 | 4514.1887 | 166.9376 | 4681.1263 | 305.21 | 0.00011357
2010-06-28 | 7:00 | 4752.1488 | 163.0712 | 4915.22 | 178.0448 | 5093.2648 | 341.116 | 4752.1488 | 1.942 | 4750.2068 | 162.938 | 4913.1448 | 177.9888 | 5091.1336 | 340.9268 | 0.18917
2010-06-28 | 8:00 | 5179.0633 | 193.6867 | 5372.75 | 189.9747 | 5562.7247 | 383.6614 | 5179.0633 | 5.3037 | 5173.7596 | 193.2902 | 5367.0498 | 189.8309 | 5556.8808 | 383.1211 | 0.54026
2010-06-28 | 9:00 | 5394.1237 | 210.1063 | 5604.23 | 195.7092 | 5799.9392 | 405.8155 | 5394.1237 | 6.5378 | 5387.5859 | 209.5973 | 5597.1832 | 195.5376 | 5792.7209 | 405.135 | 0.68058
2010-06-28 | 10:00 | 5535.5517 | 221.2683 | 5756.82 | 199.3786 | 5956.1986 | 420.6469 | 5535.5517 | 11.7961 | 5523.7556 | 220.3263 | 5744.0818 | 199.0757 | 5943.1575 | 419.4019 | 1.245
2010-06-28 | 11:00 | 5722.2819 | 236.4481 | 5958.73 | 204.0989 | 6162.8289 | 440.547 | 5722.2819 | 5.4141 | 5716.8678 | 236.0009 | 5952.8687 | 203.9641 | 6156.8328 | 439.965 | 0.58207
2010-06-28 | 12:00 | 5873.6659 | 249.1241 | 6122.79 | 207.8209 | 6330.6109 | 456.9451 | 5873.6659 | 11.4296 | 5862.2363 | 248.1555 | 6110.3918 | 207.5432 | 6317.935 | 455.6988 | 1.2463
2010-06-28 | 13:00 | 5954.8515 | 256.0585 | 6210.91 | 209.7781 | 6420.6881 | 465.8366 | 5954.8515 | 15.645 | 5939.2065 | 254.7148 | 6193.9213 | 209.4031 | 6403.3244 | 464.1179 | 1.7187
2010-06-28 | 14:00 | 6130.3649 | 271.3751 | 6401.74 | 213.916 | 6615.656 | 485.2911 | 6130.3649 | 29.4082 | 6100.9567 | 268.7777 | 6369.7344 | 213.2316 | 6582.966 | 482.0093 | 3.2818
2010-06-28 | 15:00 | 6200.0594 | 277.5806 | 6477.64 | 215.5236 | 6693.1636 | 493.1041 | 6200.0594 | 21.7442 | 6178.3153 | 275.637 | 6453.9522 | 215.0242 | 6668.9764 | 490.6612 | 2.443
2010-06-28 | 16:00 | 6324.5871 | 288.8429 | 6613.43 | 218.3453 | 6831.7753 | 507.1882 | 6324.5871 | 22.1201 | 6302.4669 | 286.826 | 6589.2929 | 217.8488 | 6807.1417 | 504.6748 | 2.5134
2010-06-28 | 17:00 | 6435.9644 | 299.1056 | 6735.07 | 220.8138 | 6955.8838 | 519.9194 | 6435.9644 | 28.8556 | 6407.1088 | 296.4296 | 6703.5383 | 220.1793 | 6923.7176 | 516.6089 | 3.3106
2010-06-28 | 18:00 | 6461.9355 | 301.5245 | 6763.46 | 221.3819 | 6984.8419 | 522.9064 | 6461.9355 | 19.9207 | 6442.0148 | 299.6683 | 6741.6831 | 220.9464 | 6962.6295 | 520.6147 | 2.2917
2010-06-28 | 19:00 | 6369.6833 | 292.9767 | 6662.66 | 219.3511 | 6882.0111 | 512.3277 | 6369.6833 | 9.7701 | 6359.9133 | 292.0786 | 6651.9919 | 219.1339 | 6871.1257 | 511.2125 | 1.1152
2010-06-28 | 20:00 | 6260.2443 | 282.9957 | 6543.24 | 216.8954 | 6760.1354 | 499.8912 | 6260.2443 | 2.9207 | 6257.3236 | 282.7317 | 6540.0553 | 216.8292 | 6756.8845 | 499.561 | 0.33022
2010-06-28 | 21:00 | 6017.1737 | 261.4463 | 6278.62 | 211.2621 | 6489.8821 | 472.7083 | 6017.1737 | 0.45235 | 6016.7214 | 261.407 | 6278.1283 | 211.2514 | 6489.3797 | 472.6583 | 0.05002
2010-06-28 | 22:00 | 5846.9933 | 246.8667 | 6093.86 | 207.172 | 6301.032 | 454.0387 | 5846.9933 | 0 | 5846.9933 | 246.8667 | 6093.86 | 207.172 | 6301.032 | 454.0387 | 0
2010-06-28 | 23:00 | 5462.4381 | 215.4619 | 5677.9 | 197.4918 | 5875.3918 | 412.9536 | 5462.4381 | 0 | 5462.4381 | 215.4619 | 5677.9 | 197.4918 | 5875.3918 | 412.9536 | 0
2010-06-28 | 24:00 | 5010.9346 | 181.3154 | 5192.25 | 185.3627 | 5377.6127 | 366.6781 | 5010.9346 | 0 | 5010.9346 | 181.3154 | 5192.25 | 185.3627 | 5377.6127 | 366.6781 | 0
2010-06-29 | 1:00 | 4635.7307 | 155.1793 | 4790.91 | 174.6668 | 4965.5768 | 329.8461 | 4635.7307 | 0 | 4635.7307 | 155.1793 | 4790.91 | 174.6668 | 4965.5768 | 329.8461 | 0
2010-06-29 | 2:00 | 4378.5793 | 138.4407 | 4517.02 | 167.0182 | 4684.0382 | 305.4589 | 4378.5793 | 0 | 4378.5793 | 138.4407 | 4517.02 | 167.0182 | 4684.0382 | 305.4589 | 0
2010-06-29 | 3:00 | 4201.4628 | 127.4672 | 4328.93 | 161.6015 | 4490.5315 | 289.0687 | 4201.4628 | 0 | 4201.4628 | 127.4672 | 4328.93 | 161.6015 | 4490.5315 | 289.0687 | 0
2010-06-29 | 4:00 | 4086.229 | 120.571 | 4206.8 | 158.0128 | 4364.8128 | 278.5837 | 4086.229 | 0 | 4086.229 | 120.571 | 4206.8 | 158.0128 | 4364.8128 | 278.5837 | 0
2010-06-29 | 5:00 | 4019.9487 | 116.6913 | 4136.64 | 155.9257 | 4292.5657 | 272.6169 | 4019.9487 | 0 | 4019.9487 | 116.6913 | 4136.64 | 155.9257 | 4292.5657 | 272.6169 | 0
2010-06-29 | 6:00 | 4049.4119 | 118.4081 | 4167.82 | 156.8555 | 4324.6755 | 275.2635 | 4049.4119 | 0.0017332 | 4049.4102 | 118.408 | 4167.8182 | 156.8554 | 4324.6736 | 275.2634 | 0.00015596
2010-06-29 | 7:00 | 4175.8898 | 125.9202 | 4301.81 | 160.8094 | 4462.6194 | 286.7296 | 4175.8898 | 1.5416 | 4174.3482 | 125.8272 | 4300.1754 | 160.7616 | 4460.9371 | 286.5889 | 0.14078
2010-06-29 | 8:00 | 4449.8179 | 142.9821 | 4592.8 | 169.1628 | 4761.9628 | 312.1449 | 4449.8179 | 5.1066 | 4444.7113 | 142.6542 | 4587.3654 | 169.0097 | 4756.3751 | 311.6638 | 0.48106
2010-06-29 | 9:00 | 4770.9648 | 164.3652 | 4935.33 | 178.5857 | 5113.9157 | 342.9509 | 4770.9648 | 14.5356 | 4756.4292 | 163.3652 | 4919.7943 | 178.1679 | 5097.9623 | 341.5331 | 1.4178
2010-06-29 | 10:00 | 5058.9063 | 184.8037 | 5243.71 | 186.6901 | 5430.4001 | 371.4938 | 5058.9063 | 24.8312 | 5034.0751 | 182.9939 | 5217.069 | 186.0041 | 5403.0732 | 368.9981 | 2.4957
2010-06-29 | 11:00 | 5351.5752 | 206.8048 | 5558.38 | 194.5894 | 5752.9694 | 401.3942 | 5351.5752 | 31.6556 | 5319.9196 | 204.3655 | 5524.2851 | 193.7516 | 5718.0367 | 398.117 | 3.2772
2010-06-29 | 12:00 | 5554.5873 | 222.7927 | 5777.38 | 199.8663 | 5977.2463 | 422.659 | 5554.5873 | 37.6564 | 5516.931 | 219.7822 | 5736.7131 | 198.9002 | 5935.6133 | 418.6823 | 3.9767
2010-06-29 | 13:00 | 5742.6183 | 238.1317 | 5980.75 | 204.6044 | 6185.3544 | 442.7361 | 5742.6183 | 39.2023 | 5703.416 | 234.8916 | 5938.3076 | 203.6285 | 6141.9361 | 438.5201 | 4.216
2010-06-29 | 14:00 | 5866.1712 | 248.4888 | 6114.66 | 207.6389 | 6322.2989 | 456.1277 | 5866.1712 | 33.5716 | 5832.5996 | 245.6528 | 6078.2524 | 206.8206 | 6285.073 | 452.4734 | 3.6543
2010-06-29 | 15:00 | 6009.583 | 260.787 | 6270.37 | 211.0822 | 6481.4522 | 471.8692 | 6009.583 | 38.0082 | 5971.5748 | 257.4987 | 6229.0735 | 210.1779 | 6439.2514 | 467.6766 | 4.1926
2010-06-29 | 16:00 | 6179.3415 | 275.7285 | 6455.07 | 215.0478 | 6670.1178 | 490.7764 | 6179.3415 | 35.5821 | 6143.7594 | 272.5623 | 6416.3217 | 214.2265 | 6630.5482 | 486.7888 | 3.9875
2010-06-29 | 17:00 | 6312.7383 | 287.7617 | 6600.5 | 218.0796 | 6818.5796 | 505.8412 | 6312.7383 | 27.438 | 6285.3003 | 285.2656 | 6570.5659 | 217.4621 | 6788.028 | 502.7277 | 3.1136
2010-06-29 | 18:00 | 6391.576 | 294.994 | 6686.57 | 219.8363 | 6906.4063 | 514.8303 | 6391.576 | 19.3239 | 6372.252 | 293.213 | 6665.465 | 219.4081 | 6884.8731 | 512.6211 | 2.2092
2010-06-29 | 19:00 | 6376.4688 | 293.6012 | 6670.07 | 219.5017 | 6889.5717 | 513.1029 | 6376.4688 | 9.5437 | 6366.9251 | 292.723 | 6659.648 | 219.2898 | 6878.9378 | 512.0128 | 1.0901
2010-06-29 | 20:00 | 6348.05 | 290.99 | 6639.04 | 218.8696 | 6857.9096 | 509.8596 | 6348.05 | 2.8551 | 6345.1949 | 290.7283 | 6635.9232 | 218.806 | 6854.7291 | 509.5342 | 0.32538
2010-06-29 | 21:00 | 6142.0311 | 272.4089 | 6414.44 | 214.1865 | 6628.6265 | 486.5955 | 6142.0311 | 0.45378 | 6141.5773 | 272.3687 | 6413.946 | 214.176 | 6628.122 | 486.5447 | 0.050761
2010-06-29 | 22:00 | 6006.4452 | 260.5148 | 6266.96 | 211.0078 | 6477.9678 | 471.5226 | 6006.4452 | 0 | 6006.4452 | 260.5148 | 6266.96 | 211.0078 | 6477.9678 | 471.5226 | 0
2010-06-29 | 23:00 | 5661.1009 | 231.4191 | 5892.52 | 202.568 | 6095.088 | 433.9871 | 5661.1009 | 0 | 5661.1009 | 231.4191 | 5892.52 | 202.568 | 6095.088 | 433.9871 | 0
2010-06-29 | 24:00 | 5275.2798 | 200.9502 | 5476.23 | 192.5633 | 5668.7933 | 393.5134 | 5275.2798 | 0 | 5275.2798 | 200.9502 | 5476.23 | 192.5633 | 5668.7933 | 393.5134 | 0
2010-06-30 | 1:00 | 4951.1175 | 177.0125 | 5128.13 | 183.6947 | 5311.8247 | 360.7071 | 4951.1175 | 0 | 4951.1175 | 177.0125 | 5128.13 | 183.6947 | 5311.8247 | 360.7071 | 0
2010-06-30 | 2:00 | 4716.9458 | 160.6642 | 4877.61 | 177.0289 | 5054.6389 | 337.6931 | 4716.9458 | 0 | 4716.9458 | 160.6642 | 4877.61 | 177.0289 | 5054.6389 | 337.6931 | 0
2010-06-30 | 3:00 | 4550.8701 | 149.5499 | 4700.42 | 172.1711 | 4872.5911 | 321.7211 | 4550.8701 | 0 | 4550.8701 | 149.5499 | 4700.42 | 172.1711 | 4872.5911 | 321.7211 | 0
2010-06-30 | 4:00 | 4449.6487 | 142.9713 | 4592.62 | 169.1577 | 4761.7777 | 312.129 | 4449.6487 | 0 | 4449.6487 | 142.9713 | 4592.62 | 169.1577 | 4761.7777 | 312.129 | 0
2010-06-30 | 5:00 | 4396.8797 | 139.6003 | 4536.48 | 167.571 | 4704.051 | 307.1713 | 4396.8797 | 0 | 4396.8797 | 139.6003 | 4536.48 | 167.571 | 4704.051 | 307.1713 | 0
2010-06-30 | 6:00 | 4421.7274 | 141.1826 | 4562.91 | 168.3195 | 4731.2295 | 309.5021 | 4421.7274 | 0.001499 | 4421.7259 | 141.1825 | 4562.9084 | 168.3194 | 4731.2278 | 309.502 | 0.00014081
2010-06-30 | 7:00 | 4486.9891 | 145.3809 | 4632.37 | 170.274 | 4802.644 | 315.6549 | 4486.9891 | 1.5123 | 4485.4768 | 145.2829 | 4630.7597 | 170.2289 | 4800.9886 | 315.5118 | 0.14308
2010-06-30 | 8:00 | 4644.8402 | 155.7898 | 4800.63 | 174.933 | 4975.563 | 330.7228 | 4644.8402 | 5.1795 | 4639.6608 | 155.4425 | 4795.1033 | 174.7817 | 4969.885 | 330.2242 | 0.49858
2010-06-30 | 9:00 | 4654.5015 | 156.4385 | 4810.94 | 175.215 | 4986.155 | 331.6535 | 4654.5015 | 14.3631 | 4640.1384 | 155.4745 | 4795.6129 | 174.7956 | 4970.4085 | 330.2702 | 1.3834
2010-06-30 | 10:00 | 4727.749 | 161.401 | 4889.15 | 177.3412 | 5066.4912 | 338.7422 | 4727.749 | 24.2833 | 4703.4658 | 159.7472 | 4863.213 | 176.6386 | 5039.8516 | 336.3859 | 2.3563
2010-06-30 | 11:00 | 4898.3785 | 173.2615 | 5071.64 | 182.2123 | 5253.8523 | 355.4738 | 4898.3785 | 32.6331 | 4865.7454 | 170.9606 | 5036.706 | 181.2896 | 5217.9956 | 352.2502 | 3.2236
2010-06-30 | 12:00 | 5211.1555 | 196.0945 | 5407.25 | 190.8422 | 5598.0922 | 386.9367 | 5211.1555 | 38.0167 | 5173.1388 | 193.2438 | 5366.3826 | 189.8141 | 5556.1967 | 383.0579 | 3.8788
2010-06-30 | 13:00 | 5364.8295 | 207.8305 | 5572.66 | 194.939 | 5767.599 | 402.7695 | 5364.8295 | 41.121 | 5323.7085 | 204.6567 | 5528.3652 | 193.8521 | 5722.2173 | 398.5087 | 4.2607
2010-06-30 | 14:00 | 5252.5387 | 199.2213 | 5451.76 | 191.9548 | 5643.7148 | 391.1761 | 5252.5387 | 41.5404 | 5210.9982 | 196.0827 | 5407.0809 | 190.838 | 5597.9188 | 386.9206 | 4.2555
2010-06-30 | 15:00 | 5058.4124 | 184.7676 | 5243.18 | 186.6765 | 5429.8565 | 371.4441 | 5058.4124 | 38.9041 | 5019.5083 | 181.9364 | 5201.4447 | 185.6006 | 5387.0453 | 367.537 | 3.907
2010-06-30 | 16:00 | 5053.9111 | 184.4389 | 5238.35 | 186.5523 | 5424.9023 | 370.9912 | 5053.9111 | 35.6934 | 5018.2177 | 181.8429 | 5200.0606 | 185.5648 | 5385.6254 | 367.4077 | 3.5835
2010-06-30 | 17:00 | 5186.0597 | 194.2103 | 5380.27 | 190.1642 | 5570.4342 | 384.3745 | 5186.0597 | 28.8067 | 5157.2529 | 192.0588 | 5349.3117 | 189.3828 | 5538.6945 | 381.4416 | 2.933
2010-06-30 | 18:00 | 5375.7988 | 208.6812 | 5584.48 | 195.2278 | 5779.7078 | 403.909 | 5375.7988 | 19.4355 | 5356.3633 | 207.175 | 5563.5383 | 194.7158 | 5758.2541 | 401.8908 | 2.0182
2010-06-30 | 19:00 | 5517.5208 | 219.8292 | 5737.35 | 198.9153 | 5936.2653 | 418.7445 | 5517.5208 | 9.1691 | 5508.3518 | 219.0991 | 5727.4509 | 198.6792 | 5926.1301 | 417.7784 | 0.96613
2010-06-30 | 20:00 | 5550.8009 | 222.4891 | 5773.29 | 199.7695 | 5973.0595 | 422.2585 | 5550.8009 | 2.8512 | 5547.9498 | 222.2606 | 5770.2103 | 199.6965 | 5969.9068 | 421.957 | 0.3015
2010-06-30 | 21:00 | 5438.0294 | 213.5406 | 5651.57 | 196.857 | 5848.427 | 410.3976 | 5438.0294 | 0.40989 | 5437.6195 | 213.5084 | 5651.1279 | 196.8464 | 5847.9743 | 410.3548 | 0.04287
2010-06-30 | 22:00 | 5362.8341 | 207.6759 | 5570.51 | 194.8864 | 5765.3964 | 402.5623 | 5362.8341 | 0 | 5362.8341 | 207.6759 | 5570.51 | 194.8864 | 5765.3964 | 402.5623 | 0
2010-06-30 | 23:00 | 5055.8216 | 184.5784 | 5240.4 | 186.605 | 5427.005 | 371.1834 | 5055.8216 | 0 | 5055.8216 | 184.5784 | 5240.4 | 186.605 | 5427.005 | 371.1834 | 0
2010-06-30 | 24:00 | 4663.5806 | 157.0494 | 4820.63 | 175.4797 | 4996.1097 | 332.5291 | 4663.5806 | 0 | 4663.5806 | 157.0494 | 4820.63 | 175.4797 | 4996.1097 | 332.5291 | 0
2010-07-01 | 1:00 | 4353.5006 | 136.8594 | 4490.36 | 166.2585 | 4656.6185 | 303.1179 | 4353.5006 | 0 | 4353.5006 | 136.8594 | 4490.36 | 166.2585 | 4656.6185 | 303.1179 | 0
2010-07-01 | 2:00 | 4160.4681 | 124.9919 | 4285.46 | 160.3306 | 4445.7906 | 285.3225 | 4160.4681 | 0 | 4160.4681 | 124.9919 | 4285.46 | 160.3306 | 4445.7906 | 285.3225 | 0
2010-07-01 | 3:00 | 4078.4289 | 120.1111 | 4198.54 | 157.768 | 4356.308 | 277.8791 | 4078.4289 | 0 | 4078.4289 | 120.1111 | 4198.54 | 157.768 | 4356.308 | 277.8791 | 0
2010-07-01 | 4:00 | 4041.4 | 117.94 | 4159.34 | 156.603 | 4315.943 | 274.5429 | 4041.4 | 0 | 4041.4 | 117.94 | 4159.34 | 156.603 | 4315.943 | 274.5429 | 0
2010-07-01 | 5:00 | 4149.5059 | 124.3341 | 4273.84 | 159.9897 | 4433.8297 | 284.3237 | 4149.5059 | 0 | 4149.5059 | 124.3341 | 4273.84 | 159.9897 | 4433.8297 | 284.3237 | 0
2010-07-01 | 6:00 | 4416.3505 | 140.8395 | 4557.19 | 168.1577 | 4725.3477 | 308.9972 | 4416.3505 | 0.00083769 | 4416.3497 | 140.8394 | 4557.1891 | 168.1577 | 4725.3468 | 308.9971 | 7.8639e-05
2010-07-01 | 7:00 | 4884.2281 | 172.2619 | 5056.49 | 181.8127 | 5238.3027 | 354.0746 | 4884.2281 | 1.6183 | 4882.6098 | 172.1478 | 5054.7575 | 181.767 | 5236.5245 | 353.9147 | 0.15989
2010-07-01 | 8:00 | 5201.3061 | 195.3539 | 5396.66 | 190.5764 | 5587.2364 | 385.9303 | 5201.3061 | 5.0061 | 5196.3 | 194.9781 | 5391.278 | 190.4412 | 5581.7192 | 385.4192 | 0.51111
2010-07-01 | 9:00 | 5400.8865 | 210.6335 | 5611.52 | 195.8865 | 5807.4065 | 406.52 | 5400.8865 | 14.1984 | 5386.6881 | 209.5275 | 5596.2156 | 195.514 | 5791.7296 | 405.0415 | 1.4785
2010-07-01 | 10:00 | 5544.6072 | 221.9928 | 5766.6 | 199.6108 | 5966.2108 | 421.6036 | 5544.6072 | 23.7208 | 5520.8864 | 220.0974 | 5740.9838 | 199.0019 | 5939.9857 | 419.0993 | 2.5043
2010-07-01 | 11:00 | 5661.1564 | 231.4236 | 5892.58 | 202.5694 | 6095.1494 | 433.993 | 5661.1564 | 31.5831 | 5629.5733 | 228.8486 | 5858.4219 | 201.7732 | 6060.1951 | 430.6218 | 3.3712
2010-07-01 | 12:00 | 5803.0777 | 243.1723 | 6046.25 | 206.0971 | 6252.3471 | 449.2694 | 5803.0777 | 37.9063 | 5765.1714 | 240.0058 | 6005.1772 | 205.163 | 6210.3402 | 445.1688 | 4.1006
2010-07-01 | 13:00 | 5931.5882 | 254.0618 | 6185.65 | 209.2201 | 6394.8701 | 463.2819 | 5931.5882 | 40.7979 | 5890.7903 | 250.5789 | 6141.3692 | 208.236 | 6349.6053 | 458.8149 | 4.4669
2010-07-01 | 14:00 | 6017.8178 | 261.5022 | 6279.32 | 211.2773 | 6490.5973 | 472.7796 | 6017.8178 | 41.4961 | 5976.3216 | 257.9083 | 6234.2299 | 210.2912 | 6444.5211 | 468.1994 | 4.5801
2010-07-01 | 15:00 | 6005.9483 | 260.4717 | 6266.42 | 210.996 | 6477.416 | 471.4677 | 6005.9483 | 39.5392 | 5966.4091 | 257.0534 | 6223.4625 | 210.0545 | 6433.5171 | 467.108 | 4.3597
2010-07-01 | 16:00 | 6016.7045 | 261.4055 | 6278.11 | 211.251 | 6489.361 | 472.6565 | 6016.7045 | 35.4904 | 5981.2141 | 258.3307 | 6239.5448 | 210.4078 | 6449.9526 | 468.7385 | 3.9179
2010-07-01 | 17:00 | 6034.0455 | 262.9145 | 6296.96 | 211.661 | 6508.621 | 474.5755 | 6034.0455 | 28.6033 | 6005.4422 | 260.4278 | 6265.87 | 210.984 | 6476.854 | 471.4118 | 3.1638
2010-07-01 | 18:00 | 5986.4471 | 258.7829 | 6245.23 | 210.5325 | 6455.7625 | 469.3154 | 5986.4471 | 19.6278 | 5966.8193 | 257.0888 | 6223.9081 | 210.0643 | 6433.9724 | 467.1531 | 2.1623
2010-07-01 | 19:00 | 5890.063 | 250.517 | 6140.58 | 208.2184 | 6348.7984 | 458.7354 | 5890.063 | 9.5491 | 5880.5138 | 249.7054 | 6130.2192 | 207.9871 | 6338.2063 | 457.6925 | 1.043
2010-07-01 | 20:00 | 5753.6892 | 239.0508 | 5992.74 | 204.8789 | 6197.6189 | 443.9296 | 5753.6892 | 2.8318 | 5750.8574 | 238.8155 | 5989.6729 | 204.8087 | 6194.4816 | 443.6242 | 0.30541
2010-07-01 | 21:00 | 5621.6825 | 228.2075 | 5849.89 | 201.5736 | 6051.4636 | 429.7811 | 5621.6825 | 0.39404 | 5621.2884 | 228.1755 | 5849.464 | 201.5636 | 6051.0276 | 429.7392 | 0.041964
2010-07-01 | 22:00 | 5439.4573 | 213.6527 | 5653.11 | 196.8942 | 5850.0042 | 410.547 | 5439.4573 | 0 | 5439.4573 | 213.6527 | 5653.11 | 196.8942 | 5850.0042 | 410.547 | 0
2010-07-01 | 23:00 | 5051.4227 | 184.2573 | 5235.68 | 186.4836 | 5422.1636 | 370.7409 | 5051.4227 | 0 | 5051.4227 | 184.2573 | 5235.68 | 186.4836 | 5422.1636 | 370.7409 | 0
2010-07-01 | 24:00 | 4671.7967 | 157.6033 | 4829.4 | 175.7189 | 5005.1189 | 333.3222 | 4671.7967 | 0 | 4671.7967 | 157.6033 | 4829.4 | 175.7189 | 5005.1189 | 333.3222 | 0
2010-07-02 | 1:00 | 4402.2015 | 139.9385 | 4542.14 | 167.7315 | 4709.8715 | 307.67 | 4402.2015 | 0 | 4402.2015 | 139.9385 | 4542.14 | 167.7315 | 4709.8715 | 307.67 | 0
2010-07-02 | 2:00 | 4193.4958 | 126.9842 | 4320.48 | 161.355 | 4481.835 | 288.3392 | 4193.4958 | 0 | 4193.4958 | 126.9842 | 4320.48 | 161.355 | 4481.835 | 288.3392 | 0
2010-07-02 | 3:00 | 4099.0134 | 121.3266 | 4220.34 | 158.4134 | 4378.7534 | 279.74 | 4099.0134 | 0 | 4099.0134 | 121.3266 | 4220.34 | 158.4134 | 4378.7534 | 279.74 | 0
2010-07-02 | 4:00 | 4056.5539 | 118.8261 | 4175.38 | 157.0804 | 4332.4604 | 275.9065 | 4056.5539 | 0 | 4056.5539 | 118.8261 | 4175.38 | 157.0804 | 4332.4604 | 275.9065 | 0
2010-07-02 | 5:00 | 4144.0997 | 124.0103 | 4268.11 | 159.8214 | 4427.9314 | 283.8317 | 4144.0997 | 0 | 4144.0997 | 124.0103 | 4268.11 | 159.8214 | 4427.9314 | 283.8317 | 0
2010-07-02 | 6:00 | 4375.2592 | 138.2308 | 4513.49 | 166.9178 | 4680.4078 | 305.1486 | 4375.2592 | 0.0010972 | 4375.2581 | 138.2308 | 4513.4888 | 166.9177 | 4680.4066 | 305.1485 | 0.00010252
2010-07-02 | 7:00 | 4805.8803 | 166.7797 | 4972.66 | 179.5859 | 5152.2459 | 346.3656 | 4805.8803 | 1.5313 | 4804.3489 | 166.6735 | 4971.0224 | 179.5421 | 5150.5645 | 346.2156 | 0.15003
2010-07-02 | 8:00 | 5154.2824 | 191.8376 | 5346.12 | 189.302 | 5535.422 | 381.1396 | 5154.2824 | 4.8212 | 5149.4612 | 191.4789 | 5340.9401 | 189.1708 | 5530.111 | 380.6497 | 0.48987
2010-07-02 | 9:00 | 5361.5997 | 207.5803 | 5569.18 | 194.8539 | 5764.0339 | 402.4342 | 5361.5997 | 13.8993 | 5347.7004 | 206.5054 | 5554.2059 | 194.4871 | 5748.693 | 400.9925 | 1.4417
2010-07-02 | 10:00 | 5509.3235 | 219.1765 | 5728.5 | 198.7043 | 5927.2043 | 417.8807 | 5509.3235 | 23.821 | 5485.5025 | 217.2852 | 5702.7878 | 198.0894 | 5900.8771 | 415.3746 | 2.5061
2010-07-02 | 11:00 | 5700.0921 | 234.6179 | 5934.71 | 203.5455 | 6138.2555 | 438.1633 | 5700.0921 | 32.0195 | 5668.0726 | 231.9894 | 5900.062 | 202.7433 | 6102.8053 | 434.7327 | 3.4307
2010-07-02 | 12:00 | 5877.6295 | 249.4605 | 6127.09 | 207.9171 | 6335.0071 | 457.3776 | 5877.6295 | 37.6259 | 5840.0036 | 246.2768 | 6086.2804 | 207.0014 | 6293.2819 | 453.2783 | 4.0993
2010-07-02 | 13:00 | 6032.6381 | 262.7919 | 6295.43 | 211.6278 | 6507.0578 | 474.4197 | 6032.6381 | 41.4017 | 5991.2364 | 259.1972 | 6250.4336 | 210.6464 | 6461.08 | 469.8436 | 4.576
2010-07-02 | 14:00 | 6194.7726 | 277.1074 | 6471.88 | 215.4023 | 6687.2823 | 492.5097 | 6194.7726 | 41.3195 | 6153.4531 | 273.4231 | 6426.8762 | 214.4508 | 6641.327 | 487.8739 | 4.6358
2010-07-02 | 15:00 | 6343.937 | 290.613 | 6634.55 | 218.7779 | 6853.3279 | 509.3909 | 6343.937 | 40.1771 | 6303.7599 | 286.9437 | 6590.7036 | 217.8779 | 6808.5815 | 504.8216 | 4.5693
2010-07-02 | 16:00 | 6430.6849 | 298.6151 | 6729.3 | 220.698 | 6949.998 | 519.3131 | 6430.6849 | 35.2635 | 6395.4214 | 295.3491 | 6690.7705 | 219.9213 | 6910.6918 | 515.2704 | 4.0427
2010-07-02 | 17:00 | 6559.5929 | 310.7071 | 6870.3 | 223.4925 | 7093.7925 | 534.1996 | 6559.5929 | 28.6188 | 6530.9742 | 308.0018 | 6838.976 | 222.8782 | 7061.8542 | 530.88 | 3.3196
2010-07-02 | 18:00 | 6632.4067 | 317.6433 | 6950.05 | 225.0399 | 7175.0899 | 542.6831 | 6632.4067 | 19.31 | 6613.0967 | 315.7963 | 6928.8931 | 224.6317 | 7153.5248 | 540.428 | 2.2551
2010-07-02 | 19:00 | 6626.1005 | 317.0395 | 6943.14 | 224.9067 | 7168.0467 | 541.9462 | 6626.1005 | 9.5432 | 6616.5573 | 316.1269 | 6932.6842 | 224.705 | 7157.3891 | 540.8319 | 1.1143
2010-07-02 | 20:00 | 6559.4559 | 310.6941 | 6870.15 | 223.4896 | 7093.6396 | 534.1837 | 6559.4559 | 3.0276 | 6556.4283 | 310.4073 | 6866.8357 | 223.4247 | 7090.2604 | 533.8321 | 0.35157
2010-07-02 | 21:00 | 6322.2047 | 288.6253 | 6610.83 | 218.2919 | 6829.1219 | 506.9172 | 6322.2047 | 0.23679 | 6321.9679 | 288.6037 | 6610.5716 | 218.2866 | 6828.8582 | 506.8903 | 0.026926
2010-07-02 | 22:00 | 6060.3392 | 265.2108 | 6325.55 | 212.2804 | 6537.8304 | 477.4912 | 6060.3392 | 0 | 6060.3392 | 265.2108 | 6325.55 | 212.2804 | 6537.8304 | 477.4912 | 0
2010-07-02 | 23:00 | 5579.1153 | 224.7647 | 5803.88 | 200.4926 | 6004.3726 | 425.2572 | 5579.1153 | 0 | 5579.1153 | 224.7647 | 5803.88 | 200.4926 | 6004.3726 | 425.2572 | 0
2010-07-02 | 24:00 | 5072.2781 | 185.7819 | 5258.06 | 187.0585 | 5445.1185 | 372.8404 | 5072.2781 | 0 | 5072.2781 | 185.7819 | 5258.06 | 187.0585 | 5445.1185 | 372.8404 | 0
2010-07-03 | 1:00 | 4675.319 | 157.841 | 4833.16 | 175.8214 | 5008.9814 | 333.6624 | 4675.319 | 0 | 4675.319 | 157.841 | 4833.16 | 175.8214 | 5008.9814 | 333.6624 | 0
2010-07-03 | 2:00 | 4415.0438 | 140.7562 | 4555.8 | 168.1184 | 4723.9184 | 308.8745 | 4415.0438 | 0 | 4415.0438 | 140.7562 | 4555.8 | 168.1184 | 4723.9184 | 308.8745 | 0
2010-07-03 | 3:00 | 4216.3009 | 128.3691 | 4344.67 | 162.0599 | 4506.7299 | 290.429 | 4216.3009 | 0 | 4216.3009 | 128.3691 | 4344.67 | 162.0599 | 4506.7299 | 290.429 | 0
2010-07-03 | 4:00 | 4121.9895 | 122.6905 | 4244.68 | 159.1319 | 4403.8119 | 281.8224 | 4121.9895 | 0 | 4121.9895 | 122.6905 | 4244.68 | 159.1319 | 4403.8119 | 281.8224 | 0
2010-07-03 | 5:00 | 4147.3359 | 124.2041 | 4271.54 | 159.9221 | 4431.4621 | 284.1262 | 4147.3359 | 0 | 4147.3359 | 124.2041 | 4271.54 | 159.9221 | 4431.4621 | 284.1262 | 0
2010-07-03 | 6:00 | 4359.3901 | 137.2299 | 4496.62 | 166.4372 | 4663.0572 | 303.6671 | 4359.3901 | 0.00078202 | 4359.3893 | 137.2299 | 4496.6192 | 166.4371 | 4663.0563 | 303.667 | 7.2943e-05
2010-07-03 | 7:00 | 4739.5334 | 162.2066 | 4901.74 | 177.6813 | 5079.4213 | 339.8879 | 4739.5334 | 1.5046 | 4738.0288 | 162.1036 | 4900.1324 | 177.6379 | 5077.7703 | 339.7415 | 0.14636
2010-07-03 | 8:00 | 5107.9274 | 188.4026 | 5296.33 | 188.0371 | 5484.3671 | 376.4396 | 5107.9274 | 4.7435 | 5103.1839 | 188.0528 | 5291.2367 | 187.9072 | 5479.1439 | 375.96 | 0.47969
2010-07-03 | 9:00 | 5368.5418 | 208.1182 | 5576.66 | 195.0368 | 5771.6968 | 403.155 | 5368.5418 | 13.6611 | 5354.8808 | 207.0604 | 5561.9411 | 194.6767 | 5756.6178 | 401.737 | 1.418
2010-07-03 | 10:00 | 5656.5989 | 231.0511 | 5887.65 | 202.4548 | 6090.1048 | 433.5059 | 5656.5989 | 23.5273 | 5633.0716 | 229.1331 | 5862.2047 | 201.8616 | 6064.0663 | 430.9947 | 2.5112
2010-07-03 | 11:00 | 5925.3798 | 253.5302 | 6178.91 | 209.0708 | 6387.9808 | 462.601 | 5925.3798 | 31.6782 | 5893.7016 | 250.8266 | 6144.5282 | 208.3065 | 6352.8347 | 459.1331 | 3.4679
2010-07-03 | 12:00 | 6093.8299 | 268.1501 | 6361.98 | 213.0652 | 6575.0452 | 481.2153 | 6093.8299 | 37.5069 | 6056.323 | 264.8594 | 6321.1824 | 212.186 | 6533.3684 | 477.0454 | 4.1699
2010-07-03 | 13:00 | 6327.1985 | 289.0815 | 6616.28 | 218.4038 | 6834.6838 | 507.4852 | 6327.1985 | 40.7463 | 6286.4523 | 285.3702 | 6571.8224 | 217.4881 | 6789.3105 | 502.8583 | 4.627
2010-07-03 | 14:00 | 6493.0818 | 304.4382 | 6797.52 | 222.0594 | 7019.5794 | 526.4976 | 6493.0818 | 41.0378 | 6452.044 | 300.6021 | 6752.6461 | 221.1659 | 6973.812 | 521.768 | 4.7296
2010-07-03 | 15:00 | 6715.9264 | 325.6936 | 7041.62 | 226.7869 | 7268.4069 | 552.4805 | 6715.9264 | 39.5814 | 6676.345 | 321.8658 | 6998.2109 | 225.9627 | 7224.1735 | 547.8285 | 4.652
2010-07-03 | 16:00 | 6735.5321 | 327.5979 | 7063.13 | 227.1927 | 7290.3227 | 554.7906 | 6735.5321 | 34.5029 | 6701.0291 | 324.2503 | 7025.2794 | 226.4775 | 7251.7569 | 550.7277 | 4.0629
2010-07-03 | 17:00 | 6588.6355 | 313.4645 | 6902.1 | 224.1124 | 7126.2124 | 537.5768 | 6588.6355 | 27.0032 | 6561.6323 | 310.9003 | 6872.5326 | 223.5362 | 7096.0687 | 534.4364 | 3.1404
2010-07-03 | 18:00 | 6521.9032 | 307.1468 | 6829.05 | 222.6827 | 7051.7327 | 529.8296 | 6521.9032 | 11.4503 | 6510.4529 | 306.0693 | 6816.5222 | 222.4355 | 7038.9577 | 528.5048 | 1.3248
2010-07-03 | 19:00 | 6362.9614 | 292.3586 | 6655.32 | 219.2017 | 6874.5217 | 511.5603 | 6362.9614 | 4.3157 | 6358.6457 | 291.9622 | 6650.6079 | 219.1057 | 6869.7136 | 511.0679 | 0.49245
2010-07-03 | 20:00 | 6184.3723 | 276.1777 | 6460.55 | 215.1635 | 6675.7135 | 491.3412 | 6184.3723 | 3.085 | 6181.2873 | 275.9022 | 6457.1896 | 215.0926 | 6672.2822 | 490.9948 | 0.34639
2010-07-03 | 21:00 | 5938.3027 | 254.6373 | 6192.94 | 209.3814 | 6402.3214 | 464.0187 | 5938.3027 | 0.1695 | 5938.1332 | 254.6228 | 6192.756 | 209.3773 | 6402.1333 | 464.0001 | 0.018606
2010-07-03 | 22:00 | 5752.609 | 238.961 | 5991.57 | 204.8521 | 6196.4221 | 443.8131 | 5752.609 | 0 | 5752.609 | 238.961 | 5991.57 | 204.8521 | 6196.4221 | 443.8131 | 0
2010-07-03 | 23:00 | 5393.3351 | 210.0449 | 5603.38 | 195.6885 | 5799.0685 | 405.7334 | 5393.3351 | 0 | 5393.3351 | 210.0449 | 5603.38 | 195.6885 | 5799.0685 | 405.7334 | 0
2010-07-03 | 24:00 | 4996.6097 | 180.2803 | 5176.89 | 184.9645 | 5361.8545 | 365.2448 | 4996.6097 | 0 | 4996.6097 | 180.2803 | 5176.89 | 184.9645 | 5361.8545 | 365.2448 | 0
2010-07-04 | 1:00 | 4654.3516 | 156.4284 | 4810.78 | 175.2107 | 4985.9907 | 331.6391 | 4654.3516 | 0 | 4654.3516 | 156.4284 | 4810.78 | 175.2107 | 4985.9907 | 331.6391 | 0
2010-07-04 | 2:00 | 4421.4454 | 141.1646 | 4562.61 | 168.311 | 4730.921 | 309.4756 | 4421.4454 | 0 | 4421.4454 | 141.1646 | 4562.61 | 168.311 | 4730.921 | 309.4756 | 0
2010-07-04 | 3:00 | 4223.6434 | 128.8166 | 4352.46 | 162.2864 | 4514.7464 | 291.103 | 4223.6434 | 0 | 4223.6434 | 128.8166 | 4352.46 | 162.2864 | 4514.7464 | 291.103 | 0
2010-07-04 | 4:00 | 4110.2947 | 121.9953 | 4232.29 | 158.7664 | 4391.0564 | 280.7618 | 4110.2947 | 0 | 4110.2947 | 121.9953 | 4232.29 | 158.7664 | 4391.0564 | 280.7618 | 0
2010-07-04 | 5:00 | 4061.0409 | 119.0891 | 4180.13 | 157.2216 | 4337.3516 | 276.3107 | 4061.0409 | 0 | 4061.0409 | 119.0891 | 4180.13 | 157.2216 | 4337.3516 | 276.3107 | 0
2010-07-04 | 6:00 | 4112.1259 | 122.1041 | 4234.23 | 158.8237 | 4393.0537 | 280.9277 | 4112.1259 | 0 | 4112.1259 | 122.1041 | 4234.23 | 158.8237 | 4393.0537 | 280.9277 | 0
2010-07-04 | 7:00 | 4161.1662 | 125.0338 | 4286.2 | 160.3523 | 4446.5523 | 285.3861 | 4161.1662 | 0.20916 | 4160.957 | 125.0212 | 4285.9783 | 160.3458 | 4446.3241 | 285.367 | 0.01907
2010-07-04 | 8:00 | 4328.1687 | 135.2713 | 4463.44 | 165.4888 | 4628.9288 | 300.7601 | 4328.1687 | 4.3756 | 4323.793 | 134.9979 | 4458.791 | 165.3556 | 4624.1465 | 300.3535 | 0.40659
2010-07-04 | 9:00 | 4583.4323 | 151.6977 | 4735.13 | 173.1321 | 4908.2621 | 324.8298 | 4583.4323 | 5.7796 | 4577.6527 | 151.3154 | 4728.9681 | 172.9618 | 4901.9299 | 324.2772 | 0.55259
2010-07-04 | 10:00 | 4888.2633 | 172.5467 | 5060.81 | 181.9267 | 5242.7367 | 354.4734 | 4888.2633 | 5.1134 | 4883.1499 | 172.1859 | 5055.3358 | 181.7822 | 5237.118 | 353.9681 | 0.50531
2010-07-04 | 11:00 | 5203.0454 | 195.4846 | 5398.53 | 190.6234 | 5589.1534 | 386.108 | 5203.0454 | 15.4337 | 5187.6117 | 194.3266 | 5381.9383 | 190.2062 | 5572.1444 | 384.5328 | 1.5752
2010-07-04 | 12:00 | 5371.0846 | 208.3154 | 5579.4 | 195.1038 | 5774.5038 | 403.4192 | 5371.0846 | 7.8949 | 5363.1897 | 207.7034 | 5570.8931 | 194.8958 | 5765.7889 | 402.5992 | 0.81991
2010-07-04 | 13:00 | 5482.836 | 217.074 | 5699.91 | 198.0204 | 5897.9304 | 415.0944 | 5482.836 | 14.8342 | 5468.0018 | 215.901 | 5683.9028 | 197.6361 | 5881.5389 | 413.5371 | 1.5573
2010-07-04 | 14:00 | 5397.046 | 210.334 | 5607.38 | 195.7858 | 5803.1658 | 406.1199 | 5397.046 | 11.6115 | 5385.4344 | 209.43 | 5594.8644 | 195.4811 | 5790.3455 | 404.9111 | 1.2088
2010-07-04 | 15:00 | 5372.6065 | 208.4335 | 5581.04 | 195.1438 | 5776.1838 | 403.5773 | 5372.6065 | 28.842 | 5343.7645 | 206.2016 | 5549.9661 | 194.3831 | 5744.3492 | 400.5846 | 2.9926
2010-07-04 | 16:00 | 5397.8623 | 210.3977 | 5608.26 | 195.8072 | 5804.0672 | 406.2049 | 5397.8623 | 10.0011 | 5387.8612 | 209.6188 | 5597.4799 | 195.5448 | 5793.0248 | 405.1636 | 1.0413
2010-07-04 | 17:00 | 5470.3903 | 216.0897 | 5686.48 | 197.6981 | 5884.1781 | 413.7877 | 5470.3903 | 3.8598 | 5466.5306 | 215.7848 | 5682.3154 | 197.598 | 5879.9134 | 413.3828 | 0.40492
2010-07-04 | 18:00 | 5534.6165 | 221.1935 | 5755.81 | 199.3547 | 5955.1647 | 420.5482 | 5534.6165 | 6.8245 | 5527.792 | 220.6484 | 5748.4404 | 199.1794 | 5947.6198 | 419.8278 | 0.72038
2010-07-04 | 19:00 | 5506.7391 | 218.9709 | 5725.71 | 198.6377 | 5924.3477 | 417.6085 | 5506.7391 | 8.2929 | 5498.4462 | 218.3118 | 5716.758 | 198.4238 | 5915.1818 | 416.7356 | 0.87292
2010-07-04 | 20:00 | 5404.3836 | 210.9064 | 5615.29 | 195.9781 | 5811.2681 | 406.8845 | 5404.3836 | 1.4607 | 5402.9229 | 210.7924 | 5613.7153 | 195.9399 | 5809.6552 | 406.7322 | 0.15225
2010-07-04 | 21:00 | 5226.871 | 197.279 | 5424.15 | 191.2655 | 5615.4155 | 388.5445 | 5226.871 | 0 | 5226.871 | 197.279 | 5424.15 | 191.2655 | 5615.4155 | 388.5445 | 0
2010-07-04 | 22:00 | 5072.9676 | 185.8324 | 5258.8 | 187.0774 | 5445.8774 | 372.9099 | 5072.9676 | 0 | 5072.9676 | 185.8324 | 5258.8 | 187.0774 | 5445.8774 | 372.9099 | 0
2010-07-04 | 23:00 | 4813.0615 | 167.2785 | 4980.34 | 179.791 | 5160.131 | 347.0695 | 4813.0615 | 0 | 4813.0615 | 167.2785 | 4980.34 | 179.791 | 5160.131 | 347.0695 | 0
2010-07-04 | 24:00 | 4584.192 | 151.748 | 4735.94 | 173.1544 | 4909.0944 | 324.9024 | 4584.192 | 0 | 4584.192 | 151.748 | 4735.94 | 173.1544 | 4909.0944 | 324.9024 | 0
2010-07-05 | 1:00 | 4316.6385 | 134.5515 | 4451.19 | 165.1376 | 4616.3276 | 299.6891 | 4316.6385 | 0 | 4316.6385 | 134.5515 | 4451.19 | 165.1376 | 4616.3276 | 299.6891 | 0
2010-07-05 | 2:00 | 4097.5689 | 121.2411 | 4218.81 | 158.3682 | 4377.1782 | 279.6093 | 4097.5689 | 0 | 4097.5689 | 121.2411 | 4218.81 | 158.3682 | 4377.1782 | 279.6093 | 0
2010-07-05 | 3:00 | 3945.2265 | 112.3935 | 4057.62 | 153.5527 | 4211.1727 | 265.9462 | 3945.2265 | 0 | 3945.2265 | 112.3935 | 4057.62 | 153.5527 | 4211.1727 | 265.9462 | 0
2010-07-05 | 4:00 | 3866.5827 | 107.9573 | 3974.54 | 151.0324 | 4125.5724 | 258.9897 | 3866.5827 | 0 | 3866.5827 | 107.9573 | 3974.54 | 151.0324 | 4125.5724 | 258.9897 | 0
2010-07-05 | 5:00 | 3909.5216 | 110.3684 | 4019.89 | 152.4114 | 4172.3014 | 262.7798 | 3909.5216 | 0 | 3909.5216 | 110.3684 | 4019.89 | 152.4114 | 4172.3014 | 262.7798 | 0
2010-07-05 | 6:00 | 4025.0617 | 116.9883 | 4142.05 | 156.0873 | 4298.1373 | 273.0756 | 4025.0617 | 0 | 4025.0617 | 116.9883 | 4142.05 | 156.0873 | 4298.1373 | 273.0756 | 0
2010-07-05 | 7:00 | 4275.0299 | 131.9701 | 4407 | 163.866 | 4570.866 | 295.8361 | 4275.0299 | 1.532 | 4273.4979 | 131.8756 | 4405.3735 | 163.8191 | 4569.1925 | 295.6946 | 0.14151
2010-07-05 | 8:00 | 4574.9249 | 151.1351 | 4726.06 | 172.8814 | 4898.9414 | 324.0165 | 4574.9249 | 4.9512 | 4569.9737 | 150.8081 | 4720.7818 | 172.7354 | 4893.5172 | 323.5435 | 0.47297
2010-07-05 | 9:00 | 4819.7932 | 167.7468 | 4987.54 | 179.9831 | 5167.5231 | 347.7299 | 4819.7932 | 13.1601 | 4806.6331 | 166.832 | 4973.4651 | 179.6074 | 5153.0725 | 346.4394 | 1.2905
2010-07-05 | 10:00 | 5102.5164 | 188.0036 | 5290.52 | 187.8889 | 5478.4089 | 375.8925 | 5102.5164 | 21.1717 | 5081.3447 | 186.4467 | 5267.7914 | 187.3078 | 5455.0992 | 373.7545 | 2.138
2010-07-05 | 11:00 | 5315.4944 | 204.0256 | 5519.52 | 193.6341 | 5713.1541 | 397.6598 | 5315.4944 | 17.4321 | 5298.0623 | 202.6896 | 5500.7519 | 193.1707 | 5693.9226 | 395.8603 | 1.7994
2010-07-05 | 12:00 | 5444.779 | 214.071 | 5658.85 | 197.0328 | 5855.8828 | 411.1038 | 5444.779 | 16.3217 | 5428.4573 | 212.7895 | 5641.2468 | 196.6075 | 5837.8543 | 409.397 | 1.7068
2010-07-05 | 13:00 | 5623.7912 | 228.3788 | 5852.17 | 201.6269 | 6053.7969 | 430.0057 | 5623.7912 | 24.0224 | 5599.7688 | 226.4319 | 5826.2007 | 201.018 | 6027.2187 | 427.4499 | 2.5558
2010-07-05 | 14:00 | 5751.1871 | 238.8429 | 5990.03 | 204.8169 | 6194.8469 | 443.6598 | 5751.1871 | 6.6992 | 5744.4879 | 238.2868 | 5982.7747 | 204.6508 | 6187.4255 | 442.9376 | 0.72219
2010-07-05 | 15:00 | 5756.4129 | 239.2771 | 5995.69 | 204.9463 | 6200.6363 | 444.2235 | 5756.4129 | 5.8956 | 5750.5173 | 238.7873 | 5989.3046 | 204.8003 | 6194.1049 | 443.5876 | 0.6359
2010-07-05 | 16:00 | 5730.5944 | 237.1356 | 5967.73 | 204.3057 | 6172.0357 | 441.4413 | 5730.5944 | 4.7047 | 5725.8898 | 236.7464 | 5962.6361 | 204.1887 | 6166.8249 | 440.9351 | 0.50622
2010-07-05 | 17:00 | 5741.9165 | 238.0735 | 5979.99 | 204.587 | 6184.577 | 442.6605 | 5741.9165 | 4.2985 | 5737.618 | 237.7172 | 5975.3352 | 204.4803 | 6179.8155 | 442.1975 | 0.46303
2010-07-05 | 18:00 | 5696.4887 | 234.3213 | 5930.81 | 203.4554 | 6134.2654 | 437.7767 | 5696.4887 | 2.9871 | 5693.5016 | 234.0757 | 5927.5773 | 203.3807 | 6130.9579 | 437.4563 | 0.32038
2010-07-05 | 19:00 | 5541.6259 | 221.7541 | 5763.38 | 199.5344 | 5962.9144 | 421.2886 | 5541.6259 | 1.9603 | 5539.6655 | 221.5973 | 5761.2628 | 199.4842 | 5960.747 | 421.0815 | 0.20712
2010-07-05 | 20:00 | 5335.2268 | 205.5432 | 5540.77 | 194.1572 | 5734.9272 | 399.7004 | 5335.2268 | 0.79063 | 5334.4362 | 205.4823 | 5539.9185 | 194.1363 | 5734.0548 | 399.6186 | 0.081844
2010-07-05 | 21:00 | 5146.5198 | 191.2602 | 5337.78 | 189.0908 | 5526.8708 | 380.351 | 5146.5198 | 0 | 5146.5198 | 191.2602 | 5337.78 | 189.0908 | 5526.8708 | 380.351 | 0
2010-07-05 | 22:00 | 5014.8044 | 181.5956 | 5196.4 | 185.4701 | 5381.8701 | 367.0657 | 5014.8044 | 0 | 5014.8044 | 181.5956 | 5196.4 | 185.4701 | 5381.8701 | 367.0657 | 0
2010-07-05 | 23:00 | 4752.5605 | 163.0995 | 4915.66 | 178.0566 | 5093.7166 | 341.1561 | 4752.5605 | 0 | 4752.5605 | 163.0995 | 4915.66 | 178.0566 | 5093.7166 | 341.1561 | 0
2010-07-05 | 24:00 | 4421.859 | 141.191 | 4563.05 | 168.3234 | 4731.3734 | 309.5145 | 4421.859 | 0 | 4421.859 | 141.191 | 4563.05 | 168.3234 | 4731.3734 | 309.5145 | 0
2010-07-06 | 1:00 | 4135.6641 | 123.5059 | 4259.17 | 159.5585 | 4418.7285 | 283.0645 | 4135.6641 | 0 | 4135.6641 | 123.5059 | 4259.17 | 159.5585 | 4418.7285 | 283.0645 | 0
2010-07-06 | 2:00 | 3978.1715 | 114.2785 | 4092.45 | 154.6016 | 4247.0516 | 268.88 | 3978.1715 | 0 | 3978.1715 | 114.2785 | 4092.45 | 154.6016 | 4247.0516 | 268.88 | 0
2010-07-06 | 3:00 | 3823.0405 | 105.5395 | 3928.58 | 149.627 | 4078.207 | 255.1665 | 3823.0405 | 0 | 3823.0405 | 105.5395 | 3928.58 | 149.627 | 4078.207 | 255.1665 | 0
2010-07-06 | 4:00 | 3767.0303 | 102.4697 | 3869.5 | 147.8087 | 4017.3087 | 250.2784 | 3767.0303 | 0 | 3767.0303 | 102.4697 | 3869.5 | 147.8087 | 4017.3087 | 250.2784 | 0
2010-07-06 | 5:00 | 3719.1676 | 99.8824 | 3819.05 | 146.2455 | 3965.2955 | 246.1279 | 3719.1676 | 0 | 3719.1676 | 99.8824 | 3819.05 | 146.2455 | 3965.2955 | 246.1279 | 0
2010-07-06 | 6:00 | 3770.985 | 102.685 | 3873.67 | 147.9374 | 4021.6074 | 250.6224 | 3770.985 | 0 | 3770.985 | 102.685 | 3873.67 | 147.9374 | 4021.6074 | 250.6224 | 0
2010-07-06 | 7:00 | 3826.6795 | 105.7405 | 3932.42 | 149.7448 | 4082.1648 | 255.4853 | 3826.6795 | 1.6027 | 3825.0767 | 105.652 | 3930.7287 | 149.6929 | 4080.4216 | 255.3449 | 0.1404
2010-07-06 | 8:00 | 3934.989 | 111.811 | 4046.8 | 153.226 | 4200.026 | 265.0369 | 3934.989 | 4.022 | 3930.9671 | 111.5825 | 4042.5496 | 153.0975 | 4195.6471 | 264.68 | 0.35693
2010-07-06 | 9:00 | 4098.5508 | 121.2992 | 4219.85 | 158.3989 | 4378.2489 | 279.6981 | 4098.5508 | 12.7191 | 4085.8317 | 120.5475 | 4206.3792 | 158.0003 | 4364.3795 | 278.5478 | 1.1503
2010-07-06 | 10:00 | 4277.0077 | 132.0923 | 4409.1 | 163.9266 | 4573.0266 | 296.0189 | 4277.0077 | 15.4995 | 4261.5082 | 131.1366 | 4392.6448 | 163.4513 | 4556.0962 | 294.588 | 1.4309
2010-07-06 | 11:00 | 4463.6947 | 143.8753 | 4607.57 | 169.5782 | 4777.1482 | 313.4535 | 4463.6947 | 27.0821 | 4436.6126 | 142.1348 | 4578.7474 | 168.7667 | 4747.5141 | 310.9015 | 2.5521
2010-07-06 | 12:00 | 4645.9742 | 155.8658 | 4801.84 | 174.9661 | 4976.8061 | 330.832 | 4645.9742 | 27.2154 | 4618.7588 | 154.0451 | 4772.8039 | 174.1699 | 4946.9738 | 328.215 | 2.617
2010-07-06 | 13:00 | 4820.1392 | 167.7708 | 4987.91 | 179.993 | 5167.903 | 347.7638 | 4820.1392 | 33.6184 | 4786.5208 | 165.4388 | 4951.9595 | 179.0319 | 5130.9915 | 344.4707 | 3.2931
2010-07-06 | 14:00 | 4965.9084 | 178.0716 | 5143.98 | 184.1084 | 5328.0884 | 362.1801 | 4965.9084 | 16.5314 | 4949.377 | 176.888 | 5126.265 | 183.6459 | 5309.9109 | 360.534 | 1.6461
2010-07-06 | 15:00 | 5073.3496 | 185.8604 | 5259.21 | 187.088 | 5446.298 | 372.9484 | 5073.3496 | 27.6783 | 5045.6712 | 183.838 | 5229.5092 | 186.3248 | 5415.834 | 370.1628 | 2.7856
2010-07-06 | 16:00 | 5123.9254 | 189.5846 | 5313.51 | 188.4746 | 5501.9846 | 378.0592 | 5123.9254 | 30.1266 | 5093.7988 | 187.3617 | 5281.1606 | 187.6498 | 5468.8104 | 375.0116 | 3.0476
2010-07-06 | 17:00 | 5189.9576 | 194.5024 | 5384.46 | 190.2697 | 5574.7297 | 384.7721 | 5189.9576 | 23.4243 | 5166.5333 | 192.7506 | 5359.284 | 189.6349 | 5548.9188 | 382.3855 | 2.3865
2010-07-06 | 18:00 | 5241.0864 | 198.3536 | 5439.44 | 191.6476 | 5631.0876 | 390.0011 | 5241.0864 | 16.8331 | 5224.2533 | 197.0815 | 5421.3348 | 191.1951 | 5612.5299 | 388.2766 | 1.7246
2010-07-06 | 19:00 | 5269.2769 | 200.4931 | 5469.77 | 192.4028 | 5662.1728 | 392.8959 | 5269.2769 | 8.4217 | 5260.8552 | 199.8527 | 5460.7079 | 192.1775 | 5652.8855 | 392.0303 | 0.86566
2010-07-06 | 20:00 | 5227.9403 | 197.3597 | 5425.3 | 191.2943 | 5616.5943 | 388.654 | 5227.9403 | 3.0609 | 5224.8793 | 197.1287 | 5422.008 | 191.2119 | 5613.22 | 388.3406 | 0.3134
2010-07-06 | 21:00 | 5087.259 | 186.881 | 5274.14 | 187.4703 | 5461.6103 | 374.3513 | 5087.259 | 0.28736 | 5086.9717 | 186.8598 | 5273.8315 | 187.4624 | 5461.294 | 374.3223 | 0.029004
2010-07-06 | 22:00 | 5026.2449 | 182.4251 | 5208.67 | 185.7873 | 5394.4573 | 368.2124 | 5026.2449 | 0 | 5026.2449 | 182.4251 | 5208.67 | 185.7873 | 5394.4573 | 368.2124 | 0
2010-07-06 | 23:00 | 4782.7517 | 165.1783 | 4947.93 | 178.9239 | 5126.8539 | 344.1022 | 4782.7517 | 0 | 4782.7517 | 165.1783 | 4947.93 | 178.9239 | 5126.8539 | 344.1022 | 0
2010-07-06 | 24:00 | 4456.9022 | 143.4378 | 4600.34 | 169.375 | 4769.715 | 312.8127 | 4456.9022 | 0 | 4456.9022 | 143.4378 | 4600.34 | 169.375 | 4769.715 | 312.8127 | 0
2010-07-07 | 1:00 | 4179.5585 | 126.1415 | 4305.7 | 160.9232 | 4466.6232 | 287.0648 | 4179.5585 | 0 | 4179.5585 | 126.1415 | 4305.7 | 160.9232 | 4466.6232 | 287.0648 | 0
2010-07-07 | 2:00 | 3960.1449 | 113.2451 | 4073.39 | 154.0282 | 4227.4182 | 267.2733 | 3960.1449 | 0 | 3960.1449 | 113.2451 | 4073.39 | 154.0282 | 4227.4182 | 267.2733 | 0
2010-07-07 | 3:00 | 3812.9755 | 104.9845 | 3917.96 | 149.3011 | 4067.2611 | 254.2857 | 3812.9755 | 0 | 3812.9755 | 104.9845 | 3917.96 | 149.3011 | 4067.2611 | 254.2857 | 0
2010-07-07 | 4:00 | 3704.0386 | 99.0714 | 3803.11 | 145.7496 | 3948.8596 | 244.821 | 3704.0386 | 0 | 3704.0386 | 99.0714 | 3803.11 | 145.7496 | 3948.8596 | 244.821 | 0
2010-07-07 | 5:00 | 3659.2405 | 96.6895 | 3755.93 | 144.2762 | 3900.2062 | 240.9657 | 3659.2405 | 0 | 3659.2405 | 96.6895 | 3755.93 | 144.2762 | 3900.2062 | 240.9657 | 0
2010-07-07 | 6:00 | 3622.4452 | 94.7548 | 3717.2 | 143.0604 | 3860.2604 | 237.8152 | 3622.4452 | 0.00025961 | 3622.445 | 94.7547 | 3717.1997 | 143.0604 | 3860.2601 | 237.8151 | 2.2178e-05
2010-07-07 | 7:00 | 3681.4056 | 97.8644 | 3779.27 | 145.0061 | 3924.2761 | 242.8705 | 3681.4056 | 1.4581 | 3679.9475 | 97.7869 | 3777.7344 | 144.9582 | 3922.6926 | 242.7451 | 0.12547
2010-07-07 | 8:00 | 3796.1689 | 104.0611 | 3900.23 | 148.7561 | 4048.9861 | 252.8172 | 3796.1689 | 4.6126 | 3791.5563 | 103.8084 | 3895.3647 | 148.6063 | 4043.971 | 252.4147 | 0.40249
2010-07-07 | 9:00 | 3947.5255 | 112.5245 | 4060.05 | 153.6261 | 4213.6761 | 266.1506 | 3947.5255 | 13.6196 | 3933.9059 | 111.7494 | 4045.6553 | 153.1914 | 4198.8467 | 264.9408 | 1.2098
2010-07-07 | 10:00 | 4156.2891 | 124.7409 | 4281.03 | 160.2007 | 4441.2307 | 284.9416 | 4156.2891 | 20.3136 | 4135.9755 | 123.5245 | 4259.5 | 159.5682 | 4419.0683 | 283.0928 | 1.8488
2010-07-07 | 11:00 | 4428.3915 | 141.6085 | 4570 | 168.5198 | 4738.5198 | 310.1283 | 4428.3915 | 19.8116 | 4408.5799 | 140.3443 | 4548.9242 | 167.9237 | 4716.8479 | 308.268 | 1.8603
2010-07-07 | 12:00 | 4699.5862 | 159.4838 | 4859.07 | 176.5262 | 5035.5962 | 336.01 | 4699.5862 | 16.5812 | 4683.005 | 158.3604 | 4841.3654 | 176.0449 | 5017.4103 | 334.4053 | 1.6047
2010-07-07 | 13:00 | 4945.6577 | 176.6223 | 5122.28 | 183.5417 | 5305.8217 | 360.164 | 4945.6577 | 20.9153 | 4924.7424 | 175.1315 | 5099.874 | 182.9547 | 5282.8287 | 358.0863 | 2.0777
2010-07-07 | 14:00 | 5090.5194 | 187.1206 | 5277.64 | 187.5598 | 5465.1998 | 374.6804 | 5090.5194 | 5.9589 | 5084.5605 | 186.6827 | 5271.2432 | 187.3962 | 5458.6394 | 374.079 | 0.60147
2010-07-07 | 15:00 | 5235.7966 | 197.9534 | 5433.75 | 191.5055 | 5625.2555 | 389.4589 | 5235.7966 | 5.2003 | 5230.5963 | 197.5603 | 5428.1566 | 191.3657 | 5619.5224 | 388.9261 | 0.53281
2010-07-07 | 16:00 | 5402.4728 | 210.7572 | 5613.23 | 195.9281 | 5809.1581 | 406.6853 | 5402.4728 | 4.6611 | 5397.8117 | 210.3937 | 5608.2054 | 195.8059 | 5804.0113 | 406.1997 | 0.48567
2010-07-07 | 17:00 | 5584.9268 | 225.2332 | 5810.16 | 200.6406 | 6010.8006 | 425.8738 | 5584.9268 | 3.8647 | 5581.0622 | 224.9215 | 5805.9837 | 200.5422 | 6006.5259 | 425.4637 | 0.41003
2010-07-07 | 18:00 | 5795.5575 | 242.5425 | 6038.1 | 205.9123 | 6244.0123 | 448.4548 | 5795.5575 | 2.9629 | 5792.5946 | 242.2945 | 6034.8891 | 205.8394 | 6240.7285 | 448.1339 | 0.32083
2010-07-07 | 19:00 | 5871.813 | 248.967 | 6120.78 | 207.776 | 6328.556 | 456.7429 | 5871.813 | 3.0018 | 5868.8112 | 248.7125 | 6117.5238 | 207.703 | 6325.2268 | 456.4156 | 0.3274
2010-07-07 | 20:00 | 5857.5602 | 247.7598 | 6105.32 | 207.4294 | 6312.7494 | 455.1893 | 5857.5602 | 0.90514 | 5856.655 | 247.6832 | 6104.3383 | 207.4074 | 6311.7457 | 455.0907 | 0.098599
2010-07-07 | 21:00 | 5689.2073 | 233.7227 | 5922.93 | 203.2732 | 6126.2032 | 436.9959 | 5689.2073 | 0 | 5689.2073 | 233.7227 | 5922.93 | 203.2732 | 6126.2032 | 436.9959 | 0
2010-07-07 | 22:00 | 5554.0874 | 222.7526 | 5776.84 | 199.8536 | 5976.6936 | 422.6062 | 5554.0874 | 0 | 5554.0874 | 222.7526 | 5776.84 | 199.8536 | 5976.6936 | 422.6062 | 0
2010-07-07 | 23:00 | 5224.9369 | 197.1331 | 5422.07 | 191.2135 | 5613.2835 | 388.3465 | 5224.9369 | 0 | 5224.9369 | 197.1331 | 5422.07 | 191.2135 | 5613.2835 | 388.3465 | 0
2010-07-07 | 24:00 | 4799.4465 | 166.3335 | 4965.78 | 179.402 | 5145.182 | 345.7354 | 4799.4465 | 0 | 4799.4465 | 166.3335 | 4965.78 | 179.402 | 5145.182 | 345.7354 | 0
2010-07-08 | 1:00 | 4489.7877 | 145.5623 | 4635.35 | 170.3574 | 4805.7074 | 315.9197 | 4489.7877 | 0 | 4489.7877 | 145.5623 | 4635.35 | 170.3574 | 4805.7074 | 315.9197 | 0
2010-07-08 | 2:00 | 4265.9405 | 131.4095 | 4397.35 | 163.5873 | 4560.9373 | 294.9969 | 4265.9405 | 0 | 4265.9405 | 131.4095 | 4397.35 | 163.5873 | 4560.9373 | 294.9969 | 0
2010-07-08 | 3:00 | 4120.1867 | 122.5833 | 4242.77 | 159.0756 | 4401.8456 | 281.6588 | 4120.1867 | 0 | 4120.1867 | 122.5833 | 4242.77 | 159.0756 | 4401.8456 | 281.6588 | 0
2010-07-08 | 4:00 | 4044.5841 | 118.1259 | 4162.71 | 156.7034 | 4319.4134 | 274.8292 | 4044.5841 | 0 | 4044.5841 | 118.1259 | 4162.71 | 156.7034 | 4319.4134 | 274.8292 | 0
2010-07-08 | 5:00 | 4127.6993 | 123.0307 | 4250.73 | 159.3101 | 4410.0401 | 282.3408 | 4127.6993 | 0 | 4127.6993 | 123.0307 | 4250.73 | 159.3101 | 4410.0401 | 282.3408 | 0
2010-07-08 | 6:00 | 4368.5432 | 137.8068 | 4506.35 | 166.7145 | 4673.0645 | 304.5213 | 4368.5432 | 0.00028072 | 4368.5429 | 137.8068 | 4506.3497 | 166.7145 | 4673.0642 | 304.5212 | 2.6211e-05
2010-07-08 | 7:00 | 4812.5285 | 167.2415 | 4979.77 | 179.7758 | 5159.5458 | 347.0173 | 4812.5285 | 1.4507 | 4811.0778 | 167.1407 | 4978.2185 | 179.7344 | 5157.9529 | 346.875 | 0.14223
2010-07-08 | 8:00 | 5244.6655 | 198.6245 | 5443.29 | 191.7436 | 5635.0336 | 390.3682 | 5244.6655 | 4.4489 | 5240.2165 | 198.2877 | 5438.5043 | 191.6242 | 5630.1285 | 389.9119 | 0.45625
2010-07-08 | 9:00 | 5503.6914 | 218.7286 | 5722.42 | 198.5591 | 5920.9791 | 417.2876 | 5503.6914 | 13.5096 | 5490.1819 | 217.6561 | 5707.8379 | 198.2103 | 5906.0483 | 415.8664 | 1.4212
2010-07-08 | 10:00 | 5691.7208 | 233.9292 | 5925.65 | 203.3361 | 6128.9861 | 437.2654 | 5691.7208 | 22.8788 | 5668.8419 | 232.0524 | 5900.8943 | 202.7626 | 6103.6569 | 434.815 | 2.4504
2010-07-08 | 11:00 | 5968.6256 | 257.2444 | 6225.87 | 210.1075 | 6435.9775 | 467.3519 | 5968.6256 | 31.4353 | 5937.1902 | 254.5419 | 6191.7321 | 209.3547 | 6401.0868 | 463.8966 | 3.4554
2010-07-08 | 12:00 | 6165.7528 | 274.5172 | 6440.27 | 214.7348 | 6655.0048 | 489.252 | 6165.7528 | 35.9637 | 6129.7891 | 271.3241 | 6401.1132 | 213.9027 | 6615.0158 | 485.2268 | 4.0252
2010-07-08 | 13:00 | 6394.002 | 295.218 | 6689.22 | 219.8899 | 6909.1099 | 515.1079 | 6394.002 | 38.7676 | 6355.2343 | 291.649 | 6646.8833 | 219.0297 | 6865.9131 | 510.6787 | 4.4292
2010-07-08 | 14:00 | 6529.3969 | 307.8531 | 6837.25 | 222.8442 | 7060.0942 | 530.6973 | 6529.3969 | 41.2641 | 6488.1329 | 303.9743 | 6792.1071 | 221.952 | 7014.0592 | 525.9263 | 4.771
2010-07-08 | 15:00 | 6644.2877 | 318.7823 | 6963.07 | 225.2902 | 7188.3602 | 544.0725 | 6644.2877 | 39.2388 | 6605.0489 | 315.0282 | 6920.0771 | 224.4611 | 7144.5383 | 539.4893 | 4.5832
2010-07-08 | 16:00 | 6726.3998 | 326.7102 | 7053.11 | 227.0039 | 7280.1139 | 553.7141 | 6726.3998 | 32.9524 | 6693.4474 | 323.517 | 7016.9643 | 226.3196 | 7243.2839 | 549.8366 | 3.8775
2010-07-08 | 17:00 | 6772.3143 | 331.1857 | 7103.5 | 227.9496 | 7331.4496 | 559.1352 | 6772.3143 | 23.8687 | 6748.4457 | 328.8553 | 7077.301 | 227.4591 | 7304.76 | 556.3144 | 2.8209
2010-07-08 | 18:00 | 6832.6835 | 337.1165 | 7169.8 | 229.1792 | 7398.9792 | 566.2957 | 6832.6835 | 13.8567 | 6818.8268 | 335.7505 | 7154.5773 | 228.8984 | 7383.4757 | 564.6489 | 1.6468
2010-07-08 | 19:00 | 6789.7653 | 332.8947 | 7122.66 | 228.3066 | 7350.9666 | 561.2013 | 6789.7653 | 9.6412 | 6780.1241 | 331.95 | 7112.0741 | 228.1095 | 7340.1836 | 560.0595 | 1.1418
2010-07-08 | 20:00 | 6651.8697 | 319.5103 | 6971.38 | 225.4496 | 7196.8296 | 544.9599 | 6651.8697 | 0.77162 | 6651.0981 | 319.4361 | 6970.5343 | 225.4334 | 7195.9677 | 544.8696 | 0.090338
2010-07-08 | 21:00 | 6416.7112 | 297.3188 | 6714.03 | 220.3908 | 6934.4208 | 517.7096 | 6416.7112 | 0.26075 | 6416.4505 | 297.2946 | 6713.7451 | 220.3851 | 6934.1302 | 517.6797 | 0.029903
2010-07-08 | 22:00 | 6222.0471 | 279.5529 | 6501.6 | 216.0265 | 6717.6265 | 495.5794 | 6222.0471 | 0 | 6222.0471 | 279.5529 | 6501.6 | 216.0265 | 6717.6265 | 495.5794 | 0
2010-07-08 | 23:00 | 5744.2804 | 238.2696 | 5982.55 | 204.6456 | 6187.1956 | 442.9152 | 5744.2804 | 0 | 5744.2804 | 238.2696 | 5982.55 | 204.6456 | 6187.1956 | 442.9152 | 0
2010-07-08 | 24:00 | 5288.4641 | 201.9559 | 5490.42 | 192.9151 | 5683.3351 | 394.8709 | 5288.4641 | 0 | 5288.4641 | 201.9559 | 5490.42 | 192.9151 | 5683.3351 | 394.8709 | 0
2010-07-09 | 1:00 | 4891.6446 | 172.7854 | 5064.43 | 182.0223 | 5246.4523 | 354.8077 | 4891.6446 | 0 | 4891.6446 | 172.7854 | 5064.43 | 182.0223 | 5246.4523 | 354.8077 | 0
2010-07-09 | 2:00 | 4656.0663 | 156.5437 | 4812.61 | 175.2607 | 4987.8707 | 331.8044 | 4656.0663 | 0 | 4656.0663 | 156.5437 | 4812.61 | 175.2607 | 4987.8707 | 331.8044 | 0
2010-07-09 | 3:00 | 4482.3308 | 145.0792 | 4627.41 | 170.135 | 4797.545 | 315.2142 | 4482.3308 | 0 | 4482.3308 | 145.0792 | 4627.41 | 170.135 | 4797.545 | 315.2142 | 0
2010-07-09 | 4:00 | 4369.3804 | 137.8596 | 4507.24 | 166.7398 | 4673.9798 | 304.5994 | 4369.3804 | 0 | 4369.3804 | 137.8596 | 4507.24 | 166.7398 | 4673.9798 | 304.5994 | 0
2010-07-09 | 5:00 | 4434.2092 | 141.9808 | 4576.19 | 168.6946 | 4744.8846 | 310.6754 | 4434.2092 | 0 | 4434.2092 | 141.9808 | 4576.19 | 168.6946 | 4744.8846 | 310.6754 | 0
2010-07-09 | 6:00 | 4636.1806 | 155.2094 | 4791.39 | 174.6799 | 4966.0699 | 329.8894 | 4636.1806 | 0.00078804 | 4636.1798 | 155.2094 | 4791.3892 | 174.6799 | 4966.0691 | 329.8893 | 7.5807e-05
2010-07-09 | 7:00 | 5050.6398 | 184.2002 | 5234.84 | 186.462 | 5421.302 | 370.6622 | 5050.6398 | 1.3147 | 5049.325 | 184.1043 | 5233.4294 | 186.4257 | 5419.8551 | 370.53 | 0.13219
2010-07-09 | 8:00 | 5452.5662 | 214.6838 | 5667.25 | 197.2354 | 5864.4854 | 411.9191 | 5452.5662 | 4.624 | 5447.9422 | 214.3198 | 5662.262 | 197.1151 | 5859.3772 | 411.4349 | 0.48421
2010-07-09 | 9:00 | 5649.9054 | 230.5046 | 5880.41 | 202.2862 | 6082.6962 | 432.7909 | 5649.9054 | 13.4647 | 5636.4406 | 229.4073 | 5865.8479 | 201.9466 | 6067.7946 | 431.3539 | 1.4369
2010-07-09 | 10:00 | 5790.6667 | 242.1333 | 6032.8 | 205.7919 | 6238.5919 | 447.9252 | 5790.6667 | 22.8905 | 5767.7762 | 240.2228 | 6007.999 | 205.2274 | 6213.2264 | 445.4501 | 2.4751
2010-07-09 | 11:00 | 5915.3107 | 252.6693 | 6167.98 | 208.8283 | 6376.8083 | 461.4976 | 5915.3107 | 30.9458 | 5884.3649 | 250.0325 | 6134.3974 | 208.0804 | 6342.4779 | 458.113 | 3.3846
2010-07-09 | 12:00 | 6024.405 | 262.075 | 6286.48 | 211.4332 | 6497.9132 | 473.5083 | 6024.405 | 36.9066 | 5987.4984 | 258.8738 | 6246.3722 | 210.5575 | 6456.9297 | 469.4313 | 4.0769
2010-07-09 | 13:00 | 6148.938 | 273.022 | 6421.96 | 214.3464 | 6636.3064 | 487.3684 | 6148.938 | 38.9912 | 6109.9468 | 269.5704 | 6379.5172 | 213.4412 | 6592.9585 | 483.0116 | 4.3567
2010-07-09 | 14:00 | 6270.8725 | 283.9575 | 6554.83 | 217.1361 | 6771.9661 | 501.0936 | 6270.8725 | 40.3257 | 6230.5468 | 280.3172 | 6510.864 | 216.2204 | 6727.0844 | 496.5375 | 4.556
2010-07-09 | 15:00 | 6275.8606 | 284.4094 | 6560.27 | 217.2489 | 6777.5189 | 501.6583 | 6275.8606 | 38.8126 | 6237.048 | 280.9024 | 6517.9505 | 216.3685 | 6734.319 | 497.2709 | 4.3874
2010-07-09 | 16:00 | 6218.3769 | 279.2231 | 6497.6 | 215.9427 | 6713.5427 | 495.1659 | 6218.3769 | 35.091 | 6183.2858 | 276.0807 | 6459.3665 | 215.1385 | 6674.505 | 491.2192 | 3.9467
2010-07-09 | 17:00 | 6191.0551 | 276.7749 | 6467.83 | 215.317 | 6683.147 | 492.0919 | 6191.0551 | 27.8929 | 6163.1622 | 274.2866 | 6437.4487 | 214.675 | 6652.1238 | 488.9616 | 3.1303
2010-07-09 | 18:00 | 6209.1912 | 278.3988 | 6487.59 | 215.7327 | 6703.3227 | 494.1315 | 6209.1912 | 17.5106 | 6191.6806 | 276.8308 | 6468.5114 | 215.3314 | 6683.8428 | 492.1622 | 1.9693
2010-07-09 | 19:00 | 6246.716 | 281.774 | 6528.49 | 216.5884 | 6745.0784 | 498.3624 | 6246.716 | 9.3033 | 6237.4127 | 280.9353 | 6518.348 | 216.3768 | 6734.7248 | 497.3121 | 1.0503
2010-07-09 | 20:00 | 6220.4598 | 279.4102 | 6499.87 | 215.9903 | 6715.8603 | 495.4005 | 6220.4598 | 3.4695 | 6216.9903 | 279.0986 | 6496.0889 | 215.911 | 6712 | 495.0097 | 0.39085
2010-07-09 | 21:00 | 6076.4199 | 266.6201 | 6343.04 | 212.6578 | 6555.6978 | 479.2779 | 6076.4199 | 0 | 6076.4199 | 266.6201 | 6343.04 | 212.6578 | 6555.6978 | 479.2779 | 0
2010-07-09 | 22:00 | 5943.7917 | 255.1083 | 6198.9 | 209.5131 | 6408.4131 | 464.6214 | 5943.7917 | 0 | 5943.7917 | 255.1083 | 6198.9 | 209.5131 | 6408.4131 | 464.6214 | 0
2010-07-09 | 23:00 | 5559.8453 | 223.2147 | 5783.06 | 200.0008 | 5983.0608 | 423.2155 | 5559.8453 | 0 | 5559.8453 | 223.2147 | 5783.06 | 200.0008 | 5983.0608 | 423.2155 | 0
2010-07-09 | 24:00 | 5129.8656 | 190.0244 | 5319.89 | 188.6368 | 5508.5268 | 378.6612 | 5129.8656 | 0 | 5129.8656 | 190.0244 | 5319.89 | 188.6368 | 5508.5268 | 378.6612 | 0
2010-07-10 | 1:00 | 4765.6882 | 164.0018 | 4929.69 | 178.4342 | 5108.1242 | 342.436 | 4765.6882 | 0 | 4765.6882 | 164.0018 | 4929.69 | 178.4342 | 5108.1242 | 342.436 | 0
2010-07-10 | 2:00 | 4554.6421 | 149.7979 | 4704.44 | 172.2827 | 4876.7227 | 322.0806 | 4554.6421 | 0 | 4554.6421 | 149.7979 | 4704.44 | 172.2827 | 4876.7227 | 322.0806 | 0
2010-07-10 | 3:00 | 4407.0435 | 140.2465 | 4547.29 | 167.8774 | 4715.1674 | 308.1239 | 4407.0435 | 0 | 4407.0435 | 140.2465 | 4547.29 | 167.8774 | 4715.1674 | 308.1239 | 0
2010-07-10 | 4:00 | 4300.1824 | 133.5276 | 4433.71 | 164.6355 | 4598.3455 | 298.1631 | 4300.1824 | 0 | 4300.1824 | 133.5276 | 4433.71 | 164.6355 | 4598.3455 | 298.1631 | 0
2010-07-10 | 5:00 | 4344.5244 | 136.2956 | 4480.82 | 165.9861 | 4646.8061 | 302.2817 | 4344.5244 | 0 | 4344.5244 | 136.2956 | 4480.82 | 165.9861 | 4646.8061 | 302.2817 | 0
2010-07-10 | 6:00 | 4574.5028 | 151.1072 | 4725.61 | 172.869 | 4898.479 | 323.9762 | 4574.5028 | 0 | 4574.5028 | 151.1072 | 4725.61 | 172.869 | 4898.479 | 323.9762 | 0
2010-07-10 | 7:00 | 4961.3361 | 177.7439 | 5139.08 | 183.9806 | 5323.0606 | 361.7245 | 4961.3361 | 1.352 | 4959.9841 | 177.647 | 5137.6311 | 183.9428 | 5321.5739 | 361.5898 | 0.13467
2010-07-10 | 8:00 | 5305.4172 | 203.2528 | 5508.67 | 193.3664 | 5702.0364 | 396.6192 | 5305.4172 | 4.559 | 5300.8583 | 202.9036 | 5503.7618 | 193.2451 | 5697.007 | 396.1487 | 0.47043
2010-07-10 | 9:00 | 5520.1419 | 220.0381 | 5740.18 | 198.9828 | 5939.1628 | 419.0208 | 5520.1419 | 13.107 | 5507.0349 | 218.9944 | 5726.0293 | 198.6453 | 5924.6746 | 417.6397 | 1.3812
2010-07-10 | 10:00 | 5588.1285 | 225.4915 | 5813.62 | 200.7221 | 6014.3421 | 426.2136 | 5588.1285 | 22.1408 | 5565.9878 | 223.7082 | 5789.6959 | 200.1577 | 5989.8536 | 423.8659 | 2.3477
2010-07-10 | 11:00 | 5663.5414 | 231.6186 | 5895.16 | 202.6294 | 6097.7894 | 434.248 | 5663.5414 | 14.7896 | 5648.7517 | 230.4105 | 5879.1622 | 202.2572 | 6081.4194 | 432.6677 | 1.5803
2010-07-10 | 12:00 | 5673.1267 | 232.4033 | 5905.53 | 202.8702 | 6108.4002 | 435.2735 | 5673.1267 | 11.1161 | 5662.0106 | 231.4934 | 5893.504 | 202.5909 | 6096.0949 | 434.0844 | 1.1891
2010-07-10 | 13:00 | 5634.704 | 229.266 | 5863.97 | 201.9028 | 6065.8728 | 431.1688 | 5634.704 | 5.6947 | 5629.0093 | 228.8028 | 5857.8121 | 201.7589 | 6059.571 | 430.5617 | 0.60707
2010-07-10 | 14:00 | 5705.7187 | 235.0813 | 5940.8 | 203.686 | 6144.486 | 438.7673 | 5705.7187 | 9.8196 | 5695.8992 | 234.2728 | 5930.172 | 203.4406 | 6133.6126 | 437.7135 | 1.0538
2010-07-10 | 15:00 | 5741.7133 | 238.0567 | 5979.77 | 204.5819 | 6184.3519 | 442.6386 | 5741.7133 | 6.7112 | 5735.0021 | 237.5005 | 5972.5026 | 204.4153 | 6176.9179 | 441.9158 | 0.72283
2010-07-10 | 16:00 | 5810.4126 | 243.7874 | 6054.2 | 206.2772 | 6260.4772 | 450.0646 | 5810.4126 | 34.139 | 5776.2735 | 240.9311 | 6017.2046 | 205.4372 | 6222.6418 | 446.3683 | 3.6963
2010-07-10 | 17:00 | 5890.6344 | 250.5656 | 6141.2 | 208.2323 | 6349.4323 | 458.7979 | 5890.6344 | 27.7157 | 5862.9187 | 248.2133 | 6111.132 | 207.5598 | 6318.6918 | 455.7731 | 3.0247
2010-07-10 | 18:00 | 5908.8337 | 252.1163 | 6160.95 | 208.6721 | 6369.6221 | 460.7884 | 5908.8337 | 10.5565 | 5898.2773 | 251.2162 | 6149.4935 | 208.4171 | 6357.9106 | 459.6334 | 1.155
2010-07-10 | 19:00 | 5930.4092 | 253.9608 | 6184.37 | 209.1918 | 6393.5618 | 463.1525 | 5930.4092 | 9.2914 | 5921.1178 | 253.1656 | 6174.2834 | 208.9682 | 6383.2516 | 462.1338 | 1.0187
2010-07-10 | 20:00 | 5884.4779 | 250.0421 | 6134.52 | 208.0832 | 6342.6032 | 458.1253 | 5884.4779 | 2.9359 | 5881.5419 | 249.7927 | 6131.3346 | 208.012 | 6339.3466 | 457.8047 | 0.3206
2010-07-10 | 21:00 | 5726.1889 | 236.7711 | 5962.96 | 204.1962 | 6167.1562 | 440.9673 | 5726.1889 | 0.13034 | 5726.0586 | 236.7603 | 5962.8189 | 204.1929 | 6167.0118 | 440.9532 | 0.014022
2010-07-10 | 22:00 | 5614.1533 | 227.5967 | 5841.75 | 201.3829 | 6043.1329 | 428.9796 | 5614.1533 | 0 | 5614.1533 | 227.5967 | 5841.75 | 201.3829 | 6043.1329 | 428.9796 | 0
2010-07-10 | 23:00 | 5215.638 | 196.432 | 5412.07 | 190.9631 | 5603.0331 | 387.395 | 5215.638 | 0 | 5215.638 | 196.432 | 5412.07 | 190.9631 | 5603.0331 | 387.395 | 0
2010-07-10 | 24:00 | 4820.0176 | 167.7624 | 4987.78 | 179.9895 | 5167.7695 | 347.7519 | 4820.0176 | 0 | 4820.0176 | 167.7624 | 4987.78 | 179.9895 | 5167.7695 | 347.7519 | 0
2010-07-11 | 1:00 | 4494.0793 | 145.8407 | 4639.92 | 170.4853 | 4810.4053 | 316.326 | 4494.0793 | 0 | 4494.0793 | 145.8407 | 4639.92 | 170.4853 | 4810.4053 | 316.326 | 0
2010-07-11 | 2:00 | 4275.821 | 132.019 | 4407.84 | 163.8902 | 4571.7302 | 295.9092 | 4275.821 | 0 | 4275.821 | 132.019 | 4407.84 | 163.8902 | 4571.7302 | 295.9092 | 0
2010-07-11 | 3:00 | 4101.5341 | 121.4759 | 4223.01 | 158.4923 | 4381.5023 | 279.9682 | 4101.5341 | 0 | 4101.5341 | 121.4759 | 4223.01 | 158.4923 | 4381.5023 | 279.9682 | 0
2010-07-11 | 4:00 | 4047.2295 | 118.2805 | 4165.51 | 156.7867 | 4322.2967 | 275.0672 | 4047.2295 | 0 | 4047.2295 | 118.2805 | 4165.51 | 156.7867 | 4322.2967 | 275.0672 | 0
2010-07-11 | 5:00 | 4097.465 | 121.235 | 4218.7 | 158.3649 | 4377.0649 | 279.5999 | 4097.465 | 0 | 4097.465 | 121.235 | 4218.7 | 158.3649 | 4377.0649 | 279.5999 | 0
2010-07-11 | 6:00 | 4330.0322 | 135.3878 | 4465.42 | 165.5455 | 4630.9655 | 300.9333 | 4330.0322 | 0 | 4330.0322 | 135.3878 | 4465.42 | 165.5455 | 4630.9655 | 300.9333 | 0
2010-07-11 | 7:00 | 4707.4613 | 160.0187 | 4867.48 | 176.7544 | 5044.2344 | 336.7731 | 4707.4613 | 0.88518 | 4706.5761 | 159.9586 | 4866.5346 | 176.7287 | 5043.2634 | 336.6873 | 0.085812
2010-07-11 | 8:00 | 5082.6104 | 186.5396 | 5269.15 | 187.3426 | 5456.4926 | 373.8822 | 5082.6104 | 1.6462 | 5080.9642 | 186.4188 | 5267.383 | 187.2974 | 5454.6803 | 373.7161 | 0.16606
2010-07-11 | 9:00 | 5290.7588 | 202.1312 | 5492.89 | 192.9762 | 5685.8662 | 395.1074 | 5290.7588 | 5.78 | 5284.9788 | 201.6898 | 5486.6686 | 192.8221 | 5679.4907 | 394.5119 | 0.5955
2010-07-11 | 10:00 | 5365.8876 | 207.9124 | 5573.8 | 194.9669 | 5768.7669 | 402.8794 | 5365.8876 | 16.1406 | 5349.747 | 206.6635 | 5556.4105 | 194.5411 | 5750.9517 | 401.2047 | 1.6747
2010-07-11 | 11:00 | 5479.7132 | 216.8268 | 5696.54 | 197.9396 | 5894.4796 | 414.7664 | 5479.7132 | 13.7079 | 5466.0052 | 215.7434 | 5681.7486 | 197.5843 | 5879.3329 | 413.3277 | 1.4387
2010-07-11 | 12:00 | 5678.9217 | 232.8783 | 5911.8 | 203.0155 | 6114.8155 | 435.8939 | 5678.9217 | 30.4602 | 5648.4615 | 230.3869 | 5878.8483 | 202.2499 | 6081.0982 | 432.6367 | 3.2572
2010-07-11 | 13:00 | 5766.4571 | 240.1129 | 6006.57 | 205.1948 | 6211.7648 | 445.3077 | 5766.4571 | 27.7105 | 5738.7466 | 237.8107 | 5976.5573 | 204.5083 | 6181.0656 | 442.319 | 2.9886
2010-07-11 | 14:00 | 5935.9265 | 254.4335 | 6190.36 | 209.3243 | 6399.6843 | 463.7579 | 5935.9265 | 26.9482 | 5908.9783 | 252.1286 | 6161.1069 | 208.6756 | 6369.7825 | 460.8042 | 2.9537
2010-07-11 | 15:00 | 6040.6865 | 263.4935 | 6304.18 | 211.8178 | 6515.9978 | 475.3113 | 6040.6865 | 16.9846 | 6023.7018 | 262.0139 | 6285.7157 | 211.4166 | 6497.1323 | 473.4305 | 1.8808
2010-07-11 | 16:00 | 6151.4178 | 273.2422 | 6424.66 | 214.4038 | 6639.0638 | 487.646 | 6151.4178 | 35.3117 | 6116.1061 | 270.1142 | 6386.2203 | 213.5846 | 6599.8049 | 483.6988 | 3.9472
2010-07-11 | 17:00 | 6305.828 | 287.132 | 6592.96 | 217.9244 | 6810.8844 | 505.0564 | 6305.828 | 25.2707 | 6280.5573 | 284.8352 | 6565.3926 | 217.355 | 6782.7476 | 502.1903 | 2.8661
2010-07-11 | 18:00 | 6355.5885 | 291.6815 | 6647.27 | 219.0376 | 6866.3076 | 510.7191 | 6355.5885 | 3.883 | 6351.7055 | 291.3252 | 6643.0307 | 218.9511 | 6861.9818 | 510.2763 | 0.4428
2010-07-11 | 19:00 | 6357.9974 | 291.9026 | 6649.9 | 219.0913 | 6868.9913 | 510.9939 | 6357.9974 | 9.863 | 6348.1344 | 290.9977 | 6639.1321 | 218.8715 | 6858.0036 | 509.8692 | 1.1247
2010-07-11 | 20:00 | 6285.0932 | 285.2468 | 6570.34 | 217.4574 | 6787.7974 | 502.7042 | 6285.0932 | 2.936 | 6282.1572 | 284.9804 | 6567.1375 | 217.3911 | 6784.5287 | 502.3715 | 0.33271
2010-07-11 | 21:00 | 6092.9475 | 268.0725 | 6361.02 | 213.0446 | 6574.0646 | 481.1171 | 6092.9475 | 0.24993 | 6092.6976 | 268.0505 | 6360.7481 | 213.0388 | 6573.7868 | 481.0892 | 0.027832
2010-07-11 | 22:00 | 5867.9873 | 248.6427 | 6116.63 | 207.683 | 6324.313 | 456.3257 | 5867.9873 | 0 | 5867.9873 | 248.6427 | 6116.63 | 207.683 | 6324.313 | 456.3257 | 0
2010-07-11 | 23:00 | 5462.5123 | 215.4677 | 5677.98 | 197.4937 | 5875.4737 | 412.9614 | 5462.5123 | 0 | 5462.5123 | 215.4677 | 5677.98 | 197.4937 | 5875.4737 | 412.9614 | 0
2010-07-11 | 24:00 | 4976.5074 | 178.8326 | 5155.34 | 184.4044 | 5339.7444 | 363.237 | 4976.5074 | 0 | 4976.5074 | 178.8326 | 5155.34 | 184.4044 | 5339.7444 | 363.237 | 0
2010-07-12 | 1:00 | 4618.6801 | 154.0399 | 4772.72 | 174.1676 | 4946.8876 | 328.2075 | 4618.6801 | 0 | 4618.6801 | 154.0399 | 4772.72 | 174.1676 | 4946.8876 | 328.2075 | 0
2010-07-12 | 2:00 | 4355.3447 | 136.9753 | 4492.32 | 166.3145 | 4658.6345 | 303.2898 | 4355.3447 | 0 | 4355.3447 | 136.9753 | 4492.32 | 166.3145 | 4658.6345 | 303.2898 | 0
2010-07-12 | 3:00 | 4195.9567 | 127.1333 | 4323.09 | 161.4312 | 4484.5212 | 288.5645 | 4195.9567 | 0 | 4195.9567 | 127.1333 | 4323.09 | 161.4312 | 4484.5212 | 288.5645 | 0
2010-07-12 | 4:00 | 4093.6884 | 121.0116 | 4214.7 | 158.2466 | 4372.9466 | 279.2582 | 4093.6884 | 0 | 4093.6884 | 121.0116 | 4214.7 | 158.2466 | 4372.9466 | 279.2582 | 0
2010-07-12 | 5:00 | 4145.798 | 124.112 | 4269.91 | 159.8742 | 4429.7842 | 283.9862 | 4145.798 | 0 | 4145.798 | 124.112 | 4269.91 | 159.8742 | 4429.7842 | 283.9862 | 0
2010-07-12 | 6:00 | 4386.2348 | 138.9252 | 4525.16 | 167.2496 | 4692.4096 | 306.1748 | 4386.2348 | 0 | 4386.2348 | 138.9252 | 4525.16 | 167.2496 | 4692.4096 | 306.1748 | 0
2010-07-12 | 7:00 | 4757.3983 | 163.4317 | 4920.83 | 178.1958 | 5099.0258 | 341.6275 | 4757.3983 | 1.5126 | 4755.8857 | 163.3278 | 4919.2135 | 178.1523 | 5097.3658 | 341.4801 | 0.14743
2010-07-12 | 8:00 | 5150.0382 | 191.5218 | 5341.56 | 189.1865 | 5530.7465 | 380.7084 | 5150.0382 | 4.889 | 5145.1491 | 191.1584 | 5336.3075 | 189.0535 | 5525.361 | 380.2118 | 0.49655
2010-07-12 | 9:00 | 5416.9887 | 211.8913 | 5628.88 | 196.3079 | 5825.1879 | 408.1993 | 5416.9887 | 12.9122 | 5404.0765 | 210.8824 | 5614.9589 | 195.9701 | 5810.9289 | 406.8525 | 1.3468
2010-07-12 | 10:00 | 5647.9638 | 230.3462 | 5878.31 | 202.2373 | 6080.5473 | 432.5836 | 5647.9638 | 21.6321 | 5626.3316 | 228.5851 | 5854.9167 | 201.6912 | 6056.608 | 430.2763 | 2.3072
2010-07-12 | 11:00 | 5929.7092 | 253.9008 | 6183.61 | 209.1749 | 6392.7849 | 463.0758 | 5929.7092 | 6.9478 | 5922.7614 | 253.3062 | 6176.0676 | 209.0078 | 6385.0753 | 462.314 | 0.76179
2010-07-12 | 12:00 | 6189.8526 | 276.6674 | 6466.52 | 215.2894 | 6681.8094 | 491.9568 | 6189.8526 | 7.8403 | 6182.0124 | 275.967 | 6457.9793 | 215.1092 | 6673.0886 | 491.0762 | 0.88059
2010-07-12 | 13:00 | 6400.9409 | 295.8591 | 6696.8 | 220.0432 | 6916.8432 | 515.9023 | 6400.9409 | 28.9671 | 6371.9737 | 293.1874 | 6665.1611 | 219.4019 | 6884.563 | 512.5893 | 3.313
2010-07-12 | 14:00 | 6622.468 | 316.692 | 6939.16 | 224.83 | 7163.99 | 541.522 | 6622.468 | 39.0234 | 6583.4446 | 312.9707 | 6896.4153 | 224.0019 | 7120.4171 | 536.9726 | 4.5494
2010-07-12 | 15:00 | 6444.9578 | 299.9422 | 6744.9 | 221.0108 | 6965.9108 | 520.953 | 6444.9578 | 31.7315 | 6413.2264 | 296.9959 | 6710.2223 | 220.3141 | 6930.5364 | 517.31 | 3.643
2010-07-12 | 16:00 | 6302.4826 | 286.8274 | 6589.31 | 217.8492 | 6807.1592 | 504.6766 | 6302.4826 | 32.5224 | 6269.9602 | 283.8748 | 6553.835 | 217.1155 | 6770.9505 | 500.9903 | 3.6862
2010-07-12 | 17:00 | 6385.7074 | 294.4526 | 6680.16 | 219.7064 | 6899.8664 | 514.159 | 6385.7074 | 27.3506 | 6358.3568 | 291.9357 | 6650.2925 | 219.0993 | 6869.3918 | 511.0349 | 3.1241
2010-07-12 | 18:00 | 6471.0265 | 302.3735 | 6773.4 | 221.5801 | 6994.9801 | 523.9536 | 6471.0265 | 15.8061 | 6455.2204 | 300.8981 | 6756.1185 | 221.2353 | 6977.3538 | 522.1334 | 1.8201
2010-07-12 | 19:00 | 6494.1241 | 304.5359 | 6798.66 | 222.082 | 7020.742 | 526.6179 | 6494.1241 | 9.0736 | 6485.0505 | 303.6855 | 6788.736 | 221.8851 | 7010.6211 | 525.5706 | 1.0473
2010-07-12 | 20:00 | 6413.5171 | 297.0229 | 6710.54 | 220.3205 | 6930.8605 | 517.3434 | 6413.5171 | 3.1814 | 6410.3357 | 296.7282 | 6707.064 | 220.2504 | 6927.3144 | 516.9787 | 0.36469
2010-07-12 | 21:00 | 6276.1357 | 284.4343 | 6560.57 | 217.2551 | 6777.8251 | 501.6894 | 6276.1357 | 0.24839 | 6275.8873 | 284.4118 | 6560.2991 | 217.2495 | 6777.5486 | 501.6613 | 0.028127
2010-07-12 | 22:00 | 6093.9953 | 268.1647 | 6362.16 | 213.0691 | 6575.2291 | 481.2338 | 6093.9953 | 0 | 6093.9953 | 268.1647 | 6362.16 | 213.0691 | 6575.2291 | 481.2338 | 0
2010-07-12 | 23:00 | 5717.2385 | 236.0315 | 5953.27 | 203.9733 | 6157.2433 | 440.0048 | 5717.2385 | 0 | 5717.2385 | 236.0315 | 5953.27 | 203.9733 | 6157.2433 | 440.0048 | 0
2010-07-12 | 24:00 | 5255.1598 | 199.4202 | 5454.58 | 192.025 | 5646.605 | 391.4452 | 5255.1598 | 0 | 5255.1598 | 199.4202 | 5454.58 | 192.025 | 5646.605 | 391.4452 | 0
2010-07-13 | 1:00 | 4874.3913 | 171.5687 | 5045.96 | 181.5345 | 5227.4945 | 353.1032 | 4874.3913 | 0 | 4874.3913 | 171.5687 | 5045.96 | 181.5345 | 5227.4945 | 353.1032 | 0
2010-07-13 | 2:00 | 4576.5289 | 151.2411 | 4727.77 | 172.9287 | 4900.6987 | 324.1698 | 4576.5289 | 0 | 4576.5289 | 151.2411 | 4727.77 | 172.9287 | 4900.6987 | 324.1698 | 0
2010-07-13 | 3:00 | 4364.1973 | 137.5327 | 4501.73 | 166.5828 | 4668.3128 | 304.1156 | 4364.1973 | 0 | 4364.1973 | 137.5327 | 4501.73 | 166.5828 | 4668.3128 | 304.1156 | 0
2010-07-13 | 4:00 | 4224.4351 | 128.8649 | 4353.3 | 162.3108 | 4515.6108 | 291.1757 | 4224.4351 | 0 | 4224.4351 | 128.8649 | 4353.3 | 162.3108 | 4515.6108 | 291.1757 | 0
2010-07-13 | 5:00 | 4179.1341 | 126.1159 | 4305.25 | 160.9101 | 4466.1601 | 287.026 | 4179.1341 | 0 | 4179.1341 | 126.1159 | 4305.25 | 160.9101 | 4466.1601 | 287.026 | 0
2010-07-13 | 6:00 | 4168.2973 | 125.4627 | 4293.76 | 160.5738 | 4454.3338 | 286.0365 | 4168.2973 | 0 | 4168.2973 | 125.4627 | 4293.76 | 160.5738 | 4454.3338 | 286.0365 | 0
2010-07-13 | 7:00 | 4238.8162 | 129.7438 | 4368.56 | 162.7539 | 4531.3139 | 292.4976 | 4238.8162 | 1.3136 | 4237.5026 | 129.6634 | 4367.166 | 162.7134 | 4529.8794 | 292.3768 | 0.12084
2010-07-13 | 8:00 | 4483.4766 | 145.1534 | 4628.63 | 170.1692 | 4798.7992 | 315.3226 | 4483.4766 | 4.478 | 4478.9986 | 144.8636 | 4623.8622 | 170.0356 | 4793.8978 | 314.8991 | 0.42345
2010-07-13 | 9:00 | 4728.4885 | 161.4515 | 4889.94 | 177.3625 | 5067.3025 | 338.814 | 4728.4885 | 12.8422 | 4715.6464 | 160.5757 | 4876.2221 | 176.9913 | 5053.2134 | 337.567 | 1.247
2010-07-13 | 10:00 | 5009.7782 | 181.2318 | 5191.01 | 185.3306 | 5376.3406 | 366.5623 | 5009.7782 | 21.1322 | 4988.646 | 179.7061 | 5168.3521 | 184.7428 | 5353.0949 | 364.4489 | 2.1135
2010-07-13 | 11:00 | 5258.7939 | 199.6961 | 5458.49 | 192.1224 | 5650.6124 | 391.8185 | 5258.7939 | 21.6141 | 5237.1798 | 198.058 | 5435.2377 | 191.5427 | 5626.7804 | 389.6006 | 2.2179
2010-07-13 | 12:00 | 5279.1917 | 201.2483 | 5480.44 | 192.6677 | 5673.1077 | 393.916 | 5279.1917 | 30.4476 | 5248.7441 | 198.9336 | 5447.6777 | 191.8531 | 5639.5308 | 390.7867 | 3.1293
2010-07-13 | 13:00 | 5420.1234 | 212.1366 | 5632.26 | 196.3899 | 5828.6499 | 408.5265 | 5420.1234 | 30.7282 | 5389.3952 | 209.7381 | 5599.1333 | 195.5851 | 5794.7184 | 405.3233 | 3.2032
2010-07-13 | 14:00 | 5537.5425 | 221.4275 | 5758.97 | 199.4297 | 5958.3997 | 420.8572 | 5537.5425 | 38.4423 | 5499.1002 | 218.3638 | 5717.464 | 198.4406 | 5915.9047 | 416.8044 | 4.0528
2010-07-13 | 15:00 | 5709.2755 | 235.3745 | 5944.65 | 203.7748 | 6148.4248 | 439.1492 | 5709.2755 | 31.5603 | 5677.7153 | 232.7794 | 5910.4947 | 202.9853 | 6113.48 | 435.7647 | 3.3845
2010-07-13 | 16:00 | 5869.6006 | 248.7794 | 6118.38 | 207.7222 | 6326.1022 | 456.5016 | 5869.6006 | 9.0185 | 5860.582 | 248.0155 | 6108.5976 | 207.503 | 6316.1005 | 455.5185 | 0.98315
2010-07-13 | 17:00 | 6017.5878 | 261.4822 | 6279.07 | 211.2719 | 6490.3419 | 472.7541 | 6017.5878 | 26.6579 | 5990.9299 | 259.1706 | 6250.1005 | 210.6391 | 6460.7397 | 469.8098 | 2.9443
2010-07-13 | 18:00 | 6127.0668 | 271.0832 | 6398.15 | 213.8394 | 6611.9894 | 484.9226 | 6127.0668 | 19.7619 | 6107.3049 | 269.3373 | 6376.6423 | 213.3797 | 6590.0219 | 482.717 | 2.2056
2010-07-13 | 19:00 | 6127.4894 | 271.1206 | 6398.61 | 213.8493 | 6612.4593 | 484.9698 | 6127.4894 | 9.3201 | 6118.1693 | 270.2964 | 6388.4657 | 213.6326 | 6602.0984 | 483.9291 | 1.0408
2010-07-13 | 20:00 | 6012.923 | 261.077 | 6274 | 211.1614 | 6485.1614 | 472.2384 | 6012.923 | 2.7905 | 6010.1325 | 260.8347 | 6270.9672 | 211.0952 | 6482.0624 | 471.93 | 0.30842
2010-07-13 | 21:00 | 5829.2494 | 245.3706 | 6074.62 | 206.7387 | 6281.3587 | 452.1093 | 5829.2494 | 0.24444 | 5829.0049 | 245.3501 | 6074.355 | 206.7327 | 6281.0877 | 452.0827 | 0.026556
2010-07-13 | 22:00 | 5691.7392 | 233.9308 | 5925.67 | 203.3366 | 6129.0066 | 437.2674 | 5691.7392 | 0 | 5691.7392 | 233.9308 | 5925.67 | 203.3366 | 6129.0066 | 437.2674 | 0
2010-07-13 | 23:00 | 5369.1914 | 208.1686 | 5577.36 | 195.0539 | 5772.4139 | 403.2225 | 5369.1914 | 0 | 5369.1914 | 208.1686 | 5577.36 | 195.0539 | 5772.4139 | 403.2225 | 0
2010-07-13 | 24:00 | 4982.618 | 179.272 | 5161.89 | 184.5748 | 5346.4648 | 363.8469 | 4982.618 | 0 | 4982.618 | 179.272 | 5161.89 | 184.5748 | 5346.4648 | 363.8469 | 0
2010-07-14 | 1:00 | 4654.8294 | 156.4606 | 4811.29 | 175.2246 | 4986.5146 | 331.6852 | 4654.8294 | 0 | 4654.8294 | 156.4606 | 4811.29 | 175.2246 | 4986.5146 | 331.6852 | 0
2010-07-14 | 2:00 | 4425.1206 | 141.3994 | 4566.52 | 168.4215 | 4734.9415 | 309.8209 | 4425.1206 | 0 | 4425.1206 | 141.3994 | 4566.52 | 168.4215 | 4734.9415 | 309.8209 | 0
2010-07-14 | 3:00 | 4251.9038 | 130.5462 | 4382.45 | 163.1564 | 4545.6064 | 293.7026 | 4251.9038 | 0 | 4251.9038 | 130.5462 | 4382.45 | 163.1564 | 4545.6064 | 293.7026 | 0
2010-07-14 | 4:00 | 4134.4751 | 123.4349 | 4257.91 | 159.5214 | 4417.4314 | 282.9564 | 4134.4751 | 0 | 4134.4751 | 123.4349 | 4257.91 | 159.5214 | 4417.4314 | 282.9564 | 0
2010-07-14 | 5:00 | 4106.7547 | 121.7853 | 4228.54 | 158.6557 | 4387.1957 | 280.441 | 4106.7547 | 0 | 4106.7547 | 121.7853 | 4228.54 | 158.6557 | 4387.1957 | 280.441 | 0
2010-07-14 | 6:00 | 4119.9697 | 122.5703 | 4242.54 | 159.0688 | 4401.6088 | 281.6391 | 4119.9697 | 0 | 4119.9697 | 122.5703 | 4242.54 | 159.0688 | 4401.6088 | 281.6391 | 0
2010-07-14 | 7:00 | 4157.4306 | 124.8094 | 4282.24 | 160.2362 | 4442.4762 | 285.0456 | 4157.4306 | 1.2557 | 4156.1749 | 124.734 | 4280.9089 | 160.1971 | 4441.106 | 284.9312 | 0.11443
2010-07-14 | 8:00 | 4398.8166 | 139.7234 | 4538.54 | 167.6294 | 4706.1694 | 307.3528 | 4398.8166 | 4.3886 | 4394.4281 | 139.4447 | 4533.8728 | 167.497 | 4701.3698 | 306.9417 | 0.41107
2010-07-14 | 9:00 | 4725.8862 | 161.2738 | 4887.16 | 177.2874 | 5064.4474 | 338.5612 | 4725.8862 | 12.8599 | 4713.0263 | 160.3973 | 4873.4236 | 176.9155 | 5050.3391 | 337.3128 | 1.2484
2010-07-14 | 10:00 | 5089.8953 | 187.0747 | 5276.97 | 187.5427 | 5464.5127 | 374.6174 | 5089.8953 | 3.3712 | 5086.5241 | 186.827 | 5273.3511 | 187.4501 | 5460.8012 | 374.2771 | 0.3403
2010-07-14 | 11:00 | 5444.5936 | 214.0564 | 5658.65 | 197.028 | 5855.678 | 411.0844 | 5444.5936 | 4.2918 | 5440.3018 | 213.7191 | 5654.0209 | 196.9162 | 5850.9371 | 410.6353 | 0.44908
2010-07-14 | 12:00 | 5762.2475 | 239.7625 | 6002.01 | 205.0907 | 6207.1007 | 444.8531 | 5762.2475 | 25.7369 | 5736.5106 | 237.6254 | 5974.1361 | 204.4528 | 6178.5889 | 442.0782 | 2.7749
2010-07-14 | 13:00 | 6065.8285 | 265.6915 | 6331.52 | 212.4094 | 6543.9294 | 478.1009 | 6065.8285 | 5.6615 | 6060.167 | 265.1957 | 6325.3627 | 212.2764 | 6537.6391 | 477.4721 | 0.62873
2010-07-14 | 14:00 | 6255.7687 | 282.5913 | 6538.36 | 216.7939 | 6755.1539 | 499.3852 | 6255.7687 | 36.778 | 6218.9907 | 279.2783 | 6498.269 | 215.9567 | 6714.2257 | 495.235 | 4.1502
2010-07-14 | 15:00 | 6435.3056 | 299.0444 | 6734.35 | 220.7994 | 6955.1494 | 519.8438 | 6435.3056 | 4.9772 | 6430.3284 | 298.582 | 6728.9104 | 220.6901 | 6949.6005 | 519.2722 | 0.57161
2010-07-14 | 16:00 | 6621.9021 | 316.6379 | 6938.54 | 224.818 | 7163.358 | 541.4559 | 6621.9021 | 4.4842 | 6617.418 | 316.2092 | 6933.6271 | 224.7232 | 7158.3503 | 540.9324 | 0.52353
2010-07-14 | 17:00 | 6771.786 | 331.134 | 7102.92 | 227.9387 | 7330.8587 | 559.0727 | 6771.786 | 3.6991 | 6768.0869 | 330.7723 | 7098.8592 | 227.8629 | 7326.7221 | 558.6352 | 0.43753
2010-07-14 | 18:00 | 6905.8818 | 344.3782 | 7250.26 | 230.6492 | 7480.9092 | 575.0274 | 6905.8818 | 18.9401 | 6886.9417 | 342.4918 | 7229.4335 | 230.271 | 7459.7046 | 572.7628 | 2.2645
2010-07-14 | 19:00 | 6916.6837 | 345.4563 | 7262.14 | 230.8642 | 7493.0042 | 576.3205 | 6916.6837 | 8.0477 | 6908.6359 | 344.6529 | 7253.2888 | 230.7041 | 7483.9929 | 575.357 | 0.96354
2010-07-14 | 20:00 | 6819.8124 | 335.8476 | 7155.66 | 228.9184 | 7384.5784 | 564.7659 | 6819.8124 | 2.9619 | 6816.8505 | 335.5559 | 7152.4065 | 228.8582 | 7381.2647 | 564.4141 | 0.35179
2010-07-14 | 21:00 | 6689.723 | 323.157 | 7012.88 | 226.242 | 7239.122 | 549.399 | 6689.723 | 0 | 6689.723 | 323.157 | 7012.88 | 226.242 | 7239.122 | 549.399 | 0
2010-07-14 | 22:00 | 6502.7907 | 305.3493 | 6808.14 | 222.2698 | 7030.4098 | 527.6191 | 6502.7907 | 0 | 6502.7907 | 305.3493 | 6808.14 | 222.2698 | 7030.4098 | 527.6191 | 0
2010-07-14 | 23:00 | 6026.9992 | 262.3008 | 6289.3 | 211.4946 | 6500.7946 | 473.7954 | 6026.9992 | 0 | 6026.9992 | 262.3008 | 6289.3 | 211.4946 | 6500.7946 | 473.7954 | 0
2010-07-14 | 24:00 | 5471.3357 | 216.1643 | 5687.5 | 197.7226 | 5885.2226 | 413.8869 | 5471.3357 | 0 | 5471.3357 | 216.1643 | 5687.5 | 197.7226 | 5885.2226 | 413.8869 | 0
2010-07-15 | 1:00 | 5056.5765 | 184.6335 | 5241.21 | 186.6258 | 5427.8358 | 371.2593 | 5056.5765 | 0 | 5056.5765 | 184.6335 | 5241.21 | 186.6258 | 5427.8358 | 371.2593 | 0
2010-07-15 | 2:00 | 4823.5609 | 168.0091 | 4991.57 | 180.0905 | 5171.6605 | 348.0997 | 4823.5609 | 0 | 4823.5609 | 168.0091 | 4991.57 | 180.0905 | 5171.6605 | 348.0997 | 0
2010-07-15 | 3:00 | 4659.0552 | 156.7448 | 4815.8 | 175.3478 | 4991.1478 | 332.0926 | 4659.0552 | 0 | 4659.0552 | 156.7448 | 4815.8 | 175.3478 | 4991.1478 | 332.0926 | 0
2010-07-15 | 4:00 | 4594.874 | 152.456 | 4747.33 | 173.4687 | 4920.7987 | 325.9248 | 4594.874 | 0 | 4594.874 | 152.456 | 4747.33 | 173.4687 | 4920.7987 | 325.9248 | 0
2010-07-15 | 5:00 | 4705.0455 | 159.8545 | 4864.9 | 176.6844 | 5041.5844 | 336.539 | 4705.0455 | 0 | 4705.0455 | 159.8545 | 4864.9 | 176.6844 | 5041.5844 | 336.539 | 0
2010-07-15 | 6:00 | 4979.0543 | 179.0157 | 5158.07 | 184.4755 | 5342.5455 | 363.4911 | 4979.0543 | 0 | 4979.0543 | 179.0157 | 5158.07 | 184.4755 | 5342.5455 | 363.4911 | 0
2010-07-15 | 7:00 | 5424.3429 | 212.4671 | 5636.81 | 196.5001 | 5833.3101 | 408.9671 | 5424.3429 | 1.2539 | 5423.0891 | 212.3689 | 5635.4579 | 196.4673 | 5831.9252 | 408.8362 | 0.13096
2010-07-15 | 8:00 | 5873.4446 | 249.1054 | 6122.55 | 207.8156 | 6330.3656 | 456.9209 | 5873.4446 | 4.3738 | 5869.0708 | 248.7345 | 6117.8054 | 207.7094 | 6325.5147 | 456.4439 | 0.47708
2010-07-15 | 9:00 | 6177.3951 | 275.5549 | 6452.95 | 215.003 | 6667.953 | 490.5579 | 6177.3951 | 13.5075 | 6163.8876 | 274.3511 | 6438.2388 | 214.6918 | 6652.9305 | 489.0429 | 1.515
2010-07-15 | 10:00 | 6348.792 | 291.058 | 6639.85 | 218.8862 | 6858.7362 | 509.9442 | 6348.792 | 23.3849 | 6325.4071 | 288.9178 | 6614.3249 | 218.3636 | 6832.6886 | 507.2814 | 2.6627
2010-07-15 | 11:00 | 6599.8751 | 314.5349 | 6914.41 | 224.3513 | 7138.7613 | 538.8862 | 6599.8751 | 31.4614 | 6568.4138 | 311.5433 | 6879.957 | 223.6812 | 7103.6382 | 535.2244 | 3.6618
2010-07-15 | 12:00 | 6903.8813 | 344.1787 | 7248.06 | 230.6093 | 7478.6693 | 574.788 | 6903.8813 | 37.4091 | 6866.4722 | 340.4589 | 7206.9311 | 229.8606 | 7436.7918 | 570.3195 | 4.4685
2010-07-15 | 13:00 | 7221.8843 | 376.6157 | 7598.5 | 236.7294 | 7835.2294 | 613.3451 | 7221.8843 | 40.0977 | 7181.7866 | 372.4452 | 7554.2318 | 235.9819 | 7790.2137 | 608.4271 | 4.918
2010-07-15 | 14:00 | 7438.1233 | 399.5067 | 7837.63 | 240.6393 | 8078.2693 | 640.146 | 7438.1233 | 42.2841 | 7395.8392 | 394.9774 | 7790.8166 | 239.8909 | 8030.7075 | 634.8683 | 5.2777
2010-07-15 | 15:00 | 7575.7162 | 414.4238 | 7990.14 | 243.0201 | 8233.1601 | 657.4439 | 7575.7162 | 40.0141 | 7535.7021 | 410.0575 | 7945.7596 | 242.3363 | 8188.0959 | 652.3939 | 5.0501
2010-07-15 | 16:00 | 7690.6284 | 427.0916 | 8117.72 | 244.9442 | 8362.6642 | 672.0358 | 7690.6284 | 34.3555 | 7656.2729 | 423.2843 | 8079.5572 | 244.3751 | 8323.9323 | 667.6594 | 4.3764
2010-07-15 | 17:00 | 7779.3297 | 437.0003 | 8216.33 | 246.3893 | 8462.7193 | 683.3895 | 7779.3297 | 27.2683 | 7752.0614 | 433.9421 | 8186.0035 | 245.9488 | 8431.9523 | 679.8908 | 3.4987
2010-07-15 | 18:00 | 7673.5799 | 425.2001 | 8098.78 | 244.6624 | 8343.4424 | 669.8626 | 7673.5799 | 18.1052 | 7655.4746 | 423.196 | 8078.6707 | 244.3618 | 8323.0325 | 667.5578 | 2.3047
2010-07-15 | 19:00 | 7072.0225 | 361.1475 | 7433.17 | 233.8999 | 7667.0699 | 595.0474 | 7072.0225 | 9.2015 | 7062.821 | 360.2083 | 7423.0293 | 233.723 | 7656.7523 | 593.9313 | 1.1161
2010-07-15 | 20:00 | 6757.3831 | 329.7269 | 7087.11 | 227.643 | 7314.753 | 557.37 | 6757.3831 | 2.8444 | 6754.5386 | 329.4494 | 7083.988 | 227.5845 | 7311.5726 | 557.0339 | 0.33603
2010-07-15 | 21:00 | 6467.7067 | 302.0633 | 6769.77 | 221.5077 | 6991.2777 | 523.5711 | 6467.7067 | 0.1388 | 6467.5679 | 302.0503 | 6769.6182 | 221.5047 | 6991.123 | 523.5551 | 0.01599
2010-07-15 | 22:00 | 6257.8781 | 282.7819 | 6540.66 | 216.8418 | 6757.5018 | 499.6236 | 6257.8781 | 0 | 6257.8781 | 282.7819 | 6540.66 | 216.8418 | 6757.5018 | 499.6236 | 0
2010-07-15 | 23:00 | 5829.4246 | 245.3854 | 6074.81 | 206.7429 | 6281.5529 | 452.1283 | 5829.4246 | 0 | 5829.4246 | 245.3854 | 6074.81 | 206.7429 | 6281.5529 | 452.1283 | 0
2010-07-15 | 24:00 | 5305.3801 | 203.2499 | 5508.63 | 193.3654 | 5701.9954 | 396.6153 | 5305.3801 | 0 | 5305.3801 | 203.2499 | 5508.63 | 193.3654 | 5701.9954 | 396.6153 | 0
2010-07-16 | 1:00 | 4963.5476 | 177.9024 | 5141.45 | 184.0425 | 5325.4925 | 361.9448 | 4963.5476 | 0 | 4963.5476 | 177.9024 | 5141.45 | 184.0425 | 5325.4925 | 361.9448 | 0
2010-07-16 | 2:00 | 4680.6957 | 158.2043 | 4838.9 | 175.9778 | 5014.8778 | 334.182 | 4680.6957 | 0 | 4680.6957 | 158.2043 | 4838.9 | 175.9778 | 5014.8778 | 334.182 | 0
2010-07-16 | 3:00 | 4542.434 | 148.996 | 4691.43 | 171.9215 | 4863.3515 | 320.9175 | 4542.434 | 0 | 4542.434 | 148.996 | 4691.43 | 171.9215 | 4863.3515 | 320.9175 | 0
2010-07-16 | 4:00 | 4461.8064 | 143.7536 | 4605.56 | 169.5217 | 4775.0817 | 313.2754 | 4461.8064 | 0 | 4461.8064 | 143.7536 | 4605.56 | 169.5217 | 4775.0817 | 313.2754 | 0
2010-07-16 | 5:00 | 4494.7272 | 145.8828 | 4640.61 | 170.5046 | 4811.1146 | 316.3874 | 4494.7272 | 0 | 4494.7272 | 145.8828 | 4640.61 | 170.5046 | 4811.1146 | 316.3874 | 0
2010-07-16 | 6:00 | 4730.6134 | 161.5966 | 4892.21 | 177.4239 | 5069.6339 | 339.0205 | 4730.6134 | 0 | 4730.6134 | 161.5966 | 4892.21 | 177.4239 | 5069.6339 | 339.0205 | 0
2010-07-16 | 7:00 | 5173.0061 | 193.2339 | 5366.24 | 189.8105 | 5556.0505 | 383.0444 | 5173.0061 | 1.0251 | 5171.981 | 193.1573 | 5365.1384 | 189.7827 | 5554.9211 | 382.94 | 0.10438
2010-07-16 | 8:00 | 5608.1128 | 227.1072 | 5835.22 | 201.2298 | 6036.4498 | 428.3369 | 5608.1128 | 4.3335 | 5603.7793 | 226.7563 | 5830.5357 | 201.1198 | 6031.6555 | 427.8762 | 0.4608
2010-07-16 | 9:00 | 5812.4884 | 243.9616 | 6056.45 | 206.3281 | 6262.7781 | 450.2898 | 5812.4884 | 13.4939 | 5798.9945 | 242.8302 | 6041.8247 | 205.9968 | 6247.8215 | 448.827 | 1.4628
2010-07-16 | 10:00 | 6070.9957 | 266.1443 | 6337.14 | 212.5307 | 6549.6707 | 478.675 | 6070.9957 | 21.5959 | 6049.3998 | 264.2542 | 6313.654 | 212.0231 | 6525.6771 | 476.2773 | 2.3977
2010-07-16 | 11:00 | 6314.0122 | 287.8778 | 6601.89 | 218.1082 | 6819.9982 | 505.986 | 6314.0122 | 23.7958 | 6290.2164 | 285.712 | 6575.9284 | 217.573 | 6793.5014 | 503.285 | 2.701
2010-07-16 | 12:00 | 6535.4645 | 308.4255 | 6843.89 | 222.9748 | 7066.8648 | 531.4003 | 6535.4645 | 36.0288 | 6499.4358 | 305.0343 | 6804.47 | 222.1971 | 7026.6672 | 527.2314 | 4.1689
2010-07-16 | 13:00 | 6770.6564 | 331.0236 | 7101.68 | 227.9156 | 7329.5956 | 558.9391 | 6770.6564 | 24.6037 | 6746.0527 | 328.6221 | 7074.6749 | 227.4098 | 7302.0846 | 556.0319 | 2.9072
2010-07-16 | 14:00 | 6985.8864 | 352.4036 | 7338.29 | 232.2295 | 7570.5195 | 584.6331 | 6985.8864 | 24.4771 | 6961.4092 | 349.9385 | 7311.3477 | 231.7489 | 7543.0966 | 581.6874 | 2.9457
2010-07-16 | 15:00 | 7074.3543 | 361.3857 | 7435.74 | 233.9447 | 7669.6847 | 595.3304 | 7074.3543 | 38.6528 | 7035.7015 | 357.4474 | 7393.1489 | 233.1994 | 7626.3483 | 590.6469 | 4.6835
2010-07-16 | 16:00 | 7070.4256 | 360.9844 | 7431.41 | 233.8692 | 7665.2792 | 594.8536 | 7070.4256 | 34.2506 | 7036.175 | 357.4955 | 7393.6705 | 233.2086 | 7626.8791 | 590.7041 | 4.1495
2010-07-16 | 17:00 | 6908.6188 | 344.6512 | 7253.27 | 230.7037 | 7483.9737 | 575.3549 | 6908.6188 | 27.8474 | 6880.7714 | 341.8784 | 7222.6498 | 230.1475 | 7452.7973 | 572.0259 | 3.329
2010-07-16 | 18:00 | 6843.6141 | 338.1959 | 7181.81 | 229.4002 | 7411.2102 | 567.5961 | 6843.6141 | 19.3289 | 6824.2852 | 336.2882 | 7160.5734 | 229.0091 | 7389.5825 | 565.2973 | 2.2988
2010-07-16 | 19:00 | 6779.073 | 331.847 | 7110.92 | 228.088 | 7339.008 | 559.9351 | 6779.073 | 9.3009 | 6769.7721 | 330.9371 | 7100.7092 | 227.8974 | 7328.6066 | 558.8345 | 1.1005
2010-07-16 | 20:00 | 6748.1896 | 328.8304 | 7077.02 | 227.4538 | 7304.4738 | 556.2842 | 6748.1896 | 2.648 | 6745.5416 | 328.5723 | 7074.114 | 227.3992 | 7301.5132 | 555.9716 | 0.31258
2010-07-16 | 21:00 | 6539.0829 | 308.7671 | 6847.85 | 223.0526 | 7070.9026 | 531.8197 | 6539.0829 | 0.16267 | 6538.9202 | 308.7517 | 6847.672 | 223.0491 | 7070.7211 | 531.8008 | 0.018858
2010-07-16 | 22:00 | 6338.6786 | 290.1314 | 6628.81 | 218.6605 | 6847.4705 | 508.7919 | 6338.6786 | 0 | 6338.6786 | 290.1314 | 6628.81 | 218.6605 | 6847.4705 | 508.7919 | 0
2010-07-16 | 23:00 | 5897.5921 | 251.1579 | 6148.75 | 208.4006 | 6357.1506 | 459.5585 | 5897.5921 | 0 | 5897.5921 | 251.1579 | 6148.75 | 208.4006 | 6357.1506 | 459.5585 | 0
2010-07-16 | 24:00 | 5368.449 | 208.111 | 5576.56 | 195.0344 | 5771.5944 | 403.1454 | 5368.449 | 0 | 5368.449 | 208.111 | 5576.56 | 195.0344 | 5771.5944 | 403.1454 | 0
2010-07-17 | 1:00 | 4995.8636 | 180.2264 | 5176.09 | 184.9438 | 5361.0338 | 365.1702 | 4995.8636 | 0 | 4995.8636 | 180.2264 | 5176.09 | 184.9438 | 5361.0338 | 365.1702 | 0
2010-07-17 | 2:00 | 4747.6475 | 162.7625 | 4910.41 | 177.9151 | 5088.3251 | 340.6776 | 4747.6475 | 0 | 4747.6475 | 162.7625 | 4910.41 | 177.9151 | 5088.3251 | 340.6776 | 0
2010-07-17 | 3:00 | 4542.8469 | 149.0231 | 4691.87 | 171.9337 | 4863.8037 | 320.9568 | 4542.8469 | 0 | 4542.8469 | 149.0231 | 4691.87 | 171.9337 | 4863.8037 | 320.9568 | 0
2010-07-17 | 4:00 | 4506.3329 | 146.6371 | 4652.97 | 170.8501 | 4823.8201 | 317.4872 | 4506.3329 | 0 | 4506.3329 | 146.6371 | 4652.97 | 170.8501 | 4823.8201 | 317.4872 | 0
2010-07-17 | 5:00 | 4536.1744 | 148.5856 | 4684.76 | 171.7361 | 4856.4961 | 320.3217 | 4536.1744 | 0 | 4536.1744 | 148.5856 | 4684.76 | 171.7361 | 4856.4961 | 320.3217 | 0
2010-07-17 | 6:00 | 4765.8098 | 164.0102 | 4929.82 | 178.4377 | 5108.2577 | 342.4478 | 4765.8098 | 0 | 4765.8098 | 164.0102 | 4929.82 | 178.4377 | 5108.2577 | 342.4478 | 0
2010-07-17 | 7:00 | 5220.9757 | 196.8343 | 5417.81 | 191.1068 | 5608.9168 | 387.9411 | 5220.9757 | 1.1794 | 5219.7964 | 196.7453 | 5416.5417 | 191.0751 | 5607.6168 | 387.8204 | 0.12068
2010-07-17 | 8:00 | 5631.3841 | 228.9959 | 5860.38 | 201.8189 | 6062.1989 | 430.8148 | 5631.3841 | 4.2384 | 5627.1458 | 228.6513 | 5855.7971 | 201.7118 | 6057.5089 | 430.3631 | 0.4517
2010-07-17 | 9:00 | 5907.3319 | 251.9881 | 6159.32 | 208.6359 | 6367.9559 | 460.624 | 5907.3319 | 12.8225 | 5894.5094 | 250.8954 | 6145.4047 | 208.326 | 6353.7308 | 459.2214 | 1.4026
2010-07-17 | 10:00 | 6061.5805 | 265.3195 | 6326.9 | 212.3096 | 6539.2096 | 477.6291 | 6061.5805 | 22.5254 | 6039.0552 | 263.3512 | 6302.4064 | 211.7793 | 6514.1857 | 475.1305 | 2.4986
2010-07-17 | 11:00 | 6220.1478 | 279.3822 | 6499.53 | 215.9831 | 6715.5131 | 495.3654 | 6220.1478 | 29.7183 | 6190.4295 | 276.719 | 6467.1485 | 215.3027 | 6682.4511 | 492.0216 | 3.3438
2010-07-17 | 12:00 | 6290.2362 | 285.7138 | 6575.95 | 217.5734 | 6793.5234 | 503.2872 | 6290.2362 | 33.2029 | 6257.0333 | 282.7055 | 6539.7388 | 216.8226 | 6756.5614 | 499.5281 | 3.7591
2010-07-17 | 13:00 | 6334.2443 | 289.7257 | 6623.97 | 218.5614 | 6842.5314 | 508.287 | 6334.2443 | 36.0248 | 6298.2195 | 286.4395 | 6584.6591 | 217.7532 | 6802.4123 | 504.1928 | 4.0943
2010-07-17 | 14:00 | 6495.0475 | 304.6225 | 6799.67 | 222.1021 | 7021.7721 | 526.7246 | 6495.0475 | 16.1757 | 6478.8718 | 303.1071 | 6781.9789 | 221.7508 | 7003.7297 | 524.8579 | 1.8666
2010-07-17 | 15:00 | 6626.7029 | 317.0971 | 6943.8 | 224.9195 | 7168.7195 | 542.0166 | 6626.7029 | 33.7176 | 6592.9852 | 313.8785 | 6906.8637 | 224.2049 | 7131.0686 | 538.0834 | 3.9332
2010-07-17 | 16:00 | 6773.3436 | 331.2864 | 7104.63 | 227.9707 | 7332.6007 | 559.257 | 6773.3436 | 15.7427 | 6757.6009 | 329.7482 | 7087.3491 | 227.6475 | 7314.9966 | 557.3957 | 1.8613
2010-07-17 | 17:00 | 6880.0985 | 341.8115 | 7221.91 | 230.134 | 7452.044 | 571.9455 | 6880.0985 | 3.8313 | 6876.2672 | 341.4309 | 7217.6981 | 230.0572 | 7447.7553 | 571.4882 | 0.45738
2010-07-17 | 18:00 | 6973.8224 | 351.1876 | 7325.01 | 231.9929 | 7557.0029 | 583.1805 | 6973.8224 | 2.8877 | 6970.9348 | 350.8968 | 7321.8315 | 231.9362 | 7553.7678 | 582.833 | 0.34748
2010-07-17 | 19:00 | 6972.8231 | 351.0869 | 7323.91 | 231.9733 | 7555.8833 | 583.0602 | 6972.8231 | 5.2547 | 6967.5684 | 350.558 | 7318.1264 | 231.8701 | 7549.9965 | 582.428 | 0.63219
2010-07-17 | 20:00 | 6873.5126 | 341.1574 | 7214.67 | 230.002 | 7444.672 | 571.1594 | 6873.5126 | 0.77453 | 6872.7381 | 341.0805 | 7213.8186 | 229.9865 | 7443.805 | 571.067 | 0.092422
2010-07-17 | 21:00 | 6630.9831 | 317.5069 | 6948.49 | 225.0098 | 7173.4998 | 542.5167 | 6630.9831 | 0 | 6630.9831 | 317.5069 | 6948.49 | 225.0098 | 7173.4998 | 542.5167 | 0
2010-07-17 | 22:00 | 6394.4322 | 295.2578 | 6689.69 | 219.8994 | 6909.5894 | 515.1572 | 6394.4322 | 0 | 6394.4322 | 295.2578 | 6689.69 | 219.8994 | 6909.5894 | 515.1572 | 0
2010-07-17 | 23:00 | 6002.7552 | 260.1948 | 6262.95 | 210.9202 | 6473.8702 | 471.115 | 6002.7552 | 0 | 6002.7552 | 260.1948 | 6262.95 | 210.9202 | 6473.8702 | 471.115 | 0
2010-07-17 | 24:00 | 5468.7407 | 215.9593 | 5684.7 | 197.6553 | 5882.3553 | 413.6146 | 5468.7407 | 0 | 5468.7407 | 215.9593 | 5684.7 | 197.6553 | 5882.3553 | 413.6146 | 0
2010-07-18 | 1:00 | 5067.8615 | 185.4585 | 5253.32 | 186.9369 | 5440.2569 | 372.3954 | 5067.8615 | 0 | 5067.8615 | 185.4585 | 5253.32 | 186.9369 | 5440.2569 | 372.3954 | 0
2010-07-18 | 2:00 | 4825.2904 | 168.1296 | 4993.42 | 180.1398 | 5173.5598 | 348.2695 | 4825.2904 | 0 | 4825.2904 | 168.1296 | 4993.42 | 180.1398 | 5173.5598 | 348.2695 | 0
2010-07-18 | 3:00 | 4658.2494 | 156.6906 | 4814.94 | 175.3243 | 4990.2643 | 332.0149 | 4658.2494 | 0 | 4658.2494 | 156.6906 | 4814.94 | 175.3243 | 4990.2643 | 332.0149 | 0
2010-07-18 | 4:00 | 4602.0476 | 152.9324 | 4754.98 | 173.6796 | 4928.6596 | 326.612 | 4602.0476 | 0 | 4602.0476 | 152.9324 | 4754.98 | 173.6796 | 4928.6596 | 326.612 | 0
2010-07-18 | 5:00 | 4650.5378 | 156.1722 | 4806.71 | 175.0994 | 4981.8094 | 331.2716 | 4650.5378 | 0 | 4650.5378 | 156.1722 | 4806.71 | 175.0994 | 4981.8094 | 331.2716 | 0
2010-07-18 | 6:00 | 4900.181 | 173.389 | 5073.57 | 182.2632 | 5255.8332 | 355.6522 | 4900.181 | 0 | 4900.181 | 173.389 | 5073.57 | 182.2632 | 5255.8332 | 355.6522 | 0
2010-07-18 | 7:00 | 5315.643 | 204.037 | 5519.68 | 193.6381 | 5713.3181 | 397.6751 | 5315.643 | 1.2079 | 5314.4351 | 203.9443 | 5518.3794 | 193.606 | 5711.9854 | 397.5503 | 0.12478
2010-07-18 | 8:00 | 5724.8404 | 236.6596 | 5961.5 | 204.1626 | 6165.6626 | 440.8222 | 5724.8404 | 4.3309 | 5720.5095 | 236.3017 | 5956.8112 | 204.0548 | 6160.866 | 440.3565 | 0.46576
2010-07-18 | 9:00 | 5909.8288 | 252.2012 | 6162.03 | 208.6961 | 6370.7261 | 460.8973 | 5909.8288 | 10.3263 | 5899.5025 | 251.3206 | 6150.8231 | 208.4468 | 6359.2698 | 459.7674 | 1.1299
2010-07-18 | 10:00 | 6042.6915 | 263.6685 | 6306.36 | 211.865 | 6518.225 | 475.5335 | 6042.6915 | 7.5394 | 6035.1521 | 263.0109 | 6298.163 | 211.6872 | 6509.8502 | 474.6981 | 0.83541
2010-07-18 | 11:00 | 6316.4224 | 288.0976 | 6604.52 | 218.1623 | 6822.6823 | 506.2599 | 6316.4224 | 6.3436 | 6310.0788 | 287.5192 | 6597.5981 | 218.0199 | 6815.6179 | 505.5391 | 0.72077
2010-07-18 | 12:00 | 6477.3182 | 302.9618 | 6780.28 | 221.717 | 7001.997 | 524.6788 | 6477.3182 | 11.0924 | 6466.2258 | 301.925 | 6768.1508 | 221.4755 | 6989.6263 | 523.4005 | 1.2783
2010-07-18 | 13:00 | 6610.4832 | 315.5468 | 6926.03 | 224.5763 | 7150.6063 | 540.1231 | 6610.4832 | 8.0924 | 6602.3908 | 314.7747 | 6917.1655 | 224.4047 | 7141.5702 | 539.1794 | 0.94371
2010-07-18 | 14:00 | 6773.5805 | 331.3095 | 7104.89 | 227.9755 | 7332.8655 | 559.285 | 6773.5805 | 6.1955 | 6767.385 | 330.7037 | 7098.0888 | 227.8485 | 7325.9372 | 558.5522 | 0.73283
2010-07-18 | 15:00 | 6821.1506 | 335.9794 | 7157.13 | 228.9455 | 7386.0755 | 564.9249 | 6821.1506 | 16.3489 | 6804.8017 | 334.3708 | 7139.1725 | 228.6132 | 7367.7857 | 562.984 | 1.9409
2010-07-18 | 16:00 | 6965.6455 | 350.3645 | 7316.01 | 231.8323 | 7547.8423 | 582.1968 | 6965.6455 | 30.9935 | 6934.652 | 347.2535 | 7281.9055 | 231.2206 | 7513.1262 | 578.4742 | 3.7226
2010-07-18 | 17:00 | 7172.9688 | 371.5312 | 7544.5 | 235.8166 | 7780.3166 | 607.3478 | 7172.9688 | 25.5848 | 7147.3841 | 368.8855 | 7516.2696 | 235.335 | 7751.6046 | 604.2205 | 3.1272
2010-07-18 | 18:00 | 7289.2006 | 383.6694 | 7672.87 | 237.9686 | 7910.8386 | 621.6379 | 7289.2006 | 18.7727 | 7270.4279 | 381.6957 | 7652.1236 | 237.625 | 7889.7486 | 619.3207 | 2.3172
2010-07-18 | 19:00 | 7228.395 | 377.295 | 7605.69 | 236.8501 | 7842.5401 | 614.1452 | 7228.395 | 9.6067 | 7218.7883 | 376.2928 | 7595.0811 | 236.672 | 7831.7531 | 612.9648 | 1.1804
2010-07-18 | 20:00 | 7134.4757 | 367.5543 | 7502.03 | 235.0909 | 7737.1209 | 602.6452 | 7134.4757 | 2.653 | 7131.8228 | 367.281 | 7499.1037 | 235.0407 | 7734.1444 | 602.3217 | 0.32355
2010-07-18 | 21:00 | 6966.5995 | 350.4605 | 7317.06 | 231.851 | 7548.911 | 582.3115 | 6966.5995 | 0.11099 | 6966.4885 | 350.4493 | 7316.9378 | 231.8488 | 7548.7867 | 582.2981 | 0.013349
2010-07-18 | 22:00 | 6761.829 | 330.161 | 7091.99 | 227.7344 | 7319.7244 | 557.8954 | 6761.829 | 0 | 6761.829 | 330.161 | 7091.99 | 227.7344 | 7319.7244 | 557.8954 | 0
2010-07-18 | 23:00 | 6281.2976 | 284.9024 | 6566.2 | 217.3717 | 6783.5717 | 502.2741 | 6281.2976 | 0 | 6281.2976 | 284.9024 | 6566.2 | 217.3717 | 6783.5717 | 502.2741 | 0
2010-07-18 | 24:00 | 5748.7034 | 238.6366 | 5987.34 | 204.7553 | 6192.0953 | 443.392 | 5748.7034 | 0 | 5748.7034 | 238.6366 | 5987.34 | 204.7553 | 6192.0953 | 443.392 | 0
2010-07-19 | 1:00 | 5310.4978 | 203.6422 | 5514.14 | 193.5014 | 5707.6414 | 397.1437 | 5310.4978 | 0 | 5310.4978 | 203.6422 | 5514.14 | 193.5014 | 5707.6414 | 397.1437 | 0
2010-07-19 | 2:00 | 5018.7207 | 181.8793 | 5200.6 | 185.5787 | 5386.1787 | 367.4581 | 5018.7207 | 0 | 5018.7207 | 181.8793 | 5200.6 | 185.5787 | 5386.1787 | 367.4581 | 0
2010-07-19 | 3:00 | 4793.9849 | 165.9551 | 4959.94 | 179.2457 | 5139.1857 | 345.2008 | 4793.9849 | 0 | 4793.9849 | 165.9551 | 4959.94 | 179.2457 | 5139.1857 | 345.2008 | 0
2010-07-19 | 4:00 | 4688.5541 | 158.7359 | 4847.29 | 176.2061 | 5023.4961 | 334.942 | 4688.5541 | 0 | 4688.5541 | 158.7359 | 4847.29 | 176.2061 | 5023.4961 | 334.942 | 0
2010-07-19 | 5:00 | 4717.0301 | 160.6699 | 4877.7 | 177.0313 | 5054.7313 | 337.7013 | 4717.0301 | 0 | 4717.0301 | 160.6699 | 4877.7 | 177.0313 | 5054.7313 | 337.7013 | 0
2010-07-19 | 6:00 | 4928.0903 | 175.3697 | 5103.46 | 183.0488 | 5286.5088 | 358.4185 | 4928.0903 | 0 | 4928.0903 | 175.3697 | 5103.46 | 183.0488 | 5286.5088 | 358.4185 | 0
2010-07-19 | 7:00 | 5347.8342 | 206.5158 | 5554.35 | 194.4906 | 5748.8406 | 401.0064 | 5347.8342 | 1.1535 | 5346.6807 | 206.4267 | 5553.1074 | 194.4601 | 5747.5676 | 400.8868 | 0.11955
2010-07-19 | 8:00 | 5837.7529 | 246.0871 | 6083.84 | 206.9465 | 6290.7865 | 453.0335 | 5837.7529 | 4.1336 | 5833.6193 | 245.7387 | 6079.358 | 206.8455 | 6286.2035 | 452.5842 | 0.44937
2010-07-19 | 9:00 | 6125.8174 | 270.9726 | 6396.79 | 213.8104 | 6610.6004 | 484.7831 | 6125.8174 | 12.6763 | 6113.1411 | 269.8523 | 6382.9934 | 213.5156 | 6596.509 | 483.368 | 1.4151
2010-07-19 | 10:00 | 6409.3619 | 296.6381 | 6706 | 220.2289 | 6926.2289 | 516.867 | 6409.3619 | 9.2597 | 6400.1022 | 295.7816 | 6695.8838 | 220.0247 | 6915.9084 | 515.8063 | 1.0608
2010-07-19 | 11:00 | 6736.7077 | 327.7123 | 7064.42 | 227.217 | 7291.637 | 554.9293 | 6736.7077 | 10.2708 | 6726.4369 | 326.7138 | 7053.1507 | 227.0046 | 7280.1554 | 553.7185 | 1.2108
2010-07-19 | 12:00 | 6956.768 | 349.472 | 7306.24 | 231.6575 | 7537.8975 | 581.1295 | 6956.768 | 11.843 | 6944.925 | 348.2831 | 7293.2081 | 231.4238 | 7524.632 | 579.707 | 1.4225
2010-07-19 | 13:00 | 7152.3153 | 369.3947 | 7521.71 | 235.4281 | 7757.1381 | 604.8227 | 7152.3153 | 7.6371 | 7144.6782 | 368.6062 | 7513.2845 | 235.2839 | 7748.5684 | 603.8902 | 0.93259
2010-07-19 | 14:00 | 7225.769 | 377.021 | 7602.79 | 236.8015 | 7839.5915 | 613.8224 | 7225.769 | 6.9487 | 7218.8204 | 376.2962 | 7595.1165 | 236.6726 | 7831.7891 | 612.9687 | 0.8537
2010-07-19 | 15:00 | 7330.3288 | 388.0112 | 7718.34 | 238.7159 | 7957.0559 | 626.7271 | 7330.3288 | 6.9455 | 7323.3833 | 387.2763 | 7710.6596 | 238.5902 | 7949.2498 | 625.8664 | 0.86061
2010-07-19 | 16:00 | 7600.9237 | 417.1863 | 8018.11 | 243.4472 | 8261.5572 | 660.6335 | 7600.9237 | 6.1319 | 7594.7918 | 416.5135 | 8011.3053 | 243.3435 | 8254.6488 | 659.857 | 0.77647
2010-07-19 | 17:00 | 7762.8763 | 435.1537 | 8198.03 | 246.1239 | 8444.1539 | 681.2776 | 7762.8763 | 14.0181 | 7748.8582 | 433.5835 | 8182.4417 | 245.8968 | 8428.3385 | 679.4803 | 1.7972
2010-07-19 | 18:00 | 7715.2404 | 429.8296 | 8145.07 | 245.3487 | 8390.4187 | 675.1782 | 7715.2404 | 13.0232 | 7702.2173 | 428.3797 | 8130.5969 | 245.135 | 8375.7319 | 673.5147 | 1.6636
2010-07-19 | 19:00 | 7539.1655 | 410.4345 | 7949.6 | 242.3958 | 8191.9958 | 652.8303 | 7539.1655 | 5.3975 | 7533.768 | 409.8471 | 7943.615 | 242.3031 | 8185.9181 | 652.1502 | 0.68016
2010-07-19 | 20:00 | 7331.4049 | 388.1251 | 7719.53 | 238.7353 | 7958.2653 | 626.8604 | 7331.4049 | 2.6339 | 7328.771 | 387.8463 | 7716.6173 | 238.6877 | 7955.305 | 626.534 | 0.32645
2010-07-19 | 21:00 | 6944.1178 | 348.2022 | 7292.32 | 231.4079 | 7523.7279 | 579.6101 | 6944.1178 | 0.089342 | 6944.0285 | 348.1932 | 7292.2217 | 231.4061 | 7523.6278 | 579.5994 | 0.010725
2010-07-19 | 22:00 | 6681.5702 | 322.3698 | 7003.94 | 226.0718 | 7230.0118 | 548.4417 | 6681.5702 | 0 | 6681.5702 | 322.3698 | 7003.94 | 226.0718 | 7230.0118 | 548.4417 | 0
2010-07-19 | 23:00 | 6240.3867 | 281.2033 | 6521.59 | 216.4445 | 6738.0345 | 497.6477 | 6240.3867 | 0 | 6240.3867 | 281.2033 | 6521.59 | 216.4445 | 6738.0345 | 497.6477 | 0
2010-07-19 | 24:00 | 5711.5666 | 235.5634 | 5947.13 | 203.8319 | 6150.9619 | 439.3953 | 5711.5666 | 0 | 5711.5666 | 235.5634 | 5947.13 | 203.8319 | 6150.9619 | 439.3953 | 0
2010-07-20 | 1:00 | 5296.342 | 202.558 | 5498.9 | 193.1249 | 5692.0249 | 395.6829 | 5296.342 | 0 | 5296.342 | 202.558 | 5498.9 | 193.1249 | 5692.0249 | 395.6829 | 0
2010-07-20 | 2:00 | 4979.9686 | 179.0814 | 5159.05 | 184.501 | 5343.551 | 363.5824 | 4979.9686 | 0 | 4979.9686 | 179.0814 | 5159.05 | 184.501 | 5343.551 | 363.5824 | 0
2010-07-20 | 3:00 | 4735.6304 | 161.9396 | 4897.57 | 177.5687 | 5075.1387 | 339.5083 | 4735.6304 | 0 | 4735.6304 | 161.9396 | 4897.57 | 177.5687 | 5075.1387 | 339.5083 | 0
2010-07-20 | 4:00 | 4549.5658 | 149.4642 | 4699.03 | 172.1326 | 4871.1626 | 321.5968 | 4549.5658 | 0 | 4549.5658 | 149.4642 | 4699.03 | 172.1326 | 4871.1626 | 321.5968 | 0
2010-07-20 | 5:00 | 4481.1568 | 145.0032 | 4626.16 | 170.1 | 4796.26 | 315.1032 | 4481.1568 | 0 | 4481.1568 | 145.0032 | 4626.16 | 170.1 | 4796.26 | 315.1032 | 0
2010-07-20 | 6:00 | 4483.8147 | 145.1753 | 4628.99 | 170.1793 | 4799.1693 | 315.3546 | 4483.8147 | 0 | 4483.8147 | 145.1753 | 4628.99 | 170.1793 | 4799.1693 | 315.3546 | 0
2010-07-20 | 7:00 | 4551.4424 | 149.5876 | 4701.03 | 172.1881 | 4873.2181 | 321.7756 | 4551.4424 | 1.1123 | 4550.3301 | 149.5144 | 4699.8446 | 172.1552 | 4871.9998 | 321.6696 | 0.106
2010-07-20 | 8:00 | 4754.2261 | 163.2139 | 4917.44 | 178.1045 | 5095.5445 | 341.3184 | 4754.2261 | 4.09 | 4750.1362 | 162.9332 | 4913.0693 | 177.9868 | 5091.0562 | 340.92 | 0.39844
2010-07-20 | 9:00 | 4867.5243 | 171.0857 | 5038.61 | 181.34 | 5219.95 | 352.4256 | 4867.5243 | 12.9011 | 4854.6232 | 170.18 | 5024.8032 | 180.9741 | 5205.7773 | 351.1541 | 1.2716
2010-07-20 | 10:00 | 4835.1711 | 168.8189 | 5003.99 | 180.4212 | 5184.4112 | 349.2401 | 4835.1711 | 19.7449 | 4815.4262 | 167.4429 | 4982.8691 | 179.8585 | 5162.7276 | 347.3014 | 1.9387
2010-07-20 | 11:00 | 4799.4559 | 166.3341 | 4965.79 | 179.4022 | 5145.1922 | 345.7363 | 4799.4559 | 30.1287 | 4769.3271 | 164.2523 | 4933.5795 | 178.5387 | 5112.1182 | 342.791 | 2.9453
2010-07-20 | 12:00 | 4803.131 | 166.589 | 4969.72 | 179.5073 | 5149.2273 | 346.0963 | 4803.131 | 31.3376 | 4771.7934 | 164.4223 | 4936.2157 | 178.6095 | 5114.8252 | 343.0318 | 3.0645
2010-07-20 | 13:00 | 4636.0119 | 155.1981 | 4791.21 | 174.675 | 4965.885 | 329.8731 | 4636.0119 | 38.8732 | 4597.1387 | 152.6063 | 4749.7451 | 173.5353 | 4923.2804 | 326.1417 | 3.7315
2010-07-20 | 14:00 | 4492.9148 | 145.7652 | 4638.68 | 170.4506 | 4809.1306 | 316.2158 | 4492.9148 | 23.0392 | 4469.8757 | 144.2741 | 4614.1497 | 169.763 | 4783.9128 | 314.0371 | 2.1787
2010-07-20 | 15:00 | 4455.8781 | 143.3719 | 4599.25 | 169.3443 | 4768.5943 | 312.7162 | 4455.8781 | 32.3212 | 4423.5569 | 141.2995 | 4564.8564 | 168.3745 | 4733.2309 | 309.674 | 3.0422
2010-07-20 | 16:00 | 4526.7886 | 147.9714 | 4674.76 | 171.4578 | 4846.2178 | 319.4292 | 4526.7886 | 32.9971 | 4493.7915 | 145.822 | 4639.6135 | 170.4767 | 4810.0903 | 316.2988 | 3.1304
2010-07-20 | 17:00 | 4596.4682 | 152.5618 | 4749.03 | 173.5156 | 4922.5456 | 326.0774 | 4596.4682 | 28.2426 | 4568.2256 | 150.6928 | 4718.9184 | 172.6838 | 4891.6022 | 323.3766 | 2.7008
2010-07-20 | 18:00 | 4760.8697 | 163.6703 | 4924.54 | 178.2957 | 5102.8357 | 341.966 | 4760.8697 | 19.2186 | 4741.6511 | 162.3516 | 4904.0027 | 177.7423 | 5081.745 | 340.0939 | 1.8721
2010-07-20 | 19:00 | 4856.349 | 170.301 | 5026.65 | 181.0231 | 5207.6731 | 351.3241 | 4856.349 | 9.3738 | 4846.9752 | 169.6442 | 5016.6194 | 180.7569 | 5197.3763 | 350.4011 | 0.92298
2010-07-20 | 20:00 | 4907.5958 | 173.9142 | 5081.51 | 182.4722 | 5263.9822 | 356.3863 | 4907.5958 | 2.5718 | 4905.0241 | 173.7319 | 5078.756 | 182.3997 | 5261.1557 | 356.1316 | 0.2547
2010-07-20 | 21:00 | 4819.7278 | 167.7422 | 4987.47 | 179.9812 | 5167.4512 | 347.7234 | 4819.7278 | 0.044988 | 4819.6828 | 167.7391 | 4987.4219 | 179.9799 | 5167.4018 | 347.719 | 0.0044146
2010-07-20 | 22:00 | 4754.2916 | 163.2184 | 4917.51 | 178.1064 | 5095.6164 | 341.3248 | 4754.2916 | 0 | 4754.2916 | 163.2184 | 4917.51 | 178.1064 | 5095.6164 | 341.3248 | 0
2010-07-20 | 23:00 | 4529.1727 | 148.1273 | 4677.3 | 171.5285 | 4848.8285 | 319.6558 | 4529.1727 | 0 | 4529.1727 | 148.1273 | 4677.3 | 171.5285 | 4848.8285 | 319.6558 | 0
2010-07-20 | 24:00 | 4246.7689 | 130.2311 | 4377 | 162.9985 | 4539.9985 | 293.2296 | 4246.7689 | 0 | 4246.7689 | 130.2311 | 4377 | 162.9985 | 4539.9985 | 293.2296 | 0
2010-07-21 | 1:00 | 3991.4475 | 115.0425 | 4106.49 | 155.0231 | 4261.5131 | 270.0655 | 3991.4475 | 0 | 3991.4475 | 115.0425 | 4106.49 | 155.0231 | 4261.5131 | 270.0655 | 0
2010-07-21 | 2:00 | 3808.2173 | 104.7227 | 3912.94 | 149.1469 | 4062.0869 | 253.8696 | 3808.2173 | 0 | 3808.2173 | 104.7227 | 3912.94 | 149.1469 | 4062.0869 | 253.8696 | 0
2010-07-21 | 3:00 | 3705.4339 | 99.1461 | 3804.58 | 145.7954 | 3950.3754 | 244.9414 | 3705.4339 | 0 | 3705.4339 | 99.1461 | 3804.58 | 145.7954 | 3950.3754 | 244.9414 | 0
2010-07-21 | 4:00 | 3631.9095 | 95.2505 | 3727.16 | 143.3736 | 3870.5336 | 238.6241 | 3631.9095 | 0 | 3631.9095 | 95.2505 | 3727.16 | 143.3736 | 3870.5336 | 238.6241 | 0
2010-07-21 | 5:00 | 3620.6492 | 94.6608 | 3715.31 | 143.0009 | 3858.3109 | 237.6617 | 3620.6492 | 0 | 3620.6492 | 94.6608 | 3715.31 | 143.0009 | 3858.3109 | 237.6617 | 0
2010-07-21 | 6:00 | 3626.4648 | 94.9652 | 3721.43 | 143.1935 | 3864.6235 | 238.1586 | 3626.4648 | 0 | 3626.4648 | 94.9652 | 3721.43 | 143.1935 | 3864.6235 | 238.1586 | 0
2010-07-21 | 7:00 | 3645.8375 | 95.9825 | 3741.82 | 143.8339 | 3885.6539 | 239.8164 | 3645.8375 | 1.1075 | 3644.73 | 95.9242 | 3740.6542 | 143.7973 | 3884.4515 | 239.7215 | 0.094884
2010-07-21 | 8:00 | 3811.639 | 104.911 | 3916.55 | 149.2578 | 4065.8078 | 254.1688 | 3811.639 | 4.0332 | 3807.6058 | 104.6891 | 3912.2949 | 149.1271 | 4061.422 | 253.8162 | 0.35262
2010-07-21 | 9:00 | 3981.4908 | 114.4692 | 4095.96 | 154.707 | 4250.667 | 269.1762 | 3981.4908 | 12.7567 | 3968.7341 | 113.7369 | 4082.471 | 154.3015 | 4236.7725 | 268.0384 | 1.1378
2010-07-21 | 10:00 | 4181.7369 | 126.2731 | 4308.01 | 160.9908 | 4469.0008 | 287.2638 | 4181.7369 | 22.0459 | 4159.691 | 124.9452 | 4284.6362 | 160.3064 | 4444.9426 | 285.2516 | 2.0122
2010-07-21 | 11:00 | 4328.7428 | 135.3072 | 4464.05 | 165.5062 | 4629.5562 | 300.8134 | 4328.7428 | 30.5795 | 4298.1633 | 133.4023 | 4431.5656 | 164.5738 | 4596.1394 | 297.976 | 2.8374
2010-07-21 | 12:00 | 4481.1756 | 145.0044 | 4626.18 | 170.1005 | 4796.2805 | 315.105 | 4481.1756 | 35.2399 | 4445.9356 | 142.7328 | 4588.6684 | 169.0464 | 4757.7148 | 311.7792 | 3.3258
2010-07-21 | 13:00 | 4635.3183 | 155.1517 | 4790.47 | 174.6547 | 4965.1247 | 329.8064 | 4635.3183 | 39.3295 | 4595.9888 | 152.53 | 4748.5188 | 173.5015 | 4922.0204 | 326.0315 | 3.7749
2010-07-21 | 14:00 | 4791.8805 | 165.8095 | 4957.69 | 179.1854 | 5136.8754 | 344.9949 | 4791.8805 | 38.9801 | 4752.9004 | 163.1228 | 4916.0233 | 178.0664 | 5094.0896 | 341.1892 | 3.8057
2010-07-21 | 15:00 | 4904.7383 | 173.7117 | 5078.45 | 182.3917 | 5260.8417 | 356.1033 | 4904.7383 | 37.7703 | 4866.968 | 171.0466 | 5038.0145 | 181.3242 | 5219.3387 | 352.3708 | 3.7326
2010-07-21 | 16:00 | 5034.8497 | 183.0503 | 5217.9 | 186.0256 | 5403.9256 | 369.0758 | 5034.8497 | 31.8146 | 5003.0351 | 180.7442 | 5183.7794 | 185.1432 | 5368.9226 | 365.8874 | 3.1884
2010-07-21 | 17:00 | 5177.5095 | 193.5705 | 5371.08 | 189.9326 | 5561.0126 | 383.5031 | 5177.5095 | 13.3496 | 5164.1599 | 192.5736 | 5356.7335 | 189.5704 | 5546.3039 | 382.144 | 1.3591
2010-07-21 | 18:00 | 5290.5452 | 202.1148 | 5492.66 | 192.9705 | 5685.6305 | 395.0854 | 5290.5452 | 17.316 | 5273.2291 | 200.794 | 5474.0231 | 192.5085 | 5666.5316 | 393.3024 | 1.7829
2010-07-21 | 19:00 | 5337.3901 | 205.7099 | 5543.1 | 194.2145 | 5737.3145 | 399.9244 | 5337.3901 | 9.2031 | 5328.187 | 205.0011 | 5533.1881 | 193.9708 | 5727.1589 | 398.9719 | 0.95248
2010-07-21 | 20:00 | 5267.9202 | 200.3898 | 5468.31 | 192.3666 | 5660.6766 | 392.7564 | 5267.9202 | 2.0269 | 5265.8932 | 200.2357 | 5466.1289 | 192.3124 | 5658.4413 | 392.548 | 0.20839
2010-07-21 | 21:00 | 5162.1372 | 192.4228 | 5354.56 | 189.5155 | 5544.0755 | 381.9383 | 5162.1372 | 0 | 5162.1372 | 192.4228 | 5354.56 | 189.5155 | 5544.0755 | 381.9383 | 0
2010-07-21 | 22:00 | 5103.2708 | 188.0592 | 5291.33 | 187.9095 | 5479.2395 | 375.9687 | 5103.2708 | 0 | 5103.2708 | 188.0592 | 5291.33 | 187.9095 | 5479.2395 | 375.9687 | 0
2010-07-21 | 23:00 | 4797.3798 | 166.1902 | 4963.57 | 179.3428 | 5142.9128 | 345.5331 | 4797.3798 | 0 | 4797.3798 | 166.1902 | 4963.57 | 179.3428 | 5142.9128 | 345.5331 | 0
2010-07-21 | 24:00 | 4415.1003 | 140.7597 | 4555.86 | 168.1201 | 4723.9801 | 308.8798 | 4415.1003 | 0 | 4415.1003 | 140.7597 | 4555.86 | 168.1201 | 4723.9801 | 308.8798 | 0
2010-07-22 | 1:00 | 4135.8528 | 123.5172 | 4259.37 | 159.5644 | 4418.9344 | 283.0816 | 4135.8528 | 0 | 4135.8528 | 123.5172 | 4259.37 | 159.5644 | 4418.9344 | 283.0816 | 0
2010-07-22 | 2:00 | 3945.9739 | 112.4361 | 4058.41 | 153.5766 | 4211.9866 | 266.0127 | 3945.9739 | 0 | 3945.9739 | 112.4361 | 4058.41 | 153.5766 | 4211.9866 | 266.0127 | 0
2010-07-22 | 3:00 | 3828.8969 | 105.8631 | 3934.76 | 149.8165 | 4084.5765 | 255.6796 | 3828.8969 | 0 | 3828.8969 | 105.8631 | 3934.76 | 149.8165 | 4084.5765 | 255.6796 | 0
2010-07-22 | 4:00 | 3801.6388 | 104.3612 | 3906 | 148.9336 | 4054.9336 | 253.2948 | 3801.6388 | 0 | 3801.6388 | 104.3612 | 3906 | 148.9336 | 4054.9336 | 253.2948 | 0
2010-07-22 | 5:00 | 3861.8849 | 107.6951 | 3969.58 | 150.8812 | 4120.4612 | 258.5763 | 3861.8849 | 0 | 3861.8849 | 107.6951 | 3969.58 | 150.8812 | 4120.4612 | 258.5763 | 0
2010-07-22 | 6:00 | 4117.5251 | 122.4249 | 4239.95 | 158.9924 | 4398.9424 | 281.4173 | 4117.5251 | 0 | 4117.5251 | 122.4249 | 4239.95 | 158.9924 | 4398.9424 | 281.4173 | 0
2010-07-22 | 7:00 | 4450.7481 | 143.0419 | 4593.79 | 169.1906 | 4762.9806 | 312.2326 | 4450.7481 | 0.63753 | 4450.1105 | 143.001 | 4593.1115 | 169.1715 | 4762.283 | 312.1725 | 0.060079
2010-07-22 | 8:00 | 4810.3312 | 167.0888 | 4977.42 | 179.713 | 5157.133 | 346.8018 | 4810.3312 | 1.0567 | 4809.2745 | 167.0154 | 4976.2899 | 179.6829 | 5155.9727 | 346.6982 | 0.10359
2010-07-22 | 9:00 | 4979.8939 | 179.0761 | 5158.97 | 184.4989 | 5343.4689 | 363.5749 | 4979.8939 | 2.8595 | 4977.0344 | 178.8705 | 5155.9049 | 184.4191 | 5340.324 | 363.2896 | 0.28536
2010-07-22 | 10:00 | 5092.9693 | 187.3007 | 5280.27 | 187.6271 | 5467.8971 | 374.9278 | 5092.9693 | 4.8434 | 5088.1259 | 186.9447 | 5275.0705 | 187.4941 | 5462.5647 | 374.4388 | 0.48902
2010-07-22 | 11:00 | 5188.8599 | 194.4201 | 5383.28 | 190.24 | 5573.52 | 384.6601 | 5188.8599 | 5.9299 | 5182.93 | 193.976 | 5376.906 | 190.0794 | 5566.9854 | 384.0555 | 0.60463
2010-07-22 | 12:00 | 5295.4038 | 202.4862 | 5497.89 | 193.1 | 5690.99 | 395.5862 | 5295.4038 | 4.9835 | 5290.4203 | 202.1053 | 5492.5256 | 192.9672 | 5685.4928 | 395.0725 | 0.5137
2010-07-22 | 13:00 | 5435.5445 | 213.3455 | 5648.89 | 196.7923 | 5845.6823 | 410.1378 | 5435.5445 | 6.5211 | 5429.0234 | 212.8339 | 5641.8573 | 196.6222 | 5838.4795 | 409.4561 | 0.68165
2010-07-22 | 14:00 | 5536.6258 | 221.3542 | 5757.98 | 199.4062 | 5957.3862 | 420.7604 | 5536.6258 | 8.7319 | 5527.894 | 220.6565 | 5748.5505 | 199.182 | 5947.7325 | 419.8386 | 0.92182
2010-07-22 | 15:00 | 5614.5881 | 227.6319 | 5842.22 | 201.3939 | 6043.6139 | 429.0258 | 5614.5881 | 9.752 | 5604.8361 | 226.8418 | 5831.6779 | 201.1467 | 6032.8246 | 427.9885 | 1.0373
2010-07-22 | 16:00 | 5667.1464 | 231.9136 | 5899.06 | 202.72 | 6101.78 | 434.6336 | 5667.1464 | 18.5613 | 5648.5851 | 230.3969 | 5878.9821 | 202.253 | 6081.235 | 432.6499 | 1.9837
2010-07-22 | 17:00 | 5770.3526 | 240.4374 | 6010.79 | 205.291 | 6216.081 | 445.7284 | 5770.3526 | 10.4152 | 5759.9374 | 239.5702 | 5999.5077 | 205.0335 | 6204.5412 | 444.6038 | 1.1246
2010-07-22 | 18:00 | 5839.8649 | 246.2651 | 6086.13 | 206.9981 | 6293.1281 | 453.2632 | 5839.8649 | 5.5162 | 5834.3486 | 245.8001 | 6080.1487 | 206.8633 | 6287.0121 | 452.6634 | 0.59975
2010-07-22 | 19:00 | 5827.6629 | 245.2371 | 6072.9 | 206.6999 | 6279.5999 | 451.937 | 5827.6629 | 3.4109 | 5824.252 | 244.9501 | 6069.2021 | 206.6164 | 6275.8185 | 451.5665 | 0.37046
2010-07-22 | 20:00 | 5763.0507 | 239.8293 | 6002.88 | 205.1106 | 6207.9906 | 444.9398 | 5763.0507 | 1.7827 | 5761.268 | 239.6809 | 6000.949 | 205.0665 | 6206.0154 | 444.7474 | 0.19244
2010-07-22 | 21:00 | 5584.6492 | 225.2108 | 5809.86 | 200.6335 | 6010.4935 | 425.8443 | 5584.6492 | 0.00024189 | 5584.649 | 225.2107 | 5809.8597 | 200.6335 | 6010.4933 | 425.8443 | 2.5667e-05
2010-07-22 | 22:00 | 5423.7123 | 212.4177 | 5636.13 | 196.4836 | 5832.6136 | 408.9013 | 5423.7123 | 0 | 5423.7123 | 212.4177 | 5636.13 | 196.4836 | 5832.6136 | 408.9013 | 0
2010-07-22 | 23:00 | 5004.9289 | 180.8811 | 5185.81 | 185.1958 | 5371.0058 | 366.0769 | 5004.9289 | 0 | 5004.9289 | 180.8811 | 5185.81 | 185.1958 | 5371.0058 | 366.0769 | 0
2010-07-22 | 24:00 | 4562.6452 | 150.3248 | 4712.97 | 172.5191 | 4885.4891 | 322.8439 | 4562.6452 | 0 | 4562.6452 | 150.3248 | 4712.97 | 172.5191 | 4885.4891 | 322.8439 | 0
2010-07-23 | 1:00 | 4297.4896 | 133.3604 | 4430.85 | 164.5532 | 4595.4032 | 297.9136 | 4297.4896 | 0 | 4297.4896 | 133.3604 | 4430.85 | 164.5532 | 4595.4032 | 297.9136 | 0
2010-07-23 | 2:00 | 4096.4926 | 121.1774 | 4217.67 | 158.3344 | 4376.0044 | 279.5119 | 4096.4926 | 0 | 4096.4926 | 121.1774 | 4217.67 | 158.3344 | 4376.0044 | 279.5119 | 0
2010-07-23 | 3:00 | 3952.0664 | 112.7836 | 4064.85 | 153.7708 | 4218.6208 | 266.5544 | 3952.0664 | 0 | 3952.0664 | 112.7836 | 4064.85 | 153.7708 | 4218.6208 | 266.5544 | 0
2010-07-23 | 4:00 | 3918.4377 | 110.8723 | 4029.31 | 152.6969 | 4182.0069 | 263.5692 | 3918.4377 | 0 | 3918.4377 | 110.8723 | 4029.31 | 152.6969 | 4182.0069 | 263.5692 | 0
2010-07-23 | 5:00 | 3988.4975 | 114.8725 | 4103.37 | 154.9295 | 4258.2995 | 269.8019 | 3988.4975 | 0 | 3988.4975 | 114.8725 | 4103.37 | 154.9295 | 4258.2995 | 269.8019 | 0
2010-07-23 | 6:00 | 4230.6176 | 129.2424 | 4359.86 | 162.5014 | 4522.3614 | 291.7438 | 4230.6176 | 0 | 4230.6176 | 129.2424 | 4359.86 | 162.5014 | 4522.3614 | 291.7438 | 0
2010-07-23 | 7:00 | 4561.7539 | 150.2661 | 4712.02 | 172.4928 | 4884.5128 | 322.7589 | 4561.7539 | 0.33943 | 4561.4145 | 150.2438 | 4711.6582 | 172.4828 | 4884.141 | 322.7265 | 0.032385
2010-07-23 | 8:00 | 4906.8768 | 173.8632 | 5080.74 | 182.4519 | 5263.1919 | 356.3151 | 4906.8768 | 2.5155 | 4904.3613 | 173.685 | 5078.0463 | 182.381 | 5260.4273 | 356.066 | 0.24911
2010-07-23 | 9:00 | 5090.035 | 187.085 | 5277.12 | 187.5465 | 5464.6665 | 374.6315 | 5090.035 | 12.1193 | 5077.9157 | 186.1951 | 5264.1109 | 187.2136 | 5451.3244 | 373.4087 | 1.2228
2010-07-23 | 10:00 | 5216.103 | 196.467 | 5412.57 | 190.9756 | 5603.5456 | 387.4426 | 5216.103 | 19.8559 | 5196.2471 | 194.9741 | 5391.2212 | 190.4397 | 5581.661 | 385.4138 | 2.0288
2010-07-23 | 11:00 | 5385.2448 | 209.4152 | 5594.66 | 195.4761 | 5790.1361 | 404.8914 | 5385.2448 | 29.8847 | 5355.36 | 207.0974 | 5562.4575 | 194.6893 | 5757.1468 | 401.7868 | 3.1046
2010-07-23 | 12:00 | 5528.7548 | 220.7252 | 5749.48 | 199.2042 | 5948.6842 | 419.9294 | 5528.7548 | 34.8382 | 5493.9166 | 217.9523 | 5711.8689 | 198.3068 | 5910.1757 | 416.2591 | 3.6703
2010-07-23 | 13:00 | 5679.0326 | 232.8874 | 5911.92 | 203.0183 | 6114.9383 | 435.9058 | 5679.0326 | 38.9898 | 5640.0427 | 229.7006 | 5869.7434 | 202.0376 | 6071.7809 | 431.7382 | 4.1676
2010-07-23 | 14:00 | 5839.9017 | 246.2683 | 6086.17 | 206.999 | 6293.169 | 453.2672 | 5839.9017 | 41.1255 | 5798.7763 | 242.8119 | 6041.5882 | 205.9914 | 6247.5796 | 448.8034 | 4.4638
2010-07-23 | 15:00 | 5944.1693 | 255.1407 | 6199.31 | 209.5222 | 6408.8322 | 464.6628 | 5944.1693 | 39.1534 | 5905.016 | 251.7906 | 6156.8066 | 208.5799 | 6365.3865 | 460.3705 | 4.2923
2010-07-23 | 16:00 | 6061.8288 | 265.3412 | 6327.17 | 212.3154 | 6539.4854 | 477.6566 | 6061.8288 | 33.281 | 6028.5478 | 262.4356 | 6290.9834 | 211.5312 | 6502.5146 | 473.9668 | 3.6899
2010-07-23 | 17:00 | 6186.0247 | 276.3253 | 6462.35 | 215.2015 | 6677.5515 | 491.5268 | 6186.0247 | 24.1809 | 6161.8438 | 274.1692 | 6436.013 | 214.6446 | 6650.6576 | 488.8138 | 2.7129
2010-07-23 | 18:00 | 6289.347 | 285.633 | 6574.98 | 217.5534 | 6792.5334 | 503.1864 | 6289.347 | 17.3984 | 6271.9486 | 284.0549 | 6556.0035 | 217.1605 | 6773.164 | 501.2154 | 1.971
2010-07-23 | 19:00 | 6266.8103 | 283.5897 | 6550.4 | 217.0442 | 6767.4442 | 500.6339 | 6266.8103 | 8.869 | 6257.9413 | 282.7876 | 6540.7289 | 216.8432 | 6757.5721 | 499.6308 | 1.0031
2010-07-23 | 20:00 | 6175.8711 | 275.4189 | 6451.29 | 214.9679 | 6666.2579 | 490.3869 | 6175.8711 | 2.5384 | 6173.3327 | 275.1926 | 6448.5253 | 214.9095 | 6663.4348 | 490.1021 | 0.2848
2010-07-23 | 21:00 | 5983.9803 | 258.5697 | 6242.55 | 210.4737 | 6453.0237 | 469.0434 | 5983.9803 | 0 | 5983.9803 | 258.5697 | 6242.55 | 210.4737 | 6453.0237 | 469.0434 | 0
2010-07-23 | 22:00 | 5803.9173 | 243.2427 | 6047.16 | 206.1178 | 6253.2778 | 449.3604 | 5803.9173 | 0 | 5803.9173 | 243.2427 | 6047.16 | 206.1178 | 6253.2778 | 449.3604 | 0
2010-07-23 | 23:00 | 5338.1885 | 205.7715 | 5543.96 | 194.2356 | 5738.1956 | 400.0071 | 5338.1885 | 0 | 5338.1885 | 205.7715 | 5543.96 | 194.2356 | 5738.1956 | 400.0071 | 0
2010-07-23 | 24:00 | 4857.0592 | 170.3508 | 5027.41 | 181.0433 | 5208.4533 | 351.394 | 4857.0592 | 0 | 4857.0592 | 170.3508 | 5027.41 | 181.0433 | 5208.4533 | 351.394 | 0
2010-07-24 | 1:00 | 4565 | 150.48 | 4715.48 | 172.5886 | 4888.0686 | 323.0687 | 4565 | 0 | 4565 | 150.48 | 4715.48 | 172.5886 | 4888.0686 | 323.0687 | 0
2010-07-24 | 2:00 | 4279.7013 | 132.2587 | 4411.96 | 164.0091 | 4575.9691 | 296.2678 | 4279.7013 | 0 | 4279.7013 | 132.2587 | 4411.96 | 164.0091 | 4575.9691 | 296.2678 | 0
2010-07-24 | 3:00 | 4112.0032 | 122.0968 | 4234.1 | 158.8198 | 4392.9198 | 280.9166 | 4112.0032 | 0 | 4112.0032 | 122.0968 | 4234.1 | 158.8198 | 4392.9198 | 280.9166 | 0
2010-07-24 | 4:00 | 4071.9974 | 119.7326 | 4191.73 | 157.566 | 4349.296 | 277.2986 | 4071.9974 | 0 | 4071.9974 | 119.7326 | 4191.73 | 157.566 | 4349.296 | 277.2986 | 0
2010-07-24 | 5:00 | 4118.0064 | 122.4536 | 4240.46 | 159.0075 | 4399.4675 | 281.461 | 4118.0064 | 0 | 4118.0064 | 122.4536 | 4240.46 | 159.0075 | 4399.4675 | 281.461 | 0
2010-07-24 | 6:00 | 4384.542 | 138.818 | 4523.36 | 167.1984 | 4690.5584 | 306.0164 | 4384.542 | 0 | 4384.542 | 138.818 | 4523.36 | 167.1984 | 4690.5584 | 306.0164 | 0
2010-07-24 | 7:00 | 4703.7532 | 159.7668 | 4863.52 | 176.647 | 5040.167 | 336.4137 | 4703.7532 | 0.65934 | 4703.0939 | 159.722 | 4862.8159 | 176.6279 | 5039.4437 | 336.3498 | 0.063894
2010-07-24 | 8:00 | 5087.259 | 186.881 | 5274.14 | 187.4703 | 5461.6103 | 374.3513 | 5087.259 | 4.3103 | 5082.9487 | 186.5644 | 5269.5131 | 187.3519 | 5456.8651 | 373.9163 | 0.43495
2010-07-24 | 9:00 | 5300.3457 | 202.8643 | 5503.21 | 193.2315 | 5696.4415 | 396.0959 | 5300.3457 | 9.4236 | 5290.922 | 202.1436 | 5493.0657 | 192.9806 | 5686.0462 | 395.1242 | 0.97165
2010-07-24 | 10:00 | 5467.6192 | 215.8708 | 5683.49 | 197.6262 | 5881.1162 | 413.497 | 5467.6192 | 22.918 | 5444.7013 | 214.0649 | 5658.7662 | 197.0308 | 5855.7969 | 411.0957 | 2.4013
2010-07-24 | 11:00 | 5678.4411 | 232.8389 | 5911.28 | 203.0035 | 6114.2835 | 435.8424 | 5678.4411 | 31.1136 | 5647.3275 | 230.2944 | 5877.6218 | 202.2213 | 6079.8431 | 432.5156 | 3.3268
2010-07-24 | 12:00 | 5867.0839 | 248.5661 | 6115.65 | 207.6611 | 6323.3111 | 456.2272 | 5867.0839 | 36.247 | 5830.8369 | 245.5043 | 6076.3412 | 206.7775 | 6283.1186 | 452.2818 | 3.9454
2010-07-24 | 13:00 | 6030.0809 | 262.5691 | 6292.65 | 211.5674 | 6504.2174 | 474.1365 | 6030.0809 | 39.5705 | 5990.5104 | 259.1344 | 6249.6448 | 210.6292 | 6460.274 | 469.7635 | 4.373
2010-07-24 | 14:00 | 6205.612 | 278.078 | 6483.69 | 215.6508 | 6699.3408 | 493.7287 | 6205.612 | 39.8924 | 6165.7196 | 274.5142 | 6440.2339 | 214.734 | 6654.9679 | 489.2483 | 4.4805
2010-07-24 | 15:00 | 6345.1279 | 290.7221 | 6635.85 | 218.8045 | 6854.6545 | 509.5266 | 6345.1279 | 32.5556 | 6312.5722 | 287.7465 | 6600.3187 | 218.0759 | 6818.3946 | 505.8224 | 3.7042
2010-07-24 | 16:00 | 6448.8641 | 300.3059 | 6749.17 | 221.0963 | 6970.2663 | 521.4022 | 6448.8641 | 33.6414 | 6415.2227 | 297.1809 | 6712.4036 | 220.3581 | 6932.7616 | 517.5389 | 3.8633
2010-07-24 | 17:00 | 6571.8232 | 311.8668 | 6883.69 | 223.754 | 7107.444 | 535.6207 | 6571.8232 | 28.884 | 6542.9392 | 309.1314 | 6852.0706 | 223.1354 | 7075.2061 | 532.2668 | 3.3539
2010-07-24 | 18:00 | 6660.7099 | 320.3601 | 6981.07 | 225.6352 | 7206.7052 | 545.9953 | 6660.7099 | 19.5966 | 6641.1133 | 318.4778 | 6959.5911 | 225.2234 | 7184.8145 | 543.7011 | 2.2942
2010-07-24 | 19:00 | 6581.1476 | 312.7524 | 6893.9 | 223.9529 | 7117.8529 | 536.7053 | 6581.1476 | 9.2694 | 6571.8782 | 311.872 | 6883.7502 | 223.7552 | 7107.5054 | 535.6271 | 1.0781
2010-07-24 | 20:00 | 6463.2709 | 301.6491 | 6764.92 | 221.411 | 6986.331 | 523.0601 | 6463.2709 | 2.5068 | 6460.7641 | 301.4152 | 6762.1792 | 221.3563 | 6983.5356 | 522.7715 | 0.28864
2010-07-24 | 21:00 | 6208.5488 | 278.3412 | 6486.89 | 215.718 | 6702.608 | 494.0592 | 6208.5488 | 0 | 6208.5488 | 278.3412 | 6486.89 | 215.718 | 6702.608 | 494.0592 | 0
2010-07-24 | 22:00 | 6015.168 | 261.272 | 6276.44 | 211.2146 | 6487.6546 | 472.4866 | 6015.168 | 0 | 6015.168 | 261.272 | 6276.44 | 211.2146 | 6487.6546 | 472.4866 | 0
2010-07-24 | 23:00 | 5512.8712 | 219.4588 | 5732.33 | 198.7956 | 5931.1256 | 418.2545 | 5512.8712 | 0 | 5512.8712 | 219.4588 | 5732.33 | 198.7956 | 5931.1256 | 418.2545 | 0
2010-07-24 | 24:00 | 5015.5597 | 181.6503 | 5197.21 | 185.4911 | 5382.7011 | 367.1414 | 5015.5597 | 0 | 5015.5597 | 181.6503 | 5197.21 | 185.4911 | 5382.7011 | 367.1414 | 0
2010-07-25 | 1:00 | 4687.7767 | 158.6833 | 4846.46 | 176.1835 | 5022.6435 | 334.8668 | 4687.7767 | 0 | 4687.7767 | 158.6833 | 4846.46 | 176.1835 | 5022.6435 | 334.8668 | 0
2010-07-25 | 2:00 | 4447.7695 | 142.8505 | 4590.62 | 169.1014 | 4759.7214 | 311.9519 | 4447.7695 | 0 | 4447.7695 | 142.8505 | 4590.62 | 169.1014 | 4759.7214 | 311.9519 | 0
2010-07-25 | 3:00 | 4281.1611 | 132.3489 | 4413.51 | 164.0538 | 4577.5638 | 296.4027 | 4281.1611 | 0 | 4281.1611 | 132.3489 | 4413.51 | 164.0538 | 4577.5638 | 296.4027 | 0
2010-07-25 | 4:00 | 4197.0598 | 127.2002 | 4324.26 | 161.4653 | 4485.7253 | 288.6654 | 4197.0598 | 0 | 4197.0598 | 127.2002 | 4324.26 | 161.4653 | 4485.7253 | 288.6654 | 0
2010-07-25 | 5:00 | 4259.7703 | 131.0297 | 4390.8 | 163.398 | 4554.198 | 294.4277 | 4259.7703 | 0 | 4259.7703 | 131.0297 | 4390.8 | 163.398 | 4554.198 | 294.4277 | 0
2010-07-25 | 6:00 | 4498.3331 | 146.1169 | 4644.45 | 170.612 | 4815.062 | 316.729 | 4498.3331 | 0 | 4498.3331 | 146.1169 | 4644.45 | 170.612 | 4815.062 | 316.729 | 0
2010-07-25 | 7:00 | 4871.0093 | 171.3307 | 5042.34 | 181.4387 | 5223.7787 | 352.7694 | 4871.0093 | 1.0181 | 4869.9912 | 171.2591 | 5041.2503 | 181.4099 | 5222.6602 | 352.669 | 0.10045
2010-07-25 | 8:00 | 5222.352 | 196.938 | 5419.29 | 191.1439 | 5610.4339 | 388.0819 | 5222.352 | 3.8976 | 5218.4544 | 196.6442 | 5415.0986 | 191.0389 | 5606.1375 | 387.6831 | 0.39881
2010-07-25 | 9:00 | 5388.8725 | 209.6975 | 5598.57 | 195.5714 | 5794.1414 | 405.2689 | 5388.8725 | 12.9387 | 5375.9338 | 208.6917 | 5584.6255 | 195.2314 | 5779.8569 | 403.9231 | 1.3458
2010-07-25 | 10:00 | 5520.7717 | 220.0883 | 5740.86 | 198.999 | 5939.859 | 419.0873 | 5520.7717 | 20.6716 | 5500.1001 | 218.4432 | 5718.5433 | 198.4664 | 5917.0098 | 416.9096 | 2.1776
2010-07-25 | 11:00 | 5685.1598 | 233.3902 | 5918.55 | 203.1719 | 6121.7219 | 436.5621 | 5685.1598 | 30.6063 | 5654.5534 | 230.8841 | 5885.4375 | 202.4033 | 6087.8408 | 433.2874 | 3.2747
2010-07-25 | 12:00 | 5815.5881 | 244.2219 | 6059.81 | 206.4041 | 6266.2141 | 450.6261 | 5815.5881 | 35.2099 | 5780.3782 | 241.2736 | 6021.6518 | 205.5385 | 6227.1902 | 446.8121 | 3.814
2010-07-25 | 13:00 | 5981.1729 | 258.3271 | 6239.5 | 210.4068 | 6449.9068 | 468.734 | 5981.1729 | 36.6817 | 5944.4911 | 255.1683 | 6199.6594 | 209.5299 | 6409.1893 | 464.6982 | 4.0358
2010-07-25 | 14:00 | 6147.8635 | 272.9265 | 6420.79 | 214.3215 | 6635.1115 | 487.2481 | 6147.8635 | 39.8212 | 6108.0422 | 269.4024 | 6377.4446 | 213.3968 | 6590.8414 | 482.7992 | 4.4489
2010-07-25 | 15:00 | 6191.2754 | 276.7946 | 6468.07 | 215.3221 | 6683.3921 | 492.1167 | 6191.2754 | 36.1615 | 6155.1139 | 273.5707 | 6428.6846 | 214.4892 | 6643.1737 | 488.0599 | 4.0568
2010-07-25 | 16:00 | 6212.8894 | 278.7306 | 6491.62 | 215.8173 | 6707.4373 | 494.5479 | 6212.8894 | 32.8477 | 6180.0417 | 275.791 | 6455.8328 | 215.0639 | 6670.8967 | 490.855 | 3.6929
2010-07-25 | 17:00 | 6239.3593 | 281.1107 | 6520.47 | 216.4211 | 6736.8911 | 497.5318 | 6239.3593 | 27.9299 | 6211.4294 | 278.5996 | 6490.029 | 215.7839 | 6705.8129 | 494.3835 | 3.1483
2010-07-25 | 18:00 | 6169.3797 | 274.8403 | 6444.22 | 214.8184 | 6659.0384 | 489.6587 | 6169.3797 | 19.0402 | 6150.3396 | 273.1464 | 6423.486 | 214.3788 | 6637.8648 | 487.5253 | 2.1334
2010-07-25 | 19:00 | 6013.0426 | 261.0874 | 6274.13 | 211.1642 | 6485.2942 | 472.2516 | 6013.0426 | 9.1925 | 6003.8501 | 260.2897 | 6264.1399 | 210.9462 | 6475.0861 | 471.2359 | 1.0157
2010-07-25 | 20:00 | 5861.4509 | 248.0891 | 6109.54 | 207.5241 | 6317.0641 | 455.6132 | 5861.4509 | 2.4257 | 5859.0252 | 247.8838 | 6106.909 | 207.4651 | 6314.3741 | 455.3489 | 0.26432
2010-07-25 | 21:00 | 5711.234 | 235.536 | 5946.77 | 203.8236 | 6150.5936 | 439.3596 | 5711.234 | 0.00046314 | 5711.2336 | 235.5359 | 5946.7695 | 203.8236 | 6150.5931 | 439.3595 | 4.9752e-05
2010-07-25 | 22:00 | 5612.8398 | 227.4902 | 5840.33 | 201.3496 | 6041.6796 | 428.8398 | 5612.8398 | 0 | 5612.8398 | 227.4902 | 5840.33 | 201.3496 | 6041.6796 | 428.8398 | 0
2010-07-25 | 23:00 | 5208.4119 | 195.8881 | 5404.3 | 190.7682 | 5595.0682 | 386.6563 | 5208.4119 | 0 | 5208.4119 | 195.8881 | 5404.3 | 190.7682 | 5595.0682 | 386.6563 | 0
2010-07-25 | 24:00 | 4805.74 | 166.77 | 4972.51 | 179.5819 | 5152.0919 | 346.3519 | 4805.74 | 0 | 4805.74 | 166.77 | 4972.51 | 179.5819 | 5152.0919 | 346.3519 | 0
2010-07-26 | 1:00 | 4524.5546 | 147.8254 | 4672.38 | 171.3915 | 4843.7715 | 319.2169 | 4524.5546 | 0 | 4524.5546 | 147.8254 | 4672.38 | 171.3915 | 4843.7715 | 319.2169 | 0
2010-07-26 | 2:00 | 4345.4654 | 136.3546 | 4481.82 | 166.0146 | 4647.8346 | 302.3693 | 4345.4654 | 0 | 4345.4654 | 136.3546 | 4481.82 | 166.0146 | 4647.8346 | 302.3693 | 0
2010-07-26 | 3:00 | 4226.8479 | 129.0121 | 4355.86 | 162.3852 | 4518.2452 | 291.3974 | 4226.8479 | 0 | 4226.8479 | 129.0121 | 4355.86 | 162.3852 | 4518.2452 | 291.3974 | 0
2010-07-26 | 4:00 | 4168.8538 | 125.4962 | 4294.35 | 160.5911 | 4454.9411 | 286.0873 | 4168.8538 | 0 | 4168.8538 | 125.4962 | 4294.35 | 160.5911 | 4454.9411 | 286.0873 | 0
2010-07-26 | 5:00 | 4277.6953 | 132.1347 | 4409.83 | 163.9477 | 4573.7777 | 296.0824 | 4277.6953 | 0 | 4277.6953 | 132.1347 | 4409.83 | 163.9477 | 4573.7777 | 296.0824 | 0
2010-07-26 | 6:00 | 4518.4061 | 147.4239 | 4665.83 | 171.209 | 4837.039 | 318.6329 | 4518.4061 | 0 | 4518.4061 | 147.4239 | 4665.83 | 171.209 | 4837.039 | 318.6329 | 0
2010-07-26 | 7:00 | 4928.6131 | 175.4069 | 5104.02 | 183.0635 | 5287.0835 | 358.4704 | 4928.6131 | 0.99176 | 4927.6213 | 175.3364 | 5102.9577 | 183.0356 | 5285.9933 | 358.372 | 0.098449
2010-07-26 | 8:00 | 5236.1778 | 197.9822 | 5434.16 | 191.5157 | 5625.6757 | 389.4979 | 5236.1778 | 3.9048 | 5232.273 | 197.687 | 5429.9601 | 191.4108 | 5621.3709 | 389.0978 | 0.40011
2010-07-26 | 9:00 | 5360.588 | 207.502 | 5568.09 | 194.8272 | 5762.9172 | 402.3292 | 5360.588 | 12.6226 | 5347.9654 | 206.5259 | 5554.4913 | 194.4941 | 5748.9854 | 401.02 | 1.3092
2010-07-26 | 10:00 | 5475.3207 | 216.4793 | 5691.8 | 197.8258 | 5889.6258 | 414.3052 | 5475.3207 | 21.309 | 5454.0117 | 214.7976 | 5668.8093 | 197.2729 | 5866.0822 | 412.0705 | 2.2346
2010-07-26 | 11:00 | 5645.3286 | 230.1314 | 5875.46 | 202.1709 | 6077.6309 | 432.3023 | 5645.3286 | 30.9849 | 5614.3438 | 227.6121 | 5841.9559 | 201.3877 | 6043.3436 | 428.9998 | 3.3024
2010-07-26 | 12:00 | 5807.857 | 243.573 | 6051.43 | 206.2145 | 6257.6445 | 449.7875 | 5807.857 | 26.1104 | 5781.7466 | 241.3879 | 6023.1345 | 205.5722 | 6228.7067 | 446.9601 | 2.8274
2010-07-26 | 13:00 | 5967.9535 | 257.1865 | 6225.14 | 210.0914 | 6435.2314 | 467.278 | 5967.9535 | 38.8396 | 5929.1139 | 253.8499 | 6182.9638 | 209.1606 | 6392.1244 | 463.0105 | 4.2675
2010-07-26 | 14:00 | 6142.2882 | 272.4318 | 6414.72 | 214.1925 | 6628.9125 | 486.6242 | 6142.2882 | 38.2357 | 6104.0525 | 269.0505 | 6373.1031 | 213.3038 | 6586.4069 | 482.3544 | 4.2699
2010-07-26 | 15:00 | 6339.8054 | 290.2346 | 6630.04 | 218.6857 | 6848.7257 | 508.9203 | 6339.8054 | 33.2873 | 6306.5181 | 287.1948 | 6593.7129 | 217.9399 | 6811.6528 | 505.1347 | 3.7855
2010-07-26 | 16:00 | 6490.0921 | 304.1579 | 6794.25 | 221.9946 | 7016.2446 | 526.1524 | 6490.0921 | 27.1049 | 6462.9872 | 301.6226 | 6764.6098 | 221.4048 | 6986.0147 | 523.0275 | 3.125
2010-07-26 | 17:00 | 6677.4022 | 321.9678 | 6999.37 | 225.9848 | 7225.3548 | 547.9525 | 6677.4022 | 21.1764 | 6656.2258 | 319.9289 | 6976.1546 | 225.5411 | 7201.6958 | 545.47 | 2.4825
2010-07-26 | 18:00 | 6778.9728 | 331.8372 | 7110.81 | 228.086 | 7338.896 | 559.9232 | 6778.9728 | 18.4817 | 6760.4911 | 330.0303 | 7090.5214 | 227.7069 | 7318.2283 | 557.7372 | 2.186
2010-07-26 | 19:00 | 6710.0374 | 325.1226 | 7035.16 | 226.6647 | 7261.8247 | 551.7873 | 6710.0374 | 9.1089 | 6700.9284 | 324.2405 | 7025.1689 | 226.4754 | 7251.6443 | 550.7159 | 1.0714
2010-07-26 | 20:00 | 6525.1201 | 307.4499 | 6832.57 | 222.7521 | 7055.3221 | 530.202 | 6525.1201 | 2.3521 | 6522.768 | 307.2283 | 6829.9963 | 222.7014 | 7052.6977 | 529.9297 | 0.27231
2010-07-26 | 21:00 | 6277.9511 | 284.5989 | 6562.55 | 217.2962 | 6779.8462 | 501.895 | 6277.9511 | 0 | 6277.9511 | 284.5989 | 6562.55 | 217.2962 | 6779.8462 | 501.895 | 0
2010-07-26 | 22:00 | 6016.5757 | 261.3943 | 6277.97 | 211.2479 | 6489.2179 | 472.6422 | 6016.5757 | 0 | 6016.5757 | 261.3943 | 6277.97 | 211.2479 | 6489.2179 | 472.6422 | 0
2010-07-26 | 23:00 | 5614.7638 | 227.6462 | 5842.41 | 201.3984 | 6043.8084 | 429.0446 | 5614.7638 | 0 | 5614.7638 | 227.6462 | 5842.41 | 201.3984 | 6043.8084 | 429.0446 | 0
2010-07-26 | 24:00 | 5161.4765 | 192.3735 | 5353.85 | 189.4975 | 5543.3475 | 381.871 | 5161.4765 | 0 | 5161.4765 | 192.3735 | 5353.85 | 189.4975 | 5543.3475 | 381.871 | 0
2010-07-27 | 1:00 | 4793.246 | 165.904 | 4959.15 | 179.2245 | 5138.3745 | 345.1285 | 4793.246 | 0 | 4793.246 | 165.904 | 4959.15 | 179.2245 | 5138.3745 | 345.1285 | 0
2010-07-27 | 2:00 | 4538.9148 | 148.7652 | 4687.68 | 171.8173 | 4859.4973 | 320.5825 | 4538.9148 | 0 | 4538.9148 | 148.7652 | 4687.68 | 171.8173 | 4859.4973 | 320.5825 | 0
2010-07-27 | 3:00 | 4344.3644 | 136.2856 | 4480.65 | 165.9812 | 4646.6312 | 302.2668 | 4344.3644 | 0 | 4344.3644 | 136.2856 | 4480.65 | 165.9812 | 4646.6312 | 302.2668 | 0
2010-07-27 | 4:00 | 4201.8776 | 127.4924 | 4329.37 | 161.6143 | 4490.9843 | 289.1067 | 4201.8776 | 0 | 4201.8776 | 127.4924 | 4329.37 | 161.6143 | 4490.9843 | 289.1067 | 0
2010-07-27 | 5:00 | 4153.6948 | 124.5852 | 4278.28 | 160.12 | 4438.4 | 284.7052 | 4153.6948 | 0 | 4153.6948 | 124.5852 | 4278.28 | 160.12 | 4438.4 | 284.7052 | 0
2010-07-27 | 6:00 | 4155.2986 | 124.6814 | 4279.98 | 160.1699 | 4440.1499 | 284.8513 | 4155.2986 | 0 | 4155.2986 | 124.6814 | 4279.98 | 160.1699 | 4440.1499 | 284.8513 | 0
2010-07-27 | 7:00 | 4210.5979 | 128.0221 | 4338.62 | 161.8838 | 4500.5038 | 289.9059 | 4210.5979 | 0.46973 | 4210.1282 | 127.9935 | 4338.1217 | 161.8693 | 4499.991 | 289.8628 | 0.043072
2010-07-27 | 8:00 | 4437.0286 | 142.1614 | 4579.19 | 168.7792 | 4747.9692 | 310.9406 | 4437.0286 | 4.5495 | 4432.4791 | 141.8701 | 4574.3491 | 168.6426 | 4742.9917 | 310.5127 | 0.42798
2010-07-27 | 9:00 | 4695.2972 | 159.1928 | 4854.49 | 176.4018 | 5030.8918 | 335.5946 | 4695.2972 | 10.8548 | 4684.4424 | 158.4576 | 4842.9 | 176.0867 | 5018.9867 | 334.5443 | 1.0503
2010-07-27 | 10:00 | 4949.5123 | 176.8977 | 5126.41 | 183.6497 | 5310.0597 | 360.5474 | 4949.5123 | 12.7286 | 4936.7837 | 175.989 | 5112.7728 | 183.2929 | 5296.0656 | 359.2819 | 1.2655
2010-07-27 | 11:00 | 5156.1903 | 191.9797 | 5348.17 | 189.3539 | 5537.5239 | 381.3335 | 5156.1903 | 11.7739 | 5144.4165 | 191.1039 | 5335.5204 | 189.0335 | 5524.5539 | 380.1374 | 1.1961
2010-07-27 | 12:00 | 5350.3128 | 206.7072 | 5557.02 | 194.5561 | 5751.5761 | 401.2633 | 5350.3128 | 29.087 | 5321.2258 | 204.4658 | 5525.6916 | 193.7862 | 5719.4778 | 398.2521 | 3.0113
2010-07-27 | 13:00 | 5510.3517 | 219.2583 | 5729.61 | 198.7308 | 5928.3408 | 417.989 | 5510.3517 | 27.2201 | 5483.1316 | 217.0974 | 5700.229 | 198.028 | 5898.257 | 415.1255 | 2.8636
2010-07-27 | 14:00 | 5641.9445 | 229.8555 | 5871.8 | 202.0855 | 6073.8855 | 431.9411 | 5641.9445 | 28.5715 | 5613.373 | 227.5334 | 5840.9064 | 201.3631 | 6042.2696 | 428.8965 | 3.0445
2010-07-27 | 15:00 | 5744.5667 | 238.2933 | 5982.86 | 204.6527 | 6187.5127 | 442.9461 | 5744.5667 | 37.6617 | 5706.9049 | 235.179 | 5942.084 | 203.7156 | 6145.7996 | 438.8946 | 4.0514
2010-07-27 | 16:00 | 5859.395 | 247.915 | 6107.31 | 207.4741 | 6314.7841 | 455.3891 | 5859.395 | 34.1997 | 5825.1952 | 245.0295 | 6070.2247 | 206.6395 | 6276.8642 | 451.6689 | 3.7202
2010-07-27 | 17:00 | 6007.1629 | 260.5771 | 6267.74 | 211.0248 | 6478.7648 | 471.6019 | 6007.1629 | 27.8599 | 5979.303 | 258.1657 | 6237.4687 | 210.3623 | 6447.8309 | 468.5279 | 3.0739
2010-07-27 | 18:00 | 6119.1655 | 270.3845 | 6389.55 | 213.6558 | 6603.2058 | 484.0403 | 6119.1655 | 19.177 | 6099.9885 | 268.6924 | 6368.6809 | 213.209 | 6581.8899 | 481.9014 | 2.1389
2010-07-27 | 19:00 | 6145.7142 | 272.7358 | 6418.45 | 214.2718 | 6632.7218 | 487.0076 | 6145.7142 | 5.5548 | 6140.1594 | 272.2429 | 6412.4023 | 214.1432 | 6626.5455 | 486.3861 | 0.62145
2010-07-27 | 20:00 | 6074.2411 | 266.4289 | 6340.67 | 212.6068 | 6553.2768 | 479.0357 | 6074.2411 | 0.56182 | 6073.6792 | 266.3797 | 6340.0589 | 212.5936 | 6552.6525 | 478.9732 | 0.062456
2010-07-27 | 21:00 | 5823.7519 | 244.9081 | 6068.66 | 206.6041 | 6275.2641 | 451.5122 | 5823.7519 | 0.00025608 | 5823.7517 | 244.908 | 6068.6597 | 206.6041 | 6275.2639 | 451.5122 | 2.7807e-05
2010-07-27 | 22:00 | 5636.8217 | 229.4383 | 5866.26 | 201.9563 | 6068.2163 | 431.3946 | 5636.8217 | 0 | 5636.8217 | 229.4383 | 5866.26 | 201.9563 | 6068.2163 | 431.3946 | 0
2010-07-27 | 23:00 | 5269.3884 | 200.5016 | 5469.89 | 192.4058 | 5662.2958 | 392.9074 | 5269.3884 | 0 | 5269.3884 | 200.5016 | 5469.89 | 192.4058 | 5662.2958 | 392.9074 | 0
2010-07-27 | 24:00 | 4896.7721 | 173.1479 | 5069.92 | 182.167 | 5252.087 | 355.3149 | 4896.7721 | 0 | 4896.7721 | 173.1479 | 5069.92 | 182.167 | 5252.087 | 355.3149 | 0
2010-07-28 | 1:00 | 4551.8084 | 149.6116 | 4701.42 | 172.1989 | 4873.6189 | 321.8105 | 4551.8084 | 0 | 4551.8084 | 149.6116 | 4701.42 | 172.1989 | 4873.6189 | 321.8105 | 0
2010-07-28 | 2:00 | 4316.5443 | 134.5457 | 4451.09 | 165.1347 | 4616.2247 | 299.6804 | 4316.5443 | 0 | 4316.5443 | 134.5457 | 4451.09 | 165.1347 | 4616.2247 | 299.6804 | 0
2010-07-28 | 3:00 | 4126.5951 | 122.9649 | 4249.56 | 159.2756 | 4408.8356 | 282.2405 | 4126.5951 | 0 | 4126.5951 | 122.9649 | 4249.56 | 159.2756 | 4408.8356 | 282.2405 | 0
2010-07-28 | 4:00 | 4014.6086 | 116.3814 | 4130.99 | 155.7568 | 4286.7468 | 272.1382 | 4014.6086 | 0 | 4014.6086 | 116.3814 | 4130.99 | 155.7568 | 4286.7468 | 272.1382 | 0
2010-07-28 | 5:00 | 3958.6409 | 113.1591 | 4071.8 | 153.9803 | 4225.7803 | 267.1394 | 3958.6409 | 0 | 3958.6409 | 113.1591 | 4071.8 | 153.9803 | 4225.7803 | 267.1394 | 0
2010-07-28 | 6:00 | 3947.0335 | 112.4965 | 4059.53 | 153.6104 | 4213.1404 | 266.1069 | 3947.0335 | 0 | 3947.0335 | 112.4965 | 4059.53 | 153.6104 | 4213.1404 | 266.1069 | 0
2010-07-28 | 7:00 | 3972.904 | 113.976 | 4086.88 | 154.4341 | 4241.3141 | 268.4102 | 3972.904 | 0.92027 | 3971.9837 | 113.9232 | 4085.9069 | 154.4049 | 4240.3118 | 268.3281 | 0.082056
2010-07-28 | 8:00 | 4161.27 | 125.04 | 4286.31 | 160.3555 | 4446.6655 | 285.3956 | 4161.27 | 3.9479 | 4157.322 | 124.8029 | 4282.1249 | 160.2328 | 4442.3577 | 285.0357 | 0.35986
2010-07-28 | 9:00 | 4422.2068 | 141.2132 | 4563.42 | 168.3339 | 4731.7539 | 309.5471 | 4422.2068 | 13.0478 | 4409.159 | 140.3812 | 4549.5401 | 167.9412 | 4717.4813 | 308.3223 | 1.2248
2010-07-28 | 10:00 | 4692.0381 | 158.9719 | 4851.01 | 176.3072 | 5027.3172 | 335.2791 | 4692.0381 | 23.5527 | 4668.4853 | 157.3799 | 4825.8653 | 175.6226 | 5001.4878 | 333.0025 | 2.2766
2010-07-28 | 11:00 | 4861.2828 | 170.6472 | 5031.93 | 181.1631 | 5213.0931 | 351.8102 | 4861.2828 | 32.061 | 4829.2218 | 168.4037 | 4997.6255 | 180.2518 | 5177.8774 | 348.6556 | 3.1547
2010-07-28 | 12:00 | 4939.0401 | 176.1499 | 5115.19 | 183.3562 | 5298.5462 | 359.5061 | 4939.0401 | 37.6514 | 4901.3886 | 173.4745 | 5074.8631 | 182.2972 | 5257.1604 | 355.7717 | 3.7344
2010-07-28 | 13:00 | 5037.1989 | 183.2211 | 5220.42 | 186.0906 | 5406.5106 | 369.3117 | 5037.1989 | 40.8727 | 4996.3262 | 180.2598 | 5176.586 | 184.9566 | 5361.5427 | 365.2164 | 4.0952
2010-07-28 | 14:00 | 5116.0852 | 189.0048 | 5305.09 | 188.2603 | 5493.3503 | 377.2651 | 5116.0852 | 41.4281 | 5074.6571 | 185.9562 | 5260.6133 | 187.1239 | 5447.7372 | 373.0802 | 4.185
2010-07-28 | 15:00 | 5198.0691 | 195.1109 | 5393.18 | 190.489 | 5583.669 | 385.5998 | 5198.0691 | 38.5052 | 5159.5639 | 192.231 | 5351.7949 | 189.4456 | 5541.2405 | 381.6765 | 3.9233
2010-07-28 | 16:00 | 5267.5949 | 200.3651 | 5467.96 | 192.3579 | 5660.3179 | 392.723 | 5267.5949 | 25.0397 | 5242.5552 | 198.4647 | 5441.0199 | 191.687 | 5632.707 | 390.1518 | 2.5712
2010-07-28 | 17:00 | 5307.2006 | 203.3894 | 5510.59 | 193.4138 | 5704.0038 | 396.8032 | 5307.2006 | 26.9091 | 5280.2915 | 201.3322 | 5481.6237 | 192.6971 | 5674.3207 | 394.0292 | 2.774
2010-07-28 | 18:00 | 5339.5904 | 205.8796 | 5545.47 | 194.2727 | 5739.7427 | 400.1523 | 5339.5904 | 5.7624 | 5333.8281 | 205.4354 | 5539.2635 | 194.1202 | 5733.3837 | 399.5556 | 0.59661
2010-07-28 | 19:00 | 5341.2058 | 206.0042 | 5547.21 | 194.3154 | 5741.5254 | 400.3196 | 5341.2058 | 8.4388 | 5332.7671 | 205.3537 | 5538.1208 | 194.0921 | 5732.2129 | 399.4458 | 0.87374
2010-07-28 | 20:00 | 5310.9622 | 203.6778 | 5514.64 | 193.5138 | 5708.1538 | 397.1916 | 5310.9622 | 2.3211 | 5308.641 | 203.4998 | 5512.1409 | 193.4521 | 5705.593 | 396.9519 | 0.23967
2010-07-28 | 21:00 | 5218.6696 | 196.6604 | 5415.33 | 191.0447 | 5606.3747 | 387.7051 | 5218.6696 | 0 | 5218.6696 | 196.6604 | 5415.33 | 191.0447 | 5606.3747 | 387.7051 | 0
2010-07-28 | 22:00 | 5115.6848 | 188.9752 | 5304.66 | 188.2494 | 5492.9094 | 377.2246 | 5115.6848 | 0 | 5115.6848 | 188.9752 | 5304.66 | 188.2494 | 5492.9094 | 377.2246 | 0
2010-07-28 | 23:00 | 4796.9402 | 166.1598 | 4963.1 | 179.3303 | 5142.4303 | 345.4901 | 4796.9402 | 0 | 4796.9402 | 166.1598 | 4963.1 | 179.3303 | 5142.4303 | 345.4901 | 0
2010-07-28 | 24:00 | 4450.0809 | 142.9991 | 4593.08 | 169.1706 | 4762.2506 | 312.1697 | 4450.0809 | 0 | 4450.0809 | 142.9991 | 4593.08 | 169.1706 | 4762.2506 | 312.1697 | 0
2010-07-29 | 1:00 | 4187.8759 | 126.6441 | 4314.52 | 161.181 | 4475.701 | 287.8251 | 4187.8759 | 0 | 4187.8759 | 126.6441 | 4314.52 | 161.181 | 4475.701 | 287.8251 | 0
2010-07-29 | 2:00 | 4038.3859 | 117.7641 | 4156.15 | 156.5079 | 4312.6579 | 274.272 | 4038.3859 | 0 | 4038.3859 | 117.7641 | 4156.15 | 156.5079 | 4312.6579 | 274.272 | 0
2010-07-29 | 3:00 | 3920.7659 | 111.0041 | 4031.77 | 152.7713 | 4184.5413 | 263.7755 | 3920.7659 | 0 | 3920.7659 | 111.0041 | 4031.77 | 152.7713 | 4184.5413 | 263.7755 | 0
2010-07-29 | 4:00 | 3913.3078 | 110.5822 | 4023.89 | 152.5327 | 4176.4227 | 263.1149 | 3913.3078 | 0 | 3913.3078 | 110.5822 | 4023.89 | 152.5327 | 4176.4227 | 263.1149 | 0
2010-07-29 | 5:00 | 4006.4321 | 115.9079 | 4122.34 | 155.498 | 4277.838 | 271.4059 | 4006.4321 | 0 | 4006.4321 | 115.9079 | 4122.34 | 155.498 | 4277.838 | 271.4059 | 0
2010-07-29 | 6:00 | 4294.1187 | 133.1513 | 4427.27 | 164.4502 | 4591.7202 | 297.6015 | 4294.1187 | 0 | 4294.1187 | 133.1513 | 4427.27 | 164.4502 | 4591.7202 | 297.6015 | 0
2010-07-29 | 7:00 | 4676.1433 | 157.8967 | 4834.04 | 175.8454 | 5009.8854 | 333.7421 | 4676.1433 | 0.8218 | 4675.3215 | 157.8412 | 4833.1627 | 175.8215 | 5008.9842 | 333.6627 | 0.079398
2010-07-29 | 8:00 | 5056.9959 | 184.6641 | 5241.66 | 186.6374 | 5428.2974 | 371.3015 | 5056.9959 | 3.8003 | 5053.1955 | 184.3867 | 5237.5822 | 186.5325 | 5424.1148 | 370.9192 | 0.3823
2010-07-29 | 9:00 | 5234.7275 | 197.8725 | 5432.6 | 191.4768 | 5624.0768 | 389.3493 | 5234.7275 | 11.7333 | 5222.9942 | 196.9865 | 5419.9807 | 191.1612 | 5611.1419 | 388.1477 | 1.2016
2010-07-29 | 10:00 | 5343.044 | 206.146 | 5549.19 | 194.364 | 5743.554 | 400.51 | 5343.044 | 20.169 | 5322.875 | 204.5926 | 5527.4676 | 193.83 | 5721.2976 | 398.4226 | 2.0874
2010-07-29 | 11:00 | 5441.1354 | 213.7846 | 5654.92 | 196.9379 | 5851.8579 | 410.7225 | 5441.1354 | 26.1741 | 5414.9613 | 211.7328 | 5626.6941 | 196.2549 | 5822.949 | 407.9877 | 2.7348
2010-07-29 | 12:00 | 5611.3413 | 227.3687 | 5838.71 | 201.3117 | 6040.0217 | 428.6804 | 5611.3413 | 29.6379 | 5581.7033 | 224.9732 | 5806.6766 | 200.5585 | 6007.2351 | 425.5318 | 3.1486
2010-07-29 | 13:00 | 5728.8119 | 236.9881 | 5965.8 | 204.2614 | 6170.0614 | 441.2495 | 5728.8119 | 31.1297 | 5697.6823 | 234.4195 | 5932.1018 | 203.4852 | 6135.587 | 437.9048 | 3.3447
2010-07-29 | 14:00 | 5836.7108 | 245.9992 | 6082.71 | 206.921 | 6289.631 | 452.9202 | 5836.7108 | 24.3263 | 5812.3845 | 243.9529 | 6056.3374 | 206.3256 | 6262.663 | 450.2785 | 2.6417
2010-07-29 | 15:00 | 5815.2929 | 244.1971 | 6059.49 | 206.3969 | 6265.8869 | 450.594 | 5815.2929 | 23.7354 | 5791.5575 | 242.2078 | 6033.7652 | 205.8139 | 6239.5791 | 448.0216 | 2.5724
2010-07-29 | 16:00 | 5802.0443 | 243.0857 | 6045.13 | 206.0718 | 6251.2018 | 449.1575 | 5802.0443 | 24.8276 | 5777.2167 | 241.0098 | 6018.2265 | 205.4605 | 6223.687 | 446.4702 | 2.6872
2010-07-29 | 17:00 | 5825.9473 | 245.0927 | 6071.04 | 206.6579 | 6277.6979 | 451.7506 | 5825.9473 | 11.3393 | 5814.608 | 244.1396 | 6058.7476 | 206.3801 | 6265.1277 | 450.5197 | 1.2309
2010-07-29 | 18:00 | 5848.2843 | 246.9757 | 6095.26 | 207.2035 | 6302.4635 | 454.1792 | 5848.2843 | 9.479 | 5838.8053 | 246.1758 | 6084.981 | 206.9722 | 6291.9532 | 453.148 | 1.0312
2010-07-29 | 19:00 | 5755.2865 | 239.1835 | 5994.47 | 204.9184 | 6199.3884 | 444.1019 | 5755.2865 | 8.6743 | 5746.6122 | 238.4631 | 5985.0753 | 204.7035 | 6189.7788 | 443.1665 | 0.93539
2010-07-29 | 20:00 | 5632.05 | 229.05 | 5861.1 | 201.8358 | 6062.9358 | 430.8858 | 5632.05 | 0.92208 | 5631.1279 | 228.975 | 5860.1029 | 201.8125 | 6061.9154 | 430.7875 | 0.098293
2010-07-29 | 21:00 | 5421.162 | 212.218 | 5633.38 | 196.417 | 5829.797 | 408.6349 | 5421.162 | 0 | 5421.162 | 212.218 | 5633.38 | 196.417 | 5829.797 | 408.6349 | 0
2010-07-29 | 22:00 | 5246.599 | 198.771 | 5445.37 | 191.7955 | 5637.1655 | 390.5665 | 5246.599 | 0 | 5246.599 | 198.771 | 5445.37 | 191.7955 | 5637.1655 | 390.5665 | 0
2010-07-29 | 23:00 | 4858.9001 | 170.4799 | 5029.38 | 181.0955 | 5210.4755 | 351.5754 | 4858.9001 | 0 | 4858.9001 | 170.4799 | 5029.38 | 181.0955 | 5210.4755 | 351.5754 | 0
2010-07-29 | 24:00 | 4457.9357 | 143.5043 | 4601.44 | 169.4059 | 4770.8459 | 312.9102 | 4457.9357 | 0 | 4457.9357 | 143.5043 | 4601.44 | 169.4059 | 4770.8459 | 312.9102 | 0
2010-07-30 | 1:00 | 4157.7325 | 124.8275 | 4282.56 | 160.2456 | 4442.8056 | 285.0731 | 4157.7325 | 0 | 4157.7325 | 124.8275 | 4282.56 | 160.2456 | 4442.8056 | 285.0731 | 0
2010-07-30 | 2:00 | 3985.0651 | 114.6749 | 4099.74 | 154.8205 | 4254.5605 | 269.4954 | 3985.0651 | 0 | 3985.0651 | 114.6749 | 4099.74 | 154.8205 | 4254.5605 | 269.4954 | 0
2010-07-30 | 3:00 | 3861.5913 | 107.6787 | 3969.27 | 150.8717 | 4120.1417 | 258.5504 | 3861.5913 | 0 | 3861.5913 | 107.6787 | 3969.27 | 150.8717 | 4120.1417 | 258.5504 | 0
2010-07-30 | 4:00 | 3831.8154 | 106.0246 | 3937.84 | 149.9108 | 4087.7508 | 255.9354 | 3831.8154 | 0 | 3831.8154 | 106.0246 | 3937.84 | 149.9108 | 4087.7508 | 255.9354 | 0
2010-07-30 | 5:00 | 3886.2327 | 109.0573 | 3995.29 | 151.6644 | 4146.9544 | 260.7217 | 3886.2327 | 0 | 3886.2327 | 109.0573 | 3995.29 | 151.6644 | 4146.9544 | 260.7217 | 0
2010-07-30 | 6:00 | 4096.5681 | 121.1819 | 4217.75 | 158.3368 | 4376.0868 | 279.5187 | 4096.5681 | 0 | 4096.5681 | 121.1819 | 4217.75 | 158.3368 | 4376.0868 | 279.5187 | 0
2010-07-30 | 7:00 | 4468.1945 | 144.1655 | 4612.36 | 169.7128 | 4782.0728 | 313.8783 | 4468.1945 | 0 | 4468.1945 | 144.1655 | 4612.36 | 169.7128 | 4782.0728 | 313.8783 | 0
2010-07-30 | 8:00 | 4761.0475 | 163.6825 | 4924.73 | 178.3008 | 5103.0308 | 341.9833 | 4761.0475 | 1.6806 | 4759.3669 | 163.567 | 4922.9339 | 178.2524 | 5101.1863 | 341.8195 | 0.16386
2010-07-30 | 9:00 | 4867.7486 | 171.1014 | 5038.85 | 181.3463 | 5220.1963 | 352.4478 | 4867.7486 | 2.7996 | 4864.949 | 170.9047 | 5035.8537 | 181.267 | 5217.1207 | 352.1717 | 0.27609
2010-07-30 | 10:00 | 4912.2088 | 174.2412 | 5086.45 | 182.6021 | 5269.0521 | 356.8434 | 4912.2088 | 4.9816 | 4907.2271 | 173.888 | 5081.1151 | 182.4618 | 5263.577 | 356.3498 | 0.49355
2010-07-30 | 11:00 | 4992.8509 | 180.0091 | 5172.86 | 184.8599 | 5357.7199 | 364.869 | 4992.8509 | 4.2294 | 4988.6215 | 179.7043 | 5168.3258 | 184.7421 | 5353.068 | 364.4464 | 0.42261
2010-07-30 | 12:00 | 5078.241 | 186.219 | 5264.46 | 187.2225 | 5451.6825 | 373.4415 | 5078.241 | 11.4374 | 5066.8036 | 185.3811 | 5252.1848 | 186.9077 | 5439.0925 | 372.2889 | 1.1526
2010-07-30 | 13:00 | 5164.9942 | 192.6358 | 5357.63 | 189.5931 | 5547.2231 | 382.2289 | 5164.9942 | 5.7826 | 5159.2116 | 192.2047 | 5351.4163 | 189.436 | 5540.8523 | 381.6407 | 0.58818
2010-07-30 | 14:00 | 5297.8376 | 202.6724 | 5500.51 | 193.1648 | 5693.6748 | 395.8372 | 5297.8376 | 6.679 | 5291.1586 | 202.1617 | 5493.3203 | 192.9869 | 5686.3071 | 395.1486 | 0.68858
2010-07-30 | 15:00 | 5291.6878 | 202.2022 | 5493.89 | 193.001 | 5686.891 | 395.2031 | 5291.6878 | 5.017 | 5286.6708 | 201.8189 | 5488.4897 | 192.8672 | 5681.357 | 394.6862 | 0.51696
2010-07-30 | 16:00 | 5352.8098 | 206.9002 | 5559.71 | 194.622 | 5754.332 | 401.5222 | 5352.8098 | 4.9139 | 5347.8958 | 206.5205 | 5554.4164 | 194.4923 | 5748.9086 | 401.0128 | 0.50947
2010-07-30 | 17:00 | 5459.8428 | 215.2572 | 5675.1 | 197.4244 | 5872.5244 | 412.6816 | 5459.8428 | 4.3608 | 5455.482 | 214.9135 | 5670.3955 | 197.3111 | 5867.7066 | 412.2246 | 0.45699
2010-07-30 | 18:00 | 5565.4732 | 223.6668 | 5789.14 | 200.1446 | 5989.2846 | 423.8114 | 5565.4732 | 3.1557 | 5562.3175 | 223.4132 | 5785.7307 | 200.064 | 5985.7947 | 423.4772 | 0.33418
2010-07-30 | 19:00 | 5566.3433 | 223.7367 | 5790.08 | 200.1668 | 5990.2468 | 423.9035 | 5566.3433 | 2.2164 | 5564.1268 | 223.5586 | 5787.6854 | 200.1102 | 5987.7956 | 423.6688 | 0.23474
2010-07-30 | 20:00 | 5539.274 | 221.566 | 5760.84 | 199.4741 | 5960.3141 | 421.0401 | 5539.274 | 0.75113 | 5538.5229 | 221.5059 | 5760.0288 | 199.4549 | 5959.4837 | 420.9607 | 0.079348
2010-07-30 | 21:00 | 5383.055 | 209.245 | 5592.3 | 195.4186 | 5787.7186 | 404.6636 | 5383.055 | 0 | 5383.055 | 209.245 | 5592.3 | 195.4186 | 5787.7186 | 404.6636 | 0
2010-07-30 | 22:00 | 5235.2853 | 197.9147 | 5433.2 | 191.4918 | 5624.6918 | 389.4065 | 5235.2853 | 0 | 5235.2853 | 197.9147 | 5433.2 | 191.4918 | 5624.6918 | 389.4065 | 0
2010-07-30 | 23:00 | 4805.7868 | 166.7732 | 4972.56 | 179.5832 | 5152.1432 | 346.3564 | 4805.7868 | 0 | 4805.7868 | 166.7732 | 4972.56 | 179.5832 | 5152.1432 | 346.3564 | 0
2010-07-30 | 24:00 | 4445.7116 | 142.7184 | 4588.43 | 169.0397 | 4757.4697 | 311.7581 | 4445.7116 | 0 | 4445.7116 | 142.7184 | 4588.43 | 169.0397 | 4757.4697 | 311.7581 | 0
2010-07-31 | 1:00 | 4166.0712 | 125.3288 | 4291.4 | 160.5047 | 4451.9047 | 285.8334 | 4166.0712 | 0 | 4166.0712 | 125.3288 | 4291.4 | 160.5047 | 4451.9047 | 285.8334 | 0
2010-07-31 | 2:00 | 3962.2164 | 113.3636 | 4075.58 | 154.0941 | 4229.6741 | 267.4578 | 3962.2164 | 0 | 3962.2164 | 113.3636 | 4075.58 | 154.0941 | 4229.6741 | 267.4578 | 0
2010-07-31 | 3:00 | 3828.8685 | 105.8615 | 3934.73 | 149.8155 | 4084.5455 | 255.6771 | 3828.8685 | 0 | 3828.8685 | 105.8615 | 3934.73 | 149.8155 | 4084.5455 | 255.6771 | 0
2010-07-31 | 4:00 | 3785.9864 | 103.5036 | 3889.49 | 148.4254 | 4037.9154 | 251.929 | 3785.9864 | 0 | 3785.9864 | 103.5036 | 3889.49 | 148.4254 | 4037.9154 | 251.929 | 0
2010-07-31 | 5:00 | 3861.5534 | 107.6766 | 3969.23 | 150.8705 | 4120.1005 | 258.5471 | 3861.5534 | 0 | 3861.5534 | 107.6766 | 3969.23 | 150.8705 | 4120.1005 | 258.5471 | 0
2010-07-31 | 6:00 | 4123.5373 | 122.7827 | 4246.32 | 159.1802 | 4405.5002 | 281.9629 | 4123.5373 | 0 | 4123.5373 | 122.7827 | 4246.32 | 159.1802 | 4405.5002 | 281.9629 | 0
2010-07-31 | 7:00 | 4455.8405 | 143.3695 | 4599.21 | 169.3432 | 4768.5532 | 312.7126 | 4455.8405 | 0.22518 | 4455.6154 | 143.355 | 4598.9703 | 169.3364 | 4768.3068 | 312.6914 | 0.021233
2010-07-31 | 8:00 | 4778.8884 | 164.9116 | 4943.8 | 178.8131 | 5122.6131 | 343.7247 | 4778.8884 | 2.6747 | 4776.2137 | 164.727 | 4940.9407 | 178.7364 | 5119.6771 | 343.4634 | 0.26128
2010-07-31 | 9:00 | 4938.228 | 176.092 | 5114.32 | 183.3334 | 5297.6534 | 359.4254 | 4938.228 | 9.3254 | 4928.9026 | 175.4276 | 5104.3301 | 183.0716 | 5287.4017 | 358.4992 | 0.92623
2010-07-31 | 10:00 | 4979.6047 | 179.0553 | 5158.66 | 184.4908 | 5343.1508 | 363.5461 | 4979.6047 | 4.0721 | 4975.5327 | 178.7625 | 5154.2952 | 184.3772 | 5338.6724 | 363.1398 | 0.40633
2010-07-31 | 11:00 | 5089.0569 | 187.0131 | 5276.07 | 187.5197 | 5463.5897 | 374.5328 | 5089.0569 | 4.8635 | 5084.1934 | 186.6558 | 5270.8492 | 187.3861 | 5458.2353 | 374.0419 | 0.49085
2010-07-31 | 12:00 | 5238.9111 | 198.1889 | 5437.1 | 191.5892 | 5628.6892 | 389.7781 | 5238.9111 | 7.7186 | 5231.1924 | 197.6054 | 5428.7978 | 191.3818 | 5620.1795 | 388.9871 | 0.79098
2010-07-31 | 13:00 | 5338.8106 | 205.8194 | 5544.63 | 194.2521 | 5738.8821 | 400.0715 | 5338.8106 | 10.6819 | 5328.1286 | 204.9966 | 5533.1253 | 193.9692 | 5727.0945 | 398.9659 | 1.1056
2010-07-31 | 14:00 | 5439.6241 | 213.6659 | 5653.29 | 196.8986 | 5850.1886 | 410.5644 | 5439.6241 | 38.0758 | 5401.5483 | 210.6851 | 5612.2334 | 195.9039 | 5808.1373 | 406.589 | 3.9755
2010-07-31 | 15:00 | 5570.7675 | 224.0925 | 5794.86 | 200.2797 | 5995.1397 | 424.3723 | 5570.7675 | 37.8635 | 5532.904 | 221.0567 | 5753.9606 | 199.3107 | 5953.2713 | 420.3674 | 4.0049
2010-07-31 | 16:00 | 5694.2434 | 234.1366 | 5928.38 | 203.3992 | 6131.7792 | 437.5359 | 5694.2434 | 30.2458 | 5663.9975 | 231.6559 | 5895.6535 | 202.6409 | 6098.2943 | 434.2968 | 3.2391
2010-07-31 | 17:00 | 5816.7136 | 244.3164 | 6061.03 | 206.4317 | 6267.4617 | 450.7482 | 5816.7136 | 24.6147 | 5792.0988 | 242.2531 | 6034.3519 | 205.8272 | 6240.1791 | 448.0802 | 2.6679
2010-07-31 | 18:00 | 5955.7447 | 256.1353 | 6211.88 | 209.7995 | 6421.6795 | 465.9348 | 5955.7447 | 13.4288 | 5942.3159 | 254.9816 | 6197.2975 | 209.4777 | 6406.7752 | 464.4593 | 1.4756
2010-07-31 | 19:00 | 5939.0579 | 254.7021 | 6193.76 | 209.3995 | 6403.1595 | 464.1016 | 5939.0579 | 9.3081 | 5929.7499 | 253.9043 | 6183.6542 | 209.1759 | 6392.8301 | 463.0802 | 1.0214
2010-07-31 | 20:00 | 5840.2245 | 246.2955 | 6086.52 | 207.0068 | 6293.5268 | 453.3023 | 5840.2245 | 2.3835 | 5837.841 | 246.0945 | 6083.9355 | 206.9486 | 6290.8842 | 453.0431 | 0.25919
2010-07-31 | 21:00 | 5715.7698 | 235.9102 | 5951.68 | 203.9367 | 6155.6167 | 439.847 | 5715.7698 | 0 | 5715.7698 | 235.9102 | 5951.68 | 203.9367 | 6155.6167 | 439.847 | 0
2010-07-31 | 22:00 | 5583.0576 | 225.0824 | 5808.14 | 200.593 | 6008.733 | 425.6754 | 5583.0576 | 0 | 5583.0576 | 225.0824 | 5808.14 | 200.593 | 6008.733 | 425.6754 | 0
2010-07-31 | 23:00 | 5149.9079 | 191.5121 | 5341.42 | 189.183 | 5530.603 | 380.6951 | 5149.9079 | 0 | 5149.9079 | 191.5121 | 5341.42 | 189.183 | 5530.603 | 380.6951 | 0
2010-07-31 | 24:00 | 4744.7838 | 162.5662 | 4907.35 | 177.8326 | 5085.1826 | 340.3988 | 4744.7838 | 0 | 4744.7838 | 162.5662 | 4907.35 | 177.8326 | 5085.1826 | 340.3988 | 0
2010-08-01 | 1:00 | 4404.3828 | 140.0772 | 4544.46 | 167.7972 | 4712.2572 | 307.8744 | 4404.3828 | 0 | 4404.3828 | 140.0772 | 4544.46 | 167.7972 | 4712.2572 | 307.8744 | 0
2010-08-01 | 2:00 | 4229.8825 | 129.1975 | 4359.08 | 162.4787 | 4521.5587 | 291.6762 | 4229.8825 | 0 | 4229.8825 | 129.1975 | 4359.08 | 162.4787 | 4521.5587 | 291.6762 | 0
2010-08-01 | 3:00 | 4086.0685 | 120.5615 | 4206.63 | 158.0077 | 4364.6377 | 278.5692 | 4086.0685 | 0 | 4086.0685 | 120.5615 | 4206.63 | 158.0077 | 4364.6377 | 278.5692 | 0
2010-08-01 | 4:00 | 4012.9828 | 116.2872 | 4129.27 | 155.7053 | 4284.9753 | 271.9925 | 4012.9828 | 0 | 4012.9828 | 116.2872 | 4129.27 | 155.7053 | 4284.9753 | 271.9925 | 0
2010-08-01 | 5:00 | 4068.5973 | 119.5327 | 4188.13 | 157.4592 | 4345.5892 | 276.9919 | 4068.5973 | 0 | 4068.5973 | 119.5327 | 4188.13 | 157.4592 | 4345.5892 | 276.9919 | 0
2010-08-01 | 6:00 | 4332.2438 | 135.5262 | 4467.77 | 165.6128 | 4633.3828 | 301.1389 | 4332.2438 | 0 | 4332.2438 | 135.5262 | 4467.77 | 165.6128 | 4633.3828 | 301.1389 | 0
2010-08-01 | 7:00 | 4646.0023 | 155.8677 | 4801.87 | 174.967 | 4976.837 | 330.8347 | 4646.0023 | 0 | 4646.0023 | 155.8677 | 4801.87 | 174.967 | 4976.837 | 330.8347 | 0
2010-08-01 | 8:00 | 5034.337 | 183.013 | 5217.35 | 186.0114 | 5403.3614 | 369.0244 | 5034.337 | 4.2632 | 5030.0738 | 182.7032 | 5212.7769 | 185.8934 | 5398.6703 | 368.5965 | 0.42784
2010-08-01 | 9:00 | 5240.5937 | 198.3163 | 5438.91 | 191.6344 | 5630.5444 | 389.9506 | 5240.5937 | 7.0533 | 5233.5405 | 197.7828 | 5431.3233 | 191.4449 | 5622.7682 | 389.2277 | 0.72294
2010-08-01 | 10:00 | 5386.0056 | 209.4744 | 5595.48 | 195.4961 | 5790.9761 | 404.9705 | 5386.0056 | 22.3008 | 5363.7048 | 207.7433 | 5571.4482 | 194.9094 | 5766.3576 | 402.6527 | 2.3178
2010-08-01 | 11:00 | 5564.7882 | 223.6118 | 5788.4 | 200.1271 | 5988.5271 | 423.7388 | 5564.7882 | 13.732 | 5551.0563 | 222.5095 | 5773.5658 | 199.776 | 5973.3418 | 422.2855 | 1.4533
2010-08-01 | 12:00 | 5726.2166 | 236.7734 | 5962.99 | 204.1969 | 6167.1869 | 440.9703 | 5726.2166 | 12.4764 | 5713.7402 | 235.7427 | 5949.483 | 203.8861 | 6153.3691 | 439.6289 | 1.3414
2010-08-01 | 13:00 | 5921.216 | 253.174 | 6174.39 | 208.9706 | 6383.3606 | 462.1446 | 5921.216 | 10.0067 | 5911.2092 | 252.319 | 6163.5283 | 208.7294 | 6372.2577 | 461.0484 | 1.0962
2010-08-01 | 14:00 | 6108.9477 | 269.4823 | 6378.43 | 213.4179 | 6591.8479 | 482.9002 | 6108.9477 | 29.7627 | 6079.1851 | 266.8628 | 6346.0479 | 212.7226 | 6558.7705 | 479.5855 | 3.3147
2010-08-01 | 15:00 | 6234.5707 | 280.6793 | 6515.25 | 216.3121 | 6731.5621 | 496.9914 | 6234.5707 | 25.9152 | 6208.6555 | 278.3508 | 6487.0063 | 215.7204 | 6702.7267 | 494.0712 | 2.9202
2010-08-01 | 16:00 | 6388.3259 | 294.6941 | 6683.02 | 219.7644 | 6902.7844 | 514.4585 | 6388.3259 | 25.7101 | 6362.6157 | 292.3269 | 6654.9426 | 219.194 | 6874.1366 | 511.5209 | 2.9376
2010-08-01 | 17:00 | 6506.8312 | 305.7288 | 6812.56 | 222.3572 | 7034.9172 | 528.0861 | 6506.8312 | 5.1392 | 6501.6919 | 305.2461 | 6806.938 | 222.246 | 7029.184 | 527.4921 | 0.59396
2010-08-01 | 18:00 | 6619.8667 | 316.4433 | 6936.31 | 224.775 | 7161.085 | 541.2182 | 6619.8667 | 2.7153 | 6617.1515 | 316.1837 | 6933.3352 | 224.7175 | 7158.0527 | 540.9012 | 0.31698
2010-08-01 | 19:00 | 6560.2141 | 310.7659 | 6870.98 | 223.5058 | 7094.4858 | 534.2717 | 6560.2141 | 3.9211 | 6556.2929 | 310.3945 | 6866.6875 | 223.4218 | 7090.1093 | 533.8164 | 0.45534
2010-08-01 | 20:00 | 6384.7461 | 294.3639 | 6679.11 | 219.6851 | 6898.7951 | 514.049 | 6384.7461 | 2.098 | 6382.6481 | 294.1705 | 6676.8186 | 219.6386 | 6896.4573 | 513.8092 | 0.23989
2010-08-01 | 21:00 | 6221.8086 | 279.5314 | 6501.34 | 216.0211 | 6717.3611 | 495.5525 | 6221.8086 | 0 | 6221.8086 | 279.5314 | 6501.34 | 216.0211 | 6717.3611 | 495.5525 | 0
2010-08-01 | 22:00 | 6030.1913 | 262.5787 | 6292.77 | 211.57 | 6504.34 | 474.1487 | 6030.1913 | 0 | 6030.1913 | 262.5787 | 6292.77 | 211.57 | 6504.34 | 474.1487 | 0
2010-08-01 | 23:00 | 5594.4852 | 226.0048 | 5820.49 | 200.8838 | 6021.3738 | 426.8885 | 5594.4852 | 0 | 5594.4852 | 226.0048 | 5820.49 | 200.8838 | 6021.3738 | 426.8885 | 0
2010-08-01 | 24:00 | 5143.4573 | 191.0327 | 5334.49 | 189.0074 | 5523.4974 | 380.04 | 5143.4573 | 0 | 5143.4573 | 191.0327 | 5334.49 | 189.0074 | 5523.4974 | 380.04 | 0
2010-08-02 | 1:00 | 4774.9969 | 164.6431 | 4939.64 | 178.7015 | 5118.3415 | 343.3446 | 4774.9969 | 0 | 4774.9969 | 164.6431 | 4939.64 | 178.7015 | 5118.3415 | 343.3446 | 0
2010-08-02 | 2:00 | 4535.4142 | 148.5358 | 4683.95 | 171.7136 | 4855.6636 | 320.2494 | 4535.4142 | 0 | 4535.4142 | 148.5358 | 4683.95 | 171.7136 | 4855.6636 | 320.2494 | 0
2010-08-02 | 3:00 | 4364.1784 | 137.5316 | 4501.71 | 166.5823 | 4668.2923 | 304.1138 | 4364.1784 | 0 | 4364.1784 | 137.5316 | 4501.71 | 166.5823 | 4668.2923 | 304.1138 | 0
2010-08-02 | 4:00 | 4258.8188 | 130.9712 | 4389.79 | 163.3688 | 4553.1588 | 294.3399 | 4258.8188 | 0 | 4258.8188 | 130.9712 | 4389.79 | 163.3688 | 4553.1588 | 294.3399 | 0
2010-08-02 | 5:00 | 4311.0939 | 134.2061 | 4445.3 | 164.9685 | 4610.2685 | 299.1746 | 4311.0939 | 0 | 4311.0939 | 134.2061 | 4445.3 | 164.9685 | 4610.2685 | 299.1746 | 0
2010-08-02 | 6:00 | 4513.4682 | 147.1018 | 4660.57 | 171.0623 | 4831.6323 | 318.1641 | 4513.4682 | 0 | 4513.4682 | 147.1018 | 4660.57 | 171.0623 | 4831.6323 | 318.1641 | 0
2010-08-02 | 7:00 | 4871.084 | 171.336 | 5042.42 | 181.4408 | 5223.8608 | 352.7768 | 4871.084 | 0 | 4871.084 | 171.336 | 5042.42 | 181.4408 | 5223.8608 | 352.7768 | 0
2010-08-02 | 8:00 | 5250.28 | 199.05 | 5449.33 | 191.8942 | 5641.2242 | 390.9443 | 5250.28 | 2.2351 | 5248.0448 | 198.8806 | 5446.9254 | 191.8343 | 5638.7597 | 390.7149 | 0.22938
2010-08-02 | 9:00 | 5470.8815 | 216.1285 | 5687.01 | 197.7108 | 5884.7208 | 413.8393 | 5470.8815 | 9.1068 | 5461.7747 | 215.4095 | 5677.1843 | 197.4746 | 5874.6588 | 412.8841 | 0.95516
2010-08-02 | 10:00 | 5715.3633 | 235.8767 | 5951.24 | 203.9266 | 6155.1666 | 439.8033 | 5715.3633 | 9.0732 | 5706.2901 | 235.1284 | 5941.4185 | 203.7003 | 6145.1188 | 438.8286 | 0.97464
2010-08-02 | 11:00 | 5904.4755 | 251.7445 | 6156.22 | 208.5669 | 6364.7869 | 460.3114 | 5904.4755 | 22.5938 | 5881.8817 | 249.8216 | 6131.7033 | 208.0202 | 6339.7235 | 457.8418 | 2.4696
2010-08-02 | 12:00 | 6105.9704 | 269.2196 | 6375.19 | 213.3486 | 6588.5386 | 482.5682 | 6105.9704 | 16.4031 | 6089.5673 | 267.7751 | 6357.3424 | 212.9656 | 6570.308 | 480.7407 | 1.8275
2010-08-02 | 13:00 | 6240.0015 | 281.1685 | 6521.17 | 216.4357 | 6737.6057 | 497.6042 | 6240.0015 | 15.6793 | 6224.3222 | 279.7573 | 6504.0795 | 216.0784 | 6720.158 | 495.8358 | 1.7685
2010-08-02 | 14:00 | 6310.6488 | 287.5712 | 6598.22 | 218.0327 | 6816.2527 | 505.6039 | 6310.6488 | 27.8956 | 6282.7533 | 285.0344 | 6567.7877 | 217.4046 | 6785.1923 | 502.4391 | 3.1648
2010-08-02 | 15:00 | 6407.4764 | 296.4636 | 6703.94 | 220.1874 | 6924.1274 | 516.651 | 6407.4764 | 13.359 | 6394.1174 | 295.2287 | 6689.3461 | 219.8925 | 6909.2385 | 515.1211 | 1.5298
2010-08-02 | 16:00 | 6472.2611 | 302.4889 | 6774.75 | 221.607 | 6996.357 | 524.0958 | 6472.2611 | 10.952 | 6461.3092 | 301.466 | 6762.7752 | 221.3682 | 6984.1434 | 522.8343 | 1.2616
2010-08-02 | 17:00 | 6446.6777 | 300.1023 | 6746.78 | 221.0485 | 6967.8285 | 521.1508 | 6446.6777 | 9.3929 | 6437.2848 | 299.2284 | 6736.5132 | 220.8428 | 6957.356 | 520.0711 | 1.0796
2010-08-02 | 18:00 | 6401.9935 | 295.9565 | 6697.95 | 220.0664 | 6918.0164 | 516.0229 | 6401.9935 | 5.5527 | 6396.4409 | 295.4433 | 6691.8841 | 219.9438 | 6911.8279 | 515.3871 | 0.63579
2010-08-02 | 19:00 | 6240.9188 | 281.2512 | 6522.17 | 216.4566 | 6738.6266 | 497.7078 | 6240.9188 | 6.4216 | 6234.4972 | 280.6727 | 6515.1699 | 216.3104 | 6731.4803 | 496.9831 | 0.72466
2010-08-02 | 20:00 | 6097.2489 | 268.4511 | 6365.7 | 213.1451 | 6578.8451 | 481.5962 | 6097.2489 | 2.2381 | 6095.0108 | 268.2541 | 6363.2648 | 213.0928 | 6576.3576 | 481.3469 | 0.24931
2010-08-02 | 21:00 | 5931.4869 | 254.0531 | 6185.54 | 209.2177 | 6394.7577 | 463.2708 | 5931.4869 | 0 | 5931.4869 | 254.0531 | 6185.54 | 209.2177 | 6394.7577 | 463.2708 | 0
2010-08-02 | 22:00 | 5798.5749 | 242.7951 | 6041.37 | 205.9865 | 6247.3565 | 448.7816 | 5798.5749 | 0 | 5798.5749 | 242.7951 | 6041.37 | 205.9865 | 6247.3565 | 448.7816 | 0
2010-08-02 | 23:00 | 5426.8838 | 212.6662 | 5639.55 | 196.5664 | 5836.1164 | 409.2326 | 5426.8838 | 0 | 5426.8838 | 212.6662 | 5639.55 | 196.5664 | 5836.1164 | 409.2326 | 0
2010-08-02 | 24:00 | 4996.3766 | 180.2634 | 5176.64 | 184.958 | 5361.598 | 365.2215 | 4996.3766 | 0 | 4996.3766 | 180.2634 | 5176.64 | 184.958 | 5361.598 | 365.2215 | 0
2010-08-03 | 1:00 | 4669.6983 | 157.4617 | 4827.16 | 175.6579 | 5002.8179 | 333.1196 | 4669.6983 | 0 | 4669.6983 | 157.4617 | 4827.16 | 175.6579 | 5002.8179 | 333.1196 | 0
2010-08-03 | 2:00 | 4445.6176 | 142.7124 | 4588.33 | 169.0369 | 4757.3669 | 311.7492 | 4445.6176 | 0 | 4445.6176 | 142.7124 | 4588.33 | 169.0369 | 4757.3669 | 311.7492 | 0
2010-08-03 | 3:00 | 4280.9444 | 132.3356 | 4413.28 | 164.0472 | 4577.3272 | 296.3827 | 4280.9444 | 0 | 4280.9444 | 132.3356 | 4413.28 | 164.0472 | 4577.3272 | 296.3827 | 0
2010-08-03 | 4:00 | 4198.3232 | 127.2768 | 4325.6 | 161.5044 | 4487.1044 | 288.7811 | 4198.3232 | 0 | 4198.3232 | 127.2768 | 4325.6 | 161.5044 | 4487.1044 | 288.7811 | 0
2010-08-03 | 5:00 | 4163.9206 | 125.1994 | 4289.12 | 160.4379 | 4449.5579 | 285.6373 | 4163.9206 | 0 | 4163.9206 | 125.1994 | 4289.12 | 160.4379 | 4449.5579 | 285.6373 | 0
2010-08-03 | 6:00 | 4224.1052 | 128.8448 | 4352.95 | 162.3007 | 4515.2507 | 291.1454 | 4224.1052 | 0 | 4224.1052 | 128.8448 | 4352.95 | 162.3007 | 4515.2507 | 291.1454 | 0
2010-08-03 | 7:00 | 4282.4984 | 132.4316 | 4414.93 | 164.0947 | 4579.0247 | 296.5264 | 4282.4984 | 0.050275 | 4282.4481 | 132.4285 | 4414.8766 | 164.0932 | 4578.9698 | 296.5217 | 0.0046484
2010-08-03 | 8:00 | 4463.441 | 143.859 | 4607.3 | 169.5706 | 4776.8706 | 313.4296 | 4463.441 | 3.4404 | 4460.0006 | 143.6373 | 4603.6379 | 169.4677 | 4773.1056 | 313.105 | 0.32463
2010-08-03 | 9:00 | 4731.6711 | 161.6689 | 4893.34 | 177.4544 | 5070.7944 | 339.1233 | 4731.6711 | 11.6657 | 4720.0054 | 160.8727 | 4880.8781 | 177.1174 | 5057.9955 | 337.9901 | 1.1332
2010-08-03 | 10:00 | 4968.5303 | 178.2597 | 5146.79 | 184.1817 | 5330.9717 | 362.4414 | 4968.5303 | 22.1332 | 4946.3971 | 176.6751 | 5123.0722 | 183.5625 | 5306.6347 | 360.2375 | 2.2039
2010-08-03 | 11:00 | 5158.2565 | 192.1335 | 5350.39 | 189.41 | 5539.8 | 381.5436 | 5158.2565 | 30.9124 | 5127.3441 | 189.8376 | 5317.1817 | 188.568 | 5505.7497 | 378.4056 | 3.138
2010-08-03 | 12:00 | 5322.738 | 204.582 | 5527.32 | 193.8263 | 5721.1463 | 398.4084 | 5322.738 | 31.5112 | 5291.2268 | 202.1669 | 5493.3937 | 192.9887 | 5686.3824 | 395.1556 | 3.2528
2010-08-03 | 13:00 | 5499.5412 | 218.3988 | 5717.94 | 198.452 | 5916.392 | 416.8508 | 5499.5412 | 37.5215 | 5462.0197 | 215.4289 | 5677.4486 | 197.4809 | 5874.9295 | 412.9098 | 3.9411
2010-08-03 | 14:00 | 5624.1519 | 228.4081 | 5852.56 | 201.6361 | 6054.1961 | 430.0441 | 5624.1519 | 30.869 | 5593.283 | 225.9076 | 5819.1906 | 200.8532 | 6020.0438 | 426.7608 | 3.2833
2010-08-03 | 15:00 | 5751.4456 | 238.8644 | 5990.31 | 204.8233 | 6195.1333 | 443.6877 | 5751.4456 | 35.3335 | 5716.1121 | 235.9385 | 5952.0506 | 203.9452 | 6155.9959 | 439.8837 | 3.8039
2010-08-03 | 16:00 | 5892.7356 | 250.7444 | 6143.48 | 208.2831 | 6351.7631 | 459.0275 | 5892.7356 | 30.5211 | 5862.2145 | 248.1537 | 6110.3682 | 207.5427 | 6317.9108 | 455.6964 | 3.3311
2010-08-03 | 17:00 | 6017.689 | 261.491 | 6279.18 | 211.2743 | 6490.4543 | 472.7653 | 6017.689 | 27.5085 | 5990.1805 | 259.1058 | 6249.2863 | 210.6213 | 6459.9076 | 469.7271 | 3.0382
2010-08-03 | 18:00 | 6058.1783 | 265.0217 | 6323.2 | 212.2296 | 6535.4296 | 477.2514 | 6058.1783 | 11.1631 | 6047.0152 | 264.0459 | 6311.0611 | 211.9669 | 6523.028 | 476.0128 | 1.2385
2010-08-03 | 19:00 | 5982.4247 | 258.4353 | 6240.86 | 210.4367 | 6451.2967 | 468.872 | 5982.4247 | 2.5626 | 5979.8621 | 258.2139 | 6238.076 | 210.3756 | 6448.4516 | 468.5895 | 0.28243
2010-08-03 | 20:00 | 5880.8279 | 249.7321 | 6130.56 | 207.9947 | 6338.5547 | 457.7268 | 5880.8279 | 1.071 | 5879.7569 | 249.6411 | 6129.398 | 207.9687 | 6337.3667 | 457.6098 | 0.11693
2010-08-03 | 21:00 | 5710.107 | 235.443 | 5945.55 | 203.7955 | 6149.3455 | 439.2385 | 5710.107 | 0 | 5710.107 | 235.443 | 5945.55 | 203.7955 | 6149.3455 | 439.2385 | 0
2010-08-03 | 22:00 | 5577.4958 | 224.6342 | 5802.13 | 200.4513 | 6002.5813 | 425.0855 | 5577.4958 | 0 | 5577.4958 | 224.6342 | 5802.13 | 200.4513 | 6002.5813 | 425.0855 | 0
2010-08-03 | 23:00 | 5219.4321 | 196.7179 | 5416.15 | 191.0653 | 5607.2153 | 387.7832 | 5219.4321 | 0 | 5219.4321 | 196.7179 | 5416.15 | 191.0653 | 5607.2153 | 387.7832 | 0
2010-08-03 | 24:00 | 4841.4616 | 169.2584 | 5010.72 | 180.6002 | 5191.3202 | 349.8586 | 4841.4616 | 0 | 4841.4616 | 169.2584 | 5010.72 | 180.6002 | 5191.3202 | 349.8586 | 0
2010-08-04 | 1:00 | 4560.9846 | 150.2154 | 4711.2 | 172.4701 | 4883.6701 | 322.6855 | 4560.9846 | 0 | 4560.9846 | 150.2154 | 4711.2 | 172.4701 | 4883.6701 | 322.6855 | 0
2010-08-04 | 2:00 | 4325.3734 | 135.0966 | 4460.47 | 165.4037 | 4625.8737 | 300.5003 | 4325.3734 | 0 | 4325.3734 | 135.0966 | 4460.47 | 165.4037 | 4625.8737 | 300.5003 | 0
2010-08-04 | 3:00 | 4171.0231 | 125.6269 | 4296.65 | 160.6584 | 4457.3084 | 286.2853 | 4171.0231 | 0 | 4171.0231 | 125.6269 | 4296.65 | 160.6584 | 4457.3084 | 286.2853 | 0
2010-08-04 | 4:00 | 4045.0093 | 118.1507 | 4163.16 | 156.7168 | 4319.8768 | 274.8675 | 4045.0093 | 0 | 4045.0093 | 118.1507 | 4163.16 | 156.7168 | 4319.8768 | 274.8675 | 0
2010-08-04 | 5:00 | 3996.2316 | 115.3184 | 4111.55 | 155.1748 | 4266.7248 | 270.4932 | 3996.2316 | 0 | 3996.2316 | 115.3184 | 4111.55 | 155.1748 | 4266.7248 | 270.4932 | 0
2010-08-04 | 6:00 | 4022.5761 | 116.8439 | 4139.42 | 156.0087 | 4295.4287 | 272.8526 | 4022.5761 | 0 | 4022.5761 | 116.8439 | 4139.42 | 156.0087 | 4295.4287 | 272.8526 | 0
2010-08-04 | 7:00 | 4052.5012 | 118.5888 | 4171.09 | 156.9528 | 4328.0428 | 275.5416 | 4052.5012 | 0 | 4052.5012 | 118.5888 | 4171.09 | 156.9528 | 4328.0428 | 275.5416 | 0
2010-08-04 | 8:00 | 4231.4187 | 129.2913 | 4360.71 | 162.5261 | 4523.2361 | 291.8174 | 4231.4187 | 3.0608 | 4228.3579 | 129.1043 | 4357.4622 | 162.4318 | 4519.894 | 291.5361 | 0.2813
2010-08-04 | 9:00 | 4497.3189 | 146.0511 | 4643.37 | 170.5818 | 4813.9518 | 316.6329 | 4497.3189 | 12.2643 | 4485.0547 | 145.2556 | 4630.3103 | 170.2163 | 4800.5265 | 315.4719 | 1.161
2010-08-04 | 10:00 | 4774.0053 | 164.5747 | 4938.58 | 178.673 | 5117.253 | 343.2477 | 4774.0053 | 12.0927 | 4761.9126 | 163.742 | 4925.6546 | 178.3256 | 5103.9803 | 342.0677 | 1.1801
2010-08-04 | 11:00 | 5026.45 | 182.44 | 5208.89 | 185.793 | 5394.683 | 368.233 | 5026.45 | 21.1319 | 5005.3181 | 180.9092 | 5186.2273 | 185.2067 | 5371.434 | 366.1159 | 2.1171
2010-08-04 | 12:00 | 5305.9374 | 203.2926 | 5509.23 | 193.3802 | 5702.6102 | 396.6728 | 5305.9374 | 16.2037 | 5289.7337 | 202.0528 | 5491.7865 | 192.9489 | 5684.7354 | 395.0017 | 1.6711
2010-08-04 | 13:00 | 5568.0371 | 223.8729 | 5791.91 | 200.21 | 5992.12 | 424.083 | 5568.0371 | 37.7453 | 5530.2917 | 220.848 | 5751.1397 | 199.2436 | 5950.3833 | 420.0916 | 3.9914
2010-08-04 | 14:00 | 5747.5399 | 238.5401 | 5986.08 | 204.7265 | 6190.8065 | 443.2665 | 5747.5399 | 40.7337 | 5706.8062 | 235.1709 | 5941.9772 | 203.7131 | 6145.6903 | 438.8841 | 4.3825
2010-08-04 | 15:00 | 5914.8685 | 252.6315 | 6167.5 | 208.8176 | 6376.3176 | 461.4492 | 5914.8685 | 38.371 | 5876.4975 | 249.3644 | 6125.8619 | 207.8897 | 6333.7515 | 457.2541 | 4.1951
2010-08-04 | 16:00 | 6071.198 | 266.162 | 6337.36 | 212.5354 | 6549.8954 | 478.6975 | 6071.198 | 32.6216 | 6038.5764 | 263.3095 | 6301.8858 | 211.768 | 6513.6538 | 475.0774 | 3.62
2010-08-04 | 17:00 | 6272.7614 | 284.1286 | 6556.89 | 217.1788 | 6774.0688 | 501.3074 | 6272.7614 | 26.9452 | 6245.8162 | 281.6928 | 6527.5091 | 216.5679 | 6744.077 | 498.2607 | 3.0467
2010-08-04 | 18:00 | 6371.9178 | 293.1822 | 6665.1 | 219.4007 | 6884.5007 | 512.5829 | 6371.9178 | 18.1951 | 6353.7227 | 291.5103 | 6645.2329 | 218.9961 | 6864.229 | 510.5063 | 2.0766
2010-08-04 | 19:00 | 6397.4898 | 295.5402 | 6693.03 | 219.967 | 6912.997 | 515.5072 | 6397.4898 | 1.5649 | 6395.9249 | 295.3956 | 6691.3205 | 219.9324 | 6911.2529 | 515.328 | 0.17914
2010-08-04 | 20:00 | 6319.7672 | 288.4028 | 6608.17 | 218.2373 | 6826.4073 | 506.6401 | 6319.7672 | 2.272 | 6317.4952 | 288.1955 | 6605.6906 | 218.1863 | 6823.877 | 506.3818 | 0.25828
2010-08-04 | 21:00 | 6160.335 | 274.035 | 6434.37 | 214.6098 | 6648.9798 | 488.6448 | 6160.335 | 0 | 6160.335 | 274.035 | 6434.37 | 214.6098 | 6648.9798 | 488.6448 | 0
2010-08-04 | 22:00 | 5997.6018 | 259.7482 | 6257.35 | 210.7978 | 6468.1478 | 470.546 | 5997.6018 | 0 | 5997.6018 | 259.7482 | 6257.35 | 210.7978 | 6468.1478 | 470.546 | 0
2010-08-04 | 23:00 | 5565.1585 | 223.6415 | 5788.8 | 200.1365 | 5988.9365 | 423.7781 | 5565.1585 | 0 | 5565.1585 | 223.6415 | 5788.8 | 200.1365 | 5988.9365 | 423.7781 | 0
2010-08-04 | 24:00 | 5126.1228 | 189.7472 | 5315.87 | 188.5346 | 5504.4046 | 378.2818 | 5126.1228 | 0 | 5126.1228 | 189.7472 | 5315.87 | 188.5346 | 5504.4046 | 378.2818 | 0
2010-08-05 | 1:00 | 4797.6323 | 166.2077 | 4963.84 | 179.3501 | 5143.1901 | 345.5578 | 4797.6323 | 0 | 4797.6323 | 166.2077 | 4963.84 | 179.3501 | 5143.1901 | 345.5578 | 0
2010-08-05 | 2:00 | 4586.9963 | 151.9337 | 4738.93 | 173.237 | 4912.167 | 325.1707 | 4586.9963 | 0 | 4586.9963 | 151.9337 | 4738.93 | 173.237 | 4912.167 | 325.1707 | 0
2010-08-05 | 3:00 | 4461.8909 | 143.7591 | 4605.65 | 169.5243 | 4775.1743 | 313.2833 | 4461.8909 | 0 | 4461.8909 | 143.7591 | 4605.65 | 169.5243 | 4775.1743 | 313.2833 | 0
2010-08-05 | 4:00 | 4373.9612 | 138.1488 | 4512.11 | 166.8785 | 4678.9885 | 305.0273 | 4373.9612 | 0 | 4373.9612 | 138.1488 | 4512.11 | 166.8785 | 4678.9885 | 305.0273 | 0
2010-08-05 | 5:00 | 4472.1304 | 144.4196 | 4616.55 | 169.8304 | 4786.3804 | 314.2501 | 4472.1304 | 0 | 4472.1304 | 144.4196 | 4616.55 | 169.8304 | 4786.3804 | 314.2501 | 0
2010-08-05 | 6:00 | 4784.7066 | 165.3134 | 4950.02 | 178.9799 | 5128.9999 | 344.2933 | 4784.7066 | 0 | 4784.7066 | 165.3134 | 4950.02 | 178.9799 | 5128.9999 | 344.2933 | 0
2010-08-05 | 7:00 | 5181.5847 | 193.8753 | 5375.46 | 190.043 | 5565.503 | 383.9183 | 5181.5847 | 0.20156 | 5181.3831 | 193.8602 | 5375.2434 | 190.0375 | 5565.2809 | 383.8978 | 0.020542
2010-08-05 | 8:00 | 5606.716 | 226.994 | 5833.71 | 201.1944 | 6034.9044 | 428.1884 | 5606.716 | 3.8888 | 5602.8272 | 226.6793 | 5829.5065 | 201.0957 | 6030.6021 | 427.7749 | 0.41346
2010-08-05 | 9:00 | 5869.9048 | 248.8052 | 6118.71 | 207.7296 | 6326.4396 | 456.5348 | 5869.9048 | 11.9887 | 5857.9161 | 247.7899 | 6105.706 | 207.4381 | 6313.1441 | 455.228 | 1.3068
2010-08-05 | 10:00 | 6007.8439 | 260.6361 | 6268.48 | 211.0409 | 6479.5209 | 471.6771 | 6007.8439 | 22.2082 | 5985.6356 | 258.7128 | 6244.3484 | 210.5131 | 6454.8616 | 469.2259 | 2.4512
2010-08-05 | 11:00 | 6234.5156 | 280.6744 | 6515.19 | 216.3108 | 6731.5008 | 496.9852 | 6234.5156 | 31.703 | 6202.8126 | 277.8271 | 6480.6397 | 215.5867 | 6696.2264 | 493.4138 | 3.5714
2010-08-05 | 12:00 | 6568.9828 | 311.5972 | 6880.58 | 223.6933 | 7104.2733 | 535.2905 | 6568.9828 | 37.491 | 6531.4917 | 308.0506 | 6839.5424 | 222.8893 | 7062.4317 | 530.9399 | 4.3506
2010-08-05 | 13:00 | 6826.4394 | 336.5006 | 7162.94 | 229.0528 | 7391.9928 | 565.5533 | 6826.4394 | 40.4844 | 6785.955 | 332.5212 | 7118.4761 | 228.2288 | 7346.7049 | 560.7499 | 4.8034
2010-08-05 | 14:00 | 6743.0594 | 328.3306 | 7071.39 | 227.3481 | 7298.7381 | 555.6786 | 6743.0594 | 40.4732 | 6702.5862 | 324.401 | 7026.9872 | 226.5098 | 7253.497 | 550.9108 | 4.7678
2010-08-05 | 15:00 | 6685.7105 | 322.7695 | 7008.48 | 226.1583 | 7234.6383 | 548.9278 | 6685.7105 | 38.7159 | 6646.9946 | 319.0421 | 6966.0367 | 225.3471 | 7191.3839 | 544.3892 | 4.5385
2010-08-05 | 16:00 | 6765.965 | 330.565 | 7096.53 | 227.8193 | 7324.3493 | 558.3843 | 6765.965 | 34.0177 | 6731.9473 | 327.2493 | 7059.1966 | 227.1186 | 7286.3153 | 554.3679 | 4.0164
2010-08-05 | 17:00 | 6765.136 | 330.484 | 7095.62 | 227.8023 | 7323.4223 | 558.2863 | 6765.136 | 25.1471 | 6739.9889 | 328.0316 | 7068.0205 | 227.2847 | 7295.3052 | 555.3163 | 2.97
2010-08-05 | 18:00 | 6521.6747 | 307.1253 | 6828.8 | 222.6778 | 7051.4778 | 529.8031 | 6521.6747 | 6.3934 | 6515.2813 | 306.5234 | 6821.8048 | 222.5398 | 7044.3446 | 529.0633 | 0.73984
2010-08-05 | 19:00 | 6472.0782 | 302.4718 | 6774.55 | 221.603 | 6996.153 | 524.0748 | 6472.0782 | 6.7073 | 6465.3709 | 301.8452 | 6767.2161 | 221.4568 | 6988.6729 | 523.302 | 0.77276
2010-08-05 | 20:00 | 6393.0865 | 295.1335 | 6688.22 | 219.8697 | 6908.0897 | 515.0032 | 6393.0865 | 2.0498 | 6391.0367 | 294.9443 | 6685.9809 | 219.8243 | 6905.8053 | 514.7686 | 0.23456
2010-08-05 | 21:00 | 6177.7899 | 275.5901 | 6453.38 | 215.0121 | 6668.3921 | 490.6022 | 6177.7899 | 0 | 6177.7899 | 275.5901 | 6453.38 | 215.0121 | 6668.3921 | 490.6022 | 0
2010-08-05 | 22:00 | 5931.708 | 254.072 | 6185.78 | 209.223 | 6395.003 | 463.295 | 5931.708 | 0 | 5931.708 | 254.072 | 6185.78 | 209.223 | 6395.003 | 463.295 | 0
2010-08-05 | 23:00 | 5439.0308 | 213.6192 | 5652.65 | 196.8831 | 5849.5331 | 410.5024 | 5439.0308 | 0 | 5439.0308 | 213.6192 | 5652.65 | 196.8831 | 5849.5331 | 410.5024 | 0
2010-08-05 | 24:00 | 4982.1982 | 179.2418 | 5161.44 | 184.5631 | 5346.0031 | 363.805 | 4982.1982 | 0 | 4982.1982 | 179.2418 | 5161.44 | 184.5631 | 5346.0031 | 363.805 | 0
2010-08-06 | 1:00 | 4673.511 | 157.719 | 4831.23 | 175.7688 | 5006.9988 | 333.4878 | 4673.511 | 0 | 4673.511 | 157.719 | 4831.23 | 175.7688 | 5006.9988 | 333.4878 | 0
2010-08-06 | 2:00 | 4440.7782 | 142.4018 | 4583.18 | 168.8917 | 4752.0717 | 311.2935 | 4440.7782 | 0 | 4440.7782 | 142.4018 | 4583.18 | 168.8917 | 4752.0717 | 311.2935 | 0
2010-08-06 | 3:00 | 4270.2545 | 131.6755 | 4401.93 | 163.7196 | 4565.6496 | 295.3951 | 4270.2545 | 0 | 4270.2545 | 131.6755 | 4401.93 | 163.7196 | 4565.6496 | 295.3951 | 0
2010-08-06 | 4:00 | 4190.6199 | 126.8101 | 4317.43 | 161.266 | 4478.696 | 288.0761 | 4190.6199 | 0 | 4190.6199 | 126.8101 | 4317.43 | 161.266 | 4478.696 | 288.0761 | 0
2010-08-06 | 5:00 | 4228.893 | 129.137 | 4358.03 | 162.4482 | 4520.4782 | 291.5853 | 4228.893 | 0 | 4228.893 | 129.137 | 4358.03 | 162.4482 | 4520.4782 | 291.5853 | 0
2010-08-06 | 6:00 | 4527.6615 | 148.0285 | 4675.69 | 171.4837 | 4847.1737 | 319.5122 | 4527.6615 | 0 | 4527.6615 | 148.0285 | 4675.69 | 171.4837 | 4847.1737 | 319.5122 | 0
2010-08-06 | 7:00 | 4877.25 | 171.77 | 5049.02 | 181.6154 | 5230.6354 | 353.3854 | 4877.25 | 0.036054 | 4877.2139 | 171.7675 | 5048.9814 | 181.6143 | 5230.5957 | 353.3818 | 0.0035597
2010-08-06 | 8:00 | 5226.6943 | 197.2657 | 5423.96 | 191.2608 | 5615.2208 | 388.5265 | 5226.6943 | 3.6076 | 5223.0867 | 196.9935 | 5420.0802 | 191.1637 | 5611.2439 | 388.1571 | 0.36931
2010-08-06 | 9:00 | 5437.4545 | 213.4955 | 5650.95 | 196.8421 | 5847.7921 | 410.3375 | 5437.4545 | 12.1072 | 5425.3473 | 212.5458 | 5637.8931 | 196.5263 | 5834.4194 | 409.072 | 1.2655
2010-08-06 | 10:00 | 5619.8419 | 228.0581 | 5847.9 | 201.527 | 6049.427 | 429.5851 | 5619.8419 | 21.8769 | 5597.965 | 226.286 | 5824.251 | 200.9722 | 6025.2232 | 427.2582 | 2.3269
2010-08-06 | 11:00 | 5800.6141 | 242.9659 | 6043.58 | 206.0366 | 6249.6166 | 449.0025 | 5800.6141 | 30.5413 | 5770.0729 | 240.4141 | 6010.487 | 205.2841 | 6215.7711 | 445.6982 | 3.3043
2010-08-06 | 12:00 | 6030.7708 | 262.6292 | 6293.4 | 211.5837 | 6504.9837 | 474.2129 | 6030.7708 | 37.237 | 5993.5338 | 259.396 | 6252.9298 | 210.7011 | 6463.6309 | 470.0971 | 4.1158
2010-08-06 | 13:00 | 6220.7075 | 279.4325 | 6500.14 | 215.9959 | 6716.1359 | 495.4284 | 6220.7075 | 40.9415 | 6179.766 | 275.7664 | 6455.5324 | 215.0576 | 6670.59 | 490.824 | 4.6044
2010-08-06 | 14:00 | 6451.1603 | 300.5197 | 6751.68 | 221.1465 | 6972.8265 | 521.6663 | 6451.1603 | 36.4716 | 6414.6886 | 297.1314 | 6711.82 | 220.3463 | 6932.1663 | 517.4777 | 4.1886
2010-08-06 | 15:00 | 6572.0972 | 311.8928 | 6883.99 | 223.7598 | 7107.7498 | 535.6526 | 6572.0972 | 11.9344 | 6560.1628 | 310.7611 | 6870.9239 | 223.5047 | 7094.4286 | 534.2658 | 1.3868
2010-08-06 | 16:00 | 6686.7045 | 322.8655 | 7009.57 | 226.179 | 7235.749 | 549.0445 | 6686.7045 | 32.4985 | 6654.206 | 319.7347 | 6973.9407 | 225.4987 | 7199.4394 | 545.2335 | 3.8111
2010-08-06 | 17:00 | 6713.2645 | 325.4355 | 7038.7 | 226.7317 | 7265.4317 | 552.1671 | 6713.2645 | 27.6455 | 6685.6191 | 322.7607 | 7008.3797 | 226.1564 | 7234.5361 | 548.917 | 3.2501
2010-08-06 | 18:00 | 6808.4688 | 334.7312 | 7143.2 | 228.6879 | 7371.8879 | 563.4191 | 6808.4688 | 18.8557 | 6789.6131 | 332.8798 | 7122.4928 | 228.3035 | 7350.7964 | 561.1833 | 2.2358
2010-08-06 | 19:00 | 6729.2162 | 326.9838 | 7056.2 | 227.0621 | 7283.2621 | 554.046 | 6729.2162 | 8.7832 | 6720.433 | 326.1308 | 7046.5638 | 226.8803 | 7273.4441 | 553.0111 | 1.0348
2010-08-06 | 20:00 | 6578.1797 | 312.4703 | 6890.65 | 223.8896 | 7114.5396 | 536.36 | 6578.1797 | 2.0372 | 6576.1424 | 312.2768 | 6888.4193 | 223.8462 | 7112.2654 | 536.123 | 0.23697
2010-08-06 | 21:00 | 6335.1972 | 289.8128 | 6625.01 | 218.5827 | 6843.5927 | 508.3955 | 6335.1972 | 0.0011954 | 6335.196 | 289.8127 | 6625.0087 | 218.5827 | 6843.5914 | 508.3954 | 0.0001361
2010-08-06 | 22:00 | 6150.9218 | 273.1982 | 6424.12 | 214.3923 | 6638.5123 | 487.5904 | 6150.9218 | 0 | 6150.9218 | 273.1982 | 6424.12 | 214.3923 | 6638.5123 | 487.5904 | 0
2010-08-06 | 23:00 | 5643.6828 | 229.9972 | 5873.68 | 202.1294 | 6075.8094 | 432.1266 | 5643.6828 | 0 | 5643.6828 | 229.9972 | 5873.68 | 202.1294 | 6075.8094 | 432.1266 | 0
2010-08-06 | 24:00 | 5162.1093 | 192.4207 | 5354.53 | 189.5147 | 5544.0447 | 381.9354 | 5162.1093 | 0 | 5162.1093 | 192.4207 | 5354.53 | 189.5147 | 5544.0447 | 381.9354 | 0
2010-08-07 | 1:00 | 4801.3169 | 166.4631 | 4967.78 | 179.4554 | 5147.2354 | 345.9186 | 4801.3169 | 0 | 4801.3169 | 166.4631 | 4967.78 | 179.4554 | 5147.2354 | 345.9186 | 0
2010-08-07 | 2:00 | 4562.42 | 150.31 | 4712.73 | 172.5124 | 4885.2424 | 322.8224 | 4562.42 | 0 | 4562.42 | 150.31 | 4712.73 | 172.5124 | 4885.2424 | 322.8224 | 0
2010-08-07 | 3:00 | 4381.8993 | 138.6507 | 4520.55 | 167.1186 | 4687.6686 | 305.7693 | 4381.8993 | 0 | 4381.8993 | 138.6507 | 4520.55 | 167.1186 | 4687.6686 | 305.7693 | 0
2010-08-07 | 4:00 | 4310.8397 | 134.1903 | 4445.03 | 164.9608 | 4609.9908 | 299.1511 | 4310.8397 | 0 | 4310.8397 | 134.1903 | 4445.03 | 164.9608 | 4609.9908 | 299.1511 | 0
2010-08-07 | 5:00 | 4378.1467 | 138.4133 | 4516.56 | 167.0051 | 4683.5651 | 305.4184 | 4378.1467 | 0 | 4378.1467 | 138.4133 | 4516.56 | 167.0051 | 4683.5651 | 305.4184 | 0
2010-08-07 | 6:00 | 4619.9551 | 154.1249 | 4774.08 | 174.205 | 4948.285 | 328.3299 | 4619.9551 | 0 | 4619.9551 | 154.1249 | 4774.08 | 174.205 | 4948.285 | 328.3299 | 0
2010-08-07 | 7:00 | 5026.1237 | 182.4163 | 5208.54 | 185.784 | 5394.324 | 368.2003 | 5026.1237 | 0 | 5026.1237 | 182.4163 | 5208.54 | 185.784 | 5394.324 | 368.2003 | 0
2010-08-07 | 8:00 | 5400.6175 | 210.6125 | 5611.23 | 195.8795 | 5807.1095 | 406.492 | 5400.6175 | 0.96653 | 5399.6509 | 210.5371 | 5610.1881 | 195.8541 | 5806.0422 | 406.3913 | 0.10071
2010-08-07 | 9:00 | 5614.7453 | 227.6447 | 5842.39 | 201.3979 | 6043.7879 | 429.0426 | 5614.7453 | 1.9953 | 5612.75 | 227.4829 | 5840.2329 | 201.3474 | 6041.5803 | 428.8303 | 0.21233
2010-08-07 | 10:00 | 5781.7609 | 241.3891 | 6023.15 | 205.5725 | 6228.7225 | 446.9616 | 5781.7609 | 3.2076 | 5778.5534 | 241.1213 | 6019.6747 | 205.4934 | 6225.1681 | 446.6148 | 0.34686
2010-08-07 | 11:00 | 6011.5152 | 260.9548 | 6272.47 | 211.128 | 6483.598 | 472.0828 | 6011.5152 | 4.0717 | 6007.4435 | 260.6014 | 6268.0449 | 211.0315 | 6479.0764 | 471.6328 | 0.44993
2010-08-07 | 12:00 | 6203.4461 | 277.8839 | 6481.33 | 215.6012 | 6696.9312 | 493.4851 | 6203.4461 | 6.4424 | 6197.0037 | 277.307 | 6474.3107 | 215.4535 | 6689.7642 | 492.7605 | 0.72454
2010-08-07 | 13:00 | 6366.7071 | 292.7029 | 6659.41 | 219.285 | 6878.695 | 511.9879 | 6366.7071 | 20.6073 | 6346.0997 | 290.8112 | 6636.9109 | 218.8261 | 6855.7371 | 509.6373 | 2.3505
2010-08-07 | 14:00 | 6622.0025 | 316.6475 | 6938.65 | 224.8201 | 7163.4701 | 541.4676 | 6622.0025 | 41.4238 | 6580.5787 | 312.6983 | 6893.2771 | 223.9408 | 7117.2178 | 536.6391 | 4.8285
2010-08-07 | 15:00 | 6717.8863 | 325.8837 | 7043.77 | 226.8275 | 7270.5975 | 552.7112 | 6717.8863 | 38.3779 | 6679.5084 | 322.1709 | 7001.6793 | 226.0288 | 7227.7081 | 548.1997 | 4.5115
2010-08-07 | 16:00 | 6776.0307 | 331.5493 | 7107.58 | 228.0257 | 7335.6057 | 559.575 | 6776.0307 | 35.3125 | 6740.7182 | 328.1026 | 7068.8209 | 227.2998 | 7296.1206 | 555.4024 | 4.1726
2010-08-07 | 17:00 | 6811.7555 | 335.0545 | 7146.81 | 228.7547 | 7375.5647 | 563.8092 | 6811.7555 | 19.6458 | 6792.1097 | 333.1246 | 7125.2343 | 228.3545 | 7353.5888 | 561.4791 | 2.3301
2010-08-07 | 18:00 | 6822.1247 | 336.0753 | 7158.2 | 228.9653 | 7387.1653 | 565.0406 | 6822.1247 | 9.3702 | 6812.7544 | 335.1528 | 7147.9072 | 228.775 | 7376.6822 | 563.9278 | 1.1128
2010-08-07 | 19:00 | 6722.3619 | 326.3181 | 7048.68 | 226.9203 | 7275.6003 | 553.2384 | 6722.3619 | 8.7406 | 6713.6213 | 325.47 | 7039.0913 | 226.7391 | 7265.8304 | 552.2091 | 1.0292
2010-08-07 | 20:00 | 6508.8513 | 305.9187 | 6814.77 | 222.4009 | 7037.1709 | 528.3196 | 6508.8513 | 1.934 | 6506.9173 | 305.7369 | 6812.6543 | 222.3591 | 7035.0133 | 528.096 | 0.22359
2010-08-07 | 21:00 | 6253.4942 | 282.3858 | 6535.88 | 216.7423 | 6752.6223 | 499.1281 | 6253.4942 | 0.00063822 | 6253.4936 | 282.3857 | 6535.8793 | 216.7423 | 6752.6216 | 499.128 | 7.2125e-05
2010-08-07 | 22:00 | 6010.8343 | 260.8957 | 6271.73 | 211.1119 | 6482.8419 | 472.0075 | 6010.8343 | 0 | 6010.8343 | 260.8957 | 6271.73 | 211.1119 | 6482.8419 | 472.0075 | 0
2010-08-07 | 23:00 | 5490.156 | 217.654 | 5707.81 | 198.2097 | 5906.0197 | 415.8637 | 5490.156 | 0 | 5490.156 | 217.654 | 5707.81 | 198.2097 | 5906.0197 | 415.8637 | 0
2010-08-07 | 24:00 | 5011.1304 | 181.3296 | 5192.46 | 185.3681 | 5377.8281 | 366.6977 | 5011.1304 | 0 | 5011.1304 | 181.3296 | 5192.46 | 185.3681 | 5377.8281 | 366.6977 | 0
2010-08-08 | 1:00 | 4612.5113 | 153.6287 | 4766.14 | 173.9867 | 4940.1267 | 327.6154 | 4612.5113 | 0 | 4612.5113 | 153.6287 | 4766.14 | 173.9867 | 4940.1267 | 327.6154 | 0
2010-08-08 | 2:00 | 4343.4611 | 136.2289 | 4479.69 | 165.9538 | 4645.6438 | 302.1827 | 4343.4611 | 0 | 4343.4611 | 136.2289 | 4479.69 | 165.9538 | 4645.6438 | 302.1827 | 0
2010-08-08 | 3:00 | 4169.4103 | 125.5297 | 4294.94 | 160.6084 | 4455.5484 | 286.1381 | 4169.4103 | 0 | 4169.4103 | 125.5297 | 4294.94 | 160.6084 | 4455.5484 | 286.1381 | 0
2010-08-08 | 4:00 | 4039.1418 | 117.8082 | 4156.95 | 156.5317 | 4313.4817 | 274.34 | 4039.1418 | 0 | 4039.1418 | 117.8082 | 4156.95 | 156.5317 | 4313.4817 | 274.34 | 0
2010-08-08 | 5:00 | 4100.5428 | 121.4172 | 4221.96 | 158.4613 | 4380.4213 | 279.8784 | 4100.5428 | 0 | 4100.5428 | 121.4172 | 4221.96 | 158.4613 | 4380.4213 | 279.8784 | 0
2010-08-08 | 6:00 | 4325.1381 | 135.0819 | 4460.22 | 165.3965 | 4625.6165 | 300.4785 | 4325.1381 | 0 | 4325.1381 | 135.0819 | 4460.22 | 165.3965 | 4625.6165 | 300.4785 | 0
2010-08-08 | 7:00 | 4618.427 | 154.023 | 4772.45 | 174.1602 | 4946.6102 | 328.1832 | 4618.427 | 0.00052369 | 4618.4265 | 154.0229 | 4772.4494 | 174.1602 | 4946.6096 | 328.1831 | 5.0279e-05
2010-08-08 | 8:00 | 4951.3789 | 177.0311 | 5128.41 | 183.702 | 5312.112 | 360.7331 | 4951.3789 | 2.8364 | 4948.5424 | 176.8284 | 5125.3708 | 183.6226 | 5308.9934 | 360.4509 | 0.28221
2010-08-08 | 9:00 | 5070.5636 | 185.6564 | 5256.22 | 187.0113 | 5443.2313 | 372.6676 | 5070.5636 | 11.1186 | 5059.445 | 184.843 | 5244.2881 | 186.7049 | 5430.993 | 371.548 | 1.1196
2010-08-08 | 10:00 | 5170.2518 | 193.0282 | 5363.28 | 189.7358 | 5553.0158 | 382.764 | 5170.2518 | 21.5642 | 5148.6876 | 191.4214 | 5340.1089 | 189.1498 | 5529.2587 | 380.5712 | 2.1928
2010-08-08 | 11:00 | 5244.8328 | 198.6372 | 5443.47 | 191.7481 | 5635.2181 | 390.3854 | 5244.8328 | 26.2028 | 5218.63 | 196.6574 | 5415.2874 | 191.0437 | 5606.3311 | 387.7011 | 2.6843
2010-08-08 | 12:00 | 5311.3522 | 203.7078 | 5515.06 | 193.5241 | 5708.5841 | 397.2319 | 5311.3522 | 34.3251 | 5277.0272 | 201.0833 | 5478.1105 | 192.6099 | 5670.7204 | 393.6932 | 3.5387
2010-08-08 | 13:00 | 5401.6286 | 210.6914 | 5612.32 | 195.906 | 5808.226 | 406.5973 | 5401.6286 | 38.1279 | 5363.5007 | 207.7275 | 5571.2282 | 194.904 | 5766.1322 | 402.6315 | 3.9658
2010-08-08 | 14:00 | 5538.3851 | 221.4949 | 5759.88 | 199.4513 | 5959.3313 | 420.9462 | 5538.3851 | 28.8185 | 5509.5666 | 219.1958 | 5728.7624 | 198.7105 | 5927.473 | 417.9063 | 3.0399
2010-08-08 | 15:00 | 5532.5608 | 221.0292 | 5753.59 | 199.3019 | 5952.8919 | 420.3311 | 5532.5608 | 32.0908 | 5500.47 | 218.4726 | 5718.9426 | 198.476 | 5917.4186 | 416.9486 | 3.3826
2010-08-08 | 16:00 | 5506.7299 | 218.9701 | 5725.7 | 198.6374 | 5924.3374 | 417.6076 | 5506.7299 | 28.6237 | 5478.1061 | 216.6997 | 5694.8058 | 197.898 | 5892.7038 | 414.5976 | 3.0099
2010-08-08 | 17:00 | 5614.8101 | 227.6499 | 5842.46 | 201.3996 | 6043.8596 | 429.0495 | 5614.8101 | 25.9632 | 5588.8469 | 225.5494 | 5814.3963 | 200.7404 | 6015.1367 | 426.2898 | 2.7597
2010-08-08 | 18:00 | 5656.9224 | 231.0776 | 5888 | 202.4629 | 6090.4629 | 433.5405 | 5656.9224 | 17.8806 | 5639.0418 | 229.6191 | 5868.6609 | 202.0123 | 6070.6732 | 431.6314 | 1.9091
2010-08-08 | 19:00 | 5628.471 | 228.759 | 5857.23 | 201.7453 | 6058.9753 | 430.5043 | 5628.471 | 6.8651 | 5621.6059 | 228.2013 | 5849.8072 | 201.5716 | 6051.3788 | 429.773 | 0.73135
2010-08-08 | 20:00 | 5520.0493 | 220.0307 | 5740.08 | 198.9804 | 5939.0604 | 419.0111 | 5520.0493 | 1.9187 | 5518.1307 | 219.8778 | 5738.0084 | 198.931 | 5936.9394 | 418.8088 | 0.20229
2010-08-08 | 21:00 | 5336.1738 | 205.6162 | 5541.79 | 194.1823 | 5735.9723 | 399.7985 | 5336.1738 | 0.00058206 | 5336.1732 | 205.6161 | 5541.7894 | 194.1823 | 5735.9717 | 399.7984 | 6.0261e-05
2010-08-08 | 22:00 | 5204.8591 | 195.6209 | 5400.48 | 190.6723 | 5591.1523 | 386.2933 | 5204.8591 | 0 | 5204.8591 | 195.6209 | 5400.48 | 190.6723 | 5591.1523 | 386.2933 | 0
2010-08-08 | 23:00 | 4794.4338 | 165.9862 | 4960.42 | 179.2585 | 5139.6785 | 345.2447 | 4794.4338 | 0 | 4794.4338 | 165.9862 | 4960.42 | 179.2585 | 5139.6785 | 345.2447 | 0
2010-08-08 | 24:00 | 4387.9369 | 139.0331 | 4526.97 | 167.301 | 4694.271 | 306.3341 | 4387.9369 | 0 | 4387.9369 | 139.0331 | 4526.97 | 167.301 | 4694.271 | 306.3341 | 0
2010-08-09 | 1:00 | 4066.5949 | 119.4151 | 4186.01 | 157.3962 | 4343.4062 | 276.8113 | 4066.5949 | 0 | 4066.5949 | 119.4151 | 4186.01 | 157.3962 | 4343.4062 | 276.8113 | 0
2010-08-09 | 2:00 | 3913.8473 | 110.6127 | 4024.46 | 152.5499 | 4177.0099 | 263.1627 | 3913.8473 | 0 | 3913.8473 | 110.6127 | 4024.46 | 152.5499 | 4177.0099 | 263.1627 | 0
2010-08-09 | 3:00 | 3789.5798 | 103.7002 | 3893.28 | 148.5422 | 4041.8222 | 252.2423 | 3789.5798 | 0 | 3789.5798 | 103.7002 | 3893.28 | 148.5422 | 4041.8222 | 252.2423 | 0
2010-08-09 | 4:00 | 3700.0517 | 98.8583 | 3798.91 | 145.6188 | 3944.5288 | 244.477 | 3700.0517 | 0 | 3700.0517 | 98.8583 | 3798.91 | 145.6188 | 3944.5288 | 244.477 | 0
2010-08-09 | 5:00 | 3752.1863 | 101.6637 | 3853.85 | 147.3248 | 4001.1748 | 248.9885 | 3752.1863 | 0 | 3752.1863 | 101.6637 | 3853.85 | 147.3248 | 4001.1748 | 248.9885 | 0
2010-08-09 | 6:00 | 3982.9565 | 114.5535 | 4097.51 | 154.7536 | 4252.2636 | 269.3071 | 3982.9565 | 0 | 3982.9565 | 114.5535 | 4097.51 | 154.7536 | 4252.2636 | 269.3071 | 0
2010-08-09 | 7:00 | 4267.2498 | 131.4902 | 4398.74 | 163.6275 | 4562.3675 | 295.1177 | 4267.2498 | 0.036416 | 4267.2134 | 131.488 | 4398.7013 | 163.6264 | 4562.3277 | 295.1144 | 0.0033611
2010-08-09 | 8:00 | 4570.0846 | 150.8154 | 4720.9 | 172.7387 | 4893.6387 | 323.5541 | 4570.0846 | 3.2795 | 4566.8051 | 150.5991 | 4717.4042 | 172.6419 | 4890.0461 | 323.241 | 0.31313
2010-08-09 | 9:00 | 4737.6428 | 162.0772 | 4899.72 | 177.6267 | 5077.3467 | 339.704 | 4737.6428 | 11.3955 | 4726.2473 | 161.2985 | 4887.5458 | 177.2978 | 5064.8436 | 338.5963 | 1.1077
2010-08-09 | 10:00 | 4910.1451 | 174.0949 | 5084.24 | 182.544 | 5266.784 | 356.6389 | 4910.1451 | 21.5628 | 4888.5823 | 172.5692 | 5061.1515 | 181.9358 | 5243.0873 | 354.5049 | 2.134
2010-08-09 | 11:00 | 5053.734 | 184.426 | 5238.16 | 186.5474 | 5424.7074 | 370.9734 | 5053.734 | 29.4072 | 5024.3268 | 182.2859 | 5206.6127 | 185.7342 | 5392.3468 | 368.0201 | 2.9533
2010-08-09 | 12:00 | 5157.5026 | 192.0774 | 5349.58 | 189.3896 | 5538.9696 | 381.467 | 5157.5026 | 29.3337 | 5128.1689 | 189.8987 | 5318.0676 | 188.5905 | 5506.658 | 378.4892 | 2.9778
2010-08-09 | 13:00 | 5236.8472 | 198.0328 | 5434.88 | 191.5337 | 5626.4137 | 389.5665 | 5236.8472 | 31.0885 | 5205.7587 | 195.6885 | 5401.4472 | 190.6966 | 5592.1438 | 386.3852 | 3.1814
2010-08-09 | 14:00 | 5326.6752 | 204.8848 | 5531.56 | 193.9307 | 5725.4907 | 398.8155 | 5326.6752 | 37.5425 | 5289.1326 | 202.0069 | 5491.1396 | 192.9329 | 5684.0724 | 394.9398 | 3.8757
2010-08-09 | 15:00 | 5373.4789 | 208.5011 | 5581.98 | 195.1668 | 5777.1468 | 403.6679 | 5373.4789 | 37.5898 | 5335.8891 | 205.5942 | 5541.4833 | 194.1748 | 5735.6581 | 399.769 | 3.8989
2010-08-09 | 16:00 | 5486.598 | 217.372 | 5703.97 | 198.1177 | 5902.0877 | 415.4897 | 5486.598 | 33.8807 | 5452.7172 | 214.6957 | 5667.4129 | 197.2393 | 5864.6522 | 411.935 | 3.5547
2010-08-09 | 17:00 | 5612.3403 | 227.4497 | 5839.79 | 201.337 | 6041.127 | 428.7867 | 5612.3403 | 27.1976 | 5585.1427 | 225.2506 | 5810.3932 | 200.6461 | 6011.0393 | 425.8967 | 2.89
2010-08-09 | 18:00 | 5651.1258 | 230.6042 | 5881.73 | 202.317 | 6084.047 | 432.9212 | 5651.1258 | 14.5136 | 5636.6122 | 229.4213 | 5866.0335 | 201.951 | 6067.9844 | 431.3722 | 1.549
2010-08-09 | 19:00 | 5495.5945 | 218.0855 | 5713.68 | 198.3501 | 5912.0301 | 416.4356 | 5495.5945 | 5.0003 | 5490.5942 | 217.6888 | 5708.283 | 198.221 | 5906.504 | 415.9098 | 0.52584
2010-08-09 | 20:00 | 5344.6686 | 206.2714 | 5550.94 | 194.407 | 5745.347 | 400.6783 | 5344.6686 | 1.4807 | 5343.1879 | 206.1571 | 5549.345 | 194.3678 | 5743.7128 | 400.5249 | 0.15342
2010-08-09 | 21:00 | 5282.2764 | 201.4836 | 5483.76 | 192.75 | 5676.51 | 394.2336 | 5282.2764 | 0 | 5282.2764 | 201.4836 | 5483.76 | 192.75 | 5676.51 | 394.2336 | 0
2010-08-09 | 22:00 | 5131.4949 | 190.1451 | 5321.64 | 188.6813 | 5510.3213 | 378.8264 | 5131.4949 | 0 | 5131.4949 | 190.1451 | 5321.64 | 188.6813 | 5510.3213 | 378.8264 | 0
2010-08-09 | 23:00 | 4803.1217 | 166.5883 | 4969.71 | 179.507 | 5149.217 | 346.0954 | 4803.1217 | 0 | 4803.1217 | 166.5883 | 4969.71 | 179.507 | 5149.217 | 346.0954 | 0
2010-08-09 | 24:00 | 4463.1968 | 143.8432 | 4607.04 | 169.5633 | 4776.6033 | 313.4066 | 4463.1968 | 0 | 4463.1968 | 143.8432 | 4607.04 | 169.5633 | 4776.6033 | 313.4066 | 0
2010-08-10 | 1:00 | 4211.6537 | 128.0863 | 4339.74 | 161.9164 | 4501.6564 | 290.0027 | 4211.6537 | 0 | 4211.6537 | 128.0863 | 4339.74 | 161.9164 | 4501.6564 | 290.0027 | 0
2010-08-10 | 2:00 | 4020.8939 | 116.7461 | 4137.64 | 155.9555 | 4293.5955 | 272.7017 | 4020.8939 | 0 | 4020.8939 | 116.7461 | 4137.64 | 155.9555 | 4293.5955 | 272.7017 | 0
2010-08-10 | 3:00 | 3926.5955 | 111.3345 | 4037.93 | 152.9578 | 4190.8878 | 264.2923 | 3926.5955 | 0 | 3926.5955 | 111.3345 | 4037.93 | 152.9578 | 4190.8878 | 264.2923 | 0
2010-08-10 | 4:00 | 3858.0961 | 107.4839 | 3965.58 | 150.7591 | 4116.3391 | 258.243 | 3858.0961 | 0 | 3858.0961 | 107.4839 | 3965.58 | 150.7591 | 4116.3391 | 258.243 | 0
2010-08-10 | 5:00 | 3822.8415 | 105.5285 | 3928.37 | 149.6206 | 4077.9906 | 255.1491 | 3822.8415 | 0 | 3822.8415 | 105.5285 | 3928.37 | 149.6206 | 4077.9906 | 255.1491 | 0
2010-08-10 | 6:00 | 3916.2987 | 110.7513 | 4027.05 | 152.6284 | 4179.6784 | 263.3797 | 3916.2987 | 0 | 3916.2987 | 110.7513 | 4027.05 | 152.6284 | 4179.6784 | 263.3797 | 0
2010-08-10 | 7:00 | 4002.6697 | 115.6903 | 4118.36 | 155.3788 | 4273.7388 | 271.0691 | 4002.6697 | 0 | 4002.6697 | 115.6903 | 4118.36 | 155.3788 | 4273.7388 | 271.0691 | 0
2010-08-10 | 8:00 | 4142.5712 | 123.9188 | 4266.49 | 159.7738 | 4426.2638 | 283.6926 | 4142.5712 | 0.93712 | 4141.6341 | 123.8628 | 4265.4968 | 159.7446 | 4425.2414 | 283.6073 | 0.085249
2010-08-10 | 9:00 | 4341.645 | 136.115 | 4477.76 | 165.8986 | 4643.6586 | 302.0136 | 4341.645 | 2.1702 | 4339.4748 | 135.979 | 4475.4538 | 165.8326 | 4641.2864 | 301.8116 | 0.20199
2010-08-10 | 10:00 | 4507.8821 | 146.7379 | 4654.62 | 170.8962 | 4825.5162 | 317.6341 | 4507.8821 | 3.0531 | 4504.829 | 146.5392 | 4651.3682 | 170.8054 | 4822.1736 | 317.3446 | 0.28952
2010-08-10 | 11:00 | 4641.7101 | 155.5799 | 4797.29 | 174.8416 | 4972.1316 | 330.4214 | 4641.7101 | 4.0137 | 4637.6964 | 155.3109 | 4793.0073 | 174.7243 | 4967.7316 | 330.0352 | 0.38626
2010-08-10 | 12:00 | 4656.3942 | 156.5658 | 4812.96 | 175.2702 | 4988.2302 | 331.836 | 4656.3942 | 4.7053 | 4651.6889 | 156.2495 | 4807.9384 | 175.133 | 4983.0714 | 331.3825 | 0.45352
2010-08-10 | 13:00 | 4654.1267 | 156.4133 | 4810.54 | 175.2041 | 4985.7441 | 331.6174 | 4654.1267 | 29.9594 | 4624.1673 | 154.4061 | 4778.5734 | 174.3284 | 4952.9018 | 328.7345 | 2.883
2010-08-10 | 14:00 | 4681.6043 | 158.2657 | 4839.87 | 176.0042 | 5015.8742 | 334.2699 | 4681.6043 | 25.7105 | 4655.8938 | 156.5321 | 4812.4259 | 175.2556 | 4987.6816 | 331.7878 | 2.4821
2010-08-10 | 15:00 | 4747.8347 | 162.7753 | 4910.61 | 177.9205 | 5088.5305 | 340.6958 | 4747.8347 | 38.5826 | 4709.252 | 160.1405 | 4869.3926 | 176.8062 | 5046.1988 | 336.9468 | 3.7491
2010-08-10 | 16:00 | 4769.6457 | 164.2743 | 4933.92 | 178.5479 | 5112.4679 | 342.8221 | 4769.6457 | 28.9684 | 4740.6773 | 162.2849 | 4902.9622 | 177.7143 | 5080.6765 | 339.9992 | 2.823
2010-08-10 | 17:00 | 4805.7307 | 166.7693 | 4972.5 | 179.5816 | 5152.0816 | 346.351 | 4805.7307 | 25.4682 | 4780.2624 | 165.0064 | 4945.2688 | 178.8525 | 5124.1214 | 343.8589 | 2.492
2010-08-10 | 18:00 | 4847.4992 | 169.6808 | 5017.18 | 180.7718 | 5197.9518 | 350.4527 | 4847.4992 | 2.5096 | 4844.9896 | 169.5052 | 5014.4948 | 180.7005 | 5195.1953 | 350.2057 | 0.24696
2010-08-10 | 19:00 | 4813.2391 | 167.2909 | 4980.53 | 179.7961 | 5160.3261 | 347.0869 | 4813.2391 | 1.4051 | 4811.8341 | 167.1932 | 4979.0273 | 179.756 | 5158.7832 | 346.9492 | 0.13777
2010-08-10 | 20:00 | 4751.3065 | 163.0135 | 4914.32 | 178.0205 | 5092.3405 | 341.034 | 4751.3065 | 0.31765 | 4750.9889 | 162.9917 | 4913.9806 | 178.0114 | 5091.9919 | 341.003 | 0.030942
2010-08-10 | 21:00 | 4744.1568 | 162.5232 | 4906.68 | 177.8146 | 5084.4946 | 340.3378 | 4744.1568 | 0 | 4744.1568 | 162.5232 | 4906.68 | 177.8146 | 5084.4946 | 340.3378 | 0
2010-08-10 | 22:00 | 4654.5858 | 156.4442 | 4811.03 | 175.2175 | 4986.2475 | 331.6617 | 4654.5858 | 0 | 4654.5858 | 156.4442 | 4811.03 | 175.2175 | 4986.2475 | 331.6617 | 0
2010-08-10 | 23:00 | 4463.6665 | 143.8735 | 4607.54 | 169.5774 | 4777.1174 | 313.4509 | 4463.6665 | 0 | 4463.6665 | 143.8735 | 4607.54 | 169.5774 | 4777.1174 | 313.4509 | 0
2010-08-10 | 24:00 | 4224.9252 | 128.8948 | 4353.82 | 162.3259 | 4516.1459 | 291.2207 | 4224.9252 | 0 | 4224.9252 | 128.8948 | 4353.82 | 162.3259 | 4516.1459 | 291.2207 | 0
2010-08-11 | 1:00 | 3985.3772 | 114.6928 | 4100.07 | 154.8304 | 4254.9004 | 269.5232 | 3985.3772 | 0 | 3985.3772 | 114.6928 | 4100.07 | 154.8304 | 4254.9004 | 269.5232 | 0
2010-08-11 | 2:00 | 3881.5929 | 108.7971 | 3990.39 | 151.5153 | 4141.9053 | 260.3124 | 3881.5929 | 0 | 3881.5929 | 108.7971 | 3990.39 | 151.5153 | 4141.9053 | 260.3124 | 0
2010-08-11 | 3:00 | 3775.4042 | 102.9258 | 3878.33 | 148.0813 | 4026.4113 | 251.0071 | 3775.4042 | 0 | 3775.4042 | 102.9258 | 3878.33 | 148.0813 | 4026.4113 | 251.0071 | 0
2010-08-11 | 4:00 | 3704.5417 | 99.0983 | 3803.64 | 145.7661 | 3949.4061 | 244.8644 | 3704.5417 | 0 | 3704.5417 | 99.0983 | 3803.64 | 145.7661 | 3949.4061 | 244.8644 | 0
2010-08-11 | 5:00 | 3692.9508 | 98.4792 | 3791.43 | 145.3856 | 3936.8156 | 243.8648 | 3692.9508 | 0 | 3692.9508 | 98.4792 | 3791.43 | 145.3856 | 3936.8156 | 243.8648 | 0
2010-08-11 | 6:00 | 3754.387 | 101.783 | 3856.17 | 147.3966 | 4003.5666 | 249.1796 | 3754.387 | 0 | 3754.387 | 101.783 | 3856.17 | 147.3966 | 4003.5666 | 249.1796 | 0
2010-08-11 | 7:00 | 3807.3073 | 104.6727 | 3911.98 | 149.1174 | 4061.0974 | 253.7901 | 3807.3073 | 0.00023897 | 3807.3071 | 104.6726 | 3911.9797 | 149.1174 | 4061.0972 | 253.7901 | 2.0887e-05
2010-08-11 | 8:00 | 3928.7153 | 111.4547 | 4040.17 | 153.0255 | 4193.1955 | 264.4803 | 3928.7153 | 2.852 | 3925.8633 | 111.293 | 4037.1562 | 152.9344 | 4190.0906 | 264.2273 | 0.25293
2010-08-11 | 9:00 | 4109.379 | 121.941 | 4231.32 | 158.7378 | 4390.0578 | 280.6788 | 4109.379 | 5.7033 | 4103.6757 | 121.6028 | 4225.2785 | 158.5594 | 4383.8378 | 280.1621 | 0.51667
2010-08-11 | 10:00 | 4291.9341 | 133.0159 | 4424.95 | 164.3834 | 4589.3334 | 297.3993 | 4291.9341 | 9.2251 | 4282.7091 | 132.4447 | 4415.1537 | 164.1012 | 4579.2549 | 296.5458 | 0.85342
2010-08-11 | 11:00 | 4414.2542 | 140.7058 | 4554.96 | 168.0946 | 4723.0546 | 308.8004 | 4414.2542 | 24.0925 | 4390.1617 | 139.1741 | 4529.3358 | 167.3682 | 4696.704 | 306.5423 | 2.2581
2010-08-11 | 12:00 | 4510.4451 | 146.9049 | 4657.35 | 170.9724 | 4828.3224 | 317.8773 | 4510.4451 | 29.8901 | 4480.555 | 144.9643 | 4625.5193 | 170.082 | 4795.6013 | 315.0463 | 2.831
2010-08-11 | 13:00 | 4597.6497 | 152.6403 | 4750.29 | 173.5503 | 4923.8403 | 326.1906 | 4597.6497 | 38.6614 | 4558.9884 | 150.084 | 4709.0723 | 172.4111 | 4881.4834 | 322.4951 | 3.6955
2010-08-11 | 14:00 | 4734.1609 | 161.8391 | 4896 | 177.5263 | 5073.5263 | 339.3654 | 4734.1609 | 40.5798 | 4693.5811 | 159.0765 | 4852.6576 | 176.352 | 5029.0096 | 335.4285 | 3.9369
2010-08-11 | 15:00 | 4819.2697 | 167.7103 | 4986.98 | 179.9682 | 5166.9482 | 347.6785 | 4819.2697 | 37.2963 | 4781.9733 | 165.1245 | 4947.0979 | 178.9016 | 5125.9995 | 344.0261 | 3.6523
2010-08-11 | 16:00 | 4951.3789 | 177.0311 | 5128.41 | 183.702 | 5312.112 | 360.7331 | 4951.3789 | 34.564 | 4916.8149 | 174.5682 | 5091.383 | 182.7318 | 5274.1148 | 357.2999 | 3.4332
2010-08-11 | 17:00 | 5121.6256 | 189.4144 | 5311.04 | 188.4118 | 5499.4518 | 377.8262 | 5121.6256 | 27.4872 | 5094.1384 | 187.3867 | 5281.5251 | 187.6592 | 5469.1843 | 375.0459 | 2.7803
2010-08-11 | 18:00 | 5312.6896 | 203.8104 | 5516.5 | 193.5597 | 5710.0597 | 397.37 | 5312.6896 | 16.899 | 5295.7907 | 202.5158 | 5498.3065 | 193.1103 | 5691.4167 | 395.6261 | 1.7439
2010-08-11 | 19:00 | 5445.7895 | 214.1505 | 5659.94 | 197.0591 | 5856.9991 | 411.2096 | 5445.7895 | 8.1356 | 5437.6539 | 213.5111 | 5651.165 | 196.8473 | 5848.0122 | 410.3584 | 0.85122
2010-08-11 | 20:00 | 5463.5411 | 215.5489 | 5679.09 | 197.5204 | 5876.6104 | 413.0693 | 5463.5411 | 1.6288 | 5461.9123 | 215.4204 | 5677.3327 | 197.4781 | 5874.8108 | 412.8985 | 0.17078
2010-08-11 | 21:00 | 5388.2695 | 209.6505 | 5597.92 | 195.5556 | 5793.4756 | 405.2061 | 5388.2695 | 0.00096632 | 5388.2685 | 209.6505 | 5597.919 | 195.5555 | 5793.4745 | 405.206 | 0.00010057
2010-08-11 | 22:00 | 5258.4128 | 199.6672 | 5458.08 | 192.1122 | 5650.1922 | 391.7793 | 5258.4128 | 0 | 5258.4128 | 199.6672 | 5458.08 | 192.1122 | 5650.1922 | 391.7793 | 0
2010-08-11 | 23:00 | 4897.9022 | 173.2278 | 5071.13 | 182.1989 | 5253.3289 | 355.4267 | 4897.9022 | 0 | 4897.9022 | 173.2278 | 5071.13 | 182.1989 | 5253.3289 | 355.4267 | 0
2010-08-11 | 24:00 | 4555.7211 | 149.8689 | 4705.59 | 172.3145 | 4877.9045 | 322.1835 | 4555.7211 | 0 | 4555.7211 | 149.8689 | 4705.59 | 172.3145 | 4877.9045 | 322.1835 | 0
2010-08-12 | 1:00 | 4255.2012 | 130.7488 | 4385.95 | 163.2577 | 4549.2077 | 294.0064 | 4255.2012 | 0 | 4255.2012 | 130.7488 | 4385.95 | 163.2577 | 4549.2077 | 294.0064 | 0
2010-08-12 | 2:00 | 4089.1562 | 120.7438 | 4209.9 | 158.1045 | 4368.0045 | 278.8483 | 4089.1562 | 0 | 4089.1562 | 120.7438 | 4209.9 | 158.1045 | 4368.0045 | 278.8483 | 0
2010-08-12 | 3:00 | 4000.7979 | 115.5821 | 4116.38 | 155.3195 | 4271.6995 | 270.9016 | 4000.7979 | 0 | 4000.7979 | 115.5821 | 4116.38 | 155.3195 | 4271.6995 | 270.9016 | 0
2010-08-12 | 4:00 | 3965.1296 | 113.5304 | 4078.66 | 154.1869 | 4232.8469 | 267.7172 | 3965.1296 | 0 | 3965.1296 | 113.5304 | 4078.66 | 154.1869 | 4232.8469 | 267.7172 | 0
2010-08-12 | 5:00 | 4067.0105 | 119.4395 | 4186.45 | 157.4093 | 4343.8593 | 276.8488 | 4067.0105 | 0 | 4067.0105 | 119.4395 | 4186.45 | 157.4093 | 4343.8593 | 276.8488 | 0
2010-08-12 | 6:00 | 4361.4033 | 137.3567 | 4498.76 | 166.4982 | 4665.2582 | 303.8549 | 4361.4033 | 0 | 4361.4033 | 137.3567 | 4498.76 | 166.4982 | 4665.2582 | 303.8549 | 0
2010-08-12 | 7:00 | 4806.4413 | 166.8187 | 4973.26 | 179.6019 | 5152.8619 | 346.4206 | 4806.4413 | 0.025983 | 4806.4154 | 166.8169 | 4973.2322 | 179.6012 | 5152.8334 | 346.418 | 0.002546
2010-08-12 | 8:00 | 5179.147 | 193.693 | 5372.84 | 189.977 | 5562.817 | 383.6699 | 5179.147 | 3.2543 | 5175.8928 | 193.4496 | 5369.3424 | 189.8888 | 5559.2311 | 383.3384 | 0.33153
2010-08-12 | 9:00 | 5367.5581 | 208.0419 | 5575.6 | 195.0109 | 5770.6109 | 403.0528 | 5367.5581 | 12.1559 | 5355.4022 | 207.1007 | 5562.5028 | 194.6904 | 5757.1933 | 401.7911 | 1.2617
2010-08-12 | 10:00 | 5541.1536 | 221.7164 | 5762.87 | 199.5223 | 5962.3923 | 421.2387 | 5541.1536 | 21.6118 | 5519.5419 | 219.9902 | 5739.5321 | 198.9673 | 5938.4995 | 418.9576 | 2.2811
2010-08-12 | 11:00 | 5702.3188 | 234.8012 | 5937.12 | 203.6011 | 6140.7211 | 438.4023 | 5702.3188 | 29.4975 | 5672.8213 | 232.3783 | 5905.1996 | 202.8625 | 6108.0621 | 435.2408 | 3.1615
2010-08-12 | 12:00 | 5824.1486 | 244.9414 | 6069.09 | 206.6138 | 6275.7038 | 451.5553 | 5824.1486 | 29.516 | 5794.6326 | 242.4651 | 6037.0977 | 205.8895 | 6242.9872 | 448.3546 | 3.2007
2010-08-12 | 13:00 | 5891.7034 | 250.6566 | 6142.36 | 208.2581 | 6350.6181 | 458.9147 | 5891.7034 | 31.142 | 5860.5614 | 248.0138 | 6108.5752 | 207.5025 | 6316.0776 | 455.5162 | 3.3985
2010-08-12 | 14:00 | 6020.0166 | 261.6934 | 6281.71 | 211.3294 | 6493.0394 | 473.0228 | 6020.0166 | 32.8443 | 5987.1723 | 258.8456 | 6246.018 | 210.5497 | 6456.5677 | 469.3954 | 3.6274
2010-08-12 | 15:00 | 6074.002 | 266.408 | 6340.41 | 212.6012 | 6553.0112 | 479.0091 | 6074.002 | 26.8002 | 6047.2018 | 264.0622 | 6311.264 | 211.9713 | 6523.2353 | 476.0335 | 2.9756
2010-08-12 | 16:00 | 6156.377 | 273.683 | 6430.06 | 214.5184 | 6644.5784 | 488.2013 | 6156.377 | 16.6708 | 6139.7063 | 272.2028 | 6411.9091 | 214.1327 | 6626.0417 | 486.3354 | 1.8659
2010-08-12 | 17:00 | 6161.6941 | 274.1559 | 6435.85 | 214.6412 | 6650.4912 | 488.7971 | 6161.6941 | 25.4988 | 6136.1953 | 271.8915 | 6408.0868 | 214.0513 | 6622.1381 | 485.9428 | 2.8542
2010-08-12 | 18:00 | 6176.9177 | 275.5123 | 6452.43 | 214.992 | 6667.422 | 490.5043 | 6176.9177 | 18.3483 | 6158.5694 | 273.8779 | 6432.4473 | 214.569 | 6647.0163 | 488.4469 | 2.0574
2010-08-12 | 19:00 | 6121.2052 | 270.5648 | 6391.77 | 213.7032 | 6605.4732 | 484.268 | 6121.2052 | 5.0848 | 6116.1204 | 270.1154 | 6386.2358 | 213.585 | 6599.8208 | 483.7004 | 0.5676
2010-08-12 | 20:00 | 6013.5119 | 261.1281 | 6274.64 | 211.1753 | 6485.8153 | 472.3035 | 6013.5119 | 0.87168 | 6012.6402 | 261.0524 | 6273.6926 | 211.1547 | 6484.8473 | 472.2071 | 0.096356
2010-08-12 | 21:00 | 5956.334 | 256.186 | 6212.52 | 209.8136 | 6422.3336 | 465.9996 | 5956.334 | 0 | 5956.334 | 256.186 | 6212.52 | 209.8136 | 6422.3336 | 465.9996 | 0
2010-08-12 | 22:00 | 5760.8997 | 239.6503 | 6000.55 | 205.0574 | 6205.6074 | 444.7077 | 5760.8997 | 0 | 5760.8997 | 239.6503 | 6000.55 | 205.0574 | 6205.6074 | 444.7077 | 0
2010-08-12 | 23:00 | 5321.7908 | 204.5092 | 5526.3 | 193.8012 | 5720.1012 | 398.3105 | 5321.7908 | 0 | 5321.7908 | 204.5092 | 5526.3 | 193.8012 | 5720.1012 | 398.3105 | 0
2010-08-12 | 24:00 | 4890.4397 | 172.7003 | 5063.14 | 181.9882 | 5245.1282 | 354.6886 | 4890.4397 | 0 | 4890.4397 | 172.7003 | 5063.14 | 181.9882 | 5245.1282 | 354.6886 | 0
2010-08-13 | 1:00 | 4594.0394 | 152.4006 | 4746.44 | 173.4442 | 4919.8842 | 325.8448 | 4594.0394 | 0 | 4594.0394 | 152.4006 | 4746.44 | 173.4442 | 4919.8842 | 325.8448 | 0
2010-08-13 | 2:00 | 4351.6848 | 136.7452 | 4488.43 | 166.2034 | 4654.6334 | 302.9487 | 4351.6848 | 0 | 4351.6848 | 136.7452 | 4488.43 | 166.2034 | 4654.6334 | 302.9487 | 0
2010-08-13 | 3:00 | 4207.2231 | 127.8169 | 4335.04 | 161.7795 | 4496.8195 | 289.5965 | 4207.2231 | 0 | 4207.2231 | 127.8169 | 4335.04 | 161.7795 | 4496.8195 | 289.5965 | 0
2010-08-13 | 4:00 | 4104.2813 | 121.6387 | 4225.92 | 158.5783 | 4384.4983 | 280.217 | 4104.2813 | 0 | 4104.2813 | 121.6387 | 4225.92 | 158.5783 | 4384.4983 | 280.217 | 0
2010-08-13 | 5:00 | 4131.5025 | 123.2575 | 4254.76 | 159.4288 | 4414.1888 | 282.6863 | 4131.5025 | 0 | 4131.5025 | 123.2575 | 4254.76 | 159.4288 | 4414.1888 | 282.6863 | 0
2010-08-13 | 6:00 | 4367.913 | 137.767 | 4505.68 | 166.6954 | 4672.3754 | 304.4624 | 4367.913 | 0 | 4367.913 | 137.767 | 4505.68 | 166.6954 | 4672.3754 | 304.4624 | 0
2010-08-13 | 7:00 | 4735.93 | 161.96 | 4897.89 | 177.5773 | 5075.4673 | 339.5374 | 4735.93 | 0.027333 | 4735.9026 | 161.9582 | 4897.8608 | 177.5765 | 5075.4373 | 339.5347 | 0.0026581
2010-08-13 | 8:00 | 5073.9179 | 185.9021 | 5259.82 | 187.1036 | 5446.9236 | 373.0057 | 5073.9179 | 4.1935 | 5069.7244 | 185.5949 | 5255.3193 | 186.9882 | 5442.3075 | 372.5831 | 0.42259
2010-08-13 | 9:00 | 5214.4663 | 196.3437 | 5410.81 | 190.9315 | 5601.7415 | 387.2752 | 5214.4663 | 7.0096 | 5207.4566 | 195.8162 | 5403.2729 | 190.7424 | 5594.0153 | 386.5587 | 0.71656
2010-08-13 | 10:00 | 5226.3317 | 197.2383 | 5423.57 | 191.251 | 5614.821 | 388.4893 | 5226.3317 | 3.374 | 5222.9576 | 196.9837 | 5419.9414 | 191.1602 | 5611.1016 | 388.1439 | 0.34539
2010-08-13 | 11:00 | 5399.1982 | 210.5018 | 5609.7 | 195.8423 | 5805.5423 | 406.3441 | 5399.1982 | 14.1196 | 5385.0786 | 209.4023 | 5594.4809 | 195.4718 | 5789.9527 | 404.8741 | 1.47
2010-08-13 | 12:00 | 5561.6318 | 223.3582 | 5784.99 | 200.0465 | 5985.0365 | 423.4046 | 5561.6318 | 26.5946 | 5535.0372 | 221.2272 | 5756.2644 | 199.3654 | 5955.6298 | 420.5926 | 2.812
2010-08-13 | 13:00 | 5757.53 | 239.37 | 5996.9 | 204.974 | 6201.874 | 444.344 | 5757.53 | 9.3298 | 5748.2001 | 238.5949 | 5986.795 | 204.7428 | 6191.5379 | 443.3377 | 1.0063
2010-08-13 | 14:00 | 5939.8316 | 254.7684 | 6194.6 | 209.4181 | 6404.0181 | 464.1865 | 5939.8316 | 5.009 | 5934.8226 | 254.3389 | 6189.1615 | 209.2978 | 6398.4593 | 463.6367 | 0.54978
2010-08-13 | 15:00 | 6106.0898 | 269.2302 | 6375.32 | 213.3513 | 6588.6713 | 482.5815 | 6106.0898 | 17.5011 | 6088.5887 | 267.6891 | 6356.2778 | 212.9427 | 6569.2205 | 480.6318 | 1.9497
2010-08-13 | 16:00 | 6283.3971 | 285.0929 | 6568.49 | 217.4191 | 6785.9091 | 502.512 | 6283.3971 | 4.1812 | 6279.2159 | 284.7136 | 6563.9295 | 217.3247 | 6781.2542 | 502.0383 | 0.4737
2010-08-13 | 17:00 | 6231.2221 | 280.3779 | 6511.6 | 216.2358 | 6727.8358 | 496.6137 | 6231.2221 | 26.1774 | 6205.0447 | 278.0271 | 6483.0718 | 215.6378 | 6698.7096 | 493.6649 | 2.9488
2010-08-13 | 18:00 | 6003.9331 | 260.2969 | 6264.23 | 210.9482 | 6475.1782 | 471.2451 | 6003.9331 | 16.6882 | 5987.2449 | 258.8519 | 6246.0968 | 210.5515 | 6456.6483 | 469.4034 | 1.8417
2010-08-13 | 19:00 | 5864.6501 | 248.3599 | 6113.01 | 207.6019 | 6320.6119 | 455.9619 | 5864.6501 | 4.6619 | 5859.9882 | 247.9653 | 6107.9534 | 207.4885 | 6315.442 | 455.4538 | 0.50808
2010-08-13 | 20:00 | 5710.1994 | 235.4506 | 5945.65 | 203.7978 | 6149.4478 | 439.2485 | 5710.1994 | 1.6586 | 5708.5408 | 235.3139 | 5943.8547 | 203.7564 | 6147.6111 | 439.0703 | 0.17814
2010-08-13 | 21:00 | 5618.6117 | 227.9583 | 5846.57 | 201.4959 | 6048.0659 | 429.4541 | 5618.6117 | 0.00021672 | 5618.6115 | 227.9583 | 5846.5698 | 201.4958 | 6048.0656 | 429.4541 | 2.3073e-05
2010-08-13 | 22:00 | 5410.5705 | 211.3895 | 5621.96 | 196.1401 | 5818.1001 | 407.5296 | 5410.5705 | 0 | 5410.5705 | 211.3895 | 5621.96 | 196.1401 | 5818.1001 | 407.5296 | 0
2010-08-13 | 23:00 | 5026.0584 | 182.4116 | 5208.47 | 185.7821 | 5394.2521 | 368.1937 | 5026.0584 | 0 | 5026.0584 | 182.4116 | 5208.47 | 185.7821 | 5394.2521 | 368.1937 | 0
2010-08-13 | 24:00 | 4623.0674 | 154.3326 | 4777.4 | 174.2962 | 4951.6962 | 328.6288 | 4623.0674 | 0 | 4623.0674 | 154.3326 | 4777.4 | 174.2962 | 4951.6962 | 328.6288 | 0
2010-08-14 | 1:00 | 4348.6739 | 136.5561 | 4485.23 | 166.1121 | 4651.3421 | 302.6681 | 4348.6739 | 0 | 4348.6739 | 136.5561 | 4485.23 | 166.1121 | 4651.3421 | 302.6681 | 0
2010-08-14 | 2:00 | 4142.7127 | 123.9273 | 4266.64 | 159.7782 | 4426.4182 | 283.7055 | 4142.7127 | 0 | 4142.7127 | 123.9273 | 4266.64 | 159.7782 | 4426.4182 | 283.7055 | 0
2010-08-14 | 3:00 | 3990.294 | 114.976 | 4105.27 | 154.9865 | 4260.2565 | 269.9624 | 3990.294 | 0 | 3990.294 | 114.976 | 4105.27 | 154.9865 | 4260.2565 | 269.9624 | 0
2010-08-14 | 4:00 | 3974.1996 | 114.0504 | 4088.25 | 154.4753 | 4242.7253 | 268.5257 | 3974.1996 | 0 | 3974.1996 | 114.0504 | 4088.25 | 154.4753 | 4242.7253 | 268.5257 | 0
2010-08-14 | 5:00 | 4040.0583 | 117.8617 | 4157.92 | 156.5607 | 4314.4807 | 274.4223 | 4040.0583 | 0 | 4040.0583 | 117.8617 | 4157.92 | 156.5607 | 4314.4807 | 274.4223 | 0
2010-08-14 | 6:00 | 4313.1649 | 134.3351 | 4447.5 | 165.0317 | 4612.5317 | 299.3668 | 4313.1649 | 0 | 4313.1649 | 134.3351 | 4447.5 | 165.0317 | 4612.5317 | 299.3668 | 0
2010-08-14 | 7:00 | 4700.9628 | 159.5772 | 4860.54 | 176.5661 | 5037.1061 | 336.1433 | 4700.9628 | 0.0259 | 4700.9369 | 159.5755 | 4860.5123 | 176.5653 | 5037.0777 | 336.1408 | 0.0025092
2010-08-14 | 8:00 | 4979.017 | 179.013 | 5158.03 | 184.4744 | 5342.5044 | 363.4874 | 4979.017 | 3.236 | 4975.781 | 178.7804 | 5154.5614 | 184.3841 | 5338.9456 | 363.1645 | 0.32289
2010-08-14 | 9:00 | 5048.8876 | 184.0724 | 5232.96 | 186.4136 | 5419.3736 | 370.486 | 5048.8876 | 11.6714 | 5037.2161 | 183.2224 | 5220.4385 | 186.091 | 5406.5295 | 369.3134 | 1.1726
2010-08-14 | 10:00 | 5064.1808 | 185.1892 | 5249.37 | 186.8355 | 5436.2055 | 372.0247 | 5064.1808 | 22.3426 | 5041.8381 | 183.5588 | 5225.3969 | 186.2188 | 5411.6157 | 369.7776 | 2.2471
2010-08-14 | 11:00 | 5187.9389 | 194.3511 | 5382.29 | 190.215 | 5572.505 | 384.5662 | 5187.9389 | 30.2402 | 5157.6986 | 192.092 | 5349.7906 | 189.3949 | 5539.1855 | 381.4869 | 3.0793
2010-08-14 | 12:00 | 5279.8886 | 201.3014 | 5481.19 | 192.6863 | 5673.8763 | 393.9877 | 5279.8886 | 36.5242 | 5243.3644 | 198.526 | 5441.8904 | 191.7087 | 5633.5991 | 390.2347 | 3.753
2010-08-14 | 13:00 | 5377.664 | 208.826 | 5586.49 | 195.2769 | 5781.7669 | 404.1029 | 5377.664 | 40.3838 | 5337.2802 | 205.7014 | 5542.9817 | 194.2116 | 5737.1932 | 399.913 | 4.1899
2010-08-14 | 14:00 | 5481.6777 | 216.9823 | 5698.66 | 197.9904 | 5896.6504 | 414.9727 | 5481.6777 | 36.5786 | 5445.0991 | 214.0962 | 5659.1953 | 197.0411 | 5856.2364 | 411.1373 | 3.8354
2010-08-14 | 15:00 | 5556.0592 | 222.9108 | 5778.97 | 199.904 | 5978.874 | 422.8148 | 5556.0592 | 38.8056 | 5517.2536 | 219.8079 | 5737.0615 | 198.9085 | 5935.9699 | 418.7163 | 4.0984
2010-08-14 | 16:00 | 5629.8767 | 228.8733 | 5858.75 | 201.7808 | 6060.5308 | 430.6541 | 5629.8767 | 27.971 | 5601.9057 | 226.6047 | 5828.5104 | 201.0723 | 6029.5827 | 427.677 | 2.9771
2010-08-14 | 17:00 | 5693.0698 | 234.0402 | 5927.11 | 203.3699 | 6130.4799 | 437.41 | 5693.0698 | 25.5585 | 5667.5114 | 231.9435 | 5899.4548 | 202.7292 | 6102.184 | 434.6726 | 2.7374
2010-08-14 | 18:00 | 5750.1253 | 238.7547 | 5988.88 | 204.7906 | 6193.6706 | 443.5453 | 5750.1253 | 13.3602 | 5736.7651 | 237.6465 | 5974.4117 | 204.4591 | 6178.8707 | 442.1056 | 1.4397
2010-08-14 | 19:00 | 5710.301 | 235.459 | 5945.76 | 203.8003 | 6149.5603 | 439.2594 | 5710.301 | 2.2604 | 5708.0406 | 235.2727 | 5943.3133 | 203.7439 | 6147.0572 | 439.0166 | 0.24277
2010-08-14 | 20:00 | 5592.1351 | 225.8149 | 5817.95 | 200.824 | 6018.774 | 426.6389 | 5592.1351 | 0.50006 | 5591.635 | 225.7745 | 5817.4096 | 200.8113 | 6018.2209 | 426.5858 | 0.0531
2010-08-14 | 21:00 | 5485.903 | 217.317 | 5703.22 | 198.0997 | 5901.3197 | 415.4167 | 5485.903 | 0 | 5485.903 | 217.317 | 5703.22 | 198.0997 | 5901.3197 | 415.4167 | 0
2010-08-14 | 22:00 | 5291.2326 | 202.1674 | 5493.4 | 192.9888 | 5686.3888 | 395.1562 | 5291.2326 | 0 | 5291.2326 | 202.1674 | 5493.4 | 192.9888 | 5686.3888 | 395.1562 | 0
2010-08-14 | 23:00 | 4897.127 | 173.173 | 5070.3 | 182.177 | 5252.477 | 355.35 | 4897.127 | 0 | 4897.127 | 173.173 | 5070.3 | 182.177 | 5252.477 | 355.35 | 0
2010-08-14 | 24:00 | 4525.7092 | 147.9008 | 4673.61 | 171.4258 | 4845.0358 | 319.3266 | 4525.7092 | 0 | 4525.7092 | 147.9008 | 4673.61 | 171.4258 | 4845.0358 | 319.3266 | 0
2010-08-15 | 1:00 | 4221.8715 | 128.7085 | 4350.58 | 162.2318 | 4512.8118 | 290.9403 | 4221.8715 | 0 | 4221.8715 | 128.7085 | 4350.58 | 162.2318 | 4512.8118 | 290.9403 | 0
2010-08-15 | 2:00 | 4058.9533 | 118.9667 | 4177.92 | 157.1559 | 4335.0759 | 276.1226 | 4058.9533 | 0 | 4058.9533 | 118.9667 | 4177.92 | 157.1559 | 4335.0759 | 276.1226 | 0
2010-08-15 | 3:00 | 3931.8759 | 111.6341 | 4043.51 | 153.1265 | 4196.6365 | 264.7607 | 3931.8759 | 0 | 3931.8759 | 111.6341 | 4043.51 | 153.1265 | 4196.6365 | 264.7607 | 0
2010-08-15 | 4:00 | 3896.6852 | 109.6448 | 4006.33 | 151.9999 | 4158.3299 | 261.6447 | 3896.6852 | 0 | 3896.6852 | 109.6448 | 4006.33 | 151.9999 | 4158.3299 | 261.6447 | 0
2010-08-15 | 5:00 | 3956.0301 | 113.0099 | 4069.04 | 153.8971 | 4222.9371 | 266.907 | 3956.0301 | 0 | 3956.0301 | 113.0099 | 4069.04 | 153.8971 | 4222.9371 | 266.907 | 0
2010-08-15 | 6:00 | 4233.4731 | 129.4169 | 4362.89 | 162.5894 | 4525.4794 | 292.0062 | 4233.4731 | 0 | 4233.4731 | 129.4169 | 4362.89 | 162.5894 | 4525.4794 | 292.0062 | 0
2010-08-15 | 7:00 | 4570.3285 | 150.8315 | 4721.16 | 172.7459 | 4893.9059 | 323.5774 | 4570.3285 | 0.025946 | 4570.3025 | 150.8298 | 4721.1323 | 172.7451 | 4893.8774 | 323.5749 | 0.002478
2010-08-15 | 8:00 | 4854.1063 | 170.1437 | 5024.25 | 180.9594 | 5205.2094 | 351.1032 | 4854.1063 | 3.3149 | 4850.7914 | 169.9114 | 5020.7028 | 180.8653 | 5201.5681 | 350.7767 | 0.32643
2010-08-15 | 9:00 | 4962.1386 | 177.8014 | 5139.94 | 184.0031 | 5323.9431 | 361.8045 | 4962.1386 | 12.9938 | 4949.1448 | 176.8714 | 5126.0162 | 183.6394 | 5309.6556 | 360.5109 | 1.2936
2010-08-15 | 10:00 | 5059.7916 | 184.8684 | 5244.66 | 186.7145 | 5431.3745 | 371.5829 | 5059.7916 | 24.2147 | 5035.5769 | 183.1031 | 5218.68 | 186.0457 | 5404.7257 | 369.1488 | 2.434
2010-08-15 | 11:00 | 5168.8281 | 192.9219 | 5361.75 | 189.6972 | 5551.4472 | 382.6191 | 5168.8281 | 33.3778 | 5135.4503 | 190.4383 | 5325.8886 | 188.7892 | 5514.6778 | 379.2275 | 3.3916
2010-08-15 | 12:00 | 5403.3076 | 210.8224 | 5614.13 | 195.9499 | 5810.0799 | 406.7723 | 5403.3076 | 39.5467 | 5363.7609 | 207.7477 | 5571.5086 | 194.9109 | 5766.4195 | 402.6585 | 4.1138
2010-08-15 | 13:00 | 5541.9407 | 221.7793 | 5763.72 | 199.5425 | 5963.2625 | 421.3218 | 5541.9407 | 43.73 | 5498.2107 | 218.2931 | 5716.5038 | 198.4177 | 5914.9215 | 416.7108 | 4.611
2010-08-15 | 14:00 | 5698.0132 | 234.4468 | 5932.46 | 203.4935 | 6135.9535 | 437.9403 | 5698.0132 | 33.4201 | 5664.5931 | 231.7047 | 5896.2978 | 202.6558 | 6098.9536 | 434.3605 | 3.5798
2010-08-15 | 15:00 | 5765.0909 | 239.9991 | 6005.09 | 205.161 | 6210.251 | 445.1601 | 5765.0909 | 12.4706 | 5752.6202 | 238.962 | 5991.5822 | 204.8524 | 6196.4346 | 443.8143 | 1.3458
2010-08-15 | 16:00 | 5866.3279 | 248.5021 | 6114.83 | 207.6427 | 6322.4727 | 456.1448 | 5866.3279 | 36.584 | 5829.744 | 245.4123 | 6075.1562 | 206.7508 | 6281.907 | 452.163 | 3.9817
2010-08-15 | 17:00 | 5944.9982 | 255.2118 | 6200.21 | 209.542 | 6409.752 | 464.7539 | 5944.9982 | 28.7085 | 5916.2897 | 252.7529 | 6169.0426 | 208.8519 | 6377.8945 | 461.6048 | 3.149
2010-08-15 | 18:00 | 5934.5541 | 254.3159 | 6188.87 | 209.2914 | 6398.1614 | 463.6073 | 5934.5541 | 18.0862 | 5916.4679 | 252.7682 | 6169.2361 | 208.8562 | 6378.0923 | 461.6244 | 1.9829
2010-08-15 | 19:00 | 5861.0822 | 248.0578 | 6109.14 | 207.5151 | 6316.6551 | 455.573 | 5861.0822 | 8.3241 | 5852.758 | 247.3537 | 6100.1118 | 207.3125 | 6307.4243 | 454.6662 | 0.90674
2010-08-15 | 20:00 | 5739.7741 | 237.8959 | 5977.67 | 204.5338 | 6182.2038 | 442.4297 | 5739.7741 | 1.5018 | 5738.2723 | 237.7714 | 5976.0437 | 204.4965 | 6180.5402 | 442.2679 | 0.16176
2010-08-15 | 21:00 | 5658.2537 | 231.1863 | 5889.44 | 202.4964 | 6091.9364 | 433.6828 | 5658.2537 | 0.00028415 | 5658.2534 | 231.1863 | 5889.4397 | 202.4964 | 6091.9361 | 433.6827 | 3.0369e-05
2010-08-15 | 22:00 | 5455.6994 | 214.9306 | 5670.63 | 197.3168 | 5867.9468 | 412.2474 | 5455.6994 | 0 | 5455.6994 | 214.9306 | 5670.63 | 197.3168 | 5867.9468 | 412.2474 | 0
2010-08-15 | 23:00 | 5027.345 | 182.505 | 5209.85 | 185.8178 | 5395.6678 | 368.3228 | 5027.345 | 0 | 5027.345 | 182.505 | 5209.85 | 185.8178 | 5395.6678 | 368.3228 | 0
2010-08-15 | 24:00 | 4640.0982 | 155.4718 | 4795.57 | 174.7945 | 4970.3645 | 330.2663 | 4640.0982 | 0 | 4640.0982 | 155.4718 | 4795.57 | 174.7945 | 4970.3645 | 330.2663 | 0
2010-08-16 | 1:00 | 4346.3028 | 136.4072 | 4482.71 | 166.0401 | 4648.7501 | 302.4473 | 4346.3028 | 0 | 4346.3028 | 136.4072 | 4482.71 | 166.0401 | 4648.7501 | 302.4473 | 0
2010-08-16 | 2:00 | 4138.4666 | 123.6734 | 4262.14 | 159.6459 | 4421.7859 | 283.3193 | 4138.4666 | 0 | 4138.4666 | 123.6734 | 4262.14 | 159.6459 | 4421.7859 | 283.3193 | 0
2010-08-16 | 3:00 | 4003.0195 | 115.7105 | 4118.73 | 155.3899 | 4274.1199 | 271.1004 | 4003.0195 | 0 | 4003.0195 | 115.7105 | 4118.73 | 155.3899 | 4274.1199 | 271.1004 | 0
2010-08-16 | 4:00 | 3962.5474 | 113.3826 | 4075.93 | 154.1047 | 4230.0347 | 267.4872 | 3962.5474 | 0 | 3962.5474 | 113.3826 | 4075.93 | 154.1047 | 4230.0347 | 267.4872 | 0
2010-08-16 | 5:00 | 4012.5196 | 116.2604 | 4128.78 | 155.6907 | 4284.4707 | 271.951 | 4012.5196 | 0 | 4012.5196 | 116.2604 | 4128.78 | 155.6907 | 4284.4707 | 271.951 | 0
2010-08-16 | 6:00 | 4255.1636 | 130.7464 | 4385.91 | 163.2565 | 4549.1665 | 294.003 | 4255.1636 | 0 | 4255.1636 | 130.7464 | 4385.91 | 163.2565 | 4549.1665 | 294.003 | 0
2010-08-16 | 7:00 | 4625.992 | 154.528 | 4780.52 | 174.3818 | 4954.9018 | 328.9098 | 4625.992 | 0.010186 | 4625.9818 | 154.5273 | 4780.5091 | 174.3815 | 4954.8906 | 328.9088 | 0.00097876
2010-08-16 | 8:00 | 4879.52 | 171.93 | 5051.45 | 181.6796 | 5233.1296 | 353.6095 | 4879.52 | 3.1934 | 4876.3267 | 171.705 | 5048.0316 | 181.5892 | 5229.6209 | 353.2942 | 0.31531
2010-08-16 | 9:00 | 5060.1551 | 184.8949 | 5245.05 | 186.7245 | 5431.7745 | 371.6194 | 5060.1551 | 12.7686 | 5047.3864 | 183.963 | 5231.3494 | 186.3722 | 5417.7216 | 370.3351 | 1.2843
2010-08-16 | 10:00 | 5101.1938 | 187.9062 | 5289.1 | 187.8526 | 5476.9526 | 375.7588 | 5101.1938 | 23.5104 | 5077.6834 | 186.1781 | 5263.8615 | 187.2072 | 5451.0687 | 373.3853 | 2.3735
2010-08-16 | 11:00 | 5164.1846 | 192.5754 | 5356.76 | 189.5711 | 5546.3311 | 382.1465 | 5164.1846 | 32.7929 | 5131.3917 | 190.1375 | 5321.5291 | 188.6784 | 5510.2076 | 378.8159 | 3.3306
2010-08-16 | 12:00 | 5236.5218 | 198.0082 | 5434.53 | 191.525 | 5626.055 | 389.5332 | 5236.5218 | 39.6093 | 5196.9125 | 195.024 | 5391.9366 | 190.4577 | 5582.3943 | 385.4817 | 4.0514
2010-08-16 | 13:00 | 5335.8303 | 205.5897 | 5541.42 | 194.1732 | 5735.5932 | 399.7629 | 5335.8303 | 42.6455 | 5293.1848 | 202.3166 | 5495.5013 | 193.0409 | 5688.5422 | 395.3574 | 4.4055
2010-08-16 | 14:00 | 5441.4135 | 213.8065 | 5655.22 | 196.9452 | 5852.1652 | 410.7516 | 5441.4135 | 43.2623 | 5398.1512 | 210.4202 | 5608.5714 | 195.8148 | 5804.3862 | 406.235 | 4.5166
2010-08-16 | 15:00 | 5537.9777 | 221.4623 | 5759.44 | 199.4409 | 5958.8809 | 420.9032 | 5537.9777 | 38.4545 | 5499.5233 | 218.3974 | 5717.9206 | 198.4516 | 5916.3722 | 416.8489 | 4.0542
2010-08-16 | 16:00 | 5634.0197 | 229.2103 | 5863.23 | 201.8855 | 6065.1155 | 431.0958 | 5634.0197 | 18.5672 | 5615.4525 | 227.702 | 5843.1545 | 201.4158 | 6044.5704 | 429.1178 | 1.9779
2010-08-16 | 17:00 | 5760.4196 | 239.6104 | 6000.03 | 205.0455 | 6205.0755 | 444.6558 | 5760.4196 | 28.8036 | 5731.616 | 237.2201 | 5968.8362 | 204.3311 | 6173.1673 | 441.5513 | 3.1046
2010-08-16 | 18:00 | 5789.9931 | 242.0769 | 6032.07 | 205.7754 | 6237.8454 | 447.8523 | 5789.9931 | 18.8618 | 5771.1313 | 240.5023 | 6011.6336 | 205.3103 | 6216.9438 | 445.8126 | 2.0397
2010-08-16 | 19:00 | 5739.6356 | 237.8844 | 5977.52 | 204.5304 | 6182.0504 | 442.4148 | 5739.6356 | 8.0802 | 5731.5554 | 237.2151 | 5968.7705 | 204.3296 | 6173.1001 | 441.5447 | 0.87004
2010-08-16 | 20:00 | 5587.8694 | 225.4706 | 5813.34 | 200.7155 | 6014.0555 | 426.1861 | 5587.8694 | 1.5047 | 5586.3647 | 225.3491 | 5811.7138 | 200.6772 | 6012.391 | 426.0264 | 0.15971
2010-08-16 | 21:00 | 5498.2535 | 218.2965 | 5716.55 | 198.4188 | 5914.9688 | 416.7153 | 5498.2535 | 0.0002297 | 5498.2532 | 218.2965 | 5716.5498 | 198.4188 | 5914.9685 | 416.7153 | 2.4168e-05
2010-08-16 | 22:00 | 5277.0825 | 201.0875 | 5478.17 | 192.6114 | 5670.7814 | 393.6989 | 5277.0825 | 0 | 5277.0825 | 201.0875 | 5478.17 | 192.6114 | 5670.7814 | 393.6989 | 0
2010-08-16 | 23:00 | 4877.4368 | 171.7832 | 5049.22 | 181.6206 | 5230.8406 | 353.4038 | 4877.4368 | 0 | 4877.4368 | 171.7832 | 5049.22 | 181.6206 | 5230.8406 | 353.4038 | 0
2010-08-16 | 24:00 | 4503.7509 | 146.4691 | 4650.22 | 170.7733 | 4820.9933 | 317.2424 | 4503.7509 | 0 | 4503.7509 | 146.4691 | 4650.22 | 170.7733 | 4820.9933 | 317.2424 | 0
2010-08-17 | 1:00 | 4192.798 | 126.942 | 4319.74 | 161.3334 | 4481.0734 | 288.2754 | 4192.798 | 0 | 4192.798 | 126.942 | 4319.74 | 161.3334 | 4481.0734 | 288.2754 | 0
2010-08-17 | 2:00 | 3989.6132 | 114.9368 | 4104.55 | 154.9649 | 4259.5149 | 269.9016 | 3989.6132 | 0 | 3989.6132 | 114.9368 | 4104.55 | 154.9649 | 4259.5149 | 269.9016 | 0
2010-08-17 | 3:00 | 3853.8335 | 107.2465 | 3961.08 | 150.6217 | 4111.7017 | 257.8682 | 3853.8335 | 0 | 3853.8335 | 107.2465 | 3961.08 | 150.6217 | 4111.7017 | 257.8682 | 0
2010-08-17 | 4:00 | 3763.597 | 102.283 | 3865.88 | 147.6968 | 4013.5768 | 249.9799 | 3763.597 | 0 | 3763.597 | 102.283 | 3865.88 | 147.6968 | 4013.5768 | 249.9799 | 0
2010-08-17 | 5:00 | 3745.1663 | 101.2837 | 3846.45 | 147.0957 | 3993.5457 | 248.3794 | 3745.1663 | 0 | 3745.1663 | 101.2837 | 3846.45 | 147.0957 | 3993.5457 | 248.3794 | 0
2010-08-17 | 6:00 | 3783.7108 | 103.3792 | 3887.09 | 148.3514 | 4035.4414 | 251.7306 | 3783.7108 | 0 | 3783.7108 | 103.3792 | 3887.09 | 148.3514 | 4035.4414 | 251.7306 | 0
2010-08-17 | 7:00 | 3853.9756 | 107.2544 | 3961.23 | 150.6263 | 4111.8563 | 257.8807 | 3853.9756 | 0 | 3853.9756 | 107.2544 | 3961.23 | 150.6263 | 4111.8563 | 257.8807 | 0
2010-08-17 | 8:00 | 4013.4459 | 116.3141 | 4129.76 | 155.72 | 4285.48 | 272.034 | 4013.4459 | 2.2774 | 4011.1685 | 116.1821 | 4127.3506 | 155.6479 | 4282.9985 | 271.83 | 0.20403
2010-08-17 | 9:00 | 4194.8158 | 127.0642 | 4321.88 | 161.3958 | 4483.2758 | 288.46 | 4194.8158 | 10.9556 | 4183.8603 | 126.4013 | 4310.2616 | 161.0566 | 4471.3182 | 287.4579 | 1.0021
2010-08-17 | 10:00 | 4369.6155 | 137.8745 | 4507.49 | 166.7469 | 4674.2369 | 304.6214 | 4369.6155 | 16.1509 | 4353.4646 | 136.8571 | 4490.3217 | 166.2574 | 4656.5792 | 303.1146 | 1.5068
2010-08-17 | 11:00 | 4486.7167 | 145.3633 | 4632.08 | 170.2658 | 4802.3458 | 315.6291 | 4486.7167 | 27.5225 | 4459.1942 | 143.5853 | 4602.7796 | 169.4436 | 4772.2231 | 313.0289 | 2.6002
2010-08-17 | 12:00 | 4634.3811 | 155.0889 | 4789.47 | 174.6273 | 4964.0973 | 329.7163 | 4634.3811 | 36.3779 | 4598.0032 | 152.6637 | 4750.6669 | 173.5607 | 4924.2277 | 326.2245 | 3.4918
2010-08-17 | 13:00 | 4797.3143 | 166.1857 | 4963.5 | 179.341 | 5142.841 | 345.5267 | 4797.3143 | 40.507 | 4756.8073 | 163.3911 | 4920.1984 | 178.1788 | 5098.3772 | 341.5699 | 3.9567
2010-08-17 | 14:00 | 4965.5258 | 178.0442 | 5143.57 | 184.0978 | 5327.6678 | 362.142 | 4965.5258 | 41.0026 | 4924.5232 | 175.116 | 5099.6391 | 182.9486 | 5282.5877 | 358.0645 | 4.0774
2010-08-17 | 15:00 | 5101.4826 | 187.9274 | 5289.41 | 187.8605 | 5477.2705 | 375.788 | 5101.4826 | 39.719 | 5061.7636 | 185.0125 | 5246.7761 | 186.7689 | 5433.545 | 371.7814 | 4.0066
2010-08-17 | 16:00 | 5237.1633 | 198.0567 | 5435.22 | 191.5422 | 5626.7622 | 389.5989 | 5237.1633 | 35.4889 | 5201.6744 | 195.3816 | 5397.056 | 190.5863 | 5587.6423 | 385.9679 | 3.631
2010-08-17 | 17:00 | 5392.0177 | 209.9423 | 5601.96 | 195.654 | 5797.614 | 405.5963 | 5392.0177 | 28.2998 | 5363.7179 | 207.7443 | 5571.4623 | 194.9097 | 5766.372 | 402.6541 | 2.9422
2010-08-17 | 18:00 | 5514.5014 | 219.5886 | 5734.09 | 198.8376 | 5932.9276 | 418.4262 | 5514.5014 | 18.347 | 5496.1543 | 218.1299 | 5714.2842 | 198.3646 | 5912.6488 | 416.4945 | 1.9318
2010-08-17 | 19:00 | 5521.0496 | 220.1104 | 5741.16 | 199.0061 | 5940.1661 | 419.1165 | 5521.0496 | 8.0419 | 5513.0077 | 219.4697 | 5732.4774 | 198.7992 | 5931.2766 | 418.2688 | 0.8477
2010-08-17 | 20:00 | 5426.5129 | 212.6371 | 5639.15 | 196.5567 | 5835.7067 | 409.1938 | 5426.5129 | 1.2876 | 5425.2253 | 212.5362 | 5637.7615 | 196.5231 | 5834.2846 | 409.0593 | 0.13451
2010-08-17 | 21:00 | 5319.8778 | 204.3622 | 5524.24 | 193.7505 | 5717.9905 | 398.1127 | 5319.8778 | 0 | 5319.8778 | 204.3622 | 5524.24 | 193.7505 | 5717.9905 | 398.1127 | 0
2010-08-17 | 22:00 | 5147.6554 | 191.3446 | 5339 | 189.1217 | 5528.1217 | 380.4663 | 5147.6554 | 0 | 5147.6554 | 191.3446 | 5339 | 189.1217 | 5528.1217 | 380.4663 | 0
2010-08-17 | 23:00 | 4833.5634 | 168.7066 | 5002.27 | 180.3755 | 5182.6455 | 349.0821 | 4833.5634 | 0 | 4833.5634 | 168.7066 | 5002.27 | 180.3755 | 5182.6455 | 349.0821 | 0
2010-08-17 | 24:00 | 4527.0984 | 147.9916 | 4675.09 | 171.467 | 4846.557 | 319.4586 | 4527.0984 | 0 | 4527.0984 | 147.9916 | 4675.09 | 171.467 | 4846.557 | 319.4586 | 0
2010-08-18 | 1:00 | 4238.3262 | 129.7138 | 4368.04 | 162.7388 | 4530.7788 | 292.4526 | 4238.3262 | 0 | 4238.3262 | 129.7138 | 4368.04 | 162.7388 | 4530.7788 | 292.4526 | 0
2010-08-18 | 2:00 | 4043.5543 | 118.0657 | 4161.62 | 156.6709 | 4318.2909 | 274.7366 | 4043.5543 | 0 | 4043.5543 | 118.0657 | 4161.62 | 156.6709 | 4318.2909 | 274.7366 | 0
2010-08-18 | 3:00 | 3888.2589 | 109.1711 | 3997.43 | 151.7294 | 4149.1594 | 260.9005 | 3888.2589 | 0 | 3888.2589 | 109.1711 | 3997.43 | 151.7294 | 4149.1594 | 260.9005 | 0
2010-08-18 | 4:00 | 3807.5633 | 104.6867 | 3912.25 | 149.1257 | 4061.3757 | 253.8125 | 3807.5633 | 0 | 3807.5633 | 104.6867 | 3912.25 | 149.1257 | 4061.3757 | 253.8125 | 0
2010-08-18 | 5:00 | 3749.976 | 101.544 | 3851.52 | 147.2527 | 3998.7727 | 248.7967 | 3749.976 | 0 | 3749.976 | 101.544 | 3851.52 | 147.2527 | 3998.7727 | 248.7967 | 0
2010-08-18 | 6:00 | 3769.1736 | 102.5864 | 3871.76 | 147.8785 | 4019.6385 | 250.4648 | 3769.1736 | 0 | 3769.1736 | 102.5864 | 3871.76 | 147.8785 | 4019.6385 | 250.4648 | 0
2010-08-18 | 7:00 | 3843.8959 | 106.6941 | 3950.59 | 150.3011 | 4100.8911 | 256.9952 | 3843.8959 | 0 | 3843.8959 | 106.6941 | 3950.59 | 150.3011 | 4100.8911 | 256.9952 | 0
2010-08-18 | 8:00 | 3896.2308 | 109.6192 | 4005.85 | 151.9853 | 4157.8353 | 261.6045 | 3896.2308 | 2.0276 | 3894.2032 | 109.5052 | 4003.7083 | 151.9203 | 4155.6286 | 261.4254 | 0.17912
2010-08-18 | 9:00 | 4037.3559 | 117.7041 | 4155.06 | 156.4754 | 4311.5354 | 274.1795 | 4037.3559 | 2.8475 | 4034.5084 | 117.5381 | 4152.0465 | 156.3856 | 4308.4321 | 273.9236 | 0.25582
2010-08-18 | 10:00 | 4127.7654 | 123.0346 | 4250.8 | 159.3122 | 4410.1122 | 282.3468 | 4127.7654 | 3.2525 | 4124.5129 | 122.8408 | 4247.3537 | 159.2107 | 4406.5644 | 282.0515 | 0.29533
2010-08-18 | 11:00 | 4214.9247 | 128.2853 | 4343.21 | 162.0174 | 4505.2274 | 290.3027 | 4214.9247 | 3.9223 | 4211.0024 | 128.0467 | 4339.049 | 161.8963 | 4500.9453 | 289.943 | 0.35976
2010-08-18 | 12:00 | 4323.0109 | 134.9491 | 4457.96 | 165.3317 | 4623.2917 | 300.2808 | 4323.0109 | 5.8006 | 4317.2103 | 134.5872 | 4451.7975 | 165.155 | 4616.9525 | 299.7422 | 0.53863
2010-08-18 | 13:00 | 4355.9374 | 137.0126 | 4492.95 | 166.3325 | 4659.2825 | 303.3451 | 4355.9374 | 7.0306 | 4348.9067 | 136.5707 | 4485.4774 | 166.1191 | 4651.5966 | 302.6898 | 0.65526
2010-08-18 | 14:00 | 4396.0804 | 139.5496 | 4535.63 | 167.5469 | 4703.1769 | 307.0965 | 4396.0804 | 5.1892 | 4390.8912 | 139.2203 | 4530.1115 | 167.3902 | 4697.5017 | 306.6106 | 0.48589
2010-08-18 | 15:00 | 4459.2792 | 143.5908 | 4602.87 | 169.4461 | 4772.3161 | 313.0369 | 4459.2792 | 10.7645 | 4448.5146 | 142.8984 | 4591.413 | 169.1237 | 4760.5368 | 312.0221 | 1.0148
2010-08-18 | 16:00 | 4537.8918 | 148.6982 | 4686.59 | 171.787 | 4858.377 | 320.4852 | 4537.8918 | 12.6233 | 4525.2685 | 147.872 | 4673.1405 | 171.4127 | 4844.5532 | 319.2847 | 1.2004
2010-08-18 | 17:00 | 4691.7384 | 158.9516 | 4850.69 | 176.2985 | 5026.9885 | 335.2501 | 4691.7384 | 11.6242 | 4680.1142 | 158.1649 | 4838.2791 | 175.9609 | 5014.24 | 334.1258 | 1.1243
2010-08-18 | 18:00 | 4875.7272 | 171.6628 | 5047.39 | 181.5723 | 5228.9623 | 353.2351 | 4875.7272 | 7.9155 | 4867.8117 | 171.1059 | 5038.9176 | 181.3481 | 5220.2657 | 352.454 | 0.78106
2010-08-18 | 19:00 | 4970.8442 | 178.4258 | 5149.27 | 184.2463 | 5333.5163 | 362.6721 | 4970.8442 | 3.3143 | 4967.5299 | 178.188 | 5145.7179 | 184.1538 | 5329.8717 | 362.3417 | 0.33042
2010-08-18 | 20:00 | 4910.1731 | 174.0969 | 5084.27 | 182.5448 | 5266.8148 | 356.6417 | 4910.1731 | 0.38115 | 4909.792 | 174.0698 | 5083.8618 | 182.5341 | 5266.3959 | 356.6039 | 0.037763
2010-08-18 | 21:00 | 4830.0393 | 168.4607 | 4998.5 | 180.2751 | 5178.7751 | 348.7359 | 4830.0393 | 0 | 4830.0393 | 168.4607 | 4998.5 | 180.2751 | 5178.7751 | 348.7359 | 0
2010-08-18 | 22:00 | 4678.2416 | 158.0384 | 4836.28 | 175.9064 | 5012.1864 | 333.9448 | 4678.2416 | 0 | 4678.2416 | 158.0384 | 4836.28 | 175.9064 | 5012.1864 | 333.9448 | 0
2010-08-18 | 23:00 | 4317.5421 | 134.6079 | 4452.15 | 165.1651 | 4617.3151 | 299.773 | 4317.5421 | 0 | 4317.5421 | 134.6079 | 4452.15 | 165.1651 | 4617.3151 | 299.773 | 0
2010-08-18 | 24:00 | 4002.7548 | 115.6952 | 4118.45 | 155.3815 | 4273.8315 | 271.0767 | 4002.7548 | 0 | 4002.7548 | 115.6952 | 4118.45 | 155.3815 | 4273.8315 | 271.0767 | 0
2010-08-19 | 1:00 | 3800.1695 | 104.2805 | 3904.45 | 148.8859 | 4053.3359 | 253.1665 | 3800.1695 | 0 | 3800.1695 | 104.2805 | 3904.45 | 148.8859 | 4053.3359 | 253.1665 | 0
2010-08-19 | 2:00 | 3648.7254 | 96.1346 | 3744.86 | 143.9293 | 3888.7893 | 240.0639 | 3648.7254 | 0 | 3648.7254 | 96.1346 | 3744.86 | 143.9293 | 3888.7893 | 240.0639 | 0
2010-08-19 | 3:00 | 3598.2375 | 93.4925 | 3691.73 | 142.2578 | 3833.9878 | 235.7503 | 3598.2375 | 0 | 3598.2375 | 93.4925 | 3691.73 | 142.2578 | 3833.9878 | 235.7503 | 0
2010-08-19 | 4:00 | 3578.4718 | 92.4682 | 3670.94 | 141.6008 | 3812.5408 | 234.069 | 3578.4718 | 0 | 3578.4718 | 92.4682 | 3670.94 | 141.6008 | 3812.5408 | 234.069 | 0
2010-08-19 | 5:00 | 3656.771 | 96.559 | 3753.33 | 144.1948 | 3897.5248 | 240.7538 | 3656.771 | 0 | 3656.771 | 96.559 | 3753.33 | 144.1948 | 3897.5248 | 240.7538 | 0
2010-08-19 | 6:00 | 3928.4598 | 111.4402 | 4039.9 | 153.0174 | 4192.9174 | 264.4576 | 3928.4598 | 0 | 3928.4598 | 111.4402 | 4039.9 | 153.0174 | 4192.9174 | 264.4576 | 0
2010-08-19 | 7:00 | 4306.3962 | 133.9138 | 4440.31 | 164.8252 | 4605.1352 | 298.739 | 4306.3962 | 0 | 4306.3962 | 133.9138 | 4440.31 | 164.8252 | 4605.1352 | 298.739 | 0
2010-08-19 | 8:00 | 4612.877 | 153.653 | 4766.53 | 173.9974 | 4940.5274 | 327.6505 | 4612.877 | 1.0711 | 4611.8058 | 153.5817 | 4765.3875 | 173.966 | 4939.3535 | 327.5477 | 0.10277
2010-08-19 | 9:00 | 4757.4638 | 163.4362 | 4920.9 | 178.1977 | 5099.0977 | 341.6339 | 4757.4638 | 8.8632 | 4748.6006 | 162.8278 | 4911.4284 | 177.9426 | 5089.371 | 340.7704 | 0.86352
2010-08-19 | 10:00 | 4854.5081 | 170.1719 | 5024.68 | 180.9709 | 5205.6509 | 351.1427 | 4854.5081 | 8.4477 | 4846.0604 | 169.5801 | 5015.6405 | 180.7309 | 5196.3715 | 350.3111 | 0.83167
2010-08-19 | 11:00 | 5001.758 | 180.652 | 5182.41 | 185.1077 | 5367.5177 | 365.7597 | 5001.758 | 8.1334 | 4993.6246 | 180.0649 | 5173.6896 | 184.8814 | 5358.571 | 364.9464 | 0.8133
2010-08-19 | 12:00 | 5111.1404 | 188.6396 | 5299.78 | 188.125 | 5487.905 | 376.7647 | 5111.1404 | 11.2373 | 5099.903 | 187.8111 | 5287.7141 | 187.8172 | 5475.5313 | 375.6283 | 1.1364
2010-08-19 | 13:00 | 5268.7101 | 200.4499 | 5469.16 | 192.3877 | 5661.5477 | 392.8376 | 5268.7101 | 16.2495 | 5252.4606 | 199.2154 | 5451.676 | 191.9527 | 5643.6287 | 391.1681 | 1.6695
2010-08-19 | 14:00 | 5444.1949 | 214.0251 | 5658.22 | 197.0176 | 5855.2376 | 411.0427 | 5444.1949 | 6.5538 | 5437.6411 | 213.5101 | 5651.1512 | 196.8469 | 5847.9981 | 410.357 | 0.68566
2010-08-19 | 15:00 | 5564.3902 | 223.5798 | 5787.97 | 200.1169 | 5988.0869 | 423.6967 | 5564.3902 | 14.7034 | 5549.6868 | 222.3998 | 5772.0866 | 199.7409 | 5971.8275 | 422.1407 | 1.556
2010-08-19 | 16:00 | 5705.1829 | 235.0371 | 5940.22 | 203.6726 | 6143.8926 | 438.7097 | 5705.1829 | 4.1333 | 5701.0495 | 234.6967 | 5935.7462 | 203.5694 | 6139.3156 | 438.2661 | 0.44367
2010-08-19 | 17:00 | 5887.7405 | 250.3195 | 6138.06 | 208.1622 | 6346.2222 | 458.4817 | 5887.7405 | 3.2999 | 5884.4407 | 250.039 | 6134.4796 | 208.0823 | 6342.5619 | 458.1212 | 0.36045
2010-08-19 | 18:00 | 6018.839 | 261.591 | 6280.43 | 211.3015 | 6491.7315 | 472.8925 | 6018.839 | 5.4432 | 6013.3958 | 261.1181 | 6274.5139 | 211.1726 | 6485.6865 | 472.2907 | 0.60186
2010-08-19 | 19:00 | 6076.567 | 266.633 | 6343.2 | 212.6613 | 6555.8613 | 479.2943 | 6076.567 | 1.2037 | 6075.3633 | 266.5274 | 6341.8906 | 212.6331 | 6554.5237 | 479.1605 | 0.13384
2010-08-19 | 20:00 | 5977.546 | 258.014 | 6235.56 | 210.3204 | 6445.8804 | 468.3343 | 5977.546 | 0.44482 | 5977.1012 | 257.9756 | 6235.0768 | 210.3098 | 6445.3865 | 468.2853 | 0.049006
2010-08-19 | 21:00 | 5874.7075 | 249.2125 | 6123.92 | 207.8462 | 6331.7662 | 457.0587 | 5874.7075 | 0 | 5874.7075 | 249.2125 | 6123.92 | 207.8462 | 6331.7662 | 457.0587 | 0
2010-08-19 | 22:00 | 5657.4032 | 231.1168 | 5888.52 | 202.475 | 6090.995 | 433.5919 | 5657.4032 | 0 | 5657.4032 | 231.1168 | 5888.52 | 202.475 | 6090.995 | 433.5919 | 0
2010-08-19 | 23:00 | 5160.611 | 192.309 | 5352.92 | 189.474 | 5542.394 | 381.783 | 5160.611 | 0 | 5160.611 | 192.309 | 5352.92 | 189.474 | 5542.394 | 381.783 | 0
2010-08-19 | 24:00 | 4748.0125 | 162.7875 | 4910.8 | 177.9256 | 5088.7256 | 340.7131 | 4748.0125 | 0 | 4748.0125 | 162.7875 | 4910.8 | 177.9256 | 5088.7256 | 340.7131 | 0
2010-08-20 | 1:00 | 4429.1152 | 141.6548 | 4570.77 | 168.5415 | 4739.3115 | 310.1963 | 4429.1152 | 0 | 4429.1152 | 141.6548 | 4570.77 | 168.5415 | 4739.3115 | 310.1963 | 0
2010-08-20 | 2:00 | 4232.9265 | 129.3835 | 4362.31 | 162.5725 | 4524.8825 | 291.956 | 4232.9265 | 0 | 4232.9265 | 129.3835 | 4362.31 | 162.5725 | 4524.8825 | 291.956 | 0
2010-08-20 | 3:00 | 4131.3043 | 123.2457 | 4254.55 | 159.4226 | 4413.9726 | 282.6683 | 4131.3043 | 0 | 4131.3043 | 123.2457 | 4254.55 | 159.4226 | 4413.9726 | 282.6683 | 0
2010-08-20 | 4:00 | 4015.6577 | 116.4423 | 4132.1 | 155.79 | 4287.89 | 272.2322 | 4015.6577 | 0 | 4015.6577 | 116.4423 | 4132.1 | 155.79 | 4287.89 | 272.2322 | 0
2010-08-20 | 5:00 | 4082.7823 | 120.3677 | 4203.15 | 157.9046 | 4361.0546 | 278.2723 | 4082.7823 | 0 | 4082.7823 | 120.3677 | 4203.15 | 157.9046 | 4361.0546 | 278.2723 | 0
2010-08-20 | 6:00 | 4351.6659 | 136.7441 | 4488.41 | 166.2029 | 4654.6129 | 302.9469 | 4351.6659 | 0 | 4351.6659 | 136.7441 | 4488.41 | 166.2029 | 4654.6129 | 302.9469 | 0
2010-08-20 | 7:00 | 4782.8546 | 165.1854 | 4948.04 | 178.9269 | 5126.9669 | 344.1123 | 4782.8546 | 0 | 4782.8546 | 165.1854 | 4948.04 | 178.9269 | 5126.9669 | 344.1123 | 0
2010-08-20 | 8:00 | 5128.916 | 189.954 | 5318.87 | 188.6109 | 5507.4809 | 378.5649 | 5128.916 | 0.52414 | 5128.3918 | 189.9152 | 5318.307 | 188.5966 | 5506.9036 | 378.5118 | 0.05313
2010-08-20 | 9:00 | 5344.1673 | 206.2327 | 5550.4 | 194.3937 | 5744.7937 | 400.6264 | 5344.1673 | 5.0973 | 5339.07 | 205.8394 | 5544.9095 | 194.2589 | 5739.1684 | 400.0984 | 0.52802
2010-08-20 | 10:00 | 5529.19 | 220.76 | 5749.95 | 199.2153 | 5949.1653 | 419.9753 | 5529.19 | 6.5736 | 5522.6164 | 220.2354 | 5742.8518 | 199.0464 | 5941.8982 | 419.2818 | 0.69354
2010-08-20 | 11:00 | 5642.5917 | 229.9083 | 5872.5 | 202.1019 | 6074.6019 | 432.0101 | 5642.5917 | 15.824 | 5626.7677 | 228.6206 | 5855.3883 | 201.7022 | 6057.0906 | 430.3228 | 1.6873
2010-08-20 | 12:00 | 5661.443 | 231.447 | 5892.89 | 202.5766 | 6095.4666 | 434.0237 | 5661.443 | 4.8874 | 5656.5555 | 231.0476 | 5887.6031 | 202.4537 | 6090.0568 | 433.5013 | 0.52239
2010-08-20 | 13:00 | 5592.1721 | 225.8179 | 5817.99 | 200.825 | 6018.815 | 426.6429 | 5592.1721 | 5.1333 | 5587.0388 | 225.4035 | 5812.4423 | 200.6944 | 6013.1367 | 426.0979 | 0.54497
2010-08-20 | 14:00 | 5623.1531 | 228.3269 | 5851.48 | 201.6108 | 6053.0908 | 429.9377 | 5623.1531 | 39.5808 | 5583.5723 | 225.1239 | 5808.6962 | 200.6061 | 6009.3023 | 425.73 | 4.2077
2010-08-20 | 15:00 | 5811.8702 | 243.9098 | 6055.78 | 206.313 | 6262.093 | 450.2227 | 5811.8702 | 39.0199 | 5772.8504 | 240.6456 | 6013.496 | 205.3527 | 6218.8487 | 445.9983 | 4.2244
2010-08-20 | 16:00 | 6038.8837 | 263.3363 | 6302.22 | 211.7752 | 6513.9952 | 475.1115 | 6038.8837 | 33.4079 | 6005.4759 | 260.4307 | 6265.9066 | 210.9848 | 6476.8913 | 471.4155 | 3.696
2010-08-20 | 17:00 | 6156.9923 | 273.7377 | 6430.73 | 214.5326 | 6645.2626 | 488.2703 | 6156.9923 | 26.604 | 6130.3884 | 271.3772 | 6401.7655 | 213.9166 | 6615.6821 | 485.2937 | 2.9765
2010-08-20 | 18:00 | 6376.4047 | 293.5953 | 6670 | 219.5002 | 6889.5002 | 513.0955 | 6376.4047 | 16.9589 | 6359.4458 | 292.0357 | 6651.4815 | 219.1235 | 6870.605 | 511.1591 | 1.9364
2010-08-20 | 19:00 | 6355.0847 | 291.6353 | 6646.72 | 219.0264 | 6865.7464 | 510.6617 | 6355.0847 | 6.1367 | 6348.9481 | 291.0723 | 6640.0204 | 218.8897 | 6858.9101 | 509.962 | 0.69969
2010-08-20 | 20:00 | 6286.8809 | 285.4091 | 6572.29 | 217.4977 | 6789.7877 | 502.9068 | 6286.8809 | 0.88863 | 6285.9923 | 285.3284 | 6571.3207 | 217.4777 | 6788.7984 | 502.8061 | 0.10072
2010-08-20 | 21:00 | 6131.2376 | 271.4524 | 6402.69 | 213.9363 | 6616.6263 | 485.3886 | 6131.2376 | 0 | 6131.2376 | 271.4524 | 6402.69 | 213.9363 | 6616.6263 | 485.3886 | 0
2010-08-20 | 22:00 | 5841.8199 | 246.4301 | 6088.25 | 207.0458 | 6295.2958 | 453.4758 | 5841.8199 | 0 | 5841.8199 | 246.4301 | 6088.25 | 207.0458 | 6295.2958 | 453.4758 | 0
2010-08-20 | 23:00 | 5346.4789 | 206.4111 | 5552.89 | 194.4548 | 5747.3448 | 400.8659 | 5346.4789 | 0 | 5346.4789 | 206.4111 | 5552.89 | 194.4548 | 5747.3448 | 400.8659 | 0
2010-08-20 | 24:00 | 4866.3658 | 171.0042 | 5037.37 | 181.3072 | 5218.6772 | 352.3114 | 4866.3658 | 0 | 4866.3658 | 171.0042 | 5037.37 | 181.3072 | 5218.6772 | 352.3114 | 0
2010-08-21 | 1:00 | 4522.9119 | 147.7181 | 4670.63 | 171.3428 | 4841.9728 | 319.0608 | 4522.9119 | 0 | 4522.9119 | 147.7181 | 4670.63 | 171.3428 | 4841.9728 | 319.0608 | 0
2010-08-21 | 2:00 | 4240.8516 | 129.8684 | 4370.72 | 162.8165 | 4533.5365 | 292.6849 | 4240.8516 | 0 | 4240.8516 | 129.8684 | 4370.72 | 162.8165 | 4533.5365 | 292.6849 | 0
2010-08-21 | 3:00 | 4048.5522 | 118.3578 | 4166.91 | 156.8284 | 4323.7384 | 275.1862 | 4048.5522 | 0 | 4048.5522 | 118.3578 | 4166.91 | 156.8284 | 4323.7384 | 275.1862 | 0
2010-08-21 | 4:00 | 3905.2809 | 110.1291 | 4015.41 | 152.2755 | 4167.6855 | 262.4046 | 3905.2809 | 0 | 3905.2809 | 110.1291 | 4015.41 | 152.2755 | 4167.6855 | 262.4046 | 0
2010-08-21 | 5:00 | 4017.9261 | 116.5739 | 4134.5 | 155.8617 | 4290.3617 | 272.4356 | 4017.9261 | 0 | 4017.9261 | 116.5739 | 4134.5 | 155.8617 | 4290.3617 | 272.4356 | 0
2010-08-21 | 6:00 | 4333.552 | 135.608 | 4469.16 | 165.6526 | 4634.8126 | 301.2606 | 4333.552 | 0 | 4333.552 | 135.608 | 4469.16 | 165.6526 | 4634.8126 | 301.2606 | 0
2010-08-21 | 7:00 | 4675.7874 | 157.8726 | 4833.66 | 175.8351 | 5009.4951 | 333.7077 | 4675.7874 | 0 | 4675.7874 | 157.8726 | 4833.66 | 175.8351 | 5009.4951 | 333.7077 | 0
2010-08-21 | 8:00 | 4938.5827 | 176.1173 | 5114.7 | 183.3434 | 5298.0434 | 359.4607 | 4938.5827 | 1.5424 | 4937.0403 | 176.0073 | 5113.0476 | 183.3001 | 5296.3477 | 359.3074 | 0.15327
2010-08-21 | 9:00 | 5045.9889 | 183.8611 | 5229.85 | 186.3336 | 5416.1836 | 370.1947 | 5045.9889 | 2.9246 | 5043.0643 | 183.6481 | 5226.7124 | 186.2527 | 5412.9651 | 369.9008 | 0.29388
2010-08-21 | 10:00 | 5133.2545 | 190.2755 | 5323.53 | 188.7293 | 5512.2593 | 379.0048 | 5133.2545 | 4.7302 | 5128.5243 | 189.925 | 5318.4493 | 188.6002 | 5507.0495 | 378.5252 | 0.47959
2010-08-21 | 11:00 | 5216.7725 | 196.5175 | 5413.29 | 190.9936 | 5604.2836 | 387.5111 | 5216.7725 | 6.3481 | 5210.4245 | 196.0395 | 5406.464 | 190.8225 | 5597.2865 | 386.862 | 0.64911
2010-08-21 | 12:00 | 5257.3812 | 199.5888 | 5456.97 | 192.0845 | 5649.0545 | 391.6734 | 5257.3812 | 9.2014 | 5248.1797 | 198.8908 | 5447.0705 | 191.8379 | 5638.9085 | 390.7287 | 0.94463
2010-08-21 | 13:00 | 5323.4066 | 204.6334 | 5528.04 | 193.8441 | 5721.8841 | 398.4775 | 5323.4066 | 8.6265 | 5314.78 | 203.9708 | 5518.7508 | 193.6152 | 5712.366 | 397.5859 | 0.89158
2010-08-21 | 14:00 | 5418.6302 | 212.0198 | 5630.65 | 196.3508 | 5827.0008 | 408.3706 | 5418.6302 | 12.1922 | 5406.438 | 211.0667 | 5617.5047 | 196.0319 | 5813.5367 | 407.0987 | 1.272
2010-08-21 | 15:00 | 5507.1004 | 218.9996 | 5726.1 | 198.647 | 5924.747 | 417.6466 | 5507.1004 | 22.8034 | 5484.297 | 217.1897 | 5701.4867 | 198.0582 | 5899.5449 | 415.2479 | 2.3987
2010-08-21 | 16:00 | 5558.8826 | 223.1374 | 5782.02 | 199.9762 | 5981.9962 | 423.1136 | 5558.8826 | 32.6961 | 5526.1865 | 220.5202 | 5746.7067 | 199.1382 | 5945.8449 | 419.6584 | 3.4552
2010-08-21 | 17:00 | 5616.3271 | 227.7729 | 5844.1 | 201.438 | 6045.538 | 429.2109 | 5616.3271 | 25.5036 | 5590.8234 | 225.709 | 5816.5324 | 200.7907 | 6017.3231 | 426.4997 | 2.7113
2010-08-21 | 18:00 | 5686.7492 | 233.5208 | 5920.27 | 203.2117 | 6123.4817 | 436.7324 | 5686.7492 | 17.3217 | 5669.4276 | 232.1003 | 5901.5279 | 202.7773 | 6104.3052 | 434.8776 | 1.8548
2010-08-21 | 19:00 | 5638.3382 | 229.5618 | 5867.9 | 201.9946 | 6069.8946 | 431.5563 | 5638.3382 | 7.3133 | 5631.025 | 228.9667 | 5859.9916 | 201.8099 | 6061.8015 | 430.7765 | 0.77982
2010-08-21 | 20:00 | 5536.4777 | 221.3423 | 5757.82 | 199.4024 | 5957.2224 | 420.7447 | 5536.4777 | 0.98723 | 5535.4905 | 221.2634 | 5756.7538 | 199.3771 | 5956.1309 | 420.6405 | 0.10426
2010-08-21 | 21:00 | 5442.1274 | 213.8626 | 5655.99 | 196.9638 | 5852.9538 | 410.8263 | 5442.1274 | 0 | 5442.1274 | 213.8626 | 5655.99 | 196.9638 | 5852.9538 | 410.8263 | 0
2010-08-21 | 22:00 | 5194.0414 | 194.8086 | 5388.85 | 190.3801 | 5579.2301 | 385.1887 | 5194.0414 | 0 | 5194.0414 | 194.8086 | 5388.85 | 190.3801 | 5579.2301 | 385.1887 | 0
2010-08-21 | 23:00 | 4767.1852 | 164.1048 | 4931.29 | 178.4772 | 5109.7672 | 342.582 | 4767.1852 | 0 | 4767.1852 | 164.1048 | 4931.29 | 178.4772 | 5109.7672 | 342.582 | 0
2010-08-21 | 24:00 | 4381.683 | 138.637 | 4520.32 | 167.112 | 4687.432 | 305.7491 | 4381.683 | 0 | 4381.683 | 138.637 | 4520.32 | 167.112 | 4687.432 | 305.7491 | 0
2010-08-22 | 1:00 | 4139.8254 | 123.7546 | 4263.58 | 159.6882 | 4423.2682 | 283.4428 | 4139.8254 | 0 | 4139.8254 | 123.7546 | 4263.58 | 159.6882 | 4423.2682 | 283.4428 | 0
2010-08-22 | 2:00 | 3962.8785 | 113.4015 | 4076.28 | 154.1152 | 4230.3952 | 267.5167 | 3962.8785 | 0 | 3962.8785 | 113.4015 | 4076.28 | 154.1152 | 4230.3952 | 267.5167 | 0
2010-08-22 | 3:00 | 3858.0108 | 107.4792 | 3965.49 | 150.7563 | 4116.2463 | 258.2355 | 3858.0108 | 0 | 3858.0108 | 107.4792 | 3965.49 | 150.7563 | 4116.2463 | 258.2355 | 0
2010-08-22 | 4:00 | 3799.2878 | 104.2322 | 3903.52 | 148.8573 | 4052.3773 | 253.0895 | 3799.2878 | 0 | 3799.2878 | 104.2322 | 3903.52 | 148.8573 | 4052.3773 | 253.0895 | 0
2010-08-22 | 5:00 | 3844.0853 | 106.7047 | 3950.79 | 150.3072 | 4101.0972 | 257.0118 | 3844.0853 | 0 | 3844.0853 | 106.7047 | 3950.79 | 150.3072 | 4101.0972 | 257.0118 | 0
2010-08-22 | 6:00 | 4124.6698 | 122.8502 | 4247.52 | 159.2155 | 4406.7355 | 282.0657 | 4124.6698 | 0 | 4124.6698 | 122.8502 | 4247.52 | 159.2155 | 4406.7355 | 282.0657 | 0
2010-08-22 | 7:00 | 4512.1632 | 147.0168 | 4659.18 | 171.0235 | 4830.2035 | 318.0403 | 4512.1632 | 0.00096412 | 4512.1622 | 147.0167 | 4659.179 | 171.0235 | 4830.2024 | 318.0402 | 9.1485e-05
2010-08-22 | 8:00 | 4727.1031 | 161.3569 | 4888.46 | 177.3225 | 5065.7825 | 338.6794 | 4727.1031 | 2.9763 | 4724.1268 | 161.1538 | 4885.2805 | 177.2365 | 5062.5171 | 338.3903 | 0.28912
2010-08-22 | 9:00 | 4854.966 | 170.204 | 5025.17 | 180.9839 | 5206.1539 | 351.1878 | 4854.966 | 11.9603 | 4843.0057 | 169.3664 | 5012.3721 | 180.6441 | 5193.0162 | 350.0105 | 1.1773
2010-08-22 | 10:00 | 4950.4736 | 176.9664 | 5127.44 | 183.6767 | 5311.1167 | 360.6431 | 4950.4736 | 23.1053 | 4927.3683 | 175.3184 | 5102.6866 | 183.0285 | 5285.7152 | 358.3469 | 2.2962
2010-08-22 | 11:00 | 4992.6363 | 179.9937 | 5172.63 | 184.8539 | 5357.4839 | 364.8476 | 4992.6363 | 31.2311 | 4961.4052 | 177.7488 | 5139.1541 | 183.9826 | 5323.1366 | 361.7314 | 3.1162
2010-08-22 | 12:00 | 5041.3563 | 183.5237 | 5224.88 | 186.2055 | 5411.0855 | 369.7292 | 5041.3563 | 36.4704 | 5004.8859 | 180.878 | 5185.7639 | 185.1947 | 5370.9586 | 366.0726 | 3.6566
2010-08-22 | 13:00 | 5146.7246 | 191.2754 | 5338 | 189.0964 | 5527.0964 | 380.3718 | 5146.7246 | 40.0266 | 5106.698 | 188.3119 | 5295.0098 | 188.0034 | 5483.0132 | 376.3153 | 4.0565
2010-08-22 | 14:00 | 5265.7641 | 200.2259 | 5465.99 | 192.3089 | 5658.2989 | 392.5348 | 5265.7641 | 40.4897 | 5225.2744 | 197.1585 | 5422.433 | 191.2226 | 5613.6555 | 388.3811 | 4.1537
2010-08-22 | 15:00 | 5277.4263 | 201.1137 | 5478.54 | 192.6206 | 5671.1606 | 393.7343 | 5277.4263 | 38.5263 | 5238.9 | 198.1881 | 5437.0881 | 191.5889 | 5628.6769 | 389.777 | 3.9573
2010-08-22 | 16:00 | 5302.6028 | 203.0372 | 5505.64 | 193.2916 | 5698.9316 | 396.3287 | 5302.6028 | 33.8964 | 5268.7064 | 200.4497 | 5469.1561 | 192.3876 | 5661.5437 | 392.8373 | 3.4915
2010-08-22 | 17:00 | 5342.8769 | 206.1331 | 5549.01 | 194.3596 | 5743.3696 | 400.4927 | 5342.8769 | 27.5081 | 5315.3688 | 204.016 | 5519.3848 | 193.6308 | 5713.0156 | 397.6468 | 2.8459
2010-08-22 | 18:00 | 5366.8249 | 207.9851 | 5574.81 | 194.9916 | 5769.8016 | 402.9767 | 5366.8249 | 17.6815 | 5349.1435 | 206.6169 | 5555.7604 | 194.5252 | 5750.2856 | 401.1421 | 1.8346
2010-08-22 | 19:00 | 5370.3422 | 208.2578 | 5578.6 | 195.0842 | 5773.6842 | 403.342 | 5370.3422 | 7.2606 | 5363.0816 | 207.6951 | 5570.7767 | 194.893 | 5765.6696 | 402.588 | 0.754
2010-08-22 | 20:00 | 5276.2276 | 201.0224 | 5477.25 | 192.5886 | 5669.8386 | 393.6109 | 5276.2276 | 0.93293 | 5275.2947 | 200.9513 | 5476.246 | 192.5636 | 5668.8096 | 393.5149 | 0.096
2010-08-22 | 21:00 | 5215.8519 | 196.4481 | 5412.3 | 190.9688 | 5603.2688 | 387.4169 | 5215.8519 | 0 | 5215.8519 | 196.4481 | 5412.3 | 190.9688 | 5603.2688 | 387.4169 | 0
2010-08-22 | 22:00 | 4994.2406 | 180.1094 | 5174.35 | 184.8986 | 5359.2486 | 365.008 | 4994.2406 | 0 | 4994.2406 | 180.1094 | 5174.35 | 184.8986 | 5359.2486 | 365.008 | 0
2010-08-22 | 23:00 | 4628.8041 | 154.7159 | 4783.52 | 174.4641 | 4957.9841 | 329.18 | 4628.8041 | 0 | 4628.8041 | 154.7159 | 4783.52 | 174.4641 | 4957.9841 | 329.18 | 0
2010-08-22 | 24:00 | 4262.4551 | 131.1949 | 4393.65 | 163.4804 | 4557.1304 | 294.6753 | 4262.4551 | 0 | 4262.4551 | 131.1949 | 4393.65 | 163.4804 | 4557.1304 | 294.6753 | 0
2010-08-23 | 1:00 | 4002.5846 | 115.6854 | 4118.27 | 155.3761 | 4273.6461 | 271.0615 | 4002.5846 | 0 | 4002.5846 | 115.6854 | 4118.27 | 155.3761 | 4273.6461 | 271.0615 | 0
2010-08-23 | 2:00 | 3827.7598 | 105.8002 | 3933.56 | 149.7797 | 4083.3397 | 255.5799 | 3827.7598 | 0 | 3827.7598 | 105.8002 | 3933.56 | 149.7797 | 4083.3397 | 255.5799 | 0
2010-08-23 | 3:00 | 3732.2915 | 100.5885 | 3832.88 | 146.675 | 3979.555 | 247.2635 | 3732.2915 | 0 | 3732.2915 | 100.5885 | 3832.88 | 146.675 | 3979.555 | 247.2635 | 0
2010-08-23 | 4:00 | 3683.7414 | 97.9886 | 3781.73 | 145.083 | 3926.813 | 243.0716 | 3683.7414 | 0 | 3683.7414 | 97.9886 | 3781.73 | 145.083 | 3926.813 | 243.0716 | 0
2010-08-23 | 5:00 | 3724.425 | 100.165 | 3824.59 | 146.4176 | 3971.0076 | 246.5826 | 3724.425 | 0 | 3724.425 | 100.165 | 3824.59 | 146.4176 | 3971.0076 | 246.5826 | 0
2010-08-23 | 6:00 | 3971.8258 | 113.9142 | 4085.74 | 154.3999 | 4240.1399 | 268.314 | 3971.8258 | 0 | 3971.8258 | 113.9142 | 4085.74 | 154.3999 | 4240.1399 | 268.314 | 0
2010-08-23 | 7:00 | 4326.6628 | 135.1772 | 4461.84 | 165.4429 | 4627.2829 | 300.6201 | 4326.6628 | 0.00039432 | 4326.6624 | 135.1772 | 4461.8396 | 165.4429 | 4627.2825 | 300.6201 | 3.6643e-05
2010-08-23 | 8:00 | 4575.8817 | 151.1983 | 4727.08 | 172.9096 | 4899.9896 | 324.1079 | 4575.8817 | 2.774 | 4573.1077 | 151.015 | 4724.1227 | 172.8278 | 4896.9505 | 323.8429 | 0.26505
2010-08-23 | 9:00 | 4665.2764 | 157.1636 | 4822.44 | 175.5291 | 4997.9691 | 332.6927 | 4665.2764 | 11.7904 | 4653.486 | 156.3703 | 4809.8563 | 175.1854 | 4985.0417 | 331.5557 | 1.1371
2010-08-23 | 10:00 | 4755.1151 | 163.2749 | 4918.39 | 178.1301 | 5096.5201 | 341.405 | 4755.1151 | 22.4581 | 4732.657 | 161.7363 | 4894.3933 | 177.4829 | 5071.8762 | 339.2191 | 2.1859
2010-08-23 | 11:00 | 4873.6719 | 171.5181 | 5045.19 | 181.5141 | 5226.7041 | 353.0322 | 4873.6719 | 31.9058 | 4841.7662 | 169.2797 | 5011.0459 | 180.6089 | 5191.6547 | 349.8886 | 3.1436
2010-08-23 | 12:00 | 4955.8771 | 177.3529 | 5133.23 | 183.8279 | 5317.0579 | 361.1809 | 4955.8771 | 36.7279 | 4919.1492 | 174.734 | 5093.8832 | 182.7974 | 5276.6806 | 357.5314 | 3.6495
2010-08-23 | 13:00 | 5028.1561 | 182.5639 | 5210.72 | 185.8403 | 5396.5603 | 368.4041 | 5028.1561 | 26.9953 | 5001.1608 | 180.6088 | 5181.7696 | 185.0911 | 5366.8607 | 365.6999 | 2.7042
2010-08-23 | 14:00 | 5175.4253 | 193.4147 | 5368.84 | 189.8761 | 5558.7161 | 383.2908 | 5175.4253 | 41.4322 | 5133.9931 | 190.3303 | 5324.3234 | 188.7494 | 5513.0728 | 379.0797 | 4.2111
2010-08-23 | 15:00 | 5221.8777 | 196.9023 | 5418.78 | 191.1311 | 5609.9111 | 388.0334 | 5221.8777 | 39.111 | 5182.7667 | 193.9638 | 5376.7305 | 190.075 | 5566.8056 | 384.0388 | 3.9946
2010-08-23 | 16:00 | 5233.5467 | 197.7833 | 5431.33 | 191.445 | 5622.775 | 389.2283 | 5233.5467 | 34.2063 | 5199.3404 | 195.2063 | 5394.5467 | 190.5233 | 5585.07 | 385.7296 | 3.4987
2010-08-23 | 17:00 | 5275.6794 | 200.9806 | 5476.66 | 192.5739 | 5669.2339 | 393.5545 | 5275.6794 | 27.2083 | 5248.4711 | 198.9129 | 5447.384 | 191.8457 | 5639.2298 | 390.7586 | 2.7959
2010-08-23 | 18:00 | 5308.956 | 203.524 | 5512.48 | 193.4605 | 5705.9405 | 396.9845 | 5308.956 | 17.3923 | 5291.5637 | 202.1927 | 5493.7564 | 192.9977 | 5686.7541 | 395.1903 | 1.7941
2010-08-23 | 19:00 | 5276.7573 | 201.0627 | 5477.82 | 192.6027 | 5670.4227 | 393.6654 | 5276.7573 | 6.6593 | 5270.0979 | 200.5556 | 5470.6535 | 192.4248 | 5663.0783 | 392.9803 | 0.68509
2010-08-23 | 20:00 | 5182.4685 | 193.9415 | 5376.41 | 190.0669 | 5566.4769 | 384.0084 | 5182.4685 | 0.7922 | 5181.6763 | 193.8822 | 5375.5585 | 190.0455 | 5565.604 | 383.9277 | 0.080743
2010-08-23 | 21:00 | 5105.4501 | 188.2199 | 5293.67 | 187.9692 | 5481.6392 | 376.1891 | 5105.4501 | 0 | 5105.4501 | 188.2199 | 5293.67 | 187.9692 | 5481.6392 | 376.1891 | 0
2010-08-23 | 22:00 | 4923.7211 | 175.0589 | 5098.78 | 182.926 | 5281.706 | 357.9849 | 4923.7211 | 0 | 4923.7211 | 175.0589 | 5098.78 | 182.926 | 5281.706 | 357.9849 | 0
2010-08-23 | 23:00 | 4588.3281 | 152.0219 | 4740.35 | 173.2762 | 4913.6262 | 325.2981 | 4588.3281 | 0 | 4588.3281 | 152.0219 | 4740.35 | 173.2762 | 4913.6262 | 325.2981 | 0
2010-08-23 | 24:00 | 4252.243 | 130.567 | 4382.81 | 163.1668 | 4545.9768 | 293.7338 | 4252.243 | 0 | 4252.243 | 130.567 | 4382.81 | 163.1668 | 4545.9768 | 293.7338 | 0
2010-08-24 | 1:00 | 3958.7355 | 113.1645 | 4071.9 | 153.9833 | 4225.8833 | 267.1478 | 3958.7355 | 0 | 3958.7355 | 113.1645 | 4071.9 | 153.9833 | 4225.8833 | 267.1478 | 0
2010-08-24 | 2:00 | 3823.4669 | 105.5631 | 3929.03 | 149.6408 | 4078.6708 | 255.2039 | 3823.4669 | 0 | 3823.4669 | 105.5631 | 3929.03 | 149.6408 | 4078.6708 | 255.2039 | 0
2010-08-24 | 3:00 | 3699.4062 | 98.8238 | 3798.23 | 145.5976 | 3943.8276 | 244.4214 | 3699.4062 | 0 | 3699.4062 | 98.8238 | 3798.23 | 145.5976 | 3943.8276 | 244.4214 | 0
2010-08-24 | 4:00 | 3633.1637 | 95.3163 | 3728.48 | 143.4151 | 3871.8951 | 238.7314 | 3633.1637 | 0 | 3633.1637 | 95.3163 | 3728.48 | 143.4151 | 3871.8951 | 238.7314 | 0
2010-08-24 | 5:00 | 3648.5544 | 96.1256 | 3744.68 | 143.9236 | 3888.6036 | 240.0492 | 3648.5544 | 0 | 3648.5544 | 96.1256 | 3744.68 | 143.9236 | 3888.6036 | 240.0492 | 0
2010-08-24 | 6:00 | 3709.0978 | 99.3422 | 3808.44 | 145.9155 | 3954.3555 | 245.2578 | 3709.0978 | 0 | 3709.0978 | 99.3422 | 3808.44 | 145.9155 | 3954.3555 | 245.2578 | 0
2010-08-24 | 7:00 | 3806.0561 | 104.6039 | 3910.66 | 149.0769 | 4059.7369 | 253.6807 | 3806.0561 | 0 | 3806.0561 | 104.6039 | 3910.66 | 149.0769 | 4059.7369 | 253.6807 | 0
2010-08-24 | 8:00 | 3964.0892 | 113.4708 | 4077.56 | 154.1537 | 4231.7137 | 267.6246 | 3964.0892 | 1.5864 | 3962.5028 | 113.38 | 4075.8828 | 154.1032 | 4229.9861 | 267.4833 | 0.14129
2010-08-24 | 9:00 | 4059.1517 | 118.9783 | 4178.13 | 157.1621 | 4335.2921 | 276.1405 | 4059.1517 | 9.8996 | 4049.2521 | 118.3987 | 4167.6508 | 156.8504 | 4324.5012 | 275.2492 | 0.89131
2010-08-24 | 10:00 | 4143.6657 | 123.9843 | 4267.65 | 159.8078 | 4427.4578 | 283.7922 | 4143.6657 | 3.2784 | 4140.3873 | 123.7882 | 4264.1755 | 159.7057 | 4423.8812 | 283.4939 | 0.29823
2010-08-24 | 11:00 | 4163.8451 | 125.1949 | 4289.04 | 160.4355 | 4449.4755 | 285.6304 | 4163.8451 | 30.8702 | 4132.975 | 123.3454 | 4256.3203 | 159.4747 | 4415.795 | 282.8201 | 2.8103
2010-08-24 | 12:00 | 4260.0058 | 131.0442 | 4391.05 | 163.4052 | 4554.4552 | 294.4494 | 4260.0058 | 38.2584 | 4221.7474 | 128.701 | 4350.4484 | 162.2279 | 4512.6763 | 290.9289 | 3.5205
2010-08-24 | 13:00 | 4379.0119 | 138.4681 | 4517.48 | 167.0313 | 4684.5113 | 305.4993 | 4379.0119 | 40.101 | 4338.911 | 135.9436 | 4474.8546 | 165.8155 | 4640.6701 | 301.7591 | 3.7402
2010-08-24 | 14:00 | 4445.4861 | 142.7039 | 4588.19 | 169.0329 | 4757.2229 | 311.7368 | 4445.4861 | 36.0653 | 4409.4208 | 140.3978 | 4549.8187 | 167.949 | 4717.7677 | 308.3469 | 3.3899
2010-08-24 | 15:00 | 4454.9292 | 143.3108 | 4598.24 | 169.3159 | 4767.5559 | 312.6267 | 4454.9292 | 41.7129 | 4413.2163 | 140.6396 | 4553.8559 | 168.0633 | 4721.9193 | 308.703 | 3.9237
2010-08-24 | 16:00 | 4480.2833 | 144.9467 | 4625.23 | 170.0739 | 4795.3039 | 315.0206 | 4480.2833 | 36.5219 | 4443.7615 | 142.5932 | 4586.3547 | 168.9812 | 4755.3359 | 311.5744 | 3.4462
2010-08-24 | 17:00 | 4538.6145 | 148.7455 | 4687.36 | 171.8084 | 4859.1684 | 320.5539 | 4538.6145 | 27.9562 | 4510.6583 | 146.9187 | 4657.577 | 170.9788 | 4828.5558 | 317.8975 | 2.6564
2010-08-24 | 18:00 | 4635.412 | 155.158 | 4790.57 | 174.6575 | 4965.2275 | 329.8154 | 4635.412 | 18.2843 | 4617.1278 | 153.9363 | 4771.0641 | 174.1221 | 4945.1862 | 328.0584 | 1.757
2010-08-24 | 19:00 | 4691.345 | 158.925 | 4850.27 | 176.2871 | 5026.5571 | 335.2121 | 4691.345 | 7.3135 | 4684.0315 | 158.4298 | 4842.4613 | 176.0747 | 5018.536 | 334.5045 | 0.70751
2010-08-24 | 20:00 | 4628.0074 | 154.6626 | 4782.67 | 174.4408 | 4957.1108 | 329.1035 | 4628.0074 | 0.79727 | 4627.2101 | 154.6094 | 4781.8194 | 174.4175 | 4956.2369 | 329.0268 | 0.076623
2010-08-24 | 21:00 | 4617.302 | 153.948 | 4771.25 | 174.1272 | 4945.3772 | 328.0752 | 4617.302 | 0 | 4617.302 | 153.948 | 4771.25 | 174.1272 | 4945.3772 | 328.0752 | 0
2010-08-24 | 22:00 | 4491.9288 | 145.7012 | 4637.63 | 170.4212 | 4808.0512 | 316.1224 | 4491.9288 | 0 | 4491.9288 | 145.7012 | 4637.63 | 170.4212 | 4808.0512 | 316.1224 | 0
2010-08-24 | 23:00 | 4236.6489 | 129.6111 | 4366.26 | 162.6872 | 4528.9472 | 292.2983 | 4236.6489 | 0 | 4236.6489 | 129.6111 | 4366.26 | 162.6872 | 4528.9472 | 292.2983 | 0
2010-08-24 | 24:00 | 3960.5516 | 113.2684 | 4073.82 | 154.0411 | 4227.8611 | 267.3095 | 3960.5516 | 0 | 3960.5516 | 113.2684 | 4073.82 | 154.0411 | 4227.8611 | 267.3095 | 0
2010-08-25 | 1:00 | 3801.2407 | 104.3393 | 3905.58 | 148.9207 | 4054.5007 | 253.26 | 3801.2407 | 0 | 3801.2407 | 104.3393 | 3905.58 | 148.9207 | 4054.5007 | 253.26 | 0
2010-08-25 | 2:00 | 3644.992 | 95.938 | 3740.93 | 143.806 | 3884.736 | 239.744 | 3644.992 | 0 | 3644.992 | 95.938 | 3740.93 | 143.806 | 3884.736 | 239.744 | 0
2010-08-25 | 3:00 | 3574.383 | 92.257 | 3666.64 | 141.4647 | 3808.1047 | 233.7218 | 3574.383 | 0 | 3574.383 | 92.257 | 3666.64 | 141.4647 | 3808.1047 | 233.7218 | 0
2010-08-25 | 4:00 | 3509.4162 | 88.9338 | 3598.35 | 139.2941 | 3737.6441 | 228.228 | 3509.4162 | 0 | 3509.4162 | 88.9338 | 3598.35 | 139.2941 | 3737.6441 | 228.228 | 0
2010-08-25 | 5:00 | 3506.6465 | 88.7935 | 3595.44 | 139.2013 | 3734.6413 | 227.9948 | 3506.6465 | 0 | 3506.6465 | 88.7935 | 3595.44 | 139.2013 | 3734.6413 | 227.9948 | 0
2010-08-25 | 6:00 | 3530.5327 | 90.0073 | 3620.54 | 140.0014 | 3760.5414 | 230.0087 | 3530.5327 | 0 | 3530.5327 | 90.0073 | 3620.54 | 140.0014 | 3760.5414 | 230.0087 | 0
2010-08-25 | 7:00 | 3588.341 | 92.979 | 3681.32 | 141.929 | 3823.249 | 234.908 | 3588.341 | 0 | 3588.341 | 92.979 | 3681.32 | 141.929 | 3823.249 | 234.908 | 0
2010-08-25 | 8:00 | 3676.7243 | 97.6157 | 3774.34 | 144.8521 | 3919.1921 | 242.4678 | 3676.7243 | 3.009 | 3673.7153 | 97.4559 | 3771.1713 | 144.7531 | 3915.9243 | 242.209 | 0.25875
2010-08-25 | 9:00 | 3790.7081 | 103.7619 | 3894.47 | 148.5788 | 4043.0488 | 252.3407 | 3790.7081 | 12.5295 | 3778.1786 | 103.0771 | 3881.2558 | 148.1715 | 4029.4273 | 251.2487 | 1.0921
2010-08-25 | 10:00 | 3930.1347 | 111.5353 | 4041.67 | 153.0709 | 4194.7409 | 264.6062 | 3930.1347 | 23.4432 | 3906.6915 | 110.2086 | 4016.9001 | 152.3207 | 4169.2209 | 262.5294 | 2.0768
2010-08-25 | 11:00 | 4028.3221 | 117.1779 | 4145.5 | 156.1902 | 4301.6902 | 273.3682 | 4028.3221 | 32.961 | 3995.3611 | 115.2682 | 4110.6292 | 155.1472 | 4265.7764 | 270.4153 | 2.9528
2010-08-25 | 12:00 | 4110.0209 | 121.9791 | 4232 | 158.7579 | 4390.7579 | 280.7369 | 4110.0209 | 39.2634 | 4070.7576 | 119.6597 | 4190.4172 | 157.5271 | 4347.9443 | 277.1867 | 3.5502
2010-08-25 | 13:00 | 4246.0623 | 130.1877 | 4376.25 | 162.9768 | 4539.2268 | 293.1645 | 4246.0623 | 37.8625 | 4208.1998 | 127.8763 | 4336.076 | 161.8097 | 4497.8858 | 289.686 | 3.4785
2010-08-25 | 14:00 | 4336.6199 | 135.8001 | 4472.42 | 165.7459 | 4638.1659 | 301.5459 | 4336.6199 | 40.4253 | 4296.1946 | 133.2801 | 4429.4747 | 164.5136 | 4593.9883 | 297.7937 | 3.7522
2010-08-25 | 15:00 | 4429.463 | 141.677 | 4571.14 | 168.552 | 4739.692 | 310.229 | 4429.463 | 29.5107 | 4399.9522 | 139.7955 | 4539.7478 | 167.6637 | 4707.4114 | 307.4592 | 2.7699
2010-08-25 | 16:00 | 4494.53 | 145.87 | 4640.4 | 170.4987 | 4810.8987 | 316.3687 | 4494.53 | 36.072 | 4458.4581 | 143.5379 | 4601.996 | 169.4215 | 4771.4175 | 312.9595 | 3.4093
2010-08-25 | 17:00 | 4569.6624 | 150.7876 | 4720.45 | 172.7262 | 4893.1762 | 323.5138 | 4569.6624 | 27.7999 | 4541.8625 | 148.9585 | 4690.821 | 171.9046 | 4862.7256 | 320.8631 | 2.6507
2010-08-25 | 18:00 | 4653.4895 | 156.3705 | 4809.86 | 175.1855 | 4985.0455 | 331.556 | 4653.4895 | 17.9772 | 4635.5123 | 155.1647 | 4790.677 | 174.6604 | 4965.3374 | 329.8251 | 1.7309
2010-08-25 | 19:00 | 4648.9448 | 156.0652 | 4805.01 | 175.0529 | 4980.0629 | 331.1181 | 4648.9448 | 7.1149 | 4641.8299 | 155.5879 | 4797.4178 | 174.8451 | 4972.2629 | 330.433 | 0.68512
2010-08-25 | 20:00 | 4692.6656 | 159.0144 | 4851.68 | 176.3254 | 5028.0054 | 335.3399 | 4692.6656 | 0.68305 | 4691.9825 | 158.9681 | 4850.9507 | 176.3056 | 5027.2563 | 335.2738 | 0.066112
2010-08-25 | 21:00 | 4712.3301 | 160.3499 | 4872.68 | 176.8954 | 5049.5754 | 337.2453 | 4712.3301 | 0 | 4712.3301 | 160.3499 | 4872.68 | 176.8954 | 5049.5754 | 337.2453 | 0
2010-08-25 | 22:00 | 4560.356 | 150.174 | 4710.53 | 172.4515 | 4882.9815 | 322.6255 | 4560.356 | 0 | 4560.356 | 150.174 | 4710.53 | 172.4515 | 4882.9815 | 322.6255 | 0
2010-08-25 | 23:00 | 4300.173 | 133.527 | 4433.7 | 164.6352 | 4598.3352 | 298.1622 | 4300.173 | 0 | 4300.173 | 133.527 | 4433.7 | 164.6352 | 4598.3352 | 298.1622 | 0
2010-08-25 | 24:00 | 4016.187 | 116.473 | 4132.66 | 155.8067 | 4288.4667 | 272.2797 | 4016.187 | 0 | 4016.187 | 116.473 | 4132.66 | 155.8067 | 4288.4667 | 272.2797 | 0
2010-08-26 | 1:00 | 3843.8201 | 106.6899 | 3950.51 | 150.2986 | 4100.8086 | 256.9886 | 3843.8201 | 0 | 3843.8201 | 106.6899 | 3950.51 | 150.2986 | 4100.8086 | 256.9886 | 0
2010-08-26 | 2:00 | 3748.1831 | 101.4469 | 3849.63 | 147.1942 | 3996.8242 | 248.6411 | 3748.1831 | 0 | 3748.1831 | 101.4469 | 3849.63 | 147.1942 | 3996.8242 | 248.6411 | 0
2010-08-26 | 3:00 | 3688.0329 | 98.2171 | 3786.25 | 145.224 | 3931.474 | 243.4411 | 3688.0329 | 0 | 3688.0329 | 98.2171 | 3786.25 | 145.224 | 3931.474 | 243.4411 | 0
2010-08-26 | 4:00 | 3717.0133 | 99.7667 | 3816.78 | 146.1749 | 3962.9549 | 245.9416 | 3717.0133 | 0 | 3717.0133 | 99.7667 | 3816.78 | 146.1749 | 3962.9549 | 245.9416 | 0
2010-08-26 | 5:00 | 3812.3215 | 104.9485 | 3917.27 | 149.2799 | 4066.5499 | 254.2285 | 3812.3215 | 0 | 3812.3215 | 104.9485 | 3917.27 | 149.2799 | 4066.5499 | 254.2285 | 0
2010-08-26 | 6:00 | 4159.1286 | 124.9114 | 4284.04 | 160.289 | 4444.329 | 285.2003 | 4159.1286 | 0 | 4159.1286 | 124.9114 | 4284.04 | 160.289 | 4444.329 | 285.2003 | 0
2010-08-26 | 7:00 | 4619.852 | 154.118 | 4773.97 | 174.2019 | 4948.1719 | 328.32 | 4619.852 | 0.010716 | 4619.8412 | 154.1173 | 4773.9586 | 174.2016 | 4948.1602 | 328.319 | 0.001029
2010-08-26 | 8:00 | 4942.223 | 176.377 | 5118.6 | 183.4455 | 5302.0455 | 359.8225 | 4942.223 | 2.7416 | 4939.4813 | 176.1814 | 5115.6627 | 183.3686 | 5299.0313 | 359.55 | 0.27252
2010-08-26 | 9:00 | 5114.2786 | 188.8714 | 5303.15 | 188.2109 | 5491.3609 | 377.0823 | 5114.2786 | 12.2425 | 5102.0362 | 187.9682 | 5290.0044 | 187.8757 | 5477.8801 | 375.8439 | 1.2383
2010-08-26 | 10:00 | 5210.7835 | 196.0665 | 5406.85 | 190.8322 | 5597.6822 | 386.8987 | 5210.7835 | 23.0719 | 5187.7116 | 194.3341 | 5382.0457 | 190.2089 | 5572.2546 | 384.543 | 2.3557
2010-08-26 | 11:00 | 5358.3605 | 207.3295 | 5565.69 | 194.7685 | 5760.4585 | 402.098 | 5358.3605 | 32.2767 | 5326.0837 | 204.8393 | 5530.9231 | 193.9151 | 5724.8381 | 398.7544 | 3.3437
2010-08-26 | 12:00 | 5454.1236 | 214.8064 | 5668.93 | 197.2758 | 5866.2058 | 412.0823 | 5454.1236 | 38.0354 | 5416.0881 | 211.8209 | 5627.909 | 196.2844 | 5824.1934 | 408.1053 | 3.977
2010-08-26 | 13:00 | 5492.8336 | 217.8664 | 5710.7 | 198.2788 | 5908.9788 | 416.1452 | 5492.8336 | 41.0399 | 5451.7937 | 214.623 | 5666.4166 | 197.2153 | 5863.6319 | 411.8382 | 4.307
2010-08-26 | 14:00 | 5530.3846 | 220.8554 | 5751.24 | 199.246 | 5950.486 | 420.1014 | 5530.3846 | 42.7271 | 5487.6575 | 217.456 | 5705.1135 | 198.1451 | 5903.2586 | 415.6011 | 4.5004
2010-08-26 | 15:00 | 5473.4579 | 216.3321 | 5689.79 | 197.7776 | 5887.5676 | 414.1096 | 5473.4579 | 39.8521 | 5433.6058 | 213.1933 | 5646.7991 | 196.7417 | 5843.5408 | 409.9351 | 4.1746
2010-08-26 | 16:00 | 5331.0579 | 205.2221 | 5536.28 | 194.0469 | 5730.3269 | 399.269 | 5331.0579 | 35.6471 | 5295.4108 | 202.4868 | 5497.8975 | 193.1001 | 5690.9977 | 395.5869 | 3.682
2010-08-26 | 17:00 | 5284.0232 | 201.6168 | 5485.64 | 192.7966 | 5678.4366 | 394.4135 | 5284.0232 | 27.5599 | 5256.4633 | 199.5192 | 5455.9825 | 192.0599 | 5648.0424 | 391.5791 | 2.8344
2010-08-26 | 18:00 | 5301.804 | 202.976 | 5504.78 | 193.2703 | 5698.0503 | 396.2463 | 5301.804 | 17.7069 | 5284.0971 | 201.6225 | 5485.7195 | 192.7986 | 5678.5181 | 394.4211 | 1.8252
2010-08-26 | 19:00 | 5320.6393 | 204.4207 | 5525.06 | 193.7707 | 5718.8307 | 398.1914 | 5320.6393 | 6.9228 | 5313.7164 | 203.8891 | 5517.6056 | 193.5869 | 5711.1925 | 397.4761 | 0.71536
2010-08-26 | 20:00 | 5260.6155 | 199.8345 | 5460.45 | 192.1711 | 5652.6211 | 392.0056 | 5260.6155 | 0.65805 | 5259.9575 | 199.7845 | 5459.742 | 192.1535 | 5651.8955 | 391.938 | 0.067608
2010-08-26 | 21:00 | 5218.7812 | 196.6688 | 5415.45 | 191.0477 | 5606.4977 | 387.7166 | 5218.7812 | 0 | 5218.7812 | 196.6688 | 5415.45 | 191.0477 | 5606.4977 | 387.7166 | 0
2010-08-26 | 22:00 | 4991.8715 | 179.9385 | 5171.81 | 184.8326 | 5356.6426 | 364.7712 | 4991.8715 | 0 | 4991.8715 | 179.9385 | 5171.81 | 184.8326 | 5356.6426 | 364.7712 | 0
2010-08-26 | 23:00 | 4587.6059 | 151.9741 | 4739.58 | 173.2549 | 4912.8349 | 325.229 | 4587.6059 | 0 | 4587.6059 | 151.9741 | 4739.58 | 173.2549 | 4912.8349 | 325.229 | 0
2010-08-26 | 24:00 | 4255.7948 | 130.7852 | 4386.58 | 163.2759 | 4549.8559 | 294.0611 | 4255.7948 | 0 | 4255.7948 | 130.7852 | 4386.58 | 163.2759 | 4549.8559 | 294.0611 | 0
2010-08-27 | 1:00 | 3985.4056 | 114.6944 | 4100.1 | 154.8313 | 4254.9313 | 269.5258 | 3985.4056 | 0 | 3985.4056 | 114.6944 | 4100.1 | 154.8313 | 4254.9313 | 269.5258 | 0
2010-08-27 | 2:00 | 3870.3427 | 108.1673 | 3978.51 | 151.1535 | 4129.6635 | 259.3208 | 3870.3427 | 0 | 3870.3427 | 108.1673 | 3978.51 | 151.1535 | 4129.6635 | 259.3208 | 0
2010-08-27 | 3:00 | 3763.265 | 102.265 | 3865.53 | 147.686 | 4013.216 | 249.951 | 3763.265 | 0 | 3763.265 | 102.265 | 3865.53 | 147.686 | 4013.216 | 249.951 | 0
2010-08-27 | 4:00 | 3726.5697 | 100.2803 | 3826.85 | 146.4878 | 3973.3378 | 246.7681 | 3726.5697 | 0 | 3726.5697 | 100.2803 | 3826.85 | 146.4878 | 3973.3378 | 246.7681 | 0
2010-08-27 | 5:00 | 3791.751 | 103.819 | 3895.57 | 148.6127 | 4044.1827 | 252.4317 | 3791.751 | 0 | 3791.751 | 103.819 | 3895.57 | 148.6127 | 4044.1827 | 252.4317 | 0
2010-08-27 | 6:00 | 4059.5862 | 119.0038 | 4178.59 | 157.1758 | 4335.7658 | 276.1796 | 4059.5862 | 0 | 4059.5862 | 119.0038 | 4178.59 | 157.1758 | 4335.7658 | 276.1796 | 0
2010-08-27 | 7:00 | 4477.212 | 144.748 | 4621.96 | 169.9822 | 4791.9422 | 314.7302 | 4477.212 | 0.01111 | 4477.2009 | 144.7473 | 4621.9482 | 169.9819 | 4791.93 | 314.7292 | 0.0010502
2010-08-27 | 8:00 | 4710.4669 | 160.2231 | 4870.69 | 176.8414 | 5047.5314 | 337.0646 | 4710.4669 | 2.6984 | 4707.7685 | 160.0396 | 4867.8081 | 176.7633 | 5044.5714 | 336.8029 | 0.26165
2010-08-27 | 9:00 | 4840.097 | 169.163 | 5009.26 | 180.5614 | 5189.8214 | 349.7244 | 4840.097 | 12.198 | 4827.8989 | 168.3115 | 4996.2104 | 180.2142 | 5176.4246 | 348.5256 | 1.1988
2010-08-27 | 10:00 | 4859.0776 | 170.4924 | 5029.57 | 181.1005 | 5210.6705 | 351.5929 | 4859.0776 | 23.2436 | 4835.834 | 168.8652 | 5004.6992 | 180.4401 | 5185.1393 | 349.3053 | 2.2876
2010-08-27 | 11:00 | 4878.6139 | 171.8661 | 5050.48 | 181.654 | 5232.134 | 353.5201 | 4878.6139 | 32.1132 | 4846.5007 | 169.611 | 5016.1117 | 180.7434 | 5196.8551 | 350.3544 | 3.1657
2010-08-27 | 12:00 | 4913.3106 | 174.3194 | 5087.63 | 182.6331 | 5270.2631 | 356.9526 | 4913.3106 | 38.2487 | 4875.0619 | 171.6159 | 5046.6779 | 181.5534 | 5228.2313 | 353.1694 | 3.7832
2010-08-27 | 13:00 | 4969.0341 | 178.2959 | 5147.33 | 184.1958 | 5331.5258 | 362.4917 | 4969.0341 | 41.016 | 4928.0181 | 175.3646 | 5103.3827 | 183.0468 | 5286.4295 | 358.4114 | 4.0803
2010-08-27 | 14:00 | 5056.8561 | 184.6539 | 5241.51 | 186.6335 | 5428.1435 | 371.2875 | 5056.8561 | 41.9924 | 5014.8637 | 181.5999 | 5196.4636 | 185.4717 | 5381.9353 | 367.0716 | 4.2158
2010-08-27 | 15:00 | 4965.1806 | 178.0194 | 5143.2 | 184.0881 | 5327.2881 | 362.1076 | 4965.1806 | 39.5308 | 4925.6497 | 175.1961 | 5100.8458 | 182.9802 | 5283.826 | 358.1763 | 3.9312
2010-08-27 | 16:00 | 4932.8793 | 175.7107 | 5108.59 | 183.1833 | 5291.7733 | 358.894 | 4932.8793 | 34.8766 | 4898.0026 | 173.2349 | 5071.2375 | 182.2017 | 5253.4392 | 355.4366 | 3.4574
2010-08-27 | 17:00 | 4937.9013 | 176.0687 | 5113.97 | 183.3242 | 5297.2942 | 359.3929 | 4937.9013 | 27.5551 | 4910.3462 | 174.1091 | 5084.4554 | 182.5497 | 5267.005 | 356.6588 | 2.7341
2010-08-27 | 18:00 | 4974.5762 | 178.6938 | 5153.27 | 184.3505 | 5337.6205 | 363.0443 | 4974.5762 | 17.3044 | 4957.2718 | 177.4528 | 5134.7246 | 183.867 | 5318.5915 | 361.3197 | 1.7246
2010-08-27 | 19:00 | 4918.0165 | 174.6535 | 5092.67 | 182.7656 | 5275.4356 | 357.4191 | 4918.0165 | 6.7176 | 4911.2989 | 174.1767 | 5085.4756 | 182.5765 | 5268.0521 | 356.7532 | 0.66588
2010-08-27 | 20:00 | 4902.0114 | 173.5186 | 5075.53 | 182.3148 | 5257.8448 | 355.8334 | 4902.0114 | 0.52733 | 4901.4841 | 173.4812 | 5074.9653 | 182.2999 | 5257.2653 | 355.7812 | 0.0522
2010-08-27 | 21:00 | 4908.511 | 173.979 | 5082.49 | 182.498 | 5264.988 | 356.477 | 4908.511 | 0 | 4908.511 | 173.979 | 5082.49 | 182.498 | 5264.988 | 356.477 | 0
2010-08-27 | 22:00 | 4746.7585 | 162.7015 | 4909.46 | 177.8895 | 5087.3495 | 340.591 | 4746.7585 | 0 | 4746.7585 | 162.7015 | 4909.46 | 177.8895 | 5087.3495 | 340.591 | 0
2010-08-27 | 23:00 | 4392.8175 | 139.3425 | 4532.16 | 167.4484 | 4699.6084 | 306.7909 | 4392.8175 | 0 | 4392.8175 | 139.3425 | 4532.16 | 167.4484 | 4699.6084 | 306.7909 | 0
2010-08-27 | 24:00 | 4099.6743 | 121.3657 | 4221.04 | 158.4341 | 4379.4741 | 279.7998 | 4099.6743 | 0 | 4099.6743 | 121.3657 | 4221.04 | 158.4341 | 4379.4741 | 279.7998 | 0
2010-08-28 | 1:00 | 3856.3058 | 107.3842 | 3963.69 | 150.7014 | 4114.3914 | 258.0856 | 3856.3058 | 0 | 3856.3058 | 107.3842 | 3963.69 | 150.7014 | 4114.3914 | 258.0856 | 0
2010-08-28 | 2:00 | 3740.2519 | 101.0181 | 3841.27 | 146.9352 | 3988.2052 | 247.9532 | 3740.2519 | 0 | 3740.2519 | 101.0181 | 3841.27 | 146.9352 | 3988.2052 | 247.9532 | 0
2010-08-28 | 3:00 | 3635.463 | 95.437 | 3730.9 | 143.4911 | 3874.3911 | 238.9281 | 3635.463 | 0 | 3635.463 | 95.437 | 3730.9 | 143.4911 | 3874.3911 | 238.9281 | 0
2010-08-28 | 4:00 | 3597.0682 | 93.4318 | 3690.5 | 142.219 | 3832.719 | 235.6507 | 3597.0682 | 0 | 3597.0682 | 93.4318 | 3690.5 | 142.219 | 3832.719 | 235.6507 | 0
2010-08-28 | 5:00 | 3701.9882 | 98.9618 | 3800.95 | 145.6823 | 3946.6323 | 244.6441 | 3701.9882 | 0 | 3701.9882 | 98.9618 | 3800.95 | 145.6823 | 3946.6323 | 244.6441 | 0
2010-08-28 | 6:00 | 3975.9492 | 114.1508 | 4090.1 | 154.5309 | 4244.6309 | 268.6818 | 3975.9492 | 0 | 3975.9492 | 114.1508 | 4090.1 | 154.5309 | 4244.6309 | 268.6818 | 0
2010-08-28 | 7:00 | 4376.8769 | 138.3331 | 4515.21 | 166.9667 | 4682.1767 | 305.2998 | 4376.8769 | 0.0053825 | 4376.8715 | 138.3327 | 4515.2043 | 166.9665 | 4682.1708 | 305.2993 | 0.00050304
2010-08-28 | 8:00 | 4617.602 | 153.968 | 4771.57 | 174.136 | 4945.706 | 328.104 | 4617.602 | 2.6802 | 4614.9218 | 153.7893 | 4768.7111 | 174.0574 | 4942.7685 | 327.8467 | 0.25727
2010-08-28 | 9:00 | 4638.0269 | 155.3331 | 4793.36 | 174.7339 | 4968.0939 | 330.067 | 4638.0269 | 11.9992 | 4626.0277 | 154.5304 | 4780.5581 | 174.3829 | 4954.9409 | 328.9132 | 1.1538
2010-08-28 | 10:00 | 4620.9207 | 154.1893 | 4775.11 | 174.2333 | 4949.3433 | 328.4226 | 4620.9207 | 23.4952 | 4597.4254 | 152.6254 | 4750.0508 | 173.5437 | 4923.5946 | 326.1691 | 2.2535
2010-08-28 | 11:00 | 4640.9698 | 155.5302 | 4796.5 | 174.8199 | 4971.3199 | 330.3502 | 4640.9698 | 31.9975 | 4608.9722 | 153.393 | 4762.3652 | 173.8829 | 4936.2481 | 327.2759 | 3.0743
2010-08-28 | 12:00 | 4714.6707 | 160.5093 | 4875.18 | 176.9631 | 5052.1431 | 337.4723 | 4714.6707 | 38.3707 | 4676.3 | 157.9073 | 4834.2073 | 175.85 | 5010.0572 | 333.7572 | 3.7151
2010-08-28 | 13:00 | 4760.6358 | 163.6542 | 4924.29 | 178.2889 | 5102.5789 | 341.9432 | 4760.6358 | 41.2871 | 4719.3486 | 160.8279 | 4880.1766 | 177.0984 | 5057.275 | 337.9263 | 4.0168
2010-08-28 | 14:00 | 4799.4559 | 166.3341 | 4965.79 | 179.4022 | 5145.1922 | 345.7363 | 4799.4559 | 41.9433 | 4757.5126 | 163.4396 | 4920.9522 | 178.1991 | 5099.1513 | 341.6387 | 4.0977
2010-08-28 | 15:00 | 4822.6914 | 167.9486 | 4990.64 | 180.0657 | 5170.7057 | 348.0143 | 4822.6914 | 39.9314 | 4782.7601 | 165.1789 | 4947.9389 | 178.9241 | 5126.8631 | 344.103 | 3.9113
2010-08-28 | 16:00 | 4831.8154 | 168.5846 | 5000.4 | 180.3257 | 5180.7257 | 348.9103 | 4831.8154 | 34.522 | 4797.2933 | 166.1843 | 4963.4776 | 179.3404 | 5142.8179 | 345.5246 | 3.3857
2010-08-28 | 17:00 | 4882.0329 | 172.1071 | 5054.14 | 181.7507 | 5235.8907 | 353.8577 | 4882.0329 | 26.789 | 4855.2439 | 170.2235 | 5025.4674 | 180.9917 | 5206.4591 | 351.2152 | 2.6425
2010-08-28 | 18:00 | 4969.0341 | 178.2959 | 5147.33 | 184.1958 | 5331.5258 | 362.4917 | 4969.0341 | 17.1323 | 4951.9018 | 177.0685 | 5128.9704 | 183.7167 | 5312.687 | 360.7852 | 1.7065
2010-08-28 | 19:00 | 5017.9094 | 181.8206 | 5199.73 | 185.5562 | 5385.2862 | 367.3768 | 5017.9094 | 6.2805 | 5011.6289 | 181.3657 | 5192.9946 | 185.382 | 5378.3766 | 366.7477 | 0.62914
2010-08-28 | 20:00 | 5030.8877 | 182.7623 | 5213.65 | 185.9159 | 5399.5659 | 368.6782 | 5030.8877 | 0.4213 | 5030.4664 | 182.7317 | 5213.1981 | 185.9042 | 5399.1023 | 368.6359 | 0.042274
2010-08-28 | 21:00 | 5033.3116 | 182.9384 | 5216.25 | 185.983 | 5402.233 | 368.9214 | 5033.3116 | 0 | 5033.3116 | 182.9384 | 5216.25 | 185.983 | 5402.233 | 368.9214 | 0
2010-08-28 | 22:00 | 4841.1905 | 169.2395 | 5010.43 | 180.5925 | 5191.0225 | 349.832 | 4841.1905 | 0 | 4841.1905 | 169.2395 | 5010.43 | 180.5925 | 5191.0225 | 349.832 | 0
2010-08-28 | 23:00 | 4461.9285 | 143.7615 | 4605.69 | 169.5254 | 4775.2154 | 313.2869 | 4461.9285 | 0 | 4461.9285 | 143.7615 | 4605.69 | 169.5254 | 4775.2154 | 313.2869 | 0
2010-08-28 | 24:00 | 4147.6662 | 124.2238 | 4271.89 | 159.9324 | 4431.8224 | 284.1562 | 4147.6662 | 0 | 4147.6662 | 124.2238 | 4271.89 | 159.9324 | 4431.8224 | 284.1562 | 0
2010-08-29 | 1:00 | 3867.2078 | 107.9922 | 3975.2 | 151.0526 | 4126.2526 | 259.0448 | 3867.2078 | 0 | 3867.2078 | 107.9922 | 3975.2 | 151.0526 | 4126.2526 | 259.0448 | 0
2010-08-29 | 2:00 | 3736.9502 | 100.8398 | 3837.79 | 146.8273 | 3984.6173 | 247.6671 | 3736.9502 | 0 | 3736.9502 | 100.8398 | 3837.79 | 146.8273 | 3984.6173 | 247.6671 | 0
2010-08-29 | 3:00 | 3644.707 | 95.923 | 3740.63 | 143.7966 | 3884.4266 | 239.7196 | 3644.707 | 0 | 3644.707 | 95.923 | 3740.63 | 143.7966 | 3884.4266 | 239.7196 | 0
2010-08-29 | 4:00 | 3601.2698 | 93.6502 | 3694.92 | 142.3584 | 3837.2784 | 236.0086 | 3601.2698 | 0 | 3601.2698 | 93.6502 | 3694.92 | 142.3584 | 3837.2784 | 236.0086 | 0
2010-08-29 | 5:00 | 3716.0168 | 99.7132 | 3815.73 | 146.1423 | 3961.8723 | 245.8555 | 3716.0168 | 0 | 3716.0168 | 99.7132 | 3815.73 | 146.1423 | 3961.8723 | 245.8555 | 0
2010-08-29 | 6:00 | 3949.6825 | 112.6475 | 4062.33 | 153.6948 | 4216.0248 | 266.3424 | 3949.6825 | 0 | 3949.6825 | 112.6475 | 4062.33 | 153.6948 | 4216.0248 | 266.3424 | 0
2010-08-29 | 7:00 | 4435.6283 | 142.0717 | 4577.7 | 168.7372 | 4746.4372 | 310.8089 | 4435.6283 | 0.0036838 | 4435.6246 | 142.0715 | 4577.6961 | 168.737 | 4746.4331 | 310.8085 | 0.00034657
2010-08-29 | 8:00 | 4684.6953 | 158.4747 | 4843.17 | 176.094 | 5019.264 | 334.5687 | 4684.6953 | 2.5799 | 4682.1153 | 158.3002 | 4840.4156 | 176.019 | 5016.4346 | 334.3193 | 0.24947
2010-08-29 | 9:00 | 4828.8708 | 168.3792 | 4997.25 | 180.2418 | 5177.4918 | 348.6211 | 4828.8708 | 11.8977 | 4816.9731 | 167.5505 | 4984.5236 | 179.9026 | 5164.4263 | 347.4532 | 1.1679
2010-08-29 | 10:00 | 4848.0692 | 169.7208 | 5017.79 | 180.788 | 5198.578 | 350.5088 | 4848.0692 | 21.7113 | 4826.358 | 168.204 | 4994.562 | 180.1702 | 5174.7322 | 348.3743 | 2.1345
2010-08-29 | 11:00 | 4893.8395 | 172.9405 | 5066.78 | 182.0842 | 5248.8642 | 355.0248 | 4893.8395 | 29.8693 | 4863.9702 | 170.8359 | 5034.8061 | 181.2393 | 5216.0454 | 352.0752 | 2.9496
2010-08-29 | 12:00 | 4940.3469 | 176.2431 | 5116.59 | 183.3928 | 5299.9828 | 359.636 | 4940.3469 | 35.4734 | 4904.8734 | 173.7213 | 5078.5947 | 182.3955 | 5260.9901 | 356.1167 | 3.5193
2010-08-29 | 13:00 | 4978.6438 | 178.9862 | 5157.63 | 184.464 | 5342.094 | 363.4502 | 4978.6438 | 39.3214 | 4939.3224 | 176.1701 | 5115.4925 | 183.3641 | 5298.8566 | 359.5342 | 3.916
2010-08-29 | 14:00 | 5050.8541 | 184.2159 | 5235.07 | 186.4679 | 5421.5379 | 370.6838 | 5050.8541 | 40.6309 | 5010.2232 | 181.264 | 5191.4872 | 185.3429 | 5376.8301 | 366.6069 | 4.0769
2010-08-29 | 15:00 | 5033.4421 | 182.9479 | 5216.39 | 185.9866 | 5402.3766 | 368.9345 | 5033.4421 | 37.4303 | 4996.0117 | 180.2371 | 5176.2489 | 184.9479 | 5361.1967 | 365.185 | 3.7495
2010-08-29 | 16:00 | 5005.7962 | 180.9438 | 5186.74 | 185.2199 | 5371.9599 | 366.1637 | 5005.7962 | 9.448 | 4996.3482 | 180.2614 | 5176.6096 | 184.9572 | 5361.5668 | 365.2186 | 0.94509
2010-08-29 | 17:00 | 5002.5041 | 180.7059 | 5183.21 | 185.1285 | 5368.3385 | 365.8343 | 5002.5041 | 26.2513 | 4976.2529 | 178.8143 | 5155.0672 | 184.3973 | 5339.4645 | 363.2116 | 2.6227
2010-08-29 | 18:00 | 5036.3692 | 183.1608 | 5219.53 | 186.0676 | 5405.5976 | 369.2284 | 5036.3692 | 16.1508 | 5020.2185 | 181.9879 | 5202.2064 | 185.6203 | 5387.8267 | 367.6082 | 1.6202
2010-08-29 | 19:00 | 5080.4677 | 186.3823 | 5266.85 | 187.2837 | 5454.1337 | 373.6661 | 5080.4677 | 5.6372 | 5074.8305 | 185.9689 | 5260.7995 | 187.1287 | 5447.9282 | 373.0976 | 0.56841
2010-08-29 | 20:00 | 5014.7298 | 181.5902 | 5196.32 | 185.468 | 5381.788 | 367.0582 | 5014.7298 | 0.42093 | 5014.3089 | 181.5597 | 5195.8686 | 185.4563 | 5381.3249 | 367.0161 | 0.042165
2010-08-29 | 21:00 | 4975.164 | 178.736 | 5153.9 | 184.3669 | 5338.2669 | 363.103 | 4975.164 | 0 | 4975.164 | 178.736 | 5153.9 | 184.3669 | 5338.2669 | 363.103 | 0
2010-08-29 | 22:00 | 4769.4212 | 164.2588 | 4933.68 | 178.5414 | 5112.2214 | 342.8002 | 4769.4212 | 0 | 4769.4212 | 164.2588 | 4933.68 | 178.5414 | 5112.2214 | 342.8002 | 0
2010-08-29 | 23:00 | 4444.5558 | 142.6442 | 4587.2 | 169.005 | 4756.205 | 311.6492 | 4444.5558 | 0 | 4444.5558 | 142.6442 | 4587.2 | 169.005 | 4756.205 | 311.6492 | 0
2010-08-29 | 24:00 | 4097.1063 | 121.2137 | 4218.32 | 158.3537 | 4376.6737 | 279.5674 | 4097.1063 | 0 | 4097.1063 | 121.2137 | 4218.32 | 158.3537 | 4376.6737 | 279.5674 | 0
2010-08-30 | 1:00 | 3861.6102 | 107.6798 | 3969.29 | 150.8723 | 4120.1623 | 258.5521 | 3861.6102 | 0 | 3861.6102 | 107.6798 | 3969.29 | 150.8723 | 4120.1623 | 258.5521 | 0
2010-08-30 | 2:00 | 3721.9862 | 100.0338 | 3822.02 | 146.3378 | 3968.3578 | 246.3716 | 3721.9862 | 0 | 3721.9862 | 100.0338 | 3822.02 | 146.3378 | 3968.3578 | 246.3716 | 0
2010-08-30 | 3:00 | 3623.7091 | 94.8209 | 3718.53 | 143.1022 | 3861.6322 | 237.9231 | 3623.7091 | 0 | 3623.7091 | 94.8209 | 3718.53 | 143.1022 | 3861.6322 | 237.9231 | 0
2010-08-30 | 4:00 | 3587.5234 | 92.9366 | 3680.46 | 141.9018 | 3822.3618 | 234.8385 | 3587.5234 | 0 | 3587.5234 | 92.9366 | 3680.46 | 141.9018 | 3822.3618 | 234.8385 | 0
2010-08-30 | 5:00 | 3631.919 | 95.251 | 3727.17 | 143.3739 | 3870.5439 | 238.6249 | 3631.919 | 0 | 3631.919 | 95.251 | 3727.17 | 143.3739 | 3870.5439 | 238.6249 | 0
2010-08-30 | 6:00 | 3865.3515 | 107.8885 | 3973.24 | 150.9928 | 4124.2328 | 258.8813 | 3865.3515 | 0 | 3865.3515 | 107.8885 | 3973.24 | 150.9928 | 4124.2328 | 258.8813 | 0
2010-08-30 | 7:00 | 4187.5742 | 126.6258 | 4314.2 | 161.1716 | 4475.3716 | 287.7975 | 4187.5742 | 0.0017419 | 4187.5724 | 126.6257 | 4314.1982 | 161.1716 | 4475.3697 | 287.7973 | 0.0001593
2010-08-30 | 8:00 | 4432.1603 | 141.8497 | 4574.01 | 168.633 | 4742.643 | 310.4827 | 4432.1603 | 2.5007 | 4429.6597 | 141.6896 | 4571.3493 | 168.5579 | 4739.9072 | 310.2475 | 0.23514
2010-08-30 | 9:00 | 4482.8286 | 145.1114 | 4627.94 | 170.1499 | 4798.0899 | 315.2613 | 4482.8286 | 11.0605 | 4471.7681 | 144.3962 | 4616.1643 | 169.8196 | 4785.9839 | 314.2158 | 1.0455
2010-08-30 | 10:00 | 4507.5347 | 146.7153 | 4654.25 | 170.8859 | 4825.1359 | 317.6012 | 4507.5347 | 20.8868 | 4486.6479 | 145.3588 | 4632.0067 | 170.2638 | 4802.2705 | 315.6226 | 1.9786
2010-08-30 | 11:00 | 4549.866 | 149.484 | 4699.35 | 172.1414 | 4871.4914 | 321.6254 | 4549.866 | 21.1696 | 4528.6965 | 148.0962 | 4676.7926 | 171.5144 | 4848.3071 | 319.6106 | 2.0148
2010-08-30 | 12:00 | 4581.6409 | 151.5791 | 4733.22 | 173.0793 | 4906.2993 | 324.6584 | 4581.6409 | 34.0954 | 4547.5455 | 149.3315 | 4696.877 | 172.0728 | 4868.9498 | 321.4043 | 3.2542
2010-08-30 | 13:00 | 4643.0409 | 155.6691 | 4798.71 | 174.8805 | 4973.5905 | 330.5495 | 4643.0409 | 40.0012 | 4603.0398 | 152.9984 | 4756.0381 | 173.7087 | 4929.7468 | 326.7071 | 3.8425
2010-08-30 | 14:00 | 4707.6766 | 160.0334 | 4867.71 | 176.7606 | 5044.4706 | 336.794 | 4707.6766 | 41.7462 | 4665.9305 | 157.2077 | 4823.1382 | 175.5482 | 4998.6863 | 332.7559 | 4.0381
2010-08-30 | 15:00 | 4722.5068 | 161.0432 | 4883.55 | 177.1897 | 5060.7397 | 338.233 | 4722.5068 | 39.4184 | 4683.0883 | 158.366 | 4841.4544 | 176.0473 | 5017.5017 | 334.4133 | 3.8196
2010-08-30 | 16:00 | 4696.5521 | 159.2779 | 4855.83 | 176.4382 | 5032.2682 | 335.7161 | 4696.5521 | 34.2896 | 4662.2624 | 156.9606 | 4819.2231 | 175.4413 | 4994.6644 | 332.4019 | 3.3142
2010-08-30 | 17:00 | 4726.6632 | 161.3268 | 4887.99 | 177.3098 | 5065.2998 | 338.6367 | 4726.6632 | 24.5905 | 4702.0727 | 159.6526 | 4861.7253 | 176.5983 | 5038.3235 | 336.2509 | 2.3858
2010-08-30 | 18:00 | 4706.0005 | 159.9195 | 4865.92 | 176.7121 | 5042.6321 | 336.6315 | 4706.0005 | 16.4239 | 4689.5766 | 158.8052 | 4848.3818 | 176.2358 | 5024.6175 | 335.0409 | 1.5906
2010-08-30 | 19:00 | 4690.446 | 158.864 | 4849.31 | 176.261 | 5025.571 | 335.1251 | 4690.446 | 5.3648 | 4685.0811 | 158.5008 | 4843.582 | 176.1052 | 5019.6872 | 334.6061 | 0.519
2010-08-30 | 20:00 | 4638.0644 | 155.3356 | 4793.4 | 174.735 | 4968.135 | 330.0706 | 4638.0644 | 0.26911 | 4637.7953 | 155.3175 | 4793.1129 | 174.7272 | 4967.84 | 330.0447 | 0.025893
2010-08-30 | 21:00 | 4629.7133 | 154.7767 | 4784.49 | 174.4908 | 4958.9808 | 329.2674 | 4629.7133 | 0 | 4629.7133 | 154.7767 | 4784.49 | 174.4908 | 4958.9808 | 329.2674 | 0
2010-08-30 | 22:00 | 4423.1749 | 141.2751 | 4564.45 | 168.363 | 4732.813 | 309.6381 | 4423.1749 | 0 | 4423.1749 | 141.2751 | 4564.45 | 168.363 | 4732.813 | 309.6381 | 0
2010-08-30 | 23:00 | 4147.7322 | 124.2278 | 4271.96 | 159.9345 | 4431.8945 | 284.1622 | 4147.7322 | 0 | 4147.7322 | 124.2278 | 4271.96 | 159.9345 | 4431.8945 | 284.1622 | 0
2010-08-30 | 24:00 | 3853.6251 | 107.2349 | 3960.86 | 150.615 | 4111.475 | 257.8499 | 3853.6251 | 0 | 3853.6251 | 107.2349 | 3960.86 | 150.615 | 4111.475 | 257.8499 | 0
2010-08-31 | 1:00 | 3648.3549 | 96.1151 | 3744.47 | 143.917 | 3888.387 | 240.0321 | 3648.3549 | 0 | 3648.3549 | 96.1151 | 3744.47 | 143.917 | 3888.387 | 240.0321 | 0
2010-08-31 | 2:00 | 3512.043 | 89.067 | 3601.11 | 139.3822 | 3740.4922 | 228.4492 | 3512.043 | 0 | 3512.043 | 89.067 | 3601.11 | 139.3822 | 3740.4922 | 228.4492 | 0
2010-08-31 | 3:00 | 3435.6076 | 85.2324 | 3520.84 | 136.8092 | 3657.6492 | 222.0415 | 3435.6076 | 0 | 3435.6076 | 85.2324 | 3520.84 | 136.8092 | 3657.6492 | 222.0415 | 0
2010-08-31 | 4:00 | 3399.0709 | 83.4291 | 3482.5 | 135.5716 | 3618.0716 | 219.0007 | 3399.0709 | 0 | 3399.0709 | 83.4291 | 3482.5 | 135.5716 | 3618.0716 | 219.0007 | 0
2010-08-31 | 5:00 | 3397.1263 | 83.3337 | 3480.46 | 135.5056 | 3615.9656 | 218.8393 | 3397.1263 | 0 | 3397.1263 | 83.3337 | 3480.46 | 135.5056 | 3615.9656 | 218.8393 | 0
2010-08-31 | 6:00 | 3454.0216 | 86.1484 | 3540.17 | 137.431 | 3677.601 | 223.5795 | 3454.0216 | 0 | 3454.0216 | 86.1484 | 3540.17 | 137.431 | 3677.601 | 223.5795 | 0
2010-08-31 | 7:00 | 3583.8439 | 92.7461 | 3676.59 | 141.7795 | 3818.3695 | 234.5256 | 3583.8439 | 0 | 3583.8439 | 92.7461 | 3676.59 | 141.7795 | 3818.3695 | 234.5256 | 0
2010-08-31 | 8:00 | 3665.8319 | 97.0381 | 3762.87 | 144.4935 | 3907.3635 | 241.5316 | 3665.8319 | 1.6018 | 3664.2301 | 96.9533 | 3761.1834 | 144.4407 | 3905.6241 | 241.394 | 0.13756
2010-08-31 | 9:00 | 3828.859 | 105.861 | 3934.72 | 149.8152 | 4084.5352 | 255.6763 | 3828.859 | 7.4399 | 3821.4191 | 105.45 | 3926.8691 | 149.5745 | 4076.4437 | 255.0246 | 0.65169
2010-08-31 | 10:00 | 3956.6639 | 113.0461 | 4069.71 | 153.9173 | 4223.6273 | 266.9634 | 3956.6639 | 21.5287 | 3935.1352 | 111.8193 | 4046.9544 | 153.2306 | 4200.1851 | 265.0499 | 1.9135
2010-08-31 | 11:00 | 3969.9438 | 113.8062 | 4083.75 | 154.34 | 4238.09 | 268.1462 | 3969.9438 | 28.7822 | 3941.1616 | 112.162 | 4053.3236 | 153.423 | 4206.7466 | 265.5851 | 2.5612
2010-08-31 | 12:00 | 4012.8599 | 116.2801 | 4129.14 | 155.7015 | 4284.8415 | 271.9815 | 4012.8599 | 21.2311 | 3991.6288 | 115.0529 | 4106.6817 | 155.0288 | 4261.7106 | 270.0817 | 1.8998
2010-08-31 | 13:00 | 3995.2105 | 115.2595 | 4110.47 | 155.1424 | 4265.6124 | 270.4019 | 3995.2105 | 37.7732 | 3957.4373 | 113.0903 | 4070.5276 | 153.942 | 4224.4696 | 267.0323 | 3.3696
2010-08-31 | 14:00 | 3962.2731 | 113.3669 | 4075.64 | 154.0959 | 4229.7359 | 267.4628 | 3962.2731 | 28.6534 | 3933.6198 | 111.7332 | 4045.3529 | 153.1822 | 4198.5352 | 264.9154 | 2.5474
2010-08-31 | 15:00 | 3969.8681 | 113.8019 | 4083.67 | 154.3376 | 4238.0076 | 268.1395 | 3969.8681 | 32.167 | 3937.7011 | 111.9651 | 4049.6662 | 153.3126 | 4202.9788 | 265.2777 | 2.8618
2010-08-31 | 16:00 | 4038.726 | 117.784 | 4156.51 | 156.5186 | 4313.0286 | 274.3026 | 4038.726 | 30.7003 | 4008.0257 | 116.0001 | 4124.0258 | 155.5484 | 4279.5743 | 271.5485 | 2.754
2010-08-31 | 17:00 | 4138.0609 | 123.6491 | 4261.71 | 159.6332 | 4421.3432 | 283.2824 | 4138.0609 | 4.6148 | 4133.446 | 123.3735 | 4256.8195 | 159.4894 | 4416.3089 | 282.8629 | 0.4195
2010-08-31 | 18:00 | 4197.6067 | 127.2333 | 4324.84 | 161.4822 | 4486.3222 | 288.7155 | 4197.6067 | 1.9624 | 4195.6443 | 127.1144 | 4322.7587 | 161.4215 | 4484.1802 | 288.5359 | 0.17965
2010-08-31 | 19:00 | 4221.1457 | 128.6643 | 4349.81 | 162.2094 | 4512.0194 | 290.8737 | 4221.1457 | 0.85065 | 4220.2951 | 128.6124 | 4348.9075 | 162.1831 | 4511.0906 | 290.7956 | 0.078094
2010-08-31 | 20:00 | 4235.5463 | 129.5437 | 4365.09 | 162.6532 | 4527.7432 | 292.1969 | 4235.5463 | 0 | 4235.5463 | 129.5437 | 4365.09 | 162.6532 | 4527.7432 | 292.1969 | 0
2010-08-31 | 21:00 | 4302.8186 | 133.6914 | 4436.51 | 164.716 | 4601.226 | 298.4074 | 4302.8186 | 0 | 4302.8186 | 133.6914 | 4436.51 | 164.716 | 4601.226 | 298.4074 | 0
2010-08-31 | 22:00 | 4177.229 | 126.001 | 4303.23 | 160.851 | 4464.081 | 286.852 | 4177.229 | 0 | 4177.229 | 126.001 | 4303.23 | 160.851 | 4464.081 | 286.852 | 0
2010-08-31 | 23:00 | 3973.2728 | 113.9972 | 4087.27 | 154.4459 | 4241.7159 | 268.4431 | 3973.2728 | 0 | 3973.2728 | 113.9972 | 4087.27 | 154.4459 | 4241.7159 | 268.4431 | 0
2010-08-31 | 24:00 | 3736.6466 | 100.8234 | 3837.47 | 146.8173 | 3984.2873 | 247.6408 | 3736.6466 | 0 | 3736.6466 | 100.8234 | 3837.47 | 146.8173 | 3984.2873 | 247.6408 | 0
2010-09-01 | 1:00 | 3564.3787 | 91.7413 | 3656.12 | 141.1315 | 3797.2515 | 232.8728 | 3564.3787 | 0 | 3564.3787 | 91.7413 | 3656.12 | 141.1315 | 3797.2515 | 232.8728 | 0
2010-09-01 | 2:00 | 3441.2952 | 85.5148 | 3526.81 | 137.0014 | 3663.8114 | 222.5162 | 3441.2952 | 0 | 3441.2952 | 85.5148 | 3526.81 | 137.0014 | 3663.8114 | 222.5162 | 0
2010-09-01 | 3:00 | 3369.9445 | 82.0055 | 3451.95 | 134.5815 | 3586.5315 | 216.587 | 3369.9445 | 0 | 3369.9445 | 82.0055 | 3451.95 | 134.5815 | 3586.5315 | 216.587 | 0
2010-09-01 | 4:00 | 3328.7091 | 80.0109 | 3408.72 | 133.1744 | 3541.8944 | 213.1853 | 3328.7091 | 0 | 3328.7091 | 80.0109 | 3408.72 | 133.1744 | 3541.8944 | 213.1853 | 0
2010-09-01 | 5:00 | 3325.9898 | 79.8802 | 3405.87 | 133.0814 | 3538.9514 | 212.9616 | 3325.9898 | 0 | 3325.9898 | 79.8802 | 3405.87 | 133.0814 | 3538.9514 | 212.9616 | 0
2010-09-01 | 6:00 | 3394.4191 | 83.2009 | 3477.62 | 135.4137 | 3613.0337 | 218.6146 | 3394.4191 | 0 | 3394.4191 | 83.2009 | 3477.62 | 135.4137 | 3613.0337 | 218.6146 | 0
2010-09-01 | 7:00 | 3466.0314 | 86.7486 | 3552.78 | 137.8359 | 3690.6159 | 224.5845 | 3466.0314 | 0.0016134 | 3466.0298 | 86.7485 | 3552.7783 | 137.8359 | 3690.6142 | 224.5843 | 0.00013512
2010-09-01 | 8:00 | 3553.127 | 91.163 | 3644.29 | 140.7563 | 3785.0463 | 231.9193 | 3553.127 | 2.5463 | 3550.5807 | 91.0324 | 3641.6131 | 140.6713 | 3782.2844 | 231.7037 | 0.21559
2010-09-01 | 9:00 | 3699.4537 | 98.8263 | 3798.28 | 145.5991 | 3943.8791 | 244.4254 | 3699.4537 | 12.4035 | 3687.0502 | 98.1647 | 3785.215 | 145.1917 | 3930.4067 | 243.3565 | 1.069
2010-09-01 | 10:00 | 3804.5774 | 104.5226 | 3909.1 | 149.0289 | 4058.1289 | 253.5515 | 3804.5774 | 23.1289 | 3781.4485 | 103.2556 | 3884.7041 | 148.2779 | 4032.982 | 251.5335 | 2.018
2010-09-01 | 11:00 | 3885.3047 | 109.0053 | 3994.31 | 151.6345 | 4145.9445 | 260.6398 | 3885.3047 | 31.6974 | 3853.6073 | 107.2339 | 3960.8412 | 150.6144 | 4111.4556 | 257.8483 | 2.7915
2010-09-01 | 12:00 | 3914.9831 | 110.6769 | 4025.66 | 152.5863 | 4178.2463 | 263.2632 | 3914.9831 | 36.9463 | 3878.0367 | 108.5978 | 3986.6346 | 151.401 | 4138.0355 | 259.9988 | 3.2644
2010-09-01 | 13:00 | 3935.4811 | 111.8389 | 4047.32 | 153.2417 | 4200.5617 | 265.0806 | 3935.4811 | 34.6798 | 3900.8013 | 109.8765 | 4010.6778 | 152.1319 | 4162.8098 | 262.0085 | 3.0722
2010-09-01 | 14:00 | 3972.015 | 113.925 | 4085.94 | 154.4059 | 4240.3459 | 268.3309 | 3972.015 | 19.6332 | 3952.3818 | 112.8016 | 4065.1833 | 153.7809 | 4218.9642 | 266.5824 | 1.7485
2010-09-01 | 15:00 | 4017.1227 | 116.5273 | 4133.65 | 155.8363 | 4289.4863 | 272.3636 | 4017.1227 | 21.8647 | 3995.2581 | 115.2622 | 4110.5203 | 155.1439 | 4265.6642 | 270.4061 | 1.9574
2010-09-01 | 16:00 | 4093.2069 | 120.9831 | 4214.19 | 158.2315 | 4372.4215 | 279.2146 | 4093.2069 | 22.4855 | 4070.7214 | 119.6576 | 4190.379 | 157.5259 | 4347.9049 | 277.1835 | 2.0311
2010-09-01 | 17:00 | 4213.2185 | 128.1815 | 4341.4 | 161.9647 | 4503.3647 | 290.1462 | 4213.2185 | 27.1781 | 4186.0404 | 126.5331 | 4312.5735 | 161.1241 | 4473.6976 | 287.6572 | 2.489
2010-09-01 | 18:00 | 4302.7433 | 133.6867 | 4436.43 | 164.7137 | 4601.1437 | 298.4004 | 4302.7433 | 17.0108 | 4285.7325 | 132.6317 | 4418.3642 | 164.1937 | 4582.5579 | 296.8254 | 1.5749
2010-09-01 | 19:00 | 4381.7488 | 138.6412 | 4520.39 | 167.114 | 4687.504 | 305.7552 | 4381.7488 | 6.2617 | 4375.4871 | 138.2452 | 4513.7323 | 166.9246 | 4680.657 | 305.1699 | 0.58533
2010-09-01 | 20:00 | 4425.7691 | 141.4409 | 4567.21 | 168.441 | 4735.651 | 309.8818 | 4425.7691 | 0.14873 | 4425.6204 | 141.4313 | 4567.0518 | 168.4365 | 4735.4883 | 309.8679 | 0.013977
2010-09-01 | 21:00 | 4468.1851 | 144.1649 | 4612.35 | 169.7125 | 4782.0625 | 313.8774 | 4468.1851 | 0 | 4468.1851 | 144.1649 | 4612.35 | 169.7125 | 4782.0625 | 313.8774 | 0
2010-09-01 | 22:00 | 4363.1437 | 137.4663 | 4500.61 | 166.5509 | 4667.1609 | 304.0173 | 4363.1437 | 0 | 4363.1437 | 137.4663 | 4500.61 | 166.5509 | 4667.1609 | 304.0173 | 0
2010-09-01 | 23:00 | 4126.8594 | 122.9806 | 4249.84 | 159.2839 | 4409.1239 | 282.2645 | 4126.8594 | 0 | 4126.8594 | 122.9806 | 4249.84 | 159.2839 | 4409.1239 | 282.2645 | 0
2010-09-01 | 24:00 | 3902.0719 | 109.9481 | 4012.02 | 152.1727 | 4164.1927 | 262.1208 | 3902.0719 | 0 | 3902.0719 | 109.9481 | 4012.02 | 152.1727 | 4164.1927 | 262.1208 | 0
2010-09-02 | 1:00 | 3708.0727 | 99.2873 | 3807.36 | 145.8819 | 3953.2419 | 245.1692 | 3708.0727 | 0 | 3708.0727 | 99.2873 | 3807.36 | 145.8819 | 3953.2419 | 245.1692 | 0
2010-09-02 | 2:00 | 3617.9883 | 94.5217 | 3712.51 | 142.9128 | 3855.4228 | 237.4345 | 3617.9883 | 0 | 3617.9883 | 94.5217 | 3712.51 | 142.9128 | 3855.4228 | 237.4345 | 0
2010-09-02 | 3:00 | 3518.9902 | 89.4198 | 3608.41 | 139.615 | 3748.025 | 229.0348 | 3518.9902 | 0 | 3518.9902 | 89.4198 | 3608.41 | 139.615 | 3748.025 | 229.0348 | 0
2010-09-02 | 4:00 | 3496.7566 | 88.2934 | 3585.05 | 138.8694 | 3723.9194 | 227.1627 | 3496.7566 | 0 | 3496.7566 | 88.2934 | 3585.05 | 138.8694 | 3723.9194 | 227.1627 | 0
2010-09-02 | 5:00 | 3509.8159 | 88.9541 | 3598.77 | 139.3075 | 3738.0775 | 228.2617 | 3509.8159 | 0 | 3509.8159 | 88.9541 | 3598.77 | 139.3075 | 3738.0775 | 228.2617 | 0
2010-09-02 | 6:00 | 3593.1706 | 93.2294 | 3686.4 | 142.0895 | 3828.4895 | 235.3189 | 3593.1706 | 0 | 3593.1706 | 93.2294 | 3686.4 | 142.0895 | 3828.4895 | 235.3189 | 0
2010-09-02 | 7:00 | 3704.9973 | 99.1227 | 3804.12 | 145.781 | 3949.901 | 244.9038 | 3704.9973 | 0 | 3704.9973 | 99.1227 | 3804.12 | 145.781 | 3949.901 | 244.9038 | 0
2010-09-02 | 8:00 | 3761.6906 | 102.1794 | 3863.87 | 147.6347 | 4011.5047 | 249.8141 | 3761.6906 | 0.93572 | 3760.7549 | 102.1286 | 3862.8835 | 147.6042 | 4010.4877 | 249.7328 | 0.081324
2010-09-02 | 9:00 | 3884.6703 | 108.9697 | 3993.64 | 151.6142 | 4145.2542 | 260.5838 | 3884.6703 | 4.2597 | 3880.4106 | 108.7308 | 3989.1415 | 151.4773 | 4140.6187 | 260.2081 | 0.37573
2010-09-02 | 10:00 | 4006.9899 | 115.9401 | 4122.93 | 155.5156 | 4278.4456 | 271.4558 | 4006.9899 | 24.1403 | 3982.8495 | 114.5474 | 4097.3969 | 154.7502 | 4252.147 | 269.2975 | 2.1583
2010-09-02 | 11:00 | 4127.3879 | 123.0121 | 4250.4 | 159.3004 | 4409.7004 | 282.3125 | 4127.3879 | 32.5668 | 4094.8211 | 121.0785 | 4215.8996 | 158.2821 | 4374.1817 | 279.3606 | 2.9519
2010-09-02 | 12:00 | 4160.4398 | 124.9902 | 4285.43 | 160.3297 | 4445.7597 | 285.3199 | 4160.4398 | 37.983 | 4122.4568 | 122.7184 | 4245.1752 | 159.1465 | 4404.3216 | 281.8648 | 3.4551
2010-09-02 | 13:00 | 4257.3869 | 130.8831 | 4388.27 | 163.3248 | 4551.5948 | 294.2079 | 4257.3869 | 5.0879 | 4252.299 | 130.5705 | 4382.8694 | 163.1685 | 4546.038 | 293.739 | 0.46894
2010-09-02 | 14:00 | 4320.959 | 134.821 | 4455.78 | 165.2692 | 4621.0492 | 300.0903 | 4320.959 | 5.0888 | 4315.8702 | 134.5037 | 4450.3738 | 165.1142 | 4615.488 | 299.6178 | 0.47244
2010-09-02 | 15:00 | 4455.1171 | 143.3229 | 4598.44 | 169.3215 | 4767.7615 | 312.6444 | 4455.1171 | 4.6882 | 4450.4289 | 143.0214 | 4593.4503 | 169.1811 | 4762.6314 | 312.2025 | 0.44192
2010-09-02 | 16:00 | 4613.777 | 153.713 | 4767.49 | 174.0238 | 4941.5138 | 327.7368 | 4613.777 | 8.6244 | 4605.1526 | 153.1389 | 4758.2915 | 173.7708 | 4932.0622 | 326.9096 | 0.82722
2010-09-02 | 17:00 | 4835.4609 | 168.8391 | 5004.3 | 180.4295 | 5184.7295 | 349.2686 | 4835.4609 | 24.2434 | 4811.2174 | 167.1504 | 4978.3678 | 179.7384 | 5158.1061 | 346.8887 | 2.3799
2010-09-02 | 18:00 | 4971.0401 | 178.4399 | 5149.48 | 184.2518 | 5333.7318 | 362.6917 | 4971.0401 | 16.721 | 4954.3192 | 177.2415 | 5131.5606 | 183.7843 | 5315.3449 | 361.0258 | 1.6659
2010-09-02 | 19:00 | 4973.298 | 178.602 | 5151.9 | 184.3148 | 5336.2148 | 362.9168 | 4973.298 | 3.8954 | 4969.4026 | 178.3223 | 5147.7249 | 184.2061 | 5331.931 | 362.5284 | 0.38845
2010-09-02 | 20:00 | 5032.7895 | 182.9005 | 5215.69 | 185.9686 | 5401.6586 | 368.869 | 5032.7895 | 0 | 5032.7895 | 182.9005 | 5215.69 | 185.9686 | 5401.6586 | 368.869 | 0
2010-09-02 | 21:00 | 5044.656 | 183.764 | 5228.42 | 186.2967 | 5414.7167 | 370.0607 | 5044.656 | 0 | 5044.656 | 183.764 | 5228.42 | 186.2967 | 5414.7167 | 370.0607 | 0
2010-09-02 | 22:00 | 4856.3864 | 170.3036 | 5026.69 | 181.0242 | 5207.7142 | 351.3278 | 4856.3864 | 0 | 4856.3864 | 170.3036 | 5026.69 | 181.0242 | 5207.7142 | 351.3278 | 0
2010-09-02 | 23:00 | 4539.6374 | 148.8126 | 4688.45 | 171.8387 | 4860.2887 | 320.6513 | 4539.6374 | 0 | 4539.6374 | 148.8126 | 4688.45 | 171.8387 | 4860.2887 | 320.6513 | 0
2010-09-02 | 24:00 | 4142.0522 | 123.8878 | 4265.94 | 159.7576 | 4425.6976 | 283.6454 | 4142.0522 | 0 | 4142.0522 | 123.8878 | 4265.94 | 159.7576 | 4425.6976 | 283.6454 | 0
2010-09-03 | 1:00 | 3903.7664 | 110.0436 | 4013.81 | 152.227 | 4166.037 | 262.2706 | 3903.7664 | 0 | 3903.7664 | 110.0436 | 4013.81 | 152.227 | 4166.037 | 262.2706 | 0
2010-09-03 | 2:00 | 3773.0145 | 102.7955 | 3875.81 | 148.0035 | 4023.8135 | 250.799 | 3773.0145 | 0 | 3773.0145 | 102.7955 | 3875.81 | 148.0035 | 4023.8135 | 250.799 | 0
2010-09-03 | 3:00 | 3723.1344 | 100.0956 | 3823.23 | 146.3754 | 3969.6054 | 246.4709 | 3723.1344 | 0 | 3723.1344 | 100.0956 | 3823.23 | 146.3754 | 3969.6054 | 246.4709 | 0
2010-09-03 | 4:00 | 3710.8062 | 99.4338 | 3810.24 | 145.9715 | 3956.2115 | 245.4053 | 3710.8062 | 0 | 3710.8062 | 99.4338 | 3810.24 | 145.9715 | 3956.2115 | 245.4053 | 0
2010-09-03 | 5:00 | 3823.5048 | 105.5652 | 3929.07 | 149.642 | 4078.712 | 255.2072 | 3823.5048 | 0 | 3823.5048 | 105.5652 | 3929.07 | 149.642 | 4078.712 | 255.2072 | 0
2010-09-03 | 6:00 | 4191.3365 | 126.8535 | 4318.19 | 161.2881 | 4479.4781 | 288.1416 | 4191.3365 | 0 | 4191.3365 | 126.8535 | 4318.19 | 161.2881 | 4479.4781 | 288.1416 | 0
2010-09-03 | 7:00 | 4769.8048 | 164.2852 | 4934.09 | 178.5524 | 5112.6424 | 342.8377 | 4769.8048 | 0 | 4769.8048 | 164.2852 | 4934.09 | 178.5524 | 5112.6424 | 342.8377 | 0
2010-09-03 | 8:00 | 5097.757 | 187.653 | 5285.41 | 187.7584 | 5473.1684 | 375.4114 | 5097.757 | 1.3468 | 5096.4101 | 187.5539 | 5283.964 | 187.7215 | 5471.6855 | 375.2754 | 0.13608
2010-09-03 | 9:00 | 5192.7763 | 194.7137 | 5387.49 | 190.3459 | 5577.8359 | 385.0596 | 5192.7763 | 3.7902 | 5188.9861 | 194.4296 | 5383.4157 | 190.2434 | 5573.659 | 384.673 | 0.38666
2010-09-03 | 10:00 | 5168.2419 | 192.8781 | 5361.12 | 189.6812 | 5550.8012 | 382.5594 | 5168.2419 | 2.9626 | 5165.2793 | 192.6571 | 5357.9363 | 189.6008 | 5547.5372 | 382.2579 | 0.30148
2010-09-03 | 11:00 | 5225.9319 | 197.2081 | 5423.14 | 191.2403 | 5614.3803 | 388.4484 | 5225.9319 | 3.968 | 5221.9639 | 196.9088 | 5418.8727 | 191.1335 | 5610.0061 | 388.0422 | 0.40616
2010-09-03 | 12:00 | 5237.0331 | 198.0469 | 5435.08 | 191.5387 | 5626.6187 | 389.5856 | 5237.0331 | 4.7846 | 5232.2485 | 197.6852 | 5429.9337 | 191.4101 | 5621.3438 | 389.0953 | 0.49029
2010-09-03 | 13:00 | 5280.8456 | 201.3744 | 5482.22 | 192.7119 | 5674.9319 | 394.0863 | 5280.8456 | 7.4566 | 5273.389 | 200.8061 | 5474.1952 | 192.5127 | 5666.7079 | 393.3189 | 0.76739
2010-09-03 | 14:00 | 5369.9524 | 208.2276 | 5578.18 | 195.074 | 5773.254 | 403.3015 | 5369.9524 | 8.5254 | 5361.427 | 207.5669 | 5568.9939 | 194.8494 | 5763.8433 | 402.4163 | 0.88526
2010-09-03 | 15:00 | 5389.0581 | 209.7119 | 5598.77 | 195.5763 | 5794.3463 | 405.2882 | 5389.0581 | 11.085 | 5377.9731 | 208.8501 | 5586.8232 | 195.285 | 5782.1082 | 404.1351 | 1.1531
2010-09-03 | 16:00 | 5389.4107 | 209.7393 | 5599.15 | 195.5855 | 5794.7355 | 405.3249 | 5389.4107 | 5.3424 | 5384.0683 | 209.3237 | 5593.392 | 195.4452 | 5788.8373 | 404.769 | 0.55591
2010-09-03 | 17:00 | 5395.2926 | 210.1974 | 5605.49 | 195.7399 | 5801.2299 | 405.9373 | 5395.2926 | 9.0776 | 5386.215 | 209.4907 | 5595.7056 | 195.5016 | 5791.2073 | 404.9923 | 0.94497
2010-09-03 | 18:00 | 5321.6886 | 204.5014 | 5526.19 | 193.7985 | 5719.9885 | 398.2999 | 5321.6886 | 4.7829 | 5316.9057 | 204.134 | 5521.0397 | 193.6716 | 5714.7113 | 397.8056 | 0.49434
2010-09-03 | 19:00 | 5209.621 | 195.979 | 5405.6 | 190.8008 | 5596.4008 | 386.7799 | 5209.621 | 1.5771 | 5208.0439 | 195.8604 | 5403.9043 | 190.7583 | 5594.6625 | 386.6187 | 0.16118
2010-09-03 | 20:00 | 5137.5462 | 190.5938 | 5328.14 | 188.8463 | 5516.9863 | 379.4401 | 5137.5462 | 0.030515 | 5137.5157 | 190.5916 | 5328.1072 | 188.8455 | 5516.9527 | 379.437 | 0.003096
2010-09-03 | 21:00 | 5069.5201 | 185.5799 | 5255.1 | 186.9825 | 5442.0825 | 372.5625 | 5069.5201 | 0 | 5069.5201 | 185.5799 | 5255.1 | 186.9825 | 5442.0825 | 372.5625 | 0
2010-09-03 | 22:00 | 4845.3683 | 169.5317 | 5014.9 | 180.7113 | 5195.6113 | 350.243 | 4845.3683 | 0 | 4845.3683 | 169.5317 | 5014.9 | 180.7113 | 5195.6113 | 350.243 | 0
2010-09-03 | 23:00 | 4435.6377 | 142.0723 | 4577.71 | 168.7374 | 4746.4474 | 310.8098 | 4435.6377 | 0 | 4435.6377 | 142.0723 | 4577.71 | 168.7374 | 4746.4474 | 310.8098 | 0
2010-09-03 | 24:00 | 4091.1863 | 120.8637 | 4212.05 | 158.1682 | 4370.2182 | 279.0319 | 4091.1863 | 0 | 4091.1863 | 120.8637 | 4212.05 | 158.1682 | 4370.2182 | 279.0319 | 0
2010-09-04 | 1:00 | 3853.3598 | 107.2202 | 3960.58 | 150.6064 | 4111.1864 | 257.8266 | 3853.3598 | 0 | 3853.3598 | 107.2202 | 3960.58 | 150.6064 | 4111.1864 | 257.8266 | 0
2010-09-04 | 2:00 | 3719.7086 | 99.9114 | 3819.62 | 146.2632 | 3965.8832 | 246.1746 | 3719.7086 | 0 | 3719.7086 | 99.9114 | 3819.62 | 146.2632 | 3965.8832 | 246.1746 | 0
2010-09-04 | 3:00 | 3653.7029 | 96.3971 | 3750.1 | 144.0935 | 3894.1935 | 240.4906 | 3653.7029 | 0 | 3653.7029 | 96.3971 | 3750.1 | 144.0935 | 3894.1935 | 240.4906 | 0
2010-09-04 | 4:00 | 3579.6794 | 92.5306 | 3672.21 | 141.641 | 3813.851 | 234.1716 | 3579.6794 | 0 | 3579.6794 | 92.5306 | 3672.21 | 141.641 | 3813.851 | 234.1716 | 0
2010-09-04 | 5:00 | 3681.3676 | 97.8624 | 3779.23 | 145.0049 | 3924.2349 | 242.8673 | 3681.3676 | 0 | 3681.3676 | 97.8624 | 3779.23 | 145.0049 | 3924.2349 | 242.8673 | 0
2010-09-04 | 6:00 | 3957.449 | 113.091 | 4070.54 | 153.9423 | 4224.4823 | 267.0333 | 3957.449 | 0 | 3957.449 | 113.091 | 4070.54 | 153.9423 | 4224.4823 | 267.0333 | 0
2010-09-04 | 7:00 | 4387.8053 | 139.0247 | 4526.83 | 167.297 | 4694.127 | 306.3217 | 4387.8053 | 0.0010807 | 4387.8042 | 139.0247 | 4526.8289 | 167.297 | 4694.1258 | 306.3216 | 0.00010113
2010-09-04 | 8:00 | 4614.0489 | 153.7311 | 4767.78 | 174.0318 | 4941.8118 | 327.7629 | 4614.0489 | 2.582 | 4611.4669 | 153.5591 | 4765.026 | 173.9561 | 4938.9821 | 327.5152 | 0.24775
2010-09-04 | 9:00 | 4605.9107 | 153.1893 | 4759.1 | 173.793 | 4932.893 | 326.9823 | 4605.9107 | 12.5953 | 4593.3154 | 152.3526 | 4745.668 | 173.4229 | 4919.091 | 325.7755 | 1.2068
2010-09-04 | 10:00 | 4586.8931 | 151.9269 | 4738.82 | 173.234 | 4912.054 | 325.1608 | 4586.8931 | 24.8699 | 4562.0232 | 150.2839 | 4712.3071 | 172.5007 | 4884.8078 | 322.7846 | 2.3762
2010-09-04 | 11:00 | 4638.2331 | 155.3469 | 4793.58 | 174.74 | 4968.32 | 330.0868 | 4638.2331 | 33.2095 | 4605.0237 | 153.1303 | 4758.1539 | 173.767 | 4931.9209 | 326.8973 | 3.1896
2010-09-04 | 12:00 | 4695.2972 | 159.1928 | 4854.49 | 176.4018 | 5030.8918 | 335.5946 | 4695.2972 | 34.1947 | 4661.1024 | 156.8826 | 4817.985 | 175.4075 | 4993.3925 | 332.29 | 3.3046
2010-09-04 | 13:00 | 4737.0999 | 162.0401 | 4899.14 | 177.6111 | 5076.7511 | 339.6512 | 4737.0999 | 10.861 | 4726.2389 | 161.2979 | 4887.5368 | 177.2976 | 5064.8343 | 338.5954 | 1.0557
2010-09-04 | 14:00 | 4795.2568 | 166.0432 | 4961.3 | 179.2821 | 5140.5821 | 345.3253 | 4795.2568 | 38.9174 | 4756.3395 | 163.359 | 4919.6984 | 178.1654 | 5097.8638 | 341.5243 | 3.8009
2010-09-04 | 15:00 | 4809.7702 | 167.0498 | 4976.82 | 179.697 | 5156.517 | 346.7468 | 4809.7702 | 6.4337 | 4803.3365 | 166.6032 | 4969.9397 | 179.5132 | 5149.4529 | 346.1164 | 0.63044
2010-09-04 | 16:00 | 4836.676 | 168.924 | 5005.6 | 180.4641 | 5186.0641 | 349.3881 | 4836.676 | 26.1 | 4810.576 | 167.1058 | 4977.6818 | 179.72 | 5157.4018 | 346.8258 | 2.5622
2010-09-04 | 17:00 | 4942.9137 | 176.4263 | 5119.34 | 183.4648 | 5302.8048 | 359.8911 | 4942.9137 | 20.8783 | 4922.0354 | 174.9391 | 5096.9745 | 182.8786 | 5279.8531 | 357.8177 | 2.0735
2010-09-04 | 18:00 | 5060.6303 | 184.9297 | 5245.56 | 186.7376 | 5432.2976 | 371.6673 | 5060.6303 | 17.5983 | 5043.0321 | 183.6457 | 5226.6778 | 186.2518 | 5412.9296 | 369.8976 | 1.7697
2010-09-04 | 19:00 | 5100.5605 | 187.8595 | 5288.42 | 187.8353 | 5476.2553 | 375.6948 | 5100.5605 | 5.9879 | 5094.5726 | 187.4187 | 5281.9913 | 187.6711 | 5469.6624 | 375.0897 | 0.60502
2010-09-04 | 20:00 | 5058.6081 | 184.7819 | 5243.39 | 186.6819 | 5430.0719 | 371.4638 | 5058.6081 | 0.018964 | 5058.5891 | 184.7805 | 5243.3697 | 186.6813 | 5430.051 | 371.4619 | 0.0019084
2010-09-04 | 21:00 | 5026.3474 | 182.4326 | 5208.78 | 185.7902 | 5394.5702 | 368.2227 | 5026.3474 | 0 | 5026.3474 | 182.4326 | 5208.78 | 185.7902 | 5394.5702 | 368.2227 | 0
2010-09-04 | 22:00 | 4770.1228 | 164.3072 | 4934.43 | 178.5616 | 5112.9916 | 342.8687 | 4770.1228 | 0 | 4770.1228 | 164.3072 | 4934.43 | 178.5616 | 5112.9916 | 342.8687 | 0
2010-09-04 | 23:00 | 4363.2942 | 137.4758 | 4500.77 | 166.5555 | 4667.3255 | 304.0313 | 4363.2942 | 0 | 4363.2942 | 137.4758 | 4500.77 | 166.5555 | 4667.3255 | 304.0313 | 0
2010-09-04 | 24:00 | 3947.8566 | 112.5434 | 4060.4 | 153.6366 | 4214.0366 | 266.18 | 3947.8566 | 0 | 3947.8566 | 112.5434 | 4060.4 | 153.6366 | 4214.0366 | 266.18 | 0
2010-09-05 | 1:00 | 3711.7554 | 99.4846 | 3811.24 | 146.0026 | 3957.2426 | 245.4873 | 3711.7554 | 0 | 3711.7554 | 99.4846 | 3811.24 | 146.0026 | 3957.2426 | 245.4873 | 0
2010-09-05 | 2:00 | 3612.8277 | 94.2523 | 3707.08 | 142.7418 | 3849.8218 | 236.9941 | 3612.8277 | 0 | 3612.8277 | 94.2523 | 3707.08 | 142.7418 | 3849.8218 | 236.9941 | 0
2010-09-05 | 3:00 | 3560.5839 | 91.5461 | 3652.13 | 141.005 | 3793.135 | 232.5511 | 3560.5839 | 0 | 3560.5839 | 91.5461 | 3652.13 | 141.005 | 3793.135 | 232.5511 | 0
2010-09-05 | 4:00 | 3553.146 | 91.164 | 3644.31 | 140.7569 | 3785.0669 | 231.9209 | 3553.146 | 0 | 3553.146 | 91.164 | 3644.31 | 140.7569 | 3785.0669 | 231.9209 | 0
2010-09-05 | 5:00 | 3614.6335 | 94.3465 | 3708.98 | 142.8016 | 3851.7816 | 237.1482 | 3614.6335 | 0 | 3614.6335 | 94.3465 | 3708.98 | 142.8016 | 3851.7816 | 237.1482 | 0
2010-09-05 | 6:00 | 3906.4358 | 110.1942 | 4016.63 | 152.3125 | 4168.9425 | 262.5067 | 3906.4358 | 0 | 3906.4358 | 110.1942 | 4016.63 | 152.3125 | 4168.9425 | 262.5067 | 0
2010-09-05 | 7:00 | 4374.1211 | 138.1589 | 4512.28 | 166.8833 | 4679.1633 | 305.0422 | 4374.1211 | 0 | 4374.1211 | 138.1589 | 4512.28 | 166.8833 | 4679.1633 | 305.0422 | 0
2010-09-05 | 8:00 | 4637.9988 | 155.3312 | 4793.33 | 174.7331 | 4968.0631 | 330.0643 | 4637.9988 | 2.3627 | 4635.6361 | 155.173 | 4790.8091 | 174.664 | 4965.4731 | 329.837 | 0.2273
2010-09-05 | 9:00 | 4763.9947 | 163.8853 | 4927.88 | 178.3855 | 5106.2655 | 342.2708 | 4763.9947 | 3.699 | 4760.2958 | 163.6309 | 4923.9266 | 178.2792 | 5102.2058 | 341.91 | 0.36074
2010-09-05 | 10:00 | 4885.0034 | 172.3166 | 5057.32 | 181.8346 | 5239.1546 | 354.1512 | 4885.0034 | 22.4076 | 4862.5958 | 170.7394 | 5033.3352 | 181.2003 | 5214.5355 | 351.9397 | 2.2115
2010-09-05 | 11:00 | 5013.2378 | 181.4822 | 5194.72 | 185.4266 | 5380.1466 | 366.9088 | 5013.2378 | 34.1032 | 4979.1346 | 179.0215 | 5158.1561 | 184.4777 | 5342.6338 | 363.4992 | 3.4096
2010-09-05 | 12:00 | 5032.5564 | 182.8836 | 5215.44 | 185.9621 | 5401.4021 | 368.8457 | 5032.5564 | 39.5103 | 4993.0461 | 180.0232 | 5173.0693 | 184.8653 | 5357.9347 | 364.8886 | 3.9571
2010-09-05 | 13:00 | 5026.7577 | 182.4623 | 5209.22 | 185.8015 | 5395.0215 | 368.2639 | 5026.7577 | 18.1152 | 5008.6425 | 181.1496 | 5189.7921 | 185.299 | 5375.0911 | 366.4486 | 1.8152
2010-09-05 | 14:00 | 5231.492 | 197.628 | 5429.12 | 191.3898 | 5620.5098 | 389.0178 | 5231.492 | 29.6229 | 5201.8691 | 195.3962 | 5397.2653 | 190.5916 | 5587.8569 | 385.9878 | 3.03
2010-09-05 | 15:00 | 5361.7761 | 207.5939 | 5569.37 | 194.8586 | 5764.2286 | 402.4525 | 5361.7761 | 10.1261 | 5351.65 | 206.8106 | 5558.4605 | 194.5914 | 5753.0519 | 401.402 | 1.0505
2010-09-05 | 16:00 | 5281.9884 | 201.4616 | 5483.45 | 192.7423 | 5676.1923 | 394.2039 | 5281.9884 | 32.671 | 5249.3174 | 198.9771 | 5448.2945 | 191.8684 | 5640.1629 | 390.8455 | 3.3584
2010-09-05 | 17:00 | 5341.4194 | 206.0206 | 5547.44 | 194.3211 | 5741.7611 | 400.3417 | 5341.4194 | 3.8129 | 5337.6065 | 205.7266 | 5543.3331 | 194.2202 | 5737.5533 | 399.9468 | 0.39488
2010-09-05 | 18:00 | 5416.1169 | 211.8231 | 5627.94 | 196.2851 | 5824.2251 | 408.1083 | 5416.1169 | 5.2534 | 5410.8635 | 211.4124 | 5622.2759 | 196.1478 | 5818.4237 | 407.5602 | 0.54811
2010-09-05 | 19:00 | 5471.2522 | 216.1578 | 5687.41 | 197.7204 | 5885.1304 | 413.8782 | 5471.2522 | 2.3258 | 5468.9264 | 215.974 | 5684.9004 | 197.6601 | 5882.5605 | 413.6341 | 0.24403
2010-09-05 | 20:00 | 5479.0552 | 216.7748 | 5695.83 | 197.9225 | 5893.7525 | 414.6973 | 5479.0552 | 0 | 5479.0552 | 216.7748 | 5695.83 | 197.9225 | 5893.7525 | 414.6973 | 0
2010-09-05 | 21:00 | 5432.4197 | 213.1003 | 5645.52 | 196.7108 | 5842.2308 | 409.8111 | 5432.4197 | 0 | 5432.4197 | 213.1003 | 5645.52 | 196.7108 | 5842.2308 | 409.8111 | 0
2010-09-05 | 22:00 | 5201.0549 | 195.3351 | 5396.39 | 190.5696 | 5586.9596 | 385.9047 | 5201.0549 | 0 | 5201.0549 | 195.3351 | 5396.39 | 190.5696 | 5586.9596 | 385.9047 | 0
2010-09-05 | 23:00 | 4735.3871 | 161.9229 | 4897.31 | 177.5617 | 5074.8717 | 339.4846 | 4735.3871 | 0 | 4735.3871 | 161.9229 | 4897.31 | 177.5617 | 5074.8717 | 339.4846 | 0
2010-09-05 | 24:00 | 4351.3649 | 136.7251 | 4488.09 | 166.1937 | 4654.2837 | 302.9189 | 4351.3649 | 0 | 4351.3649 | 136.7251 | 4488.09 | 166.1937 | 4654.2837 | 302.9189 | 0
2010-09-06 | 1:00 | 4081.4981 | 120.2919 | 4201.79 | 157.8643 | 4359.6543 | 278.1563 | 4081.4981 | 0 | 4081.4981 | 120.2919 | 4201.79 | 157.8643 | 4359.6543 | 278.1563 | 0
2010-09-06 | 2:00 | 3927.4945 | 111.3855 | 4038.88 | 152.9865 | 4191.8665 | 264.372 | 3927.4945 | 0 | 3927.4945 | 111.3855 | 4038.88 | 152.9865 | 4191.8665 | 264.372 | 0
2010-09-06 | 3:00 | 3816.0368 | 105.1532 | 3921.19 | 149.4003 | 4070.5903 | 254.5535 | 3816.0368 | 0 | 3816.0368 | 105.1532 | 3921.19 | 149.4003 | 4070.5903 | 254.5535 | 0
2010-09-06 | 4:00 | 3769.9418 | 102.6282 | 3872.57 | 147.9035 | 4020.4735 | 250.5317 | 3769.9418 | 0 | 3769.9418 | 102.6282 | 3872.57 | 147.9035 | 4020.4735 | 250.5317 | 0
2010-09-06 | 5:00 | 3826.4426 | 105.7274 | 3932.17 | 149.7371 | 4081.9071 | 255.4645 | 3826.4426 | 0 | 3826.4426 | 105.7274 | 3932.17 | 149.7371 | 4081.9071 | 255.4645 | 0
2010-09-06 | 6:00 | 4102.7897 | 121.5503 | 4224.34 | 158.5316 | 4382.8716 | 280.0819 | 4102.7897 | 0 | 4102.7897 | 121.5503 | 4224.34 | 158.5316 | 4382.8716 | 280.0819 | 0
2010-09-06 | 7:00 | 4572.4485 | 150.9715 | 4723.42 | 172.8084 | 4896.2284 | 323.7799 | 4572.4485 | 0.00034302 | 4572.4482 | 150.9715 | 4723.4196 | 172.8084 | 4896.228 | 323.7799 | 3.2767e-05
2010-09-06 | 8:00 | 4840.2091 | 169.1709 | 5009.38 | 180.5646 | 5189.9446 | 349.7354 | 4840.2091 | 2.176 | 4838.0331 | 169.0188 | 5007.0519 | 180.5027 | 5187.5546 | 349.5215 | 0.21397
2010-09-06 | 9:00 | 4878.0254 | 171.8246 | 5049.85 | 181.6373 | 5231.4873 | 353.4619 | 4878.0254 | 11.1063 | 4866.9191 | 171.0431 | 5037.9622 | 181.3228 | 5219.285 | 352.3659 | 1.096
2010-09-06 | 10:00 | 4870.5421 | 171.2979 | 5041.84 | 181.4255 | 5223.2655 | 352.7233 | 4870.5421 | 8.7506 | 4861.7916 | 170.6829 | 5032.4745 | 181.1775 | 5213.6519 | 351.8604 | 0.86295
2010-09-06 | 11:00 | 4882.2851 | 172.1249 | 5054.41 | 181.7578 | 5236.1678 | 353.8827 | 4882.2851 | 5.9486 | 4876.3365 | 171.7057 | 5048.0422 | 181.5895 | 5229.6318 | 353.2952 | 0.58745
2010-09-06 | 12:00 | 4943.931 | 176.499 | 5120.43 | 183.4933 | 5303.9233 | 359.9923 | 4943.931 | 4.5063 | 4939.4248 | 176.1774 | 5115.6021 | 183.367 | 5298.9691 | 359.5443 | 0.44796
2010-09-06 | 13:00 | 5022.702 | 182.168 | 5204.87 | 185.6891 | 5390.5591 | 367.8572 | 5022.702 | 4.9722 | 5017.7298 | 181.8075 | 5199.5373 | 185.5513 | 5385.0886 | 367.3588 | 0.49837
2010-09-06 | 14:00 | 5104.1183 | 188.1217 | 5292.24 | 187.9328 | 5480.1728 | 376.0544 | 5104.1183 | 4.9438 | 5099.1746 | 187.7574 | 5286.932 | 187.7973 | 5474.7292 | 375.5547 | 0.49973
2010-09-06 | 15:00 | 5145.9241 | 191.2159 | 5337.14 | 189.0746 | 5526.2146 | 380.2905 | 5145.9241 | 4.5903 | 5141.3337 | 190.8749 | 5332.2087 | 188.9495 | 5521.1582 | 379.8245 | 0.46602
2010-09-06 | 16:00 | 5194.9716 | 194.8784 | 5389.85 | 190.4052 | 5580.2552 | 385.2836 | 5194.9716 | 34.8054 | 5160.1662 | 192.2758 | 5352.4421 | 189.4619 | 5541.904 | 381.7378 | 3.5458
2010-09-06 | 17:00 | 5263.1155 | 200.0245 | 5463.14 | 192.238 | 5655.378 | 392.2625 | 5263.1155 | 4.9657 | 5258.1498 | 199.6472 | 5457.797 | 192.1051 | 5649.9021 | 391.7523 | 0.51019
2010-09-06 | 18:00 | 5287.2192 | 201.8608 | 5489.08 | 192.8819 | 5681.9619 | 394.7427 | 5287.2192 | 2.8736 | 5284.3456 | 201.6414 | 5485.9871 | 192.8052 | 5678.7923 | 394.4467 | 0.29599
2010-09-06 | 19:00 | 5233.8721 | 197.8079 | 5431.68 | 191.4538 | 5623.1338 | 389.2617 | 5233.8721 | 1.1634 | 5232.7088 | 197.7199 | 5430.4287 | 191.4225 | 5621.8512 | 389.1425 | 0.1192
2010-09-06 | 20:00 | 5130.4708 | 190.0692 | 5320.54 | 188.6533 | 5509.1933 | 378.7225 | 5130.4708 | 0.0092596 | 5130.4615 | 190.0685 | 5320.5301 | 188.6531 | 5509.1831 | 378.7216 | 0.00093877
2010-09-06 | 21:00 | 5076.6572 | 186.1028 | 5262.76 | 187.1789 | 5449.9389 | 373.2818 | 5076.6572 | 0 | 5076.6572 | 186.1028 | 5262.76 | 187.1789 | 5449.9389 | 373.2818 | 0
2010-09-06 | 22:00 | 4849.2655 | 169.8045 | 5019.07 | 180.822 | 5199.892 | 350.6265 | 4849.2655 | 0 | 4849.2655 | 169.8045 | 5019.07 | 180.822 | 5199.892 | 350.6265 | 0
2010-09-06 | 23:00 | 4500.3613 | 146.2487 | 4646.61 | 170.6724 | 4817.2824 | 316.9211 | 4500.3613 | 0 | 4500.3613 | 146.2487 | 4646.61 | 170.6724 | 4817.2824 | 316.9211 | 0
2010-09-06 | 24:00 | 4146.2037 | 124.1363 | 4270.34 | 159.8869 | 4430.2269 | 284.0231 | 4146.2037 | 0 | 4146.2037 | 124.1363 | 4270.34 | 159.8869 | 4430.2269 | 284.0231 | 0
2010-09-07 | 1:00 | 3894.4225 | 109.5175 | 4003.94 | 151.9273 | 4155.8673 | 261.4448 | 3894.4225 | 0 | 3894.4225 | 109.5175 | 4003.94 | 151.9273 | 4155.8673 | 261.4448 | 0
2010-09-07 | 2:00 | 3702.4439 | 98.9861 | 3801.43 | 145.6973 | 3947.1273 | 244.6834 | 3702.4439 | 0 | 3702.4439 | 98.9861 | 3801.43 | 145.6973 | 3947.1273 | 244.6834 | 0
2010-09-07 | 3:00 | 3579.9456 | 92.5444 | 3672.49 | 141.6498 | 3814.1398 | 234.1943 | 3579.9456 | 0 | 3579.9456 | 92.5444 | 3672.49 | 141.6498 | 3814.1398 | 234.1943 | 0
2010-09-07 | 4:00 | 3518.9046 | 89.4154 | 3608.32 | 139.6121 | 3747.9321 | 229.0275 | 3518.9046 | 0 | 3518.9046 | 89.4154 | 3608.32 | 139.6121 | 3747.9321 | 229.0275 | 0
2010-09-07 | 5:00 | 3475.716 | 87.234 | 3562.95 | 138.162 | 3701.112 | 225.3961 | 3475.716 | 0 | 3475.716 | 87.234 | 3562.95 | 138.162 | 3701.112 | 225.3961 | 0
2010-09-07 | 6:00 | 3553.0223 | 91.1577 | 3644.18 | 140.7528 | 3784.9328 | 231.9104 | 3553.0223 | 0 | 3553.0223 | 91.1577 | 3644.18 | 140.7528 | 3784.9328 | 231.9104 | 0
2010-09-07 | 7:00 | 3650.0933 | 96.2067 | 3746.3 | 143.9744 | 3890.2744 | 240.1811 | 3650.0933 | 0 | 3650.0933 | 96.2067 | 3746.3 | 143.9744 | 3890.2744 | 240.1811 | 0
2010-09-07 | 8:00 | 3759.9833 | 102.0867 | 3862.07 | 147.5791 | 4009.6491 | 249.6658 | 3759.9833 | 0.91124 | 3759.0721 | 102.0372 | 3861.1093 | 147.5494 | 4008.6586 | 249.5866 | 0.07918
2010-09-07 | 9:00 | 3916.9328 | 110.7872 | 4027.72 | 152.6487 | 4180.3687 | 263.4359 | 3916.9328 | 2.6737 | 3914.2591 | 110.636 | 4024.8951 | 152.5631 | 4177.4582 | 263.1991 | 0.23678
2010-09-07 | 10:00 | 4110.2475 | 121.9925 | 4232.24 | 158.7649 | 4391.0049 | 280.7575 | 4110.2475 | 2.8002 | 4107.4472 | 121.8264 | 4229.2736 | 158.6774 | 4387.951 | 280.5037 | 0.25375
2010-09-07 | 11:00 | 4131.4081 | 123.2519 | 4254.66 | 159.4258 | 4414.0858 | 282.6777 | 4131.4081 | 3.848 | 4127.5602 | 123.0224 | 4250.5825 | 159.3058 | 4409.8883 | 282.3282 | 0.34953
2010-09-07 | 12:00 | 4162.6472 | 125.1228 | 4287.77 | 160.3983 | 4448.1683 | 285.5211 | 4162.6472 | 4.661 | 4157.9861 | 124.8428 | 4282.8289 | 160.2534 | 4443.0823 | 285.0962 | 0.42492
2010-09-07 | 13:00 | 4188.6586 | 126.6914 | 4315.35 | 161.2052 | 4476.5552 | 287.8967 | 4188.6586 | 8.8841 | 4179.7744 | 126.1546 | 4305.929 | 160.9299 | 4466.8589 | 287.0845 | 0.81216
2010-09-07 | 14:00 | 4170.6647 | 125.6053 | 4296.27 | 160.6473 | 4456.9173 | 286.2526 | 4170.6647 | 6.0409 | 4164.6239 | 125.2417 | 4289.8655 | 160.4597 | 4450.3253 | 285.7014 | 0.55118
2010-09-07 | 15:00 | 4146.5434 | 124.1566 | 4270.7 | 159.8974 | 4430.5974 | 284.054 | 4146.5434 | 12.7907 | 4133.7527 | 123.3918 | 4257.1445 | 159.4989 | 4416.6434 | 282.8907 | 1.1633
2010-09-07 | 16:00 | 4114.3064 | 122.2336 | 4236.54 | 158.8918 | 4395.4318 | 281.1254 | 4114.3064 | 22.4914 | 4091.815 | 120.9008 | 4212.7159 | 158.1879 | 4370.9038 | 279.0887 | 2.0367
2010-09-07 | 17:00 | 4136.0793 | 123.5307 | 4259.61 | 159.5715 | 4419.1815 | 283.1022 | 4136.0793 | 9.7172 | 4126.3621 | 122.951 | 4249.3131 | 159.2684 | 4408.5814 | 282.2194 | 0.88285
2010-09-07 | 18:00 | 4174.3525 | 125.8275 | 4300.18 | 160.7617 | 4460.9417 | 286.5892 | 4174.3525 | 6.7228 | 4167.6297 | 125.4225 | 4293.0523 | 160.5531 | 4453.6053 | 285.9756 | 0.61363
2010-09-07 | 19:00 | 4191.1856 | 126.8444 | 4318.03 | 161.2835 | 4479.3135 | 288.1278 | 4191.1856 | 1.8593 | 4189.3263 | 126.7318 | 4316.0582 | 161.2259 | 4477.2841 | 287.9577 | 0.17009
2010-09-07 | 20:00 | 4217.3 | 128.43 | 4345.73 | 162.0907 | 4507.8207 | 290.5207 | 4217.3 | 0 | 4217.3 | 128.43 | 4345.73 | 162.0907 | 4507.8207 | 290.5207 | 0
2010-09-07 | 21:00 | 4236.5264 | 129.6036 | 4366.13 | 162.6834 | 4528.8134 | 292.287 | 4236.5264 | 0 | 4236.5264 | 129.6036 | 4366.13 | 162.6834 | 4528.8134 | 292.287 | 0
2010-09-07 | 22:00 | 4104.9327 | 121.6773 | 4226.61 | 158.5987 | 4385.2087 | 280.276 | 4104.9327 | 0 | 4104.9327 | 121.6773 | 4226.61 | 158.5987 | 4385.2087 | 280.276 | 0
2010-09-07 | 23:00 | 3866.9521 | 107.9779 | 3974.93 | 151.0443 | 4125.9743 | 259.0223 | 3866.9521 | 0 | 3866.9521 | 107.9779 | 3974.93 | 151.0443 | 4125.9743 | 259.0223 | 0
2010-09-07 | 24:00 | 3633.4487 | 95.3313 | 3728.78 | 143.4245 | 3872.2045 | 238.7558 | 3633.4487 | 0 | 3633.4487 | 95.3313 | 3728.78 | 143.4245 | 3872.2045 | 238.7558 | 0
2010-09-08 | 1:00 | 3468.5646 | 86.8754 | 3555.44 | 137.9212 | 3693.3612 | 224.7967 | 3468.5646 | 0 | 3468.5646 | 86.8754 | 3555.44 | 137.9212 | 3693.3612 | 224.7967 | 0
2010-09-08 | 2:00 | 3341.2549 | 80.6151 | 3421.87 | 133.6032 | 3555.4732 | 214.2183 | 3341.2549 | 0 | 3341.2549 | 80.6151 | 3421.87 | 133.6032 | 3555.4732 | 214.2183 | 0
2010-09-08 | 3:00 | 3302.3226 | 78.7474 | 3381.07 | 132.2708 | 3513.3408 | 211.0182 | 3302.3226 | 0 | 3302.3226 | 78.7474 | 3381.07 | 132.2708 | 3513.3408 | 211.0182 | 0
2010-09-08 | 4:00 | 3260.9914 | 76.7886 | 3337.78 | 130.8501 | 3468.6301 | 207.6387 | 3260.9914 | 0 | 3260.9914 | 76.7886 | 3337.78 | 130.8501 | 3468.6301 | 207.6387 | 0
2010-09-08 | 5:00 | 3248.5464 | 76.2036 | 3324.75 | 130.4212 | 3455.1712 | 206.6248 | 3248.5464 | 0 | 3248.5464 | 76.2036 | 3324.75 | 130.4212 | 3455.1712 | 206.6248 | 0
2010-09-08 | 6:00 | 3301.8167 | 78.7233 | 3380.54 | 132.2534 | 3512.7934 | 210.9767 | 3301.8167 | 0 | 3301.8167 | 78.7233 | 3380.54 | 132.2534 | 3512.7934 | 210.9767 | 0
2010-09-08 | 7:00 | 3420.4482 | 84.4818 | 3504.93 | 136.2963 | 3641.2263 | 220.7781 | 3420.4482 | 0.00034594 | 3420.4478 | 84.4818 | 3504.9296 | 136.2963 | 3641.2259 | 220.7781 | 2.8803e-05
2010-09-08 | 8:00 | 3519.5898 | 89.4502 | 3609.04 | 139.6351 | 3748.6751 | 229.0853 | 3519.5898 | 2.3349 | 3517.2549 | 89.3316 | 3606.5865 | 139.5569 | 3746.1434 | 228.8885 | 0.19686
2010-09-08 | 9:00 | 3687.5297 | 98.1903 | 3785.72 | 145.2075 | 3930.9275 | 243.3978 | 3687.5297 | 12.8357 | 3674.6941 | 97.5079 | 3772.2019 | 144.7853 | 3916.9873 | 242.2932 | 1.1046
2010-09-08 | 10:00 | 3820.9556 | 105.4244 | 3926.38 | 149.5595 | 4075.9395 | 254.984 | 3820.9556 | 23.7358 | 3797.2198 | 104.1187 | 3901.3385 | 148.7902 | 4050.1287 | 252.9089 | 2.075
2010-09-08 | 11:00 | 3918.9203 | 110.8997 | 4029.82 | 152.7123 | 4182.5323 | 263.612 | 3918.9203 | 32.1144 | 3886.806 | 109.0895 | 3995.8955 | 151.6828 | 4147.5783 | 260.7723 | 2.8397
2010-09-08 | 12:00 | 3976.4882 | 114.1818 | 4090.67 | 154.5481 | 4245.2181 | 268.7298 | 3976.4882 | 34.3222 | 3942.166 | 112.2192 | 4054.3852 | 153.4551 | 4207.8403 | 265.6743 | 3.0555
2010-09-08 | 13:00 | 3986.6821 | 114.7679 | 4101.45 | 154.8718 | 4256.3218 | 269.6398 | 3986.6821 | 41.8633 | 3944.8188 | 112.3703 | 4057.1891 | 153.5397 | 4210.7288 | 265.91 | 3.7298
2010-09-08 | 14:00 | 3950.6096 | 112.7004 | 4063.31 | 153.7244 | 4217.0344 | 266.4248 | 3950.6096 | 41.9736 | 3908.6359 | 110.3184 | 4018.9543 | 152.383 | 4171.3373 | 262.7014 | 3.7234
2010-09-08 | 15:00 | 3921.4094 | 111.0406 | 4032.45 | 152.7919 | 4185.2419 | 263.8325 | 3921.4094 | 37.9372 | 3883.4722 | 108.9025 | 3992.3747 | 151.5757 | 4143.9504 | 260.4781 | 3.3544
2010-09-08 | 16:00 | 3971.4854 | 113.8946 | 4085.38 | 154.389 | 4239.769 | 268.2837 | 3971.4854 | 34.967 | 3936.5184 | 111.8979 | 4048.4163 | 153.2748 | 4201.6911 | 265.1727 | 3.111
2010-09-08 | 17:00 | 4050.385 | 118.465 | 4168.85 | 156.8861 | 4325.7361 | 275.3511 | 4050.385 | 26.3603 | 4024.0247 | 116.928 | 4140.9527 | 156.0545 | 4297.0072 | 272.9825 | 2.3686
2010-09-08 | 18:00 | 4167.4012 | 125.4088 | 4292.81 | 160.546 | 4453.356 | 285.9548 | 4167.4012 | 16.2921 | 4151.1091 | 124.4302 | 4275.5392 | 160.0395 | 4435.5788 | 284.4697 | 1.4851
2010-09-08 | 19:00 | 4267.3345 | 131.4955 | 4398.83 | 163.6301 | 4562.4601 | 295.1255 | 4267.3345 | 3.6782 | 4263.6564 | 131.2689 | 4394.9252 | 163.5173 | 4558.4425 | 294.7861 | 0.33942
2010-09-08 | 20:00 | 4309.2111 | 134.0889 | 4443.3 | 164.9111 | 4608.2111 | 299 | 4309.2111 | 0.0022097 | 4309.2089 | 134.0888 | 4443.2977 | 164.911 | 4608.2087 | 298.9998 | 0.00020493
2010-09-08 | 21:00 | 4283.4213 | 132.4887 | 4415.91 | 164.123 | 4580.033 | 296.6117 | 4283.4213 | 0 | 4283.4213 | 132.4887 | 4415.91 | 164.123 | 4580.033 | 296.6117 | 0
2010-09-08 | 22:00 | 4107.2267 | 121.8133 | 4229.04 | 158.6705 | 4387.7105 | 280.4838 | 4107.2267 | 0 | 4107.2267 | 121.8133 | 4229.04 | 158.6705 | 4387.7105 | 280.4838 | 0
2010-09-08 | 23:00 | 3844.9475 | 106.7525 | 3951.7 | 150.335 | 4102.035 | 257.0875 | 3844.9475 | 0 | 3844.9475 | 106.7525 | 3951.7 | 150.335 | 4102.035 | 257.0875 | 0
2010-09-08 | 24:00 | 3613.1794 | 94.2706 | 3707.45 | 142.7534 | 3850.2034 | 237.0241 | 3613.1794 | 0 | 3613.1794 | 94.2706 | 3707.45 | 142.7534 | 3850.2034 | 237.0241 | 0
2010-09-09 | 1:00 | 3476.173 | 87.257 | 3563.43 | 138.1774 | 3701.6074 | 225.4344 | 3476.173 | 0 | 3476.173 | 87.257 | 3563.43 | 138.1774 | 3701.6074 | 225.4344 | 0
2010-09-09 | 2:00 | 3397.5648 | 83.3552 | 3480.92 | 135.5205 | 3616.4405 | 218.8757 | 3397.5648 | 0 | 3397.5648 | 83.3552 | 3480.92 | 135.5205 | 3616.4405 | 218.8757 | 0
2010-09-09 | 3:00 | 3368.6095 | 81.9405 | 3450.55 | 134.536 | 3585.086 | 216.4765 | 3368.6095 | 0 | 3368.6095 | 81.9405 | 3450.55 | 134.536 | 3585.086 | 216.4765 | 0
2010-09-09 | 4:00 | 3377.5252 | 82.3748 | 3459.9 | 134.8395 | 3594.7395 | 217.2143 | 3377.5252 | 0 | 3377.5252 | 82.3748 | 3459.9 | 134.8395 | 3594.7395 | 217.2143 | 0
2010-09-09 | 5:00 | 3497.1755 | 88.3145 | 3585.49 | 138.8834 | 3724.3734 | 227.198 | 3497.1755 | 0 | 3497.1755 | 88.3145 | 3585.49 | 138.8834 | 3724.3734 | 227.198 | 0
2010-09-09 | 6:00 | 3804.6343 | 104.5257 | 3909.16 | 149.0308 | 4058.1908 | 253.5565 | 3804.6343 | 0 | 3804.6343 | 104.5257 | 3909.16 | 149.0308 | 4058.1908 | 253.5565 | 0
2010-09-09 | 7:00 | 4338.8408 | 135.9392 | 4474.78 | 165.8134 | 4640.5934 | 301.7526 | 4338.8408 | 0 | 4338.8408 | 135.9392 | 4474.78 | 165.8134 | 4640.5934 | 301.7526 | 0
2010-09-09 | 8:00 | 4686.7558 | 158.6142 | 4845.37 | 176.1539 | 5021.5239 | 334.768 | 4686.7558 | 0.59393 | 4686.1619 | 158.574 | 4844.7359 | 176.1366 | 5020.8725 | 334.7106 | 0.05745
2010-09-09 | 9:00 | 4802.1211 | 166.5189 | 4968.64 | 179.4784 | 5148.1184 | 345.9973 | 4802.1211 | 4.7383 | 4797.3828 | 166.1905 | 4963.5732 | 179.3429 | 5142.9161 | 345.5334 | 0.46397
2010-09-09 | 10:00 | 4852.7513 | 170.0487 | 5022.8 | 180.921 | 5203.721 | 350.9697 | 4852.7513 | 4.4404 | 4848.3109 | 169.7377 | 5018.0485 | 180.7949 | 5198.8434 | 350.5325 | 0.43717
2010-09-09 | 11:00 | 4952.7414 | 177.1286 | 5129.87 | 183.7402 | 5313.6102 | 360.8687 | 4952.7414 | 7.2836 | 4945.4578 | 176.608 | 5122.0658 | 183.5361 | 5305.6019 | 360.1441 | 0.72462
2010-09-09 | 12:00 | 5019.42 | 181.93 | 5201.35 | 185.5981 | 5386.9481 | 367.5282 | 5019.42 | 9.2005 | 5010.2195 | 181.2637 | 5191.4832 | 185.3428 | 5376.826 | 366.6065 | 0.92165
2010-09-09 | 13:00 | 5011.1397 | 181.3303 | 5192.47 | 185.3684 | 5377.8384 | 366.6987 | 5011.1397 | 10.5961 | 5000.5436 | 180.5643 | 5181.1079 | 185.0739 | 5366.1818 | 365.6382 | 1.0605
2010-09-09 | 14:00 | 4980.8082 | 179.1418 | 5159.95 | 184.5244 | 5344.4744 | 363.6662 | 4980.8082 | 5.2277 | 4975.5805 | 178.766 | 5154.3465 | 184.3785 | 5338.725 | 363.1445 | 0.52167
2010-09-09 | 15:00 | 4971.6186 | 178.4814 | 5150.1 | 184.268 | 5334.368 | 362.7493 | 4971.6186 | 7.1531 | 4964.4655 | 177.9682 | 5142.4337 | 184.0681 | 5326.5018 | 362.0363 | 0.71305
2010-09-09 | 16:00 | 4981.088 | 179.162 | 5160.25 | 184.5322 | 5344.7822 | 363.6941 | 4981.088 | 11.5261 | 4969.5619 | 178.3338 | 5147.8957 | 184.2105 | 5332.1062 | 362.5443 | 1.1499
2010-09-09 | 17:00 | 5007.1298 | 181.0402 | 5188.17 | 185.257 | 5373.427 | 366.2972 | 5007.1298 | 11.8845 | 4995.2453 | 180.1818 | 5175.4271 | 184.9266 | 5360.3537 | 365.1084 | 1.1888
2010-09-09 | 18:00 | 5011.4847 | 181.3553 | 5192.84 | 185.3779 | 5378.2179 | 366.7332 | 5011.4847 | 2.85 | 5008.6347 | 181.1491 | 5189.7838 | 185.2988 | 5375.0826 | 366.4479 | 0.28536
2010-09-09 | 19:00 | 4953.5907 | 177.1893 | 5130.78 | 183.7639 | 5314.5439 | 360.9533 | 4953.5907 | 1.5552 | 4952.0355 | 177.0781 | 5129.1136 | 183.7204 | 5312.834 | 360.7985 | 0.15478
2010-09-09 | 20:00 | 4934.4475 | 175.8225 | 5110.27 | 183.2273 | 5293.4973 | 359.0498 | 4934.4475 | 0 | 4934.4475 | 175.8225 | 5110.27 | 183.2273 | 5293.4973 | 359.0498 | 0
2010-09-09 | 21:00 | 4884.7792 | 172.3008 | 5057.08 | 181.8283 | 5238.9083 | 354.1291 | 4884.7792 | 0 | 4884.7792 | 172.3008 | 5057.08 | 181.8283 | 5238.9083 | 354.1291 | 0
2010-09-09 | 22:00 | 4678.6818 | 158.0682 | 4836.75 | 175.9192 | 5012.6692 | 333.9874 | 4678.6818 | 0 | 4678.6818 | 158.0682 | 4836.75 | 175.9192 | 5012.6692 | 333.9874 | 0
2010-09-09 | 23:00 | 4369.672 | 137.878 | 4507.55 | 166.7487 | 4674.2987 | 304.6267 | 4369.672 | 0 | 4369.672 | 137.878 | 4507.55 | 166.7487 | 4674.2987 | 304.6267 | 0
2010-09-09 | 24:00 | 4090.8464 | 120.8436 | 4211.69 | 158.1575 | 4369.8475 | 279.0011 | 4090.8464 | 0 | 4090.8464 | 120.8436 | 4211.69 | 158.1575 | 4369.8475 | 279.0011 | 0
2010-09-10 | 1:00 | 3903.8042 | 110.0458 | 4013.85 | 152.2282 | 4166.0782 | 262.274 | 3903.8042 | 0 | 3903.8042 | 110.0458 | 4013.85 | 152.2282 | 4166.0782 | 262.274 | 0
2010-09-10 | 2:00 | 3774.5507 | 102.8793 | 3877.43 | 148.0535 | 4025.4835 | 250.9328 | 3774.5507 | 0 | 3774.5507 | 102.8793 | 3877.43 | 148.0535 | 4025.4835 | 250.9328 | 0
2010-09-10 | 3:00 | 3722.6694 | 100.0706 | 3822.74 | 146.3602 | 3969.1002 | 246.4307 | 3722.6694 | 0 | 3722.6694 | 100.0706 | 3822.74 | 146.3602 | 3969.1002 | 246.4307 | 0
2010-09-10 | 4:00 | 3691.2609 | 98.3891 | 3789.65 | 145.3301 | 3934.9801 | 243.7192 | 3691.2609 | 0 | 3691.2609 | 98.3891 | 3789.65 | 145.3301 | 3934.9801 | 243.7192 | 0
2010-09-10 | 5:00 | 3780.8662 | 103.2238 | 3884.09 | 148.2589 | 4032.3489 | 251.4828 | 3780.8662 | 0 | 3780.8662 | 103.2238 | 3884.09 | 148.2589 | 4032.3489 | 251.4828 | 0
2010-09-10 | 6:00 | 4142.156 | 123.894 | 4266.05 | 159.7608 | 4425.8108 | 283.6548 | 4142.156 | 0 | 4142.156 | 123.894 | 4266.05 | 159.7608 | 4425.8108 | 283.6548 | 0
2010-09-10 | 7:00 | 4679.0659 | 158.0941 | 4837.16 | 175.9304 | 5013.0904 | 334.0245 | 4679.0659 | 0 | 4679.0659 | 158.0941 | 4837.16 | 175.9304 | 5013.0904 | 334.0245 | 0
2010-09-10 | 8:00 | 5046.3524 | 183.8876 | 5230.24 | 186.3436 | 5416.5836 | 370.2312 | 5046.3524 | 2.0131 | 5044.3393 | 183.7409 | 5228.0802 | 186.288 | 5414.3682 | 370.0289 | 0.2023
2010-09-10 | 9:00 | 5127.5753 | 189.8547 | 5317.43 | 188.5743 | 5506.0043 | 378.429 | 5127.5753 | 6.901 | 5120.6743 | 189.344 | 5310.0183 | 188.3858 | 5498.4041 | 377.7298 | 0.6992
2010-09-10 | 10:00 | 5145.8775 | 191.2125 | 5337.09 | 189.0733 | 5526.1633 | 380.2858 | 5145.8775 | 2.6776 | 5143.1999 | 191.0135 | 5334.2135 | 189.0004 | 5523.2138 | 380.0139 | 0.27186
2010-09-10 | 11:00 | 5180.859 | 193.821 | 5374.68 | 190.0233 | 5564.7033 | 383.8444 | 5180.859 | 6.1881 | 5174.6708 | 193.3583 | 5368.0291 | 189.8556 | 5557.8848 | 383.2139 | 0.63044
2010-09-10 | 12:00 | 5203.4918 | 195.5182 | 5399.01 | 190.6354 | 5589.6454 | 386.1536 | 5203.4918 | 9.2036 | 5194.2883 | 194.8271 | 5389.1154 | 190.3868 | 5579.5022 | 385.2139 | 0.93968
2010-09-10 | 13:00 | 5249.0902 | 198.9598 | 5448.05 | 191.8623 | 5639.9123 | 390.8222 | 5249.0902 | 11.6259 | 5237.4642 | 198.0795 | 5435.5437 | 191.5503 | 5627.094 | 389.6298 | 1.1924
2010-09-10 | 14:00 | 5316.1723 | 204.0777 | 5520.25 | 193.6521 | 5713.9021 | 397.7298 | 5316.1723 | 8.267 | 5307.9054 | 203.4434 | 5511.3488 | 193.4326 | 5704.7814 | 396.876 | 0.8538
2010-09-10 | 15:00 | 5398.521 | 210.449 | 5608.97 | 195.8245 | 5804.7945 | 406.2735 | 5398.521 | 13.6173 | 5384.9037 | 209.3887 | 5594.2923 | 195.4672 | 5789.7595 | 404.8559 | 1.4177
2010-09-10 | 16:00 | 5462.3455 | 215.4545 | 5677.8 | 197.4894 | 5875.2894 | 412.9439 | 5462.3455 | 4.0944 | 5458.251 | 215.1317 | 5673.3827 | 197.3831 | 5870.7657 | 412.5147 | 0.42919
2010-09-10 | 17:00 | 5552.7636 | 222.6464 | 5775.41 | 199.8197 | 5975.2297 | 422.4661 | 5552.7636 | 2.8591 | 5549.9044 | 222.4172 | 5772.3216 | 199.7465 | 5972.0681 | 422.1637 | 0.3024
2010-09-10 | 18:00 | 5651.8007 | 230.6593 | 5882.46 | 202.334 | 6084.794 | 432.9933 | 5651.8007 | 2.6854 | 5649.1152 | 230.4402 | 5879.5554 | 202.2663 | 6081.8218 | 432.7065 | 0.28679
2010-09-10 | 19:00 | 5644.9311 | 230.0989 | 5875.03 | 202.1609 | 6077.1909 | 432.2598 | 5644.9311 | 1.9429 | 5642.9881 | 229.9406 | 5872.9287 | 202.1119 | 6075.0406 | 432.0525 | 0.20736
2010-09-10 | 20:00 | 5577.6346 | 224.6454 | 5802.28 | 200.4549 | 6002.7349 | 425.1002 | 5577.6346 | 0 | 5577.6346 | 224.6454 | 5802.28 | 200.4549 | 6002.7349 | 425.1002 | 0
2010-09-10 | 21:00 | 5507.0263 | 218.9937 | 5726.02 | 198.6451 | 5924.6651 | 417.6388 | 5507.0263 | 0 | 5507.0263 | 218.9937 | 5726.02 | 198.6451 | 5924.6651 | 417.6388 | 0
2010-09-10 | 22:00 | 5164.4358 | 192.5942 | 5357.03 | 189.5779 | 5546.6079 | 382.1721 | 5164.4358 | 0 | 5164.4358 | 192.5942 | 5357.03 | 189.5779 | 5546.6079 | 382.1721 | 0
2010-09-10 | 23:00 | 4744.3814 | 162.5386 | 4906.92 | 177.821 | 5084.741 | 340.3596 | 4744.3814 | 0 | 4744.3814 | 162.5386 | 4906.92 | 177.821 | 5084.741 | 340.3596 | 0
2010-09-10 | 24:00 | 4303.2423 | 133.7177 | 4436.96 | 164.7289 | 4601.6889 | 298.4466 | 4303.2423 | 0 | 4303.2423 | 133.7177 | 4436.96 | 164.7289 | 4601.6889 | 298.4466 | 0
2010-09-11 | 1:00 | 3995.1538 | 115.2562 | 4110.41 | 155.1406 | 4265.5506 | 270.3968 | 3995.1538 | 0 | 3995.1538 | 115.2562 | 4110.41 | 155.1406 | 4265.5506 | 270.3968 | 0
2010-09-11 | 2:00 | 3828.7074 | 105.8526 | 3934.56 | 149.8103 | 4084.3703 | 255.663 | 3828.7074 | 0 | 3828.7074 | 105.8526 | 3934.56 | 149.8103 | 4084.3703 | 255.663 | 0
2010-09-11 | 3:00 | 3763.559 | 102.281 | 3865.84 | 147.6956 | 4013.5356 | 249.9766 | 3763.559 | 0 | 3763.559 | 102.281 | 3865.84 | 147.6956 | 4013.5356 | 249.9766 | 0
2010-09-11 | 4:00 | 3729.9288 | 100.4612 | 3830.39 | 146.5977 | 3976.9877 | 247.0589 | 3729.9288 | 0 | 3729.9288 | 100.4612 | 3830.39 | 146.5977 | 3976.9877 | 247.0589 | 0
2010-09-11 | 5:00 | 3807.3073 | 104.6727 | 3911.98 | 149.1174 | 4061.0974 | 253.7901 | 3807.3073 | 0 | 3807.3073 | 104.6727 | 3911.98 | 149.1174 | 4061.0974 | 253.7901 | 0
2010-09-11 | 6:00 | 4104.4135 | 121.6465 | 4226.06 | 158.5824 | 4384.6424 | 280.2289 | 4104.4135 | 0 | 4104.4135 | 121.6465 | 4226.06 | 158.5824 | 4384.6424 | 280.2289 | 0
2010-09-11 | 7:00 | 4574.803 | 151.127 | 4725.93 | 172.8778 | 4898.8078 | 324.0048 | 4574.803 | 0 | 4574.803 | 151.127 | 4725.93 | 172.8778 | 4898.8078 | 324.0048 | 0
2010-09-11 | 8:00 | 4923.1236 | 175.0164 | 5098.14 | 182.9092 | 5281.0492 | 357.9256 | 4923.1236 | 1.5665 | 4921.5571 | 174.9051 | 5096.4621 | 182.8652 | 5279.3273 | 357.7702 | 0.15541
2010-09-11 | 9:00 | 5043.3697 | 183.6703 | 5227.04 | 186.2612 | 5413.3012 | 369.9315 | 5043.3697 | 3.1499 | 5040.2198 | 183.441 | 5223.6608 | 186.1741 | 5409.8349 | 369.6151 | 0.31643
2010-09-11 | 10:00 | 5108.7842 | 188.4658 | 5297.25 | 188.0605 | 5485.3105 | 376.5263 | 5108.7842 | 21.4638 | 5087.3204 | 186.8855 | 5274.2059 | 187.472 | 5461.6779 | 374.3575 | 2.1688
2010-09-11 | 11:00 | 5150.0568 | 191.5232 | 5341.58 | 189.1871 | 5530.7671 | 380.7103 | 5150.0568 | 29.1516 | 5120.9052 | 189.3611 | 5310.2663 | 188.3921 | 5498.6584 | 377.7532 | 2.9571
2010-09-11 | 12:00 | 5112.6304 | 188.7496 | 5301.38 | 188.1658 | 5489.5458 | 376.9154 | 5112.6304 | 38.4399 | 5074.1905 | 185.922 | 5260.1125 | 187.1111 | 5447.2236 | 373.0331 | 3.8823
2010-09-11 | 13:00 | 5122.5567 | 189.4833 | 5312.04 | 188.4372 | 5500.4772 | 377.9205 | 5122.5567 | 44.2974 | 5078.2593 | 186.2203 | 5264.4797 | 187.223 | 5451.7027 | 373.4433 | 4.4771
2010-09-11 | 14:00 | 5141.1209 | 190.8591 | 5331.98 | 188.9437 | 5520.9237 | 379.8029 | 5141.1209 | 44.256 | 5096.8648 | 187.5874 | 5284.4522 | 187.7339 | 5472.1861 | 375.3213 | 4.4816
2010-09-11 | 15:00 | 5136.1125 | 190.4875 | 5326.6 | 188.8072 | 5515.4072 | 379.2947 | 5136.1125 | 42.1366 | 5093.9759 | 187.3748 | 5281.3507 | 187.6547 | 5469.0054 | 375.0295 | 4.2652
2010-09-11 | 16:00 | 5179.4169 | 193.7131 | 5373.13 | 189.9843 | 5563.1143 | 383.6974 | 5179.4169 | 35.5638 | 5143.8531 | 191.0621 | 5334.9152 | 189.0182 | 5523.9333 | 380.0802 | 3.6172
2010-09-11 | 17:00 | 5154.1707 | 191.8293 | 5346 | 189.299 | 5535.299 | 381.1283 | 5154.1707 | 19.5104 | 5134.6603 | 190.3798 | 5325.0401 | 188.7676 | 5513.8077 | 379.1474 | 1.9809
2010-09-11 | 18:00 | 5110.1625 | 188.5675 | 5298.73 | 188.0983 | 5486.8283 | 376.6657 | 5110.1625 | 15.9828 | 5094.1797 | 187.3898 | 5281.5695 | 187.6603 | 5469.2298 | 375.0501 | 1.6157
2010-09-11 | 19:00 | 5046.1473 | 183.8727 | 5230.02 | 186.3379 | 5416.3579 | 370.2106 | 5046.1473 | 4.6449 | 5041.5024 | 183.5343 | 5225.0367 | 186.2096 | 5411.2463 | 369.7439 | 0.46672
2010-09-11 | 20:00 | 5029.1444 | 182.6356 | 5211.78 | 185.8676 | 5397.6476 | 368.5033 | 5029.1444 | 0.022717 | 5029.1216 | 182.634 | 5211.7556 | 185.867 | 5397.6226 | 368.501 | 0.0022791
2010-09-11 | 21:00 | 4924.2626 | 175.0974 | 5099.36 | 182.9412 | 5282.3012 | 358.0387 | 4924.2626 | 0 | 4924.2626 | 175.0974 | 5099.36 | 182.9412 | 5282.3012 | 358.0387 | 0
2010-09-11 | 22:00 | 4661.7536 | 156.9264 | 4818.68 | 175.4265 | 4994.1065 | 332.3529 | 4661.7536 | 0 | 4661.7536 | 156.9264 | 4818.68 | 175.4265 | 4994.1065 | 332.3529 | 0
2010-09-11 | 23:00 | 4293.0735 | 133.0865 | 4426.16 | 164.4182 | 4590.5782 | 297.5047 | 4293.0735 | 0 | 4293.0735 | 133.0865 | 4426.16 | 164.4182 | 4590.5782 | 297.5047 | 0
2010-09-11 | 24:00 | 3963.4082 | 113.4318 | 4076.84 | 154.1321 | 4230.9721 | 267.5639 | 3963.4082 | 0 | 3963.4082 | 113.4318 | 4076.84 | 154.1321 | 4230.9721 | 267.5639 | 0
2010-09-12 | 1:00 | 3744.8627 | 101.2673 | 3846.13 | 147.0858 | 3993.2158 | 248.353 | 3744.8627 | 0 | 3744.8627 | 101.2673 | 3846.13 | 147.0858 | 3993.2158 | 248.353 | 0
2010-09-12 | 2:00 | 3611.7347 | 94.1953 | 3705.93 | 142.7056 | 3848.6356 | 236.9008 | 3611.7347 | 0 | 3611.7347 | 94.1953 | 3705.93 | 142.7056 | 3848.6356 | 236.9008 | 0
2010-09-12 | 3:00 | 3576.5795 | 92.3705 | 3668.95 | 141.5378 | 3810.4878 | 233.9083 | 3576.5795 | 0 | 3576.5795 | 92.3705 | 3668.95 | 141.5378 | 3810.4878 | 233.9083 | 0
2010-09-12 | 4:00 | 3571.6823 | 92.1177 | 3663.8 | 141.3748 | 3805.1748 | 233.4925 | 3571.6823 | 0 | 3571.6823 | 92.1177 | 3663.8 | 141.3748 | 3805.1748 | 233.4925 | 0
2010-09-12 | 5:00 | 3646.341 | 96.009 | 3742.35 | 143.8505 | 3886.2005 | 239.8595 | 3646.341 | 0 | 3646.341 | 96.009 | 3742.35 | 143.8505 | 3886.2005 | 239.8595 | 0
2010-09-12 | 6:00 | 3928.6869 | 111.4531 | 4040.14 | 153.0246 | 4193.1646 | 264.4777 | 3928.6869 | 0 | 3928.6869 | 111.4531 | 4040.14 | 153.0246 | 4193.1646 | 264.4777 | 0
2010-09-12 | 7:00 | 4457.2686 | 143.4614 | 4600.73 | 169.3859 | 4770.1159 | 312.8473 | 4457.2686 | 0 | 4457.2686 | 143.4614 | 4600.73 | 169.3859 | 4770.1159 | 312.8473 | 0
2010-09-12 | 8:00 | 4791.2071 | 165.7629 | 4956.97 | 179.1662 | 5136.1362 | 344.929 | 4791.2071 | 1.9564 | 4789.2508 | 165.6275 | 4954.8783 | 179.1101 | 5133.9884 | 344.7377 | 0.19137
2010-09-12 | 9:00 | 4892.4758 | 172.8442 | 5065.32 | 182.0457 | 5247.3657 | 354.8899 | 4892.4758 | 11.931 | 4880.5448 | 172.0022 | 5052.547 | 181.7086 | 5234.2556 | 353.7108 | 1.1791
2010-09-12 | 10:00 | 4932.4872 | 175.6828 | 5108.17 | 183.1723 | 5291.3423 | 358.8551 | 4932.4872 | 23.5138 | 4908.9733 | 174.0118 | 5082.9851 | 182.511 | 5265.4961 | 356.5228 | 2.3323
2010-09-12 | 11:00 | 4939.1614 | 176.1586 | 5115.32 | 183.3596 | 5298.6796 | 359.5182 | 4939.1614 | 32.4684 | 4906.6931 | 173.8502 | 5080.5432 | 182.4468 | 5262.99 | 356.2969 | 3.2212
2010-09-12 | 12:00 | 5020.9211 | 182.0389 | 5202.96 | 185.6398 | 5388.5998 | 367.6786 | 5020.9211 | 39.8448 | 4981.0763 | 179.1611 | 5160.2374 | 184.5319 | 5344.7693 | 363.693 | 3.9857
2010-09-12 | 13:00 | 5077.2721 | 186.1479 | 5263.42 | 187.1959 | 5450.6159 | 373.3438 | 5077.2721 | 43.3361 | 5033.9359 | 182.9838 | 5216.9198 | 186.0003 | 5402.9201 | 368.9841 | 4.3597
2010-09-12 | 14:00 | 5112.4907 | 188.7393 | 5301.23 | 188.162 | 5489.392 | 376.9013 | 5112.4907 | 44.0431 | 5068.4476 | 185.5014 | 5253.949 | 186.953 | 5440.9021 | 372.4544 | 4.4469
2010-09-12 | 15:00 | 5074.3931 | 185.9369 | 5260.33 | 187.1167 | 5447.4467 | 373.0536 | 5074.3931 | 39.8958 | 5034.4973 | 183.0246 | 5217.5219 | 186.0158 | 5403.5377 | 369.0405 | 4.0131
2010-09-12 | 16:00 | 5061.6368 | 185.0032 | 5246.64 | 186.7654 | 5433.4054 | 371.7686 | 5061.6368 | 35.4499 | 5026.1868 | 182.4209 | 5208.6077 | 185.7857 | 5394.3934 | 368.2066 | 3.562
2010-09-12 | 17:00 | 5096.4902 | 187.5598 | 5284.05 | 187.7237 | 5471.7737 | 375.2835 | 5096.4902 | 26.9564 | 5069.5338 | 185.581 | 5255.1148 | 186.9829 | 5442.0977 | 372.5639 | 2.7196
2010-09-12 | 18:00 | 5111.3545 | 188.6555 | 5300.01 | 188.1309 | 5488.1409 | 376.7863 | 5111.3545 | 15.8839 | 5095.4707 | 187.4848 | 5282.9555 | 187.6957 | 5470.6512 | 375.1805 | 1.6059
2010-09-12 | 19:00 | 5029.0698 | 182.6302 | 5211.7 | 185.8656 | 5397.5656 | 368.4958 | 5029.0698 | 4.4352 | 5024.6345 | 182.3082 | 5206.9428 | 185.7427 | 5392.6855 | 368.0509 | 0.44486
2010-09-12 | 20:00 | 5020.7813 | 182.0287 | 5202.81 | 185.6359 | 5388.4459 | 367.6646 | 5020.7813 | 0.014662 | 5020.7666 | 182.0277 | 5202.7943 | 185.6355 | 5388.4298 | 367.6631 | 0.0014697
2010-09-12 | 21:00 | 4980.9854 | 179.1546 | 5160.14 | 184.5293 | 5344.6693 | 363.6839 | 4980.9854 | 0 | 4980.9854 | 179.1546 | 5160.14 | 184.5293 | 5344.6693 | 363.6839 | 0
2010-09-12 | 22:00 | 4719.5672 | 160.8428 | 4880.41 | 177.1047 | 5057.5147 | 337.9475 | 4719.5672 | 0 | 4719.5672 | 160.8428 | 4880.41 | 177.1047 | 5057.5147 | 337.9475 | 0
2010-09-12 | 23:00 | 4418.24 | 140.96 | 4559.2 | 168.2146 | 4727.4146 | 309.1746 | 4418.24 | 0 | 4418.24 | 140.96 | 4559.2 | 168.2146 | 4727.4146 | 309.1746 | 0
2010-09-12 | 24:00 | 4084.0005 | 120.4395 | 4204.44 | 157.9429 | 4362.3829 | 278.3823 | 4084.0005 | 0 | 4084.0005 | 120.4395 | 4204.44 | 157.9429 | 4362.3829 | 278.3823 | 0
2010-09-13 | 1:00 | 3896.2308 | 109.6192 | 4005.85 | 151.9853 | 4157.8353 | 261.6045 | 3896.2308 | 0 | 3896.2308 | 109.6192 | 4005.85 | 151.9853 | 4157.8353 | 261.6045 | 0
2010-09-13 | 2:00 | 3691.7356 | 98.4144 | 3790.15 | 145.3457 | 3935.4957 | 243.7601 | 3691.7356 | 0 | 3691.7356 | 98.4144 | 3790.15 | 145.3457 | 3935.4957 | 243.7601 | 0
2010-09-13 | 3:00 | 3589.016 | 93.014 | 3682.03 | 141.9515 | 3823.9815 | 234.9654 | 3589.016 | 0 | 3589.016 | 93.014 | 3682.03 | 141.9515 | 3823.9815 | 234.9654 | 0
2010-09-13 | 4:00 | 3546.0402 | 90.7998 | 3636.84 | 140.5197 | 3777.3597 | 231.3195 | 3546.0402 | 0 | 3546.0402 | 90.7998 | 3636.84 | 140.5197 | 3777.3597 | 231.3195 | 0
2010-09-13 | 5:00 | 3615.7074 | 94.4026 | 3710.11 | 142.8372 | 3852.9472 | 237.2398 | 3615.7074 | 0 | 3615.7074 | 94.4026 | 3710.11 | 142.8372 | 3852.9472 | 237.2398 | 0
2010-09-13 | 6:00 | 3867.814 | 108.026 | 3975.84 | 151.0721 | 4126.9121 | 259.0981 | 3867.814 | 0 | 3867.814 | 108.026 | 3975.84 | 151.0721 | 4126.9121 | 259.0981 | 0
2010-09-13 | 7:00 | 4313.2967 | 134.3433 | 4447.64 | 165.0357 | 4612.6757 | 299.379 | 4313.2967 | 0 | 4313.2967 | 134.3433 | 4447.64 | 165.0357 | 4612.6757 | 299.379 | 0
2010-09-13 | 8:00 | 4576.7071 | 151.2529 | 4727.96 | 172.9339 | 4900.8939 | 324.1868 | 4576.7071 | 1.9746 | 4574.7325 | 151.1224 | 4725.8549 | 172.8757 | 4898.7306 | 323.9981 | 0.1887
2010-09-13 | 9:00 | 4610.8706 | 153.5194 | 4764.39 | 173.9386 | 4938.3286 | 327.458 | 4610.8706 | 12.1057 | 4598.7649 | 152.7143 | 4751.4793 | 173.5831 | 4925.0624 | 326.2974 | 1.1605
2010-09-13 | 10:00 | 4583.0478 | 151.6722 | 4734.72 | 173.1207 | 4907.8407 | 324.793 | 4583.0478 | 23.7871 | 4559.2607 | 150.1019 | 4709.3626 | 172.4191 | 4881.7817 | 322.521 | 2.2719
2010-09-13 | 11:00 | 4591.9387 | 152.2613 | 4744.2 | 173.3824 | 4917.5824 | 325.6437 | 4591.9387 | 32.9957 | 4558.943 | 150.081 | 4709.024 | 172.4098 | 4881.4337 | 322.4907 | 3.153
2010-09-13 | 12:00 | 4596.14 | 152.54 | 4748.68 | 173.506 | 4922.186 | 326.046 | 4596.14 | 39.8396 | 4556.3004 | 149.907 | 4706.2074 | 172.3317 | 4878.5391 | 322.2387 | 3.8073
2010-09-13 | 13:00 | 4592.6233 | 152.3067 | 4744.93 | 173.4026 | 4918.3326 | 325.7093 | 4592.6233 | 43.475 | 4549.1483 | 149.4368 | 4698.5851 | 172.1202 | 4870.7053 | 321.557 | 4.1523
2010-09-13 | 14:00 | 4597.5466 | 152.6334 | 4750.18 | 173.5473 | 4923.7273 | 326.1807 | 4597.5466 | 43.5804 | 4553.9662 | 149.7535 | 4703.7197 | 172.2627 | 4875.9823 | 322.0162 | 4.1646
2010-09-13 | 15:00 | 4534.1941 | 148.4559 | 4682.65 | 171.6774 | 4854.3274 | 320.1333 | 4534.1941 | 41.4176 | 4492.7764 | 145.7562 | 4638.5326 | 170.4465 | 4808.9791 | 316.2027 | 3.9307
2010-09-13 | 16:00 | 4507.9196 | 146.7404 | 4654.66 | 170.8973 | 4825.5573 | 317.6377 | 4507.9196 | 35.1964 | 4472.7232 | 144.4579 | 4617.1811 | 169.8481 | 4787.0292 | 314.3061 | 3.3316
2010-09-13 | 17:00 | 4504.4175 | 146.5125 | 4650.93 | 170.7931 | 4821.7231 | 317.3056 | 4504.4175 | 26.5976 | 4477.8199 | 144.7873 | 4622.6072 | 170.0004 | 4792.6076 | 314.7877 | 2.5179
2010-09-13 | 18:00 | 4479.7949 | 144.9151 | 4624.71 | 170.0593 | 4794.7693 | 314.9744 | 4479.7949 | 15.5364 | 4464.2585 | 143.9117 | 4608.1702 | 169.5951 | 4777.7652 | 313.5068 | 1.4677
2010-09-13 | 19:00 | 4404.6931 | 140.0969 | 4544.79 | 167.8066 | 4712.5966 | 307.9035 | 4404.6931 | 4.4864 | 4400.2067 | 139.8117 | 4540.0184 | 167.6713 | 4707.6897 | 307.483 | 0.42051
2010-09-13 | 20:00 | 4463.1404 | 143.8396 | 4606.98 | 169.5616 | 4776.5416 | 313.4012 | 4463.1404 | 0.014343 | 4463.1261 | 143.8387 | 4606.9647 | 169.5612 | 4776.5259 | 313.3999 | 0.0013535
2010-09-13 | 21:00 | 4405.0503 | 140.1197 | 4545.17 | 167.8174 | 4712.9874 | 307.937 | 4405.0503 | 0 | 4405.0503 | 140.1197 | 4545.17 | 167.8174 | 4712.9874 | 307.937 | 0
2010-09-13 | 22:00 | 4235.1128 | 129.5172 | 4364.63 | 162.6399 | 4527.2699 | 292.157 | 4235.1128 | 0 | 4235.1128 | 129.5172 | 4364.63 | 162.6399 | 4527.2699 | 292.157 | 0
2010-09-13 | 23:00 | 3985.1219 | 114.6781 | 4099.8 | 154.8223 | 4254.6223 | 269.5004 | 3985.1219 | 0 | 3985.1219 | 114.6781 | 4099.8 | 154.8223 | 4254.6223 | 269.5004 | 0
2010-09-13 | 24:00 | 3726.0572 | 100.2528 | 3826.31 | 146.471 | 3972.781 | 246.7238 | 3726.0572 | 0 | 3726.0572 | 100.2528 | 3826.31 | 146.471 | 3972.781 | 246.7238 | 0
2010-09-14 | 1:00 | 3512.1096 | 89.0704 | 3601.18 | 139.3844 | 3740.5644 | 228.4549 | 3512.1096 | 0 | 3512.1096 | 89.0704 | 3601.18 | 139.3844 | 3740.5644 | 228.4549 | 0
2010-09-14 | 2:00 | 3383.8942 | 82.6858 | 3466.58 | 135.0561 | 3601.6361 | 217.7419 | 3383.8942 | 0 | 3383.8942 | 82.6858 | 3466.58 | 135.0561 | 3601.6361 | 217.7419 | 0
2010-09-14 | 3:00 | 3306.4458 | 78.9442 | 3385.39 | 132.4121 | 3517.8021 | 211.3563 | 3306.4458 | 0 | 3306.4458 | 78.9442 | 3385.39 | 132.4121 | 3517.8021 | 211.3563 | 0
2010-09-14 | 4:00 | 3273.969 | 77.401 | 3351.37 | 131.2969 | 3482.6669 | 208.6979 | 3273.969 | 0 | 3273.969 | 77.401 | 3351.37 | 131.2969 | 3482.6669 | 208.6979 | 0
2010-09-14 | 5:00 | 3284.1661 | 77.8839 | 3362.05 | 131.6475 | 3493.6975 | 209.5313 | 3284.1661 | 0 | 3284.1661 | 77.8839 | 3362.05 | 131.6475 | 3493.6975 | 209.5313 | 0
2010-09-14 | 6:00 | 3356.078 | 81.332 | 3437.41 | 134.109 | 3571.519 | 215.441 | 3356.078 | 0 | 3356.078 | 81.332 | 3437.41 | 134.109 | 3571.519 | 215.441 | 0
2010-09-14 | 7:00 | 3510.5392 | 88.9908 | 3599.53 | 139.3318 | 3738.8618 | 228.3226 | 3510.5392 | 0 | 3510.5392 | 88.9908 | 3599.53 | 139.3318 | 3738.8618 | 228.3226 | 0
2010-09-14 | 8:00 | 3645.1725 | 95.9475 | 3741.12 | 143.812 | 3884.932 | 239.7594 | 3645.1725 | 1.8664 | 3643.3061 | 95.8492 | 3739.1554 | 143.7503 | 3882.9057 | 239.5996 | 0.15987
2010-09-14 | 9:00 | 3728.6098 | 100.3902 | 3829 | 146.5546 | 3975.5546 | 246.9447 | 3728.6098 | 11.3759 | 3717.2339 | 99.7785 | 3817.0124 | 146.1822 | 3963.1946 | 245.9607 | 0.98404
2010-09-14 | 10:00 | 3834.2696 | 106.1604 | 3940.43 | 149.9901 | 4090.4201 | 256.1506 | 3834.2696 | 12.9453 | 3821.3243 | 105.4448 | 3926.7691 | 149.5715 | 4076.3406 | 255.0163 | 1.1343
2010-09-14 | 11:00 | 3880.0115 | 108.7085 | 3988.72 | 151.4645 | 4140.1845 | 260.1729 | 3880.0115 | 32.0549 | 3847.9566 | 106.9197 | 3954.8763 | 150.4321 | 4105.3084 | 257.3518 | 2.8211
2010-09-14 | 12:00 | 3938.0169 | 111.9831 | 4050 | 153.3227 | 4203.3227 | 265.3058 | 3938.0169 | 33.2781 | 3904.7388 | 110.0985 | 4014.8373 | 152.2581 | 4167.0954 | 262.3566 | 2.9491
2010-09-14 | 13:00 | 3973.3674 | 114.0026 | 4087.37 | 154.4489 | 4241.8189 | 268.4515 | 3973.3674 | 6.8328 | 3966.5346 | 113.6109 | 4080.1454 | 154.2316 | 4234.377 | 267.8424 | 0.60907
2010-09-14 | 14:00 | 4059.1233 | 118.9767 | 4178.1 | 157.1612 | 4335.2612 | 276.1379 | 4059.1233 | 8.9719 | 4050.1514 | 118.4513 | 4168.6027 | 156.8788 | 4325.4815 | 275.3301 | 0.80783
2010-09-14 | 15:00 | 4005.8271 | 115.8729 | 4121.7 | 155.4788 | 4277.1788 | 271.3517 | 4005.8271 | 15.1986 | 3990.6285 | 114.9953 | 4105.6238 | 154.9971 | 4260.6209 | 269.9923 | 1.3594
2010-09-14 | 16:00 | 4128.7846 | 123.0954 | 4251.88 | 159.344 | 4411.224 | 282.4394 | 4128.7846 | 20.4249 | 4108.3597 | 121.8805 | 4230.2403 | 158.7059 | 4388.9462 | 280.5864 | 1.8529
2010-09-14 | 17:00 | 4345.0607 | 136.3293 | 4481.39 | 166.0024 | 4647.3924 | 302.3316 | 4345.0607 | 3.3913 | 4341.6695 | 136.1165 | 4477.786 | 165.8993 | 4643.6853 | 302.0159 | 0.31574
2010-09-14 | 18:00 | 4441.53 | 142.45 | 4583.98 | 168.9143 | 4752.8943 | 311.3643 | 4441.53 | 7.8407 | 4433.6893 | 141.9475 | 4575.6368 | 168.6789 | 4744.3158 | 310.6265 | 0.73782
2010-09-14 | 19:00 | 4447.5064 | 142.8336 | 4590.34 | 169.0935 | 4759.4335 | 311.9271 | 4447.5064 | 2.409 | 4445.0973 | 142.6789 | 4587.7763 | 169.0213 | 4756.7975 | 311.7002 | 0.22692
2010-09-14 | 20:00 | 4487.947 | 145.443 | 4633.39 | 170.3025 | 4803.6925 | 315.7455 | 4487.947 | 0 | 4487.947 | 145.443 | 4633.39 | 170.3025 | 4803.6925 | 315.7455 | 0
2010-09-14 | 21:00 | 4467.4148 | 144.1152 | 4611.53 | 169.6895 | 4781.2195 | 313.8047 | 4467.4148 | 0 | 4467.4148 | 144.1152 | 4611.53 | 169.6895 | 4781.2195 | 313.8047 | 0
2010-09-14 | 22:00 | 4317.9845 | 134.6355 | 4452.62 | 165.1786 | 4617.7986 | 299.8141 | 4317.9845 | 0 | 4317.9845 | 134.6355 | 4452.62 | 165.1786 | 4617.7986 | 299.8141 | 0
2010-09-14 | 23:00 | 4074.8402 | 119.8998 | 4194.74 | 157.6553 | 4352.3953 | 277.5551 | 4074.8402 | 0 | 4074.8402 | 119.8998 | 4194.74 | 157.6553 | 4352.3953 | 277.5551 | 0
2010-09-14 | 24:00 | 3815.2502 | 105.1098 | 3920.36 | 149.3748 | 4069.7348 | 254.4847 | 3815.2502 | 0 | 3815.2502 | 105.1098 | 3920.36 | 149.3748 | 4069.7348 | 254.4847 | 0
2010-09-15 | 1:00 | 3619.2712 | 94.5888 | 3713.86 | 142.9553 | 3856.8153 | 237.5441 | 3619.2712 | 0 | 3619.2712 | 94.5888 | 3713.86 | 142.9553 | 3856.8153 | 237.5441 | 0
2010-09-15 | 2:00 | 3502.9153 | 88.6047 | 3591.52 | 139.0761 | 3730.5961 | 227.6808 | 3502.9153 | 0 | 3502.9153 | 88.6047 | 3591.52 | 139.0761 | 3730.5961 | 227.6808 | 0
2010-09-15 | 3:00 | 3427.4518 | 84.8282 | 3512.28 | 136.5333 | 3648.8133 | 221.3615 | 3427.4518 | 0 | 3427.4518 | 84.8282 | 3512.28 | 136.5333 | 3648.8133 | 221.3615 | 0
2010-09-15 | 4:00 | 3385.6485 | 82.7715 | 3468.42 | 135.1157 | 3603.5357 | 217.8873 | 3385.6485 | 0 | 3385.6485 | 82.7715 | 3468.42 | 135.1157 | 3603.5357 | 217.8873 | 0
2010-09-15 | 5:00 | 3374.1402 | 82.2098 | 3456.35 | 134.7243 | 3591.0743 | 216.9341 | 3374.1402 | 0 | 3374.1402 | 82.2098 | 3456.35 | 134.7243 | 3591.0743 | 216.9341 | 0
2010-09-15 | 6:00 | 3415.5595 | 84.2405 | 3499.8 | 136.1307 | 3635.9307 | 220.3712 | 3415.5595 | 0 | 3415.5595 | 84.2405 | 3499.8 | 136.1307 | 3635.9307 | 220.3712 | 0
2010-09-15 | 7:00 | 3525.1756 | 89.7344 | 3614.91 | 139.8221 | 3754.7321 | 229.5565 | 3525.1756 | 0 | 3525.1756 | 89.7344 | 3614.91 | 139.8221 | 3754.7321 | 229.5565 | 0
2010-09-15 | 8:00 | 3599.112 | 93.538 | 3692.65 | 142.2868 | 3834.9368 | 235.8248 | 3599.112 | 0.95133 | 3598.1607 | 93.4886 | 3691.6492 | 142.2552 | 3833.9044 | 235.7438 | 0.081026
2010-09-15 | 9:00 | 3773.7541 | 102.8359 | 3876.59 | 148.0276 | 4024.6176 | 250.8634 | 3773.7541 | 5.9137 | 3767.8405 | 102.5138 | 3870.3543 | 147.8351 | 4018.1893 | 250.3489 | 0.51457
2010-09-15 | 10:00 | 3907.5433 | 110.2567 | 4017.8 | 152.348 | 4170.148 | 262.6047 | 3907.5433 | 16.6619 | 3890.8814 | 109.3184 | 4000.1998 | 151.8136 | 4152.0135 | 261.1321 | 1.4727
2010-09-15 | 11:00 | 4059.01 | 118.97 | 4177.98 | 157.1577 | 4335.1377 | 276.1277 | 4059.01 | 9.4924 | 4049.5176 | 118.4142 | 4167.9318 | 156.8588 | 4324.7906 | 275.273 | 0.85466
2010-09-15 | 12:00 | 4157.1287 | 124.7913 | 4281.92 | 160.2268 | 4442.1468 | 285.0181 | 4157.1287 | 4.4195 | 4152.7092 | 124.5261 | 4277.2353 | 160.0893 | 4437.3247 | 284.6154 | 0.40264
2010-09-15 | 13:00 | 4292.5462 | 133.0538 | 4425.6 | 164.4021 | 4590.0021 | 297.4559 | 4292.5462 | 4.8518 | 4287.6944 | 132.7532 | 4420.4476 | 164.2537 | 4584.7014 | 297.0069 | 0.44898
2010-09-15 | 14:00 | 4405.0033 | 140.1167 | 4545.12 | 167.8159 | 4712.9359 | 307.9326 | 4405.0033 | 4.7296 | 4400.2737 | 139.816 | 4540.0897 | 167.6734 | 4707.763 | 307.4893 | 0.44331
2010-09-15 | 15:00 | 4559.6617 | 150.1283 | 4709.79 | 172.431 | 4882.221 | 322.5593 | 4559.6617 | 15.5881 | 4544.0736 | 149.1036 | 4693.1772 | 171.97 | 4865.1472 | 321.0736 | 1.4857
2010-09-15 | 16:00 | 4704.3432 | 159.8068 | 4864.15 | 176.6641 | 5040.8141 | 336.4709 | 4704.3432 | 5.7944 | 4698.5488 | 159.4134 | 4857.9622 | 176.4961 | 5034.4583 | 335.9095 | 0.56139
2010-09-15 | 17:00 | 4951.4349 | 177.0351 | 5128.47 | 183.7036 | 5312.1736 | 360.7387 | 4951.4349 | 2.9891 | 4948.4457 | 176.8215 | 5125.2672 | 183.6199 | 5308.887 | 360.4413 | 0.2974
2010-09-15 | 18:00 | 5196.5157 | 194.9943 | 5391.51 | 190.447 | 5581.957 | 385.4412 | 5196.5157 | 9.51 | 5187.0057 | 194.2812 | 5381.287 | 190.1898 | 5571.4767 | 384.471 | 0.97025
2010-09-15 | 19:00 | 5320.2028 | 204.3872 | 5524.59 | 193.7591 | 5718.3491 | 398.1463 | 5320.2028 | 0.47589 | 5319.7269 | 204.3506 | 5524.0775 | 193.7465 | 5717.824 | 398.0971 | 0.049189
2010-09-15 | 20:00 | 5338.532 | 205.798 | 5544.33 | 194.2447 | 5738.5747 | 400.0427 | 5338.532 | 0 | 5338.532 | 205.798 | 5544.33 | 194.2447 | 5738.5747 | 400.0427 | 0
2010-09-15 | 21:00 | 5225.8389 | 197.2011 | 5423.04 | 191.2378 | 5614.2778 | 388.4389 | 5225.8389 | 0 | 5225.8389 | 197.2011 | 5423.04 | 191.2378 | 5614.2778 | 388.4389 | 0
2010-09-15 | 22:00 | 4913.8055 | 174.3545 | 5088.16 | 182.6471 | 5270.8071 | 357.0016 | 4913.8055 | 0 | 4913.8055 | 174.3545 | 5088.16 | 182.6471 | 5270.8071 | 357.0016 | 0
2010-09-15 | 23:00 | 4522.7711 | 147.7089 | 4670.48 | 171.3386 | 4841.8186 | 319.0475 | 4522.7711 | 0 | 4522.7711 | 147.7089 | 4670.48 | 171.3386 | 4841.8186 | 319.0475 | 0
2010-09-15 | 24:00 | 4178.7003 | 126.0897 | 4304.79 | 160.8966 | 4465.6866 | 286.9864 | 4178.7003 | 0 | 4178.7003 | 126.0897 | 4304.79 | 160.8966 | 4465.6866 | 286.9864 | 0
2010-09-16 | 1:00 | 3912.3423 | 110.5277 | 4022.87 | 152.5017 | 4175.3717 | 263.0294 | 3912.3423 | 0 | 3912.3423 | 110.5277 | 4022.87 | 152.5017 | 4175.3717 | 263.0294 | 0
2010-09-16 | 2:00 | 3758.8072 | 102.0228 | 3860.83 | 147.5407 | 4008.3707 | 249.5636 | 3758.8072 | 0 | 3758.8072 | 102.0228 | 3860.83 | 147.5407 | 4008.3707 | 249.5636 | 0
2010-09-16 | 3:00 | 3684.1781 | 98.0119 | 3782.19 | 145.0973 | 3927.2873 | 243.1092 | 3684.1781 | 0 | 3684.1781 | 98.0119 | 3782.19 | 145.0973 | 3927.2873 | 243.1092 | 0
2010-09-16 | 4:00 | 3648.4879 | 96.1221 | 3744.61 | 143.9214 | 3888.5314 | 240.0435 | 3648.4879 | 0 | 3648.4879 | 96.1221 | 3744.61 | 143.9214 | 3888.5314 | 240.0435 | 0
2010-09-16 | 5:00 | 3758.0104 | 101.9796 | 3859.99 | 147.5147 | 4007.5047 | 249.4943 | 3758.0104 | 0 | 3758.0104 | 101.9796 | 3859.99 | 147.5147 | 4007.5047 | 249.4943 | 0
2010-09-16 | 6:00 | 4070.9396 | 119.6704 | 4190.61 | 157.5328 | 4348.1428 | 277.2032 | 4070.9396 | 0 | 4070.9396 | 119.6704 | 4190.61 | 157.5328 | 4348.1428 | 277.2032 | 0
2010-09-16 | 7:00 | 4630.5475 | 154.8325 | 4785.38 | 174.5152 | 4959.8952 | 329.3476 | 4630.5475 | 0 | 4630.5475 | 154.8325 | 4785.38 | 174.5152 | 4959.8952 | 329.3476 | 0
2010-09-16 | 8:00 | 4891.0468 | 172.7432 | 5063.79 | 182.0054 | 5245.7954 | 354.7486 | 4891.0468 | 0.60895 | 4890.4378 | 172.7002 | 5063.138 | 181.9882 | 5245.1262 | 354.6884 | 0.060209
2010-09-16 | 9:00 | 5013.0513 | 181.4687 | 5194.52 | 185.4214 | 5379.9414 | 366.8901 | 5013.0513 | 2.1882 | 5010.8631 | 181.3103 | 5192.1734 | 185.3607 | 5377.5341 | 366.671 | 0.21914
2010-09-16 | 10:00 | 5084.7904 | 186.6996 | 5271.49 | 187.4025 | 5458.8925 | 374.1021 | 5084.7904 | 2.5851 | 5082.2052 | 186.5098 | 5268.7151 | 187.3315 | 5456.0466 | 373.8413 | 0.26082
2010-09-16 | 11:00 | 5288.715 | 201.975 | 5490.69 | 192.9217 | 5683.6117 | 394.8968 | 5288.715 | 3.7146 | 5285.0004 | 201.6914 | 5486.6918 | 192.8227 | 5679.5145 | 394.5141 | 0.38266
2010-09-16 | 12:00 | 5477.934 | 216.686 | 5694.62 | 197.8935 | 5892.5135 | 414.5795 | 5477.934 | 4.448 | 5473.486 | 216.3343 | 5689.8202 | 197.7783 | 5887.5985 | 414.1126 | 0.46696
2010-09-16 | 13:00 | 5694.9271 | 234.1929 | 5929.12 | 203.4163 | 6132.5363 | 437.6092 | 5694.9271 | 4.8145 | 5690.1126 | 233.7971 | 5923.9097 | 203.2959 | 6127.2056 | 437.093 | 0.51626
2010-09-16 | 14:00 | 5899.3983 | 251.3117 | 6150.71 | 208.4442 | 6359.1542 | 459.756 | 5899.3983 | 4.7454 | 5894.6528 | 250.9076 | 6145.5604 | 208.3295 | 6353.8899 | 459.2371 | 0.51888
2010-09-16 | 15:00 | 6009.3345 | 260.7655 | 6270.1 | 211.0763 | 6481.1763 | 471.8418 | 6009.3345 | 4.2726 | 6005.0619 | 260.3948 | 6265.4567 | 210.9749 | 6476.4317 | 471.3698 | 0.47203
2010-09-16 | 16:00 | 6177.3492 | 275.5508 | 6452.9 | 215.002 | 6667.902 | 490.5528 | 6177.3492 | 4.2825 | 6173.0667 | 275.1689 | 6448.2356 | 214.9034 | 6663.1389 | 490.0722 | 0.48053
2010-09-16 | 17:00 | 6337.964 | 290.066 | 6628.03 | 218.6445 | 6846.6745 | 508.7106 | 6337.964 | 5.2432 | 6332.7208 | 289.5863 | 6622.3071 | 218.5273 | 6840.8344 | 508.1136 | 0.59692
2010-09-16 | 18:00 | 6332.5036 | 289.5664 | 6622.07 | 218.5225 | 6840.5925 | 508.0889 | 6332.5036 | 3.4559 | 6329.0476 | 289.2505 | 6618.2981 | 218.4451 | 6836.7432 | 507.6956 | 0.39329
2010-09-16 | 19:00 | 6219.9184 | 279.3616 | 6499.28 | 215.9779 | 6715.2579 | 495.3395 | 6219.9184 | 0.91583 | 6219.0026 | 279.2793 | 6498.2819 | 215.957 | 6714.2389 | 495.2363 | 0.10318
2010-09-16 | 20:00 | 6202.6476 | 277.8124 | 6480.46 | 215.5829 | 6696.0429 | 493.3952 | 6202.6476 | 0 | 6202.6476 | 277.8124 | 6480.46 | 215.5829 | 6696.0429 | 493.3952 | 0
2010-09-16 | 21:00 | 6050.0583 | 264.3117 | 6314.37 | 212.0386 | 6526.4086 | 476.3503 | 6050.0583 | 0 | 6050.0583 | 264.3117 | 6314.37 | 212.0386 | 6526.4086 | 476.3503 | 0
2010-09-16 | 22:00 | 5720.4345 | 236.2955 | 5956.73 | 204.0529 | 6160.7829 | 440.3484 | 5720.4345 | 0 | 5720.4345 | 236.2955 | 5956.73 | 204.0529 | 6160.7829 | 440.3484 | 0
2010-09-16 | 23:00 | 5243.0665 | 198.5035 | 5441.57 | 191.7007 | 5633.2707 | 390.2042 | 5243.0665 | 0 | 5243.0665 | 198.5035 | 5441.57 | 191.7007 | 5633.2707 | 390.2042 | 0
2010-09-16 | 24:00 | 4872.0183 | 171.4017 | 5043.42 | 181.4673 | 5224.8873 | 352.869 | 4872.0183 | 0 | 4872.0183 | 171.4017 | 5043.42 | 181.4673 | 5224.8873 | 352.869 | 0
2010-09-17 | 1:00 | 4536.4371 | 148.6029 | 4685.04 | 171.7439 | 4856.7839 | 320.3467 | 4536.4371 | 0 | 4536.4371 | 148.6029 | 4685.04 | 171.7439 | 4856.7839 | 320.3467 | 0
2010-09-17 | 2:00 | 4333.5426 | 135.6074 | 4469.15 | 165.6523 | 4634.8023 | 301.2597 | 4333.5426 | 0 | 4333.5426 | 135.6074 | 4469.15 | 165.6523 | 4634.8023 | 301.2597 | 0
2010-09-17 | 3:00 | 4217.3849 | 128.4351 | 4345.82 | 162.0933 | 4507.9133 | 290.5285 | 4217.3849 | 0 | 4217.3849 | 128.4351 | 4345.82 | 162.0933 | 4507.9133 | 290.5285 | 0
2010-09-17 | 4:00 | 4215.6505 | 128.3295 | 4343.98 | 162.0398 | 4506.0198 | 290.3693 | 4215.6505 | 0 | 4215.6505 | 128.3295 | 4343.98 | 162.0398 | 4506.0198 | 290.3693 | 0
2010-09-17 | 5:00 | 4280.6619 | 132.3181 | 4412.98 | 164.0385 | 4577.0185 | 296.3566 | 4280.6619 | 0 | 4280.6619 | 132.3181 | 4412.98 | 164.0385 | 4577.0185 | 296.3566 | 0
2010-09-17 | 6:00 | 4602.1507 | 152.9393 | 4755.09 | 173.6826 | 4928.7726 | 326.6219 | 4602.1507 | 0 | 4602.1507 | 152.9393 | 4755.09 | 173.6826 | 4928.7726 | 326.6219 | 0
2010-09-17 | 7:00 | 5180.8497 | 193.8203 | 5374.67 | 190.0231 | 5564.6931 | 383.8434 | 5180.8497 | 0 | 5180.8497 | 193.8203 | 5374.67 | 190.0231 | 5564.6931 | 383.8434 | 0
2010-09-17 | 8:00 | 5471.1225 | 216.1475 | 5687.27 | 197.717 | 5884.987 | 413.8645 | 5471.1225 | 0.015224 | 5471.1073 | 216.1463 | 5687.2536 | 197.7166 | 5884.9702 | 413.8629 | 0.0015975
2010-09-17 | 9:00 | 5534.385 | 221.175 | 5755.56 | 199.3487 | 5954.9087 | 420.5237 | 5534.385 | 1.852 | 5532.533 | 221.027 | 5753.56 | 199.3012 | 5952.8612 | 420.3282 | 0.19553
2010-09-17 | 10:00 | 5643.2297 | 229.9603 | 5873.19 | 202.118 | 6075.308 | 432.0782 | 5643.2297 | 5.8861 | 5637.3437 | 229.4808 | 5866.8245 | 201.9694 | 6068.7939 | 431.4503 | 0.62798
2010-09-17 | 11:00 | 5821.8241 | 244.7459 | 6066.57 | 206.5569 | 6273.1269 | 451.3029 | 5821.8241 | 3.5317 | 5818.2924 | 244.4491 | 6062.7414 | 206.4704 | 6269.2119 | 450.9195 | 0.38336
2010-09-17 | 12:00 | 5963.2856 | 256.7844 | 6220.07 | 209.9799 | 6430.0499 | 466.7643 | 5963.2856 | 5.348 | 5957.9377 | 256.324 | 6214.2617 | 209.852 | 6424.1137 | 466.176 | 0.58827
2010-09-17 | 13:00 | 6082.285 | 267.135 | 6349.42 | 212.7952 | 6562.2152 | 479.9303 | 6082.285 | 4.702 | 6077.583 | 266.7222 | 6344.3051 | 212.6851 | 6556.9902 | 479.4073 | 0.52299
2010-09-17 | 14:00 | 6254.4847 | 282.4753 | 6536.96 | 216.7648 | 6753.7248 | 499.2401 | 6254.4847 | 4.6634 | 6249.8213 | 282.0542 | 6531.8755 | 216.6589 | 6748.5345 | 498.7131 | 0.52694
2010-09-17 | 15:00 | 6458.7342 | 301.2258 | 6759.96 | 221.312 | 6981.272 | 522.5378 | 6458.7342 | 4.142 | 6454.5922 | 300.8396 | 6755.4318 | 221.2216 | 6976.6533 | 522.0611 | 0.4767
2010-09-17 | 16:00 | 6639.917 | 318.363 | 6958.28 | 225.1982 | 7183.4782 | 543.5612 | 6639.917 | 3.937 | 6635.9799 | 317.9856 | 6953.9655 | 225.1152 | 7179.0807 | 543.1008 | 0.46039
2010-09-17 | 17:00 | 6795.3386 | 333.4414 | 7128.78 | 228.4204 | 7357.2004 | 561.8618 | 6795.3386 | 4.4989 | 6790.8397 | 333.0001 | 7123.8397 | 228.3286 | 7352.1683 | 561.3286 | 0.53319
2010-09-17 | 18:00 | 6865.4522 | 340.3578 | 7205.81 | 229.8401 | 7435.6501 | 570.1979 | 6865.4522 | 7.806 | 6857.6462 | 339.5842 | 7197.2304 | 229.6831 | 7426.9135 | 569.2673 | 0.93056
2010-09-17 | 19:00 | 6740.8268 | 328.1132 | 7068.94 | 227.302 | 7296.242 | 555.4152 | 6740.8268 | 3.5149 | 6737.3119 | 327.7711 | 7065.083 | 227.2294 | 7292.3124 | 555.0005 | 0.41464
2010-09-17 | 20:00 | 6650.4829 | 319.3771 | 6969.86 | 225.4205 | 7195.2805 | 544.7975 | 6650.4829 | 0.003706 | 6650.4792 | 319.3767 | 6969.8559 | 225.4204 | 7195.2763 | 544.7971 | 0.00043384
2010-09-17 | 21:00 | 6477.4005 | 302.9695 | 6780.37 | 221.7188 | 7002.0888 | 524.6883 | 6477.4005 | 0 | 6477.4005 | 302.9695 | 6780.37 | 221.7188 | 7002.0888 | 524.6883 | 0
2010-09-17 | 22:00 | 6058.0496 | 265.0104 | 6323.06 | 212.2266 | 6535.2866 | 477.2371 | 6058.0496 | 0 | 6058.0496 | 265.0104 | 6323.06 | 212.2266 | 6535.2866 | 477.2371 | 0
2010-09-17 | 23:00 | 5537.8666 | 221.4534 | 5759.32 | 199.438 | 5958.758 | 420.8914 | 5537.8666 | 0 | 5537.8666 | 221.4534 | 5759.32 | 199.438 | 5958.758 | 420.8914 | 0
2010-09-17 | 24:00 | 5068.9983 | 185.5417 | 5254.54 | 186.9682 | 5441.5082 | 372.5099 | 5068.9983 | 0 | 5068.9983 | 185.5417 | 5254.54 | 186.9682 | 5441.5082 | 372.5099 | 0
2010-09-18 | 1:00 | 4722.2165 | 161.0235 | 4883.24 | 177.1813 | 5060.4213 | 338.2048 | 4722.2165 | 0 | 4722.2165 | 161.0235 | 4883.24 | 177.1813 | 5060.4213 | 338.2048 | 0
2010-09-18 | 2:00 | 4501.9387 | 146.3513 | 4648.29 | 170.7194 | 4819.0094 | 317.0706 | 4501.9387 | 0 | 4501.9387 | 146.3513 | 4648.29 | 170.7194 | 4819.0094 | 317.0706 | 0
2010-09-18 | 3:00 | 4349.2667 | 136.5933 | 4485.86 | 166.1301 | 4651.9901 | 302.7234 | 4349.2667 | 0 | 4349.2667 | 136.5933 | 4485.86 | 166.1301 | 4651.9901 | 302.7234 | 0
2010-09-18 | 4:00 | 4262.295 | 131.185 | 4393.48 | 163.4755 | 4556.9555 | 294.6605 | 4262.295 | 0 | 4262.295 | 131.185 | 4393.48 | 163.4755 | 4556.9555 | 294.6605 | 0
2010-09-18 | 5:00 | 4341.7956 | 136.1244 | 4477.92 | 165.9032 | 4643.8232 | 302.0276 | 4341.7956 | 0 | 4341.7956 | 136.1244 | 4477.92 | 165.9032 | 4643.8232 | 302.0276 | 0
2010-09-18 | 6:00 | 4698.912 | 159.438 | 4858.35 | 176.5066 | 5034.8566 | 335.9447 | 4698.912 | 0 | 4698.912 | 159.438 | 4858.35 | 176.5066 | 5034.8566 | 335.9447 | 0
2010-09-18 | 7:00 | 5269.3606 | 200.4994 | 5469.86 | 192.4051 | 5662.2651 | 392.9045 | 5269.3606 | 0 | 5269.3606 | 200.4994 | 5469.86 | 192.4051 | 5662.2651 | 392.9045 | 0
2010-09-18 | 8:00 | 5594.3372 | 225.9928 | 5820.33 | 200.88 | 6021.21 | 426.8728 | 5594.3372 | 0.41512 | 5593.9221 | 225.9593 | 5819.8813 | 200.8694 | 6020.7508 | 426.8287 | 0.04409
2010-09-18 | 9:00 | 5738.3889 | 237.7811 | 5976.17 | 204.4994 | 6180.6694 | 442.2805 | 5738.3889 | 1.2724 | 5737.1165 | 237.6756 | 5974.7922 | 204.4678 | 6179.26 | 442.1435 | 0.13703
2010-09-18 | 10:00 | 5688.5143 | 233.6657 | 5922.18 | 203.2559 | 6125.4359 | 436.9216 | 5688.5143 | 4.2338 | 5684.2804 | 233.318 | 5917.5985 | 203.1498 | 6120.7483 | 436.4679 | 0.45373
2010-09-18 | 11:00 | 5712.8137 | 235.6663 | 5948.48 | 203.863 | 6152.343 | 439.5293 | 5712.8137 | 12.4636 | 5700.3501 | 234.6391 | 5934.9892 | 203.5519 | 6138.5411 | 438.191 | 1.3383
2010-09-18 | 12:00 | 5741.778 | 238.062 | 5979.84 | 204.5836 | 6184.4236 | 442.6456 | 5741.778 | 35.5424 | 5706.2355 | 235.1239 | 5941.3594 | 203.6989 | 6145.0583 | 438.8228 | 3.8228
2010-09-18 | 13:00 | 5711.077 | 235.523 | 5946.6 | 203.8197 | 6150.4197 | 439.3427 | 5711.077 | 13.1327 | 5697.9442 | 234.4411 | 5932.3853 | 203.4918 | 6135.8771 | 437.9329 | 1.4099
2010-09-18 | 14:00 | 5849.1879 | 247.0521 | 6096.24 | 207.2255 | 6303.4655 | 454.2776 | 5849.1879 | 8.2769 | 5840.911 | 246.3534 | 6087.2644 | 207.0236 | 6294.288 | 453.377 | 0.90059
2010-09-18 | 15:00 | 5981.403 | 258.347 | 6239.75 | 210.4123 | 6450.1623 | 468.7593 | 5981.403 | 40.2884 | 5941.1146 | 254.8785 | 6195.9931 | 209.4489 | 6405.442 | 464.3274 | 4.432
2010-09-18 | 16:00 | 6011.092 | 260.918 | 6272.01 | 211.118 | 6483.128 | 472.036 | 6011.092 | 35.2343 | 5975.8576 | 257.8682 | 6233.7259 | 210.2801 | 6444.006 | 468.1483 | 3.8877
2010-09-18 | 17:00 | 6140.1572 | 272.2428 | 6412.4 | 214.1431 | 6626.5431 | 486.3859 | 6140.1572 | 25.752 | 6114.4053 | 269.964 | 6384.3692 | 213.545 | 6597.9143 | 483.509 | 2.8769
2010-09-18 | 18:00 | 6230.1762 | 280.2838 | 6510.46 | 216.2119 | 6726.6719 | 496.4958 | 6230.1762 | 14.9237 | 6215.2525 | 278.9426 | 6494.1951 | 215.8713 | 6710.0665 | 494.8139 | 1.6818
2010-09-18 | 19:00 | 6159.5545 | 273.9655 | 6433.52 | 214.5918 | 6648.1118 | 488.5573 | 6159.5545 | 3.4389 | 6156.1156 | 273.6597 | 6429.7753 | 214.5123 | 6644.2876 | 488.1721 | 0.38525
2010-09-18 | 20:00 | 6130.025 | 271.345 | 6401.37 | 213.9081 | 6615.2781 | 485.2531 | 6130.025 | 0.0013442 | 6130.0236 | 271.3449 | 6401.3685 | 213.9081 | 6615.2766 | 485.253 | 0.0001502
2010-09-18 | 21:00 | 5960.7076 | 256.5624 | 6217.27 | 209.9183 | 6427.1883 | 466.4806 | 5960.7076 | 0 | 5960.7076 | 256.5624 | 6217.27 | 209.9183 | 6427.1883 | 466.4806 | 0
2010-09-18 | 22:00 | 5582.3265 | 225.0235 | 5807.35 | 200.5744 | 6007.9244 | 425.5979 | 5582.3265 | 0 | 5582.3265 | 225.0235 | 5807.35 | 200.5744 | 6007.9244 | 425.5979 | 0
2010-09-18 | 23:00 | 5099.2752 | 187.7648 | 5287.04 | 187.8 | 5474.84 | 375.5649 | 5099.2752 | 0 | 5099.2752 | 187.7648 | 5287.04 | 187.8 | 5474.84 | 375.5649 | 0
2010-09-18 | 24:00 | 4656.7222 | 156.5878 | 4813.31 | 175.2798 | 4988.5898 | 331.8676 | 4656.7222 | 0 | 4656.7222 | 156.5878 | 4813.31 | 175.2798 | 4988.5898 | 331.8676 | 0
2010-09-19 | 1:00 | 4297.0094 | 133.3306 | 4430.34 | 164.5385 | 4594.8785 | 297.8692 | 4297.0094 | 0 | 4297.0094 | 133.3306 | 4430.34 | 164.5385 | 4594.8785 | 297.8692 | 0
2010-09-19 | 2:00 | 4101.3076 | 121.4624 | 4222.77 | 158.4852 | 4381.2552 | 279.9477 | 4101.3076 | 0 | 4101.3076 | 121.4624 | 4222.77 | 158.4852 | 4381.2552 | 279.9477 | 0
2010-09-19 | 3:00 | 3952.0286 | 112.7814 | 4064.81 | 153.7696 | 4218.5796 | 266.551 | 3952.0286 | 0 | 3952.0286 | 112.7814 | 4064.81 | 153.7696 | 4218.5796 | 266.551 | 0
2010-09-19 | 4:00 | 3890.4366 | 109.2934 | 3999.73 | 151.7994 | 4151.5294 | 261.0928 | 3890.4366 | 0 | 3890.4366 | 109.2934 | 3999.73 | 151.7994 | 4151.5294 | 261.0928 | 0
2010-09-19 | 5:00 | 3967.5509 | 113.6691 | 4081.22 | 154.2639 | 4235.4839 | 267.933 | 3967.5509 | 0 | 3967.5509 | 113.6691 | 4081.22 | 154.2639 | 4235.4839 | 267.933 | 0
2010-09-19 | 6:00 | 4249.7368 | 130.4132 | 4380.15 | 163.0898 | 4543.2398 | 293.5029 | 4249.7368 | 0 | 4249.7368 | 130.4132 | 4380.15 | 163.0898 | 4543.2398 | 293.5029 | 0
2010-09-19 | 7:00 | 4818.0823 | 167.6277 | 4985.71 | 179.9343 | 5165.6443 | 347.562 | 4818.0823 | 0 | 4818.0823 | 167.6277 | 4985.71 | 179.9343 | 5165.6443 | 347.562 | 0
2010-09-19 | 8:00 | 5102.4978 | 188.0022 | 5290.5 | 187.8884 | 5478.3884 | 375.8906 | 5102.4978 | 0.32575 | 5102.172 | 187.9782 | 5290.1502 | 187.8794 | 5478.0297 | 375.8577 | 0.03293
2010-09-19 | 9:00 | 5142.7685 | 190.9815 | 5333.75 | 188.9886 | 5522.7386 | 379.9701 | 5142.7685 | 2.5229 | 5140.2456 | 190.7942 | 5331.0398 | 188.9199 | 5519.9597 | 379.714 | 0.25607
2010-09-19 | 10:00 | 5205.5008 | 195.6692 | 5401.17 | 190.6897 | 5591.8597 | 386.3588 | 5205.5008 | 5.5729 | 5199.9279 | 195.2504 | 5395.1784 | 190.5392 | 5585.7175 | 385.7896 | 0.56921
2010-09-19 | 11:00 | 5342.1714 | 206.0786 | 5548.25 | 194.341 | 5742.591 | 400.4196 | 5342.1714 | 6.8665 | 5335.3048 | 205.5492 | 5540.854 | 194.1593 | 5735.0133 | 399.7085 | 0.71108
2010-09-19 | 12:00 | 5429.8048 | 212.8952 | 5642.7 | 196.6426 | 5839.3426 | 409.5378 | 5429.8048 | 17.5043 | 5412.3005 | 211.5247 | 5623.8253 | 196.1853 | 5820.0106 | 407.7101 | 1.8277
2010-09-19 | 13:00 | 5606.0221 | 226.9379 | 5832.96 | 201.1767 | 6034.1367 | 428.1146 | 5606.0221 | 24.4678 | 5581.5544 | 224.9612 | 5806.5156 | 200.5547 | 6007.0703 | 425.516 | 2.5987
2010-09-19 | 14:00 | 5827.3032 | 245.2068 | 6072.51 | 206.691 | 6279.201 | 451.8979 | 5827.3032 | 42.044 | 5785.2591 | 241.6813 | 6026.9404 | 205.6588 | 6232.5992 | 447.34 | 4.5579
2010-09-19 | 15:00 | 6019.5014 | 261.6486 | 6281.15 | 211.3172 | 6492.4672 | 472.9658 | 6019.5014 | 39.666 | 5979.8354 | 258.2116 | 6238.047 | 210.375 | 6448.422 | 468.5866 | 4.3792
2010-09-19 | 16:00 | 6182.3527 | 275.9973 | 6458.35 | 215.1171 | 6673.4671 | 491.1144 | 6182.3527 | 34.5643 | 6147.7883 | 272.9199 | 6420.7082 | 214.3198 | 6635.028 | 487.2397 | 3.8747
2010-09-19 | 17:00 | 6296.928 | 286.322 | 6583.25 | 217.7242 | 6800.9742 | 504.0462 | 6296.928 | 25.1286 | 6271.7993 | 284.0414 | 6555.8407 | 217.1571 | 6772.9978 | 501.1985 | 2.8477
2010-09-19 | 18:00 | 6344.5507 | 290.6693 | 6635.22 | 218.7916 | 6854.0116 | 509.4608 | 6344.5507 | 14.3787 | 6330.172 | 289.3533 | 6619.5253 | 218.4703 | 6837.9956 | 507.8236 | 1.6373
2010-09-19 | 19:00 | 6274.8337 | 284.3163 | 6559.15 | 217.2257 | 6776.3757 | 501.542 | 6274.8337 | 3.3534 | 6271.4803 | 284.0125 | 6555.4928 | 217.1499 | 6772.6427 | 501.1624 | 0.37964
2010-09-19 | 20:00 | 6178.3867 | 275.6433 | 6454.03 | 215.0258 | 6669.0558 | 490.6692 | 6178.3867 | 0.00045975 | 6178.3862 | 275.6433 | 6454.0295 | 215.0258 | 6669.0553 | 490.6691 | 5.1602e-05
2010-09-19 | 21:00 | 6001.2184 | 260.0616 | 6261.28 | 210.8837 | 6472.1637 | 470.9453 | 6001.2184 | 0 | 6001.2184 | 260.0616 | 6261.28 | 210.8837 | 6472.1637 | 470.9453 | 0
2010-09-19 | 22:00 | 5625.752 | 228.538 | 5854.29 | 201.6765 | 6055.9665 | 430.2146 | 5625.752 | 0 | 5625.752 | 228.538 | 5854.29 | 201.6765 | 6055.9665 | 430.2146 | 0
2010-09-19 | 23:00 | 5151.5274 | 191.6326 | 5343.16 | 189.2271 | 5532.3871 | 380.8597 | 5151.5274 | 0 | 5151.5274 | 191.6326 | 5343.16 | 189.2271 | 5532.3871 | 380.8597 | 0
2010-09-19 | 24:00 | 4717.2735 | 160.6865 | 4877.96 | 177.0384 | 5054.9984 | 337.7249 | 4717.2735 | 0 | 4717.2735 | 160.6865 | 4877.96 | 177.0384 | 5054.9984 | 337.7249 | 0
2010-09-20 | 1:00 | 4392.9021 | 139.3479 | 4532.25 | 167.4509 | 4699.7009 | 306.7988 | 4392.9021 | 0 | 4392.9021 | 139.3479 | 4532.25 | 167.4509 | 4699.7009 | 306.7988 | 0
2010-09-20 | 2:00 | 4199.9638 | 127.3762 | 4327.34 | 161.5551 | 4488.8951 | 288.9314 | 4199.9638 | 0 | 4199.9638 | 127.3762 | 4327.34 | 161.5551 | 4488.8951 | 288.9314 | 0
2010-09-20 | 3:00 | 4052.8507 | 118.6093 | 4171.46 | 156.9638 | 4328.4238 | 275.573 | 4052.8507 | 0 | 4052.8507 | 118.6093 | 4171.46 | 156.9638 | 4328.4238 | 275.573 | 0
2010-09-20 | 4:00 | 3981.3678 | 114.4622 | 4095.83 | 154.7031 | 4250.5331 | 269.1653 | 3981.3678 | 0 | 3981.3678 | 114.4622 | 4095.83 | 154.7031 | 4250.5331 | 269.1653 | 0
2010-09-20 | 5:00 | 4051.2258 | 118.5142 | 4169.74 | 156.9126 | 4326.6526 | 275.4268 | 4051.2258 | 0 | 4051.2258 | 118.5142 | 4169.74 | 156.9126 | 4326.6526 | 275.4268 | 0
2010-09-20 | 6:00 | 4362.6357 | 137.4343 | 4500.07 | 166.5355 | 4666.6055 | 303.9699 | 4362.6357 | 0 | 4362.6357 | 137.4343 | 4500.07 | 166.5355 | 4666.6055 | 303.9699 | 0
2010-09-20 | 7:00 | 4895.1097 | 173.0303 | 5068.14 | 182.1201 | 5250.2601 | 355.1504 | 4895.1097 | 0 | 4895.1097 | 173.0303 | 5068.14 | 182.1201 | 5250.2601 | 355.1504 | 0
2010-09-20 | 8:00 | 5217.749 | 196.591 | 5414.34 | 191.0199 | 5605.3599 | 387.611 | 5217.749 | 0 | 5217.749 | 196.591 | 5414.34 | 191.0199 | 5605.3599 | 387.611 | 0
2010-09-20 | 9:00 | 5322.7008 | 204.5792 | 5527.28 | 193.8254 | 5721.1054 | 398.4046 | 5322.7008 | 1.5348 | 5321.166 | 204.4612 | 5525.6272 | 193.7847 | 5719.4119 | 398.2459 | 0.15867
2010-09-20 | 10:00 | 5451.2777 | 214.5823 | 5665.86 | 197.2019 | 5863.0619 | 411.7842 | 5451.2777 | 2.4968 | 5448.7808 | 214.3858 | 5663.1666 | 197.1369 | 5860.3036 | 411.5227 | 0.26146
2010-09-20 | 11:00 | 5560.8728 | 223.2972 | 5784.17 | 200.0271 | 5984.1971 | 423.3243 | 5560.8728 | 3.514 | 5557.3588 | 223.0151 | 5780.3739 | 199.9372 | 5980.3112 | 422.9523 | 0.37195
2010-09-20 | 12:00 | 5658.5402 | 231.2098 | 5889.75 | 202.5036 | 6092.2536 | 433.7134 | 5658.5402 | 4.3124 | 5654.2278 | 230.8575 | 5885.0853 | 202.3951 | 6087.4804 | 433.2526 | 0.46081
2010-09-20 | 13:00 | 5874.7536 | 249.2164 | 6123.97 | 207.8473 | 6331.8173 | 457.0638 | 5874.7536 | 4.7206 | 5870.033 | 248.8161 | 6118.8491 | 207.7327 | 6326.5818 | 456.5488 | 0.51496
2010-09-20 | 14:00 | 6087.6164 | 267.6036 | 6355.22 | 212.92 | 6568.14 | 480.5235 | 6087.6164 | 4.7987 | 6082.8177 | 267.1818 | 6349.9996 | 212.8077 | 6562.8073 | 479.9895 | 0.53401
2010-09-20 | 15:00 | 6257.1444 | 282.7156 | 6539.86 | 216.8251 | 6756.6851 | 499.5407 | 6257.1444 | 4.2451 | 6252.8994 | 282.3321 | 6535.2315 | 216.7288 | 6751.9603 | 499.0609 | 0.4798
2010-09-20 | 16:00 | 6356.8616 | 291.7984 | 6648.66 | 219.066 | 6867.726 | 510.8643 | 6356.8616 | 12.8412 | 6344.0204 | 290.6207 | 6634.6411 | 218.7798 | 6853.4208 | 509.4004 | 1.4639
2010-09-20 | 17:00 | 6473.2762 | 302.5838 | 6775.86 | 221.6291 | 6997.4891 | 524.2128 | 6473.2762 | 24.3418 | 6448.9344 | 300.3124 | 6749.2468 | 221.0979 | 6970.3447 | 521.4103 | 2.8026
2010-09-20 | 18:00 | 6461.4599 | 301.4801 | 6762.94 | 221.3715 | 6984.3115 | 522.8516 | 6461.4599 | 13.2572 | 6448.2027 | 300.2443 | 6748.4469 | 221.0819 | 6969.5288 | 521.3261 | 1.5255
2010-09-20 | 19:00 | 6328.7653 | 289.2247 | 6617.99 | 218.4388 | 6836.4288 | 507.6635 | 6328.7653 | 2.6591 | 6326.1063 | 288.9817 | 6615.0879 | 218.3793 | 6833.4672 | 507.361 | 0.30252
2010-09-20 | 20:00 | 6193.2856 | 276.9744 | 6470.26 | 215.3682 | 6685.6282 | 492.3426 | 6193.2856 | 0 | 6193.2856 | 276.9744 | 6470.26 | 215.3682 | 6685.6282 | 492.3426 | 0
2010-09-20 | 21:00 | 5980.9703 | 258.3097 | 6239.28 | 210.402 | 6449.682 | 468.7117 | 5980.9703 | 0 | 5980.9703 | 258.3097 | 6239.28 | 210.402 | 6449.682 | 468.7117 | 0
2010-09-20 | 22:00 | 5675.2432 | 232.5768 | 5907.82 | 202.9233 | 6110.7433 | 435.5 | 5675.2432 | 0 | 5675.2432 | 232.5768 | 5907.82 | 202.9233 | 6110.7433 | 435.5 | 0
2010-09-20 | 23:00 | 5304.8135 | 203.2065 | 5508.02 | 193.3504 | 5701.3704 | 396.5568 | 5304.8135 | 0 | 5304.8135 | 203.2065 | 5508.02 | 193.3504 | 5701.3704 | 396.5568 | 0
2010-09-20 | 24:00 | 4900.6012 | 173.4188 | 5074.02 | 182.275 | 5256.295 | 355.6938 | 4900.6012 | 0 | 4900.6012 | 173.4188 | 5074.02 | 182.275 | 5256.295 | 355.6938 | 0
2010-09-21 | 1:00 | 4587.7653 | 151.9847 | 4739.75 | 173.2596 | 4913.0096 | 325.2443 | 4587.7653 | 0 | 4587.7653 | 151.9847 | 4739.75 | 173.2596 | 4913.0096 | 325.2443 | 0
2010-09-21 | 2:00 | 4344.0916 | 136.2684 | 4480.36 | 165.9729 | 4646.3329 | 302.2414 | 4344.0916 | 0 | 4344.0916 | 136.2684 | 4480.36 | 165.9729 | 4646.3329 | 302.2414 | 0
2010-09-21 | 3:00 | 4210.5414 | 128.0186 | 4338.56 | 161.8821 | 4500.4421 | 289.9007 | 4210.5414 | 0 | 4210.5414 | 128.0186 | 4338.56 | 161.8821 | 4500.4421 | 289.9007 | 0
2010-09-21 | 4:00 | 4104.6023 | 121.6577 | 4226.26 | 158.5883 | 4384.8483 | 280.246 | 4104.6023 | 0 | 4104.6023 | 121.6577 | 4226.26 | 158.5883 | 4384.8483 | 280.246 | 0
2010-09-21 | 5:00 | 4029.2199 | 117.2301 | 4146.45 | 156.2186 | 4302.6686 | 273.4487 | 4029.2199 | 0 | 4029.2199 | 117.2301 | 4146.45 | 156.2186 | 4302.6686 | 273.4487 | 0
2010-09-21 | 6:00 | 4096.9174 | 121.2026 | 4218.12 | 158.3478 | 4376.4678 | 279.5503 | 4096.9174 | 0 | 4096.9174 | 121.2026 | 4218.12 | 158.3478 | 4376.4678 | 279.5503 | 0
2010-09-21 | 7:00 | 4279.8049 | 132.2651 | 4412.07 | 164.0123 | 4576.0823 | 296.2774 | 4279.8049 | 0 | 4279.8049 | 132.2651 | 4412.07 | 164.0123 | 4576.0823 | 296.2774 | 0
2010-09-21 | 8:00 | 4499.5162 | 146.1938 | 4645.71 | 170.6473 | 4816.3573 | 316.8411 | 4499.5162 | 0.96648 | 4498.5497 | 146.131 | 4644.6807 | 170.6185 | 4815.2992 | 316.7495 | 0.091574
2010-09-21 | 9:00 | 4732.5603 | 161.7297 | 4894.29 | 177.4801 | 5071.7701 | 339.2098 | 4732.5603 | 9.9337 | 4722.6267 | 161.0514 | 4883.6781 | 177.1932 | 5060.8713 | 338.2446 | 0.96515
2010-09-21 | 10:00 | 4970.2471 | 178.3829 | 5148.63 | 184.2297 | 5332.8597 | 362.6126 | 4970.2471 | 23.1444 | 4947.1027 | 176.7255 | 5123.8282 | 183.5822 | 5307.4104 | 360.3077 | 2.3049
2010-09-21 | 11:00 | 5095.922 | 187.518 | 5283.44 | 187.7081 | 5471.1481 | 375.2261 | 5095.922 | 32.2865 | 5063.6355 | 185.1494 | 5248.7849 | 186.8205 | 5435.6053 | 371.9698 | 3.2562
2010-09-21 | 12:00 | 5163.2633 | 192.5067 | 5355.77 | 189.5461 | 5545.3161 | 382.0528 | 5163.2633 | 38.5017 | 5124.7616 | 189.6464 | 5314.408 | 188.4974 | 5502.9055 | 378.1439 | 3.9089
2010-09-21 | 13:00 | 5209.0258 | 195.9342 | 5404.96 | 190.7848 | 5595.7448 | 386.719 | 5209.0258 | 39.9605 | 5169.0652 | 192.9396 | 5362.0048 | 189.7036 | 5551.7084 | 382.6432 | 4.0758
2010-09-21 | 14:00 | 5167.3299 | 192.8101 | 5360.14 | 189.6565 | 5549.7965 | 382.4666 | 5167.3299 | 41.803 | 5125.5269 | 189.7031 | 5315.23 | 188.5183 | 5503.7483 | 378.2214 | 4.2451
2010-09-21 | 15:00 | 5182.4499 | 193.9401 | 5376.39 | 190.0664 | 5566.4564 | 384.0065 | 5182.4499 | 36.9476 | 5145.5023 | 191.1846 | 5336.6869 | 189.0631 | 5525.75 | 380.2477 | 3.7588
2010-09-21 | 16:00 | 5252.1483 | 199.1917 | 5451.34 | 191.9443 | 5643.2843 | 391.1361 | 5252.1483 | 22.7121 | 5229.4362 | 197.4727 | 5426.9089 | 191.3345 | 5618.2434 | 388.8072 | 2.3288
2010-09-21 | 17:00 | 5353.3574 | 206.9426 | 5560.3 | 194.6365 | 5754.9365 | 401.579 | 5353.3574 | 24.887 | 5328.4705 | 205.0229 | 5533.4934 | 193.9783 | 5727.4717 | 399.0013 | 2.5778
2010-09-21 | 18:00 | 5468.8797 | 215.9703 | 5684.85 | 197.6589 | 5882.5089 | 413.6292 | 5468.8797 | 13.8195 | 5455.0602 | 214.8802 | 5669.9404 | 197.3002 | 5867.2406 | 412.1804 | 1.4488
2010-09-21 | 19:00 | 5447.0967 | 214.2533 | 5661.35 | 197.0931 | 5858.4431 | 411.3464 | 5447.0967 | 2.973 | 5444.1237 | 214.0195 | 5658.1432 | 197.0157 | 5855.1589 | 411.0352 | 0.31118
2010-09-21 | 20:00 | 5446.5683 | 214.2117 | 5660.78 | 197.0794 | 5857.8594 | 411.2911 | 5446.5683 | 0 | 5446.5683 | 214.2117 | 5660.78 | 197.0794 | 5857.8594 | 411.2911 | 0
2010-09-21 | 21:00 | 5322.6451 | 204.5749 | 5527.22 | 193.8239 | 5721.0439 | 398.3988 | 5322.6451 | 0 | 5322.6451 | 204.5749 | 5527.22 | 193.8239 | 5721.0439 | 398.3988 | 0
2010-09-21 | 22:00 | 5124.5679 | 189.6321 | 5314.2 | 188.4922 | 5502.6922 | 378.1242 | 5124.5679 | 0 | 5124.5679 | 189.6321 | 5314.2 | 188.4922 | 5502.6922 | 378.1242 | 0
2010-09-21 | 23:00 | 4773.2662 | 164.5238 | 4937.79 | 178.6518 | 5116.4418 | 343.1756 | 4773.2662 | 0 | 4773.2662 | 164.5238 | 4937.79 | 178.6518 | 5116.4418 | 343.1756 | 0
2010-09-21 | 24:00 | 4426.4553 | 141.4847 | 4567.94 | 168.4616 | 4736.4016 | 309.9463 | 4426.4553 | 0 | 4426.4553 | 141.4847 | 4567.94 | 168.4616 | 4736.4016 | 309.9463 | 0
2010-09-22 | 1:00 | 4090.582 | 120.828 | 4211.41 | 158.1492 | 4369.5592 | 278.9772 | 4090.582 | 0 | 4090.582 | 120.828 | 4211.41 | 158.1492 | 4369.5592 | 278.9772 | 0
2010-09-22 | 2:00 | 3885.513 | 109.017 | 3994.53 | 151.6412 | 4146.1712 | 260.6582 | 3885.513 | 0 | 3885.513 | 109.017 | 3994.53 | 151.6412 | 4146.1712 | 260.6582 | 0
2010-09-22 | 3:00 | 3718.4084 | 99.8416 | 3818.25 | 146.2206 | 3964.4706 | 246.0622 | 3718.4084 | 0 | 3718.4084 | 99.8416 | 3818.25 | 146.2206 | 3964.4706 | 246.0622 | 0
2010-09-22 | 4:00 | 3646.0085 | 95.9915 | 3742 | 143.8396 | 3885.8396 | 239.8311 | 3646.0085 | 0 | 3646.0085 | 95.9915 | 3742 | 143.8396 | 3885.8396 | 239.8311 | 0
2010-09-22 | 5:00 | 3606.7924 | 93.9376 | 3700.73 | 142.5417 | 3843.2717 | 236.4793 | 3606.7924 | 0 | 3606.7924 | 93.9376 | 3700.73 | 142.5417 | 3843.2717 | 236.4793 | 0
2010-09-22 | 6:00 | 3618.6155 | 94.5545 | 3713.17 | 142.9336 | 3856.1036 | 237.4881 | 3618.6155 | 0 | 3618.6155 | 94.5545 | 3713.17 | 142.9336 | 3856.1036 | 237.4881 | 0
2010-09-22 | 7:00 | 3737.7851 | 100.8849 | 3838.67 | 146.8546 | 3985.5246 | 247.7394 | 3737.7851 | 0 | 3737.7851 | 100.8849 | 3838.67 | 146.8546 | 3985.5246 | 247.7394 | 0
2010-09-22 | 8:00 | 3806.6628 | 104.6372 | 3911.3 | 149.0965 | 4060.3965 | 253.7338 | 3806.6628 | 0.87921 | 3805.7836 | 104.5889 | 3910.3725 | 149.068 | 4059.4405 | 253.6569 | 0.076836
2010-09-22 | 9:00 | 3926.075 | 111.305 | 4037.38 | 152.9411 | 4190.3211 | 264.2461 | 3926.075 | 11.3247 | 3914.7503 | 110.6638 | 4025.4141 | 152.5788 | 4177.9929 | 263.2426 | 1.0035
2010-09-22 | 10:00 | 4062.76 | 119.19 | 4181.95 | 157.2757 | 4339.2257 | 276.4656 | 4062.76 | 23.7174 | 4039.0427 | 117.8024 | 4156.8451 | 156.5286 | 4313.3737 | 274.331 | 2.1346
2010-09-22 | 11:00 | 4175.8709 | 125.9191 | 4301.79 | 160.8089 | 4462.5989 | 286.7279 | 4175.8709 | 31.0628 | 4144.8081 | 124.0527 | 4268.8608 | 159.8434 | 4428.7043 | 283.8961 | 2.8318
2010-09-22 | 12:00 | 4269.0677 | 131.6023 | 4400.67 | 163.6832 | 4564.3532 | 295.2855 | 4269.0677 | 27.6954 | 4241.3723 | 129.9003 | 4371.2726 | 162.8325 | 4534.1051 | 292.7328 | 2.5527
2010-09-22 | 13:00 | 4242.5665 | 129.9735 | 4372.54 | 162.8693 | 4535.4093 | 292.8427 | 4242.5665 | 19.9599 | 4222.6066 | 128.7534 | 4351.36 | 162.2544 | 4513.6144 | 291.0078 | 1.8349
2010-09-22 | 14:00 | 4242.51 | 129.97 | 4372.48 | 162.8675 | 4535.3475 | 292.8375 | 4242.51 | 5.8982 | 4236.6118 | 129.6089 | 4366.2207 | 162.686 | 4528.9067 | 292.2949 | 0.54266
2010-09-22 | 15:00 | 4244.1213 | 130.0687 | 4374.19 | 162.9171 | 4537.1071 | 292.9858 | 4244.1213 | 4.0357 | 4240.0856 | 129.8215 | 4369.9071 | 162.7929 | 4532.7 | 292.6144 | 0.37141
2010-09-22 | 16:00 | 4265.7709 | 131.3991 | 4397.17 | 163.5821 | 4560.7521 | 294.9812 | 4265.7709 | 3.3401 | 4262.4308 | 131.1934 | 4393.6242 | 163.4796 | 4557.1038 | 294.6731 | 0.30818
2010-09-22 | 17:00 | 4326.851 | 135.189 | 4462.04 | 165.4487 | 4627.4887 | 300.6376 | 4326.851 | 2.4656 | 4324.3854 | 135.0349 | 4459.4204 | 165.3736 | 4624.794 | 300.4085 | 0.2291
2010-09-22 | 18:00 | 4415.4105 | 140.7795 | 4556.19 | 168.1294 | 4724.3194 | 308.9089 | 4415.4105 | 1.3322 | 4414.0783 | 140.6946 | 4554.7729 | 168.0893 | 4722.8622 | 308.7839 | 0.12504
2010-09-22 | 19:00 | 4447.8446 | 142.8554 | 4590.7 | 169.1036 | 4759.8036 | 311.959 | 4447.8446 | 0.15224 | 4447.6924 | 142.8456 | 4590.538 | 169.0991 | 4759.637 | 311.9446 | 0.014342
2010-09-22 | 20:00 | 4535.02 | 148.51 | 4683.53 | 171.7019 | 4855.2319 | 320.2119 | 4535.02 | 0 | 4535.02 | 148.51 | 4683.53 | 171.7019 | 4855.2319 | 320.2119 | 0
2010-09-22 | 21:00 | 4435.5625 | 142.0675 | 4577.63 | 168.7352 | 4746.3652 | 310.8027 | 4435.5625 | 0 | 4435.5625 | 142.0675 | 4577.63 | 168.7352 | 4746.3652 | 310.8027 | 0
2010-09-22 | 22:00 | 4221.1457 | 128.6643 | 4349.81 | 162.2094 | 4512.0194 | 290.8737 | 4221.1457 | 0 | 4221.1457 | 128.6643 | 4349.81 | 162.2094 | 4512.0194 | 290.8737 | 0
2010-09-22 | 23:00 | 3938.8212 | 112.0288 | 4050.85 | 153.3483 | 4204.1983 | 265.3772 | 3938.8212 | 0 | 3938.8212 | 112.0288 | 4050.85 | 153.3483 | 4204.1983 | 265.3772 | 0
2010-09-22 | 24:00 | 3660.7127 | 96.7673 | 3757.48 | 144.3247 | 3901.8047 | 241.092 | 3660.7127 | 0 | 3660.7127 | 96.7673 | 3757.48 | 144.3247 | 3901.8047 | 241.092 | 0
2010-09-23 | 1:00 | 3539.9518 | 90.4882 | 3630.44 | 140.3163 | 3770.7563 | 230.8045 | 3539.9518 | 0 | 3539.9518 | 90.4882 | 3630.44 | 140.3163 | 3770.7563 | 230.8045 | 0
2010-09-23 | 2:00 | 3439.6376 | 85.4324 | 3525.07 | 136.9454 | 3662.0154 | 222.3778 | 3439.6376 | 0 | 3439.6376 | 85.4324 | 3525.07 | 136.9454 | 3662.0154 | 222.3778 | 0
2010-09-23 | 3:00 | 3372.2617 | 82.1183 | 3454.38 | 134.6604 | 3589.0404 | 216.7787 | 3372.2617 | 0 | 3372.2617 | 82.1183 | 3454.38 | 134.6604 | 3589.0404 | 216.7787 | 0
2010-09-23 | 4:00 | 3373.0246 | 82.1554 | 3455.18 | 134.6863 | 3589.8663 | 216.8418 | 3373.0246 | 0 | 3373.0246 | 82.1554 | 3455.18 | 134.6863 | 3589.8663 | 216.8418 | 0
2010-09-23 | 5:00 | 3489.1027 | 87.9073 | 3577.01 | 138.6122 | 3715.6222 | 226.5195 | 3489.1027 | 0 | 3489.1027 | 87.9073 | 3577.01 | 138.6122 | 3715.6222 | 226.5195 | 0
2010-09-23 | 6:00 | 3814.0086 | 105.0414 | 3919.05 | 149.3346 | 4068.3846 | 254.376 | 3814.0086 | 0 | 3814.0086 | 105.0414 | 3919.05 | 149.3346 | 4068.3846 | 254.376 | 0
2010-09-23 | 7:00 | 4316.149 | 134.521 | 4450.67 | 165.1227 | 4615.7927 | 299.6437 | 4316.149 | 0 | 4316.149 | 134.521 | 4450.67 | 165.1227 | 4615.7927 | 299.6437 | 0
2010-09-23 | 8:00 | 4569.0433 | 150.7467 | 4719.79 | 172.7079 | 4892.4979 | 323.4547 | 4569.0433 | 0.34851 | 4568.6948 | 150.7237 | 4719.4185 | 172.6977 | 4892.1162 | 323.4214 | 0.033278
2010-09-23 | 9:00 | 4560.2715 | 150.1685 | 4710.44 | 172.449 | 4882.889 | 322.6175 | 4560.2715 | 1.3505 | 4558.921 | 150.0795 | 4709.0005 | 172.4091 | 4881.4096 | 322.4886 | 0.12883
2010-09-23 | 10:00 | 4549.5189 | 149.4611 | 4698.98 | 172.1312 | 4871.1112 | 321.5923 | 4549.5189 | 2.2658 | 4547.2531 | 149.3123 | 4696.5654 | 172.0641 | 4868.6295 | 321.3764 | 0.21586
2010-09-23 | 11:00 | 4634.3436 | 155.0864 | 4789.43 | 174.6262 | 4964.0562 | 329.7127 | 4634.3436 | 3.2682 | 4631.0754 | 154.8678 | 4785.9432 | 174.5306 | 4960.4738 | 329.3984 | 0.31427
2010-09-23 | 12:00 | 4687.2429 | 158.6471 | 4845.89 | 176.168 | 5022.058 | 334.8151 | 4687.2429 | 4.0551 | 4683.1878 | 158.3728 | 4841.5606 | 176.0502 | 5017.6108 | 334.423 | 0.39218
2010-09-23 | 13:00 | 4754.9186 | 163.2614 | 4918.18 | 178.1245 | 5096.3045 | 341.3859 | 4754.9186 | 4.4507 | 4750.4679 | 162.9559 | 4913.4238 | 177.9964 | 5091.4201 | 340.9523 | 0.43361
2010-09-23 | 14:00 | 4826.4496 | 168.2104 | 4994.66 | 180.1729 | 5174.8329 | 348.3833 | 4826.4496 | 4.3614 | 4822.0882 | 167.9065 | 4989.9947 | 180.0485 | 5170.0432 | 347.9551 | 0.42819
2010-09-23 | 15:00 | 4886.3859 | 172.4141 | 5058.8 | 181.8737 | 5240.6737 | 354.2878 | 4886.3859 | 3.9801 | 4882.4058 | 172.1334 | 5054.5391 | 181.7612 | 5236.3003 | 353.8946 | 0.39327
2010-09-23 | 16:00 | 4952.5174 | 177.1126 | 5129.63 | 183.7339 | 5313.3639 | 360.8465 | 4952.5174 | 3.232 | 4949.2854 | 176.8815 | 5126.1669 | 183.6434 | 5309.8102 | 360.5248 | 0.32161
2010-09-23 | 17:00 | 5040.5174 | 183.4626 | 5223.98 | 186.1823 | 5410.1623 | 369.6449 | 5040.5174 | 2.342 | 5038.1754 | 183.2922 | 5221.4676 | 186.1176 | 5407.5851 | 369.4097 | 0.23521
2010-09-23 | 18:00 | 5186.1713 | 194.2187 | 5380.39 | 190.1672 | 5570.5572 | 384.3859 | 5186.1713 | 2.7609 | 5183.4104 | 194.012 | 5377.4224 | 190.0924 | 5567.5148 | 384.1044 | 0.28148
2010-09-23 | 19:00 | 5242.9643 | 198.4957 | 5441.46 | 191.698 | 5633.158 | 390.1937 | 5242.9643 | 0.16869 | 5242.7956 | 198.4829 | 5441.2785 | 191.6935 | 5632.972 | 390.1764 | 0.0173
2010-09-23 | 20:00 | 5245.9762 | 198.7238 | 5444.7 | 191.7788 | 5636.4788 | 390.5027 | 5245.9762 | 0 | 5245.9762 | 198.7238 | 5444.7 | 191.7788 | 5636.4788 | 390.5027 | 0
2010-09-23 | 21:00 | 5050.0619 | 184.1581 | 5234.22 | 186.446 | 5420.666 | 370.6041 | 5050.0619 | 0 | 5050.0619 | 184.1581 | 5234.22 | 186.446 | 5420.666 | 370.6041 | 0
2010-09-23 | 22:00 | 4725.596 | 161.254 | 4886.85 | 177.279 | 5064.129 | 338.533 | 4725.596 | 0 | 4725.596 | 161.254 | 4886.85 | 177.279 | 5064.129 | 338.533 | 0
2010-09-23 | 23:00 | 4369.0982 | 137.8418 | 4506.94 | 166.7313 | 4673.6713 | 304.5731 | 4369.0982 | 0 | 4369.0982 | 137.8418 | 4506.94 | 166.7313 | 4673.6713 | 304.5731 | 0
2010-09-23 | 24:00 | 4026.2619 | 117.0581 | 4143.32 | 156.1252 | 4299.4452 | 273.1833 | 4026.2619 | 0 | 4026.2619 | 117.0581 | 4143.32 | 156.1252 | 4299.4452 | 273.1833 | 0
2010-09-24 | 1:00 | 3785.2089 | 103.4611 | 3888.67 | 148.4001 | 4037.0701 | 251.8612 | 3785.2089 | 0 | 3785.2089 | 103.4611 | 3888.67 | 148.4001 | 4037.0701 | 251.8612 | 0
2010-09-24 | 2:00 | 3661.8334 | 96.8266 | 3758.66 | 144.3617 | 3903.0217 | 241.1882 | 3661.8334 | 0 | 3661.8334 | 96.8266 | 3758.66 | 144.3617 | 3903.0217 | 241.1882 | 0
2010-09-24 | 3:00 | 3597.0492 | 93.4308 | 3690.48 | 142.2183 | 3832.6983 | 235.6491 | 3597.0492 | 0 | 3597.0492 | 93.4308 | 3690.48 | 142.2183 | 3832.6983 | 235.6491 | 0
2010-09-24 | 4:00 | 3538.5818 | 90.4182 | 3629 | 140.2705 | 3769.2705 | 230.6887 | 3538.5818 | 0 | 3538.5818 | 90.4182 | 3629 | 140.2705 | 3769.2705 | 230.6887 | 0
2010-09-24 | 5:00 | 3638.6553 | 95.6047 | 3734.26 | 143.5966 | 3877.8566 | 239.2013 | 3638.6553 | 0 | 3638.6553 | 95.6047 | 3734.26 | 143.5966 | 3877.8566 | 239.2013 | 0
2010-09-24 | 6:00 | 3940.1647 | 112.1053 | 4052.27 | 153.3912 | 4205.6612 | 265.4965 | 3940.1647 | 0 | 3940.1647 | 112.1053 | 4052.27 | 153.3912 | 4205.6612 | 265.4965 | 0
2010-09-24 | 7:00 | 4446.0405 | 142.7395 | 4588.78 | 169.0495 | 4757.8295 | 311.789 | 4446.0405 | 0 | 4446.0405 | 142.7395 | 4588.78 | 169.0495 | 4757.8295 | 311.789 | 0
2010-09-24 | 8:00 | 4695.0069 | 159.1731 | 4854.18 | 176.3934 | 5030.5734 | 335.5665 | 4695.0069 | 0.19034 | 4694.8165 | 159.1602 | 4853.9768 | 176.3878 | 5030.3646 | 335.5481 | 0.018428
2010-09-24 | 9:00 | 4741.5176 | 162.3424 | 4903.86 | 177.7385 | 5081.5985 | 340.0809 | 4741.5176 | 2.5445 | 4738.973 | 162.1682 | 4901.1413 | 177.6651 | 5078.8064 | 339.8334 | 0.24756
2010-09-24 | 10:00 | 4763.4427 | 163.8473 | 4927.29 | 178.3696 | 5105.6596 | 342.2169 | 4763.4427 | 2.3709 | 4761.0718 | 163.6842 | 4924.756 | 178.3015 | 5103.0575 | 341.9857 | 0.23122
2010-09-24 | 11:00 | 4881.7433 | 172.0867 | 5053.83 | 181.7425 | 5235.5725 | 353.8291 | 4881.7433 | 3.4144 | 4878.329 | 171.846 | 5050.175 | 181.6459 | 5231.8209 | 353.4919 | 0.33721
2010-09-24 | 12:00 | 5033.9734 | 182.9866 | 5216.96 | 186.0013 | 5402.9613 | 368.9879 | 5033.9734 | 4.2124 | 5029.7611 | 182.6804 | 5212.4415 | 185.8847 | 5398.3262 | 368.5652 | 0.42272
2010-09-24 | 13:00 | 5168.1023 | 192.8677 | 5360.97 | 189.6775 | 5550.6475 | 382.5452 | 5168.1023 | 4.6356 | 5163.4667 | 192.5219 | 5355.9885 | 189.5516 | 5545.5401 | 382.0735 | 0.47169
2010-09-24 | 14:00 | 5343.2854 | 206.1646 | 5549.45 | 194.3704 | 5743.8204 | 400.535 | 5343.2854 | 5.2912 | 5337.9942 | 205.7565 | 5543.7507 | 194.2305 | 5737.9811 | 399.987 | 0.54805
2010-09-24 | 15:00 | 5525.6987 | 220.4813 | 5746.18 | 199.1256 | 5945.3056 | 419.6069 | 5525.6987 | 4.4926 | 5521.2061 | 220.1229 | 5741.329 | 199.0101 | 5940.3392 | 419.1331 | 0.47387
2010-09-24 | 16:00 | 5548.0513 | 222.2687 | 5770.32 | 199.6991 | 5970.0191 | 421.9677 | 5548.0513 | 9.7855 | 5538.2658 | 221.4853 | 5759.7511 | 199.4483 | 5959.1994 | 420.9336 | 1.0342
2010-09-24 | 17:00 | 5545.4868 | 222.0632 | 5767.55 | 199.6334 | 5967.1834 | 421.6966 | 5545.4868 | 17.942 | 5527.5448 | 220.6286 | 5748.1734 | 199.1731 | 5947.3465 | 419.8017 | 1.8949
2010-09-24 | 18:00 | 5654.9071 | 230.9129 | 5885.82 | 202.4122 | 6088.2322 | 433.3251 | 5654.9071 | 11.3072 | 5643.5998 | 229.9904 | 5873.5903 | 202.1273 | 6075.7176 | 432.1177 | 1.2074
2010-09-24 | 19:00 | 5636.8032 | 229.4368 | 5866.24 | 201.9558 | 6068.1958 | 431.3926 | 5636.8032 | 2.4722 | 5634.331 | 229.2356 | 5863.5666 | 201.8934 | 6065.46 | 431.129 | 0.26364
2010-09-24 | 20:00 | 5649.1657 | 230.4443 | 5879.61 | 202.2676 | 6081.8776 | 432.7119 | 5649.1657 | 0 | 5649.1657 | 230.4443 | 5879.61 | 202.2676 | 6081.8776 | 432.7119 | 0
2010-09-24 | 21:00 | 5424.7417 | 212.4983 | 5637.24 | 196.5105 | 5833.7505 | 409.0088 | 5424.7417 | 0 | 5424.7417 | 212.4983 | 5637.24 | 196.5105 | 5833.7505 | 409.0088 | 0
2010-09-24 | 22:00 | 5063.603 | 185.147 | 5248.75 | 186.8196 | 5435.5696 | 371.9665 | 5063.603 | 0 | 5063.603 | 185.147 | 5248.75 | 186.8196 | 5435.5696 | 371.9665 | 0
2010-09-24 | 23:00 | 4649.1322 | 156.0778 | 4805.21 | 175.0583 | 4980.2683 | 331.1361 | 4649.1322 | 0 | 4649.1322 | 156.0778 | 4805.21 | 175.0583 | 4980.2683 | 331.1361 | 0
2010-09-24 | 24:00 | 4255.9078 | 130.7922 | 4386.7 | 163.2794 | 4549.9794 | 294.0716 | 4255.9078 | 0 | 4255.9078 | 130.7922 | 4386.7 | 163.2794 | 4549.9794 | 294.0716 | 0
2010-09-25 | 1:00 | 3982.9376 | 114.5524 | 4097.49 | 154.753 | 4252.243 | 269.3054 | 3982.9376 | 0 | 3982.9376 | 114.5524 | 4097.49 | 154.753 | 4252.243 | 269.3054 | 0
2010-09-25 | 2:00 | 3815.6198 | 105.1302 | 3920.75 | 149.3868 | 4070.1368 | 254.517 | 3815.6198 | 0 | 3815.6198 | 105.1302 | 3920.75 | 149.3868 | 4070.1368 | 254.517 | 0
2010-09-25 | 3:00 | 3718.9304 | 99.8696 | 3818.8 | 146.2377 | 3965.0377 | 246.1074 | 3718.9304 | 0 | 3718.9304 | 99.8696 | 3818.8 | 146.2377 | 3965.0377 | 246.1074 | 0
2010-09-25 | 4:00 | 3673.1728 | 97.4272 | 3770.6 | 144.7352 | 3915.3352 | 242.1624 | 3673.1728 | 0 | 3673.1728 | 97.4272 | 3770.6 | 144.7352 | 3915.3352 | 242.1624 | 0
2010-09-25 | 5:00 | 3698.9885 | 98.8015 | 3797.79 | 145.5839 | 3943.3739 | 244.3853 | 3698.9885 | 0 | 3698.9885 | 98.8015 | 3797.79 | 145.5839 | 3943.3739 | 244.3853 | 0
2010-09-25 | 6:00 | 3973.8213 | 114.0287 | 4087.85 | 154.4633 | 4242.3133 | 268.492 | 3973.8213 | 0 | 3973.8213 | 114.0287 | 4087.85 | 154.4633 | 4242.3133 | 268.492 | 0
2010-09-25 | 7:00 | 4487.4399 | 145.4101 | 4632.85 | 170.2874 | 4803.1374 | 315.6975 | 4487.4399 | 0 | 4487.4399 | 145.4101 | 4632.85 | 170.2874 | 4803.1374 | 315.6975 | 0
2010-09-25 | 8:00 | 4696.4678 | 159.2722 | 4855.74 | 176.4357 | 5032.1757 | 335.708 | 4696.4678 | 0 | 4696.4678 | 159.2722 | 4855.74 | 176.4357 | 5032.1757 | 335.708 | 0
2010-09-25 | 9:00 | 4667.2531 | 157.2969 | 4824.55 | 175.5867 | 5000.1367 | 332.8835 | 4667.2531 | 1.1669 | 4666.0862 | 157.2182 | 4823.3045 | 175.5527 | 4998.8571 | 332.7709 | 0.11263
2010-09-25 | 10:00 | 4616.6271 | 153.9029 | 4770.53 | 174.1074 | 4944.6374 | 328.0104 | 4616.6271 | 2.7355 | 4613.8915 | 153.7206 | 4767.6121 | 174.0272 | 4941.6393 | 327.7478 | 0.26255
2010-09-25 | 11:00 | 4629.8633 | 154.7867 | 4784.65 | 174.4951 | 4959.1451 | 329.2819 | 4629.8633 | 4.0523 | 4625.8109 | 154.5159 | 4780.3268 | 174.3765 | 4954.7033 | 328.8924 | 0.38947
2010-09-25 | 12:00 | 4625.5702 | 154.4998 | 4780.07 | 174.3695 | 4954.4395 | 328.8693 | 4625.5702 | 13.662 | 4611.9082 | 153.5885 | 4765.4967 | 173.969 | 4939.4657 | 327.5575 | 1.3117
2010-09-25 | 13:00 | 4711.0286 | 160.2614 | 4871.29 | 176.8577 | 5048.1477 | 337.119 | 4711.0286 | 7.1269 | 4703.9018 | 159.7768 | 4863.6786 | 176.6513 | 5040.3299 | 336.4281 | 0.69094
2010-09-25 | 14:00 | 4818.2973 | 167.6427 | 4985.94 | 179.9404 | 5165.8804 | 347.5831 | 4818.2973 | 10.5023 | 4807.795 | 166.9126 | 4974.7077 | 179.6406 | 5154.3483 | 346.5532 | 1.0298
2010-09-25 | 15:00 | 4840.8167 | 169.2133 | 5010.03 | 180.5819 | 5190.6119 | 349.7952 | 4840.8167 | 8.4922 | 4832.3244 | 168.6202 | 5000.9446 | 180.3402 | 5181.2848 | 348.9604 | 0.83483
2010-09-25 | 16:00 | 4885.0128 | 172.3172 | 5057.33 | 181.8349 | 5239.1649 | 354.1521 | 4885.0128 | 18.6441 | 4866.3687 | 171.0044 | 5037.3731 | 181.3072 | 5218.6804 | 352.3117 | 1.8405
2010-09-25 | 17:00 | 4789.0279 | 165.6121 | 4954.64 | 179.1037 | 5133.7437 | 344.7159 | 4789.0279 | 24.8414 | 4764.1864 | 163.8984 | 4928.0849 | 178.391 | 5106.4759 | 342.2895 | 2.4264
2010-09-25 | 18:00 | 4818.8957 | 167.6843 | 4986.58 | 179.9575 | 5166.5375 | 347.6418 | 4818.8957 | 13.5263 | 4805.3694 | 166.7443 | 4972.1137 | 179.5713 | 5151.685 | 346.3156 | 1.3262
2010-09-25 | 19:00 | 4787.8775 | 165.5325 | 4953.41 | 179.0708 | 5132.4808 | 344.6033 | 4787.8775 | 2.2989 | 4785.5785 | 165.3736 | 4950.9521 | 179.0049 | 5129.9571 | 344.3785 | 0.2248
2010-09-25 | 20:00 | 4890.4677 | 172.7023 | 5063.17 | 181.989 | 5245.159 | 354.6913 | 4890.4677 | 0 | 4890.4677 | 172.7023 | 5063.17 | 181.989 | 5245.159 | 354.6913 | 0
2010-09-25 | 21:00 | 4773.5001 | 164.5399 | 4938.04 | 178.6585 | 5116.6985 | 343.1984 | 4773.5001 | 0 | 4773.5001 | 164.5399 | 4938.04 | 178.6585 | 5116.6985 | 343.1984 | 0
2010-09-25 | 22:00 | 4515.0641 | 147.2059 | 4662.27 | 171.1097 | 4833.3797 | 318.3156 | 4515.0641 | 0 | 4515.0641 | 147.2059 | 4662.27 | 171.1097 | 4833.3797 | 318.3156 | 0
2010-09-25 | 23:00 | 4129.7189 | 123.1511 | 4252.87 | 159.3731 | 4412.2431 | 282.5242 | 4129.7189 | 0 | 4129.7189 | 123.1511 | 4252.87 | 159.3731 | 4412.2431 | 282.5242 | 0
2010-09-25 | 24:00 | 3838.3438 | 106.3862 | 3944.73 | 150.1218 | 4094.8518 | 256.5079 | 3838.3438 | 0 | 3838.3438 | 106.3862 | 3944.73 | 150.1218 | 4094.8518 | 256.5079 | 0
2010-09-26 | 1:00 | 3641.306 | 95.744 | 3737.05 | 143.6842 | 3880.7342 | 239.4283 | 3641.306 | 0 | 3641.306 | 95.744 | 3737.05 | 143.6842 | 3880.7342 | 239.4283 | 0
2010-09-26 | 2:00 | 3511.9192 | 89.0608 | 3600.98 | 139.3781 | 3740.3581 | 228.4388 | 3511.9192 | 0 | 3511.9192 | 89.0608 | 3600.98 | 139.3781 | 3740.3581 | 228.4388 | 0
2010-09-26 | 3:00 | 3468.7074 | 86.8826 | 3555.59 | 137.9261 | 3693.5161 | 224.8086 | 3468.7074 | 0 | 3468.7074 | 86.8826 | 3555.59 | 137.9261 | 3693.5161 | 224.8086 | 0
2010-09-26 | 4:00 | 3438.5515 | 85.3785 | 3523.93 | 136.9087 | 3660.8387 | 222.2871 | 3438.5515 | 0 | 3438.5515 | 85.3785 | 3523.93 | 136.9087 | 3660.8387 | 222.2871 | 0
2010-09-26 | 5:00 | 3521.493 | 89.547 | 3611.04 | 139.6988 | 3750.7388 | 229.2458 | 3521.493 | 0 | 3521.493 | 89.547 | 3611.04 | 139.6988 | 3750.7388 | 229.2458 | 0
2010-09-26 | 6:00 | 3808.132 | 104.718 | 3912.85 | 149.1442 | 4061.9942 | 253.8622 | 3808.132 | 0 | 3808.132 | 104.718 | 3912.85 | 149.1442 | 4061.9942 | 253.8622 | 0
2010-09-26 | 7:00 | 4271.3754 | 131.7446 | 4403.12 | 163.754 | 4566.874 | 295.4986 | 4271.3754 | 0 | 4271.3754 | 131.7446 | 4403.12 | 163.754 | 4566.874 | 295.4986 | 0
2010-09-26 | 8:00 | 4527.5771 | 148.0229 | 4675.6 | 171.4812 | 4847.0812 | 319.5041 | 4527.5771 | 0.91552 | 4526.6615 | 147.9631 | 4674.6246 | 171.454 | 4846.0787 | 319.4171 | 0.087017
2010-09-26 | 9:00 | 4501.0937 | 146.2963 | 4647.39 | 170.6942 | 4818.0842 | 316.9906 | 4501.0937 | 11.3011 | 4489.7926 | 145.5626 | 4635.3552 | 170.3576 | 4805.7128 | 315.9202 | 1.0704
2010-09-26 | 10:00 | 4395.3658 | 139.5042 | 4534.87 | 167.5253 | 4702.3953 | 307.0295 | 4395.3658 | 23.7067 | 4371.6591 | 138.0034 | 4509.6625 | 166.8088 | 4676.4713 | 304.8122 | 2.2173
2010-09-26 | 11:00 | 4448.4178 | 142.8922 | 4591.31 | 169.1208 | 4760.4308 | 312.013 | 4448.4178 | 28.479 | 4419.9388 | 141.0684 | 4561.0073 | 168.2657 | 4729.2729 | 309.3341 | 2.6789
2010-09-26 | 12:00 | 4524.0853 | 147.7947 | 4671.88 | 171.3776 | 4843.2576 | 319.1723 | 4524.0853 | 38.2167 | 4485.8686 | 145.3083 | 4631.1769 | 170.2406 | 4801.4175 | 315.5489 | 3.6235
2010-09-26 | 13:00 | 4525.3619 | 147.8781 | 4673.24 | 171.4155 | 4844.6555 | 319.2936 | 4525.3619 | 41.4064 | 4483.9554 | 145.1844 | 4629.1398 | 170.1835 | 4799.3233 | 315.3679 | 3.9257
2010-09-26 | 14:00 | 4574.1651 | 151.0849 | 4725.25 | 172.859 | 4898.109 | 323.9439 | 4574.1651 | 38.199 | 4535.9661 | 148.572 | 4684.5381 | 171.7299 | 4856.268 | 320.3019 | 3.642
2010-09-26 | 15:00 | 4644.5404 | 155.7696 | 4800.31 | 174.9243 | 4975.2343 | 330.6939 | 4644.5404 | 32.9717 | 4611.5687 | 153.5659 | 4765.1346 | 173.9591 | 4939.0936 | 327.5249 | 3.169
2010-09-26 | 16:00 | 4676.6023 | 157.9277 | 4834.53 | 175.8588 | 5010.3888 | 333.7864 | 4676.6023 | 29.0136 | 4647.5887 | 155.9742 | 4803.5629 | 175.0133 | 4978.5762 | 330.9875 | 2.799
2010-09-26 | 17:00 | 4700.7942 | 159.5658 | 4860.36 | 176.5612 | 5036.9212 | 336.127 | 4700.7942 | 21.962 | 4678.8322 | 158.0783 | 4836.9105 | 175.9236 | 5012.8341 | 334.0019 | 2.1251
2010-09-26 | 18:00 | 4777.9249 | 164.8451 | 4942.77 | 178.7855 | 5121.5555 | 343.6306 | 4777.9249 | 12.492 | 4765.4329 | 163.9842 | 4929.4172 | 178.4268 | 5107.844 | 342.4111 | 1.2195
2010-09-26 | 19:00 | 4763.7047 | 163.8653 | 4927.57 | 178.3772 | 5105.9472 | 342.2425 | 4763.7047 | 2.0909 | 4761.6138 | 163.7215 | 4925.3353 | 178.3171 | 5103.6523 | 342.0385 | 0.20392
2010-09-26 | 20:00 | 4813.4635 | 167.3065 | 4980.77 | 179.8025 | 5160.5725 | 347.1089 | 4813.4635 | 0 | 4813.4635 | 167.3065 | 4980.77 | 179.8025 | 5160.5725 | 347.1089 | 0
2010-09-26 | 21:00 | 4700.2604 | 159.5296 | 4859.79 | 176.5457 | 5036.3357 | 336.0753 | 4700.2604 | 0 | 4700.2604 | 159.5296 | 4859.79 | 176.5457 | 5036.3357 | 336.0753 | 0
2010-09-26 | 22:00 | 4463.751 | 143.879 | 4607.63 | 169.5799 | 4777.2099 | 313.4589 | 4463.751 | 0 | 4463.751 | 143.879 | 4607.63 | 169.5799 | 4777.2099 | 313.4589 | 0
2010-09-26 | 23:00 | 4183.3307 | 126.3693 | 4309.7 | 161.0402 | 4470.7402 | 287.4095 | 4183.3307 | 0 | 4183.3307 | 126.3693 | 4309.7 | 161.0402 | 4470.7402 | 287.4095 | 0
2010-09-26 | 24:00 | 3848.5096 | 106.9504 | 3955.46 | 150.45 | 4105.91 | 257.4004 | 3848.5096 | 0 | 3848.5096 | 106.9504 | 3955.46 | 150.45 | 4105.91 | 257.4004 | 0
2010-09-27 | 1:00 | 3633.0877 | 95.3123 | 3728.4 | 143.4126 | 3871.8126 | 238.7249 | 3633.0877 | 0 | 3633.0877 | 95.3123 | 3728.4 | 143.4126 | 3871.8126 | 238.7249 | 0
2010-09-27 | 2:00 | 3518.6477 | 89.4023 | 3608.05 | 139.6035 | 3747.6535 | 229.0059 | 3518.6477 | 0 | 3518.6477 | 89.4023 | 3608.05 | 139.6035 | 3747.6535 | 229.0059 | 0
2010-09-27 | 3:00 | 3501.3924 | 88.5276 | 3589.92 | 139.025 | 3728.945 | 227.5526 | 3501.3924 | 0 | 3501.3924 | 88.5276 | 3589.92 | 139.025 | 3728.945 | 227.5526 | 0
2010-09-27 | 4:00 | 3481.1814 | 87.5086 | 3568.69 | 138.3459 | 3707.0359 | 225.8545 | 3481.1814 | 0 | 3481.1814 | 87.5086 | 3568.69 | 138.3459 | 3707.0359 | 225.8545 | 0
2010-09-27 | 5:00 | 3559.1097 | 91.4703 | 3650.58 | 140.9558 | 3791.5358 | 232.4261 | 3559.1097 | 0 | 3559.1097 | 91.4703 | 3650.58 | 140.9558 | 3791.5358 | 232.4261 | 0
2010-09-27 | 6:00 | 3873.7994 | 108.3606 | 3982.16 | 151.2647 | 4133.4247 | 259.6253 | 3873.7994 | 0 | 3873.7994 | 108.3606 | 3982.16 | 151.2647 | 4133.4247 | 259.6253 | 0
2010-09-27 | 7:00 | 4383.263 | 138.737 | 4522 | 167.1598 | 4689.1598 | 305.8968 | 4383.263 | 0 | 4383.263 | 138.737 | 4522 | 167.1598 | 4689.1598 | 305.8968 | 0
2010-09-27 | 8:00 | 4672.2089 | 157.6311 | 4829.84 | 175.7309 | 5005.5709 | 333.362 | 4672.2089 | 0.76136 | 4671.4476 | 157.5797 | 4829.0273 | 175.7088 | 5004.7361 | 333.2885 | 0.073526
2010-09-27 | 9:00 | 4810.8735 | 167.1265 | 4978 | 179.7285 | 5157.7285 | 346.855 | 4810.8735 | 9.4741 | 4801.3994 | 166.4689 | 4967.8683 | 179.4578 | 5147.3261 | 345.9267 | 0.92833
2010-09-27 | 10:00 | 4826.7207 | 168.2293 | 4994.95 | 180.1806 | 5175.1306 | 348.4099 | 4826.7207 | 6.2588 | 4820.4619 | 167.7933 | 4988.2552 | 180.0022 | 5168.2574 | 347.7955 | 0.61442
2010-09-27 | 11:00 | 4820.4383 | 167.7917 | 4988.23 | 180.0015 | 5168.2315 | 347.7932 | 4820.4383 | 14.312 | 4806.1263 | 166.7968 | 4972.9231 | 179.5929 | 5152.516 | 346.3897 | 1.4035
2010-09-27 | 12:00 | 4662.7374 | 156.9926 | 4819.73 | 175.4551 | 4995.1851 | 332.4478 | 4662.7374 | 37.2126 | 4625.5248 | 154.4968 | 4780.0215 | 174.3681 | 4954.3897 | 328.8649 | 3.5829
2010-09-27 | 13:00 | 4632.1222 | 154.9378 | 4787.06 | 174.5612 | 4961.6212 | 329.499 | 4632.1222 | 41.2284 | 4590.8938 | 152.192 | 4743.0858 | 173.3517 | 4916.4375 | 325.5437 | 3.9553
2010-09-27 | 14:00 | 4651.4749 | 156.2351 | 4807.71 | 175.1267 | 4982.8367 | 331.3619 | 4651.4749 | 42.1543 | 4609.3206 | 153.4162 | 4762.7368 | 173.8931 | 4936.6299 | 327.3093 | 4.0526
2010-09-27 | 15:00 | 4584.9236 | 151.7964 | 4736.72 | 173.176 | 4909.896 | 324.9724 | 4584.9236 | 38.3015 | 4546.6221 | 149.2709 | 4695.8929 | 172.0455 | 4867.9384 | 321.3163 | 3.6561
2010-09-27 | 16:00 | 4523.9914 | 147.7886 | 4671.78 | 171.3748 | 4843.1548 | 319.1634 | 4523.9914 | 27.4882 | 4496.5032 | 145.9981 | 4642.5013 | 170.5575 | 4813.0589 | 316.5556 | 2.6078
2010-09-27 | 17:00 | 4512.8016 | 147.0584 | 4659.86 | 171.0425 | 4830.9025 | 318.1009 | 4512.8016 | 23.7307 | 4489.0709 | 145.5158 | 4634.5867 | 170.336 | 4804.9228 | 315.8519 | 2.249
2010-09-27 | 18:00 | 4506.2859 | 146.6341 | 4652.92 | 170.8487 | 4823.7687 | 317.4828 | 4506.2859 | 12.224 | 4494.0619 | 145.8396 | 4639.9015 | 170.4848 | 4810.3863 | 316.3244 | 1.1584
2010-09-27 | 19:00 | 4425.7879 | 141.4421 | 4567.23 | 168.4416 | 4735.6716 | 309.8836 | 4425.7879 | 1.6052 | 4424.1827 | 141.3395 | 4565.5222 | 168.3933 | 4733.9155 | 309.7328 | 0.15084
2010-09-27 | 20:00 | 4491.093 | 145.647 | 4636.74 | 170.3963 | 4807.1363 | 316.0433 | 4491.093 | 0 | 4491.093 | 145.647 | 4636.74 | 170.3963 | 4807.1363 | 316.0433 | 0
2010-09-27 | 21:00 | 4344.0351 | 136.2649 | 4480.3 | 165.9712 | 4646.2712 | 302.2361 | 4344.0351 | 0 | 4344.0351 | 136.2649 | 4480.3 | 165.9712 | 4646.2712 | 302.2361 | 0
2010-09-27 | 22:00 | 4176.2576 | 125.9424 | 4302.2 | 160.8208 | 4463.0208 | 286.7632 | 4176.2576 | 0 | 4176.2576 | 125.9424 | 4302.2 | 160.8208 | 4463.0208 | 286.7632 | 0
2010-09-27 | 23:00 | 3900.6613 | 109.8687 | 4010.53 | 152.1274 | 4162.6574 | 261.9961 | 3900.6613 | 0 | 3900.6613 | 109.8687 | 4010.53 | 152.1274 | 4162.6574 | 261.9961 | 0
2010-09-27 | 24:00 | 3618.2164 | 94.5336 | 3712.75 | 142.9203 | 3855.6703 | 237.454 | 3618.2164 | 0 | 3618.2164 | 94.5336 | 3712.75 | 142.9203 | 3855.6703 | 237.454 | 0
2010-09-28 | 1:00 | 3448.0206 | 85.8494 | 3533.87 | 137.2285 | 3671.0985 | 223.0779 | 3448.0206 | 0 | 3448.0206 | 85.8494 | 3533.87 | 137.2285 | 3671.0985 | 223.0779 | 0
2010-09-28 | 2:00 | 3327.4974 | 79.9526 | 3407.45 | 133.133 | 3540.583 | 213.0856 | 3327.4974 | 0 | 3327.4974 | 79.9526 | 3407.45 | 133.133 | 3540.583 | 213.0856 | 0
2010-09-28 | 3:00 | 3270.0922 | 77.2178 | 3347.31 | 131.1635 | 3478.4735 | 208.3813 | 3270.0922 | 0 | 3270.0922 | 77.2178 | 3347.31 | 131.1635 | 3478.4735 | 208.3813 | 0
2010-09-28 | 4:00 | 3216.5215 | 74.7085 | 3291.23 | 129.3146 | 3420.5446 | 204.0232 | 3216.5215 | 0 | 3216.5215 | 74.7085 | 3291.23 | 129.3146 | 3420.5446 | 204.0232 | 0
2010-09-28 | 5:00 | 3241.2006 | 75.8594 | 3317.06 | 130.1677 | 3447.2277 | 206.027 | 3241.2006 | 0 | 3241.2006 | 75.8594 | 3317.06 | 130.1677 | 3447.2277 | 206.027 | 0
2010-09-28 | 6:00 | 3332.2489 | 80.1811 | 3412.43 | 133.2955 | 3545.7255 | 213.4766 | 3332.2489 | 0 | 3332.2489 | 80.1811 | 3412.43 | 133.2955 | 3545.7255 | 213.4766 | 0
2010-09-28 | 7:00 | 3482.8095 | 87.5905 | 3570.4 | 138.4007 | 3708.8007 | 225.9911 | 3482.8095 | 0 | 3482.8095 | 87.5905 | 3570.4 | 138.4007 | 3708.8007 | 225.9911 | 0
2010-09-28 | 8:00 | 3620.6587 | 94.6613 | 3715.32 | 143.0012 | 3858.3212 | 237.6626 | 3620.6587 | 0.79619 | 3619.8625 | 94.6197 | 3714.4822 | 142.9749 | 3857.4571 | 237.5946 | 0.067997
2010-09-28 | 9:00 | 3643.3865 | 95.8535 | 3739.24 | 143.753 | 3882.993 | 239.6064 | 3643.3865 | 10.946 | 3632.4405 | 95.2784 | 3727.7189 | 143.3912 | 3871.1101 | 238.6696 | 0.93689
2010-09-28 | 10:00 | 3578.7856 | 92.4844 | 3671.27 | 141.6112 | 3812.8812 | 234.0957 | 3578.7856 | 22.3562 | 3556.4293 | 91.3326 | 3647.7619 | 140.8664 | 3788.6284 | 232.199 | 1.8967
2010-09-28 | 11:00 | 3547.4576 | 90.8724 | 3638.33 | 140.567 | 3778.897 | 231.4394 | 3547.4576 | 28.2989 | 3519.1587 | 89.4283 | 3608.587 | 139.6206 | 3748.2077 | 229.049 | 2.3904
2010-09-28 | 12:00 | 3544.7465 | 90.7335 | 3635.48 | 140.4765 | 3775.9565 | 231.21 | 3544.7465 | 10.4862 | 3534.2603 | 90.1975 | 3624.4577 | 140.126 | 3764.5838 | 230.3235 | 0.88647
2010-09-28 | 13:00 | 3555.2005 | 91.2695 | 3646.47 | 140.8255 | 3787.2955 | 232.0949 | 3555.2005 | 8.1219 | 3547.0786 | 90.8529 | 3637.9316 | 140.5544 | 3778.4859 | 231.4073 | 0.68762
2010-09-28 | 14:00 | 3478.4773 | 87.3727 | 3565.85 | 138.255 | 3704.105 | 225.6276 | 3478.4773 | 19.0478 | 3459.4295 | 86.4184 | 3545.8479 | 137.6134 | 3683.4613 | 224.0318 | 1.5958
2010-09-28 | 15:00 | 3511.1483 | 89.0217 | 3600.17 | 139.3522 | 3739.5222 | 228.3739 | 3511.1483 | 11.0439 | 3500.1045 | 88.4625 | 3588.567 | 138.9817 | 3727.5487 | 227.4443 | 0.9296
2010-09-28 | 16:00 | 3628.6694 | 95.0806 | 3723.75 | 143.2664 | 3867.0164 | 238.3471 | 3628.6694 | 9.6258 | 3619.0436 | 94.5769 | 3713.6205 | 142.9478 | 3856.5682 | 237.5246 | 0.82244
2010-09-28 | 17:00 | 3803.2408 | 104.4492 | 3907.69 | 148.9856 | 4056.6756 | 253.4348 | 3803.2408 | 23.3177 | 3779.9231 | 103.1723 | 3883.0955 | 148.2283 | 4031.3237 | 251.4006 | 2.0341
2010-09-28 | 18:00 | 3873.5247 | 108.3453 | 3981.87 | 151.2559 | 4133.1259 | 259.6011 | 3873.5247 | 12.32 | 3861.2047 | 107.6572 | 3968.8618 | 150.8592 | 4119.7211 | 258.5164 | 1.0847
2010-09-28 | 19:00 | 3979.5522 | 114.3578 | 4093.91 | 154.6454 | 4248.5554 | 269.0032 | 3979.5522 | 1.666 | 3977.8862 | 114.2621 | 4092.1482 | 154.5925 | 4246.7407 | 268.8546 | 0.14866
2010-09-28 | 20:00 | 4069.3812 | 119.5788 | 4188.96 | 157.4838 | 4346.4438 | 277.0626 | 4069.3812 | 0 | 4069.3812 | 119.5788 | 4188.96 | 157.4838 | 4346.4438 | 277.0626 | 0
2010-09-28 | 21:00 | 3986.2755 | 114.7445 | 4101.02 | 154.8589 | 4255.8789 | 269.6035 | 3986.2755 | 0 | 3986.2755 | 114.7445 | 4101.02 | 154.8589 | 4255.8789 | 269.6035 | 0
2010-09-28 | 22:00 | 3859.2328 | 107.5472 | 3966.78 | 150.7957 | 4117.5757 | 258.343 | 3859.2328 | 0 | 3859.2328 | 107.5472 | 3966.78 | 150.7957 | 4117.5757 | 258.343 | 0
2010-09-28 | 23:00 | 3656.828 | 96.562 | 3753.39 | 144.1966 | 3897.5866 | 240.7587 | 3656.828 | 0 | 3656.828 | 96.562 | 3753.39 | 144.1966 | 3897.5866 | 240.7587 | 0
2010-09-28 | 24:00 | 3423.8119 | 84.6481 | 3508.46 | 136.4102 | 3644.8702 | 221.0582 | 3423.8119 | 0 | 3423.8119 | 84.6481 | 3508.46 | 136.4102 | 3644.8702 | 221.0582 | 0
2010-09-29 | 1:00 | 3288.5768 | 78.0932 | 3366.67 | 131.799 | 3498.469 | 209.8922 | 3288.5768 | 0 | 3288.5768 | 78.0932 | 3366.67 | 131.799 | 3498.469 | 209.8922 | 0
2010-09-29 | 2:00 | 3194.9597 | 73.7103 | 3268.67 | 128.5675 | 3397.2375 | 202.2778 | 3194.9597 | 0 | 3194.9597 | 73.7103 | 3268.67 | 128.5675 | 3397.2375 | 202.2778 | 0
2010-09-29 | 3:00 | 3153.1177 | 71.7923 | 3224.91 | 127.1129 | 3352.0229 | 198.9051 | 3153.1177 | 0 | 3153.1177 | 71.7923 | 3224.91 | 127.1129 | 3352.0229 | 198.9051 | 0
2010-09-29 | 4:00 | 3121.462 | 70.358 | 3191.82 | 126.0081 | 3317.8281 | 196.3661 | 3121.462 | 0 | 3121.462 | 70.358 | 3191.82 | 126.0081 | 3317.8281 | 196.3661 | 0
2010-09-29 | 5:00 | 3136.5502 | 71.0398 | 3207.59 | 126.5351 | 3334.1251 | 197.5749 | 3136.5502 | 0 | 3136.5502 | 71.0398 | 3207.59 | 126.5351 | 3334.1251 | 197.5749 | 0
2010-09-29 | 6:00 | 3194.4626 | 73.6874 | 3268.15 | 128.5503 | 3396.7003 | 202.2376 | 3194.4626 | 0 | 3194.4626 | 73.6874 | 3268.15 | 128.5503 | 3396.7003 | 202.2376 | 0
2010-09-29 | 7:00 | 3325.4364 | 79.8536 | 3405.29 | 133.0625 | 3538.3525 | 212.9161 | 3325.4364 | 0 | 3325.4364 | 79.8536 | 3405.29 | 133.0625 | 3538.3525 | 212.9161 | 0
2010-09-29 | 8:00 | 3472.745 | 87.085 | 3559.83 | 138.062 | 3697.892 | 225.147 | 3472.745 | 0.69129 | 3472.0537 | 87.0503 | 3559.104 | 138.0387 | 3697.1428 | 225.089 | 0.057942
2010-09-29 | 9:00 | 3620.8297 | 94.6703 | 3715.5 | 143.0069 | 3858.5069 | 237.6772 | 3620.8297 | 9.9879 | 3610.8418 | 94.1487 | 3704.9905 | 142.676 | 3847.6665 | 236.8246 | 0.85252
2010-09-29 | 10:00 | 3786.688 | 103.542 | 3890.23 | 148.4482 | 4038.6782 | 251.9902 | 3786.688 | 22.5867 | 3764.1013 | 102.3104 | 3866.4117 | 147.7133 | 4014.125 | 250.0237 | 1.9665
2010-09-29 | 11:00 | 3885.4752 | 109.0148 | 3994.49 | 151.64 | 4146.13 | 260.6549 | 3885.4752 | 30.9688 | 3854.5063 | 107.284 | 3961.7903 | 150.6434 | 4112.4337 | 257.9274 | 2.7275
2010-09-29 | 12:00 | 3971.5705 | 113.8995 | 4085.47 | 154.3917 | 4239.8617 | 268.2913 | 3971.5705 | 37.7775 | 3933.793 | 111.743 | 4045.536 | 153.1878 | 4198.7237 | 264.9308 | 3.3605
2010-09-29 | 13:00 | 3987.0981 | 114.7919 | 4101.89 | 154.885 | 4256.775 | 269.6769 | 3987.0981 | 41.0163 | 3946.0818 | 112.4422 | 4058.5241 | 153.58 | 4212.1041 | 266.0223 | 3.6547
2010-09-29 | 14:00 | 4009.9486 | 116.1114 | 4126.06 | 155.6093 | 4281.6693 | 271.7207 | 4009.9486 | 38.4294 | 3971.5192 | 113.8966 | 4085.4157 | 154.3901 | 4239.8058 | 268.2867 | 3.4341
2010-09-29 | 15:00 | 4037.2237 | 117.6963 | 4154.92 | 156.4712 | 4311.3912 | 274.1676 | 4037.2237 | 38.178 | 3999.0456 | 115.4809 | 4114.5265 | 155.264 | 4269.7905 | 270.7449 | 3.4227
2010-09-29 | 16:00 | 4051.7832 | 118.5468 | 4170.33 | 156.9302 | 4327.2602 | 275.477 | 4051.7832 | 31.0055 | 4020.7777 | 116.7394 | 4137.5171 | 155.9519 | 4293.469 | 272.6913 | 2.7857
2010-09-29 | 17:00 | 4124.6887 | 122.8513 | 4247.54 | 159.2161 | 4406.7561 | 282.0674 | 4124.6887 | 4.5972 | 4120.0915 | 122.5776 | 4242.6691 | 159.0726 | 4401.7416 | 281.6502 | 0.41725
2010-09-29 | 18:00 | 4197.6067 | 127.2333 | 4324.84 | 161.4822 | 4486.3222 | 288.7155 | 4197.6067 | 11.7723 | 4185.8344 | 126.5207 | 4312.355 | 161.1177 | 4473.4728 | 287.6384 | 1.0771
2010-09-29 | 19:00 | 4265.1209 | 131.3591 | 4396.48 | 163.5622 | 4560.0422 | 294.9213 | 4265.1209 | 1.53 | 4263.591 | 131.2648 | 4394.8558 | 163.5153 | 4558.3711 | 294.7801 | 0.14117
2010-09-29 | 20:00 | 4318.6528 | 134.6772 | 4453.33 | 165.199 | 4618.529 | 299.8761 | 4318.6528 | 0 | 4318.6528 | 134.6772 | 4453.33 | 165.199 | 4618.529 | 299.8761 | 0
2010-09-29 | 21:00 | 4229.5998 | 129.1802 | 4358.78 | 162.47 | 4521.25 | 291.6502 | 4229.5998 | 0 | 4229.5998 | 129.1802 | 4358.78 | 162.47 | 4521.25 | 291.6502 | 0
2010-09-29 | 22:00 | 4034.4267 | 117.5333 | 4151.96 | 156.383 | 4308.343 | 273.9163 | 4034.4267 | 0 | 4034.4267 | 117.5333 | 4151.96 | 156.383 | 4308.343 | 273.9163 | 0
2010-09-29 | 23:00 | 3796.0077 | 104.0523 | 3900.06 | 148.7509 | 4048.8109 | 252.8031 | 3796.0077 | 0 | 3796.0077 | 104.0523 | 3900.06 | 148.7509 | 4048.8109 | 252.8031 | 0
2010-09-29 | 24:00 | 3545.6978 | 90.7822 | 3636.48 | 140.5083 | 3776.9883 | 231.2905 | 3545.6978 | 0 | 3545.6978 | 90.7822 | 3636.48 | 140.5083 | 3776.9883 | 231.2905 | 0
2010-09-30 | 1:00 | 3405.8383 | 83.7617 | 3489.6 | 135.8012 | 3625.4012 | 219.5629 | 3405.8383 | 0 | 3405.8383 | 83.7617 | 3489.6 | 135.8012 | 3625.4012 | 219.5629 | 0
2010-09-30 | 2:00 | 3357.2321 | 81.3879 | 3438.62 | 134.1484 | 3572.7684 | 215.5363 | 3357.2321 | 0 | 3357.2321 | 81.3879 | 3438.62 | 134.1484 | 3572.7684 | 215.5363 | 0
2010-09-30 | 3:00 | 3348.104 | 80.946 | 3429.05 | 133.837 | 3562.887 | 214.783 | 3348.104 | 0 | 3348.104 | 80.946 | 3429.05 | 133.837 | 3562.887 | 214.783 | 0
2010-09-30 | 4:00 | 3376.8673 | 82.3427 | 3459.21 | 134.8171 | 3594.0271 | 217.1598 | 3376.8673 | 0 | 3376.8673 | 82.3427 | 3459.21 | 134.8171 | 3594.0271 | 217.1598 | 0
2010-09-30 | 5:00 | 3517.7626 | 89.3574 | 3607.12 | 139.5739 | 3746.6939 | 228.9313 | 3517.7626 | 0 | 3517.7626 | 89.3574 | 3607.12 | 139.5739 | 3746.6939 | 228.9313 | 0
2010-09-30 | 6:00 | 3892.3112 | 109.3988 | 4001.71 | 151.8595 | 4153.5695 | 261.2583 | 3892.3112 | 0 | 3892.3112 | 109.3988 | 4001.71 | 151.8595 | 4153.5695 | 261.2583 | 0
2010-09-30 | 7:00 | 4441.7273 | 142.4627 | 4584.19 | 168.9202 | 4753.1102 | 311.3829 | 4441.7273 | 0 | 4441.7273 | 142.4627 | 4584.19 | 168.9202 | 4753.1102 | 311.3829 | 0
2010-09-30 | 8:00 | 4881.0707 | 172.0393 | 5053.11 | 181.7234 | 5234.8334 | 353.7627 | 4881.0707 | 0.69869 | 4880.3721 | 171.99 | 5052.3621 | 181.7037 | 5234.0657 | 353.6937 | 0.069008
2010-09-30 | 9:00 | 5057.4712 | 184.6988 | 5242.17 | 186.6505 | 5428.8205 | 371.3494 | 5057.4712 | 10.3027 | 5047.1685 | 183.9471 | 5231.1156 | 186.3661 | 5417.4817 | 370.3132 | 1.0361
2010-09-30 | 10:00 | 5167.6742 | 192.8358 | 5360.51 | 189.6658 | 5550.1758 | 382.5016 | 5167.6742 | 21.9362 | 5145.738 | 191.2021 | 5336.9401 | 189.0695 | 5526.0096 | 380.2716 | 2.23
2010-09-30 | 11:00 | 5275.094 | 200.936 | 5476.03 | 192.5583 | 5668.5883 | 393.4943 | 5275.094 | 30.8628 | 5244.2312 | 198.5917 | 5442.8228 | 191.732 | 5634.5548 | 390.3236 | 3.1706
2010-09-30 | 12:00 | 5348.0756 | 206.5344 | 5554.61 | 194.497 | 5749.107 | 401.0314 | 5348.0756 | 36.65 | 5311.4256 | 203.7134 | 5515.139 | 193.5261 | 5708.6651 | 397.2395 | 3.7919
2010-09-30 | 13:00 | 5356.6804 | 207.1996 | 5563.88 | 194.7242 | 5758.6042 | 401.9237 | 5356.6804 | 40.4464 | 5316.2341 | 204.0824 | 5520.3164 | 193.6538 | 5713.9702 | 397.7362 | 4.1876
2010-09-30 | 14:00 | 5490.6007 | 217.6893 | 5708.29 | 198.2212 | 5906.5112 | 415.9104 | 5490.6007 | 42.0197 | 5448.581 | 214.3701 | 5662.9511 | 197.1317 | 5860.0828 | 411.5018 | 4.4086
2010-09-30 | 15:00 | 5549.977 | 222.423 | 5772.4 | 199.7484 | 5972.1484 | 422.1714 | 5549.977 | 38.8588 | 5511.1181 | 219.3193 | 5730.4374 | 198.7505 | 5929.1879 | 418.0698 | 4.1016
2010-09-30 | 16:00 | 5582.234 | 225.016 | 5807.25 | 200.572 | 6007.822 | 425.588 | 5582.234 | 32.4923 | 5549.7417 | 222.4041 | 5772.1458 | 199.7423 | 5971.8882 | 422.1465 | 3.4416
2010-09-30 | 17:00 | 5732.3769 | 237.2831 | 5969.66 | 204.3501 | 6174.0101 | 441.6332 | 5732.3769 | 23.0925 | 5709.2844 | 235.3752 | 5944.6596 | 203.775 | 6148.4345 | 439.1502 | 2.483
2010-09-30 | 18:00 | 5810.92 | 243.83 | 6054.75 | 206.2897 | 6261.0397 | 450.1197 | 5810.92 | 11.947 | 5798.973 | 242.8284 | 6041.8014 | 205.9963 | 6247.7977 | 448.8247 | 1.295
2010-09-30 | 19:00 | 5825.7628 | 245.0772 | 6070.84 | 206.6534 | 6277.4934 | 451.7306 | 5825.7628 | 1.2881 | 5824.4747 | 244.9689 | 6069.4435 | 206.6218 | 6276.0654 | 451.5907 | 0.13989
2010-09-30 | 20:00 | 5811.575 | 243.885 | 6055.46 | 206.3057 | 6261.7657 | 450.1907 | 5811.575 | 0 | 5811.575 | 243.885 | 6055.46 | 206.3057 | 6261.7657 | 450.1907 | 0
2010-09-30 | 21:00 | 5587.1477 | 225.4123 | 5812.56 | 200.6971 | 6013.2571 | 426.1095 | 5587.1477 | 0 | 5587.1477 | 225.4123 | 5812.56 | 200.6971 | 6013.2571 | 426.1095 | 0
2010-09-30 | 22:00 | 5213.9827 | 196.3073 | 5410.29 | 190.9184 | 5601.2084 | 387.2258 | 5213.9827 | 0 | 5213.9827 | 196.3073 | 5410.29 | 190.9184 | 5601.2084 | 387.2258 | 0
2010-09-30 | 23:00 | 4724.7628 | 161.1972 | 4885.96 | 177.2549 | 5063.2149 | 338.4521 | 4724.7628 | 0 | 4724.7628 | 161.1972 | 4885.96 | 177.2549 | 5063.2149 | 338.4521 | 0
2010-09-30 | 24:00 | 4343.8375 | 136.2525 | 4480.09 | 165.9652 | 4646.0552 | 302.2177 | 4343.8375 | 0 | 4343.8375 | 136.2525 | 4480.09 | 165.9652 | 4646.0552 | 302.2177 | 0
2010-10-01 | 1:00 | 4062.9773 | 119.2027 | 4182.18 | 157.2825 | 4339.4625 | 276.4852 | 4062.9773 | 0 | 4062.9773 | 119.2027 | 4182.18 | 157.2825 | 4339.4625 | 276.4852 | 0
2010-10-01 | 2:00 | 3855.6806 | 107.3494 | 3963.03 | 150.6812 | 4113.7112 | 258.0306 | 3855.6806 | 0 | 3855.6806 | 107.3494 | 3963.03 | 150.6812 | 4113.7112 | 258.0306 | 0
2010-10-01 | 3:00 | 3706.6584 | 99.2116 | 3805.87 | 145.8355 | 3951.7055 | 245.0471 | 3706.6584 | 0 | 3706.6584 | 99.2116 | 3805.87 | 145.8355 | 3951.7055 | 245.0471 | 0
2010-10-01 | 4:00 | 3652.8765 | 96.3535 | 3749.23 | 144.0663 | 3893.2963 | 240.4197 | 3652.8765 | 0 | 3652.8765 | 96.3535 | 3749.23 | 144.0663 | 3893.2963 | 240.4197 | 0
2010-10-01 | 5:00 | 3688.4982 | 98.2418 | 3786.74 | 145.2393 | 3931.9793 | 243.4812 | 3688.4982 | 0 | 3688.4982 | 98.2418 | 3786.74 | 145.2393 | 3931.9793 | 243.4812 | 0
2010-10-01 | 6:00 | 3939.3699 | 112.0601 | 4051.43 | 153.3659 | 4204.7959 | 265.4259 | 3939.3699 | 0 | 3939.3699 | 112.0601 | 4051.43 | 153.3659 | 4204.7959 | 265.4259 | 0
2010-10-01 | 7:00 | 4416.0403 | 140.8197 | 4556.86 | 168.1484 | 4725.0084 | 308.9681 | 4416.0403 | 0 | 4416.0403 | 140.8197 | 4556.86 | 168.1484 | 4725.0084 | 308.9681 | 0
2010-10-01 | 8:00 | 4802.3642 | 166.5358 | 4968.9 | 179.4854 | 5148.3854 | 346.0212 | 4802.3642 | 0.32218 | 4802.0421 | 166.5134 | 4968.5555 | 179.4762 | 5148.0317 | 345.9896 | 0.031555
2010-10-01 | 9:00 | 4819.3819 | 167.7181 | 4987.1 | 179.9714 | 5167.0714 | 347.6895 | 4819.3819 | 6.7253 | 4812.6566 | 167.2504 | 4979.9069 | 179.7794 | 5159.6864 | 347.0298 | 0.65968
2010-10-01 | 10:00 | 4808.4798 | 166.9602 | 4975.44 | 179.6602 | 5155.1002 | 346.6204 | 4808.4798 | 20.9798 | 4787.5001 | 165.5065 | 4953.0065 | 179.06 | 5132.0665 | 344.5664 | 2.0539
2010-10-01 | 11:00 | 4897.3138 | 173.1862 | 5070.5 | 182.1823 | 5252.6823 | 355.3685 | 4897.3138 | 31.9726 | 4865.3413 | 170.9322 | 5036.2735 | 181.2781 | 5217.5516 | 352.2104 | 3.1581
2010-10-01 | 12:00 | 4863.8804 | 170.8296 | 5034.71 | 181.2367 | 5215.9467 | 352.0663 | 4863.8804 | 37.069 | 4826.8114 | 168.2356 | 4995.047 | 180.1832 | 5175.2302 | 348.4188 | 3.6475
2010-10-01 | 13:00 | 4831.1704 | 168.5396 | 4999.71 | 180.3073 | 5180.0173 | 348.847 | 4831.1704 | 39.1 | 4792.0704 | 165.8226 | 4957.893 | 179.1909 | 5137.0839 | 345.0135 | 3.8335
2010-10-01 | 14:00 | 4763.3304 | 163.8396 | 4927.17 | 178.3664 | 5105.5364 | 342.206 | 4763.3304 | 8.7365 | 4754.5939 | 163.2391 | 4917.833 | 178.1151 | 5095.9482 | 341.3542 | 0.85172
2010-10-01 | 15:00 | 4744.3627 | 162.5373 | 4906.9 | 177.8205 | 5084.7205 | 340.3578 | 4744.3627 | 4.0288 | 4740.3338 | 162.2614 | 4902.5952 | 177.7044 | 5080.2996 | 339.9657 | 0.39207
2010-10-01 | 16:00 | 4684.8451 | 158.4849 | 4843.33 | 176.0984 | 5019.4284 | 334.5832 | 4684.8451 | 6.4886 | 4678.3565 | 158.0462 | 4836.4026 | 175.9098 | 5012.3124 | 333.9559 | 0.6273
2010-10-01 | 17:00 | 4767.4565 | 164.1235 | 4931.58 | 178.485 | 5110.065 | 342.6085 | 4767.4565 | 12.0518 | 4755.4047 | 163.2948 | 4918.6995 | 178.1385 | 5096.838 | 341.4332 | 1.1752
2010-10-01 | 18:00 | 4760.6358 | 163.6542 | 4924.29 | 178.2889 | 5102.5789 | 341.9432 | 4760.6358 | 12.4759 | 4748.1598 | 162.7976 | 4910.9574 | 177.9299 | 5088.8873 | 340.7275 | 1.2157
2010-10-01 | 19:00 | 4773.2195 | 164.5205 | 4937.74 | 178.6505 | 5116.3905 | 343.171 | 4773.2195 | 1.1964 | 4772.0231 | 164.4381 | 4936.4612 | 178.6161 | 5115.0773 | 343.0542 | 0.11681
2010-10-01 | 20:00 | 4751.5686 | 163.0314 | 4914.6 | 178.0281 | 5092.6281 | 341.0595 | 4751.5686 | 0 | 4751.5686 | 163.0314 | 4914.6 | 178.0281 | 5092.6281 | 341.0595 | 0
2010-10-01 | 21:00 | 4617.6583 | 153.9717 | 4771.63 | 174.1377 | 4945.7677 | 328.1094 | 4617.6583 | 0 | 4617.6583 | 153.9717 | 4771.63 | 174.1377 | 4945.7677 | 328.1094 | 0
2010-10-01 | 22:00 | 4391.9712 | 139.2888 | 4531.26 | 167.4228 | 4698.6828 | 306.7117 | 4391.9712 | 0 | 4391.9712 | 139.2888 | 4531.26 | 167.4228 | 4698.6828 | 306.7117 | 0
2010-10-01 | 23:00 | 4072.3846 | 119.7554 | 4192.14 | 157.5782 | 4349.7182 | 277.3335 | 4072.3846 | 0 | 4072.3846 | 119.7554 | 4192.14 | 157.5782 | 4349.7182 | 277.3335 | 0
2010-10-01 | 24:00 | 3763.9574 | 102.3026 | 3866.26 | 147.7086 | 4013.9686 | 250.0112 | 3763.9574 | 0 | 3763.9574 | 102.3026 | 3866.26 | 147.7086 | 4013.9686 | 250.0112 | 0
2010-10-02 | 1:00 | 3599.9675 | 93.5825 | 3693.55 | 142.3152 | 3835.8652 | 235.8977 | 3599.9675 | 0 | 3599.9675 | 93.5825 | 3693.55 | 142.3152 | 3835.8652 | 235.8977 | 0
2010-10-02 | 2:00 | 3467.5075 | 86.8225 | 3554.33 | 137.8856 | 3692.2156 | 224.7081 | 3467.5075 | 0 | 3467.5075 | 86.8225 | 3554.33 | 137.8856 | 3692.2156 | 224.7081 | 0
2010-10-02 | 3:00 | 3396.7355 | 83.3145 | 3480.05 | 135.4923 | 3615.5423 | 218.8069 | 3396.7355 | 0 | 3396.7355 | 83.3145 | 3480.05 | 135.4923 | 3615.5423 | 218.8069 | 0
2010-10-02 | 4:00 | 3369.153 | 81.967 | 3451.12 | 134.5545 | 3585.6745 | 216.5215 | 3369.153 | 0 | 3369.153 | 81.967 | 3451.12 | 134.5545 | 3585.6745 | 216.5215 | 0
2010-10-02 | 5:00 | 3484.8756 | 87.6944 | 3572.57 | 138.4702 | 3711.0402 | 226.1646 | 3484.8756 | 0 | 3484.8756 | 87.6944 | 3572.57 | 138.4702 | 3711.0402 | 226.1646 | 0
2010-10-02 | 6:00 | 3764.0617 | 102.3083 | 3866.37 | 147.712 | 4014.082 | 250.0203 | 3764.0617 | 0 | 3764.0617 | 102.3083 | 3866.37 | 147.712 | 4014.082 | 250.0203 | 0
2010-10-02 | 7:00 | 4267.7207 | 131.5193 | 4399.24 | 163.6419 | 4562.8819 | 295.1612 | 4267.7207 | 0 | 4267.7207 | 131.5193 | 4399.24 | 163.6419 | 4562.8819 | 295.1612 | 0
2010-10-02 | 8:00 | 4602.0288 | 152.9312 | 4754.96 | 173.679 | 4928.639 | 326.6102 | 4602.0288 | 0.61978 | 4601.409 | 152.89 | 4754.299 | 173.6608 | 4927.9598 | 326.5508 | 0.059397
2010-10-02 | 9:00 | 4659.0459 | 156.7441 | 4815.79 | 175.3475 | 4991.1375 | 332.0917 | 4659.0459 | 11.4772 | 4647.5686 | 155.9728 | 4803.5414 | 175.0127 | 4978.5541 | 330.9855 | 1.1062
2010-10-02 | 10:00 | 4680.7051 | 158.2049 | 4838.91 | 175.978 | 5014.888 | 334.1829 | 4680.7051 | 25.1643 | 4655.5408 | 156.5084 | 4812.0492 | 175.2453 | 4987.2945 | 331.7537 | 2.4292
2010-10-02 | 11:00 | 4721.7297 | 160.9903 | 4882.72 | 177.1672 | 5059.8872 | 338.1575 | 4721.7297 | 34.6854 | 4687.0444 | 158.6337 | 4845.6781 | 176.1622 | 5021.8403 | 334.7959 | 3.3616
2010-10-02 | 12:00 | 4734.8723 | 161.8877 | 4896.76 | 177.5468 | 5074.3068 | 339.4345 | 4734.8723 | 37.5047 | 4697.3676 | 159.3333 | 4856.7009 | 176.4618 | 5033.1627 | 335.7951 | 3.6394
2010-10-02 | 13:00 | 4756.3503 | 163.3597 | 4919.71 | 178.1657 | 5097.8757 | 341.5254 | 4756.3503 | 45.2836 | 4711.0667 | 160.264 | 4871.3307 | 176.8588 | 5048.1895 | 337.1227 | 4.4027
2010-10-02 | 14:00 | 4772.1997 | 164.4503 | 4936.65 | 178.6212 | 5115.2712 | 343.0714 | 4772.1997 | 44.827 | 4727.3728 | 161.3753 | 4888.748 | 177.3303 | 5066.0784 | 338.7056 | 4.3659
2010-10-02 | 15:00 | 4710.6167 | 160.2333 | 4870.85 | 176.8458 | 5047.6958 | 337.0791 | 4710.6167 | 36.2416 | 4674.375 | 157.7773 | 4832.1523 | 175.794 | 5007.9463 | 333.5712 | 3.5078
2010-10-02 | 16:00 | 4658.9522 | 156.7378 | 4815.69 | 175.3448 | 4991.0348 | 332.0827 | 4658.9522 | 25.9701 | 4632.9821 | 154.9953 | 4787.9774 | 174.5864 | 4962.5638 | 329.5817 | 2.5009
2010-10-02 | 17:00 | 4683.3371 | 158.3829 | 4841.72 | 176.0545 | 5017.7745 | 334.4374 | 4683.3371 | 23.181 | 4660.1561 | 156.8189 | 4816.975 | 175.3799 | 4992.3549 | 332.1988 | 2.2386
2010-10-02 | 18:00 | 4721.5987 | 160.9813 | 4882.58 | 177.1635 | 5059.7435 | 338.1448 | 4721.5987 | 13.0296 | 4708.5691 | 160.0941 | 4868.6632 | 176.7865 | 5045.4497 | 336.8805 | 1.2642
2010-10-02 | 19:00 | 4750.8574 | 162.9826 | 4913.84 | 178.0076 | 5091.8476 | 340.9902 | 4750.8574 | 1.0847 | 4749.7726 | 162.9082 | 4912.6809 | 177.9763 | 5090.6572 | 340.8846 | 0.10565
2010-10-02 | 20:00 | 4757.2298 | 163.4202 | 4920.65 | 178.191 | 5098.841 | 341.6111 | 4757.2298 | 0 | 4757.2298 | 163.4202 | 4920.65 | 178.191 | 5098.841 | 341.6111 | 0
2010-10-02 | 21:00 | 4601.5412 | 152.8988 | 4754.44 | 173.6647 | 4928.1047 | 326.5635 | 4601.5412 | 0 | 4601.5412 | 152.8988 | 4754.44 | 173.6647 | 4928.1047 | 326.5635 | 0
2010-10-02 | 22:00 | 4380.893 | 138.587 | 4519.48 | 167.0881 | 4686.5681 | 305.6752 | 4380.893 | 0 | 4380.893 | 138.587 | 4519.48 | 167.0881 | 4686.5681 | 305.6752 | 0
2010-10-02 | 23:00 | 4088.1176 | 120.6824 | 4208.8 | 158.072 | 4366.872 | 278.7544 | 4088.1176 | 0 | 4088.1176 | 120.6824 | 4208.8 | 158.072 | 4366.872 | 278.7544 | 0
2010-10-02 | 24:00 | 3794.178 | 103.952 | 3898.13 | 148.6915 | 4046.8215 | 252.6435 | 3794.178 | 0 | 3794.178 | 103.952 | 3898.13 | 148.6915 | 4046.8215 | 252.6435 | 0
2010-10-03 | 1:00 | 3609.4632 | 94.0768 | 3703.54 | 142.6302 | 3846.1702 | 236.7071 | 3609.4632 | 0 | 3609.4632 | 94.0768 | 3703.54 | 142.6302 | 3846.1702 | 236.7071 | 0
2010-10-03 | 2:00 | 3517.2297 | 89.3303 | 3606.56 | 139.556 | 3746.116 | 228.8863 | 3517.2297 | 0 | 3517.2297 | 89.3303 | 3606.56 | 139.556 | 3746.116 | 228.8863 | 0
2010-10-03 | 3:00 | 3434.9884 | 85.2016 | 3520.19 | 136.7882 | 3656.9782 | 221.9899 | 3434.9884 | 0 | 3434.9884 | 85.2016 | 3520.19 | 136.7882 | 3656.9782 | 221.9899 | 0
2010-10-03 | 4:00 | 3419.8764 | 84.4536 | 3504.33 | 136.2769 | 3640.6069 | 220.7305 | 3419.8764 | 0 | 3419.8764 | 84.4536 | 3504.33 | 136.2769 | 3640.6069 | 220.7305 | 0
2010-10-03 | 5:00 | 3509.6636 | 88.9464 | 3598.61 | 139.3024 | 3737.9124 | 228.2488 | 3509.6636 | 0 | 3509.6636 | 88.9464 | 3598.61 | 139.3024 | 3737.9124 | 228.2488 | 0
2010-10-03 | 6:00 | 3793.7798 | 103.9302 | 3897.71 | 148.6786 | 4046.3886 | 252.6087 | 3793.7798 | 0 | 3793.7798 | 103.9302 | 3897.71 | 148.6786 | 4046.3886 | 252.6087 | 0
2010-10-03 | 7:00 | 4279.7861 | 132.2639 | 4412.05 | 164.0117 | 4576.0617 | 296.2756 | 4279.7861 | 0 | 4279.7861 | 132.2639 | 4412.05 | 164.0117 | 4576.0617 | 296.2756 | 0
2010-10-03 | 8:00 | 4591.2353 | 152.2147 | 4743.45 | 173.3617 | 4916.8117 | 325.5764 | 4591.2353 | 0.62833 | 4590.607 | 152.173 | 4742.78 | 173.3432 | 4916.1233 | 325.5162 | 0.060144
2010-10-03 | 9:00 | 4583.2729 | 151.6871 | 4734.96 | 173.1274 | 4908.0874 | 324.8145 | 4583.2729 | 10.797 | 4572.4759 | 150.9733 | 4723.4492 | 172.8092 | 4896.2584 | 323.7825 | 1.032
2010-10-03 | 10:00 | 4597.7154 | 152.6446 | 4750.36 | 173.5523 | 4923.9123 | 326.1969 | 4597.7154 | 23.6195 | 4574.0959 | 151.0803 | 4725.1762 | 172.857 | 4898.0332 | 323.9373 | 2.2596
2010-10-03 | 11:00 | 4620.8925 | 154.1875 | 4775.08 | 174.2324 | 4949.3124 | 328.4199 | 4620.8925 | 33.8405 | 4587.052 | 151.9374 | 4738.9894 | 173.2386 | 4912.228 | 325.176 | 3.2439
2010-10-03 | 12:00 | 4634.5123 | 155.0977 | 4789.61 | 174.6312 | 4964.2412 | 329.7289 | 4634.5123 | 40.7698 | 4593.7424 | 152.3809 | 4746.1234 | 173.4355 | 4919.5589 | 325.8164 | 3.9125
2010-10-03 | 13:00 | 4620.1801 | 154.1399 | 4774.32 | 174.2116 | 4948.5316 | 328.3515 | 4620.1801 | 43.1334 | 4577.0467 | 151.2753 | 4728.322 | 172.9439 | 4901.266 | 324.2193 | 4.1322
2010-10-03 | 14:00 | 4628.7197 | 154.7103 | 4783.43 | 174.4617 | 4957.8917 | 329.1719 | 4628.7197 | 35.5233 | 4593.1965 | 152.3447 | 4745.5412 | 173.4194 | 4918.9606 | 325.7641 | 3.4078
2010-10-03 | 15:00 | 4609.2111 | 153.4089 | 4762.62 | 173.8899 | 4936.5099 | 327.2988 | 4609.2111 | 39.3827 | 4569.8284 | 150.7985 | 4720.6269 | 172.7311 | 4893.358 | 323.5296 | 3.7691
2010-10-03 | 16:00 | 4564.5966 | 150.4534 | 4715.05 | 172.5767 | 4887.6267 | 323.0302 | 4564.5966 | 33.2556 | 4531.3409 | 148.2692 | 4679.6101 | 171.5928 | 4851.2029 | 319.862 | 3.1682
2010-10-03 | 17:00 | 4606.1264 | 153.2036 | 4759.33 | 173.7993 | 4933.1293 | 327.003 | 4606.1264 | 24.3324 | 4581.794 | 151.5893 | 4733.3832 | 173.0838 | 4906.467 | 324.6731 | 2.3299
2010-10-03 | 18:00 | 4615.7364 | 153.8436 | 4769.58 | 174.0813 | 4943.6613 | 327.9249 | 4615.7364 | 12.3977 | 4603.3387 | 153.0182 | 4756.357 | 173.7175 | 4930.0745 | 326.7357 | 1.1891
2010-10-03 | 19:00 | 4674.4478 | 157.7822 | 4832.23 | 175.7961 | 5008.0261 | 333.5783 | 4674.4478 | 0.75115 | 4673.6967 | 157.7315 | 4831.4281 | 175.7742 | 5007.2024 | 333.5057 | 0.072558
2010-10-03 | 20:00 | 4728.4885 | 161.4515 | 4889.94 | 177.3625 | 5067.3025 | 338.814 | 4728.4885 | 0 | 4728.4885 | 161.4515 | 4889.94 | 177.3625 | 5067.3025 | 338.814 | 0
2010-10-03 | 21:00 | 4618.7645 | 154.0455 | 4772.81 | 174.1701 | 4946.9801 | 328.2156 | 4618.7645 | 0 | 4618.7645 | 154.0455 | 4772.81 | 174.1701 | 4946.9801 | 328.2156 | 0
2010-10-03 | 22:00 | 4402.8503 | 139.9797 | 4542.83 | 167.751 | 4710.581 | 307.7308 | 4402.8503 | 0 | 4402.8503 | 139.9797 | 4542.83 | 167.751 | 4710.581 | 307.7308 | 0
2010-10-03 | 23:00 | 4081.7247 | 120.3053 | 4202.03 | 157.8714 | 4359.9014 | 278.1767 | 4081.7247 | 0 | 4081.7247 | 120.3053 | 4202.03 | 157.8714 | 4359.9014 | 278.1767 | 0
2010-10-03 | 24:00 | 3830.2425 | 105.9375 | 3936.18 | 149.86 | 4086.04 | 255.7975 | 3830.2425 | 0 | 3830.2425 | 105.9375 | 3936.18 | 149.86 | 4086.04 | 255.7975 | 0
2010-10-04 | 1:00 | 3619.6323 | 94.6077 | 3714.24 | 142.9673 | 3857.2073 | 237.5749 | 3619.6323 | 0 | 3619.6323 | 94.6077 | 3714.24 | 142.9673 | 3857.2073 | 237.5749 | 0
2010-10-04 | 2:00 | 3519.9704 | 89.4696 | 3609.44 | 139.6478 | 3749.0878 | 229.1174 | 3519.9704 | 0 | 3519.9704 | 89.4696 | 3609.44 | 139.6478 | 3749.0878 | 229.1174 | 0
2010-10-04 | 3:00 | 3457.098 | 86.302 | 3543.4 | 137.5348 | 3680.9348 | 223.8368 | 3457.098 | 0 | 3457.098 | 86.302 | 3543.4 | 137.5348 | 3680.9348 | 223.8368 | 0
2010-10-04 | 4:00 | 3432.7304 | 85.0896 | 3517.82 | 136.7119 | 3654.5319 | 221.8015 | 3432.7304 | 0 | 3432.7304 | 85.0896 | 3517.82 | 136.7119 | 3654.5319 | 221.8015 | 0
2010-10-04 | 5:00 | 3494.5005 | 88.1795 | 3582.68 | 138.7936 | 3721.4736 | 226.9731 | 3494.5005 | 0 | 3494.5005 | 88.1795 | 3582.68 | 138.7936 | 3721.4736 | 226.9731 | 0
2010-10-04 | 6:00 | 3762.7434 | 102.2366 | 3864.98 | 147.669 | 4012.649 | 249.9056 | 3762.7434 | 0 | 3762.7434 | 102.2366 | 3864.98 | 147.669 | 4012.649 | 249.9056 | 0
2010-10-04 | 7:00 | 4250.8298 | 130.4802 | 4381.31 | 163.1234 | 4544.4334 | 293.6036 | 4250.8298 | 0 | 4250.8298 | 130.4802 | 4381.31 | 163.1234 | 4544.4334 | 293.6036 | 0
2010-10-04 | 8:00 | 4561.0596 | 150.2204 | 4711.28 | 172.4723 | 4883.7523 | 322.6927 | 4561.0596 | 0.56134 | 4560.4983 | 150.1834 | 4710.6817 | 172.4557 | 4883.1374 | 322.6391 | 0.053554
2010-10-04 | 9:00 | 4636.8273 | 155.2527 | 4792.08 | 174.6989 | 4966.7789 | 329.9516 | 4636.8273 | 10.4988 | 4626.3285 | 154.5505 | 4780.879 | 174.3917 | 4955.2706 | 328.9421 | 1.0094
2010-10-04 | 10:00 | 4634.9153 | 155.1247 | 4790.04 | 174.6429 | 4964.6829 | 329.7676 | 4634.9153 | 24.2089 | 4610.7064 | 153.5084 | 4764.2148 | 173.9338 | 4938.1486 | 327.4422 | 2.3254
2010-10-04 | 11:00 | 4624.9422 | 154.4578 | 4779.4 | 174.3511 | 4953.7511 | 328.8089 | 4624.9422 | 33.6002 | 4591.342 | 152.2217 | 4743.5637 | 173.3649 | 4916.9286 | 325.5866 | 3.2223
2010-10-04 | 12:00 | 4576.2381 | 151.2219 | 4727.46 | 172.9201 | 4900.3801 | 324.142 | 4576.2381 | 40.6465 | 4535.5916 | 148.5475 | 4684.1391 | 171.7188 | 4855.8579 | 320.2663 | 3.8757
2010-10-04 | 13:00 | 4521.1847 | 147.6053 | 4668.79 | 171.2915 | 4840.0815 | 318.8968 | 4521.1847 | 42.7552 | 4478.4295 | 144.8268 | 4623.2563 | 170.0186 | 4793.2748 | 314.8453 | 4.0514
2010-10-04 | 14:00 | 4489.3651 | 145.5349 | 4634.9 | 170.3448 | 4805.2448 | 315.8797 | 4489.3651 | 42.6665 | 4446.6986 | 142.7818 | 4589.4803 | 169.0693 | 4758.5496 | 311.851 | 4.0287
2010-10-04 | 15:00 | 4407.2785 | 140.2615 | 4547.54 | 167.8845 | 4715.4245 | 308.146 | 4407.2785 | 39.4671 | 4367.8114 | 137.7606 | 4505.5721 | 166.6923 | 4672.2644 | 304.4529 | 3.693
2010-10-04 | 16:00 | 4339.3489 | 135.9711 | 4475.32 | 165.8288 | 4641.1488 | 301.7999 | 4339.3489 | 33.5635 | 4305.7855 | 133.8758 | 4439.6613 | 164.8065 | 4604.4678 | 298.6824 | 3.1175
2010-10-04 | 17:00 | 4315.3394 | 134.4706 | 4449.81 | 165.098 | 4614.908 | 299.5686 | 4315.3394 | 24.4925 | 4290.8469 | 132.9485 | 4423.7954 | 164.3502 | 4588.1456 | 297.2986 | 2.2699
2010-10-04 | 18:00 | 4355.8715 | 137.0085 | 4492.88 | 166.3305 | 4659.2105 | 303.3389 | 4355.8715 | 11.7972 | 4344.0744 | 136.2674 | 4480.3417 | 165.9724 | 4646.3141 | 302.2398 | 1.0992
2010-10-04 | 19:00 | 4383.0467 | 138.7233 | 4521.77 | 167.1532 | 4688.9232 | 305.8766 | 4383.0467 | 0.63064 | 4382.416 | 138.6834 | 4521.0994 | 167.1342 | 4688.2336 | 305.8176 | 0.058979
2010-10-04 | 20:00 | 4413.6525 | 140.6675 | 4554.32 | 168.0765 | 4722.3965 | 308.7439 | 4413.6525 | 0 | 4413.6525 | 140.6675 | 4554.32 | 168.0765 | 4722.3965 | 308.7439 | 0
2010-10-04 | 21:00 | 4301.6606 | 133.6194 | 4435.28 | 164.6806 | 4599.9606 | 298.3 | 4301.6606 | 0 | 4301.6606 | 133.6194 | 4435.28 | 164.6806 | 4599.9606 | 298.3 | 0
2010-10-04 | 22:00 | 4121.3382 | 122.6518 | 4243.99 | 159.1115 | 4403.1015 | 281.7633 | 4121.3382 | 0 | 4121.3382 | 122.6518 | 4243.99 | 159.1115 | 4403.1015 | 281.7633 | 0
2010-10-04 | 23:00 | 3891.3266 | 109.3434 | 4000.67 | 151.8279 | 4152.4979 | 261.1714 | 3891.3266 | 0 | 3891.3266 | 109.3434 | 4000.67 | 151.8279 | 4152.4979 | 261.1714 | 0
2010-10-04 | 24:00 | 3632.09 | 95.26 | 3727.35 | 143.3796 | 3870.7296 | 238.6396 | 3632.09 | 0 | 3632.09 | 95.26 | 3727.35 | 143.3796 | 3870.7296 | 238.6396 | 0
2010-10-05 | 1:00 | 3436.7414 | 85.2886 | 3522.03 | 136.8475 | 3658.8775 | 222.1361 | 3436.7414 | 0 | 3436.7414 | 85.2886 | 3522.03 | 136.8475 | 3658.8775 | 222.1361 | 0
2010-10-05 | 2:00 | 3355.2578 | 81.2922 | 3436.55 | 134.0811 | 3570.6311 | 215.3733 | 3355.2578 | 0 | 3355.2578 | 81.2922 | 3436.55 | 134.0811 | 3570.6311 | 215.3733 | 0
2010-10-05 | 3:00 | 3263.9997 | 76.9303 | 3340.93 | 130.9537 | 3471.8837 | 207.8841 | 3263.9997 | 0 | 3263.9997 | 76.9303 | 3340.93 | 130.9537 | 3471.8837 | 207.8841 | 0
2010-10-05 | 4:00 | 3244.4485 | 76.0115 | 3320.46 | 130.2798 | 3450.7398 | 206.2912 | 3244.4485 | 0 | 3244.4485 | 76.0115 | 3320.46 | 130.2798 | 3450.7398 | 206.2912 | 0
2010-10-05 | 5:00 | 3304.0883 | 78.8317 | 3382.92 | 132.3313 | 3515.2513 | 211.163 | 3304.0883 | 0 | 3304.0883 | 78.8317 | 3382.92 | 132.3313 | 3515.2513 | 211.163 | 0
2010-10-05 | 6:00 | 3370.5834 | 82.0366 | 3452.62 | 134.6032 | 3587.2232 | 216.6398 | 3370.5834 | 0 | 3370.5834 | 82.0366 | 3452.62 | 134.6032 | 3587.2232 | 216.6398 | 0
2010-10-05 | 7:00 | 3561.0214 | 91.5686 | 3652.59 | 141.0196 | 3793.6096 | 232.5882 | 3561.0214 | 0 | 3561.0214 | 91.5686 | 3652.59 | 141.0196 | 3793.6096 | 232.5882 | 0
2010-10-05 | 8:00 | 3766.888 | 102.462 | 3869.35 | 147.804 | 4017.154 | 250.266 | 3766.888 | 0.52389 | 3766.3641 | 102.4335 | 3868.7976 | 147.787 | 4016.5846 | 250.2205 | 0.045563
2010-10-05 | 9:00 | 4019.8731 | 116.6869 | 4136.56 | 155.9233 | 4292.4833 | 272.6101 | 4019.8731 | 9.8953 | 4009.9778 | 116.1131 | 4126.091 | 155.6102 | 4281.7012 | 271.7234 | 0.88679
2010-10-05 | 10:00 | 4125.2455 | 122.8845 | 4248.13 | 159.2335 | 4407.3635 | 282.118 | 4125.2455 | 24.0536 | 4101.1919 | 121.4556 | 4222.6475 | 158.4816 | 4381.1291 | 279.9372 | 2.1808
2010-10-05 | 11:00 | 4209.7495 | 127.9705 | 4337.72 | 161.8576 | 4499.5776 | 289.8281 | 4209.7495 | 33.4409 | 4176.3086 | 125.9455 | 4302.2541 | 160.8224 | 4463.0765 | 286.7679 | 3.0602
2010-10-05 | 12:00 | 4220.4011 | 128.6189 | 4349.02 | 162.1864 | 4511.2064 | 290.8053 | 4220.4011 | 38.8606 | 4181.5405 | 126.2612 | 4307.8018 | 160.9847 | 4468.7864 | 287.2459 | 3.5594
2010-10-05 | 13:00 | 4197.5595 | 127.2305 | 4324.79 | 161.4807 | 4486.2707 | 288.7112 | 4197.5595 | 42.5199 | 4155.0397 | 124.6659 | 4279.7056 | 160.1618 | 4439.8674 | 284.8277 | 3.8835
2010-10-05 | 14:00 | 4139.6178 | 123.7422 | 4263.36 | 159.6817 | 4423.0417 | 283.4239 | 4139.6178 | 42.7544 | 4096.8634 | 121.1994 | 4218.0628 | 158.3461 | 4376.4089 | 279.5454 | 3.8785
2010-10-05 | 15:00 | 4071.1474 | 119.6826 | 4190.83 | 157.5393 | 4348.3693 | 277.2219 | 4071.1474 | 39.3577 | 4031.7897 | 117.3797 | 4149.1695 | 156.2997 | 4305.4692 | 273.6795 | 3.5424
2010-10-05 | 16:00 | 4037.1008 | 117.6892 | 4154.79 | 156.4674 | 4311.2574 | 274.1565 | 4037.1008 | 32.9304 | 4004.1705 | 115.777 | 4119.9475 | 155.4264 | 4275.3739 | 271.2034 | 2.9531
2010-10-05 | 17:00 | 4022.699 | 116.851 | 4139.55 | 156.0126 | 4295.5626 | 272.8636 | 4022.699 | 24.0361 | 3998.6629 | 115.4588 | 4114.1217 | 155.2518 | 4269.3735 | 270.7106 | 2.153
2010-10-05 | 18:00 | 4058.0842 | 118.9158 | 4177 | 157.1285 | 4334.1285 | 276.0443 | 4058.0842 | 11.4212 | 4046.663 | 118.2474 | 4164.9104 | 156.7689 | 4321.6792 | 275.0162 | 1.0281
2010-10-05 | 19:00 | 4115.845 | 122.325 | 4238.17 | 158.9399 | 4397.1099 | 281.265 | 4115.845 | 0.42294 | 4115.422 | 122.2999 | 4237.7219 | 158.9267 | 4396.6486 | 281.2266 | 0.038356
2010-10-05 | 20:00 | 4173.2773 | 125.7627 | 4299.04 | 160.7284 | 4459.7684 | 286.4911 | 4173.2773 | 0 | 4173.2773 | 125.7627 | 4299.04 | 160.7284 | 4459.7684 | 286.4911 | 0
2010-10-05 | 21:00 | 4079.4016 | 120.1684 | 4199.57 | 157.7985 | 4357.3685 | 277.9669 | 4079.4016 | 0 | 4079.4016 | 120.1684 | 4199.57 | 157.7985 | 4357.3685 | 277.9669 | 0
2010-10-05 | 22:00 | 3922.5451 | 111.1049 | 4033.65 | 152.8283 | 4186.4783 | 263.9332 | 3922.5451 | 0 | 3922.5451 | 111.1049 | 4033.65 | 152.8283 | 4186.4783 | 263.9332 | 0
2010-10-05 | 23:00 | 3722.4132 | 100.0568 | 3822.47 | 146.3518 | 3968.8218 | 246.4085 | 3722.4132 | 0 | 3722.4132 | 100.0568 | 3822.47 | 146.3518 | 3968.8218 | 246.4085 | 0
2010-10-05 | 24:00 | 3512.2238 | 89.0762 | 3601.3 | 139.3883 | 3740.6883 | 228.4645 | 3512.2238 | 0 | 3512.2238 | 89.0762 | 3601.3 | 139.3883 | 3740.6883 | 228.4645 | 0
2010-10-06 | 1:00 | 3342.8384 | 80.6916 | 3423.53 | 133.6573 | 3557.1873 | 214.3488 | 3342.8384 | 0 | 3342.8384 | 80.6916 | 3423.53 | 133.6573 | 3557.1873 | 214.3488 | 0
2010-10-06 | 2:00 | 3255.0605 | 76.5095 | 3331.57 | 130.6458 | 3462.2158 | 207.1553 | 3255.0605 | 0 | 3255.0605 | 76.5095 | 3331.57 | 130.6458 | 3462.2158 | 207.1553 | 0
2010-10-06 | 3:00 | 3203.935 | 74.125 | 3278.06 | 128.8787 | 3406.9387 | 203.0037 | 3203.935 | 0 | 3203.935 | 74.125 | 3278.06 | 128.8787 | 3406.9387 | 203.0037 | 0
2010-10-06 | 4:00 | 3165.254 | 72.346 | 3237.6 | 127.5355 | 3365.1355 | 199.8814 | 3165.254 | 0 | 3165.254 | 72.346 | 3237.6 | 127.5355 | 3365.1355 | 199.8814 | 0
2010-10-06 | 5:00 | 3156.8573 | 71.9627 | 3228.82 | 127.2431 | 3356.0631 | 199.2058 | 3156.8573 | 0 | 3156.8573 | 71.9627 | 3228.82 | 127.2431 | 3356.0631 | 199.2058 | 0
2010-10-06 | 6:00 | 3242.0413 | 75.8987 | 3317.94 | 130.1967 | 3448.1367 | 206.0954 | 3242.0413 | 0 | 3242.0413 | 75.8987 | 3317.94 | 130.1967 | 3448.1367 | 206.0954 | 0
2010-10-06 | 7:00 | 3386.3254 | 82.8046 | 3469.13 | 135.1387 | 3604.2687 | 217.9434 | 3386.3254 | 0 | 3386.3254 | 82.8046 | 3469.13 | 135.1387 | 3604.2687 | 217.9434 | 0
2010-10-06 | 8:00 | 3476.2587 | 87.2613 | 3563.52 | 138.1803 | 3701.7003 | 225.4416 | 3476.2587 | 0.36681 | 3475.8919 | 87.2429 | 3563.1348 | 138.168 | 3701.3027 | 225.4108 | 0.030759
2010-10-06 | 9:00 | 3507.4365 | 88.8335 | 3596.27 | 139.2278 | 3735.4978 | 228.0613 | 3507.4365 | 8.5661 | 3498.8704 | 88.4002 | 3587.2706 | 138.9403 | 3726.2109 | 227.3405 | 0.72081
2010-10-06 | 10:00 | 3418.8186 | 84.4014 | 3503.22 | 136.2411 | 3639.4611 | 220.6425 | 3418.8186 | 23.4117 | 3395.4069 | 83.2494 | 3478.6563 | 135.4472 | 3614.1035 | 218.6966 | 1.9459
2010-10-06 | 11:00 | 3372.5859 | 82.1341 | 3454.72 | 134.6714 | 3589.3914 | 216.8055 | 3372.5859 | 33.2435 | 3339.3424 | 80.5229 | 3419.8653 | 133.5379 | 3553.4031 | 214.0607 | 2.7448
2010-10-06 | 12:00 | 3391.6641 | 83.0659 | 3474.73 | 135.3201 | 3610.0501 | 218.386 | 3391.6641 | 39.3006 | 3352.3634 | 81.1521 | 3433.5155 | 133.9823 | 3567.4978 | 215.1344 | 3.2516
2010-10-06 | 13:00 | 3415.1973 | 84.2227 | 3499.42 | 136.1184 | 3635.5384 | 220.3411 | 3415.1973 | 43.0724 | 3372.1249 | 82.1116 | 3454.2365 | 134.6557 | 3588.8922 | 216.7673 | 3.5737
2010-10-06 | 14:00 | 3484.5995 | 87.6805 | 3572.28 | 138.4609 | 3710.7409 | 226.1414 | 3484.5995 | 42.7771 | 3441.8224 | 85.541 | 3527.3634 | 137.0192 | 3664.3826 | 222.5602 | 3.5812
2010-10-06 | 15:00 | 3548.5516 | 90.9284 | 3639.48 | 140.6036 | 3780.0836 | 231.532 | 3548.5516 | 39.318 | 3509.2336 | 88.9246 | 3598.1582 | 139.288 | 3737.4462 | 228.2126 | 3.3194
2010-10-06 | 16:00 | 3578.9282 | 92.4918 | 3671.42 | 141.616 | 3813.036 | 234.1078 | 3578.9282 | 33.3639 | 3545.5643 | 90.7754 | 3636.3396 | 140.5038 | 3776.8435 | 231.2792 | 2.8286
2010-10-06 | 17:00 | 3716.833 | 99.757 | 3816.59 | 146.169 | 3962.759 | 245.926 | 3716.833 | 23.7826 | 3693.0504 | 98.4845 | 3791.5348 | 145.3889 | 3936.9237 | 243.8734 | 2.0527
2010-10-06 | 18:00 | 3922.8574 | 111.1226 | 4033.98 | 152.8383 | 4186.8183 | 263.9608 | 3922.8574 | 11.3142 | 3911.5432 | 110.4825 | 4022.0257 | 152.4761 | 4174.5019 | 262.9587 | 1.0022
2010-10-06 | 19:00 | 4135.6641 | 123.5059 | 4259.17 | 159.5585 | 4418.7285 | 283.0645 | 4135.6641 | 0.42341 | 4135.2407 | 123.4807 | 4258.7213 | 159.5453 | 4418.2666 | 283.026 | 0.038487
2010-10-06 | 20:00 | 4278.6747 | 132.1953 | 4410.87 | 163.9777 | 4574.8477 | 296.1729 | 4278.6747 | 0 | 4278.6747 | 132.1953 | 4410.87 | 163.9777 | 4574.8477 | 296.1729 | 0
2010-10-06 | 21:00 | 4144.8828 | 124.0572 | 4268.94 | 159.8457 | 4428.7857 | 283.9029 | 4144.8828 | 0 | 4144.8828 | 124.0572 | 4268.94 | 159.8457 | 4428.7857 | 283.9029 | 0
2010-10-06 | 22:00 | 3959.0192 | 113.1808 | 4072.2 | 153.9923 | 4226.1923 | 267.1731 | 3959.0192 | 0 | 3959.0192 | 113.1808 | 4072.2 | 153.9923 | 4226.1923 | 267.1731 | 0
2010-10-06 | 23:00 | 3718.2471 | 99.8329 | 3818.08 | 146.2153 | 3964.2953 | 246.0483 | 3718.2471 | 0 | 3718.2471 | 99.8329 | 3818.08 | 146.2153 | 3964.2953 | 246.0483 | 0
2010-10-06 | 24:00 | 3491.3399 | 88.0201 | 3579.36 | 138.6874 | 3718.0474 | 226.7075 | 3491.3399 | 0 | 3491.3399 | 88.0201 | 3579.36 | 138.6874 | 3718.0474 | 226.7075 | 0
2010-10-07 | 1:00 | 3365.6342 | 81.7958 | 3447.43 | 134.4347 | 3581.8647 | 216.2305 | 3365.6342 | 0 | 3365.6342 | 81.7958 | 3447.43 | 134.4347 | 3581.8647 | 216.2305 | 0
2010-10-07 | 2:00 | 3298.8768 | 78.5832 | 3377.46 | 132.1526 | 3509.6126 | 210.7357 | 3298.8768 | 0 | 3298.8768 | 78.5832 | 3377.46 | 132.1526 | 3509.6126 | 210.7357 | 0
2010-10-07 | 3:00 | 3265.2507 | 76.9893 | 3342.24 | 130.9968 | 3473.2368 | 207.9861 | 3265.2507 | 0 | 3265.2507 | 76.9893 | 3342.24 | 130.9968 | 3473.2368 | 207.9861 | 0
2010-10-07 | 4:00 | 3280.309 | 77.701 | 3358.01 | 131.5149 | 3489.5249 | 209.2159 | 3280.309 | 0 | 3280.309 | 77.701 | 3358.01 | 131.5149 | 3489.5249 | 209.2159 | 0
2010-10-07 | 5:00 | 3396.1159 | 83.2841 | 3479.4 | 135.4713 | 3614.8713 | 218.7554 | 3396.1159 | 0 | 3396.1159 | 83.2841 | 3479.4 | 135.4713 | 3614.8713 | 218.7554 | 0
2010-10-07 | 6:00 | 3722.9636 | 100.0864 | 3823.05 | 146.3698 | 3969.4198 | 246.4562 | 3722.9636 | 0 | 3722.9636 | 100.0864 | 3823.05 | 146.3698 | 3969.4198 | 246.4562 | 0
2010-10-07 | 7:00 | 4237.0258 | 129.6342 | 4366.66 | 162.6988 | 4529.3588 | 292.3329 | 4237.0258 | 0 | 4237.0258 | 129.6342 | 4366.66 | 162.6988 | 4529.3588 | 292.3329 | 0
2010-10-07 | 8:00 | 4565.8631 | 150.5369 | 4716.4 | 172.6141 | 4889.0141 | 323.151 | 4565.8631 | 0.47974 | 4565.3833 | 150.5053 | 4715.8886 | 172.5999 | 4888.4886 | 323.1053 | 0.045793
2010-10-07 | 9:00 | 4484.5097 | 145.2203 | 4629.73 | 170.2 | 4799.93 | 315.4203 | 4484.5097 | 10.1821 | 4474.3276 | 144.5616 | 4618.8892 | 169.8961 | 4788.7853 | 314.4577 | 0.96265
2010-10-07 | 10:00 | 4334.5025 | 135.6675 | 4470.17 | 165.6815 | 4635.8515 | 301.349 | 4334.5025 | 21.8451 | 4312.6573 | 134.3035 | 4446.9608 | 165.0162 | 4611.977 | 299.3197 | 2.0293
2010-10-07 | 11:00 | 4267.6548 | 131.5152 | 4399.17 | 163.6399 | 4562.8099 | 295.1551 | 4267.6548 | 31.1621 | 4236.4927 | 129.6016 | 4366.0942 | 162.6823 | 4528.7766 | 292.2839 | 2.8712
2010-10-07 | 12:00 | 4252.8742 | 130.6058 | 4383.48 | 163.1862 | 4546.6662 | 293.792 | 4252.8742 | 31.2061 | 4221.6681 | 128.6961 | 4350.3642 | 162.2255 | 4512.5897 | 290.9216 | 2.8703
2010-10-07 | 13:00 | 4288.3841 | 132.7959 | 4421.18 | 164.2748 | 4585.4548 | 297.0707 | 4288.3841 | 40.1027 | 4248.2814 | 130.3239 | 4378.6053 | 163.045 | 4541.6503 | 293.3689 | 3.7019
2010-10-07 | 14:00 | 4303.1858 | 133.7142 | 4436.9 | 164.7272 | 4601.6272 | 298.4414 | 4303.1858 | 40.7054 | 4262.4804 | 131.1965 | 4393.6768 | 163.4812 | 4557.158 | 294.6776 | 3.7638
2010-10-07 | 15:00 | 4262.05 | 131.17 | 4393.22 | 163.468 | 4556.688 | 294.6379 | 4262.05 | 38.9229 | 4223.1271 | 128.7851 | 4351.9122 | 162.2705 | 4514.1827 | 291.0556 | 3.5823
2010-10-07 | 16:00 | 4297.2259 | 133.3441 | 4430.57 | 164.5451 | 4595.1151 | 297.8892 | 4297.2259 | 31.557 | 4265.669 | 131.3928 | 4397.0618 | 163.579 | 4560.6408 | 294.9718 | 2.9174
2010-10-07 | 17:00 | 4379.9148 | 138.5252 | 4518.44 | 167.0586 | 4685.4986 | 305.5837 | 4379.9148 | 22.8828 | 4357.032 | 137.0815 | 4494.1135 | 166.3657 | 4660.4791 | 303.4472 | 2.1366
2010-10-07 | 18:00 | 4544.8927 | 149.1573 | 4694.05 | 171.9943 | 4866.0443 | 321.1516 | 4544.8927 | 10.7489 | 4534.1438 | 148.4526 | 4682.5964 | 171.6759 | 4854.2723 | 320.1286 | 1.0231
2010-10-07 | 19:00 | 4663.1871 | 157.0229 | 4820.21 | 175.4682 | 4995.6782 | 332.4912 | 4663.1871 | 0.32375 | 4662.8633 | 157.0011 | 4819.8644 | 175.4588 | 4995.3233 | 332.4599 | 0.031236
2010-10-07 | 20:00 | 4737.9142 | 162.0958 | 4900.01 | 177.6346 | 5077.6446 | 339.7304 | 4737.9142 | 0 | 4737.9142 | 162.0958 | 4900.01 | 177.6346 | 5077.6446 | 339.7304 | 0
2010-10-07 | 21:00 | 4559.4459 | 150.1141 | 4709.56 | 172.4246 | 4881.9846 | 322.5387 | 4559.4459 | 0 | 4559.4459 | 150.1141 | 4709.56 | 172.4246 | 4881.9846 | 322.5387 | 0
2010-10-07 | 22:00 | 4341.278 | 136.092 | 4477.37 | 165.8874 | 4643.2574 | 301.9794 | 4341.278 | 0 | 4341.278 | 136.092 | 4477.37 | 165.8874 | 4643.2574 | 301.9794 | 0
2010-10-07 | 23:00 | 3994.5865 | 115.2235 | 4109.81 | 155.1226 | 4264.9326 | 270.3461 | 3994.5865 | 0 | 3994.5865 | 115.2235 | 4109.81 | 155.1226 | 4264.9326 | 270.3461 | 0
2010-10-07 | 24:00 | 3731.5419 | 100.5481 | 3832.09 | 146.6505 | 3978.7405 | 247.1986 | 3731.5419 | 0 | 3731.5419 | 100.5481 | 3832.09 | 146.6505 | 3978.7405 | 247.1986 | 0
2010-10-08 | 1:00 | 3509.892 | 88.958 | 3598.85 | 139.3101 | 3738.1601 | 228.2681 | 3509.892 | 0 | 3509.892 | 88.958 | 3598.85 | 139.3101 | 3738.1601 | 228.2681 | 0
2010-10-08 | 2:00 | 3439.8281 | 85.4419 | 3525.27 | 136.9518 | 3662.2218 | 222.3937 | 3439.8281 | 0 | 3439.8281 | 85.4419 | 3525.27 | 136.9518 | 3662.2218 | 222.3937 | 0
2010-10-08 | 3:00 | 3376.1045 | 82.3055 | 3458.41 | 134.7911 | 3593.2011 | 217.0967 | 3376.1045 | 0 | 3376.1045 | 82.3055 | 3458.41 | 134.7911 | 3593.2011 | 217.0967 | 0
2010-10-08 | 4:00 | 3371.9375 | 82.1025 | 3454.04 | 134.6493 | 3588.6893 | 216.7518 | 3371.9375 | 0 | 3371.9375 | 82.1025 | 3454.04 | 134.6493 | 3588.6893 | 216.7518 | 0
2010-10-08 | 5:00 | 3449.3637 | 85.9163 | 3535.28 | 137.2738 | 3672.5538 | 223.1901 | 3449.3637 | 0 | 3449.3637 | 85.9163 | 3535.28 | 137.2738 | 3672.5538 | 223.1901 | 0
2010-10-08 | 6:00 | 3754.5198 | 101.7902 | 3856.31 | 147.4009 | 4003.7109 | 249.1911 | 3754.5198 | 0 | 3754.5198 | 101.7902 | 3856.31 | 147.4009 | 4003.7109 | 249.1911 | 0
2010-10-08 | 7:00 | 4251.1218 | 130.4982 | 4381.62 | 163.1323 | 4544.7523 | 293.6305 | 4251.1218 | 0 | 4251.1218 | 130.4982 | 4381.62 | 163.1323 | 4544.7523 | 293.6305 | 0
2010-10-08 | 8:00 | 4526.1128 | 147.9272 | 4674.04 | 171.4378 | 4845.4778 | 319.365 | 4526.1128 | 0.41252 | 4525.7003 | 147.9003 | 4673.6005 | 171.4255 | 4845.026 | 319.3258 | 0.039203
2010-10-08 | 9:00 | 4462.1916 | 143.7784 | 4605.97 | 169.5333 | 4775.5033 | 313.3117 | 4462.1916 | 9.137 | 4453.0545 | 143.1902 | 4596.2448 | 169.2597 | 4765.5045 | 312.45 | 0.86174
2010-10-08 | 10:00 | 4319.6977 | 134.7423 | 4454.44 | 165.2308 | 4619.6708 | 299.9731 | 4319.6977 | 22.3438 | 4297.3539 | 133.352 | 4430.7059 | 164.5491 | 4595.255 | 297.9011 | 2.0721
2010-10-08 | 11:00 | 4287.6402 | 132.7498 | 4420.39 | 164.2521 | 4584.6421 | 297.0019 | 4287.6402 | 30.8818 | 4256.7584 | 130.8445 | 4387.6029 | 163.3055 | 4550.9084 | 294.15 | 2.8519
2010-10-08 | 12:00 | 4322.5685 | 134.9215 | 4457.49 | 165.3183 | 4622.8083 | 300.2397 | 4322.5685 | 36.9467 | 4285.6218 | 132.6249 | 4418.2467 | 164.1903 | 4582.437 | 296.8152 | 3.4245
2010-10-08 | 13:00 | 4396.5882 | 139.5818 | 4536.17 | 167.5622 | 4703.7322 | 307.144 | 4396.5882 | 39.8365 | 4356.7517 | 137.0639 | 4493.8155 | 166.3572 | 4660.1727 | 303.421 | 3.723
2010-10-08 | 14:00 | 4444.3773 | 142.6327 | 4587.01 | 168.9997 | 4756.0097 | 311.6324 | 4444.3773 | 39.5465 | 4404.8308 | 140.1057 | 4544.9365 | 167.8107 | 4712.7472 | 307.9164 | 3.716
2010-10-08 | 15:00 | 4412.8723 | 140.6177 | 4553.49 | 168.053 | 4721.543 | 308.6707 | 4412.8723 | 35.4017 | 4377.4705 | 138.3706 | 4515.8411 | 166.9846 | 4682.8258 | 305.3552 | 3.3155
2010-10-08 | 16:00 | 4425.8725 | 141.4475 | 4567.32 | 168.4441 | 4735.7641 | 309.8916 | 4425.8725 | 29.9773 | 4395.8952 | 139.5378 | 4535.4331 | 167.5413 | 4702.9743 | 307.0791 | 2.8124
2010-10-08 | 17:00 | 4440.0452 | 142.3548 | 4582.4 | 168.8697 | 4751.2697 | 311.2245 | 4440.0452 | 21.457 | 4418.5882 | 140.9822 | 4559.5704 | 168.225 | 4727.7954 | 309.2073 | 2.0173
2010-10-08 | 18:00 | 4626.3576 | 154.5524 | 4780.91 | 174.3925 | 4955.3025 | 328.9449 | 4626.3576 | 9.6978 | 4616.6598 | 153.9051 | 4770.5649 | 174.1084 | 4944.6733 | 328.0135 | 0.9314
2010-10-08 | 19:00 | 4715.0172 | 160.5328 | 4875.55 | 176.9731 | 5052.5231 | 337.506 | 4715.0172 | 0.044667 | 4714.9725 | 160.5298 | 4875.5023 | 176.9718 | 5052.4741 | 337.5016 | 0.004334
2010-10-08 | 20:00 | 4780.039 | 164.991 | 4945.03 | 178.8461 | 5123.8761 | 343.8371 | 4780.039 | 0 | 4780.039 | 164.991 | 4945.03 | 178.8461 | 5123.8761 | 343.8371 | 0
2010-10-08 | 21:00 | 4640.6324 | 155.5076 | 4796.14 | 174.8101 | 4970.9501 | 330.3177 | 4640.6324 | 0 | 4640.6324 | 155.5076 | 4796.14 | 174.8101 | 4970.9501 | 330.3177 | 0
2010-10-08 | 22:00 | 4353.51 | 136.86 | 4490.37 | 166.2588 | 4656.6288 | 303.1188 | 4353.51 | 0 | 4353.51 | 136.86 | 4490.37 | 166.2588 | 4656.6288 | 303.1188 | 0
2010-10-08 | 23:00 | 4054.2206 | 118.6894 | 4172.91 | 157.0069 | 4329.9169 | 275.6964 | 4054.2206 | 0 | 4054.2206 | 118.6894 | 4172.91 | 157.0069 | 4329.9169 | 275.6964 | 0
2010-10-08 | 24:00 | 3787.987 | 103.613 | 3891.6 | 148.4904 | 4040.0904 | 252.1034 | 3787.987 | 0 | 3787.987 | 103.613 | 3891.6 | 148.4904 | 4040.0904 | 252.1034 | 0
2010-10-09 | 1:00 | 3570.9786 | 92.0814 | 3663.06 | 141.3514 | 3804.4114 | 233.4328 | 3570.9786 | 0 | 3570.9786 | 92.0814 | 3663.06 | 141.3514 | 3804.4114 | 233.4328 | 0
2010-10-09 | 2:00 | 3474.7162 | 87.1838 | 3561.9 | 138.1284 | 3700.0284 | 225.3122 | 3474.7162 | 0 | 3474.7162 | 87.1838 | 3561.9 | 138.1284 | 3700.0284 | 225.3122 | 0
2010-10-09 | 3:00 | 3399.271 | 83.439 | 3482.71 | 135.5784 | 3618.2884 | 219.0174 | 3399.271 | 0 | 3399.271 | 83.439 | 3482.71 | 135.5784 | 3618.2884 | 219.0174 | 0
2010-10-09 | 4:00 | 3392.236 | 83.094 | 3475.33 | 135.3395 | 3610.6695 | 218.4335 | 3392.236 | 0 | 3392.236 | 83.094 | 3475.33 | 135.3395 | 3610.6695 | 218.4335 | 0
2010-10-09 | 5:00 | 3472.6974 | 87.0826 | 3559.78 | 138.0604 | 3697.8404 | 225.143 | 3472.6974 | 0 | 3472.6974 | 87.0826 | 3559.78 | 138.0604 | 3697.8404 | 225.143 | 0
2010-10-09 | 6:00 | 3779.8231 | 103.1669 | 3882.99 | 148.225 | 4031.215 | 251.3919 | 3779.8231 | 0 | 3779.8231 | 103.1669 | 3882.99 | 148.225 | 4031.215 | 251.3919 | 0
2010-10-09 | 7:00 | 4266.8259 | 131.4641 | 4398.29 | 163.6145 | 4561.9045 | 295.0786 | 4266.8259 | 0 | 4266.8259 | 131.4641 | 4398.29 | 163.6145 | 4561.9045 | 295.0786 | 0
2010-10-09 | 8:00 | 4567.8613 | 150.6687 | 4718.53 | 172.6731 | 4891.2031 | 323.3418 | 4567.8613 | 0.39973 | 4567.4615 | 150.6424 | 4718.1039 | 172.6613 | 4890.7652 | 323.3036 | 0.038164
2010-10-09 | 9:00 | 4518.0494 | 147.4006 | 4665.45 | 171.1984 | 4836.6484 | 318.599 | 4518.0494 | 8.8181 | 4509.2312 | 146.8258 | 4656.057 | 170.9363 | 4826.9934 | 317.7621 | 0.83688
2010-10-09 | 10:00 | 4422.7049 | 141.2451 | 4563.95 | 168.3489 | 4732.2989 | 309.5939 | 4422.7049 | 20.921 | 4401.7839 | 139.9119 | 4541.6959 | 167.7189 | 4709.4148 | 307.6308 | 1.9631
2010-10-09 | 11:00 | 4407.9367 | 140.3033 | 4548.24 | 167.9043 | 4716.1443 | 308.2077 | 4407.9367 | 25.6526 | 4382.284 | 138.6751 | 4520.9591 | 167.1302 | 4688.0893 | 305.8053 | 2.4024
2010-10-09 | 12:00 | 4413.0227 | 140.6273 | 4553.65 | 168.0575 | 4721.7075 | 308.6848 | 4413.0227 | 32.7141 | 4380.3086 | 138.5501 | 4518.8586 | 167.0705 | 4685.9291 | 305.6205 | 3.0643
2010-10-09 | 13:00 | 4466.8793 | 144.0807 | 4610.96 | 169.6735 | 4780.6335 | 313.7542 | 4466.8793 | 19.5236 | 4447.3557 | 142.824 | 4590.1797 | 169.089 | 4759.2686 | 311.9129 | 1.8412
2010-10-09 | 14:00 | 4505.0372 | 146.5528 | 4651.59 | 170.8116 | 4822.4016 | 317.3644 | 4505.0372 | 10.9983 | 4494.0389 | 145.8381 | 4639.877 | 170.4841 | 4810.3611 | 316.3222 | 1.0422
2010-10-09 | 15:00 | 4528.572 | 148.088 | 4676.66 | 171.5107 | 4848.1707 | 319.5987 | 4528.572 | 34.7521 | 4493.8199 | 145.8239 | 4639.6438 | 170.4776 | 4810.1214 | 316.3015 | 3.2972
2010-10-09 | 16:00 | 4578.011 | 151.339 | 4729.35 | 172.9724 | 4902.3224 | 324.3114 | 4578.011 | 30.0282 | 4547.9828 | 149.3602 | 4697.343 | 172.0857 | 4869.4287 | 321.446 | 2.8655
2010-10-09 | 17:00 | 4684.5267 | 158.4633 | 4842.99 | 176.0891 | 5019.0791 | 334.5524 | 4684.5267 | 21.7531 | 4662.7735 | 156.9951 | 4819.7686 | 175.4562 | 4995.2248 | 332.4512 | 2.1012
2010-10-09 | 18:00 | 4755.5455 | 163.3045 | 4918.85 | 178.1425 | 5096.9925 | 341.447 | 4755.5455 | 9.623 | 4745.9225 | 162.6442 | 4908.5667 | 177.8654 | 5086.4322 | 340.5097 | 0.93732
2010-10-09 | 19:00 | 4817.1567 | 167.5633 | 4984.72 | 179.9079 | 5164.6279 | 347.4712 | 4817.1567 | 0 | 4817.1567 | 167.5633 | 4984.72 | 179.9079 | 5164.6279 | 347.4712 | 0
2010-10-09 | 20:00 | 4813.2298 | 167.2902 | 4980.52 | 179.7958 | 5160.3158 | 347.086 | 4813.2298 | 0 | 4813.2298 | 167.2902 | 4980.52 | 179.7958 | 5160.3158 | 347.086 | 0
2010-10-09 | 21:00 | 4658.062 | 156.678 | 4814.74 | 175.3189 | 4990.0589 | 331.9968 | 4658.062 | 0 | 4658.062 | 156.678 | 4814.74 | 175.3189 | 4990.0589 | 331.9968 | 0
2010-10-09 | 22:00 | 4418.6254 | 140.9846 | 4559.61 | 168.2261 | 4727.8361 | 309.2108 | 4418.6254 | 0 | 4418.6254 | 140.9846 | 4559.61 | 168.2261 | 4727.8361 | 309.2108 | 0
2010-10-09 | 23:00 | 4097.1724 | 121.2176 | 4218.39 | 158.3557 | 4376.7457 | 279.5734 | 4097.1724 | 0 | 4097.1724 | 121.2176 | 4218.39 | 158.3557 | 4376.7457 | 279.5734 | 0
2010-10-09 | 24:00 | 3809.1747 | 104.7753 | 3913.95 | 149.178 | 4063.128 | 253.9533 | 3809.1747 | 0 | 3809.1747 | 104.7753 | 3913.95 | 149.178 | 4063.128 | 253.9533 | 0
2010-10-10 | 1:00 | 3663.0776 | 96.8924 | 3759.97 | 144.4027 | 3904.3727 | 241.2951 | 3663.0776 | 0 | 3663.0776 | 96.8924 | 3759.97 | 144.4027 | 3904.3727 | 241.2951 | 0
2010-10-10 | 2:00 | 3513.7846 | 89.1554 | 3602.94 | 139.4406 | 3742.3806 | 228.596 | 3513.7846 | 0 | 3513.7846 | 89.1554 | 3602.94 | 139.4406 | 3742.3806 | 228.596 | 0
2010-10-10 | 3:00 | 3461.5649 | 86.5251 | 3548.09 | 137.6854 | 3685.7754 | 224.2105 | 3461.5649 | 0 | 3461.5649 | 86.5251 | 3548.09 | 137.6854 | 3685.7754 | 224.2105 | 0
2010-10-10 | 4:00 | 3440.2092 | 85.4608 | 3525.67 | 136.9647 | 3662.6347 | 222.4255 | 3440.2092 | 0 | 3440.2092 | 85.4608 | 3525.67 | 136.9647 | 3662.6347 | 222.4255 | 0
2010-10-10 | 5:00 | 3518.4478 | 89.3922 | 3607.84 | 139.5968 | 3747.4368 | 228.989 | 3518.4478 | 0 | 3518.4478 | 89.3922 | 3607.84 | 139.5968 | 3747.4368 | 228.989 | 0
2010-10-10 | 6:00 | 3819.5909 | 105.3491 | 3924.94 | 149.5154 | 4074.4554 | 254.8645 | 3819.5909 | 0 | 3819.5909 | 105.3491 | 3924.94 | 149.5154 | 4074.4554 | 254.8645 | 0
2010-10-10 | 7:00 | 4300.4554 | 133.5446 | 4434 | 164.6438 | 4598.6438 | 298.1884 | 4300.4554 | 0 | 4300.4554 | 133.5446 | 4434 | 164.6438 | 4598.6438 | 298.1884 | 0
2010-10-10 | 8:00 | 4647.4454 | 155.9646 | 4803.41 | 175.0091 | 4978.4191 | 330.9737 | 4647.4454 | 0.12773 | 4647.3177 | 155.956 | 4803.2737 | 175.0054 | 4978.2791 | 330.9614 | 0.012303
2010-10-10 | 9:00 | 4756.0134 | 163.3366 | 4919.35 | 178.156 | 5097.506 | 341.4926 | 4756.0134 | 5.9402 | 4750.0732 | 162.9288 | 4913.002 | 177.985 | 5090.987 | 340.9138 | 0.57874
2010-10-10 | 10:00 | 4829.9364 | 168.4536 | 4998.39 | 180.2722 | 5178.6622 | 348.7257 | 4829.9364 | 15.069 | 4814.8674 | 167.4041 | 4982.2715 | 179.8426 | 5162.1141 | 347.2466 | 1.4791
2010-10-10 | 11:00 | 4851.1252 | 169.9348 | 5021.06 | 180.8748 | 5201.9348 | 350.8096 | 4851.1252 | 20.8892 | 4830.236 | 168.4744 | 4998.7105 | 180.2807 | 5178.9912 | 348.7552 | 2.0544
2010-10-10 | 12:00 | 4867.1226 | 171.0574 | 5038.18 | 181.3286 | 5219.5086 | 352.386 | 4867.1226 | 19.3275 | 4847.7951 | 169.7016 | 5017.4966 | 180.7802 | 5198.2769 | 350.4818 | 1.9042
2010-10-10 | 13:00 | 4850.5645 | 169.8955 | 5020.46 | 180.8589 | 5201.3189 | 350.7544 | 4850.5645 | 23.5403 | 4827.0242 | 168.2505 | 4995.2746 | 180.1892 | 5175.4639 | 348.4397 | 2.3147
2010-10-10 | 14:00 | 4856.1621 | 170.2879 | 5026.45 | 181.0178 | 5207.4678 | 351.3057 | 4856.1621 | 24.7539 | 4831.4083 | 168.5562 | 4999.9645 | 180.3141 | 5180.2786 | 348.8703 | 2.4353
2010-10-10 | 15:00 | 4769.8422 | 164.2878 | 4934.13 | 178.5535 | 5112.6835 | 342.8413 | 4769.8422 | 21.5101 | 4748.3321 | 162.8094 | 4911.1415 | 177.9349 | 5089.0764 | 340.7443 | 2.097
2010-10-10 | 16:00 | 4781.0212 | 165.0588 | 4946.08 | 178.8743 | 5124.9543 | 343.9331 | 4781.0212 | 15.0605 | 4765.9607 | 164.0205 | 4929.9813 | 178.442 | 5108.4232 | 342.4625 | 1.4705
2010-10-10 | 17:00 | 4816.549 | 167.521 | 4984.07 | 179.8905 | 5163.9605 | 347.4116 | 4816.549 | 8.8698 | 4807.6792 | 166.9046 | 4974.5838 | 179.6373 | 5154.2211 | 346.5419 | 0.86967
2010-10-10 | 18:00 | 4823.2337 | 167.9863 | 4991.22 | 180.0812 | 5171.3012 | 348.0675 | 4823.2337 | 5.6582 | 4817.5754 | 167.5924 | 4985.1679 | 179.9198 | 5165.0877 | 347.5123 | 0.55527
2010-10-10 | 19:00 | 4829.7775 | 168.4425 | 4998.22 | 180.2677 | 5178.4877 | 348.7101 | 4829.7775 | 0 | 4829.7775 | 168.4425 | 4998.22 | 180.2677 | 5178.4877 | 348.7101 | 0
2010-10-10 | 20:00 | 4783.7619 | 165.2481 | 4949.01 | 178.9529 | 5127.9629 | 344.201 | 4783.7619 | 0 | 4783.7619 | 165.2481 | 4949.01 | 178.9529 | 5127.9629 | 344.201 | 0
2010-10-10 | 21:00 | 4666.4943 | 157.2457 | 4823.74 | 175.5646 | 4999.3046 | 332.8103 | 4666.4943 | 0 | 4666.4943 | 157.2457 | 4823.74 | 175.5646 | 4999.3046 | 332.8103 | 0
2010-10-10 | 22:00 | 4419.7722 | 141.0578 | 4560.83 | 168.2607 | 4729.0907 | 309.3185 | 4419.7722 | 0 | 4419.7722 | 141.0578 | 4560.83 | 168.2607 | 4729.0907 | 309.3185 | 0
2010-10-10 | 23:00 | 4107.8497 | 121.8503 | 4229.7 | 158.6899 | 4388.3899 | 280.5402 | 4107.8497 | 0 | 4107.8497 | 121.8503 | 4229.7 | 158.6899 | 4388.3899 | 280.5402 | 0
2010-10-10 | 24:00 | 3804.6343 | 104.5257 | 3909.16 | 149.0308 | 4058.1908 | 253.5565 | 3804.6343 | 0 | 3804.6343 | 104.5257 | 3909.16 | 149.0308 | 4058.1908 | 253.5565 | 0
2010-10-11 | 1:00 | 3615.1277 | 94.3723 | 3709.5 | 142.818 | 3852.318 | 237.1903 | 3615.1277 | 0 | 3615.1277 | 94.3723 | 3709.5 | 142.818 | 3852.318 | 237.1903 | 0
2010-10-11 | 2:00 | 3512.1952 | 89.0748 | 3601.27 | 139.3873 | 3740.6573 | 228.4621 | 3512.1952 | 0 | 3512.1952 | 89.0748 | 3601.27 | 139.3873 | 3740.6573 | 228.4621 | 0
2010-10-11 | 3:00 | 3427.3566 | 84.8234 | 3512.18 | 136.5301 | 3648.7101 | 221.3536 | 3427.3566 | 0 | 3427.3566 | 84.8234 | 3512.18 | 136.5301 | 3648.7101 | 221.3536 | 0
2010-10-11 | 4:00 | 3408.2687 | 83.8813 | 3492.15 | 135.8836 | 3628.0336 | 219.7649 | 3408.2687 | 0 | 3408.2687 | 83.8813 | 3492.15 | 135.8836 | 3628.0336 | 219.7649 | 0
2010-10-11 | 5:00 | 3459.1839 | 86.4061 | 3545.59 | 137.6051 | 3683.1951 | 224.0113 | 3459.1839 | 0 | 3459.1839 | 86.4061 | 3545.59 | 137.6051 | 3683.1951 | 224.0113 | 0
2010-10-11 | 6:00 | 3726.8733 | 100.2967 | 3827.17 | 146.4977 | 3973.6677 | 246.7944 | 3726.8733 | 0 | 3726.8733 | 100.2967 | 3827.17 | 146.4977 | 3973.6677 | 246.7944 | 0
2010-10-11 | 7:00 | 4209.1368 | 127.9332 | 4337.07 | 161.8387 | 4498.9087 | 289.7719 | 4209.1368 | 0 | 4209.1368 | 127.9332 | 4337.07 | 161.8387 | 4498.9087 | 289.7719 | 0
2010-10-11 | 8:00 | 4528.1496 | 148.0604 | 4676.21 | 171.4982 | 4847.7082 | 319.5586 | 4528.1496 | 0.30874 | 4527.8409 | 148.0402 | 4675.8811 | 171.489 | 4847.3701 | 319.5292 | 0.029347
2010-10-11 | 9:00 | 4579.7743 | 151.4557 | 4731.23 | 173.0243 | 4904.2543 | 324.48 | 4579.7743 | 8.2749 | 4571.4995 | 150.9088 | 4722.4083 | 172.7804 | 4895.1887 | 323.6892 | 0.79074
2010-10-11 | 10:00 | 4586.1147 | 151.8753 | 4737.99 | 173.211 | 4911.201 | 325.0864 | 4586.1147 | 21.2823 | 4564.8324 | 150.469 | 4715.3014 | 172.5837 | 4887.8851 | 323.0527 | 2.0337
2010-10-11 | 11:00 | 4601.6444 | 152.9056 | 4754.55 | 173.6677 | 4928.2177 | 326.5733 | 4601.6444 | 26.6197 | 4575.0247 | 151.1417 | 4726.1664 | 172.8843 | 4899.0507 | 324.026 | 2.5473
2010-10-11 | 12:00 | 4586.2179 | 151.8821 | 4738.1 | 173.2141 | 4911.3141 | 325.0962 | 4586.2179 | 33.3697 | 4552.8481 | 149.68 | 4702.5281 | 172.2296 | 4874.7577 | 321.9096 | 3.1866
2010-10-11 | 13:00 | 4563.527 | 150.383 | 4713.91 | 172.5451 | 4886.4551 | 322.9281 | 4563.527 | 36.7935 | 4526.7335 | 147.9678 | 4674.7013 | 171.4562 | 4846.1575 | 319.424 | 3.5041
2010-10-11 | 14:00 | 4545.1648 | 149.1752 | 4694.34 | 172.0023 | 4866.3423 | 321.1775 | 4545.1648 | 38.8086 | 4506.3562 | 146.6386 | 4652.9948 | 170.8508 | 4823.8457 | 317.4894 | 3.6881
2010-10-11 | 15:00 | 4500.7275 | 146.2725 | 4647 | 170.6833 | 4817.6833 | 316.9558 | 4500.7275 | 33.5942 | 4467.1332 | 144.0971 | 4611.2303 | 169.6811 | 4780.9114 | 313.7781 | 3.1777
2010-10-11 | 16:00 | 4458.4336 | 143.5364 | 4601.97 | 169.4208 | 4771.3908 | 312.9572 | 4458.4336 | 28.0206 | 4430.4131 | 141.7378 | 4572.1509 | 168.5805 | 4740.7314 | 310.3184 | 2.6388
2010-10-11 | 17:00 | 4485.1202 | 145.2598 | 4630.38 | 170.2182 | 4800.5982 | 315.4781 | 4485.1202 | 20.5729 | 4464.5473 | 143.9303 | 4608.4776 | 169.6037 | 4778.0813 | 313.534 | 1.944
2010-10-11 | 18:00 | 4521.8794 | 147.6506 | 4669.53 | 171.3121 | 4840.8421 | 318.9627 | 4521.8794 | 8.9582 | 4512.9212 | 147.0662 | 4659.9874 | 171.046 | 4831.0334 | 318.1122 | 0.85053
2010-10-11 | 19:00 | 4573.8462 | 151.0638 | 4724.91 | 172.8496 | 4897.7596 | 323.9134 | 4573.8462 | 0 | 4573.8462 | 151.0638 | 4724.91 | 172.8496 | 4897.7596 | 323.9134 | 0
2010-10-11 | 20:00 | 4555.4771 | 149.8529 | 4705.33 | 172.3073 | 4877.6373 | 322.1602 | 4555.4771 | 0 | 4555.4771 | 149.8529 | 4705.33 | 172.3073 | 4877.6373 | 322.1602 | 0
2010-10-11 | 21:00 | 4418.5784 | 140.9816 | 4559.56 | 168.2247 | 4727.7847 | 309.2063 | 4418.5784 | 0 | 4418.5784 | 140.9816 | 4559.56 | 168.2247 | 4727.7847 | 309.2063 | 0
2010-10-11 | 22:00 | 4258.263 | 130.937 | 4389.2 | 163.3517 | 4552.5517 | 294.2887 | 4258.263 | 0 | 4258.263 | 130.937 | 4389.2 | 163.3517 | 4552.5517 | 294.2887 | 0
2010-10-11 | 23:00 | 3999.2286 | 115.4914 | 4114.72 | 155.2698 | 4269.9898 | 270.7612 | 3999.2286 | 0 | 3999.2286 | 115.4914 | 4114.72 | 155.2698 | 4269.9898 | 270.7612 | 0
2010-10-11 | 24:00 | 3768.965 | 102.575 | 3871.54 | 147.8717 | 4019.4117 | 250.4467 | 3768.965 | 0 | 3768.965 | 102.575 | 3871.54 | 147.8717 | 4019.4117 | 250.4467 | 0
2010-10-12 | 1:00 | 3569.5522 | 92.0078 | 3661.56 | 141.3039 | 3802.8639 | 233.3117 | 3569.5522 | 0 | 3569.5522 | 92.0078 | 3661.56 | 141.3039 | 3802.8639 | 233.3117 | 0
2010-10-12 | 2:00 | 3485.4373 | 87.7227 | 3573.16 | 138.489 | 3711.649 | 226.2117 | 3485.4373 | 0 | 3485.4373 | 87.7227 | 3573.16 | 138.489 | 3711.649 | 226.2117 | 0
2010-10-12 | 3:00 | 3415.1116 | 84.2184 | 3499.33 | 136.1155 | 3635.4455 | 220.334 | 3415.1116 | 0 | 3415.1116 | 84.2184 | 3499.33 | 136.1155 | 3635.4455 | 220.334 | 0
2010-10-12 | 4:00 | 3376.8959 | 82.3441 | 3459.24 | 134.8181 | 3594.0581 | 217.1622 | 3376.8959 | 0 | 3376.8959 | 82.3441 | 3459.24 | 134.8181 | 3594.0581 | 217.1622 | 0
2010-10-12 | 5:00 | 3424.1073 | 84.6627 | 3508.77 | 136.4202 | 3645.1902 | 221.0828 | 3424.1073 | 0 | 3424.1073 | 84.6627 | 3508.77 | 136.4202 | 3645.1902 | 221.0828 | 0
2010-10-12 | 6:00 | 3504.1146 | 88.6654 | 3592.78 | 139.1163 | 3731.8963 | 227.7817 | 3504.1146 | 0 | 3504.1146 | 88.6654 | 3592.78 | 139.1163 | 3731.8963 | 227.7817 | 0
2010-10-12 | 7:00 | 3672.5461 | 97.3939 | 3769.94 | 144.7146 | 3914.6546 | 242.1085 | 3672.5461 | 0 | 3672.5461 | 97.3939 | 3769.94 | 144.7146 | 3914.6546 | 242.1085 | 0
2010-10-12 | 8:00 | 3849.4096 | 107.0004 | 3956.41 | 150.479 | 4106.889 | 257.4794 | 3849.4096 | 0.28537 | 3849.1242 | 106.9846 | 3956.1088 | 150.4698 | 4106.5786 | 257.4544 | 0.02507
2010-10-12 | 9:00 | 4038.3764 | 117.7636 | 4156.14 | 156.5076 | 4312.6476 | 274.2712 | 4038.3764 | 7.8455 | 4030.5309 | 117.3064 | 4147.8374 | 156.26 | 4304.0974 | 273.5664 | 0.70473
2010-10-12 | 10:00 | 4166.7692 | 125.3708 | 4292.14 | 160.5264 | 4452.6664 | 285.8971 | 4166.7692 | 21.6092 | 4145.1601 | 124.0738 | 4269.2338 | 159.8544 | 4429.0882 | 283.9281 | 1.969
2010-10-12 | 11:00 | 4233.0208 | 129.3892 | 4362.41 | 162.5754 | 4524.9854 | 291.9647 | 4233.0208 | 30.5688 | 4202.4519 | 127.5272 | 4329.9791 | 161.6321 | 4491.6112 | 289.1593 | 2.8054
2010-10-12 | 12:00 | 4257.0572 | 130.8628 | 4387.92 | 163.3147 | 4551.2347 | 294.1775 | 4257.0572 | 35.7966 | 4221.2606 | 128.6713 | 4349.9319 | 162.2129 | 4512.1448 | 290.8842 | 3.2933
2010-10-12 | 13:00 | 4202.5282 | 127.5318 | 4330.06 | 161.6344 | 4491.6944 | 289.1663 | 4202.5282 | 41.3175 | 4161.2107 | 125.0365 | 4286.2472 | 160.3537 | 4446.6009 | 285.3902 | 3.7761
2010-10-12 | 14:00 | 4117.6289 | 122.4311 | 4240.06 | 158.9957 | 4399.0557 | 281.4268 | 4117.6289 | 40.7424 | 4076.8865 | 120.0203 | 4196.9068 | 157.7196 | 4354.6264 | 277.7398 | 3.6869
2010-10-12 | 15:00 | 4135.3055 | 123.4845 | 4258.79 | 159.5473 | 4418.3373 | 283.0319 | 4135.3055 | 38.1293 | 4097.1762 | 121.2179 | 4218.3941 | 158.3559 | 4376.7499 | 279.5737 | 3.4581
2010-10-12 | 16:00 | 4141.8918 | 123.8782 | 4265.77 | 159.7526 | 4425.5226 | 283.6308 | 4141.8918 | 31.8699 | 4110.0219 | 121.9792 | 4232.0011 | 158.7579 | 4390.759 | 280.737 | 2.8937
2010-10-12 | 17:00 | 4182.001 | 126.289 | 4308.29 | 160.9989 | 4469.2889 | 287.288 | 4182.001 | 22.0909 | 4159.9101 | 124.9583 | 4284.8685 | 160.3132 | 4445.1817 | 285.2716 | 2.0164
2010-10-12 | 18:00 | 4239.4382 | 129.7818 | 4369.22 | 162.773 | 4531.993 | 292.5549 | 4239.4382 | 9.9627 | 4229.4754 | 129.1726 | 4358.648 | 162.4662 | 4521.1142 | 291.6388 | 0.91608
2010-10-12 | 19:00 | 4323.5097 | 134.9803 | 4458.49 | 165.3469 | 4623.8369 | 300.3272 | 4323.5097 | 0 | 4323.5097 | 134.9803 | 4458.49 | 165.3469 | 4623.8369 | 300.3272 | 0
2010-10-12 | 20:00 | 4306.1703 | 133.8997 | 4440.07 | 164.8183 | 4604.8883 | 298.718 | 4306.1703 | 0 | 4306.1703 | 133.8997 | 4440.07 | 164.8183 | 4604.8883 | 298.718 | 0
2010-10-12 | 21:00 | 4208.3166 | 127.8834 | 4336.2 | 161.8133 | 4498.0133 | 289.6967 | 4208.3166 | 0 | 4208.3166 | 127.8834 | 4336.2 | 161.8133 | 4498.0133 | 289.6967 | 0
2010-10-12 | 22:00 | 4052.2083 | 118.5717 | 4170.78 | 156.9436 | 4327.7236 | 275.5152 | 4052.2083 | 0 | 4052.2083 | 118.5717 | 4170.78 | 156.9436 | 4327.7236 | 275.5152 | 0
2010-10-12 | 23:00 | 3859.7158 | 107.5742 | 3967.29 | 150.8113 | 4118.1013 | 258.3854 | 3859.7158 | 0 | 3859.7158 | 107.5742 | 3967.29 | 150.8113 | 4118.1013 | 258.3854 | 0
2010-10-12 | 24:00 | 3654.7858 | 96.4542 | 3751.24 | 144.1293 | 3895.3693 | 240.5835 | 3654.7858 | 0 | 3654.7858 | 96.4542 | 3751.24 | 144.1293 | 3895.3693 | 240.5835 | 0
2010-10-13 | 1:00 | 3502.8677 | 88.6023 | 3591.47 | 139.0745 | 3730.5445 | 227.6768 | 3502.8677 | 0 | 3502.8677 | 88.6023 | 3591.47 | 139.0745 | 3730.5445 | 227.6768 | 0
2010-10-13 | 2:00 | 3425.7081 | 84.7419 | 3510.45 | 136.4743 | 3646.9243 | 221.2162 | 3425.7081 | 0 | 3425.7081 | 84.7419 | 3510.45 | 136.4743 | 3646.9243 | 221.2162 | 0
2010-10-13 | 3:00 | 3357.3179 | 81.3921 | 3438.71 | 134.1513 | 3572.8613 | 215.5434 | 3357.3179 | 0 | 3357.3179 | 81.3921 | 3438.71 | 134.1513 | 3572.8613 | 215.5434 | 0
2010-10-13 | 4:00 | 3330.7509 | 80.1091 | 3410.86 | 133.2442 | 3544.1042 | 213.3533 | 3330.7509 | 0 | 3330.7509 | 80.1091 | 3410.86 | 133.2442 | 3544.1042 | 213.3533 | 0
2010-10-13 | 5:00 | 3341.9417 | 80.6483 | 3422.59 | 133.6266 | 3556.2166 | 214.2749 | 3341.9417 | 0 | 3341.9417 | 80.6483 | 3422.59 | 133.6266 | 3556.2166 | 214.2749 | 0
2010-10-13 | 6:00 | 3409.5554 | 83.9446 | 3493.5 | 135.9272 | 3629.4272 | 219.8718 | 3409.5554 | 0 | 3409.5554 | 83.9446 | 3493.5 | 135.9272 | 3629.4272 | 219.8718 | 0
2010-10-13 | 7:00 | 3546.2495 | 90.8105 | 3637.06 | 140.5267 | 3777.5867 | 231.3372 | 3546.2495 | 0 | 3546.2495 | 90.8105 | 3637.06 | 140.5267 | 3777.5867 | 231.3372 | 0
2010-10-13 | 8:00 | 3703.8298 | 99.0602 | 3802.89 | 145.7427 | 3948.6327 | 244.803 | 3703.8298 | 0.23405 | 3703.5957 | 99.0477 | 3802.6434 | 145.7351 | 3948.3785 | 244.7828 | 0.020197
2010-10-13 | 9:00 | 3833.1515 | 106.0985 | 3939.25 | 149.954 | 4089.204 | 256.0525 | 3833.1515 | 7.993 | 3825.1585 | 105.6565 | 3930.815 | 149.6955 | 4080.5106 | 255.352 | 0.70048
2010-10-13 | 10:00 | 3943.9303 | 112.3197 | 4056.25 | 153.5114 | 4209.7614 | 265.8311 | 3943.9303 | 21.6708 | 3922.2595 | 111.0887 | 4033.3482 | 152.8191 | 4186.1673 | 263.9079 | 1.9232
2010-10-13 | 11:00 | 3961.261 | 113.309 | 4074.57 | 154.0637 | 4228.6337 | 267.3727 | 3961.261 | 30.8253 | 3930.4357 | 111.5524 | 4041.9881 | 153.0805 | 4195.0686 | 264.6329 | 2.7398
2010-10-13 | 12:00 | 3981.2071 | 114.4529 | 4095.66 | 154.698 | 4250.358 | 269.1509 | 3981.2071 | 37.4878 | 3943.7193 | 112.3076 | 4056.0269 | 153.5046 | 4209.5316 | 265.8123 | 3.3386
2010-10-13 | 13:00 | 3967.1064 | 113.6436 | 4080.75 | 154.2498 | 4234.9998 | 267.8934 | 3967.1064 | 42.1982 | 3924.9082 | 111.2388 | 4036.147 | 152.9038 | 4189.0508 | 264.1426 | 3.7507
2010-10-13 | 14:00 | 3937.1086 | 111.9314 | 4049.04 | 153.2937 | 4202.3337 | 265.2251 | 3937.1086 | 41.6877 | 3895.4208 | 109.5736 | 4004.9945 | 151.9593 | 4156.9538 | 261.533 | 3.6921
2010-10-13 | 15:00 | 3876.754 | 108.526 | 3985.28 | 151.3597 | 4136.6397 | 259.8857 | 3876.754 | 37.302 | 3839.452 | 106.4476 | 3945.8996 | 150.1576 | 4096.0572 | 256.6052 | 3.2806
2010-10-13 | 16:00 | 3868.3822 | 108.0578 | 3976.44 | 151.0904 | 4127.5304 | 259.1482 | 3868.3822 | 27.5526 | 3840.8296 | 106.524 | 3947.3536 | 150.2021 | 4097.5556 | 256.7261 | 2.4221
2010-10-13 | 17:00 | 3951.2245 | 112.7355 | 4063.96 | 153.744 | 4217.704 | 266.4795 | 3951.2245 | 21.9564 | 3929.2681 | 111.4861 | 4040.7541 | 153.0432 | 4193.7974 | 264.5293 | 1.9502
2010-10-13 | 18:00 | 4115.3069 | 122.2931 | 4237.6 | 158.9231 | 4396.5231 | 281.2162 | 4115.3069 | 9.4736 | 4105.8334 | 121.7307 | 4227.5641 | 158.6269 | 4386.1909 | 280.3575 | 0.85863
2010-10-13 | 19:00 | 4310.4632 | 134.1668 | 4444.63 | 164.9493 | 4609.5793 | 299.1161 | 4310.4632 | 0.28383 | 4310.1793 | 134.1492 | 4444.3285 | 164.9406 | 4609.2691 | 299.0898 | 0.026327
2010-10-13 | 20:00 | 4384.6266 | 138.8234 | 4523.45 | 167.201 | 4690.651 | 306.0244 | 4384.6266 | 0 | 4384.6266 | 138.8234 | 4523.45 | 167.201 | 4690.651 | 306.0244 | 0
2010-10-13 | 21:00 | 4263.8493 | 131.2807 | 4395.13 | 163.5232 | 4558.6532 | 294.8039 | 4263.8493 | 0 | 4263.8493 | 131.2807 | 4395.13 | 163.5232 | 4558.6532 | 294.8039 | 0
2010-10-13 | 22:00 | 4107.3777 | 121.8223 | 4229.2 | 158.6752 | 4387.8752 | 280.4974 | 4107.3777 | 0 | 4107.3777 | 121.8223 | 4229.2 | 158.6752 | 4387.8752 | 280.4974 | 0
2010-10-13 | 23:00 | 3858.8918 | 107.5282 | 3966.42 | 150.7847 | 4117.2047 | 258.313 | 3858.8918 | 0 | 3858.8918 | 107.5282 | 3966.42 | 150.7847 | 4117.2047 | 258.313 | 0
2010-10-13 | 24:00 | 3655.4412 | 96.4888 | 3751.93 | 144.1509 | 3896.0809 | 240.6397 | 3655.4412 | 0 | 3655.4412 | 96.4888 | 3751.93 | 144.1509 | 3896.0809 | 240.6397 | 0
2010-10-14 | 1:00 | 3524.7665 | 89.7135 | 3614.48 | 139.8084 | 3754.2884 | 229.522 | 3524.7665 | 0 | 3524.7665 | 89.7135 | 3614.48 | 139.8084 | 3754.2884 | 229.522 | 0
2010-10-14 | 2:00 | 3453.231 | 86.109 | 3539.34 | 137.4043 | 3676.7443 | 223.5133 | 3453.231 | 0 | 3453.231 | 86.109 | 3539.34 | 137.4043 | 3676.7443 | 223.5133 | 0
2010-10-14 | 3:00 | 3451.2402 | 86.0098 | 3537.25 | 137.3372 | 3674.5872 | 223.3469 | 3451.2402 | 0 | 3451.2402 | 86.0098 | 3537.25 | 137.3372 | 3674.5872 | 223.3469 | 0
2010-10-14 | 4:00 | 3476.6015 | 87.2785 | 3563.88 | 138.1918 | 3702.0718 | 225.4703 | 3476.6015 | 0 | 3476.6015 | 87.2785 | 3563.88 | 138.1918 | 3702.0718 | 225.4703 | 0
2010-10-14 | 5:00 | 3579.0993 | 92.5007 | 3671.6 | 141.6217 | 3813.2217 | 234.1223 | 3579.0993 | 0 | 3579.0993 | 92.5007 | 3671.6 | 141.6217 | 3813.2217 | 234.1223 | 0
2010-10-14 | 6:00 | 3913.2794 | 110.5806 | 4023.86 | 152.5317 | 4176.3917 | 263.1124 | 3913.2794 | 0 | 3913.2794 | 110.5806 | 4023.86 | 152.5317 | 4176.3917 | 263.1124 | 0
2010-10-14 | 7:00 | 4416.8299 | 140.8701 | 4557.7 | 168.1721 | 4725.8721 | 309.0422 | 4416.8299 | 0 | 4416.8299 | 140.8701 | 4557.7 | 168.1721 | 4725.8721 | 309.0422 | 0
2010-10-14 | 8:00 | 4763.4895 | 163.8505 | 4927.34 | 178.371 | 5105.711 | 342.2215 | 4763.4895 | 0.35841 | 4763.1311 | 163.8258 | 4926.9569 | 178.3607 | 5105.3176 | 342.1865 | 0.034958
2010-10-14 | 9:00 | 4723.5927 | 161.1173 | 4884.71 | 177.2211 | 5061.9311 | 338.3384 | 4723.5927 | 9.9624 | 4713.6302 | 160.4384 | 4874.0686 | 176.933 | 5051.0016 | 337.3714 | 0.96701
2010-10-14 | 10:00 | 4544.4047 | 149.1253 | 4693.53 | 171.9798 | 4865.5098 | 321.1051 | 4544.4047 | 22.903 | 4521.5017 | 147.626 | 4669.1277 | 171.3009 | 4840.4286 | 318.9269 | 2.1783
2010-10-14 | 11:00 | 4397.4908 | 139.6392 | 4537.13 | 167.5894 | 4704.7194 | 307.2286 | 4397.4908 | 31.7135 | 4365.7774 | 137.6323 | 4503.4097 | 166.6307 | 4670.0404 | 304.2631 | 2.9655
2010-10-14 | 12:00 | 4351.553 | 136.737 | 4488.29 | 166.1994 | 4654.4894 | 302.9364 | 4351.553 | 38.0933 | 4313.4598 | 134.3535 | 4447.8132 | 165.0407 | 4612.8539 | 299.3941 | 3.5423
2010-10-14 | 13:00 | 4352.7385 | 136.8115 | 4489.55 | 166.2354 | 4655.7854 | 303.0469 | 4352.7385 | 41.2841 | 4311.4544 | 134.2286 | 4445.683 | 164.9795 | 4610.6625 | 299.2081 | 3.8388
2010-10-14 | 14:00 | 4284.2688 | 132.5412 | 4416.81 | 164.1489 | 4580.9589 | 296.6901 | 4284.2688 | 42.095 | 4242.1738 | 129.9494 | 4372.1232 | 162.8572 | 4534.9804 | 292.8066 | 3.8835
2010-10-14 | 15:00 | 4217.6582 | 128.4518 | 4346.11 | 162.1018 | 4508.2118 | 290.5536 | 4217.6582 | 39.747 | 4177.9113 | 126.0421 | 4303.9534 | 160.8721 | 4464.8255 | 286.9143 | 3.6393
2010-10-14 | 16:00 | 4241.6997 | 129.9203 | 4371.62 | 162.8426 | 4534.4626 | 292.763 | 4241.6997 | 32.7831 | 4208.9165 | 127.9199 | 4336.8364 | 161.8319 | 4498.6682 | 289.7517 | 3.0112
2010-10-14 | 17:00 | 4391.7173 | 139.2727 | 4530.99 | 167.4152 | 4698.4052 | 306.6879 | 4391.7173 | 22.4809 | 4369.2364 | 137.8505 | 4507.0869 | 166.7355 | 4673.8224 | 304.586 | 2.1019
2010-10-14 | 18:00 | 4535.5362 | 148.5438 | 4684.08 | 171.7172 | 4855.7972 | 320.261 | 4535.5362 | 9.3952 | 4526.1409 | 147.9291 | 4674.07 | 171.4386 | 4845.5086 | 319.3677 | 0.89336
2010-10-14 | 19:00 | 4699.2303 | 159.4597 | 4858.69 | 176.5159 | 5035.2059 | 335.9755 | 4699.2303 | 0.20568 | 4699.0247 | 159.4457 | 4858.4704 | 176.5099 | 5034.9803 | 335.9556 | 0.019922
2010-10-14 | 20:00 | 4742.3224 | 162.3976 | 4904.72 | 177.7617 | 5082.4817 | 340.1592 | 4742.3224 | 0 | 4742.3224 | 162.3976 | 4904.72 | 177.7617 | 5082.4817 | 340.1592 | 0
2010-10-14 | 21:00 | 4614.827 | 153.783 | 4768.61 | 174.0546 | 4942.6646 | 327.8376 | 4614.827 | 0 | 4614.827 | 153.783 | 4768.61 | 174.0546 | 4942.6646 | 327.8376 | 0
2010-10-14 | 22:00 | 4414.1884 | 140.7016 | 4554.89 | 168.0926 | 4722.9826 | 308.7942 | 4414.1884 | 0 | 4414.1884 | 140.7016 | 4554.89 | 168.0926 | 4722.9826 | 308.7942 | 0
2010-10-14 | 23:00 | 4086.3423 | 120.5777 | 4206.92 | 158.0163 | 4364.9363 | 278.594 | 4086.3423 | 0 | 4086.3423 | 120.5777 | 4206.92 | 158.0163 | 4364.9363 | 278.594 | 0
2010-10-14 | 24:00 | 3815.7714 | 105.1386 | 3920.91 | 149.3917 | 4070.3017 | 254.5303 | 3815.7714 | 0 | 3815.7714 | 105.1386 | 3920.91 | 149.3917 | 4070.3017 | 254.5303 | 0
2010-10-15 | 1:00 | 3649.9128 | 96.1972 | 3746.11 | 143.9685 | 3890.0785 | 240.1656 | 3649.9128 | 0 | 3649.9128 | 96.1972 | 3746.11 | 143.9685 | 3890.0785 | 240.1656 | 0
2010-10-15 | 2:00 | 3558.7197 | 91.4503 | 3650.17 | 140.9428 | 3791.1128 | 232.3931 | 3558.7197 | 0 | 3558.7197 | 91.4503 | 3650.17 | 140.9428 | 3791.1128 | 232.3931 | 0
2010-10-15 | 3:00 | 3512.3761 | 89.0839 | 3601.46 | 139.3934 | 3740.8534 | 228.4773 | 3512.3761 | 0 | 3512.3761 | 89.0839 | 3601.46 | 139.3934 | 3740.8534 | 228.4773 | 0
2010-10-15 | 4:00 | 3513.3754 | 89.1346 | 3602.51 | 139.4269 | 3741.9369 | 228.5615 | 3513.3754 | 0 | 3513.3754 | 89.1346 | 3602.51 | 139.4269 | 3741.9369 | 228.5615 | 0
2010-10-15 | 5:00 | 3610.1285 | 94.1115 | 3704.24 | 142.6523 | 3846.8923 | 236.7638 | 3610.1285 | 0 | 3610.1285 | 94.1115 | 3704.24 | 142.6523 | 3846.8923 | 236.7638 | 0
2010-10-15 | 6:00 | 3898.2662 | 109.7338 | 4008 | 152.0506 | 4160.0506 | 261.7844 | 3898.2662 | 0 | 3898.2662 | 109.7338 | 4008 | 152.0506 | 4160.0506 | 261.7844 | 0
2010-10-15 | 7:00 | 4365.1662 | 137.5938 | 4502.76 | 166.6122 | 4669.3722 | 304.206 | 4365.1662 | 0 | 4365.1662 | 137.5938 | 4502.76 | 166.6122 | 4669.3722 | 304.206 | 0
2010-10-15 | 8:00 | 4714.9142 | 160.5258 | 4875.44 | 176.9701 | 5052.4101 | 337.496 | 4714.9142 | 0.21762 | 4714.6966 | 160.511 | 4875.2076 | 176.9638 | 5052.1714 | 337.4749 | 0.021114
2010-10-15 | 9:00 | 4736.7817 | 162.0183 | 4898.8 | 177.6019 | 5076.4019 | 339.6202 | 4736.7817 | 8.3947 | 4728.387 | 161.4445 | 4889.8316 | 177.3596 | 5067.1912 | 338.8041 | 0.81607
2010-10-15 | 10:00 | 4689.0879 | 158.7721 | 4847.86 | 176.2216 | 5024.0816 | 334.9936 | 4689.0879 | 20.928 | 4668.1599 | 157.358 | 4825.5179 | 175.6131 | 5001.131 | 332.9711 | 2.0226
2010-10-15 | 11:00 | 4644.4185 | 155.7615 | 4800.18 | 174.9207 | 4975.1007 | 330.6822 | 4644.4185 | 27.885 | 4616.5335 | 153.8967 | 4770.4302 | 174.1047 | 4944.5349 | 328.0014 | 2.6808
2010-10-15 | 12:00 | 4567.8144 | 150.6656 | 4718.48 | 172.6717 | 4891.1517 | 323.3373 | 4567.8144 | 31.5122 | 4536.3021 | 148.594 | 4684.8961 | 171.7399 | 4856.636 | 320.3339 | 3.0034
2010-10-15 | 13:00 | 4515.28 | 147.22 | 4662.5 | 171.1161 | 4833.6161 | 318.3361 | 4515.28 | 37.2536 | 4478.0264 | 144.8007 | 4622.8271 | 170.0065 | 4792.8336 | 314.8072 | 3.5289
2010-10-15 | 14:00 | 4624.6422 | 154.4378 | 4779.08 | 174.3423 | 4953.4223 | 328.7801 | 4624.6422 | 34.2853 | 4590.3569 | 152.1564 | 4742.5133 | 173.3359 | 4915.8492 | 325.4923 | 3.2878
2010-10-15 | 15:00 | 4598.7656 | 152.7144 | 4751.48 | 173.5831 | 4925.0631 | 326.2975 | 4598.7656 | 37.2045 | 4561.5611 | 150.2534 | 4711.8145 | 172.4871 | 4884.3016 | 322.7405 | 3.557
2010-10-15 | 16:00 | 4593.5517 | 152.3683 | 4745.92 | 173.4299 | 4919.3499 | 325.7981 | 4593.5517 | 31.4591 | 4562.0926 | 150.2884 | 4712.381 | 172.5028 | 4884.8838 | 322.7912 | 3.0069
2010-10-15 | 17:00 | 4621.2019 | 154.2081 | 4775.41 | 174.2415 | 4949.6515 | 328.4496 | 4621.2019 | 21.8199 | 4599.3819 | 152.7553 | 4752.1372 | 173.6012 | 4925.7385 | 326.3566 | 2.0931
2010-10-15 | 18:00 | 4686.7465 | 158.6135 | 4845.36 | 176.1536 | 5021.5136 | 334.7671 | 4686.7465 | 8.9395 | 4677.807 | 158.009 | 4835.816 | 175.8938 | 5011.7098 | 333.9028 | 0.86429
2010-10-15 | 19:00 | 4772.9107 | 164.4993 | 4937.41 | 178.6416 | 5116.0516 | 343.1409 | 4772.9107 | 0.15548 | 4772.7553 | 164.4886 | 4937.2438 | 178.6371 | 5115.8809 | 343.1257 | 0.01518
2010-10-15 | 20:00 | 4777.3169 | 164.8031 | 4942.12 | 178.768 | 5120.888 | 343.5712 | 4777.3169 | 0 | 4777.3169 | 164.8031 | 4942.12 | 178.768 | 5120.888 | 343.5712 | 0
2010-10-15 | 21:00 | 4658.4649 | 156.7051 | 4815.17 | 175.3306 | 4990.5006 | 332.0357 | 4658.4649 | 0 | 4658.4649 | 156.7051 | 4815.17 | 175.3306 | 4990.5006 | 332.0357 | 0
2010-10-15 | 22:00 | 4440.0734 | 142.3566 | 4582.43 | 168.8706 | 4751.3006 | 311.2272 | 4440.0734 | 0 | 4440.0734 | 142.3566 | 4582.43 | 168.8706 | 4751.3006 | 311.2272 | 0
2010-10-15 | 23:00 | 4110.2191 | 121.9909 | 4232.21 | 158.7641 | 4390.9741 | 280.7549 | 4110.2191 | 0 | 4110.2191 | 121.9909 | 4232.21 | 158.7641 | 4390.9741 | 280.7549 | 0
2010-10-15 | 24:00 | 3849.978 | 107.032 | 3957.01 | 150.4973 | 4107.5073 | 257.5294 | 3849.978 | 0 | 3849.978 | 107.032 | 3957.01 | 150.4973 | 4107.5073 | 257.5294 | 0
2010-10-16 | 1:00 | 3712.5052 | 99.5248 | 3812.03 | 146.0272 | 3958.0572 | 245.5521 | 3712.5052 | 0 | 3712.5052 | 99.5248 | 3812.03 | 146.0272 | 3958.0572 | 245.5521 | 0
2010-10-16 | 2:00 | 3601.8116 | 93.6784 | 3695.49 | 142.3764 | 3837.8664 | 236.0548 | 3601.8116 | 0 | 3601.8116 | 93.6784 | 3695.49 | 142.3764 | 3837.8664 | 236.0548 | 0
2010-10-16 | 3:00 | 3562.8475 | 91.6625 | 3654.51 | 141.0805 | 3795.5905 | 232.743 | 3562.8475 | 0 | 3562.8475 | 91.6625 | 3654.51 | 141.0805 | 3795.5905 | 232.743 | 0
2010-10-16 | 4:00 | 3549.8263 | 90.9937 | 3640.82 | 140.6461 | 3781.4661 | 231.6399 | 3549.8263 | 0 | 3549.8263 | 90.9937 | 3640.82 | 140.6461 | 3781.4661 | 231.6399 | 0
2010-10-16 | 5:00 | 3641.344 | 95.746 | 3737.09 | 143.6855 | 3880.7755 | 239.4315 | 3641.344 | 0 | 3641.344 | 95.746 | 3737.09 | 143.6855 | 3880.7755 | 239.4315 | 0
2010-10-16 | 6:00 | 3960.4381 | 113.2619 | 4073.7 | 154.0375 | 4227.7375 | 267.2994 | 3960.4381 | 0 | 3960.4381 | 113.2619 | 4073.7 | 154.0375 | 4227.7375 | 267.2994 | 0
2010-10-16 | 7:00 | 4427.6396 | 141.5604 | 4569.2 | 168.4972 | 4737.6972 | 310.0576 | 4427.6396 | 0 | 4427.6396 | 141.5604 | 4569.2 | 168.4972 | 4737.6972 | 310.0576 | 0
2010-10-16 | 8:00 | 4739.1216 | 162.1784 | 4901.3 | 177.6694 | 5078.9694 | 339.8478 | 4739.1216 | 0.15337 | 4738.9682 | 162.1679 | 4901.1361 | 177.665 | 5078.8011 | 339.8329 | 0.01492
2010-10-16 | 9:00 | 4734.32 | 161.85 | 4896.17 | 177.5309 | 5073.7009 | 339.3808 | 4734.32 | 8.3926 | 4725.9275 | 161.2766 | 4887.2041 | 177.2886 | 5064.4927 | 338.5652 | 0.81564
2010-10-16 | 10:00 | 4717.8727 | 160.7273 | 4878.6 | 177.0557 | 5055.6557 | 337.7831 | 4717.8727 | 22.0185 | 4695.8541 | 159.2306 | 4855.0847 | 176.4179 | 5031.5027 | 335.6485 | 2.1345
2010-10-16 | 11:00 | 4713.0323 | 160.3977 | 4873.43 | 176.9157 | 5050.3457 | 337.3134 | 4713.0323 | 31.9625 | 4681.0698 | 158.2295 | 4839.2993 | 175.9886 | 5015.2879 | 334.2182 | 3.0952
2010-10-16 | 12:00 | 4711.1129 | 160.2671 | 4871.38 | 176.8601 | 5048.2401 | 337.1272 | 4711.1129 | 37.6548 | 4673.4581 | 157.7154 | 4831.1735 | 175.7673 | 5006.9408 | 333.4827 | 3.6445
2010-10-16 | 13:00 | 4670.9536 | 157.5464 | 4828.5 | 175.6944 | 5004.1944 | 333.2408 | 4670.9536 | 41.2391 | 4629.7145 | 154.7768 | 4784.4913 | 174.4908 | 4958.982 | 329.2675 | 3.9732
2010-10-16 | 14:00 | 4685.4914 | 158.5286 | 4844.02 | 176.1171 | 5020.1371 | 334.6457 | 4685.4914 | 40.8525 | 4644.6389 | 155.7763 | 4800.4152 | 174.9271 | 4975.3423 | 330.7034 | 3.9423
2010-10-16 | 15:00 | 4626.995 | 154.595 | 4781.59 | 174.4112 | 4956.0012 | 329.0062 | 4626.995 | 38.4964 | 4588.4986 | 152.0332 | 4740.5319 | 173.2812 | 4913.8131 | 325.3144 | 3.6917
2010-10-16 | 16:00 | 4628.2979 | 154.6821 | 4782.98 | 174.4493 | 4957.4293 | 329.1314 | 4628.2979 | 31.9734 | 4596.3246 | 152.5523 | 4748.8769 | 173.5114 | 4922.3883 | 326.0637 | 3.0677
2010-10-16 | 17:00 | 4648.345 | 156.025 | 4804.37 | 175.0354 | 4979.4054 | 331.0603 | 4648.345 | 22.0766 | 4626.2685 | 154.5464 | 4780.8149 | 174.3899 | 4955.2048 | 328.9364 | 2.124
2010-10-16 | 18:00 | 4711.2253 | 160.2747 | 4871.5 | 176.8634 | 5048.3634 | 337.1381 | 4711.2253 | 8.7155 | 4702.5098 | 159.6823 | 4862.1921 | 176.6109 | 5038.803 | 336.2932 | 0.84489
2010-10-16 | 19:00 | 4791.3194 | 165.7706 | 4957.09 | 179.1694 | 5136.2594 | 344.94 | 4791.3194 | 0.12138 | 4791.198 | 165.7622 | 4956.9602 | 179.1659 | 5136.1261 | 344.9281 | 0.011874
2010-10-16 | 20:00 | 4798.156 | 166.244 | 4964.4 | 179.365 | 5143.765 | 345.6091 | 4798.156 | 0 | 4798.156 | 166.244 | 4964.4 | 179.365 | 5143.765 | 345.6091 | 0
2010-10-16 | 21:00 | 4671.6562 | 157.5938 | 4829.25 | 175.7149 | 5004.9649 | 333.3086 | 4671.6562 | 0 | 4671.6562 | 157.5938 | 4829.25 | 175.7149 | 5004.9649 | 333.3086 | 0
2010-10-16 | 22:00 | 4430.6942 | 141.7558 | 4572.45 | 168.589 | 4741.039 | 310.3448 | 4430.6942 | 0 | 4430.6942 | 141.7558 | 4572.45 | 168.589 | 4741.039 | 310.3448 | 0
2010-10-16 | 23:00 | 4123.4429 | 122.7771 | 4246.22 | 159.1772 | 4405.3972 | 281.9543 | 4123.4429 | 0 | 4123.4429 | 122.7771 | 4246.22 | 159.1772 | 4405.3972 | 281.9543 | 0
2010-10-16 | 24:00 | 3852.081 | 107.149 | 3959.23 | 150.5652 | 4109.7952 | 257.7142 | 3852.081 | 0 | 3852.081 | 107.149 | 3959.23 | 150.5652 | 4109.7952 | 257.7142 | 0
2010-10-17 | 1:00 | 3719.9363 | 99.9237 | 3819.86 | 146.2707 | 3966.1307 | 246.1943 | 3719.9363 | 0 | 3719.9363 | 99.9237 | 3819.86 | 146.2707 | 3966.1307 | 246.1943 | 0
2010-10-17 | 2:00 | 3596.1936 | 93.3864 | 3689.58 | 142.1899 | 3831.7699 | 235.5763 | 3596.1936 | 0 | 3596.1936 | 93.3864 | 3689.58 | 142.1899 | 3831.7699 | 235.5763 | 0
2010-10-17 | 3:00 | 3545.0509 | 90.7491 | 3635.8 | 140.4867 | 3776.2867 | 231.2358 | 3545.0509 | 0 | 3545.0509 | 90.7491 | 3635.8 | 140.4867 | 3776.2867 | 231.2358 | 0
2010-10-17 | 4:00 | 3545.6788 | 90.7812 | 3636.46 | 140.5076 | 3776.9676 | 231.2889 | 3545.6788 | 0 | 3545.6788 | 90.7812 | 3636.46 | 140.5076 | 3776.9676 | 231.2889 | 0
2010-10-17 | 5:00 | 3635.8715 | 95.4585 | 3731.33 | 143.5046 | 3874.8346 | 238.9631 | 3635.8715 | 0 | 3635.8715 | 95.4585 | 3731.33 | 143.5046 | 3874.8346 | 238.9631 | 0
2010-10-17 | 6:00 | 3934.4686 | 111.7814 | 4046.25 | 153.2094 | 4199.4594 | 264.9907 | 3934.4686 | 0 | 3934.4686 | 111.7814 | 4046.25 | 153.2094 | 4199.4594 | 264.9907 | 0
2010-10-17 | 7:00 | 4393.8801 | 139.4099 | 4533.29 | 167.4805 | 4700.7705 | 306.8904 | 4393.8801 | 0 | 4393.8801 | 139.4099 | 4533.29 | 167.4805 | 4700.7705 | 306.8904 | 0
2010-10-17 | 8:00 | 4687.6175 | 158.6725 | 4846.29 | 176.1789 | 5022.4689 | 334.8514 | 4687.6175 | 0.014593 | 4687.6029 | 158.6715 | 4846.2744 | 176.1785 | 5022.4529 | 334.85 | 0.0014117
2010-10-17 | 9:00 | 4643.0503 | 155.6697 | 4798.72 | 174.8807 | 4973.6007 | 330.5504 | 4643.0503 | 5.9823 | 4637.068 | 155.2688 | 4792.3368 | 174.7059 | 4967.0427 | 329.9747 | 0.57573
2010-10-17 | 10:00 | 4478.8181 | 144.8519 | 4623.67 | 170.0302 | 4793.7002 | 314.8821 | 4478.8181 | 21.3483 | 4457.4698 | 143.4743 | 4600.9441 | 169.3919 | 4770.336 | 312.8663 | 2.0158
2010-10-17 | 11:00 | 4396.0898 | 139.5502 | 4535.64 | 167.5471 | 4703.1871 | 307.0973 | 4396.0898 | 26.9382 | 4369.1516 | 137.8452 | 4506.9968 | 166.7329 | 4673.7297 | 304.5781 | 2.5193
2010-10-17 | 12:00 | 4283.9486 | 132.5214 | 4416.47 | 164.1391 | 4580.6091 | 296.6605 | 4283.9486 | 30.5094 | 4253.4392 | 130.6405 | 4384.0797 | 163.2036 | 4547.2832 | 293.844 | 2.8164
2010-10-17 | 13:00 | 4254.5041 | 130.7059 | 4385.21 | 163.2363 | 4548.4463 | 293.9422 | 4254.5041 | 30.276 | 4224.2281 | 128.8523 | 4353.0804 | 162.3044 | 4515.3848 | 291.1567 | 2.7855
2010-10-17 | 14:00 | 4241.0212 | 129.8788 | 4370.9 | 162.8217 | 4533.7217 | 292.7005 | 4241.0212 | 4.053 | 4236.9682 | 129.6307 | 4366.5989 | 162.697 | 4529.2959 | 292.3277 | 0.37287
2010-10-17 | 15:00 | 4188.0079 | 126.6521 | 4314.66 | 161.1851 | 4475.8451 | 287.8371 | 4188.0079 | 7.6993 | 4180.3087 | 126.1868 | 4306.4955 | 160.9465 | 4467.442 | 287.1333 | 0.70384
2010-10-17 | 16:00 | 4219.1663 | 128.5437 | 4347.71 | 162.1483 | 4509.8583 | 290.692 | 4219.1663 | 7.8671 | 4211.2993 | 128.0647 | 4339.364 | 161.9055 | 4501.2695 | 289.9702 | 0.72177
2010-10-17 | 17:00 | 4316.149 | 134.521 | 4450.67 | 165.1227 | 4615.7927 | 299.6437 | 4316.149 | 2.846 | 4313.303 | 134.3437 | 4447.6466 | 165.0359 | 4612.6825 | 299.3796 | 0.26411
2010-10-17 | 18:00 | 4461.2051 | 143.7149 | 4604.92 | 169.5037 | 4774.4237 | 313.2186 | 4461.2051 | 0.88377 | 4460.3214 | 143.6579 | 4603.9793 | 169.4773 | 4773.4566 | 313.1352 | 0.08338
2010-10-17 | 19:00 | 4640.6418 | 155.5082 | 4796.15 | 174.8104 | 4970.9604 | 330.3186 | 4640.6418 | 0 | 4640.6418 | 155.5082 | 4796.15 | 174.8104 | 4970.9604 | 330.3186 | 0
2010-10-17 | 20:00 | 4663.0372 | 157.0128 | 4820.05 | 175.4639 | 4995.5139 | 332.4767 | 4663.0372 | 0 | 4663.0372 | 157.0128 | 4820.05 | 175.4639 | 4995.5139 | 332.4767 | 0
2010-10-17 | 21:00 | 4520.8656 | 147.5844 | 4668.45 | 171.282 | 4839.732 | 318.8664 | 4520.8656 | 0 | 4520.8656 | 147.5844 | 4668.45 | 171.282 | 4839.732 | 318.8664 | 0
2010-10-17 | 22:00 | 4338.135 | 135.895 | 4474.03 | 165.7919 | 4639.8219 | 301.6869 | 4338.135 | 0 | 4338.135 | 135.895 | 4474.03 | 165.7919 | 4639.8219 | 301.6869 | 0
2010-10-17 | 23:00 | 4101.874 | 121.496 | 4223.37 | 158.503 | 4381.873 | 279.999 | 4101.874 | 0 | 4101.874 | 121.496 | 4223.37 | 158.503 | 4381.873 | 279.999 | 0
2010-10-17 | 24:00 | 3813.5062 | 105.0138 | 3918.52 | 149.3183 | 4067.8383 | 254.3321 | 3813.5062 | 0 | 3813.5062 | 105.0138 | 3918.52 | 149.3183 | 4067.8383 | 254.3321 | 0
2010-10-18 | 1:00 | 3636.6981 | 95.5019 | 3732.2 | 143.532 | 3875.732 | 239.0338 | 3636.6981 | 0 | 3636.6981 | 95.5019 | 3732.2 | 143.532 | 3875.732 | 239.0338 | 0
2010-10-18 | 2:00 | 3553.0699 | 91.1601 | 3644.23 | 140.7544 | 3784.9844 | 231.9145 | 3553.0699 | 0 | 3553.0699 | 91.1601 | 3644.23 | 140.7544 | 3784.9844 | 231.9145 | 0
2010-10-18 | 3:00 | 3493.8056 | 88.1444 | 3581.95 | 138.7702 | 3720.7202 | 226.9147 | 3493.8056 | 0 | 3493.8056 | 88.1444 | 3581.95 | 138.7702 | 3720.7202 | 226.9147 | 0
2010-10-18 | 4:00 | 3470.9929 | 86.9971 | 3557.99 | 138.003 | 3695.993 | 225.0001 | 3470.9929 | 0 | 3470.9929 | 86.9971 | 3557.99 | 138.003 | 3695.993 | 225.0001 | 0
2010-10-18 | 5:00 | 3556.1231 | 91.3169 | 3647.44 | 140.8562 | 3788.2962 | 232.1731 | 3556.1231 | 0 | 3556.1231 | 91.3169 | 3647.44 | 140.8562 | 3788.2962 | 232.1731 | 0
2010-10-18 | 6:00 | 3814.2171 | 105.0529 | 3919.27 | 149.3414 | 4068.6114 | 254.3943 | 3814.2171 | 0 | 3814.2171 | 105.0529 | 3919.27 | 149.3414 | 4068.6114 | 254.3943 | 0
2010-10-18 | 7:00 | 4189.3281 | 126.7319 | 4316.06 | 161.226 | 4477.286 | 287.9579 | 4189.3281 | 0 | 4189.3281 | 126.7319 | 4316.06 | 161.226 | 4477.286 | 287.9579 | 0
2010-10-18 | 8:00 | 4513.9751 | 147.1349 | 4661.11 | 171.0773 | 4832.1873 | 318.2122 | 4513.9751 | 0.10717 | 4513.8679 | 147.1279 | 4660.9958 | 171.0742 | 4832.07 | 318.2021 | 0.010171
2010-10-18 | 9:00 | 4527.9619 | 148.0481 | 4676.01 | 171.4926 | 4847.5026 | 319.5407 | 4527.9619 | 8.5111 | 4519.4508 | 147.4921 | 4666.9429 | 171.24 | 4838.1829 | 318.7321 | 0.80865
2010-10-18 | 10:00 | 4389.545 | 139.135 | 4528.68 | 167.3496 | 4696.0296 | 306.4846 | 4389.545 | 21.0835 | 4368.4615 | 137.8016 | 4506.2631 | 166.712 | 4672.9751 | 304.5136 | 1.9709
2010-10-18 | 11:00 | 4314.2004 | 134.3996 | 4448.6 | 165.0633 | 4613.6633 | 299.4629 | 4314.2004 | 29.5922 | 4284.6082 | 132.5622 | 4417.1704 | 164.1593 | 4581.3297 | 296.7215 | 2.7414
2010-10-18 | 12:00 | 4232.3517 | 129.3483 | 4361.7 | 162.5548 | 4524.2548 | 291.9031 | 4232.3517 | 34.5413 | 4197.8104 | 127.2457 | 4325.056 | 161.4885 | 4486.5445 | 288.7342 | 3.169
2010-10-18 | 13:00 | 4211.3898 | 128.0702 | 4339.46 | 161.9083 | 4501.3683 | 289.9785 | 4211.3898 | 33.1393 | 4178.2505 | 126.0626 | 4304.3131 | 160.8827 | 4465.1958 | 286.9453 | 3.0332
2010-10-18 | 14:00 | 4158.8833 | 124.8967 | 4283.78 | 160.2813 | 4444.0613 | 285.178 | 4158.8833 | 36.153 | 4122.7303 | 122.7347 | 4245.465 | 159.155 | 4404.62 | 281.8897 | 3.2883
2010-10-18 | 15:00 | 4164.7978 | 125.2522 | 4290.05 | 160.4651 | 4450.5151 | 285.7173 | 4164.7978 | 35.95 | 4128.8479 | 123.0992 | 4251.947 | 159.3459 | 4411.293 | 282.4451 | 3.2722
2010-10-18 | 16:00 | 4160.836 | 125.014 | 4285.85 | 160.342 | 4446.192 | 285.356 | 4160.836 | 31.5159 | 4129.3201 | 123.1273 | 4252.4474 | 159.3607 | 4411.8081 | 282.488 | 2.868
2010-10-18 | 17:00 | 4268.4649 | 131.5651 | 4400.03 | 163.6648 | 4563.6948 | 295.2299 | 4268.4649 | 21.6787 | 4246.7862 | 130.2321 | 4377.0183 | 162.9991 | 4540.0174 | 293.2312 | 1.9987
2010-10-18 | 18:00 | 4401.5528 | 139.8972 | 4541.45 | 167.7119 | 4709.1619 | 307.6092 | 4401.5528 | 8.1553 | 4393.3975 | 139.3793 | 4532.7768 | 167.4659 | 4700.2427 | 306.8452 | 0.76396
2010-10-18 | 19:00 | 4491.5438 | 145.6762 | 4637.22 | 170.4098 | 4807.6298 | 316.086 | 4491.5438 | 0.065818 | 4491.478 | 145.6719 | 4637.1499 | 170.4078 | 4807.5577 | 316.0797 | 0.0062311
2010-10-18 | 20:00 | 4494.8305 | 145.8895 | 4640.72 | 170.5077 | 4811.2277 | 316.3972 | 4494.8305 | 0 | 4494.8305 | 145.8895 | 4640.72 | 170.5077 | 4811.2277 | 316.3972 | 0
2010-10-18 | 21:00 | 4202.5282 | 127.5318 | 4330.06 | 161.6344 | 4491.6944 | 289.1663 | 4202.5282 | 0 | 4202.5282 | 127.5318 | 4330.06 | 161.6344 | 4491.6944 | 289.1663 | 0
2010-10-18 | 22:00 | 4184.1605 | 126.4195 | 4310.58 | 161.0659 | 4471.6459 | 287.4854 | 4184.1605 | 0 | 4184.1605 | 126.4195 | 4310.58 | 161.0659 | 4471.6459 | 287.4854 | 0
2010-10-18 | 23:00 | 3919.5071 | 110.9329 | 4030.44 | 152.7311 | 4183.1711 | 263.664 | 3919.5071 | 0 | 3919.5071 | 110.9329 | 4030.44 | 152.7311 | 4183.1711 | 263.664 | 0
2010-10-18 | 24:00 | 3689.3431 | 98.2869 | 3787.63 | 145.2671 | 3932.8971 | 243.554 | 3689.3431 | 0 | 3689.3431 | 98.2869 | 3787.63 | 145.2671 | 3932.8971 | 243.554 | 0
2010-10-19 | 1:00 | 3505.7898 | 88.7502 | 3594.54 | 139.1725 | 3733.7125 | 227.9227 | 3505.7898 | 0 | 3505.7898 | 88.7502 | 3594.54 | 139.1725 | 3733.7125 | 227.9227 | 0
2010-10-19 | 2:00 | 3377.8494 | 82.3906 | 3460.24 | 134.8505 | 3595.0905 | 217.2412 | 3377.8494 | 0 | 3377.8494 | 82.3906 | 3460.24 | 134.8505 | 3595.0905 | 217.2412 | 0
2010-10-19 | 3:00 | 3315.8177 | 79.3923 | 3395.21 | 132.7332 | 3527.9432 | 212.1256 | 3315.8177 | 0 | 3315.8177 | 79.3923 | 3395.21 | 132.7332 | 3527.9432 | 212.1256 | 0
2010-10-19 | 4:00 | 3308.2401 | 79.0299 | 3387.27 | 132.4736 | 3519.7436 | 211.5035 | 3308.2401 | 0 | 3308.2401 | 79.0299 | 3387.27 | 132.4736 | 3519.7436 | 211.5035 | 0
2010-10-19 | 5:00 | 3332.4874 | 80.1926 | 3412.68 | 133.3036 | 3545.9836 | 213.4962 | 3332.4874 | 0 | 3332.4874 | 80.1926 | 3412.68 | 133.3036 | 3545.9836 | 213.4962 | 0
2010-10-19 | 6:00 | 3440.1806 | 85.4594 | 3525.64 | 136.9637 | 3662.6037 | 222.4231 | 3440.1806 | 0 | 3440.1806 | 85.4594 | 3525.64 | 136.9637 | 3662.6037 | 222.4231 | 0
2010-10-19 | 7:00 | 3570.5126 | 92.0574 | 3662.57 | 141.3358 | 3803.9058 | 233.3932 | 3570.5126 | 0 | 3570.5126 | 92.0574 | 3662.57 | 141.3358 | 3803.9058 | 233.3932 | 0
2010-10-19 | 8:00 | 3802.5109 | 104.4091 | 3906.92 | 148.9619 | 4055.8819 | 253.371 | 3802.5109 | 0.10709 | 3802.4038 | 104.4032 | 3906.807 | 148.9584 | 4055.7655 | 253.3616 | 0.0093543
2010-10-19 | 9:00 | 3953.5706 | 112.8694 | 4066.44 | 153.8188 | 4220.2588 | 266.6882 | 3953.5706 | 8.0655 | 3945.5051 | 112.4094 | 4057.9145 | 153.5616 | 4211.4761 | 265.971 | 0.71719
2010-10-19 | 10:00 | 4032.5557 | 117.4243 | 4149.98 | 156.3239 | 4306.3039 | 273.7483 | 4032.5557 | 19.4921 | 4013.0635 | 116.2919 | 4129.3554 | 155.7079 | 4285.0633 | 271.9998 | 1.7485
2010-10-19 | 11:00 | 3947.866 | 112.544 | 4060.41 | 153.6369 | 4214.0469 | 266.1809 | 3947.866 | 13.9342 | 3933.9319 | 111.7509 | 4045.6828 | 153.1922 | 4198.875 | 264.9431 | 1.2378
2010-10-19 | 12:00 | 3785.958 | 103.502 | 3889.46 | 148.4245 | 4037.8845 | 251.9265 | 3785.958 | 25.4189 | 3760.5391 | 102.1169 | 3862.6559 | 147.5972 | 4010.2531 | 249.7141 | 2.2125
2010-10-19 | 13:00 | 3668.8329 | 97.1971 | 3766.03 | 144.5923 | 3910.6223 | 241.7894 | 3668.8329 | 21.5628 | 3647.2701 | 96.0579 | 3743.328 | 143.8812 | 3887.2093 | 239.9392 | 1.8503
2010-10-19 | 14:00 | 3588.7403 | 92.9997 | 3681.74 | 141.9423 | 3823.6823 | 234.942 | 3588.7403 | 15.3283 | 3573.412 | 92.2069 | 3665.6189 | 141.4324 | 3807.0513 | 233.6393 | 1.3026
2010-10-19 | 15:00 | 3586.4395 | 92.8805 | 3679.32 | 141.8658 | 3821.1858 | 234.7463 | 3586.4395 | 36.0499 | 3550.3896 | 91.0226 | 3641.4123 | 140.6649 | 3782.0772 | 231.6875 | 3.0587
2010-10-19 | 16:00 | 3605.7753 | 93.8847 | 3699.66 | 142.5079 | 3842.1679 | 236.3926 | 3605.7753 | 27.7466 | 3578.0287 | 92.4453 | 3670.474 | 141.5861 | 3812.0601 | 234.0314 | 2.3612
2010-10-19 | 17:00 | 3749.606 | 101.524 | 3851.13 | 147.2406 | 3998.3706 | 248.7646 | 3749.606 | 21.2219 | 3728.3841 | 100.378 | 3828.7621 | 146.5472 | 3975.3093 | 246.9252 | 1.8394
2010-10-19 | 18:00 | 3959.0098 | 113.1802 | 4072.19 | 153.992 | 4226.182 | 267.1722 | 3959.0098 | 7.9035 | 3951.1063 | 112.7288 | 4063.835 | 153.7402 | 4217.5752 | 266.469 | 0.70326
2010-10-19 | 19:00 | 4140.1085 | 123.7715 | 4263.88 | 159.697 | 4423.577 | 283.4686 | 4140.1085 | 0.044108 | 4140.0644 | 123.7689 | 4263.8333 | 159.6957 | 4423.5289 | 283.4646 | 0.0040116
2010-10-19 | 20:00 | 4180.6713 | 126.2087 | 4306.88 | 160.9577 | 4467.8377 | 287.1664 | 4180.6713 | 0 | 4180.6713 | 126.2087 | 4306.88 | 160.9577 | 4467.8377 | 287.1664 | 0
2010-10-19 | 21:00 | 4067.3978 | 119.4622 | 4186.86 | 157.4215 | 4344.2815 | 276.8837 | 4067.3978 | 0 | 4067.3978 | 119.4622 | 4186.86 | 157.4215 | 4344.2815 | 276.8837 | 0
2010-10-19 | 22:00 | 3903.5108 | 110.0292 | 4013.54 | 152.2188 | 4165.7588 | 262.248 | 3903.5108 | 0 | 3903.5108 | 110.0292 | 4013.54 | 152.2188 | 4165.7588 | 262.248 | 0
2010-10-19 | 23:00 | 3735.3277 | 100.7523 | 3836.08 | 146.7742 | 3982.8542 | 247.5265 | 3735.3277 | 0 | 3735.3277 | 100.7523 | 3836.08 | 146.7742 | 3982.8542 | 247.5265 | 0
2010-10-19 | 24:00 | 3565.3487 | 91.7913 | 3657.14 | 141.1638 | 3798.3038 | 232.9551 | 3565.3487 | 0 | 3565.3487 | 91.7913 | 3657.14 | 141.1638 | 3798.3038 | 232.9551 | 0
2010-10-20 | 1:00 | 3419.8859 | 84.4541 | 3504.34 | 136.2772 | 3640.6172 | 220.7313 | 3419.8859 | 0 | 3419.8859 | 84.4541 | 3504.34 | 136.2772 | 3640.6172 | 220.7313 | 0
2010-10-20 | 2:00 | 3313.031 | 79.259 | 3392.29 | 132.6378 | 3524.9278 | 211.8968 | 3313.031 | 0 | 3313.031 | 79.259 | 3392.29 | 132.6378 | 3524.9278 | 211.8968 | 0
2010-10-20 | 3:00 | 3261.7841 | 76.8259 | 3338.61 | 130.8774 | 3469.4874 | 207.7034 | 3261.7841 | 0 | 3261.7841 | 76.8259 | 3338.61 | 130.8774 | 3469.4874 | 207.7034 | 0
2010-10-20 | 4:00 | 3255.2515 | 76.5185 | 3331.77 | 130.6524 | 3462.4224 | 207.1709 | 3255.2515 | 0 | 3255.2515 | 76.5185 | 3331.77 | 130.6524 | 3462.4224 | 207.1709 | 0
2010-10-20 | 5:00 | 3260.3706 | 76.7594 | 3337.13 | 130.8288 | 3467.9588 | 207.5881 | 3260.3706 | 0 | 3260.3706 | 76.7594 | 3337.13 | 130.8288 | 3467.9588 | 207.5881 | 0
2010-10-20 | 6:00 | 3333.0408 | 80.2192 | 3413.26 | 133.3225 | 3546.5825 | 213.5418 | 3333.0408 | 0 | 3333.0408 | 80.2192 | 3413.26 | 133.3225 | 3546.5825 | 213.5418 | 0
2010-10-20 | 7:00 | 3477.3728 | 87.3172 | 3564.69 | 138.2178 | 3702.9078 | 225.535 | 3477.3728 | 0 | 3477.3728 | 87.3172 | 3564.69 | 138.2178 | 3702.9078 | 225.535 | 0
2010-10-20 | 8:00 | 3611.0314 | 94.1586 | 3705.19 | 142.6822 | 3847.8722 | 236.8408 | 3611.0314 | 0.0072625 | 3611.0242 | 94.1582 | 3705.1824 | 142.682 | 3847.8644 | 236.8402 | 0.00061952
2010-10-20 | 9:00 | 3632.1375 | 95.2625 | 3727.4 | 143.3811 | 3870.7811 | 238.6436 | 3632.1375 | 5.8375 | 3626.3 | 94.9565 | 3721.2565 | 143.188 | 3864.4446 | 238.1445 | 0.4991
2010-10-20 | 10:00 | 3540.3989 | 90.5111 | 3630.91 | 140.3312 | 3771.2412 | 230.8423 | 3540.3989 | 3.3997 | 3536.9992 | 90.3373 | 3627.3365 | 140.2176 | 3767.5541 | 230.555 | 0.28737
2010-10-20 | 11:00 | 3527.4974 | 89.8526 | 3617.35 | 139.8998 | 3757.2498 | 229.7524 | 3527.4974 | 27.8861 | 3499.6113 | 88.4376 | 3588.0489 | 138.9652 | 3727.014 | 227.4028 | 2.3496
2010-10-20 | 12:00 | 3554.0401 | 91.2099 | 3645.25 | 140.7867 | 3786.0367 | 231.9966 | 3554.0401 | 17.053 | 3536.9871 | 90.3367 | 3627.3238 | 140.2172 | 3767.541 | 230.5539 | 1.4427
2010-10-20 | 13:00 | 3581.3909 | 92.6191 | 3674.01 | 141.6979 | 3815.7079 | 234.3171 | 3581.3909 | 35.6659 | 3545.7249 | 90.7836 | 3636.5085 | 140.5092 | 3777.0177 | 231.2928 | 3.0243
2010-10-20 | 14:00 | 3647.234 | 96.056 | 3743.29 | 143.88 | 3887.17 | 239.9361 | 3647.234 | 20.9581 | 3626.2759 | 94.9553 | 3721.2312 | 143.1872 | 3864.4184 | 238.1425 | 1.7936
2010-10-20 | 15:00 | 3735.4321 | 100.7579 | 3836.19 | 146.7776 | 3982.9676 | 247.5355 | 3735.4321 | 15.2447 | 3720.1874 | 99.9372 | 3820.1246 | 146.2789 | 3966.4035 | 246.216 | 1.3195
2010-10-20 | 16:00 | 3890.3703 | 109.2897 | 3999.66 | 151.7972 | 4151.4572 | 261.0869 | 3890.3703 | 31.6709 | 3858.6994 | 107.5175 | 3966.2169 | 150.7785 | 4116.9954 | 258.296 | 2.7909
2010-10-20 | 17:00 | 4012.6331 | 116.2669 | 4128.9 | 155.6943 | 4284.5943 | 271.9612 | 4012.6331 | 21.0636 | 3991.5695 | 115.0495 | 4106.619 | 155.0269 | 4261.6459 | 270.0764 | 1.8848
2010-10-20 | 18:00 | 4145.8075 | 124.1125 | 4269.92 | 159.8745 | 4429.7945 | 283.9871 | 4145.8075 | 7.4889 | 4138.3186 | 123.6645 | 4261.9831 | 159.6413 | 4421.6244 | 283.3058 | 0.68126
2010-10-20 | 19:00 | 4307.2341 | 133.9659 | 4441.2 | 164.8508 | 4606.0508 | 298.8167 | 4307.2341 | 0.016495 | 4307.2176 | 133.9649 | 4441.1825 | 164.8503 | 4606.0327 | 298.8151 | 0.0015295
2010-10-20 | 20:00 | 4320.2813 | 134.7787 | 4455.06 | 165.2486 | 4620.3086 | 300.0273 | 4320.2813 | 0 | 4320.2813 | 134.7787 | 4455.06 | 165.2486 | 4620.3086 | 300.0273 | 0
2010-10-20 | 21:00 | 4145.4678 | 124.0922 | 4269.56 | 159.864 | 4429.424 | 283.9561 | 4145.4678 | 0 | 4145.4678 | 124.0922 | 4269.56 | 159.864 | 4429.424 | 283.9561 | 0
2010-10-20 | 22:00 | 3989.3863 | 114.9237 | 4104.31 | 154.9577 | 4259.2677 | 269.8813 | 3989.3863 | 0 | 3989.3863 | 114.9237 | 4104.31 | 154.9577 | 4259.2677 | 269.8813 | 0
2010-10-20 | 23:00 | 3740.7927 | 101.0473 | 3841.84 | 146.9528 | 3988.7928 | 248.0001 | 3740.7927 | 0 | 3740.7927 | 101.0473 | 3841.84 | 146.9528 | 3988.7928 | 248.0001 | 0
2010-10-20 | 24:00 | 3537.1357 | 90.3443 | 3627.48 | 140.2222 | 3767.7022 | 230.5665 | 3537.1357 | 0 | 3537.1357 | 90.3443 | 3627.48 | 140.2222 | 3767.7022 | 230.5665 | 0
2010-10-21 | 1:00 | 3408.4117 | 83.8883 | 3492.3 | 135.8884 | 3628.1884 | 219.7768 | 3408.4117 | 0 | 3408.4117 | 83.8883 | 3492.3 | 135.8884 | 3628.1884 | 219.7768 | 0
2010-10-21 | 2:00 | 3346.3393 | 80.8607 | 3427.2 | 133.7768 | 3560.9768 | 214.6374 | 3346.3393 | 0 | 3346.3393 | 80.8607 | 3427.2 | 133.7768 | 3560.9768 | 214.6374 | 0
2010-10-21 | 3:00 | 3335.9792 | 80.3608 | 3416.34 | 133.423 | 3549.763 | 213.7837 | 3335.9792 | 0 | 3335.9792 | 80.3608 | 3416.34 | 133.423 | 3549.763 | 213.7837 | 0
2010-10-21 | 4:00 | 3348.9816 | 80.9884 | 3429.97 | 133.867 | 3563.837 | 214.8554 | 3348.9816 | 0 | 3348.9816 | 80.9884 | 3429.97 | 133.867 | 3563.837 | 214.8554 | 0
2010-10-21 | 5:00 | 3467.7361 | 86.8339 | 3554.57 | 137.8933 | 3692.4633 | 224.7273 | 3467.7361 | 0 | 3467.7361 | 86.8339 | 3554.57 | 137.8933 | 3692.4633 | 224.7273 | 0
2010-10-21 | 6:00 | 3797.8943 | 104.1557 | 3902.05 | 148.8121 | 4050.8621 | 252.9678 | 3797.8943 | 0 | 3797.8943 | 104.1557 | 3902.05 | 148.8121 | 4050.8621 | 252.9678 | 0
2010-10-21 | 7:00 | 4309.4464 | 134.1036 | 4443.55 | 164.9183 | 4608.4683 | 299.0218 | 4309.4464 | 0 | 4309.4464 | 134.1036 | 4443.55 | 164.9183 | 4608.4683 | 299.0218 | 0
2010-10-21 | 8:00 | 4728.863 | 161.477 | 4890.34 | 177.3733 | 5067.7133 | 338.8504 | 4728.863 | 0.013329 | 4728.8496 | 161.4761 | 4890.3258 | 177.373 | 5067.6987 | 338.8491 | 0.0012952
2010-10-21 | 9:00 | 4833.7877 | 168.7223 | 5002.51 | 180.3819 | 5182.8919 | 349.1042 | 4833.7877 | 6.6215 | 4827.1662 | 168.2604 | 4995.4265 | 180.1933 | 5175.6198 | 348.4536 | 0.65051
2010-10-21 | 10:00 | 4915.094 | 174.446 | 5089.54 | 182.6833 | 5272.2233 | 357.1293 | 4915.094 | 21.5805 | 4893.5135 | 172.9175 | 5066.431 | 182.075 | 5248.506 | 354.9925 | 2.1368
2010-10-21 | 11:00 | 4986.4893 | 179.5507 | 5166.04 | 184.6827 | 5350.7227 | 364.2334 | 4986.4893 | 26.5345 | 4959.9548 | 177.6449 | 5137.5997 | 183.942 | 5321.5417 | 361.5869 | 2.6465
2010-10-21 | 12:00 | 4959.6098 | 177.6202 | 5137.23 | 183.9324 | 5321.1624 | 361.5526 | 4959.6098 | 34.3222 | 4925.2876 | 175.1703 | 5100.458 | 182.97 | 5283.428 | 358.1404 | 3.4122
2010-10-21 | 13:00 | 4915.813 | 174.497 | 5090.31 | 182.7036 | 5273.0136 | 357.2006 | 4915.813 | 38.7274 | 4877.0856 | 171.7584 | 5048.8441 | 181.6107 | 5230.4548 | 353.3692 | 3.8315
2010-10-21 | 14:00 | 4828.7399 | 168.3701 | 4997.11 | 180.2381 | 5177.3481 | 348.6082 | 4828.7399 | 40.0055 | 4788.7344 | 165.5918 | 4954.3262 | 179.0953 | 5133.4216 | 344.6872 | 3.9211
2010-10-21 | 15:00 | 4736.3511 | 161.9889 | 4898.34 | 177.5895 | 5075.9295 | 339.5783 | 4736.3511 | 33.9344 | 4702.4168 | 159.676 | 4862.0928 | 176.6082 | 5038.701 | 336.2842 | 3.2941
2010-10-21 | 16:00 | 4678.5694 | 158.0606 | 4836.63 | 175.916 | 5012.546 | 333.9765 | 4678.5694 | 30.6603 | 4647.9092 | 155.9957 | 4803.9049 | 175.0226 | 4978.9275 | 331.0183 | 2.9582
2010-10-21 | 17:00 | 4721.0463 | 160.9437 | 4881.99 | 177.1475 | 5059.1375 | 338.0911 | 4721.0463 | 21.0601 | 4699.9862 | 159.511 | 4859.4972 | 176.5378 | 5036.035 | 336.0487 | 2.0424
2010-10-21 | 18:00 | 4803.2059 | 166.5941 | 4969.8 | 179.5095 | 5149.3095 | 346.1036 | 4803.2059 | 7.2599 | 4795.9459 | 166.0909 | 4962.0368 | 179.3018 | 5141.3386 | 345.3927 | 0.71087
2010-10-21 | 19:00 | 4872.0183 | 171.4017 | 5043.42 | 181.4673 | 5224.8873 | 352.869 | 4872.0183 | 0.010529 | 4872.0078 | 171.401 | 5043.4087 | 181.467 | 5224.8757 | 352.868 | 0.001039
2010-10-21 | 20:00 | 4820.2887 | 167.7813 | 4988.07 | 179.9972 | 5168.0672 | 347.7785 | 4820.2887 | 0 | 4820.2887 | 167.7813 | 4988.07 | 179.9972 | 5168.0672 | 347.7785 | 0
2010-10-21 | 21:00 | 4644.3436 | 155.7564 | 4800.1 | 174.9185 | 4975.0185 | 330.675 | 4644.3436 | 0 | 4644.3436 | 155.7564 | 4800.1 | 174.9185 | 4975.0185 | 330.675 | 0
2010-10-21 | 22:00 | 4416.0027 | 140.8173 | 4556.82 | 168.1472 | 4724.9672 | 308.9645 | 4416.0027 | 0 | 4416.0027 | 140.8173 | 4556.82 | 168.1472 | 4724.9672 | 308.9645 | 0
2010-10-21 | 23:00 | 4132.4839 | 123.3161 | 4255.8 | 159.4594 | 4415.2594 | 282.7754 | 4132.4839 | 0 | 4132.4839 | 123.3161 | 4255.8 | 159.4594 | 4415.2594 | 282.7754 | 0
2010-10-21 | 24:00 | 3859.4317 | 107.5583 | 3966.99 | 150.8021 | 4117.7921 | 258.3605 | 3859.4317 | 0 | 3859.4317 | 107.5583 | 3966.99 | 150.8021 | 4117.7921 | 258.3605 | 0
2010-10-22 | 1:00 | 3630.3322 | 95.1678 | 3725.5 | 143.3214 | 3868.8214 | 238.4892 | 3630.3322 | 0 | 3630.3322 | 95.1678 | 3725.5 | 143.3214 | 3868.8214 | 238.4892 | 0
2010-10-22 | 2:00 | 3578.9282 | 92.4918 | 3671.42 | 141.616 | 3813.036 | 234.1078 | 3578.9282 | 0 | 3578.9282 | 92.4918 | 3671.42 | 141.616 | 3813.036 | 234.1078 | 0
2010-10-22 | 3:00 | 3530.409 | 90.001 | 3620.41 | 139.9972 | 3760.4072 | 229.9982 | 3530.409 | 0 | 3530.409 | 90.001 | 3620.41 | 139.9972 | 3760.4072 | 229.9982 | 0
2010-10-22 | 4:00 | 3512.871 | 89.109 | 3601.98 | 139.41 | 3741.39 | 228.519 | 3512.871 | 0 | 3512.871 | 89.109 | 3601.98 | 139.41 | 3741.39 | 228.519 | 0
2010-10-22 | 5:00 | 3610.4897 | 94.1303 | 3704.62 | 142.6643 | 3847.2843 | 236.7946 | 3610.4897 | 0 | 3610.4897 | 94.1303 | 3704.62 | 142.6643 | 3847.2843 | 236.7946 | 0
2010-10-22 | 6:00 | 3893.8355 | 109.4845 | 4003.32 | 151.9085 | 4155.2285 | 261.3929 | 3893.8355 | 0 | 3893.8355 | 109.4845 | 4003.32 | 151.9085 | 4155.2285 | 261.3929 | 0
2010-10-22 | 7:00 | 4452.4111 | 143.1489 | 4595.56 | 169.2405 | 4764.8005 | 312.3893 | 4452.4111 | 0 | 4452.4111 | 143.1489 | 4595.56 | 169.2405 | 4764.8005 | 312.3893 | 0
2010-10-22 | 8:00 | 4780.7873 | 165.0427 | 4945.83 | 178.8676 | 5124.6976 | 343.9102 | 4780.7873 | 0.0084425 | 4780.7789 | 165.0421 | 4945.821 | 178.8673 | 5124.6883 | 343.9094 | 0.000825
2010-10-22 | 9:00 | 4823.2804 | 167.9896 | 4991.27 | 180.0825 | 5171.3525 | 348.0721 | 4823.2804 | 6.1809 | 4817.0995 | 167.5593 | 4984.6588 | 179.9063 | 5164.5651 | 347.4656 | 0.60655
2010-10-22 | 10:00 | 4840.6017 | 169.1983 | 5009.8 | 180.5757 | 5190.3757 | 349.7741 | 4840.6017 | 20.4533 | 4820.1484 | 167.7715 | 4987.9199 | 179.9932 | 5167.9131 | 347.7647 | 2.0093
2010-10-22 | 11:00 | 4839.8072 | 169.1428 | 5008.95 | 180.5531 | 5189.5031 | 349.6959 | 4839.8072 | 28.8462 | 4810.961 | 167.1325 | 4978.0935 | 179.731 | 5157.8246 | 346.8636 | 2.8324
2010-10-22 | 12:00 | 4838.938 | 169.082 | 5008.02 | 180.5284 | 5188.5484 | 349.6104 | 4838.938 | 34.3193 | 4804.6186 | 166.6922 | 4971.3108 | 179.5498 | 5150.8606 | 346.242 | 3.3684
2010-10-22 | 13:00 | 4780.6845 | 165.0355 | 4945.72 | 178.8646 | 5124.5846 | 343.9002 | 4780.6845 | 38.6705 | 4742.0139 | 162.3764 | 4904.3903 | 177.7528 | 5082.1431 | 340.1292 | 3.771
2010-10-22 | 14:00 | 4744.8868 | 162.5732 | 4907.46 | 177.8356 | 5085.2956 | 340.4088 | 4744.8868 | 39.4855 | 4705.4013 | 159.8787 | 4865.28 | 176.6947 | 5041.9747 | 336.5734 | 3.8354
2010-10-22 | 15:00 | 4691.832 | 158.958 | 4850.79 | 176.3012 | 5027.0912 | 335.2592 | 4691.832 | 35.6671 | 4656.1649 | 156.5504 | 4812.7153 | 175.2635 | 4987.9788 | 331.8139 | 3.4453
2010-10-22 | 16:00 | 4691.2982 | 158.9218 | 4850.22 | 176.2857 | 5026.5057 | 335.2075 | 4691.2982 | 29.069 | 4662.2293 | 156.9584 | 4819.1877 | 175.4403 | 4994.628 | 332.3987 | 2.8088
2010-10-22 | 17:00 | 4743.3051 | 162.4649 | 4905.77 | 177.79 | 5083.56 | 340.2549 | 4743.3051 | 19.1602 | 4724.145 | 161.155 | 4885.3 | 177.2371 | 5062.537 | 338.392 | 1.8628
2010-10-22 | 18:00 | 4825.496 | 168.144 | 4993.64 | 180.1457 | 5173.7857 | 348.2896 | 4825.496 | 5.9954 | 4819.5006 | 167.7264 | 4987.227 | 179.9747 | 5167.2018 | 347.7011 | 0.5885
2010-10-22 | 19:00 | 4916.8494 | 174.5706 | 5091.42 | 182.7327 | 5274.1527 | 357.3034 | 4916.8494 | 0.0048407 | 4916.8445 | 174.5703 | 5091.4148 | 182.7326 | 5274.1474 | 357.3029 | 0.00047994
2010-10-22 | 20:00 | 4879.4079 | 171.9221 | 5051.33 | 181.6764 | 5233.0064 | 353.5985 | 4879.4079 | 0 | 4879.4079 | 171.9221 | 5051.33 | 181.6764 | 5233.0064 | 353.5985 | 0
2010-10-22 | 21:00 | 4715.4946 | 160.5654 | 4876.06 | 176.9869 | 5053.0469 | 337.5523 | 4715.4946 | 0 | 4715.4946 | 160.5654 | 4876.06 | 176.9869 | 5053.0469 | 337.5523 | 0
2010-10-22 | 22:00 | 4505.4973 | 146.5827 | 4652.08 | 170.8253 | 4822.9053 | 317.408 | 4505.4973 | 0 | 4505.4973 | 146.5827 | 4652.08 | 170.8253 | 4822.9053 | 317.408 | 0
2010-10-22 | 23:00 | 4227.1589 | 129.0311 | 4356.19 | 162.3948 | 4518.5848 | 291.4259 | 4227.1589 | 0 | 4227.1589 | 129.0311 | 4356.19 | 162.3948 | 4518.5848 | 291.4259 | 0
2010-10-22 | 24:00 | 3955.7179 | 112.9921 | 4068.71 | 153.8872 | 4222.5972 | 266.8793 | 3955.7179 | 0 | 3955.7179 | 112.9921 | 4068.71 | 153.8872 | 4222.5972 | 266.8793 | 0
2010-10-23 | 1:00 | 3775.2999 | 102.9201 | 3878.22 | 148.0779 | 4026.2979 | 250.998 | 3775.2999 | 0 | 3775.2999 | 102.9201 | 3878.22 | 148.0779 | 4026.2979 | 250.998 | 0
2010-10-23 | 2:00 | 3677.1232 | 97.6368 | 3774.76 | 144.8653 | 3919.6253 | 242.5021 | 3677.1232 | 0 | 3677.1232 | 97.6368 | 3774.76 | 144.8653 | 3919.6253 | 242.5021 | 0
2010-10-23 | 3:00 | 3618.663 | 94.557 | 3713.22 | 142.9351 | 3856.1551 | 237.4921 | 3618.663 | 0 | 3618.663 | 94.557 | 3713.22 | 142.9351 | 3856.1551 | 237.4921 | 0
2010-10-23 | 4:00 | 3623.4145 | 94.8055 | 3718.22 | 143.0925 | 3861.3125 | 237.898 | 3623.4145 | 0 | 3623.4145 | 94.8055 | 3718.22 | 143.0925 | 3861.3125 | 237.898 | 0
2010-10-23 | 5:00 | 3711.1479 | 99.4521 | 3810.6 | 145.9827 | 3956.5827 | 245.4348 | 3711.1479 | 0 | 3711.1479 | 99.4521 | 3810.6 | 145.9827 | 3956.5827 | 245.4348 | 0
2010-10-23 | 6:00 | 4015.8751 | 116.4549 | 4132.33 | 155.7968 | 4288.1268 | 272.2517 | 4015.8751 | 0 | 4015.8751 | 116.4549 | 4132.33 | 155.7968 | 4288.1268 | 272.2517 | 0
2010-10-23 | 7:00 | 4523.3531 | 147.7469 | 4671.1 | 171.3559 | 4842.4559 | 319.1027 | 4523.3531 | 0 | 4523.3531 | 147.7469 | 4671.1 | 171.3559 | 4842.4559 | 319.1027 | 0
2010-10-23 | 8:00 | 4864.4784 | 170.8716 | 5035.35 | 181.2537 | 5216.6037 | 352.1253 | 4864.4784 | 0 | 4864.4784 | 170.8716 | 5035.35 | 181.2537 | 5216.6037 | 352.1253 | 0
2010-10-23 | 9:00 | 4795.1259 | 166.0341 | 4961.16 | 179.2783 | 5140.4383 | 345.3125 | 4795.1259 | 0.31815 | 4794.8077 | 166.0121 | 4960.8198 | 179.2692 | 5140.0891 | 345.2813 | 0.031137
2010-10-23 | 10:00 | 4651.8403 | 156.2597 | 4808.1 | 175.1374 | 4983.2374 | 331.3971 | 4651.8403 | 1.5973 | 4650.243 | 156.1524 | 4806.3954 | 175.0908 | 4981.4862 | 331.2432 | 0.15391
2010-10-23 | 11:00 | 4592.2388 | 152.2812 | 4744.52 | 173.3912 | 4917.9112 | 325.6724 | 4592.2388 | 6.4442 | 4585.7947 | 151.8541 | 4737.6488 | 173.2016 | 4910.8504 | 325.0557 | 0.61671
2010-10-23 | 12:00 | 4548.6087 | 149.4013 | 4698.01 | 172.1042 | 4870.1142 | 321.5056 | 4548.6087 | 5.3548 | 4543.2539 | 149.0498 | 4692.3037 | 171.9458 | 4864.2494 | 320.9956 | 0.51002
2010-10-23 | 13:00 | 4553.8914 | 149.7486 | 4703.64 | 172.2605 | 4875.9005 | 322.009 | 4553.8914 | 30.3205 | 4523.5709 | 147.7611 | 4671.332 | 171.3623 | 4842.6944 | 319.1234 | 2.8856
2010-10-23 | 14:00 | 4603.0978 | 153.0022 | 4756.1 | 173.7104 | 4929.8104 | 326.7126 | 4603.0978 | 3.4257 | 4599.6721 | 152.7746 | 4752.4467 | 173.6098 | 4926.0565 | 326.3844 | 0.32828
2010-10-23 | 15:00 | 4575.7785 | 151.1915 | 4726.97 | 172.9066 | 4899.8766 | 324.0981 | 4575.7785 | 3.007 | 4572.7715 | 150.9928 | 4723.7643 | 172.8179 | 4896.5822 | 323.8107 | 0.28731
2010-10-23 | 16:00 | 4629.2634 | 154.7466 | 4784.01 | 174.4776 | 4958.4876 | 329.2242 | 4629.2634 | 6.4451 | 4622.8183 | 154.316 | 4777.1343 | 174.2889 | 4951.4231 | 328.6049 | 0.61932
2010-10-23 | 17:00 | 4706.9463 | 159.9837 | 4866.93 | 176.7395 | 5043.6695 | 336.7232 | 4706.9463 | 1.3818 | 4705.5645 | 159.8898 | 4865.4543 | 176.6994 | 5042.1537 | 336.5893 | 0.13395
2010-10-23 | 18:00 | 4783.7245 | 165.2455 | 4948.97 | 178.9518 | 5127.9218 | 344.1973 | 4783.7245 | 1.6287 | 4782.0958 | 165.133 | 4947.2288 | 178.9051 | 5126.1339 | 344.0381 | 0.15919
2010-10-23 | 19:00 | 4880.9586 | 172.0314 | 5052.99 | 181.7203 | 5234.7103 | 353.7516 | 4880.9586 | 0 | 4880.9586 | 172.0314 | 5052.99 | 181.7203 | 5234.7103 | 353.7516 | 0
2010-10-23 | 20:00 | 4855.3678 | 170.2322 | 5025.6 | 180.9953 | 5206.5953 | 351.2274 | 4855.3678 | 0 | 4855.3678 | 170.2322 | 5025.6 | 180.9953 | 5206.5953 | 351.2274 | 0
2010-10-23 | 21:00 | 4710.7477 | 160.2423 | 4870.99 | 176.8496 | 5047.8396 | 337.0918 | 4710.7477 | 0 | 4710.7477 | 160.2423 | 4870.99 | 176.8496 | 5047.8396 | 337.0918 | 0
2010-10-23 | 22:00 | 4475.5213 | 144.6387 | 4620.16 | 169.9317 | 4790.0917 | 314.5704 | 4475.5213 | 0 | 4475.5213 | 144.6387 | 4620.16 | 169.9317 | 4790.0917 | 314.5704 | 0
2010-10-23 | 23:00 | 4209.1368 | 127.9332 | 4337.07 | 161.8387 | 4498.9087 | 289.7719 | 4209.1368 | 0 | 4209.1368 | 127.9332 | 4337.07 | 161.8387 | 4498.9087 | 289.7719 | 0
2010-10-23 | 24:00 | 3908.471 | 110.309 | 4018.78 | 152.3777 | 4171.1577 | 262.6868 | 3908.471 | 0 | 3908.471 | 110.309 | 4018.78 | 152.3777 | 4171.1577 | 262.6868 | 0
2010-10-24 | 1:00 | 3771.0988 | 102.6912 | 3873.79 | 147.9411 | 4021.7311 | 250.6323 | 3771.0988 | 0 | 3771.0988 | 102.6912 | 3873.79 | 147.9411 | 4021.7311 | 250.6323 | 0
2010-10-24 | 2:00 | 3666.7151 | 97.0849 | 3763.8 | 144.5226 | 3908.3226 | 241.6075 | 3666.7151 | 0 | 3666.7151 | 97.0849 | 3763.8 | 144.5226 | 3908.3226 | 241.6075 | 0
2010-10-24 | 3:00 | 3618.568 | 94.552 | 3713.12 | 142.932 | 3856.052 | 237.484 | 3618.568 | 0 | 3618.568 | 94.552 | 3713.12 | 142.932 | 3856.052 | 237.484 | 0
2010-10-24 | 4:00 | 3607.8569 | 93.9931 | 3701.85 | 142.577 | 3844.427 | 236.5701 | 3607.8569 | 0 | 3607.8569 | 93.9931 | 3701.85 | 142.577 | 3844.427 | 236.5701 | 0
2010-10-24 | 5:00 | 3709.3825 | 99.3575 | 3808.74 | 145.9249 | 3954.6649 | 245.2823 | 3709.3825 | 0 | 3709.3825 | 99.3575 | 3808.74 | 145.9249 | 3954.6649 | 245.2823 | 0
2010-10-24 | 6:00 | 4055.3447 | 118.7553 | 4174.1 | 157.0423 | 4331.1423 | 275.7976 | 4055.3447 | 0 | 4055.3447 | 118.7553 | 4174.1 | 157.0423 | 4331.1423 | 275.7976 | 0
2010-10-24 | 7:00 | 4546.0187 | 149.2313 | 4695.25 | 172.0276 | 4867.2776 | 321.2589 | 4546.0187 | 0 | 4546.0187 | 149.2313 | 4695.25 | 172.0276 | 4867.2776 | 321.2589 | 0
2010-10-24 | 8:00 | 4903.0947 | 173.5953 | 5076.69 | 182.3453 | 5259.0353 | 355.9406 | 4903.0947 | 0 | 4903.0947 | 173.5953 | 5076.69 | 182.3453 | 5259.0353 | 355.9406 | 0
2010-10-24 | 9:00 | 4823.5328 | 168.0072 | 4991.54 | 180.0897 | 5171.6297 | 348.0969 | 4823.5328 | 4.5109 | 4819.0219 | 167.6931 | 4986.715 | 179.9611 | 5166.6761 | 347.6542 | 0.44272
2010-10-24 | 10:00 | 4622.1487 | 154.2713 | 4776.42 | 174.2692 | 4950.6892 | 328.5406 | 4622.1487 | 4.0868 | 4618.0619 | 153.9986 | 4772.0605 | 174.1495 | 4946.21 | 328.1481 | 0.39245
2010-10-24 | 11:00 | 4465.5641 | 143.9959 | 4609.56 | 169.6341 | 4779.1941 | 313.63 | 4465.5641 | 4.2438 | 4461.3203 | 143.7223 | 4605.0426 | 169.5072 | 4774.5498 | 313.2295 | 0.40051
2010-10-24 | 12:00 | 4416.5761 | 140.8539 | 4557.43 | 168.1645 | 4725.5945 | 309.0184 | 4416.5761 | 3.2347 | 4413.3415 | 140.6476 | 4553.9891 | 168.0671 | 4722.0562 | 308.7147 | 0.30361
2010-10-24 | 13:00 | 4437.3951 | 142.1849 | 4579.58 | 168.7902 | 4748.3702 | 310.9751 | 4437.3951 | 3.6285 | 4433.7666 | 141.9525 | 4575.7191 | 168.6813 | 4744.4003 | 310.6337 | 0.34137
2010-10-24 | 14:00 | 4449.2917 | 142.9483 | 4592.24 | 169.147 | 4761.387 | 312.0953 | 4449.2917 | 3.4568 | 4445.8349 | 142.7263 | 4588.5612 | 169.0434 | 4757.6046 | 311.7697 | 0.32565
2010-10-24 | 15:00 | 4337.0152 | 135.8248 | 4472.84 | 165.7579 | 4638.5979 | 301.5827 | 4337.0152 | 2.9945 | 4334.0206 | 135.6373 | 4469.658 | 165.6668 | 4635.3248 | 301.3042 | 0.27855
2010-10-24 | 16:00 | 4315.716 | 134.494 | 4450.21 | 165.1095 | 4615.3195 | 299.6035 | 4315.716 | 2.7512 | 4312.9648 | 134.3226 | 4447.2874 | 165.0256 | 4612.313 | 299.3482 | 0.2553
2010-10-24 | 17:00 | 4412.6373 | 140.6027 | 4553.24 | 168.0459 | 4721.2859 | 308.6487 | 4412.6373 | 3.3841 | 4409.2532 | 140.3872 | 4549.6404 | 167.944 | 4717.5844 | 308.3312 | 0.31749
2010-10-24 | 18:00 | 4611.1144 | 153.5356 | 4764.65 | 173.9457 | 4938.5957 | 327.4814 | 4611.1144 | 0.23332 | 4610.8811 | 153.5201 | 4764.4011 | 173.9389 | 4938.34 | 327.459 | 0.022383
2010-10-24 | 19:00 | 4803.0375 | 166.5825 | 4969.62 | 179.5046 | 5149.1246 | 346.0871 | 4803.0375 | 0 | 4803.0375 | 166.5825 | 4969.62 | 179.5046 | 5149.1246 | 346.0871 | 0
2010-10-24 | 20:00 | 4822.8036 | 167.9564 | 4990.76 | 180.0689 | 5170.8289 | 348.0253 | 4822.8036 | 0 | 4822.8036 | 167.9564 | 4990.76 | 180.0689 | 5170.8289 | 348.0253 | 0
2010-10-24 | 21:00 | 4732.3825 | 161.7175 | 4894.1 | 177.475 | 5071.575 | 339.1925 | 4732.3825 | 0 | 4732.3825 | 161.7175 | 4894.1 | 177.475 | 5071.575 | 339.1925 | 0
2010-10-24 | 22:00 | 4523.2499 | 147.7401 | 4670.99 | 171.3528 | 4842.3428 | 319.0929 | 4523.2499 | 0 | 4523.2499 | 147.7401 | 4670.99 | 171.3528 | 4842.3428 | 319.0929 | 0
2010-10-24 | 23:00 | 4270.5654 | 131.6946 | 4402.26 | 163.7292 | 4565.9892 | 295.4238 | 4270.5654 | 0 | 4270.5654 | 131.6946 | 4402.26 | 163.7292 | 4565.9892 | 295.4238 | 0
2010-10-24 | 24:00 | 4015.1473 | 116.4127 | 4131.56 | 155.7738 | 4287.3338 | 272.1865 | 4015.1473 | 0 | 4015.1473 | 116.4127 | 4131.56 | 155.7738 | 4287.3338 | 272.1865 | 0
2010-10-25 | 1:00 | 3806.4922 | 104.6278 | 3911.12 | 149.091 | 4060.211 | 253.7188 | 3806.4922 | 0 | 3806.4922 | 104.6278 | 3911.12 | 149.091 | 4060.211 | 253.7188 | 0
2010-10-25 | 2:00 | 3700.9061 | 98.9039 | 3799.81 | 145.6468 | 3945.4568 | 244.5507 | 3700.9061 | 0 | 3700.9061 | 98.9039 | 3799.81 | 145.6468 | 3945.4568 | 244.5507 | 0
2010-10-25 | 3:00 | 3642.56 | 95.81 | 3738.37 | 143.7257 | 3882.0957 | 239.5357 | 3642.56 | 0 | 3642.56 | 95.81 | 3738.37 | 143.7257 | 3882.0957 | 239.5357 | 0
2010-10-25 | 4:00 | 3659.345 | 96.695 | 3756.04 | 144.2796 | 3900.3196 | 240.9747 | 3659.345 | 0 | 3659.345 | 96.695 | 3756.04 | 144.2796 | 3900.3196 | 240.9747 | 0
2010-10-25 | 5:00 | 3736.343 | 100.807 | 3837.15 | 146.8074 | 3983.9574 | 247.6144 | 3736.343 | 0 | 3736.343 | 100.807 | 3837.15 | 146.8074 | 3983.9574 | 247.6144 | 0
2010-10-25 | 6:00 | 4005.6381 | 115.8619 | 4121.5 | 155.4728 | 4276.9728 | 271.3348 | 4005.6381 | 0 | 4005.6381 | 115.8619 | 4121.5 | 155.4728 | 4276.9728 | 271.3348 | 0
2010-10-25 | 7:00 | 4487.0079 | 145.3821 | 4632.39 | 170.2745 | 4802.6645 | 315.6567 | 4487.0079 | 0 | 4487.0079 | 145.3821 | 4632.39 | 170.2745 | 4802.6645 | 315.6567 | 0
2010-10-25 | 8:00 | 4843.9851 | 169.4349 | 5013.42 | 180.6719 | 5194.0919 | 350.1069 | 4843.9851 | 0 | 4843.9851 | 169.4349 | 5013.42 | 180.6719 | 5194.0919 | 350.1069 | 0
2010-10-25 | 9:00 | 4761.6837 | 163.7263 | 4925.41 | 178.3191 | 5103.7291 | 342.0454 | 4761.6837 | 0.31837 | 4761.3653 | 163.7044 | 4925.0697 | 178.3099 | 5103.3796 | 342.0143 | 0.031047
2010-10-25 | 10:00 | 4588.3656 | 152.0244 | 4740.39 | 173.2773 | 4913.6673 | 325.3017 | 4588.3656 | 1.5187 | 4586.8468 | 151.9238 | 4738.7706 | 173.2326 | 4912.0032 | 325.1564 | 0.14532
2010-10-25 | 11:00 | 4396.1368 | 139.5532 | 4535.69 | 167.5486 | 4703.2386 | 307.1017 | 4396.1368 | 3.9064 | 4392.2305 | 139.3053 | 4531.5357 | 167.4307 | 4698.9664 | 306.7359 | 0.3658
2010-10-25 | 12:00 | 4264.2826 | 131.3074 | 4395.59 | 163.5365 | 4559.1265 | 294.8439 | 4264.2826 | 8.5634 | 4255.7192 | 130.7806 | 4386.4997 | 163.2736 | 4549.7733 | 294.0542 | 0.78973
2010-10-25 | 13:00 | 4198.6061 | 127.2939 | 4325.9 | 161.5131 | 4487.4131 | 288.807 | 4198.6061 | 3.5939 | 4195.0122 | 127.0761 | 4322.0883 | 161.4019 | 4483.4902 | 288.478 | 0.32902
2010-10-25 | 14:00 | 4156.3551 | 124.7449 | 4281.1 | 160.2027 | 4441.3027 | 284.9476 | 4156.3551 | 4.6769 | 4151.6783 | 124.4643 | 4276.1425 | 160.0573 | 4436.1998 | 284.5215 | 0.42605
2010-10-25 | 15:00 | 4069.8251 | 119.6049 | 4189.43 | 157.4978 | 4346.9278 | 277.1026 | 4069.8251 | 3.4794 | 4066.3458 | 119.4004 | 4185.7462 | 157.3884 | 4343.1346 | 276.7889 | 0.31378
2010-10-25 | 16:00 | 4080.7143 | 120.2457 | 4200.96 | 157.8397 | 4358.7997 | 278.0855 | 4080.7143 | 2.257 | 4078.4573 | 120.1128 | 4198.5701 | 157.7689 | 4356.339 | 277.8817 | 0.20382
2010-10-25 | 17:00 | 4180.0583 | 126.1717 | 4306.23 | 160.9387 | 4467.1687 | 287.1104 | 4180.0583 | 1.2899 | 4178.7683 | 126.0939 | 4304.8622 | 160.8987 | 4465.7609 | 286.9926 | 0.11786
2010-10-25 | 18:00 | 4383.8743 | 138.7757 | 4522.65 | 167.1783 | 4689.8283 | 305.954 | 4383.8743 | 0.18723 | 4383.687 | 138.7639 | 4522.4509 | 167.1726 | 4689.6235 | 305.9365 | 0.017512
2010-10-25 | 19:00 | 4511.9003 | 146.9997 | 4658.9 | 171.0157 | 4829.9157 | 318.0153 | 4511.9003 | 0 | 4511.9003 | 146.9997 | 4658.9 | 171.0157 | 4829.9157 | 318.0153 | 0
2010-10-25 | 20:00 | 4484.5285 | 145.2215 | 4629.75 | 170.2006 | 4799.9506 | 315.4221 | 4484.5285 | 0 | 4484.5285 | 145.2215 | 4629.75 | 170.2006 | 4799.9506 | 315.4221 | 0
2010-10-25 | 21:00 | 4383.9307 | 138.7793 | 4522.71 | 167.18 | 4689.89 | 305.9593 | 4383.9307 | 0 | 4383.9307 | 138.7793 | 4522.71 | 167.18 | 4689.89 | 305.9593 | 0
2010-10-25 | 22:00 | 4218.4123 | 128.4977 | 4346.91 | 162.125 | 4509.035 | 290.6228 | 4218.4123 | 0 | 4218.4123 | 128.4977 | 4346.91 | 162.125 | 4509.035 | 290.6228 | 0
2010-10-25 | 23:00 | 3964.354 | 113.486 | 4077.84 | 154.1622 | 4232.0022 | 267.6482 | 3964.354 | 0 | 3964.354 | 113.486 | 4077.84 | 154.1622 | 4232.0022 | 267.6482 | 0
2010-10-25 | 24:00 | 3704.2189 | 99.0811 | 3803.3 | 145.7555 | 3949.0555 | 244.8366 | 3704.2189 | 0 | 3704.2189 | 99.0811 | 3803.3 | 145.7555 | 3949.0555 | 244.8366 | 0
2010-10-26 | 1:00 | 3546.9154 | 90.8446 | 3637.76 | 140.5489 | 3778.3089 | 231.3935 | 3546.9154 | 0 | 3546.9154 | 90.8446 | 3637.76 | 140.5489 | 3778.3089 | 231.3935 | 0
2010-10-26 | 2:00 | 3432.6065 | 85.0835 | 3517.69 | 136.7077 | 3654.3977 | 221.7912 | 3432.6065 | 0 | 3432.6065 | 85.0835 | 3517.69 | 136.7077 | 3654.3977 | 221.7912 | 0
2010-10-26 | 3:00 | 3387.9842 | 82.8858 | 3470.87 | 135.1951 | 3606.0651 | 218.0809 | 3387.9842 | 0 | 3387.9842 | 82.8858 | 3470.87 | 135.1951 | 3606.0651 | 218.0809 | 0
2010-10-26 | 4:00 | 3331.9722 | 80.1678 | 3412.14 | 133.286 | 3545.426 | 213.4538 | 3331.9722 | 0 | 3331.9722 | 80.1678 | 3412.14 | 133.286 | 3545.426 | 213.4538 | 0
2010-10-26 | 5:00 | 3378.9363 | 82.4437 | 3461.38 | 134.8875 | 3596.2675 | 217.3312 | 3378.9363 | 0 | 3378.9363 | 82.4437 | 3461.38 | 134.8875 | 3596.2675 | 217.3312 | 0
2010-10-26 | 6:00 | 3481.2862 | 87.5138 | 3568.8 | 138.3494 | 3707.1494 | 225.8633 | 3481.2862 | 0 | 3481.2862 | 87.5138 | 3568.8 | 138.3494 | 3707.1494 | 225.8633 | 0
2010-10-26 | 7:00 | 3691.3179 | 98.3921 | 3789.71 | 145.332 | 3935.042 | 243.7241 | 3691.3179 | 0 | 3691.3179 | 98.3921 | 3789.71 | 145.332 | 3935.042 | 243.7241 | 0
2010-10-26 | 8:00 | 3891.6106 | 109.3594 | 4000.97 | 151.837 | 4152.807 | 261.1964 | 3891.6106 | 0 | 3891.6106 | 109.3594 | 4000.97 | 151.837 | 4152.807 | 261.1964 | 0
2010-10-26 | 9:00 | 3952.1327 | 112.7873 | 4064.92 | 153.7729 | 4218.6929 | 266.5603 | 3952.1327 | 1.8499 | 3950.2827 | 112.6818 | 4062.9645 | 153.714 | 4216.6785 | 266.3957 | 0.16453
2010-10-26 | 10:00 | 3838.2302 | 106.3798 | 3944.61 | 150.1181 | 4094.7281 | 256.498 | 3838.2302 | 1.6126 | 3836.6176 | 106.2905 | 3942.9081 | 150.066 | 4092.9741 | 256.3565 | 0.14146
2010-10-26 | 11:00 | 3687.1215 | 98.1685 | 3785.29 | 145.1941 | 3930.4841 | 243.3626 | 3687.1215 | 3.6299 | 3683.4916 | 97.9753 | 3781.4669 | 145.0747 | 3926.5417 | 243.0501 | 0.31253
2010-10-26 | 12:00 | 3617.5131 | 94.4969 | 3712.01 | 142.8971 | 3854.9071 | 237.394 | 3617.5131 | 3.8566 | 3613.6565 | 94.2955 | 3707.952 | 142.7693 | 3850.7212 | 237.0648 | 0.32917
2010-10-26 | 13:00 | 3567.5266 | 91.9034 | 3659.43 | 141.2364 | 3800.6664 | 233.1398 | 3567.5266 | 3.947 | 3563.5796 | 91.7002 | 3655.2798 | 141.1049 | 3796.3847 | 232.8051 | 0.33477
2010-10-26 | 14:00 | 3537.5733 | 90.3667 | 3627.94 | 140.2368 | 3768.1768 | 230.6035 | 3537.5733 | 3.5724 | 3534.0009 | 90.1842 | 3624.1852 | 140.1174 | 3764.3026 | 230.3016 | 0.30186
2010-10-26 | 15:00 | 3516.0211 | 89.2689 | 3605.29 | 139.5155 | 3744.8055 | 228.7845 | 3516.0211 | 3.094 | 3512.9271 | 89.1119 | 3602.039 | 139.4118 | 3741.4509 | 228.5237 | 0.26072
2010-10-26 | 16:00 | 3558.4534 | 91.4366 | 3649.89 | 140.934 | 3790.824 | 232.3705 | 3558.4534 | 2.3627 | 3556.0907 | 91.3152 | 3647.4059 | 140.8552 | 3788.2611 | 232.1703 | 0.20019
2010-10-26 | 17:00 | 3753.4479 | 101.7321 | 3855.18 | 147.3659 | 4002.5459 | 249.0981 | 3753.4479 | 1.3249 | 3752.1229 | 101.6603 | 3853.7833 | 147.3227 | 4001.106 | 248.983 | 0.11503
2010-10-26 | 18:00 | 3981.3395 | 114.4605 | 4095.8 | 154.7022 | 4250.5022 | 269.1627 | 3981.3395 | 0.16522 | 3981.1742 | 114.451 | 4095.6253 | 154.697 | 4250.3222 | 269.148 | 0.014748
2010-10-26 | 19:00 | 4195.8341 | 127.1259 | 4322.96 | 161.4274 | 4484.3874 | 288.5532 | 4195.8341 | 0 | 4195.8341 | 127.1259 | 4322.96 | 161.4274 | 4484.3874 | 288.5532 | 0
2010-10-26 | 20:00 | 4208.7597 | 127.9103 | 4336.67 | 161.827 | 4498.497 | 289.7373 | 4208.7597 | 0 | 4208.7597 | 127.9103 | 4336.67 | 161.827 | 4498.497 | 289.7373 | 0
2010-10-26 | 21:00 | 4111.1537 | 122.0463 | 4233.2 | 158.7933 | 4391.9933 | 280.8396 | 4111.1537 | 0 | 4111.1537 | 122.0463 | 4233.2 | 158.7933 | 4391.9933 | 280.8396 | 0
2010-10-26 | 22:00 | 3975.6466 | 114.1334 | 4089.78 | 154.5213 | 4244.3013 | 268.6548 | 3975.6466 | 0 | 3975.6466 | 114.1334 | 4089.78 | 154.5213 | 4244.3013 | 268.6548 | 0
2010-10-26 | 23:00 | 3788.8213 | 103.6587 | 3892.48 | 148.5175 | 4040.9975 | 252.1762 | 3788.8213 | 0 | 3788.8213 | 103.6587 | 3892.48 | 148.5175 | 4040.9975 | 252.1762 | 0
2010-10-26 | 24:00 | 3581.1246 | 92.6054 | 3673.73 | 141.6891 | 3815.4191 | 234.2944 | 3581.1246 | 0 | 3581.1246 | 92.6054 | 3673.73 | 141.6891 | 3815.4191 | 234.2944 | 0
2010-10-27 | 1:00 | 3445.7821 | 85.7379 | 3531.52 | 137.1529 | 3668.6729 | 222.8908 | 3445.7821 | 0 | 3445.7821 | 85.7379 | 3531.52 | 137.1529 | 3668.6729 | 222.8908 | 0
2010-10-27 | 2:00 | 3351.3185 | 81.1015 | 3432.42 | 133.9467 | 3566.3667 | 215.0482 | 3351.3185 | 0 | 3351.3185 | 81.1015 | 3432.42 | 133.9467 | 3566.3667 | 215.0482 | 0
2010-10-27 | 3:00 | 3305.7586 | 78.9114 | 3384.67 | 132.3886 | 3517.0586 | 211.3 | 3305.7586 | 0 | 3305.7586 | 78.9114 | 3384.67 | 132.3886 | 3517.0586 | 211.3 | 0
2010-10-27 | 4:00 | 3289.245 | 78.125 | 3367.37 | 131.8219 | 3499.1919 | 209.9469 | 3289.245 | 0 | 3289.245 | 78.125 | 3367.37 | 131.8219 | 3499.1919 | 209.9469 | 0
2010-10-27 | 5:00 | 3284.6626 | 77.9074 | 3362.57 | 131.6645 | 3494.2345 | 209.5719 | 3284.6626 | 0 | 3284.6626 | 77.9074 | 3362.57 | 131.6645 | 3494.2345 | 209.5719 | 0
2010-10-27 | 6:00 | 3391.6545 | 83.0655 | 3474.72 | 135.3198 | 3610.0398 | 218.3853 | 3391.6545 | 0 | 3391.6545 | 83.0655 | 3474.72 | 135.3198 | 3610.0398 | 218.3853 | 0
2010-10-27 | 7:00 | 3542.5965 | 90.6235 | 3633.22 | 140.4047 | 3773.6247 | 231.0282 | 3542.5965 | 0 | 3542.5965 | 90.6235 | 3633.22 | 140.4047 | 3773.6247 | 231.0282 | 0
2010-10-27 | 8:00 | 3720.8948 | 99.9752 | 3820.87 | 146.3021 | 3967.1721 | 246.2772 | 3720.8948 | 0 | 3720.8948 | 99.9752 | 3820.87 | 146.3021 | 3967.1721 | 246.2772 | 0
2010-10-27 | 9:00 | 3836.0225 | 106.2575 | 3942.28 | 150.0468 | 4092.3268 | 256.3043 | 3836.0225 | 0.66914 | 3835.3534 | 106.2204 | 3941.5738 | 150.0252 | 4091.599 | 256.2456 | 0.058688
2010-10-27 | 10:00 | 3906.8996 | 110.2204 | 4017.12 | 152.3274 | 4169.4474 | 262.5478 | 3906.8996 | 5.45 | 3901.4497 | 109.9131 | 4011.3627 | 152.1527 | 4163.5154 | 262.0658 | 0.48198
2010-10-27 | 11:00 | 3974.8143 | 114.0857 | 4088.9 | 154.4949 | 4243.3949 | 268.5805 | 3974.8143 | 3.7635 | 3971.0509 | 113.8697 | 4084.9206 | 154.3752 | 4239.2958 | 268.2449 | 0.33559
2010-10-27 | 12:00 | 4001.8851 | 115.6449 | 4117.53 | 155.354 | 4272.884 | 270.9989 | 4001.8851 | 3.3452 | 3998.5399 | 115.4517 | 4113.9916 | 155.2479 | 4269.2395 | 270.6996 | 0.29926
2010-10-27 | 13:00 | 4029.7018 | 117.2582 | 4146.96 | 156.2338 | 4303.1938 | 273.492 | 4029.7018 | 4.5022 | 4025.1996 | 116.9963 | 4142.1959 | 156.0916 | 4298.2875 | 273.0879 | 0.40408
2010-10-27 | 14:00 | 4005.3356 | 115.8444 | 4121.18 | 155.4633 | 4276.6433 | 271.3077 | 4005.3356 | 6.0195 | 3999.3161 | 115.4965 | 4114.8126 | 155.2725 | 4270.0851 | 270.769 | 0.53865
2010-10-27 | 15:00 | 4005.1276 | 115.8324 | 4120.96 | 155.4567 | 4276.4167 | 271.2891 | 4005.1276 | 3.7072 | 4001.4204 | 115.6181 | 4117.0385 | 155.3392 | 4272.3777 | 270.9573 | 0.33177
2010-10-27 | 16:00 | 4096.8514 | 121.1986 | 4218.05 | 158.3457 | 4376.3957 | 279.5443 | 4096.8514 | 3.1976 | 4093.6538 | 121.0095 | 4214.6633 | 158.2455 | 4372.9088 | 279.255 | 0.28929
2010-10-27 | 17:00 | 4208.8634 | 127.9166 | 4336.78 | 161.8302 | 4498.6102 | 289.7468 | 4208.8634 | 2.4342 | 4206.4292 | 127.7687 | 4334.1979 | 161.755 | 4495.9529 | 289.5237 | 0.22313
2010-10-27 | 18:00 | 4356.1538 | 137.0262 | 4493.18 | 166.339 | 4659.519 | 303.3653 | 4356.1538 | 1.8707 | 4354.283 | 136.9086 | 4491.1916 | 166.2823 | 4657.4739 | 303.1909 | 0.17441
2010-10-27 | 19:00 | 4502.7462 | 146.4038 | 4649.15 | 170.7434 | 4819.8934 | 317.1472 | 4502.7462 | 0 | 4502.7462 | 146.4038 | 4649.15 | 170.7434 | 4819.8934 | 317.1472 | 0
2010-10-27 | 20:00 | 4462.8868 | 143.8232 | 4606.71 | 169.5541 | 4776.2641 | 313.3773 | 4462.8868 | 0 | 4462.8868 | 143.8232 | 4606.71 | 169.5541 | 4776.2641 | 313.3773 | 0
2010-10-27 | 21:00 | 4314.9252 | 134.4448 | 4449.37 | 165.0854 | 4614.4554 | 299.5301 | 4314.9252 | 0 | 4314.9252 | 134.4448 | 4449.37 | 165.0854 | 4614.4554 | 299.5301 | 0
2010-10-27 | 22:00 | 4141.6842 | 123.8658 | 4265.55 | 159.7461 | 4425.2961 | 283.6119 | 4141.6842 | 0 | 4141.6842 | 123.8658 | 4265.55 | 159.7461 | 4425.2961 | 283.6119 | 0
2010-10-27 | 23:00 | 3911.4999 | 110.4801 | 4021.98 | 152.4748 | 4174.4548 | 262.9548 | 3911.4999 | 0 | 3911.4999 | 110.4801 | 4021.98 | 152.4748 | 4174.4548 | 262.9548 | 0
2010-10-27 | 24:00 | 3701.7794 | 98.9506 | 3800.73 | 145.6755 | 3946.4055 | 244.6261 | 3701.7794 | 0 | 3701.7794 | 98.9506 | 3800.73 | 145.6755 | 3946.4055 | 244.6261 | 0
2010-10-28 | 1:00 | 3587.5519 | 92.9381 | 3680.49 | 141.9028 | 3822.3928 | 234.8409 | 3587.5519 | 0 | 3587.5519 | 92.9381 | 3680.49 | 141.9028 | 3822.3928 | 234.8409 | 0
2010-10-28 | 2:00 | 3558.3393 | 91.4307 | 3649.77 | 140.9302 | 3790.7002 | 232.3609 | 3558.3393 | 0 | 3558.3393 | 91.4307 | 3649.77 | 140.9302 | 3790.7002 | 232.3609 | 0
2010-10-28 | 3:00 | 3510.3108 | 88.9792 | 3599.29 | 139.3241 | 3738.6141 | 228.3033 | 3510.3108 | 0 | 3510.3108 | 88.9792 | 3599.29 | 139.3241 | 3738.6141 | 228.3033 | 0
2010-10-28 | 4:00 | 3524.6713 | 89.7087 | 3614.38 | 139.8052 | 3754.1852 | 229.5139 | 3524.6713 | 0 | 3524.6713 | 89.7087 | 3614.38 | 139.8052 | 3754.1852 | 229.5139 | 0
2010-10-28 | 5:00 | 3656.7425 | 96.5575 | 3753.3 | 144.1938 | 3897.4938 | 240.7513 | 3656.7425 | 0 | 3656.7425 | 96.5575 | 3753.3 | 144.1938 | 3897.4938 | 240.7513 | 0
2010-10-28 | 6:00 | 3980.9045 | 114.4355 | 4095.34 | 154.6884 | 4250.0284 | 269.1239 | 3980.9045 | 0 | 3980.9045 | 114.4355 | 4095.34 | 154.6884 | 4250.0284 | 269.1239 | 0
2010-10-28 | 7:00 | 4512.0505 | 147.0095 | 4659.06 | 171.0201 | 4830.0801 | 318.0296 | 4512.0505 | 0 | 4512.0505 | 147.0095 | 4659.06 | 171.0201 | 4830.0801 | 318.0296 | 0
2010-10-28 | 8:00 | 4888.6743 | 172.5757 | 5061.25 | 181.9384 | 5243.1884 | 354.514 | 4888.6743 | 0 | 4888.6743 | 172.5757 | 5061.25 | 181.9384 | 5243.1884 | 354.514 | 0
2010-10-28 | 9:00 | 4904.7477 | 173.7123 | 5078.46 | 182.3919 | 5260.8519 | 356.1043 | 4904.7477 | 0.70403 | 4904.0436 | 173.6625 | 5077.7061 | 182.3721 | 5260.0782 | 356.0346 | 0.069711
2010-10-28 | 10:00 | 4847.0599 | 169.6501 | 5016.71 | 180.7593 | 5197.4693 | 350.4094 | 4847.0599 | 3.9676 | 4843.0923 | 169.3725 | 5012.4648 | 180.6466 | 5193.1113 | 350.019 | 0.39039
2010-10-28 | 11:00 | 4756.5842 | 163.3758 | 4919.96 | 178.1724 | 5098.1324 | 341.5482 | 4756.5842 | 2.8101 | 4753.7741 | 163.1828 | 4916.9569 | 178.0915 | 5095.0485 | 341.2744 | 0.27384
2010-10-28 | 12:00 | 4660.6668 | 156.8532 | 4817.52 | 175.3948 | 4992.9148 | 332.248 | 4660.6668 | 4.6299 | 4656.0369 | 156.5417 | 4812.5786 | 175.2598 | 4987.8384 | 331.8016 | 0.44647
2010-10-28 | 13:00 | 4520.2366 | 147.5434 | 4667.78 | 171.2633 | 4839.0433 | 318.8067 | 4520.2366 | 4.195 | 4516.0416 | 147.2696 | 4663.3112 | 171.1387 | 4834.45 | 318.4084 | 0.39833
2010-10-28 | 14:00 | 4468.0535 | 144.1565 | 4612.21 | 169.7086 | 4781.9186 | 313.865 | 4468.0535 | 5.5405 | 4462.513 | 143.7992 | 4606.3122 | 169.5429 | 4775.8551 | 313.342 | 0.52299
2010-10-28 | 15:00 | 4439.0961 | 142.2939 | 4581.39 | 168.8412 | 4750.2312 | 311.1352 | 4439.0961 | 32.8537 | 4406.2424 | 140.1955 | 4546.4379 | 167.8533 | 4714.2912 | 308.0488 | 3.0864
2010-10-28 | 16:00 | 4577.0448 | 151.2752 | 4728.32 | 172.9439 | 4901.2639 | 324.2191 | 4577.0448 | 31.3431 | 4545.7017 | 149.2104 | 4694.9122 | 172.0182 | 4866.9304 | 321.2287 | 2.9904
2010-10-28 | 17:00 | 4764.8929 | 163.9471 | 4928.84 | 178.4113 | 5107.2513 | 342.3584 | 4764.8929 | 19.82 | 4745.073 | 162.586 | 4907.659 | 177.841 | 5085.4999 | 340.427 | 1.9314
2010-10-28 | 18:00 | 4903.2628 | 173.6072 | 5076.87 | 182.3501 | 5259.2201 | 355.9573 | 4903.2628 | 5.9978 | 4897.265 | 173.1827 | 5070.4477 | 182.1809 | 5252.6286 | 355.3636 | 0.59363
2010-10-28 | 19:00 | 4985.1647 | 179.4553 | 5164.62 | 184.6458 | 5349.2658 | 364.1012 | 4985.1647 | 0 | 4985.1647 | 179.4553 | 5164.62 | 184.6458 | 5349.2658 | 364.1012 | 0
2010-10-28 | 20:00 | 4927.9409 | 175.3591 | 5103.3 | 183.0446 | 5286.3446 | 358.4037 | 4927.9409 | 0 | 4927.9409 | 175.3591 | 5103.3 | 183.0446 | 5286.3446 | 358.4037 | 0
2010-10-28 | 21:00 | 4791.1136 | 165.7564 | 4956.87 | 179.1635 | 5136.0335 | 344.9199 | 4791.1136 | 0 | 4791.1136 | 165.7564 | 4956.87 | 179.1635 | 5136.0335 | 344.9199 | 0
2010-10-28 | 22:00 | 4587.409 | 151.961 | 4739.37 | 173.2491 | 4912.6191 | 325.2102 | 4587.409 | 0 | 4587.409 | 151.961 | 4739.37 | 173.2491 | 4912.6191 | 325.2102 | 0
2010-10-28 | 23:00 | 4270.5277 | 131.6923 | 4402.22 | 163.728 | 4565.948 | 295.4203 | 4270.5277 | 0 | 4270.5277 | 131.6923 | 4402.22 | 163.728 | 4565.948 | 295.4203 | 0
2010-10-28 | 24:00 | 4000.6088 | 115.5712 | 4116.18 | 155.3135 | 4271.4935 | 270.8847 | 4000.6088 | 0 | 4000.6088 | 115.5712 | 4116.18 | 155.3135 | 4271.4935 | 270.8847 | 0
2010-10-29 | 1:00 | 3854.6576 | 107.2924 | 3961.95 | 150.6482 | 4112.5982 | 257.9406 | 3854.6576 | 0 | 3854.6576 | 107.2924 | 3961.95 | 150.6482 | 4112.5982 | 257.9406 | 0
2010-10-29 | 2:00 | 3769.9608 | 102.6292 | 3872.59 | 147.9041 | 4020.4941 | 250.5333 | 3769.9608 | 0 | 3769.9608 | 102.6292 | 3872.59 | 147.9041 | 4020.4941 | 250.5333 | 0
2010-10-29 | 3:00 | 3727.3952 | 100.3248 | 3827.72 | 146.5148 | 3974.2348 | 246.8396 | 3727.3952 | 0 | 3727.3952 | 100.3248 | 3827.72 | 146.5148 | 3974.2348 | 246.8396 | 0
2010-10-29 | 4:00 | 3711.8693 | 99.4907 | 3811.36 | 146.0064 | 3957.3664 | 245.4971 | 3711.8693 | 0 | 3711.8693 | 99.4907 | 3811.36 | 146.0064 | 3957.3664 | 245.4971 | 0
2010-10-29 | 5:00 | 3827.5797 | 105.7903 | 3933.37 | 149.7739 | 4083.1439 | 255.5642 | 3827.5797 | 0 | 3827.5797 | 105.7903 | 3933.37 | 149.7739 | 4083.1439 | 255.5642 | 0
2010-10-29 | 6:00 | 4148.9682 | 124.3018 | 4273.27 | 159.9729 | 4433.2429 | 284.2748 | 4148.9682 | 0 | 4148.9682 | 124.3018 | 4273.27 | 159.9729 | 4433.2429 | 284.2748 | 0
2010-10-29 | 7:00 | 4695.063 | 159.177 | 4854.24 | 176.395 | 5030.635 | 335.572 | 4695.063 | 0 | 4695.063 | 159.177 | 4854.24 | 176.395 | 5030.635 | 335.572 | 0
2010-10-29 | 8:00 | 4995.733 | 180.217 | 5175.95 | 184.9401 | 5360.8901 | 365.1571 | 4995.733 | 0 | 4995.733 | 180.217 | 5175.95 | 184.9401 | 5360.8901 | 365.1571 | 0
2010-10-29 | 9:00 | 4989.2597 | 179.7503 | 5169.01 | 184.7599 | 5353.7699 | 364.5102 | 4989.2597 | 0.79468 | 4988.465 | 179.693 | 5168.1581 | 184.7378 | 5352.8958 | 364.4308 | 0.079391
2010-10-29 | 10:00 | 4823.8974 | 168.0326 | 4991.93 | 180.1001 | 5172.0301 | 348.1327 | 4823.8974 | 15.7262 | 4808.1713 | 166.9388 | 4975.11 | 179.6513 | 5154.7614 | 346.5901 | 1.5426
2010-10-29 | 11:00 | 4700.5226 | 159.5474 | 4860.07 | 176.5533 | 5036.6233 | 336.1007 | 4700.5226 | 29.2836 | 4671.2391 | 157.5656 | 4828.8047 | 175.7027 | 5004.5074 | 333.2684 | 2.8323
2010-10-29 | 12:00 | 4605.817 | 153.183 | 4759 | 173.7903 | 4932.7903 | 326.9733 | 4605.817 | 30.8486 | 4574.9684 | 151.138 | 4726.1064 | 172.8827 | 4898.989 | 324.0206 | 2.9527
2010-10-29 | 13:00 | 4469.3311 | 144.2389 | 4613.57 | 169.7468 | 4783.3168 | 313.9857 | 4469.3311 | 34.1886 | 4435.1425 | 142.0406 | 4577.1831 | 168.7226 | 4745.9057 | 310.7632 | 3.2225
2010-10-29 | 14:00 | 4428.1189 | 141.5911 | 4569.71 | 168.5116 | 4738.2216 | 310.1027 | 4428.1189 | 39.942 | 4388.1769 | 139.0483 | 4527.2252 | 167.3083 | 4694.5335 | 306.3565 | 3.7462
2010-10-29 | 15:00 | 4368.5526 | 137.8074 | 4506.36 | 166.7148 | 4673.0748 | 304.5221 | 4368.5526 | 30.2566 | 4338.296 | 135.9051 | 4474.2011 | 165.7968 | 4639.9979 | 301.7019 | 2.8202
2010-10-29 | 16:00 | 4428.3539 | 141.6061 | 4569.96 | 168.5187 | 4738.4787 | 310.1248 | 4428.3539 | 15.7053 | 4412.6486 | 140.6035 | 4553.2521 | 168.0463 | 4721.2983 | 308.6497 | 1.4751
2010-10-29 | 17:00 | 4568.3116 | 150.6984 | 4719.01 | 172.6864 | 4891.6964 | 323.3848 | 4568.3116 | 4.7932 | 4563.5184 | 150.3824 | 4713.9007 | 172.5449 | 4886.4456 | 322.9273 | 0.45754
2010-10-29 | 18:00 | 4828.5249 | 168.3551 | 4996.88 | 180.232 | 5177.112 | 348.5871 | 4828.5249 | 4.5917 | 4823.9332 | 168.0351 | 4991.9683 | 180.1011 | 5172.0694 | 348.1362 | 0.45089
2010-10-29 | 19:00 | 5026.711 | 182.459 | 5209.17 | 185.8002 | 5394.9702 | 368.2592 | 5026.711 | 0 | 5026.711 | 182.459 | 5209.17 | 185.8002 | 5394.9702 | 368.2592 | 0
2010-10-29 | 20:00 | 5020.5295 | 182.0105 | 5202.54 | 185.6289 | 5388.1689 | 367.6394 | 5020.5295 | 0 | 5020.5295 | 182.0105 | 5202.54 | 185.6289 | 5388.1689 | 367.6394 | 0
2010-10-29 | 21:00 | 4881.323 | 172.057 | 5053.38 | 181.7306 | 5235.1106 | 353.7876 | 4881.323 | 0 | 4881.323 | 172.057 | 5053.38 | 181.7306 | 5235.1106 | 353.7876 | 0
2010-10-29 | 22:00 | 4655.6915 | 156.5185 | 4812.21 | 175.2497 | 4987.4597 | 331.7683 | 4655.6915 | 0 | 4655.6915 | 156.5185 | 4812.21 | 175.2497 | 4987.4597 | 331.7683 | 0
2010-10-29 | 23:00 | 4359.8605 | 137.2595 | 4497.12 | 166.4514 | 4663.5714 | 303.7109 | 4359.8605 | 0 | 4359.8605 | 137.2595 | 4497.12 | 166.4514 | 4663.5714 | 303.7109 | 0
2010-10-29 | 24:00 | 4074.8213 | 119.8987 | 4194.72 | 157.6547 | 4352.3747 | 277.5534 | 4074.8213 | 0 | 4074.8213 | 119.8987 | 4194.72 | 157.6547 | 4352.3747 | 277.5534 | 0
2010-10-30 | 1:00 | 3917.9171 | 110.8429 | 4028.76 | 152.6802 | 4181.4402 | 263.5231 | 3917.9171 | 0 | 3917.9171 | 110.8429 | 4028.76 | 152.6802 | 4181.4402 | 263.5231 | 0
2010-10-30 | 2:00 | 3825.5233 | 105.6767 | 3931.2 | 149.7074 | 4080.9074 | 255.384 | 3825.5233 | 0 | 3825.5233 | 105.6767 | 3931.2 | 149.7074 | 4080.9074 | 255.384 | 0
2010-10-30 | 3:00 | 3783.1324 | 103.3476 | 3886.48 | 148.3326 | 4034.8126 | 251.6802 | 3783.1324 | 0 | 3783.1324 | 103.3476 | 3886.48 | 148.3326 | 4034.8126 | 251.6802 | 0
2010-10-30 | 4:00 | 3780.4869 | 103.2031 | 3883.69 | 148.2466 | 4031.9366 | 251.4497 | 3780.4869 | 0 | 3780.4869 | 103.2031 | 3883.69 | 148.2466 | 4031.9366 | 251.4497 | 0
2010-10-30 | 5:00 | 3892.8982 | 109.4318 | 4002.33 | 151.8784 | 4154.2084 | 261.3102 | 3892.8982 | 0 | 3892.8982 | 109.4318 | 4002.33 | 151.8784 | 4154.2084 | 261.3102 | 0
2010-10-30 | 6:00 | 4213.473 | 128.197 | 4341.67 | 161.9726 | 4503.6426 | 290.1696 | 4213.473 | 0 | 4213.473 | 128.197 | 4341.67 | 161.9726 | 4503.6426 | 290.1696 | 0
2010-10-30 | 7:00 | 4743.4923 | 162.4777 | 4905.97 | 177.7954 | 5083.7654 | 340.2731 | 4743.4923 | 0 | 4743.4923 | 162.4777 | 4905.97 | 177.7954 | 5083.7654 | 340.2731 | 0
2010-10-30 | 8:00 | 5052.5784 | 184.3416 | 5236.92 | 186.5155 | 5423.4355 | 370.8572 | 5052.5784 | 0 | 5052.5784 | 184.3416 | 5236.92 | 186.5155 | 5423.4355 | 370.8572 | 0
2010-10-30 | 9:00 | 5071.4488 | 185.7212 | 5257.17 | 187.0356 | 5444.2056 | 372.7568 | 5071.4488 | 2.7522 | 5068.6966 | 185.5197 | 5254.2163 | 186.9599 | 5441.1761 | 372.4795 | 0.27729
2010-10-30 | 10:00 | 4937.0425 | 176.0075 | 5113.05 | 183.3002 | 5296.3502 | 359.3076 | 4937.0425 | 20.618 | 4916.4245 | 174.5405 | 5090.965 | 182.7208 | 5273.6858 | 357.2612 | 2.0464
2010-10-30 | 11:00 | 4845.7047 | 169.5553 | 5015.26 | 180.7208 | 5195.9808 | 350.2761 | 4845.7047 | 29.6357 | 4816.069 | 167.4876 | 4983.5567 | 179.8768 | 5163.4335 | 347.3645 | 2.9116
2010-10-30 | 12:00 | 4784.4167 | 165.2933 | 4949.71 | 178.9716 | 5128.6816 | 344.265 | 4784.4167 | 32.8604 | 4751.5563 | 163.0306 | 4914.5869 | 178.0277 | 5092.6146 | 341.0583 | 3.2067
2010-10-30 | 13:00 | 4724.8097 | 161.2003 | 4886.01 | 177.2563 | 5063.2663 | 338.4566 | 4724.8097 | 40.5259 | 4684.2837 | 158.4469 | 4842.7306 | 176.082 | 5018.8127 | 334.5289 | 3.9277
2010-10-30 | 14:00 | 4703.5004 | 159.7496 | 4863.25 | 176.6396 | 5039.8896 | 336.3892 | 4703.5004 | 39.6951 | 4663.8053 | 157.0645 | 4820.8698 | 175.4863 | 4996.3561 | 332.5508 | 3.8384
2010-10-30 | 15:00 | 4614.3302 | 153.7498 | 4768.08 | 174.0401 | 4942.1201 | 327.7899 | 4614.3302 | 36.8389 | 4577.4913 | 151.3047 | 4728.796 | 172.9571 | 4901.753 | 324.2617 | 3.5282
2010-10-30 | 16:00 | 4621.7175 | 154.2425 | 4775.96 | 174.2566 | 4950.2166 | 328.4991 | 4621.7175 | 29.9681 | 4591.7494 | 152.2487 | 4743.9981 | 173.3769 | 4917.375 | 325.6256 | 2.8736
2010-10-30 | 17:00 | 4733.9644 | 161.8256 | 4895.79 | 177.5206 | 5073.3106 | 339.3463 | 4733.9644 | 17.3264 | 4716.6379 | 160.6432 | 4877.2812 | 177.02 | 5054.3012 | 337.6632 | 1.683
2010-10-30 | 18:00 | 4914.2723 | 174.3877 | 5088.66 | 182.6602 | 5271.3202 | 357.0479 | 4914.2723 | 3.1418 | 4911.1306 | 174.1648 | 5085.2953 | 182.5718 | 5267.8671 | 356.7365 | 0.31136
2010-10-30 | 19:00 | 5081.2968 | 186.4432 | 5267.74 | 187.3065 | 5455.0465 | 373.7497 | 5081.2968 | 0 | 5081.2968 | 186.4432 | 5267.74 | 187.3065 | 5455.0465 | 373.7497 | 0
2010-10-30 | 20:00 | 5025.3219 | 182.3581 | 5207.68 | 185.7617 | 5393.4417 | 368.1199 | 5025.3219 | 0 | 5025.3219 | 182.3581 | 5207.68 | 185.7617 | 5393.4417 | 368.1199 | 0
2010-10-30 | 21:00 | 4880.1833 | 171.9767 | 5052.16 | 181.6983 | 5233.8583 | 353.675 | 4880.1833 | 0 | 4880.1833 | 171.9767 | 5052.16 | 181.6983 | 5233.8583 | 353.675 | 0
2010-10-30 | 22:00 | 4705.523 | 159.887 | 4865.41 | 176.6982 | 5042.1082 | 336.5852 | 4705.523 | 0 | 4705.523 | 159.887 | 4865.41 | 176.6982 | 5042.1082 | 336.5852 | 0
2010-10-30 | 23:00 | 4376.623 | 138.317 | 4514.94 | 166.959 | 4681.899 | 305.276 | 4376.623 | 0 | 4376.623 | 138.317 | 4514.94 | 166.959 | 4681.899 | 305.276 | 0
2010-10-30 | 24:00 | 4107.3211 | 121.8189 | 4229.14 | 158.6734 | 4387.8134 | 280.4923 | 4107.3211 | 0 | 4107.3211 | 121.8189 | 4229.14 | 158.6734 | 4387.8134 | 280.4923 | 0
2010-10-31 | 1:00 | 3924.0782 | 111.1918 | 4035.27 | 152.8773 | 4188.1473 | 264.0691 | 3924.0782 | 0 | 3924.0782 | 111.1918 | 4035.27 | 152.8773 | 4188.1473 | 264.0691 | 0
2010-10-31 | 2:00 | 3823.5522 | 105.5678 | 3929.12 | 149.6436 | 4078.7636 | 255.2114 | 3823.5522 | 0 | 3823.5522 | 105.5678 | 3929.12 | 149.6436 | 4078.7636 | 255.2114 | 0
2010-10-31 | 3:00 | 3758.9399 | 102.0301 | 3860.97 | 147.545 | 4008.515 | 249.5751 | 3758.9399 | 0 | 3758.9399 | 102.0301 | 3860.97 | 147.545 | 4008.515 | 249.5751 | 0
2010-10-31 | 4:00 | 3777.6042 | 103.0458 | 3880.65 | 148.1529 | 4028.8029 | 251.1986 | 3777.6042 | 0 | 3777.6042 | 103.0458 | 3880.65 | 148.1529 | 4028.8029 | 251.1986 | 0
2010-10-31 | 5:00 | 3876.1479 | 108.4921 | 3984.64 | 151.3402 | 4135.9802 | 259.8323 | 3876.1479 | 0 | 3876.1479 | 108.4921 | 3984.64 | 151.3402 | 4135.9802 | 259.8323 | 0
2010-10-31 | 6:00 | 4196.5601 | 127.1699 | 4323.73 | 161.4498 | 4485.1798 | 288.6197 | 4196.5601 | 0 | 4196.5601 | 127.1699 | 4323.73 | 161.4498 | 4485.1798 | 288.6197 | 0
2010-10-31 | 7:00 | 4702.7045 | 159.6955 | 4862.4 | 176.6166 | 5039.0166 | 336.3121 | 4702.7045 | 0 | 4702.7045 | 159.6955 | 4862.4 | 176.6166 | 5039.0166 | 336.3121 | 0
2010-10-31 | 8:00 | 5064.041 | 185.179 | 5249.22 | 186.8316 | 5436.0516 | 372.0106 | 5064.041 | 0 | 5064.041 | 185.179 | 5249.22 | 186.8316 | 5436.0516 | 372.0106 | 0
2010-10-31 | 9:00 | 5095.8941 | 187.5159 | 5283.41 | 187.7073 | 5471.1173 | 375.2232 | 5095.8941 | 2.1138 | 5093.7803 | 187.3604 | 5281.1407 | 187.6493 | 5468.79 | 375.0097 | 0.21352
2010-10-31 | 10:00 | 5055.7377 | 184.5723 | 5240.31 | 186.6027 | 5426.9127 | 371.175 | 5055.7377 | 11.6907 | 5044.0471 | 183.7196 | 5227.7667 | 186.2799 | 5414.0466 | 369.9995 | 1.1754
2010-10-31 | 11:00 | 4931.0496 | 175.5804 | 5106.63 | 183.1319 | 5289.7619 | 358.7123 | 4931.0496 | 19.0727 | 4911.9769 | 174.2248 | 5086.2017 | 182.5956 | 5268.7973 | 356.8204 | 1.892
2010-10-31 | 12:00 | 4753.0658 | 163.1342 | 4916.2 | 178.0712 | 5094.2712 | 341.2053 | 4753.0658 | 29.6013 | 4723.4645 | 161.1086 | 4884.5731 | 177.2174 | 5061.7905 | 338.326 | 2.8794
2010-10-31 | 13:00 | 4564.362 | 150.438 | 4714.8 | 172.5698 | 4887.3698 | 323.0078 | 4564.362 | 33.52 | 4530.842 | 148.2365 | 4679.0786 | 171.578 | 4850.6566 | 319.8145 | 3.1932
2010-10-31 | 14:00 | 4470.308 | 144.302 | 4614.61 | 169.776 | 4784.386 | 314.0779 | 4470.308 | 32.7903 | 4437.5178 | 142.1928 | 4579.7105 | 168.7939 | 4748.5044 | 310.9867 | 3.0913
2010-10-31 | 15:00 | 4367.5085 | 137.7415 | 4505.25 | 166.6831 | 4671.9331 | 304.4247 | 4367.5085 | 34.9003 | 4332.6082 | 135.549 | 4468.1571 | 165.6239 | 4633.781 | 301.1728 | 3.2518
2010-10-31 | 16:00 | 4377.4036 | 138.3664 | 4515.77 | 166.9826 | 4682.7526 | 305.349 | 4377.4036 | 27.9517 | 4349.4519 | 136.6049 | 4486.0569 | 166.1357 | 4652.1926 | 302.7406 | 2.6084
2010-10-31 | 17:00 | 4535.799 | 148.561 | 4684.36 | 171.725 | 4856.085 | 320.286 | 4535.799 | 16.6269 | 4519.1721 | 147.4739 | 4666.646 | 171.2317 | 4837.8777 | 318.7056 | 1.5804
2010-10-31 | 18:00 | 4742.8559 | 162.4341 | 4905.29 | 177.7771 | 5083.0671 | 340.2112 | 4742.8559 | 3.4861 | 4739.3698 | 162.1954 | 4901.5652 | 177.6766 | 5079.2418 | 339.872 | 0.3392
2010-10-31 | 19:00 | 4873.2515 | 171.4885 | 5044.74 | 181.5022 | 5226.2422 | 352.9907 | 4873.2515 | 0 | 4873.2515 | 171.4885 | 5044.74 | 181.5022 | 5226.2422 | 352.9907 | 0
2010-10-31 | 20:00 | 4802.2707 | 166.5293 | 4968.8 | 179.4827 | 5148.2827 | 346.012 | 4802.2707 | 0 | 4802.2707 | 166.5293 | 4968.8 | 179.4827 | 5148.2827 | 346.012 | 0
2010-10-31 | 21:00 | 4712.714 | 160.376 | 4873.09 | 176.9065 | 5049.9965 | 337.2825 | 4712.714 | 0 | 4712.714 | 160.376 | 4873.09 | 176.9065 | 5049.9965 | 337.2825 | 0
2010-10-31 | 22:00 | 4552.1368 | 149.6332 | 4701.77 | 172.2086 | 4873.9786 | 321.8418 | 4552.1368 | 0 | 4552.1368 | 149.6332 | 4701.77 | 172.2086 | 4873.9786 | 321.8418 | 0
2010-10-31 | 23:00 | 4246.0811 | 130.1889 | 4376.27 | 162.9774 | 4539.2474 | 293.1663 | 4246.0811 | 0 | 4246.0811 | 130.1889 | 4376.27 | 162.9774 | 4539.2474 | 293.1663 | 0
2010-10-31 | 24:00 | 4007.2356 | 115.9544 | 4123.19 | 155.5234 | 4278.7134 | 271.4778 | 4007.2356 | 0 | 4007.2356 | 115.9544 | 4123.19 | 155.5234 | 4278.7134 | 271.4778 | 0
2010-11-01 | 1:00 | 3843.839 | 106.691 | 3950.53 | 150.2992 | 4100.8292 | 256.9902 | 3843.839 | 0 | 3843.839 | 106.691 | 3950.53 | 150.2992 | 4100.8292 | 256.9902 | 0
2010-11-01 | 2:00 | 3745.4889 | 101.3011 | 3846.79 | 147.1062 | 3993.8962 | 248.4073 | 3745.4889 | 0 | 3745.4889 | 101.3011 | 3846.79 | 147.1062 | 3993.8962 | 248.4073 | 0
2010-11-01 | 3:00 | 3679.2977 | 97.7523 | 3777.05 | 144.9368 | 3921.9868 | 242.6891 | 3679.2977 | 0 | 3679.2977 | 97.7523 | 3777.05 | 144.9368 | 3921.9868 | 242.6891 | 0
2010-11-01 | 4:00 | 3685.2985 | 98.0715 | 3783.37 | 145.1342 | 3928.5042 | 243.2056 | 3685.2985 | 0 | 3685.2985 | 98.0715 | 3783.37 | 145.1342 | 3928.5042 | 243.2056 | 0
2010-11-01 | 5:00 | 3772.3222 | 102.7578 | 3875.08 | 147.981 | 4023.061 | 250.7388 | 3772.3222 | 0 | 3772.3222 | 102.7578 | 3875.08 | 147.981 | 4023.061 | 250.7388 | 0
2010-11-01 | 6:00 | 4059.0666 | 118.9734 | 4178.04 | 157.1595 | 4335.1995 | 276.1328 | 4059.0666 | 0 | 4059.0666 | 118.9734 | 4178.04 | 157.1595 | 4335.1995 | 276.1328 | 0
2010-11-01 | 7:00 | 4517.3923 | 147.3577 | 4664.75 | 171.1789 | 4835.9289 | 318.5366 | 4517.3923 | 0 | 4517.3923 | 147.3577 | 4664.75 | 171.1789 | 4835.9289 | 318.5366 | 0
2010-11-01 | 8:00 | 4881.3603 | 172.0597 | 5053.42 | 181.7316 | 5235.1516 | 353.7913 | 4881.3603 | 0 | 4881.3603 | 172.0597 | 5053.42 | 181.7316 | 5235.1516 | 353.7913 | 0
2010-11-01 | 9:00 | 4927.7915 | 175.3485 | 5103.14 | 183.0404 | 5286.1804 | 358.3889 | 4927.7915 | 0.63382 | 4927.1577 | 175.3034 | 5102.4611 | 183.0226 | 5285.4837 | 358.326 | 0.062913
2010-11-01 | 10:00 | 4933.8127 | 175.7773 | 5109.59 | 183.2095 | 5292.7995 | 358.9868 | 4933.8127 | 2.2937 | 4931.519 | 175.6139 | 5107.1329 | 183.1451 | 5290.278 | 358.759 | 0.2278
2010-11-01 | 11:00 | 4932.5899 | 175.6901 | 5108.28 | 183.1752 | 5291.4552 | 358.8653 | 4932.5899 | 21.6981 | 4910.8918 | 174.1478 | 5085.0396 | 182.565 | 5267.6047 | 356.7129 | 2.1524
2010-11-01 | 12:00 | 4897.4633 | 173.1967 | 5070.66 | 182.1865 | 5252.8465 | 355.3832 | 4897.4633 | 30.8675 | 4866.5958 | 171.0204 | 5037.6162 | 181.3137 | 5218.9299 | 352.3341 | 3.0492
2010-11-01 | 13:00 | 4838.0687 | 169.0213 | 5007.09 | 180.5037 | 5187.5937 | 349.525 | 4838.0687 | 32.4503 | 4805.6184 | 166.7615 | 4972.38 | 179.5784 | 5151.9584 | 346.34 | 3.185
2010-11-01 | 14:00 | 4800.176 | 166.384 | 4966.56 | 179.4228 | 5145.9828 | 345.8069 | 4800.176 | 37.1494 | 4763.0265 | 163.8187 | 4926.8452 | 178.3577 | 5105.2028 | 342.1763 | 3.6305
2010-11-01 | 15:00 | 4770.4035 | 164.3265 | 4934.73 | 178.5696 | 5113.2996 | 342.8961 | 4770.4035 | 35.6308 | 4734.7727 | 161.8809 | 4896.6536 | 177.5439 | 5074.1976 | 339.4248 | 3.4713
2010-11-01 | 16:00 | 4725.3713 | 161.2387 | 4886.61 | 177.2725 | 5063.8825 | 338.5112 | 4725.3713 | 26.2725 | 4699.0988 | 159.4507 | 4858.5495 | 176.512 | 5035.0616 | 335.9628 | 2.5484
2010-11-01 | 17:00 | 4726.5602 | 161.3198 | 4887.88 | 177.3068 | 5065.1868 | 338.6267 | 4726.5602 | 18.7275 | 4707.8327 | 160.044 | 4867.8767 | 176.7651 | 5044.6418 | 336.8091 | 1.8175
2010-11-01 | 18:00 | 4730.6695 | 161.6005 | 4892.27 | 177.4255 | 5069.6955 | 339.026 | 4730.6695 | 4.307 | 4726.3625 | 161.3063 | 4887.6688 | 177.3011 | 5064.97 | 338.6074 | 0.41851
2010-11-01 | 19:00 | 4785.7449 | 165.3851 | 4951.13 | 179.0097 | 5130.1397 | 344.3948 | 4785.7449 | 0 | 4785.7449 | 165.3851 | 4951.13 | 179.0097 | 5130.1397 | 344.3948 | 0
2010-11-01 | 20:00 | 4677.5484 | 157.9916 | 4835.54 | 175.8863 | 5011.4263 | 333.8778 | 4677.5484 | 0 | 4677.5484 | 157.9916 | 4835.54 | 175.8863 | 5011.4263 | 333.8778 | 0
2010-11-01 | 21:00 | 4518.3404 | 147.4196 | 4665.76 | 171.207 | 4836.967 | 318.6266 | 4518.3404 | 0 | 4518.3404 | 147.4196 | 4665.76 | 171.207 | 4836.967 | 318.6266 | 0
2010-11-01 | 22:00 | 4370.5468 | 137.9332 | 4508.48 | 166.7751 | 4675.2551 | 304.7084 | 4370.5468 | 0 | 4370.5468 | 137.9332 | 4508.48 | 166.7751 | 4675.2551 | 304.7084 | 0
2010-11-01 | 23:00 | 4098.4186 | 121.2914 | 4219.71 | 158.3948 | 4378.1048 | 279.6862 | 4098.4186 | 0 | 4098.4186 | 121.2914 | 4219.71 | 158.3948 | 4378.1048 | 279.6862 | 0
2010-11-01 | 24:00 | 3843.2516 | 106.6584 | 3949.91 | 150.2803 | 4100.1903 | 256.9387 | 3843.2516 | 0 | 3843.2516 | 106.6584 | 3949.91 | 150.2803 | 4100.1903 | 256.9387 | 0
2010-11-02 | 1:00 | 3703.5165 | 99.0435 | 3802.56 | 145.7325 | 3948.2925 | 244.776 | 3703.5165 | 0 | 3703.5165 | 99.0435 | 3802.56 | 145.7325 | 3948.2925 | 244.776 | 0
2010-11-02 | 2:00 | 3606.1936 | 93.9064 | 3700.1 | 142.5218 | 3842.6218 | 236.4283 | 3606.1936 | 0 | 3606.1936 | 93.9064 | 3700.1 | 142.5218 | 3842.6218 | 236.4283 | 0
2010-11-02 | 3:00 | 3545.5266 | 90.7734 | 3636.3 | 140.5025 | 3776.8025 | 231.276 | 3545.5266 | 0 | 3545.5266 | 90.7734 | 3636.3 | 140.5025 | 3776.8025 | 231.276 | 0
2010-11-02 | 4:00 | 3508.7023 | 88.8977 | 3597.6 | 139.2702 | 3736.8702 | 228.1679 | 3508.7023 | 0 | 3508.7023 | 88.8977 | 3597.6 | 139.2702 | 3736.8702 | 228.1679 | 0
2010-11-02 | 5:00 | 3525.385 | 89.745 | 3615.13 | 139.8291 | 3754.9591 | 229.5742 | 3525.385 | 0 | 3525.385 | 89.745 | 3615.13 | 139.8291 | 3754.9591 | 229.5742 | 0
2010-11-02 | 6:00 | 3666.7056 | 97.0844 | 3763.79 | 144.5222 | 3908.3122 | 241.6066 | 3666.7056 | 0 | 3666.7056 | 97.0844 | 3763.79 | 144.5222 | 3908.3122 | 241.6066 | 0
2010-11-02 | 7:00 | 3843.1664 | 106.6536 | 3949.82 | 150.2775 | 4100.0975 | 256.9312 | 3843.1664 | 0 | 3843.1664 | 106.6536 | 3949.82 | 150.2775 | 4100.0975 | 256.9312 | 0
2010-11-02 | 8:00 | 4087.0505 | 120.6195 | 4207.67 | 158.0385 | 4365.7085 | 278.658 | 4087.0505 | 0 | 4087.0505 | 120.6195 | 4207.67 | 158.0385 | 4365.7085 | 278.658 | 0
2010-11-02 | 9:00 | 4206.8743 | 127.7957 | 4334.67 | 161.7688 | 4496.4388 | 289.5645 | 4206.8743 | 2.7019 | 4204.1723 | 127.6316 | 4331.804 | 161.6852 | 4493.4892 | 289.3169 | 0.24761
2010-11-02 | 10:00 | 4276.3484 | 132.0516 | 4408.4 | 163.9064 | 4572.3064 | 295.9579 | 4276.3484 | 17.2781 | 4259.0703 | 130.9866 | 4390.0569 | 163.3765 | 4553.4334 | 294.3631 | 1.5948
2010-11-02 | 11:00 | 4350.0006 | 136.6394 | 4486.64 | 166.1523 | 4652.7923 | 302.7917 | 4350.0006 | 28.1099 | 4321.8907 | 134.8792 | 4456.7699 | 165.2976 | 4622.0675 | 300.1768 | 2.6149
2010-11-02 | 12:00 | 4363.7457 | 137.5043 | 4501.25 | 166.5692 | 4667.8192 | 304.0734 | 4363.7457 | 33.6396 | 4330.1061 | 135.3924 | 4465.4985 | 165.5477 | 4631.0463 | 300.9402 | 3.1333
2010-11-02 | 13:00 | 4324.818 | 135.062 | 4459.88 | 165.3868 | 4625.2668 | 300.4487 | 4324.818 | 37.0963 | 4287.7218 | 132.7549 | 4420.4767 | 164.2546 | 4584.7313 | 297.0095 | 3.4393
2010-11-02 | 14:00 | 4279.7578 | 132.2622 | 4412.02 | 164.0108 | 4576.0308 | 296.273 | 4279.7578 | 39.9216 | 4239.8362 | 129.8062 | 4369.6424 | 162.7853 | 4532.4276 | 292.5915 | 3.6815
2010-11-02 | 15:00 | 4219.1758 | 128.5442 | 4347.72 | 162.1486 | 4509.8686 | 290.6928 | 4219.1758 | 36.9805 | 4182.1953 | 126.3008 | 4308.496 | 161.005 | 4469.501 | 287.3057 | 3.3871
2010-11-02 | 16:00 | 4223.3229 | 128.7971 | 4352.12 | 162.2765 | 4514.3965 | 291.0736 | 4223.3229 | 29.7098 | 4193.6131 | 126.9913 | 4320.6044 | 161.3586 | 4481.9631 | 288.35 | 2.7236
2010-11-02 | 17:00 | 4295.4087 | 133.2313 | 4428.64 | 164.4896 | 4593.1296 | 297.7209 | 4295.4087 | 16.675 | 4278.7337 | 132.1989 | 4410.9326 | 163.9795 | 4574.9121 | 296.1784 | 1.5426
2010-11-02 | 18:00 | 4406.3666 | 140.2034 | 4546.57 | 167.857 | 4714.427 | 308.0604 | 4406.3666 | 0 | 4406.3666 | 140.2034 | 4546.57 | 167.857 | 4714.427 | 308.0604 | 0
2010-11-02 | 19:00 | 4517.6269 | 147.3731 | 4665 | 171.1858 | 4836.1858 | 318.5589 | 4517.6269 | 0 | 4517.6269 | 147.3731 | 4665 | 171.1858 | 4836.1858 | 318.5589 | 0
2010-11-02 | 20:00 | 4432.978 | 141.902 | 4574.88 | 168.6576 | 4743.5376 | 310.5596 | 4432.978 | 0 | 4432.978 | 141.902 | 4574.88 | 168.6576 | 4743.5376 | 310.5596 | 0
2010-11-02 | 21:00 | 4348.4105 | 136.5395 | 4484.95 | 166.1041 | 4651.0541 | 302.6436 | 4348.4105 | 0 | 4348.4105 | 136.5395 | 4484.95 | 166.1041 | 4651.0541 | 302.6436 | 0
2010-11-02 | 22:00 | 4209.8815 | 127.9785 | 4337.86 | 161.8617 | 4499.7217 | 289.8402 | 4209.8815 | 0 | 4209.8815 | 127.9785 | 4337.86 | 161.8617 | 4499.7217 | 289.8402 | 0
2010-11-02 | 23:00 | 4011.1869 | 116.1831 | 4127.37 | 155.6485 | 4283.0185 | 271.8317 | 4011.1869 | 0 | 4011.1869 | 116.1831 | 4127.37 | 155.6485 | 4283.0185 | 271.8317 | 0
2010-11-02 | 24:00 | 3817.6764 | 105.2436 | 3922.92 | 149.4534 | 4072.3734 | 254.697 | 3817.6764 | 0 | 3817.6764 | 105.2436 | 3922.92 | 149.4534 | 4072.3734 | 254.697 | 0
2010-11-03 | 1:00 | 3669.1273 | 97.2127 | 3766.34 | 144.602 | 3910.942 | 241.8147 | 3669.1273 | 0 | 3669.1273 | 97.2127 | 3766.34 | 144.602 | 3910.942 | 241.8147 | 0
2010-11-03 | 2:00 | 3571.2164 | 92.0936 | 3663.31 | 141.3593 | 3804.6693 | 233.4529 | 3571.2164 | 0 | 3571.2164 | 92.0936 | 3663.31 | 141.3593 | 3804.6693 | 233.4529 | 0
2010-11-03 | 3:00 | 3515.6309 | 89.2491 | 3604.88 | 139.5025 | 3744.3825 | 228.7516 | 3515.6309 | 0 | 3515.6309 | 89.2491 | 3604.88 | 139.5025 | 3744.3825 | 228.7516 | 0
2010-11-03 | 4:00 | 3480.2769 | 87.4631 | 3567.74 | 138.3155 | 3706.0555 | 225.7786 | 3480.2769 | 0 | 3480.2769 | 87.4631 | 3567.74 | 138.3155 | 3706.0555 | 225.7786 | 0
2010-11-03 | 5:00 | 3476.6396 | 87.2804 | 3563.92 | 138.1931 | 3702.1131 | 225.4735 | 3476.6396 | 0 | 3476.6396 | 87.2804 | 3563.92 | 138.1931 | 3702.1131 | 225.4735 | 0
2010-11-03 | 6:00 | 3513.423 | 89.137 | 3602.56 | 139.4285 | 3741.9885 | 228.5655 | 3513.423 | 0 | 3513.423 | 89.137 | 3602.56 | 139.4285 | 3741.9885 | 228.5655 | 0
2010-11-03 | 7:00 | 3626.9305 | 94.9895 | 3721.92 | 143.2089 | 3865.1289 | 238.1984 | 3626.9305 | 0 | 3626.9305 | 94.9895 | 3721.92 | 143.2089 | 3865.1289 | 238.1984 | 0
2010-11-03 | 8:00 | 3777.443 | 103.037 | 3880.48 | 148.1476 | 4028.6276 | 251.1846 | 3777.443 | 0 | 3777.443 | 103.037 | 3880.48 | 148.1476 | 4028.6276 | 251.1846 | 0
2010-11-03 | 9:00 | 3933.7022 | 111.7378 | 4045.44 | 153.1849 | 4198.6249 | 264.9227 | 3933.7022 | 4.843 | 3928.8592 | 111.4629 | 4040.3221 | 153.0301 | 4193.3522 | 264.493 | 0.4297
2010-11-03 | 10:00 | 4018.9374 | 116.6326 | 4135.57 | 155.8937 | 4291.4637 | 272.5263 | 4018.9374 | 17.2509 | 4001.6865 | 115.6334 | 4117.32 | 155.3477 | 4272.6676 | 270.9811 | 1.5451
2010-11-03 | 11:00 | 4019.7881 | 116.6819 | 4136.47 | 155.9206 | 4292.3906 | 272.6025 | 4019.7881 | 27.9153 | 3991.8728 | 115.067 | 4106.9398 | 155.0365 | 4261.9763 | 270.1035 | 2.499
2010-11-03 | 12:00 | 4041.9102 | 117.9698 | 4159.88 | 156.6191 | 4316.4991 | 274.5888 | 4041.9102 | 33.3742 | 4008.536 | 116.0296 | 4124.5657 | 155.5646 | 4280.1303 | 271.5942 | 2.9946
2010-11-03 | 13:00 | 4051.8682 | 118.5518 | 4170.42 | 156.9329 | 4327.3529 | 275.4846 | 4051.8682 | 39.1297 | 4012.7385 | 116.2731 | 4129.0116 | 155.6976 | 4284.7092 | 271.9707 | 3.5139
2010-11-03 | 14:00 | 3887.4352 | 109.1248 | 3996.56 | 151.703 | 4148.263 | 260.8278 | 3887.4352 | 41.591 | 3845.8442 | 106.8023 | 3952.6465 | 150.364 | 4103.0105 | 257.1663 | 3.6615
2010-11-03 | 15:00 | 3842.2853 | 106.6047 | 3948.89 | 150.2491 | 4099.1391 | 256.8538 | 3842.2853 | 37.858 | 3804.4273 | 104.5143 | 3908.9416 | 149.0241 | 4057.9657 | 253.5384 | 3.3154
2010-11-03 | 16:00 | 3895.9562 | 109.6038 | 4005.56 | 151.9765 | 4157.5365 | 261.5803 | 3895.9562 | 27.0363 | 3868.9199 | 108.0878 | 3977.0077 | 151.1077 | 4128.1154 | 259.1955 | 2.3848
2010-11-03 | 17:00 | 4107.7553 | 121.8447 | 4229.6 | 158.687 | 4388.287 | 280.5317 | 4107.7553 | 2.2906 | 4105.4647 | 121.7088 | 4227.1735 | 158.6153 | 4385.7889 | 280.3241 | 0.20751
2010-11-03 | 18:00 | 4328.0652 | 135.2648 | 4463.33 | 165.4856 | 4628.8156 | 300.7505 | 4328.0652 | 0 | 4328.0652 | 135.2648 | 4463.33 | 165.4856 | 4628.8156 | 300.7505 | 0
2010-11-03 | 19:00 | 4589.8755 | 152.1245 | 4742 | 173.3217 | 4915.3217 | 325.4462 | 4589.8755 | 0 | 4589.8755 | 152.1245 | 4742 | 173.3217 | 4915.3217 | 325.4462 | 0
2010-11-03 | 20:00 | 4553.2534 | 149.7066 | 4702.96 | 172.2416 | 4875.2016 | 321.9482 | 4553.2534 | 0 | 4553.2534 | 149.7066 | 4702.96 | 172.2416 | 4875.2016 | 321.9482 | 0
2010-11-03 | 21:00 | 4453.4823 | 143.2177 | 4596.7 | 169.2725 | 4765.9725 | 312.4903 | 4453.4823 | 0 | 4453.4823 | 143.2177 | 4596.7 | 169.2725 | 4765.9725 | 312.4903 | 0
2010-11-03 | 22:00 | 4302.4703 | 133.6697 | 4436.14 | 164.7053 | 4600.8453 | 298.3751 | 4302.4703 | 0 | 4302.4703 | 133.6697 | 4436.14 | 164.7053 | 4600.8453 | 298.3751 | 0
2010-11-03 | 23:00 | 4096.0583 | 121.1517 | 4217.21 | 158.3208 | 4375.5308 | 279.4726 | 4096.0583 | 0 | 4096.0583 | 121.1517 | 4217.21 | 158.3208 | 4375.5308 | 279.4726 | 0
2010-11-03 | 24:00 | 3875.4377 | 108.4523 | 3983.89 | 151.3174 | 4135.2074 | 259.7697 | 3875.4377 | 0 | 3875.4377 | 108.4523 | 3983.89 | 151.3174 | 4135.2074 | 259.7697 | 0
2010-11-04 | 1:00 | 3685.6973 | 98.0927 | 3783.79 | 145.1473 | 3928.9373 | 243.24 | 3685.6973 | 0 | 3685.6973 | 98.0927 | 3783.79 | 145.1473 | 3928.9373 | 243.24 | 0
2010-11-04 | 2:00 | 3550.0355 | 91.0045 | 3641.04 | 140.6531 | 3781.6931 | 231.6576 | 3550.0355 | 0 | 3550.0355 | 91.0045 | 3641.04 | 140.6531 | 3781.6931 | 231.6576 | 0
2010-11-04 | 3:00 | 3498.7366 | 88.3934 | 3587.13 | 138.9358 | 3726.0658 | 227.3292 | 3498.7366 | 0 | 3498.7366 | 88.3934 | 3587.13 | 138.9358 | 3726.0658 | 227.3292 | 0
2010-11-04 | 4:00 | 3518.9998 | 89.4202 | 3608.42 | 139.6153 | 3748.0353 | 229.0356 | 3518.9998 | 0 | 3518.9998 | 89.4202 | 3608.42 | 139.6153 | 3748.0353 | 229.0356 | 0
2010-11-04 | 5:00 | 3544.6323 | 90.7277 | 3635.36 | 140.4727 | 3775.8327 | 231.2003 | 3544.6323 | 0 | 3544.6323 | 90.7277 | 3635.36 | 140.4727 | 3775.8327 | 231.2003 | 0
2010-11-04 | 6:00 | 3647.405 | 96.065 | 3743.47 | 143.8857 | 3887.3557 | 239.9507 | 3647.405 | 0 | 3647.405 | 96.065 | 3743.47 | 143.8857 | 3887.3557 | 239.9507 | 0
2010-11-04 | 7:00 | 4003.1897 | 115.7203 | 4118.91 | 155.3953 | 4274.3053 | 271.1156 | 4003.1897 | 0 | 4003.1897 | 115.7203 | 4118.91 | 155.3953 | 4274.3053 | 271.1156 | 0
2010-11-04 | 8:00 | 4512.2477 | 147.0223 | 4659.27 | 171.026 | 4830.296 | 318.0483 | 4512.2477 | 0 | 4512.2477 | 147.0223 | 4659.27 | 171.026 | 4830.296 | 318.0483 | 0
2010-11-04 | 9:00 | 4821.42 | 167.86 | 4989.28 | 180.0295 | 5169.3095 | 347.8895 | 4821.42 | 1.2149 | 4820.205 | 167.7754 | 4987.9805 | 179.9948 | 5167.9753 | 347.7703 | 0.11923
2010-11-04 | 10:00 | 4882.0423 | 172.1077 | 5054.15 | 181.7509 | 5235.9009 | 353.8587 | 4882.0423 | 16.2312 | 4865.811 | 170.9652 | 5036.7763 | 181.2914 | 5218.0677 | 352.2567 | 1.602
2010-11-04 | 11:00 | 4871.1588 | 171.3412 | 5042.5 | 181.4429 | 5223.9429 | 352.7842 | 4871.1588 | 6.5691 | 4864.5897 | 170.8794 | 5035.4691 | 181.2568 | 5216.7259 | 352.1362 | 0.64794
2010-11-04 | 12:00 | 4898.6587 | 173.2813 | 5071.94 | 182.2202 | 5254.1602 | 355.5015 | 4898.6587 | 13.1733 | 4885.4854 | 172.3506 | 5057.836 | 181.8483 | 5239.6842 | 354.1988 | 1.3027
2010-11-04 | 13:00 | 4848.6487 | 169.7613 | 5018.41 | 180.8045 | 5199.2145 | 350.5658 | 4848.6487 | 38.1439 | 4810.5048 | 167.1008 | 4977.6056 | 179.718 | 5157.3236 | 346.8188 | 3.747
2010-11-04 | 14:00 | 4811.0979 | 167.1421 | 4978.24 | 179.7349 | 5157.9749 | 346.877 | 4811.0979 | 38.835 | 4772.2629 | 164.4546 | 4936.7175 | 178.623 | 5115.3406 | 343.0776 | 3.7994
2010-11-04 | 15:00 | 4781.2176 | 165.0724 | 4946.29 | 178.8799 | 5125.1699 | 343.9523 | 4781.2176 | 25.1254 | 4756.0922 | 163.342 | 4919.4342 | 178.1582 | 5097.5925 | 341.5003 | 2.452
2010-11-04 | 16:00 | 4751.1849 | 163.0051 | 4914.19 | 178.017 | 5092.207 | 341.0221 | 4751.1849 | 31.4139 | 4719.771 | 160.8567 | 4880.6277 | 177.1106 | 5057.7383 | 337.9673 | 3.0548
2010-11-04 | 17:00 | 4778.8884 | 164.9116 | 4943.8 | 178.8131 | 5122.6131 | 343.7247 | 4778.8884 | 20.0733 | 4758.8151 | 163.5291 | 4922.3442 | 178.2366 | 5100.5807 | 341.7657 | 1.959
2010-11-04 | 18:00 | 4921.4057 | 174.8943 | 5096.3 | 182.8609 | 5279.1609 | 357.7552 | 4921.4057 | 3.8614 | 4917.5443 | 174.62 | 5092.1643 | 182.7523 | 5274.9166 | 357.3723 | 0.38296
2010-11-04 | 19:00 | 5157.9493 | 192.1107 | 5350.06 | 189.4017 | 5539.4617 | 381.5124 | 5157.9493 | 0 | 5157.9493 | 192.1107 | 5350.06 | 189.4017 | 5539.4617 | 381.5124 | 0
2010-11-04 | 20:00 | 5092.9786 | 187.3014 | 5280.28 | 187.6273 | 5467.9073 | 374.9287 | 5092.9786 | 0 | 5092.9786 | 187.3014 | 5280.28 | 187.6273 | 5467.9073 | 374.9287 | 0
2010-11-04 | 21:00 | 4967.6345 | 178.1955 | 5145.83 | 184.1567 | 5329.9867 | 362.3521 | 4967.6345 | 0 | 4967.6345 | 178.1955 | 5145.83 | 184.1567 | 5329.9867 | 362.3521 | 0
2010-11-04 | 22:00 | 4809.658 | 167.042 | 4976.7 | 179.6938 | 5156.3938 | 346.7358 | 4809.658 | 0 | 4809.658 | 167.042 | 4976.7 | 179.6938 | 5156.3938 | 346.7358 | 0
2010-11-04 | 23:00 | 4554.9798 | 149.8202 | 4704.8 | 172.2926 | 4877.0926 | 322.1128 | 4554.9798 | 0 | 4554.9798 | 149.8202 | 4704.8 | 172.2926 | 4877.0926 | 322.1128 | 0
2010-11-04 | 24:00 | 4281.5189 | 132.3711 | 4413.89 | 164.0647 | 4577.9547 | 296.4358 | 4281.5189 | 0 | 4281.5189 | 132.3711 | 4413.89 | 164.0647 | 4577.9547 | 296.4358 | 0
2010-11-05 | 1:00 | 4032.2155 | 117.4045 | 4149.62 | 156.3132 | 4305.9332 | 273.7177 | 4032.2155 | 0 | 4032.2155 | 117.4045 | 4149.62 | 156.3132 | 4305.9332 | 273.7177 | 0
2010-11-05 | 2:00 | 3878.5816 | 108.6284 | 3987.21 | 151.4185 | 4138.6285 | 260.0468 | 3878.5816 | 0 | 3878.5816 | 108.6284 | 3987.21 | 151.4185 | 4138.6285 | 260.0468 | 0
2010-11-05 | 3:00 | 3820.131 | 105.379 | 3925.51 | 149.5329 | 4075.0429 | 254.9118 | 3820.131 | 0 | 3820.131 | 105.379 | 3925.51 | 149.5329 | 4075.0429 | 254.9118 | 0
2010-11-05 | 4:00 | 3759.1771 | 102.0429 | 3861.22 | 147.5528 | 4008.7728 | 249.5957 | 3759.1771 | 0 | 3759.1771 | 102.0429 | 3861.22 | 147.5528 | 4008.7728 | 249.5957 | 0
2010-11-05 | 5:00 | 3794.3108 | 103.9592 | 3898.27 | 148.6958 | 4046.9658 | 252.655 | 3794.3108 | 0 | 3794.3108 | 103.9592 | 3898.27 | 148.6958 | 4046.9658 | 252.655 | 0
2010-11-05 | 6:00 | 3917.7751 | 110.8349 | 4028.61 | 152.6757 | 4181.2857 | 263.5105 | 3917.7751 | 0 | 3917.7751 | 110.8349 | 4028.61 | 152.6757 | 4181.2857 | 263.5105 | 0
2010-11-05 | 7:00 | 4274.3988 | 131.9312 | 4406.33 | 163.8467 | 4570.1767 | 295.7778 | 4274.3988 | 0 | 4274.3988 | 131.9312 | 4406.33 | 163.8467 | 4570.1767 | 295.7778 | 0
2010-11-05 | 8:00 | 4787.1947 | 165.4853 | 4952.68 | 179.0512 | 5131.7312 | 344.5366 | 4787.1947 | 0 | 4787.1947 | 165.4853 | 4952.68 | 179.0512 | 5131.7312 | 344.5366 | 0
2010-11-05 | 9:00 | 4953.2734 | 177.1666 | 5130.44 | 183.7551 | 5314.1951 | 360.9217 | 4953.2734 | 1.3798 | 4951.8936 | 177.0679 | 5128.9615 | 183.7164 | 5312.678 | 360.7844 | 0.13732
2010-11-05 | 10:00 | 4777.6349 | 164.8251 | 4942.46 | 178.7772 | 5121.2372 | 343.6022 | 4777.6349 | 18.369 | 4759.2659 | 163.5601 | 4922.826 | 178.2495 | 5101.0755 | 341.8096 | 1.7926
2010-11-05 | 11:00 | 4594.3863 | 152.4237 | 4746.81 | 173.4544 | 4920.2644 | 325.8781 | 4594.3863 | 27.8058 | 4566.5805 | 150.5843 | 4717.1648 | 172.6353 | 4889.8001 | 323.2195 | 2.6585
2010-11-05 | 12:00 | 4572.8331 | 150.9969 | 4723.83 | 172.8197 | 4896.6497 | 323.8166 | 4572.8331 | 33.9762 | 4538.8569 | 148.7614 | 4687.6183 | 171.8156 | 4859.4339 | 320.577 | 3.2396
2010-11-05 | 13:00 | 4587.3527 | 151.9573 | 4739.31 | 173.2475 | 4912.5575 | 325.2048 | 4587.3527 | 37.4686 | 4549.884 | 149.4851 | 4699.3692 | 172.142 | 4871.5111 | 321.6271 | 3.5777
2010-11-05 | 14:00 | 4608.8079 | 153.3821 | 4762.19 | 173.8781 | 4936.0681 | 327.2601 | 4608.8079 | 39.3318 | 4569.4761 | 150.7753 | 4720.2514 | 172.7207 | 4892.9721 | 323.496 | 3.7641
2010-11-05 | 15:00 | 4657.6592 | 156.6508 | 4814.31 | 175.3071 | 4989.6171 | 331.958 | 4657.6592 | 36.1523 | 4621.5068 | 154.2285 | 4775.7353 | 174.2504 | 4949.9857 | 328.4789 | 3.4791
2010-11-05 | 16:00 | 4780.8996 | 165.0504 | 4945.95 | 178.8708 | 5124.8208 | 343.9212 | 4780.8996 | 30.1616 | 4750.738 | 162.9744 | 4913.7124 | 178.0041 | 5091.7165 | 340.9786 | 2.9426
2010-11-05 | 17:00 | 4883.4808 | 172.2092 | 5055.69 | 181.7916 | 5237.4816 | 354.0008 | 4883.4808 | 18.9563 | 4864.5245 | 170.8748 | 5035.3994 | 181.255 | 5216.6544 | 352.1298 | 1.871
2010-11-05 | 18:00 | 5066.0165 | 185.3235 | 5251.34 | 186.8861 | 5438.2261 | 372.2096 | 5066.0165 | 3.5792 | 5062.4373 | 185.0617 | 5247.4991 | 186.7874 | 5434.2865 | 371.8492 | 0.36039
2010-11-05 | 19:00 | 5278.1139 | 201.1661 | 5479.28 | 192.6389 | 5671.9189 | 393.8051 | 5278.1139 | 0 | 5278.1139 | 201.1661 | 5479.28 | 192.6389 | 5671.9189 | 393.8051 | 0
2010-11-05 | 20:00 | 5205.2776 | 195.6524 | 5400.93 | 190.6836 | 5591.6136 | 386.336 | 5205.2776 | 0 | 5205.2776 | 195.6524 | 5400.93 | 190.6836 | 5591.6136 | 386.336 | 0
2010-11-05 | 21:00 | 5074.6447 | 185.9553 | 5260.6 | 187.1236 | 5447.7236 | 373.0789 | 5074.6447 | 0 | 5074.6447 | 185.9553 | 5260.6 | 187.1236 | 5447.7236 | 373.0789 | 0
2010-11-05 | 22:00 | 4900.153 | 173.387 | 5073.54 | 182.2624 | 5255.8024 | 355.6494 | 4900.153 | 0 | 4900.153 | 173.387 | 5073.54 | 182.2624 | 5255.8024 | 355.6494 | 0
2010-11-05 | 23:00 | 4682.1944 | 158.3056 | 4840.5 | 176.0213 | 5016.5213 | 334.3269 | 4682.1944 | 0 | 4682.1944 | 158.3056 | 4840.5 | 176.0213 | 5016.5213 | 334.3269 | 0
2010-11-05 | 24:00 | 4360.4249 | 137.2951 | 4497.72 | 166.4685 | 4664.1885 | 303.7636 | 4360.4249 | 0 | 4360.4249 | 137.2951 | 4497.72 | 166.4685 | 4664.1885 | 303.7636 | 0
2010-11-06 | 1:00 | 4081.1487 | 120.2713 | 4201.42 | 157.8534 | 4359.2734 | 278.1247 | 4081.1487 | 0 | 4081.1487 | 120.2713 | 4201.42 | 157.8534 | 4359.2734 | 278.1247 | 0
2010-11-06 | 2:00 | 3948.008 | 112.552 | 4060.56 | 153.6414 | 4214.2014 | 266.1935 | 3948.008 | 0 | 3948.008 | 112.552 | 4060.56 | 153.6414 | 4214.2014 | 266.1935 | 0
2010-11-06 | 3:00 | 3837.15 | 106.32 | 3943.47 | 150.0832 | 4093.5532 | 256.4032 | 3837.15 | 0 | 3837.15 | 106.32 | 3943.47 | 150.0832 | 4093.5532 | 256.4032 | 0
2010-11-06 | 4:00 | 3777.8887 | 103.0613 | 3880.95 | 148.1621 | 4029.1121 | 251.2234 | 3777.8887 | 0 | 3777.8887 | 103.0613 | 3880.95 | 148.1621 | 4029.1121 | 251.2234 | 0
2010-11-06 | 5:00 | 3781.7006 | 103.2694 | 3884.97 | 148.2861 | 4033.2561 | 251.5555 | 3781.7006 | 0 | 3781.7006 | 103.2694 | 3884.97 | 148.2861 | 4033.2561 | 251.5555 | 0
2010-11-06 | 6:00 | 3927.7217 | 111.3983 | 4039.12 | 152.9938 | 4192.1138 | 264.3921 | 3927.7217 | 0 | 3927.7217 | 111.3983 | 4039.12 | 152.9938 | 4192.1138 | 264.3921 | 0
2010-11-06 | 7:00 | 4255.4933 | 130.7667 | 4386.26 | 163.2667 | 4549.5267 | 294.0334 | 4255.4933 | 0 | 4255.4933 | 130.7667 | 4386.26 | 163.2667 | 4549.5267 | 294.0334 | 0
2010-11-06 | 8:00 | 4796.5755 | 166.1345 | 4962.71 | 179.3198 | 5142.0298 | 345.4544 | 4796.5755 | 0 | 4796.5755 | 166.1345 | 4962.71 | 179.3198 | 5142.0298 | 345.4544 | 0
2010-11-06 | 9:00 | 4986.7598 | 179.5702 | 5166.33 | 184.6903 | 5351.0203 | 364.2605 | 4986.7598 | 0.74006 | 4986.0197 | 179.5169 | 5165.5366 | 184.6697 | 5350.2063 | 364.1865 | 0.073915
2010-11-06 | 10:00 | 5006.2345 | 180.9755 | 5187.21 | 185.2321 | 5372.4421 | 366.2076 | 5006.2345 | 16.7207 | 4989.5138 | 179.7686 | 5169.2824 | 184.767 | 5354.0494 | 364.5356 | 1.672
2010-11-06 | 11:00 | 5057.3034 | 184.6866 | 5241.99 | 186.6459 | 5428.6359 | 371.3325 | 5057.3034 | 25.0867 | 5032.2167 | 182.8589 | 5215.0756 | 185.9527 | 5401.0283 | 368.8116 | 2.5209
2010-11-06 | 12:00 | 5050.5373 | 184.1927 | 5234.73 | 186.4592 | 5421.1892 | 370.6519 | 5050.5373 | 32.7879 | 5017.7494 | 181.809 | 5199.5584 | 185.5518 | 5385.1102 | 367.3608 | 3.2911
2010-11-06 | 13:00 | 5025.2007 | 182.3493 | 5207.55 | 185.7584 | 5393.3084 | 368.1077 | 5025.2007 | 35.9174 | 4989.2832 | 179.752 | 5169.0352 | 184.7606 | 5353.7958 | 364.5125 | 3.5952
2010-11-06 | 14:00 | 4994.4085 | 180.1215 | 5174.53 | 184.9033 | 5359.4333 | 365.0247 | 4994.4085 | 23.6085 | 4970.8 | 178.4226 | 5149.2226 | 184.2451 | 5333.4677 | 362.6677 | 2.357
2010-11-06 | 15:00 | 4981.116 | 179.164 | 5160.28 | 184.533 | 5344.813 | 363.6969 | 4981.116 | 34.5177 | 4946.5984 | 176.6895 | 5123.2878 | 183.5681 | 5306.8559 | 360.2576 | 3.4394
2010-11-06 | 16:00 | 4949.643 | 176.907 | 5126.55 | 183.6534 | 5310.2034 | 360.5604 | 4949.643 | 26.7209 | 4922.922 | 175.0021 | 5097.9241 | 182.9035 | 5280.8277 | 357.9057 | 2.6548
2010-11-06 | 17:00 | 4969.1461 | 178.3039 | 5147.45 | 184.1989 | 5331.6489 | 362.5028 | 4969.1461 | 13.8034 | 4955.3427 | 177.3147 | 5132.6574 | 183.813 | 5316.4704 | 361.1277 | 1.3751
2010-11-06 | 18:00 | 5121.3649 | 189.3951 | 5310.76 | 188.4046 | 5499.1646 | 377.7998 | 5121.3649 | 0 | 5121.3649 | 189.3951 | 5310.76 | 188.4046 | 5499.1646 | 377.7998 | 0
2010-11-06 | 19:00 | 5347.203 | 206.467 | 5553.67 | 194.4739 | 5748.1439 | 400.941 | 5347.203 | 0 | 5347.203 | 206.467 | 5553.67 | 194.4739 | 5748.1439 | 400.941 | 0
2010-11-06 | 20:00 | 5265.8943 | 200.2357 | 5466.13 | 192.3124 | 5658.4424 | 392.5481 | 5265.8943 | 0 | 5265.8943 | 200.2357 | 5466.13 | 192.3124 | 5658.4424 | 392.5481 | 0
2010-11-06 | 21:00 | 5189.7808 | 194.4892 | 5384.27 | 190.2649 | 5574.5349 | 384.754 | 5189.7808 | 0 | 5189.7808 | 194.4892 | 5384.27 | 190.2649 | 5574.5349 | 384.754 | 0
2010-11-06 | 22:00 | 5006.2998 | 180.9802 | 5187.28 | 185.2339 | 5372.5139 | 366.2141 | 5006.2998 | 0 | 5006.2998 | 180.9802 | 5187.28 | 185.2339 | 5372.5139 | 366.2141 | 0
2010-11-06 | 23:00 | 4793.3489 | 165.9111 | 4959.26 | 179.2275 | 5138.4875 | 345.1386 | 4793.3489 | 0 | 4793.3489 | 165.9111 | 4959.26 | 179.2275 | 5138.4875 | 345.1386 | 0
2010-11-06 | 24:00 | 4466.6069 | 144.0631 | 4610.67 | 169.6653 | 4780.3353 | 313.7284 | 4466.6069 | 0 | 4466.6069 | 144.0631 | 4610.67 | 169.6653 | 4780.3353 | 313.7284 | 0
2010-11-07 | 1:00 | 4253.1757 | 130.6243 | 4383.8 | 163.1955 | 4546.9955 | 293.8198 | 4253.1757 | 0 | 4253.1757 | 130.6243 | 4383.8 | 163.1955 | 4546.9955 | 293.8198 | 0
2010-11-07 | 1:00 | 4121.3948 | 122.6552 | 4244.05 | 159.1133 | 4403.1633 | 281.7684 | 4121.3948 | 0 | 4121.3948 | 122.6552 | 4244.05 | 159.1133 | 4403.1633 | 281.7684 | 0
2010-11-07 | 2:00 | 4034.4267 | 117.5333 | 4151.96 | 156.383 | 4308.343 | 273.9163 | 4034.4267 | 0 | 4034.4267 | 117.5333 | 4151.96 | 156.383 | 4308.343 | 273.9163 | 0
2010-11-07 | 3:00 | 3995.5792 | 115.2808 | 4110.86 | 155.1541 | 4266.0141 | 270.4349 | 3995.5792 | 0 | 3995.5792 | 115.2808 | 4110.86 | 155.1541 | 4266.0141 | 270.4349 | 0
2010-11-07 | 4:00 | 4031.469 | 117.361 | 4148.83 | 156.2896 | 4305.1196 | 273.6507 | 4031.469 | 0 | 4031.469 | 117.361 | 4148.83 | 156.2896 | 4305.1196 | 273.6507 | 0
2010-11-07 | 5:00 | 4110.2475 | 121.9925 | 4232.24 | 158.7649 | 4391.0049 | 280.7575 | 4110.2475 | 0 | 4110.2475 | 121.9925 | 4232.24 | 158.7649 | 4391.0049 | 280.7575 | 0
2010-11-07 | 6:00 | 4437.5079 | 142.1921 | 4579.7 | 168.7936 | 4748.4936 | 310.9857 | 4437.5079 | 0 | 4437.5079 | 142.1921 | 4579.7 | 168.7936 | 4748.4936 | 310.9857 | 0
2010-11-07 | 7:00 | 4953.3947 | 177.1753 | 5130.57 | 183.7584 | 5314.3284 | 360.9338 | 4953.3947 | 0 | 4953.3947 | 177.1753 | 5130.57 | 183.7584 | 5314.3284 | 360.9338 | 0
2010-11-07 | 8:00 | 5153.5285 | 191.7815 | 5345.31 | 189.2815 | 5534.5915 | 381.063 | 5153.5285 | 0.56994 | 5152.9586 | 191.7391 | 5344.6976 | 189.266 | 5533.9636 | 381.0051 | 0.057919
2010-11-07 | 9:00 | 5108.5048 | 188.4452 | 5296.95 | 188.0529 | 5485.0029 | 376.498 | 5108.5048 | 15.1636 | 5093.3413 | 187.3281 | 5280.6694 | 187.6373 | 5468.3067 | 374.9654 | 1.5327
2010-11-07 | 10:00 | 5019.6624 | 181.9476 | 5201.61 | 185.6049 | 5387.2149 | 367.5525 | 5019.6624 | 22.419 | 4997.2434 | 180.326 | 5177.5694 | 184.9822 | 5362.5516 | 365.3082 | 2.2443
2010-11-07 | 11:00 | 5021.6391 | 182.0909 | 5203.73 | 185.6597 | 5389.3897 | 367.7506 | 5021.6391 | 30.8102 | 4990.8289 | 179.8634 | 5170.6922 | 184.8036 | 5355.4958 | 364.667 | 3.0836
2010-11-07 | 12:00 | 4989.0452 | 179.7348 | 5168.78 | 184.7539 | 5353.5339 | 364.4888 | 4989.0452 | 33.4663 | 4955.5789 | 177.3316 | 5132.9105 | 183.8196 | 5316.73 | 361.1512 | 3.3376
2010-11-07 | 13:00 | 4940.4682 | 176.2518 | 5116.72 | 183.3962 | 5300.1162 | 359.648 | 4940.4682 | 27.4872 | 4912.981 | 174.296 | 5087.277 | 182.6239 | 5269.9009 | 356.9199 | 2.7282
2010-11-07 | 14:00 | 4897.1457 | 173.1743 | 5070.32 | 182.1775 | 5252.4975 | 355.3518 | 4897.1457 | 17.6526 | 4879.4931 | 171.9281 | 5051.4212 | 181.6788 | 5233.1 | 353.6069 | 1.7449
2010-11-07 | 15:00 | 4872.0743 | 171.4057 | 5043.48 | 181.4689 | 5224.9489 | 352.8745 | 4872.0743 | 18.2181 | 4853.8562 | 170.1262 | 5023.9824 | 180.9523 | 5204.9348 | 351.0785 | 1.796
2010-11-07 | 16:00 | 4932.6646 | 175.6954 | 5108.36 | 183.1773 | 5291.5373 | 358.8727 | 4932.6646 | 17.3719 | 4915.2926 | 174.4601 | 5089.7527 | 182.6889 | 5272.4417 | 357.149 | 1.7237
2010-11-07 | 17:00 | 5102.0414 | 187.9686 | 5290.01 | 187.8759 | 5477.8859 | 375.8445 | 5102.0414 | 2.6683 | 5099.3731 | 187.772 | 5287.1451 | 187.8027 | 5474.9479 | 375.5748 | 0.26969
2010-11-07 | 18:00 | 5322.2551 | 204.5449 | 5526.8 | 193.8135 | 5720.6135 | 398.3585 | 5322.2551 | 0 | 5322.2551 | 204.5449 | 5526.8 | 193.8135 | 5720.6135 | 398.3585 | 0
2010-11-07 | 19:00 | 5264.2679 | 200.1121 | 5464.38 | 192.2689 | 5656.6489 | 392.381 | 5264.2679 | 0 | 5264.2679 | 200.1121 | 5464.38 | 192.2689 | 5656.6489 | 392.381 | 0
2010-11-07 | 20:00 | 5150.2616 | 191.5384 | 5341.8 | 189.1926 | 5530.9926 | 380.7311 | 5150.2616 | 0 | 5150.2616 | 191.5384 | 5341.8 | 189.1926 | 5530.9926 | 380.7311 | 0
2010-11-07 | 21:00 | 5009.4985 | 181.2115 | 5190.71 | 185.3228 | 5376.0328 | 366.5343 | 5009.4985 | 0 | 5009.4985 | 181.2115 | 5190.71 | 185.3228 | 5376.0328 | 366.5343 | 0
2010-11-07 | 22:00 | 4826.3467 | 168.2033 | 4994.55 | 180.1699 | 5174.7199 | 348.3732 | 4826.3467 | 0 | 4826.3467 | 168.2033 | 4994.55 | 180.1699 | 5174.7199 | 348.3732 | 0
2010-11-07 | 23:00 | 4532.3545 | 148.3355 | 4680.69 | 171.6229 | 4852.3129 | 319.9584 | 4532.3545 | 0 | 4532.3545 | 148.3355 | 4680.69 | 171.6229 | 4852.3129 | 319.9584 | 0
2010-11-08 | 24:00 | 4281.792 | 132.388 | 4414.18 | 164.0731 | 4578.2531 | 296.4611 | 4281.792 | 0 | 4281.792 | 132.388 | 4414.18 | 164.0731 | 4578.2531 | 296.4611 | 0
2010-11-08 | 1:00 | 4132.2008 | 123.2992 | 4255.5 | 159.4505 | 4414.9505 | 282.7497 | 4132.2008 | 0 | 4132.2008 | 123.2992 | 4255.5 | 159.4505 | 4414.9505 | 282.7497 | 0
2010-11-08 | 2:00 | 4056.2611 | 118.8089 | 4175.07 | 157.0712 | 4332.1412 | 275.8801 | 4056.2611 | 0 | 4056.2611 | 118.8089 | 4175.07 | 157.0712 | 4332.1412 | 275.8801 | 0
2010-11-08 | 3:00 | 3993.0454 | 115.1346 | 4108.18 | 155.0737 | 4263.2537 | 270.2083 | 3993.0454 | 0 | 3993.0454 | 115.1346 | 4108.18 | 155.0737 | 4263.2537 | 270.2083 | 0
2010-11-08 | 4:00 | 4003.7285 | 115.7515 | 4119.48 | 155.4124 | 4274.8924 | 271.1638 | 4003.7285 | 0 | 4003.7285 | 115.7515 | 4119.48 | 155.4124 | 4274.8924 | 271.1638 | 0
2010-11-08 | 5:00 | 4103.545 | 121.595 | 4225.14 | 158.5553 | 4383.6953 | 280.1503 | 4103.545 | 0 | 4103.545 | 121.595 | 4225.14 | 158.5553 | 4383.6953 | 280.1503 | 0
2010-11-08 | 6:00 | 4392.1122 | 139.2978 | 4531.41 | 167.4271 | 4698.8371 | 306.7249 | 4392.1122 | 0 | 4392.1122 | 139.2978 | 4531.41 | 167.4271 | 4698.8371 | 306.7249 | 0
2010-11-08 | 7:00 | 4865.366 | 170.934 | 5036.3 | 181.2788 | 5217.5788 | 352.2128 | 4865.366 | 0 | 4865.366 | 170.934 | 5036.3 | 181.2788 | 5217.5788 | 352.2128 | 0
2010-11-08 | 8:00 | 5115.3775 | 188.9525 | 5304.33 | 188.241 | 5492.571 | 377.1935 | 5115.3775 | 0.63495 | 5114.7425 | 188.9056 | 5303.6481 | 188.2236 | 5491.8717 | 377.1292 | 0.064272
2010-11-08 | 9:00 | 5081.949 | 186.491 | 5268.44 | 187.3244 | 5455.7644 | 373.8155 | 5081.949 | 14.0436 | 5067.9054 | 185.4617 | 5253.3672 | 186.9381 | 5440.3053 | 372.3998 | 1.4156
2010-11-08 | 10:00 | 4967.1587 | 178.1613 | 5145.32 | 184.1434 | 5329.4634 | 362.3047 | 4967.1587 | 26.9085 | 4940.2502 | 176.2362 | 5116.4864 | 183.3901 | 5299.8766 | 359.6264 | 2.6783
2010-11-08 | 11:00 | 4911.2003 | 174.1697 | 5085.37 | 182.5737 | 5267.9437 | 356.7434 | 4911.2003 | 29.3058 | 4881.8945 | 172.0973 | 5053.9918 | 181.7467 | 5235.7385 | 353.8441 | 2.8994
2010-11-08 | 12:00 | 4905.5227 | 173.7673 | 5079.29 | 182.4138 | 5261.7038 | 356.181 | 4905.5227 | 34.6752 | 4870.8476 | 171.3194 | 5042.1669 | 181.4341 | 5223.601 | 352.7535 | 3.4275
2010-11-08 | 13:00 | 4779.141 | 164.929 | 4944.07 | 178.8204 | 5122.8904 | 343.7494 | 4779.141 | 36.0137 | 4743.1273 | 162.4527 | 4905.5799 | 177.7849 | 5083.3648 | 340.2376 | 3.5118
2010-11-08 | 14:00 | 4774.4637 | 164.6063 | 4939.07 | 178.6862 | 5117.7562 | 343.2925 | 4774.4637 | 34.3122 | 4740.1515 | 162.2489 | 4902.4004 | 177.6991 | 5080.0995 | 339.948 | 3.3445
2010-11-08 | 15:00 | 4822.8223 | 167.9577 | 4990.78 | 180.0695 | 5170.8495 | 348.0272 | 4822.8223 | 27.7432 | 4795.0792 | 166.0309 | 4961.11 | 179.277 | 5140.387 | 345.3079 | 2.7193
2010-11-08 | 16:00 | 4829.656 | 168.434 | 4998.09 | 180.2642 | 5178.3542 | 348.6982 | 4829.656 | 16.8271 | 4812.8289 | 167.2623 | 4980.0912 | 179.7844 | 5159.8756 | 347.0467 | 1.6515
2010-11-08 | 17:00 | 4969.7432 | 178.3468 | 5148.09 | 184.2156 | 5332.3056 | 362.5624 | 4969.7432 | 2.2268 | 4967.5164 | 178.187 | 5145.7034 | 184.1534 | 5329.8568 | 362.3404 | 0.22199
2010-11-08 | 18:00 | 5077.6634 | 186.1766 | 5263.84 | 187.2066 | 5451.0466 | 373.3833 | 5077.6634 | 0 | 5077.6634 | 186.1766 | 5263.84 | 187.2066 | 5451.0466 | 373.3833 | 0
2010-11-08 | 19:00 | 4953.852 | 177.208 | 5131.06 | 183.7712 | 5314.8312 | 360.9793 | 4953.852 | 0 | 4953.852 | 177.208 | 5131.06 | 183.7712 | 5314.8312 | 360.9793 | 0
2010-11-08 | 20:00 | 4826.9637 | 168.2463 | 4995.21 | 180.1875 | 5175.3975 | 348.4338 | 4826.9637 | 0 | 4826.9637 | 168.2463 | 4995.21 | 180.1875 | 5175.3975 | 348.4338 | 0
2010-11-08 | 21:00 | 4676.4337 | 157.9163 | 4834.35 | 175.8539 | 5010.2039 | 333.7701 | 4676.4337 | 0 | 4676.4337 | 157.9163 | 4834.35 | 175.8539 | 5010.2039 | 333.7701 | 0
2010-11-08 | 22:00 | 4469.8853 | 144.2747 | 4614.16 | 169.7633 | 4783.9233 | 314.038 | 4469.8853 | 0 | 4469.8853 | 144.2747 | 4614.16 | 169.7633 | 4783.9233 | 314.038 | 0
2010-11-08 | 23:00 | 4220.4859 | 128.6241 | 4349.11 | 162.189 | 4511.299 | 290.8131 | 4220.4859 | 0 | 4220.4859 | 128.6241 | 4349.11 | 162.189 | 4511.299 | 290.8131 | 0
2010-11-09 | 24:00 | 3953.9111 | 112.8889 | 4066.8 | 153.8296 | 4220.6296 | 266.7185 | 3953.9111 | 0 | 3953.9111 | 112.8889 | 4066.8 | 153.8296 | 4220.6296 | 266.7185 | 0
2010-11-09 | 1:00 | 3790.2814 | 103.7386 | 3894.02 | 148.5649 | 4042.5849 | 252.3035 | 3790.2814 | 0 | 3790.2814 | 103.7386 | 3894.02 | 148.5649 | 4042.5849 | 252.3035 | 0
2010-11-09 | 2:00 | 3688.688 | 98.252 | 3786.94 | 145.2456 | 3932.1856 | 243.4975 | 3688.688 | 0 | 3688.688 | 98.252 | 3786.94 | 145.2456 | 3932.1856 | 243.4975 | 0
2010-11-09 | 3:00 | 3608.9119 | 94.0481 | 3702.96 | 142.612 | 3845.572 | 236.66 | 3608.9119 | 0 | 3608.9119 | 94.0481 | 3702.96 | 142.612 | 3845.572 | 236.66 | 0
2010-11-09 | 4:00 | 3617.2185 | 94.4815 | 3711.7 | 142.8873 | 3854.5873 | 237.3688 | 3617.2185 | 0 | 3617.2185 | 94.4815 | 3711.7 | 142.8873 | 3854.5873 | 237.3688 | 0
2010-11-09 | 5:00 | 3647.842 | 96.088 | 3743.93 | 143.9001 | 3887.8301 | 239.9882 | 3647.842 | 0 | 3647.842 | 96.088 | 3743.93 | 143.9001 | 3887.8301 | 239.9882 | 0
2010-11-09 | 6:00 | 3795.9035 | 104.0465 | 3899.95 | 148.7475 | 4048.6975 | 252.794 | 3795.9035 | 0 | 3795.9035 | 104.0465 | 3899.95 | 148.7475 | 4048.6975 | 252.794 | 0
2010-11-09 | 7:00 | 3976.4882 | 114.1818 | 4090.67 | 154.5481 | 4245.2181 | 268.7298 | 3976.4882 | 0 | 3976.4882 | 114.1818 | 4090.67 | 154.5481 | 4245.2181 | 268.7298 | 0
2010-11-09 | 8:00 | 4111.8994 | 122.0906 | 4233.99 | 158.8166 | 4392.8066 | 280.9072 | 4111.8994 | 0.22283 | 4111.6765 | 122.0774 | 4233.7539 | 158.8096 | 4392.5636 | 280.887 | 0.020199
2010-11-09 | 9:00 | 4172.3624 | 125.7076 | 4298.07 | 160.7 | 4458.77 | 286.4076 | 4172.3624 | 14.5034 | 4157.8591 | 124.8351 | 4282.6942 | 160.2495 | 4442.9437 | 285.0846 | 1.3229
2010-11-09 | 10:00 | 4103.5733 | 121.5967 | 4225.17 | 158.5561 | 4383.7261 | 280.1528 | 4103.5733 | 25.9486 | 4077.6247 | 120.0637 | 4197.6884 | 157.7428 | 4355.4312 | 277.8065 | 2.3463
2010-11-09 | 11:00 | 4019.4478 | 116.6622 | 4136.11 | 155.9098 | 4292.0198 | 272.572 | 4019.4478 | 28.4458 | 3991.002 | 115.0168 | 4106.0188 | 155.0089 | 4261.0277 | 270.0257 | 2.5463
2010-11-09 | 12:00 | 4003.4449 | 115.7351 | 4119.18 | 155.4034 | 4274.5834 | 271.1385 | 4003.4449 | 33.2755 | 3970.1694 | 113.8192 | 4083.9885 | 154.3472 | 4238.3357 | 268.1664 | 2.9721
2010-11-09 | 13:00 | 4136.1642 | 123.5358 | 4259.7 | 159.5741 | 4419.2741 | 283.1099 | 4136.1642 | 36.4732 | 4099.691 | 121.3667 | 4221.0577 | 158.4346 | 4379.4924 | 279.8013 | 3.3086
2010-11-09 | 14:00 | 4183.5193 | 126.3807 | 4309.9 | 161.046 | 4470.946 | 287.4267 | 4183.5193 | 34.4271 | 4149.0922 | 124.3093 | 4273.4014 | 159.9768 | 4433.3782 | 284.2861 | 3.1407
2010-11-09 | 15:00 | 4211.8894 | 128.1006 | 4339.99 | 161.9237 | 4501.9137 | 290.0243 | 4211.8894 | 28.5813 | 4183.3081 | 126.368 | 4309.676 | 161.0394 | 4470.7155 | 287.4074 | 2.6169
2010-11-09 | 16:00 | 4286.2276 | 132.6624 | 4418.89 | 164.2089 | 4583.0989 | 296.8712 | 4286.2276 | 14.7476 | 4271.48 | 131.7511 | 4403.231 | 163.7572 | 4566.9882 | 295.5083 | 1.363
2010-11-09 | 17:00 | 4440.7594 | 142.4006 | 4583.16 | 168.8912 | 4752.0512 | 311.2918 | 4440.7594 | 0.087341 | 4440.6721 | 142.395 | 4583.0671 | 168.8885 | 4751.9556 | 311.2835 | 0.0082218
2010-11-09 | 18:00 | 4591.6292 | 152.2408 | 4743.87 | 173.3733 | 4917.2433 | 325.6141 | 4591.6292 | 0 | 4591.6292 | 152.2408 | 4743.87 | 173.3733 | 4917.2433 | 325.6141 | 0
2010-11-09 | 19:00 | 4532.2513 | 148.3287 | 4680.58 | 171.6198 | 4852.1998 | 319.9486 | 4532.2513 | 0 | 4532.2513 | 148.3287 | 4680.58 | 171.6198 | 4852.1998 | 319.9486 | 0
2010-11-09 | 20:00 | 4420.5242 | 141.1058 | 4561.63 | 168.2833 | 4729.9133 | 309.3891 | 4420.5242 | 0 | 4420.5242 | 141.1058 | 4561.63 | 168.2833 | 4729.9133 | 309.3891 | 0
2010-11-09 | 21:00 | 4318.0881 | 134.6419 | 4452.73 | 165.1818 | 4617.9118 | 299.8237 | 4318.0881 | 0 | 4318.0881 | 134.6419 | 4452.73 | 165.1818 | 4617.9118 | 299.8237 | 0
2010-11-09 | 22:00 | 4173.4659 | 125.7741 | 4299.24 | 160.7342 | 4459.9742 | 286.5083 | 4173.4659 | 0 | 4173.4659 | 125.7741 | 4299.24 | 160.7342 | 4459.9742 | 286.5083 | 0
2010-11-09 | 23:00 | 3966.1511 | 113.5889 | 4079.74 | 154.2194 | 4233.9594 | 267.8083 | 3966.1511 | 0 | 3966.1511 | 113.5889 | 4079.74 | 154.2194 | 4233.9594 | 267.8083 | 0
2010-11-10 | 24:00 | 3779.5766 | 103.1534 | 3882.73 | 148.217 | 4030.947 | 251.3704 | 3779.5766 | 0 | 3779.5766 | 103.1534 | 3882.73 | 148.217 | 4030.947 | 251.3704 | 0
2010-11-10 | 1:00 | 3667.6078 | 97.1322 | 3764.74 | 144.552 | 3909.292 | 241.6841 | 3667.6078 | 0 | 3667.6078 | 97.1322 | 3764.74 | 144.552 | 3909.292 | 241.6841 | 0
2010-11-10 | 2:00 | 3589.5865 | 93.0435 | 3682.63 | 141.9704 | 3824.6004 | 235.0139 | 3589.5865 | 0 | 3589.5865 | 93.0435 | 3682.63 | 141.9704 | 3824.6004 | 235.0139 | 0
2010-11-10 | 3:00 | 3538.9909 | 90.4391 | 3629.43 | 140.2842 | 3769.7142 | 230.7233 | 3538.9909 | 0 | 3538.9909 | 90.4391 | 3629.43 | 140.2842 | 3769.7142 | 230.7233 | 0
2010-11-10 | 4:00 | 3518.2289 | 89.3811 | 3607.61 | 139.5895 | 3747.1995 | 228.9706 | 3518.2289 | 0 | 3518.2289 | 89.3811 | 3607.61 | 139.5895 | 3747.1995 | 228.9706 | 0
2010-11-10 | 5:00 | 3567.7072 | 91.9128 | 3659.62 | 141.2424 | 3800.8624 | 233.1552 | 3567.7072 | 0 | 3567.7072 | 91.9128 | 3659.62 | 141.2424 | 3800.8624 | 233.1552 | 0
2010-11-10 | 6:00 | 3645.4385 | 95.9615 | 3741.4 | 143.8207 | 3885.2207 | 239.7822 | 3645.4385 | 0 | 3645.4385 | 95.9615 | 3741.4 | 143.8207 | 3885.2207 | 239.7822 | 0
2010-11-10 | 7:00 | 3814.4445 | 105.0655 | 3919.51 | 149.3487 | 4068.8587 | 254.4142 | 3814.4445 | 0 | 3814.4445 | 105.0655 | 3919.51 | 149.3487 | 4068.8587 | 254.4142 | 0
2010-11-10 | 8:00 | 3943.164 | 112.276 | 4055.44 | 153.4869 | 4208.9269 | 265.763 | 3943.164 | 0.22717 | 3942.9368 | 112.2631 | 4055.1999 | 153.4797 | 4208.6796 | 265.7428 | 0.020184
2010-11-10 | 9:00 | 4089.7228 | 120.7772 | 4210.5 | 158.1223 | 4368.6223 | 278.8995 | 4089.7228 | 2.9255 | 4086.7973 | 120.6045 | 4207.4018 | 158.0306 | 4365.4323 | 278.6351 | 0.26446
2010-11-10 | 10:00 | 4152.3834 | 124.5066 | 4276.89 | 160.0792 | 4436.9692 | 284.5858 | 4152.3834 | 4.6701 | 4147.7133 | 124.2267 | 4271.94 | 159.9339 | 4431.8739 | 284.1605 | 0.42523
2010-11-10 | 11:00 | 4213.9726 | 128.2274 | 4342.2 | 161.988 | 4504.188 | 290.2154 | 4213.9726 | 25.9841 | 4187.9885 | 126.6509 | 4314.6394 | 161.1845 | 4475.8239 | 287.8354 | 2.38
2010-11-10 | 12:00 | 4278.6276 | 132.1924 | 4410.82 | 163.9762 | 4574.7962 | 296.1686 | 4278.6276 | 33.099 | 4245.5286 | 130.155 | 4375.6836 | 162.9604 | 4538.644 | 293.1154 | 3.0532
2010-11-10 | 13:00 | 4331.2368 | 135.4632 | 4466.7 | 165.5821 | 4632.2821 | 301.0453 | 4331.2368 | 34.8945 | 4296.3424 | 133.2892 | 4429.6316 | 164.5182 | 4594.1498 | 297.8074 | 3.2379
2010-11-10 | 14:00 | 4339.1419 | 135.9581 | 4475.1 | 165.8225 | 4640.9225 | 301.7806 | 4339.1419 | 29.3816 | 4309.7603 | 134.1231 | 4443.8834 | 164.9278 | 4608.8113 | 299.0509 | 2.7297
2010-11-10 | 15:00 | 4369.7849 | 137.8851 | 4507.67 | 166.7521 | 4674.4221 | 304.6372 | 4369.7849 | 7.9569 | 4361.828 | 137.3834 | 4499.2114 | 166.511 | 4665.7225 | 303.8945 | 0.74271
2010-11-10 | 16:00 | 4487.5714 | 145.4186 | 4632.99 | 170.2913 | 4803.2813 | 315.71 | 4487.5714 | 6.1268 | 4481.4446 | 145.0218 | 4626.4664 | 170.1086 | 4796.575 | 315.1304 | 0.57958
2010-11-10 | 17:00 | 4664.0116 | 157.0784 | 4821.09 | 175.4923 | 4996.5823 | 332.5707 | 4664.0116 | 1.124 | 4662.8875 | 157.0027 | 4819.8903 | 175.4595 | 4995.3498 | 332.4622 | 0.10845
2010-11-10 | 18:00 | 4901.8246 | 173.5054 | 5075.33 | 182.3095 | 5257.6395 | 355.8149 | 4901.8246 | 0 | 4901.8246 | 173.5054 | 5075.33 | 182.3095 | 5257.6395 | 355.8149 | 0
2010-11-10 | 19:00 | 4869.9629 | 171.2571 | 5041.22 | 181.4091 | 5222.6291 | 352.6662 | 4869.9629 | 0 | 4869.9629 | 171.2571 | 5041.22 | 181.4091 | 5222.6291 | 352.6662 | 0
2010-11-10 | 20:00 | 4797.8661 | 166.2239 | 4964.09 | 179.3567 | 5143.4467 | 345.5807 | 4797.8661 | 0 | 4797.8661 | 166.2239 | 4964.09 | 179.3567 | 5143.4467 | 345.5807 | 0
2010-11-10 | 21:00 | 4667.3187 | 157.3013 | 4824.62 | 175.5886 | 5000.2086 | 332.8899 | 4667.3187 | 0 | 4667.3187 | 157.3013 | 4824.62 | 175.5886 | 5000.2086 | 332.8899 | 0
2010-11-10 | 22:00 | 4482.8568 | 145.1132 | 4627.97 | 170.1507 | 4798.1207 | 315.264 | 4482.8568 | 0 | 4482.8568 | 145.1132 | 4627.97 | 170.1507 | 4798.1207 | 315.264 | 0
2010-11-10 | 23:00 | 4246.7878 | 130.2322 | 4377.02 | 162.9991 | 4540.0191 | 293.2313 | 4246.7878 | 0 | 4246.7878 | 130.2322 | 4377.02 | 162.9991 | 4540.0191 | 293.2313 | 0
2010-11-11 | 24:00 | 4050.1205 | 118.4495 | 4168.57 | 156.8778 | 4325.4478 | 275.3273 | 4050.1205 | 0 | 4050.1205 | 118.4495 | 4168.57 | 156.8778 | 4325.4478 | 275.3273 | 0
2010-11-11 | 1:00 | 3924.0309 | 111.1891 | 4035.22 | 152.8758 | 4188.0958 | 264.0649 | 3924.0309 | 0 | 3924.0309 | 111.1891 | 4035.22 | 152.8758 | 4188.0958 | 264.0649 | 0
2010-11-11 | 2:00 | 3873.2027 | 108.3273 | 3981.53 | 151.2455 | 4132.7755 | 259.5728 | 3873.2027 | 0 | 3873.2027 | 108.3273 | 3981.53 | 151.2455 | 4132.7755 | 259.5728 | 0
2010-11-11 | 3:00 | 3870.4184 | 108.1716 | 3978.59 | 151.1559 | 4129.7459 | 259.3275 | 3870.4184 | 0 | 3870.4184 | 108.1716 | 3978.59 | 151.1559 | 4129.7459 | 259.3275 | 0
2010-11-11 | 4:00 | 3876.5078 | 108.5122 | 3985.02 | 151.3518 | 4136.3718 | 259.864 | 3876.5078 | 0 | 3876.5078 | 108.5122 | 3985.02 | 151.3518 | 4136.3718 | 259.864 | 0
2010-11-11 | 5:00 | 4050.4984 | 118.4716 | 4168.97 | 156.8897 | 4325.8597 | 275.3613 | 4050.4984 | 0 | 4050.4984 | 118.4716 | 4168.97 | 156.8897 | 4325.8597 | 275.3613 | 0
2010-11-11 | 6:00 | 4367.5461 | 137.7439 | 4505.29 | 166.6843 | 4671.9743 | 304.4282 | 4367.5461 | 0 | 4367.5461 | 137.7439 | 4505.29 | 166.6843 | 4671.9743 | 304.4282 | 0
2010-11-11 | 7:00 | 4831.4134 | 168.5566 | 4999.97 | 180.3143 | 5180.2843 | 348.8709 | 4831.4134 | 0 | 4831.4134 | 168.5566 | 4999.97 | 180.3143 | 5180.2843 | 348.8709 | 0
2010-11-11 | 8:00 | 5091.2646 | 187.1754 | 5278.44 | 187.5803 | 5466.0203 | 374.7557 | 5091.2646 | 2.5688 | 5088.6958 | 186.9865 | 5275.6823 | 187.5098 | 5463.1921 | 374.4963 | 0.25935
2010-11-11 | 9:00 | 5058.7386 | 184.7914 | 5243.53 | 186.6855 | 5430.2155 | 371.4769 | 5058.7386 | 15.851 | 5042.8876 | 183.6352 | 5226.5228 | 186.2479 | 5412.7707 | 369.8831 | 1.5938
2010-11-11 | 10:00 | 4916.0371 | 174.5129 | 5090.55 | 182.7099 | 5273.2599 | 357.2228 | 4916.0371 | 25.8634 | 4890.1736 | 172.6815 | 5062.8552 | 181.9807 | 5244.8359 | 354.6622 | 2.5606
2010-11-11 | 11:00 | 4954.4026 | 177.2474 | 5131.65 | 183.7867 | 5315.4367 | 361.0341 | 4954.4026 | 30.2532 | 4924.1494 | 175.0894 | 5099.2388 | 182.9381 | 5282.1769 | 358.0274 | 3.0067
2010-11-11 | 12:00 | 4929.7333 | 175.4867 | 5105.22 | 183.095 | 5288.315 | 358.5816 | 4929.7333 | 38.6997 | 4891.0336 | 172.7423 | 5063.7759 | 182.005 | 5245.7809 | 354.7473 | 3.8344
2010-11-11 | 13:00 | 4900.8254 | 173.4346 | 5074.26 | 182.2813 | 5256.5413 | 355.716 | 4900.8254 | 37.8681 | 4862.9573 | 170.7648 | 5033.722 | 181.2105 | 5214.9326 | 351.9753 | 3.7407
2010-11-11 | 14:00 | 4933.066 | 175.724 | 5108.79 | 183.1885 | 5291.9785 | 358.9126 | 4933.066 | 35.7525 | 4897.3134 | 173.1861 | 5070.4996 | 182.1823 | 5252.6819 | 355.3684 | 3.5442
2010-11-11 | 15:00 | 4993.2799 | 180.0401 | 5173.32 | 184.8719 | 5358.1919 | 364.9119 | 4993.2799 | 29.1997 | 4964.0803 | 177.9406 | 5142.0208 | 184.0574 | 5326.0782 | 361.9979 | 2.914
2010-11-11 | 16:00 | 5128.2363 | 189.9037 | 5318.14 | 188.5923 | 5506.7323 | 378.496 | 5128.2363 | 17.9697 | 5110.2667 | 188.5752 | 5298.8418 | 188.1011 | 5486.9429 | 376.6763 | 1.8197
2010-11-11 | 17:00 | 5324.9852 | 204.7548 | 5529.74 | 193.8859 | 5723.6259 | 398.6408 | 5324.9852 | 2.1182 | 5322.8669 | 204.592 | 5527.4589 | 193.8298 | 5721.2887 | 398.4217 | 0.21903
2010-11-11 | 18:00 | 5626.2976 | 228.5824 | 5854.88 | 201.6903 | 6056.5703 | 430.2727 | 5626.2976 | 0 | 5626.2976 | 228.5824 | 5854.88 | 201.6903 | 6056.5703 | 430.2727 | 0
2010-11-11 | 19:00 | 5580.5868 | 224.8832 | 5805.47 | 200.5301 | 6006.0001 | 425.4133 | 5580.5868 | 0 | 5580.5868 | 224.8832 | 5805.47 | 200.5301 | 6006.0001 | 425.4133 | 0
2010-11-11 | 20:00 | 5454.5778 | 214.8422 | 5669.42 | 197.2876 | 5866.7076 | 412.1299 | 5454.5778 | 0 | 5454.5778 | 214.8422 | 5669.42 | 197.2876 | 5866.7076 | 412.1299 | 0
2010-11-11 | 21:00 | 5287.981 | 201.919 | 5489.9 | 192.9022 | 5682.8022 | 394.8212 | 5287.981 | 0 | 5287.981 | 201.919 | 5489.9 | 192.9022 | 5682.8022 | 394.8212 | 0
2010-11-11 | 22:00 | 5066.5569 | 185.3631 | 5251.92 | 186.9009 | 5438.8209 | 372.264 | 5066.5569 | 0 | 5066.5569 | 185.3631 | 5251.92 | 186.9009 | 5438.8209 | 372.264 | 0
2010-11-11 | 23:00 | 4748.7799 | 162.8401 | 4911.62 | 177.9477 | 5089.5677 | 340.7879 | 4748.7799 | 0 | 4748.7799 | 162.8401 | 4911.62 | 177.9477 | 5089.5677 | 340.7879 | 0
2010-11-12 | 24:00 | 4507.9478 | 146.7422 | 4654.69 | 170.8982 | 4825.5882 | 317.6404 | 4507.9478 | 0 | 4507.9478 | 146.7422 | 4654.69 | 170.8982 | 4825.5882 | 317.6404 | 0
2010-11-12 | 1:00 | 4388.4448 | 139.0652 | 4527.51 | 167.3163 | 4694.8263 | 306.3816 | 4388.4448 | 0 | 4388.4448 | 139.0652 | 4527.51 | 167.3163 | 4694.8263 | 306.3816 | 0
2010-11-12 | 2:00 | 4278.3451 | 132.1749 | 4410.52 | 163.9676 | 4574.4876 | 296.1425 | 4278.3451 | 0 | 4278.3451 | 132.1749 | 4410.52 | 163.9676 | 4574.4876 | 296.1425 | 0
2010-11-12 | 3:00 | 4241.5112 | 129.9088 | 4371.42 | 162.8368 | 4534.2568 | 292.7456 | 4241.5112 | 0 | 4241.5112 | 129.9088 | 4371.42 | 162.8368 | 4534.2568 | 292.7456 | 0
2010-11-12 | 4:00 | 4240.2014 | 129.8286 | 4370.03 | 162.7965 | 4532.8265 | 292.6251 | 4240.2014 | 0 | 4240.2014 | 129.8286 | 4370.03 | 162.7965 | 4532.8265 | 292.6251 | 0
2010-11-12 | 5:00 | 4358.8727 | 137.1973 | 4496.07 | 166.4215 | 4662.4915 | 303.6188 | 4358.8727 | 0 | 4358.8727 | 137.1973 | 4496.07 | 166.4215 | 4662.4915 | 303.6188 | 0
2010-11-12 | 6:00 | 4651.5311 | 156.2389 | 4807.77 | 175.1284 | 4982.8984 | 331.3673 | 4651.5311 | 0 | 4651.5311 | 156.2389 | 4807.77 | 175.1284 | 4982.8984 | 331.3673 | 0
2010-11-12 | 7:00 | 5129.2139 | 189.9761 | 5319.19 | 188.619 | 5507.809 | 378.5951 | 5129.2139 | 0 | 5129.2139 | 189.9761 | 5319.19 | 188.619 | 5507.809 | 378.5951 | 0
2010-11-12 | 8:00 | 5323.0258 | 204.6042 | 5527.63 | 193.834 | 5721.464 | 398.4382 | 5323.0258 | 0 | 5323.0258 | 204.6042 | 5527.63 | 193.834 | 5721.464 | 398.4382 | 0
2010-11-12 | 9:00 | 5222.2032 | 196.9268 | 5419.13 | 191.1399 | 5610.2699 | 388.0667 | 5222.2032 | 1.5702 | 5220.633 | 196.8084 | 5417.4414 | 191.0976 | 5608.5391 | 387.906 | 0.16068
2010-11-12 | 10:00 | 4977.0952 | 178.8748 | 5155.97 | 184.4208 | 5340.3908 | 363.2956 | 4977.0952 | 2.4937 | 4974.6014 | 178.6956 | 5153.2971 | 184.3512 | 5337.6483 | 363.0468 | 0.24879
2010-11-12 | 11:00 | 4925.0561 | 175.1539 | 5100.21 | 182.9635 | 5283.1735 | 358.1174 | 4925.0561 | 2.82 | 4922.2361 | 174.9533 | 5097.1895 | 182.8843 | 5280.0737 | 357.8376 | 0.2798
2010-11-12 | 12:00 | 4884.9567 | 172.3133 | 5057.27 | 181.8333 | 5239.1033 | 354.1466 | 4884.9567 | 2.931 | 4882.0257 | 172.1066 | 5054.1323 | 181.7504 | 5235.8827 | 353.857 | 0.28958
2010-11-12 | 13:00 | 4843.7795 | 169.4205 | 5013.2 | 180.6661 | 5193.8661 | 350.0866 | 4843.7795 | 3.1961 | 4840.5833 | 169.197 | 5009.7804 | 180.5752 | 5190.3556 | 349.7723 | 0.31438
2010-11-12 | 14:00 | 4924.8788 | 175.1412 | 5100.02 | 182.9586 | 5282.9786 | 358.0998 | 4924.8788 | 2.6052 | 4922.2735 | 174.956 | 5097.2295 | 182.8853 | 5280.1148 | 357.8413 | 0.25849
2010-11-12 | 15:00 | 5017.5831 | 181.7969 | 5199.38 | 185.5472 | 5384.9272 | 367.3441 | 5017.5831 | 1.8393 | 5015.7438 | 181.6637 | 5197.4075 | 185.4962 | 5382.9036 | 367.1598 | 0.18428
2010-11-12 | 16:00 | 5198.5714 | 195.1486 | 5393.72 | 190.5025 | 5584.2225 | 385.6511 | 5198.5714 | 1.2723 | 5197.2991 | 195.0531 | 5392.3522 | 190.4682 | 5582.8203 | 385.5212 | 0.12989
2010-11-12 | 17:00 | 5397.2779 | 210.3521 | 5607.63 | 195.7919 | 5803.4219 | 406.144 | 5397.2779 | 0 | 5397.2779 | 210.3521 | 5607.63 | 195.7919 | 5803.4219 | 406.144 | 0
2010-11-12 | 18:00 | 5576.2835 | 224.5365 | 5800.82 | 200.4204 | 6001.2404 | 424.957 | 5576.2835 | 0 | 5576.2835 | 224.5365 | 5800.82 | 200.4204 | 6001.2404 | 424.957 | 0
2010-11-12 | 19:00 | 5490.9806 | 217.7194 | 5708.7 | 198.231 | 5906.931 | 415.9504 | 5490.9806 | 0 | 5490.9806 | 217.7194 | 5708.7 | 198.231 | 5906.931 | 415.9504 | 0
2010-11-12 | 20:00 | 5352.1136 | 206.8464 | 5558.96 | 194.6036 | 5753.5636 | 401.4501 | 5352.1136 | 0 | 5352.1136 | 206.8464 | 5558.96 | 194.6036 | 5753.5636 | 401.4501 | 0
2010-11-12 | 21:00 | 5208.9327 | 195.9273 | 5404.86 | 190.7823 | 5595.6423 | 386.7095 | 5208.9327 | 0 | 5208.9327 | 195.9273 | 5404.86 | 190.7823 | 5595.6423 | 386.7095 | 0
2010-11-12 | 22:00 | 4991.3491 | 179.9009 | 5171.25 | 184.8181 | 5356.0681 | 364.719 | 4991.3491 | 0 | 4991.3491 | 179.9009 | 5171.25 | 184.8181 | 5356.0681 | 364.719 | 0
2010-11-12 | 23:00 | 4644.6809 | 155.7791 | 4800.46 | 174.9284 | 4975.3884 | 330.7074 | 4644.6809 | 0 | 4644.6809 | 155.7791 | 4800.46 | 174.9284 | 4975.3884 | 330.7074 | 0
2010-11-13 | 24:00 | 4371.826 | 138.014 | 4509.84 | 166.8139 | 4676.6539 | 304.8278 | 4371.826 | 0 | 4371.826 | 138.014 | 4509.84 | 166.8139 | 4676.6539 | 304.8278 | 0
2010-11-13 | 1:00 | 4215.6693 | 128.3307 | 4344 | 162.0404 | 4506.0404 | 290.3711 | 4215.6693 | 0 | 4215.6693 | 128.3307 | 4344 | 162.0404 | 4506.0404 | 290.3711 | 0
2010-11-13 | 2:00 | 4125.7174 | 122.9126 | 4248.63 | 159.2482 | 4407.8782 | 282.1608 | 4125.7174 | 0 | 4125.7174 | 122.9126 | 4248.63 | 159.2482 | 4407.8782 | 282.1608 | 0
2010-11-13 | 3:00 | 4067.6811 | 119.4789 | 4187.16 | 157.4304 | 4344.5904 | 276.9093 | 4067.6811 | 0 | 4067.6811 | 119.4789 | 4187.16 | 157.4304 | 4344.5904 | 276.9093 | 0
2010-11-13 | 4:00 | 4071.5913 | 119.7087 | 4191.3 | 157.5533 | 4348.8533 | 277.262 | 4071.5913 | 0 | 4071.5913 | 119.7087 | 4191.3 | 157.5533 | 4348.8533 | 277.262 | 0
2010-11-13 | 5:00 | 4191.9871 | 126.8929 | 4318.88 | 161.3083 | 4480.1883 | 288.2012 | 4191.9871 | 0 | 4191.9871 | 126.8929 | 4318.88 | 161.3083 | 4480.1883 | 288.2012 | 0
2010-11-13 | 6:00 | 4485.1577 | 145.2623 | 4630.42 | 170.2193 | 4800.6393 | 315.4816 | 4485.1577 | 0 | 4485.1577 | 145.2623 | 4630.42 | 170.2193 | 4800.6393 | 315.4816 | 0
2010-11-13 | 7:00 | 4971.572 | 178.478 | 5150.05 | 184.2667 | 5334.3167 | 362.7447 | 4971.572 | 0 | 4971.572 | 178.478 | 5150.05 | 184.2667 | 5334.3167 | 362.7447 | 0
2010-11-13 | 8:00 | 5299.5282 | 202.8018 | 5502.33 | 193.2098 | 5695.5398 | 396.0115 | 5299.5282 | 0 | 5299.5282 | 202.8018 | 5502.33 | 193.2098 | 5695.5398 | 396.0115 | 0
2010-11-13 | 9:00 | 5308.8817 | 203.5183 | 5512.4 | 193.4585 | 5705.8585 | 396.9768 | 5308.8817 | 0.9285 | 5307.9532 | 203.4471 | 5511.4003 | 193.4338 | 5704.8341 | 396.8809 | 0.09586
2010-11-13 | 10:00 | 5263.6267 | 200.0633 | 5463.69 | 192.2517 | 5655.9417 | 392.3151 | 5263.6267 | 1.9463 | 5261.6804 | 199.9154 | 5461.5958 | 192.1996 | 5653.7954 | 392.115 | 0.20001
2010-11-13 | 11:00 | 5261.3869 | 199.8931 | 5461.28 | 192.1918 | 5653.4718 | 392.0849 | 5261.3869 | 2.6521 | 5258.7348 | 199.6916 | 5458.4264 | 192.1208 | 5650.5472 | 391.8124 | 0.27247
2010-11-13 | 12:00 | 5219.3019 | 196.7081 | 5416.01 | 191.0618 | 5607.0718 | 387.7698 | 5219.3019 | 2.9933 | 5216.3086 | 196.4825 | 5412.7911 | 190.9811 | 5603.7723 | 387.4636 | 0.3062
2010-11-13 | 13:00 | 5205.0916 | 195.6384 | 5400.73 | 190.6786 | 5591.4086 | 386.317 | 5205.0916 | 3.0857 | 5202.0059 | 195.4065 | 5397.4124 | 190.5953 | 5588.0077 | 386.0018 | 0.3152
2010-11-13 | 14:00 | 5209.9093 | 196.0007 | 5405.91 | 190.8086 | 5596.7186 | 386.8093 | 5209.9093 | 6.0869 | 5203.8224 | 195.543 | 5399.3654 | 190.6443 | 5590.0098 | 386.1873 | 0.62197
2010-11-13 | 15:00 | 5166.9577 | 192.7823 | 5359.74 | 189.6464 | 5549.3864 | 382.4287 | 5166.9577 | 1.8576 | 5165.1001 | 192.6437 | 5357.7438 | 189.596 | 5547.3397 | 382.2397 | 0.18903
2010-11-13 | 16:00 | 5167.302 | 192.808 | 5360.11 | 189.6557 | 5549.7657 | 382.4637 | 5167.302 | 0.88174 | 5166.4203 | 192.7422 | 5359.1625 | 189.6318 | 5548.7943 | 382.374 | 0.08973
2010-11-13 | 17:00 | 5264.872 | 200.158 | 5465.03 | 192.285 | 5657.315 | 392.443 | 5264.872 | 1.0769 | 5263.7951 | 200.0761 | 5463.8712 | 192.2562 | 5656.1275 | 392.3324 | 0.11068
2010-11-13 | 18:00 | 5413.4272 | 211.6128 | 5625.04 | 196.2148 | 5821.2548 | 407.8276 | 5413.4272 | 0 | 5413.4272 | 211.6128 | 5625.04 | 196.2148 | 5821.2548 | 407.8276 | 0
2010-11-13 | 19:00 | 5347.5 | 206.49 | 5553.99 | 194.4818 | 5748.4718 | 400.9718 | 5347.5 | 0 | 5347.5 | 206.49 | 5553.99 | 194.4818 | 5748.4718 | 400.9718 | 0
2010-11-13 | 20:00 | 5200.748 | 195.312 | 5396.06 | 190.5613 | 5586.6213 | 385.8733 | 5200.748 | 0 | 5200.748 | 195.312 | 5396.06 | 190.5613 | 5586.6213 | 385.8733 | 0
2010-11-13 | 21:00 | 5038.6344 | 183.3256 | 5221.96 | 186.1303 | 5408.0903 | 369.4558 | 5038.6344 | 0 | 5038.6344 | 183.3256 | 5221.96 | 186.1303 | 5408.0903 | 369.4558 | 0
2010-11-13 | 22:00 | 4825.6643 | 168.1557 | 4993.82 | 180.1505 | 5173.9705 | 348.3062 | 4825.6643 | 0 | 4825.6643 | 168.1557 | 4993.82 | 180.1505 | 5173.9705 | 348.3062 | 0
2010-11-13 | 23:00 | 4494.4549 | 145.8651 | 4640.32 | 170.4965 | 4810.8165 | 316.3616 | 4494.4549 | 0 | 4494.4549 | 145.8651 | 4640.32 | 170.4965 | 4810.8165 | 316.3616 | 0
2010-11-14 | 24:00 | 4251.9321 | 130.5479 | 4382.48 | 163.1572 | 4545.6372 | 293.7052 | 4251.9321 | 0 | 4251.9321 | 130.5479 | 4382.48 | 163.1572 | 4545.6372 | 293.7052 | 0
2010-11-14 | 1:00 | 4083.1129 | 120.3871 | 4203.5 | 157.915 | 4361.415 | 278.3021 | 4083.1129 | 0 | 4083.1129 | 120.3871 | 4203.5 | 157.915 | 4361.415 | 278.3021 | 0
2010-11-14 | 2:00 | 3989.2256 | 114.9144 | 4104.14 | 154.9526 | 4259.0926 | 269.867 | 3989.2256 | 0 | 3989.2256 | 114.9144 | 4104.14 | 154.9526 | 4259.0926 | 269.867 | 0
2010-11-14 | 3:00 | 3936.9288 | 111.9212 | 4048.85 | 153.2879 | 4202.1379 | 265.2091 | 3936.9288 | 0 | 3936.9288 | 111.9212 | 4048.85 | 153.2879 | 4202.1379 | 265.2091 | 0
2010-11-14 | 4:00 | 3958.1112 | 113.1288 | 4071.24 | 153.9634 | 4225.2034 | 267.0923 | 3958.1112 | 0 | 3958.1112 | 113.1288 | 4071.24 | 153.9634 | 4225.2034 | 267.0923 | 0
2010-11-14 | 5:00 | 4075.3407 | 119.9293 | 4195.27 | 157.671 | 4352.941 | 277.6003 | 4075.3407 | 0 | 4075.3407 | 119.9293 | 4195.27 | 157.671 | 4352.941 | 277.6003 | 0
2010-11-14 | 6:00 | 4397.0959 | 139.6141 | 4536.71 | 167.5775 | 4704.2875 | 307.1916 | 4397.0959 | 0 | 4397.0959 | 139.6141 | 4536.71 | 167.5775 | 4704.2875 | 307.1916 | 0
2010-11-14 | 7:00 | 4897.5193 | 173.2007 | 5070.72 | 182.1881 | 5252.9081 | 355.3888 | 4897.5193 | 0 | 4897.5193 | 173.2007 | 5070.72 | 182.1881 | 5252.9081 | 355.3888 | 0
2010-11-14 | 8:00 | 5164.7615 | 192.6185 | 5357.38 | 189.5868 | 5546.9668 | 382.2052 | 5164.7615 | 0.14329 | 5164.6183 | 192.6078 | 5357.226 | 189.5829 | 5546.8089 | 382.1906 | 0.014578
2010-11-14 | 9:00 | 5128.2177 | 189.9023 | 5318.12 | 188.5918 | 5506.7118 | 378.4941 | 5128.2177 | 4.4321 | 5123.7856 | 189.5742 | 5313.3598 | 188.4708 | 5501.8306 | 378.045 | 0.44913
2010-11-14 | 10:00 | 5002.4575 | 180.7025 | 5183.16 | 185.1272 | 5368.2872 | 365.8297 | 5002.4575 | 26.9672 | 4975.4903 | 178.7595 | 5154.2498 | 184.376 | 5338.6259 | 363.1355 | 2.6941
2010-11-14 | 11:00 | 4859.3486 | 170.5114 | 5029.86 | 181.1082 | 5210.9682 | 351.6196 | 4859.3486 | 2.639 | 4856.7096 | 170.3263 | 5027.0358 | 181.0333 | 5208.0692 | 351.3596 | 0.26002
2010-11-14 | 12:00 | 4715.0359 | 160.5341 | 4875.57 | 176.9737 | 5052.5437 | 337.5078 | 4715.0359 | 38.0821 | 4676.9537 | 157.9514 | 4834.9052 | 175.869 | 5010.7741 | 333.8204 | 3.6874
2010-11-14 | 13:00 | 4655.0918 | 156.4782 | 4811.57 | 175.2322 | 4986.8022 | 331.7104 | 4655.0918 | 3.8093 | 4651.2825 | 156.2222 | 4807.5047 | 175.1211 | 4982.6258 | 331.3433 | 0.36713
2010-11-14 | 14:00 | 4710.0642 | 160.1958 | 4870.26 | 176.8298 | 5047.0898 | 337.0255 | 4710.0642 | 11.7582 | 4698.3061 | 159.3969 | 4857.703 | 176.4891 | 5034.1921 | 335.886 | 1.1395
2010-11-14 | 15:00 | 4785.7823 | 165.3877 | 4951.17 | 179.0108 | 5130.1808 | 344.3985 | 4785.7823 | 3.5959 | 4782.1864 | 165.1393 | 4947.3256 | 178.9077 | 5126.2333 | 344.047 | 0.35151
2010-11-14 | 16:00 | 4892.7093 | 172.8607 | 5065.57 | 182.0523 | 5247.6223 | 354.913 | 4892.7093 | 3.0952 | 4889.6141 | 172.642 | 5062.2561 | 181.9649 | 5244.221 | 354.6069 | 0.30605
2010-11-14 | 17:00 | 5049.4468 | 184.1132 | 5233.56 | 186.4291 | 5419.9891 | 370.5423 | 5049.4468 | 2.0195 | 5047.4273 | 183.966 | 5231.3933 | 186.3733 | 5417.7666 | 370.3393 | 0.20301
2010-11-14 | 18:00 | 5278.532 | 201.198 | 5479.73 | 192.6501 | 5672.3801 | 393.8481 | 5278.532 | 0 | 5278.532 | 201.198 | 5479.73 | 192.6501 | 5672.3801 | 393.8481 | 0
2010-11-14 | 19:00 | 5211.2764 | 196.1036 | 5407.38 | 190.8455 | 5598.2255 | 386.9491 | 5211.2764 | 0 | 5211.2764 | 196.1036 | 5407.38 | 190.8455 | 5598.2255 | 386.9491 | 0
2010-11-14 | 20:00 | 5099.2379 | 187.7621 | 5287 | 187.799 | 5474.799 | 375.5611 | 5099.2379 | 0 | 5099.2379 | 187.7621 | 5287 | 187.799 | 5474.799 | 375.5611 | 0
2010-11-14 | 21:00 | 4946.1897 | 176.6603 | 5122.85 | 183.5566 | 5306.4066 | 360.2169 | 4946.1897 | 0 | 4946.1897 | 176.6603 | 5122.85 | 183.5566 | 5306.4066 | 360.2169 | 0
2010-11-14 | 22:00 | 4732.6633 | 161.7367 | 4894.4 | 177.4831 | 5071.8831 | 339.2198 | 4732.6633 | 0 | 4732.6633 | 161.7367 | 4894.4 | 177.4831 | 5071.8831 | 339.2198 | 0
2010-11-14 | 23:00 | 4415.6455 | 140.7945 | 4556.44 | 168.1365 | 4724.5765 | 308.931 | 4415.6455 | 0 | 4415.6455 | 140.7945 | 4556.44 | 168.1365 | 4724.5765 | 308.931 | 0
2010-11-15 | 24:00 | 4175.2485 | 125.8815 | 4301.13 | 160.7895 | 4461.9195 | 286.6711 | 4175.2485 | 0 | 4175.2485 | 125.8815 | 4301.13 | 160.7895 | 4461.9195 | 286.6711 | 0
2010-11-15 | 1:00 | 3985.3866 | 114.6934 | 4100.08 | 154.8307 | 4254.9107 | 269.5241 | 3985.3866 | 0 | 3985.3866 | 114.6934 | 4100.08 | 154.8307 | 4254.9107 | 269.5241 | 0
2010-11-15 | 2:00 | 3873.6857 | 108.3543 | 3982.04 | 151.261 | 4133.301 | 259.6153 | 3873.6857 | 0 | 3873.6857 | 108.3543 | 3982.04 | 151.261 | 4133.301 | 259.6153 | 0
2010-11-15 | 3:00 | 3824.244 | 105.606 | 3929.85 | 149.666 | 4079.516 | 255.2719 | 3824.244 | 0 | 3824.244 | 105.606 | 3929.85 | 149.666 | 4079.516 | 255.2719 | 0
2010-11-15 | 4:00 | 3833.2841 | 106.1059 | 3939.39 | 149.9583 | 4089.3483 | 256.0642 | 3833.2841 | 0 | 3833.2841 | 106.1059 | 3939.39 | 149.9583 | 4089.3483 | 256.0642 | 0
2010-11-15 | 5:00 | 3938.5184 | 112.0116 | 4050.53 | 153.3387 | 4203.8687 | 265.3503 | 3938.5184 | 0 | 3938.5184 | 112.0116 | 4050.53 | 153.3387 | 4203.8687 | 265.3503 | 0
2010-11-15 | 6:00 | 4221.1551 | 128.6649 | 4349.82 | 162.2097 | 4512.0297 | 290.8745 | 4221.1551 | 0 | 4221.1551 | 128.6649 | 4349.82 | 162.2097 | 4512.0297 | 290.8745 | 0
2010-11-15 | 7:00 | 4683.9272 | 158.4228 | 4842.35 | 176.0717 | 5018.4217 | 334.4945 | 4683.9272 | 0 | 4683.9272 | 158.4228 | 4842.35 | 176.0717 | 5018.4217 | 334.4945 | 0
2010-11-15 | 8:00 | 4938.6854 | 176.1246 | 5114.81 | 183.3462 | 5298.1562 | 359.4709 | 4938.6854 | 2.5339 | 4936.1515 | 175.9439 | 5112.0954 | 183.2751 | 5295.3706 | 359.2191 | 0.25177
2010-11-15 | 9:00 | 4899.191 | 173.319 | 5072.51 | 182.2352 | 5254.7452 | 355.5542 | 4899.191 | 18.8651 | 4880.3259 | 171.9868 | 5052.3126 | 181.7024 | 5234.015 | 353.6891 | 1.8651
2010-11-15 | 10:00 | 4781.1522 | 165.0678 | 4946.22 | 178.878 | 5125.098 | 343.9459 | 4781.1522 | 27.5001 | 4753.6521 | 163.1744 | 4916.8265 | 178.088 | 5094.9146 | 341.2625 | 2.6834
2010-11-15 | 11:00 | 4730.9878 | 161.6222 | 4892.61 | 177.4347 | 5070.0447 | 339.0569 | 4730.9878 | 31.2774 | 4699.7104 | 159.4922 | 4859.2026 | 176.5298 | 5035.7324 | 336.022 | 3.0349
2010-11-15 | 12:00 | 4619.9832 | 154.1268 | 4774.11 | 174.2058 | 4948.3158 | 328.3326 | 4619.9832 | 24.771 | 4595.2122 | 152.4785 | 4747.6907 | 173.4787 | 4921.1693 | 325.9571 | 2.3754
2010-11-15 | 13:00 | 4559.8587 | 150.1413 | 4710 | 172.4368 | 4882.4368 | 322.5781 | 4559.8587 | 7.1312 | 4552.7276 | 149.672 | 4702.3996 | 172.2261 | 4874.6256 | 321.8981 | 0.67999
2010-11-15 | 14:00 | 4547.9518 | 149.3582 | 4697.31 | 172.0848 | 4869.3948 | 321.443 | 4547.9518 | 2.4969 | 4545.4549 | 149.1942 | 4694.6491 | 172.0109 | 4866.66 | 321.2052 | 0.23784
2010-11-15 | 15:00 | 4544.339 | 149.121 | 4693.46 | 171.9779 | 4865.4379 | 321.0989 | 4544.339 | 24.9914 | 4519.3476 | 147.4853 | 4666.8329 | 171.2369 | 4838.0698 | 318.7223 | 2.3766
2010-11-15 | 16:00 | 4581.6033 | 151.5767 | 4733.18 | 173.0782 | 4906.2582 | 324.6549 | 4581.6033 | 10.2998 | 4571.3036 | 150.8959 | 4722.1995 | 172.7746 | 4894.9741 | 323.6705 | 0.98433
2010-11-15 | 17:00 | 4760.5983 | 163.6517 | 4924.25 | 178.2879 | 5102.5379 | 341.9395 | 4760.5983 | 1.799 | 4758.7993 | 163.528 | 4922.3273 | 178.2361 | 5100.5634 | 341.7641 | 0.1754
2010-11-15 | 18:00 | 4907.9787 | 173.9413 | 5081.92 | 182.483 | 5264.403 | 356.4243 | 4907.9787 | 0 | 4907.9787 | 173.9413 | 5081.92 | 182.483 | 5264.403 | 356.4243 | 0
2010-11-15 | 19:00 | 4849.415 | 169.815 | 5019.23 | 180.8262 | 5200.0562 | 350.6412 | 4849.415 | 0 | 4849.415 | 169.815 | 5019.23 | 180.8262 | 5200.0562 | 350.6412 | 0
2010-11-15 | 20:00 | 4740.4225 | 162.2675 | 4902.69 | 177.7069 | 5080.3969 | 339.9744 | 4740.4225 | 0 | 4740.4225 | 162.2675 | 4902.69 | 177.7069 | 5080.3969 | 339.9744 | 0
2010-11-15 | 21:00 | 4624.7641 | 154.4459 | 4779.21 | 174.3459 | 4953.5559 | 328.7918 | 4624.7641 | 0 | 4624.7641 | 154.4459 | 4779.21 | 174.3459 | 4953.5559 | 328.7918 | 0
2010-11-15 | 22:00 | 4454.1494 | 143.2606 | 4597.41 | 169.2925 | 4766.7025 | 312.5532 | 4454.1494 | 0 | 4454.1494 | 143.2606 | 4597.41 | 169.2925 | 4766.7025 | 312.5532 | 0
2010-11-15 | 23:00 | 4205.149 | 127.691 | 4332.84 | 161.7154 | 4494.5554 | 289.4064 | 4205.149 | 0 | 4205.149 | 127.691 | 4332.84 | 161.7154 | 4494.5554 | 289.4064 | 0
2010-11-16 | 24:00 | 3938.4332 | 112.0068 | 4050.44 | 153.336 | 4203.776 | 265.3427 | 3938.4332 | 0 | 3938.4332 | 112.0068 | 4050.44 | 153.336 | 4203.776 | 265.3427 | 0
2010-11-16 | 1:00 | 3786.2329 | 103.5171 | 3889.75 | 148.4334 | 4038.1834 | 251.9505 | 3786.2329 | 0 | 3786.2329 | 103.5171 | 3889.75 | 148.4334 | 4038.1834 | 251.9505 | 0
2010-11-16 | 2:00 | 3676.4775 | 97.6025 | 3774.08 | 144.844 | 3918.924 | 242.4466 | 3676.4775 | 0 | 3676.4775 | 97.6025 | 3774.08 | 144.844 | 3918.924 | 242.4466 | 0
2010-11-16 | 3:00 | 3627.9567 | 95.0433 | 3723 | 143.2428 | 3866.2428 | 238.2861 | 3627.9567 | 0 | 3627.9567 | 95.0433 | 3723 | 143.2428 | 3866.2428 | 238.2861 | 0
2010-11-16 | 4:00 | 3618.6915 | 94.5585 | 3713.25 | 142.9361 | 3856.1861 | 237.4946 | 3618.6915 | 0 | 3618.6915 | 94.5585 | 3713.25 | 142.9361 | 3856.1861 | 237.4946 | 0
2010-11-16 | 5:00 | 3647.0345 | 96.0455 | 3743.08 | 143.8734 | 3886.9534 | 239.919 | 3647.0345 | 0 | 3647.0345 | 96.0455 | 3743.08 | 143.8734 | 3886.9534 | 239.919 | 0
2010-11-16 | 6:00 | 3740.2519 | 101.0181 | 3841.27 | 146.9352 | 3988.2052 | 247.9532 | 3740.2519 | 0 | 3740.2519 | 101.0181 | 3841.27 | 146.9352 | 3988.2052 | 247.9532 | 0
2010-11-16 | 7:00 | 3929.302 | 111.488 | 4040.79 | 153.0443 | 4193.8343 | 264.5323 | 3929.302 | 0 | 3929.302 | 111.488 | 4040.79 | 153.0443 | 4193.8343 | 264.5323 | 0
2010-11-16 | 8:00 | 4094.2738 | 121.0462 | 4215.32 | 158.2649 | 4373.5849 | 279.3111 | 4094.2738 | 1.8651 | 4092.4087 | 120.9359 | 4213.3446 | 158.2065 | 4371.5511 | 279.1424 | 0.16871
2010-11-16 | 9:00 | 4215.7259 | 128.3341 | 4344.06 | 162.0421 | 4506.1021 | 290.3762 | 4215.7259 | 14.9295 | 4200.7964 | 127.4267 | 4328.2231 | 161.5809 | 4489.804 | 289.0076 | 1.3686
2010-11-16 | 10:00 | 4238.7314 | 129.7386 | 4368.47 | 162.7513 | 4531.2213 | 292.4898 | 4238.7314 | 1.8501 | 4236.8813 | 129.6253 | 4366.5066 | 162.6943 | 4529.2009 | 292.3197 | 0.17019
2010-11-16 | 11:00 | 4197.4087 | 127.2213 | 4324.63 | 161.4761 | 4486.1061 | 288.6974 | 4197.4087 | 2.5499 | 4194.8588 | 127.0668 | 4321.9256 | 161.3972 | 4483.3228 | 288.464 | 0.23343
2010-11-16 | 12:00 | 4120.0924 | 122.5776 | 4242.67 | 159.0726 | 4401.7426 | 281.6503 | 4120.0924 | 2.885 | 4117.2074 | 122.406 | 4239.6134 | 158.9825 | 4398.5959 | 281.3885 | 0.26173
2010-11-16 | 13:00 | 4038.5371 | 117.7729 | 4156.31 | 156.5127 | 4312.8227 | 274.2856 | 4038.5371 | 2.8877 | 4035.6493 | 117.6046 | 4153.2539 | 156.4216 | 4309.6755 | 274.0261 | 0.25947
2010-11-16 | 14:00 | 4043.9416 | 118.0884 | 4162.03 | 156.6831 | 4318.7131 | 274.7715 | 4043.9416 | 2.4922 | 4041.4494 | 117.9429 | 4159.3922 | 156.6045 | 4315.9968 | 274.5474 | 0.22409
2010-11-16 | 15:00 | 4125.9156 | 122.9244 | 4248.84 | 159.2544 | 4408.0944 | 282.1788 | 4125.9156 | 8.0114 | 4117.9043 | 122.4475 | 4240.3517 | 159.0043 | 4399.356 | 281.4517 | 0.72707
2010-11-16 | 16:00 | 4238.5241 | 129.7259 | 4368.25 | 162.7449 | 4530.9949 | 292.4708 | 4238.5241 | 17.7081 | 4220.816 | 128.6442 | 4349.4602 | 162.1992 | 4511.6594 | 290.8434 | 1.6274
2010-11-16 | 17:00 | 4424.3405 | 141.3495 | 4565.69 | 168.398 | 4734.088 | 309.7476 | 4424.3405 | 0 | 4424.3405 | 141.3495 | 4565.69 | 168.398 | 4734.088 | 309.7476 | 0
2010-11-16 | 18:00 | 4587.906 | 151.994 | 4739.9 | 173.2638 | 4913.1638 | 325.2577 | 4587.906 | 0 | 4587.906 | 151.994 | 4739.9 | 173.2638 | 4913.1638 | 325.2577 | 0
2010-11-16 | 19:00 | 4520.0771 | 147.5329 | 4667.61 | 171.2586 | 4838.8686 | 318.7916 | 4520.0771 | 0 | 4520.0771 | 147.5329 | 4667.61 | 171.2586 | 4838.8686 | 318.7916 | 0
2010-11-16 | 20:00 | 4427.8745 | 141.5755 | 4569.45 | 168.5043 | 4737.9543 | 310.0797 | 4427.8745 | 0 | 4427.8745 | 141.5755 | 4569.45 | 168.5043 | 4737.9543 | 310.0797 | 0
2010-11-16 | 21:00 | 4318.8693 | 134.6907 | 4453.56 | 165.2056 | 4618.7656 | 299.8962 | 4318.8693 | 0 | 4318.8693 | 134.6907 | 4453.56 | 165.2056 | 4618.7656 | 299.8962 | 0
2010-11-16 | 22:00 | 4165.8543 | 125.3157 | 4291.17 | 160.4979 | 4451.6679 | 285.8136 | 4165.8543 | 0 | 4165.8543 | 125.3157 | 4291.17 | 160.4979 | 4451.6679 | 285.8136 | 0
2010-11-16 | 23:00 | 3988.4692 | 114.8708 | 4103.34 | 154.9286 | 4258.2686 | 269.7994 | 3988.4692 | 0 | 3988.4692 | 114.8708 | 4103.34 | 154.9286 | 4258.2686 | 269.7994 | 0
2010-11-17 | 24:00 | 3783.6065 | 103.3735 | 3886.98 | 148.348 | 4035.328 | 251.7215 | 3783.6065 | 0 | 3783.6065 | 103.3735 | 3886.98 | 148.348 | 4035.328 | 251.7215 | 0
2010-11-17 | 1:00 | 3638.4463 | 95.5937 | 3734.04 | 143.5897 | 3877.6297 | 239.1834 | 3638.4463 | 0 | 3638.4463 | 95.5937 | 3734.04 | 143.5897 | 3877.6297 | 239.1834 | 0
2010-11-17 | 2:00 | 3550.9582 | 91.0518 | 3642.01 | 140.6839 | 3782.6939 | 231.7357 | 3550.9582 | 0 | 3550.9582 | 91.0518 | 3642.01 | 140.6839 | 3782.6939 | 231.7357 | 0
2010-11-17 | 3:00 | 3520.3701 | 89.4899 | 3609.86 | 139.6612 | 3749.5212 | 229.1511 | 3520.3701 | 0 | 3520.3701 | 89.4899 | 3609.86 | 139.6612 | 3749.5212 | 229.1511 | 0
2010-11-17 | 4:00 | 3493.9674 | 88.1526 | 3582.12 | 138.7757 | 3720.8957 | 226.9283 | 3493.9674 | 0 | 3493.9674 | 88.1526 | 3582.12 | 138.7757 | 3720.8957 | 226.9283 | 0
2010-11-17 | 5:00 | 3519.2091 | 89.4309 | 3608.64 | 139.6223 | 3748.2623 | 229.0532 | 3519.2091 | 0 | 3519.2091 | 89.4309 | 3608.64 | 139.6223 | 3748.2623 | 229.0532 | 0
2010-11-17 | 6:00 | 3585.9261 | 92.8539 | 3678.78 | 141.8487 | 3820.6287 | 234.7026 | 3585.9261 | 0 | 3585.9261 | 92.8539 | 3678.78 | 141.8487 | 3820.6287 | 234.7026 | 0
2010-11-17 | 7:00 | 3721.5591 | 100.0109 | 3821.57 | 146.3238 | 3967.8938 | 246.3347 | 3721.5591 | 0 | 3721.5591 | 100.0109 | 3821.57 | 146.3238 | 3967.8938 | 246.3347 | 0
2010-11-17 | 8:00 | 3875.343 | 108.447 | 3983.79 | 151.3143 | 4135.1043 | 259.7614 | 3875.343 | 2.3924 | 3872.9506 | 108.3132 | 3981.2638 | 151.2374 | 4132.5012 | 259.5506 | 0.21081
2010-11-17 | 9:00 | 4027.8496 | 117.1504 | 4145 | 156.1753 | 4301.1753 | 273.3257 | 4027.8496 | 18.8074 | 4009.0422 | 116.0589 | 4125.1011 | 155.5806 | 4280.6818 | 271.6396 | 1.6862
2010-11-17 | 10:00 | 4119.309 | 122.531 | 4241.84 | 159.0481 | 4400.8881 | 281.5792 | 4119.309 | 30.5588 | 4088.7502 | 120.7198 | 4209.47 | 158.0918 | 4367.5618 | 278.8116 | 2.7676
2010-11-17 | 11:00 | 4185.179 | 126.481 | 4311.66 | 161.0974 | 4472.7574 | 287.5785 | 4185.179 | 37.7504 | 4147.4286 | 124.2096 | 4271.6382 | 159.925 | 4431.5632 | 284.1346 | 3.4439
2010-11-17 | 12:00 | 4254.5606 | 130.7094 | 4385.27 | 163.238 | 4548.508 | 293.9474 | 4254.5606 | 41.3668 | 4213.1939 | 128.18 | 4341.3739 | 161.964 | 4503.3378 | 290.144 | 3.8034
2010-11-17 | 13:00 | 4307.3094 | 133.9706 | 4441.28 | 164.8531 | 4606.1331 | 298.8237 | 4307.3094 | 39.0008 | 4268.3086 | 131.5555 | 4399.8641 | 163.66 | 4563.5241 | 295.2155 | 3.6082
2010-11-17 | 14:00 | 4326.8699 | 135.1901 | 4462.06 | 165.4492 | 4627.5092 | 300.6394 | 4326.8699 | 26.7692 | 4300.1007 | 133.5225 | 4433.6232 | 164.633 | 4598.2562 | 298.1555 | 2.4839
2010-11-17 | 15:00 | 4358.9855 | 137.2045 | 4496.19 | 166.4249 | 4662.6149 | 303.6293 | 4358.9855 | 25.6325 | 4333.3531 | 135.5956 | 4468.9487 | 165.6465 | 4634.5952 | 301.2421 | 2.3873
2010-11-17 | 16:00 | 4403.1041 | 139.9959 | 4543.1 | 167.7587 | 4710.8587 | 307.7546 | 4403.1041 | 0.74355 | 4402.3606 | 139.9486 | 4542.3092 | 167.7363 | 4710.0455 | 307.6849 | 0.069695
2010-11-17 | 17:00 | 4598.5875 | 152.7025 | 4751.29 | 173.5779 | 4924.8679 | 326.2804 | 4598.5875 | 1.6321 | 4596.9554 | 152.5942 | 4749.5496 | 173.5299 | 4923.0795 | 326.1241 | 0.15634
2010-11-17 | 18:00 | 4775.1653 | 164.6547 | 4939.82 | 178.7063 | 5118.5263 | 343.361 | 4775.1653 | 0 | 4775.1653 | 164.6547 | 4939.82 | 178.7063 | 5118.5263 | 343.361 | 0
2010-11-17 | 19:00 | 4713.0604 | 160.3996 | 4873.46 | 176.9165 | 5050.3765 | 337.3161 | 4713.0604 | 0 | 4713.0604 | 160.3996 | 4873.46 | 176.9165 | 5050.3765 | 337.3161 | 0
2010-11-17 | 20:00 | 4627.848 | 154.652 | 4782.5 | 174.4362 | 4956.9362 | 329.0881 | 4627.848 | 0 | 4627.848 | 154.652 | 4782.5 | 174.4362 | 4956.9362 | 329.0881 | 0
2010-11-17 | 21:00 | 4475.5119 | 144.6381 | 4620.15 | 169.9314 | 4790.0814 | 314.5696 | 4475.5119 | 0 | 4475.5119 | 144.6381 | 4620.15 | 169.9314 | 4790.0814 | 314.5696 | 0
2010-11-17 | 22:00 | 4260.1377 | 131.0523 | 4391.19 | 163.4093 | 4554.5993 | 294.4616 | 4260.1377 | 0 | 4260.1377 | 131.0523 | 4391.19 | 163.4093 | 4554.5993 | 294.4616 | 0
2010-11-17 | 23:00 | 4054.2583 | 118.6917 | 4172.95 | 157.0081 | 4329.9581 | 275.6998 | 4054.2583 | 0 | 4054.2583 | 118.6917 | 4172.95 | 157.0081 | 4329.9581 | 275.6998 | 0
2010-11-18 | 24:00 | 3834.1274 | 106.1526 | 3940.28 | 149.9856 | 4090.2656 | 256.1381 | 3834.1274 | 0 | 3834.1274 | 106.1526 | 3940.28 | 149.9856 | 4090.2656 | 256.1381 | 0
2010-11-18 | 1:00 | 3701.1339 | 98.9161 | 3800.05 | 145.6543 | 3945.7043 | 244.5704 | 3701.1339 | 0 | 3701.1339 | 98.9161 | 3800.05 | 145.6543 | 3945.7043 | 244.5704 | 0
2010-11-18 | 2:00 | 3584.9563 | 92.8037 | 3677.76 | 141.8165 | 3819.5765 | 234.6202 | 3584.9563 | 0 | 3584.9563 | 92.8037 | 3677.76 | 141.8165 | 3819.5765 | 234.6202 | 0
2010-11-18 | 3:00 | 3563.789 | 91.711 | 3655.5 | 141.1118 | 3796.6118 | 232.8228 | 3563.789 | 0 | 3563.789 | 91.711 | 3655.5 | 141.1118 | 3796.6118 | 232.8228 | 0
2010-11-18 | 4:00 | 3580.7538 | 92.5862 | 3673.34 | 141.6767 | 3815.0167 | 234.2629 | 3580.7538 | 0 | 3580.7538 | 92.5862 | 3673.34 | 141.6767 | 3815.0167 | 234.2629 | 0
2010-11-18 | 5:00 | 3726.5412 | 100.2788 | 3826.82 | 146.4869 | 3973.3069 | 246.7657 | 3726.5412 | 0 | 3726.5412 | 100.2788 | 3826.82 | 146.4869 | 3973.3069 | 246.7657 | 0
2010-11-18 | 6:00 | 4094.0755 | 121.0345 | 4215.11 | 158.2587 | 4373.3687 | 279.2932 | 4094.0755 | 0 | 4094.0755 | 121.0345 | 4215.11 | 158.2587 | 4373.3687 | 279.2932 | 0
2010-11-18 | 7:00 | 4649.8819 | 156.1281 | 4806.01 | 175.0802 | 4981.0902 | 331.2084 | 4649.8819 | 0 | 4649.8819 | 156.1281 | 4806.01 | 175.0802 | 4981.0902 | 331.2084 | 0
2010-11-18 | 8:00 | 4942.4096 | 176.3904 | 5118.8 | 183.4507 | 5302.2507 | 359.841 | 4942.4096 | 0 | 4942.4096 | 176.3904 | 5118.8 | 183.4507 | 5302.2507 | 359.841 | 0
2010-11-18 | 9:00 | 4965.7404 | 178.0596 | 5143.8 | 184.1038 | 5327.9038 | 362.1633 | 4965.7404 | 0.80688 | 4964.9335 | 178.0017 | 5142.9353 | 184.0812 | 5327.0165 | 362.0829 | 0.080411
2010-11-18 | 10:00 | 4941.0189 | 176.2911 | 5117.31 | 183.4117 | 5300.7217 | 359.7028 | 4941.0189 | 1.9333 | 4939.0856 | 176.1532 | 5115.2387 | 183.3575 | 5298.5962 | 359.5106 | 0.19216
2010-11-18 | 11:00 | 5003.0264 | 180.7436 | 5183.77 | 185.143 | 5368.913 | 365.8866 | 5003.0264 | 3.3148 | 4999.7116 | 180.5042 | 5180.2158 | 185.0508 | 5365.2666 | 365.555 | 0.33159
2010-11-18 | 12:00 | 4980.547 | 179.123 | 5159.67 | 184.5171 | 5344.1871 | 363.6401 | 4980.547 | 5.4196 | 4975.1274 | 178.7334 | 5153.8608 | 184.3659 | 5338.2267 | 363.0993 | 0.5408
2010-11-18 | 13:00 | 4936.1558 | 175.9442 | 5112.1 | 183.2753 | 5295.3753 | 359.2195 | 4936.1558 | 7.6025 | 4928.5533 | 175.4027 | 5103.956 | 183.0618 | 5287.0178 | 358.4645 | 0.75501
2010-11-18 | 14:00 | 4955.9517 | 177.3583 | 5133.31 | 183.83 | 5317.14 | 361.1883 | 4955.9517 | 6.6655 | 4949.2862 | 176.8815 | 5126.1677 | 183.6434 | 5309.8111 | 360.5249 | 0.66338
2010-11-18 | 15:00 | 4943.8564 | 176.4936 | 5120.35 | 183.4912 | 5303.8412 | 359.9849 | 4943.8564 | 28.8212 | 4915.0351 | 174.4418 | 5089.477 | 182.6817 | 5272.1586 | 357.1235 | 2.8614
2010-11-18 | 16:00 | 4981.1067 | 179.1633 | 5160.27 | 184.5327 | 5344.8027 | 363.696 | 4981.1067 | 17.7419 | 4963.3648 | 177.8893 | 5141.254 | 184.0374 | 5325.2914 | 361.9266 | 1.7694
2010-11-18 | 17:00 | 5121.3835 | 189.3965 | 5310.78 | 188.4052 | 5499.1852 | 377.8016 | 5121.3835 | 1.5783 | 5119.8052 | 189.2798 | 5309.085 | 188.362 | 5497.447 | 377.6418 | 0.15985
2010-11-18 | 18:00 | 5249.369 | 198.981 | 5448.35 | 191.8698 | 5640.2198 | 390.8508 | 5249.369 | 0 | 5249.369 | 198.981 | 5448.35 | 191.8698 | 5640.2198 | 390.8508 | 0
2010-11-18 | 19:00 | 5171.0707 | 193.0893 | 5364.16 | 189.758 | 5553.918 | 382.8473 | 5171.0707 | 0 | 5171.0707 | 193.0893 | 5364.16 | 189.758 | 5553.918 | 382.8473 | 0
2010-11-18 | 20:00 | 5010.8973 | 181.3127 | 5192.21 | 185.3616 | 5377.5716 | 366.6744 | 5010.8973 | 0 | 5010.8973 | 181.3127 | 5192.21 | 185.3616 | 5377.5716 | 366.6744 | 0
2010-11-18 | 21:00 | 4845.3496 | 169.5304 | 5014.88 | 180.7107 | 5195.5907 | 350.2411 | 4845.3496 | 0 | 4845.3496 | 169.5304 | 5014.88 | 180.7107 | 5195.5907 | 350.2411 | 0
2010-11-18 | 22:00 | 4603.3134 | 153.0166 | 4756.33 | 173.7167 | 4930.0467 | 326.7333 | 4603.3134 | 0 | 4603.3134 | 153.0166 | 4756.33 | 173.7167 | 4930.0467 | 326.7333 | 0
2010-11-18 | 23:00 | 4326.1922 | 135.1478 | 4461.34 | 165.4286 | 4626.7686 | 300.5764 | 4326.1922 | 0 | 4326.1922 | 135.1478 | 4461.34 | 165.4286 | 4626.7686 | 300.5764 | 0
2010-11-19 | 24:00 | 4007.056 | 115.944 | 4123 | 155.5177 | 4278.5177 | 271.4617 | 4007.056 | 0 | 4007.056 | 115.944 | 4123 | 155.5177 | 4278.5177 | 271.4617 | 0
2010-11-19 | 1:00 | 3883.7992 | 108.9208 | 3992.72 | 151.5862 | 4144.3062 | 260.507 | 3883.7992 | 0 | 3883.7992 | 108.9208 | 3992.72 | 151.5862 | 4144.3062 | 260.507 | 0
2010-11-19 | 2:00 | 3772.0661 | 102.7439 | 3874.81 | 147.9726 | 4022.7826 | 250.7165 | 3772.0661 | 0 | 3772.0661 | 102.7439 | 3874.81 | 147.9726 | 4022.7826 | 250.7165 | 0
2010-11-19 | 3:00 | 3722.9067 | 100.0833 | 3822.99 | 146.3679 | 3969.3579 | 246.4512 | 3722.9067 | 0 | 3722.9067 | 100.0833 | 3822.99 | 146.3679 | 3969.3579 | 246.4512 | 0
2010-11-19 | 4:00 | 3724.0644 | 100.1456 | 3824.21 | 146.4058 | 3970.6158 | 246.5514 | 3724.0644 | 0 | 3724.0644 | 100.1456 | 3824.21 | 146.4058 | 3970.6158 | 246.5514 | 0
2010-11-19 | 5:00 | 3820.368 | 105.392 | 3925.76 | 149.5405 | 4075.3005 | 254.9325 | 3820.368 | 0 | 3820.368 | 105.392 | 3925.76 | 149.5405 | 4075.3005 | 254.9325 | 0
2010-11-19 | 6:00 | 4155.242 | 124.678 | 4279.92 | 160.1681 | 4440.0881 | 284.8462 | 4155.242 | 0 | 4155.242 | 124.678 | 4279.92 | 160.1681 | 4440.0881 | 284.8462 | 0
2010-11-19 | 7:00 | 4682.2694 | 158.3106 | 4840.58 | 176.0235 | 5016.6035 | 334.3342 | 4682.2694 | 0 | 4682.2694 | 158.3106 | 4840.58 | 176.0235 | 5016.6035 | 334.3342 | 0
2010-11-19 | 8:00 | 4927.5675 | 175.3325 | 5102.9 | 183.0341 | 5285.9341 | 358.3666 | 4927.5675 | 1.1112 | 4926.4563 | 175.2535 | 5101.7098 | 183.0029 | 5284.7126 | 358.2564 | 0.11029
2010-11-19 | 9:00 | 4943.8657 | 176.4943 | 5120.36 | 183.4915 | 5303.8515 | 359.9858 | 4943.8657 | 11.3687 | 4932.497 | 175.6835 | 5108.1806 | 183.1726 | 5291.3531 | 358.8561 | 1.1297
2010-11-19 | 10:00 | 4921.7791 | 174.9209 | 5096.7 | 182.8714 | 5279.5714 | 357.7923 | 4921.7791 | 1.7453 | 4920.0339 | 174.7968 | 5094.8307 | 182.8223 | 5277.653 | 357.6192 | 0.17312
2010-11-19 | 11:00 | 4942.587 | 176.403 | 5118.99 | 183.4557 | 5302.4457 | 359.8587 | 4942.587 | 2.4448 | 4940.1422 | 176.2285 | 5116.3707 | 183.3871 | 5299.7578 | 359.6156 | 0.24303
2010-11-19 | 12:00 | 4912.3021 | 174.2479 | 5086.55 | 182.6047 | 5269.1547 | 356.8526 | 4912.3021 | 2.7809 | 4909.5213 | 174.0506 | 5083.5719 | 182.5264 | 5266.0984 | 356.5771 | 0.27554
2010-11-19 | 13:00 | 4896.4733 | 173.1267 | 5069.6 | 182.1586 | 5251.7586 | 355.2853 | 4896.4733 | 41.3508 | 4855.1225 | 170.215 | 5025.3375 | 180.9883 | 5206.3258 | 351.2033 | 4.082
2010-11-19 | 14:00 | 4973.2607 | 178.5993 | 5151.86 | 184.3138 | 5336.1738 | 362.9131 | 4973.2607 | 37.46 | 4935.8007 | 175.9189 | 5111.7196 | 183.2653 | 5294.9849 | 359.1842 | 3.7289
2010-11-19 | 15:00 | 4937.7706 | 176.0594 | 5113.83 | 183.3206 | 5297.1506 | 359.38 | 4937.7706 | 29.7193 | 4908.0513 | 173.9464 | 5081.9977 | 182.485 | 5264.4828 | 356.4315 | 2.9485
2010-11-19 | 16:00 | 4940.2535 | 176.2365 | 5116.49 | 183.3902 | 5299.8802 | 359.6267 | 4940.2535 | 17.4084 | 4922.8451 | 174.9966 | 5097.8417 | 182.9014 | 5280.7431 | 357.898 | 1.7287
2010-11-19 | 17:00 | 5060.7981 | 184.9419 | 5245.74 | 186.7422 | 5432.4822 | 371.6842 | 5060.7981 | 1.4686 | 5059.3295 | 184.8346 | 5244.1641 | 186.7018 | 5430.8658 | 371.5364 | 0.14781
2010-11-19 | 18:00 | 5191.5763 | 194.6237 | 5386.2 | 190.3134 | 5576.5134 | 384.9372 | 5191.5763 | 0 | 5191.5763 | 194.6237 | 5386.2 | 190.3134 | 5576.5134 | 384.9372 | 0
2010-11-19 | 19:00 | 5134.4089 | 190.3611 | 5324.77 | 188.7608 | 5513.5308 | 379.1219 | 5134.4089 | 0 | 5134.4089 | 190.3611 | 5324.77 | 188.7608 | 5513.5308 | 379.1219 | 0
2010-11-19 | 20:00 | 4999.4171 | 180.4829 | 5179.9 | 185.0426 | 5364.9426 | 365.5255 | 4999.4171 | 0 | 4999.4171 | 180.4829 | 5179.9 | 185.0426 | 5364.9426 | 365.5255 | 0
2010-11-19 | 21:00 | 4837.6201 | 168.9899 | 5006.61 | 180.4909 | 5187.1009 | 349.4809 | 4837.6201 | 0 | 4837.6201 | 168.9899 | 5006.61 | 180.4909 | 5187.1009 | 349.4809 | 0
2010-11-19 | 22:00 | 4606.6233 | 153.2367 | 4759.86 | 173.8139 | 4933.6739 | 327.0506 | 4606.6233 | 0 | 4606.6233 | 153.2367 | 4759.86 | 173.8139 | 4933.6739 | 327.0506 | 0
2010-11-19 | 23:00 | 4289.0527 | 132.8373 | 4421.89 | 164.2953 | 4586.1853 | 297.1326 | 4289.0527 | 0 | 4289.0527 | 132.8373 | 4421.89 | 164.2953 | 4586.1853 | 297.1326 | 0
2010-11-20 | 24:00 | 4031.7146 | 117.3754 | 4149.09 | 156.2974 | 4305.3874 | 273.6727 | 4031.7146 | 0 | 4031.7146 | 117.3754 | 4149.09 | 156.2974 | 4305.3874 | 273.6727 | 0
2010-11-20 | 1:00 | 3848.5759 | 106.9541 | 3955.53 | 150.4521 | 4105.9821 | 257.4062 | 3848.5759 | 0 | 3848.5759 | 106.9541 | 3955.53 | 150.4521 | 4105.9821 | 257.4062 | 0
2010-11-20 | 2:00 | 3755.6675 | 101.8525 | 3857.52 | 147.4383 | 4004.9583 | 249.2908 | 3755.6675 | 0 | 3755.6675 | 101.8525 | 3857.52 | 147.4383 | 4004.9583 | 249.2908 | 0
2010-11-20 | 3:00 | 3686.4094 | 98.1306 | 3784.54 | 145.1707 | 3929.7107 | 243.3013 | 3686.4094 | 0 | 3686.4094 | 98.1306 | 3784.54 | 145.1707 | 3929.7107 | 243.3013 | 0
2010-11-20 | 4:00 | 3707.114 | 99.236 | 3806.35 | 145.8505 | 3952.2005 | 245.0865 | 3707.114 | 0 | 3707.114 | 99.236 | 3806.35 | 145.8505 | 3952.2005 | 245.0865 | 0
2010-11-20 | 5:00 | 3812.8428 | 104.9772 | 3917.82 | 149.2968 | 4067.1168 | 254.2741 | 3812.8428 | 0 | 3812.8428 | 104.9772 | 3917.82 | 149.2968 | 4067.1168 | 254.2741 | 0
2010-11-20 | 6:00 | 4121.1211 | 122.6389 | 4243.76 | 159.1047 | 4402.8647 | 281.7436 | 4121.1211 | 0 | 4121.1211 | 122.6389 | 4243.76 | 159.1047 | 4402.8647 | 281.7436 | 0
2010-11-20 | 7:00 | 4619.3176 | 154.0824 | 4773.4 | 174.1863 | 4947.5863 | 328.2687 | 4619.3176 | 0 | 4619.3176 | 154.0824 | 4773.4 | 174.1863 | 4947.5863 | 328.2687 | 0
2010-11-20 | 8:00 | 4889.5897 | 172.6403 | 5062.23 | 181.9642 | 5244.1942 | 354.6045 | 4889.5897 | 1.5939 | 4887.9958 | 172.5278 | 5060.5235 | 181.9192 | 5242.4427 | 354.447 | 0.15757
2010-11-20 | 9:00 | 4921.0042 | 174.8658 | 5095.87 | 182.8496 | 5278.7196 | 357.7154 | 4921.0042 | 14.6722 | 4906.3321 | 173.8246 | 5080.1567 | 182.4366 | 5262.5932 | 356.2612 | 1.4542
2010-11-20 | 10:00 | 4872.0463 | 171.4037 | 5043.45 | 181.4681 | 5224.9181 | 352.8718 | 4872.0463 | 4.244 | 4867.8024 | 171.1052 | 5038.9076 | 181.3479 | 5220.2554 | 352.4531 | 0.41869
2010-11-20 | 11:00 | 4869.8975 | 171.2525 | 5041.15 | 181.4072 | 5222.5572 | 352.6597 | 4869.8975 | 6.3339 | 4863.5636 | 170.8073 | 5034.3709 | 181.2277 | 5215.5986 | 352.0351 | 0.62466
2010-11-20 | 12:00 | 4856.0126 | 170.2774 | 5026.29 | 181.0136 | 5207.3036 | 351.2909 | 4856.0126 | 29.5388 | 4826.4738 | 168.2121 | 4994.6859 | 180.1735 | 5174.8594 | 348.3857 | 2.9053
2010-11-20 | 13:00 | 4750.3801 | 162.9499 | 4913.33 | 177.9938 | 5091.3238 | 340.9437 | 4750.3801 | 42.8413 | 4707.5388 | 160.024 | 4867.5628 | 176.7566 | 5044.3194 | 336.7806 | 4.1631
2010-11-20 | 14:00 | 4693.9673 | 159.1027 | 4853.07 | 176.3632 | 5029.4332 | 335.4659 | 4693.9673 | 38.5144 | 4655.4529 | 156.5025 | 4811.9554 | 175.2428 | 4987.1982 | 331.7453 | 3.7206
2010-11-20 | 15:00 | 4709.7834 | 160.1766 | 4869.96 | 176.8216 | 5046.7816 | 336.9983 | 4709.7834 | 30.1861 | 4679.5973 | 158.13 | 4837.7273 | 175.9458 | 5013.6731 | 334.0759 | 2.9224
2010-11-20 | 16:00 | 4814.2489 | 167.3611 | 4981.61 | 179.8249 | 5161.4349 | 347.186 | 4814.2489 | 17.8292 | 4796.4197 | 166.1237 | 4962.5434 | 179.3154 | 5141.8588 | 345.4391 | 1.7469
2010-11-20 | 17:00 | 5014.9536 | 181.6064 | 5196.56 | 185.4742 | 5382.0342 | 367.0806 | 5014.9536 | 1.4168 | 5013.5368 | 181.5038 | 5195.0406 | 185.4349 | 5380.4755 | 366.9387 | 0.14192
2010-11-20 | 18:00 | 5192.0414 | 194.6586 | 5386.7 | 190.326 | 5577.026 | 384.9846 | 5192.0414 | 0 | 5192.0414 | 194.6586 | 5386.7 | 190.326 | 5577.026 | 384.9846 | 0
2010-11-20 | 19:00 | 5100.4674 | 187.8526 | 5288.32 | 187.8327 | 5476.1527 | 375.6854 | 5100.4674 | 0 | 5100.4674 | 187.8526 | 5288.32 | 187.8327 | 5476.1527 | 375.6854 | 0
2010-11-20 | 20:00 | 4973.8951 | 178.6449 | 5152.54 | 184.3315 | 5336.8715 | 362.9764 | 4973.8951 | 0 | 4973.8951 | 178.6449 | 5152.54 | 184.3315 | 5336.8715 | 362.9764 | 0
2010-11-20 | 21:00 | 4820.9058 | 167.8242 | 4988.73 | 180.0148 | 5168.7448 | 347.839 | 4820.9058 | 0 | 4820.9058 | 167.8242 | 4988.73 | 180.0148 | 5168.7448 | 347.839 | 0
2010-11-20 | 22:00 | 4584.1264 | 151.7436 | 4735.87 | 173.1525 | 4909.0225 | 324.8961 | 4584.1264 | 0 | 4584.1264 | 151.7436 | 4735.87 | 173.1525 | 4909.0225 | 324.8961 | 0
2010-11-20 | 23:00 | 4259.9116 | 131.0384 | 4390.95 | 163.4023 | 4554.3523 | 294.4407 | 4259.9116 | 0 | 4259.9116 | 131.0384 | 4390.95 | 163.4023 | 4554.3523 | 294.4407 | 0
2010-11-21 | 24:00 | 3941.0541 | 112.1559 | 4053.21 | 153.4196 | 4206.6296 | 265.5755 | 3941.0541 | 0 | 3941.0541 | 112.1559 | 4053.21 | 153.4196 | 4206.6296 | 265.5755 | 0
2010-11-21 | 1:00 | 3793.5523 | 103.9177 | 3897.47 | 148.6712 | 4046.1412 | 252.5889 | 3793.5523 | 0 | 3793.5523 | 103.9177 | 3897.47 | 148.6712 | 4046.1412 | 252.5889 | 0
2010-11-21 | 2:00 | 3708.6327 | 99.3173 | 3807.95 | 145.9003 | 3953.8503 | 245.2176 | 3708.6327 | 0 | 3708.6327 | 99.3173 | 3807.95 | 145.9003 | 3953.8503 | 245.2176 | 0
2010-11-21 | 3:00 | 3661.8239 | 96.8261 | 3758.65 | 144.3614 | 3903.0114 | 241.1874 | 3661.8239 | 0 | 3661.8239 | 96.8261 | 3758.65 | 144.3614 | 3903.0114 | 241.1874 | 0
2010-11-21 | 4:00 | 3638.7503 | 95.6097 | 3734.36 | 143.5998 | 3877.9598 | 239.2095 | 3638.7503 | 0 | 3638.7503 | 95.6097 | 3734.36 | 143.5998 | 3877.9598 | 239.2095 | 0
2010-11-21 | 5:00 | 3781.492 | 103.258 | 3884.75 | 148.2793 | 4033.0293 | 251.5373 | 3781.492 | 0 | 3781.492 | 103.258 | 3884.75 | 148.2793 | 4033.0293 | 251.5373 | 0
2010-11-21 | 6:00 | 4068.8901 | 119.5499 | 4188.44 | 157.4684 | 4345.9084 | 277.0183 | 4068.8901 | 0 | 4068.8901 | 119.5499 | 4188.44 | 157.4684 | 4345.9084 | 277.0183 | 0
2010-11-21 | 7:00 | 4579.2022 | 151.4178 | 4730.62 | 173.0075 | 4903.6275 | 324.4253 | 4579.2022 | 0 | 4579.2022 | 151.4178 | 4730.62 | 173.0075 | 4903.6275 | 324.4253 | 0
2010-11-21 | 8:00 | 4957.3515 | 177.4585 | 5134.81 | 183.8692 | 5318.6792 | 361.3277 | 4957.3515 | 0.1269 | 4957.2246 | 177.4494 | 5134.674 | 183.8656 | 5318.5396 | 361.315 | 0.012636
2010-11-21 | 9:00 | 5006.449 | 180.991 | 5187.44 | 185.2381 | 5372.6781 | 366.2291 | 5006.449 | 4.3134 | 5002.1356 | 180.6792 | 5182.8148 | 185.1182 | 5367.933 | 365.7974 | 0.43162
2010-11-21 | 10:00 | 5000.6575 | 180.5725 | 5181.23 | 185.0771 | 5366.3071 | 365.6496 | 5000.6575 | 1.6851 | 4998.9724 | 180.4508 | 5179.4232 | 185.0302 | 5364.4535 | 365.4811 | 0.16854
2010-11-21 | 11:00 | 5033.1531 | 182.9269 | 5216.08 | 185.9786 | 5402.0586 | 368.9055 | 5033.1531 | 2.379 | 5030.774 | 182.754 | 5213.5281 | 185.9128 | 5399.4408 | 368.6668 | 0.23875
2010-11-21 | 12:00 | 5002.2896 | 180.6904 | 5182.98 | 185.1225 | 5368.1025 | 365.8129 | 5002.2896 | 2.7727 | 4999.5169 | 180.4901 | 5180.007 | 185.0454 | 5365.0524 | 365.5355 | 0.27735
2010-11-21 | 13:00 | 4937.4719 | 176.0381 | 5113.51 | 183.3122 | 5296.8222 | 359.3503 | 4937.4719 | 2.7703 | 4934.7016 | 175.8406 | 5110.5422 | 183.2345 | 5293.7766 | 359.075 | 0.27523
2010-11-21 | 14:00 | 4946.7591 | 176.7009 | 5123.46 | 183.5726 | 5307.0326 | 360.2735 | 4946.7591 | 2.3669 | 4944.3922 | 176.5319 | 5120.9241 | 183.5063 | 5304.4303 | 360.0382 | 0.23539
2010-11-21 | 15:00 | 4856.022 | 170.278 | 5026.3 | 181.0138 | 5207.3138 | 351.2919 | 4856.022 | 2.6575 | 4853.3645 | 170.0917 | 5023.4562 | 180.9384 | 5204.3946 | 351.0301 | 0.26175
2010-11-21 | 16:00 | 4917.1762 | 174.5938 | 5091.77 | 182.7419 | 5274.5119 | 357.3358 | 4917.1762 | 3.6033 | 4913.5729 | 174.338 | 5087.9109 | 182.6405 | 5270.5514 | 356.9786 | 0.3572
2010-11-21 | 17:00 | 5129.6049 | 190.0051 | 5319.61 | 188.6297 | 5508.2397 | 378.6347 | 5129.6049 | 1.3493 | 5128.2557 | 189.9051 | 5318.1608 | 188.5929 | 5506.7536 | 378.498 | 0.13677
2010-11-21 | 18:00 | 5294.224 | 202.396 | 5496.62 | 193.0685 | 5689.6885 | 395.4646 | 5294.224 | 0 | 5294.224 | 202.396 | 5496.62 | 193.0685 | 5689.6885 | 395.4646 | 0
2010-11-21 | 19:00 | 5234.7926 | 197.8774 | 5432.67 | 191.4785 | 5624.1485 | 389.356 | 5234.7926 | 0 | 5234.7926 | 197.8774 | 5432.67 | 191.4785 | 5624.1485 | 389.356 | 0
2010-11-21 | 20:00 | 5154.3848 | 191.8452 | 5346.23 | 189.3048 | 5535.5348 | 381.15 | 5154.3848 | 0 | 5154.3848 | 191.8452 | 5346.23 | 189.3048 | 5535.5348 | 381.15 | 0
2010-11-21 | 21:00 | 5030.375 | 182.725 | 5213.1 | 185.9017 | 5399.0017 | 368.6267 | 5030.375 | 0 | 5030.375 | 182.725 | 5213.1 | 185.9017 | 5399.0017 | 368.6267 | 0
2010-11-21 | 22:00 | 4836.0778 | 168.8822 | 5004.96 | 180.447 | 5185.407 | 349.3292 | 4836.0778 | 0 | 4836.0778 | 168.8822 | 5004.96 | 180.447 | 5185.407 | 349.3292 | 0
2010-11-21 | 23:00 | 4516.5286 | 147.3014 | 4663.83 | 171.1532 | 4834.9832 | 318.4546 | 4516.5286 | 0 | 4516.5286 | 147.3014 | 4663.83 | 171.1532 | 4834.9832 | 318.4546 | 0
2010-11-22 | 24:00 | 4261.287 | 131.123 | 4392.41 | 163.4445 | 4555.8545 | 294.5676 | 4261.287 | 0 | 4261.287 | 131.123 | 4392.41 | 163.4445 | 4555.8545 | 294.5676 | 0
2010-11-22 | 1:00 | 4100.9866 | 121.4434 | 4222.43 | 158.4752 | 4380.9052 | 279.9186 | 4100.9866 | 0 | 4100.9866 | 121.4434 | 4222.43 | 158.4752 | 4380.9052 | 279.9186 | 0
2010-11-22 | 2:00 | 3997.2527 | 115.3773 | 4112.63 | 155.2071 | 4267.8371 | 270.5845 | 3997.2527 | 0 | 3997.2527 | 115.3773 | 4112.63 | 155.2071 | 4267.8371 | 270.5845 | 0
2010-11-22 | 3:00 | 3977.5096 | 114.2404 | 4091.75 | 154.5805 | 4246.3305 | 268.821 | 3977.5096 | 0 | 3977.5096 | 114.2404 | 4091.75 | 154.5805 | 4246.3305 | 268.821 | 0
2010-11-22 | 4:00 | 3964.3824 | 113.4876 | 4077.87 | 154.1631 | 4232.0331 | 267.6507 | 3964.3824 | 0 | 3964.3824 | 113.4876 | 4077.87 | 154.1631 | 4232.0331 | 267.6507 | 0
2010-11-22 | 5:00 | 4078.665 | 120.125 | 4198.79 | 157.7754 | 4356.5654 | 277.9004 | 4078.665 | 0 | 4078.665 | 120.125 | 4198.79 | 157.7754 | 4356.5654 | 277.9004 | 0
2010-11-22 | 6:00 | 4356.9911 | 137.0789 | 4494.07 | 166.3644 | 4660.4344 | 303.4433 | 4356.9911 | 0 | 4356.9911 | 137.0789 | 4494.07 | 166.3644 | 4660.4344 | 303.4433 | 0
2010-11-22 | 7:00 | 4840.3867 | 169.1833 | 5009.57 | 180.5696 | 5190.1396 | 349.7529 | 4840.3867 | 0 | 4840.3867 | 169.1833 | 5009.57 | 180.5696 | 5190.1396 | 349.7529 | 0
2010-11-22 | 8:00 | 5094.1429 | 187.3871 | 5281.53 | 187.6593 | 5469.1893 | 375.0463 | 5094.1429 | 0 | 5094.1429 | 187.3871 | 5281.53 | 187.6593 | 5469.1893 | 375.0463 | 0
2010-11-22 | 9:00 | 5047.7412 | 183.9888 | 5231.73 | 186.382 | 5418.112 | 370.3708 | 5047.7412 | 0.66958 | 5047.0716 | 183.94 | 5231.0116 | 186.3635 | 5417.3751 | 370.3035 | 0.067303
2010-11-22 | 10:00 | 4912.8717 | 174.2883 | 5087.16 | 182.6208 | 5269.7808 | 356.9091 | 4912.8717 | 1.6956 | 4911.1761 | 174.168 | 5085.3441 | 182.573 | 5267.9171 | 356.741 | 0.16803
2010-11-22 | 11:00 | 4776.4469 | 164.7431 | 4941.19 | 178.7431 | 5119.9331 | 343.4862 | 4776.4469 | 2.4156 | 4774.0313 | 164.5765 | 4938.6078 | 178.6738 | 5117.2816 | 343.2503 | 0.23591
2010-11-22 | 12:00 | 4606.8765 | 153.2535 | 4760.13 | 173.8214 | 4933.9514 | 327.0749 | 4606.8765 | 2.7752 | 4604.1013 | 153.0689 | 4757.1703 | 173.7399 | 4930.9101 | 326.8088 | 0.26607
2010-11-22 | 13:00 | 4487.0454 | 145.3846 | 4632.43 | 170.2757 | 4802.7057 | 315.6602 | 4487.0454 | 2.787 | 4484.2585 | 145.204 | 4629.4625 | 170.1925 | 4799.655 | 315.3965 | 0.26367
2010-11-22 | 14:00 | 4486.0124 | 145.3176 | 4631.33 | 170.2448 | 4801.5748 | 315.5625 | 4486.0124 | 2.386 | 4483.6264 | 145.1631 | 4628.7895 | 170.1737 | 4798.9631 | 315.3367 | 0.22572
2010-11-22 | 15:00 | 4510.8958 | 146.9342 | 4657.83 | 170.9858 | 4828.8158 | 317.92 | 4510.8958 | 2.4108 | 4508.485 | 146.7772 | 4655.2622 | 170.9141 | 4826.1763 | 317.6913 | 0.2287
2010-11-22 | 16:00 | 4671.5532 | 157.5868 | 4829.14 | 175.7119 | 5004.8519 | 333.2987 | 4671.5532 | 11.1057 | 4660.4474 | 156.8385 | 4817.2859 | 175.3884 | 4992.6743 | 332.2269 | 1.0718
2010-11-22 | 17:00 | 4950.5763 | 176.9737 | 5127.55 | 183.6795 | 5311.2295 | 360.6533 | 4950.5763 | 1.3821 | 4949.1941 | 176.8749 | 5126.0691 | 183.6408 | 5309.7099 | 360.5158 | 0.13751
2010-11-22 | 18:00 | 5096.5927 | 187.5673 | 5284.16 | 187.7265 | 5471.8865 | 375.2938 | 5096.5927 | 0 | 5096.5927 | 187.5673 | 5284.16 | 187.7265 | 5471.8865 | 375.2938 | 0
2010-11-22 | 19:00 | 4997.8875 | 180.3725 | 5178.26 | 185.0001 | 5363.2601 | 365.3726 | 4997.8875 | 0 | 4997.8875 | 180.3725 | 5178.26 | 185.0001 | 5363.2601 | 365.3726 | 0
2010-11-22 | 20:00 | 4854.9193 | 170.2007 | 5025.12 | 180.9825 | 5206.1025 | 351.1832 | 4854.9193 | 0 | 4854.9193 | 170.2007 | 5025.12 | 180.9825 | 5206.1025 | 351.1832 | 0
2010-11-22 | 21:00 | 4721.477 | 160.973 | 4882.45 | 177.1599 | 5059.6099 | 338.133 | 4721.477 | 0 | 4721.477 | 160.973 | 4882.45 | 177.1599 | 5059.6099 | 338.133 | 0
2010-11-22 | 22:00 | 4542.8845 | 149.0255 | 4691.91 | 171.9348 | 4863.8448 | 320.9604 | 4542.8845 | 0 | 4542.8845 | 149.0255 | 4691.91 | 171.9348 | 4863.8448 | 320.9604 | 0
2010-11-22 | 23:00 | 4272.2231 | 131.7969 | 4404.02 | 163.78 | 4567.8 | 295.5769 | 4272.2231 | 0 | 4272.2231 | 131.7969 | 4404.02 | 163.78 | 4567.8 | 295.5769 | 0
2010-11-23 | 24:00 | 4011.1207 | 116.1793 | 4127.3 | 155.6464 | 4282.9464 | 271.8257 | 4011.1207 | 0 | 4011.1207 | 116.1793 | 4127.3 | 155.6464 | 4282.9464 | 271.8257 | 0
2010-11-23 | 1:00 | 3866.0239 | 107.9261 | 3973.95 | 151.0145 | 4124.9645 | 258.9405 | 3866.0239 | 0 | 3866.0239 | 107.9261 | 3973.95 | 151.0145 | 4124.9645 | 258.9405 | 0
2010-11-23 | 2:00 | 3773.2136 | 102.8064 | 3876.02 | 148.01 | 4024.03 | 250.8164 | 3773.2136 | 0 | 3773.2136 | 102.8064 | 3876.02 | 148.01 | 4024.03 | 250.8164 | 0
2010-11-23 | 3:00 | 3709.1642 | 99.3458 | 3808.51 | 145.9177 | 3954.4277 | 245.2635 | 3709.1642 | 0 | 3709.1642 | 99.3458 | 3808.51 | 145.9177 | 3954.4277 | 245.2635 | 0
2010-11-23 | 4:00 | 3668.3581 | 97.1719 | 3765.53 | 144.5767 | 3910.1067 | 241.7486 | 3668.3581 | 0 | 3668.3581 | 97.1719 | 3765.53 | 144.5767 | 3910.1067 | 241.7486 | 0
2010-11-23 | 5:00 | 3719.2151 | 99.8849 | 3819.1 | 146.247 | 3965.347 | 246.132 | 3719.2151 | 0 | 3719.2151 | 99.8849 | 3819.1 | 146.247 | 3965.347 | 246.132 | 0
2010-11-23 | 6:00 | 3827.3618 | 105.7782 | 3933.14 | 149.7668 | 4082.9068 | 255.5451 | 3827.3618 | 0 | 3827.3618 | 105.7782 | 3933.14 | 149.7668 | 4082.9068 | 255.5451 | 0
2010-11-23 | 7:00 | 4019.2115 | 116.6485 | 4135.86 | 155.9024 | 4291.7624 | 272.5508 | 4019.2115 | 0 | 4019.2115 | 116.6485 | 4135.86 | 155.9024 | 4291.7624 | 272.5508 | 0
2010-11-23 | 8:00 | 4145.7603 | 124.1097 | 4269.87 | 159.8731 | 4429.7431 | 283.9828 | 4145.7603 | 1.7722 | 4143.9881 | 124.0036 | 4267.9917 | 159.8179 | 4427.8096 | 283.8215 | 0.16127
2010-11-23 | 9:00 | 4159.1192 | 124.9108 | 4284.03 | 160.2887 | 4444.3187 | 285.1995 | 4159.1192 | 17.6688 | 4141.4503 | 123.8518 | 4265.3021 | 159.7388 | 4425.041 | 283.5906 | 1.6089
2010-11-23 | 10:00 | 4039.9355 | 117.8545 | 4157.79 | 156.5568 | 4314.3468 | 274.4113 | 4039.9355 | 30.5587 | 4009.3768 | 116.0783 | 4125.4551 | 155.5912 | 4281.0463 | 271.6695 | 2.7418
2010-11-23 | 11:00 | 3938.6792 | 112.0208 | 4050.7 | 153.3438 | 4204.0438 | 265.3646 | 3938.6792 | 37.8172 | 3900.862 | 109.88 | 4010.742 | 152.1339 | 4162.8759 | 262.0138 | 3.3507
2010-11-23 | 12:00 | 3877.8241 | 108.5859 | 3986.41 | 151.3941 | 4137.8041 | 259.9801 | 3877.8241 | 40.8483 | 3836.9757 | 106.3103 | 3943.2861 | 150.0776 | 4093.3637 | 256.3879 | 3.5921
2010-11-23 | 13:00 | 3818.2166 | 105.2734 | 3923.49 | 149.4709 | 4072.9609 | 254.7442 | 3818.2166 | 39.3136 | 3778.903 | 103.1167 | 3882.0197 | 148.1951 | 4030.2148 | 251.3118 | 3.4325
2010-11-23 | 14:00 | 3818.6336 | 105.2964 | 3923.93 | 149.4844 | 4073.4144 | 254.7807 | 3818.6336 | 32.7457 | 3785.888 | 103.4982 | 3889.3862 | 148.4222 | 4037.8084 | 251.9204 | 2.8603
2010-11-23 | 15:00 | 3912.56 | 110.54 | 4023.1 | 152.5087 | 4175.6087 | 263.0487 | 3912.56 | 26.4395 | 3886.1205 | 109.0511 | 3995.1716 | 151.6608 | 4146.8323 | 260.7118 | 2.3369
2010-11-23 | 16:00 | 4102.11 | 121.51 | 4223.62 | 158.5103 | 4382.1303 | 280.0203 | 4102.11 | 16.0607 | 4086.0493 | 120.5604 | 4206.6097 | 158.0071 | 4364.6168 | 278.5675 | 1.4528
2010-11-23 | 17:00 | 4357.104 | 137.086 | 4494.19 | 166.3678 | 4660.5578 | 303.4539 | 4357.104 | 1.3933 | 4355.7106 | 136.9984 | 4492.709 | 166.3256 | 4659.0346 | 303.3239 | 0.12992
2010-11-23 | 18:00 | 4584.8954 | 151.7946 | 4736.69 | 173.1751 | 4909.8651 | 324.9697 | 4584.8954 | 0 | 4584.8954 | 151.7946 | 4736.69 | 173.1751 | 4909.8651 | 324.9697 | 0
2010-11-23 | 19:00 | 4536.2025 | 148.5875 | 4684.79 | 171.7369 | 4856.5269 | 320.3244 | 4536.2025 | 0 | 4536.2025 | 148.5875 | 4684.79 | 171.7369 | 4856.5269 | 320.3244 | 0
2010-11-23 | 20:00 | 4440.3083 | 142.3717 | 4582.68 | 168.8776 | 4751.5576 | 311.2493 | 4440.3083 | 0 | 4440.3083 | 142.3717 | 4582.68 | 168.8776 | 4751.5576 | 311.2493 | 0
2010-11-23 | 21:00 | 4330.9263 | 135.4437 | 4466.37 | 165.5727 | 4631.9427 | 301.0164 | 4330.9263 | 0 | 4330.9263 | 135.4437 | 4466.37 | 165.5727 | 4631.9427 | 301.0164 | 0
2010-11-23 | 22:00 | 4203.4615 | 127.5885 | 4331.05 | 161.6633 | 4492.7133 | 289.2518 | 4203.4615 | 0 | 4203.4615 | 127.5885 | 4331.05 | 161.6633 | 4492.7133 | 289.2518 | 0
2010-11-23 | 23:00 | 3984.5451 | 114.6449 | 4099.19 | 154.804 | 4253.994 | 269.4489 | 3984.5451 | 0 | 3984.5451 | 114.6449 | 4099.19 | 154.804 | 4253.994 | 269.4489 | 0
2010-11-24 | 24:00 | 3808.6912 | 104.7488 | 3913.44 | 149.1623 | 4062.6023 | 253.9111 | 3808.6912 | 0 | 3808.6912 | 104.7488 | 3913.44 | 149.1623 | 4062.6023 | 253.9111 | 0
2010-11-24 | 1:00 | 3644.517 | 95.913 | 3740.43 | 143.7903 | 3884.2203 | 239.7033 | 3644.517 | 0 | 3644.517 | 95.913 | 3740.43 | 143.7903 | 3884.2203 | 239.7033 | 0
2010-11-24 | 2:00 | 3561.5255 | 91.5945 | 3653.12 | 141.0364 | 3794.1564 | 232.6309 | 3561.5255 | 0 | 3561.5255 | 91.5945 | 3653.12 | 141.0364 | 3794.1564 | 232.6309 | 0
2010-11-24 | 3:00 | 3520.8364 | 89.5136 | 3610.35 | 139.6768 | 3750.0268 | 229.1904 | 3520.8364 | 0 | 3520.8364 | 89.5136 | 3610.35 | 139.6768 | 3750.0268 | 229.1904 | 0
2010-11-24 | 4:00 | 3506.0659 | 88.7641 | 3594.83 | 139.1818 | 3734.0118 | 227.9459 | 3506.0659 | 0 | 3506.0659 | 88.7641 | 3594.83 | 139.1818 | 3734.0118 | 227.9459 | 0
2010-11-24 | 5:00 | 3534.6906 | 90.2194 | 3624.91 | 140.1404 | 3765.0504 | 230.3599 | 3534.6906 | 0 | 3534.6906 | 90.2194 | 3624.91 | 140.1404 | 3765.0504 | 230.3599 | 0
2010-11-24 | 6:00 | 3608.085 | 94.005 | 3702.09 | 142.5845 | 3844.6745 | 236.5895 | 3608.085 | 0 | 3608.085 | 94.005 | 3702.09 | 142.5845 | 3844.6745 | 236.5895 | 0
2010-11-24 | 7:00 | 3772.4549 | 102.7651 | 3875.22 | 147.9853 | 4023.2053 | 250.7504 | 3772.4549 | 0 | 3772.4549 | 102.7651 | 3875.22 | 147.9853 | 4023.2053 | 250.7504 | 0
2010-11-24 | 8:00 | 3921.9583 | 111.0717 | 4033.03 | 152.8095 | 4185.8395 | 263.8812 | 3921.9583 | 0.57591 | 3921.3824 | 111.0391 | 4032.4215 | 152.7911 | 4185.2125 | 263.8301 | 0.05104
2010-11-24 | 9:00 | 3998.3966 | 115.4434 | 4113.84 | 155.2434 | 4269.0834 | 270.6868 | 3998.3966 | 7.6724 | 3990.7242 | 115.0008 | 4105.725 | 155.0001 | 4260.7251 | 270.0009 | 0.68592
2010-11-24 | 10:00 | 4032.3761 | 117.4139 | 4149.79 | 156.3183 | 4306.1083 | 273.7321 | 4032.3761 | 4.8539 | 4027.5222 | 117.1314 | 4144.6536 | 156.165 | 4300.8185 | 273.2964 | 0.43577
2010-11-24 | 11:00 | 4111.5029 | 122.0671 | 4233.57 | 158.8042 | 4392.3742 | 280.8713 | 4111.5029 | 4.8679 | 4106.635 | 121.7782 | 4228.4132 | 158.6519 | 4387.0651 | 280.4301 | 0.44113
2010-11-24 | 12:00 | 4111.0215 | 122.0385 | 4233.06 | 158.7891 | 4391.8491 | 280.8276 | 4111.0215 | 27.8887 | 4083.1328 | 120.3883 | 4203.5211 | 157.9156 | 4361.4367 | 278.3039 | 2.5237
2010-11-24 | 13:00 | 4077.4562 | 120.0538 | 4197.51 | 157.7375 | 4355.2475 | 277.7913 | 4077.4562 | 2.7071 | 4074.7491 | 119.8945 | 4194.6435 | 157.6525 | 4352.296 | 277.5469 | 0.24437
2010-11-24 | 14:00 | 4037.3654 | 117.7046 | 4155.07 | 156.4757 | 4311.5457 | 274.1803 | 4037.3654 | 17.0317 | 4020.3337 | 116.7136 | 4137.0473 | 155.9378 | 4292.9851 | 272.6514 | 1.5289
2010-11-24 | 15:00 | 4085.823 | 120.547 | 4206.37 | 158 | 4364.37 | 278.547 | 4085.823 | 4.0276 | 4081.7954 | 120.3095 | 4202.1049 | 157.8737 | 4359.9785 | 278.1831 | 0.3639
2010-11-24 | 16:00 | 4223.3889 | 128.8011 | 4352.19 | 162.2786 | 4514.4686 | 291.0796 | 4223.3889 | 0.61885 | 4222.7701 | 128.7633 | 4351.5334 | 162.2595 | 4513.7929 | 291.0228 | 0.056829
2010-11-24 | 17:00 | 4469.4438 | 144.2462 | 4613.69 | 169.7501 | 4783.4401 | 313.9963 | 4469.4438 | 1.3783 | 4468.0655 | 144.1572 | 4612.2228 | 169.7089 | 4781.9317 | 313.8662 | 0.13015
2010-11-24 | 18:00 | 4713.2102 | 160.4098 | 4873.62 | 176.9208 | 5050.5408 | 337.3306 | 4713.2102 | 0 | 4713.2102 | 160.4098 | 4873.62 | 176.9208 | 5050.5408 | 337.3306 | 0
2010-11-24 | 19:00 | 4651.9059 | 156.2641 | 4808.17 | 175.1393 | 4983.3093 | 331.4034 | 4651.9059 | 0 | 4651.9059 | 156.2641 | 4808.17 | 175.1393 | 4983.3093 | 331.4034 | 0
2010-11-24 | 20:00 | 4546.5161 | 149.2639 | 4695.78 | 172.0423 | 4867.8223 | 321.3062 | 4546.5161 | 0 | 4546.5161 | 149.2639 | 4695.78 | 172.0423 | 4867.8223 | 321.3062 | 0
2010-11-24 | 21:00 | 4411.3963 | 140.5237 | 4551.92 | 168.0085 | 4719.9285 | 308.5322 | 4411.3963 | 0 | 4411.3963 | 140.5237 | 4551.92 | 168.0085 | 4719.9285 | 308.5322 | 0
2010-11-24 | 22:00 | 4226.584 | 128.996 | 4355.58 | 162.3771 | 4517.9571 | 291.3731 | 4226.584 | 0 | 4226.584 | 128.996 | 4355.58 | 162.3771 | 4517.9571 | 291.3731 | 0
2010-11-24 | 23:00 | 3976.6868 | 114.1932 | 4090.88 | 154.5544 | 4245.4344 | 268.7476 | 3976.6868 | 0 | 3976.6868 | 114.1932 | 4090.88 | 154.5544 | 4245.4344 | 268.7476 | 0
2010-11-25 | 24:00 | 3771.6394 | 102.7206 | 3874.36 | 147.9587 | 4022.3187 | 250.6794 | 3771.6394 | 0 | 3771.6394 | 102.7206 | 3874.36 | 147.9587 | 4022.3187 | 250.6794 | 0
2010-11-25 | 1:00 | 3636.1756 | 95.4744 | 3731.65 | 143.5147 | 3875.1647 | 238.9891 | 3636.1756 | 0 | 3636.1756 | 95.4744 | 3731.65 | 143.5147 | 3875.1647 | 238.9891 | 0
2010-11-25 | 2:00 | 3602.5436 | 93.7164 | 3696.26 | 142.4007 | 3838.6607 | 236.1172 | 3602.5436 | 0 | 3602.5436 | 93.7164 | 3696.26 | 142.4007 | 3838.6607 | 236.1172 | 0
2010-11-25 | 3:00 | 3541.0839 | 90.5461 | 3631.63 | 140.3541 | 3771.9841 | 230.9002 | 3541.0839 | 0 | 3541.0839 | 90.5461 | 3631.63 | 140.3541 | 3771.9841 | 230.9002 | 0
2010-11-25 | 4:00 | 3547.8286 | 90.8914 | 3638.72 | 140.5794 | 3779.2994 | 231.4708 | 3547.8286 | 0 | 3547.8286 | 90.8914 | 3638.72 | 140.5794 | 3779.2994 | 231.4708 | 0
2010-11-25 | 5:00 | 3697.0994 | 98.7006 | 3795.8 | 145.5219 | 3941.3219 | 244.2224 | 3697.0994 | 0 | 3697.0994 | 98.7006 | 3795.8 | 145.5219 | 3941.3219 | 244.2224 | 0
2010-11-25 | 6:00 | 4022.3588 | 116.8312 | 4139.19 | 156.0018 | 4295.1918 | 272.8331 | 4022.3588 | 0 | 4022.3588 | 116.8312 | 4139.19 | 156.0018 | 4295.1918 | 272.8331 | 0
2010-11-25 | 7:00 | 4542.2839 | 148.9861 | 4691.27 | 171.9171 | 4863.1871 | 320.9032 | 4542.2839 | 0 | 4542.2839 | 148.9861 | 4691.27 | 171.9171 | 4863.1871 | 320.9032 | 0
2010-11-25 | 8:00 | 4826.8983 | 168.2417 | 4995.14 | 180.1856 | 5175.3256 | 348.4273 | 4826.8983 | 1.6349 | 4825.2634 | 168.1277 | 4993.3912 | 180.1391 | 5173.5302 | 348.2668 | 0.16054
2010-11-25 | 9:00 | 4803.1497 | 166.5903 | 4969.74 | 179.5078 | 5149.2478 | 346.0981 | 4803.1497 | 17.1695 | 4785.9803 | 165.4014 | 4951.3817 | 179.0164 | 5130.3981 | 344.4178 | 1.6803
2010-11-25 | 10:00 | 4760.2989 | 163.6311 | 4923.93 | 178.2792 | 5102.2092 | 341.9103 | 4760.2989 | 30.6499 | 4729.649 | 161.5307 | 4891.1798 | 177.396 | 5068.5758 | 338.9268 | 2.9835
2010-11-25 | 11:00 | 4634.9528 | 155.1272 | 4790.08 | 174.644 | 4964.724 | 329.7712 | 4634.9528 | 38.9947 | 4595.9581 | 152.528 | 4748.4861 | 173.5006 | 4921.9867 | 326.0286 | 3.7427
2010-11-25 | 12:00 | 4646.2553 | 155.8847 | 4802.14 | 174.9744 | 4977.1144 | 330.859 | 4646.2553 | 40.0877 | 4606.1676 | 153.2064 | 4759.3739 | 173.8006 | 4933.1745 | 327.0069 | 3.8521
2010-11-25 | 13:00 | 4739.5053 | 162.2047 | 4901.71 | 177.6805 | 5079.3905 | 339.8851 | 4739.5053 | 43.6951 | 4695.8102 | 159.2276 | 4855.0378 | 176.4167 | 5031.4545 | 335.6443 | 4.2408
2010-11-25 | 14:00 | 4854.3212 | 170.1588 | 5024.48 | 180.9655 | 5205.4455 | 351.1243 | 4854.3212 | 35.2628 | 4819.0585 | 167.6956 | 4986.7541 | 179.9621 | 5166.7162 | 347.6578 | 3.4666
2010-11-25 | 15:00 | 4896.632 | 173.138 | 5069.77 | 182.163 | 5251.933 | 355.301 | 4896.632 | 8.8712 | 4887.7609 | 172.5112 | 5060.2721 | 181.9126 | 5242.1846 | 354.4237 | 0.87726
2010-11-25 | 16:00 | 4935.829 | 175.921 | 5111.75 | 183.2661 | 5295.0161 | 359.187 | 4935.829 | 9.2395 | 4926.5896 | 175.2629 | 5101.8525 | 183.0066 | 5284.8592 | 358.2696 | 0.91747
2010-11-25 | 17:00 | 5068.0199 | 185.4701 | 5253.49 | 186.9412 | 5440.4312 | 372.4114 | 5068.0199 | 1.4495 | 5066.5703 | 185.364 | 5251.9344 | 186.9013 | 5438.8357 | 372.2654 | 0.146
2010-11-25 | 18:00 | 5169.2189 | 192.9511 | 5362.17 | 189.7078 | 5551.8778 | 382.6588 | 5169.2189 | 0 | 5169.2189 | 192.9511 | 5362.17 | 189.7078 | 5551.8778 | 382.6588 | 0
2010-11-25 | 19:00 | 5097.1236 | 187.6064 | 5284.73 | 187.741 | 5472.471 | 375.3475 | 5097.1236 | 0 | 5097.1236 | 187.6064 | 5284.73 | 187.741 | 5472.471 | 375.3475 | 0
2010-11-25 | 20:00 | 4987.6553 | 179.6347 | 5167.29 | 184.7152 | 5352.0052 | 364.3499 | 4987.6553 | 0 | 4987.6553 | 179.6347 | 5167.29 | 184.7152 | 5352.0052 | 364.3499 | 0
2010-11-25 | 21:00 | 4831.3012 | 168.5488 | 4999.85 | 180.3111 | 5180.1611 | 348.8598 | 4831.3012 | 0 | 4831.3012 | 168.5488 | 4999.85 | 180.3111 | 5180.1611 | 348.8598 | 0
2010-11-25 | 22:00 | 4605.32 | 153.15 | 4758.47 | 173.7757 | 4932.2457 | 326.9257 | 4605.32 | 0 | 4605.32 | 153.15 | 4758.47 | 173.7757 | 4932.2457 | 326.9257 | 0
2010-11-25 | 23:00 | 4311.6493 | 134.2407 | 4445.89 | 164.9855 | 4610.8755 | 299.2262 | 4311.6493 | 0 | 4311.6493 | 134.2407 | 4445.89 | 164.9855 | 4610.8755 | 299.2262 | 0
2010-11-26 | 24:00 | 4051.5376 | 118.5324 | 4170.07 | 156.9224 | 4326.9924 | 275.4548 | 4051.5376 | 0 | 4051.5376 | 118.5324 | 4170.07 | 156.9224 | 4326.9924 | 275.4548 | 0
2010-11-26 | 1:00 | 3885.8066 | 109.0334 | 3994.84 | 151.6507 | 4146.4907 | 260.6841 | 3885.8066 | 0 | 3885.8066 | 109.0334 | 3994.84 | 151.6507 | 4146.4907 | 260.6841 | 0
2010-11-26 | 2:00 | 3783.4643 | 103.3657 | 3886.83 | 148.3434 | 4035.1734 | 251.7092 | 3783.4643 | 0 | 3783.4643 | 103.3657 | 3886.83 | 148.3434 | 4035.1734 | 251.7092 | 0
2010-11-26 | 3:00 | 3722.8877 | 100.0823 | 3822.97 | 146.3673 | 3969.3373 | 246.4496 | 3722.8877 | 0 | 3722.8877 | 100.0823 | 3822.97 | 146.3673 | 3969.3373 | 246.4496 | 0
2010-11-26 | 4:00 | 3720.3634 | 99.9466 | 3820.31 | 146.2847 | 3966.5947 | 246.2313 | 3720.3634 | 0 | 3720.3634 | 99.9466 | 3820.31 | 146.2847 | 3966.5947 | 246.2313 | 0
2010-11-26 | 5:00 | 3847.1359 | 106.8741 | 3954.01 | 150.4056 | 4104.4156 | 257.2797 | 3847.1359 | 0 | 3847.1359 | 106.8741 | 3954.01 | 150.4056 | 4104.4156 | 257.2797 | 0
2010-11-26 | 6:00 | 4164.3073 | 125.2227 | 4289.53 | 160.4499 | 4449.9799 | 285.6725 | 4164.3073 | 0 | 4164.3073 | 125.2227 | 4289.53 | 160.4499 | 4449.9799 | 285.6725 | 0
2010-11-26 | 7:00 | 4633.0408 | 154.9992 | 4788.04 | 174.5881 | 4962.6281 | 329.5874 | 4633.0408 | 0 | 4633.0408 | 154.9992 | 4788.04 | 174.5881 | 4962.6281 | 329.5874 | 0
2010-11-26 | 8:00 | 4938.7881 | 176.1319 | 5114.92 | 183.3491 | 5298.2691 | 359.4811 | 4938.7881 | 1.4296 | 4937.3585 | 176.03 | 5113.3885 | 183.309 | 5296.6975 | 359.339 | 0.14206
2010-11-26 | 9:00 | 4976.6194 | 178.8406 | 5155.46 | 184.4075 | 5339.8675 | 363.2482 | 4976.6194 | 15.7675 | 4960.8519 | 177.7092 | 5138.5611 | 183.9671 | 5322.5282 | 361.6763 | 1.5719
2010-11-26 | 10:00 | 4982.9538 | 179.2962 | 5162.25 | 184.5842 | 5346.8342 | 363.8804 | 4982.9538 | 29.244 | 4953.7098 | 177.1979 | 5130.9076 | 183.7673 | 5314.6749 | 360.9651 | 2.9153
2010-11-26 | 11:00 | 5039.8835 | 183.4165 | 5223.3 | 186.1648 | 5409.4648 | 369.5813 | 5039.8835 | 38.0098 | 5001.8737 | 180.6603 | 5182.5341 | 185.1109 | 5367.645 | 365.7713 | 3.81
2010-11-26 | 12:00 | 5002.3176 | 180.6924 | 5183.01 | 185.1233 | 5368.1333 | 365.8157 | 5002.3176 | 39.469 | 4962.8487 | 177.8523 | 5140.7009 | 184.0229 | 5324.7238 | 361.8752 | 3.9405
2010-11-26 | 13:00 | 4964.4154 | 177.9646 | 5142.38 | 184.0667 | 5326.4467 | 362.0313 | 4964.4154 | 39.9128 | 4924.5026 | 175.1145 | 5099.6171 | 182.948 | 5282.5651 | 358.0625 | 3.9688
2010-11-26 | 14:00 | 4965.0313 | 178.0087 | 5143.04 | 184.0839 | 5327.1239 | 362.0927 | 4965.0313 | 37.5458 | 4927.4855 | 175.3267 | 5102.8122 | 183.0318 | 5285.844 | 358.3585 | 3.7342
2010-11-26 | 15:00 | 4940.4029 | 176.2471 | 5116.65 | 183.3944 | 5300.0444 | 359.6416 | 4940.4029 | 29.5735 | 4910.8293 | 174.1434 | 5084.9727 | 182.5633 | 5267.536 | 356.7067 | 2.9349
2010-11-26 | 16:00 | 4951.3042 | 177.0258 | 5128.33 | 183.6999 | 5312.0299 | 360.7257 | 4951.3042 | 16.8294 | 4934.4748 | 175.8244 | 5110.2992 | 183.2281 | 5293.5273 | 359.0525 | 1.6732
2010-11-26 | 17:00 | 5107.6574 | 188.3826 | 5296.04 | 188.0297 | 5484.0697 | 376.4123 | 5107.6574 | 1.1171 | 5106.5402 | 188.3002 | 5294.8405 | 187.9991 | 5482.8396 | 376.2993 | 0.11299
2010-11-26 | 18:00 | 5223.8211 | 197.0489 | 5420.87 | 191.1835 | 5612.0535 | 388.2323 | 5223.8211 | 0 | 5223.8211 | 197.0489 | 5420.87 | 191.1835 | 5612.0535 | 388.2323 | 0
2010-11-26 | 19:00 | 5136.5873 | 190.5227 | 5327.11 | 188.8202 | 5515.9302 | 379.3428 | 5136.5873 | 0 | 5136.5873 | 190.5227 | 5327.11 | 188.8202 | 5515.9302 | 379.3428 | 0
2010-11-26 | 20:00 | 4990.7055 | 179.8545 | 5170.56 | 184.8002 | 5355.3602 | 364.6546 | 4990.7055 | 0 | 4990.7055 | 179.8545 | 5170.56 | 184.8002 | 5355.3602 | 364.6546 | 0
2010-11-26 | 21:00 | 4889.1133 | 172.6067 | 5061.72 | 181.9508 | 5243.6708 | 354.5574 | 4889.1133 | 0 | 4889.1133 | 172.6067 | 5061.72 | 181.9508 | 5243.6708 | 354.5574 | 0
2010-11-26 | 22:00 | 4706.5249 | 159.9551 | 4866.48 | 176.7273 | 5043.2073 | 336.6824 | 4706.5249 | 0 | 4706.5249 | 159.9551 | 4866.48 | 176.7273 | 5043.2073 | 336.6824 | 0
2010-11-26 | 23:00 | 4419.9226 | 141.0674 | 4560.99 | 168.2652 | 4729.2552 | 309.3326 | 4419.9226 | 0 | 4419.9226 | 141.0674 | 4560.99 | 168.2652 | 4729.2552 | 309.3326 | 0
2010-11-27 | 24:00 | 4115.3164 | 122.2936 | 4237.61 | 158.9234 | 4396.5334 | 281.217 | 4115.3164 | 0 | 4115.3164 | 122.2936 | 4237.61 | 158.9234 | 4396.5334 | 281.217 | 0
2010-11-27 | 1:00 | 3949.2378 | 112.6222 | 4061.86 | 153.6807 | 4215.5407 | 266.3028 | 3949.2378 | 0 | 3949.2378 | 112.6222 | 4061.86 | 153.6807 | 4215.5407 | 266.3028 | 0
2010-11-27 | 2:00 | 3846.738 | 106.852 | 3953.59 | 150.3928 | 4103.9828 | 257.2448 | 3846.738 | 0 | 3846.738 | 106.852 | 3953.59 | 150.3928 | 4103.9828 | 257.2448 | 0
2010-11-27 | 3:00 | 3826.9827 | 105.7573 | 3932.74 | 149.7546 | 4082.4946 | 255.5119 | 3826.9827 | 0 | 3826.9827 | 105.7573 | 3932.74 | 149.7546 | 4082.4946 | 255.5119 | 0
2010-11-27 | 4:00 | 3792.5758 | 103.8642 | 3896.44 | 148.6395 | 4045.0795 | 252.5037 | 3792.5758 | 0 | 3792.5758 | 103.8642 | 3896.44 | 148.6395 | 4045.0795 | 252.5037 | 0
2010-11-27 | 5:00 | 3926.0656 | 111.3044 | 4037.37 | 152.9408 | 4190.3108 | 264.2453 | 3926.0656 | 0 | 3926.0656 | 111.3044 | 4037.37 | 152.9408 | 4190.3108 | 264.2453 | 0
2010-11-27 | 6:00 | 4175.3428 | 125.8872 | 4301.23 | 160.7925 | 4462.0225 | 286.6797 | 4175.3428 | 0 | 4175.3428 | 125.8872 | 4301.23 | 160.7925 | 4462.0225 | 286.6797 | 0
2010-11-27 | 7:00 | 4536.0242 | 148.5758 | 4684.6 | 171.7316 | 4856.3316 | 320.3074 | 4536.0242 | 0 | 4536.0242 | 148.5758 | 4684.6 | 171.7316 | 4856.3316 | 320.3074 | 0
2010-11-27 | 8:00 | 4797.2208 | 166.1792 | 4963.4 | 179.3383 | 5142.7383 | 345.5175 | 4797.2208 | 1.2775 | 4795.9433 | 166.0907 | 4962.034 | 179.3017 | 5141.3358 | 345.3925 | 0.12505
2010-11-27 | 9:00 | 4867.1786 | 171.0614 | 5038.24 | 181.3302 | 5219.5702 | 352.3915 | 4867.1786 | 15.9511 | 4851.2276 | 169.942 | 5021.1695 | 180.8777 | 5202.0472 | 350.8197 | 1.5719
2010-11-27 | 10:00 | 4931.1709 | 175.5891 | 5106.76 | 183.1353 | 5289.8953 | 358.7244 | 4931.1709 | 27.7977 | 4903.3732 | 173.615 | 5076.9882 | 182.3532 | 5259.3414 | 355.9682 | 2.7562
2010-11-27 | 11:00 | 4998.1393 | 180.3907 | 5178.53 | 185.0071 | 5363.5371 | 365.3977 | 4998.1393 | 34.5997 | 4963.5396 | 177.9018 | 5141.4414 | 184.0422 | 5325.4836 | 361.944 | 3.4537
2010-11-27 | 12:00 | 4995.9382 | 180.2318 | 5176.17 | 184.9458 | 5361.1158 | 365.1777 | 4995.9382 | 38.1441 | 4957.7941 | 177.4902 | 5135.2842 | 183.8816 | 5319.1658 | 361.3717 | 3.8059
2010-11-27 | 13:00 | 5005.4512 | 180.9188 | 5186.37 | 185.2104 | 5371.5804 | 366.1292 | 5005.4512 | 39.9145 | 4965.5367 | 178.045 | 5143.5816 | 184.0981 | 5327.6797 | 362.143 | 3.9862
2010-11-27 | 14:00 | 4986.3307 | 179.5393 | 5165.87 | 184.6783 | 5350.5483 | 364.2176 | 4986.3307 | 36.8084 | 4949.5223 | 176.8984 | 5126.4208 | 183.65 | 5310.0708 | 360.5484 | 3.6692
2010-11-27 | 15:00 | 4957.9301 | 177.4999 | 5135.43 | 183.8854 | 5319.3154 | 361.3853 | 4957.9301 | 26.0411 | 4931.889 | 175.6402 | 5107.5292 | 183.1555 | 5290.6847 | 358.7957 | 2.5896
2010-11-27 | 16:00 | 4900.7507 | 173.4293 | 5074.18 | 182.2792 | 5256.4592 | 355.7086 | 4900.7507 | 7.296 | 4893.4547 | 172.9133 | 5066.368 | 182.0734 | 5248.4413 | 354.9867 | 0.72187
2010-11-27 | 17:00 | 5042.4749 | 183.6051 | 5226.08 | 186.2364 | 5412.3164 | 369.8416 | 5042.4749 | 1.0742 | 5041.4007 | 183.5269 | 5224.9276 | 186.2068 | 5411.1344 | 369.7337 | 0.10791
2010-11-27 | 18:00 | 5193.0646 | 194.7354 | 5387.8 | 190.3537 | 5578.1537 | 385.089 | 5193.0646 | 0 | 5193.0646 | 194.7354 | 5387.8 | 190.3537 | 5578.1537 | 385.089 | 0
2010-11-27 | 19:00 | 5097.6731 | 187.6469 | 5285.32 | 187.7561 | 5473.0761 | 375.403 | 5097.6731 | 0 | 5097.6731 | 187.6469 | 5285.32 | 187.7561 | 5473.0761 | 375.403 | 0
2010-11-27 | 20:00 | 4965.6284 | 178.0516 | 5143.68 | 184.1006 | 5327.7806 | 362.1522 | 4965.6284 | 0 | 4965.6284 | 178.0516 | 5143.68 | 184.1006 | 5327.7806 | 362.1522 | 0
2010-11-27 | 21:00 | 4824.8884 | 168.1016 | 4992.99 | 180.1284 | 5173.1184 | 348.23 | 4824.8884 | 0 | 4824.8884 | 168.1016 | 4992.99 | 180.1284 | 5173.1184 | 348.23 | 0
2010-11-27 | 22:00 | 4627.9324 | 154.6576 | 4782.59 | 174.4386 | 4957.0286 | 329.0963 | 4627.9324 | 0 | 4627.9324 | 154.6576 | 4782.59 | 174.4386 | 4957.0286 | 329.0963 | 0
2010-11-27 | 23:00 | 4369.0794 | 137.8406 | 4506.92 | 166.7307 | 4673.6507 | 304.5713 | 4369.0794 | 0 | 4369.0794 | 137.8406 | 4506.92 | 166.7307 | 4673.6507 | 304.5713 | 0
2010-11-28 | 24:00 | 4068.1345 | 119.5055 | 4187.64 | 157.4446 | 4345.0846 | 276.9501 | 4068.1345 | 0 | 4068.1345 | 119.5055 | 4187.64 | 157.4446 | 4345.0846 | 276.9501 | 0
2010-11-28 | 1:00 | 3891.7242 | 109.3658 | 4001.09 | 151.8407 | 4152.9307 | 261.2065 | 3891.7242 | 0 | 3891.7242 | 109.3658 | 4001.09 | 151.8407 | 4152.9307 | 261.2065 | 0
2010-11-28 | 2:00 | 3754.8328 | 101.8072 | 3856.64 | 147.4111 | 4004.0511 | 249.2183 | 3754.8328 | 0 | 3754.8328 | 101.8072 | 3856.64 | 147.4111 | 4004.0511 | 249.2183 | 0
2010-11-28 | 3:00 | 3680.9878 | 97.8422 | 3778.83 | 144.9924 | 3923.8224 | 242.8346 | 3680.9878 | 0 | 3680.9878 | 97.8422 | 3778.83 | 144.9924 | 3923.8224 | 242.8346 | 0
2010-11-28 | 4:00 | 3659.6394 | 96.7106 | 3756.35 | 144.2894 | 3900.6394 | 240.9999 | 3659.6394 | 0 | 3659.6394 | 96.7106 | 3756.35 | 144.2894 | 3900.6394 | 240.9999 | 0
2010-11-28 | 5:00 | 3698.438 | 98.772 | 3797.21 | 145.5658 | 3942.7758 | 244.3378 | 3698.438 | 0 | 3698.438 | 98.772 | 3797.21 | 145.5658 | 3942.7758 | 244.3378 | 0
2010-11-28 | 6:00 | 3794.6615 | 103.9785 | 3898.64 | 148.7072 | 4047.3472 | 252.6857 | 3794.6615 | 0 | 3794.6615 | 103.9785 | 3898.64 | 148.7072 | 4047.3472 | 252.6857 | 0
2010-11-28 | 7:00 | 3934.989 | 111.811 | 4046.8 | 153.226 | 4200.026 | 265.0369 | 3934.989 | 0 | 3934.989 | 111.811 | 4046.8 | 153.226 | 4200.026 | 265.0369 | 0
2010-11-28 | 8:00 | 4096.8797 | 121.2003 | 4218.08 | 158.3466 | 4376.4266 | 279.5469 | 4096.8797 | 0 | 4096.8797 | 121.2003 | 4218.08 | 158.3466 | 4376.4266 | 279.5469 | 0
2010-11-28 | 9:00 | 4235.6311 | 129.5489 | 4365.18 | 162.6558 | 4527.8358 | 292.2047 | 4235.6311 | 1.9334 | 4233.6978 | 129.4306 | 4363.1284 | 162.5963 | 4525.7247 | 292.0269 | 0.17778
2010-11-28 | 10:00 | 4400.8006 | 139.8494 | 4540.65 | 167.6892 | 4708.3392 | 307.5387 | 4400.8006 | 1.9371 | 4398.8635 | 139.7263 | 4538.5898 | 167.6308 | 4706.2206 | 307.3572 | 0.18151
2010-11-28 | 11:00 | 4448.0889 | 142.8711 | 4590.96 | 169.1109 | 4760.0709 | 311.982 | 4448.0889 | 15.5815 | 4432.5074 | 141.8719 | 4574.3793 | 168.6434 | 4743.0228 | 310.5153 | 1.4667
2010-11-28 | 12:00 | 4421.248 | 141.152 | 4562.4 | 168.305 | 4730.705 | 309.4571 | 4421.248 | 32.3651 | 4388.8829 | 139.093 | 4527.9759 | 167.3296 | 4695.3055 | 306.4226 | 3.0345
2010-11-28 | 13:00 | 4278.8254 | 132.2046 | 4411.03 | 163.9823 | 4575.0123 | 296.1868 | 4278.8254 | 33.6442 | 4245.1812 | 130.1337 | 4375.3149 | 162.9497 | 4538.2646 | 293.0834 | 3.1034
2010-11-28 | 14:00 | 4164.845 | 125.255 | 4290.1 | 160.4666 | 4450.5666 | 285.7216 | 4164.845 | 4.9767 | 4159.8683 | 124.9558 | 4284.8241 | 160.3119 | 4445.1361 | 285.2678 | 0.4538
2010-11-28 | 15:00 | 4127.973 | 123.047 | 4251.02 | 159.3186 | 4410.3386 | 282.3656 | 4127.973 | 6.3679 | 4121.6051 | 122.6677 | 4244.2728 | 159.1199 | 4403.3927 | 281.7875 | 0.57811
2010-11-28 | 16:00 | 4115.7034 | 122.3166 | 4238.02 | 158.9355 | 4396.9555 | 281.2521 | 4115.7034 | 11.1385 | 4104.5648 | 121.6555 | 4226.2203 | 158.5872 | 4384.8075 | 280.2426 | 1.0095
2010-11-28 | 17:00 | 4215.905 | 128.345 | 4344.25 | 162.0477 | 4506.2977 | 290.3927 | 4215.905 | 0 | 4215.905 | 128.345 | 4344.25 | 162.0477 | 4506.2977 | 290.3927 | 0
2010-11-28 | 18:00 | 4306.255 | 133.905 | 4440.16 | 164.8209 | 4604.9809 | 298.7259 | 4306.255 | 0 | 4306.255 | 133.905 | 4440.16 | 164.8209 | 4604.9809 | 298.7259 | 0
2010-11-28 | 19:00 | 4250.8109 | 130.4791 | 4381.29 | 163.1228 | 4544.4128 | 293.6019 | 4250.8109 | 0 | 4250.8109 | 130.4791 | 4381.29 | 163.1228 | 4544.4128 | 293.6019 | 0
2010-11-28 | 20:00 | 4203.2258 | 127.5742 | 4330.8 | 161.656 | 4492.456 | 289.2302 | 4203.2258 | 0 | 4203.2258 | 127.5742 | 4330.8 | 161.656 | 4492.456 | 289.2302 | 0
2010-11-28 | 21:00 | 4144.4771 | 124.0329 | 4268.51 | 159.8331 | 4428.3431 | 283.866 | 4144.4771 | 0 | 4144.4771 | 124.0329 | 4268.51 | 159.8331 | 4428.3431 | 283.866 | 0
2010-11-28 | 22:00 | 4066.491 | 119.409 | 4185.9 | 157.393 | 4343.293 | 276.8019 | 4066.491 | 0 | 4066.491 | 119.409 | 4185.9 | 157.393 | 4343.293 | 276.8019 | 0
2010-11-28 | 23:00 | 3901.5039 | 109.9161 | 4011.42 | 152.1544 | 4163.5744 | 262.0706 | 3901.5039 | 0 | 3901.5039 | 109.9161 | 4011.42 | 152.1544 | 4163.5744 | 262.0706 | 0
2010-11-29 | 24:00 | 3753.3056 | 101.7244 | 3855.03 | 147.3613 | 4002.3913 | 249.0857 | 3753.3056 | 0 | 3753.3056 | 101.7244 | 3855.03 | 147.3613 | 4002.3913 | 249.0857 | 0
2010-11-29 | 1:00 | 3637.3347 | 95.5353 | 3732.87 | 143.553 | 3876.423 | 239.0883 | 3637.3347 | 0 | 3637.3347 | 95.5353 | 3732.87 | 143.553 | 3876.423 | 239.0883 | 0
2010-11-29 | 2:00 | 3559.0907 | 91.4693 | 3650.56 | 140.9552 | 3791.5152 | 232.4245 | 3559.0907 | 0 | 3559.0907 | 91.4693 | 3650.56 | 140.9552 | 3791.5152 | 232.4245 | 0
2010-11-29 | 3:00 | 3512.5093 | 89.0907 | 3601.6 | 139.3978 | 3740.9978 | 228.4885 | 3512.5093 | 0 | 3512.5093 | 89.0907 | 3601.6 | 139.3978 | 3740.9978 | 228.4885 | 0
2010-11-29 | 4:00 | 3530.1806 | 89.9894 | 3620.17 | 139.9896 | 3760.1596 | 229.979 | 3530.1806 | 0 | 3530.1806 | 89.9894 | 3620.17 | 139.9896 | 3760.1596 | 229.979 | 0
2010-11-29 | 5:00 | 3625.5526 | 94.9174 | 3720.47 | 143.1633 | 3863.6333 | 238.0807 | 3625.5526 | 0 | 3625.5526 | 94.9174 | 3720.47 | 143.1633 | 3863.6333 | 238.0807 | 0
2010-11-29 | 6:00 | 3778.4197 | 103.0903 | 3881.51 | 148.1794 | 4029.6894 | 251.2697 | 3778.4197 | 0 | 3778.4197 | 103.0903 | 3881.51 | 148.1794 | 4029.6894 | 251.2697 | 0
2010-11-29 | 7:00 | 4008.1431 | 116.0069 | 4124.15 | 155.5522 | 4279.7022 | 271.559 | 4008.1431 | 0 | 4008.1431 | 116.0069 | 4124.15 | 155.5522 | 4279.7022 | 271.559 | 0
2010-11-29 | 8:00 | 4192.4209 | 126.9191 | 4319.34 | 161.3217 | 4480.6617 | 288.2408 | 4192.4209 | 0 | 4192.4209 | 126.9191 | 4319.34 | 161.3217 | 4480.6617 | 288.2408 | 0
2010-11-29 | 9:00 | 4287.207 | 132.723 | 4419.93 | 164.2388 | 4584.1688 | 296.9618 | 4287.207 | 0.43283 | 4286.7742 | 132.6962 | 4419.4704 | 164.2256 | 4583.696 | 296.9218 | 0.04004
2010-11-29 | 10:00 | 4339.9512 | 136.0088 | 4475.96 | 165.8471 | 4641.8071 | 301.8559 | 4339.9512 | 1.4267 | 4338.5245 | 135.9194 | 4474.4439 | 165.8038 | 4640.2476 | 301.7232 | 0.13277
2010-11-29 | 11:00 | 4359.4089 | 137.2311 | 4496.64 | 166.4377 | 4663.0777 | 303.6688 | 4359.4089 | 2.1187 | 4357.2902 | 137.0977 | 4494.388 | 166.3735 | 4660.7615 | 303.4712 | 0.19759
2010-11-29 | 12:00 | 4379.0402 | 138.4698 | 4517.51 | 167.0321 | 4684.5421 | 305.502 | 4379.0402 | 2.5079 | 4376.5323 | 138.3113 | 4514.8436 | 166.9563 | 4681.7999 | 305.2676 | 0.23441
2010-11-29 | 13:00 | 4377.8363 | 138.3937 | 4516.23 | 166.9957 | 4683.2257 | 305.3894 | 4377.8363 | 2.5134 | 4375.3229 | 138.2349 | 4513.5577 | 166.9197 | 4680.4774 | 305.1545 | 0.23489
2010-11-29 | 14:00 | 4379.0872 | 138.4728 | 4517.56 | 167.0335 | 4684.5935 | 305.5064 | 4379.0872 | 2.3894 | 4376.6977 | 138.3217 | 4515.0195 | 166.9613 | 4681.9808 | 305.283 | 0.22334
2010-11-29 | 15:00 | 4374.4409 | 138.1791 | 4512.62 | 166.893 | 4679.513 | 305.0721 | 4374.4409 | 1.6876 | 4372.7533 | 138.0725 | 4510.8258 | 166.8419 | 4677.6678 | 304.9145 | 0.15766
2010-11-29 | 16:00 | 4415.2789 | 140.7711 | 4556.05 | 168.1254 | 4724.1754 | 308.8966 | 4415.2789 | 0.51641 | 4414.7625 | 140.7382 | 4555.5007 | 168.1099 | 4723.6106 | 308.8481 | 0.048471
2010-11-29 | 17:00 | 4615.9052 | 153.8548 | 4769.76 | 174.0863 | 4943.8463 | 327.9411 | 4615.9052 | 0.89405 | 4615.0111 | 153.7952 | 4768.8064 | 174.06 | 4942.8664 | 327.8553 | 0.08581
2010-11-29 | 18:00 | 4713.7626 | 160.4474 | 4874.21 | 176.9368 | 5051.1468 | 337.3842 | 4713.7626 | 0 | 4713.7626 | 160.4474 | 4874.21 | 176.9368 | 5051.1468 | 337.3842 | 0
2010-11-29 | 19:00 | 4633.1251 | 155.0049 | 4788.13 | 174.5906 | 4962.7206 | 329.5955 | 4633.1251 | 0 | 4633.1251 | 155.0049 | 4788.13 | 174.5906 | 4962.7206 | 329.5955 | 0
2010-11-29 | 20:00 | 4533.7623 | 148.4277 | 4682.19 | 171.6646 | 4853.8546 | 320.0923 | 4533.7623 | 0 | 4533.7623 | 148.4277 | 4682.19 | 171.6646 | 4853.8546 | 320.0923 | 0
2010-11-29 | 21:00 | 4426.3895 | 141.4805 | 4567.87 | 168.4596 | 4736.3296 | 309.9401 | 4426.3895 | 0 | 4426.3895 | 141.4805 | 4567.87 | 168.4596 | 4736.3296 | 309.9401 | 0
2010-11-29 | 22:00 | 4276.7911 | 132.0789 | 4408.87 | 163.92 | 4572.79 | 295.9988 | 4276.7911 | 0 | 4276.7911 | 132.0789 | 4408.87 | 163.92 | 4572.79 | 295.9988 | 0
2010-11-29 | 23:00 | 4063.7141 | 119.2459 | 4182.96 | 157.3057 | 4340.2657 | 276.5516 | 4063.7141 | 0 | 4063.7141 | 119.2459 | 4182.96 | 157.3057 | 4340.2657 | 276.5516 | 0
2010-11-30 | 24:00 | 3889.6507 | 109.2493 | 3998.9 | 151.7741 | 4150.6741 | 261.0234 | 3889.6507 | 0 | 3889.6507 | 109.2493 | 3998.9 | 151.7741 | 4150.6741 | 261.0234 | 0
2010-11-30 | 1:00 | 3713.4068 | 99.5732 | 3812.98 | 146.0568 | 3959.0368 | 245.63 | 3713.4068 | 0 | 3713.4068 | 99.5732 | 3812.98 | 146.0568 | 3959.0368 | 245.63 | 0
2010-11-30 | 2:00 | 3618.5395 | 94.5505 | 3713.09 | 142.9311 | 3856.0211 | 237.4816 | 3618.5395 | 0 | 3618.5395 | 94.5505 | 3713.09 | 142.9311 | 3856.0211 | 237.4816 | 0
2010-11-30 | 3:00 | 3573.3084 | 92.2016 | 3665.51 | 141.4289 | 3806.9389 | 233.6305 | 3573.3084 | 0 | 3573.3084 | 92.2016 | 3665.51 | 141.4289 | 3806.9389 | 233.6305 | 0
2010-11-30 | 4:00 | 3555.7237 | 91.2963 | 3647.02 | 140.8429 | 3787.8629 | 232.1392 | 3555.7237 | 0 | 3555.7237 | 91.2963 | 3647.02 | 140.8429 | 3787.8629 | 232.1392 | 0
2010-11-30 | 5:00 | 3571.5207 | 92.1093 | 3663.63 | 141.3694 | 3804.9994 | 233.4788 | 3571.5207 | 0 | 3571.5207 | 92.1093 | 3663.63 | 141.3694 | 3804.9994 | 233.4788 | 0
2010-11-30 | 6:00 | 3665.9363 | 97.0437 | 3762.98 | 144.4969 | 3907.4769 | 241.5406 | 3665.9363 | 0 | 3665.9363 | 97.0437 | 3762.98 | 144.4969 | 3907.4769 | 241.5406 | 0
2010-11-30 | 7:00 | 3846.5107 | 106.8393 | 3953.35 | 150.3855 | 4103.7355 | 257.2248 | 3846.5107 | 0 | 3846.5107 | 106.8393 | 3953.35 | 150.3855 | 4103.7355 | 257.2248 | 0
2010-11-30 | 8:00 | 4042.8362 | 118.0238 | 4160.86 | 156.6482 | 4317.5082 | 274.6721 | 4042.8362 | 0 | 4042.8362 | 118.0238 | 4160.86 | 156.6482 | 4317.5082 | 274.6721 | 0
2010-11-30 | 9:00 | 4197.5124 | 127.2276 | 4324.74 | 161.4793 | 4486.2193 | 288.7069 | 4197.5124 | 0.50483 | 4197.0076 | 127.197 | 4324.2046 | 161.4637 | 4485.6682 | 288.6607 | 0.04622
2010-11-30 | 10:00 | 4343.0941 | 136.2059 | 4479.3 | 165.9426 | 4645.2426 | 302.1485 | 4343.0941 | 1.5948 | 4341.4993 | 136.1059 | 4477.6051 | 165.8942 | 4643.4993 | 302 | 0.14847
2010-11-30 | 11:00 | 4404.9751 | 140.1149 | 4545.09 | 167.8151 | 4712.9051 | 307.93 | 4404.9751 | 2.226 | 4402.7491 | 139.9733 | 4542.7225 | 167.748 | 4710.4704 | 307.7213 | 0.20867
2010-11-30 | 12:00 | 4447.1211 | 142.8089 | 4589.93 | 169.0819 | 4759.0119 | 311.8908 | 4447.1211 | 2.5998 | 4444.5213 | 142.642 | 4587.1632 | 169.004 | 4756.1672 | 311.646 | 0.24488
2010-11-30 | 13:00 | 4427.5644 | 141.5556 | 4569.12 | 168.4949 | 4737.6149 | 310.0506 | 4427.5644 | 2.6513 | 4424.9131 | 141.3861 | 4566.2993 | 168.4153 | 4734.7145 | 309.8014 | 0.24917
2010-11-30 | 14:00 | 4386.0185 | 138.9115 | 4524.93 | 167.243 | 4692.173 | 306.1546 | 4386.0185 | 2.2901 | 4383.7284 | 138.7665 | 4522.4949 | 167.1738 | 4689.6687 | 305.9403 | 0.21423
2010-11-30 | 15:00 | 4382.7551 | 138.7049 | 4521.46 | 167.1444 | 4688.6044 | 305.8493 | 4382.7551 | 3.0275 | 4379.7277 | 138.5133 | 4518.241 | 167.0529 | 4685.2939 | 305.5662 | 0.28308
2010-11-30 | 16:00 | 4394.8204 | 139.4696 | 4534.29 | 167.5088 | 4701.7988 | 306.9784 | 4394.8204 | 4.8503 | 4389.9701 | 139.1619 | 4529.1321 | 167.3624 | 4696.4945 | 306.5243 | 0.4541
2010-11-30 | 17:00 | 4578.1141 | 151.3459 | 4729.46 | 172.9754 | 4902.4354 | 324.3213 | 4578.1141 | 0.97578 | 4577.1383 | 151.2814 | 4728.4197 | 172.9466 | 4901.3664 | 324.228 | 0.093266
2010-11-30 | 18:00 | 4736.0329 | 161.9671 | 4898 | 177.5803 | 5075.5803 | 339.5474 | 4736.0329 | 0 | 4736.0329 | 161.9671 | 4898 | 177.5803 | 5075.5803 | 339.5474 | 0
2010-11-30 | 19:00 | 4657.0033 | 156.6067 | 4813.61 | 175.288 | 4988.898 | 331.8947 | 4657.0033 | 0 | 4657.0033 | 156.6067 | 4813.61 | 175.288 | 4988.898 | 331.8947 | 0
2010-11-30 | 20:00 | 4589.8286 | 152.1214 | 4741.95 | 173.3203 | 4915.2703 | 325.4417 | 4589.8286 | 0 | 4589.8286 | 152.1214 | 4741.95 | 173.3203 | 4915.2703 | 325.4417 | 0
2010-11-30 | 21:00 | 4448.3614 | 142.8886 | 4591.25 | 169.1191 | 4760.3691 | 312.0077 | 4448.3614 | 0 | 4448.3614 | 142.8886 | 4591.25 | 169.1191 | 4760.3691 | 312.0077 | 0
2010-11-30 | 22:00 | 4295.2015 | 133.2185 | 4428.42 | 164.4833 | 4592.9033 | 297.7018 | 4295.2015 | 0 | 4295.2015 | 133.2185 | 4428.42 | 164.4833 | 4592.9033 | 297.7018 | 0
2010-11-30 | 23:00 | 4090.4309 | 120.8191 | 4211.25 | 158.1445 | 4369.3945 | 278.9636 | 4090.4309 | 0 | 4090.4309 | 120.8191 | 4211.25 | 158.1445 | 4369.3945 | 278.9636 | 0
2010-12-01 | 24:00 | 3872.5966 | 108.2934 | 3980.89 | 151.226 | 4132.116 | 259.5194 | 3872.5966 | 0 | 3872.5966 | 108.2934 | 3980.89 | 151.226 | 4132.116 | 259.5194 | 0
2010-12-01 | 1:00 | 3725.7441 | 100.2359 | 3825.98 | 146.4608 | 3972.4408 | 246.6967 | 3725.7441 | 0 | 3725.7441 | 100.2359 | 3825.98 | 146.4608 | 3972.4408 | 246.6967 | 0
2010-12-01 | 2:00 | 3628.1087 | 95.0513 | 3723.16 | 143.2479 | 3866.4079 | 238.2991 | 3628.1087 | 0 | 3628.1087 | 95.0513 | 3723.16 | 143.2479 | 3866.4079 | 238.2991 | 0
2010-12-01 | 3:00 | 3575.4099 | 92.3101 | 3667.72 | 141.4989 | 3809.2189 | 233.809 | 3575.4099 | 0 | 3575.4099 | 92.3101 | 3667.72 | 141.4989 | 3809.2189 | 233.809 | 0
2010-12-01 | 4:00 | 3558.6532 | 91.4468 | 3650.1 | 140.9406 | 3791.0406 | 232.3875 | 3558.6532 | 0 | 3558.6532 | 91.4468 | 3650.1 | 140.9406 | 3791.0406 | 232.3875 | 0
2010-12-01 | 5:00 | 3602.8002 | 93.7298 | 3696.53 | 142.4092 | 3838.9392 | 236.139 | 3602.8002 | 0 | 3602.8002 | 93.7298 | 3696.53 | 142.4092 | 3838.9392 | 236.139 | 0
2010-12-01 | 6:00 | 3660.3898 | 96.7502 | 3757.14 | 144.3141 | 3901.4541 | 241.0643 | 3660.3898 | 0 | 3660.3898 | 96.7502 | 3757.14 | 144.3141 | 3901.4541 | 241.0643 | 0
2010-12-01 | 7:00 | 3821.6663 | 105.4637 | 3927.13 | 149.5825 | 4076.7125 | 255.0462 | 3821.6663 | 0 | 3821.6663 | 105.4637 | 3927.13 | 149.5825 | 4076.7125 | 255.0462 | 0
2010-12-01 | 8:00 | 3966.5294 | 113.6106 | 4080.14 | 154.2314 | 4234.3714 | 267.842 | 3966.5294 | 0.91265 | 3965.6168 | 113.5583 | 4079.1751 | 154.2024 | 4233.3774 | 267.7606 | 0.081315
2010-12-01 | 9:00 | 4070.439 | 119.641 | 4190.08 | 157.5171 | 4347.5971 | 277.158 | 4070.439 | 14.9573 | 4055.4817 | 118.7633 | 4174.245 | 157.0466 | 4331.2917 | 275.8099 | 1.3481
2010-12-01 | 10:00 | 4197.3993 | 127.2207 | 4324.62 | 161.4758 | 4486.0958 | 288.6965 | 4197.3993 | 26.6118 | 4170.7875 | 125.6127 | 4296.4001 | 160.6511 | 4457.0512 | 286.2638 | 2.4327
2010-12-01 | 11:00 | 4314.5205 | 134.4195 | 4448.94 | 165.073 | 4614.013 | 299.4926 | 4314.5205 | 27.7351 | 4286.7854 | 132.6969 | 4419.4823 | 164.2259 | 4583.7082 | 296.9228 | 2.5697
2010-12-01 | 12:00 | 4368.308 | 137.792 | 4506.1 | 166.7074 | 4672.8074 | 304.4993 | 4368.308 | 41.1429 | 4327.1651 | 135.2086 | 4462.3737 | 165.4582 | 4627.832 | 300.6668 | 3.8325
2010-12-01 | 13:00 | 4386.4887 | 138.9413 | 4525.43 | 167.2573 | 4692.6873 | 306.1986 | 4386.4887 | 41.1006 | 4345.3881 | 136.3498 | 4481.7379 | 166.0123 | 4647.7502 | 302.3621 | 3.8365
2010-12-01 | 14:00 | 4369.7096 | 137.8804 | 4507.59 | 166.7498 | 4674.3398 | 304.6302 | 4369.7096 | 35.876 | 4333.8336 | 135.6256 | 4469.4593 | 165.6611 | 4635.1204 | 301.2868 | 3.3434
2010-12-01 | 15:00 | 4367.5273 | 137.7427 | 4505.27 | 166.6837 | 4671.9537 | 304.4264 | 4367.5273 | 29.2489 | 4338.2784 | 135.904 | 4474.1824 | 165.7963 | 4639.9786 | 301.7003 | 2.7262
2010-12-01 | 16:00 | 4393.7954 | 139.4046 | 4533.2 | 167.4779 | 4700.6779 | 306.8825 | 4393.7954 | 16.2576 | 4377.5379 | 138.3749 | 4515.9127 | 166.9867 | 4682.8994 | 305.3615 | 1.5209
2010-12-01 | 17:00 | 4597.4716 | 152.6284 | 4750.1 | 173.5451 | 4923.6451 | 326.1735 | 4597.4716 | 1.8637 | 4595.6079 | 152.5047 | 4748.1126 | 173.4903 | 4921.6029 | 325.995 | 0.1785
2010-12-01 | 18:00 | 4870.8785 | 171.3215 | 5042.2 | 181.435 | 5223.635 | 352.7565 | 4870.8785 | 0 | 4870.8785 | 171.3215 | 5042.2 | 181.435 | 5223.635 | 352.7565 | 0
2010-12-01 | 19:00 | 4839.1997 | 169.1003 | 5008.3 | 180.5359 | 5188.8359 | 349.6362 | 4839.1997 | 0 | 4839.1997 | 169.1003 | 5008.3 | 180.5359 | 5188.8359 | 349.6362 | 0
2010-12-01 | 20:00 | 4773.3972 | 164.5328 | 4937.93 | 178.6556 | 5116.5856 | 343.1884 | 4773.3972 | 0 | 4773.3972 | 164.5328 | 4937.93 | 178.6556 | 5116.5856 | 343.1884 | 0
2010-12-01 | 21:00 | 4651.934 | 156.266 | 4808.2 | 175.1401 | 4983.3401 | 331.4061 | 4651.934 | 0 | 4651.934 | 156.266 | 4808.2 | 175.1401 | 4983.3401 | 331.4061 | 0
2010-12-01 | 22:00 | 4473.2951 | 144.4949 | 4617.79 | 169.8652 | 4787.6552 | 314.3601 | 4473.2951 | 0 | 4473.2951 | 144.4949 | 4617.79 | 169.8652 | 4787.6552 | 314.3601 | 0
2010-12-01 | 23:00 | 4255.3991 | 130.7609 | 4386.16 | 163.2638 | 4549.4238 | 294.0247 | 4255.3991 | 0 | 4255.3991 | 130.7609 | 4386.16 | 163.2638 | 4549.4238 | 294.0247 | 0
2010-12-02 | 24:00 | 4035.0503 | 117.5697 | 4152.62 | 156.4027 | 4309.0227 | 273.9723 | 4035.0503 | 0 | 4035.0503 | 117.5697 | 4152.62 | 156.4027 | 4309.0227 | 273.9723 | 0
2010-12-02 | 1:00 | 3915.9295 | 110.7305 | 4026.66 | 152.6166 | 4179.2766 | 263.347 | 3915.9295 | 0 | 3915.9295 | 110.7305 | 4026.66 | 152.6166 | 4179.2766 | 263.347 | 0
2010-12-02 | 2:00 | 3858.2571 | 107.4929 | 3965.75 | 150.7643 | 4116.5143 | 258.2571 | 3858.2571 | 0 | 3858.2571 | 107.4929 | 3965.75 | 150.7643 | 4116.5143 | 258.2571 | 0
2010-12-02 | 3:00 | 3847.8654 | 106.9146 | 3954.78 | 150.4292 | 4105.2092 | 257.3438 | 3847.8654 | 0 | 3847.8654 | 106.9146 | 3954.78 | 150.4292 | 4105.2092 | 257.3438 | 0
2010-12-02 | 4:00 | 3902.4695 | 109.9705 | 4012.44 | 152.1854 | 4164.6254 | 262.1559 | 3902.4695 | 0 | 3902.4695 | 109.9705 | 4012.44 | 152.1854 | 4164.6254 | 262.1559 | 0
2010-12-02 | 5:00 | 4057.7631 | 118.8969 | 4176.66 | 157.1184 | 4333.7784 | 276.0154 | 4057.7631 | 0 | 4057.7631 | 118.8969 | 4176.66 | 157.1184 | 4333.7784 | 276.0154 | 0
2010-12-02 | 6:00 | 4376.0492 | 138.2808 | 4514.33 | 166.9417 | 4681.2717 | 305.2224 | 4376.0492 | 0 | 4376.0492 | 138.2808 | 4514.33 | 166.9417 | 4681.2717 | 305.2224 | 0
2010-12-02 | 7:00 | 4870.4954 | 171.2946 | 5041.79 | 181.4241 | 5223.2141 | 352.7187 | 4870.4954 | 0 | 4870.4954 | 171.2946 | 5041.79 | 181.4241 | 5223.2141 | 352.7187 | 0
2010-12-02 | 8:00 | 5169.2841 | 192.9559 | 5362.24 | 189.7095 | 5551.9495 | 382.6655 | 5169.2841 | 0.43822 | 5168.8458 | 192.9232 | 5361.7691 | 189.6976 | 5551.4667 | 382.6209 | 0.044606
2010-12-02 | 9:00 | 5184.3199 | 194.0801 | 5378.4 | 190.1171 | 5568.5171 | 384.1971 | 5184.3199 | 10.5667 | 5173.7532 | 193.2897 | 5367.0429 | 189.8308 | 5556.8737 | 383.1205 | 1.0767
2010-12-02 | 10:00 | 5095.5215 | 187.4885 | 5283.01 | 187.6971 | 5470.7071 | 375.1856 | 5095.5215 | 28.4621 | 5067.0594 | 185.3998 | 5252.4593 | 186.9148 | 5439.3741 | 372.3146 | 2.871
2010-12-02 | 11:00 | 5078.0826 | 186.2074 | 5264.29 | 187.2182 | 5451.5082 | 373.4255 | 5078.0826 | 36.6708 | 5041.4118 | 183.5277 | 5224.9395 | 186.2071 | 5411.1466 | 369.7348 | 3.6907
2010-12-02 | 12:00 | 5039.5293 | 183.3907 | 5222.92 | 186.155 | 5409.075 | 369.5457 | 5039.5293 | 41.2288 | 4998.3005 | 180.4023 | 5178.7028 | 185.0116 | 5363.7143 | 365.4139 | 4.1319
2010-12-02 | 13:00 | 4956.0544 | 177.3656 | 5133.42 | 183.8329 | 5317.2529 | 361.1985 | 4956.0544 | 41.8176 | 4914.2368 | 174.3852 | 5088.622 | 182.6592 | 5271.2812 | 357.0444 | 4.1542
2010-12-02 | 14:00 | 4981.5358 | 179.1942 | 5160.73 | 184.5447 | 5345.2747 | 363.7388 | 4981.5358 | 38.4263 | 4943.1095 | 176.4403 | 5119.5499 | 183.4703 | 5303.0202 | 359.9106 | 3.8282
2010-12-02 | 15:00 | 4998.4751 | 180.4149 | 5178.89 | 185.0164 | 5363.9064 | 365.4313 | 4998.4751 | 29.8696 | 4968.6055 | 178.2651 | 5146.8706 | 184.1838 | 5331.0544 | 362.4489 | 2.9824
2010-12-02 | 16:00 | 5048.9528 | 184.0772 | 5233.03 | 186.4154 | 5419.4454 | 370.4926 | 5048.9528 | 16.9056 | 5032.0472 | 182.8465 | 5214.8938 | 185.948 | 5400.8418 | 368.7945 | 1.6981
2010-12-02 | 17:00 | 5242.5553 | 198.4647 | 5441.02 | 191.687 | 5632.707 | 390.1518 | 5242.5553 | 2.3646 | 5240.1906 | 198.2858 | 5438.4764 | 191.6235 | 5630.0999 | 389.9093 | 0.24247
2010-12-02 | 18:00 | 5441.0149 | 213.7751 | 5654.79 | 196.9348 | 5851.7248 | 410.7099 | 5441.0149 | 0 | 5441.0149 | 213.7751 | 5654.79 | 196.9348 | 5851.7248 | 410.7099 | 0
2010-12-02 | 19:00 | 5382.8231 | 209.2269 | 5592.05 | 195.4125 | 5787.4625 | 404.6394 | 5382.8231 | 0 | 5382.8231 | 209.2269 | 5592.05 | 195.4125 | 5787.4625 | 404.6394 | 0
2010-12-02 | 20:00 | 5273.4028 | 200.8072 | 5474.21 | 192.5131 | 5666.7231 | 393.3203 | 5273.4028 | 0 | 5273.4028 | 200.8072 | 5474.21 | 192.5131 | 5666.7231 | 393.3203 | 0
2010-12-02 | 21:00 | 5084.2035 | 186.6565 | 5270.86 | 187.3864 | 5458.2464 | 374.0429 | 5084.2035 | 0 | 5084.2035 | 186.6565 | 5270.86 | 187.3864 | 5458.2464 | 374.0429 | 0
2010-12-02 | 22:00 | 4859.7037 | 170.5363 | 5030.24 | 181.1183 | 5211.3583 | 351.6546 | 4859.7037 | 0 | 4859.7037 | 170.5363 | 5030.24 | 181.1183 | 5211.3583 | 351.6546 | 0
2010-12-02 | 23:00 | 4530.9373 | 148.2427 | 4679.18 | 171.5809 | 4850.7609 | 319.8236 | 4530.9373 | 0 | 4530.9373 | 148.2427 | 4679.18 | 171.5809 | 4850.7609 | 319.8236 | 0
2010-12-03 | 24:00 | 4235.7631 | 129.5569 | 4365.32 | 162.6599 | 4527.9799 | 292.2168 | 4235.7631 | 0 | 4235.7631 | 129.5569 | 4365.32 | 162.6599 | 4527.9799 | 292.2168 | 0
2010-12-03 | 1:00 | 4088.8069 | 120.7231 | 4209.53 | 158.0936 | 4367.6236 | 278.8167 | 4088.8069 | 0 | 4088.8069 | 120.7231 | 4209.53 | 158.0936 | 4367.6236 | 278.8167 | 0
2010-12-03 | 2:00 | 4000.6655 | 115.5745 | 4116.24 | 155.3153 | 4271.5553 | 270.8898 | 4000.6655 | 0 | 4000.6655 | 115.5745 | 4116.24 | 155.3153 | 4271.5553 | 270.8898 | 0
2010-12-03 | 3:00 | 3932.9452 | 111.6948 | 4044.64 | 153.1607 | 4197.8007 | 264.8555 | 3932.9452 | 0 | 3932.9452 | 111.6948 | 4044.64 | 153.1607 | 4197.8007 | 264.8555 | 0
2010-12-03 | 4:00 | 3972.6959 | 113.9641 | 4086.66 | 154.4275 | 4241.0875 | 268.3916 | 3972.6959 | 0 | 3972.6959 | 113.9641 | 4086.66 | 154.4275 | 4241.0875 | 268.3916 | 0
2010-12-03 | 5:00 | 4062.6656 | 119.1844 | 4181.85 | 157.2727 | 4339.1227 | 276.4571 | 4062.6656 | 0 | 4062.6656 | 119.1844 | 4181.85 | 157.2727 | 4339.1227 | 276.4571 | 0
2010-12-03 | 6:00 | 4370.5656 | 137.9344 | 4508.5 | 166.7757 | 4675.2757 | 304.7101 | 4370.5656 | 0 | 4370.5656 | 137.9344 | 4508.5 | 166.7757 | 4675.2757 | 304.7101 | 0
2010-12-03 | 7:00 | 4870.1964 | 171.2736 | 5041.47 | 181.4157 | 5222.8857 | 352.6892 | 4870.1964 | 0 | 4870.1964 | 171.2736 | 5041.47 | 181.4157 | 5222.8857 | 352.6892 | 0
2010-12-03 | 8:00 | 5131.5601 | 190.1499 | 5321.71 | 188.683 | 5510.393 | 378.833 | 5131.5601 | 0 | 5131.5601 | 190.1499 | 5321.71 | 188.683 | 5510.393 | 378.833 | 0
2010-12-03 | 9:00 | 5144.5278 | 191.1122 | 5335.64 | 189.0365 | 5524.6765 | 380.1487 | 5144.5278 | 1.2847 | 5143.2431 | 191.0167 | 5334.2598 | 189.0015 | 5523.2614 | 380.0183 | 0.13043
2010-12-03 | 10:00 | 5033.4141 | 182.9459 | 5216.36 | 185.9858 | 5402.3458 | 368.9317 | 5033.4141 | 3.1309 | 5030.2832 | 182.7184 | 5213.0016 | 185.8992 | 5398.9007 | 368.6175 | 0.3142
2010-12-03 | 11:00 | 4922.5821 | 174.9779 | 5097.56 | 182.894 | 5280.454 | 357.8719 | 4922.5821 | 2.5229 | 4920.0592 | 174.7986 | 5094.8578 | 182.823 | 5277.6809 | 357.6217 | 0.25026
2010-12-03 | 12:00 | 4762.1609 | 163.7591 | 4925.92 | 178.3328 | 5104.2528 | 342.0919 | 4762.1609 | 2.6961 | 4759.4648 | 163.5737 | 4923.0385 | 178.2553 | 5101.2938 | 341.829 | 0.2629
2010-12-03 | 13:00 | 4687.1679 | 158.6421 | 4845.81 | 176.1658 | 5021.9758 | 334.8079 | 4687.1679 | 2.691 | 4684.4769 | 158.46 | 4842.9369 | 176.0877 | 5019.0246 | 334.5476 | 0.26027
2010-12-03 | 14:00 | 4630.9881 | 154.8619 | 4785.85 | 174.5281 | 4960.3781 | 329.39 | 4630.9881 | 2.3265 | 4628.6616 | 154.7064 | 4783.368 | 174.46 | 4957.8279 | 329.1663 | 0.22364
2010-12-03 | 15:00 | 4704.0623 | 159.7877 | 4863.85 | 176.6559 | 5040.5059 | 336.4437 | 4704.0623 | 1.7225 | 4702.3398 | 159.6707 | 4862.0105 | 176.606 | 5038.6165 | 336.2767 | 0.16691
2010-12-03 | 16:00 | 4827.8518 | 168.3082 | 4996.16 | 180.2128 | 5176.3728 | 348.521 | 4827.8518 | 0.56357 | 4827.2883 | 168.2689 | 4995.5571 | 180.1968 | 5175.7539 | 348.4656 | 0.055348
2010-12-03 | 17:00 | 5066.1563 | 185.3337 | 5251.49 | 186.8899 | 5438.3799 | 372.2237 | 5066.1563 | 2.3454 | 5063.8108 | 185.1622 | 5248.973 | 186.8253 | 5435.7983 | 371.9875 | 0.23618
2010-12-03 | 18:00 | 5307.7857 | 203.4343 | 5511.22 | 193.4294 | 5704.6494 | 396.8636 | 5307.7857 | 0 | 5307.7857 | 203.4343 | 5511.22 | 193.4294 | 5704.6494 | 396.8636 | 0
2010-12-03 | 19:00 | 5252.4643 | 199.2157 | 5451.68 | 191.9528 | 5643.6328 | 391.1685 | 5252.4643 | 0 | 5252.4643 | 199.2157 | 5451.68 | 191.9528 | 5643.6328 | 391.1685 | 0
2010-12-03 | 20:00 | 5141.7352 | 190.9048 | 5332.64 | 188.9605 | 5521.6005 | 379.8652 | 5141.7352 | 0 | 5141.7352 | 190.9048 | 5332.64 | 188.9605 | 5521.6005 | 379.8652 | 0
2010-12-03 | 21:00 | 5004.3041 | 180.8359 | 5185.14 | 185.1785 | 5370.3185 | 366.0144 | 5004.3041 | 0 | 5004.3041 | 180.8359 | 5185.14 | 185.1785 | 5370.3185 | 366.0144 | 0
2010-12-03 | 22:00 | 4784.3886 | 165.2914 | 4949.68 | 178.9708 | 5128.6508 | 344.2622 | 4784.3886 | 0 | 4784.3886 | 165.2914 | 4949.68 | 178.9708 | 5128.6508 | 344.2622 | 0
2010-12-03 | 23:00 | 4437.0098 | 142.1602 | 4579.17 | 168.7786 | 4747.9486 | 310.9389 | 4437.0098 | 0 | 4437.0098 | 142.1602 | 4579.17 | 168.7786 | 4747.9486 | 310.9389 | 0
2010-12-04 | 24:00 | 4181.4634 | 126.2566 | 4307.72 | 160.9823 | 4468.7023 | 287.2388 | 4181.4634 | 0 | 4181.4634 | 126.2566 | 4307.72 | 160.9823 | 4468.7023 | 287.2388 | 0
2010-12-04 | 1:00 | 3973.008 | 113.982 | 4086.99 | 154.4375 | 4241.4275 | 268.4194 | 3973.008 | 0 | 3973.008 | 113.982 | 4086.99 | 154.4375 | 4241.4275 | 268.4194 | 0
2010-12-04 | 2:00 | 3871.4981 | 108.2319 | 3979.73 | 151.1907 | 4130.9207 | 259.4226 | 3871.4981 | 0 | 3871.4981 | 108.2319 | 3979.73 | 151.1907 | 4130.9207 | 259.4226 | 0
2010-12-04 | 3:00 | 3816.8235 | 105.1965 | 3922.02 | 149.4258 | 4071.4458 | 254.6223 | 3816.8235 | 0 | 3816.8235 | 105.1965 | 3922.02 | 149.4258 | 4071.4458 | 254.6223 | 0
2010-12-04 | 4:00 | 3841.9631 | 106.5869 | 3948.55 | 150.2387 | 4098.7887 | 256.8255 | 3841.9631 | 0 | 3841.9631 | 106.5869 | 3948.55 | 150.2387 | 4098.7887 | 256.8255 | 0
2010-12-04 | 5:00 | 3973.4147 | 114.0053 | 4087.42 | 154.4504 | 4241.8704 | 268.4557 | 3973.4147 | 0 | 3973.4147 | 114.0053 | 4087.42 | 154.4504 | 4241.8704 | 268.4557 | 0
2010-12-04 | 6:00 | 4284.9092 | 132.5808 | 4417.49 | 164.1685 | 4581.6585 | 296.7493 | 4284.9092 | 0 | 4284.9092 | 132.5808 | 4417.49 | 164.1685 | 4581.6585 | 296.7493 | 0
2010-12-04 | 7:00 | 4780.7032 | 165.0368 | 4945.74 | 178.8652 | 5124.6052 | 343.902 | 4780.7032 | 0 | 4780.7032 | 165.0368 | 4945.74 | 178.8652 | 5124.6052 | 343.902 | 0
2010-12-04 | 8:00 | 5068.4858 | 185.5042 | 5253.99 | 186.9541 | 5440.9441 | 372.4583 | 5068.4858 | 0.33184 | 5068.1539 | 185.4799 | 5253.6339 | 186.9449 | 5440.5788 | 372.4249 | 0.033427
2010-12-04 | 9:00 | 4962.6332 | 177.8368 | 5140.47 | 184.0169 | 5324.4869 | 361.8537 | 4962.6332 | 9.7566 | 4952.8766 | 177.1383 | 5130.0148 | 183.7439 | 5313.7588 | 360.8822 | 0.97153
2010-12-04 | 10:00 | 4797.7071 | 166.2129 | 4963.92 | 179.3522 | 5143.2722 | 345.5651 | 4797.7071 | 18.3736 | 4779.3335 | 164.9423 | 4944.2757 | 178.8259 | 5123.1016 | 343.7682 | 1.797
2010-12-04 | 11:00 | 4649.9381 | 156.1319 | 4806.07 | 175.0819 | 4981.1519 | 331.2138 | 4649.9381 | 2.4692 | 4647.4689 | 155.9661 | 4803.4351 | 175.0098 | 4978.4449 | 330.9759 | 0.23785
2010-12-04 | 12:00 | 4573.8274 | 151.0626 | 4724.89 | 172.849 | 4897.739 | 323.9116 | 4573.8274 | 10.8897 | 4562.9377 | 150.3441 | 4713.2818 | 172.5277 | 4885.8095 | 322.8718 | 1.0398
2010-12-04 | 13:00 | 4519.0257 | 147.4643 | 4666.49 | 171.2274 | 4837.7174 | 318.6917 | 4519.0257 | 5.2785 | 4513.7472 | 147.12 | 4660.8672 | 171.0706 | 4831.9378 | 318.1906 | 0.50111
2010-12-04 | 14:00 | 4583.2166 | 151.6834 | 4734.9 | 173.1257 | 4908.0257 | 324.8091 | 4583.2166 | 2.3249 | 4580.8917 | 151.5296 | 4732.4212 | 173.0572 | 4905.4785 | 324.5868 | 0.22233
2010-12-04 | 15:00 | 4640.22 | 155.48 | 4795.7 | 174.798 | 4970.498 | 330.278 | 4640.22 | 3.0278 | 4637.1923 | 155.2771 | 4792.4694 | 174.7095 | 4967.1789 | 329.9867 | 0.29134
2010-12-04 | 16:00 | 4783.6777 | 165.2423 | 4948.92 | 178.9504 | 5127.8704 | 344.1927 | 4783.6777 | 2.9574 | 4780.7203 | 165.038 | 4945.7583 | 178.8657 | 5124.624 | 343.9037 | 0.28904
2010-12-04 | 17:00 | 5051.926 | 184.294 | 5236.22 | 186.4975 | 5422.7175 | 370.7915 | 5051.926 | 0 | 5051.926 | 184.294 | 5236.22 | 186.4975 | 5422.7175 | 370.7915 | 0
2010-12-04 | 18:00 | 5274.4621 | 200.8879 | 5475.35 | 192.5414 | 5667.8914 | 393.4293 | 5274.4621 | 0 | 5274.4621 | 200.8879 | 5475.35 | 192.5414 | 5667.8914 | 393.4293 | 0
2010-12-04 | 19:00 | 5256.1357 | 199.4943 | 5455.63 | 192.0512 | 5647.6812 | 391.5455 | 5256.1357 | 0 | 5256.1357 | 199.4943 | 5455.63 | 192.0512 | 5647.6812 | 391.5455 | 0
2010-12-04 | 20:00 | 5147.4041 | 191.3259 | 5338.73 | 189.1149 | 5527.8449 | 380.4408 | 5147.4041 | 0 | 5147.4041 | 191.3259 | 5338.73 | 189.1149 | 5527.8449 | 380.4408 | 0
2010-12-04 | 21:00 | 5047.1074 | 183.9426 | 5231.05 | 186.3645 | 5417.4145 | 370.3071 | 5047.1074 | 0 | 5047.1074 | 183.9426 | 5231.05 | 186.3645 | 5417.4145 | 370.3071 | 0
2010-12-04 | 22:00 | 4794.4431 | 165.9869 | 4960.43 | 179.2588 | 5139.6888 | 345.2457 | 4794.4431 | 0 | 4794.4431 | 165.9869 | 4960.43 | 179.2588 | 5139.6888 | 345.2457 | 0
2010-12-04 | 23:00 | 4460.5475 | 143.6725 | 4604.22 | 169.4841 | 4773.7041 | 313.1566 | 4460.5475 | 0 | 4460.5475 | 143.6725 | 4604.22 | 169.4841 | 4773.7041 | 313.1566 | 0
2010-12-05 | 24:00 | 4214.3685 | 128.2515 | 4342.62 | 162.0002 | 4504.6202 | 290.2517 | 4214.3685 | 0 | 4214.3685 | 128.2515 | 4342.62 | 162.0002 | 4504.6202 | 290.2517 | 0
2010-12-05 | 1:00 | 4038.6694 | 117.7806 | 4156.45 | 156.5168 | 4312.9668 | 274.2975 | 4038.6694 | 0 | 4038.6694 | 117.7806 | 4156.45 | 156.5168 | 4312.9668 | 274.2975 | 0
2010-12-05 | 2:00 | 3936.38 | 111.89 | 4048.27 | 153.2704 | 4201.5404 | 265.1604 | 3936.38 | 0 | 3936.38 | 111.89 | 4048.27 | 153.2704 | 4201.5404 | 265.1604 | 0
2010-12-05 | 3:00 | 3908.878 | 110.332 | 4019.21 | 152.3908 | 4171.6008 | 262.7228 | 3908.878 | 0 | 3908.878 | 110.332 | 4019.21 | 152.3908 | 4171.6008 | 262.7228 | 0
2010-12-05 | 4:00 | 3923.2738 | 111.1462 | 4034.42 | 152.8516 | 4187.2716 | 263.9978 | 3923.2738 | 0 | 3923.2738 | 111.1462 | 4034.42 | 152.8516 | 4187.2716 | 263.9978 | 0
2010-12-05 | 5:00 | 4008.6441 | 116.0359 | 4124.68 | 155.568 | 4280.248 | 271.6039 | 4008.6441 | 0 | 4008.6441 | 116.0359 | 4124.68 | 155.568 | 4280.248 | 271.6039 | 0
2010-12-05 | 6:00 | 4328.1122 | 135.2678 | 4463.38 | 165.4871 | 4628.8671 | 300.7548 | 4328.1122 | 0 | 4328.1122 | 135.2678 | 4463.38 | 165.4871 | 4628.8671 | 300.7548 | 0
2010-12-05 | 7:00 | 4830.2449 | 168.4751 | 4998.72 | 180.281 | 5179.001 | 348.7561 | 4830.2449 | 0 | 4830.2449 | 168.4751 | 4998.72 | 180.281 | 5179.001 | 348.7561 | 0
2010-12-05 | 8:00 | 5081.2782 | 186.4418 | 5267.72 | 187.306 | 5455.026 | 373.7478 | 5081.2782 | 0 | 5081.2782 | 186.4418 | 5267.72 | 187.306 | 5455.026 | 373.7478 | 0
2010-12-05 | 9:00 | 5082.6291 | 186.5409 | 5269.17 | 187.3431 | 5456.5131 | 373.8841 | 5082.6291 | 0.61797 | 5082.0111 | 186.4956 | 5268.5067 | 187.3262 | 5455.8328 | 373.8217 | 0.062341
2010-12-05 | 10:00 | 5004.3134 | 180.8366 | 5185.15 | 185.1787 | 5370.3287 | 366.0153 | 5004.3134 | 2.6355 | 5001.6779 | 180.6462 | 5182.3241 | 185.1055 | 5367.4295 | 365.7517 | 0.26369
2010-12-05 | 11:00 | 4913.6467 | 174.3433 | 5087.99 | 182.6426 | 5270.6326 | 356.9859 | 4913.6467 | 2.5923 | 4911.0544 | 174.1594 | 5085.2138 | 182.5696 | 5267.7834 | 356.729 | 0.2569
2010-12-05 | 12:00 | 4795.2475 | 166.0425 | 4961.29 | 179.2818 | 5140.5718 | 345.3244 | 4795.2475 | 2.7168 | 4792.5307 | 165.8545 | 4958.3851 | 179.2041 | 5137.5892 | 345.0585 | 0.26586
2010-12-05 | 13:00 | 4727.2435 | 161.3665 | 4888.61 | 177.3266 | 5065.9366 | 338.693 | 4727.2435 | 2.6637 | 4724.5798 | 161.1847 | 4885.7645 | 177.2496 | 5063.0141 | 338.4343 | 0.25876
2010-12-05 | 14:00 | 4735.7053 | 161.9447 | 4897.65 | 177.5709 | 5075.2209 | 339.5155 | 4735.7053 | 2.2893 | 4733.416 | 161.7881 | 4895.2041 | 177.5048 | 5072.7089 | 339.2929 | 0.2226
2010-12-05 | 15:00 | 4780.3945 | 165.0155 | 4945.41 | 178.8563 | 5124.2663 | 343.8718 | 4780.3945 | 8.5508 | 4771.8437 | 164.4257 | 4936.2694 | 178.611 | 5114.8804 | 343.0367 | 0.83516
2010-12-05 | 16:00 | 4864.8615 | 170.8985 | 5035.76 | 181.2645 | 5217.0245 | 352.163 | 4864.8615 | 6.015 | 4858.8465 | 170.4762 | 5029.3226 | 181.094 | 5210.4166 | 351.5701 | 0.59291
2010-12-05 | 17:00 | 5119.186 | 189.234 | 5308.42 | 188.3451 | 5496.7651 | 377.5791 | 5119.186 | 0.1151 | 5119.0709 | 189.2255 | 5308.2964 | 188.3419 | 5496.6383 | 377.5674 | 0.011656
2010-12-05 | 18:00 | 5290.796 | 202.134 | 5492.93 | 192.9772 | 5685.9072 | 395.1112 | 5290.796 | 0 | 5290.796 | 202.134 | 5492.93 | 192.9772 | 5685.9072 | 395.1112 | 0
2010-12-05 | 19:00 | 5218.9207 | 196.6793 | 5415.6 | 191.0515 | 5606.6515 | 387.7308 | 5218.9207 | 0 | 5218.9207 | 196.6793 | 5415.6 | 191.0515 | 5606.6515 | 387.7308 | 0
2010-12-05 | 20:00 | 5117.2864 | 189.0936 | 5306.38 | 188.2932 | 5494.6732 | 377.3867 | 5117.2864 | 0 | 5117.2864 | 189.0936 | 5306.38 | 188.2932 | 5494.6732 | 377.3867 | 0
2010-12-05 | 21:00 | 4977.9908 | 178.9392 | 5156.93 | 184.4458 | 5341.3758 | 363.385 | 4977.9908 | 0 | 4977.9908 | 178.9392 | 5156.93 | 184.4458 | 5341.3758 | 363.385 | 0
2010-12-05 | 22:00 | 4758.9422 | 163.5378 | 4922.48 | 178.2402 | 5100.7202 | 341.778 | 4758.9422 | 0 | 4758.9422 | 163.5378 | 4922.48 | 178.2402 | 5100.7202 | 341.778 | 0
2010-12-05 | 23:00 | 4451.481 | 143.089 | 4594.57 | 169.2126 | 4763.7826 | 312.3016 | 4451.481 | 0 | 4451.481 | 143.089 | 4594.57 | 169.2126 | 4763.7826 | 312.3016 | 0
2010-12-06 | 24:00 | 4190.0918 | 126.7782 | 4316.87 | 161.2496 | 4478.1196 | 288.0278 | 4190.0918 | 0 | 4190.0918 | 126.7782 | 4316.87 | 161.2496 | 4478.1196 | 288.0278 | 0
2010-12-06 | 1:00 | 4024.8821 | 116.9779 | 4141.86 | 156.0816 | 4297.9416 | 273.0594 | 4024.8821 | 0 | 4024.8821 | 116.9779 | 4141.86 | 156.0816 | 4297.9416 | 273.0594 | 0
2010-12-06 | 2:00 | 3926.34 | 111.32 | 4037.66 | 152.9496 | 4190.6096 | 264.2696 | 3926.34 | 0 | 3926.34 | 111.32 | 4037.66 | 152.9496 | 4190.6096 | 264.2696 | 0
2010-12-06 | 3:00 | 3884.0927 | 108.9373 | 3993.03 | 151.5956 | 4144.6256 | 260.5329 | 3884.0927 | 0 | 3884.0927 | 108.9373 | 3993.03 | 151.5956 | 4144.6256 | 260.5329 | 0
2010-12-06 | 4:00 | 3924.4473 | 111.2127 | 4035.66 | 152.8891 | 4188.5491 | 264.1018 | 3924.4473 | 0 | 3924.4473 | 111.2127 | 4035.66 | 152.8891 | 4188.5491 | 264.1018 | 0
2010-12-06 | 5:00 | 4057.2435 | 118.8665 | 4176.11 | 157.1021 | 4333.2121 | 275.9686 | 4057.2435 | 0 | 4057.2435 | 118.8665 | 4176.11 | 157.1021 | 4333.2121 | 275.9686 | 0
2010-12-06 | 6:00 | 4342.012 | 136.138 | 4478.15 | 165.9097 | 4644.0597 | 302.0477 | 4342.012 | 0 | 4342.012 | 136.138 | 4478.15 | 165.9097 | 4644.0597 | 302.0477 | 0
2010-12-06 | 7:00 | 4834.4327 | 168.7673 | 5003.2 | 180.4002 | 5183.6002 | 349.1675 | 4834.4327 | 0 | 4834.4327 | 168.7673 | 5003.2 | 180.4002 | 5183.6002 | 349.1675 | 0
2010-12-06 | 8:00 | 5144.2672 | 191.0928 | 5335.36 | 189.0294 | 5524.3894 | 380.1223 | 5144.2672 | 0 | 5144.2672 | 191.0928 | 5335.36 | 189.0294 | 5524.3894 | 380.1223 | 0
2010-12-06 | 9:00 | 5073.2844 | 185.8556 | 5259.14 | 187.0862 | 5446.2262 | 372.9418 | 5073.2844 | 1.3546 | 5071.9297 | 185.7564 | 5257.6861 | 187.0489 | 5444.735 | 372.8053 | 0.13652
2010-12-06 | 10:00 | 4905.3733 | 173.7567 | 5079.13 | 182.4096 | 5261.5396 | 356.1662 | 4905.3733 | 2.4136 | 4902.9598 | 173.5857 | 5076.5455 | 182.3415 | 5258.887 | 355.9272 | 0.23898
2010-12-06 | 11:00 | 4757.2111 | 163.4189 | 4920.63 | 178.1904 | 5098.8204 | 341.6093 | 4757.2111 | 14.1579 | 4743.0532 | 162.4476 | 4905.5009 | 177.7828 | 5083.2836 | 340.2304 | 1.3789
2010-12-06 | 12:00 | 4685.2479 | 158.5121 | 4843.76 | 176.1101 | 5019.8701 | 334.6222 | 4685.2479 | 8.3649 | 4676.8829 | 157.9466 | 4834.8296 | 175.8669 | 5010.6965 | 333.8135 | 0.80864
2010-12-06 | 13:00 | 4668.1712 | 157.3588 | 4825.53 | 175.6134 | 5001.1434 | 332.9722 | 4668.1712 | 2.5721 | 4665.5991 | 157.1854 | 4822.7845 | 175.5385 | 4998.323 | 332.7239 | 0.24826
2010-12-06 | 14:00 | 4672.1902 | 157.6298 | 4829.82 | 175.7304 | 5005.5504 | 333.3602 | 4672.1902 | 5.0151 | 4667.1751 | 157.2916 | 4824.4667 | 175.5844 | 5000.0511 | 332.876 | 0.48421
2010-12-06 | 15:00 | 4731.3435 | 161.6465 | 4892.99 | 177.445 | 5070.435 | 339.0915 | 4731.3435 | 3.4277 | 4727.9158 | 161.4124 | 4889.3281 | 177.346 | 5066.6741 | 338.7584 | 0.33311
2010-12-06 | 16:00 | 4850.9009 | 169.9191 | 5020.82 | 180.8684 | 5201.6884 | 350.7875 | 4850.9009 | 4.6179 | 4846.283 | 169.5957 | 5015.8788 | 180.7373 | 5196.616 | 350.333 | 0.45455
2010-12-06 | 17:00 | 5098.1575 | 187.6825 | 5285.84 | 187.7694 | 5473.6094 | 375.4519 | 5098.1575 | 0.0012675 | 5098.1562 | 187.6824 | 5285.8386 | 187.7694 | 5473.608 | 375.4518 | 0.00012808
2010-12-06 | 18:00 | 5240.2963 | 198.2937 | 5438.59 | 191.6264 | 5630.2164 | 389.9201 | 5240.2963 | 0 | 5240.2963 | 198.2937 | 5438.59 | 191.6264 | 5630.2164 | 389.9201 | 0
2010-12-06 | 19:00 | 5093.1742 | 187.3158 | 5280.49 | 187.6327 | 5468.1227 | 374.9485 | 5093.1742 | 0 | 5093.1742 | 187.3158 | 5280.49 | 187.6327 | 5468.1227 | 374.9485 | 0
2010-12-06 | 20:00 | 4996.274 | 180.256 | 5176.53 | 184.9552 | 5361.4852 | 365.2112 | 4996.274 | 0 | 4996.274 | 180.256 | 5176.53 | 184.9552 | 5361.4852 | 365.2112 | 0
2010-12-06 | 21:00 | 4852.4616 | 170.0284 | 5022.49 | 180.9128 | 5203.4028 | 350.9412 | 4852.4616 | 0 | 4852.4616 | 170.0284 | 5022.49 | 180.9128 | 5203.4028 | 350.9412 | 0
2010-12-06 | 22:00 | 4680.3679 | 158.1821 | 4838.55 | 175.9682 | 5014.5182 | 334.1503 | 4680.3679 | 0 | 4680.3679 | 158.1821 | 4838.55 | 175.9682 | 5014.5182 | 334.1503 | 0
2010-12-06 | 23:00 | 4414.8558 | 140.7442 | 4555.6 | 168.1127 | 4723.7127 | 308.8569 | 4414.8558 | 0 | 4414.8558 | 140.7442 | 4555.6 | 168.1127 | 4723.7127 | 308.8569 | 0
2010-12-07 | 24:00 | 4141.8069 | 123.8731 | 4265.68 | 159.7499 | 4425.4299 | 283.6231 | 4141.8069 | 0 | 4141.8069 | 123.8731 | 4265.68 | 159.7499 | 4425.4299 | 283.6231 | 0
2010-12-07 | 1:00 | 3964.8553 | 113.5147 | 4078.37 | 154.1781 | 4232.5481 | 267.6928 | 3964.8553 | 0 | 3964.8553 | 113.5147 | 4078.37 | 154.1781 | 4232.5481 | 267.6928 | 0
2010-12-07 | 2:00 | 3852.3368 | 107.1632 | 3959.5 | 150.5734 | 4110.0734 | 257.7367 | 3852.3368 | 0 | 3852.3368 | 107.1632 | 3959.5 | 150.5734 | 4110.0734 | 257.7367 | 0
2010-12-07 | 3:00 | 3780.8188 | 103.2212 | 3884.04 | 148.2574 | 4032.2974 | 251.4786 | 3780.8188 | 0 | 3780.8188 | 103.2212 | 3884.04 | 148.2574 | 4032.2974 | 251.4786 | 0
2010-12-07 | 4:00 | 3759.7557 | 102.0743 | 3861.83 | 147.5716 | 4009.4016 | 249.646 | 3759.7557 | 0 | 3759.7557 | 102.0743 | 3861.83 | 147.5716 | 4009.4016 | 249.646 | 0
2010-12-07 | 5:00 | 3815.4208 | 105.1192 | 3920.54 | 149.3803 | 4069.9203 | 254.4996 | 3815.4208 | 0 | 3815.4208 | 105.1192 | 3920.54 | 149.3803 | 4069.9203 | 254.4996 | 0
2010-12-07 | 6:00 | 3921.2485 | 111.0315 | 4032.28 | 152.7868 | 4185.0668 | 263.8183 | 3921.2485 | 0 | 3921.2485 | 111.0315 | 4032.28 | 152.7868 | 4185.0668 | 263.8183 | 0
2010-12-07 | 7:00 | 4116.6284 | 122.3716 | 4239 | 158.9644 | 4397.9644 | 281.336 | 4116.6284 | 0 | 4116.6284 | 122.3716 | 4239 | 158.9644 | 4397.9644 | 281.336 | 0
2010-12-07 | 8:00 | 4333.0438 | 135.5762 | 4468.62 | 165.6371 | 4634.2571 | 301.2133 | 4333.0438 | 0.14202 | 4332.9018 | 135.5673 | 4468.4691 | 165.6328 | 4634.1019 | 301.2001 | 0.013207
2010-12-07 | 9:00 | 4366.9441 | 137.7059 | 4504.65 | 166.666 | 4671.316 | 304.372 | 4366.9441 | 8.8913 | 4358.0528 | 137.1457 | 4495.1985 | 166.3966 | 4661.5951 | 303.5423 | 0.82962
2010-12-07 | 10:00 | 4320.9872 | 134.8228 | 4455.81 | 165.2701 | 4621.0801 | 300.0929 | 4320.9872 | 14.1798 | 4306.8074 | 133.9394 | 4440.7468 | 164.8377 | 4605.5845 | 298.7771 | 1.3158
2010-12-07 | 11:00 | 4231.8616 | 129.3184 | 4361.18 | 162.5397 | 4523.7197 | 291.8581 | 4231.8616 | 16.2729 | 4215.5888 | 128.3258 | 4343.9145 | 162.0379 | 4505.9524 | 290.3637 | 1.4944
2010-12-07 | 12:00 | 4168.1935 | 125.4565 | 4293.65 | 160.5706 | 4454.2206 | 286.0271 | 4168.1935 | 18.8215 | 4149.3721 | 124.326 | 4273.6981 | 159.9855 | 4433.6836 | 284.3115 | 1.7155
2010-12-07 | 13:00 | 4180.7467 | 126.2133 | 4306.96 | 160.9601 | 4467.9201 | 287.1733 | 4180.7467 | 31.485 | 4149.2617 | 124.3194 | 4273.5811 | 159.9821 | 4433.5632 | 284.3015 | 2.8718
2010-12-07 | 14:00 | 4228.4406 | 129.1094 | 4357.55 | 162.4343 | 4519.9843 | 291.5437 | 4228.4406 | 36.9353 | 4191.5053 | 126.8637 | 4318.369 | 161.2934 | 4479.6624 | 288.1571 | 3.3866
2010-12-07 | 15:00 | 4290.258 | 132.912 | 4423.17 | 164.3321 | 4587.5021 | 297.2441 | 4290.258 | 29.367 | 4260.891 | 131.0986 | 4391.9897 | 163.4324 | 4555.4221 | 294.531 | 2.7131
2010-12-07 | 16:00 | 4360.5472 | 137.3028 | 4497.85 | 166.4722 | 4664.3222 | 303.775 | 4360.5472 | 16.8263 | 4343.7209 | 136.2452 | 4479.9661 | 165.9617 | 4645.9278 | 302.2068 | 1.5682
2010-12-07 | 17:00 | 4588.9095 | 152.0605 | 4740.97 | 173.2933 | 4914.2633 | 325.3538 | 4588.9095 | 1.3014 | 4587.6081 | 151.9742 | 4739.5823 | 173.255 | 4912.8373 | 325.2292 | 0.12454
2010-12-07 | 18:00 | 4774.2672 | 164.5928 | 4938.86 | 178.6805 | 5117.5405 | 343.2733 | 4774.2672 | 0 | 4774.2672 | 164.5928 | 4938.86 | 178.6805 | 5117.5405 | 343.2733 | 0
2010-12-07 | 19:00 | 4691.6073 | 158.9427 | 4850.55 | 176.2947 | 5026.8447 | 335.2374 | 4691.6073 | 0 | 4691.6073 | 158.9427 | 4850.55 | 176.2947 | 5026.8447 | 335.2374 | 0
2010-12-07 | 20:00 | 4602.2164 | 152.9436 | 4755.16 | 173.6845 | 4928.8445 | 326.6282 | 4602.2164 | 0 | 4602.2164 | 152.9436 | 4755.16 | 173.6845 | 4928.8445 | 326.6282 | 0
2010-12-07 | 21:00 | 4514.9233 | 147.1967 | 4662.12 | 171.1055 | 4833.2255 | 318.3022 | 4514.9233 | 0 | 4514.9233 | 147.1967 | 4662.12 | 171.1055 | 4833.2255 | 318.3022 | 0
2010-12-07 | 22:00 | 4379.8208 | 138.5192 | 4518.34 | 167.0557 | 4685.3957 | 305.5749 | 4379.8208 | 0 | 4379.8208 | 138.5192 | 4518.34 | 167.0557 | 4685.3957 | 305.5749 | 0
2010-12-07 | 23:00 | 4168.6746 | 125.4854 | 4294.16 | 160.5855 | 4454.7455 | 286.071 | 4168.6746 | 0 | 4168.6746 | 125.4854 | 4294.16 | 160.5855 | 4454.7455 | 286.071 | 0
2010-12-08 | 24:00 | 3927.2485 | 111.3715 | 4038.62 | 152.9787 | 4191.5987 | 264.3502 | 3927.2485 | 0 | 3927.2485 | 111.3715 | 4038.62 | 152.9787 | 4191.5987 | 264.3502 | 0
2010-12-08 | 1:00 | 3743.0697 | 101.1703 | 3844.24 | 147.0272 | 3991.2672 | 248.1975 | 3743.0697 | 0 | 3743.0697 | 101.1703 | 3844.24 | 147.0272 | 3991.2672 | 248.1975 | 0
2010-12-08 | 2:00 | 3643.434 | 95.856 | 3739.29 | 143.7545 | 3883.0445 | 239.6105 | 3643.434 | 0 | 3643.434 | 95.856 | 3739.29 | 143.7545 | 3883.0445 | 239.6105 | 0
2010-12-08 | 3:00 | 3594.5205 | 93.2995 | 3687.82 | 142.1343 | 3829.9543 | 235.4338 | 3594.5205 | 0 | 3594.5205 | 93.2995 | 3687.82 | 142.1343 | 3829.9543 | 235.4338 | 0
2010-12-08 | 4:00 | 3561.0404 | 91.5696 | 3652.61 | 141.0202 | 3793.6302 | 232.5898 | 3561.0404 | 0 | 3561.0404 | 91.5696 | 3652.61 | 141.0202 | 3793.6302 | 232.5898 | 0
2010-12-08 | 5:00 | 3613.0368 | 94.2632 | 3707.3 | 142.7487 | 3850.0487 | 237.0119 | 3613.0368 | 0 | 3613.0368 | 94.2632 | 3707.3 | 142.7487 | 3850.0487 | 237.0119 | 0
2010-12-08 | 6:00 | 3700.4504 | 98.8796 | 3799.33 | 145.6319 | 3944.9619 | 244.5114 | 3700.4504 | 0 | 3700.4504 | 98.8796 | 3799.33 | 145.6319 | 3944.9619 | 244.5114 | 0
2010-12-08 | 7:00 | 3893.3337 | 109.4563 | 4002.79 | 151.8924 | 4154.6824 | 261.3486 | 3893.3337 | 0 | 3893.3337 | 109.4563 | 4002.79 | 151.8924 | 4154.6824 | 261.3486 | 0
2010-12-08 | 8:00 | 4052.8413 | 118.6087 | 4171.45 | 156.9635 | 4328.4135 | 275.5722 | 4052.8413 | 0.50525 | 4052.3361 | 118.5791 | 4170.9152 | 156.9476 | 4327.8628 | 275.5267 | 0.045482
2010-12-08 | 9:00 | 4124.1224 | 122.8176 | 4246.94 | 159.1985 | 4406.1385 | 282.016 | 4124.1224 | 12.5781 | 4111.5443 | 122.0695 | 4233.6139 | 158.8055 | 4392.4194 | 280.875 | 1.141
2010-12-08 | 10:00 | 4134.1542 | 123.4158 | 4257.57 | 159.5114 | 4417.0814 | 282.9272 | 4134.1542 | 23.4382 | 4110.716 | 122.0204 | 4232.7364 | 158.7796 | 4391.516 | 280.7999 | 2.1273
2010-12-08 | 11:00 | 4192.4869 | 126.9231 | 4319.41 | 161.3238 | 4480.7338 | 288.2469 | 4192.4869 | 25.5514 | 4166.9355 | 125.3808 | 4292.3162 | 160.5315 | 4452.8478 | 285.9123 | 2.3346
2010-12-08 | 12:00 | 4257.7637 | 130.9063 | 4388.67 | 163.3364 | 4552.0064 | 294.2427 | 4257.7637 | 28.8189 | 4228.9449 | 129.1402 | 4358.085 | 162.4498 | 4520.5349 | 291.59 | 2.6526
2010-12-08 | 13:00 | 4307.8272 | 134.0028 | 4441.83 | 164.8689 | 4606.6989 | 298.8717 | 4307.8272 | 38.5358 | 4269.2914 | 131.6161 | 4400.9074 | 163.6901 | 4564.5975 | 295.3062 | 3.5655
2010-12-08 | 14:00 | 4337.034 | 135.826 | 4472.86 | 165.7584 | 4638.6184 | 301.5845 | 4337.034 | 30.4822 | 4306.5518 | 133.9235 | 4440.4752 | 164.8299 | 4605.3052 | 298.7534 | 2.8311
2010-12-08 | 15:00 | 4379.3599 | 138.4901 | 4517.85 | 167.0418 | 4684.8918 | 305.5319 | 4379.3599 | 27.4161 | 4351.9438 | 136.7615 | 4488.7053 | 166.2113 | 4654.9166 | 302.9728 | 2.559
2010-12-08 | 16:00 | 4474.0466 | 144.5434 | 4618.59 | 169.8877 | 4788.4777 | 314.4311 | 4474.0466 | 15.8004 | 4458.2461 | 143.5243 | 4601.7704 | 169.4152 | 4771.1856 | 312.9395 | 1.4916
2010-12-08 | 17:00 | 4739.1497 | 162.1803 | 4901.33 | 177.6702 | 5079.0002 | 339.8505 | 4739.1497 | 1.2489 | 4737.9008 | 162.0949 | 4899.9957 | 177.6342 | 5077.6299 | 339.7291 | 0.12148
2010-12-08 | 18:00 | 4946.8804 | 176.7096 | 5123.59 | 183.576 | 5307.166 | 360.2856 | 4946.8804 | 0 | 4946.8804 | 176.7096 | 5123.59 | 183.576 | 5307.166 | 360.2856 | 0
2010-12-08 | 19:00 | 4901.6752 | 173.4948 | 5075.17 | 182.3053 | 5257.4753 | 355.8001 | 4901.6752 | 0 | 4901.6752 | 173.4948 | 5075.17 | 182.3053 | 5257.4753 | 355.8001 | 0
2010-12-08 | 20:00 | 4826.272 | 168.198 | 4994.47 | 180.1678 | 5174.6378 | 348.3658 | 4826.272 | 0 | 4826.272 | 168.198 | 4994.47 | 180.1678 | 5174.6378 | 348.3658 | 0
2010-12-08 | 21:00 | 4693.6957 | 159.0843 | 4852.78 | 176.3553 | 5029.1353 | 335.4396 | 4693.6957 | 0 | 4693.6957 | 159.0843 | 4852.78 | 176.3553 | 5029.1353 | 335.4396 | 0
2010-12-08 | 22:00 | 4487.9658 | 145.4442 | 4633.41 | 170.3031 | 4803.7131 | 315.7473 | 4487.9658 | 0 | 4487.9658 | 145.4442 | 4633.41 | 170.3031 | 4803.7131 | 315.7473 | 0
2010-12-08 | 23:00 | 4227.0741 | 129.0259 | 4356.1 | 162.3922 | 4518.4922 | 291.4181 | 4227.0741 | 0 | 4227.0741 | 129.0259 | 4356.1 | 162.3922 | 4518.4922 | 291.4181 | 0
2010-12-09 | 24:00 | 3980.8005 | 114.4295 | 4095.23 | 154.6851 | 4249.9151 | 269.1146 | 3980.8005 | 0 | 3980.8005 | 114.4295 | 4095.23 | 154.6851 | 4249.9151 | 269.1146 | 0
2010-12-09 | 1:00 | 3830.5836 | 105.9564 | 3936.54 | 149.871 | 4086.411 | 255.8274 | 3830.5836 | 0 | 3830.5836 | 105.9564 | 3936.54 | 149.871 | 4086.411 | 255.8274 | 0
2010-12-09 | 2:00 | 3760.2773 | 102.1027 | 3862.38 | 147.5886 | 4009.9686 | 249.6913 | 3760.2773 | 0 | 3760.2773 | 102.1027 | 3862.38 | 147.5886 | 4009.9686 | 249.6913 | 0
2010-12-09 | 3:00 | 3773.7826 | 102.8374 | 3876.62 | 148.0285 | 4024.6485 | 250.8659 | 3773.7826 | 0 | 3773.7826 | 102.8374 | 3876.62 | 148.0285 | 4024.6485 | 250.8659 | 0
2010-12-09 | 4:00 | 3802.3782 | 104.4018 | 3906.78 | 148.9576 | 4055.7376 | 253.3594 | 3802.3782 | 0 | 3802.3782 | 104.4018 | 3906.78 | 148.9576 | 4055.7376 | 253.3594 | 0
2010-12-09 | 5:00 | 3918.1632 | 110.8568 | 4029.02 | 152.6881 | 4181.7081 | 263.5449 | 3918.1632 | 0 | 3918.1632 | 110.8568 | 4029.02 | 152.6881 | 4181.7081 | 263.5449 | 0
2010-12-09 | 6:00 | 4257.1514 | 130.8686 | 4388.02 | 163.3176 | 4551.3376 | 294.1862 | 4257.1514 | 0 | 4257.1514 | 130.8686 | 4388.02 | 163.3176 | 4551.3376 | 294.1862 | 0
2010-12-09 | 7:00 | 4729.5837 | 161.5263 | 4891.11 | 177.3942 | 5068.5042 | 338.9204 | 4729.5837 | 0 | 4729.5837 | 161.5263 | 4891.11 | 177.3942 | 5068.5042 | 338.9204 | 0
2010-12-09 | 8:00 | 5119.8751 | 189.2849 | 5309.16 | 188.3639 | 5497.5239 | 377.6489 | 5119.8751 | 0.050603 | 5119.8245 | 189.2812 | 5309.1057 | 188.3625 | 5497.4682 | 377.6437 | 0.0051248
2010-12-09 | 9:00 | 5152.2627 | 191.6873 | 5343.95 | 189.2471 | 5533.1971 | 380.9344 | 5152.2627 | 7.9082 | 5144.3545 | 191.0993 | 5335.4538 | 189.0318 | 5524.4856 | 380.1311 | 0.80325
2010-12-09 | 10:00 | 5204.9428 | 195.6272 | 5400.57 | 190.6746 | 5591.2446 | 386.3018 | 5204.9428 | 1.7422 | 5203.2006 | 195.4963 | 5398.6969 | 190.6276 | 5589.3244 | 386.1238 | 0.17797
2010-12-09 | 11:00 | 5248.8299 | 198.9401 | 5447.77 | 191.8554 | 5639.6254 | 390.7955 | 5248.8299 | 6.6822 | 5242.1477 | 198.4339 | 5440.5816 | 191.6761 | 5632.2577 | 390.11 | 0.68549
2010-12-09 | 12:00 | 5263.9334 | 200.0866 | 5464.02 | 192.2599 | 5656.2799 | 392.3466 | 5263.9334 | 2.5372 | 5261.3962 | 199.8938 | 5461.29 | 192.192 | 5653.482 | 392.0858 | 0.26073
2010-12-09 | 13:00 | 5165.4688 | 192.6712 | 5358.14 | 189.606 | 5547.746 | 382.2772 | 5165.4688 | 2.5207 | 5162.948 | 192.4832 | 5355.4313 | 189.5375 | 5544.9688 | 382.0207 | 0.25645
2010-12-09 | 14:00 | 5165.2827 | 192.6573 | 5357.94 | 189.6009 | 5547.5409 | 382.2582 | 5165.2827 | 2.2375 | 5163.0452 | 192.4905 | 5355.5357 | 189.5402 | 5545.0758 | 382.0306 | 0.22763
2010-12-09 | 15:00 | 5142.4241 | 190.9559 | 5333.38 | 188.9792 | 5522.3592 | 379.9352 | 5142.4241 | 6.4456 | 5135.9785 | 190.4775 | 5326.456 | 188.8036 | 5515.2596 | 379.2811 | 0.65407
2010-12-09 | 16:00 | 5235.2481 | 197.9119 | 5433.16 | 191.4908 | 5624.6508 | 389.4027 | 5235.2481 | 15.9881 | 5219.26 | 196.7049 | 5415.9649 | 191.0606 | 5607.0255 | 387.7656 | 1.6371
2010-12-09 | 17:00 | 5443.036 | 213.934 | 5656.97 | 196.9874 | 5853.9574 | 410.9214 | 5443.036 | 1.2395 | 5441.7965 | 213.8366 | 5655.6331 | 196.9552 | 5852.5882 | 410.7917 | 0.1297
2010-12-09 | 18:00 | 5678.6536 | 232.8564 | 5911.51 | 203.0088 | 6114.5188 | 435.8652 | 5678.6536 | 0 | 5678.6536 | 232.8564 | 5911.51 | 203.0088 | 6114.5188 | 435.8652 | 0
2010-12-09 | 19:00 | 5631.1622 | 228.9778 | 5860.14 | 201.8133 | 6061.9533 | 430.7911 | 5631.1622 | 0 | 5631.1622 | 228.9778 | 5860.14 | 201.8133 | 6061.9533 | 430.7911 | 0
2010-12-09 | 20:00 | 5517.2708 | 219.8092 | 5737.08 | 198.9089 | 5935.9889 | 418.7181 | 5517.2708 | 0 | 5517.2708 | 219.8092 | 5737.08 | 198.9089 | 5935.9889 | 418.7181 | 0
2010-12-09 | 21:00 | 5414.8926 | 211.7274 | 5626.62 | 196.2531 | 5822.8731 | 407.9805 | 5414.8926 | 0 | 5414.8926 | 211.7274 | 5626.62 | 196.2531 | 5822.8731 | 407.9805 | 0
2010-12-09 | 22:00 | 5165.8596 | 192.7004 | 5358.56 | 189.6166 | 5548.1766 | 382.317 | 5165.8596 | 0 | 5165.8596 | 192.7004 | 5358.56 | 189.6166 | 5548.1766 | 382.317 | 0
2010-12-09 | 23:00 | 4888.8892 | 172.5908 | 5061.48 | 181.9444 | 5243.4244 | 354.5353 | 4888.8892 | 0 | 4888.8892 | 172.5908 | 5061.48 | 181.9444 | 5243.4244 | 354.5353 | 0
2010-12-10 | 24:00 | 4575.1782 | 151.1518 | 4726.33 | 172.8889 | 4899.2189 | 324.0407 | 4575.1782 | 0 | 4575.1782 | 151.1518 | 4726.33 | 172.8889 | 4899.2189 | 324.0407 | 0
2010-12-10 | 1:00 | 4400.0954 | 139.8046 | 4539.9 | 167.668 | 4707.568 | 307.4726 | 4400.0954 | 0 | 4400.0954 | 139.8046 | 4539.9 | 167.668 | 4707.568 | 307.4726 | 0
2010-12-10 | 2:00 | 4340.8169 | 136.0631 | 4476.88 | 165.8734 | 4642.7534 | 301.9365 | 4340.8169 | 0 | 4340.8169 | 136.0631 | 4476.88 | 165.8734 | 4642.7534 | 301.9365 | 0
2010-12-10 | 3:00 | 4287.094 | 132.716 | 4419.81 | 164.2354 | 4584.0454 | 296.9514 | 4287.094 | 0 | 4287.094 | 132.716 | 4419.81 | 164.2354 | 4584.0454 | 296.9514 | 0
2010-12-10 | 4:00 | 4293.8174 | 133.1326 | 4426.95 | 164.441 | 4591.391 | 297.5736 | 4293.8174 | 0 | 4293.8174 | 133.1326 | 4426.95 | 164.441 | 4591.391 | 297.5736 | 0
2010-12-10 | 5:00 | 4427.7994 | 141.5706 | 4569.37 | 168.502 | 4737.872 | 310.0727 | 4427.7994 | 0 | 4427.7994 | 141.5706 | 4569.37 | 168.502 | 4737.872 | 310.0727 | 0
2010-12-10 | 6:00 | 4734.2639 | 161.8461 | 4896.11 | 177.5293 | 5073.6393 | 339.3754 | 4734.2639 | 0 | 4734.2639 | 161.8461 | 4896.11 | 177.5293 | 5073.6393 | 339.3754 | 0
2010-12-10 | 7:00 | 5207.0262 | 195.7838 | 5402.81 | 190.7308 | 5593.5408 | 386.5147 | 5207.0262 | 0 | 5207.0262 | 195.7838 | 5402.81 | 190.7308 | 5593.5408 | 386.5147 | 0
2010-12-10 | 8:00 | 5497.4289 | 218.2311 | 5715.66 | 198.3975 | 5914.0575 | 416.6286 | 5497.4289 | 0.032643 | 5497.3963 | 218.2285 | 5715.6248 | 198.3967 | 5914.0214 | 416.6251 | 0.0034343
2010-12-10 | 9:00 | 5504.7845 | 218.8155 | 5723.6 | 198.5873 | 5922.1873 | 417.4027 | 5504.7845 | 7.0016 | 5497.783 | 218.2592 | 5716.0422 | 198.4066 | 5914.4488 | 416.6658 | 0.7369
2010-12-10 | 10:00 | 5397.6118 | 210.3782 | 5607.99 | 195.8007 | 5803.7907 | 406.1788 | 5397.6118 | 10.4248 | 5387.187 | 209.5663 | 5596.7533 | 195.5271 | 5792.2805 | 405.0934 | 1.0854
2010-12-10 | 11:00 | 5343.3318 | 206.1682 | 5549.5 | 194.3716 | 5743.8716 | 400.5398 | 5343.3318 | 22.7527 | 5320.5791 | 204.4161 | 5524.9953 | 193.7691 | 5718.7643 | 398.1852 | 2.3546
2010-12-10 | 12:00 | 5243.3082 | 198.5218 | 5441.83 | 191.7072 | 5633.5372 | 390.229 | 5243.3082 | 2.6438 | 5240.6644 | 198.3216 | 5438.986 | 191.6363 | 5630.6223 | 389.9579 | 0.27112
2010-12-10 | 13:00 | 5219.3949 | 196.7151 | 5416.11 | 191.0643 | 5607.1743 | 387.7794 | 5219.3949 | 6.7341 | 5212.6609 | 196.2078 | 5408.8687 | 190.8828 | 5599.7515 | 387.0906 | 0.68875
2010-12-10 | 14:00 | 5183.1942 | 193.9958 | 5377.19 | 190.0866 | 5567.2766 | 384.0824 | 5183.1942 | 7.7291 | 5175.4651 | 193.4177 | 5368.8828 | 189.8772 | 5558.76 | 383.2948 | 0.78755
2010-12-10 | 15:00 | 5180.0309 | 193.7591 | 5373.79 | 190.0009 | 5563.7909 | 383.76 | 5180.0309 | 3.6498 | 5176.3811 | 193.4861 | 5369.8672 | 189.902 | 5559.7692 | 383.3881 | 0.37186
2010-12-10 | 16:00 | 5334.7533 | 205.5067 | 5540.26 | 194.1447 | 5734.4047 | 399.6514 | 5334.7533 | 16.1206 | 5318.6326 | 204.2666 | 5522.8992 | 193.7174 | 5716.6167 | 397.984 | 1.6674
2010-12-10 | 17:00 | 5631.3379 | 228.9921 | 5860.33 | 201.8178 | 6062.1478 | 430.8099 | 5631.3379 | 1.2427 | 5630.0951 | 228.8911 | 5858.9862 | 201.7864 | 6060.7726 | 430.6774 | 0.13246
2010-12-10 | 18:00 | 5839.0072 | 246.1928 | 6085.2 | 206.9771 | 6292.1771 | 453.1699 | 5839.0072 | 0 | 5839.0072 | 246.1928 | 6085.2 | 206.9771 | 6292.1771 | 453.1699 | 0
2010-12-10 | 19:00 | 5783.5883 | 241.5417 | 6025.13 | 205.6176 | 6230.7476 | 447.1593 | 5783.5883 | 0 | 5783.5883 | 241.5417 | 6025.13 | 205.6176 | 6230.7476 | 447.1593 | 0
2010-12-10 | 20:00 | 5706.8366 | 235.1734 | 5942.01 | 203.7139 | 6145.7239 | 438.8873 | 5706.8366 | 0 | 5706.8366 | 235.1734 | 5942.01 | 203.7139 | 6145.7239 | 438.8873 | 0
2010-12-10 | 21:00 | 5568.3425 | 223.8975 | 5792.24 | 200.2178 | 5992.4578 | 424.1153 | 5568.3425 | 0 | 5568.3425 | 223.8975 | 5792.24 | 200.2178 | 5992.4578 | 424.1153 | 0
2010-12-10 | 22:00 | 5376.4669 | 208.7331 | 5585.2 | 195.2454 | 5780.4454 | 403.9785 | 5376.4669 | 0 | 5376.4669 | 208.7331 | 5585.2 | 195.2454 | 5780.4454 | 403.9785 | 0
2010-12-10 | 23:00 | 5057.6016 | 184.7084 | 5242.31 | 186.6541 | 5428.9641 | 371.3625 | 5057.6016 | 0 | 5057.6016 | 184.7084 | 5242.31 | 186.6541 | 5428.9641 | 371.3625 | 0
2010-12-11 | 24:00 | 4757.5667 | 163.4433 | 4921.01 | 178.2007 | 5099.2107 | 341.644 | 4757.5667 | 0 | 4757.5667 | 163.4433 | 4921.01 | 178.2007 | 5099.2107 | 341.644 | 0
2010-12-11 | 1:00 | 4569.6624 | 150.7876 | 4720.45 | 172.7262 | 4893.1762 | 323.5138 | 4569.6624 | 0 | 4569.6624 | 150.7876 | 4720.45 | 172.7262 | 4893.1762 | 323.5138 | 0
2010-12-11 | 2:00 | 4476.7236 | 144.7164 | 4621.44 | 169.9676 | 4791.4076 | 314.6841 | 4476.7236 | 0 | 4476.7236 | 144.7164 | 4621.44 | 169.9676 | 4791.4076 | 314.6841 | 0
2010-12-11 | 3:00 | 4426.1639 | 141.4661 | 4567.63 | 168.4529 | 4736.0829 | 309.9189 | 4426.1639 | 0 | 4426.1639 | 141.4661 | 4567.63 | 168.4529 | 4736.0829 | 309.9189 | 0
2010-12-11 | 4:00 | 4395.7137 | 139.5263 | 4535.24 | 167.5358 | 4702.7758 | 307.0621 | 4395.7137 | 0 | 4395.7137 | 139.5263 | 4535.24 | 167.5358 | 4702.7758 | 307.0621 | 0
2010-12-11 | 5:00 | 4513.3179 | 147.0921 | 4660.41 | 171.0578 | 4831.4678 | 318.1499 | 4513.3179 | 0 | 4513.3179 | 147.0921 | 4660.41 | 171.0578 | 4831.4678 | 318.1499 | 0
2010-12-11 | 6:00 | 4837.377 | 168.973 | 5006.35 | 180.484 | 5186.834 | 349.457 | 4837.377 | 0 | 4837.377 | 168.973 | 5006.35 | 180.484 | 5186.834 | 349.457 | 0
2010-12-11 | 7:00 | 5340.491 | 205.949 | 5546.44 | 194.2965 | 5740.7365 | 400.2455 | 5340.491 | 0 | 5340.491 | 205.949 | 5546.44 | 194.2965 | 5740.7365 | 400.2455 | 0
2010-12-11 | 8:00 | 5617.881 | 227.899 | 5845.78 | 201.4773 | 6047.2573 | 429.3763 | 5617.881 | 0 | 5617.881 | 227.899 | 5845.78 | 201.4773 | 6047.2573 | 429.3763 | 0
2010-12-11 | 9:00 | 5571.3413 | 224.1387 | 5795.48 | 200.2944 | 5995.7744 | 424.4331 | 5571.3413 | 4.0794 | 5567.2619 | 223.8106 | 5791.0725 | 200.1903 | 5991.2628 | 424.0009 | 0.43223
2010-12-11 | 10:00 | 5453.9567 | 214.7933 | 5668.75 | 197.2715 | 5866.0215 | 412.0648 | 5453.9567 | 1.3443 | 5452.6124 | 214.6874 | 5667.2999 | 197.2366 | 5864.5364 | 411.924 | 0.14081
2010-12-11 | 11:00 | 5363.4838 | 207.7262 | 5571.21 | 194.9036 | 5766.1136 | 402.6298 | 5363.4838 | 2.3517 | 5361.1321 | 207.5441 | 5568.6761 | 194.8416 | 5763.5177 | 402.3857 | 0.24412
2010-12-11 | 12:00 | 5279.6098 | 201.2802 | 5480.89 | 192.6789 | 5673.5689 | 393.959 | 5279.6098 | 2.5795 | 5277.0303 | 201.0835 | 5478.1138 | 192.61 | 5670.7238 | 393.6935 | 0.2655
2010-12-11 | 13:00 | 5208.5235 | 195.8965 | 5404.42 | 190.7712 | 5595.1912 | 386.6677 | 5208.5235 | 2.533 | 5205.9905 | 195.706 | 5401.6965 | 190.7029 | 5592.3993 | 386.4088 | 0.25884
2010-12-11 | 14:00 | 5229.2513 | 197.4587 | 5426.71 | 191.3296 | 5618.0396 | 388.7883 | 5229.2513 | 2.2148 | 5227.0364 | 197.2915 | 5424.3279 | 191.27 | 5615.5979 | 388.5615 | 0.22681
2010-12-11 | 15:00 | 5234.0674 | 197.8226 | 5431.89 | 191.459 | 5623.349 | 389.2817 | 5234.0674 | 1.4754 | 5232.5919 | 197.7111 | 5430.3031 | 191.4194 | 5621.7224 | 389.1305 | 0.15117
2010-12-11 | 16:00 | 5415.616 | 211.784 | 5627.4 | 196.2721 | 5823.6721 | 408.056 | 5415.616 | 0.95134 | 5414.6647 | 211.7096 | 5626.3743 | 196.2472 | 5822.6214 | 407.9567 | 0.099274
2010-12-11 | 17:00 | 5632.1794 | 229.0606 | 5861.24 | 201.839 | 6063.079 | 430.8996 | 5632.1794 | 0 | 5632.1794 | 229.0606 | 5861.24 | 201.839 | 6063.079 | 430.8996 | 0
2010-12-11 | 18:00 | 5823.8903 | 244.9197 | 6068.81 | 206.6075 | 6275.4175 | 451.5272 | 5823.8903 | 0 | 5823.8903 | 244.9197 | 6068.81 | 206.6075 | 6275.4175 | 451.5272 | 0
2010-12-11 | 19:00 | 5734.9905 | 237.4995 | 5972.49 | 204.415 | 6176.905 | 441.9145 | 5734.9905 | 0 | 5734.9905 | 237.4995 | 5972.49 | 204.415 | 6176.905 | 441.9145 | 0
2010-12-11 | 20:00 | 5640.7517 | 229.7583 | 5870.51 | 202.0555 | 6072.5655 | 431.8138 | 5640.7517 | 0 | 5640.7517 | 229.7583 | 5870.51 | 202.0555 | 6072.5655 | 431.8138 | 0
2010-12-11 | 21:00 | 5501.6256 | 218.5644 | 5720.19 | 198.5058 | 5918.6958 | 417.0702 | 5501.6256 | 0 | 5501.6256 | 218.5644 | 5720.19 | 198.5058 | 5918.6958 | 417.0702 | 0
2010-12-11 | 22:00 | 5251.4233 | 199.1367 | 5450.56 | 191.9249 | 5642.4849 | 391.0616 | 5251.4233 | 0 | 5251.4233 | 199.1367 | 5450.56 | 191.9249 | 5642.4849 | 391.0616 | 0
2010-12-11 | 23:00 | 4926.1484 | 175.2316 | 5101.38 | 182.9942 | 5284.3742 | 358.2258 | 4926.1484 | 0 | 4926.1484 | 175.2316 | 5101.38 | 182.9942 | 5284.3742 | 358.2258 | 0
2010-12-12 | 24:00 | 4644.0624 | 155.7376 | 4799.8 | 174.9103 | 4974.7103 | 330.6479 | 4644.0624 | 0 | 4644.0624 | 155.7376 | 4799.8 | 174.9103 | 4974.7103 | 330.6479 | 0
2010-12-12 | 1:00 | 4436.6339 | 142.1361 | 4578.77 | 168.7673 | 4747.5373 | 310.9035 | 4436.6339 | 0 | 4436.6339 | 142.1361 | 4578.77 | 168.7673 | 4747.5373 | 310.9035 | 0
2010-12-12 | 2:00 | 4357.3486 | 137.1014 | 4494.45 | 166.3753 | 4660.8253 | 303.4767 | 4357.3486 | 0 | 4357.3486 | 137.1014 | 4494.45 | 166.3753 | 4660.8253 | 303.4767 | 0
2010-12-12 | 3:00 | 4289.9755 | 132.8945 | 4422.87 | 164.3235 | 4587.1935 | 297.218 | 4289.9755 | 0 | 4289.9755 | 132.8945 | 4422.87 | 164.3235 | 4587.1935 | 297.218 | 0
2010-12-12 | 4:00 | 4295.2109 | 133.2191 | 4428.43 | 164.4836 | 4592.9136 | 297.7026 | 4295.2109 | 0 | 4295.2109 | 133.2191 | 4428.43 | 164.4836 | 4592.9136 | 297.7026 | 0
2010-12-12 | 5:00 | 4385.8868 | 138.9032 | 4524.79 | 167.2391 | 4692.0291 | 306.1422 | 4385.8868 | 0 | 4385.8868 | 138.9032 | 4524.79 | 167.2391 | 4692.0291 | 306.1422 | 0
2010-12-12 | 6:00 | 4657.6217 | 156.6483 | 4814.27 | 175.306 | 4989.576 | 331.9544 | 4657.6217 | 0 | 4657.6217 | 156.6483 | 4814.27 | 175.306 | 4989.576 | 331.9544 | 0
2010-12-12 | 7:00 | 5124.3817 | 189.6183 | 5314 | 188.4871 | 5502.4871 | 378.1054 | 5124.3817 | 0 | 5124.3817 | 189.6183 | 5314 | 188.4871 | 5502.4871 | 378.1054 | 0
2010-12-12 | 8:00 | 5429.9625 | 212.9075 | 5642.87 | 196.6467 | 5839.5167 | 409.5542 | 5429.9625 | 0.11826 | 5429.8442 | 212.8982 | 5642.7425 | 196.6436 | 5839.3861 | 409.5419 | 0.012359
2010-12-12 | 9:00 | 5441.2652 | 213.7948 | 5655.06 | 196.9413 | 5852.0013 | 410.7361 | 5441.2652 | 9.8712 | 5431.394 | 213.0198 | 5644.4138 | 196.6841 | 5841.0979 | 409.7039 | 1.0323
2010-12-12 | 10:00 | 5473.3374 | 216.3226 | 5689.66 | 197.7744 | 5887.4344 | 414.097 | 5473.3374 | 16.616 | 5456.7214 | 215.0111 | 5671.7325 | 197.3433 | 5869.0759 | 412.3545 | 1.7425
2010-12-12 | 11:00 | 5488.1917 | 217.4983 | 5705.69 | 198.1589 | 5903.8489 | 415.6572 | 5488.1917 | 16.6593 | 5471.5324 | 216.1799 | 5687.7123 | 197.7277 | 5885.4399 | 413.9076 | 1.7496
2010-12-12 | 12:00 | 5456.6171 | 215.0029 | 5671.62 | 197.3406 | 5868.9606 | 412.3435 | 5456.6171 | 13.2913 | 5443.3258 | 213.9568 | 5657.2826 | 196.995 | 5854.2775 | 410.9517 | 1.3918
2010-12-12 | 13:00 | 5434.1351 | 213.2349 | 5647.37 | 196.7555 | 5844.1255 | 409.9904 | 5434.1351 | 12.5225 | 5421.6126 | 212.2532 | 5633.8658 | 196.4288 | 5830.2946 | 408.682 | 1.3084
2010-12-12 | 14:00 | 5406.8696 | 211.1004 | 5617.97 | 196.0432 | 5814.0132 | 407.1437 | 5406.8696 | 19.6477 | 5387.2219 | 209.569 | 5596.7909 | 195.5281 | 5792.3189 | 405.0971 | 2.0466
2010-12-12 | 15:00 | 5390.3106 | 209.8094 | 5600.12 | 195.6092 | 5795.7292 | 405.4185 | 5390.3106 | 25.0654 | 5365.2453 | 207.8627 | 5573.1079 | 194.95 | 5768.0579 | 402.8127 | 2.6059
2010-12-12 | 16:00 | 5367.0755 | 208.0045 | 5575.08 | 194.9982 | 5770.0782 | 403.0027 | 5367.0755 | 17.3949 | 5349.6806 | 206.6584 | 5556.339 | 194.5394 | 5750.8784 | 401.1978 | 1.8049
2010-12-12 | 17:00 | 5513.1398 | 219.4802 | 5732.62 | 198.8026 | 5931.4226 | 418.2828 | 5513.1398 | 1.3499 | 5511.7899 | 219.3727 | 5731.1627 | 198.7678 | 5929.9305 | 418.1405 | 0.14223
2010-12-12 | 18:00 | 5683.5518 | 233.2582 | 5916.81 | 203.1316 | 6119.9416 | 436.3898 | 5683.5518 | 0 | 5683.5518 | 233.2582 | 5916.81 | 203.1316 | 6119.9416 | 436.3898 | 0
2010-12-12 | 19:00 | 5581.1143 | 224.9257 | 5806.04 | 200.5435 | 6006.5835 | 425.4693 | 5581.1143 | 0 | 5581.1143 | 224.9257 | 5806.04 | 200.5435 | 6006.5835 | 425.4693 | 0
2010-12-12 | 20:00 | 5491.379 | 217.751 | 5709.13 | 198.2413 | 5907.3713 | 415.9923 | 5491.379 | 0 | 5491.379 | 217.751 | 5709.13 | 198.2413 | 5907.3713 | 415.9923 | 0
2010-12-12 | 21:00 | 5365.9432 | 207.9168 | 5573.86 | 194.9684 | 5768.8284 | 402.8851 | 5365.9432 | 0 | 5365.9432 | 207.9168 | 5573.86 | 194.9684 | 5768.8284 | 402.8851 | 0
2010-12-12 | 22:00 | 5154.4313 | 191.8487 | 5346.28 | 189.3061 | 5535.5861 | 381.1548 | 5154.4313 | 0 | 5154.4313 | 191.8487 | 5346.28 | 189.3061 | 5535.5861 | 381.1548 | 0
2010-12-12 | 23:00 | 4782.0408 | 165.1292 | 4947.17 | 178.9035 | 5126.0735 | 344.0327 | 4782.0408 | 0 | 4782.0408 | 165.1292 | 4947.17 | 178.9035 | 5126.0735 | 344.0327 | 0
2010-12-13 | 24:00 | 4499.5913 | 146.1987 | 4645.79 | 170.6495 | 4816.4395 | 316.8482 | 4499.5913 | 0 | 4499.5913 | 146.1987 | 4645.79 | 170.6495 | 4816.4395 | 316.8482 | 0
2010-12-13 | 1:00 | 4325.7969 | 135.1231 | 4460.92 | 165.4166 | 4626.3366 | 300.5397 | 4325.7969 | 0 | 4325.7969 | 135.1231 | 4460.92 | 165.4166 | 4626.3366 | 300.5397 | 0
2010-12-13 | 2:00 | 4228.3558 | 129.1042 | 4357.46 | 162.4317 | 4519.8917 | 291.5359 | 4228.3558 | 0 | 4228.3558 | 129.1042 | 4357.46 | 162.4317 | 4519.8917 | 291.5359 | 0
2010-12-13 | 3:00 | 4161.8925 | 125.0775 | 4286.97 | 160.3749 | 4447.3449 | 285.4523 | 4161.8925 | 0 | 4161.8925 | 125.0775 | 4286.97 | 160.3749 | 4447.3449 | 285.4523 | 0
2010-12-13 | 4:00 | 4179.7188 | 126.1512 | 4305.87 | 160.9282 | 4466.7982 | 287.0794 | 4179.7188 | 0 | 4179.7188 | 126.1512 | 4305.87 | 160.9282 | 4466.7982 | 287.0794 | 0
2010-12-13 | 5:00 | 4311.1127 | 134.2073 | 4445.32 | 164.9691 | 4610.2891 | 299.1764 | 4311.1127 | 0 | 4311.1127 | 134.2073 | 4445.32 | 164.9691 | 4610.2891 | 299.1764 | 0
2010-12-13 | 6:00 | 4581.397 | 151.563 | 4732.96 | 173.0721 | 4906.0321 | 324.6351 | 4581.397 | 0 | 4581.397 | 151.563 | 4732.96 | 173.0721 | 4906.0321 | 324.6351 | 0
2010-12-13 | 7:00 | 5038.4946 | 183.3154 | 5221.81 | 186.1264 | 5407.9364 | 369.4418 | 5038.4946 | 0 | 5038.4946 | 183.3154 | 5221.81 | 186.1264 | 5407.9364 | 369.4418 | 0
2010-12-13 | 8:00 | 5371.8734 | 208.3766 | 5580.25 | 195.1245 | 5775.3745 | 403.5011 | 5371.8734 | 0 | 5371.8734 | 208.3766 | 5580.25 | 195.1245 | 5775.3745 | 403.5011 | 0
2010-12-13 | 9:00 | 5427.4031 | 212.7069 | 5640.11 | 196.5799 | 5836.6899 | 409.2868 | 5427.4031 | 2.002 | 5425.4011 | 212.55 | 5637.9511 | 196.5277 | 5834.4788 | 409.0777 | 0.20915
2010-12-13 | 10:00 | 5424.4635 | 212.4765 | 5636.94 | 196.5032 | 5833.4432 | 408.9797 | 5424.4635 | 10.6651 | 5413.7984 | 211.6418 | 5625.4402 | 196.2245 | 5821.6648 | 407.8664 | 1.1134
2010-12-13 | 11:00 | 5420.7354 | 212.1846 | 5632.92 | 196.4058 | 5829.3258 | 408.5904 | 5420.7354 | 16.1762 | 5404.5593 | 210.9201 | 5615.4793 | 195.9827 | 5811.4621 | 406.9028 | 1.6876
2010-12-13 | 12:00 | 5366.9548 | 207.9952 | 5574.95 | 194.995 | 5769.945 | 402.9902 | 5366.9548 | 12.5837 | 5354.3712 | 207.0209 | 5561.3921 | 194.6632 | 5756.0554 | 401.6842 | 1.306
2010-12-13 | 13:00 | 5344.418 | 206.252 | 5550.67 | 194.4003 | 5745.0703 | 400.6524 | 5344.418 | 8.8772 | 5335.5408 | 205.5674 | 5541.1082 | 194.1655 | 5735.2737 | 399.7329 | 0.91942
2010-12-13 | 14:00 | 5284.2183 | 201.6317 | 5485.85 | 192.8018 | 5678.6518 | 394.4336 | 5284.2183 | 15.412 | 5268.8063 | 200.4573 | 5469.2635 | 192.3903 | 5661.6538 | 392.8475 | 1.586
2010-12-13 | 15:00 | 5206.6448 | 195.7552 | 5402.4 | 190.7205 | 5593.1205 | 386.4757 | 5206.6448 | 22.9261 | 5183.7187 | 194.0351 | 5377.7538 | 190.1008 | 5567.8546 | 384.1359 | 2.3398
2010-12-13 | 16:00 | 5189.0459 | 194.4341 | 5383.48 | 190.245 | 5573.725 | 384.6791 | 5189.0459 | 16.3214 | 5172.7245 | 193.2129 | 5365.9374 | 189.8029 | 5555.7403 | 383.0157 | 1.6633
2010-12-13 | 17:00 | 5323.9544 | 204.6756 | 5528.63 | 193.8586 | 5722.4886 | 398.5342 | 5323.9544 | 1.325 | 5322.6294 | 204.5737 | 5527.2031 | 193.8235 | 5721.0266 | 398.3972 | 0.137
2010-12-13 | 18:00 | 5445.326 | 214.114 | 5659.44 | 197.047 | 5856.487 | 411.1611 | 5445.326 | 0 | 5445.326 | 214.114 | 5659.44 | 197.047 | 5856.487 | 411.1611 | 0
2010-12-13 | 19:00 | 5355.5759 | 207.1141 | 5562.69 | 194.695 | 5757.385 | 401.8091 | 5355.5759 | 0 | 5355.5759 | 207.1141 | 5562.69 | 194.695 | 5757.385 | 401.8091 | 0
2010-12-13 | 20:00 | 5231.6222 | 197.6378 | 5429.26 | 191.3933 | 5620.6533 | 389.0311 | 5231.6222 | 0 | 5231.6222 | 197.6378 | 5429.26 | 191.3933 | 5620.6533 | 389.0311 | 0
2010-12-13 | 21:00 | 5110.9075 | 188.6225 | 5299.53 | 188.1187 | 5487.6487 | 376.7411 | 5110.9075 | 0 | 5110.9075 | 188.6225 | 5299.53 | 188.1187 | 5487.6487 | 376.7411 | 0
2010-12-13 | 22:00 | 4935.6144 | 175.9056 | 5111.52 | 183.2601 | 5294.7801 | 359.1657 | 4935.6144 | 0 | 4935.6144 | 175.9056 | 5111.52 | 183.2601 | 5294.7801 | 359.1657 | 0
2010-12-13 | 23:00 | 4666.232 | 157.228 | 4823.46 | 175.5569 | 4999.0169 | 332.785 | 4666.232 | 0 | 4666.232 | 157.228 | 4823.46 | 175.5569 | 4999.0169 | 332.785 | 0
2010-12-14 | 24:00 | 4397.6037 | 139.6463 | 4537.25 | 167.5928 | 4704.8428 | 307.2391 | 4397.6037 | 0 | 4397.6037 | 139.6463 | 4537.25 | 167.5928 | 4704.8428 | 307.2391 | 0
2010-12-14 | 1:00 | 4202.0851 | 127.5049 | 4329.59 | 161.6207 | 4491.2107 | 289.1257 | 4202.0851 | 0 | 4202.0851 | 127.5049 | 4329.59 | 161.6207 | 4491.2107 | 289.1257 | 0
2010-12-14 | 2:00 | 4069.2773 | 119.5727 | 4188.85 | 157.4806 | 4346.3306 | 277.0532 | 4069.2773 | 0 | 4069.2773 | 119.5727 | 4188.85 | 157.4806 | 4346.3306 | 277.0532 | 0
2010-12-14 | 3:00 | 4015.2607 | 116.4193 | 4131.68 | 155.7774 | 4287.4574 | 272.1967 | 4015.2607 | 0 | 4015.2607 | 116.4193 | 4131.68 | 155.7774 | 4287.4574 | 272.1967 | 0
2010-12-14 | 4:00 | 4003.6718 | 115.7482 | 4119.42 | 155.4106 | 4274.8306 | 271.1588 | 4003.6718 | 0 | 4003.6718 | 115.7482 | 4119.42 | 155.4106 | 4274.8306 | 271.1588 | 0
2010-12-14 | 5:00 | 4025.4019 | 117.0081 | 4142.41 | 156.098 | 4298.508 | 273.1061 | 4025.4019 | 0 | 4025.4019 | 117.0081 | 4142.41 | 156.098 | 4298.508 | 273.1061 | 0
2010-12-14 | 6:00 | 4140.3632 | 123.7868 | 4264.15 | 159.705 | 4423.855 | 283.4917 | 4140.3632 | 0 | 4140.3632 | 123.7868 | 4264.15 | 159.705 | 4423.855 | 283.4917 | 0
2010-12-14 | 7:00 | 4340.0923 | 136.0177 | 4476.11 | 165.8514 | 4641.9614 | 301.8691 | 4340.0923 | 0 | 4340.0923 | 136.0177 | 4476.11 | 165.8514 | 4641.9614 | 301.8691 | 0
2010-12-14 | 8:00 | 4560.6937 | 150.1963 | 4710.89 | 172.4615 | 4883.3515 | 322.6577 | 4560.6937 | 0 | 4560.6937 | 150.1963 | 4710.89 | 172.4615 | 4883.3515 | 322.6577 | 0
2010-12-14 | 9:00 | 4724.5007 | 161.1793 | 4885.68 | 177.2473 | 5062.9273 | 338.4266 | 4724.5007 | 0.70004 | 4723.8007 | 161.1315 | 4884.9322 | 177.2271 | 5062.1593 | 338.3586 | 0.06799
2010-12-14 | 10:00 | 4787.4472 | 165.5028 | 4952.95 | 179.0585 | 5132.0085 | 344.5613 | 4787.4472 | 7.7258 | 4779.7214 | 164.9691 | 4944.6904 | 178.837 | 5123.5274 | 343.8061 | 0.75519
2010-12-14 | 11:00 | 4826.6926 | 168.2274 | 4994.92 | 180.1798 | 5175.0998 | 348.4071 | 4826.6926 | 16.2529 | 4810.4397 | 167.0963 | 4977.536 | 179.7161 | 5157.2522 | 346.8125 | 1.5947
2010-12-14 | 12:00 | 4773.6124 | 164.5476 | 4938.16 | 178.6617 | 5116.8217 | 343.2094 | 4773.6124 | 5.1595 | 4768.4528 | 164.1921 | 4932.645 | 178.5136 | 5111.1586 | 342.7057 | 0.50366
2010-12-14 | 13:00 | 4701.7681 | 159.6319 | 4861.4 | 176.5894 | 5037.9894 | 336.2214 | 4701.7681 | 8.165 | 4693.6031 | 159.078 | 4852.681 | 176.3526 | 5029.0337 | 335.4306 | 0.79074
2010-12-14 | 14:00 | 4665.3794 | 157.1706 | 4822.55 | 175.5321 | 4998.0821 | 332.7027 | 4665.3794 | 37.1703 | 4628.2091 | 154.6761 | 4782.8852 | 174.4467 | 4957.332 | 329.1229 | 3.5798
2010-12-14 | 15:00 | 4665.3138 | 157.1662 | 4822.48 | 175.5302 | 4998.0102 | 332.6964 | 4665.3138 | 29.6048 | 4635.7091 | 155.1778 | 4790.8869 | 174.6662 | 4965.5531 | 329.844 | 2.8524
2010-12-14 | 16:00 | 4728.1141 | 161.4259 | 4889.54 | 177.3517 | 5066.8917 | 338.7776 | 4728.1141 | 17.0307 | 4711.0834 | 160.2651 | 4871.3485 | 176.8593 | 5048.2077 | 337.1244 | 1.6533
2010-12-14 | 17:00 | 4962.7265 | 177.8435 | 5140.57 | 184.0195 | 5324.5895 | 361.863 | 4962.7265 | 1.3547 | 4961.3718 | 177.7464 | 5139.1182 | 183.9816 | 5323.0998 | 361.7281 | 0.13496
2010-12-14 | 18:00 | 5182.3011 | 193.9289 | 5376.23 | 190.0624 | 5566.2924 | 383.9913 | 5182.3011 | 0 | 5182.3011 | 193.9289 | 5376.23 | 190.0624 | 5566.2924 | 383.9913 | 0
2010-12-14 | 19:00 | 5158.1541 | 192.1259 | 5350.28 | 189.4073 | 5539.6873 | 381.5332 | 5158.1541 | 0 | 5158.1541 | 192.1259 | 5350.28 | 189.4073 | 5539.6873 | 381.5332 | 0
2010-12-14 | 20:00 | 5074.0577 | 185.9123 | 5259.97 | 187.1074 | 5447.0774 | 373.0197 | 5074.0577 | 0 | 5074.0577 | 185.9123 | 5259.97 | 187.1074 | 5447.0774 | 373.0197 | 0
2010-12-14 | 21:00 | 4996.274 | 180.256 | 5176.53 | 184.9552 | 5361.4852 | 365.2112 | 4996.274 | 0 | 4996.274 | 180.256 | 5176.53 | 184.9552 | 5361.4852 | 365.2112 | 0
2010-12-14 | 22:00 | 4897.8088 | 173.2212 | 5071.03 | 182.1962 | 5253.2262 | 355.4174 | 4897.8088 | 0 | 4897.8088 | 173.2212 | 5071.03 | 182.1962 | 5253.2262 | 355.4174 | 0
2010-12-14 | 23:00 | 4671.8248 | 157.6052 | 4829.43 | 175.7198 | 5005.1498 | 333.3249 | 4671.8248 | 0 | 4671.8248 | 157.6052 | 4829.43 | 175.7198 | 5005.1498 | 333.3249 | 0
2010-12-15 | 24:00 | 4461.7406 | 143.7494 | 4605.49 | 169.5198 | 4775.0098 | 313.2691 | 4461.7406 | 0 | 4461.7406 | 143.7494 | 4605.49 | 169.5198 | 4775.0098 | 313.2691 | 0
2010-12-15 | 1:00 | 4296.9246 | 133.3254 | 4430.25 | 164.5359 | 4594.7859 | 297.8613 | 4296.9246 | 0 | 4296.9246 | 133.3254 | 4430.25 | 164.5359 | 4594.7859 | 297.8613 | 0
2010-12-15 | 2:00 | 4186.3577 | 126.5523 | 4312.91 | 161.1339 | 4474.0439 | 287.6862 | 4186.3577 | 0 | 4186.3577 | 126.5523 | 4312.91 | 161.1339 | 4474.0439 | 287.6862 | 0
2010-12-15 | 3:00 | 4154.8363 | 124.6537 | 4279.49 | 160.1555 | 4439.6455 | 284.8092 | 4154.8363 | 0 | 4154.8363 | 124.6537 | 4279.49 | 160.1555 | 4439.6455 | 284.8092 | 0
2010-12-15 | 4:00 | 4136.8342 | 123.5758 | 4260.41 | 159.595 | 4420.005 | 283.1708 | 4136.8342 | 0 | 4136.8342 | 123.5758 | 4260.41 | 159.595 | 4420.005 | 283.1708 | 0
2010-12-15 | 5:00 | 4155.1759 | 124.6741 | 4279.85 | 160.1661 | 4440.0161 | 284.8401 | 4155.1759 | 0 | 4155.1759 | 124.6741 | 4279.85 | 160.1661 | 4440.0161 | 284.8401 | 0
2010-12-15 | 6:00 | 4238.722 | 129.738 | 4368.46 | 162.751 | 4531.211 | 292.489 | 4238.722 | 0 | 4238.722 | 129.738 | 4368.46 | 162.751 | 4531.211 | 292.489 | 0
2010-12-15 | 7:00 | 4382.6893 | 138.7007 | 4521.39 | 167.1424 | 4688.5324 | 305.8432 | 4382.6893 | 0 | 4382.6893 | 138.7007 | 4521.39 | 167.1424 | 4688.5324 | 305.8432 | 0
2010-12-15 | 8:00 | 4572.7581 | 150.9919 | 4723.75 | 172.8175 | 4896.5675 | 323.8095 | 4572.7581 | 0.0029018 | 4572.7551 | 150.9918 | 4723.7469 | 172.8174 | 4896.5643 | 323.8092 | 0.00027721
2010-12-15 | 9:00 | 4667.3843 | 157.3057 | 4824.69 | 175.5905 | 5000.2805 | 332.8962 | 4667.3843 | 7.778 | 4659.6063 | 156.7819 | 4816.3882 | 175.3639 | 4991.752 | 332.1457 | 0.75046
2010-12-15 | 10:00 | 4766.7361 | 164.0739 | 4930.81 | 178.4643 | 5109.2743 | 342.5382 | 4766.7361 | 1.8485 | 4764.8876 | 163.9467 | 4928.8343 | 178.4112 | 5107.2455 | 342.3579 | 0.18034
2010-12-15 | 11:00 | 4802.0837 | 166.5163 | 4968.6 | 179.4774 | 5148.0774 | 345.9937 | 4802.0837 | 9.6962 | 4792.3875 | 165.8445 | 4958.2321 | 179.2 | 5137.432 | 345.0445 | 0.94918
2010-12-15 | 12:00 | 4813.5851 | 167.3149 | 4980.9 | 179.806 | 5160.706 | 347.1209 | 4813.5851 | 11.0172 | 4802.5679 | 166.5499 | 4969.1178 | 179.4912 | 5148.609 | 346.0411 | 1.0797
2010-12-15 | 13:00 | 4822.9906 | 167.9694 | 4990.96 | 180.0743 | 5171.0343 | 348.0437 | 4822.9906 | 6.9687 | 4816.0219 | 167.4844 | 4983.5063 | 179.8755 | 5163.3818 | 347.3599 | 0.68381
2010-12-15 | 14:00 | 4830.1421 | 168.4679 | 4998.61 | 180.2781 | 5178.8881 | 348.746 | 4830.1421 | 3.2592 | 4826.8829 | 168.2406 | 4995.1236 | 180.1852 | 5175.3088 | 348.4258 | 0.32012
2010-12-15 | 15:00 | 4826.5244 | 168.2156 | 4994.74 | 180.175 | 5174.915 | 348.3906 | 4826.5244 | 7.1112 | 4819.4132 | 167.7203 | 4987.1335 | 179.9723 | 5167.1058 | 347.6926 | 0.69805
2010-12-15 | 16:00 | 4874.9331 | 171.6069 | 5046.54 | 181.5498 | 5228.0898 | 353.1567 | 4874.9331 | 10.4961 | 4864.4371 | 170.8687 | 5035.3058 | 181.2525 | 5216.5582 | 352.1212 | 1.0355
2010-12-15 | 17:00 | 5110.2184 | 188.5716 | 5298.79 | 188.0998 | 5486.8898 | 376.6714 | 5110.2184 | 0.55398 | 5109.6644 | 188.5307 | 5298.1951 | 188.0846 | 5486.2798 | 376.6153 | 0.056046
2010-12-15 | 18:00 | 5327.0838 | 204.9162 | 5532 | 193.9416 | 5725.9416 | 398.8578 | 5327.0838 | 0 | 5327.0838 | 204.9162 | 5532 | 193.9416 | 5725.9416 | 398.8578 | 0
2010-12-15 | 19:00 | 5316.6088 | 204.1112 | 5520.72 | 193.6637 | 5714.3837 | 397.7749 | 5316.6088 | 0 | 5316.6088 | 204.1112 | 5520.72 | 193.6637 | 5714.3837 | 397.7749 | 0
2010-12-15 | 20:00 | 5225.6436 | 197.1864 | 5422.83 | 191.2325 | 5614.0625 | 388.4189 | 5225.6436 | 0 | 5225.6436 | 197.1864 | 5422.83 | 191.2325 | 5614.0625 | 388.4189 | 0
2010-12-15 | 21:00 | 5081.8185 | 186.4815 | 5268.3 | 187.3209 | 5455.6209 | 373.8023 | 5081.8185 | 0 | 5081.8185 | 186.4815 | 5268.3 | 187.3209 | 5455.6209 | 373.8023 | 0
2010-12-15 | 22:00 | 4880.8466 | 172.0234 | 5052.87 | 181.7171 | 5234.5871 | 353.7406 | 4880.8466 | 0 | 4880.8466 | 172.0234 | 5052.87 | 181.7171 | 5234.5871 | 353.7406 | 0
2010-12-15 | 23:00 | 4593.3923 | 152.3577 | 4745.75 | 173.4252 | 4919.1752 | 325.7829 | 4593.3923 | 0 | 4593.3923 | 152.3577 | 4745.75 | 173.4252 | 4919.1752 | 325.7829 | 0
2010-12-16 | 24:00 | 4336.2999 | 135.7801 | 4472.08 | 165.7361 | 4637.8161 | 301.5162 | 4336.2999 | 0 | 4336.2999 | 135.7801 | 4472.08 | 165.7361 | 4637.8161 | 301.5162 | 0
2010-12-16 | 1:00 | 4177.5497 | 126.0203 | 4303.57 | 160.8609 | 4464.4309 | 286.8812 | 4177.5497 | 0 | 4177.5497 | 126.0203 | 4303.57 | 160.8609 | 4464.4309 | 286.8812 | 0
2010-12-16 | 2:00 | 4098.7113 | 121.3087 | 4220.02 | 158.4039 | 4378.4239 | 279.7126 | 4098.7113 | 0 | 4098.7113 | 121.3087 | 4220.02 | 158.4039 | 4378.4239 | 279.7126 | 0
2010-12-16 | 3:00 | 4063.4496 | 119.2304 | 4182.68 | 157.2973 | 4339.9773 | 276.5278 | 4063.4496 | 0 | 4063.4496 | 119.2304 | 4182.68 | 157.2973 | 4339.9773 | 276.5278 | 0
2010-12-16 | 4:00 | 4090.9975 | 120.8525 | 4211.85 | 158.1623 | 4370.0123 | 279.0148 | 4090.9975 | 0 | 4090.9975 | 120.8525 | 4211.85 | 158.1623 | 4370.0123 | 279.0148 | 0
2010-12-16 | 5:00 | 4222.3899 | 128.7401 | 4351.13 | 162.2478 | 4513.3778 | 290.9879 | 4222.3899 | 0 | 4222.3899 | 128.7401 | 4351.13 | 162.2478 | 4513.3778 | 290.9879 | 0
2010-12-16 | 6:00 | 4557.3912 | 149.9788 | 4707.37 | 172.3639 | 4879.7339 | 322.3427 | 4557.3912 | 0 | 4557.3912 | 149.9788 | 4707.37 | 172.3639 | 4879.7339 | 322.3427 | 0
2010-12-16 | 7:00 | 5036.9938 | 183.2062 | 5220.2 | 186.0849 | 5406.2849 | 369.2911 | 5036.9938 | 0 | 5036.9938 | 183.2062 | 5220.2 | 186.0849 | 5406.2849 | 369.2911 | 0
2010-12-16 | 8:00 | 5392.2496 | 209.9604 | 5602.21 | 195.66 | 5797.87 | 405.6204 | 5392.2496 | 0 | 5392.2496 | 209.9604 | 5602.21 | 195.66 | 5797.87 | 405.6204 | 0
2010-12-16 | 9:00 | 5400.0516 | 210.5684 | 5610.62 | 195.8646 | 5806.4846 | 406.433 | 5400.0516 | 0.47978 | 5399.5718 | 210.531 | 5610.1028 | 195.8521 | 5805.9549 | 406.383 | 0.049989
2010-12-16 | 10:00 | 5398.9941 | 210.4859 | 5609.48 | 195.8369 | 5805.3169 | 406.3228 | 5398.9941 | 1.2485 | 5397.7456 | 210.3886 | 5608.1341 | 195.8042 | 5803.9383 | 406.1928 | 0.13007
2010-12-16 | 11:00 | 5415.9221 | 211.8079 | 5627.73 | 196.2801 | 5824.0101 | 408.088 | 5415.9221 | 2.402 | 5413.5201 | 211.6201 | 5625.1401 | 196.2172 | 5821.3574 | 407.8373 | 0.25065
2010-12-16 | 12:00 | 5371.1867 | 208.3233 | 5579.51 | 195.1065 | 5774.6165 | 403.4298 | 5371.1867 | 2.4872 | 5368.6995 | 208.1304 | 5576.8299 | 195.041 | 5771.8709 | 403.1714 | 0.25838
2010-12-16 | 13:00 | 5310.0334 | 203.6066 | 5513.64 | 193.4891 | 5707.1291 | 397.0957 | 5310.0334 | 2.5348 | 5307.4986 | 203.4123 | 5510.9109 | 193.4217 | 5704.3326 | 396.834 | 0.26171
2010-12-16 | 14:00 | 5265.5783 | 200.2117 | 5465.79 | 192.3039 | 5658.0939 | 392.5156 | 5265.5783 | 2.1651 | 5263.4132 | 200.0471 | 5463.4603 | 192.246 | 5655.7063 | 392.2931 | 0.22254
2010-12-16 | 15:00 | 5224.5929 | 197.1071 | 5421.7 | 191.2042 | 5612.9042 | 388.3113 | 5224.5929 | 4.869 | 5219.7239 | 196.7399 | 5416.4638 | 191.0731 | 5607.5369 | 387.813 | 0.4983
2010-12-16 | 16:00 | 5246.5246 | 198.7654 | 5445.29 | 191.7935 | 5637.0835 | 390.5589 | 5246.5246 | 16.7451 | 5229.7796 | 197.4986 | 5427.2782 | 191.3438 | 5618.622 | 388.8424 | 1.7165
2010-12-16 | 17:00 | 5412.1287 | 211.5113 | 5623.64 | 196.1809 | 5819.8209 | 407.6922 | 5412.1287 | 2.1376 | 5409.9911 | 211.3443 | 5621.3354 | 196.1249 | 5817.4603 | 407.4692 | 0.22297
2010-12-16 | 18:00 | 5641.4544 | 229.8156 | 5871.27 | 202.0732 | 6073.3432 | 431.8888 | 5641.4544 | 0 | 5641.4544 | 229.8156 | 5871.27 | 202.0732 | 6073.3432 | 431.8888 | 0
2010-12-16 | 19:00 | 5584.8251 | 225.2249 | 5810.05 | 200.638 | 6010.688 | 425.863 | 5584.8251 | 0 | 5584.8251 | 225.2249 | 5810.05 | 200.638 | 6010.688 | 425.863 | 0
2010-12-16 | 20:00 | 5501.6627 | 218.5673 | 5720.23 | 198.5068 | 5918.7368 | 417.0741 | 5501.6627 | 0 | 5501.6627 | 218.5673 | 5720.23 | 198.5068 | 5918.7368 | 417.0741 | 0
2010-12-16 | 21:00 | 5354.9447 | 207.0653 | 5562.01 | 194.6784 | 5756.6884 | 401.7437 | 5354.9447 | 0 | 5354.9447 | 207.0653 | 5562.01 | 194.6784 | 5756.6884 | 401.7437 | 0
2010-12-16 | 22:00 | 5095.7451 | 187.5049 | 5283.25 | 187.7032 | 5470.9532 | 375.2082 | 5095.7451 | 0 | 5095.7451 | 187.5049 | 5283.25 | 187.7032 | 5470.9532 | 375.2082 | 0
2010-12-16 | 23:00 | 4825.5334 | 168.1466 | 4993.68 | 180.1468 | 5173.8268 | 348.2933 | 4825.5334 | 0 | 4825.5334 | 168.1466 | 4993.68 | 180.1468 | 5173.8268 | 348.2933 | 0
2010-12-17 | 24:00 | 4500.6617 | 146.2683 | 4646.93 | 170.6814 | 4817.6114 | 316.9496 | 4500.6617 | 0 | 4500.6617 | 146.2683 | 4646.93 | 170.6814 | 4817.6114 | 316.9496 | 0
2010-12-17 | 1:00 | 4321.6367 | 134.8633 | 4456.5 | 165.2899 | 4621.7899 | 300.1532 | 4321.6367 | 0 | 4321.6367 | 134.8633 | 4456.5 | 165.2899 | 4621.7899 | 300.1532 | 0
2010-12-17 | 2:00 | 4214.623 | 128.267 | 4342.89 | 162.0081 | 4504.8981 | 290.2751 | 4214.623 | 0 | 4214.623 | 128.267 | 4342.89 | 162.0081 | 4504.8981 | 290.2751 | 0
2010-12-17 | 3:00 | 4147.468 | 124.212 | 4271.68 | 159.9262 | 4431.6062 | 284.1382 | 4147.468 | 0 | 4147.468 | 124.212 | 4271.68 | 159.9262 | 4431.6062 | 284.1382 | 0
2010-12-17 | 4:00 | 4167.4012 | 125.4088 | 4292.81 | 160.546 | 4453.356 | 285.9548 | 4167.4012 | 0 | 4167.4012 | 125.4088 | 4292.81 | 160.546 | 4453.356 | 285.9548 | 0
2010-12-17 | 5:00 | 4264.8195 | 131.3405 | 4396.16 | 163.5529 | 4559.7129 | 294.8934 | 4264.8195 | 0 | 4264.8195 | 131.3405 | 4396.16 | 163.5529 | 4559.7129 | 294.8934 | 0
2010-12-17 | 6:00 | 4579.5867 | 151.4433 | 4731.03 | 173.0188 | 4904.0488 | 324.462 | 4579.5867 | 0 | 4579.5867 | 151.4433 | 4731.03 | 173.0188 | 4904.0488 | 324.462 | 0
2010-12-17 | 7:00 | 5021.1076 | 182.0524 | 5203.16 | 185.6449 | 5388.8049 | 367.6973 | 5021.1076 | 0 | 5021.1076 | 182.0524 | 5203.16 | 185.6449 | 5388.8049 | 367.6973 | 0
2010-12-17 | 8:00 | 5398.892 | 210.478 | 5609.37 | 195.8342 | 5805.2042 | 406.3122 | 5398.892 | 0 | 5398.892 | 210.478 | 5609.37 | 195.8342 | 5805.2042 | 406.3122 | 0
2010-12-17 | 9:00 | 5357.6643 | 207.2757 | 5564.94 | 194.7501 | 5759.6901 | 402.0258 | 5357.6643 | 0.92434 | 5356.74 | 207.2042 | 5563.9441 | 194.7257 | 5758.6699 | 401.9299 | 0.0959
2010-12-17 | 10:00 | 5309.2811 | 203.5489 | 5512.83 | 193.4691 | 5706.2991 | 397.018 | 5309.2811 | 7.6388 | 5301.6423 | 202.9636 | 5504.6059 | 193.266 | 5697.8719 | 396.2296 | 0.78841
2010-12-17 | 11:00 | 5327.353 | 204.937 | 5532.29 | 193.9487 | 5726.2387 | 398.8857 | 5327.353 | 10.547 | 5316.806 | 204.1263 | 5520.9323 | 193.669 | 5714.6013 | 397.7953 | 1.0904
2010-12-17 | 12:00 | 5237.3957 | 198.0743 | 5435.47 | 191.5485 | 5627.0185 | 389.6228 | 5237.3957 | 5.6059 | 5231.7898 | 197.6505 | 5429.4403 | 191.3978 | 5620.8381 | 389.0483 | 0.57445
2010-12-17 | 13:00 | 5224.5929 | 197.1071 | 5421.7 | 191.2042 | 5612.9042 | 388.3113 | 5224.5929 | 21.2707 | 5203.3222 | 195.5054 | 5398.8276 | 190.6308 | 5589.4585 | 386.1363 | 2.1751
2010-12-17 | 14:00 | 5209.9837 | 196.0063 | 5405.99 | 190.8106 | 5596.8006 | 386.8169 | 5209.9837 | 2.3491 | 5207.6346 | 195.8296 | 5403.4642 | 190.7472 | 5594.2114 | 386.5768 | 0.24009
2010-12-17 | 15:00 | 5184.934 | 194.126 | 5379.06 | 190.1337 | 5569.1937 | 384.2597 | 5184.934 | 25.9566 | 5158.9773 | 192.1873 | 5351.1646 | 189.4296 | 5540.5942 | 381.6169 | 2.6428
2010-12-17 | 16:00 | 5220.6689 | 196.8111 | 5417.48 | 191.0986 | 5608.5786 | 387.9097 | 5220.6689 | 10.7332 | 5209.9357 | 196.0027 | 5405.9384 | 190.8093 | 5596.7477 | 386.812 | 1.0977
2010-12-17 | 17:00 | 5391.3219 | 209.8881 | 5601.21 | 195.6357 | 5796.8457 | 405.5238 | 5391.3219 | 3.0203 | 5388.3016 | 209.653 | 5597.9546 | 195.5564 | 5793.511 | 405.2094 | 0.31438
2010-12-17 | 18:00 | 5604.912 | 226.848 | 5831.76 | 201.1486 | 6032.9086 | 427.9966 | 5604.912 | 0 | 5604.912 | 226.848 | 5831.76 | 201.1486 | 6032.9086 | 427.9966 | 0
2010-12-17 | 19:00 | 5607.308 | 227.042 | 5834.35 | 201.2094 | 6035.5594 | 428.2514 | 5607.308 | 0 | 5607.308 | 227.042 | 5834.35 | 201.2094 | 6035.5594 | 428.2514 | 0
2010-12-17 | 20:00 | 5503.2653 | 218.6947 | 5721.96 | 198.5481 | 5920.5081 | 417.2428 | 5503.2653 | 0 | 5503.2653 | 218.6947 | 5721.96 | 198.5481 | 5920.5081 | 417.2428 | 0
2010-12-17 | 21:00 | 5401.0164 | 210.6436 | 5611.66 | 195.8899 | 5807.5499 | 406.5335 | 5401.0164 | 0 | 5401.0164 | 210.6436 | 5611.66 | 195.8899 | 5807.5499 | 406.5335 | 0
2010-12-17 | 22:00 | 5221.8219 | 196.8981 | 5418.72 | 191.1296 | 5609.8496 | 388.0277 | 5221.8219 | 0 | 5221.8219 | 196.8981 | 5418.72 | 191.1296 | 5609.8496 | 388.0277 | 0
2010-12-17 | 23:00 | 4945.0884 | 176.5816 | 5121.67 | 183.5258 | 5305.1958 | 360.1074 | 4945.0884 | 0 | 4945.0884 | 176.5816 | 5121.67 | 183.5258 | 5305.1958 | 360.1074 | 0
2010-12-18 | 24:00 | 4663.3651 | 157.0349 | 4820.4 | 175.4734 | 4995.8734 | 332.5083 | 4663.3651 | 0 | 4663.3651 | 157.0349 | 4820.4 | 175.4734 | 4995.8734 | 332.5083 | 0
2010-12-18 | 1:00 | 4491.3935 | 145.6665 | 4637.06 | 170.4053 | 4807.4653 | 316.0717 | 4491.3935 | 0 | 4491.3935 | 145.6665 | 4637.06 | 170.4053 | 4807.4653 | 316.0717 | 0
2010-12-18 | 2:00 | 4398.3935 | 139.6965 | 4538.09 | 167.6166 | 4705.7066 | 307.3131 | 4398.3935 | 0 | 4398.3935 | 139.6965 | 4538.09 | 167.6166 | 4705.7066 | 307.3131 | 0
2010-12-18 | 3:00 | 4365.2697 | 137.6003 | 4502.87 | 166.6153 | 4669.4853 | 304.2157 | 4365.2697 | 0 | 4365.2697 | 137.6003 | 4502.87 | 166.6153 | 4669.4853 | 304.2157 | 0
2010-12-18 | 4:00 | 4348.4481 | 136.5419 | 4484.99 | 166.1052 | 4651.0952 | 302.6471 | 4348.4481 | 0 | 4348.4481 | 136.5419 | 4484.99 | 166.1052 | 4651.0952 | 302.6471 | 0
2010-12-18 | 5:00 | 4485.8715 | 145.3085 | 4631.18 | 170.2406 | 4801.4206 | 315.5491 | 4485.8715 | 0 | 4485.8715 | 145.3085 | 4631.18 | 170.2406 | 4801.4206 | 315.5491 | 0
2010-12-18 | 6:00 | 4809.3214 | 167.0186 | 4976.34 | 179.6842 | 5156.0242 | 346.7028 | 4809.3214 | 0 | 4809.3214 | 167.0186 | 4976.34 | 179.6842 | 5156.0242 | 346.7028 | 0
2010-12-18 | 7:00 | 5266.9537 | 200.3163 | 5467.27 | 192.3407 | 5659.6107 | 392.657 | 5266.9537 | 0 | 5266.9537 | 200.3163 | 5467.27 | 192.3407 | 5659.6107 | 392.657 | 0
2010-12-18 | 8:00 | 5618.7227 | 227.9673 | 5846.69 | 201.4987 | 6048.1887 | 429.466 | 5618.7227 | 0 | 5618.7227 | 227.9673 | 5846.69 | 201.4987 | 6048.1887 | 429.466 | 0
2010-12-18 | 9:00 | 5621.479 | 228.191 | 5849.67 | 201.5684 | 6051.2384 | 429.7594 | 5621.479 | 1.5681 | 5619.9109 | 228.0637 | 5847.9746 | 201.5287 | 6049.5033 | 429.5925 | 0.16698
2010-12-18 | 10:00 | 5606.8732 | 227.0068 | 5833.88 | 201.1983 | 6035.0783 | 428.2051 | 5606.8732 | 12.6951 | 5594.1781 | 225.98 | 5820.1581 | 200.876 | 6021.034 | 426.8559 | 1.3492
2010-12-18 | 11:00 | 5547.4218 | 222.2182 | 5769.64 | 199.6829 | 5969.3229 | 421.9012 | 5547.4218 | 3.412 | 5544.0097 | 221.945 | 5765.9547 | 199.5955 | 5965.5502 | 421.5405 | 0.36068
2010-12-18 | 12:00 | 5477.9525 | 216.6875 | 5694.64 | 197.894 | 5892.534 | 414.5815 | 5477.9525 | 3.7646 | 5474.1878 | 216.3898 | 5690.5776 | 197.7965 | 5888.3741 | 414.1862 | 0.39523
2010-12-18 | 13:00 | 5302.6028 | 203.0372 | 5505.64 | 193.2916 | 5698.9316 | 396.3287 | 5302.6028 | 3.7464 | 5298.8564 | 202.7504 | 5501.6068 | 193.1919 | 5694.7986 | 395.9422 | 0.38649
2010-12-18 | 14:00 | 5341.2987 | 206.0113 | 5547.31 | 194.3179 | 5741.6279 | 400.3292 | 5341.2987 | 2.1953 | 5339.1033 | 205.842 | 5544.9453 | 194.2598 | 5739.2052 | 400.1018 | 0.22738
2010-12-18 | 15:00 | 5299.5375 | 202.8025 | 5502.34 | 193.21 | 5695.55 | 396.0125 | 5299.5375 | 8.2423 | 5291.2952 | 202.1721 | 5493.4673 | 192.9905 | 5686.4578 | 395.1627 | 0.84983
2010-12-18 | 16:00 | 5324.5859 | 204.7241 | 5529.31 | 193.8753 | 5723.1853 | 398.5995 | 5324.5859 | 14.4376 | 5310.1482 | 203.6154 | 5513.7636 | 193.4922 | 5707.2558 | 397.1076 | 1.4919
2010-12-18 | 17:00 | 5585.2507 | 225.2593 | 5810.51 | 200.6489 | 6011.1589 | 425.9081 | 5585.2507 | 2.9656 | 5582.2851 | 225.0201 | 5807.3052 | 200.5733 | 6007.8786 | 425.5935 | 0.31466
2010-12-18 | 18:00 | 5781.8255 | 241.3945 | 6023.22 | 205.5741 | 6228.7941 | 446.9686 | 5781.8255 | 0 | 5781.8255 | 241.3945 | 6023.22 | 205.5741 | 6228.7941 | 446.9686 | 0
2010-12-18 | 19:00 | 5722.7807 | 236.4893 | 5959.27 | 204.1113 | 6163.3813 | 440.6007 | 5722.7807 | 0 | 5722.7807 | 236.4893 | 5959.27 | 204.1113 | 6163.3813 | 440.6007 | 0
2010-12-18 | 20:00 | 5613.9591 | 227.5809 | 5841.54 | 201.378 | 6042.918 | 428.9589 | 5613.9591 | 0 | 5613.9591 | 227.5809 | 5841.54 | 201.378 | 6042.918 | 428.9589 | 0
2010-12-18 | 21:00 | 5464.4402 | 215.6198 | 5680.06 | 197.5437 | 5877.6037 | 413.1636 | 5464.4402 | 0 | 5464.4402 | 215.6198 | 5680.06 | 197.5437 | 5877.6037 | 413.1636 | 0
2010-12-18 | 22:00 | 5226.9826 | 197.2874 | 5424.27 | 191.2685 | 5615.5385 | 388.556 | 5226.9826 | 0 | 5226.9826 | 197.2874 | 5424.27 | 191.2685 | 5615.5385 | 388.556 | 0
2010-12-18 | 23:00 | 4872.8404 | 171.4596 | 5044.3 | 181.4906 | 5225.7906 | 352.9501 | 4872.8404 | 0 | 4872.8404 | 171.4596 | 5044.3 | 181.4906 | 5225.7906 | 352.9501 | 0
2010-12-19 | 24:00 | 4562.3449 | 150.3051 | 4712.65 | 172.5102 | 4885.1602 | 322.8153 | 4562.3449 | 0 | 4562.3449 | 150.3051 | 4712.65 | 172.5102 | 4885.1602 | 322.8153 | 0
2010-12-19 | 1:00 | 4392.4978 | 139.3222 | 4531.82 | 167.4387 | 4699.2587 | 306.761 | 4392.4978 | 0 | 4392.4978 | 139.3222 | 4531.82 | 167.4387 | 4699.2587 | 306.761 | 0
2010-12-19 | 2:00 | 4274.606 | 131.944 | 4406.55 | 163.853 | 4570.403 | 295.797 | 4274.606 | 0 | 4274.606 | 131.944 | 4406.55 | 163.853 | 4570.403 | 295.797 | 0
2010-12-19 | 3:00 | 4221.551 | 128.689 | 4350.24 | 162.2219 | 4512.4619 | 290.9109 | 4221.551 | 0 | 4221.551 | 128.689 | 4350.24 | 162.2219 | 4512.4619 | 290.9109 | 0
2010-12-19 | 4:00 | 4200.0203 | 127.3797 | 4327.4 | 161.5569 | 4488.9569 | 288.9365 | 4200.0203 | 0 | 4200.0203 | 127.3797 | 4327.4 | 161.5569 | 4488.9569 | 288.9365 | 0
2010-12-19 | 5:00 | 4354.2157 | 136.9043 | 4491.12 | 166.2802 | 4657.4002 | 303.1846 | 4354.2157 | 0 | 4354.2157 | 136.9043 | 4491.12 | 166.2802 | 4657.4002 | 303.1846 | 0
2010-12-19 | 6:00 | 4659.9547 | 156.8053 | 4816.76 | 175.374 | 4992.134 | 332.1793 | 4659.9547 | 0 | 4659.9547 | 156.8053 | 4816.76 | 175.374 | 4992.134 | 332.1793 | 0
2010-12-19 | 7:00 | 5117.2957 | 189.0943 | 5306.39 | 188.2934 | 5494.6834 | 377.3877 | 5117.2957 | 0 | 5117.2957 | 189.0943 | 5306.39 | 188.2934 | 5494.6834 | 377.3877 | 0
2010-12-19 | 8:00 | 5466.3587 | 215.7713 | 5682.13 | 197.5935 | 5879.7235 | 413.3648 | 5466.3587 | 0.0029682 | 5466.3558 | 215.771 | 5682.1268 | 197.5934 | 5879.7202 | 413.3645 | 0.00031132
2010-12-19 | 9:00 | 5434.3391 | 213.2509 | 5647.59 | 196.7609 | 5844.3509 | 410.0117 | 5434.3391 | 8.1981 | 5426.141 | 212.6079 | 5638.7489 | 196.547 | 5835.2959 | 409.155 | 0.85678
2010-12-19 | 10:00 | 5312.5689 | 203.8011 | 5516.37 | 193.5565 | 5709.9265 | 397.3576 | 5312.5689 | 15.4128 | 5297.1561 | 202.6203 | 5499.7764 | 193.1466 | 5692.923 | 395.7669 | 1.5907
2010-12-19 | 11:00 | 5194.2646 | 194.8254 | 5389.09 | 190.3861 | 5579.4761 | 385.2115 | 5194.2646 | 19.08 | 5175.1846 | 193.3967 | 5368.5813 | 189.8696 | 5558.4509 | 383.2663 | 1.9452
2010-12-19 | 12:00 | 5160.8437 | 192.3263 | 5353.17 | 189.4804 | 5542.6504 | 381.8067 | 5160.8437 | 14.8934 | 5145.9503 | 191.2179 | 5337.1682 | 189.0753 | 5526.2434 | 380.2932 | 1.5135
2010-12-19 | 13:00 | 5078.8652 | 186.2648 | 5265.13 | 187.2397 | 5452.3697 | 373.5044 | 5078.8652 | 15.2377 | 5063.6275 | 185.1488 | 5248.7763 | 186.8202 | 5435.5965 | 371.969 | 1.5354
2010-12-19 | 14:00 | 5124.4375 | 189.6225 | 5314.06 | 188.4886 | 5502.5486 | 378.111 | 5124.4375 | 35.1437 | 5089.2939 | 187.0305 | 5276.3244 | 187.5262 | 5463.8506 | 374.5567 | 3.5544
2010-12-19 | 15:00 | 5091.2553 | 187.1747 | 5278.43 | 187.58 | 5466.01 | 374.7547 | 5091.2553 | 15.9554 | 5075.2999 | 186.0033 | 5261.3032 | 187.1416 | 5448.4448 | 373.145 | 1.6098
2010-12-19 | 16:00 | 5120.1916 | 189.3084 | 5309.5 | 188.3726 | 5497.8726 | 377.6809 | 5120.1916 | 14.4411 | 5105.7506 | 188.242 | 5293.9926 | 187.9775 | 5481.97 | 376.2195 | 1.4615
2010-12-19 | 17:00 | 5354.4249 | 207.0251 | 5561.45 | 194.6647 | 5756.1147 | 401.6898 | 5354.4249 | 2.9051 | 5351.5198 | 206.8005 | 5558.3203 | 194.588 | 5752.9083 | 401.3885 | 0.30127
2010-12-19 | 18:00 | 5529.3567 | 220.7733 | 5750.13 | 199.2196 | 5949.3496 | 419.9929 | 5529.3567 | 0 | 5529.3567 | 220.7733 | 5750.13 | 199.2196 | 5949.3496 | 419.9929 | 0
2010-12-19 | 19:00 | 5474.811 | 216.439 | 5691.25 | 197.8126 | 5889.0626 | 414.2517 | 5474.811 | 0 | 5474.811 | 216.439 | 5691.25 | 197.8126 | 5889.0626 | 414.2517 | 0
2010-12-19 | 20:00 | 5388.6406 | 209.6794 | 5598.32 | 195.5653 | 5793.8853 | 405.2447 | 5388.6406 | 0 | 5388.6406 | 209.6794 | 5598.32 | 195.5653 | 5793.8853 | 405.2447 | 0
2010-12-19 | 21:00 | 5231.2689 | 197.6111 | 5428.88 | 191.3838 | 5620.2638 | 388.995 | 5231.2689 | 0 | 5231.2689 | 197.6111 | 5428.88 | 191.3838 | 5620.2638 | 388.995 | 0
2010-12-19 | 22:00 | 5054.8337 | 184.5063 | 5239.34 | 186.5778 | 5425.9178 | 371.084 | 5054.8337 | 0 | 5054.8337 | 184.5063 | 5239.34 | 186.5778 | 5425.9178 | 371.084 | 0
2010-12-19 | 23:00 | 4729.8739 | 161.5461 | 4891.42 | 177.4025 | 5068.8225 | 338.9486 | 4729.8739 | 0 | 4729.8739 | 161.5461 | 4891.42 | 177.4025 | 5068.8225 | 338.9486 | 0
2010-12-20 | 24:00 | 4433.7675 | 141.9525 | 4575.72 | 168.6813 | 4744.4013 | 310.6338 | 4433.7675 | 0 | 4433.7675 | 141.9525 | 4575.72 | 168.6813 | 4744.4013 | 310.6338 | 0
2010-12-20 | 1:00 | 4235.5275 | 129.5425 | 4365.07 | 162.6526 | 4527.7226 | 292.1951 | 4235.5275 | 0 | 4235.5275 | 129.5425 | 4365.07 | 162.6526 | 4527.7226 | 292.1951 | 0
2010-12-20 | 2:00 | 4129.7755 | 123.1545 | 4252.93 | 159.3749 | 4412.3049 | 282.5294 | 4129.7755 | 0 | 4129.7755 | 123.1545 | 4252.93 | 159.3749 | 4412.3049 | 282.5294 | 0
2010-12-20 | 3:00 | 4083.2262 | 120.3938 | 4203.62 | 157.9186 | 4361.5386 | 278.3124 | 4083.2262 | 0 | 4083.2262 | 120.3938 | 4203.62 | 157.9186 | 4361.5386 | 278.3124 | 0
2010-12-20 | 4:00 | 4076.4457 | 119.9943 | 4196.44 | 157.7057 | 4354.1457 | 277.7001 | 4076.4457 | 0 | 4076.4457 | 119.9943 | 4196.44 | 157.7057 | 4354.1457 | 277.7001 | 0
2010-12-20 | 5:00 | 4190.5445 | 126.8055 | 4317.35 | 161.2636 | 4478.6136 | 288.0692 | 4190.5445 | 0 | 4190.5445 | 126.8055 | 4317.35 | 161.2636 | 4478.6136 | 288.0692 | 0
2010-12-20 | 6:00 | 4483.317 | 145.143 | 4628.46 | 170.1644 | 4798.6244 | 315.3075 | 4483.317 | 0 | 4483.317 | 145.143 | 4628.46 | 170.1644 | 4798.6244 | 315.3075 | 0
2010-12-20 | 7:00 | 4946.3577 | 176.6723 | 5123.03 | 183.5614 | 5306.5914 | 360.2336 | 4946.3577 | 0 | 4946.3577 | 176.6723 | 5123.03 | 183.5614 | 5306.5914 | 360.2336 | 0
2010-12-20 | 8:00 | 5259.5002 | 199.7498 | 5459.25 | 192.1413 | 5651.3913 | 391.891 | 5259.5002 | 0 | 5259.5002 | 199.7498 | 5459.25 | 192.1413 | 5651.3913 | 391.891 | 0
2010-12-20 | 9:00 | 5259.9742 | 199.7858 | 5459.76 | 192.154 | 5651.914 | 391.9397 | 5259.9742 | 0.5428 | 5259.4314 | 199.7446 | 5459.176 | 192.1394 | 5651.3154 | 391.884 | 0.055763
2010-12-20 | 10:00 | 5219.3763 | 196.7137 | 5416.09 | 191.0638 | 5607.1538 | 387.7775 | 5219.3763 | 1.2057 | 5218.1706 | 196.6228 | 5414.7934 | 191.0313 | 5605.8247 | 387.6541 | 0.12336
2010-12-20 | 11:00 | 5187.7249 | 194.3351 | 5382.06 | 190.2092 | 5572.2692 | 384.5443 | 5187.7249 | 2.2231 | 5185.5018 | 194.1686 | 5379.6704 | 190.1491 | 5569.8195 | 384.3176 | 0.22669
2010-12-20 | 12:00 | 5041.8597 | 183.5603 | 5225.42 | 186.2194 | 5411.6394 | 369.7798 | 5041.8597 | 2.4849 | 5039.3748 | 183.3794 | 5222.7542 | 186.1507 | 5408.905 | 369.5302 | 0.24959
2010-12-20 | 13:00 | 4915.6916 | 174.4884 | 5090.18 | 182.7002 | 5272.8802 | 357.1886 | 4915.6916 | 2.5286 | 4913.1629 | 174.3089 | 5087.4719 | 182.629 | 5270.1009 | 356.9379 | 0.25065
2010-12-20 | 14:00 | 4879.3893 | 171.9207 | 5051.31 | 181.6759 | 5232.9859 | 353.5966 | 4879.3893 | 2.1611 | 4877.2281 | 171.7685 | 5048.9966 | 181.6147 | 5230.6114 | 353.3832 | 0.2134
2010-12-20 | 15:00 | 4843.5365 | 169.4035 | 5012.94 | 180.6592 | 5193.5992 | 350.0627 | 4843.5365 | 1.5184 | 4842.0181 | 169.2973 | 5011.3154 | 180.616 | 5191.9314 | 349.9134 | 0.14937
2010-12-20 | 16:00 | 4910.7054 | 174.1346 | 5084.84 | 182.5598 | 5267.3998 | 356.6944 | 4910.7054 | 0.55439 | 4910.151 | 174.0953 | 5084.2463 | 182.5442 | 5266.7905 | 356.6395 | 0.05493
2010-12-20 | 17:00 | 5111.7643 | 188.6857 | 5300.45 | 188.1421 | 5488.5921 | 376.8278 | 5111.7643 | 2.7959 | 5108.9684 | 188.4793 | 5297.4477 | 188.0656 | 5485.5133 | 376.5449 | 0.28288
2010-12-20 | 18:00 | 5286.1879 | 201.7821 | 5487.97 | 192.8544 | 5680.8244 | 394.6364 | 5286.1879 | 0 | 5286.1879 | 201.7821 | 5487.97 | 192.8544 | 5680.8244 | 394.6364 | 0
2010-12-20 | 19:00 | 5199.5295 | 195.2205 | 5394.75 | 190.5284 | 5585.2784 | 385.7489 | 5199.5295 | 0 | 5199.5295 | 195.2205 | 5394.75 | 190.5284 | 5585.2784 | 385.7489 | 0
2010-12-20 | 20:00 | 5102.4605 | 187.9995 | 5290.46 | 187.8873 | 5478.3473 | 375.8868 | 5102.4605 | 0 | 5102.4605 | 187.9995 | 5290.46 | 187.8873 | 5478.3473 | 375.8868 | 0
2010-12-20 | 21:00 | 4980.1552 | 179.0948 | 5159.25 | 184.5062 | 5343.7562 | 363.601 | 4980.1552 | 0 | 4980.1552 | 179.0948 | 5159.25 | 184.5062 | 5343.7562 | 363.601 | 0
2010-12-20 | 22:00 | 4822.3736 | 167.9264 | 4990.3 | 180.0567 | 5170.3567 | 347.9831 | 4822.3736 | 0 | 4822.3736 | 167.9264 | 4990.3 | 180.0567 | 5170.3567 | 347.9831 | 0
2010-12-20 | 23:00 | 4544.583 | 149.137 | 4693.72 | 171.9851 | 4865.7051 | 321.1221 | 4544.583 | 0 | 4544.583 | 149.137 | 4693.72 | 171.9851 | 4865.7051 | 321.1221 | 0
2010-12-21 | 24:00 | 4288.6101 | 132.8099 | 4421.42 | 164.2817 | 4585.7017 | 297.0917 | 4288.6101 | 0 | 4288.6101 | 132.8099 | 4421.42 | 164.2817 | 4585.7017 | 297.0917 | 0
2010-12-21 | 1:00 | 3948.7743 | 112.5957 | 4061.37 | 153.6659 | 4215.0359 | 266.2616 | 3948.7743 | 0 | 3948.7743 | 112.5957 | 4061.37 | 153.6659 | 4215.0359 | 266.2616 | 0
2010-12-21 | 2:00 | 3843.2516 | 106.6584 | 3949.91 | 150.2803 | 4100.1903 | 256.9387 | 3843.2516 | 0 | 3843.2516 | 106.6584 | 3949.91 | 150.2803 | 4100.1903 | 256.9387 | 0
2010-12-21 | 3:00 | 3780.3731 | 103.1969 | 3883.57 | 148.2429 | 4031.8129 | 251.4398 | 3780.3731 | 0 | 3780.3731 | 103.1969 | 3883.57 | 148.2429 | 4031.8129 | 251.4398 | 0
2010-12-21 | 4:00 | 3773.1093 | 102.8007 | 3875.91 | 148.0066 | 4023.9166 | 250.8073 | 3773.1093 | 0 | 3773.1093 | 102.8007 | 3875.91 | 148.0066 | 4023.9166 | 250.8073 | 0
2010-12-21 | 5:00 | 3802.4256 | 104.4044 | 3906.83 | 148.9591 | 4055.7891 | 253.3635 | 3802.4256 | 0 | 3802.4256 | 104.4044 | 3906.83 | 148.9591 | 4055.7891 | 253.3635 | 0
2010-12-21 | 6:00 | 3916.2892 | 110.7508 | 4027.04 | 152.6281 | 4179.6681 | 263.3789 | 3916.2892 | 0 | 3916.2892 | 110.7508 | 4027.04 | 152.6281 | 4179.6681 | 263.3789 | 0
2010-12-21 | 7:00 | 4083.4245 | 120.4055 | 4203.83 | 157.9248 | 4361.7548 | 278.3303 | 4083.4245 | 0 | 4083.4245 | 120.4055 | 4203.83 | 157.9248 | 4361.7548 | 278.3303 | 0
2010-12-21 | 8:00 | 4273.3439 | 131.8661 | 4405.21 | 163.8143 | 4569.0243 | 295.6804 | 4273.3439 | 0 | 4273.3439 | 131.8661 | 4405.21 | 163.8143 | 4569.0243 | 295.6804 | 0
2010-12-21 | 9:00 | 4369.1546 | 137.8454 | 4507 | 166.733 | 4673.733 | 304.5784 | 4369.1546 | 0.13512 | 4369.0195 | 137.8368 | 4506.8564 | 166.7289 | 4673.5853 | 304.5657 | 0.012617
2010-12-21 | 10:00 | 4333.5332 | 135.6068 | 4469.14 | 165.652 | 4634.792 | 301.2588 | 4333.5332 | 1.1831 | 4332.3501 | 135.5328 | 4467.8829 | 165.616 | 4633.4989 | 301.1488 | 0.11002
2010-12-21 | 11:00 | 4194.7027 | 127.0573 | 4321.76 | 161.3923 | 4483.1523 | 288.4497 | 4194.7027 | 2.1892 | 4192.5135 | 126.9247 | 4319.4382 | 161.3246 | 4480.7628 | 288.2493 | 0.20035
2010-12-21 | 12:00 | 4068.5028 | 119.5272 | 4188.03 | 157.4562 | 4345.4862 | 276.9834 | 4068.5028 | 2.5685 | 4065.9343 | 119.3763 | 4185.3106 | 157.3755 | 4342.6861 | 276.7518 | 0.23162
2010-12-21 | 13:00 | 3971.9204 | 113.9196 | 4085.84 | 154.4029 | 4240.2429 | 268.3225 | 3971.9204 | 2.527 | 3969.3934 | 113.7747 | 4083.1681 | 154.3225 | 4237.4906 | 268.0972 | 0.22527
2010-12-21 | 14:00 | 3966.8983 | 113.6317 | 4080.53 | 154.2431 | 4234.7731 | 267.8748 | 3966.8983 | 2.5322 | 3964.3661 | 113.4867 | 4077.8528 | 154.1626 | 4232.0153 | 267.6492 | 0.2256
2010-12-21 | 15:00 | 4063.9219 | 119.2581 | 4183.18 | 157.3122 | 4340.4922 | 276.5703 | 4063.9219 | 3.7569 | 4060.165 | 119.0377 | 4179.2027 | 157.194 | 4336.3968 | 276.2318 | 0.33857
2010-12-21 | 16:00 | 4150.7041 | 124.4059 | 4275.11 | 160.0269 | 4435.1369 | 284.4328 | 4150.7041 | 4.3061 | 4146.398 | 124.1479 | 4270.5459 | 159.8929 | 4430.4389 | 284.0408 | 0.39202
2010-12-21 | 17:00 | 4392.6576 | 139.3324 | 4531.99 | 167.4436 | 4699.4336 | 306.7759 | 4392.6576 | 2.7503 | 4389.9074 | 139.158 | 4529.0653 | 167.3605 | 4696.4258 | 306.5185 | 0.25746
2010-12-21 | 18:00 | 4596.0274 | 152.5326 | 4748.56 | 173.5027 | 4922.0627 | 326.0352 | 4596.0274 | 0 | 4596.0274 | 152.5326 | 4748.56 | 173.5027 | 4922.0627 | 326.0352 | 0
2010-12-21 | 19:00 | 4551.0859 | 149.5641 | 4700.65 | 172.1775 | 4872.8275 | 321.7416 | 4551.0859 | 0 | 4551.0859 | 149.5641 | 4700.65 | 172.1775 | 4872.8275 | 321.7416 | 0
2010-12-21 | 20:00 | 4495.8635 | 145.9565 | 4641.82 | 170.5385 | 4812.3585 | 316.495 | 4495.8635 | 0 | 4495.8635 | 145.9565 | 4641.82 | 170.5385 | 4812.3585 | 316.495 | 0
2010-12-21 | 21:00 | 4390.3067 | 139.1833 | 4529.49 | 167.3726 | 4696.8626 | 306.5559 | 4390.3067 | 0 | 4390.3067 | 139.1833 | 4529.49 | 167.3726 | 4696.8626 | 306.5559 | 0
2010-12-21 | 22:00 | 4264.113 | 131.297 | 4395.41 | 163.5313 | 4558.9413 | 294.8283 | 4264.113 | 0 | 4264.113 | 131.297 | 4395.41 | 163.5313 | 4558.9413 | 294.8283 | 0
2010-12-21 | 23:00 | 4073.2913 | 119.8087 | 4193.1 | 157.6067 | 4350.7067 | 277.4154 | 4073.2913 | 0 | 4073.2913 | 119.8087 | 4193.1 | 157.6067 | 4350.7067 | 277.4154 | 0
2010-12-22 | 24:00 | 3841.7073 | 106.5727 | 3948.28 | 150.2304 | 4098.5104 | 256.8031 | 3841.7073 | 0 | 3841.7073 | 106.5727 | 3948.28 | 150.2304 | 4098.5104 | 256.8031 | 0
2010-12-22 | 1:00 | 3800.6434 | 104.3066 | 3904.95 | 148.9013 | 4053.8513 | 253.2079 | 3800.6434 | 0 | 3800.6434 | 104.3066 | 3904.95 | 148.9013 | 4053.8513 | 253.2079 | 0
2010-12-22 | 2:00 | 3689.0014 | 98.2686 | 3787.27 | 145.2559 | 3932.5259 | 243.5245 | 3689.0014 | 0 | 3689.0014 | 98.2686 | 3787.27 | 145.2559 | 3932.5259 | 243.5245 | 0
2010-12-22 | 3:00 | 3652.7815 | 96.3485 | 3749.13 | 144.0631 | 3893.1931 | 240.4116 | 3652.7815 | 0 | 3652.7815 | 96.3485 | 3749.13 | 144.0631 | 3893.1931 | 240.4116 | 0
2010-12-22 | 4:00 | 3632.2705 | 95.2695 | 3727.54 | 143.3855 | 3870.9255 | 238.655 | 3632.2705 | 0 | 3632.2705 | 95.2695 | 3727.54 | 143.3855 | 3870.9255 | 238.655 | 0
2010-12-22 | 5:00 | 3653.095 | 96.365 | 3749.46 | 144.0735 | 3893.5335 | 240.4385 | 3653.095 | 0 | 3653.095 | 96.365 | 3749.46 | 144.0735 | 3893.5335 | 240.4385 | 0
2010-12-22 | 6:00 | 3749.7957 | 101.5343 | 3851.33 | 147.2468 | 3998.5768 | 248.781 | 3749.7957 | 0 | 3749.7957 | 101.5343 | 3851.33 | 147.2468 | 3998.5768 | 248.781 | 0
2010-12-22 | 7:00 | 3903.6433 | 110.0367 | 4013.68 | 152.223 | 4165.903 | 262.2597 | 3903.6433 | 0 | 3903.6433 | 110.0367 | 4013.68 | 152.223 | 4165.903 | 262.2597 | 0
2010-12-22 | 8:00 | 4076.729 | 120.011 | 4196.74 | 157.7146 | 4354.4546 | 277.7256 | 4076.729 | 0 | 4076.729 | 120.011 | 4196.74 | 157.7146 | 4354.4546 | 277.7256 | 0
2010-12-22 | 9:00 | 4109.9171 | 121.9729 | 4231.89 | 158.7546 | 4390.6446 | 280.7275 | 4109.9171 | 0.12954 | 4109.7875 | 121.9652 | 4231.7528 | 158.7506 | 4390.5033 | 280.7158 | 0.01174
2010-12-22 | 10:00 | 4111.7578 | 122.0822 | 4233.84 | 158.8122 | 4392.6522 | 280.8944 | 4111.7578 | 4.2937 | 4107.4641 | 121.8274 | 4229.2915 | 158.6779 | 4387.9694 | 280.5053 | 0.38911
2010-12-22 | 11:00 | 4025.2696 | 117.0004 | 4142.27 | 156.0938 | 4298.3638 | 273.0942 | 4025.2696 | 5.2345 | 4020.0352 | 116.6963 | 4136.7314 | 155.9284 | 4292.6598 | 272.6247 | 0.46953
2010-12-22 | 12:00 | 3929.3588 | 111.4912 | 4040.85 | 153.0461 | 4193.8961 | 264.5373 | 3929.3588 | 2.4003 | 3926.9585 | 111.3551 | 4038.3135 | 152.9694 | 4191.2829 | 264.3244 | 0.21289
2010-12-22 | 13:00 | 3840.2483 | 106.4917 | 3946.74 | 150.1833 | 4096.9233 | 256.675 | 3840.2483 | 6.9752 | 3833.2731 | 106.1052 | 3939.3783 | 149.9579 | 4089.3362 | 256.0632 | 0.61185
2010-12-22 | 14:00 | 3833.54 | 106.12 | 3939.66 | 149.9666 | 4089.6266 | 256.0866 | 3833.54 | 4.0772 | 3829.4628 | 105.8944 | 3935.3572 | 149.8348 | 4085.192 | 255.7292 | 0.35741
2010-12-22 | 15:00 | 3933.4277 | 111.7223 | 4045.15 | 153.1761 | 4198.3261 | 264.8984 | 3933.4277 | 1.6061 | 3931.8216 | 111.631 | 4043.4526 | 153.1248 | 4196.5774 | 264.7558 | 0.14253
2010-12-22 | 16:00 | 4134.6544 | 123.4456 | 4258.1 | 159.527 | 4417.627 | 282.9727 | 4134.6544 | 7.6198 | 4127.0345 | 122.9911 | 4250.0256 | 159.2894 | 4409.3149 | 282.2804 | 0.69227
2010-12-22 | 17:00 | 4445.27 | 142.69 | 4587.96 | 169.0264 | 4756.9864 | 311.7165 | 4445.27 | 2.6134 | 4442.6565 | 142.5223 | 4585.1788 | 168.9481 | 4754.1269 | 311.4704 | 0.2461
2010-12-22 | 18:00 | 4734.9846 | 161.8954 | 4896.88 | 177.5501 | 5074.4301 | 339.4455 | 4734.9846 | 0 | 4734.9846 | 161.8954 | 4896.88 | 177.5501 | 5074.4301 | 339.4455 | 0
2010-12-22 | 19:00 | 4715.6164 | 160.5736 | 4876.19 | 176.9905 | 5053.1805 | 337.5641 | 4715.6164 | 0 | 4715.6164 | 160.5736 | 4876.19 | 176.9905 | 5053.1805 | 337.5641 | 0
2010-12-22 | 20:00 | 4668.6397 | 157.3903 | 4826.03 | 175.627 | 5001.657 | 333.0174 | 4668.6397 | 0 | 4668.6397 | 157.3903 | 4826.03 | 175.627 | 5001.657 | 333.0174 | 0
2010-12-22 | 21:00 | 4558.5264 | 150.0536 | 4708.58 | 172.3974 | 4880.9774 | 322.451 | 4558.5264 | 0 | 4558.5264 | 150.0536 | 4708.58 | 172.3974 | 4880.9774 | 322.451 | 0
2010-12-22 | 22:00 | 4407.3726 | 140.2674 | 4547.64 | 167.8873 | 4715.5273 | 308.1548 | 4407.3726 | 0 | 4407.3726 | 140.2674 | 4547.64 | 167.8873 | 4715.5273 | 308.1548 | 0
2010-12-22 | 23:00 | 4174.4468 | 125.8332 | 4300.28 | 160.7647 | 4461.0447 | 286.5979 | 4174.4468 | 0 | 4174.4468 | 125.8332 | 4300.28 | 160.7647 | 4461.0447 | 286.5979 | 0
2010-12-23 | 24:00 | 3947.6012 | 112.5288 | 4060.13 | 153.6285 | 4213.7585 | 266.1573 | 3947.6012 | 0 | 3947.6012 | 112.5288 | 4060.13 | 153.6285 | 4213.7585 | 266.1573 | 0
2010-12-23 | 1:00 | 3796.112 | 104.058 | 3900.17 | 148.7543 | 4048.9243 | 252.8122 | 3796.112 | 0 | 3796.112 | 104.058 | 3900.17 | 148.7543 | 4048.9243 | 252.8122 | 0
2010-12-23 | 2:00 | 3712.7235 | 99.5365 | 3812.26 | 146.0344 | 3958.2944 | 245.5709 | 3712.7235 | 0 | 3712.7235 | 99.5365 | 3812.26 | 146.0344 | 3958.2944 | 245.5709 | 0
2010-12-23 | 3:00 | 3697.1184 | 98.7016 | 3795.82 | 145.5225 | 3941.3425 | 244.2241 | 3697.1184 | 0 | 3697.1184 | 98.7016 | 3795.82 | 145.5225 | 3941.3425 | 244.2241 | 0
2010-12-23 | 4:00 | 3721.8533 | 100.0267 | 3821.88 | 146.3334 | 3968.2134 | 246.3601 | 3721.8533 | 0 | 3721.8533 | 100.0267 | 3821.88 | 146.3334 | 3968.2134 | 246.3601 | 0
2010-12-23 | 5:00 | 3844.7011 | 106.7389 | 3951.44 | 150.3271 | 4101.7671 | 257.0659 | 3844.7011 | 0 | 3844.7011 | 106.7389 | 3951.44 | 150.3271 | 4101.7671 | 257.0659 | 0
2010-12-23 | 6:00 | 4111.9749 | 122.0951 | 4234.07 | 158.819 | 4392.889 | 280.9141 | 4111.9749 | 0 | 4111.9749 | 122.0951 | 4234.07 | 158.819 | 4392.889 | 280.9141 | 0
2010-12-23 | 7:00 | 4470.618 | 144.322 | 4614.94 | 169.7852 | 4784.7252 | 314.1072 | 4470.618 | 0 | 4470.618 | 144.322 | 4614.94 | 169.7852 | 4784.7252 | 314.1072 | 0
2010-12-23 | 8:00 | 4776.5217 | 164.7483 | 4941.27 | 178.7452 | 5120.0152 | 343.4935 | 4776.5217 | 0 | 4776.5217 | 164.7483 | 4941.27 | 178.7452 | 5120.0152 | 343.4935 | 0
2010-12-23 | 9:00 | 4850.2374 | 169.8726 | 5020.11 | 180.8496 | 5200.9596 | 350.7222 | 4850.2374 | 5.6063 | 4844.6311 | 169.4801 | 5014.1112 | 180.6903 | 5194.8015 | 350.1704 | 0.55177
2010-12-23 | 10:00 | 4840.4802 | 169.1898 | 5009.67 | 180.5723 | 5190.2423 | 349.7621 | 4840.4802 | 3.1526 | 4837.3276 | 168.9695 | 5006.2971 | 180.4826 | 5186.7797 | 349.4521 | 0.31
2010-12-23 | 11:00 | 4762.8346 | 163.8054 | 4926.64 | 178.3521 | 5104.9921 | 342.1576 | 4762.8346 | 2.1722 | 4760.6624 | 163.6561 | 4924.3184 | 178.2897 | 5102.6081 | 341.9458 | 0.21183
2010-12-23 | 12:00 | 4613.1395 | 153.6705 | 4766.81 | 174.0051 | 4940.8151 | 327.6757 | 4613.1395 | 2.4306 | 4610.7089 | 153.5086 | 4764.2175 | 173.9338 | 4938.1513 | 327.4425 | 0.2332
2010-12-23 | 13:00 | 4552.5778 | 149.6622 | 4702.24 | 172.2216 | 4874.4616 | 321.8838 | 4552.5778 | 2.4707 | 4550.1071 | 149.4998 | 4699.6069 | 172.1486 | 4871.7555 | 321.6484 | 0.23546
2010-12-23 | 14:00 | 4643.8 | 155.72 | 4799.52 | 174.9026 | 4974.4226 | 330.6226 | 4643.8 | 2.165 | 4641.635 | 155.5748 | 4797.2098 | 174.8394 | 4972.0492 | 330.4142 | 0.20842
2010-12-23 | 15:00 | 4707.2272 | 160.0028 | 4867.23 | 176.7476 | 5043.9776 | 336.7504 | 4707.2272 | 2.6704 | 4704.5568 | 159.8213 | 4864.3782 | 176.6702 | 5041.0484 | 336.4916 | 0.25884
2010-12-23 | 16:00 | 4753.7208 | 163.1792 | 4916.9 | 178.09 | 5094.99 | 341.2692 | 4753.7208 | 1.5541 | 4752.1668 | 163.0725 | 4915.2392 | 178.0453 | 5093.2845 | 341.1178 | 0.15141
2010-12-23 | 17:00 | 4953.3667 | 177.1733 | 5130.54 | 183.7577 | 5314.2977 | 360.931 | 4953.3667 | 2.5901 | 4950.7766 | 176.9881 | 5127.7647 | 183.6851 | 5311.4498 | 360.6732 | 0.25776
2010-12-23 | 18:00 | 5116.3366 | 189.0234 | 5305.36 | 188.2672 | 5493.6272 | 377.2906 | 5116.3366 | 0 | 5116.3366 | 189.0234 | 5305.36 | 188.2672 | 5493.6272 | 377.2906 | 0
2010-12-23 | 19:00 | 5026.6458 | 182.4542 | 5209.1 | 185.7984 | 5394.8984 | 368.2526 | 5026.6458 | 0 | 5026.6458 | 182.4542 | 5209.1 | 185.7984 | 5394.8984 | 368.2526 | 0
2010-12-23 | 20:00 | 4926.4939 | 175.2561 | 5101.75 | 183.0039 | 5284.7539 | 358.2601 | 4926.4939 | 0 | 4926.4939 | 175.2561 | 5101.75 | 183.0039 | 5284.7539 | 358.2601 | 0
2010-12-23 | 21:00 | 4777.5227 | 164.8173 | 4942.34 | 178.7739 | 5121.1139 | 343.5913 | 4777.5227 | 0 | 4777.5227 | 164.8173 | 4942.34 | 178.7739 | 5121.1139 | 343.5913 | 0
2010-12-23 | 22:00 | 4631.5786 | 154.9014 | 4786.48 | 174.5453 | 4961.0253 | 329.4468 | 4631.5786 | 0 | 4631.5786 | 154.9014 | 4786.48 | 174.5453 | 4961.0253 | 329.4468 | 0
2010-12-23 | 23:00 | 4382.614 | 138.696 | 4521.31 | 167.1402 | 4688.4502 | 305.8361 | 4382.614 | 0 | 4382.614 | 138.696 | 4521.31 | 167.1402 | 4688.4502 | 305.8361 | 0
2010-12-24 | 24:00 | 4107.2739 | 121.8161 | 4229.09 | 158.6719 | 4387.7619 | 280.488 | 4107.2739 | 0 | 4107.2739 | 121.8161 | 4229.09 | 158.6719 | 4387.7619 | 280.488 | 0
2010-12-24 | 1:00 | 3887.1984 | 109.1116 | 3996.31 | 151.6954 | 4148.0054 | 260.8069 | 3887.1984 | 0 | 3887.1984 | 109.1116 | 3996.31 | 151.6954 | 4148.0054 | 260.8069 | 0
2010-12-24 | 2:00 | 3795.8561 | 104.0439 | 3899.9 | 148.746 | 4048.646 | 252.7899 | 3795.8561 | 0 | 3795.8561 | 104.0439 | 3899.9 | 148.746 | 4048.646 | 252.7899 | 0
2010-12-24 | 3:00 | 3673.6192 | 97.4508 | 3771.07 | 144.7499 | 3915.8199 | 242.2008 | 3673.6192 | 0 | 3673.6192 | 97.4508 | 3771.07 | 144.7499 | 3915.8199 | 242.2008 | 0
2010-12-24 | 4:00 | 3693.9097 | 98.5303 | 3792.44 | 145.4171 | 3937.8571 | 243.9474 | 3693.9097 | 0 | 3693.9097 | 98.5303 | 3792.44 | 145.4171 | 3937.8571 | 243.9474 | 0
2010-12-24 | 5:00 | 3738.8288 | 100.9412 | 3839.77 | 146.8887 | 3986.6587 | 247.8299 | 3738.8288 | 0 | 3738.8288 | 100.9412 | 3839.77 | 146.8887 | 3986.6587 | 247.8299 | 0
2010-12-24 | 6:00 | 3897.168 | 109.672 | 4006.84 | 152.0154 | 4158.8554 | 261.6873 | 3897.168 | 0 | 3897.168 | 109.672 | 4006.84 | 152.0154 | 4158.8554 | 261.6873 | 0
2010-12-24 | 7:00 | 4131.8517 | 123.2783 | 4255.13 | 159.4396 | 4414.5696 | 282.718 | 4131.8517 | 0 | 4131.8517 | 123.2783 | 4255.13 | 159.4396 | 4414.5696 | 282.718 | 0
2010-12-24 | 8:00 | 4352.8514 | 136.8186 | 4489.67 | 166.2388 | 4655.9088 | 303.0574 | 4352.8514 | 0.0032571 | 4352.8482 | 136.8184 | 4489.6665 | 166.2387 | 4655.9053 | 303.0571 | 0.00030358
2010-12-24 | 9:00 | 4443.2402 | 142.5598 | 4585.8 | 168.9656 | 4754.7656 | 311.5253 | 4443.2402 | 8.8464 | 4434.3939 | 141.9927 | 4576.3865 | 168.7001 | 4745.0866 | 310.6928 | 0.83257
2010-12-24 | 10:00 | 4448.352 | 142.888 | 4591.24 | 169.1188 | 4760.3588 | 312.0068 | 4448.352 | 18.198 | 4430.154 | 141.7213 | 4571.8753 | 168.5728 | 4740.4481 | 310.294 | 1.7128
2010-12-24 | 11:00 | 4458.2175 | 143.5225 | 4601.74 | 169.4143 | 4771.1543 | 312.9368 | 4458.2175 | 3.537 | 4454.6805 | 143.2948 | 4597.9754 | 169.3084 | 4767.2838 | 312.6032 | 0.33354
2010-12-24 | 12:00 | 4423.2219 | 141.2781 | 4564.5 | 168.3644 | 4732.8644 | 309.6425 | 4423.2219 | 23.1228 | 4400.0991 | 139.8049 | 4539.904 | 167.6681 | 4707.572 | 307.4729 | 2.1695
2010-12-24 | 13:00 | 4374.3186 | 138.1714 | 4512.49 | 166.8893 | 4679.3793 | 305.0607 | 4374.3186 | 11.7397 | 4362.5789 | 137.4308 | 4500.0096 | 166.5338 | 4666.5434 | 303.9646 | 1.0961
2010-12-24 | 14:00 | 4349.4831 | 136.6069 | 4486.09 | 166.1366 | 4652.2266 | 302.7435 | 4349.4831 | 8.2193 | 4341.2638 | 136.0911 | 4477.3549 | 165.887 | 4643.2419 | 301.9781 | 0.76543
2010-12-24 | 15:00 | 4335.2271 | 135.7129 | 4470.94 | 165.7035 | 4636.6435 | 301.4164 | 4335.2271 | 8.4223 | 4326.8048 | 135.1861 | 4461.9909 | 165.4473 | 4627.4382 | 300.6333 | 0.78305
2010-12-24 | 16:00 | 4333.5896 | 135.6104 | 4469.2 | 165.6537 | 4634.8537 | 301.2641 | 4333.5896 | 4.313 | 4329.2766 | 135.3406 | 4464.6172 | 165.5225 | 4630.1397 | 300.8631 | 0.40101
2010-12-24 | 17:00 | 4444.6404 | 142.6496 | 4587.29 | 169.0076 | 4756.2976 | 311.6572 | 4444.6404 | 2.9065 | 4441.7339 | 142.4631 | 4584.197 | 168.9204 | 4753.1174 | 311.3835 | 0.27368
2010-12-24 | 18:00 | 4509.0932 | 146.8168 | 4655.91 | 170.9322 | 4826.8422 | 317.749 | 4509.0932 | 0 | 4509.0932 | 146.8168 | 4655.91 | 170.9322 | 4826.8422 | 317.749 | 0
2010-12-24 | 19:00 | 4388.6328 | 139.0772 | 4527.71 | 167.322 | 4695.032 | 306.3992 | 4388.6328 | 0 | 4388.6328 | 139.0772 | 4527.71 | 167.322 | 4695.032 | 306.3992 | 0
2010-12-24 | 20:00 | 4274.0974 | 131.9126 | 4406.01 | 163.8374 | 4569.8474 | 295.75 | 4274.0974 | 0 | 4274.0974 | 131.9126 | 4406.01 | 163.8374 | 4569.8474 | 295.75 | 0
2010-12-24 | 21:00 | 4213.6993 | 128.2107 | 4341.91 | 161.9796 | 4503.8896 | 290.1903 | 4213.6993 | 0 | 4213.6993 | 128.2107 | 4341.91 | 161.9796 | 4503.8896 | 290.1903 | 0
2010-12-24 | 22:00 | 4134.56 | 123.44 | 4258 | 159.5241 | 4417.5241 | 282.9641 | 4134.56 | 0 | 4134.56 | 123.44 | 4258 | 159.5241 | 4417.5241 | 282.9641 | 0
2010-12-24 | 23:00 | 4000.155 | 115.545 | 4115.7 | 155.2991 | 4270.9991 | 270.8441 | 4000.155 | 0 | 4000.155 | 115.545 | 4115.7 | 155.2991 | 4270.9991 | 270.8441 | 0
2010-12-25 | 24:00 | 3808.2268 | 104.7232 | 3912.95 | 149.1472 | 4062.0972 | 253.8705 | 3808.2268 | 0 | 3808.2268 | 104.7232 | 3912.95 | 149.1472 | 4062.0972 | 253.8705 | 0
2010-12-25 | 1:00 | 3650.7773 | 96.2427 | 3747.02 | 143.997 | 3891.017 | 240.2398 | 3650.7773 | 0 | 3650.7773 | 96.2427 | 3747.02 | 143.997 | 3891.017 | 240.2398 | 0
2010-12-25 | 2:00 | 3548.0094 | 90.9006 | 3638.91 | 140.5855 | 3779.4955 | 231.4861 | 3548.0094 | 0 | 3548.0094 | 90.9006 | 3638.91 | 140.5855 | 3779.4955 | 231.4861 | 0
2010-12-25 | 3:00 | 3492.0444 | 88.0556 | 3580.1 | 138.7111 | 3718.8111 | 226.7667 | 3492.0444 | 0 | 3492.0444 | 88.0556 | 3580.1 | 138.7111 | 3718.8111 | 226.7667 | 0
2010-12-25 | 4:00 | 3497.2326 | 88.3174 | 3585.55 | 138.8853 | 3724.4353 | 227.2028 | 3497.2326 | 0 | 3497.2326 | 88.3174 | 3585.55 | 138.8853 | 3724.4353 | 227.2028 | 0
2010-12-25 | 5:00 | 3520.9125 | 89.5175 | 3610.43 | 139.6794 | 3750.1094 | 229.1969 | 3520.9125 | 0 | 3520.9125 | 89.5175 | 3610.43 | 139.6794 | 3750.1094 | 229.1969 | 0
2010-12-25 | 6:00 | 3606.7638 | 93.9362 | 3700.7 | 142.5407 | 3843.2407 | 236.4769 | 3606.7638 | 0 | 3606.7638 | 93.9362 | 3700.7 | 142.5407 | 3843.2407 | 236.4769 | 0
2010-12-25 | 7:00 | 3742.9274 | 101.1626 | 3844.09 | 147.0226 | 3991.1126 | 248.1852 | 3742.9274 | 0 | 3742.9274 | 101.1626 | 3844.09 | 147.0226 | 3991.1126 | 248.1852 | 0
2010-12-25 | 8:00 | 3906.1518 | 110.1782 | 4016.33 | 152.3034 | 4168.6334 | 262.4816 | 3906.1518 | 0 | 3906.1518 | 110.1782 | 4016.33 | 152.3034 | 4168.6334 | 262.4816 | 0
2010-12-25 | 9:00 | 4016.5462 | 116.4938 | 4133.04 | 155.8181 | 4288.8581 | 272.3119 | 4016.5462 | 4.8996 | 4011.6465 | 116.2098 | 4127.8563 | 155.6631 | 4283.5194 | 271.8728 | 0.43905
2010-12-25 | 10:00 | 4113.202 | 122.168 | 4235.37 | 158.8573 | 4394.2273 | 281.0253 | 4113.202 | 2.6207 | 4110.5813 | 122.0124 | 4232.5936 | 158.7754 | 4391.369 | 280.7877 | 0.23757
2010-12-25 | 11:00 | 4166.7692 | 125.3708 | 4292.14 | 160.5264 | 4452.6664 | 285.8971 | 4166.7692 | 2.3252 | 4164.4441 | 125.2309 | 4289.675 | 160.4541 | 4450.1291 | 285.685 | 0.2121
2010-12-25 | 12:00 | 4110.5778 | 122.0122 | 4232.59 | 158.7753 | 4391.3653 | 280.7874 | 4110.5778 | 2.5105 | 4108.0673 | 121.8632 | 4229.9305 | 158.6968 | 4388.6272 | 280.5599 | 0.22751
2010-12-25 | 13:00 | 4008.7292 | 116.0408 | 4124.77 | 155.5707 | 4280.3407 | 271.6115 | 4008.7292 | 2.5594 | 4006.1697 | 115.8927 | 4122.0624 | 155.4897 | 4277.5521 | 271.3824 | 0.22917
2010-12-25 | 14:00 | 3997.1581 | 115.3719 | 4112.53 | 155.2041 | 4267.7341 | 270.576 | 3997.1581 | 2.2304 | 3994.9277 | 115.2432 | 4110.1708 | 155.1334 | 4265.3043 | 270.3766 | 0.19944
2010-12-25 | 15:00 | 4001.3651 | 115.6149 | 4116.98 | 155.3375 | 4272.3175 | 270.9524 | 4001.3651 | 12.4176 | 3988.9475 | 114.8984 | 4103.8459 | 154.9437 | 4258.7896 | 269.8421 | 1.1102
2010-12-25 | 16:00 | 4044.5558 | 118.1242 | 4162.68 | 156.7025 | 4319.3825 | 274.8267 | 4044.5558 | 18.228 | 4026.3278 | 117.0619 | 4143.3897 | 156.1273 | 4299.517 | 273.1892 | 1.6375
2010-12-25 | 17:00 | 4179.9357 | 126.1643 | 4306.1 | 160.9349 | 4467.0349 | 287.0992 | 4179.9357 | 2.9453 | 4176.9904 | 125.9866 | 4302.977 | 160.8436 | 4463.8206 | 286.8302 | 0.26907
2010-12-25 | 18:00 | 4324.818 | 135.062 | 4459.88 | 165.3868 | 4625.2668 | 300.4487 | 4324.818 | 0 | 4324.818 | 135.062 | 4459.88 | 165.3868 | 4625.2668 | 300.4487 | 0
2010-12-25 | 19:00 | 4292.7251 | 133.0649 | 4425.79 | 164.4076 | 4590.1976 | 297.4725 | 4292.7251 | 0 | 4292.7251 | 133.0649 | 4425.79 | 164.4076 | 4590.1976 | 297.4725 | 0
2010-12-25 | 20:00 | 4250.0949 | 130.4351 | 4380.53 | 163.1008 | 4543.6308 | 293.5359 | 4250.0949 | 0 | 4250.0949 | 130.4351 | 4380.53 | 163.1008 | 4543.6308 | 293.5359 | 0
2010-12-25 | 21:00 | 4189.9221 | 126.7679 | 4316.69 | 161.2444 | 4477.9344 | 288.0122 | 4189.9221 | 0 | 4189.9221 | 126.7679 | 4316.69 | 161.2444 | 4477.9344 | 288.0122 | 0
2010-12-25 | 22:00 | 4091.8756 | 120.9044 | 4212.78 | 158.1898 | 4370.9698 | 279.0942 | 4091.8756 | 0 | 4091.8756 | 120.9044 | 4212.78 | 158.1898 | 4370.9698 | 279.0942 | 0
2010-12-25 | 23:00 | 3901.5323 | 109.9177 | 4011.45 | 152.1554 | 4163.6054 | 262.0731 | 3901.5323 | 0 | 3901.5323 | 109.9177 | 4011.45 | 152.1554 | 4163.6054 | 262.0731 | 0
2010-12-26 | 24:00 | 3712.3723 | 99.5177 | 3811.89 | 146.0229 | 3957.9129 | 245.5406 | 3712.3723 | 0 | 3712.3723 | 99.5177 | 3811.89 | 146.0229 | 3957.9129 | 245.5406 | 0
2010-12-26 | 1:00 | 3594.7962 | 93.3138 | 3688.11 | 142.1435 | 3830.2535 | 235.4573 | 3594.7962 | 0 | 3594.7962 | 93.3138 | 3688.11 | 142.1435 | 3830.2535 | 235.4573 | 0
2010-12-26 | 2:00 | 3521.4264 | 89.5436 | 3610.97 | 139.6966 | 3750.6666 | 229.2402 | 3521.4264 | 0 | 3521.4264 | 89.5436 | 3610.97 | 139.6966 | 3750.6666 | 229.2402 | 0
2010-12-26 | 3:00 | 3493.8817 | 88.1483 | 3582.03 | 138.7728 | 3720.8028 | 226.9211 | 3493.8817 | 0 | 3493.8817 | 88.1483 | 3582.03 | 138.7728 | 3720.8028 | 226.9211 | 0
2010-12-26 | 4:00 | 3512.2238 | 89.0762 | 3601.3 | 139.3883 | 3740.6883 | 228.4645 | 3512.2238 | 0 | 3512.2238 | 89.0762 | 3601.3 | 139.3883 | 3740.6883 | 228.4645 | 0
2010-12-26 | 5:00 | 3636.9547 | 95.5153 | 3732.47 | 143.5404 | 3876.0104 | 239.0558 | 3636.9547 | 0 | 3636.9547 | 95.5153 | 3732.47 | 143.5404 | 3876.0104 | 239.0558 | 0
2010-12-26 | 6:00 | 3927.1633 | 111.3667 | 4038.53 | 152.9759 | 4191.5059 | 264.3426 | 3927.1633 | 0 | 3927.1633 | 111.3667 | 4038.53 | 152.9759 | 4191.5059 | 264.3426 | 0
2010-12-26 | 7:00 | 4289.7401 | 132.8799 | 4422.62 | 164.3163 | 4586.9363 | 297.1962 | 4289.7401 | 0 | 4289.7401 | 132.8799 | 4422.62 | 164.3163 | 4586.9363 | 297.1962 | 0
2010-12-26 | 8:00 | 4597.9123 | 152.6577 | 4750.57 | 173.5581 | 4924.1281 | 326.2158 | 4597.9123 | 0 | 4597.9123 | 152.6577 | 4750.57 | 173.5581 | 4924.1281 | 326.2158 | 0
2010-12-26 | 9:00 | 4717.0675 | 160.6725 | 4877.74 | 177.0324 | 5054.7724 | 337.7049 | 4717.0675 | 6.9958 | 4710.0717 | 160.1963 | 4870.268 | 176.83 | 5047.0979 | 337.0262 | 0.67868
2010-12-26 | 10:00 | 4782.5366 | 165.1634 | 4947.7 | 178.9177 | 5126.6177 | 344.0812 | 4782.5366 | 15.2128 | 4767.3238 | 164.1144 | 4931.4381 | 178.4812 | 5109.9193 | 342.5955 | 1.4856
2010-12-26 | 11:00 | 4849.8355 | 169.8445 | 5019.68 | 180.8382 | 5200.5182 | 350.6826 | 4849.8355 | 16.5972 | 4833.2383 | 168.684 | 5001.9223 | 180.3662 | 5182.2885 | 349.0502 | 1.6325
2010-12-26 | 12:00 | 4821.635 | 167.875 | 4989.51 | 180.0356 | 5169.5456 | 347.9106 | 4821.635 | 11.0141 | 4810.6209 | 167.1089 | 4977.7298 | 179.7213 | 5157.4512 | 346.8302 | 1.0804
2010-12-26 | 13:00 | 4820.9151 | 167.8249 | 4988.74 | 180.0151 | 5168.7551 | 347.84 | 4820.9151 | 14.0712 | 4806.844 | 166.8466 | 4973.6906 | 179.6134 | 5153.304 | 346.46 | 1.3799
2010-12-26 | 14:00 | 4842.1812 | 169.3088 | 5011.49 | 180.6207 | 5192.1107 | 349.9294 | 4842.1812 | 21.274 | 4820.9073 | 167.8243 | 4988.7316 | 180.0149 | 5168.7465 | 347.8392 | 2.0902
2010-12-26 | 15:00 | 4830.8151 | 168.5149 | 4999.33 | 180.2972 | 5179.6272 | 348.8121 | 4830.8151 | 10.1726 | 4820.6425 | 167.8059 | 4988.4484 | 180.0073 | 5168.4558 | 347.8132 | 0.99886
2010-12-26 | 16:00 | 4885.3677 | 172.3423 | 5057.71 | 181.8449 | 5239.5549 | 354.1872 | 4885.3677 | 17.6386 | 4867.7291 | 171.1001 | 5038.8292 | 181.3458 | 5220.175 | 352.4458 | 1.7414
2010-12-26 | 17:00 | 5027.1119 | 182.4881 | 5209.6 | 185.8113 | 5395.4113 | 368.2994 | 5027.1119 | 2.866 | 5024.246 | 182.28 | 5206.526 | 185.7319 | 5392.2579 | 368.012 | 0.28743
2010-12-26 | 18:00 | 5190.6181 | 194.5519 | 5385.17 | 190.2875 | 5575.4575 | 384.8394 | 5190.6181 | 0 | 5190.6181 | 194.5519 | 5385.17 | 190.2875 | 5575.4575 | 384.8394 | 0
2010-12-26 | 19:00 | 5120.201 | 189.309 | 5309.51 | 188.3728 | 5497.8828 | 377.6819 | 5120.201 | 0 | 5120.201 | 189.309 | 5309.51 | 188.3728 | 5497.8828 | 377.6819 | 0
2010-12-26 | 20:00 | 4972.4863 | 178.5437 | 5151.03 | 184.2922 | 5335.3222 | 362.8359 | 4972.4863 | 0 | 4972.4863 | 178.5437 | 5151.03 | 184.2922 | 5335.3222 | 362.8359 | 0
2010-12-26 | 21:00 | 4853.6297 | 170.1103 | 5023.74 | 180.9459 | 5204.6859 | 351.0562 | 4853.6297 | 0 | 4853.6297 | 170.1103 | 5023.74 | 180.9459 | 5204.6859 | 351.0562 | 0
2010-12-26 | 22:00 | 4672.49 | 157.65 | 4830.14 | 175.7391 | 5005.8791 | 333.3892 | 4672.49 | 0 | 4672.49 | 157.65 | 4830.14 | 175.7391 | 5005.8791 | 333.3892 | 0
2010-12-26 | 23:00 | 4383.6015 | 138.7585 | 4522.36 | 167.17 | 4689.53 | 305.9285 | 4383.6015 | 0 | 4383.6015 | 138.7585 | 4522.36 | 167.17 | 4689.53 | 305.9285 | 0
2010-12-27 | 24:00 | 4120.3094 | 122.5906 | 4242.9 | 159.0794 | 4401.9794 | 281.67 | 4120.3094 | 0 | 4120.3094 | 122.5906 | 4242.9 | 159.0794 | 4401.9794 | 281.67 | 0
2010-12-27 | 1:00 | 3964.4013 | 113.4887 | 4077.89 | 154.1637 | 4232.0537 | 267.6524 | 3964.4013 | 0 | 3964.4013 | 113.4887 | 4077.89 | 154.1637 | 4232.0537 | 267.6524 | 0
2010-12-27 | 2:00 | 3888.1737 | 109.1663 | 3997.34 | 151.7267 | 4149.0667 | 260.893 | 3888.1737 | 0 | 3888.1737 | 109.1663 | 3997.34 | 151.7267 | 4149.0667 | 260.893 | 0
2010-12-27 | 3:00 | 3809.5443 | 104.7957 | 3914.34 | 149.19 | 4063.53 | 253.9856 | 3809.5443 | 0 | 3809.5443 | 104.7957 | 3914.34 | 149.19 | 4063.53 | 253.9856 | 0
2010-12-27 | 4:00 | 3812.8807 | 104.9793 | 3917.86 | 149.2981 | 4067.1581 | 254.2774 | 3812.8807 | 0 | 3812.8807 | 104.9793 | 3917.86 | 149.2981 | 4067.1581 | 254.2774 | 0
2010-12-27 | 5:00 | 3913.1658 | 110.5742 | 4023.74 | 152.5281 | 4176.2681 | 263.1023 | 3913.1658 | 0 | 3913.1658 | 110.5742 | 4023.74 | 152.5281 | 4176.2681 | 263.1023 | 0
2010-12-27 | 6:00 | 4130.4267 | 123.1933 | 4253.62 | 159.3952 | 4413.0152 | 282.5885 | 4130.4267 | 0 | 4130.4267 | 123.1933 | 4253.62 | 159.3952 | 4413.0152 | 282.5885 | 0
2010-12-27 | 7:00 | 4489.8159 | 145.5641 | 4635.38 | 170.3583 | 4805.7383 | 315.9224 | 4489.8159 | 0 | 4489.8159 | 145.5641 | 4635.38 | 170.3583 | 4805.7383 | 315.9224 | 0
2010-12-27 | 8:00 | 4785.8478 | 165.3922 | 4951.24 | 179.0126 | 5130.2526 | 344.4049 | 4785.8478 | 0.0027609 | 4785.845 | 165.392 | 4951.237 | 179.0126 | 5130.2496 | 344.4046 | 0.00026994
2010-12-27 | 9:00 | 4927.5581 | 175.3319 | 5102.89 | 183.0338 | 5285.9238 | 358.3657 | 4927.5581 | 9.5435 | 4918.0146 | 174.6534 | 5092.668 | 182.7655 | 5275.4335 | 357.4189 | 0.94682
2010-12-27 | 10:00 | 4922.8341 | 174.9959 | 5097.83 | 182.9011 | 5280.7311 | 357.8969 | 4922.8341 | 24.7836 | 4898.0506 | 173.2383 | 5071.2888 | 182.2031 | 5253.4919 | 355.4414 | 2.4556
2010-12-27 | 11:00 | 4957.8928 | 177.4972 | 5135.39 | 183.8843 | 5319.2743 | 361.3816 | 4957.8928 | 33.1457 | 4924.747 | 175.1319 | 5099.8789 | 182.9549 | 5282.8337 | 358.0867 | 3.2948
2010-12-27 | 12:00 | 4903.7484 | 173.6416 | 5077.39 | 182.3638 | 5259.7538 | 356.0053 | 4903.7484 | 21.6343 | 4882.1142 | 172.1128 | 5054.227 | 181.7529 | 5235.9799 | 353.8658 | 2.1396
2010-12-27 | 13:00 | 4841.555 | 169.265 | 5010.82 | 180.6028 | 5191.4228 | 349.8678 | 4841.555 | 24.1255 | 4817.4296 | 167.5823 | 4985.0119 | 179.9157 | 5164.9275 | 347.4979 | 2.3699
2010-12-27 | 14:00 | 4757.3983 | 163.4317 | 4920.83 | 178.1958 | 5099.0258 | 341.6275 | 4757.3983 | 30.7921 | 4726.6061 | 161.323 | 4887.9291 | 177.3082 | 5065.2373 | 338.6311 | 2.9964
2010-12-27 | 15:00 | 4676.2651 | 157.9049 | 4834.17 | 175.8489 | 5010.0189 | 333.7538 | 4676.2651 | 29.4245 | 4646.8406 | 155.924 | 4802.7646 | 174.9914 | 4977.756 | 330.9154 | 2.8384
2010-12-27 | 16:00 | 4711.787 | 160.313 | 4872.1 | 176.8796 | 5048.9796 | 337.1926 | 4711.787 | 18.2445 | 4693.5426 | 159.0739 | 4852.6164 | 176.3509 | 5028.9673 | 335.4248 | 1.7678
2010-12-27 | 17:00 | 4917.6617 | 174.6283 | 5092.29 | 182.7556 | 5275.0456 | 357.3839 | 4917.6617 | 2.8573 | 4914.8044 | 174.4254 | 5089.2298 | 182.6752 | 5271.905 | 357.1006 | 0.28328
2010-12-27 | 18:00 | 5083.3837 | 186.5963 | 5269.98 | 187.3639 | 5457.3439 | 373.9602 | 5083.3837 | 0 | 5083.3837 | 186.5963 | 5269.98 | 187.3639 | 5457.3439 | 373.9602 | 0
2010-12-27 | 19:00 | 4969.6126 | 178.3374 | 5147.95 | 184.2119 | 5332.1619 | 362.5493 | 4969.6126 | 0 | 4969.6126 | 178.3374 | 5147.95 | 184.2119 | 5332.1619 | 362.5493 | 0
2010-12-27 | 20:00 | 4875.9981 | 171.6819 | 5047.68 | 181.5799 | 5229.2599 | 353.2618 | 4875.9981 | 0 | 4875.9981 | 171.6819 | 5047.68 | 181.5799 | 5229.2599 | 353.2618 | 0
2010-12-27 | 21:00 | 4775.5488 | 164.6812 | 4940.23 | 178.7173 | 5118.9473 | 343.3985 | 4775.5488 | 0 | 4775.5488 | 164.6812 | 4940.23 | 178.7173 | 5118.9473 | 343.3985 | 0
2010-12-27 | 22:00 | 4599.8815 | 152.7885 | 4752.67 | 173.6159 | 4926.2859 | 326.4044 | 4599.8815 | 0 | 4599.8815 | 152.7885 | 4752.67 | 173.6159 | 4926.2859 | 326.4044 | 0
2010-12-27 | 23:00 | 4389.8271 | 139.1529 | 4528.98 | 167.3581 | 4696.3381 | 306.511 | 4389.8271 | 0 | 4389.8271 | 139.1529 | 4528.98 | 167.3581 | 4696.3381 | 306.511 | 0
2010-12-28 | 24:00 | 4134.041 | 123.409 | 4257.45 | 159.5079 | 4416.9579 | 282.9169 | 4134.041 | 0 | 4134.041 | 123.409 | 4257.45 | 159.5079 | 4416.9579 | 282.9169 | 0
2010-12-28 | 1:00 | 3972.2041 | 113.9359 | 4086.14 | 154.4119 | 4240.5519 | 268.3478 | 3972.2041 | 0 | 3972.2041 | 113.9359 | 4086.14 | 154.4119 | 4240.5519 | 268.3478 | 0
2010-12-28 | 2:00 | 3858.475 | 107.505 | 3965.98 | 150.7713 | 4116.7513 | 258.2763 | 3858.475 | 0 | 3858.475 | 107.505 | 3965.98 | 150.7713 | 4116.7513 | 258.2763 | 0
2010-12-28 | 3:00 | 3778.1352 | 103.0748 | 3881.21 | 148.1701 | 4029.3801 | 251.2449 | 3778.1352 | 0 | 3778.1352 | 103.0748 | 3881.21 | 148.1701 | 4029.3801 | 251.2449 | 0
2010-12-28 | 4:00 | 3752.2716 | 101.6684 | 3853.94 | 147.3276 | 4001.2676 | 248.9959 | 3752.2716 | 0 | 3752.2716 | 101.6684 | 3853.94 | 147.3276 | 4001.2676 | 248.9959 | 0
2010-12-28 | 5:00 | 3775.6982 | 102.9418 | 3878.64 | 148.0908 | 4026.7308 | 251.0327 | 3775.6982 | 0 | 3775.6982 | 102.9418 | 3878.64 | 148.0908 | 4026.7308 | 251.0327 | 0
2010-12-28 | 6:00 | 3888.0317 | 109.1583 | 3997.19 | 151.7221 | 4148.9121 | 260.8805 | 3888.0317 | 0 | 3888.0317 | 109.1583 | 3997.19 | 151.7221 | 4148.9121 | 260.8805 | 0
2010-12-28 | 7:00 | 4031.8942 | 117.3858 | 4149.28 | 156.303 | 4305.583 | 273.6889 | 4031.8942 | 0 | 4031.8942 | 117.3858 | 4149.28 | 156.303 | 4305.583 | 273.6889 | 0
2010-12-28 | 8:00 | 4193.2883 | 126.9717 | 4320.26 | 161.3486 | 4481.6086 | 288.3202 | 4193.2883 | 0 | 4193.2883 | 126.9717 | 4320.26 | 161.3486 | 4481.6086 | 288.3202 | 0
2010-12-28 | 9:00 | 4299.5421 | 133.4879 | 4433.03 | 164.6159 | 4597.6459 | 298.1038 | 4299.5421 | 7.7641 | 4291.778 | 133.0062 | 4424.7842 | 164.3786 | 4589.1629 | 297.3848 | 0.71895
2010-12-28 | 10:00 | 4440.2425 | 142.3675 | 4582.61 | 168.8756 | 4751.4856 | 311.2431 | 4440.2425 | 18.7961 | 4421.4465 | 141.1647 | 4562.6112 | 168.311 | 4730.9222 | 309.4757 | 1.7674
2010-12-28 | 11:00 | 4548.3459 | 149.3841 | 4697.73 | 172.0965 | 4869.8265 | 321.4805 | 4548.3459 | 23.5265 | 4524.8194 | 147.8427 | 4672.6621 | 171.3994 | 4844.0615 | 319.2421 | 2.2385
2010-12-28 | 12:00 | 4585.008 | 151.802 | 4736.81 | 173.1785 | 4909.9885 | 324.9805 | 4585.008 | 9.1847 | 4575.8233 | 151.1944 | 4727.0177 | 172.9079 | 4899.9256 | 324.1023 | 0.87815
2010-12-28 | 13:00 | 4608.0016 | 153.3284 | 4761.33 | 173.8544 | 4935.1844 | 327.1828 | 4608.0016 | 8.4911 | 4599.5105 | 152.7638 | 4752.2743 | 173.605 | 4925.8793 | 326.3689 | 0.81392
2010-12-28 | 14:00 | 4578.1235 | 151.3465 | 4729.47 | 172.9757 | 4902.4457 | 324.3222 | 4578.1235 | 15.325 | 4562.7986 | 150.3349 | 4713.1335 | 172.5236 | 4885.6571 | 322.8586 | 1.4636
2010-12-28 | 15:00 | 4542.5842 | 149.0058 | 4691.59 | 171.9259 | 4863.5159 | 320.9318 | 4542.5842 | 20.0133 | 4522.5708 | 147.6958 | 4670.2666 | 171.3326 | 4841.5993 | 319.0284 | 1.9034
2010-12-28 | 16:00 | 4549.3124 | 149.4476 | 4698.76 | 172.1251 | 4870.8851 | 321.5726 | 4549.3124 | 17.7652 | 4531.5472 | 148.2827 | 4679.8298 | 171.5989 | 4851.4288 | 319.8816 | 1.691
2010-12-28 | 17:00 | 4680.8081 | 158.2119 | 4839.02 | 175.981 | 5015.001 | 334.1929 | 4680.8081 | 2.7285 | 4678.0796 | 158.0275 | 4836.1071 | 175.9017 | 5012.0088 | 333.9292 | 0.26372
2010-12-28 | 18:00 | 4818.4282 | 167.6518 | 4986.08 | 179.9442 | 5166.0242 | 347.5959 | 4818.4282 | 0 | 4818.4282 | 167.6518 | 4986.08 | 179.9442 | 5166.0242 | 347.5959 | 0
2010-12-28 | 19:00 | 4728.6664 | 161.4636 | 4890.13 | 177.3677 | 5067.4977 | 338.8313 | 4728.6664 | 0 | 4728.6664 | 161.4636 | 4890.13 | 177.3677 | 5067.4977 | 338.8313 | 0
2010-12-28 | 20:00 | 4627.6418 | 154.6382 | 4782.28 | 174.4301 | 4956.7101 | 329.0683 | 4627.6418 | 0 | 4627.6418 | 154.6382 | 4782.28 | 174.4301 | 4956.7101 | 329.0683 | 0
2010-12-28 | 21:00 | 4532.439 | 148.341 | 4680.78 | 171.6254 | 4852.4054 | 319.9664 | 4532.439 | 0 | 4532.439 | 148.341 | 4680.78 | 171.6254 | 4852.4054 | 319.9664 | 0
2010-12-28 | 22:00 | 4394.5007 | 139.4493 | 4533.95 | 167.4992 | 4701.4492 | 306.9485 | 4394.5007 | 0 | 4394.5007 | 139.4493 | 4533.95 | 167.4992 | 4701.4492 | 306.9485 | 0
2010-12-28 | 23:00 | 4192.4209 | 126.9191 | 4319.34 | 161.3217 | 4480.6617 | 288.2408 | 4192.4209 | 0 | 4192.4209 | 126.9191 | 4319.34 | 161.3217 | 4480.6617 | 288.2408 | 0
2010-12-29 | 24:00 | 3917.5291 | 110.8209 | 4028.35 | 152.6678 | 4181.0178 | 263.4887 | 3917.5291 | 0 | 3917.5291 | 110.8209 | 4028.35 | 152.6678 | 4181.0178 | 263.4887 | 0
2010-12-29 | 1:00 | 3778.8749 | 103.1151 | 3881.99 | 148.1942 | 4030.1842 | 251.3093 | 3778.8749 | 0 | 3778.8749 | 103.1151 | 3881.99 | 148.1942 | 4030.1842 | 251.3093 | 0
2010-12-29 | 2:00 | 3694.8305 | 98.5795 | 3793.41 | 145.4474 | 3938.8574 | 244.0268 | 3694.8305 | 0 | 3694.8305 | 98.5795 | 3793.41 | 145.4474 | 3938.8574 | 244.0268 | 0
2010-12-29 | 3:00 | 3649.4664 | 96.1736 | 3745.64 | 143.9537 | 3889.5937 | 240.1274 | 3649.4664 | 0 | 3649.4664 | 96.1736 | 3745.64 | 143.9537 | 3889.5937 | 240.1274 | 0
2010-12-29 | 4:00 | 3617.9408 | 94.5192 | 3712.46 | 142.9112 | 3855.3712 | 237.4305 | 3617.9408 | 0 | 3617.9408 | 94.5192 | 3712.46 | 142.9112 | 3855.3712 | 237.4305 | 0
2010-12-29 | 5:00 | 3621.9986 | 94.7314 | 3716.73 | 143.0456 | 3859.7756 | 237.777 | 3621.9986 | 0 | 3621.9986 | 94.7314 | 3716.73 | 143.0456 | 3859.7756 | 237.777 | 0
2010-12-29 | 6:00 | 3667.0475 | 97.1025 | 3764.15 | 144.5335 | 3908.6835 | 241.636 | 3667.0475 | 0 | 3667.0475 | 97.1025 | 3764.15 | 144.5335 | 3908.6835 | 241.636 | 0
2010-12-29 | 7:00 | 3793.6566 | 103.9234 | 3897.58 | 148.6746 | 4046.2546 | 252.598 | 3793.6566 | 0 | 3793.6566 | 103.9234 | 3897.58 | 148.6746 | 4046.2546 | 252.598 | 0
2010-12-29 | 8:00 | 3933.986 | 111.754 | 4045.74 | 153.1939 | 4198.9339 | 264.9479 | 3933.986 | 0 | 3933.986 | 111.754 | 4045.74 | 153.1939 | 4198.9339 | 264.9479 | 0
2010-12-29 | 9:00 | 4018.0017 | 116.5783 | 4134.58 | 155.8641 | 4290.4441 | 272.4424 | 4018.0017 | 0.26563 | 4017.7361 | 116.5629 | 4134.299 | 155.8557 | 4290.1547 | 272.4185 | 0.023813
2010-12-29 | 10:00 | 4115.3258 | 122.2942 | 4237.62 | 158.9237 | 4396.5437 | 281.2179 | 4115.3258 | 20.8295 | 4094.4964 | 121.0593 | 4215.5557 | 158.2719 | 4373.8276 | 279.3313 | 1.8866
2010-12-29 | 11:00 | 4190.6576 | 126.8124 | 4317.47 | 161.2671 | 4478.7371 | 288.0795 | 4190.6576 | 13.659 | 4176.9986 | 125.9871 | 4302.9857 | 160.8438 | 4463.8295 | 286.8309 | 1.2486
2010-12-29 | 12:00 | 4219.1475 | 128.5425 | 4347.69 | 162.1477 | 4509.8377 | 290.6902 | 4219.1475 | 12.7908 | 4206.3567 | 127.7643 | 4334.121 | 161.7528 | 4495.8738 | 289.5171 | 1.1732
2010-12-29 | 13:00 | 4217.4697 | 128.4403 | 4345.91 | 162.096 | 4508.006 | 290.5363 | 4217.4697 | 18.59 | 4198.8797 | 127.3105 | 4326.1902 | 161.5216 | 4487.7118 | 288.8321 | 1.7042
2010-12-29 | 14:00 | 4234.6228 | 129.4872 | 4364.11 | 162.6248 | 4526.7348 | 292.112 | 4234.6228 | 13.0018 | 4221.621 | 128.6933 | 4350.3143 | 162.224 | 4512.5384 | 290.9173 | 1.1946
2010-12-29 | 15:00 | 4255.4745 | 130.7655 | 4386.24 | 163.2661 | 4549.5061 | 294.0316 | 4255.4745 | 25.9476 | 4229.5269 | 129.1757 | 4358.7026 | 162.4678 | 4521.1704 | 291.6435 | 2.3881
2010-12-29 | 16:00 | 4305.7654 | 133.8746 | 4439.64 | 164.8059 | 4604.4459 | 298.6805 | 4305.7654 | 5.6684 | 4300.097 | 133.5223 | 4433.6193 | 164.6329 | 4598.2522 | 298.1552 | 0.52533
2010-12-29 | 17:00 | 4523.9445 | 147.7855 | 4671.73 | 171.3734 | 4843.1034 | 319.1589 | 4523.9445 | 2.7113 | 4521.2332 | 147.6084 | 4668.8416 | 171.2929 | 4840.1346 | 318.9014 | 0.25757
2010-12-29 | 18:00 | 4755.3771 | 163.2929 | 4918.67 | 178.1377 | 5096.8077 | 341.4306 | 4755.3771 | 0 | 4755.3771 | 163.2929 | 4918.67 | 178.1377 | 5096.8077 | 341.4306 | 0
2010-12-29 | 19:00 | 4722.4787 | 161.0413 | 4883.52 | 177.1889 | 5060.7089 | 338.2302 | 4722.4787 | 0 | 4722.4787 | 161.0413 | 4883.52 | 177.1889 | 5060.7089 | 338.2302 | 0
2010-12-29 | 20:00 | 4628.476 | 154.694 | 4783.17 | 174.4545 | 4957.6245 | 329.1485 | 4628.476 | 0 | 4628.476 | 154.694 | 4783.17 | 174.4545 | 4957.6245 | 329.1485 | 0
2010-12-29 | 21:00 | 4494.361 | 145.859 | 4640.22 | 170.4937 | 4810.7137 | 316.3527 | 4494.361 | 0 | 4494.361 | 145.859 | 4640.22 | 170.4937 | 4810.7137 | 316.3527 | 0
2010-12-29 | 22:00 | 4344.9572 | 136.3228 | 4481.28 | 165.9992 | 4647.2792 | 302.322 | 4344.9572 | 0 | 4344.9572 | 136.3228 | 4481.28 | 165.9992 | 4647.2792 | 302.322 | 0
2010-12-29 | 23:00 | 4121.3288 | 122.6512 | 4243.98 | 159.1112 | 4403.0912 | 281.7625 | 4121.3288 | 0 | 4121.3288 | 122.6512 | 4243.98 | 159.1112 | 4403.0912 | 281.7625 | 0
2010-12-30 | 24:00 | 3914.3962 | 110.6438 | 4025.04 | 152.5675 | 4177.6075 | 263.2113 | 3914.3962 | 0 | 3914.3962 | 110.6438 | 4025.04 | 152.5675 | 4177.6075 | 263.2113 | 0
2010-12-30 | 1:00 | 3770.6436 | 102.6664 | 3873.31 | 147.9263 | 4021.2363 | 250.5927 | 3770.6436 | 0 | 3770.6436 | 102.6664 | 3873.31 | 147.9263 | 4021.2363 | 250.5927 | 0
2010-12-30 | 2:00 | 3679.3261 | 97.7539 | 3777.08 | 144.9377 | 3922.0177 | 242.6916 | 3679.3261 | 0 | 3679.3261 | 97.7539 | 3777.08 | 144.9377 | 3922.0177 | 242.6916 | 0
2010-12-30 | 3:00 | 3656.828 | 96.562 | 3753.39 | 144.1966 | 3897.5866 | 240.7587 | 3656.828 | 0 | 3656.828 | 96.562 | 3753.39 | 144.1966 | 3897.5866 | 240.7587 | 0
2010-12-30 | 4:00 | 3670.7323 | 97.2977 | 3768.03 | 144.6549 | 3912.6849 | 241.9526 | 3670.7323 | 0 | 3670.7323 | 97.2977 | 3768.03 | 144.6549 | 3912.6849 | 241.9526 | 0
2010-12-30 | 5:00 | 3779.6998 | 103.1602 | 3882.86 | 148.221 | 4031.081 | 251.3812 | 3779.6998 | 0 | 3779.6998 | 103.1602 | 3882.86 | 148.221 | 4031.081 | 251.3812 | 0
2010-12-30 | 6:00 | 4048.4011 | 118.3489 | 4166.75 | 156.8236 | 4323.5736 | 275.1726 | 4048.4011 | 0 | 4048.4011 | 118.3489 | 4166.75 | 156.8236 | 4323.5736 | 275.1726 | 0
2010-12-30 | 7:00 | 4433.7675 | 141.9525 | 4575.72 | 168.6813 | 4744.4013 | 310.6338 | 4433.7675 | 0 | 4433.7675 | 141.9525 | 4575.72 | 168.6813 | 4744.4013 | 310.6338 | 0
2010-12-30 | 8:00 | 4718.1629 | 160.7471 | 4878.91 | 177.0641 | 5055.9741 | 337.8112 | 4718.1629 | 0 | 4718.1629 | 160.7471 | 4878.91 | 177.0641 | 5055.9741 | 337.8112 | 0
2010-12-30 | 9:00 | 4823.9535 | 168.0365 | 4991.99 | 180.1017 | 5172.0917 | 348.1382 | 4823.9535 | 0.21851 | 4823.735 | 168.0213 | 4991.7563 | 180.0955 | 5171.8518 | 348.1167 | 0.021452
2010-12-30 | 10:00 | 4904.4115 | 173.6885 | 5078.1 | 182.3824 | 5260.4824 | 356.071 | 4904.4115 | 1.1834 | 4903.2281 | 173.6047 | 5076.8328 | 182.3491 | 5259.1819 | 355.9538 | 0.11717
2010-12-30 | 11:00 | 4984.9315 | 179.4385 | 5164.37 | 184.6393 | 5349.0093 | 364.0779 | 4984.9315 | 2.1149 | 4982.8165 | 179.2863 | 5162.1028 | 184.5804 | 5346.6832 | 363.8667 | 0.21118
2010-12-30 | 12:00 | 5019.3267 | 181.9233 | 5201.25 | 185.5955 | 5386.8455 | 367.5188 | 5019.3267 | 2.3691 | 5016.9576 | 181.7516 | 5198.7092 | 185.5298 | 5384.239 | 367.2814 | 0.23741
2010-12-30 | 13:00 | 5053.2307 | 184.3893 | 5237.62 | 186.5335 | 5424.1535 | 370.9228 | 5053.2307 | 2.4553 | 5050.7754 | 184.2101 | 5234.9855 | 186.4657 | 5421.4513 | 370.6759 | 0.24692
2010-12-30 | 14:00 | 5025.3871 | 182.3629 | 5207.75 | 185.7635 | 5393.5135 | 368.1264 | 5025.3871 | 2.1908 | 5023.1964 | 182.2039 | 5205.4003 | 185.7028 | 5391.1031 | 367.9067 | 0.21968
2010-12-30 | 15:00 | 5004.8823 | 180.8777 | 5185.76 | 185.1946 | 5370.9546 | 366.0723 | 5004.8823 | 1.5254 | 5003.3569 | 180.7675 | 5184.1244 | 185.1522 | 5369.2765 | 365.9196 | 0.15264
2010-12-30 | 16:00 | 4991.8155 | 179.9345 | 5171.75 | 184.8311 | 5356.5811 | 364.7656 | 4991.8155 | 0.60165 | 4991.2139 | 179.8911 | 5171.105 | 184.8143 | 5355.9193 | 364.7054 | 0.060124
2010-12-30 | 17:00 | 5126.3276 | 189.7624 | 5316.09 | 188.5402 | 5504.6302 | 378.3026 | 5126.3276 | 2.1256 | 5124.202 | 189.605 | 5313.807 | 188.4822 | 5502.2892 | 378.0872 | 0.21539
2010-12-30 | 18:00 | 5313.7856 | 203.8944 | 5517.68 | 193.5888 | 5711.2688 | 397.4832 | 5313.7856 | 0 | 5313.7856 | 203.8944 | 5517.68 | 193.5888 | 5711.2688 | 397.4832 | 0
2010-12-30 | 19:00 | 5226.9361 | 197.2839 | 5424.22 | 191.2673 | 5615.4873 | 388.5512 | 5226.9361 | 0 | 5226.9361 | 197.2839 | 5424.22 | 191.2673 | 5615.4873 | 388.5512 | 0
2010-12-30 | 20:00 | 5125.2662 | 189.6838 | 5314.95 | 188.5112 | 5503.4612 | 378.195 | 5125.2662 | 0 | 5125.2662 | 189.6838 | 5314.95 | 188.5112 | 5503.4612 | 378.195 | 0
2010-12-30 | 21:00 | 4974.1657 | 178.6643 | 5152.83 | 184.3391 | 5337.1691 | 363.0034 | 4974.1657 | 0 | 4974.1657 | 178.6643 | 5152.83 | 184.3391 | 5337.1691 | 363.0034 | 0
2010-12-30 | 22:00 | 4782.2185 | 165.1415 | 4947.36 | 178.9086 | 5126.2686 | 344.0501 | 4782.2185 | 0 | 4782.2185 | 165.1415 | 4947.36 | 178.9086 | 5126.2686 | 344.0501 | 0
2010-12-30 | 23:00 | 4495.6099 | 145.9401 | 4641.55 | 170.5309 | 4812.0809 | 316.471 | 4495.6099 | 0 | 4495.6099 | 145.9401 | 4641.55 | 170.5309 | 4812.0809 | 316.471 | 0
2010-12-31 | 24:00 | 4246.7878 | 130.2322 | 4377.02 | 162.9991 | 4540.0191 | 293.2313 | 4246.7878 | 0 | 4246.7878 | 130.2322 | 4377.02 | 162.9991 | 4540.0191 | 293.2313 | 0
2010-12-31 | 1:00 | 4070.7885 | 119.6615 | 4190.45 | 157.528 | 4347.978 | 277.1895 | 4070.7885 | 0 | 4070.7885 | 119.6615 | 4190.45 | 157.528 | 4347.978 | 277.1895 | 0
2010-12-31 | 2:00 | 3956.3044 | 113.0256 | 4069.33 | 153.9059 | 4223.2359 | 266.9314 | 3956.3044 | 0 | 3956.3044 | 113.0256 | 4069.33 | 153.9059 | 4223.2359 | 266.9314 | 0
2010-12-31 | 3:00 | 3899.7336 | 109.8164 | 4009.55 | 152.0977 | 4161.6477 | 261.9141 | 3899.7336 | 0 | 3899.7336 | 109.8164 | 4009.55 | 152.0977 | 4161.6477 | 261.9141 | 0
2010-12-31 | 4:00 | 3904.5047 | 110.0853 | 4014.59 | 152.2506 | 4166.8406 | 262.3359 | 3904.5047 | 0 | 3904.5047 | 110.0853 | 4014.59 | 152.2506 | 4166.8406 | 262.3359 | 0
2010-12-31 | 5:00 | 3984.356 | 114.634 | 4098.99 | 154.798 | 4253.788 | 269.432 | 3984.356 | 0 | 3984.356 | 114.634 | 4098.99 | 154.798 | 4253.788 | 269.432 | 0
2010-12-31 | 6:00 | 4213.8595 | 128.2205 | 4342.08 | 161.9845 | 4504.0645 | 290.205 | 4213.8595 | 0 | 4213.8595 | 128.2205 | 4342.08 | 161.9845 | 4504.0645 | 290.205 | 0
2010-12-31 | 7:00 | 4524.4232 | 147.8168 | 4672.24 | 171.3876 | 4843.6276 | 319.2044 | 4524.4232 | 0 | 4524.4232 | 147.8168 | 4672.24 | 171.3876 | 4843.6276 | 319.2044 | 0
2010-12-31 | 8:00 | 4794.2374 | 165.9726 | 4960.21 | 179.2529 | 5139.4629 | 345.2255 | 4794.2374 | 0 | 4794.2374 | 165.9726 | 4960.21 | 179.2529 | 5139.4629 | 345.2255 | 0
2010-12-31 | 9:00 | 4831.4414 | 168.5586 | 5000 | 180.3151 | 5180.3151 | 348.8736 | 4831.4414 | 0.09597 | 4831.3455 | 168.5519 | 4999.8973 | 180.3123 | 5180.2097 | 348.8642 | 0.0094292
2010-12-31 | 10:00 | 4828.1042 | 168.3258 | 4996.43 | 180.22 | 5176.65 | 348.5458 | 4828.1042 | 1.9131 | 4826.1912 | 168.1924 | 4994.3836 | 180.1655 | 5174.5491 | 348.3579 | 0.18787
2010-12-31 | 11:00 | 4768.1862 | 164.1738 | 4932.36 | 178.5059 | 5110.8659 | 342.6797 | 4768.1862 | 8.4109 | 4759.7753 | 163.5951 | 4923.3704 | 178.2642 | 5101.6346 | 341.8593 | 0.82042
2010-12-31 | 12:00 | 4696.6738 | 159.2862 | 4855.96 | 176.4417 | 5032.4017 | 335.7279 | 4696.6738 | 4.135 | 4692.5388 | 159.0058 | 4851.5447 | 176.3218 | 5027.8664 | 335.3276 | 0.40032
2010-12-31 | 13:00 | 4588.7407 | 152.0493 | 4740.79 | 173.2883 | 4914.0783 | 325.3376 | 4588.7407 | 12.4192 | 4576.3215 | 151.2274 | 4727.5489 | 172.9226 | 4900.4715 | 324.1499 | 1.1877
2010-12-31 | 14:00 | 4532.5985 | 148.3515 | 4680.95 | 171.6301 | 4852.5801 | 319.9816 | 4532.5985 | 2.3025 | 4530.296 | 148.2008 | 4678.4968 | 171.5618 | 4850.0586 | 319.7626 | 0.21895
2010-12-31 | 15:00 | 4519.4669 | 147.4931 | 4666.96 | 171.2405 | 4838.2005 | 318.7336 | 4519.4669 | 26.2724 | 4493.1945 | 145.7833 | 4638.9778 | 170.459 | 4809.4367 | 316.2423 | 2.4914
2010-12-31 | 16:00 | 4632.7033 | 154.9767 | 4787.68 | 174.5782 | 4962.2582 | 329.5549 | 4632.7033 | 0.68826 | 4632.0151 | 154.9306 | 4786.9457 | 174.5581 | 4961.5038 | 329.4887 | 0.066181
2010-12-31 | 17:00 | 4813.557 | 167.313 | 4980.87 | 179.8052 | 5160.6752 | 347.1181 | 4813.557 | 1.5948 | 4811.9622 | 167.2021 | 4979.1643 | 179.7596 | 5158.9239 | 346.9617 | 0.15638
2010-12-31 | 18:00 | 5082.3868 | 186.5232 | 5268.91 | 187.3365 | 5456.2465 | 373.8596 | 5082.3868 | 0 | 5082.3868 | 186.5232 | 5268.91 | 187.3365 | 5456.2465 | 373.8596 | 0
2010-12-31 | 19:00 | 4985.6964 | 179.4936 | 5165.19 | 184.6606 | 5349.8506 | 364.1543 | 4985.6964 | 0 | 4985.6964 | 179.4936 | 5165.19 | 184.6606 | 5349.8506 | 364.1543 | 0
2010-12-31 | 20:00 | 4836.2367 | 168.8933 | 5005.13 | 180.4516 | 5185.5816 | 349.3449 | 4836.2367 | 0 | 4836.2367 | 168.8933 | 5005.13 | 180.4516 | 5185.5816 | 349.3449 | 0
2010-12-31 | 21:00 | 4682.3443 | 158.3157 | 4840.66 | 176.0257 | 5016.6857 | 334.3414 | 4682.3443 | 0 | 4682.3443 | 158.3157 | 4840.66 | 176.0257 | 5016.6857 | 334.3414 | 0
2010-12-31 | 22:00 | 4542.1712 | 148.9788 | 4691.15 | 171.9137 | 4863.0637 | 320.8925 | 4542.1712 | 0 | 4542.1712 | 148.9788 | 4691.15 | 171.9137 | 4863.0637 | 320.8925 | 0
2010-12-31 | 23:00 | 4343.3576 | 136.2224 | 4479.58 | 165.9506 | 4645.5306 | 302.173 | 4343.3576 | 0 | 4343.3576 | 136.2224 | 4479.58 | 165.9506 | 4645.5306 | 302.173 | 0
2011-01-01 | 24:00 | 4153.7703 | 124.5897 | 4278.36 | 160.1223 | 4438.4823 | 284.7121 | 4153.7703 | 0 | 4153.7703 | 124.5897 | 4278.36 | 160.1223 | 4438.4823 | 284.7121 | 0