## ReplacementCapacity (hidden)
Required Replacement Capacity |  |  | Built Replacement Capacity, 2029 |  |  |  |  | Replacement Capacity Limits, 2029
40% | 12% | 80% | [5 empty] | 20 | 20 | 100 | 4 | 4
Solar | Wind | Batteries | New Solar | New Paired Solar | New Wind | New Battery | New Paired Battery | New Solar | New Paired Solar | New Wind | New Battery | New Paired Battery
0 | 0 | 0
0 | 0 | 0
0 | 0 | 0
0 | 0 | 0 | 0 | 0 | 0 | 0 | 0 | 2900 | 2900 | 900 | 7200 | 3240
960

## Comparison Table (hidden)
2040
|  | Synapse BAU | Synapse Retirement 1 | Synapse Retirement 2
| NPV Total ($Billion) | #N/A | #N/A | #N/A
| CO2 Emissions (million tons) | #N/A | #N/A | #N/A
Utility Solar | Utility Solar (MW) | 0 | 0 | 0
Onshore Wind | Onshore Wind (MW) | 0 | 0 | 0
Battery Storage | Storage (MW) | 0 | 0 | 0
Gas | Gas (MW) | 0 | 0 | 0
Coal | Coal (MW) | 0 | 0 | 0

## Summary
|  | KPCo Retire 2040, no CO2 | KPCO Retire 2028, no CO2 | KPCO Retire 2040, with CO2 | KPCo Retire 2028, with CO2 | This table compares KPCO's results on the left with Synapse results on the right for 2028 retirement dates. CO2 price table is on the left, No CO2 price table is on the right
[6 empty] | New Resource Capacity (MW) | [8 empty] | New Resource Capacity (MW)
|  | 2050 |  |  |  |  | KPCo Retire 2028, with Carbon |  |  |  | KPCo Retire 2028, with CO2 |  |  |  |  | KPCo Retire 2028, no Carbon |  |  |  | KPCO Retire 2028, no CO2
|  | BAU, No CO2 | Retire, No CO2 | BAU, CO2 | Retire, CO2 |  | KPCo Retire 2028, with Carbon |  |  |  | Synapse Retirement 1 with Carbon |  |  |  |  | KPCo Retire 2028, no Carbon |  |  |  | Synapse Retirement 1, no Carbon
| NPV Total ($Billion) | 2.8501 | 2.656 | 3.2387 | 2.8977 | Year | New CT | Capacity PPA | New Wind | New Utility Solar | New CT | Capacity PPA | New Wind | New Solar | Year | New CT | Capacity PPA | New Wind | New Utility Solar | New CT | Capacity PPA | New Wind | New Solar
| CO2 Emissions (million tons)* | 2.3675 | 0 | 1.2878 | 0 | 2021 | 0 | 0 | 0 | 0 | 0 | 0 | 0 | 0 | 2021 | 0 | 0 | 0 | 0 | 0 | 0 | 0 | 0
Utility Solar | Utility Solar (MW) | 2240 | 2200 | 2160 | 2160 | 2022 | 0 | 0 | 0 | 0 | 0 | 0 | 0 | 0 | 2022 | 0 | 0 | 0 | 0 | 0 | 0 | 0 | 0
Onshore Wind | Onshore Wind (MW) | 0 | 0 | 2000 | 1300 | 2023 | 0 | 100 | 200 | 0 | 0 | 0 | 200 | 0 | 2023 | 0 | 100 | 0 | 0 | 0 | 0 | 0 | 100
Battery Storage | Storage (MW) | 36 | 0 | 12 | 0 | 2024 | 0 | 0 | 200 | 0 | 0 | 0 | 200 | 0 | 2024 | 0 | 0 | 0 | 0 | 0 | 0 | 0 | 100
Capacity Only PPA | Capacity Only PPA (MW) | 200 | 0 | 50 | 0 | 2025 | 0 | 0 | 400 | 0 | 0 | 0 | 400 | 0 | 2025 | 0 | 0 | 0 | 0 | 0 | 0 | 0 | 100
Coal | Coal (MW) | 0 | 0 | 0 | 0 | 2026 | 0 | 0 | 400 | 0 | 0 | 0 | 400 | 400 | 2026 | 0 | 0 | 0 | 0 | 0 | 0 | 0 | 500
[6 empty] | 2027 | 0 | 0 | 400 | 0 | 0 | 0 | 400 | 900 | 2027 | 0 | 0 | 0 | 0 | 0 | 0 | 0 | 1000
|  | *Note that emissions don't account for imports from PJM |  |  |  | 2028 | 476 | 150 | 400 | 0 | 0 | 0 | 400 | 1400 | 2028 | 476 | 200 | 0 | 0 | 0 | 0 | 0 | 1500
|  | 0.19412 |  | 0.341 |  | 2029 | 476 | 150 | 400 | 0 | 0 | 0 | 400 | 1800 | 2029 | 476 | 200 | 0 | 0 | 0 | 0 | 0 | 1780
[6 empty] | 2030 | 476 | 150 | 400 | 0 | 0 | 0 | 400 | 1800 | 2030 | 476 | 150 | 0 | 150 | 0 | 0 | 0 | 1780
[6 empty] | 2031 | 476 | 400 | 400 | 150 | 125 | 50 | 400 | 2040 | 2031 | 476 | 400 | 0 | 300 | 125 | 100 | 0 | 1920
[6 empty] | 2032 | 476 | 400 | 400 | 150 | 125 | 50 | 400 | 2040 | 2032 | 476 | 400 | 0 | 300 | 125 | 100 | 0 | 1920
[6 empty] | 2033 | 476 | 400 | 400 | 150 | 125 | 50 | 400 | 2040 | 2033 | 476 | 400 | 0 | 300 | 125 | 100 | 0 | 1920
[6 empty] | 2034 | 476 | 400 | 400 | 150 | 125 | 50 | 400 | 2040 | 2034 | 476 | 400 | 0 | 300 | 125 | 50 | 0 | 2080
[6 empty] | 2035 | 476 | 400 | 400 | 150 | 125 | 0 | 400 | 2140 | 2035 | 476 | 400 | 0 | 300 | 125 | 50 | 0 | 2080
[6 empty] | 2036 | 476 | 350 | 400 | 300 | 125 | 0 | 400 | 2140 | 2036 | 476 | 400 | 0 | 300 | 125 | 50 | 0 | 2080
[6 empty] | 2037 | 476 | 350 | 400 | 300 | 125 | 0 | 400 | 2140 | 2037 | 476 | 400 | 0 | 300 | 125 | 50 | 0 | 2080
[6 empty] | 2038 | 476 | 300 | 400 | 450 | 125 | 0 | 400 | 2140 | 2038 | 476 | 400 | 0 | 300 | 125 | 50 | 0 | 2080
[6 empty] | 2039 | 476 | 300 | 400 | 450 | 125 | 0 | 400 | 2140 | 2039 | 476 | 400 | 0 | 300 | 125 | 50 | 0 | 2080
[6 empty] | 2040 | 476 | 300 | 400 | 450 | 125 | 0 | 400 | 2140 | 2040 | 476 | 400 | 0 | 300 | 125 | 50 | 0 | 2080
[6 empty] | 2041 | 476 | 300 | 400 | 450 | 125 | 0 | 400 | 2160 | 2041 | 476 | 400 | 0 | 300 | 125 | 0 | 0 | 2200
[6 empty] | 2042 | 476 | 350 | 400 | 450 | 125 | 0 | 400 | 2160 | 2042 | 476 | 400 | 0 | 300 | 125 | 0 | 0 | 2200
[6 empty] | 2043 | 476 | 350 | 400 | 450 | 125 | 0 | 400 | 2160 | 2043 | 476 | 400 | 0 | 300 | 125 | 0 | 0 | 2200
[6 empty] | 2044 | 476 | 300 | 400 | 450 | 125 | 0 | 400 | 2160 | 2044 | 476 | 400 | 0 | 300 | 125 | 0 | 0 | 2200
[6 empty] | 2045 | 476 | 300 | 400 | 450 | 125 | 0 | 400 | 2160 | 2045 | 476 | 400 | 0 | 300 | 125 | 0 | 0 | 2200
[6 empty] | 2046 | 476 | 300 | 400 | 450 | 125 | 0 | 400 | 2160 | 2046 | 476 | 400 | 0 | 300 | 125 | 0 | 0 | 2200
[6 empty] | 2047 | 476 | 300 | 400 | 450 | 125 | 0 | 400 | 2160 | 2047 | 476 | 350 | 0 | 450 | 125 | 0 | 0 | 2200
[6 empty] | 2048 | 476 | 300 | 400 | 450 | 125 | 0 | 400 | 2160 | 2048 | 476 | 350 | 0 | 450 | 125 | 0 | 0 | 2200
[6 empty] | 2049 | 476 | 300 | 400 | 450 | 125 | 0 | 1000 | 2160 | 2049 | 476 | 350 | 0 | 450 | 125 | 0 | 0 | 2200
[6 empty] | 2050 | 476 | 300 | 400 | 450 | 125 | 0 | 1300 | 2160 | 2050 | 476 | 350 | 0 | 450 | 125 | 0 | 0 | 2200

## BAU_NoCO2
KPCo Retire 2040, no CO2
Generation (GWh) |  |  | Generation (GWh) | [13 empty] | Capacity (MW) | [12 empty] | Firm Capacity (MW)
|  | Load | Nuclear | Coal | Gas | Hydro | Biomass | Landfill | Solar | Wind | Pumped Hydro | Battery Storage | Net Exchange | Net Exchange - for Graph | Sales | Purchases | Nuclear | Coal | Gas | Hydro | Biomass | Landfill | Utility Solar | DG Solar | Pumped Hydro | Offshore Wind | Onshore Wind | Battery Storage | Capacity Only PPA | Nuclear | Coal | Gas | Hydro | Biomass | Landfill | Utility Solar | DG Solar | Pumped Hydro | Offshore Wind | Onshore Wind | Battery Storage | Capacity Only PPA | Peak
| 2021 | 5586.1985 | 0 | 4018.2993 | 190.8368 | 0 | 0 | 0 | 0 | 0 | 0 | 0 | 1377.0631 | 1377.0631 | 232.2787 | 1609.3417 | 0 | 1172 | 295 | 0 | 0 | 0 | 0 | 0 | 0 | 0 | 0 | 0 | 0 | 0 | 1172 | 295 | 0 | 0 | 0 | 0 | 0 | 0 | 0 | 0 | 0 | 0 | 955.4904
| 2022 | 5653.7537 | 0 | 3086.4022 | 377.3364 | 0 | 0 | 0 | 0 | 0 | 0 | 0 | 2190.0158 | 2190.0158 | 132.9277 | 2322.9435 | 0 | 977 | 295 | 0 | 0 | 0 | 0 | 0 | 0 | 0 | 0 | 0 | 0 | 0 | 977 | 295 | 0 | 0 | 0 | 0 | 0 | 0 | 0 | 0 | 0 | 0 | 978.1308
| 2023 | 5645.6454 | 0 | 2249.9332 | 472.7548 | 0 | 0 | 0 | 232.8 | 0 | 0 | 0 | 2690.1571 | 2690.1571 | 58.4616 | 2748.6187 | 0 | 780 | 295 | 0 | 0 | 0 | 100 | 0 | 0 | 0 | 0 | 0 | 0 | 0 | 780 | 295 | 0 | 0 | 0 | 64 | 0 | 0 | 0 | 0 | 0 | 0 | 992.6221
| 2024 | 5586.3848 | 0 | 2287.1534 | 472.7548 | 0 | 0 | 0 | 233.1342 | 0 | 0 | 0 | 2593.3427 | 2593.3427 | 62.8857 | 2656.2284 | 0 | 780 | 295 | 0 | 0 | 0 | 100 | 0 | 0 | 0 | 0 | 0 | 0 | 0 | 780 | 295 | 0 | 0 | 0 | 64 | 0 | 0 | 0 | 0 | 0 | 0 | 919.3542
| 2025 | 5566.3301 | 0 | 2349.5266 | 190.8368 | 0 | 0 | 0 | 232.4829 | 0 | 0 | 0 | 2793.4844 | 2793.4844 | 48.0854 | 2841.5698 | 0 | 780 | 295 | 0 | 0 | 0 | 100 | 0 | 0 | 0 | 0 | 0 | 0 | 0 | 780 | 295 | 0 | 0 | 0 | 64 | 0 | 0 | 0 | 0 | 0 | 0 | 917.2905
| 2026 | 5567.2893 | 0 | 2471.3659 | 190.8368 | 0 | 0 | 0 | 232.8461 | 0 | 0 | 0 | 2672.2407 | 2672.2407 | 48.5497 | 2720.7904 | 0 | 780 | 295 | 0 | 0 | 0 | 100 | 0 | 0 | 0 | 0 | 0 | 0 | 0 | 780 | 295 | 0 | 0 | 0 | 64 | 0 | 0 | 0 | 0 | 0 | 0 | 916.2319
| 2027 | 5562.8592 | 0 | 2695.1251 | 190.8368 | 0 | 0 | 0 | 232.7887 | 0 | 0 | 0 | 2444.1096 | 2444.1096 | 49.5013 | 2493.6109 | 0 | 780 | 295 | 0 | 0 | 0 | 100 | 0 | 0 | 0 | 0 | 0 | 0 | 0 | 780 | 295 | 0 | 0 | 0 | 64 | 0 | 0 | 0 | 0 | 0 | 0 | 913.5998
| 2028 | 5561.5941 | 0 | 2705.3747 | 190.8368 | 0 | 0 | 0 | 232.9299 | 0 | 0 | 0 | 2432.4532 | 2432.4532 | 50.4643 | 2482.9174 | 0 | 780 | 295 | 0 | 0 | 0 | 100 | 0 | 0 | 0 | 0 | 0 | 0 | 0 | 780 | 295 | 0 | 0 | 0 | 64 | 0 | 0 | 0 | 0 | 0 | 0 | 909.0129
| 2029 | 5561.6545 | 0 | 2697.7762 | 195.174 | 0 | 0 | 0 | 232.6347 | 0 | 0 | 0 | 2436.0712 | 2436.0712 | 49.7758 | 2485.847 | 0 | 780 | 295 | 0 | 0 | 0 | 100 | 0 | 0 | 0 | 0 | 0 | 0 | 0 | 780 | 295 | 0 | 0 | 0 | 64 | 0 | 0 | 0 | 0 | 0 | 0 | 908.8554
| 2030 | 5556.1241 | 0 | 2613.3413 | 195.174 | 0 | 0 | 0 | 232.8101 | 0 | 0 | 0 | 2514.7997 | 2514.7997 | 50.9103 | 2565.71 | 0 | 780 | 295 | 0 | 0 | 0 | 100 | 0 | 0 | 0 | 0 | 0 | 0 | 0 | 780 | 295 | 0 | 0 | 0 | 64 | 0 | 0 | 0 | 0 | 0 | 0 | 906.4047
| 2031 | 5552.4999 | 0 | 2349.5266 | 41.1718 | 0 | 0 | 0 | 1627.3799 | 0 | 0 | 0 | 1534.4223 | 1534.4223 | 508.8756 | 2043.2979 | 0 | 780 | 125 | 0 | 0 | 0 | 700 | 0 | 0 | 0 | 0 | 0 | 0 | 0 | 780 | 125 | 0 | 0 | 0 | 226 | 0 | 0 | 0 | 0 | 0 | 0 | 904.4161
| 2032 | 5553.5269 | 0 | 2304.8526 | 32.7636 | 0 | 0 | 0 | 3033.5191 | 0 | 0 | 0 | 182.3928 | 182.3928 | 1738.7556 | 1921.1483 | 0 | 780 | 125 | 0 | 0 | 0 | 1300 | 0 | 0 | 0 | 0 | 0 | 0 | 0 | 780 | 125 | 0 | 0 | 0 | 388 | 0 | 0 | 0 | 0 | 0 | 0 | 900.3586
| 2033 | 5547.5801 | 0 | 2250.5351 | 24.1259 | 0 | 0 | 0 | 3694.2438 | 0 | 0 | 0 | -421.3229 | 0 | 2255.8268 | 1834.5039 | 0 | 780 | 125 | 0 | 0 | 0 | 1600 | 0 | 0 | 0 | 0 | 0 | 0 | 0 | 780 | 125 | 0 | 0 | 0 | 469 | 0 | 0 | 0 | 0 | 0 | 0 | 900.892
Capacity (MW) | 2034 | 5540.8108 | 0 | 2236.4885 | 0 | 0 | 0 | 0 | 3737.6686 | 0 | 0 | 0 | -433.3447 | 0 | 2270.2897 | 1836.945 | 0 | 780 | 125 | 0 | 0 | 0 | 1620 | 0 | 0 | 0 | 0 | 0 | 0 | 0 | 780 | 125 | 0 | 0 | 0 | 474.4 | 0 | 0 | 0 | 0 | 0 | 0 | 898.9332
| 2035 | 5534.2001 | 0 | 2412.9496 | 0 | 0 | 0 | 0 | 3733.3878 | 0 | 0 | 0 | -612.1351 | 0 | 2291.6035 | 1679.4684 | 0 | 780 | 125 | 0 | 0 | 0 | 1620 | 0 | 0 | 0 | 0 | 0 | 0 | 0 | 780 | 125 | 0 | 0 | 0 | 474.4 | 0 | 0 | 0 | 0 | 0 | 0 | 897.7617
| 2036 | 5523.7363 | 0 | 2341.0328 | 0 | 0 | 0 | 0 | 3744.4986 | 0 | 0 | 0 | -561.7934 | 0 | 2300.7801 | 1738.9866 | 0 | 780 | 125 | 0 | 0 | 0 | 1620 | 0 | 0 | 0 | 0 | 0 | 0 | 0 | 780 | 125 | 0 | 0 | 0 | 474.4 | 0 | 0 | 0 | 0 | 0 | 0 | 894.7817
| 2037 | 5512.949 | 0 | 2412.8548 | 0 | 0 | 0 | 0 | 3740.5323 | 0 | 0 | 0 | -640.4369 | 0 | 2304.3054 | 1663.8684 | 0 | 780 | 125 | 0 | 0 | 0 | 1620 | 0 | 0 | 0 | 0 | 0 | 0 | 0 | 780 | 125 | 0 | 0 | 0 | 474.4 | 0 | 0 | 0 | 0 | 0 | 0 | 895.2843
| 2038 | 5500.6968 | 0 | 2398.6215 | 0 | 0 | 0 | 0 | 3776.3969 | 0 | 0 | 0 | -674.3202 | 0 | 2326.1666 | 1651.8464 | 0 | 780 | 125 | 0 | 0 | 0 | 1640 | 0 | 0 | 0 | 0 | 0 | 0 | 0 | 780 | 125 | 0 | 0 | 0 | 479.8 | 0 | 0 | 0 | 0 | 0 | 0 | 894.2352
| 2039 | 5490.9378 | 0 | 2404.0117 | 0 | 0 | 0 | 0 | 3767.4812 | 0 | 0 | 0 | -680.5537 | 0 | 2322.5065 | 1641.9528 | 0 | 780 | 125 | 0 | 0 | 0 | 1640 | 0 | 0 | 0 | 0 | 0 | 0 | 0 | 780 | 125 | 0 | 0 | 0 | 479.8 | 0 | 0 | 0 | 0 | 0 | 0 | 893.2456
| 2040 | 5479.7013 | 0 | 2422.9971 | 0 | 0 | 0 | 0 | 3812.1405 | 0 | 0 | 0 | -755.4343 | 0 | 2360.2141 | 1604.7798 | 0 | 780 | 125 | 0 | 0 | 0 | 1660 | 0 | 0 | 0 | 0 | 0 | 0 | 0 | 780 | 125 | 0 | 0 | 0 | 485.2 | 0 | 0 | 0 | 0 | 0 | 0 | 889.7094
| 2041 | 5466.5541 | 0 | 0 | 0 | 0 | 0 | 0 | 4499.5147 | 0 | 0 | 0 | 967.039 | 967.039 | 2213.2732 | 3180.3122 | 0 | 0 | 125 | 0 | 0 | 0 | 2060 | 0 | 0 | 0 | 0 | 0 | 300 | 0 | 0 | 125 | 0 | 0 | 0 | 593.2 | 0 | 0 | 0 | 0 | 0 | 300 | 890.6071
| 2042 | 5452.9578 | 0 | 0 | 0 | 0 | 0 | 0 | 4496.8149 | 0 | 0 | 0 | 956.1429 | 956.1429 | 2220.8966 | 3177.0395 | 0 | 0 | 125 | 0 | 0 | 0 | 2060 | 0 | 0 | 0 | 0 | 0 | 300 | 0 | 0 | 125 | 0 | 0 | 0 | 593.2 | 0 | 0 | 0 | 0 | 0 | 300 | 889.4172
| 2043 | 5441.238 | 0 | 0 | 0 | 0 | 0 | 0 | 4502.6216 | 0 | 0 | 0 | 938.6165 | 938.6165 | 2219.2947 | 3157.9112 | 0 | 0 | 125 | 0 | 0 | 0 | 2060 | 0 | 0 | 0 | 0 | 0 | 300 | 0 | 0 | 125 | 0 | 0 | 0 | 593.2 | 0 | 0 | 0 | 0 | 0 | 300 | 888.4837
| 2044 | 5431.8705 | 0 | 0 | 0 | 0 | 0 | 0 | 4633.8861 | 0 | 0 | 0 | 797.9839 | 797.9839 | 2336.8016 | 3134.7855 | 0 | 0 | 125 | 0 | 0 | 0 | 2180 | 0 | 0 | 0 | 0 | 0 | 250 | 0 | 0 | 125 | 0 | 0 | 0 | 625.6 | 0 | 0 | 0 | 0 | 0 | 250 | 885.3307
| 2045 | 5420.3854 | 0 | 0 | 0 | 0 | 0 | 0 | 4625.4535 | 0 | 0 | 0 | 794.9317 | 794.9317 | 2327.6638 | 3122.5954 | 0 | 0 | 125 | 0 | 0 | 0 | 2180 | 0 | 0 | 0 | 0 | 0 | 250 | 0 | 0 | 125 | 0 | 0 | 0 | 625.6 | 0 | 0 | 0 | 0 | 0 | 250 | 886.2287
| 2046 | 5408.765 | 0 | 0 | 0 | 0 | 0 | 0 | 4625.6026 | 0 | 0 | 0 | 783.1633 | 783.1633 | 2327.0642 | 3110.2275 | 0 | 0 | 125 | 0 | 0 | 0 | 2180 | 0 | 0 | 0 | 0 | 0 | 250 | 0 | 0 | 125 | 0 | 0 | 0 | 625.6 | 0 | 0 | 0 | 0 | 0 | 250 | 885.29
| 2047 | 5394.8665 | 0 | 0 | 0 | 0 | 0 | 0 | 4627.3882 | 0 | 0 | 0 | 767.4783 | 767.4783 | 2336.3522 | 3103.8306 | 0 | 0 | 125 | 0 | 0 | 0 | 2180 | 0 | 0 | 0 | 0 | 0 | 250 | 0 | 0 | 125 | 0 | 0 | 0 | 625.6 | 0 | 0 | 0 | 0 | 0 | 250 | 883.98
| 2048 | 5382.5005 | 0 | 0 | 0 | 0 | 0 | 0 | 4634.343 | 0 | 0 | 0 | 748.158 | 748.158 | 2345.492 | 3093.65 | 0 | 0 | 125 | 0 | 0 | 0 | 2180 | 0 | 0 | 0 | 0 | 0 | 250 | 0 | 0 | 125 | 0 | 0 | 0 | 625.6 | 0 | 0 | 0 | 0 | 0 | 250 | 880.53
| 2049 | 5371.1205 | 0 | 0 | 0 | 0 | 0 | 0 | 4624.6771 | 0 | 0 | 0 | 746.4438 | 746.4438 | 2340.8713 | 3087.3151 | 0 | 0 | 125 | 0 | 0 | 0 | 2180 | 0 | 0 | 0 | 0 | 0 | 250 | 0 | 0 | 125 | 0 | 0 | 0 | 625.6 | 0 | 0 | 0 | 0 | 0 | 250 | 881.71
| 2050 | 5384.4818 | 0 | 0 | 0 | 0 | 0 | 0 | 4674.6477 | 0 | 0 | 0 | 709.8336 | 709.8336 | 2379.943 | 3089.7766 | 0 | 0 | 125 | 0 | 0 | 0 | 2240 | 0 | 0 | 0 | 0 | 36 | 200 | 0 | 0 | 125 | 0 | 0 | 0 | 641.8 | 0 | 0 | 0 | 0 | 28.8 | 200 | 880.59
| Total | 165239.2128 | 0 | 50708.1681 | 2765.4395 | 0 | 0 | 0 | 82474.6247 | 0 | 0 | 0 | 29291.0023 |  | 44510.8168 | 73801.8191 | 0 | 16189 | 5450 | 0 | 0 | 0 | 37320 | 0 | 0 | 0 | 0 | 36 | 2600

## 2028_NoCO2
KPCo Retire 2028, no CO2
Generation (GWh) |  |  | Generation (GWh) | [13 empty] | Capacity (MW) | [12 empty] | Firm Capacity (MW)
|  | Load | Nuclear | Coal | Gas | Hydro | Biomass | Landfill | Solar | Wind | Pumped Hydro | Battery Storage | Net Exchange | Net Exchange - for Graph | Sales | Purchases | Nuclear | Coal | Gas | Hydro | Biomass | Landfill | Utility Solar | DG Solar | Pumped Hydro | Offshore Wind | Onshore Wind | Battery Storage | Capacity Only PPA | Nuclear | Coal | Gas | Hydro | Biomass | Landfill | Utility Solar | DG Solar | Pumped Hydro | Offshore Wind | Onshore Wind | Battery Storage | Capacity Only PPA | Peak
| 2021 | 5586.1985 | 0 | 4018.2993 | 190.8368 | 0 | 0 | 0 | 0 | 0 | 0 | 0 | 1377.0631 | 1377.0631 | 232.2787 | 1609.3417 | 0 | 1172 | 295 | 0 | 0 | 0 | 0 | 0 | 0 | 0 | 0 | 0 | 0 | 0 | 1172 | 295 | 0 | 0 | 0 | 0 | 0 | 0 | 0 | 0 | 0 | 0 | 955.4904
| 2022 | 5653.7537 | 0 | 3086.4022 | 377.3364 | 0 | 0 | 0 | 0 | 0 | 0 | 0 | 2190.0158 | 2190.0158 | 132.9277 | 2322.9435 | 0 | 977 | 295 | 0 | 0 | 0 | 0 | 0 | 0 | 0 | 0 | 0 | 0 | 0 | 977 | 295 | 0 | 0 | 0 | 0 | 0 | 0 | 0 | 0 | 0 | 0 | 978.1308
| 2023 | 5645.6454 | 0 | 2249.9332 | 472.7548 | 0 | 0 | 0 | 232.8 | 0 | 0 | 0 | 2690.1571 | 2690.1571 | 58.4616 | 2748.6187 | 0 | 780 | 295 | 0 | 0 | 0 | 100 | 0 | 0 | 0 | 0 | 0 | 0 | 0 | 780 | 295 | 0 | 0 | 0 | 64 | 0 | 0 | 0 | 0 | 0 | 0 | 992.6221
| 2024 | 5586.3848 | 0 | 2287.1534 | 472.7548 | 0 | 0 | 0 | 233.1342 | 0 | 0 | 0 | 2593.3427 | 2593.3427 | 62.8857 | 2656.2284 | 0 | 780 | 295 | 0 | 0 | 0 | 100 | 0 | 0 | 0 | 0 | 0 | 0 | 0 | 780 | 295 | 0 | 0 | 0 | 64 | 0 | 0 | 0 | 0 | 0 | 0 | 919.3542
| 2025 | 5566.3301 | 0 | 2349.5266 | 190.8368 | 0 | 0 | 0 | 232.4829 | 0 | 0 | 0 | 2793.4844 | 2793.4844 | 48.0854 | 2841.5698 | 0 | 780 | 295 | 0 | 0 | 0 | 100 | 0 | 0 | 0 | 0 | 0 | 0 | 0 | 780 | 295 | 0 | 0 | 0 | 64 | 0 | 0 | 0 | 0 | 0 | 0 | 917.2905
| 2026 | 5567.2893 | 0 | 2471.3659 | 190.8368 | 0 | 0 | 0 | 1164.2307 | 0 | 0 | 0 | 1740.8563 | 1740.8563 | 303.9005 | 2044.7567 | 0 | 780 | 295 | 0 | 0 | 0 | 500 | 0 | 0 | 0 | 0 | 0 | 0 | 0 | 780 | 295 | 0 | 0 | 0 | 260 | 0 | 0 | 0 | 0 | 0 | 0 | 916.2319
| 2027 | 5562.8592 | 0 | 2695.1251 | 190.8368 | 0 | 0 | 0 | 2327.8867 | 0 | 0 | 0 | 349.0114 | 349.0114 | 1320.0352 | 1669.0467 | 0 | 780 | 295 | 0 | 0 | 0 | 1000 | 0 | 0 | 0 | 0 | 0 | 0 | 0 | 780 | 295 | 0 | 0 | 0 | 460 | 0 | 0 | 0 | 0 | 0 | 0 | 913.5998
| 2028 | 5561.5941 | 0 | 2611.4428 | 137.4176 | 0 | 0 | 0 | 3488.4947 | 0 | 0 | 0 | -675.7601 | 0 | 2268.1685 | 1592.4084 | 0 | 780 | 295 | 0 | 0 | 0 | 1500 | 0 | 0 | 0 | 0 | 0 | 0 | 0 | 780 | 295 | 0 | 0 | 0 | 660 | 0 | 0 | 0 | 0 | 0 | 0 | 909.0129
| 2029 | 5561.6545 | 0 | 0 | 164.5986 | 0 | 0 | 0 | 4099.3581 | 0 | 0 | 0 | 1297.6976 | 1297.6976 | 1940.205 | 3237.9025 | 0 | 0 | 295 | 0 | 0 | 0 | 1780 | 0 | 0 | 0 | 0 | 0 | 0 | 0 | 0 | 295 | 0 | 0 | 0 | 772 | 0 | 0 | 0 | 0 | 0 | 0 | 908.8554
| 2030 | 5556.1241 | 0 | 0 | 164.5619 | 0 | 0 | 0 | 4101.4976 | 0 | 0 | 0 | 1290.0645 | 1290.0645 | 1951.0772 | 3241.1417 | 0 | 0 | 295 | 0 | 0 | 0 | 1780 | 0 | 0 | 0 | 0 | 0 | 0 | 0 | 0 | 295 | 0 | 0 | 0 | 772 | 0 | 0 | 0 | 0 | 0 | 0 | 906.4047
| 2031 | 5552.4999 | 0 | 0 | 33.1708 | 0 | 0 | 0 | 4321.8623 | 0 | 0 | 0 | 1197.4668 | 1197.4668 | 2070.7347 | 3268.2015 | 0 | 0 | 125 | 0 | 0 | 0 | 1920 | 0 | 0 | 0 | 0 | 0 | 100 | 0 | 0 | 125 | 0 | 0 | 0 | 809.8 | 0 | 0 | 0 | 0 | 0 | 100 | 904.4161
| 2032 | 5553.5269 | 0 | 0 | 32.0655 | 0 | 0 | 0 | 4333.7331 | 0 | 0 | 0 | 1187.7279 | 1187.7279 | 2069.531 | 3257.2589 | 0 | 0 | 125 | 0 | 0 | 0 | 1920 | 0 | 0 | 0 | 0 | 0 | 100 | 0 | 0 | 125 | 0 | 0 | 0 | 809.8 | 0 | 0 | 0 | 0 | 0 | 100 | 900.3586
| 2033 | 5547.5801 | 0 | 0 | 30.6789 | 0 | 0 | 0 | 4315.9737 | 0 | 0 | 0 | 1200.9277 | 1200.9277 | 2057.515 | 3258.4428 | 0 | 0 | 125 | 0 | 0 | 0 | 1920 | 0 | 0 | 0 | 0 | 0 | 100 | 0 | 0 | 125 | 0 | 0 | 0 | 809.8 | 0 | 0 | 0 | 0 | 0 | 100 | 900.892
Capacity (MW) | 2034 | 5540.8108 | 0 | 0 | 0 | 0 | 0 | 0 | 4532.812 | 0 | 0 | 0 | 1007.9986 | 1007.9986 | 2227.9256 | 3235.9241 | 0 | 0 | 125 | 0 | 0 | 0 | 2080 | 0 | 0 | 0 | 0 | 0 | 50 | 0 | 0 | 125 | 0 | 0 | 0 | 853 | 0 | 0 | 0 | 0 | 0 | 50 | 898.9332
| 2035 | 5534.2001 | 0 | 0 | 0 | 0 | 0 | 0 | 4526.2035 | 0 | 0 | 0 | 1007.9969 | 1007.9969 | 2218.5784 | 3226.5753 | 0 | 0 | 125 | 0 | 0 | 0 | 2080 | 0 | 0 | 0 | 0 | 0 | 50 | 0 | 0 | 125 | 0 | 0 | 0 | 853 | 0 | 0 | 0 | 0 | 0 | 50 | 897.7617
| 2036 | 5523.7363 | 0 | 0 | 0 | 0 | 0 | 0 | 4534.3825 | 0 | 0 | 0 | 989.3542 | 989.3542 | 2239.4134 | 3228.7676 | 0 | 0 | 125 | 0 | 0 | 0 | 2080 | 0 | 0 | 0 | 0 | 0 | 50 | 0 | 0 | 125 | 0 | 0 | 0 | 853 | 0 | 0 | 0 | 0 | 0 | 50 | 894.7817
| 2037 | 5512.949 | 0 | 0 | 0 | 0 | 0 | 0 | 4533.1366 | 0 | 0 | 0 | 979.8125 | 979.8125 | 2232.9191 | 3212.7316 | 0 | 0 | 125 | 0 | 0 | 0 | 2080 | 0 | 0 | 0 | 0 | 0 | 50 | 0 | 0 | 125 | 0 | 0 | 0 | 853 | 0 | 0 | 0 | 0 | 0 | 50 | 895.2843
| 2038 | 5500.6968 | 0 | 0 | 0 | 0 | 0 | 0 | 4530.8782 | 0 | 0 | 0 | 969.8187 | 969.8187 | 2235.4417 | 3205.2604 | 0 | 0 | 125 | 0 | 0 | 0 | 2080 | 0 | 0 | 0 | 0 | 0 | 50 | 0 | 0 | 125 | 0 | 0 | 0 | 853 | 0 | 0 | 0 | 0 | 0 | 50 | 894.2352
| 2039 | 5490.9378 | 0 | 0 | 0 | 0 | 0 | 0 | 4522.5932 | 0 | 0 | 0 | 968.3449 | 968.3449 | 2229.5189 | 3197.8637 | 0 | 0 | 125 | 0 | 0 | 0 | 2080 | 0 | 0 | 0 | 0 | 0 | 50 | 0 | 0 | 125 | 0 | 0 | 0 | 853 | 0 | 0 | 0 | 0 | 0 | 50 | 893.2456
| 2040 | 5479.7013 | 0 | 0 | 0 | 0 | 0 | 0 | 4527.541 | 0 | 0 | 0 | 952.1603 | 952.1603 | 2230.7131 | 3182.8735 | 0 | 0 | 125 | 0 | 0 | 0 | 2080 | 0 | 0 | 0 | 0 | 0 | 50 | 0 | 0 | 125 | 0 | 0 | 0 | 853 | 0 | 0 | 0 | 0 | 0 | 50 | 889.7094
| 2041 | 5466.5541 | 0 | 0 | 0 | 0 | 0 | 0 | 4653.6458 | 0 | 0 | 0 | 812.908 | 812.908 | 2345.3722 | 3158.2803 | 0 | 0 | 125 | 0 | 0 | 0 | 2200 | 0 | 0 | 0 | 0 | 0 | 0 | 0 | 0 | 125 | 0 | 0 | 0 | 885.4 | 0 | 0 | 0 | 0 | 0 | 0 | 890.6071
| 2042 | 5452.9578 | 0 | 0 | 0 | 0 | 0 | 0 | 4643.3461 | 0 | 0 | 0 | 809.6118 | 809.6118 | 2343.9813 | 3153.5931 | 0 | 0 | 125 | 0 | 0 | 0 | 2200 | 0 | 0 | 0 | 0 | 0 | 0 | 0 | 0 | 125 | 0 | 0 | 0 | 885.4 | 0 | 0 | 0 | 0 | 0 | 0 | 889.4172
| 2043 | 5441.238 | 0 | 0 | 0 | 0 | 0 | 0 | 4647.3248 | 0 | 0 | 0 | 793.9132 | 793.9132 | 2342.0192 | 3135.9325 | 0 | 0 | 125 | 0 | 0 | 0 | 2200 | 0 | 0 | 0 | 0 | 0 | 0 | 0 | 0 | 125 | 0 | 0 | 0 | 885.4 | 0 | 0 | 0 | 0 | 0 | 0 | 888.4837
| 2044 | 5431.8705 | 0 | 0 | 0 | 0 | 0 | 0 | 4653.0481 | 0 | 0 | 0 | 778.822 | 778.822 | 2353.0717 | 3131.8938 | 0 | 0 | 125 | 0 | 0 | 0 | 2200 | 0 | 0 | 0 | 0 | 0 | 0 | 0 | 0 | 125 | 0 | 0 | 0 | 885.3307 | 0 | 0 | 0 | 0 | 0 | 0 | 885.3307
| 2045 | 5420.3854 | 0 | 0 | 0 | 0 | 0 | 0 | 4644.4554 | 0 | 0 | 0 | 775.9296 | 775.9296 | 2343.4541 | 3119.3837 | 0 | 0 | 125 | 0 | 0 | 0 | 2200 | 0 | 0 | 0 | 0 | 0 | 0 | 0 | 0 | 125 | 0 | 0 | 0 | 885.4 | 0 | 0 | 0 | 0 | 0 | 0 | 886.2287
| 2046 | 5408.765 | 0 | 0 | 0 | 0 | 0 | 0 | 4644.7283 | 0 | 0 | 0 | 764.0373 | 764.0373 | 2343.1549 | 3107.1922 | 0 | 0 | 125 | 0 | 0 | 0 | 2200 | 0 | 0 | 0 | 0 | 0 | 0 | 0 | 0 | 125 | 0 | 0 | 0 | 885.29 | 0 | 0 | 0 | 0 | 0 | 0 | 885.29
| 2047 | 5394.8665 | 0 | 0 | 0 | 0 | 0 | 0 | 4646 | 0 | 0 | 0 | 748.8666 | 748.8666 | 2351.9608 | 3100.8274 | 0 | 0 | 125 | 0 | 0 | 0 | 2200 | 0 | 0 | 0 | 0 | 0 | 0 | 0 | 0 | 125 | 0 | 0 | 0 | 883.98 | 0 | 0 | 0 | 0 | 0 | 0 | 883.98
| 2048 | 5382.5005 | 0 | 0 | 0 | 0 | 0 | 0 | 4653.8254 | 0 | 0 | 0 | 728.6754 | 728.6754 | 2362.114 | 3090.7895 | 0 | 0 | 125 | 0 | 0 | 0 | 2200 | 0 | 0 | 0 | 0 | 0 | 0 | 0 | 0 | 125 | 0 | 0 | 0 | 880.53 | 0 | 0 | 0 | 0 | 0 | 0 | 880.53
| 2049 | 5371.1205 | 0 | 0 | 0 | 0 | 0 | 0 | 4643.9217 | 0 | 0 | 0 | 727.1988 | 727.1988 | 2357.2378 | 3084.4366 | 0 | 0 | 125 | 0 | 0 | 0 | 2200 | 0 | 0 | 0 | 0 | 0 | 0 | 0 | 0 | 125 | 0 | 0 | 0 | 881.71 | 0 | 0 | 0 | 0 | 0 | 0 | 881.71
| 2050 | 5384.4818 | 0 | 0 | 0 | 0 | 0 | 0 | 4639.163 | 0 | 0 | 0 | 745.3183 | 745.3183 | 2350.3455 | 3095.6639 | 0 | 0 | 125 | 0 | 0 | 0 | 2200 | 0 | 0 | 0 | 0 | 0 | 0 | 0 | 0 | 125 | 0 | 0 | 0 | 880.5901 | 0 | 0 | 0 | 0 | 0 | 0 | 880.59
| Total | 165239.2128 | 0 | 21769.2486 | 2648.6865 | 0 | 0 | 0 | 107028.4595 | 0 | 0 | 0 | 33792.8222 |  | 53623.0282 | 87415.8505 | 0 | 6829 | 5450 | 0 | 0 | 0 | 49180 | 0 | 0 | 0 | 0 | 0 | 650

## BAU_CO2
KPCO Retire 2040, with CO2
Generation (GWh) |  |  |  | Generation (GWh) | [12 empty] | Capacity (MW) | [11 empty] | Firm Capacity (MW)
|  | Peak | Load | Nuclear | Coal | Gas | Hydro | Biomass | Landfill | Solar | Wind | Battery Storage | Net Exchange | Net Exchange - for Graph | Sales | Purchases | Nuclear | Coal | Gas | Hydro | Biomass | Landfill | Utility Solar | DG Solar | Pumped Hydro | Onshore Wind | Battery Storage | Capacity Only PPA | Nuclear | Coal | Gas | Hydro | Biomass | Landfill | Utility Solar | DG Solar | Onshore Wind | Battery Storage | Capacity Only PPA
| 2021 | 955.4904 | 5586.1985 | 0 | 3977.4471 | 190.8368 | 0 | 0 | 0 | 0 | 0 | 0 | 1417.9154 | 1417.9154 | 232.2787 | 1650.194 | 0 | 1172 | 295 | 0 | 0 | 0 | 0 | 0 | 0 | 0 | 0 | 0 | 0 | 1172 | 295 | 0 | 0 | 0 | 0 | 0 | 0 | 0 | 0
| 2022 | 978.1308 | 5653.7537 | 0 | 3003.7845 | 377.3364 | 0 | 0 | 0 | 0 | 0 | 0 | 2272.6333 | 2272.6333 | 132.0406 | 2404.6738 | 0 | 977 | 295 | 0 | 0 | 0 | 0 | 0 | 0 | 0 | 0 | 0 | 0 | 977 | 295 | 0 | 0 | 0 | 0 | 0 | 0 | 0 | 0
| 2023 | 992.6221 | 5645.6454 | 0 | 2249.9332 | 472.7548 | 0 | 0 | 0 | 0 | 641.9874 | 0 | 2280.9698 | 2280.9698 | 70.5784 | 2351.5482 | 0 | 780 | 295 | 0 | 0 | 0 | 0 | 0 | 0 | 200 | 0 | 0 | 0 | 780 | 295 | 0 | 0 | 0 | 0 | 0 | 20 | 0 | 0
| 2024 | 919.3542 | 5586.3848 | 0 | 2287.1534 | 472.7548 | 0 | 0 | 0 | 0 | 646.599 | 0 | 2179.878 | 2179.878 | 81.3636 | 2261.2416 | 0 | 780 | 295 | 0 | 0 | 0 | 0 | 0 | 0 | 200 | 0 | 0 | 0 | 780 | 295 | 0 | 0 | 0 | 0 | 0 | 20 | 0 | 0
| 2025 | 917.2905 | 5566.3301 | 0 | 2469.395 | 286.2552 | 0 | 0 | 0 | 0 | 1287.4442 | 0 | 1523.2363 | 1523.2363 | 162.5821 | 1685.8185 | 0 | 780 | 295 | 0 | 0 | 0 | 0 | 0 | 0 | 400 | 0 | 0 | 0 | 780 | 295 | 0 | 0 | 0 | 0 | 0 | 44 | 0 | 0
| 2026 | 916.2319 | 5567.2893 | 0 | 2471.3659 | 190.8368 | 0 | 0 | 0 | 0 | 1288.2379 | 0 | 1616.8492 | 1616.8492 | 144.3895 | 1761.2386 | 0 | 780 | 295 | 0 | 0 | 0 | 0 | 0 | 0 | 400 | 0 | 0 | 0 | 780 | 295 | 0 | 0 | 0 | 0 | 0 | 44 | 0 | 0
| 2027 | 913.5998 | 5562.8592 | 0 | 2613.6882 | 190.8368 | 0 | 0 | 0 | 0 | 1286.1646 | 0 | 1472.1707 | 1472.1707 | 153.9826 | 1626.1533 | 0 | 780 | 295 | 0 | 0 | 0 | 0 | 0 | 0 | 400 | 0 | 0 | 0 | 780 | 295 | 0 | 0 | 0 | 0 | 0 | 44 | 0 | 0
| 2028 | 909.0129 | 5561.5941 | 0 | 2075.8998 | 190.8368 | 0 | 0 | 0 | 0 | 1292.3378 | 0 | 2002.5196 | 2002.5196 | 120.5525 | 2123.0721 | 0 | 780 | 295 | 0 | 0 | 0 | 0 | 0 | 0 | 400 | 0 | 0 | 0 | 780 | 295 | 0 | 0 | 0 | 0 | 0 | 44 | 0 | 0
| 2029 | 908.8554 | 5561.6545 | 0 | 1739.9166 | 195.174 | 0 | 0 | 0 | 0 | 1283.6383 | 0 | 2342.926 | 2342.926 | 86.3558 | 2429.2817 | 0 | 780 | 295 | 0 | 0 | 0 | 0 | 0 | 0 | 400 | 0 | 0 | 0 | 780 | 295 | 0 | 0 | 0 | 0 | 0 | 44 | 0 | 0
| 2030 | 906.4047 | 5556.1241 | 0 | 1686.5979 | 195.174 | 0 | 0 | 0 | 0 | 1287.0419 | 0 | 2387.31 | 2387.31 | 79.8111 | 2467.1211 | 0 | 780 | 295 | 0 | 0 | 0 | 0 | 0 | 0 | 400 | 0 | 0 | 0 | 780 | 295 | 0 | 0 | 0 | 0 | 0 | 44 | 0 | 0
| 2031 | 904.4161 | 5552.4999 | 0 | 1614.768 | 77.0106 | 0 | 0 | 0 | 1394.897 | 1287.4442 | 0 | 1178.3801 | 1178.3801 | 371.8484 | 1550.2285 | 0 | 780 | 125 | 0 | 0 | 0 | 600 | 0 | 0 | 400 | 0 | 0 | 0 | 780 | 125 | 0 | 0 | 0 | 162 | 0 | 44 | 0 | 0
| 2032 | 900.3586 | 5553.5269 | 0 | 1492.9851 | 36.8458 | 0 | 0 | 0 | 2800.1715 | 1293.5165 | 0 | -69.9916 | 0 | 1492.8646 | 1422.873 | 0 | 780 | 125 | 0 | 0 | 0 | 1200 | 0 | 0 | 400 | 0 | 0 | 0 | 780 | 125 | 0 | 0 | 0 | 324 | 0 | 44 | 0 | 0
| 2033 | 900.892 | 5547.5801 | 0 | 1360.0131 | 21.2393 | 0 | 0 | 0 | 3755.5499 | 1278.2133 | 0 | -867.4354 | 0 | 2247.3836 | 1379.9482 | 0 | 780 | 125 | 0 | 0 | 0 | 1660 | 0 | 0 | 400 | 0 | 0 | 0 | 780 | 125 | 0 | 0 | 0 | 448.2 | 0 | 44 | 0 | 0
Capacity (MW) | 2034 | 898.9332 | 5540.8108 | 0 | 1365.3898 | 0 | 0 | 0 | 0 | 3760.5493 | 1279.4063 | 0 | -864.5341 | 0 | 2245.1232 | 1380.5891 | 0 | 780 | 125 | 0 | 0 | 0 | 1660 | 0 | 0 | 400 | 0 | 0 | 0 | 780 | 125 | 0 | 0 | 0 | 448.2 | 0 | 44 | 0 | 0
| 2035 | 897.7617 | 5534.2001 | 0 | 1376.1851 | 0 | 0 | 0 | 0 | 3760.0688 | 1280.1243 | 0 | -882.1777 | 0 | 2246.9895 | 1364.8117 | 0 | 780 | 125 | 0 | 0 | 0 | 1660 | 0 | 0 | 400 | 0 | 0 | 0 | 780 | 125 | 0 | 0 | 0 | 448.2 | 0 | 44 | 0 | 0
| 2036 | 894.7817 | 5523.7363 | 0 | 1329.5931 | 0 | 0 | 0 | 0 | 3996.9004 | 1274.7233 | 0 | -1077.4803 | 0 | 2431.5732 | 1354.0929 | 0 | 780 | 125 | 0 | 0 | 0 | 1820 | 0 | 0 | 400 | 0 | 0 | 0 | 780 | 125 | 0 | 0 | 0 | 491.4 | 0 | 44 | 0 | 0
| 2037 | 895.2843 | 5512.949 | 0 | 1326.2675 | 0 | 0 | 0 | 0 | 3993.0976 | 1273.1582 | 0 | -1079.574 | 0 | 2425.2214 | 1345.6474 | 0 | 780 | 125 | 0 | 0 | 0 | 1820 | 0 | 0 | 400 | 0 | 0 | 0 | 780 | 125 | 0 | 0 | 0 | 491.4 | 0 | 44 | 0 | 0
| 2038 | 894.2352 | 5500.6968 | 0 | 1290.8463 | 0 | 0 | 0 | 0 | 4181.6236 | 1265.0733 | 0 | -1236.8464 | 0 | 2556.4163 | 1319.5698 | 0 | 780 | 125 | 0 | 0 | 0 | 1980 | 0 | 0 | 400 | 0 | 0 | 0 | 780 | 125 | 0 | 0 | 0 | 534.6 | 0 | 44 | 0 | 0
| 2039 | 893.2456 | 5490.9378 | 0 | 1293.5976 | 0 | 0 | 0 | 0 | 4175.0446 | 1264.6142 | 0 | -1242.3189 | 0 | 2552.0407 | 1309.7219 | 0 | 780 | 125 | 0 | 0 | 0 | 1980 | 0 | 0 | 400 | 0 | 0 | 0 | 780 | 125 | 0 | 0 | 0 | 534.6 | 0 | 44 | 0 | 0
| 2040 | 889.7094 | 5479.7013 | 0 | 1277.174 | 0 | 0 | 0 | 0 | 4342.1716 | 1266.1741 | 0 | -1405.818 | 0 | 2680.9259 | 1275.1078 | 0 | 780 | 125 | 0 | 0 | 0 | 2140 | 0 | 0 | 400 | 0 | 0 | 0 | 780 | 125 | 0 | 0 | 0 | 577.8 | 0 | 44 | 0 | 0
| 2041 | 890.6071 | 5466.5541 | 0 | 0 | 0 | 0 | 0 | 0 | 4517.3244 | 1260.4345 | 0 | -311.205 | 0 | 2417.146 | 2105.941 | 0 | 0 | 125 | 0 | 0 | 0 | 2160 | 0 | 0 | 400 | 12 | 250 | 0 | 0 | 125 | 0 | 0 | 0 | 583.2 | 0 | 44 | 9.6 | 250
| 2042 | 889.4172 | 5452.9578 | 0 | 0 | 0 | 0 | 0 | 0 | 4506.1474 | 1263.6378 | 0 | -316.8276 | 0 | 2421.5319 | 2104.7042 | 0 | 0 | 125 | 0 | 0 | 0 | 2160 | 0 | 0 | 400 | 12 | 250 | 0 | 0 | 125 | 0 | 0 | 0 | 583.2 | 0 | 44 | 9.6 | 250
| 2043 | 888.4837 | 5441.238 | 0 | 0 | 0 | 0 | 0 | 0 | 4510.5548 | 1264.1923 | 0 | -333.509 | 0 | 2418.3209 | 2084.8119 | 0 | 0 | 125 | 0 | 0 | 0 | 2160 | 0 | 0 | 400 | 12 | 250 | 0 | 0 | 125 | 0 | 0 | 0 | 583.2 | 0 | 44 | 9.6 | 250
| 2044 | 885.3307 | 5431.8705 | 0 | 0 | 0 | 0 | 0 | 0 | 4518.7454 | 1268.3251 | 0 | -355.2004 | 0 | 2427.3442 | 2072.1438 | 0 | 0 | 125 | 0 | 0 | 0 | 2160 | 0 | 0 | 400 | 12 | 250 | 0 | 0 | 125 | 0 | 0 | 0 | 583.2 | 0 | 44 | 9.6 | 250
| 2045 | 886.2287 | 5420.3854 | 0 | 0 | 0 | 0 | 0 | 0 | 4413.091 | 2513.6946 | 0 | -1506.4003 | 0 | 2588.5755 | 1082.1752 | 0 | 0 | 125 | 0 | 0 | 0 | 2160 | 0 | 0 | 800 | 12 | 200 | 0 | 0 | 125 | 0 | 0 | 0 | 583.2 | 0 | 92 | 9.6 | 200
| 2046 | 885.29 | 5408.765 | 0 | 0 | 0 | 0 | 0 | 0 | 4317.5334 | 3750.7291 | 0 | -2659.4974 | 0 | 3226.9082 | 567.4108 | 0 | 0 | 125 | 0 | 0 | 0 | 2160 | 0 | 0 | 1200 | 12 | 150 | 0 | 0 | 125 | 0 | 0 | 0 | 583.2 | 0 | 140 | 9.6 | 150
| 2047 | 883.98 | 5394.8665 | 0 | 0 | 0 | 0 | 0 | 0 | 4210.099 | 4942.8774 | 0 | -3758.1101 | 0 | 4109.24 | 351.1299 | 0 | 0 | 125 | 0 | 0 | 0 | 2160 | 0 | 0 | 1600 | 12 | 100 | 0 | 0 | 125 | 0 | 0 | 0 | 583.2 | 0 | 188 | 9.6 | 100
| 2048 | 880.53 | 5382.5005 | 0 | 0 | 0 | 0 | 0 | 0 | 4110.8696 | 5872.9193 | 0 | -4601.2885 | 0 | 4867.5969 | 266.3084 | 0 | 0 | 125 | 0 | 0 | 0 | 2160 | 0 | 0 | 1900 | 12 | 50 | 0 | 0 | 125 | 0 | 0 | 0 | 583.2 | 0 | 224 | 9.6 | 50
| 2049 | 881.71 | 5371.1205 | 0 | 0 | 0 | 0 | 0 | 0 | 4140.0237 | 5855.0075 | 0 | -4623.9108 | 0 | 4899.872 | 275.9613 | 0 | 0 | 125 | 0 | 0 | 0 | 2160 | 0 | 0 | 1900 | 12 | 50 | 0 | 0 | 125 | 0 | 0 | 0 | 583.2 | 0 | 224 | 9.6 | 50
| 2050 | 880.59 | 5384.4818 | 0 | 0 | 0 | 0 | 0 | 0 | 4115.5063 | 6139.7465 | 0 | -4870.7717 | 0 | 5118.9154 | 248.1437 | 0 | 0 | 125 | 0 | 0 | 0 | 2160 | 0 | 0 | 2000 | 12 | 50 | 0 | 0 | 125 | 0 | 0 | 0 | 583.2 | 0 | 236 | 9.6 | 50
| Total |  | 165239.2128 | 0 | 38302.0014 | 2897.8921 | 0 | 0 | 0 | 79519.9695 | 55907.4629 | 0 | -11388.109 |  | 57009.7726 | 45621.6635 | 0 | 16189 | 5450 | 0 | 0 | 0 | 38120 | 0 | 0 | 17800 | 120 | 1600

## 2028_CO2
KPCO Retire 2028, with CO2
Generation (GWh) |  |  | Generation (GWh) | [13 empty] | Capacity (MW) | [12 empty] | Firm Capacity (MW)
|  | Load | Nuclear | Coal | Gas | Hydro | Biomass | Landfill | Solar | Wind | Pumped Hydro | Battery Storage | Net Exchange | Net Exchange - for Graph | Sales | Purchases | Nuclear | Coal | Gas | Hydro | Biomass | Landfill | Utility Solar | DG Solar | Pumped Hydro | Offshore Wind | Onshore Wind | Battery Storage | Capacity Only PPA | Nuclear | Coal | Gas | Hydro | Biomass | Landfill | Utility Solar | DG Solar | Pumped Hydro | Offshore Wind | Onshore Wind | Battery Storage | Capacity Only PPA | Peak
| 2021 | 5586.1985 | 0 | 3977.4471 | 190.8368 | 0 | 0 | 0 | 0 | 0 | 0 | 0 | 1417.9154 | 1417.9154 | 232.2787 | 1650.194 | 0 | 1172 | 295 | 0 | 0 | 0 | 0 | 0 | 0 | 0 | 0 | 0 | 0 | 0 | 1172 | 295 | 0 | 0 | 0 | 0 | 0 | 0 | 0 | 0 | 0 | 0 | 955.4904
| 2022 | 5653.7537 | 0 | 3003.7845 | 377.3364 | 0 | 0 | 0 | 0 | 0 | 0 | 0 | 2272.6333 | 2272.6333 | 132.0406 | 2404.6738 | 0 | 977 | 295 | 0 | 0 | 0 | 0 | 0 | 0 | 0 | 0 | 0 | 0 | 0 | 977 | 295 | 0 | 0 | 0 | 0 | 0 | 0 | 0 | 0 | 0 | 0 | 978.1308
| 2023 | 5645.6454 | 0 | 2249.9332 | 472.7548 | 0 | 0 | 0 | 0 | 641.9874 | 0 | 0 | 2280.9698 | 2280.9698 | 70.5784 | 2351.5482 | 0 | 780 | 295 | 0 | 0 | 0 | 0 | 0 | 0 | 0 | 200 | 0 | 0 | 0 | 780 | 295 | 0 | 0 | 0 | 0 | 0 | 0 | 0 | 20 | 0 | 0 | 992.6221
| 2024 | 5586.3848 | 0 | 2287.1534 | 472.7548 | 0 | 0 | 0 | 0 | 646.599 | 0 | 0 | 2179.878 | 2179.878 | 81.3636 | 2261.2416 | 0 | 780 | 295 | 0 | 0 | 0 | 0 | 0 | 0 | 0 | 200 | 0 | 0 | 0 | 780 | 295 | 0 | 0 | 0 | 0 | 0 | 0 | 0 | 20 | 0 | 0 | 919.3542
| 2025 | 5566.3301 | 0 | 2469.395 | 286.2552 | 0 | 0 | 0 | 0 | 1287.4442 | 0 | 0 | 1523.2363 | 1523.2363 | 162.5821 | 1685.8185 | 0 | 780 | 295 | 0 | 0 | 0 | 0 | 0 | 0 | 0 | 400 | 0 | 0 | 0 | 780 | 295 | 0 | 0 | 0 | 0 | 0 | 0 | 0 | 44 | 0 | 0 | 917.2905
| 2026 | 5567.2893 | 0 | 2471.3659 | 190.8368 | 0 | 0 | 0 | 931.3845 | 1288.2379 | 0 | 0 | 685.465 | 685.465 | 412.043 | 1097.5079 | 0 | 780 | 295 | 0 | 0 | 0 | 400 | 0 | 0 | 0 | 400 | 0 | 0 | 0 | 780 | 295 | 0 | 0 | 0 | 196 | 0 | 0 | 0 | 44 | 0 | 0 | 916.2319
| 2027 | 5562.8592 | 0 | 2613.6882 | 190.8368 | 0 | 0 | 0 | 2095.098 | 1286.1646 | 0 | 0 | -622.9272 | 0 | 1380.1546 | 757.2275 | 0 | 780 | 295 | 0 | 0 | 0 | 900 | 0 | 0 | 0 | 400 | 0 | 0 | 0 | 780 | 295 | 0 | 0 | 0 | 396 | 0 | 0 | 0 | 44 | 0 | 0 | 913.5998
| 2028 | 5561.5941 | 0 | 2023.7566 | 132.2665 | 0 | 0 | 0 | 3249.717 | 1290.9273 | 0 | 0 | -1135.0735 | 0 | 2199.9301 | 1064.8566 | 0 | 780 | 295 | 0 | 0 | 0 | 1400 | 0 | 0 | 0 | 400 | 0 | 0 | 0 | 780 | 295 | 0 | 0 | 0 | 596 | 0 | 0 | 0 | 44 | 0 | 0 | 909.0129
| 2029 | 5561.6545 | 0 | 0 | 155.363 | 0 | 0 | 0 | 4082.0633 | 1276.608 | 0 | 0 | 47.6197 | 47.6197 | 2124.5034 | 2172.1231 | 0 | 0 | 295 | 0 | 0 | 0 | 1800 | 0 | 0 | 0 | 400 | 0 | 0 | 0 | 0 | 295 | 0 | 0 | 0 | 756 | 0 | 0 | 0 | 44 | 0 | 0 | 908.8554
| 2030 | 5556.1241 | 0 | 0 | 154.4568 | 0 | 0 | 0 | 4082.6332 | 1279.2367 | 0 | 0 | 39.7972 | 39.7972 | 2134.8893 | 2174.6865 | 0 | 0 | 295 | 0 | 0 | 0 | 1800 | 0 | 0 | 0 | 400 | 0 | 0 | 0 | 0 | 295 | 0 | 0 | 0 | 756 | 0 | 0 | 0 | 44 | 0 | 0 | 906.4047
| 2031 | 5552.4999 | 0 | 0 | 52.7605 | 0 | 0 | 0 | 4394.7279 | 1269.5654 | 0 | 0 | -164.5539 | 0 | 2339.0036 | 2174.4498 | 0 | 0 | 125 | 0 | 0 | 0 | 2040 | 0 | 0 | 0 | 400 | 0 | 50 | 0 | 0 | 125 | 0 | 0 | 0 | 820.8 | 0 | 0 | 0 | 44 | 0 | 50 | 904.4161
| 2032 | 5553.5269 | 0 | 0 | 27.1768 | 0 | 0 | 0 | 4409.9758 | 1276.2592 | 0 | 0 | -159.8849 | 0 | 2328.8937 | 2169.0088 | 0 | 0 | 125 | 0 | 0 | 0 | 2040 | 0 | 0 | 0 | 400 | 0 | 50 | 0 | 0 | 125 | 0 | 0 | 0 | 820.8 | 0 | 0 | 0 | 44 | 0 | 50 | 900.3586
| 2033 | 5547.5801 | 0 | 0 | 26.0839 | 0 | 0 | 0 | 4394.1426 | 1268.9135 | 0 | 0 | -141.5599 | 0 | 2312.4769 | 2170.9171 | 0 | 0 | 125 | 0 | 0 | 0 | 2040 | 0 | 0 | 0 | 400 | 0 | 50 | 0 | 0 | 125 | 0 | 0 | 0 | 820.8 | 0 | 0 | 0 | 44 | 0 | 50 | 900.892
Capacity (MW) | 2034 | 5540.8108 | 0 | 0 | 0 | 0 | 0 | 0 | 4401.3716 | 1270.3521 | 0 | 0 | -130.9129 | 0 | 2308.9259 | 2178.013 | 0 | 0 | 125 | 0 | 0 | 0 | 2040 | 0 | 0 | 0 | 400 | 0 | 50 | 0 | 0 | 125 | 0 | 0 | 0 | 820.8 | 0 | 0 | 0 | 44 | 0 | 50 | 898.9332
| 2035 | 5534.2001 | 0 | 0 | 0 | 0 | 0 | 0 | 4506.7122 | 1266.863 | 0 | 0 | -239.3754 | 0 | 2393.8593 | 2154.484 | 0 | 0 | 125 | 0 | 0 | 0 | 2140 | 0 | 0 | 0 | 400 | 0 | 0 | 0 | 0 | 125 | 0 | 0 | 0 | 847.8 | 0 | 0 | 0 | 44 | 0 | 0 | 897.7617
| 2036 | 5523.7363 | 0 | 0 | 0 | 0 | 0 | 0 | 4502.9439 | 1266.9805 | 0 | 0 | -246.188 | 0 | 2404.5895 | 2158.4014 | 0 | 0 | 125 | 0 | 0 | 0 | 2140 | 0 | 0 | 0 | 400 | 0 | 0 | 0 | 0 | 125 | 0 | 0 | 0 | 847.8 | 0 | 0 | 0 | 44 | 0 | 0 | 894.7817
| 2037 | 5512.949 | 0 | 0 | 0 | 0 | 0 | 0 | 4500.7411 | 1265.4811 | 0 | 0 | -253.2731 | 0 | 2398.0178 | 2144.7447 | 0 | 0 | 125 | 0 | 0 | 0 | 2140 | 0 | 0 | 0 | 400 | 0 | 0 | 0 | 0 | 125 | 0 | 0 | 0 | 847.8 | 0 | 0 | 0 | 44 | 0 | 0 | 895.2843
| 2038 | 5500.6968 | 0 | 0 | 0 | 0 | 0 | 0 | 4504.7827 | 1264.6625 | 0 | 0 | -268.7483 | 0 | 2402.8241 | 2134.0758 | 0 | 0 | 125 | 0 | 0 | 0 | 2140 | 0 | 0 | 0 | 400 | 0 | 0 | 0 | 0 | 125 | 0 | 0 | 0 | 847.8 | 0 | 0 | 0 | 44 | 0 | 0 | 894.2352
| 2039 | 5490.9378 | 0 | 0 | 0 | 0 | 0 | 0 | 4496.8576 | 1264.2977 | 0 | 0 | -270.2177 | 0 | 2395.0347 | 2124.817 | 0 | 0 | 125 | 0 | 0 | 0 | 2140 | 0 | 0 | 0 | 400 | 0 | 0 | 0 | 0 | 125 | 0 | 0 | 0 | 847.8 | 0 | 0 | 0 | 44 | 0 | 0 | 893.2456
| 2040 | 5479.7013 | 0 | 0 | 0 | 0 | 0 | 0 | 4506.328 | 1272.9617 | 0 | 0 | -299.5886 | 0 | 2407.036 | 2107.4474 | 0 | 0 | 125 | 0 | 0 | 0 | 2140 | 0 | 0 | 0 | 400 | 0 | 0 | 0 | 0 | 125 | 0 | 0 | 0 | 847.8 | 0 | 0 | 0 | 44 | 0 | 0 | 889.7094
| 2041 | 5466.5541 | 0 | 0 | 0 | 0 | 0 | 0 | 4517.3244 | 1260.4345 | 0 | 0 | -311.205 | 0 | 2417.146 | 2105.941 | 0 | 0 | 125 | 0 | 0 | 0 | 2160 | 0 | 0 | 0 | 400 | 0 | 0 | 0 | 0 | 125 | 0 | 0 | 0 | 853.2 | 0 | 0 | 0 | 44 | 0 | 0 | 890.6071
| 2042 | 5452.9578 | 0 | 0 | 0 | 0 | 0 | 0 | 4506.1476 | 1263.6378 | 0 | 0 | -316.8276 | 0 | 2421.5319 | 2104.7042 | 0 | 0 | 125 | 0 | 0 | 0 | 2160 | 0 | 0 | 0 | 400 | 0 | 0 | 0 | 0 | 125 | 0 | 0 | 0 | 853.2 | 0 | 0 | 0 | 44 | 0 | 0 | 889.4172
| 2043 | 5441.238 | 0 | 0 | 0 | 0 | 0 | 0 | 4510.5548 | 1264.1923 | 0 | 0 | -333.509 | 0 | 2418.3209 | 2084.8119 | 0 | 0 | 125 | 0 | 0 | 0 | 2160 | 0 | 0 | 0 | 400 | 0 | 0 | 0 | 0 | 125 | 0 | 0 | 0 | 853.2 | 0 | 0 | 0 | 44 | 0 | 0 | 888.4837
| 2044 | 5431.8705 | 0 | 0 | 0 | 0 | 0 | 0 | 4518.7454 | 1268.3251 | 0 | 0 | -355.2004 | 0 | 2427.3442 | 2072.1438 | 0 | 0 | 125 | 0 | 0 | 0 | 2160 | 0 | 0 | 0 | 400 | 0 | 0 | 0 | 0 | 125 | 0 | 0 | 0 | 853.2 | 0 | 0 | 0 | 44 | 0 | 0 | 885.3307
| 2045 | 5420.3854 | 0 | 0 | 0 | 0 | 0 | 0 | 4513.4192 | 1264.6982 | 0 | 0 | -357.7323 | 0 | 2422.454 | 2064.7217 | 0 | 0 | 125 | 0 | 0 | 0 | 2160 | 0 | 0 | 0 | 400 | 0 | 0 | 0 | 0 | 125 | 0 | 0 | 0 | 853.2 | 0 | 0 | 0 | 44 | 0 | 0 | 886.2287
| 2046 | 5408.765 | 0 | 0 | 0 | 0 | 0 | 0 | 4513.0184 | 1265.5171 | 0 | 0 | -369.7704 | 0 | 2422.8727 | 2053.1023 | 0 | 0 | 125 | 0 | 0 | 0 | 2160 | 0 | 0 | 0 | 400 | 0 | 0 | 0 | 0 | 125 | 0 | 0 | 0 | 853.2 | 0 | 0 | 0 | 44 | 0 | 0 | 885.29
| 2047 | 5394.8665 | 0 | 0 | 0 | 0 | 0 | 0 | 4510.158 | 1260.1255 | 0 | 0 | -375.417 | 0 | 2424.4578 | 2049.0408 | 0 | 0 | 125 | 0 | 0 | 0 | 2160 | 0 | 0 | 0 | 400 | 0 | 0 | 0 | 0 | 125 | 0 | 0 | 0 | 853.2 | 0 | 0 | 0 | 44 | 0 | 0 | 883.98
| 2048 | 5382.5005 | 0 | 0 | 0 | 0 | 0 | 0 | 4514.446 | 1271.0178 | 0 | 0 | -402.9632 | 0 | 2438.5717 | 2035.6085 | 0 | 0 | 125 | 0 | 0 | 0 | 2160 | 0 | 0 | 0 | 400 | 0 | 0 | 0 | 0 | 125 | 0 | 0 | 0 | 853.2 | 0 | 0 | 0 | 44 | 0 | 0 | 880.53
| 2049 | 5371.1205 | 0 | 0 | 0 | 0 | 0 | 0 | 4363.3814 | 3131.4058 | 0 | 0 | -2123.6669 | 0 | 2870.9617 | 747.2948 | 0 | 0 | 125 | 0 | 0 | 0 | 2160 | 0 | 0 | 0 | 1000 | 0 | 0 | 0 | 0 | 125 | 0 | 0 | 0 | 853.2 | 0 | 0 | 0 | 116 | 0 | 0 | 881.71
| 2050 | 5384.4818 | 0 | 0 | 0 | 0 | 0 | 0 | 4283.9873 | 4048.8144 | 0 | 0 | -2948.3209 | 0 | 3432.8891 | 484.5682 | 0 | 0 | 125 | 0 | 0 | 0 | 2160 | 0 | 0 | 0 | 1300 | 0 | 0 | 0 | 0 | 125 | 0 | 0 | 0 | 853.2 | 0 | 0 | 0 | 152 | 0 | 0 | 880.59
| Total | 165239.2128 | 0 | 21096.524 | 2729.719 | 0 | 0 | 0 | 103810.6621 | 38981.7102 | 0 | 0 | -1379.4013 |  | 58317.5753 | 56938.174 | 0 | 6829 | 5450 | 0 | 0 | 0 | 48900 | 0 | 0 | 0 | 12300 | 0 | 200

## NPV
2050 NPV ($Billions)
| Labels | Company Revenue Requirement ($Billion) | NPV, 2050 | Delta | 2021 | 2022 | 2023 | 2024 | 2025 | 2026 | 2027 | 2028 | 2029 | 2030 | 2031 | 2032 | 2033 | 2034 | 2035 | 2036 | 2037 | 2038 | 2039 | 2040 | 2041 | 2042 | 2043 | 2044 | 2045 | 2046 | 2047 | 2048 | 2049 | 2050
| KPCo Retire 2028, with CO2 | KPCo Retire 2028, with CO2 | 2.8977 | -0.341 | 0.1791 | 0.19089 | 0.19981 | 0.20598 | 0.22484 | 0.22944 | 0.232 | 0.24577 | 0.21622 | 0.22098 | 0.21085 | 0.21032 | 0.21259 | 0.21747 | 0.21454 | 0.21852 | 0.22235 | 0.22592 | 0.23082 | 0.23497 | 0.2386 | 0.24349 | 0.24794 | 0.25263 | 0.25713 | 0.26158 | 0.26641 | 0.27114 | 0.26265 | 0.2599
| KPCo Retire 2040, with CO2 | KPCo Retire 2040, with CO2 | 3.2387 |  | 0.17899 | 0.1911 | 0.20448 | 0.21152 | 0.23136 | 0.2381 | 0.24609 | 0.30033 | 0.3052 | 0.31092 | 0.28334 | 0.26654 | 0.25605 | 0.26418 | 0.26996 | 0.27112 | 0.2752 | 0.27493 | 0.28041 | 0.28143 | 0.2396 | 0.24447 | 0.24879 | 0.25331 | 0.2501 | 0.24444 | 0.23739 | 0.22917 | 0.23027 | 0.23049
| KPCo Retire 2028, no CO2 | KPCo Retire 2028, no CO2 | 2.656 | -0.19412 | 0.17942 | 0.19118 | 0.18785 | 0.19359 | 0.20143 | 0.20618 | 0.20879 | 0.20639 | 0.19441 | 0.19814 | 0.19472 | 0.1929 | 0.19534 | 0.1919 | 0.19511 | 0.19847 | 0.20272 | 0.20683 | 0.21101 | 0.21518 | 0.21079 | 0.21525 | 0.21929 | 0.22373 | 0.22803 | 0.23257 | 0.23743 | 0.24237 | 0.24712 | 0.2534
| KPCo Retire 2040, no CO2 | KPCo Retire 2040, no CO2 | 2.8501 |  | 0.17931 | 0.19139 | 0.19253 | 0.19914 | 0.20795 | 0.21461 | 0.22326 | 0.22946 | 0.23425 | 0.23895 | 0.22262 | 0.21665 | 0.21631 | 0.22098 | 0.22471 | 0.22869 | 0.23201 | 0.23434 | 0.23881 | 0.24199 | 0.21807 | 0.22252 | 0.22653 | 0.22275 | 0.22695 | 0.23131 | 0.23597 | 0.24069 | 0.24528 | 0.24673
Year by Year RR ($B)

## Cost Graphs (hidden)
Positive values are costs, negative values are revenues
Costs ($000)
WPCO BAU 2040 CO2 No Market |  | NPV | 2021 | 2022 | 2023 | 2024 | 2025 | 2026 | 2027 | 2028 | 2029 | 2030 | 2031 | 2032 | 2033 | 2034 | 2035 | 2036 | 2037 | 2038 | 2039 | 2040 | 2041 | 2042 | 2043 | 2044 | 2045 | 2046 | 2047 | 2048 | 2049 | 2050
WPCO BAU 2040 CO2 No Market
| Fuel Costs | 0 | 0 | 0 | 0 | 0 | 0 | 0 | 0 | 0 | 0 | 0 | 0 | 0 | 0 | 0 | 0 | 0 | 0 | 0 | 0 | 0 | 0 | 0 | 0 | 0 | 0 | 0 | 0 | 0 | 0 | 0
| Fixed Costs | 0 | 0 | 0 | 0 | 0 | 0 | 0 | 0 | 0 | 0 | 0 | 0 | 0 | 0 | 0 | 0 | 0 | 0 | 0 | 0 | 0 | 0 | 0 | 0 | 0 | 0 | 0 | 0 | 0 | 0 | 0
| Non Fuel Variable Costs | 0 | 0 | 0 | 0 | 0 | 0 | 0 | 0 | 0 | 0 | 0 | 0 | 0 | 0 | 0 | 0 | 0 | 0 | 0 | 0 | 0 | 0 | 0 | 0 | 0 | 0 | 0 | 0 | 0 | 0 | 0
| Program Costs | 0 | 0 | 0 | 0 | 0 | 0 | 0 | 0 | 0 | 0 | 0 | 0 | 0 | 0 | 0 | 0 | 0 | 0 | 0 | 0 | 0 | 0 | 0 | 0 | 0 | 0 | 0 | 0 | 0 | 0 | 0
| Net Purchases | 0 | 0 | 0 | 0 | 0 | 0 | 0 | 0 | 0 | 0 | 0 | 0 | 0 | 0 | 0 | 0 | 0 | 0 | 0 | 0 | 0 | 0 | 0 | 0 | 0 | 0 | 0 | 0 | 0 | 0 | 0
| Commitment Costs | 0 | 0 | 0 | 0 | 0 | 0 | 0 | 0 | 0 | 0 | 0 | 0 | 0 | 0 | 0 | 0 | 0 | 0 | 0 | 0 | 0 | 0 | 0 | 0 | 0 | 0 | 0 | 0 | 0 | 0 | 0
| Capital Costs | 0 | 0 | 0 | 0 | 0 | 0 | 0 | 0 | 0 | 0 | 0 | 0 | 0 | 0 | 0 | 0 | 0 | 0 | 0 | 0 | 0 | 0 | 0 | 0 | 0 | 0 | 0 | 0 | 0 | 0 | 0
| Total | 0 | 0 | 0 | 0 | 0 | 0 | 0 | 0 | 0 | 0 | 0 | 0 | 0 | 0 | 0 | 0 | 0 | 0 | 0 | 0 | 0 | 0 | 0 | 0 | 0 | 0 | 0 | 0 | 0 | 0 | 0
WPCO Retire 2028 - CO2 Price
| Fuel Costs | 0 | 0 | 0 | 0 | 0 | 0 | 0 | 0 | 0 | 0 | 0 | 0 | 0 | 0 | 0 | 0 | 0 | 0 | 0 | 0 | 0 | 0 | 0 | 0 | 0 | 0 | 0 | 0 | 0 | 0 | 0
| Fixed Costs | 0 | 0 | 0 | 0 | 0 | 0 | 0 | 0 | 0 | 0 | 0 | 0 | 0 | 0 | 0 | 0 | 0 | 0 | 0 | 0 | 0 | 0 | 0 | 0 | 0 | 0 | 0 | 0 | 0 | 0 | 0
WPCO Retire 2028 - CO2 Price | Non Fuel Variable Costs | 0 | 0 | 0 | 0 | 0 | 0 | 0 | 0 | 0 | 0 | 0 | 0 | 0 | 0 | 0 | 0 | 0 | 0 | 0 | 0 | 0 | 0 | 0 | 0 | 0 | 0 | 0 | 0 | 0 | 0 | 0
| Program Costs | 0 | 0 | 0 | 0 | 0 | 0 | 0 | 0 | 0 | 0 | 0 | 0 | 0 | 0 | 0 | 0 | 0 | 0 | 0 | 0 | 0 | 0 | 0 | 0 | 0 | 0 | 0 | 0 | 0 | 0 | 0
| Net Purchases | 0 | 0 | 0 | 0 | 0 | 0 | 0 | 0 | 0 | 0 | 0 | 0 | 0 | 0 | 0 | 0 | 0 | 0 | 0 | 0 | 0 | 0 | 0 | 0 | 0 | 0 | 0 | 0 | 0 | 0 | 0
| Commitment Costs | 0 | 0 | 0 | 0 | 0 | 0 | 0 | 0 | 0 | 0 | 0 | 0 | 0 | 0 | 0 | 0 | 0 | 0 | 0 | 0 | 0 | 0 | 0 | 0 | 0 | 0 | 0 | 0 | 0 | 0 | 0
| Capital Costs | 0 | 0 | 0 | 0 | 0 | 0 | 0 | 0 | 0 | 0 | 0 | 0 | 0 | 0 | 0 | 0 | 0 | 0 | 0 | 0 | 0 | 0 | 0 | 0 | 0 | 0 | 0 | 0 | 0 | 0 | 0
| Total | 0 | 0 | 0 | 0 | 0 | 0 | 0 | 0 | 0 | 0 | 0 | 0 | 0 | 0 | 0 | 0 | 0 | 0 | 0 | 0 | 0 | 0 | 0 | 0 | 0 | 0 | 0 | 0 | 0 | 0 | 0
WPCO BAU 2040 No CO2
| Fuel Costs | 0 | 0 | 0 | 0 | 0 | 0 | 0 | 0 | 0 | 0 | 0 | 0 | 0 | 0 | 0 | 0 | 0 | 0 | 0 | 0 | 0 | 0 | 0 | 0 | 0 | 0 | 0 | 0 | 0 | 0 | 0
| Fixed Costs | 0 | 0 | 0 | 0 | 0 | 0 | 0 | 0 | 0 | 0 | 0 | 0 | 0 | 0 | 0 | 0 | 0 | 0 | 0 | 0 | 0 | 0 | 0 | 0 | 0 | 0 | 0 | 0 | 0 | 0 | 0
| Non Fuel Variable Costs | 0 | 0 | 0 | 0 | 0 | 0 | 0 | 0 | 0 | 0 | 0 | 0 | 0 | 0 | 0 | 0 | 0 | 0 | 0 | 0 | 0 | 0 | 0 | 0 | 0 | 0 | 0 | 0 | 0 | 0 | 0
| Program Costs | 0 | 0 | 0 | 0 | 0 | 0 | 0 | 0 | 0 | 0 | 0 | 0 | 0 | 0 | 0 | 0 | 0 | 0 | 0 | 0 | 0 | 0 | 0 | 0 | 0 | 0 | 0 | 0 | 0 | 0 | 0
| Net Purchases | 0 | 0 | 0 | 0 | 0 | 0 | 0 | 0 | 0 | 0 | 0 | 0 | 0 | 0 | 0 | 0 | 0 | 0 | 0 | 0 | 0 | 0 | 0 | 0 | 0 | 0 | 0 | 0 | 0 | 0 | 0
WPCO BAU 2040 No CO2 | Commitment Costs | 0 | 0 | 0 | 0 | 0 | 0 | 0 | 0 | 0 | 0 | 0 | 0 | 0 | 0 | 0 | 0 | 0 | 0 | 0 | 0 | 0 | 0 | 0 | 0 | 0 | 0 | 0 | 0 | 0 | 0 | 0
| Capital Costs | 0 | 0 | 0 | 0 | 0 | 0 | 0 | 0 | 0 | 0 | 0 | 0 | 0 | 0 | 0 | 0 | 0 | 0 | 0 | 0 | 0 | 0 | 0 | 0 | 0 | 0 | 0 | 0 | 0 | 0 | 0
| Total | 0 | 0 | 0 | 0 | 0 | 0 | 0 | 0 | 0 | 0 | 0 | 0 | 0 | 0 | 0 | 0 | 0 | 0 | 0 | 0 | 0 | 0 | 0 | 0 | 0 | 0 | 0 | 0 | 0 | 0 | 0
WPCo Retire 2028 No CO2
| Fuel Costs | 0 | 0 | 0 | 0 | 0 | 0 | 0 | 0 | 0 | 0 | 0 | 0 | 0 | 0 | 0 | 0 | 0 | 0 | 0 | 0 | 0 | 0 | 0 | 0 | 0 | 0 | 0 | 0 | 0 | 0 | 0
| Fixed Costs | 0 | 0 | 0 | 0 | 0 | 0 | 0 | 0 | 0 | 0 | 0 | 0 | 0 | 0 | 0 | 0 | 0 | 0 | 0 | 0 | 0 | 0 | 0 | 0 | 0 | 0 | 0 | 0 | 0 | 0 | 0
| Non Fuel Variable Costs | 0 | 0 | 0 | 0 | 0 | 0 | 0 | 0 | 0 | 0 | 0 | 0 | 0 | 0 | 0 | 0 | 0 | 0 | 0 | 0 | 0 | 0 | 0 | 0 | 0 | 0 | 0 | 0 | 0 | 0 | 0
| Program Costs | 0 | 0 | 0 | 0 | 0 | 0 | 0 | 0 | 0 | 0 | 0 | 0 | 0 | 0 | 0 | 0 | 0 | 0 | 0 | 0 | 0 | 0 | 0 | 0 | 0 | 0 | 0 | 0 | 0 | 0 | 0
| Net Purchases | 0 | 0 | 0 | 0 | 0 | 0 | 0 | 0 | 0 | 0 | 0 | 0 | 0 | 0 | 0 | 0 | 0 | 0 | 0 | 0 | 0 | 0 | 0 | 0 | 0 | 0 | 0 | 0 | 0 | 0 | 0
| Commitment Costs | 0 | 0 | 0 | 0 | 0 | 0 | 0 | 0 | 0 | 0 | 0 | 0 | 0 | 0 | 0 | 0 | 0 | 0 | 0 | 0 | 0 | 0 | 0 | 0 | 0 | 0 | 0 | 0 | 0 | 0 | 0
| Capital Costs | 0 | 0 | 0 | 0 | 0 | 0 | 0 | 0 | 0 | 0 | 0 | 0 | 0 | 0 | 0 | 0 | 0 | 0 | 0 | 0 | 0 | 0 | 0 | 0 | 0 | 0 | 0 | 0 | 0 | 0 | 0
WPCo Retire 2028 No CO2 | Total | 0 | 0 | 0 | 0 | 0 | 0 | 0 | 0 | 0 | 0 | 0 | 0 | 0 | 0 | 0 | 0 | 0 | 0 | 0 | 0 | 0 | 0 | 0 | 0 | 0 | 0 | 0 | 0 | 0 | 0 | 0
Delta (Retirement 2028 minus BAU, CO2 Price)
| Fuel Costs | 0 | 0 | 0 | 0 | 0 | 0 | 0 | 0 | 0 | 0 | 0 | 0 | 0 | 0 | 0 | 0 | 0 | 0 | 0 | 0 | 0 | 0 | 0 | 0 | 0 | 0 | 0 | 0 | 0 | 0 | 0
| Fixed Costs | 0 | 0 | 0 | 0 | 0 | 0 | 0 | 0 | 0 | 0 | 0 | 0 | 0 | 0 | 0 | 0 | 0 | 0 | 0 | 0 | 0 | 0 | 0 | 0 | 0 | 0 | 0 | 0 | 0 | 0 | 0
| Non Fuel Variable Costs | 0 | 0 | 0 | 0 | 0 | 0 | 0 | 0 | 0 | 0 | 0 | 0 | 0 | 0 | 0 | 0 | 0 | 0 | 0 | 0 | 0 | 0 | 0 | 0 | 0 | 0 | 0 | 0 | 0 | 0 | 0
| Program Costs | 0 | 0 | 0 | 0 | 0 | 0 | 0 | 0 | 0 | 0 | 0 | 0 | 0 | 0 | 0 | 0 | 0 | 0 | 0 | 0 | 0 | 0 | 0 | 0 | 0 | 0 | 0 | 0 | 0 | 0 | 0
| Net Purchases | 0 | 0 | 0 | 0 | 0 | 0 | 0 | 0 | 0 | 0 | 0 | 0 | 0 | 0 | 0 | 0 | 0 | 0 | 0 | 0 | 0 | 0 | 0 | 0 | 0 | 0 | 0 | 0 | 0 | 0 | 0
| Commitment Costs | 0 | 0 | 0 | 0 | 0 | 0 | 0 | 0 | 0 | 0 | 0 | 0 | 0 | 0 | 0 | 0 | 0 | 0 | 0 | 0 | 0 | 0 | 0 | 0 | 0 | 0 | 0 | 0 | 0 | 0 | 0
| Capital Costs | 0 | 0 | 0 | 0 | 0 | 0 | 0 | 0 | 0 | 0 | 0 | 0 | 0 | 0 | 0 | 0 | 0 | 0 | 0 | 0 | 0 | 0 | 0 | 0 | 0 | 0 | 0 | 0 | 0 | 0 | 0
| Total | 0 | 0 | 0 | 0 | 0 | 0 | 0 | 0 | 0 | 0 | 0 | 0 | 0 | 0 | 0 | 0 | 0 | 0 | 0 | 0 | 0 | 0 | 0 | 0 | 0 | 0 | 0 | 0 | 0 | 0 | 0
*Negative means Retirement 2028 is cheaper than BAU
Delta (Retirement 2 minus BAU)
| Fuel Costs | 0 | 0 | 0 | 0 | 0 | 0 | 0 | 0 | 0 | 0 | 0 | 0 | 0 | 0 | 0 | 0 | 0 | 0 | 0 | 0 | 0 | 0 | 0 | 0 | 0 | 0 | 0 | 0 | 0 | 0 | 0
| Fixed Costs | 0 | 0 | 0 | 0 | 0 | 0 | 0 | 0 | 0 | 0 | 0 | 0 | 0 | 0 | 0 | 0 | 0 | 0 | 0 | 0 | 0 | 0 | 0 | 0 | 0 | 0 | 0 | 0 | 0 | 0 | 0
| Non Fuel Variable Costs | 0 | 0 | 0 | 0 | 0 | 0 | 0 | 0 | 0 | 0 | 0 | 0 | 0 | 0 | 0 | 0 | 0 | 0 | 0 | 0 | 0 | 0 | 0 | 0 | 0 | 0 | 0 | 0 | 0 | 0 | 0
| Program Costs | 0 | 0 | 0 | 0 | 0 | 0 | 0 | 0 | 0 | 0 | 0 | 0 | 0 | 0 | 0 | 0 | 0 | 0 | 0 | 0 | 0 | 0 | 0 | 0 | 0 | 0 | 0 | 0 | 0 | 0 | 0
| Net Purchases | 0 | 0 | 0 | 0 | 0 | 0 | 0 | 0 | 0 | 0 | 0 | 0 | 0 | 0 | 0 | 0 | 0 | 0 | 0 | 0 | 0 | 0 | 0 | 0 | 0 | 0 | 0 | 0 | 0 | 0 | 0
| Commitment Costs | 0 | 0 | 0 | 0 | 0 | 0 | 0 | 0 | 0 | 0 | 0 | 0 | 0 | 0 | 0 | 0 | 0 | 0 | 0 | 0 | 0 | 0 | 0 | 0 | 0 | 0 | 0 | 0 | 0 | 0 | 0
| Capital Costs | 0 | 0 | 0 | 0 | 0 | 0 | 0 | 0 | 0 | 0 | 0 | 0 | 0 | 0 | 0 | 0 | 0 | 0 | 0 | 0 | 0 | 0 | 0 | 0 | 0 | 0 | 0 | 0 | 0 | 0 | 0
| Total | 0 | 0 | 0 | 0 | 0 | 0 | 0 | 0 | 0 | 0 | 0 | 0 | 0 | 0 | 0 | 0 | 0 | 0 | 0 | 0 | 0 | 0 | 0 | 0 | 0 | 0 | 0 | 0 | 0 | 0 | 0
*Negative means Retirement 2 is cheaper than BAU

## Capacity_Gen Comparison
Scenario Comparison
Capacity |  |  | KPCo Retire 2040, no CO2 | KPCo Retire 2040, no CO2 | KPCo Retire 2028, no CO2
| Capacity | Unit | 2021 | 2040 | 2040
| Hydro | MW | 0 | 0 | 0
| Wind | MW | 0 | 0 | 0
| Solar | MW | 0 | 1660 | 2080
| Gas | MW | 295 | 125 | 125
| Battery Storage | MW | 0 | 0 | 0
| Coal | MW | 1172 | 780 | 0
| Total Capacity | MW | 0 | 0 | 0
| Energy | Unit | 2021 | 2030 | 2030
| Hydro | GWh | 0 | 0 | 0
| Wind | GWh | 0 | 0 | 0
| Solar | GWh | 0 | 232.8101 | 4101.4976
| Gas | GWh | 190.8368 | 195.174 | 164.5619
| Battery Storage | GWh | 0 | 0 | 0
Generation | Coal | GWh | 4018.2993 | 2613.3413 | 0
| Net Imports | GWh | 1377.0631 | 2514.7997 | 1290.0645
| Total Energy | GWh | 0 | 3041.3253 | 4266.0595
| Energy | Unit | 2021 | 2040 | 2040
| Hydro | GWh | 0 | 0 | 0
| Wind | GWh | 0 | 0 | 0
| Solar | GWh | 0 | 3812.1405 | 4527.541
| Gas | GWh | 190.8368 | 0 | 0
| Battery Storage | GWh | 0 | 0 | 0
| Coal | GWh | 4018.2993 | 2422.9971 | 0
| Net Imports | GWh | 1377.0631 | -755.4343 | 952.1603
| Total Energy | GWh | 0 | 6235.1377 | 4527.541
Generation

## Emissions_Comparison
Emissions | CO2 Emissions (million tons) | 2021 | 2022 | 2023 | 2024 | 2025 | 2026 | 2027 | 2028 | 2029 | 2030 | 2031 | 2032 | 2033 | 2034 | 2035 | 2036 | 2037 | 2038 | 2039 | 2040 | 2041 | 2042 | 2043 | 2044 | 2045 | 2046 | 2047 | 2048 | 2049 | 2050
| KPCo Retire 2028, with CO2 | 4.0032 | 3.1754 | 2.5025 | 2.5388 | 2.5948 | 2.5345 | 2.6733 | 2.0611 | 0.10152 | 0.10095 | 0.031079 | 0.016008 | 0.015365 | 0 | 0 | 0 | 0 | 0 | 0 | 0 | 0 | 0 | 0 | 0 | 0 | 0 | 0 | 0 | 0 | 0
| KPCo Retire 2028, no CO2 | 4.043 | 3.256 | 2.5025 | 2.5388 | 2.4157 | 2.5345 | 2.7527 | 2.6369 | 0.10755 | 0.10747 | 0.019539 | 0.018888 | 0.018071 | 0 | 0 | 0 | 0 | 0 | 0 | 0 | 0 | 0 | 0 | 0 | 0 | 0 | 0 | 0 | 0 | 0
| KPCo Retire 2040, no CO2 | 4.043 | 3.256 | 2.5025 | 2.5388 | 2.4157 | 2.5345 | 2.7527 | 2.7627 | 2.7581 | 2.6758 | 2.3155 | 2.2669 | 2.211 | 2.1837 | 2.3559 | 2.2854 | 2.3556 | 2.3425 | 2.348 | 2.3675 | 0 | 0 | 0 | 0 | 0 | 0 | 0 | 0 | 0 | 0
| KPCo Retire 2040, with CO2 | 4.0032 | 3.1754 | 2.5025 | 2.5388 | 2.5948 | 2.5345 | 2.6733 | 2.1489 | 1.8241 | 1.7721 | 1.62 | 1.4776 | 1.3473 | 1.3401 | 1.3504 | 1.315 | 1.3119 | 1.2888 | 1.2915 | 1.2878 | 0 | 0 | 0 | 0 | 0 | 0 | 0 | 0 | 0 | 0

## Reserve Margin
Reserve Margin (%)
| KPCo Reserve Margin (%) | 2021 | 2022 | 2023 | 2024 | 2025 | 2026 | 2027 | 2028 | 2029 | 2030 | 2031 | 2032 | 2033 | 2034 | 2035 | 2036 | 2037 | 2038 | 2039 | 2040 | 2041 | 2042 | 2043 | 2044 | 2045 | 2046 | 2047 | 2048 | 2049 | 2050
| KPCo Retire 2028, with CO2 | 59.86 | 35.4023 | 14.8593 | 24.013 | 27.0162 | 49.4364 | 72.6603 | 96.44 | 25.4455 | 25.7847 | 19.7064 | 20.2459 | 20.1747 | 20.4365 | 17.9262 | 18.319 | 18.2525 | 18.3913 | 18.5224 | 18.9935 | 19.5049 | 19.6648 | 19.7905 | 20.2171 | 20.0953 | 20.2226 | 20.4008 | 20.8725 | 29.2132 | 33.6342
| KPCo Retire 2040, with CO2 | 59.86 | 35.4023 | 14.8593 | 24.013 | 27.0162 | 27.163 | 27.5293 | 28.1728 | 28.195 | 28.5416 | 27.9033 | 47.2139 | 61.4811 | 61.833 | 62.0442 | 67.6108 | 67.5167 | 72.7432 | 72.9346 | 78.6775 | 18.289 | 18.4473 | 18.5717 | 18.994 | 18.6385 | 18.529 | 18.4691 | 17.2778 | 17.1209 | 18.6887
| KPCo Retire 2028, no CO2 | 59.86 | 35.4023 | 19.4746 | 28.9962 | 29.2864 | 51.7092 | 74.9397 | 98.7309 | 22.2378 | 22.5683 | 19.1308 | 19.6677 | 19.5968 | 19.0698 | 19.2252 | 19.6222 | 19.5551 | 19.6953 | 19.828 | 20.3042 | 18.1254 | 18.2834 | 18.4077 | 18.8212 | 18.709 | 18.8219 | 18.8437 | 18.9014 | 18.8816 | 18.9004
| KPCo Retire 2040, no CO2 | 59.86 | 35.4023 | 19.4746 | 28.9962 | 29.2864 | 29.4358 | 29.8087 | 30.4637 | 30.4863 | 30.8391 | 30.2058 | 49.5268 | 58.7998 | 59.7713 | 59.9798 | 60.5126 | 60.4225 | 61.2394 | 61.418 | 62.6915 | 19.0372 | 19.1965 | 19.3217 | 17.6768 | 17.5576 | 17.6822 | 17.8566 | 18.3184 | 18.16 | 17.7191

## Build_Comparison
Scenario > | 2028 No Carbon |  | KPCo Retire 2028, with CO2 |  |  |  |  | KPCo Retire 2040, with CO2 |  |  |  |  | KPCo Retire 2028, no CO2 |  |  |  |  | KPCo Retire 2040, no CO2
Confidential
| Cumulative Builds (MW) |  | KPCo Retire 2028, with CO2 Model Results: Cumulative New Builds Capacity (MW) |  |  |  |  | KPCo Retire 2040, with CO2 Model Results: Cumulative New Builds Capacity (MW) |  |  |  |  | KPCo Retire 2028, no CO2 Model Results: Cumulative New Builds Capacity (MW) |  |  |  |  | KPCo Retire 2040, no CO2 Model Results: Cumulative New Builds Capacity (MW)
Year | New Wind | New Utility Solar | New Wind | New Solar | New Paired Solar | New Battery | New Paired Battery | New Wind | New Solar | New Paired Solar | New Battery | New Paired Battery | New Wind | New Solar | New Paired Solar | New Battery | New Paired Battery | New Wind | New Solar | New Paired Solar | New Battery | New Paired Battery
2021 | 0 | 0 | 0 | 0 | 0 | 0 | 0 | 0 | 0 | 0 | 0 | 0 | 0 | 0 | 0 | 0 | 0 | 0 | 0 | 0 | 0 | 0
2022 | 0 | 0 | 0 | 0 | 0 | 0 | 0 | 0 | 0 | 0 | 0 | 0 | 0 | 0 | 0 | 0 | 0 | 0 | 0 | 0 | 0 | 0
2023 | 0 | 0 | 200 | 0 | 0 | 0 | 0 | 200 | 0 | 0 | 0 | 0 | 0 | 100 | 0 | 0 | 0 | 0 | 100 | 0 | 0 | 0
2024 | 0 | 0 | 200 | 0 | 0 | 0 | 0 | 200 | 0 | 0 | 0 | 0 | 0 | 100 | 0 | 0 | 0 | 0 | 100 | 0 | 0 | 0
2025 | 0 | 0 | 400 | 0 | 0 | 0 | 0 | 400 | 0 | 0 | 0 | 0 | 0 | 100 | 0 | 0 | 0 | 0 | 100 | 0 | 0 | 0
2026 | 0 | 0 | 400 | 400 | 0 | 0 | 0 | 400 | 0 | 0 | 0 | 0 | 0 | 500 | 0 | 0 | 0 | 0 | 100 | 0 | 0 | 0
2027 | 0 | 0 | 400 | 900 | 0 | 0 | 0 | 400 | 0 | 0 | 0 | 0 | 0 | 1000 | 0 | 0 | 0 | 0 | 100 | 0 | 0 | 0
2028 | 0 | 0 | 400 | 1400 | 0 | 0 | 0 | 400 | 0 | 0 | 0 | 0 | 0 | 1500 | 0 | 0 | 0 | 0 | 100 | 0 | 0 | 0
2029 | 0 | 0 | 400 | 1800 | 0 | 0 | 0 | 400 | 0 | 0 | 0 | 0 | 0 | 1780 | 0 | 0 | 0 | 0 | 100 | 0 | 0 | 0
2030 | 0 | 150 | 400 | 1800 | 0 | 0 | 0 | 400 | 0 | 0 | 0 | 0 | 0 | 1780 | 0 | 0 | 0 | 0 | 100 | 0 | 0 | 0
2031 | 0 | 300 | 400 | 2040 | 0 | 0 | 0 | 400 | 600 | 0 | 0 | 0 | 0 | 1920 | 0 | 0 | 0 | 0 | 700 | 0 | 0 | 0
2032 | 0 | 300 | 400 | 2040 | 0 | 0 | 0 | 400 | 1200 | 0 | 0 | 0 | 0 | 1920 | 0 | 0 | 0 | 0 | 1300 | 0 | 0 | 0
2033 | 0 | 300 | 400 | 2040 | 0 | 0 | 0 | 400 | 1660 | 0 | 0 | 0 | 0 | 1920 | 0 | 0 | 0 | 0 | 1600 | 0 | 0 | 0
2034 | 0 | 300 | 400 | 2040 | 0 | 0 | 0 | 400 | 1660 | 0 | 0 | 0 | 0 | 2080 | 0 | 0 | 0 | 0 | 1620 | 0 | 0 | 0
2035 | 0 | 300 | 400 | 2140 | 0 | 0 | 0 | 400 | 1660 | 0 | 0 | 0 | 0 | 2080 | 0 | 0 | 0 | 0 | 1620 | 0 | 0 | 0
2036 | 0 | 300 | 400 | 2140 | 0 | 0 | 0 | 400 | 1820 | 0 | 0 | 0 | 0 | 2080 | 0 | 0 | 0 | 0 | 1620 | 0 | 0 | 0
2037 | 0 | 300 | 400 | 2140 | 0 | 0 | 0 | 400 | 1820 | 0 | 0 | 0 | 0 | 2080 | 0 | 0 | 0 | 0 | 1620 | 0 | 0 | 0
2038 | 0 | 300 | 400 | 2140 | 0 | 0 | 0 | 400 | 1980 | 0 | 0 | 0 | 0 | 2080 | 0 | 0 | 0 | 0 | 1640 | 0 | 0 | 0
2039 | 0 | 300 | 400 | 2140 | 0 | 0 | 0 | 400 | 1980 | 0 | 0 | 0 | 0 | 2080 | 0 | 0 | 0 | 0 | 1640 | 0 | 0 | 0
2040 | 0 | 300 | 400 | 2140 | 0 | 0 | 0 | 400 | 2140 | 0 | 0 | 0 | 0 | 2080 | 0 | 0 | 0 | 0 | 1660 | 0 | 0 | 0
2041 | 0 | 300 | 400 | 2160 | 0 | 0 | 0 | 400 | 2140 | 20 | 0 | 12 | 0 | 2200 | 0 | 0 | 0 | 0 | 2060 | 0 | 0 | 0
2042 | 0 | 300 | 400 | 2160 | 0 | 0 | 0 | 400 | 2140 | 20 | 0 | 12 | 0 | 2200 | 0 | 0 | 0 | 0 | 2060 | 0 | 0 | 0
2043 | 0 | 300 | 400 | 2160 | 0 | 0 | 0 | 400 | 2140 | 20 | 0 | 12 | 0 | 2200 | 0 | 0 | 0 | 0 | 2060 | 0 | 0 | 0
2044 | 0 | 300 | 400 | 2160 | 0 | 0 | 0 | 400 | 2140 | 20 | 0 | 12 | 0 | 2200 | 0 | 0 | 0 | 0 | 2180 | 0 | 0 | 0
2045 | 0 | 300 | 400 | 2160 | 0 | 0 | 0 | 800 | 2140 | 20 | 0 | 12 | 0 | 2200 | 0 | 0 | 0 | 0 | 2180 | 0 | 0 | 0
2046 | 0 | 300 | 400 | 2160 | 0 | 0 | 0 | 1200 | 2140 | 20 | 0 | 12 | 0 | 2200 | 0 | 0 | 0 | 0 | 2180 | 0 | 0 | 0
2047 | 0 | 450 | 400 | 2160 | 0 | 0 | 0 | 1600 | 2140 | 20 | 0 | 12 | 0 | 2200 | 0 | 0 | 0 | 0 | 2180 | 0 | 0 | 0
2048 | 0 | 450 | 400 | 2160 | 0 | 0 | 0 | 1900 | 2140 | 20 | 0 | 12 | 0 | 2200 | 0 | 0 | 0 | 0 | 2180 | 0 | 0 | 0
2049 | 0 | 450 | 1000 | 2160 | 0 | 0 | 0 | 1900 | 2140 | 20 | 0 | 12 | 0 | 2200 | 0 | 0 | 0 | 0 | 2180 | 0 | 0 | 0
2050 | 0 | 450 | 1300 | 2160 | 0 | 0 | 0 | 2000 | 2140 | 20 | 0 | 12 | 0 | 2200 | 0 | 0 | 0 | 0 | 2180 | 60 | 0 | 36
| Incremental Builds (MW) |  | KPCo Retire 2028, with CO2 Model Results: Incremental New Builds Capacity (MW) |  |  |  |  | KPCo Retire 2040, with CO2 Model Results: Incremental New Builds Capacity (MW) |  |  |  |  | KPCo Retire 2028, no CO2 Model Results: Incremental New Builds Capacity (MW) |  |  |  |  | KPCo Retire 2040, no CO2 Model Results: Incremental New Builds Capacity (MW)
Year | New Wind | New Solar | New Wind | New Solar | New Paired Solar | New Battery | New Paired Battery | New Wind | New Solar | New Paired Solar | New Battery | New Paired Battery | New Wind | New Solar | New Paired Solar | New Battery | New Paired Battery | New Wind | New Solar | New Paired Solar | New Battery | New Paired Battery
2021 | 0 | 0 | 0 | 0 | 0 | 0 | 0 | 0 | 0 | 0 | 0 | 0 | 0 | 0 | 0 | 0 | 0 | 0 | 0 | 0 | 0 | 0
2022 | 0 | 0 | 0 | 0 | 0 | 0 | 0 | 0 | 0 | 0 | 0 | 0 | 0 | 0 | 0 | 0 | 0 | 0 | 0 | 0 | 0 | 0
2023 | 0 | 0 | 200 | 0 | 0 | 0 | 0 | 200 | 0 | 0 | 0 | 0 | 0 | 100 | 0 | 0 | 0 | 0 | 100 | 0 | 0 | 0
2024 | 0 | 0 | 0 | 0 | 0 | 0 | 0 | 0 | 0 | 0 | 0 | 0 | 0 | 0 | 0 | 0 | 0 | 0 | 0 | 0 | 0 | 0
2025 | 0 | 0 | 200 | 0 | 0 | 0 | 0 | 200 | 0 | 0 | 0 | 0 | 0 | 0 | 0 | 0 | 0 | 0 | 0 | 0 | 0 | 0
2026 | 0 | 0 | 0 | 400 | 0 | 0 | 0 | 0 | 0 | 0 | 0 | 0 | 0 | 400 | 0 | 0 | 0 | 0 | 0 | 0 | 0 | 0
2027 | 0 | 0 | 0 | 500 | 0 | 0 | 0 | 0 | 0 | 0 | 0 | 0 | 0 | 500 | 0 | 0 | 0 | 0 | 0 | 0 | 0 | 0
2028 | 0 | 0 | 0 | 500 | 0 | 0 | 0 | 0 | 0 | 0 | 0 | 0 | 0 | 500 | 0 | 0 | 0 | 0 | 0 | 0 | 0 | 0
2029 | 0 | 0 | 0 | 400 | 0 | 0 | 0 | 0 | 0 | 0 | 0 | 0 | 0 | 280 | 0 | 0 | 0 | 0 | 0 | 0 | 0 | 0
2030 | 0 | 150 | 0 | 0 | 0 | 0 | 0 | 0 | 0 | 0 | 0 | 0 | 0 | 0 | 0 | 0 | 0 | 0 | 0 | 0 | 0 | 0
2031 | 0 | 150 | 0 | 240 | 0 | 0 | 0 | 0 | 600 | 0 | 0 | 0 | 0 | 140 | 0 | 0 | 0 | 0 | 600 | 0 | 0 | 0
2032 | 0 | 0 | 0 | 0 | 0 | 0 | 0 | 0 | 600 | 0 | 0 | 0 | 0 | 0 | 0 | 0 | 0 | 0 | 600 | 0 | 0 | 0
2033 | 0 | 0 | 0 | 0 | 0 | 0 | 0 | 0 | 460 | 0 | 0 | 0 | 0 | 0 | 0 | 0 | 0 | 0 | 300 | 0 | 0 | 0
2034 | 0 | 0 | 0 | 0 | 0 | 0 | 0 | 0 | 0 | 0 | 0 | 0 | 0 | 160 | 0 | 0 | 0 | 0 | 20 | 0 | 0 | 0
2035 | 0 | 0 | 0 | 100 | 0 | 0 | 0 | 0 | 0 | 0 | 0 | 0 | 0 | 0 | 0 | 0 | 0 | 0 | 0 | 0 | 0 | 0
2036 | 0 | 0 | 0 | 0 | 0 | 0 | 0 | 0 | 160 | 0 | 0 | 0 | 0 | 0 | 0 | 0 | 0 | 0 | 0 | 0 | 0 | 0
2037 | 0 | 0 | 0 | 0 | 0 | 0 | 0 | 0 | 0 | 0 | 0 | 0 | 0 | 0 | 0 | 0 | 0 | 0 | 0 | 0 | 0 | 0
2038 | 0 | 0 | 0 | 0 | 0 | 0 | 0 | 0 | 160 | 0 | 0 | 0 | 0 | 0 | 0 | 0 | 0 | 0 | 20 | 0 | 0 | 0
2039 | 0 | 0 | 0 | 0 | 0 | 0 | 0 | 0 | 0 | 0 | 0 | 0 | 0 | 0 | 0 | 0 | 0 | 0 | 0 | 0 | 0 | 0
2040 | 0 | 0 | 0 | 0 | 0 | 0 | 0 | 0 | 160 | 0 | 0 | 0 | 0 | 0 | 0 | 0 | 0 | 0 | 20 | 0 | 0 | 0
2041 | 0 | 0 | 0 | 20 | 0 | 0 | 0 | 0 | 0 | 20 | 0 | 12 | 0 | 120 | 0 | 0 | 0 | 0 | 400 | 0 | 0 | 0
2042 | 0 | 0 | 0 | 0 | 0 | 0 | 0 | 0 | 0 | 0 | 0 | 0 | 0 | 0 | 0 | 0 | 0 | 0 | 0 | 0 | 0 | 0
2043 | 0 | 0 | 0 | 0 | 0 | 0 | 0 | 0 | 0 | 0 | 0 | 0 | 0 | 0 | 0 | 0 | 0 | 0 | 0 | 0 | 0 | 0
2044 | 0 | 0 | 0 | 0 | 0 | 0 | 0 | 0 | 0 | 0 | 0 | 0 | 0 | 0 | 0 | 0 | 0 | 0 | 120 | 0 | 0 | 0
2045 | 0 | 0 | 0 | 0 | 0 | 0 | 0 | 400 | 0 | 0 | 0 | 0 | 0 | 0 | 0 | 0 | 0 | 0 | 0 | 0 | 0 | 0
2046 | 0 | 0 | 0 | 0 | 0 | 0 | 0 | 400 | 0 | 0 | 0 | 0 | 0 | 0 | 0 | 0 | 0 | 0 | 0 | 0 | 0 | 0
2047 | 0 | 150 | 0 | 0 | 0 | 0 | 0 | 400 | 0 | 0 | 0 | 0 | 0 | 0 | 0 | 0 | 0 | 0 | 0 | 0 | 0 | 0
2048 | 0 | 0 | 0 | 0 | 0 | 0 | 0 | 300 | 0 | 0 | 0 | 0 | 0 | 0 | 0 | 0 | 0 | 0 | 0 | 0 | 0 | 0
2049 | 0 | 0 | 600 | 0 | 0 | 0 | 0 | 0 | 0 | 0 | 0 | 0 | 0 | 0 | 0 | 0 | 0 | 0 | 0 | 0 | 0 | 0
2050 | 0 | 0 | 300 | 0 | 0 | 0 | 0 | 100 | 0 | 0 | 0 | 0 | 0 | 0 | 0 | 0 | 0 | 0 | 0 | 60 | 0 | 36

## Gen_Comparison
Scenario > | 2028 With Carbon |  | KPCo Retire 2028, with CO2 |  | KPCo Retire 2028, no CO2 |  | KPCo Retire 2040, no CO2 |  | KPCo Retire 2040, with CO2
Confidential
| Generation (GWh) |  | KPCo Retire 2028, with CO2: Generation (GWh) |  | KPCo Retire 2028, no CO2: Generation (GWh) |  | KPCo Retire 2040, no CO2: Generation (GWh) |  | KPCo Retire 2040, with CO2: Generation (GWh)
Year | Thermal Generation | New Wind and Solar | Thermal | New Wind and Solar | Thermal | New Wind and Solar | Thermal | New Wind and Solar | Thermal | New Wind and Solar
2021 | 1366.2336 | 0 | 4168.2839 | 0 | 4209.1361 | 0 | 4209.1361 | 0 | 4168.2839 | 0
2022 | 2045.9668 | 0 | 3381.1209 | 0 | 3463.7386 | 0 | 3463.7386 | 0 | 3381.1209 | 0
2023 | 2602.4165 | 613.2062 | 2722.688 | 641.9874 | 2722.688 | 232.8 | 2722.688 | 232.8 | 2722.688 | 641.9874
2024 | 3003.3614 | 616.3852 | 2759.9083 | 646.599 | 2759.9083 | 233.1342 | 2759.9083 | 233.1342 | 2759.9083 | 646.599
2025 | 2736.439 | 1226.4124 | 2755.6502 | 1287.4442 | 2540.3634 | 232.4829 | 2540.3634 | 232.4829 | 2755.6502 | 1287.4442
2026 | 3191.0318 | 1226.4124 | 2662.2027 | 2219.6224 | 2662.2027 | 1164.2307 | 2662.2027 | 232.8461 | 2662.2027 | 1288.2379
2027 | 2862.8374 | 1226.4124 | 2804.525 | 3381.2626 | 2885.9619 | 2327.8867 | 2885.9619 | 232.7887 | 2804.525 | 1286.1646
2028 | 2015.0642 | 1232.7704 | 2156.0231 | 4540.6443 | 2748.8603 | 3488.4947 | 2896.2115 | 232.9299 | 2266.7366 | 1292.3378
2029 | 599.746 | 1226.4124 | 155.363 | 5358.6713 | 164.5986 | 4099.3581 | 2892.9502 | 232.6347 | 1935.0906 | 1283.6383
2030 | 573.6062 | 1226.4124 | 154.4568 | 5361.8699 | 164.5619 | 4101.4976 | 2808.5153 | 232.8101 | 1881.7719 | 1287.0419
2031 | 233.1817 | 1530.6991 | 52.7605 | 5664.2933 | 33.1708 | 4321.8623 | 2390.6984 | 1627.3799 | 1691.7786 | 2682.3412
2032 | 149.7748 | 1539.0112 | 27.1768 | 5686.235 | 32.0655 | 4333.7331 | 2337.6162 | 3033.5191 | 1529.8309 | 4093.688
2033 | 109.8546 | 1531.9161 | 26.0839 | 5663.0561 | 30.6789 | 4315.9737 | 2274.661 | 3694.2438 | 1381.2524 | 5033.7632
2034 | 77.4517 | 1532.618 | 0 | 5671.7237 | 0 | 4532.812 | 2236.4885 | 3737.6686 | 1365.3898 | 5039.9556
2035 | 54.7778 | 1532.3022 | 0 | 5773.5752 | 0 | 4526.2035 | 2412.9496 | 3733.3878 | 1376.1851 | 5040.1931
2036 | 30.1158 | 1842.5576 | 0 | 5769.9244 | 0 | 4534.3825 | 2341.0328 | 3744.4986 | 1329.5931 | 5271.6236
2037 | 27.1175 | 1836.7585 | 0 | 5766.2223 | 0 | 4533.1366 | 2412.8548 | 3740.5323 | 1326.2675 | 5266.2558
2038 | 32.7715 | 2142.6831 | 0 | 5769.4452 | 0 | 4530.8782 | 2398.6215 | 3776.3969 | 1290.8463 | 5446.6969
2039 | 12.7359 | 2142.9234 | 0 | 5761.1554 | 0 | 4522.5932 | 2404.0117 | 3767.4812 | 1293.5976 | 5439.6589
2040 | 22.6246 | 2152.21 | 0 | 5779.2896 | 0 | 4527.541 | 2422.9971 | 3812.1405 | 1277.174 | 5608.3458
2041 | 23.3763 | 2143.1294 | 0 | 5777.7589 | 0 | 4653.6458 | 0 | 4499.5147 | 0 | 5777.7589
2042 | 10.7652 | 2139.2725 | 0 | 5769.7855 | 0 | 4643.3461 | 0 | 4496.8149 | 0 | 5769.7853
2043 | 7.3577 | 2141.9316 | 0 | 5774.747 | 0 | 4647.3248 | 0 | 4502.6216 | 0 | 5774.7471
2044 | 7.8337 | 2151.0692 | 0 | 5787.0705 | 0 | 4653.0481 | 0 | 4633.8861 | 0 | 5787.0705
2045 | 3.9502 | 2145.0293 | 0 | 5778.1174 | 0 | 4644.4554 | 0 | 4625.4535 | 0 | 6926.7855
2046 | 7.8337 | 2144.0817 | 0 | 5778.5354 | 0 | 4644.7283 | 0 | 4625.6026 | 0 | 8068.2625
2047 | 3.4075 | 2143.1295 | 0 | 5770.2835 | 0 | 4646 | 0 | 4627.3882 | 0 | 9152.9765
2048 | 3.4075 | 2149.6378 | 0 | 5785.4638 | 0 | 4653.8254 | 0 | 4634.343 | 0 | 9983.7889
2049 | 3.4075 | 2142.6831 | 0 | 7494.7872 | 0 | 4643.9217 | 0 | 4624.6771 | 0 | 9995.0313
2050 | 3.4742 | 2142.9234 | 0 | 8332.8018 | 0 | 4639.163 | 0 | 4674.6477 | 0 | 10255.2529

## Project_Match
EnCompass Input |  |  | EnCompass Output |  |  |  | Red highlight means the model is hitting the build constraint
Name | Max Active Projects | Type | KPCo Retire 2028, with CO2 | KPCo Retire 2040, with CO2 | KPCo Retire 2028, no CO2 | KPCo Retire 2040, no CO2 |  | Year
B21 | 200 | New Battery | 0 | 0 | 0 | 0 |  | 2021 | 2021
B22 | 200 | New Battery | 0 | 0 | 0 | 0 |  | 2022 | 2022
B23 | 200 | New Battery | 0 | 0 | 0 | 0 |  | 2023 | 2023
B24 | 200 | New Battery | 0 | 0 | 0 | 0 |  | 2024 | 2024
B25 | 200 | New Battery | 0 | 0 | 0 | 0 |  | 2025 | 2025
B26 | 200 | New Battery | 0 | 0 | 0 | 0 |  | 2026 | 2026
B27 | 200 | New Battery | 0 | 0 | 0 | 0 |  | 2027 | 2027
B28 | 200 | New Battery | 0 | 0 | 0 | 0 |  | 2028 | 2028
B29 | 200 | New Battery | 0 | 0 | 0 | 0 |  | 2029 | 2029
B30 | 200 | New Battery | 0 | 0 | 0 | 0 |  | 2030 | 2030
B31 | 200 | New Battery | 0 | 0 | 0 | 0 |  | 2031 | 2031
B32 | 200 | New Battery | 0 | 0 | 0 | 0 |  | 2032 | 2032
B33 | 200 | New Battery | 0 | 0 | 0 | 0 |  | 2033 | 2033
B34 | 200 | New Battery | 0 | 0 | 0 | 0 |  | 2034 | 2034
B35 | 200 | New Battery | 0 | 0 | 0 | 0 |  | 2035 | 2035
B36 | 200 | New Battery | 0 | 0 | 0 | 0 |  | 2036 | 2036
B37 | 200 | New Battery | 0 | 0 | 0 | 0 |  | 2037 | 2037
B38 | 200 | New Battery | 0 | 0 | 0 | 0 |  | 2038 | 2038
B39 | 200 | New Battery | 0 | 0 | 0 | 0 |  | 2039 | 2039
B40 | 200 | New Battery | 0 | 0 | 0 | 0 |  | 2040 | 2040
B41 | 200 | New Battery | 0 | 0 | 0 | 0 |  | 2041 | 2041
B42 | 200 | New Battery | 0 | 0 | 0 | 0 |  | 2042 | 2042
B43 | 200 | New Battery | 0 | 0 | 0 | 0 |  | 2043 | 2043
B44 | 200 | New Battery | 0 | 0 | 0 | 0 |  | 2044 | 2044
B45 | 200 | New Battery | 0 | 0 | 0 | 0 |  | 2045 | 2045
B46 | 200 | New Battery | 0 | 0 | 0 | 0 |  | 2046 | 2046
B47 | 200 | New Battery | 0 | 0 | 0 | 0 |  | 2047 | 2047
B48 | 200 | New Battery | 0 | 0 | 0 | 0 |  | 2048 | 2048
B49 | 200 | New Battery | 0 | 0 | 0 | 0 |  | 2049 | 2049
B50 | 200 | New Battery | 0 | 0 | 0 | 0 |  | 2050 | 2050
S21 | 5 | New Solar | 0 | 0 | 0 | 0 |  | 2021 | 2021
S22 | 5 | New Solar | 0 | 0 | 0 | 0 |  | 2022 | 2022
S23 | 10 | New Solar | 0 | 0 | 5 | 5 |  | 2023 | 2023
S24 | 10 | New Solar | 0 | 0 | 0 | 0 |  | 2024 | 2024
S25 | 20 | New Solar | 0 | 0 | 0 | 0 |  | 2025 | 2025
S26 | 20 | New Solar | 20 | 0 | 20 | 0 |  | 2026 | 2026
S27 | 25 | New Solar | 25 | 0 | 25 | 0 |  | 2027 | 2027
S28 | 25 | New Solar | 25 | 0 | 25 | 0 |  | 2028 | 2028
S29 | 25 | New Solar | 20 | 0 | 14 | 0 |  | 2029 | 2029
S30 | 30 | New Solar | 0 | 0 | 0 | 0 |  | 2030 | 2030
S31 | 30 | New Solar | 12 | 30 | 7 | 30 |  | 2031 | 2031
S32 | 30 | New Solar | 0 | 30 | 0 | 30 |  | 2032 | 2032
S33 | 30 | New Solar | 0 | 23 | 0 | 15 |  | 2033 | 2033
S34 | 30 | New Solar | 0 | 0 | 8 | 1 |  | 2034 | 2034
S35 | 30 | New Solar | 5 | 0 | 0 | 0 |  | 2035 | 2035
S36 | 30 | New Solar | 0 | 8 | 0 | 0 |  | 2036 | 2036
S37 | 30 | New Solar | 0 | 0 | 0 | 0 |  | 2037 | 2037
S38 | 30 | New Solar | 0 | 8 | 0 | 1 |  | 2038 | 2038
S39 | 30 | New Solar | 0 | 0 | 0 | 0 |  | 2039 | 2039
S40 | 30 | New Solar | 0 | 8 | 0 | 1 |  | 2040 | 2040
S41 | 30 | New Solar | 1 | 0 | 6 | 20 |  | 2041 | 2041
S42 | 30 | New Solar | 0 | 0 | 0 | 0 |  | 2042 | 2042
S43 | 30 | New Solar | 0 | 0 | 0 | 0 |  | 2043 | 2043
S44 | 30 | New Solar | 0 | 0 | 0 | 6 |  | 2044 | 2044
S45 | 30 | New Solar | 0 | 0 | 0 | 0 |  | 2045 | 2045
S46 | 30 | New Solar | 0 | 0 | 0 | 0 |  | 2046 | 2046
S47 | 30 | New Solar | 0 | 0 | 0 | 0 |  | 2047 | 2047
S48 | 30 | New Solar | 0 | 0 | 0 | 0 |  | 2048 | 2048
S49 | 30 | New Solar | 0 | 0 | 0 | 0 |  | 2049 | 2049
S50 | 30 | New Solar | 0 | 0 | 0 | 0 |  | 2050 | 2050
PB_21 | 30 | New Paired Battery | 0 | 0 | 0 | 0 |  | 2021 | 2021
PB_22 | 45 | New Paired Battery | 0 | 0 | 0 | 0 |  | 2022 | 2022
PB_23 | 60 | New Paired Battery | 0 | 0 | 0 | 0 |  | 2023 | 2023
PB_24 | 75 | New Paired Battery | 0 | 0 | 0 | 0 |  | 2024 | 2024
PB_25 | 90 | New Paired Battery | 0 | 0 | 0 | 0 |  | 2025 | 2025
PB_26 | 105 | New Paired Battery | 0 | 0 | 0 | 0 |  | 2026 | 2026
PB_27 | 120 | New Paired Battery | 0 | 0 | 0 | 0 |  | 2027 | 2027
PB_28 | 135 | New Paired Battery | 0 | 0 | 0 | 0 |  | 2028 | 2028
PB_29 | 150 | New Paired Battery | 0 | 0 | 0 | 0 |  | 2029 | 2029
PB_30 | 165 | New Paired Battery | 0 | 0 | 0 | 0 |  | 2030 | 2030
PB_31 | 180 | New Paired Battery | 0 | 0 | 0 | 0 |  | 2031 | 2031
PB_32 | 195 | New Paired Battery | 0 | 0 | 0 | 0 |  | 2032 | 2032
PB_33 | 210 | New Paired Battery | 0 | 0 | 0 | 0 |  | 2033 | 2033
PB_34 | 225 | New Paired Battery | 0 | 0 | 0 | 0 |  | 2034 | 2034
PB_35 | 240 | New Paired Battery | 0 | 0 | 0 | 0 |  | 2035 | 2035
PB_36 | 240 | New Paired Battery | 0 | 0 | 0 | 0 |  | 2036 | 2036
PB_37 | 240 | New Paired Battery | 0 | 0 | 0 | 0 |  | 2037 | 2037
PB_38 | 240 | New Paired Battery | 0 | 0 | 0 | 0 |  | 2038 | 2038
PB_39 | 240 | New Paired Battery | 0 | 0 | 0 | 0 |  | 2039 | 2039
PB_40 | 240 | New Paired Battery | 0 | 0 | 0 | 0 |  | 2040 | 2040
PB_41 | 240 | New Paired Battery | 0 | 3 | 0 | 0 |  | 2041 | 2041
PB_42 | 240 | New Paired Battery | 0 | 0 | 0 | 0 |  | 2042 | 2042
PB_43 | 240 | New Paired Battery | 0 | 0 | 0 | 0 |  | 2043 | 2043
PB_44 | 240 | New Paired Battery | 0 | 0 | 0 | 0 |  | 2044 | 2044
PB_45 | 240 | New Paired Battery | 0 | 0 | 0 | 0 |  | 2045 | 2045
PB_46 | 240 | New Paired Battery | 0 | 0 | 0 | 0 |  | 2046 | 2046
PB_47 | 240 | New Paired Battery | 0 | 0 | 0 | 0 |  | 2047 | 2047
PB_48 | 240 | New Paired Battery | 0 | 0 | 0 | 0 |  | 2048 | 2048
PB_49 | 240 | New Paired Battery | 0 | 0 | 0 | 0 |  | 2049 | 2049
PB_50 | 240 | New Paired Battery | 0 | 0 | 0 | 9 |  | 2050 | 2050
PS_21 | 5 | New Paired Solar | 0 | 0 | 0 | 0 |  | 2021 | 2021
PS_22 | 5 | New Paired Solar | 0 | 0 | 0 | 0 |  | 2022 | 2022
PS_23 | 10 | New Paired Solar | 0 | 0 | 0 | 0 |  | 2023 | 2023
PS_24 | 10 | New Paired Solar | 0 | 0 | 0 | 0 |  | 2024 | 2024
PS_25 | 20 | New Paired Solar | 0 | 0 | 0 | 0 |  | 2025 | 2025
PS_26 | 20 | New Paired Solar | 0 | 0 | 0 | 0 |  | 2026 | 2026
PS_27 | 25 | New Paired Solar | 0 | 0 | 0 | 0 |  | 2027 | 2027
PS_28 | 25 | New Paired Solar | 0 | 0 | 0 | 0 |  | 2028 | 2028
PS_29 | 25 | New Paired Solar | 0 | 0 | 0 | 0 |  | 2029 | 2029
PS_30 | 30 | New Paired Solar | 0 | 0 | 0 | 0 |  | 2030 | 2030
PS_31 | 30 | New Paired Solar | 0 | 0 | 0 | 0 |  | 2031 | 2031
PS_32 | 30 | New Paired Solar | 0 | 0 | 0 | 0 |  | 2032 | 2032
PS_33 | 30 | New Paired Solar | 0 | 0 | 0 | 0 |  | 2033 | 2033
PS_34 | 30 | New Paired Solar | 0 | 0 | 0 | 0 |  | 2034 | 2034
PS_35 | 30 | New Paired Solar | 0 | 0 | 0 | 0 |  | 2035 | 2035
PS_36 | 30 | New Paired Solar | 0 | 0 | 0 | 0 |  | 2036 | 2036
PS_37 | 30 | New Paired Solar | 0 | 0 | 0 | 0 |  | 2037 | 2037
PS_38 | 30 | New Paired Solar | 0 | 0 | 0 | 0 |  | 2038 | 2038
PS_39 | 30 | New Paired Solar | 0 | 0 | 0 | 0 |  | 2039 | 2039
PS_40 | 30 | New Paired Solar | 0 | 0 | 0 | 0 |  | 2040 | 2040
PS_41 | 30 | New Paired Solar | 0 | 1 | 0 | 0 |  | 2041 | 2041
PS_42 | 30 | New Paired Solar | 0 | 0 | 0 | 0 |  | 2042 | 2042
PS_43 | 30 | New Paired Solar | 0 | 0 | 0 | 0 |  | 2043 | 2043
PS_44 | 30 | New Paired Solar | 0 | 0 | 0 | 0 |  | 2044 | 2044
PS_45 | 30 | New Paired Solar | 0 | 0 | 0 | 0 |  | 2045 | 2045
PS_46 | 30 | New Paired Solar | 0 | 0 | 0 | 0 |  | 2046 | 2046
PS_47 | 30 | New Paired Solar | 0 | 0 | 0 | 0 |  | 2047 | 2047
PS_48 | 30 | New Paired Solar | 0 | 0 | 0 | 0 |  | 2048 | 2048
PS_49 | 30 | New Paired Solar | 0 | 0 | 0 | 0 |  | 2049 | 2049
PS_50 | 30 | New Paired Solar | 0 | 0 | 0 | 3 |  | 2050 | 2050
W23 | 1 | New Wind | 2 | 2 | 0 | 0 |  | 2023 | 2023
W24 | 1 | New Wind | 0 | 0 | 0 | 0 |  | 2024 | 2024
W25 | 1 | New Wind | 2 | 2 | 0 | 0 |  | 2025 | 2025
W26 | 1 | New Wind | 0 | 0 | 0 | 0 |  | 2026 | 2026
W27 | 1 | New Wind | 0 | 0 | 0 | 0 |  | 2027 | 2027
W28 | 2 | New Wind | 0 | 0 | 0 | 0 |  | 2028 | 2028
W29 | 2 | New Wind | 0 | 0 | 0 | 0 |  | 2029 | 2029
W30 | 2 | New Wind | 0 | 0 | 0 | 0 |  | 2030 | 2030
W31 | 2 | New Wind | 0 | 0 | 0 | 0 |  | 2031 | 2031
W32 | 3 | New Wind | 0 | 0 | 0 | 0 |  | 2032 | 2032
W33 | 3 | New Wind | 0 | 0 | 0 | 0 |  | 2033 | 2033
W34 | 3 | New Wind | 0 | 0 | 0 | 0 |  | 2034 | 2034
W35 | 3 | New Wind | 0 | 0 | 0 | 0 |  | 2035 | 2035
W36 | 4 | New Wind | 0 | 0 | 0 | 0 |  | 2036 | 2036
W37 | 5 | New Wind | 0 | 0 | 0 | 0 |  | 2037 | 2037
W38 | 6 | New Wind | 0 | 0 | 0 | 0 |  | 2038 | 2038
W39 | 7 | New Wind | 0 | 0 | 0 | 0 |  | 2039 | 2039
W40 | 8 | New Wind | 0 | 0 | 0 | 0 |  | 2040 | 2040
W41 | 9 | New Wind | 0 | 0 | 0 | 0 |  | 2041 | 2041
W42 | 10 | New Wind | 0 | 0 | 0 | 0 |  | 2042 | 2042
W43 | 11 | New Wind | 0 | 0 | 0 | 0 |  | 2043 | 2043
W44 | 12 | New Wind | 0 | 0 | 0 | 0 |  | 2044 | 2044
W45 | 13 | New Wind | 0 | 4 | 0 | 0 |  | 2045 | 2045
W46 | 14 | New Wind | 0 | 4 | 0 | 0 |  | 2046 | 2046
W47 | 15 | New Wind | 0 | 4 | 0 | 0 |  | 2047 | 2047
W48 | 16 | New Wind | 0 | 3 | 0 | 0 |  | 2048 | 2048
W49 | 17 | New Wind | 6 | 0 | 0 | 0 |  | 2049 | 2049
W50 | 18 | New Wind | 3 | 1 | 0 | 0 |  | 2050 | 2050
Future DG |  | New DG | [6 empty] | 0

## Resource_Match
Capacity | Gen | Type
Nuclear | Nuclear | Nuclear:Nuclear
Coal | Coal | Coal:Conventional
Gas | Gas | Gas/Oil:Combined Cycle
Gas | Gas | Gas/Oil:Steam Turbine
Gas | Gas | Gas/Oil:Combustion Turbine
Hydro | Hydro | Hydro:Hydroelectric
Biomass | Biomass | Renewable:Biomass
Landfill | Landfill | Renewable:Landfill
Utility Solar | Solar | Renewable:Solar PV
Pumped Hydro | Pumped Hydro | Storage:Pumped Hydro
Offshore Wind | Wind | Renewable:Wind - Offshore
Onshore Wind | Wind | Renewable:Wind
DG Solar | Solar | Demand:Distributed Generation
DG Solar | Solar | Demand:Distributed Solar
Capacity Only PPA | Capacity Only PPA | Other:Other
Battery Storage | Battery Storage | Storage:Battery

## CONF_Library
Source: CONF KPC responses to AG-KIUC Initial RFI
KPCO_R_KIUC_AG_1_2_Attachment5
Cumulative Additions (MW)
| 2028 No Carbon | 2028 No Carbon | 2028 No Carbon | 2028 No Carbon | 2040 No Carbon | 2040 No Carbon | 2040 No Carbon | 2040 No Carbon | 2040 With Carbon | 2040 With Carbon | 2040 With Carbon | 2040 With Carbon | 2028 With Carbon | 2028 With Carbon | 2028 With Carbon | 2028 With Carbon
Year | New CT | Capacity PPA | New Wind | New Utility Solar | Capacity PPA | New CT | New Wind | New Utility Solar | Capacity PPA | New CT | New Wind | New Utility Solar | New CT | Capacity PPA | New Wind | New Utility Solar
2021 | 0 | 0 | 0 | 0 | 0 | 0 | 0 | 0 | 0 | 0 | 0 | 0 | 0 | 0 | 0 | 0
2022 | 0 | 0 | 0 | 0 | 0 | 0 | 0 | 0 | 0 | 0 | 0 | 0 | 0 | 0 | 0 | 0
2023 | 0 | 100 | 0 | 0 | 100 | 0 | 0 | 0 | 100 | 0 | 200 | 0 | 0 | 100 | 200 | 0
2024 | 0 | 0 | 0 | 0 | 0 | 0 | 0 | 0 | 0 | 0 | 200 | 0 | 0 | 0 | 200 | 0
2025 | 0 | 0 | 0 | 0 | 0 | 0 | 0 | 0 | 0 | 0 | 400 | 0 | 0 | 0 | 400 | 0
2026 | 0 | 0 | 0 | 0 | 0 | 0 | 0 | 0 | 0 | 0 | 400 | 0 | 0 | 0 | 400 | 0
2027 | 0 | 0 | 0 | 0 | 0 | 0 | 0 | 0 | 0 | 0 | 400 | 0 | 0 | 0 | 400 | 0
2028 | 476 | 200 | 0 | 0 | 0 | 0 | 0 | 0 | 0 | 0 | 400 | 0 | 476 | 150 | 400 | 0
2029 | 476 | 200 | 0 | 0 | 0 | 0 | 0 | 0 | 0 | 0 | 400 | 0 | 476 | 150 | 400 | 0
2030 | 476 | 150 | 0 | 150 | 0 | 0 | 0 | 0 | 0 | 0 | 400 | 0 | 476 | 150 | 400 | 0
2031 | 476 | 400 | 0 | 300 | 300 | 0 | 0 | 0 | 250 | 0 | 400 | 0 | 476 | 400 | 400 | 150
2032 | 476 | 400 | 0 | 300 | 300 | 0 | 0 | 0 | 250 | 0 | 400 | 0 | 476 | 400 | 400 | 150
2033 | 476 | 400 | 0 | 300 | 300 | 0 | 0 | 0 | 250 | 0 | 400 | 0 | 476 | 400 | 400 | 150
2034 | 476 | 400 | 0 | 300 | 300 | 0 | 0 | 0 | 250 | 0 | 400 | 0 | 476 | 400 | 400 | 150
2035 | 476 | 400 | 0 | 300 | 300 | 0 | 0 | 0 | 250 | 0 | 400 | 0 | 476 | 400 | 400 | 150
2036 | 476 | 400 | 0 | 300 | 300 | 0 | 0 | 0 | 200 | 0 | 400 | 150 | 476 | 350 | 400 | 300
2037 | 476 | 400 | 0 | 300 | 300 | 0 | 0 | 0 | 200 | 0 | 400 | 150 | 476 | 350 | 400 | 300
2038 | 476 | 400 | 0 | 300 | 300 | 0 | 0 | 0 | 150 | 0 | 400 | 300 | 476 | 300 | 400 | 450
2039 | 476 | 400 | 0 | 300 | 250 | 0 | 0 | 150 | 150 | 0 | 400 | 300 | 476 | 300 | 400 | 450
2040 | 476 | 400 | 0 | 300 | 400 | 476 | 0 | 300 | 300 | 476 | 400 | 450 | 476 | 300 | 400 | 450
2041 | 476 | 400 | 0 | 300 | 400 | 476 | 0 | 300 | 300 | 476 | 400 | 450 | 476 | 300 | 400 | 450
2042 | 476 | 400 | 0 | 300 | 400 | 476 | 0 | 300 | 350 | 476 | 400 | 450 | 476 | 350 | 400 | 450
2043 | 476 | 400 | 0 | 300 | 400 | 476 | 0 | 300 | 350 | 476 | 400 | 450 | 476 | 350 | 400 | 450
2044 | 476 | 400 | 0 | 300 | 400 | 476 | 0 | 300 | 300 | 476 | 400 | 450 | 476 | 300 | 400 | 450
2045 | 476 | 400 | 0 | 300 | 400 | 476 | 0 | 300 | 300 | 476 | 400 | 450 | 476 | 300 | 400 | 450
2046 | 476 | 400 | 0 | 300 | 400 | 476 | 0 | 300 | 300 | 476 | 400 | 450 | 476 | 300 | 400 | 450
2047 | 476 | 350 | 0 | 450 | 350 | 476 | 0 | 450 | 300 | 476 | 400 | 450 | 476 | 300 | 400 | 450
2048 | 476 | 350 | 0 | 450 | 350 | 476 | 0 | 450 | 300 | 476 | 400 | 450 | 476 | 300 | 400 | 450
2049 | 476 | 350 | 0 | 450 | 350 | 476 | 0 | 450 | 300 | 476 | 400 | 450 | 476 | 300 | 400 | 450
2050 | 476 | 350 | 0 | 450 | 350 | 476 | 0 | 450 | 300 | 476 | 400 | 450 | 476 | 300 | 400 | 450
CONF Generation
Source: CONF KPC responses to AG-KIUC Initial RFI
Generation (GWh)
| 2028 No Carbon | 2028 No Carbon | 2028 No Carbon | 2040 No Carbon | 2040 No Carbon | 2040 No Carbon | 2040 With Carbon | 2040 With Carbon | 2040 With Carbon | 2028 With Carbon | 2028 With Carbon | 2028 With Carbon |  | 2028 No Carbon
Year | Thermal Generation | (Current) Purchased Energy | New Wind and Solar | Thermal Generation | (Current) Purchased Energy | New Wind and Solar | Thermal Generation | (Current) Purchased Energy | New Wind and Solar | Thermal Generation | (Current) Purchased Energy | New Wind and Solar |  | 2040 No Carbon
2021 | 1409.592 | 104.371 | 0 | 1409.592 | 104.371 | 0 | 1366.2336 | 104.371 | 0 | 1366.2336 | 104.371 | 0 |  | 2040 With Carbon
2022 | 2107.3593 | 106.386 | 0 | 2107.3593 | 106.386 | 0 | 2045.9668 | 106.386 | 0 | 2045.9668 | 106.386 | 0 |  | 2028 With Carbon
2023 | 2439.4428 | 107.163 | 0 | 2439.4428 | 107.163 | 0 | 2602.4165 | 107.163 | 613.2062 | 2602.4165 | 107.163 | 613.2062
2024 | 2921.1379 | 107.284 | 0 | 2921.1379 | 107.284 | 0 | 3003.3614 | 107.284 | 616.3852 | 3003.3614 | 107.284 | 616.3852
2025 | 2605.6528 | 106.69 | 0 | 2605.6528 | 106.69 | 0 | 2736.439 | 106.69 | 1226.4124 | 2736.439 | 106.69 | 1226.4124
2026 | 3147.7466 | 106.548 | 0 | 3147.7466 | 106.548 | 0 | 3191.0318 | 106.548 | 1226.4124 | 3191.0318 | 106.548 | 1226.4124
2027 | 2919.6983 | 106.19 | 0 | 2919.6983 | 106.19 | 0 | 2862.8374 | 106.19 | 1226.4124 | 2862.8374 | 106.19 | 1226.4124
2028 | 3403.5333 | 105.865 | 0 | 3163.4025 | 105.865 | 0 | 1663.6582 | 105.865 | 1232.7704 | 2015.0642 | 105.865 | 1232.7704
2029 | 408.7276 | 105.566 | 0 | 2753.3349 | 105.566 | 0 | 1496.2142 | 105.566 | 1226.4124 | 599.746 | 105.566 | 1226.4124
2030 | 396.5605 | 105.345 | 305.5723 | 2129.6032 | 105.345 | 0 | 981.0967 | 105.345 | 1226.4124 | 573.6062 | 105.345 | 1226.4124
2031 | 150.4916 | 105.033 | 608.5734 | 850.711 | 105.033 | 0 | 410.9298 | 105.033 | 1226.4124 | 233.1817 | 105.033 | 1530.6991
2032 | 104.2586 | 104.779 | 612.4815 | 576.2065 | 104.779 | 0 | 233.783 | 104.779 | 1232.7704 | 149.7748 | 104.779 | 1539.0112
2033 | 89.4939 | 104.47 | 611.0073 | 313.881 | 104.47 | 0 | 78.2445 | 104.47 | 1226.4124 | 109.8546 | 104.47 | 1531.9161
2034 | 65.9348 | 104.227 | 612.4113 | 411.3085 | 104.227 | 0 | 66.4875 | 104.227 | 1226.4124 | 77.4517 | 104.227 | 1532.618
2035 | 57.7848 | 104.038 | 611.7795 | 306.0115 | 104.038 | 0 | 0 | 104.038 | 1226.4124 | 54.7778 | 104.038 | 1532.3022
2036 | 47.7133 | 103.875 | 609.7872 | 248.1985 | 103.875 | 0 | 0 | 103.875 | 1537.664 | 30.1158 | 103.875 | 1842.5576
2037 | 38.6432 | 103.613 | 610.3461 | 422.569 | 103.613 | 0 | 0 | 103.613 | 1531.5854 | 27.1175 | 103.613 | 1836.7585
2038 | 69.1682 | 103.391 | 610.8471 | 566.287 | 103.391 | 0 | 49.5765 | 103.391 | 1837.2595 | 32.7715 | 103.391 | 2142.6831
2039 | 29.5817 | 103.214 | 611.0073 | 480.565 | 103.214 | 305.5037 | 0 | 103.214 | 1837.4197 | 12.7359 | 103.214 | 2142.9234
2040 | 54.7372 | 103.032 | 612.9597 | 711.3892 | 103.032 | 612.9597 | 22.6246 | 103.032 | 2152.21 | 22.6246 | 103.032 | 2152.21
2041 | 79.6381 | 102.877 | 611.1447 | 79.6381 | 102.877 | 611.1447 | 23.3763 | 102.877 | 2143.1294 | 23.3763 | 102.877 | 2143.1294
2042 | 48.1806 | 102.616 | 608.5734 | 48.1806 | 102.616 | 608.5734 | 10.7652 | 102.616 | 2139.2725 | 10.7652 | 102.616 | 2139.2725
2043 | 43.5628 | 102.46 | 610.3461 | 43.5628 | 102.46 | 610.3461 | 7.3577 | 102.46 | 2141.9316 | 7.3577 | 102.46 | 2141.9316
2044 | 23.1093 | 102.213 | 612.1992 | 23.1093 | 102.213 | 612.1992 | 7.8337 | 102.213 | 2151.0692 | 7.8337 | 102.213 | 2151.0692
2045 | 30.6005 | 101.996 | 612.4113 | 30.6005 | 101.996 | 612.4113 | 3.9502 | 101.996 | 2145.0293 | 3.9502 | 101.996 | 2145.0293
2046 | 38.4255 | 101.976 | 611.7795 | 38.4255 | 101.976 | 611.7795 | 7.8337 | 101.976 | 2144.0817 | 7.8337 | 101.976 | 2144.0817
2047 | 17.3798 | 101.663 | 916.7171 | 17.3798 | 101.663 | 916.7171 | 3.4075 | 101.663 | 2143.1295 | 3.4075 | 101.663 | 2143.1295
2048 | 27.6487 | 101.529 | 916.8674 | 27.6487 | 101.529 | 916.8674 | 3.4075 | 101.529 | 2149.6378 | 3.4075 | 101.529 | 2149.6378
2049 | 21.6726 | 101.244 | 916.2707 | 21.6726 | 101.244 | 916.2707 | 3.4075 | 101.244 | 2142.6831 | 3.4075 | 101.244 | 2142.6831
2050 | 21.1211 | 101.011 | 916.511 | 21.1211 | 101.011 | 916.511 | 3.4742 | 101.011 | 2142.9234 | 3.4742 | 101.011 | 2142.9234

## Gen_Capacity Graphs (hidden)
Generation: BAU | Year | 2035 | <- Select
Capacity (MW)
|  | Nuclear | Coal | Gas | Hydro | Biomass | Landfill | Utility Solar | DG Solar | Pumped Hydro | Offshore Wind | Onshore Wind | Battery Storage | Total
| BAU - No Carbon Price | 0 | 780 | 125 | 0 | 0 | 0 | 1660 | 0 | 0 | 400 | 0 | 0 | 2965
| Retirement 1 - No CO2 Price | 0 | 0 | 125 | 0 | 0 | 0 | 2140 | 0 | 0 | 0 | 400 | 0 | 2665
| Capacity (%) | [12 empty] | Total
| BAU - No Carbon Price | 0% | 26.31% | 4.216% | 0% | 0% | 0% | 55.99% | 0% | 0% | 13.49% | 0% | 0% | 100%
| Retirement 1 - No CO2 Price | 0% | 0% | 4.69% | 0% | 0% | 0% | 80.3% | 0% | 0% | 0% | 15.01% | 0% | 100%
Generation
|  | Nuclear | Coal | Gas | Hydro | Biomass | Landfill | Solar | Wind | Total |  | `
| BAU - No Carbon Price | 0 | 1376.1851 | 0 | 0 | 0 | 0 | 3760.0688 | 1280.1243 | 6416.3782
| Retirement 1 - No CO2 Price | 0 | 0 | 0 | 0 | 0 | 0 | 4506.7122 | 1266.863 | 5773.5752
| Generation (%) | Nuclear | Coal | Gas | Hydro | Biomass | Landfill | Solar | Wind | Total
Generation: No New Gas | BAU - No Carbon Price | 0% | 21.45% | 0% | 0% | 0% | 0% | 58.6% | 19.95% | 100%
| Retirement 1 - No CO2 Price | 0% | 0% | 0% | 0% | 0% | 0% | 78.06% | 21.94% | 100%
Capacity: Dominion IRP Plan B
Capacity: No New Gas

## Company Annual
Scenario | RunID | Company | Year | Peak (MW) | Capacity (MW) | Net Capacity Imports (MW) | Reserve Margin (%) | Load Factor (%) | Firm Capacity (MW) | Energy (GWh) | Net Generation (GWh) | Curtailed (MWh) | Fuel Costs ($000) | Program Costs ($000) | Commitment Costs ($000) | Non-Fuel Variable Cost ($000) | Fixed Cost ($000) | Other Costs ($000) | Contract Revenue ($000) | Contract Cost ($000) | Sales (GWh) | Purchases (GWh) | Losses (GWh) | Sales Revenue ($000) | Purchase Cost ($000) | Ancillary Sales ($000) | Ancillary Purchases ($000) | Retail Sales (GWh) | Retail Revenue ($000) | Total Operating Cost ($000) | Externality Costs ($000) | Capacity Cost ($000) | Capacity Revenue ($000)
KPCo Retire 2028, with CO2 | 0 | KPCo | 2021 | 955.4904 | 1467 | 0 | 59.86 | 66.74 | 1467 | 5586.1985 | 4168.2838 | 0 | 91610.7529 | 0 | 91.368 | 6268.0491 | 30452.3994 | 0 | 0 | 0 | 232.2783 | 1650.1927 |  | 7535.3894 | 35256.3256 |  |  | 5586.1985 | 0 | 156143.5055 | 0
KPCo Retire 2028, with CO2 | 0 | KPCo | 2022 | 978.1308 | 1272 | 0 | 35.4023 | 65.9836 | 1272 | 5653.7537 | 3381.1209 | 0 | 76715.925 | 0 | 184.6339 | 5591.5882 | 23530.5146 | 0 | 0 | 0 | 132.0403 | 2404.6728 |  | 4478.9468 | 53048.8848 |  |  | 5653.7537 | 0 | 154592.5998 | 0
KPCo Retire 2028, with CO2 | 0 | KPCo | 2023 | 992.6221 | 1275 | 0 | 14.8593 | 64.927 | 1095 | 5645.6453 | 3364.6754 | 0 | 62327.0928 | 0 | 236.412 | 34258.9972 | 16209.7515 | 0 | 0.10254 | 0 | 70.578 | 2351.5477 |  | 2374.4744 | 53795.1689 |  |  | 5645.6454 | 0 | 164452.8455 | 0 |  | 0.10254
KPCo Retire 2028, with CO2 | 0 | KPCo | 2024 | 919.3542 | 1275 | 0 | 24.013 | 69.176 | 1095 | 5586.3848 | 3406.5073 | 0 | 65212.2749 | 0 | 241.6131 | 35309.9656 | 16566.3647 | 0 | 0 | 0 | 81.3631 | 2261.241 |  | 3043.0491 | 53948.4092 |  |  | 5586.3848 | 0 | 168235.5784 | 0
KPCo Retire 2028, with CO2 | 0 | KPCo | 2025 | 917.2905 | 1475 | 0 | 27.0162 | 69.272 | 1119 | 5566.33 | 4043.0944 | 0 | 66471.7883 | 0 | 149.5164 | 64811.3584 | 16930.8237 | 0 | 0 | 0 | 162.5817 | 1685.8175 |  | 6016.5231 | 43207.2744 |  |  | 5566.3301 | 0 | 185554.2381 | 0
KPCo Retire 2028, with CO2 | 0 | KPCo | 2026 | 916.2319 | 1875 | 0 | 49.4364 | 69.364 | 1315 | 5567.2892 | 4881.8251 | 0 | 65769.9751 | 0 | 101.8705 | 93266.6182 | 17303.2998 | 0 | 0 | 0 | 412.0428 | 1097.5069 |  | 14984.5848 | 29353.4951 |  |  | 5567.2893 | 0 | 190810.674 | 0
KPCo Retire 2028, with CO2 | 0 | KPCo | 2027 | 913.5998 | 2375 | 0 | 72.6603 | 69.5085 | 1515 | 5562.8593 | 6185.7875 | 0 | 71279 | 0 | 104.1116 | 128279.4561 | 17683.9731 | 0 | 0 | 0 | 1380.1548 | 757.2264 |  | 46463.186 | 21000.4746 |  |  | 5562.8592 | 0 | 191883.8294 | 0
KPCo Retire 2028, with CO2 | 0 | KPCo | 2028 | 909.0129 | 2875 | 0 | 96.44 | 69.6525 | 1715 | 5561.5941 | 6696.6674 | 13835.5743 | 55792.2212 | 28051.7679 | 73.7459 | 161199.6445 | 18073.0195 | 0 | 0 | 0 | 2199.93 | 1064.8561 |  | 97597.5125 | 39917.8115 |  |  | 5561.5941 | 0 | 205510.6981 | 0
KPCo Retire 2028, with CO2 | 0 | KPCo | 2029 | 908.8554 | 2495 | 0 | 25.4455 | 69.8562 | 1095 | 5561.6544 | 5514.0342 | 112391.8442 | 6071.0454 | 1429.3431 | 88.5292 | 180896.8564 | 18470.6235 | 0 | 0 | 0 | 2124.5033 | 2172.1233 |  | 90380.1187 | 85239.6313 |  |  | 5561.6545 | 0 | 201815.9103 | 0
KPCo Retire 2028, with CO2 | 0 | KPCo | 2030 | 906.4047 | 2495 | 0 | 25.7847 | 69.9754 | 1095 | 5556.1241 | 5516.3266 | 115753.2481 | 5878.699 | 1471.813 | 89.9491 | 185026.2607 | 18876.9785 | 0 | 0 | 0 | 2134.8894 | 2174.6868 |  | 91120.5806 | 85601.7544 |  |  | 5556.1241 | 0 | 205824.8741 | 0
KPCo Retire 2028, with CO2 | 0 | KPCo | 2031 | 904.4161 | 2615 | 0.00016785 | 19.7064 | 70.0836 | 1039.8 | 5552.5 | 5717.0538 | 365801.0198 | 1819.4459 | 468.9758 | 129.0224 | 195496.2773 | 1184.8913 | 4224.0417 | 0 | 0.0074463 | 2339.0035 | 2174.4494 |  | 97872.1677 | 85584.1787 |  |  | 5552.4999 | 0 | 191034.673 | 0 | 0.0074463
KPCo Retire 2028, with CO2 | 0 | KPCo | 2032 | 900.3586 | 2615 | 0 | 20.2459 | 70.22 | 1039.8 | 5553.5269 | 5713.4118 | 367572.9408 | 964.7679 | 250.0522 | 67.9212 | 200452.5127 | 1210.959 | 4307.2621 | 0 | 0 | 2328.8936 | 2169.0088 |  | 96613.0356 | 85846.7151 |  |  | 5553.5269 | 0 | 196487.1545 | 0
KPCo Retire 2028, with CO2 | 0 | KPCo | 2033 | 900.892 | 2615 | 0 | 20.1747 | 70.2954 | 1039.8 | 5547.5802 | 5689.14 | 364575.6293 | 969.2251 | 248.2937 | 66.6239 | 203969.3564 | 1237.6001 | 4391.0706 | 0 | 0 | 2312.4769 | 2170.9169 |  | 98690.6582 | 88401.75 |  |  | 5547.5801 | 0 | 200593.2616 | 0
KPCo Retire 2028, with CO2 | 0 | KPCo | 2034 | 898.9332 | 2615 | 0 | 20.4366 | 70.3626 | 1039.8 | 5540.8108 | 5671.7238 | 364297.5825 | 0 | 0 | 0 | 208593.3545 | 1264.8271 | 4476.3889 | 0 | 0 | 2308.926 | 2178.0131 |  | 97873.3223 | 90018.9624 |  |  | 5540.8108 | 0 | 206480.2107 | 0
KPCo Retire 2028, with CO2 | 0 | KPCo | 2035 | 897.7617 | 2665 | 0 | 17.9262 | 70.3703 | 1016.8 | 5534.2001 | 5773.5754 | 491825.2722 | 0 | 0 | 0 | 215094.7129 | 1292.6534 | 0 | 0.015381 | 0 | 2393.8593 | 2154.4841 |  | 102246.1289 | 90090.3403 |  |  | 5534.2001 | 0 | 204231.5623 | 0 |  | 0.015381
KPCo Retire 2028, with CO2 | 0 | KPCo | 2036 | 894.7817 | 2665 | 0.00041199 | 18.319 | 70.2787 | 1016.8 | 5523.7364 | 5769.9243 | 506619.3359 | 0 | 0 | 0 | 219711.7188 | 1321.0916 | 0 | 0 | 0.047119 | 2404.5893 | 2158.4014 |  | 104598.4141 | 92103.8735 |  |  | 5523.7363 | 0 | 208538.3169 | 0 | 0.047119
KPCo Retire 2028, with CO2 | 0 | KPCo | 2037 | 895.2843 | 2665 | 0 | 18.2525 | 70.2941 | 1016.8 | 5512.9492 | 5766.2223 | 504922.8311 | 0 | 0 | 0 | 224382.998 | 1350.1556 | 0 | 0.031006 | 0 | 2398.0177 | 2144.7446 |  | 108379.2646 | 95200.7969 |  |  | 5512.949 | 0 | 212554.6549 | 0 |  | 0.031006
KPCo Retire 2028, with CO2 | 0 | KPCo | 2038 | 894.2352 | 2665 | 0 | 18.3913 | 70.2202 | 1016.8 | 5500.6967 | 5769.4452 | 498396.7788 | 0 | 0 | 0 | 229406.041 | 1379.859 | 0 | 0.046631 | 0 | 2402.8241 | 2134.0757 |  | 112817.4146 | 98154.6797 |  |  | 5500.6968 | 0 | 216123.1185 | 0 |  | 0.046631
KPCo Retire 2028, with CO2 | 0 | KPCo | 2039 | 893.2456 | 2665 | 4.5776e-05 | 18.5224 | 70.1732 | 1016.8 | 5490.9379 | 5761.1554 | 498916.9011 | 0 | 0 | 0 | 234156.5176 | 1410.2159 | 0 | 0 | 0.0080566 | 2395.0347 | 2124.8171 |  | 114282.3467 | 99735.4404 |  |  | 5490.9378 | 0 | 221019.8353 | 0 | 0.0080566
KPCo Retire 2028, with CO2 | 0 | KPCo | 2040 | 889.7094 | 2665 | 0 | 18.9935 | 70.1159 | 1016.8 | 5479.7013 | 5779.2896 | 503077.1592 | 0 | 0 | 0 | 240194.4453 | 1441.2406 | 0 | 0.023315 | 0 | 2407.0359 | 2107.4475 |  | 117783.6143 | 101318.0566 |  |  | 5479.7013 | 0 | 225170.105 | 0 |  | 0.023315
KPCo Retire 2028, with CO2 | 0 | KPCo | 2041 | 890.6071 | 2685 | 7.0095e-05 | 19.5049 | 70.0686 | 1022.2 | 5466.554 | 5777.7588 | 534605.4194 | 0 | 0 | 0 | 244692.2637 | 1472.9479 | 0 | 0 | 0.0040283 | 2417.1463 | 2105.9411 |  | 120424.4761 | 103296.1362 |  |  | 5466.5541 | 0 | 229036.8758 | 0 | 0.0040283
KPCo Retire 2028, with CO2 | 0 | KPCo | 2042 | 889.4172 | 2685 | 0 | 19.6648 | 69.9878 | 1022.2 | 5452.9577 | 5769.7856 | 539288.2275 | 0 | 0 | 0 | 249877.6328 | 1505.3526 | 0 | 0.015503 | 0 | 2421.532 | 2104.7042 |  | 122896.9155 | 105446.2334 |  |  | 5452.9578 | 0 | 233932.2878 | 0 |  | 0.015503
KPCo Retire 2028, with CO2 | 0 | KPCo | 2043 | 888.4837 | 2685 | 0 | 19.7905 | 69.9108 | 1022.2 | 5441.238 | 5774.7472 | 542967.2791 | 0 | 0 | 0 | 255578.3164 | 1538.4703 | 0 | 0.0076904 | 0 | 2418.3208 | 2084.8118 |  | 125951.5474 | 107215.6689 |  |  | 5441.238 | 0 | 238380.9006 | 0 |  | 0.0076904
KPCo Retire 2028, with CO2 | 0 | KPCo | 2044 | 885.3307 | 2685 | 0 | 20.2171 | 69.8476 | 1022.2 | 5431.8705 | 5787.0704 | 535600.6953 | 0 | 0 | 0 | 261803.0977 | 1572.3166 | 0 | 0 | 0 | 2427.3441 | 2072.1439 |  | 129971.4668 | 109672.1143 |  |  | 5431.8705 | 0 | 243076.0617 | 0
KPCo Retire 2028, with CO2 | 0 | KPCo | 2045 | 886.2287 | 2685 | 0 | 20.0953 | 69.8201 | 1022.2 | 5420.3853 | 5778.1173 | 537235.7258 | 0 | 0 | 0 | 267095.8691 | 1606.9074 | 0 | 0 | 0 | 2422.4539 | 2064.7217 |  | 133602.1294 | 112473.5039 |  |  | 5420.3854 | 0 | 247574.1511 | 0
KPCo Retire 2028, with CO2 | 0 | KPCo | 2046 | 885.29 | 2685 | 0 | 20.2226 | 69.7443 | 1022.2 | 5408.7651 | 5778.5352 | 533387.7932 | 0 | 0 | 0 | 273015.3457 | 1642.2592 | 0 | 0 | 0 | 2422.8728 | 2053.1025 |  | 138262.1836 | 115621.3135 |  |  | 5408.765 | 0 | 252016.7348 | 0
KPCo Retire 2028, with CO2 | 0 | KPCo | 2047 | 883.98 | 2685 | 0 | 20.4008 | 69.6681 | 1022.2 | 5394.8664 | 5770.2835 | 542080.8452 | 0 | 0 | 0 | 278504.1758 | 1678.3889 | 0 | 0 | 0 | 2424.4578 | 2049.0408 |  | 142374.4053 | 119044.3867 |  |  | 5394.8665 | 0 | 256852.5461 | 0
KPCo Retire 2028, with CO2 | 0 | KPCo | 2048 | 880.53 | 2685 | 0 | 20.8725 | 69.5901 | 1022.2 | 5382.5004 | 5785.4639 | 543035.0815 | 0 | 0 | 0 | 285637.2656 | 1715.3134 | 0 | 0 | 0 | 2438.5717 | 2035.6085 |  | 148189.9932 | 122416.2549 |  |  | 5382.5005 | 0 | 261578.8407 | 0
KPCo Retire 2028, with CO2 | 0 | KPCo | 2049 | 881.71 | 3285 | 0 | 29.2132 | 69.5401 | 1094.2 | 5371.1205 | 7494.7873 | 748859.2295 | 0 | 0 | 0 | 383393.9844 | 1753.0499 | 0 | 0 | 0 | 2870.9616 | 747.2948 |  | 178779.2402 | 46724.0154 |  |  | 5371.1205 | 0 | 253091.8094 | 0
KPCo Retire 2028, with CO2 | 0 | KPCo | 2050 | 880.59 | 3585 | 0 | 33.6341 | 69.8017 | 1130.2 | 5384.4817 | 8332.8018 | 866910.0039 | 0 | 0 | 0 | 437184.1426 | 1791.6172 | 0 | 0 | 0 | 3432.8889 | 484.5681 |  | 219901.3799 | 31268.2084 |  |  | 5384.4818 | 0 | 250342.5883 | 0
KPCo Retire 2028, no CO2 | 0 | KPCo | 2021 | 955.4904 | 1467 | 0 | 59.86 | 66.74 | 1467 | 5586.1985 | 4209.136 | 0 | 92462.5869 | 0 | 91.368 | 6342.5444 | 30452.3994 | 0 | 0 | 0 | 232.2783 | 1609.3405 |  | 7449.9383 | 34563.452 |  |  | 5586.1985 | 0 | 156462.4124 | 0
KPCo Retire 2028, no CO2 | 0 | KPCo | 2022 | 978.1308 | 1272 | 0 | 35.4023 | 65.9836 | 1272 | 5653.7537 | 3463.7386 | 0 | 78489.9182 | 0 | 184.6339 | 5753.1204 | 23530.5146 | 0 | 0 | 0 | 132.9275 | 2322.9424 |  | 4379.1912 | 51301.3661 |  |  | 5653.7537 | 0 | 154880.3621 | 0
KPCo Retire 2028, no CO2 | 0 | KPCo | 2023 | 992.6221 | 1175 | 0 | 19.4746 | 64.927 | 1139 | 5645.6453 | 2955.488 | 0 | 62327.0928 | 0 | 236.412 | 12643.3474 | 16209.7515 | 0 | 0.02417 | 0 | 58.4613 | 2748.6186 |  | 2069.0185 | 63146.3987 |  |  | 5645.6454 | 0 | 152493.9597 | 0 |  | 0.02417
KPCo Retire 2028, no CO2 | 0 | KPCo | 2024 | 919.3542 | 1175 | 0 | 28.9962 | 69.176 | 1139 | 5586.3848 | 2993.0425 | 0 | 65212.2749 | 0 | 241.6131 | 13016.4036 | 16566.3647 | 0 | 0 | 0 | 62.8854 | 2656.2283 |  | 2519.2981 | 63334.0027 |  |  | 5586.3848 | 0 | 155851.3609 | 0
KPCo Retire 2028, no CO2 | 0 | KPCo | 2025 | 917.2905 | 1175 | 0 | 29.2864 | 69.272 | 1139 | 5566.33 | 2772.8462 | 0 | 60688.7239 | 0 | 99.6776 | 12953.8754 | 16930.8237 | 0 | 0 | 0 | 48.085 | 2841.5687 |  | 1994.44 | 73459.3989 |  |  | 5566.3301 | 0 | 162138.0595 | 0
KPCo Retire 2028, no CO2 | 0 | KPCo | 2026 | 916.2319 | 1575 | 0 | 51.7092 | 69.364 | 1335 | 5567.2892 | 3826.4333 | 0 | 65769.9751 | 0 | 101.8705 | 40659.2998 | 17303.2998 | 0 | 0 | 0 | 303.9002 | 2044.7558 |  | 11166.5555 | 54883.6376 |  |  | 5567.2893 | 0 | 167551.5273 | 0
KPCo Retire 2028, no CO2 | 0 | KPCo | 2027 | 913.5998 | 2075 | 0 | 74.9397 | 69.5085 | 1535 | 5562.8593 | 5213.8486 | 0 | 73278.6189 | 0 | 104.1116 | 74788.5308 | 17683.9731 | 0 | 0 | 0 | 1320.0352 | 1669.0459 |  | 44278.0927 | 47093.4107 |  |  | 5562.8592 | 0 | 168670.5525 | 0
KPCo Retire 2028, no CO2 | 0 | KPCo | 2028 | 909.0129 | 2575 | 0 | 98.7309 | 69.6525 | 1735 | 5561.5941 | 6237.355 | 5936.4543 | 70674.5876 | 0 | 76.6179 | 107601.479 | 18073.0195 | 0 | 0 | 0 | 2268.1687 | 1592.4078 |  | 76947.1272 | 46648.0811 |  |  | 5561.5941 | 0 | 166126.658 | 0
KPCo Retire 2028, no CO2 | 0 | KPCo | 2029 | 908.8554 | 2075 | 0 | 22.2378 | 69.8562 | 1067 | 5561.6544 | 4263.9567 | 41539.8295 | 6431.8896 | 0 | 93.7919 | 119865.9463 | 18470.6235 | 0 | 0 | 0 | 1940.2048 | 3237.9022 |  | 64852.7971 | 100002.1021 |  |  | 5561.6545 | 0 | 180011.5563 | 0
KPCo Retire 2028, no CO2 | 0 | KPCo | 2030 | 906.4047 | 2075 | 0 | 22.5683 | 69.9754 | 1067 | 5556.1241 | 4266.0596 | 42521.5711 | 6258.7612 | 0 | 95.8339 | 122566.6152 | 18876.9785 | 0 | 0 | 0 | 1951.0771 | 3241.1416 |  | 65725.9185 | 100920.4062 |  |  | 5556.1241 | 0 | 182992.6766 | 0
KPCo Retire 2028, no CO2 | 0 | KPCo | 2031 | 904.4161 | 2145 | 5.3406e-05 | 19.1308 | 70.0836 | 1034.8 | 5552.5 | 4355.0331 | 141808.5475 | 1143.8934 | 0 | 81.117 | 130185.7188 | 1184.8913 | 8448.0835 | 0 | 0.0036621 | 2070.7348 | 3268.2016 |  | 67169.717 | 101035.4009 |  |  | 5552.4999 | 0 | 174909.3915 | 0 | 0.0036621
KPCo Retire 2028, no CO2 | 0 | KPCo | 2032 | 900.3586 | 2145 | 0 | 19.6677 | 70.22 | 1034.8 | 5553.5269 | 4365.7986 | 146541.0503 | 1138.3158 | 0 | 80.1392 | 133407.7974 | 1210.959 | 8614.5242 | 0.0041504 | 0 | 2069.531 | 3257.2589 |  | 67326.605 | 101940.2212 |  |  | 5553.5269 | 0 | 179065.3477 | 0 |  | 0.0041504
KPCo Retire 2028, no CO2 | 0 | KPCo | 2033 | 900.892 | 2145 | 0 | 19.5968 | 70.2954 | 1034.8 | 5547.5802 | 4346.6526 | 146884.582 | 1139.9673 | 0 | 78.3606 | 135776.0464 | 1237.6001 | 8782.1411 | 0.019775 | 0 | 2057.515 | 3258.4427 |  | 69033.5723 | 105371.5762 |  |  | 5547.5801 | 0 | 183352.0996 | 0 |  | 0.019775
KPCo Retire 2028, no CO2 | 0 | KPCo | 2034 | 898.9332 | 2255 | 0.00012589 | 19.0698 | 70.3626 | 1028 | 5540.8108 | 4532.812 | 308941.1073 | 0 | 0 | 0 | 143316.3926 | 1264.8271 | 4476.3889 | 0 | 0.0080566 | 2227.9255 | 3235.9243 |  | 76361.0354 | 108218.5479 |  |  | 5540.8108 | 0 | 180915.1291 | 0 | 0.0080566
KPCo Retire 2028, no CO2 | 0 | KPCo | 2035 | 897.7617 | 2255 | 0 | 19.2252 | 70.3703 | 1028 | 5534.2001 | 4526.2035 | 312160.1859 | 0 | 0 | 0 | 146255.8105 | 1292.6534 | 4562.2826 | 0.0075684 | 0 | 2218.5785 | 3226.5751 |  | 77750.1641 | 110437.812 |  |  | 5534.2001 | 0 | 184798.3869 | 0 |  | 0.0075684
KPCo Retire 2028, no CO2 | 0 | KPCo | 2036 | 894.7817 | 2255 | 0.00037003 | 19.6223 | 70.2787 | 1028 | 5523.7364 | 4534.3825 | 312575.3626 | 0 | 0 | 0 | 149743.5146 | 1321.0916 | 4648.7776 | 0 | 0.023682 | 2239.4133 | 3228.7675 |  | 79814.7971 | 112590.4546 |  |  | 5523.7363 | 0 | 188489.065 | 0 | 0.023682
KPCo Retire 2028, no CO2 | 0 | KPCo | 2037 | 895.2843 | 2255 | 0 | 19.5551 | 70.2941 | 1028 | 5512.9492 | 4533.1366 | 310062.9055 | 0 | 0 | 0 | 152995.8242 | 1350.1556 | 4735.6769 | 0.019287 | 0 | 2232.9193 | 3212.7317 |  | 82688.1968 | 116526.3047 |  |  | 5512.949 | 0 | 192919.7454 | 0 |  | 0.019287
KPCo Retire 2028, no CO2 | 0 | KPCo | 2038 | 894.2352 | 2255 | 0 | 19.6953 | 70.2202 | 1028 | 5500.6967 | 4530.8782 | 311126.0045 | 0 | 0 | 0 | 156283.8306 | 1379.859 | 4823.4199 | 0.023193 | 0 | 2235.4417 | 3205.2602 |  | 86258.9309 | 120797.0444 |  |  | 5500.6968 | 0 | 197025.1998 | 0 |  | 0.023193
KPCo Retire 2028, no CO2 | 0 | KPCo | 2039 | 893.2456 | 2255 | 0.00012589 | 19.828 | 70.1732 | 1028 | 5490.9379 | 4522.5932 | 312169.8968 | 0 | 0 | 0 | 159430.0039 | 1410.2159 | 4911.9078 | 0 | 0.0041504 | 2229.5188 | 3197.8634 |  | 86958.5579 | 122413.6045 |  |  | 5490.9378 | 0 | 201207.1784 | 0 | 0.0041504
KPCo Retire 2028, no CO2 | 0 | KPCo | 2040 | 889.7094 | 2255 | 0 | 20.3042 | 70.1159 | 1028 | 5479.7013 | 4527.541 | 321002.5815 | 0 | 0 | 0 | 163115.7197 | 1441.2406 | 5000.035 | 0 | 0 | 2230.713 | 3182.8733 |  | 89457.3945 | 125281.1499 |  |  | 5479.7013 | 0 | 205380.7508 | 0
KPCo Retire 2028, no CO2 | 0 | KPCo | 2041 | 890.6071 | 2325 | 2.6703e-05 | 18.1254 | 70.0686 | 1010.4 | 5466.554 | 4653.6459 | 468639.4649 | 0 | 0 | 0 | 168930.1074 | 1472.9479 | 0 | 0 | 0.0012207 | 2345.3723 | 3158.2804 |  | 96315.9819 | 127149.1011 |  |  | 5466.5541 | 0 | 201236.1757 | 0 | 0.0012207
KPCo Retire 2028, no CO2 | 0 | KPCo | 2042 | 889.4172 | 2325 | 0 | 18.2834 | 69.9878 | 1010.4 | 5452.9577 | 4643.3461 | 471276.6309 | 0 | 0 | 0 | 172264.4561 | 1505.3526 | 0 | 0.030029 | 0 | 2343.9814 | 3153.5931 |  | 98332.5376 | 130257.3013 |  |  | 5452.9578 | 0 | 205694.5423 | 0 |  | 0.030029
KPCo Retire 2028, no CO2 | 0 | KPCo | 2043 | 888.4837 | 2325 | 0 | 18.4077 | 69.9108 | 1010.4 | 5441.238 | 4647.3247 | 475290.1228 | 0 | 0 | 0 | 176205.1133 | 1538.4703 | 0 | 0.014404 | 0 | 2342.0192 | 3135.9325 |  | 100673.7896 | 132660.96 |  |  | 5441.238 | 0 | 209730.7396 | 0 |  | 0.014404
KPCo Retire 2028, no CO2 | 0 | KPCo | 2044 | 885.3307 | 2325 | 0.00041962 | 18.8212 | 69.8476 | 1010.3307 | 5431.8705 | 4653.0482 | 471676.0947 | 0 | 0 | 0 | 180303.4023 | 1572.3166 | 0 | 0 | 0.043701 | 2353.0717 | 3131.8938 |  | 103149.4805 | 135440.8887 |  |  | 5431.8705 | 0 | 214167.1708 | 0 | 0.043701
KPCo Retire 2028, no CO2 | 0 | KPCo | 2045 | 886.2287 | 2325 | 0 | 18.709 | 69.8201 | 1010.4 | 5420.3853 | 4644.4555 | 476629.639 | 0 | 0 | 0 | 183929.7812 | 1606.9074 | 0 | 0 | 0.0012207 | 2343.4541 | 3119.3838 |  | 106510.7061 | 139442.9883 |  |  | 5420.3854 | 0 | 218468.9721 | 0 | 0.0012207
KPCo Retire 2028, no CO2 | 0 | KPCo | 2046 | 885.29 | 2325 | 6.8665e-05 | 18.8219 | 69.7443 | 1010.29 | 5408.7651 | 4644.7283 | 472771.8956 | 0 | 0 | 0 | 187987.2607 | 1642.2592 | 0 | 0 | 0.0087891 | 2343.1549 | 3107.1919 |  | 110351.6206 | 143729.6685 |  |  | 5408.765 | 0 | 223007.5766 | 0 | 0.0087891
KPCo Retire 2028, no CO2 | 0 | KPCo | 2047 | 883.98 | 2325 | 0.00025558 | 18.8437 | 69.6681 | 1008.98 | 5394.8664 | 4646 | 476285.2009 | 0 | 0 | 0 | 192175.585 | 1678.3889 | 0 | 0 | 0.023926 | 2351.9608 | 3100.8273 |  | 114139.4624 | 148154.7065 |  |  | 5394.8665 | 0 | 227869.2419 | 0 | 0.023926
KPCo Retire 2028, no CO2 | 0 | KPCo | 2048 | 880.53 | 2325 | 0.00020599 | 18.9014 | 69.5901 | 1005.5301 | 5382.5004 | 4653.8253 | 473094.1621 | 0 | 0 | 0 | 196734.2451 | 1715.3134 | 0 | 0 | 0.016357 | 2362.1141 | 3090.7893 |  | 118894.4834 | 153260.3047 |  |  | 5382.5005 | 0 | 232815.3961 | 0 | 0.016357
KPCo Retire 2028, no CO2 | 0 | KPCo | 2049 | 881.71 | 2325 | 0.00017548 | 18.8816 | 69.5401 | 1006.71 | 5371.1205 | 4643.9218 | 477428.8053 | 0 | 0 | 0 | 200634.5234 | 1753.0499 | 0 | 0 | 0.019531 | 2357.2379 | 3084.4369 |  | 122427.9785 | 157600.2129 |  |  | 5371.1205 | 0 | 237559.8273 | 0 | 0.019531
KPCo Retire 2028, no CO2 | 0 | KPCo | 2050 | 880.59 | 2325 | 0.00029373 | 18.9004 | 69.8017 | 1005.5901 | 5384.4817 | 4639.163 | 474528.6393 | 0 | 0 | 0 | 204838.3447 | 1791.6172 | 0 | 0 | 0.035645 | 2350.3455 | 3095.6637 |  | 125529.73 | 162738.0225 |  |  | 5384.4818 | 0 | 243838.2901 | 0 | 0.035645
KPCo Retire 2040, with CO2 | 0 | KPCo | 2021 | 955.4904 | 1467 | 0 | 59.86 | 66.74 | 1467 | 5586.1985 | 4168.2838 | 0 | 91610.7529 | 0 | 91.368 | 6268.0491 | 30452.3994 | 0 | 0 | 0 | 232.2783 | 1650.1927 |  | 7535.3894 | 35256.3256 |  |  | 5586.1985 | 0 | 156143.5055 | 0
KPCo Retire 2040, with CO2 | 0 | KPCo | 2022 | 978.1308 | 1272 | 0 | 35.4023 | 65.9836 | 1272 | 5653.7537 | 3381.1209 | 0 | 76715.925 | 0 | 184.6339 | 5591.5882 | 23530.5146 | 0 | 0 | 0 | 132.0403 | 2404.6728 |  | 4478.9468 | 53048.8848 |  |  | 5653.7537 | 0 | 154592.5998 | 0
KPCo Retire 2040, with CO2 | 0 | KPCo | 2023 | 992.6221 | 1275 | 0 | 14.8593 | 64.927 | 1095 | 5645.6453 | 3364.6754 | 0 | 62327.0928 | 0 | 236.412 | 34258.9972 | 16209.7515 | 0 | 0.10254 | 0 | 70.578 | 2351.5477 |  | 2374.4744 | 53795.1689 |  |  | 5645.6454 | 0 | 164452.8455 | 0 |  | 0.10254
KPCo Retire 2040, with CO2 | 0 | KPCo | 2024 | 919.3542 | 1275 | 0 | 24.013 | 69.176 | 1095 | 5586.3848 | 3406.5073 | 0 | 65212.2749 | 0 | 241.6131 | 35309.9656 | 16566.3647 | 0 | 0 | 0 | 81.3631 | 2261.241 |  | 3043.0491 | 53948.4092 |  |  | 5586.3848 | 0 | 168235.5784 | 0
KPCo Retire 2040, with CO2 | 0 | KPCo | 2025 | 917.2905 | 1475 | 0 | 27.0162 | 69.272 | 1119 | 5566.33 | 4043.0944 | 0 | 66471.7883 | 0 | 149.5164 | 64811.3584 | 16930.8237 | 0 | 0 | 0 | 162.5817 | 1685.8175 |  | 6016.5231 | 43207.2744 |  |  | 5566.3301 | 0 | 185554.2381 | 0
KPCo Retire 2040, with CO2 | 0 | KPCo | 2026 | 916.2319 | 1475 | 0 | 27.163 | 69.364 | 1119 | 5567.2892 | 3950.4406 | 0 | 65769.9751 | 0 | 101.8705 | 66117.5596 | 17303.2998 | 0 | 0 | 0 | 144.3891 | 1761.2377 |  | 5311.7882 | 48104.8617 |  |  | 5567.2893 | 0 | 192085.7784 | 0
KPCo Retire 2040, with CO2 | 0 | KPCo | 2027 | 913.5998 | 1475 | 0 | 27.5293 | 69.5085 | 1119 | 5562.8593 | 4090.6896 | 0 | 71279 | 0 | 104.1116 | 67780.6577 | 17683.9731 | 0 | 0 | 0 | 153.9822 | 1626.1518 |  | 5787.9083 | 46394.2388 |  |  | 5562.8592 | 0 | 197454.073 | 0
KPCo Retire 2040, with CO2 | 0 | KPCo | 2028 | 909.0129 | 1475 | 0 | 28.1728 | 69.6525 | 1119 | 5561.5941 | 3559.0744 | 0 | 59322.4255 | 29246.045 | 106.4021 | 68378.8748 | 18073.0195 | 0 | 0 | 0 | 120.5519 | 2123.0709 |  | 6477.8545 | 81866.4263 |  |  | 5561.5941 | 0 | 250515.3388 | 0
KPCo Retire 2040, with CO2 | 0 | KPCo | 2029 | 908.8554 | 1475 | 0 | 28.195 | 69.8562 | 1119 | 5561.6544 | 3218.7289 | 0 | 52263.8795 | 25682.6431 | 111.2143 | 68690.1113 | 18470.6235 | 0 | 0 | 0 | 86.3553 | 2429.2809 |  | 4805.343 | 93841.5095 |  |  | 5561.6545 | 0 | 254254.6383 | 0
KPCo Retire 2040, with CO2 | 0 | KPCo | 2030 | 906.4047 | 1475 | 0 | 28.5416 | 69.9754 | 1119 | 5556.1241 | 3168.8139 | 0 | 51800.7479 | 25836.5862 | 113.6611 | 70254.5679 | 18876.9785 | 0 | 0 | 0 | 79.8107 | 2467.1205 |  | 4555.922 | 95700.1021 |  |  | 5556.1241 | 0 | 258026.7216 | 0
KPCo Retire 2040, with CO2 | 0 | KPCo | 2031 | 904.4161 | 1905 | 0 | 27.9033 | 70.0836 | 1111 | 5552.5 | 4374.1197 | 0 | 46173.3438 | 24446.4692 | 188.3244 | 106790.541 | 1184.8913 | 0 | 0 | 0 | 371.8485 | 1550.2282 |  | 17619.2575 | 59027.8613 |  |  | 5552.4999 | 0 | 220192.1735 | 0
KPCo Retire 2040, with CO2 | 0 | KPCo | 2032 | 900.3586 | 2505 | 0 | 47.2139 | 70.22 | 1273 | 5553.5269 | 5623.519 | 0 | 42306.8624 | 23080.5088 | 92.0864 | 144519.1221 | 1210.959 | 0 | 0 | 0 | 1492.8646 | 1422.8729 |  | 63865.2181 | 54866.5691 |  |  | 5553.5269 | 0 | 202210.8897 | 0
KPCo Retire 2040, with CO2 | 0 | KPCo | 2033 | 900.892 | 2965 | 0 | 61.4811 | 70.2954 | 1397.2 | 5547.5802 | 6415.0155 | 119361.4238 | 39204.2734 | 21772.5479 | 54.2497 | 170799.0254 | 1237.6001 | 0 | 0 | 0 | 2247.3837 | 1379.9481 |  | 97346.3059 | 54818.7495 |  |  | 5547.5801 | 0 | 190540.14 | 0
KPCo Retire 2040, with CO2 | 0 | KPCo | 2034 | 898.9332 | 2965 | 0 | 61.833 | 70.3626 | 1397.2 | 5540.8108 | 6405.3455 | 120352.623 | 39416.9042 | 22420.0762 | 0 | 174629.3076 | 1264.8271 | 0 | 0 | 0 | 2245.1234 | 1380.5891 |  | 96262.6804 | 56015.0425 |  |  | 5540.8108 | 0 | 197483.4772 | 0
KPCo Retire 2040, with CO2 | 0 | KPCo | 2035 | 897.7617 | 2965 | 0 | 62.0442 | 70.3703 | 1397.2 | 5534.2001 | 6416.3783 | 117214.8557 | 40493.6136 | 23374.7701 | 0 | 178525.2881 | 1292.6534 | 0 | 0 | 0 | 2246.9895 | 1364.8116 |  | 96983.7871 | 55976.0698 |  |  | 5534.2001 | 0 | 202678.6079 | 0
KPCo Retire 2040, with CO2 | 0 | KPCo | 2036 | 894.7817 | 3125 | 0 | 67.6108 | 70.2787 | 1440.3999 | 5523.7364 | 6601.2168 | 278136.6967 | 40370.8278 | 23565.1493 | 0 | 188052.1992 | 1321.0916 | 0 | 0 | 0 | 2431.5731 | 1354.0925 |  | 106699.0881 | 56755.1523 |  |  | 5523.7363 | 0 | 203365.3321 | 0
KPCo Retire 2040, with CO2 | 0 | KPCo | 2037 | 895.2843 | 3125 | 0 | 67.5167 | 70.2941 | 1440.3999 | 5512.9492 | 6592.5234 | 278816.1646 | 41287.1265 | 24335.8312 | 0 | 191978.3027 | 1350.1556 | 0 | 0 | 0 | 2425.2214 | 1345.6475 |  | 110560.1543 | 58699.7812 |  |  | 5512.949 | 0 | 207091.043 | 0
KPCo Retire 2040, with CO2 | 0 | KPCo | 2038 | 894.2352 | 3285 | 0 | 72.7432 | 70.2202 | 1483.5999 | 5500.6967 | 6737.5434 | 479404.6355 | 41573.14 | 24744.1893 | 0 | 200315.7832 | 1379.859 | 0 | 0 | 0 | 2556.4162 | 1319.5698 |  | 121024.5869 | 59592.3933 |  |  | 5500.6968 | 0 | 206580.778 | 0
KPCo Retire 2040, with CO2 | 0 | KPCo | 2039 | 893.2456 | 3285 | 0 | 72.9346 | 70.1732 | 1483.5999 | 5490.9379 | 6733.2563 | 479263.9131 | 42752.2872 | 25661.6307 | 0 | 204507.8965 | 1410.2159 | 0 | 0 | 0 | 2552.041 | 1309.7221 |  | 122789.9492 | 60399.2837 |  |  | 5490.9378 | 0 | 211941.3648 | 0
KPCo Retire 2040, with CO2 | 0 | KPCo | 2040 | 889.7094 | 3445 | 0 | 78.6775 | 70.1159 | 1526.7998 | 5479.7013 | 6885.5197 | 717420.5288 | 43726.8798 | 26476.968 | 0 | 213144.3555 | 1441.2406 | 0 | 0 | 0 | 2680.9259 | 1275.1076 |  | 132239.2861 | 60166.6504 |  |  | 5479.7013 | 0 | 212716.8081 | 0
KPCo Retire 2040, with CO2 | 0 | KPCo | 2041 | 890.6071 | 2947 | 0.00016356 | 18.289 | 70.0686 | 1011.8 | 5466.554 | 5777.7589 | 534605.4585 | 0 | 0 | 0 | 218656.335 | 3072.6636 | 25443.2988 | 0 | 0.0087891 | 2417.1463 | 2105.9411 |  | 120424.4766 | 103296.1362 |  |  | 5466.5541 | 0 | 230043.9658 | 0 | 0.0087891
KPCo Retire 2040, with CO2 | 0 | KPCo | 2042 | 889.4172 | 2947 | 0 | 18.4473 | 69.9878 | 1011.8 | 5452.9577 | 5769.7852 | 539288.2156 | 0 | 0 | 0 | 223334.7402 | 3140.2621 | 25888.1748 | 0.038086 | 0 | 2421.5319 | 2104.7042 |  | 122896.9175 | 105446.2344 |  |  | 5452.9578 | 0 | 234912.4559 | 0 |  | 0.038086
KPCo Retire 2040, with CO2 | 0 | KPCo | 2043 | 888.4837 | 2947 | 0 | 18.5717 | 69.9108 | 1011.8 | 5441.238 | 5774.7471 | 542967.2903 | 0 | 0 | 0 | 228424.9473 | 3209.3474 | 26332.6729 | 0.0068359 | 0 | 2418.3208 | 2084.8118 |  | 125951.5449 | 107215.6699 |  |  | 5441.238 | 0 | 239231.0857 | 0 |  | 0.0068359
KPCo Retire 2040, with CO2 | 0 | KPCo | 2044 | 885.3307 | 2947 | 0 | 18.994 | 69.8476 | 1011.8 | 5431.8705 | 5787.0703 | 535600.6829 | 0 | 0 | 0 | 234001.9707 | 3279.9529 | 26773.8984 | 0 | 0.00048828 | 2427.3441 | 2072.1439 |  | 129971.4673 | 109672.1143 |  |  | 5431.8705 | 0 | 243756.4695 | 0 | 0.00048828
KPCo Retire 2040, with CO2 | 0 | KPCo | 2045 | 886.2287 | 3297 | 0 | 18.6385 | 69.8201 | 1009.8 | 5420.3853 | 6926.7855 | 675946.3022 | 0 | 0 | 0 | 298628.3027 | 3352.1118 | 21770.1226 | 0.010254 | 0 | 2588.5757 | 1082.1752 |  | 142725.9155 | 59521.0579 |  |  | 5420.3854 | 0 | 240545.6692 | 0 |  | 0.010254
KPCo Retire 2040, with CO2 | 0 | KPCo | 2046 | 885.29 | 3647 | 4.1485e-05 | 18.529 | 69.7443 | 1007.8 | 5408.7651 | 8068.2625 | 818598.2539 | 0 | 0 | 0 | 365271.0371 | 3425.8579 | 16591.1104 | 0 | 0.0078125 | 3226.9082 | 567.4109 |  | 182721.543 | 32318.9362 |  |  | 5408.765 | 0 | 234885.4064 | 0 | 0.0078125
KPCo Retire 2040, with CO2 | 0 | KPCo | 2047 | 883.98 | 3997 | 0.00028563 | 18.4691 | 69.6681 | 1005.8 | 5394.8664 | 9152.9763 | 1009022.5605 | 0 | 0 | 0 | 431032.2891 | 3501.2271 | 11235.9712 | 0 | 0.027832 | 4109.2401 | 351.1297 |  | 238548.0469 | 20606.5829 |  |  | 5394.8665 | 0 | 227828.0512 | 0 | 0.027832
KPCo Retire 2040, with CO2 | 0 | KPCo | 2048 | 880.53 | 4247 | 0.00010252 | 17.2778 | 69.5901 | 991.8 | 5382.5004 | 9983.789 | 1200195.127 | 0 | 0 | 0 | 485733.9199 | 3578.2537 | 5706.925 | 0 | 0.010559 | 4867.5969 | 266.3084 |  | 291637.2441 | 16234.3527 |  |  | 5382.5005 | 0 | 219616.2178 | 0 | 0.010559
KPCo Retire 2040, with CO2 | 0 | KPCo | 2049 | 881.71 | 4247 | 0.00010252 | 17.1209 | 69.5401 | 991.8 | 5371.1205 | 9995.0313 | 1142485.709 | 0 | 0 | 0 | 496405.9551 | 3656.9751 | 5797.2645 | 0 | 0.026184 | 4899.8719 | 275.9614 |  | 302298.9492 | 17154.3573 |  |  | 5371.1205 | 0 | 220715.6289 | 0 | 0.026184
KPCo Retire 2040, with CO2 | 0 | KPCo | 2050 | 880.59 | 4347 | 0.00028563 | 18.6887 | 69.8017 | 1003.8 | 5384.4817 | 10255.2523 | 1194687.4453 | 0 | 0 | 0 | 521476.834 | 3737.4287 | 5889.1106 | 0 | 0.039185 | 5118.9154 | 248.1436 |  | 326109.041 | 15933.7589 |  |  | 5384.4818 | 0 | 220928.1304 | 0 | 0.039185
KPCo Retire 2040, no CO2 | 0 | KPCo | 2021 | 955.4904 | 1467 | 0 | 59.86 | 66.74 | 1467 | 5586.1985 | 4209.136 | 0 | 92462.5869 | 0 | 91.368 | 6342.5444 | 30452.3994 | 0 | 0 | 0 | 232.2783 | 1609.3405 |  | 7449.9383 | 34563.452 |  |  | 5586.1985 | 0 | 156462.4124 | 0
KPCo Retire 2040, no CO2 | 0 | KPCo | 2022 | 978.1308 | 1272 | 0 | 35.4023 | 65.9836 | 1272 | 5653.7537 | 3463.7386 | 0 | 78489.9182 | 0 | 184.6339 | 5753.1204 | 23530.5146 | 0 | 0 | 0 | 132.9275 | 2322.9424 |  | 4379.1912 | 51301.3661 |  |  | 5653.7537 | 0 | 154880.3621 | 0
KPCo Retire 2040, no CO2 | 0 | KPCo | 2023 | 992.6221 | 1175 | 0 | 19.4746 | 64.927 | 1139 | 5645.6453 | 2955.488 | 0 | 62327.0928 | 0 | 236.412 | 12643.3474 | 16209.7515 | 0 | 0.02417 | 0 | 58.4613 | 2748.6186 |  | 2069.0185 | 63146.3987 |  |  | 5645.6454 | 0 | 152493.9597 | 0 |  | 0.02417
KPCo Retire 2040, no CO2 | 0 | KPCo | 2024 | 919.3542 | 1175 | 0 | 28.9962 | 69.176 | 1139 | 5586.3848 | 2993.0425 | 0 | 65212.2749 | 0 | 241.6131 | 13016.4036 | 16566.3647 | 0 | 0 | 0 | 62.8854 | 2656.2283 |  | 2519.2981 | 63334.0027 |  |  | 5586.3848 | 0 | 155851.3609 | 0
KPCo Retire 2040, no CO2 | 0 | KPCo | 2025 | 917.2905 | 1175 | 0 | 29.2864 | 69.272 | 1139 | 5566.33 | 2772.8462 | 0 | 60688.7239 | 0 | 99.6776 | 12953.8754 | 16930.8237 | 0 | 0 | 0 | 48.085 | 2841.5687 |  | 1994.44 | 73459.3989 |  |  | 5566.3301 | 0 | 162138.0595 | 0
KPCo Retire 2040, no CO2 | 0 | KPCo | 2026 | 916.2319 | 1175 | 0 | 29.4358 | 69.364 | 1139 | 5567.2892 | 2895.0488 | 0 | 65769.9751 | 0 | 101.8705 | 13510.2432 | 17303.2998 | 0 | 0 | 0 | 48.5494 | 2720.7895 |  | 2026.0263 | 73938.3001 |  |  | 5567.2893 | 0 | 168597.6624 | 0
KPCo Retire 2040, no CO2 | 0 | KPCo | 2027 | 913.5998 | 1175 | 0 | 29.8087 | 69.5085 | 1139 | 5562.8593 | 3118.7506 | 0 | 73278.6189 | 0 | 104.1116 | 14289.7319 | 17683.9731 | 0 | 0 | 0 | 49.501 | 2493.6097 |  | 2180.0216 | 71447.6807 |  |  | 5562.8592 | 0 | 174624.0946 | 0
KPCo Retire 2040, no CO2 | 0 | KPCo | 2028 | 909.0129 | 1175 | 0 | 30.4637 | 69.6525 | 1139 | 5561.5941 | 3129.1414 | 0 | 75071.5574 | 0 | 106.4021 | 14630.7 | 18073.0195 | 0 | 0 | 0 | 50.464 | 2482.9165 |  | 2304.7563 | 74071.3441 |  |  | 5561.5941 | 0 | 179648.2667 | 0
KPCo Retire 2040, no CO2 | 0 | KPCo | 2029 | 908.8554 | 1175 | 0 | 30.4863 | 69.8562 | 1139 | 5561.6544 | 3125.5849 | 0 | 76844.1462 | 0 | 111.2143 | 14931.3267 | 18470.6235 | 0 | 0 | 0 | 49.7755 | 2485.8455 |  | 2231.4148 | 75179.4786 |  |  | 5561.6545 | 0 | 183305.3745 | 0
KPCo Retire 2040, no CO2 | 0 | KPCo | 2030 | 906.4047 | 1175 | 0 | 30.8391 | 69.9754 | 1139 | 5556.1241 | 3041.3253 | 0 | 76189.6016 | 0 | 113.6611 | 15070.4755 | 18876.9785 | 0 | 0 | 0 | 50.91 | 2565.7087 |  | 2285.6559 | 78093.4993 |  |  | 5556.1241 | 0 | 186058.5599 | 0
KPCo Retire 2040, no CO2 | 0 | KPCo | 2031 | 904.4161 | 1605 | 0 | 30.2058 | 70.0836 | 1131 | 5552.5 | 4018.0783 | 0 | 64739.0168 | 0 | 100.6831 | 49682.5618 | 1184.8913 | 0 | 0 | 0 | 508.8758 | 2043.2971 |  | 17432.7953 | 61203.3104 |  |  | 5552.4999 | 0 | 159477.6682 | 0
KPCo Retire 2040, no CO2 | 0 | KPCo | 2032 | 900.3586 | 2205 | 0 | 49.5268 | 70.22 | 1293 | 5553.5269 | 5371.1354 | 0 | 64456.6337 | 0 | 81.8841 | 86247.8745 | 1210.959 | 0 | 0 | 0 | 1738.7559 | 1921.1475 |  | 57853.8059 | 58173.3054 |  |  | 5553.5269 | 0 | 152316.8508 | 0
KPCo Retire 2040, no CO2 | 0 | KPCo | 2033 | 900.892 | 2505 | 0 | 58.7998 | 70.2954 | 1374 | 5547.5802 | 5968.9048 | 26959.3377 | 64118.6157 | 0 | 61.6229 | 104786.9761 | 1237.6001 | 0 | 0 | 0 | 2255.8273 | 1834.5031 |  | 76835.1914 | 57433.6858 |  |  | 5547.5801 | 0 | 150803.3091 | 0
KPCo Retire 2040, no CO2 | 0 | KPCo | 2034 | 898.9332 | 2525 | 0 | 59.7713 | 70.3626 | 1379.4 | 5540.8108 | 5974.1571 | 36154.0374 | 64230.6003 | 0 | 0 | 108011.5776 | 1264.8271 | 0 | 0 | 0 | 2270.2902 | 1836.9443 |  | 78807.1694 | 59584.4983 |  |  | 5540.8108 | 0 | 154284.334 | 0
KPCo Retire 2040, no CO2 | 0 | KPCo | 2035 | 897.7617 | 2525 | 0 | 59.9798 | 70.3703 | 1379.4 | 5534.2001 | 6146.3373 | 37925.9142 | 70648.3167 | 0 | 0 | 110719.7334 | 1292.6534 | 0 | 0 | 0 | 2291.6038 | 1679.4674 |  | 81267.144 | 56035.4801 |  |  | 5534.2001 | 0 | 157429.0395 | 0
KPCo Retire 2040, no CO2 | 0 | KPCo | 2036 | 894.7817 | 2525 | 0 | 60.5126 | 70.2787 | 1379.4 | 5523.7364 | 6085.5314 | 33102.0275 | 70161.906 | 0 | 0 | 113282.1162 | 1321.0916 | 0 | 0 | 0 | 2300.7807 | 1738.9859 |  | 82857.2249 | 59027.9399 |  |  | 5523.7363 | 0 | 160935.8289 | 0
KPCo Retire 2040, no CO2 | 0 | KPCo | 2037 | 895.2843 | 2525 | 0 | 60.4225 | 70.2941 | 1379.4 | 5512.9492 | 6153.387 | 34274.7881 | 74133.0298 | 0 | 0 | 115847.5703 | 1350.1556 | 0 | 0 | 0 | 2304.3057 | 1663.8677 |  | 86254.1821 | 58821.886 |  |  | 5512.949 | 0 | 163898.4596 | 0
KPCo Retire 2040, no CO2 | 0 | KPCo | 2038 | 894.2352 | 2545 | 0 | 61.2394 | 70.2202 | 1384.8 | 5500.6967 | 6175.0185 | 44821.2019 | 75564.0974 | 0 | 0 | 119276.5537 | 1379.859 | 0 | 0 | 0 | 2326.1671 | 1651.8455 |  | 90784.5298 | 60555.9473 |  |  | 5500.6968 | 0 | 165991.9276 | 0
KPCo Retire 2040, no CO2 | 0 | KPCo | 2039 | 893.2456 | 2545 | 0 | 61.418 | 70.1732 | 1384.8 | 5490.9379 | 6171.493 | 48306.5537 | 77726.9192 | 0 | 0 | 121640.626 | 1410.2159 | 0 | 0 | 0 | 2322.507 | 1641.9519 |  | 91621.5483 | 61188.9355 |  |  | 5490.9378 | 0 | 170345.1483 | 0
KPCo Retire 2040, no CO2 | 0 | KPCo | 2040 | 889.7094 | 2565 | 0 | 62.6916 | 70.1159 | 1390.2001 | 5479.7013 | 6235.1374 | 62118.7395 | 80387.6111 | 0 | 0 | 125570.5356 | 1441.2406 | 0 | 0 | 0 | 2360.2145 | 1604.7789 |  | 95716.8589 | 61597.5127 |  |  | 5479.7013 | 0 | 173280.0412 | 0
KPCo Retire 2040, no CO2 | 0 | KPCo | 2041 | 890.6071 | 2485 | 0.00013781 | 19.0373 | 70.0686 | 1018.2 | 5466.554 | 4499.5147 | 296806.7749 | 0 | 0 | 0 | 139162.0474 | 1472.9479 | 30531.9609 | 0 | 0.0075684 | 2213.273 | 3180.3119 |  | 90708.605 | 128056.1772 |  |  | 5466.5541 | 0 | 208514.536 | 0 | 0.0075684
KPCo Retire 2040, no CO2 | 0 | KPCo | 2042 | 889.4172 | 2485 | 0 | 19.1965 | 69.9878 | 1018.2 | 5452.9577 | 4496.8148 | 292331.6125 | 0 | 0 | 0 | 142138.269 | 1505.3526 | 31065.8086 | 0.015869 | 0 | 2220.8967 | 3177.0395 |  | 92991.7241 | 131248.0293 |  |  | 5452.9578 | 0 | 212965.7196 | 0 |  | 0.015869
KPCo Retire 2040, no CO2 | 0 | KPCo | 2043 | 888.4837 | 2485 | 0 | 19.3217 | 69.9108 | 1018.2 | 5441.238 | 4502.6216 | 294008.98 | 0 | 0 | 0 | 145452.8804 | 1538.4703 | 31599.2109 | 0.011963 | 0 | 2219.2946 | 3157.9113 |  | 95227.7971 | 133609.7441 |  |  | 5441.238 | 0 | 216972.4966 | 0 |  | 0.011963
KPCo Retire 2040, no CO2 | 0 | KPCo | 2044 | 885.3307 | 2555 | 0 | 17.6768 | 69.8476 | 1000.6 | 5431.8705 | 4633.8861 | 444249.675 | 0 | 0 | 0 | 151693.4438 | 1572.3166 | 26773.8984 | 0 | 0.0032349 | 2336.8017 | 3134.7859 |  | 102420.041 | 135568.1299 |  |  | 5431.8705 | 0 | 213187.751 | 0 | 0.0032349
KPCo Retire 2040, no CO2 | 0 | KPCo | 2045 | 886.2287 | 2555 | 0 | 17.5576 | 69.8201 | 1000.6 | 5420.3853 | 4625.4534 | 449076.3383 | 0 | 0 | 0 | 154748.5732 | 1606.9074 | 27212.6514 | 0.01239 | 0 | 2327.6636 | 3122.5955 |  | 105767.8691 | 139588.9009 |  |  | 5420.3854 | 0 | 217389.1514 | 0 |  | 0.01239
KPCo Retire 2040, no CO2 | 0 | KPCo | 2046 | 885.29 | 2555 | 3.8624e-05 | 17.6822 | 69.7443 | 1000.6 | 5408.7651 | 4625.6026 | 445375.2209 | 0 | 0 | 0 | 158158.126 | 1642.2592 | 27651.8496 | 0 | 0.01886 | 2327.0641 | 3110.2271 |  | 109570.7266 | 143872.2402 |  |  | 5408.765 | 0 | 221753.7673 | 0 | 0.01886
KPCo Retire 2040, no CO2 | 0 | KPCo | 2047 | 883.98 | 2555 | 0.00028276 | 17.8567 | 69.6681 | 1000.6 | 5394.8664 | 4627.3881 | 448330.6669 | 0 | 0 | 0 | 161700.0088 | 1678.3889 | 28089.9258 | 0 | 0.05011 | 2336.3522 | 3103.8303 |  | 113358.9775 | 148300.5298 |  |  | 5394.8665 | 0 | 226409.9258 | 0 | 0.05011
KPCo Retire 2040, no CO2 | 0 | KPCo | 2048 | 880.53 | 2555 | 9.9659e-05 | 18.3184 | 69.5901 | 1000.6 | 5382.5004 | 4634.3429 | 445968.2817 | 0 | 0 | 0 | 165505.7666 | 1715.3134 | 28534.626 | 0 | 0.0090332 | 2345.4921 | 3093.6499 |  | 118032.4595 | 153404.9956 |  |  | 5382.5005 | 0 | 231128.2511 | 0 | 0.0090332
KPCo Retire 2040, no CO2 | 0 | KPCo | 2049 | 881.71 | 2555 | 9.9659e-05 | 18.1601 | 69.5401 | 1000.6 | 5371.1205 | 4624.677 | 450115.8027 | 0 | 0 | 0 | 168794.1045 | 1753.0499 | 28986.3252 | 0 | 0.016846 | 2340.8715 | 3087.3152 |  | 121559.9478 | 157750.71 |  |  | 5371.1205 | 0 | 235724.2587 | 0 | 0.016846
KPCo Retire 2040, no CO2 | 0 | KPCo | 2050 | 880.59 | 2601 | 0.00028086 | 17.7192 | 69.8017 | 995.6 | 5384.4817 | 4674.6479 | 532020.1781 | 0 | 0 | 0 | 172420.7549 | 5907.4702 | 23556.4424 | 0 | 0.037659 | 2379.943 | 3089.7765 |  | 127139.6729 | 162421.9414 |  |  | 5384.4818 | 0 | 237166.9737 | 0 | 0.037659

## Company Capital
Scenario | RunID | Company | Year | Operating Cost | Carrying Costs | Capital Expense | Installed Cost | Book Value | Book Depreciation | Tax Depreciation | Deferred Taxes | ADIT | Tax Credits | Property Taxes | Decommissioning | Other Costs | Debt | Debt Service | Interest | AFUDC | Capitalized Interest | Rate Base | Allowed Return | Revenue Requirement
KPCo Retire 2028, with CO2 | 0 | KPCo | 0 | 2589743.9832 | 93745.554 | 68208.492 |  |  | 19963.5194 |  | 5535.9366 |  |  | 5749.4936 |  | 282257.9381 |  | -9527.0127 | 19707.8424 |  |  |  |  | 2897714.9343
KPCo Retire 2028, with CO2 | 0 | KPCo | 2021 | 156143.5055 | [11 empty] | 22961.429 | [7 empty] | 179104.9345
KPCo Retire 2028, with CO2 | 0 | KPCo | 2022 | 154592.5998 | [11 empty] | 36301.1299 | [7 empty] | 190893.7296
KPCo Retire 2028, with CO2 | 0 | KPCo | 2023 | 164452.8455 | [11 empty] | 35360.0508 | [7 empty] | 199812.8963
KPCo Retire 2028, with CO2 | 0 | KPCo | 2024 | 168235.5784 | [11 empty] | 37743.04 | [7 empty] | 205978.6184
KPCo Retire 2028, with CO2 | 0 | KPCo | 2025 | 185554.2381 | [11 empty] | 39290.6406 | [7 empty] | 224844.8788
KPCo Retire 2028, with CO2 | 0 | KPCo | 2026 | 190810.674 | [11 empty] | 38625.6504 | [7 empty] | 229436.3243
KPCo Retire 2028, with CO2 | 0 | KPCo | 2027 | 191883.8294 | [11 empty] | 40117.5205 | [7 empty] | 232001.3499
KPCo Retire 2028, with CO2 | 0 | KPCo | 2028 | 205510.6981 | [11 empty] | 40262.5282 | [7 empty] | 245773.2263
KPCo Retire 2028, with CO2 | 0 | KPCo | 2029 | 201815.9103 | [11 empty] | 14400.2479 | [7 empty] | 216216.1582
KPCo Retire 2028, with CO2 | 0 | KPCo | 2030 | 205824.8741 |  | 126138.8281 |  | 126138.8281 | [7 empty] | 15150.6483 | 63069.4141 | -63069.4141 | [5 empty] | 220975.5224
KPCo Retire 2028, with CO2 | 0 | KPCo | 2031 | 191034.673 | 13931.876 |  | 126138.8281 | 121924.3828 | 3503.8564 | 6306.9414 | 710.5821 | 710.5821 |  | 1009.1107 |  | 15299.2113 | 62539.9531 | 4313.623 | 3784.1648 |  |  |  |  | 210846.8514
KPCo Retire 2028, with CO2 | 0 | KPCo | 2032 | 196487.1545 | 14237.7715 |  |  | 116271.0156 | 3503.8564 | 11983.1885 | 2149.5107 | 2860.0928 |  | 1009.1107 |  | 9323.2555 | 61978.7188 | 4313.623 | 3752.3972 |  |  |  |  | 210323.3771
KPCo Retire 2028, with CO2 | 0 | KPCo | 2033 | 200593.2616 | 14565.2529 |  |  | 110921.4219 | 3503.8564 | 10784.8701 | 1845.7371 | 4705.8301 |  | 1009.1107 |  | 7479.4535 | 61383.8125 | 4313.623 | 3718.7231 |  |  |  |  | 212585.6822
KPCo Retire 2028, with CO2 | 0 | KPCo | 2034 | 206480.2107 | 14885.6816 |  |  | 105845.2188 | 3503.8564 | 9706.3828 | 1572.3406 | 6278.1709 |  | 1009.1107 |  | 6476.3945 | 60753.2109 | 4313.623 | 3683.0286 |  |  |  |  | 217469.5723
KPCo Retire 2028, with CO2 | 0 | KPCo | 2035 | 204231.5623 | 15198.9326 |  |  | 101015.0781 | 3503.8564 | 8735.7451 | 1326.2838 | 7604.4546 |  | 1009.1107 |  | 5794.1637 | 60084.7734 | 4313.623 | 3645.1926 |  |  |  |  | 214538.6931
KPCo Retire 2028, with CO2 | 0 | KPCo | 2036 | 208538.3169 | 15533.3076 |  |  | 96406.3828 | 3503.8564 | 7862.1704 | 1104.8326 | 8709.2871 |  | 1009.1107 |  | 5466.3491 | 59376.2344 | 4313.623 | 3605.0864 |  |  |  |  | 218517.6331
KPCo Retire 2028, with CO2 | 0 | KPCo | 2037 | 212554.6549 | 15874.3604 |  |  | 91902.5859 | 3503.8564 | 7448.3716 | 999.9346 | 9709.2217 |  | 1009.1107 |  | 5287.2015 | 58625.1797 | 4313.623 | 3562.574 |  |  |  |  | 222354.8235
KPCo Retire 2028, with CO2 | 0 | KPCo | 2038 | 216123.1185 | 16222.8428 |  |  | 87398.7891 | 3503.8564 | 7448.3716 | 999.9346 | 10709.1562 |  | 1009.1107 |  | 5287.2015 | 57829.0625 | 4313.623 | 3517.5107 |  |  |  |  | 225923.2872
KPCo Retire 2028, with CO2 | 0 | KPCo | 2039 | 221019.8353 | 16596.752 |  |  | 82894.9922 | 3503.8564 | 7448.3716 | 999.9346 | 11709.0908 |  | 1009.1107 |  | 5287.2015 | 56985.1797 | 4313.623 | 3469.7437 |  |  |  |  | 230820.0039
KPCo Retire 2028, with CO2 | 0 | KPCo | 2040 | 225170.105 | 16961.8867 |  |  | 78391.1953 | 3503.8564 | 7448.3716 | 999.9346 | 12709.0254 |  | 1009.1107 |  | 5287.2015 | 56090.6641 | 4313.623 | 3419.1106 |  |  |  |  | 234970.2736
KPCo Retire 2028, with CO2 | 0 | KPCo | 2041 | 229036.8758 | 17318.8164 |  |  | 73887.3984 | 3503.8564 | 7448.3716 | 999.9346 | 13708.96 |  | 1009.1107 |  | 5045.5532 | 55142.4766 | 4313.623 | 3365.4397 |  |  |  |  | 238595.3961
KPCo Retire 2028, with CO2 | 0 | KPCo | 2042 | 233932.2878 | 17699.8359 |  |  | 69383.6016 | 3503.8564 | 7448.3716 | 999.9346 | 14708.8945 |  | 1009.1107 |  | 5045.5532 | 54137.3984 | 4313.623 | 3308.5486 |  |  |  |  | 243490.8081
KPCo Retire 2028, with CO2 | 0 | KPCo | 2043 | 238380.9006 | 18088.4512 |  |  | 64879.8086 | 3503.8564 | 7448.3716 | 999.9346 | 15708.8291 |  | 1009.1107 |  | 5045.5532 | 53072.0156 | 4313.623 | 3248.2439 |  |  |  |  | 247939.4209
KPCo Retire 2028, with CO2 | 0 | KPCo | 2044 | 243076.0617 | 18485.5371 |  |  | 60376.0195 | 3503.8564 | 7448.3716 | 999.9346 | 16708.7637 |  | 1009.1107 |  | 5045.5532 | 51942.7109 | 4313.623 | 3184.3208 |  |  |  |  | 252634.582
KPCo Retire 2028, with CO2 | 0 | KPCo | 2045 | 247574.1511 | 18911.6094 |  |  | 55872.2305 | 3503.8564 | 7448.3716 | 999.9346 | 17708.6992 |  | 1009.1107 |  | 5045.5532 | 50745.6484 | 4313.623 | 3116.5625 |  |  |  |  | 257132.6714
KPCo Retire 2028, with CO2 | 0 | KPCo | 2046 | 252016.7348 | 19309.5645 |  |  | 52312.5234 | 3503.8564 | 3724.1858 | 55.8535 | 17764.5527 |  | 1009.1107 |  | 5045.5532 | 49476.7578 | 4313.623 | 3044.7388 |  |  |  |  | 261575.2551
KPCo Retire 2028, with CO2 | 0 | KPCo | 2047 | 256852.5461 | 19734.3848 |  |  | 49696.8945 | 3503.8564 |  | -888.2277 | 16876.3242 |  | 1009.1107 |  | 5045.5532 | 48131.7344 | 4313.623 | 2968.6055 |  |  |  |  | 266411.0664
KPCo Retire 2028, with CO2 | 0 | KPCo | 2048 | 261578.8407 | 20168.5352 |  |  | 47081.2656 | 3503.8564 |  | -888.2277 | 15988.0967 |  | 1009.1107 |  | 5045.5532 | 46706.0156 | 4313.623 | 2887.9041 |  |  |  |  | 271137.361
KPCo Retire 2028, with CO2 | 0 | KPCo | 2049 | 253091.8094 | 20610.4004 |  |  | 44465.6367 | 3503.8564 |  | -888.2277 | 15099.8691 |  | 1009.1107 |  | 5045.5532 | 45194.75 | 4313.623 | 2802.3608 |  |  |  |  | 262650.3298
KPCo Retire 2028, with CO2 | 0 | KPCo | 2050 | 250342.5883 | 21085.4453 |  |  | 41850.0078 | 3503.8564 |  | -888.2277 | 14211.6416 |  | 1009.1107 |  | 5045.5532 | 43592.8125 | 4313.623 | 2711.6851 |  |  |  |  | 259901.1086
KPCo Retire 2028, no CO2 | 0 | KPCo | 0 | 2348022.5655 | 93745.554 | 68208.492 |  |  | 19963.5194 |  | 5535.9366 |  |  | 5749.4936 |  | 282257.9381 |  | -9527.0127 | 19707.8424 |  |  |  |  | 2655993.5166
KPCo Retire 2028, no CO2 | 0 | KPCo | 2021 | 156462.4124 | [11 empty] | 22961.429 | [7 empty] | 179423.8413
KPCo Retire 2028, no CO2 | 0 | KPCo | 2022 | 154880.3621 | [11 empty] | 36301.1299 | [7 empty] | 191181.492
KPCo Retire 2028, no CO2 | 0 | KPCo | 2023 | 152493.9597 | [11 empty] | 35360.0508 | [7 empty] | 187854.0105
KPCo Retire 2028, no CO2 | 0 | KPCo | 2024 | 155851.3609 | [11 empty] | 37743.04 | [7 empty] | 193594.4009
KPCo Retire 2028, no CO2 | 0 | KPCo | 2025 | 162138.0595 | [11 empty] | 39290.6406 | [7 empty] | 201428.7001
KPCo Retire 2028, no CO2 | 0 | KPCo | 2026 | 167551.5273 | [11 empty] | 38625.6504 | [7 empty] | 206177.1777
KPCo Retire 2028, no CO2 | 0 | KPCo | 2027 | 168670.5525 | [11 empty] | 40117.5205 | [7 empty] | 208788.073
KPCo Retire 2028, no CO2 | 0 | KPCo | 2028 | 166126.658 | [11 empty] | 40262.5282 | [7 empty] | 206389.1862
KPCo Retire 2028, no CO2 | 0 | KPCo | 2029 | 180011.5563 | [11 empty] | 14400.2479 | [7 empty] | 194411.8042
KPCo Retire 2028, no CO2 | 0 | KPCo | 2030 | 182992.6766 |  | 126138.8281 |  | 126138.8281 | [7 empty] | 15150.6483 | 63069.4141 | -63069.4141 | [5 empty] | 198143.3249
KPCo Retire 2028, no CO2 | 0 | KPCo | 2031 | 174909.3915 | 13931.876 |  | 126138.8281 | 121924.3828 | 3503.8564 | 6306.9414 | 710.5821 | 710.5821 |  | 1009.1107 |  | 15299.2113 | 62539.9531 | 4313.623 | 3784.1648 |  |  |  |  | 194721.5699
KPCo Retire 2028, no CO2 | 0 | KPCo | 2032 | 179065.3477 | 14237.7715 |  |  | 116271.0156 | 3503.8564 | 11983.1885 | 2149.5107 | 2860.0928 |  | 1009.1107 |  | 9323.2555 | 61978.7188 | 4313.623 | 3752.3972 |  |  |  |  | 192901.5702
KPCo Retire 2028, no CO2 | 0 | KPCo | 2033 | 183352.0996 | 14565.2529 |  |  | 110921.4219 | 3503.8564 | 10784.8701 | 1845.7371 | 4705.8301 |  | 1009.1107 |  | 7479.4535 | 61383.8125 | 4313.623 | 3718.7231 |  |  |  |  | 195344.5202
KPCo Retire 2028, no CO2 | 0 | KPCo | 2034 | 180915.1291 | 14885.6816 |  |  | 105845.2188 | 3503.8564 | 9706.3828 | 1572.3406 | 6278.1709 |  | 1009.1107 |  | 6476.3945 | 60753.2109 | 4313.623 | 3683.0286 |  |  |  |  | 191904.4907
KPCo Retire 2028, no CO2 | 0 | KPCo | 2035 | 184798.3869 | 15198.9326 |  |  | 101015.0781 | 3503.8564 | 8735.7451 | 1326.2838 | 7604.4546 |  | 1009.1107 |  | 5794.1637 | 60084.7734 | 4313.623 | 3645.1926 |  |  |  |  | 195105.5177
KPCo Retire 2028, no CO2 | 0 | KPCo | 2036 | 188489.065 | 15533.3076 |  |  | 96406.3828 | 3503.8564 | 7862.1704 | 1104.8326 | 8709.2871 |  | 1009.1107 |  | 5466.3491 | 59376.2344 | 4313.623 | 3605.0864 |  |  |  |  | 198468.3812
KPCo Retire 2028, no CO2 | 0 | KPCo | 2037 | 192919.7454 | 15874.3604 |  |  | 91902.5859 | 3503.8564 | 7448.3716 | 999.9346 | 9709.2217 |  | 1009.1107 |  | 5287.2015 | 58625.1797 | 4313.623 | 3562.574 |  |  |  |  | 202719.914
KPCo Retire 2028, no CO2 | 0 | KPCo | 2038 | 197025.1998 | 16222.8428 |  |  | 87398.7891 | 3503.8564 | 7448.3716 | 999.9346 | 10709.1562 |  | 1009.1107 |  | 5287.2015 | 57829.0625 | 4313.623 | 3517.5107 |  |  |  |  | 206825.3685
KPCo Retire 2028, no CO2 | 0 | KPCo | 2039 | 201207.1784 | 16596.752 |  |  | 82894.9922 | 3503.8564 | 7448.3716 | 999.9346 | 11709.0908 |  | 1009.1107 |  | 5287.2015 | 56985.1797 | 4313.623 | 3469.7437 |  |  |  |  | 211007.347
KPCo Retire 2028, no CO2 | 0 | KPCo | 2040 | 205380.7508 | 16961.8867 |  |  | 78391.1953 | 3503.8564 | 7448.3716 | 999.9346 | 12709.0254 |  | 1009.1107 |  | 5287.2015 | 56090.6641 | 4313.623 | 3419.1106 |  |  |  |  | 215180.9194
KPCo Retire 2028, no CO2 | 0 | KPCo | 2041 | 201236.1757 | 17318.8164 |  |  | 73887.3984 | 3503.8564 | 7448.3716 | 999.9346 | 13708.96 |  | 1009.1107 |  | 5045.5532 | 55142.4766 | 4313.623 | 3365.4397 |  |  |  |  | 210794.696
KPCo Retire 2028, no CO2 | 0 | KPCo | 2042 | 205694.5423 | 17699.8359 |  |  | 69383.6016 | 3503.8564 | 7448.3716 | 999.9346 | 14708.8945 |  | 1009.1107 |  | 5045.5532 | 54137.3984 | 4313.623 | 3308.5486 |  |  |  |  | 215253.0627
KPCo Retire 2028, no CO2 | 0 | KPCo | 2043 | 209730.7396 | 18088.4512 |  |  | 64879.8086 | 3503.8564 | 7448.3716 | 999.9346 | 15708.8291 |  | 1009.1107 |  | 5045.5532 | 53072.0156 | 4313.623 | 3248.2439 |  |  |  |  | 219289.2599
KPCo Retire 2028, no CO2 | 0 | KPCo | 2044 | 214167.1708 | 18485.5371 |  |  | 60376.0195 | 3503.8564 | 7448.3716 | 999.9346 | 16708.7637 |  | 1009.1107 |  | 5045.5532 | 51942.7109 | 4313.623 | 3184.3208 |  |  |  |  | 223725.6912
KPCo Retire 2028, no CO2 | 0 | KPCo | 2045 | 218468.9721 | 18911.6094 |  |  | 55872.2305 | 3503.8564 | 7448.3716 | 999.9346 | 17708.6992 |  | 1009.1107 |  | 5045.5532 | 50745.6484 | 4313.623 | 3116.5625 |  |  |  |  | 228027.4924
KPCo Retire 2028, no CO2 | 0 | KPCo | 2046 | 223007.5766 | 19309.5645 |  |  | 52312.5234 | 3503.8564 | 3724.1858 | 55.8535 | 17764.5527 |  | 1009.1107 |  | 5045.5532 | 49476.7578 | 4313.623 | 3044.7388 |  |  |  |  | 232566.0969
KPCo Retire 2028, no CO2 | 0 | KPCo | 2047 | 227869.2419 | 19734.3848 |  |  | 49696.8945 | 3503.8564 |  | -888.2277 | 16876.3242 |  | 1009.1107 |  | 5045.5532 | 48131.7344 | 4313.623 | 2968.6055 |  |  |  |  | 237427.7622
KPCo Retire 2028, no CO2 | 0 | KPCo | 2048 | 232815.3961 | 20168.5352 |  |  | 47081.2656 | 3503.8564 |  | -888.2277 | 15988.0967 |  | 1009.1107 |  | 5045.5532 | 46706.0156 | 4313.623 | 2887.9041 |  |  |  |  | 242373.9164
KPCo Retire 2028, no CO2 | 0 | KPCo | 2049 | 237559.8273 | 20610.4004 |  |  | 44465.6367 | 3503.8564 |  | -888.2277 | 15099.8691 |  | 1009.1107 |  | 5045.5532 | 45194.75 | 4313.623 | 2802.3608 |  |  |  |  | 247118.3476
KPCo Retire 2028, no CO2 | 0 | KPCo | 2050 | 243838.2901 | 21085.4453 |  |  | 41850.0078 | 3503.8564 |  | -888.2277 | 14211.6416 |  | 1009.1107 |  | 5045.5532 | 43592.8125 | 4313.623 | 2711.6851 |  |  |  |  | 253396.8104
KPCo Retire 2040, with CO2 | 0 | KPCo | 0 | 2652766.3849 | 93745.554 | 68208.492 |  |  | 19963.5194 |  | 5535.9366 |  |  | 5749.4936 |  | 560231.9474 |  | -9527.0127 | 19707.8424 |  |  |  |  | 3238711.3453
KPCo Retire 2040, with CO2 | 0 | KPCo | 2021 | 156143.5055 | [11 empty] | 22851.3499 | [7 empty] | 178994.8554
KPCo Retire 2040, with CO2 | 0 | KPCo | 2022 | 154592.5998 | [11 empty] | 36508.0723 | [7 empty] | 191100.672
KPCo Retire 2040, with CO2 | 0 | KPCo | 2023 | 164452.8455 | [11 empty] | 40031.0703 | [7 empty] | 204483.9158
KPCo Retire 2040, with CO2 | 0 | KPCo | 2024 | 168235.5784 | [11 empty] | 43284.2188 | [7 empty] | 211519.7971
KPCo Retire 2040, with CO2 | 0 | KPCo | 2025 | 185554.2381 | [11 empty] | 45809.0703 | [7 empty] | 231363.3085
KPCo Retire 2040, with CO2 | 0 | KPCo | 2026 | 192085.7784 | [11 empty] | 46012.3301 | [7 empty] | 238098.1085
KPCo Retire 2040, with CO2 | 0 | KPCo | 2027 | 197454.073 | [11 empty] | 48632.3516 | [7 empty] | 246086.4246
KPCo Retire 2040, with CO2 | 0 | KPCo | 2028 | 250515.3388 | [11 empty] | 49815.4609 | [7 empty] | 300330.7997
KPCo Retire 2040, with CO2 | 0 | KPCo | 2029 | 254254.6383 | [11 empty] | 50947.7402 | [7 empty] | 305202.3786
KPCo Retire 2040, with CO2 | 0 | KPCo | 2030 | 258026.7216 |  | 126138.8281 |  | 126138.8281 | [7 empty] | 52890.5996 | 63069.4141 | -63069.4141 | [5 empty] | 310917.3212
KPCo Retire 2040, with CO2 | 0 | KPCo | 2031 | 220192.1735 | 13931.876 |  | 126138.8281 | 121924.3828 | 3503.8564 | 6306.9414 | 710.5821 | 710.5821 |  | 1009.1107 |  | 58634.0239 | 62539.9531 | 4313.623 | 3784.1648 |  |  |  |  | 283339.1646
KPCo Retire 2040, with CO2 | 0 | KPCo | 2032 | 202210.8897 | 14237.7715 |  |  | 116271.0156 | 3503.8564 | 11983.1885 | 2149.5107 | 2860.0928 |  | 1009.1107 |  | 59816.3442 | 61978.7188 | 4313.623 | 3752.3972 |  |  |  |  | 266540.201
KPCo Retire 2040, with CO2 | 0 | KPCo | 2033 | 190540.14 | 14565.2529 |  |  | 110921.4219 | 3503.8564 | 10784.8701 | 1845.7371 | 4705.8301 |  | 1009.1107 |  | 60998.6646 | 61383.8125 | 4313.623 | 3718.7231 |  |  |  |  | 256051.7717
KPCo Retire 2040, with CO2 | 0 | KPCo | 2034 | 197483.4772 | 14885.6816 |  |  | 105845.2188 | 3503.8564 | 9706.3828 | 1572.3406 | 6278.1709 |  | 1009.1107 |  | 62180.9849 | 60753.2109 | 4313.623 | 3683.0286 |  |  |  |  | 264177.4292
KPCo Retire 2040, with CO2 | 0 | KPCo | 2035 | 202678.6079 | 15198.9326 |  |  | 101015.0781 | 3503.8564 | 8735.7451 | 1326.2838 | 7604.4546 |  | 1009.1107 |  | 62772.1431 | 60084.7734 | 4313.623 | 3645.1926 |  |  |  |  | 269963.7181
KPCo Retire 2040, with CO2 | 0 | KPCo | 2036 | 203365.3321 | 15533.3076 |  |  | 96406.3828 | 3503.8564 | 7862.1704 | 1104.8326 | 8709.2871 |  | 1009.1107 |  | 63245.0747 | 59376.2344 | 4313.623 | 3605.0864 |  |  |  |  | 271123.3739
KPCo Retire 2040, with CO2 | 0 | KPCo | 2037 | 207091.043 | 15874.3604 |  |  | 91902.5859 | 3503.8564 | 7448.3716 | 999.9346 | 9709.2217 |  | 1009.1107 |  | 63599.7739 | 58625.1797 | 4313.623 | 3562.574 |  |  |  |  | 275203.784
KPCo Retire 2040, with CO2 | 0 | KPCo | 2038 | 206580.778 | 16222.8428 |  |  | 87398.7891 | 3503.8564 | 7448.3716 | 999.9346 | 10709.1562 |  | 1009.1107 |  | 63836.2349 | 57829.0625 | 4313.623 | 3517.5107 |  |  |  |  | 274929.9799
KPCo Retire 2040, with CO2 | 0 | KPCo | 2039 | 211941.3648 | 16596.752 |  |  | 82894.9922 | 3503.8564 | 7448.3716 | 999.9346 | 11709.0908 |  | 1009.1107 |  | 63954.4731 | 56985.1797 | 4313.623 | 3469.7437 |  |  |  |  | 280408.8051
KPCo Retire 2040, with CO2 | 0 | KPCo | 2040 | 212716.8081 | 16961.8867 |  |  | 78391.1953 | 3503.8564 | 7448.3716 | 999.9346 | 12709.0254 |  | 1009.1107 |  | 64196.1214 | 56090.6641 | 4313.623 | 3419.1106 |  |  |  |  | 281425.8967
KPCo Retire 2040, with CO2 | 0 | KPCo | 2041 | 230043.9658 | 17318.8164 |  |  | 73887.3984 | 3503.8564 | 7448.3716 | 999.9346 | 13708.96 |  | 1009.1107 |  | 5045.5532 | 55142.4766 | 4313.623 | 3365.4397 |  |  |  |  | 239602.4861
KPCo Retire 2040, with CO2 | 0 | KPCo | 2042 | 234912.4559 | 17699.8359 |  |  | 69383.6016 | 3503.8564 | 7448.3716 | 999.9346 | 14708.8945 |  | 1009.1107 |  | 5045.5532 | 54137.3984 | 4313.623 | 3308.5486 |  |  |  |  | 244470.9763
KPCo Retire 2040, with CO2 | 0 | KPCo | 2043 | 239231.0857 | 18088.4512 |  |  | 64879.8086 | 3503.8564 | 7448.3716 | 999.9346 | 15708.8291 |  | 1009.1107 |  | 5045.5532 | 53072.0156 | 4313.623 | 3248.2439 |  |  |  |  | 248789.606
KPCo Retire 2040, with CO2 | 0 | KPCo | 2044 | 243756.4695 | 18485.5371 |  |  | 60376.0195 | 3503.8564 | 7448.3716 | 999.9346 | 16708.7637 |  | 1009.1107 |  | 5045.5532 | 51942.7109 | 4313.623 | 3184.3208 |  |  |  |  | 253314.9898
KPCo Retire 2040, with CO2 | 0 | KPCo | 2045 | 240545.6692 | 18911.6094 |  |  | 55872.2305 | 3503.8564 | 7448.3716 | 999.9346 | 17708.6992 |  | 1009.1107 |  | 5045.5532 | 50745.6484 | 4313.623 | 3116.5625 |  |  |  |  | 250104.1895
KPCo Retire 2040, with CO2 | 0 | KPCo | 2046 | 234885.4064 | 19309.5645 |  |  | 52312.5234 | 3503.8564 | 3724.1858 | 55.8535 | 17764.5527 |  | 1009.1107 |  | 5045.5532 | 49476.7578 | 4313.623 | 3044.7388 |  |  |  |  | 244443.9268
KPCo Retire 2040, with CO2 | 0 | KPCo | 2047 | 227828.0512 | 19734.3848 |  |  | 49696.8945 | 3503.8564 |  | -888.2277 | 16876.3242 |  | 1009.1107 |  | 5045.5532 | 48131.7344 | 4313.623 | 2968.6055 |  |  |  |  | 237386.5715
KPCo Retire 2040, with CO2 | 0 | KPCo | 2048 | 219616.2178 | 20168.5352 |  |  | 47081.2656 | 3503.8564 |  | -888.2277 | 15988.0967 |  | 1009.1107 |  | 5045.5532 | 46706.0156 | 4313.623 | 2887.9041 |  |  |  |  | 229174.7381
KPCo Retire 2040, with CO2 | 0 | KPCo | 2049 | 220715.6289 | 20610.4004 |  |  | 44465.6367 | 3503.8564 |  | -888.2277 | 15099.8691 |  | 1009.1107 |  | 5045.5532 | 45194.75 | 4313.623 | 2802.3608 |  |  |  |  | 230274.1492
KPCo Retire 2040, with CO2 | 0 | KPCo | 2050 | 220928.1304 | 21085.4453 |  |  | 41850.0078 | 3503.8564 |  | -888.2277 | 14211.6416 |  | 1009.1107 |  | 5045.5532 | 43592.8125 | 4313.623 | 2711.6851 |  |  |  |  | 230486.6507
KPCo Retire 2040, no CO2 | 0 | KPCo | 0 | 2264171.0338 | 93745.554 | 68208.492 |  |  | 19963.5194 |  | 5535.9366 |  |  | 5749.4936 |  | 560231.9474 |  | -9527.0127 | 19707.8424 |  |  |  |  | 2850115.9942
KPCo Retire 2040, no CO2 | 0 | KPCo | 2021 | 156462.4124 | [11 empty] | 22851.3499 | [7 empty] | 179313.7622
KPCo Retire 2040, no CO2 | 0 | KPCo | 2022 | 154880.3621 | [11 empty] | 36508.0723 | [7 empty] | 191388.4344
KPCo Retire 2040, no CO2 | 0 | KPCo | 2023 | 152493.9597 | [11 empty] | 40031.0703 | [7 empty] | 192525.03
KPCo Retire 2040, no CO2 | 0 | KPCo | 2024 | 155851.3609 | [11 empty] | 43284.2188 | [7 empty] | 199135.5797
KPCo Retire 2040, no CO2 | 0 | KPCo | 2025 | 162138.0595 | [11 empty] | 45809.0703 | [7 empty] | 207947.1298
KPCo Retire 2040, no CO2 | 0 | KPCo | 2026 | 168597.6624 | [11 empty] | 46012.3301 | [7 empty] | 214609.9925
KPCo Retire 2040, no CO2 | 0 | KPCo | 2027 | 174624.0946 | [11 empty] | 48632.3516 | [7 empty] | 223256.4462
KPCo Retire 2040, no CO2 | 0 | KPCo | 2028 | 179648.2667 | [11 empty] | 49815.4609 | [7 empty] | 229463.7277
KPCo Retire 2040, no CO2 | 0 | KPCo | 2029 | 183305.3745 | [11 empty] | 50947.7402 | [7 empty] | 234253.1148
KPCo Retire 2040, no CO2 | 0 | KPCo | 2030 | 186058.5599 |  | 126138.8281 |  | 126138.8281 | [7 empty] | 52890.5996 | 63069.4141 | -63069.4141 | [5 empty] | 238949.1595
KPCo Retire 2040, no CO2 | 0 | KPCo | 2031 | 159477.6682 | 13931.876 |  | 126138.8281 | 121924.3828 | 3503.8564 | 6306.9414 | 710.5821 | 710.5821 |  | 1009.1107 |  | 58634.0239 | 62539.9531 | 4313.623 | 3784.1648 |  |  |  |  | 222624.6592
KPCo Retire 2040, no CO2 | 0 | KPCo | 2032 | 152316.8508 | 14237.7715 |  |  | 116271.0156 | 3503.8564 | 11983.1885 | 2149.5107 | 2860.0928 |  | 1009.1107 |  | 59816.3442 | 61978.7188 | 4313.623 | 3752.3972 |  |  |  |  | 216646.1622
KPCo Retire 2040, no CO2 | 0 | KPCo | 2033 | 150803.3091 | 14565.2529 |  |  | 110921.4219 | 3503.8564 | 10784.8701 | 1845.7371 | 4705.8301 |  | 1009.1107 |  | 60998.6646 | 61383.8125 | 4313.623 | 3718.7231 |  |  |  |  | 216314.9408
KPCo Retire 2040, no CO2 | 0 | KPCo | 2034 | 154284.334 | 14885.6816 |  |  | 105845.2188 | 3503.8564 | 9706.3828 | 1572.3406 | 6278.1709 |  | 1009.1107 |  | 62180.9849 | 60753.2109 | 4313.623 | 3683.0286 |  |  |  |  | 220978.2859
KPCo Retire 2040, no CO2 | 0 | KPCo | 2035 | 157429.0395 | 15198.9326 |  |  | 101015.0781 | 3503.8564 | 8735.7451 | 1326.2838 | 7604.4546 |  | 1009.1107 |  | 62772.1431 | 60084.7734 | 4313.623 | 3645.1926 |  |  |  |  | 224714.1497
KPCo Retire 2040, no CO2 | 0 | KPCo | 2036 | 160935.8289 | 15533.3076 |  |  | 96406.3828 | 3503.8564 | 7862.1704 | 1104.8326 | 8709.2871 |  | 1009.1107 |  | 63245.0747 | 59376.2344 | 4313.623 | 3605.0864 |  |  |  |  | 228693.8707
KPCo Retire 2040, no CO2 | 0 | KPCo | 2037 | 163898.4596 | 15874.3604 |  |  | 91902.5859 | 3503.8564 | 7448.3716 | 999.9346 | 9709.2217 |  | 1009.1107 |  | 63599.7739 | 58625.1797 | 4313.623 | 3562.574 |  |  |  |  | 232011.2006
KPCo Retire 2040, no CO2 | 0 | KPCo | 2038 | 165991.9276 | 16222.8428 |  |  | 87398.7891 | 3503.8564 | 7448.3716 | 999.9346 | 10709.1562 |  | 1009.1107 |  | 63836.2349 | 57829.0625 | 4313.623 | 3517.5107 |  |  |  |  | 234341.1296
KPCo Retire 2040, no CO2 | 0 | KPCo | 2039 | 170345.1483 | 16596.752 |  |  | 82894.9922 | 3503.8564 | 7448.3716 | 999.9346 | 11709.0908 |  | 1009.1107 |  | 63954.4731 | 56985.1797 | 4313.623 | 3469.7437 |  |  |  |  | 238812.5885
KPCo Retire 2040, no CO2 | 0 | KPCo | 2040 | 173280.0412 | 16961.8867 |  |  | 78391.1953 | 3503.8564 | 7448.3716 | 999.9346 | 12709.0254 |  | 1009.1107 |  | 64196.1214 | 56090.6641 | 4313.623 | 3419.1106 |  |  |  |  | 241989.1297
KPCo Retire 2040, no CO2 | 0 | KPCo | 2041 | 208514.536 | 17318.8164 |  |  | 73887.3984 | 3503.8564 | 7448.3716 | 999.9346 | 13708.96 |  | 1009.1107 |  | 5045.5532 | 55142.4766 | 4313.623 | 3365.4397 |  |  |  |  | 218073.0564
KPCo Retire 2040, no CO2 | 0 | KPCo | 2042 | 212965.7196 | 17699.8359 |  |  | 69383.6016 | 3503.8564 | 7448.3716 | 999.9346 | 14708.8945 |  | 1009.1107 |  | 5045.5532 | 54137.3984 | 4313.623 | 3308.5486 |  |  |  |  | 222524.2399
KPCo Retire 2040, no CO2 | 0 | KPCo | 2043 | 216972.4966 | 18088.4512 |  |  | 64879.8086 | 3503.8564 | 7448.3716 | 999.9346 | 15708.8291 |  | 1009.1107 |  | 5045.5532 | 53072.0156 | 4313.623 | 3248.2439 |  |  |  |  | 226531.017
KPCo Retire 2040, no CO2 | 0 | KPCo | 2044 | 213187.751 | 18485.5371 |  |  | 60376.0195 | 3503.8564 | 7448.3716 | 999.9346 | 16708.7637 |  | 1009.1107 |  | 5045.5532 | 51942.7109 | 4313.623 | 3184.3208 |  |  |  |  | 222746.2713
KPCo Retire 2040, no CO2 | 0 | KPCo | 2045 | 217389.1514 | 18911.6094 |  |  | 55872.2305 | 3503.8564 | 7448.3716 | 999.9346 | 17708.6992 |  | 1009.1107 |  | 5045.5532 | 50745.6484 | 4313.623 | 3116.5625 |  |  |  |  | 226947.6717
KPCo Retire 2040, no CO2 | 0 | KPCo | 2046 | 221753.7673 | 19309.5645 |  |  | 52312.5234 | 3503.8564 | 3724.1858 | 55.8535 | 17764.5527 |  | 1009.1107 |  | 5045.5532 | 49476.7578 | 4313.623 | 3044.7388 |  |  |  |  | 231312.2877
KPCo Retire 2040, no CO2 | 0 | KPCo | 2047 | 226409.9258 | 19734.3848 |  |  | 49696.8945 | 3503.8564 |  | -888.2277 | 16876.3242 |  | 1009.1107 |  | 5045.5532 | 48131.7344 | 4313.623 | 2968.6055 |  |  |  |  | 235968.4461
KPCo Retire 2040, no CO2 | 0 | KPCo | 2048 | 231128.2511 | 20168.5352 |  |  | 47081.2656 | 3503.8564 |  | -888.2277 | 15988.0967 |  | 1009.1107 |  | 5045.5532 | 46706.0156 | 4313.623 | 2887.9041 |  |  |  |  | 240686.7714
KPCo Retire 2040, no CO2 | 0 | KPCo | 2049 | 235724.2587 | 20610.4004 |  |  | 44465.6367 | 3503.8564 |  | -888.2277 | 15099.8691 |  | 1009.1107 |  | 5045.5532 | 45194.75 | 4313.623 | 2802.3608 |  |  |  |  | 245282.779
KPCo Retire 2040, no CO2 | 0 | KPCo | 2050 | 237166.9737 | 21085.4453 |  |  | 41850.0078 | 3503.8564 |  | -888.2277 | 14211.6416 |  | 1009.1107 |  | 5045.5532 | 43592.8125 | 4313.623 | 2711.6851 |  |  |  |  | 246725.494

## Area Annual
Scenario | RunID | BA | Area | Year | Peak (MW) | Coincident Peak (MW) | Capacity (MW) | Net Capacity Imports (MW) | Reserve Margin (%) | Load Factor (%) | Firm Capacity (MW) | Energy (GWh) | Sales (GWh) | Purchases (GWh) | Net Generation (GWh) | Total Production Cost ($000) | Profitability ($000) | Average Production Cost ($/MWh) | Load Wt Price ($/MWh) | Optimized Production Cost ($000) | Energy Market Cost ($000) | Capacity Market Cost ($000) | RTC Price ($/MWh) | On-Peak Price ($/MWh) | Off-Peak Price ($/MWh) | Non-Spin Price ($/MWh) | Spin Price ($/MWh) | Reg Up Price ($/MWh) | Reg Down Price ($/MWh) | Supp Up Price ($/MWh) | Supp Down Price ($/MWh) | Capacity Price ($/kW-yr) | LOLH (hours) | LOLE (days) | EUE (MWh) | Curtailed (MWh) | Peak After EE (MW) | Peak After Solar (MW) | Peak After Batteries (MW) | Capital Expense ($000) | Carrying Costs ($000)
KPCo Retire 2028, with CO2 | 0 | KPCo | KPCo | 2021 | 955.4904 | 917.6782 | 1467 |  | 59.86 | 66.74 | 1467 | 5586.1985 | 232.2787 | 1650.194 | 4168.2838 | 97970.168 | 4047.3489 | 23.5037 | 23.2252 | 57062.4608 |  |  | 22.7275 | 25.8397 | 19.8924 | 0 | 0 | 0 | 0 | 0 | 0 | 0 |  |  |  |  | 955.4904 | 955.4904 | 955.4904
KPCo Retire 2028, with CO2 | 0 | KPCo | KY Market | 2021 | [6 empty] | 0 |  | 1650.194 | 232.2786 | 0 |  | 0 |  |  |  | 27720.9543 |  | 22.7268 | 25.8391 | 19.8915 | 0 | 0 | 0 | 0 | 0 | 0 | 0
KPCo Retire 2028, with CO2 | 0 | KPCo | KPCo | 2022 | 978.1308 | 939.4226 | 1272 |  | 35.4023 | 65.9836 | 1272 | 5653.7537 | 132.0406 | 2404.6738 | 3381.1208 | 82492.1465 | 6517.437 | 24.3979 | 24.3346 | 32288.7347 |  |  | 23.7831 | 27.2878 | 20.6138 | 0 | 0 | 0 | 0 | 0 | 0 | 0 |  |  |  |  | 978.1308 | 978.1308 | 978.1308
KPCo Retire 2028, with CO2 | 0 | KPCo | KY Market | 2022 | [6 empty] | 0 |  | 2404.6739 | 132.0406 | 0 |  | 0 |  |  |  | 48569.9473 |  | 23.7824 | 27.2872 | 20.6128 | 0 | 0 | 0 | 0 | 0 | 0 | 0
KPCo Retire 2028, with CO2 | 0 | KPCo | KPCo | 2023 | 992.6221 | 953.3405 | 1275 |  | 14.8593 | 64.927 | 1095 | 5645.6454 | 70.5784 | 2351.5482 | 3364.6754 | 96822.5009 | -3151.4731 | 28.7762 | 25.7002 | 69989.4175 |  | 7988.7261 | 25.0645 | 28.9922 | 21.5125 | 0 | 0 | 0 | 0 | 0 | 0 | 277.7778 |  |  |  |  | 992.6221 | 992.6221 | 992.6221
KPCo Retire 2028, with CO2 | 0 | KPCo | KY Market | 2023 | [6 empty] | 0 |  | 2351.5482 | 70.5783 | 0 |  | 0 |  |  |  | 51420.6884 |  | 25.0637 | 28.9915 | 21.5116 | 0 | 0 | 0 | 0 | 0 | 0 | 277.7768
KPCo Retire 2028, with CO2 | 0 | KPCo | KPCo | 2024 | 919.3542 | 882.972 | 1275 |  | 24.013 | 69.176 | 1095 | 5586.3848 | 81.3636 | 2261.2416 | 3406.5073 | 100763.8518 | -157.1334 | 29.5798 | 27.1221 | 73084.5073 |  |  | 26.585 | 30.6583 | 22.8665 | 0 | 0 | 0 | 0 | 0 | 0 | 0 |  |  |  |  | 919.3542 | 919.3542 | 919.3542
KPCo Retire 2028, with CO2 | 0 | KPCo | KY Market | 2024 | [6 empty] | 0 |  | 2261.2416 | 81.3636 | 0 |  | 0 |  |  |  | 50905.3512 |  | 26.5843 | 30.6577 | 22.8656 | 0 | 0 | 0 | 0 | 0 | 0 | 0
KPCo Retire 2028, with CO2 | 0 | KPCo | KPCo | 2025 | 917.2905 | 880.9901 | 1475 |  | 27.0162 | 69.272 | 1119 | 5566.3301 | 162.5821 | 1685.8185 | 4043.0944 | 131432.6609 | -10667.5094 | 32.5079 | 28.3774 | 103216.9277 |  |  | 27.852 | 31.5582 | 24.4757 | 0 | 0 | 0 | 0 | 0 | 0 | 0 |  |  |  |  | 917.2905 | 917.2905 | 917.2905
KPCo Retire 2028, with CO2 | 0 | KPCo | KY Market | 2025 | [6 empty] | 0 |  | 1685.8185 | 162.5822 | 0 |  | 0 |  |  |  | 37190.7562 |  | 27.8513 | 31.5576 | 24.475 | 0 | 0 | 0 | 0 | 0 | 0 | 0
KPCo Retire 2028, with CO2 | 0 | KPCo | KPCo | 2026 | 916.2319 | 879.9733 | 1875 |  | 49.4364 | 69.364 | 1315 | 5567.2893 | 412.043 | 1097.5079 | 4881.8252 | 159138.4651 | -9954.5994 | 32.5981 | 29.3777 | 130164.8563 |  |  | 28.8616 | 32.2138 | 25.8079 | 0 | 0 | 0 | 0 | 0 | 0 | 0 |  |  |  |  | 916.2319 | 893.0739 | 893.0739
KPCo Retire 2028, with CO2 | 0 | KPCo | KY Market | 2026 | [6 empty] | 0 |  | 1097.5079 | 412.043 | 0 |  | 0 |  |  |  | 14368.9292 |  | 28.8612 | 32.2135 | 25.8073 | 0 | 0 | 0 | 0 | 0 | 0 | 0
KPCo Retire 2028, with CO2 | 0 | KPCo | KPCo | 2027 | 913.5998 | 877.4454 | 2375 |  | 72.6603 | 69.5085 | 1515 | 5562.8592 | 1380.1546 | 757.2275 | 6185.7876 | 199662.5676 | -4295.981 | 32.2776 | 30.5429 | 169930.7792 |  |  | 30.0251 | 33.1779 | 27.1528 | 0 | 0 | 0 | 0 | 0 | 0 | 0 |  |  |  |  | 913.5998 | 885.7039 | 885.7039
KPCo Retire 2028, with CO2 | 0 | KPCo | KY Market | 2027 | [6 empty] | 0 |  | 757.2273 | 1380.1545 | 0 |  | 0 |  |  |  | -25462.6866 |  | 30.025 | 33.1781 | 27.1525 | 0 | 0 | 0 | 0 | 0 | 0 | 0
KPCo Retire 2028, with CO2 | 0 | KPCo | KPCo | 2028 | 909.0129 | 873.04 | 2875 |  | 96.44 | 69.6525 | 1715 | 5561.5941 | 2199.9301 | 1064.8566 | 6696.6674 | 245117.3811 | 22598.5376 | 36.6029 | 39.8653 | 200300.0115 | 138.3557 |  | 39.2392 | 42.9785 | 35.8751 | 0 | 0 | 0 | 0 | 0 | 0 | 0 |  |  |  | 13835.5739 | 909.0129 | 881.1281 | 881.1281
KPCo Retire 2028, with CO2 | 0 | KPCo | KY Market | 2028 | [6 empty] | 0 |  | 1064.8566 | 2199.9301 | 0 |  | 0 |  |  |  | -57679.6667 |  | 40.5682 | 45.0043 | 36.5773 | 0 | 0 | 0 | 0 | 0 | 0 | 0
KPCo Retire 2028, with CO2 | 0 | KPCo | KPCo | 2029 | 908.8554 | 872.8887 | 2495 |  | 25.4455 | 69.8562 | 1095 | 5561.6545 | 2124.5034 | 2172.1231 | 5514.0344 | 188485.7744 | -28618.9348 | 34.1829 | 35.7132 | 191835.4451 | 1123.9185 |  | 35.1724 | 37.4767 | 33.0733 | 0 | 0 | 0 | 0 | 0 | 0 | 0 |  |  |  | 112391.8459 | 908.8554 | 883.0698 | 883.0698
KPCo Retire 2028, with CO2 | 0 | KPCo | KY Market | 2029 | [6 empty] | 0 |  | 2172.1232 | 2124.5034 | 0 |  | 0 |  |  |  | -5140.49 |  | 40.1828 | 44.3805 | 36.3588 | 0 | 0 | 0 | 0 | 0 | 0 | 0
KPCo Retire 2028, with CO2 | 0 | KPCo | KY Market | 2030 | [6 empty] | 0 |  | 2174.6865 | 2134.8893 | 0 |  | 0 |  |  |  | -5518.8409 |  | 40.3144 | 44.633 | 36.3801 | 0 | 0 | 0 | 0 | 0 | 0 | 0
KPCo Retire 2028, with CO2 | 0 | KPCo | KPCo | 2030 | 906.4047 | 870.535 | 2495 |  | 25.7847 | 69.9754 | 1095 | 5556.1241 | 2134.8893 | 2174.6865 | 5516.3266 | 192466.7178 | -28471.0491 | 34.8904 | 36.1042 | 196004.0811 | 1157.5324 |  | 35.5067 | 38.0248 | 33.2127 | 0 | 0 | 0 | 0 | 0 | 0 | 0 |  |  |  | 115753.244 | 906.4047 | 880.7069 | 880.7069 | 126138.8281
KPCo Retire 2028, with CO2 | 0 | KPCo | KY Market | 2031 | [6 empty] | 0 |  | 2174.4495 | 2339.0034 | 0 |  | 0 |  |  |  | -12287.995 |  | 39.8614 | 43.9715 | 36.1171 | 0 | 0 | 0 | 0 | 0 | 0 | 55.5546
KPCo Retire 2028, with CO2 | 0 | KPCo | KPCo | 2031 | 904.4161 | 868.6251 | 2615 |  | 19.7064 | 70.0836 | 1039.8 | 5552.4999 | 2339.0036 | 2174.4498 | 5717.0538 | 197913.7197 | -75641.3909 | 34.6181 | 32.3018 | 214444.2236 | 3658.0103 | 141.6667 | 31.9431 | 32.3633 | 31.5604 | 0 | 0 | 0 | 0 | 0 | 0 | 55.5556 |  |  |  | 365801.0197 | 904.4161 | 877.9304 | 877.9304 |  | 13931.876
KPCo Retire 2028, with CO2 | 0 | KPCo | KY Market | 2032 | [6 empty] | 0 |  | 2169.0089 | 2328.8938 | 0 |  | 0 |  |  |  | -10766.3106 |  | 39.8256 | 43.435 | 36.5306 | 0 | 0 | 0 | 0 | 0 | 0 | 0
KPCo Retire 2028, with CO2 | 0 | KPCo | KPCo | 2032 | 900.3586 | 864.7281 | 2615 |  | 20.2459 | 70.22 | 1039.8 | 5553.5269 | 2328.8937 | 2169.0088 | 5713.4118 | 201735.2493 | -79850.7269 | 35.3091 | 32.3409 | 218658.0676 | 3675.7295 |  | 32.0295 | 32.1919 | 31.8813 | 0 | 0 | 0 | 0 | 0 | 0 | 0 |  |  |  | 367572.9504 | 900.3586 | 873.3716 | 873.3716 |  | 14237.7715
KPCo Retire 2028, with CO2 | 0 | KPCo | KY Market | 2033 | [6 empty] | 0 |  | 2170.9169 | 2312.4767 | 0 |  | 0 |  |  |  | -10288.9084 |  | 41.0029 | 44.5092 | 37.8319 | 0 | 0 | 0 | 0 | 0 | 0 | 0
KPCo Retire 2028, with CO2 | 0 | KPCo | KPCo | 2033 | 900.892 | 865.2405 | 2615 |  | 20.1747 | 70.2954 | 1039.8 | 5547.5801 | 2312.4769 | 2170.9171 | 5689.1401 | 205253.5001 | -77532.5844 | 36.0781 | 33.5017 | 222438.1429 | 3645.7564 |  | 33.193 | 33.5015 | 32.914 | 0 | 0 | 0 | 0 | 0 | 0 | 0 |  |  |  | 364575.6428 | 900.892 | 875.0923 | 875.0923 |  | 14565.2529
KPCo Retire 2028, with CO2 | 0 | KPCo | KY Market | 2034 | [6 empty] | 0 |  | 2178.013 | 2308.9259 | 0 |  | 0 |  |  |  | -7854.3571 |  | 41.2954 | 44.145 | 38.7184 | 0 | 0 | 0 | 0 | 0 | 0 | 0
KPCo Retire 2028, with CO2 | 0 | KPCo | KPCo | 2034 | 898.9332 | 863.3592 | 2615 |  | 20.4365 | 70.3626 | 1039.8 | 5540.8108 | 2308.9259 | 2178.013 | 5671.7237 | 208593.3596 | -82334.2607 | 36.7778 | 33.6967 | 226138.4712 | 3642.9757 |  | 33.4992 | 32.9468 | 33.9987 | 0 | 0 | 0 | 0 | 0 | 0 | 0 |  |  |  | 364297.5701 | 898.9332 | 874.6728 | 874.6728 |  | 14885.6816
KPCo Retire 2028, with CO2 | 0 | KPCo | KY Market | 2035 | [6 empty] | 0 |  | 2154.4841 | 2393.8595 | 0 |  | 0 |  |  |  | -12155.7952 |  | 41.7404 | 44.4238 | 39.2959 | 0 | 0 | 0 | 0 | 0 | 0 | 111.1101
KPCo Retire 2028, with CO2 | 0 | KPCo | KPCo | 2035 | 897.7617 | 862.2341 | 2665 |  | 17.9262 | 70.3703 | 1016.8 | 5534.2001 | 2393.8593 | 2154.484 | 5773.5752 | 215094.709 | -102418.2908 | 37.255 | 32.652 | 232482.9503 | 4918.2529 | 1478.0557 | 32.588 | 31.0609 | 33.9792 | 0 | 0 | 0 | 0 | 0 | 0 | 111.1111 |  |  |  | 491825.2993 | 897.7617 | 872.9735 | 872.9735 |  | 15198.9326
KPCo Retire 2028, with CO2 | 0 | KPCo | KY Market | 2036 | [6 empty] | 0 |  | 2158.4014 | 2404.5895 | 0 |  | 0 |  |  |  | -12494.5438 |  | 42.5769 | 45.2385 | 40.1473 | 0 | 0 | 0 | 0 | 0 | 0 | 111.1101
KPCo Retire 2028, with CO2 | 0 | KPCo | KPCo | 2036 | 894.7817 | 859.3719 | 2665 |  | 18.319 | 70.2787 | 1016.8 | 5523.7363 | 2404.5895 | 2158.4014 | 5769.9244 | 219711.72 | -112370.5713 | 38.0788 | 32.8031 | 238018.074 | 5066.1934 | 1098.0555 | 32.7475 | 30.2643 | 35.0143 | 0 | 0 | 0 | 0 | 0 | 0 | 111.1111 |  |  |  | 506619.3408 | 894.7817 | 870.2131 | 870.2131 |  | 15533.3076
KPCo Retire 2028, with CO2 | 0 | KPCo | KY Market | 2037 | [6 empty] | 0 |  | 2144.7446 | 2398.0177 | 0 |  | 0 |  |  |  | -13178.4689 |  | 44.2508 | 46.9709 | 41.7728 | 0 | 0 | 0 | 0 | 0 | 0 | 111.1101
KPCo Retire 2028, with CO2 | 0 | KPCo | KPCo | 2037 | 895.2843 | 859.8547 | 2665 |  | 18.2525 | 70.2941 | 1016.8 | 5512.949 | 2398.0178 | 2144.7447 | 5766.2223 | 224382.9976 | -110661.1703 | 38.9133 | 34.2354 | 243035.121 | 5049.2285 | 1162.2223 | 34.1837 | 32.023 | 36.1521 | 0 | 0 | 0 | 0 | 0 | 0 | 111.1111 |  |  |  | 504922.8337 | 895.2843 | 869.7768 | 869.7768 |  | 15874.3604
KPCo Retire 2028, with CO2 | 0 | KPCo | KY Market | 2038 | [6 empty] | 0 |  | 2134.0758 | 2402.8241 | 0 |  | 0 |  |  |  | -14662.7387 |  | 45.8621 | 48.7066 | 43.2707 | 0 | 0 | 0 | 0 | 0 | 0 | 111.1101
KPCo Retire 2028, with CO2 | 0 | KPCo | KPCo | 2038 | 894.2352 | 858.8471 | 2665 |  | 18.3913 | 70.2202 | 1016.8 | 5500.6968 | 2402.8241 | 2134.0758 | 5769.4451 | 229406.043 | -100594.4829 | 39.7622 | 36.2406 | 248213.817 | 4983.968 | 1028.5001 | 36.1369 | 34.4935 | 37.6341 | 0 | 0 | 0 | 0 | 0 | 0 | 111.1111 |  |  |  | 498396.771 | 894.2352 | 869.2341 | 869.2341 |  | 16222.8428
KPCo Retire 2028, with CO2 | 0 | KPCo | KY Market | 2039 | [6 empty] | 0 |  | 2124.817 | 2395.0347 | 0 |  | 0 |  |  |  | -14546.8991 |  | 46.7479 | 49.5262 | 44.2354 | 0 | 0 | 0 | 0 | 0 | 0 | 111.1101
KPCo Retire 2028, with CO2 | 0 | KPCo | KPCo | 2039 | 893.2456 | 857.8967 | 2665 |  | 18.5224 | 70.1732 | 1016.8 | 5490.9378 | 2395.0347 | 2124.817 | 5761.1554 | 234156.5227 | -103069.5464 | 40.644 | 36.9537 | 253397.2737 | 4989.1692 | 902.2778 | 36.8891 | 35.1354 | 38.4751 | 0 | 0 | 0 | 0 | 0 | 0 | 111.1111 |  |  |  | 498916.9204 | 893.2456 | 867.9286 | 867.9286 |  | 16596.752
KPCo Retire 2028, with CO2 | 0 | KPCo | KY Market | 2040 | [6 empty] | 0 |  | 2107.4474 | 2407.036 | 0 |  | 0 |  |  |  | -16465.5661 |  | 47.9364 | 50.6749 | 45.4547 | 0 | 0 | 0 | 0 | 0 | 0 | 55.5546
KPCo Retire 2028, with CO2 | 0 | KPCo | KPCo | 2040 | 889.7094 | 854.5004 | 2665 |  | 18.9935 | 70.1159 | 1016.8 | 5479.7013 | 2407.036 | 2107.4474 | 5779.2896 | 240194.4482 | -104625.3826 | 41.5612 | 37.9243 | 259989.7804 | 5030.7717 | 477.8333 | 37.8382 | 36.0493 | 39.4593 | 0 | 0 | 0 | 0 | 0 | 0 | 55.5556 |  |  |  | 503077.1631 | 889.7094 | 866.4319 | 866.4319 |  | 16961.8867
KPCo Retire 2028, with CO2 | 0 | KPCo | KY Market | 2041 | [6 empty] | 0 |  | 2105.9412 | 2417.1462 | 0 |  | 0 |  |  |  | -17128.3355 |  | 48.8588 | 51.5808 | 46.3791 | 0 | 0 | 0 | 0 | 0 | 0 | 55.5546
KPCo Retire 2028, with CO2 | 0 | KPCo | KPCo | 2041 | 890.6071 | 855.3625 | 2685 |  | 19.5049 | 70.0686 | 1022.2 | 5466.5541 | 2417.146 | 2105.941 | 5777.7587 | 244692.2681 | -110327.2961 | 42.3507 | 38.3738 | 266070.4853 | 5346.0542 | 235.2778 | 38.2962 | 36.1853 | 40.2193 | 0 | 0 | 0 | 0 | 0 | 0 | 55.5556 |  |  |  | 534605.4224 | 890.6071 | 867.2135 | 867.2135 |  | 17318.8164
KPCo Retire 2028, with CO2 | 0 | KPCo | KY Market | 2042 | [6 empty] | 0 |  | 2104.7042 | 2421.5318 | 0 |  | 0 |  |  |  | -17450.6853 |  | 49.8908 | 52.5449 | 47.473 | 0 | 0 | 0 | 0 | 0 | 0 | 55.5546
KPCo Retire 2028, with CO2 | 0 | KPCo | KPCo | 2042 | 889.4172 | 854.2197 | 2685 |  | 19.6648 | 69.9878 | 1022.2 | 5452.9578 | 2421.5319 | 2104.7042 | 5769.7855 | 249877.6348 | -122383.4698 | 43.308 | 38.4851 | 271929.0728 | 5392.8823 | 159.1111 | 38.4973 | 35.2614 | 41.4453 | 0 | 0 | 0 | 0 | 0 | 0 | 55.5556 |  |  |  | 539288.2126 | 889.4172 | 864.7761 | 864.7761 |  | 17699.8359
KPCo Retire 2028, with CO2 | 0 | KPCo | KY Market | 2043 | [6 empty] | 0 |  | 2084.8119 | 2418.3209 | 0 |  | 0 |  |  |  | -18735.8746 |  | 51.1938 | 53.7973 | 48.822 | 0 | 0 | 0 | 0 | 0 | 0 | 55.5546
KPCo Retire 2028, with CO2 | 0 | KPCo | KPCo | 2043 | 888.4837 | 853.3232 | 2685 |  | 19.7905 | 69.9108 | 1022.2 | 5441.238 | 2418.3209 | 2084.8119 | 5774.747 | 255578.3142 | -122608.1243 | 44.2579 | 39.6091 | 278260.4815 | 5429.6733 | 99.3333 | 39.632 | 36.7094 | 42.2944 | 0 | 0 | 0 | 0 | 0 | 0 | 55.5556 |  |  |  | 542967.2964 | 888.4837 | 863.6409 | 863.6409 |  | 18088.4512
KPCo Retire 2028, with CO2 | 0 | KPCo | KY Market | 2044 | [6 empty] | 0 |  | 2072.1438 | 2427.3442 | 0 |  | 0 |  |  |  | -20299.3637 |  | 52.6684 | 55.2677 | 50.3129 | 0 | 0 | 0 | 0 | 0 | 0 | 0
KPCo Retire 2028, with CO2 | 0 | KPCo | KPCo | 2044 | 885.3307 | 850.295 | 2685 |  | 20.2171 | 69.8476 | 1022.2 | 5431.8705 | 2427.3442 | 2072.1438 | 5787.0705 | 261803.1052 | -117679.2419 | 45.2393 | 41.2309 | 284662.4413 | 5356.0067 |  | 41.2694 | 38.4734 | 43.8032 | 0 | 0 | 0 | 0 | 0 | 0 | 0 |  |  |  | 535600.6895 | 885.3307 | 861.0241 | 861.0241 |  | 18485.5371
KPCo Retire 2028, with CO2 | 0 | KPCo | KY Market | 2045 | [6 empty] | 0 |  | 2064.7217 | 2422.454 | 0 |  | 0 |  |  |  | -21128.6234 |  | 54.2199 | 56.8486 | 51.8427 | 0 | 0 | 0 | 0 | 0 | 0 | 0
KPCo Retire 2028, with CO2 | 0 | KPCo | KPCo | 2045 | 886.2287 | 851.1574 | 2685 |  | 20.0953 | 69.8201 | 1022.2 | 5420.3854 | 2422.454 | 2064.7217 | 5778.1174 | 267095.8713 | -120121.8196 | 46.2254 | 42.3838 | 290518.5602 | 5372.3573 |  | 42.361 | 39.3631 | 45.0721 | 0 | 0 | 0 | 0 | 0 | 0 | 0 |  |  |  | 537235.7402 | 886.2287 | 864.1808 | 864.1808 |  | 18911.6094
KPCo Retire 2028, with CO2 | 0 | KPCo | KY Market | 2046 | [6 empty] | 0 |  | 2053.1025 | 2422.8729 | 0 |  | 0 |  |  |  | -22640.8821 |  | 56.104 | 58.7985 | 53.6492 | 0 | 0 | 0 | 0 | 0 | 0 | 0
KPCo Retire 2028, with CO2 | 0 | KPCo | KPCo | 2046 | 885.29 | 850.2559 | 2685 |  | 20.2226 | 69.7443 | 1022.2 | 5408.765 | 2422.8727 | 2053.1023 | 5778.5355 | 273015.3435 | -113366.4282 | 47.2465 | 44.3082 | 296775.2543 | 5333.8779 |  | 44.3874 | 41.9068 | 46.6471 | 0 | 0 | 0 | 0 | 0 | 0 | 0 |  |  |  | 533387.7979 | 885.29 | 861.8667 | 861.8667 |  | 19309.5645
KPCo Retire 2028, with CO2 | 0 | KPCo | KY Market | 2047 | [6 empty] | 0 |  | 2049.0408 | 2424.4578 | 0 |  | 0 |  |  |  | -23330.0186 |  | 57.8161 | 60.4897 | 55.3805 | 0 | 0 | 0 | 0 | 0 | 0 | 0
KPCo Retire 2028, with CO2 | 0 | KPCo | KPCo | 2047 | 883.98 | 848.9977 | 2685 |  | 20.4008 | 69.6681 | 1022.2 | 5394.8665 | 2424.4578 | 2049.0408 | 5770.2836 | 278504.1719 | -123004.699 | 48.2652 | 45.0562 | 303180.9777 | 5420.8083 |  | 45.1568 | 41.7858 | 48.2278 | 0 | 0 | 0 | 0 | 0 | 0 | 0 |  |  |  | 542080.8411 | 883.98 | 860.6523 | 860.6523 |  | 19734.3848
KPCo Retire 2028, with CO2 | 0 | KPCo | KY Market | 2048 | [6 empty] | 0 |  | 2035.6084 | 2438.5716 | 0 |  | 0 |  |  |  | -25773.7463 |  | 59.8133 | 62.5681 | 57.2985 | 0 | 0 | 0 | 0 | 0 | 0 | 0
KPCo Retire 2028, with CO2 | 0 | KPCo | KPCo | 2048 | 880.53 | 845.6843 | 2685 |  | 20.8725 | 69.5901 | 1022.2 | 5382.5005 | 2438.5717 | 2035.6085 | 5785.4638 | 285637.2686 | -131774.1965 | 49.3715 | 45.9104 | 310920.4501 | 5430.3508 |  | 46.2641 | 42.4531 | 49.7432 | 0 | 0 | 0 | 0 | 0 | 0 | 0 |  |  |  | 543035.0588 | 880.53 | 856.6752 | 856.6752 |  | 20168.5352
KPCo Retire 2028, with CO2 | 0 | KPCo | KY Market | 2049 | [6 empty] | 0 |  | 747.2947 | 2870.9616 | 0 |  | 0 |  |  |  | -132055.2261 |  | 61.574 | 64.3292 | 59.0641 | 0 | 0 | 0 | 0 | 0 | 0 | 0
KPCo Retire 2028, with CO2 | 0 | KPCo | KPCo | 2049 | 881.71 | 846.8176 | 3285 |  | 29.2132 | 69.5401 | 1094.2 | 5371.1205 | 2870.9617 | 747.2948 | 7494.7872 | 383393.9751 | -137622.8123 | 51.1548 | 45.9622 | 418897.715 | 7488.5928 |  | 46.3742 | 41.1818 | 51.1044 | 0 | 0 | 0 | 0 | 0 | 0 | 0 |  |  |  | 748859.249 | 881.71 | 857.6348 | 857.6348 |  | 20610.4004
KPCo Retire 2028, with CO2 | 0 | KPCo | KY Market | 2050 | [6 empty] | 0 |  | 484.5681 | 3432.889 | 0 |  | 0 |  |  |  | -188633.1787 |  | 63.5687 | 66.3391 | 61.0633 | 0 | 0 | 0 | 0 | 0 | 0 | 0
KPCo Retire 2028, with CO2 | 0 | KPCo | KPCo | 2050 | 880.59 | 845.7419 | 3585 |  | 33.6342 | 69.8017 | 1130.2 | 5384.4818 | 3432.8891 | 484.5682 | 8332.8019 | 437184.1494 | -141528.3932 | 52.4654 | 46.5582 | 479255.1094 | 8669.1007 |  | 47.1681 | 41.7619 | 52.0571 | 0 | 0 | 0 | 0 | 0 | 0 | 0 |  |  |  | 866910.04 | 880.59 | 856.6934 | 856.6934 |  | 21085.4453
KPCo Retire 2028, no CO2 | 0 | KPCo | KPCo | 2021 | 955.4904 | 917.6782 | 1467 |  | 59.86 | 66.74 | 1467 | 5586.1985 | 232.2787 | 1609.3417 | 4209.136 | 98896.4976 | 4216.3599 | 23.4957 | 23.3125 | 57988.7906 |  |  | 22.8154 | 25.973 | 19.939 | 0 | 0 | 0 | 0 | 0 | 0 | 0 |  |  |  |  | 955.4904 | 955.4904 | 955.4904
KPCo Retire 2028, no CO2 | 0 | KPCo | KY Market | 2021 | [6 empty] | 0 |  | 1609.3417 | 232.2786 | 0 |  | 0 |  |  |  | 27113.5277 |  | 22.8147 | 25.9724 | 19.9381 | 0 | 0 | 0 | 0 | 0 | 0 | 0
KPCo Retire 2028, no CO2 | 0 | KPCo | KPCo | 2022 | 978.1308 | 939.4226 | 1272 |  | 35.4023 | 65.9836 | 1272 | 5653.7537 | 132.9277 | 2322.9435 | 3463.7386 | 84427.6724 | 5895.0598 | 24.3747 | 24.2754 | 34224.2606 |  |  | 23.7364 | 27.2111 | 20.594 | 0 | 0 | 0 | 0 | 0 | 0 | 0 |  |  |  |  | 978.1308 | 978.1308 | 978.1308
KPCo Retire 2028, no CO2 | 0 | KPCo | KY Market | 2022 | [6 empty] | 0 |  | 2322.9435 | 132.9277 | 0 |  | 0 |  |  |  | 46922.19 |  | 23.7356 | 27.2106 | 20.593 | 0 | 0 | 0 | 0 | 0 | 0 | 0
KPCo Retire 2028, no CO2 | 0 | KPCo | KPCo | 2023 | 992.6221 | 953.3405 | 1175 |  | 19.4746 | 64.927 | 1139 | 5645.6454 | 58.4616 | 2748.6187 | 2955.488 | 75206.8512 | 7926.9113 | 25.4465 | 25.5443 | 48373.7681 |  | 278.2778 | 24.9378 | 28.738 | 21.5012 | 0 | 0 | 0 | 0 | 0 | 0 | 55.5556 |  |  |  |  | 992.6221 | 986.0444 | 986.0444
KPCo Retire 2028, no CO2 | 0 | KPCo | KY Market | 2023 | [6 empty] | 0 |  | 2748.6187 | 58.4616 | 0 |  | 0 |  |  |  | 61077.3756 |  | 24.937 | 28.7373 | 21.5002 | 0 | 0 | 0 | 0 | 0 | 0 | 55.5546
KPCo Retire 2028, no CO2 | 0 | KPCo | KPCo | 2024 | 919.3542 | 882.972 | 1175 |  | 28.9962 | 69.176 | 1139 | 5586.3848 | 62.8857 | 2656.2284 | 2993.0424 | 78470.2903 | 11054.1664 | 26.2176 | 26.9122 | 50790.9459 |  |  | 26.3732 | 30.4587 | 22.6435 | 0 | 0 | 0 | 0 | 0 | 0 | 0 |  |  |  |  | 919.3542 | 913.3803 | 913.3803
KPCo Retire 2028, no CO2 | 0 | KPCo | KY Market | 2024 | [6 empty] | 0 |  | 2656.2284 | 62.8857 | 0 |  | 0 |  |  |  | 60814.6979 |  | 26.3723 | 30.458 | 22.6426 | 0 | 0 | 0 | 0 | 0 | 0 | 0
KPCo Retire 2028, no CO2 | 0 | KPCo | KPCo | 2025 | 917.2905 | 880.9901 | 1175 |  | 29.2864 | 69.272 | 1139 | 5566.3301 | 48.0854 | 2841.5698 | 2772.8462 | 73742.2758 | 10398.0196 | 26.5944 | 27.9552 | 45526.5636 |  |  | 27.4627 | 31.0144 | 24.2271 | 0 | 0 | 0 | 0 | 0 | 0 | 0 |  |  |  |  | 917.2905 | 912.2753 | 912.2753
KPCo Retire 2028, no CO2 | 0 | KPCo | KY Market | 2025 | [6 empty] | 0 |  | 2841.5698 | 48.0854 | 0 |  | 0 |  |  |  | 71464.9733 |  | 27.4618 | 31.0136 | 24.2261 | 0 | 0 | 0 | 0 | 0 | 0 | 0
KPCo Retire 2028, no CO2 | 0 | KPCo | KPCo | 2026 | 916.2319 | 879.9733 | 1575 |  | 51.7092 | 69.364 | 1335 | 5567.2893 | 303.9005 | 2044.7567 | 3826.4334 | 106531.1476 | 12150.2391 | 27.8408 | 29.1705 | 77557.5382 |  |  | 28.6762 | 31.9112 | 25.7291 | 0 | 0 | 0 | 0 | 0 | 0 | 0 |  |  |  |  | 916.2319 | 887.9216 | 887.9216
KPCo Retire 2028, no CO2 | 0 | KPCo | KY Market | 2026 | [6 empty] | 0 |  | 2044.7568 | 303.9005 | 0 |  | 0 |  |  |  | 43717.093 |  | 28.6757 | 31.9109 | 25.7284 | 0 | 0 | 0 | 0 | 0 | 0 | 0
KPCo Retire 2028, no CO2 | 0 | KPCo | KPCo | 2027 | 913.5998 | 877.4454 | 2075 |  | 74.9397 | 69.5085 | 1535 | 5562.8592 | 1320.0352 | 1669.0467 | 5213.8486 | 148171.2605 | 19608.9341 | 28.4188 | 30.6674 | 118439.4733 |  |  | 30.1414 | 33.3783 | 27.1925 | 0 | 0 | 0 | 0 | 0 | 0 | 0 |  |  |  |  | 913.5998 | 885.7039 | 885.7039
KPCo Retire 2028, no CO2 | 0 | KPCo | KY Market | 2027 | [6 empty] | 0 |  | 1669.0467 | 1320.0353 | 0 |  | 0 |  |  |  | 2815.3334 |  | 30.1411 | 33.3785 | 27.1919 | 0 | 0 | 0 | 0 | 0 | 0 | 0
KPCo Retire 2028, no CO2 | 0 | KPCo | KPCo | 2028 | 909.0129 | 873.04 | 2575 |  | 98.7309 | 69.6525 | 1735 | 5561.5941 | 2268.1685 | 1592.4084 | 6237.355 | 178352.6797 | 13191.2163 | 28.5943 | 30.7867 | 148114.9509 | 59.3645 |  | 30.245 | 33.3558 | 27.4464 | 0 | 0 | 0 | 0 | 0 | 0 | 0 |  |  |  | 5936.4539 | 909.0129 | 881.1281 | 881.1281
KPCo Retire 2028, no CO2 | 0 | KPCo | KY Market | 2028 | [6 empty] | 0 |  | 1592.4085 | 2268.1686 | 0 |  | 0 |  |  |  | -30299.019 |  | 31.3803 | 34.8618 | 28.2482 | 0 | 0 | 0 | 0 | 0 | 0 | 0
KPCo Retire 2028, no CO2 | 0 | KPCo | KPCo | 2029 | 908.8554 | 872.8887 | 2075 |  | 22.2378 | 69.8562 | 1067 | 5561.6545 | 1940.205 | 3237.9025 | 4263.9567 | 126391.6267 | -12497.8066 | 29.6419 | 30.1006 | 127593.1545 | 415.3983 |  | 29.5459 | 32.3688 | 26.9743 | 0 | 0 | 0 | 0 | 0 | 0 | 0 |  |  |  | 41539.8304 | 908.8554 | 883.0698 | 883.0698
KPCo Retire 2028, no CO2 | 0 | KPCo | KY Market | 2029 | [6 empty] | 0 |  | 3237.9024 | 1940.2048 | 0 |  | 0 |  |  |  | 35149.2965 |  | 31.6415 | 34.9764 | 28.6034 | 0 | 0 | 0 | 0 | 0 | 0 | 0
KPCo Retire 2028, no CO2 | 0 | KPCo | KY Market | 2030 | [6 empty] | 0 |  | 3241.1418 | 1951.0773 | 0 |  | 0 |  |  |  | 35194.4817 |  | 31.8908 | 35.3062 | 28.7794 | 0 | 0 | 0 | 0 | 0 | 0 | 0
KPCo Retire 2028, no CO2 | 0 | KPCo | KPCo | 2030 | 906.4047 | 870.535 | 2075 |  | 22.5683 | 69.9754 | 1067 | 5556.1241 | 1951.0772 | 3241.1417 | 4266.0596 | 128921.2114 | -17469.8926 | 30.2202 | 30.081 | 130181.959 | 425.2157 |  | 29.553 | 32.0176 | 27.3077 | 0 | 0 | 0 | 0 | 0 | 0 | 0 |  |  |  | 42521.5697 | 906.4047 | 880.7069 | 880.7069 | 126138.8281
KPCo Retire 2028, no CO2 | 0 | KPCo | KY Market | 2031 | [6 empty] | 0 |  | 3268.2014 | 2070.7346 | 0 |  | 0 |  |  |  | 33865.6894 |  | 31.2776 | 34.2628 | 28.5581 | 0 | 0 | 0 | 0 | 0 | 0 | 55.5546
KPCo Retire 2028, no CO2 | 0 | KPCo | KPCo | 2031 | 904.4161 | 868.6251 | 2145 |  | 19.1308 | 70.0836 | 1034.8 | 5552.4999 | 2070.7347 | 3268.2015 | 4355.033 | 131410.7275 | -50832.1517 | 30.1745 | 27.3887 | 145308.6805 | 1418.0854 | 419.4445 | 26.9827 | 28.2103 | 25.8644 | 0 | 0 | 0 | 0 | 0 | 0 | 55.5556 |  |  |  | 141808.5408 | 904.4161 | 877.9304 | 877.9304 |  | 13931.876
KPCo Retire 2028, no CO2 | 0 | KPCo | KY Market | 2032 | [6 empty] | 0 |  | 3257.2588 | 2069.5309 | 0 |  | 0 |  |  |  | 34613.6095 |  | 31.5588 | 34.2077 | 29.1406 | 0 | 0 | 0 | 0 | 0 | 0 | 55.5546
KPCo Retire 2028, no CO2 | 0 | KPCo | KPCo | 2032 | 900.3586 | 864.7281 | 2145 |  | 19.6677 | 70.22 | 1034.8 | 5553.5269 | 2069.531 | 3257.2589 | 4365.7986 | 134626.2524 | -53593.7804 | 30.8366 | 27.6497 | 148956.0177 | 1465.4105 | 159.6667 | 27.2442 | 28.1374 | 26.4288 | 0 | 0 | 0 | 0 | 0 | 0 | 55.5556 |  |  |  | 146541.0557 | 900.3586 | 873.3716 | 873.3716 |  | 14237.7715
KPCo Retire 2028, no CO2 | 0 | KPCo | KY Market | 2033 | [6 empty] | 0 |  | 3258.4427 | 2057.5149 | 0 |  | 0 |  |  |  | 36337.9967 |  | 32.5983 | 35.1343 | 30.3049 | 0 | 0 | 0 | 0 | 0 | 0 | 55.5546
KPCo Retire 2028, no CO2 | 0 | KPCo | KPCo | 2033 | 900.892 | 865.2405 | 2145 |  | 19.5968 | 70.2954 | 1034.8 | 5547.5801 | 2057.515 | 3258.4428 | 4346.6526 | 136994.3744 | -50568.2645 | 31.5172 | 28.7985 | 151628.278 | 1468.8458 | 193.8333 | 28.3758 | 29.3639 | 27.4821 | 0 | 0 | 0 | 0 | 0 | 0 | 55.5556 |  |  |  | 146884.5864 | 900.892 | 875.0923 | 875.0923 |  | 14565.2529
KPCo Retire 2028, no CO2 | 0 | KPCo | KY Market | 2034 | [6 empty] | 0 |  | 3235.9243 | 2227.9257 | 0 |  | 0 |  |  |  | 31857.5102 |  | 33.5225 | 35.8566 | 31.4116 | 0 | 0 | 0 | 0 | 0 | 0 | 55.5546
KPCo Retire 2028, no CO2 | 0 | KPCo | KPCo | 2034 | 898.9332 | 863.3592 | 2255 |  | 19.0698 | 70.3626 | 1028 | 5540.8108 | 2227.9256 | 3235.9241 | 4532.8119 | 143316.3921 | -75659.7676 | 31.6175 | 27.6644 | 158825.5666 | 3089.411 | 446.1667 | 27.3854 | 26.9876 | 27.7452 | 0 | 0 | 0 | 0 | 0 | 0 | 55.5556 |  |  |  | 308941.0961 | 898.9332 | 874.6728 | 874.6728 |  | 14885.6816
KPCo Retire 2028, no CO2 | 0 | KPCo | KY Market | 2035 | [6 empty] | 0 |  | 3226.5752 | 2218.5783 | 0 |  | 0 |  |  |  | 32687.6442 |  | 34.313 | 36.6816 | 32.1553 | 0 | 0 | 0 | 0 | 0 | 0 | 55.5546
KPCo Retire 2028, no CO2 | 0 | KPCo | KPCo | 2035 | 897.7617 | 862.2341 | 2255 |  | 19.2252 | 70.3703 | 1028 | 5534.2001 | 2218.5784 | 3226.5753 | 4526.2035 | 146255.812 | -76000.8806 | 32.3131 | 28.4258 | 162197.6201 | 3121.6019 | 371.1667 | 28.1072 | 27.967 | 28.2349 | 0 | 0 | 0 | 0 | 0 | 0 | 55.5556 |  |  |  | 312160.177 | 897.7617 | 872.9735 | 872.9735 |  | 15198.9326
KPCo Retire 2028, no CO2 | 0 | KPCo | KY Market | 2036 | [6 empty] | 0 |  | 3228.7675 | 2239.4133 | 0 |  | 0 |  |  |  | 32775.6534 |  | 34.9264 | 37.2352 | 32.8186 | 0 | 0 | 0 | 0 | 0 | 0 | 55.5546
KPCo Retire 2028, no CO2 | 0 | KPCo | KPCo | 2036 | 894.7817 | 859.3719 | 2255 |  | 19.6222 | 70.2787 | 1028 | 5523.7363 | 2239.4134 | 3228.7676 | 4534.3825 | 149743.5166 | -85800.9091 | 33.024 | 28.3327 | 166035.8804 | 3125.7537 | 180.3333 | 28.1213 | 27.4376 | 28.7454 | 0 | 0 | 0 | 0 | 0 | 0 | 55.5556 |  |  |  | 312575.3607 | 894.7817 | 870.2131 | 870.2131 |  | 15533.3076
KPCo Retire 2028, no CO2 | 0 | KPCo | KY Market | 2037 | [6 empty] | 0 |  | 3212.7317 | 2232.9192 | 0 |  | 0 |  |  |  | 33838.1084 |  | 36.3167 | 38.6866 | 34.1577 | 0 | 0 | 0 | 0 | 0 | 0 | 55.5546
KPCo Retire 2028, no CO2 | 0 | KPCo | KPCo | 2037 | 895.2843 | 859.8547 | 2255 |  | 19.5551 | 70.2941 | 1028 | 5512.949 | 2232.9191 | 3212.7316 | 4533.1367 | 152995.8276 | -83053.6497 | 33.7505 | 29.7252 | 169546.4502 | 3100.6291 | 212.5556 | 29.4577 | 28.8363 | 30.0237 | 0 | 0 | 0 | 0 | 0 | 0 | 55.5556 |  |  |  | 310062.9089 | 895.2843 | 869.7768 | 869.7768 |  | 15874.3604
KPCo Retire 2028, no CO2 | 0 | KPCo | KY Market | 2038 | [6 empty] | 0 |  | 3205.2603 | 2235.4416 | 0 |  | 0 |  |  |  | 34538.1078 |  | 37.7621 | 40.2525 | 35.4934 | 0 | 0 | 0 | 0 | 0 | 0 | 55.5546
KPCo Retire 2028, no CO2 | 0 | KPCo | KPCo | 2038 | 894.2352 | 858.8471 | 2255 |  | 19.6953 | 70.2202 | 1028 | 5500.6968 | 2235.4417 | 3205.2604 | 4530.8782 | 156283.835 | -79092.9773 | 34.4931 | 31.2134 | 173218.7936 | 3111.2601 | 145.3889 | 30.9175 | 30.3132 | 31.4681 | 0 | 0 | 0 | 0 | 0 | 0 | 55.5556 |  |  |  | 311125.9933 | 894.2352 | 869.2341 | 869.2341 |  | 16222.8428
KPCo Retire 2028, no CO2 | 0 | KPCo | KY Market | 2039 | [6 empty] | 0 |  | 3197.8636 | 2229.5188 | 0 |  | 0 |  |  |  | 35455.0496 |  | 38.2924 | 40.6777 | 36.1352 | 0 | 0 | 0 | 0 | 0 | 0 | 55.5546
KPCo Retire 2028, no CO2 | 0 | KPCo | KPCo | 2039 | 893.2456 | 857.8967 | 2255 |  | 19.828 | 70.1732 | 1028 | 5490.9378 | 2229.5189 | 3197.8637 | 4522.5932 | 159430.0073 | -81934.1038 | 35.2519 | 31.6299 | 176756.7018 | 3121.699 | 82 | 31.361 | 30.6149 | 32.0358 | 0 | 0 | 0 | 0 | 0 | 0 | 55.5556 |  |  |  | 312169.9017 | 893.2456 | 867.9286 | 867.9286 |  | 16596.752
KPCo Retire 2028, no CO2 | 0 | KPCo | KY Market | 2040 | [6 empty] | 0 |  | 3182.8733 | 2230.713 | 0 |  | 0 |  |  |  | 35823.7509 |  | 39.3899 | 41.7552 | 37.2463 | 0 | 0 | 0 | 0 | 0 | 0 | 0
KPCo Retire 2028, no CO2 | 0 | KPCo | KPCo | 2040 | 889.7094 | 854.5004 | 2255 |  | 20.3042 | 70.1159 | 1028 | 5479.7013 | 2230.7131 | 3182.8735 | 4527.541 | 163115.7217 | -81951.8198 | 36.0274 | 32.6522 | 181121.8977 | 3210.0259 |  | 32.3398 | 31.7506 | 32.8737 | 0 | 0 | 0 | 0 | 0 | 0 | 0 |  |  |  | 321002.5908 | 889.7094 | 866.4319 | 866.4319 |  | 16961.8867
KPCo Retire 2028, no CO2 | 0 | KPCo | KY Market | 2041 | [6 empty] | 0 |  | 3158.2804 | 2345.3724 | 0 |  | 0 |  |  |  | 30833.1073 |  | 40.2955 | 42.6907 | 38.1136 | 0 | 0 | 0 | 0 | 0 | 0 | 111.1101
KPCo Retire 2028, no CO2 | 0 | KPCo | KPCo | 2041 | 890.6071 | 855.3625 | 2325 |  | 18.1254 | 70.0686 | 1010.4 | 5466.5541 | 2345.3722 | 3158.2803 | 4653.6457 | 168930.1055 | -108182.4678 | 36.3006 | 31.2957 | 187414.9499 | 4686.3948 | 1277.0001 | 31.2212 | 29.006 | 33.2393 | 0 | 0 | 0 | 0 | 0 | 0 | 111.1111 |  |  |  | 468639.4644 | 890.6071 | 867.2135 | 867.2135 |  | 17318.8164
KPCo Retire 2028, no CO2 | 0 | KPCo | KY Market | 2042 | [6 empty] | 0 |  | 3153.5932 | 2343.9814 | 0 |  | 0 |  |  |  | 31924.7679 |  | 41.2506 | 43.6533 | 39.0617 | 0 | 0 | 0 | 0 | 0 | 0 | 111.1101
KPCo Retire 2028, no CO2 | 0 | KPCo | KPCo | 2042 | 889.4172 | 854.2197 | 2325 |  | 18.2834 | 69.9878 | 1010.4 | 5452.9578 | 2343.9813 | 3153.5931 | 4643.346 | 172264.4502 | -110752.3794 | 37.0992 | 32.0502 | 191253.7882 | 4712.7663 | 1125.3334 | 31.9671 | 29.404 | 34.3021 | 0 | 0 | 0 | 0 | 0 | 0 | 111.1111 |  |  |  | 471276.6044 | 889.4172 | 864.7761 | 864.7761 |  | 17699.8359
KPCo Retire 2028, no CO2 | 0 | KPCo | KY Market | 2043 | [6 empty] | 0 |  | 3135.9324 | 2342.0192 | 0 |  | 0 |  |  |  | 31987.1658 |  | 42.2734 | 44.5582 | 40.192 | 0 | 0 | 0 | 0 | 0 | 0 | 111.1101
KPCo Retire 2028, no CO2 | 0 | KPCo | KPCo | 2043 | 888.4837 | 853.3232 | 2325 |  | 18.4077 | 69.9108 | 1010.4 | 5441.238 | 2342.0192 | 3135.9325 | 4647.3247 | 176205.1133 | -112069.0724 | 37.9154 | 32.9006 | 195764.397 | 4752.9012 | 1006.2779 | 32.8113 | 30.4932 | 34.923 | 0 | 0 | 0 | 0 | 0 | 0 | 111.1111 |  |  |  | 475290.1198 | 888.4837 | 863.6409 | 863.6409 |  | 18088.4512
KPCo Retire 2028, no CO2 | 0 | KPCo | KY Market | 2044 | [6 empty] | 0 |  | 3131.8937 | 2353.0717 | 0 |  | 0 |  |  |  | 32291.4006 |  | 43.1772 | 45.3529 | 41.2054 | 0 | 0 | 0 | 0 | 0 | 0 | 111.1101
KPCo Retire 2028, no CO2 | 0 | KPCo | KPCo | 2044 | 885.3307 | 850.295 | 2325 |  | 18.8212 | 69.8476 | 1010.3307 | 5431.8705 | 2353.0717 | 3131.8938 | 4653.0482 | 180303.4014 | -113365.9365 | 38.7495 | 33.6979 | 200152.9435 | 4716.7608 | 612 | 33.6365 | 31.0448 | 35.9852 | 0 | 0 | 0 | 0 | 0 | 0 | 111.1111 |  |  |  | 471676.0724 | 885.3307 | 861.0241 | 861.0241 |  | 18485.5371
KPCo Retire 2028, no CO2 | 0 | KPCo | KY Market | 2045 | [6 empty] | 0 |  | 3119.3837 | 2343.4541 | 0 |  | 0 |  |  |  | 32932.2751 |  | 44.6834 | 47.0185 | 42.5716 | 0 | 0 | 0 | 0 | 0 | 0 | 111.1101
KPCo Retire 2028, no CO2 | 0 | KPCo | KPCo | 2045 | 886.2287 | 851.1574 | 2325 |  | 18.709 | 69.8201 | 1010.4 | 5420.3854 | 2343.4541 | 3119.3837 | 4644.4554 | 183929.7822 | -111711.0935 | 39.602 | 35.1081 | 204412.1808 | 4766.2961 | 718.7778 | 34.9642 | 32.6742 | 37.0352 | 0 | 0 | 0 | 0 | 0 | 0 | 111.1111 |  |  |  | 476629.6068 | 886.2287 | 864.1808 | 864.1808 |  | 18911.6094
KPCo Retire 2028, no CO2 | 0 | KPCo | KY Market | 2046 | [6 empty] | 0 |  | 3107.192 | 2343.1547 | 0 |  | 0 |  |  |  | 33378.0415 |  | 46.2826 | 48.7251 | 44.0575 | 0 | 0 | 0 | 0 | 0 | 0 | 111.1101
KPCo Retire 2028, no CO2 | 0 | KPCo | KPCo | 2046 | 885.29 | 850.2559 | 2325 |  | 18.8219 | 69.7443 | 1010.29 | 5408.765 | 2343.1549 | 3107.1922 | 4644.7282 | 187987.2666 | -115043.916 | 40.4733 | 36.1469 | 208764.1469 | 4727.7189 | 611.3334 | 36.1022 | 33.4145 | 38.5506 | 0 | 0 | 0 | 0 | 0 | 0 | 111.1111 |  |  |  | 472771.8927 | 885.29 | 861.8667 | 861.8667 |  | 19309.5645
KPCo Retire 2028, no CO2 | 0 | KPCo | KY Market | 2047 | [6 empty] | 0 |  | 3100.8273 | 2351.9606 | 0 |  | 0 |  |  |  | 34015.248 |  | 47.7539 | 50.1902 | 45.5344 | 0 | 0 | 0 | 0 | 0 | 0 | 111.1101
KPCo Retire 2028, no CO2 | 0 | KPCo | KPCo | 2047 | 883.98 | 848.9977 | 2325 |  | 18.8437 | 69.6681 | 1008.98 | 5394.8665 | 2351.9608 | 3100.8274 | 4646.0001 | 192175.583 | -116631.4368 | 41.3637 | 37.3086 | 213554.8723 | 4762.852 | 589.8334 | 37.285 | 34.5376 | 39.7879 | 0 | 0 | 0 | 0 | 0 | 0 | 111.1111 |  |  |  | 476285.1993 | 883.98 | 860.6523 | 860.6523 |  | 19734.3848
KPCo Retire 2028, no CO2 | 0 | KPCo | KY Market | 2048 | [6 empty] | 0 |  | 3090.7894 | 2362.114 | 0 |  | 0 |  |  |  | 34365.8322 |  | 49.5168 | 52.109 | 47.1504 | 0 | 0 | 0 | 0 | 0 | 0 | 111.1101
KPCo Retire 2028, no CO2 | 0 | KPCo | KPCo | 2048 | 880.53 | 845.6843 | 2325 |  | 18.9014 | 69.5901 | 1005.5301 | 5382.5005 | 2362.114 | 3090.7895 | 4653.8254 | 196734.2441 | -111106.2812 | 42.2737 | 39.1911 | 218448.9803 | 4730.9415 | 533.3889 | 39.1635 | 36.9493 | 41.1847 | 0 | 0 | 0 | 0 | 0 | 0 | 111.1111 |  |  |  | 473094.1382 | 880.53 | 856.6752 | 856.6752 |  | 20168.5352
KPCo Retire 2028, no CO2 | 0 | KPCo | KY Market | 2049 | [6 empty] | 0 |  | 3084.4367 | 2357.2379 | 0 |  | 0 |  |  |  | 35172.2291 |  | 51.0684 | 53.6686 | 48.6996 | 0 | 0 | 0 | 0 | 0 | 0 | 111.1101
KPCo Retire 2028, no CO2 | 0 | KPCo | KPCo | 2049 | 881.71 | 846.8176 | 2325 |  | 18.8816 | 69.5401 | 1006.71 | 5371.1205 | 2357.2378 | 3084.4366 | 4643.9217 | 200634.5156 | -114731.3806 | 43.2037 | 40.2638 | 223014.2462 | 4774.2879 | 552.7222 | 40.2033 | 37.5587 | 42.6126 | 0 | 0 | 0 | 0 | 0 | 0 | 111.1111 |  |  |  | 477428.8073 | 881.71 | 857.6348 | 857.6348 |  | 20610.4004
KPCo Retire 2028, no CO2 | 0 | KPCo | KY Market | 2050 | [6 empty] | 0 |  | 3095.6638 | 2350.3454 | 0 |  | 0 |  |  |  | 37208.3063 |  | 52.5429 | 55.1006 | 50.2298 | 0 | 0 | 0 | 0 | 0 | 0 | 111.1101
KPCo Retire 2028, no CO2 | 0 | KPCo | KPCo | 2050 | 880.59 | 845.7419 | 2325 |  | 18.9004 | 69.8017 | 1005.5901 | 5384.4818 | 2350.3455 | 3095.6639 | 4639.163 | 204838.3506 | -119122.5669 | 44.1542 | 41.2462 | 227582.3751 | 4745.2864 | 534.3334 | 41.2236 | 38.203 | 43.9552 | 0 | 0 | 0 | 0 | 0 | 0 | 111.1111 |  |  |  | 474528.6276 | 880.59 | 856.6934 | 856.6934 |  | 21085.4453
KPCo Retire 2040, with CO2 | 0 | KPCo | KPCo | 2021 | 955.4904 | 917.6782 | 1467 |  | 59.86 | 66.74 | 1467 | 5586.1985 | 232.2787 | 1650.194 | 4168.2838 | 97970.168 | 4047.3489 | 23.5037 | 23.2252 | 57062.4608 |  |  | 22.7275 | 25.8397 | 19.8924 | 0 | 0 | 0 | 0 | 0 | 0 | 0 |  |  |  |  | 955.4904 | 955.4904 | 955.4904
KPCo Retire 2040, with CO2 | 0 | KPCo | KY Market | 2021 | [6 empty] | 0 |  | 1650.194 | 232.2786 | 0 |  | 0 |  |  |  | 27720.9543 |  | 22.7268 | 25.8391 | 19.8915 | 0 | 0 | 0 | 0 | 0 | 0 | 0
KPCo Retire 2040, with CO2 | 0 | KPCo | KPCo | 2022 | 978.1308 | 939.4226 | 1272 |  | 35.4023 | 65.9836 | 1272 | 5653.7537 | 132.0406 | 2404.6738 | 3381.1208 | 82492.1465 | 6517.437 | 24.3979 | 24.3346 | 32288.7347 |  |  | 23.7831 | 27.2878 | 20.6138 | 0 | 0 | 0 | 0 | 0 | 0 | 0 |  |  |  |  | 978.1308 | 978.1308 | 978.1308
KPCo Retire 2040, with CO2 | 0 | KPCo | KY Market | 2022 | [6 empty] | 0 |  | 2404.6739 | 132.0406 | 0 |  | 0 |  |  |  | 48569.9473 |  | 23.7824 | 27.2872 | 20.6128 | 0 | 0 | 0 | 0 | 0 | 0 | 0
KPCo Retire 2040, with CO2 | 0 | KPCo | KPCo | 2023 | 992.6221 | 953.3405 | 1275 |  | 14.8593 | 64.927 | 1095 | 5645.6454 | 70.5784 | 2351.5482 | 3364.6754 | 96822.5009 | -3151.4731 | 28.7762 | 25.7002 | 69989.4175 |  | 7988.7261 | 25.0645 | 28.9922 | 21.5125 | 0 | 0 | 0 | 0 | 0 | 0 | 277.7778 |  |  |  |  | 992.6221 | 992.6221 | 992.6221
KPCo Retire 2040, with CO2 | 0 | KPCo | KY Market | 2023 | [6 empty] | 0 |  | 2351.5482 | 70.5783 | 0 |  | 0 |  |  |  | 51420.6884 |  | 25.0637 | 28.9915 | 21.5116 | 0 | 0 | 0 | 0 | 0 | 0 | 277.7768
KPCo Retire 2040, with CO2 | 0 | KPCo | KPCo | 2024 | 919.3542 | 882.972 | 1275 |  | 24.013 | 69.176 | 1095 | 5586.3848 | 81.3636 | 2261.2416 | 3406.5073 | 100763.8518 | -157.1334 | 29.5798 | 27.1221 | 73084.5073 |  |  | 26.585 | 30.6583 | 22.8665 | 0 | 0 | 0 | 0 | 0 | 0 | 0 |  |  |  |  | 919.3542 | 919.3542 | 919.3542
KPCo Retire 2040, with CO2 | 0 | KPCo | KY Market | 2024 | [6 empty] | 0 |  | 2261.2416 | 81.3636 | 0 |  | 0 |  |  |  | 50905.3512 |  | 26.5843 | 30.6577 | 22.8656 | 0 | 0 | 0 | 0 | 0 | 0 | 0
KPCo Retire 2040, with CO2 | 0 | KPCo | KPCo | 2025 | 917.2905 | 880.9901 | 1475 |  | 27.0162 | 69.272 | 1119 | 5566.3301 | 162.5821 | 1685.8185 | 4043.0944 | 131432.6609 | -10667.5094 | 32.5079 | 28.3774 | 103216.9277 |  |  | 27.852 | 31.5582 | 24.4757 | 0 | 0 | 0 | 0 | 0 | 0 | 0 |  |  |  |  | 917.2905 | 917.2905 | 917.2905
KPCo Retire 2040, with CO2 | 0 | KPCo | KY Market | 2025 | [6 empty] | 0 |  | 1685.8185 | 162.5822 | 0 |  | 0 |  |  |  | 37190.7562 |  | 27.8513 | 31.5576 | 24.475 | 0 | 0 | 0 | 0 | 0 | 0 | 0
KPCo Retire 2040, with CO2 | 0 | KPCo | KPCo | 2026 | 916.2319 | 879.9733 | 1475 |  | 27.163 | 69.364 | 1119 | 5567.2893 | 144.3895 | 1761.2386 | 3950.4406 | 131989.4087 | -11228.6595 | 33.4113 | 29.378 | 103015.7988 |  |  | 28.8619 | 32.2141 | 25.808 | 0 | 0 | 0 | 0 | 0 | 0 | 0 |  |  |  |  | 916.2319 | 916.2319 | 916.2319
KPCo Retire 2040, with CO2 | 0 | KPCo | KY Market | 2026 | [6 empty] | 0 |  | 1761.2386 | 144.3894 | 0 |  | 0 |  |  |  | 42793.0823 |  | 28.8612 | 32.2135 | 25.8073 | 0 | 0 | 0 | 0 | 0 | 0 | 0
KPCo Retire 2040, with CO2 | 0 | KPCo | KPCo | 2027 | 913.5998 | 877.4454 | 1475 |  | 27.5293 | 69.5085 | 1119 | 5562.8592 | 153.9826 | 1626.1533 | 4090.6896 | 139163.769 | -9862.54 | 34.0196 | 30.5435 | 109431.9821 |  |  | 30.0257 | 33.1788 | 27.1532 | 0 | 0 | 0 | 0 | 0 | 0 | 0 |  |  |  |  | 913.5998 | 913.5998 | 913.5998
KPCo Retire 2040, with CO2 | 0 | KPCo | KY Market | 2027 | [6 empty] | 0 |  | 1626.1532 | 153.9826 | 0 |  | 0 |  |  |  | 40606.3595 |  | 30.025 | 33.1781 | 27.1525 | 0 | 0 | 0 | 0 | 0 | 0 | 0
KPCo Retire 2040, with CO2 | 0 | KPCo | KPCo | 2028 | 909.0129 | 873.04 | 1475 |  | 28.1728 | 69.6525 | 1119 | 5561.5941 | 120.5525 | 2123.0721 | 3559.0744 | 157053.748 | -3250.3572 | 44.1277 | 41.2102 | 111856.4187 |  |  | 40.569 | 45.005 | 36.5781 | 0 | 0 | 0 | 0 | 0 | 0 | 0 |  |  |  |  | 909.0129 | 909.0129 | 909.0129
KPCo Retire 2040, with CO2 | 0 | KPCo | KY Market | 2028 | [6 empty] | 0 |  | 2123.0721 | 120.5525 | 0 |  | 0 |  |  |  | 75388.5801 |  | 40.5682 | 45.0043 | 36.5773 | 0 | 0 | 0 | 0 | 0 | 0 | 0
KPCo Retire 2040, with CO2 | 0 | KPCo | KPCo | 2029 | 908.8554 | 872.8887 | 1475 |  | 28.195 | 69.8562 | 1119 | 5561.6545 | 86.3558 | 2429.2817 | 3218.7289 | 146747.8506 | -8721.6331 | 45.5919 | 40.8269 | 100402.2009 |  |  | 40.1836 | 44.3812 | 36.3597 | 0 | 0 | 0 | 0 | 0 | 0 | 0 |  |  |  |  | 908.8554 | 908.8554 | 908.8554
KPCo Retire 2040, with CO2 | 0 | KPCo | KY Market | 2029 | [6 empty] | 0 |  | 2429.2818 | 86.3558 | 0 |  | 0 |  |  |  | 89036.1687 |  | 40.1828 | 44.3805 | 36.3588 | 0 | 0 | 0 | 0 | 0 | 0 | 0
KPCo Retire 2040, with CO2 | 0 | KPCo | KY Market | 2030 | [6 empty] | 0 |  | 2467.1211 | 79.8111 | 0 |  | 0 |  |  |  | 91144.1868 |  | 40.3144 | 44.633 | 36.3801 | 0 | 0 | 0 | 0 | 0 | 0 | 0
KPCo Retire 2040, with CO2 | 0 | KPCo | KPCo | 2030 | 906.4047 | 870.535 | 1475 |  | 28.5416 | 69.9754 | 1119 | 5556.1241 | 79.8111 | 2467.1211 | 3168.8138 | 148005.5632 | -11528.417 | 46.7069 | 40.9681 | 100333.7607 |  |  | 40.3152 | 44.6337 | 36.3811 | 0 | 0 | 0 | 0 | 0 | 0 | 0 |  |  |  |  | 906.4047 | 906.4047 | 906.4047 | 126138.8281
KPCo Retire 2040, with CO2 | 0 | KPCo | KY Market | 2031 | [6 empty] | 0 |  | 1550.2285 | 371.8484 | 0 |  | 0 |  |  |  | 41408.6246 |  | 39.8614 | 43.9715 | 36.1171 | 0 | 0 | 0 | 0 | 0 | 0 | 0
KPCo Retire 2040, with CO2 | 0 | KPCo | KPCo | 2031 | 904.4161 | 868.6251 | 1905 |  | 27.9033 | 70.0836 | 1111 | 5552.4999 | 371.8484 | 1550.2285 | 4374.1198 | 177598.6833 | 6004.2859 | 40.6022 | 40.5247 | 129798.2537 |  |  | 39.8619 | 43.9718 | 36.1179 | 0 | 0 | 0 | 0 | 0 | 0 | 0 |  |  |  |  | 904.4161 | 877.9304 | 877.9304 |  | 13931.876
KPCo Retire 2040, with CO2 | 0 | KPCo | KY Market | 2032 | [6 empty] | 0 |  | 1422.8731 | 1492.8647 | 0 |  | 0 |  |  |  | -8998.6436 |  | 39.8256 | 43.435 | 36.5306 | 0 | 0 | 0 | 0 | 0 | 0 | 0
KPCo Retire 2040, with CO2 | 0 | KPCo | KPCo | 2032 | 900.3586 | 864.7281 | 2505 |  | 47.2139 | 70.22 | 1273 | 5553.5269 | 1492.8646 | 1422.873 | 5623.5189 | 209998.5804 | 22883.3644 | 37.3429 | 40.396 | 160879.0968 |  |  | 39.7742 | 43.3266 | 36.5313 | 0 | 0 | 0 | 0 | 0 | 0 | 0 |  |  |  |  | 900.3586 | 873.3716 | 873.3716 |  | 14237.7715
KPCo Retire 2040, with CO2 | 0 | KPCo | KY Market | 2033 | [6 empty] | 0 |  | 1379.9482 | 2247.3837 | 0 |  | 0 |  |  |  | -42527.5583 |  | 41.0029 | 44.5092 | 37.8319 | 0 | 0 | 0 | 0 | 0 | 0 | 0
KPCo Retire 2040, with CO2 | 0 | KPCo | KPCo | 2033 | 900.892 | 865.2405 | 2965 |  | 61.4811 | 70.2954 | 1397.2 | 5547.5801 | 2247.3836 | 1379.9482 | 6415.0156 | 231830.1016 | -27419.146 | 36.1387 | 36.7433 | 184674.2453 | 1193.6142 |  | 36.2144 | 37.9109 | 34.6801 | 0 | 0 | 0 | 0 | 0 | 0 | 0 |  |  |  | 119361.419 | 900.892 | 875.0923 | 875.0923 |  | 14565.2529
KPCo Retire 2040, with CO2 | 0 | KPCo | KY Market | 2034 | [6 empty] | 0 |  | 1380.5891 | 2245.1232 | 0 |  | 0 |  |  |  | -40247.6289 |  | 41.2954 | 44.145 | 38.7184 | 0 | 0 | 0 | 0 | 0 | 0 | 0
KPCo Retire 2040, with CO2 | 0 | KPCo | KPCo | 2034 | 898.9332 | 863.3592 | 2965 |  | 61.833 | 70.3626 | 1397.2 | 5540.8108 | 2245.1232 | 1380.5891 | 6405.3453 | 236466.2844 | -33747.3064 | 36.917 | 36.9776 | 188075.9648 | 1203.5262 |  | 36.4542 | 37.3411 | 35.6522 | 0 | 0 | 0 | 0 | 0 | 0 | 0 |  |  |  | 120352.6241 | 898.9332 | 874.6728 | 874.6728 |  | 14885.6816
KPCo Retire 2040, with CO2 | 0 | KPCo | KY Market | 2035 | [6 empty] | 0 |  | 1364.8117 | 2246.9894 | 0 |  | 0 |  |  |  | -41007.7196 |  | 41.7404 | 44.4238 | 39.2959 | 0 | 0 | 0 | 0 | 0 | 0 | 0
KPCo Retire 2040, with CO2 | 0 | KPCo | KPCo | 2035 | 897.7617 | 862.2341 | 2965 |  | 62.0442 | 70.3703 | 1397.2 | 5534.2001 | 2246.9895 | 1364.8117 | 6416.3781 | 242393.6704 | -32448.6196 | 37.7773 | 37.7263 | 192692.4949 | 1172.1485 |  | 37.1923 | 38.3139 | 36.1705 | 0 | 0 | 0 | 0 | 0 | 0 | 0 |  |  |  | 117214.8452 | 897.7617 | 872.9735 | 872.9735 |  | 15198.9326
KPCo Retire 2040, with CO2 | 0 | KPCo | KY Market | 2036 | [6 empty] | 0 |  | 1354.0927 | 2431.573 | 0 |  | 0 |  |  |  | -49943.9277 |  | 42.5769 | 45.2385 | 40.1473 | 0 | 0 | 0 | 0 | 0 | 0 | 0
KPCo Retire 2040, with CO2 | 0 | KPCo | KPCo | 2036 | 894.7817 | 859.3719 | 3125 |  | 67.6108 | 70.2787 | 1440.4 | 5523.7363 | 2431.5732 | 1354.0929 | 6601.2167 | 251988.1738 | -68807.2661 | 38.173 | 35.6269 | 205127.5169 | 2781.367 |  | 35.3421 | 35.3202 | 35.3621 | 0 | 0 | 0 | 0 | 0 | 0 | 0 |  |  |  | 278136.6987 | 894.7817 | 870.2131 | 870.2131 |  | 15533.3076
KPCo Retire 2040, with CO2 | 0 | KPCo | KY Market | 2037 | [6 empty] | 0 |  | 1345.6474 | 2425.2214 | 0 |  | 0 |  |  |  | -51860.3747 |  | 44.2508 | 46.9709 | 41.7728 | 0 | 0 | 0 | 0 | 0 | 0 | 0
KPCo Retire 2040, with CO2 | 0 | KPCo | KPCo | 2037 | 895.2843 | 859.8547 | 3125 |  | 67.5167 | 70.2941 | 1440.4 | 5512.949 | 2425.2214 | 1345.6474 | 6592.5233 | 257601.2595 | -71804.1829 | 39.0748 | 36.7213 | 209531.9454 | 2788.1617 |  | 36.4311 | 36.1171 | 36.7172 | 0 | 0 | 0 | 0 | 0 | 0 | 0 |  |  |  | 278816.1758 | 895.2843 | 869.7768 | 869.7768 |  | 15874.3604
KPCo Retire 2040, with CO2 | 0 | KPCo | KY Market | 2038 | [6 empty] | 0 |  | 1319.5699 | 2556.4163 | 0 |  | 0 |  |  |  | -61432.182 |  | 45.8621 | 48.7066 | 43.2707 | 0 | 0 | 0 | 0 | 0 | 0 | 0
KPCo Retire 2040, with CO2 | 0 | KPCo | KPCo | 2038 | 894.2352 | 858.8471 | 3285 |  | 72.7432 | 70.2202 | 1483.6 | 5500.6968 | 2556.4163 | 1319.5698 | 6737.5432 | 266633.1116 | -98570.9789 | 39.5742 | 35.677 | 222729.12 | 4794.0461 |  | 35.6324 | 33.3328 | 37.7272 | 0 | 0 | 0 | 0 | 0 | 0 | 0 |  |  |  | 479404.6104 | 894.2352 | 869.2341 | 869.2341 |  | 16222.8428
KPCo Retire 2040, with CO2 | 0 | KPCo | KY Market | 2039 | [6 empty] | 0 |  | 1309.722 | 2552.0409 | 0 |  | 0 |  |  |  | -62390.6637 |  | 46.7479 | 49.5262 | 44.2354 | 0 | 0 | 0 | 0 | 0 | 0 | 0
KPCo Retire 2040, with CO2 | 0 | KPCo | KPCo | 2039 | 893.2456 | 857.8967 | 3285 |  | 72.9346 | 70.1732 | 1483.6 | 5490.9378 | 2552.0407 | 1309.7219 | 6733.2565 | 272921.8169 | -103978.9188 | 40.5334 | 36.2138 | 227637.3939 | 4792.639 |  | 36.2126 | 33.7105 | 38.4754 | 0 | 0 | 0 | 0 | 0 | 0 | 0 |  |  |  | 479263.9033 | 893.2456 | 867.9286 | 867.9286 |  | 16596.752
KPCo Retire 2040, with CO2 | 0 | KPCo | KY Market | 2040 | [6 empty] | 0 |  | 1275.1076 | 2680.9257 | 0 |  | 0 |  |  |  | -72072.6297 |  | 47.9364 | 50.6749 | 45.4547 | 0 | 0 | 0 | 0 | 0 | 0 | 0
KPCo Retire 2040, with CO2 | 0 | KPCo | KPCo | 2040 | 889.7094 | 854.5004 | 3445 |  | 78.6775 | 70.1159 | 1526.8 | 5479.7013 | 2680.9259 | 1275.1078 | 6885.5198 | 283348.2034 | -118099.9143 | 41.1513 | 36.0096 | 243340.1762 | 7174.205 |  | 36.0808 | 33.3088 | 38.5929 | 0 | 0 | 0 | 0 | 0 | 0 | 0 |  |  |  | 717420.5068 | 889.7094 | 866.4319 | 866.4319 |  | 16961.8867
KPCo Retire 2040, with CO2 | 0 | KPCo | KY Market | 2041 | [6 empty] | 0 |  | 2105.9412 | 2417.1462 | 0 |  | 0 |  |  |  | -17128.3355 |  | 48.8588 | 51.5808 | 46.3791 | 0 | 0 | 0 | 0 | 0 | 0 | 111.1101
KPCo Retire 2040, with CO2 | 0 | KPCo | KPCo | 2041 | 890.6071 | 855.3625 | 2947 |  | 18.289 | 70.0686 | 1011.8001 | 5466.5541 | 2417.146 | 2105.941 | 5777.759 | 218656.332 | -84291.3579 | 37.8445 | 38.3738 | 264127.6034 | 5346.0542 | 1121.4445 | 38.2962 | 36.1853 | 40.2193 | 0 | 0 | 0 | 0 | 0 | 0 | 111.1111 |  |  |  | 534605.4224 | 890.6071 | 867.2135 | 867.2135 |  | 17318.8164
KPCo Retire 2040, with CO2 | 0 | KPCo | KY Market | 2042 | [6 empty] | 0 |  | 2104.7042 | 2421.5318 | 0 |  | 0 |  |  |  | -17450.6844 |  | 49.8908 | 52.5449 | 47.473 | 0 | 0 | 0 | 0 | 0 | 0 | 111.1101
KPCo Retire 2040, with CO2 | 0 | KPCo | KPCo | 2042 | 889.4172 | 854.2197 | 2947 |  | 18.4473 | 69.9878 | 1011.8001 | 5452.9578 | 2421.5319 | 2104.7042 | 5769.7852 | 223334.7422 | -95840.5765 | 38.7076 | 38.4851 | 269872.8894 | 5392.8823 | 969.7778 | 38.4973 | 35.2614 | 41.4453 | 0 | 0 | 0 | 0 | 0 | 0 | 111.1111 |  |  |  | 539288.2126 | 889.4172 | 864.7761 | 864.7761 |  | 17699.8359
KPCo Retire 2040, with CO2 | 0 | KPCo | KY Market | 2043 | [6 empty] | 0 |  | 2084.8119 | 2418.3209 | 0 |  | 0 |  |  |  | -18735.8746 |  | 51.1938 | 53.7973 | 48.822 | 0 | 0 | 0 | 0 | 0 | 0 | 111.1101
KPCo Retire 2040, with CO2 | 0 | KPCo | KPCo | 2043 | 888.4837 | 853.3232 | 2947 |  | 18.5717 | 69.9108 | 1011.8001 | 5441.238 | 2418.3209 | 2084.8119 | 5774.747 | 228424.9534 | -95454.7649 | 39.5558 | 39.6091 | 275986.7758 | 5429.6737 | 850.7222 | 39.632 | 36.7094 | 42.2944 | 0 | 0 | 0 | 0 | 0 | 0 | 111.1111 |  |  |  | 542967.3511 | 888.4837 | 863.6409 | 863.6409 |  | 18088.4512
KPCo Retire 2040, with CO2 | 0 | KPCo | KY Market | 2044 | [6 empty] | 0 |  | 2072.1438 | 2427.3442 | 0 |  | 0 |  |  |  | -20299.3647 |  | 52.6684 | 55.2677 | 50.3129 | 0 | 0 | 0 | 0 | 0 | 0 | 55.5546
KPCo Retire 2040, with CO2 | 0 | KPCo | KPCo | 2044 | 885.3307 | 850.295 | 2947 |  | 18.994 | 69.8476 | 1011.8001 | 5431.8705 | 2427.3442 | 2072.1438 | 5787.0705 | 234001.9739 | -89878.1125 | 40.4353 | 41.2309 | 282187.8869 | 5356.0067 | 475.2222 | 41.2694 | 38.4734 | 43.8032 | 0 | 0 | 0 | 0 | 0 | 0 | 55.5556 |  |  |  | 535600.6895 | 885.3307 | 861.0241 | 861.0241 |  | 18485.5371
KPCo Retire 2040, with CO2 | 0 | KPCo | KY Market | 2045 | [6 empty] | 0 |  | 1082.1753 | 2588.5756 | 0 |  | 0 |  |  |  | -83204.8585 |  | 54.2199 | 56.8486 | 51.8427 | 0 | 0 | 0 | 0 | 0 | 0 | 111.1101
KPCo Retire 2040, with CO2 | 0 | KPCo | KPCo | 2045 | 886.2287 | 851.1574 | 3297 |  | 18.6385 | 69.8201 | 1009.8001 | 5420.3854 | 2588.5755 | 1082.1752 | 6926.7855 | 298628.2998 | -108080.683 | 43.1121 | 40.9281 | 347746.6909 | 6759.463 | 785.4445 | 41.1492 | 37.4795 | 44.468 | 0 | 0 | 0 | 0 | 0 | 0 | 111.1111 |  |  |  | 675946.3125 | 886.2287 | 864.1808 | 864.1808 |  | 18911.6094
KPCo Retire 2040, with CO2 | 0 | KPCo | KY Market | 2046 | [6 empty] | 0 |  | 567.4108 | 3226.9082 | 0 |  | 0 |  |  |  | -150402.6279 |  | 56.104 | 58.7985 | 53.6492 | 0 | 0 | 0 | 0 | 0 | 0 | 111.1101
KPCo Retire 2040, with CO2 | 0 | KPCo | KPCo | 2046 | 885.29 | 850.2559 | 3647 |  | 18.529 | 69.7443 | 1007.8001 | 5408.765 | 3226.9082 | 567.4108 | 8068.2626 | 365271.0381 | -110405.2211 | 45.2726 | 41.7947 | 415656.4089 | 8185.9831 | 888.0001 | 42.2234 | 38.4607 | 45.6513 | 0 | 0 | 0 | 0 | 0 | 0 | 111.1111 |  |  |  | 818598.2871 | 885.29 | 861.8667 | 861.8667 |  | 19309.5645
KPCo Retire 2040, with CO2 | 0 | KPCo | KY Market | 2047 | [6 empty] | 0 |  | 351.1298 | 4109.2399 | 0 |  | 0 |  |  |  | -217941.4531 |  | 57.8161 | 60.4897 | 55.3805 | 0 | 0 | 0 | 0 | 0 | 0 | 111.1101
KPCo Retire 2040, with CO2 | 0 | KPCo | KPCo | 2047 | 883.98 | 848.9977 | 3997 |  | 18.4691 | 69.6681 | 1005.8001 | 5394.8665 | 4109.24 | 351.1299 | 9152.9766 | 431032.2856 | -124347.8796 | 47.092 | 41.6679 | 484973.6317 | 10090.2261 | 943.1668 | 42.2852 | 37.4454 | 46.6942 | 0 | 0 | 0 | 0 | 0 | 0 | 111.1111 |  |  |  | 1009022.6113 | 883.98 | 860.6523 | 860.6523 |  | 19734.3848
KPCo Retire 2040, with CO2 | 0 | KPCo | KY Market | 2048 | [6 empty] | 0 |  | 266.3085 | 4867.5969 | 0 |  | 0 |  |  |  | -275402.8838 |  | 59.8133 | 62.5681 | 57.2985 | 0 | 0 | 0 | 0 | 0 | 0 | 166.6657
KPCo Retire 2040, with CO2 | 0 | KPCo | KPCo | 2048 | 880.53 | 845.6843 | 4247 |  | 17.2778 | 69.5901 | 991.8001 | 5382.5005 | 4867.5969 | 266.3084 | 9983.7889 | 485733.9268 | -138833.8473 | 48.6523 | 41.8696 | 543610.2002 | 12001.951 | 2339.9351 | 42.2966 | 37.75 | 46.4472 | 0 | 0 | 0 | 0 | 0 | 0 | 166.6667 |  |  |  | 1200195.1152 | 880.53 | 856.6752 | 856.6752 |  | 20168.5352
KPCo Retire 2040, with CO2 | 0 | KPCo | KY Market | 2049 | [6 empty] | 0 |  | 275.9614 | 4899.8722 | 0 |  | 0 |  |  |  | -285144.5908 |  | 61.574 | 64.3292 | 59.0641 | 0 | 0 | 0 | 0 | 0 | 0 | 166.6657
KPCo Retire 2040, with CO2 | 0 | KPCo | KPCo | 2049 | 881.71 | 846.8176 | 4247 |  | 17.1209 | 69.5401 | 991.8001 | 5371.1205 | 4899.872 | 275.9613 | 9995.0313 | 496405.9595 | -136864.5469 | 49.6653 | 43.164 | 552904.6203 | 11424.8567 | 2564.6052 | 43.6011 | 38.7591 | 48.0121 | 0 | 0 | 0 | 0 | 0 | 0 | 166.6667 |  |  |  | 1142485.668 | 881.71 | 857.6348 | 857.6348 |  | 20610.4004
KPCo Retire 2040, with CO2 | 0 | KPCo | KY Market | 2050 | [6 empty] | 0 |  | 248.1436 | 5118.9153 | 0 |  | 0 |  |  |  | -310175.2764 |  | 63.5687 | 66.3391 | 61.0633 | 0 | 0 | 0 | 0 | 0 | 0 | 111.1101
KPCo Retire 2040, with CO2 | 0 | KPCo | KPCo | 2050 | 880.59 | 845.7419 | 4347 |  | 18.6887 | 69.8017 | 1003.8001 | 5384.4818 | 5118.9154 | 248.1437 | 10255.2529 | 521476.8345 | -148885.4491 | 50.8497 | 43.6118 | 581838.2755 | 11946.8746 | 733.2223 | 43.8869 | 40.1081 | 47.3043 | 0 | 0 | 0 | 0 | 0 | 0 | 111.1111 |  |  |  | 1194687.4941 | 880.59 | 856.6934 | 856.6934 |  | 21085.4453
KPCo Retire 2040, no CO2 | 0 | KPCo | KPCo | 2021 | 955.4904 | 917.6782 | 1467 |  | 59.86 | 66.74 | 1467 | 5586.1985 | 232.2787 | 1609.3417 | 4209.136 | 98896.4976 | 4216.3599 | 23.4957 | 23.3125 | 57988.7906 |  |  | 22.8154 | 25.973 | 19.939 | 0 | 0 | 0 | 0 | 0 | 0 | 0 |  |  |  |  | 955.4904 | 955.4904 | 955.4904
KPCo Retire 2040, no CO2 | 0 | KPCo | KY Market | 2021 | [6 empty] | 0 |  | 1609.3417 | 232.2786 | 0 |  | 0 |  |  |  | 27113.5277 |  | 22.8147 | 25.9724 | 19.9381 | 0 | 0 | 0 | 0 | 0 | 0 | 0
KPCo Retire 2040, no CO2 | 0 | KPCo | KPCo | 2022 | 978.1308 | 939.4226 | 1272 |  | 35.4023 | 65.9836 | 1272 | 5653.7537 | 132.9277 | 2322.9435 | 3463.7386 | 84427.6724 | 5895.0598 | 24.3747 | 24.2754 | 34224.2606 |  |  | 23.7364 | 27.2111 | 20.594 | 0 | 0 | 0 | 0 | 0 | 0 | 0 |  |  |  |  | 978.1308 | 978.1308 | 978.1308
KPCo Retire 2040, no CO2 | 0 | KPCo | KY Market | 2022 | [6 empty] | 0 |  | 2322.9435 | 132.9277 | 0 |  | 0 |  |  |  | 46922.19 |  | 23.7356 | 27.2106 | 20.593 | 0 | 0 | 0 | 0 | 0 | 0 | 0
KPCo Retire 2040, no CO2 | 0 | KPCo | KPCo | 2023 | 992.6221 | 953.3405 | 1175 |  | 19.4746 | 64.927 | 1139 | 5645.6454 | 58.4616 | 2748.6187 | 2955.488 | 75206.8512 | 7926.9113 | 25.4465 | 25.5443 | 48373.7681 |  | 278.2778 | 24.9378 | 28.738 | 21.5012 | 0 | 0 | 0 | 0 | 0 | 0 | 55.5556 |  |  |  |  | 992.6221 | 986.0444 | 986.0444
KPCo Retire 2040, no CO2 | 0 | KPCo | KY Market | 2023 | [6 empty] | 0 |  | 2748.6187 | 58.4616 | 0 |  | 0 |  |  |  | 61077.3756 |  | 24.937 | 28.7373 | 21.5002 | 0 | 0 | 0 | 0 | 0 | 0 | 55.5546
KPCo Retire 2040, no CO2 | 0 | KPCo | KPCo | 2024 | 919.3542 | 882.972 | 1175 |  | 28.9962 | 69.176 | 1139 | 5586.3848 | 62.8857 | 2656.2284 | 2993.0424 | 78470.2903 | 11054.1664 | 26.2176 | 26.9122 | 50790.9459 |  |  | 26.3732 | 30.4587 | 22.6435 | 0 | 0 | 0 | 0 | 0 | 0 | 0 |  |  |  |  | 919.3542 | 913.3803 | 913.3803
KPCo Retire 2040, no CO2 | 0 | KPCo | KY Market | 2024 | [6 empty] | 0 |  | 2656.2284 | 62.8857 | 0 |  | 0 |  |  |  | 60814.6979 |  | 26.3723 | 30.458 | 22.6426 | 0 | 0 | 0 | 0 | 0 | 0 | 0
KPCo Retire 2040, no CO2 | 0 | KPCo | KPCo | 2025 | 917.2905 | 880.9901 | 1175 |  | 29.2864 | 69.272 | 1139 | 5566.3301 | 48.0854 | 2841.5698 | 2772.8462 | 73742.2758 | 10398.0196 | 26.5944 | 27.9552 | 45526.5636 |  |  | 27.4627 | 31.0144 | 24.2271 | 0 | 0 | 0 | 0 | 0 | 0 | 0 |  |  |  |  | 917.2905 | 912.2753 | 912.2753
KPCo Retire 2040, no CO2 | 0 | KPCo | KY Market | 2025 | [6 empty] | 0 |  | 2841.5698 | 48.0854 | 0 |  | 0 |  |  |  | 71464.9733 |  | 27.4618 | 31.0136 | 24.2261 | 0 | 0 | 0 | 0 | 0 | 0 | 0
KPCo Retire 2040, no CO2 | 0 | KPCo | KPCo | 2026 | 916.2319 | 879.9733 | 1175 |  | 29.4358 | 69.364 | 1139 | 5567.2893 | 48.5497 | 2720.7904 | 2895.0489 | 79382.0906 | 11105.512 | 27.4199 | 29.1709 | 50408.4806 |  |  | 28.6765 | 31.9116 | 25.7293 | 0 | 0 | 0 | 0 | 0 | 0 | 0 |  |  |  |  | 916.2319 | 910.4424 | 910.4424
KPCo Retire 2040, no CO2 | 0 | KPCo | KY Market | 2026 | [6 empty] | 0 |  | 2720.7904 | 48.5497 | 0 |  | 0 |  |  |  | 71912.2832 |  | 28.6757 | 31.9109 | 25.7284 | 0 | 0 | 0 | 0 | 0 | 0 | 0
KPCo Retire 2040, no CO2 | 0 | KPCo | KPCo | 2027 | 913.5998 | 877.4454 | 1175 |  | 29.8087 | 69.5085 | 1139 | 5562.8592 | 49.5013 | 2493.6109 | 3118.7506 | 87672.4618 | 13659.2725 | 28.1114 | 30.668 | 57940.675 |  |  | 30.142 | 33.3792 | 27.1929 | 0 | 0 | 0 | 0 | 0 | 0 | 0 |  |  |  |  | 913.5998 | 908.5754 | 908.5754
KPCo Retire 2040, no CO2 | 0 | KPCo | KY Market | 2027 | [6 empty] | 0 |  | 2493.6109 | 49.5013 | 0 |  | 0 |  |  |  | 69267.6817 |  | 30.1411 | 33.3785 | 27.1919 | 0 | 0 | 0 | 0 | 0 | 0 | 0
KPCo Retire 2040, no CO2 | 0 | KPCo | KPCo | 2028 | 909.0129 | 873.04 | 1175 |  | 30.4637 | 69.6525 | 1139 | 5561.5941 | 50.4643 | 2482.9174 | 3129.1414 | 89808.6615 | 15974.8533 | 28.7007 | 31.9248 | 59419.214 |  |  | 31.3812 | 34.8626 | 28.2491 | 0 | 0 | 0 | 0 | 0 | 0 | 0 |  |  |  |  | 909.0129 | 903.9099 | 903.9099
KPCo Retire 2040, no CO2 | 0 | KPCo | KY Market | 2028 | [6 empty] | 0 |  | 2482.9174 | 50.4643 | 0 |  | 0 |  |  |  | 71766.6034 |  | 31.3803 | 34.8618 | 28.2482 | 0 | 0 | 0 | 0 | 0 | 0 | 0
KPCo Retire 2040, no CO2 | 0 | KPCo | KPCo | 2029 | 908.8554 | 872.8887 | 1175 |  | 30.4863 | 69.8562 | 1139 | 5561.6545 | 49.7758 | 2485.847 | 3125.5849 | 91886.69 | 14193.7464 | 29.3982 | 32.1902 | 60816.256 |  |  | 31.6424 | 34.9772 | 28.6044 | 0 | 0 | 0 | 0 | 0 | 0 | 0 |  |  |  |  | 908.8554 | 901.9863 | 901.9863
KPCo Retire 2040, no CO2 | 0 | KPCo | KY Market | 2029 | [6 empty] | 0 |  | 2485.847 | 49.7758 | 0 |  | 0 |  |  |  | 72948.0929 |  | 31.6415 | 34.9764 | 28.6034 | 0 | 0 | 0 | 0 | 0 | 0 | 0
KPCo Retire 2040, no CO2 | 0 | KPCo | KY Market | 2030 | [6 empty] | 0 |  | 2565.71 | 50.9103 | 0 |  | 0 |  |  |  | 75807.8625 |  | 31.8908 | 35.3062 | 28.7794 | 0 | 0 | 0 | 0 | 0 | 0 | 0
KPCo Retire 2040, no CO2 | 0 | KPCo | KPCo | 2030 | 906.4047 | 870.535 | 1175 |  | 30.8391 | 69.9754 | 1139 | 5556.1241 | 50.9103 | 2565.71 | 3041.3253 | 91373.7384 | 13038.509 | 30.0441 | 32.4368 | 59519.61 |  |  | 31.8917 | 35.307 | 28.7803 | 0 | 0 | 0 | 0 | 0 | 0 | 0 |  |  |  |  | 906.4047 | 900.3368 | 900.3368 | 126138.8281
KPCo Retire 2040, no CO2 | 0 | KPCo | KY Market | 2031 | [6 empty] | 0 |  | 2043.2979 | 508.8756 | 0 |  | 0 |  |  |  | 43770.5475 |  | 31.2776 | 34.2628 | 28.5581 | 0 | 0 | 0 | 0 | 0 | 0 | 0
KPCo Retire 2040, no CO2 | 0 | KPCo | KPCo | 2031 | 904.4161 | 868.6251 | 1605 |  | 30.2058 | 70.0836 | 1131 | 5552.4999 | 508.8756 | 2043.2979 | 4018.0783 | 114522.2598 | 18131.0149 | 28.5017 | 31.7742 | 83092.821 |  |  | 31.278 | 34.2629 | 28.5588 | 0 | 0 | 0 | 0 | 0 | 0 | 0 |  |  |  |  | 904.4161 | 877.9304 | 877.9304 |  | 13931.876
KPCo Retire 2040, no CO2 | 0 | KPCo | KY Market | 2032 | [6 empty] | 0 |  | 1921.1482 | 1738.7554 | 0 |  | 0 |  |  |  | 319.5282 |  | 31.5588 | 34.2077 | 29.1406 | 0 | 0 | 0 | 0 | 0 | 0 | 0
KPCo Retire 2040, no CO2 | 0 | KPCo | KPCo | 2032 | 900.3586 | 864.7281 | 2205 |  | 49.5268 | 70.22 | 1293 | 5553.5269 | 1738.7556 | 1921.1483 | 5371.1353 | 150786.3967 | 26429.7623 | 28.0735 | 32.0108 | 118661.713 |  |  | 31.5325 | 34.182 | 29.1138 | 0 | 0 | 0 | 0 | 0 | 0 | 0 |  |  |  |  | 900.3586 | 873.3716 | 873.3716 |  | 14237.7715
KPCo Retire 2040, no CO2 | 0 | KPCo | KY Market | 2033 | [6 empty] | 0 |  | 1834.504 | 2255.8269 | 0 |  | 0 |  |  |  | -19401.4689 |  | 32.5983 | 35.1343 | 30.3049 | 0 | 0 | 0 | 0 | 0 | 0 | 0
KPCo Retire 2040, no CO2 | 0 | KPCo | KPCo | 2033 | 900.892 | 865.2405 | 2505 |  | 58.7998 | 70.2954 | 1374 | 5547.5801 | 2255.8268 | 1834.5039 | 5968.9048 | 168967.2126 | 1633.04 | 28.3079 | 30.8186 | 136905.5267 | 269.5934 |  | 30.3422 | 31.8822 | 28.9495 | 0 | 0 | 0 | 0 | 0 | 0 | 0 |  |  |  | 26959.3358 | 900.892 | 875.0923 | 875.0923 |  | 14565.2529
KPCo Retire 2040, no CO2 | 0 | KPCo | KY Market | 2034 | [6 empty] | 0 |  | 1836.945 | 2270.2897 | 0 |  | 0 |  |  |  | -19222.6328 |  | 33.5225 | 35.8566 | 31.4116 | 0 | 0 | 0 | 0 | 0 | 0 | 0
KPCo Retire 2040, no CO2 | 0 | KPCo | KPCo | 2034 | 898.9332 | 863.3592 | 2525 |  | 59.7713 | 70.3626 | 1379.4 | 5540.8108 | 2270.2897 | 1836.945 | 5974.157 | 172242.1824 | -870.3269 | 28.8312 | 31.4654 | 139710.4387 | 361.5404 |  | 30.9896 | 32.1368 | 29.9521 | 0 | 0 | 0 | 0 | 0 | 0 | 0 |  |  |  | 36154.0385 | 898.9332 | 874.6728 | 874.6728 |  | 14885.6816
KPCo Retire 2040, no CO2 | 0 | KPCo | KY Market | 2035 | [6 empty] | 0 |  | 1679.4682 | 2291.6034 | 0 |  | 0 |  |  |  | -25231.6187 |  | 34.313 | 36.6816 | 32.1553 | 0 | 0 | 0 | 0 | 0 | 0 | 0
KPCo Retire 2040, no CO2 | 0 | KPCo | KPCo | 2035 | 897.7617 | 862.2341 | 2525 |  | 59.9798 | 70.3703 | 1379.4 | 5534.2001 | 2291.6035 | 1679.4684 | 6146.3374 | 181368.0496 | 772.0437 | 29.5083 | 32.3052 | 148247.4239 | 379.2592 |  | 31.8166 | 32.93 | 30.8023 | 0 | 0 | 0 | 0 | 0 | 0 | 0 |  |  |  | 37925.9131 | 897.7617 | 872.9735 | 872.9735 |  | 15198.9326
KPCo Retire 2040, no CO2 | 0 | KPCo | KY Market | 2036 | [6 empty] | 0 |  | 1738.9867 | 2300.7801 | 0 |  | 0 |  |  |  | -23829.2381 |  | 34.9264 | 37.2352 | 32.8186 | 0 | 0 | 0 | 0 | 0 | 0 | 0
KPCo Retire 2040, no CO2 | 0 | KPCo | KPCo | 2036 | 894.7817 | 859.3719 | 2525 |  | 60.5126 | 70.2787 | 1379.4 | 5523.7363 | 2300.7801 | 1738.9866 | 6085.5313 | 183444.0156 | -1949.6472 | 30.1443 | 32.7352 | 149306.9392 | 331.0203 |  | 32.2909 | 33.4494 | 31.2333 | 0 | 0 | 0 | 0 | 0 | 0 | 0 |  |  |  | 33102.0251 | 894.7817 | 870.2131 | 870.2131 |  | 15533.3076
KPCo Retire 2040, no CO2 | 0 | KPCo | KY Market | 2037 | [6 empty] | 0 |  | 1663.8684 | 2304.3053 | 0 |  | 0 |  |  |  | -27432.263 |  | 36.3167 | 38.6866 | 34.1577 | 0 | 0 | 0 | 0 | 0 | 0 | 0
KPCo Retire 2040, no CO2 | 0 | KPCo | KPCo | 2037 | 895.2843 | 859.8547 | 2525 |  | 60.4225 | 70.2941 | 1379.4 | 5512.949 | 2304.3054 | 1663.8684 | 6153.3871 | 189980.5964 | -615.1758 | 30.8741 | 33.9299 | 155127.265 | 342.7479 |  | 33.4497 | 34.5026 | 32.4905 | 0 | 0 | 0 | 0 | 0 | 0 | 0 |  |  |  | 34274.7879 | 895.2843 | 869.7768 | 869.7768 |  | 15874.3604
KPCo Retire 2040, no CO2 | 0 | KPCo | KY Market | 2038 | [6 empty] | 0 |  | 1651.8466 | 2326.1668 | 0 |  | 0 |  |  |  | -30228.5357 |  | 37.7621 | 40.2525 | 35.4934 | 0 | 0 | 0 | 0 | 0 | 0 | 0
KPCo Retire 2040, no CO2 | 0 | KPCo | KPCo | 2038 | 894.2352 | 858.8471 | 2545 |  | 61.2394 | 70.2202 | 1384.8 | 5500.6968 | 2326.1666 | 1651.8464 | 6175.0185 | 194840.6492 | -5720.5222 | 31.553 | 34.6236 | 159411.4365 | 448.212 |  | 34.1598 | 34.9668 | 33.4245 | 0 | 0 | 0 | 0 | 0 | 0 | 0 |  |  |  | 44821.2017 | 894.2352 | 869.2341 | 869.2341 |  | 16222.8428
KPCo Retire 2040, no CO2 | 0 | KPCo | KY Market | 2039 | [6 empty] | 0 |  | 1641.9528 | 2322.5065 | 0 |  | 0 |  |  |  | -30432.567 |  | 38.2924 | 40.6777 | 36.1352 | 0 | 0 | 0 | 0 | 0 | 0 | 0
KPCo Retire 2040, no CO2 | 0 | KPCo | KPCo | 2039 | 893.2456 | 857.8967 | 2545 |  | 61.418 | 70.1732 | 1384.8 | 5490.9378 | 2322.5065 | 1641.9528 | 6171.4929 | 199367.5435 | -9044.6777 | 32.3046 | 35.0564 | 163111.9721 | 483.0655 |  | 34.5714 | 35.2441 | 33.9629 | 0 | 0 | 0 | 0 | 0 | 0 | 0 |  |  |  | 48306.5518 | 893.2456 | 867.9286 | 867.9286 |  | 16596.752
KPCo Retire 2040, no CO2 | 0 | KPCo | KY Market | 2040 | [6 empty] | 0 |  | 1604.7799 | 2360.2142 | 0 |  | 0 |  |  |  | -34119.2961 |  | 39.3899 | 41.7552 | 37.2463 | 0 | 0 | 0 | 0 | 0 | 0 | 0
KPCo Retire 2040, no CO2 | 0 | KPCo | KPCo | 2040 | 889.7094 | 854.5004 | 2565 |  | 62.6915 | 70.1159 | 1390.2 | 5479.7013 | 2360.2141 | 1604.7798 | 6235.1377 | 205958.1455 | -6336.7581 | 33.0319 | 36.1834 | 169057.1258 | 621.1874 |  | 35.6597 | 36.4882 | 34.9089 | 0 | 0 | 0 | 0 | 0 | 0 | 0 |  |  |  | 62118.7369 | 889.7094 | 866.4319 | 866.4319 |  | 16961.8867
KPCo Retire 2040, no CO2 | 0 | KPCo | KY Market | 2041 | [6 empty] | 0 |  | 3180.3122 | 2213.2731 | 0 |  | 0 |  |  |  | 37347.5596 |  | 40.2955 | 42.6907 | 38.1136 | 0 | 0 | 0 | 0 | 0 | 0 | 55.5546
KPCo Retire 2040, no CO2 | 0 | KPCo | KPCo | 2041 | 890.6071 | 855.3625 | 2485 |  | 19.0372 | 70.0686 | 1018.2 | 5466.5541 | 2213.2732 | 3180.3122 | 4499.5149 | 139162.0488 | -50095.5742 | 30.9282 | 33.9343 | 180346.6647 | 2968.0676 | 457.5 | 33.551 | 33.2131 | 33.8589 | 0 | 0 | 0 | 0 | 0 | 0 | 55.5556 |  |  |  | 296806.7749 | 890.6071 | 867.2135 | 867.2135 |  | 17318.8164
KPCo Retire 2040, no CO2 | 0 | KPCo | KY Market | 2042 | [6 empty] | 0 |  | 3177.0399 | 2220.8969 | 0 |  | 0 |  |  |  | 38256.3166 |  | 41.2506 | 43.6533 | 39.0617 | 0 | 0 | 0 | 0 | 0 | 0 | 55.5546
KPCo Retire 2040, no CO2 | 0 | KPCo | KPCo | 2042 | 889.4172 | 854.2197 | 2485 |  | 19.1965 | 69.9878 | 1018.2 | 5452.9578 | 2220.8966 | 3177.0395 | 4496.8148 | 142138.272 | -59772.076 | 31.6087 | 34.0693 | 183949.6441 | 2923.3162 | 381.3333 | 33.8136 | 33.0904 | 34.4724 | 0 | 0 | 0 | 0 | 0 | 0 | 55.5556 |  |  |  | 292331.6382 | 889.4172 | 864.7761 | 864.7761 |  | 17699.8359
KPCo Retire 2040, no CO2 | 0 | KPCo | KY Market | 2043 | [6 empty] | 0 |  | 3157.9112 | 2219.2947 | 0 |  | 0 |  |  |  | 38381.9455 |  | 42.2734 | 44.5582 | 40.192 | 0 | 0 | 0 | 0 | 0 | 0 | 55.5546
KPCo Retire 2040, no CO2 | 0 | KPCo | KPCo | 2043 | 888.4837 | 853.3232 | 2485 |  | 19.3217 | 69.9108 | 1018.2 | 5441.238 | 2219.2947 | 3157.9112 | 4502.6216 | 145452.8789 | -59594.7261 | 32.304 | 34.9933 | 188088.2291 | 2940.0897 | 321.5556 | 34.7211 | 33.7802 | 35.5783 | 0 | 0 | 0 | 0 | 0 | 0 | 55.5556 |  |  |  | 294008.9617 | 888.4837 | 863.6409 | 863.6409 |  | 18088.4512
KPCo Retire 2040, no CO2 | 0 | KPCo | KY Market | 2044 | [6 empty] | 0 |  | 3134.7857 | 2336.8018 | 0 |  | 0 |  |  |  | 33148.0821 |  | 43.1772 | 45.3529 | 41.2054 | 0 | 0 | 0 | 0 | 0 | 0 | 166.6657
KPCo Retire 2040, no CO2 | 0 | KPCo | KPCo | 2044 | 885.3307 | 850.295 | 2555 |  | 17.6768 | 69.8476 | 1000.6 | 5431.8705 | 2336.8016 | 3134.7855 | 4633.8859 | 151693.4507 | -79233.8147 | 32.7357 | 34.1664 | 194582.4797 | 4442.497 | 1787.2571 | 34.0729 | 31.9628 | 35.9852 | 0 | 0 | 0 | 0 | 0 | 0 | 166.6667 |  |  |  | 444249.6945 | 885.3307 | 861.0241 | 861.0241 |  | 18485.5371
KPCo Retire 2040, no CO2 | 0 | KPCo | KY Market | 2045 | [6 empty] | 0 |  | 3122.5955 | 2327.6639 | 0 |  | 0 |  |  |  | 33821.0235 |  | 44.6834 | 47.0185 | 42.5716 | 0 | 0 | 0 | 0 | 0 | 0 | 166.6657
KPCo Retire 2040, no CO2 | 0 | KPCo | KPCo | 2045 | 886.2287 | 851.1574 | 2555 |  | 17.5576 | 69.8201 | 1000.6 | 5420.3854 | 2327.6638 | 3122.5954 | 4625.4535 | 154748.5742 | -83418.6183 | 33.4559 | 35.1081 | 198592.3664 | 4490.7634 | 1958.2391 | 34.9642 | 32.6742 | 37.0352 | 0 | 0 | 0 | 0 | 0 | 0 | 166.6667 |  |  |  | 449076.3129 | 886.2287 | 864.1808 | 864.1808 |  | 18911.6094
KPCo Retire 2040, no CO2 | 0 | KPCo | KY Market | 2046 | [6 empty] | 0 |  | 3110.2274 | 2327.0641 | 0 |  | 0 |  |  |  | 34301.5121 |  | 46.2826 | 48.7251 | 44.0575 | 0 | 0 | 0 | 0 | 0 | 0 | 166.6657
KPCo Retire 2040, no CO2 | 0 | KPCo | KPCo | 2046 | 885.29 | 850.2559 | 2555 |  | 17.6822 | 69.7443 | 1000.6 | 5408.765 | 2327.0642 | 3110.2275 | 4625.6024 | 158158.1221 | -75292.3827 | 34.1919 | 36.9811 | 202680.4584 | 4453.7523 | 1779.5001 | 36.8252 | 34.9313 | 38.5506 | 0 | 0 | 0 | 0 | 0 | 0 | 166.6667 |  |  |  | 445375.1959 | 885.29 | 861.8667 | 861.8667 |  | 19309.5645
KPCo Retire 2040, no CO2 | 0 | KPCo | KY Market | 2047 | [6 empty] | 0 |  | 3103.8305 | 2336.3521 | 0 |  | 0 |  |  |  | 34941.55 |  | 47.7539 | 50.1902 | 45.5344 | 0 | 0 | 0 | 0 | 0 | 0 | 166.6657
KPCo Retire 2040, no CO2 | 0 | KPCo | KPCo | 2047 | 883.98 | 848.9977 | 2555 |  | 17.8566 | 69.6681 | 1000.6 | 5394.8665 | 2336.3522 | 3103.8306 | 4627.3883 | 161700.0029 | -84937.6887 | 34.9441 | 37.4807 | 207134.8469 | 4483.3065 | 1530.0829 | 37.4238 | 34.8288 | 39.7879 | 0 | 0 | 0 | 0 | 0 | 0 | 166.6667 |  |  |  | 448330.659 | 883.98 | 860.6523 | 860.6523 |  | 19734.3848
KPCo Retire 2040, no CO2 | 0 | KPCo | KY Market | 2048 | [6 empty] | 0 |  | 3093.65 | 2345.4921 | 0 |  | 0 |  |  |  | 35372.5428 |  | 49.5168 | 52.109 | 47.1504 | 0 | 0 | 0 | 0 | 0 | 0 | 111.1101
KPCo Retire 2040, no CO2 | 0 | KPCo | KPCo | 2048 | 880.53 | 845.6843 | 2555 |  | 18.3184 | 69.5901 | 1000.6 | 5382.5005 | 2345.492 | 3093.65 | 4634.3427 | 165505.7666 | -78873.2712 | 35.7129 | 39.3416 | 211682.5214 | 4459.683 | 1081.1666 | 39.3002 | 37.2358 | 41.1847 | 0 | 0 | 0 | 0 | 0 | 0 | 111.1111 |  |  |  | 445968.2915 | 880.53 | 856.6752 | 856.6752 |  | 20168.5352
KPCo Retire 2040, no CO2 | 0 | KPCo | KY Market | 2049 | [6 empty] | 0 |  | 3087.3151 | 2340.8713 | 0 |  | 0 |  |  |  | 36190.767 |  | 51.0684 | 53.6686 | 48.6996 | 0 | 0 | 0 | 0 | 0 | 0 | 111.1101
KPCo Retire 2040, no CO2 | 0 | KPCo | KPCo | 2049 | 881.71 | 846.8176 | 2555 |  | 18.16 | 69.5401 | 1000.6 | 5371.1205 | 2340.8713 | 3087.3151 | 4624.6772 | 168794.1006 | -80487.0908 | 36.4986 | 40.5434 | 215962.0587 | 4501.1584 | 1231.6113 | 40.4226 | 37.8997 | 42.7209 | 0 | 0 | 0 | 0 | 0 | 0 | 111.1111 |  |  |  | 450115.8377 | 881.71 | 857.6348 | 857.6348 |  | 20610.4004
KPCo Retire 2040, no CO2 | 0 | KPCo | KY Market | 2050 | [6 empty] | 0 |  | 3089.7765 | 2379.9428 | 0 |  | 0 |  |  |  | 35282.2758 |  | 52.5429 | 55.1006 | 50.2298 | 0 | 0 | 0 | 0 | 0 | 0 | 166.6657
KPCo Retire 2040, no CO2 | 0 | KPCo | KPCo | 2050 | 880.59 | 845.7419 | 2601 |  | 17.7191 | 69.8017 | 995.6 | 5384.4818 | 2379.943 | 3089.7766 | 4674.6479 | 172420.7627 | -94818.2827 | 36.8842 | 40.4784 | 221507.8102 | 5320.2019 | 1718.0001 | 40.5494 | 36.9 | 43.8498 | 0 | 0 | 0 | 0 | 0 | 0 | 166.6667 |  |  |  | 532020.1781 | 880.59 | 856.6934 | 856.6934 |  | 21085.4453

## Area Annual Emissions
Scenario | RunID | BA | Area | Year | Emission | Released (tons) | Release Rate (lb/mmBtu) | Average Rate (lb/MWh) | Cost ($000) | Average Cost ($/MWh)
KPCo Retire 2028, with CO2 | 0 | KPCo | KPCo | 2021 | CO2 | 4003205.6406 | 200.7718 | 1920.7932
KPCo Retire 2028, with CO2 | 0 | KPCo | KPCo | 2021 | NOx | 2114.16 | 0.10603 | 1.0144
KPCo Retire 2028, with CO2 | 0 | KPCo | KPCo | 2021 | SO2 | 2226.2551 | 0.11165 | 1.0682
KPCo Retire 2028, with CO2 | 0 | KPCo | KPCo | 2022 | CO2 | 3175383.5156 | 194.3722 | 1878.3023
KPCo Retire 2028, with CO2 | 0 | KPCo | KPCo | 2022 | NOx | 1297.9666 | 0.079451 | 0.76777
KPCo Retire 2028, with CO2 | 0 | KPCo | KPCo | 2022 | SO2 | 2104.0706 | 0.12879 | 1.2446
KPCo Retire 2028, with CO2 | 0 | KPCo | KPCo | 2023 | CO2 | 2502495.7188 | 188.4563 | 1487.5109
KPCo Retire 2028, with CO2 | 0 | KPCo | KPCo | 2023 | NOx | 1302.6149 | 0.098096 | 0.77429
KPCo Retire 2028, with CO2 | 0 | KPCo | KPCo | 2023 | SO2 | 2198.6909 | 0.16558 | 1.3069
KPCo Retire 2028, with CO2 | 0 | KPCo | KPCo | 2024 | CO2 | 2538791.7031 | 188.6776 | 1490.5541
KPCo Retire 2028, with CO2 | 0 | KPCo | KPCo | 2024 | NOx | 1314.1884 | 0.097668 | 0.77158
KPCo Retire 2028, with CO2 | 0 | KPCo | KPCo | 2024 | SO2 | 2235.0632 | 0.16611 | 1.3122
KPCo Retire 2028, with CO2 | 0 | KPCo | KPCo | 2025 | CO2 | 2594840.0859 | 195.1164 | 1283.5912
KPCo Retire 2028, with CO2 | 0 | KPCo | KPCo | 2025 | NOx | 1087.0369 | 0.081739 | 0.53773
KPCo Retire 2028, with CO2 | 0 | KPCo | KPCo | 2025 | SO2 | 2413.1543 | 0.18145 | 1.1937
KPCo Retire 2028, with CO2 | 0 | KPCo | KPCo | 2026 | CO2 | 2534513.0156 | 198.2381 | 1038.3465
KPCo Retire 2028, with CO2 | 0 | KPCo | KPCo | 2026 | NOx | 946.2768 | 0.074013 | 0.38767
KPCo Retire 2028, with CO2 | 0 | KPCo | KPCo | 2026 | SO2 | 2415.0806 | 0.1889 | 0.98942
KPCo Retire 2028, with CO2 | 0 | KPCo | KPCo | 2027 | CO2 | 2673302.2812 | 198.5928 | 864.3369
KPCo Retire 2028, with CO2 | 0 | KPCo | KPCo | 2027 | NOx | 984.5467 | 0.073139 | 0.31833
KPCo Retire 2028, with CO2 | 0 | KPCo | KPCo | 2027 | SO2 | 2554.1615 | 0.18974 | 0.82582
KPCo Retire 2028, with CO2 | 0 | KPCo | KPCo | 2028 | CO2 | 2061114.6094 | 199.2361 | 615.5643 | 28051.7689 | 4.1889
KPCo Retire 2028, with CO2 | 0 | KPCo | KPCo | 2028 | NOx | 739.1819 | 0.071452 | 0.22076
KPCo Retire 2028, with CO2 | 0 | KPCo | KPCo | 2028 | SO2 | 1978.763 | 0.19128 | 0.59097
KPCo Retire 2028, with CO2 | 0 | KPCo | KPCo | 2029 | CO2 | 101515.8438 | 119 | 172.1891 | 1429.3431 | 1.2122
KPCo Retire 2028, with CO2 | 0 | KPCo | KPCo | 2029 | NOx | 230.4154 | 0.2701 | 0.39083
KPCo Retire 2028, with CO2 | 0 | KPCo | KPCo | 2030 | CO2 | 100947.3945 | 119 | 171.866 | 1471.813 | 1.2529
KPCo Retire 2028, with CO2 | 0 | KPCo | KPCo | 2030 | NOx | 229.1251 | 0.2701 | 0.39009
KPCo Retire 2028, with CO2 | 0 | KPCo | KPCo | 2031 | CO2 | 31078.5771 | 119 | 54.7155 | 468.9758 | 0.41283
KPCo Retire 2028, with CO2 | 0 | KPCo | KPCo | 2031 | NOx | 7.8349 | 0.03 | 0.013794
KPCo Retire 2028, with CO2 | 0 | KPCo | KPCo | 2032 | CO2 | 16008.4639 | 119 | 52.8328 | 250.0522 | 0.41262
KPCo Retire 2028, with CO2 | 0 | KPCo | KPCo | 2032 | NOx | 4.0357 | 0.03 | 0.013319
KPCo Retire 2028, with CO2 | 0 | KPCo | KPCo | 2033 | CO2 | 15364.7139 | 119 | 50.6473 | 248.2937 | 0.40923
KPCo Retire 2028, with CO2 | 0 | KPCo | KPCo | 2033 | NOx | 3.8735 | 0.03 | 0.012768
KPCo Retire 2028, no CO2 | 0 | KPCo | KPCo | 2021 | CO2 | 4043043.6406 | 200.8155 | 1921.0801
KPCo Retire 2028, no CO2 | 0 | KPCo | KPCo | 2021 | NOx | 2124.3467 | 0.10551 | 1.0094
KPCo Retire 2028, no CO2 | 0 | KPCo | KPCo | 2021 | SO2 | 2264.3113 | 0.11247 | 1.0759
KPCo Retire 2028, no CO2 | 0 | KPCo | KPCo | 2022 | CO2 | 3255950.0625 | 194.6285 | 1880.0207
KPCo Retire 2028, no CO2 | 0 | KPCo | KPCo | 2022 | NOx | 1323.2393 | 0.079098 | 0.76405
KPCo Retire 2028, no CO2 | 0 | KPCo | KPCo | 2022 | SO2 | 2184.8066 | 0.1306 | 1.2615
KPCo Retire 2028, no CO2 | 0 | KPCo | KPCo | 2023 | CO2 | 2502495.7188 | 188.4563 | 1693.4569
KPCo Retire 2028, no CO2 | 0 | KPCo | KPCo | 2023 | NOx | 1302.6149 | 0.098096 | 0.88149
KPCo Retire 2028, no CO2 | 0 | KPCo | KPCo | 2023 | SO2 | 2198.6909 | 0.16558 | 1.4879
KPCo Retire 2028, no CO2 | 0 | KPCo | KPCo | 2024 | CO2 | 2538791.7031 | 188.6776 | 1696.4622
KPCo Retire 2028, no CO2 | 0 | KPCo | KPCo | 2024 | NOx | 1314.1884 | 0.097668 | 0.87816
KPCo Retire 2028, no CO2 | 0 | KPCo | KPCo | 2024 | SO2 | 2235.0632 | 0.16611 | 1.4935
KPCo Retire 2028, no CO2 | 0 | KPCo | KPCo | 2025 | CO2 | 2415698.1953 | 197.9033 | 1742.3961
KPCo Retire 2028, no CO2 | 0 | KPCo | KPCo | 2025 | NOx | 913.5146 | 0.074839 | 0.6589
KPCo Retire 2028, no CO2 | 0 | KPCo | KPCo | 2025 | SO2 | 2296.0159 | 0.1881 | 1.6561
KPCo Retire 2028, no CO2 | 0 | KPCo | KPCo | 2026 | CO2 | 2534513.0156 | 198.2381 | 1324.7391
KPCo Retire 2028, no CO2 | 0 | KPCo | KPCo | 2026 | NOx | 946.2768 | 0.074013 | 0.4946
KPCo Retire 2028, no CO2 | 0 | KPCo | KPCo | 2026 | SO2 | 2415.0806 | 0.1889 | 1.2623
KPCo Retire 2028, no CO2 | 0 | KPCo | KPCo | 2027 | CO2 | 2752717.5703 | 198.7801 | 1055.9254
KPCo Retire 2028, no CO2 | 0 | KPCo | KPCo | 2027 | NOx | 1006.4447 | 0.072678 | 0.38607
KPCo Retire 2028, no CO2 | 0 | KPCo | KPCo | 2027 | SO2 | 2633.7438 | 0.19019 | 1.0103
KPCo Retire 2028, no CO2 | 0 | KPCo | KPCo | 2028 | CO2 | 2636870.5078 | 200.3526 | 845.5092
KPCo Retire 2028, no CO2 | 0 | KPCo | KPCo | 2028 | NOx | 903.6335 | 0.068659 | 0.28975
KPCo Retire 2028, no CO2 | 0 | KPCo | KPCo | 2028 | SO2 | 2552.4381 | 0.19394 | 0.81844
KPCo Retire 2028, no CO2 | 0 | KPCo | KPCo | 2029 | CO2 | 107549.6367 | 119 | 210.4224
KPCo Retire 2028, no CO2 | 0 | KPCo | KPCo | 2029 | NOx | 244.1106 | 0.2701 | 0.47761
KPCo Retire 2028, no CO2 | 0 | KPCo | KPCo | 2030 | CO2 | 107473.707 | 119 | 209.6422
KPCo Retire 2028, no CO2 | 0 | KPCo | KPCo | 2030 | NOx | 243.9382 | 0.2701 | 0.47583
KPCo Retire 2028, no CO2 | 0 | KPCo | KPCo | 2031 | CO2 | 19539.2383 | 119 | 76.4068
KPCo Retire 2028, no CO2 | 0 | KPCo | KPCo | 2031 | NOx | 4.9259 | 0.03 | 0.019262
KPCo Retire 2028, no CO2 | 0 | KPCo | KPCo | 2032 | CO2 | 18888.1562 | 119 | 74.1594
KPCo Retire 2028, no CO2 | 0 | KPCo | KPCo | 2032 | NOx | 4.7617 | 0.03 | 0.018696
KPCo Retire 2028, no CO2 | 0 | KPCo | KPCo | 2033 | CO2 | 18071.418 | 119 | 70.7757
KPCo Retire 2028, no CO2 | 0 | KPCo | KPCo | 2033 | NOx | 4.5558 | 0.03 | 0.017843
KPCo Retire 2040, with CO2 | 0 | KPCo | KPCo | 2021 | CO2 | 4003205.6406 | 200.7718 | 1920.7932
KPCo Retire 2040, with CO2 | 0 | KPCo | KPCo | 2021 | NOx | 2114.16 | 0.10603 | 1.0144
KPCo Retire 2040, with CO2 | 0 | KPCo | KPCo | 2021 | SO2 | 2226.2551 | 0.11165 | 1.0682
KPCo Retire 2040, with CO2 | 0 | KPCo | KPCo | 2022 | CO2 | 3175383.5156 | 194.3722 | 1878.3023
KPCo Retire 2040, with CO2 | 0 | KPCo | KPCo | 2022 | NOx | 1297.9666 | 0.079451 | 0.76777
KPCo Retire 2040, with CO2 | 0 | KPCo | KPCo | 2022 | SO2 | 2104.0706 | 0.12879 | 1.2446
KPCo Retire 2040, with CO2 | 0 | KPCo | KPCo | 2023 | CO2 | 2502495.7188 | 188.4563 | 1487.5109
KPCo Retire 2040, with CO2 | 0 | KPCo | KPCo | 2023 | NOx | 1302.6149 | 0.098096 | 0.77429
KPCo Retire 2040, with CO2 | 0 | KPCo | KPCo | 2023 | SO2 | 2198.6909 | 0.16558 | 1.3069
KPCo Retire 2040, with CO2 | 0 | KPCo | KPCo | 2024 | CO2 | 2538791.7031 | 188.6776 | 1490.5541
KPCo Retire 2040, with CO2 | 0 | KPCo | KPCo | 2024 | NOx | 1314.1884 | 0.097668 | 0.77158
KPCo Retire 2040, with CO2 | 0 | KPCo | KPCo | 2024 | SO2 | 2235.0632 | 0.16611 | 1.3122
KPCo Retire 2040, with CO2 | 0 | KPCo | KPCo | 2025 | CO2 | 2594840.0859 | 195.1164 | 1283.5912
KPCo Retire 2040, with CO2 | 0 | KPCo | KPCo | 2025 | NOx | 1087.0369 | 0.081739 | 0.53773
KPCo Retire 2040, with CO2 | 0 | KPCo | KPCo | 2025 | SO2 | 2413.1543 | 0.18145 | 1.1937
KPCo Retire 2040, with CO2 | 0 | KPCo | KPCo | 2026 | CO2 | 2534513.0156 | 198.2381 | 1283.1546
KPCo Retire 2040, with CO2 | 0 | KPCo | KPCo | 2026 | NOx | 946.2768 | 0.074013 | 0.47907
KPCo Retire 2040, with CO2 | 0 | KPCo | KPCo | 2026 | SO2 | 2415.0806 | 0.1889 | 1.2227
KPCo Retire 2040, with CO2 | 0 | KPCo | KPCo | 2027 | CO2 | 2673302.2812 | 198.5928 | 1307.0179
KPCo Retire 2040, with CO2 | 0 | KPCo | KPCo | 2027 | NOx | 984.5467 | 0.073139 | 0.48136
KPCo Retire 2040, with CO2 | 0 | KPCo | KPCo | 2027 | SO2 | 2554.1615 | 0.18974 | 1.2488
KPCo Retire 2040, with CO2 | 0 | KPCo | KPCo | 2028 | CO2 | 2148864.5312 | 197.0219 | 1207.5412 | 29246.0441 | 8.2173
KPCo Retire 2040, with CO2 | 0 | KPCo | KPCo | 2028 | NOx | 839.9352 | 0.077011 | 0.472
KPCo Retire 2040, with CO2 | 0 | KPCo | KPCo | 2028 | SO2 | 2028.6212 | 0.186 | 1.14
KPCo Retire 2040, with CO2 | 0 | KPCo | KPCo | 2029 | CO2 | 1824051.1445 | 195.4078 | 1133.3984 | 25682.6429 | 7.9791
KPCo Retire 2040, with CO2 | 0 | KPCo | KPCo | 2029 | NOx | 753.8654 | 0.08076 | 0.46842
KPCo Retire 2040, with CO2 | 0 | KPCo | KPCo | 2029 | SO2 | 1700.2897 | 0.18215 | 1.0565
KPCo Retire 2040, with CO2 | 0 | KPCo | KPCo | 2030 | CO2 | 1772056.4727 | 195.1319 | 1118.4352 | 25836.5868 | 8.1534
KPCo Retire 2040, with CO2 | 0 | KPCo | KPCo | 2030 | NOx | 741.6782 | 0.081671 | 0.46811
KPCo Retire 2040, with CO2 | 0 | KPCo | KPCo | 2030 | SO2 | 1648.1857 | 0.18149 | 1.0403
KPCo Retire 2040, with CO2 | 0 | KPCo | KPCo | 2031 | CO2 | 1620044.5898 | 201.214 | 740.7408 | 24446.4695 | 5.5889
KPCo Retire 2040, with CO2 | 0 | KPCo | KPCo | 2031 | NOx | 444.7969 | 0.055245 | 0.20338
KPCo Retire 2040, with CO2 | 0 | KPCo | KPCo | 2031 | SO2 | 1577.9915 | 0.19599 | 0.72151
KPCo Retire 2040, with CO2 | 0 | KPCo | KPCo | 2032 | CO2 | 1477625.4766 | 203.1362 | 525.5163 | 23080.509 | 4.1043
KPCo Retire 2040, with CO2 | 0 | KPCo | KPCo | 2032 | NOx | 406.083 | 0.055826 | 0.14442
KPCo Retire 2040, with CO2 | 0 | KPCo | KPCo | 2032 | SO2 | 1458.9819 | 0.20057 | 0.51889
KPCo Retire 2040, with CO2 | 0 | KPCo | KPCo | 2033 | CO2 | 1347311.0156 | 203.9267 | 420.0492 | 21772.5481 | 3.394
KPCo Retire 2040, with CO2 | 0 | KPCo | KPCo | 2033 | NOx | 369.7265 | 0.055961 | 0.11527
KPCo Retire 2040, with CO2 | 0 | KPCo | KPCo | 2033 | SO2 | 1337.6058 | 0.20246 | 0.41702
KPCo Retire 2040, with CO2 | 0 | KPCo | KPCo | 2034 | CO2 | 1340112.25 | 205.3 | 418.4356 | 22420.0762 | 3.5002
KPCo Retire 2040, with CO2 | 0 | KPCo | KPCo | 2034 | NOx | 368.0046 | 0.056377 | 0.11491
KPCo Retire 2040, with CO2 | 0 | KPCo | KPCo | 2034 | SO2 | 1342.9292 | 0.20573 | 0.41932
KPCo Retire 2040, with CO2 | 0 | KPCo | KPCo | 2035 | CO2 | 1350361.6406 | 205.3 | 420.9109 | 23374.7706 | 3.643
KPCo Retire 2040, with CO2 | 0 | KPCo | KPCo | 2035 | NOx | 370.9026 | 0.05639 | 0.11561
KPCo Retire 2040, with CO2 | 0 | KPCo | KPCo | 2035 | SO2 | 1353.2002 | 0.20573 | 0.4218
KPCo Retire 2040, with CO2 | 0 | KPCo | KPCo | 2036 | CO2 | 1315019.2891 | 205.3 | 398.4172 | 23565.1493 | 3.5698
KPCo Retire 2040, with CO2 | 0 | KPCo | KPCo | 2036 | NOx | 361.3338 | 0.056411 | 0.10947
KPCo Retire 2040, with CO2 | 0 | KPCo | KPCo | 2036 | SO2 | 1317.7835 | 0.20573 | 0.39925
KPCo Retire 2040, with CO2 | 0 | KPCo | KPCo | 2037 | CO2 | 1311904.8047 | 205.3 | 397.9978 | 24335.8314 | 3.6914
KPCo Retire 2040, with CO2 | 0 | KPCo | KPCo | 2037 | NOx | 360.3979 | 0.056399 | 0.10934
KPCo Retire 2040, with CO2 | 0 | KPCo | KPCo | 2037 | SO2 | 1314.6625 | 0.20573 | 0.39883
KPCo Retire 2040, with CO2 | 0 | KPCo | KPCo | 2038 | CO2 | 1288759.7578 | 205.3001 | 382.5607 | 24744.1891 | 3.6726
KPCo Retire 2040, with CO2 | 0 | KPCo | KPCo | 2038 | NOx | 354.2054 | 0.056425 | 0.10514
KPCo Retire 2040, with CO2 | 0 | KPCo | KPCo | 2038 | SO2 | 1291.4687 | 0.20573 | 0.38336
KPCo Retire 2040, with CO2 | 0 | KPCo | KPCo | 2039 | CO2 | 1291475.8438 | 205.3 | 383.6111 | 25661.6312 | 3.8112
KPCo Retire 2040, with CO2 | 0 | KPCo | KPCo | 2039 | NOx | 354.9763 | 0.056429 | 0.10544
KPCo Retire 2040, with CO2 | 0 | KPCo | KPCo | 2039 | SO2 | 1294.1906 | 0.20573 | 0.38442
KPCo Retire 2040, with CO2 | 0 | KPCo | KPCo | 2040 | CO2 | 1287789.8672 | 205.3 | 374.0574 | 26476.9683 | 3.8453
KPCo Retire 2040, with CO2 | 0 | KPCo | KPCo | 2040 | NOx | 353.9128 | 0.056421 | 0.1028
KPCo Retire 2040, with CO2 | 0 | KPCo | KPCo | 2040 | SO2 | 1290.4968 | 0.20573 | 0.37484
KPCo Retire 2040, no CO2 | 0 | KPCo | KPCo | 2021 | CO2 | 4043043.6406 | 200.8155 | 1921.0801
KPCo Retire 2040, no CO2 | 0 | KPCo | KPCo | 2021 | NOx | 2124.3467 | 0.10551 | 1.0094
KPCo Retire 2040, no CO2 | 0 | KPCo | KPCo | 2021 | SO2 | 2264.3113 | 0.11247 | 1.0759
KPCo Retire 2040, no CO2 | 0 | KPCo | KPCo | 2022 | CO2 | 3255950.0625 | 194.6285 | 1880.0207
KPCo Retire 2040, no CO2 | 0 | KPCo | KPCo | 2022 | NOx | 1323.2393 | 0.079098 | 0.76405
KPCo Retire 2040, no CO2 | 0 | KPCo | KPCo | 2022 | SO2 | 2184.8066 | 0.1306 | 1.2615
KPCo Retire 2040, no CO2 | 0 | KPCo | KPCo | 2023 | CO2 | 2502495.7188 | 188.4563 | 1693.4569
KPCo Retire 2040, no CO2 | 0 | KPCo | KPCo | 2023 | NOx | 1302.6149 | 0.098096 | 0.88149
KPCo Retire 2040, no CO2 | 0 | KPCo | KPCo | 2023 | SO2 | 2198.6909 | 0.16558 | 1.4879
KPCo Retire 2040, no CO2 | 0 | KPCo | KPCo | 2024 | CO2 | 2538791.7031 | 188.6776 | 1696.4622
KPCo Retire 2040, no CO2 | 0 | KPCo | KPCo | 2024 | NOx | 1314.1884 | 0.097668 | 0.87816
KPCo Retire 2040, no CO2 | 0 | KPCo | KPCo | 2024 | SO2 | 2235.0632 | 0.16611 | 1.4935
KPCo Retire 2040, no CO2 | 0 | KPCo | KPCo | 2025 | CO2 | 2415698.1953 | 197.9033 | 1742.3961
KPCo Retire 2040, no CO2 | 0 | KPCo | KPCo | 2025 | NOx | 913.5146 | 0.074839 | 0.6589
KPCo Retire 2040, no CO2 | 0 | KPCo | KPCo | 2025 | SO2 | 2296.0159 | 0.1881 | 1.6561
KPCo Retire 2040, no CO2 | 0 | KPCo | KPCo | 2026 | CO2 | 2534513.0156 | 198.2381 | 1750.9293
KPCo Retire 2040, no CO2 | 0 | KPCo | KPCo | 2026 | NOx | 946.2768 | 0.074013 | 0.65372
KPCo Retire 2040, no CO2 | 0 | KPCo | KPCo | 2026 | SO2 | 2415.0806 | 0.1889 | 1.6684
KPCo Retire 2040, no CO2 | 0 | KPCo | KPCo | 2027 | CO2 | 2752717.5703 | 198.7801 | 1765.2694
KPCo Retire 2040, no CO2 | 0 | KPCo | KPCo | 2027 | NOx | 1006.4447 | 0.072678 | 0.64542
KPCo Retire 2040, no CO2 | 0 | KPCo | KPCo | 2027 | SO2 | 2633.7438 | 0.19019 | 1.689
KPCo Retire 2040, no CO2 | 0 | KPCo | KPCo | 2028 | CO2 | 2762712.5 | 198.803 | 1765.7959
KPCo Retire 2040, no CO2 | 0 | KPCo | KPCo | 2028 | NOx | 1009.1983 | 0.072621 | 0.64503
KPCo Retire 2040, no CO2 | 0 | KPCo | KPCo | 2028 | SO2 | 2643.7597 | 0.19024 | 1.6898
KPCo Retire 2040, no CO2 | 0 | KPCo | KPCo | 2029 | CO2 | 2758131.4922 | 198.6494 | 1764.8738
KPCo Retire 2040, no CO2 | 0 | KPCo | KPCo | 2029 | NOx | 1013.5796 | 0.073001 | 0.64857
KPCo Retire 2040, no CO2 | 0 | KPCo | KPCo | 2029 | SO2 | 2636.3336 | 0.18988 | 1.6869
KPCo Retire 2040, no CO2 | 0 | KPCo | KPCo | 2030 | CO2 | 2675793.2969 | 198.4516 | 1759.6232
KPCo Retire 2040, no CO2 | 0 | KPCo | KPCo | 2030 | NOx | 990.8756 | 0.073489 | 0.65161
KPCo Retire 2040, no CO2 | 0 | KPCo | KPCo | 2030 | SO2 | 2553.8223 | 0.18941 | 1.6794
KPCo Retire 2040, no CO2 | 0 | KPCo | KPCo | 2031 | CO2 | 2315451.9297 | 203.7523 | 1152.5171
KPCo Retire 2040, no CO2 | 0 | KPCo | KPCo | 2031 | NOx | 637.0484 | 0.056058 | 0.31709
KPCo Retire 2040, no CO2 | 0 | KPCo | KPCo | 2031 | SO2 | 2296.0159 | 0.20204 | 1.1428
KPCo Retire 2040, no CO2 | 0 | KPCo | KPCo | 2032 | CO2 | 2266933.9219 | 204.0403 | 844.1172
KPCo Retire 2040, no CO2 | 0 | KPCo | KPCo | 2032 | NOx | 623.6442 | 0.056132 | 0.23222
KPCo Retire 2040, no CO2 | 0 | KPCo | KPCo | 2032 | SO2 | 2252.3592 | 0.20273 | 0.83869
KPCo Retire 2040, no CO2 | 0 | KPCo | KPCo | 2033 | CO2 | 2210977.8047 | 204.3475 | 740.832
KPCo Retire 2040, no CO2 | 0 | KPCo | KPCo | 2033 | NOx | 607.1783 | 0.056118 | 0.20345
KPCo Retire 2040, no CO2 | 0 | KPCo | KPCo | 2033 | SO2 | 2201.3841 | 0.20346 | 0.73762
KPCo Retire 2040, no CO2 | 0 | KPCo | KPCo | 2034 | CO2 | 2183738.7734 | 205.3001 | 731.0617
KPCo Retire 2040, no CO2 | 0 | KPCo | KPCo | 2034 | NOx | 599.9449 | 0.056403 | 0.20085
KPCo Retire 2040, no CO2 | 0 | KPCo | KPCo | 2034 | SO2 | 2188.329 | 0.20573 | 0.7326
KPCo Retire 2040, no CO2 | 0 | KPCo | KPCo | 2035 | CO2 | 2355946.5469 | 205.3 | 766.618
KPCo Retire 2040, no CO2 | 0 | KPCo | KPCo | 2035 | NOx | 647.3099 | 0.056407 | 0.21063
KPCo Retire 2040, no CO2 | 0 | KPCo | KPCo | 2035 | SO2 | 2360.8988 | 0.20573 | 0.76823
KPCo Retire 2040, no CO2 | 0 | KPCo | KPCo | 2036 | CO2 | 2285419.2969 | 205.3 | 751.0993
KPCo Retire 2040, no CO2 | 0 | KPCo | KPCo | 2036 | NOx | 627.8952 | 0.056404 | 0.20636
KPCo Retire 2040, no CO2 | 0 | KPCo | KPCo | 2036 | SO2 | 2290.2233 | 0.20573 | 0.75268
KPCo Retire 2040, no CO2 | 0 | KPCo | KPCo | 2037 | CO2 | 2355588.6953 | 205.3 | 765.6234
KPCo Retire 2040, no CO2 | 0 | KPCo | KPCo | 2037 | NOx | 647.1895 | 0.056405 | 0.21035
KPCo Retire 2040, no CO2 | 0 | KPCo | KPCo | 2037 | SO2 | 2360.5403 | 0.20573 | 0.76723
KPCo Retire 2040, no CO2 | 0 | KPCo | KPCo | 2038 | CO2 | 2342473.2578 | 205.3 | 758.6935
KPCo Retire 2040, no CO2 | 0 | KPCo | KPCo | 2038 | NOx | 643.5957 | 0.056406 | 0.20845
KPCo Retire 2040, no CO2 | 0 | KPCo | KPCo | 2038 | SO2 | 2347.3972 | 0.20573 | 0.76029
KPCo Retire 2040, no CO2 | 0 | KPCo | KPCo | 2039 | CO2 | 2348001.875 | 205.3 | 760.9186
KPCo Retire 2040, no CO2 | 0 | KPCo | KPCo | 2039 | NOx | 645.1529 | 0.05641 | 0.20908
KPCo Retire 2040, no CO2 | 0 | KPCo | KPCo | 2039 | SO2 | 2352.9374 | 0.20573 | 0.76252
KPCo Retire 2040, no CO2 | 0 | KPCo | KPCo | 2040 | CO2 | 2367476.4219 | 205.3 | 759.3983
KPCo Retire 2040, no CO2 | 0 | KPCo | KPCo | 2040 | NOx | 649.2702 | 0.056303 | 0.20826
KPCo Retire 2040, no CO2 | 0 | KPCo | KPCo | 2040 | SO2 | 2372.453 | 0.20573 | 0.76099

## Resource Annual
Generation Match | Capacity Match | Project Match | Scenario | RunID | BA | Area | Type | Resource | Year | Units | Capacity (MW) | Firm Capacity (MW) | Availability (%) | Generation (GWh) | Capacity Factor (%) | Energy Required (GWh) | Curtailed (MWh) | Marginal Hours | Unit Hours | Unit Starts | Avg Heat Rate (Btu/kWh) | Heat Required (mmBtu) | Fuel Costs ($000) | Program Costs ($000) | Avg Fuel Cost ($/mmBtu) | Commitment Costs ($000) | Non-Fuel Variable Cost ($000) | Total Energy Cost ($000) | Average Energy Cost ($/MWh) | Fixed Cost ($000) | Total Cost ($000) | Optimized Cost ($000) | Realized Price ($/MWh) | Energy Value ($000) | Ancillary Value ($000) | Capacity Bid ($/kW-yr) | Capacity Value ($000) | Profits ($000) | Externality Costs ($000)
Coal | Coal |  | KPCo Retire 2028, with CO2 | 0 | KPCo | KPCo | Coal:Conventional | Mitchell (WV):1 | 2021 | 1 | 385 | 385 | 45.0349 | 1007.3318 | 29.8681 |  |  |  | 3945.0566 | 0 | 9500.0019 | 9569654.375 | 20884.6328 |  | 2.1824 |  | 1885.99 | 22770.6231 | 22.6049 |  | 22770.6231 | 10196.0498 | 24.7905 | 24972.3058 |  |  | 0 | 2201.6827
Coal | Coal |  | KPCo Retire 2028, with CO2 | 0 | KPCo | KPCo | Coal:Conventional | Mitchell (WV):2 | 2021 | 1 | 395 | 395 | 45.0349 | 1025.819 | 29.6462 |  |  |  | 3945.0566 | 0 | 9499.9976 | 9745277.6562 | 21267.9151 |  | 2.1824 |  | 1978.12 | 23246.0366 | 22.661 |  | 23246.0366 | 10640.2449 | 24.8279 | 25468.9027 |  |  | 0 | 2222.8661
Coal | Coal |  | KPCo Retire 2028, with CO2 | 0 | KPCo | KPCo | Coal:Conventional | Rockport:1 | 2021 | 1 | 197 | 197 | 57.8471 | 973.7049 | 56.4231 |  |  |  | 5067.4099 | 0 | 9500.0021 | 9250198.5625 | 22355.0825 |  | 2.4167 |  | 1062.7 | 23417.7847 | 24.0502 | 7504.5996 | 30922.3843 | 262.0782 | 23.1518 | 22543.0026 |  |  | 0 | -8379.3817
Coal | Coal |  | KPCo Retire 2028, with CO2 | 0 | KPCo | KPCo | Coal:Conventional | Rockport:2 | 2021 | 1 | 195 | 195 | 57.8471 | 970.5914 | 56.8195 |  |  |  | 5067.4099 | 0 | 9500.0023 | 9220620.625 | 22283.599 |  | 2.4167 |  | 1055.32 | 23338.9229 | 24.0461 | 7428.4116 | 30767.3345 | 30767.3351 | 23.1348 | 22454.3981 |  |  | 0 | -8312.9363
Gas | Gas |  | KPCo Retire 2028, with CO2 | 0 | KPCo | KPCo | Gas/Oil:Steam Turbine | Big Sandy:1 (Gas) | 2021 | 1 | 295 | 295 | 86.6032 | 190.8368 | 7.3848 |  |  |  | 646.9044 | 26.9543 | 10650.0011 | 2092412.25 | 4819.5229 |  | 2.3033 | 91.368 | 285.91 | 5196.8027 | 27.2317 | 15519.3882 | 20716.1909 | 5196.7529 | 34.474 | 6578.9077 |  |  | 0 | -14137.2832
Coal | Coal |  | KPCo Retire 2028, with CO2 | 0 | KPCo | KPCo | Coal:Conventional | Mitchell (WV):1 | 2022 | 1 | 385 | 385 | 45.0349 | 1046.4954 | 31.0293 |  |  |  | 3945.057 | 0 | 9500.0014 | 9941708.2188 | 22470.7199 |  | 2.2602 |  | 1998.83 | 24469.5523 | 23.3824 |  | 24469.5523 | 11462.0525 | 25.9882 | 27196.5842 |  |  | 0 | 2727.0319
Coal | Coal |  | KPCo Retire 2028, with CO2 | 0 | KPCo | KPCo | Coal:Conventional | Mitchell (WV):2 | 2022 | 1 | 395 | 395 | 45.0349 | 983.9701 | 28.4368 |  |  |  | 3945.057 | 0 | 9499.9991 | 9347715.0312 | 21128.1559 |  | 2.2602 |  | 1936.67 | 23064.8265 | 23.4406 |  | 23064.8265 | 10025.4635 | 26.2481 | 25827.3309 |  |  | 0 | 2762.5045
Coal | Coal |  | KPCo Retire 2028, with CO2 | 0 | KPCo | KPCo | Coal:Conventional | Rockport:1 | 2022 | 1 | 197 | 197 | 57.8471 | 973.3189 | 56.4007 |  |  |  | 5067.4101 | 0 | 9500.0048 | 9246534.3438 | 23339.3018 |  | 2.5241 |  | 1080.87 | 24420.1725 | 25.0896 | 7669.7 | 32089.8724 | 263.7225 | 24.2234 | 23577.1357 |  |  | 0 | -8512.7367
Gas | Gas |  | KPCo Retire 2028, with CO2 | 0 | KPCo | KPCo | Gas/Oil:Steam Turbine | Big Sandy:1 (Gas) | 2022 | 1 | 295 | 295 | 86.6032 | 377.3364 | 14.6017 |  |  |  | 1279.1065 | 53.2961 | 10649.9992 | 4137269.75 | 9777.7466 |  | 2.3633 | 184.6339 | 575.21 | 10537.5945 | 27.9263 | 15860.814 | 26398.4084 | 10537.4971 | 32.8845 | 12408.5322 |  |  | 0 | -13989.8762
Coal | Coal |  | KPCo Retire 2028, with CO2 | 0 | KPCo | KPCo | Coal:Conventional | Mitchell (WV):1 | 2023 | 1 | 385 | 385 | 45.0349 | 1134.3034 | 33.6329 |  |  |  | 3945.0572 | 0 | 9499.9989 | 10775881.1875 | 25104.6682 |  | 2.3297 |  | 2219.45 | 27324.1202 | 24.0889 |  | 27324.1202 | 13923.9517 | 27.2628 | 30924.3173 |  |  | 106944.4418 | 110544.6389
Coal | Coal |  | KPCo Retire 2028, with CO2 | 0 | KPCo | KPCo | Coal:Conventional | Mitchell (WV):2 | 2023 | 1 | 395 | 395 | 45.0349 | 1115.6298 | 32.2418 |  |  |  | 3945.0572 | 0 | 9499.9981 | 10598481.125 | 24691.3739 |  | 2.3297 |  | 2248.93 | 26940.3058 | 24.1481 |  | 26940.3058 | 13507.5126 | 27.4185 | 30588.8839 |  |  | 109722.2195 | 113370.7977
Gas | Gas |  | KPCo Retire 2028, with CO2 | 0 | KPCo | KPCo | Gas/Oil:Steam Turbine | Big Sandy:1 (Gas) | 2023 | 1 | 295 | 295 | 86.6032 | 472.7548 | 18.294 |  |  |  | 1602.5587 | 66.7733 | 10649.9996 | 5183475.875 | 12531.0498 |  | 2.4175 | 236.412 | 738.93 | 13506.3889 | 28.5695 | 16209.7515 | 29716.1404 | 13506.2661 | 34.4713 | 16296.4827 |  |  | 81944.4424 | 68524.7847
Wind | Onshore Wind | New Wind | KPCo Retire 2028, with CO2 | 0 | KPCo | KPCo | Renewable:Wind | W23 | 2023 | 2 | 200 | 20 | 36.6431 | 641.9874 | 36.6431 |  |  |  | 16848 | 582 | [6 empty] | 29051.69 | 29051.6864 | 45.2527 |  | 29051.6864 | 29051.6864 | 24.7066 | 15861.3447 |  |  | 5555.5554 | -7634.7863
Coal | Coal |  | KPCo Retire 2028, with CO2 | 0 | KPCo | KPCo | Coal:Conventional | Mitchell (WV):1 | 2024 | 1 | 385 | 385 | 45.0413 | 1131.8152 | 33.4674 |  |  |  | 3956.4277 | 0 | 9499.9987 | 10752243.25 | 25776.8552 |  | 2.3973 |  | 2266.63 | 28043.4889 | 24.7774 |  | 28043.4889 | 14220.6246 | 28.9478 | 32763.522 |  |  | 0 | 4720.0331
Coal | Coal |  | KPCo Retire 2028, with CO2 | 0 | KPCo | KPCo | Coal:Conventional | Mitchell (WV):2 | 2024 | 1 | 395 | 395 | 45.0413 | 1155.3382 | 33.2981 |  |  |  | 3956.4277 | 0 | 9499.9994 | 10975712.125 | 26312.5859 |  | 2.3973 |  | 2383.04 | 28695.6211 | 24.8374 |  | 28695.6211 | 14839.2651 | 28.9836 | 33485.8608 |  |  | 0 | 4790.2397
Gas | Gas |  | KPCo Retire 2028, with CO2 | 0 | KPCo | KPCo | Gas/Oil:Steam Turbine | Big Sandy:1 (Gas) | 2024 | 1 | 295 | 295 | 86.6176 | 472.7548 | 18.2441 |  |  |  | 1602.5587 | 66.7733 | 10649.9988 | 5183475.75 | 13122.8342 |  | 2.5317 | 241.6131 | 756.19 | 14120.6418 | 29.8688 | 16566.3647 | 30687.0066 | 14120.5159 | 37.2581 | 17613.9321 |  |  | 0 | -13073.0745
Wind | Onshore Wind | New Wind | KPCo Retire 2028, with CO2 | 0 | KPCo | KPCo | Renewable:Wind | W23 | 2024 | 2 | 200 | 20 | 36.8055 | 646.599 | 36.8055 |  |  |  | 16882 | 596 | [6 empty] | 29904.1 | 29904.1013 | 46.2483 |  | 29904.1013 | 29904.1013 | 25.8946 | 16743.4035 |  |  | 0 | -13160.6978
Coal | Coal |  | KPCo Retire 2028, with CO2 | 0 | KPCo | KPCo | Coal:Conventional | Mitchell (WV):1 | 2025 | 1 | 385 | 385 | 45.0349 | 1221.0742 | 36.2057 |  |  |  | 3945.0564 | 0 | 9499.9977 | 11600201.625 | 28430.4734 |  | 2.4509 |  | 2501.28 | 30931.7513 | 25.3316 |  | 30931.7513 | 16840.9942 | 29.8498 | 36448.8354 |  |  | 0 | 5517.0841
Coal | Coal |  | KPCo Retire 2028, with CO2 | 0 | KPCo | KPCo | Coal:Conventional | Mitchell (WV):2 | 2025 | 1 | 395 | 395 | 45.0349 | 1248.3209 | 36.0766 |  |  |  | 3945.0564 | 0 | 9500.0018 | 11859050.5312 | 29064.8658 |  | 2.4509 |  | 2633.7 | 31698.5698 | 25.393 |  | 31698.5698 | 17573.668 | 29.8752 | 37293.8827 |  |  | 0 | 5595.3129
Gas | Gas |  | KPCo Retire 2028, with CO2 | 0 | KPCo | KPCo | Gas/Oil:Steam Turbine | Big Sandy:1 (Gas) | 2025 | 1 | 295 | 295 | 86.6032 | 286.2552 | 11.0771 |  |  |  | 970.3566 | 40.4315 | 10649.9991 | 3138618.375 | 8976.4478 |  | 2.86 | 149.5164 | 469.63 | 9595.5969 | 33.5211 | 16930.8237 | 26526.4207 | 9595.5229 | 41.6545 | 11923.8169 |  |  | 0 | -14602.6038
Wind | Onshore Wind | New Wind | KPCo Retire 2028, with CO2 | 0 | KPCo | KPCo | Renewable:Wind | W23 | 2025 | 2 | 200 | 20 | 36.7421 | 643.7221 | 36.7421 |  |  |  | 16880 | 598 | [6 empty] | 30426.01 | 30426.0095 | 47.2658 |  | 30426.0095 | 30426.0095 | 27.2622 | 17549.3082 |  |  | 0 | -12876.7014
Wind | Onshore Wind | New Wind | KPCo Retire 2028, with CO2 | 0 | KPCo | KPCo | Renewable:Wind | W25 | 2025 | 2 | 200 | 24 | 36.7421 | 643.7221 | 36.7421 |  |  |  | 16880 | 598 | [6 empty] | 28780.73 | 28780.7328 | 44.7099 |  | 28780.7328 | 28780.7328 | 27.2622 | 17549.3082 |  |  | 0 | -11231.4246
Coal | Coal |  | KPCo Retire 2028, with CO2 | 0 | KPCo | KPCo | Coal:Conventional | Mitchell (WV):1 | 2026 | 1 | 385 | 385 | 45.0349 | 1222.0397 | 36.2344 |  |  |  | 3945.0567 | 0 | 9499.998 | 11609374.875 | 29229.9747 |  | 2.5178 |  | 2557.94 | 31787.917 | 26.0122 |  | 31787.917 | 17318.5791 | 30.6505 | 37456.1874 |  |  | 0 | 5668.2704
Coal | Coal |  | KPCo Retire 2028, with CO2 | 0 | KPCo | KPCo | Coal:Conventional | Mitchell (WV):2 | 2026 | 1 | 395 | 395 | 45.0349 | 1249.3262 | 36.1056 |  |  |  | 3945.0567 | 0 | 9500.0026 | 11868602.1562 | 29882.644 |  | 2.5178 |  | 2693.41 | 32576.0499 | 26.0749 |  | 32576.0499 | 18071.8261 | 30.6735 | 38321.2025 |  |  | 0 | 5745.1526
Gas | Gas |  | KPCo Retire 2028, with CO2 | 0 | KPCo | KPCo | Gas/Oil:Steam Turbine | Big Sandy:1 (Gas) | 2026 | 1 | 295 | 295 | 86.6032 | 190.8368 | 7.3848 |  |  |  | 646.9044 | 26.9544 | 10649.9982 | 2092412.25 | 6657.3582 |  | 3.1817 | 101.8705 | 319.63 | 7078.8599 | 37.0938 | 17303.2998 | 24382.1597 | 7078.8101 | 44.3329 | 8460.3433 |  |  | 0 | -15921.8164
Solar | Utility Solar | New Solar | KPCo Retire 2028, with CO2 | 0 | KPCo | KPCo | Renewable:Solar PV | S26 | 2026 | 20 | 400 | 196 | 26.5806 | 931.3845 | 26.5806 |  |  |  | 84940 | 7300 | [6 empty] | 27149.06 | 27149.0564 | 29.1491 |  | 27149.0564 | 27149.0575 | 30.5181 | 28424.1316 |  |  | 0 | 1275.0752
Wind | Onshore Wind | New Wind | KPCo Retire 2028, with CO2 | 0 | KPCo | KPCo | Renewable:Wind | W23 | 2026 | 2 | 200 | 20 | 36.7648 | 644.1189 | 36.7648 |  |  |  | 16924 | 554 | [6 empty] | 31114.55 | 31114.5464 | 48.3056 |  | 31114.5464 | 31114.5464 | 28.3504 | 18261.0005 |  |  | 0 | -12853.5459
Wind | Onshore Wind | New Wind | KPCo Retire 2028, with CO2 | 0 | KPCo | KPCo | Renewable:Wind | W25 | 2026 | 2 | 200 | 24 | 36.7648 | 644.1189 | 36.7648 |  |  |  | 16924 | 554 | [6 empty] | 29432.04 | 29432.0366 | 45.6935 |  | 29432.0366 | 29432.0366 | 28.3504 | 18261.0005 |  |  | 0 | -11171.0361
Coal | Coal |  | KPCo Retire 2028, with CO2 | 0 | KPCo | KPCo | Coal:Conventional | Mitchell (WV):1 | 2027 | 1 | 385 | 385 | 45.0349 | 1291.7717 | 38.302 |  |  |  | 3945.0566 | 0 | 9500.0024 | 12271834.5625 | 31718.4161 |  | 2.5847 |  | 2762.92 | 34481.3318 | 26.6931 |  | 34481.3318 | 19633.2843 | 31.6092 | 40831.8486 |  |  | 0 | 6350.5168
Coal | Coal |  | KPCo Retire 2028, with CO2 | 0 | KPCo | KPCo | Coal:Conventional | Mitchell (WV):2 | 2027 | 1 | 395 | 395 | 45.0349 | 1321.9165 | 38.2035 |  |  |  | 3945.0566 | 0 | 9499.9978 | 12558203.7188 | 32458.5896 |  | 2.5847 |  | 2912.1 | 35370.6915 | 26.7571 |  | 35370.6915 | 20487.0009 | 31.6265 | 41807.5476 |  |  | 0 | 6436.8561
Gas | Gas |  | KPCo Retire 2028, with CO2 | 0 | KPCo | KPCo | Gas/Oil:Steam Turbine | Big Sandy:1 (Gas) | 2027 | 1 | 295 | 295 | 86.6032 | 190.8368 | 7.3848 |  |  |  | 646.9044 | 26.9543 | 10650.0011 | 2092412.25 | 7101.9946 |  | 3.3942 | 104.1116 | 326.62 | 7532.7214 | 39.4721 | 17683.9731 | 25216.6946 | 7532.6719 | 45.064 | 8599.8706 |  |  | 0 | -16616.824
Solar | Utility Solar | New Solar | KPCo Retire 2028, with CO2 | 0 | KPCo | KPCo | Renewable:Solar PV | S26 | 2027 | 20 | 400 | 196 | 26.574 | 931.1547 | 26.574 |  |  |  | 84760 | 7300 | [6 empty] | 27739.49 | 27739.4867 | 29.7904 |  | 27739.4867 | 27739.4868 | 31.5342 | 29363.2203 |  |  | 0 | 1623.7336
Solar | Utility Solar | New Solar | KPCo Retire 2028, with CO2 | 0 | KPCo | KPCo | Renewable:Solar PV | S27 | 2027 | 25 | 500 | 200 | 26.574 | 1163.9434 | 26.574 |  |  |  | 105950 | 9125 | [6 empty] | 32759.31 | 32759.3116 | 28.1451 |  | 32759.3116 | 32759.3108 | 31.5342 | 36704.0259 |  |  | 0 | 3944.7142
Wind | Onshore Wind | New Wind | KPCo Retire 2028, with CO2 | 0 | KPCo | KPCo | Renewable:Wind | W23 | 2027 | 2 | 200 | 20 | 36.7056 | 643.0823 | 36.7056 |  |  |  | 16924 | 552 | [6 empty] | 31747.89 | 31747.8906 | 49.3683 |  | 31747.8906 | 31747.8906 | 29.5919 | 19030.0375 |  |  | 0 | -12717.8531
Wind | Onshore Wind | New Wind | KPCo Retire 2028, with CO2 | 0 | KPCo | KPCo | Renewable:Wind | W25 | 2027 | 2 | 200 | 24 | 36.7056 | 643.0823 | 36.7056 |  |  |  | 16924 | 552 | [6 empty] | 30031.14 | 30031.135 | 46.6987 |  | 30031.135 | 30031.135 | 29.5919 | 19030.0375 |  |  | 0 | -11001.0975
Coal | Coal |  | KPCo Retire 2028, with CO2 | 0 | KPCo | KPCo | Coal:Conventional | Mitchell (WV):1 | 2028 | 1 | 385 | 385 | 45.0413 | 1013.2357 | 29.9611 |  | 561.4612 | 109 | 3956.4291 | 0 | 9505.2666 | 9631075.75 | 25364.693 | 13455.2536 | 4.0307 |  | 2213.76 | 41033.7102 | 40.4977 |  | 41033.7102 | 18454.558 | 42.3778 | 42938.6788 |  |  | 0 | 1904.9686
Coal | Coal |  | KPCo Retire 2028, with CO2 | 0 | KPCo | KPCo | Coal:Conventional | Mitchell (WV):2 | 2028 | 1 | 395 | 395 | 45.0413 | 1010.5209 | 29.1243 |  | 561.4612 | 224 | 3956.4291 | 0 | 9505.2761 | 9605280 | 25296.7625 | 13419.2196 | 4.0307 |  | 2273.95 | 40989.9346 | 40.5632 |  | 40989.9346 | 18374.2911 | 42.477 | 42923.8824 |  |  | 0 | 1933.9479
Gas | Gas |  | KPCo Retire 2028, with CO2 | 0 | KPCo | KPCo | Gas/Oil:Steam Turbine | Big Sandy:1 (Gas) | 2028 | 1 | 295 | 295 | 86.6176 | 132.2665 | 5.1043 |  |  | 176 | 448.3609 | 18.6817 | 10677.1763 | 1453817.9375 | 5130.7659 | 1177.2946 | 4.339 | 73.7459 | 231.34 | 6613.1506 | 49.9987 | 18073.0195 | 24686.1702 | 6597.5137 | 57.4175 | 7594.4038 |  |  | 0 | -17091.7664
Solar | Utility Solar | New Solar | KPCo Retire 2028, with CO2 | 0 | KPCo | KPCo | Renewable:Solar PV | S26 | 2028 | 20 | 400 | 196 | 26.5175 | 928.4906 | 26.4256 |  | 3229.1756 |  | 85660 | 7320 | [6 empty] | 28268.64 | 28268.6438 | 30.4458 |  | 28268.6438 | 28366.9603 | 38.2349 | 35500.7578 |  |  | 0 | 7232.114
Solar | Utility Solar | New Solar | KPCo Retire 2028, with CO2 | 0 | KPCo | KPCo | Renewable:Solar PV | S27 | 2028 | 25 | 500 | 200 | 26.5175 | 1160.6132 | 26.4256 |  | 4036.4693 |  | 107075 | 9150 | [6 empty] | 33384.23 | 33384.2267 | 28.7643 |  | 33384.2267 | 33500.3315 | 38.2349 | 44375.9487 |  |  | 0 | 10991.722
Solar | Utility Solar | New Solar | KPCo Retire 2028, with CO2 | 0 | KPCo | KPCo | Renewable:Solar PV | S28 | 2028 | 25 | 500 | 200 | 26.5175 | 1160.6132 | 26.4256 |  | 4036.4693 |  | 107075 | 9150 | [6 empty] | 31455.75 | 31455.7502 | 27.1027 |  | 31455.7502 | 31565.1487 | 38.2349 | 44375.9487 |  |  | 0 | 12920.1985
Wind | Onshore Wind | New Wind | KPCo Retire 2028, with CO2 | 0 | KPCo | KPCo | Renewable:Wind | W23 | 2028 | 2 | 200 | 20 | 36.781 | 645.4636 | 36.7409 |  | 705.2686 |  | 16984 | 538 | [6 empty] | 32566.49 | 32566.4946 | 50.4544 |  | 32566.4946 | 32602.0786 | 38.7367 | 25003.1489 |  |  | 0 | -7563.3457
Wind | Onshore Wind | New Wind | KPCo Retire 2028, with CO2 | 0 | KPCo | KPCo | Renewable:Wind | W25 | 2028 | 2 | 200 | 24 | 36.781 | 645.4636 | 36.7409 |  | 705.2686 |  | 16984 | 538 | [6 empty] | 30805.47 | 30805.4685 | 47.7261 |  | 30805.4685 | 30839.1287 | 38.7367 | 25003.1489 |  |  | 0 | -5802.3196
Gas | Gas |  | KPCo Retire 2028, with CO2 | 0 | KPCo | KPCo | Gas/Oil:Steam Turbine | Big Sandy:1 (Gas) | 2029 | 1 | 295 | 295 | 86.6032 | 155.363 | 6.012 |  |  | 158 | 526.6541 | 21.9439 | 10667.2883 | 1706148.6875 | 6071.0454 | 1429.3431 | 4.3961 | 88.5292 | 277.66 | 7866.5752 | 50.6335 | 18470.6235 | 26337.1987 | 7854.7251 | 55.7628 | 8663.469 |  |  | 0 | -17673.7297
Solar | Utility Solar | New Solar | KPCo Retire 2028, with CO2 | 0 | KPCo | KPCo | Renewable:Solar PV | S26 | 2029 | 20 | 400 | 196 | 26.5565 | 907.1252 | 25.8883 |  | 23413.6819 |  | 85000 | 7300 | [6 empty] | 28225.76 | 28225.7566 | 31.1156 |  | 28225.7566 | 28954.2863 | 25.4941 | 23126.3096 |  |  | 0 | -5099.447
Solar | Utility Solar | New Solar | KPCo Retire 2028, with CO2 | 0 | KPCo | KPCo | Renewable:Solar PV | S27 | 2029 | 25 | 500 | 200 | 26.5565 | 1133.9065 | 25.8883 |  | 29267.1028 |  | 106250 | 9125 | [6 empty] | 33333.58 | 33333.5756 | 29.3971 |  | 33333.5756 | 34193.9441 | 25.4941 | 28907.8864 |  |  | 0 | -4425.6892
Solar | Utility Solar | New Solar | KPCo Retire 2028, with CO2 | 0 | KPCo | KPCo | Renewable:Solar PV | S28 | 2029 | 25 | 500 | 200 | 26.5565 | 1133.9065 | 25.8883 |  | 29267.1028 |  | 106250 | 9125 | [6 empty] | 31408.03 | 31408.028 | 27.699 |  | 31408.028 | 32218.6953 | 25.4941 | 28907.8864 |  |  | 0 | -2500.1416
Solar | Utility Solar | New Solar | KPCo Retire 2028, with CO2 | 0 | KPCo | KPCo | Renewable:Solar PV | S29 | 2029 | 20 | 400 | 160 | 26.5565 | 907.1252 | 25.8883 |  | 23413.6819 |  | 85000 | 7300 | [6 empty] | 23604.1 | 23604.0966 | 26.0208 |  | 23604.0966 | 24213.3383 | 25.4941 | 23126.3096 |  |  | 0 | -477.787
Wind | Onshore Wind | New Wind | KPCo Retire 2028, with CO2 | 0 | KPCo | KPCo | Renewable:Wind | W23 | 2029 | 2 | 200 | 20 | 36.6335 | 638.304 | 36.4329 |  | 3515.1377 |  | 16846 | 582 | [6 empty] | 32913.78 | 32913.7772 | 51.5644 |  | 32913.7772 | 33095.0322 | 36.922 | 23567.4888 |  |  | 0 | -9346.2885
Wind | Onshore Wind | New Wind | KPCo Retire 2028, with CO2 | 0 | KPCo | KPCo | Renewable:Wind | W25 | 2029 | 2 | 200 | 24 | 36.6335 | 638.304 | 36.4329 |  | 3515.1377 |  | 16846 | 582 | [6 empty] | 31133.97 | 31133.9679 | 48.7761 |  | 31133.9679 | 31305.4222 | 36.922 | 23567.4888 |  |  | 0 | -7566.4791
Gas | Gas |  | KPCo Retire 2028, with CO2 | 0 | KPCo | KPCo | Gas/Oil:Steam Turbine | Big Sandy:1 (Gas) | 2030 | 1 | 295 | 295 | 86.6032 | 154.4568 | 5.977 |  |  | 180 | 523.5823 | 21.8159 | 10669.8603 | 1696594.75 | 5878.699 | 1471.813 | 4.3325 | 89.9491 | 282.04 | 7722.4973 | 49.9978 | 18876.9785 | 26599.4758 | 7709.1631 | 55.8243 | 8622.4438 |  |  | 0 | -17977.032
Solar | Utility Solar | New Solar | KPCo Retire 2028, with CO2 | 0 | KPCo | KPCo | Renewable:Solar PV | S26 | 2030 | 20 | 400 | 196 | 26.5765 | 907.2518 | 25.8919 |  | 23988.4476 |  | 85000 | 7300 | [6 empty] | 28850.75 | 28850.7463 | 31.8002 |  | 28850.7463 | 29613.5822 | 26.4507 | 23997.4133 |  |  | 0 | -4853.3331
Solar | Utility Solar | New Solar | KPCo Retire 2028, with CO2 | 0 | KPCo | KPCo | Renewable:Solar PV | S27 | 2030 | 25 | 500 | 200 | 26.5765 | 1134.0648 | 25.8919 |  | 29985.5594 |  | 106250 | 9125 | [6 empty] | 34071.67 | 34071.6661 | 30.0438 |  | 34071.6661 | 34972.5497 | 26.4507 | 29996.7664 |  |  | 0 | -4074.8998
Solar | Utility Solar | New Solar | KPCo Retire 2028, with CO2 | 0 | KPCo | KPCo | Renewable:Solar PV | S28 | 2030 | 25 | 500 | 200 | 26.5765 | 1134.0648 | 25.8919 |  | 29985.5594 |  | 106250 | 9125 | [6 empty] | 32103.48 | 32103.4812 | 28.3083 |  | 32103.4812 | 32952.323 | 26.4507 | 29996.7664 |  |  | 0 | -2106.7148
Solar | Utility Solar | New Solar | KPCo Retire 2028, with CO2 | 0 | KPCo | KPCo | Renewable:Solar PV | S29 | 2030 | 20 | 400 | 160 | 26.5765 | 907.2518 | 25.8919 |  | 23988.4476 |  | 85000 | 7300 | [6 empty] | 24126.75 | 24126.752 | 26.5932 |  | 24126.752 | 24764.6821 | 26.4507 | 23997.4133 |  |  | 0 | -129.3387
Wind | Onshore Wind | New Wind | KPCo Retire 2028, with CO2 | 0 | KPCo | KPCo | Renewable:Wind | W23 | 2030 | 2 | 200 | 20 | 36.7306 | 639.6183 | 36.5079 |  | 3902.6154 |  | 16836 | 594 | [6 empty] | 33707.14 | 33707.1403 | 52.6988 |  | 33707.1403 | 33912.8032 | 37.0415 | 23692.4344 |  |  | 0 | -10014.7058
Wind | Onshore Wind | New Wind | KPCo Retire 2028, with CO2 | 0 | KPCo | KPCo | Renewable:Wind | W25 | 2030 | 2 | 200 | 24 | 36.7306 | 639.6183 | 36.5079 |  | 3902.6154 |  | 16836 | 594 | [6 empty] | 31884.43 | 31884.4349 | 49.8492 |  | 31884.4349 | 32078.9775 | 37.0415 | 23692.4344 |  |  | 0 | -8192.0005
Solar | Utility Solar | New Solar | KPCo Retire 2028, with CO2 | 0 | KPCo | KPCo | Renewable:Solar PV | S26 | 2031 | 20 | 400 | 196 | 26.5391 | 861.7114 | 24.5922 |  | 68220.0539 |  | 85000 | 7300 | [6 empty] | 28005.41 | 28005.407 | 32.4998 |  | 28005.407 | 30222.5427 | 16.793 | 14470.6921 |  |  | 10888.8892 | -2645.8257
Solar | Utility Solar | New Solar | KPCo Retire 2028, with CO2 | 0 | KPCo | KPCo | Renewable:Solar PV | S27 | 2031 | 25 | 500 | 200 | 26.5391 | 1077.1392 | 24.5922 |  | 85275.0706 |  | 106250 | 9125 | [6 empty] | 33073.35 | 33073.3531 | 30.7048 |  | 33073.3531 | 35691.7063 | 16.793 | 18088.3659 |  |  | 11111.1115 | -3873.8758
Solar | Utility Solar | New Solar | KPCo Retire 2028, with CO2 | 0 | KPCo | KPCo | Renewable:Solar PV | S28 | 2031 | 25 | 500 | 200 | 26.5391 | 1077.1392 | 24.5922 |  | 85275.0706 |  | 106250 | 9125 | [6 empty] | 31162.84 | 31162.8369 | 28.9311 |  | 31162.8369 | 33629.9397 | 16.793 | 18088.3659 |  |  | 11111.1115 | -1963.3595
Solar | Utility Solar | New Solar | KPCo Retire 2028, with CO2 | 0 | KPCo | KPCo | Renewable:Solar PV | S29 | 2031 | 20 | 400 | 160 | 26.5391 | 861.7114 | 24.5922 |  | 68220.0539 |  | 85000 | 7300 | [6 empty] | 23419.83 | 23419.8293 | 27.1783 |  | 23419.8293 | 25273.9318 | 16.793 | 14470.6921 |  |  | 8888.8892 | -60.2481
Solar | Utility Solar | New Solar | KPCo Retire 2028, with CO2 | 0 | KPCo | KPCo | Renewable:Solar PV | S31 | 2031 | 12 | 240 | 64.8 | 26.5391 | 517.0268 | 24.5922 |  | 40932.0312 |  | 51000 | 4380 | [6 empty] | 12985.55 | 12985.5524 | 25.1158 |  | 12985.5524 | 14013.5944 | 16.793 | 8682.4152 |  |  | 3600.0003 | -703.1369
Wind | Onshore Wind | New Wind | KPCo Retire 2028, with CO2 | 0 | KPCo | KPCo | Renewable:Wind | W23 | 2031 | 2 | 200 | 20 | 36.7421 | 634.7827 | 36.2319 |  | 8939.3722 |  | 16880 | 598 | [6 empty] | 34188.25 | 34188.2549 | 53.8582 |  | 34188.2549 | 34669.7133 | 35.8265 | 22742.0687 |  |  | 1111.1111 | -10335.075
Wind | Onshore Wind | New Wind | KPCo Retire 2028, with CO2 | 0 | KPCo | KPCo | Renewable:Wind | W25 | 2031 | 2 | 200 | 24 | 36.7421 | 634.7827 | 36.2319 |  | 8939.3722 |  | 16880 | 598 | [6 empty] | 32339.54 | 32339.5364 | 50.9458 |  | 32339.5364 | 32794.9617 | 35.8265 | 22742.0687 |  |  | 1333.3334 | -8264.1343
Capacity Only PPA | Capacity Only PPA |  | KPCo Retire 2028, with CO2 | 0 | KPCo | KPCo | Other:Other | PPA_31 | 2031 | 1 | 50 | 50 | 0 | [16 empty] | 4224.0417 | 4224.0417 | 4224.0417 |  |  |  |  | 2777.7779 | -1446.2639
Gas | Gas |  | KPCo Retire 2028, with CO2 | 0 | KPCo | KPCo | Gas/Oil:Combustion Turbine | KPCo CT | 2031 | 1 | 125 | 125 | 87.4576 | 52.7605 | 4.8183 |  |  | 88 | 422.0837 | 105.5209 | 9899.9993 | 522329.0625 | 1819.4459 | 468.9758 | 4.3812 | 129.0224 | 321.51 | 2738.9524 | 51.9129 | 1184.8913 | 3923.8437 | 3923.793 | 56.6268 | 2987.6609 |  |  | 6944.4447 | 6008.2618
Solar | Utility Solar | New Solar | KPCo Retire 2028, with CO2 | 0 | KPCo | KPCo | Renewable:Solar PV | S26 | 2032 | 20 | 400 | 196 | 26.5651 | 864.7011 | 24.6101 |  | 68689.3326 |  | 84980 | 7320 | [6 empty] | 28720.83 | 28720.8297 | 33.2147 |  | 28720.8297 | 31002.3312 | 16.9333 | 14642.2308 |  |  | 0 | -14078.5989
Solar | Utility Solar | New Solar | KPCo Retire 2028, with CO2 | 0 | KPCo | KPCo | Renewable:Solar PV | S27 | 2032 | 25 | 500 | 200 | 26.5651 | 1080.8764 | 24.6101 |  | 85861.6618 |  | 106225 | 9150 | [6 empty] | 33918.24 | 33918.2416 | 31.3803 |  | 33918.2416 | 36612.608 | 16.9333 | 18302.7878 |  |  | 0 | -15615.4538
Solar | Utility Solar | New Solar | KPCo Retire 2028, with CO2 | 0 | KPCo | KPCo | Renewable:Solar PV | S28 | 2032 | 25 | 500 | 200 | 26.5651 | 1080.8764 | 24.6101 |  | 85861.6618 |  | 106225 | 9150 | [6 empty] | 31958.92 | 31958.9188 | 29.5676 |  | 31958.9188 | 34497.6444 | 16.9333 | 18302.7878 |  |  | 0 | -13656.131
Solar | Utility Solar | New Solar | KPCo Retire 2028, with CO2 | 0 | KPCo | KPCo | Renewable:Solar PV | S29 | 2032 | 20 | 400 | 160 | 26.5651 | 864.7011 | 24.6101 |  | 68689.3326 |  | 84980 | 7320 | [6 empty] | 24018.11 | 24018.1089 | 27.7762 |  | 24018.1089 | 25926.0386 | 16.9333 | 14642.2308 |  |  | 0 | -9375.8781
Solar | Utility Solar | New Solar | KPCo Retire 2028, with CO2 | 0 | KPCo | KPCo | Renewable:Solar PV | S31 | 2032 | 12 | 240 | 64.8 | 26.5651 | 518.8207 | 24.6101 |  | 41213.5968 |  | 50988 | 4392 | [6 empty] | 13317.28 | 13317.2796 | 25.6684 |  | 13317.2796 | 14375.1649 | 16.9333 | 8785.3385 |  |  | 0 | -4531.9411
Wind | Onshore Wind | New Wind | KPCo Retire 2028, with CO2 | 0 | KPCo | KPCo | Renewable:Wind | W23 | 2032 | 2 | 200 | 20 | 36.8146 | 638.1296 | 36.3234 |  | 8628.6737 |  | 16970 | 554 | [6 empty] | 35124.62 | 35124.616 | 55.0431 |  | 35124.616 | 35599.5659 | 35.7628 | 22821.2788 |  |  | 0 | -12303.3372
Wind | Onshore Wind | New Wind | KPCo Retire 2028, with CO2 | 0 | KPCo | KPCo | Renewable:Wind | W25 | 2032 | 2 | 200 | 24 | 36.8146 | 638.1296 | 36.3234 |  | 8628.6737 |  | 16970 | 554 | [6 empty] | 33225.26 | 33225.26 | 52.0666 |  | 33225.26 | 33674.5267 | 35.7628 | 22821.2788 |  |  | 0 | -10403.9812
Capacity Only PPA | Capacity Only PPA |  | KPCo Retire 2028, with CO2 | 0 | KPCo | KPCo | Other:Other | PPA_32 | 2032 | 1 | 50 | 50 | 0 | [16 empty] | 4307.2621 | 4307.2621 | 4307.2621 |  |  |  |  | 0 | -4307.2621
Gas | Gas |  | KPCo Retire 2028, with CO2 | 0 | KPCo | KPCo | Gas/Oil:Combustion Turbine | KPCo CT | 2032 | 1 | 125 | 125 | 87.4693 | 27.1768 | 2.4751 |  |  | 66 | 217.4141 | 54.3535 | 9899.9985 | 269049.8438 | 964.7679 | 250.0522 | 4.5152 | 67.9212 | 169.25 | 1451.9924 | 53.4277 | 1210.959 | 2662.9515 | 2662.9254 | 57.6444 | 1566.5879 |  |  | 0 | -1096.3636
Solar | Utility Solar | New Solar | KPCo Retire 2028, with CO2 | 0 | KPCo | KPCo | Renewable:Solar PV | S26 | 2033 | 20 | 400 | 196 | 26.5343 | 861.5965 | 24.5889 |  | 68165.5362 |  | 85240 | 7300 | [6 empty] | 29247.3 | 29247.3048 | 33.9455 |  | 29247.3048 | 31561.2159 | 18.0595 | 15559.9887 |  |  | 0 | -13687.3161
Solar | Utility Solar | New Solar | KPCo Retire 2028, with CO2 | 0 | KPCo | KPCo | Renewable:Solar PV | S27 | 2033 | 25 | 500 | 200 | 26.5343 | 1076.9958 | 24.5889 |  | 85206.9221 |  | 106550 | 9125 | [6 empty] | 34539.99 | 34539.9852 | 32.0707 |  | 34539.9852 | 37272.6271 | 18.0595 | 19449.9879 |  |  | 0 | -15089.9974
Solar | Utility Solar | New Solar | KPCo Retire 2028, with CO2 | 0 | KPCo | KPCo | Renewable:Solar PV | S28 | 2033 | 25 | 500 | 200 | 26.5343 | 1076.9958 | 24.5889 |  | 85206.9221 |  | 106550 | 9125 | [6 empty] | 32544.75 | 32544.7466 | 30.2181 |  | 32544.7466 | 35119.536 | 18.0595 | 19449.9879 |  |  | 0 | -13094.7587
Solar | Utility Solar | New Solar | KPCo Retire 2028, with CO2 | 0 | KPCo | KPCo | Renewable:Solar PV | S29 | 2033 | 20 | 400 | 160 | 26.5343 | 861.5965 | 24.5889 |  | 68165.5362 |  | 85240 | 7300 | [6 empty] | 24458.38 | 24458.3768 | 28.3873 |  | 24458.3768 | 26393.4102 | 18.0595 | 15559.9887 |  |  | 0 | -8898.3881
Solar | Utility Solar | New Solar | KPCo Retire 2028, with CO2 | 0 | KPCo | KPCo | Renewable:Solar PV | S31 | 2033 | 12 | 240 | 64.8 | 26.5343 | 516.958 | 24.5889 |  | 40899.3208 |  | 51144 | 4380 | [6 empty] | 13561.39 | 13561.3942 | 26.2331 |  | 13561.3942 | 14634.3088 | 18.0595 | 9335.9939 |  |  | 0 | -4225.4003
Wind | Onshore Wind | New Wind | KPCo Retire 2028, with CO2 | 0 | KPCo | KPCo | Renewable:Wind | W23 | 2033 | 2 | 200 | 20 | 36.6965 | 634.4568 | 36.2133 |  | 8465.6992 |  | 16940 | 534 | [6 empty] | 35690.75 | 35690.7517 | 56.254 |  | 35690.7517 | 36166.9818 | 36.837 | 23371.4581 |  |  | 0 | -12319.2936
Wind | Onshore Wind | New Wind | KPCo Retire 2028, with CO2 | 0 | KPCo | KPCo | Renewable:Wind | W25 | 2033 | 2 | 200 | 24 | 36.6965 | 634.4568 | 36.2133 |  | 8465.6992 |  | 16940 | 534 | [6 empty] | 33760.78 | 33760.7781 | 53.2121 |  | 33760.7781 | 34211.2544 | 36.837 | 23371.4581 |  |  | 0 | -10389.3199
Capacity Only PPA | Capacity Only PPA |  | KPCo Retire 2028, with CO2 | 0 | KPCo | KPCo | Other:Other | PPA_33 | 2033 | 1 | 50 | 50 | 0 | [16 empty] | 4391.0706 | 4391.0706 | 4391.0706 |  |  |  |  | 0 | -4391.0706
Gas | Gas |  | KPCo Retire 2028, with CO2 | 0 | KPCo | KPCo | Gas/Oil:Combustion Turbine | KPCo CT | 2033 | 1 | 125 | 125 | 87.4576 | 26.0839 | 2.3821 |  |  | 42 | 208.6709 | 52.1677 | 9899.996 | 258230.4531 | 969.2251 | 248.2937 | 4.7149 | 66.6239 | 166.02 | 1450.1615 | 55.596 | 1237.6001 | 2687.7616 | 2687.7369 | 62.186 | 1622.0542 |  |  | 0 | -1065.7074
Solar | Utility Solar | New Solar | KPCo Retire 2028, with CO2 | 0 | KPCo | KPCo | Renewable:Solar PV | S26 | 2034 | 20 | 400 | 196 | 26.5727 | 863.014 | 24.6294 |  | 68092.355 |  | 85880 | 7300 | [6 empty] | 29939.92 | 29939.9169 | 34.6923 |  | 29939.9169 | 32302.1963 | 17.9011 | 15448.9089 |  |  | 0 | -14491.0079
Solar | Utility Solar | New Solar | KPCo Retire 2028, with CO2 | 0 | KPCo | KPCo | Renewable:Solar PV | S27 | 2034 | 25 | 500 | 200 | 26.5727 | 1078.7676 | 24.6294 |  | 85115.4429 |  | 107350 | 9125 | [6 empty] | 35357.94 | 35357.9358 | 32.7762 |  | 35357.9358 | 38147.6998 | 17.9011 | 19311.1363 |  |  | 0 | -16046.7995
Solar | Utility Solar | New Solar | KPCo Retire 2028, with CO2 | 0 | KPCo | KPCo | Renewable:Solar PV | S28 | 2034 | 25 | 500 | 200 | 26.5727 | 1078.7676 | 24.6294 |  | 85115.4429 |  | 107350 | 9125 | [6 empty] | 33315.45 | 33315.4486 | 30.8829 |  | 33315.4486 | 35944.0602 | 17.9011 | 19311.1363 |  |  | 0 | -14004.3123
Solar | Utility Solar | New Solar | KPCo Retire 2028, with CO2 | 0 | KPCo | KPCo | Renewable:Solar PV | S29 | 2034 | 20 | 400 | 160 | 26.5727 | 863.014 | 24.6294 |  | 68092.355 |  | 85880 | 7300 | [6 empty] | 25037.58 | 25037.5824 | 29.0118 |  | 25037.5824 | 27013.0634 | 17.9011 | 15448.9089 |  |  | 0 | -9588.6735
Solar | Utility Solar | New Solar | KPCo Retire 2028, with CO2 | 0 | KPCo | KPCo | Renewable:Solar PV | S31 | 2034 | 12 | 240 | 64.8 | 26.5727 | 517.8084 | 24.6294 |  | 40855.4112 |  | 51528 | 4380 | [6 empty] | 13882.55 | 13882.5458 | 26.8102 |  | 13882.5458 | 14977.886 | 17.9011 | 9269.3453 |  |  | 0 | -4613.2005
Wind | Onshore Wind | New Wind | KPCo Retire 2028, with CO2 | 0 | KPCo | KPCo | Renewable:Wind | W23 | 2034 | 2 | 200 | 20 | 36.7403 | 635.1761 | 36.2543 |  | 8513.2897 |  | 16938 | 536 | [6 empty] | 36517.3 | 36517.298 | 57.4916 |  | 36517.298 | 37006.7396 | 37.3673 | 23734.8313 |  |  | 0 | -12782.4667
Wind | Onshore Wind | New Wind | KPCo Retire 2028, with CO2 | 0 | KPCo | KPCo | Renewable:Wind | W25 | 2034 | 2 | 200 | 24 | 36.7403 | 635.1761 | 36.2543 |  | 8513.2897 |  | 16938 | 536 | [6 empty] | 34542.63 | 34542.6306 | 54.3828 |  | 34542.6306 | 35005.6069 | 37.3673 | 23734.8313 |  |  | 0 | -10807.7993
Capacity Only PPA | Capacity Only PPA |  | KPCo Retire 2028, with CO2 | 0 | KPCo | KPCo | Other:Other | PPA_34 | 2034 | 1 | 50 | 50 | 0 | [16 empty] | 4476.3889 | 4476.3889 | 4476.3889 |  |  |  |  | 0 | -4476.3889
Gas | Gas |  | KPCo Retire 2028, with CO2 | 0 | KPCo | KPCo | Gas/Oil:Combustion Turbine | KPCo CT | 2034 | 1 | 125 | 125 | 87.4577 | [16 empty] | 1264.8271 | 1264.8271 | 1264.8271 |  |  |  |  | 0 | -1264.8271
Solar | Utility Solar | New Solar | KPCo Retire 2028, with CO2 | 0 | KPCo | KPCo | Renewable:Solar PV | S26 | 2035 | 20 | 400 | 196 | 26.5541 | 842.3761 | 24.0404 |  | 88078.4284 |  | 85860 | 7300 | [6 empty] | 29866.87 | 29866.8689 | 35.4555 |  | 29866.8689 | 32989.7347 | 14.4337 | 12158.5742 |  |  | 21777.7784 | 4069.4837
Solar | Utility Solar | New Solar | KPCo Retire 2028, with CO2 | 0 | KPCo | KPCo | Renewable:Solar PV | S27 | 2035 | 25 | 500 | 200 | 26.5541 | 1052.9702 | 24.0404 |  | 110098.0359 |  | 107325 | 9125 | [6 empty] | 35271.67 | 35271.6687 | 33.4973 |  | 35271.6687 | 38959.6565 | 14.4337 | 15198.2176 |  |  | 22222.2229 | 2148.7718
Solar | Utility Solar | New Solar | KPCo Retire 2028, with CO2 | 0 | KPCo | KPCo | Renewable:Solar PV | S28 | 2035 | 25 | 500 | 200 | 26.5541 | 1052.9702 | 24.0404 |  | 110098.0359 |  | 107325 | 9125 | [6 empty] | 33234.17 | 33234.1656 | 31.5623 |  | 33234.1656 | 36709.1122 | 14.4337 | 15198.2176 |  |  | 22222.2229 | 4186.2748
Solar | Utility Solar | New Solar | KPCo Retire 2028, with CO2 | 0 | KPCo | KPCo | Renewable:Solar PV | S29 | 2035 | 20 | 400 | 160 | 26.5541 | 842.3761 | 24.0404 |  | 88078.4284 |  | 85860 | 7300 | [6 empty] | 24976.49 | 24976.4929 | 29.65 |  | 24976.4929 | 27588.0238 | 14.4337 | 12158.5742 |  |  | 17777.7783 | 4959.8596
Solar | Utility Solar | New Solar | KPCo Retire 2028, with CO2 | 0 | KPCo | KPCo | Renewable:Solar PV | S31 | 2035 | 12 | 240 | 64.8 | 26.5541 | 505.4257 | 24.0404 |  | 52847.0554 |  | 51516 | 4380 | [6 empty] | 13848.67 | 13848.6737 | 27.4 |  | 13848.6737 | 15296.6827 | 14.4337 | 7295.1448 |  |  | 7200.0006 | 646.4717
Solar | Utility Solar | New Solar | KPCo Retire 2028, with CO2 | 0 | KPCo | KPCo | Renewable:Solar PV | S35 | 2035 | 5 | 100 | 27 | 26.5541 | 210.594 | 24.0404 |  | 22019.6071 |  | 21465 | 1825 | [6 empty] | 5473.06 | 5473.0629 | 25.9887 |  | 5473.0629 | 6045.3237 | 14.4337 | 3039.6435 |  |  | 3000.0003 | 566.581
Wind | Onshore Wind | New Wind | KPCo Retire 2028, with CO2 | 0 | KPCo | KPCo | Renewable:Wind | W23 | 2035 | 2 | 200 | 20 | 36.7428 | 633.4315 | 36.1548 |  | 10302.847 |  | 16938 | 536 | [6 empty] | 37218.17 | 37218.1715 | 58.7564 |  | 37218.1715 | 37823.53 | 37.5953 | 23814.0223 |  |  | 2222.2223 | -11181.9269
Wind | Onshore Wind | New Wind | KPCo Retire 2028, with CO2 | 0 | KPCo | KPCo | Renewable:Wind | W25 | 2035 | 2 | 200 | 24 | 36.7428 | 633.4315 | 36.1548 |  | 10302.847 |  | 16938 | 536 | [6 empty] | 35205.61 | 35205.6077 | 55.5792 |  | 35205.6077 | 35778.2322 | 37.5953 | 23814.0223 |  |  | 2666.6667 | -8724.9186
Gas | Gas |  | KPCo Retire 2028, with CO2 | 0 | KPCo | KPCo | Gas/Oil:Combustion Turbine | KPCo CT | 2035 | 1 | 125 | 125 | 87.4577 | [16 empty] | 1292.6534 | 1292.6534 | 1292.6534 |  |  |  |  | 13888.8893 | 12596.2359
Solar | Utility Solar | New Solar | KPCo Retire 2028, with CO2 | 0 | KPCo | KPCo | Renewable:Solar PV | S26 | 2036 | 20 | 400 | 196 | 26.5286 | 841.6718 | 23.9547 |  | 90435.4895 |  | 85220 | 7320 | [6 empty] | 30498.41 | 30498.4135 | 36.2355 |  | 30498.4135 | 33775.3877 | 13.1493 | 11067.3675 |  |  | 21777.7784 | 2346.7325
Solar | Utility Solar | New Solar | KPCo Retire 2028, with CO2 | 0 | KPCo | KPCo | Renewable:Solar PV | S27 | 2036 | 25 | 500 | 200 | 26.5286 | 1052.0897 | 23.9547 |  | 113044.3616 |  | 106525 | 9150 | [6 empty] | 36017.5 | 36017.5015 | 34.2342 |  | 36017.5015 | 39887.4886 | 13.1493 | 13834.2097 |  |  | 22222.2229 | 38.9311
Solar | Utility Solar | New Solar | KPCo Retire 2028, with CO2 | 0 | KPCo | KPCo | Renewable:Solar PV | S28 | 2036 | 25 | 500 | 200 | 26.5286 | 1052.0897 | 23.9547 |  | 113044.3616 |  | 106525 | 9150 | [6 empty] | 33936.91 | 33936.9111 | 32.2567 |  | 33936.9111 | 37583.3462 | 13.1493 | 13834.2097 |  |  | 22222.2229 | 2119.5214
Solar | Utility Solar | New Solar | KPCo Retire 2028, with CO2 | 0 | KPCo | KPCo | Renewable:Solar PV | S29 | 2036 | 20 | 400 | 160 | 26.5286 | 841.6718 | 23.9547 |  | 90435.4895 |  | 85220 | 7320 | [6 empty] | 25504.63 | 25504.6301 | 30.3023 |  | 25504.6301 | 28245.0382 | 13.1493 | 11067.3675 |  |  | 17777.7783 | 3340.5157
Solar | Utility Solar | New Solar | KPCo Retire 2028, with CO2 | 0 | KPCo | KPCo | Renewable:Solar PV | S31 | 2036 | 12 | 240 | 64.8 | 26.5286 | 505.0031 | 23.9547 |  | 54261.2924 |  | 51132 | 4392 | [6 empty] | 14141.51 | 14141.5077 | 28.0028 |  | 14141.5077 | 15660.9774 | 13.1493 | 6640.4205 |  |  | 7200.0006 | -301.0866
Solar | Utility Solar | New Solar | KPCo Retire 2028, with CO2 | 0 | KPCo | KPCo | Renewable:Solar PV | S35 | 2036 | 5 | 100 | 27 | 26.5286 | 210.4179 | 23.9547 |  | 22608.8724 |  | 21305 | 1830 | [6 empty] | 5588.79 | 5588.7929 | 26.5604 |  | 5588.7929 | 6189.295 | 13.1493 | 2766.8419 |  |  | 3000.0003 | 178.0493
Wind | Onshore Wind | New Wind | KPCo Retire 2028, with CO2 | 0 | KPCo | KPCo | Renewable:Wind | W23 | 2036 | 2 | 200 | 20 | 36.7079 | 633.4902 | 36.0593 |  | 11394.7322 |  | 16926 | 600 | [6 empty] | 38040.49 | 38040.4946 | 60.0491 |  | 38040.4946 | 38724.7371 | 37.9885 | 24065.3661 |  |  | 2222.2223 | -11752.9062
Wind | Onshore Wind | New Wind | KPCo Retire 2028, with CO2 | 0 | KPCo | KPCo | Renewable:Wind | W25 | 2036 | 2 | 200 | 24 | 36.7079 | 633.4902 | 36.0593 |  | 11394.7322 |  | 16926 | 600 | [6 empty] | 35983.47 | 35983.4677 | 56.8019 |  | 35983.4677 | 36630.7103 | 37.9885 | 24065.3661 |  |  | 2666.6667 | -9251.4348
Gas | Gas |  | KPCo Retire 2028, with CO2 | 0 | KPCo | KPCo | Gas/Oil:Combustion Turbine | KPCo CT | 2036 | 1 | 125 | 125 | 87.4693 | [16 empty] | 1321.0916 | 1321.0916 | 1321.0916 |  |  |  |  | 13888.8893 | 12567.7977
Solar | Utility Solar | New Solar | KPCo Retire 2028, with CO2 | 0 | KPCo | KPCo | Renewable:Solar PV | S26 | 2037 | 20 | 400 | 196 | 26.5806 | 841.26 | 24.0086 |  | 90124.5222 |  | 84940 | 7300 | [6 empty] | 31154.13 | 31154.1296 | 37.0327 |  | 31154.1296 | 34491.6842 | 14.1729 | 11923.1029 |  |  | 21777.7784 | 2546.7517
Solar | Utility Solar | New Solar | KPCo Retire 2028, with CO2 | 0 | KPCo | KPCo | Renewable:Solar PV | S27 | 2037 | 25 | 500 | 200 | 26.5806 | 1051.575 | 24.0086 |  | 112655.6564 |  | 106175 | 9125 | [6 empty] | 36791.87 | 36791.8749 | 34.9874 |  | 36791.8749 | 40733.4031 | 14.1729 | 14903.8788 |  |  | 22222.2229 | 334.2268
Solar | Utility Solar | New Solar | KPCo Retire 2028, with CO2 | 0 | KPCo | KPCo | Renewable:Solar PV | S28 | 2037 | 25 | 500 | 200 | 26.5806 | 1051.575 | 24.0086 |  | 112655.6564 |  | 106175 | 9125 | [6 empty] | 34666.55 | 34666.5538 | 32.9663 |  | 34666.5538 | 38380.3962 | 14.1729 | 14903.8788 |  |  | 22222.2229 | 2459.5479
Solar | Utility Solar | New Solar | KPCo Retire 2028, with CO2 | 0 | KPCo | KPCo | Renewable:Solar PV | S29 | 2037 | 20 | 400 | 160 | 26.5806 | 841.26 | 24.0086 |  | 90124.5222 |  | 84940 | 7300 | [6 empty] | 26052.98 | 26052.981 | 30.969 |  | 26052.981 | 28844.0474 | 14.1729 | 11923.1029 |  |  | 17777.7783 | 3647.9003
Solar | Utility Solar | New Solar | KPCo Retire 2028, with CO2 | 0 | KPCo | KPCo | Renewable:Solar PV | S31 | 2037 | 12 | 240 | 64.8 | 26.5806 | 504.756 | 24.0086 |  | 54074.7144 |  | 50964 | 4380 | [6 empty] | 14445.55 | 14445.5508 | 28.6189 |  | 14445.5508 | 15993.1074 | 14.1729 | 7153.8617 |  |  | 7200.0006 | -91.6885
Solar | Utility Solar | New Solar | KPCo Retire 2028, with CO2 | 0 | KPCo | KPCo | Renewable:Solar PV | S35 | 2037 | 5 | 100 | 27 | 26.5806 | 210.315 | 24.0086 |  | 22531.1306 |  | 21235 | 1825 | [6 empty] | 5708.95 | 5708.9519 | 27.1448 |  | 5708.9519 | 6320.5544 | 14.1729 | 2980.7757 |  |  | 3000.0003 | 271.8241
Wind | Onshore Wind | New Wind | KPCo Retire 2028, with CO2 | 0 | KPCo | KPCo | Renewable:Wind | W23 | 2037 | 2 | 200 | 20 | 36.7648 | 632.7406 | 36.1153 |  | 11378.3153 |  | 16924 | 554 | [6 empty] | 38831.37 | 38831.3744 | 61.3701 |  | 38831.3744 | 39529.6636 | 39.4579 | 24966.613 |  |  | 2222.2223 | -11642.5391
Wind | Onshore Wind | New Wind | KPCo Retire 2028, with CO2 | 0 | KPCo | KPCo | Renewable:Wind | W25 | 2037 | 2 | 200 | 24 | 36.7648 | 632.7406 | 36.1153 |  | 11378.3153 |  | 16924 | 554 | [6 empty] | 36731.58 | 36731.5829 | 58.0516 |  | 36731.5829 | 37392.1123 | 39.4579 | 24966.613 |  |  | 2666.6667 | -9098.3031
Gas | Gas |  | KPCo Retire 2028, with CO2 | 0 | KPCo | KPCo | Gas/Oil:Combustion Turbine | KPCo CT | 2037 | 1 | 125 | 125 | 87.4576 | [16 empty] | 1350.1556 | 1350.1556 | 1350.1556 |  |  |  |  | 13888.8893 | 12538.7337
Solar | Utility Solar | New Solar | KPCo Retire 2028, with CO2 | 0 | KPCo | KPCo | Renewable:Solar PV | S26 | 2038 | 20 | 400 | 196 | 26.574 | 842.0155 | 24.0301 |  | 89139.1922 |  | 84760 | 7300 | [6 empty] | 31868.11 | 31868.1091 | 37.8474 |  | 31868.1091 | 35241.7977 | 16.9739 | 14292.2635 |  |  | 21777.7784 | 4201.9329
Solar | Utility Solar | New Solar | KPCo Retire 2028, with CO2 | 0 | KPCo | KPCo | Renewable:Solar PV | S27 | 2038 | 25 | 500 | 200 | 26.574 | 1052.5193 | 24.0301 |  | 111423.9887 |  | 105950 | 9125 | [6 empty] | 37635.06 | 37635.0621 | 35.7571 |  | 37635.0621 | 41619.2632 | 16.9739 | 17865.329 |  |  | 22222.2229 | 2452.4898
Solar | Utility Solar | New Solar | KPCo Retire 2028, with CO2 | 0 | KPCo | KPCo | Renewable:Solar PV | S28 | 2038 | 25 | 500 | 200 | 26.574 | 1052.5193 | 24.0301 |  | 111423.9887 |  | 105950 | 9125 | [6 empty] | 35461.03 | 35461.0326 | 33.6916 |  | 35461.0326 | 39215.0818 | 16.9739 | 17865.329 |  |  | 22222.2229 | 4626.5193
Solar | Utility Solar | New Solar | KPCo Retire 2028, with CO2 | 0 | KPCo | KPCo | Renewable:Solar PV | S29 | 2038 | 20 | 400 | 160 | 26.574 | 842.0155 | 24.0301 |  | 89139.1922 |  | 84760 | 7300 | [6 empty] | 26650.06 | 26650.0552 | 31.6503 |  | 26650.0552 | 29471.339 | 16.9739 | 14292.2635 |  |  | 17777.7783 | 5419.9867
Solar | Utility Solar | New Solar | KPCo Retire 2028, with CO2 | 0 | KPCo | KPCo | Renewable:Solar PV | S31 | 2038 | 12 | 240 | 64.8 | 26.574 | 505.2093 | 24.0301 |  | 53483.5135 |  | 50856 | 4380 | [6 empty] | 14776.61 | 14776.6096 | 29.2485 |  | 14776.6096 | 16340.9213 | 16.9739 | 8575.3579 |  |  | 7200.0006 | 998.7489
Solar | Utility Solar | New Solar | KPCo Retire 2028, with CO2 | 0 | KPCo | KPCo | Renewable:Solar PV | S35 | 2038 | 5 | 100 | 27 | 26.574 | 210.5039 | 24.0301 |  | 22284.7981 |  | 21190 | 1825 | [6 empty] | 5839.79 | 5839.7876 | 27.7419 |  | 5839.7876 | 6458.0114 | 16.9739 | 3573.0659 |  |  | 3000.0003 | 733.2786
Wind | Onshore Wind | New Wind | KPCo Retire 2028, with CO2 | 0 | KPCo | KPCo | Renewable:Wind | W23 | 2038 | 2 | 200 | 20 | 36.7056 | 632.3312 | 36.092 |  | 10751.0454 |  | 16924 | 552 | [6 empty] | 39660 | 39659.9957 | 62.7203 |  | 39659.9957 | 40334.3051 | 41.3928 | 26173.9755 |  |  | 2222.2223 | -11263.798
Wind | Onshore Wind | New Wind | KPCo Retire 2028, with CO2 | 0 | KPCo | KPCo | Renewable:Wind | W25 | 2038 | 2 | 200 | 24 | 36.7056 | 632.3312 | 36.092 |  | 10751.0454 |  | 16924 | 552 | [6 empty] | 37515.39 | 37515.3917 | 59.3287 |  | 37515.3917 | 38153.2374 | 41.3928 | 26173.9755 |  |  | 2666.6667 | -8674.7495
Gas | Gas |  | KPCo Retire 2028, with CO2 | 0 | KPCo | KPCo | Gas/Oil:Combustion Turbine | KPCo CT | 2038 | 1 | 125 | 125 | 87.4576 | [16 empty] | 1379.859 | 1379.859 | 1379.859 |  |  |  |  | 13888.8893 | 12509.0303
Solar | Utility Solar | New Solar | KPCo Retire 2028, with CO2 | 0 | KPCo | KPCo | Renewable:Solar PV | S26 | 2039 | 20 | 400 | 196 | 26.5343 | 840.5341 | 23.9878 |  | 89227.9842 |  | 85240 | 7300 | [6 empty] | 32511.91 | 32511.9097 | 38.6801 |  | 32511.9097 | 35963.2513 | 17.2866 | 14529.9645 |  |  | 21777.7784 | 3795.8333
Solar | Utility Solar | New Solar | KPCo Retire 2028, with CO2 | 0 | KPCo | KPCo | Renewable:Solar PV | S27 | 2039 | 25 | 500 | 200 | 26.5343 | 1050.6677 | 23.9878 |  | 111534.9783 |  | 106550 | 9125 | [6 empty] | 38395.37 | 38395.3654 | 36.5438 |  | 38395.3654 | 42471.272 | 17.2866 | 18162.455 |  |  | 22222.2229 | 1989.3126
Solar | Utility Solar | New Solar | KPCo Retire 2028, with CO2 | 0 | KPCo | KPCo | Renewable:Solar PV | S28 | 2039 | 25 | 500 | 200 | 26.5343 | 1050.6677 | 23.9878 |  | 111534.9783 |  | 106550 | 9125 | [6 empty] | 36177.42 | 36177.4176 | 34.4328 |  | 36177.4176 | 40017.88 | 17.2866 | 18162.455 |  |  | 22222.2229 | 4207.2603
Solar | Utility Solar | New Solar | KPCo Retire 2028, with CO2 | 0 | KPCo | KPCo | Renewable:Solar PV | S29 | 2039 | 20 | 400 | 160 | 26.5343 | 840.5341 | 23.9878 |  | 89227.9842 |  | 85240 | 7300 | [6 empty] | 27188.44 | 27188.4404 | 32.3466 |  | 27188.4404 | 30074.6619 | 17.2866 | 14529.9645 |  |  | 17777.7783 | 5119.3024
Solar | Utility Solar | New Solar | KPCo Retire 2028, with CO2 | 0 | KPCo | KPCo | Renewable:Solar PV | S31 | 2039 | 12 | 240 | 64.8 | 26.5343 | 504.3205 | 23.9878 |  | 53536.7902 |  | 51144 | 4380 | [6 empty] | 15075.13 | 15075.1255 | 29.892 |  | 15075.1255 | 16675.4454 | 17.2866 | 8717.9788 |  |  | 7200.0006 | 842.8538
Solar | Utility Solar | New Solar | KPCo Retire 2028, with CO2 | 0 | KPCo | KPCo | Renewable:Solar PV | S35 | 2039 | 5 | 100 | 27 | 26.5343 | 210.1335 | 23.9878 |  | 22306.9961 |  | 21310 | 1825 | [6 empty] | 5957.76 | 5957.7632 | 28.3523 |  | 5957.7632 | 6590.217 | 17.2866 | 3632.4911 |  |  | 3000.0003 | 674.7283
Wind | Onshore Wind | New Wind | KPCo Retire 2028, with CO2 | 0 | KPCo | KPCo | Renewable:Wind | W23 | 2039 | 2 | 200 | 20 | 36.6965 | 632.1489 | 36.0816 |  | 10773.6016 |  | 16940 | 534 | [6 empty] | 40520.82 | 40520.8232 | 64.1001 |  | 40520.8232 | 41211.411 | 42.1987 | 26675.8334 |  |  | 2222.2223 | -11622.7676
Wind | Onshore Wind | New Wind | KPCo Retire 2028, with CO2 | 0 | KPCo | KPCo | Renewable:Wind | W25 | 2039 | 2 | 200 | 24 | 36.6965 | 632.1489 | 36.0816 |  | 10773.6016 |  | 16940 | 534 | [6 empty] | 38329.67 | 38329.6744 | 60.6339 |  | 38329.6744 | 38982.9194 | 42.1987 | 26675.8334 |  |  | 2666.6667 | -8987.1743
Gas | Gas |  | KPCo Retire 2028, with CO2 | 0 | KPCo | KPCo | Gas/Oil:Combustion Turbine | KPCo CT | 2039 | 1 | 125 | 125 | 87.4576 | [16 empty] | 1410.2159 | 1410.2159 | 1410.2159 |  |  |  |  | 13888.8893 | 12478.6734
Solar | Utility Solar | New Solar | KPCo Retire 2028, with CO2 | 0 | KPCo | KPCo | Renewable:Solar PV | S26 | 2040 | 20 | 400 | 196 | 26.5372 | 842.3043 | 23.9727 |  | 90107.9258 |  | 86060 | 7320 | [6 empty] | 33297.15 | 33297.1456 | 39.531 |  | 33297.1456 | 36859.2063 | 17.802 | 14994.7272 |  |  | 10888.8892 | -7413.5292
Solar | Utility Solar | New Solar | KPCo Retire 2028, with CO2 | 0 | KPCo | KPCo | Renewable:Solar PV | S27 | 2040 | 25 | 500 | 200 | 26.5372 | 1052.8804 | 23.9727 |  | 112634.9077 |  | 107575 | 9150 | [6 empty] | 39322.7 | 39322.7021 | 37.3477 |  | 39322.7021 | 43529.365 | 17.802 | 18743.4088 |  |  | 11111.1115 | -9468.1819
Solar | Utility Solar | New Solar | KPCo Retire 2028, with CO2 | 0 | KPCo | KPCo | Renewable:Solar PV | S28 | 2040 | 25 | 500 | 200 | 26.5372 | 1052.8804 | 23.9727 |  | 112634.9077 |  | 107575 | 9150 | [6 empty] | 37051.19 | 37051.1853 | 35.1903 |  | 37051.1853 | 41014.8445 | 17.802 | 18743.4088 |  |  | 11111.1115 | -7196.6651
Solar | Utility Solar | New Solar | KPCo Retire 2028, with CO2 | 0 | KPCo | KPCo | Renewable:Solar PV | S29 | 2040 | 20 | 400 | 160 | 26.5372 | 842.3043 | 23.9727 |  | 90107.9258 |  | 86060 | 7320 | [6 empty] | 27845.11 | 27845.1052 | 33.0582 |  | 27845.1052 | 30823.9132 | 17.802 | 14994.7272 |  |  | 8888.8892 | -3961.4889
Solar | Utility Solar | New Solar | KPCo Retire 2028, with CO2 | 0 | KPCo | KPCo | Renewable:Solar PV | S31 | 2040 | 12 | 240 | 64.8 | 26.5372 | 505.3826 | 23.9727 |  | 54064.7549 |  | 51636 | 4392 | [6 empty] | 15439.22 | 15439.2244 | 30.5496 |  | 15439.2244 | 17090.8809 | 17.802 | 8996.8361 |  |  | 3600.0003 | -2842.3881
Solar | Utility Solar | New Solar | KPCo Retire 2028, with CO2 | 0 | KPCo | KPCo | Renewable:Solar PV | S35 | 2040 | 5 | 100 | 27 | 26.5372 | 210.5761 | 23.9727 |  | 22526.9815 |  | 21515 | 1830 | [6 empty] | 6101.66 | 6101.6572 | 28.976 |  | 6101.6572 | 6754.3994 | 17.802 | 3748.6818 |  |  | 1500.0002 | -852.9752
Wind | Onshore Wind | New Wind | KPCo Retire 2028, with CO2 | 0 | KPCo | KPCo | Renewable:Wind | W23 | 2040 | 2 | 200 | 20 | 36.8272 | 636.4808 | 36.2296 |  | 10499.8778 |  | 16984 | 538 | [6 empty] | 41696.07 | 41696.0653 | 65.5103 |  | 41696.0653 | 42383.916 | 43.4791 | 27673.6388 |  |  | 1111.1111 | -12911.3154
Wind | Onshore Wind | New Wind | KPCo Retire 2028, with CO2 | 0 | KPCo | KPCo | Renewable:Wind | W25 | 2040 | 2 | 200 | 24 | 36.8272 | 636.4808 | 36.2296 |  | 10499.8778 |  | 16984 | 538 | [6 empty] | 39441.36 | 39441.3617 | 61.9679 |  | 39441.3617 | 40092.0168 | 43.4791 | 27673.6388 |  |  | 1333.3334 | -10434.3895
Gas | Gas |  | KPCo Retire 2028, with CO2 | 0 | KPCo | KPCo | Gas/Oil:Combustion Turbine | KPCo CT | 2040 | 1 | 125 | 125 | 87.4693 | [16 empty] | 1441.2406 | 1441.2406 | 1441.2406 |  |  |  |  | 6944.4447 | 5503.204
Solar | Utility Solar | New Solar | KPCo Retire 2028, with CO2 | 0 | KPCo | KPCo | Renewable:Solar PV | S26 | 2041 | 20 | 400 | 196 | 26.5789 | 836.5415 | 23.8739 |  | 94783.0189 |  | 86020 | 7300 | [6 empty] | 33796.86 | 33796.8639 | 40.4007 |  | 33796.8639 | 37626.1647 | 17.4808 | 14623.3848 |  |  | 10888.8892 | -8284.5899
Solar | Utility Solar | New Solar | KPCo Retire 2028, with CO2 | 0 | KPCo | KPCo | Renewable:Solar PV | S27 | 2041 | 25 | 500 | 200 | 26.5789 | 1045.677 | 23.8739 |  | 118478.7717 |  | 107525 | 9125 | [6 empty] | 39912.85 | 39912.8472 | 38.1694 |  | 39912.8472 | 44435.1123 | 17.4808 | 18279.2318 |  |  | 11111.1115 | -10522.5039
Solar | Utility Solar | New Solar | KPCo Retire 2028, with CO2 | 0 | KPCo | KPCo | Renewable:Solar PV | S28 | 2041 | 25 | 500 | 200 | 26.5789 | 1045.677 | 23.8739 |  | 118478.7717 |  | 107525 | 9125 | [6 empty] | 37607.24 | 37607.2417 | 35.9645 |  | 37607.2417 | 41868.2688 | 17.4808 | 18279.2318 |  |  | 11111.1115 | -8216.8984
Solar | Utility Solar | New Solar | KPCo Retire 2028, with CO2 | 0 | KPCo | KPCo | Renewable:Solar PV | S29 | 2041 | 20 | 400 | 160 | 26.5789 | 836.5415 | 23.8739 |  | 94783.0189 |  | 86020 | 7300 | [6 empty] | 28263 | 28262.9968 | 33.7855 |  | 28262.9968 | 31465.292 | 17.4808 | 14623.3848 |  |  | 8888.8892 | -4750.7229
Solar | Utility Solar | New Solar | KPCo Retire 2028, with CO2 | 0 | KPCo | KPCo | Renewable:Solar PV | S31 | 2041 | 12 | 240 | 64.8 | 26.5789 | 501.9249 | 23.8739 |  | 56869.8111 |  | 51612 | 4380 | [6 empty] | 15670.93 | 15670.9321 | 31.2217 |  | 15670.9321 | 17446.504 | 17.4808 | 8774.0308 |  |  | 3600.0003 | -3296.901
Solar | Utility Solar | New Solar | KPCo Retire 2028, with CO2 | 0 | KPCo | KPCo | Renewable:Solar PV | S35 | 2041 | 5 | 100 | 27 | 26.5789 | 209.1354 | 23.8739 |  | 23695.7547 |  | 21505 | 1825 | [6 empty] | 6193.23 | 6193.2286 | 29.6135 |  | 6193.2286 | 6894.9431 | 17.4808 | 3655.8462 |  |  | 1500.0002 | -1037.3823
Wind | Onshore Wind | New Wind | KPCo Retire 2028, with CO2 | 0 | KPCo | KPCo | Renewable:Wind | W23 | 2041 | 2 | 200 | 20 | 36.6213 | 630.2172 | 35.9713 |  | 11388.5654 |  | 16926 | 550 | [6 empty] | 42194.02 | 42194.0181 | 66.9515 |  | 42194.0181 | 42956.4998 | 43.9521 | 27699.3457 |  |  | 1111.1111 | -13383.5612
Wind | Onshore Wind | New Wind | KPCo Retire 2028, with CO2 | 0 | KPCo | KPCo | Renewable:Wind | W25 | 2041 | 2 | 200 | 24 | 36.6213 | 630.2172 | 35.9713 |  | 11388.5654 |  | 16926 | 550 | [6 empty] | 39912.39 | 39912.3914 | 63.3312 |  | 39912.3914 | 40633.6407 | 43.9521 | 27699.3457 |  |  | 1333.3334 | -10879.7123
Solar | Utility Solar | New Solar | KPCo Retire 2028, with CO2 | 0 | KPCo | KPCo | Renewable:Solar PV | S41 | 2041 | 1 | 20 | 5.4 | 26.5789 | 41.8271 | 23.8739 |  | 4739.1512 |  | 4301 | 365 | [6 empty] | 1141.75 | 1141.7461 | 27.2968 |  | 1141.7461 | 1271.11 | 17.4808 | 731.1692 |  |  | 300 | -110.5769
Gas | Gas |  | KPCo Retire 2028, with CO2 | 0 | KPCo | KPCo | Gas/Oil:Combustion Turbine | KPCo CT | 2041 | 1 | 125 | 125 | 87.4576 | [16 empty] | 1472.9479 | 1472.9479 | 1472.9479 |  |  |  |  | 6944.4447 | 5471.4967
Solar | Utility Solar | New Solar | KPCo Retire 2028, with CO2 | 0 | KPCo | KPCo | Renewable:Solar PV | S26 | 2042 | 20 | 400 | 196 | 26.5391 | 834.4718 | 23.8148 |  | 95459.6096 |  | 85000 | 7300 | [6 empty] | 34454.93 | 34454.9336 | 41.2895 |  | 34454.9336 | 38396.4138 | 15.7389 | 13133.6493 |  |  | 10888.8892 | -10432.3951
Solar | Utility Solar | New Solar | KPCo Retire 2028, with CO2 | 0 | KPCo | KPCo | Renewable:Solar PV | S27 | 2042 | 25 | 500 | 200 | 26.5391 | 1043.0897 | 23.8148 |  | 119324.5151 |  | 106250 | 9125 | [6 empty] | 40690 | 40690.0046 | 39.0091 |  | 40690.0046 | 45344.7483 | 15.7389 | 16417.0624 |  |  | 11111.1115 | -13161.8308
Solar | Utility Solar | New Solar | KPCo Retire 2028, with CO2 | 0 | KPCo | KPCo | Renewable:Solar PV | S28 | 2042 | 25 | 500 | 200 | 26.5391 | 1043.0897 | 23.8148 |  | 119324.5151 |  | 106250 | 9125 | [6 empty] | 38339.5 | 38339.5042 | 36.7557 |  | 38339.5042 | 42725.3599 | 15.7389 | 16417.0624 |  |  | 11111.1115 | -10811.3303
Solar | Utility Solar | New Solar | KPCo Retire 2028, with CO2 | 0 | KPCo | KPCo | Renewable:Solar PV | S29 | 2042 | 20 | 400 | 160 | 26.5391 | 834.4718 | 23.8148 |  | 95459.6096 |  | 85000 | 7300 | [6 empty] | 28813.31 | 28813.3127 | 34.5288 |  | 28813.3127 | 32109.4193 | 15.7389 | 13133.6493 |  |  | 8888.8892 | -6790.7743
Solar | Utility Solar | New Solar | KPCo Retire 2028, with CO2 | 0 | KPCo | KPCo | Renewable:Solar PV | S31 | 2042 | 12 | 240 | 64.8 | 26.5391 | 500.6831 | 23.8148 |  | 57275.7642 |  | 51000 | 4380 | [6 empty] | 15976.07 | 15976.0661 | 31.9085 |  | 15976.0661 | 17803.6522 | 15.7389 | 7880.19 |  |  | 3600.0003 | -4495.8758
Solar | Utility Solar | New Solar | KPCo Retire 2028, with CO2 | 0 | KPCo | KPCo | Renewable:Solar PV | S35 | 2042 | 5 | 100 | 27 | 26.5391 | 208.6179 | 23.8148 |  | 23864.9024 |  | 21250 | 1825 | [6 empty] | 6313.82 | 6313.8189 | 30.265 |  | 6313.8189 | 7036.0902 | 15.7389 | 3283.4123 |  |  | 1500.0002 | -1530.4065
Wind | Onshore Wind | New Wind | KPCo Retire 2028, with CO2 | 0 | KPCo | KPCo | Renewable:Wind | W23 | 2042 | 2 | 200 | 20 | 36.7421 | 631.8189 | 36.0627 |  | 11903.1667 |  | 16880 | 598 | [6 empty] | 43231.88 | 43231.8842 | 68.4245 |  | 43231.8842 | 44046.3499 | 44.7695 | 28286.2289 |  |  | 1111.1111 | -13834.5441
Wind | Onshore Wind | New Wind | KPCo Retire 2028, with CO2 | 0 | KPCo | KPCo | Renewable:Wind | W25 | 2042 | 2 | 200 | 24 | 36.7421 | 631.8189 | 36.0627 |  | 11903.1667 |  | 16880 | 598 | [6 empty] | 40894.13 | 40894.13 | 64.7244 |  | 40894.13 | 41664.5554 | 44.7695 | 28286.2289 |  |  | 1333.3334 | -11274.5677
Solar | Utility Solar | New Solar | KPCo Retire 2028, with CO2 | 0 | KPCo | KPCo | Renewable:Solar PV | S41 | 2042 | 1 | 20 | 5.4 | 26.5391 | 41.7236 | 23.8148 |  | 4772.9804 |  | 4250 | 365 | [6 empty] | 1163.98 | 1163.9775 | 27.8973 |  | 1163.9775 | 1297.131 | 15.7389 | 656.6825 |  |  | 300 | -207.295
Gas | Gas |  | KPCo Retire 2028, with CO2 | 0 | KPCo | KPCo | Gas/Oil:Combustion Turbine | KPCo CT | 2042 | 1 | 125 | 125 | 87.4576 | [16 empty] | 1505.3526 | 1505.3526 | 1505.3526 |  |  |  |  | 6944.4447 | 5439.092
Solar | Utility Solar | New Solar | KPCo Retire 2028, with CO2 | 0 | KPCo | KPCo | Renewable:Solar PV | S26 | 2043 | 20 | 400 | 196 | 26.5806 | 835.2879 | 23.8381 |  | 96096.6132 |  | 84940 | 7300 | [6 empty] | 35247.38 | 35247.3794 | 42.1979 |  | 35247.3794 | 39302.451 | 16.6275 | 13888.7332 |  |  | 10888.8892 | -10469.757
Solar | Utility Solar | New Solar | KPCo Retire 2028, with CO2 | 0 | KPCo | KPCo | Renewable:Solar PV | S27 | 2043 | 25 | 500 | 200 | 26.5806 | 1044.1099 | 23.8381 |  | 120120.7578 |  | 106175 | 9125 | [6 empty] | 41625.86 | 41625.856 | 39.8673 |  | 41625.856 | 46414.7493 | 16.6275 | 17360.9157 |  |  | 11111.1115 | -13153.8288
Solar | Utility Solar | New Solar | KPCo Retire 2028, with CO2 | 0 | KPCo | KPCo | Renewable:Solar PV | S28 | 2043 | 25 | 500 | 200 | 26.5806 | 1044.1099 | 23.8381 |  | 120120.7578 |  | 106175 | 9125 | [6 empty] | 39221.29 | 39221.2943 | 37.5643 |  | 39221.2943 | 43733.5497 | 16.6275 | 17360.9157 |  |  | 11111.1115 | -10749.2672
Solar | Utility Solar | New Solar | KPCo Retire 2028, with CO2 | 0 | KPCo | KPCo | Renewable:Solar PV | S29 | 2043 | 20 | 400 | 160 | 26.5806 | 835.2879 | 23.8381 |  | 96096.6132 |  | 84940 | 7300 | [6 empty] | 29476.01 | 29476.0057 | 35.2884 |  | 29476.0057 | 32867.1035 | 16.6275 | 13888.7332 |  |  | 8888.8892 | -6698.3834
Solar | Utility Solar | New Solar | KPCo Retire 2028, with CO2 | 0 | KPCo | KPCo | Renewable:Solar PV | S31 | 2043 | 12 | 240 | 64.8 | 26.5806 | 501.1728 | 23.8381 |  | 57657.9659 |  | 50964 | 4380 | [6 empty] | 16343.51 | 16343.5071 | 32.6105 |  | 16343.5071 | 18223.7644 | 16.6275 | 8333.2397 |  |  | 3600.0003 | -4410.2671
Solar | Utility Solar | New Solar | KPCo Retire 2028, with CO2 | 0 | KPCo | KPCo | Renewable:Solar PV | S35 | 2043 | 5 | 100 | 27 | 26.5806 | 208.822 | 23.8381 |  | 24024.1533 |  | 21235 | 1825 | [6 empty] | 6459.03 | 6459.034 | 30.9308 |  | 6459.034 | 7202.1205 | 16.6275 | 3472.1833 |  |  | 1500.0002 | -1486.8506
Wind | Onshore Wind | New Wind | KPCo Retire 2028, with CO2 | 0 | KPCo | KPCo | Renewable:Wind | W23 | 2043 | 2 | 200 | 20 | 36.7648 | 632.0961 | 36.0785 |  | 12022.7967 |  | 16924 | 554 | [6 empty] | 44202.36 | 44202.3608 | 69.9298 |  | 44202.3608 | 45043.1111 | 45.8562 | 28985.5164 |  |  | 1111.1111 | -14105.7333
Wind | Onshore Wind | New Wind | KPCo Retire 2028, with CO2 | 0 | KPCo | KPCo | Renewable:Wind | W25 | 2043 | 2 | 200 | 24 | 36.7648 | 632.0961 | 36.0785 |  | 12022.7967 |  | 16924 | 554 | [6 empty] | 41812.13 | 41812.131 | 66.1484 |  | 41812.131 | 42607.4196 | 45.8562 | 28985.5164 |  |  | 1333.3334 | -11493.2812
Solar | Utility Solar | New Solar | KPCo Retire 2028, with CO2 | 0 | KPCo | KPCo | Renewable:Solar PV | S41 | 2043 | 1 | 20 | 5.4 | 26.5806 | 41.7644 | 23.8381 |  | 4804.8306 |  | 4247 | 365 | [6 empty] | 1190.75 | 1190.7484 | 28.5111 |  | 1190.7484 | 1327.7393 | 16.6275 | 694.4366 |  |  | 300 | -196.3117
Gas | Gas |  | KPCo Retire 2028, with CO2 | 0 | KPCo | KPCo | Gas/Oil:Combustion Turbine | KPCo CT | 2043 | 1 | 125 | 125 | 87.4576 | [16 empty] | 1538.4703 | 1538.4703 | 1538.4703 |  |  |  |  | 6944.4447 | 5405.9744
Solar | Utility Solar | New Solar | KPCo Retire 2028, with CO2 | 0 | KPCo | KPCo | Renewable:Solar PV | S26 | 2044 | 20 | 400 | 196 | 26.5189 | 836.8047 | 23.8162 |  | 94963.3476 |  | 85460 | 7320 | [6 empty] | 36088.23 | 36088.2346 | 43.1262 |  | 36088.2346 | 40183.6447 | 18.5222 | 15499.4791 |  |  | 0 | -20588.7556
Solar | Utility Solar | New Solar | KPCo Retire 2028, with CO2 | 0 | KPCo | KPCo | Renewable:Solar PV | S27 | 2044 | 25 | 500 | 200 | 26.5189 | 1046.0059 | 23.8162 |  | 118704.1859 |  | 106825 | 9150 | [6 empty] | 42618.87 | 42618.8735 | 40.7444 |  | 42618.8735 | 47455.4041 | 18.5222 | 19374.3499 |  |  | 0 | -23244.5236
Solar | Utility Solar | New Solar | KPCo Retire 2028, with CO2 | 0 | KPCo | KPCo | Renewable:Solar PV | S28 | 2044 | 25 | 500 | 200 | 26.5189 | 1046.0059 | 23.8162 |  | 118704.1859 |  | 106825 | 9150 | [6 empty] | 40156.95 | 40156.9481 | 38.3907 |  | 40156.9481 | 44714.0894 | 18.5222 | 19374.3499 |  |  | 0 | -20782.5982
Solar | Utility Solar | New Solar | KPCo Retire 2028, with CO2 | 0 | KPCo | KPCo | Renewable:Solar PV | S29 | 2044 | 20 | 400 | 160 | 26.5189 | 836.8047 | 23.8162 |  | 94963.3476 |  | 85460 | 7320 | [6 empty] | 30179.18 | 30179.1772 | 36.0648 |  | 30179.1772 | 33604.0094 | 18.5222 | 15499.4791 |  |  | 0 | -14679.6982
Solar | Utility Solar | New Solar | KPCo Retire 2028, with CO2 | 0 | KPCo | KPCo | Renewable:Solar PV | S31 | 2044 | 12 | 240 | 64.8 | 26.5189 | 502.0828 | 23.8162 |  | 56978.0101 |  | 51276 | 4392 | [6 empty] | 16733.39 | 16733.3945 | 33.328 |  | 16733.3945 | 18632.3549 | 18.5222 | 9299.6874 |  |  | 0 | -7433.7071
Solar | Utility Solar | New Solar | KPCo Retire 2028, with CO2 | 0 | KPCo | KPCo | Renewable:Solar PV | S35 | 2044 | 5 | 100 | 27 | 26.5189 | 209.2012 | 23.8162 |  | 23740.8369 |  | 21365 | 1830 | [6 empty] | 6613.12 | 6613.1196 | 31.6113 |  | 6613.1196 | 7363.5983 | 18.5222 | 3874.8698 |  |  | 0 | -2738.2498
Wind | Onshore Wind | New Wind | KPCo Retire 2028, with CO2 | 0 | KPCo | KPCo | Renewable:Wind | W23 | 2044 | 2 | 200 | 20 | 36.7465 | 634.1625 | 36.0976 |  | 11399.2977 |  | 16986 | 536 | [6 empty] | 45322.5 | 45322.5028 | 71.4683 |  | 45322.5028 | 46137.1896 | 47.6429 | 30213.3372 |  |  | 0 | -15109.1656
Wind | Onshore Wind | New Wind | KPCo Retire 2028, with CO2 | 0 | KPCo | KPCo | Renewable:Wind | W25 | 2044 | 2 | 200 | 24 | 36.7465 | 634.1625 | 36.0976 |  | 11399.2977 |  | 16986 | 536 | [6 empty] | 42871.7 | 42871.6951 | 67.6036 |  | 42871.6951 | 43642.3295 | 47.6429 | 30213.3372 |  |  | 0 | -12658.3579
Solar | Utility Solar | New Solar | KPCo Retire 2028, with CO2 | 0 | KPCo | KPCo | Renewable:Solar PV | S41 | 2044 | 1 | 20 | 5.4 | 26.5189 | 41.8402 | 23.8162 |  | 4748.1674 |  | 4273 | 366 | [6 empty] | 1219.15 | 1219.1547 | 29.1383 |  | 1219.1547 | 1357.5084 | 18.5222 | 774.974 |  |  | 0 | -444.1807
Gas | Gas |  | KPCo Retire 2028, with CO2 | 0 | KPCo | KPCo | Gas/Oil:Combustion Turbine | KPCo CT | 2044 | 1 | 125 | 125 | 87.4693 | [16 empty] | 1572.3166 | 1572.3166 | 1572.3166 |  |  |  |  | 0 | -1572.3166
Solar | Utility Solar | New Solar | KPCo Retire 2028, with CO2 | 0 | KPCo | KPCo | Renewable:Solar PV | S26 | 2045 | 20 | 400 | 196 | 26.5727 | 835.8184 | 23.8533 |  | 95288.0068 |  | 85880 | 7300 | [6 empty] | 36838.7 | 36838.7032 | 44.075 |  | 36838.7032 | 41038.5211 | 18.798 | 15711.7418 |  |  | 0 | -21126.9615
Solar | Utility Solar | New Solar | KPCo Retire 2028, with CO2 | 0 | KPCo | KPCo | Renewable:Solar PV | S27 | 2045 | 25 | 500 | 200 | 26.5727 | 1044.773 | 23.8533 |  | 119110.0063 |  | 107350 | 9125 | [6 empty] | 43505.15 | 43505.1472 | 41.6408 |  | 43505.1472 | 48464.9778 | 18.798 | 19639.6759 |  |  | 0 | -23865.4713
Solar | Utility Solar | New Solar | KPCo Retire 2028, with CO2 | 0 | KPCo | KPCo | Renewable:Solar PV | S28 | 2045 | 25 | 500 | 200 | 26.5727 | 1044.773 | 23.8533 |  | 119110.0063 |  | 107350 | 9125 | [6 empty] | 40992.02 | 40992.0244 | 39.2353 |  | 40992.0244 | 45665.3433 | 18.798 | 19639.6759 |  |  | 0 | -21352.3485
Solar | Utility Solar | New Solar | KPCo Retire 2028, with CO2 | 0 | KPCo | KPCo | Renewable:Solar PV | S29 | 2045 | 20 | 400 | 160 | 26.5727 | 835.8184 | 23.8533 |  | 95288.0068 |  | 85880 | 7300 | [6 empty] | 30806.76 | 30806.7644 | 36.8582 |  | 30806.7644 | 34318.9098 | 18.798 | 15711.7418 |  |  | 0 | -15095.0226
Solar | Utility Solar | New Solar | KPCo Retire 2028, with CO2 | 0 | KPCo | KPCo | Renewable:Solar PV | S31 | 2045 | 12 | 240 | 64.8 | 26.5727 | 501.491 | 23.8533 |  | 57172.8024 |  | 51528 | 4380 | [6 empty] | 17081.37 | 17081.3721 | 34.0612 |  | 17081.3721 | 19028.7436 | 18.798 | 9427.0443 |  |  | 0 | -7654.3278
Solar | Utility Solar | New Solar | KPCo Retire 2028, with CO2 | 0 | KPCo | KPCo | Renewable:Solar PV | S35 | 2045 | 5 | 100 | 27 | 26.5727 | 208.9546 | 23.8533 |  | 23822.0017 |  | 21470 | 1825 | [6 empty] | 6750.64 | 6750.6418 | 32.3067 |  | 6750.6418 | 7520.2529 | 18.798 | 3927.9354 |  |  | 0 | -2822.7064
Wind | Onshore Wind | New Wind | KPCo Retire 2028, with CO2 | 0 | KPCo | KPCo | Renewable:Wind | W23 | 2045 | 2 | 200 | 20 | 36.7403 | 632.3491 | 36.093 |  | 11340.25 |  | 16938 | 536 | [6 empty] | 46187.13 | 46187.1333 | 73.0406 |  | 46187.1333 | 47015.4291 | 49.1269 | 31065.3254 |  |  | 0 | -15121.8079
Wind | Onshore Wind | New Wind | KPCo Retire 2028, with CO2 | 0 | KPCo | KPCo | Renewable:Wind | W25 | 2045 | 2 | 200 | 24 | 36.7403 | 632.3491 | 36.093 |  | 11340.25 |  | 16938 | 536 | [6 empty] | 43689.58 | 43689.5776 | 69.0909 |  | 43689.5776 | 44473.0853 | 49.1269 | 31065.3254 |  |  | 0 | -12624.2522
Solar | Utility Solar | New Solar | KPCo Retire 2028, with CO2 | 0 | KPCo | KPCo | Renewable:Solar PV | S41 | 2045 | 1 | 20 | 5.4 | 26.5727 | 41.7909 | 23.8533 |  | 4764.4002 |  | 4294 | 365 | [6 empty] | 1244.51 | 1244.5074 | 29.7794 |  | 1244.5074 | 1386.3884 | 18.798 | 785.5871 |  |  | 0 | -458.9204
Gas | Gas |  | KPCo Retire 2028, with CO2 | 0 | KPCo | KPCo | Gas/Oil:Combustion Turbine | KPCo CT | 2045 | 1 | 125 | 125 | 87.4577 | [16 empty] | 1606.9074 | 1606.9074 | 1606.9074 |  |  |  |  | 0 | -1606.9074
Solar | Utility Solar | New Solar | KPCo Retire 2028, with CO2 | 0 | KPCo | KPCo | Renewable:Solar PV | S26 | 2046 | 20 | 400 | 196 | 26.5541 | 835.7441 | 23.8511 |  | 94710.3989 |  | 85860 | 7300 | [6 empty] | 37645.8 | 37645.8048 | 45.0447 |  | 37645.8048 | 41912.0045 | 21.1107 | 17643.1415 |  |  | 0 | -20002.6633
Solar | Utility Solar | New Solar | KPCo Retire 2028, with CO2 | 0 | KPCo | KPCo | Renewable:Solar PV | S27 | 2046 | 25 | 500 | 200 | 26.5541 | 1044.6802 | 23.8511 |  | 118387.9968 |  | 107325 | 9125 | [6 empty] | 44458.31 | 44458.3125 | 42.5569 |  | 44458.3125 | 49496.5334 | 21.1107 | 22053.9268 |  |  | 0 | -22404.3857
Solar | Utility Solar | New Solar | KPCo Retire 2028, with CO2 | 0 | KPCo | KPCo | Renewable:Solar PV | S28 | 2046 | 25 | 500 | 200 | 26.5541 | 1044.6802 | 23.8511 |  | 118387.9968 |  | 107325 | 9125 | [6 empty] | 41890.12 | 41890.1245 | 40.0985 |  | 41890.1245 | 46637.3096 | 21.1107 | 22053.9268 |  |  | 0 | -19836.1978
Solar | Utility Solar | New Solar | KPCo Retire 2028, with CO2 | 0 | KPCo | KPCo | Renewable:Solar PV | S29 | 2046 | 20 | 400 | 160 | 26.5541 | 835.7441 | 23.8511 |  | 94710.3989 |  | 85860 | 7300 | [6 empty] | 31481.72 | 31481.7157 | 37.6691 |  | 31481.7157 | 35049.3706 | 21.1107 | 17643.1415 |  |  | 0 | -13838.5742
Solar | Utility Solar | New Solar | KPCo Retire 2028, with CO2 | 0 | KPCo | KPCo | Renewable:Solar PV | S31 | 2046 | 12 | 240 | 64.8 | 26.5541 | 501.4465 | 23.8511 |  | 56826.2376 |  | 51516 | 4380 | [6 empty] | 17455.61 | 17455.611 | 34.8105 |  | 17455.611 | 19433.7632 | 21.1107 | 10585.8841 |  |  | 0 | -6869.7269
Solar | Utility Solar | New Solar | KPCo Retire 2028, with CO2 | 0 | KPCo | KPCo | Renewable:Solar PV | S35 | 2046 | 5 | 100 | 27 | 26.5541 | 208.936 | 23.8511 |  | 23677.5997 |  | 21465 | 1825 | [6 empty] | 6898.54 | 6898.5428 | 33.0175 |  | 6898.5428 | 7680.3176 | 21.1107 | 4410.7854 |  |  | 0 | -2487.7574
Wind | Onshore Wind | New Wind | KPCo Retire 2028, with CO2 | 0 | KPCo | KPCo | Renewable:Wind | W23 | 2046 | 2 | 200 | 20 | 36.7428 | 632.7585 | 36.1164 |  | 10975.8231 |  | 16938 | 536 | [6 empty] | 47233.81 | 47233.8096 | 74.6474 |  | 47233.8096 | 48053.1288 | 50.8693 | 32187.9757 |  |  | 0 | -15045.8339
Wind | Onshore Wind | New Wind | KPCo Retire 2028, with CO2 | 0 | KPCo | KPCo | Renewable:Wind | W25 | 2046 | 2 | 200 | 24 | 36.7428 | 632.7585 | 36.1164 |  | 10975.8231 |  | 16938 | 536 | [6 empty] | 44679.66 | 44679.6554 | 70.6109 |  | 44679.6554 | 45454.667 | 50.8693 | 32187.9757 |  |  | 0 | -12491.6797
Solar | Utility Solar | New Solar | KPCo Retire 2028, with CO2 | 0 | KPCo | KPCo | Renewable:Solar PV | S41 | 2046 | 1 | 20 | 5.4 | 26.5541 | 41.7872 | 23.8511 |  | 4735.52 |  | 4293 | 365 | [6 empty] | 1271.77 | 1271.7737 | 30.4345 |  | 1271.7737 | 1415.897 | 21.1107 | 882.157 |  |  | 0 | -389.6167
Gas | Gas |  | KPCo Retire 2028, with CO2 | 0 | KPCo | KPCo | Gas/Oil:Combustion Turbine | KPCo CT | 2046 | 1 | 125 | 125 | 87.4577 | [16 empty] | 1642.2592 | 1642.2592 | 1642.2592 |  |  |  |  | 0 | -1642.2592
Solar | Utility Solar | New Solar | KPCo Retire 2028, with CO2 | 0 | KPCo | KPCo | Renewable:Solar PV | S26 | 2047 | 20 | 400 | 196 | 26.5789 | 835.2144 | 23.836 |  | 96110.1531 |  | 86020 | 7300 | [6 empty] | 38449.63 | 38449.6289 | 46.0356 |  | 38449.6289 | 42874.1204 | 19.8962 | 16617.556 |  |  | 0 | -21832.0729
Solar | Utility Solar | New Solar | KPCo Retire 2028, with CO2 | 0 | KPCo | KPCo | Renewable:Solar PV | S27 | 2047 | 25 | 500 | 200 | 26.5789 | 1044.0181 | 23.836 |  | 120137.6887 |  | 107525 | 9125 | [6 empty] | 45407.59 | 45407.594 | 43.4931 |  | 45407.594 | 50632.7527 | 19.8962 | 20771.9443 |  |  | 0 | -24635.6497
Solar | Utility Solar | New Solar | KPCo Retire 2028, with CO2 | 0 | KPCo | KPCo | Renewable:Solar PV | S28 | 2047 | 25 | 500 | 200 | 26.5789 | 1044.0181 | 23.836 |  | 120137.6887 |  | 107525 | 9125 | [6 empty] | 42784.57 | 42784.5671 | 40.9807 |  | 42784.5671 | 47707.8938 | 19.8962 | 20771.9443 |  |  | 0 | -22012.6228
Solar | Utility Solar | New Solar | KPCo Retire 2028, with CO2 | 0 | KPCo | KPCo | Renewable:Solar PV | S29 | 2047 | 20 | 400 | 160 | 26.5789 | 835.2144 | 23.836 |  | 96110.1531 |  | 86020 | 7300 | [6 empty] | 32153.92 | 32153.9163 | 38.4978 |  | 32153.9163 | 35853.9468 | 19.8962 | 16617.556 |  |  | 0 | -15536.3602
Solar | Utility Solar | New Solar | KPCo Retire 2028, with CO2 | 0 | KPCo | KPCo | Renewable:Solar PV | S31 | 2047 | 12 | 240 | 64.8 | 26.5789 | 501.1287 | 23.836 |  | 57666.0934 |  | 51612 | 4380 | [6 empty] | 17828.33 | 17828.327 | 35.5763 |  | 17828.327 | 19879.8762 | 19.8962 | 9970.5332 |  |  | 0 | -7857.7939
Solar | Utility Solar | New Solar | KPCo Retire 2028, with CO2 | 0 | KPCo | KPCo | Renewable:Solar PV | S35 | 2047 | 5 | 100 | 27 | 26.5789 | 208.8036 | 23.836 |  | 24027.5383 |  | 21505 | 1825 | [6 empty] | 7045.84 | 7045.8416 | 33.7439 |  | 7045.8416 | 7856.6236 | 19.8962 | 4154.389 |  |  | 0 | -2891.4525
Wind | Onshore Wind | New Wind | KPCo Retire 2028, with CO2 | 0 | KPCo | KPCo | Renewable:Wind | W23 | 2047 | 2 | 200 | 20 | 36.6213 | 630.0628 | 35.9625 |  | 11543.0149 |  | 16926 | 550 | [6 empty] | 48067.3 | 48067.2966 | 76.2897 |  | 48067.2966 | 48947.9099 | 52.189 | 32882.3368 |  |  | 0 | -15184.9598
Wind | Onshore Wind | New Wind | KPCo Retire 2028, with CO2 | 0 | KPCo | KPCo | Renewable:Wind | W25 | 2047 | 2 | 200 | 24 | 36.6213 | 630.0628 | 35.9625 |  | 11543.0149 |  | 16926 | 550 | [6 empty] | 45468.07 | 45468.0743 | 72.1644 |  | 45468.0743 | 46301.0688 | 52.189 | 32882.3368 |  |  | 0 | -12585.7375
Solar | Utility Solar | New Solar | KPCo Retire 2028, with CO2 | 0 | KPCo | KPCo | Renewable:Solar PV | S41 | 2047 | 1 | 20 | 5.4 | 26.5789 | 41.7607 | 23.836 |  | 4805.5075 |  | 4301 | 365 | [6 empty] | 1298.93 | 1298.9288 | 31.1041 |  | 1298.9288 | 1448.3996 | 19.8962 | 830.8778 |  |  | 0 | -468.051
Gas | Gas |  | KPCo Retire 2028, with CO2 | 0 | KPCo | KPCo | Gas/Oil:Combustion Turbine | KPCo CT | 2047 | 1 | 125 | 125 | 87.4576 | [16 empty] | 1678.3889 | 1678.3889 | 1678.3889 |  |  |  |  | 0 | -1678.3889
Solar | Utility Solar | New Solar | KPCo Retire 2028, with CO2 | 0 | KPCo | KPCo | Renewable:Solar PV | S26 | 2048 | 20 | 400 | 196 | 26.5303 | 836.0085 | 23.7935 |  | 96158.6793 |  | 85840 | 7320 | [6 empty] | 39332.88 | 39332.8789 | 47.0484 |  | 39332.8789 | 43856.9927 | 19.1134 | 15978.9854 |  |  | 0 | -23353.8936
Solar | Utility Solar | New Solar | KPCo Retire 2028, with CO2 | 0 | KPCo | KPCo | Renewable:Solar PV | S27 | 2048 | 25 | 500 | 200 | 26.5303 | 1045.0107 | 23.7935 |  | 120198.3494 |  | 107300 | 9150 | [6 empty] | 46450.68 | 46450.6792 | 44.45 |  | 46450.6792 | 51793.4868 | 19.1134 | 19973.732 |  |  | 0 | -26476.9472
Solar | Utility Solar | New Solar | KPCo Retire 2028, with CO2 | 0 | KPCo | KPCo | Renewable:Solar PV | S28 | 2048 | 25 | 500 | 200 | 26.5303 | 1045.0107 | 23.7935 |  | 120198.3494 |  | 107300 | 9150 | [6 empty] | 43767.4 | 43767.3999 | 41.8823 |  | 43767.3999 | 48801.5757 | 19.1134 | 19973.732 |  |  | 0 | -23793.6679
Solar | Utility Solar | New Solar | KPCo Retire 2028, with CO2 | 0 | KPCo | KPCo | Renewable:Solar PV | S29 | 2048 | 20 | 400 | 160 | 26.5303 | 836.0085 | 23.7935 |  | 96158.6793 |  | 85840 | 7320 | [6 empty] | 32892.55 | 32892.5454 | 39.3447 |  | 32892.5454 | 36675.8843 | 19.1134 | 15978.9854 |  |  | 0 | -16913.5601
Solar | Utility Solar | New Solar | KPCo Retire 2028, with CO2 | 0 | KPCo | KPCo | Renewable:Solar PV | S31 | 2048 | 12 | 240 | 64.8 | 26.5303 | 501.6051 | 23.7935 |  | 57695.2082 |  | 51504 | 4392 | [6 empty] | 18237.87 | 18237.8723 | 36.359 |  | 18237.8723 | 20335.6136 | 19.1134 | 9587.3911 |  |  | 0 | -8650.4812
Solar | Utility Solar | New Solar | KPCo Retire 2028, with CO2 | 0 | KPCo | KPCo | Renewable:Solar PV | S35 | 2048 | 5 | 100 | 27 | 26.5303 | 209.0021 | 23.7935 |  | 24039.6698 |  | 21460 | 1830 | [6 empty] | 7207.7 | 7207.6962 | 34.4862 |  | 7207.6962 | 8036.7337 | 19.1134 | 3994.7463 |  |  | 0 | -3212.9499
Wind | Onshore Wind | New Wind | KPCo Retire 2028, with CO2 | 0 | KPCo | KPCo | Renewable:Wind | W23 | 2048 | 2 | 200 | 20 | 36.851 | 635.5089 | 36.1742 |  | 11889.1049 |  | 16970 | 556 | [6 empty] | 49549.4 | 49549.3958 | 77.9681 |  | 49549.3958 | 50476.3669 | 53.1673 | 33788.2748 |  |  | 0 | -15761.121
Wind | Onshore Wind | New Wind | KPCo Retire 2028, with CO2 | 0 | KPCo | KPCo | Renewable:Wind | W25 | 2048 | 2 | 200 | 24 | 36.851 | 635.5089 | 36.1742 |  | 11889.1049 |  | 16970 | 556 | [6 empty] | 46870.03 | 46870.0332 | 73.752 |  | 46870.0332 | 47746.8779 | 53.1673 | 33788.2748 |  |  | 0 | -13081.7584
Solar | Utility Solar | New Solar | KPCo Retire 2028, with CO2 | 0 | KPCo | KPCo | Renewable:Solar PV | S41 | 2048 | 1 | 20 | 5.4 | 26.5303 | 41.8004 | 23.7935 |  | 4807.934 |  | 4292 | 366 | [6 empty] | 1328.77 | 1328.7673 | 31.7884 |  | 1328.7673 | 1481.6036 | 19.1134 | 798.9493 |  |  | 0 | -529.818
Gas | Gas |  | KPCo Retire 2028, with CO2 | 0 | KPCo | KPCo | Gas/Oil:Combustion Turbine | KPCo CT | 2048 | 1 | 125 | 125 | 87.4693 | [16 empty] | 1715.3134 | 1715.3134 | 1715.3134 |  |  |  |  | 0 | -1715.3134
Solar | Utility Solar | New Solar | KPCo Retire 2028, with CO2 | 0 | KPCo | KPCo | Renewable:Solar PV | S26 | 2049 | 20 | 400 | 196 | 26.574 | 808.0336 | 23.0603 |  | 123121.0479 |  | 84760 | 7300 | [6 empty] | 38853.07 | 38853.072 | 48.0835 |  | 38853.072 | 44773.1614 | 17.0393 | 13768.2933 |  |  | 0 | -25084.7787
Solar | Utility Solar | New Solar | KPCo Retire 2028, with CO2 | 0 | KPCo | KPCo | Renewable:Solar PV | S27 | 2049 | 25 | 500 | 200 | 26.574 | 1010.042 | 23.0603 |  | 153901.3045 |  | 105950 | 9125 | [6 empty] | 45884.04 | 45884.0415 | 45.4279 |  | 45884.0415 | 52875.4482 | 17.0393 | 17210.3667 |  |  | 0 | -28673.6748
Solar | Utility Solar | New Solar | KPCo Retire 2028, with CO2 | 0 | KPCo | KPCo | Renewable:Solar PV | S28 | 2049 | 25 | 500 | 200 | 26.574 | 1010.042 | 23.0603 |  | 153901.3045 |  | 105950 | 9125 | [6 empty] | 43233.49 | 43233.4939 | 42.8037 |  | 43233.4939 | 49821.0305 | 17.0393 | 17210.3667 |  |  | 0 | -26023.1272
Solar | Utility Solar | New Solar | KPCo Retire 2028, with CO2 | 0 | KPCo | KPCo | Renewable:Solar PV | S29 | 2049 | 20 | 400 | 160 | 26.574 | 808.0336 | 23.0603 |  | 123121.0479 |  | 84760 | 7300 | [6 empty] | 32491.3 | 32491.2974 | 40.2103 |  | 32491.2974 | 37442.0371 | 17.0393 | 13768.2933 |  |  | 0 | -18723.0041
Solar | Utility Solar | New Solar | KPCo Retire 2028, with CO2 | 0 | KPCo | KPCo | Renewable:Solar PV | S31 | 2049 | 12 | 240 | 64.8 | 26.574 | 484.8201 | 23.0603 |  | 73872.6281 |  | 50856 | 4380 | [6 empty] | 18015.39 | 18015.3932 | 37.1589 |  | 18015.3932 | 20760.4216 | 17.0393 | 8260.9758 |  |  | 0 | -9754.4175
Solar | Utility Solar | New Solar | KPCo Retire 2028, with CO2 | 0 | KPCo | KPCo | Renewable:Solar PV | S35 | 2049 | 5 | 100 | 27 | 26.574 | 202.0084 | 23.0603 |  | 30780.262 |  | 21190 | 1825 | [6 empty] | 7119.77 | 7119.7712 | 35.2449 |  | 7119.7712 | 8204.6192 | 17.0393 | 3442.0733 |  |  | 0 | -3677.6979
Wind | Onshore Wind | New Wind | KPCo Retire 2028, with CO2 | 0 | KPCo | KPCo | Renewable:Wind | W23 | 2049 | 2 | 200 | 20 | 36.7056 | 626.2812 | 35.7466 |  | 16801.1177 |  | 16924 | 552 | [6 empty] | 49904.18 | 49904.1765 | 79.6833 |  | 49904.1765 | 51242.9473 | 54.7429 | 34284.4742 |  |  | 0 | -15619.7023
Wind | Onshore Wind | New Wind | KPCo Retire 2028, with CO2 | 0 | KPCo | KPCo | Renewable:Wind | W25 | 2049 | 2 | 200 | 24 | 36.7056 | 626.2812 | 35.7466 |  | 16801.1177 |  | 16924 | 552 | [6 empty] | 47205.64 | 47205.6395 | 75.3745 |  | 47205.6395 | 48472.0165 | 54.7429 | 34284.4742 |  |  | 0 | -12921.1653
Solar | Utility Solar | New Solar | KPCo Retire 2028, with CO2 | 0 | KPCo | KPCo | Renewable:Solar PV | S41 | 2049 | 1 | 20 | 5.4 | 26.574 | 40.4017 | 23.0603 |  | 6156.0522 |  | 4238 | 365 | [6 empty] | 1312.56 | 1312.558 | 32.4877 |  | 1312.558 | 1512.5541 | 17.0393 | 688.4147 |  |  | 0 | -624.1433
Wind | Onshore Wind | New Wind | KPCo Retire 2028, with CO2 | 0 | KPCo | KPCo | Renewable:Wind | W49 | 2049 | 6 | 600 | 72 | 36.7056 | 1878.8434 | 35.7466 |  | 50403.3547 |  | 50772 | 1656 | [6 empty] | 99374.53 | 99374.5317 | 52.8913 |  | 99374.5317 | 102040.4272 | 54.7429 | 102853.4282 |  |  | 0 | 3478.8965
Gas | Gas |  | KPCo Retire 2028, with CO2 | 0 | KPCo | KPCo | Gas/Oil:Combustion Turbine | KPCo CT | 2049 | 1 | 125 | 125 | 87.4576 | [16 empty] | 1753.0499 | 1753.0499 | 1753.0499 |  |  |  |  | 0 | -1753.0499
Solar | Utility Solar | New Solar | KPCo Retire 2028, with CO2 | 0 | KPCo | KPCo | Renewable:Solar PV | S26 | 2050 | 20 | 400 | 196 | 26.5343 | 793.331 | 22.6407 |  | 136431.1519 |  | 85240 | 7300 | [6 empty] | 38985.33 | 38985.332 | 49.1413 |  | 38985.332 | 45689.7388 | 16.542 | 13123.2565 |  |  | 0 | -25862.0755
Solar | Utility Solar | New Solar | KPCo Retire 2028, with CO2 | 0 | KPCo | KPCo | Renewable:Solar PV | S27 | 2050 | 25 | 500 | 200 | 26.5343 | 991.6637 | 22.6407 |  | 170538.9258 |  | 106550 | 9125 | [6 empty] | 46040.24 | 46040.239 | 46.4273 |  | 46040.239 | 53957.8948 | 16.542 | 16404.0704 |  |  | 0 | -29636.1686
Solar | Utility Solar | New Solar | KPCo Retire 2028, with CO2 | 0 | KPCo | KPCo | Renewable:Solar PV | S28 | 2050 | 25 | 500 | 200 | 26.5343 | 991.6637 | 22.6407 |  | 170538.9258 |  | 106550 | 9125 | [6 empty] | 43380.66 | 43380.6626 | 43.7453 |  | 43380.6626 | 50840.9409 | 16.542 | 16404.0704 |  |  | 0 | -26976.5922
Solar | Utility Solar | New Solar | KPCo Retire 2028, with CO2 | 0 | KPCo | KPCo | Renewable:Solar PV | S29 | 2050 | 20 | 400 | 160 | 26.5343 | 793.331 | 22.6407 |  | 136431.1519 |  | 85240 | 7300 | [6 empty] | 32601.9 | 32601.9014 | 41.095 |  | 32601.9014 | 38208.5325 | 16.542 | 13123.2565 |  |  | 0 | -19478.6449
Solar | Utility Solar | New Solar | KPCo Retire 2028, with CO2 | 0 | KPCo | KPCo | Renewable:Solar PV | S31 | 2050 | 12 | 240 | 64.8 | 26.5343 | 475.9986 | 22.6407 |  | 81858.6878 |  | 51144 | 4380 | [6 empty] | 18076.72 | 18076.7191 | 37.9764 |  | 18076.7191 | 21185.4175 | 16.542 | 7873.9533 |  |  | 0 | -10202.7658
Solar | Utility Solar | New Solar | KPCo Retire 2028, with CO2 | 0 | KPCo | KPCo | Renewable:Solar PV | S35 | 2050 | 5 | 100 | 27 | 26.5343 | 198.3327 | 22.6407 |  | 34107.788 |  | 21310 | 1825 | [6 empty] | 7144.01 | 7144.0071 | 36.0203 |  | 7144.0071 | 8372.5807 | 16.542 | 3280.8141 |  |  | 0 | -3863.193
Wind | Onshore Wind | New Wind | KPCo Retire 2028, with CO2 | 0 | KPCo | KPCo | Renewable:Wind | W23 | 2050 | 2 | 200 | 20 | 36.6965 | 622.8945 | 35.5533 |  | 20027.9716 |  | 16940 | 534 | [6 empty] | 50726.28 | 50726.2803 | 81.4364 |  | 50726.2803 | 52357.2854 | 55.52 | 34583.1041 |  |  | 0 | -16143.1761
Wind | Onshore Wind | New Wind | KPCo Retire 2028, with CO2 | 0 | KPCo | KPCo | Renewable:Wind | W25 | 2050 | 2 | 200 | 24 | 36.6965 | 622.8945 | 35.5533 |  | 20027.9716 |  | 16940 | 534 | [6 empty] | 47983.27 | 47983.2705 | 77.0327 |  | 47983.2705 | 49526.0806 | 55.52 | 34583.1041 |  |  | 0 | -13400.1664
Solar | Utility Solar | New Solar | KPCo Retire 2028, with CO2 | 0 | KPCo | KPCo | Renewable:Solar PV | S41 | 2050 | 1 | 20 | 5.4 | 26.5343 | 39.6665 | 22.6407 |  | 6821.5575 |  | 4262 | 365 | [6 empty] | 1317.03 | 1317.0261 | 33.2024 |  | 1317.0261 | 1543.5185 | 16.542 | 656.1628 |  |  | 0 | -660.8633
Wind | Onshore Wind | New Wind | KPCo Retire 2028, with CO2 | 0 | KPCo | KPCo | Renewable:Wind | W49 | 2050 | 6 | 600 | 72 | 36.6965 | 1868.6836 | 35.5533 |  | 60083.9181 |  | 50820 | 1602 | [6 empty] | 101011.59 | 101011.5898 | 54.0549 |  | 101011.5898 | 104259.4106 | 55.52 | 103749.3086 |  |  | 0 | 2737.7188
Wind | Onshore Wind | New Wind | KPCo Retire 2028, with CO2 | 0 | KPCo | KPCo | Renewable:Wind | W50 | 2050 | 3 | 300 | 36 | 36.6965 | 934.3418 | 35.5533 |  | 30041.959 |  | 25410 | 801 | [6 empty] | 49917.11 | 49917.1113 | 53.4249 |  | 49917.1113 | 51522.0952 | 55.52 | 51874.6543 |  |  | 0 | 1957.543
Gas | Gas |  | KPCo Retire 2028, with CO2 | 0 | KPCo | KPCo | Gas/Oil:Combustion Turbine | KPCo CT | 2050 | 1 | 125 | 125 | 87.4576 | [16 empty] | 1791.6172 | 1791.6172 | 1791.6172 |  |  |  |  | 0 | -1791.6172
Coal | Coal |  | KPCo Retire 2028, no CO2 | 0 | KPCo | KPCo | Coal:Conventional | Mitchell (WV):1 | 2021 | 1 | 385 | 385 | 45.0349 | 1045.9999 | 31.0146 |  |  |  | 3945.0566 | 0 | 9500.001 | 9937000.0312 | 21686.3214 |  | 2.1824 |  | 1958.11 | 23644.4271 | 22.6046 |  | 23644.4271 | 11069.8536 | 24.7603 | 25899.301 |  |  | 0 | 2254.874
Coal | Coal |  | KPCo Retire 2028, no CO2 | 0 | KPCo | KPCo | Coal:Conventional | Mitchell (WV):2 | 2021 | 1 | 395 | 395 | 45.0349 | 1025.819 | 29.6462 |  |  |  | 3945.0566 | 0 | 9499.9976 | 9745277.6562 | 21267.9151 |  | 2.1824 |  | 1978.12 | 23246.0366 | 22.661 |  | 23246.0366 | 10640.2449 | 24.88 | 25522.3947 |  |  | 0 | 2276.3582
Coal | Coal |  | KPCo Retire 2028, no CO2 | 0 | KPCo | KPCo | Coal:Conventional | Rockport:1 | 2021 | 1 | 197 | 197 | 57.8471 | 974.9791 | 56.4969 |  |  |  | 5067.4099 | 0 | 9500.0018 | 9262303.625 | 22384.3374 |  | 2.4167 |  | 1064.09 | 23448.4303 | 24.0502 | 7504.5996 | 30953.0299 | 292.7239 | 23.2133 | 22632.525 |  |  | 0 | -8320.5049
Coal | Coal |  | KPCo Retire 2028, no CO2 | 0 | KPCo | KPCo | Coal:Conventional | Rockport:2 | 2021 | 1 | 195 | 195 | 57.8471 | 971.5013 | 56.8728 |  |  |  | 5067.4099 | 0 | 9500.0022 | 9229264.6875 | 22304.4894 |  | 2.4167 |  | 1056.31 | 23360.8026 | 24.0461 | 7428.4116 | 30789.2142 | 30789.215 | 23.1961 | 22535.0695 |  |  | 0 | -8254.1448
Gas | Gas |  | KPCo Retire 2028, no CO2 | 0 | KPCo | KPCo | Gas/Oil:Steam Turbine | Big Sandy:1 (Gas) | 2021 | 1 | 295 | 295 | 86.6032 | 190.8368 | 7.3848 |  |  |  | 646.9044 | 26.9543 | 10650.0011 | 2092412.25 | 4819.5229 |  | 2.3033 | 91.368 | 285.91 | 5196.8027 | 27.2317 | 15519.3882 | 20716.1909 | 5196.7529 | 34.184 | 6523.5649 |  |  | 0 | -14192.626
Coal | Coal |  | KPCo Retire 2028, no CO2 | 0 | KPCo | KPCo | Coal:Conventional | Mitchell (WV):1 | 2022 | 1 | 385 | 385 | 45.0349 | 1046.4954 | 31.0293 |  |  |  | 3945.057 | 0 | 9500.0014 | 9941708.2188 | 22470.7199 |  | 2.2602 |  | 1998.83 | 24469.5523 | 23.3824 |  | 24469.5523 | 11462.0525 | 25.845 | 27046.6311 |  |  | 0 | 2577.0788
Coal | Coal |  | KPCo Retire 2028, no CO2 | 0 | KPCo | KPCo | Coal:Conventional | Mitchell (WV):2 | 2022 | 1 | 395 | 395 | 45.0349 | 1066.5878 | 30.8245 |  |  |  | 3945.057 | 0 | 9499.9967 | 10132580.9375 | 22902.1489 |  | 2.2602 |  | 2098.2 | 25000.3519 | 23.4396 |  | 25000.3519 | 11960.9894 | 25.8816 | 27605.0088 |  |  | 0 | 2604.6569
Coal | Coal |  | KPCo Retire 2028, no CO2 | 0 | KPCo | KPCo | Coal:Conventional | Rockport:1 | 2022 | 1 | 197 | 197 | 57.8471 | 973.3189 | 56.4007 |  |  |  | 5067.4101 | 0 | 9500.0048 | 9246534.3438 | 23339.3018 |  | 2.5241 |  | 1080.87 | 24420.1725 | 25.0896 | 7669.7 | 32089.8724 | 263.7225 | 24.1565 | 23511.9915 |  |  | 0 | -8577.881
Gas | Gas |  | KPCo Retire 2028, no CO2 | 0 | KPCo | KPCo | Gas/Oil:Steam Turbine | Big Sandy:1 (Gas) | 2022 | 1 | 295 | 295 | 86.6032 | 377.3364 | 14.6017 |  |  |  | 1279.1065 | 53.2961 | 10649.9992 | 4137269.75 | 9777.7466 |  | 2.3633 | 184.6339 | 575.21 | 10537.5945 | 27.9263 | 15860.814 | 26398.4084 | 10537.4971 | 32.2235 | 12159.1001 |  |  | 0 | -14239.3083
Coal | Coal |  | KPCo Retire 2028, no CO2 | 0 | KPCo | KPCo | Coal:Conventional | Mitchell (WV):1 | 2023 | 1 | 385 | 385 | 45.0349 | 1134.3034 | 33.6329 |  |  |  | 3945.0572 | 0 | 9499.9989 | 10775881.1875 | 25104.6682 |  | 2.3297 |  | 2219.45 | 27324.1202 | 24.0889 |  | 27324.1202 | 13923.9517 | 27.0189 | 30647.644 |  |  | 21388.8895 | 24712.4133
Coal | Coal |  | KPCo Retire 2028, no CO2 | 0 | KPCo | KPCo | Coal:Conventional | Mitchell (WV):2 | 2023 | 1 | 395 | 395 | 45.0349 | 1115.6298 | 32.2418 |  |  |  | 3945.0572 | 0 | 9499.9981 | 10598481.125 | 24691.3739 |  | 2.3297 |  | 2248.93 | 26940.3058 | 24.1481 |  | 26940.3058 | 13507.5126 | 27.1643 | 30305.2582 |  |  | 21944.4451 | 25309.3975
Gas | Gas |  | KPCo Retire 2028, no CO2 | 0 | KPCo | KPCo | Gas/Oil:Steam Turbine | Big Sandy:1 (Gas) | 2023 | 1 | 295 | 295 | 86.6032 | 472.7548 | 18.294 |  |  |  | 1602.5587 | 66.7733 | 10649.9996 | 5183475.875 | 12531.0498 |  | 2.4175 | 236.412 | 738.93 | 13506.3889 | 28.5695 | 16209.7515 | 29716.1404 | 13506.2661 | 33.6697 | 15917.5244 |  |  | 16388.8894 | 2590.2734
Solar | Utility Solar | New Solar | KPCo Retire 2028, no CO2 | 0 | KPCo | KPCo | Renewable:Solar PV | S23 | 2023 | 5 | 100 | 64 | 26.5753 | 232.8 | 26.5753 |  |  |  | 21290 | 1825 | [6 empty] | 7436.04 | 7436.0368 | 31.9417 |  | 7436.0368 | 7436.037 | 26.9044 | 6263.3361 |  |  | 3555.5557 | 2382.8549
Coal | Coal |  | KPCo Retire 2028, no CO2 | 0 | KPCo | KPCo | Coal:Conventional | Mitchell (WV):1 | 2024 | 1 | 385 | 385 | 45.0413 | 1131.8152 | 33.4674 |  |  |  | 3956.4277 | 0 | 9499.9987 | 10752243.25 | 25776.8552 |  | 2.3973 |  | 2266.63 | 28043.4889 | 24.7774 |  | 28043.4889 | 14220.6246 | 28.6409 | 32416.2521 |  |  | 0 | 4372.7632
Coal | Coal |  | KPCo Retire 2028, no CO2 | 0 | KPCo | KPCo | Coal:Conventional | Mitchell (WV):2 | 2024 | 1 | 395 | 395 | 45.0413 | 1155.3382 | 33.2981 |  |  |  | 3956.4277 | 0 | 9499.9994 | 10975712.125 | 26312.5859 |  | 2.3973 |  | 2383.04 | 28695.6211 | 24.8374 |  | 28695.6211 | 14839.2651 | 28.6757 | 33130.1589 |  |  | 0 | 4434.5378
Gas | Gas |  | KPCo Retire 2028, no CO2 | 0 | KPCo | KPCo | Gas/Oil:Steam Turbine | Big Sandy:1 (Gas) | 2024 | 1 | 295 | 295 | 86.6176 | 472.7548 | 18.2441 |  |  |  | 1602.5587 | 66.7733 | 10649.9988 | 5183475.75 | 13122.8342 |  | 2.5317 | 241.6131 | 756.19 | 14120.6418 | 29.8688 | 16566.3647 | 30687.0066 | 14120.5159 | 36.6473 | 17325.1738 |  |  | 0 | -13361.8328
Solar | Utility Solar | New Solar | KPCo Retire 2028, no CO2 | 0 | KPCo | KPCo | Renewable:Solar PV | S23 | 2024 | 5 | 100 | 64 | 26.5408 | 233.1342 | 26.5408 |  |  |  | 21305 | 1830 | [6 empty] | 7610.54 | 7610.5398 | 32.6445 |  | 7610.5398 | 7610.5399 | 28.5367 | 6652.8732 |  |  | 0 | -957.6666
Coal | Coal |  | KPCo Retire 2028, no CO2 | 0 | KPCo | KPCo | Coal:Conventional | Mitchell (WV):1 | 2025 | 1 | 385 | 385 | 45.0349 | 1162.3432 | 34.4643 |  |  |  | 3945.0564 | 0 | 9499.9998 | 11042260.625 | 27063.0342 |  | 2.4509 |  | 2380.56 | 29443.5939 | 25.3312 |  | 29443.5939 | 15352.8354 | 29.431 | 34208.9161 |  |  | 0 | 4765.3223
Coal | Coal |  | KPCo Retire 2028, no CO2 | 0 | KPCo | KPCo | Coal:Conventional | Mitchell (WV):2 | 2025 | 1 | 395 | 395 | 45.0349 | 1187.1833 | 34.3097 |  |  |  | 3945.0564 | 0 | 9500.0009 | 11278242.6562 | 27641.3898 |  | 2.4509 |  | 2504.27 | 30145.6626 | 25.3926 |  | 30145.6626 | 16020.7602 | 29.4592 | 34973.5227 |  |  | 0 | 4827.8601
Gas | Gas |  | KPCo Retire 2028, no CO2 | 0 | KPCo | KPCo | Gas/Oil:Steam Turbine | Big Sandy:1 (Gas) | 2025 | 1 | 295 | 295 | 86.6032 | 190.8368 | 7.3848 |  |  |  | 646.9044 | 26.9544 | 10649.9982 | 2092412.25 | 5984.2986 |  | 2.86 | 99.6776 | 312.8 | 6396.7773 | 33.5196 | 16930.8237 | 23327.6011 | 6396.7273 | 42.6452 | 8138.2722 |  |  | 0 | -15189.3289
Solar | Utility Solar | New Solar | KPCo Retire 2028, no CO2 | 0 | KPCo | KPCo | Renewable:Solar PV | S23 | 2025 | 5 | 100 | 64 | 26.5391 | 232.4829 | 26.5391 |  |  |  | 21250 | 1825 | [6 empty] | 7756.24 | 7756.2407 | 33.3626 |  | 7756.2407 | 7756.2409 | 29.3337 | 6819.5845 |  |  | 0 | -936.6562
Coal | Coal |  | KPCo Retire 2028, no CO2 | 0 | KPCo | KPCo | Coal:Conventional | Mitchell (WV):1 | 2026 | 1 | 385 | 385 | 45.0349 | 1222.0397 | 36.2344 |  |  |  | 3945.0567 | 0 | 9499.998 | 11609374.875 | 29229.9747 |  | 2.5178 |  | 2557.94 | 31787.917 | 26.0122 |  | 31787.917 | 17318.5791 | 30.4195 | 37173.7925 |  |  | 0 | 5385.8755
Coal | Coal |  | KPCo Retire 2028, no CO2 | 0 | KPCo | KPCo | Coal:Conventional | Mitchell (WV):2 | 2026 | 1 | 395 | 395 | 45.0349 | 1249.3262 | 36.1056 |  |  |  | 3945.0567 | 0 | 9500.0026 | 11868602.1562 | 29882.644 |  | 2.5178 |  | 2693.41 | 32576.0499 | 26.0749 |  | 32576.0499 | 18071.8261 | 30.4417 | 38031.5809 |  |  | 0 | 5455.531
Gas | Gas |  | KPCo Retire 2028, no CO2 | 0 | KPCo | KPCo | Gas/Oil:Steam Turbine | Big Sandy:1 (Gas) | 2026 | 1 | 295 | 295 | 86.6032 | 190.8368 | 7.3848 |  |  |  | 646.9044 | 26.9544 | 10649.9982 | 2092412.25 | 6657.3582 |  | 3.1817 | 101.8705 | 319.63 | 7078.8599 | 37.0938 | 17303.2998 | 24382.1597 | 7078.8101 | 43.1375 | 8232.219 |  |  | 0 | -16149.9407
Solar | Utility Solar | New Solar | KPCo Retire 2028, no CO2 | 0 | KPCo | KPCo | Renewable:Solar PV | S23 | 2026 | 5 | 100 | 64 | 26.5806 | 232.8461 | 26.5806 |  |  |  | 21235 | 1825 | [6 empty] | 7939.26 | 7939.265 | 34.0966 |  | 7939.265 | 7939.2648 | 30.2722 | 7048.759 |  |  | 0 | -890.506
Solar | Utility Solar | New Solar | KPCo Retire 2028, no CO2 | 0 | KPCo | KPCo | Renewable:Solar PV | S26 | 2026 | 20 | 400 | 196 | 26.5806 | 931.3845 | 26.5806 |  |  |  | 84940 | 7300 | [6 empty] | 27149.06 | 27149.0564 | 29.1491 |  | 27149.0564 | 27149.0575 | 30.2722 | 28195.036 |  |  | 0 | 1045.9796
Coal | Coal |  | KPCo Retire 2028, no CO2 | 0 | KPCo | KPCo | Coal:Conventional | Mitchell (WV):1 | 2027 | 1 | 385 | 385 | 45.0349 | 1331.6727 | 39.485 |  |  |  | 3945.0566 | 0 | 9500.0027 | 12650893.9688 | 32698.1521 |  | 2.5847 |  | 2847.93 | 35546.0863 | 26.6928 |  | 35546.0863 | 20698.0393 | 31.6235 | 42112.1536 |  |  | 0 | 6566.0673
Coal | Coal |  | KPCo Retire 2028, no CO2 | 0 | KPCo | KPCo | Coal:Conventional | Mitchell (WV):2 | 2027 | 1 | 395 | 395 | 45.0349 | 1363.4525 | 39.4039 |  |  |  | 3945.0566 | 0 | 9499.998 | 12952795.875 | 33478.4725 |  | 2.5847 |  | 3003.26 | 36481.7285 | 26.7569 |  | 36481.7285 | 21598.0381 | 31.638 | 43136.8547 |  |  | 0 | 6655.1262
Gas | Gas |  | KPCo Retire 2028, no CO2 | 0 | KPCo | KPCo | Gas/Oil:Steam Turbine | Big Sandy:1 (Gas) | 2027 | 1 | 295 | 295 | 86.6032 | 190.8368 | 7.3848 |  |  |  | 646.9044 | 26.9543 | 10650.0011 | 2092412.25 | 7101.9946 |  | 3.3942 | 104.1116 | 326.62 | 7532.7214 | 39.4721 | 17683.9731 | 25216.6946 | 7532.6719 | 45.5741 | 8697.2085 |  |  | 0 | -16519.4861
Solar | Utility Solar | New Solar | KPCo Retire 2028, no CO2 | 0 | KPCo | KPCo | Renewable:Solar PV | S23 | 2027 | 5 | 100 | 64 | 26.574 | 232.7887 | 26.574 |  |  |  | 21190 | 1825 | [6 empty] | 8111.93 | 8111.9268 | 34.8467 |  | 8111.9268 | 8111.9261 | 31.7172 | 7383.3982 |  |  | 0 | -728.5286
Solar | Utility Solar | New Solar | KPCo Retire 2028, no CO2 | 0 | KPCo | KPCo | Renewable:Solar PV | S26 | 2027 | 20 | 400 | 196 | 26.574 | 931.1547 | 26.574 |  |  |  | 84760 | 7300 | [6 empty] | 27739.49 | 27739.4867 | 29.7904 |  | 27739.4867 | 27739.4868 | 31.7172 | 29533.5929 |  |  | 0 | 1794.1062
Solar | Utility Solar | New Solar | KPCo Retire 2028, no CO2 | 0 | KPCo | KPCo | Renewable:Solar PV | S27 | 2027 | 25 | 500 | 200 | 26.574 | 1163.9434 | 26.574 |  |  |  | 105950 | 9125 | [6 empty] | 32759.31 | 32759.3116 | 28.1451 |  | 32759.3116 | 32759.3108 | 31.7172 | 36916.988 |  |  | 0 | 4157.6764
Coal | Coal |  | KPCo Retire 2028, no CO2 | 0 | KPCo | KPCo | Coal:Conventional | Mitchell (WV):1 | 2028 | 1 | 385 | 385 | 45.0413 | 1312.5313 | 38.8112 |  | 241.0195 | 270 | 3956.4291 | 0 | 9501.7455 | 12471338.9062 | 32844.8942 |  | 2.6336 |  | 2868.35 | 35713.2489 | 27.2094 |  | 35713.2489 | 20537.3369 | 31.9352 | 41915.9851 |  |  | 0 | 6202.7362
Coal | Coal |  | KPCo Retire 2028, no CO2 | 0 | KPCo | KPCo | Coal:Conventional | Mitchell (WV):2 | 2028 | 1 | 395 | 395 | 45.0413 | 1298.9114 | 37.4361 |  | 241.0195 | 395 | 3956.4291 | 0 | 9501.7609 | 12341945.6875 | 32504.1235 |  | 2.6336 |  | 2923.72 | 35427.847 | 27.275 |  | 35427.847 | 20215.4297 | 32.1171 | 41717.2786 |  |  | 0 | 6289.4315
Gas | Gas |  | KPCo Retire 2028, no CO2 | 0 | KPCo | KPCo | Gas/Oil:Steam Turbine | Big Sandy:1 (Gas) | 2028 | 1 | 295 | 295 | 86.6176 | 137.4176 | 5.3031 |  |  | 132 | 465.8223 | 19.4093 | 10666.8383 | 1509015.9375 | 5325.5691 |  | 3.5292 | 76.6179 | 240.35 | 5642.5334 | 41.0612 | 18073.0195 | 23715.553 | 5634.3269 | 46.6663 | 6412.7649 |  |  | 0 | -17302.7881
Solar | Utility Solar | New Solar | KPCo Retire 2028, no CO2 | 0 | KPCo | KPCo | Renewable:Solar PV | S23 | 2028 | 5 | 100 | 64 | 26.5175 | 232.5663 | 26.4761 |  | 363.6277 |  | 21415 | 1830 | [6 empty] | 8282.47 | 8282.4697 | 35.6134 |  | 8282.4697 | 8295.4199 | 29.095 | 6766.5244 |  |  | 0 | -1515.9453
Solar | Utility Solar | New Solar | KPCo Retire 2028, no CO2 | 0 | KPCo | KPCo | Renewable:Solar PV | S26 | 2028 | 20 | 400 | 196 | 26.5175 | 930.2652 | 26.4761 |  | 1454.5107 |  | 85660 | 7320 | [6 empty] | 28322.68 | 28322.6752 | 30.4458 |  | 28322.6752 | 28366.9603 | 29.095 | 27066.0977 |  |  | 0 | -1256.5775
Solar | Utility Solar | New Solar | KPCo Retire 2028, no CO2 | 0 | KPCo | KPCo | Renewable:Solar PV | S27 | 2028 | 25 | 500 | 200 | 26.5175 | 1162.8316 | 26.4761 |  | 1818.1384 |  | 107075 | 9150 | [6 empty] | 33448.03 | 33448.0347 | 28.7643 |  | 33448.0347 | 33500.3315 | 29.095 | 33832.6246 |  |  | 0 | 384.59
Solar | Utility Solar | New Solar | KPCo Retire 2028, no CO2 | 0 | KPCo | KPCo | Renewable:Solar PV | S28 | 2028 | 25 | 500 | 200 | 26.5175 | 1162.8316 | 26.4761 |  | 1818.1384 |  | 107075 | 9150 | [6 empty] | 31515.87 | 31515.8724 | 27.1027 |  | 31515.8724 | 31565.1487 | 29.095 | 33832.6246 |  |  | 0 | 2316.7522
Gas | Gas |  | KPCo Retire 2028, no CO2 | 0 | KPCo | KPCo | Gas/Oil:Steam Turbine | Big Sandy:1 (Gas) | 2029 | 1 | 295 | 295 | 86.6032 | 164.5986 | 6.3694 |  |  | 203 | 557.9615 | 23.2484 | 10667.1961 | 1807557 | 6431.8896 |  | 3.5583 | 93.7919 | 294.16 | 6819.8386 | 41.4331 | 18470.6235 | 25290.4622 | 6809.72 | 45.1644 | 7434.0007 |  |  | 0 | -17856.4614
Solar | Utility Solar | New Solar | KPCo Retire 2028, no CO2 | 0 | KPCo | KPCo | Renewable:Solar PV | S23 | 2029 | 5 | 100 | 64 | 26.5565 | 230.301 | 26.2901 |  | 2333.6983 |  | 21250 | 1825 | [6 empty] | 8382.23 | 8382.2345 | 36.3969 |  | 8382.2345 | 8467.1733 | 25.9699 | 5980.889 |  |  | 0 | -2401.3455
Solar | Utility Solar | New Solar | KPCo Retire 2028, no CO2 | 0 | KPCo | KPCo | Renewable:Solar PV | S26 | 2029 | 20 | 400 | 196 | 26.5565 | 921.2041 | 26.2901 |  | 9334.7931 |  | 85000 | 7300 | [6 empty] | 28663.83 | 28663.8301 | 31.1156 |  | 28663.8301 | 28954.2863 | 25.9699 | 23923.556 |  |  | 0 | -4740.274
Solar | Utility Solar | New Solar | KPCo Retire 2028, no CO2 | 0 | KPCo | KPCo | Renewable:Solar PV | S27 | 2029 | 25 | 500 | 200 | 26.5565 | 1151.5051 | 26.2901 |  | 11668.4912 |  | 106250 | 9125 | [6 empty] | 33850.92 | 33850.9241 | 29.3971 |  | 33850.9241 | 34193.9441 | 25.9699 | 29904.444 |  |  | 0 | -3946.48
Solar | Utility Solar | New Solar | KPCo Retire 2028, no CO2 | 0 | KPCo | KPCo | Renewable:Solar PV | S28 | 2029 | 25 | 500 | 200 | 26.5565 | 1151.5051 | 26.2901 |  | 11668.4912 |  | 106250 | 9125 | [6 empty] | 31895.49 | 31895.4918 | 27.699 |  | 31895.4918 | 32218.6953 | 25.9699 | 29904.444 |  |  | 0 | -1991.0478
Solar | Utility Solar | New Solar | KPCo Retire 2028, no CO2 | 0 | KPCo | KPCo | Renewable:Solar PV | S29 | 2029 | 14 | 280 | 112 | 26.5565 | 644.8429 | 26.2901 |  | 6534.3549 |  | 59500 | 5110 | [6 empty] | 16779.31 | 16779.3077 | 26.0208 |  | 16779.3077 | 16949.3372 | 25.9699 | 16746.4879 |  |  | 0 | -32.8199
Gas | Gas |  | KPCo Retire 2028, no CO2 | 0 | KPCo | KPCo | Gas/Oil:Steam Turbine | Big Sandy:1 (Gas) | 2030 | 1 | 295 | 295 | 86.6032 | 164.5619 | 6.368 |  |  | 157 | 557.8369 | 23.2432 | 10661.8937 | 1806280.75 | 6258.7612 |  | 3.465 | 95.8339 | 300.48 | 6655.0801 | 40.4412 | 18876.9785 | 25532.0586 | 6648.2534 | 45.5722 | 7499.4519 |  |  | 0 | -18032.6067
Solar | Utility Solar | New Solar | KPCo Retire 2028, no CO2 | 0 | KPCo | KPCo | Renewable:Solar PV | S23 | 2030 | 5 | 100 | 64 | 26.5765 | 230.4212 | 26.3038 |  | 2388.8524 |  | 21250 | 1825 | [6 empty] | 8571.11 | 8571.1134 | 37.1976 |  | 8571.1134 | 8659.973 | 25.3449 | 5839.9926 |  |  | 0 | -2731.1208
Solar | Utility Solar | New Solar | KPCo Retire 2028, no CO2 | 0 | KPCo | KPCo | Renewable:Solar PV | S26 | 2030 | 20 | 400 | 196 | 26.5765 | 921.6848 | 26.3038 |  | 9555.4097 |  | 85000 | 7300 | [6 empty] | 29309.72 | 29309.7192 | 31.8002 |  | 29309.7192 | 29613.5822 | 25.3449 | 23359.9705 |  |  | 0 | -5949.7488
Solar | Utility Solar | New Solar | KPCo Retire 2028, no CO2 | 0 | KPCo | KPCo | Renewable:Solar PV | S27 | 2030 | 25 | 500 | 200 | 26.5765 | 1152.1061 | 26.3038 |  | 11944.2613 |  | 106250 | 9125 | [6 empty] | 34613.7 | 34613.6965 | 30.0438 |  | 34613.6965 | 34972.5497 | 25.3449 | 29199.9639 |  |  | 0 | -5413.7327
Solar | Utility Solar | New Solar | KPCo Retire 2028, no CO2 | 0 | KPCo | KPCo | Renewable:Solar PV | S28 | 2030 | 25 | 500 | 200 | 26.5765 | 1152.1061 | 26.3038 |  | 11944.2613 |  | 106250 | 9125 | [6 empty] | 32614.2 | 32614.2013 | 28.3083 |  | 32614.2013 | 32952.323 | 25.3449 | 29199.9639 |  |  | 0 | -3414.2374
Solar | Utility Solar | New Solar | KPCo Retire 2028, no CO2 | 0 | KPCo | KPCo | Renewable:Solar PV | S29 | 2030 | 14 | 280 | 112 | 26.5765 | 645.1794 | 26.3038 |  | 6688.7861 |  | 59500 | 5110 | [6 empty] | 17157.4 | 17157.4004 | 26.5932 |  | 17157.4004 | 17335.2775 | 25.3449 | 16351.9788 |  |  | 0 | -805.4216
Solar | Utility Solar | New Solar | KPCo Retire 2028, no CO2 | 0 | KPCo | KPCo | Renewable:Solar PV | S23 | 2031 | 5 | 100 | 64 | 26.5391 | 225.097 | 25.696 |  | 7385.8617 |  | 21250 | 1825 | [6 empty] | 8557.27 | 8557.2724 | 38.0159 |  | 8557.2724 | 8838.0525 | 18.2902 | 4117.0734 |  |  | 3555.5557 | -884.6433
Solar | Utility Solar | New Solar | KPCo Retire 2028, no CO2 | 0 | KPCo | KPCo | Renewable:Solar PV | S26 | 2031 | 20 | 400 | 196 | 26.5391 | 900.388 | 25.696 |  | 29543.4466 |  | 85000 | 7300 | [6 empty] | 29262.39 | 29262.3872 | 32.4998 |  | 29262.3872 | 30222.5427 | 18.2902 | 16468.2937 |  |  | 10888.8892 | -1905.2043
Solar | Utility Solar | New Solar | KPCo Retire 2028, no CO2 | 0 | KPCo | KPCo | Renewable:Solar PV | S27 | 2031 | 25 | 500 | 200 | 26.5391 | 1125.4849 | 25.696 |  | 36929.3083 |  | 106250 | 9125 | [6 empty] | 34557.8 | 34557.8004 | 30.7048 |  | 34557.8004 | 35691.7063 | 18.2902 | 20585.3669 |  |  | 11111.1115 | -2861.3221
Solar | Utility Solar | New Solar | KPCo Retire 2028, no CO2 | 0 | KPCo | KPCo | Renewable:Solar PV | S28 | 2031 | 25 | 500 | 200 | 26.5391 | 1125.4849 | 25.696 |  | 36929.3083 |  | 106250 | 9125 | [6 empty] | 32561.53 | 32561.5339 | 28.9311 |  | 32561.5339 | 33629.9397 | 18.2902 | 20585.3669 |  |  | 11111.1115 | -865.0556
Solar | Utility Solar | New Solar | KPCo Retire 2028, no CO2 | 0 | KPCo | KPCo | Renewable:Solar PV | S29 | 2031 | 14 | 280 | 112 | 26.5391 | 630.2716 | 25.696 |  | 20680.4129 |  | 59500 | 5110 | [6 empty] | 17129.69 | 17129.6949 | 27.1783 |  | 17129.6949 | 17691.7524 | 18.2902 | 11527.8054 |  |  | 6222.2224 | 620.3329
Solar | Utility Solar | New Solar | KPCo Retire 2028, no CO2 | 0 | KPCo | KPCo | Renewable:Solar PV | S31 | 2031 | 7 | 140 | 37.8 | 26.5391 | 315.1358 | 25.696 |  | 10340.2065 |  | 29750 | 2555 | [6 empty] | 7914.89 | 7914.8935 | 25.1158 |  | 7914.8935 | 8174.5966 | 18.2902 | 5763.9027 |  |  | 2100.0002 | -50.9906
Capacity Only PPA | Capacity Only PPA |  | KPCo Retire 2028, no CO2 | 0 | KPCo | KPCo | Other:Other | PPA_31 | 2031 | 2 | 100 | 100 | 0 | [16 empty] | 8448.0835 | 8448.0835 | 8448.0835 |  |  |  |  | 5555.5557 | -2892.5278
Gas | Gas |  | KPCo Retire 2028, no CO2 | 0 | KPCo | KPCo | Gas/Oil:Combustion Turbine | KPCo CT | 2031 | 1 | 125 | 125 | 87.4576 | 33.1708 | 3.0293 |  |  | 23 | 265.3661 | 66.3415 | 9900.0008 | 328390.5625 | 1143.8934 |  | 3.4833 | 81.117 | 202.13 | 1427.144 | 43.0242 | 1184.8913 | 2612.0354 | 2612.0033 | 46.1481 | 1530.7666 |  |  | 6944.4447 | 5863.1759
Solar | Utility Solar | New Solar | KPCo Retire 2028, no CO2 | 0 | KPCo | KPCo | Renewable:Solar PV | S23 | 2032 | 5 | 100 | 64 | 26.5651 | 225.7153 | 25.6962 |  | 7632.3469 |  | 21245 | 1830 | [6 empty] | 8769.55 | 8769.5536 | 38.8523 |  | 8769.5536 | 9066.0874 | 18.3623 | 4144.6532 |  |  | 3555.5557 | -1069.3448
Solar | Utility Solar | New Solar | KPCo Retire 2028, no CO2 | 0 | KPCo | KPCo | Renewable:Solar PV | S26 | 2032 | 20 | 400 | 196 | 26.5651 | 902.8611 | 25.6962 |  | 30529.3876 |  | 84980 | 7320 | [6 empty] | 29988.3 | 29988.3032 | 33.2147 |  | 29988.3032 | 31002.3312 | 18.3623 | 16578.6129 |  |  | 10888.8892 | -2520.8011
Solar | Utility Solar | New Solar | KPCo Retire 2028, no CO2 | 0 | KPCo | KPCo | Renewable:Solar PV | S27 | 2032 | 25 | 500 | 200 | 26.5651 | 1128.5763 | 25.6962 |  | 38161.7328 |  | 106225 | 9150 | [6 empty] | 35415.08 | 35415.0803 | 31.3803 |  | 35415.0803 | 36612.608 | 18.3623 | 20723.2665 |  |  | 11111.1115 | -3580.7023
Solar | Utility Solar | New Solar | KPCo Retire 2028, no CO2 | 0 | KPCo | KPCo | Renewable:Solar PV | S28 | 2032 | 25 | 500 | 200 | 26.5651 | 1128.5763 | 25.6962 |  | 38161.7328 |  | 106225 | 9150 | [6 empty] | 33369.29 | 33369.292 | 29.5676 |  | 33369.292 | 34497.6444 | 18.3623 | 20723.2665 |  |  | 11111.1115 | -1534.914
Solar | Utility Solar | New Solar | KPCo Retire 2028, no CO2 | 0 | KPCo | KPCo | Renewable:Solar PV | S29 | 2032 | 14 | 280 | 112 | 26.5651 | 632.0027 | 25.6962 |  | 21370.5691 |  | 59486 | 5124 | [6 empty] | 17554.63 | 17554.6326 | 27.7762 |  | 17554.6326 | 18148.2267 | 18.3623 | 11605.0292 |  |  | 6222.2224 | 272.619
Solar | Utility Solar | New Solar | KPCo Retire 2028, no CO2 | 0 | KPCo | KPCo | Renewable:Solar PV | S31 | 2032 | 7 | 140 | 37.8 | 26.5651 | 316.0014 | 25.6962 |  | 10685.2845 |  | 29743 | 2562 | [6 empty] | 8111.24 | 8111.2393 | 25.6684 |  | 8111.2393 | 8385.5129 | 18.3623 | 5802.5146 |  |  | 2100.0002 | -208.7245
Capacity Only PPA | Capacity Only PPA |  | KPCo Retire 2028, no CO2 | 0 | KPCo | KPCo | Other:Other | PPA_32 | 2032 | 2 | 100 | 100 | 0 | [16 empty] | 8614.5242 | 8614.5242 | 8614.5242 |  |  |  |  | 5555.5557 | -3058.9684
Gas | Gas |  | KPCo Retire 2028, no CO2 | 0 | KPCo | KPCo | Gas/Oil:Combustion Turbine | KPCo CT | 2032 | 1 | 125 | 125 | 87.4693 | 32.0655 | 2.9204 |  |  |  | 256.5238 | 64.131 | 9899.999 | 317448.0625 | 1138.3158 |  | 3.5858 | 80.1392 | 199.7 | 1418.1519 | 44.2268 | 1210.959 | 2629.1109 | 2629.0805 | 45.3799 | 1455.1285 |  |  | 6944.4447 | 5770.4623
Solar | Utility Solar | New Solar | KPCo Retire 2028, no CO2 | 0 | KPCo | KPCo | Renewable:Solar PV | S23 | 2033 | 5 | 100 | 64 | 26.5343 | 224.7903 | 25.661 |  | 7650.239 |  | 21310 | 1825 | [6 empty] | 8925.76 | 8925.7552 | 39.707 |  | 8925.7552 | 9229.5232 | 19.693 | 4426.8038 |  |  | 3555.5557 | -943.3957
Solar | Utility Solar | New Solar | KPCo Retire 2028, no CO2 | 0 | KPCo | KPCo | Renewable:Solar PV | S26 | 2033 | 20 | 400 | 196 | 26.5343 | 899.1611 | 25.661 |  | 30600.9559 |  | 85240 | 7300 | [6 empty] | 30522.45 | 30522.4524 | 33.9455 |  | 30522.4524 | 31561.2159 | 19.693 | 17707.2153 |  |  | 10888.8892 | -1926.3478
Solar | Utility Solar | New Solar | KPCo Retire 2028, no CO2 | 0 | KPCo | KPCo | Renewable:Solar PV | S27 | 2033 | 25 | 500 | 200 | 26.5343 | 1123.9515 | 25.661 |  | 38251.1941 |  | 106550 | 9125 | [6 empty] | 36045.89 | 36045.8868 | 32.0707 |  | 36045.8868 | 37272.6271 | 19.693 | 22134.0192 |  |  | 11111.1115 | -2800.7562
Solar | Utility Solar | New Solar | KPCo Retire 2028, no CO2 | 0 | KPCo | KPCo | Renewable:Solar PV | S28 | 2033 | 25 | 500 | 200 | 26.5343 | 1123.9515 | 25.661 |  | 38251.1941 |  | 106550 | 9125 | [6 empty] | 33963.66 | 33963.6599 | 30.2181 |  | 33963.6599 | 35119.536 | 19.693 | 22134.0192 |  |  | 11111.1115 | -718.5292
Solar | Utility Solar | New Solar | KPCo Retire 2028, no CO2 | 0 | KPCo | KPCo | Renewable:Solar PV | S29 | 2033 | 14 | 280 | 112 | 26.5343 | 629.4128 | 25.661 |  | 21420.6696 |  | 59668 | 5110 | [6 empty] | 17867.31 | 17867.3127 | 28.3873 |  | 17867.3127 | 18475.3865 | 19.693 | 12395.0512 |  |  | 6222.2224 | 749.9609
Solar | Utility Solar | New Solar | KPCo Retire 2028, no CO2 | 0 | KPCo | KPCo | Renewable:Solar PV | S31 | 2033 | 7 | 140 | 37.8 | 26.5343 | 314.7064 | 25.661 |  | 10710.3348 |  | 29834 | 2555 | [6 empty] | 8255.72 | 8255.7152 | 26.2331 |  | 8255.7152 | 8536.6801 | 19.693 | 6197.5256 |  |  | 2100.0002 | 41.8106
Capacity Only PPA | Capacity Only PPA |  | KPCo Retire 2028, no CO2 | 0 | KPCo | KPCo | Other:Other | PPA_33 | 2033 | 2 | 100 | 100 | 0 | [16 empty] | 8782.1411 | 8782.1411 | 8782.1411 |  |  |  |  | 5555.5557 | -3226.5854
Gas | Gas |  | KPCo Retire 2028, no CO2 | 0 | KPCo | KPCo | Gas/Oil:Combustion Turbine | KPCo CT | 2033 | 1 | 125 | 125 | 87.4576 | 30.6789 | 2.8017 |  |  |  | 245.4311 | 61.3578 | 9899.9964 | 303721.2812 | 1139.9673 |  | 3.7533 | 78.3606 | 195.27 | 1413.5931 | 46.077 | 1237.6001 | 2651.1932 | 2651.1637 | 46.6599 | 1431.4763 |  |  | 6944.4447 | 5724.7278
Solar | Utility Solar | New Solar | KPCo Retire 2028, no CO2 | 0 | KPCo | KPCo | Renewable:Solar PV | S23 | 2034 | 5 | 100 | 64 | 26.5727 | 217.9236 | 24.8771 |  | 14852.9377 |  | 21470 | 1825 | [6 empty] | 8843.47 | 8843.4693 | 40.5806 |  | 8843.4693 | 9446.2108 | 14.926 | 3252.7225 |  |  | 3555.5557 | -2035.1911
Solar | Utility Solar | New Solar | KPCo Retire 2028, no CO2 | 0 | KPCo | KPCo | Renewable:Solar PV | S26 | 2034 | 20 | 400 | 196 | 26.5727 | 871.6946 | 24.8771 |  | 59411.751 |  | 85880 | 7300 | [6 empty] | 30241.07 | 30241.0664 | 34.6923 |  | 30241.0664 | 32302.1963 | 14.926 | 13010.8902 |  |  | 10888.8892 | -6341.287
Solar | Utility Solar | New Solar | KPCo Retire 2028, no CO2 | 0 | KPCo | KPCo | Renewable:Solar PV | S27 | 2034 | 25 | 500 | 200 | 26.5727 | 1089.6183 | 24.8771 |  | 74264.6855 |  | 107350 | 9125 | [6 empty] | 35713.58 | 35713.5837 | 32.7762 |  | 35713.5837 | 38147.6998 | 14.926 | 16263.6106 |  |  | 11111.1115 | -8338.8617
Solar | Utility Solar | New Solar | KPCo Retire 2028, no CO2 | 0 | KPCo | KPCo | Renewable:Solar PV | S28 | 2034 | 25 | 500 | 200 | 26.5727 | 1089.6183 | 24.8771 |  | 74264.6855 |  | 107350 | 9125 | [6 empty] | 33650.55 | 33650.5513 | 30.8829 |  | 33650.5513 | 35944.0602 | 14.926 | 16263.6106 |  |  | 11111.1115 | -6275.8293
Solar | Utility Solar | New Solar | KPCo Retire 2028, no CO2 | 0 | KPCo | KPCo | Renewable:Solar PV | S29 | 2034 | 14 | 280 | 112 | 26.5727 | 610.1863 | 24.8771 |  | 41588.225 |  | 60116 | 5110 | [6 empty] | 17702.6 | 17702.5958 | 29.0118 |  | 17702.5958 | 18909.1447 | 14.926 | 9107.6234 |  |  | 6222.2224 | -2372.75
Solar | Utility Solar | New Solar | KPCo Retire 2028, no CO2 | 0 | KPCo | KPCo | Renewable:Solar PV | S31 | 2034 | 7 | 140 | 37.8 | 26.5727 | 305.0931 | 24.8771 |  | 20794.1125 |  | 30058 | 2555 | [6 empty] | 8179.61 | 8179.6064 | 26.8102 |  | 8179.6064 | 8737.1002 | 14.926 | 4553.8117 |  |  | 2100.0002 | -1525.7945
Solar | Utility Solar | New Solar | KPCo Retire 2028, no CO2 | 0 | KPCo | KPCo | Renewable:Solar PV | S34 | 2034 | 8 | 160 | 43.2 | 26.5727 | 348.6778 | 24.8771 |  | 23764.699 |  | 34352 | 2920 | [6 empty] | 8985.52 | 8985.5187 | 25.7703 |  | 8985.5187 | 9597.9411 | 14.926 | 5204.3561 |  |  | 2400.0001 | -1381.1626
Capacity Only PPA | Capacity Only PPA |  | KPCo Retire 2028, no CO2 | 0 | KPCo | KPCo | Other:Other | PPA_34 | 2034 | 1 | 50 | 50 | 0 | [16 empty] | 4476.3889 | 4476.3889 | 4476.3889 |  |  |  |  | 2777.7779 | -1698.6111
Gas | Gas |  | KPCo Retire 2028, no CO2 | 0 | KPCo | KPCo | Gas/Oil:Combustion Turbine | KPCo CT | 2034 | 1 | 125 | 125 | 87.4577 | [16 empty] | 1264.8271 | 1264.8271 | 1264.8271 |  |  |  |  | 6944.4447 | 5679.6175
Solar | Utility Solar | New Solar | KPCo Retire 2028, no CO2 | 0 | KPCo | KPCo | Renewable:Solar PV | S23 | 2035 | 5 | 100 | 64 | 26.5541 | 217.6059 | 24.8409 |  | 15007.701 |  | 21465 | 1825 | [6 empty] | 9024.85 | 9024.8492 | 41.4734 |  | 9024.8492 | 9647.2687 | 15.5218 | 3377.6409 |  |  | 3555.5557 | -2091.6527
Solar | Utility Solar | New Solar | KPCo Retire 2028, no CO2 | 0 | KPCo | KPCo | Renewable:Solar PV | S26 | 2035 | 20 | 400 | 196 | 26.5541 | 870.4237 | 24.8409 |  | 60030.804 |  | 85860 | 7300 | [6 empty] | 30861.31 | 30861.3116 | 35.4555 |  | 30861.3116 | 32989.7347 | 15.5218 | 13510.5636 |  |  | 10888.8892 | -6461.8588
Solar | Utility Solar | New Solar | KPCo Retire 2028, no CO2 | 0 | KPCo | KPCo | Renewable:Solar PV | S27 | 2035 | 25 | 500 | 200 | 26.5541 | 1088.0297 | 24.8409 |  | 75038.5064 |  | 107325 | 9125 | [6 empty] | 36446.07 | 36446.0691 | 33.4973 |  | 36446.0691 | 38959.6565 | 15.5218 | 16888.2042 |  |  | 11111.1115 | -8446.7535
Solar | Utility Solar | New Solar | KPCo Retire 2028, no CO2 | 0 | KPCo | KPCo | Renewable:Solar PV | S28 | 2035 | 25 | 500 | 200 | 26.5541 | 1088.0297 | 24.8409 |  | 75038.5064 |  | 107325 | 9125 | [6 empty] | 34340.73 | 34340.7271 | 31.5623 |  | 34340.7271 | 36709.1122 | 15.5218 | 16888.2042 |  |  | 11111.1115 | -6341.4114
Solar | Utility Solar | New Solar | KPCo Retire 2028, no CO2 | 0 | KPCo | KPCo | Renewable:Solar PV | S29 | 2035 | 14 | 280 | 112 | 26.5541 | 609.2966 | 24.8409 |  | 42021.5611 |  | 60102 | 5110 | [6 empty] | 18065.67 | 18065.6747 | 29.65 |  | 18065.6747 | 19311.6164 | 15.5218 | 9457.3944 |  |  | 6222.2224 | -2386.0579
Solar | Utility Solar | New Solar | KPCo Retire 2028, no CO2 | 0 | KPCo | KPCo | Renewable:Solar PV | S31 | 2035 | 7 | 140 | 37.8 | 26.5541 | 304.6483 | 24.8409 |  | 21010.7806 |  | 30051 | 2555 | [6 empty] | 8347.37 | 8347.3694 | 27.4 |  | 8347.3694 | 8923.065 | 15.5218 | 4728.6972 |  |  | 2100.0002 | -1518.672
Solar | Utility Solar | New Solar | KPCo Retire 2028, no CO2 | 0 | KPCo | KPCo | Renewable:Solar PV | S34 | 2035 | 8 | 160 | 43.2 | 26.5541 | 348.1695 | 24.8409 |  | 24012.3204 |  | 34344 | 2920 | [6 empty] | 9169.81 | 9169.8112 | 26.3372 |  | 9169.8112 | 9802.2286 | 15.5218 | 5404.2253 |  |  | 2400.0001 | -1365.5858
Capacity Only PPA | Capacity Only PPA |  | KPCo Retire 2028, no CO2 | 0 | KPCo | KPCo | Other:Other | PPA_35 | 2035 | 1 | 50 | 50 | 0 | [16 empty] | 4562.2826 | 4562.2826 | 4562.2826 |  |  |  |  | 2777.7779 | -1784.5047
Gas | Gas |  | KPCo Retire 2028, no CO2 | 0 | KPCo | KPCo | Gas/Oil:Combustion Turbine | KPCo CT | 2035 | 1 | 125 | 125 | 87.4577 | [16 empty] | 1292.6534 | 1292.6534 | 1292.6534 |  |  |  |  | 6944.4447 | 5651.7913
Solar | Utility Solar | New Solar | KPCo Retire 2028, no CO2 | 0 | KPCo | KPCo | Renewable:Solar PV | S23 | 2036 | 5 | 100 | 64 | 26.5286 | 217.9992 | 24.8178 |  | 15027.6618 |  | 21305 | 1830 | [6 empty] | 9240.06 | 9240.0616 | 42.3858 |  | 9240.0616 | 9877.0203 | 14.1017 | 3074.1637 |  |  | 3555.5557 | -2610.3422
Solar | Utility Solar | New Solar | KPCo Retire 2028, no CO2 | 0 | KPCo | KPCo | Renewable:Solar PV | S26 | 2036 | 20 | 400 | 196 | 26.5286 | 871.9966 | 24.8178 |  | 60110.647 |  | 85220 | 7320 | [6 empty] | 31597.25 | 31597.2493 | 36.2355 |  | 31597.2493 | 33775.3877 | 14.1017 | 12296.655 |  |  | 10888.8892 | -8411.7051
Solar | Utility Solar | New Solar | KPCo Retire 2028, no CO2 | 0 | KPCo | KPCo | Renewable:Solar PV | S27 | 2036 | 25 | 500 | 200 | 26.5286 | 1089.9958 | 24.8178 |  | 75138.3096 |  | 106525 | 9150 | [6 empty] | 37315.19 | 37315.1859 | 34.2342 |  | 37315.1859 | 39887.4886 | 14.1017 | 15370.8189 |  |  | 11111.1115 | -10833.2555
Solar | Utility Solar | New Solar | KPCo Retire 2028, no CO2 | 0 | KPCo | KPCo | Renewable:Solar PV | S28 | 2036 | 25 | 500 | 200 | 26.5286 | 1089.9958 | 24.8178 |  | 75138.3096 |  | 106525 | 9150 | [6 empty] | 35159.63 | 35159.6327 | 32.2567 |  | 35159.6327 | 37583.3462 | 14.1017 | 15370.8189 |  |  | 11111.1115 | -8677.7023
Solar | Utility Solar | New Solar | KPCo Retire 2028, no CO2 | 0 | KPCo | KPCo | Renewable:Solar PV | S29 | 2036 | 14 | 280 | 112 | 26.5286 | 610.3976 | 24.8178 |  | 42077.4522 |  | 59654 | 5124 | [6 empty] | 18496.48 | 18496.4814 | 30.3023 |  | 18496.4814 | 19771.5268 | 14.1017 | 8607.6591 |  |  | 6222.2224 | -3666.5999
Solar | Utility Solar | New Solar | KPCo Retire 2028, no CO2 | 0 | KPCo | KPCo | Renewable:Solar PV | S31 | 2036 | 7 | 140 | 37.8 | 26.5286 | 305.1988 | 24.8178 |  | 21038.7261 |  | 29827 | 2562 | [6 empty] | 8546.43 | 8546.4264 | 28.0028 |  | 8546.4264 | 9135.5699 | 14.1017 | 4303.8296 |  |  | 2100.0002 | -2142.5966
Solar | Utility Solar | New Solar | KPCo Retire 2028, no CO2 | 0 | KPCo | KPCo | Renewable:Solar PV | S34 | 2036 | 8 | 160 | 43.2 | 26.5286 | 348.7986 | 24.8178 |  | 24044.2586 |  | 34088 | 2928 | [6 empty] | 9388.48 | 9388.4817 | 26.9166 |  | 9388.4817 | 10035.6714 | 14.1017 | 4918.6624 |  |  | 2400.0001 | -2069.8192
Capacity Only PPA | Capacity Only PPA |  | KPCo Retire 2028, no CO2 | 0 | KPCo | KPCo | Other:Other | PPA_36 | 2036 | 1 | 50 | 50 | 0 | [16 empty] | 4648.7776 | 4648.7776 | 4648.7776 |  |  |  |  | 2777.7779 | -1870.9997
Gas | Gas |  | KPCo Retire 2028, no CO2 | 0 | KPCo | KPCo | Gas/Oil:Combustion Turbine | KPCo CT | 2036 | 1 | 125 | 125 | 87.4693 | [16 empty] | 1321.0916 | 1321.0916 | 1321.0916 |  |  |  |  | 6944.4447 | 5623.3531
Solar | Utility Solar | New Solar | KPCo Retire 2028, no CO2 | 0 | KPCo | KPCo | Renewable:Solar PV | S23 | 2037 | 5 | 100 | 64 | 26.5806 | 217.9393 | 24.8789 |  | 14906.8709 |  | 21235 | 1825 | [6 empty] | 9440.75 | 9440.748 | 43.3183 |  | 9440.748 | 10086.4875 | 15.4291 | 3362.6047 |  |  | 3555.5557 | -2522.5877
Solar | Utility Solar | New Solar | KPCo Retire 2028, no CO2 | 0 | KPCo | KPCo | Renewable:Solar PV | S26 | 2037 | 20 | 400 | 196 | 26.5806 | 871.7571 | 24.8789 |  | 59627.4837 |  | 84940 | 7300 | [6 empty] | 32283.52 | 32283.5179 | 37.0327 |  | 32283.5179 | 34491.6842 | 15.4291 | 13450.4189 |  |  | 10888.8892 | -7944.2099
Solar | Utility Solar | New Solar | KPCo Retire 2028, no CO2 | 0 | KPCo | KPCo | Renewable:Solar PV | S27 | 2037 | 25 | 500 | 200 | 26.5806 | 1089.6963 | 24.8789 |  | 74534.3496 |  | 106175 | 9125 | [6 empty] | 38125.64 | 38125.6405 | 34.9874 |  | 38125.6405 | 40733.4031 | 15.4291 | 16813.0229 |  |  | 11111.1115 | -10201.5062
Solar | Utility Solar | New Solar | KPCo Retire 2028, no CO2 | 0 | KPCo | KPCo | Renewable:Solar PV | S28 | 2037 | 25 | 500 | 200 | 26.5806 | 1089.6963 | 24.8789 |  | 74534.3496 |  | 106175 | 9125 | [6 empty] | 35923.27 | 35923.2715 | 32.9663 |  | 35923.2715 | 38380.3962 | 15.4291 | 16813.0229 |  |  | 11111.1115 | -7999.1371
Solar | Utility Solar | New Solar | KPCo Retire 2028, no CO2 | 0 | KPCo | KPCo | Renewable:Solar PV | S29 | 2037 | 14 | 280 | 112 | 26.5806 | 610.2299 | 24.8789 |  | 41739.237 |  | 59458 | 5110 | [6 empty] | 18898.21 | 18898.2102 | 30.969 |  | 18898.2102 | 20190.8335 | 15.4291 | 9415.293 |  |  | 6222.2224 | -3260.6948
Solar | Utility Solar | New Solar | KPCo Retire 2028, no CO2 | 0 | KPCo | KPCo | Renewable:Solar PV | S31 | 2037 | 7 | 140 | 37.8 | 26.5806 | 305.115 | 24.8789 |  | 20869.6185 |  | 29729 | 2555 | [6 empty] | 8732.05 | 8732.0475 | 28.6189 |  | 8732.0475 | 9329.3128 | 15.4291 | 4707.6465 |  |  | 2100.0002 | -1924.4007
Solar | Utility Solar | New Solar | KPCo Retire 2028, no CO2 | 0 | KPCo | KPCo | Renewable:Solar PV | S34 | 2037 | 8 | 160 | 43.2 | 26.5806 | 348.7028 | 24.8789 |  | 23850.9922 |  | 33976 | 2920 | [6 empty] | 9592.39 | 9592.3917 | 27.5088 |  | 9592.3917 | 10248.5038 | 15.4291 | 5380.1676 |  |  | 2400.0001 | -1812.224
Capacity Only PPA | Capacity Only PPA |  | KPCo Retire 2028, no CO2 | 0 | KPCo | KPCo | Other:Other | PPA_37 | 2037 | 1 | 50 | 50 | 0 | [16 empty] | 4735.6769 | 4735.6769 | 4735.6769 |  |  |  |  | 2777.7779 | -1957.899
Gas | Gas |  | KPCo Retire 2028, no CO2 | 0 | KPCo | KPCo | Gas/Oil:Combustion Turbine | KPCo CT | 2037 | 1 | 125 | 125 | 87.4576 | [16 empty] | 1350.1556 | 1350.1556 | 1350.1556 |  |  |  |  | 6944.4447 | 5594.289
Solar | Utility Solar | New Solar | KPCo Retire 2028, no CO2 | 0 | KPCo | KPCo | Renewable:Solar PV | S23 | 2038 | 5 | 100 | 64 | 26.574 | 217.8307 | 24.8665 |  | 14957.9811 |  | 21190 | 1825 | [6 empty] | 9643.64 | 9643.6371 | 44.2713 |  | 9643.6371 | 10305.8458 | 17.0366 | 3711.0988 |  |  | 3555.5557 | -2376.9827
Solar | Utility Solar | New Solar | KPCo Retire 2028, no CO2 | 0 | KPCo | KPCo | Renewable:Solar PV | S26 | 2038 | 20 | 400 | 196 | 26.574 | 871.3227 | 24.8665 |  | 59831.9245 |  | 84760 | 7300 | [6 empty] | 32977.31 | 32977.3138 | 37.8474 |  | 32977.3138 | 35241.7977 | 17.0366 | 14844.3952 |  |  | 10888.8892 | -7244.0294
Solar | Utility Solar | New Solar | KPCo Retire 2028, no CO2 | 0 | KPCo | KPCo | Renewable:Solar PV | S27 | 2038 | 25 | 500 | 200 | 26.574 | 1089.1534 | 24.8665 |  | 74789.9078 |  | 105950 | 9125 | [6 empty] | 38944.99 | 38944.9921 | 35.7571 |  | 38944.9921 | 41619.2632 | 17.0366 | 18555.4944 |  |  | 11111.1115 | -9278.3862
Solar | Utility Solar | New Solar | KPCo Retire 2028, no CO2 | 0 | KPCo | KPCo | Renewable:Solar PV | S28 | 2038 | 25 | 500 | 200 | 26.574 | 1089.1534 | 24.8665 |  | 74789.9078 |  | 105950 | 9125 | [6 empty] | 36695.29 | 36695.2937 | 33.6916 |  | 36695.2937 | 39215.0818 | 17.0366 | 18555.4944 |  |  | 11111.1115 | -7028.6879
Solar | Utility Solar | New Solar | KPCo Retire 2028, no CO2 | 0 | KPCo | KPCo | Renewable:Solar PV | S29 | 2038 | 14 | 280 | 112 | 26.574 | 609.9259 | 24.8665 |  | 41882.3468 |  | 59332 | 5110 | [6 empty] | 19304.35 | 19304.3481 | 31.6503 |  | 19304.3481 | 20629.9376 | 17.0366 | 10391.077 |  |  | 6222.2224 | -2691.0487
Solar | Utility Solar | New Solar | KPCo Retire 2028, no CO2 | 0 | KPCo | KPCo | Renewable:Solar PV | S31 | 2038 | 7 | 140 | 37.8 | 26.574 | 304.9629 | 24.8665 |  | 20941.1734 |  | 29666 | 2555 | [6 empty] | 8919.71 | 8919.7062 | 29.2485 |  | 8919.7062 | 9532.2039 | 17.0366 | 5195.5385 |  |  | 2100.0002 | -1624.1675
Solar | Utility Solar | New Solar | KPCo Retire 2028, no CO2 | 0 | KPCo | KPCo | Renewable:Solar PV | S34 | 2038 | 8 | 160 | 43.2 | 26.574 | 348.5291 | 24.8665 |  | 23932.7689 |  | 33904 | 2920 | [6 empty] | 9798.54 | 9798.5394 | 28.114 |  | 9798.5394 | 10471.3847 | 17.0366 | 5937.7584 |  |  | 2400.0001 | -1460.7809
Capacity Only PPA | Capacity Only PPA |  | KPCo Retire 2028, no CO2 | 0 | KPCo | KPCo | Other:Other | PPA_38 | 2038 | 1 | 50 | 50 | 0 | [16 empty] | 4823.4199 | 4823.4199 | 4823.4199 |  |  |  |  | 2777.7779 | -2045.6421
Gas | Gas |  | KPCo Retire 2028, no CO2 | 0 | KPCo | KPCo | Gas/Oil:Combustion Turbine | KPCo CT | 2038 | 1 | 125 | 125 | 87.4576 | [16 empty] | 1379.859 | 1379.859 | 1379.859 |  |  |  |  | 6944.4447 | 5564.5856
Solar | Utility Solar | New Solar | KPCo Retire 2028, no CO2 | 0 | KPCo | KPCo | Renewable:Solar PV | S23 | 2039 | 5 | 100 | 64 | 26.5343 | 217.4324 | 24.821 |  | 15008.1677 |  | 21310 | 1825 | [6 empty] | 9837.77 | 9837.7742 | 45.2452 |  | 9837.7742 | 10516.8221 | 17.1353 | 3725.7645 |  |  | 3555.5557 | -2556.454
Solar | Utility Solar | New Solar | KPCo Retire 2028, no CO2 | 0 | KPCo | KPCo | Renewable:Solar PV | S26 | 2039 | 20 | 400 | 196 | 26.5343 | 869.7294 | 24.821 |  | 60032.6707 |  | 85240 | 7300 | [6 empty] | 33641.19 | 33641.186 | 38.6801 |  | 33641.186 | 35963.2513 | 17.1353 | 14903.0581 |  |  | 10888.8892 | -7849.2387
Solar | Utility Solar | New Solar | KPCo Retire 2028, no CO2 | 0 | KPCo | KPCo | Renewable:Solar PV | S27 | 2039 | 25 | 500 | 200 | 26.5343 | 1087.1618 | 24.821 |  | 75040.8391 |  | 106550 | 9125 | [6 empty] | 39729 | 39728.999 | 36.5438 |  | 39728.999 | 42471.272 | 17.1353 | 18628.8233 |  |  | 11111.1115 | -9989.0642
Solar | Utility Solar | New Solar | KPCo Retire 2028, no CO2 | 0 | KPCo | KPCo | Renewable:Solar PV | S28 | 2039 | 25 | 500 | 200 | 26.5343 | 1087.1618 | 24.821 |  | 75040.8391 |  | 106550 | 9125 | [6 empty] | 37434.01 | 37434.0134 | 34.4328 |  | 37434.0134 | 40017.88 | 17.1353 | 18628.8233 |  |  | 11111.1115 | -7694.0786
Solar | Utility Solar | New Solar | KPCo Retire 2028, no CO2 | 0 | KPCo | KPCo | Renewable:Solar PV | S29 | 2039 | 14 | 280 | 112 | 26.5343 | 608.8106 | 24.821 |  | 42022.8705 |  | 59668 | 5110 | [6 empty] | 19692.97 | 19692.9664 | 32.3466 |  | 19692.9664 | 21052.2631 | 17.1353 | 10432.1402 |  |  | 6222.2224 | -3038.6039
Solar | Utility Solar | New Solar | KPCo Retire 2028, no CO2 | 0 | KPCo | KPCo | Renewable:Solar PV | S31 | 2039 | 7 | 140 | 37.8 | 26.5343 | 304.4053 | 24.821 |  | 21011.4352 |  | 29834 | 2555 | [6 empty] | 9099.27 | 9099.2699 | 29.892 |  | 9099.2699 | 9727.3432 | 17.1353 | 5216.0701 |  |  | 2100.0002 | -1783.1996
Solar | Utility Solar | New Solar | KPCo Retire 2028, no CO2 | 0 | KPCo | KPCo | Renewable:Solar PV | S34 | 2039 | 8 | 160 | 43.2 | 26.5343 | 347.8918 | 24.821 |  | 24013.07 |  | 34096 | 2920 | [6 empty] | 9995.8 | 9995.7951 | 28.7325 |  | 9995.7951 | 10685.7503 | 17.1353 | 5961.223 |  |  | 2400.0001 | -1634.572
Capacity Only PPA | Capacity Only PPA |  | KPCo Retire 2028, no CO2 | 0 | KPCo | KPCo | Other:Other | PPA_39 | 2039 | 1 | 50 | 50 | 0 | [16 empty] | 4911.9078 | 4911.9078 | 4911.9078 |  |  |  |  | 2777.7779 | -2134.13
Gas | Gas |  | KPCo Retire 2028, no CO2 | 0 | KPCo | KPCo | Gas/Oil:Combustion Turbine | KPCo CT | 2039 | 1 | 125 | 125 | 87.4576 | [16 empty] | 1410.2159 | 1410.2159 | 1410.2159 |  |  |  |  | 6944.4447 | 5534.2288
Solar | Utility Solar | New Solar | KPCo Retire 2028, no CO2 | 0 | KPCo | KPCo | Renewable:Solar PV | S23 | 2040 | 5 | 100 | 64 | 26.5372 | 217.6702 | 24.7803 |  | 15432.8167 |  | 21515 | 1830 | [6 empty] | 10065.2 | 10065.2043 | 46.2406 |  | 10065.2043 | 10778.8273 | 17.9267 | 3902.1105 |  |  | 0 | -6163.0938
Solar | Utility Solar | New Solar | KPCo Retire 2028, no CO2 | 0 | KPCo | KPCo | Renewable:Solar PV | S26 | 2040 | 20 | 400 | 196 | 26.5372 | 870.6809 | 24.7803 |  | 61731.2667 |  | 86060 | 7320 | [6 empty] | 34418.9 | 34418.9034 | 39.531 |  | 34418.9034 | 36859.2063 | 17.9267 | 15608.442 |  |  | 0 | -18810.4615
Solar | Utility Solar | New Solar | KPCo Retire 2028, no CO2 | 0 | KPCo | KPCo | Renewable:Solar PV | S27 | 2040 | 25 | 500 | 200 | 26.5372 | 1088.3512 | 24.7803 |  | 77164.0815 |  | 107575 | 9150 | [6 empty] | 40647.46 | 40647.4592 | 37.3477 |  | 40647.4592 | 43529.365 | 17.9267 | 19510.5524 |  |  | 0 | -21136.9068
Solar | Utility Solar | New Solar | KPCo Retire 2028, no CO2 | 0 | KPCo | KPCo | Renewable:Solar PV | S28 | 2040 | 25 | 500 | 200 | 26.5372 | 1088.3512 | 24.7803 |  | 77164.0815 |  | 107575 | 9150 | [6 empty] | 38299.42 | 38299.4155 | 35.1903 |  | 38299.4155 | 41014.8445 | 17.9267 | 19510.5524 |  |  | 0 | -18788.8631
Solar | Utility Solar | New Solar | KPCo Retire 2028, no CO2 | 0 | KPCo | KPCo | Renewable:Solar PV | S29 | 2040 | 14 | 280 | 112 | 26.5372 | 609.4767 | 24.7803 |  | 43211.8868 |  | 60242 | 5124 | [6 empty] | 20148.23 | 20148.23 | 33.0582 |  | 20148.23 | 21576.7394 | 17.9267 | 10925.9093 |  |  | 0 | -9222.3207
Solar | Utility Solar | New Solar | KPCo Retire 2028, no CO2 | 0 | KPCo | KPCo | Renewable:Solar PV | S31 | 2040 | 7 | 140 | 37.8 | 26.5372 | 304.7383 | 24.7803 |  | 21605.9434 |  | 30121 | 2562 | [6 empty] | 9309.63 | 9309.6277 | 30.5496 |  | 9309.6277 | 9969.6805 | 17.9267 | 5462.9547 |  |  | 0 | -3846.673
Solar | Utility Solar | New Solar | KPCo Retire 2028, no CO2 | 0 | KPCo | KPCo | Renewable:Solar PV | S34 | 2040 | 8 | 160 | 43.2 | 26.5372 | 348.2724 | 24.7803 |  | 24692.5059 |  | 34424 | 2928 | [6 empty] | 10226.88 | 10226.8782 | 29.3646 |  | 10226.8782 | 10951.9635 | 17.9267 | 6243.3768 |  |  | 0 | -3983.5014
Capacity Only PPA | Capacity Only PPA |  | KPCo Retire 2028, no CO2 | 0 | KPCo | KPCo | Other:Other | PPA_40 | 2040 | 1 | 50 | 50 | 0 | [16 empty] | 5000.035 | 5000.035 | 5000.035 |  |  |  |  | 0 | -5000.035
Gas | Gas |  | KPCo Retire 2028, no CO2 | 0 | KPCo | KPCo | Gas/Oil:Combustion Turbine | KPCo CT | 2040 | 1 | 125 | 125 | 87.4693 | [16 empty] | 1441.2406 | 1441.2406 | 1441.2406 |  |  |  |  | 0 | -1441.2406
Solar | Utility Solar | New Solar | KPCo Retire 2028, no CO2 | 0 | KPCo | KPCo | Renewable:Solar PV | S23 | 2041 | 5 | 100 | 64 | 26.5789 | 211.5294 | 24.1472 |  | 21301.7929 |  | 21505 | 1825 | [6 empty] | 9996.43 | 9996.4335 | 47.2579 |  | 9996.4335 | 11003.111 | 13.0538 | 2761.2563 |  |  | 7111.1113 | -124.0659
Solar | Utility Solar | New Solar | KPCo Retire 2028, no CO2 | 0 | KPCo | KPCo | Renewable:Solar PV | S26 | 2041 | 20 | 400 | 196 | 26.5789 | 846.1174 | 24.1472 |  | 85207.1715 |  | 86020 | 7300 | [6 empty] | 34183.73 | 34183.7347 | 40.4007 |  | 34183.7347 | 37626.1647 | 13.0538 | 11045.0251 |  |  | 21777.7784 | -1360.9312
Solar | Utility Solar | New Solar | KPCo Retire 2028, no CO2 | 0 | KPCo | KPCo | Renewable:Solar PV | S27 | 2041 | 25 | 500 | 200 | 26.5789 | 1057.6468 | 24.1472 |  | 106508.9662 |  | 107525 | 9125 | [6 empty] | 40369.73 | 40369.7275 | 38.1694 |  | 40369.7275 | 44435.1123 | 13.0538 | 13806.2813 |  |  | 22222.2229 | -4341.2234
Solar | Utility Solar | New Solar | KPCo Retire 2028, no CO2 | 0 | KPCo | KPCo | Renewable:Solar PV | S28 | 2041 | 25 | 500 | 200 | 26.5789 | 1057.6468 | 24.1472 |  | 106508.9662 |  | 107525 | 9125 | [6 empty] | 38037.73 | 38037.729 | 35.9645 |  | 38037.729 | 41868.2688 | 13.0538 | 13806.2813 |  |  | 22222.2229 | -2009.2248
Solar | Utility Solar | New Solar | KPCo Retire 2028, no CO2 | 0 | KPCo | KPCo | Renewable:Solar PV | S29 | 2041 | 14 | 280 | 112 | 26.5789 | 592.2822 | 24.1472 |  | 59645.0229 |  | 60214 | 5110 | [6 empty] | 20010.56 | 20010.5645 | 33.7855 |  | 20010.5645 | 22025.7043 | 13.0538 | 7731.5174 |  |  | 12444.4448 | 165.3978
Solar | Utility Solar | New Solar | KPCo Retire 2028, no CO2 | 0 | KPCo | KPCo | Renewable:Solar PV | S31 | 2041 | 7 | 140 | 37.8 | 26.5789 | 296.1411 | 24.1472 |  | 29822.5115 |  | 30107 | 2555 | [6 empty] | 9246.02 | 9246.0182 | 31.2217 |  | 9246.0182 | 10177.1272 | 13.0538 | 3865.7587 |  |  | 4200.0005 | -1180.2591
Solar | Utility Solar | New Solar | KPCo Retire 2028, no CO2 | 0 | KPCo | KPCo | Renewable:Solar PV | S34 | 2041 | 8 | 160 | 43.2 | 26.5789 | 338.447 | 24.1472 |  | 34082.871 |  | 34408 | 2920 | [6 empty] | 10157 | 10157.0018 | 30.0106 |  | 10157.0018 | 11179.8505 | 13.0538 | 4418.0099 |  |  | 4800.0002 | -938.9917
Solar | Utility Solar | New Solar | KPCo Retire 2028, no CO2 | 0 | KPCo | KPCo | Renewable:Solar PV | S41 | 2041 | 6 | 120 | 32.4 | 26.5789 | 253.8352 | 24.1472 |  | 25562.1528 |  | 25806 | 2190 | [6 empty] | 6928.89 | 6928.8938 | 27.2968 |  | 6928.8938 | 7626.6599 | 13.0538 | 3313.5075 |  |  | 3600.0003 | -15.386
Gas | Gas |  | KPCo Retire 2028, no CO2 | 0 | KPCo | KPCo | Gas/Oil:Combustion Turbine | KPCo CT | 2041 | 1 | 125 | 125 | 87.4576 | [16 empty] | 1472.9479 | 1472.9479 | 1472.9479 |  |  |  |  | 13888.8893 | 12415.9414
Solar | Utility Solar | New Solar | KPCo Retire 2028, no CO2 | 0 | KPCo | KPCo | Renewable:Solar PV | S23 | 2042 | 5 | 100 | 64 | 26.5391 | 211.0612 | 24.0937 |  | 21421.6638 |  | 21250 | 1825 | [6 empty] | 10193.74 | 10193.7426 | 48.2976 |  | 10193.7426 | 11228.3572 | 13.2474 | 2796.0031 |  |  | 7111.1113 | -286.6281
Solar | Utility Solar | New Solar | KPCo Retire 2028, no CO2 | 0 | KPCo | KPCo | Renewable:Solar PV | S26 | 2042 | 20 | 400 | 196 | 26.5391 | 844.2448 | 24.0937 |  | 85686.6554 |  | 85000 | 7300 | [6 empty] | 34858.46 | 34858.4553 | 41.2895 |  | 34858.4553 | 38396.4138 | 13.2474 | 11184.0124 |  |  | 21777.7784 | -1896.6645
Solar | Utility Solar | New Solar | KPCo Retire 2028, no CO2 | 0 | KPCo | KPCo | Renewable:Solar PV | S27 | 2042 | 25 | 500 | 200 | 26.5391 | 1055.3059 | 24.0937 |  | 107108.3244 |  | 106250 | 9125 | [6 empty] | 41166.55 | 41166.5479 | 39.0091 |  | 41166.5479 | 45344.7483 | 13.2474 | 13980.0163 |  |  | 22222.2229 | -4964.3087
Solar | Utility Solar | New Solar | KPCo Retire 2028, no CO2 | 0 | KPCo | KPCo | Renewable:Solar PV | S28 | 2042 | 25 | 500 | 200 | 26.5391 | 1055.3059 | 24.0937 |  | 107108.3244 |  | 106250 | 9125 | [6 empty] | 38788.52 | 38788.5195 | 36.7557 |  | 38788.5195 | 42725.3599 | 13.2474 | 13980.0163 |  |  | 22222.2229 | -2586.2803
Solar | Utility Solar | New Solar | KPCo Retire 2028, no CO2 | 0 | KPCo | KPCo | Renewable:Solar PV | S29 | 2042 | 14 | 280 | 112 | 26.5391 | 590.9713 | 24.0937 |  | 59980.6602 |  | 59500 | 5110 | [6 empty] | 20405.53 | 20405.5325 | 34.5288 |  | 20405.5325 | 22476.5938 | 13.2474 | 7828.8087 |  |  | 12444.4448 | -132.2789
Solar | Utility Solar | New Solar | KPCo Retire 2028, no CO2 | 0 | KPCo | KPCo | Renewable:Solar PV | S31 | 2042 | 7 | 140 | 37.8 | 26.5391 | 295.4857 | 24.0937 |  | 29990.3301 |  | 29750 | 2555 | [6 empty] | 9428.52 | 9428.5162 | 31.9085 |  | 9428.5162 | 10385.4638 | 13.2474 | 3914.4044 |  |  | 4200.0005 | -1314.1114
Solar | Utility Solar | New Solar | KPCo Retire 2028, no CO2 | 0 | KPCo | KPCo | Renewable:Solar PV | S34 | 2042 | 8 | 160 | 43.2 | 26.5391 | 337.6979 | 24.0937 |  | 34274.6648 |  | 34000 | 2920 | [6 empty] | 10357.48 | 10357.4811 | 30.6708 |  | 10357.4811 | 11408.7142 | 13.2474 | 4473.605 |  |  | 4800.0002 | -1083.8759
Solar | Utility Solar | New Solar | KPCo Retire 2028, no CO2 | 0 | KPCo | KPCo | Renewable:Solar PV | S41 | 2042 | 6 | 120 | 32.4 | 26.5391 | 253.2734 | 24.0937 |  | 25705.9976 |  | 25500 | 2190 | [6 empty] | 7065.66 | 7065.6569 | 27.8973 |  | 7065.6569 | 7782.786 | 13.2474 | 3355.204 |  |  | 3600.0003 | -110.4526
Gas | Gas |  | KPCo Retire 2028, no CO2 | 0 | KPCo | KPCo | Gas/Oil:Combustion Turbine | KPCo CT | 2042 | 1 | 125 | 125 | 87.4576 | [16 empty] | 1505.3526 | 1505.3526 | 1505.3526 |  |  |  |  | 13888.8893 | 12383.5367
Solar | Utility Solar | New Solar | KPCo Retire 2028, no CO2 | 0 | KPCo | KPCo | Renewable:Solar PV | S23 | 2043 | 5 | 100 | 64 | 26.5806 | 211.242 | 24.1144 |  | 21604.0969 |  | 21235 | 1825 | [6 empty] | 10426.93 | 10426.9318 | 49.3601 |  | 10426.9318 | 11493.313 | 13.8006 | 2915.2745 |  |  | 7111.1113 | -400.546
Solar | Utility Solar | New Solar | KPCo Retire 2028, no CO2 | 0 | KPCo | KPCo | Renewable:Solar PV | S26 | 2043 | 20 | 400 | 196 | 26.5806 | 844.9682 | 24.1144 |  | 86416.3875 |  | 84940 | 7300 | [6 empty] | 35655.86 | 35655.8645 | 42.1979 |  | 35655.8645 | 39302.451 | 13.8006 | 11661.0981 |  |  | 21777.7784 | -2216.988
Solar | Utility Solar | New Solar | KPCo Retire 2028, no CO2 | 0 | KPCo | KPCo | Renewable:Solar PV | S27 | 2043 | 25 | 500 | 200 | 26.5806 | 1056.2102 | 24.1144 |  | 108020.4807 |  | 106175 | 9125 | [6 empty] | 42108.26 | 42108.261 | 39.8673 |  | 42108.261 | 46414.7493 | 13.8006 | 14576.3726 |  |  | 22222.2229 | -5309.6655
Solar | Utility Solar | New Solar | KPCo Retire 2028, no CO2 | 0 | KPCo | KPCo | Renewable:Solar PV | S28 | 2043 | 25 | 500 | 200 | 26.5806 | 1056.2102 | 24.1144 |  | 108020.4807 |  | 106175 | 9125 | [6 empty] | 39675.83 | 39675.8335 | 37.5643 |  | 39675.8335 | 43733.5497 | 13.8006 | 14576.3726 |  |  | 22222.2229 | -2877.238
Solar | Utility Solar | New Solar | KPCo Retire 2028, no CO2 | 0 | KPCo | KPCo | Renewable:Solar PV | S29 | 2043 | 14 | 280 | 112 | 26.5806 | 591.4777 | 24.1144 |  | 60491.4716 |  | 59458 | 5110 | [6 empty] | 20872.32 | 20872.3234 | 35.2884 |  | 20872.3234 | 23006.9722 | 13.8006 | 8162.769 |  |  | 12444.4448 | -265.1096
Solar | Utility Solar | New Solar | KPCo Retire 2028, no CO2 | 0 | KPCo | KPCo | Renewable:Solar PV | S31 | 2043 | 7 | 140 | 37.8 | 26.5806 | 295.7388 | 24.1144 |  | 30245.7358 |  | 29729 | 2555 | [6 empty] | 9644.2 | 9644.1994 | 32.6105 |  | 9644.1994 | 10630.5289 | 13.8006 | 4081.3845 |  |  | 4200.0005 | -1362.8145
Solar | Utility Solar | New Solar | KPCo Retire 2028, no CO2 | 0 | KPCo | KPCo | Renewable:Solar PV | S34 | 2043 | 8 | 160 | 43.2 | 26.5806 | 337.9873 | 24.1144 |  | 34566.5544 |  | 33976 | 2920 | [6 empty] | 10594.42 | 10594.4155 | 31.3456 |  | 10594.4155 | 11677.9249 | 13.8006 | 4664.4392 |  |  | 4800.0002 | -1129.9761
Solar | Utility Solar | New Solar | KPCo Retire 2028, no CO2 | 0 | KPCo | KPCo | Renewable:Solar PV | S41 | 2043 | 6 | 120 | 32.4 | 26.5806 | 253.4904 | 24.1144 |  | 25924.9168 |  | 25482 | 2190 | [6 empty] | 7227.29 | 7227.2889 | 28.5111 |  | 7227.2889 | 7966.4361 | 13.8006 | 3498.3295 |  |  | 3600.0003 | -128.9591
Gas | Gas |  | KPCo Retire 2028, no CO2 | 0 | KPCo | KPCo | Gas/Oil:Combustion Turbine | KPCo CT | 2043 | 1 | 125 | 125 | 87.4576 | [16 empty] | 1538.4703 | 1538.4703 | 1538.4703 |  |  |  |  | 13888.8893 | 12350.419
Solar | Utility Solar | New Solar | KPCo Retire 2028, no CO2 | 0 | KPCo | KPCo | Renewable:Solar PV | S23 | 2044 | 5 | 100 | 63.995 | 26.5189 | 211.5022 | 24.0781 |  | 21439.8223 |  | 21365 | 1830 | [6 empty] | 10669.45 | 10669.448 | 50.446 |  | 10669.448 | 11751.0018 | 14.3857 | 3042.6122 |  |  | 7110.5544 | -516.2815
Solar | Utility Solar | New Solar | KPCo Retire 2028, no CO2 | 0 | KPCo | KPCo | Renewable:Solar PV | S26 | 2044 | 20 | 400 | 195.9846 | 26.5189 | 846.0087 | 24.0781 |  | 85759.2893 |  | 85460 | 7320 | [6 empty] | 36485.17 | 36485.1708 | 43.1262 |  | 36485.1708 | 40183.6447 | 14.3857 | 12170.4487 |  |  | 21776.0728 | -2538.6493
Solar | Utility Solar | New Solar | KPCo Retire 2028, no CO2 | 0 | KPCo | KPCo | Renewable:Solar PV | S27 | 2044 | 25 | 500 | 199.9843 | 26.5189 | 1057.511 | 24.0781 |  | 107199.1097 |  | 106825 | 9150 | [6 empty] | 43087.64 | 43087.6399 | 40.7444 |  | 43087.6399 | 47455.4041 | 14.3857 | 15213.0604 |  |  | 22220.4834 | -5654.0961
Solar | Utility Solar | New Solar | KPCo Retire 2028, no CO2 | 0 | KPCo | KPCo | Renewable:Solar PV | S28 | 2044 | 25 | 500 | 199.9843 | 26.5189 | 1057.511 | 24.0781 |  | 107199.1097 |  | 106825 | 9150 | [6 empty] | 40598.64 | 40598.6362 | 38.3907 |  | 40598.6362 | 44714.0894 | 14.3857 | 15213.0604 |  |  | 22220.4834 | -3165.0924
Solar | Utility Solar | New Solar | KPCo Retire 2028, no CO2 | 0 | KPCo | KPCo | Renewable:Solar PV | S29 | 2044 | 14 | 280 | 111.9912 | 26.5189 | 592.2061 | 24.0781 |  | 60031.5044 |  | 59822 | 5124 | [6 empty] | 21357.79 | 21357.7853 | 36.0648 |  | 21357.7853 | 23522.8065 | 14.3857 | 8519.3141 |  |  | 12443.4708 | -395.0003
Solar | Utility Solar | New Solar | KPCo Retire 2028, no CO2 | 0 | KPCo | KPCo | Renewable:Solar PV | S31 | 2044 | 7 | 140 | 37.797 | 26.5189 | 296.1031 | 24.0781 |  | 30015.7522 |  | 29911 | 2562 | [6 empty] | 9868.51 | 9868.5103 | 33.328 |  | 9868.5103 | 10868.874 | 14.3857 | 4259.6571 |  |  | 4199.6711 | -1409.1821
Solar | Utility Solar | New Solar | KPCo Retire 2028, no CO2 | 0 | KPCo | KPCo | Renewable:Solar PV | S34 | 2044 | 8 | 160 | 43.1966 | 26.5189 | 338.4035 | 24.0781 |  | 34303.7156 |  | 34184 | 2928 | [6 empty] | 10840.83 | 10840.8274 | 32.0352 |  | 10840.8274 | 11939.7538 | 14.3857 | 4868.1791 |  |  | 4799.6243 | -1173.024
Solar | Utility Solar | New Solar | KPCo Retire 2028, no CO2 | 0 | KPCo | KPCo | Renewable:Solar PV | S41 | 2044 | 6 | 120 | 32.3975 | 26.5189 | 253.8026 | 24.0781 |  | 25727.7866 |  | 25638 | 2196 | [6 empty] | 7395.39 | 7395.3854 | 29.1383 |  | 7395.3854 | 8145.0502 | 14.3857 | 3651.1344 |  |  | 3599.718 | -144.533
Gas | Gas |  | KPCo Retire 2028, no CO2 | 0 | KPCo | KPCo | Gas/Oil:Combustion Turbine | KPCo CT | 2044 | 1 | 125 | 125 | 87.4693 | [16 empty] | 1572.3166 | 1572.3166 | 1572.3166 |  |  |  |  | 13888.8893 | 12316.5727
Solar | Utility Solar | New Solar | KPCo Retire 2028, no CO2 | 0 | KPCo | KPCo | Renewable:Solar PV | S23 | 2045 | 5 | 100 | 64 | 26.5727 | 211.1116 | 24.0995 |  | 21664.9829 |  | 21470 | 1825 | [6 empty] | 10884.04 | 10884.0385 | 51.5559 |  | 10884.0385 | 12000.9957 | 15.5494 | 3282.6678 |  |  | 7111.1113 | -490.2594
Solar | Utility Solar | New Solar | KPCo Retire 2028, no CO2 | 0 | KPCo | KPCo | Renewable:Solar PV | S26 | 2045 | 20 | 400 | 196 | 26.5727 | 844.4464 | 24.0995 |  | 86659.9317 |  | 85880 | 7300 | [6 empty] | 37218.99 | 37218.9854 | 44.075 |  | 37218.9854 | 41038.5211 | 15.5494 | 13130.6712 |  |  | 21777.7784 | -2310.5357
Solar | Utility Solar | New Solar | KPCo Retire 2028, no CO2 | 0 | KPCo | KPCo | Renewable:Solar PV | S27 | 2045 | 25 | 500 | 200 | 26.5727 | 1055.5581 | 24.0995 |  | 108324.9146 |  | 107350 | 9125 | [6 empty] | 43954.25 | 43954.2466 | 41.6408 |  | 43954.2466 | 48464.9778 | 15.5494 | 16413.3381 |  |  | 22222.2229 | -5318.6855
Solar | Utility Solar | New Solar | KPCo Retire 2028, no CO2 | 0 | KPCo | KPCo | Renewable:Solar PV | S28 | 2045 | 25 | 500 | 200 | 26.5727 | 1055.5581 | 24.0995 |  | 108324.9146 |  | 107350 | 9125 | [6 empty] | 41415.18 | 41415.1807 | 39.2353 |  | 41415.1807 | 45665.3433 | 15.5494 | 16413.3381 |  |  | 22222.2229 | -2779.6196
Solar | Utility Solar | New Solar | KPCo Retire 2028, no CO2 | 0 | KPCo | KPCo | Renewable:Solar PV | S29 | 2045 | 14 | 280 | 112 | 26.5727 | 591.1125 | 24.0995 |  | 60661.9558 |  | 60116 | 5110 | [6 empty] | 21787.35 | 21787.3452 | 36.8582 |  | 21787.3452 | 24023.2367 | 15.5494 | 9191.4696 |  |  | 12444.4448 | -151.4308
Solar | Utility Solar | New Solar | KPCo Retire 2028, no CO2 | 0 | KPCo | KPCo | Renewable:Solar PV | S31 | 2045 | 7 | 140 | 37.8 | 26.5727 | 295.5562 | 24.0995 |  | 30330.9779 |  | 30058 | 2555 | [6 empty] | 10066.99 | 10066.9926 | 34.0612 |  | 10066.9926 | 11100.1006 | 15.5494 | 4595.7348 |  |  | 4200.0005 | -1271.2573
Solar | Utility Solar | New Solar | KPCo Retire 2028, no CO2 | 0 | KPCo | KPCo | Renewable:Solar PV | S34 | 2045 | 8 | 160 | 43.2 | 26.5727 | 337.7786 | 24.0995 |  | 34663.9732 |  | 34352 | 2920 | [6 empty] | 11058.86 | 11058.8644 | 32.74 |  | 11058.8644 | 12193.7625 | 15.5494 | 5252.268 |  |  | 4800.0002 | -1006.5962
Solar | Utility Solar | New Solar | KPCo Retire 2028, no CO2 | 0 | KPCo | KPCo | Renewable:Solar PV | S41 | 2045 | 6 | 120 | 32.4 | 26.5727 | 253.3339 | 24.0995 |  | 25997.9792 |  | 25764 | 2190 | [6 empty] | 7544.13 | 7544.1262 | 29.7794 |  | 7544.1262 | 8318.33 | 15.5494 | 3939.2014 |  |  | 3600.0003 | -4.9244
Gas | Gas |  | KPCo Retire 2028, no CO2 | 0 | KPCo | KPCo | Gas/Oil:Combustion Turbine | KPCo CT | 2045 | 1 | 125 | 125 | 87.4577 | [16 empty] | 1606.9074 | 1606.9074 | 1606.9074 |  |  |  |  | 13888.8893 | 12281.9819
Solar | Utility Solar | New Solar | KPCo Retire 2028, no CO2 | 0 | KPCo | KPCo | Renewable:Solar PV | S23 | 2046 | 5 | 100 | 63.992 | 26.5541 | 211.124 | 24.1009 |  | 21489.6322 |  | 21465 | 1825 | [6 empty] | 11124.14 | 11124.1407 | 52.6901 |  | 11124.1407 | 12256.4304 | 15.7045 | 3315.6068 |  |  | 7110.2276 | -698.3063
Solar | Utility Solar | New Solar | KPCo Retire 2028, no CO2 | 0 | KPCo | KPCo | Renewable:Solar PV | S26 | 2046 | 20 | 400 | 195.9756 | 26.5541 | 844.496 | 24.1009 |  | 85958.5289 |  | 85860 | 7300 | [6 empty] | 38040.03 | 38040.0314 | 45.0447 |  | 38040.0314 | 41912.0045 | 15.7045 | 13262.4271 |  |  | 21775.0726 | -3002.5318
Solar | Utility Solar | New Solar | KPCo Retire 2028, no CO2 | 0 | KPCo | KPCo | Renewable:Solar PV | S27 | 2046 | 25 | 500 | 199.9751 | 26.5541 | 1055.6201 | 24.1009 |  | 107448.1603 |  | 107325 | 9125 | [6 empty] | 44923.88 | 44923.8772 | 42.5569 |  | 44923.8772 | 49496.5334 | 15.7045 | 16578.0341 |  |  | 22219.4611 | -6126.382
Solar | Utility Solar | New Solar | KPCo Retire 2028, no CO2 | 0 | KPCo | KPCo | Renewable:Solar PV | S28 | 2046 | 25 | 500 | 199.9751 | 26.5541 | 1055.6201 | 24.1009 |  | 107448.1603 |  | 107325 | 9125 | [6 empty] | 42328.8 | 42328.7974 | 40.0985 |  | 42328.7974 | 46637.3096 | 15.7045 | 16578.0341 |  |  | 22219.4611 | -3531.3022
Solar | Utility Solar | New Solar | KPCo Retire 2028, no CO2 | 0 | KPCo | KPCo | Renewable:Solar PV | S29 | 2046 | 14 | 280 | 111.9861 | 26.5541 | 591.1472 | 24.1009 |  | 60170.9703 |  | 60102 | 5110 | [6 empty] | 22267.97 | 22267.9746 | 37.6691 |  | 22267.9746 | 24534.5592 | 15.7045 | 9283.6992 |  |  | 12442.8986 | -541.3768
Solar | Utility Solar | New Solar | KPCo Retire 2028, no CO2 | 0 | KPCo | KPCo | Renewable:Solar PV | S31 | 2046 | 7 | 140 | 37.7953 | 26.5541 | 295.5736 | 24.1009 |  | 30085.4851 |  | 30051 | 2555 | [6 empty] | 10289.07 | 10289.0699 | 34.8105 |  | 10289.0699 | 11336.3617 | 15.7045 | 4641.8496 |  |  | 4199.4783 | -1447.742
Solar | Utility Solar | New Solar | KPCo Retire 2028, no CO2 | 0 | KPCo | KPCo | Renewable:Solar PV | S34 | 2046 | 8 | 160 | 43.1946 | 26.5541 | 337.7984 | 24.1009 |  | 34383.4112 |  | 34344 | 2920 | [6 empty] | 11302.82 | 11302.8238 | 33.4603 |  | 11302.8238 | 12453.3016 | 15.7045 | 5304.9709 |  |  | 4799.4039 | -1198.449
Solar | Utility Solar | New Solar | KPCo Retire 2028, no CO2 | 0 | KPCo | KPCo | Renewable:Solar PV | S41 | 2046 | 6 | 120 | 32.396 | 26.5541 | 253.3488 | 24.1009 |  | 25787.5576 |  | 25758 | 2190 | [6 empty] | 7710.55 | 7710.5493 | 30.4345 |  | 7710.5493 | 8495.3821 | 15.7045 | 3978.7284 |  |  | 3599.5527 | -132.2682
Gas | Gas |  | KPCo Retire 2028, no CO2 | 0 | KPCo | KPCo | Gas/Oil:Combustion Turbine | KPCo CT | 2046 | 1 | 125 | 125 | 87.4577 | [16 empty] | 1642.2592 | 1642.2592 | 1642.2592 |  |  |  |  | 13888.8893 | 12246.6301
Solar | Utility Solar | New Solar | KPCo Retire 2028, no CO2 | 0 | KPCo | KPCo | Renewable:Solar PV | S23 | 2047 | 5 | 100 | 63.8974 | 26.5789 | 211.1818 | 24.1075 |  | 21649.3275 |  | 21505 | 1825 | [6 empty] | 11371.98 | 11371.9844 | 53.8493 |  | 11371.9844 | 12537.7843 | 16.26 | 3433.8248 |  |  | 7099.7062 | -838.4534
Solar | Utility Solar | New Solar | KPCo Retire 2028, no CO2 | 0 | KPCo | KPCo | Renewable:Solar PV | S26 | 2047 | 20 | 400 | 195.6857 | 26.5789 | 844.7273 | 24.1075 |  | 86597.3101 |  | 86020 | 7300 | [6 empty] | 38887.56 | 38887.5586 | 46.0356 |  | 38887.5586 | 42874.1204 | 16.26 | 13735.2993 |  |  | 21742.8511 | -3409.4082
Solar | Utility Solar | New Solar | KPCo Retire 2028, no CO2 | 0 | KPCo | KPCo | Renewable:Solar PV | S27 | 2047 | 25 | 500 | 199.6792 | 26.5789 | 1055.9091 | 24.1075 |  | 108246.6372 |  | 107525 | 9125 | [6 empty] | 45924.77 | 45924.7732 | 43.4931 |  | 45924.7732 | 50632.7527 | 16.26 | 17169.1234 |  |  | 22186.5835 | -6569.0664
Solar | Utility Solar | New Solar | KPCo Retire 2028, no CO2 | 0 | KPCo | KPCo | Renewable:Solar PV | S28 | 2047 | 25 | 500 | 199.6792 | 26.5789 | 1055.9091 | 24.1075 |  | 108246.6372 |  | 107525 | 9125 | [6 empty] | 43271.87 | 43271.8711 | 40.9807 |  | 43271.8711 | 47707.8938 | 16.26 | 17169.1234 |  |  | 22186.5835 | -3916.1643
Solar | Utility Solar | New Solar | KPCo Retire 2028, no CO2 | 0 | KPCo | KPCo | Renewable:Solar PV | S29 | 2047 | 14 | 280 | 111.8204 | 26.5789 | 591.3091 | 24.1075 |  | 60618.115 |  | 60214 | 5110 | [6 empty] | 22764.1 | 22764.0984 | 38.4978 |  | 22764.0984 | 25097.7626 | 16.26 | 9614.7098 |  |  | 12424.4863 | -724.9022
Solar | Utility Solar | New Solar | KPCo Retire 2028, no CO2 | 0 | KPCo | KPCo | Renewable:Solar PV | S31 | 2047 | 7 | 140 | 37.7394 | 26.5789 | 295.6545 | 24.1075 |  | 30309.0575 |  | 30107 | 2555 | [6 empty] | 10518.31 | 10518.3085 | 35.5763 |  | 10518.3085 | 11596.5945 | 16.26 | 4807.3549 |  |  | 4193.2641 | -1517.6895
Solar | Utility Solar | New Solar | KPCo Retire 2028, no CO2 | 0 | KPCo | KPCo | Renewable:Solar PV | S34 | 2047 | 8 | 160 | 43.1307 | 26.5789 | 337.8909 | 24.1075 |  | 34638.9233 |  | 34408 | 2920 | [6 empty] | 11554.65 | 11554.6489 | 34.1964 |  | 11554.6489 | 12739.1751 | 16.26 | 5494.1198 |  |  | 4792.3022 | -1268.2269
Solar | Utility Solar | New Solar | KPCo Retire 2028, no CO2 | 0 | KPCo | KPCo | Renewable:Solar PV | S41 | 2047 | 6 | 120 | 32.348 | 26.5789 | 253.4182 | 24.1075 |  | 25979.1909 |  | 25806 | 2190 | [6 empty] | 7882.34 | 7882.339 | 31.1041 |  | 7882.339 | 8690.3976 | 16.26 | 4120.5898 |  |  | 3594.2265 | -167.5226
Gas | Gas |  | KPCo Retire 2028, no CO2 | 0 | KPCo | KPCo | Gas/Oil:Combustion Turbine | KPCo CT | 2047 | 1 | 125 | 125 | 87.4576 | [16 empty] | 1678.3889 | 1678.3889 | 1678.3889 |  |  |  |  | 13888.8893 | 12210.5005
Solar | Utility Solar | New Solar | KPCo Retire 2028, no CO2 | 0 | KPCo | KPCo | Renewable:Solar PV | S23 | 2048 | 5 | 100 | 63.648 | 26.5303 | 211.5375 | 24.0821 |  | 21504.2795 |  | 21460 | 1830 | [6 empty] | 11641.74 | 11641.7426 | 55.0339 |  | 11641.7426 | 12825.2084 | 18.3995 | 3892.1802 |  |  | 7071.998 | -677.5644
Solar | Utility Solar | New Solar | KPCo Retire 2028, no CO2 | 0 | KPCo | KPCo | Renewable:Solar PV | S26 | 2048 | 20 | 400 | 194.922 | 26.5303 | 846.1501 | 24.0821 |  | 86017.1182 |  | 85840 | 7320 | [6 empty] | 39810.02 | 39810.0239 | 47.0484 |  | 39810.0239 | 43856.9927 | 18.3995 | 15568.721 |  |  | 21657.9952 | -2583.3077
Solar | Utility Solar | New Solar | KPCo Retire 2028, no CO2 | 0 | KPCo | KPCo | Renewable:Solar PV | S27 | 2048 | 25 | 500 | 198.8999 | 26.5303 | 1057.6876 | 24.0821 |  | 107521.4019 |  | 107300 | 9150 | [6 empty] | 47014.17 | 47014.1702 | 44.45 |  | 47014.1702 | 51793.4868 | 18.3995 | 19460.9011 |  |  | 22099.9932 | -5453.2758
Solar | Utility Solar | New Solar | KPCo Retire 2028, no CO2 | 0 | KPCo | KPCo | Renewable:Solar PV | S28 | 2048 | 25 | 500 | 198.8999 | 26.5303 | 1057.6876 | 24.0821 |  | 107521.4019 |  | 107300 | 9150 | [6 empty] | 44298.34 | 44298.3386 | 41.8823 |  | 44298.3386 | 48801.5757 | 18.3995 | 19460.9011 |  |  | 22099.9932 | -2737.4443
Solar | Utility Solar | New Solar | KPCo Retire 2028, no CO2 | 0 | KPCo | KPCo | Renewable:Solar PV | S29 | 2048 | 14 | 280 | 111.384 | 26.5303 | 592.305 | 24.0821 |  | 60211.9814 |  | 60088 | 5124 | [6 empty] | 23304.09 | 23304.0934 | 39.3447 |  | 23304.0934 | 25673.1194 | 18.3995 | 10898.1042 |  |  | 12375.9964 | -29.9928
Solar | Utility Solar | New Solar | KPCo Retire 2028, no CO2 | 0 | KPCo | KPCo | Renewable:Solar PV | S31 | 2048 | 7 | 140 | 37.5921 | 26.5303 | 296.1525 | 24.0821 |  | 30105.9907 |  | 30044 | 2562 | [6 empty] | 10767.82 | 10767.8167 | 36.359 |  | 10767.8167 | 11862.4414 | 18.3995 | 5449.0521 |  |  | 4176.8991 | -1141.8655
Solar | Utility Solar | New Solar | KPCo Retire 2028, no CO2 | 0 | KPCo | KPCo | Renewable:Solar PV | S34 | 2048 | 8 | 160 | 42.9624 | 26.5303 | 338.46 | 24.0821 |  | 34406.8473 |  | 34336 | 2928 | [6 empty] | 11828.74 | 11828.7404 | 34.9487 |  | 11828.7404 | 13031.2151 | 18.3995 | 6227.4886 |  |  | 4773.5987 | -827.6531
Solar | Utility Solar | New Solar | KPCo Retire 2028, no CO2 | 0 | KPCo | KPCo | Renewable:Solar PV | S41 | 2048 | 6 | 120 | 32.2218 | 26.5303 | 253.845 | 24.0821 |  | 25805.1369 |  | 25752 | 2196 | [6 empty] | 8069.32 | 8069.3184 | 31.7884 |  | 8069.3184 | 8889.6215 | 18.3995 | 4670.6161 |  |  | 3580.199 | 181.4968
Gas | Gas |  | KPCo Retire 2028, no CO2 | 0 | KPCo | KPCo | Gas/Oil:Combustion Turbine | KPCo CT | 2048 | 1 | 125 | 125 | 87.4693 | [16 empty] | 1715.3134 | 1715.3134 | 1715.3134 |  |  |  |  | 13888.8893 | 12173.576
Solar | Utility Solar | New Solar | KPCo Retire 2028, no CO2 | 0 | KPCo | KPCo | Renewable:Solar PV | S23 | 2049 | 5 | 100 | 63.7333 | 26.574 | 211.0874 | 24.0967 |  | 21701.3093 |  | 21190 | 1825 | [6 empty] | 11872.54 | 11872.5411 | 56.2447 |  | 11872.5411 | 13093.1244 | 18.498 | 3904.6877 |  |  | 7081.4749 | -886.3784
Solar | Utility Solar | New Solar | KPCo Retire 2028, no CO2 | 0 | KPCo | KPCo | Renewable:Solar PV | S26 | 2049 | 20 | 400 | 195.1832 | 26.574 | 844.3494 | 24.0967 |  | 86805.2372 |  | 84760 | 7300 | [6 empty] | 40599.26 | 40599.2615 | 48.0835 |  | 40599.2615 | 44773.1614 | 18.498 | 15618.7509 |  |  | 21687.0175 | -3293.4931
Solar | Utility Solar | New Solar | KPCo Retire 2028, no CO2 | 0 | KPCo | KPCo | Renewable:Solar PV | S27 | 2049 | 25 | 500 | 199.1665 | 26.574 | 1055.4367 | 24.0967 |  | 108506.5458 |  | 105950 | 9125 | [6 empty] | 47946.23 | 47946.229 | 45.4279 |  | 47946.229 | 52875.4482 | 18.498 | 19523.4399 |  |  | 22129.6088 | -6293.1802
Solar | Utility Solar | New Solar | KPCo Retire 2028, no CO2 | 0 | KPCo | KPCo | Renewable:Solar PV | S28 | 2049 | 25 | 500 | 199.1665 | 26.574 | 1055.4367 | 24.0967 |  | 108506.5458 |  | 105950 | 9125 | [6 empty] | 45176.56 | 45176.5564 | 42.8037 |  | 45176.5564 | 49821.0305 | 18.498 | 19523.4399 |  |  | 22129.6088 | -3523.5076
Solar | Utility Solar | New Solar | KPCo Retire 2028, no CO2 | 0 | KPCo | KPCo | Renewable:Solar PV | S29 | 2049 | 14 | 280 | 111.5332 | 26.574 | 591.0446 | 24.0967 |  | 60763.6669 |  | 59332 | 5110 | [6 empty] | 23766.1 | 23766.099 | 40.2103 |  | 23766.099 | 26209.4259 | 18.498 | 10933.1262 |  |  | 12392.581 | -440.3918
Solar | Utility Solar | New Solar | KPCo Retire 2028, no CO2 | 0 | KPCo | KPCo | Renewable:Solar PV | S31 | 2049 | 7 | 140 | 37.6425 | 26.574 | 295.5223 | 24.0967 |  | 30381.8334 |  | 29666 | 2555 | [6 empty] | 10981.29 | 10981.2892 | 37.1589 |  | 10981.2892 | 12110.2461 | 18.498 | 5466.5631 |  |  | 4182.4965 | -1332.2296
Solar | Utility Solar | New Solar | KPCo Retire 2028, no CO2 | 0 | KPCo | KPCo | Renewable:Solar PV | S34 | 2049 | 8 | 160 | 43.02 | 26.574 | 337.7398 | 24.0967 |  | 34722.0938 |  | 33904 | 2920 | [6 empty] | 12063.25 | 12063.2474 | 35.7176 |  | 12063.2474 | 13303.4363 | 18.498 | 6247.501 |  |  | 4779.996 | -1035.7505
Solar | Utility Solar | New Solar | KPCo Retire 2028, no CO2 | 0 | KPCo | KPCo | Renewable:Solar PV | S41 | 2049 | 6 | 120 | 32.265 | 26.574 | 253.3048 | 24.0967 |  | 26041.5707 |  | 25428 | 2190 | [6 empty] | 8229.29 | 8229.2935 | 32.4877 |  | 8229.2935 | 9075.3244 | 18.498 | 4685.6253 |  |  | 3584.9971 | 41.3289
Gas | Gas |  | KPCo Retire 2028, no CO2 | 0 | KPCo | KPCo | Gas/Oil:Combustion Turbine | KPCo CT | 2049 | 1 | 125 | 125 | 87.4576 | [16 empty] | 1753.0499 | 1753.0499 | 1753.0499 |  |  |  |  | 13888.8893 | 12135.8394
Solar | Utility Solar | New Solar | KPCo Retire 2028, no CO2 | 0 | KPCo | KPCo | Renewable:Solar PV | S23 | 2050 | 5 | 100 | 63.6523 | 26.5343 | 210.871 | 24.072 |  | 21569.4826 |  | 21310 | 1825 | [6 empty] | 12121.3 | 12121.3026 | 57.4821 |  | 12121.3026 | 13361.1614 | 18.4766 | 3896.1721 |  |  | 7072.4795 | -1152.6511
Solar | Utility Solar | New Solar | KPCo Retire 2028, no CO2 | 0 | KPCo | KPCo | Renewable:Solar PV | S26 | 2050 | 20 | 400 | 194.9352 | 26.5343 | 843.4842 | 24.072 |  | 86277.9305 |  | 85240 | 7300 | [6 empty] | 41449.93 | 41449.927 | 49.1413 |  | 41449.927 | 45689.7388 | 18.4766 | 15584.6883 |  |  | 21659.4703 | -4205.7684
Solar | Utility Solar | New Solar | KPCo Retire 2028, no CO2 | 0 | KPCo | KPCo | Renewable:Solar PV | S27 | 2050 | 25 | 500 | 198.9135 | 26.5343 | 1054.3553 | 24.072 |  | 107847.4177 |  | 106550 | 9125 | [6 empty] | 48950.83 | 48950.8345 | 46.4273 |  | 48950.8345 | 53957.8948 | 18.4766 | 19480.86 |  |  | 22101.5004 | -7368.474
Solar | Utility Solar | New Solar | KPCo Retire 2028, no CO2 | 0 | KPCo | KPCo | Renewable:Solar PV | S28 | 2050 | 25 | 500 | 198.9135 | 26.5343 | 1054.3553 | 24.072 |  | 107847.4177 |  | 106550 | 9125 | [6 empty] | 46123.12 | 46123.1243 | 43.7453 |  | 46123.1243 | 50840.9409 | 18.4766 | 19480.86 |  |  | 22101.5004 | -4540.7638
Solar | Utility Solar | New Solar | KPCo Retire 2028, no CO2 | 0 | KPCo | KPCo | Renewable:Solar PV | S29 | 2050 | 14 | 280 | 111.3916 | 26.5343 | 590.4389 | 24.072 |  | 60394.5519 |  | 59668 | 5110 | [6 empty] | 24264.06 | 24264.062 | 41.095 |  | 24264.062 | 26745.9718 | 18.4766 | 10909.281 |  |  | 12376.8408 | -977.9403
Solar | Utility Solar | New Solar | KPCo Retire 2028, no CO2 | 0 | KPCo | KPCo | Renewable:Solar PV | S31 | 2050 | 7 | 140 | 37.5947 | 26.5343 | 295.2195 | 24.072 |  | 30197.2759 |  | 29834 | 2555 | [6 empty] | 11211.38 | 11211.3765 | 37.9764 |  | 11211.3765 | 12358.1605 | 18.4766 | 5454.6405 |  |  | 4177.1835 | -1579.5525
Solar | Utility Solar | New Solar | KPCo Retire 2028, no CO2 | 0 | KPCo | KPCo | Renewable:Solar PV | S34 | 2050 | 8 | 160 | 42.9653 | 26.5343 | 337.3937 | 24.072 |  | 34511.1723 |  | 34096 | 2920 | [6 empty] | 12316 | 12316.0039 | 36.5034 |  | 12316.0039 | 13575.7776 | 18.4766 | 6233.8752 |  |  | 4773.9242 | -1308.2045
Solar | Utility Solar | New Solar | KPCo Retire 2028, no CO2 | 0 | KPCo | KPCo | Renewable:Solar PV | S41 | 2050 | 6 | 120 | 32.224 | 26.5343 | 253.0453 | 24.072 |  | 25883.3802 |  | 25572 | 2190 | [6 empty] | 8401.72 | 8401.7194 | 33.2024 |  | 8401.7194 | 9261.1108 | 18.4766 | 4675.4062 |  |  | 3580.4432 | -145.87
Gas | Gas |  | KPCo Retire 2028, no CO2 | 0 | KPCo | KPCo | Gas/Oil:Combustion Turbine | KPCo CT | 2050 | 1 | 125 | 125 | 87.4576 | [16 empty] | 1791.6172 | 1791.6172 | 1791.6172 |  |  |  |  | 13888.8893 | 12097.2721
Coal | Coal |  | KPCo Retire 2040, with CO2 | 0 | KPCo | KPCo | Coal:Conventional | Mitchell (WV):1 | 2021 | 1 | 385 | 385 | 45.0349 | 1007.3318 | 29.8681 |  |  |  | 3945.0566 | 0 | 9500.0019 | 9569654.375 | 20884.6328 |  | 2.1824 |  | 1885.99 | 22770.6231 | 22.6049 |  | 22770.6231 | 10196.0498 | 24.7905 | 24972.3058 |  |  | 0 | 2201.6827
Coal | Coal |  | KPCo Retire 2040, with CO2 | 0 | KPCo | KPCo | Coal:Conventional | Mitchell (WV):2 | 2021 | 1 | 395 | 395 | 45.0349 | 1025.819 | 29.6462 |  |  |  | 3945.0566 | 0 | 9499.9976 | 9745277.6562 | 21267.9151 |  | 2.1824 |  | 1978.12 | 23246.0366 | 22.661 |  | 23246.0366 | 10640.2449 | 24.8279 | 25468.9027 |  |  | 0 | 2222.8661
Coal | Coal |  | KPCo Retire 2040, with CO2 | 0 | KPCo | KPCo | Coal:Conventional | Rockport:1 | 2021 | 1 | 197 | 197 | 57.8471 | 973.7049 | 56.4231 |  |  |  | 5067.4099 | 0 | 9500.0021 | 9250198.5625 | 22355.0825 |  | 2.4167 |  | 1062.7 | 23417.7847 | 24.0502 | 7504.5996 | 30922.3843 | 262.0782 | 23.1518 | 22543.0026 |  |  | 0 | -8379.3817
Coal | Coal |  | KPCo Retire 2040, with CO2 | 0 | KPCo | KPCo | Coal:Conventional | Rockport:2 | 2021 | 1 | 195 | 195 | 57.8471 | 970.5914 | 56.8195 |  |  |  | 5067.4099 | 0 | 9500.0023 | 9220620.625 | 22283.599 |  | 2.4167 |  | 1055.32 | 23338.9229 | 24.0461 | 7428.4116 | 30767.3345 | 30767.3351 | 23.1348 | 22454.3981 |  |  | 0 | -8312.9363
Gas | Gas |  | KPCo Retire 2040, with CO2 | 0 | KPCo | KPCo | Gas/Oil:Steam Turbine | Big Sandy:1 (Gas) | 2021 | 1 | 295 | 295 | 86.6032 | 190.8368 | 7.3848 |  |  |  | 646.9044 | 26.9543 | 10650.0011 | 2092412.25 | 4819.5229 |  | 2.3033 | 91.368 | 285.91 | 5196.8027 | 27.2317 | 15519.3882 | 20716.1909 | 5196.7529 | 34.474 | 6578.9077 |  |  | 0 | -14137.2832
Coal | Coal |  | KPCo Retire 2040, with CO2 | 0 | KPCo | KPCo | Coal:Conventional | Mitchell (WV):1 | 2022 | 1 | 385 | 385 | 45.0349 | 1046.4954 | 31.0293 |  |  |  | 3945.057 | 0 | 9500.0014 | 9941708.2188 | 22470.7199 |  | 2.2602 |  | 1998.83 | 24469.5523 | 23.3824 |  | 24469.5523 | 11462.0525 | 25.9882 | 27196.5842 |  |  | 0 | 2727.0319
Coal | Coal |  | KPCo Retire 2040, with CO2 | 0 | KPCo | KPCo | Coal:Conventional | Mitchell (WV):2 | 2022 | 1 | 395 | 395 | 45.0349 | 983.9701 | 28.4368 |  |  |  | 3945.057 | 0 | 9499.9991 | 9347715.0312 | 21128.1559 |  | 2.2602 |  | 1936.67 | 23064.8265 | 23.4406 |  | 23064.8265 | 10025.4635 | 26.2481 | 25827.3309 |  |  | 0 | 2762.5045
Coal | Coal |  | KPCo Retire 2040, with CO2 | 0 | KPCo | KPCo | Coal:Conventional | Rockport:1 | 2022 | 1 | 197 | 197 | 57.8471 | 973.3189 | 56.4007 |  |  |  | 5067.4101 | 0 | 9500.0048 | 9246534.3438 | 23339.3018 |  | 2.5241 |  | 1080.87 | 24420.1725 | 25.0896 | 7669.7 | 32089.8724 | 263.7225 | 24.2234 | 23577.1357 |  |  | 0 | -8512.7367
Gas | Gas |  | KPCo Retire 2040, with CO2 | 0 | KPCo | KPCo | Gas/Oil:Steam Turbine | Big Sandy:1 (Gas) | 2022 | 1 | 295 | 295 | 86.6032 | 377.3364 | 14.6017 |  |  |  | 1279.1065 | 53.2961 | 10649.9992 | 4137269.75 | 9777.7466 |  | 2.3633 | 184.6339 | 575.21 | 10537.5945 | 27.9263 | 15860.814 | 26398.4084 | 10537.4971 | 32.8845 | 12408.5322 |  |  | 0 | -13989.8762
Coal | Coal |  | KPCo Retire 2040, with CO2 | 0 | KPCo | KPCo | Coal:Conventional | Mitchell (WV):1 | 2023 | 1 | 385 | 385 | 45.0349 | 1134.3034 | 33.6329 |  |  |  | 3945.0572 | 0 | 9499.9989 | 10775881.1875 | 25104.6682 |  | 2.3297 |  | 2219.45 | 27324.1202 | 24.0889 |  | 27324.1202 | 13923.9517 | 27.2628 | 30924.3173 |  |  | 106944.4418 | 110544.6389
Coal | Coal |  | KPCo Retire 2040, with CO2 | 0 | KPCo | KPCo | Coal:Conventional | Mitchell (WV):2 | 2023 | 1 | 395 | 395 | 45.0349 | 1115.6298 | 32.2418 |  |  |  | 3945.0572 | 0 | 9499.9981 | 10598481.125 | 24691.3739 |  | 2.3297 |  | 2248.93 | 26940.3058 | 24.1481 |  | 26940.3058 | 13507.5126 | 27.4185 | 30588.8839 |  |  | 109722.2195 | 113370.7977
Gas | Gas |  | KPCo Retire 2040, with CO2 | 0 | KPCo | KPCo | Gas/Oil:Steam Turbine | Big Sandy:1 (Gas) | 2023 | 1 | 295 | 295 | 86.6032 | 472.7548 | 18.294 |  |  |  | 1602.5587 | 66.7733 | 10649.9996 | 5183475.875 | 12531.0498 |  | 2.4175 | 236.412 | 738.93 | 13506.3889 | 28.5695 | 16209.7515 | 29716.1404 | 13506.2661 | 34.4713 | 16296.4827 |  |  | 81944.4424 | 68524.7847
Wind | Onshore Wind | New Wind | KPCo Retire 2040, with CO2 | 0 | KPCo | KPCo | Renewable:Wind | W23 | 2023 | 2 | 200 | 20 | 36.6431 | 641.9874 | 36.6431 |  |  |  | 16848 | 582 | [6 empty] | 29051.69 | 29051.6864 | 45.2527 |  | 29051.6864 | 29051.6864 | 24.7066 | 15861.3447 |  |  | 5555.5554 | -7634.7863
Coal | Coal |  | KPCo Retire 2040, with CO2 | 0 | KPCo | KPCo | Coal:Conventional | Mitchell (WV):1 | 2024 | 1 | 385 | 385 | 45.0413 | 1131.8152 | 33.4674 |  |  |  | 3956.4277 | 0 | 9499.9987 | 10752243.25 | 25776.8552 |  | 2.3973 |  | 2266.63 | 28043.4889 | 24.7774 |  | 28043.4889 | 14220.6246 | 28.9478 | 32763.522 |  |  | 0 | 4720.0331
Coal | Coal |  | KPCo Retire 2040, with CO2 | 0 | KPCo | KPCo | Coal:Conventional | Mitchell (WV):2 | 2024 | 1 | 395 | 395 | 45.0413 | 1155.3382 | 33.2981 |  |  |  | 3956.4277 | 0 | 9499.9994 | 10975712.125 | 26312.5859 |  | 2.3973 |  | 2383.04 | 28695.6211 | 24.8374 |  | 28695.6211 | 14839.2651 | 28.9836 | 33485.8608 |  |  | 0 | 4790.2397
Gas | Gas |  | KPCo Retire 2040, with CO2 | 0 | KPCo | KPCo | Gas/Oil:Steam Turbine | Big Sandy:1 (Gas) | 2024 | 1 | 295 | 295 | 86.6176 | 472.7548 | 18.2441 |  |  |  | 1602.5587 | 66.7733 | 10649.9988 | 5183475.75 | 13122.8342 |  | 2.5317 | 241.6131 | 756.19 | 14120.6418 | 29.8688 | 16566.3647 | 30687.0066 | 14120.5159 | 37.2581 | 17613.9321 |  |  | 0 | -13073.0745
Wind | Onshore Wind | New Wind | KPCo Retire 2040, with CO2 | 0 | KPCo | KPCo | Renewable:Wind | W23 | 2024 | 2 | 200 | 20 | 36.8055 | 646.599 | 36.8055 |  |  |  | 16882 | 596 | [6 empty] | 29904.1 | 29904.1013 | 46.2483 |  | 29904.1013 | 29904.1013 | 25.8946 | 16743.4035 |  |  | 0 | -13160.6978
Coal | Coal |  | KPCo Retire 2040, with CO2 | 0 | KPCo | KPCo | Coal:Conventional | Mitchell (WV):1 | 2025 | 1 | 385 | 385 | 45.0349 | 1221.0742 | 36.2057 |  |  |  | 3945.0564 | 0 | 9499.9977 | 11600201.625 | 28430.4734 |  | 2.4509 |  | 2501.28 | 30931.7513 | 25.3316 |  | 30931.7513 | 16840.9942 | 29.8498 | 36448.8354 |  |  | 0 | 5517.0841
Coal | Coal |  | KPCo Retire 2040, with CO2 | 0 | KPCo | KPCo | Coal:Conventional | Mitchell (WV):2 | 2025 | 1 | 395 | 395 | 45.0349 | 1248.3209 | 36.0766 |  |  |  | 3945.0564 | 0 | 9500.0018 | 11859050.5312 | 29064.8658 |  | 2.4509 |  | 2633.7 | 31698.5698 | 25.393 |  | 31698.5698 | 17573.668 | 29.8752 | 37293.8827 |  |  | 0 | 5595.3129
Gas | Gas |  | KPCo Retire 2040, with CO2 | 0 | KPCo | KPCo | Gas/Oil:Steam Turbine | Big Sandy:1 (Gas) | 2025 | 1 | 295 | 295 | 86.6032 | 286.2552 | 11.0771 |  |  |  | 970.3566 | 40.4315 | 10649.9991 | 3138618.375 | 8976.4478 |  | 2.86 | 149.5164 | 469.63 | 9595.5969 | 33.5211 | 16930.8237 | 26526.4207 | 9595.5229 | 41.6545 | 11923.8169 |  |  | 0 | -14602.6038
Wind | Onshore Wind | New Wind | KPCo Retire 2040, with CO2 | 0 | KPCo | KPCo | Renewable:Wind | W23 | 2025 | 2 | 200 | 20 | 36.7421 | 643.7221 | 36.7421 |  |  |  | 16880 | 598 | [6 empty] | 30426.01 | 30426.0095 | 47.2658 |  | 30426.0095 | 30426.0095 | 27.2622 | 17549.3082 |  |  | 0 | -12876.7014
Wind | Onshore Wind | New Wind | KPCo Retire 2040, with CO2 | 0 | KPCo | KPCo | Renewable:Wind | W25 | 2025 | 2 | 200 | 24 | 36.7421 | 643.7221 | 36.7421 |  |  |  | 16880 | 598 | [6 empty] | 28780.73 | 28780.7328 | 44.7099 |  | 28780.7328 | 28780.7328 | 27.2622 | 17549.3082 |  |  | 0 | -11231.4246
Coal | Coal |  | KPCo Retire 2040, with CO2 | 0 | KPCo | KPCo | Coal:Conventional | Mitchell (WV):1 | 2026 | 1 | 385 | 385 | 45.0349 | 1222.0397 | 36.2344 |  |  |  | 3945.0567 | 0 | 9499.998 | 11609374.875 | 29229.9747 |  | 2.5178 |  | 2557.94 | 31787.917 | 26.0122 |  | 31787.917 | 17318.5791 | 30.6509 | 37456.5748 |  |  | 0 | 5668.6578
Coal | Coal |  | KPCo Retire 2040, with CO2 | 0 | KPCo | KPCo | Coal:Conventional | Mitchell (WV):2 | 2026 | 1 | 395 | 395 | 45.0349 | 1249.3262 | 36.1056 |  |  |  | 3945.0567 | 0 | 9500.0026 | 11868602.1562 | 29882.644 |  | 2.5178 |  | 2693.41 | 32576.0499 | 26.0749 |  | 32576.0499 | 18071.8261 | 30.6738 | 38321.6005 |  |  | 0 | 5745.5505
Gas | Gas |  | KPCo Retire 2040, with CO2 | 0 | KPCo | KPCo | Gas/Oil:Steam Turbine | Big Sandy:1 (Gas) | 2026 | 1 | 295 | 295 | 86.6032 | 190.8368 | 7.3848 |  |  |  | 646.9044 | 26.9544 | 10649.9982 | 2092412.25 | 6657.3582 |  | 3.1817 | 101.8705 | 319.63 | 7078.8599 | 37.0938 | 17303.2998 | 24382.1597 | 7078.8101 | 44.333 | 8460.3657 |  |  | 0 | -15921.7939
Wind | Onshore Wind | New Wind | KPCo Retire 2040, with CO2 | 0 | KPCo | KPCo | Renewable:Wind | W23 | 2026 | 2 | 200 | 20 | 36.7648 | 644.1189 | 36.7648 |  |  |  | 16924 | 554 | [6 empty] | 31114.55 | 31114.5464 | 48.3056 |  | 31114.5464 | 31114.5464 | 28.3505 | 18261.1042 |  |  | 0 | -12853.4422
Wind | Onshore Wind | New Wind | KPCo Retire 2040, with CO2 | 0 | KPCo | KPCo | Renewable:Wind | W25 | 2026 | 2 | 200 | 24 | 36.7648 | 644.1189 | 36.7648 |  |  |  | 16924 | 554 | [6 empty] | 29432.04 | 29432.0366 | 45.6935 |  | 29432.0366 | 29432.0366 | 28.3505 | 18261.1042 |  |  | 0 | -11170.9324
Coal | Coal |  | KPCo Retire 2040, with CO2 | 0 | KPCo | KPCo | Coal:Conventional | Mitchell (WV):1 | 2027 | 1 | 385 | 385 | 45.0349 | 1291.7717 | 38.302 |  |  |  | 3945.0566 | 0 | 9500.0024 | 12271834.5625 | 31718.4161 |  | 2.5847 |  | 2762.92 | 34481.3318 | 26.6931 |  | 34481.3318 | 19633.2843 | 31.6098 | 40832.5884 |  |  | 0 | 6351.2566
Coal | Coal |  | KPCo Retire 2040, with CO2 | 0 | KPCo | KPCo | Coal:Conventional | Mitchell (WV):2 | 2027 | 1 | 395 | 395 | 45.0349 | 1321.9165 | 38.2035 |  |  |  | 3945.0566 | 0 | 9499.9978 | 12558203.7188 | 32458.5896 |  | 2.5847 |  | 2912.1 | 35370.6915 | 26.7571 |  | 35370.6915 | 20487.0009 | 31.627 | 41808.3027 |  |  | 0 | 6437.6112
Gas | Gas |  | KPCo Retire 2040, with CO2 | 0 | KPCo | KPCo | Gas/Oil:Steam Turbine | Big Sandy:1 (Gas) | 2027 | 1 | 295 | 295 | 86.6032 | 190.8368 | 7.3848 |  |  |  | 646.9044 | 26.9543 | 10650.0011 | 2092412.25 | 7101.9946 |  | 3.3942 | 104.1116 | 326.62 | 7532.7214 | 39.4721 | 17683.9731 | 25216.6946 | 7532.6719 | 45.0641 | 8599.8828 |  |  | 0 | -16616.8118
Wind | Onshore Wind | New Wind | KPCo Retire 2040, with CO2 | 0 | KPCo | KPCo | Renewable:Wind | W23 | 2027 | 2 | 200 | 20 | 36.7056 | 643.0823 | 36.7056 |  |  |  | 16924 | 552 | [6 empty] | 31747.89 | 31747.8906 | 49.3683 |  | 31747.8906 | 31747.8906 | 29.5922 | 19030.2279 |  |  | 0 | -12717.6627
Wind | Onshore Wind | New Wind | KPCo Retire 2040, with CO2 | 0 | KPCo | KPCo | Renewable:Wind | W25 | 2027 | 2 | 200 | 24 | 36.7056 | 643.0823 | 36.7056 |  |  |  | 16924 | 552 | [6 empty] | 30031.14 | 30031.135 | 46.6987 |  | 30031.135 | 30031.135 | 29.5922 | 19030.2279 |  |  | 0 | -11000.9071
Coal | Coal |  | KPCo Retire 2040, with CO2 | 0 | KPCo | KPCo | Coal:Conventional | Mitchell (WV):1 | 2028 | 1 | 385 | 385 | 45.0413 | 1028.3092 | 30.4068 |  |  |  | 3956.4291 | 0 | 9500.0023 | 9768940 | 25727.7765 | 13647.8591 | 4.0307 |  | 2246.62 | 41622.2522 | 40.4764 |  | 41622.2522 | 19041.8774 | 43.7596 | 44998.4366 |  |  | 0 | 3376.1844
Coal | Coal |  | KPCo Retire 2040, with CO2 | 0 | KPCo | KPCo | Coal:Conventional | Mitchell (WV):2 | 2028 | 1 | 395 | 395 | 45.0413 | 1047.5906 | 30.1927 |  |  |  | 3956.4291 | 0 | 9499.9967 | 9952107.125 | 26210.1779 | 13903.7603 | 4.0307 |  | 2357.3 | 42471.2343 | 40.5418 |  | 42471.2343 | 19854.3294 | 43.815 | 45900.1593 |  |  | 0 | 3428.925
Gas | Gas |  | KPCo Retire 2040, with CO2 | 0 | KPCo | KPCo | Gas/Oil:Steam Turbine | Big Sandy:1 (Gas) | 2028 | 1 | 295 | 295 | 86.6176 | 190.8368 | 7.3646 |  |  |  | 646.9044 | 26.9544 | 10649.9982 | 2092412.25 | 7384.4717 | 1694.425 | 4.339 | 106.4021 | 333.76 | 9519.0566 | 49.8806 | 18073.0195 | 27592.0762 | 9519.0054 | 59.2111 | 11299.6587 |  |  | 0 | -16292.4175
Wind | Onshore Wind | New Wind | KPCo Retire 2040, with CO2 | 0 | KPCo | KPCo | Renewable:Wind | W23 | 2028 | 2 | 200 | 20 | 36.781 | 646.1689 | 36.781 |  |  |  | 16984 | 538 | [6 empty] | 32602.08 | 32602.0786 | 50.4544 |  | 32602.0786 | 32602.0786 | 39.9316 | 25802.5679 |  |  | 0 | -6799.5107
Wind | Onshore Wind | New Wind | KPCo Retire 2040, with CO2 | 0 | KPCo | KPCo | Renewable:Wind | W25 | 2028 | 2 | 200 | 24 | 36.781 | 646.1689 | 36.781 |  |  |  | 16984 | 538 | [6 empty] | 30839.13 | 30839.1287 | 47.7261 |  | 30839.1287 | 30839.1287 | 39.9316 | 25802.5679 |  |  | 0 | -5036.5608
Coal | Coal |  | KPCo Retire 2040, with CO2 | 0 | KPCo | KPCo | Coal:Conventional | Mitchell (WV):1 | 2029 | 1 | 385 | 385 | 45.0349 | 892.1253 | 26.4522 |  |  |  | 3945.0568 | 0 | 9499.9975 | 8475188.3125 | 22893.423 | 12249.2943 | 4.1465 |  | 1991.02 | 37133.7325 | 41.6239 |  | 37133.7325 | 13979.5406 | 43.5887 | 38886.5599 |  |  | 0 | 1752.8274
Coal | Coal |  | KPCo Retire 2040, with CO2 | 0 | KPCo | KPCo | Coal:Conventional | Mitchell (WV):2 | 2029 | 1 | 395 | 395 | 45.0349 | 847.7913 | 24.5012 |  |  |  | 3945.0568 | 0 | 9499.9991 | 8054016.5 | 21755.741 | 11640.5702 | 4.1465 |  | 1949.86 | 35346.1716 | 41.6921 |  | 35346.1716 | 12154.7631 | 43.7973 | 37130.9454 |  |  | 0 | 1784.7738
Gas | Gas |  | KPCo Retire 2040, with CO2 | 0 | KPCo | KPCo | Gas/Oil:Steam Turbine | Big Sandy:1 (Gas) | 2029 | 1 | 295 | 295 | 86.6032 | 195.174 | 7.5526 |  |  |  | 661.6068 | 27.567 | 10649.999 | 2139967 | 7614.7158 | 1792.7788 | 4.3961 | 111.2143 | 348.78 | 9867.4917 | 50.5574 | 18470.6235 | 28338.1152 | 9867.4419 | 56.9763 | 11120.3018 |  |  | 0 | -17217.8135
Wind | Onshore Wind | New Wind | KPCo Retire 2040, with CO2 | 0 | KPCo | KPCo | Renewable:Wind | W23 | 2029 | 2 | 200 | 20 | 36.6335 | 641.8191 | 36.6335 |  |  |  | 16846 | 582 | [6 empty] | 33095.03 | 33095.0322 | 51.5644 |  | 33095.0322 | 33095.0322 | 39.6439 | 25444.2051 |  |  | 0 | -7650.8271
Wind | Onshore Wind | New Wind | KPCo Retire 2040, with CO2 | 0 | KPCo | KPCo | Renewable:Wind | W25 | 2029 | 2 | 200 | 24 | 36.6335 | 641.8191 | 36.6335 |  |  |  | 16846 | 582 | [6 empty] | 31305.42 | 31305.4222 | 48.7761 |  | 31305.4222 | 31305.4222 | 39.6439 | 25444.2051 |  |  | 0 | -5861.2172
Coal | Coal |  | KPCo Retire 2040, with CO2 | 0 | KPCo | KPCo | Coal:Conventional | Mitchell (WV):1 | 2030 | 1 | 385 | 385 | 45.0349 | 837.5349 | 24.8335 |  |  |  | 3945.0557 | 0 | 9500.0008 | 7956582.6562 | 22041.1898 | 11908.1179 | 4.2668 |  | 1911.04 | 35860.3474 | 42.8165 |  | 35860.3474 | 12043.4836 | 43.8964 | 36764.7554 |  |  | 0 | 904.408
Coal | Coal |  | KPCo Retire 2040, with CO2 | 0 | KPCo | KPCo | Coal:Conventional | Mitchell (WV):2 | 2030 | 1 | 395 | 395 | 45.0349 | 849.063 | 24.538 |  |  |  | 3945.0557 | 0 | 9500.002 | 8066100.0938 | 22344.5735 | 12072.0255 | 4.2668 |  | 1995.38 | 36411.9821 | 42.8849 |  | 36411.9821 | 12557.0929 | 43.9768 | 37339.1145 |  |  | 0 | 927.1324
Gas | Gas |  | KPCo Retire 2040, with CO2 | 0 | KPCo | KPCo | Gas/Oil:Steam Turbine | Big Sandy:1 (Gas) | 2030 | 1 | 295 | 295 | 86.6032 | 195.174 | 7.5526 |  |  |  | 661.6068 | 27.567 | 10649.999 | 2139967 | 7414.9841 | 1856.443 | 4.3325 | 113.6611 | 356.37 | 9741.4541 | 49.9116 | 18876.9785 | 28618.4326 | 9741.4033 | 57.1715 | 11158.3926 |  |  | 0 | -17460.04
Wind | Onshore Wind | New Wind | KPCo Retire 2040, with CO2 | 0 | KPCo | KPCo | Renewable:Wind | W23 | 2030 | 2 | 200 | 20 | 36.7306 | 643.5209 | 36.7306 |  |  |  | 16836 | 594 | [6 empty] | 33912.8 | 33912.8032 | 52.6988 |  | 33912.8032 | 33912.8032 | 39.7927 | 25607.4418 |  |  | 0 | -8305.3615
Wind | Onshore Wind | New Wind | KPCo Retire 2040, with CO2 | 0 | KPCo | KPCo | Renewable:Wind | W25 | 2030 | 2 | 200 | 24 | 36.7306 | 643.5209 | 36.7306 |  |  |  | 16836 | 594 | [6 empty] | 32078.98 | 32078.9775 | 49.8492 |  | 32078.9775 | 32078.9775 | 39.7927 | 25607.4418 |  |  | 0 | -6471.5358
Coal | Coal |  | KPCo Retire 2040, with CO2 | 0 | KPCo | KPCo | Coal:Conventional | Mitchell (WV):1 | 2031 | 1 | 385 | 385 | 45.0349 | 802.3411 | 23.79 |  |  |  | 3945.0564 | 0 | 9500.0026 | 7622242.2812 | 21622.9106 | 11806.7609 | 4.3858 |  | 1871.15 | 35300.8217 | 43.9973 |  | 35300.8217 | 10827.6248 | 43.4621 | 34871.4233 |  |  | 0 | -429.3983
Coal | Coal |  | KPCo Retire 2040, with CO2 | 0 | KPCo | KPCo | Coal:Conventional | Mitchell (WV):2 | 2031 | 1 | 395 | 395 | 45.0349 | 812.4269 | 23.4792 |  |  |  | 3945.0564 | 0 | 9500.0032 | 7718058 | 21894.723 | 11955.1791 | 4.3858 |  | 1951.45 | 35801.3539 | 44.0672 |  | 35801.3539 | 11289.3048 | 43.5471 | 35378.8647 |  |  | 0 | -422.4891
Solar | Utility Solar | New Solar | KPCo Retire 2040, with CO2 | 0 | KPCo | KPCo | Renewable:Solar PV | S31 | 2031 | 30 | 600 | 162 | 26.5391 | 1394.897 | 26.5391 |  |  |  | 127500 | 10950 | [6 empty] | 35033.98 | 35033.985 | 25.1158 |  | 35033.985 | 35033.985 | 41.7406 | 58223.8777 |  |  | 0 | 23189.8927
Wind | Onshore Wind | New Wind | KPCo Retire 2040, with CO2 | 0 | KPCo | KPCo | Renewable:Wind | W23 | 2031 | 2 | 200 | 20 | 36.7421 | 643.7221 | 36.7421 |  |  |  | 16880 | 598 | [6 empty] | 34669.71 | 34669.7133 | 53.8582 |  | 34669.7133 | 34669.7133 | 39.4086 | 25368.1824 |  |  | 0 | -9301.5309
Wind | Onshore Wind | New Wind | KPCo Retire 2040, with CO2 | 0 | KPCo | KPCo | Renewable:Wind | W25 | 2031 | 2 | 200 | 24 | 36.7421 | 643.7221 | 36.7421 |  |  |  | 16880 | 598 | [6 empty] | 32794.96 | 32794.9617 | 50.9458 |  | 32794.9617 | 32794.9617 | 39.4086 | 25368.1824 |  |  | 0 | -7426.7793
Gas | Gas |  | KPCo Retire 2040, with CO2 | 0 | KPCo | KPCo | Gas/Oil:Combustion Turbine | KPCo CT | 2031 | 1 | 125 | 125 | 87.4576 | 77.0106 | 7.0329 |  |  |  | 616.0842 | 154.0211 | 9900.0001 | 762405.0312 | 2655.7103 | 684.5293 | 4.3812 | 188.3244 | 469.28 | 3997.8458 | 51.9129 | 1184.8913 | 5182.7372 | 5182.6635 | 57.0368 | 4392.4397 |  |  | 0 | -790.2975
Coal | Coal |  | KPCo Retire 2040, with CO2 | 0 | KPCo | KPCo | Coal:Conventional | Mitchell (WV):1 | 2032 | 1 | 385 | 385 | 45.0413 | 742.7047 | 21.9616 |  |  |  | 3956.4289 | 0 | 9499.9959 | 7055691.5938 | 20395.4047 | 11313.048 | 4.494 |  | 1768.34 | 33476.7904 | 45.0742 |  | 33476.7904 | 8331.4899 | 42.9764 | 31918.7623 |  |  | 0 | -1558.0281
Coal | Coal |  | KPCo Retire 2040, with CO2 | 0 | KPCo | KPCo | Coal:Conventional | Mitchell (WV):2 | 2032 | 1 | 395 | 395 | 45.0413 | 750.2804 | 21.6239 |  |  |  | 3956.4289 | 0 | 9499.9966 | 7127661.3438 | 20603.4413 | 11428.4441 | 4.494 |  | 1839.88 | 33871.7637 | 45.1455 |  | 33871.7637 | 8686.6572 | 43.0563 | 32304.2841 |  |  | 0 | -1567.4796
Solar | Utility Solar | New Solar | KPCo Retire 2040, with CO2 | 0 | KPCo | KPCo | Renewable:Solar PV | S31 | 2032 | 30 | 600 | 162 | 26.5651 | 1400.0858 | 26.5651 |  |  |  | 127470 | 10980 | [6 empty] | 35937.91 | 35937.9144 | 25.6684 |  | 35937.9144 | 35937.9135 | 41.2435 | 57744.3684 |  |  | 0 | 21806.454
Solar | Utility Solar | New Solar | KPCo Retire 2040, with CO2 | 0 | KPCo | KPCo | Renewable:Solar PV | S32 | 2032 | 30 | 600 | 162 | 26.5651 | 1400.0858 | 26.5651 |  |  |  | 127470 | 10980 | [6 empty] | 35469.43 | 35469.433 | 25.3338 |  | 35469.433 | 35469.4337 | 41.2435 | 57744.3684 |  |  | 0 | 22274.9354
Wind | Onshore Wind | New Wind | KPCo Retire 2040, with CO2 | 0 | KPCo | KPCo | Renewable:Wind | W23 | 2032 | 2 | 200 | 20 | 36.8146 | 646.7582 | 36.8146 |  |  |  | 16970 | 554 | [6 empty] | 35599.57 | 35599.5659 | 55.0431 |  | 35599.5659 | 35599.5659 | 39.4651 | 25524.4042 |  |  | 0 | -10075.1617
Wind | Onshore Wind | New Wind | KPCo Retire 2040, with CO2 | 0 | KPCo | KPCo | Renewable:Wind | W25 | 2032 | 2 | 200 | 24 | 36.8146 | 646.7582 | 36.8146 |  |  |  | 16970 | 554 | [6 empty] | 33674.53 | 33674.5267 | 52.0666 |  | 33674.5267 | 33674.5267 | 39.4651 | 25524.4042 |  |  | 0 | -8150.1226
Gas | Gas |  | KPCo Retire 2040, with CO2 | 0 | KPCo | KPCo | Gas/Oil:Combustion Turbine | KPCo CT | 2032 | 1 | 125 | 125 | 87.4693 | 36.8458 | 3.3557 |  |  | 88 | 294.7665 | 73.6916 | 9899.9999 | 364773.4375 | 1308.0165 | 339.0167 | 4.5152 | 92.0864 | 229.47 | 1968.5875 | 53.4277 | 1210.959 | 3179.5466 | 3179.5114 | 57.5738 | 2121.353 |  |  | 0 | -1058.1935
Coal | Coal |  | KPCo Retire 2040, with CO2 | 0 | KPCo | KPCo | Coal:Conventional | Mitchell (WV):1 | 2033 | 1 | 385 | 385 | 45.0349 | 685.9503 | 20.3389 |  | 4383.4488 | 67 | 3945.057 | 0 | 9560.7075 | 6558169.8125 | 19374.3442 | 10878.8511 | 4.6131 |  | 1668.31 | 31921.5013 | 46.5362 |  | 31921.5013 | 6201.611 | 39.8601 | 27342.0328 |  |  | 0 | -4579.4685
Coal | Coal |  | KPCo Retire 2040, with CO2 | 0 | KPCo | KPCo | Coal:Conventional | Mitchell (WV):2 | 2033 | 1 | 395 | 395 | 45.0349 | 674.0628 | 19.4805 |  | 4383.4488 | 132 | 3945.057 | 0 | 9561.7773 | 6445238.6875 | 19040.7214 | 10691.5192 | 4.6131 |  | 1688.46 | 31420.6996 | 46.6139 |  | 31420.6996 | 5660.5819 | 39.7931 | 26823.0314 |  |  | 0 | -4597.6682
Solar | Utility Solar | New Solar | KPCo Retire 2040, with CO2 | 0 | KPCo | KPCo | Renewable:Solar PV | S31 | 2033 | 30 | 600 | 162 | 26.5343 | 1357.4277 | 25.8262 |  | 37215.4909 |  | 127860 | 10950 | [6 empty] | 35609.5 | 35609.4967 | 26.2331 |  | 35609.4967 | 36585.7727 | 26.7856 | 36359.5085 |  |  | 0 | 750.0118
Solar | Utility Solar | New Solar | KPCo Retire 2040, with CO2 | 0 | KPCo | KPCo | Renewable:Solar PV | S32 | 2033 | 30 | 600 | 162 | 26.5343 | 1357.4277 | 25.8262 |  | 37215.4909 |  | 127860 | 10950 | [6 empty] | 35145.3 | 35145.2957 | 25.8911 |  | 35145.2957 | 36108.8468 | 26.7856 | 36359.5085 |  |  | 0 | 1214.2129
Solar | Utility Solar | New Solar | KPCo Retire 2040, with CO2 | 0 | KPCo | KPCo | Renewable:Solar PV | S33 | 2033 | 23 | 460 | 124.2 | 26.5343 | 1040.6946 | 25.8262 |  | 28531.8756 |  | 98026 | 8395 | [6 empty] | 26591.75 | 26591.7539 | 25.5519 |  | 26591.7539 | 27320.7966 | 26.7856 | 27875.6224 |  |  | 0 | 1283.8685
Wind | Onshore Wind | New Wind | KPCo Retire 2040, with CO2 | 0 | KPCo | KPCo | Renewable:Wind | W23 | 2033 | 2 | 200 | 20 | 36.6965 | 639.1066 | 36.4787 |  | 3815.8333 |  | 16940 | 534 | [6 empty] | 35952.33 | 35952.3259 | 56.254 |  | 35952.3259 | 36166.9818 | 37.7994 | 24157.8699 |  |  | 0 | -11794.4561
Wind | Onshore Wind | New Wind | KPCo Retire 2040, with CO2 | 0 | KPCo | KPCo | Renewable:Wind | W25 | 2033 | 2 | 200 | 24 | 36.6965 | 639.1066 | 36.4787 |  | 3815.8333 |  | 16940 | 534 | [6 empty] | 34008.21 | 34008.2065 | 53.2121 |  | 34008.2065 | 34211.2544 | 37.7994 | 24157.8699 |  |  | 0 | -9850.3367
Gas | Gas |  | KPCo Retire 2040, with CO2 | 0 | KPCo | KPCo | Gas/Oil:Combustion Turbine | KPCo CT | 2033 | 1 | 125 | 125 | 87.4576 | 21.2393 | 1.9397 |  |  |  | 169.9138 | 42.4785 | 9899.9967 | 210268.5625 | 789.2081 | 202.1774 | 4.7149 | 54.2497 | 135.18 | 1180.8188 | 55.5961 | 1237.6001 | 2418.4189 | 2418.3989 | 62.8794 | 1335.5125 |  |  | 0 | -1082.9065
Coal | Coal |  | KPCo Retire 2040, with CO2 | 0 | KPCo | KPCo | Coal:Conventional | Mitchell (WV):1 | 2034 | 1 | 385 | 385 | 45.0349 | 689.0159 | 20.4298 |  | 4418.9444 | 110 | 3945.0572 | 0 | 9560.9249 | 6587629.2188 | 19889.7568 | 11313.1628 | 4.7366 |  | 1711.72 | 32914.6431 | 47.7705 |  | 32914.6431 | 6513.1704 | 39.7816 | 27410.1881 |  |  | 0 | -5504.455
Coal | Coal |  | KPCo Retire 2040, with CO2 | 0 | KPCo | KPCo | Coal:Conventional | Mitchell (WV):2 | 2034 | 1 | 395 | 395 | 45.0349 | 676.3739 | 19.5472 |  | 4418.9444 | 133 | 3945.0572 | 0 | 9562.0637 | 6467529.9688 | 19527.1469 | 11106.9136 | 4.7366 |  | 1730.59 | 32364.6542 | 47.8502 |  | 32364.6542 | 5922.0912 | 39.6595 | 26824.6815 |  |  | 0 | -5539.9727
Solar | Utility Solar | New Solar | KPCo Retire 2040, with CO2 | 0 | KPCo | KPCo | Renewable:Solar PV | S31 | 2034 | 30 | 600 | 162 | 26.5727 | 1359.2347 | 25.8606 |  | 37424.9346 |  | 128820 | 10950 | [6 empty] | 36441.35 | 36441.3479 | 26.8102 |  | 36441.3479 | 37444.715 | 26.3914 | 35872.1224 |  |  | 0 | -569.2255
Solar | Utility Solar | New Solar | KPCo Retire 2040, with CO2 | 0 | KPCo | KPCo | Renewable:Solar PV | S32 | 2034 | 30 | 600 | 162 | 26.5727 | 1359.2347 | 25.8606 |  | 37424.9346 |  | 128820 | 10950 | [6 empty] | 35966.3 | 35966.3027 | 26.4607 |  | 35966.3027 | 36956.5913 | 26.3914 | 35872.1224 |  |  | 0 | -94.1803
Solar | Utility Solar | New Solar | KPCo Retire 2040, with CO2 | 0 | KPCo | KPCo | Renewable:Solar PV | S33 | 2034 | 23 | 460 | 124.2 | 26.5727 | 1042.0799 | 25.8606 |  | 28692.4505 |  | 98762 | 8395 | [6 empty] | 27212.95 | 27212.9468 | 26.1141 |  | 27212.9468 | 27962.223 | 26.3914 | 27501.9612 |  |  | 0 | 289.0145
Wind | Onshore Wind | New Wind | KPCo Retire 2040, with CO2 | 0 | KPCo | KPCo | Renewable:Wind | W23 | 2034 | 2 | 200 | 20 | 36.7403 | 639.7031 | 36.5127 |  | 3986.2052 |  | 16938 | 536 | [6 empty] | 36777.57 | 36777.5659 | 57.4916 |  | 36777.5659 | 37006.7396 | 38.485 | 24618.9514 |  |  | 0 | -12158.6145
Wind | Onshore Wind | New Wind | KPCo Retire 2040, with CO2 | 0 | KPCo | KPCo | Renewable:Wind | W25 | 2034 | 2 | 200 | 24 | 36.7403 | 639.7031 | 36.5127 |  | 3986.2052 |  | 16938 | 536 | [6 empty] | 34788.83 | 34788.8252 | 54.3828 |  | 34788.8252 | 35005.6069 | 38.485 | 24618.9514 |  |  | 0 | -10169.8738
Gas | Gas |  | KPCo Retire 2040, with CO2 | 0 | KPCo | KPCo | Gas/Oil:Combustion Turbine | KPCo CT | 2034 | 1 | 125 | 125 | 87.4577 | [16 empty] | 1264.8271 | 1264.8271 | 1264.8271 |  |  |  |  | 0 | -1264.8271
Coal | Coal |  | KPCo Retire 2040, with CO2 | 0 | KPCo | KPCo | Coal:Conventional | Mitchell (WV):1 | 2035 | 1 | 385 | 385 | 45.0349 | 693.3573 | 20.5585 |  | 4276.3396 | 112 | 3945.0568 | 0 | 9558.5904 | 6627518.0938 | 20400.7609 | 11776.2545 | 4.8551 |  | 1759.51 | 33936.5282 | 48.9452 |  | 33936.5282 | 6879.1456 | 40.5644 | 28125.6523 |  |  | 0 | -5810.8759
Coal | Coal |  | KPCo Retire 2040, with CO2 | 0 | KPCo | KPCo | Coal:Conventional | Mitchell (WV):2 | 2035 | 1 | 395 | 395 | 45.0349 | 682.8279 | 19.7338 |  | 4276.3396 | 159 | 3945.0568 | 0 | 9559.494 | 6527488.9062 | 20092.8522 | 11598.5157 | 4.8551 |  | 1784.64 | 33476.0067 | 49.0255 |  | 33476.0067 | 6376.6445 | 40.4573 | 27625.3911 |  |  | 0 | -5850.6156
Solar | Utility Solar | New Solar | KPCo Retire 2040, with CO2 | 0 | KPCo | KPCo | Renewable:Solar PV | S31 | 2035 | 30 | 600 | 162 | 26.5541 | 1359.061 | 25.8573 |  | 36620.8721 |  | 128790 | 10950 | [6 empty] | 37238.3 | 37238.2963 | 27.4 |  | 37238.2963 | 38241.7065 | 27.7142 | 37665.2799 |  |  | 0 | 426.9836
Solar | Utility Solar | New Solar | KPCo Retire 2040, with CO2 | 0 | KPCo | KPCo | Renewable:Solar PV | S32 | 2035 | 30 | 600 | 162 | 26.5541 | 1359.061 | 25.8573 |  | 36620.8721 |  | 128790 | 10950 | [6 empty] | 36752.86 | 36752.865 | 27.0428 |  | 36752.865 | 37743.1958 | 27.7142 | 37665.2799 |  |  | 0 | 912.4149
Solar | Utility Solar | New Solar | KPCo Retire 2040, with CO2 | 0 | KPCo | KPCo | Renewable:Solar PV | S33 | 2035 | 23 | 460 | 124.2 | 26.5541 | 1041.9467 | 25.8573 |  | 28076.0014 |  | 98739 | 8395 | [6 empty] | 27808.08 | 27808.0796 | 26.6886 |  | 27808.0796 | 28557.3877 | 27.7142 | 28876.7151 |  |  | 0 | 1068.6355
Wind | Onshore Wind | New Wind | KPCo Retire 2040, with CO2 | 0 | KPCo | KPCo | Renewable:Wind | W23 | 2035 | 2 | 200 | 20 | 36.7428 | 640.0621 | 36.5332 |  | 3672.215 |  | 16938 | 536 | [6 empty] | 37607.76 | 37607.7639 | 58.7564 |  | 37607.7639 | 37823.53 | 39.0483 | 24993.3678 |  |  | 0 | -12614.3961
Wind | Onshore Wind | New Wind | KPCo Retire 2040, with CO2 | 0 | KPCo | KPCo | Renewable:Wind | W25 | 2035 | 2 | 200 | 24 | 36.7428 | 640.0621 | 36.5332 |  | 3672.215 |  | 16938 | 536 | [6 empty] | 35574.13 | 35574.1337 | 55.5792 |  | 35574.1337 | 35778.2322 | 39.0483 | 24993.3678 |  |  | 0 | -10580.7659
Gas | Gas |  | KPCo Retire 2040, with CO2 | 0 | KPCo | KPCo | Gas/Oil:Combustion Turbine | KPCo CT | 2035 | 1 | 125 | 125 | 87.4577 | [16 empty] | 1292.6534 | 1292.6534 | 1292.6534 |  |  |  |  | 0 | -1292.6534
Coal | Coal |  | KPCo Retire 2040, with CO2 | 0 | KPCo | KPCo | Coal:Conventional | Mitchell (WV):1 | 2036 | 1 | 385 | 385 | 45.0413 | 668.0875 | 19.7551 |  | 9451.2247 | 178 | 3956.4284 | 0 | 9634.3944 | 6436618.625 | 20283.9366 | 11840.0837 | 4.9908 |  | 1731.78 | 33855.8026 | 50.6757 |  | 33855.8026 | 5984.106 | 39.2276 | 26207.4915 |  |  | 0 | -7648.3112
Coal | Coal |  | KPCo Retire 2040, with CO2 | 0 | KPCo | KPCo | Coal:Conventional | Mitchell (WV):2 | 2036 | 1 | 395 | 395 | 45.0413 | 661.5056 | 19.0653 |  | 9451.2247 | 44 | 3956.4284 | 0 | 9635.7327 | 6374091.1875 | 20086.8912 | 11725.0655 | 4.9908 |  | 1766.08 | 33578.0381 | 50.76 |  | 33578.0381 | 5663.7351 | 39.135 | 25887.9998 |  |  | 0 | -7690.0383
Solar | Utility Solar | New Solar | KPCo Retire 2040, with CO2 | 0 | KPCo | KPCo | Renewable:Solar PV | S31 | 2036 | 30 | 600 | 162 | 26.5286 | 1317.6595 | 25.0011 |  | 80501.3698 |  | 127830 | 10980 | [6 empty] | 36898.18 | 36898.175 | 28.0028 |  | 36898.175 | 39152.4438 | 20.4227 | 26910.1282 |  |  | 0 | -9988.0469
Solar | Utility Solar | New Solar | KPCo Retire 2040, with CO2 | 0 | KPCo | KPCo | Renewable:Solar PV | S32 | 2036 | 30 | 600 | 162 | 26.5286 | 1317.6595 | 25.0011 |  | 80501.3698 |  | 127830 | 10980 | [6 empty] | 36417.18 | 36417.1821 | 27.6378 |  | 36417.1821 | 38642.0619 | 20.4227 | 26910.1282 |  |  | 0 | -9507.054
Solar | Utility Solar | New Solar | KPCo Retire 2040, with CO2 | 0 | KPCo | KPCo | Renewable:Solar PV | S33 | 2036 | 23 | 460 | 124.2 | 26.5286 | 1010.2056 | 25.0011 |  | 61717.7193 |  | 98003 | 8418 | [6 empty] | 27554.09 | 27554.0916 | 27.2757 |  | 27554.0916 | 29237.4882 | 20.4227 | 20631.0992 |  |  | 0 | -6922.9924
Solar | Utility Solar | New Solar | KPCo Retire 2040, with CO2 | 0 | KPCo | KPCo | Renewable:Solar PV | S36 | 2036 | 8 | 160 | 43.2 | 26.5286 | 351.3759 | 25.0011 |  | 21467.0321 |  | 34088 | 2928 | [6 empty] | 9208.55 | 9208.5523 | 26.2071 |  | 9208.5523 | 9771.1418 | 20.4227 | 7176.0341 |  |  | 0 | -2032.5182
Wind | Onshore Wind | New Wind | KPCo Retire 2040, with CO2 | 0 | KPCo | KPCo | Renewable:Wind | W23 | 2036 | 2 | 200 | 20 | 36.7079 | 637.3616 | 36.2797 |  | 7523.3773 |  | 16926 | 600 | [6 empty] | 38272.96 | 38272.965 | 60.0491 |  | 38272.965 | 38724.7371 | 38.799 | 24729.0137 |  |  | 0 | -13543.9513
Wind | Onshore Wind | New Wind | KPCo Retire 2040, with CO2 | 0 | KPCo | KPCo | Renewable:Wind | W25 | 2036 | 2 | 200 | 24 | 36.7079 | 637.3616 | 36.2797 |  | 7523.3773 |  | 16926 | 600 | [6 empty] | 36203.37 | 36203.3691 | 56.8019 |  | 36203.3691 | 36630.7103 | 38.799 | 24729.0137 |  |  | 0 | -11474.3555
Gas | Gas |  | KPCo Retire 2040, with CO2 | 0 | KPCo | KPCo | Gas/Oil:Combustion Turbine | KPCo CT | 2036 | 1 | 125 | 125 | 87.4693 | [16 empty] | 1321.0916 | 1321.0916 | 1321.0916 |  |  |  |  | 0 | -1321.0916
Coal | Coal |  | KPCo Retire 2040, with CO2 | 0 | KPCo | KPCo | Coal:Conventional | Mitchell (WV):1 | 2037 | 1 | 385 | 385 | 45.0349 | 667.4782 | 19.7912 |  | 9517.2523 | 154 | 3945.0567 | 0 | 9635.4548 | 6431456.3125 | 20776.894 | 12246.5046 | 5.1347 |  | 1767.53 | 34790.9257 | 52.1229 |  | 34790.9257 | 6208.8982 | 40.5257 | 27050.0197 |  |  | 0 | -7740.906
Coal | Coal |  | KPCo Retire 2040, with CO2 | 0 | KPCo | KPCo | Coal:Conventional | Mitchell (WV):2 | 2037 | 1 | 395 | 395 | 45.0349 | 658.7893 | 19.0391 |  | 9517.2523 | 66 | 3945.0567 | 0 | 9637.2422 | 6348911.6875 | 20510.2327 | 12089.3266 | 5.1347 |  | 1796.74 | 34396.2975 | 52.2114 |  | 34396.2975 | 5770.877 | 40.3986 | 26614.1801 |  |  | 0 | -7782.1174
Solar | Utility Solar | New Solar | KPCo Retire 2040, with CO2 | 0 | KPCo | KPCo | Renewable:Solar PV | S31 | 2037 | 30 | 600 | 162 | 26.5806 | 1316.4058 | 25.0458 |  | 80671.0208 |  | 127410 | 10950 | [6 empty] | 37674.06 | 37674.0566 | 28.6189 |  | 37674.0566 | 39982.7688 | 20.2904 | 26710.4488 |  |  | 0 | -10963.6078
Solar | Utility Solar | New Solar | KPCo Retire 2040, with CO2 | 0 | KPCo | KPCo | Renewable:Solar PV | S32 | 2037 | 30 | 600 | 162 | 26.5806 | 1316.4058 | 25.0458 |  | 80671.0208 |  | 127410 | 10950 | [6 empty] | 37182.95 | 37182.9456 | 28.2458 |  | 37182.9456 | 39461.5636 | 20.2904 | 26710.4488 |  |  | 0 | -10472.4968
Solar | Utility Solar | New Solar | KPCo Retire 2040, with CO2 | 0 | KPCo | KPCo | Renewable:Solar PV | S33 | 2037 | 23 | 460 | 124.2 | 26.5806 | 1009.2444 | 25.0458 |  | 61847.7854 |  | 97681 | 8395 | [6 empty] | 28133.49 | 28133.4868 | 27.8758 |  | 28133.4868 | 29857.5424 | 20.2904 | 20478.0098 |  |  | 0 | -7655.477
Solar | Utility Solar | New Solar | KPCo Retire 2040, with CO2 | 0 | KPCo | KPCo | Renewable:Solar PV | S36 | 2037 | 8 | 160 | 43.2 | 26.5806 | 351.0415 | 25.0458 |  | 21512.272 |  | 33976 | 2920 | [6 empty] | 9402.19 | 9402.1863 | 26.7837 |  | 9402.1863 | 9978.3641 | 20.2904 | 7122.7862 |  |  | 0 | -2279.4002
Wind | Onshore Wind | New Wind | KPCo Retire 2040, with CO2 | 0 | KPCo | KPCo | Renewable:Wind | W23 | 2037 | 2 | 200 | 20 | 36.7648 | 636.5791 | 36.3344 |  | 7539.7822 |  | 16924 | 554 | [6 empty] | 39066.94 | 39066.9449 | 61.3701 |  | 39066.9449 | 39529.6636 | 40.1452 | 25555.5909 |  |  | 0 | -13511.354
Wind | Onshore Wind | New Wind | KPCo Retire 2040, with CO2 | 0 | KPCo | KPCo | Renewable:Wind | W25 | 2037 | 2 | 200 | 24 | 36.7648 | 636.5791 | 36.3344 |  | 7539.7822 |  | 16924 | 554 | [6 empty] | 36954.42 | 36954.4159 | 58.0516 |  | 36954.4159 | 37392.1123 | 40.1452 | 25555.5909 |  |  | 0 | -11398.825
Gas | Gas |  | KPCo Retire 2040, with CO2 | 0 | KPCo | KPCo | Gas/Oil:Combustion Turbine | KPCo CT | 2037 | 1 | 125 | 125 | 87.4576 | [16 empty] | 1350.1556 | 1350.1556 | 1350.1556 |  |  |  |  | 0 | -1350.1556
Coal | Coal |  | KPCo Retire 2040, with CO2 | 0 | KPCo | KPCo | Coal:Conventional | Mitchell (WV):1 | 2038 | 1 | 385 | 385 | 45.0349 | 647.4959 | 19.1987 |  | 15360.711 | 43 | 3945.0566 | 0 | 9725.3675 | 6297135.6875 | 20851.7724 | 12410.9031 | 5.2822 |  | 1751.51 | 35014.1841 | 54.0763 |  | 35014.1841 | 5637.2566 | 40.2272 | 26046.9196 |  |  | 0 | -8967.2645
Coal | Coal |  | KPCo Retire 2040, with CO2 | 0 | KPCo | KPCo | Coal:Conventional | Mitchell (WV):2 | 2038 | 1 | 395 | 395 | 45.0349 | 643.3504 | 18.5929 |  | 15360.711 | 86 | 3945.0566 | 0 | 9726.8204 | 6257754.125 | 20721.3674 | 12333.2863 | 5.2822 |  | 1792.49 | 34847.1407 | 54.1651 |  | 34847.1407 | 5426.3596 | 40.1672 | 25841.5541 |  |  | 0 | -9005.5866
Solar | Utility Solar | New Solar | KPCo Retire 2040, with CO2 | 0 | KPCo | KPCo | Renewable:Solar PV | S31 | 2038 | 30 | 600 | 162 | 26.574 | 1267.1587 | 24.1088 |  | 129573.3013 |  | 127140 | 10950 | [6 empty] | 37062.48 | 37062.4799 | 29.2485 |  | 37062.4799 | 40852.3022 | 15.373 | 19480.0688 |  |  | 0 | -17582.4111
Solar | Utility Solar | New Solar | KPCo Retire 2040, with CO2 | 0 | KPCo | KPCo | Renewable:Solar PV | S32 | 2038 | 30 | 600 | 162 | 26.574 | 1267.1587 | 24.1088 |  | 129573.3013 |  | 127140 | 10950 | [6 empty] | 36579.34 | 36579.3444 | 28.8672 |  | 36579.3444 | 40319.7643 | 15.373 | 19480.0688 |  |  | 0 | -17099.2756
Solar | Utility Solar | New Solar | KPCo Retire 2040, with CO2 | 0 | KPCo | KPCo | Renewable:Solar PV | S33 | 2038 | 23 | 460 | 124.2 | 26.574 | 971.4883 | 24.1088 |  | 99339.531 |  | 97474 | 8395 | [6 empty] | 27676.79 | 27676.7864 | 28.4891 |  | 27676.7864 | 30506.8759 | 15.373 | 14934.7197 |  |  | 0 | -12742.0667
Solar | Utility Solar | New Solar | KPCo Retire 2040, with CO2 | 0 | KPCo | KPCo | Renewable:Solar PV | S36 | 2038 | 8 | 160 | 43.2 | 26.574 | 337.909 | 24.1088 |  | 34552.8801 |  | 33904 | 2920 | [6 empty] | 9249.56 | 9249.5574 | 27.3729 |  | 9249.5574 | 10195.3709 | 15.373 | 5194.685 |  |  | 0 | -4054.8724
Solar | Utility Solar | New Solar | KPCo Retire 2040, with CO2 | 0 | KPCo | KPCo | Renewable:Solar PV | S38 | 2038 | 8 | 160 | 43.2 | 26.574 | 337.909 | 24.1088 |  | 34552.8801 |  | 33904 | 2920 | [6 empty] | 9003.17 | 9003.1656 | 26.6438 |  | 9003.1656 | 9923.7849 | 15.373 | 5194.685 |  |  | 0 | -3808.4806
Wind | Onshore Wind | New Wind | KPCo Retire 2040, with CO2 | 0 | KPCo | KPCo | Renewable:Wind | W23 | 2038 | 2 | 200 | 20 | 36.7056 | 632.5366 | 36.1037 |  | 10545.6514 |  | 16924 | 552 | [6 empty] | 39672.88 | 39672.8779 | 62.7203 |  | 39672.8779 | 40334.3051 | 41.0169 | 25944.7159 |  |  | 0 | -13728.162
Wind | Onshore Wind | New Wind | KPCo Retire 2040, with CO2 | 0 | KPCo | KPCo | Renewable:Wind | W25 | 2038 | 2 | 200 | 24 | 36.7056 | 632.5366 | 36.1037 |  | 10545.6514 |  | 16924 | 552 | [6 empty] | 37527.58 | 37527.5773 | 59.3287 |  | 37527.5773 | 38153.2374 | 41.0169 | 25944.7159 |  |  | 0 | -11582.8613
Gas | Gas |  | KPCo Retire 2040, with CO2 | 0 | KPCo | KPCo | Gas/Oil:Combustion Turbine | KPCo CT | 2038 | 1 | 125 | 125 | 87.4576 | [16 empty] | 1379.859 | 1379.859 | 1379.859 |  |  |  |  | 0 | -1379.859
Coal | Coal |  | KPCo Retire 2040, with CO2 | 0 | KPCo | KPCo | Coal:Conventional | Mitchell (WV):1 | 2039 | 1 | 385 | 385 | 45.0349 | 648.5528 | 19.2301 |  | 15377.6571 | 42 | 3945.057 | 0 | 9725.2503 | 6307338.75 | 21432.7669 | 12864.8028 | 5.4377 |  | 1792.14 | 36089.7135 | 55.6465 |  | 36089.7135 | 5859.4541 | 40.9055 | 26529.3857 |  |  | 0 | -9560.3278
Coal | Coal |  | KPCo Retire 2040, with CO2 | 0 | KPCo | KPCo | Coal:Conventional | Mitchell (WV):2 | 2039 | 1 | 395 | 395 | 45.0349 | 645.0448 | 18.6418 |  | 15377.6571 | 67 | 3945.057 | 0 | 9726.4752 | 6274012.0625 | 21319.5206 | 12796.8279 | 5.4377 |  | 1835.89 | 35952.2367 | 55.736 |  | 35952.2367 | 5677.183 | 40.849 | 26349.4142 |  |  | 0 | -9602.8224
Solar | Utility Solar | New Solar | KPCo Retire 2040, with CO2 | 0 | KPCo | KPCo | Renewable:Solar PV | S31 | 2039 | 30 | 600 | 162 | 26.5343 | 1265.165 | 24.0709 |  | 129478.1473 |  | 127860 | 10950 | [6 empty] | 37818.26 | 37818.2596 | 29.892 |  | 37818.2596 | 41688.614 | 15.1569 | 19175.9321 |  |  | 0 | -18642.3275
Solar | Utility Solar | New Solar | KPCo Retire 2040, with CO2 | 0 | KPCo | KPCo | Renewable:Solar PV | S32 | 2039 | 30 | 600 | 162 | 26.5343 | 1265.165 | 24.0709 |  | 129478.1473 |  | 127860 | 10950 | [6 empty] | 37325.27 | 37325.2694 | 29.5023 |  | 37325.2694 | 41145.1699 | 15.1569 | 19175.9321 |  |  | 0 | -18149.3373
Solar | Utility Solar | New Solar | KPCo Retire 2040, with CO2 | 0 | KPCo | KPCo | Renewable:Solar PV | S33 | 2039 | 23 | 460 | 124.2 | 26.5343 | 969.9599 | 24.0709 |  | 99266.5778 |  | 98026 | 8395 | [6 empty] | 28241.17 | 28241.1725 | 29.1158 |  | 28241.1725 | 31131.4009 | 15.1569 | 14701.5486 |  |  | 0 | -13539.6239
Solar | Utility Solar | New Solar | KPCo Retire 2040, with CO2 | 0 | KPCo | KPCo | Renewable:Solar PV | S36 | 2039 | 8 | 160 | 43.2 | 26.5343 | 337.3773 | 24.0709 |  | 34527.5063 |  | 34096 | 2920 | [6 empty] | 9438.17 | 9438.1747 | 27.9751 |  | 9438.1747 | 10404.0858 | 15.1569 | 5113.5823 |  |  | 0 | -4324.5924
Solar | Utility Solar | New Solar | KPCo Retire 2040, with CO2 | 0 | KPCo | KPCo | Renewable:Solar PV | S38 | 2039 | 8 | 160 | 43.2 | 26.5343 | 337.3773 | 24.0709 |  | 34527.5063 |  | 34096 | 2920 | [6 empty] | 9186.76 | 9186.7577 | 27.2299 |  | 9186.7577 | 10126.9394 | 15.1569 | 5113.5823 |  |  | 0 | -4073.1754
Wind | Onshore Wind | New Wind | KPCo Retire 2040, with CO2 | 0 | KPCo | KPCo | Renewable:Wind | W23 | 2039 | 2 | 200 | 20 | 36.6965 | 632.3071 | 36.0906 |  | 10615.3619 |  | 16940 | 534 | [6 empty] | 40530.97 | 40530.9663 | 64.1001 |  | 40530.9663 | 41211.411 | 41.7388 | 26391.7615 |  |  | 0 | -14139.2048
Wind | Onshore Wind | New Wind | KPCo Retire 2040, with CO2 | 0 | KPCo | KPCo | Renewable:Wind | W25 | 2039 | 2 | 200 | 24 | 36.6965 | 632.3071 | 36.0906 |  | 10615.3619 |  | 16940 | 534 | [6 empty] | 38339.27 | 38339.2687 | 60.6339 |  | 38339.2687 | 38982.9194 | 41.7388 | 26391.7615 |  |  | 0 | -11947.5072
Gas | Gas |  | KPCo Retire 2040, with CO2 | 0 | KPCo | KPCo | Gas/Oil:Combustion Turbine | KPCo CT | 2039 | 1 | 125 | 125 | 87.4576 | [16 empty] | 1410.2159 | 1410.2159 | 1410.2159 |  |  |  |  | 0 | -1410.2159
Coal | Coal |  | KPCo Retire 2040, with CO2 | 0 | KPCo | KPCo | Coal:Conventional | Mitchell (WV):1 | 2040 | 1 | 385 | 385 | 45.0413 | 641.0035 | 18.9543 |  | 21699.6436 | 89 | 3956.4285 | 0 | 9821.5967 | 6295678.1875 | 21943.4555 | 13286.9333 | 5.596 |  | 1809.41 | 37039.798 | 57.7841 |  | 37039.798 | 5869.2437 | 41.5131 | 26610.0668 |  |  | 0 | -10429.7312
Coal | Coal |  | KPCo Retire 2040, with CO2 | 0 | KPCo | KPCo | Coal:Conventional | Mitchell (WV):2 | 2040 | 1 | 395 | 395 | 45.0413 | 636.1705 | 18.3351 |  | 21699.6436 | 23 | 3956.4285 | 0 | 9824.0401 | 6249764.5625 | 21783.4245 | 13190.0348 | 5.596 |  | 1849.6 | 36823.0603 | 57.8824 |  | 36823.0603 | 5607.1459 | 41.4184 | 26349.1622 |  |  | 0 | -10473.8981
Solar | Utility Solar | New Solar | KPCo Retire 2040, with CO2 | 0 | KPCo | KPCo | Renewable:Solar PV | S31 | 2040 | 30 | 600 | 162 | 26.5372 | 1217.4313 | 23.0994 |  | 181187.095 |  | 129090 | 10980 | [6 empty] | 37192.01 | 37192.0118 | 30.5496 |  | 37192.0118 | 42727.2004 | 13.3868 | 16297.4793 |  |  | 0 | -20894.5325
Solar | Utility Solar | New Solar | KPCo Retire 2040, with CO2 | 0 | KPCo | KPCo | Renewable:Solar PV | S32 | 2040 | 30 | 600 | 162 | 26.5372 | 1217.4313 | 23.0994 |  | 181187.095 |  | 129090 | 10980 | [6 empty] | 36707.19 | 36707.188 | 30.1513 |  | 36707.188 | 42170.2213 | 13.3868 | 16297.4793 |  |  | 0 | -20409.7087
Solar | Utility Solar | New Solar | KPCo Retire 2040, with CO2 | 0 | KPCo | KPCo | Renewable:Solar PV | S33 | 2040 | 23 | 460 | 124.2 | 26.5372 | 933.3639 | 23.0994 |  | 138910.0994 |  | 98969 | 8418 | [6 empty] | 27773.52 | 27773.517 | 29.7564 |  | 27773.517 | 31906.9761 | 13.3868 | 12494.7334 |  |  | 0 | -15278.7836
Solar | Utility Solar | New Solar | KPCo Retire 2040, with CO2 | 0 | KPCo | KPCo | Renewable:Solar PV | S36 | 2040 | 8 | 160 | 43.2 | 26.5372 | 324.6483 | 23.0994 |  | 48316.5568 |  | 34424 | 2928 | [6 empty] | 9281.88 | 9281.8844 | 28.5906 |  | 9281.8844 | 10663.2829 | 13.3868 | 4345.9944 |  |  | 0 | -4935.89
Solar | Utility Solar | New Solar | KPCo Retire 2040, with CO2 | 0 | KPCo | KPCo | Renewable:Solar PV | S38 | 2040 | 8 | 160 | 43.2 | 26.5372 | 324.6483 | 23.0994 |  | 48316.5568 |  | 34424 | 2928 | [6 empty] | 9034.63 | 9034.631 | 27.829 |  | 9034.631 | 10379.2319 | 13.3868 | 4345.9944 |  |  | 0 | -4688.6367
Solar | Utility Solar | New Solar | KPCo Retire 2040, with CO2 | 0 | KPCo | KPCo | Renewable:Solar PV | S40 | 2040 | 8 | 160 | 43.2 | 26.5372 | 324.6483 | 23.0994 |  | 48316.5568 |  | 34424 | 2928 | [6 empty] | 8791.31 | 8791.3145 | 27.0795 |  | 8791.3145 | 10099.7028 | 13.3868 | 4345.9944 |  |  | 0 | -4445.3201
Wind | Onshore Wind | New Wind | KPCo Retire 2040, with CO2 | 0 | KPCo | KPCo | Renewable:Wind | W23 | 2040 | 2 | 200 | 20 | 36.8272 | 633.0871 | 36.0364 |  | 13893.6367 |  | 16984 | 538 | [6 empty] | 41473.74 | 41473.739 | 65.5103 |  | 41473.739 | 42383.916 | 42.7756 | 27080.6929 |  |  | 0 | -14393.0461
Wind | Onshore Wind | New Wind | KPCo Retire 2040, with CO2 | 0 | KPCo | KPCo | Renewable:Wind | W25 | 2040 | 2 | 200 | 24 | 36.8272 | 633.0871 | 36.0364 |  | 13893.6367 |  | 16984 | 538 | [6 empty] | 39231.06 | 39231.0564 | 61.9679 |  | 39231.0564 | 40092.0168 | 42.7756 | 27080.6929 |  |  | 0 | -12150.3635
Gas | Gas |  | KPCo Retire 2040, with CO2 | 0 | KPCo | KPCo | Gas/Oil:Combustion Turbine | KPCo CT | 2040 | 1 | 125 | 125 | 87.4693 | [16 empty] | 1441.2406 | 1441.2406 | 1441.2406 |  |  |  |  | 0 | -1441.2406
Solar | Utility Solar | New Solar | KPCo Retire 2040, with CO2 | 0 | KPCo | KPCo | Renewable:Solar PV | S31 | 2041 | 30 | 600 | 162 | 26.5789 | 1254.8123 | 23.8739 |  | 142174.532 |  | 129030 | 10950 | [6 empty] | 39177.33 | 39177.3313 | 31.2217 |  | 39177.3313 | 43616.2598 | 17.4808 | 21935.0786 |  |  | 18000.0005 | 757.7478
Solar | Utility Solar | New Solar | KPCo Retire 2040, with CO2 | 0 | KPCo | KPCo | Renewable:Solar PV | S32 | 2041 | 30 | 600 | 162 | 26.5789 | 1254.8123 | 23.8739 |  | 142174.532 |  | 129030 | 10950 | [6 empty] | 38666.63 | 38666.6292 | 30.8147 |  | 38666.6292 | 43047.6902 | 17.4808 | 21935.0786 |  |  | 18000.0005 | 1268.45
Solar | Utility Solar | New Solar | KPCo Retire 2040, with CO2 | 0 | KPCo | KPCo | Renewable:Solar PV | S33 | 2041 | 23 | 460 | 124.2 | 26.5789 | 962.0228 | 23.8739 |  | 109000.4734 |  | 98923 | 8395 | [6 empty] | 29256.08 | 29256.0769 | 30.411 |  | 29256.0769 | 32570.8898 | 17.4808 | 16816.8931 |  |  | 13800.0009 | 1360.8171
Solar | Utility Solar | New Solar | KPCo Retire 2040, with CO2 | 0 | KPCo | KPCo | Renewable:Solar PV | S36 | 2041 | 8 | 160 | 43.2 | 26.5789 | 334.6166 | 23.8739 |  | 37913.2083 |  | 34408 | 2920 | [6 empty] | 9777.35 | 9777.3542 | 29.2196 |  | 9777.3542 | 10885.1619 | 17.4808 | 5849.3538 |  |  | 4800.0002 | 871.9998
Solar | Utility Solar | New Solar | KPCo Retire 2040, with CO2 | 0 | KPCo | KPCo | Renewable:Solar PV | S38 | 2041 | 8 | 160 | 43.2 | 26.5789 | 334.6166 | 23.8739 |  | 37913.2083 |  | 34408 | 2920 | [6 empty] | 9516.9 | 9516.9029 | 28.4412 |  | 9516.9029 | 10595.2007 | 17.4808 | 5849.3538 |  |  | 4800.0002 | 1132.4511
Solar | Utility Solar | New Solar | KPCo Retire 2040, with CO2 | 0 | KPCo | KPCo | Renewable:Solar PV | S40 | 2041 | 8 | 160 | 43.2 | 26.5789 | 334.6166 | 23.8739 |  | 37913.2083 |  | 34408 | 2920 | [6 empty] | 9260.6 | 9260.5977 | 27.6752 |  | 9260.5977 | 10309.855 | 17.4808 | 5849.3538 |  |  | 4800.0002 | 1388.7563
Wind | Onshore Wind | New Wind | KPCo Retire 2040, with CO2 | 0 | KPCo | KPCo | Renewable:Wind | W23 | 2041 | 2 | 200 | 20 | 36.6213 | 630.2172 | 35.9713 |  | 11388.5655 |  | 16926 | 550 | [6 empty] | 42194.02 | 42194.0181 | 66.9515 |  | 42194.0181 | 42956.4998 | 43.9521 | 27699.3457 |  |  | 2222.2223 | -12272.4501
Wind | Onshore Wind | New Wind | KPCo Retire 2040, with CO2 | 0 | KPCo | KPCo | Renewable:Wind | W25 | 2041 | 2 | 200 | 24 | 36.6213 | 630.2172 | 35.9713 |  | 11388.5655 |  | 16926 | 550 | [6 empty] | 39912.39 | 39912.3914 | 63.3312 |  | 39912.3914 | 40633.6407 | 43.9521 | 27699.3457 |  |  | 2666.6667 | -9546.3789
Battery Storage | Battery Storage | New Paired Battery | KPCo Retire 2040, with CO2 | 0 | KPCo | KPCo | Storage:Battery | PB_41 | 2041 | 3 | 12 | 9.6 | 100 | [16 empty] | 1599.7158 | 1599.7158 | 1599.7158 |  |  |  |  | 1066.6667 | -533.049
Solar | Utility Solar | New Paired Solar | KPCo Retire 2040, with CO2 | 0 | KPCo | KPCo | Renewable:Solar PV | PS_41 | 2041 | 1 | 20 | 5.4 | 26.5789 | 41.8271 | 23.8739 |  | 4739.151 |  | 4301 | 365 | [6 empty] | 895.03 | 895.0317 | 21.3984 |  | 895.0317 | 996.4419 | 17.4808 | 731.1692 |  |  | 600 | 436.1375
Capacity Only PPA | Capacity Only PPA |  | KPCo Retire 2040, with CO2 | 0 | KPCo | KPCo | Other:Other | PPA_41 | 2041 | 5 | 250 | 250 | 0 | [16 empty] | 25443.2988 | 25443.2988 | 25443.2988 |  |  |  |  | 27777.7786 | 2334.4798
Gas | Gas |  | KPCo Retire 2040, with CO2 | 0 | KPCo | KPCo | Gas/Oil:Combustion Turbine | KPCo CT | 2041 | 1 | 125 | 125 | 87.4576 | [16 empty] | 1472.9479 | 1472.9479 | 1472.9479 |  |  |  |  | 13888.8893 | 12415.9414
Solar | Utility Solar | New Solar | KPCo Retire 2040, with CO2 | 0 | KPCo | KPCo | Renewable:Solar PV | S31 | 2042 | 30 | 600 | 162 | 26.5391 | 1251.7076 | 23.8148 |  | 143189.4182 |  | 127500 | 10950 | [6 empty] | 39940.16 | 39940.1643 | 31.9085 |  | 39940.1643 | 44509.1292 | 15.7389 | 19700.4747 |  |  | 18000.0005 | -2239.689
Solar | Utility Solar | New Solar | KPCo Retire 2040, with CO2 | 0 | KPCo | KPCo | Renewable:Solar PV | S32 | 2042 | 30 | 600 | 162 | 26.5391 | 1251.7076 | 23.8148 |  | 143189.4182 |  | 127500 | 10950 | [6 empty] | 39419.52 | 39419.5186 | 31.4926 |  | 39419.5186 | 43928.923 | 15.7389 | 19700.4747 |  |  | 18000.0005 | -1719.0433
Solar | Utility Solar | New Solar | KPCo Retire 2040, with CO2 | 0 | KPCo | KPCo | Renewable:Solar PV | S33 | 2042 | 23 | 460 | 124.2 | 26.5391 | 959.6425 | 23.8148 |  | 109778.549 |  | 97750 | 8395 | [6 empty] | 29825.73 | 29825.7297 | 31.08 |  | 29825.7297 | 33237.6523 | 15.7389 | 15103.698 |  |  | 13800.0009 | -922.0308
Solar | Utility Solar | New Solar | KPCo Retire 2040, with CO2 | 0 | KPCo | KPCo | Renewable:Solar PV | S36 | 2042 | 8 | 160 | 43.2 | 26.5391 | 333.7887 | 23.8148 |  | 38183.8447 |  | 34000 | 2920 | [6 empty] | 9967.73 | 9967.7328 | 29.8624 |  | 9967.7328 | 11107.994 | 15.7389 | 5253.46 |  |  | 4800.0002 | 85.7275
Solar | Utility Solar | New Solar | KPCo Retire 2040, with CO2 | 0 | KPCo | KPCo | Renewable:Solar PV | S38 | 2042 | 8 | 160 | 43.2 | 26.5391 | 333.7887 | 23.8148 |  | 38183.8447 |  | 34000 | 2920 | [6 empty] | 9702.21 | 9702.2099 | 29.0669 |  | 9702.2099 | 10812.0965 | 15.7389 | 5253.46 |  |  | 4800.0002 | 351.2504
Solar | Utility Solar | New Solar | KPCo Retire 2040, with CO2 | 0 | KPCo | KPCo | Renewable:Solar PV | S40 | 2042 | 8 | 160 | 43.2 | 26.5391 | 333.7887 | 23.8148 |  | 38183.8447 |  | 34000 | 2920 | [6 empty] | 9440.91 | 9440.9138 | 28.2841 |  | 9440.9138 | 10520.9097 | 15.7389 | 5253.46 |  |  | 4800.0002 | 612.5464
Wind | Onshore Wind | New Wind | KPCo Retire 2040, with CO2 | 0 | KPCo | KPCo | Renewable:Wind | W23 | 2042 | 2 | 200 | 20 | 36.7421 | 631.8189 | 36.0627 |  | 11903.1669 |  | 16880 | 598 | [6 empty] | 43231.88 | 43231.8842 | 68.4245 |  | 43231.8842 | 44046.3499 | 44.7695 | 28286.2289 |  |  | 2222.2223 | -12723.433
Wind | Onshore Wind | New Wind | KPCo Retire 2040, with CO2 | 0 | KPCo | KPCo | Renewable:Wind | W25 | 2042 | 2 | 200 | 24 | 36.7421 | 631.8189 | 36.0627 |  | 11903.1669 |  | 16880 | 598 | [6 empty] | 40894.13 | 40894.13 | 64.7244 |  | 40894.13 | 41664.5554 | 44.7695 | 28286.2289 |  |  | 2666.6667 | -9941.2344
Battery Storage | Battery Storage | New Paired Battery | KPCo Retire 2040, with CO2 | 0 | KPCo | KPCo | Storage:Battery | PB_41 | 2042 | 3 | 12 | 9.6 | 100 | [16 empty] | 1634.9094 | 1634.9094 | 1634.9094 |  |  |  |  | 1066.6667 | -568.2426
Solar | Utility Solar | New Paired Solar | KPCo Retire 2040, with CO2 | 0 | KPCo | KPCo | Renewable:Solar PV | PS_41 | 2042 | 1 | 20 | 5.4 | 26.5391 | 41.7236 | 23.8148 |  | 4772.9806 |  | 4250 | 365 | [6 empty] | 912.46 | 912.4592 | 21.8691 |  | 912.4592 | 1016.8402 | 15.7389 | 656.6825 |  |  | 600 | 344.2233
Capacity Only PPA | Capacity Only PPA |  | KPCo Retire 2040, with CO2 | 0 | KPCo | KPCo | Other:Other | PPA_42 | 2042 | 5 | 250 | 250 | 0 | [16 empty] | 25888.1748 | 25888.1748 | 25888.1748 |  |  |  |  | 27777.7786 | 1889.6038
Gas | Gas |  | KPCo Retire 2040, with CO2 | 0 | KPCo | KPCo | Gas/Oil:Combustion Turbine | KPCo CT | 2042 | 1 | 125 | 125 | 87.4576 | [16 empty] | 1505.3526 | 1505.3526 | 1505.3526 |  |  |  |  | 13888.8893 | 12383.5367
Solar | Utility Solar | New Solar | KPCo Retire 2040, with CO2 | 0 | KPCo | KPCo | Renewable:Solar PV | S31 | 2043 | 30 | 600 | 162 | 26.5806 | 1252.9319 | 23.8381 |  | 144144.9207 |  | 127410 | 10950 | [6 empty] | 40858.77 | 40858.7686 | 32.6105 |  | 40858.7686 | 45559.4102 | 16.6275 | 20833.0994 |  |  | 18000.0005 | -2025.6686
Solar | Utility Solar | New Solar | KPCo Retire 2040, with CO2 | 0 | KPCo | KPCo | Renewable:Solar PV | S32 | 2043 | 30 | 600 | 162 | 26.5806 | 1252.9319 | 23.8381 |  | 144144.9207 |  | 127410 | 10950 | [6 empty] | 40326.15 | 40326.1497 | 32.1854 |  | 40326.1497 | 44965.5129 | 16.6275 | 20833.0994 |  |  | 18000.0005 | -1493.0497
Solar | Utility Solar | New Solar | KPCo Retire 2040, with CO2 | 0 | KPCo | KPCo | Renewable:Solar PV | S33 | 2043 | 23 | 460 | 124.2 | 26.5806 | 960.5811 | 23.8381 |  | 110511.1075 |  | 97681 | 8395 | [6 empty] | 30511.71 | 30511.7063 | 31.7638 |  | 30511.7063 | 34021.9601 | 16.6275 | 15972.0428 |  |  | 13800.0009 | -739.6626
Solar | Utility Solar | New Solar | KPCo Retire 2040, with CO2 | 0 | KPCo | KPCo | Renewable:Solar PV | S36 | 2043 | 8 | 160 | 43.2 | 26.5806 | 334.1152 | 23.8381 |  | 38438.6475 |  | 33976 | 2920 | [6 empty] | 10196.99 | 10196.9852 | 30.5194 |  | 10196.9852 | 11370.1083 | 16.6275 | 5555.4932 |  |  | 4800.0002 | 158.5083
Solar | Utility Solar | New Solar | KPCo Retire 2040, with CO2 | 0 | KPCo | KPCo | Renewable:Solar PV | S38 | 2043 | 8 | 160 | 43.2 | 26.5806 | 334.1152 | 23.8381 |  | 38438.6475 |  | 33976 | 2920 | [6 empty] | 9925.36 | 9925.3555 | 29.7064 |  | 9925.3555 | 11067.2287 | 16.6275 | 5555.4932 |  |  | 4800.0002 | 430.138
Solar | Utility Solar | New Solar | KPCo Retire 2040, with CO2 | 0 | KPCo | KPCo | Renewable:Solar PV | S40 | 2043 | 8 | 160 | 43.2 | 26.5806 | 334.1152 | 23.8381 |  | 38438.6475 |  | 33976 | 2920 | [6 empty] | 9658.05 | 9658.0501 | 28.9064 |  | 9658.0501 | 10769.1715 | 16.6275 | 5555.4932 |  |  | 4800.0002 | 697.4433
Wind | Onshore Wind | New Wind | KPCo Retire 2040, with CO2 | 0 | KPCo | KPCo | Renewable:Wind | W23 | 2043 | 2 | 200 | 20 | 36.7648 | 632.0961 | 36.0785 |  | 12022.798 |  | 16924 | 554 | [6 empty] | 44202.36 | 44202.3606 | 69.9298 |  | 44202.3606 | 45043.1111 | 45.8562 | 28985.5164 |  |  | 2222.2223 | -12994.6219
Wind | Onshore Wind | New Wind | KPCo Retire 2040, with CO2 | 0 | KPCo | KPCo | Renewable:Wind | W25 | 2043 | 2 | 200 | 24 | 36.7648 | 632.0961 | 36.0785 |  | 12022.798 |  | 16924 | 554 | [6 empty] | 41812.13 | 41812.1307 | 66.1484 |  | 41812.1307 | 42607.4196 | 45.8562 | 28985.5164 |  |  | 2666.6667 | -10159.9476
Battery Storage | Battery Storage | New Paired Battery | KPCo Retire 2040, with CO2 | 0 | KPCo | KPCo | Storage:Battery | PB_41 | 2043 | 3 | 12 | 9.6 | 100 | [16 empty] | 1670.8773 | 1670.8773 | 1670.8773 |  |  |  |  | 1066.6667 | -604.2106
Solar | Utility Solar | New Paired Solar | KPCo Retire 2040, with CO2 | 0 | KPCo | KPCo | Renewable:Solar PV | PS_41 | 2043 | 1 | 20 | 5.4 | 26.5806 | 41.7644 | 23.8381 |  | 4804.8309 |  | 4247 | 365 | [6 empty] | 933.45 | 933.4453 | 22.3503 |  | 933.4453 | 1040.8346 | 16.6275 | 694.4367 |  |  | 600 | 360.9913
Capacity Only PPA | Capacity Only PPA |  | KPCo Retire 2040, with CO2 | 0 | KPCo | KPCo | Other:Other | PPA_43 | 2043 | 5 | 250 | 250 | 0 | [16 empty] | 26332.6729 | 26332.6729 | 26332.6729 |  |  |  |  | 27777.7786 | 1445.1058
Gas | Gas |  | KPCo Retire 2040, with CO2 | 0 | KPCo | KPCo | Gas/Oil:Combustion Turbine | KPCo CT | 2043 | 1 | 125 | 125 | 87.4576 | [16 empty] | 1538.4703 | 1538.4703 | 1538.4703 |  |  |  |  | 13888.8893 | 12350.419
Solar | Utility Solar | New Solar | KPCo Retire 2040, with CO2 | 0 | KPCo | KPCo | Renewable:Solar PV | S31 | 2044 | 30 | 600 | 162 | 26.5189 | 1255.207 | 23.8162 |  | 142445.0233 |  | 128190 | 10980 | [6 empty] | 41833.49 | 41833.4861 | 33.328 |  | 41833.4861 | 46580.8889 | 18.5222 | 23249.2192 |  |  | 9000.0003 | -9584.2666
Solar | Utility Solar | New Solar | KPCo Retire 2040, with CO2 | 0 | KPCo | KPCo | Renewable:Solar PV | S32 | 2044 | 30 | 600 | 162 | 26.5189 | 1255.207 | 23.8162 |  | 142445.0233 |  | 128190 | 10980 | [6 empty] | 41288.16 | 41288.1602 | 32.8935 |  | 41288.1602 | 45973.6785 | 18.5222 | 23249.2192 |  |  | 9000.0003 | -9038.9407
Solar | Utility Solar | New Solar | KPCo Retire 2040, with CO2 | 0 | KPCo | KPCo | Renewable:Solar PV | S33 | 2044 | 23 | 460 | 124.2 | 26.5189 | 962.3254 | 23.8162 |  | 109207.8474 |  | 98279 | 8418 | [6 empty] | 31239.59 | 31239.5898 | 32.4626 |  | 31239.5898 | 34784.7594 | 18.5222 | 17824.401 |  |  | 6900.0005 | -6515.1884
Solar | Utility Solar | New Solar | KPCo Retire 2040, with CO2 | 0 | KPCo | KPCo | Renewable:Solar PV | S36 | 2044 | 8 | 160 | 43.2 | 26.5189 | 334.7219 | 23.8162 |  | 37985.339 |  | 34184 | 2928 | [6 empty] | 10440.24 | 10440.2429 | 31.1908 |  | 10440.2429 | 11625.036 | 18.5222 | 6199.7916 |  |  | 2400.0001 | -1840.4512
Solar | Utility Solar | New Solar | KPCo Retire 2040, with CO2 | 0 | KPCo | KPCo | Renewable:Solar PV | S38 | 2044 | 8 | 160 | 43.2 | 26.5189 | 334.7219 | 23.8162 |  | 37985.339 |  | 34184 | 2928 | [6 empty] | 10162.13 | 10162.1325 | 30.3599 |  | 10162.1325 | 11315.3647 | 18.5222 | 6199.7916 |  |  | 2400.0001 | -1562.3407
Solar | Utility Solar | New Solar | KPCo Retire 2040, with CO2 | 0 | KPCo | KPCo | Renewable:Solar PV | S40 | 2044 | 8 | 160 | 43.2 | 26.5189 | 334.7219 | 23.8162 |  | 37985.339 |  | 34184 | 2928 | [6 empty] | 9888.45 | 9888.4509 | 29.5423 |  | 9888.4509 | 11010.6249 | 18.5222 | 6199.7916 |  |  | 2400.0001 | -1288.6591
Wind | Onshore Wind | New Wind | KPCo Retire 2040, with CO2 | 0 | KPCo | KPCo | Renewable:Wind | W23 | 2044 | 2 | 200 | 20 | 36.7465 | 634.1625 | 36.0976 |  | 11399.2976 |  | 16986 | 536 | [6 empty] | 45322.5 | 45322.5028 | 71.4683 |  | 45322.5028 | 46137.1896 | 47.6429 | 30213.3372 |  |  | 1111.1111 | -13998.0545
Wind | Onshore Wind | New Wind | KPCo Retire 2040, with CO2 | 0 | KPCo | KPCo | Renewable:Wind | W25 | 2044 | 2 | 200 | 24 | 36.7465 | 634.1625 | 36.0976 |  | 11399.2976 |  | 16986 | 536 | [6 empty] | 42871.7 | 42871.6951 | 67.6036 |  | 42871.6951 | 43642.3295 | 47.6429 | 30213.3372 |  |  | 1333.3334 | -11325.0245
Battery Storage | Battery Storage | New Paired Battery | KPCo Retire 2040, with CO2 | 0 | KPCo | KPCo | Storage:Battery | PB_41 | 2044 | 3 | 12 | 9.6 | 100 | [16 empty] | 1707.6365 | 1707.6365 | 1707.6365 |  |  |  |  | 533.3334 | -1174.3031
Solar | Utility Solar | New Paired Solar | KPCo Retire 2040, with CO2 | 0 | KPCo | KPCo | Renewable:Solar PV | PS_41 | 2044 | 1 | 20 | 5.4 | 26.5189 | 41.8402 | 23.8162 |  | 4748.1674 |  | 4273 | 366 | [6 empty] | 955.71 | 955.7134 | 22.842 |  | 955.7134 | 1064.1709 | 18.5222 | 774.974 |  |  | 300 | 119.2606
Capacity Only PPA | Capacity Only PPA |  | KPCo Retire 2040, with CO2 | 0 | KPCo | KPCo | Other:Other | PPA_44 | 2044 | 5 | 250 | 250 | 0 | [16 empty] | 26773.8984 | 26773.8984 | 26773.8984 |  |  |  |  | 13888.8893 | -12885.0091
Gas | Gas |  | KPCo Retire 2040, with CO2 | 0 | KPCo | KPCo | Gas/Oil:Combustion Turbine | KPCo CT | 2044 | 1 | 125 | 125 | 87.4693 | [16 empty] | 1572.3166 | 1572.3166 | 1572.3166 |  |  |  |  | 6944.4447 | 5372.1281
Solar | Utility Solar | New Solar | KPCo Retire 2040, with CO2 | 0 | KPCo | KPCo | Renewable:Solar PV | S31 | 2045 | 30 | 600 | 162 | 26.5727 | 1225.8586 | 23.323 |  | 170800.9823 |  | 128820 | 10950 | [6 empty] | 41754.18 | 41754.1797 | 34.0612 |  | 41754.1797 | 47571.8608 | 15.9393 | 19539.3816 |  |  | 18000.0005 | -4214.7976
Solar | Utility Solar | New Solar | KPCo Retire 2040, with CO2 | 0 | KPCo | KPCo | Renewable:Solar PV | S32 | 2045 | 30 | 600 | 162 | 26.5727 | 1225.8586 | 23.323 |  | 170800.9823 |  | 128820 | 10950 | [6 empty] | 41209.89 | 41209.8865 | 33.6172 |  | 41209.8865 | 46951.7271 | 15.9393 | 19539.3816 |  |  | 18000.0005 | -3670.5044
Solar | Utility Solar | New Solar | KPCo Retire 2040, with CO2 | 0 | KPCo | KPCo | Renewable:Solar PV | S33 | 2045 | 23 | 460 | 124.2 | 26.5727 | 939.8249 | 23.323 |  | 130947.4207 |  | 98762 | 8395 | [6 empty] | 31180.37 | 31180.3657 | 33.1768 |  | 31180.3657 | 35524.7776 | 15.9393 | 14980.1922 |  |  | 13800.0009 | -2400.1726
Solar | Utility Solar | New Solar | KPCo Retire 2040, with CO2 | 0 | KPCo | KPCo | Renewable:Solar PV | S36 | 2045 | 8 | 160 | 43.2 | 26.5727 | 326.8956 | 23.323 |  | 45546.9299 |  | 34352 | 2920 | [6 empty] | 10420.45 | 10420.4496 | 31.877 |  | 10420.4496 | 11872.3484 | 15.9393 | 5210.5016 |  |  | 4800.0002 | -409.9478
Solar | Utility Solar | New Solar | KPCo Retire 2040, with CO2 | 0 | KPCo | KPCo | Renewable:Solar PV | S38 | 2045 | 8 | 160 | 43.2 | 26.5727 | 326.8956 | 23.323 |  | 45546.9299 |  | 34352 | 2920 | [6 empty] | 10142.87 | 10142.8676 | 31.0278 |  | 10142.8676 | 11556.0908 | 15.9393 | 5210.5016 |  |  | 4800.0002 | -132.3658
Solar | Utility Solar | New Solar | KPCo Retire 2040, with CO2 | 0 | KPCo | KPCo | Renewable:Solar PV | S40 | 2045 | 8 | 160 | 43.2 | 26.5727 | 326.8956 | 23.323 |  | 45546.9299 |  | 34352 | 2920 | [6 empty] | 9869.7 | 9869.7042 | 30.1922 |  | 9869.7042 | 11244.8664 | 15.9393 | 5210.5016 |  |  | 4800.0002 | 140.7976
Wind | Onshore Wind | New Wind | KPCo Retire 2040, with CO2 | 0 | KPCo | KPCo | Renewable:Wind | W23 | 2045 | 2 | 200 | 20 | 36.7403 | 628.4236 | 35.8689 |  | 15265.691 |  | 16938 | 536 | [6 empty] | 45900.42 | 45900.4156 | 73.0406 |  | 45900.4156 | 47015.4291 | 47.8204 | 30051.4614 |  |  | 2222.2223 | -13626.7319
Wind | Onshore Wind | New Wind | KPCo Retire 2040, with CO2 | 0 | KPCo | KPCo | Renewable:Wind | W25 | 2045 | 2 | 200 | 24 | 36.7403 | 628.4236 | 35.8689 |  | 15265.691 |  | 16938 | 536 | [6 empty] | 43418.36 | 43418.3646 | 69.0909 |  | 43418.3646 | 44473.0853 | 47.8204 | 30051.4614 |  |  | 2666.6667 | -10700.2365
Battery Storage | Battery Storage | New Paired Battery | KPCo Retire 2040, with CO2 | 0 | KPCo | KPCo | Storage:Battery | PB_41 | 2045 | 3 | 12 | 9.6 | 100 | [16 empty] | 1745.2044 | 1745.2044 | 1745.2044 |  |  |  |  | 1066.6667 | -678.5377
Solar | Utility Solar | New Paired Solar | KPCo Retire 2040, with CO2 | 0 | KPCo | KPCo | Renewable:Solar PV | PS_41 | 2045 | 1 | 20 | 5.4 | 26.5727 | 40.862 | 23.323 |  | 5693.3662 |  | 4294 | 365 | [6 empty] | 953.9 | 953.9016 | 23.3445 |  | 953.9016 | 1086.8103 | 15.9393 | 651.3127 |  |  | 600 | 297.4112
Wind | Onshore Wind | New Wind | KPCo Retire 2040, with CO2 | 0 | KPCo | KPCo | Renewable:Wind | W45 | 2045 | 4 | 400 | 48 | 36.7403 | 1256.8473 | 35.8689 |  | 30531.382 |  | 33876 | 1072 | [6 empty] | 63778.16 | 63778.1631 | 50.7446 |  | 63778.1631 | 65327.4617 | 47.8204 | 60102.9229 |  |  | 5333.3335 | 1658.0933
Capacity Only PPA | Capacity Only PPA |  | KPCo Retire 2040, with CO2 | 0 | KPCo | KPCo | Other:Other | PPA_45 | 2045 | 4 | 200 | 200 | 0 | [16 empty] | 21770.1226 | 21770.1226 | 21770.1226 |  |  |  |  | 22222.2229 | 452.1003
Gas | Gas |  | KPCo Retire 2040, with CO2 | 0 | KPCo | KPCo | Gas/Oil:Combustion Turbine | KPCo CT | 2045 | 1 | 125 | 125 | 87.4577 | [16 empty] | 1606.9074 | 1606.9074 | 1606.9074 |  |  |  |  | 13888.8893 | 12281.9819
Solar | Utility Solar | New Solar | KPCo Retire 2040, with CO2 | 0 | KPCo | KPCo | Renewable:Solar PV | S31 | 2046 | 30 | 600 | 162 | 26.5541 | 1199.3149 | 22.818 |  | 196367.0562 |  | 128790 | 10950 | [6 empty] | 41748.77 | 41748.7671 | 34.8105 |  | 41748.7671 | 48584.4077 | 16.3398 | 19596.5062 |  |  | 18000.0005 | -4152.2604
Solar | Utility Solar | New Solar | KPCo Retire 2040, with CO2 | 0 | KPCo | KPCo | Renewable:Solar PV | S32 | 2046 | 30 | 600 | 162 | 26.5541 | 1199.3149 | 22.818 |  | 196367.0562 |  | 128790 | 10950 | [6 empty] | 41204.54 | 41204.542 | 34.3567 |  | 41204.542 | 47951.0715 | 16.3398 | 19596.5062 |  |  | 18000.0005 | -3608.0353
Solar | Utility Solar | New Solar | KPCo Retire 2040, with CO2 | 0 | KPCo | KPCo | Renewable:Solar PV | S33 | 2046 | 23 | 460 | 124.2 | 26.5541 | 919.4747 | 22.818 |  | 150548.0791 |  | 98739 | 8395 | [6 empty] | 31176.33 | 31176.3259 | 33.9067 |  | 31176.3259 | 36280.9062 | 16.3398 | 15023.9883 |  |  | 13800.0009 | -2352.3367
Solar | Utility Solar | New Solar | KPCo Retire 2040, with CO2 | 0 | KPCo | KPCo | Renewable:Solar PV | S36 | 2046 | 8 | 160 | 43.2 | 26.5541 | 319.8173 | 22.818 |  | 52364.5483 |  | 34344 | 2920 | [6 empty] | 10419.1 | 10419.0987 | 32.5783 |  | 10419.0987 | 12125.0457 | 16.3398 | 5225.735 |  |  | 4800.0002 | -393.3635
Solar | Utility Solar | New Solar | KPCo Retire 2040, with CO2 | 0 | KPCo | KPCo | Renewable:Solar PV | S38 | 2046 | 8 | 160 | 43.2 | 26.5541 | 319.8173 | 22.818 |  | 52364.5483 |  | 34344 | 2920 | [6 empty] | 10141.55 | 10141.5527 | 31.7105 |  | 10141.5527 | 11802.0565 | 16.3398 | 5225.735 |  |  | 4800.0002 | -115.8175
Solar | Utility Solar | New Solar | KPCo Retire 2040, with CO2 | 0 | KPCo | KPCo | Renewable:Solar PV | S40 | 2046 | 8 | 160 | 43.2 | 26.5541 | 319.8173 | 22.818 |  | 52364.5483 |  | 34344 | 2920 | [6 empty] | 9868.42 | 9868.4241 | 30.8564 |  | 9868.4241 | 11484.2086 | 16.3398 | 5225.735 |  |  | 4800.0002 | 157.3111
Wind | Onshore Wind | New Wind | KPCo Retire 2040, with CO2 | 0 | KPCo | KPCo | Renewable:Wind | W23 | 2046 | 2 | 200 | 20 | 36.7428 | 625.1215 | 35.6805 |  | 18612.8129 |  | 16938 | 536 | [6 empty] | 46663.73 | 46663.7296 | 74.6475 |  | 46663.7296 | 48053.1288 | 49.142 | 30719.7322 |  |  | 2222.2223 | -13721.7751
Wind | Onshore Wind | New Wind | KPCo Retire 2040, with CO2 | 0 | KPCo | KPCo | Renewable:Wind | W25 | 2046 | 2 | 200 | 24 | 36.7428 | 625.1215 | 35.6805 |  | 18612.8129 |  | 16938 | 536 | [6 empty] | 44140.4 | 44140.401 | 70.6109 |  | 44140.401 | 45454.667 | 49.142 | 30719.7322 |  |  | 2666.6667 | -10754.0021
Battery Storage | Battery Storage | New Paired Battery | KPCo Retire 2040, with CO2 | 0 | KPCo | KPCo | Storage:Battery | PB_41 | 2046 | 3 | 12 | 9.6 | 100 | [16 empty] | 1783.5989 | 1783.5989 | 1783.5989 |  |  |  |  | 1066.6667 | -716.9321
Solar | Utility Solar | New Paired Solar | KPCo Retire 2040, with CO2 | 0 | KPCo | KPCo | Renewable:Solar PV | PS_41 | 2046 | 1 | 20 | 5.4 | 26.5541 | 39.9772 | 22.818 |  | 6545.5685 |  | 4293 | 365 | [6 empty] | 953.78 | 953.7779 | 23.8581 |  | 953.7779 | 1109.9425 | 16.3398 | 653.2169 |  |  | 600 | 299.439
Wind | Onshore Wind | New Wind | KPCo Retire 2040, with CO2 | 0 | KPCo | KPCo | Renewable:Wind | W45 | 2046 | 4 | 400 | 48 | 36.7428 | 1250.243 | 35.6805 |  | 37225.6257 |  | 33876 | 1072 | [6 empty] | 64838.78 | 64838.7791 | 51.8609 |  | 64838.7791 | 66769.3369 | 49.142 | 61439.4644 |  |  | 5333.3335 | 1934.0188
Wind | Onshore Wind | New Wind | KPCo Retire 2040, with CO2 | 0 | KPCo | KPCo | Renewable:Wind | W46 | 2046 | 4 | 400 | 48 | 36.7428 | 1250.243 | 35.6805 |  | 37225.6257 |  | 33876 | 1072 | [6 empty] | 64115.64 | 64115.6394 | 51.2825 |  | 64115.6394 | 66024.6646 | 49.142 | 61439.4644 |  |  | 5333.3335 | 2657.1584
Capacity Only PPA | Capacity Only PPA |  | KPCo Retire 2040, with CO2 | 0 | KPCo | KPCo | Other:Other | PPA_46 | 2046 | 3 | 150 | 150 | 0 | [16 empty] | 16591.1104 | 16591.1104 | 16591.1104 |  |  |  |  | 16666.6672 | 75.5568
Gas | Gas |  | KPCo Retire 2040, with CO2 | 0 | KPCo | KPCo | Gas/Oil:Combustion Turbine | KPCo CT | 2046 | 1 | 125 | 125 | 87.4577 | [16 empty] | 1642.2592 | 1642.2592 | 1642.2592 |  |  |  |  | 13888.8893 | 12246.6301
Solar | Utility Solar | New Solar | KPCo Retire 2040, with CO2 | 0 | KPCo | KPCo | Renewable:Solar PV | S31 | 2047 | 30 | 600 | 162 | 26.5789 | 1169.472 | 22.2502 |  | 227514.8823 |  | 129030 | 10950 | [6 empty] | 41605.54 | 41605.5405 | 35.5763 |  | 41605.5405 | 49699.6912 | 13.7866 | 16123.0355 |  |  | 18000.0005 | -7482.5045
Solar | Utility Solar | New Solar | KPCo Retire 2040, with CO2 | 0 | KPCo | KPCo | Renewable:Solar PV | S32 | 2047 | 30 | 600 | 162 | 26.5789 | 1169.472 | 22.2502 |  | 227514.8823 |  | 129030 | 10950 | [6 empty] | 41063.18 | 41063.1819 | 35.1126 |  | 41063.1819 | 49051.8179 | 13.7866 | 16123.0355 |  |  | 18000.0005 | -6940.1458
Solar | Utility Solar | New Solar | KPCo Retire 2040, with CO2 | 0 | KPCo | KPCo | Renewable:Solar PV | S33 | 2047 | 23 | 460 | 124.2 | 26.5789 | 896.5952 | 22.2502 |  | 174428.0845 |  | 98923 | 8395 | [6 empty] | 31069.37 | 31069.3678 | 34.6526 |  | 31069.3678 | 37113.7571 | 13.7866 | 12360.993 |  |  | 13800.0009 | -4908.3739
Solar | Utility Solar | New Solar | KPCo Retire 2040, with CO2 | 0 | KPCo | KPCo | Renewable:Solar PV | S36 | 2047 | 8 | 160 | 43.2 | 26.5789 | 311.8592 | 22.2502 |  | 60670.6381 |  | 34408 | 2920 | [6 empty] | 10383.35 | 10383.3538 | 33.295 |  | 10383.3538 | 12403.3829 | 13.7866 | 4299.4762 |  |  | 4800.0002 | -1283.8774
Solar | Utility Solar | New Solar | KPCo Retire 2040, with CO2 | 0 | KPCo | KPCo | Renewable:Solar PV | S38 | 2047 | 8 | 160 | 43.2 | 26.5789 | 311.8592 | 22.2502 |  | 60670.6381 |  | 34408 | 2920 | [6 empty] | 10106.76 | 10106.7605 | 32.4081 |  | 10106.7605 | 12072.9797 | 13.7866 | 4299.4762 |  |  | 4800.0002 | -1007.2841
Solar | Utility Solar | New Solar | KPCo Retire 2040, with CO2 | 0 | KPCo | KPCo | Renewable:Solar PV | S40 | 2047 | 8 | 160 | 43.2 | 26.5789 | 311.8592 | 22.2502 |  | 60670.6381 |  | 34408 | 2920 | [6 empty] | 9834.57 | 9834.5684 | 31.5353 |  | 9834.5684 | 11747.834 | 13.7866 | 4299.4762 |  |  | 4800.0002 | -735.092
Wind | Onshore Wind | New Wind | KPCo Retire 2040, with CO2 | 0 | KPCo | KPCo | Renewable:Wind | W23 | 2047 | 2 | 200 | 20 | 36.6213 | 617.8597 | 35.266 |  | 23746.1253 |  | 16926 | 550 | [6 empty] | 47136.32 | 47136.324 | 76.2897 |  | 47136.324 | 48947.9099 | 50.303 | 31080.1849 |  |  | 2222.2223 | -13833.9167
Wind | Onshore Wind | New Wind | KPCo Retire 2040, with CO2 | 0 | KPCo | KPCo | Renewable:Wind | W25 | 2047 | 2 | 200 | 24 | 36.6213 | 617.8597 | 35.266 |  | 23746.1253 |  | 16926 | 550 | [6 empty] | 44587.44 | 44587.4445 | 72.1644 |  | 44587.4445 | 46301.0688 | 50.303 | 31080.1849 |  |  | 2666.6667 | -10840.5928
Battery Storage | Battery Storage | New Paired Battery | KPCo Retire 2040, with CO2 | 0 | KPCo | KPCo | Storage:Battery | PB_41 | 2047 | 3 | 12 | 9.6 | 100 | [16 empty] | 1822.838 | 1822.838 | 1822.838 |  |  |  |  | 1066.6667 | -756.1713
Solar | Utility Solar | New Paired Solar | KPCo Retire 2040, with CO2 | 0 | KPCo | KPCo | Renewable:Solar PV | PS_41 | 2047 | 1 | 20 | 5.4 | 26.5789 | 38.9824 | 22.2502 |  | 7583.8298 |  | 4301 | 365 | [6 empty] | 950.51 | 950.5057 | 24.3829 |  | 950.5057 | 1135.4218 | 13.7866 | 537.4345 |  |  | 600 | 186.9288
Wind | Onshore Wind | New Wind | KPCo Retire 2040, with CO2 | 0 | KPCo | KPCo | Renewable:Wind | W45 | 2047 | 4 | 400 | 48 | 36.6213 | 1235.7194 | 35.266 |  | 47492.2507 |  | 33852 | 1100 | [6 empty] | 65495.45 | 65495.4478 | 53.0019 |  | 65495.4478 | 68012.6272 | 50.303 | 62160.3699 |  |  | 5333.3335 | 1998.2556
Wind | Onshore Wind | New Wind | KPCo Retire 2040, with CO2 | 0 | KPCo | KPCo | Renewable:Wind | W46 | 2047 | 4 | 400 | 48 | 36.6213 | 1235.7194 | 35.266 |  | 47492.2507 |  | 33852 | 1100 | [6 empty] | 64764.99 | 64764.989 | 52.4108 |  | 64764.989 | 67254.0925 | 50.303 | 62160.3699 |  |  | 5333.3335 | 2728.7144
Wind | Onshore Wind | New Wind | KPCo Retire 2040, with CO2 | 0 | KPCo | KPCo | Renewable:Wind | W47 | 2047 | 4 | 400 | 48 | 36.6213 | 1235.7194 | 35.266 |  | 47492.2507 |  | 33852 | 1100 | [6 empty] | 64034.8 | 64034.8042 | 51.8199 |  | 64034.8042 | 66495.8474 | 50.303 | 62160.3699 |  |  | 5333.3335 | 3458.8992
Capacity Only PPA | Capacity Only PPA |  | KPCo Retire 2040, with CO2 | 0 | KPCo | KPCo | Other:Other | PPA_47 | 2047 | 2 | 100 | 100 | 0 | [16 empty] | 11235.9712 | 11235.9712 | 11235.9712 |  |  |  |  | 11111.1115 | -124.8597
Gas | Gas |  | KPCo Retire 2040, with CO2 | 0 | KPCo | KPCo | Gas/Oil:Combustion Turbine | KPCo CT | 2047 | 1 | 125 | 125 | 87.4576 | [16 empty] | 1678.3889 | 1678.3889 | 1678.3889 |  |  |  |  | 13888.8893 | 12210.5005
Solar | Utility Solar | New Solar | KPCo Retire 2040, with CO2 | 0 | KPCo | KPCo | Renewable:Solar PV | S31 | 2048 | 30 | 600 | 162 | 26.5303 | 1141.9082 | 21.6664 |  | 256342.5742 |  | 128760 | 10980 | [6 empty] | 41518.67 | 41518.667 | 36.359 |  | 41518.667 | 50839.0344 | 13.5481 | 15470.7081 |  |  | 27000.0008 | 952.0419
Solar | Utility Solar | New Solar | KPCo Retire 2040, with CO2 | 0 | KPCo | KPCo | Renewable:Solar PV | S32 | 2048 | 30 | 600 | 162 | 26.5303 | 1141.9082 | 21.6664 |  | 256342.5742 |  | 128760 | 10980 | [6 empty] | 40977.44 | 40977.4446 | 35.8851 |  | 40977.4446 | 50176.3127 | 13.5481 | 15470.7081 |  |  | 27000.0008 | 1493.2643
Solar | Utility Solar | New Solar | KPCo Retire 2040, with CO2 | 0 | KPCo | KPCo | Renewable:Solar PV | S33 | 2048 | 23 | 460 | 124.2 | 26.5303 | 875.463 | 21.6664 |  | 196529.313 |  | 98716 | 8418 | [6 empty] | 31004.5 | 31004.4955 | 35.415 |  | 31004.4955 | 37964.5751 | 13.5481 | 11860.8755 |  |  | 20700.0014 | 1556.3815
Solar | Utility Solar | New Solar | KPCo Retire 2040, with CO2 | 0 | KPCo | KPCo | Renewable:Solar PV | S36 | 2048 | 8 | 160 | 43.2 | 26.5303 | 304.5089 | 21.6664 |  | 68358.022 |  | 34336 | 2928 | [6 empty] | 10361.67 | 10361.6741 | 34.0275 |  | 10361.6741 | 12687.7261 | 13.5481 | 4125.5222 |  |  | 7200.0003 | 963.8484
Solar | Utility Solar | New Solar | KPCo Retire 2040, with CO2 | 0 | KPCo | KPCo | Renewable:Solar PV | S38 | 2048 | 8 | 160 | 43.2 | 26.5303 | 304.5089 | 21.6664 |  | 68358.022 |  | 34336 | 2928 | [6 empty] | 10085.66 | 10085.6578 | 33.1211 |  | 10085.6578 | 12349.7488 | 13.5481 | 4125.5222 |  |  | 7200.0003 | 1239.8647
Solar | Utility Solar | New Solar | KPCo Retire 2040, with CO2 | 0 | KPCo | KPCo | Renewable:Solar PV | S40 | 2048 | 8 | 160 | 43.2 | 26.5303 | 304.5089 | 21.6664 |  | 68358.022 |  | 34336 | 2928 | [6 empty] | 9814.03 | 9814.0347 | 32.2291 |  | 9814.0347 | 12017.1494 | 13.5481 | 4125.5222 |  |  | 7200.0003 | 1511.4878
Wind | Onshore Wind | New Wind | KPCo Retire 2040, with CO2 | 0 | KPCo | KPCo | Renewable:Wind | W23 | 2048 | 2 | 200 | 20 | 36.851 | 618.202 | 35.1891 |  | 29195.9838 |  | 16970 | 556 | [6 empty] | 48200.01 | 48200.0115 | 77.9681 |  | 48200.0115 | 50476.3669 | 49.5845 | 30653.2141 |  |  | 3333.3334 | -14213.4639
Wind | Onshore Wind | New Wind | KPCo Retire 2040, with CO2 | 0 | KPCo | KPCo | Renewable:Wind | W25 | 2048 | 2 | 200 | 24 | 36.851 | 618.202 | 35.1891 |  | 29195.9838 |  | 16970 | 556 | [6 empty] | 45593.62 | 45593.6176 | 73.752 |  | 45593.6176 | 47746.8779 | 49.5845 | 30653.2141 |  |  | 4000.0001 | -10940.4033
Battery Storage | Battery Storage | New Paired Battery | KPCo Retire 2040, with CO2 | 0 | KPCo | KPCo | Storage:Battery | PB_41 | 2048 | 3 | 12 | 9.6 | 100 | [16 empty] | 1862.9403 | 1862.9403 | 1862.9403 |  |  |  |  | 1600.0001 | -262.9402
Solar | Utility Solar | New Paired Solar | KPCo Retire 2040, with CO2 | 0 | KPCo | KPCo | Renewable:Solar PV | PS_41 | 2048 | 1 | 20 | 5.4 | 26.5303 | 38.0636 | 21.6664 |  | 8544.7527 |  | 4292 | 366 | [6 empty] | 948.52 | 948.5212 | 24.9194 |  | 948.5212 | 1161.451 | 13.5481 | 515.6903 |  |  | 900 | 467.1692
Wind | Onshore Wind | New Wind | KPCo Retire 2040, with CO2 | 0 | KPCo | KPCo | Renewable:Wind | W45 | 2048 | 4 | 400 | 48 | 36.851 | 1236.4041 | 35.1891 |  | 58391.9675 |  | 33940 | 1112 | [6 empty] | 66973.43 | 66973.4299 | 54.1679 |  | 66973.4299 | 70136.4031 | 49.5845 | 61306.4282 |  |  | 8000.0002 | 2332.9985
Wind | Onshore Wind | New Wind | KPCo Retire 2040, with CO2 | 0 | KPCo | KPCo | Renewable:Wind | W46 | 2048 | 4 | 400 | 48 | 36.851 | 1236.4041 | 35.1891 |  | 58391.9675 |  | 33940 | 1112 | [6 empty] | 66226.48 | 66226.4824 | 53.5638 |  | 66226.4824 | 69354.1829 | 49.5845 | 61306.4282 |  |  | 8000.0002 | 3079.946
Wind | Onshore Wind | New Wind | KPCo Retire 2040, with CO2 | 0 | KPCo | KPCo | Renewable:Wind | W47 | 2048 | 4 | 400 | 48 | 36.851 | 1236.4041 | 35.1891 |  | 58391.9675 |  | 33940 | 1112 | [6 empty] | 65479.82 | 65479.8181 | 52.9599 |  | 65479.8181 | 68572.2493 | 49.5845 | 61306.4282 |  |  | 8000.0002 | 3826.6104
Wind | Onshore Wind | New Wind | KPCo Retire 2040, with CO2 | 0 | KPCo | KPCo | Renewable:Wind | W48 | 2048 | 3 | 300 | 36 | 36.851 | 927.303 | 35.1891 |  | 43793.9742 |  | 25455 | 834 | [6 empty] | 48550.07 | 48550.0745 | 52.3562 |  | 48550.0745 | 50842.9556 | 49.5845 | 45979.8215 |  |  | 6000.0002 | 3429.7473
Capacity Only PPA | Capacity Only PPA |  | KPCo Retire 2040, with CO2 | 0 | KPCo | KPCo | Other:Other | PPA_48 | 2048 | 1 | 50 | 50 | 0 | [16 empty] | 5706.925 | 5706.925 | 5706.925 |  |  |  |  | 8333.3336 | 2626.4085
Gas | Gas |  | KPCo Retire 2040, with CO2 | 0 | KPCo | KPCo | Gas/Oil:Combustion Turbine | KPCo CT | 2048 | 1 | 125 | 125 | 87.4693 | [16 empty] | 1715.3134 | 1715.3134 | 1715.3134 |  |  |  |  | 20833.334 | 19118.0206
Solar | Utility Solar | New Solar | KPCo Retire 2040, with CO2 | 0 | KPCo | KPCo | Renewable:Solar PV | S31 | 2049 | 30 | 600 | 162 | 26.574 | 1150.0066 | 21.8799 |  | 246725.3857 |  | 127140 | 10950 | [6 empty] | 42733 | 42733.0015 | 37.1589 |  | 42733.0015 | 51901.0532 | 13.4765 | 15498.0785 |  |  | 27000.0008 | -234.9222
Solar | Utility Solar | New Solar | KPCo Retire 2040, with CO2 | 0 | KPCo | KPCo | Renewable:Solar PV | S32 | 2049 | 30 | 600 | 162 | 26.574 | 1150.0066 | 21.8799 |  | 246725.3857 |  | 127140 | 10950 | [6 empty] | 42175.95 | 42175.9512 | 36.6745 |  | 42175.9512 | 51224.4871 | 13.4765 | 15498.0785 |  |  | 27000.0008 | 322.1281
Solar | Utility Solar | New Solar | KPCo Retire 2040, with CO2 | 0 | KPCo | KPCo | Renewable:Solar PV | S33 | 2049 | 23 | 460 | 124.2 | 26.574 | 881.6717 | 21.8799 |  | 189156.1252 |  | 97474 | 8395 | [6 empty] | 31911.31 | 31911.3146 | 36.1941 |  | 31911.3146 | 38757.6519 | 13.4765 | 11881.8602 |  |  | 20700.0014 | 670.547
Solar | Utility Solar | New Solar | KPCo Retire 2040, with CO2 | 0 | KPCo | KPCo | Renewable:Solar PV | S36 | 2049 | 8 | 160 | 43.2 | 26.574 | 306.6684 | 21.8799 |  | 65793.4384 |  | 33904 | 2920 | [6 empty] | 10664.73 | 10664.7318 | 34.7761 |  | 10664.7318 | 12952.7706 | 13.4765 | 4132.8211 |  |  | 7200.0003 | 668.0896
Solar | Utility Solar | New Solar | KPCo Retire 2040, with CO2 | 0 | KPCo | KPCo | Renewable:Solar PV | S38 | 2049 | 8 | 160 | 43.2 | 26.574 | 306.6684 | 21.8799 |  | 65793.4384 |  | 33904 | 2920 | [6 empty] | 10380.64 | 10380.6425 | 33.8497 |  | 10380.6425 | 12607.7328 | 13.4765 | 4132.8211 |  |  | 7200.0003 | 952.1789
Solar | Utility Solar | New Solar | KPCo Retire 2040, with CO2 | 0 | KPCo | KPCo | Renewable:Solar PV | S40 | 2049 | 8 | 160 | 43.2 | 26.574 | 306.6684 | 21.8799 |  | 65793.4384 |  | 33904 | 2920 | [6 empty] | 10101.07 | 10101.0746 | 32.9381 |  | 10101.0746 | 12268.1856 | 13.4765 | 4132.8211 |  |  | 7200.0003 | 1231.7468
Wind | Onshore Wind | New Wind | KPCo Retire 2040, with CO2 | 0 | KPCo | KPCo | Renewable:Wind | W23 | 2049 | 2 | 200 | 20 | 36.7056 | 616.3166 | 35.1779 |  | 26765.7167 |  | 16924 | 552 | [6 empty] | 49110.17 | 49110.1669 | 79.6833 |  | 49110.1669 | 51242.9473 | 51.8784 | 31973.5087 |  |  | 3333.3334 | -13803.3248
Wind | Onshore Wind | New Wind | KPCo Retire 2040, with CO2 | 0 | KPCo | KPCo | Renewable:Wind | W25 | 2049 | 2 | 200 | 24 | 36.7056 | 616.3166 | 35.1779 |  | 26765.7167 |  | 16924 | 552 | [6 empty] | 46454.56 | 46454.5635 | 75.3745 |  | 46454.5635 | 48472.0165 | 51.8784 | 31973.5087 |  |  | 4000.0001 | -10481.0547
Battery Storage | Battery Storage | New Paired Battery | KPCo Retire 2040, with CO2 | 0 | KPCo | KPCo | Storage:Battery | PB_41 | 2049 | 3 | 12 | 9.6 | 100 | [16 empty] | 1903.925 | 1903.925 | 1903.925 |  |  |  |  | 1600.0001 | -303.9249
Solar | Utility Solar | New Paired Solar | KPCo Retire 2040, with CO2 | 0 | KPCo | KPCo | Renewable:Solar PV | PS_41 | 2049 | 1 | 20 | 5.4 | 26.574 | 38.3336 | 21.8799 |  | 8224.1798 |  | 4238 | 365 | [6 empty] | 976.26 | 976.2634 | 25.4676 |  | 976.2634 | 1185.7135 | 13.4765 | 516.6026 |  |  | 900 | 440.3393
Wind | Onshore Wind | New Wind | KPCo Retire 2040, with CO2 | 0 | KPCo | KPCo | Renewable:Wind | W45 | 2049 | 4 | 400 | 48 | 36.7056 | 1232.6332 | 35.1779 |  | 53531.4333 |  | 33848 | 1104 | [6 empty] | 68238.09 | 68238.0889 | 55.3596 |  | 68238.0889 | 71201.5671 | 51.8784 | 63947.0173 |  |  | 8000.0002 | 3708.9287
Wind | Onshore Wind | New Wind | KPCo Retire 2040, with CO2 | 0 | KPCo | KPCo | Renewable:Wind | W46 | 2049 | 4 | 400 | 48 | 36.7056 | 1232.6332 | 35.1779 |  | 53531.4333 |  | 33848 | 1104 | [6 empty] | 67477.04 | 67477.0393 | 54.7422 |  | 67477.0393 | 70407.4697 | 51.8784 | 63947.0173 |  |  | 8000.0002 | 4469.9783
Wind | Onshore Wind | New Wind | KPCo Retire 2040, with CO2 | 0 | KPCo | KPCo | Renewable:Wind | W47 | 2049 | 4 | 400 | 48 | 36.7056 | 1232.6332 | 35.1779 |  | 53531.4333 |  | 33848 | 1104 | [6 empty] | 66716.27 | 66716.2739 | 54.125 |  | 66716.2739 | 69613.6614 | 51.8784 | 63947.0173 |  |  | 8000.0002 | 5230.7437
Wind | Onshore Wind | New Wind | KPCo Retire 2040, with CO2 | 0 | KPCo | KPCo | Renewable:Wind | W48 | 2049 | 3 | 300 | 36 | 36.7056 | 924.4749 | 35.1779 |  | 40148.5751 |  | 25386 | 828 | [6 empty] | 49466.84 | 49466.8412 | 53.508 |  | 49466.8412 | 51615.1133 | 51.8784 | 47960.2638 |  |  | 6000.0002 | 4493.4228
Capacity Only PPA | Capacity Only PPA |  | KPCo Retire 2040, with CO2 | 0 | KPCo | KPCo | Other:Other | PPA_49 | 2049 | 1 | 50 | 50 | 0 | [16 empty] | 5797.2645 | 5797.2645 | 5797.2645 |  |  |  |  | 8333.3336 | 2536.0691
Gas | Gas |  | KPCo Retire 2040, with CO2 | 0 | KPCo | KPCo | Gas/Oil:Combustion Turbine | KPCo CT | 2049 | 1 | 125 | 125 | 87.4576 | [16 empty] | 1753.0499 | 1753.0499 | 1753.0499 |  |  |  |  | 20833.334 | 19080.284
Solar | Utility Solar | New Solar | KPCo Retire 2040, with CO2 | 0 | KPCo | KPCo | Renewable:Solar PV | S31 | 2050 | 30 | 600 | 162 | 26.5343 | 1143.1962 | 21.7503 |  | 251446.9849 |  | 127860 | 10950 | [6 empty] | 43414.49 | 43414.4922 | 37.9764 |  | 43414.4922 | 52963.5444 | 15.1992 | 17375.6426 |  |  | 18000.0005 | -8038.8491
Solar | Utility Solar | New Solar | KPCo Retire 2040, with CO2 | 0 | KPCo | KPCo | Renewable:Solar PV | S32 | 2050 | 30 | 600 | 162 | 26.5343 | 1143.1962 | 21.7503 |  | 251446.9849 |  | 127860 | 10950 | [6 empty] | 42848.56 | 42848.5581 | 37.4814 |  | 42848.5581 | 52273.1355 | 15.1992 | 17375.6426 |  |  | 18000.0005 | -7472.915
Solar | Utility Solar | New Solar | KPCo Retire 2040, with CO2 | 0 | KPCo | KPCo | Renewable:Solar PV | S33 | 2050 | 23 | 460 | 124.2 | 26.5343 | 876.4504 | 21.7503 |  | 192776.0142 |  | 98026 | 8395 | [6 empty] | 32420.22 | 32420.2225 | 36.9904 |  | 32420.2225 | 39551.078 | 15.1992 | 13321.3264 |  |  | 13800.0009 | -5298.8952
Solar | Utility Solar | New Solar | KPCo Retire 2040, with CO2 | 0 | KPCo | KPCo | Renewable:Solar PV | S36 | 2050 | 8 | 160 | 43.2 | 26.5343 | 304.8523 | 21.7503 |  | 67052.528 |  | 34096 | 2920 | [6 empty] | 10834.81 | 10834.8087 | 35.5412 |  | 10834.8087 | 13217.9339 | 15.1992 | 4633.5048 |  |  | 4800.0002 | -1401.3036
Solar | Utility Solar | New Solar | KPCo Retire 2040, with CO2 | 0 | KPCo | KPCo | Renewable:Solar PV | S38 | 2050 | 8 | 160 | 43.2 | 26.5343 | 304.8523 | 21.7503 |  | 67052.528 |  | 34096 | 2920 | [6 empty] | 10546.19 | 10546.1899 | 34.5944 |  | 10546.1899 | 12865.8332 | 15.1992 | 4633.5048 |  |  | 4800.0002 | -1112.6849
Solar | Utility Solar | New Solar | KPCo Retire 2040, with CO2 | 0 | KPCo | KPCo | Renewable:Solar PV | S40 | 2050 | 8 | 160 | 43.2 | 26.5343 | 304.8523 | 21.7503 |  | 67052.528 |  | 34096 | 2920 | [6 empty] | 10262.16 | 10262.1625 | 33.6627 |  | 10262.1625 | 12519.3342 | 15.1992 | 4633.5048 |  |  | 4800.0002 | -828.6575
Wind | Onshore Wind | New Wind | KPCo Retire 2040, with CO2 | 0 | KPCo | KPCo | Renewable:Wind | W23 | 2050 | 2 | 200 | 20 | 36.6965 | 613.9746 | 35.0442 |  | 28947.8333 |  | 16940 | 534 | [6 empty] | 49999.88 | 49999.8787 | 81.4364 |  | 49999.8787 | 52357.2854 | 50.497 | 31003.9061 |  |  | 2222.2223 | -16773.7502
Wind | Onshore Wind | New Wind | KPCo Retire 2040, with CO2 | 0 | KPCo | KPCo | Renewable:Wind | W25 | 2050 | 2 | 200 | 24 | 36.6965 | 613.9746 | 35.0442 |  | 28947.8333 |  | 16940 | 534 | [6 empty] | 47296.15 | 47296.1504 | 77.0327 |  | 47296.1504 | 49526.0806 | 50.497 | 31003.9061 |  |  | 2666.6667 | -13625.5775
Battery Storage | Battery Storage | New Paired Battery | KPCo Retire 2040, with CO2 | 0 | KPCo | KPCo | Storage:Battery | PB_41 | 2050 | 3 | 12 | 9.6 | 100 | [16 empty] | 1945.8113 | 1945.8113 | 1945.8113 |  |  |  |  | 1066.6667 | -879.1445
Solar | Utility Solar | New Paired Solar | KPCo Retire 2040, with CO2 | 0 | KPCo | KPCo | Renewable:Solar PV | PS_41 | 2050 | 1 | 20 | 5.4 | 26.5343 | 38.1065 | 21.7503 |  | 8381.566 |  | 4262 | 365 | [6 empty] | 991.83 | 991.8325 | 26.0279 |  | 991.8325 | 1209.9869 | 15.1992 | 579.1881 |  |  | 600 | 187.3556
Wind | Onshore Wind | New Wind | KPCo Retire 2040, with CO2 | 0 | KPCo | KPCo | Renewable:Wind | W45 | 2050 | 4 | 400 | 48 | 36.6965 | 1227.9493 | 35.0442 |  | 57895.6666 |  | 33880 | 1068 | [6 empty] | 69474.33 | 69474.3276 | 56.5775 |  | 69474.3276 | 72749.9194 | 50.497 | 62007.8123 |  |  | 5333.3335 | -2133.1819
Wind | Onshore Wind | New Wind | KPCo Retire 2040, with CO2 | 0 | KPCo | KPCo | Renewable:Wind | W46 | 2050 | 4 | 400 | 48 | 36.6965 | 1227.9493 | 35.0442 |  | 57895.6666 |  | 33880 | 1068 | [6 empty] | 68699.49 | 68699.4922 | 55.9465 |  | 68699.4922 | 71938.5518 | 50.497 | 62007.8123 |  |  | 5333.3335 | -1358.3464
Wind | Onshore Wind | New Wind | KPCo Retire 2040, with CO2 | 0 | KPCo | KPCo | Renewable:Wind | W47 | 2050 | 4 | 400 | 48 | 36.6965 | 1227.9493 | 35.0442 |  | 57895.6666 |  | 33880 | 1068 | [6 empty] | 67924.94 | 67924.9436 | 55.3158 |  | 67924.9436 | 71127.4849 | 50.497 | 62007.8123 |  |  | 5333.3335 | -583.7979
Wind | Onshore Wind | New Wind | KPCo Retire 2040, with CO2 | 0 | KPCo | KPCo | Renewable:Wind | W48 | 2050 | 3 | 300 | 36 | 36.6965 | 920.962 | 35.0442 |  | 43421.7485 |  | 25410 | 801 | [6 empty] | 50363.01 | 50363.0107 | 54.6852 |  | 50363.0107 | 52737.5369 | 50.497 | 46505.8583 |  |  | 4000.0001 | 142.8477
Wind | Onshore Wind | New Wind | KPCo Retire 2040, with CO2 | 0 | KPCo | KPCo | Renewable:Wind | W50 | 2050 | 1 | 100 | 12 | 36.6965 | 306.9873 | 35.0442 |  | 14473.9166 |  | 8470 | 267 | [6 empty] | 16400.76 | 16400.7645 | 53.4249 |  | 16400.7645 | 17174.0316 | 50.497 | 15501.9531 |  |  | 1333.3334 | 434.522
Capacity Only PPA | Capacity Only PPA |  | KPCo Retire 2040, with CO2 | 0 | KPCo | KPCo | Other:Other | PPA_50 | 2050 | 1 | 50 | 50 | 0 | [16 empty] | 5889.1106 | 5889.1106 | 5889.1106 |  |  |  |  | 5555.5557 | -333.5549
Gas | Gas |  | KPCo Retire 2040, with CO2 | 0 | KPCo | KPCo | Gas/Oil:Combustion Turbine | KPCo CT | 2050 | 1 | 125 | 125 | 87.4576 | [16 empty] | 1791.6172 | 1791.6172 | 1791.6172 |  |  |  |  | 13888.8893 | 12097.2721
Coal | Coal |  | KPCo Retire 2040, no CO2 | 0 | KPCo | KPCo | Coal:Conventional | Mitchell (WV):1 | 2021 | 1 | 385 | 385 | 45.0349 | 1045.9999 | 31.0146 |  |  |  | 3945.0566 | 0 | 9500.001 | 9937000.0312 | 21686.3214 |  | 2.1824 |  | 1958.11 | 23644.4271 | 22.6046 |  | 23644.4271 | 11069.8536 | 24.7603 | 25899.301 |  |  | 0 | 2254.874
Coal | Coal |  | KPCo Retire 2040, no CO2 | 0 | KPCo | KPCo | Coal:Conventional | Mitchell (WV):2 | 2021 | 1 | 395 | 395 | 45.0349 | 1025.819 | 29.6462 |  |  |  | 3945.0566 | 0 | 9499.9976 | 9745277.6562 | 21267.9151 |  | 2.1824 |  | 1978.12 | 23246.0366 | 22.661 |  | 23246.0366 | 10640.2449 | 24.88 | 25522.3947 |  |  | 0 | 2276.3582
Coal | Coal |  | KPCo Retire 2040, no CO2 | 0 | KPCo | KPCo | Coal:Conventional | Rockport:1 | 2021 | 1 | 197 | 197 | 57.8471 | 974.9791 | 56.4969 |  |  |  | 5067.4099 | 0 | 9500.0018 | 9262303.625 | 22384.3374 |  | 2.4167 |  | 1064.09 | 23448.4303 | 24.0502 | 7504.5996 | 30953.0299 | 292.7239 | 23.2133 | 22632.525 |  |  | 0 | -8320.5049
Coal | Coal |  | KPCo Retire 2040, no CO2 | 0 | KPCo | KPCo | Coal:Conventional | Rockport:2 | 2021 | 1 | 195 | 195 | 57.8471 | 971.5013 | 56.8728 |  |  |  | 5067.4099 | 0 | 9500.0022 | 9229264.6875 | 22304.4894 |  | 2.4167 |  | 1056.31 | 23360.8026 | 24.0461 | 7428.4116 | 30789.2142 | 30789.215 | 23.1961 | 22535.0695 |  |  | 0 | -8254.1448
Gas | Gas |  | KPCo Retire 2040, no CO2 | 0 | KPCo | KPCo | Gas/Oil:Steam Turbine | Big Sandy:1 (Gas) | 2021 | 1 | 295 | 295 | 86.6032 | 190.8368 | 7.3848 |  |  |  | 646.9044 | 26.9543 | 10650.0011 | 2092412.25 | 4819.5229 |  | 2.3033 | 91.368 | 285.91 | 5196.8027 | 27.2317 | 15519.3882 | 20716.1909 | 5196.7529 | 34.184 | 6523.5649 |  |  | 0 | -14192.626
Coal | Coal |  | KPCo Retire 2040, no CO2 | 0 | KPCo | KPCo | Coal:Conventional | Mitchell (WV):1 | 2022 | 1 | 385 | 385 | 45.0349 | 1046.4954 | 31.0293 |  |  |  | 3945.057 | 0 | 9500.0014 | 9941708.2188 | 22470.7199 |  | 2.2602 |  | 1998.83 | 24469.5523 | 23.3824 |  | 24469.5523 | 11462.0525 | 25.845 | 27046.6311 |  |  | 0 | 2577.0788
Coal | Coal |  | KPCo Retire 2040, no CO2 | 0 | KPCo | KPCo | Coal:Conventional | Mitchell (WV):2 | 2022 | 1 | 395 | 395 | 45.0349 | 1066.5878 | 30.8245 |  |  |  | 3945.057 | 0 | 9499.9967 | 10132580.9375 | 22902.1489 |  | 2.2602 |  | 2098.2 | 25000.3519 | 23.4396 |  | 25000.3519 | 11960.9894 | 25.8816 | 27605.0088 |  |  | 0 | 2604.6569
Coal | Coal |  | KPCo Retire 2040, no CO2 | 0 | KPCo | KPCo | Coal:Conventional | Rockport:1 | 2022 | 1 | 197 | 197 | 57.8471 | 973.3189 | 56.4007 |  |  |  | 5067.4101 | 0 | 9500.0048 | 9246534.3438 | 23339.3018 |  | 2.5241 |  | 1080.87 | 24420.1725 | 25.0896 | 7669.7 | 32089.8724 | 263.7225 | 24.1565 | 23511.9915 |  |  | 0 | -8577.881
Gas | Gas |  | KPCo Retire 2040, no CO2 | 0 | KPCo | KPCo | Gas/Oil:Steam Turbine | Big Sandy:1 (Gas) | 2022 | 1 | 295 | 295 | 86.6032 | 377.3364 | 14.6017 |  |  |  | 1279.1065 | 53.2961 | 10649.9992 | 4137269.75 | 9777.7466 |  | 2.3633 | 184.6339 | 575.21 | 10537.5945 | 27.9263 | 15860.814 | 26398.4084 | 10537.4971 | 32.2235 | 12159.1001 |  |  | 0 | -14239.3083
Coal | Coal |  | KPCo Retire 2040, no CO2 | 0 | KPCo | KPCo | Coal:Conventional | Mitchell (WV):1 | 2023 | 1 | 385 | 385 | 45.0349 | 1134.3034 | 33.6329 |  |  |  | 3945.0572 | 0 | 9499.9989 | 10775881.1875 | 25104.6682 |  | 2.3297 |  | 2219.45 | 27324.1202 | 24.0889 |  | 27324.1202 | 13923.9517 | 27.0189 | 30647.644 |  |  | 21388.8895 | 24712.4133
Coal | Coal |  | KPCo Retire 2040, no CO2 | 0 | KPCo | KPCo | Coal:Conventional | Mitchell (WV):2 | 2023 | 1 | 395 | 395 | 45.0349 | 1115.6298 | 32.2418 |  |  |  | 3945.0572 | 0 | 9499.9981 | 10598481.125 | 24691.3739 |  | 2.3297 |  | 2248.93 | 26940.3058 | 24.1481 |  | 26940.3058 | 13507.5126 | 27.1643 | 30305.2582 |  |  | 21944.4451 | 25309.3975
Gas | Gas |  | KPCo Retire 2040, no CO2 | 0 | KPCo | KPCo | Gas/Oil:Steam Turbine | Big Sandy:1 (Gas) | 2023 | 1 | 295 | 295 | 86.6032 | 472.7548 | 18.294 |  |  |  | 1602.5587 | 66.7733 | 10649.9996 | 5183475.875 | 12531.0498 |  | 2.4175 | 236.412 | 738.93 | 13506.3889 | 28.5695 | 16209.7515 | 29716.1404 | 13506.2661 | 33.6697 | 15917.5244 |  |  | 16388.8894 | 2590.2734
Solar | Utility Solar | New Solar | KPCo Retire 2040, no CO2 | 0 | KPCo | KPCo | Renewable:Solar PV | S23 | 2023 | 5 | 100 | 64 | 26.5753 | 232.8 | 26.5753 |  |  |  | 21290 | 1825 | [6 empty] | 7436.04 | 7436.0368 | 31.9417 |  | 7436.0368 | 7436.037 | 26.9044 | 6263.3361 |  |  | 3555.5557 | 2382.8549
Coal | Coal |  | KPCo Retire 2040, no CO2 | 0 | KPCo | KPCo | Coal:Conventional | Mitchell (WV):1 | 2024 | 1 | 385 | 385 | 45.0413 | 1131.8152 | 33.4674 |  |  |  | 3956.4277 | 0 | 9499.9987 | 10752243.25 | 25776.8552 |  | 2.3973 |  | 2266.63 | 28043.4889 | 24.7774 |  | 28043.4889 | 14220.6246 | 28.6409 | 32416.2521 |  |  | 0 | 4372.7632
Coal | Coal |  | KPCo Retire 2040, no CO2 | 0 | KPCo | KPCo | Coal:Conventional | Mitchell (WV):2 | 2024 | 1 | 395 | 395 | 45.0413 | 1155.3382 | 33.2981 |  |  |  | 3956.4277 | 0 | 9499.9994 | 10975712.125 | 26312.5859 |  | 2.3973 |  | 2383.04 | 28695.6211 | 24.8374 |  | 28695.6211 | 14839.2651 | 28.6757 | 33130.1589 |  |  | 0 | 4434.5378
Gas | Gas |  | KPCo Retire 2040, no CO2 | 0 | KPCo | KPCo | Gas/Oil:Steam Turbine | Big Sandy:1 (Gas) | 2024 | 1 | 295 | 295 | 86.6176 | 472.7548 | 18.2441 |  |  |  | 1602.5587 | 66.7733 | 10649.9988 | 5183475.75 | 13122.8342 |  | 2.5317 | 241.6131 | 756.19 | 14120.6418 | 29.8688 | 16566.3647 | 30687.0066 | 14120.5159 | 36.6473 | 17325.1738 |  |  | 0 | -13361.8328
Solar | Utility Solar | New Solar | KPCo Retire 2040, no CO2 | 0 | KPCo | KPCo | Renewable:Solar PV | S23 | 2024 | 5 | 100 | 64 | 26.5408 | 233.1342 | 26.5408 |  |  |  | 21305 | 1830 | [6 empty] | 7610.54 | 7610.5398 | 32.6445 |  | 7610.5398 | 7610.5399 | 28.5367 | 6652.8732 |  |  | 0 | -957.6666
Coal | Coal |  | KPCo Retire 2040, no CO2 | 0 | KPCo | KPCo | Coal:Conventional | Mitchell (WV):1 | 2025 | 1 | 385 | 385 | 45.0349 | 1162.3432 | 34.4643 |  |  |  | 3945.0564 | 0 | 9499.9998 | 11042260.625 | 27063.0342 |  | 2.4509 |  | 2380.56 | 29443.5939 | 25.3312 |  | 29443.5939 | 15352.8354 | 29.431 | 34208.9161 |  |  | 0 | 4765.3223
Coal | Coal |  | KPCo Retire 2040, no CO2 | 0 | KPCo | KPCo | Coal:Conventional | Mitchell (WV):2 | 2025 | 1 | 395 | 395 | 45.0349 | 1187.1833 | 34.3097 |  |  |  | 3945.0564 | 0 | 9500.0009 | 11278242.6562 | 27641.3898 |  | 2.4509 |  | 2504.27 | 30145.6626 | 25.3926 |  | 30145.6626 | 16020.7602 | 29.4592 | 34973.5227 |  |  | 0 | 4827.8601
Gas | Gas |  | KPCo Retire 2040, no CO2 | 0 | KPCo | KPCo | Gas/Oil:Steam Turbine | Big Sandy:1 (Gas) | 2025 | 1 | 295 | 295 | 86.6032 | 190.8368 | 7.3848 |  |  |  | 646.9044 | 26.9544 | 10649.9982 | 2092412.25 | 5984.2986 |  | 2.86 | 99.6776 | 312.8 | 6396.7773 | 33.5196 | 16930.8237 | 23327.6011 | 6396.7273 | 42.6452 | 8138.2722 |  |  | 0 | -15189.3289
Solar | Utility Solar | New Solar | KPCo Retire 2040, no CO2 | 0 | KPCo | KPCo | Renewable:Solar PV | S23 | 2025 | 5 | 100 | 64 | 26.5391 | 232.4829 | 26.5391 |  |  |  | 21250 | 1825 | [6 empty] | 7756.24 | 7756.2407 | 33.3626 |  | 7756.2407 | 7756.2409 | 29.3337 | 6819.5845 |  |  | 0 | -936.6562
Coal | Coal |  | KPCo Retire 2040, no CO2 | 0 | KPCo | KPCo | Coal:Conventional | Mitchell (WV):1 | 2026 | 1 | 385 | 385 | 45.0349 | 1222.0397 | 36.2344 |  |  |  | 3945.0567 | 0 | 9499.998 | 11609374.875 | 29229.9747 |  | 2.5178 |  | 2557.94 | 31787.917 | 26.0122 |  | 31787.917 | 17318.5791 | 30.4198 | 37174.259 |  |  | 0 | 5386.342
Coal | Coal |  | KPCo Retire 2040, no CO2 | 0 | KPCo | KPCo | Coal:Conventional | Mitchell (WV):2 | 2026 | 1 | 395 | 395 | 45.0349 | 1249.3262 | 36.1056 |  |  |  | 3945.0567 | 0 | 9500.0026 | 11868602.1562 | 29882.644 |  | 2.5178 |  | 2693.41 | 32576.0499 | 26.0749 |  | 32576.0499 | 18071.8261 | 30.4421 | 38032.0618 |  |  | 0 | 5456.0118
Gas | Gas |  | KPCo Retire 2040, no CO2 | 0 | KPCo | KPCo | Gas/Oil:Steam Turbine | Big Sandy:1 (Gas) | 2026 | 1 | 295 | 295 | 86.6032 | 190.8368 | 7.3848 |  |  |  | 646.9044 | 26.9544 | 10649.9982 | 2092412.25 | 6657.3582 |  | 3.1817 | 101.8705 | 319.63 | 7078.8599 | 37.0938 | 17303.2998 | 24382.1597 | 7078.8101 | 43.1379 | 8232.3044 |  |  | 0 | -16149.8552
Solar | Utility Solar | New Solar | KPCo Retire 2040, no CO2 | 0 | KPCo | KPCo | Renewable:Solar PV | S23 | 2026 | 5 | 100 | 64 | 26.5806 | 232.8461 | 26.5806 |  |  |  | 21235 | 1825 | [6 empty] | 7939.26 | 7939.265 | 34.0966 |  | 7939.265 | 7939.2648 | 30.2731 | 7048.9769 |  |  | 0 | -890.2881
Coal | Coal |  | KPCo Retire 2040, no CO2 | 0 | KPCo | KPCo | Coal:Conventional | Mitchell (WV):1 | 2027 | 1 | 385 | 385 | 45.0349 | 1331.6727 | 39.485 |  |  |  | 3945.0566 | 0 | 9500.0027 | 12650893.9688 | 32698.1521 |  | 2.5847 |  | 2847.93 | 35546.0863 | 26.6928 |  | 35546.0863 | 20698.0393 | 31.6241 | 42112.9749 |  |  | 0 | 6566.8885
Coal | Coal |  | KPCo Retire 2040, no CO2 | 0 | KPCo | KPCo | Coal:Conventional | Mitchell (WV):2 | 2027 | 1 | 395 | 395 | 45.0349 | 1363.4525 | 39.4039 |  |  |  | 3945.0566 | 0 | 9499.998 | 12952795.875 | 33478.4725 |  | 2.5847 |  | 3003.26 | 36481.7285 | 26.7569 |  | 36481.7285 | 21598.0381 | 31.6386 | 43137.6941 |  |  | 0 | 6655.9656
Gas | Gas |  | KPCo Retire 2040, no CO2 | 0 | KPCo | KPCo | Gas/Oil:Steam Turbine | Big Sandy:1 (Gas) | 2027 | 1 | 295 | 295 | 86.6032 | 190.8368 | 7.3848 |  |  |  | 646.9044 | 26.9543 | 10650.0011 | 2092412.25 | 7101.9946 |  | 3.3942 | 104.1116 | 326.62 | 7532.7214 | 39.4721 | 17683.9731 | 25216.6946 | 7532.6719 | 45.5745 | 8697.2925 |  |  | 0 | -16519.4021
Solar | Utility Solar | New Solar | KPCo Retire 2040, no CO2 | 0 | KPCo | KPCo | Renewable:Solar PV | S23 | 2027 | 5 | 100 | 64 | 26.574 | 232.7887 | 26.574 |  |  |  | 21190 | 1825 | [6 empty] | 8111.93 | 8111.9268 | 34.8467 |  | 8111.9268 | 8111.9261 | 31.7188 | 7383.7724 |  |  | 0 | -728.1545
Coal | Coal |  | KPCo Retire 2040, no CO2 | 0 | KPCo | KPCo | Coal:Conventional | Mitchell (WV):1 | 2028 | 1 | 385 | 385 | 45.0413 | 1336.7267 | 39.5266 |  |  |  | 3956.4291 | 0 | 9500.0013 | 12698905.4062 | 33444.2194 |  | 2.6336 |  | 2921.08 | 36365.303 | 27.2047 |  | 36365.303 | 21188.8665 | 32.9009 | 43979.4564 |  |  | 0 | 7614.1534
Coal | Coal |  | KPCo Retire 2040, no CO2 | 0 | KPCo | KPCo | Coal:Conventional | Mitchell (WV):2 | 2028 | 1 | 395 | 395 | 45.0413 | 1368.648 | 39.4459 |  |  |  | 3956.4291 | 0 | 9499.9978 | 13002152.8438 | 34242.8658 |  | 2.6336 |  | 3080.44 | 37323.3063 | 27.2702 |  | 37323.3063 | 22110.3476 | 32.9158 | 45050.0767 |  |  | 0 | 7726.7704
Gas | Gas |  | KPCo Retire 2040, no CO2 | 0 | KPCo | KPCo | Gas/Oil:Steam Turbine | Big Sandy:1 (Gas) | 2028 | 1 | 295 | 295 | 86.6176 | 190.8368 | 7.3646 |  |  |  | 646.9044 | 26.9544 | 10649.9982 | 2092412.25 | 7384.4717 |  | 3.5292 | 106.4021 | 333.76 | 7824.6309 | 41.0017 | 18073.0195 | 25897.6504 | 7824.5796 | 47.3983 | 9045.3389 |  |  | 0 | -16852.3115
Solar | Utility Solar | New Solar | KPCo Retire 2040, no CO2 | 0 | KPCo | KPCo | Renewable:Solar PV | S23 | 2028 | 5 | 100 | 64 | 26.5175 | 232.9299 | 26.5175 |  |  |  | 21415 | 1830 | [6 empty] | 8295.42 | 8295.4198 | 35.6134 |  | 8295.4198 | 8295.4199 | 33.0943 | 7708.643 |  |  | 0 | -586.7768
Coal | Coal |  | KPCo Retire 2040, no CO2 | 0 | KPCo | KPCo | Coal:Conventional | Mitchell (WV):1 | 2029 | 1 | 385 | 385 | 45.0349 | 1332.9718 | 39.5236 |  |  |  | 3945.0568 | 0 | 9499.9976 | 12663228.5938 | 34206.2736 |  | 2.7012 |  | 2976.49 | 37182.7673 | 27.8946 |  | 37182.7673 | 21666.186 | 33.1206 | 44148.8478 |  |  | 0 | 6966.0804
Coal | Coal |  | KPCo Retire 2040, no CO2 | 0 | KPCo | KPCo | Coal:Conventional | Mitchell (WV):2 | 2029 | 1 | 395 | 395 | 45.0349 | 1364.8044 | 39.4429 |  |  |  | 3945.0568 | 0 | 9499.9979 | 12965639.0938 | 35023.158 |  | 2.7012 |  | 3138.88 | 38162.0354 | 27.9615 |  | 38162.0354 | 22608.2361 | 33.1354 | 45223.3834 |  |  | 0 | 7061.348
Gas | Gas |  | KPCo Retire 2040, no CO2 | 0 | KPCo | KPCo | Gas/Oil:Steam Turbine | Big Sandy:1 (Gas) | 2029 | 1 | 295 | 295 | 86.6032 | 195.174 | 7.5526 |  |  |  | 661.6068 | 27.567 | 10649.999 | 2139967 | 7614.7158 |  | 3.5583 | 111.2143 | 348.78 | 8074.7122 | 41.3719 | 18470.6235 | 26545.3357 | 8074.6609 | 46.0236 | 8982.6021 |  |  | 0 | -17562.7336
Solar | Utility Solar | New Solar | KPCo Retire 2040, no CO2 | 0 | KPCo | KPCo | Renewable:Solar PV | S23 | 2029 | 5 | 100 | 64 | 26.5565 | 232.6347 | 26.5565 |  |  |  | 21250 | 1825 | [6 empty] | 8467.17 | 8467.1739 | 36.3969 |  | 8467.1739 | 8467.1733 | 33.2092 | 7725.6034 |  |  | 0 | -741.5705
Coal | Coal |  | KPCo Retire 2040, no CO2 | 0 | KPCo | KPCo | Coal:Conventional | Mitchell (WV):1 | 2030 | 1 | 385 | 385 | 45.0349 | 1291.602 | 38.2969 |  |  |  | 3945.0557 | 0 | 9500.0009 | 12270220.5938 | 33990.7531 |  | 2.7702 |  | 2947.5 | 36938.2485 | 28.5988 |  | 36938.2485 | 21030.2213 | 33.5118 | 43283.8694 |  |  | 0 | 6345.6208
Coal | Coal |  | KPCo Retire 2040, no CO2 | 0 | KPCo | KPCo | Coal:Conventional | Mitchell (WV):2 | 2030 | 1 | 395 | 395 | 45.0349 | 1321.7392 | 38.1983 |  |  |  | 3945.0557 | 0 | 9499.9985 | 12556520.6562 | 34783.8641 |  | 2.7702 |  | 3106.64 | 37890.5059 | 28.6672 |  | 37890.5059 | 21944.4539 | 33.5299 | 44317.7709 |  |  | 0 | 6427.265
Gas | Gas |  | KPCo Retire 2040, no CO2 | 0 | KPCo | KPCo | Gas/Oil:Steam Turbine | Big Sandy:1 (Gas) | 2030 | 1 | 295 | 295 | 86.6032 | 195.174 | 7.5526 |  |  |  | 661.6068 | 27.567 | 10649.999 | 2139967 | 7414.9841 |  | 3.465 | 113.6611 | 356.37 | 7885.0112 | 40.3999 | 18876.9785 | 26761.9897 | 7884.9619 | 46.2142 | 9019.8052 |  |  | 0 | -17742.1846
Solar | Utility Solar | New Solar | KPCo Retire 2040, no CO2 | 0 | KPCo | KPCo | Renewable:Solar PV | S23 | 2030 | 5 | 100 | 64 | 26.5765 | 232.8101 | 26.5765 |  |  |  | 21250 | 1825 | [6 empty] | 8659.97 | 8659.9728 | 37.1976 |  | 8659.9728 | 8659.973 | 33.4642 | 7790.8023 |  |  | 0 | -869.1705
Coal | Coal |  | KPCo Retire 2040, no CO2 | 0 | KPCo | KPCo | Coal:Conventional | Mitchell (WV):1 | 2031 | 1 | 385 | 385 | 45.0349 | 1162.3432 | 34.4643 |  |  |  | 3945.0564 | 0 | 9499.9998 | 11042260.625 | 31324.8833 |  | 2.8368 |  | 2709.42 | 34034.2994 | 29.2808 |  | 34034.2994 | 17746.5849 | 33.0807 | 38451.1219 |  |  | 0 | 4416.8225
Coal | Coal |  | KPCo Retire 2040, no CO2 | 0 | KPCo | KPCo | Coal:Conventional | Mitchell (WV):2 | 2031 | 1 | 395 | 395 | 45.0349 | 1187.1833 | 34.3097 |  |  |  | 3945.0564 | 0 | 9500.0009 | 11278242.6562 | 31994.3225 |  | 2.8368 |  | 2850.22 | 34844.5408 | 29.3506 |  | 34844.5408 | 18517.9634 | 33.1068 | 39303.8386 |  |  | 0 | 4459.2979
Solar | Utility Solar | New Solar | KPCo Retire 2040, no CO2 | 0 | KPCo | KPCo | Renewable:Solar PV | S23 | 2031 | 5 | 100 | 64 | 26.5391 | 232.4829 | 26.5391 |  |  |  | 21250 | 1825 | [6 empty] | 8838.05 | 8838.0526 | 38.0159 |  | 8838.0526 | 8838.0525 | 32.5608 | 7569.8248 |  |  | 0 | -1268.2277
Solar | Utility Solar | New Solar | KPCo Retire 2040, no CO2 | 0 | KPCo | KPCo | Renewable:Solar PV | S31 | 2031 | 30 | 600 | 162 | 26.5391 | 1394.897 | 26.5391 |  |  |  | 127500 | 10950 | [6 empty] | 35033.98 | 35033.985 | 25.1158 |  | 35033.985 | 35033.985 | 32.5608 | 45418.95 |  |  | 0 | 10384.965
Gas | Gas |  | KPCo Retire 2040, no CO2 | 0 | KPCo | KPCo | Gas/Oil:Combustion Turbine | KPCo CT | 2031 | 1 | 125 | 125 | 87.4576 | 41.1718 | 3.76 |  |  |  | 329.3747 | 82.3437 | 9900.0001 | 407601.1875 | 1419.8105 |  | 3.4833 | 100.6831 | 250.89 | 1771.3837 | 43.0242 | 1184.8913 | 2956.275 | 2956.2352 | 46.3798 | 1909.54 |  |  | 0 | -1046.735
Coal | Coal |  | KPCo Retire 2040, no CO2 | 0 | KPCo | KPCo | Coal:Conventional | Mitchell (WV):1 | 2032 | 1 | 385 | 385 | 45.0413 | 1142.3461 | 33.7788 |  |  | 9 | 3956.4289 | 0 | 9499.9979 | 10852285.3438 | 31369.9557 |  | 2.8906 |  | 2719.73 | 34089.6836 | 29.8418 |  | 34089.6836 | 17441.7819 | 33.3555 | 38103.5457 |  |  | 0 | 4013.8621
Coal | Coal |  | KPCo Retire 2040, no CO2 | 0 | KPCo | KPCo | Coal:Conventional | Mitchell (WV):2 | 2032 | 1 | 395 | 395 | 45.0413 | 1162.5065 | 33.5047 |  |  | 78 | 3956.4289 | 0 | 9499.9986 | 11043810.3125 | 31923.5789 |  | 2.8906 |  | 2850.67 | 34774.2469 | 29.9132 |  | 34774.2469 | 18086.5394 | 33.394 | 38820.6907 |  |  | 0 | 4046.4437
Solar | Utility Solar | New Solar | KPCo Retire 2040, no CO2 | 0 | KPCo | KPCo | Renewable:Solar PV | S23 | 2032 | 5 | 100 | 64 | 26.5651 | 233.3476 | 26.5651 |  |  |  | 21245 | 1830 | [6 empty] | 9066.09 | 9066.0877 | 38.8523 |  | 9066.0877 | 9066.0874 | 32.5714 | 7600.4555 |  |  | 0 | -1465.6322
Solar | Utility Solar | New Solar | KPCo Retire 2040, no CO2 | 0 | KPCo | KPCo | Renewable:Solar PV | S31 | 2032 | 30 | 600 | 162 | 26.5651 | 1400.0858 | 26.5651 |  |  |  | 127470 | 10980 | [6 empty] | 35937.91 | 35937.9144 | 25.6684 |  | 35937.9144 | 35937.9135 | 32.5714 | 45602.7329 |  |  | 0 | 9664.8185
Solar | Utility Solar | New Solar | KPCo Retire 2040, no CO2 | 0 | KPCo | KPCo | Renewable:Solar PV | S32 | 2032 | 30 | 600 | 162 | 26.5651 | 1400.0858 | 26.5651 |  |  |  | 127470 | 10980 | [6 empty] | 35469.43 | 35469.433 | 25.3338 |  | 35469.433 | 35469.4337 | 32.5714 | 45602.7329 |  |  | 0 | 10133.2999
Gas | Gas |  | KPCo Retire 2040, no CO2 | 0 | KPCo | KPCo | Gas/Oil:Combustion Turbine | KPCo CT | 2032 | 1 | 125 | 125 | 87.4693 | 32.7636 | 2.9839 |  |  | 66 | 262.1092 | 65.5273 | 9899.9989 | 324359.9375 | 1163.1006 |  | 3.5858 | 81.8841 | 204.05 | 1449.0298 | 44.2268 | 1210.959 | 2659.9888 | 2659.9575 | 45.3552 | 1486.0006 |  |  | 0 | -1173.9882
Coal | Coal |  | KPCo Retire 2040, no CO2 | 0 | KPCo | KPCo | Coal:Conventional | Mitchell (WV):1 | 2033 | 1 | 385 | 385 | 45.0349 | 1131.0275 | 33.5358 |  | 1077.2358 | 308 | 3945.057 | 0 | 9509.0483 | 10754995.1875 | 31772.729 |  | 2.9542 |  | 2751.49 | 34524.215 | 30.5246 |  | 34524.215 | 17562.1939 | 32.8024 | 37100.466 |  |  | 0 | 2576.251
Coal | Coal |  | KPCo Retire 2040, no CO2 | 0 | KPCo | KPCo | Coal:Conventional | Mitchell (WV):2 | 2033 | 1 | 395 | 395 | 45.0349 | 1119.5075 | 32.3538 |  | 1077.2358 | 321 | 3945.057 | 0 | 9509.1375 | 10645551.1875 | 31449.4148 |  | 2.9542 |  | 2805.13 | 34254.5428 | 30.5979 |  | 34254.5428 | 17252.0526 | 32.9166 | 36850.4359 |  |  | 0 | 2595.893
Solar | Utility Solar | New Solar | KPCo Retire 2040, no CO2 | 0 | KPCo | KPCo | Renewable:Solar PV | S23 | 2033 | 5 | 100 | 64 | 26.5343 | 230.8902 | 26.3573 |  | 1550.3041 |  | 21310 | 1825 | [6 empty] | 9167.97 | 9167.9651 | 39.707 |  | 9167.9651 | 9229.5232 | 25.8575 | 5970.2463 |  |  | 0 | -3197.7187
Solar | Utility Solar | New Solar | KPCo Retire 2040, no CO2 | 0 | KPCo | KPCo | Renewable:Solar PV | S31 | 2033 | 30 | 600 | 162 | 26.5343 | 1385.3414 | 26.3573 |  | 9301.8246 |  | 127860 | 10950 | [6 empty] | 36341.76 | 36341.7561 | 26.2331 |  | 36341.7561 | 36585.7727 | 25.8575 | 35821.479 |  |  | 0 | -520.2771
Solar | Utility Solar | New Solar | KPCo Retire 2040, no CO2 | 0 | KPCo | KPCo | Renewable:Solar PV | S32 | 2033 | 30 | 600 | 162 | 26.5343 | 1385.3414 | 26.3573 |  | 9301.8246 |  | 127860 | 10950 | [6 empty] | 35868.01 | 35868.0104 | 25.8911 |  | 35868.0104 | 36108.8468 | 25.8575 | 35821.479 |  |  | 0 | -46.5314
Solar | Utility Solar | New Solar | KPCo Retire 2040, no CO2 | 0 | KPCo | KPCo | Renewable:Solar PV | S33 | 2033 | 15 | 300 | 81 | 26.5343 | 692.6707 | 26.3573 |  | 4650.9123 |  | 63930 | 5475 | [6 empty] | 17699.07 | 17699.0725 | 25.5519 |  | 17699.0725 | 17817.9113 | 25.8575 | 17910.7395 |  |  | 0 | 211.667
Gas | Gas |  | KPCo Retire 2040, no CO2 | 0 | KPCo | KPCo | Gas/Oil:Combustion Turbine | KPCo CT | 2033 | 1 | 125 | 125 | 87.4576 | 24.1259 | 2.2033 |  |  | 21 | 193.0072 | 48.2518 | 9899.9957 | 238846.6875 | 896.4714 |  | 3.7533 | 61.6229 | 153.56 | 1111.6511 | 46.077 | 1237.6001 | 2349.2512 | 2349.228 | 46.6472 | 1125.4086 |  |  | 0 | -1223.8426
Coal | Coal |  | KPCo Retire 2040, no CO2 | 0 | KPCo | KPCo | Coal:Conventional | Mitchell (WV):1 | 2034 | 1 | 385 | 385 | 45.0349 | 1124.9121 | 33.3544 |  | 1420.7968 | 342 | 3945.0572 | 0 | 9511.9949 | 10700158.4375 | 32306.5548 |  | 3.0193 |  | 2795.39 | 35101.947 | 31.2042 |  | 35101.947 | 17768.1193 | 33.647 | 37849.925 |  |  | 0 | 2747.978
Coal | Coal |  | KPCo Retire 2040, no CO2 | 0 | KPCo | KPCo | Coal:Conventional | Mitchell (WV):2 | 2034 | 1 | 395 | 395 | 45.0349 | 1111.5764 | 32.1246 |  | 1420.7968 | 318 | 3945.0572 | 0 | 9512.1411 | 10573471.1562 | 31924.0443 |  | 3.0193 |  | 2845.09 | 34769.1309 | 31.2791 |  | 34769.1309 | 17393.9952 | 33.7744 | 37542.811 |  |  | 0 | 2773.6802
Solar | Utility Solar | New Solar | KPCo Retire 2040, no CO2 | 0 | KPCo | KPCo | Renewable:Solar PV | S23 | 2034 | 5 | 100 | 64 | 26.5727 | 230.7203 | 26.3379 |  | 2056.3238 |  | 21470 | 1825 | [6 empty] | 9362.76 | 9362.7637 | 40.5806 |  | 9362.7637 | 9446.2108 | 25.6789 | 5924.6373 |  |  | 0 | -3438.1264
Solar | Utility Solar | New Solar | KPCo Retire 2040, no CO2 | 0 | KPCo | KPCo | Renewable:Solar PV | S31 | 2034 | 30 | 600 | 162 | 26.5727 | 1384.3217 | 26.3379 |  | 12337.9421 |  | 128820 | 10950 | [6 empty] | 37113.93 | 37113.9349 | 26.8102 |  | 37113.9349 | 37444.715 | 25.6789 | 35547.8228 |  |  | 0 | -1566.1122
Solar | Utility Solar | New Solar | KPCo Retire 2040, no CO2 | 0 | KPCo | KPCo | Renewable:Solar PV | S32 | 2034 | 30 | 600 | 162 | 26.5727 | 1384.3217 | 26.3379 |  | 12337.9421 |  | 128820 | 10950 | [6 empty] | 36630.12 | 36630.1228 | 26.4607 |  | 36630.1228 | 36956.5913 | 25.6789 | 35547.8228 |  |  | 0 | -1082.3
Solar | Utility Solar | New Solar | KPCo Retire 2040, no CO2 | 0 | KPCo | KPCo | Renewable:Solar PV | S33 | 2034 | 15 | 300 | 81 | 26.5727 | 692.1609 | 26.3379 |  | 6168.9711 |  | 64410 | 5475 | [6 empty] | 18075.14 | 18075.1365 | 26.1141 |  | 18075.1365 | 18236.2327 | 25.6789 | 17773.9114 |  |  | 0 | -301.2251
Solar | Utility Solar | New Solar | KPCo Retire 2040, no CO2 | 0 | KPCo | KPCo | Renewable:Solar PV | S34 | 2034 | 1 | 20 | 5.4 | 26.5727 | 46.1441 | 26.3379 |  | 411.2648 |  | 4294 | 365 | [6 empty] | 1189.14 | 1189.1443 | 25.7703 |  | 1189.1443 | 1199.7426 | 25.6789 | 1184.9274 |  |  | 0 | -4.2168
Gas | Gas |  | KPCo Retire 2040, no CO2 | 0 | KPCo | KPCo | Gas/Oil:Combustion Turbine | KPCo CT | 2034 | 1 | 125 | 125 | 87.4577 | [16 empty] | 1264.8271 | 1264.8271 | 1264.8271 |  |  |  |  | 0 | -1264.8271
Coal | Coal |  | KPCo Retire 2040, no CO2 | 0 | KPCo | KPCo | Coal:Conventional | Mitchell (WV):1 | 2035 | 1 | 385 | 385 | 45.0349 | 1212.9552 | 35.965 |  | 1486.2508 | 408 | 3945.0568 | 0 | 9511.6375 | 11537189.9688 | 35513.6627 |  | 3.0782 |  | 3079 | 38592.6599 | 31.8171 |  | 38592.6599 | 20917.9199 | 34.2959 | 41599.4268 |  |  | 0 | 3006.7668
Coal | Coal |  | KPCo Retire 2040, no CO2 | 0 | KPCo | KPCo | Coal:Conventional | Mitchell (WV):2 | 2035 | 1 | 395 | 395 | 45.0349 | 1199.9944 | 34.6799 |  | 1486.2508 | 244 | 3945.0568 | 0 | 9511.763 | 11414062.4375 | 35134.6555 |  | 3.0782 |  | 3137.3 | 38271.955 | 31.8934 |  | 38271.955 | 20555.0209 | 34.4187 | 41302.291 |  |  | 0 | 3030.3361
Solar | Utility Solar | New Solar | KPCo Retire 2040, no CO2 | 0 | KPCo | KPCo | Renewable:Solar PV | S23 | 2035 | 5 | 100 | 64 | 26.5541 | 230.456 | 26.3078 |  | 2157.6182 |  | 21465 | 1825 | [6 empty] | 9557.79 | 9557.7853 | 41.4734 |  | 9557.7853 | 9647.2687 | 26.5813 | 6125.8258 |  |  | 0 | -3431.9596
Solar | Utility Solar | New Solar | KPCo Retire 2040, no CO2 | 0 | KPCo | KPCo | Renewable:Solar PV | S31 | 2035 | 30 | 600 | 162 | 26.5541 | 1382.7362 | 26.3078 |  | 12945.7084 |  | 128790 | 10950 | [6 empty] | 37887 | 37886.996 | 27.4 |  | 37886.996 | 38241.7065 | 26.5813 | 36754.953 |  |  | 0 | -1132.043
Solar | Utility Solar | New Solar | KPCo Retire 2040, no CO2 | 0 | KPCo | KPCo | Renewable:Solar PV | S32 | 2035 | 30 | 600 | 162 | 26.5541 | 1382.7362 | 26.3078 |  | 12945.7084 |  | 128790 | 10950 | [6 empty] | 37393.11 | 37393.1085 | 27.0428 |  | 37393.1085 | 37743.1958 | 26.5813 | 36754.953 |  |  | 0 | -638.1555
Solar | Utility Solar | New Solar | KPCo Retire 2040, no CO2 | 0 | KPCo | KPCo | Renewable:Solar PV | S33 | 2035 | 15 | 300 | 81 | 26.5541 | 691.3681 | 26.3078 |  | 6472.8542 |  | 64395 | 5475 | [6 empty] | 18451.63 | 18451.6323 | 26.6886 |  | 18451.6323 | 18624.3835 | 26.5813 | 18377.4765 |  |  | 0 | -74.1558
Solar | Utility Solar | New Solar | KPCo Retire 2040, no CO2 | 0 | KPCo | KPCo | Renewable:Solar PV | S34 | 2035 | 1 | 20 | 5.4 | 26.5541 | 46.0912 | 26.3078 |  | 431.5236 |  | 4293 | 365 | [6 empty] | 1213.91 | 1213.9134 | 26.3372 |  | 1213.9134 | 1225.2786 | 26.5813 | 1225.165 |  |  | 0 | 11.2516
Gas | Gas |  | KPCo Retire 2040, no CO2 | 0 | KPCo | KPCo | Gas/Oil:Combustion Turbine | KPCo CT | 2035 | 1 | 125 | 125 | 87.4577 | [16 empty] | 1292.6534 | 1292.6534 | 1292.6534 |  |  |  |  | 0 | -1292.6534
Coal | Coal |  | KPCo Retire 2040, no CO2 | 0 | KPCo | KPCo | Coal:Conventional | Mitchell (WV):1 | 2036 | 1 | 385 | 385 | 45.0413 | 1177.2927 | 34.8122 |  | 1283.2272 | 306 | 3956.4284 | 0 | 9510.3519 | 11196467.6875 | 35283.8163 |  | 3.1513 |  | 3053.21 | 38337.024 | 32.5637 |  | 38337.024 | 20192.7861 | 34.8625 | 41043.3689 |  |  | 0 | 2706.3448
Coal | Coal |  | KPCo Retire 2040, no CO2 | 0 | KPCo | KPCo | Coal:Conventional | Mitchell (WV):2 | 2036 | 1 | 395 | 395 | 45.0413 | 1163.7401 | 33.5403 |  | 1283.2272 | 340 | 3956.4284 | 0 | 9510.4765 | 11067722.5625 | 34878.0891 |  | 3.1513 |  | 3108.54 | 37986.6299 | 32.6419 |  | 37986.6299 | 19799.1508 | 34.9831 | 40711.2124 |  |  | 0 | 2724.5825
Solar | Utility Solar | New Solar | KPCo Retire 2040, no CO2 | 0 | KPCo | KPCo | Renewable:Solar PV | S23 | 2036 | 5 | 100 | 64 | 26.5286 | 231.1419 | 26.314 |  | 1884.9119 |  | 21305 | 1830 | [6 empty] | 9797.13 | 9797.1268 | 42.3858 |  | 9797.1268 | 9877.0203 | 26.6364 | 6156.777 |  |  | 0 | -3640.3498
Solar | Utility Solar | New Solar | KPCo Retire 2040, no CO2 | 0 | KPCo | KPCo | Renewable:Solar PV | S31 | 2036 | 30 | 600 | 162 | 26.5286 | 1386.8513 | 26.314 |  | 11309.4712 |  | 127830 | 10980 | [6 empty] | 38835.74 | 38835.7434 | 28.0028 |  | 38835.7434 | 39152.4438 | 26.6364 | 36940.6622 |  |  | 0 | -1895.0812
Solar | Utility Solar | New Solar | KPCo Retire 2040, no CO2 | 0 | KPCo | KPCo | Renewable:Solar PV | S32 | 2036 | 30 | 600 | 162 | 26.5286 | 1386.8513 | 26.314 |  | 11309.4712 |  | 127830 | 10980 | [6 empty] | 38329.49 | 38329.4913 | 27.6378 |  | 38329.4913 | 38642.0619 | 26.6364 | 36940.6622 |  |  | 0 | -1388.8291
Solar | Utility Solar | New Solar | KPCo Retire 2040, no CO2 | 0 | KPCo | KPCo | Renewable:Solar PV | S33 | 2036 | 15 | 300 | 81 | 26.5286 | 693.4257 | 26.314 |  | 5654.7356 |  | 63915 | 5490 | [6 empty] | 18913.69 | 18913.6899 | 27.2757 |  | 18913.6899 | 19067.9272 | 26.6364 | 18470.3311 |  |  | 0 | -443.3588
Solar | Utility Solar | New Solar | KPCo Retire 2040, no CO2 | 0 | KPCo | KPCo | Renewable:Solar PV | S34 | 2036 | 1 | 20 | 5.4 | 26.5286 | 46.2284 | 26.314 |  | 376.9824 |  | 4261 | 366 | [6 empty] | 1244.31 | 1244.3118 | 26.9166 |  | 1244.3118 | 1254.4589 | 26.6364 | 1231.3554 |  |  | 0 | -12.9565
Gas | Gas |  | KPCo Retire 2040, no CO2 | 0 | KPCo | KPCo | Gas/Oil:Combustion Turbine | KPCo CT | 2036 | 1 | 125 | 125 | 87.4693 | [16 empty] | 1321.0916 | 1321.0916 | 1321.0916 |  |  |  |  | 0 | -1321.0916
Coal | Coal |  | KPCo Retire 2040, no CO2 | 0 | KPCo | KPCo | Coal:Conventional | Mitchell (WV):1 | 2037 | 1 | 385 | 385 | 45.0349 | 1213.1993 | 35.9722 |  | 1349.8545 | 271 | 3945.0567 | 0 | 9510.5679 | 11538214.4062 | 37274.3412 |  | 3.2305 |  | 3213.6 | 40487.9368 | 33.3729 |  | 40487.9368 | 21946.6354 | 36.1291 | 43831.7579 |  |  | 0 | 3343.8212
Coal | Coal |  | KPCo Retire 2040, no CO2 | 0 | KPCo | KPCo | Coal:Conventional | Mitchell (WV):2 | 2037 | 1 | 395 | 395 | 45.0349 | 1199.6555 | 34.6701 |  | 1349.8545 | 357 | 3945.0567 | 0 | 9510.6916 | 11409553.3125 | 36858.6881 |  | 3.2305 |  | 3272.93 | 40131.6198 | 33.4526 |  | 40131.6198 | 21546.2836 | 36.2654 | 43505.9404 |  |  | 0 | 3374.3207
Solar | Utility Solar | New Solar | KPCo Retire 2040, no CO2 | 0 | KPCo | KPCo | Renewable:Solar PV | S23 | 2037 | 5 | 100 | 64 | 26.5806 | 230.8971 | 26.3581 |  | 1949.079 |  | 21235 | 1825 | [6 empty] | 10002.06 | 10002.0567 | 43.3183 |  | 10002.0567 | 10086.4875 | 27.2763 | 6298.0072 |  |  | 0 | -3704.0494
Solar | Utility Solar | New Solar | KPCo Retire 2040, no CO2 | 0 | KPCo | KPCo | Renewable:Solar PV | S31 | 2037 | 30 | 600 | 162 | 26.5806 | 1385.3823 | 26.3581 |  | 11694.4739 |  | 127410 | 10950 | [6 empty] | 39648.09 | 39648.0861 | 28.6189 |  | 39648.0861 | 39982.7688 | 27.2763 | 37788.0448 |  |  | 0 | -1860.0413
Solar | Utility Solar | New Solar | KPCo Retire 2040, no CO2 | 0 | KPCo | KPCo | Renewable:Solar PV | S32 | 2037 | 30 | 600 | 162 | 26.5806 | 1385.3823 | 26.3581 |  | 11694.4739 |  | 127410 | 10950 | [6 empty] | 39131.25 | 39131.2451 | 28.2458 |  | 39131.2451 | 39461.5636 | 27.2763 | 37788.0448 |  |  | 0 | -1343.2003
Solar | Utility Solar | New Solar | KPCo Retire 2040, no CO2 | 0 | KPCo | KPCo | Renewable:Solar PV | S33 | 2037 | 15 | 300 | 81 | 26.5806 | 692.6912 | 26.3581 |  | 5847.237 |  | 63705 | 5475 | [6 empty] | 19309.32 | 19309.3152 | 27.8758 |  | 19309.3152 | 19472.3101 | 27.2763 | 18894.0224 |  |  | 0 | -415.2928
Solar | Utility Solar | New Solar | KPCo Retire 2040, no CO2 | 0 | KPCo | KPCo | Renewable:Solar PV | S34 | 2037 | 1 | 20 | 5.4 | 26.5806 | 46.1794 | 26.3581 |  | 389.8158 |  | 4247 | 365 | [6 empty] | 1270.34 | 1270.3396 | 27.5088 |  | 1270.3396 | 1281.063 | 27.2763 | 1259.6015 |  |  | 0 | -10.7381
Gas | Gas |  | KPCo Retire 2040, no CO2 | 0 | KPCo | KPCo | Gas/Oil:Combustion Turbine | KPCo CT | 2037 | 1 | 125 | 125 | 87.4576 | [16 empty] | 1350.1556 | 1350.1556 | 1350.1556 |  |  |  |  | 0 | -1350.1556
Coal | Coal |  | KPCo Retire 2040, no CO2 | 0 | KPCo | KPCo | Coal:Conventional | Mitchell (WV):1 | 2038 | 1 | 385 | 385 | 45.0349 | 1205.9173 | 35.7563 |  | 1741.8758 | 256 | 3945.0566 | 0 | 9513.7244 | 11472764.6562 | 37989.8735 |  | 3.3113 |  | 3263.01 | 41252.8851 | 34.2087 |  | 41252.8851 | 22254.0653 | 37.2506 | 44921.1648 |  |  | 0 | 3668.2797
Coal | Coal |  | KPCo Retire 2040, no CO2 | 0 | KPCo | KPCo | Coal:Conventional | Mitchell (WV):2 | 2038 | 1 | 395 | 395 | 45.0349 | 1192.7043 | 34.4692 |  | 1741.8758 | 374 | 3945.0566 | 0 | 9513.8727 | 11347236.375 | 37574.2228 |  | 3.3113 |  | 3323.97 | 40898.1932 | 34.2903 |  | 40898.1932 | 21854.4175 | 37.403 | 44610.7461 |  |  | 0 | 3712.5529
Solar | Utility Solar | New Solar | KPCo Retire 2040, no CO2 | 0 | KPCo | KPCo | Renewable:Solar PV | S23 | 2038 | 5 | 100 | 64 | 26.574 | 230.2681 | 26.2863 |  | 2520.5762 |  | 21190 | 1825 | [6 empty] | 10194.26 | 10194.2567 | 44.2713 |  | 10194.2567 | 10305.8458 | 26.3712 | 6072.4518 |  |  | 0 | -4121.8049
Solar | Utility Solar | New Solar | KPCo Retire 2040, no CO2 | 0 | KPCo | KPCo | Renewable:Solar PV | S31 | 2038 | 30 | 600 | 162 | 26.574 | 1381.6086 | 26.2863 |  | 15123.4574 |  | 127140 | 10950 | [6 empty] | 40409.96 | 40409.9642 | 29.2485 |  | 40409.9642 | 40852.3022 | 26.3712 | 36434.7109 |  |  | 0 | -3975.2533
Solar | Utility Solar | New Solar | KPCo Retire 2040, no CO2 | 0 | KPCo | KPCo | Renewable:Solar PV | S32 | 2038 | 30 | 600 | 162 | 26.574 | 1381.6086 | 26.2863 |  | 15123.4574 |  | 127140 | 10950 | [6 empty] | 39883.19 | 39883.193 | 28.8672 |  | 39883.193 | 40319.7643 | 26.3712 | 36434.7109 |  |  | 0 | -3448.4821
Solar | Utility Solar | New Solar | KPCo Retire 2040, no CO2 | 0 | KPCo | KPCo | Renewable:Solar PV | S33 | 2038 | 15 | 300 | 81 | 26.574 | 690.8043 | 26.2863 |  | 7561.7287 |  | 63570 | 5475 | [6 empty] | 19680.36 | 19680.3627 | 28.4891 |  | 19680.3627 | 19895.7888 | 26.3712 | 18217.3555 |  |  | 0 | -1463.0072
Solar | Utility Solar | New Solar | KPCo Retire 2040, no CO2 | 0 | KPCo | KPCo | Renewable:Solar PV | S34 | 2038 | 1 | 20 | 5.4 | 26.574 | 46.0536 | 26.2863 |  | 504.1153 |  | 4238 | 365 | [6 empty] | 1294.75 | 1294.7504 | 28.114 |  | 1294.7504 | 1308.9231 | 26.3712 | 1214.4903 |  |  | 0 | -80.2601
Solar | Utility Solar | New Solar | KPCo Retire 2040, no CO2 | 0 | KPCo | KPCo | Renewable:Solar PV | S38 | 2038 | 1 | 20 | 5.4 | 26.574 | 46.0536 | 26.2863 |  | 504.1153 |  | 4238 | 365 | [6 empty] | 1227.04 | 1227.0416 | 26.6438 |  | 1227.0416 | 1240.4731 | 26.3712 | 1214.4903 |  |  | 0 | -12.5512
Gas | Gas |  | KPCo Retire 2040, no CO2 | 0 | KPCo | KPCo | Gas/Oil:Combustion Turbine | KPCo CT | 2038 | 1 | 125 | 125 | 87.4576 | [16 empty] | 1379.859 | 1379.859 | 1379.859 |  |  |  |  | 0 | -1379.859
Coal | Coal |  | KPCo Retire 2040, no CO2 | 0 | KPCo | KPCo | Coal:Conventional | Mitchell (WV):1 | 2039 | 1 | 385 | 385 | 45.0349 | 1208.1217 | 35.8217 |  | 1881.5174 | 234 | 3945.057 | 0 | 9514.7972 | 11495033.3438 | 39060.8956 |  | 3.3981 |  | 3339.26 | 42400.1562 | 35.0959 |  | 42400.1562 | 22910.9944 | 37.7479 | 45604.0376 |  |  | 0 | 3203.8813
Coal | Coal |  | KPCo Retire 2040, no CO2 | 0 | KPCo | KPCo | Coal:Conventional | Mitchell (WV):2 | 2039 | 1 | 395 | 395 | 45.0349 | 1195.89 | 34.5613 |  | 1881.5174 | 370 | 3945.057 | 0 | 9514.9432 | 11378825.1562 | 38666.0225 |  | 3.3981 |  | 3404.53 | 42070.5508 | 35.1793 |  | 42070.5508 | 22535.4818 | 37.8865 | 45308.1067 |  |  | 0 | 3237.5559
Solar | Utility Solar | New Solar | KPCo Retire 2040, no CO2 | 0 | KPCo | KPCo | Renewable:Solar PV | S23 | 2039 | 5 | 100 | 64 | 26.5343 | 229.7245 | 26.2243 |  | 2716.0682 |  | 21310 | 1825 | [6 empty] | 10393.93 | 10393.9331 | 45.2452 |  | 10393.9331 | 10516.8221 | 26.3865 | 6061.6294 |  |  | 0 | -4332.3037
Solar | Utility Solar | New Solar | KPCo Retire 2040, no CO2 | 0 | KPCo | KPCo | Renewable:Solar PV | S31 | 2039 | 30 | 600 | 162 | 26.5343 | 1378.3468 | 26.2243 |  | 16296.4091 |  | 127860 | 10950 | [6 empty] | 41201.48 | 41201.4816 | 29.892 |  | 41201.4816 | 41688.614 | 26.3865 | 36369.7749 |  |  | 0 | -4831.7067
Solar | Utility Solar | New Solar | KPCo Retire 2040, no CO2 | 0 | KPCo | KPCo | Renewable:Solar PV | S32 | 2039 | 30 | 600 | 162 | 26.5343 | 1378.3468 | 26.2243 |  | 16296.4091 |  | 127860 | 10950 | [6 empty] | 40664.39 | 40664.3906 | 29.5023 |  | 40664.3906 | 41145.1699 | 26.3865 | 36369.7749 |  |  | 0 | -4294.6157
Solar | Utility Solar | New Solar | KPCo Retire 2040, no CO2 | 0 | KPCo | KPCo | Renewable:Solar PV | S33 | 2039 | 15 | 300 | 81 | 26.5343 | 689.1734 | 26.2243 |  | 8148.2045 |  | 63930 | 5475 | [6 empty] | 20065.85 | 20065.8458 | 29.1158 |  | 20065.8458 | 20303.087 | 26.3865 | 18184.8875 |  |  | 0 | -1880.9583
Solar | Utility Solar | New Solar | KPCo Retire 2040, no CO2 | 0 | KPCo | KPCo | Renewable:Solar PV | S34 | 2039 | 1 | 20 | 5.4 | 26.5343 | 45.9449 | 26.2243 |  | 543.2137 |  | 4262 | 365 | [6 empty] | 1320.11 | 1320.1109 | 28.7325 |  | 1320.1109 | 1335.7188 | 26.3865 | 1212.3258 |  |  | 0 | -107.7851
Solar | Utility Solar | New Solar | KPCo Retire 2040, no CO2 | 0 | KPCo | KPCo | Renewable:Solar PV | S38 | 2039 | 1 | 20 | 5.4 | 26.5343 | 45.9449 | 26.2243 |  | 543.2137 |  | 4262 | 365 | [6 empty] | 1251.08 | 1251.0758 | 27.2299 |  | 1251.0758 | 1265.8674 | 26.3865 | 1212.3258 |  |  | 0 | -38.7499
Gas | Gas |  | KPCo Retire 2040, no CO2 | 0 | KPCo | KPCo | Gas/Oil:Combustion Turbine | KPCo CT | 2039 | 1 | 125 | 125 | 87.4576 | [16 empty] | 1410.2159 | 1410.2159 | 1410.2159 |  |  |  |  | 0 | -1410.2159
Coal | Coal |  | KPCo Retire 2040, no CO2 | 0 | KPCo | KPCo | Coal:Conventional | Mitchell (WV):1 | 2040 | 1 | 385 | 385 | 45.0413 | 1234.0008 | 36.489 |  | 2374.1347 | 357 | 3956.4285 | 0 | 9518.2745 | 11745558.5625 | 40938.9012 |  | 3.4855 |  | 3484.13 | 44423.0281 | 35.9992 |  | 44423.0281 | 24382.746 | 38.8759 | 47972.9288 |  |  | 0 | 3549.9008
Coal | Coal |  | KPCo Retire 2040, no CO2 | 0 | KPCo | KPCo | Coal:Conventional | Mitchell (WV):2 | 2040 | 1 | 395 | 395 | 45.0413 | 1188.9963 | 34.2682 |  | 2374.1347 | 263 | 3956.4285 | 0 | 9518.9673 | 11318016.75 | 39448.7087 |  | 3.4855 |  | 3457.69 | 42906.4014 | 36.0862 |  | 42906.4014 | 22819.1329 | 39.106 | 46496.834 |  |  | 0 | 3590.4326
Solar | Utility Solar | New Solar | KPCo Retire 2040, no CO2 | 0 | KPCo | KPCo | Renewable:Solar PV | S23 | 2040 | 5 | 100 | 64 | 26.5372 | 229.647 | 26.1438 |  | 3456.0524 |  | 21515 | 1830 | [6 empty] | 10619.02 | 10619.0171 | 46.2406 |  | 10619.0171 | 10778.8273 | 27.5834 | 6334.4352 |  |  | 0 | -4284.5819
Solar | Utility Solar | New Solar | KPCo Retire 2040, no CO2 | 0 | KPCo | KPCo | Renewable:Solar PV | S31 | 2040 | 30 | 600 | 162 | 26.5372 | 1377.8821 | 26.1438 |  | 20736.3144 |  | 129090 | 10980 | [6 empty] | 42093.71 | 42093.7137 | 30.5496 |  | 42093.7137 | 42727.2004 | 27.5834 | 38006.6101 |  |  | 0 | -4087.1036
Solar | Utility Solar | New Solar | KPCo Retire 2040, no CO2 | 0 | KPCo | KPCo | Renewable:Solar PV | S32 | 2040 | 30 | 600 | 162 | 26.5372 | 1377.8821 | 26.1438 |  | 20736.3144 |  | 129090 | 10980 | [6 empty] | 41544.99 | 41544.9945 | 30.1513 |  | 41544.9945 | 42170.2213 | 27.5834 | 38006.6101 |  |  | 0 | -3538.3844
Solar | Utility Solar | New Solar | KPCo Retire 2040, no CO2 | 0 | KPCo | KPCo | Renewable:Solar PV | S33 | 2040 | 15 | 300 | 81 | 26.5372 | 688.9411 | 26.1438 |  | 10368.1572 |  | 64545 | 5490 | [6 empty] | 20500.38 | 20500.3782 | 29.7564 |  | 20500.3782 | 20808.8973 | 27.5834 | 19003.3051 |  |  | 0 | -1497.0732
Solar | Utility Solar | New Solar | KPCo Retire 2040, no CO2 | 0 | KPCo | KPCo | Renewable:Solar PV | S34 | 2040 | 1 | 20 | 5.4 | 26.5372 | 45.9294 | 26.1438 |  | 691.2105 |  | 4303 | 366 | [6 empty] | 1348.7 | 1348.6983 | 29.3646 |  | 1348.6983 | 1368.9954 | 27.5834 | 1266.887 |  |  | 0 | -81.8113
Solar | Utility Solar | New Solar | KPCo Retire 2040, no CO2 | 0 | KPCo | KPCo | Renewable:Solar PV | S38 | 2040 | 1 | 20 | 5.4 | 26.5372 | 45.9294 | 26.1438 |  | 691.2105 |  | 4303 | 366 | [6 empty] | 1278.17 | 1278.1683 | 27.829 |  | 1278.1683 | 1297.404 | 27.5834 | 1266.887 |  |  | 0 | -11.2812
Solar | Utility Solar | New Solar | KPCo Retire 2040, no CO2 | 0 | KPCo | KPCo | Renewable:Solar PV | S40 | 2040 | 1 | 20 | 5.4 | 26.5372 | 45.9294 | 26.1438 |  | 691.2105 |  | 4303 | 366 | [6 empty] | 1243.75 | 1243.7452 | 27.0795 |  | 1243.7452 | 1262.4628 | 27.5834 | 1266.887 |  |  | 0 | 23.1418
Gas | Gas |  | KPCo Retire 2040, no CO2 | 0 | KPCo | KPCo | Gas/Oil:Combustion Turbine | KPCo CT | 2040 | 1 | 125 | 125 | 87.4693 | [16 empty] | 1441.2406 | 1441.2406 | 1441.2406 |  |  |  |  | 0 | -1441.2406
Solar | Utility Solar | New Solar | KPCo Retire 2040, no CO2 | 0 | KPCo | KPCo | Renewable:Solar PV | S23 | 2041 | 5 | 100 | 64 | 26.5789 | 218.4231 | 24.9341 |  | 14408.0957 |  | 21505 | 1825 | [6 empty] | 10322.21 | 10322.2148 | 47.2579 |  | 10322.2148 | 11003.111 | 19.7947 | 4323.6154 |  |  | 3555.5557 | -2443.0438
Solar | Utility Solar | New Solar | KPCo Retire 2040, no CO2 | 0 | KPCo | KPCo | Renewable:Solar PV | S31 | 2041 | 30 | 600 | 162 | 26.5789 | 1310.5383 | 24.9341 |  | 86448.576 |  | 129030 | 10950 | [6 empty] | 40917.19 | 40917.1887 | 31.2217 |  | 40917.1887 | 43616.2598 | 19.7947 | 25941.6918 |  |  | 9000.0003 | -5975.4966
Solar | Utility Solar | New Solar | KPCo Retire 2040, no CO2 | 0 | KPCo | KPCo | Renewable:Solar PV | S32 | 2041 | 30 | 600 | 162 | 26.5789 | 1310.5383 | 24.9341 |  | 86448.576 |  | 129030 | 10950 | [6 empty] | 40383.81 | 40383.8071 | 30.8147 |  | 40383.8071 | 43047.6902 | 19.7947 | 25941.6918 |  |  | 9000.0003 | -5442.115
Solar | Utility Solar | New Solar | KPCo Retire 2040, no CO2 | 0 | KPCo | KPCo | Renewable:Solar PV | S33 | 2041 | 15 | 300 | 81 | 26.5789 | 655.2691 | 24.9341 |  | 43224.288 |  | 64515 | 5475 | [6 empty] | 19927.39 | 19927.3912 | 30.411 |  | 19927.3912 | 21241.8846 | 19.7947 | 12970.8459 |  |  | 4500.0001 | -2456.5452
Solar | Utility Solar | New Solar | KPCo Retire 2040, no CO2 | 0 | KPCo | KPCo | Renewable:Solar PV | S34 | 2041 | 1 | 20 | 5.4 | 26.5789 | 43.6846 | 24.9341 |  | 2881.6193 |  | 4301 | 365 | [6 empty] | 1311 | 1311.0021 | 30.0106 |  | 1311.0021 | 1397.4813 | 19.7947 | 864.723 |  |  | 300 | -146.2791
Solar | Utility Solar | New Solar | KPCo Retire 2040, no CO2 | 0 | KPCo | KPCo | Renewable:Solar PV | S38 | 2041 | 1 | 20 | 5.4 | 26.5789 | 43.6846 | 24.9341 |  | 2881.6193 |  | 4301 | 365 | [6 empty] | 1242.44 | 1242.4434 | 28.4412 |  | 1242.4434 | 1324.4001 | 19.7947 | 864.723 |  |  | 300 | -77.7203
Solar | Utility Solar | New Solar | KPCo Retire 2040, no CO2 | 0 | KPCo | KPCo | Renewable:Solar PV | S40 | 2041 | 1 | 20 | 5.4 | 26.5789 | 43.6846 | 24.9341 |  | 2881.6193 |  | 4301 | 365 | [6 empty] | 1208.98 | 1208.9823 | 27.6752 |  | 1208.9823 | 1288.7319 | 19.7947 | 864.723 |  |  | 300 | -44.2593
Solar | Utility Solar | New Solar | KPCo Retire 2040, no CO2 | 0 | KPCo | KPCo | Renewable:Solar PV | S41 | 2041 | 20 | 400 | 108 | 26.5789 | 873.6922 | 24.9341 |  | 57632.3828 |  | 86020 | 7300 | [6 empty] | 23849.02 | 23849.0178 | 27.2968 |  | 23849.0178 | 25422.1998 | 19.7947 | 17294.4616 |  |  | 6000.0006 | -554.5556
Capacity Only PPA | Capacity Only PPA |  | KPCo Retire 2040, no CO2 | 0 | KPCo | KPCo | Other:Other | PPA_41 | 2041 | 6 | 300 | 300 | 0 | [16 empty] | 30531.9609 | 30531.9609 | 30531.9609 |  |  |  |  | 16666.6672 | -13865.2938
Gas | Gas |  | KPCo Retire 2040, no CO2 | 0 | KPCo | KPCo | Gas/Oil:Combustion Turbine | KPCo CT | 2041 | 1 | 125 | 125 | 87.4576 | [16 empty] | 1472.9479 | 1472.9479 | 1472.9479 |  |  |  |  | 6944.4447 | 5471.4967
Solar | Utility Solar | New Solar | KPCo Retire 2040, no CO2 | 0 | KPCo | KPCo | Renewable:Solar PV | S23 | 2042 | 5 | 100 | 64 | 26.5391 | 218.292 | 24.9192 |  | 14190.8551 |  | 21250 | 1825 | [6 empty] | 10542.97 | 10542.973 | 48.2976 |  | 10542.973 | 11228.3572 | 18.3166 | 3998.3591 |  |  | 3555.5557 | -2989.0582
Solar | Utility Solar | New Solar | KPCo Retire 2040, no CO2 | 0 | KPCo | KPCo | Renewable:Solar PV | S31 | 2042 | 30 | 600 | 162 | 26.5391 | 1309.7519 | 24.9192 |  | 85145.1322 |  | 127500 | 10950 | [6 empty] | 41792.27 | 41792.2739 | 31.9085 |  | 41792.2739 | 44509.1292 | 18.3166 | 23990.1539 |  |  | 9000.0003 | -8802.1197
Solar | Utility Solar | New Solar | KPCo Retire 2040, no CO2 | 0 | KPCo | KPCo | Renewable:Solar PV | S32 | 2042 | 30 | 600 | 162 | 26.5391 | 1309.7519 | 24.9192 |  | 85145.1322 |  | 127500 | 10950 | [6 empty] | 41247.48 | 41247.4839 | 31.4926 |  | 41247.4839 | 43928.923 | 18.3166 | 23990.1539 |  |  | 9000.0003 | -8257.3297
Solar | Utility Solar | New Solar | KPCo Retire 2040, no CO2 | 0 | KPCo | KPCo | Renewable:Solar PV | S33 | 2042 | 15 | 300 | 81 | 26.5391 | 654.8759 | 24.9192 |  | 42572.5661 |  | 63750 | 5475 | [6 empty] | 20353.57 | 20353.5728 | 31.08 |  | 20353.5728 | 21676.7302 | 18.3166 | 11995.077 |  |  | 4500.0001 | -3858.4957
Solar | Utility Solar | New Solar | KPCo Retire 2040, no CO2 | 0 | KPCo | KPCo | Renewable:Solar PV | S34 | 2042 | 1 | 20 | 5.4 | 26.5391 | 43.6584 | 24.9192 |  | 2838.1712 |  | 4250 | 365 | [6 empty] | 1339.04 | 1339.0402 | 30.6708 |  | 1339.0402 | 1426.0893 | 18.3166 | 799.6718 |  |  | 300 | -239.3683
Solar | Utility Solar | New Solar | KPCo Retire 2040, no CO2 | 0 | KPCo | KPCo | Renewable:Solar PV | S38 | 2042 | 1 | 20 | 5.4 | 26.5391 | 43.6584 | 24.9192 |  | 2838.1712 |  | 4250 | 365 | [6 empty] | 1269.02 | 1269.0151 | 29.0669 |  | 1269.0151 | 1351.5121 | 18.3166 | 799.6718 |  |  | 300 | -169.3433
Solar | Utility Solar | New Solar | KPCo Retire 2040, no CO2 | 0 | KPCo | KPCo | Renewable:Solar PV | S40 | 2042 | 1 | 20 | 5.4 | 26.5391 | 43.6584 | 24.9192 |  | 2838.1712 |  | 4250 | 365 | [6 empty] | 1234.84 | 1234.8385 | 28.2841 |  | 1234.8385 | 1315.1137 | 18.3166 | 799.6718 |  |  | 300 | -135.1667
Solar | Utility Solar | New Solar | KPCo Retire 2040, no CO2 | 0 | KPCo | KPCo | Renewable:Solar PV | S41 | 2042 | 20 | 400 | 108 | 26.5391 | 873.168 | 24.9192 |  | 56763.4203 |  | 85000 | 7300 | [6 empty] | 24359.07 | 24359.0707 | 27.8973 |  | 24359.0707 | 25942.6202 | 18.3166 | 15993.4363 |  |  | 6000.0006 | -2365.6337
Capacity Only PPA | Capacity Only PPA |  | KPCo Retire 2040, no CO2 | 0 | KPCo | KPCo | Other:Other | PPA_42 | 2042 | 6 | 300 | 300 | 0 | [16 empty] | 31065.8086 | 31065.8086 | 31065.8086 |  |  |  |  | 16666.6672 | -14399.1414
Gas | Gas |  | KPCo Retire 2040, no CO2 | 0 | KPCo | KPCo | Gas/Oil:Combustion Turbine | KPCo CT | 2042 | 1 | 125 | 125 | 87.4576 | [16 empty] | 1505.3526 | 1505.3526 | 1505.3526 |  |  |  |  | 6944.4447 | 5439.092
Solar | Utility Solar | New Solar | KPCo Retire 2040, no CO2 | 0 | KPCo | KPCo | Renewable:Solar PV | S23 | 2043 | 5 | 100 | 64 | 26.5806 | 218.5739 | 24.9514 |  | 14272.2802 |  | 21235 | 1825 | [6 empty] | 10788.83 | 10788.8317 | 49.3601 |  | 10788.8317 | 11493.313 | 19.0685 | 4167.8718 |  |  | 3555.5557 | -3065.4042
Solar | Utility Solar | New Solar | KPCo Retire 2040, no CO2 | 0 | KPCo | KPCo | Renewable:Solar PV | S31 | 2043 | 30 | 600 | 162 | 26.5806 | 1311.4432 | 24.9514 |  | 85633.6812 |  | 127410 | 10950 | [6 empty] | 42766.85 | 42766.8535 | 32.6105 |  | 42766.8535 | 45559.4102 | 19.0685 | 25007.2291 |  |  | 9000.0003 | -8759.6241
Solar | Utility Solar | New Solar | KPCo Retire 2040, no CO2 | 0 | KPCo | KPCo | Renewable:Solar PV | S32 | 2043 | 30 | 600 | 162 | 26.5806 | 1311.4432 | 24.9514 |  | 85633.6812 |  | 127410 | 10950 | [6 empty] | 42209.36 | 42209.3613 | 32.1854 |  | 42209.3613 | 44965.5129 | 19.0685 | 25007.2291 |  |  | 9000.0003 | -8202.1319
Solar | Utility Solar | New Solar | KPCo Retire 2040, no CO2 | 0 | KPCo | KPCo | Renewable:Solar PV | S33 | 2043 | 15 | 300 | 81 | 26.5806 | 655.7216 | 24.9514 |  | 42816.8406 |  | 63705 | 5475 | [6 empty] | 20828.21 | 20828.2098 | 31.7638 |  | 20828.2098 | 22188.235 | 19.0685 | 12503.6146 |  |  | 4500.0001 | -3824.5951
Solar | Utility Solar | New Solar | KPCo Retire 2040, no CO2 | 0 | KPCo | KPCo | Renewable:Solar PV | S34 | 2043 | 1 | 20 | 5.4 | 26.5806 | 43.7148 | 24.9514 |  | 2854.4559 |  | 4247 | 365 | [6 empty] | 1370.27 | 1370.266 | 31.3456 |  | 1370.266 | 1459.7406 | 19.0685 | 833.5743 |  |  | 300 | -236.6916
Solar | Utility Solar | New Solar | KPCo Retire 2040, no CO2 | 0 | KPCo | KPCo | Renewable:Solar PV | S38 | 2043 | 1 | 20 | 5.4 | 26.5806 | 43.7148 | 24.9514 |  | 2854.4559 |  | 4247 | 365 | [6 empty] | 1298.61 | 1298.608 | 29.7064 |  | 1298.608 | 1383.4036 | 19.0685 | 833.5743 |  |  | 300 | -165.0337
Solar | Utility Solar | New Solar | KPCo Retire 2040, no CO2 | 0 | KPCo | KPCo | Renewable:Solar PV | S40 | 2043 | 1 | 20 | 5.4 | 26.5806 | 43.7148 | 24.9514 |  | 2854.4559 |  | 4247 | 365 | [6 empty] | 1263.63 | 1263.6345 | 28.9064 |  | 1263.6345 | 1346.1464 | 19.0685 | 833.5743 |  |  | 300 | -130.0601
Solar | Utility Solar | New Solar | KPCo Retire 2040, no CO2 | 0 | KPCo | KPCo | Renewable:Solar PV | S41 | 2043 | 20 | 400 | 108 | 26.5806 | 874.2955 | 24.9514 |  | 57089.1207 |  | 84940 | 7300 | [6 empty] | 24927.12 | 24927.1152 | 28.5111 |  | 24927.1152 | 26554.7867 | 19.0685 | 16671.4874 |  |  | 6000.0006 | -2255.6272
Capacity Only PPA | Capacity Only PPA |  | KPCo Retire 2040, no CO2 | 0 | KPCo | KPCo | Other:Other | PPA_43 | 2043 | 6 | 300 | 300 | 0 | [16 empty] | 31599.2109 | 31599.2109 | 31599.2109 |  |  |  |  | 16666.6672 | -14932.5438
Gas | Gas |  | KPCo Retire 2040, no CO2 | 0 | KPCo | KPCo | Gas/Oil:Combustion Turbine | KPCo CT | 2043 | 1 | 125 | 125 | 87.4576 | [16 empty] | 1538.4703 | 1538.4703 | 1538.4703 |  |  |  |  | 6944.4447 | 5405.9744
Solar | Utility Solar | New Solar | KPCo Retire 2040, no CO2 | 0 | KPCo | KPCo | Renewable:Solar PV | S23 | 2044 | 5 | 100 | 64 | 26.5189 | 212.5636 | 24.199 |  | 20378.4259 |  | 21365 | 1830 | [6 empty] | 10722.99 | 10722.9913 | 50.446 |  | 10722.9913 | 11751.0018 | 15.6369 | 3323.8365 |  |  | 10666.667 | 3267.5122
Solar | Utility Solar | New Solar | KPCo Retire 2040, no CO2 | 0 | KPCo | KPCo | Renewable:Solar PV | S31 | 2044 | 30 | 600 | 162 | 26.5189 | 1275.3815 | 24.199 |  | 122270.552 |  | 128190 | 10980 | [6 empty] | 42505.86 | 42505.8611 | 33.328 |  | 42505.8611 | 46580.8889 | 15.6369 | 19943.0184 |  |  | 27000.0008 | 4437.1582
Solar | Utility Solar | New Solar | KPCo Retire 2040, no CO2 | 0 | KPCo | KPCo | Renewable:Solar PV | S32 | 2044 | 30 | 600 | 162 | 26.5189 | 1275.3815 | 24.199 |  | 122270.552 |  | 128190 | 10980 | [6 empty] | 41951.77 | 41951.7673 | 32.8935 |  | 41951.7673 | 45973.6785 | 15.6369 | 19943.0184 |  |  | 27000.0008 | 4991.2519
Solar | Utility Solar | New Solar | KPCo Retire 2040, no CO2 | 0 | KPCo | KPCo | Renewable:Solar PV | S33 | 2044 | 15 | 300 | 81 | 26.5189 | 637.6907 | 24.199 |  | 61135.276 |  | 64095 | 5490 | [6 empty] | 20701.1 | 20701.1034 | 32.4626 |  | 20701.1034 | 22685.7128 | 15.6369 | 9971.5092 |  |  | 13500.0004 | 2770.4062
Solar | Utility Solar | New Solar | KPCo Retire 2040, no CO2 | 0 | KPCo | KPCo | Renewable:Solar PV | S34 | 2044 | 1 | 20 | 5.4 | 26.5189 | 42.5127 | 24.199 |  | 4075.6853 |  | 4273 | 366 | [6 empty] | 1361.9 | 1361.9038 | 32.0352 |  | 1361.9038 | 1492.4692 | 15.6369 | 664.7673 |  |  | 900 | 202.8635
Solar | Utility Solar | New Solar | KPCo Retire 2040, no CO2 | 0 | KPCo | KPCo | Renewable:Solar PV | S38 | 2044 | 1 | 20 | 5.4 | 26.5189 | 42.5127 | 24.199 |  | 4075.6853 |  | 4273 | 366 | [6 empty] | 1290.68 | 1290.6831 | 30.3599 |  | 1290.6831 | 1414.4206 | 15.6369 | 664.7673 |  |  | 900 | 274.0843
Solar | Utility Solar | New Solar | KPCo Retire 2040, no CO2 | 0 | KPCo | KPCo | Renewable:Solar PV | S40 | 2044 | 1 | 20 | 5.4 | 26.5189 | 42.5127 | 24.199 |  | 4075.6853 |  | 4273 | 366 | [6 empty] | 1255.92 | 1255.923 | 29.5423 |  | 1255.923 | 1376.3281 | 15.6369 | 664.7673 |  |  | 900 | 308.8443
Solar | Utility Solar | New Solar | KPCo Retire 2040, no CO2 | 0 | KPCo | KPCo | Renewable:Solar PV | S41 | 2044 | 20 | 400 | 108 | 26.5189 | 850.2543 | 24.199 |  | 81513.7037 |  | 85460 | 7320 | [6 empty] | 24774.99 | 24774.9932 | 29.1383 |  | 24774.9932 | 27150.1677 | 15.6369 | 13295.346 |  |  | 18000.0018 | 6520.3546
Solar | Utility Solar | New Solar | KPCo Retire 2040, no CO2 | 0 | KPCo | KPCo | Renewable:Solar PV | S44 | 2044 | 6 | 120 | 32.4 | 26.5189 | 255.0763 | 24.199 |  | 24454.1111 |  | 25638 | 2196 | [6 empty] | 7128.22 | 7128.2199 | 27.9454 |  | 7128.2199 | 7811.6005 | 15.6369 | 3988.6037 |  |  | 5400.0004 | 2260.3843
Capacity Only PPA | Capacity Only PPA |  | KPCo Retire 2040, no CO2 | 0 | KPCo | KPCo | Other:Other | PPA_44 | 2044 | 5 | 250 | 250 | 0 | [16 empty] | 26773.8984 | 26773.8984 | 26773.8984 |  |  |  |  | 41666.6679 | 14892.7695
Gas | Gas |  | KPCo Retire 2040, no CO2 | 0 | KPCo | KPCo | Gas/Oil:Combustion Turbine | KPCo CT | 2044 | 1 | 125 | 125 | 87.4693 | [16 empty] | 1572.3166 | 1572.3166 | 1572.3166 |  |  |  |  | 20833.334 | 19261.0174
Solar | Utility Solar | New Solar | KPCo Retire 2040, no CO2 | 0 | KPCo | KPCo | Renewable:Solar PV | S23 | 2045 | 5 | 100 | 64 | 26.5727 | 212.1768 | 24.2211 |  | 20599.8322 |  | 21470 | 1825 | [6 empty] | 10938.95 | 10938.9537 | 51.5559 |  | 10938.9537 | 12000.9957 | 15.4212 | 3272.0163 |  |  | 10666.667 | 2999.7296
Solar | Utility Solar | New Solar | KPCo Retire 2040, no CO2 | 0 | KPCo | KPCo | Renewable:Solar PV | S31 | 2045 | 30 | 600 | 162 | 26.5727 | 1273.0606 | 24.2211 |  | 123598.9896 |  | 128820 | 10950 | [6 empty] | 43361.94 | 43361.9358 | 34.0612 |  | 43361.9358 | 47571.8608 | 15.4212 | 19632.0979 |  |  | 27000.0008 | 3270.1629
Solar | Utility Solar | New Solar | KPCo Retire 2040, no CO2 | 0 | KPCo | KPCo | Renewable:Solar PV | S32 | 2045 | 30 | 600 | 162 | 26.5727 | 1273.0606 | 24.2211 |  | 123598.9896 |  | 128820 | 10950 | [6 empty] | 42796.68 | 42796.6833 | 33.6172 |  | 42796.6833 | 46951.7271 | 15.4212 | 19632.0979 |  |  | 27000.0008 | 3835.4153
Solar | Utility Solar | New Solar | KPCo Retire 2040, no CO2 | 0 | KPCo | KPCo | Renewable:Solar PV | S33 | 2045 | 15 | 300 | 81 | 26.5727 | 636.5303 | 24.2211 |  | 61799.4948 |  | 64410 | 5475 | [6 empty] | 21118.03 | 21118.0253 | 33.1768 |  | 21118.0253 | 23168.3336 | 15.4212 | 9816.0489 |  |  | 13500.0004 | 2198.0241
Solar | Utility Solar | New Solar | KPCo Retire 2040, no CO2 | 0 | KPCo | KPCo | Renewable:Solar PV | S34 | 2045 | 1 | 20 | 5.4 | 26.5727 | 42.4354 | 24.2211 |  | 4119.9664 |  | 4294 | 365 | [6 empty] | 1389.33 | 1389.3328 | 32.74 |  | 1389.3328 | 1524.2203 | 15.4212 | 654.4032 |  |  | 900 | 165.0705
Solar | Utility Solar | New Solar | KPCo Retire 2040, no CO2 | 0 | KPCo | KPCo | Renewable:Solar PV | S38 | 2045 | 1 | 20 | 5.4 | 26.5727 | 42.4354 | 24.2211 |  | 4119.9664 |  | 4294 | 365 | [6 empty] | 1316.68 | 1316.6777 | 31.0278 |  | 1316.6777 | 1444.5113 | 15.4212 | 654.4032 |  |  | 900 | 237.7256
Solar | Utility Solar | New Solar | KPCo Retire 2040, no CO2 | 0 | KPCo | KPCo | Renewable:Solar PV | S40 | 2045 | 1 | 20 | 5.4 | 26.5727 | 42.4354 | 24.2211 |  | 4119.9664 |  | 4294 | 365 | [6 empty] | 1281.22 | 1281.2174 | 30.1922 |  | 1281.2174 | 1405.6083 | 15.4212 | 654.4032 |  |  | 900 | 273.1858
Solar | Utility Solar | New Solar | KPCo Retire 2040, no CO2 | 0 | KPCo | KPCo | Renewable:Solar PV | S41 | 2045 | 20 | 400 | 108 | 26.5727 | 848.7071 | 24.2211 |  | 82399.3287 |  | 85880 | 7300 | [6 empty] | 25273.96 | 25273.965 | 29.7794 |  | 25273.965 | 27727.7668 | 15.4212 | 13088.0653 |  |  | 18000.0018 | 5814.1022
Solar | Utility Solar | New Solar | KPCo Retire 2040, no CO2 | 0 | KPCo | KPCo | Renewable:Solar PV | S44 | 2045 | 6 | 120 | 32.4 | 26.5727 | 254.6121 | 24.2211 |  | 24719.7979 |  | 25764 | 2190 | [6 empty] | 7271.78 | 7271.7823 | 28.5602 |  | 7271.7823 | 7977.786 | 15.4212 | 3926.4195 |  |  | 5400.0004 | 2054.6376
Capacity Only PPA | Capacity Only PPA |  | KPCo Retire 2040, no CO2 | 0 | KPCo | KPCo | Other:Other | PPA_45 | 2045 | 5 | 250 | 250 | 0 | [16 empty] | 27212.6514 | 27212.6514 | 27212.6514 |  |  |  |  | 41666.6679 | 14454.0166
Gas | Gas |  | KPCo Retire 2040, no CO2 | 0 | KPCo | KPCo | Gas/Oil:Combustion Turbine | KPCo CT | 2045 | 1 | 125 | 125 | 87.4577 | [16 empty] | 1606.9074 | 1606.9074 | 1606.9074 |  |  |  |  | 20833.334 | 19226.4266
Solar | Utility Solar | New Solar | KPCo Retire 2040, no CO2 | 0 | KPCo | KPCo | Renewable:Solar PV | S23 | 2046 | 5 | 100 | 64 | 26.5541 | 212.1836 | 24.2219 |  | 20430.0555 |  | 21465 | 1825 | [6 empty] | 11179.97 | 11179.9698 | 52.6901 |  | 11179.9698 | 12256.4304 | 17.9146 | 3801.1806 |  |  | 10666.667 | 3287.8777
Solar | Utility Solar | New Solar | KPCo Retire 2040, no CO2 | 0 | KPCo | KPCo | Renewable:Solar PV | S31 | 2046 | 30 | 600 | 162 | 26.5541 | 1273.1017 | 24.2219 |  | 122580.332 |  | 128790 | 10950 | [6 empty] | 44317.32 | 44317.3201 | 34.8105 |  | 44317.3201 | 48584.4077 | 17.9146 | 22807.0843 |  |  | 27000.0008 | 5489.765
Solar | Utility Solar | New Solar | KPCo Retire 2040, no CO2 | 0 | KPCo | KPCo | Renewable:Solar PV | S32 | 2046 | 30 | 600 | 162 | 26.5541 | 1273.1017 | 24.2219 |  | 122580.332 |  | 128790 | 10950 | [6 empty] | 43739.61 | 43739.6135 | 34.3567 |  | 43739.6135 | 47951.0715 | 17.9146 | 22807.0843 |  |  | 27000.0008 | 6067.4716
Solar | Utility Solar | New Solar | KPCo Retire 2040, no CO2 | 0 | KPCo | KPCo | Renewable:Solar PV | S33 | 2046 | 15 | 300 | 81 | 26.5541 | 636.5508 | 24.2219 |  | 61290.166 |  | 64395 | 5475 | [6 empty] | 21583.32 | 21583.3171 | 33.9067 |  | 21583.3171 | 23661.4608 | 17.9146 | 11403.5421 |  |  | 13500.0004 | 3320.2254
Solar | Utility Solar | New Solar | KPCo Retire 2040, no CO2 | 0 | KPCo | KPCo | Renewable:Solar PV | S34 | 2046 | 1 | 20 | 5.4 | 26.5541 | 42.4367 | 24.2219 |  | 4086.0111 |  | 4293 | 365 | [6 empty] | 1419.94 | 1419.9438 | 33.4603 |  | 1419.9438 | 1556.6627 | 17.9146 | 760.2361 |  |  | 900 | 240.2924
Solar | Utility Solar | New Solar | KPCo Retire 2040, no CO2 | 0 | KPCo | KPCo | Renewable:Solar PV | S38 | 2046 | 1 | 20 | 5.4 | 26.5541 | 42.4367 | 24.2219 |  | 4086.0111 |  | 4293 | 365 | [6 empty] | 1345.69 | 1345.6878 | 31.7105 |  | 1345.6878 | 1475.2571 | 17.9146 | 760.2361 |  |  | 900 | 314.5484
Solar | Utility Solar | New Solar | KPCo Retire 2040, no CO2 | 0 | KPCo | KPCo | Renewable:Solar PV | S40 | 2046 | 1 | 20 | 5.4 | 26.5541 | 42.4367 | 24.2219 |  | 4086.0111 |  | 4293 | 365 | [6 empty] | 1309.45 | 1309.4463 | 30.8564 |  | 1309.4463 | 1435.5261 | 17.9146 | 760.2361 |  |  | 900 | 350.7899
Solar | Utility Solar | New Solar | KPCo Retire 2040, no CO2 | 0 | KPCo | KPCo | Renewable:Solar PV | S41 | 2046 | 20 | 400 | 108 | 26.5541 | 848.7344 | 24.2219 |  | 81720.222 |  | 85860 | 7300 | [6 empty] | 25830.82 | 25830.8239 | 30.4345 |  | 25830.8239 | 28317.9401 | 17.9146 | 15204.7222 |  |  | 18000.0018 | 7373.9002
Solar | Utility Solar | New Solar | KPCo Retire 2040, no CO2 | 0 | KPCo | KPCo | Renewable:Solar PV | S44 | 2046 | 6 | 120 | 32.4 | 26.5541 | 254.6203 | 24.2219 |  | 24516.0661 |  | 25758 | 2190 | [6 empty] | 7432 | 7432.0005 | 29.1886 |  | 7432.0005 | 8147.5894 | 17.9146 | 4561.4168 |  |  | 5400.0004 | 2529.4168
Capacity Only PPA | Capacity Only PPA |  | KPCo Retire 2040, no CO2 | 0 | KPCo | KPCo | Other:Other | PPA_46 | 2046 | 5 | 250 | 250 | 0 | [16 empty] | 27651.8496 | 27651.8496 | 27651.8496 |  |  |  |  | 41666.6679 | 14014.8183
Gas | Gas |  | KPCo Retire 2040, no CO2 | 0 | KPCo | KPCo | Gas/Oil:Combustion Turbine | KPCo CT | 2046 | 1 | 125 | 125 | 87.4577 | [16 empty] | 1642.2592 | 1642.2592 | 1642.2592 |  |  |  |  | 20833.334 | 19191.0748
Solar | Utility Solar | New Solar | KPCo Retire 2040, no CO2 | 0 | KPCo | KPCo | Renewable:Solar PV | S23 | 2047 | 5 | 100 | 64 | 26.5789 | 212.2655 | 24.2312 |  | 20565.6269 |  | 21505 | 1825 | [6 empty] | 11430.34 | 11430.3406 | 53.8493 |  | 11430.3406 | 12537.7843 | 16.5887 | 3521.2071 |  |  | 10666.667 | 2757.5335
Solar | Utility Solar | New Solar | KPCo Retire 2040, no CO2 | 0 | KPCo | KPCo | Renewable:Solar PV | S31 | 2047 | 30 | 600 | 162 | 26.5789 | 1273.5931 | 24.2312 |  | 123393.7623 |  | 129030 | 10950 | [6 empty] | 45309.79 | 45309.7903 | 35.5763 |  | 45309.7903 | 49699.6912 | 16.5887 | 21127.2432 |  |  | 27000.0008 | 2817.4537
Solar | Utility Solar | New Solar | KPCo Retire 2040, no CO2 | 0 | KPCo | KPCo | Renewable:Solar PV | S32 | 2047 | 30 | 600 | 162 | 26.5789 | 1273.5931 | 24.2312 |  | 123393.7623 |  | 129030 | 10950 | [6 empty] | 44719.14 | 44719.1436 | 35.1126 |  | 44719.1436 | 49051.8179 | 16.5887 | 21127.2432 |  |  | 27000.0008 | 3408.1004
Solar | Utility Solar | New Solar | KPCo Retire 2040, no CO2 | 0 | KPCo | KPCo | Renewable:Solar PV | S33 | 2047 | 15 | 300 | 81 | 26.5789 | 636.7965 | 24.2312 |  | 61696.8812 |  | 64515 | 5475 | [6 empty] | 22066.67 | 22066.6659 | 34.6526 |  | 22066.6659 | 24204.6244 | 16.5887 | 10563.6216 |  |  | 13500.0004 | 1996.9561
Solar | Utility Solar | New Solar | KPCo Retire 2040, no CO2 | 0 | KPCo | KPCo | Renewable:Solar PV | S34 | 2047 | 1 | 20 | 5.4 | 26.5789 | 42.4531 | 24.2312 |  | 4113.1253 |  | 4301 | 365 | [6 empty] | 1451.74 | 1451.7428 | 34.1964 |  | 1451.7428 | 1592.3969 | 16.5887 | 704.2415 |  |  | 900 | 152.4987
Solar | Utility Solar | New Solar | KPCo Retire 2040, no CO2 | 0 | KPCo | KPCo | Renewable:Solar PV | S38 | 2047 | 1 | 20 | 5.4 | 26.5789 | 42.4531 | 24.2312 |  | 4113.1253 |  | 4301 | 365 | [6 empty] | 1375.82 | 1375.8239 | 32.4081 |  | 1375.8239 | 1509.1225 | 16.5887 | 704.2415 |  |  | 900 | 228.4176
Solar | Utility Solar | New Solar | KPCo Retire 2040, no CO2 | 0 | KPCo | KPCo | Renewable:Solar PV | S40 | 2047 | 1 | 20 | 5.4 | 26.5789 | 42.4531 | 24.2312 |  | 4113.1253 |  | 4301 | 365 | [6 empty] | 1338.77 | 1338.7707 | 31.5353 |  | 1338.7707 | 1468.4792 | 16.5887 | 704.2415 |  |  | 900 | 265.4708
Solar | Utility Solar | New Solar | KPCo Retire 2040, no CO2 | 0 | KPCo | KPCo | Renewable:Solar PV | S41 | 2047 | 20 | 400 | 108 | 26.5789 | 849.0621 | 24.2312 |  | 82262.5078 |  | 86020 | 7300 | [6 empty] | 26409.29 | 26409.2931 | 31.1041 |  | 26409.2931 | 28967.9918 | 16.5887 | 14084.8284 |  |  | 18000.0018 | 5675.5372
Solar | Utility Solar | New Solar | KPCo Retire 2040, no CO2 | 0 | KPCo | KPCo | Renewable:Solar PV | S44 | 2047 | 6 | 120 | 32.4 | 26.5789 | 254.7186 | 24.2312 |  | 24678.7518 |  | 25806 | 2190 | [6 empty] | 7598.44 | 7598.437 | 29.8307 |  | 7598.437 | 8334.6217 | 16.5887 | 4225.4486 |  |  | 5400.0004 | 2027.012
Capacity Only PPA | Capacity Only PPA |  | KPCo Retire 2040, no CO2 | 0 | KPCo | KPCo | Other:Other | PPA_47 | 2047 | 5 | 250 | 250 | 0 | [16 empty] | 28089.9258 | 28089.9258 | 28089.9258 |  |  |  |  | 41666.6679 | 13576.7422
Gas | Gas |  | KPCo Retire 2040, no CO2 | 0 | KPCo | KPCo | Gas/Oil:Combustion Turbine | KPCo CT | 2047 | 1 | 125 | 125 | 87.4576 | [16 empty] | 1678.3889 | 1678.3889 | 1678.3889 |  |  |  |  | 20833.334 | 19154.9451
Solar | Utility Solar | New Solar | KPCo Retire 2040, no CO2 | 0 | KPCo | KPCo | Renewable:Solar PV | S23 | 2048 | 5 | 100 | 64 | 26.5303 | 212.5845 | 24.2013 |  | 20457.2612 |  | 21460 | 1830 | [6 empty] | 11699.36 | 11699.364 | 55.0339 |  | 11699.364 | 12825.2084 | 18.6936 | 3973.9677 |  |  | 7111.1113 | -614.285
Solar | Utility Solar | New Solar | KPCo Retire 2040, no CO2 | 0 | KPCo | KPCo | Renewable:Solar PV | S31 | 2048 | 30 | 600 | 162 | 26.5303 | 1275.5073 | 24.2013 |  | 122743.5662 |  | 128760 | 10980 | [6 empty] | 46376.2 | 46376.196 | 36.359 |  | 46376.196 | 50839.0344 | 18.6936 | 23843.8053 |  |  | 18000.0005 | -4532.3902
Solar | Utility Solar | New Solar | KPCo Retire 2040, no CO2 | 0 | KPCo | KPCo | Renewable:Solar PV | S32 | 2048 | 30 | 600 | 162 | 26.5303 | 1275.5073 | 24.2013 |  | 122743.5662 |  | 128760 | 10980 | [6 empty] | 45771.65 | 45771.6501 | 35.8851 |  | 45771.6501 | 50176.3127 | 18.6936 | 23843.8053 |  |  | 18000.0005 | -3927.8443
Solar | Utility Solar | New Solar | KPCo Retire 2040, no CO2 | 0 | KPCo | KPCo | Renewable:Solar PV | S33 | 2048 | 15 | 300 | 81 | 26.5303 | 637.7536 | 24.2013 |  | 61371.7831 |  | 64380 | 5490 | [6 empty] | 22586.03 | 22586.0253 | 35.415 |  | 22586.0253 | 24759.505 | 18.6936 | 11921.9026 |  |  | 9000.0003 | -1664.1223
Solar | Utility Solar | New Solar | KPCo Retire 2040, no CO2 | 0 | KPCo | KPCo | Renewable:Solar PV | S34 | 2048 | 1 | 20 | 5.4 | 26.5303 | 42.5169 | 24.2013 |  | 4091.4523 |  | 4292 | 366 | [6 empty] | 1485.91 | 1485.9109 | 34.9487 |  | 1485.9109 | 1628.9019 | 18.6936 | 794.7935 |  |  | 600 | -91.1173
Solar | Utility Solar | New Solar | KPCo Retire 2040, no CO2 | 0 | KPCo | KPCo | Renewable:Solar PV | S38 | 2048 | 1 | 20 | 5.4 | 26.5303 | 42.5169 | 24.2013 |  | 4091.4523 |  | 4292 | 366 | [6 empty] | 1408.21 | 1408.2054 | 33.1211 |  | 1408.2054 | 1543.7186 | 18.6936 | 794.7935 |  |  | 600 | -13.4119
Solar | Utility Solar | New Solar | KPCo Retire 2040, no CO2 | 0 | KPCo | KPCo | Renewable:Solar PV | S40 | 2048 | 1 | 20 | 5.4 | 26.5303 | 42.5169 | 24.2013 |  | 4091.4523 |  | 4292 | 366 | [6 empty] | 1370.28 | 1370.28 | 32.2291 |  | 1370.28 | 1502.1437 | 18.6936 | 794.7935 |  |  | 600 | 24.5135
Solar | Utility Solar | New Solar | KPCo Retire 2040, no CO2 | 0 | KPCo | KPCo | Renewable:Solar PV | S41 | 2048 | 20 | 400 | 108 | 26.5303 | 850.3381 | 24.2013 |  | 81829.0448 |  | 85840 | 7320 | [6 empty] | 27030.86 | 27030.8599 | 31.7884 |  | 27030.8599 | 29632.0719 | 18.6936 | 15895.8706 |  |  | 12000.0012 | 865.012
Solar | Utility Solar | New Solar | KPCo Retire 2040, no CO2 | 0 | KPCo | KPCo | Renewable:Solar PV | S44 | 2048 | 6 | 120 | 32.4 | 26.5303 | 255.1014 | 24.2013 |  | 24548.7129 |  | 25752 | 2196 | [6 empty] | 7777.27 | 7777.2739 | 30.487 |  | 7777.2739 | 8525.6899 | 18.6936 | 4768.7612 |  |  | 3600.0003 | 591.4875
Capacity Only PPA | Capacity Only PPA |  | KPCo Retire 2040, no CO2 | 0 | KPCo | KPCo | Other:Other | PPA_48 | 2048 | 5 | 250 | 250 | 0 | [16 empty] | 28534.626 | 28534.626 | 28534.626 |  |  |  |  | 27777.7786 | -756.8474
Gas | Gas |  | KPCo Retire 2040, no CO2 | 0 | KPCo | KPCo | Gas/Oil:Combustion Turbine | KPCo CT | 2048 | 1 | 125 | 125 | 87.4693 | [16 empty] | 1715.3134 | 1715.3134 | 1715.3134 |  |  |  |  | 13888.8893 | 12173.576
Solar | Utility Solar | New Solar | KPCo Retire 2040, no CO2 | 0 | KPCo | KPCo | Renewable:Solar PV | S23 | 2049 | 5 | 100 | 64 | 26.574 | 212.1412 | 24.217 |  | 20647.5148 |  | 21190 | 1825 | [6 empty] | 11931.81 | 11931.8113 | 56.2447 |  | 11931.8113 | 13093.1244 | 19.0947 | 4050.7803 |  |  | 7111.1113 | -769.9196
Solar | Utility Solar | New Solar | KPCo Retire 2040, no CO2 | 0 | KPCo | KPCo | Renewable:Solar PV | S31 | 2049 | 30 | 600 | 162 | 26.574 | 1272.8469 | 24.217 |  | 123885.0859 |  | 127140 | 10950 | [6 empty] | 47297.62 | 47297.6165 | 37.1589 |  | 47297.6165 | 51901.0532 | 19.0947 | 24304.6816 |  |  | 18000.0005 | -4992.9343
Solar | Utility Solar | New Solar | KPCo Retire 2040, no CO2 | 0 | KPCo | KPCo | Renewable:Solar PV | S32 | 2049 | 30 | 600 | 162 | 26.574 | 1272.8469 | 24.217 |  | 123885.0859 |  | 127140 | 10950 | [6 empty] | 46681.06 | 46681.0623 | 36.6745 |  | 46681.0623 | 51224.4871 | 19.0947 | 24304.6816 |  |  | 18000.0005 | -4376.3801
Solar | Utility Solar | New Solar | KPCo Retire 2040, no CO2 | 0 | KPCo | KPCo | Renewable:Solar PV | S33 | 2049 | 15 | 300 | 81 | 26.574 | 636.4235 | 24.217 |  | 61942.5429 |  | 63570 | 5475 | [6 empty] | 23034.77 | 23034.7728 | 36.1941 |  | 23034.7728 | 25276.7296 | 19.0947 | 12152.3408 |  |  | 9000.0003 | -1882.4317
Solar | Utility Solar | New Solar | KPCo Retire 2040, no CO2 | 0 | KPCo | KPCo | Renewable:Solar PV | S34 | 2049 | 1 | 20 | 5.4 | 26.574 | 42.4282 | 24.217 |  | 4129.503 |  | 4238 | 365 | [6 empty] | 1515.43 | 1515.4337 | 35.7176 |  | 1515.4337 | 1662.9295 | 19.0947 | 810.1561 |  |  | 600 | -105.2776
Solar | Utility Solar | New Solar | KPCo Retire 2040, no CO2 | 0 | KPCo | KPCo | Renewable:Solar PV | S38 | 2049 | 1 | 20 | 5.4 | 26.574 | 42.4282 | 24.217 |  | 4129.503 |  | 4238 | 365 | [6 empty] | 1436.18 | 1436.184 | 33.8497 |  | 1436.184 | 1575.9666 | 19.0947 | 810.1561 |  |  | 600 | -26.0278
Solar | Utility Solar | New Solar | KPCo Retire 2040, no CO2 | 0 | KPCo | KPCo | Renewable:Solar PV | S40 | 2049 | 1 | 20 | 5.4 | 26.574 | 42.4282 | 24.217 |  | 4129.503 |  | 4238 | 365 | [6 empty] | 1397.51 | 1397.5052 | 32.9381 |  | 1397.5052 | 1533.5232 | 19.0947 | 810.1561 |  |  | 600 | 12.6509
Solar | Utility Solar | New Solar | KPCo Retire 2040, no CO2 | 0 | KPCo | KPCo | Renewable:Solar PV | S41 | 2049 | 20 | 400 | 108 | 26.574 | 848.5646 | 24.217 |  | 82590.0594 |  | 84760 | 7300 | [6 empty] | 27567.92 | 27567.92 | 32.4877 |  | 27567.92 | 30251.0819 | 19.0947 | 16203.1212 |  |  | 12000.0012 | 635.2024
Solar | Utility Solar | New Solar | KPCo Retire 2040, no CO2 | 0 | KPCo | KPCo | Renewable:Solar PV | S44 | 2049 | 6 | 120 | 32.4 | 26.574 | 254.5694 | 24.217 |  | 24777.0171 |  | 25428 | 2190 | [6 empty] | 7931.8 | 7931.7957 | 31.1577 |  | 7931.7957 | 8703.79 | 19.0947 | 4860.9364 |  |  | 3600.0003 | 529.141
Capacity Only PPA | Capacity Only PPA |  | KPCo Retire 2040, no CO2 | 0 | KPCo | KPCo | Other:Other | PPA_49 | 2049 | 5 | 250 | 250 | 0 | [16 empty] | 28986.3252 | 28986.3252 | 28986.3252 |  |  |  |  | 27777.7786 | -1208.5466
Gas | Gas |  | KPCo Retire 2040, no CO2 | 0 | KPCo | KPCo | Gas/Oil:Combustion Turbine | KPCo CT | 2049 | 1 | 125 | 125 | 87.4576 | [16 empty] | 1753.0499 | 1753.0499 | 1753.0499 |  |  |  |  | 13888.8893 | 12135.8394
Solar | Utility Solar | New Solar | KPCo Retire 2040, no CO2 | 0 | KPCo | KPCo | Renewable:Solar PV | S23 | 2050 | 5 | 100 | 64 | 26.5343 | 208.6896 | 23.823 |  | 23750.9002 |  | 21310 | 1825 | [6 empty] | 11995.91 | 11995.9108 | 57.4821 |  | 11995.9108 | 13361.1614 | 16.6007 | 3464.3965 |  |  | 10666.667 | 2135.1527
Solar | Utility Solar | New Solar | KPCo Retire 2040, no CO2 | 0 | KPCo | KPCo | Renewable:Solar PV | S31 | 2050 | 30 | 600 | 162 | 26.5343 | 1252.1378 | 23.823 |  | 142505.4028 |  | 127860 | 10950 | [6 empty] | 47551.7 | 47551.7029 | 37.9764 |  | 47551.7029 | 52963.5444 | 16.6007 | 20786.3798 |  |  | 27000.0008 | 234.6777
Solar | Utility Solar | New Solar | KPCo Retire 2040, no CO2 | 0 | KPCo | KPCo | Renewable:Solar PV | S32 | 2050 | 30 | 600 | 162 | 26.5343 | 1252.1378 | 23.823 |  | 142505.4028 |  | 127860 | 10950 | [6 empty] | 46931.84 | 46931.8367 | 37.4814 |  | 46931.8367 | 52273.1355 | 16.6007 | 20786.3798 |  |  | 27000.0008 | 854.5439
Solar | Utility Solar | New Solar | KPCo Retire 2040, no CO2 | 0 | KPCo | KPCo | Renewable:Solar PV | S33 | 2050 | 15 | 300 | 81 | 26.5343 | 626.0689 | 23.823 |  | 71252.7014 |  | 63930 | 5475 | [6 empty] | 23158.52 | 23158.5198 | 36.9904 |  | 23158.5198 | 25794.182 | 16.6007 | 10393.1899 |  |  | 13500.0004 | 734.6705
Solar | Utility Solar | New Solar | KPCo Retire 2040, no CO2 | 0 | KPCo | KPCo | Renewable:Solar PV | S34 | 2050 | 1 | 20 | 5.4 | 26.5343 | 41.7379 | 23.823 |  | 4750.18 |  | 4262 | 365 | [6 empty] | 1523.57 | 1523.5747 | 36.5034 |  | 1523.5747 | 1696.9722 | 16.6007 | 692.8793 |  |  | 900 | 69.3047
Solar | Utility Solar | New Solar | KPCo Retire 2040, no CO2 | 0 | KPCo | KPCo | Renewable:Solar PV | S38 | 2050 | 1 | 20 | 5.4 | 26.5343 | 41.7379 | 23.823 |  | 4750.18 |  | 4262 | 365 | [6 empty] | 1443.9 | 1443.8994 | 34.5944 |  | 1443.8994 | 1608.2291 | 16.6007 | 692.8793 |  |  | 900 | 148.9799
Solar | Utility Solar | New Solar | KPCo Retire 2040, no CO2 | 0 | KPCo | KPCo | Renewable:Solar PV | S40 | 2050 | 1 | 20 | 5.4 | 26.5343 | 41.7379 | 23.823 |  | 4750.18 |  | 4262 | 365 | [6 empty] | 1405.01 | 1405.0127 | 33.6627 |  | 1405.0127 | 1564.9168 | 16.6007 | 692.8793 |  |  | 900 | 187.8666
Solar | Utility Solar | New Solar | KPCo Retire 2040, no CO2 | 0 | KPCo | KPCo | Renewable:Solar PV | S41 | 2050 | 20 | 400 | 108 | 26.5343 | 834.7585 | 23.823 |  | 95003.6006 |  | 85240 | 7300 | [6 empty] | 27716.02 | 27716.0187 | 33.2024 |  | 27716.0187 | 30870.3698 | 16.6007 | 13857.586 |  |  | 18000.0018 | 4141.5691
Solar | Utility Solar | New Solar | KPCo Retire 2040, no CO2 | 0 | KPCo | KPCo | Renewable:Solar PV | S44 | 2050 | 6 | 120 | 32.4 | 26.5343 | 250.4276 | 23.823 |  | 28501.0801 |  | 25572 | 2190 | [6 empty] | 7974.41 | 7974.4059 | 31.8432 |  | 7974.4059 | 8881.97 | 16.6007 | 4157.2756 |  |  | 5400.0004 | 1582.87
Battery Storage | Battery Storage | New Paired Battery | KPCo Retire 2040, no CO2 | 0 | KPCo | KPCo | Storage:Battery | PB_50 | 2050 | 9 | 36 | 28.8 | 100 | [16 empty] | 4115.8531 | 4115.8531 | 4115.8531 |  |  |  |  | 4800.0003 | 684.1472
Solar | Utility Solar | New Paired Solar | KPCo Retire 2040, no CO2 | 0 | KPCo | KPCo | Renewable:Solar PV | PS_50 | 2050 | 3 | 60 | 16.2 | 26.5343 | 125.2138 | 23.823 |  | 14250.54 |  | 12786 | 1095 | [6 empty] | 2719.87 | 2719.8738 | 21.7218 |  | 2719.8738 | 3029.4216 | 16.6007 | 2078.6378 |  |  | 2700.0002 | 2058.7642
Capacity Only PPA | Capacity Only PPA |  | KPCo Retire 2040, no CO2 | 0 | KPCo | KPCo | Other:Other | PPA_50 | 2050 | 4 | 200 | 200 | 0 | [16 empty] | 23556.4424 | 23556.4424 | 23556.4424 |  |  |  |  | 33333.3344 | 9776.892
Gas | Gas |  | KPCo Retire 2040, no CO2 | 0 | KPCo | KPCo | Gas/Oil:Combustion Turbine | KPCo CT | 2050 | 1 | 125 | 125 | 87.4576 | [16 empty] | 1791.6172 | 1791.6172 | 1791.6172 |  |  |  |  | 20833.334 | 19041.7167
#N/A | #N/A
#N/A | #N/A
#N/A | #N/A
#N/A | #N/A
#N/A | #N/A
#N/A | #N/A
#N/A | #N/A
#N/A | #N/A
#N/A | #N/A
#N/A | #N/A
#N/A | #N/A
#N/A | #N/A
#N/A | #N/A
#N/A | #N/A
#N/A | #N/A
#N/A | #N/A
#N/A | #N/A
#N/A | #N/A
#N/A | #N/A
#N/A | #N/A
#N/A | #N/A
#N/A | #N/A
#N/A | #N/A
#N/A | #N/A
#N/A | #N/A
#N/A | #N/A
#N/A | #N/A
#N/A | #N/A
#N/A | #N/A
#N/A | #N/A
#N/A | #N/A
#N/A | #N/A
#N/A | #N/A
#N/A | #N/A
#N/A | #N/A
#N/A | #N/A
#N/A | #N/A
#N/A | #N/A
#N/A | #N/A
#N/A | #N/A
#N/A | #N/A
#N/A | #N/A
#N/A | #N/A
#N/A | #N/A
#N/A | #N/A
#N/A | #N/A
#N/A | #N/A
#N/A | #N/A
#N/A | #N/A
#N/A | #N/A
#N/A | #N/A
#N/A | #N/A
#N/A | #N/A
#N/A | #N/A
#N/A | #N/A
#N/A | #N/A
#N/A | #N/A
#N/A | #N/A
#N/A | #N/A
#N/A | #N/A
#N/A | #N/A
#N/A | #N/A
#N/A | #N/A
#N/A | #N/A
#N/A | #N/A
#N/A | #N/A
#N/A | #N/A
#N/A | #N/A
#N/A | #N/A
#N/A | #N/A
#N/A | #N/A
#N/A | #N/A
#N/A | #N/A
#N/A | #N/A
#N/A | #N/A
#N/A | #N/A
#N/A | #N/A
#N/A | #N/A
#N/A | #N/A
#N/A | #N/A
#N/A | #N/A
#N/A | #N/A
#N/A | #N/A
#N/A | #N/A
#N/A | #N/A
#N/A | #N/A
#N/A | #N/A
#N/A | #N/A
#N/A | #N/A
#N/A | #N/A
#N/A | #N/A
#N/A | #N/A
#N/A | #N/A
#N/A | #N/A
#N/A | #N/A
#N/A | #N/A
#N/A | #N/A
#N/A | #N/A
#N/A | #N/A
#N/A | #N/A
#N/A | #N/A
#N/A | #N/A
#N/A | #N/A
#N/A | #N/A
#N/A | #N/A
#N/A | #N/A
#N/A | #N/A
#N/A | #N/A
#N/A | #N/A
#N/A | #N/A
#N/A | #N/A
#N/A | #N/A

## Resource Annual Programs
Scenario | RunID | BA | Area | Type | Resource | Year | Emission | Program | Required | Emission Rate (lb/MWh) | Cost ($000) | Average Cost | Cost ($/MWh) | Externality Costs ($000)
KPCo Retire 2028, with CO2 | 0 | KPCo | KPCo | Coal:Conventional | Mitchell (WV):1 | 2021 | CO2 | Carbon Limits | 982324.9844 | 1950.3502
KPCo Retire 2028, with CO2 | 0 | KPCo | KPCo | Coal:Conventional | Mitchell (WV):1 | 2021 | CO2 | Carbon Tax | 982324.9844 | 1950.3502
KPCo Retire 2028, with CO2 | 0 | KPCo | KPCo | Coal:Conventional | Mitchell (WV):1 | 2021 | NOx | CSAPR Annual NOx | 232.0642 | 0.46075
KPCo Retire 2028, with CO2 | 0 | KPCo | KPCo | Coal:Conventional | Mitchell (WV):1 | 2021 | NOx | CSAPR NOx Ozone Season | 232.0642 | 0.46075
KPCo Retire 2028, with CO2 | 0 | KPCo | KPCo | Coal:Conventional | Mitchell (WV):1 | 2021 | SO2 | CSAPR Annual SO2 | 984.3898 | 1.9545
KPCo Retire 2028, with CO2 | 0 | KPCo | KPCo | Coal:Conventional | Mitchell (WV):2 | 2021 | CO2 | Carbon Limits | 1000352.918 | 1950.35
KPCo Retire 2028, with CO2 | 0 | KPCo | KPCo | Coal:Conventional | Mitchell (WV):2 | 2021 | CO2 | Carbon Tax | 1000352.918 | 1950.35
KPCo Retire 2028, with CO2 | 0 | KPCo | KPCo | Coal:Conventional | Mitchell (WV):2 | 2021 | NOx | CSAPR Annual NOx | 313.7981 | 0.6118
KPCo Retire 2028, with CO2 | 0 | KPCo | KPCo | Coal:Conventional | Mitchell (WV):2 | 2021 | NOx | CSAPR NOx Ozone Season | 313.7981 | 0.6118
KPCo Retire 2028, with CO2 | 0 | KPCo | KPCo | Coal:Conventional | Mitchell (WV):2 | 2021 | SO2 | CSAPR Annual SO2 | 1002.4557 | 1.9544
KPCo Retire 2028, with CO2 | 0 | KPCo | KPCo | Coal:Conventional | Rockport:1 | 2021 | CO2 | Carbon Limits | 949532.7812 | 1950.3502
KPCo Retire 2028, with CO2 | 0 | KPCo | KPCo | Coal:Conventional | Rockport:1 | 2021 | CO2 | Carbon Tax | 949532.7812 | 1950.3502
KPCo Retire 2028, with CO2 | 0 | KPCo | KPCo | Coal:Conventional | Rockport:1 | 2021 | NOx | CSAPR Annual NOx | 197.2235 | 0.4051
KPCo Retire 2028, with CO2 | 0 | KPCo | KPCo | Coal:Conventional | Rockport:1 | 2021 | NOx | CSAPR NOx Ozone Season | 197.2235 | 0.4051
KPCo Retire 2028, with CO2 | 0 | KPCo | KPCo | Coal:Conventional | Rockport:1 | 2021 | SO2 | CSAPR Annual SO2 | 119.8965 | 0.24627
KPCo Retire 2028, with CO2 | 0 | KPCo | KPCo | Coal:Conventional | Rockport:2 | 2021 | CO2 | Carbon Limits | 946496.5781 | 1950.3501
KPCo Retire 2028, with CO2 | 0 | KPCo | KPCo | Coal:Conventional | Rockport:2 | 2021 | CO2 | Carbon Tax | 946496.5781 | 1950.3501
KPCo Retire 2028, with CO2 | 0 | KPCo | KPCo | Coal:Conventional | Rockport:2 | 2021 | NOx | CSAPR Annual NOx | 1088.4941 | 2.2429
KPCo Retire 2028, with CO2 | 0 | KPCo | KPCo | Coal:Conventional | Rockport:2 | 2021 | NOx | CSAPR NOx Ozone Season | 1088.4941 | 2.2429
KPCo Retire 2028, with CO2 | 0 | KPCo | KPCo | Coal:Conventional | Rockport:2 | 2021 | SO2 | CSAPR Annual SO2 | 119.5131 | 0.24627
KPCo Retire 2028, with CO2 | 0 | KPCo | KPCo | Gas/Oil:Steam Turbine | Big Sandy:1 (Gas) | 2021 | CO2 | Carbon Limits | 124498.5234 | 1304.7646
KPCo Retire 2028, with CO2 | 0 | KPCo | KPCo | Gas/Oil:Steam Turbine | Big Sandy:1 (Gas) | 2021 | CO2 | Carbon Tax | 124498.5234 | 1304.7646
KPCo Retire 2028, with CO2 | 0 | KPCo | KPCo | Gas/Oil:Steam Turbine | Big Sandy:1 (Gas) | 2021 | NOx | CSAPR Annual NOx | 282.5803 | 2.9615
KPCo Retire 2028, with CO2 | 0 | KPCo | KPCo | Gas/Oil:Steam Turbine | Big Sandy:1 (Gas) | 2021 | NOx | CSAPR NOx Ozone Season | 282.5803 | 2.9615
KPCo Retire 2028, with CO2 | 0 | KPCo | KPCo | Coal:Conventional | Mitchell (WV):1 | 2022 | CO2 | Carbon Limits | 1020516.3594 | 1950.3502
KPCo Retire 2028, with CO2 | 0 | KPCo | KPCo | Coal:Conventional | Mitchell (WV):1 | 2022 | CO2 | Carbon Tax | 1020516.3594 | 1950.3502
KPCo Retire 2028, with CO2 | 0 | KPCo | KPCo | Coal:Conventional | Mitchell (WV):1 | 2022 | NOx | CSAPR Annual NOx | 241.0865 | 0.46075
KPCo Retire 2028, with CO2 | 0 | KPCo | KPCo | Coal:Conventional | Mitchell (WV):1 | 2022 | NOx | CSAPR NOx Ozone Season | 241.0865 | 0.46075
KPCo Retire 2028, with CO2 | 0 | KPCo | KPCo | Coal:Conventional | Mitchell (WV):1 | 2022 | SO2 | CSAPR Annual SO2 | 1022.6614 | 1.9544
KPCo Retire 2028, with CO2 | 0 | KPCo | KPCo | Coal:Conventional | Mitchell (WV):2 | 2022 | CO2 | Carbon Limits | 959543.1602 | 1950.3503
KPCo Retire 2028, with CO2 | 0 | KPCo | KPCo | Coal:Conventional | Mitchell (WV):2 | 2022 | CO2 | Carbon Tax | 959543.1602 | 1950.3503
KPCo Retire 2028, with CO2 | 0 | KPCo | KPCo | Coal:Conventional | Mitchell (WV):2 | 2022 | NOx | CSAPR Annual NOx | 300.9966 | 0.6118
KPCo Retire 2028, with CO2 | 0 | KPCo | KPCo | Coal:Conventional | Mitchell (WV):2 | 2022 | NOx | CSAPR NOx Ozone Season | 300.9966 | 0.6118
KPCo Retire 2028, with CO2 | 0 | KPCo | KPCo | Coal:Conventional | Mitchell (WV):2 | 2022 | SO2 | CSAPR Annual SO2 | 961.5602 | 1.9544
KPCo Retire 2028, with CO2 | 0 | KPCo | KPCo | Coal:Conventional | Rockport:1 | 2022 | CO2 | Carbon Limits | 949156.4648 | 1950.3503
KPCo Retire 2028, with CO2 | 0 | KPCo | KPCo | Coal:Conventional | Rockport:1 | 2022 | CO2 | Carbon Tax | 949156.4648 | 1950.3503
KPCo Retire 2028, with CO2 | 0 | KPCo | KPCo | Coal:Conventional | Rockport:1 | 2022 | NOx | CSAPR Annual NOx | 197.1453 | 0.4051
KPCo Retire 2028, with CO2 | 0 | KPCo | KPCo | Coal:Conventional | Rockport:1 | 2022 | NOx | CSAPR NOx Ozone Season | 197.1453 | 0.4051
KPCo Retire 2028, with CO2 | 0 | KPCo | KPCo | Coal:Conventional | Rockport:1 | 2022 | SO2 | CSAPR Annual SO2 | 119.8489 | 0.24627
KPCo Retire 2028, with CO2 | 0 | KPCo | KPCo | Gas/Oil:Steam Turbine | Big Sandy:1 (Gas) | 2022 | CO2 | Carbon Limits | 246167.5352 | 1304.7643
KPCo Retire 2028, with CO2 | 0 | KPCo | KPCo | Gas/Oil:Steam Turbine | Big Sandy:1 (Gas) | 2022 | CO2 | Carbon Tax | 246167.5352 | 1304.7643
KPCo Retire 2028, with CO2 | 0 | KPCo | KPCo | Gas/Oil:Steam Turbine | Big Sandy:1 (Gas) | 2022 | NOx | CSAPR Annual NOx | 558.7383 | 2.9615
KPCo Retire 2028, with CO2 | 0 | KPCo | KPCo | Gas/Oil:Steam Turbine | Big Sandy:1 (Gas) | 2022 | NOx | CSAPR NOx Ozone Season | 558.7383 | 2.9615
KPCo Retire 2028, with CO2 | 0 | KPCo | KPCo | Coal:Conventional | Mitchell (WV):1 | 2023 | CO2 | Carbon Limits | 1106144.6484 | 1950.3505
KPCo Retire 2028, with CO2 | 0 | KPCo | KPCo | Coal:Conventional | Mitchell (WV):1 | 2023 | CO2 | Carbon Tax | 1106144.6484 | 1950.3505
KPCo Retire 2028, with CO2 | 0 | KPCo | KPCo | Coal:Conventional | Mitchell (WV):1 | 2023 | NOx | CSAPR Annual NOx | 261.3153 | 0.46075
KPCo Retire 2028, with CO2 | 0 | KPCo | KPCo | Coal:Conventional | Mitchell (WV):1 | 2023 | NOx | CSAPR NOx Ozone Season | 261.3153 | 0.46075
KPCo Retire 2028, with CO2 | 0 | KPCo | KPCo | Coal:Conventional | Mitchell (WV):1 | 2023 | SO2 | CSAPR Annual SO2 | 1108.4697 | 1.9545
KPCo Retire 2028, with CO2 | 0 | KPCo | KPCo | Coal:Conventional | Mitchell (WV):2 | 2023 | CO2 | Carbon Limits | 1087934.2852 | 1950.35
KPCo Retire 2028, with CO2 | 0 | KPCo | KPCo | Coal:Conventional | Mitchell (WV):2 | 2023 | CO2 | Carbon Tax | 1087934.2852 | 1950.35
KPCo Retire 2028, with CO2 | 0 | KPCo | KPCo | Coal:Conventional | Mitchell (WV):2 | 2023 | NOx | CSAPR Annual NOx | 341.2712 | 0.6118
KPCo Retire 2028, with CO2 | 0 | KPCo | KPCo | Coal:Conventional | Mitchell (WV):2 | 2023 | NOx | CSAPR NOx Ozone Season | 341.2712 | 0.6118
KPCo Retire 2028, with CO2 | 0 | KPCo | KPCo | Coal:Conventional | Mitchell (WV):2 | 2023 | SO2 | CSAPR Annual SO2 | 1090.2212 | 1.9544
KPCo Retire 2028, with CO2 | 0 | KPCo | KPCo | Gas/Oil:Steam Turbine | Big Sandy:1 (Gas) | 2023 | CO2 | Carbon Limits | 308416.7969 | 1304.7644
KPCo Retire 2028, with CO2 | 0 | KPCo | KPCo | Gas/Oil:Steam Turbine | Big Sandy:1 (Gas) | 2023 | CO2 | Carbon Tax | 308416.7969 | 1304.7644
KPCo Retire 2028, with CO2 | 0 | KPCo | KPCo | Gas/Oil:Steam Turbine | Big Sandy:1 (Gas) | 2023 | NOx | CSAPR Annual NOx | 700.0284 | 2.9615
KPCo Retire 2028, with CO2 | 0 | KPCo | KPCo | Gas/Oil:Steam Turbine | Big Sandy:1 (Gas) | 2023 | NOx | CSAPR NOx Ozone Season | 700.0284 | 2.9615
KPCo Retire 2028, with CO2 | 0 | KPCo | KPCo | Coal:Conventional | Mitchell (WV):1 | 2024 | CO2 | Carbon Limits | 1103717.9688 | 1950.3501
KPCo Retire 2028, with CO2 | 0 | KPCo | KPCo | Coal:Conventional | Mitchell (WV):1 | 2024 | CO2 | Carbon Tax | 1103717.9688 | 1950.3501
KPCo Retire 2028, with CO2 | 0 | KPCo | KPCo | Coal:Conventional | Mitchell (WV):1 | 2024 | NOx | CSAPR Annual NOx | 260.742 | 0.46075
KPCo Retire 2028, with CO2 | 0 | KPCo | KPCo | Coal:Conventional | Mitchell (WV):1 | 2024 | NOx | CSAPR NOx Ozone Season | 260.742 | 0.46075
KPCo Retire 2028, with CO2 | 0 | KPCo | KPCo | Coal:Conventional | Mitchell (WV):1 | 2024 | SO2 | CSAPR Annual SO2 | 1106.0379 | 1.9544
KPCo Retire 2028, with CO2 | 0 | KPCo | KPCo | Coal:Conventional | Mitchell (WV):2 | 2024 | CO2 | Carbon Limits | 1126656.9883 | 1950.3501
KPCo Retire 2028, with CO2 | 0 | KPCo | KPCo | Coal:Conventional | Mitchell (WV):2 | 2024 | CO2 | Carbon Tax | 1126656.9883 | 1950.3501
KPCo Retire 2028, with CO2 | 0 | KPCo | KPCo | Coal:Conventional | Mitchell (WV):2 | 2024 | NOx | CSAPR Annual NOx | 353.418 | 0.6118
KPCo Retire 2028, with CO2 | 0 | KPCo | KPCo | Coal:Conventional | Mitchell (WV):2 | 2024 | NOx | CSAPR NOx Ozone Season | 353.418 | 0.6118
KPCo Retire 2028, with CO2 | 0 | KPCo | KPCo | Coal:Conventional | Mitchell (WV):2 | 2024 | SO2 | CSAPR Annual SO2 | 1129.0253 | 1.9544
KPCo Retire 2028, with CO2 | 0 | KPCo | KPCo | Gas/Oil:Steam Turbine | Big Sandy:1 (Gas) | 2024 | CO2 | Carbon Limits | 308416.7969 | 1304.7643
KPCo Retire 2028, with CO2 | 0 | KPCo | KPCo | Gas/Oil:Steam Turbine | Big Sandy:1 (Gas) | 2024 | CO2 | Carbon Tax | 308416.7969 | 1304.7643
KPCo Retire 2028, with CO2 | 0 | KPCo | KPCo | Gas/Oil:Steam Turbine | Big Sandy:1 (Gas) | 2024 | NOx | CSAPR Annual NOx | 700.0284 | 2.9615
KPCo Retire 2028, with CO2 | 0 | KPCo | KPCo | Gas/Oil:Steam Turbine | Big Sandy:1 (Gas) | 2024 | NOx | CSAPR NOx Ozone Season | 700.0284 | 2.9615
KPCo Retire 2028, with CO2 | 0 | KPCo | KPCo | Coal:Conventional | Mitchell (WV):1 | 2025 | CO2 | Carbon Limits | 1190760.9023 | 1950.3499
KPCo Retire 2028, with CO2 | 0 | KPCo | KPCo | Coal:Conventional | Mitchell (WV):1 | 2025 | CO2 | Carbon Tax | 1190760.9023 | 1950.3499
KPCo Retire 2028, with CO2 | 0 | KPCo | KPCo | Coal:Conventional | Mitchell (WV):1 | 2025 | NOx | CSAPR Annual NOx | 281.305 | 0.46075
KPCo Retire 2028, with CO2 | 0 | KPCo | KPCo | Coal:Conventional | Mitchell (WV):1 | 2025 | NOx | CSAPR NOx Ozone Season | 281.305 | 0.46075
KPCo Retire 2028, with CO2 | 0 | KPCo | KPCo | Coal:Conventional | Mitchell (WV):1 | 2025 | SO2 | CSAPR Annual SO2 | 1193.2639 | 1.9544
KPCo Retire 2028, with CO2 | 0 | KPCo | KPCo | Coal:Conventional | Mitchell (WV):2 | 2025 | CO2 | Carbon Limits | 1217331.4727 | 1950.3502
KPCo Retire 2028, with CO2 | 0 | KPCo | KPCo | Coal:Conventional | Mitchell (WV):2 | 2025 | CO2 | Carbon Tax | 1217331.4727 | 1950.3502
KPCo Retire 2028, with CO2 | 0 | KPCo | KPCo | Coal:Conventional | Mitchell (WV):2 | 2025 | NOx | CSAPR Annual NOx | 381.8615 | 0.6118
KPCo Retire 2028, with CO2 | 0 | KPCo | KPCo | Coal:Conventional | Mitchell (WV):2 | 2025 | NOx | CSAPR NOx Ozone Season | 381.8615 | 0.6118
KPCo Retire 2028, with CO2 | 0 | KPCo | KPCo | Coal:Conventional | Mitchell (WV):2 | 2025 | SO2 | CSAPR Annual SO2 | 1219.8904 | 1.9545
KPCo Retire 2028, with CO2 | 0 | KPCo | KPCo | Gas/Oil:Steam Turbine | Big Sandy:1 (Gas) | 2025 | CO2 | Carbon Limits | 186747.7852 | 1304.7643
KPCo Retire 2028, with CO2 | 0 | KPCo | KPCo | Gas/Oil:Steam Turbine | Big Sandy:1 (Gas) | 2025 | CO2 | Carbon Tax | 186747.7852 | 1304.7643
KPCo Retire 2028, with CO2 | 0 | KPCo | KPCo | Gas/Oil:Steam Turbine | Big Sandy:1 (Gas) | 2025 | NOx | CSAPR Annual NOx | 423.8704 | 2.9615
KPCo Retire 2028, with CO2 | 0 | KPCo | KPCo | Gas/Oil:Steam Turbine | Big Sandy:1 (Gas) | 2025 | NOx | CSAPR NOx Ozone Season | 423.8704 | 2.9615
KPCo Retire 2028, with CO2 | 0 | KPCo | KPCo | Coal:Conventional | Mitchell (WV):1 | 2026 | CO2 | Carbon Limits | 1191702.6992 | 1950.3502
KPCo Retire 2028, with CO2 | 0 | KPCo | KPCo | Coal:Conventional | Mitchell (WV):1 | 2026 | CO2 | Carbon Tax | 1191702.6992 | 1950.3502
KPCo Retire 2028, with CO2 | 0 | KPCo | KPCo | Coal:Conventional | Mitchell (WV):1 | 2026 | NOx | CSAPR Annual NOx | 281.5275 | 0.46075
KPCo Retire 2028, with CO2 | 0 | KPCo | KPCo | Coal:Conventional | Mitchell (WV):1 | 2026 | NOx | CSAPR NOx Ozone Season | 281.5275 | 0.46075
KPCo Retire 2028, with CO2 | 0 | KPCo | KPCo | Coal:Conventional | Mitchell (WV):1 | 2026 | SO2 | CSAPR Annual SO2 | 1194.2076 | 1.9544
KPCo Retire 2028, with CO2 | 0 | KPCo | KPCo | Coal:Conventional | Mitchell (WV):2 | 2026 | CO2 | Carbon Limits | 1218311.875 | 1950.3502
KPCo Retire 2028, with CO2 | 0 | KPCo | KPCo | Coal:Conventional | Mitchell (WV):2 | 2026 | CO2 | Carbon Tax | 1218311.875 | 1950.3502
KPCo Retire 2028, with CO2 | 0 | KPCo | KPCo | Coal:Conventional | Mitchell (WV):2 | 2026 | NOx | CSAPR Annual NOx | 382.169 | 0.6118
KPCo Retire 2028, with CO2 | 0 | KPCo | KPCo | Coal:Conventional | Mitchell (WV):2 | 2026 | NOx | CSAPR NOx Ozone Season | 382.169 | 0.6118
KPCo Retire 2028, with CO2 | 0 | KPCo | KPCo | Coal:Conventional | Mitchell (WV):2 | 2026 | SO2 | CSAPR Annual SO2 | 1220.8729 | 1.9545
KPCo Retire 2028, with CO2 | 0 | KPCo | KPCo | Gas/Oil:Steam Turbine | Big Sandy:1 (Gas) | 2026 | CO2 | Carbon Limits | 124498.5234 | 1304.7642
KPCo Retire 2028, with CO2 | 0 | KPCo | KPCo | Gas/Oil:Steam Turbine | Big Sandy:1 (Gas) | 2026 | CO2 | Carbon Tax | 124498.5234 | 1304.7642
KPCo Retire 2028, with CO2 | 0 | KPCo | KPCo | Gas/Oil:Steam Turbine | Big Sandy:1 (Gas) | 2026 | NOx | CSAPR Annual NOx | 282.5803 | 2.9615
KPCo Retire 2028, with CO2 | 0 | KPCo | KPCo | Gas/Oil:Steam Turbine | Big Sandy:1 (Gas) | 2026 | NOx | CSAPR NOx Ozone Season | 282.5803 | 2.9615
KPCo Retire 2028, with CO2 | 0 | KPCo | KPCo | Coal:Conventional | Mitchell (WV):1 | 2027 | CO2 | Carbon Limits | 1259703.7539 | 1950.3504
KPCo Retire 2028, with CO2 | 0 | KPCo | KPCo | Coal:Conventional | Mitchell (WV):1 | 2027 | CO2 | Carbon Tax | 1259703.7539 | 1950.3504
KPCo Retire 2028, with CO2 | 0 | KPCo | KPCo | Coal:Conventional | Mitchell (WV):1 | 2027 | NOx | CSAPR Annual NOx | 297.5921 | 0.46075
KPCo Retire 2028, with CO2 | 0 | KPCo | KPCo | Coal:Conventional | Mitchell (WV):1 | 2027 | NOx | CSAPR NOx Ozone Season | 297.5921 | 0.46075
KPCo Retire 2028, with CO2 | 0 | KPCo | KPCo | Coal:Conventional | Mitchell (WV):1 | 2027 | SO2 | CSAPR Annual SO2 | 1262.3516 | 1.9545
KPCo Retire 2028, with CO2 | 0 | KPCo | KPCo | Coal:Conventional | Mitchell (WV):2 | 2027 | CO2 | Carbon Limits | 1289100.0625 | 1950.3501
KPCo Retire 2028, with CO2 | 0 | KPCo | KPCo | Coal:Conventional | Mitchell (WV):2 | 2027 | CO2 | Carbon Tax | 1289100.0625 | 1950.3501
KPCo Retire 2028, with CO2 | 0 | KPCo | KPCo | Coal:Conventional | Mitchell (WV):2 | 2027 | NOx | CSAPR Annual NOx | 404.3744 | 0.6118
KPCo Retire 2028, with CO2 | 0 | KPCo | KPCo | Coal:Conventional | Mitchell (WV):2 | 2027 | NOx | CSAPR NOx Ozone Season | 404.3744 | 0.6118
KPCo Retire 2028, with CO2 | 0 | KPCo | KPCo | Coal:Conventional | Mitchell (WV):2 | 2027 | SO2 | CSAPR Annual SO2 | 1291.8098 | 1.9544
KPCo Retire 2028, with CO2 | 0 | KPCo | KPCo | Gas/Oil:Steam Turbine | Big Sandy:1 (Gas) | 2027 | CO2 | Carbon Limits | 124498.5234 | 1304.7646
KPCo Retire 2028, with CO2 | 0 | KPCo | KPCo | Gas/Oil:Steam Turbine | Big Sandy:1 (Gas) | 2027 | CO2 | Carbon Tax | 124498.5234 | 1304.7646
KPCo Retire 2028, with CO2 | 0 | KPCo | KPCo | Gas/Oil:Steam Turbine | Big Sandy:1 (Gas) | 2027 | NOx | CSAPR Annual NOx | 282.5803 | 2.9615
KPCo Retire 2028, with CO2 | 0 | KPCo | KPCo | Gas/Oil:Steam Turbine | Big Sandy:1 (Gas) | 2027 | NOx | CSAPR NOx Ozone Season | 282.5803 | 2.9615
KPCo Retire 2028, with CO2 | 0 | KPCo | KPCo | Coal:Conventional | Mitchell (WV):1 | 2028 | CO2 | Carbon Limits | 988630.0625 | 1951.4315
KPCo Retire 2028, with CO2 | 0 | KPCo | KPCo | Coal:Conventional | Mitchell (WV):1 | 2028 | CO2 | Carbon Tax | 988630.0625 | 1951.4315 | 13455.2536 | 13.61 | 13.2795
KPCo Retire 2028, with CO2 | 0 | KPCo | KPCo | Coal:Conventional | Mitchell (WV):1 | 2028 | NOx | CSAPR Annual NOx | 233.5537 | 0.46101
KPCo Retire 2028, with CO2 | 0 | KPCo | KPCo | Coal:Conventional | Mitchell (WV):1 | 2028 | NOx | CSAPR NOx Ozone Season | 233.5537 | 0.46101
KPCo Retire 2028, with CO2 | 0 | KPCo | KPCo | Coal:Conventional | Mitchell (WV):1 | 2028 | SO2 | CSAPR Annual SO2 | 990.7081 | 1.9555
KPCo Retire 2028, with CO2 | 0 | KPCo | KPCo | Coal:Conventional | Mitchell (WV):2 | 2028 | CO2 | Carbon Limits | 985982.3789 | 1951.434
KPCo Retire 2028, with CO2 | 0 | KPCo | KPCo | Coal:Conventional | Mitchell (WV):2 | 2028 | CO2 | Carbon Tax | 985982.3789 | 1951.434 | 13419.2196 | 13.61 | 13.2795
KPCo Retire 2028, with CO2 | 0 | KPCo | KPCo | Coal:Conventional | Mitchell (WV):2 | 2028 | NOx | CSAPR Annual NOx | 309.2902 | 0.61214
KPCo Retire 2028, with CO2 | 0 | KPCo | KPCo | Coal:Conventional | Mitchell (WV):2 | 2028 | NOx | CSAPR NOx Ozone Season | 309.2902 | 0.61214
KPCo Retire 2028, with CO2 | 0 | KPCo | KPCo | Coal:Conventional | Mitchell (WV):2 | 2028 | SO2 | CSAPR Annual SO2 | 988.0549 | 1.9555
KPCo Retire 2028, with CO2 | 0 | KPCo | KPCo | Gas/Oil:Steam Turbine | Big Sandy:1 (Gas) | 2028 | CO2 | Carbon Limits | 86502.1719 | 1307.9984
KPCo Retire 2028, with CO2 | 0 | KPCo | KPCo | Gas/Oil:Steam Turbine | Big Sandy:1 (Gas) | 2028 | CO2 | Carbon Tax | 86502.1719 | 1307.9984 | 1177.2946 | 13.61 | 8.9009
KPCo Retire 2028, with CO2 | 0 | KPCo | KPCo | Gas/Oil:Steam Turbine | Big Sandy:1 (Gas) | 2028 | NOx | CSAPR Annual NOx | 196.3381 | 2.9688
KPCo Retire 2028, with CO2 | 0 | KPCo | KPCo | Gas/Oil:Steam Turbine | Big Sandy:1 (Gas) | 2028 | NOx | CSAPR NOx Ozone Season | 196.3381 | 2.9688
KPCo Retire 2028, with CO2 | 0 | KPCo | KPCo | Gas/Oil:Steam Turbine | Big Sandy:1 (Gas) | 2029 | CO2 | Carbon Limits | 101515.8516 | 1306.8217
KPCo Retire 2028, with CO2 | 0 | KPCo | KPCo | Gas/Oil:Steam Turbine | Big Sandy:1 (Gas) | 2029 | CO2 | Carbon Tax | 101515.8516 | 1306.8217 | 1429.3431 | 14.08 | 9.2
KPCo Retire 2028, with CO2 | 0 | KPCo | KPCo | Gas/Oil:Steam Turbine | Big Sandy:1 (Gas) | 2029 | NOx | CSAPR Annual NOx | 230.4154 | 2.9662
KPCo Retire 2028, with CO2 | 0 | KPCo | KPCo | Gas/Oil:Steam Turbine | Big Sandy:1 (Gas) | 2029 | NOx | CSAPR NOx Ozone Season | 230.4154 | 2.9662
KPCo Retire 2028, with CO2 | 0 | KPCo | KPCo | Gas/Oil:Steam Turbine | Big Sandy:1 (Gas) | 2030 | CO2 | Carbon Limits | 100947.3867 | 1307.1279
KPCo Retire 2028, with CO2 | 0 | KPCo | KPCo | Gas/Oil:Steam Turbine | Big Sandy:1 (Gas) | 2030 | CO2 | Carbon Tax | 100947.3867 | 1307.1279 | 1471.813 | 14.58 | 9.529
KPCo Retire 2028, with CO2 | 0 | KPCo | KPCo | Gas/Oil:Steam Turbine | Big Sandy:1 (Gas) | 2030 | NOx | CSAPR Annual NOx | 229.1251 | 2.9669
KPCo Retire 2028, with CO2 | 0 | KPCo | KPCo | Gas/Oil:Steam Turbine | Big Sandy:1 (Gas) | 2030 | NOx | CSAPR NOx Ozone Season | 229.1251 | 2.9669
KPCo Retire 2028, with CO2 | 0 | KPCo | KPCo | Gas/Oil:Combustion Turbine | KPCo CT | 2031 | CO2 | Carbon Limits | 31078.5791 | 1178.0998
KPCo Retire 2028, with CO2 | 0 | KPCo | KPCo | Gas/Oil:Combustion Turbine | KPCo CT | 2031 | CO2 | Carbon Tax | 31078.5791 | 1178.0998 | 468.9758 | 15.09 | 8.8888
KPCo Retire 2028, with CO2 | 0 | KPCo | KPCo | Gas/Oil:Combustion Turbine | KPCo CT | 2031 | NOx | CSAPR Annual NOx | 7.8349 | 0.297
KPCo Retire 2028, with CO2 | 0 | KPCo | KPCo | Gas/Oil:Combustion Turbine | KPCo CT | 2031 | NOx | CSAPR NOx Ozone Season | 7.8349 | 0.297
KPCo Retire 2028, with CO2 | 0 | KPCo | KPCo | Gas/Oil:Combustion Turbine | KPCo CT | 2032 | CO2 | Carbon Limits | 16008.4688 | 1178.0997
KPCo Retire 2028, with CO2 | 0 | KPCo | KPCo | Gas/Oil:Combustion Turbine | KPCo CT | 2032 | CO2 | Carbon Tax | 16008.4688 | 1178.0997 | 250.0522 | 15.62 | 9.201
KPCo Retire 2028, with CO2 | 0 | KPCo | KPCo | Gas/Oil:Combustion Turbine | KPCo CT | 2032 | NOx | CSAPR Annual NOx | 4.0357 | 0.297
KPCo Retire 2028, with CO2 | 0 | KPCo | KPCo | Gas/Oil:Combustion Turbine | KPCo CT | 2032 | NOx | CSAPR NOx Ozone Season | 4.0357 | 0.297
KPCo Retire 2028, with CO2 | 0 | KPCo | KPCo | Gas/Oil:Combustion Turbine | KPCo CT | 2033 | CO2 | Carbon Limits | 15364.7158 | 1178.0997
KPCo Retire 2028, with CO2 | 0 | KPCo | KPCo | Gas/Oil:Combustion Turbine | KPCo CT | 2033 | CO2 | Carbon Tax | 15364.7158 | 1178.0997 | 248.2937 | 16.16 | 9.519
KPCo Retire 2028, with CO2 | 0 | KPCo | KPCo | Gas/Oil:Combustion Turbine | KPCo CT | 2033 | NOx | CSAPR Annual NOx | 3.8735 | 0.297
KPCo Retire 2028, with CO2 | 0 | KPCo | KPCo | Gas/Oil:Combustion Turbine | KPCo CT | 2033 | NOx | CSAPR NOx Ozone Season | 3.8735 | 0.297
KPCo Retire 2028, no CO2 | 0 | KPCo | KPCo | Coal:Conventional | Mitchell (WV):1 | 2021 | CO2 | Carbon Limits | 1020033.0078 | 1950.35
KPCo Retire 2028, no CO2 | 0 | KPCo | KPCo | Coal:Conventional | Mitchell (WV):1 | 2021 | CO2 | Carbon Tax | 1020033.0078 | 1950.35
KPCo Retire 2028, no CO2 | 0 | KPCo | KPCo | Coal:Conventional | Mitchell (WV):1 | 2021 | NOx | CSAPR Annual NOx | 240.9723 | 0.46075
KPCo Retire 2028, no CO2 | 0 | KPCo | KPCo | Coal:Conventional | Mitchell (WV):1 | 2021 | NOx | CSAPR NOx Ozone Season | 240.9723 | 0.46075
KPCo Retire 2028, no CO2 | 0 | KPCo | KPCo | Coal:Conventional | Mitchell (WV):1 | 2021 | SO2 | CSAPR Annual SO2 | 1022.1771 | 1.9544
KPCo Retire 2028, no CO2 | 0 | KPCo | KPCo | Coal:Conventional | Mitchell (WV):2 | 2021 | CO2 | Carbon Limits | 1000352.918 | 1950.35
KPCo Retire 2028, no CO2 | 0 | KPCo | KPCo | Coal:Conventional | Mitchell (WV):2 | 2021 | CO2 | Carbon Tax | 1000352.918 | 1950.35
KPCo Retire 2028, no CO2 | 0 | KPCo | KPCo | Coal:Conventional | Mitchell (WV):2 | 2021 | NOx | CSAPR Annual NOx | 313.7981 | 0.6118
KPCo Retire 2028, no CO2 | 0 | KPCo | KPCo | Coal:Conventional | Mitchell (WV):2 | 2021 | NOx | CSAPR NOx Ozone Season | 313.7981 | 0.6118
KPCo Retire 2028, no CO2 | 0 | KPCo | KPCo | Coal:Conventional | Mitchell (WV):2 | 2021 | SO2 | CSAPR Annual SO2 | 1002.4557 | 1.9544
KPCo Retire 2028, no CO2 | 0 | KPCo | KPCo | Coal:Conventional | Rockport:1 | 2021 | CO2 | Carbon Limits | 950775.3672 | 1950.3501
KPCo Retire 2028, no CO2 | 0 | KPCo | KPCo | Coal:Conventional | Rockport:1 | 2021 | CO2 | Carbon Tax | 950775.3672 | 1950.3501
KPCo Retire 2028, no CO2 | 0 | KPCo | KPCo | Coal:Conventional | Rockport:1 | 2021 | NOx | CSAPR Annual NOx | 197.4816 | 0.4051
KPCo Retire 2028, no CO2 | 0 | KPCo | KPCo | Coal:Conventional | Rockport:1 | 2021 | NOx | CSAPR NOx Ozone Season | 197.4816 | 0.4051
KPCo Retire 2028, no CO2 | 0 | KPCo | KPCo | Coal:Conventional | Rockport:1 | 2021 | SO2 | CSAPR Annual SO2 | 120.0534 | 0.24627
KPCo Retire 2028, no CO2 | 0 | KPCo | KPCo | Coal:Conventional | Rockport:2 | 2021 | CO2 | Carbon Limits | 947383.8984 | 1950.3501
KPCo Retire 2028, no CO2 | 0 | KPCo | KPCo | Coal:Conventional | Rockport:2 | 2021 | CO2 | Carbon Tax | 947383.8984 | 1950.3501
KPCo Retire 2028, no CO2 | 0 | KPCo | KPCo | Coal:Conventional | Rockport:2 | 2021 | NOx | CSAPR Annual NOx | 1089.5145 | 2.243
KPCo Retire 2028, no CO2 | 0 | KPCo | KPCo | Coal:Conventional | Rockport:2 | 2021 | NOx | CSAPR NOx Ozone Season | 1089.5145 | 2.243
KPCo Retire 2028, no CO2 | 0 | KPCo | KPCo | Coal:Conventional | Rockport:2 | 2021 | SO2 | CSAPR Annual SO2 | 119.6251 | 0.24627
KPCo Retire 2028, no CO2 | 0 | KPCo | KPCo | Gas/Oil:Steam Turbine | Big Sandy:1 (Gas) | 2021 | CO2 | Carbon Limits | 124498.5234 | 1304.7646
KPCo Retire 2028, no CO2 | 0 | KPCo | KPCo | Gas/Oil:Steam Turbine | Big Sandy:1 (Gas) | 2021 | CO2 | Carbon Tax | 124498.5234 | 1304.7646
KPCo Retire 2028, no CO2 | 0 | KPCo | KPCo | Gas/Oil:Steam Turbine | Big Sandy:1 (Gas) | 2021 | NOx | CSAPR Annual NOx | 282.5803 | 2.9615
KPCo Retire 2028, no CO2 | 0 | KPCo | KPCo | Gas/Oil:Steam Turbine | Big Sandy:1 (Gas) | 2021 | NOx | CSAPR NOx Ozone Season | 282.5803 | 2.9615
KPCo Retire 2028, no CO2 | 0 | KPCo | KPCo | Coal:Conventional | Mitchell (WV):1 | 2022 | CO2 | Carbon Limits | 1020516.3594 | 1950.3502
KPCo Retire 2028, no CO2 | 0 | KPCo | KPCo | Coal:Conventional | Mitchell (WV):1 | 2022 | CO2 | Carbon Tax | 1020516.3594 | 1950.3502
KPCo Retire 2028, no CO2 | 0 | KPCo | KPCo | Coal:Conventional | Mitchell (WV):1 | 2022 | NOx | CSAPR Annual NOx | 241.0865 | 0.46075
KPCo Retire 2028, no CO2 | 0 | KPCo | KPCo | Coal:Conventional | Mitchell (WV):1 | 2022 | NOx | CSAPR NOx Ozone Season | 241.0865 | 0.46075
KPCo Retire 2028, no CO2 | 0 | KPCo | KPCo | Coal:Conventional | Mitchell (WV):1 | 2022 | SO2 | CSAPR Annual SO2 | 1022.6614 | 1.9544
KPCo Retire 2028, no CO2 | 0 | KPCo | KPCo | Coal:Conventional | Mitchell (WV):2 | 2022 | CO2 | Carbon Limits | 1040109.7305 | 1950.3499
KPCo Retire 2028, no CO2 | 0 | KPCo | KPCo | Coal:Conventional | Mitchell (WV):2 | 2022 | CO2 | Carbon Tax | 1040109.7305 | 1950.3499
KPCo Retire 2028, no CO2 | 0 | KPCo | KPCo | Coal:Conventional | Mitchell (WV):2 | 2022 | NOx | CSAPR Annual NOx | 326.2693 | 0.6118
KPCo Retire 2028, no CO2 | 0 | KPCo | KPCo | Coal:Conventional | Mitchell (WV):2 | 2022 | NOx | CSAPR NOx Ozone Season | 326.2693 | 0.6118
KPCo Retire 2028, no CO2 | 0 | KPCo | KPCo | Coal:Conventional | Mitchell (WV):2 | 2022 | SO2 | CSAPR Annual SO2 | 1042.2961 | 1.9544
KPCo Retire 2028, no CO2 | 0 | KPCo | KPCo | Coal:Conventional | Rockport:1 | 2022 | CO2 | Carbon Limits | 949156.4648 | 1950.3503
KPCo Retire 2028, no CO2 | 0 | KPCo | KPCo | Coal:Conventional | Rockport:1 | 2022 | CO2 | Carbon Tax | 949156.4648 | 1950.3503
KPCo Retire 2028, no CO2 | 0 | KPCo | KPCo | Coal:Conventional | Rockport:1 | 2022 | NOx | CSAPR Annual NOx | 197.1453 | 0.4051
KPCo Retire 2028, no CO2 | 0 | KPCo | KPCo | Coal:Conventional | Rockport:1 | 2022 | NOx | CSAPR NOx Ozone Season | 197.1453 | 0.4051
KPCo Retire 2028, no CO2 | 0 | KPCo | KPCo | Coal:Conventional | Rockport:1 | 2022 | SO2 | CSAPR Annual SO2 | 119.8489 | 0.24627
KPCo Retire 2028, no CO2 | 0 | KPCo | KPCo | Gas/Oil:Steam Turbine | Big Sandy:1 (Gas) | 2022 | CO2 | Carbon Limits | 246167.5352 | 1304.7643
KPCo Retire 2028, no CO2 | 0 | KPCo | KPCo | Gas/Oil:Steam Turbine | Big Sandy:1 (Gas) | 2022 | CO2 | Carbon Tax | 246167.5352 | 1304.7643
KPCo Retire 2028, no CO2 | 0 | KPCo | KPCo | Gas/Oil:Steam Turbine | Big Sandy:1 (Gas) | 2022 | NOx | CSAPR Annual NOx | 558.7383 | 2.9615
KPCo Retire 2028, no CO2 | 0 | KPCo | KPCo | Gas/Oil:Steam Turbine | Big Sandy:1 (Gas) | 2022 | NOx | CSAPR NOx Ozone Season | 558.7383 | 2.9615
KPCo Retire 2028, no CO2 | 0 | KPCo | KPCo | Coal:Conventional | Mitchell (WV):1 | 2023 | CO2 | Carbon Limits | 1106144.6484 | 1950.3505
KPCo Retire 2028, no CO2 | 0 | KPCo | KPCo | Coal:Conventional | Mitchell (WV):1 | 2023 | CO2 | Carbon Tax | 1106144.6484 | 1950.3505
KPCo Retire 2028, no CO2 | 0 | KPCo | KPCo | Coal:Conventional | Mitchell (WV):1 | 2023 | NOx | CSAPR Annual NOx | 261.3153 | 0.46075
KPCo Retire 2028, no CO2 | 0 | KPCo | KPCo | Coal:Conventional | Mitchell (WV):1 | 2023 | NOx | CSAPR NOx Ozone Season | 261.3153 | 0.46075
KPCo Retire 2028, no CO2 | 0 | KPCo | KPCo | Coal:Conventional | Mitchell (WV):1 | 2023 | SO2 | CSAPR Annual SO2 | 1108.4697 | 1.9545
KPCo Retire 2028, no CO2 | 0 | KPCo | KPCo | Coal:Conventional | Mitchell (WV):2 | 2023 | CO2 | Carbon Limits | 1087934.2852 | 1950.35
KPCo Retire 2028, no CO2 | 0 | KPCo | KPCo | Coal:Conventional | Mitchell (WV):2 | 2023 | CO2 | Carbon Tax | 1087934.2852 | 1950.35
KPCo Retire 2028, no CO2 | 0 | KPCo | KPCo | Coal:Conventional | Mitchell (WV):2 | 2023 | NOx | CSAPR Annual NOx | 341.2712 | 0.6118
KPCo Retire 2028, no CO2 | 0 | KPCo | KPCo | Coal:Conventional | Mitchell (WV):2 | 2023 | NOx | CSAPR NOx Ozone Season | 341.2712 | 0.6118
KPCo Retire 2028, no CO2 | 0 | KPCo | KPCo | Coal:Conventional | Mitchell (WV):2 | 2023 | SO2 | CSAPR Annual SO2 | 1090.2212 | 1.9544
KPCo Retire 2028, no CO2 | 0 | KPCo | KPCo | Gas/Oil:Steam Turbine | Big Sandy:1 (Gas) | 2023 | CO2 | Carbon Limits | 308416.7969 | 1304.7644
KPCo Retire 2028, no CO2 | 0 | KPCo | KPCo | Gas/Oil:Steam Turbine | Big Sandy:1 (Gas) | 2023 | CO2 | Carbon Tax | 308416.7969 | 1304.7644
KPCo Retire 2028, no CO2 | 0 | KPCo | KPCo | Gas/Oil:Steam Turbine | Big Sandy:1 (Gas) | 2023 | NOx | CSAPR Annual NOx | 700.0284 | 2.9615
KPCo Retire 2028, no CO2 | 0 | KPCo | KPCo | Gas/Oil:Steam Turbine | Big Sandy:1 (Gas) | 2023 | NOx | CSAPR NOx Ozone Season | 700.0284 | 2.9615
KPCo Retire 2028, no CO2 | 0 | KPCo | KPCo | Coal:Conventional | Mitchell (WV):1 | 2024 | CO2 | Carbon Limits | 1103717.9688 | 1950.3501
KPCo Retire 2028, no CO2 | 0 | KPCo | KPCo | Coal:Conventional | Mitchell (WV):1 | 2024 | CO2 | Carbon Tax | 1103717.9688 | 1950.3501
KPCo Retire 2028, no CO2 | 0 | KPCo | KPCo | Coal:Conventional | Mitchell (WV):1 | 2024 | NOx | CSAPR Annual NOx | 260.742 | 0.46075
KPCo Retire 2028, no CO2 | 0 | KPCo | KPCo | Coal:Conventional | Mitchell (WV):1 | 2024 | NOx | CSAPR NOx Ozone Season | 260.742 | 0.46075
KPCo Retire 2028, no CO2 | 0 | KPCo | KPCo | Coal:Conventional | Mitchell (WV):1 | 2024 | SO2 | CSAPR Annual SO2 | 1106.0379 | 1.9544
KPCo Retire 2028, no CO2 | 0 | KPCo | KPCo | Coal:Conventional | Mitchell (WV):2 | 2024 | CO2 | Carbon Limits | 1126656.9883 | 1950.3501
KPCo Retire 2028, no CO2 | 0 | KPCo | KPCo | Coal:Conventional | Mitchell (WV):2 | 2024 | CO2 | Carbon Tax | 1126656.9883 | 1950.3501
KPCo Retire 2028, no CO2 | 0 | KPCo | KPCo | Coal:Conventional | Mitchell (WV):2 | 2024 | NOx | CSAPR Annual NOx | 353.418 | 0.6118
KPCo Retire 2028, no CO2 | 0 | KPCo | KPCo | Coal:Conventional | Mitchell (WV):2 | 2024 | NOx | CSAPR NOx Ozone Season | 353.418 | 0.6118
KPCo Retire 2028, no CO2 | 0 | KPCo | KPCo | Coal:Conventional | Mitchell (WV):2 | 2024 | SO2 | CSAPR Annual SO2 | 1129.0253 | 1.9544
KPCo Retire 2028, no CO2 | 0 | KPCo | KPCo | Gas/Oil:Steam Turbine | Big Sandy:1 (Gas) | 2024 | CO2 | Carbon Limits | 308416.7969 | 1304.7643
KPCo Retire 2028, no CO2 | 0 | KPCo | KPCo | Gas/Oil:Steam Turbine | Big Sandy:1 (Gas) | 2024 | CO2 | Carbon Tax | 308416.7969 | 1304.7643
KPCo Retire 2028, no CO2 | 0 | KPCo | KPCo | Gas/Oil:Steam Turbine | Big Sandy:1 (Gas) | 2024 | NOx | CSAPR Annual NOx | 700.0284 | 2.9615
KPCo Retire 2028, no CO2 | 0 | KPCo | KPCo | Gas/Oil:Steam Turbine | Big Sandy:1 (Gas) | 2024 | NOx | CSAPR NOx Ozone Season | 700.0284 | 2.9615
KPCo Retire 2028, no CO2 | 0 | KPCo | KPCo | Coal:Conventional | Mitchell (WV):1 | 2025 | CO2 | Carbon Limits | 1133488.1211 | 1950.35
KPCo Retire 2028, no CO2 | 0 | KPCo | KPCo | Coal:Conventional | Mitchell (WV):1 | 2025 | CO2 | Carbon Tax | 1133488.1211 | 1950.35
KPCo Retire 2028, no CO2 | 0 | KPCo | KPCo | Coal:Conventional | Mitchell (WV):1 | 2025 | NOx | CSAPR Annual NOx | 267.7749 | 0.46075
KPCo Retire 2028, no CO2 | 0 | KPCo | KPCo | Coal:Conventional | Mitchell (WV):1 | 2025 | NOx | CSAPR NOx Ozone Season | 267.7749 | 0.46075
KPCo Retire 2028, no CO2 | 0 | KPCo | KPCo | Coal:Conventional | Mitchell (WV):1 | 2025 | SO2 | CSAPR Annual SO2 | 1135.8707 | 1.9544
KPCo Retire 2028, no CO2 | 0 | KPCo | KPCo | Coal:Conventional | Mitchell (WV):2 | 2025 | CO2 | Carbon Limits | 1157711.5977 | 1950.3501
KPCo Retire 2028, no CO2 | 0 | KPCo | KPCo | Coal:Conventional | Mitchell (WV):2 | 2025 | CO2 | Carbon Tax | 1157711.5977 | 1950.3501
KPCo Retire 2028, no CO2 | 0 | KPCo | KPCo | Coal:Conventional | Mitchell (WV):2 | 2025 | NOx | CSAPR Annual NOx | 363.1595 | 0.6118
KPCo Retire 2028, no CO2 | 0 | KPCo | KPCo | Coal:Conventional | Mitchell (WV):2 | 2025 | NOx | CSAPR NOx Ozone Season | 363.1595 | 0.6118
KPCo Retire 2028, no CO2 | 0 | KPCo | KPCo | Coal:Conventional | Mitchell (WV):2 | 2025 | SO2 | CSAPR Annual SO2 | 1160.1452 | 1.9544
KPCo Retire 2028, no CO2 | 0 | KPCo | KPCo | Gas/Oil:Steam Turbine | Big Sandy:1 (Gas) | 2025 | CO2 | Carbon Limits | 124498.5234 | 1304.7642
KPCo Retire 2028, no CO2 | 0 | KPCo | KPCo | Gas/Oil:Steam Turbine | Big Sandy:1 (Gas) | 2025 | CO2 | Carbon Tax | 124498.5234 | 1304.7642
KPCo Retire 2028, no CO2 | 0 | KPCo | KPCo | Gas/Oil:Steam Turbine | Big Sandy:1 (Gas) | 2025 | NOx | CSAPR Annual NOx | 282.5803 | 2.9615
KPCo Retire 2028, no CO2 | 0 | KPCo | KPCo | Gas/Oil:Steam Turbine | Big Sandy:1 (Gas) | 2025 | NOx | CSAPR NOx Ozone Season | 282.5803 | 2.9615
KPCo Retire 2028, no CO2 | 0 | KPCo | KPCo | Coal:Conventional | Mitchell (WV):1 | 2026 | CO2 | Carbon Limits | 1191702.6992 | 1950.3502
KPCo Retire 2028, no CO2 | 0 | KPCo | KPCo | Coal:Conventional | Mitchell (WV):1 | 2026 | CO2 | Carbon Tax | 1191702.6992 | 1950.3502
KPCo Retire 2028, no CO2 | 0 | KPCo | KPCo | Coal:Conventional | Mitchell (WV):1 | 2026 | NOx | CSAPR Annual NOx | 281.5275 | 0.46075
KPCo Retire 2028, no CO2 | 0 | KPCo | KPCo | Coal:Conventional | Mitchell (WV):1 | 2026 | NOx | CSAPR NOx Ozone Season | 281.5275 | 0.46075
KPCo Retire 2028, no CO2 | 0 | KPCo | KPCo | Coal:Conventional | Mitchell (WV):1 | 2026 | SO2 | CSAPR Annual SO2 | 1194.2076 | 1.9544
KPCo Retire 2028, no CO2 | 0 | KPCo | KPCo | Coal:Conventional | Mitchell (WV):2 | 2026 | CO2 | Carbon Limits | 1218311.875 | 1950.3502
KPCo Retire 2028, no CO2 | 0 | KPCo | KPCo | Coal:Conventional | Mitchell (WV):2 | 2026 | CO2 | Carbon Tax | 1218311.875 | 1950.3502
KPCo Retire 2028, no CO2 | 0 | KPCo | KPCo | Coal:Conventional | Mitchell (WV):2 | 2026 | NOx | CSAPR Annual NOx | 382.169 | 0.6118
KPCo Retire 2028, no CO2 | 0 | KPCo | KPCo | Coal:Conventional | Mitchell (WV):2 | 2026 | NOx | CSAPR NOx Ozone Season | 382.169 | 0.6118
KPCo Retire 2028, no CO2 | 0 | KPCo | KPCo | Coal:Conventional | Mitchell (WV):2 | 2026 | SO2 | CSAPR Annual SO2 | 1220.8729 | 1.9545
KPCo Retire 2028, no CO2 | 0 | KPCo | KPCo | Gas/Oil:Steam Turbine | Big Sandy:1 (Gas) | 2026 | CO2 | Carbon Limits | 124498.5234 | 1304.7642
KPCo Retire 2028, no CO2 | 0 | KPCo | KPCo | Gas/Oil:Steam Turbine | Big Sandy:1 (Gas) | 2026 | CO2 | Carbon Tax | 124498.5234 | 1304.7642
KPCo Retire 2028, no CO2 | 0 | KPCo | KPCo | Gas/Oil:Steam Turbine | Big Sandy:1 (Gas) | 2026 | NOx | CSAPR Annual NOx | 282.5803 | 2.9615
KPCo Retire 2028, no CO2 | 0 | KPCo | KPCo | Gas/Oil:Steam Turbine | Big Sandy:1 (Gas) | 2026 | NOx | CSAPR NOx Ozone Season | 282.5803 | 2.9615
KPCo Retire 2028, no CO2 | 0 | KPCo | KPCo | Coal:Conventional | Mitchell (WV):1 | 2027 | CO2 | Carbon Limits | 1298614.1875 | 1950.3505
KPCo Retire 2028, no CO2 | 0 | KPCo | KPCo | Coal:Conventional | Mitchell (WV):1 | 2027 | CO2 | Carbon Tax | 1298614.1875 | 1950.3505
KPCo Retire 2028, no CO2 | 0 | KPCo | KPCo | Coal:Conventional | Mitchell (WV):1 | 2027 | NOx | CSAPR Annual NOx | 306.7842 | 0.46075
KPCo Retire 2028, no CO2 | 0 | KPCo | KPCo | Coal:Conventional | Mitchell (WV):1 | 2027 | NOx | CSAPR NOx Ozone Season | 306.7842 | 0.46075
KPCo Retire 2028, no CO2 | 0 | KPCo | KPCo | Coal:Conventional | Mitchell (WV):1 | 2027 | SO2 | CSAPR Annual SO2 | 1301.3439 | 1.9545
KPCo Retire 2028, no CO2 | 0 | KPCo | KPCo | Coal:Conventional | Mitchell (WV):2 | 2027 | CO2 | Carbon Limits | 1329604.9258 | 1950.3501
KPCo Retire 2028, no CO2 | 0 | KPCo | KPCo | Coal:Conventional | Mitchell (WV):2 | 2027 | CO2 | Carbon Tax | 1329604.9258 | 1950.3501
KPCo Retire 2028, no CO2 | 0 | KPCo | KPCo | Coal:Conventional | Mitchell (WV):2 | 2027 | NOx | CSAPR Annual NOx | 417.0802 | 0.6118
KPCo Retire 2028, no CO2 | 0 | KPCo | KPCo | Coal:Conventional | Mitchell (WV):2 | 2027 | NOx | CSAPR NOx Ozone Season | 417.0802 | 0.6118
KPCo Retire 2028, no CO2 | 0 | KPCo | KPCo | Coal:Conventional | Mitchell (WV):2 | 2027 | SO2 | CSAPR Annual SO2 | 1332.3999 | 1.9544
KPCo Retire 2028, no CO2 | 0 | KPCo | KPCo | Gas/Oil:Steam Turbine | Big Sandy:1 (Gas) | 2027 | CO2 | Carbon Limits | 124498.5234 | 1304.7646
KPCo Retire 2028, no CO2 | 0 | KPCo | KPCo | Gas/Oil:Steam Turbine | Big Sandy:1 (Gas) | 2027 | CO2 | Carbon Tax | 124498.5234 | 1304.7646
KPCo Retire 2028, no CO2 | 0 | KPCo | KPCo | Gas/Oil:Steam Turbine | Big Sandy:1 (Gas) | 2027 | NOx | CSAPR Annual NOx | 282.5803 | 2.9615
KPCo Retire 2028, no CO2 | 0 | KPCo | KPCo | Gas/Oil:Steam Turbine | Big Sandy:1 (Gas) | 2027 | NOx | CSAPR NOx Ozone Season | 282.5803 | 2.9615
KPCo Retire 2028, no CO2 | 0 | KPCo | KPCo | Coal:Conventional | Mitchell (WV):1 | 2028 | CO2 | Carbon Limits | 1280182.9766 | 1950.7085
KPCo Retire 2028, no CO2 | 0 | KPCo | KPCo | Coal:Conventional | Mitchell (WV):1 | 2028 | CO2 | Carbon Tax | 1280182.9766 | 1950.7085
KPCo Retire 2028, no CO2 | 0 | KPCo | KPCo | Coal:Conventional | Mitchell (WV):1 | 2028 | NOx | CSAPR Annual NOx | 302.4301 | 0.46083
KPCo Retire 2028, no CO2 | 0 | KPCo | KPCo | Coal:Conventional | Mitchell (WV):1 | 2028 | NOx | CSAPR NOx Ozone Season | 302.4301 | 0.46083
KPCo Retire 2028, no CO2 | 0 | KPCo | KPCo | Coal:Conventional | Mitchell (WV):1 | 2028 | SO2 | CSAPR Annual SO2 | 1282.8739 | 1.9548
KPCo Retire 2028, no CO2 | 0 | KPCo | KPCo | Coal:Conventional | Mitchell (WV):2 | 2028 | CO2 | Carbon Limits | 1266900.9961 | 1950.712
KPCo Retire 2028, no CO2 | 0 | KPCo | KPCo | Coal:Conventional | Mitchell (WV):2 | 2028 | CO2 | Carbon Tax | 1266900.9961 | 1950.712
KPCo Retire 2028, no CO2 | 0 | KPCo | KPCo | Coal:Conventional | Mitchell (WV):2 | 2028 | NOx | CSAPR Annual NOx | 397.4108 | 0.61191
KPCo Retire 2028, no CO2 | 0 | KPCo | KPCo | Coal:Conventional | Mitchell (WV):2 | 2028 | NOx | CSAPR NOx Ozone Season | 397.4108 | 0.61191
KPCo Retire 2028, no CO2 | 0 | KPCo | KPCo | Coal:Conventional | Mitchell (WV):2 | 2028 | SO2 | CSAPR Annual SO2 | 1269.5641 | 1.9548
KPCo Retire 2028, no CO2 | 0 | KPCo | KPCo | Gas/Oil:Steam Turbine | Big Sandy:1 (Gas) | 2028 | CO2 | Carbon Limits | 89786.4531 | 1306.7683
KPCo Retire 2028, no CO2 | 0 | KPCo | KPCo | Gas/Oil:Steam Turbine | Big Sandy:1 (Gas) | 2028 | CO2 | Carbon Tax | 89786.4531 | 1306.7683
KPCo Retire 2028, no CO2 | 0 | KPCo | KPCo | Gas/Oil:Steam Turbine | Big Sandy:1 (Gas) | 2028 | NOx | CSAPR Annual NOx | 203.7926 | 2.966
KPCo Retire 2028, no CO2 | 0 | KPCo | KPCo | Gas/Oil:Steam Turbine | Big Sandy:1 (Gas) | 2028 | NOx | CSAPR NOx Ozone Season | 203.7926 | 2.966
KPCo Retire 2028, no CO2 | 0 | KPCo | KPCo | Gas/Oil:Steam Turbine | Big Sandy:1 (Gas) | 2029 | CO2 | Carbon Limits | 107549.6406 | 1306.8107
KPCo Retire 2028, no CO2 | 0 | KPCo | KPCo | Gas/Oil:Steam Turbine | Big Sandy:1 (Gas) | 2029 | CO2 | Carbon Tax | 107549.6406 | 1306.8107
KPCo Retire 2028, no CO2 | 0 | KPCo | KPCo | Gas/Oil:Steam Turbine | Big Sandy:1 (Gas) | 2029 | NOx | CSAPR Annual NOx | 244.1106 | 2.9661
KPCo Retire 2028, no CO2 | 0 | KPCo | KPCo | Gas/Oil:Steam Turbine | Big Sandy:1 (Gas) | 2029 | NOx | CSAPR NOx Ozone Season | 244.1106 | 2.9661
KPCo Retire 2028, no CO2 | 0 | KPCo | KPCo | Gas/Oil:Steam Turbine | Big Sandy:1 (Gas) | 2030 | CO2 | Carbon Limits | 107473.707 | 1306.1798
KPCo Retire 2028, no CO2 | 0 | KPCo | KPCo | Gas/Oil:Steam Turbine | Big Sandy:1 (Gas) | 2030 | CO2 | Carbon Tax | 107473.707 | 1306.1798
KPCo Retire 2028, no CO2 | 0 | KPCo | KPCo | Gas/Oil:Steam Turbine | Big Sandy:1 (Gas) | 2030 | NOx | CSAPR Annual NOx | 243.9382 | 2.9647
KPCo Retire 2028, no CO2 | 0 | KPCo | KPCo | Gas/Oil:Steam Turbine | Big Sandy:1 (Gas) | 2030 | NOx | CSAPR NOx Ozone Season | 243.9382 | 2.9647
KPCo Retire 2028, no CO2 | 0 | KPCo | KPCo | Gas/Oil:Combustion Turbine | KPCo CT | 2031 | CO2 | Carbon Limits | 19539.2363 | 1178.1001
KPCo Retire 2028, no CO2 | 0 | KPCo | KPCo | Gas/Oil:Combustion Turbine | KPCo CT | 2031 | CO2 | Carbon Tax | 19539.2363 | 1178.1001
KPCo Retire 2028, no CO2 | 0 | KPCo | KPCo | Gas/Oil:Combustion Turbine | KPCo CT | 2031 | NOx | CSAPR Annual NOx | 4.9259 | 0.297
KPCo Retire 2028, no CO2 | 0 | KPCo | KPCo | Gas/Oil:Combustion Turbine | KPCo CT | 2031 | NOx | CSAPR NOx Ozone Season | 4.9259 | 0.297
KPCo Retire 2028, no CO2 | 0 | KPCo | KPCo | Gas/Oil:Combustion Turbine | KPCo CT | 2032 | CO2 | Carbon Limits | 18888.1621 | 1178.0997
KPCo Retire 2028, no CO2 | 0 | KPCo | KPCo | Gas/Oil:Combustion Turbine | KPCo CT | 2032 | CO2 | Carbon Tax | 18888.1621 | 1178.0997
KPCo Retire 2028, no CO2 | 0 | KPCo | KPCo | Gas/Oil:Combustion Turbine | KPCo CT | 2032 | NOx | CSAPR Annual NOx | 4.7617 | 0.297
KPCo Retire 2028, no CO2 | 0 | KPCo | KPCo | Gas/Oil:Combustion Turbine | KPCo CT | 2032 | NOx | CSAPR NOx Ozone Season | 4.7617 | 0.297
KPCo Retire 2028, no CO2 | 0 | KPCo | KPCo | Gas/Oil:Combustion Turbine | KPCo CT | 2033 | CO2 | Carbon Limits | 18071.4199 | 1178.0997
KPCo Retire 2028, no CO2 | 0 | KPCo | KPCo | Gas/Oil:Combustion Turbine | KPCo CT | 2033 | CO2 | Carbon Tax | 18071.4199 | 1178.0997
KPCo Retire 2028, no CO2 | 0 | KPCo | KPCo | Gas/Oil:Combustion Turbine | KPCo CT | 2033 | NOx | CSAPR Annual NOx | 4.5558 | 0.297
KPCo Retire 2028, no CO2 | 0 | KPCo | KPCo | Gas/Oil:Combustion Turbine | KPCo CT | 2033 | NOx | CSAPR NOx Ozone Season | 4.5558 | 0.297
KPCo Retire 2040, with CO2 | 0 | KPCo | KPCo | Coal:Conventional | Mitchell (WV):1 | 2021 | CO2 | Carbon Limits | 982324.9844 | 1950.3502
KPCo Retire 2040, with CO2 | 0 | KPCo | KPCo | Coal:Conventional | Mitchell (WV):1 | 2021 | CO2 | Carbon Tax | 982324.9844 | 1950.3502
KPCo Retire 2040, with CO2 | 0 | KPCo | KPCo | Coal:Conventional | Mitchell (WV):1 | 2021 | NOx | CSAPR Annual NOx | 232.0642 | 0.46075
KPCo Retire 2040, with CO2 | 0 | KPCo | KPCo | Coal:Conventional | Mitchell (WV):1 | 2021 | NOx | CSAPR NOx Ozone Season | 232.0642 | 0.46075
KPCo Retire 2040, with CO2 | 0 | KPCo | KPCo | Coal:Conventional | Mitchell (WV):1 | 2021 | SO2 | CSAPR Annual SO2 | 984.3898 | 1.9545
KPCo Retire 2040, with CO2 | 0 | KPCo | KPCo | Coal:Conventional | Mitchell (WV):2 | 2021 | CO2 | Carbon Limits | 1000352.918 | 1950.35
KPCo Retire 2040, with CO2 | 0 | KPCo | KPCo | Coal:Conventional | Mitchell (WV):2 | 2021 | CO2 | Carbon Tax | 1000352.918 | 1950.35
KPCo Retire 2040, with CO2 | 0 | KPCo | KPCo | Coal:Conventional | Mitchell (WV):2 | 2021 | NOx | CSAPR Annual NOx | 313.7981 | 0.6118
KPCo Retire 2040, with CO2 | 0 | KPCo | KPCo | Coal:Conventional | Mitchell (WV):2 | 2021 | NOx | CSAPR NOx Ozone Season | 313.7981 | 0.6118
KPCo Retire 2040, with CO2 | 0 | KPCo | KPCo | Coal:Conventional | Mitchell (WV):2 | 2021 | SO2 | CSAPR Annual SO2 | 1002.4557 | 1.9544
KPCo Retire 2040, with CO2 | 0 | KPCo | KPCo | Coal:Conventional | Rockport:1 | 2021 | CO2 | Carbon Limits | 949532.7812 | 1950.3502
KPCo Retire 2040, with CO2 | 0 | KPCo | KPCo | Coal:Conventional | Rockport:1 | 2021 | CO2 | Carbon Tax | 949532.7812 | 1950.3502
KPCo Retire 2040, with CO2 | 0 | KPCo | KPCo | Coal:Conventional | Rockport:1 | 2021 | NOx | CSAPR Annual NOx | 197.2235 | 0.4051
KPCo Retire 2040, with CO2 | 0 | KPCo | KPCo | Coal:Conventional | Rockport:1 | 2021 | NOx | CSAPR NOx Ozone Season | 197.2235 | 0.4051
KPCo Retire 2040, with CO2 | 0 | KPCo | KPCo | Coal:Conventional | Rockport:1 | 2021 | SO2 | CSAPR Annual SO2 | 119.8965 | 0.24627
KPCo Retire 2040, with CO2 | 0 | KPCo | KPCo | Coal:Conventional | Rockport:2 | 2021 | CO2 | Carbon Limits | 946496.5781 | 1950.3501
KPCo Retire 2040, with CO2 | 0 | KPCo | KPCo | Coal:Conventional | Rockport:2 | 2021 | CO2 | Carbon Tax | 946496.5781 | 1950.3501
KPCo Retire 2040, with CO2 | 0 | KPCo | KPCo | Coal:Conventional | Rockport:2 | 2021 | NOx | CSAPR Annual NOx | 1088.4941 | 2.2429
KPCo Retire 2040, with CO2 | 0 | KPCo | KPCo | Coal:Conventional | Rockport:2 | 2021 | NOx | CSAPR NOx Ozone Season | 1088.4941 | 2.2429
KPCo Retire 2040, with CO2 | 0 | KPCo | KPCo | Coal:Conventional | Rockport:2 | 2021 | SO2 | CSAPR Annual SO2 | 119.5131 | 0.24627
KPCo Retire 2040, with CO2 | 0 | KPCo | KPCo | Gas/Oil:Steam Turbine | Big Sandy:1 (Gas) | 2021 | CO2 | Carbon Limits | 124498.5234 | 1304.7646
KPCo Retire 2040, with CO2 | 0 | KPCo | KPCo | Gas/Oil:Steam Turbine | Big Sandy:1 (Gas) | 2021 | CO2 | Carbon Tax | 124498.5234 | 1304.7646
KPCo Retire 2040, with CO2 | 0 | KPCo | KPCo | Gas/Oil:Steam Turbine | Big Sandy:1 (Gas) | 2021 | NOx | CSAPR Annual NOx | 282.5803 | 2.9615
KPCo Retire 2040, with CO2 | 0 | KPCo | KPCo | Gas/Oil:Steam Turbine | Big Sandy:1 (Gas) | 2021 | NOx | CSAPR NOx Ozone Season | 282.5803 | 2.9615
KPCo Retire 2040, with CO2 | 0 | KPCo | KPCo | Coal:Conventional | Mitchell (WV):1 | 2022 | CO2 | Carbon Limits | 1020516.3594 | 1950.3502
KPCo Retire 2040, with CO2 | 0 | KPCo | KPCo | Coal:Conventional | Mitchell (WV):1 | 2022 | CO2 | Carbon Tax | 1020516.3594 | 1950.3502
KPCo Retire 2040, with CO2 | 0 | KPCo | KPCo | Coal:Conventional | Mitchell (WV):1 | 2022 | NOx | CSAPR Annual NOx | 241.0865 | 0.46075
KPCo Retire 2040, with CO2 | 0 | KPCo | KPCo | Coal:Conventional | Mitchell (WV):1 | 2022 | NOx | CSAPR NOx Ozone Season | 241.0865 | 0.46075
KPCo Retire 2040, with CO2 | 0 | KPCo | KPCo | Coal:Conventional | Mitchell (WV):1 | 2022 | SO2 | CSAPR Annual SO2 | 1022.6614 | 1.9544
KPCo Retire 2040, with CO2 | 0 | KPCo | KPCo | Coal:Conventional | Mitchell (WV):2 | 2022 | CO2 | Carbon Limits | 959543.1602 | 1950.3503
KPCo Retire 2040, with CO2 | 0 | KPCo | KPCo | Coal:Conventional | Mitchell (WV):2 | 2022 | CO2 | Carbon Tax | 959543.1602 | 1950.3503
KPCo Retire 2040, with CO2 | 0 | KPCo | KPCo | Coal:Conventional | Mitchell (WV):2 | 2022 | NOx | CSAPR Annual NOx | 300.9966 | 0.6118
KPCo Retire 2040, with CO2 | 0 | KPCo | KPCo | Coal:Conventional | Mitchell (WV):2 | 2022 | NOx | CSAPR NOx Ozone Season | 300.9966 | 0.6118
KPCo Retire 2040, with CO2 | 0 | KPCo | KPCo | Coal:Conventional | Mitchell (WV):2 | 2022 | SO2 | CSAPR Annual SO2 | 961.5602 | 1.9544
KPCo Retire 2040, with CO2 | 0 | KPCo | KPCo | Coal:Conventional | Rockport:1 | 2022 | CO2 | Carbon Limits | 949156.4648 | 1950.3503
KPCo Retire 2040, with CO2 | 0 | KPCo | KPCo | Coal:Conventional | Rockport:1 | 2022 | CO2 | Carbon Tax | 949156.4648 | 1950.3503
KPCo Retire 2040, with CO2 | 0 | KPCo | KPCo | Coal:Conventional | Rockport:1 | 2022 | NOx | CSAPR Annual NOx | 197.1453 | 0.4051
KPCo Retire 2040, with CO2 | 0 | KPCo | KPCo | Coal:Conventional | Rockport:1 | 2022 | NOx | CSAPR NOx Ozone Season | 197.1453 | 0.4051
KPCo Retire 2040, with CO2 | 0 | KPCo | KPCo | Coal:Conventional | Rockport:1 | 2022 | SO2 | CSAPR Annual SO2 | 119.8489 | 0.24627
KPCo Retire 2040, with CO2 | 0 | KPCo | KPCo | Gas/Oil:Steam Turbine | Big Sandy:1 (Gas) | 2022 | CO2 | Carbon Limits | 246167.5352 | 1304.7643
KPCo Retire 2040, with CO2 | 0 | KPCo | KPCo | Gas/Oil:Steam Turbine | Big Sandy:1 (Gas) | 2022 | CO2 | Carbon Tax | 246167.5352 | 1304.7643
KPCo Retire 2040, with CO2 | 0 | KPCo | KPCo | Gas/Oil:Steam Turbine | Big Sandy:1 (Gas) | 2022 | NOx | CSAPR Annual NOx | 558.7383 | 2.9615
KPCo Retire 2040, with CO2 | 0 | KPCo | KPCo | Gas/Oil:Steam Turbine | Big Sandy:1 (Gas) | 2022 | NOx | CSAPR NOx Ozone Season | 558.7383 | 2.9615
KPCo Retire 2040, with CO2 | 0 | KPCo | KPCo | Coal:Conventional | Mitchell (WV):1 | 2023 | CO2 | Carbon Limits | 1106144.6484 | 1950.3505
KPCo Retire 2040, with CO2 | 0 | KPCo | KPCo | Coal:Conventional | Mitchell (WV):1 | 2023 | CO2 | Carbon Tax | 1106144.6484 | 1950.3505
KPCo Retire 2040, with CO2 | 0 | KPCo | KPCo | Coal:Conventional | Mitchell (WV):1 | 2023 | NOx | CSAPR Annual NOx | 261.3153 | 0.46075
KPCo Retire 2040, with CO2 | 0 | KPCo | KPCo | Coal:Conventional | Mitchell (WV):1 | 2023 | NOx | CSAPR NOx Ozone Season | 261.3153 | 0.46075
KPCo Retire 2040, with CO2 | 0 | KPCo | KPCo | Coal:Conventional | Mitchell (WV):1 | 2023 | SO2 | CSAPR Annual SO2 | 1108.4697 | 1.9545
KPCo Retire 2040, with CO2 | 0 | KPCo | KPCo | Coal:Conventional | Mitchell (WV):2 | 2023 | CO2 | Carbon Limits | 1087934.2852 | 1950.35
KPCo Retire 2040, with CO2 | 0 | KPCo | KPCo | Coal:Conventional | Mitchell (WV):2 | 2023 | CO2 | Carbon Tax | 1087934.2852 | 1950.35
KPCo Retire 2040, with CO2 | 0 | KPCo | KPCo | Coal:Conventional | Mitchell (WV):2 | 2023 | NOx | CSAPR Annual NOx | 341.2712 | 0.6118
KPCo Retire 2040, with CO2 | 0 | KPCo | KPCo | Coal:Conventional | Mitchell (WV):2 | 2023 | NOx | CSAPR NOx Ozone Season | 341.2712 | 0.6118
KPCo Retire 2040, with CO2 | 0 | KPCo | KPCo | Coal:Conventional | Mitchell (WV):2 | 2023 | SO2 | CSAPR Annual SO2 | 1090.2212 | 1.9544
KPCo Retire 2040, with CO2 | 0 | KPCo | KPCo | Gas/Oil:Steam Turbine | Big Sandy:1 (Gas) | 2023 | CO2 | Carbon Limits | 308416.7969 | 1304.7644
KPCo Retire 2040, with CO2 | 0 | KPCo | KPCo | Gas/Oil:Steam Turbine | Big Sandy:1 (Gas) | 2023 | CO2 | Carbon Tax | 308416.7969 | 1304.7644
KPCo Retire 2040, with CO2 | 0 | KPCo | KPCo | Gas/Oil:Steam Turbine | Big Sandy:1 (Gas) | 2023 | NOx | CSAPR Annual NOx | 700.0284 | 2.9615
KPCo Retire 2040, with CO2 | 0 | KPCo | KPCo | Gas/Oil:Steam Turbine | Big Sandy:1 (Gas) | 2023 | NOx | CSAPR NOx Ozone Season | 700.0284 | 2.9615
KPCo Retire 2040, with CO2 | 0 | KPCo | KPCo | Coal:Conventional | Mitchell (WV):1 | 2024 | CO2 | Carbon Limits | 1103717.9688 | 1950.3501
KPCo Retire 2040, with CO2 | 0 | KPCo | KPCo | Coal:Conventional | Mitchell (WV):1 | 2024 | CO2 | Carbon Tax | 1103717.9688 | 1950.3501
KPCo Retire 2040, with CO2 | 0 | KPCo | KPCo | Coal:Conventional | Mitchell (WV):1 | 2024 | NOx | CSAPR Annual NOx | 260.742 | 0.46075
KPCo Retire 2040, with CO2 | 0 | KPCo | KPCo | Coal:Conventional | Mitchell (WV):1 | 2024 | NOx | CSAPR NOx Ozone Season | 260.742 | 0.46075
KPCo Retire 2040, with CO2 | 0 | KPCo | KPCo | Coal:Conventional | Mitchell (WV):1 | 2024 | SO2 | CSAPR Annual SO2 | 1106.0379 | 1.9544
KPCo Retire 2040, with CO2 | 0 | KPCo | KPCo | Coal:Conventional | Mitchell (WV):2 | 2024 | CO2 | Carbon Limits | 1126656.9883 | 1950.3501
KPCo Retire 2040, with CO2 | 0 | KPCo | KPCo | Coal:Conventional | Mitchell (WV):2 | 2024 | CO2 | Carbon Tax | 1126656.9883 | 1950.3501
KPCo Retire 2040, with CO2 | 0 | KPCo | KPCo | Coal:Conventional | Mitchell (WV):2 | 2024 | NOx | CSAPR Annual NOx | 353.418 | 0.6118
KPCo Retire 2040, with CO2 | 0 | KPCo | KPCo | Coal:Conventional | Mitchell (WV):2 | 2024 | NOx | CSAPR NOx Ozone Season | 353.418 | 0.6118
KPCo Retire 2040, with CO2 | 0 | KPCo | KPCo | Coal:Conventional | Mitchell (WV):2 | 2024 | SO2 | CSAPR Annual SO2 | 1129.0253 | 1.9544
KPCo Retire 2040, with CO2 | 0 | KPCo | KPCo | Gas/Oil:Steam Turbine | Big Sandy:1 (Gas) | 2024 | CO2 | Carbon Limits | 308416.7969 | 1304.7643
KPCo Retire 2040, with CO2 | 0 | KPCo | KPCo | Gas/Oil:Steam Turbine | Big Sandy:1 (Gas) | 2024 | CO2 | Carbon Tax | 308416.7969 | 1304.7643
KPCo Retire 2040, with CO2 | 0 | KPCo | KPCo | Gas/Oil:Steam Turbine | Big Sandy:1 (Gas) | 2024 | NOx | CSAPR Annual NOx | 700.0284 | 2.9615
KPCo Retire 2040, with CO2 | 0 | KPCo | KPCo | Gas/Oil:Steam Turbine | Big Sandy:1 (Gas) | 2024 | NOx | CSAPR NOx Ozone Season | 700.0284 | 2.9615
KPCo Retire 2040, with CO2 | 0 | KPCo | KPCo | Coal:Conventional | Mitchell (WV):1 | 2025 | CO2 | Carbon Limits | 1190760.9023 | 1950.3499
KPCo Retire 2040, with CO2 | 0 | KPCo | KPCo | Coal:Conventional | Mitchell (WV):1 | 2025 | CO2 | Carbon Tax | 1190760.9023 | 1950.3499
KPCo Retire 2040, with CO2 | 0 | KPCo | KPCo | Coal:Conventional | Mitchell (WV):1 | 2025 | NOx | CSAPR Annual NOx | 281.305 | 0.46075
KPCo Retire 2040, with CO2 | 0 | KPCo | KPCo | Coal:Conventional | Mitchell (WV):1 | 2025 | NOx | CSAPR NOx Ozone Season | 281.305 | 0.46075
KPCo Retire 2040, with CO2 | 0 | KPCo | KPCo | Coal:Conventional | Mitchell (WV):1 | 2025 | SO2 | CSAPR Annual SO2 | 1193.2639 | 1.9544
KPCo Retire 2040, with CO2 | 0 | KPCo | KPCo | Coal:Conventional | Mitchell (WV):2 | 2025 | CO2 | Carbon Limits | 1217331.4727 | 1950.3502
KPCo Retire 2040, with CO2 | 0 | KPCo | KPCo | Coal:Conventional | Mitchell (WV):2 | 2025 | CO2 | Carbon Tax | 1217331.4727 | 1950.3502
KPCo Retire 2040, with CO2 | 0 | KPCo | KPCo | Coal:Conventional | Mitchell (WV):2 | 2025 | NOx | CSAPR Annual NOx | 381.8615 | 0.6118
KPCo Retire 2040, with CO2 | 0 | KPCo | KPCo | Coal:Conventional | Mitchell (WV):2 | 2025 | NOx | CSAPR NOx Ozone Season | 381.8615 | 0.6118
KPCo Retire 2040, with CO2 | 0 | KPCo | KPCo | Coal:Conventional | Mitchell (WV):2 | 2025 | SO2 | CSAPR Annual SO2 | 1219.8904 | 1.9545
KPCo Retire 2040, with CO2 | 0 | KPCo | KPCo | Gas/Oil:Steam Turbine | Big Sandy:1 (Gas) | 2025 | CO2 | Carbon Limits | 186747.7852 | 1304.7643
KPCo Retire 2040, with CO2 | 0 | KPCo | KPCo | Gas/Oil:Steam Turbine | Big Sandy:1 (Gas) | 2025 | CO2 | Carbon Tax | 186747.7852 | 1304.7643
KPCo Retire 2040, with CO2 | 0 | KPCo | KPCo | Gas/Oil:Steam Turbine | Big Sandy:1 (Gas) | 2025 | NOx | CSAPR Annual NOx | 423.8704 | 2.9615
KPCo Retire 2040, with CO2 | 0 | KPCo | KPCo | Gas/Oil:Steam Turbine | Big Sandy:1 (Gas) | 2025 | NOx | CSAPR NOx Ozone Season | 423.8704 | 2.9615
KPCo Retire 2040, with CO2 | 0 | KPCo | KPCo | Coal:Conventional | Mitchell (WV):1 | 2026 | CO2 | Carbon Limits | 1191702.6992 | 1950.3502
KPCo Retire 2040, with CO2 | 0 | KPCo | KPCo | Coal:Conventional | Mitchell (WV):1 | 2026 | CO2 | Carbon Tax | 1191702.6992 | 1950.3502
KPCo Retire 2040, with CO2 | 0 | KPCo | KPCo | Coal:Conventional | Mitchell (WV):1 | 2026 | NOx | CSAPR Annual NOx | 281.5275 | 0.46075
KPCo Retire 2040, with CO2 | 0 | KPCo | KPCo | Coal:Conventional | Mitchell (WV):1 | 2026 | NOx | CSAPR NOx Ozone Season | 281.5275 | 0.46075
KPCo Retire 2040, with CO2 | 0 | KPCo | KPCo | Coal:Conventional | Mitchell (WV):1 | 2026 | SO2 | CSAPR Annual SO2 | 1194.2076 | 1.9544
KPCo Retire 2040, with CO2 | 0 | KPCo | KPCo | Coal:Conventional | Mitchell (WV):2 | 2026 | CO2 | Carbon Limits | 1218311.875 | 1950.3502
KPCo Retire 2040, with CO2 | 0 | KPCo | KPCo | Coal:Conventional | Mitchell (WV):2 | 2026 | CO2 | Carbon Tax | 1218311.875 | 1950.3502
KPCo Retire 2040, with CO2 | 0 | KPCo | KPCo | Coal:Conventional | Mitchell (WV):2 | 2026 | NOx | CSAPR Annual NOx | 382.169 | 0.6118
KPCo Retire 2040, with CO2 | 0 | KPCo | KPCo | Coal:Conventional | Mitchell (WV):2 | 2026 | NOx | CSAPR NOx Ozone Season | 382.169 | 0.6118
KPCo Retire 2040, with CO2 | 0 | KPCo | KPCo | Coal:Conventional | Mitchell (WV):2 | 2026 | SO2 | CSAPR Annual SO2 | 1220.8729 | 1.9545
KPCo Retire 2040, with CO2 | 0 | KPCo | KPCo | Gas/Oil:Steam Turbine | Big Sandy:1 (Gas) | 2026 | CO2 | Carbon Limits | 124498.5234 | 1304.7642
KPCo Retire 2040, with CO2 | 0 | KPCo | KPCo | Gas/Oil:Steam Turbine | Big Sandy:1 (Gas) | 2026 | CO2 | Carbon Tax | 124498.5234 | 1304.7642
KPCo Retire 2040, with CO2 | 0 | KPCo | KPCo | Gas/Oil:Steam Turbine | Big Sandy:1 (Gas) | 2026 | NOx | CSAPR Annual NOx | 282.5803 | 2.9615
KPCo Retire 2040, with CO2 | 0 | KPCo | KPCo | Gas/Oil:Steam Turbine | Big Sandy:1 (Gas) | 2026 | NOx | CSAPR NOx Ozone Season | 282.5803 | 2.9615
KPCo Retire 2040, with CO2 | 0 | KPCo | KPCo | Coal:Conventional | Mitchell (WV):1 | 2027 | CO2 | Carbon Limits | 1259703.7539 | 1950.3504
KPCo Retire 2040, with CO2 | 0 | KPCo | KPCo | Coal:Conventional | Mitchell (WV):1 | 2027 | CO2 | Carbon Tax | 1259703.7539 | 1950.3504
KPCo Retire 2040, with CO2 | 0 | KPCo | KPCo | Coal:Conventional | Mitchell (WV):1 | 2027 | NOx | CSAPR Annual NOx | 297.5921 | 0.46075
KPCo Retire 2040, with CO2 | 0 | KPCo | KPCo | Coal:Conventional | Mitchell (WV):1 | 2027 | NOx | CSAPR NOx Ozone Season | 297.5921 | 0.46075
KPCo Retire 2040, with CO2 | 0 | KPCo | KPCo | Coal:Conventional | Mitchell (WV):1 | 2027 | SO2 | CSAPR Annual SO2 | 1262.3516 | 1.9545
KPCo Retire 2040, with CO2 | 0 | KPCo | KPCo | Coal:Conventional | Mitchell (WV):2 | 2027 | CO2 | Carbon Limits | 1289100.0625 | 1950.3501
KPCo Retire 2040, with CO2 | 0 | KPCo | KPCo | Coal:Conventional | Mitchell (WV):2 | 2027 | CO2 | Carbon Tax | 1289100.0625 | 1950.3501
KPCo Retire 2040, with CO2 | 0 | KPCo | KPCo | Coal:Conventional | Mitchell (WV):2 | 2027 | NOx | CSAPR Annual NOx | 404.3744 | 0.6118
KPCo Retire 2040, with CO2 | 0 | KPCo | KPCo | Coal:Conventional | Mitchell (WV):2 | 2027 | NOx | CSAPR NOx Ozone Season | 404.3744 | 0.6118
KPCo Retire 2040, with CO2 | 0 | KPCo | KPCo | Coal:Conventional | Mitchell (WV):2 | 2027 | SO2 | CSAPR Annual SO2 | 1291.8098 | 1.9544
KPCo Retire 2040, with CO2 | 0 | KPCo | KPCo | Gas/Oil:Steam Turbine | Big Sandy:1 (Gas) | 2027 | CO2 | Carbon Limits | 124498.5234 | 1304.7646
KPCo Retire 2040, with CO2 | 0 | KPCo | KPCo | Gas/Oil:Steam Turbine | Big Sandy:1 (Gas) | 2027 | CO2 | Carbon Tax | 124498.5234 | 1304.7646
KPCo Retire 2040, with CO2 | 0 | KPCo | KPCo | Gas/Oil:Steam Turbine | Big Sandy:1 (Gas) | 2027 | NOx | CSAPR Annual NOx | 282.5803 | 2.9615
KPCo Retire 2040, with CO2 | 0 | KPCo | KPCo | Gas/Oil:Steam Turbine | Big Sandy:1 (Gas) | 2027 | NOx | CSAPR NOx Ozone Season | 282.5803 | 2.9615
KPCo Retire 2040, with CO2 | 0 | KPCo | KPCo | Coal:Conventional | Mitchell (WV):1 | 2028 | CO2 | Carbon Limits | 1002781.8281 | 1950.3507
KPCo Retire 2040, with CO2 | 0 | KPCo | KPCo | Coal:Conventional | Mitchell (WV):1 | 2028 | CO2 | Carbon Tax | 1002781.8281 | 1950.3507 | 13647.8591 | 13.61 | 13.2721
KPCo Retire 2040, with CO2 | 0 | KPCo | KPCo | Coal:Conventional | Mitchell (WV):1 | 2028 | NOx | CSAPR Annual NOx | 236.8969 | 0.46075
KPCo Retire 2040, with CO2 | 0 | KPCo | KPCo | Coal:Conventional | Mitchell (WV):1 | 2028 | NOx | CSAPR NOx Ozone Season | 236.8969 | 0.46075
KPCo Retire 2040, with CO2 | 0 | KPCo | KPCo | Coal:Conventional | Mitchell (WV):1 | 2028 | SO2 | CSAPR Annual SO2 | 1004.8896 | 1.9545
KPCo Retire 2040, with CO2 | 0 | KPCo | KPCo | Coal:Conventional | Mitchell (WV):2 | 2028 | CO2 | Carbon Limits | 1021584.2305 | 1950.3501
KPCo Retire 2040, with CO2 | 0 | KPCo | KPCo | Coal:Conventional | Mitchell (WV):2 | 2028 | CO2 | Carbon Tax | 1021584.2305 | 1950.3501 | 13903.7603 | 13.61 | 13.2721
KPCo Retire 2040, with CO2 | 0 | KPCo | KPCo | Coal:Conventional | Mitchell (WV):2 | 2028 | NOx | CSAPR Annual NOx | 320.458 | 0.6118
KPCo Retire 2040, with CO2 | 0 | KPCo | KPCo | Coal:Conventional | Mitchell (WV):2 | 2028 | NOx | CSAPR NOx Ozone Season | 320.458 | 0.6118
KPCo Retire 2040, with CO2 | 0 | KPCo | KPCo | Coal:Conventional | Mitchell (WV):2 | 2028 | SO2 | CSAPR Annual SO2 | 1023.7317 | 1.9544
KPCo Retire 2040, with CO2 | 0 | KPCo | KPCo | Gas/Oil:Steam Turbine | Big Sandy:1 (Gas) | 2028 | CO2 | Carbon Limits | 124498.5234 | 1304.7642
KPCo Retire 2040, with CO2 | 0 | KPCo | KPCo | Gas/Oil:Steam Turbine | Big Sandy:1 (Gas) | 2028 | CO2 | Carbon Tax | 124498.5234 | 1304.7642 | 1694.425 | 13.61 | 8.8789
KPCo Retire 2040, with CO2 | 0 | KPCo | KPCo | Gas/Oil:Steam Turbine | Big Sandy:1 (Gas) | 2028 | NOx | CSAPR Annual NOx | 282.5803 | 2.9615
KPCo Retire 2040, with CO2 | 0 | KPCo | KPCo | Gas/Oil:Steam Turbine | Big Sandy:1 (Gas) | 2028 | NOx | CSAPR NOx Ozone Season | 282.5803 | 2.9615
KPCo Retire 2040, with CO2 | 0 | KPCo | KPCo | Coal:Conventional | Mitchell (WV):1 | 2029 | CO2 | Carbon Limits | 869978.2734 | 1950.3497
KPCo Retire 2040, with CO2 | 0 | KPCo | KPCo | Coal:Conventional | Mitchell (WV):1 | 2029 | CO2 | Carbon Tax | 869978.2734 | 1950.3497 | 12249.2943 | 14.08 | 13.7305
KPCo Retire 2040, with CO2 | 0 | KPCo | KPCo | Coal:Conventional | Mitchell (WV):1 | 2029 | NOx | CSAPR Annual NOx | 205.5234 | 0.46075
KPCo Retire 2040, with CO2 | 0 | KPCo | KPCo | Coal:Conventional | Mitchell (WV):1 | 2029 | NOx | CSAPR NOx Ozone Season | 205.5234 | 0.46075
KPCo Retire 2040, with CO2 | 0 | KPCo | KPCo | Coal:Conventional | Mitchell (WV):1 | 2029 | SO2 | CSAPR Annual SO2 | 871.8069 | 1.9544
KPCo Retire 2040, with CO2 | 0 | KPCo | KPCo | Coal:Conventional | Mitchell (WV):2 | 2029 | CO2 | Carbon Limits | 826744.9258 | 1950.35
KPCo Retire 2040, with CO2 | 0 | KPCo | KPCo | Coal:Conventional | Mitchell (WV):2 | 2029 | CO2 | Carbon Tax | 826744.9258 | 1950.35 | 11640.5702 | 14.08 | 13.7305
KPCo Retire 2040, with CO2 | 0 | KPCo | KPCo | Coal:Conventional | Mitchell (WV):2 | 2029 | NOx | CSAPR Annual NOx | 259.3394 | 0.6118
KPCo Retire 2040, with CO2 | 0 | KPCo | KPCo | Coal:Conventional | Mitchell (WV):2 | 2029 | NOx | CSAPR NOx Ozone Season | 259.3394 | 0.6118
KPCo Retire 2040, with CO2 | 0 | KPCo | KPCo | Coal:Conventional | Mitchell (WV):2 | 2029 | SO2 | CSAPR Annual SO2 | 828.4828 | 1.9544
KPCo Retire 2040, with CO2 | 0 | KPCo | KPCo | Gas/Oil:Steam Turbine | Big Sandy:1 (Gas) | 2029 | CO2 | Carbon Limits | 127328.0352 | 1304.7644
KPCo Retire 2040, with CO2 | 0 | KPCo | KPCo | Gas/Oil:Steam Turbine | Big Sandy:1 (Gas) | 2029 | CO2 | Carbon Tax | 127328.0352 | 1304.7644 | 1792.7788 | 14.08 | 9.1855
KPCo Retire 2040, with CO2 | 0 | KPCo | KPCo | Gas/Oil:Steam Turbine | Big Sandy:1 (Gas) | 2029 | NOx | CSAPR Annual NOx | 289.0025 | 2.9615
KPCo Retire 2040, with CO2 | 0 | KPCo | KPCo | Gas/Oil:Steam Turbine | Big Sandy:1 (Gas) | 2029 | NOx | CSAPR NOx Ozone Season | 289.0025 | 2.9615
KPCo Retire 2040, with CO2 | 0 | KPCo | KPCo | Coal:Conventional | Mitchell (WV):1 | 2030 | CO2 | Carbon Limits | 816743.332 | 1950.3502
KPCo Retire 2040, with CO2 | 0 | KPCo | KPCo | Coal:Conventional | Mitchell (WV):1 | 2030 | CO2 | Carbon Tax | 816743.332 | 1950.3502 | 11908.1179 | 14.58 | 14.2181
KPCo Retire 2040, with CO2 | 0 | KPCo | KPCo | Coal:Conventional | Mitchell (WV):1 | 2030 | NOx | CSAPR Annual NOx | 192.9472 | 0.46075
KPCo Retire 2040, with CO2 | 0 | KPCo | KPCo | Coal:Conventional | Mitchell (WV):1 | 2030 | NOx | CSAPR NOx Ozone Season | 192.9472 | 0.46075
KPCo Retire 2040, with CO2 | 0 | KPCo | KPCo | Coal:Conventional | Mitchell (WV):1 | 2030 | SO2 | CSAPR Annual SO2 | 818.4601 | 1.9544
KPCo Retire 2040, with CO2 | 0 | KPCo | KPCo | Coal:Conventional | Mitchell (WV):2 | 2030 | CO2 | Carbon Limits | 827985.2695 | 1950.3505
KPCo Retire 2040, with CO2 | 0 | KPCo | KPCo | Coal:Conventional | Mitchell (WV):2 | 2030 | CO2 | Carbon Tax | 827985.2695 | 1950.3505 | 12072.0255 | 14.58 | 14.2181
KPCo Retire 2040, with CO2 | 0 | KPCo | KPCo | Coal:Conventional | Mitchell (WV):2 | 2030 | NOx | CSAPR Annual NOx | 259.7285 | 0.6118
KPCo Retire 2040, with CO2 | 0 | KPCo | KPCo | Coal:Conventional | Mitchell (WV):2 | 2030 | NOx | CSAPR NOx Ozone Season | 259.7285 | 0.6118
KPCo Retire 2040, with CO2 | 0 | KPCo | KPCo | Coal:Conventional | Mitchell (WV):2 | 2030 | SO2 | CSAPR Annual SO2 | 829.7257 | 1.9545
KPCo Retire 2040, with CO2 | 0 | KPCo | KPCo | Gas/Oil:Steam Turbine | Big Sandy:1 (Gas) | 2030 | CO2 | Carbon Limits | 127328.0352 | 1304.7644
KPCo Retire 2040, with CO2 | 0 | KPCo | KPCo | Gas/Oil:Steam Turbine | Big Sandy:1 (Gas) | 2030 | CO2 | Carbon Tax | 127328.0352 | 1304.7644 | 1856.443 | 14.58 | 9.5117
KPCo Retire 2040, with CO2 | 0 | KPCo | KPCo | Gas/Oil:Steam Turbine | Big Sandy:1 (Gas) | 2030 | NOx | CSAPR Annual NOx | 289.0025 | 2.9615
KPCo Retire 2040, with CO2 | 0 | KPCo | KPCo | Gas/Oil:Steam Turbine | Big Sandy:1 (Gas) | 2030 | NOx | CSAPR NOx Ozone Season | 289.0025 | 2.9615
KPCo Retire 2040, with CO2 | 0 | KPCo | KPCo | Coal:Conventional | Mitchell (WV):1 | 2031 | CO2 | Carbon Limits | 782423.0723 | 1950.35
KPCo Retire 2040, with CO2 | 0 | KPCo | KPCo | Coal:Conventional | Mitchell (WV):1 | 2031 | CO2 | Carbon Tax | 782423.0723 | 1950.35 | 11806.7609 | 15.09 | 14.7154
KPCo Retire 2040, with CO2 | 0 | KPCo | KPCo | Coal:Conventional | Mitchell (WV):1 | 2031 | NOx | CSAPR Annual NOx | 184.8394 | 0.46075
KPCo Retire 2040, with CO2 | 0 | KPCo | KPCo | Coal:Conventional | Mitchell (WV):1 | 2031 | NOx | CSAPR NOx Ozone Season | 184.8394 | 0.46075
KPCo Retire 2040, with CO2 | 0 | KPCo | KPCo | Coal:Conventional | Mitchell (WV):1 | 2031 | SO2 | CSAPR Annual SO2 | 784.0676 | 1.9544
KPCo Retire 2040, with CO2 | 0 | KPCo | KPCo | Coal:Conventional | Mitchell (WV):2 | 2031 | CO2 | Carbon Limits | 792258.5645 | 1950.3504
KPCo Retire 2040, with CO2 | 0 | KPCo | KPCo | Coal:Conventional | Mitchell (WV):2 | 2031 | CO2 | Carbon Tax | 792258.5645 | 1950.3504 | 11955.1791 | 15.09 | 14.7154
KPCo Retire 2040, with CO2 | 0 | KPCo | KPCo | Coal:Conventional | Mitchell (WV):2 | 2031 | NOx | CSAPR Annual NOx | 248.5215 | 0.6118
KPCo Retire 2040, with CO2 | 0 | KPCo | KPCo | Coal:Conventional | Mitchell (WV):2 | 2031 | NOx | CSAPR NOx Ozone Season | 248.5215 | 0.6118
KPCo Retire 2040, with CO2 | 0 | KPCo | KPCo | Coal:Conventional | Mitchell (WV):2 | 2031 | SO2 | CSAPR Annual SO2 | 793.9239 | 1.9544
KPCo Retire 2040, with CO2 | 0 | KPCo | KPCo | Gas/Oil:Combustion Turbine | KPCo CT | 2031 | CO2 | Carbon Limits | 45363.0957 | 1178.1
KPCo Retire 2040, with CO2 | 0 | KPCo | KPCo | Gas/Oil:Combustion Turbine | KPCo CT | 2031 | CO2 | Carbon Tax | 45363.0957 | 1178.1 | 684.5293 | 15.09 | 8.8888
KPCo Retire 2040, with CO2 | 0 | KPCo | KPCo | Gas/Oil:Combustion Turbine | KPCo CT | 2031 | NOx | CSAPR Annual NOx | 11.4361 | 0.297
KPCo Retire 2040, with CO2 | 0 | KPCo | KPCo | Gas/Oil:Combustion Turbine | KPCo CT | 2031 | NOx | CSAPR NOx Ozone Season | 11.4361 | 0.297
KPCo Retire 2040, with CO2 | 0 | KPCo | KPCo | Coal:Conventional | Mitchell (WV):1 | 2032 | CO2 | Carbon Limits | 724266.957 | 1950.3495
KPCo Retire 2040, with CO2 | 0 | KPCo | KPCo | Coal:Conventional | Mitchell (WV):1 | 2032 | CO2 | Carbon Tax | 724266.957 | 1950.3495 | 11313.048 | 15.62 | 15.2322
KPCo Retire 2040, with CO2 | 0 | KPCo | KPCo | Coal:Conventional | Mitchell (WV):1 | 2032 | NOx | CSAPR Annual NOx | 171.1006 | 0.46075
KPCo Retire 2040, with CO2 | 0 | KPCo | KPCo | Coal:Conventional | Mitchell (WV):1 | 2032 | NOx | CSAPR NOx Ozone Season | 171.1006 | 0.46075
KPCo Retire 2040, with CO2 | 0 | KPCo | KPCo | Coal:Conventional | Mitchell (WV):1 | 2032 | SO2 | CSAPR Annual SO2 | 725.7893 | 1.9544
KPCo Retire 2040, with CO2 | 0 | KPCo | KPCo | Coal:Conventional | Mitchell (WV):2 | 2032 | CO2 | Carbon Limits | 731654.6445 | 1950.3497
KPCo Retire 2040, with CO2 | 0 | KPCo | KPCo | Coal:Conventional | Mitchell (WV):2 | 2032 | CO2 | Carbon Tax | 731654.6445 | 1950.3497 | 11428.4441 | 15.62 | 15.2322
KPCo Retire 2040, with CO2 | 0 | KPCo | KPCo | Coal:Conventional | Mitchell (WV):2 | 2032 | NOx | CSAPR Annual NOx | 229.5108 | 0.6118
KPCo Retire 2040, with CO2 | 0 | KPCo | KPCo | Coal:Conventional | Mitchell (WV):2 | 2032 | NOx | CSAPR NOx Ozone Season | 229.5108 | 0.6118
KPCo Retire 2040, with CO2 | 0 | KPCo | KPCo | Coal:Conventional | Mitchell (WV):2 | 2032 | SO2 | CSAPR Annual SO2 | 733.1926 | 1.9544
KPCo Retire 2040, with CO2 | 0 | KPCo | KPCo | Gas/Oil:Combustion Turbine | KPCo CT | 2032 | CO2 | Carbon Limits | 21704.0195 | 1178.0997
KPCo Retire 2040, with CO2 | 0 | KPCo | KPCo | Gas/Oil:Combustion Turbine | KPCo CT | 2032 | CO2 | Carbon Tax | 21704.0195 | 1178.0997 | 339.0167 | 15.62 | 9.201
KPCo Retire 2040, with CO2 | 0 | KPCo | KPCo | Gas/Oil:Combustion Turbine | KPCo CT | 2032 | NOx | CSAPR Annual NOx | 5.4716 | 0.297
KPCo Retire 2040, with CO2 | 0 | KPCo | KPCo | Gas/Oil:Combustion Turbine | KPCo CT | 2032 | NOx | CSAPR NOx Ozone Season | 5.4716 | 0.297
KPCo Retire 2040, with CO2 | 0 | KPCo | KPCo | Coal:Conventional | Mitchell (WV):1 | 2033 | CO2 | Carbon Limits | 673196.25 | 1962.8133
KPCo Retire 2040, with CO2 | 0 | KPCo | KPCo | Coal:Conventional | Mitchell (WV):1 | 2033 | CO2 | Carbon Tax | 673196.25 | 1962.8133 | 10878.8511 | 16.16 | 15.8595
KPCo Retire 2040, with CO2 | 0 | KPCo | KPCo | Coal:Conventional | Mitchell (WV):1 | 2033 | NOx | CSAPR Annual NOx | 159.0357 | 0.46369
KPCo Retire 2040, with CO2 | 0 | KPCo | KPCo | Coal:Conventional | Mitchell (WV):1 | 2033 | NOx | CSAPR NOx Ozone Season | 159.0357 | 0.46369
KPCo Retire 2040, with CO2 | 0 | KPCo | KPCo | Coal:Conventional | Mitchell (WV):1 | 2033 | SO2 | CSAPR Annual SO2 | 674.6112 | 1.9669
KPCo Retire 2040, with CO2 | 0 | KPCo | KPCo | Coal:Conventional | Mitchell (WV):2 | 2033 | CO2 | Carbon Limits | 661603.9141 | 1963.0332
KPCo Retire 2040, with CO2 | 0 | KPCo | KPCo | Coal:Conventional | Mitchell (WV):2 | 2033 | CO2 | Carbon Tax | 661603.9141 | 1963.0332 | 10691.5192 | 16.16 | 15.8613
KPCo Retire 2040, with CO2 | 0 | KPCo | KPCo | Coal:Conventional | Mitchell (WV):2 | 2033 | NOx | CSAPR Annual NOx | 207.5368 | 0.61578
KPCo Retire 2040, with CO2 | 0 | KPCo | KPCo | Coal:Conventional | Mitchell (WV):2 | 2033 | NOx | CSAPR NOx Ozone Season | 207.5368 | 0.61578
KPCo Retire 2040, with CO2 | 0 | KPCo | KPCo | Coal:Conventional | Mitchell (WV):2 | 2033 | SO2 | CSAPR Annual SO2 | 662.9946 | 1.9672
KPCo Retire 2040, with CO2 | 0 | KPCo | KPCo | Gas/Oil:Combustion Turbine | KPCo CT | 2033 | CO2 | Carbon Limits | 12510.9824 | 1178.0998
KPCo Retire 2040, with CO2 | 0 | KPCo | KPCo | Gas/Oil:Combustion Turbine | KPCo CT | 2033 | CO2 | Carbon Tax | 12510.9824 | 1178.0998 | 202.1774 | 16.16 | 9.519
KPCo Retire 2040, with CO2 | 0 | KPCo | KPCo | Gas/Oil:Combustion Turbine | KPCo CT | 2033 | NOx | CSAPR Annual NOx | 3.154 | 0.297
KPCo Retire 2040, with CO2 | 0 | KPCo | KPCo | Gas/Oil:Combustion Turbine | KPCo CT | 2033 | NOx | CSAPR NOx Ozone Season | 3.154 | 0.297
KPCo Retire 2040, with CO2 | 0 | KPCo | KPCo | Coal:Conventional | Mitchell (WV):1 | 2034 | CO2 | Carbon Limits | 676220.2559 | 1962.8581
KPCo Retire 2040, with CO2 | 0 | KPCo | KPCo | Coal:Conventional | Mitchell (WV):1 | 2034 | CO2 | Carbon Tax | 676220.2559 | 1962.8581 | 11313.1628 | 16.73 | 16.4193
KPCo Retire 2040, with CO2 | 0 | KPCo | KPCo | Coal:Conventional | Mitchell (WV):1 | 2034 | NOx | CSAPR Annual NOx | 159.7501 | 0.46371
KPCo Retire 2040, with CO2 | 0 | KPCo | KPCo | Coal:Conventional | Mitchell (WV):1 | 2034 | NOx | CSAPR NOx Ozone Season | 159.7501 | 0.46371
KPCo Retire 2040, with CO2 | 0 | KPCo | KPCo | Coal:Conventional | Mitchell (WV):1 | 2034 | SO2 | CSAPR Annual SO2 | 677.6416 | 1.967
KPCo Retire 2040, with CO2 | 0 | KPCo | KPCo | Coal:Conventional | Mitchell (WV):2 | 2034 | CO2 | Carbon Limits | 663892.0762 | 1963.092
KPCo Retire 2040, with CO2 | 0 | KPCo | KPCo | Coal:Conventional | Mitchell (WV):2 | 2034 | CO2 | Carbon Tax | 663892.0762 | 1963.092 | 11106.9136 | 16.73 | 16.4213
KPCo Retire 2040, with CO2 | 0 | KPCo | KPCo | Coal:Conventional | Mitchell (WV):2 | 2034 | NOx | CSAPR Annual NOx | 208.2545 | 0.6158
KPCo Retire 2040, with CO2 | 0 | KPCo | KPCo | Coal:Conventional | Mitchell (WV):2 | 2034 | NOx | CSAPR NOx Ozone Season | 208.2545 | 0.6158
KPCo Retire 2040, with CO2 | 0 | KPCo | KPCo | Coal:Conventional | Mitchell (WV):2 | 2034 | SO2 | CSAPR Annual SO2 | 665.2876 | 1.9672
KPCo Retire 2040, with CO2 | 0 | KPCo | KPCo | Coal:Conventional | Mitchell (WV):1 | 2035 | CO2 | Carbon Limits | 680314.8594 | 1962.3788
KPCo Retire 2040, with CO2 | 0 | KPCo | KPCo | Coal:Conventional | Mitchell (WV):1 | 2035 | CO2 | Carbon Tax | 680314.8594 | 1962.3788 | 11776.2545 | 17.31 | 16.9844
KPCo Retire 2040, with CO2 | 0 | KPCo | KPCo | Coal:Conventional | Mitchell (WV):1 | 2035 | NOx | CSAPR Annual NOx | 160.7174 | 0.46359
KPCo Retire 2040, with CO2 | 0 | KPCo | KPCo | Coal:Conventional | Mitchell (WV):1 | 2035 | NOx | CSAPR NOx Ozone Season | 160.7174 | 0.46359
KPCo Retire 2040, with CO2 | 0 | KPCo | KPCo | Coal:Conventional | Mitchell (WV):1 | 2035 | SO2 | CSAPR Annual SO2 | 681.7448 | 1.9665
KPCo Retire 2040, with CO2 | 0 | KPCo | KPCo | Coal:Conventional | Mitchell (WV):2 | 2035 | CO2 | Carbon Limits | 670046.875 | 1962.5644
KPCo Retire 2040, with CO2 | 0 | KPCo | KPCo | Coal:Conventional | Mitchell (WV):2 | 2035 | CO2 | Carbon Tax | 670046.875 | 1962.5644 | 11598.5157 | 17.31 | 16.986
KPCo Retire 2040, with CO2 | 0 | KPCo | KPCo | Coal:Conventional | Mitchell (WV):2 | 2035 | NOx | CSAPR Annual NOx | 210.1852 | 0.61563
KPCo Retire 2040, with CO2 | 0 | KPCo | KPCo | Coal:Conventional | Mitchell (WV):2 | 2035 | NOx | CSAPR NOx Ozone Season | 210.1852 | 0.61563
KPCo Retire 2040, with CO2 | 0 | KPCo | KPCo | Coal:Conventional | Mitchell (WV):2 | 2035 | SO2 | CSAPR Annual SO2 | 671.4553 | 1.9667
KPCo Retire 2040, with CO2 | 0 | KPCo | KPCo | Coal:Conventional | Mitchell (WV):1 | 2036 | CO2 | Carbon Limits | 660718.9238 | 1977.9411
KPCo Retire 2040, with CO2 | 0 | KPCo | KPCo | Coal:Conventional | Mitchell (WV):1 | 2036 | CO2 | Carbon Tax | 660718.9238 | 1977.9411 | 11840.0837 | 17.92 | 17.7224
KPCo Retire 2040, with CO2 | 0 | KPCo | KPCo | Coal:Conventional | Mitchell (WV):1 | 2036 | NOx | CSAPR Annual NOx | 156.088 | 0.46727
KPCo Retire 2040, with CO2 | 0 | KPCo | KPCo | Coal:Conventional | Mitchell (WV):1 | 2036 | NOx | CSAPR NOx Ozone Season | 156.088 | 0.46727
KPCo Retire 2040, with CO2 | 0 | KPCo | KPCo | Coal:Conventional | Mitchell (WV):1 | 2036 | SO2 | CSAPR Annual SO2 | 662.1077 | 1.9821
KPCo Retire 2040, with CO2 | 0 | KPCo | KPCo | Coal:Conventional | Mitchell (WV):2 | 2036 | CO2 | Carbon Limits | 654300.4863 | 1978.2159
KPCo Retire 2040, with CO2 | 0 | KPCo | KPCo | Coal:Conventional | Mitchell (WV):2 | 2036 | CO2 | Carbon Tax | 654300.4863 | 1978.2159 | 11725.0655 | 17.92 | 17.7248
KPCo Retire 2040, with CO2 | 0 | KPCo | KPCo | Coal:Conventional | Mitchell (WV):2 | 2036 | NOx | CSAPR Annual NOx | 205.2458 | 0.62054
KPCo Retire 2040, with CO2 | 0 | KPCo | KPCo | Coal:Conventional | Mitchell (WV):2 | 2036 | NOx | CSAPR NOx Ozone Season | 205.2458 | 0.62054
KPCo Retire 2040, with CO2 | 0 | KPCo | KPCo | Coal:Conventional | Mitchell (WV):2 | 2036 | SO2 | CSAPR Annual SO2 | 655.6758 | 1.9824
KPCo Retire 2040, with CO2 | 0 | KPCo | KPCo | Coal:Conventional | Mitchell (WV):1 | 2037 | CO2 | Carbon Limits | 660189.0547 | 1978.1588
KPCo Retire 2040, with CO2 | 0 | KPCo | KPCo | Coal:Conventional | Mitchell (WV):1 | 2037 | CO2 | Carbon Tax | 660189.0547 | 1978.1588 | 12246.5046 | 18.55 | 18.3474
KPCo Retire 2040, with CO2 | 0 | KPCo | KPCo | Coal:Conventional | Mitchell (WV):1 | 2037 | NOx | CSAPR Annual NOx | 155.9629 | 0.46732
KPCo Retire 2040, with CO2 | 0 | KPCo | KPCo | Coal:Conventional | Mitchell (WV):1 | 2037 | NOx | CSAPR NOx Ozone Season | 155.9629 | 0.46732
KPCo Retire 2040, with CO2 | 0 | KPCo | KPCo | Coal:Conventional | Mitchell (WV):1 | 2037 | SO2 | CSAPR Annual SO2 | 661.5767 | 1.9823
KPCo Retire 2040, with CO2 | 0 | KPCo | KPCo | Coal:Conventional | Mitchell (WV):2 | 2037 | CO2 | Carbon Limits | 651715.8594 | 1978.5259
KPCo Retire 2040, with CO2 | 0 | KPCo | KPCo | Coal:Conventional | Mitchell (WV):2 | 2037 | CO2 | Carbon Tax | 651715.8594 | 1978.5259 | 12089.3266 | 18.55 | 18.3508
KPCo Retire 2040, with CO2 | 0 | KPCo | KPCo | Coal:Conventional | Mitchell (WV):2 | 2037 | NOx | CSAPR Annual NOx | 204.435 | 0.62064
KPCo Retire 2040, with CO2 | 0 | KPCo | KPCo | Coal:Conventional | Mitchell (WV):2 | 2037 | NOx | CSAPR NOx Ozone Season | 204.435 | 0.62064
KPCo Retire 2040, with CO2 | 0 | KPCo | KPCo | Coal:Conventional | Mitchell (WV):2 | 2037 | SO2 | CSAPR Annual SO2 | 653.0858 | 1.9827
KPCo Retire 2040, with CO2 | 0 | KPCo | KPCo | Coal:Conventional | Mitchell (WV):1 | 2038 | CO2 | Carbon Limits | 646401.1797 | 1996.6184
KPCo Retire 2040, with CO2 | 0 | KPCo | KPCo | Coal:Conventional | Mitchell (WV):1 | 2038 | CO2 | Carbon Tax | 646401.1797 | 1996.6184 | 12410.9031 | 19.2 | 19.1675
KPCo Retire 2040, with CO2 | 0 | KPCo | KPCo | Coal:Conventional | Mitchell (WV):1 | 2038 | NOx | CSAPR Annual NOx | 152.7056 | 0.47168
KPCo Retire 2040, with CO2 | 0 | KPCo | KPCo | Coal:Conventional | Mitchell (WV):1 | 2038 | NOx | CSAPR NOx Ozone Season | 152.7056 | 0.47168
KPCo Retire 2040, with CO2 | 0 | KPCo | KPCo | Coal:Conventional | Mitchell (WV):1 | 2038 | SO2 | CSAPR Annual SO2 | 647.7599 | 2.0008
KPCo Retire 2040, with CO2 | 0 | KPCo | KPCo | Coal:Conventional | Mitchell (WV):2 | 2038 | CO2 | Carbon Limits | 642358.6562 | 1996.9167
KPCo Retire 2040, with CO2 | 0 | KPCo | KPCo | Coal:Conventional | Mitchell (WV):2 | 2038 | CO2 | Carbon Tax | 642358.6562 | 1996.9167 | 12333.2863 | 19.2 | 19.1704
KPCo Retire 2040, with CO2 | 0 | KPCo | KPCo | Coal:Conventional | Mitchell (WV):2 | 2038 | NOx | CSAPR Annual NOx | 201.4998 | 0.62641
KPCo Retire 2040, with CO2 | 0 | KPCo | KPCo | Coal:Conventional | Mitchell (WV):2 | 2038 | NOx | CSAPR NOx Ozone Season | 201.4998 | 0.62641
KPCo Retire 2040, with CO2 | 0 | KPCo | KPCo | Coal:Conventional | Mitchell (WV):2 | 2038 | SO2 | CSAPR Annual SO2 | 643.7089 | 2.0011
KPCo Retire 2040, with CO2 | 0 | KPCo | KPCo | Coal:Conventional | Mitchell (WV):1 | 2039 | CO2 | Carbon Limits | 647448.4609 | 1996.5941
KPCo Retire 2040, with CO2 | 0 | KPCo | KPCo | Coal:Conventional | Mitchell (WV):1 | 2039 | CO2 | Carbon Tax | 647448.4609 | 1996.5941 | 12864.8028 | 19.87 | 19.8362
KPCo Retire 2040, with CO2 | 0 | KPCo | KPCo | Coal:Conventional | Mitchell (WV):1 | 2039 | NOx | CSAPR Annual NOx | 152.953 | 0.47167
KPCo Retire 2040, with CO2 | 0 | KPCo | KPCo | Coal:Conventional | Mitchell (WV):1 | 2039 | NOx | CSAPR NOx Ozone Season | 152.953 | 0.47167
KPCo Retire 2040, with CO2 | 0 | KPCo | KPCo | Coal:Conventional | Mitchell (WV):1 | 2039 | SO2 | CSAPR Annual SO2 | 648.8093 | 2.0008
KPCo Retire 2040, with CO2 | 0 | KPCo | KPCo | Coal:Conventional | Mitchell (WV):2 | 2039 | CO2 | Carbon Limits | 644027.5 | 1996.8457
KPCo Retire 2040, with CO2 | 0 | KPCo | KPCo | Coal:Conventional | Mitchell (WV):2 | 2039 | CO2 | Carbon Tax | 644027.5 | 1996.8457 | 12796.8279 | 19.87 | 19.8387
KPCo Retire 2040, with CO2 | 0 | KPCo | KPCo | Coal:Conventional | Mitchell (WV):2 | 2039 | NOx | CSAPR Annual NOx | 202.0233 | 0.62639
KPCo Retire 2040, with CO2 | 0 | KPCo | KPCo | Coal:Conventional | Mitchell (WV):2 | 2039 | NOx | CSAPR NOx Ozone Season | 202.0233 | 0.62639
KPCo Retire 2040, with CO2 | 0 | KPCo | KPCo | Coal:Conventional | Mitchell (WV):2 | 2039 | SO2 | CSAPR Annual SO2 | 645.3812 | 2.001
KPCo Retire 2040, with CO2 | 0 | KPCo | KPCo | Coal:Conventional | Mitchell (WV):1 | 2040 | CO2 | Carbon Limits | 646251.5 | 2016.374
KPCo Retire 2040, with CO2 | 0 | KPCo | KPCo | Coal:Conventional | Mitchell (WV):1 | 2040 | CO2 | Carbon Tax | 646251.5 | 2016.374 | 13286.9333 | 20.56 | 20.7283
KPCo Retire 2040, with CO2 | 0 | KPCo | KPCo | Coal:Conventional | Mitchell (WV):1 | 2040 | NOx | CSAPR Annual NOx | 152.6703 | 0.47635
KPCo Retire 2040, with CO2 | 0 | KPCo | KPCo | Coal:Conventional | Mitchell (WV):1 | 2040 | NOx | CSAPR NOx Ozone Season | 152.6703 | 0.47635
KPCo Retire 2040, with CO2 | 0 | KPCo | KPCo | Coal:Conventional | Mitchell (WV):1 | 2040 | SO2 | CSAPR Annual SO2 | 647.6099 | 2.0206
KPCo Retire 2040, with CO2 | 0 | KPCo | KPCo | Coal:Conventional | Mitchell (WV):2 | 2040 | CO2 | Carbon Limits | 641538.4766 | 2016.8757
KPCo Retire 2040, with CO2 | 0 | KPCo | KPCo | Coal:Conventional | Mitchell (WV):2 | 2040 | CO2 | Carbon Tax | 641538.4766 | 2016.8757 | 13190.0348 | 20.56 | 20.7335
KPCo Retire 2040, with CO2 | 0 | KPCo | KPCo | Coal:Conventional | Mitchell (WV):2 | 2040 | NOx | CSAPR Annual NOx | 201.2425 | 0.63267
KPCo Retire 2040, with CO2 | 0 | KPCo | KPCo | Coal:Conventional | Mitchell (WV):2 | 2040 | NOx | CSAPR NOx Ozone Season | 201.2425 | 0.63267
KPCo Retire 2040, with CO2 | 0 | KPCo | KPCo | Coal:Conventional | Mitchell (WV):2 | 2040 | SO2 | CSAPR Annual SO2 | 642.887 | 2.0211
KPCo Retire 2040, no CO2 | 0 | KPCo | KPCo | Coal:Conventional | Mitchell (WV):1 | 2021 | CO2 | Carbon Limits | 1020033.0078 | 1950.35
KPCo Retire 2040, no CO2 | 0 | KPCo | KPCo | Coal:Conventional | Mitchell (WV):1 | 2021 | CO2 | Carbon Tax | 1020033.0078 | 1950.35
KPCo Retire 2040, no CO2 | 0 | KPCo | KPCo | Coal:Conventional | Mitchell (WV):1 | 2021 | NOx | CSAPR Annual NOx | 240.9723 | 0.46075
KPCo Retire 2040, no CO2 | 0 | KPCo | KPCo | Coal:Conventional | Mitchell (WV):1 | 2021 | NOx | CSAPR NOx Ozone Season | 240.9723 | 0.46075
KPCo Retire 2040, no CO2 | 0 | KPCo | KPCo | Coal:Conventional | Mitchell (WV):1 | 2021 | SO2 | CSAPR Annual SO2 | 1022.1771 | 1.9544
KPCo Retire 2040, no CO2 | 0 | KPCo | KPCo | Coal:Conventional | Mitchell (WV):2 | 2021 | CO2 | Carbon Limits | 1000352.918 | 1950.35
KPCo Retire 2040, no CO2 | 0 | KPCo | KPCo | Coal:Conventional | Mitchell (WV):2 | 2021 | CO2 | Carbon Tax | 1000352.918 | 1950.35
KPCo Retire 2040, no CO2 | 0 | KPCo | KPCo | Coal:Conventional | Mitchell (WV):2 | 2021 | NOx | CSAPR Annual NOx | 313.7981 | 0.6118
KPCo Retire 2040, no CO2 | 0 | KPCo | KPCo | Coal:Conventional | Mitchell (WV):2 | 2021 | NOx | CSAPR NOx Ozone Season | 313.7981 | 0.6118
KPCo Retire 2040, no CO2 | 0 | KPCo | KPCo | Coal:Conventional | Mitchell (WV):2 | 2021 | SO2 | CSAPR Annual SO2 | 1002.4557 | 1.9544
KPCo Retire 2040, no CO2 | 0 | KPCo | KPCo | Coal:Conventional | Rockport:1 | 2021 | CO2 | Carbon Limits | 950775.3672 | 1950.3501
KPCo Retire 2040, no CO2 | 0 | KPCo | KPCo | Coal:Conventional | Rockport:1 | 2021 | CO2 | Carbon Tax | 950775.3672 | 1950.3501
KPCo Retire 2040, no CO2 | 0 | KPCo | KPCo | Coal:Conventional | Rockport:1 | 2021 | NOx | CSAPR Annual NOx | 197.4816 | 0.4051
KPCo Retire 2040, no CO2 | 0 | KPCo | KPCo | Coal:Conventional | Rockport:1 | 2021 | NOx | CSAPR NOx Ozone Season | 197.4816 | 0.4051
KPCo Retire 2040, no CO2 | 0 | KPCo | KPCo | Coal:Conventional | Rockport:1 | 2021 | SO2 | CSAPR Annual SO2 | 120.0534 | 0.24627
KPCo Retire 2040, no CO2 | 0 | KPCo | KPCo | Coal:Conventional | Rockport:2 | 2021 | CO2 | Carbon Limits | 947383.8984 | 1950.3501
KPCo Retire 2040, no CO2 | 0 | KPCo | KPCo | Coal:Conventional | Rockport:2 | 2021 | CO2 | Carbon Tax | 947383.8984 | 1950.3501
KPCo Retire 2040, no CO2 | 0 | KPCo | KPCo | Coal:Conventional | Rockport:2 | 2021 | NOx | CSAPR Annual NOx | 1089.5145 | 2.243
KPCo Retire 2040, no CO2 | 0 | KPCo | KPCo | Coal:Conventional | Rockport:2 | 2021 | NOx | CSAPR NOx Ozone Season | 1089.5145 | 2.243
KPCo Retire 2040, no CO2 | 0 | KPCo | KPCo | Coal:Conventional | Rockport:2 | 2021 | SO2 | CSAPR Annual SO2 | 119.6251 | 0.24627
KPCo Retire 2040, no CO2 | 0 | KPCo | KPCo | Gas/Oil:Steam Turbine | Big Sandy:1 (Gas) | 2021 | CO2 | Carbon Limits | 124498.5234 | 1304.7646
KPCo Retire 2040, no CO2 | 0 | KPCo | KPCo | Gas/Oil:Steam Turbine | Big Sandy:1 (Gas) | 2021 | CO2 | Carbon Tax | 124498.5234 | 1304.7646
KPCo Retire 2040, no CO2 | 0 | KPCo | KPCo | Gas/Oil:Steam Turbine | Big Sandy:1 (Gas) | 2021 | NOx | CSAPR Annual NOx | 282.5803 | 2.9615
KPCo Retire 2040, no CO2 | 0 | KPCo | KPCo | Gas/Oil:Steam Turbine | Big Sandy:1 (Gas) | 2021 | NOx | CSAPR NOx Ozone Season | 282.5803 | 2.9615
KPCo Retire 2040, no CO2 | 0 | KPCo | KPCo | Coal:Conventional | Mitchell (WV):1 | 2022 | CO2 | Carbon Limits | 1020516.3594 | 1950.3502
KPCo Retire 2040, no CO2 | 0 | KPCo | KPCo | Coal:Conventional | Mitchell (WV):1 | 2022 | CO2 | Carbon Tax | 1020516.3594 | 1950.3502
KPCo Retire 2040, no CO2 | 0 | KPCo | KPCo | Coal:Conventional | Mitchell (WV):1 | 2022 | NOx | CSAPR Annual NOx | 241.0865 | 0.46075
KPCo Retire 2040, no CO2 | 0 | KPCo | KPCo | Coal:Conventional | Mitchell (WV):1 | 2022 | NOx | CSAPR NOx Ozone Season | 241.0865 | 0.46075
KPCo Retire 2040, no CO2 | 0 | KPCo | KPCo | Coal:Conventional | Mitchell (WV):1 | 2022 | SO2 | CSAPR Annual SO2 | 1022.6614 | 1.9544
KPCo Retire 2040, no CO2 | 0 | KPCo | KPCo | Coal:Conventional | Mitchell (WV):2 | 2022 | CO2 | Carbon Limits | 1040109.7305 | 1950.3499
KPCo Retire 2040, no CO2 | 0 | KPCo | KPCo | Coal:Conventional | Mitchell (WV):2 | 2022 | CO2 | Carbon Tax | 1040109.7305 | 1950.3499
KPCo Retire 2040, no CO2 | 0 | KPCo | KPCo | Coal:Conventional | Mitchell (WV):2 | 2022 | NOx | CSAPR Annual NOx | 326.2693 | 0.6118
KPCo Retire 2040, no CO2 | 0 | KPCo | KPCo | Coal:Conventional | Mitchell (WV):2 | 2022 | NOx | CSAPR NOx Ozone Season | 326.2693 | 0.6118
KPCo Retire 2040, no CO2 | 0 | KPCo | KPCo | Coal:Conventional | Mitchell (WV):2 | 2022 | SO2 | CSAPR Annual SO2 | 1042.2961 | 1.9544
KPCo Retire 2040, no CO2 | 0 | KPCo | KPCo | Coal:Conventional | Rockport:1 | 2022 | CO2 | Carbon Limits | 949156.4648 | 1950.3503
KPCo Retire 2040, no CO2 | 0 | KPCo | KPCo | Coal:Conventional | Rockport:1 | 2022 | CO2 | Carbon Tax | 949156.4648 | 1950.3503
KPCo Retire 2040, no CO2 | 0 | KPCo | KPCo | Coal:Conventional | Rockport:1 | 2022 | NOx | CSAPR Annual NOx | 197.1453 | 0.4051
KPCo Retire 2040, no CO2 | 0 | KPCo | KPCo | Coal:Conventional | Rockport:1 | 2022 | NOx | CSAPR NOx Ozone Season | 197.1453 | 0.4051
KPCo Retire 2040, no CO2 | 0 | KPCo | KPCo | Coal:Conventional | Rockport:1 | 2022 | SO2 | CSAPR Annual SO2 | 119.8489 | 0.24627
KPCo Retire 2040, no CO2 | 0 | KPCo | KPCo | Gas/Oil:Steam Turbine | Big Sandy:1 (Gas) | 2022 | CO2 | Carbon Limits | 246167.5352 | 1304.7643
KPCo Retire 2040, no CO2 | 0 | KPCo | KPCo | Gas/Oil:Steam Turbine | Big Sandy:1 (Gas) | 2022 | CO2 | Carbon Tax | 246167.5352 | 1304.7643
KPCo Retire 2040, no CO2 | 0 | KPCo | KPCo | Gas/Oil:Steam Turbine | Big Sandy:1 (Gas) | 2022 | NOx | CSAPR Annual NOx | 558.7383 | 2.9615
KPCo Retire 2040, no CO2 | 0 | KPCo | KPCo | Gas/Oil:Steam Turbine | Big Sandy:1 (Gas) | 2022 | NOx | CSAPR NOx Ozone Season | 558.7383 | 2.9615
KPCo Retire 2040, no CO2 | 0 | KPCo | KPCo | Coal:Conventional | Mitchell (WV):1 | 2023 | CO2 | Carbon Limits | 1106144.6484 | 1950.3505
KPCo Retire 2040, no CO2 | 0 | KPCo | KPCo | Coal:Conventional | Mitchell (WV):1 | 2023 | CO2 | Carbon Tax | 1106144.6484 | 1950.3505
KPCo Retire 2040, no CO2 | 0 | KPCo | KPCo | Coal:Conventional | Mitchell (WV):1 | 2023 | NOx | CSAPR Annual NOx | 261.3153 | 0.46075
KPCo Retire 2040, no CO2 | 0 | KPCo | KPCo | Coal:Conventional | Mitchell (WV):1 | 2023 | NOx | CSAPR NOx Ozone Season | 261.3153 | 0.46075
KPCo Retire 2040, no CO2 | 0 | KPCo | KPCo | Coal:Conventional | Mitchell (WV):1 | 2023 | SO2 | CSAPR Annual SO2 | 1108.4697 | 1.9545
KPCo Retire 2040, no CO2 | 0 | KPCo | KPCo | Coal:Conventional | Mitchell (WV):2 | 2023 | CO2 | Carbon Limits | 1087934.2852 | 1950.35
KPCo Retire 2040, no CO2 | 0 | KPCo | KPCo | Coal:Conventional | Mitchell (WV):2 | 2023 | CO2 | Carbon Tax | 1087934.2852 | 1950.35
KPCo Retire 2040, no CO2 | 0 | KPCo | KPCo | Coal:Conventional | Mitchell (WV):2 | 2023 | NOx | CSAPR Annual NOx | 341.2712 | 0.6118
KPCo Retire 2040, no CO2 | 0 | KPCo | KPCo | Coal:Conventional | Mitchell (WV):2 | 2023 | NOx | CSAPR NOx Ozone Season | 341.2712 | 0.6118
KPCo Retire 2040, no CO2 | 0 | KPCo | KPCo | Coal:Conventional | Mitchell (WV):2 | 2023 | SO2 | CSAPR Annual SO2 | 1090.2212 | 1.9544
KPCo Retire 2040, no CO2 | 0 | KPCo | KPCo | Gas/Oil:Steam Turbine | Big Sandy:1 (Gas) | 2023 | CO2 | Carbon Limits | 308416.7969 | 1304.7644
KPCo Retire 2040, no CO2 | 0 | KPCo | KPCo | Gas/Oil:Steam Turbine | Big Sandy:1 (Gas) | 2023 | CO2 | Carbon Tax | 308416.7969 | 1304.7644
KPCo Retire 2040, no CO2 | 0 | KPCo | KPCo | Gas/Oil:Steam Turbine | Big Sandy:1 (Gas) | 2023 | NOx | CSAPR Annual NOx | 700.0284 | 2.9615
KPCo Retire 2040, no CO2 | 0 | KPCo | KPCo | Gas/Oil:Steam Turbine | Big Sandy:1 (Gas) | 2023 | NOx | CSAPR NOx Ozone Season | 700.0284 | 2.9615
KPCo Retire 2040, no CO2 | 0 | KPCo | KPCo | Coal:Conventional | Mitchell (WV):1 | 2024 | CO2 | Carbon Limits | 1103717.9688 | 1950.3501
KPCo Retire 2040, no CO2 | 0 | KPCo | KPCo | Coal:Conventional | Mitchell (WV):1 | 2024 | CO2 | Carbon Tax | 1103717.9688 | 1950.3501
KPCo Retire 2040, no CO2 | 0 | KPCo | KPCo | Coal:Conventional | Mitchell (WV):1 | 2024 | NOx | CSAPR Annual NOx | 260.742 | 0.46075
KPCo Retire 2040, no CO2 | 0 | KPCo | KPCo | Coal:Conventional | Mitchell (WV):1 | 2024 | NOx | CSAPR NOx Ozone Season | 260.742 | 0.46075
KPCo Retire 2040, no CO2 | 0 | KPCo | KPCo | Coal:Conventional | Mitchell (WV):1 | 2024 | SO2 | CSAPR Annual SO2 | 1106.0379 | 1.9544
KPCo Retire 2040, no CO2 | 0 | KPCo | KPCo | Coal:Conventional | Mitchell (WV):2 | 2024 | CO2 | Carbon Limits | 1126656.9883 | 1950.3501
KPCo Retire 2040, no CO2 | 0 | KPCo | KPCo | Coal:Conventional | Mitchell (WV):2 | 2024 | CO2 | Carbon Tax | 1126656.9883 | 1950.3501
KPCo Retire 2040, no CO2 | 0 | KPCo | KPCo | Coal:Conventional | Mitchell (WV):2 | 2024 | NOx | CSAPR Annual NOx | 353.418 | 0.6118
KPCo Retire 2040, no CO2 | 0 | KPCo | KPCo | Coal:Conventional | Mitchell (WV):2 | 2024 | NOx | CSAPR NOx Ozone Season | 353.418 | 0.6118
KPCo Retire 2040, no CO2 | 0 | KPCo | KPCo | Coal:Conventional | Mitchell (WV):2 | 2024 | SO2 | CSAPR Annual SO2 | 1129.0253 | 1.9544
KPCo Retire 2040, no CO2 | 0 | KPCo | KPCo | Gas/Oil:Steam Turbine | Big Sandy:1 (Gas) | 2024 | CO2 | Carbon Limits | 308416.7969 | 1304.7643
KPCo Retire 2040, no CO2 | 0 | KPCo | KPCo | Gas/Oil:Steam Turbine | Big Sandy:1 (Gas) | 2024 | CO2 | Carbon Tax | 308416.7969 | 1304.7643
KPCo Retire 2040, no CO2 | 0 | KPCo | KPCo | Gas/Oil:Steam Turbine | Big Sandy:1 (Gas) | 2024 | NOx | CSAPR Annual NOx | 700.0284 | 2.9615
KPCo Retire 2040, no CO2 | 0 | KPCo | KPCo | Gas/Oil:Steam Turbine | Big Sandy:1 (Gas) | 2024 | NOx | CSAPR NOx Ozone Season | 700.0284 | 2.9615
KPCo Retire 2040, no CO2 | 0 | KPCo | KPCo | Coal:Conventional | Mitchell (WV):1 | 2025 | CO2 | Carbon Limits | 1133488.1211 | 1950.35
KPCo Retire 2040, no CO2 | 0 | KPCo | KPCo | Coal:Conventional | Mitchell (WV):1 | 2025 | CO2 | Carbon Tax | 1133488.1211 | 1950.35
KPCo Retire 2040, no CO2 | 0 | KPCo | KPCo | Coal:Conventional | Mitchell (WV):1 | 2025 | NOx | CSAPR Annual NOx | 267.7749 | 0.46075
KPCo Retire 2040, no CO2 | 0 | KPCo | KPCo | Coal:Conventional | Mitchell (WV):1 | 2025 | NOx | CSAPR NOx Ozone Season | 267.7749 | 0.46075
KPCo Retire 2040, no CO2 | 0 | KPCo | KPCo | Coal:Conventional | Mitchell (WV):1 | 2025 | SO2 | CSAPR Annual SO2 | 1135.8707 | 1.9544
KPCo Retire 2040, no CO2 | 0 | KPCo | KPCo | Coal:Conventional | Mitchell (WV):2 | 2025 | CO2 | Carbon Limits | 1157711.5977 | 1950.3501
KPCo Retire 2040, no CO2 | 0 | KPCo | KPCo | Coal:Conventional | Mitchell (WV):2 | 2025 | CO2 | Carbon Tax | 1157711.5977 | 1950.3501
KPCo Retire 2040, no CO2 | 0 | KPCo | KPCo | Coal:Conventional | Mitchell (WV):2 | 2025 | NOx | CSAPR Annual NOx | 363.1595 | 0.6118
KPCo Retire 2040, no CO2 | 0 | KPCo | KPCo | Coal:Conventional | Mitchell (WV):2 | 2025 | NOx | CSAPR NOx Ozone Season | 363.1595 | 0.6118
KPCo Retire 2040, no CO2 | 0 | KPCo | KPCo | Coal:Conventional | Mitchell (WV):2 | 2025 | SO2 | CSAPR Annual SO2 | 1160.1452 | 1.9544
KPCo Retire 2040, no CO2 | 0 | KPCo | KPCo | Gas/Oil:Steam Turbine | Big Sandy:1 (Gas) | 2025 | CO2 | Carbon Limits | 124498.5234 | 1304.7642
KPCo Retire 2040, no CO2 | 0 | KPCo | KPCo | Gas/Oil:Steam Turbine | Big Sandy:1 (Gas) | 2025 | CO2 | Carbon Tax | 124498.5234 | 1304.7642
KPCo Retire 2040, no CO2 | 0 | KPCo | KPCo | Gas/Oil:Steam Turbine | Big Sandy:1 (Gas) | 2025 | NOx | CSAPR Annual NOx | 282.5803 | 2.9615
KPCo Retire 2040, no CO2 | 0 | KPCo | KPCo | Gas/Oil:Steam Turbine | Big Sandy:1 (Gas) | 2025 | NOx | CSAPR NOx Ozone Season | 282.5803 | 2.9615
KPCo Retire 2040, no CO2 | 0 | KPCo | KPCo | Coal:Conventional | Mitchell (WV):1 | 2026 | CO2 | Carbon Limits | 1191702.6992 | 1950.3502
KPCo Retire 2040, no CO2 | 0 | KPCo | KPCo | Coal:Conventional | Mitchell (WV):1 | 2026 | CO2 | Carbon Tax | 1191702.6992 | 1950.3502
KPCo Retire 2040, no CO2 | 0 | KPCo | KPCo | Coal:Conventional | Mitchell (WV):1 | 2026 | NOx | CSAPR Annual NOx | 281.5275 | 0.46075
KPCo Retire 2040, no CO2 | 0 | KPCo | KPCo | Coal:Conventional | Mitchell (WV):1 | 2026 | NOx | CSAPR NOx Ozone Season | 281.5275 | 0.46075
KPCo Retire 2040, no CO2 | 0 | KPCo | KPCo | Coal:Conventional | Mitchell (WV):1 | 2026 | SO2 | CSAPR Annual SO2 | 1194.2076 | 1.9544
KPCo Retire 2040, no CO2 | 0 | KPCo | KPCo | Coal:Conventional | Mitchell (WV):2 | 2026 | CO2 | Carbon Limits | 1218311.875 | 1950.3502
KPCo Retire 2040, no CO2 | 0 | KPCo | KPCo | Coal:Conventional | Mitchell (WV):2 | 2026 | CO2 | Carbon Tax | 1218311.875 | 1950.3502
KPCo Retire 2040, no CO2 | 0 | KPCo | KPCo | Coal:Conventional | Mitchell (WV):2 | 2026 | NOx | CSAPR Annual NOx | 382.169 | 0.6118
KPCo Retire 2040, no CO2 | 0 | KPCo | KPCo | Coal:Conventional | Mitchell (WV):2 | 2026 | NOx | CSAPR NOx Ozone Season | 382.169 | 0.6118
KPCo Retire 2040, no CO2 | 0 | KPCo | KPCo | Coal:Conventional | Mitchell (WV):2 | 2026 | SO2 | CSAPR Annual SO2 | 1220.8729 | 1.9545
KPCo Retire 2040, no CO2 | 0 | KPCo | KPCo | Gas/Oil:Steam Turbine | Big Sandy:1 (Gas) | 2026 | CO2 | Carbon Limits | 124498.5234 | 1304.7642
KPCo Retire 2040, no CO2 | 0 | KPCo | KPCo | Gas/Oil:Steam Turbine | Big Sandy:1 (Gas) | 2026 | CO2 | Carbon Tax | 124498.5234 | 1304.7642
KPCo Retire 2040, no CO2 | 0 | KPCo | KPCo | Gas/Oil:Steam Turbine | Big Sandy:1 (Gas) | 2026 | NOx | CSAPR Annual NOx | 282.5803 | 2.9615
KPCo Retire 2040, no CO2 | 0 | KPCo | KPCo | Gas/Oil:Steam Turbine | Big Sandy:1 (Gas) | 2026 | NOx | CSAPR NOx Ozone Season | 282.5803 | 2.9615
KPCo Retire 2040, no CO2 | 0 | KPCo | KPCo | Coal:Conventional | Mitchell (WV):1 | 2027 | CO2 | Carbon Limits | 1298614.1875 | 1950.3505
KPCo Retire 2040, no CO2 | 0 | KPCo | KPCo | Coal:Conventional | Mitchell (WV):1 | 2027 | CO2 | Carbon Tax | 1298614.1875 | 1950.3505
KPCo Retire 2040, no CO2 | 0 | KPCo | KPCo | Coal:Conventional | Mitchell (WV):1 | 2027 | NOx | CSAPR Annual NOx | 306.7842 | 0.46075
KPCo Retire 2040, no CO2 | 0 | KPCo | KPCo | Coal:Conventional | Mitchell (WV):1 | 2027 | NOx | CSAPR NOx Ozone Season | 306.7842 | 0.46075
KPCo Retire 2040, no CO2 | 0 | KPCo | KPCo | Coal:Conventional | Mitchell (WV):1 | 2027 | SO2 | CSAPR Annual SO2 | 1301.3439 | 1.9545
KPCo Retire 2040, no CO2 | 0 | KPCo | KPCo | Coal:Conventional | Mitchell (WV):2 | 2027 | CO2 | Carbon Limits | 1329604.9258 | 1950.3501
KPCo Retire 2040, no CO2 | 0 | KPCo | KPCo | Coal:Conventional | Mitchell (WV):2 | 2027 | CO2 | Carbon Tax | 1329604.9258 | 1950.3501
KPCo Retire 2040, no CO2 | 0 | KPCo | KPCo | Coal:Conventional | Mitchell (WV):2 | 2027 | NOx | CSAPR Annual NOx | 417.0802 | 0.6118
KPCo Retire 2040, no CO2 | 0 | KPCo | KPCo | Coal:Conventional | Mitchell (WV):2 | 2027 | NOx | CSAPR NOx Ozone Season | 417.0802 | 0.6118
KPCo Retire 2040, no CO2 | 0 | KPCo | KPCo | Coal:Conventional | Mitchell (WV):2 | 2027 | SO2 | CSAPR Annual SO2 | 1332.3999 | 1.9544
KPCo Retire 2040, no CO2 | 0 | KPCo | KPCo | Gas/Oil:Steam Turbine | Big Sandy:1 (Gas) | 2027 | CO2 | Carbon Limits | 124498.5234 | 1304.7646
KPCo Retire 2040, no CO2 | 0 | KPCo | KPCo | Gas/Oil:Steam Turbine | Big Sandy:1 (Gas) | 2027 | CO2 | Carbon Tax | 124498.5234 | 1304.7646
KPCo Retire 2040, no CO2 | 0 | KPCo | KPCo | Gas/Oil:Steam Turbine | Big Sandy:1 (Gas) | 2027 | NOx | CSAPR Annual NOx | 282.5803 | 2.9615
KPCo Retire 2040, no CO2 | 0 | KPCo | KPCo | Gas/Oil:Steam Turbine | Big Sandy:1 (Gas) | 2027 | NOx | CSAPR NOx Ozone Season | 282.5803 | 2.9615
KPCo Retire 2040, no CO2 | 0 | KPCo | KPCo | Coal:Conventional | Mitchell (WV):1 | 2028 | CO2 | Carbon Limits | 1303542.6875 | 1950.3504
KPCo Retire 2040, no CO2 | 0 | KPCo | KPCo | Coal:Conventional | Mitchell (WV):1 | 2028 | CO2 | Carbon Tax | 1303542.6875 | 1950.3504
KPCo Retire 2040, no CO2 | 0 | KPCo | KPCo | Coal:Conventional | Mitchell (WV):1 | 2028 | NOx | CSAPR Annual NOx | 307.9486 | 0.46075
KPCo Retire 2040, no CO2 | 0 | KPCo | KPCo | Coal:Conventional | Mitchell (WV):1 | 2028 | NOx | CSAPR NOx Ozone Season | 307.9486 | 0.46075
KPCo Retire 2040, no CO2 | 0 | KPCo | KPCo | Coal:Conventional | Mitchell (WV):1 | 2028 | SO2 | CSAPR Annual SO2 | 1306.2827 | 1.9545
KPCo Retire 2040, no CO2 | 0 | KPCo | KPCo | Coal:Conventional | Mitchell (WV):2 | 2028 | CO2 | Carbon Limits | 1334671.3359 | 1950.35
KPCo Retire 2040, no CO2 | 0 | KPCo | KPCo | Coal:Conventional | Mitchell (WV):2 | 2028 | CO2 | Carbon Tax | 1334671.3359 | 1950.35
KPCo Retire 2040, no CO2 | 0 | KPCo | KPCo | Coal:Conventional | Mitchell (WV):2 | 2028 | NOx | CSAPR Annual NOx | 418.6695 | 0.6118
KPCo Retire 2040, no CO2 | 0 | KPCo | KPCo | Coal:Conventional | Mitchell (WV):2 | 2028 | NOx | CSAPR NOx Ozone Season | 418.6695 | 0.6118
KPCo Retire 2040, no CO2 | 0 | KPCo | KPCo | Coal:Conventional | Mitchell (WV):2 | 2028 | SO2 | CSAPR Annual SO2 | 1337.4769 | 1.9544
KPCo Retire 2040, no CO2 | 0 | KPCo | KPCo | Gas/Oil:Steam Turbine | Big Sandy:1 (Gas) | 2028 | CO2 | Carbon Limits | 124498.5234 | 1304.7642
KPCo Retire 2040, no CO2 | 0 | KPCo | KPCo | Gas/Oil:Steam Turbine | Big Sandy:1 (Gas) | 2028 | CO2 | Carbon Tax | 124498.5234 | 1304.7642
KPCo Retire 2040, no CO2 | 0 | KPCo | KPCo | Gas/Oil:Steam Turbine | Big Sandy:1 (Gas) | 2028 | NOx | CSAPR Annual NOx | 282.5803 | 2.9615
KPCo Retire 2040, no CO2 | 0 | KPCo | KPCo | Gas/Oil:Steam Turbine | Big Sandy:1 (Gas) | 2028 | NOx | CSAPR NOx Ozone Season | 282.5803 | 2.9615
KPCo Retire 2040, no CO2 | 0 | KPCo | KPCo | Coal:Conventional | Mitchell (WV):1 | 2029 | CO2 | Carbon Limits | 1299880.4453 | 1950.3496
KPCo Retire 2040, no CO2 | 0 | KPCo | KPCo | Coal:Conventional | Mitchell (WV):1 | 2029 | CO2 | Carbon Tax | 1299880.4453 | 1950.3496
KPCo Retire 2040, no CO2 | 0 | KPCo | KPCo | Coal:Conventional | Mitchell (WV):1 | 2029 | NOx | CSAPR Annual NOx | 307.0834 | 0.46075
KPCo Retire 2040, no CO2 | 0 | KPCo | KPCo | Coal:Conventional | Mitchell (WV):1 | 2029 | NOx | CSAPR NOx Ozone Season | 307.0834 | 0.46075
KPCo Retire 2040, no CO2 | 0 | KPCo | KPCo | Coal:Conventional | Mitchell (WV):1 | 2029 | SO2 | CSAPR Annual SO2 | 1302.6128 | 1.9544
KPCo Retire 2040, no CO2 | 0 | KPCo | KPCo | Coal:Conventional | Mitchell (WV):2 | 2029 | CO2 | Carbon Limits | 1330923.0508 | 1950.3498
KPCo Retire 2040, no CO2 | 0 | KPCo | KPCo | Coal:Conventional | Mitchell (WV):2 | 2029 | CO2 | Carbon Tax | 1330923.0508 | 1950.3498
KPCo Retire 2040, no CO2 | 0 | KPCo | KPCo | Coal:Conventional | Mitchell (WV):2 | 2029 | NOx | CSAPR Annual NOx | 417.4937 | 0.6118
KPCo Retire 2040, no CO2 | 0 | KPCo | KPCo | Coal:Conventional | Mitchell (WV):2 | 2029 | NOx | CSAPR NOx Ozone Season | 417.4937 | 0.6118
KPCo Retire 2040, no CO2 | 0 | KPCo | KPCo | Coal:Conventional | Mitchell (WV):2 | 2029 | SO2 | CSAPR Annual SO2 | 1333.7208 | 1.9544
KPCo Retire 2040, no CO2 | 0 | KPCo | KPCo | Gas/Oil:Steam Turbine | Big Sandy:1 (Gas) | 2029 | CO2 | Carbon Limits | 127328.0352 | 1304.7644
KPCo Retire 2040, no CO2 | 0 | KPCo | KPCo | Gas/Oil:Steam Turbine | Big Sandy:1 (Gas) | 2029 | CO2 | Carbon Tax | 127328.0352 | 1304.7644
KPCo Retire 2040, no CO2 | 0 | KPCo | KPCo | Gas/Oil:Steam Turbine | Big Sandy:1 (Gas) | 2029 | NOx | CSAPR Annual NOx | 289.0025 | 2.9615
KPCo Retire 2040, no CO2 | 0 | KPCo | KPCo | Gas/Oil:Steam Turbine | Big Sandy:1 (Gas) | 2029 | NOx | CSAPR NOx Ozone Season | 289.0025 | 2.9615
KPCo Retire 2040, no CO2 | 0 | KPCo | KPCo | Coal:Conventional | Mitchell (WV):1 | 2030 | CO2 | Carbon Limits | 1259538.1523 | 1950.3502
KPCo Retire 2040, no CO2 | 0 | KPCo | KPCo | Coal:Conventional | Mitchell (WV):1 | 2030 | CO2 | Carbon Tax | 1259538.1523 | 1950.3502
KPCo Retire 2040, no CO2 | 0 | KPCo | KPCo | Coal:Conventional | Mitchell (WV):1 | 2030 | NOx | CSAPR Annual NOx | 297.5529 | 0.46075
KPCo Retire 2040, no CO2 | 0 | KPCo | KPCo | Coal:Conventional | Mitchell (WV):1 | 2030 | NOx | CSAPR NOx Ozone Season | 297.5529 | 0.46075
KPCo Retire 2040, no CO2 | 0 | KPCo | KPCo | Coal:Conventional | Mitchell (WV):1 | 2030 | SO2 | CSAPR Annual SO2 | 1262.1857 | 1.9544
KPCo Retire 2040, no CO2 | 0 | KPCo | KPCo | Coal:Conventional | Mitchell (WV):2 | 2030 | CO2 | Carbon Limits | 1288927.1055 | 1950.3501
KPCo Retire 2040, no CO2 | 0 | KPCo | KPCo | Coal:Conventional | Mitchell (WV):2 | 2030 | CO2 | Carbon Tax | 1288927.1055 | 1950.3501
KPCo Retire 2040, no CO2 | 0 | KPCo | KPCo | Coal:Conventional | Mitchell (WV):2 | 2030 | NOx | CSAPR Annual NOx | 404.3201 | 0.6118
KPCo Retire 2040, no CO2 | 0 | KPCo | KPCo | Coal:Conventional | Mitchell (WV):2 | 2030 | NOx | CSAPR NOx Ozone Season | 404.3201 | 0.6118
KPCo Retire 2040, no CO2 | 0 | KPCo | KPCo | Coal:Conventional | Mitchell (WV):2 | 2030 | SO2 | CSAPR Annual SO2 | 1291.6366 | 1.9544
KPCo Retire 2040, no CO2 | 0 | KPCo | KPCo | Gas/Oil:Steam Turbine | Big Sandy:1 (Gas) | 2030 | CO2 | Carbon Limits | 127328.0352 | 1304.7644
KPCo Retire 2040, no CO2 | 0 | KPCo | KPCo | Gas/Oil:Steam Turbine | Big Sandy:1 (Gas) | 2030 | CO2 | Carbon Tax | 127328.0352 | 1304.7644
KPCo Retire 2040, no CO2 | 0 | KPCo | KPCo | Gas/Oil:Steam Turbine | Big Sandy:1 (Gas) | 2030 | NOx | CSAPR Annual NOx | 289.0025 | 2.9615
KPCo Retire 2040, no CO2 | 0 | KPCo | KPCo | Gas/Oil:Steam Turbine | Big Sandy:1 (Gas) | 2030 | NOx | CSAPR NOx Ozone Season | 289.0025 | 2.9615
KPCo Retire 2040, no CO2 | 0 | KPCo | KPCo | Coal:Conventional | Mitchell (WV):1 | 2031 | CO2 | Carbon Limits | 1133488.1211 | 1950.35
KPCo Retire 2040, no CO2 | 0 | KPCo | KPCo | Coal:Conventional | Mitchell (WV):1 | 2031 | CO2 | Carbon Tax | 1133488.1211 | 1950.35
KPCo Retire 2040, no CO2 | 0 | KPCo | KPCo | Coal:Conventional | Mitchell (WV):1 | 2031 | NOx | CSAPR Annual NOx | 267.7749 | 0.46075
KPCo Retire 2040, no CO2 | 0 | KPCo | KPCo | Coal:Conventional | Mitchell (WV):1 | 2031 | NOx | CSAPR NOx Ozone Season | 267.7749 | 0.46075
KPCo Retire 2040, no CO2 | 0 | KPCo | KPCo | Coal:Conventional | Mitchell (WV):1 | 2031 | SO2 | CSAPR Annual SO2 | 1135.8707 | 1.9544
KPCo Retire 2040, no CO2 | 0 | KPCo | KPCo | Coal:Conventional | Mitchell (WV):2 | 2031 | CO2 | Carbon Limits | 1157711.5977 | 1950.3501
KPCo Retire 2040, no CO2 | 0 | KPCo | KPCo | Coal:Conventional | Mitchell (WV):2 | 2031 | CO2 | Carbon Tax | 1157711.5977 | 1950.3501
KPCo Retire 2040, no CO2 | 0 | KPCo | KPCo | Coal:Conventional | Mitchell (WV):2 | 2031 | NOx | CSAPR Annual NOx | 363.1595 | 0.6118
KPCo Retire 2040, no CO2 | 0 | KPCo | KPCo | Coal:Conventional | Mitchell (WV):2 | 2031 | NOx | CSAPR NOx Ozone Season | 363.1595 | 0.6118
KPCo Retire 2040, no CO2 | 0 | KPCo | KPCo | Coal:Conventional | Mitchell (WV):2 | 2031 | SO2 | CSAPR Annual SO2 | 1160.1452 | 1.9544
KPCo Retire 2040, no CO2 | 0 | KPCo | KPCo | Gas/Oil:Combustion Turbine | KPCo CT | 2031 | CO2 | Carbon Limits | 24252.2695 | 1178.1002
KPCo Retire 2040, no CO2 | 0 | KPCo | KPCo | Gas/Oil:Combustion Turbine | KPCo CT | 2031 | CO2 | Carbon Tax | 24252.2695 | 1178.1002
KPCo Retire 2040, no CO2 | 0 | KPCo | KPCo | Gas/Oil:Combustion Turbine | KPCo CT | 2031 | NOx | CSAPR Annual NOx | 6.114 | 0.297
KPCo Retire 2040, no CO2 | 0 | KPCo | KPCo | Gas/Oil:Combustion Turbine | KPCo CT | 2031 | NOx | CSAPR NOx Ozone Season | 6.114 | 0.297
KPCo Retire 2040, no CO2 | 0 | KPCo | KPCo | Coal:Conventional | Mitchell (WV):1 | 2032 | CO2 | Carbon Limits | 1113987.3203 | 1950.35
KPCo Retire 2040, no CO2 | 0 | KPCo | KPCo | Coal:Conventional | Mitchell (WV):1 | 2032 | CO2 | Carbon Tax | 1113987.3203 | 1950.35
KPCo Retire 2040, no CO2 | 0 | KPCo | KPCo | Coal:Conventional | Mitchell (WV):1 | 2032 | NOx | CSAPR Annual NOx | 263.168 | 0.46075
KPCo Retire 2040, no CO2 | 0 | KPCo | KPCo | Coal:Conventional | Mitchell (WV):1 | 2032 | NOx | CSAPR NOx Ozone Season | 263.168 | 0.46075
KPCo Retire 2040, no CO2 | 0 | KPCo | KPCo | Coal:Conventional | Mitchell (WV):1 | 2032 | SO2 | CSAPR Annual SO2 | 1116.3288 | 1.9544
KPCo Retire 2040, no CO2 | 0 | KPCo | KPCo | Coal:Conventional | Mitchell (WV):2 | 2032 | CO2 | Carbon Limits | 1133647.207 | 1950.3498
KPCo Retire 2040, no CO2 | 0 | KPCo | KPCo | Coal:Conventional | Mitchell (WV):2 | 2032 | CO2 | Carbon Tax | 1133647.207 | 1950.3498
KPCo Retire 2040, no CO2 | 0 | KPCo | KPCo | Coal:Conventional | Mitchell (WV):2 | 2032 | NOx | CSAPR Annual NOx | 355.6108 | 0.6118
KPCo Retire 2040, no CO2 | 0 | KPCo | KPCo | Coal:Conventional | Mitchell (WV):2 | 2032 | NOx | CSAPR NOx Ozone Season | 355.6108 | 0.6118
KPCo Retire 2040, no CO2 | 0 | KPCo | KPCo | Coal:Conventional | Mitchell (WV):2 | 2032 | SO2 | CSAPR Annual SO2 | 1136.0302 | 1.9544
KPCo Retire 2040, no CO2 | 0 | KPCo | KPCo | Gas/Oil:Combustion Turbine | KPCo CT | 2032 | CO2 | Carbon Limits | 19299.4199 | 1178.0997
KPCo Retire 2040, no CO2 | 0 | KPCo | KPCo | Gas/Oil:Combustion Turbine | KPCo CT | 2032 | CO2 | Carbon Tax | 19299.4199 | 1178.0997
KPCo Retire 2040, no CO2 | 0 | KPCo | KPCo | Gas/Oil:Combustion Turbine | KPCo CT | 2032 | NOx | CSAPR Annual NOx | 4.8654 | 0.297
KPCo Retire 2040, no CO2 | 0 | KPCo | KPCo | Gas/Oil:Combustion Turbine | KPCo CT | 2032 | NOx | CSAPR NOx Ozone Season | 4.8654 | 0.297
KPCo Retire 2040, no CO2 | 0 | KPCo | KPCo | Coal:Conventional | Mitchell (WV):1 | 2033 | CO2 | Carbon Limits | 1104000.3633 | 1952.2077
KPCo Retire 2040, no CO2 | 0 | KPCo | KPCo | Coal:Conventional | Mitchell (WV):1 | 2033 | CO2 | Carbon Tax | 1104000.3633 | 1952.2077
KPCo Retire 2040, no CO2 | 0 | KPCo | KPCo | Coal:Conventional | Mitchell (WV):1 | 2033 | NOx | CSAPR Annual NOx | 260.8087 | 0.46119
KPCo Retire 2040, no CO2 | 0 | KPCo | KPCo | Coal:Conventional | Mitchell (WV):1 | 2033 | NOx | CSAPR NOx Ozone Season | 260.8087 | 0.46119
KPCo Retire 2040, no CO2 | 0 | KPCo | KPCo | Coal:Conventional | Mitchell (WV):1 | 2033 | SO2 | CSAPR Annual SO2 | 1106.3209 | 1.9563
KPCo Retire 2040, no CO2 | 0 | KPCo | KPCo | Coal:Conventional | Mitchell (WV):2 | 2033 | CO2 | Carbon Limits | 1092766.1133 | 1952.2265
KPCo Retire 2040, no CO2 | 0 | KPCo | KPCo | Coal:Conventional | Mitchell (WV):2 | 2033 | CO2 | Carbon Tax | 1092766.1133 | 1952.2265
KPCo Retire 2040, no CO2 | 0 | KPCo | KPCo | Coal:Conventional | Mitchell (WV):2 | 2033 | NOx | CSAPR Annual NOx | 342.7869 | 0.61239
KPCo Retire 2040, no CO2 | 0 | KPCo | KPCo | Coal:Conventional | Mitchell (WV):2 | 2033 | NOx | CSAPR NOx Ozone Season | 342.7869 | 0.61239
KPCo Retire 2040, no CO2 | 0 | KPCo | KPCo | Coal:Conventional | Mitchell (WV):2 | 2033 | SO2 | CSAPR Annual SO2 | 1095.0632 | 1.9563
KPCo Retire 2040, no CO2 | 0 | KPCo | KPCo | Gas/Oil:Combustion Turbine | KPCo CT | 2033 | CO2 | Carbon Limits | 14211.3809 | 1178.0997
KPCo Retire 2040, no CO2 | 0 | KPCo | KPCo | Gas/Oil:Combustion Turbine | KPCo CT | 2033 | CO2 | Carbon Tax | 14211.3809 | 1178.0997
KPCo Retire 2040, no CO2 | 0 | KPCo | KPCo | Gas/Oil:Combustion Turbine | KPCo CT | 2033 | NOx | CSAPR Annual NOx | 3.5827 | 0.297
KPCo Retire 2040, no CO2 | 0 | KPCo | KPCo | Gas/Oil:Combustion Turbine | KPCo CT | 2033 | NOx | CSAPR NOx Ozone Season | 3.5827 | 0.297
KPCo Retire 2040, no CO2 | 0 | KPCo | KPCo | Coal:Conventional | Mitchell (WV):1 | 2034 | CO2 | Carbon Limits | 1098371.8164 | 1952.8135
KPCo Retire 2040, no CO2 | 0 | KPCo | KPCo | Coal:Conventional | Mitchell (WV):1 | 2034 | CO2 | Carbon Tax | 1098371.8164 | 1952.8135
KPCo Retire 2040, no CO2 | 0 | KPCo | KPCo | Coal:Conventional | Mitchell (WV):1 | 2034 | NOx | CSAPR Annual NOx | 259.479 | 0.46133
KPCo Retire 2040, no CO2 | 0 | KPCo | KPCo | Coal:Conventional | Mitchell (WV):1 | 2034 | NOx | CSAPR NOx Ozone Season | 259.479 | 0.46133
KPCo Retire 2040, no CO2 | 0 | KPCo | KPCo | Coal:Conventional | Mitchell (WV):1 | 2034 | SO2 | CSAPR Annual SO2 | 1100.6805 | 1.9569
KPCo Retire 2040, no CO2 | 0 | KPCo | KPCo | Coal:Conventional | Mitchell (WV):2 | 2034 | CO2 | Carbon Limits | 1085366.9688 | 1952.8429
KPCo Retire 2040, no CO2 | 0 | KPCo | KPCo | Coal:Conventional | Mitchell (WV):2 | 2034 | CO2 | Carbon Tax | 1085366.9688 | 1952.8429
KPCo Retire 2040, no CO2 | 0 | KPCo | KPCo | Coal:Conventional | Mitchell (WV):2 | 2034 | NOx | CSAPR Annual NOx | 340.4659 | 0.61258
KPCo Retire 2040, no CO2 | 0 | KPCo | KPCo | Coal:Conventional | Mitchell (WV):2 | 2034 | NOx | CSAPR NOx Ozone Season | 340.4659 | 0.61258
KPCo Retire 2040, no CO2 | 0 | KPCo | KPCo | Coal:Conventional | Mitchell (WV):2 | 2034 | SO2 | CSAPR Annual SO2 | 1087.6485 | 1.9569
KPCo Retire 2040, no CO2 | 0 | KPCo | KPCo | Coal:Conventional | Mitchell (WV):1 | 2035 | CO2 | Carbon Limits | 1184292.6953 | 1952.7395
KPCo Retire 2040, no CO2 | 0 | KPCo | KPCo | Coal:Conventional | Mitchell (WV):1 | 2035 | CO2 | Carbon Tax | 1184292.6953 | 1952.7395
KPCo Retire 2040, no CO2 | 0 | KPCo | KPCo | Coal:Conventional | Mitchell (WV):1 | 2035 | NOx | CSAPR Annual NOx | 279.777 | 0.46131
KPCo Retire 2040, no CO2 | 0 | KPCo | KPCo | Coal:Conventional | Mitchell (WV):1 | 2035 | NOx | CSAPR NOx Ozone Season | 279.777 | 0.46131
KPCo Retire 2040, no CO2 | 0 | KPCo | KPCo | Coal:Conventional | Mitchell (WV):1 | 2035 | SO2 | CSAPR Annual SO2 | 1186.7821 | 1.9568
KPCo Retire 2040, no CO2 | 0 | KPCo | KPCo | Coal:Conventional | Mitchell (WV):2 | 2035 | CO2 | Carbon Limits | 1171653.8164 | 1952.7655
KPCo Retire 2040, no CO2 | 0 | KPCo | KPCo | Coal:Conventional | Mitchell (WV):2 | 2035 | CO2 | Carbon Tax | 1171653.8164 | 1952.7655
KPCo Retire 2040, no CO2 | 0 | KPCo | KPCo | Coal:Conventional | Mitchell (WV):2 | 2035 | NOx | CSAPR Annual NOx | 367.533 | 0.61256
KPCo Retire 2040, no CO2 | 0 | KPCo | KPCo | Coal:Conventional | Mitchell (WV):2 | 2035 | NOx | CSAPR NOx Ozone Season | 367.533 | 0.61256
KPCo Retire 2040, no CO2 | 0 | KPCo | KPCo | Coal:Conventional | Mitchell (WV):2 | 2035 | SO2 | CSAPR Annual SO2 | 1174.1167 | 1.9569
KPCo Retire 2040, no CO2 | 0 | KPCo | KPCo | Coal:Conventional | Mitchell (WV):1 | 2036 | CO2 | Carbon Limits | 1149317.625 | 1952.4756
KPCo Retire 2040, no CO2 | 0 | KPCo | KPCo | Coal:Conventional | Mitchell (WV):1 | 2036 | CO2 | Carbon Tax | 1149317.625 | 1952.4756
KPCo Retire 2040, no CO2 | 0 | KPCo | KPCo | Coal:Conventional | Mitchell (WV):1 | 2036 | NOx | CSAPR Annual NOx | 271.5145 | 0.46125
KPCo Retire 2040, no CO2 | 0 | KPCo | KPCo | Coal:Conventional | Mitchell (WV):1 | 2036 | NOx | CSAPR NOx Ozone Season | 271.5145 | 0.46125
KPCo Retire 2040, no CO2 | 0 | KPCo | KPCo | Coal:Conventional | Mitchell (WV):1 | 2036 | SO2 | CSAPR Annual SO2 | 1151.7334 | 1.9566
KPCo Retire 2040, no CO2 | 0 | KPCo | KPCo | Coal:Conventional | Mitchell (WV):2 | 2036 | CO2 | Carbon Limits | 1136101.7422 | 1952.5007
KPCo Retire 2040, no CO2 | 0 | KPCo | KPCo | Coal:Conventional | Mitchell (WV):2 | 2036 | CO2 | Carbon Tax | 1136101.7422 | 1952.5007
KPCo Retire 2040, no CO2 | 0 | KPCo | KPCo | Coal:Conventional | Mitchell (WV):2 | 2036 | NOx | CSAPR Annual NOx | 356.3807 | 0.61247
KPCo Retire 2040, no CO2 | 0 | KPCo | KPCo | Coal:Conventional | Mitchell (WV):2 | 2036 | NOx | CSAPR NOx Ozone Season | 356.3807 | 0.61247
KPCo Retire 2040, no CO2 | 0 | KPCo | KPCo | Coal:Conventional | Mitchell (WV):2 | 2036 | SO2 | CSAPR Annual SO2 | 1138.4899 | 1.9566
KPCo Retire 2040, no CO2 | 0 | KPCo | KPCo | Coal:Conventional | Mitchell (WV):1 | 2037 | CO2 | Carbon Limits | 1184398.1172 | 1952.5203
KPCo Retire 2040, no CO2 | 0 | KPCo | KPCo | Coal:Conventional | Mitchell (WV):1 | 2037 | CO2 | Carbon Tax | 1184398.1172 | 1952.5203
KPCo Retire 2040, no CO2 | 0 | KPCo | KPCo | Coal:Conventional | Mitchell (WV):1 | 2037 | NOx | CSAPR Annual NOx | 279.8019 | 0.46126
KPCo Retire 2040, no CO2 | 0 | KPCo | KPCo | Coal:Conventional | Mitchell (WV):1 | 2037 | NOx | CSAPR NOx Ozone Season | 279.8019 | 0.46126
KPCo Retire 2040, no CO2 | 0 | KPCo | KPCo | Coal:Conventional | Mitchell (WV):1 | 2037 | SO2 | CSAPR Annual SO2 | 1186.8877 | 1.9566
KPCo Retire 2040, no CO2 | 0 | KPCo | KPCo | Coal:Conventional | Mitchell (WV):2 | 2037 | CO2 | Carbon Limits | 1171190.5938 | 1952.5449
KPCo Retire 2040, no CO2 | 0 | KPCo | KPCo | Coal:Conventional | Mitchell (WV):2 | 2037 | CO2 | Carbon Tax | 1171190.5938 | 1952.5449
KPCo Retire 2040, no CO2 | 0 | KPCo | KPCo | Coal:Conventional | Mitchell (WV):2 | 2037 | NOx | CSAPR Annual NOx | 367.3877 | 0.61249
KPCo Retire 2040, no CO2 | 0 | KPCo | KPCo | Coal:Conventional | Mitchell (WV):2 | 2037 | NOx | CSAPR NOx Ozone Season | 367.3877 | 0.61249
KPCo Retire 2040, no CO2 | 0 | KPCo | KPCo | Coal:Conventional | Mitchell (WV):2 | 2037 | SO2 | CSAPR Annual SO2 | 1173.6525 | 1.9566
KPCo Retire 2040, no CO2 | 0 | KPCo | KPCo | Coal:Conventional | Mitchell (WV):1 | 2038 | CO2 | Carbon Limits | 1177679.2148 | 1953.1675
KPCo Retire 2040, no CO2 | 0 | KPCo | KPCo | Coal:Conventional | Mitchell (WV):1 | 2038 | CO2 | Carbon Tax | 1177679.2148 | 1953.1675
KPCo Retire 2040, no CO2 | 0 | KPCo | KPCo | Coal:Conventional | Mitchell (WV):1 | 2038 | NOx | CSAPR Annual NOx | 278.2146 | 0.46142
KPCo Retire 2040, no CO2 | 0 | KPCo | KPCo | Coal:Conventional | Mitchell (WV):1 | 2038 | NOx | CSAPR NOx Ozone Season | 278.2146 | 0.46142
KPCo Retire 2040, no CO2 | 0 | KPCo | KPCo | Coal:Conventional | Mitchell (WV):1 | 2038 | SO2 | CSAPR Annual SO2 | 1180.1546 | 1.9573
KPCo Retire 2040, no CO2 | 0 | KPCo | KPCo | Coal:Conventional | Mitchell (WV):2 | 2038 | CO2 | Carbon Limits | 1164794.1328 | 1953.1985
KPCo Retire 2040, no CO2 | 0 | KPCo | KPCo | Coal:Conventional | Mitchell (WV):2 | 2038 | CO2 | Carbon Tax | 1164794.1328 | 1953.1985
KPCo Retire 2040, no CO2 | 0 | KPCo | KPCo | Coal:Conventional | Mitchell (WV):2 | 2038 | NOx | CSAPR Annual NOx | 365.3812 | 0.61269
KPCo Retire 2040, no CO2 | 0 | KPCo | KPCo | Coal:Conventional | Mitchell (WV):2 | 2038 | NOx | CSAPR NOx Ozone Season | 365.3812 | 0.61269
KPCo Retire 2040, no CO2 | 0 | KPCo | KPCo | Coal:Conventional | Mitchell (WV):2 | 2038 | SO2 | CSAPR Annual SO2 | 1167.2426 | 1.9573
KPCo Retire 2040, no CO2 | 0 | KPCo | KPCo | Coal:Conventional | Mitchell (WV):1 | 2039 | CO2 | Carbon Limits | 1179965.1836 | 1953.3878
KPCo Retire 2040, no CO2 | 0 | KPCo | KPCo | Coal:Conventional | Mitchell (WV):1 | 2039 | CO2 | Carbon Tax | 1179965.1836 | 1953.3878
KPCo Retire 2040, no CO2 | 0 | KPCo | KPCo | Coal:Conventional | Mitchell (WV):1 | 2039 | NOx | CSAPR Annual NOx | 278.7546 | 0.46147
KPCo Retire 2040, no CO2 | 0 | KPCo | KPCo | Coal:Conventional | Mitchell (WV):1 | 2039 | NOx | CSAPR NOx Ozone Season | 278.7546 | 0.46147
KPCo Retire 2040, no CO2 | 0 | KPCo | KPCo | Coal:Conventional | Mitchell (WV):1 | 2039 | SO2 | CSAPR Annual SO2 | 1182.4454 | 1.9575
KPCo Retire 2040, no CO2 | 0 | KPCo | KPCo | Coal:Conventional | Mitchell (WV):2 | 2039 | CO2 | Carbon Limits | 1168036.6875 | 1953.4183
KPCo Retire 2040, no CO2 | 0 | KPCo | KPCo | Coal:Conventional | Mitchell (WV):2 | 2039 | CO2 | Carbon Tax | 1168036.6875 | 1953.4183
KPCo Retire 2040, no CO2 | 0 | KPCo | KPCo | Coal:Conventional | Mitchell (WV):2 | 2039 | NOx | CSAPR Annual NOx | 366.3983 | 0.61276
KPCo Retire 2040, no CO2 | 0 | KPCo | KPCo | Coal:Conventional | Mitchell (WV):2 | 2039 | NOx | CSAPR NOx Ozone Season | 366.3983 | 0.61276
KPCo Retire 2040, no CO2 | 0 | KPCo | KPCo | Coal:Conventional | Mitchell (WV):2 | 2039 | SO2 | CSAPR Annual SO2 | 1170.492 | 1.9575
KPCo Retire 2040, no CO2 | 0 | KPCo | KPCo | Coal:Conventional | Mitchell (WV):1 | 2040 | CO2 | Carbon Limits | 1205681.8438 | 1954.1022
KPCo Retire 2040, no CO2 | 0 | KPCo | KPCo | Coal:Conventional | Mitchell (WV):1 | 2040 | CO2 | Carbon Tax | 1205681.8438 | 1954.1022
KPCo Retire 2040, no CO2 | 0 | KPCo | KPCo | Coal:Conventional | Mitchell (WV):1 | 2040 | NOx | CSAPR Annual NOx | 284.8299 | 0.46164
KPCo Retire 2040, no CO2 | 0 | KPCo | KPCo | Coal:Conventional | Mitchell (WV):1 | 2040 | NOx | CSAPR NOx Ozone Season | 284.8299 | 0.46164
KPCo Retire 2040, no CO2 | 0 | KPCo | KPCo | Coal:Conventional | Mitchell (WV):1 | 2040 | SO2 | CSAPR Annual SO2 | 1208.2161 | 1.9582
KPCo Retire 2040, no CO2 | 0 | KPCo | KPCo | Coal:Conventional | Mitchell (WV):2 | 2040 | CO2 | Carbon Limits | 1161794.6172 | 1954.2443
KPCo Retire 2040, no CO2 | 0 | KPCo | KPCo | Coal:Conventional | Mitchell (WV):2 | 2040 | CO2 | Carbon Tax | 1161794.6172 | 1954.2443
KPCo Retire 2040, no CO2 | 0 | KPCo | KPCo | Coal:Conventional | Mitchell (WV):2 | 2040 | NOx | CSAPR Annual NOx | 364.4403 | 0.61302
KPCo Retire 2040, no CO2 | 0 | KPCo | KPCo | Coal:Conventional | Mitchell (WV):2 | 2040 | NOx | CSAPR NOx Ozone Season | 364.4403 | 0.61302
KPCo Retire 2040, no CO2 | 0 | KPCo | KPCo | Coal:Conventional | Mitchell (WV):2 | 2040 | SO2 | CSAPR Annual SO2 | 1164.2368 | 1.9584

## Resource Capital
Scenario | RunID | Year | BA | Area | Name | Added | Active | Carrying Costs | Capital Expense | Installed Cost | Book Value | Book Depreciation | Tax Depreciation | Deferred Taxes | ADIT | Tax Credits | Deferred Credits | Property Taxes | Decommissioning | Other Costs | Debt | Debt Service | Interest | AFUDC | Capitalized Interest | Rate Base | Allowed Return
KPCo Retire 2028, with CO2 | 0 | 2022 | KPCo | KPCo | Rockport:2 | -1
KPCo Retire 2028, with CO2 | 0 | 2023 | KPCo | KPCo | W23 | 2 | 2
KPCo Retire 2028, with CO2 | 0 | 2024 | KPCo | KPCo | W23 |  | 2
KPCo Retire 2028, with CO2 | 0 | 2025 | KPCo | KPCo | W23 |  | 2
KPCo Retire 2028, with CO2 | 0 | 2025 | KPCo | KPCo | W25 | 2 | 2
KPCo Retire 2028, with CO2 | 0 | 2026 | KPCo | KPCo | S26 | 20 | 20
KPCo Retire 2028, with CO2 | 0 | 2026 | KPCo | KPCo | W23 |  | 2
KPCo Retire 2028, with CO2 | 0 | 2026 | KPCo | KPCo | W25 |  | 2
KPCo Retire 2028, with CO2 | 0 | 2027 | KPCo | KPCo | S26 |  | 20
KPCo Retire 2028, with CO2 | 0 | 2027 | KPCo | KPCo | S27 | 25 | 25
KPCo Retire 2028, with CO2 | 0 | 2027 | KPCo | KPCo | W23 |  | 2
KPCo Retire 2028, with CO2 | 0 | 2027 | KPCo | KPCo | W25 |  | 2
KPCo Retire 2028, with CO2 | 0 | 2028 | KPCo | KPCo | S26 |  | 20
KPCo Retire 2028, with CO2 | 0 | 2028 | KPCo | KPCo | S27 |  | 25
KPCo Retire 2028, with CO2 | 0 | 2028 | KPCo | KPCo | S28 | 25 | 25
KPCo Retire 2028, with CO2 | 0 | 2028 | KPCo | KPCo | W23 |  | 2
KPCo Retire 2028, with CO2 | 0 | 2028 | KPCo | KPCo | W25 |  | 2
KPCo Retire 2028, with CO2 | 0 | 2029 | KPCo | KPCo | S26 |  | 20
KPCo Retire 2028, with CO2 | 0 | 2029 | KPCo | KPCo | S27 |  | 25
KPCo Retire 2028, with CO2 | 0 | 2029 | KPCo | KPCo | S28 |  | 25
KPCo Retire 2028, with CO2 | 0 | 2029 | KPCo | KPCo | S29 | 20 | 20
KPCo Retire 2028, with CO2 | 0 | 2029 | KPCo | KPCo | W23 |  | 2
KPCo Retire 2028, with CO2 | 0 | 2029 | KPCo | KPCo | W25 |  | 2
KPCo Retire 2028, with CO2 | 0 | 2030 | KPCo | KPCo | KCPo CT |  |  |  | 126138.8281 |  | 126138.8281 | [9 empty] | 63069.4141 | -63069.4141
KPCo Retire 2028, with CO2 | 0 | 2030 | KPCo | KPCo | S26 |  | 20
KPCo Retire 2028, with CO2 | 0 | 2030 | KPCo | KPCo | S27 |  | 25
KPCo Retire 2028, with CO2 | 0 | 2030 | KPCo | KPCo | S28 |  | 25
KPCo Retire 2028, with CO2 | 0 | 2030 | KPCo | KPCo | S29 |  | 20
KPCo Retire 2028, with CO2 | 0 | 2030 | KPCo | KPCo | W23 |  | 2
KPCo Retire 2028, with CO2 | 0 | 2030 | KPCo | KPCo | W25 |  | 2
KPCo Retire 2028, with CO2 | 0 | 2031 | KPCo | KPCo | KCPo CT | 1 | 1 | 13931.876 |  | 126138.8281 | 121924.3828 | 3503.8564 | 6306.9414 | 710.5821 | 710.5821 |  |  | 1009.1107 |  | 5045.5532 | 62539.9531 | 4313.623 | 3784.1648
KPCo Retire 2028, with CO2 | 0 | 2031 | KPCo | KPCo | PPA_31 | 1 | 1
KPCo Retire 2028, with CO2 | 0 | 2031 | KPCo | KPCo | S26 |  | 20
KPCo Retire 2028, with CO2 | 0 | 2031 | KPCo | KPCo | S27 |  | 25
KPCo Retire 2028, with CO2 | 0 | 2031 | KPCo | KPCo | S28 |  | 25
KPCo Retire 2028, with CO2 | 0 | 2031 | KPCo | KPCo | S29 |  | 20
KPCo Retire 2028, with CO2 | 0 | 2031 | KPCo | KPCo | S31 | 12 | 12
KPCo Retire 2028, with CO2 | 0 | 2031 | KPCo | KPCo | W23 |  | 2
KPCo Retire 2028, with CO2 | 0 | 2031 | KPCo | KPCo | W25 |  | 2
KPCo Retire 2028, with CO2 | 0 | 2032 | KPCo | KPCo | KCPo CT |  | 1 | 14237.7715 |  |  | 116271.0156 | 3503.8564 | 11983.1885 | 2149.5107 | 2860.0928 |  |  | 1009.1107 |  | 5045.5532 | 61978.7188 | 4313.623 | 3752.3972
KPCo Retire 2028, with CO2 | 0 | 2032 | KPCo | KPCo | PPA_32 | 1 | 1
KPCo Retire 2028, with CO2 | 0 | 2032 | KPCo | KPCo | S26 |  | 20
KPCo Retire 2028, with CO2 | 0 | 2032 | KPCo | KPCo | S27 |  | 25
KPCo Retire 2028, with CO2 | 0 | 2032 | KPCo | KPCo | S28 |  | 25
KPCo Retire 2028, with CO2 | 0 | 2032 | KPCo | KPCo | S29 |  | 20
KPCo Retire 2028, with CO2 | 0 | 2032 | KPCo | KPCo | S31 |  | 12
KPCo Retire 2028, with CO2 | 0 | 2032 | KPCo | KPCo | W23 |  | 2
KPCo Retire 2028, with CO2 | 0 | 2032 | KPCo | KPCo | W25 |  | 2
KPCo Retire 2028, with CO2 | 0 | 2033 | KPCo | KPCo | KCPo CT |  | 1 | 14565.2529 |  |  | 110921.4219 | 3503.8564 | 10784.8701 | 1845.7371 | 4705.8301 |  |  | 1009.1107 |  | 5045.5532 | 61383.8125 | 4313.623 | 3718.7231
KPCo Retire 2028, with CO2 | 0 | 2033 | KPCo | KPCo | PPA_33 | 1 | 1
KPCo Retire 2028, with CO2 | 0 | 2033 | KPCo | KPCo | S26 |  | 20
KPCo Retire 2028, with CO2 | 0 | 2033 | KPCo | KPCo | S27 |  | 25
KPCo Retire 2028, with CO2 | 0 | 2033 | KPCo | KPCo | S28 |  | 25
KPCo Retire 2028, with CO2 | 0 | 2033 | KPCo | KPCo | S29 |  | 20
KPCo Retire 2028, with CO2 | 0 | 2033 | KPCo | KPCo | S31 |  | 12
KPCo Retire 2028, with CO2 | 0 | 2033 | KPCo | KPCo | W23 |  | 2
KPCo Retire 2028, with CO2 | 0 | 2033 | KPCo | KPCo | W25 |  | 2
KPCo Retire 2028, with CO2 | 0 | 2034 | KPCo | KPCo | KCPo CT |  | 1 | 14885.6816 |  |  | 105845.2188 | 3503.8564 | 9706.3828 | 1572.3406 | 6278.1709 |  |  | 1009.1107 |  | 5045.5532 | 60753.2109 | 4313.623 | 3683.0286
KPCo Retire 2028, with CO2 | 0 | 2034 | KPCo | KPCo | PPA_34 | 1 | 1
KPCo Retire 2028, with CO2 | 0 | 2034 | KPCo | KPCo | S26 |  | 20
KPCo Retire 2028, with CO2 | 0 | 2034 | KPCo | KPCo | S27 |  | 25
KPCo Retire 2028, with CO2 | 0 | 2034 | KPCo | KPCo | S28 |  | 25
KPCo Retire 2028, with CO2 | 0 | 2034 | KPCo | KPCo | S29 |  | 20
KPCo Retire 2028, with CO2 | 0 | 2034 | KPCo | KPCo | S31 |  | 12
KPCo Retire 2028, with CO2 | 0 | 2034 | KPCo | KPCo | W23 |  | 2
KPCo Retire 2028, with CO2 | 0 | 2034 | KPCo | KPCo | W25 |  | 2
KPCo Retire 2028, with CO2 | 0 | 2035 | KPCo | KPCo | KCPo CT |  | 1 | 15198.9326 |  |  | 101015.0781 | 3503.8564 | 8735.7451 | 1326.2838 | 7604.4546 |  |  | 1009.1107 |  | 5045.5532 | 60084.7734 | 4313.623 | 3645.1926
KPCo Retire 2028, with CO2 | 0 | 2035 | KPCo | KPCo | S26 |  | 20
KPCo Retire 2028, with CO2 | 0 | 2035 | KPCo | KPCo | S27 |  | 25
KPCo Retire 2028, with CO2 | 0 | 2035 | KPCo | KPCo | S28 |  | 25
KPCo Retire 2028, with CO2 | 0 | 2035 | KPCo | KPCo | S29 |  | 20
KPCo Retire 2028, with CO2 | 0 | 2035 | KPCo | KPCo | S31 |  | 12
KPCo Retire 2028, with CO2 | 0 | 2035 | KPCo | KPCo | S35 | 5 | 5
KPCo Retire 2028, with CO2 | 0 | 2035 | KPCo | KPCo | W23 |  | 2
KPCo Retire 2028, with CO2 | 0 | 2035 | KPCo | KPCo | W25 |  | 2
KPCo Retire 2028, with CO2 | 0 | 2036 | KPCo | KPCo | KCPo CT |  | 1 | 15533.3076 |  |  | 96406.3828 | 3503.8564 | 7862.1704 | 1104.8326 | 8709.2871 |  |  | 1009.1107 |  | 5045.5532 | 59376.2344 | 4313.623 | 3605.0864
KPCo Retire 2028, with CO2 | 0 | 2036 | KPCo | KPCo | S26 |  | 20
KPCo Retire 2028, with CO2 | 0 | 2036 | KPCo | KPCo | S27 |  | 25
KPCo Retire 2028, with CO2 | 0 | 2036 | KPCo | KPCo | S28 |  | 25
KPCo Retire 2028, with CO2 | 0 | 2036 | KPCo | KPCo | S29 |  | 20
KPCo Retire 2028, with CO2 | 0 | 2036 | KPCo | KPCo | S31 |  | 12
KPCo Retire 2028, with CO2 | 0 | 2036 | KPCo | KPCo | S35 |  | 5
KPCo Retire 2028, with CO2 | 0 | 2036 | KPCo | KPCo | W23 |  | 2
KPCo Retire 2028, with CO2 | 0 | 2036 | KPCo | KPCo | W25 |  | 2
KPCo Retire 2028, with CO2 | 0 | 2037 | KPCo | KPCo | KCPo CT |  | 1 | 15874.3604 |  |  | 91902.5859 | 3503.8564 | 7448.3716 | 999.9346 | 9709.2217 |  |  | 1009.1107 |  | 5045.5532 | 58625.1797 | 4313.623 | 3562.574
KPCo Retire 2028, with CO2 | 0 | 2037 | KPCo | KPCo | S26 |  | 20
KPCo Retire 2028, with CO2 | 0 | 2037 | KPCo | KPCo | S27 |  | 25
KPCo Retire 2028, with CO2 | 0 | 2037 | KPCo | KPCo | S28 |  | 25
KPCo Retire 2028, with CO2 | 0 | 2037 | KPCo | KPCo | S29 |  | 20
KPCo Retire 2028, with CO2 | 0 | 2037 | KPCo | KPCo | S31 |  | 12
KPCo Retire 2028, with CO2 | 0 | 2037 | KPCo | KPCo | S35 |  | 5
KPCo Retire 2028, with CO2 | 0 | 2037 | KPCo | KPCo | W23 |  | 2
KPCo Retire 2028, with CO2 | 0 | 2037 | KPCo | KPCo | W25 |  | 2
KPCo Retire 2028, with CO2 | 0 | 2038 | KPCo | KPCo | KCPo CT |  | 1 | 16222.8428 |  |  | 87398.7891 | 3503.8564 | 7448.3716 | 999.9346 | 10709.1562 |  |  | 1009.1107 |  | 5045.5532 | 57829.0625 | 4313.623 | 3517.5107
KPCo Retire 2028, with CO2 | 0 | 2038 | KPCo | KPCo | S26 |  | 20
KPCo Retire 2028, with CO2 | 0 | 2038 | KPCo | KPCo | S27 |  | 25
KPCo Retire 2028, with CO2 | 0 | 2038 | KPCo | KPCo | S28 |  | 25
KPCo Retire 2028, with CO2 | 0 | 2038 | KPCo | KPCo | S29 |  | 20
KPCo Retire 2028, with CO2 | 0 | 2038 | KPCo | KPCo | S31 |  | 12
KPCo Retire 2028, with CO2 | 0 | 2038 | KPCo | KPCo | S35 |  | 5
KPCo Retire 2028, with CO2 | 0 | 2038 | KPCo | KPCo | W23 |  | 2
KPCo Retire 2028, with CO2 | 0 | 2038 | KPCo | KPCo | W25 |  | 2
KPCo Retire 2028, with CO2 | 0 | 2039 | KPCo | KPCo | KCPo CT |  | 1 | 16596.752 |  |  | 82894.9922 | 3503.8564 | 7448.3716 | 999.9346 | 11709.0908 |  |  | 1009.1107 |  | 5045.5532 | 56985.1797 | 4313.623 | 3469.7437
KPCo Retire 2028, with CO2 | 0 | 2039 | KPCo | KPCo | S26 |  | 20
KPCo Retire 2028, with CO2 | 0 | 2039 | KPCo | KPCo | S27 |  | 25
KPCo Retire 2028, with CO2 | 0 | 2039 | KPCo | KPCo | S28 |  | 25
KPCo Retire 2028, with CO2 | 0 | 2039 | KPCo | KPCo | S29 |  | 20
KPCo Retire 2028, with CO2 | 0 | 2039 | KPCo | KPCo | S31 |  | 12
KPCo Retire 2028, with CO2 | 0 | 2039 | KPCo | KPCo | S35 |  | 5
KPCo Retire 2028, with CO2 | 0 | 2039 | KPCo | KPCo | W23 |  | 2
KPCo Retire 2028, with CO2 | 0 | 2039 | KPCo | KPCo | W25 |  | 2
KPCo Retire 2028, with CO2 | 0 | 2040 | KPCo | KPCo | KCPo CT |  | 1 | 16961.8867 |  |  | 78391.1953 | 3503.8564 | 7448.3716 | 999.9346 | 12709.0254 |  |  | 1009.1107 |  | 5045.5532 | 56090.6641 | 4313.623 | 3419.1106
KPCo Retire 2028, with CO2 | 0 | 2040 | KPCo | KPCo | S26 |  | 20
KPCo Retire 2028, with CO2 | 0 | 2040 | KPCo | KPCo | S27 |  | 25
KPCo Retire 2028, with CO2 | 0 | 2040 | KPCo | KPCo | S28 |  | 25
KPCo Retire 2028, with CO2 | 0 | 2040 | KPCo | KPCo | S29 |  | 20
KPCo Retire 2028, with CO2 | 0 | 2040 | KPCo | KPCo | S31 |  | 12
KPCo Retire 2028, with CO2 | 0 | 2040 | KPCo | KPCo | S35 |  | 5
KPCo Retire 2028, with CO2 | 0 | 2040 | KPCo | KPCo | W23 |  | 2
KPCo Retire 2028, with CO2 | 0 | 2040 | KPCo | KPCo | W25 |  | 2
KPCo Retire 2028, with CO2 | 0 | 2041 | KPCo | KPCo | KCPo CT |  | 1 | 17318.8164 |  |  | 73887.3984 | 3503.8564 | 7448.3716 | 999.9346 | 13708.96 |  |  | 1009.1107 |  | 5045.5532 | 55142.4766 | 4313.623 | 3365.4397
KPCo Retire 2028, with CO2 | 0 | 2041 | KPCo | KPCo | S26 |  | 20
KPCo Retire 2028, with CO2 | 0 | 2041 | KPCo | KPCo | S27 |  | 25
KPCo Retire 2028, with CO2 | 0 | 2041 | KPCo | KPCo | S28 |  | 25
KPCo Retire 2028, with CO2 | 0 | 2041 | KPCo | KPCo | S29 |  | 20
KPCo Retire 2028, with CO2 | 0 | 2041 | KPCo | KPCo | S31 |  | 12
KPCo Retire 2028, with CO2 | 0 | 2041 | KPCo | KPCo | S35 |  | 5
KPCo Retire 2028, with CO2 | 0 | 2041 | KPCo | KPCo | S41 | 1 | 1
KPCo Retire 2028, with CO2 | 0 | 2041 | KPCo | KPCo | W23 |  | 2
KPCo Retire 2028, with CO2 | 0 | 2041 | KPCo | KPCo | W25 |  | 2
KPCo Retire 2028, with CO2 | 0 | 2042 | KPCo | KPCo | KCPo CT |  | 1 | 17699.8359 |  |  | 69383.6016 | 3503.8564 | 7448.3716 | 999.9346 | 14708.8945 |  |  | 1009.1107 |  | 5045.5532 | 54137.3984 | 4313.623 | 3308.5486
KPCo Retire 2028, with CO2 | 0 | 2042 | KPCo | KPCo | S26 |  | 20
KPCo Retire 2028, with CO2 | 0 | 2042 | KPCo | KPCo | S27 |  | 25
KPCo Retire 2028, with CO2 | 0 | 2042 | KPCo | KPCo | S28 |  | 25
KPCo Retire 2028, with CO2 | 0 | 2042 | KPCo | KPCo | S29 |  | 20
KPCo Retire 2028, with CO2 | 0 | 2042 | KPCo | KPCo | S31 |  | 12
KPCo Retire 2028, with CO2 | 0 | 2042 | KPCo | KPCo | S35 |  | 5
KPCo Retire 2028, with CO2 | 0 | 2042 | KPCo | KPCo | S41 |  | 1
KPCo Retire 2028, with CO2 | 0 | 2042 | KPCo | KPCo | W23 |  | 2
KPCo Retire 2028, with CO2 | 0 | 2042 | KPCo | KPCo | W25 |  | 2
KPCo Retire 2028, with CO2 | 0 | 2043 | KPCo | KPCo | KCPo CT |  | 1 | 18088.4512 |  |  | 64879.8086 | 3503.8564 | 7448.3716 | 999.9346 | 15708.8291 |  |  | 1009.1107 |  | 5045.5532 | 53072.0156 | 4313.623 | 3248.2439
KPCo Retire 2028, with CO2 | 0 | 2043 | KPCo | KPCo | S26 |  | 20
KPCo Retire 2028, with CO2 | 0 | 2043 | KPCo | KPCo | S27 |  | 25
KPCo Retire 2028, with CO2 | 0 | 2043 | KPCo | KPCo | S28 |  | 25
KPCo Retire 2028, with CO2 | 0 | 2043 | KPCo | KPCo | S29 |  | 20
KPCo Retire 2028, with CO2 | 0 | 2043 | KPCo | KPCo | S31 |  | 12
KPCo Retire 2028, with CO2 | 0 | 2043 | KPCo | KPCo | S35 |  | 5
KPCo Retire 2028, with CO2 | 0 | 2043 | KPCo | KPCo | S41 |  | 1
KPCo Retire 2028, with CO2 | 0 | 2043 | KPCo | KPCo | W23 |  | 2
KPCo Retire 2028, with CO2 | 0 | 2043 | KPCo | KPCo | W25 |  | 2
KPCo Retire 2028, with CO2 | 0 | 2044 | KPCo | KPCo | KCPo CT |  | 1 | 18485.5371 |  |  | 60376.0195 | 3503.8564 | 7448.3716 | 999.9346 | 16708.7637 |  |  | 1009.1107 |  | 5045.5532 | 51942.7109 | 4313.623 | 3184.3208
KPCo Retire 2028, with CO2 | 0 | 2044 | KPCo | KPCo | S26 |  | 20
KPCo Retire 2028, with CO2 | 0 | 2044 | KPCo | KPCo | S27 |  | 25
KPCo Retire 2028, with CO2 | 0 | 2044 | KPCo | KPCo | S28 |  | 25
KPCo Retire 2028, with CO2 | 0 | 2044 | KPCo | KPCo | S29 |  | 20
KPCo Retire 2028, with CO2 | 0 | 2044 | KPCo | KPCo | S31 |  | 12
KPCo Retire 2028, with CO2 | 0 | 2044 | KPCo | KPCo | S35 |  | 5
KPCo Retire 2028, with CO2 | 0 | 2044 | KPCo | KPCo | S41 |  | 1
KPCo Retire 2028, with CO2 | 0 | 2044 | KPCo | KPCo | W23 |  | 2
KPCo Retire 2028, with CO2 | 0 | 2044 | KPCo | KPCo | W25 |  | 2
KPCo Retire 2028, with CO2 | 0 | 2045 | KPCo | KPCo | KCPo CT |  | 1 | 18911.6094 |  |  | 55872.2305 | 3503.8564 | 7448.3716 | 999.9346 | 17708.6992 |  |  | 1009.1107 |  | 5045.5532 | 50745.6484 | 4313.623 | 3116.5625
KPCo Retire 2028, with CO2 | 0 | 2045 | KPCo | KPCo | S26 |  | 20
KPCo Retire 2028, with CO2 | 0 | 2045 | KPCo | KPCo | S27 |  | 25
KPCo Retire 2028, with CO2 | 0 | 2045 | KPCo | KPCo | S28 |  | 25
KPCo Retire 2028, with CO2 | 0 | 2045 | KPCo | KPCo | S29 |  | 20
KPCo Retire 2028, with CO2 | 0 | 2045 | KPCo | KPCo | S31 |  | 12
KPCo Retire 2028, with CO2 | 0 | 2045 | KPCo | KPCo | S35 |  | 5
KPCo Retire 2028, with CO2 | 0 | 2045 | KPCo | KPCo | S41 |  | 1
KPCo Retire 2028, with CO2 | 0 | 2045 | KPCo | KPCo | W23 |  | 2
KPCo Retire 2028, with CO2 | 0 | 2045 | KPCo | KPCo | W25 |  | 2
KPCo Retire 2028, with CO2 | 0 | 2046 | KPCo | KPCo | KCPo CT |  | 1 | 19309.5645 |  |  | 52312.5234 | 3503.8564 | 3724.1858 | 55.8535 | 17764.5527 |  |  | 1009.1107 |  | 5045.5532 | 49476.7578 | 4313.623 | 3044.7388
KPCo Retire 2028, with CO2 | 0 | 2046 | KPCo | KPCo | S26 |  | 20
KPCo Retire 2028, with CO2 | 0 | 2046 | KPCo | KPCo | S27 |  | 25
KPCo Retire 2028, with CO2 | 0 | 2046 | KPCo | KPCo | S28 |  | 25
KPCo Retire 2028, with CO2 | 0 | 2046 | KPCo | KPCo | S29 |  | 20
KPCo Retire 2028, with CO2 | 0 | 2046 | KPCo | KPCo | S31 |  | 12
KPCo Retire 2028, with CO2 | 0 | 2046 | KPCo | KPCo | S35 |  | 5
KPCo Retire 2028, with CO2 | 0 | 2046 | KPCo | KPCo | S41 |  | 1
KPCo Retire 2028, with CO2 | 0 | 2046 | KPCo | KPCo | W23 |  | 2
KPCo Retire 2028, with CO2 | 0 | 2046 | KPCo | KPCo | W25 |  | 2
KPCo Retire 2028, with CO2 | 0 | 2047 | KPCo | KPCo | KCPo CT |  | 1 | 19734.3848 |  |  | 49696.8945 | 3503.8564 |  | -888.2277 | 16876.3242 |  |  | 1009.1107 |  | 5045.5532 | 48131.7344 | 4313.623 | 2968.6055
KPCo Retire 2028, with CO2 | 0 | 2047 | KPCo | KPCo | S26 |  | 20
KPCo Retire 2028, with CO2 | 0 | 2047 | KPCo | KPCo | S27 |  | 25
KPCo Retire 2028, with CO2 | 0 | 2047 | KPCo | KPCo | S28 |  | 25
KPCo Retire 2028, with CO2 | 0 | 2047 | KPCo | KPCo | S29 |  | 20
KPCo Retire 2028, with CO2 | 0 | 2047 | KPCo | KPCo | S31 |  | 12
KPCo Retire 2028, with CO2 | 0 | 2047 | KPCo | KPCo | S35 |  | 5
KPCo Retire 2028, with CO2 | 0 | 2047 | KPCo | KPCo | S41 |  | 1
KPCo Retire 2028, with CO2 | 0 | 2047 | KPCo | KPCo | W23 |  | 2
KPCo Retire 2028, with CO2 | 0 | 2047 | KPCo | KPCo | W25 |  | 2
KPCo Retire 2028, with CO2 | 0 | 2048 | KPCo | KPCo | KCPo CT |  | 1 | 20168.5352 |  |  | 47081.2656 | 3503.8564 |  | -888.2277 | 15988.0967 |  |  | 1009.1107 |  | 5045.5532 | 46706.0156 | 4313.623 | 2887.9041
KPCo Retire 2028, with CO2 | 0 | 2048 | KPCo | KPCo | S26 |  | 20
KPCo Retire 2028, with CO2 | 0 | 2048 | KPCo | KPCo | S27 |  | 25
KPCo Retire 2028, with CO2 | 0 | 2048 | KPCo | KPCo | S28 |  | 25
KPCo Retire 2028, with CO2 | 0 | 2048 | KPCo | KPCo | S29 |  | 20
KPCo Retire 2028, with CO2 | 0 | 2048 | KPCo | KPCo | S31 |  | 12
KPCo Retire 2028, with CO2 | 0 | 2048 | KPCo | KPCo | S35 |  | 5
KPCo Retire 2028, with CO2 | 0 | 2048 | KPCo | KPCo | S41 |  | 1
KPCo Retire 2028, with CO2 | 0 | 2048 | KPCo | KPCo | W23 |  | 2
KPCo Retire 2028, with CO2 | 0 | 2048 | KPCo | KPCo | W25 |  | 2
KPCo Retire 2028, with CO2 | 0 | 2049 | KPCo | KPCo | KCPo CT |  | 1 | 20610.4004 |  |  | 44465.6367 | 3503.8564 |  | -888.2277 | 15099.8691 |  |  | 1009.1107 |  | 5045.5532 | 45194.75 | 4313.623 | 2802.3608
KPCo Retire 2028, with CO2 | 0 | 2049 | KPCo | KPCo | S26 |  | 20
KPCo Retire 2028, with CO2 | 0 | 2049 | KPCo | KPCo | S27 |  | 25
KPCo Retire 2028, with CO2 | 0 | 2049 | KPCo | KPCo | S28 |  | 25
KPCo Retire 2028, with CO2 | 0 | 2049 | KPCo | KPCo | S29 |  | 20
KPCo Retire 2028, with CO2 | 0 | 2049 | KPCo | KPCo | S31 |  | 12
KPCo Retire 2028, with CO2 | 0 | 2049 | KPCo | KPCo | S35 |  | 5
KPCo Retire 2028, with CO2 | 0 | 2049 | KPCo | KPCo | S41 |  | 1
KPCo Retire 2028, with CO2 | 0 | 2049 | KPCo | KPCo | W23 |  | 2
KPCo Retire 2028, with CO2 | 0 | 2049 | KPCo | KPCo | W25 |  | 2
KPCo Retire 2028, with CO2 | 0 | 2049 | KPCo | KPCo | W49 | 6 | 6
KPCo Retire 2028, with CO2 | 0 | 2050 | KPCo | KPCo | KCPo CT |  | 1 | 21085.4453 |  |  | 41850.0078 | 3503.8564 |  | -888.2277 | 14211.6416 |  |  | 1009.1107 |  | 5045.5532 | 43592.8125 | 4313.623 | 2711.6851
KPCo Retire 2028, with CO2 | 0 | 2050 | KPCo | KPCo | S26 |  | 20
KPCo Retire 2028, with CO2 | 0 | 2050 | KPCo | KPCo | S27 |  | 25
KPCo Retire 2028, with CO2 | 0 | 2050 | KPCo | KPCo | S28 |  | 25
KPCo Retire 2028, with CO2 | 0 | 2050 | KPCo | KPCo | S29 |  | 20
KPCo Retire 2028, with CO2 | 0 | 2050 | KPCo | KPCo | S31 |  | 12
KPCo Retire 2028, with CO2 | 0 | 2050 | KPCo | KPCo | S35 |  | 5
KPCo Retire 2028, with CO2 | 0 | 2050 | KPCo | KPCo | S41 |  | 1
KPCo Retire 2028, with CO2 | 0 | 2050 | KPCo | KPCo | W23 |  | 2
KPCo Retire 2028, with CO2 | 0 | 2050 | KPCo | KPCo | W25 |  | 2
KPCo Retire 2028, with CO2 | 0 | 2050 | KPCo | KPCo | W49 |  | 6
KPCo Retire 2028, with CO2 | 0 | 2050 | KPCo | KPCo | W50 | 3 | 3
KPCo Retire 2028, with CO2 | 0 | 2051 | KPCo | KPCo | KCPo CT |  | 1 | 21549.3242 |  |  | 39234.3789 | 3503.8564 |  | -888.2277 | 13323.4141 |  |  | 1009.1107 |  | 5045.5532 | 41894.7578 | 4313.623 | 2615.5686
KPCo Retire 2028, with CO2 | 0 | 2051 | KPCo | KPCo | S26 |  | 20
KPCo Retire 2028, with CO2 | 0 | 2051 | KPCo | KPCo | S27 |  | 25
KPCo Retire 2028, with CO2 | 0 | 2051 | KPCo | KPCo | S28 |  | 25
KPCo Retire 2028, with CO2 | 0 | 2051 | KPCo | KPCo | S29 |  | 20
KPCo Retire 2028, with CO2 | 0 | 2051 | KPCo | KPCo | S31 |  | 12
KPCo Retire 2028, with CO2 | 0 | 2051 | KPCo | KPCo | S35 |  | 5
KPCo Retire 2028, with CO2 | 0 | 2051 | KPCo | KPCo | S41 |  | 1
KPCo Retire 2028, with CO2 | 0 | 2051 | KPCo | KPCo | W23 |  | 2
KPCo Retire 2028, with CO2 | 0 | 2051 | KPCo | KPCo | W25 |  | 2
KPCo Retire 2028, with CO2 | 0 | 2051 | KPCo | KPCo | W49 |  | 6
KPCo Retire 2028, with CO2 | 0 | 2051 | KPCo | KPCo | W50 |  | 3
KPCo Retire 2028, with CO2 | 0 | 2052 | KPCo | KPCo | KCPo CT |  | 1 | 22023.4102 |  |  | 36618.75 | 3503.8564 |  | -888.2277 | 12435.1865 |  |  | 1009.1107 |  | 5045.5532 | 40094.8203 | 4313.623 | 2513.6853
KPCo Retire 2028, with CO2 | 0 | 2052 | KPCo | KPCo | S26 |  | 20
KPCo Retire 2028, with CO2 | 0 | 2052 | KPCo | KPCo | S27 |  | 25
KPCo Retire 2028, with CO2 | 0 | 2052 | KPCo | KPCo | S28 |  | 25
KPCo Retire 2028, with CO2 | 0 | 2052 | KPCo | KPCo | S29 |  | 20
KPCo Retire 2028, with CO2 | 0 | 2052 | KPCo | KPCo | S31 |  | 12
KPCo Retire 2028, with CO2 | 0 | 2052 | KPCo | KPCo | S35 |  | 5
KPCo Retire 2028, with CO2 | 0 | 2052 | KPCo | KPCo | S41 |  | 1
KPCo Retire 2028, with CO2 | 0 | 2052 | KPCo | KPCo | W23 |  | 2
KPCo Retire 2028, with CO2 | 0 | 2052 | KPCo | KPCo | W25 |  | 2
KPCo Retire 2028, with CO2 | 0 | 2052 | KPCo | KPCo | W49 |  | 6
KPCo Retire 2028, with CO2 | 0 | 2052 | KPCo | KPCo | W50 |  | 3
KPCo Retire 2028, with CO2 | 0 | 2053 | KPCo | KPCo | KCPo CT |  | 1 | 22507.9238 |  |  | 34003.1211 | 3503.8564 |  | -888.2277 | 11546.959 |  |  | 1009.1107 |  | 5045.5532 | 38186.8828 | 4313.623 | 2405.6892
KPCo Retire 2028, with CO2 | 0 | 2053 | KPCo | KPCo | S26 |  | 20
KPCo Retire 2028, with CO2 | 0 | 2053 | KPCo | KPCo | S27 |  | 25
KPCo Retire 2028, with CO2 | 0 | 2053 | KPCo | KPCo | S28 |  | 25
KPCo Retire 2028, with CO2 | 0 | 2053 | KPCo | KPCo | S29 |  | 20
KPCo Retire 2028, with CO2 | 0 | 2053 | KPCo | KPCo | S31 |  | 12
KPCo Retire 2028, with CO2 | 0 | 2053 | KPCo | KPCo | S35 |  | 5
KPCo Retire 2028, with CO2 | 0 | 2053 | KPCo | KPCo | S41 |  | 1
KPCo Retire 2028, with CO2 | 0 | 2053 | KPCo | KPCo | W23 |  | 2
KPCo Retire 2028, with CO2 | 0 | 2053 | KPCo | KPCo | W25 |  | 2
KPCo Retire 2028, with CO2 | 0 | 2053 | KPCo | KPCo | W49 |  | 6
KPCo Retire 2028, with CO2 | 0 | 2053 | KPCo | KPCo | W50 |  | 3
KPCo Retire 2028, with CO2 | 0 | 2054 | KPCo | KPCo | KCPo CT |  | 1 | 23003.0957 |  |  | 31387.4941 | 3503.8564 |  | -888.2277 | 10658.7314 |  |  | 1009.1107 |  | 5045.5532 | 36164.4688 | 4313.623 | 2291.2129
KPCo Retire 2028, with CO2 | 0 | 2054 | KPCo | KPCo | S26 |  | 20
KPCo Retire 2028, with CO2 | 0 | 2054 | KPCo | KPCo | S27 |  | 25
KPCo Retire 2028, with CO2 | 0 | 2054 | KPCo | KPCo | S28 |  | 25
KPCo Retire 2028, with CO2 | 0 | 2054 | KPCo | KPCo | S29 |  | 20
KPCo Retire 2028, with CO2 | 0 | 2054 | KPCo | KPCo | S31 |  | 12
KPCo Retire 2028, with CO2 | 0 | 2054 | KPCo | KPCo | S35 |  | 5
KPCo Retire 2028, with CO2 | 0 | 2054 | KPCo | KPCo | S41 |  | 1
KPCo Retire 2028, with CO2 | 0 | 2054 | KPCo | KPCo | W23 |  | 2
KPCo Retire 2028, with CO2 | 0 | 2054 | KPCo | KPCo | W25 |  | 2
KPCo Retire 2028, with CO2 | 0 | 2054 | KPCo | KPCo | W49 |  | 6
KPCo Retire 2028, with CO2 | 0 | 2054 | KPCo | KPCo | W50 |  | 3
KPCo Retire 2028, with CO2 | 0 | 2055 | KPCo | KPCo | KCPo CT |  | 1 | 23509.1641 |  |  | 28771.8652 | 3503.8564 |  | -888.2277 | 9770.5039 |  |  | 1009.1107 |  | 5045.5532 | 34020.7109 | 4313.623 | 2169.8682
KPCo Retire 2028, with CO2 | 0 | 2055 | KPCo | KPCo | S26 |  | 20
KPCo Retire 2028, with CO2 | 0 | 2055 | KPCo | KPCo | S27 |  | 25
KPCo Retire 2028, with CO2 | 0 | 2055 | KPCo | KPCo | S28 |  | 25
KPCo Retire 2028, with CO2 | 0 | 2055 | KPCo | KPCo | S29 |  | 20
KPCo Retire 2028, with CO2 | 0 | 2055 | KPCo | KPCo | S31 |  | 12
KPCo Retire 2028, with CO2 | 0 | 2055 | KPCo | KPCo | S35 |  | 5
KPCo Retire 2028, with CO2 | 0 | 2055 | KPCo | KPCo | S41 |  | 1
KPCo Retire 2028, with CO2 | 0 | 2055 | KPCo | KPCo | W23 |  | 2
KPCo Retire 2028, with CO2 | 0 | 2055 | KPCo | KPCo | W25 |  | 2
KPCo Retire 2028, with CO2 | 0 | 2055 | KPCo | KPCo | W49 |  | 6
KPCo Retire 2028, with CO2 | 0 | 2055 | KPCo | KPCo | W50 |  | 3
KPCo Retire 2028, with CO2 | 0 | 2056 | KPCo | KPCo | KCPo CT |  | 1 | 24026.3633 |  |  | 26156.2363 | 3503.8564 |  | -888.2277 | 8882.2764 |  |  | 1009.1107 |  | 5045.5532 | 31748.3301 | 4313.623 | 2041.2426
KPCo Retire 2028, with CO2 | 0 | 2056 | KPCo | KPCo | S27 |  | 25
KPCo Retire 2028, with CO2 | 0 | 2056 | KPCo | KPCo | S28 |  | 25
KPCo Retire 2028, with CO2 | 0 | 2056 | KPCo | KPCo | S29 |  | 20
KPCo Retire 2028, with CO2 | 0 | 2056 | KPCo | KPCo | S31 |  | 12
KPCo Retire 2028, with CO2 | 0 | 2056 | KPCo | KPCo | S35 |  | 5
KPCo Retire 2028, with CO2 | 0 | 2056 | KPCo | KPCo | S41 |  | 1
KPCo Retire 2028, with CO2 | 0 | 2056 | KPCo | KPCo | W23 |  | 2
KPCo Retire 2028, with CO2 | 0 | 2056 | KPCo | KPCo | W25 |  | 2
KPCo Retire 2028, with CO2 | 0 | 2056 | KPCo | KPCo | W49 |  | 6
KPCo Retire 2028, with CO2 | 0 | 2056 | KPCo | KPCo | W50 |  | 3
KPCo Retire 2028, with CO2 | 0 | 2057 | KPCo | KPCo | KCPo CT |  | 1 | 24554.9414 |  |  | 23540.6074 | 3503.8564 |  | -888.2277 | 7994.0488 |  |  | 1009.1107 |  | 5045.5532 | 29339.6035 | 4313.623 | 1904.8998
KPCo Retire 2028, with CO2 | 0 | 2057 | KPCo | KPCo | S28 |  | 25
KPCo Retire 2028, with CO2 | 0 | 2057 | KPCo | KPCo | S29 |  | 20
KPCo Retire 2028, with CO2 | 0 | 2057 | KPCo | KPCo | S31 |  | 12
KPCo Retire 2028, with CO2 | 0 | 2057 | KPCo | KPCo | S35 |  | 5
KPCo Retire 2028, with CO2 | 0 | 2057 | KPCo | KPCo | S41 |  | 1
KPCo Retire 2028, with CO2 | 0 | 2057 | KPCo | KPCo | W23 |  | 2
KPCo Retire 2028, with CO2 | 0 | 2057 | KPCo | KPCo | W25 |  | 2
KPCo Retire 2028, with CO2 | 0 | 2057 | KPCo | KPCo | W49 |  | 6
KPCo Retire 2028, with CO2 | 0 | 2057 | KPCo | KPCo | W50 |  | 3
KPCo Retire 2028, with CO2 | 0 | 2058 | KPCo | KPCo | KCPo CT |  | 1 | 25095.1504 |  |  | 20924.9785 | 3503.8564 |  | -888.2277 | 7105.8213 |  |  | 1009.1107 |  | 5045.5532 | 26786.3555 | 4313.623 | 1760.3762
KPCo Retire 2028, with CO2 | 0 | 2058 | KPCo | KPCo | S29 |  | 20
KPCo Retire 2028, with CO2 | 0 | 2058 | KPCo | KPCo | S31 |  | 12
KPCo Retire 2028, with CO2 | 0 | 2058 | KPCo | KPCo | S35 |  | 5
KPCo Retire 2028, with CO2 | 0 | 2058 | KPCo | KPCo | S41 |  | 1
KPCo Retire 2028, with CO2 | 0 | 2058 | KPCo | KPCo | W23 |  | 2
KPCo Retire 2028, with CO2 | 0 | 2058 | KPCo | KPCo | W25 |  | 2
KPCo Retire 2028, with CO2 | 0 | 2058 | KPCo | KPCo | W49 |  | 6
KPCo Retire 2028, with CO2 | 0 | 2058 | KPCo | KPCo | W50 |  | 3
KPCo Retire 2028, with CO2 | 0 | 2059 | KPCo | KPCo | KCPo CT |  | 1 | 25647.2422 |  |  | 18309.3496 | 3503.8564 |  | -888.2277 | 6217.5938 |  |  | 1009.1107 |  | 5045.5532 | 24079.9121 | 4313.623 | 1607.1813
KPCo Retire 2028, with CO2 | 0 | 2059 | KPCo | KPCo | S31 |  | 12
KPCo Retire 2028, with CO2 | 0 | 2059 | KPCo | KPCo | S35 |  | 5
KPCo Retire 2028, with CO2 | 0 | 2059 | KPCo | KPCo | S41 |  | 1
KPCo Retire 2028, with CO2 | 0 | 2059 | KPCo | KPCo | W23 |  | 2
KPCo Retire 2028, with CO2 | 0 | 2059 | KPCo | KPCo | W25 |  | 2
KPCo Retire 2028, with CO2 | 0 | 2059 | KPCo | KPCo | W49 |  | 6
KPCo Retire 2028, with CO2 | 0 | 2059 | KPCo | KPCo | W50 |  | 3
KPCo Retire 2028, with CO2 | 0 | 2060 | KPCo | KPCo | KCPo CT |  | 1 | 26211.4805 |  |  | 15693.7207 | 3503.8564 |  | -888.2277 | 5329.3662 |  |  | 1009.1107 |  | 5045.5532 | 21211.082 | 4313.623 | 1444.7947
KPCo Retire 2028, with CO2 | 0 | 2060 | KPCo | KPCo | S31 |  | 12
KPCo Retire 2028, with CO2 | 0 | 2060 | KPCo | KPCo | S35 |  | 5
KPCo Retire 2028, with CO2 | 0 | 2060 | KPCo | KPCo | S41 |  | 1
KPCo Retire 2028, with CO2 | 0 | 2060 | KPCo | KPCo | W23 |  | 2
KPCo Retire 2028, with CO2 | 0 | 2060 | KPCo | KPCo | W25 |  | 2
KPCo Retire 2028, with CO2 | 0 | 2060 | KPCo | KPCo | W49 |  | 6
KPCo Retire 2028, with CO2 | 0 | 2060 | KPCo | KPCo | W50 |  | 3
KPCo Retire 2028, with CO2 | 0 | 2061 | KPCo | KPCo | KCPo CT |  | 1 | 26788.1328 |  |  | 13078.0918 | 3503.8564 |  | -888.2277 | 4441.1387 |  |  | 1009.1107 |  | 5045.5532 | 18170.123 | 4313.623 | 1272.6649
KPCo Retire 2028, with CO2 | 0 | 2061 | KPCo | KPCo | S35 |  | 5
KPCo Retire 2028, with CO2 | 0 | 2061 | KPCo | KPCo | S41 |  | 1
KPCo Retire 2028, with CO2 | 0 | 2061 | KPCo | KPCo | W23 |  | 2
KPCo Retire 2028, with CO2 | 0 | 2061 | KPCo | KPCo | W25 |  | 2
KPCo Retire 2028, with CO2 | 0 | 2061 | KPCo | KPCo | W49 |  | 6
KPCo Retire 2028, with CO2 | 0 | 2061 | KPCo | KPCo | W50 |  | 3
KPCo Retire 2028, with CO2 | 0 | 2062 | KPCo | KPCo | KCPo CT |  | 1 | 27377.4707 |  |  | 10462.4629 | 3503.8564 |  | -888.2277 | 3552.9111 |  |  | 1009.1107 |  | 5045.5532 | 14946.707 | 4313.623 | 1090.2074
KPCo Retire 2028, with CO2 | 0 | 2062 | KPCo | KPCo | S35 |  | 5
KPCo Retire 2028, with CO2 | 0 | 2062 | KPCo | KPCo | S41 |  | 1
KPCo Retire 2028, with CO2 | 0 | 2062 | KPCo | KPCo | W23 |  | 2
KPCo Retire 2028, with CO2 | 0 | 2062 | KPCo | KPCo | W25 |  | 2
KPCo Retire 2028, with CO2 | 0 | 2062 | KPCo | KPCo | W49 |  | 6
KPCo Retire 2028, with CO2 | 0 | 2062 | KPCo | KPCo | W50 |  | 3
KPCo Retire 2028, with CO2 | 0 | 2063 | KPCo | KPCo | KCPo CT |  | 1 | 27979.7734 |  |  | 7846.834 | 3503.8564 |  | -888.2277 | 2664.6836 |  |  | 1009.1107 |  | 5045.5532 | 11529.8857 | 4313.623 | 896.8024
KPCo Retire 2028, with CO2 | 0 | 2063 | KPCo | KPCo | S35 |  | 5
KPCo Retire 2028, with CO2 | 0 | 2063 | KPCo | KPCo | S41 |  | 1
KPCo Retire 2028, with CO2 | 0 | 2063 | KPCo | KPCo | W25 |  | 2
KPCo Retire 2028, with CO2 | 0 | 2063 | KPCo | KPCo | W49 |  | 6
KPCo Retire 2028, with CO2 | 0 | 2063 | KPCo | KPCo | W50 |  | 3
KPCo Retire 2028, with CO2 | 0 | 2064 | KPCo | KPCo | KCPo CT |  | 1 | 28595.3262 |  |  | 5231.2051 | 3503.8564 |  | -888.2277 | 1776.4559 |  |  | 1009.1107 |  | 5045.5532 | 7908.0557 | 4313.623 | 691.7932
KPCo Retire 2028, with CO2 | 0 | 2064 | KPCo | KPCo | S35 |  | 5
KPCo Retire 2028, with CO2 | 0 | 2064 | KPCo | KPCo | S41 |  | 1
KPCo Retire 2028, with CO2 | 0 | 2064 | KPCo | KPCo | W25 |  | 2
KPCo Retire 2028, with CO2 | 0 | 2064 | KPCo | KPCo | W49 |  | 6
KPCo Retire 2028, with CO2 | 0 | 2064 | KPCo | KPCo | W50 |  | 3
KPCo Retire 2028, with CO2 | 0 | 2065 | KPCo | KPCo | KCPo CT |  | 1 | 29224.4219 |  |  | 2615.5762 | 3503.8564 |  | -888.2277 | 888.2283 |  |  | 1009.1107 |  | 5045.5532 | 4068.915 | 4313.623 | 474.4833
KPCo Retire 2028, with CO2 | 0 | 2065 | KPCo | KPCo | S41 |  | 1
KPCo Retire 2028, with CO2 | 0 | 2065 | KPCo | KPCo | W49 |  | 6
KPCo Retire 2028, with CO2 | 0 | 2065 | KPCo | KPCo | W50 |  | 3
KPCo Retire 2028, with CO2 | 0 | 2066 | KPCo | KPCo | KCPo CT |  | 1 | 29867.3574 |  |  | -0.052612 | 3503.8564 |  | -888.2277 | 0.00061035 |  |  | 1009.1107 |  | 5045.5532 | -0.57324 | 4313.623 | 244.1349
KPCo Retire 2028, with CO2 | 0 | 2066 | KPCo | KPCo | S41 |  | 1
KPCo Retire 2028, with CO2 | 0 | 2066 | KPCo | KPCo | W49 |  | 6
KPCo Retire 2028, with CO2 | 0 | 2066 | KPCo | KPCo | W50 |  | 3
KPCo Retire 2028, with CO2 | 0 | 2067 | KPCo | KPCo | KCPo CT |  | 1 | 30524.4395
KPCo Retire 2028, with CO2 | 0 | 2067 | KPCo | KPCo | S41 |  | 1
KPCo Retire 2028, with CO2 | 0 | 2067 | KPCo | KPCo | W49 |  | 6
KPCo Retire 2028, with CO2 | 0 | 2067 | KPCo | KPCo | W50 |  | 3
KPCo Retire 2028, with CO2 | 0 | 2068 | KPCo | KPCo | KCPo CT |  | 1 | 31195.9766
KPCo Retire 2028, with CO2 | 0 | 2068 | KPCo | KPCo | S41 |  | 1
KPCo Retire 2028, with CO2 | 0 | 2068 | KPCo | KPCo | W49 |  | 6
KPCo Retire 2028, with CO2 | 0 | 2068 | KPCo | KPCo | W50 |  | 3
KPCo Retire 2028, with CO2 | 0 | 2069 | KPCo | KPCo | KCPo CT |  | 1 | 31882.2852
KPCo Retire 2028, with CO2 | 0 | 2069 | KPCo | KPCo | S41 |  | 1
KPCo Retire 2028, with CO2 | 0 | 2069 | KPCo | KPCo | W49 |  | 6
KPCo Retire 2028, with CO2 | 0 | 2069 | KPCo | KPCo | W50 |  | 3
KPCo Retire 2028, with CO2 | 0 | 2070 | KPCo | KPCo | KCPo CT |  | 1 | 32583.6934
KPCo Retire 2028, with CO2 | 0 | 2070 | KPCo | KPCo | S41 |  | 1
KPCo Retire 2028, with CO2 | 0 | 2070 | KPCo | KPCo | W49 |  | 6
KPCo Retire 2028, with CO2 | 0 | 2070 | KPCo | KPCo | W50 |  | 3
KPCo Retire 2028, with CO2 | 0 | 2071 | KPCo | KPCo | KCPo CT |  | 1 | 33300.5352
KPCo Retire 2028, with CO2 | 0 | 2071 | KPCo | KPCo | W49 |  | 6
KPCo Retire 2028, with CO2 | 0 | 2071 | KPCo | KPCo | W50 |  | 3
KPCo Retire 2028, with CO2 | 0 | 2072 | KPCo | KPCo | KCPo CT |  | 1 | 34033.1445
KPCo Retire 2028, with CO2 | 0 | 2072 | KPCo | KPCo | W49 |  | 6
KPCo Retire 2028, with CO2 | 0 | 2072 | KPCo | KPCo | W50 |  | 3
KPCo Retire 2028, with CO2 | 0 | 2073 | KPCo | KPCo | KCPo CT |  | 1 | 34781.8711
KPCo Retire 2028, with CO2 | 0 | 2073 | KPCo | KPCo | W49 |  | 6
KPCo Retire 2028, with CO2 | 0 | 2073 | KPCo | KPCo | W50 |  | 3
KPCo Retire 2028, with CO2 | 0 | 2074 | KPCo | KPCo | KCPo CT |  | 1 | 35547.0703
KPCo Retire 2028, with CO2 | 0 | 2074 | KPCo | KPCo | W49 |  | 6
KPCo Retire 2028, with CO2 | 0 | 2074 | KPCo | KPCo | W50 |  | 3
KPCo Retire 2028, with CO2 | 0 | 2075 | KPCo | KPCo | KCPo CT |  | 1 | 36329.1055
KPCo Retire 2028, with CO2 | 0 | 2075 | KPCo | KPCo | W49 |  | 6
KPCo Retire 2028, with CO2 | 0 | 2075 | KPCo | KPCo | W50 |  | 3
KPCo Retire 2028, with CO2 | 0 | 2076 | KPCo | KPCo | KCPo CT |  | 1 | 37128.3438
KPCo Retire 2028, with CO2 | 0 | 2076 | KPCo | KPCo | W49 |  | 6
KPCo Retire 2028, with CO2 | 0 | 2076 | KPCo | KPCo | W50 |  | 3
KPCo Retire 2028, with CO2 | 0 | 2077 | KPCo | KPCo | KCPo CT |  | 1 | 37945.168
KPCo Retire 2028, with CO2 | 0 | 2077 | KPCo | KPCo | W49 |  | 6
KPCo Retire 2028, with CO2 | 0 | 2077 | KPCo | KPCo | W50 |  | 3
KPCo Retire 2028, with CO2 | 0 | 2078 | KPCo | KPCo | KCPo CT |  | 1 | 38779.9609
KPCo Retire 2028, with CO2 | 0 | 2078 | KPCo | KPCo | W49 |  | 6
KPCo Retire 2028, with CO2 | 0 | 2078 | KPCo | KPCo | W50 |  | 3
KPCo Retire 2028, with CO2 | 0 | 2079 | KPCo | KPCo | KCPo CT |  | 1 | 39633.1172
KPCo Retire 2028, with CO2 | 0 | 2079 | KPCo | KPCo | W49 |  | 6
KPCo Retire 2028, with CO2 | 0 | 2079 | KPCo | KPCo | W50 |  | 3
KPCo Retire 2028, with CO2 | 0 | 2080 | KPCo | KPCo | KCPo CT |  | 1 | 40505.043
KPCo Retire 2028, with CO2 | 0 | 2080 | KPCo | KPCo | W49 |  | 6
KPCo Retire 2028, with CO2 | 0 | 2080 | KPCo | KPCo | W50 |  | 3
KPCo Retire 2028, with CO2 | 0 | 2081 | KPCo | KPCo | W49 |  | 6
KPCo Retire 2028, with CO2 | 0 | 2081 | KPCo | KPCo | W50 |  | 3
KPCo Retire 2028, with CO2 | 0 | 2082 | KPCo | KPCo | W49 |  | 6
KPCo Retire 2028, with CO2 | 0 | 2082 | KPCo | KPCo | W50 |  | 3
KPCo Retire 2028, with CO2 | 0 | 2083 | KPCo | KPCo | W49 |  | 6
KPCo Retire 2028, with CO2 | 0 | 2083 | KPCo | KPCo | W50 |  | 3
KPCo Retire 2028, with CO2 | 0 | 2084 | KPCo | KPCo | W49 |  | 6
KPCo Retire 2028, with CO2 | 0 | 2084 | KPCo | KPCo | W50 |  | 3
KPCo Retire 2028, with CO2 | 0 | 2085 | KPCo | KPCo | W49 |  | 6
KPCo Retire 2028, with CO2 | 0 | 2085 | KPCo | KPCo | W50 |  | 3
KPCo Retire 2028, with CO2 | 0 | 2086 | KPCo | KPCo | W49 |  | 6
KPCo Retire 2028, with CO2 | 0 | 2086 | KPCo | KPCo | W50 |  | 3
KPCo Retire 2028, with CO2 | 0 | 2087 | KPCo | KPCo | W49 |  | 6
KPCo Retire 2028, with CO2 | 0 | 2087 | KPCo | KPCo | W50 |  | 3
KPCo Retire 2028, with CO2 | 0 | 2088 | KPCo | KPCo | W49 |  | 6
KPCo Retire 2028, with CO2 | 0 | 2088 | KPCo | KPCo | W50 |  | 3
KPCo Retire 2028, with CO2 | 0 | 2089 | KPCo | KPCo | W50 |  | 3
KPCo Retire 2028, no CO2 | 0 | 2022 | KPCo | KPCo | Rockport:2 | -1
KPCo Retire 2028, no CO2 | 0 | 2023 | KPCo | KPCo | S23 | 5 | 5
KPCo Retire 2028, no CO2 | 0 | 2024 | KPCo | KPCo | S23 |  | 5
KPCo Retire 2028, no CO2 | 0 | 2025 | KPCo | KPCo | S23 |  | 5
KPCo Retire 2028, no CO2 | 0 | 2026 | KPCo | KPCo | S23 |  | 5
KPCo Retire 2028, no CO2 | 0 | 2026 | KPCo | KPCo | S26 | 20 | 20
KPCo Retire 2028, no CO2 | 0 | 2027 | KPCo | KPCo | S23 |  | 5
KPCo Retire 2028, no CO2 | 0 | 2027 | KPCo | KPCo | S26 |  | 20
KPCo Retire 2028, no CO2 | 0 | 2027 | KPCo | KPCo | S27 | 25 | 25
KPCo Retire 2028, no CO2 | 0 | 2028 | KPCo | KPCo | S23 |  | 5
KPCo Retire 2028, no CO2 | 0 | 2028 | KPCo | KPCo | S26 |  | 20
KPCo Retire 2028, no CO2 | 0 | 2028 | KPCo | KPCo | S27 |  | 25
KPCo Retire 2028, no CO2 | 0 | 2028 | KPCo | KPCo | S28 | 25 | 25
KPCo Retire 2028, no CO2 | 0 | 2029 | KPCo | KPCo | S23 |  | 5
KPCo Retire 2028, no CO2 | 0 | 2029 | KPCo | KPCo | S26 |  | 20
KPCo Retire 2028, no CO2 | 0 | 2029 | KPCo | KPCo | S27 |  | 25
KPCo Retire 2028, no CO2 | 0 | 2029 | KPCo | KPCo | S28 |  | 25
KPCo Retire 2028, no CO2 | 0 | 2029 | KPCo | KPCo | S29 | 14 | 14
KPCo Retire 2028, no CO2 | 0 | 2030 | KPCo | KPCo | KCPo CT |  |  |  | 126138.8281 |  | 126138.8281 | [9 empty] | 63069.4141 | -63069.4141
KPCo Retire 2028, no CO2 | 0 | 2030 | KPCo | KPCo | S23 |  | 5
KPCo Retire 2028, no CO2 | 0 | 2030 | KPCo | KPCo | S26 |  | 20
KPCo Retire 2028, no CO2 | 0 | 2030 | KPCo | KPCo | S27 |  | 25
KPCo Retire 2028, no CO2 | 0 | 2030 | KPCo | KPCo | S28 |  | 25
KPCo Retire 2028, no CO2 | 0 | 2030 | KPCo | KPCo | S29 |  | 14
KPCo Retire 2028, no CO2 | 0 | 2031 | KPCo | KPCo | KCPo CT | 1 | 1 | 13931.876 |  | 126138.8281 | 121924.3828 | 3503.8564 | 6306.9414 | 710.5821 | 710.5821 |  |  | 1009.1107 |  | 5045.5532 | 62539.9531 | 4313.623 | 3784.1648
KPCo Retire 2028, no CO2 | 0 | 2031 | KPCo | KPCo | PPA_31 | 2 | 2
KPCo Retire 2028, no CO2 | 0 | 2031 | KPCo | KPCo | S23 |  | 5
KPCo Retire 2028, no CO2 | 0 | 2031 | KPCo | KPCo | S26 |  | 20
KPCo Retire 2028, no CO2 | 0 | 2031 | KPCo | KPCo | S27 |  | 25
KPCo Retire 2028, no CO2 | 0 | 2031 | KPCo | KPCo | S28 |  | 25
KPCo Retire 2028, no CO2 | 0 | 2031 | KPCo | KPCo | S29 |  | 14
KPCo Retire 2028, no CO2 | 0 | 2031 | KPCo | KPCo | S31 | 7 | 7
KPCo Retire 2028, no CO2 | 0 | 2032 | KPCo | KPCo | KCPo CT |  | 1 | 14237.7715 |  |  | 116271.0156 | 3503.8564 | 11983.1885 | 2149.5107 | 2860.0928 |  |  | 1009.1107 |  | 5045.5532 | 61978.7188 | 4313.623 | 3752.3972
KPCo Retire 2028, no CO2 | 0 | 2032 | KPCo | KPCo | PPA_32 | 2 | 2
KPCo Retire 2028, no CO2 | 0 | 2032 | KPCo | KPCo | S23 |  | 5
KPCo Retire 2028, no CO2 | 0 | 2032 | KPCo | KPCo | S26 |  | 20
KPCo Retire 2028, no CO2 | 0 | 2032 | KPCo | KPCo | S27 |  | 25
KPCo Retire 2028, no CO2 | 0 | 2032 | KPCo | KPCo | S28 |  | 25
KPCo Retire 2028, no CO2 | 0 | 2032 | KPCo | KPCo | S29 |  | 14
KPCo Retire 2028, no CO2 | 0 | 2032 | KPCo | KPCo | S31 |  | 7
KPCo Retire 2028, no CO2 | 0 | 2033 | KPCo | KPCo | KCPo CT |  | 1 | 14565.2529 |  |  | 110921.4219 | 3503.8564 | 10784.8701 | 1845.7371 | 4705.8301 |  |  | 1009.1107 |  | 5045.5532 | 61383.8125 | 4313.623 | 3718.7231
KPCo Retire 2028, no CO2 | 0 | 2033 | KPCo | KPCo | PPA_33 | 2 | 2
KPCo Retire 2028, no CO2 | 0 | 2033 | KPCo | KPCo | S23 |  | 5
KPCo Retire 2028, no CO2 | 0 | 2033 | KPCo | KPCo | S26 |  | 20
KPCo Retire 2028, no CO2 | 0 | 2033 | KPCo | KPCo | S27 |  | 25
KPCo Retire 2028, no CO2 | 0 | 2033 | KPCo | KPCo | S28 |  | 25
KPCo Retire 2028, no CO2 | 0 | 2033 | KPCo | KPCo | S29 |  | 14
KPCo Retire 2028, no CO2 | 0 | 2033 | KPCo | KPCo | S31 |  | 7
KPCo Retire 2028, no CO2 | 0 | 2034 | KPCo | KPCo | KCPo CT |  | 1 | 14885.6816 |  |  | 105845.2188 | 3503.8564 | 9706.3828 | 1572.3406 | 6278.1709 |  |  | 1009.1107 |  | 5045.5532 | 60753.2109 | 4313.623 | 3683.0286
KPCo Retire 2028, no CO2 | 0 | 2034 | KPCo | KPCo | PPA_34 | 1 | 1
KPCo Retire 2028, no CO2 | 0 | 2034 | KPCo | KPCo | S23 |  | 5
KPCo Retire 2028, no CO2 | 0 | 2034 | KPCo | KPCo | S26 |  | 20
KPCo Retire 2028, no CO2 | 0 | 2034 | KPCo | KPCo | S27 |  | 25
KPCo Retire 2028, no CO2 | 0 | 2034 | KPCo | KPCo | S28 |  | 25
KPCo Retire 2028, no CO2 | 0 | 2034 | KPCo | KPCo | S29 |  | 14
KPCo Retire 2028, no CO2 | 0 | 2034 | KPCo | KPCo | S31 |  | 7
KPCo Retire 2028, no CO2 | 0 | 2034 | KPCo | KPCo | S34 | 8 | 8
KPCo Retire 2028, no CO2 | 0 | 2035 | KPCo | KPCo | KCPo CT |  | 1 | 15198.9326 |  |  | 101015.0781 | 3503.8564 | 8735.7451 | 1326.2838 | 7604.4546 |  |  | 1009.1107 |  | 5045.5532 | 60084.7734 | 4313.623 | 3645.1926
KPCo Retire 2028, no CO2 | 0 | 2035 | KPCo | KPCo | PPA_35 | 1 | 1
KPCo Retire 2028, no CO2 | 0 | 2035 | KPCo | KPCo | S23 |  | 5
KPCo Retire 2028, no CO2 | 0 | 2035 | KPCo | KPCo | S26 |  | 20
KPCo Retire 2028, no CO2 | 0 | 2035 | KPCo | KPCo | S27 |  | 25
KPCo Retire 2028, no CO2 | 0 | 2035 | KPCo | KPCo | S28 |  | 25
KPCo Retire 2028, no CO2 | 0 | 2035 | KPCo | KPCo | S29 |  | 14
KPCo Retire 2028, no CO2 | 0 | 2035 | KPCo | KPCo | S31 |  | 7
KPCo Retire 2028, no CO2 | 0 | 2035 | KPCo | KPCo | S34 |  | 8
KPCo Retire 2028, no CO2 | 0 | 2036 | KPCo | KPCo | KCPo CT |  | 1 | 15533.3076 |  |  | 96406.3828 | 3503.8564 | 7862.1704 | 1104.8326 | 8709.2871 |  |  | 1009.1107 |  | 5045.5532 | 59376.2344 | 4313.623 | 3605.0864
KPCo Retire 2028, no CO2 | 0 | 2036 | KPCo | KPCo | PPA_36 | 1 | 1
KPCo Retire 2028, no CO2 | 0 | 2036 | KPCo | KPCo | S23 |  | 5
KPCo Retire 2028, no CO2 | 0 | 2036 | KPCo | KPCo | S26 |  | 20
KPCo Retire 2028, no CO2 | 0 | 2036 | KPCo | KPCo | S27 |  | 25
KPCo Retire 2028, no CO2 | 0 | 2036 | KPCo | KPCo | S28 |  | 25
KPCo Retire 2028, no CO2 | 0 | 2036 | KPCo | KPCo | S29 |  | 14
KPCo Retire 2028, no CO2 | 0 | 2036 | KPCo | KPCo | S31 |  | 7
KPCo Retire 2028, no CO2 | 0 | 2036 | KPCo | KPCo | S34 |  | 8
KPCo Retire 2028, no CO2 | 0 | 2037 | KPCo | KPCo | KCPo CT |  | 1 | 15874.3604 |  |  | 91902.5859 | 3503.8564 | 7448.3716 | 999.9346 | 9709.2217 |  |  | 1009.1107 |  | 5045.5532 | 58625.1797 | 4313.623 | 3562.574
KPCo Retire 2028, no CO2 | 0 | 2037 | KPCo | KPCo | PPA_37 | 1 | 1
KPCo Retire 2028, no CO2 | 0 | 2037 | KPCo | KPCo | S23 |  | 5
KPCo Retire 2028, no CO2 | 0 | 2037 | KPCo | KPCo | S26 |  | 20
KPCo Retire 2028, no CO2 | 0 | 2037 | KPCo | KPCo | S27 |  | 25
KPCo Retire 2028, no CO2 | 0 | 2037 | KPCo | KPCo | S28 |  | 25
KPCo Retire 2028, no CO2 | 0 | 2037 | KPCo | KPCo | S29 |  | 14
KPCo Retire 2028, no CO2 | 0 | 2037 | KPCo | KPCo | S31 |  | 7
KPCo Retire 2028, no CO2 | 0 | 2037 | KPCo | KPCo | S34 |  | 8
KPCo Retire 2028, no CO2 | 0 | 2038 | KPCo | KPCo | KCPo CT |  | 1 | 16222.8428 |  |  | 87398.7891 | 3503.8564 | 7448.3716 | 999.9346 | 10709.1562 |  |  | 1009.1107 |  | 5045.5532 | 57829.0625 | 4313.623 | 3517.5107
KPCo Retire 2028, no CO2 | 0 | 2038 | KPCo | KPCo | PPA_38 | 1 | 1
KPCo Retire 2028, no CO2 | 0 | 2038 | KPCo | KPCo | S23 |  | 5
KPCo Retire 2028, no CO2 | 0 | 2038 | KPCo | KPCo | S26 |  | 20
KPCo Retire 2028, no CO2 | 0 | 2038 | KPCo | KPCo | S27 |  | 25
KPCo Retire 2028, no CO2 | 0 | 2038 | KPCo | KPCo | S28 |  | 25
KPCo Retire 2028, no CO2 | 0 | 2038 | KPCo | KPCo | S29 |  | 14
KPCo Retire 2028, no CO2 | 0 | 2038 | KPCo | KPCo | S31 |  | 7
KPCo Retire 2028, no CO2 | 0 | 2038 | KPCo | KPCo | S34 |  | 8
KPCo Retire 2028, no CO2 | 0 | 2039 | KPCo | KPCo | KCPo CT |  | 1 | 16596.752 |  |  | 82894.9922 | 3503.8564 | 7448.3716 | 999.9346 | 11709.0908 |  |  | 1009.1107 |  | 5045.5532 | 56985.1797 | 4313.623 | 3469.7437
KPCo Retire 2028, no CO2 | 0 | 2039 | KPCo | KPCo | PPA_39 | 1 | 1
KPCo Retire 2028, no CO2 | 0 | 2039 | KPCo | KPCo | S23 |  | 5
KPCo Retire 2028, no CO2 | 0 | 2039 | KPCo | KPCo | S26 |  | 20
KPCo Retire 2028, no CO2 | 0 | 2039 | KPCo | KPCo | S27 |  | 25
KPCo Retire 2028, no CO2 | 0 | 2039 | KPCo | KPCo | S28 |  | 25
KPCo Retire 2028, no CO2 | 0 | 2039 | KPCo | KPCo | S29 |  | 14
KPCo Retire 2028, no CO2 | 0 | 2039 | KPCo | KPCo | S31 |  | 7
KPCo Retire 2028, no CO2 | 0 | 2039 | KPCo | KPCo | S34 |  | 8
KPCo Retire 2028, no CO2 | 0 | 2040 | KPCo | KPCo | KCPo CT |  | 1 | 16961.8867 |  |  | 78391.1953 | 3503.8564 | 7448.3716 | 999.9346 | 12709.0254 |  |  | 1009.1107 |  | 5045.5532 | 56090.6641 | 4313.623 | 3419.1106
KPCo Retire 2028, no CO2 | 0 | 2040 | KPCo | KPCo | PPA_40 | 1 | 1
KPCo Retire 2028, no CO2 | 0 | 2040 | KPCo | KPCo | S23 |  | 5
KPCo Retire 2028, no CO2 | 0 | 2040 | KPCo | KPCo | S26 |  | 20
KPCo Retire 2028, no CO2 | 0 | 2040 | KPCo | KPCo | S27 |  | 25
KPCo Retire 2028, no CO2 | 0 | 2040 | KPCo | KPCo | S28 |  | 25
KPCo Retire 2028, no CO2 | 0 | 2040 | KPCo | KPCo | S29 |  | 14
KPCo Retire 2028, no CO2 | 0 | 2040 | KPCo | KPCo | S31 |  | 7
KPCo Retire 2028, no CO2 | 0 | 2040 | KPCo | KPCo | S34 |  | 8
KPCo Retire 2028, no CO2 | 0 | 2041 | KPCo | KPCo | KCPo CT |  | 1 | 17318.8164 |  |  | 73887.3984 | 3503.8564 | 7448.3716 | 999.9346 | 13708.96 |  |  | 1009.1107 |  | 5045.5532 | 55142.4766 | 4313.623 | 3365.4397
KPCo Retire 2028, no CO2 | 0 | 2041 | KPCo | KPCo | S23 |  | 5
KPCo Retire 2028, no CO2 | 0 | 2041 | KPCo | KPCo | S26 |  | 20
KPCo Retire 2028, no CO2 | 0 | 2041 | KPCo | KPCo | S27 |  | 25
KPCo Retire 2028, no CO2 | 0 | 2041 | KPCo | KPCo | S28 |  | 25
KPCo Retire 2028, no CO2 | 0 | 2041 | KPCo | KPCo | S29 |  | 14
KPCo Retire 2028, no CO2 | 0 | 2041 | KPCo | KPCo | S31 |  | 7
KPCo Retire 2028, no CO2 | 0 | 2041 | KPCo | KPCo | S34 |  | 8
KPCo Retire 2028, no CO2 | 0 | 2041 | KPCo | KPCo | S41 | 6 | 6
KPCo Retire 2028, no CO2 | 0 | 2042 | KPCo | KPCo | KCPo CT |  | 1 | 17699.8359 |  |  | 69383.6016 | 3503.8564 | 7448.3716 | 999.9346 | 14708.8945 |  |  | 1009.1107 |  | 5045.5532 | 54137.3984 | 4313.623 | 3308.5486
KPCo Retire 2028, no CO2 | 0 | 2042 | KPCo | KPCo | S23 |  | 5
KPCo Retire 2028, no CO2 | 0 | 2042 | KPCo | KPCo | S26 |  | 20
KPCo Retire 2028, no CO2 | 0 | 2042 | KPCo | KPCo | S27 |  | 25
KPCo Retire 2028, no CO2 | 0 | 2042 | KPCo | KPCo | S28 |  | 25
KPCo Retire 2028, no CO2 | 0 | 2042 | KPCo | KPCo | S29 |  | 14
KPCo Retire 2028, no CO2 | 0 | 2042 | KPCo | KPCo | S31 |  | 7
KPCo Retire 2028, no CO2 | 0 | 2042 | KPCo | KPCo | S34 |  | 8
KPCo Retire 2028, no CO2 | 0 | 2042 | KPCo | KPCo | S41 |  | 6
KPCo Retire 2028, no CO2 | 0 | 2043 | KPCo | KPCo | KCPo CT |  | 1 | 18088.4512 |  |  | 64879.8086 | 3503.8564 | 7448.3716 | 999.9346 | 15708.8291 |  |  | 1009.1107 |  | 5045.5532 | 53072.0156 | 4313.623 | 3248.2439
KPCo Retire 2028, no CO2 | 0 | 2043 | KPCo | KPCo | S23 |  | 5
KPCo Retire 2028, no CO2 | 0 | 2043 | KPCo | KPCo | S26 |  | 20
KPCo Retire 2028, no CO2 | 0 | 2043 | KPCo | KPCo | S27 |  | 25
KPCo Retire 2028, no CO2 | 0 | 2043 | KPCo | KPCo | S28 |  | 25
KPCo Retire 2028, no CO2 | 0 | 2043 | KPCo | KPCo | S29 |  | 14
KPCo Retire 2028, no CO2 | 0 | 2043 | KPCo | KPCo | S31 |  | 7
KPCo Retire 2028, no CO2 | 0 | 2043 | KPCo | KPCo | S34 |  | 8
KPCo Retire 2028, no CO2 | 0 | 2043 | KPCo | KPCo | S41 |  | 6
KPCo Retire 2028, no CO2 | 0 | 2044 | KPCo | KPCo | KCPo CT |  | 1 | 18485.5371 |  |  | 60376.0195 | 3503.8564 | 7448.3716 | 999.9346 | 16708.7637 |  |  | 1009.1107 |  | 5045.5532 | 51942.7109 | 4313.623 | 3184.3208
KPCo Retire 2028, no CO2 | 0 | 2044 | KPCo | KPCo | S23 |  | 5
KPCo Retire 2028, no CO2 | 0 | 2044 | KPCo | KPCo | S26 |  | 20
KPCo Retire 2028, no CO2 | 0 | 2044 | KPCo | KPCo | S27 |  | 25
KPCo Retire 2028, no CO2 | 0 | 2044 | KPCo | KPCo | S28 |  | 25
KPCo Retire 2028, no CO2 | 0 | 2044 | KPCo | KPCo | S29 |  | 14
KPCo Retire 2028, no CO2 | 0 | 2044 | KPCo | KPCo | S31 |  | 7
KPCo Retire 2028, no CO2 | 0 | 2044 | KPCo | KPCo | S34 |  | 8
KPCo Retire 2028, no CO2 | 0 | 2044 | KPCo | KPCo | S41 |  | 6
KPCo Retire 2028, no CO2 | 0 | 2045 | KPCo | KPCo | KCPo CT |  | 1 | 18911.6094 |  |  | 55872.2305 | 3503.8564 | 7448.3716 | 999.9346 | 17708.6992 |  |  | 1009.1107 |  | 5045.5532 | 50745.6484 | 4313.623 | 3116.5625
KPCo Retire 2028, no CO2 | 0 | 2045 | KPCo | KPCo | S23 |  | 5
KPCo Retire 2028, no CO2 | 0 | 2045 | KPCo | KPCo | S26 |  | 20
KPCo Retire 2028, no CO2 | 0 | 2045 | KPCo | KPCo | S27 |  | 25
KPCo Retire 2028, no CO2 | 0 | 2045 | KPCo | KPCo | S28 |  | 25
KPCo Retire 2028, no CO2 | 0 | 2045 | KPCo | KPCo | S29 |  | 14
KPCo Retire 2028, no CO2 | 0 | 2045 | KPCo | KPCo | S31 |  | 7
KPCo Retire 2028, no CO2 | 0 | 2045 | KPCo | KPCo | S34 |  | 8
KPCo Retire 2028, no CO2 | 0 | 2045 | KPCo | KPCo | S41 |  | 6
KPCo Retire 2028, no CO2 | 0 | 2046 | KPCo | KPCo | KCPo CT |  | 1 | 19309.5645 |  |  | 52312.5234 | 3503.8564 | 3724.1858 | 55.8535 | 17764.5527 |  |  | 1009.1107 |  | 5045.5532 | 49476.7578 | 4313.623 | 3044.7388
KPCo Retire 2028, no CO2 | 0 | 2046 | KPCo | KPCo | S23 |  | 5
KPCo Retire 2028, no CO2 | 0 | 2046 | KPCo | KPCo | S26 |  | 20
KPCo Retire 2028, no CO2 | 0 | 2046 | KPCo | KPCo | S27 |  | 25
KPCo Retire 2028, no CO2 | 0 | 2046 | KPCo | KPCo | S28 |  | 25
KPCo Retire 2028, no CO2 | 0 | 2046 | KPCo | KPCo | S29 |  | 14
KPCo Retire 2028, no CO2 | 0 | 2046 | KPCo | KPCo | S31 |  | 7
KPCo Retire 2028, no CO2 | 0 | 2046 | KPCo | KPCo | S34 |  | 8
KPCo Retire 2028, no CO2 | 0 | 2046 | KPCo | KPCo | S41 |  | 6
KPCo Retire 2028, no CO2 | 0 | 2047 | KPCo | KPCo | KCPo CT |  | 1 | 19734.3848 |  |  | 49696.8945 | 3503.8564 |  | -888.2277 | 16876.3242 |  |  | 1009.1107 |  | 5045.5532 | 48131.7344 | 4313.623 | 2968.6055
KPCo Retire 2028, no CO2 | 0 | 2047 | KPCo | KPCo | S23 |  | 5
KPCo Retire 2028, no CO2 | 0 | 2047 | KPCo | KPCo | S26 |  | 20
KPCo Retire 2028, no CO2 | 0 | 2047 | KPCo | KPCo | S27 |  | 25
KPCo Retire 2028, no CO2 | 0 | 2047 | KPCo | KPCo | S28 |  | 25
KPCo Retire 2028, no CO2 | 0 | 2047 | KPCo | KPCo | S29 |  | 14
KPCo Retire 2028, no CO2 | 0 | 2047 | KPCo | KPCo | S31 |  | 7
KPCo Retire 2028, no CO2 | 0 | 2047 | KPCo | KPCo | S34 |  | 8
KPCo Retire 2028, no CO2 | 0 | 2047 | KPCo | KPCo | S41 |  | 6
KPCo Retire 2028, no CO2 | 0 | 2048 | KPCo | KPCo | KCPo CT |  | 1 | 20168.5352 |  |  | 47081.2656 | 3503.8564 |  | -888.2277 | 15988.0967 |  |  | 1009.1107 |  | 5045.5532 | 46706.0156 | 4313.623 | 2887.9041
KPCo Retire 2028, no CO2 | 0 | 2048 | KPCo | KPCo | S23 |  | 5
KPCo Retire 2028, no CO2 | 0 | 2048 | KPCo | KPCo | S26 |  | 20
KPCo Retire 2028, no CO2 | 0 | 2048 | KPCo | KPCo | S27 |  | 25
KPCo Retire 2028, no CO2 | 0 | 2048 | KPCo | KPCo | S28 |  | 25
KPCo Retire 2028, no CO2 | 0 | 2048 | KPCo | KPCo | S29 |  | 14
KPCo Retire 2028, no CO2 | 0 | 2048 | KPCo | KPCo | S31 |  | 7
KPCo Retire 2028, no CO2 | 0 | 2048 | KPCo | KPCo | S34 |  | 8
KPCo Retire 2028, no CO2 | 0 | 2048 | KPCo | KPCo | S41 |  | 6
KPCo Retire 2028, no CO2 | 0 | 2049 | KPCo | KPCo | KCPo CT |  | 1 | 20610.4004 |  |  | 44465.6367 | 3503.8564 |  | -888.2277 | 15099.8691 |  |  | 1009.1107 |  | 5045.5532 | 45194.75 | 4313.623 | 2802.3608
KPCo Retire 2028, no CO2 | 0 | 2049 | KPCo | KPCo | S23 |  | 5
KPCo Retire 2028, no CO2 | 0 | 2049 | KPCo | KPCo | S26 |  | 20
KPCo Retire 2028, no CO2 | 0 | 2049 | KPCo | KPCo | S27 |  | 25
KPCo Retire 2028, no CO2 | 0 | 2049 | KPCo | KPCo | S28 |  | 25
KPCo Retire 2028, no CO2 | 0 | 2049 | KPCo | KPCo | S29 |  | 14
KPCo Retire 2028, no CO2 | 0 | 2049 | KPCo | KPCo | S31 |  | 7
KPCo Retire 2028, no CO2 | 0 | 2049 | KPCo | KPCo | S34 |  | 8
KPCo Retire 2028, no CO2 | 0 | 2049 | KPCo | KPCo | S41 |  | 6
KPCo Retire 2028, no CO2 | 0 | 2050 | KPCo | KPCo | KCPo CT |  | 1 | 21085.4453 |  |  | 41850.0078 | 3503.8564 |  | -888.2277 | 14211.6416 |  |  | 1009.1107 |  | 5045.5532 | 43592.8125 | 4313.623 | 2711.6851
KPCo Retire 2028, no CO2 | 0 | 2050 | KPCo | KPCo | S23 |  | 5
KPCo Retire 2028, no CO2 | 0 | 2050 | KPCo | KPCo | S26 |  | 20
KPCo Retire 2028, no CO2 | 0 | 2050 | KPCo | KPCo | S27 |  | 25
KPCo Retire 2028, no CO2 | 0 | 2050 | KPCo | KPCo | S28 |  | 25
KPCo Retire 2028, no CO2 | 0 | 2050 | KPCo | KPCo | S29 |  | 14
KPCo Retire 2028, no CO2 | 0 | 2050 | KPCo | KPCo | S31 |  | 7
KPCo Retire 2028, no CO2 | 0 | 2050 | KPCo | KPCo | S34 |  | 8
KPCo Retire 2028, no CO2 | 0 | 2050 | KPCo | KPCo | S41 |  | 6
KPCo Retire 2028, no CO2 | 0 | 2051 | KPCo | KPCo | KCPo CT |  | 1 | 21549.3242 |  |  | 39234.3789 | 3503.8564 |  | -888.2277 | 13323.4141 |  |  | 1009.1107 |  | 5045.5532 | 41894.7578 | 4313.623 | 2615.5686
KPCo Retire 2028, no CO2 | 0 | 2051 | KPCo | KPCo | S23 |  | 5
KPCo Retire 2028, no CO2 | 0 | 2051 | KPCo | KPCo | S26 |  | 20
KPCo Retire 2028, no CO2 | 0 | 2051 | KPCo | KPCo | S27 |  | 25
KPCo Retire 2028, no CO2 | 0 | 2051 | KPCo | KPCo | S28 |  | 25
KPCo Retire 2028, no CO2 | 0 | 2051 | KPCo | KPCo | S29 |  | 14
KPCo Retire 2028, no CO2 | 0 | 2051 | KPCo | KPCo | S31 |  | 7
KPCo Retire 2028, no CO2 | 0 | 2051 | KPCo | KPCo | S34 |  | 8
KPCo Retire 2028, no CO2 | 0 | 2051 | KPCo | KPCo | S41 |  | 6
KPCo Retire 2028, no CO2 | 0 | 2052 | KPCo | KPCo | KCPo CT |  | 1 | 22023.4102 |  |  | 36618.75 | 3503.8564 |  | -888.2277 | 12435.1865 |  |  | 1009.1107 |  | 5045.5532 | 40094.8203 | 4313.623 | 2513.6853
KPCo Retire 2028, no CO2 | 0 | 2052 | KPCo | KPCo | S23 |  | 5
KPCo Retire 2028, no CO2 | 0 | 2052 | KPCo | KPCo | S26 |  | 20
KPCo Retire 2028, no CO2 | 0 | 2052 | KPCo | KPCo | S27 |  | 25
KPCo Retire 2028, no CO2 | 0 | 2052 | KPCo | KPCo | S28 |  | 25
KPCo Retire 2028, no CO2 | 0 | 2052 | KPCo | KPCo | S29 |  | 14
KPCo Retire 2028, no CO2 | 0 | 2052 | KPCo | KPCo | S31 |  | 7
KPCo Retire 2028, no CO2 | 0 | 2052 | KPCo | KPCo | S34 |  | 8
KPCo Retire 2028, no CO2 | 0 | 2052 | KPCo | KPCo | S41 |  | 6
KPCo Retire 2028, no CO2 | 0 | 2053 | KPCo | KPCo | KCPo CT |  | 1 | 22507.9238 |  |  | 34003.1211 | 3503.8564 |  | -888.2277 | 11546.959 |  |  | 1009.1107 |  | 5045.5532 | 38186.8828 | 4313.623 | 2405.6892
KPCo Retire 2028, no CO2 | 0 | 2053 | KPCo | KPCo | S26 |  | 20
KPCo Retire 2028, no CO2 | 0 | 2053 | KPCo | KPCo | S27 |  | 25
KPCo Retire 2028, no CO2 | 0 | 2053 | KPCo | KPCo | S28 |  | 25
KPCo Retire 2028, no CO2 | 0 | 2053 | KPCo | KPCo | S29 |  | 14
KPCo Retire 2028, no CO2 | 0 | 2053 | KPCo | KPCo | S31 |  | 7
KPCo Retire 2028, no CO2 | 0 | 2053 | KPCo | KPCo | S34 |  | 8
KPCo Retire 2028, no CO2 | 0 | 2053 | KPCo | KPCo | S41 |  | 6
KPCo Retire 2028, no CO2 | 0 | 2054 | KPCo | KPCo | KCPo CT |  | 1 | 23003.0957 |  |  | 31387.4941 | 3503.8564 |  | -888.2277 | 10658.7314 |  |  | 1009.1107 |  | 5045.5532 | 36164.4688 | 4313.623 | 2291.2129
KPCo Retire 2028, no CO2 | 0 | 2054 | KPCo | KPCo | S26 |  | 20
KPCo Retire 2028, no CO2 | 0 | 2054 | KPCo | KPCo | S27 |  | 25
KPCo Retire 2028, no CO2 | 0 | 2054 | KPCo | KPCo | S28 |  | 25
KPCo Retire 2028, no CO2 | 0 | 2054 | KPCo | KPCo | S29 |  | 14
KPCo Retire 2028, no CO2 | 0 | 2054 | KPCo | KPCo | S31 |  | 7
KPCo Retire 2028, no CO2 | 0 | 2054 | KPCo | KPCo | S34 |  | 8
KPCo Retire 2028, no CO2 | 0 | 2054 | KPCo | KPCo | S41 |  | 6
KPCo Retire 2028, no CO2 | 0 | 2055 | KPCo | KPCo | KCPo CT |  | 1 | 23509.1641 |  |  | 28771.8652 | 3503.8564 |  | -888.2277 | 9770.5039 |  |  | 1009.1107 |  | 5045.5532 | 34020.7109 | 4313.623 | 2169.8682
KPCo Retire 2028, no CO2 | 0 | 2055 | KPCo | KPCo | S26 |  | 20
KPCo Retire 2028, no CO2 | 0 | 2055 | KPCo | KPCo | S27 |  | 25
KPCo Retire 2028, no CO2 | 0 | 2055 | KPCo | KPCo | S28 |  | 25
KPCo Retire 2028, no CO2 | 0 | 2055 | KPCo | KPCo | S29 |  | 14
KPCo Retire 2028, no CO2 | 0 | 2055 | KPCo | KPCo | S31 |  | 7
KPCo Retire 2028, no CO2 | 0 | 2055 | KPCo | KPCo | S34 |  | 8
KPCo Retire 2028, no CO2 | 0 | 2055 | KPCo | KPCo | S41 |  | 6
KPCo Retire 2028, no CO2 | 0 | 2056 | KPCo | KPCo | KCPo CT |  | 1 | 24026.3633 |  |  | 26156.2363 | 3503.8564 |  | -888.2277 | 8882.2764 |  |  | 1009.1107 |  | 5045.5532 | 31748.3301 | 4313.623 | 2041.2426
KPCo Retire 2028, no CO2 | 0 | 2056 | KPCo | KPCo | S27 |  | 25
KPCo Retire 2028, no CO2 | 0 | 2056 | KPCo | KPCo | S28 |  | 25
KPCo Retire 2028, no CO2 | 0 | 2056 | KPCo | KPCo | S29 |  | 14
KPCo Retire 2028, no CO2 | 0 | 2056 | KPCo | KPCo | S31 |  | 7
KPCo Retire 2028, no CO2 | 0 | 2056 | KPCo | KPCo | S34 |  | 8
KPCo Retire 2028, no CO2 | 0 | 2056 | KPCo | KPCo | S41 |  | 6
KPCo Retire 2028, no CO2 | 0 | 2057 | KPCo | KPCo | KCPo CT |  | 1 | 24554.9414 |  |  | 23540.6074 | 3503.8564 |  | -888.2277 | 7994.0488 |  |  | 1009.1107 |  | 5045.5532 | 29339.6035 | 4313.623 | 1904.8998
KPCo Retire 2028, no CO2 | 0 | 2057 | KPCo | KPCo | S28 |  | 25
KPCo Retire 2028, no CO2 | 0 | 2057 | KPCo | KPCo | S29 |  | 14
KPCo Retire 2028, no CO2 | 0 | 2057 | KPCo | KPCo | S31 |  | 7
KPCo Retire 2028, no CO2 | 0 | 2057 | KPCo | KPCo | S34 |  | 8
KPCo Retire 2028, no CO2 | 0 | 2057 | KPCo | KPCo | S41 |  | 6
KPCo Retire 2028, no CO2 | 0 | 2058 | KPCo | KPCo | KCPo CT |  | 1 | 25095.1504 |  |  | 20924.9785 | 3503.8564 |  | -888.2277 | 7105.8213 |  |  | 1009.1107 |  | 5045.5532 | 26786.3555 | 4313.623 | 1760.3762
KPCo Retire 2028, no CO2 | 0 | 2058 | KPCo | KPCo | S29 |  | 14
KPCo Retire 2028, no CO2 | 0 | 2058 | KPCo | KPCo | S31 |  | 7
KPCo Retire 2028, no CO2 | 0 | 2058 | KPCo | KPCo | S34 |  | 8
KPCo Retire 2028, no CO2 | 0 | 2058 | KPCo | KPCo | S41 |  | 6
KPCo Retire 2028, no CO2 | 0 | 2059 | KPCo | KPCo | KCPo CT |  | 1 | 25647.2422 |  |  | 18309.3496 | 3503.8564 |  | -888.2277 | 6217.5938 |  |  | 1009.1107 |  | 5045.5532 | 24079.9121 | 4313.623 | 1607.1813
KPCo Retire 2028, no CO2 | 0 | 2059 | KPCo | KPCo | S31 |  | 7
KPCo Retire 2028, no CO2 | 0 | 2059 | KPCo | KPCo | S34 |  | 8
KPCo Retire 2028, no CO2 | 0 | 2059 | KPCo | KPCo | S41 |  | 6
KPCo Retire 2028, no CO2 | 0 | 2060 | KPCo | KPCo | KCPo CT |  | 1 | 26211.4805 |  |  | 15693.7207 | 3503.8564 |  | -888.2277 | 5329.3662 |  |  | 1009.1107 |  | 5045.5532 | 21211.082 | 4313.623 | 1444.7947
KPCo Retire 2028, no CO2 | 0 | 2060 | KPCo | KPCo | S31 |  | 7
KPCo Retire 2028, no CO2 | 0 | 2060 | KPCo | KPCo | S34 |  | 8
KPCo Retire 2028, no CO2 | 0 | 2060 | KPCo | KPCo | S41 |  | 6
KPCo Retire 2028, no CO2 | 0 | 2061 | KPCo | KPCo | KCPo CT |  | 1 | 26788.1328 |  |  | 13078.0918 | 3503.8564 |  | -888.2277 | 4441.1387 |  |  | 1009.1107 |  | 5045.5532 | 18170.123 | 4313.623 | 1272.6649
KPCo Retire 2028, no CO2 | 0 | 2061 | KPCo | KPCo | S34 |  | 8
KPCo Retire 2028, no CO2 | 0 | 2061 | KPCo | KPCo | S41 |  | 6
KPCo Retire 2028, no CO2 | 0 | 2062 | KPCo | KPCo | KCPo CT |  | 1 | 27377.4707 |  |  | 10462.4629 | 3503.8564 |  | -888.2277 | 3552.9111 |  |  | 1009.1107 |  | 5045.5532 | 14946.707 | 4313.623 | 1090.2074
KPCo Retire 2028, no CO2 | 0 | 2062 | KPCo | KPCo | S34 |  | 8
KPCo Retire 2028, no CO2 | 0 | 2062 | KPCo | KPCo | S41 |  | 6
KPCo Retire 2028, no CO2 | 0 | 2063 | KPCo | KPCo | KCPo CT |  | 1 | 27979.7734 |  |  | 7846.834 | 3503.8564 |  | -888.2277 | 2664.6836 |  |  | 1009.1107 |  | 5045.5532 | 11529.8857 | 4313.623 | 896.8024
KPCo Retire 2028, no CO2 | 0 | 2063 | KPCo | KPCo | S34 |  | 8
KPCo Retire 2028, no CO2 | 0 | 2063 | KPCo | KPCo | S41 |  | 6
KPCo Retire 2028, no CO2 | 0 | 2064 | KPCo | KPCo | KCPo CT |  | 1 | 28595.3262 |  |  | 5231.2051 | 3503.8564 |  | -888.2277 | 1776.4559 |  |  | 1009.1107 |  | 5045.5532 | 7908.0557 | 4313.623 | 691.7932
KPCo Retire 2028, no CO2 | 0 | 2064 | KPCo | KPCo | S41 |  | 6
KPCo Retire 2028, no CO2 | 0 | 2065 | KPCo | KPCo | KCPo CT |  | 1 | 29224.4219 |  |  | 2615.5762 | 3503.8564 |  | -888.2277 | 888.2283 |  |  | 1009.1107 |  | 5045.5532 | 4068.915 | 4313.623 | 474.4833
KPCo Retire 2028, no CO2 | 0 | 2065 | KPCo | KPCo | S41 |  | 6
KPCo Retire 2028, no CO2 | 0 | 2066 | KPCo | KPCo | KCPo CT |  | 1 | 29867.3574 |  |  | -0.052612 | 3503.8564 |  | -888.2277 | 0.00061035 |  |  | 1009.1107 |  | 5045.5532 | -0.57324 | 4313.623 | 244.1349
KPCo Retire 2028, no CO2 | 0 | 2066 | KPCo | KPCo | S41 |  | 6
KPCo Retire 2028, no CO2 | 0 | 2067 | KPCo | KPCo | KCPo CT |  | 1 | 30524.4395
KPCo Retire 2028, no CO2 | 0 | 2067 | KPCo | KPCo | S41 |  | 6
KPCo Retire 2028, no CO2 | 0 | 2068 | KPCo | KPCo | KCPo CT |  | 1 | 31195.9766
KPCo Retire 2028, no CO2 | 0 | 2068 | KPCo | KPCo | S41 |  | 6
KPCo Retire 2028, no CO2 | 0 | 2069 | KPCo | KPCo | KCPo CT |  | 1 | 31882.2852
KPCo Retire 2028, no CO2 | 0 | 2069 | KPCo | KPCo | S41 |  | 6
KPCo Retire 2028, no CO2 | 0 | 2070 | KPCo | KPCo | KCPo CT |  | 1 | 32583.6934
KPCo Retire 2028, no CO2 | 0 | 2070 | KPCo | KPCo | S41 |  | 6
KPCo Retire 2028, no CO2 | 0 | 2071 | KPCo | KPCo | KCPo CT |  | 1 | 33300.5352
KPCo Retire 2028, no CO2 | 0 | 2072 | KPCo | KPCo | KCPo CT |  | 1 | 34033.1445
KPCo Retire 2028, no CO2 | 0 | 2073 | KPCo | KPCo | KCPo CT |  | 1 | 34781.8711
KPCo Retire 2028, no CO2 | 0 | 2074 | KPCo | KPCo | KCPo CT |  | 1 | 35547.0703
KPCo Retire 2028, no CO2 | 0 | 2075 | KPCo | KPCo | KCPo CT |  | 1 | 36329.1055
KPCo Retire 2028, no CO2 | 0 | 2076 | KPCo | KPCo | KCPo CT |  | 1 | 37128.3438
KPCo Retire 2028, no CO2 | 0 | 2077 | KPCo | KPCo | KCPo CT |  | 1 | 37945.168
KPCo Retire 2028, no CO2 | 0 | 2078 | KPCo | KPCo | KCPo CT |  | 1 | 38779.9609
KPCo Retire 2028, no CO2 | 0 | 2079 | KPCo | KPCo | KCPo CT |  | 1 | 39633.1172
KPCo Retire 2028, no CO2 | 0 | 2080 | KPCo | KPCo | KCPo CT |  | 1 | 40505.043
KPCo Retire 2040, with CO2 | 0 | 2022 | KPCo | KPCo | Rockport:2 | -1
KPCo Retire 2040, with CO2 | 0 | 2023 | KPCo | KPCo | W23 | 2 | 2
KPCo Retire 2040, with CO2 | 0 | 2024 | KPCo | KPCo | W23 |  | 2
KPCo Retire 2040, with CO2 | 0 | 2025 | KPCo | KPCo | W23 |  | 2
KPCo Retire 2040, with CO2 | 0 | 2025 | KPCo | KPCo | W25 | 2 | 2
KPCo Retire 2040, with CO2 | 0 | 2026 | KPCo | KPCo | W23 |  | 2
KPCo Retire 2040, with CO2 | 0 | 2026 | KPCo | KPCo | W25 |  | 2
KPCo Retire 2040, with CO2 | 0 | 2027 | KPCo | KPCo | W23 |  | 2
KPCo Retire 2040, with CO2 | 0 | 2027 | KPCo | KPCo | W25 |  | 2
KPCo Retire 2040, with CO2 | 0 | 2028 | KPCo | KPCo | W23 |  | 2
KPCo Retire 2040, with CO2 | 0 | 2028 | KPCo | KPCo | W25 |  | 2
KPCo Retire 2040, with CO2 | 0 | 2029 | KPCo | KPCo | W23 |  | 2
KPCo Retire 2040, with CO2 | 0 | 2029 | KPCo | KPCo | W25 |  | 2
KPCo Retire 2040, with CO2 | 0 | 2030 | KPCo | KPCo | KCPo CT |  |  |  | 126138.8281 |  | 126138.8281 | [9 empty] | 63069.4141 | -63069.4141
KPCo Retire 2040, with CO2 | 0 | 2030 | KPCo | KPCo | W23 |  | 2
KPCo Retire 2040, with CO2 | 0 | 2030 | KPCo | KPCo | W25 |  | 2
KPCo Retire 2040, with CO2 | 0 | 2031 | KPCo | KPCo | KCPo CT | 1 | 1 | 13931.876 |  | 126138.8281 | 121924.3828 | 3503.8564 | 6306.9414 | 710.5821 | 710.5821 |  |  | 1009.1107 |  | 5045.5532 | 62539.9531 | 4313.623 | 3784.1648
KPCo Retire 2040, with CO2 | 0 | 2031 | KPCo | KPCo | S31 | 30 | 30
KPCo Retire 2040, with CO2 | 0 | 2031 | KPCo | KPCo | W23 |  | 2
KPCo Retire 2040, with CO2 | 0 | 2031 | KPCo | KPCo | W25 |  | 2
KPCo Retire 2040, with CO2 | 0 | 2032 | KPCo | KPCo | KCPo CT |  | 1 | 14237.7715 |  |  | 116271.0156 | 3503.8564 | 11983.1885 | 2149.5107 | 2860.0928 |  |  | 1009.1107 |  | 5045.5532 | 61978.7188 | 4313.623 | 3752.3972
KPCo Retire 2040, with CO2 | 0 | 2032 | KPCo | KPCo | S31 |  | 30
KPCo Retire 2040, with CO2 | 0 | 2032 | KPCo | KPCo | S32 | 30 | 30
KPCo Retire 2040, with CO2 | 0 | 2032 | KPCo | KPCo | W23 |  | 2
KPCo Retire 2040, with CO2 | 0 | 2032 | KPCo | KPCo | W25 |  | 2
KPCo Retire 2040, with CO2 | 0 | 2033 | KPCo | KPCo | KCPo CT |  | 1 | 14565.2529 |  |  | 110921.4219 | 3503.8564 | 10784.8701 | 1845.7371 | 4705.8301 |  |  | 1009.1107 |  | 5045.5532 | 61383.8125 | 4313.623 | 3718.7231
KPCo Retire 2040, with CO2 | 0 | 2033 | KPCo | KPCo | S31 |  | 30
KPCo Retire 2040, with CO2 | 0 | 2033 | KPCo | KPCo | S32 |  | 30
KPCo Retire 2040, with CO2 | 0 | 2033 | KPCo | KPCo | S33 | 23 | 23
KPCo Retire 2040, with CO2 | 0 | 2033 | KPCo | KPCo | W23 |  | 2
KPCo Retire 2040, with CO2 | 0 | 2033 | KPCo | KPCo | W25 |  | 2
KPCo Retire 2040, with CO2 | 0 | 2034 | KPCo | KPCo | KCPo CT |  | 1 | 14885.6816 |  |  | 105845.2188 | 3503.8564 | 9706.3828 | 1572.3406 | 6278.1709 |  |  | 1009.1107 |  | 5045.5532 | 60753.2109 | 4313.623 | 3683.0286
KPCo Retire 2040, with CO2 | 0 | 2034 | KPCo | KPCo | S31 |  | 30
KPCo Retire 2040, with CO2 | 0 | 2034 | KPCo | KPCo | S32 |  | 30
KPCo Retire 2040, with CO2 | 0 | 2034 | KPCo | KPCo | S33 |  | 23
KPCo Retire 2040, with CO2 | 0 | 2034 | KPCo | KPCo | W23 |  | 2
KPCo Retire 2040, with CO2 | 0 | 2034 | KPCo | KPCo | W25 |  | 2
KPCo Retire 2040, with CO2 | 0 | 2035 | KPCo | KPCo | KCPo CT |  | 1 | 15198.9326 |  |  | 101015.0781 | 3503.8564 | 8735.7451 | 1326.2838 | 7604.4546 |  |  | 1009.1107 |  | 5045.5532 | 60084.7734 | 4313.623 | 3645.1926
KPCo Retire 2040, with CO2 | 0 | 2035 | KPCo | KPCo | S31 |  | 30
KPCo Retire 2040, with CO2 | 0 | 2035 | KPCo | KPCo | S32 |  | 30
KPCo Retire 2040, with CO2 | 0 | 2035 | KPCo | KPCo | S33 |  | 23
KPCo Retire 2040, with CO2 | 0 | 2035 | KPCo | KPCo | W23 |  | 2
KPCo Retire 2040, with CO2 | 0 | 2035 | KPCo | KPCo | W25 |  | 2
KPCo Retire 2040, with CO2 | 0 | 2036 | KPCo | KPCo | KCPo CT |  | 1 | 15533.3076 |  |  | 96406.3828 | 3503.8564 | 7862.1704 | 1104.8326 | 8709.2871 |  |  | 1009.1107 |  | 5045.5532 | 59376.2344 | 4313.623 | 3605.0864
KPCo Retire 2040, with CO2 | 0 | 2036 | KPCo | KPCo | S31 |  | 30
KPCo Retire 2040, with CO2 | 0 | 2036 | KPCo | KPCo | S32 |  | 30
KPCo Retire 2040, with CO2 | 0 | 2036 | KPCo | KPCo | S33 |  | 23
KPCo Retire 2040, with CO2 | 0 | 2036 | KPCo | KPCo | S36 | 8 | 8
KPCo Retire 2040, with CO2 | 0 | 2036 | KPCo | KPCo | W23 |  | 2
KPCo Retire 2040, with CO2 | 0 | 2036 | KPCo | KPCo | W25 |  | 2
KPCo Retire 2040, with CO2 | 0 | 2037 | KPCo | KPCo | KCPo CT |  | 1 | 15874.3604 |  |  | 91902.5859 | 3503.8564 | 7448.3716 | 999.9346 | 9709.2217 |  |  | 1009.1107 |  | 5045.5532 | 58625.1797 | 4313.623 | 3562.574
KPCo Retire 2040, with CO2 | 0 | 2037 | KPCo | KPCo | S31 |  | 30
KPCo Retire 2040, with CO2 | 0 | 2037 | KPCo | KPCo | S32 |  | 30
KPCo Retire 2040, with CO2 | 0 | 2037 | KPCo | KPCo | S33 |  | 23
KPCo Retire 2040, with CO2 | 0 | 2037 | KPCo | KPCo | S36 |  | 8
KPCo Retire 2040, with CO2 | 0 | 2037 | KPCo | KPCo | W23 |  | 2
KPCo Retire 2040, with CO2 | 0 | 2037 | KPCo | KPCo | W25 |  | 2
KPCo Retire 2040, with CO2 | 0 | 2038 | KPCo | KPCo | KCPo CT |  | 1 | 16222.8428 |  |  | 87398.7891 | 3503.8564 | 7448.3716 | 999.9346 | 10709.1562 |  |  | 1009.1107 |  | 5045.5532 | 57829.0625 | 4313.623 | 3517.5107
KPCo Retire 2040, with CO2 | 0 | 2038 | KPCo | KPCo | S31 |  | 30
KPCo Retire 2040, with CO2 | 0 | 2038 | KPCo | KPCo | S32 |  | 30
KPCo Retire 2040, with CO2 | 0 | 2038 | KPCo | KPCo | S33 |  | 23
KPCo Retire 2040, with CO2 | 0 | 2038 | KPCo | KPCo | S36 |  | 8
KPCo Retire 2040, with CO2 | 0 | 2038 | KPCo | KPCo | S38 | 8 | 8
KPCo Retire 2040, with CO2 | 0 | 2038 | KPCo | KPCo | W23 |  | 2
KPCo Retire 2040, with CO2 | 0 | 2038 | KPCo | KPCo | W25 |  | 2
KPCo Retire 2040, with CO2 | 0 | 2039 | KPCo | KPCo | KCPo CT |  | 1 | 16596.752 |  |  | 82894.9922 | 3503.8564 | 7448.3716 | 999.9346 | 11709.0908 |  |  | 1009.1107 |  | 5045.5532 | 56985.1797 | 4313.623 | 3469.7437
KPCo Retire 2040, with CO2 | 0 | 2039 | KPCo | KPCo | S31 |  | 30
KPCo Retire 2040, with CO2 | 0 | 2039 | KPCo | KPCo | S32 |  | 30
KPCo Retire 2040, with CO2 | 0 | 2039 | KPCo | KPCo | S33 |  | 23
KPCo Retire 2040, with CO2 | 0 | 2039 | KPCo | KPCo | S36 |  | 8
KPCo Retire 2040, with CO2 | 0 | 2039 | KPCo | KPCo | S38 |  | 8
KPCo Retire 2040, with CO2 | 0 | 2039 | KPCo | KPCo | W23 |  | 2
KPCo Retire 2040, with CO2 | 0 | 2039 | KPCo | KPCo | W25 |  | 2
KPCo Retire 2040, with CO2 | 0 | 2040 | KPCo | KPCo | KCPo CT |  | 1 | 16961.8867 |  |  | 78391.1953 | 3503.8564 | 7448.3716 | 999.9346 | 12709.0254 |  |  | 1009.1107 |  | 5045.5532 | 56090.6641 | 4313.623 | 3419.1106
KPCo Retire 2040, with CO2 | 0 | 2040 | KPCo | KPCo | S31 |  | 30
KPCo Retire 2040, with CO2 | 0 | 2040 | KPCo | KPCo | S32 |  | 30
KPCo Retire 2040, with CO2 | 0 | 2040 | KPCo | KPCo | S33 |  | 23
KPCo Retire 2040, with CO2 | 0 | 2040 | KPCo | KPCo | S36 |  | 8
KPCo Retire 2040, with CO2 | 0 | 2040 | KPCo | KPCo | S38 |  | 8
KPCo Retire 2040, with CO2 | 0 | 2040 | KPCo | KPCo | S40 | 8 | 8
KPCo Retire 2040, with CO2 | 0 | 2040 | KPCo | KPCo | W23 |  | 2
KPCo Retire 2040, with CO2 | 0 | 2040 | KPCo | KPCo | W25 |  | 2
KPCo Retire 2040, with CO2 | 0 | 2041 | KPCo | KPCo | KCPo CT |  | 1 | 17318.8164 |  |  | 73887.3984 | 3503.8564 | 7448.3716 | 999.9346 | 13708.96 |  |  | 1009.1107 |  | 5045.5532 | 55142.4766 | 4313.623 | 3365.4397
KPCo Retire 2040, with CO2 | 0 | 2041 | KPCo | KPCo | PB_41 | 3 | 3
KPCo Retire 2040, with CO2 | 0 | 2041 | KPCo | KPCo | PPA_41 | 5 | 5
KPCo Retire 2040, with CO2 | 0 | 2041 | KPCo | KPCo | PS_41 | 1 | 1
KPCo Retire 2040, with CO2 | 0 | 2041 | KPCo | KPCo | S31 |  | 30
KPCo Retire 2040, with CO2 | 0 | 2041 | KPCo | KPCo | S32 |  | 30
KPCo Retire 2040, with CO2 | 0 | 2041 | KPCo | KPCo | S33 |  | 23
KPCo Retire 2040, with CO2 | 0 | 2041 | KPCo | KPCo | S36 |  | 8
KPCo Retire 2040, with CO2 | 0 | 2041 | KPCo | KPCo | S38 |  | 8
KPCo Retire 2040, with CO2 | 0 | 2041 | KPCo | KPCo | S40 |  | 8
KPCo Retire 2040, with CO2 | 0 | 2041 | KPCo | KPCo | W23 |  | 2
KPCo Retire 2040, with CO2 | 0 | 2041 | KPCo | KPCo | W25 |  | 2
KPCo Retire 2040, with CO2 | 0 | 2042 | KPCo | KPCo | KCPo CT |  | 1 | 17699.8359 |  |  | 69383.6016 | 3503.8564 | 7448.3716 | 999.9346 | 14708.8945 |  |  | 1009.1107 |  | 5045.5532 | 54137.3984 | 4313.623 | 3308.5486
KPCo Retire 2040, with CO2 | 0 | 2042 | KPCo | KPCo | PB_41 |  | 3
KPCo Retire 2040, with CO2 | 0 | 2042 | KPCo | KPCo | PPA_42 | 5 | 5
KPCo Retire 2040, with CO2 | 0 | 2042 | KPCo | KPCo | PS_41 |  | 1
KPCo Retire 2040, with CO2 | 0 | 2042 | KPCo | KPCo | S31 |  | 30
KPCo Retire 2040, with CO2 | 0 | 2042 | KPCo | KPCo | S32 |  | 30
KPCo Retire 2040, with CO2 | 0 | 2042 | KPCo | KPCo | S33 |  | 23
KPCo Retire 2040, with CO2 | 0 | 2042 | KPCo | KPCo | S36 |  | 8
KPCo Retire 2040, with CO2 | 0 | 2042 | KPCo | KPCo | S38 |  | 8
KPCo Retire 2040, with CO2 | 0 | 2042 | KPCo | KPCo | S40 |  | 8
KPCo Retire 2040, with CO2 | 0 | 2042 | KPCo | KPCo | W23 |  | 2
KPCo Retire 2040, with CO2 | 0 | 2042 | KPCo | KPCo | W25 |  | 2
KPCo Retire 2040, with CO2 | 0 | 2043 | KPCo | KPCo | KCPo CT |  | 1 | 18088.4512 |  |  | 64879.8086 | 3503.8564 | 7448.3716 | 999.9346 | 15708.8291 |  |  | 1009.1107 |  | 5045.5532 | 53072.0156 | 4313.623 | 3248.2439
KPCo Retire 2040, with CO2 | 0 | 2043 | KPCo | KPCo | PB_41 |  | 3
KPCo Retire 2040, with CO2 | 0 | 2043 | KPCo | KPCo | PPA_43 | 5 | 5
KPCo Retire 2040, with CO2 | 0 | 2043 | KPCo | KPCo | PS_41 |  | 1
KPCo Retire 2040, with CO2 | 0 | 2043 | KPCo | KPCo | S31 |  | 30
KPCo Retire 2040, with CO2 | 0 | 2043 | KPCo | KPCo | S32 |  | 30
KPCo Retire 2040, with CO2 | 0 | 2043 | KPCo | KPCo | S33 |  | 23
KPCo Retire 2040, with CO2 | 0 | 2043 | KPCo | KPCo | S36 |  | 8
KPCo Retire 2040, with CO2 | 0 | 2043 | KPCo | KPCo | S38 |  | 8
KPCo Retire 2040, with CO2 | 0 | 2043 | KPCo | KPCo | S40 |  | 8
KPCo Retire 2040, with CO2 | 0 | 2043 | KPCo | KPCo | W23 |  | 2
KPCo Retire 2040, with CO2 | 0 | 2043 | KPCo | KPCo | W25 |  | 2
KPCo Retire 2040, with CO2 | 0 | 2044 | KPCo | KPCo | KCPo CT |  | 1 | 18485.5371 |  |  | 60376.0195 | 3503.8564 | 7448.3716 | 999.9346 | 16708.7637 |  |  | 1009.1107 |  | 5045.5532 | 51942.7109 | 4313.623 | 3184.3208
KPCo Retire 2040, with CO2 | 0 | 2044 | KPCo | KPCo | PB_41 |  | 3
KPCo Retire 2040, with CO2 | 0 | 2044 | KPCo | KPCo | PPA_44 | 5 | 5
KPCo Retire 2040, with CO2 | 0 | 2044 | KPCo | KPCo | PS_41 |  | 1
KPCo Retire 2040, with CO2 | 0 | 2044 | KPCo | KPCo | S31 |  | 30
KPCo Retire 2040, with CO2 | 0 | 2044 | KPCo | KPCo | S32 |  | 30
KPCo Retire 2040, with CO2 | 0 | 2044 | KPCo | KPCo | S33 |  | 23
KPCo Retire 2040, with CO2 | 0 | 2044 | KPCo | KPCo | S36 |  | 8
KPCo Retire 2040, with CO2 | 0 | 2044 | KPCo | KPCo | S38 |  | 8
KPCo Retire 2040, with CO2 | 0 | 2044 | KPCo | KPCo | S40 |  | 8
KPCo Retire 2040, with CO2 | 0 | 2044 | KPCo | KPCo | W23 |  | 2
KPCo Retire 2040, with CO2 | 0 | 2044 | KPCo | KPCo | W25 |  | 2
KPCo Retire 2040, with CO2 | 0 | 2045 | KPCo | KPCo | KCPo CT |  | 1 | 18911.6094 |  |  | 55872.2305 | 3503.8564 | 7448.3716 | 999.9346 | 17708.6992 |  |  | 1009.1107 |  | 5045.5532 | 50745.6484 | 4313.623 | 3116.5625
KPCo Retire 2040, with CO2 | 0 | 2045 | KPCo | KPCo | PB_41 |  | 3
KPCo Retire 2040, with CO2 | 0 | 2045 | KPCo | KPCo | PPA_45 | 4 | 4
KPCo Retire 2040, with CO2 | 0 | 2045 | KPCo | KPCo | PS_41 |  | 1
KPCo Retire 2040, with CO2 | 0 | 2045 | KPCo | KPCo | S31 |  | 30
KPCo Retire 2040, with CO2 | 0 | 2045 | KPCo | KPCo | S32 |  | 30
KPCo Retire 2040, with CO2 | 0 | 2045 | KPCo | KPCo | S33 |  | 23
KPCo Retire 2040, with CO2 | 0 | 2045 | KPCo | KPCo | S36 |  | 8
KPCo Retire 2040, with CO2 | 0 | 2045 | KPCo | KPCo | S38 |  | 8
KPCo Retire 2040, with CO2 | 0 | 2045 | KPCo | KPCo | S40 |  | 8
KPCo Retire 2040, with CO2 | 0 | 2045 | KPCo | KPCo | W23 |  | 2
KPCo Retire 2040, with CO2 | 0 | 2045 | KPCo | KPCo | W25 |  | 2
KPCo Retire 2040, with CO2 | 0 | 2045 | KPCo | KPCo | W45 | 4 | 4
KPCo Retire 2040, with CO2 | 0 | 2046 | KPCo | KPCo | KCPo CT |  | 1 | 19309.5645 |  |  | 52312.5234 | 3503.8564 | 3724.1858 | 55.8535 | 17764.5527 |  |  | 1009.1107 |  | 5045.5532 | 49476.7578 | 4313.623 | 3044.7388
KPCo Retire 2040, with CO2 | 0 | 2046 | KPCo | KPCo | PB_41 |  | 3
KPCo Retire 2040, with CO2 | 0 | 2046 | KPCo | KPCo | PPA_46 | 3 | 3
KPCo Retire 2040, with CO2 | 0 | 2046 | KPCo | KPCo | PS_41 |  | 1
KPCo Retire 2040, with CO2 | 0 | 2046 | KPCo | KPCo | S31 |  | 30
KPCo Retire 2040, with CO2 | 0 | 2046 | KPCo | KPCo | S32 |  | 30
KPCo Retire 2040, with CO2 | 0 | 2046 | KPCo | KPCo | S33 |  | 23
KPCo Retire 2040, with CO2 | 0 | 2046 | KPCo | KPCo | S36 |  | 8
KPCo Retire 2040, with CO2 | 0 | 2046 | KPCo | KPCo | S38 |  | 8
KPCo Retire 2040, with CO2 | 0 | 2046 | KPCo | KPCo | S40 |  | 8
KPCo Retire 2040, with CO2 | 0 | 2046 | KPCo | KPCo | W23 |  | 2
KPCo Retire 2040, with CO2 | 0 | 2046 | KPCo | KPCo | W25 |  | 2
KPCo Retire 2040, with CO2 | 0 | 2046 | KPCo | KPCo | W45 |  | 4
KPCo Retire 2040, with CO2 | 0 | 2046 | KPCo | KPCo | W46 | 4 | 4
KPCo Retire 2040, with CO2 | 0 | 2047 | KPCo | KPCo | KCPo CT |  | 1 | 19734.3848 |  |  | 49696.8945 | 3503.8564 |  | -888.2277 | 16876.3242 |  |  | 1009.1107 |  | 5045.5532 | 48131.7344 | 4313.623 | 2968.6055
KPCo Retire 2040, with CO2 | 0 | 2047 | KPCo | KPCo | PB_41 |  | 3
KPCo Retire 2040, with CO2 | 0 | 2047 | KPCo | KPCo | PPA_47 | 2 | 2
KPCo Retire 2040, with CO2 | 0 | 2047 | KPCo | KPCo | PS_41 |  | 1
KPCo Retire 2040, with CO2 | 0 | 2047 | KPCo | KPCo | S31 |  | 30
KPCo Retire 2040, with CO2 | 0 | 2047 | KPCo | KPCo | S32 |  | 30
KPCo Retire 2040, with CO2 | 0 | 2047 | KPCo | KPCo | S33 |  | 23
KPCo Retire 2040, with CO2 | 0 | 2047 | KPCo | KPCo | S36 |  | 8
KPCo Retire 2040, with CO2 | 0 | 2047 | KPCo | KPCo | S38 |  | 8
KPCo Retire 2040, with CO2 | 0 | 2047 | KPCo | KPCo | S40 |  | 8
KPCo Retire 2040, with CO2 | 0 | 2047 | KPCo | KPCo | W23 |  | 2
KPCo Retire 2040, with CO2 | 0 | 2047 | KPCo | KPCo | W25 |  | 2
KPCo Retire 2040, with CO2 | 0 | 2047 | KPCo | KPCo | W45 |  | 4
KPCo Retire 2040, with CO2 | 0 | 2047 | KPCo | KPCo | W46 |  | 4
KPCo Retire 2040, with CO2 | 0 | 2047 | KPCo | KPCo | W47 | 4 | 4
KPCo Retire 2040, with CO2 | 0 | 2048 | KPCo | KPCo | KCPo CT |  | 1 | 20168.5352 |  |  | 47081.2656 | 3503.8564 |  | -888.2277 | 15988.0967 |  |  | 1009.1107 |  | 5045.5532 | 46706.0156 | 4313.623 | 2887.9041
KPCo Retire 2040, with CO2 | 0 | 2048 | KPCo | KPCo | PB_41 |  | 3
KPCo Retire 2040, with CO2 | 0 | 2048 | KPCo | KPCo | PPA_48 | 1 | 1
KPCo Retire 2040, with CO2 | 0 | 2048 | KPCo | KPCo | PS_41 |  | 1
KPCo Retire 2040, with CO2 | 0 | 2048 | KPCo | KPCo | S31 |  | 30
KPCo Retire 2040, with CO2 | 0 | 2048 | KPCo | KPCo | S32 |  | 30
KPCo Retire 2040, with CO2 | 0 | 2048 | KPCo | KPCo | S33 |  | 23
KPCo Retire 2040, with CO2 | 0 | 2048 | KPCo | KPCo | S36 |  | 8
KPCo Retire 2040, with CO2 | 0 | 2048 | KPCo | KPCo | S38 |  | 8
KPCo Retire 2040, with CO2 | 0 | 2048 | KPCo | KPCo | S40 |  | 8
KPCo Retire 2040, with CO2 | 0 | 2048 | KPCo | KPCo | W23 |  | 2
KPCo Retire 2040, with CO2 | 0 | 2048 | KPCo | KPCo | W25 |  | 2
KPCo Retire 2040, with CO2 | 0 | 2048 | KPCo | KPCo | W45 |  | 4
KPCo Retire 2040, with CO2 | 0 | 2048 | KPCo | KPCo | W46 |  | 4
KPCo Retire 2040, with CO2 | 0 | 2048 | KPCo | KPCo | W47 |  | 4
KPCo Retire 2040, with CO2 | 0 | 2048 | KPCo | KPCo | W48 | 3 | 3
KPCo Retire 2040, with CO2 | 0 | 2049 | KPCo | KPCo | KCPo CT |  | 1 | 20610.4004 |  |  | 44465.6367 | 3503.8564 |  | -888.2277 | 15099.8691 |  |  | 1009.1107 |  | 5045.5532 | 45194.75 | 4313.623 | 2802.3608
KPCo Retire 2040, with CO2 | 0 | 2049 | KPCo | KPCo | PB_41 |  | 3
KPCo Retire 2040, with CO2 | 0 | 2049 | KPCo | KPCo | PPA_49 | 1 | 1
KPCo Retire 2040, with CO2 | 0 | 2049 | KPCo | KPCo | PS_41 |  | 1
KPCo Retire 2040, with CO2 | 0 | 2049 | KPCo | KPCo | S31 |  | 30
KPCo Retire 2040, with CO2 | 0 | 2049 | KPCo | KPCo | S32 |  | 30
KPCo Retire 2040, with CO2 | 0 | 2049 | KPCo | KPCo | S33 |  | 23
KPCo Retire 2040, with CO2 | 0 | 2049 | KPCo | KPCo | S36 |  | 8
KPCo Retire 2040, with CO2 | 0 | 2049 | KPCo | KPCo | S38 |  | 8
KPCo Retire 2040, with CO2 | 0 | 2049 | KPCo | KPCo | S40 |  | 8
KPCo Retire 2040, with CO2 | 0 | 2049 | KPCo | KPCo | W23 |  | 2
KPCo Retire 2040, with CO2 | 0 | 2049 | KPCo | KPCo | W25 |  | 2
KPCo Retire 2040, with CO2 | 0 | 2049 | KPCo | KPCo | W45 |  | 4
KPCo Retire 2040, with CO2 | 0 | 2049 | KPCo | KPCo | W46 |  | 4
KPCo Retire 2040, with CO2 | 0 | 2049 | KPCo | KPCo | W47 |  | 4
KPCo Retire 2040, with CO2 | 0 | 2049 | KPCo | KPCo | W48 |  | 3
KPCo Retire 2040, with CO2 | 0 | 2050 | KPCo | KPCo | KCPo CT |  | 1 | 21085.4453 |  |  | 41850.0078 | 3503.8564 |  | -888.2277 | 14211.6416 |  |  | 1009.1107 |  | 5045.5532 | 43592.8125 | 4313.623 | 2711.6851
KPCo Retire 2040, with CO2 | 0 | 2050 | KPCo | KPCo | PB_41 |  | 3
KPCo Retire 2040, with CO2 | 0 | 2050 | KPCo | KPCo | PPA_50 | 1 | 1
KPCo Retire 2040, with CO2 | 0 | 2050 | KPCo | KPCo | PS_41 |  | 1
KPCo Retire 2040, with CO2 | 0 | 2050 | KPCo | KPCo | S31 |  | 30
KPCo Retire 2040, with CO2 | 0 | 2050 | KPCo | KPCo | S32 |  | 30
KPCo Retire 2040, with CO2 | 0 | 2050 | KPCo | KPCo | S33 |  | 23
KPCo Retire 2040, with CO2 | 0 | 2050 | KPCo | KPCo | S36 |  | 8
KPCo Retire 2040, with CO2 | 0 | 2050 | KPCo | KPCo | S38 |  | 8
KPCo Retire 2040, with CO2 | 0 | 2050 | KPCo | KPCo | S40 |  | 8
KPCo Retire 2040, with CO2 | 0 | 2050 | KPCo | KPCo | W23 |  | 2
KPCo Retire 2040, with CO2 | 0 | 2050 | KPCo | KPCo | W25 |  | 2
KPCo Retire 2040, with CO2 | 0 | 2050 | KPCo | KPCo | W45 |  | 4
KPCo Retire 2040, with CO2 | 0 | 2050 | KPCo | KPCo | W46 |  | 4
KPCo Retire 2040, with CO2 | 0 | 2050 | KPCo | KPCo | W47 |  | 4
KPCo Retire 2040, with CO2 | 0 | 2050 | KPCo | KPCo | W48 |  | 3
KPCo Retire 2040, with CO2 | 0 | 2050 | KPCo | KPCo | W50 | 1 | 1
KPCo Retire 2040, with CO2 | 0 | 2051 | KPCo | KPCo | KCPo CT |  | 1 | 21549.3242 |  |  | 39234.3789 | 3503.8564 |  | -888.2277 | 13323.4141 |  |  | 1009.1107 |  | 5045.5532 | 41894.7578 | 4313.623 | 2615.5686
KPCo Retire 2040, with CO2 | 0 | 2051 | KPCo | KPCo | PB_41 |  | 3
KPCo Retire 2040, with CO2 | 0 | 2051 | KPCo | KPCo | PS_41 |  | 1
KPCo Retire 2040, with CO2 | 0 | 2051 | KPCo | KPCo | S31 |  | 30
KPCo Retire 2040, with CO2 | 0 | 2051 | KPCo | KPCo | S32 |  | 30
KPCo Retire 2040, with CO2 | 0 | 2051 | KPCo | KPCo | S33 |  | 23
KPCo Retire 2040, with CO2 | 0 | 2051 | KPCo | KPCo | S36 |  | 8
KPCo Retire 2040, with CO2 | 0 | 2051 | KPCo | KPCo | S38 |  | 8
KPCo Retire 2040, with CO2 | 0 | 2051 | KPCo | KPCo | S40 |  | 8
KPCo Retire 2040, with CO2 | 0 | 2051 | KPCo | KPCo | W23 |  | 2
KPCo Retire 2040, with CO2 | 0 | 2051 | KPCo | KPCo | W25 |  | 2
KPCo Retire 2040, with CO2 | 0 | 2051 | KPCo | KPCo | W45 |  | 4
KPCo Retire 2040, with CO2 | 0 | 2051 | KPCo | KPCo | W46 |  | 4
KPCo Retire 2040, with CO2 | 0 | 2051 | KPCo | KPCo | W47 |  | 4
KPCo Retire 2040, with CO2 | 0 | 2051 | KPCo | KPCo | W48 |  | 3
KPCo Retire 2040, with CO2 | 0 | 2051 | KPCo | KPCo | W50 |  | 1
KPCo Retire 2040, with CO2 | 0 | 2052 | KPCo | KPCo | KCPo CT |  | 1 | 22023.4102 |  |  | 36618.75 | 3503.8564 |  | -888.2277 | 12435.1865 |  |  | 1009.1107 |  | 5045.5532 | 40094.8203 | 4313.623 | 2513.6853
KPCo Retire 2040, with CO2 | 0 | 2052 | KPCo | KPCo | PB_41 |  | 3
KPCo Retire 2040, with CO2 | 0 | 2052 | KPCo | KPCo | PS_41 |  | 1
KPCo Retire 2040, with CO2 | 0 | 2052 | KPCo | KPCo | S31 |  | 30
KPCo Retire 2040, with CO2 | 0 | 2052 | KPCo | KPCo | S32 |  | 30
KPCo Retire 2040, with CO2 | 0 | 2052 | KPCo | KPCo | S33 |  | 23
KPCo Retire 2040, with CO2 | 0 | 2052 | KPCo | KPCo | S36 |  | 8
KPCo Retire 2040, with CO2 | 0 | 2052 | KPCo | KPCo | S38 |  | 8
KPCo Retire 2040, with CO2 | 0 | 2052 | KPCo | KPCo | S40 |  | 8
KPCo Retire 2040, with CO2 | 0 | 2052 | KPCo | KPCo | W23 |  | 2
KPCo Retire 2040, with CO2 | 0 | 2052 | KPCo | KPCo | W25 |  | 2
KPCo Retire 2040, with CO2 | 0 | 2052 | KPCo | KPCo | W45 |  | 4
KPCo Retire 2040, with CO2 | 0 | 2052 | KPCo | KPCo | W46 |  | 4
KPCo Retire 2040, with CO2 | 0 | 2052 | KPCo | KPCo | W47 |  | 4
KPCo Retire 2040, with CO2 | 0 | 2052 | KPCo | KPCo | W48 |  | 3
KPCo Retire 2040, with CO2 | 0 | 2052 | KPCo | KPCo | W50 |  | 1
KPCo Retire 2040, with CO2 | 0 | 2053 | KPCo | KPCo | KCPo CT |  | 1 | 22507.9238 |  |  | 34003.1211 | 3503.8564 |  | -888.2277 | 11546.959 |  |  | 1009.1107 |  | 5045.5532 | 38186.8828 | 4313.623 | 2405.6892
KPCo Retire 2040, with CO2 | 0 | 2053 | KPCo | KPCo | PB_41 |  | 3
KPCo Retire 2040, with CO2 | 0 | 2053 | KPCo | KPCo | PS_41 |  | 1
KPCo Retire 2040, with CO2 | 0 | 2053 | KPCo | KPCo | S31 |  | 30
KPCo Retire 2040, with CO2 | 0 | 2053 | KPCo | KPCo | S32 |  | 30
KPCo Retire 2040, with CO2 | 0 | 2053 | KPCo | KPCo | S33 |  | 23
KPCo Retire 2040, with CO2 | 0 | 2053 | KPCo | KPCo | S36 |  | 8
KPCo Retire 2040, with CO2 | 0 | 2053 | KPCo | KPCo | S38 |  | 8
KPCo Retire 2040, with CO2 | 0 | 2053 | KPCo | KPCo | S40 |  | 8
KPCo Retire 2040, with CO2 | 0 | 2053 | KPCo | KPCo | W23 |  | 2
KPCo Retire 2040, with CO2 | 0 | 2053 | KPCo | KPCo | W25 |  | 2
KPCo Retire 2040, with CO2 | 0 | 2053 | KPCo | KPCo | W45 |  | 4
KPCo Retire 2040, with CO2 | 0 | 2053 | KPCo | KPCo | W46 |  | 4
KPCo Retire 2040, with CO2 | 0 | 2053 | KPCo | KPCo | W47 |  | 4
KPCo Retire 2040, with CO2 | 0 | 2053 | KPCo | KPCo | W48 |  | 3
KPCo Retire 2040, with CO2 | 0 | 2053 | KPCo | KPCo | W50 |  | 1
KPCo Retire 2040, with CO2 | 0 | 2054 | KPCo | KPCo | KCPo CT |  | 1 | 23003.0957 |  |  | 31387.4941 | 3503.8564 |  | -888.2277 | 10658.7314 |  |  | 1009.1107 |  | 5045.5532 | 36164.4688 | 4313.623 | 2291.2129
KPCo Retire 2040, with CO2 | 0 | 2054 | KPCo | KPCo | PB_41 |  | 3
KPCo Retire 2040, with CO2 | 0 | 2054 | KPCo | KPCo | PS_41 |  | 1
KPCo Retire 2040, with CO2 | 0 | 2054 | KPCo | KPCo | S31 |  | 30
KPCo Retire 2040, with CO2 | 0 | 2054 | KPCo | KPCo | S32 |  | 30
KPCo Retire 2040, with CO2 | 0 | 2054 | KPCo | KPCo | S33 |  | 23
KPCo Retire 2040, with CO2 | 0 | 2054 | KPCo | KPCo | S36 |  | 8
KPCo Retire 2040, with CO2 | 0 | 2054 | KPCo | KPCo | S38 |  | 8
KPCo Retire 2040, with CO2 | 0 | 2054 | KPCo | KPCo | S40 |  | 8
KPCo Retire 2040, with CO2 | 0 | 2054 | KPCo | KPCo | W23 |  | 2
KPCo Retire 2040, with CO2 | 0 | 2054 | KPCo | KPCo | W25 |  | 2
KPCo Retire 2040, with CO2 | 0 | 2054 | KPCo | KPCo | W45 |  | 4
KPCo Retire 2040, with CO2 | 0 | 2054 | KPCo | KPCo | W46 |  | 4
KPCo Retire 2040, with CO2 | 0 | 2054 | KPCo | KPCo | W47 |  | 4
KPCo Retire 2040, with CO2 | 0 | 2054 | KPCo | KPCo | W48 |  | 3
KPCo Retire 2040, with CO2 | 0 | 2054 | KPCo | KPCo | W50 |  | 1
KPCo Retire 2040, with CO2 | 0 | 2055 | KPCo | KPCo | KCPo CT |  | 1 | 23509.1641 |  |  | 28771.8652 | 3503.8564 |  | -888.2277 | 9770.5039 |  |  | 1009.1107 |  | 5045.5532 | 34020.7109 | 4313.623 | 2169.8682
KPCo Retire 2040, with CO2 | 0 | 2055 | KPCo | KPCo | PB_41 |  | 3
KPCo Retire 2040, with CO2 | 0 | 2055 | KPCo | KPCo | PS_41 |  | 1
KPCo Retire 2040, with CO2 | 0 | 2055 | KPCo | KPCo | S31 |  | 30
KPCo Retire 2040, with CO2 | 0 | 2055 | KPCo | KPCo | S32 |  | 30
KPCo Retire 2040, with CO2 | 0 | 2055 | KPCo | KPCo | S33 |  | 23
KPCo Retire 2040, with CO2 | 0 | 2055 | KPCo | KPCo | S36 |  | 8
KPCo Retire 2040, with CO2 | 0 | 2055 | KPCo | KPCo | S38 |  | 8
KPCo Retire 2040, with CO2 | 0 | 2055 | KPCo | KPCo | S40 |  | 8
KPCo Retire 2040, with CO2 | 0 | 2055 | KPCo | KPCo | W23 |  | 2
KPCo Retire 2040, with CO2 | 0 | 2055 | KPCo | KPCo | W25 |  | 2
KPCo Retire 2040, with CO2 | 0 | 2055 | KPCo | KPCo | W45 |  | 4
KPCo Retire 2040, with CO2 | 0 | 2055 | KPCo | KPCo | W46 |  | 4
KPCo Retire 2040, with CO2 | 0 | 2055 | KPCo | KPCo | W47 |  | 4
KPCo Retire 2040, with CO2 | 0 | 2055 | KPCo | KPCo | W48 |  | 3
KPCo Retire 2040, with CO2 | 0 | 2055 | KPCo | KPCo | W50 |  | 1
KPCo Retire 2040, with CO2 | 0 | 2056 | KPCo | KPCo | KCPo CT |  | 1 | 24026.3633 |  |  | 26156.2363 | 3503.8564 |  | -888.2277 | 8882.2764 |  |  | 1009.1107 |  | 5045.5532 | 31748.3301 | 4313.623 | 2041.2426
KPCo Retire 2040, with CO2 | 0 | 2056 | KPCo | KPCo | PS_41 |  | 1
KPCo Retire 2040, with CO2 | 0 | 2056 | KPCo | KPCo | S31 |  | 30
KPCo Retire 2040, with CO2 | 0 | 2056 | KPCo | KPCo | S32 |  | 30
KPCo Retire 2040, with CO2 | 0 | 2056 | KPCo | KPCo | S33 |  | 23
KPCo Retire 2040, with CO2 | 0 | 2056 | KPCo | KPCo | S36 |  | 8
KPCo Retire 2040, with CO2 | 0 | 2056 | KPCo | KPCo | S38 |  | 8
KPCo Retire 2040, with CO2 | 0 | 2056 | KPCo | KPCo | S40 |  | 8
KPCo Retire 2040, with CO2 | 0 | 2056 | KPCo | KPCo | W23 |  | 2
KPCo Retire 2040, with CO2 | 0 | 2056 | KPCo | KPCo | W25 |  | 2
KPCo Retire 2040, with CO2 | 0 | 2056 | KPCo | KPCo | W45 |  | 4
KPCo Retire 2040, with CO2 | 0 | 2056 | KPCo | KPCo | W46 |  | 4
KPCo Retire 2040, with CO2 | 0 | 2056 | KPCo | KPCo | W47 |  | 4
KPCo Retire 2040, with CO2 | 0 | 2056 | KPCo | KPCo | W48 |  | 3
KPCo Retire 2040, with CO2 | 0 | 2056 | KPCo | KPCo | W50 |  | 1
KPCo Retire 2040, with CO2 | 0 | 2057 | KPCo | KPCo | KCPo CT |  | 1 | 24554.9414 |  |  | 23540.6074 | 3503.8564 |  | -888.2277 | 7994.0488 |  |  | 1009.1107 |  | 5045.5532 | 29339.6035 | 4313.623 | 1904.8998
KPCo Retire 2040, with CO2 | 0 | 2057 | KPCo | KPCo | PS_41 |  | 1
KPCo Retire 2040, with CO2 | 0 | 2057 | KPCo | KPCo | S31 |  | 30
KPCo Retire 2040, with CO2 | 0 | 2057 | KPCo | KPCo | S32 |  | 30
KPCo Retire 2040, with CO2 | 0 | 2057 | KPCo | KPCo | S33 |  | 23
KPCo Retire 2040, with CO2 | 0 | 2057 | KPCo | KPCo | S36 |  | 8
KPCo Retire 2040, with CO2 | 0 | 2057 | KPCo | KPCo | S38 |  | 8
KPCo Retire 2040, with CO2 | 0 | 2057 | KPCo | KPCo | S40 |  | 8
KPCo Retire 2040, with CO2 | 0 | 2057 | KPCo | KPCo | W23 |  | 2
KPCo Retire 2040, with CO2 | 0 | 2057 | KPCo | KPCo | W25 |  | 2
KPCo Retire 2040, with CO2 | 0 | 2057 | KPCo | KPCo | W45 |  | 4
KPCo Retire 2040, with CO2 | 0 | 2057 | KPCo | KPCo | W46 |  | 4
KPCo Retire 2040, with CO2 | 0 | 2057 | KPCo | KPCo | W47 |  | 4
KPCo Retire 2040, with CO2 | 0 | 2057 | KPCo | KPCo | W48 |  | 3
KPCo Retire 2040, with CO2 | 0 | 2057 | KPCo | KPCo | W50 |  | 1
KPCo Retire 2040, with CO2 | 0 | 2058 | KPCo | KPCo | KCPo CT |  | 1 | 25095.1504 |  |  | 20924.9785 | 3503.8564 |  | -888.2277 | 7105.8213 |  |  | 1009.1107 |  | 5045.5532 | 26786.3555 | 4313.623 | 1760.3762
KPCo Retire 2040, with CO2 | 0 | 2058 | KPCo | KPCo | PS_41 |  | 1
KPCo Retire 2040, with CO2 | 0 | 2058 | KPCo | KPCo | S31 |  | 30
KPCo Retire 2040, with CO2 | 0 | 2058 | KPCo | KPCo | S32 |  | 30
KPCo Retire 2040, with CO2 | 0 | 2058 | KPCo | KPCo | S33 |  | 23
KPCo Retire 2040, with CO2 | 0 | 2058 | KPCo | KPCo | S36 |  | 8
KPCo Retire 2040, with CO2 | 0 | 2058 | KPCo | KPCo | S38 |  | 8
KPCo Retire 2040, with CO2 | 0 | 2058 | KPCo | KPCo | S40 |  | 8
KPCo Retire 2040, with CO2 | 0 | 2058 | KPCo | KPCo | W23 |  | 2
KPCo Retire 2040, with CO2 | 0 | 2058 | KPCo | KPCo | W25 |  | 2
KPCo Retire 2040, with CO2 | 0 | 2058 | KPCo | KPCo | W45 |  | 4
KPCo Retire 2040, with CO2 | 0 | 2058 | KPCo | KPCo | W46 |  | 4
KPCo Retire 2040, with CO2 | 0 | 2058 | KPCo | KPCo | W47 |  | 4
KPCo Retire 2040, with CO2 | 0 | 2058 | KPCo | KPCo | W48 |  | 3
KPCo Retire 2040, with CO2 | 0 | 2058 | KPCo | KPCo | W50 |  | 1
KPCo Retire 2040, with CO2 | 0 | 2059 | KPCo | KPCo | KCPo CT |  | 1 | 25647.2422 |  |  | 18309.3496 | 3503.8564 |  | -888.2277 | 6217.5938 |  |  | 1009.1107 |  | 5045.5532 | 24079.9121 | 4313.623 | 1607.1813
KPCo Retire 2040, with CO2 | 0 | 2059 | KPCo | KPCo | PS_41 |  | 1
KPCo Retire 2040, with CO2 | 0 | 2059 | KPCo | KPCo | S31 |  | 30
KPCo Retire 2040, with CO2 | 0 | 2059 | KPCo | KPCo | S32 |  | 30
KPCo Retire 2040, with CO2 | 0 | 2059 | KPCo | KPCo | S33 |  | 23
KPCo Retire 2040, with CO2 | 0 | 2059 | KPCo | KPCo | S36 |  | 8
KPCo Retire 2040, with CO2 | 0 | 2059 | KPCo | KPCo | S38 |  | 8
KPCo Retire 2040, with CO2 | 0 | 2059 | KPCo | KPCo | S40 |  | 8
KPCo Retire 2040, with CO2 | 0 | 2059 | KPCo | KPCo | W23 |  | 2
KPCo Retire 2040, with CO2 | 0 | 2059 | KPCo | KPCo | W25 |  | 2
KPCo Retire 2040, with CO2 | 0 | 2059 | KPCo | KPCo | W45 |  | 4
KPCo Retire 2040, with CO2 | 0 | 2059 | KPCo | KPCo | W46 |  | 4
KPCo Retire 2040, with CO2 | 0 | 2059 | KPCo | KPCo | W47 |  | 4
KPCo Retire 2040, with CO2 | 0 | 2059 | KPCo | KPCo | W48 |  | 3
KPCo Retire 2040, with CO2 | 0 | 2059 | KPCo | KPCo | W50 |  | 1
KPCo Retire 2040, with CO2 | 0 | 2060 | KPCo | KPCo | KCPo CT |  | 1 | 26211.4805 |  |  | 15693.7207 | 3503.8564 |  | -888.2277 | 5329.3662 |  |  | 1009.1107 |  | 5045.5532 | 21211.082 | 4313.623 | 1444.7947
KPCo Retire 2040, with CO2 | 0 | 2060 | KPCo | KPCo | PS_41 |  | 1
KPCo Retire 2040, with CO2 | 0 | 2060 | KPCo | KPCo | S31 |  | 30
KPCo Retire 2040, with CO2 | 0 | 2060 | KPCo | KPCo | S32 |  | 30
KPCo Retire 2040, with CO2 | 0 | 2060 | KPCo | KPCo | S33 |  | 23
KPCo Retire 2040, with CO2 | 0 | 2060 | KPCo | KPCo | S36 |  | 8
KPCo Retire 2040, with CO2 | 0 | 2060 | KPCo | KPCo | S38 |  | 8
KPCo Retire 2040, with CO2 | 0 | 2060 | KPCo | KPCo | S40 |  | 8
KPCo Retire 2040, with CO2 | 0 | 2060 | KPCo | KPCo | W23 |  | 2
KPCo Retire 2040, with CO2 | 0 | 2060 | KPCo | KPCo | W25 |  | 2
KPCo Retire 2040, with CO2 | 0 | 2060 | KPCo | KPCo | W45 |  | 4
KPCo Retire 2040, with CO2 | 0 | 2060 | KPCo | KPCo | W46 |  | 4
KPCo Retire 2040, with CO2 | 0 | 2060 | KPCo | KPCo | W47 |  | 4
KPCo Retire 2040, with CO2 | 0 | 2060 | KPCo | KPCo | W48 |  | 3
KPCo Retire 2040, with CO2 | 0 | 2060 | KPCo | KPCo | W50 |  | 1
KPCo Retire 2040, with CO2 | 0 | 2061 | KPCo | KPCo | KCPo CT |  | 1 | 26788.1328 |  |  | 13078.0918 | 3503.8564 |  | -888.2277 | 4441.1387 |  |  | 1009.1107 |  | 5045.5532 | 18170.123 | 4313.623 | 1272.6649
KPCo Retire 2040, with CO2 | 0 | 2061 | KPCo | KPCo | PS_41 |  | 1
KPCo Retire 2040, with CO2 | 0 | 2061 | KPCo | KPCo | S32 |  | 30
KPCo Retire 2040, with CO2 | 0 | 2061 | KPCo | KPCo | S33 |  | 23
KPCo Retire 2040, with CO2 | 0 | 2061 | KPCo | KPCo | S36 |  | 8
KPCo Retire 2040, with CO2 | 0 | 2061 | KPCo | KPCo | S38 |  | 8
KPCo Retire 2040, with CO2 | 0 | 2061 | KPCo | KPCo | S40 |  | 8
KPCo Retire 2040, with CO2 | 0 | 2061 | KPCo | KPCo | W23 |  | 2
KPCo Retire 2040, with CO2 | 0 | 2061 | KPCo | KPCo | W25 |  | 2
KPCo Retire 2040, with CO2 | 0 | 2061 | KPCo | KPCo | W45 |  | 4
KPCo Retire 2040, with CO2 | 0 | 2061 | KPCo | KPCo | W46 |  | 4
KPCo Retire 2040, with CO2 | 0 | 2061 | KPCo | KPCo | W47 |  | 4
KPCo Retire 2040, with CO2 | 0 | 2061 | KPCo | KPCo | W48 |  | 3
KPCo Retire 2040, with CO2 | 0 | 2061 | KPCo | KPCo | W50 |  | 1
KPCo Retire 2040, with CO2 | 0 | 2062 | KPCo | KPCo | KCPo CT |  | 1 | 27377.4707 |  |  | 10462.4629 | 3503.8564 |  | -888.2277 | 3552.9111 |  |  | 1009.1107 |  | 5045.5532 | 14946.707 | 4313.623 | 1090.2074
KPCo Retire 2040, with CO2 | 0 | 2062 | KPCo | KPCo | PS_41 |  | 1
KPCo Retire 2040, with CO2 | 0 | 2062 | KPCo | KPCo | S33 |  | 23
KPCo Retire 2040, with CO2 | 0 | 2062 | KPCo | KPCo | S36 |  | 8
KPCo Retire 2040, with CO2 | 0 | 2062 | KPCo | KPCo | S38 |  | 8
KPCo Retire 2040, with CO2 | 0 | 2062 | KPCo | KPCo | S40 |  | 8
KPCo Retire 2040, with CO2 | 0 | 2062 | KPCo | KPCo | W23 |  | 2
KPCo Retire 2040, with CO2 | 0 | 2062 | KPCo | KPCo | W25 |  | 2
KPCo Retire 2040, with CO2 | 0 | 2062 | KPCo | KPCo | W45 |  | 4
KPCo Retire 2040, with CO2 | 0 | 2062 | KPCo | KPCo | W46 |  | 4
KPCo Retire 2040, with CO2 | 0 | 2062 | KPCo | KPCo | W47 |  | 4
KPCo Retire 2040, with CO2 | 0 | 2062 | KPCo | KPCo | W48 |  | 3
KPCo Retire 2040, with CO2 | 0 | 2062 | KPCo | KPCo | W50 |  | 1
KPCo Retire 2040, with CO2 | 0 | 2063 | KPCo | KPCo | KCPo CT |  | 1 | 27979.7734 |  |  | 7846.834 | 3503.8564 |  | -888.2277 | 2664.6836 |  |  | 1009.1107 |  | 5045.5532 | 11529.8857 | 4313.623 | 896.8024
KPCo Retire 2040, with CO2 | 0 | 2063 | KPCo | KPCo | PS_41 |  | 1
KPCo Retire 2040, with CO2 | 0 | 2063 | KPCo | KPCo | S36 |  | 8
KPCo Retire 2040, with CO2 | 0 | 2063 | KPCo | KPCo | S38 |  | 8
KPCo Retire 2040, with CO2 | 0 | 2063 | KPCo | KPCo | S40 |  | 8
KPCo Retire 2040, with CO2 | 0 | 2063 | KPCo | KPCo | W25 |  | 2
KPCo Retire 2040, with CO2 | 0 | 2063 | KPCo | KPCo | W45 |  | 4
KPCo Retire 2040, with CO2 | 0 | 2063 | KPCo | KPCo | W46 |  | 4
KPCo Retire 2040, with CO2 | 0 | 2063 | KPCo | KPCo | W47 |  | 4
KPCo Retire 2040, with CO2 | 0 | 2063 | KPCo | KPCo | W48 |  | 3
KPCo Retire 2040, with CO2 | 0 | 2063 | KPCo | KPCo | W50 |  | 1
KPCo Retire 2040, with CO2 | 0 | 2064 | KPCo | KPCo | KCPo CT |  | 1 | 28595.3262 |  |  | 5231.2051 | 3503.8564 |  | -888.2277 | 1776.4559 |  |  | 1009.1107 |  | 5045.5532 | 7908.0557 | 4313.623 | 691.7932
KPCo Retire 2040, with CO2 | 0 | 2064 | KPCo | KPCo | PS_41 |  | 1
KPCo Retire 2040, with CO2 | 0 | 2064 | KPCo | KPCo | S36 |  | 8
KPCo Retire 2040, with CO2 | 0 | 2064 | KPCo | KPCo | S38 |  | 8
KPCo Retire 2040, with CO2 | 0 | 2064 | KPCo | KPCo | S40 |  | 8
KPCo Retire 2040, with CO2 | 0 | 2064 | KPCo | KPCo | W25 |  | 2
KPCo Retire 2040, with CO2 | 0 | 2064 | KPCo | KPCo | W45 |  | 4
KPCo Retire 2040, with CO2 | 0 | 2064 | KPCo | KPCo | W46 |  | 4
KPCo Retire 2040, with CO2 | 0 | 2064 | KPCo | KPCo | W47 |  | 4
KPCo Retire 2040, with CO2 | 0 | 2064 | KPCo | KPCo | W48 |  | 3
KPCo Retire 2040, with CO2 | 0 | 2064 | KPCo | KPCo | W50 |  | 1
KPCo Retire 2040, with CO2 | 0 | 2065 | KPCo | KPCo | KCPo CT |  | 1 | 29224.4219 |  |  | 2615.5762 | 3503.8564 |  | -888.2277 | 888.2283 |  |  | 1009.1107 |  | 5045.5532 | 4068.915 | 4313.623 | 474.4833
KPCo Retire 2040, with CO2 | 0 | 2065 | KPCo | KPCo | PS_41 |  | 1
KPCo Retire 2040, with CO2 | 0 | 2065 | KPCo | KPCo | S36 |  | 8
KPCo Retire 2040, with CO2 | 0 | 2065 | KPCo | KPCo | S38 |  | 8
KPCo Retire 2040, with CO2 | 0 | 2065 | KPCo | KPCo | S40 |  | 8
KPCo Retire 2040, with CO2 | 0 | 2065 | KPCo | KPCo | W45 |  | 4
KPCo Retire 2040, with CO2 | 0 | 2065 | KPCo | KPCo | W46 |  | 4
KPCo Retire 2040, with CO2 | 0 | 2065 | KPCo | KPCo | W47 |  | 4
KPCo Retire 2040, with CO2 | 0 | 2065 | KPCo | KPCo | W48 |  | 3
KPCo Retire 2040, with CO2 | 0 | 2065 | KPCo | KPCo | W50 |  | 1
KPCo Retire 2040, with CO2 | 0 | 2066 | KPCo | KPCo | KCPo CT |  | 1 | 29867.3574 |  |  | -0.052612 | 3503.8564 |  | -888.2277 | 0.00061035 |  |  | 1009.1107 |  | 5045.5532 | -0.57324 | 4313.623 | 244.1349
KPCo Retire 2040, with CO2 | 0 | 2066 | KPCo | KPCo | PS_41 |  | 1
KPCo Retire 2040, with CO2 | 0 | 2066 | KPCo | KPCo | S38 |  | 8
KPCo Retire 2040, with CO2 | 0 | 2066 | KPCo | KPCo | S40 |  | 8
KPCo Retire 2040, with CO2 | 0 | 2066 | KPCo | KPCo | W45 |  | 4
KPCo Retire 2040, with CO2 | 0 | 2066 | KPCo | KPCo | W46 |  | 4
KPCo Retire 2040, with CO2 | 0 | 2066 | KPCo | KPCo | W47 |  | 4
KPCo Retire 2040, with CO2 | 0 | 2066 | KPCo | KPCo | W48 |  | 3
KPCo Retire 2040, with CO2 | 0 | 2066 | KPCo | KPCo | W50 |  | 1
KPCo Retire 2040, with CO2 | 0 | 2067 | KPCo | KPCo | KCPo CT |  | 1 | 30524.4395
KPCo Retire 2040, with CO2 | 0 | 2067 | KPCo | KPCo | PS_41 |  | 1
KPCo Retire 2040, with CO2 | 0 | 2067 | KPCo | KPCo | S38 |  | 8
KPCo Retire 2040, with CO2 | 0 | 2067 | KPCo | KPCo | S40 |  | 8
KPCo Retire 2040, with CO2 | 0 | 2067 | KPCo | KPCo | W45 |  | 4
KPCo Retire 2040, with CO2 | 0 | 2067 | KPCo | KPCo | W46 |  | 4
KPCo Retire 2040, with CO2 | 0 | 2067 | KPCo | KPCo | W47 |  | 4
KPCo Retire 2040, with CO2 | 0 | 2067 | KPCo | KPCo | W48 |  | 3
KPCo Retire 2040, with CO2 | 0 | 2067 | KPCo | KPCo | W50 |  | 1
KPCo Retire 2040, with CO2 | 0 | 2068 | KPCo | KPCo | KCPo CT |  | 1 | 31195.9766
KPCo Retire 2040, with CO2 | 0 | 2068 | KPCo | KPCo | PS_41 |  | 1
KPCo Retire 2040, with CO2 | 0 | 2068 | KPCo | KPCo | S40 |  | 8
KPCo Retire 2040, with CO2 | 0 | 2068 | KPCo | KPCo | W45 |  | 4
KPCo Retire 2040, with CO2 | 0 | 2068 | KPCo | KPCo | W46 |  | 4
KPCo Retire 2040, with CO2 | 0 | 2068 | KPCo | KPCo | W47 |  | 4
KPCo Retire 2040, with CO2 | 0 | 2068 | KPCo | KPCo | W48 |  | 3
KPCo Retire 2040, with CO2 | 0 | 2068 | KPCo | KPCo | W50 |  | 1
KPCo Retire 2040, with CO2 | 0 | 2069 | KPCo | KPCo | KCPo CT |  | 1 | 31882.2852
KPCo Retire 2040, with CO2 | 0 | 2069 | KPCo | KPCo | PS_41 |  | 1
KPCo Retire 2040, with CO2 | 0 | 2069 | KPCo | KPCo | S40 |  | 8
KPCo Retire 2040, with CO2 | 0 | 2069 | KPCo | KPCo | W45 |  | 4
KPCo Retire 2040, with CO2 | 0 | 2069 | KPCo | KPCo | W46 |  | 4
KPCo Retire 2040, with CO2 | 0 | 2069 | KPCo | KPCo | W47 |  | 4
KPCo Retire 2040, with CO2 | 0 | 2069 | KPCo | KPCo | W48 |  | 3
KPCo Retire 2040, with CO2 | 0 | 2069 | KPCo | KPCo | W50 |  | 1
KPCo Retire 2040, with CO2 | 0 | 2070 | KPCo | KPCo | KCPo CT |  | 1 | 32583.6934
KPCo Retire 2040, with CO2 | 0 | 2070 | KPCo | KPCo | PS_41 |  | 1
KPCo Retire 2040, with CO2 | 0 | 2070 | KPCo | KPCo | W45 |  | 4
KPCo Retire 2040, with CO2 | 0 | 2070 | KPCo | KPCo | W46 |  | 4
KPCo Retire 2040, with CO2 | 0 | 2070 | KPCo | KPCo | W47 |  | 4
KPCo Retire 2040, with CO2 | 0 | 2070 | KPCo | KPCo | W48 |  | 3
KPCo Retire 2040, with CO2 | 0 | 2070 | KPCo | KPCo | W50 |  | 1
KPCo Retire 2040, with CO2 | 0 | 2071 | KPCo | KPCo | KCPo CT |  | 1 | 33300.5352
KPCo Retire 2040, with CO2 | 0 | 2071 | KPCo | KPCo | W45 |  | 4
KPCo Retire 2040, with CO2 | 0 | 2071 | KPCo | KPCo | W46 |  | 4
KPCo Retire 2040, with CO2 | 0 | 2071 | KPCo | KPCo | W47 |  | 4
KPCo Retire 2040, with CO2 | 0 | 2071 | KPCo | KPCo | W48 |  | 3
KPCo Retire 2040, with CO2 | 0 | 2071 | KPCo | KPCo | W50 |  | 1
KPCo Retire 2040, with CO2 | 0 | 2072 | KPCo | KPCo | KCPo CT |  | 1 | 34033.1445
KPCo Retire 2040, with CO2 | 0 | 2072 | KPCo | KPCo | W45 |  | 4
KPCo Retire 2040, with CO2 | 0 | 2072 | KPCo | KPCo | W46 |  | 4
KPCo Retire 2040, with CO2 | 0 | 2072 | KPCo | KPCo | W47 |  | 4
KPCo Retire 2040, with CO2 | 0 | 2072 | KPCo | KPCo | W48 |  | 3
KPCo Retire 2040, with CO2 | 0 | 2072 | KPCo | KPCo | W50 |  | 1
KPCo Retire 2040, with CO2 | 0 | 2073 | KPCo | KPCo | KCPo CT |  | 1 | 34781.8711
KPCo Retire 2040, with CO2 | 0 | 2073 | KPCo | KPCo | W45 |  | 4
KPCo Retire 2040, with CO2 | 0 | 2073 | KPCo | KPCo | W46 |  | 4
KPCo Retire 2040, with CO2 | 0 | 2073 | KPCo | KPCo | W47 |  | 4
KPCo Retire 2040, with CO2 | 0 | 2073 | KPCo | KPCo | W48 |  | 3
KPCo Retire 2040, with CO2 | 0 | 2073 | KPCo | KPCo | W50 |  | 1
KPCo Retire 2040, with CO2 | 0 | 2074 | KPCo | KPCo | KCPo CT |  | 1 | 35547.0703
KPCo Retire 2040, with CO2 | 0 | 2074 | KPCo | KPCo | W45 |  | 4
KPCo Retire 2040, with CO2 | 0 | 2074 | KPCo | KPCo | W46 |  | 4
KPCo Retire 2040, with CO2 | 0 | 2074 | KPCo | KPCo | W47 |  | 4
KPCo Retire 2040, with CO2 | 0 | 2074 | KPCo | KPCo | W48 |  | 3
KPCo Retire 2040, with CO2 | 0 | 2074 | KPCo | KPCo | W50 |  | 1
KPCo Retire 2040, with CO2 | 0 | 2075 | KPCo | KPCo | KCPo CT |  | 1 | 36329.1055
KPCo Retire 2040, with CO2 | 0 | 2075 | KPCo | KPCo | W45 |  | 4
KPCo Retire 2040, with CO2 | 0 | 2075 | KPCo | KPCo | W46 |  | 4
KPCo Retire 2040, with CO2 | 0 | 2075 | KPCo | KPCo | W47 |  | 4
KPCo Retire 2040, with CO2 | 0 | 2075 | KPCo | KPCo | W48 |  | 3
KPCo Retire 2040, with CO2 | 0 | 2075 | KPCo | KPCo | W50 |  | 1
KPCo Retire 2040, with CO2 | 0 | 2076 | KPCo | KPCo | KCPo CT |  | 1 | 37128.3438
KPCo Retire 2040, with CO2 | 0 | 2076 | KPCo | KPCo | W45 |  | 4
KPCo Retire 2040, with CO2 | 0 | 2076 | KPCo | KPCo | W46 |  | 4
KPCo Retire 2040, with CO2 | 0 | 2076 | KPCo | KPCo | W47 |  | 4
KPCo Retire 2040, with CO2 | 0 | 2076 | KPCo | KPCo | W48 |  | 3
KPCo Retire 2040, with CO2 | 0 | 2076 | KPCo | KPCo | W50 |  | 1
KPCo Retire 2040, with CO2 | 0 | 2077 | KPCo | KPCo | KCPo CT |  | 1 | 37945.168
KPCo Retire 2040, with CO2 | 0 | 2077 | KPCo | KPCo | W45 |  | 4
KPCo Retire 2040, with CO2 | 0 | 2077 | KPCo | KPCo | W46 |  | 4
KPCo Retire 2040, with CO2 | 0 | 2077 | KPCo | KPCo | W47 |  | 4
KPCo Retire 2040, with CO2 | 0 | 2077 | KPCo | KPCo | W48 |  | 3
KPCo Retire 2040, with CO2 | 0 | 2077 | KPCo | KPCo | W50 |  | 1
KPCo Retire 2040, with CO2 | 0 | 2078 | KPCo | KPCo | KCPo CT |  | 1 | 38779.9609
KPCo Retire 2040, with CO2 | 0 | 2078 | KPCo | KPCo | W45 |  | 4
KPCo Retire 2040, with CO2 | 0 | 2078 | KPCo | KPCo | W46 |  | 4
KPCo Retire 2040, with CO2 | 0 | 2078 | KPCo | KPCo | W47 |  | 4
KPCo Retire 2040, with CO2 | 0 | 2078 | KPCo | KPCo | W48 |  | 3
KPCo Retire 2040, with CO2 | 0 | 2078 | KPCo | KPCo | W50 |  | 1
KPCo Retire 2040, with CO2 | 0 | 2079 | KPCo | KPCo | KCPo CT |  | 1 | 39633.1172
KPCo Retire 2040, with CO2 | 0 | 2079 | KPCo | KPCo | W45 |  | 4
KPCo Retire 2040, with CO2 | 0 | 2079 | KPCo | KPCo | W46 |  | 4
KPCo Retire 2040, with CO2 | 0 | 2079 | KPCo | KPCo | W47 |  | 4
KPCo Retire 2040, with CO2 | 0 | 2079 | KPCo | KPCo | W48 |  | 3
KPCo Retire 2040, with CO2 | 0 | 2079 | KPCo | KPCo | W50 |  | 1
KPCo Retire 2040, with CO2 | 0 | 2080 | KPCo | KPCo | KCPo CT |  | 1 | 40505.043
KPCo Retire 2040, with CO2 | 0 | 2080 | KPCo | KPCo | W45 |  | 4
KPCo Retire 2040, with CO2 | 0 | 2080 | KPCo | KPCo | W46 |  | 4
KPCo Retire 2040, with CO2 | 0 | 2080 | KPCo | KPCo | W47 |  | 4
KPCo Retire 2040, with CO2 | 0 | 2080 | KPCo | KPCo | W48 |  | 3
KPCo Retire 2040, with CO2 | 0 | 2080 | KPCo | KPCo | W50 |  | 1
KPCo Retire 2040, with CO2 | 0 | 2081 | KPCo | KPCo | W45 |  | 4
KPCo Retire 2040, with CO2 | 0 | 2081 | KPCo | KPCo | W46 |  | 4
KPCo Retire 2040, with CO2 | 0 | 2081 | KPCo | KPCo | W47 |  | 4
KPCo Retire 2040, with CO2 | 0 | 2081 | KPCo | KPCo | W48 |  | 3
KPCo Retire 2040, with CO2 | 0 | 2081 | KPCo | KPCo | W50 |  | 1
KPCo Retire 2040, with CO2 | 0 | 2082 | KPCo | KPCo | W45 |  | 4
KPCo Retire 2040, with CO2 | 0 | 2082 | KPCo | KPCo | W46 |  | 4
KPCo Retire 2040, with CO2 | 0 | 2082 | KPCo | KPCo | W47 |  | 4
KPCo Retire 2040, with CO2 | 0 | 2082 | KPCo | KPCo | W48 |  | 3
KPCo Retire 2040, with CO2 | 0 | 2082 | KPCo | KPCo | W50 |  | 1
KPCo Retire 2040, with CO2 | 0 | 2083 | KPCo | KPCo | W45 |  | 4
KPCo Retire 2040, with CO2 | 0 | 2083 | KPCo | KPCo | W46 |  | 4
KPCo Retire 2040, with CO2 | 0 | 2083 | KPCo | KPCo | W47 |  | 4
KPCo Retire 2040, with CO2 | 0 | 2083 | KPCo | KPCo | W48 |  | 3
KPCo Retire 2040, with CO2 | 0 | 2083 | KPCo | KPCo | W50 |  | 1
KPCo Retire 2040, with CO2 | 0 | 2084 | KPCo | KPCo | W45 |  | 4
KPCo Retire 2040, with CO2 | 0 | 2084 | KPCo | KPCo | W46 |  | 4
KPCo Retire 2040, with CO2 | 0 | 2084 | KPCo | KPCo | W47 |  | 4
KPCo Retire 2040, with CO2 | 0 | 2084 | KPCo | KPCo | W48 |  | 3
KPCo Retire 2040, with CO2 | 0 | 2084 | KPCo | KPCo | W50 |  | 1
KPCo Retire 2040, with CO2 | 0 | 2085 | KPCo | KPCo | W46 |  | 4
KPCo Retire 2040, with CO2 | 0 | 2085 | KPCo | KPCo | W47 |  | 4
KPCo Retire 2040, with CO2 | 0 | 2085 | KPCo | KPCo | W48 |  | 3
KPCo Retire 2040, with CO2 | 0 | 2085 | KPCo | KPCo | W50 |  | 1
KPCo Retire 2040, with CO2 | 0 | 2086 | KPCo | KPCo | W47 |  | 4
KPCo Retire 2040, with CO2 | 0 | 2086 | KPCo | KPCo | W48 |  | 3
KPCo Retire 2040, with CO2 | 0 | 2086 | KPCo | KPCo | W50 |  | 1
KPCo Retire 2040, with CO2 | 0 | 2087 | KPCo | KPCo | W48 |  | 3
KPCo Retire 2040, with CO2 | 0 | 2087 | KPCo | KPCo | W50 |  | 1
KPCo Retire 2040, with CO2 | 0 | 2088 | KPCo | KPCo | W50 |  | 1
KPCo Retire 2040, with CO2 | 0 | 2089 | KPCo | KPCo | W50 |  | 1
KPCo Retire 2040, no CO2 | 0 | 2022 | KPCo | KPCo | Rockport:2 | -1
KPCo Retire 2040, no CO2 | 0 | 2023 | KPCo | KPCo | S23 | 5 | 5
KPCo Retire 2040, no CO2 | 0 | 2024 | KPCo | KPCo | S23 |  | 5
KPCo Retire 2040, no CO2 | 0 | 2025 | KPCo | KPCo | S23 |  | 5
KPCo Retire 2040, no CO2 | 0 | 2026 | KPCo | KPCo | S23 |  | 5
KPCo Retire 2040, no CO2 | 0 | 2027 | KPCo | KPCo | S23 |  | 5
KPCo Retire 2040, no CO2 | 0 | 2028 | KPCo | KPCo | S23 |  | 5
KPCo Retire 2040, no CO2 | 0 | 2029 | KPCo | KPCo | S23 |  | 5
KPCo Retire 2040, no CO2 | 0 | 2030 | KPCo | KPCo | KCPo CT |  |  |  | 126138.8281 |  | 126138.8281 | [9 empty] | 63069.4141 | -63069.4141
KPCo Retire 2040, no CO2 | 0 | 2030 | KPCo | KPCo | S23 |  | 5
KPCo Retire 2040, no CO2 | 0 | 2031 | KPCo | KPCo | KCPo CT | 1 | 1 | 13931.876 |  | 126138.8281 | 121924.3828 | 3503.8564 | 6306.9414 | 710.5821 | 710.5821 |  |  | 1009.1107 |  | 5045.5532 | 62539.9531 | 4313.623 | 3784.1648
KPCo Retire 2040, no CO2 | 0 | 2031 | KPCo | KPCo | S23 |  | 5
KPCo Retire 2040, no CO2 | 0 | 2031 | KPCo | KPCo | S31 | 30 | 30
KPCo Retire 2040, no CO2 | 0 | 2032 | KPCo | KPCo | KCPo CT |  | 1 | 14237.7715 |  |  | 116271.0156 | 3503.8564 | 11983.1885 | 2149.5107 | 2860.0928 |  |  | 1009.1107 |  | 5045.5532 | 61978.7188 | 4313.623 | 3752.3972
KPCo Retire 2040, no CO2 | 0 | 2032 | KPCo | KPCo | S23 |  | 5
KPCo Retire 2040, no CO2 | 0 | 2032 | KPCo | KPCo | S31 |  | 30
KPCo Retire 2040, no CO2 | 0 | 2032 | KPCo | KPCo | S32 | 30 | 30
KPCo Retire 2040, no CO2 | 0 | 2033 | KPCo | KPCo | KCPo CT |  | 1 | 14565.2529 |  |  | 110921.4219 | 3503.8564 | 10784.8701 | 1845.7371 | 4705.8301 |  |  | 1009.1107 |  | 5045.5532 | 61383.8125 | 4313.623 | 3718.7231
KPCo Retire 2040, no CO2 | 0 | 2033 | KPCo | KPCo | S23 |  | 5
KPCo Retire 2040, no CO2 | 0 | 2033 | KPCo | KPCo | S31 |  | 30
KPCo Retire 2040, no CO2 | 0 | 2033 | KPCo | KPCo | S32 |  | 30
KPCo Retire 2040, no CO2 | 0 | 2033 | KPCo | KPCo | S33 | 15 | 15
KPCo Retire 2040, no CO2 | 0 | 2034 | KPCo | KPCo | KCPo CT |  | 1 | 14885.6816 |  |  | 105845.2188 | 3503.8564 | 9706.3828 | 1572.3406 | 6278.1709 |  |  | 1009.1107 |  | 5045.5532 | 60753.2109 | 4313.623 | 3683.0286
KPCo Retire 2040, no CO2 | 0 | 2034 | KPCo | KPCo | S23 |  | 5
KPCo Retire 2040, no CO2 | 0 | 2034 | KPCo | KPCo | S31 |  | 30
KPCo Retire 2040, no CO2 | 0 | 2034 | KPCo | KPCo | S32 |  | 30
KPCo Retire 2040, no CO2 | 0 | 2034 | KPCo | KPCo | S33 |  | 15
KPCo Retire 2040, no CO2 | 0 | 2034 | KPCo | KPCo | S34 | 1 | 1
KPCo Retire 2040, no CO2 | 0 | 2035 | KPCo | KPCo | KCPo CT |  | 1 | 15198.9326 |  |  | 101015.0781 | 3503.8564 | 8735.7451 | 1326.2838 | 7604.4546 |  |  | 1009.1107 |  | 5045.5532 | 60084.7734 | 4313.623 | 3645.1926
KPCo Retire 2040, no CO2 | 0 | 2035 | KPCo | KPCo | S23 |  | 5
KPCo Retire 2040, no CO2 | 0 | 2035 | KPCo | KPCo | S31 |  | 30
KPCo Retire 2040, no CO2 | 0 | 2035 | KPCo | KPCo | S32 |  | 30
KPCo Retire 2040, no CO2 | 0 | 2035 | KPCo | KPCo | S33 |  | 15
KPCo Retire 2040, no CO2 | 0 | 2035 | KPCo | KPCo | S34 |  | 1
KPCo Retire 2040, no CO2 | 0 | 2036 | KPCo | KPCo | KCPo CT |  | 1 | 15533.3076 |  |  | 96406.3828 | 3503.8564 | 7862.1704 | 1104.8326 | 8709.2871 |  |  | 1009.1107 |  | 5045.5532 | 59376.2344 | 4313.623 | 3605.0864
KPCo Retire 2040, no CO2 | 0 | 2036 | KPCo | KPCo | S23 |  | 5
KPCo Retire 2040, no CO2 | 0 | 2036 | KPCo | KPCo | S31 |  | 30
KPCo Retire 2040, no CO2 | 0 | 2036 | KPCo | KPCo | S32 |  | 30
KPCo Retire 2040, no CO2 | 0 | 2036 | KPCo | KPCo | S33 |  | 15
KPCo Retire 2040, no CO2 | 0 | 2036 | KPCo | KPCo | S34 |  | 1
KPCo Retire 2040, no CO2 | 0 | 2037 | KPCo | KPCo | KCPo CT |  | 1 | 15874.3604 |  |  | 91902.5859 | 3503.8564 | 7448.3716 | 999.9346 | 9709.2217 |  |  | 1009.1107 |  | 5045.5532 | 58625.1797 | 4313.623 | 3562.574
KPCo Retire 2040, no CO2 | 0 | 2037 | KPCo | KPCo | S23 |  | 5
KPCo Retire 2040, no CO2 | 0 | 2037 | KPCo | KPCo | S31 |  | 30
KPCo Retire 2040, no CO2 | 0 | 2037 | KPCo | KPCo | S32 |  | 30
KPCo Retire 2040, no CO2 | 0 | 2037 | KPCo | KPCo | S33 |  | 15
KPCo Retire 2040, no CO2 | 0 | 2037 | KPCo | KPCo | S34 |  | 1
KPCo Retire 2040, no CO2 | 0 | 2038 | KPCo | KPCo | KCPo CT |  | 1 | 16222.8428 |  |  | 87398.7891 | 3503.8564 | 7448.3716 | 999.9346 | 10709.1562 |  |  | 1009.1107 |  | 5045.5532 | 57829.0625 | 4313.623 | 3517.5107
KPCo Retire 2040, no CO2 | 0 | 2038 | KPCo | KPCo | S23 |  | 5
KPCo Retire 2040, no CO2 | 0 | 2038 | KPCo | KPCo | S31 |  | 30
KPCo Retire 2040, no CO2 | 0 | 2038 | KPCo | KPCo | S32 |  | 30
KPCo Retire 2040, no CO2 | 0 | 2038 | KPCo | KPCo | S33 |  | 15
KPCo Retire 2040, no CO2 | 0 | 2038 | KPCo | KPCo | S34 |  | 1
KPCo Retire 2040, no CO2 | 0 | 2038 | KPCo | KPCo | S38 | 1 | 1
KPCo Retire 2040, no CO2 | 0 | 2039 | KPCo | KPCo | KCPo CT |  | 1 | 16596.752 |  |  | 82894.9922 | 3503.8564 | 7448.3716 | 999.9346 | 11709.0908 |  |  | 1009.1107 |  | 5045.5532 | 56985.1797 | 4313.623 | 3469.7437
KPCo Retire 2040, no CO2 | 0 | 2039 | KPCo | KPCo | S23 |  | 5
KPCo Retire 2040, no CO2 | 0 | 2039 | KPCo | KPCo | S31 |  | 30
KPCo Retire 2040, no CO2 | 0 | 2039 | KPCo | KPCo | S32 |  | 30
KPCo Retire 2040, no CO2 | 0 | 2039 | KPCo | KPCo | S33 |  | 15
KPCo Retire 2040, no CO2 | 0 | 2039 | KPCo | KPCo | S34 |  | 1
KPCo Retire 2040, no CO2 | 0 | 2039 | KPCo | KPCo | S38 |  | 1
KPCo Retire 2040, no CO2 | 0 | 2040 | KPCo | KPCo | KCPo CT |  | 1 | 16961.8867 |  |  | 78391.1953 | 3503.8564 | 7448.3716 | 999.9346 | 12709.0254 |  |  | 1009.1107 |  | 5045.5532 | 56090.6641 | 4313.623 | 3419.1106
KPCo Retire 2040, no CO2 | 0 | 2040 | KPCo | KPCo | S23 |  | 5
KPCo Retire 2040, no CO2 | 0 | 2040 | KPCo | KPCo | S31 |  | 30
KPCo Retire 2040, no CO2 | 0 | 2040 | KPCo | KPCo | S32 |  | 30
KPCo Retire 2040, no CO2 | 0 | 2040 | KPCo | KPCo | S33 |  | 15
KPCo Retire 2040, no CO2 | 0 | 2040 | KPCo | KPCo | S34 |  | 1
KPCo Retire 2040, no CO2 | 0 | 2040 | KPCo | KPCo | S38 |  | 1
KPCo Retire 2040, no CO2 | 0 | 2040 | KPCo | KPCo | S40 | 1 | 1
KPCo Retire 2040, no CO2 | 0 | 2041 | KPCo | KPCo | KCPo CT |  | 1 | 17318.8164 |  |  | 73887.3984 | 3503.8564 | 7448.3716 | 999.9346 | 13708.96 |  |  | 1009.1107 |  | 5045.5532 | 55142.4766 | 4313.623 | 3365.4397
KPCo Retire 2040, no CO2 | 0 | 2041 | KPCo | KPCo | PPA_41 | 6 | 6
KPCo Retire 2040, no CO2 | 0 | 2041 | KPCo | KPCo | S23 |  | 5
KPCo Retire 2040, no CO2 | 0 | 2041 | KPCo | KPCo | S31 |  | 30
KPCo Retire 2040, no CO2 | 0 | 2041 | KPCo | KPCo | S32 |  | 30
KPCo Retire 2040, no CO2 | 0 | 2041 | KPCo | KPCo | S33 |  | 15
KPCo Retire 2040, no CO2 | 0 | 2041 | KPCo | KPCo | S34 |  | 1
KPCo Retire 2040, no CO2 | 0 | 2041 | KPCo | KPCo | S38 |  | 1
KPCo Retire 2040, no CO2 | 0 | 2041 | KPCo | KPCo | S40 |  | 1
KPCo Retire 2040, no CO2 | 0 | 2041 | KPCo | KPCo | S41 | 20 | 20
KPCo Retire 2040, no CO2 | 0 | 2042 | KPCo | KPCo | KCPo CT |  | 1 | 17699.8359 |  |  | 69383.6016 | 3503.8564 | 7448.3716 | 999.9346 | 14708.8945 |  |  | 1009.1107 |  | 5045.5532 | 54137.3984 | 4313.623 | 3308.5486
KPCo Retire 2040, no CO2 | 0 | 2042 | KPCo | KPCo | PPA_42 | 6 | 6
KPCo Retire 2040, no CO2 | 0 | 2042 | KPCo | KPCo | S23 |  | 5
KPCo Retire 2040, no CO2 | 0 | 2042 | KPCo | KPCo | S31 |  | 30
KPCo Retire 2040, no CO2 | 0 | 2042 | KPCo | KPCo | S32 |  | 30
KPCo Retire 2040, no CO2 | 0 | 2042 | KPCo | KPCo | S33 |  | 15
KPCo Retire 2040, no CO2 | 0 | 2042 | KPCo | KPCo | S34 |  | 1
KPCo Retire 2040, no CO2 | 0 | 2042 | KPCo | KPCo | S38 |  | 1
KPCo Retire 2040, no CO2 | 0 | 2042 | KPCo | KPCo | S40 |  | 1
KPCo Retire 2040, no CO2 | 0 | 2042 | KPCo | KPCo | S41 |  | 20
KPCo Retire 2040, no CO2 | 0 | 2043 | KPCo | KPCo | KCPo CT |  | 1 | 18088.4512 |  |  | 64879.8086 | 3503.8564 | 7448.3716 | 999.9346 | 15708.8291 |  |  | 1009.1107 |  | 5045.5532 | 53072.0156 | 4313.623 | 3248.2439
KPCo Retire 2040, no CO2 | 0 | 2043 | KPCo | KPCo | PPA_43 | 6 | 6
KPCo Retire 2040, no CO2 | 0 | 2043 | KPCo | KPCo | S23 |  | 5
KPCo Retire 2040, no CO2 | 0 | 2043 | KPCo | KPCo | S31 |  | 30
KPCo Retire 2040, no CO2 | 0 | 2043 | KPCo | KPCo | S32 |  | 30
KPCo Retire 2040, no CO2 | 0 | 2043 | KPCo | KPCo | S33 |  | 15
KPCo Retire 2040, no CO2 | 0 | 2043 | KPCo | KPCo | S34 |  | 1
KPCo Retire 2040, no CO2 | 0 | 2043 | KPCo | KPCo | S38 |  | 1
KPCo Retire 2040, no CO2 | 0 | 2043 | KPCo | KPCo | S40 |  | 1
KPCo Retire 2040, no CO2 | 0 | 2043 | KPCo | KPCo | S41 |  | 20
KPCo Retire 2040, no CO2 | 0 | 2044 | KPCo | KPCo | KCPo CT |  | 1 | 18485.5371 |  |  | 60376.0195 | 3503.8564 | 7448.3716 | 999.9346 | 16708.7637 |  |  | 1009.1107 |  | 5045.5532 | 51942.7109 | 4313.623 | 3184.3208
KPCo Retire 2040, no CO2 | 0 | 2044 | KPCo | KPCo | PPA_44 | 5 | 5
KPCo Retire 2040, no CO2 | 0 | 2044 | KPCo | KPCo | S23 |  | 5
KPCo Retire 2040, no CO2 | 0 | 2044 | KPCo | KPCo | S31 |  | 30
KPCo Retire 2040, no CO2 | 0 | 2044 | KPCo | KPCo | S32 |  | 30
KPCo Retire 2040, no CO2 | 0 | 2044 | KPCo | KPCo | S33 |  | 15
KPCo Retire 2040, no CO2 | 0 | 2044 | KPCo | KPCo | S34 |  | 1
KPCo Retire 2040, no CO2 | 0 | 2044 | KPCo | KPCo | S38 |  | 1
KPCo Retire 2040, no CO2 | 0 | 2044 | KPCo | KPCo | S40 |  | 1
KPCo Retire 2040, no CO2 | 0 | 2044 | KPCo | KPCo | S41 |  | 20
KPCo Retire 2040, no CO2 | 0 | 2044 | KPCo | KPCo | S44 | 6 | 6
KPCo Retire 2040, no CO2 | 0 | 2045 | KPCo | KPCo | KCPo CT |  | 1 | 18911.6094 |  |  | 55872.2305 | 3503.8564 | 7448.3716 | 999.9346 | 17708.6992 |  |  | 1009.1107 |  | 5045.5532 | 50745.6484 | 4313.623 | 3116.5625
KPCo Retire 2040, no CO2 | 0 | 2045 | KPCo | KPCo | PPA_45 | 5 | 5
KPCo Retire 2040, no CO2 | 0 | 2045 | KPCo | KPCo | S23 |  | 5
KPCo Retire 2040, no CO2 | 0 | 2045 | KPCo | KPCo | S31 |  | 30
KPCo Retire 2040, no CO2 | 0 | 2045 | KPCo | KPCo | S32 |  | 30
KPCo Retire 2040, no CO2 | 0 | 2045 | KPCo | KPCo | S33 |  | 15
KPCo Retire 2040, no CO2 | 0 | 2045 | KPCo | KPCo | S34 |  | 1
KPCo Retire 2040, no CO2 | 0 | 2045 | KPCo | KPCo | S38 |  | 1
KPCo Retire 2040, no CO2 | 0 | 2045 | KPCo | KPCo | S40 |  | 1
KPCo Retire 2040, no CO2 | 0 | 2045 | KPCo | KPCo | S41 |  | 20
KPCo Retire 2040, no CO2 | 0 | 2045 | KPCo | KPCo | S44 |  | 6
KPCo Retire 2040, no CO2 | 0 | 2046 | KPCo | KPCo | KCPo CT |  | 1 | 19309.5645 |  |  | 52312.5234 | 3503.8564 | 3724.1858 | 55.8535 | 17764.5527 |  |  | 1009.1107 |  | 5045.5532 | 49476.7578 | 4313.623 | 3044.7388
KPCo Retire 2040, no CO2 | 0 | 2046 | KPCo | KPCo | PPA_46 | 5 | 5
KPCo Retire 2040, no CO2 | 0 | 2046 | KPCo | KPCo | S23 |  | 5
KPCo Retire 2040, no CO2 | 0 | 2046 | KPCo | KPCo | S31 |  | 30
KPCo Retire 2040, no CO2 | 0 | 2046 | KPCo | KPCo | S32 |  | 30
KPCo Retire 2040, no CO2 | 0 | 2046 | KPCo | KPCo | S33 |  | 15
KPCo Retire 2040, no CO2 | 0 | 2046 | KPCo | KPCo | S34 |  | 1
KPCo Retire 2040, no CO2 | 0 | 2046 | KPCo | KPCo | S38 |  | 1
KPCo Retire 2040, no CO2 | 0 | 2046 | KPCo | KPCo | S40 |  | 1
KPCo Retire 2040, no CO2 | 0 | 2046 | KPCo | KPCo | S41 |  | 20
KPCo Retire 2040, no CO2 | 0 | 2046 | KPCo | KPCo | S44 |  | 6
KPCo Retire 2040, no CO2 | 0 | 2047 | KPCo | KPCo | KCPo CT |  | 1 | 19734.3848 |  |  | 49696.8945 | 3503.8564 |  | -888.2277 | 16876.3242 |  |  | 1009.1107 |  | 5045.5532 | 48131.7344 | 4313.623 | 2968.6055
KPCo Retire 2040, no CO2 | 0 | 2047 | KPCo | KPCo | PPA_47 | 5 | 5
KPCo Retire 2040, no CO2 | 0 | 2047 | KPCo | KPCo | S23 |  | 5
KPCo Retire 2040, no CO2 | 0 | 2047 | KPCo | KPCo | S31 |  | 30
KPCo Retire 2040, no CO2 | 0 | 2047 | KPCo | KPCo | S32 |  | 30
KPCo Retire 2040, no CO2 | 0 | 2047 | KPCo | KPCo | S33 |  | 15
KPCo Retire 2040, no CO2 | 0 | 2047 | KPCo | KPCo | S34 |  | 1
KPCo Retire 2040, no CO2 | 0 | 2047 | KPCo | KPCo | S38 |  | 1
KPCo Retire 2040, no CO2 | 0 | 2047 | KPCo | KPCo | S40 |  | 1
KPCo Retire 2040, no CO2 | 0 | 2047 | KPCo | KPCo | S41 |  | 20
KPCo Retire 2040, no CO2 | 0 | 2047 | KPCo | KPCo | S44 |  | 6
KPCo Retire 2040, no CO2 | 0 | 2048 | KPCo | KPCo | KCPo CT |  | 1 | 20168.5352 |  |  | 47081.2656 | 3503.8564 |  | -888.2277 | 15988.0967 |  |  | 1009.1107 |  | 5045.5532 | 46706.0156 | 4313.623 | 2887.9041
KPCo Retire 2040, no CO2 | 0 | 2048 | KPCo | KPCo | PPA_48 | 5 | 5
KPCo Retire 2040, no CO2 | 0 | 2048 | KPCo | KPCo | S23 |  | 5
KPCo Retire 2040, no CO2 | 0 | 2048 | KPCo | KPCo | S31 |  | 30
KPCo Retire 2040, no CO2 | 0 | 2048 | KPCo | KPCo | S32 |  | 30
KPCo Retire 2040, no CO2 | 0 | 2048 | KPCo | KPCo | S33 |  | 15
KPCo Retire 2040, no CO2 | 0 | 2048 | KPCo | KPCo | S34 |  | 1
KPCo Retire 2040, no CO2 | 0 | 2048 | KPCo | KPCo | S38 |  | 1
KPCo Retire 2040, no CO2 | 0 | 2048 | KPCo | KPCo | S40 |  | 1
KPCo Retire 2040, no CO2 | 0 | 2048 | KPCo | KPCo | S41 |  | 20
KPCo Retire 2040, no CO2 | 0 | 2048 | KPCo | KPCo | S44 |  | 6
KPCo Retire 2040, no CO2 | 0 | 2049 | KPCo | KPCo | KCPo CT |  | 1 | 20610.4004 |  |  | 44465.6367 | 3503.8564 |  | -888.2277 | 15099.8691 |  |  | 1009.1107 |  | 5045.5532 | 45194.75 | 4313.623 | 2802.3608
KPCo Retire 2040, no CO2 | 0 | 2049 | KPCo | KPCo | PPA_49 | 5 | 5
KPCo Retire 2040, no CO2 | 0 | 2049 | KPCo | KPCo | S23 |  | 5
KPCo Retire 2040, no CO2 | 0 | 2049 | KPCo | KPCo | S31 |  | 30
KPCo Retire 2040, no CO2 | 0 | 2049 | KPCo | KPCo | S32 |  | 30
KPCo Retire 2040, no CO2 | 0 | 2049 | KPCo | KPCo | S33 |  | 15
KPCo Retire 2040, no CO2 | 0 | 2049 | KPCo | KPCo | S34 |  | 1
KPCo Retire 2040, no CO2 | 0 | 2049 | KPCo | KPCo | S38 |  | 1
KPCo Retire 2040, no CO2 | 0 | 2049 | KPCo | KPCo | S40 |  | 1
KPCo Retire 2040, no CO2 | 0 | 2049 | KPCo | KPCo | S41 |  | 20
KPCo Retire 2040, no CO2 | 0 | 2049 | KPCo | KPCo | S44 |  | 6
KPCo Retire 2040, no CO2 | 0 | 2050 | KPCo | KPCo | KCPo CT |  | 1 | 21085.4453 |  |  | 41850.0078 | 3503.8564 |  | -888.2277 | 14211.6416 |  |  | 1009.1107 |  | 5045.5532 | 43592.8125 | 4313.623 | 2711.6851
KPCo Retire 2040, no CO2 | 0 | 2050 | KPCo | KPCo | PB_50 | 9 | 9
KPCo Retire 2040, no CO2 | 0 | 2050 | KPCo | KPCo | PPA_50 | 4 | 4
KPCo Retire 2040, no CO2 | 0 | 2050 | KPCo | KPCo | PS_50 | 3 | 3
KPCo Retire 2040, no CO2 | 0 | 2050 | KPCo | KPCo | S23 |  | 5
KPCo Retire 2040, no CO2 | 0 | 2050 | KPCo | KPCo | S31 |  | 30
KPCo Retire 2040, no CO2 | 0 | 2050 | KPCo | KPCo | S32 |  | 30
KPCo Retire 2040, no CO2 | 0 | 2050 | KPCo | KPCo | S33 |  | 15
KPCo Retire 2040, no CO2 | 0 | 2050 | KPCo | KPCo | S34 |  | 1
KPCo Retire 2040, no CO2 | 0 | 2050 | KPCo | KPCo | S38 |  | 1
KPCo Retire 2040, no CO2 | 0 | 2050 | KPCo | KPCo | S40 |  | 1
KPCo Retire 2040, no CO2 | 0 | 2050 | KPCo | KPCo | S41 |  | 20
KPCo Retire 2040, no CO2 | 0 | 2050 | KPCo | KPCo | S44 |  | 6
KPCo Retire 2040, no CO2 | 0 | 2051 | KPCo | KPCo | KCPo CT |  | 1 | 21549.3242 |  |  | 39234.3789 | 3503.8564 |  | -888.2277 | 13323.4141 |  |  | 1009.1107 |  | 5045.5532 | 41894.7578 | 4313.623 | 2615.5686
KPCo Retire 2040, no CO2 | 0 | 2051 | KPCo | KPCo | PB_50 |  | 9
KPCo Retire 2040, no CO2 | 0 | 2051 | KPCo | KPCo | PS_50 |  | 3
KPCo Retire 2040, no CO2 | 0 | 2051 | KPCo | KPCo | S23 |  | 5
KPCo Retire 2040, no CO2 | 0 | 2051 | KPCo | KPCo | S31 |  | 30
KPCo Retire 2040, no CO2 | 0 | 2051 | KPCo | KPCo | S32 |  | 30
KPCo Retire 2040, no CO2 | 0 | 2051 | KPCo | KPCo | S33 |  | 15
KPCo Retire 2040, no CO2 | 0 | 2051 | KPCo | KPCo | S34 |  | 1
KPCo Retire 2040, no CO2 | 0 | 2051 | KPCo | KPCo | S38 |  | 1
KPCo Retire 2040, no CO2 | 0 | 2051 | KPCo | KPCo | S40 |  | 1
KPCo Retire 2040, no CO2 | 0 | 2051 | KPCo | KPCo | S41 |  | 20
KPCo Retire 2040, no CO2 | 0 | 2051 | KPCo | KPCo | S44 |  | 6
KPCo Retire 2040, no CO2 | 0 | 2052 | KPCo | KPCo | KCPo CT |  | 1 | 22023.4102 |  |  | 36618.75 | 3503.8564 |  | -888.2277 | 12435.1865 |  |  | 1009.1107 |  | 5045.5532 | 40094.8203 | 4313.623 | 2513.6853
KPCo Retire 2040, no CO2 | 0 | 2052 | KPCo | KPCo | PB_50 |  | 9
KPCo Retire 2040, no CO2 | 0 | 2052 | KPCo | KPCo | PS_50 |  | 3
KPCo Retire 2040, no CO2 | 0 | 2052 | KPCo | KPCo | S23 |  | 5
KPCo Retire 2040, no CO2 | 0 | 2052 | KPCo | KPCo | S31 |  | 30
KPCo Retire 2040, no CO2 | 0 | 2052 | KPCo | KPCo | S32 |  | 30
KPCo Retire 2040, no CO2 | 0 | 2052 | KPCo | KPCo | S33 |  | 15
KPCo Retire 2040, no CO2 | 0 | 2052 | KPCo | KPCo | S34 |  | 1
KPCo Retire 2040, no CO2 | 0 | 2052 | KPCo | KPCo | S38 |  | 1
KPCo Retire 2040, no CO2 | 0 | 2052 | KPCo | KPCo | S40 |  | 1
KPCo Retire 2040, no CO2 | 0 | 2052 | KPCo | KPCo | S41 |  | 20
KPCo Retire 2040, no CO2 | 0 | 2052 | KPCo | KPCo | S44 |  | 6
KPCo Retire 2040, no CO2 | 0 | 2053 | KPCo | KPCo | KCPo CT |  | 1 | 22507.9238 |  |  | 34003.1211 | 3503.8564 |  | -888.2277 | 11546.959 |  |  | 1009.1107 |  | 5045.5532 | 38186.8828 | 4313.623 | 2405.6892
KPCo Retire 2040, no CO2 | 0 | 2053 | KPCo | KPCo | PB_50 |  | 9
KPCo Retire 2040, no CO2 | 0 | 2053 | KPCo | KPCo | PS_50 |  | 3
KPCo Retire 2040, no CO2 | 0 | 2053 | KPCo | KPCo | S31 |  | 30
KPCo Retire 2040, no CO2 | 0 | 2053 | KPCo | KPCo | S32 |  | 30
KPCo Retire 2040, no CO2 | 0 | 2053 | KPCo | KPCo | S33 |  | 15
KPCo Retire 2040, no CO2 | 0 | 2053 | KPCo | KPCo | S34 |  | 1
KPCo Retire 2040, no CO2 | 0 | 2053 | KPCo | KPCo | S38 |  | 1
KPCo Retire 2040, no CO2 | 0 | 2053 | KPCo | KPCo | S40 |  | 1
KPCo Retire 2040, no CO2 | 0 | 2053 | KPCo | KPCo | S41 |  | 20
KPCo Retire 2040, no CO2 | 0 | 2053 | KPCo | KPCo | S44 |  | 6
KPCo Retire 2040, no CO2 | 0 | 2054 | KPCo | KPCo | KCPo CT |  | 1 | 23003.0957 |  |  | 31387.4941 | 3503.8564 |  | -888.2277 | 10658.7314 |  |  | 1009.1107 |  | 5045.5532 | 36164.4688 | 4313.623 | 2291.2129
KPCo Retire 2040, no CO2 | 0 | 2054 | KPCo | KPCo | PB_50 |  | 9
KPCo Retire 2040, no CO2 | 0 | 2054 | KPCo | KPCo | PS_50 |  | 3
KPCo Retire 2040, no CO2 | 0 | 2054 | KPCo | KPCo | S31 |  | 30
KPCo Retire 2040, no CO2 | 0 | 2054 | KPCo | KPCo | S32 |  | 30
KPCo Retire 2040, no CO2 | 0 | 2054 | KPCo | KPCo | S33 |  | 15
KPCo Retire 2040, no CO2 | 0 | 2054 | KPCo | KPCo | S34 |  | 1
KPCo Retire 2040, no CO2 | 0 | 2054 | KPCo | KPCo | S38 |  | 1
KPCo Retire 2040, no CO2 | 0 | 2054 | KPCo | KPCo | S40 |  | 1
KPCo Retire 2040, no CO2 | 0 | 2054 | KPCo | KPCo | S41 |  | 20
KPCo Retire 2040, no CO2 | 0 | 2054 | KPCo | KPCo | S44 |  | 6
KPCo Retire 2040, no CO2 | 0 | 2055 | KPCo | KPCo | KCPo CT |  | 1 | 23509.1641 |  |  | 28771.8652 | 3503.8564 |  | -888.2277 | 9770.5039 |  |  | 1009.1107 |  | 5045.5532 | 34020.7109 | 4313.623 | 2169.8682
KPCo Retire 2040, no CO2 | 0 | 2055 | KPCo | KPCo | PB_50 |  | 9
KPCo Retire 2040, no CO2 | 0 | 2055 | KPCo | KPCo | PS_50 |  | 3
KPCo Retire 2040, no CO2 | 0 | 2055 | KPCo | KPCo | S31 |  | 30
KPCo Retire 2040, no CO2 | 0 | 2055 | KPCo | KPCo | S32 |  | 30
KPCo Retire 2040, no CO2 | 0 | 2055 | KPCo | KPCo | S33 |  | 15
KPCo Retire 2040, no CO2 | 0 | 2055 | KPCo | KPCo | S34 |  | 1
KPCo Retire 2040, no CO2 | 0 | 2055 | KPCo | KPCo | S38 |  | 1
KPCo Retire 2040, no CO2 | 0 | 2055 | KPCo | KPCo | S40 |  | 1
KPCo Retire 2040, no CO2 | 0 | 2055 | KPCo | KPCo | S41 |  | 20
KPCo Retire 2040, no CO2 | 0 | 2055 | KPCo | KPCo | S44 |  | 6
KPCo Retire 2040, no CO2 | 0 | 2056 | KPCo | KPCo | KCPo CT |  | 1 | 24026.3633 |  |  | 26156.2363 | 3503.8564 |  | -888.2277 | 8882.2764 |  |  | 1009.1107 |  | 5045.5532 | 31748.3301 | 4313.623 | 2041.2426
KPCo Retire 2040, no CO2 | 0 | 2056 | KPCo | KPCo | PB_50 |  | 9
KPCo Retire 2040, no CO2 | 0 | 2056 | KPCo | KPCo | PS_50 |  | 3
KPCo Retire 2040, no CO2 | 0 | 2056 | KPCo | KPCo | S31 |  | 30
KPCo Retire 2040, no CO2 | 0 | 2056 | KPCo | KPCo | S32 |  | 30
KPCo Retire 2040, no CO2 | 0 | 2056 | KPCo | KPCo | S33 |  | 15
KPCo Retire 2040, no CO2 | 0 | 2056 | KPCo | KPCo | S34 |  | 1
KPCo Retire 2040, no CO2 | 0 | 2056 | KPCo | KPCo | S38 |  | 1
KPCo Retire 2040, no CO2 | 0 | 2056 | KPCo | KPCo | S40 |  | 1
KPCo Retire 2040, no CO2 | 0 | 2056 | KPCo | KPCo | S41 |  | 20
KPCo Retire 2040, no CO2 | 0 | 2056 | KPCo | KPCo | S44 |  | 6
KPCo Retire 2040, no CO2 | 0 | 2057 | KPCo | KPCo | KCPo CT |  | 1 | 24554.9414 |  |  | 23540.6074 | 3503.8564 |  | -888.2277 | 7994.0488 |  |  | 1009.1107 |  | 5045.5532 | 29339.6035 | 4313.623 | 1904.8998
KPCo Retire 2040, no CO2 | 0 | 2057 | KPCo | KPCo | PB_50 |  | 9
KPCo Retire 2040, no CO2 | 0 | 2057 | KPCo | KPCo | PS_50 |  | 3
KPCo Retire 2040, no CO2 | 0 | 2057 | KPCo | KPCo | S31 |  | 30
KPCo Retire 2040, no CO2 | 0 | 2057 | KPCo | KPCo | S32 |  | 30
KPCo Retire 2040, no CO2 | 0 | 2057 | KPCo | KPCo | S33 |  | 15
KPCo Retire 2040, no CO2 | 0 | 2057 | KPCo | KPCo | S34 |  | 1
KPCo Retire 2040, no CO2 | 0 | 2057 | KPCo | KPCo | S38 |  | 1
KPCo Retire 2040, no CO2 | 0 | 2057 | KPCo | KPCo | S40 |  | 1
KPCo Retire 2040, no CO2 | 0 | 2057 | KPCo | KPCo | S41 |  | 20
KPCo Retire 2040, no CO2 | 0 | 2057 | KPCo | KPCo | S44 |  | 6
KPCo Retire 2040, no CO2 | 0 | 2058 | KPCo | KPCo | KCPo CT |  | 1 | 25095.1504 |  |  | 20924.9785 | 3503.8564 |  | -888.2277 | 7105.8213 |  |  | 1009.1107 |  | 5045.5532 | 26786.3555 | 4313.623 | 1760.3762
KPCo Retire 2040, no CO2 | 0 | 2058 | KPCo | KPCo | PB_50 |  | 9
KPCo Retire 2040, no CO2 | 0 | 2058 | KPCo | KPCo | PS_50 |  | 3
KPCo Retire 2040, no CO2 | 0 | 2058 | KPCo | KPCo | S31 |  | 30
KPCo Retire 2040, no CO2 | 0 | 2058 | KPCo | KPCo | S32 |  | 30
KPCo Retire 2040, no CO2 | 0 | 2058 | KPCo | KPCo | S33 |  | 15
KPCo Retire 2040, no CO2 | 0 | 2058 | KPCo | KPCo | S34 |  | 1
KPCo Retire 2040, no CO2 | 0 | 2058 | KPCo | KPCo | S38 |  | 1
KPCo Retire 2040, no CO2 | 0 | 2058 | KPCo | KPCo | S40 |  | 1
KPCo Retire 2040, no CO2 | 0 | 2058 | KPCo | KPCo | S41 |  | 20
KPCo Retire 2040, no CO2 | 0 | 2058 | KPCo | KPCo | S44 |  | 6
KPCo Retire 2040, no CO2 | 0 | 2059 | KPCo | KPCo | KCPo CT |  | 1 | 25647.2422 |  |  | 18309.3496 | 3503.8564 |  | -888.2277 | 6217.5938 |  |  | 1009.1107 |  | 5045.5532 | 24079.9121 | 4313.623 | 1607.1813
KPCo Retire 2040, no CO2 | 0 | 2059 | KPCo | KPCo | PB_50 |  | 9
KPCo Retire 2040, no CO2 | 0 | 2059 | KPCo | KPCo | PS_50 |  | 3
KPCo Retire 2040, no CO2 | 0 | 2059 | KPCo | KPCo | S31 |  | 30
KPCo Retire 2040, no CO2 | 0 | 2059 | KPCo | KPCo | S32 |  | 30
KPCo Retire 2040, no CO2 | 0 | 2059 | KPCo | KPCo | S33 |  | 15
KPCo Retire 2040, no CO2 | 0 | 2059 | KPCo | KPCo | S34 |  | 1
KPCo Retire 2040, no CO2 | 0 | 2059 | KPCo | KPCo | S38 |  | 1
KPCo Retire 2040, no CO2 | 0 | 2059 | KPCo | KPCo | S40 |  | 1
KPCo Retire 2040, no CO2 | 0 | 2059 | KPCo | KPCo | S41 |  | 20
KPCo Retire 2040, no CO2 | 0 | 2059 | KPCo | KPCo | S44 |  | 6
KPCo Retire 2040, no CO2 | 0 | 2060 | KPCo | KPCo | KCPo CT |  | 1 | 26211.4805 |  |  | 15693.7207 | 3503.8564 |  | -888.2277 | 5329.3662 |  |  | 1009.1107 |  | 5045.5532 | 21211.082 | 4313.623 | 1444.7947
KPCo Retire 2040, no CO2 | 0 | 2060 | KPCo | KPCo | PB_50 |  | 9
KPCo Retire 2040, no CO2 | 0 | 2060 | KPCo | KPCo | PS_50 |  | 3
KPCo Retire 2040, no CO2 | 0 | 2060 | KPCo | KPCo | S31 |  | 30
KPCo Retire 2040, no CO2 | 0 | 2060 | KPCo | KPCo | S32 |  | 30
KPCo Retire 2040, no CO2 | 0 | 2060 | KPCo | KPCo | S33 |  | 15
KPCo Retire 2040, no CO2 | 0 | 2060 | KPCo | KPCo | S34 |  | 1
KPCo Retire 2040, no CO2 | 0 | 2060 | KPCo | KPCo | S38 |  | 1
KPCo Retire 2040, no CO2 | 0 | 2060 | KPCo | KPCo | S40 |  | 1
KPCo Retire 2040, no CO2 | 0 | 2060 | KPCo | KPCo | S41 |  | 20
KPCo Retire 2040, no CO2 | 0 | 2060 | KPCo | KPCo | S44 |  | 6
KPCo Retire 2040, no CO2 | 0 | 2061 | KPCo | KPCo | KCPo CT |  | 1 | 26788.1328 |  |  | 13078.0918 | 3503.8564 |  | -888.2277 | 4441.1387 |  |  | 1009.1107 |  | 5045.5532 | 18170.123 | 4313.623 | 1272.6649
KPCo Retire 2040, no CO2 | 0 | 2061 | KPCo | KPCo | PB_50 |  | 9
KPCo Retire 2040, no CO2 | 0 | 2061 | KPCo | KPCo | PS_50 |  | 3
KPCo Retire 2040, no CO2 | 0 | 2061 | KPCo | KPCo | S32 |  | 30
KPCo Retire 2040, no CO2 | 0 | 2061 | KPCo | KPCo | S33 |  | 15
KPCo Retire 2040, no CO2 | 0 | 2061 | KPCo | KPCo | S34 |  | 1
KPCo Retire 2040, no CO2 | 0 | 2061 | KPCo | KPCo | S38 |  | 1
KPCo Retire 2040, no CO2 | 0 | 2061 | KPCo | KPCo | S40 |  | 1
KPCo Retire 2040, no CO2 | 0 | 2061 | KPCo | KPCo | S41 |  | 20
KPCo Retire 2040, no CO2 | 0 | 2061 | KPCo | KPCo | S44 |  | 6
KPCo Retire 2040, no CO2 | 0 | 2062 | KPCo | KPCo | KCPo CT |  | 1 | 27377.4707 |  |  | 10462.4629 | 3503.8564 |  | -888.2277 | 3552.9111 |  |  | 1009.1107 |  | 5045.5532 | 14946.707 | 4313.623 | 1090.2074
KPCo Retire 2040, no CO2 | 0 | 2062 | KPCo | KPCo | PB_50 |  | 9
KPCo Retire 2040, no CO2 | 0 | 2062 | KPCo | KPCo | PS_50 |  | 3
KPCo Retire 2040, no CO2 | 0 | 2062 | KPCo | KPCo | S33 |  | 15
KPCo Retire 2040, no CO2 | 0 | 2062 | KPCo | KPCo | S34 |  | 1
KPCo Retire 2040, no CO2 | 0 | 2062 | KPCo | KPCo | S38 |  | 1
KPCo Retire 2040, no CO2 | 0 | 2062 | KPCo | KPCo | S40 |  | 1
KPCo Retire 2040, no CO2 | 0 | 2062 | KPCo | KPCo | S41 |  | 20
KPCo Retire 2040, no CO2 | 0 | 2062 | KPCo | KPCo | S44 |  | 6
KPCo Retire 2040, no CO2 | 0 | 2063 | KPCo | KPCo | KCPo CT |  | 1 | 27979.7734 |  |  | 7846.834 | 3503.8564 |  | -888.2277 | 2664.6836 |  |  | 1009.1107 |  | 5045.5532 | 11529.8857 | 4313.623 | 896.8024
KPCo Retire 2040, no CO2 | 0 | 2063 | KPCo | KPCo | PB_50 |  | 9
KPCo Retire 2040, no CO2 | 0 | 2063 | KPCo | KPCo | PS_50 |  | 3
KPCo Retire 2040, no CO2 | 0 | 2063 | KPCo | KPCo | S34 |  | 1
KPCo Retire 2040, no CO2 | 0 | 2063 | KPCo | KPCo | S38 |  | 1
KPCo Retire 2040, no CO2 | 0 | 2063 | KPCo | KPCo | S40 |  | 1
KPCo Retire 2040, no CO2 | 0 | 2063 | KPCo | KPCo | S41 |  | 20
KPCo Retire 2040, no CO2 | 0 | 2063 | KPCo | KPCo | S44 |  | 6
KPCo Retire 2040, no CO2 | 0 | 2064 | KPCo | KPCo | KCPo CT |  | 1 | 28595.3262 |  |  | 5231.2051 | 3503.8564 |  | -888.2277 | 1776.4559 |  |  | 1009.1107 |  | 5045.5532 | 7908.0557 | 4313.623 | 691.7932
KPCo Retire 2040, no CO2 | 0 | 2064 | KPCo | KPCo | PB_50 |  | 9
KPCo Retire 2040, no CO2 | 0 | 2064 | KPCo | KPCo | PS_50 |  | 3
KPCo Retire 2040, no CO2 | 0 | 2064 | KPCo | KPCo | S38 |  | 1
KPCo Retire 2040, no CO2 | 0 | 2064 | KPCo | KPCo | S40 |  | 1
KPCo Retire 2040, no CO2 | 0 | 2064 | KPCo | KPCo | S41 |  | 20
KPCo Retire 2040, no CO2 | 0 | 2064 | KPCo | KPCo | S44 |  | 6
KPCo Retire 2040, no CO2 | 0 | 2065 | KPCo | KPCo | KCPo CT |  | 1 | 29224.4219 |  |  | 2615.5762 | 3503.8564 |  | -888.2277 | 888.2283 |  |  | 1009.1107 |  | 5045.5532 | 4068.915 | 4313.623 | 474.4833
KPCo Retire 2040, no CO2 | 0 | 2065 | KPCo | KPCo | PS_50 |  | 3
KPCo Retire 2040, no CO2 | 0 | 2065 | KPCo | KPCo | S38 |  | 1
KPCo Retire 2040, no CO2 | 0 | 2065 | KPCo | KPCo | S40 |  | 1
KPCo Retire 2040, no CO2 | 0 | 2065 | KPCo | KPCo | S41 |  | 20
KPCo Retire 2040, no CO2 | 0 | 2065 | KPCo | KPCo | S44 |  | 6
KPCo Retire 2040, no CO2 | 0 | 2066 | KPCo | KPCo | KCPo CT |  | 1 | 29867.3574 |  |  | -0.052612 | 3503.8564 |  | -888.2277 | 0.00061035 |  |  | 1009.1107 |  | 5045.5532 | -0.57324 | 4313.623 | 244.1349
KPCo Retire 2040, no CO2 | 0 | 2066 | KPCo | KPCo | PS_50 |  | 3
KPCo Retire 2040, no CO2 | 0 | 2066 | KPCo | KPCo | S38 |  | 1
KPCo Retire 2040, no CO2 | 0 | 2066 | KPCo | KPCo | S40 |  | 1
KPCo Retire 2040, no CO2 | 0 | 2066 | KPCo | KPCo | S41 |  | 20
KPCo Retire 2040, no CO2 | 0 | 2066 | KPCo | KPCo | S44 |  | 6
KPCo Retire 2040, no CO2 | 0 | 2067 | KPCo | KPCo | KCPo CT |  | 1 | 30524.4395
KPCo Retire 2040, no CO2 | 0 | 2067 | KPCo | KPCo | PS_50 |  | 3
KPCo Retire 2040, no CO2 | 0 | 2067 | KPCo | KPCo | S38 |  | 1
KPCo Retire 2040, no CO2 | 0 | 2067 | KPCo | KPCo | S40 |  | 1
KPCo Retire 2040, no CO2 | 0 | 2067 | KPCo | KPCo | S41 |  | 20
KPCo Retire 2040, no CO2 | 0 | 2067 | KPCo | KPCo | S44 |  | 6
KPCo Retire 2040, no CO2 | 0 | 2068 | KPCo | KPCo | KCPo CT |  | 1 | 31195.9766
KPCo Retire 2040, no CO2 | 0 | 2068 | KPCo | KPCo | PS_50 |  | 3
KPCo Retire 2040, no CO2 | 0 | 2068 | KPCo | KPCo | S40 |  | 1
KPCo Retire 2040, no CO2 | 0 | 2068 | KPCo | KPCo | S41 |  | 20
KPCo Retire 2040, no CO2 | 0 | 2068 | KPCo | KPCo | S44 |  | 6
KPCo Retire 2040, no CO2 | 0 | 2069 | KPCo | KPCo | KCPo CT |  | 1 | 31882.2852
KPCo Retire 2040, no CO2 | 0 | 2069 | KPCo | KPCo | PS_50 |  | 3
KPCo Retire 2040, no CO2 | 0 | 2069 | KPCo | KPCo | S40 |  | 1
KPCo Retire 2040, no CO2 | 0 | 2069 | KPCo | KPCo | S41 |  | 20
KPCo Retire 2040, no CO2 | 0 | 2069 | KPCo | KPCo | S44 |  | 6
KPCo Retire 2040, no CO2 | 0 | 2070 | KPCo | KPCo | KCPo CT |  | 1 | 32583.6934
KPCo Retire 2040, no CO2 | 0 | 2070 | KPCo | KPCo | PS_50 |  | 3
KPCo Retire 2040, no CO2 | 0 | 2070 | KPCo | KPCo | S41 |  | 20
KPCo Retire 2040, no CO2 | 0 | 2070 | KPCo | KPCo | S44 |  | 6
KPCo Retire 2040, no CO2 | 0 | 2071 | KPCo | KPCo | KCPo CT |  | 1 | 33300.5352
KPCo Retire 2040, no CO2 | 0 | 2071 | KPCo | KPCo | PS_50 |  | 3
KPCo Retire 2040, no CO2 | 0 | 2071 | KPCo | KPCo | S44 |  | 6
KPCo Retire 2040, no CO2 | 0 | 2072 | KPCo | KPCo | KCPo CT |  | 1 | 34033.1445
KPCo Retire 2040, no CO2 | 0 | 2072 | KPCo | KPCo | PS_50 |  | 3
KPCo Retire 2040, no CO2 | 0 | 2072 | KPCo | KPCo | S44 |  | 6
KPCo Retire 2040, no CO2 | 0 | 2073 | KPCo | KPCo | KCPo CT |  | 1 | 34781.8711
KPCo Retire 2040, no CO2 | 0 | 2073 | KPCo | KPCo | PS_50 |  | 3
KPCo Retire 2040, no CO2 | 0 | 2073 | KPCo | KPCo | S44 |  | 6
KPCo Retire 2040, no CO2 | 0 | 2074 | KPCo | KPCo | KCPo CT |  | 1 | 35547.0703
KPCo Retire 2040, no CO2 | 0 | 2074 | KPCo | KPCo | PS_50 |  | 3
KPCo Retire 2040, no CO2 | 0 | 2075 | KPCo | KPCo | KCPo CT |  | 1 | 36329.1055
KPCo Retire 2040, no CO2 | 0 | 2075 | KPCo | KPCo | PS_50 |  | 3
KPCo Retire 2040, no CO2 | 0 | 2076 | KPCo | KPCo | KCPo CT |  | 1 | 37128.3438
KPCo Retire 2040, no CO2 | 0 | 2076 | KPCo | KPCo | PS_50 |  | 3
KPCo Retire 2040, no CO2 | 0 | 2077 | KPCo | KPCo | KCPo CT |  | 1 | 37945.168
KPCo Retire 2040, no CO2 | 0 | 2077 | KPCo | KPCo | PS_50 |  | 3
KPCo Retire 2040, no CO2 | 0 | 2078 | KPCo | KPCo | KCPo CT |  | 1 | 38779.9609
KPCo Retire 2040, no CO2 | 0 | 2078 | KPCo | KPCo | PS_50 |  | 3
KPCo Retire 2040, no CO2 | 0 | 2079 | KPCo | KPCo | KCPo CT |  | 1 | 39633.1172
KPCo Retire 2040, no CO2 | 0 | 2079 | KPCo | KPCo | PS_50 |  | 3
KPCo Retire 2040, no CO2 | 0 | 2080 | KPCo | KPCo | KCPo CT |  | 1 | 40505.043

## Scenario Info
Database | Scenario | Date Run | Runtime | MIP Stop Basis | Actual MIP Basis | Version
SCAPCO | KPCo Retire 2028, with CO2 | 2021-05-06 12:13 | 1.9 | 10 | 9.4149 | 5.0.0.0
SCAPCO | KPCo Retire 2040, with CO2 | 2021-05-06 12:12 | 2.0333 | 10 | 8.9577 | 5.0.0.0
SCAPCO | KPCo Retire 2028, no CO2 | 2021-05-06 11:22 | 2.6167 | 10 | 9.6782 | 5.0.0.0
SCAPCO | KPCo Retire 2040, no CO2 | 2021-05-06 11:22 | 2.6 | 10 | 8.9058 | 5.0.0.0